## Introduction
Version 7.0 - Retrofit Program - Lighting Controls Engineering Worksheet - April 1, 2019
DESCRIPTION AND APPLICABILITY
The purpose of this Engineering Worksheet is to estimate the Demand Savings and Energy Savings for the purpose of calculating the Participant Incentive associated with implementing an energy efficient lighting control systems. This Engineering Worksheet is not meant to be used as a design tool, and should be completed by knowledgeable practitioners.
This Engineering Worksheet is applicable to lighting systems found in commercial and industrial facilities. This Engineering Worksheet can be used for one (1) room (spacial unit). Multiple Engineering Worksheets are required for facilities with more than one room.
GENERAL INSTRUCTIONS
This section will briefly describe each of the tabs within this workbook. Within each worksheet, detailed information related to the fields requiring data entry will be displayed in headers along with notes that will pop-up when the user clicks on certain cells. The legend below outlines the colour scheme used throughout the workbook.
Applicant and Facility Information: - Enter Applicant and facility contact information, facility parameters and historical billing data.
System Design Assumptions: - Enter the weekly facility schedule - Enter information related to the equipment specifications, along with relevant system parameters. - Enter information related to space, lighting and seasonal system operating schedule. - Select the measures that will be implemented - Enter Eligible Costs for the Engineering Measure and electricity pricing information (i.e., $/kWh and $/kW)
Outputs: - Information related to demand reduction, and energy savings are displayed - Information relating project savings to facility consumption is also displayed
DISCLAIMER:
The IESO will not assume any liability or responsibility for any damages arising or resulting from the use of any information, equipment, product, method or any other process whatsoever contained in or related to this Engineering Worksheet. The use of knowledgeable practitioners for the application of the information contained herein is strongly recommended. Final eligibility and Participant Incentive payments are at the discretion of the IESO.
DATA INPUT REQUIRED: | INPUT | CALCULATED CELLS: | OUTPUT

## Applicant and Facility Info
Version 7.0 - Retrofit Program - Lighting Controls Engineering Worksheet - April 1, 2019
APPLICANT INFORMATION |  |  |  | General Data:
Legal Name of Applicant: |  |  |  | 1 | Owner
Address/City/Postal Code: |  |  |  | 2 | Tenant/Leaseholder
Contact Name and Title:
Day Phone Number: |  | E-mail: |  | 1 | Office
Owner/Tenant: | Please select from dropdown list |  |  | 2 | Retail
|  |  |  | 3 | Health Care
|  |  |  | 4 | Multi-Residential
APPLICANT REPRESENTATIVE/PROJECT CONTACT INFORMATION |  |  |  | 5 | Warehouse
Please enter the following information for the primary contact information for this project. This person may be contacted for any inquiries relating to the information within this |  |  |  | 6 | Agribusiness
workbook, or regarding the project. |  |  |  | 7 | Hospitality
Name and Title of Contact: |  |  |  | 8 | Educational
Address/City/Postal Code: |  |  |  | 9 | Industrial
Day Phone Number: |  | E-mail: |  | 10 | Other
|  |  |  | 11 | Mixed Use
FACILITY INFORMATION |  |  |  | 1 | Planned Replacement
Enter the following information regarding your building. Where the building has mixed uses (i.e., office and industrial) please indicate the percentage of floor space allocated to |  |  |  | 2 | Unexpected Replacement
each of the uses. |  |  |  | 3 | New Equipment for new process or Expansion of Operations
Building Name: |  |  |  | 4 | Efficiency Upgrade
Address/City/Postal Code:
Building/Property Type: | Please select from dropdown list | Gross Facility Floor Area (ft2):
If 'Other', indicate type: |  | Type of Project:
If 'Mixed Use', please allocate the proportions in the following table: |  | Percent (%): | Facility Description:
Floor Area Description | Please select from dropdown list
Floor Area Description | Please select from dropdown list
Floor Area Description | Please select from dropdown list |  |  | 1 | Lighting
|  |  |  | 2 | Unitary AC

## System Design Assumptions
Version 7.0 - Retrofit Program - Lighting Controls Engineering Worksheet - April 1, 2019
[20 empty] | TRUE | TRUE |  |  | TRUE | TRUE |  |  | TRUE | TRUE
[20 empty] | TRUE |  |  |  | TRUE |  |  |  | TRUE
[20 empty] | FALSE |  |  |  | FALSE |  |  |  | FALSE
LIGHTING SYSTEM OPERATING SCHEDULE | [19 empty] | Period 1 |  |  |  | Period 2 |  |  |  | Period 3
Season 1 |  |  |  | Season 2 |  |  |  | Season 3
From: |  |  |  | From: |  |  |  | From: | [10 empty] | Months | 0 | 0 |  | Months | 0 | 0 |  | Months | 0 | 0
To: |  |  |  | To: |  |  |  | To: | [10 empty] | Days | 0 | 0 |  | Days | 0 | 0 |  | Days | 0 | 0
Average | On Time | Off time |  | Average | On Time | Off time |  | Average | On Time | Off time | [6 empty] | Errors |  | 1 if cronological | 1 |  |  |  | 1 |  |  |  | 1
Monday |  |  | < | Monday |  |  | < | Monday |  |  | < | [8 empty] | Month | 1 if in period | Cron | Non-cron | Month | 1 if in period | Cron | Non-cron | Month | 1 if in period | Cron | Non-cron
Tuesday |  |  | < | Tuesday |  |  | < | Tuesday |  |  | < | [5 empty] | 0 | 0 |  | 1 | 0 | 0 | 1 | 1 | 0 | 0 | 1 | 1 | 0 | 0 | 1
Wednesday |  |  | < | Wednesday |  |  | < | Wednesday |  |  | < | [5 empty] | 0 | 0 |  | 2 | 0 | 0 | 1 | 2 | 0 | 0 | 1 | 2 | 0 | 0 | 1
Thursday |  |  | < | Thursday |  |  | < | Thursday |  |  | < | [5 empty] | 0 | 0 |  | 3 | 0 | 0 | 1 | 3 | 0 | 0 | 1 | 3 | 0 | 0 | 1
Friday |  |  | < | Friday |  |  | < | Friday |  |  | < | [5 empty] | 0 | 0 |  | 4 | 0 | 0 | 1 | 4 | 0 | 0 | 1 | 4 | 0 | 0 | 1
Saturday |  |  | < | Saturday |  |  | < | Saturday |  |  | < | [5 empty] | 0 | 0 |  | 5 | 0 | 0 | 1 | 5 | 0 | 0 | 1 | 5 | 0 | 0 | 1
Sunday |  |  | < | Sunday |  |  | < | Sunday |  |  | < | [5 empty] | 0 | 0 |  | 6 | 0 | 0 | 1 | 6 | 0 | 0 | 1 | 6 | 0 | 0 | 1
[17 empty] | 0 | 0 |  | 7 | 0 | 0 | 1 | 7 | 0 | 0 | 1 | 7 | 0 | 0 | 1
Annual Holidays or Shutdown Days (#days) |  | 11 | [14 empty] | 0 | 0 |  | 8 | 0 | 0 | 1 | 8 | 0 | 0 | 1 | 8 | 0 | 0 | 1
Annual Operating Hours |  | 0 | [14 empty] | 0 | 0 |  | 9 | 0 | 0 | 1 | 9 | 0 | 0 | 1 | 9 | 0 | 0 | 1
SPACE INFORMATION | [16 empty] | 0 | 0 |  | 10 | 0 | 0 | 1 | 10 | 0 | 0 | 1 | 10 | 0 | 0 | 1
Select the applicable space type: | [16 empty] | 0 | 0 |  | 11 | 0 | 0 | 1 | 11 | 0 | 0 | 1 | 11 | 0 | 0 | 1
[17 empty] | 0 | 0 |  | 12 | 0 | 0 | 1 | 12 | 0 | 0 | 1 | 12 | 0 | 0 | 1
Room Length (feet) |  |  |  | Room Width (feet) |  |  |  | Room area (sq. ft.) |  | 0 | [6 empty] | 0 |  | Total
[19 empty] | 0 | Period 1 months | 0 |  |  | Period 2 months | 0 |  |  | Period 3 months | 0
LIGHTING INFORMATION
Enter the space lighting design. Use one row for each fixture type or to indicate different control of the same fixture. Only enter daylight control for fixtures within 15 feet of the building perimeter. For example, the fixtures close to the building perimeter may have daylight sensor, while fixtures further from the perimeter are controled via occupancy sensors.
Type of Fixture & Lamp |  |  |  | Input Watts Per Fixture (W) | Lamps Dimmable to: (%) | Number of fixtures (#) |  | Lighting Control Type
[19 empty] | Period 1 |  |  |  | Period 2 |  |  |  | Period 3 |  |  |  |  | Holiday
[12 empty] | 1 if daylight | 1 if fixture entered | 1 if # fix enter | 1 if entered | [5 empty] | #hours |  |  |  | #hours |  |  |  | #hours |  | Count if | Period 1 | Period 2 | Period 3
[12 empty] | 0 | 0 | 0 | 0 | 0 |  | Monday | 0 | 0 | 0 | Monday | 0 | 0 | 0 | Monday | 0 | 0 | 0 |  |  | 0 | 0 | 0
[12 empty] | 0 | 0 | 0 | 0 | 0 |  | Tuesday | 0 | 0 | 0 | Tuesday | 0 | 0 | 0 | Tuesday | 0 | 0 | 0 |  |  | 0 | 0 | 0
[12 empty] | 0 | 0 | 0 | 0 | 0 |  | Wednesday | 0 | 0 | 0 | Wednesday | 0 | 0 | 0 | Wednesday | 0 | 0 | 0 |  |  | 0 | 0 | 0
[12 empty] | 0 | 0 | 0 | 0 | 0 |  | Thursday | 0 | 0 | 0 | Thursday | 0 | 0 | 0 | Thursday | 0 | 0 | 0 |  |  | 0 | 0 | 0
[12 empty] | 0 | 0 | 0 | 0 | 0 |  | Friday | 0 | 0 | 0 | Friday | 0 | 0 | 0 | Friday | 0 | 0 | 0 |  |  | 0 | 0 | 0
[12 empty] | 0 | 0 | 0 | 0 | 0 |  | Saturday | 0 | 0 | 0 | Saturday | 0 | 0 | 0 | Saturday | 0 | 0 | 0 |  |  | 0 | 0 | 0
[12 empty] | 0 |  |  |  | 0 |  | Sunday | 0 | 0 | 0 | Sunday | 0 | 0 | 0 | Sunday | 0 | 0 | 0 |  |  | 0 | 0 | 0
[21 empty] | 0 |  |  |  | 0 |  |  |  | 0 | 0 |  | 0 | 0 | 0 | 0
DAYLIGHTING INFORMATION | [12 empty] | Full lighting power (W) | Controllable Lighting Power | Difference | [5 empty] | 0 |  |  |  | 0 |  |  |  | 0 | 0 |  | 0 | 0 | 0 | 0
Select the applicable daylight control type:1 | [12 empty] | 0 | 0 | 0 |  |  |  | Time incorrect error |  | p1 |  |  |  | p2 |  |  |  | p3 |  |  | Average hours per day operating
Space Window to Wall Ratio: | [12 empty] | 0 | 0 | 0 |  |  |  |  | Monday | 99 | 0 |  |  | 99 | 0 |  |  | 99 | 0 |  |  | 0
Select Window Tint: | [12 empty] | 0 | 0 | 0 |  |  |  |  | Tuesday | 99 | 0 |  |  | 99 | 0 |  |  | 99 | 0
[13 empty] | 0 | 0 | 0 |  |  |  |  | Wednesday | 99 | 0 |  |  | 99 | 0 |  |  | 99 | 0
Window Tint Examples: | [12 empty] | 0 | 0 | 0 |  |  |  |  | Thursday | 99 | 0 |  |  | 99 | 0 |  |  | 99 | 0
[13 empty] | 0 | 0 | 0 |  |  |  |  | Friday | 99 | 0 |  |  | 99 | 0 |  |  | 99 | 0
[15 empty] | 0 |  |  |  |  | Saturday | 99 | 0 |  |  | 99 | 0 |  |  | 99 | 0
[20 empty] | Sunday | 99 | 0 |  |  | 99 | 0 |  |  | 99 | 0
[22 empty] | 0 |  |  |  | 0 |  |  |  | 0 |  | 0 | # spots with incorrect hours
Clear |  |  |  | Light |  |  |  | Dark
(Tvis = 0.8) |  |  |  | (Tvis = 0.6) |  |  |  | (Tvis = 0.4)
1 Notes:
On/off - The daylight sensor turns the light off when there is adequate daylight. (OFF/100%)
Stepped dimming - The daylight sensor dims the light to track the available natural light via a series of output levels. (ie, OFF/30%/60%/100%)
Fully modulating dimming - The daylight sensor dims the light proportionally to the level of natural light available. (OFF to 100%)
ECONOMIC VALUES
|  | Blended Cost of Power ($/kWh) |  |  |  |  | Estimated Monthly Demand ($/kW)
PROJECT COST BREAKDOWN
Costs which are eligible to be included in determining applicable Participant Incentives must be directly related to the procurement and implementation of the Eligible Measures and are limited to the following list. Enter the Eligible Costs below as applicable covering all measures in this worksheet.
Total costs of the equipment purchased (not including spare parts)
Total costs of labour for the installation of the equipment by suppliers
Total costs to dispose of or decommission the replaced equipment
Total costs of inspections of the Project as may be required pursuant to Laws and Regulations
0 |  | TOTAL ELIGIBLE COSTS FOR THE PROJECT
For certainty, costs which are not eligible to be included in Eligible Costs include: (i) any costs that are not third party costs or that are internal costs of the Participant, including costs of the Participant’s labour, service, administration or overhead; (ii) financing costs of the Participant; (iii) related insurance costs of the Participant; (iv) costs associated with post-installation maintenance or service contracts; (v) costs of spare parts, spare equipment or other inventories; (vi) purchase or lease of tools for installation of equipment; (vii) HST; and (viii) a portion of the costs of Eligible Measures that have been or will be received from financial incentives generally funded by energy ratepayers or taxpayers in the Province of Ontario (other than funding principally directed to Social Housing Providers if, combined with the Participant Incentive, such funding does not exceed the actual cost of the Project) or rebates from manufacturers or wholesalers or other supply chain participants. Note: Capitalized terms above are as defined in the Participant Agreement
Lighting controls previously in the space: | [7 empty] | None - Manual only
increase for vacancy sensors
0.02
[15 empty] | Space Type |  | Occupancy Sensor Savings |  |  | Vacancy sensor | YesNo |  | Control Type |  |  | Daylighting Control |  |  | Base case controls |  | Tint | Tvis
[15 empty] | Private Office |  | Private Office | 32.65 | 0.35 | 0.37 | Yes |  | None - Manual only |  |  | On/off |  |  | None - Manual only |  | Clear | 0.79
[15 empty] | Open Office |  | Open Office | 23.25 | 0.25 | 0.27 | No |  | Occupancy sensor |  |  | Stepped dimming |  |  | Occupancy sensor |  | Light | 0.61
[15 empty] | Classroom |  | Classroom | 31.4 | 0.3 | 0.32 |  |  | Vacancy sensor |  |  | Fully modulating dimming |  |  | Vacancy sensor |  | Dark | 0.41
[15 empty] | Conference/Meeting Room |  | Conference/Meeting Room | 42.2667 | 0.4 | 0.42 |  |  | Daylight sensor
[15 empty] | Warehouse |  | Warehouse | 60 | 0.6 | 0.62 |  |  | Daylight & Occupancy sensor
[15 empty] | Cafeteria |  | Cafeteria | 31.7 | 0.3 | 0.32 |  |  | Daylight & Vacancy sensor
[15 empty] | Gymnasium |  | Gymnasium | 31.7 | 0.3 | 0.32
[15 empty] | Restroom |  | Restroom | 50.2 | 0.5 | 0.52
[15 empty] | Changeroom |  | Changeroom | 50.2 | 0.5 | 0.52
[15 empty] | Storage Room |  | Storage Room | 55 | 0.55 | 0.57
[12 empty] | Month |  |  | Time |  |  |  | ERR | Text |  |  |  |  | DayMonth
[12 empty] | January | 1 |  | 0:00 | 1 | 0 |  | ERRmultimonth | Month(s) assigned in multiple periods |  |  |  |  | 1
[12 empty] | February | 2 |  | 1:00 | 2 | 0.041667 |  | ERR13months | More than 12 months are assigned |  |  |  |  | 2
[12 empty] | March | 3 |  | 2:00 | 3 | 0.083333 |  | ERR11months | Not all months have been assigned |  |  |  |  | 3
[12 empty] | April | 4 |  | 3:00 | 4 | 0.125 |  | ERRmltday | One or more days are entered in multiple seasons |  |  |  |  | 4
[12 empty] | May | 5 |  | 4:00 | 5 | 0.16667 |  | ERRoffb4on | OFF time must be after ON time |  |  |  |  | 5
[12 empty] | June | 6 |  | 5:00 | 6 | 0.20833 | [7 empty] | 6
[12 empty] | July | 7 |  | 6:00 | 7 | 0.25 | [7 empty] | 7
[12 empty] | August | 8 |  | 7:00 | 8 | 0.29167 | [7 empty] | 8
[12 empty] | September | 9 |  | 8:00 | 9 | 0.33333 | [7 empty] | 9
[12 empty] | October | 10 |  | 9:00 | 10 | 0.375 | [7 empty] | 10
[12 empty] | November | 11 |  | 10:00 | 11 | 0.41667 | [7 empty] | 11
[12 empty] | December | 12 |  | 11:00 | 12 | 0.45833 | [7 empty] | 12
[15 empty] | 12:00 | 13 | 0.5 | [7 empty] | 13
[15 empty] | 13:00 | 14 | 0.54167 | [7 empty] | 14
[15 empty] | 14:00 | 15 | 0.58333 | [7 empty] | 15
[15 empty] | 15:00 | 16 | 0.625 | [7 empty] | 16
[15 empty] | 16:00 | 17 | 0.66667 | [7 empty] | 17
[15 empty] | 17:00 | 18 | 0.70833 | [7 empty] | 18
[15 empty] | 18:00 | 19 | 0.75 | [7 empty] | 19
[15 empty] | 19:00 | 20 | 0.79167 | [7 empty] | 20
[15 empty] | 20:00 | 21 | 0.83333 | [7 empty] | 21
[15 empty] | 21:00 | 22 | 0.875 | [7 empty] | 22
[15 empty] | 22:00 | 23 | 0.91667 | [7 empty] | 23
[15 empty] | 23:00 | 24 | 0.95833 | [7 empty] | 24
[15 empty] | 0:59 | 2 | [8 empty] | 25
[15 empty] | 1:59 | 3 | [8 empty] | 26
[15 empty] | 2:59 | 4 | [8 empty] | 27
[15 empty] | 3:59 | 5 | [8 empty] | 28
[15 empty] | 4:59 | 6 | [8 empty] | 29
[15 empty] | 5:59 | 7 | [8 empty] | 30
[15 empty] | 6:59 | 8 | [8 empty] | 31
[15 empty] | 7:59 | 9
[15 empty] | 8:59 | 10
[15 empty] | 9:59 | 11
[15 empty] | 10:59 | 12
[15 empty] | 11:59 | 13
[15 empty] | 12:59 | 14
[15 empty] | 13:59 | 15
[15 empty] | 14:59 | 16
[15 empty] | 15:59 | 17
[15 empty] | 16:59 | 18
[15 empty] | 17:59 | 19
[15 empty] | 18:59 | 20
[15 empty] | 19:59 | 21
[15 empty] | 20:59 | 22
[15 empty] | 21:59 | 23
[15 empty] | 22:59 | 24
[15 empty] | 23:59 | 25

## Outputs
Version 7.0 - Retrofit Program - Lighting Controls Engineering Worksheet - April 1, 2019
PROJECT ENGINEERING ESTIMATES
This section highlights the demand and energy consumption for the Base Case and Energy Efficient Case. From this data, the Energy Savings and Demand Savings associated with implementing the energy efficient option are calculated.
|  | Base Case Measure | Energy Efficient Case Measure | Savings Summary
| Maximum Summer Peak Period Demand (kW) | 0 | 0 | 0 | (Occurs During Summer On-Peak Period)
| Average Summer Peak Demand (kW) | 0 | 0 | 0 | (Summer On-Peak Energy/On-Peak Hours)
| Average to Maximum Ratio (%) | 0% | 0% | 0%
| Maximum Winter Peak Period Demand (kW) | 0 | 0 | 0 | (Occurs During Winter On-Peak Period)
| Average Winter Peak Demand (kW) | 0 | 0 | 0 | (Winter On-Peak Energy/On-Peak Hours)
| Average to Maximum Ratio (%) | 0% | 0% | 0%
| Annual Electricity Consumption (kWh) | 0 | 0 | 0
* Highlighted items to be entered into Custom track online
PROJECT ECONOMICS
Based on cost information, entered by the user, along with incentive amounts, the project economics are summarized.
Assumed Blended Electricity Rate ($/kWh): |  |  | 0
Assumed Demand Rate ($/kW) |  |  | 0
Estimated Annual Energy Savings ($/year): |  |  | 0
Other Savings (Cost) ($/year): |  |  | 0
Estimated Total Annual Savings ($/year): |  |  | 0
Demand Savings1(kW) for the purpose of calculating the Participant Incentive |  |  | 0 | NOTE: These values must match online with Save on Energy RETROFIT Program Application under the Site and Project Details of the Custom Approach - Demand (kW) and Energy (kWh) Savings
Energy Savings2 (kWh) for the purpose of calculating the Participant Incentive |  |  | 0
Total Eligible Costs for the Project($): |  |  | 0
Calculated kW Participant Incentive ($400/kW or $800/kW of Demand Savings) |  |  | 0
Calculated kWh Participant Incentive ($0.05/kWh or $0.10/kWh of Energy Savings) |  |  | 0
Estimated Participant Incentive Amount3,4: |  |  | 0
Simple Payback (without Participant Incentive) |  |  | 0
Simple Payback (with Participant Incentive) |  |  | 0
QC & DIAGNOSTICS
This section displays some checks that can be used to identify if the savings calculated are realistic, with respect to the facility consumption
Average to Maximum Threshold Level (%) |  |  | 50%
Actual Average to Maximum Threshold Level (%) |  |  | 0%
Average to Maximum Ratio exceeds Average to Maximum Threshold Level: |  |  | NO
CONDITIONS AND DISCLAIMERS
Note 1: Demand Savings (kW) are the average load reduction in electricity demand between the Base Case and the Energy Efficient Case occurring in between 1 pm to 7 pm on business days, June 1 through August 31. For Measures that are weather dependent, Demand Savings shall be considered as occurring at peak design load conditions.
Note 2: Energy Savings (kWh) are those electricity savings achieved over the course of the first year after the completion of a Project.
Note 3: Estimated Participant Incentive Amount is calculated as the maximum of Calculated kW Participant Incentive and Calculated kWh Participant Incentive, with a Maximum Allowable Participant Incentive at 50% of Total Eligible Costs for the Project.
Note 4: The Participant Incentive Amount indicated in this Engineering Worksheet is added up to the Prescriptive and Custom Incentive Amounts, if there are any. Likewise, the Project Cost in this Engineering Worksheet is added up to the Prescriptive and Custom Project Costs, if there are any, summing it up to the Total Project Cost which would, in turn, serve as the basis for the 50% Project Cost Cap.

## Accessibility Disclaimer
This is a locked, fillable form and not all of the content in this document may be captured by a screen-reading device. If you require additional assistance to complete and submit this form, please contact retrofit@ieso.ca.

## LDC Outputs (hidden)
LDC Outputs
ENERGY AND DEMAND SAVINGS
Measure Base Case
Base Case Maximum Summer Peak Period Demand (kW) |  |  |  | 0 | (Occurs During Summer On-Peak Period) |  |  |  |  | Table 1: Time of Use Periods (hours per bin)
Base Case Average Summer Peak Demand (kW) |  |  |  | 0 | (Summer On-Peak Energy/On-Peak Hours) |  |  |  |  | Winter |  |  | Summer |  |  | Shoulder
Average to Maximum Ratio (%) |  |  |  | 0% | [5 empty] | On-Peak | Mid-Peak | Off-Peak | On-Peak | Mid-Peak | Off-Peak | Mid-Peak | Off-Peak
[10 empty] | 283 | 977 | 1644 | 384 | 576 | 1248 | 1575 | 2073 | 2011 values
Base Case Maximum Winter Peak Period Demand (kW) |  |  |  | 0 | (Occurs During Winter On-Peak Period)
Base Case Average Winter Peak Demand (kW) |  |  |  | 0 | (Winter On-Peak Energy/On-Peak Hours)
Average to Maximum Ratio (%) |  |  |  | 0%
Base Case Annual Electrity Consumption (kWh) |  |  |  | 0
Base Case Annual Electrity Consumption By Time of Use Period (kWh and %):
UNIT | WINTER |  |  | SUMMER |  |  | SHOULDER |  | TOTAL
| ON-PEAK | MID-PEAK | OFF-PEAK | ON-PEAK | MID-PEAK | OFF-PEAK | MID-PEAK | OFF-PEAK
kWh | 0 | 0 | 0 | 0 | 0 | 0 | 0 | 0 | 0
% | 0% | 0% | 0% | 0% | 0% | 0% | 0% | 0% | 0%
Measure CDM Option Case
CDM Option Case Maximum Summer Peak Period Demand (kW) |  |  |  | 0 | (Occurs During Summer On-Peak Period)
CDM Option Case Average Summer Peak Demand (kW) |  |  |  | 0 | (Summer On-Peak Energy/On-Peak Hours)
Average to Maximum Ratio (%) |  |  |  | 0%
CDM Option Case Maximum Winter Peak Period Demand (kW) |  |  |  | 0 | (Occurs During Winter On-Peak Period)
CDM Option Case Average Winter Peak Demand (kW) |  |  |  | 0 | (Winter On-Peak Energy/On-Peak Hours)
Average to Maximum Ratio (%) |  |  |  | 0%
CDM Option Case Annual Electrity Consumption (kWh) |  |  |  | 0
CDM Option Case Annual Electrity Consumption By Time of Use Period (kWh and %):
UNIT | WINTER |  |  | SUMMER |  |  | SHOULDER |  | TOTAL
| ON-PEAK | MID-PEAK | OFF-PEAK | ON-PEAK | MID-PEAK | OFF-PEAK | MID-PEAK | OFF-PEAK
kWh | 0 | 0 | 0 | 0 | 0 | 0 | 0 | 0 | 0
% | 0% | 0% | 0% | 0% | 0% | 0% | 0% | 0% | 0%
Savings Summary
Maximum Summer Peak Period Demand Savings (kW) |  |  |  | 0
Average Summer Peak Demand Savings (kW) |  |  |  | 0
Average to Maximum Ratio (%) |  |  |  | 0%
Maximum Winter Peak Period Demand Savings (kW) |  |  |  | 0
Average Winter Peak Demand Savings (kW) |  |  |  | 0
Average to Maximum Ratio (%) |  |  |  | 0%
Annual Electrity Savings (kWh) |  |  |  | 0
Annual Electrity Savings By Time of Use Period (kWh and %):
UNIT | WINTER |  |  | SUMMER |  |  | SHOULDER |  | TOTAL
| ON-PEAK | MID-PEAK | OFF-PEAK | ON-PEAK | MID-PEAK | OFF-PEAK | MID-PEAK | OFF-PEAK
kWh | 0 | 0 | 0 | 0 | 0 | 0 | 0 | 0 | 0
% | 0% | 0% | 0% | 0% | 0% | 0% | 0% | 0% | 0%
OCCUPANCY SENSOR ONLY
[12 empty] | Fixture 1 | Fixture 2 | Fixture 3 | Fixture 4 | Fixture 5 | Fixture 6
PROJECT ECONOMICS | [11 empty] | 0 | 0 | 0 | 0 | 0 | 0
Assumed Blended Electricity Rate ($/kWh): |  |  | 0 |  | Total Project Cost ($): |  |  | 0 |  | Base Case (kW) |  | 0 | 0 | 0 | 0 | 0 | 0
[9 empty] | $/kWh | Efficiency Case (kW)
Assumed Demand Rate ($/kW) |  |  | 0 |  | Incentive at | 400 | $/kW | 0 | 0 | Controlled kW |  | 0 | 0 | 0 | 0 | 0 | 0
[5 empty] | Incentive at | 400 | $/kW | 0 | 0 | Uncontrolled kW |  | 0 | 0 | 0 | 0 | 0 | 0
[5 empty] | Incentive at |  | $/kWh | 0 | 0 | Controlled Watts (Occ) |  | 0 | 0 | 0 | 0 | 0 | 0
Estimated Annual Energy Savings ($/year): |  |  | 0 | [6 empty] | Total Eff Case kW (Occ) |  | 0 | 0 | 0 | 0 | 0 | 0
Estimated Annual Demand Savings ($/year): |  |  | 0 |  | Actual Incentive Amount ($): |  |  | 0
Estimated Total Annual Savings ($/year): |  |  | 0 | [6 empty] | Daylight |  | #VALUE! | #VALUE! | #VALUE! | #VALUE! | #VALUE! | #VALUE!
[5 empty] | Simple Payback (without Incentive): |  |  | 0 |  |  |  | #VALUE! | #VALUE! | #VALUE! | #VALUE! | #VALUE! | #VALUE!
[5 empty] | Simple Payback (with Incentive): |  |  | 0
[10 empty] | kW Savings (Occ only) |  | 0 | 0 | 0 | 0 | 0 | 0
LDC QC & DIAGNOSTICS | [9 empty] | kW Savings (Day & Occ)
[10 empty] | Occupancy |  | 0 | 0 | 0 | 0 | 0 | 0
Percent of Facility Summer Peak Demand (%) |  |  | #VALUE! |  | Facility Total kWh | #VALUE! |  |  |  | Daylight |  | 0 | 0 | 0 | 0 | 0 | 0
Average Savings as a Percent of Summer Peak Demand |  |  | #VALUE! |  | Max Summer kW | #VALUE! | [5 empty] | 0 | 0 | 0 | 0 | 0 | 0
Percent of Facility Winter Peak Demand |  |  | #VALUE! |  | Max Winter kW | #VALUE!
Average Savings as a Percent of Winter Peak Demand |  |  | #VALUE! | [6 empty] | Total kW |  | 0
Percent of Facility Total Annual Electricity Consumption |  |  | #VALUE!
OPA Average to Maximum Threshold Level (%) |  |  | 50% | [6 empty] | kWh Savings (Occ only)
Project Peak Summer demand exceeds Threshold Level? |  |  | NO | [6 empty] | TOTAL OCC: |  | 0 | 0 | 0
[10 empty] | TOTAL DAYLIGHTING |  | 0 | 0 | 0
[12 empty] | 0 | 0 | 0
Note on J65: Author: Ignore

## Calculations (hidden)
Ashrae 90.1 2004 LPD
| Room area | 0 | sq Ft. | [6 empty] | W/m2 | [67 empty] | 0 | [6 empty] | Savings
|  | 0 | m^2 | [5 empty] | Private Office | 12 | [64 empty] | Multiplier | Savings |  | 1 |  |  |  |  | Savings | x | y | x6 | x5 | x4 | x3 | x2 | x |  |  |  | greater than | asmpt.
| lighting power | 0 | [6 empty] | Open Office | 12
| Selected Space type | 0 | [6 empty] | Classroom | 15 | [67 empty] | #VALUE! | 1 | On/off | winter | w-mid-peak | #VALUE! | #VALUE! | #VALUE! | 0 | 0 | -2.2323e-07 | 3.5452e-05 | -0.0021214 | 0.058727 | ON/OFF | winter | w-mid-peak | 48 | 0.66703
[9 empty] | Conference/Meeting Room | 14 | [64 empty] | #VALUE! | #VALUE! | w-mid-peak |  | 2 | Stepped dimming | winter | w-mid-peak | #VALUE! | #VALUE! | #VALUE! | 1.7231e-10 | -8.3978e-09 | -1.4179e-06 | 0.00014692 | -0.0054131 | 0.0931 | STEP | winter | w-mid-peak | 48 | 0.68622
[9 empty] | Warehouse | 10 | [68 empty] | 3 | Fully modulating dimming | winter | w-mid-peak | #VALUE! | #VALUE! | #VALUE! | -5.9593e-10 | 1.2443e-07 | -1.0343e-05 | 0.00043879 | -0.010114 | 0.12422 | FULL MOD | winter | w-mid-peak | 48 | 0.69927
[9 empty] | Cafeteria | 14 | [67 empty] | #VALUE! | 1 | On/off | winter | w_peak | #VALUE! | #VALUE! | #VALUE! | 9.263e-10 | -1.5503e-07 | 9.8739e-06 | -0.00028973 | 0.0034305 | 0.0066362 | ON/OFF | winter | w_peak | 48 | 0.42414
[9 empty] | Gymnasium | 15 | [64 empty] | #VALUE! | #VALUE! | w_peak |  | 2 | Stepped dimming | winter | w_peak | #VALUE! | #VALUE! | #VALUE! | 4.4704e-10 | -6.5356e-08 | 3.2972e-06 | -5.2274e-05 | -0.00087365 | 0.040425 | STEP | winter | w_peak | 48 | 0.46388
[9 empty] | Restroom | 10 | [68 empty] | 3 | Fully modulating dimming | winter | w_peak | #VALUE! | #VALUE! | #VALUE! | 1.6042e-12 | 1.4096e-08 | -2.2416e-06 | 0.00013717 | -0.0041144 | 0.064292 | FULL MOD | winter | w_peak | 48 | 0.4888
[9 empty] | Changeroom | 6 | [67 empty] | #VALUE! | 1 | On/off | shoulder | sh-mid-peak | #VALUE! | #VALUE! | #VALUE! | 0 | 1.0274e-08 | -1.7655e-06 | 0.00011978 | -0.0040916 | 0.074684 | ON/OFF | shoulder | sh-mid-peak | 48 | 0.65095
[9 empty] | Storage Room | 9 | [64 empty] | #VALUE! | #VALUE! | sh-mid-peak |  | 2 | Stepped dimming | shoulder | sh-mid-peak | #VALUE! | #VALUE! | #VALUE! | -4.6403e-10 | 9.9299e-08 | -8.4438e-06 | 0.00036648 | -0.0086689 | 0.11082 | STEP | shoulder | sh-mid-peak | 48 | 0.67911
[79 empty] | 3 | Fully modulating dimming | shoulder | sh-mid-peak | #VALUE! | #VALUE! | #VALUE! | -9.9021e-10 | 1.9341e-07 | -1.5011e-05 | 0.00059017 | -0.01242 | 0.13662 | FULL MOD | shoulder | sh-mid-peak | 48 | 0.6961
[78 empty] | #VALUE! | 1 | On/off | summer | sum-mid-peak | #VALUE! | #VALUE! | #VALUE! | 1.1278e-10 | -8.5269e-09 | -4.971e-07 | 7.7458e-05 | -0.0034536 | 0.072519 | ON/OFF | summer | sum-mid-peak | 48 | 0.65807
User eneterd LPD |  | W/m2 |  | Difference | [5 empty] | W/m2 | [43 empty] | Fixture | Fixture | Fixture | Fixture | Fixture | Fixture | [15 empty] | #VALUE! | #VALUE! | sum-mid-peak |  | 2 | Stepped dimming | summer | sum-mid-peak | #VALUE! | #VALUE! | #VALUE! | -5.5751e-10 | 1.1441e-07 | -9.3872e-06 | 0.00039584 | -0.0091731 | 0.1153 | STEP | summer | sum-mid-peak | 48 | 0.67814
|  | #DIV/0! |  | #DIV/0! | [5 empty] | #N/A | [43 empty] | 1 | 2 | 3 | 4 | 5 | 6 | [19 empty] | 3 | Fully modulating dimming | summer | sum-mid-peak | #VALUE! | #VALUE! | #VALUE! | -1.031e-09 | 1.9779e-07 | -1.5127e-05 | 0.00058961 | -0.012422 | 0.13777 | FULL MOD | summer | sum-mid-peak | 48 | 0.68757
|  |  |  | #DIV/0! | [34 empty] | Tint | 0 | [13 empty] | Control | Control | Control | Control | Control | Control | [18 empty] | #VALUE! | 1 | On/off | summer | sum-peak | #VALUE! | #VALUE! | #VALUE! | -1.0883e-09 | 2.1983e-07 | -1.7858e-05 | 0.00074576 | -0.016921 | 0.20013 | ON/OFF | summer | sum-peak | 27 | 0.989
[35 empty] | Occupancy |  | Vacancy |  | Tvis | [14 empty] | 0 | 0 | 0 | 0 | 0 | 0 | [15 empty] | #VALUE! | #VALUE! | sum-peak |  | 2 | Stepped dimming | summer | sum-peak | #VALUE! | #VALUE! | #VALUE! | -2.6501e-09 | 4.8479e-07 | -3.5231e-05 | 0.0012948 | -0.025295 | 0.24997 | STEP | summer | sum-peak | 26 | 1
[35 empty] | Savings |  | Savings |  | Win. To wall | 0 | [13 empty] | Flag | Flag | Flag | Flag | Flag | Flag | [8 empty] | Note: Cooling savings are not included on the outputs page | [10 empty] | 3 | Fully modulating dimming | summer | sum-peak | #VALUE! | #VALUE! | #VALUE! | -3.1896e-09 | 5.7712e-07 | -4.1344e-05 | 0.0014899 | -0.028301 | 0.268 | FULL MOD | summer | sum-peak | 25 | 1
| #DIV/0! | [32 empty] | Space type | 0 |  |  |  | Tvis * wintowall | #VALUE! | [28 empty] | Summer peak only | bar: 1 to 6
[54 empty] | 1: 1 - None Manual only | [9 empty] | % savings as a % of lighting savings | [5 empty] | Basecase control
[35 empty] | #N/A |  | #N/A |  | Cont. Type | 0 | [13 empty] | 1: 2 - Occupancy sensor | [9 empty] | on/off | 0.23 |  |  |  |  | None - Manual only
[54 empty] | 1: 3- Vacancy sensor |  | OCCUPANCY ONLY CASE | [7 empty] | step | 0.25 |  |  |  |  | Flag
[35 empty] | Occupancy |  | Vacancy | [16 empty] | 1: 4 - Daylight sensor |  | To apply different incentive level only | [7 empty] | full mode | 0.25 |  |  |  |  | 1
[27 empty] | Fixture | Fixture | Fixture | Fixture | Fixture | Fixture | Uncontrolled |  | Multiplier |  | Multiplier |  | 2011 values |  | Table 1: Time of Use Periods (hours per bin) | [12 empty] | 1: 5 - Daylight & Occupancy sensor | [15 empty] | 1 - None Manual only
[27 empty] | 1 | 2 | 3 | 4 | 5 | 6 | Fixture Watts |  | #N/A |  | #N/A |  | Winter |  |  | Summer |  |  | Shoulder | [8 empty] | 6- Daylight & Vacancy sensor | [15 empty] | 0.23 |  |  |  |  | 2 - Occupancy sensor
[27 empty] | Watts | Watts | Watts | Watts | Watts | Watts | Watts | [5 empty] | On-Peak | Mid-Peak | Off-Peak | On-Peak | Mid-Peak | Off-Peak | Mid-Peak | Off-Peak | [21 empty] | kW | kW | kW | kW | kW | kW |  | 3- Vacancy sensor
[5 empty] | 0 | Hours w/ month assign |  | 0 | [8 empty] | 0 | Hours w/ Day assign |  | SUM -error | 0 | Annual operating hours |  |  | Annual operating hours |  | Binned | Binned | Binned | Binned | Binned | Binned | [6 empty] | 283 | 977 | 1644 | 384 | 576 | 1248 | 1575 | 2073 |  | Daylight |  |  |  |  | Daylight | Fixture 1 | Fixture 2 | Fixture 3 | Fixture 4 | Fixture 5 | Fixture 6 | Uncontrolled | Fixture 1 | Fixture 2 | Fixture 3 | Fixture 4 | Fixture 5 | Fixture 6 | Uncontrolled | Cooling Savings |  | Cooling Savings |  | Cooling Savings |  |  | Power Consumed (kWh) |  |  | Annual Energy Savings |  |  |  | Power Consumed (kWh) |  |  | Annual Energy Savings
[5 empty] | 0 | 0 | 0 | 0 | 0 | 0 | 0 | 0 | 0 | 0 | 0 | 0 | 0 | 0 | 0 | FALSE | 0 | 0 | 0 |  | 0 | [8 empty] | Sum |  |  |  |  | 283 | 977 | 1644 | 384 | 576 | 1248 | 1575 | 2073 |  | Multiplier generation |  |  |  |  | Multiplier | Design case | Design case | Design case | Design case | Design case | Design case | Fixture Watts | Design\ case | Design case | Design case | Design case | Design case | Design case | Fixture Watts | Fixture 1 | Fixture 2 | Fixture 3 | Fixture 4 | Fixture 5 | Fixture 6 | to apply diff. incentive level only | 0 | 0 | 0 | 0 | kWh |  |  | 0 | 0 |  | 0
Day of week based on |  |  |  |  | Period 1 | 2 | 3 | Period 1 | 2 | 3 | Period 1 | 2 | 3 | Period 1 | 2 | 3 | Period 1 | 2 | 3 | 0 | Period 1 | 2 | 3 | Err Trap | 8760 filter | Total | 0 | 0 | 0 | 0 | 0 | 0 | 0 | 0 |  |  |  |  | winter | winter | winter | summer | summer | summer | shoulder | shoulder | [7 empty] | 0 | 0 | 0 | 0 | 0 | 0 |  | 0 | 0 | 0 | 0 | 0 | 0 |  | 0 | 0 | 0 | 0 | 0 | 0 | OCC. Sensors only | Base Case | Design Case | with cooling | Delta Power |  |  |  | Base Case | Design Case |  | Delta Power
2011 | Month | Day | Hour |  | 1 if month in period |  |  | Edgemonth is same |  |  | 1st month entered |  |  | 2nd month entered |  |  | 1 if Day in period |  |  |  | 1 if hour in period |  |  | NO | 1 if hour is included |  | (kW) | (kW) | (kW) | (kW) | (kW) | (kW) | (kW) | (kW) |  |  |  |  | w_peak | w-mid-peak | w-off peak | sum-peak | sum-mid-peak | sum-off peak | sh-mid-peak | sh-off-peak |  | w_peak | w-mid-peak | sum-peak | sum-mid-peak | sh-mid-peak |  |  | #DIV/0! | #DIV/0! | #DIV/0! | #DIV/0! | #DIV/0! |  |  | #DIV/0! | #DIV/0! | #DIV/0! | #DIV/0! | #DIV/0! |  | #DIV/0! | #DIV/0! | #DIV/0! | #DIV/0! | #DIV/0! | #DIV/0! | kW | kW | kW | kW | kW |  | 0
Saturday | 1 | 1 | 1 | 1 | 0 | 0 | 0 | 0 | 0 | 0 | 0 | 0 | 0 | 0 | 0 | 0 | 0 | 0 | 0 | 0 | 0 | 0 | 0 | 0 | 0 |  | 0 | 0 | 0 | 0 | 0 | 0 | 0 | 0 |  |  |  |  | 0 | 0 | 1 | 0 | 0 | 0 | 0 | 0 |  | 1 | 1 | 1 | 1 | 1 | 1 | 0 | 0 | 0 | 0 | 0 | 0 | 0 | 0 | 0 | 0 | 0 | 0 | 0 | 0 | 0 | 0 | 0 | 0 | 0 | 0 | 0 | 0 | 0 | 0 | 0 |  | 0
Saturday | 1 | 1 | 2 | 2 | 0 | 0 | 0 | 0 | 0 | 0 | 0 | 0 | 0 | 0 | 0 | 0 | 0 | 0 | 0 | 0 | 0 | 0 | 0 | 0 | 0 |  | 0 | 0 | 0 | 0 | 0 | 0 | 0 | 0 |  |  |  |  | 0 | 0 | 1 | 0 | 0 | 0 | 0 | 0 |  | 1 | 1 | 1 | 1 | 1 | 1 | 0 | 0 | 0 | 0 | 0 | 0 | 0 | 0 | 0 | 0 | 0 | 0 | 0 | 0 | 0 | 0 | 0 | 0 | 0 | 0 | 0 | 0 | 0 | 0 | 0 |  | 0
Saturday | 1 | 1 | 3 | 3 | 0 | 0 | 0 | 0 | 0 | 0 | 0 | 0 | 0 | 0 | 0 | 0 | 0 | 0 | 0 | 0 | 0 | 0 | 0 | 0 | 0 |  | 0 | 0 | 0 | 0 | 0 | 0 | 0 | 0 |  |  |  |  | 0 | 0 | 1 | 0 | 0 | 0 | 0 | 0 |  | 1 | 1 | 1 | 1 | 1 | 1 | 0 | 0 | 0 | 0 | 0 | 0 | 0 | 0 | 0 | 0 | 0 | 0 | 0 | 0 | 0 | 0 | 0 | 0 | 0 | 0 | 0 | 0 | 0 | 0 | 0
Saturday | 1 | 1 | 4 | 4 | 0 | 0 | 0 | 0 | 0 | 0 | 0 | 0 | 0 | 0 | 0 | 0 | 0 | 0 | 0 | 0 | 0 | 0 | 0 | 0 | 0 |  | 0 | 0 | 0 | 0 | 0 | 0 | 0 | 0 |  |  |  |  | 0 | 0 | 1 | 0 | 0 | 0 | 0 | 0 |  | 1 | 1 | 1 | 1 | 1 | 1 | 0 | 0 | 0 | 0 | 0 | 0 | 0 | 0 | 0 | 0 | 0 | 0 | 0 | 0 | 0 | 0 | 0 | 0 | 0 | 0 | 0 | 0 | 0 | 0 | 0
Saturday | 1 | 1 | 5 | 5 | 0 | 0 | 0 | 0 | 0 | 0 | 0 | 0 | 0 | 0 | 0 | 0 | 0 | 0 | 0 | 0 | 0 | 0 | 0 | 0 | 0 |  | 0 | 0 | 0 | 0 | 0 | 0 | 0 | 0 |  |  |  |  | 0 | 0 | 1 | 0 | 0 | 0 | 0 | 0 |  | 1 | 1 | 1 | 1 | 1 | 1 | 0 | 0 | 0 | 0 | 0 | 0 | 0 | 0 | 0 | 0 | 0 | 0 | 0 | 0 | 0 | 0 | 0 | 0 | 0 | 0 | 0 | 0 | 0 | 0 | 0
Saturday | 1 | 1 | 6 | 6 | 0 | 0 | 0 | 0 | 0 | 0 | 0 | 0 | 0 | 0 | 0 | 0 | 0 | 0 | 0 | 0 | 0 | 0 | 0 | 0 | 0 |  | 0 | 0 | 0 | 0 | 0 | 0 | 0 | 0 |  |  |  |  | 0 | 0 | 1 | 0 | 0 | 0 | 0 | 0 |  | 1 | 1 | 1 | 1 | 1 | 1 | 0 | 0 | 0 | 0 | 0 | 0 | 0 | 0 | 0 | 0 | 0 | 0 | 0 | 0 | 0 | 0 | 0 | 0 | 0 | 0 | 0 | 0 | 0 | 0 | 0
Saturday | 1 | 1 | 7 | 7 | 0 | 0 | 0 | 0 | 0 | 0 | 0 | 0 | 0 | 0 | 0 | 0 | 0 | 0 | 0 | 0 | 0 | 0 | 0 | 0 | 0 |  | 0 | 0 | 0 | 0 | 0 | 0 | 0 | 0 |  |  |  |  | 0 | 0 | 1 | 0 | 0 | 0 | 0 | 0 |  | 1 | 1 | 1 | 1 | 1 | 1 | 0 | 0 | 0 | 0 | 0 | 0 | 0 | 0 | 0 | 0 | 0 | 0 | 0 | 0 | 0 | 0 | 0 | 0 | 0 | 0 | 0 | 0 | 0 | 0 | 0
Saturday | 1 | 1 | 8 | 8 | 0 | 0 | 0 | 0 | 0 | 0 | 0 | 0 | 0 | 0 | 0 | 0 | 0 | 0 | 0 | 0 | 0 | 0 | 0 | 0 | 0 |  | 0 | 0 | 0 | 0 | 0 | 0 | 0 | 0 |  |  |  |  | 0 | 0 | 1 | 0 | 0 | 0 | 0 | 0 |  | 1 | 1 | 1 | 1 | 1 | 1 | 0 | 0 | 0 | 0 | 0 | 0 | 0 | 0 | 0 | 0 | 0 | 0 | 0 | 0 | 0 | 0 | 0 | 0 | 0 | 0 | 0 | 0 | 0 | 0 | 0
Saturday | 1 | 1 | 9 | 9 | 0 | 0 | 0 | 0 | 0 | 0 | 0 | 0 | 0 | 0 | 0 | 0 | 0 | 0 | 0 | 0 | 0 | 0 | 0 | 0 | 0 |  | 0 | 0 | 0 | 0 | 0 | 0 | 0 | 0 |  |  |  |  | 0 | 0 | 1 | 0 | 0 | 0 | 0 | 0 |  | 1 | 1 | 1 | 1 | 1 | 1 | 0 | 0 | 0 | 0 | 0 | 0 | 0 | 0 | 0 | 0 | 0 | 0 | 0 | 0 | 0 | 0 | 0 | 0 | 0 | 0 | 0 | 0 | 0 | 0 | 0
Saturday | 1 | 1 | 10 | 10 | 0 | 0 | 0 | 0 | 0 | 0 | 0 | 0 | 0 | 0 | 0 | 0 | 0 | 0 | 0 | 0 | 0 | 0 | 0 | 0 | 0 |  | 0 | 0 | 0 | 0 | 0 | 0 | 0 | 0 |  |  |  |  | 0 | 0 | 1 | 0 | 0 | 0 | 0 | 0 |  | 1 | 1 | 1 | 1 | 1 | 1 | 0 | 0 | 0 | 0 | 0 | 0 | 0 | 0 | 0 | 0 | 0 | 0 | 0 | 0 | 0 | 0 | 0 | 0 | 0 | 0 | 0 | 0 | 0 | 0 | 0
Saturday | 1 | 1 | 11 | 11 | 0 | 0 | 0 | 0 | 0 | 0 | 0 | 0 | 0 | 0 | 0 | 0 | 0 | 0 | 0 | 0 | 0 | 0 | 0 | 0 | 0 |  | 0 | 0 | 0 | 0 | 0 | 0 | 0 | 0 |  |  |  |  | 0 | 0 | 1 | 0 | 0 | 0 | 0 | 0 |  | 1 | 1 | 1 | 1 | 1 | 1 | 0 | 0 | 0 | 0 | 0 | 0 | 0 | 0 | 0 | 0 | 0 | 0 | 0 | 0 | 0 | 0 | 0 | 0 | 0 | 0 | 0 | 0 | 0 | 0 | 0
Saturday | 1 | 1 | 12 | 12 | 0 | 0 | 0 | 0 | 0 | 0 | 0 | 0 | 0 | 0 | 0 | 0 | 0 | 0 | 0 | 0 | 0 | 0 | 0 | 0 | 0 |  | 0 | 0 | 0 | 0 | 0 | 0 | 0 | 0 |  |  |  |  | 0 | 0 | 1 | 0 | 0 | 0 | 0 | 0 |  | 1 | 1 | 1 | 1 | 1 | 1 | 0 | 0 | 0 | 0 | 0 | 0 | 0 | 0 | 0 | 0 | 0 | 0 | 0 | 0 | 0 | 0 | 0 | 0 | 0 | 0 | 0 | 0 | 0 | 0 | 0
Saturday | 1 | 1 | 13 | 13 | 0 | 0 | 0 | 0 | 0 | 0 | 0 | 0 | 0 | 0 | 0 | 0 | 0 | 0 | 0 | 0 | 0 | 0 | 0 | 0 | 0 |  | 0 | 0 | 0 | 0 | 0 | 0 | 0 | 0 |  |  |  |  | 0 | 0 | 1 | 0 | 0 | 0 | 0 | 0 |  | 1 | 1 | 1 | 1 | 1 | 1 | 0 | 0 | 0 | 0 | 0 | 0 | 0 | 0 | 0 | 0 | 0 | 0 | 0 | 0 | 0 | 0 | 0 | 0 | 0 | 0 | 0 | 0 | 0 | 0 | 0
Saturday | 1 | 1 | 14 | 14 | 0 | 0 | 0 | 0 | 0 | 0 | 0 | 0 | 0 | 0 | 0 | 0 | 0 | 0 | 0 | 0 | 0 | 0 | 0 | 0 | 0 |  | 0 | 0 | 0 | 0 | 0 | 0 | 0 | 0 |  |  |  |  | 0 | 0 | 1 | 0 | 0 | 0 | 0 | 0 |  | 1 | 1 | 1 | 1 | 1 | 1 | 0 | 0 | 0 | 0 | 0 | 0 | 0 | 0 | 0 | 0 | 0 | 0 | 0 | 0 | 0 | 0 | 0 | 0 | 0 | 0 | 0 | 0 | 0 | 0 | 0
Saturday | 1 | 1 | 15 | 15 | 0 | 0 | 0 | 0 | 0 | 0 | 0 | 0 | 0 | 0 | 0 | 0 | 0 | 0 | 0 | 0 | 0 | 0 | 0 | 0 | 0 |  | 0 | 0 | 0 | 0 | 0 | 0 | 0 | 0 |  |  |  |  | 0 | 0 | 1 | 0 | 0 | 0 | 0 | 0 |  | 1 | 1 | 1 | 1 | 1 | 1 | 0 | 0 | 0 | 0 | 0 | 0 | 0 | 0 | 0 | 0 | 0 | 0 | 0 | 0 | 0 | 0 | 0 | 0 | 0 | 0 | 0 | 0 | 0 | 0 | 0
Saturday | 1 | 1 | 16 | 16 | 0 | 0 | 0 | 0 | 0 | 0 | 0 | 0 | 0 | 0 | 0 | 0 | 0 | 0 | 0 | 0 | 0 | 0 | 0 | 0 | 0 |  | 0 | 0 | 0 | 0 | 0 | 0 | 0 | 0 |  |  |  |  | 0 | 0 | 1 | 0 | 0 | 0 | 0 | 0 |  | 1 | 1 | 1 | 1 | 1 | 1 | 0 | 0 | 0 | 0 | 0 | 0 | 0 | 0 | 0 | 0 | 0 | 0 | 0 | 0 | 0 | 0 | 0 | 0 | 0 | 0 | 0 | 0 | 0 | 0 | 0
Saturday | 1 | 1 | 17 | 17 | 0 | 0 | 0 | 0 | 0 | 0 | 0 | 0 | 0 | 0 | 0 | 0 | 0 | 0 | 0 | 0 | 0 | 0 | 0 | 0 | 0 |  | 0 | 0 | 0 | 0 | 0 | 0 | 0 | 0 |  |  |  |  | 0 | 0 | 1 | 0 | 0 | 0 | 0 | 0 |  | 1 | 1 | 1 | 1 | 1 | 1 | 0 | 0 | 0 | 0 | 0 | 0 | 0 | 0 | 0 | 0 | 0 | 0 | 0 | 0 | 0 | 0 | 0 | 0 | 0 | 0 | 0 | 0 | 0 | 0 | 0
Saturday | 1 | 1 | 18 | 18 | 0 | 0 | 0 | 0 | 0 | 0 | 0 | 0 | 0 | 0 | 0 | 0 | 0 | 0 | 0 | 0 | 0 | 0 | 0 | 0 | 0 |  | 0 | 0 | 0 | 0 | 0 | 0 | 0 | 0 |  |  |  |  | 0 | 0 | 1 | 0 | 0 | 0 | 0 | 0 |  | 1 | 1 | 1 | 1 | 1 | 1 | 0 | 0 | 0 | 0 | 0 | 0 | 0 | 0 | 0 | 0 | 0 | 0 | 0 | 0 | 0 | 0 | 0 | 0 | 0 | 0 | 0 | 0 | 0 | 0 | 0
Saturday | 1 | 1 | 19 | 19 | 0 | 0 | 0 | 0 | 0 | 0 | 0 | 0 | 0 | 0 | 0 | 0 | 0 | 0 | 0 | 0 | 0 | 0 | 0 | 0 | 0 |  | 0 | 0 | 0 | 0 | 0 | 0 | 0 | 0 |  |  |  |  | 0 | 0 | 1 | 0 | 0 | 0 | 0 | 0 |  | 1 | 1 | 1 | 1 | 1 | 1 | 0 | 0 | 0 | 0 | 0 | 0 | 0 | 0 | 0 | 0 | 0 | 0 | 0 | 0 | 0 | 0 | 0 | 0 | 0 | 0 | 0 | 0 | 0 | 0 | 0
Saturday | 1 | 1 | 20 | 20 | 0 | 0 | 0 | 0 | 0 | 0 | 0 | 0 | 0 | 0 | 0 | 0 | 0 | 0 | 0 | 0 | 0 | 0 | 0 | 0 | 0 |  | 0 | 0 | 0 | 0 | 0 | 0 | 0 | 0 |  |  |  |  | 0 | 0 | 1 | 0 | 0 | 0 | 0 | 0 |  | 1 | 1 | 1 | 1 | 1 | 1 | 0 | 0 | 0 | 0 | 0 | 0 | 0 | 0 | 0 | 0 | 0 | 0 | 0 | 0 | 0 | 0 | 0 | 0 | 0 | 0 | 0 | 0 | 0 | 0 | 0
Saturday | 1 | 1 | 21 | 21 | 0 | 0 | 0 | 0 | 0 | 0 | 0 | 0 | 0 | 0 | 0 | 0 | 0 | 0 | 0 | 0 | 0 | 0 | 0 | 0 | 0 |  | 0 | 0 | 0 | 0 | 0 | 0 | 0 | 0 |  |  |  |  | 0 | 0 | 1 | 0 | 0 | 0 | 0 | 0 |  | 1 | 1 | 1 | 1 | 1 | 1 | 0 | 0 | 0 | 0 | 0 | 0 | 0 | 0 | 0 | 0 | 0 | 0 | 0 | 0 | 0 | 0 | 0 | 0 | 0 | 0 | 0 | 0 | 0 | 0 | 0
Saturday | 1 | 1 | 22 | 22 | 0 | 0 | 0 | 0 | 0 | 0 | 0 | 0 | 0 | 0 | 0 | 0 | 0 | 0 | 0 | 0 | 0 | 0 | 0 | 0 | 0 |  | 0 | 0 | 0 | 0 | 0 | 0 | 0 | 0 |  |  |  |  | 0 | 0 | 1 | 0 | 0 | 0 | 0 | 0 |  | 1 | 1 | 1 | 1 | 1 | 1 | 0 | 0 | 0 | 0 | 0 | 0 | 0 | 0 | 0 | 0 | 0 | 0 | 0 | 0 | 0 | 0 | 0 | 0 | 0 | 0 | 0 | 0 | 0 | 0 | 0
Saturday | 1 | 1 | 23 | 23 | 0 | 0 | 0 | 0 | 0 | 0 | 0 | 0 | 0 | 0 | 0 | 0 | 0 | 0 | 0 | 0 | 0 | 0 | 0 | 0 | 0 |  | 0 | 0 | 0 | 0 | 0 | 0 | 0 | 0 |  |  |  |  | 0 | 0 | 1 | 0 | 0 | 0 | 0 | 0 |  | 1 | 1 | 1 | 1 | 1 | 1 | 0 | 0 | 0 | 0 | 0 | 0 | 0 | 0 | 0 | 0 | 0 | 0 | 0 | 0 | 0 | 0 | 0 | 0 | 0 | 0 | 0 | 0 | 0 | 0 | 0
Saturday | 1 | 1 | 24 | 24 | 0 | 0 | 0 | 0 | 0 | 0 | 0 | 0 | 0 | 0 | 0 | 0 | 0 | 0 | 0 | 0 | 0 | 0 | 0 | 0 | 0 |  | 0 | 0 | 0 | 0 | 0 | 0 | 0 | 0 |  |  |  |  | 0 | 0 | 1 | 0 | 0 | 0 | 0 | 0 |  | 1 | 1 | 1 | 1 | 1 | 1 | 0 | 0 | 0 | 0 | 0 | 0 | 0 | 0 | 0 | 0 | 0 | 0 | 0 | 0 | 0 | 0 | 0 | 0 | 0 | 0 | 0 | 0 | 0 | 0 | 0
Sunday | 1 | 2 | 1 | 25 | 0 | 0 | 0 | 0 | 0 | 0 | 0 | 0 | 0 | 0 | 0 | 0 | 0 | 0 | 0 | 0 | 0 | 0 | 0 | 0 | 0 |  | 0 | 0 | 0 | 0 | 0 | 0 | 0 | 0 |  |  |  |  | 0 | 0 | 1 | 0 | 0 | 0 | 0 | 0 |  | 1 | 1 | 1 | 1 | 1 | 1 | 0 | 0 | 0 | 0 | 0 | 0 | 0 | 0 | 0 | 0 | 0 | 0 | 0 | 0 | 0 | 0 | 0 | 0 | 0 | 0 | 0 | 0 | 0 | 0 | 0
Sunday | 1 | 2 | 2 | 26 | 0 | 0 | 0 | 0 | 0 | 0 | 0 | 0 | 0 | 0 | 0 | 0 | 0 | 0 | 0 | 0 | 0 | 0 | 0 | 0 | 0 |  | 0 | 0 | 0 | 0 | 0 | 0 | 0 | 0 |  |  |  |  | 0 | 0 | 1 | 0 | 0 | 0 | 0 | 0 |  | 1 | 1 | 1 | 1 | 1 | 1 | 0 | 0 | 0 | 0 | 0 | 0 | 0 | 0 | 0 | 0 | 0 | 0 | 0 | 0 | 0 | 0 | 0 | 0 | 0 | 0 | 0 | 0 | 0 | 0 | 0
Sunday | 1 | 2 | 3 | 27 | 0 | 0 | 0 | 0 | 0 | 0 | 0 | 0 | 0 | 0 | 0 | 0 | 0 | 0 | 0 | 0 | 0 | 0 | 0 | 0 | 0 |  | 0 | 0 | 0 | 0 | 0 | 0 | 0 | 0 |  |  |  |  | 0 | 0 | 1 | 0 | 0 | 0 | 0 | 0 |  | 1 | 1 | 1 | 1 | 1 | 1 | 0 | 0 | 0 | 0 | 0 | 0 | 0 | 0 | 0 | 0 | 0 | 0 | 0 | 0 | 0 | 0 | 0 | 0 | 0 | 0 | 0 | 0 | 0 | 0 | 0
Sunday | 1 | 2 | 4 | 28 | 0 | 0 | 0 | 0 | 0 | 0 | 0 | 0 | 0 | 0 | 0 | 0 | 0 | 0 | 0 | 0 | 0 | 0 | 0 | 0 | 0 |  | 0 | 0 | 0 | 0 | 0 | 0 | 0 | 0 |  |  |  |  | 0 | 0 | 1 | 0 | 0 | 0 | 0 | 0 |  | 1 | 1 | 1 | 1 | 1 | 1 | 0 | 0 | 0 | 0 | 0 | 0 | 0 | 0 | 0 | 0 | 0 | 0 | 0 | 0 | 0 | 0 | 0 | 0 | 0 | 0 | 0 | 0 | 0 | 0 | 0
Sunday | 1 | 2 | 5 | 29 | 0 | 0 | 0 | 0 | 0 | 0 | 0 | 0 | 0 | 0 | 0 | 0 | 0 | 0 | 0 | 0 | 0 | 0 | 0 | 0 | 0 |  | 0 | 0 | 0 | 0 | 0 | 0 | 0 | 0 |  |  |  |  | 0 | 0 | 1 | 0 | 0 | 0 | 0 | 0 |  | 1 | 1 | 1 | 1 | 1 | 1 | 0 | 0 | 0 | 0 | 0 | 0 | 0 | 0 | 0 | 0 | 0 | 0 | 0 | 0 | 0 | 0 | 0 | 0 | 0 | 0 | 0 | 0 | 0 | 0 | 0
Sunday | 1 | 2 | 6 | 30 | 0 | 0 | 0 | 0 | 0 | 0 | 0 | 0 | 0 | 0 | 0 | 0 | 0 | 0 | 0 | 0 | 0 | 0 | 0 | 0 | 0 |  | 0 | 0 | 0 | 0 | 0 | 0 | 0 | 0 |  |  |  |  | 0 | 0 | 1 | 0 | 0 | 0 | 0 | 0 |  | 1 | 1 | 1 | 1 | 1 | 1 | 0 | 0 | 0 | 0 | 0 | 0 | 0 | 0 | 0 | 0 | 0 | 0 | 0 | 0 | 0 | 0 | 0 | 0 | 0 | 0 | 0 | 0 | 0 | 0 | 0
Sunday | 1 | 2 | 7 | 31 | 0 | 0 | 0 | 0 | 0 | 0 | 0 | 0 | 0 | 0 | 0 | 0 | 0 | 0 | 0 | 0 | 0 | 0 | 0 | 0 | 0 |  | 0 | 0 | 0 | 0 | 0 | 0 | 0 | 0 |  |  |  |  | 0 | 0 | 1 | 0 | 0 | 0 | 0 | 0 |  | 1 | 1 | 1 | 1 | 1 | 1 | 0 | 0 | 0 | 0 | 0 | 0 | 0 | 0 | 0 | 0 | 0 | 0 | 0 | 0 | 0 | 0 | 0 | 0 | 0 | 0 | 0 | 0 | 0 | 0 | 0
Sunday | 1 | 2 | 8 | 32 | 0 | 0 | 0 | 0 | 0 | 0 | 0 | 0 | 0 | 0 | 0 | 0 | 0 | 0 | 0 | 0 | 0 | 0 | 0 | 0 | 0 |  | 0 | 0 | 0 | 0 | 0 | 0 | 0 | 0 |  |  |  |  | 0 | 0 | 1 | 0 | 0 | 0 | 0 | 0 |  | 1 | 1 | 1 | 1 | 1 | 1 | 0 | 0 | 0 | 0 | 0 | 0 | 0 | 0 | 0 | 0 | 0 | 0 | 0 | 0 | 0 | 0 | 0 | 0 | 0 | 0 | 0 | 0 | 0 | 0 | 0
Sunday | 1 | 2 | 9 | 33 | 0 | 0 | 0 | 0 | 0 | 0 | 0 | 0 | 0 | 0 | 0 | 0 | 0 | 0 | 0 | 0 | 0 | 0 | 0 | 0 | 0 |  | 0 | 0 | 0 | 0 | 0 | 0 | 0 | 0 |  |  |  |  | 0 | 0 | 1 | 0 | 0 | 0 | 0 | 0 |  | 1 | 1 | 1 | 1 | 1 | 1 | 0 | 0 | 0 | 0 | 0 | 0 | 0 | 0 | 0 | 0 | 0 | 0 | 0 | 0 | 0 | 0 | 0 | 0 | 0 | 0 | 0 | 0 | 0 | 0 | 0
Sunday | 1 | 2 | 10 | 34 | 0 | 0 | 0 | 0 | 0 | 0 | 0 | 0 | 0 | 0 | 0 | 0 | 0 | 0 | 0 | 0 | 0 | 0 | 0 | 0 | 0 |  | 0 | 0 | 0 | 0 | 0 | 0 | 0 | 0 |  |  |  |  | 0 | 0 | 1 | 0 | 0 | 0 | 0 | 0 |  | 1 | 1 | 1 | 1 | 1 | 1 | 0 | 0 | 0 | 0 | 0 | 0 | 0 | 0 | 0 | 0 | 0 | 0 | 0 | 0 | 0 | 0 | 0 | 0 | 0 | 0 | 0 | 0 | 0 | 0 | 0
Sunday | 1 | 2 | 11 | 35 | 0 | 0 | 0 | 0 | 0 | 0 | 0 | 0 | 0 | 0 | 0 | 0 | 0 | 0 | 0 | 0 | 0 | 0 | 0 | 0 | 0 |  | 0 | 0 | 0 | 0 | 0 | 0 | 0 | 0 |  |  |  |  | 0 | 0 | 1 | 0 | 0 | 0 | 0 | 0 |  | 1 | 1 | 1 | 1 | 1 | 1 | 0 | 0 | 0 | 0 | 0 | 0 | 0 | 0 | 0 | 0 | 0 | 0 | 0 | 0 | 0 | 0 | 0 | 0 | 0 | 0 | 0 | 0 | 0 | 0 | 0
Sunday | 1 | 2 | 12 | 36 | 0 | 0 | 0 | 0 | 0 | 0 | 0 | 0 | 0 | 0 | 0 | 0 | 0 | 0 | 0 | 0 | 0 | 0 | 0 | 0 | 0 |  | 0 | 0 | 0 | 0 | 0 | 0 | 0 | 0 |  |  |  |  | 0 | 0 | 1 | 0 | 0 | 0 | 0 | 0 |  | 1 | 1 | 1 | 1 | 1 | 1 | 0 | 0 | 0 | 0 | 0 | 0 | 0 | 0 | 0 | 0 | 0 | 0 | 0 | 0 | 0 | 0 | 0 | 0 | 0 | 0 | 0 | 0 | 0 | 0 | 0
Sunday | 1 | 2 | 13 | 37 | 0 | 0 | 0 | 0 | 0 | 0 | 0 | 0 | 0 | 0 | 0 | 0 | 0 | 0 | 0 | 0 | 0 | 0 | 0 | 0 | 0 |  | 0 | 0 | 0 | 0 | 0 | 0 | 0 | 0 |  |  |  |  | 0 | 0 | 1 | 0 | 0 | 0 | 0 | 0 |  | 1 | 1 | 1 | 1 | 1 | 1 | 0 | 0 | 0 | 0 | 0 | 0 | 0 | 0 | 0 | 0 | 0 | 0 | 0 | 0 | 0 | 0 | 0 | 0 | 0 | 0 | 0 | 0 | 0 | 0 | 0
Sunday | 1 | 2 | 14 | 38 | 0 | 0 | 0 | 0 | 0 | 0 | 0 | 0 | 0 | 0 | 0 | 0 | 0 | 0 | 0 | 0 | 0 | 0 | 0 | 0 | 0 |  | 0 | 0 | 0 | 0 | 0 | 0 | 0 | 0 |  |  |  |  | 0 | 0 | 1 | 0 | 0 | 0 | 0 | 0 |  | 1 | 1 | 1 | 1 | 1 | 1 | 0 | 0 | 0 | 0 | 0 | 0 | 0 | 0 | 0 | 0 | 0 | 0 | 0 | 0 | 0 | 0 | 0 | 0 | 0 | 0 | 0 | 0 | 0 | 0 | 0
Sunday | 1 | 2 | 15 | 39 | 0 | 0 | 0 | 0 | 0 | 0 | 0 | 0 | 0 | 0 | 0 | 0 | 0 | 0 | 0 | 0 | 0 | 0 | 0 | 0 | 0 |  | 0 | 0 | 0 | 0 | 0 | 0 | 0 | 0 |  |  |  |  | 0 | 0 | 1 | 0 | 0 | 0 | 0 | 0 |  | 1 | 1 | 1 | 1 | 1 | 1 | 0 | 0 | 0 | 0 | 0 | 0 | 0 | 0 | 0 | 0 | 0 | 0 | 0 | 0 | 0 | 0 | 0 | 0 | 0 | 0 | 0 | 0 | 0 | 0 | 0
Sunday | 1 | 2 | 16 | 40 | 0 | 0 | 0 | 0 | 0 | 0 | 0 | 0 | 0 | 0 | 0 | 0 | 0 | 0 | 0 | 0 | 0 | 0 | 0 | 0 | 0 |  | 0 | 0 | 0 | 0 | 0 | 0 | 0 | 0 |  |  |  |  | 0 | 0 | 1 | 0 | 0 | 0 | 0 | 0 |  | 1 | 1 | 1 | 1 | 1 | 1 | 0 | 0 | 0 | 0 | 0 | 0 | 0 | 0 | 0 | 0 | 0 | 0 | 0 | 0 | 0 | 0 | 0 | 0 | 0 | 0 | 0 | 0 | 0 | 0 | 0
Sunday | 1 | 2 | 17 | 41 | 0 | 0 | 0 | 0 | 0 | 0 | 0 | 0 | 0 | 0 | 0 | 0 | 0 | 0 | 0 | 0 | 0 | 0 | 0 | 0 | 0 |  | 0 | 0 | 0 | 0 | 0 | 0 | 0 | 0 |  |  |  |  | 0 | 0 | 1 | 0 | 0 | 0 | 0 | 0 |  | 1 | 1 | 1 | 1 | 1 | 1 | 0 | 0 | 0 | 0 | 0 | 0 | 0 | 0 | 0 | 0 | 0 | 0 | 0 | 0 | 0 | 0 | 0 | 0 | 0 | 0 | 0 | 0 | 0 | 0 | 0
Sunday | 1 | 2 | 18 | 42 | 0 | 0 | 0 | 0 | 0 | 0 | 0 | 0 | 0 | 0 | 0 | 0 | 0 | 0 | 0 | 0 | 0 | 0 | 0 | 0 | 0 |  | 0 | 0 | 0 | 0 | 0 | 0 | 0 | 0 |  |  |  |  | 0 | 0 | 1 | 0 | 0 | 0 | 0 | 0 |  | 1 | 1 | 1 | 1 | 1 | 1 | 0 | 0 | 0 | 0 | 0 | 0 | 0 | 0 | 0 | 0 | 0 | 0 | 0 | 0 | 0 | 0 | 0 | 0 | 0 | 0 | 0 | 0 | 0 | 0 | 0
Sunday | 1 | 2 | 19 | 43 | 0 | 0 | 0 | 0 | 0 | 0 | 0 | 0 | 0 | 0 | 0 | 0 | 0 | 0 | 0 | 0 | 0 | 0 | 0 | 0 | 0 |  | 0 | 0 | 0 | 0 | 0 | 0 | 0 | 0 |  |  |  |  | 0 | 0 | 1 | 0 | 0 | 0 | 0 | 0 |  | 1 | 1 | 1 | 1 | 1 | 1 | 0 | 0 | 0 | 0 | 0 | 0 | 0 | 0 | 0 | 0 | 0 | 0 | 0 | 0 | 0 | 0 | 0 | 0 | 0 | 0 | 0 | 0 | 0 | 0 | 0
Sunday | 1 | 2 | 20 | 44 | 0 | 0 | 0 | 0 | 0 | 0 | 0 | 0 | 0 | 0 | 0 | 0 | 0 | 0 | 0 | 0 | 0 | 0 | 0 | 0 | 0 |  | 0 | 0 | 0 | 0 | 0 | 0 | 0 | 0 |  |  |  |  | 0 | 0 | 1 | 0 | 0 | 0 | 0 | 0 |  | 1 | 1 | 1 | 1 | 1 | 1 | 0 | 0 | 0 | 0 | 0 | 0 | 0 | 0 | 0 | 0 | 0 | 0 | 0 | 0 | 0 | 0 | 0 | 0 | 0 | 0 | 0 | 0 | 0 | 0 | 0
Sunday | 1 | 2 | 21 | 45 | 0 | 0 | 0 | 0 | 0 | 0 | 0 | 0 | 0 | 0 | 0 | 0 | 0 | 0 | 0 | 0 | 0 | 0 | 0 | 0 | 0 |  | 0 | 0 | 0 | 0 | 0 | 0 | 0 | 0 |  |  |  |  | 0 | 0 | 1 | 0 | 0 | 0 | 0 | 0 |  | 1 | 1 | 1 | 1 | 1 | 1 | 0 | 0 | 0 | 0 | 0 | 0 | 0 | 0 | 0 | 0 | 0 | 0 | 0 | 0 | 0 | 0 | 0 | 0 | 0 | 0 | 0 | 0 | 0 | 0 | 0
Sunday | 1 | 2 | 22 | 46 | 0 | 0 | 0 | 0 | 0 | 0 | 0 | 0 | 0 | 0 | 0 | 0 | 0 | 0 | 0 | 0 | 0 | 0 | 0 | 0 | 0 |  | 0 | 0 | 0 | 0 | 0 | 0 | 0 | 0 |  |  |  |  | 0 | 0 | 1 | 0 | 0 | 0 | 0 | 0 |  | 1 | 1 | 1 | 1 | 1 | 1 | 0 | 0 | 0 | 0 | 0 | 0 | 0 | 0 | 0 | 0 | 0 | 0 | 0 | 0 | 0 | 0 | 0 | 0 | 0 | 0 | 0 | 0 | 0 | 0 | 0
Sunday | 1 | 2 | 23 | 47 | 0 | 0 | 0 | 0 | 0 | 0 | 0 | 0 | 0 | 0 | 0 | 0 | 0 | 0 | 0 | 0 | 0 | 0 | 0 | 0 | 0 |  | 0 | 0 | 0 | 0 | 0 | 0 | 0 | 0 |  |  |  |  | 0 | 0 | 1 | 0 | 0 | 0 | 0 | 0 |  | 1 | 1 | 1 | 1 | 1 | 1 | 0 | 0 | 0 | 0 | 0 | 0 | 0 | 0 | 0 | 0 | 0 | 0 | 0 | 0 | 0 | 0 | 0 | 0 | 0 | 0 | 0 | 0 | 0 | 0 | 0
Sunday | 1 | 2 | 24 | 48 | 0 | 0 | 0 | 0 | 0 | 0 | 0 | 0 | 0 | 0 | 0 | 0 | 0 | 0 | 0 | 0 | 0 | 0 | 0 | 0 | 0 |  | 0 | 0 | 0 | 0 | 0 | 0 | 0 | 0 |  |  |  |  | 0 | 0 | 1 | 0 | 0 | 0 | 0 | 0 |  | 1 | 1 | 1 | 1 | 1 | 1 | 0 | 0 | 0 | 0 | 0 | 0 | 0 | 0 | 0 | 0 | 0 | 0 | 0 | 0 | 0 | 0 | 0 | 0 | 0 | 0 | 0 | 0 | 0 | 0 | 0
Monday | 1 | 3 | 1 | 49 | 0 | 0 | 0 | 0 | 0 | 0 | 0 | 0 | 0 | 0 | 0 | 0 | 0 | 0 | 0 | 0 | 0 | 0 | 0 | 0 | 0 |  | 0 | 0 | 0 | 0 | 0 | 0 | 0 | 0 |  |  |  |  | 0 | 0 | 1 | 0 | 0 | 0 | 0 | 0 |  | 1 | 1 | 1 | 1 | 1 | 1 | 0 | 0 | 0 | 0 | 0 | 0 | 0 | 0 | 0 | 0 | 0 | 0 | 0 | 0 | 0 | 0 | 0 | 0 | 0 | 0 | 0 | 0 | 0 | 0 | 0
Monday | 1 | 3 | 2 | 50 | 0 | 0 | 0 | 0 | 0 | 0 | 0 | 0 | 0 | 0 | 0 | 0 | 0 | 0 | 0 | 0 | 0 | 0 | 0 | 0 | 0 |  | 0 | 0 | 0 | 0 | 0 | 0 | 0 | 0 |  |  |  |  | 0 | 0 | 1 | 0 | 0 | 0 | 0 | 0 |  | 1 | 1 | 1 | 1 | 1 | 1 | 0 | 0 | 0 | 0 | 0 | 0 | 0 | 0 | 0 | 0 | 0 | 0 | 0 | 0 | 0 | 0 | 0 | 0 | 0 | 0 | 0 | 0 | 0 | 0 | 0
Monday | 1 | 3 | 3 | 51 | 0 | 0 | 0 | 0 | 0 | 0 | 0 | 0 | 0 | 0 | 0 | 0 | 0 | 0 | 0 | 0 | 0 | 0 | 0 | 0 | 0 |  | 0 | 0 | 0 | 0 | 0 | 0 | 0 | 0 |  |  |  |  | 0 | 0 | 1 | 0 | 0 | 0 | 0 | 0 |  | 1 | 1 | 1 | 1 | 1 | 1 | 0 | 0 | 0 | 0 | 0 | 0 | 0 | 0 | 0 | 0 | 0 | 0 | 0 | 0 | 0 | 0 | 0 | 0 | 0 | 0 | 0 | 0 | 0 | 0 | 0
Monday | 1 | 3 | 4 | 52 | 0 | 0 | 0 | 0 | 0 | 0 | 0 | 0 | 0 | 0 | 0 | 0 | 0 | 0 | 0 | 0 | 0 | 0 | 0 | 0 | 0 |  | 0 | 0 | 0 | 0 | 0 | 0 | 0 | 0 |  |  |  |  | 0 | 0 | 1 | 0 | 0 | 0 | 0 | 0 |  | 1 | 1 | 1 | 1 | 1 | 1 | 0 | 0 | 0 | 0 | 0 | 0 | 0 | 0 | 0 | 0 | 0 | 0 | 0 | 0 | 0 | 0 | 0 | 0 | 0 | 0 | 0 | 0 | 0 | 0 | 0
Monday | 1 | 3 | 5 | 53 | 0 | 0 | 0 | 0 | 0 | 0 | 0 | 0 | 0 | 0 | 0 | 0 | 0 | 0 | 0 | 0 | 0 | 0 | 0 | 0 | 0 |  | 0 | 0 | 0 | 0 | 0 | 0 | 0 | 0 |  |  |  |  | 0 | 0 | 1 | 0 | 0 | 0 | 0 | 0 |  | 1 | 1 | 1 | 1 | 1 | 1 | 0 | 0 | 0 | 0 | 0 | 0 | 0 | 0 | 0 | 0 | 0 | 0 | 0 | 0 | 0 | 0 | 0 | 0 | 0 | 0 | 0 | 0 | 0 | 0 | 0
Monday | 1 | 3 | 6 | 54 | 0 | 0 | 0 | 0 | 0 | 0 | 0 | 0 | 0 | 0 | 0 | 0 | 0 | 0 | 0 | 0 | 0 | 0 | 0 | 0 | 0 |  | 0 | 0 | 0 | 0 | 0 | 0 | 0 | 0 |  |  |  |  | 0 | 0 | 1 | 0 | 0 | 0 | 0 | 0 |  | 1 | 1 | 1 | 1 | 1 | 1 | 0 | 0 | 0 | 0 | 0 | 0 | 0 | 0 | 0 | 0 | 0 | 0 | 0 | 0 | 0 | 0 | 0 | 0 | 0 | 0 | 0 | 0 | 0 | 0 | 0
Monday | 1 | 3 | 7 | 55 | 0 | 0 | 0 | 0 | 0 | 0 | 0 | 0 | 0 | 0 | 0 | 0 | 0 | 0 | 0 | 0 | 0 | 0 | 0 | 0 | 0 |  | 0 | 0 | 0 | 0 | 0 | 0 | 0 | 0 |  |  |  |  | 0 | 0 | 1 | 0 | 0 | 0 | 0 | 0 |  | 1 | 1 | 1 | 1 | 1 | 1 | 0 | 0 | 0 | 0 | 0 | 0 | 0 | 0 | 0 | 0 | 0 | 0 | 0 | 0 | 0 | 0 | 0 | 0 | 0 | 0 | 0 | 0 | 0 | 0 | 0
Monday | 1 | 3 | 8 | 56 | 0 | 0 | 0 | 0 | 0 | 0 | 0 | 0 | 0 | 0 | 0 | 0 | 0 | 0 | 0 | 0 | 0 | 0 | 0 | 0 | 0 |  | 0 | 0 | 0 | 0 | 0 | 0 | 0 | 0 |  |  |  |  | 0 | 1 | 0 | 0 | 0 | 0 | 0 | 0 |  | 1 | #VALUE! | 1 | 1 | 1 | #VALUE! | 0 | 0 | 0 | 0 | 0 | 0 | 0 | 0 | 0 | 0 | 0 | 0 | 0 | 0 | 0 | 0 | 0 | 0 | 0 | 0 | 0 | 0 | 0 | 0 | 0
Monday | 1 | 3 | 9 | 57 | 0 | 0 | 0 | 0 | 0 | 0 | 0 | 0 | 0 | 0 | 0 | 0 | 0 | 0 | 0 | 0 | 0 | 0 | 0 | 0 | 0 |  | 0 | 0 | 0 | 0 | 0 | 0 | 0 | 0 |  |  |  |  | 0 | 1 | 0 | 0 | 0 | 0 | 0 | 0 |  | 1 | #VALUE! | 1 | 1 | 1 | #VALUE! | 0 | 0 | 0 | 0 | 0 | 0 | 0 | 0 | 0 | 0 | 0 | 0 | 0 | 0 | 0 | 0 | 0 | 0 | 0 | 0 | 0 | 0 | 0 | 0 | 0
Monday | 1 | 3 | 10 | 58 | 0 | 0 | 0 | 0 | 0 | 0 | 0 | 0 | 0 | 0 | 0 | 0 | 0 | 0 | 0 | 0 | 0 | 0 | 0 | 0 | 0 |  | 0 | 0 | 0 | 0 | 0 | 0 | 0 | 0 |  |  |  |  | 0 | 1 | 0 | 0 | 0 | 0 | 0 | 0 |  | 1 | #VALUE! | 1 | 1 | 1 | #VALUE! | 0 | 0 | 0 | 0 | 0 | 0 | 0 | 0 | 0 | 0 | 0 | 0 | 0 | 0 | 0 | 0 | 0 | 0 | 0 | 0 | 0 | 0 | 0 | 0 | 0
Monday | 1 | 3 | 11 | 59 | 0 | 0 | 0 | 0 | 0 | 0 | 0 | 0 | 0 | 0 | 0 | 0 | 0 | 0 | 0 | 0 | 0 | 0 | 0 | 0 | 0 |  | 0 | 0 | 0 | 0 | 0 | 0 | 0 | 0 |  |  |  |  | 0 | 1 | 0 | 0 | 0 | 0 | 0 | 0 |  | 1 | #VALUE! | 1 | 1 | 1 | #VALUE! | 0 | 0 | 0 | 0 | 0 | 0 | 0 | 0 | 0 | 0 | 0 | 0 | 0 | 0 | 0 | 0 | 0 | 0 | 0 | 0 | 0 | 0 | 0 | 0 | 0
Monday | 1 | 3 | 12 | 60 | 0 | 0 | 0 | 0 | 0 | 0 | 0 | 0 | 0 | 0 | 0 | 0 | 0 | 0 | 0 | 0 | 0 | 0 | 0 | 0 | 0 |  | 0 | 0 | 0 | 0 | 0 | 0 | 0 | 0 |  |  |  |  | 0 | 1 | 0 | 0 | 0 | 0 | 0 | 0 |  | 1 | #VALUE! | 1 | 1 | 1 | #VALUE! | 0 | 0 | 0 | 0 | 0 | 0 | 0 | 0 | 0 | 0 | 0 | 0 | 0 | 0 | 0 | 0 | 0 | 0 | 0 | 0 | 0 | 0 | 0 | 0 | 0
Monday | 1 | 3 | 13 | 61 | 0 | 0 | 0 | 0 | 0 | 0 | 0 | 0 | 0 | 0 | 0 | 0 | 0 | 0 | 0 | 0 | 0 | 0 | 0 | 0 | 0 |  | 0 | 0 | 0 | 0 | 0 | 0 | 0 | 0 |  |  |  |  | 0 | 1 | 0 | 0 | 0 | 0 | 0 | 0 |  | 1 | #VALUE! | 1 | 1 | 1 | #VALUE! | 0 | 0 | 0 | 0 | 0 | 0 | 0 | 0 | 0 | 0 | 0 | 0 | 0 | 0 | 0 | 0 | 0 | 0 | 0 | 0 | 0 | 0 | 0 | 0 | 0
Monday | 1 | 3 | 14 | 62 | 0 | 0 | 0 | 0 | 0 | 0 | 0 | 0 | 0 | 0 | 0 | 0 | 0 | 0 | 0 | 0 | 0 | 0 | 0 | 0 | 0 |  | 0 | 0 | 0 | 0 | 0 | 0 | 0 | 0 |  |  |  |  | 0 | 1 | 0 | 0 | 0 | 0 | 0 | 0 |  | 1 | #VALUE! | 1 | 1 | 1 | #VALUE! | 0 | 0 | 0 | 0 | 0 | 0 | 0 | 0 | 0 | 0 | 0 | 0 | 0 | 0 | 0 | 0 | 0 | 0 | 0 | 0 | 0 | 0 | 0 | 0 | 0
Monday | 1 | 3 | 15 | 63 | 0 | 0 | 0 | 0 | 0 | 0 | 0 | 0 | 0 | 0 | 0 | 0 | 0 | 0 | 0 | 0 | 0 | 0 | 0 | 0 | 0 |  | 0 | 0 | 0 | 0 | 0 | 0 | 0 | 0 |  |  |  |  | 0 | 1 | 0 | 0 | 0 | 0 | 0 | 0 |  | 1 | #VALUE! | 1 | 1 | 1 | #VALUE! | 0 | 0 | 0 | 0 | 0 | 0 | 0 | 0 | 0 | 0 | 0 | 0 | 0 | 0 | 0 | 0 | 0 | 0 | 0 | 0 | 0 | 0 | 0 | 0 | 0
Monday | 1 | 3 | 16 | 64 | 0 | 0 | 0 | 0 | 0 | 0 | 0 | 0 | 0 | 0 | 0 | 0 | 0 | 0 | 0 | 0 | 0 | 0 | 0 | 0 | 0 |  | 0 | 0 | 0 | 0 | 0 | 0 | 0 | 0 |  |  |  |  | 0 | 1 | 0 | 0 | 0 | 0 | 0 | 0 |  | 1 | #VALUE! | 1 | 1 | 1 | #VALUE! | 0 | 0 | 0 | 0 | 0 | 0 | 0 | 0 | 0 | 0 | 0 | 0 | 0 | 0 | 0 | 0 | 0 | 0 | 0 | 0 | 0 | 0 | 0 | 0 | 0
Monday | 1 | 3 | 17 | 65 | 0 | 0 | 0 | 0 | 0 | 0 | 0 | 0 | 0 | 0 | 0 | 0 | 0 | 0 | 0 | 0 | 0 | 0 | 0 | 0 | 0 |  | 0 | 0 | 0 | 0 | 0 | 0 | 0 | 0 |  |  |  |  | 0 | 1 | 0 | 0 | 0 | 0 | 0 | 0 |  | 1 | #VALUE! | 1 | 1 | 1 | #VALUE! | 0 | 0 | 0 | 0 | 0 | 0 | 0 | 0 | 0 | 0 | 0 | 0 | 0 | 0 | 0 | 0 | 0 | 0 | 0 | 0 | 0 | 0 | 0 | 0 | 0
Monday | 1 | 3 | 18 | 66 | 0 | 0 | 0 | 0 | 0 | 0 | 0 | 0 | 0 | 0 | 0 | 0 | 0 | 0 | 0 | 0 | 0 | 0 | 0 | 0 | 0 |  | 0 | 0 | 0 | 0 | 0 | 0 | 0 | 0 |  |  |  |  | 0 | 1 | 0 | 0 | 0 | 0 | 0 | 0 |  | 1 | #VALUE! | 1 | 1 | 1 | #VALUE! | 0 | 0 | 0 | 0 | 0 | 0 | 0 | 0 | 0 | 0 | 0 | 0 | 0 | 0 | 0 | 0 | 0 | 0 | 0 | 0 | 0 | 0 | 0 | 0 | 0
Monday | 1 | 3 | 19 | 67 | 0 | 0 | 0 | 0 | 0 | 0 | 0 | 0 | 0 | 0 | 0 | 0 | 0 | 0 | 0 | 0 | 0 | 0 | 0 | 0 | 0 |  | 0 | 0 | 0 | 0 | 0 | 0 | 0 | 0 |  |  |  |  | 1 | 0 | 0 | 0 | 0 | 0 | 0 | 0 |  | #VALUE! | 1 | 1 | 1 | 1 | #VALUE! | 0 | 0 | 0 | 0 | 0 | 0 | 0 | 0 | 0 | 0 | 0 | 0 | 0 | 0 | 0 | 0 | 0 | 0 | 0 | 0 | 0 | 0 | 0 | 0 | 0
Monday | 1 | 3 | 20 | 68 | 0 | 0 | 0 | 0 | 0 | 0 | 0 | 0 | 0 | 0 | 0 | 0 | 0 | 0 | 0 | 0 | 0 | 0 | 0 | 0 | 0 |  | 0 | 0 | 0 | 0 | 0 | 0 | 0 | 0 |  |  |  |  | 1 | 0 | 0 | 0 | 0 | 0 | 0 | 0 |  | #VALUE! | 1 | 1 | 1 | 1 | #VALUE! | 0 | 0 | 0 | 0 | 0 | 0 | 0 | 0 | 0 | 0 | 0 | 0 | 0 | 0 | 0 | 0 | 0 | 0 | 0 | 0 | 0 | 0 | 0 | 0 | 0
Monday | 1 | 3 | 21 | 69 | 0 | 0 | 0 | 0 | 0 | 0 | 0 | 0 | 0 | 0 | 0 | 0 | 0 | 0 | 0 | 0 | 0 | 0 | 0 | 0 | 0 |  | 0 | 0 | 0 | 0 | 0 | 0 | 0 | 0 |  |  |  |  | 0 | 1 | 0 | 0 | 0 | 0 | 0 | 0 |  | 1 | #VALUE! | 1 | 1 | 1 | #VALUE! | 0 | 0 | 0 | 0 | 0 | 0 | 0 | 0 | 0 | 0 | 0 | 0 | 0 | 0 | 0 | 0 | 0 | 0 | 0 | 0 | 0 | 0 | 0 | 0 | 0
Monday | 1 | 3 | 22 | 70 | 0 | 0 | 0 | 0 | 0 | 0 | 0 | 0 | 0 | 0 | 0 | 0 | 0 | 0 | 0 | 0 | 0 | 0 | 0 | 0 | 0 |  | 0 | 0 | 0 | 0 | 0 | 0 | 0 | 0 |  |  |  |  | 0 | 1 | 0 | 0 | 0 | 0 | 0 | 0 |  | 1 | #VALUE! | 1 | 1 | 1 | #VALUE! | 0 | 0 | 0 | 0 | 0 | 0 | 0 | 0 | 0 | 0 | 0 | 0 | 0 | 0 | 0 | 0 | 0 | 0 | 0 | 0 | 0 | 0 | 0 | 0 | 0
Monday | 1 | 3 | 23 | 71 | 0 | 0 | 0 | 0 | 0 | 0 | 0 | 0 | 0 | 0 | 0 | 0 | 0 | 0 | 0 | 0 | 0 | 0 | 0 | 0 | 0 |  | 0 | 0 | 0 | 0 | 0 | 0 | 0 | 0 |  |  |  |  | 0 | 0 | 1 | 0 | 0 | 0 | 0 | 0 |  | 1 | 1 | 1 | 1 | 1 | 1 | 0 | 0 | 0 | 0 | 0 | 0 | 0 | 0 | 0 | 0 | 0 | 0 | 0 | 0 | 0 | 0 | 0 | 0 | 0 | 0 | 0 | 0 | 0 | 0 | 0
Monday | 1 | 3 | 24 | 72 | 0 | 0 | 0 | 0 | 0 | 0 | 0 | 0 | 0 | 0 | 0 | 0 | 0 | 0 | 0 | 0 | 0 | 0 | 0 | 0 | 0 |  | 0 | 0 | 0 | 0 | 0 | 0 | 0 | 0 |  |  |  |  | 0 | 0 | 1 | 0 | 0 | 0 | 0 | 0 |  | 1 | 1 | 1 | 1 | 1 | 1 | 0 | 0 | 0 | 0 | 0 | 0 | 0 | 0 | 0 | 0 | 0 | 0 | 0 | 0 | 0 | 0 | 0 | 0 | 0 | 0 | 0 | 0 | 0 | 0 | 0
Tuesday | 1 | 4 | 1 | 73 | 0 | 0 | 0 | 0 | 0 | 0 | 0 | 0 | 0 | 0 | 0 | 0 | 0 | 0 | 0 | 0 | 0 | 0 | 0 | 0 | 0 |  | 0 | 0 | 0 | 0 | 0 | 0 | 0 | 0 |  |  |  |  | 0 | 0 | 1 | 0 | 0 | 0 | 0 | 0 |  | 1 | 1 | 1 | 1 | 1 | 1 | 0 | 0 | 0 | 0 | 0 | 0 | 0 | 0 | 0 | 0 | 0 | 0 | 0 | 0 | 0 | 0 | 0 | 0 | 0 | 0 | 0 | 0 | 0 | 0 | 0
Tuesday | 1 | 4 | 2 | 74 | 0 | 0 | 0 | 0 | 0 | 0 | 0 | 0 | 0 | 0 | 0 | 0 | 0 | 0 | 0 | 0 | 0 | 0 | 0 | 0 | 0 |  | 0 | 0 | 0 | 0 | 0 | 0 | 0 | 0 |  |  |  |  | 0 | 0 | 1 | 0 | 0 | 0 | 0 | 0 |  | 1 | 1 | 1 | 1 | 1 | 1 | 0 | 0 | 0 | 0 | 0 | 0 | 0 | 0 | 0 | 0 | 0 | 0 | 0 | 0 | 0 | 0 | 0 | 0 | 0 | 0 | 0 | 0 | 0 | 0 | 0
Tuesday | 1 | 4 | 3 | 75 | 0 | 0 | 0 | 0 | 0 | 0 | 0 | 0 | 0 | 0 | 0 | 0 | 0 | 0 | 0 | 0 | 0 | 0 | 0 | 0 | 0 |  | 0 | 0 | 0 | 0 | 0 | 0 | 0 | 0 |  |  |  |  | 0 | 0 | 1 | 0 | 0 | 0 | 0 | 0 |  | 1 | 1 | 1 | 1 | 1 | 1 | 0 | 0 | 0 | 0 | 0 | 0 | 0 | 0 | 0 | 0 | 0 | 0 | 0 | 0 | 0 | 0 | 0 | 0 | 0 | 0 | 0 | 0 | 0 | 0 | 0
Tuesday | 1 | 4 | 4 | 76 | 0 | 0 | 0 | 0 | 0 | 0 | 0 | 0 | 0 | 0 | 0 | 0 | 0 | 0 | 0 | 0 | 0 | 0 | 0 | 0 | 0 |  | 0 | 0 | 0 | 0 | 0 | 0 | 0 | 0 |  |  |  |  | 0 | 0 | 1 | 0 | 0 | 0 | 0 | 0 |  | 1 | 1 | 1 | 1 | 1 | 1 | 0 | 0 | 0 | 0 | 0 | 0 | 0 | 0 | 0 | 0 | 0 | 0 | 0 | 0 | 0 | 0 | 0 | 0 | 0 | 0 | 0 | 0 | 0 | 0 | 0
Tuesday | 1 | 4 | 5 | 77 | 0 | 0 | 0 | 0 | 0 | 0 | 0 | 0 | 0 | 0 | 0 | 0 | 0 | 0 | 0 | 0 | 0 | 0 | 0 | 0 | 0 |  | 0 | 0 | 0 | 0 | 0 | 0 | 0 | 0 |  |  |  |  | 0 | 0 | 1 | 0 | 0 | 0 | 0 | 0 |  | 1 | 1 | 1 | 1 | 1 | 1 | 0 | 0 | 0 | 0 | 0 | 0 | 0 | 0 | 0 | 0 | 0 | 0 | 0 | 0 | 0 | 0 | 0 | 0 | 0 | 0 | 0 | 0 | 0 | 0 | 0
Tuesday | 1 | 4 | 6 | 78 | 0 | 0 | 0 | 0 | 0 | 0 | 0 | 0 | 0 | 0 | 0 | 0 | 0 | 0 | 0 | 0 | 0 | 0 | 0 | 0 | 0 |  | 0 | 0 | 0 | 0 | 0 | 0 | 0 | 0 |  |  |  |  | 0 | 0 | 1 | 0 | 0 | 0 | 0 | 0 |  | 1 | 1 | 1 | 1 | 1 | 1 | 0 | 0 | 0 | 0 | 0 | 0 | 0 | 0 | 0 | 0 | 0 | 0 | 0 | 0 | 0 | 0 | 0 | 0 | 0 | 0 | 0 | 0 | 0 | 0 | 0
Tuesday | 1 | 4 | 7 | 79 | 0 | 0 | 0 | 0 | 0 | 0 | 0 | 0 | 0 | 0 | 0 | 0 | 0 | 0 | 0 | 0 | 0 | 0 | 0 | 0 | 0 |  | 0 | 0 | 0 | 0 | 0 | 0 | 0 | 0 |  |  |  |  | 0 | 0 | 1 | 0 | 0 | 0 | 0 | 0 |  | 1 | 1 | 1 | 1 | 1 | 1 | 0 | 0 | 0 | 0 | 0 | 0 | 0 | 0 | 0 | 0 | 0 | 0 | 0 | 0 | 0 | 0 | 0 | 0 | 0 | 0 | 0 | 0 | 0 | 0 | 0
Tuesday | 1 | 4 | 8 | 80 | 0 | 0 | 0 | 0 | 0 | 0 | 0 | 0 | 0 | 0 | 0 | 0 | 0 | 0 | 0 | 0 | 0 | 0 | 0 | 0 | 0 |  | 0 | 0 | 0 | 0 | 0 | 0 | 0 | 0 |  |  |  |  | 0 | 1 | 0 | 0 | 0 | 0 | 0 | 0 |  | 1 | #VALUE! | 1 | 1 | 1 | #VALUE! | 0 | 0 | 0 | 0 | 0 | 0 | 0 | 0 | 0 | 0 | 0 | 0 | 0 | 0 | 0 | 0 | 0 | 0 | 0 | 0 | 0 | 0 | 0 | 0 | 0
Tuesday | 1 | 4 | 9 | 81 | 0 | 0 | 0 | 0 | 0 | 0 | 0 | 0 | 0 | 0 | 0 | 0 | 0 | 0 | 0 | 0 | 0 | 0 | 0 | 0 | 0 |  | 0 | 0 | 0 | 0 | 0 | 0 | 0 | 0 |  |  |  |  | 0 | 1 | 0 | 0 | 0 | 0 | 0 | 0 |  | 1 | #VALUE! | 1 | 1 | 1 | #VALUE! | 0 | 0 | 0 | 0 | 0 | 0 | 0 | 0 | 0 | 0 | 0 | 0 | 0 | 0 | 0 | 0 | 0 | 0 | 0 | 0 | 0 | 0 | 0 | 0 | 0
Tuesday | 1 | 4 | 10 | 82 | 0 | 0 | 0 | 0 | 0 | 0 | 0 | 0 | 0 | 0 | 0 | 0 | 0 | 0 | 0 | 0 | 0 | 0 | 0 | 0 | 0 |  | 0 | 0 | 0 | 0 | 0 | 0 | 0 | 0 |  |  |  |  | 0 | 1 | 0 | 0 | 0 | 0 | 0 | 0 |  | 1 | #VALUE! | 1 | 1 | 1 | #VALUE! | 0 | 0 | 0 | 0 | 0 | 0 | 0 | 0 | 0 | 0 | 0 | 0 | 0 | 0 | 0 | 0 | 0 | 0 | 0 | 0 | 0 | 0 | 0 | 0 | 0
Tuesday | 1 | 4 | 11 | 83 | 0 | 0 | 0 | 0 | 0 | 0 | 0 | 0 | 0 | 0 | 0 | 0 | 0 | 0 | 0 | 0 | 0 | 0 | 0 | 0 | 0 |  | 0 | 0 | 0 | 0 | 0 | 0 | 0 | 0 |  |  |  |  | 0 | 1 | 0 | 0 | 0 | 0 | 0 | 0 |  | 1 | #VALUE! | 1 | 1 | 1 | #VALUE! | 0 | 0 | 0 | 0 | 0 | 0 | 0 | 0 | 0 | 0 | 0 | 0 | 0 | 0 | 0 | 0 | 0 | 0 | 0 | 0 | 0 | 0 | 0 | 0 | 0
Tuesday | 1 | 4 | 12 | 84 | 0 | 0 | 0 | 0 | 0 | 0 | 0 | 0 | 0 | 0 | 0 | 0 | 0 | 0 | 0 | 0 | 0 | 0 | 0 | 0 | 0 |  | 0 | 0 | 0 | 0 | 0 | 0 | 0 | 0 |  |  |  |  | 0 | 1 | 0 | 0 | 0 | 0 | 0 | 0 |  | 1 | #VALUE! | 1 | 1 | 1 | #VALUE! | 0 | 0 | 0 | 0 | 0 | 0 | 0 | 0 | 0 | 0 | 0 | 0 | 0 | 0 | 0 | 0 | 0 | 0 | 0 | 0 | 0 | 0 | 0 | 0 | 0
Tuesday | 1 | 4 | 13 | 85 | 0 | 0 | 0 | 0 | 0 | 0 | 0 | 0 | 0 | 0 | 0 | 0 | 0 | 0 | 0 | 0 | 0 | 0 | 0 | 0 | 0 |  | 0 | 0 | 0 | 0 | 0 | 0 | 0 | 0 |  |  |  |  | 0 | 1 | 0 | 0 | 0 | 0 | 0 | 0 |  | 1 | #VALUE! | 1 | 1 | 1 | #VALUE! | 0 | 0 | 0 | 0 | 0 | 0 | 0 | 0 | 0 | 0 | 0 | 0 | 0 | 0 | 0 | 0 | 0 | 0 | 0 | 0 | 0 | 0 | 0 | 0 | 0
Tuesday | 1 | 4 | 14 | 86 | 0 | 0 | 0 | 0 | 0 | 0 | 0 | 0 | 0 | 0 | 0 | 0 | 0 | 0 | 0 | 0 | 0 | 0 | 0 | 0 | 0 |  | 0 | 0 | 0 | 0 | 0 | 0 | 0 | 0 |  |  |  |  | 0 | 1 | 0 | 0 | 0 | 0 | 0 | 0 |  | 1 | #VALUE! | 1 | 1 | 1 | #VALUE! | 0 | 0 | 0 | 0 | 0 | 0 | 0 | 0 | 0 | 0 | 0 | 0 | 0 | 0 | 0 | 0 | 0 | 0 | 0 | 0 | 0 | 0 | 0 | 0 | 0
Tuesday | 1 | 4 | 15 | 87 | 0 | 0 | 0 | 0 | 0 | 0 | 0 | 0 | 0 | 0 | 0 | 0 | 0 | 0 | 0 | 0 | 0 | 0 | 0 | 0 | 0 |  | 0 | 0 | 0 | 0 | 0 | 0 | 0 | 0 |  |  |  |  | 0 | 1 | 0 | 0 | 0 | 0 | 0 | 0 |  | 1 | #VALUE! | 1 | 1 | 1 | #VALUE! | 0 | 0 | 0 | 0 | 0 | 0 | 0 | 0 | 0 | 0 | 0 | 0 | 0 | 0 | 0 | 0 | 0 | 0 | 0 | 0 | 0 | 0 | 0 | 0 | 0
Tuesday | 1 | 4 | 16 | 88 | 0 | 0 | 0 | 0 | 0 | 0 | 0 | 0 | 0 | 0 | 0 | 0 | 0 | 0 | 0 | 0 | 0 | 0 | 0 | 0 | 0 |  | 0 | 0 | 0 | 0 | 0 | 0 | 0 | 0 |  |  |  |  | 0 | 1 | 0 | 0 | 0 | 0 | 0 | 0 |  | 1 | #VALUE! | 1 | 1 | 1 | #VALUE! | 0 | 0 | 0 | 0 | 0 | 0 | 0 | 0 | 0 | 0 | 0 | 0 | 0 | 0 | 0 | 0 | 0 | 0 | 0 | 0 | 0 | 0 | 0 | 0 | 0
Tuesday | 1 | 4 | 17 | 89 | 0 | 0 | 0 | 0 | 0 | 0 | 0 | 0 | 0 | 0 | 0 | 0 | 0 | 0 | 0 | 0 | 0 | 0 | 0 | 0 | 0 |  | 0 | 0 | 0 | 0 | 0 | 0 | 0 | 0 |  |  |  |  | 0 | 1 | 0 | 0 | 0 | 0 | 0 | 0 |  | 1 | #VALUE! | 1 | 1 | 1 | #VALUE! | 0 | 0 | 0 | 0 | 0 | 0 | 0 | 0 | 0 | 0 | 0 | 0 | 0 | 0 | 0 | 0 | 0 | 0 | 0 | 0 | 0 | 0 | 0 | 0 | 0
Tuesday | 1 | 4 | 18 | 90 | 0 | 0 | 0 | 0 | 0 | 0 | 0 | 0 | 0 | 0 | 0 | 0 | 0 | 0 | 0 | 0 | 0 | 0 | 0 | 0 | 0 |  | 0 | 0 | 0 | 0 | 0 | 0 | 0 | 0 |  |  |  |  | 0 | 1 | 0 | 0 | 0 | 0 | 0 | 0 |  | 1 | #VALUE! | 1 | 1 | 1 | #VALUE! | 0 | 0 | 0 | 0 | 0 | 0 | 0 | 0 | 0 | 0 | 0 | 0 | 0 | 0 | 0 | 0 | 0 | 0 | 0 | 0 | 0 | 0 | 0 | 0 | 0
Tuesday | 1 | 4 | 19 | 91 | 0 | 0 | 0 | 0 | 0 | 0 | 0 | 0 | 0 | 0 | 0 | 0 | 0 | 0 | 0 | 0 | 0 | 0 | 0 | 0 | 0 |  | 0 | 0 | 0 | 0 | 0 | 0 | 0 | 0 |  |  |  |  | 1 | 0 | 0 | 0 | 0 | 0 | 0 | 0 |  | #VALUE! | 1 | 1 | 1 | 1 | #VALUE! | 0 | 0 | 0 | 0 | 0 | 0 | 0 | 0 | 0 | 0 | 0 | 0 | 0 | 0 | 0 | 0 | 0 | 0 | 0 | 0 | 0 | 0 | 0 | 0 | 0
Tuesday | 1 | 4 | 20 | 92 | 0 | 0 | 0 | 0 | 0 | 0 | 0 | 0 | 0 | 0 | 0 | 0 | 0 | 0 | 0 | 0 | 0 | 0 | 0 | 0 | 0 |  | 0 | 0 | 0 | 0 | 0 | 0 | 0 | 0 |  |  |  |  | 1 | 0 | 0 | 0 | 0 | 0 | 0 | 0 |  | #VALUE! | 1 | 1 | 1 | 1 | #VALUE! | 0 | 0 | 0 | 0 | 0 | 0 | 0 | 0 | 0 | 0 | 0 | 0 | 0 | 0 | 0 | 0 | 0 | 0 | 0 | 0 | 0 | 0 | 0 | 0 | 0
Tuesday | 1 | 4 | 21 | 93 | 0 | 0 | 0 | 0 | 0 | 0 | 0 | 0 | 0 | 0 | 0 | 0 | 0 | 0 | 0 | 0 | 0 | 0 | 0 | 0 | 0 |  | 0 | 0 | 0 | 0 | 0 | 0 | 0 | 0 |  |  |  |  | 0 | 1 | 0 | 0 | 0 | 0 | 0 | 0 |  | 1 | #VALUE! | 1 | 1 | 1 | #VALUE! | 0 | 0 | 0 | 0 | 0 | 0 | 0 | 0 | 0 | 0 | 0 | 0 | 0 | 0 | 0 | 0 | 0 | 0 | 0 | 0 | 0 | 0 | 0 | 0 | 0
Tuesday | 1 | 4 | 22 | 94 | 0 | 0 | 0 | 0 | 0 | 0 | 0 | 0 | 0 | 0 | 0 | 0 | 0 | 0 | 0 | 0 | 0 | 0 | 0 | 0 | 0 |  | 0 | 0 | 0 | 0 | 0 | 0 | 0 | 0 |  |  |  |  | 0 | 1 | 0 | 0 | 0 | 0 | 0 | 0 |  | 1 | #VALUE! | 1 | 1 | 1 | #VALUE! | 0 | 0 | 0 | 0 | 0 | 0 | 0 | 0 | 0 | 0 | 0 | 0 | 0 | 0 | 0 | 0 | 0 | 0 | 0 | 0 | 0 | 0 | 0 | 0 | 0
Tuesday | 1 | 4 | 23 | 95 | 0 | 0 | 0 | 0 | 0 | 0 | 0 | 0 | 0 | 0 | 0 | 0 | 0 | 0 | 0 | 0 | 0 | 0 | 0 | 0 | 0 |  | 0 | 0 | 0 | 0 | 0 | 0 | 0 | 0 |  |  |  |  | 0 | 0 | 1 | 0 | 0 | 0 | 0 | 0 |  | 1 | 1 | 1 | 1 | 1 | 1 | 0 | 0 | 0 | 0 | 0 | 0 | 0 | 0 | 0 | 0 | 0 | 0 | 0 | 0 | 0 | 0 | 0 | 0 | 0 | 0 | 0 | 0 | 0 | 0 | 0
Tuesday | 1 | 4 | 24 | 96 | 0 | 0 | 0 | 0 | 0 | 0 | 0 | 0 | 0 | 0 | 0 | 0 | 0 | 0 | 0 | 0 | 0 | 0 | 0 | 0 | 0 |  | 0 | 0 | 0 | 0 | 0 | 0 | 0 | 0 |  |  |  |  | 0 | 0 | 1 | 0 | 0 | 0 | 0 | 0 |  | 1 | 1 | 1 | 1 | 1 | 1 | 0 | 0 | 0 | 0 | 0 | 0 | 0 | 0 | 0 | 0 | 0 | 0 | 0 | 0 | 0 | 0 | 0 | 0 | 0 | 0 | 0 | 0 | 0 | 0 | 0
Wednesday | 1 | 5 | 1 | 97 | 0 | 0 | 0 | 0 | 0 | 0 | 0 | 0 | 0 | 0 | 0 | 0 | 0 | 0 | 0 | 0 | 0 | 0 | 0 | 0 | 0 |  | 0 | 0 | 0 | 0 | 0 | 0 | 0 | 0 |  |  |  |  | 0 | 0 | 1 | 0 | 0 | 0 | 0 | 0 |  | 1 | 1 | 1 | 1 | 1 | 1 | 0 | 0 | 0 | 0 | 0 | 0 | 0 | 0 | 0 | 0 | 0 | 0 | 0 | 0 | 0 | 0 | 0 | 0 | 0 | 0 | 0 | 0 | 0 | 0 | 0
Wednesday | 1 | 5 | 2 | 98 | 0 | 0 | 0 | 0 | 0 | 0 | 0 | 0 | 0 | 0 | 0 | 0 | 0 | 0 | 0 | 0 | 0 | 0 | 0 | 0 | 0 |  | 0 | 0 | 0 | 0 | 0 | 0 | 0 | 0 |  |  |  |  | 0 | 0 | 1 | 0 | 0 | 0 | 0 | 0 |  | 1 | 1 | 1 | 1 | 1 | 1 | 0 | 0 | 0 | 0 | 0 | 0 | 0 | 0 | 0 | 0 | 0 | 0 | 0 | 0 | 0 | 0 | 0 | 0 | 0 | 0 | 0 | 0 | 0 | 0 | 0
Wednesday | 1 | 5 | 3 | 99 | 0 | 0 | 0 | 0 | 0 | 0 | 0 | 0 | 0 | 0 | 0 | 0 | 0 | 0 | 0 | 0 | 0 | 0 | 0 | 0 | 0 |  | 0 | 0 | 0 | 0 | 0 | 0 | 0 | 0 |  |  |  |  | 0 | 0 | 1 | 0 | 0 | 0 | 0 | 0 |  | 1 | 1 | 1 | 1 | 1 | 1 | 0 | 0 | 0 | 0 | 0 | 0 | 0 | 0 | 0 | 0 | 0 | 0 | 0 | 0 | 0 | 0 | 0 | 0 | 0 | 0 | 0 | 0 | 0 | 0 | 0
Wednesday | 1 | 5 | 4 | 100 | 0 | 0 | 0 | 0 | 0 | 0 | 0 | 0 | 0 | 0 | 0 | 0 | 0 | 0 | 0 | 0 | 0 | 0 | 0 | 0 | 0 |  | 0 | 0 | 0 | 0 | 0 | 0 | 0 | 0 |  |  |  |  | 0 | 0 | 1 | 0 | 0 | 0 | 0 | 0 |  | 1 | 1 | 1 | 1 | 1 | 1 | 0 | 0 | 0 | 0 | 0 | 0 | 0 | 0 | 0 | 0 | 0 | 0 | 0 | 0 | 0 | 0 | 0 | 0 | 0 | 0 | 0 | 0 | 0 | 0 | 0
Wednesday | 1 | 5 | 5 | 101 | 0 | 0 | 0 | 0 | 0 | 0 | 0 | 0 | 0 | 0 | 0 | 0 | 0 | 0 | 0 | 0 | 0 | 0 | 0 | 0 | 0 |  | 0 | 0 | 0 | 0 | 0 | 0 | 0 | 0 |  |  |  |  | 0 | 0 | 1 | 0 | 0 | 0 | 0 | 0 |  | 1 | 1 | 1 | 1 | 1 | 1 | 0 | 0 | 0 | 0 | 0 | 0 | 0 | 0 | 0 | 0 | 0 | 0 | 0 | 0 | 0 | 0 | 0 | 0 | 0 | 0 | 0 | 0 | 0 | 0 | 0
Wednesday | 1 | 5 | 6 | 102 | 0 | 0 | 0 | 0 | 0 | 0 | 0 | 0 | 0 | 0 | 0 | 0 | 0 | 0 | 0 | 0 | 0 | 0 | 0 | 0 | 0 |  | 0 | 0 | 0 | 0 | 0 | 0 | 0 | 0 |  |  |  |  | 0 | 0 | 1 | 0 | 0 | 0 | 0 | 0 |  | 1 | 1 | 1 | 1 | 1 | 1 | 0 | 0 | 0 | 0 | 0 | 0 | 0 | 0 | 0 | 0 | 0 | 0 | 0 | 0 | 0 | 0 | 0 | 0 | 0 | 0 | 0 | 0 | 0 | 0 | 0
Wednesday | 1 | 5 | 7 | 103 | 0 | 0 | 0 | 0 | 0 | 0 | 0 | 0 | 0 | 0 | 0 | 0 | 0 | 0 | 0 | 0 | 0 | 0 | 0 | 0 | 0 |  | 0 | 0 | 0 | 0 | 0 | 0 | 0 | 0 |  |  |  |  | 0 | 0 | 1 | 0 | 0 | 0 | 0 | 0 |  | 1 | 1 | 1 | 1 | 1 | 1 | 0 | 0 | 0 | 0 | 0 | 0 | 0 | 0 | 0 | 0 | 0 | 0 | 0 | 0 | 0 | 0 | 0 | 0 | 0 | 0 | 0 | 0 | 0 | 0 | 0
Wednesday | 1 | 5 | 8 | 104 | 0 | 0 | 0 | 0 | 0 | 0 | 0 | 0 | 0 | 0 | 0 | 0 | 0 | 0 | 0 | 0 | 0 | 0 | 0 | 0 | 0 |  | 0 | 0 | 0 | 0 | 0 | 0 | 0 | 0 |  |  |  |  | 0 | 1 | 0 | 0 | 0 | 0 | 0 | 0 |  | 1 | #VALUE! | 1 | 1 | 1 | #VALUE! | 0 | 0 | 0 | 0 | 0 | 0 | 0 | 0 | 0 | 0 | 0 | 0 | 0 | 0 | 0 | 0 | 0 | 0 | 0 | 0 | 0 | 0 | 0 | 0 | 0
Wednesday | 1 | 5 | 9 | 105 | 0 | 0 | 0 | 0 | 0 | 0 | 0 | 0 | 0 | 0 | 0 | 0 | 0 | 0 | 0 | 0 | 0 | 0 | 0 | 0 | 0 |  | 0 | 0 | 0 | 0 | 0 | 0 | 0 | 0 |  |  |  |  | 0 | 1 | 0 | 0 | 0 | 0 | 0 | 0 |  | 1 | #VALUE! | 1 | 1 | 1 | #VALUE! | 0 | 0 | 0 | 0 | 0 | 0 | 0 | 0 | 0 | 0 | 0 | 0 | 0 | 0 | 0 | 0 | 0 | 0 | 0 | 0 | 0 | 0 | 0 | 0 | 0
Wednesday | 1 | 5 | 10 | 106 | 0 | 0 | 0 | 0 | 0 | 0 | 0 | 0 | 0 | 0 | 0 | 0 | 0 | 0 | 0 | 0 | 0 | 0 | 0 | 0 | 0 |  | 0 | 0 | 0 | 0 | 0 | 0 | 0 | 0 |  |  |  |  | 0 | 1 | 0 | 0 | 0 | 0 | 0 | 0 |  | 1 | #VALUE! | 1 | 1 | 1 | #VALUE! | 0 | 0 | 0 | 0 | 0 | 0 | 0 | 0 | 0 | 0 | 0 | 0 | 0 | 0 | 0 | 0 | 0 | 0 | 0 | 0 | 0 | 0 | 0 | 0 | 0
Wednesday | 1 | 5 | 11 | 107 | 0 | 0 | 0 | 0 | 0 | 0 | 0 | 0 | 0 | 0 | 0 | 0 | 0 | 0 | 0 | 0 | 0 | 0 | 0 | 0 | 0 |  | 0 | 0 | 0 | 0 | 0 | 0 | 0 | 0 |  |  |  |  | 0 | 1 | 0 | 0 | 0 | 0 | 0 | 0 |  | 1 | #VALUE! | 1 | 1 | 1 | #VALUE! | 0 | 0 | 0 | 0 | 0 | 0 | 0 | 0 | 0 | 0 | 0 | 0 | 0 | 0 | 0 | 0 | 0 | 0 | 0 | 0 | 0 | 0 | 0 | 0 | 0
Wednesday | 1 | 5 | 12 | 108 | 0 | 0 | 0 | 0 | 0 | 0 | 0 | 0 | 0 | 0 | 0 | 0 | 0 | 0 | 0 | 0 | 0 | 0 | 0 | 0 | 0 |  | 0 | 0 | 0 | 0 | 0 | 0 | 0 | 0 |  |  |  |  | 0 | 1 | 0 | 0 | 0 | 0 | 0 | 0 |  | 1 | #VALUE! | 1 | 1 | 1 | #VALUE! | 0 | 0 | 0 | 0 | 0 | 0 | 0 | 0 | 0 | 0 | 0 | 0 | 0 | 0 | 0 | 0 | 0 | 0 | 0 | 0 | 0 | 0 | 0 | 0 | 0
Wednesday | 1 | 5 | 13 | 109 | 0 | 0 | 0 | 0 | 0 | 0 | 0 | 0 | 0 | 0 | 0 | 0 | 0 | 0 | 0 | 0 | 0 | 0 | 0 | 0 | 0 |  | 0 | 0 | 0 | 0 | 0 | 0 | 0 | 0 |  |  |  |  | 0 | 1 | 0 | 0 | 0 | 0 | 0 | 0 |  | 1 | #VALUE! | 1 | 1 | 1 | #VALUE! | 0 | 0 | 0 | 0 | 0 | 0 | 0 | 0 | 0 | 0 | 0 | 0 | 0 | 0 | 0 | 0 | 0 | 0 | 0 | 0 | 0 | 0 | 0 | 0 | 0
Wednesday | 1 | 5 | 14 | 110 | 0 | 0 | 0 | 0 | 0 | 0 | 0 | 0 | 0 | 0 | 0 | 0 | 0 | 0 | 0 | 0 | 0 | 0 | 0 | 0 | 0 |  | 0 | 0 | 0 | 0 | 0 | 0 | 0 | 0 |  |  |  |  | 0 | 1 | 0 | 0 | 0 | 0 | 0 | 0 |  | 1 | #VALUE! | 1 | 1 | 1 | #VALUE! | 0 | 0 | 0 | 0 | 0 | 0 | 0 | 0 | 0 | 0 | 0 | 0 | 0 | 0 | 0 | 0 | 0 | 0 | 0 | 0 | 0 | 0 | 0 | 0 | 0
Wednesday | 1 | 5 | 15 | 111 | 0 | 0 | 0 | 0 | 0 | 0 | 0 | 0 | 0 | 0 | 0 | 0 | 0 | 0 | 0 | 0 | 0 | 0 | 0 | 0 | 0 |  | 0 | 0 | 0 | 0 | 0 | 0 | 0 | 0 |  |  |  |  | 0 | 1 | 0 | 0 | 0 | 0 | 0 | 0 |  | 1 | #VALUE! | 1 | 1 | 1 | #VALUE! | 0 | 0 | 0 | 0 | 0 | 0 | 0 | 0 | 0 | 0 | 0 | 0 | 0 | 0 | 0 | 0 | 0 | 0 | 0 | 0 | 0 | 0 | 0 | 0 | 0
Wednesday | 1 | 5 | 16 | 112 | 0 | 0 | 0 | 0 | 0 | 0 | 0 | 0 | 0 | 0 | 0 | 0 | 0 | 0 | 0 | 0 | 0 | 0 | 0 | 0 | 0 |  | 0 | 0 | 0 | 0 | 0 | 0 | 0 | 0 |  |  |  |  | 0 | 1 | 0 | 0 | 0 | 0 | 0 | 0 |  | 1 | #VALUE! | 1 | 1 | 1 | #VALUE! | 0 | 0 | 0 | 0 | 0 | 0 | 0 | 0 | 0 | 0 | 0 | 0 | 0 | 0 | 0 | 0 | 0 | 0 | 0 | 0 | 0 | 0 | 0 | 0 | 0
Wednesday | 1 | 5 | 17 | 113 | 0 | 0 | 0 | 0 | 0 | 0 | 0 | 0 | 0 | 0 | 0 | 0 | 0 | 0 | 0 | 0 | 0 | 0 | 0 | 0 | 0 |  | 0 | 0 | 0 | 0 | 0 | 0 | 0 | 0 |  |  |  |  | 0 | 1 | 0 | 0 | 0 | 0 | 0 | 0 |  | 1 | #VALUE! | 1 | 1 | 1 | #VALUE! | 0 | 0 | 0 | 0 | 0 | 0 | 0 | 0 | 0 | 0 | 0 | 0 | 0 | 0 | 0 | 0 | 0 | 0 | 0 | 0 | 0 | 0 | 0 | 0 | 0
Wednesday | 1 | 5 | 18 | 114 | 0 | 0 | 0 | 0 | 0 | 0 | 0 | 0 | 0 | 0 | 0 | 0 | 0 | 0 | 0 | 0 | 0 | 0 | 0 | 0 | 0 |  | 0 | 0 | 0 | 0 | 0 | 0 | 0 | 0 |  |  |  |  | 0 | 1 | 0 | 0 | 0 | 0 | 0 | 0 |  | 1 | #VALUE! | 1 | 1 | 1 | #VALUE! | 0 | 0 | 0 | 0 | 0 | 0 | 0 | 0 | 0 | 0 | 0 | 0 | 0 | 0 | 0 | 0 | 0 | 0 | 0 | 0 | 0 | 0 | 0 | 0 | 0
Wednesday | 1 | 5 | 19 | 115 | 0 | 0 | 0 | 0 | 0 | 0 | 0 | 0 | 0 | 0 | 0 | 0 | 0 | 0 | 0 | 0 | 0 | 0 | 0 | 0 | 0 |  | 0 | 0 | 0 | 0 | 0 | 0 | 0 | 0 |  |  |  |  | 1 | 0 | 0 | 0 | 0 | 0 | 0 | 0 |  | #VALUE! | 1 | 1 | 1 | 1 | #VALUE! | 0 | 0 | 0 | 0 | 0 | 0 | 0 | 0 | 0 | 0 | 0 | 0 | 0 | 0 | 0 | 0 | 0 | 0 | 0 | 0 | 0 | 0 | 0 | 0 | 0
Wednesday | 1 | 5 | 20 | 116 | 0 | 0 | 0 | 0 | 0 | 0 | 0 | 0 | 0 | 0 | 0 | 0 | 0 | 0 | 0 | 0 | 0 | 0 | 0 | 0 | 0 |  | 0 | 0 | 0 | 0 | 0 | 0 | 0 | 0 |  |  |  |  | 1 | 0 | 0 | 0 | 0 | 0 | 0 | 0 |  | #VALUE! | 1 | 1 | 1 | 1 | #VALUE! | 0 | 0 | 0 | 0 | 0 | 0 | 0 | 0 | 0 | 0 | 0 | 0 | 0 | 0 | 0 | 0 | 0 | 0 | 0 | 0 | 0 | 0 | 0 | 0 | 0
Wednesday | 1 | 5 | 21 | 117 | 0 | 0 | 0 | 0 | 0 | 0 | 0 | 0 | 0 | 0 | 0 | 0 | 0 | 0 | 0 | 0 | 0 | 0 | 0 | 0 | 0 |  | 0 | 0 | 0 | 0 | 0 | 0 | 0 | 0 |  |  |  |  | 0 | 1 | 0 | 0 | 0 | 0 | 0 | 0 |  | 1 | #VALUE! | 1 | 1 | 1 | #VALUE! | 0 | 0 | 0 | 0 | 0 | 0 | 0 | 0 | 0 | 0 | 0 | 0 | 0 | 0 | 0 | 0 | 0 | 0 | 0 | 0 | 0 | 0 | 0 | 0 | 0
Wednesday | 1 | 5 | 22 | 118 | 0 | 0 | 0 | 0 | 0 | 0 | 0 | 0 | 0 | 0 | 0 | 0 | 0 | 0 | 0 | 0 | 0 | 0 | 0 | 0 | 0 |  | 0 | 0 | 0 | 0 | 0 | 0 | 0 | 0 |  |  |  |  | 0 | 1 | 0 | 0 | 0 | 0 | 0 | 0 |  | 1 | #VALUE! | 1 | 1 | 1 | #VALUE! | 0 | 0 | 0 | 0 | 0 | 0 | 0 | 0 | 0 | 0 | 0 | 0 | 0 | 0 | 0 | 0 | 0 | 0 | 0 | 0 | 0 | 0 | 0 | 0 | 0
Wednesday | 1 | 5 | 23 | 119 | 0 | 0 | 0 | 0 | 0 | 0 | 0 | 0 | 0 | 0 | 0 | 0 | 0 | 0 | 0 | 0 | 0 | 0 | 0 | 0 | 0 |  | 0 | 0 | 0 | 0 | 0 | 0 | 0 | 0 |  |  |  |  | 0 | 0 | 1 | 0 | 0 | 0 | 0 | 0 |  | 1 | 1 | 1 | 1 | 1 | 1 | 0 | 0 | 0 | 0 | 0 | 0 | 0 | 0 | 0 | 0 | 0 | 0 | 0 | 0 | 0 | 0 | 0 | 0 | 0 | 0 | 0 | 0 | 0 | 0 | 0
Wednesday | 1 | 5 | 24 | 120 | 0 | 0 | 0 | 0 | 0 | 0 | 0 | 0 | 0 | 0 | 0 | 0 | 0 | 0 | 0 | 0 | 0 | 0 | 0 | 0 | 0 |  | 0 | 0 | 0 | 0 | 0 | 0 | 0 | 0 |  |  |  |  | 0 | 0 | 1 | 0 | 0 | 0 | 0 | 0 |  | 1 | 1 | 1 | 1 | 1 | 1 | 0 | 0 | 0 | 0 | 0 | 0 | 0 | 0 | 0 | 0 | 0 | 0 | 0 | 0 | 0 | 0 | 0 | 0 | 0 | 0 | 0 | 0 | 0 | 0 | 0
Thursday | 1 | 6 | 1 | 121 | 0 | 0 | 0 | 0 | 0 | 0 | 0 | 0 | 0 | 0 | 0 | 0 | 0 | 0 | 0 | 0 | 0 | 0 | 0 | 0 | 0 |  | 0 | 0 | 0 | 0 | 0 | 0 | 0 | 0 |  |  |  |  | 0 | 0 | 1 | 0 | 0 | 0 | 0 | 0 |  | 1 | 1 | 1 | 1 | 1 | 1 | 0 | 0 | 0 | 0 | 0 | 0 | 0 | 0 | 0 | 0 | 0 | 0 | 0 | 0 | 0 | 0 | 0 | 0 | 0 | 0 | 0 | 0 | 0 | 0 | 0
Thursday | 1 | 6 | 2 | 122 | 0 | 0 | 0 | 0 | 0 | 0 | 0 | 0 | 0 | 0 | 0 | 0 | 0 | 0 | 0 | 0 | 0 | 0 | 0 | 0 | 0 |  | 0 | 0 | 0 | 0 | 0 | 0 | 0 | 0 |  |  |  |  | 0 | 0 | 1 | 0 | 0 | 0 | 0 | 0 |  | 1 | 1 | 1 | 1 | 1 | 1 | 0 | 0 | 0 | 0 | 0 | 0 | 0 | 0 | 0 | 0 | 0 | 0 | 0 | 0 | 0 | 0 | 0 | 0 | 0 | 0 | 0 | 0 | 0 | 0 | 0
Thursday | 1 | 6 | 3 | 123 | 0 | 0 | 0 | 0 | 0 | 0 | 0 | 0 | 0 | 0 | 0 | 0 | 0 | 0 | 0 | 0 | 0 | 0 | 0 | 0 | 0 |  | 0 | 0 | 0 | 0 | 0 | 0 | 0 | 0 |  |  |  |  | 0 | 0 | 1 | 0 | 0 | 0 | 0 | 0 |  | 1 | 1 | 1 | 1 | 1 | 1 | 0 | 0 | 0 | 0 | 0 | 0 | 0 | 0 | 0 | 0 | 0 | 0 | 0 | 0 | 0 | 0 | 0 | 0 | 0 | 0 | 0 | 0 | 0 | 0 | 0
Thursday | 1 | 6 | 4 | 124 | 0 | 0 | 0 | 0 | 0 | 0 | 0 | 0 | 0 | 0 | 0 | 0 | 0 | 0 | 0 | 0 | 0 | 0 | 0 | 0 | 0 |  | 0 | 0 | 0 | 0 | 0 | 0 | 0 | 0 |  |  |  |  | 0 | 0 | 1 | 0 | 0 | 0 | 0 | 0 |  | 1 | 1 | 1 | 1 | 1 | 1 | 0 | 0 | 0 | 0 | 0 | 0 | 0 | 0 | 0 | 0 | 0 | 0 | 0 | 0 | 0 | 0 | 0 | 0 | 0 | 0 | 0 | 0 | 0 | 0 | 0
Thursday | 1 | 6 | 5 | 125 | 0 | 0 | 0 | 0 | 0 | 0 | 0 | 0 | 0 | 0 | 0 | 0 | 0 | 0 | 0 | 0 | 0 | 0 | 0 | 0 | 0 |  | 0 | 0 | 0 | 0 | 0 | 0 | 0 | 0 |  |  |  |  | 0 | 0 | 1 | 0 | 0 | 0 | 0 | 0 |  | 1 | 1 | 1 | 1 | 1 | 1 | 0 | 0 | 0 | 0 | 0 | 0 | 0 | 0 | 0 | 0 | 0 | 0 | 0 | 0 | 0 | 0 | 0 | 0 | 0 | 0 | 0 | 0 | 0 | 0 | 0
Thursday | 1 | 6 | 6 | 126 | 0 | 0 | 0 | 0 | 0 | 0 | 0 | 0 | 0 | 0 | 0 | 0 | 0 | 0 | 0 | 0 | 0 | 0 | 0 | 0 | 0 |  | 0 | 0 | 0 | 0 | 0 | 0 | 0 | 0 |  |  |  |  | 0 | 0 | 1 | 0 | 0 | 0 | 0 | 0 |  | 1 | 1 | 1 | 1 | 1 | 1 | 0 | 0 | 0 | 0 | 0 | 0 | 0 | 0 | 0 | 0 | 0 | 0 | 0 | 0 | 0 | 0 | 0 | 0 | 0 | 0 | 0 | 0 | 0 | 0 | 0
Thursday | 1 | 6 | 7 | 127 | 0 | 0 | 0 | 0 | 0 | 0 | 0 | 0 | 0 | 0 | 0 | 0 | 0 | 0 | 0 | 0 | 0 | 0 | 0 | 0 | 0 |  | 0 | 0 | 0 | 0 | 0 | 0 | 0 | 0 |  |  |  |  | 0 | 0 | 1 | 0 | 0 | 0 | 0 | 0 |  | 1 | 1 | 1 | 1 | 1 | 1 | 0 | 0 | 0 | 0 | 0 | 0 | 0 | 0 | 0 | 0 | 0 | 0 | 0 | 0 | 0 | 0 | 0 | 0 | 0 | 0 | 0 | 0 | 0 | 0 | 0
Thursday | 1 | 6 | 8 | 128 | 0 | 0 | 0 | 0 | 0 | 0 | 0 | 0 | 0 | 0 | 0 | 0 | 0 | 0 | 0 | 0 | 0 | 0 | 0 | 0 | 0 |  | 0 | 0 | 0 | 0 | 0 | 0 | 0 | 0 |  |  |  |  | 0 | 1 | 0 | 0 | 0 | 0 | 0 | 0 |  | 1 | #VALUE! | 1 | 1 | 1 | #VALUE! | 0 | 0 | 0 | 0 | 0 | 0 | 0 | 0 | 0 | 0 | 0 | 0 | 0 | 0 | 0 | 0 | 0 | 0 | 0 | 0 | 0 | 0 | 0 | 0 | 0
Thursday | 1 | 6 | 9 | 129 | 0 | 0 | 0 | 0 | 0 | 0 | 0 | 0 | 0 | 0 | 0 | 0 | 0 | 0 | 0 | 0 | 0 | 0 | 0 | 0 | 0 |  | 0 | 0 | 0 | 0 | 0 | 0 | 0 | 0 |  |  |  |  | 0 | 1 | 0 | 0 | 0 | 0 | 0 | 0 |  | 1 | #VALUE! | 1 | 1 | 1 | #VALUE! | 0 | 0 | 0 | 0 | 0 | 0 | 0 | 0 | 0 | 0 | 0 | 0 | 0 | 0 | 0 | 0 | 0 | 0 | 0 | 0 | 0 | 0 | 0 | 0 | 0
Thursday | 1 | 6 | 10 | 130 | 0 | 0 | 0 | 0 | 0 | 0 | 0 | 0 | 0 | 0 | 0 | 0 | 0 | 0 | 0 | 0 | 0 | 0 | 0 | 0 | 0 |  | 0 | 0 | 0 | 0 | 0 | 0 | 0 | 0 |  |  |  |  | 0 | 1 | 0 | 0 | 0 | 0 | 0 | 0 |  | 1 | #VALUE! | 1 | 1 | 1 | #VALUE! | 0 | 0 | 0 | 0 | 0 | 0 | 0 | 0 | 0 | 0 | 0 | 0 | 0 | 0 | 0 | 0 | 0 | 0 | 0 | 0 | 0 | 0 | 0 | 0 | 0
Thursday | 1 | 6 | 11 | 131 | 0 | 0 | 0 | 0 | 0 | 0 | 0 | 0 | 0 | 0 | 0 | 0 | 0 | 0 | 0 | 0 | 0 | 0 | 0 | 0 | 0 |  | 0 | 0 | 0 | 0 | 0 | 0 | 0 | 0 |  |  |  |  | 0 | 1 | 0 | 0 | 0 | 0 | 0 | 0 |  | 1 | #VALUE! | 1 | 1 | 1 | #VALUE! | 0 | 0 | 0 | 0 | 0 | 0 | 0 | 0 | 0 | 0 | 0 | 0 | 0 | 0 | 0 | 0 | 0 | 0 | 0 | 0 | 0 | 0 | 0 | 0 | 0
Thursday | 1 | 6 | 12 | 132 | 0 | 0 | 0 | 0 | 0 | 0 | 0 | 0 | 0 | 0 | 0 | 0 | 0 | 0 | 0 | 0 | 0 | 0 | 0 | 0 | 0 |  | 0 | 0 | 0 | 0 | 0 | 0 | 0 | 0 |  |  |  |  | 0 | 1 | 0 | 0 | 0 | 0 | 0 | 0 |  | 1 | #VALUE! | 1 | 1 | 1 | #VALUE! | 0 | 0 | 0 | 0 | 0 | 0 | 0 | 0 | 0 | 0 | 0 | 0 | 0 | 0 | 0 | 0 | 0 | 0 | 0 | 0 | 0 | 0 | 0 | 0 | 0
Thursday | 1 | 6 | 13 | 133 | 0 | 0 | 0 | 0 | 0 | 0 | 0 | 0 | 0 | 0 | 0 | 0 | 0 | 0 | 0 | 0 | 0 | 0 | 0 | 0 | 0 |  | 0 | 0 | 0 | 0 | 0 | 0 | 0 | 0 |  |  |  |  | 0 | 1 | 0 | 0 | 0 | 0 | 0 | 0 |  | 1 | #VALUE! | 1 | 1 | 1 | #VALUE! | 0 | 0 | 0 | 0 | 0 | 0 | 0 | 0 | 0 | 0 | 0 | 0 | 0 | 0 | 0 | 0 | 0 | 0 | 0 | 0 | 0 | 0 | 0 | 0 | 0
Thursday | 1 | 6 | 14 | 134 | 0 | 0 | 0 | 0 | 0 | 0 | 0 | 0 | 0 | 0 | 0 | 0 | 0 | 0 | 0 | 0 | 0 | 0 | 0 | 0 | 0 |  | 0 | 0 | 0 | 0 | 0 | 0 | 0 | 0 |  |  |  |  | 0 | 1 | 0 | 0 | 0 | 0 | 0 | 0 |  | 1 | #VALUE! | 1 | 1 | 1 | #VALUE! | 0 | 0 | 0 | 0 | 0 | 0 | 0 | 0 | 0 | 0 | 0 | 0 | 0 | 0 | 0 | 0 | 0 | 0 | 0 | 0 | 0 | 0 | 0 | 0 | 0
Thursday | 1 | 6 | 15 | 135 | 0 | 0 | 0 | 0 | 0 | 0 | 0 | 0 | 0 | 0 | 0 | 0 | 0 | 0 | 0 | 0 | 0 | 0 | 0 | 0 | 0 |  | 0 | 0 | 0 | 0 | 0 | 0 | 0 | 0 |  |  |  |  | 0 | 1 | 0 | 0 | 0 | 0 | 0 | 0 |  | 1 | #VALUE! | 1 | 1 | 1 | #VALUE! | 0 | 0 | 0 | 0 | 0 | 0 | 0 | 0 | 0 | 0 | 0 | 0 | 0 | 0 | 0 | 0 | 0 | 0 | 0 | 0 | 0 | 0 | 0 | 0 | 0
Thursday | 1 | 6 | 16 | 136 | 0 | 0 | 0 | 0 | 0 | 0 | 0 | 0 | 0 | 0 | 0 | 0 | 0 | 0 | 0 | 0 | 0 | 0 | 0 | 0 | 0 |  | 0 | 0 | 0 | 0 | 0 | 0 | 0 | 0 |  |  |  |  | 0 | 1 | 0 | 0 | 0 | 0 | 0 | 0 |  | 1 | #VALUE! | 1 | 1 | 1 | #VALUE! | 0 | 0 | 0 | 0 | 0 | 0 | 0 | 0 | 0 | 0 | 0 | 0 | 0 | 0 | 0 | 0 | 0 | 0 | 0 | 0 | 0 | 0 | 0 | 0 | 0
Thursday | 1 | 6 | 17 | 137 | 0 | 0 | 0 | 0 | 0 | 0 | 0 | 0 | 0 | 0 | 0 | 0 | 0 | 0 | 0 | 0 | 0 | 0 | 0 | 0 | 0 |  | 0 | 0 | 0 | 0 | 0 | 0 | 0 | 0 |  |  |  |  | 0 | 1 | 0 | 0 | 0 | 0 | 0 | 0 |  | 1 | #VALUE! | 1 | 1 | 1 | #VALUE! | 0 | 0 | 0 | 0 | 0 | 0 | 0 | 0 | 0 | 0 | 0 | 0 | 0 | 0 | 0 | 0 | 0 | 0 | 0 | 0 | 0 | 0 | 0 | 0 | 0
Thursday | 1 | 6 | 18 | 138 | 0 | 0 | 0 | 0 | 0 | 0 | 0 | 0 | 0 | 0 | 0 | 0 | 0 | 0 | 0 | 0 | 0 | 0 | 0 | 0 | 0 |  | 0 | 0 | 0 | 0 | 0 | 0 | 0 | 0 |  |  |  |  | 0 | 1 | 0 | 0 | 0 | 0 | 0 | 0 |  | 1 | #VALUE! | 1 | 1 | 1 | #VALUE! | 0 | 0 | 0 | 0 | 0 | 0 | 0 | 0 | 0 | 0 | 0 | 0 | 0 | 0 | 0 | 0 | 0 | 0 | 0 | 0 | 0 | 0 | 0 | 0 | 0
Thursday | 1 | 6 | 19 | 139 | 0 | 0 | 0 | 0 | 0 | 0 | 0 | 0 | 0 | 0 | 0 | 0 | 0 | 0 | 0 | 0 | 0 | 0 | 0 | 0 | 0 |  | 0 | 0 | 0 | 0 | 0 | 0 | 0 | 0 |  |  |  |  | 1 | 0 | 0 | 0 | 0 | 0 | 0 | 0 |  | #VALUE! | 1 | 1 | 1 | 1 | #VALUE! | 0 | 0 | 0 | 0 | 0 | 0 | 0 | 0 | 0 | 0 | 0 | 0 | 0 | 0 | 0 | 0 | 0 | 0 | 0 | 0 | 0 | 0 | 0 | 0 | 0
Thursday | 1 | 6 | 20 | 140 | 0 | 0 | 0 | 0 | 0 | 0 | 0 | 0 | 0 | 0 | 0 | 0 | 0 | 0 | 0 | 0 | 0 | 0 | 0 | 0 | 0 |  | 0 | 0 | 0 | 0 | 0 | 0 | 0 | 0 |  |  |  |  | 1 | 0 | 0 | 0 | 0 | 0 | 0 | 0 |  | #VALUE! | 1 | 1 | 1 | 1 | #VALUE! | 0 | 0 | 0 | 0 | 0 | 0 | 0 | 0 | 0 | 0 | 0 | 0 | 0 | 0 | 0 | 0 | 0 | 0 | 0 | 0 | 0 | 0 | 0 | 0 | 0
Thursday | 1 | 6 | 21 | 141 | 0 | 0 | 0 | 0 | 0 | 0 | 0 | 0 | 0 | 0 | 0 | 0 | 0 | 0 | 0 | 0 | 0 | 0 | 0 | 0 | 0 |  | 0 | 0 | 0 | 0 | 0 | 0 | 0 | 0 |  |  |  |  | 0 | 1 | 0 | 0 | 0 | 0 | 0 | 0 |  | 1 | #VALUE! | 1 | 1 | 1 | #VALUE! | 0 | 0 | 0 | 0 | 0 | 0 | 0 | 0 | 0 | 0 | 0 | 0 | 0 | 0 | 0 | 0 | 0 | 0 | 0 | 0 | 0 | 0 | 0 | 0 | 0
Thursday | 1 | 6 | 22 | 142 | 0 | 0 | 0 | 0 | 0 | 0 | 0 | 0 | 0 | 0 | 0 | 0 | 0 | 0 | 0 | 0 | 0 | 0 | 0 | 0 | 0 |  | 0 | 0 | 0 | 0 | 0 | 0 | 0 | 0 |  |  |  |  | 0 | 1 | 0 | 0 | 0 | 0 | 0 | 0 |  | 1 | #VALUE! | 1 | 1 | 1 | #VALUE! | 0 | 0 | 0 | 0 | 0 | 0 | 0 | 0 | 0 | 0 | 0 | 0 | 0 | 0 | 0 | 0 | 0 | 0 | 0 | 0 | 0 | 0 | 0 | 0 | 0
Thursday | 1 | 6 | 23 | 143 | 0 | 0 | 0 | 0 | 0 | 0 | 0 | 0 | 0 | 0 | 0 | 0 | 0 | 0 | 0 | 0 | 0 | 0 | 0 | 0 | 0 |  | 0 | 0 | 0 | 0 | 0 | 0 | 0 | 0 |  |  |  |  | 0 | 0 | 1 | 0 | 0 | 0 | 0 | 0 |  | 1 | 1 | 1 | 1 | 1 | 1 | 0 | 0 | 0 | 0 | 0 | 0 | 0 | 0 | 0 | 0 | 0 | 0 | 0 | 0 | 0 | 0 | 0 | 0 | 0 | 0 | 0 | 0 | 0 | 0 | 0
Thursday | 1 | 6 | 24 | 144 | 0 | 0 | 0 | 0 | 0 | 0 | 0 | 0 | 0 | 0 | 0 | 0 | 0 | 0 | 0 | 0 | 0 | 0 | 0 | 0 | 0 |  | 0 | 0 | 0 | 0 | 0 | 0 | 0 | 0 |  |  |  |  | 0 | 0 | 1 | 0 | 0 | 0 | 0 | 0 |  | 1 | 1 | 1 | 1 | 1 | 1 | 0 | 0 | 0 | 0 | 0 | 0 | 0 | 0 | 0 | 0 | 0 | 0 | 0 | 0 | 0 | 0 | 0 | 0 | 0 | 0 | 0 | 0 | 0 | 0 | 0
Friday | 1 | 7 | 1 | 145 | 0 | 0 | 0 | 0 | 0 | 0 | 0 | 0 | 0 | 0 | 0 | 0 | 0 | 0 | 0 | 0 | 0 | 0 | 0 | 0 | 0 |  | 0 | 0 | 0 | 0 | 0 | 0 | 0 | 0 |  |  |  |  | 0 | 0 | 1 | 0 | 0 | 0 | 0 | 0 |  | 1 | 1 | 1 | 1 | 1 | 1 | 0 | 0 | 0 | 0 | 0 | 0 | 0 | 0 | 0 | 0 | 0 | 0 | 0 | 0 | 0 | 0 | 0 | 0 | 0 | 0 | 0 | 0 | 0 | 0 | 0
Friday | 1 | 7 | 2 | 146 | 0 | 0 | 0 | 0 | 0 | 0 | 0 | 0 | 0 | 0 | 0 | 0 | 0 | 0 | 0 | 0 | 0 | 0 | 0 | 0 | 0 |  | 0 | 0 | 0 | 0 | 0 | 0 | 0 | 0 |  |  |  |  | 0 | 0 | 1 | 0 | 0 | 0 | 0 | 0 |  | 1 | 1 | 1 | 1 | 1 | 1 | 0 | 0 | 0 | 0 | 0 | 0 | 0 | 0 | 0 | 0 | 0 | 0 | 0 | 0 | 0 | 0 | 0 | 0 | 0 | 0 | 0 | 0 | 0 | 0 | 0
Friday | 1 | 7 | 3 | 147 | 0 | 0 | 0 | 0 | 0 | 0 | 0 | 0 | 0 | 0 | 0 | 0 | 0 | 0 | 0 | 0 | 0 | 0 | 0 | 0 | 0 |  | 0 | 0 | 0 | 0 | 0 | 0 | 0 | 0 |  |  |  |  | 0 | 0 | 1 | 0 | 0 | 0 | 0 | 0 |  | 1 | 1 | 1 | 1 | 1 | 1 | 0 | 0 | 0 | 0 | 0 | 0 | 0 | 0 | 0 | 0 | 0 | 0 | 0 | 0 | 0 | 0 | 0 | 0 | 0 | 0 | 0 | 0 | 0 | 0 | 0
Friday | 1 | 7 | 4 | 148 | 0 | 0 | 0 | 0 | 0 | 0 | 0 | 0 | 0 | 0 | 0 | 0 | 0 | 0 | 0 | 0 | 0 | 0 | 0 | 0 | 0 |  | 0 | 0 | 0 | 0 | 0 | 0 | 0 | 0 |  |  |  |  | 0 | 0 | 1 | 0 | 0 | 0 | 0 | 0 |  | 1 | 1 | 1 | 1 | 1 | 1 | 0 | 0 | 0 | 0 | 0 | 0 | 0 | 0 | 0 | 0 | 0 | 0 | 0 | 0 | 0 | 0 | 0 | 0 | 0 | 0 | 0 | 0 | 0 | 0 | 0
Friday | 1 | 7 | 5 | 149 | 0 | 0 | 0 | 0 | 0 | 0 | 0 | 0 | 0 | 0 | 0 | 0 | 0 | 0 | 0 | 0 | 0 | 0 | 0 | 0 | 0 |  | 0 | 0 | 0 | 0 | 0 | 0 | 0 | 0 |  |  |  |  | 0 | 0 | 1 | 0 | 0 | 0 | 0 | 0 |  | 1 | 1 | 1 | 1 | 1 | 1 | 0 | 0 | 0 | 0 | 0 | 0 | 0 | 0 | 0 | 0 | 0 | 0 | 0 | 0 | 0 | 0 | 0 | 0 | 0 | 0 | 0 | 0 | 0 | 0 | 0
Friday | 1 | 7 | 6 | 150 | 0 | 0 | 0 | 0 | 0 | 0 | 0 | 0 | 0 | 0 | 0 | 0 | 0 | 0 | 0 | 0 | 0 | 0 | 0 | 0 | 0 |  | 0 | 0 | 0 | 0 | 0 | 0 | 0 | 0 |  |  |  |  | 0 | 0 | 1 | 0 | 0 | 0 | 0 | 0 |  | 1 | 1 | 1 | 1 | 1 | 1 | 0 | 0 | 0 | 0 | 0 | 0 | 0 | 0 | 0 | 0 | 0 | 0 | 0 | 0 | 0 | 0 | 0 | 0 | 0 | 0 | 0 | 0 | 0 | 0 | 0
Friday | 1 | 7 | 7 | 151 | 0 | 0 | 0 | 0 | 0 | 0 | 0 | 0 | 0 | 0 | 0 | 0 | 0 | 0 | 0 | 0 | 0 | 0 | 0 | 0 | 0 |  | 0 | 0 | 0 | 0 | 0 | 0 | 0 | 0 |  |  |  |  | 0 | 0 | 1 | 0 | 0 | 0 | 0 | 0 |  | 1 | 1 | 1 | 1 | 1 | 1 | 0 | 0 | 0 | 0 | 0 | 0 | 0 | 0 | 0 | 0 | 0 | 0 | 0 | 0 | 0 | 0 | 0 | 0 | 0 | 0 | 0 | 0 | 0 | 0 | 0
Friday | 1 | 7 | 8 | 152 | 0 | 0 | 0 | 0 | 0 | 0 | 0 | 0 | 0 | 0 | 0 | 0 | 0 | 0 | 0 | 0 | 0 | 0 | 0 | 0 | 0 |  | 0 | 0 | 0 | 0 | 0 | 0 | 0 | 0 |  |  |  |  | 0 | 1 | 0 | 0 | 0 | 0 | 0 | 0 |  | 1 | #VALUE! | 1 | 1 | 1 | #VALUE! | 0 | 0 | 0 | 0 | 0 | 0 | 0 | 0 | 0 | 0 | 0 | 0 | 0 | 0 | 0 | 0 | 0 | 0 | 0 | 0 | 0 | 0 | 0 | 0 | 0
Friday | 1 | 7 | 9 | 153 | 0 | 0 | 0 | 0 | 0 | 0 | 0 | 0 | 0 | 0 | 0 | 0 | 0 | 0 | 0 | 0 | 0 | 0 | 0 | 0 | 0 |  | 0 | 0 | 0 | 0 | 0 | 0 | 0 | 0 |  |  |  |  | 0 | 1 | 0 | 0 | 0 | 0 | 0 | 0 |  | 1 | #VALUE! | 1 | 1 | 1 | #VALUE! | 0 | 0 | 0 | 0 | 0 | 0 | 0 | 0 | 0 | 0 | 0 | 0 | 0 | 0 | 0 | 0 | 0 | 0 | 0 | 0 | 0 | 0 | 0 | 0 | 0
Friday | 1 | 7 | 10 | 154 | 0 | 0 | 0 | 0 | 0 | 0 | 0 | 0 | 0 | 0 | 0 | 0 | 0 | 0 | 0 | 0 | 0 | 0 | 0 | 0 | 0 |  | 0 | 0 | 0 | 0 | 0 | 0 | 0 | 0 |  |  |  |  | 0 | 1 | 0 | 0 | 0 | 0 | 0 | 0 |  | 1 | #VALUE! | 1 | 1 | 1 | #VALUE! | 0 | 0 | 0 | 0 | 0 | 0 | 0 | 0 | 0 | 0 | 0 | 0 | 0 | 0 | 0 | 0 | 0 | 0 | 0 | 0 | 0 | 0 | 0 | 0 | 0
Friday | 1 | 7 | 11 | 155 | 0 | 0 | 0 | 0 | 0 | 0 | 0 | 0 | 0 | 0 | 0 | 0 | 0 | 0 | 0 | 0 | 0 | 0 | 0 | 0 | 0 |  | 0 | 0 | 0 | 0 | 0 | 0 | 0 | 0 |  |  |  |  | 0 | 1 | 0 | 0 | 0 | 0 | 0 | 0 |  | 1 | #VALUE! | 1 | 1 | 1 | #VALUE! | 0 | 0 | 0 | 0 | 0 | 0 | 0 | 0 | 0 | 0 | 0 | 0 | 0 | 0 | 0 | 0 | 0 | 0 | 0 | 0 | 0 | 0 | 0 | 0 | 0
Friday | 1 | 7 | 12 | 156 | 0 | 0 | 0 | 0 | 0 | 0 | 0 | 0 | 0 | 0 | 0 | 0 | 0 | 0 | 0 | 0 | 0 | 0 | 0 | 0 | 0 |  | 0 | 0 | 0 | 0 | 0 | 0 | 0 | 0 |  |  |  |  | 0 | 1 | 0 | 0 | 0 | 0 | 0 | 0 |  | 1 | #VALUE! | 1 | 1 | 1 | #VALUE! | 0 | 0 | 0 | 0 | 0 | 0 | 0 | 0 | 0 | 0 | 0 | 0 | 0 | 0 | 0 | 0 | 0 | 0 | 0 | 0 | 0 | 0 | 0 | 0 | 0
Friday | 1 | 7 | 13 | 157 | 0 | 0 | 0 | 0 | 0 | 0 | 0 | 0 | 0 | 0 | 0 | 0 | 0 | 0 | 0 | 0 | 0 | 0 | 0 | 0 | 0 |  | 0 | 0 | 0 | 0 | 0 | 0 | 0 | 0 |  |  |  |  | 0 | 1 | 0 | 0 | 0 | 0 | 0 | 0 |  | 1 | #VALUE! | 1 | 1 | 1 | #VALUE! | 0 | 0 | 0 | 0 | 0 | 0 | 0 | 0 | 0 | 0 | 0 | 0 | 0 | 0 | 0 | 0 | 0 | 0 | 0 | 0 | 0 | 0 | 0 | 0 | 0
Friday | 1 | 7 | 14 | 158 | 0 | 0 | 0 | 0 | 0 | 0 | 0 | 0 | 0 | 0 | 0 | 0 | 0 | 0 | 0 | 0 | 0 | 0 | 0 | 0 | 0 |  | 0 | 0 | 0 | 0 | 0 | 0 | 0 | 0 |  |  |  |  | 0 | 1 | 0 | 0 | 0 | 0 | 0 | 0 |  | 1 | #VALUE! | 1 | 1 | 1 | #VALUE! | 0 | 0 | 0 | 0 | 0 | 0 | 0 | 0 | 0 | 0 | 0 | 0 | 0 | 0 | 0 | 0 | 0 | 0 | 0 | 0 | 0 | 0 | 0 | 0 | 0
Friday | 1 | 7 | 15 | 159 | 0 | 0 | 0 | 0 | 0 | 0 | 0 | 0 | 0 | 0 | 0 | 0 | 0 | 0 | 0 | 0 | 0 | 0 | 0 | 0 | 0 |  | 0 | 0 | 0 | 0 | 0 | 0 | 0 | 0 |  |  |  |  | 0 | 1 | 0 | 0 | 0 | 0 | 0 | 0 |  | 1 | #VALUE! | 1 | 1 | 1 | #VALUE! | 0 | 0 | 0 | 0 | 0 | 0 | 0 | 0 | 0 | 0 | 0 | 0 | 0 | 0 | 0 | 0 | 0 | 0 | 0 | 0 | 0 | 0 | 0 | 0 | 0
Friday | 1 | 7 | 16 | 160 | 0 | 0 | 0 | 0 | 0 | 0 | 0 | 0 | 0 | 0 | 0 | 0 | 0 | 0 | 0 | 0 | 0 | 0 | 0 | 0 | 0 |  | 0 | 0 | 0 | 0 | 0 | 0 | 0 | 0 |  |  |  |  | 0 | 1 | 0 | 0 | 0 | 0 | 0 | 0 |  | 1 | #VALUE! | 1 | 1 | 1 | #VALUE! | 0 | 0 | 0 | 0 | 0 | 0 | 0 | 0 | 0 | 0 | 0 | 0 | 0 | 0 | 0 | 0 | 0 | 0 | 0 | 0 | 0 | 0 | 0 | 0 | 0
Friday | 1 | 7 | 17 | 161 | 0 | 0 | 0 | 0 | 0 | 0 | 0 | 0 | 0 | 0 | 0 | 0 | 0 | 0 | 0 | 0 | 0 | 0 | 0 | 0 | 0 |  | 0 | 0 | 0 | 0 | 0 | 0 | 0 | 0 |  |  |  |  | 0 | 1 | 0 | 0 | 0 | 0 | 0 | 0 |  | 1 | #VALUE! | 1 | 1 | 1 | #VALUE! | 0 | 0 | 0 | 0 | 0 | 0 | 0 | 0 | 0 | 0 | 0 | 0 | 0 | 0 | 0 | 0 | 0 | 0 | 0 | 0 | 0 | 0 | 0 | 0 | 0
Friday | 1 | 7 | 18 | 162 | 0 | 0 | 0 | 0 | 0 | 0 | 0 | 0 | 0 | 0 | 0 | 0 | 0 | 0 | 0 | 0 | 0 | 0 | 0 | 0 | 0 |  | 0 | 0 | 0 | 0 | 0 | 0 | 0 | 0 |  |  |  |  | 0 | 1 | 0 | 0 | 0 | 0 | 0 | 0 |  | 1 | #VALUE! | 1 | 1 | 1 | #VALUE! | 0 | 0 | 0 | 0 | 0 | 0 | 0 | 0 | 0 | 0 | 0 | 0 | 0 | 0 | 0 | 0 | 0 | 0 | 0 | 0 | 0 | 0 | 0 | 0 | 0
Friday | 1 | 7 | 19 | 163 | 0 | 0 | 0 | 0 | 0 | 0 | 0 | 0 | 0 | 0 | 0 | 0 | 0 | 0 | 0 | 0 | 0 | 0 | 0 | 0 | 0 |  | 0 | 0 | 0 | 0 | 0 | 0 | 0 | 0 |  |  |  |  | 1 | 0 | 0 | 0 | 0 | 0 | 0 | 0 |  | #VALUE! | 1 | 1 | 1 | 1 | #VALUE! | 0 | 0 | 0 | 0 | 0 | 0 | 0 | 0 | 0 | 0 | 0 | 0 | 0 | 0 | 0 | 0 | 0 | 0 | 0 | 0 | 0 | 0 | 0 | 0 | 0
Friday | 1 | 7 | 20 | 164 | 0 | 0 | 0 | 0 | 0 | 0 | 0 | 0 | 0 | 0 | 0 | 0 | 0 | 0 | 0 | 0 | 0 | 0 | 0 | 0 | 0 |  | 0 | 0 | 0 | 0 | 0 | 0 | 0 | 0 |  |  |  |  | 1 | 0 | 0 | 0 | 0 | 0 | 0 | 0 |  | #VALUE! | 1 | 1 | 1 | 1 | #VALUE! | 0 | 0 | 0 | 0 | 0 | 0 | 0 | 0 | 0 | 0 | 0 | 0 | 0 | 0 | 0 | 0 | 0 | 0 | 0 | 0 | 0 | 0 | 0 | 0 | 0
Friday | 1 | 7 | 21 | 165 | 0 | 0 | 0 | 0 | 0 | 0 | 0 | 0 | 0 | 0 | 0 | 0 | 0 | 0 | 0 | 0 | 0 | 0 | 0 | 0 | 0 |  | 0 | 0 | 0 | 0 | 0 | 0 | 0 | 0 |  |  |  |  | 0 | 1 | 0 | 0 | 0 | 0 | 0 | 0 |  | 1 | #VALUE! | 1 | 1 | 1 | #VALUE! | 0 | 0 | 0 | 0 | 0 | 0 | 0 | 0 | 0 | 0 | 0 | 0 | 0 | 0 | 0 | 0 | 0 | 0 | 0 | 0 | 0 | 0 | 0 | 0 | 0
Friday | 1 | 7 | 22 | 166 | 0 | 0 | 0 | 0 | 0 | 0 | 0 | 0 | 0 | 0 | 0 | 0 | 0 | 0 | 0 | 0 | 0 | 0 | 0 | 0 | 0 |  | 0 | 0 | 0 | 0 | 0 | 0 | 0 | 0 |  |  |  |  | 0 | 1 | 0 | 0 | 0 | 0 | 0 | 0 |  | 1 | #VALUE! | 1 | 1 | 1 | #VALUE! | 0 | 0 | 0 | 0 | 0 | 0 | 0 | 0 | 0 | 0 | 0 | 0 | 0 | 0 | 0 | 0 | 0 | 0 | 0 | 0 | 0 | 0 | 0 | 0 | 0
Friday | 1 | 7 | 23 | 167 | 0 | 0 | 0 | 0 | 0 | 0 | 0 | 0 | 0 | 0 | 0 | 0 | 0 | 0 | 0 | 0 | 0 | 0 | 0 | 0 | 0 |  | 0 | 0 | 0 | 0 | 0 | 0 | 0 | 0 |  |  |  |  | 0 | 0 | 1 | 0 | 0 | 0 | 0 | 0 |  | 1 | 1 | 1 | 1 | 1 | 1 | 0 | 0 | 0 | 0 | 0 | 0 | 0 | 0 | 0 | 0 | 0 | 0 | 0 | 0 | 0 | 0 | 0 | 0 | 0 | 0 | 0 | 0 | 0 | 0 | 0
Friday | 1 | 7 | 24 | 168 | 0 | 0 | 0 | 0 | 0 | 0 | 0 | 0 | 0 | 0 | 0 | 0 | 0 | 0 | 0 | 0 | 0 | 0 | 0 | 0 | 0 |  | 0 | 0 | 0 | 0 | 0 | 0 | 0 | 0 |  |  |  |  | 0 | 0 | 1 | 0 | 0 | 0 | 0 | 0 |  | 1 | 1 | 1 | 1 | 1 | 1 | 0 | 0 | 0 | 0 | 0 | 0 | 0 | 0 | 0 | 0 | 0 | 0 | 0 | 0 | 0 | 0 | 0 | 0 | 0 | 0 | 0 | 0 | 0 | 0 | 0
Saturday | 1 | 8 | 1 | 169 | 0 | 0 | 0 | 0 | 0 | 0 | 0 | 0 | 0 | 0 | 0 | 0 | 0 | 0 | 0 | 0 | 0 | 0 | 0 | 0 | 0 |  | 0 | 0 | 0 | 0 | 0 | 0 | 0 | 0 |  |  |  |  | 0 | 0 | 1 | 0 | 0 | 0 | 0 | 0 |  | 1 | 1 | 1 | 1 | 1 | 1 | 0 | 0 | 0 | 0 | 0 | 0 | 0 | 0 | 0 | 0 | 0 | 0 | 0 | 0 | 0 | 0 | 0 | 0 | 0 | 0 | 0 | 0 | 0 | 0 | 0
Saturday | 1 | 8 | 2 | 170 | 0 | 0 | 0 | 0 | 0 | 0 | 0 | 0 | 0 | 0 | 0 | 0 | 0 | 0 | 0 | 0 | 0 | 0 | 0 | 0 | 0 |  | 0 | 0 | 0 | 0 | 0 | 0 | 0 | 0 |  |  |  |  | 0 | 0 | 1 | 0 | 0 | 0 | 0 | 0 |  | 1 | 1 | 1 | 1 | 1 | 1 | 0 | 0 | 0 | 0 | 0 | 0 | 0 | 0 | 0 | 0 | 0 | 0 | 0 | 0 | 0 | 0 | 0 | 0 | 0 | 0 | 0 | 0 | 0 | 0 | 0
Saturday | 1 | 8 | 3 | 171 | 0 | 0 | 0 | 0 | 0 | 0 | 0 | 0 | 0 | 0 | 0 | 0 | 0 | 0 | 0 | 0 | 0 | 0 | 0 | 0 | 0 |  | 0 | 0 | 0 | 0 | 0 | 0 | 0 | 0 |  |  |  |  | 0 | 0 | 1 | 0 | 0 | 0 | 0 | 0 |  | 1 | 1 | 1 | 1 | 1 | 1 | 0 | 0 | 0 | 0 | 0 | 0 | 0 | 0 | 0 | 0 | 0 | 0 | 0 | 0 | 0 | 0 | 0 | 0 | 0 | 0 | 0 | 0 | 0 | 0 | 0
Saturday | 1 | 8 | 4 | 172 | 0 | 0 | 0 | 0 | 0 | 0 | 0 | 0 | 0 | 0 | 0 | 0 | 0 | 0 | 0 | 0 | 0 | 0 | 0 | 0 | 0 |  | 0 | 0 | 0 | 0 | 0 | 0 | 0 | 0 |  |  |  |  | 0 | 0 | 1 | 0 | 0 | 0 | 0 | 0 |  | 1 | 1 | 1 | 1 | 1 | 1 | 0 | 0 | 0 | 0 | 0 | 0 | 0 | 0 | 0 | 0 | 0 | 0 | 0 | 0 | 0 | 0 | 0 | 0 | 0 | 0 | 0 | 0 | 0 | 0 | 0
Saturday | 1 | 8 | 5 | 173 | 0 | 0 | 0 | 0 | 0 | 0 | 0 | 0 | 0 | 0 | 0 | 0 | 0 | 0 | 0 | 0 | 0 | 0 | 0 | 0 | 0 |  | 0 | 0 | 0 | 0 | 0 | 0 | 0 | 0 |  |  |  |  | 0 | 0 | 1 | 0 | 0 | 0 | 0 | 0 |  | 1 | 1 | 1 | 1 | 1 | 1 | 0 | 0 | 0 | 0 | 0 | 0 | 0 | 0 | 0 | 0 | 0 | 0 | 0 | 0 | 0 | 0 | 0 | 0 | 0 | 0 | 0 | 0 | 0 | 0 | 0
Saturday | 1 | 8 | 6 | 174 | 0 | 0 | 0 | 0 | 0 | 0 | 0 | 0 | 0 | 0 | 0 | 0 | 0 | 0 | 0 | 0 | 0 | 0 | 0 | 0 | 0 |  | 0 | 0 | 0 | 0 | 0 | 0 | 0 | 0 |  |  |  |  | 0 | 0 | 1 | 0 | 0 | 0 | 0 | 0 |  | 1 | 1 | 1 | 1 | 1 | 1 | 0 | 0 | 0 | 0 | 0 | 0 | 0 | 0 | 0 | 0 | 0 | 0 | 0 | 0 | 0 | 0 | 0 | 0 | 0 | 0 | 0 | 0 | 0 | 0 | 0
Saturday | 1 | 8 | 7 | 175 | 0 | 0 | 0 | 0 | 0 | 0 | 0 | 0 | 0 | 0 | 0 | 0 | 0 | 0 | 0 | 0 | 0 | 0 | 0 | 0 | 0 |  | 0 | 0 | 0 | 0 | 0 | 0 | 0 | 0 |  |  |  |  | 0 | 0 | 1 | 0 | 0 | 0 | 0 | 0 |  | 1 | 1 | 1 | 1 | 1 | 1 | 0 | 0 | 0 | 0 | 0 | 0 | 0 | 0 | 0 | 0 | 0 | 0 | 0 | 0 | 0 | 0 | 0 | 0 | 0 | 0 | 0 | 0 | 0 | 0 | 0
Saturday | 1 | 8 | 8 | 176 | 0 | 0 | 0 | 0 | 0 | 0 | 0 | 0 | 0 | 0 | 0 | 0 | 0 | 0 | 0 | 0 | 0 | 0 | 0 | 0 | 0 |  | 0 | 0 | 0 | 0 | 0 | 0 | 0 | 0 |  |  |  |  | 0 | 0 | 1 | 0 | 0 | 0 | 0 | 0 |  | 1 | 1 | 1 | 1 | 1 | 1 | 0 | 0 | 0 | 0 | 0 | 0 | 0 | 0 | 0 | 0 | 0 | 0 | 0 | 0 | 0 | 0 | 0 | 0 | 0 | 0 | 0 | 0 | 0 | 0 | 0
Saturday | 1 | 8 | 9 | 177 | 0 | 0 | 0 | 0 | 0 | 0 | 0 | 0 | 0 | 0 | 0 | 0 | 0 | 0 | 0 | 0 | 0 | 0 | 0 | 0 | 0 |  | 0 | 0 | 0 | 0 | 0 | 0 | 0 | 0 |  |  |  |  | 0 | 0 | 1 | 0 | 0 | 0 | 0 | 0 |  | 1 | 1 | 1 | 1 | 1 | 1 | 0 | 0 | 0 | 0 | 0 | 0 | 0 | 0 | 0 | 0 | 0 | 0 | 0 | 0 | 0 | 0 | 0 | 0 | 0 | 0 | 0 | 0 | 0 | 0 | 0
Saturday | 1 | 8 | 10 | 178 | 0 | 0 | 0 | 0 | 0 | 0 | 0 | 0 | 0 | 0 | 0 | 0 | 0 | 0 | 0 | 0 | 0 | 0 | 0 | 0 | 0 |  | 0 | 0 | 0 | 0 | 0 | 0 | 0 | 0 |  |  |  |  | 0 | 0 | 1 | 0 | 0 | 0 | 0 | 0 |  | 1 | 1 | 1 | 1 | 1 | 1 | 0 | 0 | 0 | 0 | 0 | 0 | 0 | 0 | 0 | 0 | 0 | 0 | 0 | 0 | 0 | 0 | 0 | 0 | 0 | 0 | 0 | 0 | 0 | 0 | 0
Saturday | 1 | 8 | 11 | 179 | 0 | 0 | 0 | 0 | 0 | 0 | 0 | 0 | 0 | 0 | 0 | 0 | 0 | 0 | 0 | 0 | 0 | 0 | 0 | 0 | 0 |  | 0 | 0 | 0 | 0 | 0 | 0 | 0 | 0 |  |  |  |  | 0 | 0 | 1 | 0 | 0 | 0 | 0 | 0 |  | 1 | 1 | 1 | 1 | 1 | 1 | 0 | 0 | 0 | 0 | 0 | 0 | 0 | 0 | 0 | 0 | 0 | 0 | 0 | 0 | 0 | 0 | 0 | 0 | 0 | 0 | 0 | 0 | 0 | 0 | 0
Saturday | 1 | 8 | 12 | 180 | 0 | 0 | 0 | 0 | 0 | 0 | 0 | 0 | 0 | 0 | 0 | 0 | 0 | 0 | 0 | 0 | 0 | 0 | 0 | 0 | 0 |  | 0 | 0 | 0 | 0 | 0 | 0 | 0 | 0 |  |  |  |  | 0 | 0 | 1 | 0 | 0 | 0 | 0 | 0 |  | 1 | 1 | 1 | 1 | 1 | 1 | 0 | 0 | 0 | 0 | 0 | 0 | 0 | 0 | 0 | 0 | 0 | 0 | 0 | 0 | 0 | 0 | 0 | 0 | 0 | 0 | 0 | 0 | 0 | 0 | 0
Saturday | 1 | 8 | 13 | 181 | 0 | 0 | 0 | 0 | 0 | 0 | 0 | 0 | 0 | 0 | 0 | 0 | 0 | 0 | 0 | 0 | 0 | 0 | 0 | 0 | 0 |  | 0 | 0 | 0 | 0 | 0 | 0 | 0 | 0 |  |  |  |  | 0 | 0 | 1 | 0 | 0 | 0 | 0 | 0 |  | 1 | 1 | 1 | 1 | 1 | 1 | 0 | 0 | 0 | 0 | 0 | 0 | 0 | 0 | 0 | 0 | 0 | 0 | 0 | 0 | 0 | 0 | 0 | 0 | 0 | 0 | 0 | 0 | 0 | 0 | 0
Saturday | 1 | 8 | 14 | 182 | 0 | 0 | 0 | 0 | 0 | 0 | 0 | 0 | 0 | 0 | 0 | 0 | 0 | 0 | 0 | 0 | 0 | 0 | 0 | 0 | 0 |  | 0 | 0 | 0 | 0 | 0 | 0 | 0 | 0 |  |  |  |  | 0 | 0 | 1 | 0 | 0 | 0 | 0 | 0 |  | 1 | 1 | 1 | 1 | 1 | 1 | 0 | 0 | 0 | 0 | 0 | 0 | 0 | 0 | 0 | 0 | 0 | 0 | 0 | 0 | 0 | 0 | 0 | 0 | 0 | 0 | 0 | 0 | 0 | 0 | 0
Saturday | 1 | 8 | 15 | 183 | 0 | 0 | 0 | 0 | 0 | 0 | 0 | 0 | 0 | 0 | 0 | 0 | 0 | 0 | 0 | 0 | 0 | 0 | 0 | 0 | 0 |  | 0 | 0 | 0 | 0 | 0 | 0 | 0 | 0 |  |  |  |  | 0 | 0 | 1 | 0 | 0 | 0 | 0 | 0 |  | 1 | 1 | 1 | 1 | 1 | 1 | 0 | 0 | 0 | 0 | 0 | 0 | 0 | 0 | 0 | 0 | 0 | 0 | 0 | 0 | 0 | 0 | 0 | 0 | 0 | 0 | 0 | 0 | 0 | 0 | 0
Saturday | 1 | 8 | 16 | 184 | 0 | 0 | 0 | 0 | 0 | 0 | 0 | 0 | 0 | 0 | 0 | 0 | 0 | 0 | 0 | 0 | 0 | 0 | 0 | 0 | 0 |  | 0 | 0 | 0 | 0 | 0 | 0 | 0 | 0 |  |  |  |  | 0 | 0 | 1 | 0 | 0 | 0 | 0 | 0 |  | 1 | 1 | 1 | 1 | 1 | 1 | 0 | 0 | 0 | 0 | 0 | 0 | 0 | 0 | 0 | 0 | 0 | 0 | 0 | 0 | 0 | 0 | 0 | 0 | 0 | 0 | 0 | 0 | 0 | 0 | 0
Saturday | 1 | 8 | 17 | 185 | 0 | 0 | 0 | 0 | 0 | 0 | 0 | 0 | 0 | 0 | 0 | 0 | 0 | 0 | 0 | 0 | 0 | 0 | 0 | 0 | 0 |  | 0 | 0 | 0 | 0 | 0 | 0 | 0 | 0 |  |  |  |  | 0 | 0 | 1 | 0 | 0 | 0 | 0 | 0 |  | 1 | 1 | 1 | 1 | 1 | 1 | 0 | 0 | 0 | 0 | 0 | 0 | 0 | 0 | 0 | 0 | 0 | 0 | 0 | 0 | 0 | 0 | 0 | 0 | 0 | 0 | 0 | 0 | 0 | 0 | 0
Saturday | 1 | 8 | 18 | 186 | 0 | 0 | 0 | 0 | 0 | 0 | 0 | 0 | 0 | 0 | 0 | 0 | 0 | 0 | 0 | 0 | 0 | 0 | 0 | 0 | 0 |  | 0 | 0 | 0 | 0 | 0 | 0 | 0 | 0 |  |  |  |  | 0 | 0 | 1 | 0 | 0 | 0 | 0 | 0 |  | 1 | 1 | 1 | 1 | 1 | 1 | 0 | 0 | 0 | 0 | 0 | 0 | 0 | 0 | 0 | 0 | 0 | 0 | 0 | 0 | 0 | 0 | 0 | 0 | 0 | 0 | 0 | 0 | 0 | 0 | 0
Saturday | 1 | 8 | 19 | 187 | 0 | 0 | 0 | 0 | 0 | 0 | 0 | 0 | 0 | 0 | 0 | 0 | 0 | 0 | 0 | 0 | 0 | 0 | 0 | 0 | 0 |  | 0 | 0 | 0 | 0 | 0 | 0 | 0 | 0 |  |  |  |  | 0 | 0 | 1 | 0 | 0 | 0 | 0 | 0 |  | 1 | 1 | 1 | 1 | 1 | 1 | 0 | 0 | 0 | 0 | 0 | 0 | 0 | 0 | 0 | 0 | 0 | 0 | 0 | 0 | 0 | 0 | 0 | 0 | 0 | 0 | 0 | 0 | 0 | 0 | 0
Saturday | 1 | 8 | 20 | 188 | 0 | 0 | 0 | 0 | 0 | 0 | 0 | 0 | 0 | 0 | 0 | 0 | 0 | 0 | 0 | 0 | 0 | 0 | 0 | 0 | 0 |  | 0 | 0 | 0 | 0 | 0 | 0 | 0 | 0 |  |  |  |  | 0 | 0 | 1 | 0 | 0 | 0 | 0 | 0 |  | 1 | 1 | 1 | 1 | 1 | 1 | 0 | 0 | 0 | 0 | 0 | 0 | 0 | 0 | 0 | 0 | 0 | 0 | 0 | 0 | 0 | 0 | 0 | 0 | 0 | 0 | 0 | 0 | 0 | 0 | 0
Saturday | 1 | 8 | 21 | 189 | 0 | 0 | 0 | 0 | 0 | 0 | 0 | 0 | 0 | 0 | 0 | 0 | 0 | 0 | 0 | 0 | 0 | 0 | 0 | 0 | 0 |  | 0 | 0 | 0 | 0 | 0 | 0 | 0 | 0 |  |  |  |  | 0 | 0 | 1 | 0 | 0 | 0 | 0 | 0 |  | 1 | 1 | 1 | 1 | 1 | 1 | 0 | 0 | 0 | 0 | 0 | 0 | 0 | 0 | 0 | 0 | 0 | 0 | 0 | 0 | 0 | 0 | 0 | 0 | 0 | 0 | 0 | 0 | 0 | 0 | 0
Saturday | 1 | 8 | 22 | 190 | 0 | 0 | 0 | 0 | 0 | 0 | 0 | 0 | 0 | 0 | 0 | 0 | 0 | 0 | 0 | 0 | 0 | 0 | 0 | 0 | 0 |  | 0 | 0 | 0 | 0 | 0 | 0 | 0 | 0 |  |  |  |  | 0 | 0 | 1 | 0 | 0 | 0 | 0 | 0 |  | 1 | 1 | 1 | 1 | 1 | 1 | 0 | 0 | 0 | 0 | 0 | 0 | 0 | 0 | 0 | 0 | 0 | 0 | 0 | 0 | 0 | 0 | 0 | 0 | 0 | 0 | 0 | 0 | 0 | 0 | 0
Saturday | 1 | 8 | 23 | 191 | 0 | 0 | 0 | 0 | 0 | 0 | 0 | 0 | 0 | 0 | 0 | 0 | 0 | 0 | 0 | 0 | 0 | 0 | 0 | 0 | 0 |  | 0 | 0 | 0 | 0 | 0 | 0 | 0 | 0 |  |  |  |  | 0 | 0 | 1 | 0 | 0 | 0 | 0 | 0 |  | 1 | 1 | 1 | 1 | 1 | 1 | 0 | 0 | 0 | 0 | 0 | 0 | 0 | 0 | 0 | 0 | 0 | 0 | 0 | 0 | 0 | 0 | 0 | 0 | 0 | 0 | 0 | 0 | 0 | 0 | 0
Saturday | 1 | 8 | 24 | 192 | 0 | 0 | 0 | 0 | 0 | 0 | 0 | 0 | 0 | 0 | 0 | 0 | 0 | 0 | 0 | 0 | 0 | 0 | 0 | 0 | 0 |  | 0 | 0 | 0 | 0 | 0 | 0 | 0 | 0 |  |  |  |  | 0 | 0 | 1 | 0 | 0 | 0 | 0 | 0 |  | 1 | 1 | 1 | 1 | 1 | 1 | 0 | 0 | 0 | 0 | 0 | 0 | 0 | 0 | 0 | 0 | 0 | 0 | 0 | 0 | 0 | 0 | 0 | 0 | 0 | 0 | 0 | 0 | 0 | 0 | 0
Sunday | 1 | 9 | 1 | 193 | 0 | 0 | 0 | 0 | 0 | 0 | 0 | 0 | 0 | 0 | 0 | 0 | 0 | 0 | 0 | 0 | 0 | 0 | 0 | 0 | 0 |  | 0 | 0 | 0 | 0 | 0 | 0 | 0 | 0 |  |  |  |  | 0 | 0 | 1 | 0 | 0 | 0 | 0 | 0 |  | 1 | 1 | 1 | 1 | 1 | 1 | 0 | 0 | 0 | 0 | 0 | 0 | 0 | 0 | 0 | 0 | 0 | 0 | 0 | 0 | 0 | 0 | 0 | 0 | 0 | 0 | 0 | 0 | 0 | 0 | 0
Sunday | 1 | 9 | 2 | 194 | 0 | 0 | 0 | 0 | 0 | 0 | 0 | 0 | 0 | 0 | 0 | 0 | 0 | 0 | 0 | 0 | 0 | 0 | 0 | 0 | 0 |  | 0 | 0 | 0 | 0 | 0 | 0 | 0 | 0 |  |  |  |  | 0 | 0 | 1 | 0 | 0 | 0 | 0 | 0 |  | 1 | 1 | 1 | 1 | 1 | 1 | 0 | 0 | 0 | 0 | 0 | 0 | 0 | 0 | 0 | 0 | 0 | 0 | 0 | 0 | 0 | 0 | 0 | 0 | 0 | 0 | 0 | 0 | 0 | 0 | 0
Sunday | 1 | 9 | 3 | 195 | 0 | 0 | 0 | 0 | 0 | 0 | 0 | 0 | 0 | 0 | 0 | 0 | 0 | 0 | 0 | 0 | 0 | 0 | 0 | 0 | 0 |  | 0 | 0 | 0 | 0 | 0 | 0 | 0 | 0 |  |  |  |  | 0 | 0 | 1 | 0 | 0 | 0 | 0 | 0 |  | 1 | 1 | 1 | 1 | 1 | 1 | 0 | 0 | 0 | 0 | 0 | 0 | 0 | 0 | 0 | 0 | 0 | 0 | 0 | 0 | 0 | 0 | 0 | 0 | 0 | 0 | 0 | 0 | 0 | 0 | 0
Sunday | 1 | 9 | 4 | 196 | 0 | 0 | 0 | 0 | 0 | 0 | 0 | 0 | 0 | 0 | 0 | 0 | 0 | 0 | 0 | 0 | 0 | 0 | 0 | 0 | 0 |  | 0 | 0 | 0 | 0 | 0 | 0 | 0 | 0 |  |  |  |  | 0 | 0 | 1 | 0 | 0 | 0 | 0 | 0 |  | 1 | 1 | 1 | 1 | 1 | 1 | 0 | 0 | 0 | 0 | 0 | 0 | 0 | 0 | 0 | 0 | 0 | 0 | 0 | 0 | 0 | 0 | 0 | 0 | 0 | 0 | 0 | 0 | 0 | 0 | 0
Sunday | 1 | 9 | 5 | 197 | 0 | 0 | 0 | 0 | 0 | 0 | 0 | 0 | 0 | 0 | 0 | 0 | 0 | 0 | 0 | 0 | 0 | 0 | 0 | 0 | 0 |  | 0 | 0 | 0 | 0 | 0 | 0 | 0 | 0 |  |  |  |  | 0 | 0 | 1 | 0 | 0 | 0 | 0 | 0 |  | 1 | 1 | 1 | 1 | 1 | 1 | 0 | 0 | 0 | 0 | 0 | 0 | 0 | 0 | 0 | 0 | 0 | 0 | 0 | 0 | 0 | 0 | 0 | 0 | 0 | 0 | 0 | 0 | 0 | 0 | 0
Sunday | 1 | 9 | 6 | 198 | 0 | 0 | 0 | 0 | 0 | 0 | 0 | 0 | 0 | 0 | 0 | 0 | 0 | 0 | 0 | 0 | 0 | 0 | 0 | 0 | 0 |  | 0 | 0 | 0 | 0 | 0 | 0 | 0 | 0 |  |  |  |  | 0 | 0 | 1 | 0 | 0 | 0 | 0 | 0 |  | 1 | 1 | 1 | 1 | 1 | 1 | 0 | 0 | 0 | 0 | 0 | 0 | 0 | 0 | 0 | 0 | 0 | 0 | 0 | 0 | 0 | 0 | 0 | 0 | 0 | 0 | 0 | 0 | 0 | 0 | 0
Sunday | 1 | 9 | 7 | 199 | 0 | 0 | 0 | 0 | 0 | 0 | 0 | 0 | 0 | 0 | 0 | 0 | 0 | 0 | 0 | 0 | 0 | 0 | 0 | 0 | 0 |  | 0 | 0 | 0 | 0 | 0 | 0 | 0 | 0 |  |  |  |  | 0 | 0 | 1 | 0 | 0 | 0 | 0 | 0 |  | 1 | 1 | 1 | 1 | 1 | 1 | 0 | 0 | 0 | 0 | 0 | 0 | 0 | 0 | 0 | 0 | 0 | 0 | 0 | 0 | 0 | 0 | 0 | 0 | 0 | 0 | 0 | 0 | 0 | 0 | 0
Sunday | 1 | 9 | 8 | 200 | 0 | 0 | 0 | 0 | 0 | 0 | 0 | 0 | 0 | 0 | 0 | 0 | 0 | 0 | 0 | 0 | 0 | 0 | 0 | 0 | 0 |  | 0 | 0 | 0 | 0 | 0 | 0 | 0 | 0 |  |  |  |  | 0 | 0 | 1 | 0 | 0 | 0 | 0 | 0 |  | 1 | 1 | 1 | 1 | 1 | 1 | 0 | 0 | 0 | 0 | 0 | 0 | 0 | 0 | 0 | 0 | 0 | 0 | 0 | 0 | 0 | 0 | 0 | 0 | 0 | 0 | 0 | 0 | 0 | 0 | 0
Sunday | 1 | 9 | 9 | 201 | 0 | 0 | 0 | 0 | 0 | 0 | 0 | 0 | 0 | 0 | 0 | 0 | 0 | 0 | 0 | 0 | 0 | 0 | 0 | 0 | 0 |  | 0 | 0 | 0 | 0 | 0 | 0 | 0 | 0 |  |  |  |  | 0 | 0 | 1 | 0 | 0 | 0 | 0 | 0 |  | 1 | 1 | 1 | 1 | 1 | 1 | 0 | 0 | 0 | 0 | 0 | 0 | 0 | 0 | 0 | 0 | 0 | 0 | 0 | 0 | 0 | 0 | 0 | 0 | 0 | 0 | 0 | 0 | 0 | 0 | 0
Sunday | 1 | 9 | 10 | 202 | 0 | 0 | 0 | 0 | 0 | 0 | 0 | 0 | 0 | 0 | 0 | 0 | 0 | 0 | 0 | 0 | 0 | 0 | 0 | 0 | 0 |  | 0 | 0 | 0 | 0 | 0 | 0 | 0 | 0 |  |  |  |  | 0 | 0 | 1 | 0 | 0 | 0 | 0 | 0 |  | 1 | 1 | 1 | 1 | 1 | 1 | 0 | 0 | 0 | 0 | 0 | 0 | 0 | 0 | 0 | 0 | 0 | 0 | 0 | 0 | 0 | 0 | 0 | 0 | 0 | 0 | 0 | 0 | 0 | 0 | 0
Sunday | 1 | 9 | 11 | 203 | 0 | 0 | 0 | 0 | 0 | 0 | 0 | 0 | 0 | 0 | 0 | 0 | 0 | 0 | 0 | 0 | 0 | 0 | 0 | 0 | 0 |  | 0 | 0 | 0 | 0 | 0 | 0 | 0 | 0 |  |  |  |  | 0 | 0 | 1 | 0 | 0 | 0 | 0 | 0 |  | 1 | 1 | 1 | 1 | 1 | 1 | 0 | 0 | 0 | 0 | 0 | 0 | 0 | 0 | 0 | 0 | 0 | 0 | 0 | 0 | 0 | 0 | 0 | 0 | 0 | 0 | 0 | 0 | 0 | 0 | 0
Sunday | 1 | 9 | 12 | 204 | 0 | 0 | 0 | 0 | 0 | 0 | 0 | 0 | 0 | 0 | 0 | 0 | 0 | 0 | 0 | 0 | 0 | 0 | 0 | 0 | 0 |  | 0 | 0 | 0 | 0 | 0 | 0 | 0 | 0 |  |  |  |  | 0 | 0 | 1 | 0 | 0 | 0 | 0 | 0 |  | 1 | 1 | 1 | 1 | 1 | 1 | 0 | 0 | 0 | 0 | 0 | 0 | 0 | 0 | 0 | 0 | 0 | 0 | 0 | 0 | 0 | 0 | 0 | 0 | 0 | 0 | 0 | 0 | 0 | 0 | 0
Sunday | 1 | 9 | 13 | 205 | 0 | 0 | 0 | 0 | 0 | 0 | 0 | 0 | 0 | 0 | 0 | 0 | 0 | 0 | 0 | 0 | 0 | 0 | 0 | 0 | 0 |  | 0 | 0 | 0 | 0 | 0 | 0 | 0 | 0 |  |  |  |  | 0 | 0 | 1 | 0 | 0 | 0 | 0 | 0 |  | 1 | 1 | 1 | 1 | 1 | 1 | 0 | 0 | 0 | 0 | 0 | 0 | 0 | 0 | 0 | 0 | 0 | 0 | 0 | 0 | 0 | 0 | 0 | 0 | 0 | 0 | 0 | 0 | 0 | 0 | 0
Sunday | 1 | 9 | 14 | 206 | 0 | 0 | 0 | 0 | 0 | 0 | 0 | 0 | 0 | 0 | 0 | 0 | 0 | 0 | 0 | 0 | 0 | 0 | 0 | 0 | 0 |  | 0 | 0 | 0 | 0 | 0 | 0 | 0 | 0 |  |  |  |  | 0 | 0 | 1 | 0 | 0 | 0 | 0 | 0 |  | 1 | 1 | 1 | 1 | 1 | 1 | 0 | 0 | 0 | 0 | 0 | 0 | 0 | 0 | 0 | 0 | 0 | 0 | 0 | 0 | 0 | 0 | 0 | 0 | 0 | 0 | 0 | 0 | 0 | 0 | 0
Sunday | 1 | 9 | 15 | 207 | 0 | 0 | 0 | 0 | 0 | 0 | 0 | 0 | 0 | 0 | 0 | 0 | 0 | 0 | 0 | 0 | 0 | 0 | 0 | 0 | 0 |  | 0 | 0 | 0 | 0 | 0 | 0 | 0 | 0 |  |  |  |  | 0 | 0 | 1 | 0 | 0 | 0 | 0 | 0 |  | 1 | 1 | 1 | 1 | 1 | 1 | 0 | 0 | 0 | 0 | 0 | 0 | 0 | 0 | 0 | 0 | 0 | 0 | 0 | 0 | 0 | 0 | 0 | 0 | 0 | 0 | 0 | 0 | 0 | 0 | 0
Sunday | 1 | 9 | 16 | 208 | 0 | 0 | 0 | 0 | 0 | 0 | 0 | 0 | 0 | 0 | 0 | 0 | 0 | 0 | 0 | 0 | 0 | 0 | 0 | 0 | 0 |  | 0 | 0 | 0 | 0 | 0 | 0 | 0 | 0 |  |  |  |  | 0 | 0 | 1 | 0 | 0 | 0 | 0 | 0 |  | 1 | 1 | 1 | 1 | 1 | 1 | 0 | 0 | 0 | 0 | 0 | 0 | 0 | 0 | 0 | 0 | 0 | 0 | 0 | 0 | 0 | 0 | 0 | 0 | 0 | 0 | 0 | 0 | 0 | 0 | 0
Sunday | 1 | 9 | 17 | 209 | 0 | 0 | 0 | 0 | 0 | 0 | 0 | 0 | 0 | 0 | 0 | 0 | 0 | 0 | 0 | 0 | 0 | 0 | 0 | 0 | 0 |  | 0 | 0 | 0 | 0 | 0 | 0 | 0 | 0 |  |  |  |  | 0 | 0 | 1 | 0 | 0 | 0 | 0 | 0 |  | 1 | 1 | 1 | 1 | 1 | 1 | 0 | 0 | 0 | 0 | 0 | 0 | 0 | 0 | 0 | 0 | 0 | 0 | 0 | 0 | 0 | 0 | 0 | 0 | 0 | 0 | 0 | 0 | 0 | 0 | 0
Sunday | 1 | 9 | 18 | 210 | 0 | 0 | 0 | 0 | 0 | 0 | 0 | 0 | 0 | 0 | 0 | 0 | 0 | 0 | 0 | 0 | 0 | 0 | 0 | 0 | 0 |  | 0 | 0 | 0 | 0 | 0 | 0 | 0 | 0 |  |  |  |  | 0 | 0 | 1 | 0 | 0 | 0 | 0 | 0 |  | 1 | 1 | 1 | 1 | 1 | 1 | 0 | 0 | 0 | 0 | 0 | 0 | 0 | 0 | 0 | 0 | 0 | 0 | 0 | 0 | 0 | 0 | 0 | 0 | 0 | 0 | 0 | 0 | 0 | 0 | 0
Sunday | 1 | 9 | 19 | 211 | 0 | 0 | 0 | 0 | 0 | 0 | 0 | 0 | 0 | 0 | 0 | 0 | 0 | 0 | 0 | 0 | 0 | 0 | 0 | 0 | 0 |  | 0 | 0 | 0 | 0 | 0 | 0 | 0 | 0 |  |  |  |  | 0 | 0 | 1 | 0 | 0 | 0 | 0 | 0 |  | 1 | 1 | 1 | 1 | 1 | 1 | 0 | 0 | 0 | 0 | 0 | 0 | 0 | 0 | 0 | 0 | 0 | 0 | 0 | 0 | 0 | 0 | 0 | 0 | 0 | 0 | 0 | 0 | 0 | 0 | 0
Sunday | 1 | 9 | 20 | 212 | 0 | 0 | 0 | 0 | 0 | 0 | 0 | 0 | 0 | 0 | 0 | 0 | 0 | 0 | 0 | 0 | 0 | 0 | 0 | 0 | 0 |  | 0 | 0 | 0 | 0 | 0 | 0 | 0 | 0 |  |  |  |  | 0 | 0 | 1 | 0 | 0 | 0 | 0 | 0 |  | 1 | 1 | 1 | 1 | 1 | 1 | 0 | 0 | 0 | 0 | 0 | 0 | 0 | 0 | 0 | 0 | 0 | 0 | 0 | 0 | 0 | 0 | 0 | 0 | 0 | 0 | 0 | 0 | 0 | 0 | 0
Sunday | 1 | 9 | 21 | 213 | 0 | 0 | 0 | 0 | 0 | 0 | 0 | 0 | 0 | 0 | 0 | 0 | 0 | 0 | 0 | 0 | 0 | 0 | 0 | 0 | 0 |  | 0 | 0 | 0 | 0 | 0 | 0 | 0 | 0 |  |  |  |  | 0 | 0 | 1 | 0 | 0 | 0 | 0 | 0 |  | 1 | 1 | 1 | 1 | 1 | 1 | 0 | 0 | 0 | 0 | 0 | 0 | 0 | 0 | 0 | 0 | 0 | 0 | 0 | 0 | 0 | 0 | 0 | 0 | 0 | 0 | 0 | 0 | 0 | 0 | 0
Sunday | 1 | 9 | 22 | 214 | 0 | 0 | 0 | 0 | 0 | 0 | 0 | 0 | 0 | 0 | 0 | 0 | 0 | 0 | 0 | 0 | 0 | 0 | 0 | 0 | 0 |  | 0 | 0 | 0 | 0 | 0 | 0 | 0 | 0 |  |  |  |  | 0 | 0 | 1 | 0 | 0 | 0 | 0 | 0 |  | 1 | 1 | 1 | 1 | 1 | 1 | 0 | 0 | 0 | 0 | 0 | 0 | 0 | 0 | 0 | 0 | 0 | 0 | 0 | 0 | 0 | 0 | 0 | 0 | 0 | 0 | 0 | 0 | 0 | 0 | 0
Sunday | 1 | 9 | 23 | 215 | 0 | 0 | 0 | 0 | 0 | 0 | 0 | 0 | 0 | 0 | 0 | 0 | 0 | 0 | 0 | 0 | 0 | 0 | 0 | 0 | 0 |  | 0 | 0 | 0 | 0 | 0 | 0 | 0 | 0 |  |  |  |  | 0 | 0 | 1 | 0 | 0 | 0 | 0 | 0 |  | 1 | 1 | 1 | 1 | 1 | 1 | 0 | 0 | 0 | 0 | 0 | 0 | 0 | 0 | 0 | 0 | 0 | 0 | 0 | 0 | 0 | 0 | 0 | 0 | 0 | 0 | 0 | 0 | 0 | 0 | 0
Sunday | 1 | 9 | 24 | 216 | 0 | 0 | 0 | 0 | 0 | 0 | 0 | 0 | 0 | 0 | 0 | 0 | 0 | 0 | 0 | 0 | 0 | 0 | 0 | 0 | 0 |  | 0 | 0 | 0 | 0 | 0 | 0 | 0 | 0 |  |  |  |  | 0 | 0 | 1 | 0 | 0 | 0 | 0 | 0 |  | 1 | 1 | 1 | 1 | 1 | 1 | 0 | 0 | 0 | 0 | 0 | 0 | 0 | 0 | 0 | 0 | 0 | 0 | 0 | 0 | 0 | 0 | 0 | 0 | 0 | 0 | 0 | 0 | 0 | 0 | 0
Monday | 1 | 10 | 1 | 217 | 0 | 0 | 0 | 0 | 0 | 0 | 0 | 0 | 0 | 0 | 0 | 0 | 0 | 0 | 0 | 0 | 0 | 0 | 0 | 0 | 0 |  | 0 | 0 | 0 | 0 | 0 | 0 | 0 | 0 |  |  |  |  | 0 | 0 | 1 | 0 | 0 | 0 | 0 | 0 |  | 1 | 1 | 1 | 1 | 1 | 1 | 0 | 0 | 0 | 0 | 0 | 0 | 0 | 0 | 0 | 0 | 0 | 0 | 0 | 0 | 0 | 0 | 0 | 0 | 0 | 0 | 0 | 0 | 0 | 0 | 0
Monday | 1 | 10 | 2 | 218 | 0 | 0 | 0 | 0 | 0 | 0 | 0 | 0 | 0 | 0 | 0 | 0 | 0 | 0 | 0 | 0 | 0 | 0 | 0 | 0 | 0 |  | 0 | 0 | 0 | 0 | 0 | 0 | 0 | 0 |  |  |  |  | 0 | 0 | 1 | 0 | 0 | 0 | 0 | 0 |  | 1 | 1 | 1 | 1 | 1 | 1 | 0 | 0 | 0 | 0 | 0 | 0 | 0 | 0 | 0 | 0 | 0 | 0 | 0 | 0 | 0 | 0 | 0 | 0 | 0 | 0 | 0 | 0 | 0 | 0 | 0
Monday | 1 | 10 | 3 | 219 | 0 | 0 | 0 | 0 | 0 | 0 | 0 | 0 | 0 | 0 | 0 | 0 | 0 | 0 | 0 | 0 | 0 | 0 | 0 | 0 | 0 |  | 0 | 0 | 0 | 0 | 0 | 0 | 0 | 0 |  |  |  |  | 0 | 0 | 1 | 0 | 0 | 0 | 0 | 0 |  | 1 | 1 | 1 | 1 | 1 | 1 | 0 | 0 | 0 | 0 | 0 | 0 | 0 | 0 | 0 | 0 | 0 | 0 | 0 | 0 | 0 | 0 | 0 | 0 | 0 | 0 | 0 | 0 | 0 | 0 | 0
Monday | 1 | 10 | 4 | 220 | 0 | 0 | 0 | 0 | 0 | 0 | 0 | 0 | 0 | 0 | 0 | 0 | 0 | 0 | 0 | 0 | 0 | 0 | 0 | 0 | 0 |  | 0 | 0 | 0 | 0 | 0 | 0 | 0 | 0 |  |  |  |  | 0 | 0 | 1 | 0 | 0 | 0 | 0 | 0 |  | 1 | 1 | 1 | 1 | 1 | 1 | 0 | 0 | 0 | 0 | 0 | 0 | 0 | 0 | 0 | 0 | 0 | 0 | 0 | 0 | 0 | 0 | 0 | 0 | 0 | 0 | 0 | 0 | 0 | 0 | 0
Monday | 1 | 10 | 5 | 221 | 0 | 0 | 0 | 0 | 0 | 0 | 0 | 0 | 0 | 0 | 0 | 0 | 0 | 0 | 0 | 0 | 0 | 0 | 0 | 0 | 0 |  | 0 | 0 | 0 | 0 | 0 | 0 | 0 | 0 |  |  |  |  | 0 | 0 | 1 | 0 | 0 | 0 | 0 | 0 |  | 1 | 1 | 1 | 1 | 1 | 1 | 0 | 0 | 0 | 0 | 0 | 0 | 0 | 0 | 0 | 0 | 0 | 0 | 0 | 0 | 0 | 0 | 0 | 0 | 0 | 0 | 0 | 0 | 0 | 0 | 0
Monday | 1 | 10 | 6 | 222 | 0 | 0 | 0 | 0 | 0 | 0 | 0 | 0 | 0 | 0 | 0 | 0 | 0 | 0 | 0 | 0 | 0 | 0 | 0 | 0 | 0 |  | 0 | 0 | 0 | 0 | 0 | 0 | 0 | 0 |  |  |  |  | 0 | 0 | 1 | 0 | 0 | 0 | 0 | 0 |  | 1 | 1 | 1 | 1 | 1 | 1 | 0 | 0 | 0 | 0 | 0 | 0 | 0 | 0 | 0 | 0 | 0 | 0 | 0 | 0 | 0 | 0 | 0 | 0 | 0 | 0 | 0 | 0 | 0 | 0 | 0
Monday | 1 | 10 | 7 | 223 | 0 | 0 | 0 | 0 | 0 | 0 | 0 | 0 | 0 | 0 | 0 | 0 | 0 | 0 | 0 | 0 | 0 | 0 | 0 | 0 | 0 |  | 0 | 0 | 0 | 0 | 0 | 0 | 0 | 0 |  |  |  |  | 0 | 0 | 1 | 0 | 0 | 0 | 0 | 0 |  | 1 | 1 | 1 | 1 | 1 | 1 | 0 | 0 | 0 | 0 | 0 | 0 | 0 | 0 | 0 | 0 | 0 | 0 | 0 | 0 | 0 | 0 | 0 | 0 | 0 | 0 | 0 | 0 | 0 | 0 | 0
Monday | 1 | 10 | 8 | 224 | 0 | 0 | 0 | 0 | 0 | 0 | 0 | 0 | 0 | 0 | 0 | 0 | 0 | 0 | 0 | 0 | 0 | 0 | 0 | 0 | 0 |  | 0 | 0 | 0 | 0 | 0 | 0 | 0 | 0 |  |  |  |  | 0 | 1 | 0 | 0 | 0 | 0 | 0 | 0 |  | 1 | #VALUE! | 1 | 1 | 1 | #VALUE! | 0 | 0 | 0 | 0 | 0 | 0 | 0 | 0 | 0 | 0 | 0 | 0 | 0 | 0 | 0 | 0 | 0 | 0 | 0 | 0 | 0 | 0 | 0 | 0 | 0
Monday | 1 | 10 | 9 | 225 | 0 | 0 | 0 | 0 | 0 | 0 | 0 | 0 | 0 | 0 | 0 | 0 | 0 | 0 | 0 | 0 | 0 | 0 | 0 | 0 | 0 |  | 0 | 0 | 0 | 0 | 0 | 0 | 0 | 0 |  |  |  |  | 0 | 1 | 0 | 0 | 0 | 0 | 0 | 0 |  | 1 | #VALUE! | 1 | 1 | 1 | #VALUE! | 0 | 0 | 0 | 0 | 0 | 0 | 0 | 0 | 0 | 0 | 0 | 0 | 0 | 0 | 0 | 0 | 0 | 0 | 0 | 0 | 0 | 0 | 0 | 0 | 0
Monday | 1 | 10 | 10 | 226 | 0 | 0 | 0 | 0 | 0 | 0 | 0 | 0 | 0 | 0 | 0 | 0 | 0 | 0 | 0 | 0 | 0 | 0 | 0 | 0 | 0 |  | 0 | 0 | 0 | 0 | 0 | 0 | 0 | 0 |  |  |  |  | 0 | 1 | 0 | 0 | 0 | 0 | 0 | 0 |  | 1 | #VALUE! | 1 | 1 | 1 | #VALUE! | 0 | 0 | 0 | 0 | 0 | 0 | 0 | 0 | 0 | 0 | 0 | 0 | 0 | 0 | 0 | 0 | 0 | 0 | 0 | 0 | 0 | 0 | 0 | 0 | 0
Monday | 1 | 10 | 11 | 227 | 0 | 0 | 0 | 0 | 0 | 0 | 0 | 0 | 0 | 0 | 0 | 0 | 0 | 0 | 0 | 0 | 0 | 0 | 0 | 0 | 0 |  | 0 | 0 | 0 | 0 | 0 | 0 | 0 | 0 |  |  |  |  | 0 | 1 | 0 | 0 | 0 | 0 | 0 | 0 |  | 1 | #VALUE! | 1 | 1 | 1 | #VALUE! | 0 | 0 | 0 | 0 | 0 | 0 | 0 | 0 | 0 | 0 | 0 | 0 | 0 | 0 | 0 | 0 | 0 | 0 | 0 | 0 | 0 | 0 | 0 | 0 | 0
Monday | 1 | 10 | 12 | 228 | 0 | 0 | 0 | 0 | 0 | 0 | 0 | 0 | 0 | 0 | 0 | 0 | 0 | 0 | 0 | 0 | 0 | 0 | 0 | 0 | 0 |  | 0 | 0 | 0 | 0 | 0 | 0 | 0 | 0 |  |  |  |  | 0 | 1 | 0 | 0 | 0 | 0 | 0 | 0 |  | 1 | #VALUE! | 1 | 1 | 1 | #VALUE! | 0 | 0 | 0 | 0 | 0 | 0 | 0 | 0 | 0 | 0 | 0 | 0 | 0 | 0 | 0 | 0 | 0 | 0 | 0 | 0 | 0 | 0 | 0 | 0 | 0
Monday | 1 | 10 | 13 | 229 | 0 | 0 | 0 | 0 | 0 | 0 | 0 | 0 | 0 | 0 | 0 | 0 | 0 | 0 | 0 | 0 | 0 | 0 | 0 | 0 | 0 |  | 0 | 0 | 0 | 0 | 0 | 0 | 0 | 0 |  |  |  |  | 0 | 1 | 0 | 0 | 0 | 0 | 0 | 0 |  | 1 | #VALUE! | 1 | 1 | 1 | #VALUE! | 0 | 0 | 0 | 0 | 0 | 0 | 0 | 0 | 0 | 0 | 0 | 0 | 0 | 0 | 0 | 0 | 0 | 0 | 0 | 0 | 0 | 0 | 0 | 0 | 0
Monday | 1 | 10 | 14 | 230 | 0 | 0 | 0 | 0 | 0 | 0 | 0 | 0 | 0 | 0 | 0 | 0 | 0 | 0 | 0 | 0 | 0 | 0 | 0 | 0 | 0 |  | 0 | 0 | 0 | 0 | 0 | 0 | 0 | 0 |  |  |  |  | 0 | 1 | 0 | 0 | 0 | 0 | 0 | 0 |  | 1 | #VALUE! | 1 | 1 | 1 | #VALUE! | 0 | 0 | 0 | 0 | 0 | 0 | 0 | 0 | 0 | 0 | 0 | 0 | 0 | 0 | 0 | 0 | 0 | 0 | 0 | 0 | 0 | 0 | 0 | 0 | 0
Monday | 1 | 10 | 15 | 231 | 0 | 0 | 0 | 0 | 0 | 0 | 0 | 0 | 0 | 0 | 0 | 0 | 0 | 0 | 0 | 0 | 0 | 0 | 0 | 0 | 0 |  | 0 | 0 | 0 | 0 | 0 | 0 | 0 | 0 |  |  |  |  | 0 | 1 | 0 | 0 | 0 | 0 | 0 | 0 |  | 1 | #VALUE! | 1 | 1 | 1 | #VALUE! | 0 | 0 | 0 | 0 | 0 | 0 | 0 | 0 | 0 | 0 | 0 | 0 | 0 | 0 | 0 | 0 | 0 | 0 | 0 | 0 | 0 | 0 | 0 | 0 | 0
Monday | 1 | 10 | 16 | 232 | 0 | 0 | 0 | 0 | 0 | 0 | 0 | 0 | 0 | 0 | 0 | 0 | 0 | 0 | 0 | 0 | 0 | 0 | 0 | 0 | 0 |  | 0 | 0 | 0 | 0 | 0 | 0 | 0 | 0 |  |  |  |  | 0 | 1 | 0 | 0 | 0 | 0 | 0 | 0 |  | 1 | #VALUE! | 1 | 1 | 1 | #VALUE! | 0 | 0 | 0 | 0 | 0 | 0 | 0 | 0 | 0 | 0 | 0 | 0 | 0 | 0 | 0 | 0 | 0 | 0 | 0 | 0 | 0 | 0 | 0 | 0 | 0
Monday | 1 | 10 | 17 | 233 | 0 | 0 | 0 | 0 | 0 | 0 | 0 | 0 | 0 | 0 | 0 | 0 | 0 | 0 | 0 | 0 | 0 | 0 | 0 | 0 | 0 |  | 0 | 0 | 0 | 0 | 0 | 0 | 0 | 0 |  |  |  |  | 0 | 1 | 0 | 0 | 0 | 0 | 0 | 0 |  | 1 | #VALUE! | 1 | 1 | 1 | #VALUE! | 0 | 0 | 0 | 0 | 0 | 0 | 0 | 0 | 0 | 0 | 0 | 0 | 0 | 0 | 0 | 0 | 0 | 0 | 0 | 0 | 0 | 0 | 0 | 0 | 0
Monday | 1 | 10 | 18 | 234 | 0 | 0 | 0 | 0 | 0 | 0 | 0 | 0 | 0 | 0 | 0 | 0 | 0 | 0 | 0 | 0 | 0 | 0 | 0 | 0 | 0 |  | 0 | 0 | 0 | 0 | 0 | 0 | 0 | 0 |  |  |  |  | 0 | 1 | 0 | 0 | 0 | 0 | 0 | 0 |  | 1 | #VALUE! | 1 | 1 | 1 | #VALUE! | 0 | 0 | 0 | 0 | 0 | 0 | 0 | 0 | 0 | 0 | 0 | 0 | 0 | 0 | 0 | 0 | 0 | 0 | 0 | 0 | 0 | 0 | 0 | 0 | 0
Monday | 1 | 10 | 19 | 235 | 0 | 0 | 0 | 0 | 0 | 0 | 0 | 0 | 0 | 0 | 0 | 0 | 0 | 0 | 0 | 0 | 0 | 0 | 0 | 0 | 0 |  | 0 | 0 | 0 | 0 | 0 | 0 | 0 | 0 |  |  |  |  | 1 | 0 | 0 | 0 | 0 | 0 | 0 | 0 |  | #VALUE! | 1 | 1 | 1 | 1 | #VALUE! | 0 | 0 | 0 | 0 | 0 | 0 | 0 | 0 | 0 | 0 | 0 | 0 | 0 | 0 | 0 | 0 | 0 | 0 | 0 | 0 | 0 | 0 | 0 | 0 | 0
Monday | 1 | 10 | 20 | 236 | 0 | 0 | 0 | 0 | 0 | 0 | 0 | 0 | 0 | 0 | 0 | 0 | 0 | 0 | 0 | 0 | 0 | 0 | 0 | 0 | 0 |  | 0 | 0 | 0 | 0 | 0 | 0 | 0 | 0 |  |  |  |  | 1 | 0 | 0 | 0 | 0 | 0 | 0 | 0 |  | #VALUE! | 1 | 1 | 1 | 1 | #VALUE! | 0 | 0 | 0 | 0 | 0 | 0 | 0 | 0 | 0 | 0 | 0 | 0 | 0 | 0 | 0 | 0 | 0 | 0 | 0 | 0 | 0 | 0 | 0 | 0 | 0
Monday | 1 | 10 | 21 | 237 | 0 | 0 | 0 | 0 | 0 | 0 | 0 | 0 | 0 | 0 | 0 | 0 | 0 | 0 | 0 | 0 | 0 | 0 | 0 | 0 | 0 |  | 0 | 0 | 0 | 0 | 0 | 0 | 0 | 0 |  |  |  |  | 0 | 1 | 0 | 0 | 0 | 0 | 0 | 0 |  | 1 | #VALUE! | 1 | 1 | 1 | #VALUE! | 0 | 0 | 0 | 0 | 0 | 0 | 0 | 0 | 0 | 0 | 0 | 0 | 0 | 0 | 0 | 0 | 0 | 0 | 0 | 0 | 0 | 0 | 0 | 0 | 0
Monday | 1 | 10 | 22 | 238 | 0 | 0 | 0 | 0 | 0 | 0 | 0 | 0 | 0 | 0 | 0 | 0 | 0 | 0 | 0 | 0 | 0 | 0 | 0 | 0 | 0 |  | 0 | 0 | 0 | 0 | 0 | 0 | 0 | 0 |  |  |  |  | 0 | 1 | 0 | 0 | 0 | 0 | 0 | 0 |  | 1 | #VALUE! | 1 | 1 | 1 | #VALUE! | 0 | 0 | 0 | 0 | 0 | 0 | 0 | 0 | 0 | 0 | 0 | 0 | 0 | 0 | 0 | 0 | 0 | 0 | 0 | 0 | 0 | 0 | 0 | 0 | 0
Monday | 1 | 10 | 23 | 239 | 0 | 0 | 0 | 0 | 0 | 0 | 0 | 0 | 0 | 0 | 0 | 0 | 0 | 0 | 0 | 0 | 0 | 0 | 0 | 0 | 0 |  | 0 | 0 | 0 | 0 | 0 | 0 | 0 | 0 |  |  |  |  | 0 | 0 | 1 | 0 | 0 | 0 | 0 | 0 |  | 1 | 1 | 1 | 1 | 1 | 1 | 0 | 0 | 0 | 0 | 0 | 0 | 0 | 0 | 0 | 0 | 0 | 0 | 0 | 0 | 0 | 0 | 0 | 0 | 0 | 0 | 0 | 0 | 0 | 0 | 0
Monday | 1 | 10 | 24 | 240 | 0 | 0 | 0 | 0 | 0 | 0 | 0 | 0 | 0 | 0 | 0 | 0 | 0 | 0 | 0 | 0 | 0 | 0 | 0 | 0 | 0 |  | 0 | 0 | 0 | 0 | 0 | 0 | 0 | 0 |  |  |  |  | 0 | 0 | 1 | 0 | 0 | 0 | 0 | 0 |  | 1 | 1 | 1 | 1 | 1 | 1 | 0 | 0 | 0 | 0 | 0 | 0 | 0 | 0 | 0 | 0 | 0 | 0 | 0 | 0 | 0 | 0 | 0 | 0 | 0 | 0 | 0 | 0 | 0 | 0 | 0
Tuesday | 1 | 11 | 1 | 241 | 0 | 0 | 0 | 0 | 0 | 0 | 0 | 0 | 0 | 0 | 0 | 0 | 0 | 0 | 0 | 0 | 0 | 0 | 0 | 0 | 0 |  | 0 | 0 | 0 | 0 | 0 | 0 | 0 | 0 |  |  |  |  | 0 | 0 | 1 | 0 | 0 | 0 | 0 | 0 |  | 1 | 1 | 1 | 1 | 1 | 1 | 0 | 0 | 0 | 0 | 0 | 0 | 0 | 0 | 0 | 0 | 0 | 0 | 0 | 0 | 0 | 0 | 0 | 0 | 0 | 0 | 0 | 0 | 0 | 0 | 0
Tuesday | 1 | 11 | 2 | 242 | 0 | 0 | 0 | 0 | 0 | 0 | 0 | 0 | 0 | 0 | 0 | 0 | 0 | 0 | 0 | 0 | 0 | 0 | 0 | 0 | 0 |  | 0 | 0 | 0 | 0 | 0 | 0 | 0 | 0 |  |  |  |  | 0 | 0 | 1 | 0 | 0 | 0 | 0 | 0 |  | 1 | 1 | 1 | 1 | 1 | 1 | 0 | 0 | 0 | 0 | 0 | 0 | 0 | 0 | 0 | 0 | 0 | 0 | 0 | 0 | 0 | 0 | 0 | 0 | 0 | 0 | 0 | 0 | 0 | 0 | 0
Tuesday | 1 | 11 | 3 | 243 | 0 | 0 | 0 | 0 | 0 | 0 | 0 | 0 | 0 | 0 | 0 | 0 | 0 | 0 | 0 | 0 | 0 | 0 | 0 | 0 | 0 |  | 0 | 0 | 0 | 0 | 0 | 0 | 0 | 0 |  |  |  |  | 0 | 0 | 1 | 0 | 0 | 0 | 0 | 0 |  | 1 | 1 | 1 | 1 | 1 | 1 | 0 | 0 | 0 | 0 | 0 | 0 | 0 | 0 | 0 | 0 | 0 | 0 | 0 | 0 | 0 | 0 | 0 | 0 | 0 | 0 | 0 | 0 | 0 | 0 | 0
Tuesday | 1 | 11 | 4 | 244 | 0 | 0 | 0 | 0 | 0 | 0 | 0 | 0 | 0 | 0 | 0 | 0 | 0 | 0 | 0 | 0 | 0 | 0 | 0 | 0 | 0 |  | 0 | 0 | 0 | 0 | 0 | 0 | 0 | 0 |  |  |  |  | 0 | 0 | 1 | 0 | 0 | 0 | 0 | 0 |  | 1 | 1 | 1 | 1 | 1 | 1 | 0 | 0 | 0 | 0 | 0 | 0 | 0 | 0 | 0 | 0 | 0 | 0 | 0 | 0 | 0 | 0 | 0 | 0 | 0 | 0 | 0 | 0 | 0 | 0 | 0
Tuesday | 1 | 11 | 5 | 245 | 0 | 0 | 0 | 0 | 0 | 0 | 0 | 0 | 0 | 0 | 0 | 0 | 0 | 0 | 0 | 0 | 0 | 0 | 0 | 0 | 0 |  | 0 | 0 | 0 | 0 | 0 | 0 | 0 | 0 |  |  |  |  | 0 | 0 | 1 | 0 | 0 | 0 | 0 | 0 |  | 1 | 1 | 1 | 1 | 1 | 1 | 0 | 0 | 0 | 0 | 0 | 0 | 0 | 0 | 0 | 0 | 0 | 0 | 0 | 0 | 0 | 0 | 0 | 0 | 0 | 0 | 0 | 0 | 0 | 0 | 0
Tuesday | 1 | 11 | 6 | 246 | 0 | 0 | 0 | 0 | 0 | 0 | 0 | 0 | 0 | 0 | 0 | 0 | 0 | 0 | 0 | 0 | 0 | 0 | 0 | 0 | 0 |  | 0 | 0 | 0 | 0 | 0 | 0 | 0 | 0 |  |  |  |  | 0 | 0 | 1 | 0 | 0 | 0 | 0 | 0 |  | 1 | 1 | 1 | 1 | 1 | 1 | 0 | 0 | 0 | 0 | 0 | 0 | 0 | 0 | 0 | 0 | 0 | 0 | 0 | 0 | 0 | 0 | 0 | 0 | 0 | 0 | 0 | 0 | 0 | 0 | 0
Tuesday | 1 | 11 | 7 | 247 | 0 | 0 | 0 | 0 | 0 | 0 | 0 | 0 | 0 | 0 | 0 | 0 | 0 | 0 | 0 | 0 | 0 | 0 | 0 | 0 | 0 |  | 0 | 0 | 0 | 0 | 0 | 0 | 0 | 0 |  |  |  |  | 0 | 0 | 1 | 0 | 0 | 0 | 0 | 0 |  | 1 | 1 | 1 | 1 | 1 | 1 | 0 | 0 | 0 | 0 | 0 | 0 | 0 | 0 | 0 | 0 | 0 | 0 | 0 | 0 | 0 | 0 | 0 | 0 | 0 | 0 | 0 | 0 | 0 | 0 | 0
Tuesday | 1 | 11 | 8 | 248 | 0 | 0 | 0 | 0 | 0 | 0 | 0 | 0 | 0 | 0 | 0 | 0 | 0 | 0 | 0 | 0 | 0 | 0 | 0 | 0 | 0 |  | 0 | 0 | 0 | 0 | 0 | 0 | 0 | 0 |  |  |  |  | 0 | 1 | 0 | 0 | 0 | 0 | 0 | 0 |  | 1 | #VALUE! | 1 | 1 | 1 | #VALUE! | 0 | 0 | 0 | 0 | 0 | 0 | 0 | 0 | 0 | 0 | 0 | 0 | 0 | 0 | 0 | 0 | 0 | 0 | 0 | 0 | 0 | 0 | 0 | 0 | 0
Tuesday | 1 | 11 | 9 | 249 | 0 | 0 | 0 | 0 | 0 | 0 | 0 | 0 | 0 | 0 | 0 | 0 | 0 | 0 | 0 | 0 | 0 | 0 | 0 | 0 | 0 |  | 0 | 0 | 0 | 0 | 0 | 0 | 0 | 0 |  |  |  |  | 0 | 1 | 0 | 0 | 0 | 0 | 0 | 0 |  | 1 | #VALUE! | 1 | 1 | 1 | #VALUE! | 0 | 0 | 0 | 0 | 0 | 0 | 0 | 0 | 0 | 0 | 0 | 0 | 0 | 0 | 0 | 0 | 0 | 0 | 0 | 0 | 0 | 0 | 0 | 0 | 0
Tuesday | 1 | 11 | 10 | 250 | 0 | 0 | 0 | 0 | 0 | 0 | 0 | 0 | 0 | 0 | 0 | 0 | 0 | 0 | 0 | 0 | 0 | 0 | 0 | 0 | 0 |  | 0 | 0 | 0 | 0 | 0 | 0 | 0 | 0 |  |  |  |  | 0 | 1 | 0 | 0 | 0 | 0 | 0 | 0 |  | 1 | #VALUE! | 1 | 1 | 1 | #VALUE! | 0 | 0 | 0 | 0 | 0 | 0 | 0 | 0 | 0 | 0 | 0 | 0 | 0 | 0 | 0 | 0 | 0 | 0 | 0 | 0 | 0 | 0 | 0 | 0 | 0
Tuesday | 1 | 11 | 11 | 251 | 0 | 0 | 0 | 0 | 0 | 0 | 0 | 0 | 0 | 0 | 0 | 0 | 0 | 0 | 0 | 0 | 0 | 0 | 0 | 0 | 0 |  | 0 | 0 | 0 | 0 | 0 | 0 | 0 | 0 |  |  |  |  | 0 | 1 | 0 | 0 | 0 | 0 | 0 | 0 |  | 1 | #VALUE! | 1 | 1 | 1 | #VALUE! | 0 | 0 | 0 | 0 | 0 | 0 | 0 | 0 | 0 | 0 | 0 | 0 | 0 | 0 | 0 | 0 | 0 | 0 | 0 | 0 | 0 | 0 | 0 | 0 | 0
Tuesday | 1 | 11 | 12 | 252 | 0 | 0 | 0 | 0 | 0 | 0 | 0 | 0 | 0 | 0 | 0 | 0 | 0 | 0 | 0 | 0 | 0 | 0 | 0 | 0 | 0 |  | 0 | 0 | 0 | 0 | 0 | 0 | 0 | 0 |  |  |  |  | 0 | 1 | 0 | 0 | 0 | 0 | 0 | 0 |  | 1 | #VALUE! | 1 | 1 | 1 | #VALUE! | 0 | 0 | 0 | 0 | 0 | 0 | 0 | 0 | 0 | 0 | 0 | 0 | 0 | 0 | 0 | 0 | 0 | 0 | 0 | 0 | 0 | 0 | 0 | 0 | 0
Tuesday | 1 | 11 | 13 | 253 | 0 | 0 | 0 | 0 | 0 | 0 | 0 | 0 | 0 | 0 | 0 | 0 | 0 | 0 | 0 | 0 | 0 | 0 | 0 | 0 | 0 |  | 0 | 0 | 0 | 0 | 0 | 0 | 0 | 0 |  |  |  |  | 0 | 1 | 0 | 0 | 0 | 0 | 0 | 0 |  | 1 | #VALUE! | 1 | 1 | 1 | #VALUE! | 0 | 0 | 0 | 0 | 0 | 0 | 0 | 0 | 0 | 0 | 0 | 0 | 0 | 0 | 0 | 0 | 0 | 0 | 0 | 0 | 0 | 0 | 0 | 0 | 0
Tuesday | 1 | 11 | 14 | 254 | 0 | 0 | 0 | 0 | 0 | 0 | 0 | 0 | 0 | 0 | 0 | 0 | 0 | 0 | 0 | 0 | 0 | 0 | 0 | 0 | 0 |  | 0 | 0 | 0 | 0 | 0 | 0 | 0 | 0 |  |  |  |  | 0 | 1 | 0 | 0 | 0 | 0 | 0 | 0 |  | 1 | #VALUE! | 1 | 1 | 1 | #VALUE! | 0 | 0 | 0 | 0 | 0 | 0 | 0 | 0 | 0 | 0 | 0 | 0 | 0 | 0 | 0 | 0 | 0 | 0 | 0 | 0 | 0 | 0 | 0 | 0 | 0
Tuesday | 1 | 11 | 15 | 255 | 0 | 0 | 0 | 0 | 0 | 0 | 0 | 0 | 0 | 0 | 0 | 0 | 0 | 0 | 0 | 0 | 0 | 0 | 0 | 0 | 0 |  | 0 | 0 | 0 | 0 | 0 | 0 | 0 | 0 |  |  |  |  | 0 | 1 | 0 | 0 | 0 | 0 | 0 | 0 |  | 1 | #VALUE! | 1 | 1 | 1 | #VALUE! | 0 | 0 | 0 | 0 | 0 | 0 | 0 | 0 | 0 | 0 | 0 | 0 | 0 | 0 | 0 | 0 | 0 | 0 | 0 | 0 | 0 | 0 | 0 | 0 | 0
Tuesday | 1 | 11 | 16 | 256 | 0 | 0 | 0 | 0 | 0 | 0 | 0 | 0 | 0 | 0 | 0 | 0 | 0 | 0 | 0 | 0 | 0 | 0 | 0 | 0 | 0 |  | 0 | 0 | 0 | 0 | 0 | 0 | 0 | 0 |  |  |  |  | 0 | 1 | 0 | 0 | 0 | 0 | 0 | 0 |  | 1 | #VALUE! | 1 | 1 | 1 | #VALUE! | 0 | 0 | 0 | 0 | 0 | 0 | 0 | 0 | 0 | 0 | 0 | 0 | 0 | 0 | 0 | 0 | 0 | 0 | 0 | 0 | 0 | 0 | 0 | 0 | 0
Tuesday | 1 | 11 | 17 | 257 | 0 | 0 | 0 | 0 | 0 | 0 | 0 | 0 | 0 | 0 | 0 | 0 | 0 | 0 | 0 | 0 | 0 | 0 | 0 | 0 | 0 |  | 0 | 0 | 0 | 0 | 0 | 0 | 0 | 0 |  |  |  |  | 0 | 1 | 0 | 0 | 0 | 0 | 0 | 0 |  | 1 | #VALUE! | 1 | 1 | 1 | #VALUE! | 0 | 0 | 0 | 0 | 0 | 0 | 0 | 0 | 0 | 0 | 0 | 0 | 0 | 0 | 0 | 0 | 0 | 0 | 0 | 0 | 0 | 0 | 0 | 0 | 0
Tuesday | 1 | 11 | 18 | 258 | 0 | 0 | 0 | 0 | 0 | 0 | 0 | 0 | 0 | 0 | 0 | 0 | 0 | 0 | 0 | 0 | 0 | 0 | 0 | 0 | 0 |  | 0 | 0 | 0 | 0 | 0 | 0 | 0 | 0 |  |  |  |  | 0 | 1 | 0 | 0 | 0 | 0 | 0 | 0 |  | 1 | #VALUE! | 1 | 1 | 1 | #VALUE! | 0 | 0 | 0 | 0 | 0 | 0 | 0 | 0 | 0 | 0 | 0 | 0 | 0 | 0 | 0 | 0 | 0 | 0 | 0 | 0 | 0 | 0 | 0 | 0 | 0
Tuesday | 1 | 11 | 19 | 259 | 0 | 0 | 0 | 0 | 0 | 0 | 0 | 0 | 0 | 0 | 0 | 0 | 0 | 0 | 0 | 0 | 0 | 0 | 0 | 0 | 0 |  | 0 | 0 | 0 | 0 | 0 | 0 | 0 | 0 |  |  |  |  | 1 | 0 | 0 | 0 | 0 | 0 | 0 | 0 |  | #VALUE! | 1 | 1 | 1 | 1 | #VALUE! | 0 | 0 | 0 | 0 | 0 | 0 | 0 | 0 | 0 | 0 | 0 | 0 | 0 | 0 | 0 | 0 | 0 | 0 | 0 | 0 | 0 | 0 | 0 | 0 | 0
Tuesday | 1 | 11 | 20 | 260 | 0 | 0 | 0 | 0 | 0 | 0 | 0 | 0 | 0 | 0 | 0 | 0 | 0 | 0 | 0 | 0 | 0 | 0 | 0 | 0 | 0 |  | 0 | 0 | 0 | 0 | 0 | 0 | 0 | 0 |  |  |  |  | 1 | 0 | 0 | 0 | 0 | 0 | 0 | 0 |  | #VALUE! | 1 | 1 | 1 | 1 | #VALUE! | 0 | 0 | 0 | 0 | 0 | 0 | 0 | 0 | 0 | 0 | 0 | 0 | 0 | 0 | 0 | 0 | 0 | 0 | 0 | 0 | 0 | 0 | 0 | 0 | 0
Tuesday | 1 | 11 | 21 | 261 | 0 | 0 | 0 | 0 | 0 | 0 | 0 | 0 | 0 | 0 | 0 | 0 | 0 | 0 | 0 | 0 | 0 | 0 | 0 | 0 | 0 |  | 0 | 0 | 0 | 0 | 0 | 0 | 0 | 0 |  |  |  |  | 0 | 1 | 0 | 0 | 0 | 0 | 0 | 0 |  | 1 | #VALUE! | 1 | 1 | 1 | #VALUE! | 0 | 0 | 0 | 0 | 0 | 0 | 0 | 0 | 0 | 0 | 0 | 0 | 0 | 0 | 0 | 0 | 0 | 0 | 0 | 0 | 0 | 0 | 0 | 0 | 0
Tuesday | 1 | 11 | 22 | 262 | 0 | 0 | 0 | 0 | 0 | 0 | 0 | 0 | 0 | 0 | 0 | 0 | 0 | 0 | 0 | 0 | 0 | 0 | 0 | 0 | 0 |  | 0 | 0 | 0 | 0 | 0 | 0 | 0 | 0 |  |  |  |  | 0 | 1 | 0 | 0 | 0 | 0 | 0 | 0 |  | 1 | #VALUE! | 1 | 1 | 1 | #VALUE! | 0 | 0 | 0 | 0 | 0 | 0 | 0 | 0 | 0 | 0 | 0 | 0 | 0 | 0 | 0 | 0 | 0 | 0 | 0 | 0 | 0 | 0 | 0 | 0 | 0
Tuesday | 1 | 11 | 23 | 263 | 0 | 0 | 0 | 0 | 0 | 0 | 0 | 0 | 0 | 0 | 0 | 0 | 0 | 0 | 0 | 0 | 0 | 0 | 0 | 0 | 0 |  | 0 | 0 | 0 | 0 | 0 | 0 | 0 | 0 |  |  |  |  | 0 | 0 | 1 | 0 | 0 | 0 | 0 | 0 |  | 1 | 1 | 1 | 1 | 1 | 1 | 0 | 0 | 0 | 0 | 0 | 0 | 0 | 0 | 0 | 0 | 0 | 0 | 0 | 0 | 0 | 0 | 0 | 0 | 0 | 0 | 0 | 0 | 0 | 0 | 0
Tuesday | 1 | 11 | 24 | 264 | 0 | 0 | 0 | 0 | 0 | 0 | 0 | 0 | 0 | 0 | 0 | 0 | 0 | 0 | 0 | 0 | 0 | 0 | 0 | 0 | 0 |  | 0 | 0 | 0 | 0 | 0 | 0 | 0 | 0 |  |  |  |  | 0 | 0 | 1 | 0 | 0 | 0 | 0 | 0 |  | 1 | 1 | 1 | 1 | 1 | 1 | 0 | 0 | 0 | 0 | 0 | 0 | 0 | 0 | 0 | 0 | 0 | 0 | 0 | 0 | 0 | 0 | 0 | 0 | 0 | 0 | 0 | 0 | 0 | 0 | 0
Wednesday | 1 | 12 | 1 | 265 | 0 | 0 | 0 | 0 | 0 | 0 | 0 | 0 | 0 | 0 | 0 | 0 | 0 | 0 | 0 | 0 | 0 | 0 | 0 | 0 | 0 |  | 0 | 0 | 0 | 0 | 0 | 0 | 0 | 0 |  |  |  |  | 0 | 0 | 1 | 0 | 0 | 0 | 0 | 0 |  | 1 | 1 | 1 | 1 | 1 | 1 | 0 | 0 | 0 | 0 | 0 | 0 | 0 | 0 | 0 | 0 | 0 | 0 | 0 | 0 | 0 | 0 | 0 | 0 | 0 | 0 | 0 | 0 | 0 | 0 | 0
Wednesday | 1 | 12 | 2 | 266 | 0 | 0 | 0 | 0 | 0 | 0 | 0 | 0 | 0 | 0 | 0 | 0 | 0 | 0 | 0 | 0 | 0 | 0 | 0 | 0 | 0 |  | 0 | 0 | 0 | 0 | 0 | 0 | 0 | 0 |  |  |  |  | 0 | 0 | 1 | 0 | 0 | 0 | 0 | 0 |  | 1 | 1 | 1 | 1 | 1 | 1 | 0 | 0 | 0 | 0 | 0 | 0 | 0 | 0 | 0 | 0 | 0 | 0 | 0 | 0 | 0 | 0 | 0 | 0 | 0 | 0 | 0 | 0 | 0 | 0 | 0
Wednesday | 1 | 12 | 3 | 267 | 0 | 0 | 0 | 0 | 0 | 0 | 0 | 0 | 0 | 0 | 0 | 0 | 0 | 0 | 0 | 0 | 0 | 0 | 0 | 0 | 0 |  | 0 | 0 | 0 | 0 | 0 | 0 | 0 | 0 |  |  |  |  | 0 | 0 | 1 | 0 | 0 | 0 | 0 | 0 |  | 1 | 1 | 1 | 1 | 1 | 1 | 0 | 0 | 0 | 0 | 0 | 0 | 0 | 0 | 0 | 0 | 0 | 0 | 0 | 0 | 0 | 0 | 0 | 0 | 0 | 0 | 0 | 0 | 0 | 0 | 0
Wednesday | 1 | 12 | 4 | 268 | 0 | 0 | 0 | 0 | 0 | 0 | 0 | 0 | 0 | 0 | 0 | 0 | 0 | 0 | 0 | 0 | 0 | 0 | 0 | 0 | 0 |  | 0 | 0 | 0 | 0 | 0 | 0 | 0 | 0 |  |  |  |  | 0 | 0 | 1 | 0 | 0 | 0 | 0 | 0 |  | 1 | 1 | 1 | 1 | 1 | 1 | 0 | 0 | 0 | 0 | 0 | 0 | 0 | 0 | 0 | 0 | 0 | 0 | 0 | 0 | 0 | 0 | 0 | 0 | 0 | 0 | 0 | 0 | 0 | 0 | 0
Wednesday | 1 | 12 | 5 | 269 | 0 | 0 | 0 | 0 | 0 | 0 | 0 | 0 | 0 | 0 | 0 | 0 | 0 | 0 | 0 | 0 | 0 | 0 | 0 | 0 | 0 |  | 0 | 0 | 0 | 0 | 0 | 0 | 0 | 0 |  |  |  |  | 0 | 0 | 1 | 0 | 0 | 0 | 0 | 0 |  | 1 | 1 | 1 | 1 | 1 | 1 | 0 | 0 | 0 | 0 | 0 | 0 | 0 | 0 | 0 | 0 | 0 | 0 | 0 | 0 | 0 | 0 | 0 | 0 | 0 | 0 | 0 | 0 | 0 | 0 | 0
Wednesday | 1 | 12 | 6 | 270 | 0 | 0 | 0 | 0 | 0 | 0 | 0 | 0 | 0 | 0 | 0 | 0 | 0 | 0 | 0 | 0 | 0 | 0 | 0 | 0 | 0 |  | 0 | 0 | 0 | 0 | 0 | 0 | 0 | 0 |  |  |  |  | 0 | 0 | 1 | 0 | 0 | 0 | 0 | 0 |  | 1 | 1 | 1 | 1 | 1 | 1 | 0 | 0 | 0 | 0 | 0 | 0 | 0 | 0 | 0 | 0 | 0 | 0 | 0 | 0 | 0 | 0 | 0 | 0 | 0 | 0 | 0 | 0 | 0 | 0 | 0
Wednesday | 1 | 12 | 7 | 271 | 0 | 0 | 0 | 0 | 0 | 0 | 0 | 0 | 0 | 0 | 0 | 0 | 0 | 0 | 0 | 0 | 0 | 0 | 0 | 0 | 0 |  | 0 | 0 | 0 | 0 | 0 | 0 | 0 | 0 |  |  |  |  | 0 | 0 | 1 | 0 | 0 | 0 | 0 | 0 |  | 1 | 1 | 1 | 1 | 1 | 1 | 0 | 0 | 0 | 0 | 0 | 0 | 0 | 0 | 0 | 0 | 0 | 0 | 0 | 0 | 0 | 0 | 0 | 0 | 0 | 0 | 0 | 0 | 0 | 0 | 0
Wednesday | 1 | 12 | 8 | 272 | 0 | 0 | 0 | 0 | 0 | 0 | 0 | 0 | 0 | 0 | 0 | 0 | 0 | 0 | 0 | 0 | 0 | 0 | 0 | 0 | 0 |  | 0 | 0 | 0 | 0 | 0 | 0 | 0 | 0 |  |  |  |  | 0 | 1 | 0 | 0 | 0 | 0 | 0 | 0 |  | 1 | #VALUE! | 1 | 1 | 1 | #VALUE! | 0 | 0 | 0 | 0 | 0 | 0 | 0 | 0 | 0 | 0 | 0 | 0 | 0 | 0 | 0 | 0 | 0 | 0 | 0 | 0 | 0 | 0 | 0 | 0 | 0
Wednesday | 1 | 12 | 9 | 273 | 0 | 0 | 0 | 0 | 0 | 0 | 0 | 0 | 0 | 0 | 0 | 0 | 0 | 0 | 0 | 0 | 0 | 0 | 0 | 0 | 0 |  | 0 | 0 | 0 | 0 | 0 | 0 | 0 | 0 |  |  |  |  | 0 | 1 | 0 | 0 | 0 | 0 | 0 | 0 |  | 1 | #VALUE! | 1 | 1 | 1 | #VALUE! | 0 | 0 | 0 | 0 | 0 | 0 | 0 | 0 | 0 | 0 | 0 | 0 | 0 | 0 | 0 | 0 | 0 | 0 | 0 | 0 | 0 | 0 | 0 | 0 | 0
Wednesday | 1 | 12 | 10 | 274 | 0 | 0 | 0 | 0 | 0 | 0 | 0 | 0 | 0 | 0 | 0 | 0 | 0 | 0 | 0 | 0 | 0 | 0 | 0 | 0 | 0 |  | 0 | 0 | 0 | 0 | 0 | 0 | 0 | 0 |  |  |  |  | 0 | 1 | 0 | 0 | 0 | 0 | 0 | 0 |  | 1 | #VALUE! | 1 | 1 | 1 | #VALUE! | 0 | 0 | 0 | 0 | 0 | 0 | 0 | 0 | 0 | 0 | 0 | 0 | 0 | 0 | 0 | 0 | 0 | 0 | 0 | 0 | 0 | 0 | 0 | 0 | 0
Wednesday | 1 | 12 | 11 | 275 | 0 | 0 | 0 | 0 | 0 | 0 | 0 | 0 | 0 | 0 | 0 | 0 | 0 | 0 | 0 | 0 | 0 | 0 | 0 | 0 | 0 |  | 0 | 0 | 0 | 0 | 0 | 0 | 0 | 0 |  |  |  |  | 0 | 1 | 0 | 0 | 0 | 0 | 0 | 0 |  | 1 | #VALUE! | 1 | 1 | 1 | #VALUE! | 0 | 0 | 0 | 0 | 0 | 0 | 0 | 0 | 0 | 0 | 0 | 0 | 0 | 0 | 0 | 0 | 0 | 0 | 0 | 0 | 0 | 0 | 0 | 0 | 0
Wednesday | 1 | 12 | 12 | 276 | 0 | 0 | 0 | 0 | 0 | 0 | 0 | 0 | 0 | 0 | 0 | 0 | 0 | 0 | 0 | 0 | 0 | 0 | 0 | 0 | 0 |  | 0 | 0 | 0 | 0 | 0 | 0 | 0 | 0 |  |  |  |  | 0 | 1 | 0 | 0 | 0 | 0 | 0 | 0 |  | 1 | #VALUE! | 1 | 1 | 1 | #VALUE! | 0 | 0 | 0 | 0 | 0 | 0 | 0 | 0 | 0 | 0 | 0 | 0 | 0 | 0 | 0 | 0 | 0 | 0 | 0 | 0 | 0 | 0 | 0 | 0 | 0
Wednesday | 1 | 12 | 13 | 277 | 0 | 0 | 0 | 0 | 0 | 0 | 0 | 0 | 0 | 0 | 0 | 0 | 0 | 0 | 0 | 0 | 0 | 0 | 0 | 0 | 0 |  | 0 | 0 | 0 | 0 | 0 | 0 | 0 | 0 |  |  |  |  | 0 | 1 | 0 | 0 | 0 | 0 | 0 | 0 |  | 1 | #VALUE! | 1 | 1 | 1 | #VALUE! | 0 | 0 | 0 | 0 | 0 | 0 | 0 | 0 | 0 | 0 | 0 | 0 | 0 | 0 | 0 | 0 | 0 | 0 | 0 | 0 | 0 | 0 | 0 | 0 | 0
Wednesday | 1 | 12 | 14 | 278 | 0 | 0 | 0 | 0 | 0 | 0 | 0 | 0 | 0 | 0 | 0 | 0 | 0 | 0 | 0 | 0 | 0 | 0 | 0 | 0 | 0 |  | 0 | 0 | 0 | 0 | 0 | 0 | 0 | 0 |  |  |  |  | 0 | 1 | 0 | 0 | 0 | 0 | 0 | 0 |  | 1 | #VALUE! | 1 | 1 | 1 | #VALUE! | 0 | 0 | 0 | 0 | 0 | 0 | 0 | 0 | 0 | 0 | 0 | 0 | 0 | 0 | 0 | 0 | 0 | 0 | 0 | 0 | 0 | 0 | 0 | 0 | 0
Wednesday | 1 | 12 | 15 | 279 | 0 | 0 | 0 | 0 | 0 | 0 | 0 | 0 | 0 | 0 | 0 | 0 | 0 | 0 | 0 | 0 | 0 | 0 | 0 | 0 | 0 |  | 0 | 0 | 0 | 0 | 0 | 0 | 0 | 0 |  |  |  |  | 0 | 1 | 0 | 0 | 0 | 0 | 0 | 0 |  | 1 | #VALUE! | 1 | 1 | 1 | #VALUE! | 0 | 0 | 0 | 0 | 0 | 0 | 0 | 0 | 0 | 0 | 0 | 0 | 0 | 0 | 0 | 0 | 0 | 0 | 0 | 0 | 0 | 0 | 0 | 0 | 0
Wednesday | 1 | 12 | 16 | 280 | 0 | 0 | 0 | 0 | 0 | 0 | 0 | 0 | 0 | 0 | 0 | 0 | 0 | 0 | 0 | 0 | 0 | 0 | 0 | 0 | 0 |  | 0 | 0 | 0 | 0 | 0 | 0 | 0 | 0 |  |  |  |  | 0 | 1 | 0 | 0 | 0 | 0 | 0 | 0 |  | 1 | #VALUE! | 1 | 1 | 1 | #VALUE! | 0 | 0 | 0 | 0 | 0 | 0 | 0 | 0 | 0 | 0 | 0 | 0 | 0 | 0 | 0 | 0 | 0 | 0 | 0 | 0 | 0 | 0 | 0 | 0 | 0
Wednesday | 1 | 12 | 17 | 281 | 0 | 0 | 0 | 0 | 0 | 0 | 0 | 0 | 0 | 0 | 0 | 0 | 0 | 0 | 0 | 0 | 0 | 0 | 0 | 0 | 0 |  | 0 | 0 | 0 | 0 | 0 | 0 | 0 | 0 |  |  |  |  | 0 | 1 | 0 | 0 | 0 | 0 | 0 | 0 |  | 1 | #VALUE! | 1 | 1 | 1 | #VALUE! | 0 | 0 | 0 | 0 | 0 | 0 | 0 | 0 | 0 | 0 | 0 | 0 | 0 | 0 | 0 | 0 | 0 | 0 | 0 | 0 | 0 | 0 | 0 | 0 | 0
Wednesday | 1 | 12 | 18 | 282 | 0 | 0 | 0 | 0 | 0 | 0 | 0 | 0 | 0 | 0 | 0 | 0 | 0 | 0 | 0 | 0 | 0 | 0 | 0 | 0 | 0 |  | 0 | 0 | 0 | 0 | 0 | 0 | 0 | 0 |  |  |  |  | 0 | 1 | 0 | 0 | 0 | 0 | 0 | 0 |  | 1 | #VALUE! | 1 | 1 | 1 | #VALUE! | 0 | 0 | 0 | 0 | 0 | 0 | 0 | 0 | 0 | 0 | 0 | 0 | 0 | 0 | 0 | 0 | 0 | 0 | 0 | 0 | 0 | 0 | 0 | 0 | 0
Wednesday | 1 | 12 | 19 | 283 | 0 | 0 | 0 | 0 | 0 | 0 | 0 | 0 | 0 | 0 | 0 | 0 | 0 | 0 | 0 | 0 | 0 | 0 | 0 | 0 | 0 |  | 0 | 0 | 0 | 0 | 0 | 0 | 0 | 0 |  |  |  |  | 1 | 0 | 0 | 0 | 0 | 0 | 0 | 0 |  | #VALUE! | 1 | 1 | 1 | 1 | #VALUE! | 0 | 0 | 0 | 0 | 0 | 0 | 0 | 0 | 0 | 0 | 0 | 0 | 0 | 0 | 0 | 0 | 0 | 0 | 0 | 0 | 0 | 0 | 0 | 0 | 0
Wednesday | 1 | 12 | 20 | 284 | 0 | 0 | 0 | 0 | 0 | 0 | 0 | 0 | 0 | 0 | 0 | 0 | 0 | 0 | 0 | 0 | 0 | 0 | 0 | 0 | 0 |  | 0 | 0 | 0 | 0 | 0 | 0 | 0 | 0 |  |  |  |  | 1 | 0 | 0 | 0 | 0 | 0 | 0 | 0 |  | #VALUE! | 1 | 1 | 1 | 1 | #VALUE! | 0 | 0 | 0 | 0 | 0 | 0 | 0 | 0 | 0 | 0 | 0 | 0 | 0 | 0 | 0 | 0 | 0 | 0 | 0 | 0 | 0 | 0 | 0 | 0 | 0
Wednesday | 1 | 12 | 21 | 285 | 0 | 0 | 0 | 0 | 0 | 0 | 0 | 0 | 0 | 0 | 0 | 0 | 0 | 0 | 0 | 0 | 0 | 0 | 0 | 0 | 0 |  | 0 | 0 | 0 | 0 | 0 | 0 | 0 | 0 |  |  |  |  | 0 | 1 | 0 | 0 | 0 | 0 | 0 | 0 |  | 1 | #VALUE! | 1 | 1 | 1 | #VALUE! | 0 | 0 | 0 | 0 | 0 | 0 | 0 | 0 | 0 | 0 | 0 | 0 | 0 | 0 | 0 | 0 | 0 | 0 | 0 | 0 | 0 | 0 | 0 | 0 | 0
Wednesday | 1 | 12 | 22 | 286 | 0 | 0 | 0 | 0 | 0 | 0 | 0 | 0 | 0 | 0 | 0 | 0 | 0 | 0 | 0 | 0 | 0 | 0 | 0 | 0 | 0 |  | 0 | 0 | 0 | 0 | 0 | 0 | 0 | 0 |  |  |  |  | 0 | 1 | 0 | 0 | 0 | 0 | 0 | 0 |  | 1 | #VALUE! | 1 | 1 | 1 | #VALUE! | 0 | 0 | 0 | 0 | 0 | 0 | 0 | 0 | 0 | 0 | 0 | 0 | 0 | 0 | 0 | 0 | 0 | 0 | 0 | 0 | 0 | 0 | 0 | 0 | 0
Wednesday | 1 | 12 | 23 | 287 | 0 | 0 | 0 | 0 | 0 | 0 | 0 | 0 | 0 | 0 | 0 | 0 | 0 | 0 | 0 | 0 | 0 | 0 | 0 | 0 | 0 |  | 0 | 0 | 0 | 0 | 0 | 0 | 0 | 0 |  |  |  |  | 0 | 0 | 1 | 0 | 0 | 0 | 0 | 0 |  | 1 | 1 | 1 | 1 | 1 | 1 | 0 | 0 | 0 | 0 | 0 | 0 | 0 | 0 | 0 | 0 | 0 | 0 | 0 | 0 | 0 | 0 | 0 | 0 | 0 | 0 | 0 | 0 | 0 | 0 | 0
Wednesday | 1 | 12 | 24 | 288 | 0 | 0 | 0 | 0 | 0 | 0 | 0 | 0 | 0 | 0 | 0 | 0 | 0 | 0 | 0 | 0 | 0 | 0 | 0 | 0 | 0 |  | 0 | 0 | 0 | 0 | 0 | 0 | 0 | 0 |  |  |  |  | 0 | 0 | 1 | 0 | 0 | 0 | 0 | 0 |  | 1 | 1 | 1 | 1 | 1 | 1 | 0 | 0 | 0 | 0 | 0 | 0 | 0 | 0 | 0 | 0 | 0 | 0 | 0 | 0 | 0 | 0 | 0 | 0 | 0 | 0 | 0 | 0 | 0 | 0 | 0
Thursday | 1 | 13 | 1 | 289 | 0 | 0 | 0 | 0 | 0 | 0 | 0 | 0 | 0 | 0 | 0 | 0 | 0 | 0 | 0 | 0 | 0 | 0 | 0 | 0 | 0 |  | 0 | 0 | 0 | 0 | 0 | 0 | 0 | 0 |  |  |  |  | 0 | 0 | 1 | 0 | 0 | 0 | 0 | 0 |  | 1 | 1 | 1 | 1 | 1 | 1 | 0 | 0 | 0 | 0 | 0 | 0 | 0 | 0 | 0 | 0 | 0 | 0 | 0 | 0 | 0 | 0 | 0 | 0 | 0 | 0 | 0 | 0 | 0 | 0 | 0
Thursday | 1 | 13 | 2 | 290 | 0 | 0 | 0 | 0 | 0 | 0 | 0 | 0 | 0 | 0 | 0 | 0 | 0 | 0 | 0 | 0 | 0 | 0 | 0 | 0 | 0 |  | 0 | 0 | 0 | 0 | 0 | 0 | 0 | 0 |  |  |  |  | 0 | 0 | 1 | 0 | 0 | 0 | 0 | 0 |  | 1 | 1 | 1 | 1 | 1 | 1 | 0 | 0 | 0 | 0 | 0 | 0 | 0 | 0 | 0 | 0 | 0 | 0 | 0 | 0 | 0 | 0 | 0 | 0 | 0 | 0 | 0 | 0 | 0 | 0 | 0
Thursday | 1 | 13 | 3 | 291 | 0 | 0 | 0 | 0 | 0 | 0 | 0 | 0 | 0 | 0 | 0 | 0 | 0 | 0 | 0 | 0 | 0 | 0 | 0 | 0 | 0 |  | 0 | 0 | 0 | 0 | 0 | 0 | 0 | 0 |  |  |  |  | 0 | 0 | 1 | 0 | 0 | 0 | 0 | 0 |  | 1 | 1 | 1 | 1 | 1 | 1 | 0 | 0 | 0 | 0 | 0 | 0 | 0 | 0 | 0 | 0 | 0 | 0 | 0 | 0 | 0 | 0 | 0 | 0 | 0 | 0 | 0 | 0 | 0 | 0 | 0
Thursday | 1 | 13 | 4 | 292 | 0 | 0 | 0 | 0 | 0 | 0 | 0 | 0 | 0 | 0 | 0 | 0 | 0 | 0 | 0 | 0 | 0 | 0 | 0 | 0 | 0 |  | 0 | 0 | 0 | 0 | 0 | 0 | 0 | 0 |  |  |  |  | 0 | 0 | 1 | 0 | 0 | 0 | 0 | 0 |  | 1 | 1 | 1 | 1 | 1 | 1 | 0 | 0 | 0 | 0 | 0 | 0 | 0 | 0 | 0 | 0 | 0 | 0 | 0 | 0 | 0 | 0 | 0 | 0 | 0 | 0 | 0 | 0 | 0 | 0 | 0
Thursday | 1 | 13 | 5 | 293 | 0 | 0 | 0 | 0 | 0 | 0 | 0 | 0 | 0 | 0 | 0 | 0 | 0 | 0 | 0 | 0 | 0 | 0 | 0 | 0 | 0 |  | 0 | 0 | 0 | 0 | 0 | 0 | 0 | 0 |  |  |  |  | 0 | 0 | 1 | 0 | 0 | 0 | 0 | 0 |  | 1 | 1 | 1 | 1 | 1 | 1 | 0 | 0 | 0 | 0 | 0 | 0 | 0 | 0 | 0 | 0 | 0 | 0 | 0 | 0 | 0 | 0 | 0 | 0 | 0 | 0 | 0 | 0 | 0 | 0 | 0
Thursday | 1 | 13 | 6 | 294 | 0 | 0 | 0 | 0 | 0 | 0 | 0 | 0 | 0 | 0 | 0 | 0 | 0 | 0 | 0 | 0 | 0 | 0 | 0 | 0 | 0 |  | 0 | 0 | 0 | 0 | 0 | 0 | 0 | 0 |  |  |  |  | 0 | 0 | 1 | 0 | 0 | 0 | 0 | 0 |  | 1 | 1 | 1 | 1 | 1 | 1 | 0 | 0 | 0 | 0 | 0 | 0 | 0 | 0 | 0 | 0 | 0 | 0 | 0 | 0 | 0 | 0 | 0 | 0 | 0 | 0 | 0 | 0 | 0 | 0 | 0
Thursday | 1 | 13 | 7 | 295 | 0 | 0 | 0 | 0 | 0 | 0 | 0 | 0 | 0 | 0 | 0 | 0 | 0 | 0 | 0 | 0 | 0 | 0 | 0 | 0 | 0 |  | 0 | 0 | 0 | 0 | 0 | 0 | 0 | 0 |  |  |  |  | 0 | 0 | 1 | 0 | 0 | 0 | 0 | 0 |  | 1 | 1 | 1 | 1 | 1 | 1 | 0 | 0 | 0 | 0 | 0 | 0 | 0 | 0 | 0 | 0 | 0 | 0 | 0 | 0 | 0 | 0 | 0 | 0 | 0 | 0 | 0 | 0 | 0 | 0 | 0
Thursday | 1 | 13 | 8 | 296 | 0 | 0 | 0 | 0 | 0 | 0 | 0 | 0 | 0 | 0 | 0 | 0 | 0 | 0 | 0 | 0 | 0 | 0 | 0 | 0 | 0 |  | 0 | 0 | 0 | 0 | 0 | 0 | 0 | 0 |  |  |  |  | 0 | 1 | 0 | 0 | 0 | 0 | 0 | 0 |  | 1 | #VALUE! | 1 | 1 | 1 | #VALUE! | 0 | 0 | 0 | 0 | 0 | 0 | 0 | 0 | 0 | 0 | 0 | 0 | 0 | 0 | 0 | 0 | 0 | 0 | 0 | 0 | 0 | 0 | 0 | 0 | 0
Thursday | 1 | 13 | 9 | 297 | 0 | 0 | 0 | 0 | 0 | 0 | 0 | 0 | 0 | 0 | 0 | 0 | 0 | 0 | 0 | 0 | 0 | 0 | 0 | 0 | 0 |  | 0 | 0 | 0 | 0 | 0 | 0 | 0 | 0 |  |  |  |  | 0 | 1 | 0 | 0 | 0 | 0 | 0 | 0 |  | 1 | #VALUE! | 1 | 1 | 1 | #VALUE! | 0 | 0 | 0 | 0 | 0 | 0 | 0 | 0 | 0 | 0 | 0 | 0 | 0 | 0 | 0 | 0 | 0 | 0 | 0 | 0 | 0 | 0 | 0 | 0 | 0
Thursday | 1 | 13 | 10 | 298 | 0 | 0 | 0 | 0 | 0 | 0 | 0 | 0 | 0 | 0 | 0 | 0 | 0 | 0 | 0 | 0 | 0 | 0 | 0 | 0 | 0 |  | 0 | 0 | 0 | 0 | 0 | 0 | 0 | 0 |  |  |  |  | 0 | 1 | 0 | 0 | 0 | 0 | 0 | 0 |  | 1 | #VALUE! | 1 | 1 | 1 | #VALUE! | 0 | 0 | 0 | 0 | 0 | 0 | 0 | 0 | 0 | 0 | 0 | 0 | 0 | 0 | 0 | 0 | 0 | 0 | 0 | 0 | 0 | 0 | 0 | 0 | 0
Thursday | 1 | 13 | 11 | 299 | 0 | 0 | 0 | 0 | 0 | 0 | 0 | 0 | 0 | 0 | 0 | 0 | 0 | 0 | 0 | 0 | 0 | 0 | 0 | 0 | 0 |  | 0 | 0 | 0 | 0 | 0 | 0 | 0 | 0 |  |  |  |  | 0 | 1 | 0 | 0 | 0 | 0 | 0 | 0 |  | 1 | #VALUE! | 1 | 1 | 1 | #VALUE! | 0 | 0 | 0 | 0 | 0 | 0 | 0 | 0 | 0 | 0 | 0 | 0 | 0 | 0 | 0 | 0 | 0 | 0 | 0 | 0 | 0 | 0 | 0 | 0 | 0
Thursday | 1 | 13 | 12 | 300 | 0 | 0 | 0 | 0 | 0 | 0 | 0 | 0 | 0 | 0 | 0 | 0 | 0 | 0 | 0 | 0 | 0 | 0 | 0 | 0 | 0 |  | 0 | 0 | 0 | 0 | 0 | 0 | 0 | 0 |  |  |  |  | 0 | 1 | 0 | 0 | 0 | 0 | 0 | 0 |  | 1 | #VALUE! | 1 | 1 | 1 | #VALUE! | 0 | 0 | 0 | 0 | 0 | 0 | 0 | 0 | 0 | 0 | 0 | 0 | 0 | 0 | 0 | 0 | 0 | 0 | 0 | 0 | 0 | 0 | 0 | 0 | 0
Thursday | 1 | 13 | 13 | 301 | 0 | 0 | 0 | 0 | 0 | 0 | 0 | 0 | 0 | 0 | 0 | 0 | 0 | 0 | 0 | 0 | 0 | 0 | 0 | 0 | 0 |  | 0 | 0 | 0 | 0 | 0 | 0 | 0 | 0 |  |  |  |  | 0 | 1 | 0 | 0 | 0 | 0 | 0 | 0 |  | 1 | #VALUE! | 1 | 1 | 1 | #VALUE! | 0 | 0 | 0 | 0 | 0 | 0 | 0 | 0 | 0 | 0 | 0 | 0 | 0 | 0 | 0 | 0 | 0 | 0 | 0 | 0 | 0 | 0 | 0 | 0 | 0
Thursday | 1 | 13 | 14 | 302 | 0 | 0 | 0 | 0 | 0 | 0 | 0 | 0 | 0 | 0 | 0 | 0 | 0 | 0 | 0 | 0 | 0 | 0 | 0 | 0 | 0 |  | 0 | 0 | 0 | 0 | 0 | 0 | 0 | 0 |  |  |  |  | 0 | 1 | 0 | 0 | 0 | 0 | 0 | 0 |  | 1 | #VALUE! | 1 | 1 | 1 | #VALUE! | 0 | 0 | 0 | 0 | 0 | 0 | 0 | 0 | 0 | 0 | 0 | 0 | 0 | 0 | 0 | 0 | 0 | 0 | 0 | 0 | 0 | 0 | 0 | 0 | 0
Thursday | 1 | 13 | 15 | 303 | 0 | 0 | 0 | 0 | 0 | 0 | 0 | 0 | 0 | 0 | 0 | 0 | 0 | 0 | 0 | 0 | 0 | 0 | 0 | 0 | 0 |  | 0 | 0 | 0 | 0 | 0 | 0 | 0 | 0 |  |  |  |  | 0 | 1 | 0 | 0 | 0 | 0 | 0 | 0 |  | 1 | #VALUE! | 1 | 1 | 1 | #VALUE! | 0 | 0 | 0 | 0 | 0 | 0 | 0 | 0 | 0 | 0 | 0 | 0 | 0 | 0 | 0 | 0 | 0 | 0 | 0 | 0 | 0 | 0 | 0 | 0 | 0
Thursday | 1 | 13 | 16 | 304 | 0 | 0 | 0 | 0 | 0 | 0 | 0 | 0 | 0 | 0 | 0 | 0 | 0 | 0 | 0 | 0 | 0 | 0 | 0 | 0 | 0 |  | 0 | 0 | 0 | 0 | 0 | 0 | 0 | 0 |  |  |  |  | 0 | 1 | 0 | 0 | 0 | 0 | 0 | 0 |  | 1 | #VALUE! | 1 | 1 | 1 | #VALUE! | 0 | 0 | 0 | 0 | 0 | 0 | 0 | 0 | 0 | 0 | 0 | 0 | 0 | 0 | 0 | 0 | 0 | 0 | 0 | 0 | 0 | 0 | 0 | 0 | 0
Thursday | 1 | 13 | 17 | 305 | 0 | 0 | 0 | 0 | 0 | 0 | 0 | 0 | 0 | 0 | 0 | 0 | 0 | 0 | 0 | 0 | 0 | 0 | 0 | 0 | 0 |  | 0 | 0 | 0 | 0 | 0 | 0 | 0 | 0 |  |  |  |  | 0 | 1 | 0 | 0 | 0 | 0 | 0 | 0 |  | 1 | #VALUE! | 1 | 1 | 1 | #VALUE! | 0 | 0 | 0 | 0 | 0 | 0 | 0 | 0 | 0 | 0 | 0 | 0 | 0 | 0 | 0 | 0 | 0 | 0 | 0 | 0 | 0 | 0 | 0 | 0 | 0
Thursday | 1 | 13 | 18 | 306 | 0 | 0 | 0 | 0 | 0 | 0 | 0 | 0 | 0 | 0 | 0 | 0 | 0 | 0 | 0 | 0 | 0 | 0 | 0 | 0 | 0 |  | 0 | 0 | 0 | 0 | 0 | 0 | 0 | 0 |  |  |  |  | 0 | 1 | 0 | 0 | 0 | 0 | 0 | 0 |  | 1 | #VALUE! | 1 | 1 | 1 | #VALUE! | 0 | 0 | 0 | 0 | 0 | 0 | 0 | 0 | 0 | 0 | 0 | 0 | 0 | 0 | 0 | 0 | 0 | 0 | 0 | 0 | 0 | 0 | 0 | 0 | 0
Thursday | 1 | 13 | 19 | 307 | 0 | 0 | 0 | 0 | 0 | 0 | 0 | 0 | 0 | 0 | 0 | 0 | 0 | 0 | 0 | 0 | 0 | 0 | 0 | 0 | 0 |  | 0 | 0 | 0 | 0 | 0 | 0 | 0 | 0 |  |  |  |  | 1 | 0 | 0 | 0 | 0 | 0 | 0 | 0 |  | #VALUE! | 1 | 1 | 1 | 1 | #VALUE! | 0 | 0 | 0 | 0 | 0 | 0 | 0 | 0 | 0 | 0 | 0 | 0 | 0 | 0 | 0 | 0 | 0 | 0 | 0 | 0 | 0 | 0 | 0 | 0 | 0
Thursday | 1 | 13 | 20 | 308 | 0 | 0 | 0 | 0 | 0 | 0 | 0 | 0 | 0 | 0 | 0 | 0 | 0 | 0 | 0 | 0 | 0 | 0 | 0 | 0 | 0 |  | 0 | 0 | 0 | 0 | 0 | 0 | 0 | 0 |  |  |  |  | 1 | 0 | 0 | 0 | 0 | 0 | 0 | 0 |  | #VALUE! | 1 | 1 | 1 | 1 | #VALUE! | 0 | 0 | 0 | 0 | 0 | 0 | 0 | 0 | 0 | 0 | 0 | 0 | 0 | 0 | 0 | 0 | 0 | 0 | 0 | 0 | 0 | 0 | 0 | 0 | 0
Thursday | 1 | 13 | 21 | 309 | 0 | 0 | 0 | 0 | 0 | 0 | 0 | 0 | 0 | 0 | 0 | 0 | 0 | 0 | 0 | 0 | 0 | 0 | 0 | 0 | 0 |  | 0 | 0 | 0 | 0 | 0 | 0 | 0 | 0 |  |  |  |  | 0 | 1 | 0 | 0 | 0 | 0 | 0 | 0 |  | 1 | #VALUE! | 1 | 1 | 1 | #VALUE! | 0 | 0 | 0 | 0 | 0 | 0 | 0 | 0 | 0 | 0 | 0 | 0 | 0 | 0 | 0 | 0 | 0 | 0 | 0 | 0 | 0 | 0 | 0 | 0 | 0
Thursday | 1 | 13 | 22 | 310 | 0 | 0 | 0 | 0 | 0 | 0 | 0 | 0 | 0 | 0 | 0 | 0 | 0 | 0 | 0 | 0 | 0 | 0 | 0 | 0 | 0 |  | 0 | 0 | 0 | 0 | 0 | 0 | 0 | 0 |  |  |  |  | 0 | 1 | 0 | 0 | 0 | 0 | 0 | 0 |  | 1 | #VALUE! | 1 | 1 | 1 | #VALUE! | 0 | 0 | 0 | 0 | 0 | 0 | 0 | 0 | 0 | 0 | 0 | 0 | 0 | 0 | 0 | 0 | 0 | 0 | 0 | 0 | 0 | 0 | 0 | 0 | 0
Thursday | 1 | 13 | 23 | 311 | 0 | 0 | 0 | 0 | 0 | 0 | 0 | 0 | 0 | 0 | 0 | 0 | 0 | 0 | 0 | 0 | 0 | 0 | 0 | 0 | 0 |  | 0 | 0 | 0 | 0 | 0 | 0 | 0 | 0 |  |  |  |  | 0 | 0 | 1 | 0 | 0 | 0 | 0 | 0 |  | 1 | 1 | 1 | 1 | 1 | 1 | 0 | 0 | 0 | 0 | 0 | 0 | 0 | 0 | 0 | 0 | 0 | 0 | 0 | 0 | 0 | 0 | 0 | 0 | 0 | 0 | 0 | 0 | 0 | 0 | 0
Thursday | 1 | 13 | 24 | 312 | 0 | 0 | 0 | 0 | 0 | 0 | 0 | 0 | 0 | 0 | 0 | 0 | 0 | 0 | 0 | 0 | 0 | 0 | 0 | 0 | 0 |  | 0 | 0 | 0 | 0 | 0 | 0 | 0 | 0 |  |  |  |  | 0 | 0 | 1 | 0 | 0 | 0 | 0 | 0 |  | 1 | 1 | 1 | 1 | 1 | 1 | 0 | 0 | 0 | 0 | 0 | 0 | 0 | 0 | 0 | 0 | 0 | 0 | 0 | 0 | 0 | 0 | 0 | 0 | 0 | 0 | 0 | 0 | 0 | 0 | 0
Friday | 1 | 14 | 1 | 313 | 0 | 0 | 0 | 0 | 0 | 0 | 0 | 0 | 0 | 0 | 0 | 0 | 0 | 0 | 0 | 0 | 0 | 0 | 0 | 0 | 0 |  | 0 | 0 | 0 | 0 | 0 | 0 | 0 | 0 |  |  |  |  | 0 | 0 | 1 | 0 | 0 | 0 | 0 | 0 |  | 1 | 1 | 1 | 1 | 1 | 1 | 0 | 0 | 0 | 0 | 0 | 0 | 0 | 0 | 0 | 0 | 0 | 0 | 0 | 0 | 0 | 0 | 0 | 0 | 0 | 0 | 0 | 0 | 0 | 0 | 0
Friday | 1 | 14 | 2 | 314 | 0 | 0 | 0 | 0 | 0 | 0 | 0 | 0 | 0 | 0 | 0 | 0 | 0 | 0 | 0 | 0 | 0 | 0 | 0 | 0 | 0 |  | 0 | 0 | 0 | 0 | 0 | 0 | 0 | 0 |  |  |  |  | 0 | 0 | 1 | 0 | 0 | 0 | 0 | 0 |  | 1 | 1 | 1 | 1 | 1 | 1 | 0 | 0 | 0 | 0 | 0 | 0 | 0 | 0 | 0 | 0 | 0 | 0 | 0 | 0 | 0 | 0 | 0 | 0 | 0 | 0 | 0 | 0 | 0 | 0 | 0
Friday | 1 | 14 | 3 | 315 | 0 | 0 | 0 | 0 | 0 | 0 | 0 | 0 | 0 | 0 | 0 | 0 | 0 | 0 | 0 | 0 | 0 | 0 | 0 | 0 | 0 |  | 0 | 0 | 0 | 0 | 0 | 0 | 0 | 0 |  |  |  |  | 0 | 0 | 1 | 0 | 0 | 0 | 0 | 0 |  | 1 | 1 | 1 | 1 | 1 | 1 | 0 | 0 | 0 | 0 | 0 | 0 | 0 | 0 | 0 | 0 | 0 | 0 | 0 | 0 | 0 | 0 | 0 | 0 | 0 | 0 | 0 | 0 | 0 | 0 | 0
Friday | 1 | 14 | 4 | 316 | 0 | 0 | 0 | 0 | 0 | 0 | 0 | 0 | 0 | 0 | 0 | 0 | 0 | 0 | 0 | 0 | 0 | 0 | 0 | 0 | 0 |  | 0 | 0 | 0 | 0 | 0 | 0 | 0 | 0 |  |  |  |  | 0 | 0 | 1 | 0 | 0 | 0 | 0 | 0 |  | 1 | 1 | 1 | 1 | 1 | 1 | 0 | 0 | 0 | 0 | 0 | 0 | 0 | 0 | 0 | 0 | 0 | 0 | 0 | 0 | 0 | 0 | 0 | 0 | 0 | 0 | 0 | 0 | 0 | 0 | 0
Friday | 1 | 14 | 5 | 317 | 0 | 0 | 0 | 0 | 0 | 0 | 0 | 0 | 0 | 0 | 0 | 0 | 0 | 0 | 0 | 0 | 0 | 0 | 0 | 0 | 0 |  | 0 | 0 | 0 | 0 | 0 | 0 | 0 | 0 |  |  |  |  | 0 | 0 | 1 | 0 | 0 | 0 | 0 | 0 |  | 1 | 1 | 1 | 1 | 1 | 1 | 0 | 0 | 0 | 0 | 0 | 0 | 0 | 0 | 0 | 0 | 0 | 0 | 0 | 0 | 0 | 0 | 0 | 0 | 0 | 0 | 0 | 0 | 0 | 0 | 0
Friday | 1 | 14 | 6 | 318 | 0 | 0 | 0 | 0 | 0 | 0 | 0 | 0 | 0 | 0 | 0 | 0 | 0 | 0 | 0 | 0 | 0 | 0 | 0 | 0 | 0 |  | 0 | 0 | 0 | 0 | 0 | 0 | 0 | 0 |  |  |  |  | 0 | 0 | 1 | 0 | 0 | 0 | 0 | 0 |  | 1 | 1 | 1 | 1 | 1 | 1 | 0 | 0 | 0 | 0 | 0 | 0 | 0 | 0 | 0 | 0 | 0 | 0 | 0 | 0 | 0 | 0 | 0 | 0 | 0 | 0 | 0 | 0 | 0 | 0 | 0
Friday | 1 | 14 | 7 | 319 | 0 | 0 | 0 | 0 | 0 | 0 | 0 | 0 | 0 | 0 | 0 | 0 | 0 | 0 | 0 | 0 | 0 | 0 | 0 | 0 | 0 |  | 0 | 0 | 0 | 0 | 0 | 0 | 0 | 0 |  |  |  |  | 0 | 0 | 1 | 0 | 0 | 0 | 0 | 0 |  | 1 | 1 | 1 | 1 | 1 | 1 | 0 | 0 | 0 | 0 | 0 | 0 | 0 | 0 | 0 | 0 | 0 | 0 | 0 | 0 | 0 | 0 | 0 | 0 | 0 | 0 | 0 | 0 | 0 | 0 | 0
Friday | 1 | 14 | 8 | 320 | 0 | 0 | 0 | 0 | 0 | 0 | 0 | 0 | 0 | 0 | 0 | 0 | 0 | 0 | 0 | 0 | 0 | 0 | 0 | 0 | 0 |  | 0 | 0 | 0 | 0 | 0 | 0 | 0 | 0 |  |  |  |  | 0 | 1 | 0 | 0 | 0 | 0 | 0 | 0 |  | 1 | #VALUE! | 1 | 1 | 1 | #VALUE! | 0 | 0 | 0 | 0 | 0 | 0 | 0 | 0 | 0 | 0 | 0 | 0 | 0 | 0 | 0 | 0 | 0 | 0 | 0 | 0 | 0 | 0 | 0 | 0 | 0
Friday | 1 | 14 | 9 | 321 | 0 | 0 | 0 | 0 | 0 | 0 | 0 | 0 | 0 | 0 | 0 | 0 | 0 | 0 | 0 | 0 | 0 | 0 | 0 | 0 | 0 |  | 0 | 0 | 0 | 0 | 0 | 0 | 0 | 0 |  |  |  |  | 0 | 1 | 0 | 0 | 0 | 0 | 0 | 0 |  | 1 | #VALUE! | 1 | 1 | 1 | #VALUE! | 0 | 0 | 0 | 0 | 0 | 0 | 0 | 0 | 0 | 0 | 0 | 0 | 0 | 0 | 0 | 0 | 0 | 0 | 0 | 0 | 0 | 0 | 0 | 0 | 0
Friday | 1 | 14 | 10 | 322 | 0 | 0 | 0 | 0 | 0 | 0 | 0 | 0 | 0 | 0 | 0 | 0 | 0 | 0 | 0 | 0 | 0 | 0 | 0 | 0 | 0 |  | 0 | 0 | 0 | 0 | 0 | 0 | 0 | 0 |  |  |  |  | 0 | 1 | 0 | 0 | 0 | 0 | 0 | 0 |  | 1 | #VALUE! | 1 | 1 | 1 | #VALUE! | 0 | 0 | 0 | 0 | 0 | 0 | 0 | 0 | 0 | 0 | 0 | 0 | 0 | 0 | 0 | 0 | 0 | 0 | 0 | 0 | 0 | 0 | 0 | 0 | 0
Friday | 1 | 14 | 11 | 323 | 0 | 0 | 0 | 0 | 0 | 0 | 0 | 0 | 0 | 0 | 0 | 0 | 0 | 0 | 0 | 0 | 0 | 0 | 0 | 0 | 0 |  | 0 | 0 | 0 | 0 | 0 | 0 | 0 | 0 |  |  |  |  | 0 | 1 | 0 | 0 | 0 | 0 | 0 | 0 |  | 1 | #VALUE! | 1 | 1 | 1 | #VALUE! | 0 | 0 | 0 | 0 | 0 | 0 | 0 | 0 | 0 | 0 | 0 | 0 | 0 | 0 | 0 | 0 | 0 | 0 | 0 | 0 | 0 | 0 | 0 | 0 | 0
Friday | 1 | 14 | 12 | 324 | 0 | 0 | 0 | 0 | 0 | 0 | 0 | 0 | 0 | 0 | 0 | 0 | 0 | 0 | 0 | 0 | 0 | 0 | 0 | 0 | 0 |  | 0 | 0 | 0 | 0 | 0 | 0 | 0 | 0 |  |  |  |  | 0 | 1 | 0 | 0 | 0 | 0 | 0 | 0 |  | 1 | #VALUE! | 1 | 1 | 1 | #VALUE! | 0 | 0 | 0 | 0 | 0 | 0 | 0 | 0 | 0 | 0 | 0 | 0 | 0 | 0 | 0 | 0 | 0 | 0 | 0 | 0 | 0 | 0 | 0 | 0 | 0
Friday | 1 | 14 | 13 | 325 | 0 | 0 | 0 | 0 | 0 | 0 | 0 | 0 | 0 | 0 | 0 | 0 | 0 | 0 | 0 | 0 | 0 | 0 | 0 | 0 | 0 |  | 0 | 0 | 0 | 0 | 0 | 0 | 0 | 0 |  |  |  |  | 0 | 1 | 0 | 0 | 0 | 0 | 0 | 0 |  | 1 | #VALUE! | 1 | 1 | 1 | #VALUE! | 0 | 0 | 0 | 0 | 0 | 0 | 0 | 0 | 0 | 0 | 0 | 0 | 0 | 0 | 0 | 0 | 0 | 0 | 0 | 0 | 0 | 0 | 0 | 0 | 0
Friday | 1 | 14 | 14 | 326 | 0 | 0 | 0 | 0 | 0 | 0 | 0 | 0 | 0 | 0 | 0 | 0 | 0 | 0 | 0 | 0 | 0 | 0 | 0 | 0 | 0 |  | 0 | 0 | 0 | 0 | 0 | 0 | 0 | 0 |  |  |  |  | 0 | 1 | 0 | 0 | 0 | 0 | 0 | 0 |  | 1 | #VALUE! | 1 | 1 | 1 | #VALUE! | 0 | 0 | 0 | 0 | 0 | 0 | 0 | 0 | 0 | 0 | 0 | 0 | 0 | 0 | 0 | 0 | 0 | 0 | 0 | 0 | 0 | 0 | 0 | 0 | 0
Friday | 1 | 14 | 15 | 327 | 0 | 0 | 0 | 0 | 0 | 0 | 0 | 0 | 0 | 0 | 0 | 0 | 0 | 0 | 0 | 0 | 0 | 0 | 0 | 0 | 0 |  | 0 | 0 | 0 | 0 | 0 | 0 | 0 | 0 |  |  |  |  | 0 | 1 | 0 | 0 | 0 | 0 | 0 | 0 |  | 1 | #VALUE! | 1 | 1 | 1 | #VALUE! | 0 | 0 | 0 | 0 | 0 | 0 | 0 | 0 | 0 | 0 | 0 | 0 | 0 | 0 | 0 | 0 | 0 | 0 | 0 | 0 | 0 | 0 | 0 | 0 | 0
Friday | 1 | 14 | 16 | 328 | 0 | 0 | 0 | 0 | 0 | 0 | 0 | 0 | 0 | 0 | 0 | 0 | 0 | 0 | 0 | 0 | 0 | 0 | 0 | 0 | 0 |  | 0 | 0 | 0 | 0 | 0 | 0 | 0 | 0 |  |  |  |  | 0 | 1 | 0 | 0 | 0 | 0 | 0 | 0 |  | 1 | #VALUE! | 1 | 1 | 1 | #VALUE! | 0 | 0 | 0 | 0 | 0 | 0 | 0 | 0 | 0 | 0 | 0 | 0 | 0 | 0 | 0 | 0 | 0 | 0 | 0 | 0 | 0 | 0 | 0 | 0 | 0
Friday | 1 | 14 | 17 | 329 | 0 | 0 | 0 | 0 | 0 | 0 | 0 | 0 | 0 | 0 | 0 | 0 | 0 | 0 | 0 | 0 | 0 | 0 | 0 | 0 | 0 |  | 0 | 0 | 0 | 0 | 0 | 0 | 0 | 0 |  |  |  |  | 0 | 1 | 0 | 0 | 0 | 0 | 0 | 0 |  | 1 | #VALUE! | 1 | 1 | 1 | #VALUE! | 0 | 0 | 0 | 0 | 0 | 0 | 0 | 0 | 0 | 0 | 0 | 0 | 0 | 0 | 0 | 0 | 0 | 0 | 0 | 0 | 0 | 0 | 0 | 0 | 0
Friday | 1 | 14 | 18 | 330 | 0 | 0 | 0 | 0 | 0 | 0 | 0 | 0 | 0 | 0 | 0 | 0 | 0 | 0 | 0 | 0 | 0 | 0 | 0 | 0 | 0 |  | 0 | 0 | 0 | 0 | 0 | 0 | 0 | 0 |  |  |  |  | 0 | 1 | 0 | 0 | 0 | 0 | 0 | 0 |  | 1 | #VALUE! | 1 | 1 | 1 | #VALUE! | 0 | 0 | 0 | 0 | 0 | 0 | 0 | 0 | 0 | 0 | 0 | 0 | 0 | 0 | 0 | 0 | 0 | 0 | 0 | 0 | 0 | 0 | 0 | 0 | 0
Friday | 1 | 14 | 19 | 331 | 0 | 0 | 0 | 0 | 0 | 0 | 0 | 0 | 0 | 0 | 0 | 0 | 0 | 0 | 0 | 0 | 0 | 0 | 0 | 0 | 0 |  | 0 | 0 | 0 | 0 | 0 | 0 | 0 | 0 |  |  |  |  | 1 | 0 | 0 | 0 | 0 | 0 | 0 | 0 |  | #VALUE! | 1 | 1 | 1 | 1 | #VALUE! | 0 | 0 | 0 | 0 | 0 | 0 | 0 | 0 | 0 | 0 | 0 | 0 | 0 | 0 | 0 | 0 | 0 | 0 | 0 | 0 | 0 | 0 | 0 | 0 | 0
Friday | 1 | 14 | 20 | 332 | 0 | 0 | 0 | 0 | 0 | 0 | 0 | 0 | 0 | 0 | 0 | 0 | 0 | 0 | 0 | 0 | 0 | 0 | 0 | 0 | 0 |  | 0 | 0 | 0 | 0 | 0 | 0 | 0 | 0 |  |  |  |  | 1 | 0 | 0 | 0 | 0 | 0 | 0 | 0 |  | #VALUE! | 1 | 1 | 1 | 1 | #VALUE! | 0 | 0 | 0 | 0 | 0 | 0 | 0 | 0 | 0 | 0 | 0 | 0 | 0 | 0 | 0 | 0 | 0 | 0 | 0 | 0 | 0 | 0 | 0 | 0 | 0
Friday | 1 | 14 | 21 | 333 | 0 | 0 | 0 | 0 | 0 | 0 | 0 | 0 | 0 | 0 | 0 | 0 | 0 | 0 | 0 | 0 | 0 | 0 | 0 | 0 | 0 |  | 0 | 0 | 0 | 0 | 0 | 0 | 0 | 0 |  |  |  |  | 0 | 1 | 0 | 0 | 0 | 0 | 0 | 0 |  | 1 | #VALUE! | 1 | 1 | 1 | #VALUE! | 0 | 0 | 0 | 0 | 0 | 0 | 0 | 0 | 0 | 0 | 0 | 0 | 0 | 0 | 0 | 0 | 0 | 0 | 0 | 0 | 0 | 0 | 0 | 0 | 0
Friday | 1 | 14 | 22 | 334 | 0 | 0 | 0 | 0 | 0 | 0 | 0 | 0 | 0 | 0 | 0 | 0 | 0 | 0 | 0 | 0 | 0 | 0 | 0 | 0 | 0 |  | 0 | 0 | 0 | 0 | 0 | 0 | 0 | 0 |  |  |  |  | 0 | 1 | 0 | 0 | 0 | 0 | 0 | 0 |  | 1 | #VALUE! | 1 | 1 | 1 | #VALUE! | 0 | 0 | 0 | 0 | 0 | 0 | 0 | 0 | 0 | 0 | 0 | 0 | 0 | 0 | 0 | 0 | 0 | 0 | 0 | 0 | 0 | 0 | 0 | 0 | 0
Friday | 1 | 14 | 23 | 335 | 0 | 0 | 0 | 0 | 0 | 0 | 0 | 0 | 0 | 0 | 0 | 0 | 0 | 0 | 0 | 0 | 0 | 0 | 0 | 0 | 0 |  | 0 | 0 | 0 | 0 | 0 | 0 | 0 | 0 |  |  |  |  | 0 | 0 | 1 | 0 | 0 | 0 | 0 | 0 |  | 1 | 1 | 1 | 1 | 1 | 1 | 0 | 0 | 0 | 0 | 0 | 0 | 0 | 0 | 0 | 0 | 0 | 0 | 0 | 0 | 0 | 0 | 0 | 0 | 0 | 0 | 0 | 0 | 0 | 0 | 0
Friday | 1 | 14 | 24 | 336 | 0 | 0 | 0 | 0 | 0 | 0 | 0 | 0 | 0 | 0 | 0 | 0 | 0 | 0 | 0 | 0 | 0 | 0 | 0 | 0 | 0 |  | 0 | 0 | 0 | 0 | 0 | 0 | 0 | 0 |  |  |  |  | 0 | 0 | 1 | 0 | 0 | 0 | 0 | 0 |  | 1 | 1 | 1 | 1 | 1 | 1 | 0 | 0 | 0 | 0 | 0 | 0 | 0 | 0 | 0 | 0 | 0 | 0 | 0 | 0 | 0 | 0 | 0 | 0 | 0 | 0 | 0 | 0 | 0 | 0 | 0
Saturday | 1 | 15 | 1 | 337 | 0 | 0 | 0 | 0 | 0 | 0 | 0 | 0 | 0 | 0 | 0 | 0 | 0 | 0 | 0 | 0 | 0 | 0 | 0 | 0 | 0 |  | 0 | 0 | 0 | 0 | 0 | 0 | 0 | 0 |  |  |  |  | 0 | 0 | 1 | 0 | 0 | 0 | 0 | 0 |  | 1 | 1 | 1 | 1 | 1 | 1 | 0 | 0 | 0 | 0 | 0 | 0 | 0 | 0 | 0 | 0 | 0 | 0 | 0 | 0 | 0 | 0 | 0 | 0 | 0 | 0 | 0 | 0 | 0 | 0 | 0
Saturday | 1 | 15 | 2 | 338 | 0 | 0 | 0 | 0 | 0 | 0 | 0 | 0 | 0 | 0 | 0 | 0 | 0 | 0 | 0 | 0 | 0 | 0 | 0 | 0 | 0 |  | 0 | 0 | 0 | 0 | 0 | 0 | 0 | 0 |  |  |  |  | 0 | 0 | 1 | 0 | 0 | 0 | 0 | 0 |  | 1 | 1 | 1 | 1 | 1 | 1 | 0 | 0 | 0 | 0 | 0 | 0 | 0 | 0 | 0 | 0 | 0 | 0 | 0 | 0 | 0 | 0 | 0 | 0 | 0 | 0 | 0 | 0 | 0 | 0 | 0
Saturday | 1 | 15 | 3 | 339 | 0 | 0 | 0 | 0 | 0 | 0 | 0 | 0 | 0 | 0 | 0 | 0 | 0 | 0 | 0 | 0 | 0 | 0 | 0 | 0 | 0 |  | 0 | 0 | 0 | 0 | 0 | 0 | 0 | 0 |  |  |  |  | 0 | 0 | 1 | 0 | 0 | 0 | 0 | 0 |  | 1 | 1 | 1 | 1 | 1 | 1 | 0 | 0 | 0 | 0 | 0 | 0 | 0 | 0 | 0 | 0 | 0 | 0 | 0 | 0 | 0 | 0 | 0 | 0 | 0 | 0 | 0 | 0 | 0 | 0 | 0
Saturday | 1 | 15 | 4 | 340 | 0 | 0 | 0 | 0 | 0 | 0 | 0 | 0 | 0 | 0 | 0 | 0 | 0 | 0 | 0 | 0 | 0 | 0 | 0 | 0 | 0 |  | 0 | 0 | 0 | 0 | 0 | 0 | 0 | 0 |  |  |  |  | 0 | 0 | 1 | 0 | 0 | 0 | 0 | 0 |  | 1 | 1 | 1 | 1 | 1 | 1 | 0 | 0 | 0 | 0 | 0 | 0 | 0 | 0 | 0 | 0 | 0 | 0 | 0 | 0 | 0 | 0 | 0 | 0 | 0 | 0 | 0 | 0 | 0 | 0 | 0
Saturday | 1 | 15 | 5 | 341 | 0 | 0 | 0 | 0 | 0 | 0 | 0 | 0 | 0 | 0 | 0 | 0 | 0 | 0 | 0 | 0 | 0 | 0 | 0 | 0 | 0 |  | 0 | 0 | 0 | 0 | 0 | 0 | 0 | 0 |  |  |  |  | 0 | 0 | 1 | 0 | 0 | 0 | 0 | 0 |  | 1 | 1 | 1 | 1 | 1 | 1 | 0 | 0 | 0 | 0 | 0 | 0 | 0 | 0 | 0 | 0 | 0 | 0 | 0 | 0 | 0 | 0 | 0 | 0 | 0 | 0 | 0 | 0 | 0 | 0 | 0
Saturday | 1 | 15 | 6 | 342 | 0 | 0 | 0 | 0 | 0 | 0 | 0 | 0 | 0 | 0 | 0 | 0 | 0 | 0 | 0 | 0 | 0 | 0 | 0 | 0 | 0 |  | 0 | 0 | 0 | 0 | 0 | 0 | 0 | 0 |  |  |  |  | 0 | 0 | 1 | 0 | 0 | 0 | 0 | 0 |  | 1 | 1 | 1 | 1 | 1 | 1 | 0 | 0 | 0 | 0 | 0 | 0 | 0 | 0 | 0 | 0 | 0 | 0 | 0 | 0 | 0 | 0 | 0 | 0 | 0 | 0 | 0 | 0 | 0 | 0 | 0
Saturday | 1 | 15 | 7 | 343 | 0 | 0 | 0 | 0 | 0 | 0 | 0 | 0 | 0 | 0 | 0 | 0 | 0 | 0 | 0 | 0 | 0 | 0 | 0 | 0 | 0 |  | 0 | 0 | 0 | 0 | 0 | 0 | 0 | 0 |  |  |  |  | 0 | 0 | 1 | 0 | 0 | 0 | 0 | 0 |  | 1 | 1 | 1 | 1 | 1 | 1 | 0 | 0 | 0 | 0 | 0 | 0 | 0 | 0 | 0 | 0 | 0 | 0 | 0 | 0 | 0 | 0 | 0 | 0 | 0 | 0 | 0 | 0 | 0 | 0 | 0
Saturday | 1 | 15 | 8 | 344 | 0 | 0 | 0 | 0 | 0 | 0 | 0 | 0 | 0 | 0 | 0 | 0 | 0 | 0 | 0 | 0 | 0 | 0 | 0 | 0 | 0 |  | 0 | 0 | 0 | 0 | 0 | 0 | 0 | 0 |  |  |  |  | 0 | 0 | 1 | 0 | 0 | 0 | 0 | 0 |  | 1 | 1 | 1 | 1 | 1 | 1 | 0 | 0 | 0 | 0 | 0 | 0 | 0 | 0 | 0 | 0 | 0 | 0 | 0 | 0 | 0 | 0 | 0 | 0 | 0 | 0 | 0 | 0 | 0 | 0 | 0
Saturday | 1 | 15 | 9 | 345 | 0 | 0 | 0 | 0 | 0 | 0 | 0 | 0 | 0 | 0 | 0 | 0 | 0 | 0 | 0 | 0 | 0 | 0 | 0 | 0 | 0 |  | 0 | 0 | 0 | 0 | 0 | 0 | 0 | 0 |  |  |  |  | 0 | 0 | 1 | 0 | 0 | 0 | 0 | 0 |  | 1 | 1 | 1 | 1 | 1 | 1 | 0 | 0 | 0 | 0 | 0 | 0 | 0 | 0 | 0 | 0 | 0 | 0 | 0 | 0 | 0 | 0 | 0 | 0 | 0 | 0 | 0 | 0 | 0 | 0 | 0
Saturday | 1 | 15 | 10 | 346 | 0 | 0 | 0 | 0 | 0 | 0 | 0 | 0 | 0 | 0 | 0 | 0 | 0 | 0 | 0 | 0 | 0 | 0 | 0 | 0 | 0 |  | 0 | 0 | 0 | 0 | 0 | 0 | 0 | 0 |  |  |  |  | 0 | 0 | 1 | 0 | 0 | 0 | 0 | 0 |  | 1 | 1 | 1 | 1 | 1 | 1 | 0 | 0 | 0 | 0 | 0 | 0 | 0 | 0 | 0 | 0 | 0 | 0 | 0 | 0 | 0 | 0 | 0 | 0 | 0 | 0 | 0 | 0 | 0 | 0 | 0
Saturday | 1 | 15 | 11 | 347 | 0 | 0 | 0 | 0 | 0 | 0 | 0 | 0 | 0 | 0 | 0 | 0 | 0 | 0 | 0 | 0 | 0 | 0 | 0 | 0 | 0 |  | 0 | 0 | 0 | 0 | 0 | 0 | 0 | 0 |  |  |  |  | 0 | 0 | 1 | 0 | 0 | 0 | 0 | 0 |  | 1 | 1 | 1 | 1 | 1 | 1 | 0 | 0 | 0 | 0 | 0 | 0 | 0 | 0 | 0 | 0 | 0 | 0 | 0 | 0 | 0 | 0 | 0 | 0 | 0 | 0 | 0 | 0 | 0 | 0 | 0
Saturday | 1 | 15 | 12 | 348 | 0 | 0 | 0 | 0 | 0 | 0 | 0 | 0 | 0 | 0 | 0 | 0 | 0 | 0 | 0 | 0 | 0 | 0 | 0 | 0 | 0 |  | 0 | 0 | 0 | 0 | 0 | 0 | 0 | 0 |  |  |  |  | 0 | 0 | 1 | 0 | 0 | 0 | 0 | 0 |  | 1 | 1 | 1 | 1 | 1 | 1 | 0 | 0 | 0 | 0 | 0 | 0 | 0 | 0 | 0 | 0 | 0 | 0 | 0 | 0 | 0 | 0 | 0 | 0 | 0 | 0 | 0 | 0 | 0 | 0 | 0
Saturday | 1 | 15 | 13 | 349 | 0 | 0 | 0 | 0 | 0 | 0 | 0 | 0 | 0 | 0 | 0 | 0 | 0 | 0 | 0 | 0 | 0 | 0 | 0 | 0 | 0 |  | 0 | 0 | 0 | 0 | 0 | 0 | 0 | 0 |  |  |  |  | 0 | 0 | 1 | 0 | 0 | 0 | 0 | 0 |  | 1 | 1 | 1 | 1 | 1 | 1 | 0 | 0 | 0 | 0 | 0 | 0 | 0 | 0 | 0 | 0 | 0 | 0 | 0 | 0 | 0 | 0 | 0 | 0 | 0 | 0 | 0 | 0 | 0 | 0 | 0
Saturday | 1 | 15 | 14 | 350 | 0 | 0 | 0 | 0 | 0 | 0 | 0 | 0 | 0 | 0 | 0 | 0 | 0 | 0 | 0 | 0 | 0 | 0 | 0 | 0 | 0 |  | 0 | 0 | 0 | 0 | 0 | 0 | 0 | 0 |  |  |  |  | 0 | 0 | 1 | 0 | 0 | 0 | 0 | 0 |  | 1 | 1 | 1 | 1 | 1 | 1 | 0 | 0 | 0 | 0 | 0 | 0 | 0 | 0 | 0 | 0 | 0 | 0 | 0 | 0 | 0 | 0 | 0 | 0 | 0 | 0 | 0 | 0 | 0 | 0 | 0
Saturday | 1 | 15 | 15 | 351 | 0 | 0 | 0 | 0 | 0 | 0 | 0 | 0 | 0 | 0 | 0 | 0 | 0 | 0 | 0 | 0 | 0 | 0 | 0 | 0 | 0 |  | 0 | 0 | 0 | 0 | 0 | 0 | 0 | 0 |  |  |  |  | 0 | 0 | 1 | 0 | 0 | 0 | 0 | 0 |  | 1 | 1 | 1 | 1 | 1 | 1 | 0 | 0 | 0 | 0 | 0 | 0 | 0 | 0 | 0 | 0 | 0 | 0 | 0 | 0 | 0 | 0 | 0 | 0 | 0 | 0 | 0 | 0 | 0 | 0 | 0
Saturday | 1 | 15 | 16 | 352 | 0 | 0 | 0 | 0 | 0 | 0 | 0 | 0 | 0 | 0 | 0 | 0 | 0 | 0 | 0 | 0 | 0 | 0 | 0 | 0 | 0 |  | 0 | 0 | 0 | 0 | 0 | 0 | 0 | 0 |  |  |  |  | 0 | 0 | 1 | 0 | 0 | 0 | 0 | 0 |  | 1 | 1 | 1 | 1 | 1 | 1 | 0 | 0 | 0 | 0 | 0 | 0 | 0 | 0 | 0 | 0 | 0 | 0 | 0 | 0 | 0 | 0 | 0 | 0 | 0 | 0 | 0 | 0 | 0 | 0 | 0
Saturday | 1 | 15 | 17 | 353 | 0 | 0 | 0 | 0 | 0 | 0 | 0 | 0 | 0 | 0 | 0 | 0 | 0 | 0 | 0 | 0 | 0 | 0 | 0 | 0 | 0 |  | 0 | 0 | 0 | 0 | 0 | 0 | 0 | 0 |  |  |  |  | 0 | 0 | 1 | 0 | 0 | 0 | 0 | 0 |  | 1 | 1 | 1 | 1 | 1 | 1 | 0 | 0 | 0 | 0 | 0 | 0 | 0 | 0 | 0 | 0 | 0 | 0 | 0 | 0 | 0 | 0 | 0 | 0 | 0 | 0 | 0 | 0 | 0 | 0 | 0
Saturday | 1 | 15 | 18 | 354 | 0 | 0 | 0 | 0 | 0 | 0 | 0 | 0 | 0 | 0 | 0 | 0 | 0 | 0 | 0 | 0 | 0 | 0 | 0 | 0 | 0 |  | 0 | 0 | 0 | 0 | 0 | 0 | 0 | 0 |  |  |  |  | 0 | 0 | 1 | 0 | 0 | 0 | 0 | 0 |  | 1 | 1 | 1 | 1 | 1 | 1 | 0 | 0 | 0 | 0 | 0 | 0 | 0 | 0 | 0 | 0 | 0 | 0 | 0 | 0 | 0 | 0 | 0 | 0 | 0 | 0 | 0 | 0 | 0 | 0 | 0
Saturday | 1 | 15 | 19 | 355 | 0 | 0 | 0 | 0 | 0 | 0 | 0 | 0 | 0 | 0 | 0 | 0 | 0 | 0 | 0 | 0 | 0 | 0 | 0 | 0 | 0 |  | 0 | 0 | 0 | 0 | 0 | 0 | 0 | 0 |  |  |  |  | 0 | 0 | 1 | 0 | 0 | 0 | 0 | 0 |  | 1 | 1 | 1 | 1 | 1 | 1 | 0 | 0 | 0 | 0 | 0 | 0 | 0 | 0 | 0 | 0 | 0 | 0 | 0 | 0 | 0 | 0 | 0 | 0 | 0 | 0 | 0 | 0 | 0 | 0 | 0
Saturday | 1 | 15 | 20 | 356 | 0 | 0 | 0 | 0 | 0 | 0 | 0 | 0 | 0 | 0 | 0 | 0 | 0 | 0 | 0 | 0 | 0 | 0 | 0 | 0 | 0 |  | 0 | 0 | 0 | 0 | 0 | 0 | 0 | 0 |  |  |  |  | 0 | 0 | 1 | 0 | 0 | 0 | 0 | 0 |  | 1 | 1 | 1 | 1 | 1 | 1 | 0 | 0 | 0 | 0 | 0 | 0 | 0 | 0 | 0 | 0 | 0 | 0 | 0 | 0 | 0 | 0 | 0 | 0 | 0 | 0 | 0 | 0 | 0 | 0 | 0
Saturday | 1 | 15 | 21 | 357 | 0 | 0 | 0 | 0 | 0 | 0 | 0 | 0 | 0 | 0 | 0 | 0 | 0 | 0 | 0 | 0 | 0 | 0 | 0 | 0 | 0 |  | 0 | 0 | 0 | 0 | 0 | 0 | 0 | 0 |  |  |  |  | 0 | 0 | 1 | 0 | 0 | 0 | 0 | 0 |  | 1 | 1 | 1 | 1 | 1 | 1 | 0 | 0 | 0 | 0 | 0 | 0 | 0 | 0 | 0 | 0 | 0 | 0 | 0 | 0 | 0 | 0 | 0 | 0 | 0 | 0 | 0 | 0 | 0 | 0 | 0
Saturday | 1 | 15 | 22 | 358 | 0 | 0 | 0 | 0 | 0 | 0 | 0 | 0 | 0 | 0 | 0 | 0 | 0 | 0 | 0 | 0 | 0 | 0 | 0 | 0 | 0 |  | 0 | 0 | 0 | 0 | 0 | 0 | 0 | 0 |  |  |  |  | 0 | 0 | 1 | 0 | 0 | 0 | 0 | 0 |  | 1 | 1 | 1 | 1 | 1 | 1 | 0 | 0 | 0 | 0 | 0 | 0 | 0 | 0 | 0 | 0 | 0 | 0 | 0 | 0 | 0 | 0 | 0 | 0 | 0 | 0 | 0 | 0 | 0 | 0 | 0
Saturday | 1 | 15 | 23 | 359 | 0 | 0 | 0 | 0 | 0 | 0 | 0 | 0 | 0 | 0 | 0 | 0 | 0 | 0 | 0 | 0 | 0 | 0 | 0 | 0 | 0 |  | 0 | 0 | 0 | 0 | 0 | 0 | 0 | 0 |  |  |  |  | 0 | 0 | 1 | 0 | 0 | 0 | 0 | 0 |  | 1 | 1 | 1 | 1 | 1 | 1 | 0 | 0 | 0 | 0 | 0 | 0 | 0 | 0 | 0 | 0 | 0 | 0 | 0 | 0 | 0 | 0 | 0 | 0 | 0 | 0 | 0 | 0 | 0 | 0 | 0
Saturday | 1 | 15 | 24 | 360 | 0 | 0 | 0 | 0 | 0 | 0 | 0 | 0 | 0 | 0 | 0 | 0 | 0 | 0 | 0 | 0 | 0 | 0 | 0 | 0 | 0 |  | 0 | 0 | 0 | 0 | 0 | 0 | 0 | 0 |  |  |  |  | 0 | 0 | 1 | 0 | 0 | 0 | 0 | 0 |  | 1 | 1 | 1 | 1 | 1 | 1 | 0 | 0 | 0 | 0 | 0 | 0 | 0 | 0 | 0 | 0 | 0 | 0 | 0 | 0 | 0 | 0 | 0 | 0 | 0 | 0 | 0 | 0 | 0 | 0 | 0
Sunday | 1 | 16 | 1 | 361 | 0 | 0 | 0 | 0 | 0 | 0 | 0 | 0 | 0 | 0 | 0 | 0 | 0 | 0 | 0 | 0 | 0 | 0 | 0 | 0 | 0 |  | 0 | 0 | 0 | 0 | 0 | 0 | 0 | 0 |  |  |  |  | 0 | 0 | 1 | 0 | 0 | 0 | 0 | 0 |  | 1 | 1 | 1 | 1 | 1 | 1 | 0 | 0 | 0 | 0 | 0 | 0 | 0 | 0 | 0 | 0 | 0 | 0 | 0 | 0 | 0 | 0 | 0 | 0 | 0 | 0 | 0 | 0 | 0 | 0 | 0
Sunday | 1 | 16 | 2 | 362 | 0 | 0 | 0 | 0 | 0 | 0 | 0 | 0 | 0 | 0 | 0 | 0 | 0 | 0 | 0 | 0 | 0 | 0 | 0 | 0 | 0 |  | 0 | 0 | 0 | 0 | 0 | 0 | 0 | 0 |  |  |  |  | 0 | 0 | 1 | 0 | 0 | 0 | 0 | 0 |  | 1 | 1 | 1 | 1 | 1 | 1 | 0 | 0 | 0 | 0 | 0 | 0 | 0 | 0 | 0 | 0 | 0 | 0 | 0 | 0 | 0 | 0 | 0 | 0 | 0 | 0 | 0 | 0 | 0 | 0 | 0
Sunday | 1 | 16 | 3 | 363 | 0 | 0 | 0 | 0 | 0 | 0 | 0 | 0 | 0 | 0 | 0 | 0 | 0 | 0 | 0 | 0 | 0 | 0 | 0 | 0 | 0 |  | 0 | 0 | 0 | 0 | 0 | 0 | 0 | 0 |  |  |  |  | 0 | 0 | 1 | 0 | 0 | 0 | 0 | 0 |  | 1 | 1 | 1 | 1 | 1 | 1 | 0 | 0 | 0 | 0 | 0 | 0 | 0 | 0 | 0 | 0 | 0 | 0 | 0 | 0 | 0 | 0 | 0 | 0 | 0 | 0 | 0 | 0 | 0 | 0 | 0
Sunday | 1 | 16 | 4 | 364 | 0 | 0 | 0 | 0 | 0 | 0 | 0 | 0 | 0 | 0 | 0 | 0 | 0 | 0 | 0 | 0 | 0 | 0 | 0 | 0 | 0 |  | 0 | 0 | 0 | 0 | 0 | 0 | 0 | 0 |  |  |  |  | 0 | 0 | 1 | 0 | 0 | 0 | 0 | 0 |  | 1 | 1 | 1 | 1 | 1 | 1 | 0 | 0 | 0 | 0 | 0 | 0 | 0 | 0 | 0 | 0 | 0 | 0 | 0 | 0 | 0 | 0 | 0 | 0 | 0 | 0 | 0 | 0 | 0 | 0 | 0
Sunday | 1 | 16 | 5 | 365 | 0 | 0 | 0 | 0 | 0 | 0 | 0 | 0 | 0 | 0 | 0 | 0 | 0 | 0 | 0 | 0 | 0 | 0 | 0 | 0 | 0 |  | 0 | 0 | 0 | 0 | 0 | 0 | 0 | 0 |  |  |  |  | 0 | 0 | 1 | 0 | 0 | 0 | 0 | 0 |  | 1 | 1 | 1 | 1 | 1 | 1 | 0 | 0 | 0 | 0 | 0 | 0 | 0 | 0 | 0 | 0 | 0 | 0 | 0 | 0 | 0 | 0 | 0 | 0 | 0 | 0 | 0 | 0 | 0 | 0 | 0
Sunday | 1 | 16 | 6 | 366 | 0 | 0 | 0 | 0 | 0 | 0 | 0 | 0 | 0 | 0 | 0 | 0 | 0 | 0 | 0 | 0 | 0 | 0 | 0 | 0 | 0 |  | 0 | 0 | 0 | 0 | 0 | 0 | 0 | 0 |  |  |  |  | 0 | 0 | 1 | 0 | 0 | 0 | 0 | 0 |  | 1 | 1 | 1 | 1 | 1 | 1 | 0 | 0 | 0 | 0 | 0 | 0 | 0 | 0 | 0 | 0 | 0 | 0 | 0 | 0 | 0 | 0 | 0 | 0 | 0 | 0 | 0 | 0 | 0 | 0 | 0
Sunday | 1 | 16 | 7 | 367 | 0 | 0 | 0 | 0 | 0 | 0 | 0 | 0 | 0 | 0 | 0 | 0 | 0 | 0 | 0 | 0 | 0 | 0 | 0 | 0 | 0 |  | 0 | 0 | 0 | 0 | 0 | 0 | 0 | 0 |  |  |  |  | 0 | 0 | 1 | 0 | 0 | 0 | 0 | 0 |  | 1 | 1 | 1 | 1 | 1 | 1 | 0 | 0 | 0 | 0 | 0 | 0 | 0 | 0 | 0 | 0 | 0 | 0 | 0 | 0 | 0 | 0 | 0 | 0 | 0 | 0 | 0 | 0 | 0 | 0 | 0
Sunday | 1 | 16 | 8 | 368 | 0 | 0 | 0 | 0 | 0 | 0 | 0 | 0 | 0 | 0 | 0 | 0 | 0 | 0 | 0 | 0 | 0 | 0 | 0 | 0 | 0 |  | 0 | 0 | 0 | 0 | 0 | 0 | 0 | 0 |  |  |  |  | 0 | 0 | 1 | 0 | 0 | 0 | 0 | 0 |  | 1 | 1 | 1 | 1 | 1 | 1 | 0 | 0 | 0 | 0 | 0 | 0 | 0 | 0 | 0 | 0 | 0 | 0 | 0 | 0 | 0 | 0 | 0 | 0 | 0 | 0 | 0 | 0 | 0 | 0 | 0
Sunday | 1 | 16 | 9 | 369 | 0 | 0 | 0 | 0 | 0 | 0 | 0 | 0 | 0 | 0 | 0 | 0 | 0 | 0 | 0 | 0 | 0 | 0 | 0 | 0 | 0 |  | 0 | 0 | 0 | 0 | 0 | 0 | 0 | 0 |  |  |  |  | 0 | 0 | 1 | 0 | 0 | 0 | 0 | 0 |  | 1 | 1 | 1 | 1 | 1 | 1 | 0 | 0 | 0 | 0 | 0 | 0 | 0 | 0 | 0 | 0 | 0 | 0 | 0 | 0 | 0 | 0 | 0 | 0 | 0 | 0 | 0 | 0 | 0 | 0 | 0
Sunday | 1 | 16 | 10 | 370 | 0 | 0 | 0 | 0 | 0 | 0 | 0 | 0 | 0 | 0 | 0 | 0 | 0 | 0 | 0 | 0 | 0 | 0 | 0 | 0 | 0 |  | 0 | 0 | 0 | 0 | 0 | 0 | 0 | 0 |  |  |  |  | 0 | 0 | 1 | 0 | 0 | 0 | 0 | 0 |  | 1 | 1 | 1 | 1 | 1 | 1 | 0 | 0 | 0 | 0 | 0 | 0 | 0 | 0 | 0 | 0 | 0 | 0 | 0 | 0 | 0 | 0 | 0 | 0 | 0 | 0 | 0 | 0 | 0 | 0 | 0
Sunday | 1 | 16 | 11 | 371 | 0 | 0 | 0 | 0 | 0 | 0 | 0 | 0 | 0 | 0 | 0 | 0 | 0 | 0 | 0 | 0 | 0 | 0 | 0 | 0 | 0 |  | 0 | 0 | 0 | 0 | 0 | 0 | 0 | 0 |  |  |  |  | 0 | 0 | 1 | 0 | 0 | 0 | 0 | 0 |  | 1 | 1 | 1 | 1 | 1 | 1 | 0 | 0 | 0 | 0 | 0 | 0 | 0 | 0 | 0 | 0 | 0 | 0 | 0 | 0 | 0 | 0 | 0 | 0 | 0 | 0 | 0 | 0 | 0 | 0 | 0
Sunday | 1 | 16 | 12 | 372 | 0 | 0 | 0 | 0 | 0 | 0 | 0 | 0 | 0 | 0 | 0 | 0 | 0 | 0 | 0 | 0 | 0 | 0 | 0 | 0 | 0 |  | 0 | 0 | 0 | 0 | 0 | 0 | 0 | 0 |  |  |  |  | 0 | 0 | 1 | 0 | 0 | 0 | 0 | 0 |  | 1 | 1 | 1 | 1 | 1 | 1 | 0 | 0 | 0 | 0 | 0 | 0 | 0 | 0 | 0 | 0 | 0 | 0 | 0 | 0 | 0 | 0 | 0 | 0 | 0 | 0 | 0 | 0 | 0 | 0 | 0
Sunday | 1 | 16 | 13 | 373 | 0 | 0 | 0 | 0 | 0 | 0 | 0 | 0 | 0 | 0 | 0 | 0 | 0 | 0 | 0 | 0 | 0 | 0 | 0 | 0 | 0 |  | 0 | 0 | 0 | 0 | 0 | 0 | 0 | 0 |  |  |  |  | 0 | 0 | 1 | 0 | 0 | 0 | 0 | 0 |  | 1 | 1 | 1 | 1 | 1 | 1 | 0 | 0 | 0 | 0 | 0 | 0 | 0 | 0 | 0 | 0 | 0 | 0 | 0 | 0 | 0 | 0 | 0 | 0 | 0 | 0 | 0 | 0 | 0 | 0 | 0
Sunday | 1 | 16 | 14 | 374 | 0 | 0 | 0 | 0 | 0 | 0 | 0 | 0 | 0 | 0 | 0 | 0 | 0 | 0 | 0 | 0 | 0 | 0 | 0 | 0 | 0 |  | 0 | 0 | 0 | 0 | 0 | 0 | 0 | 0 |  |  |  |  | 0 | 0 | 1 | 0 | 0 | 0 | 0 | 0 |  | 1 | 1 | 1 | 1 | 1 | 1 | 0 | 0 | 0 | 0 | 0 | 0 | 0 | 0 | 0 | 0 | 0 | 0 | 0 | 0 | 0 | 0 | 0 | 0 | 0 | 0 | 0 | 0 | 0 | 0 | 0
Sunday | 1 | 16 | 15 | 375 | 0 | 0 | 0 | 0 | 0 | 0 | 0 | 0 | 0 | 0 | 0 | 0 | 0 | 0 | 0 | 0 | 0 | 0 | 0 | 0 | 0 |  | 0 | 0 | 0 | 0 | 0 | 0 | 0 | 0 |  |  |  |  | 0 | 0 | 1 | 0 | 0 | 0 | 0 | 0 |  | 1 | 1 | 1 | 1 | 1 | 1 | 0 | 0 | 0 | 0 | 0 | 0 | 0 | 0 | 0 | 0 | 0 | 0 | 0 | 0 | 0 | 0 | 0 | 0 | 0 | 0 | 0 | 0 | 0 | 0 | 0
Sunday | 1 | 16 | 16 | 376 | 0 | 0 | 0 | 0 | 0 | 0 | 0 | 0 | 0 | 0 | 0 | 0 | 0 | 0 | 0 | 0 | 0 | 0 | 0 | 0 | 0 |  | 0 | 0 | 0 | 0 | 0 | 0 | 0 | 0 |  |  |  |  | 0 | 0 | 1 | 0 | 0 | 0 | 0 | 0 |  | 1 | 1 | 1 | 1 | 1 | 1 | 0 | 0 | 0 | 0 | 0 | 0 | 0 | 0 | 0 | 0 | 0 | 0 | 0 | 0 | 0 | 0 | 0 | 0 | 0 | 0 | 0 | 0 | 0 | 0 | 0
Sunday | 1 | 16 | 17 | 377 | 0 | 0 | 0 | 0 | 0 | 0 | 0 | 0 | 0 | 0 | 0 | 0 | 0 | 0 | 0 | 0 | 0 | 0 | 0 | 0 | 0 |  | 0 | 0 | 0 | 0 | 0 | 0 | 0 | 0 |  |  |  |  | 0 | 0 | 1 | 0 | 0 | 0 | 0 | 0 |  | 1 | 1 | 1 | 1 | 1 | 1 | 0 | 0 | 0 | 0 | 0 | 0 | 0 | 0 | 0 | 0 | 0 | 0 | 0 | 0 | 0 | 0 | 0 | 0 | 0 | 0 | 0 | 0 | 0 | 0 | 0
Sunday | 1 | 16 | 18 | 378 | 0 | 0 | 0 | 0 | 0 | 0 | 0 | 0 | 0 | 0 | 0 | 0 | 0 | 0 | 0 | 0 | 0 | 0 | 0 | 0 | 0 |  | 0 | 0 | 0 | 0 | 0 | 0 | 0 | 0 |  |  |  |  | 0 | 0 | 1 | 0 | 0 | 0 | 0 | 0 |  | 1 | 1 | 1 | 1 | 1 | 1 | 0 | 0 | 0 | 0 | 0 | 0 | 0 | 0 | 0 | 0 | 0 | 0 | 0 | 0 | 0 | 0 | 0 | 0 | 0 | 0 | 0 | 0 | 0 | 0 | 0
Sunday | 1 | 16 | 19 | 379 | 0 | 0 | 0 | 0 | 0 | 0 | 0 | 0 | 0 | 0 | 0 | 0 | 0 | 0 | 0 | 0 | 0 | 0 | 0 | 0 | 0 |  | 0 | 0 | 0 | 0 | 0 | 0 | 0 | 0 |  |  |  |  | 0 | 0 | 1 | 0 | 0 | 0 | 0 | 0 |  | 1 | 1 | 1 | 1 | 1 | 1 | 0 | 0 | 0 | 0 | 0 | 0 | 0 | 0 | 0 | 0 | 0 | 0 | 0 | 0 | 0 | 0 | 0 | 0 | 0 | 0 | 0 | 0 | 0 | 0 | 0
Sunday | 1 | 16 | 20 | 380 | 0 | 0 | 0 | 0 | 0 | 0 | 0 | 0 | 0 | 0 | 0 | 0 | 0 | 0 | 0 | 0 | 0 | 0 | 0 | 0 | 0 |  | 0 | 0 | 0 | 0 | 0 | 0 | 0 | 0 |  |  |  |  | 0 | 0 | 1 | 0 | 0 | 0 | 0 | 0 |  | 1 | 1 | 1 | 1 | 1 | 1 | 0 | 0 | 0 | 0 | 0 | 0 | 0 | 0 | 0 | 0 | 0 | 0 | 0 | 0 | 0 | 0 | 0 | 0 | 0 | 0 | 0 | 0 | 0 | 0 | 0
Sunday | 1 | 16 | 21 | 381 | 0 | 0 | 0 | 0 | 0 | 0 | 0 | 0 | 0 | 0 | 0 | 0 | 0 | 0 | 0 | 0 | 0 | 0 | 0 | 0 | 0 |  | 0 | 0 | 0 | 0 | 0 | 0 | 0 | 0 |  |  |  |  | 0 | 0 | 1 | 0 | 0 | 0 | 0 | 0 |  | 1 | 1 | 1 | 1 | 1 | 1 | 0 | 0 | 0 | 0 | 0 | 0 | 0 | 0 | 0 | 0 | 0 | 0 | 0 | 0 | 0 | 0 | 0 | 0 | 0 | 0 | 0 | 0 | 0 | 0 | 0
Sunday | 1 | 16 | 22 | 382 | 0 | 0 | 0 | 0 | 0 | 0 | 0 | 0 | 0 | 0 | 0 | 0 | 0 | 0 | 0 | 0 | 0 | 0 | 0 | 0 | 0 |  | 0 | 0 | 0 | 0 | 0 | 0 | 0 | 0 |  |  |  |  | 0 | 0 | 1 | 0 | 0 | 0 | 0 | 0 |  | 1 | 1 | 1 | 1 | 1 | 1 | 0 | 0 | 0 | 0 | 0 | 0 | 0 | 0 | 0 | 0 | 0 | 0 | 0 | 0 | 0 | 0 | 0 | 0 | 0 | 0 | 0 | 0 | 0 | 0 | 0
Sunday | 1 | 16 | 23 | 383 | 0 | 0 | 0 | 0 | 0 | 0 | 0 | 0 | 0 | 0 | 0 | 0 | 0 | 0 | 0 | 0 | 0 | 0 | 0 | 0 | 0 |  | 0 | 0 | 0 | 0 | 0 | 0 | 0 | 0 |  |  |  |  | 0 | 0 | 1 | 0 | 0 | 0 | 0 | 0 |  | 1 | 1 | 1 | 1 | 1 | 1 | 0 | 0 | 0 | 0 | 0 | 0 | 0 | 0 | 0 | 0 | 0 | 0 | 0 | 0 | 0 | 0 | 0 | 0 | 0 | 0 | 0 | 0 | 0 | 0 | 0
Sunday | 1 | 16 | 24 | 384 | 0 | 0 | 0 | 0 | 0 | 0 | 0 | 0 | 0 | 0 | 0 | 0 | 0 | 0 | 0 | 0 | 0 | 0 | 0 | 0 | 0 |  | 0 | 0 | 0 | 0 | 0 | 0 | 0 | 0 |  |  |  |  | 0 | 0 | 1 | 0 | 0 | 0 | 0 | 0 |  | 1 | 1 | 1 | 1 | 1 | 1 | 0 | 0 | 0 | 0 | 0 | 0 | 0 | 0 | 0 | 0 | 0 | 0 | 0 | 0 | 0 | 0 | 0 | 0 | 0 | 0 | 0 | 0 | 0 | 0 | 0
Monday | 1 | 17 | 1 | 385 | 0 | 0 | 0 | 0 | 0 | 0 | 0 | 0 | 0 | 0 | 0 | 0 | 0 | 0 | 0 | 0 | 0 | 0 | 0 | 0 | 0 |  | 0 | 0 | 0 | 0 | 0 | 0 | 0 | 0 |  |  |  |  | 0 | 0 | 1 | 0 | 0 | 0 | 0 | 0 |  | 1 | 1 | 1 | 1 | 1 | 1 | 0 | 0 | 0 | 0 | 0 | 0 | 0 | 0 | 0 | 0 | 0 | 0 | 0 | 0 | 0 | 0 | 0 | 0 | 0 | 0 | 0 | 0 | 0 | 0 | 0
Monday | 1 | 17 | 2 | 386 | 0 | 0 | 0 | 0 | 0 | 0 | 0 | 0 | 0 | 0 | 0 | 0 | 0 | 0 | 0 | 0 | 0 | 0 | 0 | 0 | 0 |  | 0 | 0 | 0 | 0 | 0 | 0 | 0 | 0 |  |  |  |  | 0 | 0 | 1 | 0 | 0 | 0 | 0 | 0 |  | 1 | 1 | 1 | 1 | 1 | 1 | 0 | 0 | 0 | 0 | 0 | 0 | 0 | 0 | 0 | 0 | 0 | 0 | 0 | 0 | 0 | 0 | 0 | 0 | 0 | 0 | 0 | 0 | 0 | 0 | 0
Monday | 1 | 17 | 3 | 387 | 0 | 0 | 0 | 0 | 0 | 0 | 0 | 0 | 0 | 0 | 0 | 0 | 0 | 0 | 0 | 0 | 0 | 0 | 0 | 0 | 0 |  | 0 | 0 | 0 | 0 | 0 | 0 | 0 | 0 |  |  |  |  | 0 | 0 | 1 | 0 | 0 | 0 | 0 | 0 |  | 1 | 1 | 1 | 1 | 1 | 1 | 0 | 0 | 0 | 0 | 0 | 0 | 0 | 0 | 0 | 0 | 0 | 0 | 0 | 0 | 0 | 0 | 0 | 0 | 0 | 0 | 0 | 0 | 0 | 0 | 0
Monday | 1 | 17 | 4 | 388 | 0 | 0 | 0 | 0 | 0 | 0 | 0 | 0 | 0 | 0 | 0 | 0 | 0 | 0 | 0 | 0 | 0 | 0 | 0 | 0 | 0 |  | 0 | 0 | 0 | 0 | 0 | 0 | 0 | 0 |  |  |  |  | 0 | 0 | 1 | 0 | 0 | 0 | 0 | 0 |  | 1 | 1 | 1 | 1 | 1 | 1 | 0 | 0 | 0 | 0 | 0 | 0 | 0 | 0 | 0 | 0 | 0 | 0 | 0 | 0 | 0 | 0 | 0 | 0 | 0 | 0 | 0 | 0 | 0 | 0 | 0
Monday | 1 | 17 | 5 | 389 | 0 | 0 | 0 | 0 | 0 | 0 | 0 | 0 | 0 | 0 | 0 | 0 | 0 | 0 | 0 | 0 | 0 | 0 | 0 | 0 | 0 |  | 0 | 0 | 0 | 0 | 0 | 0 | 0 | 0 |  |  |  |  | 0 | 0 | 1 | 0 | 0 | 0 | 0 | 0 |  | 1 | 1 | 1 | 1 | 1 | 1 | 0 | 0 | 0 | 0 | 0 | 0 | 0 | 0 | 0 | 0 | 0 | 0 | 0 | 0 | 0 | 0 | 0 | 0 | 0 | 0 | 0 | 0 | 0 | 0 | 0
Monday | 1 | 17 | 6 | 390 | 0 | 0 | 0 | 0 | 0 | 0 | 0 | 0 | 0 | 0 | 0 | 0 | 0 | 0 | 0 | 0 | 0 | 0 | 0 | 0 | 0 |  | 0 | 0 | 0 | 0 | 0 | 0 | 0 | 0 |  |  |  |  | 0 | 0 | 1 | 0 | 0 | 0 | 0 | 0 |  | 1 | 1 | 1 | 1 | 1 | 1 | 0 | 0 | 0 | 0 | 0 | 0 | 0 | 0 | 0 | 0 | 0 | 0 | 0 | 0 | 0 | 0 | 0 | 0 | 0 | 0 | 0 | 0 | 0 | 0 | 0
Monday | 1 | 17 | 7 | 391 | 0 | 0 | 0 | 0 | 0 | 0 | 0 | 0 | 0 | 0 | 0 | 0 | 0 | 0 | 0 | 0 | 0 | 0 | 0 | 0 | 0 |  | 0 | 0 | 0 | 0 | 0 | 0 | 0 | 0 |  |  |  |  | 0 | 0 | 1 | 0 | 0 | 0 | 0 | 0 |  | 1 | 1 | 1 | 1 | 1 | 1 | 0 | 0 | 0 | 0 | 0 | 0 | 0 | 0 | 0 | 0 | 0 | 0 | 0 | 0 | 0 | 0 | 0 | 0 | 0 | 0 | 0 | 0 | 0 | 0 | 0
Monday | 1 | 17 | 8 | 392 | 0 | 0 | 0 | 0 | 0 | 0 | 0 | 0 | 0 | 0 | 0 | 0 | 0 | 0 | 0 | 0 | 0 | 0 | 0 | 0 | 0 |  | 0 | 0 | 0 | 0 | 0 | 0 | 0 | 0 |  |  |  |  | 0 | 1 | 0 | 0 | 0 | 0 | 0 | 0 |  | 1 | #VALUE! | 1 | 1 | 1 | #VALUE! | 0 | 0 | 0 | 0 | 0 | 0 | 0 | 0 | 0 | 0 | 0 | 0 | 0 | 0 | 0 | 0 | 0 | 0 | 0 | 0 | 0 | 0 | 0 | 0 | 0
Monday | 1 | 17 | 9 | 393 | 0 | 0 | 0 | 0 | 0 | 0 | 0 | 0 | 0 | 0 | 0 | 0 | 0 | 0 | 0 | 0 | 0 | 0 | 0 | 0 | 0 |  | 0 | 0 | 0 | 0 | 0 | 0 | 0 | 0 |  |  |  |  | 0 | 1 | 0 | 0 | 0 | 0 | 0 | 0 |  | 1 | #VALUE! | 1 | 1 | 1 | #VALUE! | 0 | 0 | 0 | 0 | 0 | 0 | 0 | 0 | 0 | 0 | 0 | 0 | 0 | 0 | 0 | 0 | 0 | 0 | 0 | 0 | 0 | 0 | 0 | 0 | 0
Monday | 1 | 17 | 10 | 394 | 0 | 0 | 0 | 0 | 0 | 0 | 0 | 0 | 0 | 0 | 0 | 0 | 0 | 0 | 0 | 0 | 0 | 0 | 0 | 0 | 0 |  | 0 | 0 | 0 | 0 | 0 | 0 | 0 | 0 |  |  |  |  | 0 | 1 | 0 | 0 | 0 | 0 | 0 | 0 |  | 1 | #VALUE! | 1 | 1 | 1 | #VALUE! | 0 | 0 | 0 | 0 | 0 | 0 | 0 | 0 | 0 | 0 | 0 | 0 | 0 | 0 | 0 | 0 | 0 | 0 | 0 | 0 | 0 | 0 | 0 | 0 | 0
Monday | 1 | 17 | 11 | 395 | 0 | 0 | 0 | 0 | 0 | 0 | 0 | 0 | 0 | 0 | 0 | 0 | 0 | 0 | 0 | 0 | 0 | 0 | 0 | 0 | 0 |  | 0 | 0 | 0 | 0 | 0 | 0 | 0 | 0 |  |  |  |  | 0 | 1 | 0 | 0 | 0 | 0 | 0 | 0 |  | 1 | #VALUE! | 1 | 1 | 1 | #VALUE! | 0 | 0 | 0 | 0 | 0 | 0 | 0 | 0 | 0 | 0 | 0 | 0 | 0 | 0 | 0 | 0 | 0 | 0 | 0 | 0 | 0 | 0 | 0 | 0 | 0
Monday | 1 | 17 | 12 | 396 | 0 | 0 | 0 | 0 | 0 | 0 | 0 | 0 | 0 | 0 | 0 | 0 | 0 | 0 | 0 | 0 | 0 | 0 | 0 | 0 | 0 |  | 0 | 0 | 0 | 0 | 0 | 0 | 0 | 0 |  |  |  |  | 0 | 1 | 0 | 0 | 0 | 0 | 0 | 0 |  | 1 | #VALUE! | 1 | 1 | 1 | #VALUE! | 0 | 0 | 0 | 0 | 0 | 0 | 0 | 0 | 0 | 0 | 0 | 0 | 0 | 0 | 0 | 0 | 0 | 0 | 0 | 0 | 0 | 0 | 0 | 0 | 0
Monday | 1 | 17 | 13 | 397 | 0 | 0 | 0 | 0 | 0 | 0 | 0 | 0 | 0 | 0 | 0 | 0 | 0 | 0 | 0 | 0 | 0 | 0 | 0 | 0 | 0 |  | 0 | 0 | 0 | 0 | 0 | 0 | 0 | 0 |  |  |  |  | 0 | 1 | 0 | 0 | 0 | 0 | 0 | 0 |  | 1 | #VALUE! | 1 | 1 | 1 | #VALUE! | 0 | 0 | 0 | 0 | 0 | 0 | 0 | 0 | 0 | 0 | 0 | 0 | 0 | 0 | 0 | 0 | 0 | 0 | 0 | 0 | 0 | 0 | 0 | 0 | 0
Monday | 1 | 17 | 14 | 398 | 0 | 0 | 0 | 0 | 0 | 0 | 0 | 0 | 0 | 0 | 0 | 0 | 0 | 0 | 0 | 0 | 0 | 0 | 0 | 0 | 0 |  | 0 | 0 | 0 | 0 | 0 | 0 | 0 | 0 |  |  |  |  | 0 | 1 | 0 | 0 | 0 | 0 | 0 | 0 |  | 1 | #VALUE! | 1 | 1 | 1 | #VALUE! | 0 | 0 | 0 | 0 | 0 | 0 | 0 | 0 | 0 | 0 | 0 | 0 | 0 | 0 | 0 | 0 | 0 | 0 | 0 | 0 | 0 | 0 | 0 | 0 | 0
Monday | 1 | 17 | 15 | 399 | 0 | 0 | 0 | 0 | 0 | 0 | 0 | 0 | 0 | 0 | 0 | 0 | 0 | 0 | 0 | 0 | 0 | 0 | 0 | 0 | 0 |  | 0 | 0 | 0 | 0 | 0 | 0 | 0 | 0 |  |  |  |  | 0 | 1 | 0 | 0 | 0 | 0 | 0 | 0 |  | 1 | #VALUE! | 1 | 1 | 1 | #VALUE! | 0 | 0 | 0 | 0 | 0 | 0 | 0 | 0 | 0 | 0 | 0 | 0 | 0 | 0 | 0 | 0 | 0 | 0 | 0 | 0 | 0 | 0 | 0 | 0 | 0
Monday | 1 | 17 | 16 | 400 | 0 | 0 | 0 | 0 | 0 | 0 | 0 | 0 | 0 | 0 | 0 | 0 | 0 | 0 | 0 | 0 | 0 | 0 | 0 | 0 | 0 |  | 0 | 0 | 0 | 0 | 0 | 0 | 0 | 0 |  |  |  |  | 0 | 1 | 0 | 0 | 0 | 0 | 0 | 0 |  | 1 | #VALUE! | 1 | 1 | 1 | #VALUE! | 0 | 0 | 0 | 0 | 0 | 0 | 0 | 0 | 0 | 0 | 0 | 0 | 0 | 0 | 0 | 0 | 0 | 0 | 0 | 0 | 0 | 0 | 0 | 0 | 0
Monday | 1 | 17 | 17 | 401 | 0 | 0 | 0 | 0 | 0 | 0 | 0 | 0 | 0 | 0 | 0 | 0 | 0 | 0 | 0 | 0 | 0 | 0 | 0 | 0 | 0 |  | 0 | 0 | 0 | 0 | 0 | 0 | 0 | 0 |  |  |  |  | 0 | 1 | 0 | 0 | 0 | 0 | 0 | 0 |  | 1 | #VALUE! | 1 | 1 | 1 | #VALUE! | 0 | 0 | 0 | 0 | 0 | 0 | 0 | 0 | 0 | 0 | 0 | 0 | 0 | 0 | 0 | 0 | 0 | 0 | 0 | 0 | 0 | 0 | 0 | 0 | 0
Monday | 1 | 17 | 18 | 402 | 0 | 0 | 0 | 0 | 0 | 0 | 0 | 0 | 0 | 0 | 0 | 0 | 0 | 0 | 0 | 0 | 0 | 0 | 0 | 0 | 0 |  | 0 | 0 | 0 | 0 | 0 | 0 | 0 | 0 |  |  |  |  | 0 | 1 | 0 | 0 | 0 | 0 | 0 | 0 |  | 1 | #VALUE! | 1 | 1 | 1 | #VALUE! | 0 | 0 | 0 | 0 | 0 | 0 | 0 | 0 | 0 | 0 | 0 | 0 | 0 | 0 | 0 | 0 | 0 | 0 | 0 | 0 | 0 | 0 | 0 | 0 | 0
Monday | 1 | 17 | 19 | 403 | 0 | 0 | 0 | 0 | 0 | 0 | 0 | 0 | 0 | 0 | 0 | 0 | 0 | 0 | 0 | 0 | 0 | 0 | 0 | 0 | 0 |  | 0 | 0 | 0 | 0 | 0 | 0 | 0 | 0 |  |  |  |  | 1 | 0 | 0 | 0 | 0 | 0 | 0 | 0 |  | #VALUE! | 1 | 1 | 1 | 1 | #VALUE! | 0 | 0 | 0 | 0 | 0 | 0 | 0 | 0 | 0 | 0 | 0 | 0 | 0 | 0 | 0 | 0 | 0 | 0 | 0 | 0 | 0 | 0 | 0 | 0 | 0
Monday | 1 | 17 | 20 | 404 | 0 | 0 | 0 | 0 | 0 | 0 | 0 | 0 | 0 | 0 | 0 | 0 | 0 | 0 | 0 | 0 | 0 | 0 | 0 | 0 | 0 |  | 0 | 0 | 0 | 0 | 0 | 0 | 0 | 0 |  |  |  |  | 1 | 0 | 0 | 0 | 0 | 0 | 0 | 0 |  | #VALUE! | 1 | 1 | 1 | 1 | #VALUE! | 0 | 0 | 0 | 0 | 0 | 0 | 0 | 0 | 0 | 0 | 0 | 0 | 0 | 0 | 0 | 0 | 0 | 0 | 0 | 0 | 0 | 0 | 0 | 0 | 0
Monday | 1 | 17 | 21 | 405 | 0 | 0 | 0 | 0 | 0 | 0 | 0 | 0 | 0 | 0 | 0 | 0 | 0 | 0 | 0 | 0 | 0 | 0 | 0 | 0 | 0 |  | 0 | 0 | 0 | 0 | 0 | 0 | 0 | 0 |  |  |  |  | 0 | 1 | 0 | 0 | 0 | 0 | 0 | 0 |  | 1 | #VALUE! | 1 | 1 | 1 | #VALUE! | 0 | 0 | 0 | 0 | 0 | 0 | 0 | 0 | 0 | 0 | 0 | 0 | 0 | 0 | 0 | 0 | 0 | 0 | 0 | 0 | 0 | 0 | 0 | 0 | 0
Monday | 1 | 17 | 22 | 406 | 0 | 0 | 0 | 0 | 0 | 0 | 0 | 0 | 0 | 0 | 0 | 0 | 0 | 0 | 0 | 0 | 0 | 0 | 0 | 0 | 0 |  | 0 | 0 | 0 | 0 | 0 | 0 | 0 | 0 |  |  |  |  | 0 | 1 | 0 | 0 | 0 | 0 | 0 | 0 |  | 1 | #VALUE! | 1 | 1 | 1 | #VALUE! | 0 | 0 | 0 | 0 | 0 | 0 | 0 | 0 | 0 | 0 | 0 | 0 | 0 | 0 | 0 | 0 | 0 | 0 | 0 | 0 | 0 | 0 | 0 | 0 | 0
Monday | 1 | 17 | 23 | 407 | 0 | 0 | 0 | 0 | 0 | 0 | 0 | 0 | 0 | 0 | 0 | 0 | 0 | 0 | 0 | 0 | 0 | 0 | 0 | 0 | 0 |  | 0 | 0 | 0 | 0 | 0 | 0 | 0 | 0 |  |  |  |  | 0 | 0 | 1 | 0 | 0 | 0 | 0 | 0 |  | 1 | 1 | 1 | 1 | 1 | 1 | 0 | 0 | 0 | 0 | 0 | 0 | 0 | 0 | 0 | 0 | 0 | 0 | 0 | 0 | 0 | 0 | 0 | 0 | 0 | 0 | 0 | 0 | 0 | 0 | 0
Monday | 1 | 17 | 24 | 408 | 0 | 0 | 0 | 0 | 0 | 0 | 0 | 0 | 0 | 0 | 0 | 0 | 0 | 0 | 0 | 0 | 0 | 0 | 0 | 0 | 0 |  | 0 | 0 | 0 | 0 | 0 | 0 | 0 | 0 |  |  |  |  | 0 | 0 | 1 | 0 | 0 | 0 | 0 | 0 |  | 1 | 1 | 1 | 1 | 1 | 1 | 0 | 0 | 0 | 0 | 0 | 0 | 0 | 0 | 0 | 0 | 0 | 0 | 0 | 0 | 0 | 0 | 0 | 0 | 0 | 0 | 0 | 0 | 0 | 0 | 0
Tuesday | 1 | 18 | 1 | 409 | 0 | 0 | 0 | 0 | 0 | 0 | 0 | 0 | 0 | 0 | 0 | 0 | 0 | 0 | 0 | 0 | 0 | 0 | 0 | 0 | 0 |  | 0 | 0 | 0 | 0 | 0 | 0 | 0 | 0 |  |  |  |  | 0 | 0 | 1 | 0 | 0 | 0 | 0 | 0 |  | 1 | 1 | 1 | 1 | 1 | 1 | 0 | 0 | 0 | 0 | 0 | 0 | 0 | 0 | 0 | 0 | 0 | 0 | 0 | 0 | 0 | 0 | 0 | 0 | 0 | 0 | 0 | 0 | 0 | 0 | 0
Tuesday | 1 | 18 | 2 | 410 | 0 | 0 | 0 | 0 | 0 | 0 | 0 | 0 | 0 | 0 | 0 | 0 | 0 | 0 | 0 | 0 | 0 | 0 | 0 | 0 | 0 |  | 0 | 0 | 0 | 0 | 0 | 0 | 0 | 0 |  |  |  |  | 0 | 0 | 1 | 0 | 0 | 0 | 0 | 0 |  | 1 | 1 | 1 | 1 | 1 | 1 | 0 | 0 | 0 | 0 | 0 | 0 | 0 | 0 | 0 | 0 | 0 | 0 | 0 | 0 | 0 | 0 | 0 | 0 | 0 | 0 | 0 | 0 | 0 | 0 | 0
Tuesday | 1 | 18 | 3 | 411 | 0 | 0 | 0 | 0 | 0 | 0 | 0 | 0 | 0 | 0 | 0 | 0 | 0 | 0 | 0 | 0 | 0 | 0 | 0 | 0 | 0 |  | 0 | 0 | 0 | 0 | 0 | 0 | 0 | 0 |  |  |  |  | 0 | 0 | 1 | 0 | 0 | 0 | 0 | 0 |  | 1 | 1 | 1 | 1 | 1 | 1 | 0 | 0 | 0 | 0 | 0 | 0 | 0 | 0 | 0 | 0 | 0 | 0 | 0 | 0 | 0 | 0 | 0 | 0 | 0 | 0 | 0 | 0 | 0 | 0 | 0
Tuesday | 1 | 18 | 4 | 412 | 0 | 0 | 0 | 0 | 0 | 0 | 0 | 0 | 0 | 0 | 0 | 0 | 0 | 0 | 0 | 0 | 0 | 0 | 0 | 0 | 0 |  | 0 | 0 | 0 | 0 | 0 | 0 | 0 | 0 |  |  |  |  | 0 | 0 | 1 | 0 | 0 | 0 | 0 | 0 |  | 1 | 1 | 1 | 1 | 1 | 1 | 0 | 0 | 0 | 0 | 0 | 0 | 0 | 0 | 0 | 0 | 0 | 0 | 0 | 0 | 0 | 0 | 0 | 0 | 0 | 0 | 0 | 0 | 0 | 0 | 0
Tuesday | 1 | 18 | 5 | 413 | 0 | 0 | 0 | 0 | 0 | 0 | 0 | 0 | 0 | 0 | 0 | 0 | 0 | 0 | 0 | 0 | 0 | 0 | 0 | 0 | 0 |  | 0 | 0 | 0 | 0 | 0 | 0 | 0 | 0 |  |  |  |  | 0 | 0 | 1 | 0 | 0 | 0 | 0 | 0 |  | 1 | 1 | 1 | 1 | 1 | 1 | 0 | 0 | 0 | 0 | 0 | 0 | 0 | 0 | 0 | 0 | 0 | 0 | 0 | 0 | 0 | 0 | 0 | 0 | 0 | 0 | 0 | 0 | 0 | 0 | 0
Tuesday | 1 | 18 | 6 | 414 | 0 | 0 | 0 | 0 | 0 | 0 | 0 | 0 | 0 | 0 | 0 | 0 | 0 | 0 | 0 | 0 | 0 | 0 | 0 | 0 | 0 |  | 0 | 0 | 0 | 0 | 0 | 0 | 0 | 0 |  |  |  |  | 0 | 0 | 1 | 0 | 0 | 0 | 0 | 0 |  | 1 | 1 | 1 | 1 | 1 | 1 | 0 | 0 | 0 | 0 | 0 | 0 | 0 | 0 | 0 | 0 | 0 | 0 | 0 | 0 | 0 | 0 | 0 | 0 | 0 | 0 | 0 | 0 | 0 | 0 | 0
Tuesday | 1 | 18 | 7 | 415 | 0 | 0 | 0 | 0 | 0 | 0 | 0 | 0 | 0 | 0 | 0 | 0 | 0 | 0 | 0 | 0 | 0 | 0 | 0 | 0 | 0 |  | 0 | 0 | 0 | 0 | 0 | 0 | 0 | 0 |  |  |  |  | 0 | 0 | 1 | 0 | 0 | 0 | 0 | 0 |  | 1 | 1 | 1 | 1 | 1 | 1 | 0 | 0 | 0 | 0 | 0 | 0 | 0 | 0 | 0 | 0 | 0 | 0 | 0 | 0 | 0 | 0 | 0 | 0 | 0 | 0 | 0 | 0 | 0 | 0 | 0
Tuesday | 1 | 18 | 8 | 416 | 0 | 0 | 0 | 0 | 0 | 0 | 0 | 0 | 0 | 0 | 0 | 0 | 0 | 0 | 0 | 0 | 0 | 0 | 0 | 0 | 0 |  | 0 | 0 | 0 | 0 | 0 | 0 | 0 | 0 |  |  |  |  | 0 | 1 | 0 | 0 | 0 | 0 | 0 | 0 |  | 1 | #VALUE! | 1 | 1 | 1 | #VALUE! | 0 | 0 | 0 | 0 | 0 | 0 | 0 | 0 | 0 | 0 | 0 | 0 | 0 | 0 | 0 | 0 | 0 | 0 | 0 | 0 | 0 | 0 | 0 | 0 | 0
Tuesday | 1 | 18 | 9 | 417 | 0 | 0 | 0 | 0 | 0 | 0 | 0 | 0 | 0 | 0 | 0 | 0 | 0 | 0 | 0 | 0 | 0 | 0 | 0 | 0 | 0 |  | 0 | 0 | 0 | 0 | 0 | 0 | 0 | 0 |  |  |  |  | 0 | 1 | 0 | 0 | 0 | 0 | 0 | 0 |  | 1 | #VALUE! | 1 | 1 | 1 | #VALUE! | 0 | 0 | 0 | 0 | 0 | 0 | 0 | 0 | 0 | 0 | 0 | 0 | 0 | 0 | 0 | 0 | 0 | 0 | 0 | 0 | 0 | 0 | 0 | 0 | 0
Tuesday | 1 | 18 | 10 | 418 | 0 | 0 | 0 | 0 | 0 | 0 | 0 | 0 | 0 | 0 | 0 | 0 | 0 | 0 | 0 | 0 | 0 | 0 | 0 | 0 | 0 |  | 0 | 0 | 0 | 0 | 0 | 0 | 0 | 0 |  |  |  |  | 0 | 1 | 0 | 0 | 0 | 0 | 0 | 0 |  | 1 | #VALUE! | 1 | 1 | 1 | #VALUE! | 0 | 0 | 0 | 0 | 0 | 0 | 0 | 0 | 0 | 0 | 0 | 0 | 0 | 0 | 0 | 0 | 0 | 0 | 0 | 0 | 0 | 0 | 0 | 0 | 0
Tuesday | 1 | 18 | 11 | 419 | 0 | 0 | 0 | 0 | 0 | 0 | 0 | 0 | 0 | 0 | 0 | 0 | 0 | 0 | 0 | 0 | 0 | 0 | 0 | 0 | 0 |  | 0 | 0 | 0 | 0 | 0 | 0 | 0 | 0 |  |  |  |  | 0 | 1 | 0 | 0 | 0 | 0 | 0 | 0 |  | 1 | #VALUE! | 1 | 1 | 1 | #VALUE! | 0 | 0 | 0 | 0 | 0 | 0 | 0 | 0 | 0 | 0 | 0 | 0 | 0 | 0 | 0 | 0 | 0 | 0 | 0 | 0 | 0 | 0 | 0 | 0 | 0
Tuesday | 1 | 18 | 12 | 420 | 0 | 0 | 0 | 0 | 0 | 0 | 0 | 0 | 0 | 0 | 0 | 0 | 0 | 0 | 0 | 0 | 0 | 0 | 0 | 0 | 0 |  | 0 | 0 | 0 | 0 | 0 | 0 | 0 | 0 |  |  |  |  | 0 | 1 | 0 | 0 | 0 | 0 | 0 | 0 |  | 1 | #VALUE! | 1 | 1 | 1 | #VALUE! | 0 | 0 | 0 | 0 | 0 | 0 | 0 | 0 | 0 | 0 | 0 | 0 | 0 | 0 | 0 | 0 | 0 | 0 | 0 | 0 | 0 | 0 | 0 | 0 | 0
Tuesday | 1 | 18 | 13 | 421 | 0 | 0 | 0 | 0 | 0 | 0 | 0 | 0 | 0 | 0 | 0 | 0 | 0 | 0 | 0 | 0 | 0 | 0 | 0 | 0 | 0 |  | 0 | 0 | 0 | 0 | 0 | 0 | 0 | 0 |  |  |  |  | 0 | 1 | 0 | 0 | 0 | 0 | 0 | 0 |  | 1 | #VALUE! | 1 | 1 | 1 | #VALUE! | 0 | 0 | 0 | 0 | 0 | 0 | 0 | 0 | 0 | 0 | 0 | 0 | 0 | 0 | 0 | 0 | 0 | 0 | 0 | 0 | 0 | 0 | 0 | 0 | 0
Tuesday | 1 | 18 | 14 | 422 | 0 | 0 | 0 | 0 | 0 | 0 | 0 | 0 | 0 | 0 | 0 | 0 | 0 | 0 | 0 | 0 | 0 | 0 | 0 | 0 | 0 |  | 0 | 0 | 0 | 0 | 0 | 0 | 0 | 0 |  |  |  |  | 0 | 1 | 0 | 0 | 0 | 0 | 0 | 0 |  | 1 | #VALUE! | 1 | 1 | 1 | #VALUE! | 0 | 0 | 0 | 0 | 0 | 0 | 0 | 0 | 0 | 0 | 0 | 0 | 0 | 0 | 0 | 0 | 0 | 0 | 0 | 0 | 0 | 0 | 0 | 0 | 0
Tuesday | 1 | 18 | 15 | 423 | 0 | 0 | 0 | 0 | 0 | 0 | 0 | 0 | 0 | 0 | 0 | 0 | 0 | 0 | 0 | 0 | 0 | 0 | 0 | 0 | 0 |  | 0 | 0 | 0 | 0 | 0 | 0 | 0 | 0 |  |  |  |  | 0 | 1 | 0 | 0 | 0 | 0 | 0 | 0 |  | 1 | #VALUE! | 1 | 1 | 1 | #VALUE! | 0 | 0 | 0 | 0 | 0 | 0 | 0 | 0 | 0 | 0 | 0 | 0 | 0 | 0 | 0 | 0 | 0 | 0 | 0 | 0 | 0 | 0 | 0 | 0 | 0
Tuesday | 1 | 18 | 16 | 424 | 0 | 0 | 0 | 0 | 0 | 0 | 0 | 0 | 0 | 0 | 0 | 0 | 0 | 0 | 0 | 0 | 0 | 0 | 0 | 0 | 0 |  | 0 | 0 | 0 | 0 | 0 | 0 | 0 | 0 |  |  |  |  | 0 | 1 | 0 | 0 | 0 | 0 | 0 | 0 |  | 1 | #VALUE! | 1 | 1 | 1 | #VALUE! | 0 | 0 | 0 | 0 | 0 | 0 | 0 | 0 | 0 | 0 | 0 | 0 | 0 | 0 | 0 | 0 | 0 | 0 | 0 | 0 | 0 | 0 | 0 | 0 | 0
Tuesday | 1 | 18 | 17 | 425 | 0 | 0 | 0 | 0 | 0 | 0 | 0 | 0 | 0 | 0 | 0 | 0 | 0 | 0 | 0 | 0 | 0 | 0 | 0 | 0 | 0 |  | 0 | 0 | 0 | 0 | 0 | 0 | 0 | 0 |  |  |  |  | 0 | 1 | 0 | 0 | 0 | 0 | 0 | 0 |  | 1 | #VALUE! | 1 | 1 | 1 | #VALUE! | 0 | 0 | 0 | 0 | 0 | 0 | 0 | 0 | 0 | 0 | 0 | 0 | 0 | 0 | 0 | 0 | 0 | 0 | 0 | 0 | 0 | 0 | 0 | 0 | 0
Tuesday | 1 | 18 | 18 | 426 | 0 | 0 | 0 | 0 | 0 | 0 | 0 | 0 | 0 | 0 | 0 | 0 | 0 | 0 | 0 | 0 | 0 | 0 | 0 | 0 | 0 |  | 0 | 0 | 0 | 0 | 0 | 0 | 0 | 0 |  |  |  |  | 0 | 1 | 0 | 0 | 0 | 0 | 0 | 0 |  | 1 | #VALUE! | 1 | 1 | 1 | #VALUE! | 0 | 0 | 0 | 0 | 0 | 0 | 0 | 0 | 0 | 0 | 0 | 0 | 0 | 0 | 0 | 0 | 0 | 0 | 0 | 0 | 0 | 0 | 0 | 0 | 0
Tuesday | 1 | 18 | 19 | 427 | 0 | 0 | 0 | 0 | 0 | 0 | 0 | 0 | 0 | 0 | 0 | 0 | 0 | 0 | 0 | 0 | 0 | 0 | 0 | 0 | 0 |  | 0 | 0 | 0 | 0 | 0 | 0 | 0 | 0 |  |  |  |  | 1 | 0 | 0 | 0 | 0 | 0 | 0 | 0 |  | #VALUE! | 1 | 1 | 1 | 1 | #VALUE! | 0 | 0 | 0 | 0 | 0 | 0 | 0 | 0 | 0 | 0 | 0 | 0 | 0 | 0 | 0 | 0 | 0 | 0 | 0 | 0 | 0 | 0 | 0 | 0 | 0
Tuesday | 1 | 18 | 20 | 428 | 0 | 0 | 0 | 0 | 0 | 0 | 0 | 0 | 0 | 0 | 0 | 0 | 0 | 0 | 0 | 0 | 0 | 0 | 0 | 0 | 0 |  | 0 | 0 | 0 | 0 | 0 | 0 | 0 | 0 |  |  |  |  | 1 | 0 | 0 | 0 | 0 | 0 | 0 | 0 |  | #VALUE! | 1 | 1 | 1 | 1 | #VALUE! | 0 | 0 | 0 | 0 | 0 | 0 | 0 | 0 | 0 | 0 | 0 | 0 | 0 | 0 | 0 | 0 | 0 | 0 | 0 | 0 | 0 | 0 | 0 | 0 | 0
Tuesday | 1 | 18 | 21 | 429 | 0 | 0 | 0 | 0 | 0 | 0 | 0 | 0 | 0 | 0 | 0 | 0 | 0 | 0 | 0 | 0 | 0 | 0 | 0 | 0 | 0 |  | 0 | 0 | 0 | 0 | 0 | 0 | 0 | 0 |  |  |  |  | 0 | 1 | 0 | 0 | 0 | 0 | 0 | 0 |  | 1 | #VALUE! | 1 | 1 | 1 | #VALUE! | 0 | 0 | 0 | 0 | 0 | 0 | 0 | 0 | 0 | 0 | 0 | 0 | 0 | 0 | 0 | 0 | 0 | 0 | 0 | 0 | 0 | 0 | 0 | 0 | 0
Tuesday | 1 | 18 | 22 | 430 | 0 | 0 | 0 | 0 | 0 | 0 | 0 | 0 | 0 | 0 | 0 | 0 | 0 | 0 | 0 | 0 | 0 | 0 | 0 | 0 | 0 |  | 0 | 0 | 0 | 0 | 0 | 0 | 0 | 0 |  |  |  |  | 0 | 1 | 0 | 0 | 0 | 0 | 0 | 0 |  | 1 | #VALUE! | 1 | 1 | 1 | #VALUE! | 0 | 0 | 0 | 0 | 0 | 0 | 0 | 0 | 0 | 0 | 0 | 0 | 0 | 0 | 0 | 0 | 0 | 0 | 0 | 0 | 0 | 0 | 0 | 0 | 0
Tuesday | 1 | 18 | 23 | 431 | 0 | 0 | 0 | 0 | 0 | 0 | 0 | 0 | 0 | 0 | 0 | 0 | 0 | 0 | 0 | 0 | 0 | 0 | 0 | 0 | 0 |  | 0 | 0 | 0 | 0 | 0 | 0 | 0 | 0 |  |  |  |  | 0 | 0 | 1 | 0 | 0 | 0 | 0 | 0 |  | 1 | 1 | 1 | 1 | 1 | 1 | 0 | 0 | 0 | 0 | 0 | 0 | 0 | 0 | 0 | 0 | 0 | 0 | 0 | 0 | 0 | 0 | 0 | 0 | 0 | 0 | 0 | 0 | 0 | 0 | 0
Tuesday | 1 | 18 | 24 | 432 | 0 | 0 | 0 | 0 | 0 | 0 | 0 | 0 | 0 | 0 | 0 | 0 | 0 | 0 | 0 | 0 | 0 | 0 | 0 | 0 | 0 |  | 0 | 0 | 0 | 0 | 0 | 0 | 0 | 0 |  |  |  |  | 0 | 0 | 1 | 0 | 0 | 0 | 0 | 0 |  | 1 | 1 | 1 | 1 | 1 | 1 | 0 | 0 | 0 | 0 | 0 | 0 | 0 | 0 | 0 | 0 | 0 | 0 | 0 | 0 | 0 | 0 | 0 | 0 | 0 | 0 | 0 | 0 | 0 | 0 | 0
Wednesday | 1 | 19 | 1 | 433 | 0 | 0 | 0 | 0 | 0 | 0 | 0 | 0 | 0 | 0 | 0 | 0 | 0 | 0 | 0 | 0 | 0 | 0 | 0 | 0 | 0 |  | 0 | 0 | 0 | 0 | 0 | 0 | 0 | 0 |  |  |  |  | 0 | 0 | 1 | 0 | 0 | 0 | 0 | 0 |  | 1 | 1 | 1 | 1 | 1 | 1 | 0 | 0 | 0 | 0 | 0 | 0 | 0 | 0 | 0 | 0 | 0 | 0 | 0 | 0 | 0 | 0 | 0 | 0 | 0 | 0 | 0 | 0 | 0 | 0 | 0
Wednesday | 1 | 19 | 2 | 434 | 0 | 0 | 0 | 0 | 0 | 0 | 0 | 0 | 0 | 0 | 0 | 0 | 0 | 0 | 0 | 0 | 0 | 0 | 0 | 0 | 0 |  | 0 | 0 | 0 | 0 | 0 | 0 | 0 | 0 |  |  |  |  | 0 | 0 | 1 | 0 | 0 | 0 | 0 | 0 |  | 1 | 1 | 1 | 1 | 1 | 1 | 0 | 0 | 0 | 0 | 0 | 0 | 0 | 0 | 0 | 0 | 0 | 0 | 0 | 0 | 0 | 0 | 0 | 0 | 0 | 0 | 0 | 0 | 0 | 0 | 0
Wednesday | 1 | 19 | 3 | 435 | 0 | 0 | 0 | 0 | 0 | 0 | 0 | 0 | 0 | 0 | 0 | 0 | 0 | 0 | 0 | 0 | 0 | 0 | 0 | 0 | 0 |  | 0 | 0 | 0 | 0 | 0 | 0 | 0 | 0 |  |  |  |  | 0 | 0 | 1 | 0 | 0 | 0 | 0 | 0 |  | 1 | 1 | 1 | 1 | 1 | 1 | 0 | 0 | 0 | 0 | 0 | 0 | 0 | 0 | 0 | 0 | 0 | 0 | 0 | 0 | 0 | 0 | 0 | 0 | 0 | 0 | 0 | 0 | 0 | 0 | 0
Wednesday | 1 | 19 | 4 | 436 | 0 | 0 | 0 | 0 | 0 | 0 | 0 | 0 | 0 | 0 | 0 | 0 | 0 | 0 | 0 | 0 | 0 | 0 | 0 | 0 | 0 |  | 0 | 0 | 0 | 0 | 0 | 0 | 0 | 0 |  |  |  |  | 0 | 0 | 1 | 0 | 0 | 0 | 0 | 0 |  | 1 | 1 | 1 | 1 | 1 | 1 | 0 | 0 | 0 | 0 | 0 | 0 | 0 | 0 | 0 | 0 | 0 | 0 | 0 | 0 | 0 | 0 | 0 | 0 | 0 | 0 | 0 | 0 | 0 | 0 | 0
Wednesday | 1 | 19 | 5 | 437 | 0 | 0 | 0 | 0 | 0 | 0 | 0 | 0 | 0 | 0 | 0 | 0 | 0 | 0 | 0 | 0 | 0 | 0 | 0 | 0 | 0 |  | 0 | 0 | 0 | 0 | 0 | 0 | 0 | 0 |  |  |  |  | 0 | 0 | 1 | 0 | 0 | 0 | 0 | 0 |  | 1 | 1 | 1 | 1 | 1 | 1 | 0 | 0 | 0 | 0 | 0 | 0 | 0 | 0 | 0 | 0 | 0 | 0 | 0 | 0 | 0 | 0 | 0 | 0 | 0 | 0 | 0 | 0 | 0 | 0 | 0
Wednesday | 1 | 19 | 6 | 438 | 0 | 0 | 0 | 0 | 0 | 0 | 0 | 0 | 0 | 0 | 0 | 0 | 0 | 0 | 0 | 0 | 0 | 0 | 0 | 0 | 0 |  | 0 | 0 | 0 | 0 | 0 | 0 | 0 | 0 |  |  |  |  | 0 | 0 | 1 | 0 | 0 | 0 | 0 | 0 |  | 1 | 1 | 1 | 1 | 1 | 1 | 0 | 0 | 0 | 0 | 0 | 0 | 0 | 0 | 0 | 0 | 0 | 0 | 0 | 0 | 0 | 0 | 0 | 0 | 0 | 0 | 0 | 0 | 0 | 0 | 0
Wednesday | 1 | 19 | 7 | 439 | 0 | 0 | 0 | 0 | 0 | 0 | 0 | 0 | 0 | 0 | 0 | 0 | 0 | 0 | 0 | 0 | 0 | 0 | 0 | 0 | 0 |  | 0 | 0 | 0 | 0 | 0 | 0 | 0 | 0 |  |  |  |  | 0 | 0 | 1 | 0 | 0 | 0 | 0 | 0 |  | 1 | 1 | 1 | 1 | 1 | 1 | 0 | 0 | 0 | 0 | 0 | 0 | 0 | 0 | 0 | 0 | 0 | 0 | 0 | 0 | 0 | 0 | 0 | 0 | 0 | 0 | 0 | 0 | 0 | 0 | 0
Wednesday | 1 | 19 | 8 | 440 | 0 | 0 | 0 | 0 | 0 | 0 | 0 | 0 | 0 | 0 | 0 | 0 | 0 | 0 | 0 | 0 | 0 | 0 | 0 | 0 | 0 |  | 0 | 0 | 0 | 0 | 0 | 0 | 0 | 0 |  |  |  |  | 0 | 1 | 0 | 0 | 0 | 0 | 0 | 0 |  | 1 | #VALUE! | 1 | 1 | 1 | #VALUE! | 0 | 0 | 0 | 0 | 0 | 0 | 0 | 0 | 0 | 0 | 0 | 0 | 0 | 0 | 0 | 0 | 0 | 0 | 0 | 0 | 0 | 0 | 0 | 0 | 0
Wednesday | 1 | 19 | 9 | 441 | 0 | 0 | 0 | 0 | 0 | 0 | 0 | 0 | 0 | 0 | 0 | 0 | 0 | 0 | 0 | 0 | 0 | 0 | 0 | 0 | 0 |  | 0 | 0 | 0 | 0 | 0 | 0 | 0 | 0 |  |  |  |  | 0 | 1 | 0 | 0 | 0 | 0 | 0 | 0 |  | 1 | #VALUE! | 1 | 1 | 1 | #VALUE! | 0 | 0 | 0 | 0 | 0 | 0 | 0 | 0 | 0 | 0 | 0 | 0 | 0 | 0 | 0 | 0 | 0 | 0 | 0 | 0 | 0 | 0 | 0 | 0 | 0
Wednesday | 1 | 19 | 10 | 442 | 0 | 0 | 0 | 0 | 0 | 0 | 0 | 0 | 0 | 0 | 0 | 0 | 0 | 0 | 0 | 0 | 0 | 0 | 0 | 0 | 0 |  | 0 | 0 | 0 | 0 | 0 | 0 | 0 | 0 |  |  |  |  | 0 | 1 | 0 | 0 | 0 | 0 | 0 | 0 |  | 1 | #VALUE! | 1 | 1 | 1 | #VALUE! | 0 | 0 | 0 | 0 | 0 | 0 | 0 | 0 | 0 | 0 | 0 | 0 | 0 | 0 | 0 | 0 | 0 | 0 | 0 | 0 | 0 | 0 | 0 | 0 | 0
Wednesday | 1 | 19 | 11 | 443 | 0 | 0 | 0 | 0 | 0 | 0 | 0 | 0 | 0 | 0 | 0 | 0 | 0 | 0 | 0 | 0 | 0 | 0 | 0 | 0 | 0 |  | 0 | 0 | 0 | 0 | 0 | 0 | 0 | 0 |  |  |  |  | 0 | 1 | 0 | 0 | 0 | 0 | 0 | 0 |  | 1 | #VALUE! | 1 | 1 | 1 | #VALUE! | 0 | 0 | 0 | 0 | 0 | 0 | 0 | 0 | 0 | 0 | 0 | 0 | 0 | 0 | 0 | 0 | 0 | 0 | 0 | 0 | 0 | 0 | 0 | 0 | 0
Wednesday | 1 | 19 | 12 | 444 | 0 | 0 | 0 | 0 | 0 | 0 | 0 | 0 | 0 | 0 | 0 | 0 | 0 | 0 | 0 | 0 | 0 | 0 | 0 | 0 | 0 |  | 0 | 0 | 0 | 0 | 0 | 0 | 0 | 0 |  |  |  |  | 0 | 1 | 0 | 0 | 0 | 0 | 0 | 0 |  | 1 | #VALUE! | 1 | 1 | 1 | #VALUE! | 0 | 0 | 0 | 0 | 0 | 0 | 0 | 0 | 0 | 0 | 0 | 0 | 0 | 0 | 0 | 0 | 0 | 0 | 0 | 0 | 0 | 0 | 0 | 0 | 0
Wednesday | 1 | 19 | 13 | 445 | 0 | 0 | 0 | 0 | 0 | 0 | 0 | 0 | 0 | 0 | 0 | 0 | 0 | 0 | 0 | 0 | 0 | 0 | 0 | 0 | 0 |  | 0 | 0 | 0 | 0 | 0 | 0 | 0 | 0 |  |  |  |  | 0 | 1 | 0 | 0 | 0 | 0 | 0 | 0 |  | 1 | #VALUE! | 1 | 1 | 1 | #VALUE! | 0 | 0 | 0 | 0 | 0 | 0 | 0 | 0 | 0 | 0 | 0 | 0 | 0 | 0 | 0 | 0 | 0 | 0 | 0 | 0 | 0 | 0 | 0 | 0 | 0
Wednesday | 1 | 19 | 14 | 446 | 0 | 0 | 0 | 0 | 0 | 0 | 0 | 0 | 0 | 0 | 0 | 0 | 0 | 0 | 0 | 0 | 0 | 0 | 0 | 0 | 0 |  | 0 | 0 | 0 | 0 | 0 | 0 | 0 | 0 |  |  |  |  | 0 | 1 | 0 | 0 | 0 | 0 | 0 | 0 |  | 1 | #VALUE! | 1 | 1 | 1 | #VALUE! | 0 | 0 | 0 | 0 | 0 | 0 | 0 | 0 | 0 | 0 | 0 | 0 | 0 | 0 | 0 | 0 | 0 | 0 | 0 | 0 | 0 | 0 | 0 | 0 | 0
Wednesday | 1 | 19 | 15 | 447 | 0 | 0 | 0 | 0 | 0 | 0 | 0 | 0 | 0 | 0 | 0 | 0 | 0 | 0 | 0 | 0 | 0 | 0 | 0 | 0 | 0 |  | 0 | 0 | 0 | 0 | 0 | 0 | 0 | 0 |  |  |  |  | 0 | 1 | 0 | 0 | 0 | 0 | 0 | 0 |  | 1 | #VALUE! | 1 | 1 | 1 | #VALUE! | 0 | 0 | 0 | 0 | 0 | 0 | 0 | 0 | 0 | 0 | 0 | 0 | 0 | 0 | 0 | 0 | 0 | 0 | 0 | 0 | 0 | 0 | 0 | 0 | 0
Wednesday | 1 | 19 | 16 | 448 | 0 | 0 | 0 | 0 | 0 | 0 | 0 | 0 | 0 | 0 | 0 | 0 | 0 | 0 | 0 | 0 | 0 | 0 | 0 | 0 | 0 |  | 0 | 0 | 0 | 0 | 0 | 0 | 0 | 0 |  |  |  |  | 0 | 1 | 0 | 0 | 0 | 0 | 0 | 0 |  | 1 | #VALUE! | 1 | 1 | 1 | #VALUE! | 0 | 0 | 0 | 0 | 0 | 0 | 0 | 0 | 0 | 0 | 0 | 0 | 0 | 0 | 0 | 0 | 0 | 0 | 0 | 0 | 0 | 0 | 0 | 0 | 0
Wednesday | 1 | 19 | 17 | 449 | 0 | 0 | 0 | 0 | 0 | 0 | 0 | 0 | 0 | 0 | 0 | 0 | 0 | 0 | 0 | 0 | 0 | 0 | 0 | 0 | 0 |  | 0 | 0 | 0 | 0 | 0 | 0 | 0 | 0 |  |  |  |  | 0 | 1 | 0 | 0 | 0 | 0 | 0 | 0 |  | 1 | #VALUE! | 1 | 1 | 1 | #VALUE! | 0 | 0 | 0 | 0 | 0 | 0 | 0 | 0 | 0 | 0 | 0 | 0 | 0 | 0 | 0 | 0 | 0 | 0 | 0 | 0 | 0 | 0 | 0 | 0 | 0
Wednesday | 1 | 19 | 18 | 450 | 0 | 0 | 0 | 0 | 0 | 0 | 0 | 0 | 0 | 0 | 0 | 0 | 0 | 0 | 0 | 0 | 0 | 0 | 0 | 0 | 0 |  | 0 | 0 | 0 | 0 | 0 | 0 | 0 | 0 |  |  |  |  | 0 | 1 | 0 | 0 | 0 | 0 | 0 | 0 |  | 1 | #VALUE! | 1 | 1 | 1 | #VALUE! | 0 | 0 | 0 | 0 | 0 | 0 | 0 | 0 | 0 | 0 | 0 | 0 | 0 | 0 | 0 | 0 | 0 | 0 | 0 | 0 | 0 | 0 | 0 | 0 | 0
Wednesday | 1 | 19 | 19 | 451 | 0 | 0 | 0 | 0 | 0 | 0 | 0 | 0 | 0 | 0 | 0 | 0 | 0 | 0 | 0 | 0 | 0 | 0 | 0 | 0 | 0 |  | 0 | 0 | 0 | 0 | 0 | 0 | 0 | 0 |  |  |  |  | 1 | 0 | 0 | 0 | 0 | 0 | 0 | 0 |  | #VALUE! | 1 | 1 | 1 | 1 | #VALUE! | 0 | 0 | 0 | 0 | 0 | 0 | 0 | 0 | 0 | 0 | 0 | 0 | 0 | 0 | 0 | 0 | 0 | 0 | 0 | 0 | 0 | 0 | 0 | 0 | 0
Wednesday | 1 | 19 | 20 | 452 | 0 | 0 | 0 | 0 | 0 | 0 | 0 | 0 | 0 | 0 | 0 | 0 | 0 | 0 | 0 | 0 | 0 | 0 | 0 | 0 | 0 |  | 0 | 0 | 0 | 0 | 0 | 0 | 0 | 0 |  |  |  |  | 1 | 0 | 0 | 0 | 0 | 0 | 0 | 0 |  | #VALUE! | 1 | 1 | 1 | 1 | #VALUE! | 0 | 0 | 0 | 0 | 0 | 0 | 0 | 0 | 0 | 0 | 0 | 0 | 0 | 0 | 0 | 0 | 0 | 0 | 0 | 0 | 0 | 0 | 0 | 0 | 0
Wednesday | 1 | 19 | 21 | 453 | 0 | 0 | 0 | 0 | 0 | 0 | 0 | 0 | 0 | 0 | 0 | 0 | 0 | 0 | 0 | 0 | 0 | 0 | 0 | 0 | 0 |  | 0 | 0 | 0 | 0 | 0 | 0 | 0 | 0 |  |  |  |  | 0 | 1 | 0 | 0 | 0 | 0 | 0 | 0 |  | 1 | #VALUE! | 1 | 1 | 1 | #VALUE! | 0 | 0 | 0 | 0 | 0 | 0 | 0 | 0 | 0 | 0 | 0 | 0 | 0 | 0 | 0 | 0 | 0 | 0 | 0 | 0 | 0 | 0 | 0 | 0 | 0
Wednesday | 1 | 19 | 22 | 454 | 0 | 0 | 0 | 0 | 0 | 0 | 0 | 0 | 0 | 0 | 0 | 0 | 0 | 0 | 0 | 0 | 0 | 0 | 0 | 0 | 0 |  | 0 | 0 | 0 | 0 | 0 | 0 | 0 | 0 |  |  |  |  | 0 | 1 | 0 | 0 | 0 | 0 | 0 | 0 |  | 1 | #VALUE! | 1 | 1 | 1 | #VALUE! | 0 | 0 | 0 | 0 | 0 | 0 | 0 | 0 | 0 | 0 | 0 | 0 | 0 | 0 | 0 | 0 | 0 | 0 | 0 | 0 | 0 | 0 | 0 | 0 | 0
Wednesday | 1 | 19 | 23 | 455 | 0 | 0 | 0 | 0 | 0 | 0 | 0 | 0 | 0 | 0 | 0 | 0 | 0 | 0 | 0 | 0 | 0 | 0 | 0 | 0 | 0 |  | 0 | 0 | 0 | 0 | 0 | 0 | 0 | 0 |  |  |  |  | 0 | 0 | 1 | 0 | 0 | 0 | 0 | 0 |  | 1 | 1 | 1 | 1 | 1 | 1 | 0 | 0 | 0 | 0 | 0 | 0 | 0 | 0 | 0 | 0 | 0 | 0 | 0 | 0 | 0 | 0 | 0 | 0 | 0 | 0 | 0 | 0 | 0 | 0 | 0
Wednesday | 1 | 19 | 24 | 456 | 0 | 0 | 0 | 0 | 0 | 0 | 0 | 0 | 0 | 0 | 0 | 0 | 0 | 0 | 0 | 0 | 0 | 0 | 0 | 0 | 0 |  | 0 | 0 | 0 | 0 | 0 | 0 | 0 | 0 |  |  |  |  | 0 | 0 | 1 | 0 | 0 | 0 | 0 | 0 |  | 1 | 1 | 1 | 1 | 1 | 1 | 0 | 0 | 0 | 0 | 0 | 0 | 0 | 0 | 0 | 0 | 0 | 0 | 0 | 0 | 0 | 0 | 0 | 0 | 0 | 0 | 0 | 0 | 0 | 0 | 0
Thursday | 1 | 20 | 1 | 457 | 0 | 0 | 0 | 0 | 0 | 0 | 0 | 0 | 0 | 0 | 0 | 0 | 0 | 0 | 0 | 0 | 0 | 0 | 0 | 0 | 0 |  | 0 | 0 | 0 | 0 | 0 | 0 | 0 | 0 |  |  |  |  | 0 | 0 | 1 | 0 | 0 | 0 | 0 | 0 |  | 1 | 1 | 1 | 1 | 1 | 1 | 0 | 0 | 0 | 0 | 0 | 0 | 0 | 0 | 0 | 0 | 0 | 0 | 0 | 0 | 0 | 0 | 0 | 0 | 0 | 0 | 0 | 0 | 0 | 0 | 0
Thursday | 1 | 20 | 2 | 458 | 0 | 0 | 0 | 0 | 0 | 0 | 0 | 0 | 0 | 0 | 0 | 0 | 0 | 0 | 0 | 0 | 0 | 0 | 0 | 0 | 0 |  | 0 | 0 | 0 | 0 | 0 | 0 | 0 | 0 |  |  |  |  | 0 | 0 | 1 | 0 | 0 | 0 | 0 | 0 |  | 1 | 1 | 1 | 1 | 1 | 1 | 0 | 0 | 0 | 0 | 0 | 0 | 0 | 0 | 0 | 0 | 0 | 0 | 0 | 0 | 0 | 0 | 0 | 0 | 0 | 0 | 0 | 0 | 0 | 0 | 0
Thursday | 1 | 20 | 3 | 459 | 0 | 0 | 0 | 0 | 0 | 0 | 0 | 0 | 0 | 0 | 0 | 0 | 0 | 0 | 0 | 0 | 0 | 0 | 0 | 0 | 0 |  | 0 | 0 | 0 | 0 | 0 | 0 | 0 | 0 |  |  |  |  | 0 | 0 | 1 | 0 | 0 | 0 | 0 | 0 |  | 1 | 1 | 1 | 1 | 1 | 1 | 0 | 0 | 0 | 0 | 0 | 0 | 0 | 0 | 0 | 0 | 0 | 0 | 0 | 0 | 0 | 0 | 0 | 0 | 0 | 0 | 0 | 0 | 0 | 0 | 0
Thursday | 1 | 20 | 4 | 460 | 0 | 0 | 0 | 0 | 0 | 0 | 0 | 0 | 0 | 0 | 0 | 0 | 0 | 0 | 0 | 0 | 0 | 0 | 0 | 0 | 0 |  | 0 | 0 | 0 | 0 | 0 | 0 | 0 | 0 |  |  |  |  | 0 | 0 | 1 | 0 | 0 | 0 | 0 | 0 |  | 1 | 1 | 1 | 1 | 1 | 1 | 0 | 0 | 0 | 0 | 0 | 0 | 0 | 0 | 0 | 0 | 0 | 0 | 0 | 0 | 0 | 0 | 0 | 0 | 0 | 0 | 0 | 0 | 0 | 0 | 0
Thursday | 1 | 20 | 5 | 461 | 0 | 0 | 0 | 0 | 0 | 0 | 0 | 0 | 0 | 0 | 0 | 0 | 0 | 0 | 0 | 0 | 0 | 0 | 0 | 0 | 0 |  | 0 | 0 | 0 | 0 | 0 | 0 | 0 | 0 |  |  |  |  | 0 | 0 | 1 | 0 | 0 | 0 | 0 | 0 |  | 1 | 1 | 1 | 1 | 1 | 1 | 0 | 0 | 0 | 0 | 0 | 0 | 0 | 0 | 0 | 0 | 0 | 0 | 0 | 0 | 0 | 0 | 0 | 0 | 0 | 0 | 0 | 0 | 0 | 0 | 0
Thursday | 1 | 20 | 6 | 462 | 0 | 0 | 0 | 0 | 0 | 0 | 0 | 0 | 0 | 0 | 0 | 0 | 0 | 0 | 0 | 0 | 0 | 0 | 0 | 0 | 0 |  | 0 | 0 | 0 | 0 | 0 | 0 | 0 | 0 |  |  |  |  | 0 | 0 | 1 | 0 | 0 | 0 | 0 | 0 |  | 1 | 1 | 1 | 1 | 1 | 1 | 0 | 0 | 0 | 0 | 0 | 0 | 0 | 0 | 0 | 0 | 0 | 0 | 0 | 0 | 0 | 0 | 0 | 0 | 0 | 0 | 0 | 0 | 0 | 0 | 0
Thursday | 1 | 20 | 7 | 463 | 0 | 0 | 0 | 0 | 0 | 0 | 0 | 0 | 0 | 0 | 0 | 0 | 0 | 0 | 0 | 0 | 0 | 0 | 0 | 0 | 0 |  | 0 | 0 | 0 | 0 | 0 | 0 | 0 | 0 |  |  |  |  | 0 | 0 | 1 | 0 | 0 | 0 | 0 | 0 |  | 1 | 1 | 1 | 1 | 1 | 1 | 0 | 0 | 0 | 0 | 0 | 0 | 0 | 0 | 0 | 0 | 0 | 0 | 0 | 0 | 0 | 0 | 0 | 0 | 0 | 0 | 0 | 0 | 0 | 0 | 0
Thursday | 1 | 20 | 8 | 464 | 0 | 0 | 0 | 0 | 0 | 0 | 0 | 0 | 0 | 0 | 0 | 0 | 0 | 0 | 0 | 0 | 0 | 0 | 0 | 0 | 0 |  | 0 | 0 | 0 | 0 | 0 | 0 | 0 | 0 |  |  |  |  | 0 | 1 | 0 | 0 | 0 | 0 | 0 | 0 |  | 1 | #VALUE! | 1 | 1 | 1 | #VALUE! | 0 | 0 | 0 | 0 | 0 | 0 | 0 | 0 | 0 | 0 | 0 | 0 | 0 | 0 | 0 | 0 | 0 | 0 | 0 | 0 | 0 | 0 | 0 | 0 | 0
Thursday | 1 | 20 | 9 | 465 | 0 | 0 | 0 | 0 | 0 | 0 | 0 | 0 | 0 | 0 | 0 | 0 | 0 | 0 | 0 | 0 | 0 | 0 | 0 | 0 | 0 |  | 0 | 0 | 0 | 0 | 0 | 0 | 0 | 0 |  |  |  |  | 0 | 1 | 0 | 0 | 0 | 0 | 0 | 0 |  | 1 | #VALUE! | 1 | 1 | 1 | #VALUE! | 0 | 0 | 0 | 0 | 0 | 0 | 0 | 0 | 0 | 0 | 0 | 0 | 0 | 0 | 0 | 0 | 0 | 0 | 0 | 0 | 0 | 0 | 0 | 0 | 0
Thursday | 1 | 20 | 10 | 466 | 0 | 0 | 0 | 0 | 0 | 0 | 0 | 0 | 0 | 0 | 0 | 0 | 0 | 0 | 0 | 0 | 0 | 0 | 0 | 0 | 0 |  | 0 | 0 | 0 | 0 | 0 | 0 | 0 | 0 |  |  |  |  | 0 | 1 | 0 | 0 | 0 | 0 | 0 | 0 |  | 1 | #VALUE! | 1 | 1 | 1 | #VALUE! | 0 | 0 | 0 | 0 | 0 | 0 | 0 | 0 | 0 | 0 | 0 | 0 | 0 | 0 | 0 | 0 | 0 | 0 | 0 | 0 | 0 | 0 | 0 | 0 | 0
Thursday | 1 | 20 | 11 | 467 | 0 | 0 | 0 | 0 | 0 | 0 | 0 | 0 | 0 | 0 | 0 | 0 | 0 | 0 | 0 | 0 | 0 | 0 | 0 | 0 | 0 |  | 0 | 0 | 0 | 0 | 0 | 0 | 0 | 0 |  |  |  |  | 0 | 1 | 0 | 0 | 0 | 0 | 0 | 0 |  | 1 | #VALUE! | 1 | 1 | 1 | #VALUE! | 0 | 0 | 0 | 0 | 0 | 0 | 0 | 0 | 0 | 0 | 0 | 0 | 0 | 0 | 0 | 0 | 0 | 0 | 0 | 0 | 0 | 0 | 0 | 0 | 0
Thursday | 1 | 20 | 12 | 468 | 0 | 0 | 0 | 0 | 0 | 0 | 0 | 0 | 0 | 0 | 0 | 0 | 0 | 0 | 0 | 0 | 0 | 0 | 0 | 0 | 0 |  | 0 | 0 | 0 | 0 | 0 | 0 | 0 | 0 |  |  |  |  | 0 | 1 | 0 | 0 | 0 | 0 | 0 | 0 |  | 1 | #VALUE! | 1 | 1 | 1 | #VALUE! | 0 | 0 | 0 | 0 | 0 | 0 | 0 | 0 | 0 | 0 | 0 | 0 | 0 | 0 | 0 | 0 | 0 | 0 | 0 | 0 | 0 | 0 | 0 | 0 | 0
Thursday | 1 | 20 | 13 | 469 | 0 | 0 | 0 | 0 | 0 | 0 | 0 | 0 | 0 | 0 | 0 | 0 | 0 | 0 | 0 | 0 | 0 | 0 | 0 | 0 | 0 |  | 0 | 0 | 0 | 0 | 0 | 0 | 0 | 0 |  |  |  |  | 0 | 1 | 0 | 0 | 0 | 0 | 0 | 0 |  | 1 | #VALUE! | 1 | 1 | 1 | #VALUE! | 0 | 0 | 0 | 0 | 0 | 0 | 0 | 0 | 0 | 0 | 0 | 0 | 0 | 0 | 0 | 0 | 0 | 0 | 0 | 0 | 0 | 0 | 0 | 0 | 0
Thursday | 1 | 20 | 14 | 470 | 0 | 0 | 0 | 0 | 0 | 0 | 0 | 0 | 0 | 0 | 0 | 0 | 0 | 0 | 0 | 0 | 0 | 0 | 0 | 0 | 0 |  | 0 | 0 | 0 | 0 | 0 | 0 | 0 | 0 |  |  |  |  | 0 | 1 | 0 | 0 | 0 | 0 | 0 | 0 |  | 1 | #VALUE! | 1 | 1 | 1 | #VALUE! | 0 | 0 | 0 | 0 | 0 | 0 | 0 | 0 | 0 | 0 | 0 | 0 | 0 | 0 | 0 | 0 | 0 | 0 | 0 | 0 | 0 | 0 | 0 | 0 | 0
Thursday | 1 | 20 | 15 | 471 | 0 | 0 | 0 | 0 | 0 | 0 | 0 | 0 | 0 | 0 | 0 | 0 | 0 | 0 | 0 | 0 | 0 | 0 | 0 | 0 | 0 |  | 0 | 0 | 0 | 0 | 0 | 0 | 0 | 0 |  |  |  |  | 0 | 1 | 0 | 0 | 0 | 0 | 0 | 0 |  | 1 | #VALUE! | 1 | 1 | 1 | #VALUE! | 0 | 0 | 0 | 0 | 0 | 0 | 0 | 0 | 0 | 0 | 0 | 0 | 0 | 0 | 0 | 0 | 0 | 0 | 0 | 0 | 0 | 0 | 0 | 0 | 0
Thursday | 1 | 20 | 16 | 472 | 0 | 0 | 0 | 0 | 0 | 0 | 0 | 0 | 0 | 0 | 0 | 0 | 0 | 0 | 0 | 0 | 0 | 0 | 0 | 0 | 0 |  | 0 | 0 | 0 | 0 | 0 | 0 | 0 | 0 |  |  |  |  | 0 | 1 | 0 | 0 | 0 | 0 | 0 | 0 |  | 1 | #VALUE! | 1 | 1 | 1 | #VALUE! | 0 | 0 | 0 | 0 | 0 | 0 | 0 | 0 | 0 | 0 | 0 | 0 | 0 | 0 | 0 | 0 | 0 | 0 | 0 | 0 | 0 | 0 | 0 | 0 | 0
Thursday | 1 | 20 | 17 | 473 | 0 | 0 | 0 | 0 | 0 | 0 | 0 | 0 | 0 | 0 | 0 | 0 | 0 | 0 | 0 | 0 | 0 | 0 | 0 | 0 | 0 |  | 0 | 0 | 0 | 0 | 0 | 0 | 0 | 0 |  |  |  |  | 0 | 1 | 0 | 0 | 0 | 0 | 0 | 0 |  | 1 | #VALUE! | 1 | 1 | 1 | #VALUE! | 0 | 0 | 0 | 0 | 0 | 0 | 0 | 0 | 0 | 0 | 0 | 0 | 0 | 0 | 0 | 0 | 0 | 0 | 0 | 0 | 0 | 0 | 0 | 0 | 0
Thursday | 1 | 20 | 18 | 474 | 0 | 0 | 0 | 0 | 0 | 0 | 0 | 0 | 0 | 0 | 0 | 0 | 0 | 0 | 0 | 0 | 0 | 0 | 0 | 0 | 0 |  | 0 | 0 | 0 | 0 | 0 | 0 | 0 | 0 |  |  |  |  | 0 | 1 | 0 | 0 | 0 | 0 | 0 | 0 |  | 1 | #VALUE! | 1 | 1 | 1 | #VALUE! | 0 | 0 | 0 | 0 | 0 | 0 | 0 | 0 | 0 | 0 | 0 | 0 | 0 | 0 | 0 | 0 | 0 | 0 | 0 | 0 | 0 | 0 | 0 | 0 | 0
Thursday | 1 | 20 | 19 | 475 | 0 | 0 | 0 | 0 | 0 | 0 | 0 | 0 | 0 | 0 | 0 | 0 | 0 | 0 | 0 | 0 | 0 | 0 | 0 | 0 | 0 |  | 0 | 0 | 0 | 0 | 0 | 0 | 0 | 0 |  |  |  |  | 1 | 0 | 0 | 0 | 0 | 0 | 0 | 0 |  | #VALUE! | 1 | 1 | 1 | 1 | #VALUE! | 0 | 0 | 0 | 0 | 0 | 0 | 0 | 0 | 0 | 0 | 0 | 0 | 0 | 0 | 0 | 0 | 0 | 0 | 0 | 0 | 0 | 0 | 0 | 0 | 0
Thursday | 1 | 20 | 20 | 476 | 0 | 0 | 0 | 0 | 0 | 0 | 0 | 0 | 0 | 0 | 0 | 0 | 0 | 0 | 0 | 0 | 0 | 0 | 0 | 0 | 0 |  | 0 | 0 | 0 | 0 | 0 | 0 | 0 | 0 |  |  |  |  | 1 | 0 | 0 | 0 | 0 | 0 | 0 | 0 |  | #VALUE! | 1 | 1 | 1 | 1 | #VALUE! | 0 | 0 | 0 | 0 | 0 | 0 | 0 | 0 | 0 | 0 | 0 | 0 | 0 | 0 | 0 | 0 | 0 | 0 | 0 | 0 | 0 | 0 | 0 | 0 | 0
Thursday | 1 | 20 | 21 | 477 | 0 | 0 | 0 | 0 | 0 | 0 | 0 | 0 | 0 | 0 | 0 | 0 | 0 | 0 | 0 | 0 | 0 | 0 | 0 | 0 | 0 |  | 0 | 0 | 0 | 0 | 0 | 0 | 0 | 0 |  |  |  |  | 0 | 1 | 0 | 0 | 0 | 0 | 0 | 0 |  | 1 | #VALUE! | 1 | 1 | 1 | #VALUE! | 0 | 0 | 0 | 0 | 0 | 0 | 0 | 0 | 0 | 0 | 0 | 0 | 0 | 0 | 0 | 0 | 0 | 0 | 0 | 0 | 0 | 0 | 0 | 0 | 0
Thursday | 1 | 20 | 22 | 478 | 0 | 0 | 0 | 0 | 0 | 0 | 0 | 0 | 0 | 0 | 0 | 0 | 0 | 0 | 0 | 0 | 0 | 0 | 0 | 0 | 0 |  | 0 | 0 | 0 | 0 | 0 | 0 | 0 | 0 |  |  |  |  | 0 | 1 | 0 | 0 | 0 | 0 | 0 | 0 |  | 1 | #VALUE! | 1 | 1 | 1 | #VALUE! | 0 | 0 | 0 | 0 | 0 | 0 | 0 | 0 | 0 | 0 | 0 | 0 | 0 | 0 | 0 | 0 | 0 | 0 | 0 | 0 | 0 | 0 | 0 | 0 | 0
Thursday | 1 | 20 | 23 | 479 | 0 | 0 | 0 | 0 | 0 | 0 | 0 | 0 | 0 | 0 | 0 | 0 | 0 | 0 | 0 | 0 | 0 | 0 | 0 | 0 | 0 |  | 0 | 0 | 0 | 0 | 0 | 0 | 0 | 0 |  |  |  |  | 0 | 0 | 1 | 0 | 0 | 0 | 0 | 0 |  | 1 | 1 | 1 | 1 | 1 | 1 | 0 | 0 | 0 | 0 | 0 | 0 | 0 | 0 | 0 | 0 | 0 | 0 | 0 | 0 | 0 | 0 | 0 | 0 | 0 | 0 | 0 | 0 | 0 | 0 | 0
Thursday | 1 | 20 | 24 | 480 | 0 | 0 | 0 | 0 | 0 | 0 | 0 | 0 | 0 | 0 | 0 | 0 | 0 | 0 | 0 | 0 | 0 | 0 | 0 | 0 | 0 |  | 0 | 0 | 0 | 0 | 0 | 0 | 0 | 0 |  |  |  |  | 0 | 0 | 1 | 0 | 0 | 0 | 0 | 0 |  | 1 | 1 | 1 | 1 | 1 | 1 | 0 | 0 | 0 | 0 | 0 | 0 | 0 | 0 | 0 | 0 | 0 | 0 | 0 | 0 | 0 | 0 | 0 | 0 | 0 | 0 | 0 | 0 | 0 | 0 | 0
Friday | 1 | 21 | 1 | 481 | 0 | 0 | 0 | 0 | 0 | 0 | 0 | 0 | 0 | 0 | 0 | 0 | 0 | 0 | 0 | 0 | 0 | 0 | 0 | 0 | 0 |  | 0 | 0 | 0 | 0 | 0 | 0 | 0 | 0 |  |  |  |  | 0 | 0 | 1 | 0 | 0 | 0 | 0 | 0 |  | 1 | 1 | 1 | 1 | 1 | 1 | 0 | 0 | 0 | 0 | 0 | 0 | 0 | 0 | 0 | 0 | 0 | 0 | 0 | 0 | 0 | 0 | 0 | 0 | 0 | 0 | 0 | 0 | 0 | 0 | 0
Friday | 1 | 21 | 2 | 482 | 0 | 0 | 0 | 0 | 0 | 0 | 0 | 0 | 0 | 0 | 0 | 0 | 0 | 0 | 0 | 0 | 0 | 0 | 0 | 0 | 0 |  | 0 | 0 | 0 | 0 | 0 | 0 | 0 | 0 |  |  |  |  | 0 | 0 | 1 | 0 | 0 | 0 | 0 | 0 |  | 1 | 1 | 1 | 1 | 1 | 1 | 0 | 0 | 0 | 0 | 0 | 0 | 0 | 0 | 0 | 0 | 0 | 0 | 0 | 0 | 0 | 0 | 0 | 0 | 0 | 0 | 0 | 0 | 0 | 0 | 0
Friday | 1 | 21 | 3 | 483 | 0 | 0 | 0 | 0 | 0 | 0 | 0 | 0 | 0 | 0 | 0 | 0 | 0 | 0 | 0 | 0 | 0 | 0 | 0 | 0 | 0 |  | 0 | 0 | 0 | 0 | 0 | 0 | 0 | 0 |  |  |  |  | 0 | 0 | 1 | 0 | 0 | 0 | 0 | 0 |  | 1 | 1 | 1 | 1 | 1 | 1 | 0 | 0 | 0 | 0 | 0 | 0 | 0 | 0 | 0 | 0 | 0 | 0 | 0 | 0 | 0 | 0 | 0 | 0 | 0 | 0 | 0 | 0 | 0 | 0 | 0
Friday | 1 | 21 | 4 | 484 | 0 | 0 | 0 | 0 | 0 | 0 | 0 | 0 | 0 | 0 | 0 | 0 | 0 | 0 | 0 | 0 | 0 | 0 | 0 | 0 | 0 |  | 0 | 0 | 0 | 0 | 0 | 0 | 0 | 0 |  |  |  |  | 0 | 0 | 1 | 0 | 0 | 0 | 0 | 0 |  | 1 | 1 | 1 | 1 | 1 | 1 | 0 | 0 | 0 | 0 | 0 | 0 | 0 | 0 | 0 | 0 | 0 | 0 | 0 | 0 | 0 | 0 | 0 | 0 | 0 | 0 | 0 | 0 | 0 | 0 | 0
Friday | 1 | 21 | 5 | 485 | 0 | 0 | 0 | 0 | 0 | 0 | 0 | 0 | 0 | 0 | 0 | 0 | 0 | 0 | 0 | 0 | 0 | 0 | 0 | 0 | 0 |  | 0 | 0 | 0 | 0 | 0 | 0 | 0 | 0 |  |  |  |  | 0 | 0 | 1 | 0 | 0 | 0 | 0 | 0 |  | 1 | 1 | 1 | 1 | 1 | 1 | 0 | 0 | 0 | 0 | 0 | 0 | 0 | 0 | 0 | 0 | 0 | 0 | 0 | 0 | 0 | 0 | 0 | 0 | 0 | 0 | 0 | 0 | 0 | 0 | 0
Friday | 1 | 21 | 6 | 486 | 0 | 0 | 0 | 0 | 0 | 0 | 0 | 0 | 0 | 0 | 0 | 0 | 0 | 0 | 0 | 0 | 0 | 0 | 0 | 0 | 0 |  | 0 | 0 | 0 | 0 | 0 | 0 | 0 | 0 |  |  |  |  | 0 | 0 | 1 | 0 | 0 | 0 | 0 | 0 |  | 1 | 1 | 1 | 1 | 1 | 1 | 0 | 0 | 0 | 0 | 0 | 0 | 0 | 0 | 0 | 0 | 0 | 0 | 0 | 0 | 0 | 0 | 0 | 0 | 0 | 0 | 0 | 0 | 0 | 0 | 0
Friday | 1 | 21 | 7 | 487 | 0 | 0 | 0 | 0 | 0 | 0 | 0 | 0 | 0 | 0 | 0 | 0 | 0 | 0 | 0 | 0 | 0 | 0 | 0 | 0 | 0 |  | 0 | 0 | 0 | 0 | 0 | 0 | 0 | 0 |  |  |  |  | 0 | 0 | 1 | 0 | 0 | 0 | 0 | 0 |  | 1 | 1 | 1 | 1 | 1 | 1 | 0 | 0 | 0 | 0 | 0 | 0 | 0 | 0 | 0 | 0 | 0 | 0 | 0 | 0 | 0 | 0 | 0 | 0 | 0 | 0 | 0 | 0 | 0 | 0 | 0
Friday | 1 | 21 | 8 | 488 | 0 | 0 | 0 | 0 | 0 | 0 | 0 | 0 | 0 | 0 | 0 | 0 | 0 | 0 | 0 | 0 | 0 | 0 | 0 | 0 | 0 |  | 0 | 0 | 0 | 0 | 0 | 0 | 0 | 0 |  |  |  |  | 0 | 1 | 0 | 0 | 0 | 0 | 0 | 0 |  | 1 | #VALUE! | 1 | 1 | 1 | #VALUE! | 0 | 0 | 0 | 0 | 0 | 0 | 0 | 0 | 0 | 0 | 0 | 0 | 0 | 0 | 0 | 0 | 0 | 0 | 0 | 0 | 0 | 0 | 0 | 0 | 0
Friday | 1 | 21 | 9 | 489 | 0 | 0 | 0 | 0 | 0 | 0 | 0 | 0 | 0 | 0 | 0 | 0 | 0 | 0 | 0 | 0 | 0 | 0 | 0 | 0 | 0 |  | 0 | 0 | 0 | 0 | 0 | 0 | 0 | 0 |  |  |  |  | 0 | 1 | 0 | 0 | 0 | 0 | 0 | 0 |  | 1 | #VALUE! | 1 | 1 | 1 | #VALUE! | 0 | 0 | 0 | 0 | 0 | 0 | 0 | 0 | 0 | 0 | 0 | 0 | 0 | 0 | 0 | 0 | 0 | 0 | 0 | 0 | 0 | 0 | 0 | 0 | 0
Friday | 1 | 21 | 10 | 490 | 0 | 0 | 0 | 0 | 0 | 0 | 0 | 0 | 0 | 0 | 0 | 0 | 0 | 0 | 0 | 0 | 0 | 0 | 0 | 0 | 0 |  | 0 | 0 | 0 | 0 | 0 | 0 | 0 | 0 |  |  |  |  | 0 | 1 | 0 | 0 | 0 | 0 | 0 | 0 |  | 1 | #VALUE! | 1 | 1 | 1 | #VALUE! | 0 | 0 | 0 | 0 | 0 | 0 | 0 | 0 | 0 | 0 | 0 | 0 | 0 | 0 | 0 | 0 | 0 | 0 | 0 | 0 | 0 | 0 | 0 | 0 | 0
Friday | 1 | 21 | 11 | 491 | 0 | 0 | 0 | 0 | 0 | 0 | 0 | 0 | 0 | 0 | 0 | 0 | 0 | 0 | 0 | 0 | 0 | 0 | 0 | 0 | 0 |  | 0 | 0 | 0 | 0 | 0 | 0 | 0 | 0 |  |  |  |  | 0 | 1 | 0 | 0 | 0 | 0 | 0 | 0 |  | 1 | #VALUE! | 1 | 1 | 1 | #VALUE! | 0 | 0 | 0 | 0 | 0 | 0 | 0 | 0 | 0 | 0 | 0 | 0 | 0 | 0 | 0 | 0 | 0 | 0 | 0 | 0 | 0 | 0 | 0 | 0 | 0
Friday | 1 | 21 | 12 | 492 | 0 | 0 | 0 | 0 | 0 | 0 | 0 | 0 | 0 | 0 | 0 | 0 | 0 | 0 | 0 | 0 | 0 | 0 | 0 | 0 | 0 |  | 0 | 0 | 0 | 0 | 0 | 0 | 0 | 0 |  |  |  |  | 0 | 1 | 0 | 0 | 0 | 0 | 0 | 0 |  | 1 | #VALUE! | 1 | 1 | 1 | #VALUE! | 0 | 0 | 0 | 0 | 0 | 0 | 0 | 0 | 0 | 0 | 0 | 0 | 0 | 0 | 0 | 0 | 0 | 0 | 0 | 0 | 0 | 0 | 0 | 0 | 0
Friday | 1 | 21 | 13 | 493 | 0 | 0 | 0 | 0 | 0 | 0 | 0 | 0 | 0 | 0 | 0 | 0 | 0 | 0 | 0 | 0 | 0 | 0 | 0 | 0 | 0 |  | 0 | 0 | 0 | 0 | 0 | 0 | 0 | 0 |  |  |  |  | 0 | 1 | 0 | 0 | 0 | 0 | 0 | 0 |  | 1 | #VALUE! | 1 | 1 | 1 | #VALUE! | 0 | 0 | 0 | 0 | 0 | 0 | 0 | 0 | 0 | 0 | 0 | 0 | 0 | 0 | 0 | 0 | 0 | 0 | 0 | 0 | 0 | 0 | 0 | 0 | 0
Friday | 1 | 21 | 14 | 494 | 0 | 0 | 0 | 0 | 0 | 0 | 0 | 0 | 0 | 0 | 0 | 0 | 0 | 0 | 0 | 0 | 0 | 0 | 0 | 0 | 0 |  | 0 | 0 | 0 | 0 | 0 | 0 | 0 | 0 |  |  |  |  | 0 | 1 | 0 | 0 | 0 | 0 | 0 | 0 |  | 1 | #VALUE! | 1 | 1 | 1 | #VALUE! | 0 | 0 | 0 | 0 | 0 | 0 | 0 | 0 | 0 | 0 | 0 | 0 | 0 | 0 | 0 | 0 | 0 | 0 | 0 | 0 | 0 | 0 | 0 | 0 | 0
Friday | 1 | 21 | 15 | 495 | 0 | 0 | 0 | 0 | 0 | 0 | 0 | 0 | 0 | 0 | 0 | 0 | 0 | 0 | 0 | 0 | 0 | 0 | 0 | 0 | 0 |  | 0 | 0 | 0 | 0 | 0 | 0 | 0 | 0 |  |  |  |  | 0 | 1 | 0 | 0 | 0 | 0 | 0 | 0 |  | 1 | #VALUE! | 1 | 1 | 1 | #VALUE! | 0 | 0 | 0 | 0 | 0 | 0 | 0 | 0 | 0 | 0 | 0 | 0 | 0 | 0 | 0 | 0 | 0 | 0 | 0 | 0 | 0 | 0 | 0 | 0 | 0
Friday | 1 | 21 | 16 | 496 | 0 | 0 | 0 | 0 | 0 | 0 | 0 | 0 | 0 | 0 | 0 | 0 | 0 | 0 | 0 | 0 | 0 | 0 | 0 | 0 | 0 |  | 0 | 0 | 0 | 0 | 0 | 0 | 0 | 0 |  |  |  |  | 0 | 1 | 0 | 0 | 0 | 0 | 0 | 0 |  | 1 | #VALUE! | 1 | 1 | 1 | #VALUE! | 0 | 0 | 0 | 0 | 0 | 0 | 0 | 0 | 0 | 0 | 0 | 0 | 0 | 0 | 0 | 0 | 0 | 0 | 0 | 0 | 0 | 0 | 0 | 0 | 0
Friday | 1 | 21 | 17 | 497 | 0 | 0 | 0 | 0 | 0 | 0 | 0 | 0 | 0 | 0 | 0 | 0 | 0 | 0 | 0 | 0 | 0 | 0 | 0 | 0 | 0 |  | 0 | 0 | 0 | 0 | 0 | 0 | 0 | 0 |  |  |  |  | 0 | 1 | 0 | 0 | 0 | 0 | 0 | 0 |  | 1 | #VALUE! | 1 | 1 | 1 | #VALUE! | 0 | 0 | 0 | 0 | 0 | 0 | 0 | 0 | 0 | 0 | 0 | 0 | 0 | 0 | 0 | 0 | 0 | 0 | 0 | 0 | 0 | 0 | 0 | 0 | 0
Friday | 1 | 21 | 18 | 498 | 0 | 0 | 0 | 0 | 0 | 0 | 0 | 0 | 0 | 0 | 0 | 0 | 0 | 0 | 0 | 0 | 0 | 0 | 0 | 0 | 0 |  | 0 | 0 | 0 | 0 | 0 | 0 | 0 | 0 |  |  |  |  | 0 | 1 | 0 | 0 | 0 | 0 | 0 | 0 |  | 1 | #VALUE! | 1 | 1 | 1 | #VALUE! | 0 | 0 | 0 | 0 | 0 | 0 | 0 | 0 | 0 | 0 | 0 | 0 | 0 | 0 | 0 | 0 | 0 | 0 | 0 | 0 | 0 | 0 | 0 | 0 | 0
Friday | 1 | 21 | 19 | 499 | 0 | 0 | 0 | 0 | 0 | 0 | 0 | 0 | 0 | 0 | 0 | 0 | 0 | 0 | 0 | 0 | 0 | 0 | 0 | 0 | 0 |  | 0 | 0 | 0 | 0 | 0 | 0 | 0 | 0 |  |  |  |  | 1 | 0 | 0 | 0 | 0 | 0 | 0 | 0 |  | #VALUE! | 1 | 1 | 1 | 1 | #VALUE! | 0 | 0 | 0 | 0 | 0 | 0 | 0 | 0 | 0 | 0 | 0 | 0 | 0 | 0 | 0 | 0 | 0 | 0 | 0 | 0 | 0 | 0 | 0 | 0 | 0
Friday | 1 | 21 | 20 | 500 | 0 | 0 | 0 | 0 | 0 | 0 | 0 | 0 | 0 | 0 | 0 | 0 | 0 | 0 | 0 | 0 | 0 | 0 | 0 | 0 | 0 |  | 0 | 0 | 0 | 0 | 0 | 0 | 0 | 0 |  |  |  |  | 1 | 0 | 0 | 0 | 0 | 0 | 0 | 0 |  | #VALUE! | 1 | 1 | 1 | 1 | #VALUE! | 0 | 0 | 0 | 0 | 0 | 0 | 0 | 0 | 0 | 0 | 0 | 0 | 0 | 0 | 0 | 0 | 0 | 0 | 0 | 0 | 0 | 0 | 0 | 0 | 0
Friday | 1 | 21 | 21 | 501 | 0 | 0 | 0 | 0 | 0 | 0 | 0 | 0 | 0 | 0 | 0 | 0 | 0 | 0 | 0 | 0 | 0 | 0 | 0 | 0 | 0 |  | 0 | 0 | 0 | 0 | 0 | 0 | 0 | 0 |  |  |  |  | 0 | 1 | 0 | 0 | 0 | 0 | 0 | 0 |  | 1 | #VALUE! | 1 | 1 | 1 | #VALUE! | 0 | 0 | 0 | 0 | 0 | 0 | 0 | 0 | 0 | 0 | 0 | 0 | 0 | 0 | 0 | 0 | 0 | 0 | 0 | 0 | 0 | 0 | 0 | 0 | 0
Friday | 1 | 21 | 22 | 502 | 0 | 0 | 0 | 0 | 0 | 0 | 0 | 0 | 0 | 0 | 0 | 0 | 0 | 0 | 0 | 0 | 0 | 0 | 0 | 0 | 0 |  | 0 | 0 | 0 | 0 | 0 | 0 | 0 | 0 |  |  |  |  | 0 | 1 | 0 | 0 | 0 | 0 | 0 | 0 |  | 1 | #VALUE! | 1 | 1 | 1 | #VALUE! | 0 | 0 | 0 | 0 | 0 | 0 | 0 | 0 | 0 | 0 | 0 | 0 | 0 | 0 | 0 | 0 | 0 | 0 | 0 | 0 | 0 | 0 | 0 | 0 | 0
Friday | 1 | 21 | 23 | 503 | 0 | 0 | 0 | 0 | 0 | 0 | 0 | 0 | 0 | 0 | 0 | 0 | 0 | 0 | 0 | 0 | 0 | 0 | 0 | 0 | 0 |  | 0 | 0 | 0 | 0 | 0 | 0 | 0 | 0 |  |  |  |  | 0 | 0 | 1 | 0 | 0 | 0 | 0 | 0 |  | 1 | 1 | 1 | 1 | 1 | 1 | 0 | 0 | 0 | 0 | 0 | 0 | 0 | 0 | 0 | 0 | 0 | 0 | 0 | 0 | 0 | 0 | 0 | 0 | 0 | 0 | 0 | 0 | 0 | 0 | 0
Friday | 1 | 21 | 24 | 504 | 0 | 0 | 0 | 0 | 0 | 0 | 0 | 0 | 0 | 0 | 0 | 0 | 0 | 0 | 0 | 0 | 0 | 0 | 0 | 0 | 0 |  | 0 | 0 | 0 | 0 | 0 | 0 | 0 | 0 |  |  |  |  | 0 | 0 | 1 | 0 | 0 | 0 | 0 | 0 |  | 1 | 1 | 1 | 1 | 1 | 1 | 0 | 0 | 0 | 0 | 0 | 0 | 0 | 0 | 0 | 0 | 0 | 0 | 0 | 0 | 0 | 0 | 0 | 0 | 0 | 0 | 0 | 0 | 0 | 0 | 0
Saturday | 1 | 22 | 1 | 505 | 0 | 0 | 0 | 0 | 0 | 0 | 0 | 0 | 0 | 0 | 0 | 0 | 0 | 0 | 0 | 0 | 0 | 0 | 0 | 0 | 0 |  | 0 | 0 | 0 | 0 | 0 | 0 | 0 | 0 |  |  |  |  | 0 | 0 | 1 | 0 | 0 | 0 | 0 | 0 |  | 1 | 1 | 1 | 1 | 1 | 1 | 0 | 0 | 0 | 0 | 0 | 0 | 0 | 0 | 0 | 0 | 0 | 0 | 0 | 0 | 0 | 0 | 0 | 0 | 0 | 0 | 0 | 0 | 0 | 0 | 0
Saturday | 1 | 22 | 2 | 506 | 0 | 0 | 0 | 0 | 0 | 0 | 0 | 0 | 0 | 0 | 0 | 0 | 0 | 0 | 0 | 0 | 0 | 0 | 0 | 0 | 0 |  | 0 | 0 | 0 | 0 | 0 | 0 | 0 | 0 |  |  |  |  | 0 | 0 | 1 | 0 | 0 | 0 | 0 | 0 |  | 1 | 1 | 1 | 1 | 1 | 1 | 0 | 0 | 0 | 0 | 0 | 0 | 0 | 0 | 0 | 0 | 0 | 0 | 0 | 0 | 0 | 0 | 0 | 0 | 0 | 0 | 0 | 0 | 0 | 0 | 0
Saturday | 1 | 22 | 3 | 507 | 0 | 0 | 0 | 0 | 0 | 0 | 0 | 0 | 0 | 0 | 0 | 0 | 0 | 0 | 0 | 0 | 0 | 0 | 0 | 0 | 0 |  | 0 | 0 | 0 | 0 | 0 | 0 | 0 | 0 |  |  |  |  | 0 | 0 | 1 | 0 | 0 | 0 | 0 | 0 |  | 1 | 1 | 1 | 1 | 1 | 1 | 0 | 0 | 0 | 0 | 0 | 0 | 0 | 0 | 0 | 0 | 0 | 0 | 0 | 0 | 0 | 0 | 0 | 0 | 0 | 0 | 0 | 0 | 0 | 0 | 0
Saturday | 1 | 22 | 4 | 508 | 0 | 0 | 0 | 0 | 0 | 0 | 0 | 0 | 0 | 0 | 0 | 0 | 0 | 0 | 0 | 0 | 0 | 0 | 0 | 0 | 0 |  | 0 | 0 | 0 | 0 | 0 | 0 | 0 | 0 |  |  |  |  | 0 | 0 | 1 | 0 | 0 | 0 | 0 | 0 |  | 1 | 1 | 1 | 1 | 1 | 1 | 0 | 0 | 0 | 0 | 0 | 0 | 0 | 0 | 0 | 0 | 0 | 0 | 0 | 0 | 0 | 0 | 0 | 0 | 0 | 0 | 0 | 0 | 0 | 0 | 0
Saturday | 1 | 22 | 5 | 509 | 0 | 0 | 0 | 0 | 0 | 0 | 0 | 0 | 0 | 0 | 0 | 0 | 0 | 0 | 0 | 0 | 0 | 0 | 0 | 0 | 0 |  | 0 | 0 | 0 | 0 | 0 | 0 | 0 | 0 |  |  |  |  | 0 | 0 | 1 | 0 | 0 | 0 | 0 | 0 |  | 1 | 1 | 1 | 1 | 1 | 1 | 0 | 0 | 0 | 0 | 0 | 0 | 0 | 0 | 0 | 0 | 0 | 0 | 0 | 0 | 0 | 0 | 0 | 0 | 0 | 0 | 0 | 0 | 0 | 0 | 0
Saturday | 1 | 22 | 6 | 510 | 0 | 0 | 0 | 0 | 0 | 0 | 0 | 0 | 0 | 0 | 0 | 0 | 0 | 0 | 0 | 0 | 0 | 0 | 0 | 0 | 0 |  | 0 | 0 | 0 | 0 | 0 | 0 | 0 | 0 |  |  |  |  | 0 | 0 | 1 | 0 | 0 | 0 | 0 | 0 |  | 1 | 1 | 1 | 1 | 1 | 1 | 0 | 0 | 0 | 0 | 0 | 0 | 0 | 0 | 0 | 0 | 0 | 0 | 0 | 0 | 0 | 0 | 0 | 0 | 0 | 0 | 0 | 0 | 0 | 0 | 0
Saturday | 1 | 22 | 7 | 511 | 0 | 0 | 0 | 0 | 0 | 0 | 0 | 0 | 0 | 0 | 0 | 0 | 0 | 0 | 0 | 0 | 0 | 0 | 0 | 0 | 0 |  | 0 | 0 | 0 | 0 | 0 | 0 | 0 | 0 |  |  |  |  | 0 | 0 | 1 | 0 | 0 | 0 | 0 | 0 |  | 1 | 1 | 1 | 1 | 1 | 1 | 0 | 0 | 0 | 0 | 0 | 0 | 0 | 0 | 0 | 0 | 0 | 0 | 0 | 0 | 0 | 0 | 0 | 0 | 0 | 0 | 0 | 0 | 0 | 0 | 0
Saturday | 1 | 22 | 8 | 512 | 0 | 0 | 0 | 0 | 0 | 0 | 0 | 0 | 0 | 0 | 0 | 0 | 0 | 0 | 0 | 0 | 0 | 0 | 0 | 0 | 0 |  | 0 | 0 | 0 | 0 | 0 | 0 | 0 | 0 |  |  |  |  | 0 | 0 | 1 | 0 | 0 | 0 | 0 | 0 |  | 1 | 1 | 1 | 1 | 1 | 1 | 0 | 0 | 0 | 0 | 0 | 0 | 0 | 0 | 0 | 0 | 0 | 0 | 0 | 0 | 0 | 0 | 0 | 0 | 0 | 0 | 0 | 0 | 0 | 0 | 0
Saturday | 1 | 22 | 9 | 513 | 0 | 0 | 0 | 0 | 0 | 0 | 0 | 0 | 0 | 0 | 0 | 0 | 0 | 0 | 0 | 0 | 0 | 0 | 0 | 0 | 0 |  | 0 | 0 | 0 | 0 | 0 | 0 | 0 | 0 |  |  |  |  | 0 | 0 | 1 | 0 | 0 | 0 | 0 | 0 |  | 1 | 1 | 1 | 1 | 1 | 1 | 0 | 0 | 0 | 0 | 0 | 0 | 0 | 0 | 0 | 0 | 0 | 0 | 0 | 0 | 0 | 0 | 0 | 0 | 0 | 0 | 0 | 0 | 0 | 0 | 0
Saturday | 1 | 22 | 10 | 514 | 0 | 0 | 0 | 0 | 0 | 0 | 0 | 0 | 0 | 0 | 0 | 0 | 0 | 0 | 0 | 0 | 0 | 0 | 0 | 0 | 0 |  | 0 | 0 | 0 | 0 | 0 | 0 | 0 | 0 |  |  |  |  | 0 | 0 | 1 | 0 | 0 | 0 | 0 | 0 |  | 1 | 1 | 1 | 1 | 1 | 1 | 0 | 0 | 0 | 0 | 0 | 0 | 0 | 0 | 0 | 0 | 0 | 0 | 0 | 0 | 0 | 0 | 0 | 0 | 0 | 0 | 0 | 0 | 0 | 0 | 0
Saturday | 1 | 22 | 11 | 515 | 0 | 0 | 0 | 0 | 0 | 0 | 0 | 0 | 0 | 0 | 0 | 0 | 0 | 0 | 0 | 0 | 0 | 0 | 0 | 0 | 0 |  | 0 | 0 | 0 | 0 | 0 | 0 | 0 | 0 |  |  |  |  | 0 | 0 | 1 | 0 | 0 | 0 | 0 | 0 |  | 1 | 1 | 1 | 1 | 1 | 1 | 0 | 0 | 0 | 0 | 0 | 0 | 0 | 0 | 0 | 0 | 0 | 0 | 0 | 0 | 0 | 0 | 0 | 0 | 0 | 0 | 0 | 0 | 0 | 0 | 0
Saturday | 1 | 22 | 12 | 516 | 0 | 0 | 0 | 0 | 0 | 0 | 0 | 0 | 0 | 0 | 0 | 0 | 0 | 0 | 0 | 0 | 0 | 0 | 0 | 0 | 0 |  | 0 | 0 | 0 | 0 | 0 | 0 | 0 | 0 |  |  |  |  | 0 | 0 | 1 | 0 | 0 | 0 | 0 | 0 |  | 1 | 1 | 1 | 1 | 1 | 1 | 0 | 0 | 0 | 0 | 0 | 0 | 0 | 0 | 0 | 0 | 0 | 0 | 0 | 0 | 0 | 0 | 0 | 0 | 0 | 0 | 0 | 0 | 0 | 0 | 0
Saturday | 1 | 22 | 13 | 517 | 0 | 0 | 0 | 0 | 0 | 0 | 0 | 0 | 0 | 0 | 0 | 0 | 0 | 0 | 0 | 0 | 0 | 0 | 0 | 0 | 0 |  | 0 | 0 | 0 | 0 | 0 | 0 | 0 | 0 |  |  |  |  | 0 | 0 | 1 | 0 | 0 | 0 | 0 | 0 |  | 1 | 1 | 1 | 1 | 1 | 1 | 0 | 0 | 0 | 0 | 0 | 0 | 0 | 0 | 0 | 0 | 0 | 0 | 0 | 0 | 0 | 0 | 0 | 0 | 0 | 0 | 0 | 0 | 0 | 0 | 0
Saturday | 1 | 22 | 14 | 518 | 0 | 0 | 0 | 0 | 0 | 0 | 0 | 0 | 0 | 0 | 0 | 0 | 0 | 0 | 0 | 0 | 0 | 0 | 0 | 0 | 0 |  | 0 | 0 | 0 | 0 | 0 | 0 | 0 | 0 |  |  |  |  | 0 | 0 | 1 | 0 | 0 | 0 | 0 | 0 |  | 1 | 1 | 1 | 1 | 1 | 1 | 0 | 0 | 0 | 0 | 0 | 0 | 0 | 0 | 0 | 0 | 0 | 0 | 0 | 0 | 0 | 0 | 0 | 0 | 0 | 0 | 0 | 0 | 0 | 0 | 0
Saturday | 1 | 22 | 15 | 519 | 0 | 0 | 0 | 0 | 0 | 0 | 0 | 0 | 0 | 0 | 0 | 0 | 0 | 0 | 0 | 0 | 0 | 0 | 0 | 0 | 0 |  | 0 | 0 | 0 | 0 | 0 | 0 | 0 | 0 |  |  |  |  | 0 | 0 | 1 | 0 | 0 | 0 | 0 | 0 |  | 1 | 1 | 1 | 1 | 1 | 1 | 0 | 0 | 0 | 0 | 0 | 0 | 0 | 0 | 0 | 0 | 0 | 0 | 0 | 0 | 0 | 0 | 0 | 0 | 0 | 0 | 0 | 0 | 0 | 0 | 0
Saturday | 1 | 22 | 16 | 520 | 0 | 0 | 0 | 0 | 0 | 0 | 0 | 0 | 0 | 0 | 0 | 0 | 0 | 0 | 0 | 0 | 0 | 0 | 0 | 0 | 0 |  | 0 | 0 | 0 | 0 | 0 | 0 | 0 | 0 |  |  |  |  | 0 | 0 | 1 | 0 | 0 | 0 | 0 | 0 |  | 1 | 1 | 1 | 1 | 1 | 1 | 0 | 0 | 0 | 0 | 0 | 0 | 0 | 0 | 0 | 0 | 0 | 0 | 0 | 0 | 0 | 0 | 0 | 0 | 0 | 0 | 0 | 0 | 0 | 0 | 0
Saturday | 1 | 22 | 17 | 521 | 0 | 0 | 0 | 0 | 0 | 0 | 0 | 0 | 0 | 0 | 0 | 0 | 0 | 0 | 0 | 0 | 0 | 0 | 0 | 0 | 0 |  | 0 | 0 | 0 | 0 | 0 | 0 | 0 | 0 |  |  |  |  | 0 | 0 | 1 | 0 | 0 | 0 | 0 | 0 |  | 1 | 1 | 1 | 1 | 1 | 1 | 0 | 0 | 0 | 0 | 0 | 0 | 0 | 0 | 0 | 0 | 0 | 0 | 0 | 0 | 0 | 0 | 0 | 0 | 0 | 0 | 0 | 0 | 0 | 0 | 0
Saturday | 1 | 22 | 18 | 522 | 0 | 0 | 0 | 0 | 0 | 0 | 0 | 0 | 0 | 0 | 0 | 0 | 0 | 0 | 0 | 0 | 0 | 0 | 0 | 0 | 0 |  | 0 | 0 | 0 | 0 | 0 | 0 | 0 | 0 |  |  |  |  | 0 | 0 | 1 | 0 | 0 | 0 | 0 | 0 |  | 1 | 1 | 1 | 1 | 1 | 1 | 0 | 0 | 0 | 0 | 0 | 0 | 0 | 0 | 0 | 0 | 0 | 0 | 0 | 0 | 0 | 0 | 0 | 0 | 0 | 0 | 0 | 0 | 0 | 0 | 0
Saturday | 1 | 22 | 19 | 523 | 0 | 0 | 0 | 0 | 0 | 0 | 0 | 0 | 0 | 0 | 0 | 0 | 0 | 0 | 0 | 0 | 0 | 0 | 0 | 0 | 0 |  | 0 | 0 | 0 | 0 | 0 | 0 | 0 | 0 |  |  |  |  | 0 | 0 | 1 | 0 | 0 | 0 | 0 | 0 |  | 1 | 1 | 1 | 1 | 1 | 1 | 0 | 0 | 0 | 0 | 0 | 0 | 0 | 0 | 0 | 0 | 0 | 0 | 0 | 0 | 0 | 0 | 0 | 0 | 0 | 0 | 0 | 0 | 0 | 0 | 0
Saturday | 1 | 22 | 20 | 524 | 0 | 0 | 0 | 0 | 0 | 0 | 0 | 0 | 0 | 0 | 0 | 0 | 0 | 0 | 0 | 0 | 0 | 0 | 0 | 0 | 0 |  | 0 | 0 | 0 | 0 | 0 | 0 | 0 | 0 |  |  |  |  | 0 | 0 | 1 | 0 | 0 | 0 | 0 | 0 |  | 1 | 1 | 1 | 1 | 1 | 1 | 0 | 0 | 0 | 0 | 0 | 0 | 0 | 0 | 0 | 0 | 0 | 0 | 0 | 0 | 0 | 0 | 0 | 0 | 0 | 0 | 0 | 0 | 0 | 0 | 0
Saturday | 1 | 22 | 21 | 525 | 0 | 0 | 0 | 0 | 0 | 0 | 0 | 0 | 0 | 0 | 0 | 0 | 0 | 0 | 0 | 0 | 0 | 0 | 0 | 0 | 0 |  | 0 | 0 | 0 | 0 | 0 | 0 | 0 | 0 |  |  |  |  | 0 | 0 | 1 | 0 | 0 | 0 | 0 | 0 |  | 1 | 1 | 1 | 1 | 1 | 1 | 0 | 0 | 0 | 0 | 0 | 0 | 0 | 0 | 0 | 0 | 0 | 0 | 0 | 0 | 0 | 0 | 0 | 0 | 0 | 0 | 0 | 0 | 0 | 0 | 0
Saturday | 1 | 22 | 22 | 526 | 0 | 0 | 0 | 0 | 0 | 0 | 0 | 0 | 0 | 0 | 0 | 0 | 0 | 0 | 0 | 0 | 0 | 0 | 0 | 0 | 0 |  | 0 | 0 | 0 | 0 | 0 | 0 | 0 | 0 |  |  |  |  | 0 | 0 | 1 | 0 | 0 | 0 | 0 | 0 |  | 1 | 1 | 1 | 1 | 1 | 1 | 0 | 0 | 0 | 0 | 0 | 0 | 0 | 0 | 0 | 0 | 0 | 0 | 0 | 0 | 0 | 0 | 0 | 0 | 0 | 0 | 0 | 0 | 0 | 0 | 0
Saturday | 1 | 22 | 23 | 527 | 0 | 0 | 0 | 0 | 0 | 0 | 0 | 0 | 0 | 0 | 0 | 0 | 0 | 0 | 0 | 0 | 0 | 0 | 0 | 0 | 0 |  | 0 | 0 | 0 | 0 | 0 | 0 | 0 | 0 |  |  |  |  | 0 | 0 | 1 | 0 | 0 | 0 | 0 | 0 |  | 1 | 1 | 1 | 1 | 1 | 1 | 0 | 0 | 0 | 0 | 0 | 0 | 0 | 0 | 0 | 0 | 0 | 0 | 0 | 0 | 0 | 0 | 0 | 0 | 0 | 0 | 0 | 0 | 0 | 0 | 0
Saturday | 1 | 22 | 24 | 528 | 0 | 0 | 0 | 0 | 0 | 0 | 0 | 0 | 0 | 0 | 0 | 0 | 0 | 0 | 0 | 0 | 0 | 0 | 0 | 0 | 0 |  | 0 | 0 | 0 | 0 | 0 | 0 | 0 | 0 |  |  |  |  | 0 | 0 | 1 | 0 | 0 | 0 | 0 | 0 |  | 1 | 1 | 1 | 1 | 1 | 1 | 0 | 0 | 0 | 0 | 0 | 0 | 0 | 0 | 0 | 0 | 0 | 0 | 0 | 0 | 0 | 0 | 0 | 0 | 0 | 0 | 0 | 0 | 0 | 0 | 0
Sunday | 1 | 23 | 1 | 529 | 0 | 0 | 0 | 0 | 0 | 0 | 0 | 0 | 0 | 0 | 0 | 0 | 0 | 0 | 0 | 0 | 0 | 0 | 0 | 0 | 0 |  | 0 | 0 | 0 | 0 | 0 | 0 | 0 | 0 |  |  |  |  | 0 | 0 | 1 | 0 | 0 | 0 | 0 | 0 |  | 1 | 1 | 1 | 1 | 1 | 1 | 0 | 0 | 0 | 0 | 0 | 0 | 0 | 0 | 0 | 0 | 0 | 0 | 0 | 0 | 0 | 0 | 0 | 0 | 0 | 0 | 0 | 0 | 0 | 0 | 0
Sunday | 1 | 23 | 2 | 530 | 0 | 0 | 0 | 0 | 0 | 0 | 0 | 0 | 0 | 0 | 0 | 0 | 0 | 0 | 0 | 0 | 0 | 0 | 0 | 0 | 0 |  | 0 | 0 | 0 | 0 | 0 | 0 | 0 | 0 |  |  |  |  | 0 | 0 | 1 | 0 | 0 | 0 | 0 | 0 |  | 1 | 1 | 1 | 1 | 1 | 1 | 0 | 0 | 0 | 0 | 0 | 0 | 0 | 0 | 0 | 0 | 0 | 0 | 0 | 0 | 0 | 0 | 0 | 0 | 0 | 0 | 0 | 0 | 0 | 0 | 0
Sunday | 1 | 23 | 3 | 531 | 0 | 0 | 0 | 0 | 0 | 0 | 0 | 0 | 0 | 0 | 0 | 0 | 0 | 0 | 0 | 0 | 0 | 0 | 0 | 0 | 0 |  | 0 | 0 | 0 | 0 | 0 | 0 | 0 | 0 |  |  |  |  | 0 | 0 | 1 | 0 | 0 | 0 | 0 | 0 |  | 1 | 1 | 1 | 1 | 1 | 1 | 0 | 0 | 0 | 0 | 0 | 0 | 0 | 0 | 0 | 0 | 0 | 0 | 0 | 0 | 0 | 0 | 0 | 0 | 0 | 0 | 0 | 0 | 0 | 0 | 0
Sunday | 1 | 23 | 4 | 532 | 0 | 0 | 0 | 0 | 0 | 0 | 0 | 0 | 0 | 0 | 0 | 0 | 0 | 0 | 0 | 0 | 0 | 0 | 0 | 0 | 0 |  | 0 | 0 | 0 | 0 | 0 | 0 | 0 | 0 |  |  |  |  | 0 | 0 | 1 | 0 | 0 | 0 | 0 | 0 |  | 1 | 1 | 1 | 1 | 1 | 1 | 0 | 0 | 0 | 0 | 0 | 0 | 0 | 0 | 0 | 0 | 0 | 0 | 0 | 0 | 0 | 0 | 0 | 0 | 0 | 0 | 0 | 0 | 0 | 0 | 0
Sunday | 1 | 23 | 5 | 533 | 0 | 0 | 0 | 0 | 0 | 0 | 0 | 0 | 0 | 0 | 0 | 0 | 0 | 0 | 0 | 0 | 0 | 0 | 0 | 0 | 0 |  | 0 | 0 | 0 | 0 | 0 | 0 | 0 | 0 |  |  |  |  | 0 | 0 | 1 | 0 | 0 | 0 | 0 | 0 |  | 1 | 1 | 1 | 1 | 1 | 1 | 0 | 0 | 0 | 0 | 0 | 0 | 0 | 0 | 0 | 0 | 0 | 0 | 0 | 0 | 0 | 0 | 0 | 0 | 0 | 0 | 0 | 0 | 0 | 0 | 0
Sunday | 1 | 23 | 6 | 534 | 0 | 0 | 0 | 0 | 0 | 0 | 0 | 0 | 0 | 0 | 0 | 0 | 0 | 0 | 0 | 0 | 0 | 0 | 0 | 0 | 0 |  | 0 | 0 | 0 | 0 | 0 | 0 | 0 | 0 |  |  |  |  | 0 | 0 | 1 | 0 | 0 | 0 | 0 | 0 |  | 1 | 1 | 1 | 1 | 1 | 1 | 0 | 0 | 0 | 0 | 0 | 0 | 0 | 0 | 0 | 0 | 0 | 0 | 0 | 0 | 0 | 0 | 0 | 0 | 0 | 0 | 0 | 0 | 0 | 0 | 0
Sunday | 1 | 23 | 7 | 535 | 0 | 0 | 0 | 0 | 0 | 0 | 0 | 0 | 0 | 0 | 0 | 0 | 0 | 0 | 0 | 0 | 0 | 0 | 0 | 0 | 0 |  | 0 | 0 | 0 | 0 | 0 | 0 | 0 | 0 |  |  |  |  | 0 | 0 | 1 | 0 | 0 | 0 | 0 | 0 |  | 1 | 1 | 1 | 1 | 1 | 1 | 0 | 0 | 0 | 0 | 0 | 0 | 0 | 0 | 0 | 0 | 0 | 0 | 0 | 0 | 0 | 0 | 0 | 0 | 0 | 0 | 0 | 0 | 0 | 0 | 0
Sunday | 1 | 23 | 8 | 536 | 0 | 0 | 0 | 0 | 0 | 0 | 0 | 0 | 0 | 0 | 0 | 0 | 0 | 0 | 0 | 0 | 0 | 0 | 0 | 0 | 0 |  | 0 | 0 | 0 | 0 | 0 | 0 | 0 | 0 |  |  |  |  | 0 | 0 | 1 | 0 | 0 | 0 | 0 | 0 |  | 1 | 1 | 1 | 1 | 1 | 1 | 0 | 0 | 0 | 0 | 0 | 0 | 0 | 0 | 0 | 0 | 0 | 0 | 0 | 0 | 0 | 0 | 0 | 0 | 0 | 0 | 0 | 0 | 0 | 0 | 0
Sunday | 1 | 23 | 9 | 537 | 0 | 0 | 0 | 0 | 0 | 0 | 0 | 0 | 0 | 0 | 0 | 0 | 0 | 0 | 0 | 0 | 0 | 0 | 0 | 0 | 0 |  | 0 | 0 | 0 | 0 | 0 | 0 | 0 | 0 |  |  |  |  | 0 | 0 | 1 | 0 | 0 | 0 | 0 | 0 |  | 1 | 1 | 1 | 1 | 1 | 1 | 0 | 0 | 0 | 0 | 0 | 0 | 0 | 0 | 0 | 0 | 0 | 0 | 0 | 0 | 0 | 0 | 0 | 0 | 0 | 0 | 0 | 0 | 0 | 0 | 0
Sunday | 1 | 23 | 10 | 538 | 0 | 0 | 0 | 0 | 0 | 0 | 0 | 0 | 0 | 0 | 0 | 0 | 0 | 0 | 0 | 0 | 0 | 0 | 0 | 0 | 0 |  | 0 | 0 | 0 | 0 | 0 | 0 | 0 | 0 |  |  |  |  | 0 | 0 | 1 | 0 | 0 | 0 | 0 | 0 |  | 1 | 1 | 1 | 1 | 1 | 1 | 0 | 0 | 0 | 0 | 0 | 0 | 0 | 0 | 0 | 0 | 0 | 0 | 0 | 0 | 0 | 0 | 0 | 0 | 0 | 0 | 0 | 0 | 0 | 0 | 0
Sunday | 1 | 23 | 11 | 539 | 0 | 0 | 0 | 0 | 0 | 0 | 0 | 0 | 0 | 0 | 0 | 0 | 0 | 0 | 0 | 0 | 0 | 0 | 0 | 0 | 0 |  | 0 | 0 | 0 | 0 | 0 | 0 | 0 | 0 |  |  |  |  | 0 | 0 | 1 | 0 | 0 | 0 | 0 | 0 |  | 1 | 1 | 1 | 1 | 1 | 1 | 0 | 0 | 0 | 0 | 0 | 0 | 0 | 0 | 0 | 0 | 0 | 0 | 0 | 0 | 0 | 0 | 0 | 0 | 0 | 0 | 0 | 0 | 0 | 0 | 0
Sunday | 1 | 23 | 12 | 540 | 0 | 0 | 0 | 0 | 0 | 0 | 0 | 0 | 0 | 0 | 0 | 0 | 0 | 0 | 0 | 0 | 0 | 0 | 0 | 0 | 0 |  | 0 | 0 | 0 | 0 | 0 | 0 | 0 | 0 |  |  |  |  | 0 | 0 | 1 | 0 | 0 | 0 | 0 | 0 |  | 1 | 1 | 1 | 1 | 1 | 1 | 0 | 0 | 0 | 0 | 0 | 0 | 0 | 0 | 0 | 0 | 0 | 0 | 0 | 0 | 0 | 0 | 0 | 0 | 0 | 0 | 0 | 0 | 0 | 0 | 0
Sunday | 1 | 23 | 13 | 541 | 0 | 0 | 0 | 0 | 0 | 0 | 0 | 0 | 0 | 0 | 0 | 0 | 0 | 0 | 0 | 0 | 0 | 0 | 0 | 0 | 0 |  | 0 | 0 | 0 | 0 | 0 | 0 | 0 | 0 |  |  |  |  | 0 | 0 | 1 | 0 | 0 | 0 | 0 | 0 |  | 1 | 1 | 1 | 1 | 1 | 1 | 0 | 0 | 0 | 0 | 0 | 0 | 0 | 0 | 0 | 0 | 0 | 0 | 0 | 0 | 0 | 0 | 0 | 0 | 0 | 0 | 0 | 0 | 0 | 0 | 0
Sunday | 1 | 23 | 14 | 542 | 0 | 0 | 0 | 0 | 0 | 0 | 0 | 0 | 0 | 0 | 0 | 0 | 0 | 0 | 0 | 0 | 0 | 0 | 0 | 0 | 0 |  | 0 | 0 | 0 | 0 | 0 | 0 | 0 | 0 |  |  |  |  | 0 | 0 | 1 | 0 | 0 | 0 | 0 | 0 |  | 1 | 1 | 1 | 1 | 1 | 1 | 0 | 0 | 0 | 0 | 0 | 0 | 0 | 0 | 0 | 0 | 0 | 0 | 0 | 0 | 0 | 0 | 0 | 0 | 0 | 0 | 0 | 0 | 0 | 0 | 0
Sunday | 1 | 23 | 15 | 543 | 0 | 0 | 0 | 0 | 0 | 0 | 0 | 0 | 0 | 0 | 0 | 0 | 0 | 0 | 0 | 0 | 0 | 0 | 0 | 0 | 0 |  | 0 | 0 | 0 | 0 | 0 | 0 | 0 | 0 |  |  |  |  | 0 | 0 | 1 | 0 | 0 | 0 | 0 | 0 |  | 1 | 1 | 1 | 1 | 1 | 1 | 0 | 0 | 0 | 0 | 0 | 0 | 0 | 0 | 0 | 0 | 0 | 0 | 0 | 0 | 0 | 0 | 0 | 0 | 0 | 0 | 0 | 0 | 0 | 0 | 0
Sunday | 1 | 23 | 16 | 544 | 0 | 0 | 0 | 0 | 0 | 0 | 0 | 0 | 0 | 0 | 0 | 0 | 0 | 0 | 0 | 0 | 0 | 0 | 0 | 0 | 0 |  | 0 | 0 | 0 | 0 | 0 | 0 | 0 | 0 |  |  |  |  | 0 | 0 | 1 | 0 | 0 | 0 | 0 | 0 |  | 1 | 1 | 1 | 1 | 1 | 1 | 0 | 0 | 0 | 0 | 0 | 0 | 0 | 0 | 0 | 0 | 0 | 0 | 0 | 0 | 0 | 0 | 0 | 0 | 0 | 0 | 0 | 0 | 0 | 0 | 0
Sunday | 1 | 23 | 17 | 545 | 0 | 0 | 0 | 0 | 0 | 0 | 0 | 0 | 0 | 0 | 0 | 0 | 0 | 0 | 0 | 0 | 0 | 0 | 0 | 0 | 0 |  | 0 | 0 | 0 | 0 | 0 | 0 | 0 | 0 |  |  |  |  | 0 | 0 | 1 | 0 | 0 | 0 | 0 | 0 |  | 1 | 1 | 1 | 1 | 1 | 1 | 0 | 0 | 0 | 0 | 0 | 0 | 0 | 0 | 0 | 0 | 0 | 0 | 0 | 0 | 0 | 0 | 0 | 0 | 0 | 0 | 0 | 0 | 0 | 0 | 0
Sunday | 1 | 23 | 18 | 546 | 0 | 0 | 0 | 0 | 0 | 0 | 0 | 0 | 0 | 0 | 0 | 0 | 0 | 0 | 0 | 0 | 0 | 0 | 0 | 0 | 0 |  | 0 | 0 | 0 | 0 | 0 | 0 | 0 | 0 |  |  |  |  | 0 | 0 | 1 | 0 | 0 | 0 | 0 | 0 |  | 1 | 1 | 1 | 1 | 1 | 1 | 0 | 0 | 0 | 0 | 0 | 0 | 0 | 0 | 0 | 0 | 0 | 0 | 0 | 0 | 0 | 0 | 0 | 0 | 0 | 0 | 0 | 0 | 0 | 0 | 0
Sunday | 1 | 23 | 19 | 547 | 0 | 0 | 0 | 0 | 0 | 0 | 0 | 0 | 0 | 0 | 0 | 0 | 0 | 0 | 0 | 0 | 0 | 0 | 0 | 0 | 0 |  | 0 | 0 | 0 | 0 | 0 | 0 | 0 | 0 |  |  |  |  | 0 | 0 | 1 | 0 | 0 | 0 | 0 | 0 |  | 1 | 1 | 1 | 1 | 1 | 1 | 0 | 0 | 0 | 0 | 0 | 0 | 0 | 0 | 0 | 0 | 0 | 0 | 0 | 0 | 0 | 0 | 0 | 0 | 0 | 0 | 0 | 0 | 0 | 0 | 0
Sunday | 1 | 23 | 20 | 548 | 0 | 0 | 0 | 0 | 0 | 0 | 0 | 0 | 0 | 0 | 0 | 0 | 0 | 0 | 0 | 0 | 0 | 0 | 0 | 0 | 0 |  | 0 | 0 | 0 | 0 | 0 | 0 | 0 | 0 |  |  |  |  | 0 | 0 | 1 | 0 | 0 | 0 | 0 | 0 |  | 1 | 1 | 1 | 1 | 1 | 1 | 0 | 0 | 0 | 0 | 0 | 0 | 0 | 0 | 0 | 0 | 0 | 0 | 0 | 0 | 0 | 0 | 0 | 0 | 0 | 0 | 0 | 0 | 0 | 0 | 0
Sunday | 1 | 23 | 21 | 549 | 0 | 0 | 0 | 0 | 0 | 0 | 0 | 0 | 0 | 0 | 0 | 0 | 0 | 0 | 0 | 0 | 0 | 0 | 0 | 0 | 0 |  | 0 | 0 | 0 | 0 | 0 | 0 | 0 | 0 |  |  |  |  | 0 | 0 | 1 | 0 | 0 | 0 | 0 | 0 |  | 1 | 1 | 1 | 1 | 1 | 1 | 0 | 0 | 0 | 0 | 0 | 0 | 0 | 0 | 0 | 0 | 0 | 0 | 0 | 0 | 0 | 0 | 0 | 0 | 0 | 0 | 0 | 0 | 0 | 0 | 0
Sunday | 1 | 23 | 22 | 550 | 0 | 0 | 0 | 0 | 0 | 0 | 0 | 0 | 0 | 0 | 0 | 0 | 0 | 0 | 0 | 0 | 0 | 0 | 0 | 0 | 0 |  | 0 | 0 | 0 | 0 | 0 | 0 | 0 | 0 |  |  |  |  | 0 | 0 | 1 | 0 | 0 | 0 | 0 | 0 |  | 1 | 1 | 1 | 1 | 1 | 1 | 0 | 0 | 0 | 0 | 0 | 0 | 0 | 0 | 0 | 0 | 0 | 0 | 0 | 0 | 0 | 0 | 0 | 0 | 0 | 0 | 0 | 0 | 0 | 0 | 0
Sunday | 1 | 23 | 23 | 551 | 0 | 0 | 0 | 0 | 0 | 0 | 0 | 0 | 0 | 0 | 0 | 0 | 0 | 0 | 0 | 0 | 0 | 0 | 0 | 0 | 0 |  | 0 | 0 | 0 | 0 | 0 | 0 | 0 | 0 |  |  |  |  | 0 | 0 | 1 | 0 | 0 | 0 | 0 | 0 |  | 1 | 1 | 1 | 1 | 1 | 1 | 0 | 0 | 0 | 0 | 0 | 0 | 0 | 0 | 0 | 0 | 0 | 0 | 0 | 0 | 0 | 0 | 0 | 0 | 0 | 0 | 0 | 0 | 0 | 0 | 0
Sunday | 1 | 23 | 24 | 552 | 0 | 0 | 0 | 0 | 0 | 0 | 0 | 0 | 0 | 0 | 0 | 0 | 0 | 0 | 0 | 0 | 0 | 0 | 0 | 0 | 0 |  | 0 | 0 | 0 | 0 | 0 | 0 | 0 | 0 |  |  |  |  | 0 | 0 | 1 | 0 | 0 | 0 | 0 | 0 |  | 1 | 1 | 1 | 1 | 1 | 1 | 0 | 0 | 0 | 0 | 0 | 0 | 0 | 0 | 0 | 0 | 0 | 0 | 0 | 0 | 0 | 0 | 0 | 0 | 0 | 0 | 0 | 0 | 0 | 0 | 0
Monday | 1 | 24 | 1 | 553 | 0 | 0 | 0 | 0 | 0 | 0 | 0 | 0 | 0 | 0 | 0 | 0 | 0 | 0 | 0 | 0 | 0 | 0 | 0 | 0 | 0 |  | 0 | 0 | 0 | 0 | 0 | 0 | 0 | 0 |  |  |  |  | 0 | 0 | 1 | 0 | 0 | 0 | 0 | 0 |  | 1 | 1 | 1 | 1 | 1 | 1 | 0 | 0 | 0 | 0 | 0 | 0 | 0 | 0 | 0 | 0 | 0 | 0 | 0 | 0 | 0 | 0 | 0 | 0 | 0 | 0 | 0 | 0 | 0 | 0 | 0
Monday | 1 | 24 | 2 | 554 | 0 | 0 | 0 | 0 | 0 | 0 | 0 | 0 | 0 | 0 | 0 | 0 | 0 | 0 | 0 | 0 | 0 | 0 | 0 | 0 | 0 |  | 0 | 0 | 0 | 0 | 0 | 0 | 0 | 0 |  |  |  |  | 0 | 0 | 1 | 0 | 0 | 0 | 0 | 0 |  | 1 | 1 | 1 | 1 | 1 | 1 | 0 | 0 | 0 | 0 | 0 | 0 | 0 | 0 | 0 | 0 | 0 | 0 | 0 | 0 | 0 | 0 | 0 | 0 | 0 | 0 | 0 | 0 | 0 | 0 | 0
Monday | 1 | 24 | 3 | 555 | 0 | 0 | 0 | 0 | 0 | 0 | 0 | 0 | 0 | 0 | 0 | 0 | 0 | 0 | 0 | 0 | 0 | 0 | 0 | 0 | 0 |  | 0 | 0 | 0 | 0 | 0 | 0 | 0 | 0 |  |  |  |  | 0 | 0 | 1 | 0 | 0 | 0 | 0 | 0 |  | 1 | 1 | 1 | 1 | 1 | 1 | 0 | 0 | 0 | 0 | 0 | 0 | 0 | 0 | 0 | 0 | 0 | 0 | 0 | 0 | 0 | 0 | 0 | 0 | 0 | 0 | 0 | 0 | 0 | 0 | 0
Monday | 1 | 24 | 4 | 556 | 0 | 0 | 0 | 0 | 0 | 0 | 0 | 0 | 0 | 0 | 0 | 0 | 0 | 0 | 0 | 0 | 0 | 0 | 0 | 0 | 0 |  | 0 | 0 | 0 | 0 | 0 | 0 | 0 | 0 |  |  |  |  | 0 | 0 | 1 | 0 | 0 | 0 | 0 | 0 |  | 1 | 1 | 1 | 1 | 1 | 1 | 0 | 0 | 0 | 0 | 0 | 0 | 0 | 0 | 0 | 0 | 0 | 0 | 0 | 0 | 0 | 0 | 0 | 0 | 0 | 0 | 0 | 0 | 0 | 0 | 0
Monday | 1 | 24 | 5 | 557 | 0 | 0 | 0 | 0 | 0 | 0 | 0 | 0 | 0 | 0 | 0 | 0 | 0 | 0 | 0 | 0 | 0 | 0 | 0 | 0 | 0 |  | 0 | 0 | 0 | 0 | 0 | 0 | 0 | 0 |  |  |  |  | 0 | 0 | 1 | 0 | 0 | 0 | 0 | 0 |  | 1 | 1 | 1 | 1 | 1 | 1 | 0 | 0 | 0 | 0 | 0 | 0 | 0 | 0 | 0 | 0 | 0 | 0 | 0 | 0 | 0 | 0 | 0 | 0 | 0 | 0 | 0 | 0 | 0 | 0 | 0
Monday | 1 | 24 | 6 | 558 | 0 | 0 | 0 | 0 | 0 | 0 | 0 | 0 | 0 | 0 | 0 | 0 | 0 | 0 | 0 | 0 | 0 | 0 | 0 | 0 | 0 |  | 0 | 0 | 0 | 0 | 0 | 0 | 0 | 0 |  |  |  |  | 0 | 0 | 1 | 0 | 0 | 0 | 0 | 0 |  | 1 | 1 | 1 | 1 | 1 | 1 | 0 | 0 | 0 | 0 | 0 | 0 | 0 | 0 | 0 | 0 | 0 | 0 | 0 | 0 | 0 | 0 | 0 | 0 | 0 | 0 | 0 | 0 | 0 | 0 | 0
Monday | 1 | 24 | 7 | 559 | 0 | 0 | 0 | 0 | 0 | 0 | 0 | 0 | 0 | 0 | 0 | 0 | 0 | 0 | 0 | 0 | 0 | 0 | 0 | 0 | 0 |  | 0 | 0 | 0 | 0 | 0 | 0 | 0 | 0 |  |  |  |  | 0 | 0 | 1 | 0 | 0 | 0 | 0 | 0 |  | 1 | 1 | 1 | 1 | 1 | 1 | 0 | 0 | 0 | 0 | 0 | 0 | 0 | 0 | 0 | 0 | 0 | 0 | 0 | 0 | 0 | 0 | 0 | 0 | 0 | 0 | 0 | 0 | 0 | 0 | 0
Monday | 1 | 24 | 8 | 560 | 0 | 0 | 0 | 0 | 0 | 0 | 0 | 0 | 0 | 0 | 0 | 0 | 0 | 0 | 0 | 0 | 0 | 0 | 0 | 0 | 0 |  | 0 | 0 | 0 | 0 | 0 | 0 | 0 | 0 |  |  |  |  | 0 | 1 | 0 | 0 | 0 | 0 | 0 | 0 |  | 1 | #VALUE! | 1 | 1 | 1 | #VALUE! | 0 | 0 | 0 | 0 | 0 | 0 | 0 | 0 | 0 | 0 | 0 | 0 | 0 | 0 | 0 | 0 | 0 | 0 | 0 | 0 | 0 | 0 | 0 | 0 | 0
Monday | 1 | 24 | 9 | 561 | 0 | 0 | 0 | 0 | 0 | 0 | 0 | 0 | 0 | 0 | 0 | 0 | 0 | 0 | 0 | 0 | 0 | 0 | 0 | 0 | 0 |  | 0 | 0 | 0 | 0 | 0 | 0 | 0 | 0 |  |  |  |  | 0 | 1 | 0 | 0 | 0 | 0 | 0 | 0 |  | 1 | #VALUE! | 1 | 1 | 1 | #VALUE! | 0 | 0 | 0 | 0 | 0 | 0 | 0 | 0 | 0 | 0 | 0 | 0 | 0 | 0 | 0 | 0 | 0 | 0 | 0 | 0 | 0 | 0 | 0 | 0 | 0
Monday | 1 | 24 | 10 | 562 | 0 | 0 | 0 | 0 | 0 | 0 | 0 | 0 | 0 | 0 | 0 | 0 | 0 | 0 | 0 | 0 | 0 | 0 | 0 | 0 | 0 |  | 0 | 0 | 0 | 0 | 0 | 0 | 0 | 0 |  |  |  |  | 0 | 1 | 0 | 0 | 0 | 0 | 0 | 0 |  | 1 | #VALUE! | 1 | 1 | 1 | #VALUE! | 0 | 0 | 0 | 0 | 0 | 0 | 0 | 0 | 0 | 0 | 0 | 0 | 0 | 0 | 0 | 0 | 0 | 0 | 0 | 0 | 0 | 0 | 0 | 0 | 0
Monday | 1 | 24 | 11 | 563 | 0 | 0 | 0 | 0 | 0 | 0 | 0 | 0 | 0 | 0 | 0 | 0 | 0 | 0 | 0 | 0 | 0 | 0 | 0 | 0 | 0 |  | 0 | 0 | 0 | 0 | 0 | 0 | 0 | 0 |  |  |  |  | 0 | 1 | 0 | 0 | 0 | 0 | 0 | 0 |  | 1 | #VALUE! | 1 | 1 | 1 | #VALUE! | 0 | 0 | 0 | 0 | 0 | 0 | 0 | 0 | 0 | 0 | 0 | 0 | 0 | 0 | 0 | 0 | 0 | 0 | 0 | 0 | 0 | 0 | 0 | 0 | 0
Monday | 1 | 24 | 12 | 564 | 0 | 0 | 0 | 0 | 0 | 0 | 0 | 0 | 0 | 0 | 0 | 0 | 0 | 0 | 0 | 0 | 0 | 0 | 0 | 0 | 0 |  | 0 | 0 | 0 | 0 | 0 | 0 | 0 | 0 |  |  |  |  | 0 | 1 | 0 | 0 | 0 | 0 | 0 | 0 |  | 1 | #VALUE! | 1 | 1 | 1 | #VALUE! | 0 | 0 | 0 | 0 | 0 | 0 | 0 | 0 | 0 | 0 | 0 | 0 | 0 | 0 | 0 | 0 | 0 | 0 | 0 | 0 | 0 | 0 | 0 | 0 | 0
Monday | 1 | 24 | 13 | 565 | 0 | 0 | 0 | 0 | 0 | 0 | 0 | 0 | 0 | 0 | 0 | 0 | 0 | 0 | 0 | 0 | 0 | 0 | 0 | 0 | 0 |  | 0 | 0 | 0 | 0 | 0 | 0 | 0 | 0 |  |  |  |  | 0 | 1 | 0 | 0 | 0 | 0 | 0 | 0 |  | 1 | #VALUE! | 1 | 1 | 1 | #VALUE! | 0 | 0 | 0 | 0 | 0 | 0 | 0 | 0 | 0 | 0 | 0 | 0 | 0 | 0 | 0 | 0 | 0 | 0 | 0 | 0 | 0 | 0 | 0 | 0 | 0
Monday | 1 | 24 | 14 | 566 | 0 | 0 | 0 | 0 | 0 | 0 | 0 | 0 | 0 | 0 | 0 | 0 | 0 | 0 | 0 | 0 | 0 | 0 | 0 | 0 | 0 |  | 0 | 0 | 0 | 0 | 0 | 0 | 0 | 0 |  |  |  |  | 0 | 1 | 0 | 0 | 0 | 0 | 0 | 0 |  | 1 | #VALUE! | 1 | 1 | 1 | #VALUE! | 0 | 0 | 0 | 0 | 0 | 0 | 0 | 0 | 0 | 0 | 0 | 0 | 0 | 0 | 0 | 0 | 0 | 0 | 0 | 0 | 0 | 0 | 0 | 0 | 0
Monday | 1 | 24 | 15 | 567 | 0 | 0 | 0 | 0 | 0 | 0 | 0 | 0 | 0 | 0 | 0 | 0 | 0 | 0 | 0 | 0 | 0 | 0 | 0 | 0 | 0 |  | 0 | 0 | 0 | 0 | 0 | 0 | 0 | 0 |  |  |  |  | 0 | 1 | 0 | 0 | 0 | 0 | 0 | 0 |  | 1 | #VALUE! | 1 | 1 | 1 | #VALUE! | 0 | 0 | 0 | 0 | 0 | 0 | 0 | 0 | 0 | 0 | 0 | 0 | 0 | 0 | 0 | 0 | 0 | 0 | 0 | 0 | 0 | 0 | 0 | 0 | 0
Monday | 1 | 24 | 16 | 568 | 0 | 0 | 0 | 0 | 0 | 0 | 0 | 0 | 0 | 0 | 0 | 0 | 0 | 0 | 0 | 0 | 0 | 0 | 0 | 0 | 0 |  | 0 | 0 | 0 | 0 | 0 | 0 | 0 | 0 |  |  |  |  | 0 | 1 | 0 | 0 | 0 | 0 | 0 | 0 |  | 1 | #VALUE! | 1 | 1 | 1 | #VALUE! | 0 | 0 | 0 | 0 | 0 | 0 | 0 | 0 | 0 | 0 | 0 | 0 | 0 | 0 | 0 | 0 | 0 | 0 | 0 | 0 | 0 | 0 | 0 | 0 | 0
Monday | 1 | 24 | 17 | 569 | 0 | 0 | 0 | 0 | 0 | 0 | 0 | 0 | 0 | 0 | 0 | 0 | 0 | 0 | 0 | 0 | 0 | 0 | 0 | 0 | 0 |  | 0 | 0 | 0 | 0 | 0 | 0 | 0 | 0 |  |  |  |  | 0 | 1 | 0 | 0 | 0 | 0 | 0 | 0 |  | 1 | #VALUE! | 1 | 1 | 1 | #VALUE! | 0 | 0 | 0 | 0 | 0 | 0 | 0 | 0 | 0 | 0 | 0 | 0 | 0 | 0 | 0 | 0 | 0 | 0 | 0 | 0 | 0 | 0 | 0 | 0 | 0
Monday | 1 | 24 | 18 | 570 | 0 | 0 | 0 | 0 | 0 | 0 | 0 | 0 | 0 | 0 | 0 | 0 | 0 | 0 | 0 | 0 | 0 | 0 | 0 | 0 | 0 |  | 0 | 0 | 0 | 0 | 0 | 0 | 0 | 0 |  |  |  |  | 0 | 1 | 0 | 0 | 0 | 0 | 0 | 0 |  | 1 | #VALUE! | 1 | 1 | 1 | #VALUE! | 0 | 0 | 0 | 0 | 0 | 0 | 0 | 0 | 0 | 0 | 0 | 0 | 0 | 0 | 0 | 0 | 0 | 0 | 0 | 0 | 0 | 0 | 0 | 0 | 0
Monday | 1 | 24 | 19 | 571 | 0 | 0 | 0 | 0 | 0 | 0 | 0 | 0 | 0 | 0 | 0 | 0 | 0 | 0 | 0 | 0 | 0 | 0 | 0 | 0 | 0 |  | 0 | 0 | 0 | 0 | 0 | 0 | 0 | 0 |  |  |  |  | 1 | 0 | 0 | 0 | 0 | 0 | 0 | 0 |  | #VALUE! | 1 | 1 | 1 | 1 | #VALUE! | 0 | 0 | 0 | 0 | 0 | 0 | 0 | 0 | 0 | 0 | 0 | 0 | 0 | 0 | 0 | 0 | 0 | 0 | 0 | 0 | 0 | 0 | 0 | 0 | 0
Monday | 1 | 24 | 20 | 572 | 0 | 0 | 0 | 0 | 0 | 0 | 0 | 0 | 0 | 0 | 0 | 0 | 0 | 0 | 0 | 0 | 0 | 0 | 0 | 0 | 0 |  | 0 | 0 | 0 | 0 | 0 | 0 | 0 | 0 |  |  |  |  | 1 | 0 | 0 | 0 | 0 | 0 | 0 | 0 |  | #VALUE! | 1 | 1 | 1 | 1 | #VALUE! | 0 | 0 | 0 | 0 | 0 | 0 | 0 | 0 | 0 | 0 | 0 | 0 | 0 | 0 | 0 | 0 | 0 | 0 | 0 | 0 | 0 | 0 | 0 | 0 | 0
Monday | 1 | 24 | 21 | 573 | 0 | 0 | 0 | 0 | 0 | 0 | 0 | 0 | 0 | 0 | 0 | 0 | 0 | 0 | 0 | 0 | 0 | 0 | 0 | 0 | 0 |  | 0 | 0 | 0 | 0 | 0 | 0 | 0 | 0 |  |  |  |  | 0 | 1 | 0 | 0 | 0 | 0 | 0 | 0 |  | 1 | #VALUE! | 1 | 1 | 1 | #VALUE! | 0 | 0 | 0 | 0 | 0 | 0 | 0 | 0 | 0 | 0 | 0 | 0 | 0 | 0 | 0 | 0 | 0 | 0 | 0 | 0 | 0 | 0 | 0 | 0 | 0
Monday | 1 | 24 | 22 | 574 | 0 | 0 | 0 | 0 | 0 | 0 | 0 | 0 | 0 | 0 | 0 | 0 | 0 | 0 | 0 | 0 | 0 | 0 | 0 | 0 | 0 |  | 0 | 0 | 0 | 0 | 0 | 0 | 0 | 0 |  |  |  |  | 0 | 1 | 0 | 0 | 0 | 0 | 0 | 0 |  | 1 | #VALUE! | 1 | 1 | 1 | #VALUE! | 0 | 0 | 0 | 0 | 0 | 0 | 0 | 0 | 0 | 0 | 0 | 0 | 0 | 0 | 0 | 0 | 0 | 0 | 0 | 0 | 0 | 0 | 0 | 0 | 0
Monday | 1 | 24 | 23 | 575 | 0 | 0 | 0 | 0 | 0 | 0 | 0 | 0 | 0 | 0 | 0 | 0 | 0 | 0 | 0 | 0 | 0 | 0 | 0 | 0 | 0 |  | 0 | 0 | 0 | 0 | 0 | 0 | 0 | 0 |  |  |  |  | 0 | 0 | 1 | 0 | 0 | 0 | 0 | 0 |  | 1 | 1 | 1 | 1 | 1 | 1 | 0 | 0 | 0 | 0 | 0 | 0 | 0 | 0 | 0 | 0 | 0 | 0 | 0 | 0 | 0 | 0 | 0 | 0 | 0 | 0 | 0 | 0 | 0 | 0 | 0
Monday | 1 | 24 | 24 | 576 | 0 | 0 | 0 | 0 | 0 | 0 | 0 | 0 | 0 | 0 | 0 | 0 | 0 | 0 | 0 | 0 | 0 | 0 | 0 | 0 | 0 |  | 0 | 0 | 0 | 0 | 0 | 0 | 0 | 0 |  |  |  |  | 0 | 0 | 1 | 0 | 0 | 0 | 0 | 0 |  | 1 | 1 | 1 | 1 | 1 | 1 | 0 | 0 | 0 | 0 | 0 | 0 | 0 | 0 | 0 | 0 | 0 | 0 | 0 | 0 | 0 | 0 | 0 | 0 | 0 | 0 | 0 | 0 | 0 | 0 | 0
Tuesday | 1 | 25 | 1 | 577 | 0 | 0 | 0 | 0 | 0 | 0 | 0 | 0 | 0 | 0 | 0 | 0 | 0 | 0 | 0 | 0 | 0 | 0 | 0 | 0 | 0 |  | 0 | 0 | 0 | 0 | 0 | 0 | 0 | 0 |  |  |  |  | 0 | 0 | 1 | 0 | 0 | 0 | 0 | 0 |  | 1 | 1 | 1 | 1 | 1 | 1 | 0 | 0 | 0 | 0 | 0 | 0 | 0 | 0 | 0 | 0 | 0 | 0 | 0 | 0 | 0 | 0 | 0 | 0 | 0 | 0 | 0 | 0 | 0 | 0 | 0
Tuesday | 1 | 25 | 2 | 578 | 0 | 0 | 0 | 0 | 0 | 0 | 0 | 0 | 0 | 0 | 0 | 0 | 0 | 0 | 0 | 0 | 0 | 0 | 0 | 0 | 0 |  | 0 | 0 | 0 | 0 | 0 | 0 | 0 | 0 |  |  |  |  | 0 | 0 | 1 | 0 | 0 | 0 | 0 | 0 |  | 1 | 1 | 1 | 1 | 1 | 1 | 0 | 0 | 0 | 0 | 0 | 0 | 0 | 0 | 0 | 0 | 0 | 0 | 0 | 0 | 0 | 0 | 0 | 0 | 0 | 0 | 0 | 0 | 0 | 0 | 0
Tuesday | 1 | 25 | 3 | 579 | 0 | 0 | 0 | 0 | 0 | 0 | 0 | 0 | 0 | 0 | 0 | 0 | 0 | 0 | 0 | 0 | 0 | 0 | 0 | 0 | 0 |  | 0 | 0 | 0 | 0 | 0 | 0 | 0 | 0 |  |  |  |  | 0 | 0 | 1 | 0 | 0 | 0 | 0 | 0 |  | 1 | 1 | 1 | 1 | 1 | 1 | 0 | 0 | 0 | 0 | 0 | 0 | 0 | 0 | 0 | 0 | 0 | 0 | 0 | 0 | 0 | 0 | 0 | 0 | 0 | 0 | 0 | 0 | 0 | 0 | 0
Tuesday | 1 | 25 | 4 | 580 | 0 | 0 | 0 | 0 | 0 | 0 | 0 | 0 | 0 | 0 | 0 | 0 | 0 | 0 | 0 | 0 | 0 | 0 | 0 | 0 | 0 |  | 0 | 0 | 0 | 0 | 0 | 0 | 0 | 0 |  |  |  |  | 0 | 0 | 1 | 0 | 0 | 0 | 0 | 0 |  | 1 | 1 | 1 | 1 | 1 | 1 | 0 | 0 | 0 | 0 | 0 | 0 | 0 | 0 | 0 | 0 | 0 | 0 | 0 | 0 | 0 | 0 | 0 | 0 | 0 | 0 | 0 | 0 | 0 | 0 | 0
Tuesday | 1 | 25 | 5 | 581 | 0 | 0 | 0 | 0 | 0 | 0 | 0 | 0 | 0 | 0 | 0 | 0 | 0 | 0 | 0 | 0 | 0 | 0 | 0 | 0 | 0 |  | 0 | 0 | 0 | 0 | 0 | 0 | 0 | 0 |  |  |  |  | 0 | 0 | 1 | 0 | 0 | 0 | 0 | 0 |  | 1 | 1 | 1 | 1 | 1 | 1 | 0 | 0 | 0 | 0 | 0 | 0 | 0 | 0 | 0 | 0 | 0 | 0 | 0 | 0 | 0 | 0 | 0 | 0 | 0 | 0 | 0 | 0 | 0 | 0 | 0
Tuesday | 1 | 25 | 6 | 582 | 0 | 0 | 0 | 0 | 0 | 0 | 0 | 0 | 0 | 0 | 0 | 0 | 0 | 0 | 0 | 0 | 0 | 0 | 0 | 0 | 0 |  | 0 | 0 | 0 | 0 | 0 | 0 | 0 | 0 |  |  |  |  | 0 | 0 | 1 | 0 | 0 | 0 | 0 | 0 |  | 1 | 1 | 1 | 1 | 1 | 1 | 0 | 0 | 0 | 0 | 0 | 0 | 0 | 0 | 0 | 0 | 0 | 0 | 0 | 0 | 0 | 0 | 0 | 0 | 0 | 0 | 0 | 0 | 0 | 0 | 0
Tuesday | 1 | 25 | 7 | 583 | 0 | 0 | 0 | 0 | 0 | 0 | 0 | 0 | 0 | 0 | 0 | 0 | 0 | 0 | 0 | 0 | 0 | 0 | 0 | 0 | 0 |  | 0 | 0 | 0 | 0 | 0 | 0 | 0 | 0 |  |  |  |  | 0 | 0 | 1 | 0 | 0 | 0 | 0 | 0 |  | 1 | 1 | 1 | 1 | 1 | 1 | 0 | 0 | 0 | 0 | 0 | 0 | 0 | 0 | 0 | 0 | 0 | 0 | 0 | 0 | 0 | 0 | 0 | 0 | 0 | 0 | 0 | 0 | 0 | 0 | 0
Tuesday | 1 | 25 | 8 | 584 | 0 | 0 | 0 | 0 | 0 | 0 | 0 | 0 | 0 | 0 | 0 | 0 | 0 | 0 | 0 | 0 | 0 | 0 | 0 | 0 | 0 |  | 0 | 0 | 0 | 0 | 0 | 0 | 0 | 0 |  |  |  |  | 0 | 1 | 0 | 0 | 0 | 0 | 0 | 0 |  | 1 | #VALUE! | 1 | 1 | 1 | #VALUE! | 0 | 0 | 0 | 0 | 0 | 0 | 0 | 0 | 0 | 0 | 0 | 0 | 0 | 0 | 0 | 0 | 0 | 0 | 0 | 0 | 0 | 0 | 0 | 0 | 0
Tuesday | 1 | 25 | 9 | 585 | 0 | 0 | 0 | 0 | 0 | 0 | 0 | 0 | 0 | 0 | 0 | 0 | 0 | 0 | 0 | 0 | 0 | 0 | 0 | 0 | 0 |  | 0 | 0 | 0 | 0 | 0 | 0 | 0 | 0 |  |  |  |  | 0 | 1 | 0 | 0 | 0 | 0 | 0 | 0 |  | 1 | #VALUE! | 1 | 1 | 1 | #VALUE! | 0 | 0 | 0 | 0 | 0 | 0 | 0 | 0 | 0 | 0 | 0 | 0 | 0 | 0 | 0 | 0 | 0 | 0 | 0 | 0 | 0 | 0 | 0 | 0 | 0
Tuesday | 1 | 25 | 10 | 586 | 0 | 0 | 0 | 0 | 0 | 0 | 0 | 0 | 0 | 0 | 0 | 0 | 0 | 0 | 0 | 0 | 0 | 0 | 0 | 0 | 0 |  | 0 | 0 | 0 | 0 | 0 | 0 | 0 | 0 |  |  |  |  | 0 | 1 | 0 | 0 | 0 | 0 | 0 | 0 |  | 1 | #VALUE! | 1 | 1 | 1 | #VALUE! | 0 | 0 | 0 | 0 | 0 | 0 | 0 | 0 | 0 | 0 | 0 | 0 | 0 | 0 | 0 | 0 | 0 | 0 | 0 | 0 | 0 | 0 | 0 | 0 | 0
Tuesday | 1 | 25 | 11 | 587 | 0 | 0 | 0 | 0 | 0 | 0 | 0 | 0 | 0 | 0 | 0 | 0 | 0 | 0 | 0 | 0 | 0 | 0 | 0 | 0 | 0 |  | 0 | 0 | 0 | 0 | 0 | 0 | 0 | 0 |  |  |  |  | 0 | 1 | 0 | 0 | 0 | 0 | 0 | 0 |  | 1 | #VALUE! | 1 | 1 | 1 | #VALUE! | 0 | 0 | 0 | 0 | 0 | 0 | 0 | 0 | 0 | 0 | 0 | 0 | 0 | 0 | 0 | 0 | 0 | 0 | 0 | 0 | 0 | 0 | 0 | 0 | 0
Tuesday | 1 | 25 | 12 | 588 | 0 | 0 | 0 | 0 | 0 | 0 | 0 | 0 | 0 | 0 | 0 | 0 | 0 | 0 | 0 | 0 | 0 | 0 | 0 | 0 | 0 |  | 0 | 0 | 0 | 0 | 0 | 0 | 0 | 0 |  |  |  |  | 0 | 1 | 0 | 0 | 0 | 0 | 0 | 0 |  | 1 | #VALUE! | 1 | 1 | 1 | #VALUE! | 0 | 0 | 0 | 0 | 0 | 0 | 0 | 0 | 0 | 0 | 0 | 0 | 0 | 0 | 0 | 0 | 0 | 0 | 0 | 0 | 0 | 0 | 0 | 0 | 0
Tuesday | 1 | 25 | 13 | 589 | 0 | 0 | 0 | 0 | 0 | 0 | 0 | 0 | 0 | 0 | 0 | 0 | 0 | 0 | 0 | 0 | 0 | 0 | 0 | 0 | 0 |  | 0 | 0 | 0 | 0 | 0 | 0 | 0 | 0 |  |  |  |  | 0 | 1 | 0 | 0 | 0 | 0 | 0 | 0 |  | 1 | #VALUE! | 1 | 1 | 1 | #VALUE! | 0 | 0 | 0 | 0 | 0 | 0 | 0 | 0 | 0 | 0 | 0 | 0 | 0 | 0 | 0 | 0 | 0 | 0 | 0 | 0 | 0 | 0 | 0 | 0 | 0
Tuesday | 1 | 25 | 14 | 590 | 0 | 0 | 0 | 0 | 0 | 0 | 0 | 0 | 0 | 0 | 0 | 0 | 0 | 0 | 0 | 0 | 0 | 0 | 0 | 0 | 0 |  | 0 | 0 | 0 | 0 | 0 | 0 | 0 | 0 |  |  |  |  | 0 | 1 | 0 | 0 | 0 | 0 | 0 | 0 |  | 1 | #VALUE! | 1 | 1 | 1 | #VALUE! | 0 | 0 | 0 | 0 | 0 | 0 | 0 | 0 | 0 | 0 | 0 | 0 | 0 | 0 | 0 | 0 | 0 | 0 | 0 | 0 | 0 | 0 | 0 | 0 | 0
Tuesday | 1 | 25 | 15 | 591 | 0 | 0 | 0 | 0 | 0 | 0 | 0 | 0 | 0 | 0 | 0 | 0 | 0 | 0 | 0 | 0 | 0 | 0 | 0 | 0 | 0 |  | 0 | 0 | 0 | 0 | 0 | 0 | 0 | 0 |  |  |  |  | 0 | 1 | 0 | 0 | 0 | 0 | 0 | 0 |  | 1 | #VALUE! | 1 | 1 | 1 | #VALUE! | 0 | 0 | 0 | 0 | 0 | 0 | 0 | 0 | 0 | 0 | 0 | 0 | 0 | 0 | 0 | 0 | 0 | 0 | 0 | 0 | 0 | 0 | 0 | 0 | 0
Tuesday | 1 | 25 | 16 | 592 | 0 | 0 | 0 | 0 | 0 | 0 | 0 | 0 | 0 | 0 | 0 | 0 | 0 | 0 | 0 | 0 | 0 | 0 | 0 | 0 | 0 |  | 0 | 0 | 0 | 0 | 0 | 0 | 0 | 0 |  |  |  |  | 0 | 1 | 0 | 0 | 0 | 0 | 0 | 0 |  | 1 | #VALUE! | 1 | 1 | 1 | #VALUE! | 0 | 0 | 0 | 0 | 0 | 0 | 0 | 0 | 0 | 0 | 0 | 0 | 0 | 0 | 0 | 0 | 0 | 0 | 0 | 0 | 0 | 0 | 0 | 0 | 0
Tuesday | 1 | 25 | 17 | 593 | 0 | 0 | 0 | 0 | 0 | 0 | 0 | 0 | 0 | 0 | 0 | 0 | 0 | 0 | 0 | 0 | 0 | 0 | 0 | 0 | 0 |  | 0 | 0 | 0 | 0 | 0 | 0 | 0 | 0 |  |  |  |  | 0 | 1 | 0 | 0 | 0 | 0 | 0 | 0 |  | 1 | #VALUE! | 1 | 1 | 1 | #VALUE! | 0 | 0 | 0 | 0 | 0 | 0 | 0 | 0 | 0 | 0 | 0 | 0 | 0 | 0 | 0 | 0 | 0 | 0 | 0 | 0 | 0 | 0 | 0 | 0 | 0
Tuesday | 1 | 25 | 18 | 594 | 0 | 0 | 0 | 0 | 0 | 0 | 0 | 0 | 0 | 0 | 0 | 0 | 0 | 0 | 0 | 0 | 0 | 0 | 0 | 0 | 0 |  | 0 | 0 | 0 | 0 | 0 | 0 | 0 | 0 |  |  |  |  | 0 | 1 | 0 | 0 | 0 | 0 | 0 | 0 |  | 1 | #VALUE! | 1 | 1 | 1 | #VALUE! | 0 | 0 | 0 | 0 | 0 | 0 | 0 | 0 | 0 | 0 | 0 | 0 | 0 | 0 | 0 | 0 | 0 | 0 | 0 | 0 | 0 | 0 | 0 | 0 | 0
Tuesday | 1 | 25 | 19 | 595 | 0 | 0 | 0 | 0 | 0 | 0 | 0 | 0 | 0 | 0 | 0 | 0 | 0 | 0 | 0 | 0 | 0 | 0 | 0 | 0 | 0 |  | 0 | 0 | 0 | 0 | 0 | 0 | 0 | 0 |  |  |  |  | 1 | 0 | 0 | 0 | 0 | 0 | 0 | 0 |  | #VALUE! | 1 | 1 | 1 | 1 | #VALUE! | 0 | 0 | 0 | 0 | 0 | 0 | 0 | 0 | 0 | 0 | 0 | 0 | 0 | 0 | 0 | 0 | 0 | 0 | 0 | 0 | 0 | 0 | 0 | 0 | 0
Tuesday | 1 | 25 | 20 | 596 | 0 | 0 | 0 | 0 | 0 | 0 | 0 | 0 | 0 | 0 | 0 | 0 | 0 | 0 | 0 | 0 | 0 | 0 | 0 | 0 | 0 |  | 0 | 0 | 0 | 0 | 0 | 0 | 0 | 0 |  |  |  |  | 1 | 0 | 0 | 0 | 0 | 0 | 0 | 0 |  | #VALUE! | 1 | 1 | 1 | 1 | #VALUE! | 0 | 0 | 0 | 0 | 0 | 0 | 0 | 0 | 0 | 0 | 0 | 0 | 0 | 0 | 0 | 0 | 0 | 0 | 0 | 0 | 0 | 0 | 0 | 0 | 0
Tuesday | 1 | 25 | 21 | 597 | 0 | 0 | 0 | 0 | 0 | 0 | 0 | 0 | 0 | 0 | 0 | 0 | 0 | 0 | 0 | 0 | 0 | 0 | 0 | 0 | 0 |  | 0 | 0 | 0 | 0 | 0 | 0 | 0 | 0 |  |  |  |  | 0 | 1 | 0 | 0 | 0 | 0 | 0 | 0 |  | 1 | #VALUE! | 1 | 1 | 1 | #VALUE! | 0 | 0 | 0 | 0 | 0 | 0 | 0 | 0 | 0 | 0 | 0 | 0 | 0 | 0 | 0 | 0 | 0 | 0 | 0 | 0 | 0 | 0 | 0 | 0 | 0
Tuesday | 1 | 25 | 22 | 598 | 0 | 0 | 0 | 0 | 0 | 0 | 0 | 0 | 0 | 0 | 0 | 0 | 0 | 0 | 0 | 0 | 0 | 0 | 0 | 0 | 0 |  | 0 | 0 | 0 | 0 | 0 | 0 | 0 | 0 |  |  |  |  | 0 | 1 | 0 | 0 | 0 | 0 | 0 | 0 |  | 1 | #VALUE! | 1 | 1 | 1 | #VALUE! | 0 | 0 | 0 | 0 | 0 | 0 | 0 | 0 | 0 | 0 | 0 | 0 | 0 | 0 | 0 | 0 | 0 | 0 | 0 | 0 | 0 | 0 | 0 | 0 | 0
Tuesday | 1 | 25 | 23 | 599 | 0 | 0 | 0 | 0 | 0 | 0 | 0 | 0 | 0 | 0 | 0 | 0 | 0 | 0 | 0 | 0 | 0 | 0 | 0 | 0 | 0 |  | 0 | 0 | 0 | 0 | 0 | 0 | 0 | 0 |  |  |  |  | 0 | 0 | 1 | 0 | 0 | 0 | 0 | 0 |  | 1 | 1 | 1 | 1 | 1 | 1 | 0 | 0 | 0 | 0 | 0 | 0 | 0 | 0 | 0 | 0 | 0 | 0 | 0 | 0 | 0 | 0 | 0 | 0 | 0 | 0 | 0 | 0 | 0 | 0 | 0
Tuesday | 1 | 25 | 24 | 600 | 0 | 0 | 0 | 0 | 0 | 0 | 0 | 0 | 0 | 0 | 0 | 0 | 0 | 0 | 0 | 0 | 0 | 0 | 0 | 0 | 0 |  | 0 | 0 | 0 | 0 | 0 | 0 | 0 | 0 |  |  |  |  | 0 | 0 | 1 | 0 | 0 | 0 | 0 | 0 |  | 1 | 1 | 1 | 1 | 1 | 1 | 0 | 0 | 0 | 0 | 0 | 0 | 0 | 0 | 0 | 0 | 0 | 0 | 0 | 0 | 0 | 0 | 0 | 0 | 0 | 0 | 0 | 0 | 0 | 0 | 0
Wednesday | 1 | 26 | 1 | 601 | 0 | 0 | 0 | 0 | 0 | 0 | 0 | 0 | 0 | 0 | 0 | 0 | 0 | 0 | 0 | 0 | 0 | 0 | 0 | 0 | 0 |  | 0 | 0 | 0 | 0 | 0 | 0 | 0 | 0 |  |  |  |  | 0 | 0 | 1 | 0 | 0 | 0 | 0 | 0 |  | 1 | 1 | 1 | 1 | 1 | 1 | 0 | 0 | 0 | 0 | 0 | 0 | 0 | 0 | 0 | 0 | 0 | 0 | 0 | 0 | 0 | 0 | 0 | 0 | 0 | 0 | 0 | 0 | 0 | 0 | 0
Wednesday | 1 | 26 | 2 | 602 | 0 | 0 | 0 | 0 | 0 | 0 | 0 | 0 | 0 | 0 | 0 | 0 | 0 | 0 | 0 | 0 | 0 | 0 | 0 | 0 | 0 |  | 0 | 0 | 0 | 0 | 0 | 0 | 0 | 0 |  |  |  |  | 0 | 0 | 1 | 0 | 0 | 0 | 0 | 0 |  | 1 | 1 | 1 | 1 | 1 | 1 | 0 | 0 | 0 | 0 | 0 | 0 | 0 | 0 | 0 | 0 | 0 | 0 | 0 | 0 | 0 | 0 | 0 | 0 | 0 | 0 | 0 | 0 | 0 | 0 | 0
Wednesday | 1 | 26 | 3 | 603 | 0 | 0 | 0 | 0 | 0 | 0 | 0 | 0 | 0 | 0 | 0 | 0 | 0 | 0 | 0 | 0 | 0 | 0 | 0 | 0 | 0 |  | 0 | 0 | 0 | 0 | 0 | 0 | 0 | 0 |  |  |  |  | 0 | 0 | 1 | 0 | 0 | 0 | 0 | 0 |  | 1 | 1 | 1 | 1 | 1 | 1 | 0 | 0 | 0 | 0 | 0 | 0 | 0 | 0 | 0 | 0 | 0 | 0 | 0 | 0 | 0 | 0 | 0 | 0 | 0 | 0 | 0 | 0 | 0 | 0 | 0
Wednesday | 1 | 26 | 4 | 604 | 0 | 0 | 0 | 0 | 0 | 0 | 0 | 0 | 0 | 0 | 0 | 0 | 0 | 0 | 0 | 0 | 0 | 0 | 0 | 0 | 0 |  | 0 | 0 | 0 | 0 | 0 | 0 | 0 | 0 |  |  |  |  | 0 | 0 | 1 | 0 | 0 | 0 | 0 | 0 |  | 1 | 1 | 1 | 1 | 1 | 1 | 0 | 0 | 0 | 0 | 0 | 0 | 0 | 0 | 0 | 0 | 0 | 0 | 0 | 0 | 0 | 0 | 0 | 0 | 0 | 0 | 0 | 0 | 0 | 0 | 0
Wednesday | 1 | 26 | 5 | 605 | 0 | 0 | 0 | 0 | 0 | 0 | 0 | 0 | 0 | 0 | 0 | 0 | 0 | 0 | 0 | 0 | 0 | 0 | 0 | 0 | 0 |  | 0 | 0 | 0 | 0 | 0 | 0 | 0 | 0 |  |  |  |  | 0 | 0 | 1 | 0 | 0 | 0 | 0 | 0 |  | 1 | 1 | 1 | 1 | 1 | 1 | 0 | 0 | 0 | 0 | 0 | 0 | 0 | 0 | 0 | 0 | 0 | 0 | 0 | 0 | 0 | 0 | 0 | 0 | 0 | 0 | 0 | 0 | 0 | 0 | 0
Wednesday | 1 | 26 | 6 | 606 | 0 | 0 | 0 | 0 | 0 | 0 | 0 | 0 | 0 | 0 | 0 | 0 | 0 | 0 | 0 | 0 | 0 | 0 | 0 | 0 | 0 |  | 0 | 0 | 0 | 0 | 0 | 0 | 0 | 0 |  |  |  |  | 0 | 0 | 1 | 0 | 0 | 0 | 0 | 0 |  | 1 | 1 | 1 | 1 | 1 | 1 | 0 | 0 | 0 | 0 | 0 | 0 | 0 | 0 | 0 | 0 | 0 | 0 | 0 | 0 | 0 | 0 | 0 | 0 | 0 | 0 | 0 | 0 | 0 | 0 | 0
Wednesday | 1 | 26 | 7 | 607 | 0 | 0 | 0 | 0 | 0 | 0 | 0 | 0 | 0 | 0 | 0 | 0 | 0 | 0 | 0 | 0 | 0 | 0 | 0 | 0 | 0 |  | 0 | 0 | 0 | 0 | 0 | 0 | 0 | 0 |  |  |  |  | 0 | 0 | 1 | 0 | 0 | 0 | 0 | 0 |  | 1 | 1 | 1 | 1 | 1 | 1 | 0 | 0 | 0 | 0 | 0 | 0 | 0 | 0 | 0 | 0 | 0 | 0 | 0 | 0 | 0 | 0 | 0 | 0 | 0 | 0 | 0 | 0 | 0 | 0 | 0
Wednesday | 1 | 26 | 8 | 608 | 0 | 0 | 0 | 0 | 0 | 0 | 0 | 0 | 0 | 0 | 0 | 0 | 0 | 0 | 0 | 0 | 0 | 0 | 0 | 0 | 0 |  | 0 | 0 | 0 | 0 | 0 | 0 | 0 | 0 |  |  |  |  | 0 | 1 | 0 | 0 | 0 | 0 | 0 | 0 |  | 1 | #VALUE! | 1 | 1 | 1 | #VALUE! | 0 | 0 | 0 | 0 | 0 | 0 | 0 | 0 | 0 | 0 | 0 | 0 | 0 | 0 | 0 | 0 | 0 | 0 | 0 | 0 | 0 | 0 | 0 | 0 | 0
Wednesday | 1 | 26 | 9 | 609 | 0 | 0 | 0 | 0 | 0 | 0 | 0 | 0 | 0 | 0 | 0 | 0 | 0 | 0 | 0 | 0 | 0 | 0 | 0 | 0 | 0 |  | 0 | 0 | 0 | 0 | 0 | 0 | 0 | 0 |  |  |  |  | 0 | 1 | 0 | 0 | 0 | 0 | 0 | 0 |  | 1 | #VALUE! | 1 | 1 | 1 | #VALUE! | 0 | 0 | 0 | 0 | 0 | 0 | 0 | 0 | 0 | 0 | 0 | 0 | 0 | 0 | 0 | 0 | 0 | 0 | 0 | 0 | 0 | 0 | 0 | 0 | 0
Wednesday | 1 | 26 | 10 | 610 | 0 | 0 | 0 | 0 | 0 | 0 | 0 | 0 | 0 | 0 | 0 | 0 | 0 | 0 | 0 | 0 | 0 | 0 | 0 | 0 | 0 |  | 0 | 0 | 0 | 0 | 0 | 0 | 0 | 0 |  |  |  |  | 0 | 1 | 0 | 0 | 0 | 0 | 0 | 0 |  | 1 | #VALUE! | 1 | 1 | 1 | #VALUE! | 0 | 0 | 0 | 0 | 0 | 0 | 0 | 0 | 0 | 0 | 0 | 0 | 0 | 0 | 0 | 0 | 0 | 0 | 0 | 0 | 0 | 0 | 0 | 0 | 0
Wednesday | 1 | 26 | 11 | 611 | 0 | 0 | 0 | 0 | 0 | 0 | 0 | 0 | 0 | 0 | 0 | 0 | 0 | 0 | 0 | 0 | 0 | 0 | 0 | 0 | 0 |  | 0 | 0 | 0 | 0 | 0 | 0 | 0 | 0 |  |  |  |  | 0 | 1 | 0 | 0 | 0 | 0 | 0 | 0 |  | 1 | #VALUE! | 1 | 1 | 1 | #VALUE! | 0 | 0 | 0 | 0 | 0 | 0 | 0 | 0 | 0 | 0 | 0 | 0 | 0 | 0 | 0 | 0 | 0 | 0 | 0 | 0 | 0 | 0 | 0 | 0 | 0
Wednesday | 1 | 26 | 12 | 612 | 0 | 0 | 0 | 0 | 0 | 0 | 0 | 0 | 0 | 0 | 0 | 0 | 0 | 0 | 0 | 0 | 0 | 0 | 0 | 0 | 0 |  | 0 | 0 | 0 | 0 | 0 | 0 | 0 | 0 |  |  |  |  | 0 | 1 | 0 | 0 | 0 | 0 | 0 | 0 |  | 1 | #VALUE! | 1 | 1 | 1 | #VALUE! | 0 | 0 | 0 | 0 | 0 | 0 | 0 | 0 | 0 | 0 | 0 | 0 | 0 | 0 | 0 | 0 | 0 | 0 | 0 | 0 | 0 | 0 | 0 | 0 | 0
Wednesday | 1 | 26 | 13 | 613 | 0 | 0 | 0 | 0 | 0 | 0 | 0 | 0 | 0 | 0 | 0 | 0 | 0 | 0 | 0 | 0 | 0 | 0 | 0 | 0 | 0 |  | 0 | 0 | 0 | 0 | 0 | 0 | 0 | 0 |  |  |  |  | 0 | 1 | 0 | 0 | 0 | 0 | 0 | 0 |  | 1 | #VALUE! | 1 | 1 | 1 | #VALUE! | 0 | 0 | 0 | 0 | 0 | 0 | 0 | 0 | 0 | 0 | 0 | 0 | 0 | 0 | 0 | 0 | 0 | 0 | 0 | 0 | 0 | 0 | 0 | 0 | 0
Wednesday | 1 | 26 | 14 | 614 | 0 | 0 | 0 | 0 | 0 | 0 | 0 | 0 | 0 | 0 | 0 | 0 | 0 | 0 | 0 | 0 | 0 | 0 | 0 | 0 | 0 |  | 0 | 0 | 0 | 0 | 0 | 0 | 0 | 0 |  |  |  |  | 0 | 1 | 0 | 0 | 0 | 0 | 0 | 0 |  | 1 | #VALUE! | 1 | 1 | 1 | #VALUE! | 0 | 0 | 0 | 0 | 0 | 0 | 0 | 0 | 0 | 0 | 0 | 0 | 0 | 0 | 0 | 0 | 0 | 0 | 0 | 0 | 0 | 0 | 0 | 0 | 0
Wednesday | 1 | 26 | 15 | 615 | 0 | 0 | 0 | 0 | 0 | 0 | 0 | 0 | 0 | 0 | 0 | 0 | 0 | 0 | 0 | 0 | 0 | 0 | 0 | 0 | 0 |  | 0 | 0 | 0 | 0 | 0 | 0 | 0 | 0 |  |  |  |  | 0 | 1 | 0 | 0 | 0 | 0 | 0 | 0 |  | 1 | #VALUE! | 1 | 1 | 1 | #VALUE! | 0 | 0 | 0 | 0 | 0 | 0 | 0 | 0 | 0 | 0 | 0 | 0 | 0 | 0 | 0 | 0 | 0 | 0 | 0 | 0 | 0 | 0 | 0 | 0 | 0
Wednesday | 1 | 26 | 16 | 616 | 0 | 0 | 0 | 0 | 0 | 0 | 0 | 0 | 0 | 0 | 0 | 0 | 0 | 0 | 0 | 0 | 0 | 0 | 0 | 0 | 0 |  | 0 | 0 | 0 | 0 | 0 | 0 | 0 | 0 |  |  |  |  | 0 | 1 | 0 | 0 | 0 | 0 | 0 | 0 |  | 1 | #VALUE! | 1 | 1 | 1 | #VALUE! | 0 | 0 | 0 | 0 | 0 | 0 | 0 | 0 | 0 | 0 | 0 | 0 | 0 | 0 | 0 | 0 | 0 | 0 | 0 | 0 | 0 | 0 | 0 | 0 | 0
Wednesday | 1 | 26 | 17 | 617 | 0 | 0 | 0 | 0 | 0 | 0 | 0 | 0 | 0 | 0 | 0 | 0 | 0 | 0 | 0 | 0 | 0 | 0 | 0 | 0 | 0 |  | 0 | 0 | 0 | 0 | 0 | 0 | 0 | 0 |  |  |  |  | 0 | 1 | 0 | 0 | 0 | 0 | 0 | 0 |  | 1 | #VALUE! | 1 | 1 | 1 | #VALUE! | 0 | 0 | 0 | 0 | 0 | 0 | 0 | 0 | 0 | 0 | 0 | 0 | 0 | 0 | 0 | 0 | 0 | 0 | 0 | 0 | 0 | 0 | 0 | 0 | 0
Wednesday | 1 | 26 | 18 | 618 | 0 | 0 | 0 | 0 | 0 | 0 | 0 | 0 | 0 | 0 | 0 | 0 | 0 | 0 | 0 | 0 | 0 | 0 | 0 | 0 | 0 |  | 0 | 0 | 0 | 0 | 0 | 0 | 0 | 0 |  |  |  |  | 0 | 1 | 0 | 0 | 0 | 0 | 0 | 0 |  | 1 | #VALUE! | 1 | 1 | 1 | #VALUE! | 0 | 0 | 0 | 0 | 0 | 0 | 0 | 0 | 0 | 0 | 0 | 0 | 0 | 0 | 0 | 0 | 0 | 0 | 0 | 0 | 0 | 0 | 0 | 0 | 0
Wednesday | 1 | 26 | 19 | 619 | 0 | 0 | 0 | 0 | 0 | 0 | 0 | 0 | 0 | 0 | 0 | 0 | 0 | 0 | 0 | 0 | 0 | 0 | 0 | 0 | 0 |  | 0 | 0 | 0 | 0 | 0 | 0 | 0 | 0 |  |  |  |  | 1 | 0 | 0 | 0 | 0 | 0 | 0 | 0 |  | #VALUE! | 1 | 1 | 1 | 1 | #VALUE! | 0 | 0 | 0 | 0 | 0 | 0 | 0 | 0 | 0 | 0 | 0 | 0 | 0 | 0 | 0 | 0 | 0 | 0 | 0 | 0 | 0 | 0 | 0 | 0 | 0
Wednesday | 1 | 26 | 20 | 620 | 0 | 0 | 0 | 0 | 0 | 0 | 0 | 0 | 0 | 0 | 0 | 0 | 0 | 0 | 0 | 0 | 0 | 0 | 0 | 0 | 0 |  | 0 | 0 | 0 | 0 | 0 | 0 | 0 | 0 |  |  |  |  | 1 | 0 | 0 | 0 | 0 | 0 | 0 | 0 |  | #VALUE! | 1 | 1 | 1 | 1 | #VALUE! | 0 | 0 | 0 | 0 | 0 | 0 | 0 | 0 | 0 | 0 | 0 | 0 | 0 | 0 | 0 | 0 | 0 | 0 | 0 | 0 | 0 | 0 | 0 | 0 | 0
Wednesday | 1 | 26 | 21 | 621 | 0 | 0 | 0 | 0 | 0 | 0 | 0 | 0 | 0 | 0 | 0 | 0 | 0 | 0 | 0 | 0 | 0 | 0 | 0 | 0 | 0 |  | 0 | 0 | 0 | 0 | 0 | 0 | 0 | 0 |  |  |  |  | 0 | 1 | 0 | 0 | 0 | 0 | 0 | 0 |  | 1 | #VALUE! | 1 | 1 | 1 | #VALUE! | 0 | 0 | 0 | 0 | 0 | 0 | 0 | 0 | 0 | 0 | 0 | 0 | 0 | 0 | 0 | 0 | 0 | 0 | 0 | 0 | 0 | 0 | 0 | 0 | 0
Wednesday | 1 | 26 | 22 | 622 | 0 | 0 | 0 | 0 | 0 | 0 | 0 | 0 | 0 | 0 | 0 | 0 | 0 | 0 | 0 | 0 | 0 | 0 | 0 | 0 | 0 |  | 0 | 0 | 0 | 0 | 0 | 0 | 0 | 0 |  |  |  |  | 0 | 1 | 0 | 0 | 0 | 0 | 0 | 0 |  | 1 | #VALUE! | 1 | 1 | 1 | #VALUE! | 0 | 0 | 0 | 0 | 0 | 0 | 0 | 0 | 0 | 0 | 0 | 0 | 0 | 0 | 0 | 0 | 0 | 0 | 0 | 0 | 0 | 0 | 0 | 0 | 0
Wednesday | 1 | 26 | 23 | 623 | 0 | 0 | 0 | 0 | 0 | 0 | 0 | 0 | 0 | 0 | 0 | 0 | 0 | 0 | 0 | 0 | 0 | 0 | 0 | 0 | 0 |  | 0 | 0 | 0 | 0 | 0 | 0 | 0 | 0 |  |  |  |  | 0 | 0 | 1 | 0 | 0 | 0 | 0 | 0 |  | 1 | 1 | 1 | 1 | 1 | 1 | 0 | 0 | 0 | 0 | 0 | 0 | 0 | 0 | 0 | 0 | 0 | 0 | 0 | 0 | 0 | 0 | 0 | 0 | 0 | 0 | 0 | 0 | 0 | 0 | 0
Wednesday | 1 | 26 | 24 | 624 | 0 | 0 | 0 | 0 | 0 | 0 | 0 | 0 | 0 | 0 | 0 | 0 | 0 | 0 | 0 | 0 | 0 | 0 | 0 | 0 | 0 |  | 0 | 0 | 0 | 0 | 0 | 0 | 0 | 0 |  |  |  |  | 0 | 0 | 1 | 0 | 0 | 0 | 0 | 0 |  | 1 | 1 | 1 | 1 | 1 | 1 | 0 | 0 | 0 | 0 | 0 | 0 | 0 | 0 | 0 | 0 | 0 | 0 | 0 | 0 | 0 | 0 | 0 | 0 | 0 | 0 | 0 | 0 | 0 | 0 | 0
Thursday | 1 | 27 | 1 | 625 | 0 | 0 | 0 | 0 | 0 | 0 | 0 | 0 | 0 | 0 | 0 | 0 | 0 | 0 | 0 | 0 | 0 | 0 | 0 | 0 | 0 |  | 0 | 0 | 0 | 0 | 0 | 0 | 0 | 0 |  |  |  |  | 0 | 0 | 1 | 0 | 0 | 0 | 0 | 0 |  | 1 | 1 | 1 | 1 | 1 | 1 | 0 | 0 | 0 | 0 | 0 | 0 | 0 | 0 | 0 | 0 | 0 | 0 | 0 | 0 | 0 | 0 | 0 | 0 | 0 | 0 | 0 | 0 | 0 | 0 | 0
Thursday | 1 | 27 | 2 | 626 | 0 | 0 | 0 | 0 | 0 | 0 | 0 | 0 | 0 | 0 | 0 | 0 | 0 | 0 | 0 | 0 | 0 | 0 | 0 | 0 | 0 |  | 0 | 0 | 0 | 0 | 0 | 0 | 0 | 0 |  |  |  |  | 0 | 0 | 1 | 0 | 0 | 0 | 0 | 0 |  | 1 | 1 | 1 | 1 | 1 | 1 | 0 | 0 | 0 | 0 | 0 | 0 | 0 | 0 | 0 | 0 | 0 | 0 | 0 | 0 | 0 | 0 | 0 | 0 | 0 | 0 | 0 | 0 | 0 | 0 | 0
Thursday | 1 | 27 | 3 | 627 | 0 | 0 | 0 | 0 | 0 | 0 | 0 | 0 | 0 | 0 | 0 | 0 | 0 | 0 | 0 | 0 | 0 | 0 | 0 | 0 | 0 |  | 0 | 0 | 0 | 0 | 0 | 0 | 0 | 0 |  |  |  |  | 0 | 0 | 1 | 0 | 0 | 0 | 0 | 0 |  | 1 | 1 | 1 | 1 | 1 | 1 | 0 | 0 | 0 | 0 | 0 | 0 | 0 | 0 | 0 | 0 | 0 | 0 | 0 | 0 | 0 | 0 | 0 | 0 | 0 | 0 | 0 | 0 | 0 | 0 | 0
Thursday | 1 | 27 | 4 | 628 | 0 | 0 | 0 | 0 | 0 | 0 | 0 | 0 | 0 | 0 | 0 | 0 | 0 | 0 | 0 | 0 | 0 | 0 | 0 | 0 | 0 |  | 0 | 0 | 0 | 0 | 0 | 0 | 0 | 0 |  |  |  |  | 0 | 0 | 1 | 0 | 0 | 0 | 0 | 0 |  | 1 | 1 | 1 | 1 | 1 | 1 | 0 | 0 | 0 | 0 | 0 | 0 | 0 | 0 | 0 | 0 | 0 | 0 | 0 | 0 | 0 | 0 | 0 | 0 | 0 | 0 | 0 | 0 | 0 | 0 | 0
Thursday | 1 | 27 | 5 | 629 | 0 | 0 | 0 | 0 | 0 | 0 | 0 | 0 | 0 | 0 | 0 | 0 | 0 | 0 | 0 | 0 | 0 | 0 | 0 | 0 | 0 |  | 0 | 0 | 0 | 0 | 0 | 0 | 0 | 0 |  |  |  |  | 0 | 0 | 1 | 0 | 0 | 0 | 0 | 0 |  | 1 | 1 | 1 | 1 | 1 | 1 | 0 | 0 | 0 | 0 | 0 | 0 | 0 | 0 | 0 | 0 | 0 | 0 | 0 | 0 | 0 | 0 | 0 | 0 | 0 | 0 | 0 | 0 | 0 | 0 | 0
Thursday | 1 | 27 | 6 | 630 | 0 | 0 | 0 | 0 | 0 | 0 | 0 | 0 | 0 | 0 | 0 | 0 | 0 | 0 | 0 | 0 | 0 | 0 | 0 | 0 | 0 |  | 0 | 0 | 0 | 0 | 0 | 0 | 0 | 0 |  |  |  |  | 0 | 0 | 1 | 0 | 0 | 0 | 0 | 0 |  | 1 | 1 | 1 | 1 | 1 | 1 | 0 | 0 | 0 | 0 | 0 | 0 | 0 | 0 | 0 | 0 | 0 | 0 | 0 | 0 | 0 | 0 | 0 | 0 | 0 | 0 | 0 | 0 | 0 | 0 | 0
Thursday | 1 | 27 | 7 | 631 | 0 | 0 | 0 | 0 | 0 | 0 | 0 | 0 | 0 | 0 | 0 | 0 | 0 | 0 | 0 | 0 | 0 | 0 | 0 | 0 | 0 |  | 0 | 0 | 0 | 0 | 0 | 0 | 0 | 0 |  |  |  |  | 0 | 0 | 1 | 0 | 0 | 0 | 0 | 0 |  | 1 | 1 | 1 | 1 | 1 | 1 | 0 | 0 | 0 | 0 | 0 | 0 | 0 | 0 | 0 | 0 | 0 | 0 | 0 | 0 | 0 | 0 | 0 | 0 | 0 | 0 | 0 | 0 | 0 | 0 | 0
Thursday | 1 | 27 | 8 | 632 | 0 | 0 | 0 | 0 | 0 | 0 | 0 | 0 | 0 | 0 | 0 | 0 | 0 | 0 | 0 | 0 | 0 | 0 | 0 | 0 | 0 |  | 0 | 0 | 0 | 0 | 0 | 0 | 0 | 0 |  |  |  |  | 0 | 1 | 0 | 0 | 0 | 0 | 0 | 0 |  | 1 | #VALUE! | 1 | 1 | 1 | #VALUE! | 0 | 0 | 0 | 0 | 0 | 0 | 0 | 0 | 0 | 0 | 0 | 0 | 0 | 0 | 0 | 0 | 0 | 0 | 0 | 0 | 0 | 0 | 0 | 0 | 0
Thursday | 1 | 27 | 9 | 633 | 0 | 0 | 0 | 0 | 0 | 0 | 0 | 0 | 0 | 0 | 0 | 0 | 0 | 0 | 0 | 0 | 0 | 0 | 0 | 0 | 0 |  | 0 | 0 | 0 | 0 | 0 | 0 | 0 | 0 |  |  |  |  | 0 | 1 | 0 | 0 | 0 | 0 | 0 | 0 |  | 1 | #VALUE! | 1 | 1 | 1 | #VALUE! | 0 | 0 | 0 | 0 | 0 | 0 | 0 | 0 | 0 | 0 | 0 | 0 | 0 | 0 | 0 | 0 | 0 | 0 | 0 | 0 | 0 | 0 | 0 | 0 | 0
Thursday | 1 | 27 | 10 | 634 | 0 | 0 | 0 | 0 | 0 | 0 | 0 | 0 | 0 | 0 | 0 | 0 | 0 | 0 | 0 | 0 | 0 | 0 | 0 | 0 | 0 |  | 0 | 0 | 0 | 0 | 0 | 0 | 0 | 0 |  |  |  |  | 0 | 1 | 0 | 0 | 0 | 0 | 0 | 0 |  | 1 | #VALUE! | 1 | 1 | 1 | #VALUE! | 0 | 0 | 0 | 0 | 0 | 0 | 0 | 0 | 0 | 0 | 0 | 0 | 0 | 0 | 0 | 0 | 0 | 0 | 0 | 0 | 0 | 0 | 0 | 0 | 0
Thursday | 1 | 27 | 11 | 635 | 0 | 0 | 0 | 0 | 0 | 0 | 0 | 0 | 0 | 0 | 0 | 0 | 0 | 0 | 0 | 0 | 0 | 0 | 0 | 0 | 0 |  | 0 | 0 | 0 | 0 | 0 | 0 | 0 | 0 |  |  |  |  | 0 | 1 | 0 | 0 | 0 | 0 | 0 | 0 |  | 1 | #VALUE! | 1 | 1 | 1 | #VALUE! | 0 | 0 | 0 | 0 | 0 | 0 | 0 | 0 | 0 | 0 | 0 | 0 | 0 | 0 | 0 | 0 | 0 | 0 | 0 | 0 | 0 | 0 | 0 | 0 | 0
Thursday | 1 | 27 | 12 | 636 | 0 | 0 | 0 | 0 | 0 | 0 | 0 | 0 | 0 | 0 | 0 | 0 | 0 | 0 | 0 | 0 | 0 | 0 | 0 | 0 | 0 |  | 0 | 0 | 0 | 0 | 0 | 0 | 0 | 0 |  |  |  |  | 0 | 1 | 0 | 0 | 0 | 0 | 0 | 0 |  | 1 | #VALUE! | 1 | 1 | 1 | #VALUE! | 0 | 0 | 0 | 0 | 0 | 0 | 0 | 0 | 0 | 0 | 0 | 0 | 0 | 0 | 0 | 0 | 0 | 0 | 0 | 0 | 0 | 0 | 0 | 0 | 0
Thursday | 1 | 27 | 13 | 637 | 0 | 0 | 0 | 0 | 0 | 0 | 0 | 0 | 0 | 0 | 0 | 0 | 0 | 0 | 0 | 0 | 0 | 0 | 0 | 0 | 0 |  | 0 | 0 | 0 | 0 | 0 | 0 | 0 | 0 |  |  |  |  | 0 | 1 | 0 | 0 | 0 | 0 | 0 | 0 |  | 1 | #VALUE! | 1 | 1 | 1 | #VALUE! | 0 | 0 | 0 | 0 | 0 | 0 | 0 | 0 | 0 | 0 | 0 | 0 | 0 | 0 | 0 | 0 | 0 | 0 | 0 | 0 | 0 | 0 | 0 | 0 | 0
Thursday | 1 | 27 | 14 | 638 | 0 | 0 | 0 | 0 | 0 | 0 | 0 | 0 | 0 | 0 | 0 | 0 | 0 | 0 | 0 | 0 | 0 | 0 | 0 | 0 | 0 |  | 0 | 0 | 0 | 0 | 0 | 0 | 0 | 0 |  |  |  |  | 0 | 1 | 0 | 0 | 0 | 0 | 0 | 0 |  | 1 | #VALUE! | 1 | 1 | 1 | #VALUE! | 0 | 0 | 0 | 0 | 0 | 0 | 0 | 0 | 0 | 0 | 0 | 0 | 0 | 0 | 0 | 0 | 0 | 0 | 0 | 0 | 0 | 0 | 0 | 0 | 0
Thursday | 1 | 27 | 15 | 639 | 0 | 0 | 0 | 0 | 0 | 0 | 0 | 0 | 0 | 0 | 0 | 0 | 0 | 0 | 0 | 0 | 0 | 0 | 0 | 0 | 0 |  | 0 | 0 | 0 | 0 | 0 | 0 | 0 | 0 |  |  |  |  | 0 | 1 | 0 | 0 | 0 | 0 | 0 | 0 |  | 1 | #VALUE! | 1 | 1 | 1 | #VALUE! | 0 | 0 | 0 | 0 | 0 | 0 | 0 | 0 | 0 | 0 | 0 | 0 | 0 | 0 | 0 | 0 | 0 | 0 | 0 | 0 | 0 | 0 | 0 | 0 | 0
Thursday | 1 | 27 | 16 | 640 | 0 | 0 | 0 | 0 | 0 | 0 | 0 | 0 | 0 | 0 | 0 | 0 | 0 | 0 | 0 | 0 | 0 | 0 | 0 | 0 | 0 |  | 0 | 0 | 0 | 0 | 0 | 0 | 0 | 0 |  |  |  |  | 0 | 1 | 0 | 0 | 0 | 0 | 0 | 0 |  | 1 | #VALUE! | 1 | 1 | 1 | #VALUE! | 0 | 0 | 0 | 0 | 0 | 0 | 0 | 0 | 0 | 0 | 0 | 0 | 0 | 0 | 0 | 0 | 0 | 0 | 0 | 0 | 0 | 0 | 0 | 0 | 0
Thursday | 1 | 27 | 17 | 641 | 0 | 0 | 0 | 0 | 0 | 0 | 0 | 0 | 0 | 0 | 0 | 0 | 0 | 0 | 0 | 0 | 0 | 0 | 0 | 0 | 0 |  | 0 | 0 | 0 | 0 | 0 | 0 | 0 | 0 |  |  |  |  | 0 | 1 | 0 | 0 | 0 | 0 | 0 | 0 |  | 1 | #VALUE! | 1 | 1 | 1 | #VALUE! | 0 | 0 | 0 | 0 | 0 | 0 | 0 | 0 | 0 | 0 | 0 | 0 | 0 | 0 | 0 | 0 | 0 | 0 | 0 | 0 | 0 | 0 | 0 | 0 | 0
Thursday | 1 | 27 | 18 | 642 | 0 | 0 | 0 | 0 | 0 | 0 | 0 | 0 | 0 | 0 | 0 | 0 | 0 | 0 | 0 | 0 | 0 | 0 | 0 | 0 | 0 |  | 0 | 0 | 0 | 0 | 0 | 0 | 0 | 0 |  |  |  |  | 0 | 1 | 0 | 0 | 0 | 0 | 0 | 0 |  | 1 | #VALUE! | 1 | 1 | 1 | #VALUE! | 0 | 0 | 0 | 0 | 0 | 0 | 0 | 0 | 0 | 0 | 0 | 0 | 0 | 0 | 0 | 0 | 0 | 0 | 0 | 0 | 0 | 0 | 0 | 0 | 0
Thursday | 1 | 27 | 19 | 643 | 0 | 0 | 0 | 0 | 0 | 0 | 0 | 0 | 0 | 0 | 0 | 0 | 0 | 0 | 0 | 0 | 0 | 0 | 0 | 0 | 0 |  | 0 | 0 | 0 | 0 | 0 | 0 | 0 | 0 |  |  |  |  | 1 | 0 | 0 | 0 | 0 | 0 | 0 | 0 |  | #VALUE! | 1 | 1 | 1 | 1 | #VALUE! | 0 | 0 | 0 | 0 | 0 | 0 | 0 | 0 | 0 | 0 | 0 | 0 | 0 | 0 | 0 | 0 | 0 | 0 | 0 | 0 | 0 | 0 | 0 | 0 | 0
Thursday | 1 | 27 | 20 | 644 | 0 | 0 | 0 | 0 | 0 | 0 | 0 | 0 | 0 | 0 | 0 | 0 | 0 | 0 | 0 | 0 | 0 | 0 | 0 | 0 | 0 |  | 0 | 0 | 0 | 0 | 0 | 0 | 0 | 0 |  |  |  |  | 1 | 0 | 0 | 0 | 0 | 0 | 0 | 0 |  | #VALUE! | 1 | 1 | 1 | 1 | #VALUE! | 0 | 0 | 0 | 0 | 0 | 0 | 0 | 0 | 0 | 0 | 0 | 0 | 0 | 0 | 0 | 0 | 0 | 0 | 0 | 0 | 0 | 0 | 0 | 0 | 0
Thursday | 1 | 27 | 21 | 645 | 0 | 0 | 0 | 0 | 0 | 0 | 0 | 0 | 0 | 0 | 0 | 0 | 0 | 0 | 0 | 0 | 0 | 0 | 0 | 0 | 0 |  | 0 | 0 | 0 | 0 | 0 | 0 | 0 | 0 |  |  |  |  | 0 | 1 | 0 | 0 | 0 | 0 | 0 | 0 |  | 1 | #VALUE! | 1 | 1 | 1 | #VALUE! | 0 | 0 | 0 | 0 | 0 | 0 | 0 | 0 | 0 | 0 | 0 | 0 | 0 | 0 | 0 | 0 | 0 | 0 | 0 | 0 | 0 | 0 | 0 | 0 | 0
Thursday | 1 | 27 | 22 | 646 | 0 | 0 | 0 | 0 | 0 | 0 | 0 | 0 | 0 | 0 | 0 | 0 | 0 | 0 | 0 | 0 | 0 | 0 | 0 | 0 | 0 |  | 0 | 0 | 0 | 0 | 0 | 0 | 0 | 0 |  |  |  |  | 0 | 1 | 0 | 0 | 0 | 0 | 0 | 0 |  | 1 | #VALUE! | 1 | 1 | 1 | #VALUE! | 0 | 0 | 0 | 0 | 0 | 0 | 0 | 0 | 0 | 0 | 0 | 0 | 0 | 0 | 0 | 0 | 0 | 0 | 0 | 0 | 0 | 0 | 0 | 0 | 0
Thursday | 1 | 27 | 23 | 647 | 0 | 0 | 0 | 0 | 0 | 0 | 0 | 0 | 0 | 0 | 0 | 0 | 0 | 0 | 0 | 0 | 0 | 0 | 0 | 0 | 0 |  | 0 | 0 | 0 | 0 | 0 | 0 | 0 | 0 |  |  |  |  | 0 | 0 | 1 | 0 | 0 | 0 | 0 | 0 |  | 1 | 1 | 1 | 1 | 1 | 1 | 0 | 0 | 0 | 0 | 0 | 0 | 0 | 0 | 0 | 0 | 0 | 0 | 0 | 0 | 0 | 0 | 0 | 0 | 0 | 0 | 0 | 0 | 0 | 0 | 0
Thursday | 1 | 27 | 24 | 648 | 0 | 0 | 0 | 0 | 0 | 0 | 0 | 0 | 0 | 0 | 0 | 0 | 0 | 0 | 0 | 0 | 0 | 0 | 0 | 0 | 0 |  | 0 | 0 | 0 | 0 | 0 | 0 | 0 | 0 |  |  |  |  | 0 | 0 | 1 | 0 | 0 | 0 | 0 | 0 |  | 1 | 1 | 1 | 1 | 1 | 1 | 0 | 0 | 0 | 0 | 0 | 0 | 0 | 0 | 0 | 0 | 0 | 0 | 0 | 0 | 0 | 0 | 0 | 0 | 0 | 0 | 0 | 0 | 0 | 0 | 0
Friday | 1 | 28 | 1 | 649 | 0 | 0 | 0 | 0 | 0 | 0 | 0 | 0 | 0 | 0 | 0 | 0 | 0 | 0 | 0 | 0 | 0 | 0 | 0 | 0 | 0 |  | 0 | 0 | 0 | 0 | 0 | 0 | 0 | 0 |  |  |  |  | 0 | 0 | 1 | 0 | 0 | 0 | 0 | 0 |  | 1 | 1 | 1 | 1 | 1 | 1 | 0 | 0 | 0 | 0 | 0 | 0 | 0 | 0 | 0 | 0 | 0 | 0 | 0 | 0 | 0 | 0 | 0 | 0 | 0 | 0 | 0 | 0 | 0 | 0 | 0
Friday | 1 | 28 | 2 | 650 | 0 | 0 | 0 | 0 | 0 | 0 | 0 | 0 | 0 | 0 | 0 | 0 | 0 | 0 | 0 | 0 | 0 | 0 | 0 | 0 | 0 |  | 0 | 0 | 0 | 0 | 0 | 0 | 0 | 0 |  |  |  |  | 0 | 0 | 1 | 0 | 0 | 0 | 0 | 0 |  | 1 | 1 | 1 | 1 | 1 | 1 | 0 | 0 | 0 | 0 | 0 | 0 | 0 | 0 | 0 | 0 | 0 | 0 | 0 | 0 | 0 | 0 | 0 | 0 | 0 | 0 | 0 | 0 | 0 | 0 | 0
Friday | 1 | 28 | 3 | 651 | 0 | 0 | 0 | 0 | 0 | 0 | 0 | 0 | 0 | 0 | 0 | 0 | 0 | 0 | 0 | 0 | 0 | 0 | 0 | 0 | 0 |  | 0 | 0 | 0 | 0 | 0 | 0 | 0 | 0 |  |  |  |  | 0 | 0 | 1 | 0 | 0 | 0 | 0 | 0 |  | 1 | 1 | 1 | 1 | 1 | 1 | 0 | 0 | 0 | 0 | 0 | 0 | 0 | 0 | 0 | 0 | 0 | 0 | 0 | 0 | 0 | 0 | 0 | 0 | 0 | 0 | 0 | 0 | 0 | 0 | 0
Friday | 1 | 28 | 4 | 652 | 0 | 0 | 0 | 0 | 0 | 0 | 0 | 0 | 0 | 0 | 0 | 0 | 0 | 0 | 0 | 0 | 0 | 0 | 0 | 0 | 0 |  | 0 | 0 | 0 | 0 | 0 | 0 | 0 | 0 |  |  |  |  | 0 | 0 | 1 | 0 | 0 | 0 | 0 | 0 |  | 1 | 1 | 1 | 1 | 1 | 1 | 0 | 0 | 0 | 0 | 0 | 0 | 0 | 0 | 0 | 0 | 0 | 0 | 0 | 0 | 0 | 0 | 0 | 0 | 0 | 0 | 0 | 0 | 0 | 0 | 0
Friday | 1 | 28 | 5 | 653 | 0 | 0 | 0 | 0 | 0 | 0 | 0 | 0 | 0 | 0 | 0 | 0 | 0 | 0 | 0 | 0 | 0 | 0 | 0 | 0 | 0 |  | 0 | 0 | 0 | 0 | 0 | 0 | 0 | 0 |  |  |  |  | 0 | 0 | 1 | 0 | 0 | 0 | 0 | 0 |  | 1 | 1 | 1 | 1 | 1 | 1 | 0 | 0 | 0 | 0 | 0 | 0 | 0 | 0 | 0 | 0 | 0 | 0 | 0 | 0 | 0 | 0 | 0 | 0 | 0 | 0 | 0 | 0 | 0 | 0 | 0
Friday | 1 | 28 | 6 | 654 | 0 | 0 | 0 | 0 | 0 | 0 | 0 | 0 | 0 | 0 | 0 | 0 | 0 | 0 | 0 | 0 | 0 | 0 | 0 | 0 | 0 |  | 0 | 0 | 0 | 0 | 0 | 0 | 0 | 0 |  |  |  |  | 0 | 0 | 1 | 0 | 0 | 0 | 0 | 0 |  | 1 | 1 | 1 | 1 | 1 | 1 | 0 | 0 | 0 | 0 | 0 | 0 | 0 | 0 | 0 | 0 | 0 | 0 | 0 | 0 | 0 | 0 | 0 | 0 | 0 | 0 | 0 | 0 | 0 | 0 | 0
Friday | 1 | 28 | 7 | 655 | 0 | 0 | 0 | 0 | 0 | 0 | 0 | 0 | 0 | 0 | 0 | 0 | 0 | 0 | 0 | 0 | 0 | 0 | 0 | 0 | 0 |  | 0 | 0 | 0 | 0 | 0 | 0 | 0 | 0 |  |  |  |  | 0 | 0 | 1 | 0 | 0 | 0 | 0 | 0 |  | 1 | 1 | 1 | 1 | 1 | 1 | 0 | 0 | 0 | 0 | 0 | 0 | 0 | 0 | 0 | 0 | 0 | 0 | 0 | 0 | 0 | 0 | 0 | 0 | 0 | 0 | 0 | 0 | 0 | 0 | 0
Friday | 1 | 28 | 8 | 656 | 0 | 0 | 0 | 0 | 0 | 0 | 0 | 0 | 0 | 0 | 0 | 0 | 0 | 0 | 0 | 0 | 0 | 0 | 0 | 0 | 0 |  | 0 | 0 | 0 | 0 | 0 | 0 | 0 | 0 |  |  |  |  | 0 | 1 | 0 | 0 | 0 | 0 | 0 | 0 |  | 1 | #VALUE! | 1 | 1 | 1 | #VALUE! | 0 | 0 | 0 | 0 | 0 | 0 | 0 | 0 | 0 | 0 | 0 | 0 | 0 | 0 | 0 | 0 | 0 | 0 | 0 | 0 | 0 | 0 | 0 | 0 | 0
Friday | 1 | 28 | 9 | 657 | 0 | 0 | 0 | 0 | 0 | 0 | 0 | 0 | 0 | 0 | 0 | 0 | 0 | 0 | 0 | 0 | 0 | 0 | 0 | 0 | 0 |  | 0 | 0 | 0 | 0 | 0 | 0 | 0 | 0 |  |  |  |  | 0 | 1 | 0 | 0 | 0 | 0 | 0 | 0 |  | 1 | #VALUE! | 1 | 1 | 1 | #VALUE! | 0 | 0 | 0 | 0 | 0 | 0 | 0 | 0 | 0 | 0 | 0 | 0 | 0 | 0 | 0 | 0 | 0 | 0 | 0 | 0 | 0 | 0 | 0 | 0 | 0
Friday | 1 | 28 | 10 | 658 | 0 | 0 | 0 | 0 | 0 | 0 | 0 | 0 | 0 | 0 | 0 | 0 | 0 | 0 | 0 | 0 | 0 | 0 | 0 | 0 | 0 |  | 0 | 0 | 0 | 0 | 0 | 0 | 0 | 0 |  |  |  |  | 0 | 1 | 0 | 0 | 0 | 0 | 0 | 0 |  | 1 | #VALUE! | 1 | 1 | 1 | #VALUE! | 0 | 0 | 0 | 0 | 0 | 0 | 0 | 0 | 0 | 0 | 0 | 0 | 0 | 0 | 0 | 0 | 0 | 0 | 0 | 0 | 0 | 0 | 0 | 0 | 0
Friday | 1 | 28 | 11 | 659 | 0 | 0 | 0 | 0 | 0 | 0 | 0 | 0 | 0 | 0 | 0 | 0 | 0 | 0 | 0 | 0 | 0 | 0 | 0 | 0 | 0 |  | 0 | 0 | 0 | 0 | 0 | 0 | 0 | 0 |  |  |  |  | 0 | 1 | 0 | 0 | 0 | 0 | 0 | 0 |  | 1 | #VALUE! | 1 | 1 | 1 | #VALUE! | 0 | 0 | 0 | 0 | 0 | 0 | 0 | 0 | 0 | 0 | 0 | 0 | 0 | 0 | 0 | 0 | 0 | 0 | 0 | 0 | 0 | 0 | 0 | 0 | 0
Friday | 1 | 28 | 12 | 660 | 0 | 0 | 0 | 0 | 0 | 0 | 0 | 0 | 0 | 0 | 0 | 0 | 0 | 0 | 0 | 0 | 0 | 0 | 0 | 0 | 0 |  | 0 | 0 | 0 | 0 | 0 | 0 | 0 | 0 |  |  |  |  | 0 | 1 | 0 | 0 | 0 | 0 | 0 | 0 |  | 1 | #VALUE! | 1 | 1 | 1 | #VALUE! | 0 | 0 | 0 | 0 | 0 | 0 | 0 | 0 | 0 | 0 | 0 | 0 | 0 | 0 | 0 | 0 | 0 | 0 | 0 | 0 | 0 | 0 | 0 | 0 | 0
Friday | 1 | 28 | 13 | 661 | 0 | 0 | 0 | 0 | 0 | 0 | 0 | 0 | 0 | 0 | 0 | 0 | 0 | 0 | 0 | 0 | 0 | 0 | 0 | 0 | 0 |  | 0 | 0 | 0 | 0 | 0 | 0 | 0 | 0 |  |  |  |  | 0 | 1 | 0 | 0 | 0 | 0 | 0 | 0 |  | 1 | #VALUE! | 1 | 1 | 1 | #VALUE! | 0 | 0 | 0 | 0 | 0 | 0 | 0 | 0 | 0 | 0 | 0 | 0 | 0 | 0 | 0 | 0 | 0 | 0 | 0 | 0 | 0 | 0 | 0 | 0 | 0
Friday | 1 | 28 | 14 | 662 | 0 | 0 | 0 | 0 | 0 | 0 | 0 | 0 | 0 | 0 | 0 | 0 | 0 | 0 | 0 | 0 | 0 | 0 | 0 | 0 | 0 |  | 0 | 0 | 0 | 0 | 0 | 0 | 0 | 0 |  |  |  |  | 0 | 1 | 0 | 0 | 0 | 0 | 0 | 0 |  | 1 | #VALUE! | 1 | 1 | 1 | #VALUE! | 0 | 0 | 0 | 0 | 0 | 0 | 0 | 0 | 0 | 0 | 0 | 0 | 0 | 0 | 0 | 0 | 0 | 0 | 0 | 0 | 0 | 0 | 0 | 0 | 0
Friday | 1 | 28 | 15 | 663 | 0 | 0 | 0 | 0 | 0 | 0 | 0 | 0 | 0 | 0 | 0 | 0 | 0 | 0 | 0 | 0 | 0 | 0 | 0 | 0 | 0 |  | 0 | 0 | 0 | 0 | 0 | 0 | 0 | 0 |  |  |  |  | 0 | 1 | 0 | 0 | 0 | 0 | 0 | 0 |  | 1 | #VALUE! | 1 | 1 | 1 | #VALUE! | 0 | 0 | 0 | 0 | 0 | 0 | 0 | 0 | 0 | 0 | 0 | 0 | 0 | 0 | 0 | 0 | 0 | 0 | 0 | 0 | 0 | 0 | 0 | 0 | 0
Friday | 1 | 28 | 16 | 664 | 0 | 0 | 0 | 0 | 0 | 0 | 0 | 0 | 0 | 0 | 0 | 0 | 0 | 0 | 0 | 0 | 0 | 0 | 0 | 0 | 0 |  | 0 | 0 | 0 | 0 | 0 | 0 | 0 | 0 |  |  |  |  | 0 | 1 | 0 | 0 | 0 | 0 | 0 | 0 |  | 1 | #VALUE! | 1 | 1 | 1 | #VALUE! | 0 | 0 | 0 | 0 | 0 | 0 | 0 | 0 | 0 | 0 | 0 | 0 | 0 | 0 | 0 | 0 | 0 | 0 | 0 | 0 | 0 | 0 | 0 | 0 | 0
Friday | 1 | 28 | 17 | 665 | 0 | 0 | 0 | 0 | 0 | 0 | 0 | 0 | 0 | 0 | 0 | 0 | 0 | 0 | 0 | 0 | 0 | 0 | 0 | 0 | 0 |  | 0 | 0 | 0 | 0 | 0 | 0 | 0 | 0 |  |  |  |  | 0 | 1 | 0 | 0 | 0 | 0 | 0 | 0 |  | 1 | #VALUE! | 1 | 1 | 1 | #VALUE! | 0 | 0 | 0 | 0 | 0 | 0 | 0 | 0 | 0 | 0 | 0 | 0 | 0 | 0 | 0 | 0 | 0 | 0 | 0 | 0 | 0 | 0 | 0 | 0 | 0
Friday | 1 | 28 | 18 | 666 | 0 | 0 | 0 | 0 | 0 | 0 | 0 | 0 | 0 | 0 | 0 | 0 | 0 | 0 | 0 | 0 | 0 | 0 | 0 | 0 | 0 |  | 0 | 0 | 0 | 0 | 0 | 0 | 0 | 0 |  |  |  |  | 0 | 1 | 0 | 0 | 0 | 0 | 0 | 0 |  | 1 | #VALUE! | 1 | 1 | 1 | #VALUE! | 0 | 0 | 0 | 0 | 0 | 0 | 0 | 0 | 0 | 0 | 0 | 0 | 0 | 0 | 0 | 0 | 0 | 0 | 0 | 0 | 0 | 0 | 0 | 0 | 0
Friday | 1 | 28 | 19 | 667 | 0 | 0 | 0 | 0 | 0 | 0 | 0 | 0 | 0 | 0 | 0 | 0 | 0 | 0 | 0 | 0 | 0 | 0 | 0 | 0 | 0 |  | 0 | 0 | 0 | 0 | 0 | 0 | 0 | 0 |  |  |  |  | 1 | 0 | 0 | 0 | 0 | 0 | 0 | 0 |  | #VALUE! | 1 | 1 | 1 | 1 | #VALUE! | 0 | 0 | 0 | 0 | 0 | 0 | 0 | 0 | 0 | 0 | 0 | 0 | 0 | 0 | 0 | 0 | 0 | 0 | 0 | 0 | 0 | 0 | 0 | 0 | 0
Friday | 1 | 28 | 20 | 668 | 0 | 0 | 0 | 0 | 0 | 0 | 0 | 0 | 0 | 0 | 0 | 0 | 0 | 0 | 0 | 0 | 0 | 0 | 0 | 0 | 0 |  | 0 | 0 | 0 | 0 | 0 | 0 | 0 | 0 |  |  |  |  | 1 | 0 | 0 | 0 | 0 | 0 | 0 | 0 |  | #VALUE! | 1 | 1 | 1 | 1 | #VALUE! | 0 | 0 | 0 | 0 | 0 | 0 | 0 | 0 | 0 | 0 | 0 | 0 | 0 | 0 | 0 | 0 | 0 | 0 | 0 | 0 | 0 | 0 | 0 | 0 | 0
Friday | 1 | 28 | 21 | 669 | 0 | 0 | 0 | 0 | 0 | 0 | 0 | 0 | 0 | 0 | 0 | 0 | 0 | 0 | 0 | 0 | 0 | 0 | 0 | 0 | 0 |  | 0 | 0 | 0 | 0 | 0 | 0 | 0 | 0 |  |  |  |  | 0 | 1 | 0 | 0 | 0 | 0 | 0 | 0 |  | 1 | #VALUE! | 1 | 1 | 1 | #VALUE! | 0 | 0 | 0 | 0 | 0 | 0 | 0 | 0 | 0 | 0 | 0 | 0 | 0 | 0 | 0 | 0 | 0 | 0 | 0 | 0 | 0 | 0 | 0 | 0 | 0
Friday | 1 | 28 | 22 | 670 | 0 | 0 | 0 | 0 | 0 | 0 | 0 | 0 | 0 | 0 | 0 | 0 | 0 | 0 | 0 | 0 | 0 | 0 | 0 | 0 | 0 |  | 0 | 0 | 0 | 0 | 0 | 0 | 0 | 0 |  |  |  |  | 0 | 1 | 0 | 0 | 0 | 0 | 0 | 0 |  | 1 | #VALUE! | 1 | 1 | 1 | #VALUE! | 0 | 0 | 0 | 0 | 0 | 0 | 0 | 0 | 0 | 0 | 0 | 0 | 0 | 0 | 0 | 0 | 0 | 0 | 0 | 0 | 0 | 0 | 0 | 0 | 0
Friday | 1 | 28 | 23 | 671 | 0 | 0 | 0 | 0 | 0 | 0 | 0 | 0 | 0 | 0 | 0 | 0 | 0 | 0 | 0 | 0 | 0 | 0 | 0 | 0 | 0 |  | 0 | 0 | 0 | 0 | 0 | 0 | 0 | 0 |  |  |  |  | 0 | 0 | 1 | 0 | 0 | 0 | 0 | 0 |  | 1 | 1 | 1 | 1 | 1 | 1 | 0 | 0 | 0 | 0 | 0 | 0 | 0 | 0 | 0 | 0 | 0 | 0 | 0 | 0 | 0 | 0 | 0 | 0 | 0 | 0 | 0 | 0 | 0 | 0 | 0
Friday | 1 | 28 | 24 | 672 | 0 | 0 | 0 | 0 | 0 | 0 | 0 | 0 | 0 | 0 | 0 | 0 | 0 | 0 | 0 | 0 | 0 | 0 | 0 | 0 | 0 |  | 0 | 0 | 0 | 0 | 0 | 0 | 0 | 0 |  |  |  |  | 0 | 0 | 1 | 0 | 0 | 0 | 0 | 0 |  | 1 | 1 | 1 | 1 | 1 | 1 | 0 | 0 | 0 | 0 | 0 | 0 | 0 | 0 | 0 | 0 | 0 | 0 | 0 | 0 | 0 | 0 | 0 | 0 | 0 | 0 | 0 | 0 | 0 | 0 | 0
Saturday | 1 | 29 | 1 | 673 | 0 | 0 | 0 | 0 | 0 | 0 | 0 | 0 | 0 | 0 | 0 | 0 | 0 | 0 | 0 | 0 | 0 | 0 | 0 | 0 | 0 |  | 0 | 0 | 0 | 0 | 0 | 0 | 0 | 0 |  |  |  |  | 0 | 0 | 1 | 0 | 0 | 0 | 0 | 0 |  | 1 | 1 | 1 | 1 | 1 | 1 | 0 | 0 | 0 | 0 | 0 | 0 | 0 | 0 | 0 | 0 | 0 | 0 | 0 | 0 | 0 | 0 | 0 | 0 | 0 | 0 | 0 | 0 | 0 | 0 | 0
Saturday | 1 | 29 | 2 | 674 | 0 | 0 | 0 | 0 | 0 | 0 | 0 | 0 | 0 | 0 | 0 | 0 | 0 | 0 | 0 | 0 | 0 | 0 | 0 | 0 | 0 |  | 0 | 0 | 0 | 0 | 0 | 0 | 0 | 0 |  |  |  |  | 0 | 0 | 1 | 0 | 0 | 0 | 0 | 0 |  | 1 | 1 | 1 | 1 | 1 | 1 | 0 | 0 | 0 | 0 | 0 | 0 | 0 | 0 | 0 | 0 | 0 | 0 | 0 | 0 | 0 | 0 | 0 | 0 | 0 | 0 | 0 | 0 | 0 | 0 | 0
Saturday | 1 | 29 | 3 | 675 | 0 | 0 | 0 | 0 | 0 | 0 | 0 | 0 | 0 | 0 | 0 | 0 | 0 | 0 | 0 | 0 | 0 | 0 | 0 | 0 | 0 |  | 0 | 0 | 0 | 0 | 0 | 0 | 0 | 0 |  |  |  |  | 0 | 0 | 1 | 0 | 0 | 0 | 0 | 0 |  | 1 | 1 | 1 | 1 | 1 | 1 | 0 | 0 | 0 | 0 | 0 | 0 | 0 | 0 | 0 | 0 | 0 | 0 | 0 | 0 | 0 | 0 | 0 | 0 | 0 | 0 | 0 | 0 | 0 | 0 | 0
Saturday | 1 | 29 | 4 | 676 | 0 | 0 | 0 | 0 | 0 | 0 | 0 | 0 | 0 | 0 | 0 | 0 | 0 | 0 | 0 | 0 | 0 | 0 | 0 | 0 | 0 |  | 0 | 0 | 0 | 0 | 0 | 0 | 0 | 0 |  |  |  |  | 0 | 0 | 1 | 0 | 0 | 0 | 0 | 0 |  | 1 | 1 | 1 | 1 | 1 | 1 | 0 | 0 | 0 | 0 | 0 | 0 | 0 | 0 | 0 | 0 | 0 | 0 | 0 | 0 | 0 | 0 | 0 | 0 | 0 | 0 | 0 | 0 | 0 | 0 | 0
Saturday | 1 | 29 | 5 | 677 | 0 | 0 | 0 | 0 | 0 | 0 | 0 | 0 | 0 | 0 | 0 | 0 | 0 | 0 | 0 | 0 | 0 | 0 | 0 | 0 | 0 |  | 0 | 0 | 0 | 0 | 0 | 0 | 0 | 0 |  |  |  |  | 0 | 0 | 1 | 0 | 0 | 0 | 0 | 0 |  | 1 | 1 | 1 | 1 | 1 | 1 | 0 | 0 | 0 | 0 | 0 | 0 | 0 | 0 | 0 | 0 | 0 | 0 | 0 | 0 | 0 | 0 | 0 | 0 | 0 | 0 | 0 | 0 | 0 | 0 | 0
Saturday | 1 | 29 | 6 | 678 | 0 | 0 | 0 | 0 | 0 | 0 | 0 | 0 | 0 | 0 | 0 | 0 | 0 | 0 | 0 | 0 | 0 | 0 | 0 | 0 | 0 |  | 0 | 0 | 0 | 0 | 0 | 0 | 0 | 0 |  |  |  |  | 0 | 0 | 1 | 0 | 0 | 0 | 0 | 0 |  | 1 | 1 | 1 | 1 | 1 | 1 | 0 | 0 | 0 | 0 | 0 | 0 | 0 | 0 | 0 | 0 | 0 | 0 | 0 | 0 | 0 | 0 | 0 | 0 | 0 | 0 | 0 | 0 | 0 | 0 | 0
Saturday | 1 | 29 | 7 | 679 | 0 | 0 | 0 | 0 | 0 | 0 | 0 | 0 | 0 | 0 | 0 | 0 | 0 | 0 | 0 | 0 | 0 | 0 | 0 | 0 | 0 |  | 0 | 0 | 0 | 0 | 0 | 0 | 0 | 0 |  |  |  |  | 0 | 0 | 1 | 0 | 0 | 0 | 0 | 0 |  | 1 | 1 | 1 | 1 | 1 | 1 | 0 | 0 | 0 | 0 | 0 | 0 | 0 | 0 | 0 | 0 | 0 | 0 | 0 | 0 | 0 | 0 | 0 | 0 | 0 | 0 | 0 | 0 | 0 | 0 | 0
Saturday | 1 | 29 | 8 | 680 | 0 | 0 | 0 | 0 | 0 | 0 | 0 | 0 | 0 | 0 | 0 | 0 | 0 | 0 | 0 | 0 | 0 | 0 | 0 | 0 | 0 |  | 0 | 0 | 0 | 0 | 0 | 0 | 0 | 0 |  |  |  |  | 0 | 0 | 1 | 0 | 0 | 0 | 0 | 0 |  | 1 | 1 | 1 | 1 | 1 | 1 | 0 | 0 | 0 | 0 | 0 | 0 | 0 | 0 | 0 | 0 | 0 | 0 | 0 | 0 | 0 | 0 | 0 | 0 | 0 | 0 | 0 | 0 | 0 | 0 | 0
Saturday | 1 | 29 | 9 | 681 | 0 | 0 | 0 | 0 | 0 | 0 | 0 | 0 | 0 | 0 | 0 | 0 | 0 | 0 | 0 | 0 | 0 | 0 | 0 | 0 | 0 |  | 0 | 0 | 0 | 0 | 0 | 0 | 0 | 0 |  |  |  |  | 0 | 0 | 1 | 0 | 0 | 0 | 0 | 0 |  | 1 | 1 | 1 | 1 | 1 | 1 | 0 | 0 | 0 | 0 | 0 | 0 | 0 | 0 | 0 | 0 | 0 | 0 | 0 | 0 | 0 | 0 | 0 | 0 | 0 | 0 | 0 | 0 | 0 | 0 | 0
Saturday | 1 | 29 | 10 | 682 | 0 | 0 | 0 | 0 | 0 | 0 | 0 | 0 | 0 | 0 | 0 | 0 | 0 | 0 | 0 | 0 | 0 | 0 | 0 | 0 | 0 |  | 0 | 0 | 0 | 0 | 0 | 0 | 0 | 0 |  |  |  |  | 0 | 0 | 1 | 0 | 0 | 0 | 0 | 0 |  | 1 | 1 | 1 | 1 | 1 | 1 | 0 | 0 | 0 | 0 | 0 | 0 | 0 | 0 | 0 | 0 | 0 | 0 | 0 | 0 | 0 | 0 | 0 | 0 | 0 | 0 | 0 | 0 | 0 | 0 | 0
Saturday | 1 | 29 | 11 | 683 | 0 | 0 | 0 | 0 | 0 | 0 | 0 | 0 | 0 | 0 | 0 | 0 | 0 | 0 | 0 | 0 | 0 | 0 | 0 | 0 | 0 |  | 0 | 0 | 0 | 0 | 0 | 0 | 0 | 0 |  |  |  |  | 0 | 0 | 1 | 0 | 0 | 0 | 0 | 0 |  | 1 | 1 | 1 | 1 | 1 | 1 | 0 | 0 | 0 | 0 | 0 | 0 | 0 | 0 | 0 | 0 | 0 | 0 | 0 | 0 | 0 | 0 | 0 | 0 | 0 | 0 | 0 | 0 | 0 | 0 | 0
Saturday | 1 | 29 | 12 | 684 | 0 | 0 | 0 | 0 | 0 | 0 | 0 | 0 | 0 | 0 | 0 | 0 | 0 | 0 | 0 | 0 | 0 | 0 | 0 | 0 | 0 |  | 0 | 0 | 0 | 0 | 0 | 0 | 0 | 0 |  |  |  |  | 0 | 0 | 1 | 0 | 0 | 0 | 0 | 0 |  | 1 | 1 | 1 | 1 | 1 | 1 | 0 | 0 | 0 | 0 | 0 | 0 | 0 | 0 | 0 | 0 | 0 | 0 | 0 | 0 | 0 | 0 | 0 | 0 | 0 | 0 | 0 | 0 | 0 | 0 | 0
Saturday | 1 | 29 | 13 | 685 | 0 | 0 | 0 | 0 | 0 | 0 | 0 | 0 | 0 | 0 | 0 | 0 | 0 | 0 | 0 | 0 | 0 | 0 | 0 | 0 | 0 |  | 0 | 0 | 0 | 0 | 0 | 0 | 0 | 0 |  |  |  |  | 0 | 0 | 1 | 0 | 0 | 0 | 0 | 0 |  | 1 | 1 | 1 | 1 | 1 | 1 | 0 | 0 | 0 | 0 | 0 | 0 | 0 | 0 | 0 | 0 | 0 | 0 | 0 | 0 | 0 | 0 | 0 | 0 | 0 | 0 | 0 | 0 | 0 | 0 | 0
Saturday | 1 | 29 | 14 | 686 | 0 | 0 | 0 | 0 | 0 | 0 | 0 | 0 | 0 | 0 | 0 | 0 | 0 | 0 | 0 | 0 | 0 | 0 | 0 | 0 | 0 |  | 0 | 0 | 0 | 0 | 0 | 0 | 0 | 0 |  |  |  |  | 0 | 0 | 1 | 0 | 0 | 0 | 0 | 0 |  | 1 | 1 | 1 | 1 | 1 | 1 | 0 | 0 | 0 | 0 | 0 | 0 | 0 | 0 | 0 | 0 | 0 | 0 | 0 | 0 | 0 | 0 | 0 | 0 | 0 | 0 | 0 | 0 | 0 | 0 | 0
Saturday | 1 | 29 | 15 | 687 | 0 | 0 | 0 | 0 | 0 | 0 | 0 | 0 | 0 | 0 | 0 | 0 | 0 | 0 | 0 | 0 | 0 | 0 | 0 | 0 | 0 |  | 0 | 0 | 0 | 0 | 0 | 0 | 0 | 0 |  |  |  |  | 0 | 0 | 1 | 0 | 0 | 0 | 0 | 0 |  | 1 | 1 | 1 | 1 | 1 | 1 | 0 | 0 | 0 | 0 | 0 | 0 | 0 | 0 | 0 | 0 | 0 | 0 | 0 | 0 | 0 | 0 | 0 | 0 | 0 | 0 | 0 | 0 | 0 | 0 | 0
Saturday | 1 | 29 | 16 | 688 | 0 | 0 | 0 | 0 | 0 | 0 | 0 | 0 | 0 | 0 | 0 | 0 | 0 | 0 | 0 | 0 | 0 | 0 | 0 | 0 | 0 |  | 0 | 0 | 0 | 0 | 0 | 0 | 0 | 0 |  |  |  |  | 0 | 0 | 1 | 0 | 0 | 0 | 0 | 0 |  | 1 | 1 | 1 | 1 | 1 | 1 | 0 | 0 | 0 | 0 | 0 | 0 | 0 | 0 | 0 | 0 | 0 | 0 | 0 | 0 | 0 | 0 | 0 | 0 | 0 | 0 | 0 | 0 | 0 | 0 | 0
Saturday | 1 | 29 | 17 | 689 | 0 | 0 | 0 | 0 | 0 | 0 | 0 | 0 | 0 | 0 | 0 | 0 | 0 | 0 | 0 | 0 | 0 | 0 | 0 | 0 | 0 |  | 0 | 0 | 0 | 0 | 0 | 0 | 0 | 0 |  |  |  |  | 0 | 0 | 1 | 0 | 0 | 0 | 0 | 0 |  | 1 | 1 | 1 | 1 | 1 | 1 | 0 | 0 | 0 | 0 | 0 | 0 | 0 | 0 | 0 | 0 | 0 | 0 | 0 | 0 | 0 | 0 | 0 | 0 | 0 | 0 | 0 | 0 | 0 | 0 | 0
Saturday | 1 | 29 | 18 | 690 | 0 | 0 | 0 | 0 | 0 | 0 | 0 | 0 | 0 | 0 | 0 | 0 | 0 | 0 | 0 | 0 | 0 | 0 | 0 | 0 | 0 |  | 0 | 0 | 0 | 0 | 0 | 0 | 0 | 0 |  |  |  |  | 0 | 0 | 1 | 0 | 0 | 0 | 0 | 0 |  | 1 | 1 | 1 | 1 | 1 | 1 | 0 | 0 | 0 | 0 | 0 | 0 | 0 | 0 | 0 | 0 | 0 | 0 | 0 | 0 | 0 | 0 | 0 | 0 | 0 | 0 | 0 | 0 | 0 | 0 | 0
Saturday | 1 | 29 | 19 | 691 | 0 | 0 | 0 | 0 | 0 | 0 | 0 | 0 | 0 | 0 | 0 | 0 | 0 | 0 | 0 | 0 | 0 | 0 | 0 | 0 | 0 |  | 0 | 0 | 0 | 0 | 0 | 0 | 0 | 0 |  |  |  |  | 0 | 0 | 1 | 0 | 0 | 0 | 0 | 0 |  | 1 | 1 | 1 | 1 | 1 | 1 | 0 | 0 | 0 | 0 | 0 | 0 | 0 | 0 | 0 | 0 | 0 | 0 | 0 | 0 | 0 | 0 | 0 | 0 | 0 | 0 | 0 | 0 | 0 | 0 | 0
Saturday | 1 | 29 | 20 | 692 | 0 | 0 | 0 | 0 | 0 | 0 | 0 | 0 | 0 | 0 | 0 | 0 | 0 | 0 | 0 | 0 | 0 | 0 | 0 | 0 | 0 |  | 0 | 0 | 0 | 0 | 0 | 0 | 0 | 0 |  |  |  |  | 0 | 0 | 1 | 0 | 0 | 0 | 0 | 0 |  | 1 | 1 | 1 | 1 | 1 | 1 | 0 | 0 | 0 | 0 | 0 | 0 | 0 | 0 | 0 | 0 | 0 | 0 | 0 | 0 | 0 | 0 | 0 | 0 | 0 | 0 | 0 | 0 | 0 | 0 | 0
Saturday | 1 | 29 | 21 | 693 | 0 | 0 | 0 | 0 | 0 | 0 | 0 | 0 | 0 | 0 | 0 | 0 | 0 | 0 | 0 | 0 | 0 | 0 | 0 | 0 | 0 |  | 0 | 0 | 0 | 0 | 0 | 0 | 0 | 0 |  |  |  |  | 0 | 0 | 1 | 0 | 0 | 0 | 0 | 0 |  | 1 | 1 | 1 | 1 | 1 | 1 | 0 | 0 | 0 | 0 | 0 | 0 | 0 | 0 | 0 | 0 | 0 | 0 | 0 | 0 | 0 | 0 | 0 | 0 | 0 | 0 | 0 | 0 | 0 | 0 | 0
Saturday | 1 | 29 | 22 | 694 | 0 | 0 | 0 | 0 | 0 | 0 | 0 | 0 | 0 | 0 | 0 | 0 | 0 | 0 | 0 | 0 | 0 | 0 | 0 | 0 | 0 |  | 0 | 0 | 0 | 0 | 0 | 0 | 0 | 0 |  |  |  |  | 0 | 0 | 1 | 0 | 0 | 0 | 0 | 0 |  | 1 | 1 | 1 | 1 | 1 | 1 | 0 | 0 | 0 | 0 | 0 | 0 | 0 | 0 | 0 | 0 | 0 | 0 | 0 | 0 | 0 | 0 | 0 | 0 | 0 | 0 | 0 | 0 | 0 | 0 | 0
Saturday | 1 | 29 | 23 | 695 | 0 | 0 | 0 | 0 | 0 | 0 | 0 | 0 | 0 | 0 | 0 | 0 | 0 | 0 | 0 | 0 | 0 | 0 | 0 | 0 | 0 |  | 0 | 0 | 0 | 0 | 0 | 0 | 0 | 0 |  |  |  |  | 0 | 0 | 1 | 0 | 0 | 0 | 0 | 0 |  | 1 | 1 | 1 | 1 | 1 | 1 | 0 | 0 | 0 | 0 | 0 | 0 | 0 | 0 | 0 | 0 | 0 | 0 | 0 | 0 | 0 | 0 | 0 | 0 | 0 | 0 | 0 | 0 | 0 | 0 | 0
Saturday | 1 | 29 | 24 | 696 | 0 | 0 | 0 | 0 | 0 | 0 | 0 | 0 | 0 | 0 | 0 | 0 | 0 | 0 | 0 | 0 | 0 | 0 | 0 | 0 | 0 |  | 0 | 0 | 0 | 0 | 0 | 0 | 0 | 0 |  |  |  |  | 0 | 0 | 1 | 0 | 0 | 0 | 0 | 0 |  | 1 | 1 | 1 | 1 | 1 | 1 | 0 | 0 | 0 | 0 | 0 | 0 | 0 | 0 | 0 | 0 | 0 | 0 | 0 | 0 | 0 | 0 | 0 | 0 | 0 | 0 | 0 | 0 | 0 | 0 | 0
Sunday | 1 | 30 | 1 | 697 | 0 | 0 | 0 | 0 | 0 | 0 | 0 | 0 | 0 | 0 | 0 | 0 | 0 | 0 | 0 | 0 | 0 | 0 | 0 | 0 | 0 |  | 0 | 0 | 0 | 0 | 0 | 0 | 0 | 0 |  |  |  |  | 0 | 0 | 1 | 0 | 0 | 0 | 0 | 0 |  | 1 | 1 | 1 | 1 | 1 | 1 | 0 | 0 | 0 | 0 | 0 | 0 | 0 | 0 | 0 | 0 | 0 | 0 | 0 | 0 | 0 | 0 | 0 | 0 | 0 | 0 | 0 | 0 | 0 | 0 | 0
Sunday | 1 | 30 | 2 | 698 | 0 | 0 | 0 | 0 | 0 | 0 | 0 | 0 | 0 | 0 | 0 | 0 | 0 | 0 | 0 | 0 | 0 | 0 | 0 | 0 | 0 |  | 0 | 0 | 0 | 0 | 0 | 0 | 0 | 0 |  |  |  |  | 0 | 0 | 1 | 0 | 0 | 0 | 0 | 0 |  | 1 | 1 | 1 | 1 | 1 | 1 | 0 | 0 | 0 | 0 | 0 | 0 | 0 | 0 | 0 | 0 | 0 | 0 | 0 | 0 | 0 | 0 | 0 | 0 | 0 | 0 | 0 | 0 | 0 | 0 | 0
Sunday | 1 | 30 | 3 | 699 | 0 | 0 | 0 | 0 | 0 | 0 | 0 | 0 | 0 | 0 | 0 | 0 | 0 | 0 | 0 | 0 | 0 | 0 | 0 | 0 | 0 |  | 0 | 0 | 0 | 0 | 0 | 0 | 0 | 0 |  |  |  |  | 0 | 0 | 1 | 0 | 0 | 0 | 0 | 0 |  | 1 | 1 | 1 | 1 | 1 | 1 | 0 | 0 | 0 | 0 | 0 | 0 | 0 | 0 | 0 | 0 | 0 | 0 | 0 | 0 | 0 | 0 | 0 | 0 | 0 | 0 | 0 | 0 | 0 | 0 | 0
Sunday | 1 | 30 | 4 | 700 | 0 | 0 | 0 | 0 | 0 | 0 | 0 | 0 | 0 | 0 | 0 | 0 | 0 | 0 | 0 | 0 | 0 | 0 | 0 | 0 | 0 |  | 0 | 0 | 0 | 0 | 0 | 0 | 0 | 0 |  |  |  |  | 0 | 0 | 1 | 0 | 0 | 0 | 0 | 0 |  | 1 | 1 | 1 | 1 | 1 | 1 | 0 | 0 | 0 | 0 | 0 | 0 | 0 | 0 | 0 | 0 | 0 | 0 | 0 | 0 | 0 | 0 | 0 | 0 | 0 | 0 | 0 | 0 | 0 | 0 | 0
Sunday | 1 | 30 | 5 | 701 | 0 | 0 | 0 | 0 | 0 | 0 | 0 | 0 | 0 | 0 | 0 | 0 | 0 | 0 | 0 | 0 | 0 | 0 | 0 | 0 | 0 |  | 0 | 0 | 0 | 0 | 0 | 0 | 0 | 0 |  |  |  |  | 0 | 0 | 1 | 0 | 0 | 0 | 0 | 0 |  | 1 | 1 | 1 | 1 | 1 | 1 | 0 | 0 | 0 | 0 | 0 | 0 | 0 | 0 | 0 | 0 | 0 | 0 | 0 | 0 | 0 | 0 | 0 | 0 | 0 | 0 | 0 | 0 | 0 | 0 | 0
Sunday | 1 | 30 | 6 | 702 | 0 | 0 | 0 | 0 | 0 | 0 | 0 | 0 | 0 | 0 | 0 | 0 | 0 | 0 | 0 | 0 | 0 | 0 | 0 | 0 | 0 |  | 0 | 0 | 0 | 0 | 0 | 0 | 0 | 0 |  |  |  |  | 0 | 0 | 1 | 0 | 0 | 0 | 0 | 0 |  | 1 | 1 | 1 | 1 | 1 | 1 | 0 | 0 | 0 | 0 | 0 | 0 | 0 | 0 | 0 | 0 | 0 | 0 | 0 | 0 | 0 | 0 | 0 | 0 | 0 | 0 | 0 | 0 | 0 | 0 | 0
Sunday | 1 | 30 | 7 | 703 | 0 | 0 | 0 | 0 | 0 | 0 | 0 | 0 | 0 | 0 | 0 | 0 | 0 | 0 | 0 | 0 | 0 | 0 | 0 | 0 | 0 |  | 0 | 0 | 0 | 0 | 0 | 0 | 0 | 0 |  |  |  |  | 0 | 0 | 1 | 0 | 0 | 0 | 0 | 0 |  | 1 | 1 | 1 | 1 | 1 | 1 | 0 | 0 | 0 | 0 | 0 | 0 | 0 | 0 | 0 | 0 | 0 | 0 | 0 | 0 | 0 | 0 | 0 | 0 | 0 | 0 | 0 | 0 | 0 | 0 | 0
Sunday | 1 | 30 | 8 | 704 | 0 | 0 | 0 | 0 | 0 | 0 | 0 | 0 | 0 | 0 | 0 | 0 | 0 | 0 | 0 | 0 | 0 | 0 | 0 | 0 | 0 |  | 0 | 0 | 0 | 0 | 0 | 0 | 0 | 0 |  |  |  |  | 0 | 0 | 1 | 0 | 0 | 0 | 0 | 0 |  | 1 | 1 | 1 | 1 | 1 | 1 | 0 | 0 | 0 | 0 | 0 | 0 | 0 | 0 | 0 | 0 | 0 | 0 | 0 | 0 | 0 | 0 | 0 | 0 | 0 | 0 | 0 | 0 | 0 | 0 | 0
Sunday | 1 | 30 | 9 | 705 | 0 | 0 | 0 | 0 | 0 | 0 | 0 | 0 | 0 | 0 | 0 | 0 | 0 | 0 | 0 | 0 | 0 | 0 | 0 | 0 | 0 |  | 0 | 0 | 0 | 0 | 0 | 0 | 0 | 0 |  |  |  |  | 0 | 0 | 1 | 0 | 0 | 0 | 0 | 0 |  | 1 | 1 | 1 | 1 | 1 | 1 | 0 | 0 | 0 | 0 | 0 | 0 | 0 | 0 | 0 | 0 | 0 | 0 | 0 | 0 | 0 | 0 | 0 | 0 | 0 | 0 | 0 | 0 | 0 | 0 | 0
Sunday | 1 | 30 | 10 | 706 | 0 | 0 | 0 | 0 | 0 | 0 | 0 | 0 | 0 | 0 | 0 | 0 | 0 | 0 | 0 | 0 | 0 | 0 | 0 | 0 | 0 |  | 0 | 0 | 0 | 0 | 0 | 0 | 0 | 0 |  |  |  |  | 0 | 0 | 1 | 0 | 0 | 0 | 0 | 0 |  | 1 | 1 | 1 | 1 | 1 | 1 | 0 | 0 | 0 | 0 | 0 | 0 | 0 | 0 | 0 | 0 | 0 | 0 | 0 | 0 | 0 | 0 | 0 | 0 | 0 | 0 | 0 | 0 | 0 | 0 | 0
Sunday | 1 | 30 | 11 | 707 | 0 | 0 | 0 | 0 | 0 | 0 | 0 | 0 | 0 | 0 | 0 | 0 | 0 | 0 | 0 | 0 | 0 | 0 | 0 | 0 | 0 |  | 0 | 0 | 0 | 0 | 0 | 0 | 0 | 0 |  |  |  |  | 0 | 0 | 1 | 0 | 0 | 0 | 0 | 0 |  | 1 | 1 | 1 | 1 | 1 | 1 | 0 | 0 | 0 | 0 | 0 | 0 | 0 | 0 | 0 | 0 | 0 | 0 | 0 | 0 | 0 | 0 | 0 | 0 | 0 | 0 | 0 | 0 | 0 | 0 | 0
Sunday | 1 | 30 | 12 | 708 | 0 | 0 | 0 | 0 | 0 | 0 | 0 | 0 | 0 | 0 | 0 | 0 | 0 | 0 | 0 | 0 | 0 | 0 | 0 | 0 | 0 |  | 0 | 0 | 0 | 0 | 0 | 0 | 0 | 0 |  |  |  |  | 0 | 0 | 1 | 0 | 0 | 0 | 0 | 0 |  | 1 | 1 | 1 | 1 | 1 | 1 | 0 | 0 | 0 | 0 | 0 | 0 | 0 | 0 | 0 | 0 | 0 | 0 | 0 | 0 | 0 | 0 | 0 | 0 | 0 | 0 | 0 | 0 | 0 | 0 | 0
Sunday | 1 | 30 | 13 | 709 | 0 | 0 | 0 | 0 | 0 | 0 | 0 | 0 | 0 | 0 | 0 | 0 | 0 | 0 | 0 | 0 | 0 | 0 | 0 | 0 | 0 |  | 0 | 0 | 0 | 0 | 0 | 0 | 0 | 0 |  |  |  |  | 0 | 0 | 1 | 0 | 0 | 0 | 0 | 0 |  | 1 | 1 | 1 | 1 | 1 | 1 | 0 | 0 | 0 | 0 | 0 | 0 | 0 | 0 | 0 | 0 | 0 | 0 | 0 | 0 | 0 | 0 | 0 | 0 | 0 | 0 | 0 | 0 | 0 | 0 | 0
Sunday | 1 | 30 | 14 | 710 | 0 | 0 | 0 | 0 | 0 | 0 | 0 | 0 | 0 | 0 | 0 | 0 | 0 | 0 | 0 | 0 | 0 | 0 | 0 | 0 | 0 |  | 0 | 0 | 0 | 0 | 0 | 0 | 0 | 0 |  |  |  |  | 0 | 0 | 1 | 0 | 0 | 0 | 0 | 0 |  | 1 | 1 | 1 | 1 | 1 | 1 | 0 | 0 | 0 | 0 | 0 | 0 | 0 | 0 | 0 | 0 | 0 | 0 | 0 | 0 | 0 | 0 | 0 | 0 | 0 | 0 | 0 | 0 | 0 | 0 | 0
Sunday | 1 | 30 | 15 | 711 | 0 | 0 | 0 | 0 | 0 | 0 | 0 | 0 | 0 | 0 | 0 | 0 | 0 | 0 | 0 | 0 | 0 | 0 | 0 | 0 | 0 |  | 0 | 0 | 0 | 0 | 0 | 0 | 0 | 0 |  |  |  |  | 0 | 0 | 1 | 0 | 0 | 0 | 0 | 0 |  | 1 | 1 | 1 | 1 | 1 | 1 | 0 | 0 | 0 | 0 | 0 | 0 | 0 | 0 | 0 | 0 | 0 | 0 | 0 | 0 | 0 | 0 | 0 | 0 | 0 | 0 | 0 | 0 | 0 | 0 | 0
Sunday | 1 | 30 | 16 | 712 | 0 | 0 | 0 | 0 | 0 | 0 | 0 | 0 | 0 | 0 | 0 | 0 | 0 | 0 | 0 | 0 | 0 | 0 | 0 | 0 | 0 |  | 0 | 0 | 0 | 0 | 0 | 0 | 0 | 0 |  |  |  |  | 0 | 0 | 1 | 0 | 0 | 0 | 0 | 0 |  | 1 | 1 | 1 | 1 | 1 | 1 | 0 | 0 | 0 | 0 | 0 | 0 | 0 | 0 | 0 | 0 | 0 | 0 | 0 | 0 | 0 | 0 | 0 | 0 | 0 | 0 | 0 | 0 | 0 | 0 | 0
Sunday | 1 | 30 | 17 | 713 | 0 | 0 | 0 | 0 | 0 | 0 | 0 | 0 | 0 | 0 | 0 | 0 | 0 | 0 | 0 | 0 | 0 | 0 | 0 | 0 | 0 |  | 0 | 0 | 0 | 0 | 0 | 0 | 0 | 0 |  |  |  |  | 0 | 0 | 1 | 0 | 0 | 0 | 0 | 0 |  | 1 | 1 | 1 | 1 | 1 | 1 | 0 | 0 | 0 | 0 | 0 | 0 | 0 | 0 | 0 | 0 | 0 | 0 | 0 | 0 | 0 | 0 | 0 | 0 | 0 | 0 | 0 | 0 | 0 | 0 | 0
Sunday | 1 | 30 | 18 | 714 | 0 | 0 | 0 | 0 | 0 | 0 | 0 | 0 | 0 | 0 | 0 | 0 | 0 | 0 | 0 | 0 | 0 | 0 | 0 | 0 | 0 |  | 0 | 0 | 0 | 0 | 0 | 0 | 0 | 0 |  |  |  |  | 0 | 0 | 1 | 0 | 0 | 0 | 0 | 0 |  | 1 | 1 | 1 | 1 | 1 | 1 | 0 | 0 | 0 | 0 | 0 | 0 | 0 | 0 | 0 | 0 | 0 | 0 | 0 | 0 | 0 | 0 | 0 | 0 | 0 | 0 | 0 | 0 | 0 | 0 | 0
Sunday | 1 | 30 | 19 | 715 | 0 | 0 | 0 | 0 | 0 | 0 | 0 | 0 | 0 | 0 | 0 | 0 | 0 | 0 | 0 | 0 | 0 | 0 | 0 | 0 | 0 |  | 0 | 0 | 0 | 0 | 0 | 0 | 0 | 0 |  |  |  |  | 0 | 0 | 1 | 0 | 0 | 0 | 0 | 0 |  | 1 | 1 | 1 | 1 | 1 | 1 | 0 | 0 | 0 | 0 | 0 | 0 | 0 | 0 | 0 | 0 | 0 | 0 | 0 | 0 | 0 | 0 | 0 | 0 | 0 | 0 | 0 | 0 | 0 | 0 | 0
Sunday | 1 | 30 | 20 | 716 | 0 | 0 | 0 | 0 | 0 | 0 | 0 | 0 | 0 | 0 | 0 | 0 | 0 | 0 | 0 | 0 | 0 | 0 | 0 | 0 | 0 |  | 0 | 0 | 0 | 0 | 0 | 0 | 0 | 0 |  |  |  |  | 0 | 0 | 1 | 0 | 0 | 0 | 0 | 0 |  | 1 | 1 | 1 | 1 | 1 | 1 | 0 | 0 | 0 | 0 | 0 | 0 | 0 | 0 | 0 | 0 | 0 | 0 | 0 | 0 | 0 | 0 | 0 | 0 | 0 | 0 | 0 | 0 | 0 | 0 | 0
Sunday | 1 | 30 | 21 | 717 | 0 | 0 | 0 | 0 | 0 | 0 | 0 | 0 | 0 | 0 | 0 | 0 | 0 | 0 | 0 | 0 | 0 | 0 | 0 | 0 | 0 |  | 0 | 0 | 0 | 0 | 0 | 0 | 0 | 0 |  |  |  |  | 0 | 0 | 1 | 0 | 0 | 0 | 0 | 0 |  | 1 | 1 | 1 | 1 | 1 | 1 | 0 | 0 | 0 | 0 | 0 | 0 | 0 | 0 | 0 | 0 | 0 | 0 | 0 | 0 | 0 | 0 | 0 | 0 | 0 | 0 | 0 | 0 | 0 | 0 | 0
Sunday | 1 | 30 | 22 | 718 | 0 | 0 | 0 | 0 | 0 | 0 | 0 | 0 | 0 | 0 | 0 | 0 | 0 | 0 | 0 | 0 | 0 | 0 | 0 | 0 | 0 |  | 0 | 0 | 0 | 0 | 0 | 0 | 0 | 0 |  |  |  |  | 0 | 0 | 1 | 0 | 0 | 0 | 0 | 0 |  | 1 | 1 | 1 | 1 | 1 | 1 | 0 | 0 | 0 | 0 | 0 | 0 | 0 | 0 | 0 | 0 | 0 | 0 | 0 | 0 | 0 | 0 | 0 | 0 | 0 | 0 | 0 | 0 | 0 | 0 | 0
Sunday | 1 | 30 | 23 | 719 | 0 | 0 | 0 | 0 | 0 | 0 | 0 | 0 | 0 | 0 | 0 | 0 | 0 | 0 | 0 | 0 | 0 | 0 | 0 | 0 | 0 |  | 0 | 0 | 0 | 0 | 0 | 0 | 0 | 0 |  |  |  |  | 0 | 0 | 1 | 0 | 0 | 0 | 0 | 0 |  | 1 | 1 | 1 | 1 | 1 | 1 | 0 | 0 | 0 | 0 | 0 | 0 | 0 | 0 | 0 | 0 | 0 | 0 | 0 | 0 | 0 | 0 | 0 | 0 | 0 | 0 | 0 | 0 | 0 | 0 | 0
Sunday | 1 | 30 | 24 | 720 | 0 | 0 | 0 | 0 | 0 | 0 | 0 | 0 | 0 | 0 | 0 | 0 | 0 | 0 | 0 | 0 | 0 | 0 | 0 | 0 | 0 |  | 0 | 0 | 0 | 0 | 0 | 0 | 0 | 0 |  |  |  |  | 0 | 0 | 1 | 0 | 0 | 0 | 0 | 0 |  | 1 | 1 | 1 | 1 | 1 | 1 | 0 | 0 | 0 | 0 | 0 | 0 | 0 | 0 | 0 | 0 | 0 | 0 | 0 | 0 | 0 | 0 | 0 | 0 | 0 | 0 | 0 | 0 | 0 | 0 | 0
Monday | 1 | 31 | 1 | 721 | 0 | 0 | 0 | 0 | 0 | 0 | 0 | 0 | 0 | 0 | 0 | 0 | 0 | 0 | 0 | 0 | 0 | 0 | 0 | 0 | 0 |  | 0 | 0 | 0 | 0 | 0 | 0 | 0 | 0 |  |  |  |  | 0 | 0 | 1 | 0 | 0 | 0 | 0 | 0 |  | 1 | 1 | 1 | 1 | 1 | 1 | 0 | 0 | 0 | 0 | 0 | 0 | 0 | 0 | 0 | 0 | 0 | 0 | 0 | 0 | 0 | 0 | 0 | 0 | 0 | 0 | 0 | 0 | 0 | 0 | 0
Monday | 1 | 31 | 2 | 722 | 0 | 0 | 0 | 0 | 0 | 0 | 0 | 0 | 0 | 0 | 0 | 0 | 0 | 0 | 0 | 0 | 0 | 0 | 0 | 0 | 0 |  | 0 | 0 | 0 | 0 | 0 | 0 | 0 | 0 |  |  |  |  | 0 | 0 | 1 | 0 | 0 | 0 | 0 | 0 |  | 1 | 1 | 1 | 1 | 1 | 1 | 0 | 0 | 0 | 0 | 0 | 0 | 0 | 0 | 0 | 0 | 0 | 0 | 0 | 0 | 0 | 0 | 0 | 0 | 0 | 0 | 0 | 0 | 0 | 0 | 0
Monday | 1 | 31 | 3 | 723 | 0 | 0 | 0 | 0 | 0 | 0 | 0 | 0 | 0 | 0 | 0 | 0 | 0 | 0 | 0 | 0 | 0 | 0 | 0 | 0 | 0 |  | 0 | 0 | 0 | 0 | 0 | 0 | 0 | 0 |  |  |  |  | 0 | 0 | 1 | 0 | 0 | 0 | 0 | 0 |  | 1 | 1 | 1 | 1 | 1 | 1 | 0 | 0 | 0 | 0 | 0 | 0 | 0 | 0 | 0 | 0 | 0 | 0 | 0 | 0 | 0 | 0 | 0 | 0 | 0 | 0 | 0 | 0 | 0 | 0 | 0
Monday | 1 | 31 | 4 | 724 | 0 | 0 | 0 | 0 | 0 | 0 | 0 | 0 | 0 | 0 | 0 | 0 | 0 | 0 | 0 | 0 | 0 | 0 | 0 | 0 | 0 |  | 0 | 0 | 0 | 0 | 0 | 0 | 0 | 0 |  |  |  |  | 0 | 0 | 1 | 0 | 0 | 0 | 0 | 0 |  | 1 | 1 | 1 | 1 | 1 | 1 | 0 | 0 | 0 | 0 | 0 | 0 | 0 | 0 | 0 | 0 | 0 | 0 | 0 | 0 | 0 | 0 | 0 | 0 | 0 | 0 | 0 | 0 | 0 | 0 | 0
Monday | 1 | 31 | 5 | 725 | 0 | 0 | 0 | 0 | 0 | 0 | 0 | 0 | 0 | 0 | 0 | 0 | 0 | 0 | 0 | 0 | 0 | 0 | 0 | 0 | 0 |  | 0 | 0 | 0 | 0 | 0 | 0 | 0 | 0 |  |  |  |  | 0 | 0 | 1 | 0 | 0 | 0 | 0 | 0 |  | 1 | 1 | 1 | 1 | 1 | 1 | 0 | 0 | 0 | 0 | 0 | 0 | 0 | 0 | 0 | 0 | 0 | 0 | 0 | 0 | 0 | 0 | 0 | 0 | 0 | 0 | 0 | 0 | 0 | 0 | 0
Monday | 1 | 31 | 6 | 726 | 0 | 0 | 0 | 0 | 0 | 0 | 0 | 0 | 0 | 0 | 0 | 0 | 0 | 0 | 0 | 0 | 0 | 0 | 0 | 0 | 0 |  | 0 | 0 | 0 | 0 | 0 | 0 | 0 | 0 |  |  |  |  | 0 | 0 | 1 | 0 | 0 | 0 | 0 | 0 |  | 1 | 1 | 1 | 1 | 1 | 1 | 0 | 0 | 0 | 0 | 0 | 0 | 0 | 0 | 0 | 0 | 0 | 0 | 0 | 0 | 0 | 0 | 0 | 0 | 0 | 0 | 0 | 0 | 0 | 0 | 0
Monday | 1 | 31 | 7 | 727 | 0 | 0 | 0 | 0 | 0 | 0 | 0 | 0 | 0 | 0 | 0 | 0 | 0 | 0 | 0 | 0 | 0 | 0 | 0 | 0 | 0 |  | 0 | 0 | 0 | 0 | 0 | 0 | 0 | 0 |  |  |  |  | 0 | 0 | 1 | 0 | 0 | 0 | 0 | 0 |  | 1 | 1 | 1 | 1 | 1 | 1 | 0 | 0 | 0 | 0 | 0 | 0 | 0 | 0 | 0 | 0 | 0 | 0 | 0 | 0 | 0 | 0 | 0 | 0 | 0 | 0 | 0 | 0 | 0 | 0 | 0
Monday | 1 | 31 | 8 | 728 | 0 | 0 | 0 | 0 | 0 | 0 | 0 | 0 | 0 | 0 | 0 | 0 | 0 | 0 | 0 | 0 | 0 | 0 | 0 | 0 | 0 |  | 0 | 0 | 0 | 0 | 0 | 0 | 0 | 0 |  |  |  |  | 0 | 1 | 0 | 0 | 0 | 0 | 0 | 0 |  | 1 | #VALUE! | 1 | 1 | 1 | #VALUE! | 0 | 0 | 0 | 0 | 0 | 0 | 0 | 0 | 0 | 0 | 0 | 0 | 0 | 0 | 0 | 0 | 0 | 0 | 0 | 0 | 0 | 0 | 0 | 0 | 0
Monday | 1 | 31 | 9 | 729 | 0 | 0 | 0 | 0 | 0 | 0 | 0 | 0 | 0 | 0 | 0 | 0 | 0 | 0 | 0 | 0 | 0 | 0 | 0 | 0 | 0 |  | 0 | 0 | 0 | 0 | 0 | 0 | 0 | 0 |  |  |  |  | 0 | 1 | 0 | 0 | 0 | 0 | 0 | 0 |  | 1 | #VALUE! | 1 | 1 | 1 | #VALUE! | 0 | 0 | 0 | 0 | 0 | 0 | 0 | 0 | 0 | 0 | 0 | 0 | 0 | 0 | 0 | 0 | 0 | 0 | 0 | 0 | 0 | 0 | 0 | 0 | 0
Monday | 1 | 31 | 10 | 730 | 0 | 0 | 0 | 0 | 0 | 0 | 0 | 0 | 0 | 0 | 0 | 0 | 0 | 0 | 0 | 0 | 0 | 0 | 0 | 0 | 0 |  | 0 | 0 | 0 | 0 | 0 | 0 | 0 | 0 |  |  |  |  | 0 | 1 | 0 | 0 | 0 | 0 | 0 | 0 |  | 1 | #VALUE! | 1 | 1 | 1 | #VALUE! | 0 | 0 | 0 | 0 | 0 | 0 | 0 | 0 | 0 | 0 | 0 | 0 | 0 | 0 | 0 | 0 | 0 | 0 | 0 | 0 | 0 | 0 | 0 | 0 | 0
Monday | 1 | 31 | 11 | 731 | 0 | 0 | 0 | 0 | 0 | 0 | 0 | 0 | 0 | 0 | 0 | 0 | 0 | 0 | 0 | 0 | 0 | 0 | 0 | 0 | 0 |  | 0 | 0 | 0 | 0 | 0 | 0 | 0 | 0 |  |  |  |  | 0 | 1 | 0 | 0 | 0 | 0 | 0 | 0 |  | 1 | #VALUE! | 1 | 1 | 1 | #VALUE! | 0 | 0 | 0 | 0 | 0 | 0 | 0 | 0 | 0 | 0 | 0 | 0 | 0 | 0 | 0 | 0 | 0 | 0 | 0 | 0 | 0 | 0 | 0 | 0 | 0
Monday | 1 | 31 | 12 | 732 | 0 | 0 | 0 | 0 | 0 | 0 | 0 | 0 | 0 | 0 | 0 | 0 | 0 | 0 | 0 | 0 | 0 | 0 | 0 | 0 | 0 |  | 0 | 0 | 0 | 0 | 0 | 0 | 0 | 0 |  |  |  |  | 0 | 1 | 0 | 0 | 0 | 0 | 0 | 0 |  | 1 | #VALUE! | 1 | 1 | 1 | #VALUE! | 0 | 0 | 0 | 0 | 0 | 0 | 0 | 0 | 0 | 0 | 0 | 0 | 0 | 0 | 0 | 0 | 0 | 0 | 0 | 0 | 0 | 0 | 0 | 0 | 0
Monday | 1 | 31 | 13 | 733 | 0 | 0 | 0 | 0 | 0 | 0 | 0 | 0 | 0 | 0 | 0 | 0 | 0 | 0 | 0 | 0 | 0 | 0 | 0 | 0 | 0 |  | 0 | 0 | 0 | 0 | 0 | 0 | 0 | 0 |  |  |  |  | 0 | 1 | 0 | 0 | 0 | 0 | 0 | 0 |  | 1 | #VALUE! | 1 | 1 | 1 | #VALUE! | 0 | 0 | 0 | 0 | 0 | 0 | 0 | 0 | 0 | 0 | 0 | 0 | 0 | 0 | 0 | 0 | 0 | 0 | 0 | 0 | 0 | 0 | 0 | 0 | 0
Monday | 1 | 31 | 14 | 734 | 0 | 0 | 0 | 0 | 0 | 0 | 0 | 0 | 0 | 0 | 0 | 0 | 0 | 0 | 0 | 0 | 0 | 0 | 0 | 0 | 0 |  | 0 | 0 | 0 | 0 | 0 | 0 | 0 | 0 |  |  |  |  | 0 | 1 | 0 | 0 | 0 | 0 | 0 | 0 |  | 1 | #VALUE! | 1 | 1 | 1 | #VALUE! | 0 | 0 | 0 | 0 | 0 | 0 | 0 | 0 | 0 | 0 | 0 | 0 | 0 | 0 | 0 | 0 | 0 | 0 | 0 | 0 | 0 | 0 | 0 | 0 | 0
Monday | 1 | 31 | 15 | 735 | 0 | 0 | 0 | 0 | 0 | 0 | 0 | 0 | 0 | 0 | 0 | 0 | 0 | 0 | 0 | 0 | 0 | 0 | 0 | 0 | 0 |  | 0 | 0 | 0 | 0 | 0 | 0 | 0 | 0 |  |  |  |  | 0 | 1 | 0 | 0 | 0 | 0 | 0 | 0 |  | 1 | #VALUE! | 1 | 1 | 1 | #VALUE! | 0 | 0 | 0 | 0 | 0 | 0 | 0 | 0 | 0 | 0 | 0 | 0 | 0 | 0 | 0 | 0 | 0 | 0 | 0 | 0 | 0 | 0 | 0 | 0 | 0
Monday | 1 | 31 | 16 | 736 | 0 | 0 | 0 | 0 | 0 | 0 | 0 | 0 | 0 | 0 | 0 | 0 | 0 | 0 | 0 | 0 | 0 | 0 | 0 | 0 | 0 |  | 0 | 0 | 0 | 0 | 0 | 0 | 0 | 0 |  |  |  |  | 0 | 1 | 0 | 0 | 0 | 0 | 0 | 0 |  | 1 | #VALUE! | 1 | 1 | 1 | #VALUE! | 0 | 0 | 0 | 0 | 0 | 0 | 0 | 0 | 0 | 0 | 0 | 0 | 0 | 0 | 0 | 0 | 0 | 0 | 0 | 0 | 0 | 0 | 0 | 0 | 0
Monday | 1 | 31 | 17 | 737 | 0 | 0 | 0 | 0 | 0 | 0 | 0 | 0 | 0 | 0 | 0 | 0 | 0 | 0 | 0 | 0 | 0 | 0 | 0 | 0 | 0 |  | 0 | 0 | 0 | 0 | 0 | 0 | 0 | 0 |  |  |  |  | 0 | 1 | 0 | 0 | 0 | 0 | 0 | 0 |  | 1 | #VALUE! | 1 | 1 | 1 | #VALUE! | 0 | 0 | 0 | 0 | 0 | 0 | 0 | 0 | 0 | 0 | 0 | 0 | 0 | 0 | 0 | 0 | 0 | 0 | 0 | 0 | 0 | 0 | 0 | 0 | 0
Monday | 1 | 31 | 18 | 738 | 0 | 0 | 0 | 0 | 0 | 0 | 0 | 0 | 0 | 0 | 0 | 0 | 0 | 0 | 0 | 0 | 0 | 0 | 0 | 0 | 0 |  | 0 | 0 | 0 | 0 | 0 | 0 | 0 | 0 |  |  |  |  | 0 | 1 | 0 | 0 | 0 | 0 | 0 | 0 |  | 1 | #VALUE! | 1 | 1 | 1 | #VALUE! | 0 | 0 | 0 | 0 | 0 | 0 | 0 | 0 | 0 | 0 | 0 | 0 | 0 | 0 | 0 | 0 | 0 | 0 | 0 | 0 | 0 | 0 | 0 | 0 | 0
Monday | 1 | 31 | 19 | 739 | 0 | 0 | 0 | 0 | 0 | 0 | 0 | 0 | 0 | 0 | 0 | 0 | 0 | 0 | 0 | 0 | 0 | 0 | 0 | 0 | 0 |  | 0 | 0 | 0 | 0 | 0 | 0 | 0 | 0 |  |  |  |  | 1 | 0 | 0 | 0 | 0 | 0 | 0 | 0 |  | #VALUE! | 1 | 1 | 1 | 1 | #VALUE! | 0 | 0 | 0 | 0 | 0 | 0 | 0 | 0 | 0 | 0 | 0 | 0 | 0 | 0 | 0 | 0 | 0 | 0 | 0 | 0 | 0 | 0 | 0 | 0 | 0
Monday | 1 | 31 | 20 | 740 | 0 | 0 | 0 | 0 | 0 | 0 | 0 | 0 | 0 | 0 | 0 | 0 | 0 | 0 | 0 | 0 | 0 | 0 | 0 | 0 | 0 |  | 0 | 0 | 0 | 0 | 0 | 0 | 0 | 0 |  |  |  |  | 1 | 0 | 0 | 0 | 0 | 0 | 0 | 0 |  | #VALUE! | 1 | 1 | 1 | 1 | #VALUE! | 0 | 0 | 0 | 0 | 0 | 0 | 0 | 0 | 0 | 0 | 0 | 0 | 0 | 0 | 0 | 0 | 0 | 0 | 0 | 0 | 0 | 0 | 0 | 0 | 0
Monday | 1 | 31 | 21 | 741 | 0 | 0 | 0 | 0 | 0 | 0 | 0 | 0 | 0 | 0 | 0 | 0 | 0 | 0 | 0 | 0 | 0 | 0 | 0 | 0 | 0 |  | 0 | 0 | 0 | 0 | 0 | 0 | 0 | 0 |  |  |  |  | 0 | 1 | 0 | 0 | 0 | 0 | 0 | 0 |  | 1 | #VALUE! | 1 | 1 | 1 | #VALUE! | 0 | 0 | 0 | 0 | 0 | 0 | 0 | 0 | 0 | 0 | 0 | 0 | 0 | 0 | 0 | 0 | 0 | 0 | 0 | 0 | 0 | 0 | 0 | 0 | 0
Monday | 1 | 31 | 22 | 742 | 0 | 0 | 0 | 0 | 0 | 0 | 0 | 0 | 0 | 0 | 0 | 0 | 0 | 0 | 0 | 0 | 0 | 0 | 0 | 0 | 0 |  | 0 | 0 | 0 | 0 | 0 | 0 | 0 | 0 |  |  |  |  | 0 | 1 | 0 | 0 | 0 | 0 | 0 | 0 |  | 1 | #VALUE! | 1 | 1 | 1 | #VALUE! | 0 | 0 | 0 | 0 | 0 | 0 | 0 | 0 | 0 | 0 | 0 | 0 | 0 | 0 | 0 | 0 | 0 | 0 | 0 | 0 | 0 | 0 | 0 | 0 | 0
Monday | 1 | 31 | 23 | 743 | 0 | 0 | 0 | 0 | 0 | 0 | 0 | 0 | 0 | 0 | 0 | 0 | 0 | 0 | 0 | 0 | 0 | 0 | 0 | 0 | 0 |  | 0 | 0 | 0 | 0 | 0 | 0 | 0 | 0 |  |  |  |  | 0 | 0 | 1 | 0 | 0 | 0 | 0 | 0 |  | 1 | 1 | 1 | 1 | 1 | 1 | 0 | 0 | 0 | 0 | 0 | 0 | 0 | 0 | 0 | 0 | 0 | 0 | 0 | 0 | 0 | 0 | 0 | 0 | 0 | 0 | 0 | 0 | 0 | 0 | 0
Monday | 1 | 31 | 24 | 744 | 0 | 0 | 0 | 0 | 0 | 0 | 0 | 0 | 0 | 0 | 0 | 0 | 0 | 0 | 0 | 0 | 0 | 0 | 0 | 0 | 0 |  | 0 | 0 | 0 | 0 | 0 | 0 | 0 | 0 |  |  |  |  | 0 | 0 | 1 | 0 | 0 | 0 | 0 | 0 |  | 1 | 1 | 1 | 1 | 1 | 1 | 0 | 0 | 0 | 0 | 0 | 0 | 0 | 0 | 0 | 0 | 0 | 0 | 0 | 0 | 0 | 0 | 0 | 0 | 0 | 0 | 0 | 0 | 0 | 0 | 0
Tuesday | 2 | 1 | 1 | 745 | 0 | 0 | 0 | 0 | 0 | 0 | 0 | 0 | 0 | 0 | 0 | 0 | 0 | 0 | 0 | 0 | 0 | 0 | 0 | 0 | 0 |  | 0 | 0 | 0 | 0 | 0 | 0 | 0 | 0 |  |  |  |  | 0 | 0 | 1 | 0 | 0 | 0 | 0 | 0 |  | 1 | 1 | 1 | 1 | 1 | 1 | 0 | 0 | 0 | 0 | 0 | 0 | 0 | 0 | 0 | 0 | 0 | 0 | 0 | 0 | 0 | 0 | 0 | 0 | 0 | 0 | 0 | 0 | 0 | 0 | 0
Tuesday | 2 | 1 | 2 | 746 | 0 | 0 | 0 | 0 | 0 | 0 | 0 | 0 | 0 | 0 | 0 | 0 | 0 | 0 | 0 | 0 | 0 | 0 | 0 | 0 | 0 |  | 0 | 0 | 0 | 0 | 0 | 0 | 0 | 0 |  |  |  |  | 0 | 0 | 1 | 0 | 0 | 0 | 0 | 0 |  | 1 | 1 | 1 | 1 | 1 | 1 | 0 | 0 | 0 | 0 | 0 | 0 | 0 | 0 | 0 | 0 | 0 | 0 | 0 | 0 | 0 | 0 | 0 | 0 | 0 | 0 | 0 | 0 | 0 | 0 | 0
Tuesday | 2 | 1 | 3 | 747 | 0 | 0 | 0 | 0 | 0 | 0 | 0 | 0 | 0 | 0 | 0 | 0 | 0 | 0 | 0 | 0 | 0 | 0 | 0 | 0 | 0 |  | 0 | 0 | 0 | 0 | 0 | 0 | 0 | 0 |  |  |  |  | 0 | 0 | 1 | 0 | 0 | 0 | 0 | 0 |  | 1 | 1 | 1 | 1 | 1 | 1 | 0 | 0 | 0 | 0 | 0 | 0 | 0 | 0 | 0 | 0 | 0 | 0 | 0 | 0 | 0 | 0 | 0 | 0 | 0 | 0 | 0 | 0 | 0 | 0 | 0
Tuesday | 2 | 1 | 4 | 748 | 0 | 0 | 0 | 0 | 0 | 0 | 0 | 0 | 0 | 0 | 0 | 0 | 0 | 0 | 0 | 0 | 0 | 0 | 0 | 0 | 0 |  | 0 | 0 | 0 | 0 | 0 | 0 | 0 | 0 |  |  |  |  | 0 | 0 | 1 | 0 | 0 | 0 | 0 | 0 |  | 1 | 1 | 1 | 1 | 1 | 1 | 0 | 0 | 0 | 0 | 0 | 0 | 0 | 0 | 0 | 0 | 0 | 0 | 0 | 0 | 0 | 0 | 0 | 0 | 0 | 0 | 0 | 0 | 0 | 0 | 0
Tuesday | 2 | 1 | 5 | 749 | 0 | 0 | 0 | 0 | 0 | 0 | 0 | 0 | 0 | 0 | 0 | 0 | 0 | 0 | 0 | 0 | 0 | 0 | 0 | 0 | 0 |  | 0 | 0 | 0 | 0 | 0 | 0 | 0 | 0 |  |  |  |  | 0 | 0 | 1 | 0 | 0 | 0 | 0 | 0 |  | 1 | 1 | 1 | 1 | 1 | 1 | 0 | 0 | 0 | 0 | 0 | 0 | 0 | 0 | 0 | 0 | 0 | 0 | 0 | 0 | 0 | 0 | 0 | 0 | 0 | 0 | 0 | 0 | 0 | 0 | 0
Tuesday | 2 | 1 | 6 | 750 | 0 | 0 | 0 | 0 | 0 | 0 | 0 | 0 | 0 | 0 | 0 | 0 | 0 | 0 | 0 | 0 | 0 | 0 | 0 | 0 | 0 |  | 0 | 0 | 0 | 0 | 0 | 0 | 0 | 0 |  |  |  |  | 0 | 0 | 1 | 0 | 0 | 0 | 0 | 0 |  | 1 | 1 | 1 | 1 | 1 | 1 | 0 | 0 | 0 | 0 | 0 | 0 | 0 | 0 | 0 | 0 | 0 | 0 | 0 | 0 | 0 | 0 | 0 | 0 | 0 | 0 | 0 | 0 | 0 | 0 | 0
Tuesday | 2 | 1 | 7 | 751 | 0 | 0 | 0 | 0 | 0 | 0 | 0 | 0 | 0 | 0 | 0 | 0 | 0 | 0 | 0 | 0 | 0 | 0 | 0 | 0 | 0 |  | 0 | 0 | 0 | 0 | 0 | 0 | 0 | 0 |  |  |  |  | 0 | 0 | 1 | 0 | 0 | 0 | 0 | 0 |  | 1 | 1 | 1 | 1 | 1 | 1 | 0 | 0 | 0 | 0 | 0 | 0 | 0 | 0 | 0 | 0 | 0 | 0 | 0 | 0 | 0 | 0 | 0 | 0 | 0 | 0 | 0 | 0 | 0 | 0 | 0
Tuesday | 2 | 1 | 8 | 752 | 0 | 0 | 0 | 0 | 0 | 0 | 0 | 0 | 0 | 0 | 0 | 0 | 0 | 0 | 0 | 0 | 0 | 0 | 0 | 0 | 0 |  | 0 | 0 | 0 | 0 | 0 | 0 | 0 | 0 |  |  |  |  | 0 | 1 | 0 | 0 | 0 | 0 | 0 | 0 |  | 1 | #VALUE! | 1 | 1 | 1 | #VALUE! | 0 | 0 | 0 | 0 | 0 | 0 | 0 | 0 | 0 | 0 | 0 | 0 | 0 | 0 | 0 | 0 | 0 | 0 | 0 | 0 | 0 | 0 | 0 | 0 | 0
Tuesday | 2 | 1 | 9 | 753 | 0 | 0 | 0 | 0 | 0 | 0 | 0 | 0 | 0 | 0 | 0 | 0 | 0 | 0 | 0 | 0 | 0 | 0 | 0 | 0 | 0 |  | 0 | 0 | 0 | 0 | 0 | 0 | 0 | 0 |  |  |  |  | 0 | 1 | 0 | 0 | 0 | 0 | 0 | 0 |  | 1 | #VALUE! | 1 | 1 | 1 | #VALUE! | 0 | 0 | 0 | 0 | 0 | 0 | 0 | 0 | 0 | 0 | 0 | 0 | 0 | 0 | 0 | 0 | 0 | 0 | 0 | 0 | 0 | 0 | 0 | 0 | 0
Tuesday | 2 | 1 | 10 | 754 | 0 | 0 | 0 | 0 | 0 | 0 | 0 | 0 | 0 | 0 | 0 | 0 | 0 | 0 | 0 | 0 | 0 | 0 | 0 | 0 | 0 |  | 0 | 0 | 0 | 0 | 0 | 0 | 0 | 0 |  |  |  |  | 0 | 1 | 0 | 0 | 0 | 0 | 0 | 0 |  | 1 | #VALUE! | 1 | 1 | 1 | #VALUE! | 0 | 0 | 0 | 0 | 0 | 0 | 0 | 0 | 0 | 0 | 0 | 0 | 0 | 0 | 0 | 0 | 0 | 0 | 0 | 0 | 0 | 0 | 0 | 0 | 0
Tuesday | 2 | 1 | 11 | 755 | 0 | 0 | 0 | 0 | 0 | 0 | 0 | 0 | 0 | 0 | 0 | 0 | 0 | 0 | 0 | 0 | 0 | 0 | 0 | 0 | 0 |  | 0 | 0 | 0 | 0 | 0 | 0 | 0 | 0 |  |  |  |  | 0 | 1 | 0 | 0 | 0 | 0 | 0 | 0 |  | 1 | #VALUE! | 1 | 1 | 1 | #VALUE! | 0 | 0 | 0 | 0 | 0 | 0 | 0 | 0 | 0 | 0 | 0 | 0 | 0 | 0 | 0 | 0 | 0 | 0 | 0 | 0 | 0 | 0 | 0 | 0 | 0
Tuesday | 2 | 1 | 12 | 756 | 0 | 0 | 0 | 0 | 0 | 0 | 0 | 0 | 0 | 0 | 0 | 0 | 0 | 0 | 0 | 0 | 0 | 0 | 0 | 0 | 0 |  | 0 | 0 | 0 | 0 | 0 | 0 | 0 | 0 |  |  |  |  | 0 | 1 | 0 | 0 | 0 | 0 | 0 | 0 |  | 1 | #VALUE! | 1 | 1 | 1 | #VALUE! | 0 | 0 | 0 | 0 | 0 | 0 | 0 | 0 | 0 | 0 | 0 | 0 | 0 | 0 | 0 | 0 | 0 | 0 | 0 | 0 | 0 | 0 | 0 | 0 | 0
Tuesday | 2 | 1 | 13 | 757 | 0 | 0 | 0 | 0 | 0 | 0 | 0 | 0 | 0 | 0 | 0 | 0 | 0 | 0 | 0 | 0 | 0 | 0 | 0 | 0 | 0 |  | 0 | 0 | 0 | 0 | 0 | 0 | 0 | 0 |  |  |  |  | 0 | 1 | 0 | 0 | 0 | 0 | 0 | 0 |  | 1 | #VALUE! | 1 | 1 | 1 | #VALUE! | 0 | 0 | 0 | 0 | 0 | 0 | 0 | 0 | 0 | 0 | 0 | 0 | 0 | 0 | 0 | 0 | 0 | 0 | 0 | 0 | 0 | 0 | 0 | 0 | 0
Tuesday | 2 | 1 | 14 | 758 | 0 | 0 | 0 | 0 | 0 | 0 | 0 | 0 | 0 | 0 | 0 | 0 | 0 | 0 | 0 | 0 | 0 | 0 | 0 | 0 | 0 |  | 0 | 0 | 0 | 0 | 0 | 0 | 0 | 0 |  |  |  |  | 0 | 1 | 0 | 0 | 0 | 0 | 0 | 0 |  | 1 | #VALUE! | 1 | 1 | 1 | #VALUE! | 0 | 0 | 0 | 0 | 0 | 0 | 0 | 0 | 0 | 0 | 0 | 0 | 0 | 0 | 0 | 0 | 0 | 0 | 0 | 0 | 0 | 0 | 0 | 0 | 0
Tuesday | 2 | 1 | 15 | 759 | 0 | 0 | 0 | 0 | 0 | 0 | 0 | 0 | 0 | 0 | 0 | 0 | 0 | 0 | 0 | 0 | 0 | 0 | 0 | 0 | 0 |  | 0 | 0 | 0 | 0 | 0 | 0 | 0 | 0 |  |  |  |  | 0 | 1 | 0 | 0 | 0 | 0 | 0 | 0 |  | 1 | #VALUE! | 1 | 1 | 1 | #VALUE! | 0 | 0 | 0 | 0 | 0 | 0 | 0 | 0 | 0 | 0 | 0 | 0 | 0 | 0 | 0 | 0 | 0 | 0 | 0 | 0 | 0 | 0 | 0 | 0 | 0
Tuesday | 2 | 1 | 16 | 760 | 0 | 0 | 0 | 0 | 0 | 0 | 0 | 0 | 0 | 0 | 0 | 0 | 0 | 0 | 0 | 0 | 0 | 0 | 0 | 0 | 0 |  | 0 | 0 | 0 | 0 | 0 | 0 | 0 | 0 |  |  |  |  | 0 | 1 | 0 | 0 | 0 | 0 | 0 | 0 |  | 1 | #VALUE! | 1 | 1 | 1 | #VALUE! | 0 | 0 | 0 | 0 | 0 | 0 | 0 | 0 | 0 | 0 | 0 | 0 | 0 | 0 | 0 | 0 | 0 | 0 | 0 | 0 | 0 | 0 | 0 | 0 | 0
Tuesday | 2 | 1 | 17 | 761 | 0 | 0 | 0 | 0 | 0 | 0 | 0 | 0 | 0 | 0 | 0 | 0 | 0 | 0 | 0 | 0 | 0 | 0 | 0 | 0 | 0 |  | 0 | 0 | 0 | 0 | 0 | 0 | 0 | 0 |  |  |  |  | 0 | 1 | 0 | 0 | 0 | 0 | 0 | 0 |  | 1 | #VALUE! | 1 | 1 | 1 | #VALUE! | 0 | 0 | 0 | 0 | 0 | 0 | 0 | 0 | 0 | 0 | 0 | 0 | 0 | 0 | 0 | 0 | 0 | 0 | 0 | 0 | 0 | 0 | 0 | 0 | 0
Tuesday | 2 | 1 | 18 | 762 | 0 | 0 | 0 | 0 | 0 | 0 | 0 | 0 | 0 | 0 | 0 | 0 | 0 | 0 | 0 | 0 | 0 | 0 | 0 | 0 | 0 |  | 0 | 0 | 0 | 0 | 0 | 0 | 0 | 0 |  |  |  |  | 0 | 1 | 0 | 0 | 0 | 0 | 0 | 0 |  | 1 | #VALUE! | 1 | 1 | 1 | #VALUE! | 0 | 0 | 0 | 0 | 0 | 0 | 0 | 0 | 0 | 0 | 0 | 0 | 0 | 0 | 0 | 0 | 0 | 0 | 0 | 0 | 0 | 0 | 0 | 0 | 0
Tuesday | 2 | 1 | 19 | 763 | 0 | 0 | 0 | 0 | 0 | 0 | 0 | 0 | 0 | 0 | 0 | 0 | 0 | 0 | 0 | 0 | 0 | 0 | 0 | 0 | 0 |  | 0 | 0 | 0 | 0 | 0 | 0 | 0 | 0 |  |  |  |  | 1 | 0 | 0 | 0 | 0 | 0 | 0 | 0 |  | #VALUE! | 1 | 1 | 1 | 1 | #VALUE! | 0 | 0 | 0 | 0 | 0 | 0 | 0 | 0 | 0 | 0 | 0 | 0 | 0 | 0 | 0 | 0 | 0 | 0 | 0 | 0 | 0 | 0 | 0 | 0 | 0
Tuesday | 2 | 1 | 20 | 764 | 0 | 0 | 0 | 0 | 0 | 0 | 0 | 0 | 0 | 0 | 0 | 0 | 0 | 0 | 0 | 0 | 0 | 0 | 0 | 0 | 0 |  | 0 | 0 | 0 | 0 | 0 | 0 | 0 | 0 |  |  |  |  | 1 | 0 | 0 | 0 | 0 | 0 | 0 | 0 |  | #VALUE! | 1 | 1 | 1 | 1 | #VALUE! | 0 | 0 | 0 | 0 | 0 | 0 | 0 | 0 | 0 | 0 | 0 | 0 | 0 | 0 | 0 | 0 | 0 | 0 | 0 | 0 | 0 | 0 | 0 | 0 | 0
Tuesday | 2 | 1 | 21 | 765 | 0 | 0 | 0 | 0 | 0 | 0 | 0 | 0 | 0 | 0 | 0 | 0 | 0 | 0 | 0 | 0 | 0 | 0 | 0 | 0 | 0 |  | 0 | 0 | 0 | 0 | 0 | 0 | 0 | 0 |  |  |  |  | 0 | 1 | 0 | 0 | 0 | 0 | 0 | 0 |  | 1 | #VALUE! | 1 | 1 | 1 | #VALUE! | 0 | 0 | 0 | 0 | 0 | 0 | 0 | 0 | 0 | 0 | 0 | 0 | 0 | 0 | 0 | 0 | 0 | 0 | 0 | 0 | 0 | 0 | 0 | 0 | 0
Tuesday | 2 | 1 | 22 | 766 | 0 | 0 | 0 | 0 | 0 | 0 | 0 | 0 | 0 | 0 | 0 | 0 | 0 | 0 | 0 | 0 | 0 | 0 | 0 | 0 | 0 |  | 0 | 0 | 0 | 0 | 0 | 0 | 0 | 0 |  |  |  |  | 0 | 1 | 0 | 0 | 0 | 0 | 0 | 0 |  | 1 | #VALUE! | 1 | 1 | 1 | #VALUE! | 0 | 0 | 0 | 0 | 0 | 0 | 0 | 0 | 0 | 0 | 0 | 0 | 0 | 0 | 0 | 0 | 0 | 0 | 0 | 0 | 0 | 0 | 0 | 0 | 0
Tuesday | 2 | 1 | 23 | 767 | 0 | 0 | 0 | 0 | 0 | 0 | 0 | 0 | 0 | 0 | 0 | 0 | 0 | 0 | 0 | 0 | 0 | 0 | 0 | 0 | 0 |  | 0 | 0 | 0 | 0 | 0 | 0 | 0 | 0 |  |  |  |  | 0 | 0 | 1 | 0 | 0 | 0 | 0 | 0 |  | 1 | 1 | 1 | 1 | 1 | 1 | 0 | 0 | 0 | 0 | 0 | 0 | 0 | 0 | 0 | 0 | 0 | 0 | 0 | 0 | 0 | 0 | 0 | 0 | 0 | 0 | 0 | 0 | 0 | 0 | 0
Tuesday | 2 | 1 | 24 | 768 | 0 | 0 | 0 | 0 | 0 | 0 | 0 | 0 | 0 | 0 | 0 | 0 | 0 | 0 | 0 | 0 | 0 | 0 | 0 | 0 | 0 |  | 0 | 0 | 0 | 0 | 0 | 0 | 0 | 0 |  |  |  |  | 0 | 0 | 1 | 0 | 0 | 0 | 0 | 0 |  | 1 | 1 | 1 | 1 | 1 | 1 | 0 | 0 | 0 | 0 | 0 | 0 | 0 | 0 | 0 | 0 | 0 | 0 | 0 | 0 | 0 | 0 | 0 | 0 | 0 | 0 | 0 | 0 | 0 | 0 | 0
Wednesday | 2 | 2 | 1 | 769 | 0 | 0 | 0 | 0 | 0 | 0 | 0 | 0 | 0 | 0 | 0 | 0 | 0 | 0 | 0 | 0 | 0 | 0 | 0 | 0 | 0 |  | 0 | 0 | 0 | 0 | 0 | 0 | 0 | 0 |  |  |  |  | 0 | 0 | 1 | 0 | 0 | 0 | 0 | 0 |  | 1 | 1 | 1 | 1 | 1 | 1 | 0 | 0 | 0 | 0 | 0 | 0 | 0 | 0 | 0 | 0 | 0 | 0 | 0 | 0 | 0 | 0 | 0 | 0 | 0 | 0 | 0 | 0 | 0 | 0 | 0
Wednesday | 2 | 2 | 2 | 770 | 0 | 0 | 0 | 0 | 0 | 0 | 0 | 0 | 0 | 0 | 0 | 0 | 0 | 0 | 0 | 0 | 0 | 0 | 0 | 0 | 0 |  | 0 | 0 | 0 | 0 | 0 | 0 | 0 | 0 |  |  |  |  | 0 | 0 | 1 | 0 | 0 | 0 | 0 | 0 |  | 1 | 1 | 1 | 1 | 1 | 1 | 0 | 0 | 0 | 0 | 0 | 0 | 0 | 0 | 0 | 0 | 0 | 0 | 0 | 0 | 0 | 0 | 0 | 0 | 0 | 0 | 0 | 0 | 0 | 0 | 0
Wednesday | 2 | 2 | 3 | 771 | 0 | 0 | 0 | 0 | 0 | 0 | 0 | 0 | 0 | 0 | 0 | 0 | 0 | 0 | 0 | 0 | 0 | 0 | 0 | 0 | 0 |  | 0 | 0 | 0 | 0 | 0 | 0 | 0 | 0 |  |  |  |  | 0 | 0 | 1 | 0 | 0 | 0 | 0 | 0 |  | 1 | 1 | 1 | 1 | 1 | 1 | 0 | 0 | 0 | 0 | 0 | 0 | 0 | 0 | 0 | 0 | 0 | 0 | 0 | 0 | 0 | 0 | 0 | 0 | 0 | 0 | 0 | 0 | 0 | 0 | 0
Wednesday | 2 | 2 | 4 | 772 | 0 | 0 | 0 | 0 | 0 | 0 | 0 | 0 | 0 | 0 | 0 | 0 | 0 | 0 | 0 | 0 | 0 | 0 | 0 | 0 | 0 |  | 0 | 0 | 0 | 0 | 0 | 0 | 0 | 0 |  |  |  |  | 0 | 0 | 1 | 0 | 0 | 0 | 0 | 0 |  | 1 | 1 | 1 | 1 | 1 | 1 | 0 | 0 | 0 | 0 | 0 | 0 | 0 | 0 | 0 | 0 | 0 | 0 | 0 | 0 | 0 | 0 | 0 | 0 | 0 | 0 | 0 | 0 | 0 | 0 | 0
Wednesday | 2 | 2 | 5 | 773 | 0 | 0 | 0 | 0 | 0 | 0 | 0 | 0 | 0 | 0 | 0 | 0 | 0 | 0 | 0 | 0 | 0 | 0 | 0 | 0 | 0 |  | 0 | 0 | 0 | 0 | 0 | 0 | 0 | 0 |  |  |  |  | 0 | 0 | 1 | 0 | 0 | 0 | 0 | 0 |  | 1 | 1 | 1 | 1 | 1 | 1 | 0 | 0 | 0 | 0 | 0 | 0 | 0 | 0 | 0 | 0 | 0 | 0 | 0 | 0 | 0 | 0 | 0 | 0 | 0 | 0 | 0 | 0 | 0 | 0 | 0
Wednesday | 2 | 2 | 6 | 774 | 0 | 0 | 0 | 0 | 0 | 0 | 0 | 0 | 0 | 0 | 0 | 0 | 0 | 0 | 0 | 0 | 0 | 0 | 0 | 0 | 0 |  | 0 | 0 | 0 | 0 | 0 | 0 | 0 | 0 |  |  |  |  | 0 | 0 | 1 | 0 | 0 | 0 | 0 | 0 |  | 1 | 1 | 1 | 1 | 1 | 1 | 0 | 0 | 0 | 0 | 0 | 0 | 0 | 0 | 0 | 0 | 0 | 0 | 0 | 0 | 0 | 0 | 0 | 0 | 0 | 0 | 0 | 0 | 0 | 0 | 0
Wednesday | 2 | 2 | 7 | 775 | 0 | 0 | 0 | 0 | 0 | 0 | 0 | 0 | 0 | 0 | 0 | 0 | 0 | 0 | 0 | 0 | 0 | 0 | 0 | 0 | 0 |  | 0 | 0 | 0 | 0 | 0 | 0 | 0 | 0 |  |  |  |  | 0 | 0 | 1 | 0 | 0 | 0 | 0 | 0 |  | 1 | 1 | 1 | 1 | 1 | 1 | 0 | 0 | 0 | 0 | 0 | 0 | 0 | 0 | 0 | 0 | 0 | 0 | 0 | 0 | 0 | 0 | 0 | 0 | 0 | 0 | 0 | 0 | 0 | 0 | 0
Wednesday | 2 | 2 | 8 | 776 | 0 | 0 | 0 | 0 | 0 | 0 | 0 | 0 | 0 | 0 | 0 | 0 | 0 | 0 | 0 | 0 | 0 | 0 | 0 | 0 | 0 |  | 0 | 0 | 0 | 0 | 0 | 0 | 0 | 0 |  |  |  |  | 0 | 1 | 0 | 0 | 0 | 0 | 0 | 0 |  | 1 | #VALUE! | 1 | 1 | 1 | #VALUE! | 0 | 0 | 0 | 0 | 0 | 0 | 0 | 0 | 0 | 0 | 0 | 0 | 0 | 0 | 0 | 0 | 0 | 0 | 0 | 0 | 0 | 0 | 0 | 0 | 0
Wednesday | 2 | 2 | 9 | 777 | 0 | 0 | 0 | 0 | 0 | 0 | 0 | 0 | 0 | 0 | 0 | 0 | 0 | 0 | 0 | 0 | 0 | 0 | 0 | 0 | 0 |  | 0 | 0 | 0 | 0 | 0 | 0 | 0 | 0 |  |  |  |  | 0 | 1 | 0 | 0 | 0 | 0 | 0 | 0 |  | 1 | #VALUE! | 1 | 1 | 1 | #VALUE! | 0 | 0 | 0 | 0 | 0 | 0 | 0 | 0 | 0 | 0 | 0 | 0 | 0 | 0 | 0 | 0 | 0 | 0 | 0 | 0 | 0 | 0 | 0 | 0 | 0
Wednesday | 2 | 2 | 10 | 778 | 0 | 0 | 0 | 0 | 0 | 0 | 0 | 0 | 0 | 0 | 0 | 0 | 0 | 0 | 0 | 0 | 0 | 0 | 0 | 0 | 0 |  | 0 | 0 | 0 | 0 | 0 | 0 | 0 | 0 |  |  |  |  | 0 | 1 | 0 | 0 | 0 | 0 | 0 | 0 |  | 1 | #VALUE! | 1 | 1 | 1 | #VALUE! | 0 | 0 | 0 | 0 | 0 | 0 | 0 | 0 | 0 | 0 | 0 | 0 | 0 | 0 | 0 | 0 | 0 | 0 | 0 | 0 | 0 | 0 | 0 | 0 | 0
Wednesday | 2 | 2 | 11 | 779 | 0 | 0 | 0 | 0 | 0 | 0 | 0 | 0 | 0 | 0 | 0 | 0 | 0 | 0 | 0 | 0 | 0 | 0 | 0 | 0 | 0 |  | 0 | 0 | 0 | 0 | 0 | 0 | 0 | 0 |  |  |  |  | 0 | 1 | 0 | 0 | 0 | 0 | 0 | 0 |  | 1 | #VALUE! | 1 | 1 | 1 | #VALUE! | 0 | 0 | 0 | 0 | 0 | 0 | 0 | 0 | 0 | 0 | 0 | 0 | 0 | 0 | 0 | 0 | 0 | 0 | 0 | 0 | 0 | 0 | 0 | 0 | 0
Wednesday | 2 | 2 | 12 | 780 | 0 | 0 | 0 | 0 | 0 | 0 | 0 | 0 | 0 | 0 | 0 | 0 | 0 | 0 | 0 | 0 | 0 | 0 | 0 | 0 | 0 |  | 0 | 0 | 0 | 0 | 0 | 0 | 0 | 0 |  |  |  |  | 0 | 1 | 0 | 0 | 0 | 0 | 0 | 0 |  | 1 | #VALUE! | 1 | 1 | 1 | #VALUE! | 0 | 0 | 0 | 0 | 0 | 0 | 0 | 0 | 0 | 0 | 0 | 0 | 0 | 0 | 0 | 0 | 0 | 0 | 0 | 0 | 0 | 0 | 0 | 0 | 0
Wednesday | 2 | 2 | 13 | 781 | 0 | 0 | 0 | 0 | 0 | 0 | 0 | 0 | 0 | 0 | 0 | 0 | 0 | 0 | 0 | 0 | 0 | 0 | 0 | 0 | 0 |  | 0 | 0 | 0 | 0 | 0 | 0 | 0 | 0 |  |  |  |  | 0 | 1 | 0 | 0 | 0 | 0 | 0 | 0 |  | 1 | #VALUE! | 1 | 1 | 1 | #VALUE! | 0 | 0 | 0 | 0 | 0 | 0 | 0 | 0 | 0 | 0 | 0 | 0 | 0 | 0 | 0 | 0 | 0 | 0 | 0 | 0 | 0 | 0 | 0 | 0 | 0
Wednesday | 2 | 2 | 14 | 782 | 0 | 0 | 0 | 0 | 0 | 0 | 0 | 0 | 0 | 0 | 0 | 0 | 0 | 0 | 0 | 0 | 0 | 0 | 0 | 0 | 0 |  | 0 | 0 | 0 | 0 | 0 | 0 | 0 | 0 |  |  |  |  | 0 | 1 | 0 | 0 | 0 | 0 | 0 | 0 |  | 1 | #VALUE! | 1 | 1 | 1 | #VALUE! | 0 | 0 | 0 | 0 | 0 | 0 | 0 | 0 | 0 | 0 | 0 | 0 | 0 | 0 | 0 | 0 | 0 | 0 | 0 | 0 | 0 | 0 | 0 | 0 | 0
Wednesday | 2 | 2 | 15 | 783 | 0 | 0 | 0 | 0 | 0 | 0 | 0 | 0 | 0 | 0 | 0 | 0 | 0 | 0 | 0 | 0 | 0 | 0 | 0 | 0 | 0 |  | 0 | 0 | 0 | 0 | 0 | 0 | 0 | 0 |  |  |  |  | 0 | 1 | 0 | 0 | 0 | 0 | 0 | 0 |  | 1 | #VALUE! | 1 | 1 | 1 | #VALUE! | 0 | 0 | 0 | 0 | 0 | 0 | 0 | 0 | 0 | 0 | 0 | 0 | 0 | 0 | 0 | 0 | 0 | 0 | 0 | 0 | 0 | 0 | 0 | 0 | 0
Wednesday | 2 | 2 | 16 | 784 | 0 | 0 | 0 | 0 | 0 | 0 | 0 | 0 | 0 | 0 | 0 | 0 | 0 | 0 | 0 | 0 | 0 | 0 | 0 | 0 | 0 |  | 0 | 0 | 0 | 0 | 0 | 0 | 0 | 0 |  |  |  |  | 0 | 1 | 0 | 0 | 0 | 0 | 0 | 0 |  | 1 | #VALUE! | 1 | 1 | 1 | #VALUE! | 0 | 0 | 0 | 0 | 0 | 0 | 0 | 0 | 0 | 0 | 0 | 0 | 0 | 0 | 0 | 0 | 0 | 0 | 0 | 0 | 0 | 0 | 0 | 0 | 0
Wednesday | 2 | 2 | 17 | 785 | 0 | 0 | 0 | 0 | 0 | 0 | 0 | 0 | 0 | 0 | 0 | 0 | 0 | 0 | 0 | 0 | 0 | 0 | 0 | 0 | 0 |  | 0 | 0 | 0 | 0 | 0 | 0 | 0 | 0 |  |  |  |  | 0 | 1 | 0 | 0 | 0 | 0 | 0 | 0 |  | 1 | #VALUE! | 1 | 1 | 1 | #VALUE! | 0 | 0 | 0 | 0 | 0 | 0 | 0 | 0 | 0 | 0 | 0 | 0 | 0 | 0 | 0 | 0 | 0 | 0 | 0 | 0 | 0 | 0 | 0 | 0 | 0
Wednesday | 2 | 2 | 18 | 786 | 0 | 0 | 0 | 0 | 0 | 0 | 0 | 0 | 0 | 0 | 0 | 0 | 0 | 0 | 0 | 0 | 0 | 0 | 0 | 0 | 0 |  | 0 | 0 | 0 | 0 | 0 | 0 | 0 | 0 |  |  |  |  | 0 | 1 | 0 | 0 | 0 | 0 | 0 | 0 |  | 1 | #VALUE! | 1 | 1 | 1 | #VALUE! | 0 | 0 | 0 | 0 | 0 | 0 | 0 | 0 | 0 | 0 | 0 | 0 | 0 | 0 | 0 | 0 | 0 | 0 | 0 | 0 | 0 | 0 | 0 | 0 | 0
Wednesday | 2 | 2 | 19 | 787 | 0 | 0 | 0 | 0 | 0 | 0 | 0 | 0 | 0 | 0 | 0 | 0 | 0 | 0 | 0 | 0 | 0 | 0 | 0 | 0 | 0 |  | 0 | 0 | 0 | 0 | 0 | 0 | 0 | 0 |  |  |  |  | 1 | 0 | 0 | 0 | 0 | 0 | 0 | 0 |  | #VALUE! | 1 | 1 | 1 | 1 | #VALUE! | 0 | 0 | 0 | 0 | 0 | 0 | 0 | 0 | 0 | 0 | 0 | 0 | 0 | 0 | 0 | 0 | 0 | 0 | 0 | 0 | 0 | 0 | 0 | 0 | 0
Wednesday | 2 | 2 | 20 | 788 | 0 | 0 | 0 | 0 | 0 | 0 | 0 | 0 | 0 | 0 | 0 | 0 | 0 | 0 | 0 | 0 | 0 | 0 | 0 | 0 | 0 |  | 0 | 0 | 0 | 0 | 0 | 0 | 0 | 0 |  |  |  |  | 1 | 0 | 0 | 0 | 0 | 0 | 0 | 0 |  | #VALUE! | 1 | 1 | 1 | 1 | #VALUE! | 0 | 0 | 0 | 0 | 0 | 0 | 0 | 0 | 0 | 0 | 0 | 0 | 0 | 0 | 0 | 0 | 0 | 0 | 0 | 0 | 0 | 0 | 0 | 0 | 0
Wednesday | 2 | 2 | 21 | 789 | 0 | 0 | 0 | 0 | 0 | 0 | 0 | 0 | 0 | 0 | 0 | 0 | 0 | 0 | 0 | 0 | 0 | 0 | 0 | 0 | 0 |  | 0 | 0 | 0 | 0 | 0 | 0 | 0 | 0 |  |  |  |  | 0 | 1 | 0 | 0 | 0 | 0 | 0 | 0 |  | 1 | #VALUE! | 1 | 1 | 1 | #VALUE! | 0 | 0 | 0 | 0 | 0 | 0 | 0 | 0 | 0 | 0 | 0 | 0 | 0 | 0 | 0 | 0 | 0 | 0 | 0 | 0 | 0 | 0 | 0 | 0 | 0
Wednesday | 2 | 2 | 22 | 790 | 0 | 0 | 0 | 0 | 0 | 0 | 0 | 0 | 0 | 0 | 0 | 0 | 0 | 0 | 0 | 0 | 0 | 0 | 0 | 0 | 0 |  | 0 | 0 | 0 | 0 | 0 | 0 | 0 | 0 |  |  |  |  | 0 | 1 | 0 | 0 | 0 | 0 | 0 | 0 |  | 1 | #VALUE! | 1 | 1 | 1 | #VALUE! | 0 | 0 | 0 | 0 | 0 | 0 | 0 | 0 | 0 | 0 | 0 | 0 | 0 | 0 | 0 | 0 | 0 | 0 | 0 | 0 | 0 | 0 | 0 | 0 | 0
Wednesday | 2 | 2 | 23 | 791 | 0 | 0 | 0 | 0 | 0 | 0 | 0 | 0 | 0 | 0 | 0 | 0 | 0 | 0 | 0 | 0 | 0 | 0 | 0 | 0 | 0 |  | 0 | 0 | 0 | 0 | 0 | 0 | 0 | 0 |  |  |  |  | 0 | 0 | 1 | 0 | 0 | 0 | 0 | 0 |  | 1 | 1 | 1 | 1 | 1 | 1 | 0 | 0 | 0 | 0 | 0 | 0 | 0 | 0 | 0 | 0 | 0 | 0 | 0 | 0 | 0 | 0 | 0 | 0 | 0 | 0 | 0 | 0 | 0 | 0 | 0
Wednesday | 2 | 2 | 24 | 792 | 0 | 0 | 0 | 0 | 0 | 0 | 0 | 0 | 0 | 0 | 0 | 0 | 0 | 0 | 0 | 0 | 0 | 0 | 0 | 0 | 0 |  | 0 | 0 | 0 | 0 | 0 | 0 | 0 | 0 |  |  |  |  | 0 | 0 | 1 | 0 | 0 | 0 | 0 | 0 |  | 1 | 1 | 1 | 1 | 1 | 1 | 0 | 0 | 0 | 0 | 0 | 0 | 0 | 0 | 0 | 0 | 0 | 0 | 0 | 0 | 0 | 0 | 0 | 0 | 0 | 0 | 0 | 0 | 0 | 0 | 0
Thursday | 2 | 3 | 1 | 793 | 0 | 0 | 0 | 0 | 0 | 0 | 0 | 0 | 0 | 0 | 0 | 0 | 0 | 0 | 0 | 0 | 0 | 0 | 0 | 0 | 0 |  | 0 | 0 | 0 | 0 | 0 | 0 | 0 | 0 |  |  |  |  | 0 | 0 | 1 | 0 | 0 | 0 | 0 | 0 |  | 1 | 1 | 1 | 1 | 1 | 1 | 0 | 0 | 0 | 0 | 0 | 0 | 0 | 0 | 0 | 0 | 0 | 0 | 0 | 0 | 0 | 0 | 0 | 0 | 0 | 0 | 0 | 0 | 0 | 0 | 0
Thursday | 2 | 3 | 2 | 794 | 0 | 0 | 0 | 0 | 0 | 0 | 0 | 0 | 0 | 0 | 0 | 0 | 0 | 0 | 0 | 0 | 0 | 0 | 0 | 0 | 0 |  | 0 | 0 | 0 | 0 | 0 | 0 | 0 | 0 |  |  |  |  | 0 | 0 | 1 | 0 | 0 | 0 | 0 | 0 |  | 1 | 1 | 1 | 1 | 1 | 1 | 0 | 0 | 0 | 0 | 0 | 0 | 0 | 0 | 0 | 0 | 0 | 0 | 0 | 0 | 0 | 0 | 0 | 0 | 0 | 0 | 0 | 0 | 0 | 0 | 0
Thursday | 2 | 3 | 3 | 795 | 0 | 0 | 0 | 0 | 0 | 0 | 0 | 0 | 0 | 0 | 0 | 0 | 0 | 0 | 0 | 0 | 0 | 0 | 0 | 0 | 0 |  | 0 | 0 | 0 | 0 | 0 | 0 | 0 | 0 |  |  |  |  | 0 | 0 | 1 | 0 | 0 | 0 | 0 | 0 |  | 1 | 1 | 1 | 1 | 1 | 1 | 0 | 0 | 0 | 0 | 0 | 0 | 0 | 0 | 0 | 0 | 0 | 0 | 0 | 0 | 0 | 0 | 0 | 0 | 0 | 0 | 0 | 0 | 0 | 0 | 0
Thursday | 2 | 3 | 4 | 796 | 0 | 0 | 0 | 0 | 0 | 0 | 0 | 0 | 0 | 0 | 0 | 0 | 0 | 0 | 0 | 0 | 0 | 0 | 0 | 0 | 0 |  | 0 | 0 | 0 | 0 | 0 | 0 | 0 | 0 |  |  |  |  | 0 | 0 | 1 | 0 | 0 | 0 | 0 | 0 |  | 1 | 1 | 1 | 1 | 1 | 1 | 0 | 0 | 0 | 0 | 0 | 0 | 0 | 0 | 0 | 0 | 0 | 0 | 0 | 0 | 0 | 0 | 0 | 0 | 0 | 0 | 0 | 0 | 0 | 0 | 0
Thursday | 2 | 3 | 5 | 797 | 0 | 0 | 0 | 0 | 0 | 0 | 0 | 0 | 0 | 0 | 0 | 0 | 0 | 0 | 0 | 0 | 0 | 0 | 0 | 0 | 0 |  | 0 | 0 | 0 | 0 | 0 | 0 | 0 | 0 |  |  |  |  | 0 | 0 | 1 | 0 | 0 | 0 | 0 | 0 |  | 1 | 1 | 1 | 1 | 1 | 1 | 0 | 0 | 0 | 0 | 0 | 0 | 0 | 0 | 0 | 0 | 0 | 0 | 0 | 0 | 0 | 0 | 0 | 0 | 0 | 0 | 0 | 0 | 0 | 0 | 0
Thursday | 2 | 3 | 6 | 798 | 0 | 0 | 0 | 0 | 0 | 0 | 0 | 0 | 0 | 0 | 0 | 0 | 0 | 0 | 0 | 0 | 0 | 0 | 0 | 0 | 0 |  | 0 | 0 | 0 | 0 | 0 | 0 | 0 | 0 |  |  |  |  | 0 | 0 | 1 | 0 | 0 | 0 | 0 | 0 |  | 1 | 1 | 1 | 1 | 1 | 1 | 0 | 0 | 0 | 0 | 0 | 0 | 0 | 0 | 0 | 0 | 0 | 0 | 0 | 0 | 0 | 0 | 0 | 0 | 0 | 0 | 0 | 0 | 0 | 0 | 0
Thursday | 2 | 3 | 7 | 799 | 0 | 0 | 0 | 0 | 0 | 0 | 0 | 0 | 0 | 0 | 0 | 0 | 0 | 0 | 0 | 0 | 0 | 0 | 0 | 0 | 0 |  | 0 | 0 | 0 | 0 | 0 | 0 | 0 | 0 |  |  |  |  | 0 | 0 | 1 | 0 | 0 | 0 | 0 | 0 |  | 1 | 1 | 1 | 1 | 1 | 1 | 0 | 0 | 0 | 0 | 0 | 0 | 0 | 0 | 0 | 0 | 0 | 0 | 0 | 0 | 0 | 0 | 0 | 0 | 0 | 0 | 0 | 0 | 0 | 0 | 0
Thursday | 2 | 3 | 8 | 800 | 0 | 0 | 0 | 0 | 0 | 0 | 0 | 0 | 0 | 0 | 0 | 0 | 0 | 0 | 0 | 0 | 0 | 0 | 0 | 0 | 0 |  | 0 | 0 | 0 | 0 | 0 | 0 | 0 | 0 |  |  |  |  | 0 | 1 | 0 | 0 | 0 | 0 | 0 | 0 |  | 1 | #VALUE! | 1 | 1 | 1 | #VALUE! | 0 | 0 | 0 | 0 | 0 | 0 | 0 | 0 | 0 | 0 | 0 | 0 | 0 | 0 | 0 | 0 | 0 | 0 | 0 | 0 | 0 | 0 | 0 | 0 | 0
Thursday | 2 | 3 | 9 | 801 | 0 | 0 | 0 | 0 | 0 | 0 | 0 | 0 | 0 | 0 | 0 | 0 | 0 | 0 | 0 | 0 | 0 | 0 | 0 | 0 | 0 |  | 0 | 0 | 0 | 0 | 0 | 0 | 0 | 0 |  |  |  |  | 0 | 1 | 0 | 0 | 0 | 0 | 0 | 0 |  | 1 | #VALUE! | 1 | 1 | 1 | #VALUE! | 0 | 0 | 0 | 0 | 0 | 0 | 0 | 0 | 0 | 0 | 0 | 0 | 0 | 0 | 0 | 0 | 0 | 0 | 0 | 0 | 0 | 0 | 0 | 0 | 0
Thursday | 2 | 3 | 10 | 802 | 0 | 0 | 0 | 0 | 0 | 0 | 0 | 0 | 0 | 0 | 0 | 0 | 0 | 0 | 0 | 0 | 0 | 0 | 0 | 0 | 0 |  | 0 | 0 | 0 | 0 | 0 | 0 | 0 | 0 |  |  |  |  | 0 | 1 | 0 | 0 | 0 | 0 | 0 | 0 |  | 1 | #VALUE! | 1 | 1 | 1 | #VALUE! | 0 | 0 | 0 | 0 | 0 | 0 | 0 | 0 | 0 | 0 | 0 | 0 | 0 | 0 | 0 | 0 | 0 | 0 | 0 | 0 | 0 | 0 | 0 | 0 | 0
Thursday | 2 | 3 | 11 | 803 | 0 | 0 | 0 | 0 | 0 | 0 | 0 | 0 | 0 | 0 | 0 | 0 | 0 | 0 | 0 | 0 | 0 | 0 | 0 | 0 | 0 |  | 0 | 0 | 0 | 0 | 0 | 0 | 0 | 0 |  |  |  |  | 0 | 1 | 0 | 0 | 0 | 0 | 0 | 0 |  | 1 | #VALUE! | 1 | 1 | 1 | #VALUE! | 0 | 0 | 0 | 0 | 0 | 0 | 0 | 0 | 0 | 0 | 0 | 0 | 0 | 0 | 0 | 0 | 0 | 0 | 0 | 0 | 0 | 0 | 0 | 0 | 0
Thursday | 2 | 3 | 12 | 804 | 0 | 0 | 0 | 0 | 0 | 0 | 0 | 0 | 0 | 0 | 0 | 0 | 0 | 0 | 0 | 0 | 0 | 0 | 0 | 0 | 0 |  | 0 | 0 | 0 | 0 | 0 | 0 | 0 | 0 |  |  |  |  | 0 | 1 | 0 | 0 | 0 | 0 | 0 | 0 |  | 1 | #VALUE! | 1 | 1 | 1 | #VALUE! | 0 | 0 | 0 | 0 | 0 | 0 | 0 | 0 | 0 | 0 | 0 | 0 | 0 | 0 | 0 | 0 | 0 | 0 | 0 | 0 | 0 | 0 | 0 | 0 | 0
Thursday | 2 | 3 | 13 | 805 | 0 | 0 | 0 | 0 | 0 | 0 | 0 | 0 | 0 | 0 | 0 | 0 | 0 | 0 | 0 | 0 | 0 | 0 | 0 | 0 | 0 |  | 0 | 0 | 0 | 0 | 0 | 0 | 0 | 0 |  |  |  |  | 0 | 1 | 0 | 0 | 0 | 0 | 0 | 0 |  | 1 | #VALUE! | 1 | 1 | 1 | #VALUE! | 0 | 0 | 0 | 0 | 0 | 0 | 0 | 0 | 0 | 0 | 0 | 0 | 0 | 0 | 0 | 0 | 0 | 0 | 0 | 0 | 0 | 0 | 0 | 0 | 0
Thursday | 2 | 3 | 14 | 806 | 0 | 0 | 0 | 0 | 0 | 0 | 0 | 0 | 0 | 0 | 0 | 0 | 0 | 0 | 0 | 0 | 0 | 0 | 0 | 0 | 0 |  | 0 | 0 | 0 | 0 | 0 | 0 | 0 | 0 |  |  |  |  | 0 | 1 | 0 | 0 | 0 | 0 | 0 | 0 |  | 1 | #VALUE! | 1 | 1 | 1 | #VALUE! | 0 | 0 | 0 | 0 | 0 | 0 | 0 | 0 | 0 | 0 | 0 | 0 | 0 | 0 | 0 | 0 | 0 | 0 | 0 | 0 | 0 | 0 | 0 | 0 | 0
Thursday | 2 | 3 | 15 | 807 | 0 | 0 | 0 | 0 | 0 | 0 | 0 | 0 | 0 | 0 | 0 | 0 | 0 | 0 | 0 | 0 | 0 | 0 | 0 | 0 | 0 |  | 0 | 0 | 0 | 0 | 0 | 0 | 0 | 0 |  |  |  |  | 0 | 1 | 0 | 0 | 0 | 0 | 0 | 0 |  | 1 | #VALUE! | 1 | 1 | 1 | #VALUE! | 0 | 0 | 0 | 0 | 0 | 0 | 0 | 0 | 0 | 0 | 0 | 0 | 0 | 0 | 0 | 0 | 0 | 0 | 0 | 0 | 0 | 0 | 0 | 0 | 0
Thursday | 2 | 3 | 16 | 808 | 0 | 0 | 0 | 0 | 0 | 0 | 0 | 0 | 0 | 0 | 0 | 0 | 0 | 0 | 0 | 0 | 0 | 0 | 0 | 0 | 0 |  | 0 | 0 | 0 | 0 | 0 | 0 | 0 | 0 |  |  |  |  | 0 | 1 | 0 | 0 | 0 | 0 | 0 | 0 |  | 1 | #VALUE! | 1 | 1 | 1 | #VALUE! | 0 | 0 | 0 | 0 | 0 | 0 | 0 | 0 | 0 | 0 | 0 | 0 | 0 | 0 | 0 | 0 | 0 | 0 | 0 | 0 | 0 | 0 | 0 | 0 | 0
Thursday | 2 | 3 | 17 | 809 | 0 | 0 | 0 | 0 | 0 | 0 | 0 | 0 | 0 | 0 | 0 | 0 | 0 | 0 | 0 | 0 | 0 | 0 | 0 | 0 | 0 |  | 0 | 0 | 0 | 0 | 0 | 0 | 0 | 0 |  |  |  |  | 0 | 1 | 0 | 0 | 0 | 0 | 0 | 0 |  | 1 | #VALUE! | 1 | 1 | 1 | #VALUE! | 0 | 0 | 0 | 0 | 0 | 0 | 0 | 0 | 0 | 0 | 0 | 0 | 0 | 0 | 0 | 0 | 0 | 0 | 0 | 0 | 0 | 0 | 0 | 0 | 0
Thursday | 2 | 3 | 18 | 810 | 0 | 0 | 0 | 0 | 0 | 0 | 0 | 0 | 0 | 0 | 0 | 0 | 0 | 0 | 0 | 0 | 0 | 0 | 0 | 0 | 0 |  | 0 | 0 | 0 | 0 | 0 | 0 | 0 | 0 |  |  |  |  | 0 | 1 | 0 | 0 | 0 | 0 | 0 | 0 |  | 1 | #VALUE! | 1 | 1 | 1 | #VALUE! | 0 | 0 | 0 | 0 | 0 | 0 | 0 | 0 | 0 | 0 | 0 | 0 | 0 | 0 | 0 | 0 | 0 | 0 | 0 | 0 | 0 | 0 | 0 | 0 | 0
Thursday | 2 | 3 | 19 | 811 | 0 | 0 | 0 | 0 | 0 | 0 | 0 | 0 | 0 | 0 | 0 | 0 | 0 | 0 | 0 | 0 | 0 | 0 | 0 | 0 | 0 |  | 0 | 0 | 0 | 0 | 0 | 0 | 0 | 0 |  |  |  |  | 1 | 0 | 0 | 0 | 0 | 0 | 0 | 0 |  | #VALUE! | 1 | 1 | 1 | 1 | #VALUE! | 0 | 0 | 0 | 0 | 0 | 0 | 0 | 0 | 0 | 0 | 0 | 0 | 0 | 0 | 0 | 0 | 0 | 0 | 0 | 0 | 0 | 0 | 0 | 0 | 0
Thursday | 2 | 3 | 20 | 812 | 0 | 0 | 0 | 0 | 0 | 0 | 0 | 0 | 0 | 0 | 0 | 0 | 0 | 0 | 0 | 0 | 0 | 0 | 0 | 0 | 0 |  | 0 | 0 | 0 | 0 | 0 | 0 | 0 | 0 |  |  |  |  | 1 | 0 | 0 | 0 | 0 | 0 | 0 | 0 |  | #VALUE! | 1 | 1 | 1 | 1 | #VALUE! | 0 | 0 | 0 | 0 | 0 | 0 | 0 | 0 | 0 | 0 | 0 | 0 | 0 | 0 | 0 | 0 | 0 | 0 | 0 | 0 | 0 | 0 | 0 | 0 | 0
Thursday | 2 | 3 | 21 | 813 | 0 | 0 | 0 | 0 | 0 | 0 | 0 | 0 | 0 | 0 | 0 | 0 | 0 | 0 | 0 | 0 | 0 | 0 | 0 | 0 | 0 |  | 0 | 0 | 0 | 0 | 0 | 0 | 0 | 0 |  |  |  |  | 0 | 1 | 0 | 0 | 0 | 0 | 0 | 0 |  | 1 | #VALUE! | 1 | 1 | 1 | #VALUE! | 0 | 0 | 0 | 0 | 0 | 0 | 0 | 0 | 0 | 0 | 0 | 0 | 0 | 0 | 0 | 0 | 0 | 0 | 0 | 0 | 0 | 0 | 0 | 0 | 0
Thursday | 2 | 3 | 22 | 814 | 0 | 0 | 0 | 0 | 0 | 0 | 0 | 0 | 0 | 0 | 0 | 0 | 0 | 0 | 0 | 0 | 0 | 0 | 0 | 0 | 0 |  | 0 | 0 | 0 | 0 | 0 | 0 | 0 | 0 |  |  |  |  | 0 | 1 | 0 | 0 | 0 | 0 | 0 | 0 |  | 1 | #VALUE! | 1 | 1 | 1 | #VALUE! | 0 | 0 | 0 | 0 | 0 | 0 | 0 | 0 | 0 | 0 | 0 | 0 | 0 | 0 | 0 | 0 | 0 | 0 | 0 | 0 | 0 | 0 | 0 | 0 | 0
Thursday | 2 | 3 | 23 | 815 | 0 | 0 | 0 | 0 | 0 | 0 | 0 | 0 | 0 | 0 | 0 | 0 | 0 | 0 | 0 | 0 | 0 | 0 | 0 | 0 | 0 |  | 0 | 0 | 0 | 0 | 0 | 0 | 0 | 0 |  |  |  |  | 0 | 0 | 1 | 0 | 0 | 0 | 0 | 0 |  | 1 | 1 | 1 | 1 | 1 | 1 | 0 | 0 | 0 | 0 | 0 | 0 | 0 | 0 | 0 | 0 | 0 | 0 | 0 | 0 | 0 | 0 | 0 | 0 | 0 | 0 | 0 | 0 | 0 | 0 | 0
Thursday | 2 | 3 | 24 | 816 | 0 | 0 | 0 | 0 | 0 | 0 | 0 | 0 | 0 | 0 | 0 | 0 | 0 | 0 | 0 | 0 | 0 | 0 | 0 | 0 | 0 |  | 0 | 0 | 0 | 0 | 0 | 0 | 0 | 0 |  |  |  |  | 0 | 0 | 1 | 0 | 0 | 0 | 0 | 0 |  | 1 | 1 | 1 | 1 | 1 | 1 | 0 | 0 | 0 | 0 | 0 | 0 | 0 | 0 | 0 | 0 | 0 | 0 | 0 | 0 | 0 | 0 | 0 | 0 | 0 | 0 | 0 | 0 | 0 | 0 | 0
Friday | 2 | 4 | 1 | 817 | 0 | 0 | 0 | 0 | 0 | 0 | 0 | 0 | 0 | 0 | 0 | 0 | 0 | 0 | 0 | 0 | 0 | 0 | 0 | 0 | 0 |  | 0 | 0 | 0 | 0 | 0 | 0 | 0 | 0 |  |  |  |  | 0 | 0 | 1 | 0 | 0 | 0 | 0 | 0 |  | 1 | 1 | 1 | 1 | 1 | 1 | 0 | 0 | 0 | 0 | 0 | 0 | 0 | 0 | 0 | 0 | 0 | 0 | 0 | 0 | 0 | 0 | 0 | 0 | 0 | 0 | 0 | 0 | 0 | 0 | 0
Friday | 2 | 4 | 2 | 818 | 0 | 0 | 0 | 0 | 0 | 0 | 0 | 0 | 0 | 0 | 0 | 0 | 0 | 0 | 0 | 0 | 0 | 0 | 0 | 0 | 0 |  | 0 | 0 | 0 | 0 | 0 | 0 | 0 | 0 |  |  |  |  | 0 | 0 | 1 | 0 | 0 | 0 | 0 | 0 |  | 1 | 1 | 1 | 1 | 1 | 1 | 0 | 0 | 0 | 0 | 0 | 0 | 0 | 0 | 0 | 0 | 0 | 0 | 0 | 0 | 0 | 0 | 0 | 0 | 0 | 0 | 0 | 0 | 0 | 0 | 0
Friday | 2 | 4 | 3 | 819 | 0 | 0 | 0 | 0 | 0 | 0 | 0 | 0 | 0 | 0 | 0 | 0 | 0 | 0 | 0 | 0 | 0 | 0 | 0 | 0 | 0 |  | 0 | 0 | 0 | 0 | 0 | 0 | 0 | 0 |  |  |  |  | 0 | 0 | 1 | 0 | 0 | 0 | 0 | 0 |  | 1 | 1 | 1 | 1 | 1 | 1 | 0 | 0 | 0 | 0 | 0 | 0 | 0 | 0 | 0 | 0 | 0 | 0 | 0 | 0 | 0 | 0 | 0 | 0 | 0 | 0 | 0 | 0 | 0 | 0 | 0
Friday | 2 | 4 | 4 | 820 | 0 | 0 | 0 | 0 | 0 | 0 | 0 | 0 | 0 | 0 | 0 | 0 | 0 | 0 | 0 | 0 | 0 | 0 | 0 | 0 | 0 |  | 0 | 0 | 0 | 0 | 0 | 0 | 0 | 0 |  |  |  |  | 0 | 0 | 1 | 0 | 0 | 0 | 0 | 0 |  | 1 | 1 | 1 | 1 | 1 | 1 | 0 | 0 | 0 | 0 | 0 | 0 | 0 | 0 | 0 | 0 | 0 | 0 | 0 | 0 | 0 | 0 | 0 | 0 | 0 | 0 | 0 | 0 | 0 | 0 | 0
Friday | 2 | 4 | 5 | 821 | 0 | 0 | 0 | 0 | 0 | 0 | 0 | 0 | 0 | 0 | 0 | 0 | 0 | 0 | 0 | 0 | 0 | 0 | 0 | 0 | 0 |  | 0 | 0 | 0 | 0 | 0 | 0 | 0 | 0 |  |  |  |  | 0 | 0 | 1 | 0 | 0 | 0 | 0 | 0 |  | 1 | 1 | 1 | 1 | 1 | 1 | 0 | 0 | 0 | 0 | 0 | 0 | 0 | 0 | 0 | 0 | 0 | 0 | 0 | 0 | 0 | 0 | 0 | 0 | 0 | 0 | 0 | 0 | 0 | 0 | 0
Friday | 2 | 4 | 6 | 822 | 0 | 0 | 0 | 0 | 0 | 0 | 0 | 0 | 0 | 0 | 0 | 0 | 0 | 0 | 0 | 0 | 0 | 0 | 0 | 0 | 0 |  | 0 | 0 | 0 | 0 | 0 | 0 | 0 | 0 |  |  |  |  | 0 | 0 | 1 | 0 | 0 | 0 | 0 | 0 |  | 1 | 1 | 1 | 1 | 1 | 1 | 0 | 0 | 0 | 0 | 0 | 0 | 0 | 0 | 0 | 0 | 0 | 0 | 0 | 0 | 0 | 0 | 0 | 0 | 0 | 0 | 0 | 0 | 0 | 0 | 0
Friday | 2 | 4 | 7 | 823 | 0 | 0 | 0 | 0 | 0 | 0 | 0 | 0 | 0 | 0 | 0 | 0 | 0 | 0 | 0 | 0 | 0 | 0 | 0 | 0 | 0 |  | 0 | 0 | 0 | 0 | 0 | 0 | 0 | 0 |  |  |  |  | 0 | 0 | 1 | 0 | 0 | 0 | 0 | 0 |  | 1 | 1 | 1 | 1 | 1 | 1 | 0 | 0 | 0 | 0 | 0 | 0 | 0 | 0 | 0 | 0 | 0 | 0 | 0 | 0 | 0 | 0 | 0 | 0 | 0 | 0 | 0 | 0 | 0 | 0 | 0
Friday | 2 | 4 | 8 | 824 | 0 | 0 | 0 | 0 | 0 | 0 | 0 | 0 | 0 | 0 | 0 | 0 | 0 | 0 | 0 | 0 | 0 | 0 | 0 | 0 | 0 |  | 0 | 0 | 0 | 0 | 0 | 0 | 0 | 0 |  |  |  |  | 0 | 1 | 0 | 0 | 0 | 0 | 0 | 0 |  | 1 | #VALUE! | 1 | 1 | 1 | #VALUE! | 0 | 0 | 0 | 0 | 0 | 0 | 0 | 0 | 0 | 0 | 0 | 0 | 0 | 0 | 0 | 0 | 0 | 0 | 0 | 0 | 0 | 0 | 0 | 0 | 0
Friday | 2 | 4 | 9 | 825 | 0 | 0 | 0 | 0 | 0 | 0 | 0 | 0 | 0 | 0 | 0 | 0 | 0 | 0 | 0 | 0 | 0 | 0 | 0 | 0 | 0 |  | 0 | 0 | 0 | 0 | 0 | 0 | 0 | 0 |  |  |  |  | 0 | 1 | 0 | 0 | 0 | 0 | 0 | 0 |  | 1 | #VALUE! | 1 | 1 | 1 | #VALUE! | 0 | 0 | 0 | 0 | 0 | 0 | 0 | 0 | 0 | 0 | 0 | 0 | 0 | 0 | 0 | 0 | 0 | 0 | 0 | 0 | 0 | 0 | 0 | 0 | 0
Friday | 2 | 4 | 10 | 826 | 0 | 0 | 0 | 0 | 0 | 0 | 0 | 0 | 0 | 0 | 0 | 0 | 0 | 0 | 0 | 0 | 0 | 0 | 0 | 0 | 0 |  | 0 | 0 | 0 | 0 | 0 | 0 | 0 | 0 |  |  |  |  | 0 | 1 | 0 | 0 | 0 | 0 | 0 | 0 |  | 1 | #VALUE! | 1 | 1 | 1 | #VALUE! | 0 | 0 | 0 | 0 | 0 | 0 | 0 | 0 | 0 | 0 | 0 | 0 | 0 | 0 | 0 | 0 | 0 | 0 | 0 | 0 | 0 | 0 | 0 | 0 | 0
Friday | 2 | 4 | 11 | 827 | 0 | 0 | 0 | 0 | 0 | 0 | 0 | 0 | 0 | 0 | 0 | 0 | 0 | 0 | 0 | 0 | 0 | 0 | 0 | 0 | 0 |  | 0 | 0 | 0 | 0 | 0 | 0 | 0 | 0 |  |  |  |  | 0 | 1 | 0 | 0 | 0 | 0 | 0 | 0 |  | 1 | #VALUE! | 1 | 1 | 1 | #VALUE! | 0 | 0 | 0 | 0 | 0 | 0 | 0 | 0 | 0 | 0 | 0 | 0 | 0 | 0 | 0 | 0 | 0 | 0 | 0 | 0 | 0 | 0 | 0 | 0 | 0
Friday | 2 | 4 | 12 | 828 | 0 | 0 | 0 | 0 | 0 | 0 | 0 | 0 | 0 | 0 | 0 | 0 | 0 | 0 | 0 | 0 | 0 | 0 | 0 | 0 | 0 |  | 0 | 0 | 0 | 0 | 0 | 0 | 0 | 0 |  |  |  |  | 0 | 1 | 0 | 0 | 0 | 0 | 0 | 0 |  | 1 | #VALUE! | 1 | 1 | 1 | #VALUE! | 0 | 0 | 0 | 0 | 0 | 0 | 0 | 0 | 0 | 0 | 0 | 0 | 0 | 0 | 0 | 0 | 0 | 0 | 0 | 0 | 0 | 0 | 0 | 0 | 0
Friday | 2 | 4 | 13 | 829 | 0 | 0 | 0 | 0 | 0 | 0 | 0 | 0 | 0 | 0 | 0 | 0 | 0 | 0 | 0 | 0 | 0 | 0 | 0 | 0 | 0 |  | 0 | 0 | 0 | 0 | 0 | 0 | 0 | 0 |  |  |  |  | 0 | 1 | 0 | 0 | 0 | 0 | 0 | 0 |  | 1 | #VALUE! | 1 | 1 | 1 | #VALUE! | 0 | 0 | 0 | 0 | 0 | 0 | 0 | 0 | 0 | 0 | 0 | 0 | 0 | 0 | 0 | 0 | 0 | 0 | 0 | 0 | 0 | 0 | 0 | 0 | 0
Friday | 2 | 4 | 14 | 830 | 0 | 0 | 0 | 0 | 0 | 0 | 0 | 0 | 0 | 0 | 0 | 0 | 0 | 0 | 0 | 0 | 0 | 0 | 0 | 0 | 0 |  | 0 | 0 | 0 | 0 | 0 | 0 | 0 | 0 |  |  |  |  | 0 | 1 | 0 | 0 | 0 | 0 | 0 | 0 |  | 1 | #VALUE! | 1 | 1 | 1 | #VALUE! | 0 | 0 | 0 | 0 | 0 | 0 | 0 | 0 | 0 | 0 | 0 | 0 | 0 | 0 | 0 | 0 | 0 | 0 | 0 | 0 | 0 | 0 | 0 | 0 | 0
Friday | 2 | 4 | 15 | 831 | 0 | 0 | 0 | 0 | 0 | 0 | 0 | 0 | 0 | 0 | 0 | 0 | 0 | 0 | 0 | 0 | 0 | 0 | 0 | 0 | 0 |  | 0 | 0 | 0 | 0 | 0 | 0 | 0 | 0 |  |  |  |  | 0 | 1 | 0 | 0 | 0 | 0 | 0 | 0 |  | 1 | #VALUE! | 1 | 1 | 1 | #VALUE! | 0 | 0 | 0 | 0 | 0 | 0 | 0 | 0 | 0 | 0 | 0 | 0 | 0 | 0 | 0 | 0 | 0 | 0 | 0 | 0 | 0 | 0 | 0 | 0 | 0
Friday | 2 | 4 | 16 | 832 | 0 | 0 | 0 | 0 | 0 | 0 | 0 | 0 | 0 | 0 | 0 | 0 | 0 | 0 | 0 | 0 | 0 | 0 | 0 | 0 | 0 |  | 0 | 0 | 0 | 0 | 0 | 0 | 0 | 0 |  |  |  |  | 0 | 1 | 0 | 0 | 0 | 0 | 0 | 0 |  | 1 | #VALUE! | 1 | 1 | 1 | #VALUE! | 0 | 0 | 0 | 0 | 0 | 0 | 0 | 0 | 0 | 0 | 0 | 0 | 0 | 0 | 0 | 0 | 0 | 0 | 0 | 0 | 0 | 0 | 0 | 0 | 0
Friday | 2 | 4 | 17 | 833 | 0 | 0 | 0 | 0 | 0 | 0 | 0 | 0 | 0 | 0 | 0 | 0 | 0 | 0 | 0 | 0 | 0 | 0 | 0 | 0 | 0 |  | 0 | 0 | 0 | 0 | 0 | 0 | 0 | 0 |  |  |  |  | 0 | 1 | 0 | 0 | 0 | 0 | 0 | 0 |  | 1 | #VALUE! | 1 | 1 | 1 | #VALUE! | 0 | 0 | 0 | 0 | 0 | 0 | 0 | 0 | 0 | 0 | 0 | 0 | 0 | 0 | 0 | 0 | 0 | 0 | 0 | 0 | 0 | 0 | 0 | 0 | 0
Friday | 2 | 4 | 18 | 834 | 0 | 0 | 0 | 0 | 0 | 0 | 0 | 0 | 0 | 0 | 0 | 0 | 0 | 0 | 0 | 0 | 0 | 0 | 0 | 0 | 0 |  | 0 | 0 | 0 | 0 | 0 | 0 | 0 | 0 |  |  |  |  | 0 | 1 | 0 | 0 | 0 | 0 | 0 | 0 |  | 1 | #VALUE! | 1 | 1 | 1 | #VALUE! | 0 | 0 | 0 | 0 | 0 | 0 | 0 | 0 | 0 | 0 | 0 | 0 | 0 | 0 | 0 | 0 | 0 | 0 | 0 | 0 | 0 | 0 | 0 | 0 | 0
Friday | 2 | 4 | 19 | 835 | 0 | 0 | 0 | 0 | 0 | 0 | 0 | 0 | 0 | 0 | 0 | 0 | 0 | 0 | 0 | 0 | 0 | 0 | 0 | 0 | 0 |  | 0 | 0 | 0 | 0 | 0 | 0 | 0 | 0 |  |  |  |  | 1 | 0 | 0 | 0 | 0 | 0 | 0 | 0 |  | #VALUE! | 1 | 1 | 1 | 1 | #VALUE! | 0 | 0 | 0 | 0 | 0 | 0 | 0 | 0 | 0 | 0 | 0 | 0 | 0 | 0 | 0 | 0 | 0 | 0 | 0 | 0 | 0 | 0 | 0 | 0 | 0
Friday | 2 | 4 | 20 | 836 | 0 | 0 | 0 | 0 | 0 | 0 | 0 | 0 | 0 | 0 | 0 | 0 | 0 | 0 | 0 | 0 | 0 | 0 | 0 | 0 | 0 |  | 0 | 0 | 0 | 0 | 0 | 0 | 0 | 0 |  |  |  |  | 1 | 0 | 0 | 0 | 0 | 0 | 0 | 0 |  | #VALUE! | 1 | 1 | 1 | 1 | #VALUE! | 0 | 0 | 0 | 0 | 0 | 0 | 0 | 0 | 0 | 0 | 0 | 0 | 0 | 0 | 0 | 0 | 0 | 0 | 0 | 0 | 0 | 0 | 0 | 0 | 0
Friday | 2 | 4 | 21 | 837 | 0 | 0 | 0 | 0 | 0 | 0 | 0 | 0 | 0 | 0 | 0 | 0 | 0 | 0 | 0 | 0 | 0 | 0 | 0 | 0 | 0 |  | 0 | 0 | 0 | 0 | 0 | 0 | 0 | 0 |  |  |  |  | 0 | 1 | 0 | 0 | 0 | 0 | 0 | 0 |  | 1 | #VALUE! | 1 | 1 | 1 | #VALUE! | 0 | 0 | 0 | 0 | 0 | 0 | 0 | 0 | 0 | 0 | 0 | 0 | 0 | 0 | 0 | 0 | 0 | 0 | 0 | 0 | 0 | 0 | 0 | 0 | 0
Friday | 2 | 4 | 22 | 838 | 0 | 0 | 0 | 0 | 0 | 0 | 0 | 0 | 0 | 0 | 0 | 0 | 0 | 0 | 0 | 0 | 0 | 0 | 0 | 0 | 0 |  | 0 | 0 | 0 | 0 | 0 | 0 | 0 | 0 |  |  |  |  | 0 | 1 | 0 | 0 | 0 | 0 | 0 | 0 |  | 1 | #VALUE! | 1 | 1 | 1 | #VALUE! | 0 | 0 | 0 | 0 | 0 | 0 | 0 | 0 | 0 | 0 | 0 | 0 | 0 | 0 | 0 | 0 | 0 | 0 | 0 | 0 | 0 | 0 | 0 | 0 | 0
Friday | 2 | 4 | 23 | 839 | 0 | 0 | 0 | 0 | 0 | 0 | 0 | 0 | 0 | 0 | 0 | 0 | 0 | 0 | 0 | 0 | 0 | 0 | 0 | 0 | 0 |  | 0 | 0 | 0 | 0 | 0 | 0 | 0 | 0 |  |  |  |  | 0 | 0 | 1 | 0 | 0 | 0 | 0 | 0 |  | 1 | 1 | 1 | 1 | 1 | 1 | 0 | 0 | 0 | 0 | 0 | 0 | 0 | 0 | 0 | 0 | 0 | 0 | 0 | 0 | 0 | 0 | 0 | 0 | 0 | 0 | 0 | 0 | 0 | 0 | 0
Friday | 2 | 4 | 24 | 840 | 0 | 0 | 0 | 0 | 0 | 0 | 0 | 0 | 0 | 0 | 0 | 0 | 0 | 0 | 0 | 0 | 0 | 0 | 0 | 0 | 0 |  | 0 | 0 | 0 | 0 | 0 | 0 | 0 | 0 |  |  |  |  | 0 | 0 | 1 | 0 | 0 | 0 | 0 | 0 |  | 1 | 1 | 1 | 1 | 1 | 1 | 0 | 0 | 0 | 0 | 0 | 0 | 0 | 0 | 0 | 0 | 0 | 0 | 0 | 0 | 0 | 0 | 0 | 0 | 0 | 0 | 0 | 0 | 0 | 0 | 0
Saturday | 2 | 5 | 1 | 841 | 0 | 0 | 0 | 0 | 0 | 0 | 0 | 0 | 0 | 0 | 0 | 0 | 0 | 0 | 0 | 0 | 0 | 0 | 0 | 0 | 0 |  | 0 | 0 | 0 | 0 | 0 | 0 | 0 | 0 |  |  |  |  | 0 | 0 | 1 | 0 | 0 | 0 | 0 | 0 |  | 1 | 1 | 1 | 1 | 1 | 1 | 0 | 0 | 0 | 0 | 0 | 0 | 0 | 0 | 0 | 0 | 0 | 0 | 0 | 0 | 0 | 0 | 0 | 0 | 0 | 0 | 0 | 0 | 0 | 0 | 0
Saturday | 2 | 5 | 2 | 842 | 0 | 0 | 0 | 0 | 0 | 0 | 0 | 0 | 0 | 0 | 0 | 0 | 0 | 0 | 0 | 0 | 0 | 0 | 0 | 0 | 0 |  | 0 | 0 | 0 | 0 | 0 | 0 | 0 | 0 |  |  |  |  | 0 | 0 | 1 | 0 | 0 | 0 | 0 | 0 |  | 1 | 1 | 1 | 1 | 1 | 1 | 0 | 0 | 0 | 0 | 0 | 0 | 0 | 0 | 0 | 0 | 0 | 0 | 0 | 0 | 0 | 0 | 0 | 0 | 0 | 0 | 0 | 0 | 0 | 0 | 0
Saturday | 2 | 5 | 3 | 843 | 0 | 0 | 0 | 0 | 0 | 0 | 0 | 0 | 0 | 0 | 0 | 0 | 0 | 0 | 0 | 0 | 0 | 0 | 0 | 0 | 0 |  | 0 | 0 | 0 | 0 | 0 | 0 | 0 | 0 |  |  |  |  | 0 | 0 | 1 | 0 | 0 | 0 | 0 | 0 |  | 1 | 1 | 1 | 1 | 1 | 1 | 0 | 0 | 0 | 0 | 0 | 0 | 0 | 0 | 0 | 0 | 0 | 0 | 0 | 0 | 0 | 0 | 0 | 0 | 0 | 0 | 0 | 0 | 0 | 0 | 0
Saturday | 2 | 5 | 4 | 844 | 0 | 0 | 0 | 0 | 0 | 0 | 0 | 0 | 0 | 0 | 0 | 0 | 0 | 0 | 0 | 0 | 0 | 0 | 0 | 0 | 0 |  | 0 | 0 | 0 | 0 | 0 | 0 | 0 | 0 |  |  |  |  | 0 | 0 | 1 | 0 | 0 | 0 | 0 | 0 |  | 1 | 1 | 1 | 1 | 1 | 1 | 0 | 0 | 0 | 0 | 0 | 0 | 0 | 0 | 0 | 0 | 0 | 0 | 0 | 0 | 0 | 0 | 0 | 0 | 0 | 0 | 0 | 0 | 0 | 0 | 0
Saturday | 2 | 5 | 5 | 845 | 0 | 0 | 0 | 0 | 0 | 0 | 0 | 0 | 0 | 0 | 0 | 0 | 0 | 0 | 0 | 0 | 0 | 0 | 0 | 0 | 0 |  | 0 | 0 | 0 | 0 | 0 | 0 | 0 | 0 |  |  |  |  | 0 | 0 | 1 | 0 | 0 | 0 | 0 | 0 |  | 1 | 1 | 1 | 1 | 1 | 1 | 0 | 0 | 0 | 0 | 0 | 0 | 0 | 0 | 0 | 0 | 0 | 0 | 0 | 0 | 0 | 0 | 0 | 0 | 0 | 0 | 0 | 0 | 0 | 0 | 0
Saturday | 2 | 5 | 6 | 846 | 0 | 0 | 0 | 0 | 0 | 0 | 0 | 0 | 0 | 0 | 0 | 0 | 0 | 0 | 0 | 0 | 0 | 0 | 0 | 0 | 0 |  | 0 | 0 | 0 | 0 | 0 | 0 | 0 | 0 |  |  |  |  | 0 | 0 | 1 | 0 | 0 | 0 | 0 | 0 |  | 1 | 1 | 1 | 1 | 1 | 1 | 0 | 0 | 0 | 0 | 0 | 0 | 0 | 0 | 0 | 0 | 0 | 0 | 0 | 0 | 0 | 0 | 0 | 0 | 0 | 0 | 0 | 0 | 0 | 0 | 0
Saturday | 2 | 5 | 7 | 847 | 0 | 0 | 0 | 0 | 0 | 0 | 0 | 0 | 0 | 0 | 0 | 0 | 0 | 0 | 0 | 0 | 0 | 0 | 0 | 0 | 0 |  | 0 | 0 | 0 | 0 | 0 | 0 | 0 | 0 |  |  |  |  | 0 | 0 | 1 | 0 | 0 | 0 | 0 | 0 |  | 1 | 1 | 1 | 1 | 1 | 1 | 0 | 0 | 0 | 0 | 0 | 0 | 0 | 0 | 0 | 0 | 0 | 0 | 0 | 0 | 0 | 0 | 0 | 0 | 0 | 0 | 0 | 0 | 0 | 0 | 0
Saturday | 2 | 5 | 8 | 848 | 0 | 0 | 0 | 0 | 0 | 0 | 0 | 0 | 0 | 0 | 0 | 0 | 0 | 0 | 0 | 0 | 0 | 0 | 0 | 0 | 0 |  | 0 | 0 | 0 | 0 | 0 | 0 | 0 | 0 |  |  |  |  | 0 | 0 | 1 | 0 | 0 | 0 | 0 | 0 |  | 1 | 1 | 1 | 1 | 1 | 1 | 0 | 0 | 0 | 0 | 0 | 0 | 0 | 0 | 0 | 0 | 0 | 0 | 0 | 0 | 0 | 0 | 0 | 0 | 0 | 0 | 0 | 0 | 0 | 0 | 0
Saturday | 2 | 5 | 9 | 849 | 0 | 0 | 0 | 0 | 0 | 0 | 0 | 0 | 0 | 0 | 0 | 0 | 0 | 0 | 0 | 0 | 0 | 0 | 0 | 0 | 0 |  | 0 | 0 | 0 | 0 | 0 | 0 | 0 | 0 |  |  |  |  | 0 | 0 | 1 | 0 | 0 | 0 | 0 | 0 |  | 1 | 1 | 1 | 1 | 1 | 1 | 0 | 0 | 0 | 0 | 0 | 0 | 0 | 0 | 0 | 0 | 0 | 0 | 0 | 0 | 0 | 0 | 0 | 0 | 0 | 0 | 0 | 0 | 0 | 0 | 0
Saturday | 2 | 5 | 10 | 850 | 0 | 0 | 0 | 0 | 0 | 0 | 0 | 0 | 0 | 0 | 0 | 0 | 0 | 0 | 0 | 0 | 0 | 0 | 0 | 0 | 0 |  | 0 | 0 | 0 | 0 | 0 | 0 | 0 | 0 |  |  |  |  | 0 | 0 | 1 | 0 | 0 | 0 | 0 | 0 |  | 1 | 1 | 1 | 1 | 1 | 1 | 0 | 0 | 0 | 0 | 0 | 0 | 0 | 0 | 0 | 0 | 0 | 0 | 0 | 0 | 0 | 0 | 0 | 0 | 0 | 0 | 0 | 0 | 0 | 0 | 0
Saturday | 2 | 5 | 11 | 851 | 0 | 0 | 0 | 0 | 0 | 0 | 0 | 0 | 0 | 0 | 0 | 0 | 0 | 0 | 0 | 0 | 0 | 0 | 0 | 0 | 0 |  | 0 | 0 | 0 | 0 | 0 | 0 | 0 | 0 |  |  |  |  | 0 | 0 | 1 | 0 | 0 | 0 | 0 | 0 |  | 1 | 1 | 1 | 1 | 1 | 1 | 0 | 0 | 0 | 0 | 0 | 0 | 0 | 0 | 0 | 0 | 0 | 0 | 0 | 0 | 0 | 0 | 0 | 0 | 0 | 0 | 0 | 0 | 0 | 0 | 0
Saturday | 2 | 5 | 12 | 852 | 0 | 0 | 0 | 0 | 0 | 0 | 0 | 0 | 0 | 0 | 0 | 0 | 0 | 0 | 0 | 0 | 0 | 0 | 0 | 0 | 0 |  | 0 | 0 | 0 | 0 | 0 | 0 | 0 | 0 |  |  |  |  | 0 | 0 | 1 | 0 | 0 | 0 | 0 | 0 |  | 1 | 1 | 1 | 1 | 1 | 1 | 0 | 0 | 0 | 0 | 0 | 0 | 0 | 0 | 0 | 0 | 0 | 0 | 0 | 0 | 0 | 0 | 0 | 0 | 0 | 0 | 0 | 0 | 0 | 0 | 0
Saturday | 2 | 5 | 13 | 853 | 0 | 0 | 0 | 0 | 0 | 0 | 0 | 0 | 0 | 0 | 0 | 0 | 0 | 0 | 0 | 0 | 0 | 0 | 0 | 0 | 0 |  | 0 | 0 | 0 | 0 | 0 | 0 | 0 | 0 |  |  |  |  | 0 | 0 | 1 | 0 | 0 | 0 | 0 | 0 |  | 1 | 1 | 1 | 1 | 1 | 1 | 0 | 0 | 0 | 0 | 0 | 0 | 0 | 0 | 0 | 0 | 0 | 0 | 0 | 0 | 0 | 0 | 0 | 0 | 0 | 0 | 0 | 0 | 0 | 0 | 0
Saturday | 2 | 5 | 14 | 854 | 0 | 0 | 0 | 0 | 0 | 0 | 0 | 0 | 0 | 0 | 0 | 0 | 0 | 0 | 0 | 0 | 0 | 0 | 0 | 0 | 0 |  | 0 | 0 | 0 | 0 | 0 | 0 | 0 | 0 |  |  |  |  | 0 | 0 | 1 | 0 | 0 | 0 | 0 | 0 |  | 1 | 1 | 1 | 1 | 1 | 1 | 0 | 0 | 0 | 0 | 0 | 0 | 0 | 0 | 0 | 0 | 0 | 0 | 0 | 0 | 0 | 0 | 0 | 0 | 0 | 0 | 0 | 0 | 0 | 0 | 0
Saturday | 2 | 5 | 15 | 855 | 0 | 0 | 0 | 0 | 0 | 0 | 0 | 0 | 0 | 0 | 0 | 0 | 0 | 0 | 0 | 0 | 0 | 0 | 0 | 0 | 0 |  | 0 | 0 | 0 | 0 | 0 | 0 | 0 | 0 |  |  |  |  | 0 | 0 | 1 | 0 | 0 | 0 | 0 | 0 |  | 1 | 1 | 1 | 1 | 1 | 1 | 0 | 0 | 0 | 0 | 0 | 0 | 0 | 0 | 0 | 0 | 0 | 0 | 0 | 0 | 0 | 0 | 0 | 0 | 0 | 0 | 0 | 0 | 0 | 0 | 0
Saturday | 2 | 5 | 16 | 856 | 0 | 0 | 0 | 0 | 0 | 0 | 0 | 0 | 0 | 0 | 0 | 0 | 0 | 0 | 0 | 0 | 0 | 0 | 0 | 0 | 0 |  | 0 | 0 | 0 | 0 | 0 | 0 | 0 | 0 |  |  |  |  | 0 | 0 | 1 | 0 | 0 | 0 | 0 | 0 |  | 1 | 1 | 1 | 1 | 1 | 1 | 0 | 0 | 0 | 0 | 0 | 0 | 0 | 0 | 0 | 0 | 0 | 0 | 0 | 0 | 0 | 0 | 0 | 0 | 0 | 0 | 0 | 0 | 0 | 0 | 0
Saturday | 2 | 5 | 17 | 857 | 0 | 0 | 0 | 0 | 0 | 0 | 0 | 0 | 0 | 0 | 0 | 0 | 0 | 0 | 0 | 0 | 0 | 0 | 0 | 0 | 0 |  | 0 | 0 | 0 | 0 | 0 | 0 | 0 | 0 |  |  |  |  | 0 | 0 | 1 | 0 | 0 | 0 | 0 | 0 |  | 1 | 1 | 1 | 1 | 1 | 1 | 0 | 0 | 0 | 0 | 0 | 0 | 0 | 0 | 0 | 0 | 0 | 0 | 0 | 0 | 0 | 0 | 0 | 0 | 0 | 0 | 0 | 0 | 0 | 0 | 0
Saturday | 2 | 5 | 18 | 858 | 0 | 0 | 0 | 0 | 0 | 0 | 0 | 0 | 0 | 0 | 0 | 0 | 0 | 0 | 0 | 0 | 0 | 0 | 0 | 0 | 0 |  | 0 | 0 | 0 | 0 | 0 | 0 | 0 | 0 |  |  |  |  | 0 | 0 | 1 | 0 | 0 | 0 | 0 | 0 |  | 1 | 1 | 1 | 1 | 1 | 1 | 0 | 0 | 0 | 0 | 0 | 0 | 0 | 0 | 0 | 0 | 0 | 0 | 0 | 0 | 0 | 0 | 0 | 0 | 0 | 0 | 0 | 0 | 0 | 0 | 0
Saturday | 2 | 5 | 19 | 859 | 0 | 0 | 0 | 0 | 0 | 0 | 0 | 0 | 0 | 0 | 0 | 0 | 0 | 0 | 0 | 0 | 0 | 0 | 0 | 0 | 0 |  | 0 | 0 | 0 | 0 | 0 | 0 | 0 | 0 |  |  |  |  | 0 | 0 | 1 | 0 | 0 | 0 | 0 | 0 |  | 1 | 1 | 1 | 1 | 1 | 1 | 0 | 0 | 0 | 0 | 0 | 0 | 0 | 0 | 0 | 0 | 0 | 0 | 0 | 0 | 0 | 0 | 0 | 0 | 0 | 0 | 0 | 0 | 0 | 0 | 0
Saturday | 2 | 5 | 20 | 860 | 0 | 0 | 0 | 0 | 0 | 0 | 0 | 0 | 0 | 0 | 0 | 0 | 0 | 0 | 0 | 0 | 0 | 0 | 0 | 0 | 0 |  | 0 | 0 | 0 | 0 | 0 | 0 | 0 | 0 |  |  |  |  | 0 | 0 | 1 | 0 | 0 | 0 | 0 | 0 |  | 1 | 1 | 1 | 1 | 1 | 1 | 0 | 0 | 0 | 0 | 0 | 0 | 0 | 0 | 0 | 0 | 0 | 0 | 0 | 0 | 0 | 0 | 0 | 0 | 0 | 0 | 0 | 0 | 0 | 0 | 0
Saturday | 2 | 5 | 21 | 861 | 0 | 0 | 0 | 0 | 0 | 0 | 0 | 0 | 0 | 0 | 0 | 0 | 0 | 0 | 0 | 0 | 0 | 0 | 0 | 0 | 0 |  | 0 | 0 | 0 | 0 | 0 | 0 | 0 | 0 |  |  |  |  | 0 | 0 | 1 | 0 | 0 | 0 | 0 | 0 |  | 1 | 1 | 1 | 1 | 1 | 1 | 0 | 0 | 0 | 0 | 0 | 0 | 0 | 0 | 0 | 0 | 0 | 0 | 0 | 0 | 0 | 0 | 0 | 0 | 0 | 0 | 0 | 0 | 0 | 0 | 0
Saturday | 2 | 5 | 22 | 862 | 0 | 0 | 0 | 0 | 0 | 0 | 0 | 0 | 0 | 0 | 0 | 0 | 0 | 0 | 0 | 0 | 0 | 0 | 0 | 0 | 0 |  | 0 | 0 | 0 | 0 | 0 | 0 | 0 | 0 |  |  |  |  | 0 | 0 | 1 | 0 | 0 | 0 | 0 | 0 |  | 1 | 1 | 1 | 1 | 1 | 1 | 0 | 0 | 0 | 0 | 0 | 0 | 0 | 0 | 0 | 0 | 0 | 0 | 0 | 0 | 0 | 0 | 0 | 0 | 0 | 0 | 0 | 0 | 0 | 0 | 0
Saturday | 2 | 5 | 23 | 863 | 0 | 0 | 0 | 0 | 0 | 0 | 0 | 0 | 0 | 0 | 0 | 0 | 0 | 0 | 0 | 0 | 0 | 0 | 0 | 0 | 0 |  | 0 | 0 | 0 | 0 | 0 | 0 | 0 | 0 |  |  |  |  | 0 | 0 | 1 | 0 | 0 | 0 | 0 | 0 |  | 1 | 1 | 1 | 1 | 1 | 1 | 0 | 0 | 0 | 0 | 0 | 0 | 0 | 0 | 0 | 0 | 0 | 0 | 0 | 0 | 0 | 0 | 0 | 0 | 0 | 0 | 0 | 0 | 0 | 0 | 0
Saturday | 2 | 5 | 24 | 864 | 0 | 0 | 0 | 0 | 0 | 0 | 0 | 0 | 0 | 0 | 0 | 0 | 0 | 0 | 0 | 0 | 0 | 0 | 0 | 0 | 0 |  | 0 | 0 | 0 | 0 | 0 | 0 | 0 | 0 |  |  |  |  | 0 | 0 | 1 | 0 | 0 | 0 | 0 | 0 |  | 1 | 1 | 1 | 1 | 1 | 1 | 0 | 0 | 0 | 0 | 0 | 0 | 0 | 0 | 0 | 0 | 0 | 0 | 0 | 0 | 0 | 0 | 0 | 0 | 0 | 0 | 0 | 0 | 0 | 0 | 0
Sunday | 2 | 6 | 1 | 865 | 0 | 0 | 0 | 0 | 0 | 0 | 0 | 0 | 0 | 0 | 0 | 0 | 0 | 0 | 0 | 0 | 0 | 0 | 0 | 0 | 0 |  | 0 | 0 | 0 | 0 | 0 | 0 | 0 | 0 |  |  |  |  | 0 | 0 | 1 | 0 | 0 | 0 | 0 | 0 |  | 1 | 1 | 1 | 1 | 1 | 1 | 0 | 0 | 0 | 0 | 0 | 0 | 0 | 0 | 0 | 0 | 0 | 0 | 0 | 0 | 0 | 0 | 0 | 0 | 0 | 0 | 0 | 0 | 0 | 0 | 0
Sunday | 2 | 6 | 2 | 866 | 0 | 0 | 0 | 0 | 0 | 0 | 0 | 0 | 0 | 0 | 0 | 0 | 0 | 0 | 0 | 0 | 0 | 0 | 0 | 0 | 0 |  | 0 | 0 | 0 | 0 | 0 | 0 | 0 | 0 |  |  |  |  | 0 | 0 | 1 | 0 | 0 | 0 | 0 | 0 |  | 1 | 1 | 1 | 1 | 1 | 1 | 0 | 0 | 0 | 0 | 0 | 0 | 0 | 0 | 0 | 0 | 0 | 0 | 0 | 0 | 0 | 0 | 0 | 0 | 0 | 0 | 0 | 0 | 0 | 0 | 0
Sunday | 2 | 6 | 3 | 867 | 0 | 0 | 0 | 0 | 0 | 0 | 0 | 0 | 0 | 0 | 0 | 0 | 0 | 0 | 0 | 0 | 0 | 0 | 0 | 0 | 0 |  | 0 | 0 | 0 | 0 | 0 | 0 | 0 | 0 |  |  |  |  | 0 | 0 | 1 | 0 | 0 | 0 | 0 | 0 |  | 1 | 1 | 1 | 1 | 1 | 1 | 0 | 0 | 0 | 0 | 0 | 0 | 0 | 0 | 0 | 0 | 0 | 0 | 0 | 0 | 0 | 0 | 0 | 0 | 0 | 0 | 0 | 0 | 0 | 0 | 0
Sunday | 2 | 6 | 4 | 868 | 0 | 0 | 0 | 0 | 0 | 0 | 0 | 0 | 0 | 0 | 0 | 0 | 0 | 0 | 0 | 0 | 0 | 0 | 0 | 0 | 0 |  | 0 | 0 | 0 | 0 | 0 | 0 | 0 | 0 |  |  |  |  | 0 | 0 | 1 | 0 | 0 | 0 | 0 | 0 |  | 1 | 1 | 1 | 1 | 1 | 1 | 0 | 0 | 0 | 0 | 0 | 0 | 0 | 0 | 0 | 0 | 0 | 0 | 0 | 0 | 0 | 0 | 0 | 0 | 0 | 0 | 0 | 0 | 0 | 0 | 0
Sunday | 2 | 6 | 5 | 869 | 0 | 0 | 0 | 0 | 0 | 0 | 0 | 0 | 0 | 0 | 0 | 0 | 0 | 0 | 0 | 0 | 0 | 0 | 0 | 0 | 0 |  | 0 | 0 | 0 | 0 | 0 | 0 | 0 | 0 |  |  |  |  | 0 | 0 | 1 | 0 | 0 | 0 | 0 | 0 |  | 1 | 1 | 1 | 1 | 1 | 1 | 0 | 0 | 0 | 0 | 0 | 0 | 0 | 0 | 0 | 0 | 0 | 0 | 0 | 0 | 0 | 0 | 0 | 0 | 0 | 0 | 0 | 0 | 0 | 0 | 0
Sunday | 2 | 6 | 6 | 870 | 0 | 0 | 0 | 0 | 0 | 0 | 0 | 0 | 0 | 0 | 0 | 0 | 0 | 0 | 0 | 0 | 0 | 0 | 0 | 0 | 0 |  | 0 | 0 | 0 | 0 | 0 | 0 | 0 | 0 |  |  |  |  | 0 | 0 | 1 | 0 | 0 | 0 | 0 | 0 |  | 1 | 1 | 1 | 1 | 1 | 1 | 0 | 0 | 0 | 0 | 0 | 0 | 0 | 0 | 0 | 0 | 0 | 0 | 0 | 0 | 0 | 0 | 0 | 0 | 0 | 0 | 0 | 0 | 0 | 0 | 0
Sunday | 2 | 6 | 7 | 871 | 0 | 0 | 0 | 0 | 0 | 0 | 0 | 0 | 0 | 0 | 0 | 0 | 0 | 0 | 0 | 0 | 0 | 0 | 0 | 0 | 0 |  | 0 | 0 | 0 | 0 | 0 | 0 | 0 | 0 |  |  |  |  | 0 | 0 | 1 | 0 | 0 | 0 | 0 | 0 |  | 1 | 1 | 1 | 1 | 1 | 1 | 0 | 0 | 0 | 0 | 0 | 0 | 0 | 0 | 0 | 0 | 0 | 0 | 0 | 0 | 0 | 0 | 0 | 0 | 0 | 0 | 0 | 0 | 0 | 0 | 0
Sunday | 2 | 6 | 8 | 872 | 0 | 0 | 0 | 0 | 0 | 0 | 0 | 0 | 0 | 0 | 0 | 0 | 0 | 0 | 0 | 0 | 0 | 0 | 0 | 0 | 0 |  | 0 | 0 | 0 | 0 | 0 | 0 | 0 | 0 |  |  |  |  | 0 | 0 | 1 | 0 | 0 | 0 | 0 | 0 |  | 1 | 1 | 1 | 1 | 1 | 1 | 0 | 0 | 0 | 0 | 0 | 0 | 0 | 0 | 0 | 0 | 0 | 0 | 0 | 0 | 0 | 0 | 0 | 0 | 0 | 0 | 0 | 0 | 0 | 0 | 0
Sunday | 2 | 6 | 9 | 873 | 0 | 0 | 0 | 0 | 0 | 0 | 0 | 0 | 0 | 0 | 0 | 0 | 0 | 0 | 0 | 0 | 0 | 0 | 0 | 0 | 0 |  | 0 | 0 | 0 | 0 | 0 | 0 | 0 | 0 |  |  |  |  | 0 | 0 | 1 | 0 | 0 | 0 | 0 | 0 |  | 1 | 1 | 1 | 1 | 1 | 1 | 0 | 0 | 0 | 0 | 0 | 0 | 0 | 0 | 0 | 0 | 0 | 0 | 0 | 0 | 0 | 0 | 0 | 0 | 0 | 0 | 0 | 0 | 0 | 0 | 0
Sunday | 2 | 6 | 10 | 874 | 0 | 0 | 0 | 0 | 0 | 0 | 0 | 0 | 0 | 0 | 0 | 0 | 0 | 0 | 0 | 0 | 0 | 0 | 0 | 0 | 0 |  | 0 | 0 | 0 | 0 | 0 | 0 | 0 | 0 |  |  |  |  | 0 | 0 | 1 | 0 | 0 | 0 | 0 | 0 |  | 1 | 1 | 1 | 1 | 1 | 1 | 0 | 0 | 0 | 0 | 0 | 0 | 0 | 0 | 0 | 0 | 0 | 0 | 0 | 0 | 0 | 0 | 0 | 0 | 0 | 0 | 0 | 0 | 0 | 0 | 0
Sunday | 2 | 6 | 11 | 875 | 0 | 0 | 0 | 0 | 0 | 0 | 0 | 0 | 0 | 0 | 0 | 0 | 0 | 0 | 0 | 0 | 0 | 0 | 0 | 0 | 0 |  | 0 | 0 | 0 | 0 | 0 | 0 | 0 | 0 |  |  |  |  | 0 | 0 | 1 | 0 | 0 | 0 | 0 | 0 |  | 1 | 1 | 1 | 1 | 1 | 1 | 0 | 0 | 0 | 0 | 0 | 0 | 0 | 0 | 0 | 0 | 0 | 0 | 0 | 0 | 0 | 0 | 0 | 0 | 0 | 0 | 0 | 0 | 0 | 0 | 0
Sunday | 2 | 6 | 12 | 876 | 0 | 0 | 0 | 0 | 0 | 0 | 0 | 0 | 0 | 0 | 0 | 0 | 0 | 0 | 0 | 0 | 0 | 0 | 0 | 0 | 0 |  | 0 | 0 | 0 | 0 | 0 | 0 | 0 | 0 |  |  |  |  | 0 | 0 | 1 | 0 | 0 | 0 | 0 | 0 |  | 1 | 1 | 1 | 1 | 1 | 1 | 0 | 0 | 0 | 0 | 0 | 0 | 0 | 0 | 0 | 0 | 0 | 0 | 0 | 0 | 0 | 0 | 0 | 0 | 0 | 0 | 0 | 0 | 0 | 0 | 0
Sunday | 2 | 6 | 13 | 877 | 0 | 0 | 0 | 0 | 0 | 0 | 0 | 0 | 0 | 0 | 0 | 0 | 0 | 0 | 0 | 0 | 0 | 0 | 0 | 0 | 0 |  | 0 | 0 | 0 | 0 | 0 | 0 | 0 | 0 |  |  |  |  | 0 | 0 | 1 | 0 | 0 | 0 | 0 | 0 |  | 1 | 1 | 1 | 1 | 1 | 1 | 0 | 0 | 0 | 0 | 0 | 0 | 0 | 0 | 0 | 0 | 0 | 0 | 0 | 0 | 0 | 0 | 0 | 0 | 0 | 0 | 0 | 0 | 0 | 0 | 0
Sunday | 2 | 6 | 14 | 878 | 0 | 0 | 0 | 0 | 0 | 0 | 0 | 0 | 0 | 0 | 0 | 0 | 0 | 0 | 0 | 0 | 0 | 0 | 0 | 0 | 0 |  | 0 | 0 | 0 | 0 | 0 | 0 | 0 | 0 |  |  |  |  | 0 | 0 | 1 | 0 | 0 | 0 | 0 | 0 |  | 1 | 1 | 1 | 1 | 1 | 1 | 0 | 0 | 0 | 0 | 0 | 0 | 0 | 0 | 0 | 0 | 0 | 0 | 0 | 0 | 0 | 0 | 0 | 0 | 0 | 0 | 0 | 0 | 0 | 0 | 0
Sunday | 2 | 6 | 15 | 879 | 0 | 0 | 0 | 0 | 0 | 0 | 0 | 0 | 0 | 0 | 0 | 0 | 0 | 0 | 0 | 0 | 0 | 0 | 0 | 0 | 0 |  | 0 | 0 | 0 | 0 | 0 | 0 | 0 | 0 |  |  |  |  | 0 | 0 | 1 | 0 | 0 | 0 | 0 | 0 |  | 1 | 1 | 1 | 1 | 1 | 1 | 0 | 0 | 0 | 0 | 0 | 0 | 0 | 0 | 0 | 0 | 0 | 0 | 0 | 0 | 0 | 0 | 0 | 0 | 0 | 0 | 0 | 0 | 0 | 0 | 0
Sunday | 2 | 6 | 16 | 880 | 0 | 0 | 0 | 0 | 0 | 0 | 0 | 0 | 0 | 0 | 0 | 0 | 0 | 0 | 0 | 0 | 0 | 0 | 0 | 0 | 0 |  | 0 | 0 | 0 | 0 | 0 | 0 | 0 | 0 |  |  |  |  | 0 | 0 | 1 | 0 | 0 | 0 | 0 | 0 |  | 1 | 1 | 1 | 1 | 1 | 1 | 0 | 0 | 0 | 0 | 0 | 0 | 0 | 0 | 0 | 0 | 0 | 0 | 0 | 0 | 0 | 0 | 0 | 0 | 0 | 0 | 0 | 0 | 0 | 0 | 0
Sunday | 2 | 6 | 17 | 881 | 0 | 0 | 0 | 0 | 0 | 0 | 0 | 0 | 0 | 0 | 0 | 0 | 0 | 0 | 0 | 0 | 0 | 0 | 0 | 0 | 0 |  | 0 | 0 | 0 | 0 | 0 | 0 | 0 | 0 |  |  |  |  | 0 | 0 | 1 | 0 | 0 | 0 | 0 | 0 |  | 1 | 1 | 1 | 1 | 1 | 1 | 0 | 0 | 0 | 0 | 0 | 0 | 0 | 0 | 0 | 0 | 0 | 0 | 0 | 0 | 0 | 0 | 0 | 0 | 0 | 0 | 0 | 0 | 0 | 0 | 0
Sunday | 2 | 6 | 18 | 882 | 0 | 0 | 0 | 0 | 0 | 0 | 0 | 0 | 0 | 0 | 0 | 0 | 0 | 0 | 0 | 0 | 0 | 0 | 0 | 0 | 0 |  | 0 | 0 | 0 | 0 | 0 | 0 | 0 | 0 |  |  |  |  | 0 | 0 | 1 | 0 | 0 | 0 | 0 | 0 |  | 1 | 1 | 1 | 1 | 1 | 1 | 0 | 0 | 0 | 0 | 0 | 0 | 0 | 0 | 0 | 0 | 0 | 0 | 0 | 0 | 0 | 0 | 0 | 0 | 0 | 0 | 0 | 0 | 0 | 0 | 0
Sunday | 2 | 6 | 19 | 883 | 0 | 0 | 0 | 0 | 0 | 0 | 0 | 0 | 0 | 0 | 0 | 0 | 0 | 0 | 0 | 0 | 0 | 0 | 0 | 0 | 0 |  | 0 | 0 | 0 | 0 | 0 | 0 | 0 | 0 |  |  |  |  | 0 | 0 | 1 | 0 | 0 | 0 | 0 | 0 |  | 1 | 1 | 1 | 1 | 1 | 1 | 0 | 0 | 0 | 0 | 0 | 0 | 0 | 0 | 0 | 0 | 0 | 0 | 0 | 0 | 0 | 0 | 0 | 0 | 0 | 0 | 0 | 0 | 0 | 0 | 0
Sunday | 2 | 6 | 20 | 884 | 0 | 0 | 0 | 0 | 0 | 0 | 0 | 0 | 0 | 0 | 0 | 0 | 0 | 0 | 0 | 0 | 0 | 0 | 0 | 0 | 0 |  | 0 | 0 | 0 | 0 | 0 | 0 | 0 | 0 |  |  |  |  | 0 | 0 | 1 | 0 | 0 | 0 | 0 | 0 |  | 1 | 1 | 1 | 1 | 1 | 1 | 0 | 0 | 0 | 0 | 0 | 0 | 0 | 0 | 0 | 0 | 0 | 0 | 0 | 0 | 0 | 0 | 0 | 0 | 0 | 0 | 0 | 0 | 0 | 0 | 0
Sunday | 2 | 6 | 21 | 885 | 0 | 0 | 0 | 0 | 0 | 0 | 0 | 0 | 0 | 0 | 0 | 0 | 0 | 0 | 0 | 0 | 0 | 0 | 0 | 0 | 0 |  | 0 | 0 | 0 | 0 | 0 | 0 | 0 | 0 |  |  |  |  | 0 | 0 | 1 | 0 | 0 | 0 | 0 | 0 |  | 1 | 1 | 1 | 1 | 1 | 1 | 0 | 0 | 0 | 0 | 0 | 0 | 0 | 0 | 0 | 0 | 0 | 0 | 0 | 0 | 0 | 0 | 0 | 0 | 0 | 0 | 0 | 0 | 0 | 0 | 0
Sunday | 2 | 6 | 22 | 886 | 0 | 0 | 0 | 0 | 0 | 0 | 0 | 0 | 0 | 0 | 0 | 0 | 0 | 0 | 0 | 0 | 0 | 0 | 0 | 0 | 0 |  | 0 | 0 | 0 | 0 | 0 | 0 | 0 | 0 |  |  |  |  | 0 | 0 | 1 | 0 | 0 | 0 | 0 | 0 |  | 1 | 1 | 1 | 1 | 1 | 1 | 0 | 0 | 0 | 0 | 0 | 0 | 0 | 0 | 0 | 0 | 0 | 0 | 0 | 0 | 0 | 0 | 0 | 0 | 0 | 0 | 0 | 0 | 0 | 0 | 0
Sunday | 2 | 6 | 23 | 887 | 0 | 0 | 0 | 0 | 0 | 0 | 0 | 0 | 0 | 0 | 0 | 0 | 0 | 0 | 0 | 0 | 0 | 0 | 0 | 0 | 0 |  | 0 | 0 | 0 | 0 | 0 | 0 | 0 | 0 |  |  |  |  | 0 | 0 | 1 | 0 | 0 | 0 | 0 | 0 |  | 1 | 1 | 1 | 1 | 1 | 1 | 0 | 0 | 0 | 0 | 0 | 0 | 0 | 0 | 0 | 0 | 0 | 0 | 0 | 0 | 0 | 0 | 0 | 0 | 0 | 0 | 0 | 0 | 0 | 0 | 0
Sunday | 2 | 6 | 24 | 888 | 0 | 0 | 0 | 0 | 0 | 0 | 0 | 0 | 0 | 0 | 0 | 0 | 0 | 0 | 0 | 0 | 0 | 0 | 0 | 0 | 0 |  | 0 | 0 | 0 | 0 | 0 | 0 | 0 | 0 |  |  |  |  | 0 | 0 | 1 | 0 | 0 | 0 | 0 | 0 |  | 1 | 1 | 1 | 1 | 1 | 1 | 0 | 0 | 0 | 0 | 0 | 0 | 0 | 0 | 0 | 0 | 0 | 0 | 0 | 0 | 0 | 0 | 0 | 0 | 0 | 0 | 0 | 0 | 0 | 0 | 0
Monday | 2 | 7 | 1 | 889 | 0 | 0 | 0 | 0 | 0 | 0 | 0 | 0 | 0 | 0 | 0 | 0 | 0 | 0 | 0 | 0 | 0 | 0 | 0 | 0 | 0 |  | 0 | 0 | 0 | 0 | 0 | 0 | 0 | 0 |  |  |  |  | 0 | 0 | 1 | 0 | 0 | 0 | 0 | 0 |  | 1 | 1 | 1 | 1 | 1 | 1 | 0 | 0 | 0 | 0 | 0 | 0 | 0 | 0 | 0 | 0 | 0 | 0 | 0 | 0 | 0 | 0 | 0 | 0 | 0 | 0 | 0 | 0 | 0 | 0 | 0
Monday | 2 | 7 | 2 | 890 | 0 | 0 | 0 | 0 | 0 | 0 | 0 | 0 | 0 | 0 | 0 | 0 | 0 | 0 | 0 | 0 | 0 | 0 | 0 | 0 | 0 |  | 0 | 0 | 0 | 0 | 0 | 0 | 0 | 0 |  |  |  |  | 0 | 0 | 1 | 0 | 0 | 0 | 0 | 0 |  | 1 | 1 | 1 | 1 | 1 | 1 | 0 | 0 | 0 | 0 | 0 | 0 | 0 | 0 | 0 | 0 | 0 | 0 | 0 | 0 | 0 | 0 | 0 | 0 | 0 | 0 | 0 | 0 | 0 | 0 | 0
Monday | 2 | 7 | 3 | 891 | 0 | 0 | 0 | 0 | 0 | 0 | 0 | 0 | 0 | 0 | 0 | 0 | 0 | 0 | 0 | 0 | 0 | 0 | 0 | 0 | 0 |  | 0 | 0 | 0 | 0 | 0 | 0 | 0 | 0 |  |  |  |  | 0 | 0 | 1 | 0 | 0 | 0 | 0 | 0 |  | 1 | 1 | 1 | 1 | 1 | 1 | 0 | 0 | 0 | 0 | 0 | 0 | 0 | 0 | 0 | 0 | 0 | 0 | 0 | 0 | 0 | 0 | 0 | 0 | 0 | 0 | 0 | 0 | 0 | 0 | 0
Monday | 2 | 7 | 4 | 892 | 0 | 0 | 0 | 0 | 0 | 0 | 0 | 0 | 0 | 0 | 0 | 0 | 0 | 0 | 0 | 0 | 0 | 0 | 0 | 0 | 0 |  | 0 | 0 | 0 | 0 | 0 | 0 | 0 | 0 |  |  |  |  | 0 | 0 | 1 | 0 | 0 | 0 | 0 | 0 |  | 1 | 1 | 1 | 1 | 1 | 1 | 0 | 0 | 0 | 0 | 0 | 0 | 0 | 0 | 0 | 0 | 0 | 0 | 0 | 0 | 0 | 0 | 0 | 0 | 0 | 0 | 0 | 0 | 0 | 0 | 0
Monday | 2 | 7 | 5 | 893 | 0 | 0 | 0 | 0 | 0 | 0 | 0 | 0 | 0 | 0 | 0 | 0 | 0 | 0 | 0 | 0 | 0 | 0 | 0 | 0 | 0 |  | 0 | 0 | 0 | 0 | 0 | 0 | 0 | 0 |  |  |  |  | 0 | 0 | 1 | 0 | 0 | 0 | 0 | 0 |  | 1 | 1 | 1 | 1 | 1 | 1 | 0 | 0 | 0 | 0 | 0 | 0 | 0 | 0 | 0 | 0 | 0 | 0 | 0 | 0 | 0 | 0 | 0 | 0 | 0 | 0 | 0 | 0 | 0 | 0 | 0
Monday | 2 | 7 | 6 | 894 | 0 | 0 | 0 | 0 | 0 | 0 | 0 | 0 | 0 | 0 | 0 | 0 | 0 | 0 | 0 | 0 | 0 | 0 | 0 | 0 | 0 |  | 0 | 0 | 0 | 0 | 0 | 0 | 0 | 0 |  |  |  |  | 0 | 0 | 1 | 0 | 0 | 0 | 0 | 0 |  | 1 | 1 | 1 | 1 | 1 | 1 | 0 | 0 | 0 | 0 | 0 | 0 | 0 | 0 | 0 | 0 | 0 | 0 | 0 | 0 | 0 | 0 | 0 | 0 | 0 | 0 | 0 | 0 | 0 | 0 | 0
Monday | 2 | 7 | 7 | 895 | 0 | 0 | 0 | 0 | 0 | 0 | 0 | 0 | 0 | 0 | 0 | 0 | 0 | 0 | 0 | 0 | 0 | 0 | 0 | 0 | 0 |  | 0 | 0 | 0 | 0 | 0 | 0 | 0 | 0 |  |  |  |  | 0 | 0 | 1 | 0 | 0 | 0 | 0 | 0 |  | 1 | 1 | 1 | 1 | 1 | 1 | 0 | 0 | 0 | 0 | 0 | 0 | 0 | 0 | 0 | 0 | 0 | 0 | 0 | 0 | 0 | 0 | 0 | 0 | 0 | 0 | 0 | 0 | 0 | 0 | 0
Monday | 2 | 7 | 8 | 896 | 0 | 0 | 0 | 0 | 0 | 0 | 0 | 0 | 0 | 0 | 0 | 0 | 0 | 0 | 0 | 0 | 0 | 0 | 0 | 0 | 0 |  | 0 | 0 | 0 | 0 | 0 | 0 | 0 | 0 |  |  |  |  | 0 | 1 | 0 | 0 | 0 | 0 | 0 | 0 |  | 1 | #VALUE! | 1 | 1 | 1 | #VALUE! | 0 | 0 | 0 | 0 | 0 | 0 | 0 | 0 | 0 | 0 | 0 | 0 | 0 | 0 | 0 | 0 | 0 | 0 | 0 | 0 | 0 | 0 | 0 | 0 | 0
Monday | 2 | 7 | 9 | 897 | 0 | 0 | 0 | 0 | 0 | 0 | 0 | 0 | 0 | 0 | 0 | 0 | 0 | 0 | 0 | 0 | 0 | 0 | 0 | 0 | 0 |  | 0 | 0 | 0 | 0 | 0 | 0 | 0 | 0 |  |  |  |  | 0 | 1 | 0 | 0 | 0 | 0 | 0 | 0 |  | 1 | #VALUE! | 1 | 1 | 1 | #VALUE! | 0 | 0 | 0 | 0 | 0 | 0 | 0 | 0 | 0 | 0 | 0 | 0 | 0 | 0 | 0 | 0 | 0 | 0 | 0 | 0 | 0 | 0 | 0 | 0 | 0
Monday | 2 | 7 | 10 | 898 | 0 | 0 | 0 | 0 | 0 | 0 | 0 | 0 | 0 | 0 | 0 | 0 | 0 | 0 | 0 | 0 | 0 | 0 | 0 | 0 | 0 |  | 0 | 0 | 0 | 0 | 0 | 0 | 0 | 0 |  |  |  |  | 0 | 1 | 0 | 0 | 0 | 0 | 0 | 0 |  | 1 | #VALUE! | 1 | 1 | 1 | #VALUE! | 0 | 0 | 0 | 0 | 0 | 0 | 0 | 0 | 0 | 0 | 0 | 0 | 0 | 0 | 0 | 0 | 0 | 0 | 0 | 0 | 0 | 0 | 0 | 0 | 0
Monday | 2 | 7 | 11 | 899 | 0 | 0 | 0 | 0 | 0 | 0 | 0 | 0 | 0 | 0 | 0 | 0 | 0 | 0 | 0 | 0 | 0 | 0 | 0 | 0 | 0 |  | 0 | 0 | 0 | 0 | 0 | 0 | 0 | 0 |  |  |  |  | 0 | 1 | 0 | 0 | 0 | 0 | 0 | 0 |  | 1 | #VALUE! | 1 | 1 | 1 | #VALUE! | 0 | 0 | 0 | 0 | 0 | 0 | 0 | 0 | 0 | 0 | 0 | 0 | 0 | 0 | 0 | 0 | 0 | 0 | 0 | 0 | 0 | 0 | 0 | 0 | 0
Monday | 2 | 7 | 12 | 900 | 0 | 0 | 0 | 0 | 0 | 0 | 0 | 0 | 0 | 0 | 0 | 0 | 0 | 0 | 0 | 0 | 0 | 0 | 0 | 0 | 0 |  | 0 | 0 | 0 | 0 | 0 | 0 | 0 | 0 |  |  |  |  | 0 | 1 | 0 | 0 | 0 | 0 | 0 | 0 |  | 1 | #VALUE! | 1 | 1 | 1 | #VALUE! | 0 | 0 | 0 | 0 | 0 | 0 | 0 | 0 | 0 | 0 | 0 | 0 | 0 | 0 | 0 | 0 | 0 | 0 | 0 | 0 | 0 | 0 | 0 | 0 | 0
Monday | 2 | 7 | 13 | 901 | 0 | 0 | 0 | 0 | 0 | 0 | 0 | 0 | 0 | 0 | 0 | 0 | 0 | 0 | 0 | 0 | 0 | 0 | 0 | 0 | 0 |  | 0 | 0 | 0 | 0 | 0 | 0 | 0 | 0 |  |  |  |  | 0 | 1 | 0 | 0 | 0 | 0 | 0 | 0 |  | 1 | #VALUE! | 1 | 1 | 1 | #VALUE! | 0 | 0 | 0 | 0 | 0 | 0 | 0 | 0 | 0 | 0 | 0 | 0 | 0 | 0 | 0 | 0 | 0 | 0 | 0 | 0 | 0 | 0 | 0 | 0 | 0
Monday | 2 | 7 | 14 | 902 | 0 | 0 | 0 | 0 | 0 | 0 | 0 | 0 | 0 | 0 | 0 | 0 | 0 | 0 | 0 | 0 | 0 | 0 | 0 | 0 | 0 |  | 0 | 0 | 0 | 0 | 0 | 0 | 0 | 0 |  |  |  |  | 0 | 1 | 0 | 0 | 0 | 0 | 0 | 0 |  | 1 | #VALUE! | 1 | 1 | 1 | #VALUE! | 0 | 0 | 0 | 0 | 0 | 0 | 0 | 0 | 0 | 0 | 0 | 0 | 0 | 0 | 0 | 0 | 0 | 0 | 0 | 0 | 0 | 0 | 0 | 0 | 0
Monday | 2 | 7 | 15 | 903 | 0 | 0 | 0 | 0 | 0 | 0 | 0 | 0 | 0 | 0 | 0 | 0 | 0 | 0 | 0 | 0 | 0 | 0 | 0 | 0 | 0 |  | 0 | 0 | 0 | 0 | 0 | 0 | 0 | 0 |  |  |  |  | 0 | 1 | 0 | 0 | 0 | 0 | 0 | 0 |  | 1 | #VALUE! | 1 | 1 | 1 | #VALUE! | 0 | 0 | 0 | 0 | 0 | 0 | 0 | 0 | 0 | 0 | 0 | 0 | 0 | 0 | 0 | 0 | 0 | 0 | 0 | 0 | 0 | 0 | 0 | 0 | 0
Monday | 2 | 7 | 16 | 904 | 0 | 0 | 0 | 0 | 0 | 0 | 0 | 0 | 0 | 0 | 0 | 0 | 0 | 0 | 0 | 0 | 0 | 0 | 0 | 0 | 0 |  | 0 | 0 | 0 | 0 | 0 | 0 | 0 | 0 |  |  |  |  | 0 | 1 | 0 | 0 | 0 | 0 | 0 | 0 |  | 1 | #VALUE! | 1 | 1 | 1 | #VALUE! | 0 | 0 | 0 | 0 | 0 | 0 | 0 | 0 | 0 | 0 | 0 | 0 | 0 | 0 | 0 | 0 | 0 | 0 | 0 | 0 | 0 | 0 | 0 | 0 | 0
Monday | 2 | 7 | 17 | 905 | 0 | 0 | 0 | 0 | 0 | 0 | 0 | 0 | 0 | 0 | 0 | 0 | 0 | 0 | 0 | 0 | 0 | 0 | 0 | 0 | 0 |  | 0 | 0 | 0 | 0 | 0 | 0 | 0 | 0 |  |  |  |  | 0 | 1 | 0 | 0 | 0 | 0 | 0 | 0 |  | 1 | #VALUE! | 1 | 1 | 1 | #VALUE! | 0 | 0 | 0 | 0 | 0 | 0 | 0 | 0 | 0 | 0 | 0 | 0 | 0 | 0 | 0 | 0 | 0 | 0 | 0 | 0 | 0 | 0 | 0 | 0 | 0
Monday | 2 | 7 | 18 | 906 | 0 | 0 | 0 | 0 | 0 | 0 | 0 | 0 | 0 | 0 | 0 | 0 | 0 | 0 | 0 | 0 | 0 | 0 | 0 | 0 | 0 |  | 0 | 0 | 0 | 0 | 0 | 0 | 0 | 0 |  |  |  |  | 0 | 1 | 0 | 0 | 0 | 0 | 0 | 0 |  | 1 | #VALUE! | 1 | 1 | 1 | #VALUE! | 0 | 0 | 0 | 0 | 0 | 0 | 0 | 0 | 0 | 0 | 0 | 0 | 0 | 0 | 0 | 0 | 0 | 0 | 0 | 0 | 0 | 0 | 0 | 0 | 0
Monday | 2 | 7 | 19 | 907 | 0 | 0 | 0 | 0 | 0 | 0 | 0 | 0 | 0 | 0 | 0 | 0 | 0 | 0 | 0 | 0 | 0 | 0 | 0 | 0 | 0 |  | 0 | 0 | 0 | 0 | 0 | 0 | 0 | 0 |  |  |  |  | 1 | 0 | 0 | 0 | 0 | 0 | 0 | 0 |  | #VALUE! | 1 | 1 | 1 | 1 | #VALUE! | 0 | 0 | 0 | 0 | 0 | 0 | 0 | 0 | 0 | 0 | 0 | 0 | 0 | 0 | 0 | 0 | 0 | 0 | 0 | 0 | 0 | 0 | 0 | 0 | 0
Monday | 2 | 7 | 20 | 908 | 0 | 0 | 0 | 0 | 0 | 0 | 0 | 0 | 0 | 0 | 0 | 0 | 0 | 0 | 0 | 0 | 0 | 0 | 0 | 0 | 0 |  | 0 | 0 | 0 | 0 | 0 | 0 | 0 | 0 |  |  |  |  | 1 | 0 | 0 | 0 | 0 | 0 | 0 | 0 |  | #VALUE! | 1 | 1 | 1 | 1 | #VALUE! | 0 | 0 | 0 | 0 | 0 | 0 | 0 | 0 | 0 | 0 | 0 | 0 | 0 | 0 | 0 | 0 | 0 | 0 | 0 | 0 | 0 | 0 | 0 | 0 | 0
Monday | 2 | 7 | 21 | 909 | 0 | 0 | 0 | 0 | 0 | 0 | 0 | 0 | 0 | 0 | 0 | 0 | 0 | 0 | 0 | 0 | 0 | 0 | 0 | 0 | 0 |  | 0 | 0 | 0 | 0 | 0 | 0 | 0 | 0 |  |  |  |  | 0 | 1 | 0 | 0 | 0 | 0 | 0 | 0 |  | 1 | #VALUE! | 1 | 1 | 1 | #VALUE! | 0 | 0 | 0 | 0 | 0 | 0 | 0 | 0 | 0 | 0 | 0 | 0 | 0 | 0 | 0 | 0 | 0 | 0 | 0 | 0 | 0 | 0 | 0 | 0 | 0
Monday | 2 | 7 | 22 | 910 | 0 | 0 | 0 | 0 | 0 | 0 | 0 | 0 | 0 | 0 | 0 | 0 | 0 | 0 | 0 | 0 | 0 | 0 | 0 | 0 | 0 |  | 0 | 0 | 0 | 0 | 0 | 0 | 0 | 0 |  |  |  |  | 0 | 1 | 0 | 0 | 0 | 0 | 0 | 0 |  | 1 | #VALUE! | 1 | 1 | 1 | #VALUE! | 0 | 0 | 0 | 0 | 0 | 0 | 0 | 0 | 0 | 0 | 0 | 0 | 0 | 0 | 0 | 0 | 0 | 0 | 0 | 0 | 0 | 0 | 0 | 0 | 0
Monday | 2 | 7 | 23 | 911 | 0 | 0 | 0 | 0 | 0 | 0 | 0 | 0 | 0 | 0 | 0 | 0 | 0 | 0 | 0 | 0 | 0 | 0 | 0 | 0 | 0 |  | 0 | 0 | 0 | 0 | 0 | 0 | 0 | 0 |  |  |  |  | 0 | 0 | 1 | 0 | 0 | 0 | 0 | 0 |  | 1 | 1 | 1 | 1 | 1 | 1 | 0 | 0 | 0 | 0 | 0 | 0 | 0 | 0 | 0 | 0 | 0 | 0 | 0 | 0 | 0 | 0 | 0 | 0 | 0 | 0 | 0 | 0 | 0 | 0 | 0
Monday | 2 | 7 | 24 | 912 | 0 | 0 | 0 | 0 | 0 | 0 | 0 | 0 | 0 | 0 | 0 | 0 | 0 | 0 | 0 | 0 | 0 | 0 | 0 | 0 | 0 |  | 0 | 0 | 0 | 0 | 0 | 0 | 0 | 0 |  |  |  |  | 0 | 0 | 1 | 0 | 0 | 0 | 0 | 0 |  | 1 | 1 | 1 | 1 | 1 | 1 | 0 | 0 | 0 | 0 | 0 | 0 | 0 | 0 | 0 | 0 | 0 | 0 | 0 | 0 | 0 | 0 | 0 | 0 | 0 | 0 | 0 | 0 | 0 | 0 | 0
Tuesday | 2 | 8 | 1 | 913 | 0 | 0 | 0 | 0 | 0 | 0 | 0 | 0 | 0 | 0 | 0 | 0 | 0 | 0 | 0 | 0 | 0 | 0 | 0 | 0 | 0 |  | 0 | 0 | 0 | 0 | 0 | 0 | 0 | 0 |  |  |  |  | 0 | 0 | 1 | 0 | 0 | 0 | 0 | 0 |  | 1 | 1 | 1 | 1 | 1 | 1 | 0 | 0 | 0 | 0 | 0 | 0 | 0 | 0 | 0 | 0 | 0 | 0 | 0 | 0 | 0 | 0 | 0 | 0 | 0 | 0 | 0 | 0 | 0 | 0 | 0
Tuesday | 2 | 8 | 2 | 914 | 0 | 0 | 0 | 0 | 0 | 0 | 0 | 0 | 0 | 0 | 0 | 0 | 0 | 0 | 0 | 0 | 0 | 0 | 0 | 0 | 0 |  | 0 | 0 | 0 | 0 | 0 | 0 | 0 | 0 |  |  |  |  | 0 | 0 | 1 | 0 | 0 | 0 | 0 | 0 |  | 1 | 1 | 1 | 1 | 1 | 1 | 0 | 0 | 0 | 0 | 0 | 0 | 0 | 0 | 0 | 0 | 0 | 0 | 0 | 0 | 0 | 0 | 0 | 0 | 0 | 0 | 0 | 0 | 0 | 0 | 0
Tuesday | 2 | 8 | 3 | 915 | 0 | 0 | 0 | 0 | 0 | 0 | 0 | 0 | 0 | 0 | 0 | 0 | 0 | 0 | 0 | 0 | 0 | 0 | 0 | 0 | 0 |  | 0 | 0 | 0 | 0 | 0 | 0 | 0 | 0 |  |  |  |  | 0 | 0 | 1 | 0 | 0 | 0 | 0 | 0 |  | 1 | 1 | 1 | 1 | 1 | 1 | 0 | 0 | 0 | 0 | 0 | 0 | 0 | 0 | 0 | 0 | 0 | 0 | 0 | 0 | 0 | 0 | 0 | 0 | 0 | 0 | 0 | 0 | 0 | 0 | 0
Tuesday | 2 | 8 | 4 | 916 | 0 | 0 | 0 | 0 | 0 | 0 | 0 | 0 | 0 | 0 | 0 | 0 | 0 | 0 | 0 | 0 | 0 | 0 | 0 | 0 | 0 |  | 0 | 0 | 0 | 0 | 0 | 0 | 0 | 0 |  |  |  |  | 0 | 0 | 1 | 0 | 0 | 0 | 0 | 0 |  | 1 | 1 | 1 | 1 | 1 | 1 | 0 | 0 | 0 | 0 | 0 | 0 | 0 | 0 | 0 | 0 | 0 | 0 | 0 | 0 | 0 | 0 | 0 | 0 | 0 | 0 | 0 | 0 | 0 | 0 | 0
Tuesday | 2 | 8 | 5 | 917 | 0 | 0 | 0 | 0 | 0 | 0 | 0 | 0 | 0 | 0 | 0 | 0 | 0 | 0 | 0 | 0 | 0 | 0 | 0 | 0 | 0 |  | 0 | 0 | 0 | 0 | 0 | 0 | 0 | 0 |  |  |  |  | 0 | 0 | 1 | 0 | 0 | 0 | 0 | 0 |  | 1 | 1 | 1 | 1 | 1 | 1 | 0 | 0 | 0 | 0 | 0 | 0 | 0 | 0 | 0 | 0 | 0 | 0 | 0 | 0 | 0 | 0 | 0 | 0 | 0 | 0 | 0 | 0 | 0 | 0 | 0
Tuesday | 2 | 8 | 6 | 918 | 0 | 0 | 0 | 0 | 0 | 0 | 0 | 0 | 0 | 0 | 0 | 0 | 0 | 0 | 0 | 0 | 0 | 0 | 0 | 0 | 0 |  | 0 | 0 | 0 | 0 | 0 | 0 | 0 | 0 |  |  |  |  | 0 | 0 | 1 | 0 | 0 | 0 | 0 | 0 |  | 1 | 1 | 1 | 1 | 1 | 1 | 0 | 0 | 0 | 0 | 0 | 0 | 0 | 0 | 0 | 0 | 0 | 0 | 0 | 0 | 0 | 0 | 0 | 0 | 0 | 0 | 0 | 0 | 0 | 0 | 0
Tuesday | 2 | 8 | 7 | 919 | 0 | 0 | 0 | 0 | 0 | 0 | 0 | 0 | 0 | 0 | 0 | 0 | 0 | 0 | 0 | 0 | 0 | 0 | 0 | 0 | 0 |  | 0 | 0 | 0 | 0 | 0 | 0 | 0 | 0 |  |  |  |  | 0 | 0 | 1 | 0 | 0 | 0 | 0 | 0 |  | 1 | 1 | 1 | 1 | 1 | 1 | 0 | 0 | 0 | 0 | 0 | 0 | 0 | 0 | 0 | 0 | 0 | 0 | 0 | 0 | 0 | 0 | 0 | 0 | 0 | 0 | 0 | 0 | 0 | 0 | 0
Tuesday | 2 | 8 | 8 | 920 | 0 | 0 | 0 | 0 | 0 | 0 | 0 | 0 | 0 | 0 | 0 | 0 | 0 | 0 | 0 | 0 | 0 | 0 | 0 | 0 | 0 |  | 0 | 0 | 0 | 0 | 0 | 0 | 0 | 0 |  |  |  |  | 0 | 1 | 0 | 0 | 0 | 0 | 0 | 0 |  | 1 | #VALUE! | 1 | 1 | 1 | #VALUE! | 0 | 0 | 0 | 0 | 0 | 0 | 0 | 0 | 0 | 0 | 0 | 0 | 0 | 0 | 0 | 0 | 0 | 0 | 0 | 0 | 0 | 0 | 0 | 0 | 0
Tuesday | 2 | 8 | 9 | 921 | 0 | 0 | 0 | 0 | 0 | 0 | 0 | 0 | 0 | 0 | 0 | 0 | 0 | 0 | 0 | 0 | 0 | 0 | 0 | 0 | 0 |  | 0 | 0 | 0 | 0 | 0 | 0 | 0 | 0 |  |  |  |  | 0 | 1 | 0 | 0 | 0 | 0 | 0 | 0 |  | 1 | #VALUE! | 1 | 1 | 1 | #VALUE! | 0 | 0 | 0 | 0 | 0 | 0 | 0 | 0 | 0 | 0 | 0 | 0 | 0 | 0 | 0 | 0 | 0 | 0 | 0 | 0 | 0 | 0 | 0 | 0 | 0
Tuesday | 2 | 8 | 10 | 922 | 0 | 0 | 0 | 0 | 0 | 0 | 0 | 0 | 0 | 0 | 0 | 0 | 0 | 0 | 0 | 0 | 0 | 0 | 0 | 0 | 0 |  | 0 | 0 | 0 | 0 | 0 | 0 | 0 | 0 |  |  |  |  | 0 | 1 | 0 | 0 | 0 | 0 | 0 | 0 |  | 1 | #VALUE! | 1 | 1 | 1 | #VALUE! | 0 | 0 | 0 | 0 | 0 | 0 | 0 | 0 | 0 | 0 | 0 | 0 | 0 | 0 | 0 | 0 | 0 | 0 | 0 | 0 | 0 | 0 | 0 | 0 | 0
Tuesday | 2 | 8 | 11 | 923 | 0 | 0 | 0 | 0 | 0 | 0 | 0 | 0 | 0 | 0 | 0 | 0 | 0 | 0 | 0 | 0 | 0 | 0 | 0 | 0 | 0 |  | 0 | 0 | 0 | 0 | 0 | 0 | 0 | 0 |  |  |  |  | 0 | 1 | 0 | 0 | 0 | 0 | 0 | 0 |  | 1 | #VALUE! | 1 | 1 | 1 | #VALUE! | 0 | 0 | 0 | 0 | 0 | 0 | 0 | 0 | 0 | 0 | 0 | 0 | 0 | 0 | 0 | 0 | 0 | 0 | 0 | 0 | 0 | 0 | 0 | 0 | 0
Tuesday | 2 | 8 | 12 | 924 | 0 | 0 | 0 | 0 | 0 | 0 | 0 | 0 | 0 | 0 | 0 | 0 | 0 | 0 | 0 | 0 | 0 | 0 | 0 | 0 | 0 |  | 0 | 0 | 0 | 0 | 0 | 0 | 0 | 0 |  |  |  |  | 0 | 1 | 0 | 0 | 0 | 0 | 0 | 0 |  | 1 | #VALUE! | 1 | 1 | 1 | #VALUE! | 0 | 0 | 0 | 0 | 0 | 0 | 0 | 0 | 0 | 0 | 0 | 0 | 0 | 0 | 0 | 0 | 0 | 0 | 0 | 0 | 0 | 0 | 0 | 0 | 0
Tuesday | 2 | 8 | 13 | 925 | 0 | 0 | 0 | 0 | 0 | 0 | 0 | 0 | 0 | 0 | 0 | 0 | 0 | 0 | 0 | 0 | 0 | 0 | 0 | 0 | 0 |  | 0 | 0 | 0 | 0 | 0 | 0 | 0 | 0 |  |  |  |  | 0 | 1 | 0 | 0 | 0 | 0 | 0 | 0 |  | 1 | #VALUE! | 1 | 1 | 1 | #VALUE! | 0 | 0 | 0 | 0 | 0 | 0 | 0 | 0 | 0 | 0 | 0 | 0 | 0 | 0 | 0 | 0 | 0 | 0 | 0 | 0 | 0 | 0 | 0 | 0 | 0
Tuesday | 2 | 8 | 14 | 926 | 0 | 0 | 0 | 0 | 0 | 0 | 0 | 0 | 0 | 0 | 0 | 0 | 0 | 0 | 0 | 0 | 0 | 0 | 0 | 0 | 0 |  | 0 | 0 | 0 | 0 | 0 | 0 | 0 | 0 |  |  |  |  | 0 | 1 | 0 | 0 | 0 | 0 | 0 | 0 |  | 1 | #VALUE! | 1 | 1 | 1 | #VALUE! | 0 | 0 | 0 | 0 | 0 | 0 | 0 | 0 | 0 | 0 | 0 | 0 | 0 | 0 | 0 | 0 | 0 | 0 | 0 | 0 | 0 | 0 | 0 | 0 | 0
Tuesday | 2 | 8 | 15 | 927 | 0 | 0 | 0 | 0 | 0 | 0 | 0 | 0 | 0 | 0 | 0 | 0 | 0 | 0 | 0 | 0 | 0 | 0 | 0 | 0 | 0 |  | 0 | 0 | 0 | 0 | 0 | 0 | 0 | 0 |  |  |  |  | 0 | 1 | 0 | 0 | 0 | 0 | 0 | 0 |  | 1 | #VALUE! | 1 | 1 | 1 | #VALUE! | 0 | 0 | 0 | 0 | 0 | 0 | 0 | 0 | 0 | 0 | 0 | 0 | 0 | 0 | 0 | 0 | 0 | 0 | 0 | 0 | 0 | 0 | 0 | 0 | 0
Tuesday | 2 | 8 | 16 | 928 | 0 | 0 | 0 | 0 | 0 | 0 | 0 | 0 | 0 | 0 | 0 | 0 | 0 | 0 | 0 | 0 | 0 | 0 | 0 | 0 | 0 |  | 0 | 0 | 0 | 0 | 0 | 0 | 0 | 0 |  |  |  |  | 0 | 1 | 0 | 0 | 0 | 0 | 0 | 0 |  | 1 | #VALUE! | 1 | 1 | 1 | #VALUE! | 0 | 0 | 0 | 0 | 0 | 0 | 0 | 0 | 0 | 0 | 0 | 0 | 0 | 0 | 0 | 0 | 0 | 0 | 0 | 0 | 0 | 0 | 0 | 0 | 0
Tuesday | 2 | 8 | 17 | 929 | 0 | 0 | 0 | 0 | 0 | 0 | 0 | 0 | 0 | 0 | 0 | 0 | 0 | 0 | 0 | 0 | 0 | 0 | 0 | 0 | 0 |  | 0 | 0 | 0 | 0 | 0 | 0 | 0 | 0 |  |  |  |  | 0 | 1 | 0 | 0 | 0 | 0 | 0 | 0 |  | 1 | #VALUE! | 1 | 1 | 1 | #VALUE! | 0 | 0 | 0 | 0 | 0 | 0 | 0 | 0 | 0 | 0 | 0 | 0 | 0 | 0 | 0 | 0 | 0 | 0 | 0 | 0 | 0 | 0 | 0 | 0 | 0
Tuesday | 2 | 8 | 18 | 930 | 0 | 0 | 0 | 0 | 0 | 0 | 0 | 0 | 0 | 0 | 0 | 0 | 0 | 0 | 0 | 0 | 0 | 0 | 0 | 0 | 0 |  | 0 | 0 | 0 | 0 | 0 | 0 | 0 | 0 |  |  |  |  | 0 | 1 | 0 | 0 | 0 | 0 | 0 | 0 |  | 1 | #VALUE! | 1 | 1 | 1 | #VALUE! | 0 | 0 | 0 | 0 | 0 | 0 | 0 | 0 | 0 | 0 | 0 | 0 | 0 | 0 | 0 | 0 | 0 | 0 | 0 | 0 | 0 | 0 | 0 | 0 | 0
Tuesday | 2 | 8 | 19 | 931 | 0 | 0 | 0 | 0 | 0 | 0 | 0 | 0 | 0 | 0 | 0 | 0 | 0 | 0 | 0 | 0 | 0 | 0 | 0 | 0 | 0 |  | 0 | 0 | 0 | 0 | 0 | 0 | 0 | 0 |  |  |  |  | 1 | 0 | 0 | 0 | 0 | 0 | 0 | 0 |  | #VALUE! | 1 | 1 | 1 | 1 | #VALUE! | 0 | 0 | 0 | 0 | 0 | 0 | 0 | 0 | 0 | 0 | 0 | 0 | 0 | 0 | 0 | 0 | 0 | 0 | 0 | 0 | 0 | 0 | 0 | 0 | 0
Tuesday | 2 | 8 | 20 | 932 | 0 | 0 | 0 | 0 | 0 | 0 | 0 | 0 | 0 | 0 | 0 | 0 | 0 | 0 | 0 | 0 | 0 | 0 | 0 | 0 | 0 |  | 0 | 0 | 0 | 0 | 0 | 0 | 0 | 0 |  |  |  |  | 1 | 0 | 0 | 0 | 0 | 0 | 0 | 0 |  | #VALUE! | 1 | 1 | 1 | 1 | #VALUE! | 0 | 0 | 0 | 0 | 0 | 0 | 0 | 0 | 0 | 0 | 0 | 0 | 0 | 0 | 0 | 0 | 0 | 0 | 0 | 0 | 0 | 0 | 0 | 0 | 0
Tuesday | 2 | 8 | 21 | 933 | 0 | 0 | 0 | 0 | 0 | 0 | 0 | 0 | 0 | 0 | 0 | 0 | 0 | 0 | 0 | 0 | 0 | 0 | 0 | 0 | 0 |  | 0 | 0 | 0 | 0 | 0 | 0 | 0 | 0 |  |  |  |  | 0 | 1 | 0 | 0 | 0 | 0 | 0 | 0 |  | 1 | #VALUE! | 1 | 1 | 1 | #VALUE! | 0 | 0 | 0 | 0 | 0 | 0 | 0 | 0 | 0 | 0 | 0 | 0 | 0 | 0 | 0 | 0 | 0 | 0 | 0 | 0 | 0 | 0 | 0 | 0 | 0
Tuesday | 2 | 8 | 22 | 934 | 0 | 0 | 0 | 0 | 0 | 0 | 0 | 0 | 0 | 0 | 0 | 0 | 0 | 0 | 0 | 0 | 0 | 0 | 0 | 0 | 0 |  | 0 | 0 | 0 | 0 | 0 | 0 | 0 | 0 |  |  |  |  | 0 | 1 | 0 | 0 | 0 | 0 | 0 | 0 |  | 1 | #VALUE! | 1 | 1 | 1 | #VALUE! | 0 | 0 | 0 | 0 | 0 | 0 | 0 | 0 | 0 | 0 | 0 | 0 | 0 | 0 | 0 | 0 | 0 | 0 | 0 | 0 | 0 | 0 | 0 | 0 | 0
Tuesday | 2 | 8 | 23 | 935 | 0 | 0 | 0 | 0 | 0 | 0 | 0 | 0 | 0 | 0 | 0 | 0 | 0 | 0 | 0 | 0 | 0 | 0 | 0 | 0 | 0 |  | 0 | 0 | 0 | 0 | 0 | 0 | 0 | 0 |  |  |  |  | 0 | 0 | 1 | 0 | 0 | 0 | 0 | 0 |  | 1 | 1 | 1 | 1 | 1 | 1 | 0 | 0 | 0 | 0 | 0 | 0 | 0 | 0 | 0 | 0 | 0 | 0 | 0 | 0 | 0 | 0 | 0 | 0 | 0 | 0 | 0 | 0 | 0 | 0 | 0
Tuesday | 2 | 8 | 24 | 936 | 0 | 0 | 0 | 0 | 0 | 0 | 0 | 0 | 0 | 0 | 0 | 0 | 0 | 0 | 0 | 0 | 0 | 0 | 0 | 0 | 0 |  | 0 | 0 | 0 | 0 | 0 | 0 | 0 | 0 |  |  |  |  | 0 | 0 | 1 | 0 | 0 | 0 | 0 | 0 |  | 1 | 1 | 1 | 1 | 1 | 1 | 0 | 0 | 0 | 0 | 0 | 0 | 0 | 0 | 0 | 0 | 0 | 0 | 0 | 0 | 0 | 0 | 0 | 0 | 0 | 0 | 0 | 0 | 0 | 0 | 0
Wednesday | 2 | 9 | 1 | 937 | 0 | 0 | 0 | 0 | 0 | 0 | 0 | 0 | 0 | 0 | 0 | 0 | 0 | 0 | 0 | 0 | 0 | 0 | 0 | 0 | 0 |  | 0 | 0 | 0 | 0 | 0 | 0 | 0 | 0 |  |  |  |  | 0 | 0 | 1 | 0 | 0 | 0 | 0 | 0 |  | 1 | 1 | 1 | 1 | 1 | 1 | 0 | 0 | 0 | 0 | 0 | 0 | 0 | 0 | 0 | 0 | 0 | 0 | 0 | 0 | 0 | 0 | 0 | 0 | 0 | 0 | 0 | 0 | 0 | 0 | 0
Wednesday | 2 | 9 | 2 | 938 | 0 | 0 | 0 | 0 | 0 | 0 | 0 | 0 | 0 | 0 | 0 | 0 | 0 | 0 | 0 | 0 | 0 | 0 | 0 | 0 | 0 |  | 0 | 0 | 0 | 0 | 0 | 0 | 0 | 0 |  |  |  |  | 0 | 0 | 1 | 0 | 0 | 0 | 0 | 0 |  | 1 | 1 | 1 | 1 | 1 | 1 | 0 | 0 | 0 | 0 | 0 | 0 | 0 | 0 | 0 | 0 | 0 | 0 | 0 | 0 | 0 | 0 | 0 | 0 | 0 | 0 | 0 | 0 | 0 | 0 | 0
Wednesday | 2 | 9 | 3 | 939 | 0 | 0 | 0 | 0 | 0 | 0 | 0 | 0 | 0 | 0 | 0 | 0 | 0 | 0 | 0 | 0 | 0 | 0 | 0 | 0 | 0 |  | 0 | 0 | 0 | 0 | 0 | 0 | 0 | 0 |  |  |  |  | 0 | 0 | 1 | 0 | 0 | 0 | 0 | 0 |  | 1 | 1 | 1 | 1 | 1 | 1 | 0 | 0 | 0 | 0 | 0 | 0 | 0 | 0 | 0 | 0 | 0 | 0 | 0 | 0 | 0 | 0 | 0 | 0 | 0 | 0 | 0 | 0 | 0 | 0 | 0
Wednesday | 2 | 9 | 4 | 940 | 0 | 0 | 0 | 0 | 0 | 0 | 0 | 0 | 0 | 0 | 0 | 0 | 0 | 0 | 0 | 0 | 0 | 0 | 0 | 0 | 0 |  | 0 | 0 | 0 | 0 | 0 | 0 | 0 | 0 |  |  |  |  | 0 | 0 | 1 | 0 | 0 | 0 | 0 | 0 |  | 1 | 1 | 1 | 1 | 1 | 1 | 0 | 0 | 0 | 0 | 0 | 0 | 0 | 0 | 0 | 0 | 0 | 0 | 0 | 0 | 0 | 0 | 0 | 0 | 0 | 0 | 0 | 0 | 0 | 0 | 0
Wednesday | 2 | 9 | 5 | 941 | 0 | 0 | 0 | 0 | 0 | 0 | 0 | 0 | 0 | 0 | 0 | 0 | 0 | 0 | 0 | 0 | 0 | 0 | 0 | 0 | 0 |  | 0 | 0 | 0 | 0 | 0 | 0 | 0 | 0 |  |  |  |  | 0 | 0 | 1 | 0 | 0 | 0 | 0 | 0 |  | 1 | 1 | 1 | 1 | 1 | 1 | 0 | 0 | 0 | 0 | 0 | 0 | 0 | 0 | 0 | 0 | 0 | 0 | 0 | 0 | 0 | 0 | 0 | 0 | 0 | 0 | 0 | 0 | 0 | 0 | 0
Wednesday | 2 | 9 | 6 | 942 | 0 | 0 | 0 | 0 | 0 | 0 | 0 | 0 | 0 | 0 | 0 | 0 | 0 | 0 | 0 | 0 | 0 | 0 | 0 | 0 | 0 |  | 0 | 0 | 0 | 0 | 0 | 0 | 0 | 0 |  |  |  |  | 0 | 0 | 1 | 0 | 0 | 0 | 0 | 0 |  | 1 | 1 | 1 | 1 | 1 | 1 | 0 | 0 | 0 | 0 | 0 | 0 | 0 | 0 | 0 | 0 | 0 | 0 | 0 | 0 | 0 | 0 | 0 | 0 | 0 | 0 | 0 | 0 | 0 | 0 | 0
Wednesday | 2 | 9 | 7 | 943 | 0 | 0 | 0 | 0 | 0 | 0 | 0 | 0 | 0 | 0 | 0 | 0 | 0 | 0 | 0 | 0 | 0 | 0 | 0 | 0 | 0 |  | 0 | 0 | 0 | 0 | 0 | 0 | 0 | 0 |  |  |  |  | 0 | 0 | 1 | 0 | 0 | 0 | 0 | 0 |  | 1 | 1 | 1 | 1 | 1 | 1 | 0 | 0 | 0 | 0 | 0 | 0 | 0 | 0 | 0 | 0 | 0 | 0 | 0 | 0 | 0 | 0 | 0 | 0 | 0 | 0 | 0 | 0 | 0 | 0 | 0
Wednesday | 2 | 9 | 8 | 944 | 0 | 0 | 0 | 0 | 0 | 0 | 0 | 0 | 0 | 0 | 0 | 0 | 0 | 0 | 0 | 0 | 0 | 0 | 0 | 0 | 0 |  | 0 | 0 | 0 | 0 | 0 | 0 | 0 | 0 |  |  |  |  | 0 | 1 | 0 | 0 | 0 | 0 | 0 | 0 |  | 1 | #VALUE! | 1 | 1 | 1 | #VALUE! | 0 | 0 | 0 | 0 | 0 | 0 | 0 | 0 | 0 | 0 | 0 | 0 | 0 | 0 | 0 | 0 | 0 | 0 | 0 | 0 | 0 | 0 | 0 | 0 | 0
Wednesday | 2 | 9 | 9 | 945 | 0 | 0 | 0 | 0 | 0 | 0 | 0 | 0 | 0 | 0 | 0 | 0 | 0 | 0 | 0 | 0 | 0 | 0 | 0 | 0 | 0 |  | 0 | 0 | 0 | 0 | 0 | 0 | 0 | 0 |  |  |  |  | 0 | 1 | 0 | 0 | 0 | 0 | 0 | 0 |  | 1 | #VALUE! | 1 | 1 | 1 | #VALUE! | 0 | 0 | 0 | 0 | 0 | 0 | 0 | 0 | 0 | 0 | 0 | 0 | 0 | 0 | 0 | 0 | 0 | 0 | 0 | 0 | 0 | 0 | 0 | 0 | 0
Wednesday | 2 | 9 | 10 | 946 | 0 | 0 | 0 | 0 | 0 | 0 | 0 | 0 | 0 | 0 | 0 | 0 | 0 | 0 | 0 | 0 | 0 | 0 | 0 | 0 | 0 |  | 0 | 0 | 0 | 0 | 0 | 0 | 0 | 0 |  |  |  |  | 0 | 1 | 0 | 0 | 0 | 0 | 0 | 0 |  | 1 | #VALUE! | 1 | 1 | 1 | #VALUE! | 0 | 0 | 0 | 0 | 0 | 0 | 0 | 0 | 0 | 0 | 0 | 0 | 0 | 0 | 0 | 0 | 0 | 0 | 0 | 0 | 0 | 0 | 0 | 0 | 0
Wednesday | 2 | 9 | 11 | 947 | 0 | 0 | 0 | 0 | 0 | 0 | 0 | 0 | 0 | 0 | 0 | 0 | 0 | 0 | 0 | 0 | 0 | 0 | 0 | 0 | 0 |  | 0 | 0 | 0 | 0 | 0 | 0 | 0 | 0 |  |  |  |  | 0 | 1 | 0 | 0 | 0 | 0 | 0 | 0 |  | 1 | #VALUE! | 1 | 1 | 1 | #VALUE! | 0 | 0 | 0 | 0 | 0 | 0 | 0 | 0 | 0 | 0 | 0 | 0 | 0 | 0 | 0 | 0 | 0 | 0 | 0 | 0 | 0 | 0 | 0 | 0 | 0
Wednesday | 2 | 9 | 12 | 948 | 0 | 0 | 0 | 0 | 0 | 0 | 0 | 0 | 0 | 0 | 0 | 0 | 0 | 0 | 0 | 0 | 0 | 0 | 0 | 0 | 0 |  | 0 | 0 | 0 | 0 | 0 | 0 | 0 | 0 |  |  |  |  | 0 | 1 | 0 | 0 | 0 | 0 | 0 | 0 |  | 1 | #VALUE! | 1 | 1 | 1 | #VALUE! | 0 | 0 | 0 | 0 | 0 | 0 | 0 | 0 | 0 | 0 | 0 | 0 | 0 | 0 | 0 | 0 | 0 | 0 | 0 | 0 | 0 | 0 | 0 | 0 | 0
Wednesday | 2 | 9 | 13 | 949 | 0 | 0 | 0 | 0 | 0 | 0 | 0 | 0 | 0 | 0 | 0 | 0 | 0 | 0 | 0 | 0 | 0 | 0 | 0 | 0 | 0 |  | 0 | 0 | 0 | 0 | 0 | 0 | 0 | 0 |  |  |  |  | 0 | 1 | 0 | 0 | 0 | 0 | 0 | 0 |  | 1 | #VALUE! | 1 | 1 | 1 | #VALUE! | 0 | 0 | 0 | 0 | 0 | 0 | 0 | 0 | 0 | 0 | 0 | 0 | 0 | 0 | 0 | 0 | 0 | 0 | 0 | 0 | 0 | 0 | 0 | 0 | 0
Wednesday | 2 | 9 | 14 | 950 | 0 | 0 | 0 | 0 | 0 | 0 | 0 | 0 | 0 | 0 | 0 | 0 | 0 | 0 | 0 | 0 | 0 | 0 | 0 | 0 | 0 |  | 0 | 0 | 0 | 0 | 0 | 0 | 0 | 0 |  |  |  |  | 0 | 1 | 0 | 0 | 0 | 0 | 0 | 0 |  | 1 | #VALUE! | 1 | 1 | 1 | #VALUE! | 0 | 0 | 0 | 0 | 0 | 0 | 0 | 0 | 0 | 0 | 0 | 0 | 0 | 0 | 0 | 0 | 0 | 0 | 0 | 0 | 0 | 0 | 0 | 0 | 0
Wednesday | 2 | 9 | 15 | 951 | 0 | 0 | 0 | 0 | 0 | 0 | 0 | 0 | 0 | 0 | 0 | 0 | 0 | 0 | 0 | 0 | 0 | 0 | 0 | 0 | 0 |  | 0 | 0 | 0 | 0 | 0 | 0 | 0 | 0 |  |  |  |  | 0 | 1 | 0 | 0 | 0 | 0 | 0 | 0 |  | 1 | #VALUE! | 1 | 1 | 1 | #VALUE! | 0 | 0 | 0 | 0 | 0 | 0 | 0 | 0 | 0 | 0 | 0 | 0 | 0 | 0 | 0 | 0 | 0 | 0 | 0 | 0 | 0 | 0 | 0 | 0 | 0
Wednesday | 2 | 9 | 16 | 952 | 0 | 0 | 0 | 0 | 0 | 0 | 0 | 0 | 0 | 0 | 0 | 0 | 0 | 0 | 0 | 0 | 0 | 0 | 0 | 0 | 0 |  | 0 | 0 | 0 | 0 | 0 | 0 | 0 | 0 |  |  |  |  | 0 | 1 | 0 | 0 | 0 | 0 | 0 | 0 |  | 1 | #VALUE! | 1 | 1 | 1 | #VALUE! | 0 | 0 | 0 | 0 | 0 | 0 | 0 | 0 | 0 | 0 | 0 | 0 | 0 | 0 | 0 | 0 | 0 | 0 | 0 | 0 | 0 | 0 | 0 | 0 | 0
Wednesday | 2 | 9 | 17 | 953 | 0 | 0 | 0 | 0 | 0 | 0 | 0 | 0 | 0 | 0 | 0 | 0 | 0 | 0 | 0 | 0 | 0 | 0 | 0 | 0 | 0 |  | 0 | 0 | 0 | 0 | 0 | 0 | 0 | 0 |  |  |  |  | 0 | 1 | 0 | 0 | 0 | 0 | 0 | 0 |  | 1 | #VALUE! | 1 | 1 | 1 | #VALUE! | 0 | 0 | 0 | 0 | 0 | 0 | 0 | 0 | 0 | 0 | 0 | 0 | 0 | 0 | 0 | 0 | 0 | 0 | 0 | 0 | 0 | 0 | 0 | 0 | 0
Wednesday | 2 | 9 | 18 | 954 | 0 | 0 | 0 | 0 | 0 | 0 | 0 | 0 | 0 | 0 | 0 | 0 | 0 | 0 | 0 | 0 | 0 | 0 | 0 | 0 | 0 |  | 0 | 0 | 0 | 0 | 0 | 0 | 0 | 0 |  |  |  |  | 0 | 1 | 0 | 0 | 0 | 0 | 0 | 0 |  | 1 | #VALUE! | 1 | 1 | 1 | #VALUE! | 0 | 0 | 0 | 0 | 0 | 0 | 0 | 0 | 0 | 0 | 0 | 0 | 0 | 0 | 0 | 0 | 0 | 0 | 0 | 0 | 0 | 0 | 0 | 0 | 0
Wednesday | 2 | 9 | 19 | 955 | 0 | 0 | 0 | 0 | 0 | 0 | 0 | 0 | 0 | 0 | 0 | 0 | 0 | 0 | 0 | 0 | 0 | 0 | 0 | 0 | 0 |  | 0 | 0 | 0 | 0 | 0 | 0 | 0 | 0 |  |  |  |  | 1 | 0 | 0 | 0 | 0 | 0 | 0 | 0 |  | #VALUE! | 1 | 1 | 1 | 1 | #VALUE! | 0 | 0 | 0 | 0 | 0 | 0 | 0 | 0 | 0 | 0 | 0 | 0 | 0 | 0 | 0 | 0 | 0 | 0 | 0 | 0 | 0 | 0 | 0 | 0 | 0
Wednesday | 2 | 9 | 20 | 956 | 0 | 0 | 0 | 0 | 0 | 0 | 0 | 0 | 0 | 0 | 0 | 0 | 0 | 0 | 0 | 0 | 0 | 0 | 0 | 0 | 0 |  | 0 | 0 | 0 | 0 | 0 | 0 | 0 | 0 |  |  |  |  | 1 | 0 | 0 | 0 | 0 | 0 | 0 | 0 |  | #VALUE! | 1 | 1 | 1 | 1 | #VALUE! | 0 | 0 | 0 | 0 | 0 | 0 | 0 | 0 | 0 | 0 | 0 | 0 | 0 | 0 | 0 | 0 | 0 | 0 | 0 | 0 | 0 | 0 | 0 | 0 | 0
Wednesday | 2 | 9 | 21 | 957 | 0 | 0 | 0 | 0 | 0 | 0 | 0 | 0 | 0 | 0 | 0 | 0 | 0 | 0 | 0 | 0 | 0 | 0 | 0 | 0 | 0 |  | 0 | 0 | 0 | 0 | 0 | 0 | 0 | 0 |  |  |  |  | 0 | 1 | 0 | 0 | 0 | 0 | 0 | 0 |  | 1 | #VALUE! | 1 | 1 | 1 | #VALUE! | 0 | 0 | 0 | 0 | 0 | 0 | 0 | 0 | 0 | 0 | 0 | 0 | 0 | 0 | 0 | 0 | 0 | 0 | 0 | 0 | 0 | 0 | 0 | 0 | 0
Wednesday | 2 | 9 | 22 | 958 | 0 | 0 | 0 | 0 | 0 | 0 | 0 | 0 | 0 | 0 | 0 | 0 | 0 | 0 | 0 | 0 | 0 | 0 | 0 | 0 | 0 |  | 0 | 0 | 0 | 0 | 0 | 0 | 0 | 0 |  |  |  |  | 0 | 1 | 0 | 0 | 0 | 0 | 0 | 0 |  | 1 | #VALUE! | 1 | 1 | 1 | #VALUE! | 0 | 0 | 0 | 0 | 0 | 0 | 0 | 0 | 0 | 0 | 0 | 0 | 0 | 0 | 0 | 0 | 0 | 0 | 0 | 0 | 0 | 0 | 0 | 0 | 0
Wednesday | 2 | 9 | 23 | 959 | 0 | 0 | 0 | 0 | 0 | 0 | 0 | 0 | 0 | 0 | 0 | 0 | 0 | 0 | 0 | 0 | 0 | 0 | 0 | 0 | 0 |  | 0 | 0 | 0 | 0 | 0 | 0 | 0 | 0 |  |  |  |  | 0 | 0 | 1 | 0 | 0 | 0 | 0 | 0 |  | 1 | 1 | 1 | 1 | 1 | 1 | 0 | 0 | 0 | 0 | 0 | 0 | 0 | 0 | 0 | 0 | 0 | 0 | 0 | 0 | 0 | 0 | 0 | 0 | 0 | 0 | 0 | 0 | 0 | 0 | 0
Wednesday | 2 | 9 | 24 | 960 | 0 | 0 | 0 | 0 | 0 | 0 | 0 | 0 | 0 | 0 | 0 | 0 | 0 | 0 | 0 | 0 | 0 | 0 | 0 | 0 | 0 |  | 0 | 0 | 0 | 0 | 0 | 0 | 0 | 0 |  |  |  |  | 0 | 0 | 1 | 0 | 0 | 0 | 0 | 0 |  | 1 | 1 | 1 | 1 | 1 | 1 | 0 | 0 | 0 | 0 | 0 | 0 | 0 | 0 | 0 | 0 | 0 | 0 | 0 | 0 | 0 | 0 | 0 | 0 | 0 | 0 | 0 | 0 | 0 | 0 | 0
Thursday | 2 | 10 | 1 | 961 | 0 | 0 | 0 | 0 | 0 | 0 | 0 | 0 | 0 | 0 | 0 | 0 | 0 | 0 | 0 | 0 | 0 | 0 | 0 | 0 | 0 |  | 0 | 0 | 0 | 0 | 0 | 0 | 0 | 0 |  |  |  |  | 0 | 0 | 1 | 0 | 0 | 0 | 0 | 0 |  | 1 | 1 | 1 | 1 | 1 | 1 | 0 | 0 | 0 | 0 | 0 | 0 | 0 | 0 | 0 | 0 | 0 | 0 | 0 | 0 | 0 | 0 | 0 | 0 | 0 | 0 | 0 | 0 | 0 | 0 | 0
Thursday | 2 | 10 | 2 | 962 | 0 | 0 | 0 | 0 | 0 | 0 | 0 | 0 | 0 | 0 | 0 | 0 | 0 | 0 | 0 | 0 | 0 | 0 | 0 | 0 | 0 |  | 0 | 0 | 0 | 0 | 0 | 0 | 0 | 0 |  |  |  |  | 0 | 0 | 1 | 0 | 0 | 0 | 0 | 0 |  | 1 | 1 | 1 | 1 | 1 | 1 | 0 | 0 | 0 | 0 | 0 | 0 | 0 | 0 | 0 | 0 | 0 | 0 | 0 | 0 | 0 | 0 | 0 | 0 | 0 | 0 | 0 | 0 | 0 | 0 | 0
Thursday | 2 | 10 | 3 | 963 | 0 | 0 | 0 | 0 | 0 | 0 | 0 | 0 | 0 | 0 | 0 | 0 | 0 | 0 | 0 | 0 | 0 | 0 | 0 | 0 | 0 |  | 0 | 0 | 0 | 0 | 0 | 0 | 0 | 0 |  |  |  |  | 0 | 0 | 1 | 0 | 0 | 0 | 0 | 0 |  | 1 | 1 | 1 | 1 | 1 | 1 | 0 | 0 | 0 | 0 | 0 | 0 | 0 | 0 | 0 | 0 | 0 | 0 | 0 | 0 | 0 | 0 | 0 | 0 | 0 | 0 | 0 | 0 | 0 | 0 | 0
Thursday | 2 | 10 | 4 | 964 | 0 | 0 | 0 | 0 | 0 | 0 | 0 | 0 | 0 | 0 | 0 | 0 | 0 | 0 | 0 | 0 | 0 | 0 | 0 | 0 | 0 |  | 0 | 0 | 0 | 0 | 0 | 0 | 0 | 0 |  |  |  |  | 0 | 0 | 1 | 0 | 0 | 0 | 0 | 0 |  | 1 | 1 | 1 | 1 | 1 | 1 | 0 | 0 | 0 | 0 | 0 | 0 | 0 | 0 | 0 | 0 | 0 | 0 | 0 | 0 | 0 | 0 | 0 | 0 | 0 | 0 | 0 | 0 | 0 | 0 | 0
Thursday | 2 | 10 | 5 | 965 | 0 | 0 | 0 | 0 | 0 | 0 | 0 | 0 | 0 | 0 | 0 | 0 | 0 | 0 | 0 | 0 | 0 | 0 | 0 | 0 | 0 |  | 0 | 0 | 0 | 0 | 0 | 0 | 0 | 0 |  |  |  |  | 0 | 0 | 1 | 0 | 0 | 0 | 0 | 0 |  | 1 | 1 | 1 | 1 | 1 | 1 | 0 | 0 | 0 | 0 | 0 | 0 | 0 | 0 | 0 | 0 | 0 | 0 | 0 | 0 | 0 | 0 | 0 | 0 | 0 | 0 | 0 | 0 | 0 | 0 | 0
Thursday | 2 | 10 | 6 | 966 | 0 | 0 | 0 | 0 | 0 | 0 | 0 | 0 | 0 | 0 | 0 | 0 | 0 | 0 | 0 | 0 | 0 | 0 | 0 | 0 | 0 |  | 0 | 0 | 0 | 0 | 0 | 0 | 0 | 0 |  |  |  |  | 0 | 0 | 1 | 0 | 0 | 0 | 0 | 0 |  | 1 | 1 | 1 | 1 | 1 | 1 | 0 | 0 | 0 | 0 | 0 | 0 | 0 | 0 | 0 | 0 | 0 | 0 | 0 | 0 | 0 | 0 | 0 | 0 | 0 | 0 | 0 | 0 | 0 | 0 | 0
Thursday | 2 | 10 | 7 | 967 | 0 | 0 | 0 | 0 | 0 | 0 | 0 | 0 | 0 | 0 | 0 | 0 | 0 | 0 | 0 | 0 | 0 | 0 | 0 | 0 | 0 |  | 0 | 0 | 0 | 0 | 0 | 0 | 0 | 0 |  |  |  |  | 0 | 0 | 1 | 0 | 0 | 0 | 0 | 0 |  | 1 | 1 | 1 | 1 | 1 | 1 | 0 | 0 | 0 | 0 | 0 | 0 | 0 | 0 | 0 | 0 | 0 | 0 | 0 | 0 | 0 | 0 | 0 | 0 | 0 | 0 | 0 | 0 | 0 | 0 | 0
Thursday | 2 | 10 | 8 | 968 | 0 | 0 | 0 | 0 | 0 | 0 | 0 | 0 | 0 | 0 | 0 | 0 | 0 | 0 | 0 | 0 | 0 | 0 | 0 | 0 | 0 |  | 0 | 0 | 0 | 0 | 0 | 0 | 0 | 0 |  |  |  |  | 0 | 1 | 0 | 0 | 0 | 0 | 0 | 0 |  | 1 | #VALUE! | 1 | 1 | 1 | #VALUE! | 0 | 0 | 0 | 0 | 0 | 0 | 0 | 0 | 0 | 0 | 0 | 0 | 0 | 0 | 0 | 0 | 0 | 0 | 0 | 0 | 0 | 0 | 0 | 0 | 0
Thursday | 2 | 10 | 9 | 969 | 0 | 0 | 0 | 0 | 0 | 0 | 0 | 0 | 0 | 0 | 0 | 0 | 0 | 0 | 0 | 0 | 0 | 0 | 0 | 0 | 0 |  | 0 | 0 | 0 | 0 | 0 | 0 | 0 | 0 |  |  |  |  | 0 | 1 | 0 | 0 | 0 | 0 | 0 | 0 |  | 1 | #VALUE! | 1 | 1 | 1 | #VALUE! | 0 | 0 | 0 | 0 | 0 | 0 | 0 | 0 | 0 | 0 | 0 | 0 | 0 | 0 | 0 | 0 | 0 | 0 | 0 | 0 | 0 | 0 | 0 | 0 | 0
Thursday | 2 | 10 | 10 | 970 | 0 | 0 | 0 | 0 | 0 | 0 | 0 | 0 | 0 | 0 | 0 | 0 | 0 | 0 | 0 | 0 | 0 | 0 | 0 | 0 | 0 |  | 0 | 0 | 0 | 0 | 0 | 0 | 0 | 0 |  |  |  |  | 0 | 1 | 0 | 0 | 0 | 0 | 0 | 0 |  | 1 | #VALUE! | 1 | 1 | 1 | #VALUE! | 0 | 0 | 0 | 0 | 0 | 0 | 0 | 0 | 0 | 0 | 0 | 0 | 0 | 0 | 0 | 0 | 0 | 0 | 0 | 0 | 0 | 0 | 0 | 0 | 0
Thursday | 2 | 10 | 11 | 971 | 0 | 0 | 0 | 0 | 0 | 0 | 0 | 0 | 0 | 0 | 0 | 0 | 0 | 0 | 0 | 0 | 0 | 0 | 0 | 0 | 0 |  | 0 | 0 | 0 | 0 | 0 | 0 | 0 | 0 |  |  |  |  | 0 | 1 | 0 | 0 | 0 | 0 | 0 | 0 |  | 1 | #VALUE! | 1 | 1 | 1 | #VALUE! | 0 | 0 | 0 | 0 | 0 | 0 | 0 | 0 | 0 | 0 | 0 | 0 | 0 | 0 | 0 | 0 | 0 | 0 | 0 | 0 | 0 | 0 | 0 | 0 | 0
Thursday | 2 | 10 | 12 | 972 | 0 | 0 | 0 | 0 | 0 | 0 | 0 | 0 | 0 | 0 | 0 | 0 | 0 | 0 | 0 | 0 | 0 | 0 | 0 | 0 | 0 |  | 0 | 0 | 0 | 0 | 0 | 0 | 0 | 0 |  |  |  |  | 0 | 1 | 0 | 0 | 0 | 0 | 0 | 0 |  | 1 | #VALUE! | 1 | 1 | 1 | #VALUE! | 0 | 0 | 0 | 0 | 0 | 0 | 0 | 0 | 0 | 0 | 0 | 0 | 0 | 0 | 0 | 0 | 0 | 0 | 0 | 0 | 0 | 0 | 0 | 0 | 0
Thursday | 2 | 10 | 13 | 973 | 0 | 0 | 0 | 0 | 0 | 0 | 0 | 0 | 0 | 0 | 0 | 0 | 0 | 0 | 0 | 0 | 0 | 0 | 0 | 0 | 0 |  | 0 | 0 | 0 | 0 | 0 | 0 | 0 | 0 |  |  |  |  | 0 | 1 | 0 | 0 | 0 | 0 | 0 | 0 |  | 1 | #VALUE! | 1 | 1 | 1 | #VALUE! | 0 | 0 | 0 | 0 | 0 | 0 | 0 | 0 | 0 | 0 | 0 | 0 | 0 | 0 | 0 | 0 | 0 | 0 | 0 | 0 | 0 | 0 | 0 | 0 | 0
Thursday | 2 | 10 | 14 | 974 | 0 | 0 | 0 | 0 | 0 | 0 | 0 | 0 | 0 | 0 | 0 | 0 | 0 | 0 | 0 | 0 | 0 | 0 | 0 | 0 | 0 |  | 0 | 0 | 0 | 0 | 0 | 0 | 0 | 0 |  |  |  |  | 0 | 1 | 0 | 0 | 0 | 0 | 0 | 0 |  | 1 | #VALUE! | 1 | 1 | 1 | #VALUE! | 0 | 0 | 0 | 0 | 0 | 0 | 0 | 0 | 0 | 0 | 0 | 0 | 0 | 0 | 0 | 0 | 0 | 0 | 0 | 0 | 0 | 0 | 0 | 0 | 0
Thursday | 2 | 10 | 15 | 975 | 0 | 0 | 0 | 0 | 0 | 0 | 0 | 0 | 0 | 0 | 0 | 0 | 0 | 0 | 0 | 0 | 0 | 0 | 0 | 0 | 0 |  | 0 | 0 | 0 | 0 | 0 | 0 | 0 | 0 |  |  |  |  | 0 | 1 | 0 | 0 | 0 | 0 | 0 | 0 |  | 1 | #VALUE! | 1 | 1 | 1 | #VALUE! | 0 | 0 | 0 | 0 | 0 | 0 | 0 | 0 | 0 | 0 | 0 | 0 | 0 | 0 | 0 | 0 | 0 | 0 | 0 | 0 | 0 | 0 | 0 | 0 | 0
Thursday | 2 | 10 | 16 | 976 | 0 | 0 | 0 | 0 | 0 | 0 | 0 | 0 | 0 | 0 | 0 | 0 | 0 | 0 | 0 | 0 | 0 | 0 | 0 | 0 | 0 |  | 0 | 0 | 0 | 0 | 0 | 0 | 0 | 0 |  |  |  |  | 0 | 1 | 0 | 0 | 0 | 0 | 0 | 0 |  | 1 | #VALUE! | 1 | 1 | 1 | #VALUE! | 0 | 0 | 0 | 0 | 0 | 0 | 0 | 0 | 0 | 0 | 0 | 0 | 0 | 0 | 0 | 0 | 0 | 0 | 0 | 0 | 0 | 0 | 0 | 0 | 0
Thursday | 2 | 10 | 17 | 977 | 0 | 0 | 0 | 0 | 0 | 0 | 0 | 0 | 0 | 0 | 0 | 0 | 0 | 0 | 0 | 0 | 0 | 0 | 0 | 0 | 0 |  | 0 | 0 | 0 | 0 | 0 | 0 | 0 | 0 |  |  |  |  | 0 | 1 | 0 | 0 | 0 | 0 | 0 | 0 |  | 1 | #VALUE! | 1 | 1 | 1 | #VALUE! | 0 | 0 | 0 | 0 | 0 | 0 | 0 | 0 | 0 | 0 | 0 | 0 | 0 | 0 | 0 | 0 | 0 | 0 | 0 | 0 | 0 | 0 | 0 | 0 | 0
Thursday | 2 | 10 | 18 | 978 | 0 | 0 | 0 | 0 | 0 | 0 | 0 | 0 | 0 | 0 | 0 | 0 | 0 | 0 | 0 | 0 | 0 | 0 | 0 | 0 | 0 |  | 0 | 0 | 0 | 0 | 0 | 0 | 0 | 0 |  |  |  |  | 0 | 1 | 0 | 0 | 0 | 0 | 0 | 0 |  | 1 | #VALUE! | 1 | 1 | 1 | #VALUE! | 0 | 0 | 0 | 0 | 0 | 0 | 0 | 0 | 0 | 0 | 0 | 0 | 0 | 0 | 0 | 0 | 0 | 0 | 0 | 0 | 0 | 0 | 0 | 0 | 0
Thursday | 2 | 10 | 19 | 979 | 0 | 0 | 0 | 0 | 0 | 0 | 0 | 0 | 0 | 0 | 0 | 0 | 0 | 0 | 0 | 0 | 0 | 0 | 0 | 0 | 0 |  | 0 | 0 | 0 | 0 | 0 | 0 | 0 | 0 |  |  |  |  | 1 | 0 | 0 | 0 | 0 | 0 | 0 | 0 |  | #VALUE! | 1 | 1 | 1 | 1 | #VALUE! | 0 | 0 | 0 | 0 | 0 | 0 | 0 | 0 | 0 | 0 | 0 | 0 | 0 | 0 | 0 | 0 | 0 | 0 | 0 | 0 | 0 | 0 | 0 | 0 | 0
Thursday | 2 | 10 | 20 | 980 | 0 | 0 | 0 | 0 | 0 | 0 | 0 | 0 | 0 | 0 | 0 | 0 | 0 | 0 | 0 | 0 | 0 | 0 | 0 | 0 | 0 |  | 0 | 0 | 0 | 0 | 0 | 0 | 0 | 0 |  |  |  |  | 1 | 0 | 0 | 0 | 0 | 0 | 0 | 0 |  | #VALUE! | 1 | 1 | 1 | 1 | #VALUE! | 0 | 0 | 0 | 0 | 0 | 0 | 0 | 0 | 0 | 0 | 0 | 0 | 0 | 0 | 0 | 0 | 0 | 0 | 0 | 0 | 0 | 0 | 0 | 0 | 0
Thursday | 2 | 10 | 21 | 981 | 0 | 0 | 0 | 0 | 0 | 0 | 0 | 0 | 0 | 0 | 0 | 0 | 0 | 0 | 0 | 0 | 0 | 0 | 0 | 0 | 0 |  | 0 | 0 | 0 | 0 | 0 | 0 | 0 | 0 |  |  |  |  | 0 | 1 | 0 | 0 | 0 | 0 | 0 | 0 |  | 1 | #VALUE! | 1 | 1 | 1 | #VALUE! | 0 | 0 | 0 | 0 | 0 | 0 | 0 | 0 | 0 | 0 | 0 | 0 | 0 | 0 | 0 | 0 | 0 | 0 | 0 | 0 | 0 | 0 | 0 | 0 | 0
Thursday | 2 | 10 | 22 | 982 | 0 | 0 | 0 | 0 | 0 | 0 | 0 | 0 | 0 | 0 | 0 | 0 | 0 | 0 | 0 | 0 | 0 | 0 | 0 | 0 | 0 |  | 0 | 0 | 0 | 0 | 0 | 0 | 0 | 0 |  |  |  |  | 0 | 1 | 0 | 0 | 0 | 0 | 0 | 0 |  | 1 | #VALUE! | 1 | 1 | 1 | #VALUE! | 0 | 0 | 0 | 0 | 0 | 0 | 0 | 0 | 0 | 0 | 0 | 0 | 0 | 0 | 0 | 0 | 0 | 0 | 0 | 0 | 0 | 0 | 0 | 0 | 0
Thursday | 2 | 10 | 23 | 983 | 0 | 0 | 0 | 0 | 0 | 0 | 0 | 0 | 0 | 0 | 0 | 0 | 0 | 0 | 0 | 0 | 0 | 0 | 0 | 0 | 0 |  | 0 | 0 | 0 | 0 | 0 | 0 | 0 | 0 |  |  |  |  | 0 | 0 | 1 | 0 | 0 | 0 | 0 | 0 |  | 1 | 1 | 1 | 1 | 1 | 1 | 0 | 0 | 0 | 0 | 0 | 0 | 0 | 0 | 0 | 0 | 0 | 0 | 0 | 0 | 0 | 0 | 0 | 0 | 0 | 0 | 0 | 0 | 0 | 0 | 0
Thursday | 2 | 10 | 24 | 984 | 0 | 0 | 0 | 0 | 0 | 0 | 0 | 0 | 0 | 0 | 0 | 0 | 0 | 0 | 0 | 0 | 0 | 0 | 0 | 0 | 0 |  | 0 | 0 | 0 | 0 | 0 | 0 | 0 | 0 |  |  |  |  | 0 | 0 | 1 | 0 | 0 | 0 | 0 | 0 |  | 1 | 1 | 1 | 1 | 1 | 1 | 0 | 0 | 0 | 0 | 0 | 0 | 0 | 0 | 0 | 0 | 0 | 0 | 0 | 0 | 0 | 0 | 0 | 0 | 0 | 0 | 0 | 0 | 0 | 0 | 0
Friday | 2 | 11 | 1 | 985 | 0 | 0 | 0 | 0 | 0 | 0 | 0 | 0 | 0 | 0 | 0 | 0 | 0 | 0 | 0 | 0 | 0 | 0 | 0 | 0 | 0 |  | 0 | 0 | 0 | 0 | 0 | 0 | 0 | 0 |  |  |  |  | 0 | 0 | 1 | 0 | 0 | 0 | 0 | 0 |  | 1 | 1 | 1 | 1 | 1 | 1 | 0 | 0 | 0 | 0 | 0 | 0 | 0 | 0 | 0 | 0 | 0 | 0 | 0 | 0 | 0 | 0 | 0 | 0 | 0 | 0 | 0 | 0 | 0 | 0 | 0
Friday | 2 | 11 | 2 | 986 | 0 | 0 | 0 | 0 | 0 | 0 | 0 | 0 | 0 | 0 | 0 | 0 | 0 | 0 | 0 | 0 | 0 | 0 | 0 | 0 | 0 |  | 0 | 0 | 0 | 0 | 0 | 0 | 0 | 0 |  |  |  |  | 0 | 0 | 1 | 0 | 0 | 0 | 0 | 0 |  | 1 | 1 | 1 | 1 | 1 | 1 | 0 | 0 | 0 | 0 | 0 | 0 | 0 | 0 | 0 | 0 | 0 | 0 | 0 | 0 | 0 | 0 | 0 | 0 | 0 | 0 | 0 | 0 | 0 | 0 | 0
Friday | 2 | 11 | 3 | 987 | 0 | 0 | 0 | 0 | 0 | 0 | 0 | 0 | 0 | 0 | 0 | 0 | 0 | 0 | 0 | 0 | 0 | 0 | 0 | 0 | 0 |  | 0 | 0 | 0 | 0 | 0 | 0 | 0 | 0 |  |  |  |  | 0 | 0 | 1 | 0 | 0 | 0 | 0 | 0 |  | 1 | 1 | 1 | 1 | 1 | 1 | 0 | 0 | 0 | 0 | 0 | 0 | 0 | 0 | 0 | 0 | 0 | 0 | 0 | 0 | 0 | 0 | 0 | 0 | 0 | 0 | 0 | 0 | 0 | 0 | 0
Friday | 2 | 11 | 4 | 988 | 0 | 0 | 0 | 0 | 0 | 0 | 0 | 0 | 0 | 0 | 0 | 0 | 0 | 0 | 0 | 0 | 0 | 0 | 0 | 0 | 0 |  | 0 | 0 | 0 | 0 | 0 | 0 | 0 | 0 |  |  |  |  | 0 | 0 | 1 | 0 | 0 | 0 | 0 | 0 |  | 1 | 1 | 1 | 1 | 1 | 1 | 0 | 0 | 0 | 0 | 0 | 0 | 0 | 0 | 0 | 0 | 0 | 0 | 0 | 0 | 0 | 0 | 0 | 0 | 0 | 0 | 0 | 0 | 0 | 0 | 0
Friday | 2 | 11 | 5 | 989 | 0 | 0 | 0 | 0 | 0 | 0 | 0 | 0 | 0 | 0 | 0 | 0 | 0 | 0 | 0 | 0 | 0 | 0 | 0 | 0 | 0 |  | 0 | 0 | 0 | 0 | 0 | 0 | 0 | 0 |  |  |  |  | 0 | 0 | 1 | 0 | 0 | 0 | 0 | 0 |  | 1 | 1 | 1 | 1 | 1 | 1 | 0 | 0 | 0 | 0 | 0 | 0 | 0 | 0 | 0 | 0 | 0 | 0 | 0 | 0 | 0 | 0 | 0 | 0 | 0 | 0 | 0 | 0 | 0 | 0 | 0
Friday | 2 | 11 | 6 | 990 | 0 | 0 | 0 | 0 | 0 | 0 | 0 | 0 | 0 | 0 | 0 | 0 | 0 | 0 | 0 | 0 | 0 | 0 | 0 | 0 | 0 |  | 0 | 0 | 0 | 0 | 0 | 0 | 0 | 0 |  |  |  |  | 0 | 0 | 1 | 0 | 0 | 0 | 0 | 0 |  | 1 | 1 | 1 | 1 | 1 | 1 | 0 | 0 | 0 | 0 | 0 | 0 | 0 | 0 | 0 | 0 | 0 | 0 | 0 | 0 | 0 | 0 | 0 | 0 | 0 | 0 | 0 | 0 | 0 | 0 | 0
Friday | 2 | 11 | 7 | 991 | 0 | 0 | 0 | 0 | 0 | 0 | 0 | 0 | 0 | 0 | 0 | 0 | 0 | 0 | 0 | 0 | 0 | 0 | 0 | 0 | 0 |  | 0 | 0 | 0 | 0 | 0 | 0 | 0 | 0 |  |  |  |  | 0 | 0 | 1 | 0 | 0 | 0 | 0 | 0 |  | 1 | 1 | 1 | 1 | 1 | 1 | 0 | 0 | 0 | 0 | 0 | 0 | 0 | 0 | 0 | 0 | 0 | 0 | 0 | 0 | 0 | 0 | 0 | 0 | 0 | 0 | 0 | 0 | 0 | 0 | 0
Friday | 2 | 11 | 8 | 992 | 0 | 0 | 0 | 0 | 0 | 0 | 0 | 0 | 0 | 0 | 0 | 0 | 0 | 0 | 0 | 0 | 0 | 0 | 0 | 0 | 0 |  | 0 | 0 | 0 | 0 | 0 | 0 | 0 | 0 |  |  |  |  | 0 | 1 | 0 | 0 | 0 | 0 | 0 | 0 |  | 1 | #VALUE! | 1 | 1 | 1 | #VALUE! | 0 | 0 | 0 | 0 | 0 | 0 | 0 | 0 | 0 | 0 | 0 | 0 | 0 | 0 | 0 | 0 | 0 | 0 | 0 | 0 | 0 | 0 | 0 | 0 | 0
Friday | 2 | 11 | 9 | 993 | 0 | 0 | 0 | 0 | 0 | 0 | 0 | 0 | 0 | 0 | 0 | 0 | 0 | 0 | 0 | 0 | 0 | 0 | 0 | 0 | 0 |  | 0 | 0 | 0 | 0 | 0 | 0 | 0 | 0 |  |  |  |  | 0 | 1 | 0 | 0 | 0 | 0 | 0 | 0 |  | 1 | #VALUE! | 1 | 1 | 1 | #VALUE! | 0 | 0 | 0 | 0 | 0 | 0 | 0 | 0 | 0 | 0 | 0 | 0 | 0 | 0 | 0 | 0 | 0 | 0 | 0 | 0 | 0 | 0 | 0 | 0 | 0
Friday | 2 | 11 | 10 | 994 | 0 | 0 | 0 | 0 | 0 | 0 | 0 | 0 | 0 | 0 | 0 | 0 | 0 | 0 | 0 | 0 | 0 | 0 | 0 | 0 | 0 |  | 0 | 0 | 0 | 0 | 0 | 0 | 0 | 0 |  |  |  |  | 0 | 1 | 0 | 0 | 0 | 0 | 0 | 0 |  | 1 | #VALUE! | 1 | 1 | 1 | #VALUE! | 0 | 0 | 0 | 0 | 0 | 0 | 0 | 0 | 0 | 0 | 0 | 0 | 0 | 0 | 0 | 0 | 0 | 0 | 0 | 0 | 0 | 0 | 0 | 0 | 0
Friday | 2 | 11 | 11 | 995 | 0 | 0 | 0 | 0 | 0 | 0 | 0 | 0 | 0 | 0 | 0 | 0 | 0 | 0 | 0 | 0 | 0 | 0 | 0 | 0 | 0 |  | 0 | 0 | 0 | 0 | 0 | 0 | 0 | 0 |  |  |  |  | 0 | 1 | 0 | 0 | 0 | 0 | 0 | 0 |  | 1 | #VALUE! | 1 | 1 | 1 | #VALUE! | 0 | 0 | 0 | 0 | 0 | 0 | 0 | 0 | 0 | 0 | 0 | 0 | 0 | 0 | 0 | 0 | 0 | 0 | 0 | 0 | 0 | 0 | 0 | 0 | 0
Friday | 2 | 11 | 12 | 996 | 0 | 0 | 0 | 0 | 0 | 0 | 0 | 0 | 0 | 0 | 0 | 0 | 0 | 0 | 0 | 0 | 0 | 0 | 0 | 0 | 0 |  | 0 | 0 | 0 | 0 | 0 | 0 | 0 | 0 |  |  |  |  | 0 | 1 | 0 | 0 | 0 | 0 | 0 | 0 |  | 1 | #VALUE! | 1 | 1 | 1 | #VALUE! | 0 | 0 | 0 | 0 | 0 | 0 | 0 | 0 | 0 | 0 | 0 | 0 | 0 | 0 | 0 | 0 | 0 | 0 | 0 | 0 | 0 | 0 | 0 | 0 | 0
Friday | 2 | 11 | 13 | 997 | 0 | 0 | 0 | 0 | 0 | 0 | 0 | 0 | 0 | 0 | 0 | 0 | 0 | 0 | 0 | 0 | 0 | 0 | 0 | 0 | 0 |  | 0 | 0 | 0 | 0 | 0 | 0 | 0 | 0 |  |  |  |  | 0 | 1 | 0 | 0 | 0 | 0 | 0 | 0 |  | 1 | #VALUE! | 1 | 1 | 1 | #VALUE! | 0 | 0 | 0 | 0 | 0 | 0 | 0 | 0 | 0 | 0 | 0 | 0 | 0 | 0 | 0 | 0 | 0 | 0 | 0 | 0 | 0 | 0 | 0 | 0 | 0
Friday | 2 | 11 | 14 | 998 | 0 | 0 | 0 | 0 | 0 | 0 | 0 | 0 | 0 | 0 | 0 | 0 | 0 | 0 | 0 | 0 | 0 | 0 | 0 | 0 | 0 |  | 0 | 0 | 0 | 0 | 0 | 0 | 0 | 0 |  |  |  |  | 0 | 1 | 0 | 0 | 0 | 0 | 0 | 0 |  | 1 | #VALUE! | 1 | 1 | 1 | #VALUE! | 0 | 0 | 0 | 0 | 0 | 0 | 0 | 0 | 0 | 0 | 0 | 0 | 0 | 0 | 0 | 0 | 0 | 0 | 0 | 0 | 0 | 0 | 0 | 0 | 0
Friday | 2 | 11 | 15 | 999 | 0 | 0 | 0 | 0 | 0 | 0 | 0 | 0 | 0 | 0 | 0 | 0 | 0 | 0 | 0 | 0 | 0 | 0 | 0 | 0 | 0 |  | 0 | 0 | 0 | 0 | 0 | 0 | 0 | 0 |  |  |  |  | 0 | 1 | 0 | 0 | 0 | 0 | 0 | 0 |  | 1 | #VALUE! | 1 | 1 | 1 | #VALUE! | 0 | 0 | 0 | 0 | 0 | 0 | 0 | 0 | 0 | 0 | 0 | 0 | 0 | 0 | 0 | 0 | 0 | 0 | 0 | 0 | 0 | 0 | 0 | 0 | 0
Friday | 2 | 11 | 16 | 1000 | 0 | 0 | 0 | 0 | 0 | 0 | 0 | 0 | 0 | 0 | 0 | 0 | 0 | 0 | 0 | 0 | 0 | 0 | 0 | 0 | 0 |  | 0 | 0 | 0 | 0 | 0 | 0 | 0 | 0 |  |  |  |  | 0 | 1 | 0 | 0 | 0 | 0 | 0 | 0 |  | 1 | #VALUE! | 1 | 1 | 1 | #VALUE! | 0 | 0 | 0 | 0 | 0 | 0 | 0 | 0 | 0 | 0 | 0 | 0 | 0 | 0 | 0 | 0 | 0 | 0 | 0 | 0 | 0 | 0 | 0 | 0 | 0
Friday | 2 | 11 | 17 | 1001 | 0 | 0 | 0 | 0 | 0 | 0 | 0 | 0 | 0 | 0 | 0 | 0 | 0 | 0 | 0 | 0 | 0 | 0 | 0 | 0 | 0 |  | 0 | 0 | 0 | 0 | 0 | 0 | 0 | 0 |  |  |  |  | 0 | 1 | 0 | 0 | 0 | 0 | 0 | 0 |  | 1 | #VALUE! | 1 | 1 | 1 | #VALUE! | 0 | 0 | 0 | 0 | 0 | 0 | 0 | 0 | 0 | 0 | 0 | 0 | 0 | 0 | 0 | 0 | 0 | 0 | 0 | 0 | 0 | 0 | 0 | 0 | 0
Friday | 2 | 11 | 18 | 1002 | 0 | 0 | 0 | 0 | 0 | 0 | 0 | 0 | 0 | 0 | 0 | 0 | 0 | 0 | 0 | 0 | 0 | 0 | 0 | 0 | 0 |  | 0 | 0 | 0 | 0 | 0 | 0 | 0 | 0 |  |  |  |  | 0 | 1 | 0 | 0 | 0 | 0 | 0 | 0 |  | 1 | #VALUE! | 1 | 1 | 1 | #VALUE! | 0 | 0 | 0 | 0 | 0 | 0 | 0 | 0 | 0 | 0 | 0 | 0 | 0 | 0 | 0 | 0 | 0 | 0 | 0 | 0 | 0 | 0 | 0 | 0 | 0
Friday | 2 | 11 | 19 | 1003 | 0 | 0 | 0 | 0 | 0 | 0 | 0 | 0 | 0 | 0 | 0 | 0 | 0 | 0 | 0 | 0 | 0 | 0 | 0 | 0 | 0 |  | 0 | 0 | 0 | 0 | 0 | 0 | 0 | 0 |  |  |  |  | 1 | 0 | 0 | 0 | 0 | 0 | 0 | 0 |  | #VALUE! | 1 | 1 | 1 | 1 | #VALUE! | 0 | 0 | 0 | 0 | 0 | 0 | 0 | 0 | 0 | 0 | 0 | 0 | 0 | 0 | 0 | 0 | 0 | 0 | 0 | 0 | 0 | 0 | 0 | 0 | 0
Friday | 2 | 11 | 20 | 1004 | 0 | 0 | 0 | 0 | 0 | 0 | 0 | 0 | 0 | 0 | 0 | 0 | 0 | 0 | 0 | 0 | 0 | 0 | 0 | 0 | 0 |  | 0 | 0 | 0 | 0 | 0 | 0 | 0 | 0 |  |  |  |  | 1 | 0 | 0 | 0 | 0 | 0 | 0 | 0 |  | #VALUE! | 1 | 1 | 1 | 1 | #VALUE! | 0 | 0 | 0 | 0 | 0 | 0 | 0 | 0 | 0 | 0 | 0 | 0 | 0 | 0 | 0 | 0 | 0 | 0 | 0 | 0 | 0 | 0 | 0 | 0 | 0
Friday | 2 | 11 | 21 | 1005 | 0 | 0 | 0 | 0 | 0 | 0 | 0 | 0 | 0 | 0 | 0 | 0 | 0 | 0 | 0 | 0 | 0 | 0 | 0 | 0 | 0 |  | 0 | 0 | 0 | 0 | 0 | 0 | 0 | 0 |  |  |  |  | 0 | 1 | 0 | 0 | 0 | 0 | 0 | 0 |  | 1 | #VALUE! | 1 | 1 | 1 | #VALUE! | 0 | 0 | 0 | 0 | 0 | 0 | 0 | 0 | 0 | 0 | 0 | 0 | 0 | 0 | 0 | 0 | 0 | 0 | 0 | 0 | 0 | 0 | 0 | 0 | 0
Friday | 2 | 11 | 22 | 1006 | 0 | 0 | 0 | 0 | 0 | 0 | 0 | 0 | 0 | 0 | 0 | 0 | 0 | 0 | 0 | 0 | 0 | 0 | 0 | 0 | 0 |  | 0 | 0 | 0 | 0 | 0 | 0 | 0 | 0 |  |  |  |  | 0 | 1 | 0 | 0 | 0 | 0 | 0 | 0 |  | 1 | #VALUE! | 1 | 1 | 1 | #VALUE! | 0 | 0 | 0 | 0 | 0 | 0 | 0 | 0 | 0 | 0 | 0 | 0 | 0 | 0 | 0 | 0 | 0 | 0 | 0 | 0 | 0 | 0 | 0 | 0 | 0
Friday | 2 | 11 | 23 | 1007 | 0 | 0 | 0 | 0 | 0 | 0 | 0 | 0 | 0 | 0 | 0 | 0 | 0 | 0 | 0 | 0 | 0 | 0 | 0 | 0 | 0 |  | 0 | 0 | 0 | 0 | 0 | 0 | 0 | 0 |  |  |  |  | 0 | 0 | 1 | 0 | 0 | 0 | 0 | 0 |  | 1 | 1 | 1 | 1 | 1 | 1 | 0 | 0 | 0 | 0 | 0 | 0 | 0 | 0 | 0 | 0 | 0 | 0 | 0 | 0 | 0 | 0 | 0 | 0 | 0 | 0 | 0 | 0 | 0 | 0 | 0
Friday | 2 | 11 | 24 | 1008 | 0 | 0 | 0 | 0 | 0 | 0 | 0 | 0 | 0 | 0 | 0 | 0 | 0 | 0 | 0 | 0 | 0 | 0 | 0 | 0 | 0 |  | 0 | 0 | 0 | 0 | 0 | 0 | 0 | 0 |  |  |  |  | 0 | 0 | 1 | 0 | 0 | 0 | 0 | 0 |  | 1 | 1 | 1 | 1 | 1 | 1 | 0 | 0 | 0 | 0 | 0 | 0 | 0 | 0 | 0 | 0 | 0 | 0 | 0 | 0 | 0 | 0 | 0 | 0 | 0 | 0 | 0 | 0 | 0 | 0 | 0
Saturday | 2 | 12 | 1 | 1009 | 0 | 0 | 0 | 0 | 0 | 0 | 0 | 0 | 0 | 0 | 0 | 0 | 0 | 0 | 0 | 0 | 0 | 0 | 0 | 0 | 0 |  | 0 | 0 | 0 | 0 | 0 | 0 | 0 | 0 |  |  |  |  | 0 | 0 | 1 | 0 | 0 | 0 | 0 | 0 |  | 1 | 1 | 1 | 1 | 1 | 1 | 0 | 0 | 0 | 0 | 0 | 0 | 0 | 0 | 0 | 0 | 0 | 0 | 0 | 0 | 0 | 0 | 0 | 0 | 0 | 0 | 0 | 0 | 0 | 0 | 0
Saturday | 2 | 12 | 2 | 1010 | 0 | 0 | 0 | 0 | 0 | 0 | 0 | 0 | 0 | 0 | 0 | 0 | 0 | 0 | 0 | 0 | 0 | 0 | 0 | 0 | 0 |  | 0 | 0 | 0 | 0 | 0 | 0 | 0 | 0 |  |  |  |  | 0 | 0 | 1 | 0 | 0 | 0 | 0 | 0 |  | 1 | 1 | 1 | 1 | 1 | 1 | 0 | 0 | 0 | 0 | 0 | 0 | 0 | 0 | 0 | 0 | 0 | 0 | 0 | 0 | 0 | 0 | 0 | 0 | 0 | 0 | 0 | 0 | 0 | 0 | 0
Saturday | 2 | 12 | 3 | 1011 | 0 | 0 | 0 | 0 | 0 | 0 | 0 | 0 | 0 | 0 | 0 | 0 | 0 | 0 | 0 | 0 | 0 | 0 | 0 | 0 | 0 |  | 0 | 0 | 0 | 0 | 0 | 0 | 0 | 0 |  |  |  |  | 0 | 0 | 1 | 0 | 0 | 0 | 0 | 0 |  | 1 | 1 | 1 | 1 | 1 | 1 | 0 | 0 | 0 | 0 | 0 | 0 | 0 | 0 | 0 | 0 | 0 | 0 | 0 | 0 | 0 | 0 | 0 | 0 | 0 | 0 | 0 | 0 | 0 | 0 | 0
Saturday | 2 | 12 | 4 | 1012 | 0 | 0 | 0 | 0 | 0 | 0 | 0 | 0 | 0 | 0 | 0 | 0 | 0 | 0 | 0 | 0 | 0 | 0 | 0 | 0 | 0 |  | 0 | 0 | 0 | 0 | 0 | 0 | 0 | 0 |  |  |  |  | 0 | 0 | 1 | 0 | 0 | 0 | 0 | 0 |  | 1 | 1 | 1 | 1 | 1 | 1 | 0 | 0 | 0 | 0 | 0 | 0 | 0 | 0 | 0 | 0 | 0 | 0 | 0 | 0 | 0 | 0 | 0 | 0 | 0 | 0 | 0 | 0 | 0 | 0 | 0
Saturday | 2 | 12 | 5 | 1013 | 0 | 0 | 0 | 0 | 0 | 0 | 0 | 0 | 0 | 0 | 0 | 0 | 0 | 0 | 0 | 0 | 0 | 0 | 0 | 0 | 0 |  | 0 | 0 | 0 | 0 | 0 | 0 | 0 | 0 |  |  |  |  | 0 | 0 | 1 | 0 | 0 | 0 | 0 | 0 |  | 1 | 1 | 1 | 1 | 1 | 1 | 0 | 0 | 0 | 0 | 0 | 0 | 0 | 0 | 0 | 0 | 0 | 0 | 0 | 0 | 0 | 0 | 0 | 0 | 0 | 0 | 0 | 0 | 0 | 0 | 0
Saturday | 2 | 12 | 6 | 1014 | 0 | 0 | 0 | 0 | 0 | 0 | 0 | 0 | 0 | 0 | 0 | 0 | 0 | 0 | 0 | 0 | 0 | 0 | 0 | 0 | 0 |  | 0 | 0 | 0 | 0 | 0 | 0 | 0 | 0 |  |  |  |  | 0 | 0 | 1 | 0 | 0 | 0 | 0 | 0 |  | 1 | 1 | 1 | 1 | 1 | 1 | 0 | 0 | 0 | 0 | 0 | 0 | 0 | 0 | 0 | 0 | 0 | 0 | 0 | 0 | 0 | 0 | 0 | 0 | 0 | 0 | 0 | 0 | 0 | 0 | 0
Saturday | 2 | 12 | 7 | 1015 | 0 | 0 | 0 | 0 | 0 | 0 | 0 | 0 | 0 | 0 | 0 | 0 | 0 | 0 | 0 | 0 | 0 | 0 | 0 | 0 | 0 |  | 0 | 0 | 0 | 0 | 0 | 0 | 0 | 0 |  |  |  |  | 0 | 0 | 1 | 0 | 0 | 0 | 0 | 0 |  | 1 | 1 | 1 | 1 | 1 | 1 | 0 | 0 | 0 | 0 | 0 | 0 | 0 | 0 | 0 | 0 | 0 | 0 | 0 | 0 | 0 | 0 | 0 | 0 | 0 | 0 | 0 | 0 | 0 | 0 | 0
Saturday | 2 | 12 | 8 | 1016 | 0 | 0 | 0 | 0 | 0 | 0 | 0 | 0 | 0 | 0 | 0 | 0 | 0 | 0 | 0 | 0 | 0 | 0 | 0 | 0 | 0 |  | 0 | 0 | 0 | 0 | 0 | 0 | 0 | 0 |  |  |  |  | 0 | 0 | 1 | 0 | 0 | 0 | 0 | 0 |  | 1 | 1 | 1 | 1 | 1 | 1 | 0 | 0 | 0 | 0 | 0 | 0 | 0 | 0 | 0 | 0 | 0 | 0 | 0 | 0 | 0 | 0 | 0 | 0 | 0 | 0 | 0 | 0 | 0 | 0 | 0
Saturday | 2 | 12 | 9 | 1017 | 0 | 0 | 0 | 0 | 0 | 0 | 0 | 0 | 0 | 0 | 0 | 0 | 0 | 0 | 0 | 0 | 0 | 0 | 0 | 0 | 0 |  | 0 | 0 | 0 | 0 | 0 | 0 | 0 | 0 |  |  |  |  | 0 | 0 | 1 | 0 | 0 | 0 | 0 | 0 |  | 1 | 1 | 1 | 1 | 1 | 1 | 0 | 0 | 0 | 0 | 0 | 0 | 0 | 0 | 0 | 0 | 0 | 0 | 0 | 0 | 0 | 0 | 0 | 0 | 0 | 0 | 0 | 0 | 0 | 0 | 0
Saturday | 2 | 12 | 10 | 1018 | 0 | 0 | 0 | 0 | 0 | 0 | 0 | 0 | 0 | 0 | 0 | 0 | 0 | 0 | 0 | 0 | 0 | 0 | 0 | 0 | 0 |  | 0 | 0 | 0 | 0 | 0 | 0 | 0 | 0 |  |  |  |  | 0 | 0 | 1 | 0 | 0 | 0 | 0 | 0 |  | 1 | 1 | 1 | 1 | 1 | 1 | 0 | 0 | 0 | 0 | 0 | 0 | 0 | 0 | 0 | 0 | 0 | 0 | 0 | 0 | 0 | 0 | 0 | 0 | 0 | 0 | 0 | 0 | 0 | 0 | 0
Saturday | 2 | 12 | 11 | 1019 | 0 | 0 | 0 | 0 | 0 | 0 | 0 | 0 | 0 | 0 | 0 | 0 | 0 | 0 | 0 | 0 | 0 | 0 | 0 | 0 | 0 |  | 0 | 0 | 0 | 0 | 0 | 0 | 0 | 0 |  |  |  |  | 0 | 0 | 1 | 0 | 0 | 0 | 0 | 0 |  | 1 | 1 | 1 | 1 | 1 | 1 | 0 | 0 | 0 | 0 | 0 | 0 | 0 | 0 | 0 | 0 | 0 | 0 | 0 | 0 | 0 | 0 | 0 | 0 | 0 | 0 | 0 | 0 | 0 | 0 | 0
Saturday | 2 | 12 | 12 | 1020 | 0 | 0 | 0 | 0 | 0 | 0 | 0 | 0 | 0 | 0 | 0 | 0 | 0 | 0 | 0 | 0 | 0 | 0 | 0 | 0 | 0 |  | 0 | 0 | 0 | 0 | 0 | 0 | 0 | 0 |  |  |  |  | 0 | 0 | 1 | 0 | 0 | 0 | 0 | 0 |  | 1 | 1 | 1 | 1 | 1 | 1 | 0 | 0 | 0 | 0 | 0 | 0 | 0 | 0 | 0 | 0 | 0 | 0 | 0 | 0 | 0 | 0 | 0 | 0 | 0 | 0 | 0 | 0 | 0 | 0 | 0
Saturday | 2 | 12 | 13 | 1021 | 0 | 0 | 0 | 0 | 0 | 0 | 0 | 0 | 0 | 0 | 0 | 0 | 0 | 0 | 0 | 0 | 0 | 0 | 0 | 0 | 0 |  | 0 | 0 | 0 | 0 | 0 | 0 | 0 | 0 |  |  |  |  | 0 | 0 | 1 | 0 | 0 | 0 | 0 | 0 |  | 1 | 1 | 1 | 1 | 1 | 1 | 0 | 0 | 0 | 0 | 0 | 0 | 0 | 0 | 0 | 0 | 0 | 0 | 0 | 0 | 0 | 0 | 0 | 0 | 0 | 0 | 0 | 0 | 0 | 0 | 0
Saturday | 2 | 12 | 14 | 1022 | 0 | 0 | 0 | 0 | 0 | 0 | 0 | 0 | 0 | 0 | 0 | 0 | 0 | 0 | 0 | 0 | 0 | 0 | 0 | 0 | 0 |  | 0 | 0 | 0 | 0 | 0 | 0 | 0 | 0 |  |  |  |  | 0 | 0 | 1 | 0 | 0 | 0 | 0 | 0 |  | 1 | 1 | 1 | 1 | 1 | 1 | 0 | 0 | 0 | 0 | 0 | 0 | 0 | 0 | 0 | 0 | 0 | 0 | 0 | 0 | 0 | 0 | 0 | 0 | 0 | 0 | 0 | 0 | 0 | 0 | 0
Saturday | 2 | 12 | 15 | 1023 | 0 | 0 | 0 | 0 | 0 | 0 | 0 | 0 | 0 | 0 | 0 | 0 | 0 | 0 | 0 | 0 | 0 | 0 | 0 | 0 | 0 |  | 0 | 0 | 0 | 0 | 0 | 0 | 0 | 0 |  |  |  |  | 0 | 0 | 1 | 0 | 0 | 0 | 0 | 0 |  | 1 | 1 | 1 | 1 | 1 | 1 | 0 | 0 | 0 | 0 | 0 | 0 | 0 | 0 | 0 | 0 | 0 | 0 | 0 | 0 | 0 | 0 | 0 | 0 | 0 | 0 | 0 | 0 | 0 | 0 | 0
Saturday | 2 | 12 | 16 | 1024 | 0 | 0 | 0 | 0 | 0 | 0 | 0 | 0 | 0 | 0 | 0 | 0 | 0 | 0 | 0 | 0 | 0 | 0 | 0 | 0 | 0 |  | 0 | 0 | 0 | 0 | 0 | 0 | 0 | 0 |  |  |  |  | 0 | 0 | 1 | 0 | 0 | 0 | 0 | 0 |  | 1 | 1 | 1 | 1 | 1 | 1 | 0 | 0 | 0 | 0 | 0 | 0 | 0 | 0 | 0 | 0 | 0 | 0 | 0 | 0 | 0 | 0 | 0 | 0 | 0 | 0 | 0 | 0 | 0 | 0 | 0
Saturday | 2 | 12 | 17 | 1025 | 0 | 0 | 0 | 0 | 0 | 0 | 0 | 0 | 0 | 0 | 0 | 0 | 0 | 0 | 0 | 0 | 0 | 0 | 0 | 0 | 0 |  | 0 | 0 | 0 | 0 | 0 | 0 | 0 | 0 |  |  |  |  | 0 | 0 | 1 | 0 | 0 | 0 | 0 | 0 |  | 1 | 1 | 1 | 1 | 1 | 1 | 0 | 0 | 0 | 0 | 0 | 0 | 0 | 0 | 0 | 0 | 0 | 0 | 0 | 0 | 0 | 0 | 0 | 0 | 0 | 0 | 0 | 0 | 0 | 0 | 0
Saturday | 2 | 12 | 18 | 1026 | 0 | 0 | 0 | 0 | 0 | 0 | 0 | 0 | 0 | 0 | 0 | 0 | 0 | 0 | 0 | 0 | 0 | 0 | 0 | 0 | 0 |  | 0 | 0 | 0 | 0 | 0 | 0 | 0 | 0 |  |  |  |  | 0 | 0 | 1 | 0 | 0 | 0 | 0 | 0 |  | 1 | 1 | 1 | 1 | 1 | 1 | 0 | 0 | 0 | 0 | 0 | 0 | 0 | 0 | 0 | 0 | 0 | 0 | 0 | 0 | 0 | 0 | 0 | 0 | 0 | 0 | 0 | 0 | 0 | 0 | 0
Saturday | 2 | 12 | 19 | 1027 | 0 | 0 | 0 | 0 | 0 | 0 | 0 | 0 | 0 | 0 | 0 | 0 | 0 | 0 | 0 | 0 | 0 | 0 | 0 | 0 | 0 |  | 0 | 0 | 0 | 0 | 0 | 0 | 0 | 0 |  |  |  |  | 0 | 0 | 1 | 0 | 0 | 0 | 0 | 0 |  | 1 | 1 | 1 | 1 | 1 | 1 | 0 | 0 | 0 | 0 | 0 | 0 | 0 | 0 | 0 | 0 | 0 | 0 | 0 | 0 | 0 | 0 | 0 | 0 | 0 | 0 | 0 | 0 | 0 | 0 | 0
Saturday | 2 | 12 | 20 | 1028 | 0 | 0 | 0 | 0 | 0 | 0 | 0 | 0 | 0 | 0 | 0 | 0 | 0 | 0 | 0 | 0 | 0 | 0 | 0 | 0 | 0 |  | 0 | 0 | 0 | 0 | 0 | 0 | 0 | 0 |  |  |  |  | 0 | 0 | 1 | 0 | 0 | 0 | 0 | 0 |  | 1 | 1 | 1 | 1 | 1 | 1 | 0 | 0 | 0 | 0 | 0 | 0 | 0 | 0 | 0 | 0 | 0 | 0 | 0 | 0 | 0 | 0 | 0 | 0 | 0 | 0 | 0 | 0 | 0 | 0 | 0
Saturday | 2 | 12 | 21 | 1029 | 0 | 0 | 0 | 0 | 0 | 0 | 0 | 0 | 0 | 0 | 0 | 0 | 0 | 0 | 0 | 0 | 0 | 0 | 0 | 0 | 0 |  | 0 | 0 | 0 | 0 | 0 | 0 | 0 | 0 |  |  |  |  | 0 | 0 | 1 | 0 | 0 | 0 | 0 | 0 |  | 1 | 1 | 1 | 1 | 1 | 1 | 0 | 0 | 0 | 0 | 0 | 0 | 0 | 0 | 0 | 0 | 0 | 0 | 0 | 0 | 0 | 0 | 0 | 0 | 0 | 0 | 0 | 0 | 0 | 0 | 0
Saturday | 2 | 12 | 22 | 1030 | 0 | 0 | 0 | 0 | 0 | 0 | 0 | 0 | 0 | 0 | 0 | 0 | 0 | 0 | 0 | 0 | 0 | 0 | 0 | 0 | 0 |  | 0 | 0 | 0 | 0 | 0 | 0 | 0 | 0 |  |  |  |  | 0 | 0 | 1 | 0 | 0 | 0 | 0 | 0 |  | 1 | 1 | 1 | 1 | 1 | 1 | 0 | 0 | 0 | 0 | 0 | 0 | 0 | 0 | 0 | 0 | 0 | 0 | 0 | 0 | 0 | 0 | 0 | 0 | 0 | 0 | 0 | 0 | 0 | 0 | 0
Saturday | 2 | 12 | 23 | 1031 | 0 | 0 | 0 | 0 | 0 | 0 | 0 | 0 | 0 | 0 | 0 | 0 | 0 | 0 | 0 | 0 | 0 | 0 | 0 | 0 | 0 |  | 0 | 0 | 0 | 0 | 0 | 0 | 0 | 0 |  |  |  |  | 0 | 0 | 1 | 0 | 0 | 0 | 0 | 0 |  | 1 | 1 | 1 | 1 | 1 | 1 | 0 | 0 | 0 | 0 | 0 | 0 | 0 | 0 | 0 | 0 | 0 | 0 | 0 | 0 | 0 | 0 | 0 | 0 | 0 | 0 | 0 | 0 | 0 | 0 | 0
Saturday | 2 | 12 | 24 | 1032 | 0 | 0 | 0 | 0 | 0 | 0 | 0 | 0 | 0 | 0 | 0 | 0 | 0 | 0 | 0 | 0 | 0 | 0 | 0 | 0 | 0 |  | 0 | 0 | 0 | 0 | 0 | 0 | 0 | 0 |  |  |  |  | 0 | 0 | 1 | 0 | 0 | 0 | 0 | 0 |  | 1 | 1 | 1 | 1 | 1 | 1 | 0 | 0 | 0 | 0 | 0 | 0 | 0 | 0 | 0 | 0 | 0 | 0 | 0 | 0 | 0 | 0 | 0 | 0 | 0 | 0 | 0 | 0 | 0 | 0 | 0
Sunday | 2 | 13 | 1 | 1033 | 0 | 0 | 0 | 0 | 0 | 0 | 0 | 0 | 0 | 0 | 0 | 0 | 0 | 0 | 0 | 0 | 0 | 0 | 0 | 0 | 0 |  | 0 | 0 | 0 | 0 | 0 | 0 | 0 | 0 |  |  |  |  | 0 | 0 | 1 | 0 | 0 | 0 | 0 | 0 |  | 1 | 1 | 1 | 1 | 1 | 1 | 0 | 0 | 0 | 0 | 0 | 0 | 0 | 0 | 0 | 0 | 0 | 0 | 0 | 0 | 0 | 0 | 0 | 0 | 0 | 0 | 0 | 0 | 0 | 0 | 0
Sunday | 2 | 13 | 2 | 1034 | 0 | 0 | 0 | 0 | 0 | 0 | 0 | 0 | 0 | 0 | 0 | 0 | 0 | 0 | 0 | 0 | 0 | 0 | 0 | 0 | 0 |  | 0 | 0 | 0 | 0 | 0 | 0 | 0 | 0 |  |  |  |  | 0 | 0 | 1 | 0 | 0 | 0 | 0 | 0 |  | 1 | 1 | 1 | 1 | 1 | 1 | 0 | 0 | 0 | 0 | 0 | 0 | 0 | 0 | 0 | 0 | 0 | 0 | 0 | 0 | 0 | 0 | 0 | 0 | 0 | 0 | 0 | 0 | 0 | 0 | 0
Sunday | 2 | 13 | 3 | 1035 | 0 | 0 | 0 | 0 | 0 | 0 | 0 | 0 | 0 | 0 | 0 | 0 | 0 | 0 | 0 | 0 | 0 | 0 | 0 | 0 | 0 |  | 0 | 0 | 0 | 0 | 0 | 0 | 0 | 0 |  |  |  |  | 0 | 0 | 1 | 0 | 0 | 0 | 0 | 0 |  | 1 | 1 | 1 | 1 | 1 | 1 | 0 | 0 | 0 | 0 | 0 | 0 | 0 | 0 | 0 | 0 | 0 | 0 | 0 | 0 | 0 | 0 | 0 | 0 | 0 | 0 | 0 | 0 | 0 | 0 | 0
Sunday | 2 | 13 | 4 | 1036 | 0 | 0 | 0 | 0 | 0 | 0 | 0 | 0 | 0 | 0 | 0 | 0 | 0 | 0 | 0 | 0 | 0 | 0 | 0 | 0 | 0 |  | 0 | 0 | 0 | 0 | 0 | 0 | 0 | 0 |  |  |  |  | 0 | 0 | 1 | 0 | 0 | 0 | 0 | 0 |  | 1 | 1 | 1 | 1 | 1 | 1 | 0 | 0 | 0 | 0 | 0 | 0 | 0 | 0 | 0 | 0 | 0 | 0 | 0 | 0 | 0 | 0 | 0 | 0 | 0 | 0 | 0 | 0 | 0 | 0 | 0
Sunday | 2 | 13 | 5 | 1037 | 0 | 0 | 0 | 0 | 0 | 0 | 0 | 0 | 0 | 0 | 0 | 0 | 0 | 0 | 0 | 0 | 0 | 0 | 0 | 0 | 0 |  | 0 | 0 | 0 | 0 | 0 | 0 | 0 | 0 |  |  |  |  | 0 | 0 | 1 | 0 | 0 | 0 | 0 | 0 |  | 1 | 1 | 1 | 1 | 1 | 1 | 0 | 0 | 0 | 0 | 0 | 0 | 0 | 0 | 0 | 0 | 0 | 0 | 0 | 0 | 0 | 0 | 0 | 0 | 0 | 0 | 0 | 0 | 0 | 0 | 0
Sunday | 2 | 13 | 6 | 1038 | 0 | 0 | 0 | 0 | 0 | 0 | 0 | 0 | 0 | 0 | 0 | 0 | 0 | 0 | 0 | 0 | 0 | 0 | 0 | 0 | 0 |  | 0 | 0 | 0 | 0 | 0 | 0 | 0 | 0 |  |  |  |  | 0 | 0 | 1 | 0 | 0 | 0 | 0 | 0 |  | 1 | 1 | 1 | 1 | 1 | 1 | 0 | 0 | 0 | 0 | 0 | 0 | 0 | 0 | 0 | 0 | 0 | 0 | 0 | 0 | 0 | 0 | 0 | 0 | 0 | 0 | 0 | 0 | 0 | 0 | 0
Sunday | 2 | 13 | 7 | 1039 | 0 | 0 | 0 | 0 | 0 | 0 | 0 | 0 | 0 | 0 | 0 | 0 | 0 | 0 | 0 | 0 | 0 | 0 | 0 | 0 | 0 |  | 0 | 0 | 0 | 0 | 0 | 0 | 0 | 0 |  |  |  |  | 0 | 0 | 1 | 0 | 0 | 0 | 0 | 0 |  | 1 | 1 | 1 | 1 | 1 | 1 | 0 | 0 | 0 | 0 | 0 | 0 | 0 | 0 | 0 | 0 | 0 | 0 | 0 | 0 | 0 | 0 | 0 | 0 | 0 | 0 | 0 | 0 | 0 | 0 | 0
Sunday | 2 | 13 | 8 | 1040 | 0 | 0 | 0 | 0 | 0 | 0 | 0 | 0 | 0 | 0 | 0 | 0 | 0 | 0 | 0 | 0 | 0 | 0 | 0 | 0 | 0 |  | 0 | 0 | 0 | 0 | 0 | 0 | 0 | 0 |  |  |  |  | 0 | 0 | 1 | 0 | 0 | 0 | 0 | 0 |  | 1 | 1 | 1 | 1 | 1 | 1 | 0 | 0 | 0 | 0 | 0 | 0 | 0 | 0 | 0 | 0 | 0 | 0 | 0 | 0 | 0 | 0 | 0 | 0 | 0 | 0 | 0 | 0 | 0 | 0 | 0
Sunday | 2 | 13 | 9 | 1041 | 0 | 0 | 0 | 0 | 0 | 0 | 0 | 0 | 0 | 0 | 0 | 0 | 0 | 0 | 0 | 0 | 0 | 0 | 0 | 0 | 0 |  | 0 | 0 | 0 | 0 | 0 | 0 | 0 | 0 |  |  |  |  | 0 | 0 | 1 | 0 | 0 | 0 | 0 | 0 |  | 1 | 1 | 1 | 1 | 1 | 1 | 0 | 0 | 0 | 0 | 0 | 0 | 0 | 0 | 0 | 0 | 0 | 0 | 0 | 0 | 0 | 0 | 0 | 0 | 0 | 0 | 0 | 0 | 0 | 0 | 0
Sunday | 2 | 13 | 10 | 1042 | 0 | 0 | 0 | 0 | 0 | 0 | 0 | 0 | 0 | 0 | 0 | 0 | 0 | 0 | 0 | 0 | 0 | 0 | 0 | 0 | 0 |  | 0 | 0 | 0 | 0 | 0 | 0 | 0 | 0 |  |  |  |  | 0 | 0 | 1 | 0 | 0 | 0 | 0 | 0 |  | 1 | 1 | 1 | 1 | 1 | 1 | 0 | 0 | 0 | 0 | 0 | 0 | 0 | 0 | 0 | 0 | 0 | 0 | 0 | 0 | 0 | 0 | 0 | 0 | 0 | 0 | 0 | 0 | 0 | 0 | 0
Sunday | 2 | 13 | 11 | 1043 | 0 | 0 | 0 | 0 | 0 | 0 | 0 | 0 | 0 | 0 | 0 | 0 | 0 | 0 | 0 | 0 | 0 | 0 | 0 | 0 | 0 |  | 0 | 0 | 0 | 0 | 0 | 0 | 0 | 0 |  |  |  |  | 0 | 0 | 1 | 0 | 0 | 0 | 0 | 0 |  | 1 | 1 | 1 | 1 | 1 | 1 | 0 | 0 | 0 | 0 | 0 | 0 | 0 | 0 | 0 | 0 | 0 | 0 | 0 | 0 | 0 | 0 | 0 | 0 | 0 | 0 | 0 | 0 | 0 | 0 | 0
Sunday | 2 | 13 | 12 | 1044 | 0 | 0 | 0 | 0 | 0 | 0 | 0 | 0 | 0 | 0 | 0 | 0 | 0 | 0 | 0 | 0 | 0 | 0 | 0 | 0 | 0 |  | 0 | 0 | 0 | 0 | 0 | 0 | 0 | 0 |  |  |  |  | 0 | 0 | 1 | 0 | 0 | 0 | 0 | 0 |  | 1 | 1 | 1 | 1 | 1 | 1 | 0 | 0 | 0 | 0 | 0 | 0 | 0 | 0 | 0 | 0 | 0 | 0 | 0 | 0 | 0 | 0 | 0 | 0 | 0 | 0 | 0 | 0 | 0 | 0 | 0
Sunday | 2 | 13 | 13 | 1045 | 0 | 0 | 0 | 0 | 0 | 0 | 0 | 0 | 0 | 0 | 0 | 0 | 0 | 0 | 0 | 0 | 0 | 0 | 0 | 0 | 0 |  | 0 | 0 | 0 | 0 | 0 | 0 | 0 | 0 |  |  |  |  | 0 | 0 | 1 | 0 | 0 | 0 | 0 | 0 |  | 1 | 1 | 1 | 1 | 1 | 1 | 0 | 0 | 0 | 0 | 0 | 0 | 0 | 0 | 0 | 0 | 0 | 0 | 0 | 0 | 0 | 0 | 0 | 0 | 0 | 0 | 0 | 0 | 0 | 0 | 0
Sunday | 2 | 13 | 14 | 1046 | 0 | 0 | 0 | 0 | 0 | 0 | 0 | 0 | 0 | 0 | 0 | 0 | 0 | 0 | 0 | 0 | 0 | 0 | 0 | 0 | 0 |  | 0 | 0 | 0 | 0 | 0 | 0 | 0 | 0 |  |  |  |  | 0 | 0 | 1 | 0 | 0 | 0 | 0 | 0 |  | 1 | 1 | 1 | 1 | 1 | 1 | 0 | 0 | 0 | 0 | 0 | 0 | 0 | 0 | 0 | 0 | 0 | 0 | 0 | 0 | 0 | 0 | 0 | 0 | 0 | 0 | 0 | 0 | 0 | 0 | 0
Sunday | 2 | 13 | 15 | 1047 | 0 | 0 | 0 | 0 | 0 | 0 | 0 | 0 | 0 | 0 | 0 | 0 | 0 | 0 | 0 | 0 | 0 | 0 | 0 | 0 | 0 |  | 0 | 0 | 0 | 0 | 0 | 0 | 0 | 0 |  |  |  |  | 0 | 0 | 1 | 0 | 0 | 0 | 0 | 0 |  | 1 | 1 | 1 | 1 | 1 | 1 | 0 | 0 | 0 | 0 | 0 | 0 | 0 | 0 | 0 | 0 | 0 | 0 | 0 | 0 | 0 | 0 | 0 | 0 | 0 | 0 | 0 | 0 | 0 | 0 | 0
Sunday | 2 | 13 | 16 | 1048 | 0 | 0 | 0 | 0 | 0 | 0 | 0 | 0 | 0 | 0 | 0 | 0 | 0 | 0 | 0 | 0 | 0 | 0 | 0 | 0 | 0 |  | 0 | 0 | 0 | 0 | 0 | 0 | 0 | 0 |  |  |  |  | 0 | 0 | 1 | 0 | 0 | 0 | 0 | 0 |  | 1 | 1 | 1 | 1 | 1 | 1 | 0 | 0 | 0 | 0 | 0 | 0 | 0 | 0 | 0 | 0 | 0 | 0 | 0 | 0 | 0 | 0 | 0 | 0 | 0 | 0 | 0 | 0 | 0 | 0 | 0
Sunday | 2 | 13 | 17 | 1049 | 0 | 0 | 0 | 0 | 0 | 0 | 0 | 0 | 0 | 0 | 0 | 0 | 0 | 0 | 0 | 0 | 0 | 0 | 0 | 0 | 0 |  | 0 | 0 | 0 | 0 | 0 | 0 | 0 | 0 |  |  |  |  | 0 | 0 | 1 | 0 | 0 | 0 | 0 | 0 |  | 1 | 1 | 1 | 1 | 1 | 1 | 0 | 0 | 0 | 0 | 0 | 0 | 0 | 0 | 0 | 0 | 0 | 0 | 0 | 0 | 0 | 0 | 0 | 0 | 0 | 0 | 0 | 0 | 0 | 0 | 0
Sunday | 2 | 13 | 18 | 1050 | 0 | 0 | 0 | 0 | 0 | 0 | 0 | 0 | 0 | 0 | 0 | 0 | 0 | 0 | 0 | 0 | 0 | 0 | 0 | 0 | 0 |  | 0 | 0 | 0 | 0 | 0 | 0 | 0 | 0 |  |  |  |  | 0 | 0 | 1 | 0 | 0 | 0 | 0 | 0 |  | 1 | 1 | 1 | 1 | 1 | 1 | 0 | 0 | 0 | 0 | 0 | 0 | 0 | 0 | 0 | 0 | 0 | 0 | 0 | 0 | 0 | 0 | 0 | 0 | 0 | 0 | 0 | 0 | 0 | 0 | 0
Sunday | 2 | 13 | 19 | 1051 | 0 | 0 | 0 | 0 | 0 | 0 | 0 | 0 | 0 | 0 | 0 | 0 | 0 | 0 | 0 | 0 | 0 | 0 | 0 | 0 | 0 |  | 0 | 0 | 0 | 0 | 0 | 0 | 0 | 0 |  |  |  |  | 0 | 0 | 1 | 0 | 0 | 0 | 0 | 0 |  | 1 | 1 | 1 | 1 | 1 | 1 | 0 | 0 | 0 | 0 | 0 | 0 | 0 | 0 | 0 | 0 | 0 | 0 | 0 | 0 | 0 | 0 | 0 | 0 | 0 | 0 | 0 | 0 | 0 | 0 | 0
Sunday | 2 | 13 | 20 | 1052 | 0 | 0 | 0 | 0 | 0 | 0 | 0 | 0 | 0 | 0 | 0 | 0 | 0 | 0 | 0 | 0 | 0 | 0 | 0 | 0 | 0 |  | 0 | 0 | 0 | 0 | 0 | 0 | 0 | 0 |  |  |  |  | 0 | 0 | 1 | 0 | 0 | 0 | 0 | 0 |  | 1 | 1 | 1 | 1 | 1 | 1 | 0 | 0 | 0 | 0 | 0 | 0 | 0 | 0 | 0 | 0 | 0 | 0 | 0 | 0 | 0 | 0 | 0 | 0 | 0 | 0 | 0 | 0 | 0 | 0 | 0
Sunday | 2 | 13 | 21 | 1053 | 0 | 0 | 0 | 0 | 0 | 0 | 0 | 0 | 0 | 0 | 0 | 0 | 0 | 0 | 0 | 0 | 0 | 0 | 0 | 0 | 0 |  | 0 | 0 | 0 | 0 | 0 | 0 | 0 | 0 |  |  |  |  | 0 | 0 | 1 | 0 | 0 | 0 | 0 | 0 |  | 1 | 1 | 1 | 1 | 1 | 1 | 0 | 0 | 0 | 0 | 0 | 0 | 0 | 0 | 0 | 0 | 0 | 0 | 0 | 0 | 0 | 0 | 0 | 0 | 0 | 0 | 0 | 0 | 0 | 0 | 0
Sunday | 2 | 13 | 22 | 1054 | 0 | 0 | 0 | 0 | 0 | 0 | 0 | 0 | 0 | 0 | 0 | 0 | 0 | 0 | 0 | 0 | 0 | 0 | 0 | 0 | 0 |  | 0 | 0 | 0 | 0 | 0 | 0 | 0 | 0 |  |  |  |  | 0 | 0 | 1 | 0 | 0 | 0 | 0 | 0 |  | 1 | 1 | 1 | 1 | 1 | 1 | 0 | 0 | 0 | 0 | 0 | 0 | 0 | 0 | 0 | 0 | 0 | 0 | 0 | 0 | 0 | 0 | 0 | 0 | 0 | 0 | 0 | 0 | 0 | 0 | 0
Sunday | 2 | 13 | 23 | 1055 | 0 | 0 | 0 | 0 | 0 | 0 | 0 | 0 | 0 | 0 | 0 | 0 | 0 | 0 | 0 | 0 | 0 | 0 | 0 | 0 | 0 |  | 0 | 0 | 0 | 0 | 0 | 0 | 0 | 0 |  |  |  |  | 0 | 0 | 1 | 0 | 0 | 0 | 0 | 0 |  | 1 | 1 | 1 | 1 | 1 | 1 | 0 | 0 | 0 | 0 | 0 | 0 | 0 | 0 | 0 | 0 | 0 | 0 | 0 | 0 | 0 | 0 | 0 | 0 | 0 | 0 | 0 | 0 | 0 | 0 | 0
Sunday | 2 | 13 | 24 | 1056 | 0 | 0 | 0 | 0 | 0 | 0 | 0 | 0 | 0 | 0 | 0 | 0 | 0 | 0 | 0 | 0 | 0 | 0 | 0 | 0 | 0 |  | 0 | 0 | 0 | 0 | 0 | 0 | 0 | 0 |  |  |  |  | 0 | 0 | 1 | 0 | 0 | 0 | 0 | 0 |  | 1 | 1 | 1 | 1 | 1 | 1 | 0 | 0 | 0 | 0 | 0 | 0 | 0 | 0 | 0 | 0 | 0 | 0 | 0 | 0 | 0 | 0 | 0 | 0 | 0 | 0 | 0 | 0 | 0 | 0 | 0
Monday | 2 | 14 | 1 | 1057 | 0 | 0 | 0 | 0 | 0 | 0 | 0 | 0 | 0 | 0 | 0 | 0 | 0 | 0 | 0 | 0 | 0 | 0 | 0 | 0 | 0 |  | 0 | 0 | 0 | 0 | 0 | 0 | 0 | 0 |  |  |  |  | 0 | 0 | 1 | 0 | 0 | 0 | 0 | 0 |  | 1 | 1 | 1 | 1 | 1 | 1 | 0 | 0 | 0 | 0 | 0 | 0 | 0 | 0 | 0 | 0 | 0 | 0 | 0 | 0 | 0 | 0 | 0 | 0 | 0 | 0 | 0 | 0 | 0 | 0 | 0
Monday | 2 | 14 | 2 | 1058 | 0 | 0 | 0 | 0 | 0 | 0 | 0 | 0 | 0 | 0 | 0 | 0 | 0 | 0 | 0 | 0 | 0 | 0 | 0 | 0 | 0 |  | 0 | 0 | 0 | 0 | 0 | 0 | 0 | 0 |  |  |  |  | 0 | 0 | 1 | 0 | 0 | 0 | 0 | 0 |  | 1 | 1 | 1 | 1 | 1 | 1 | 0 | 0 | 0 | 0 | 0 | 0 | 0 | 0 | 0 | 0 | 0 | 0 | 0 | 0 | 0 | 0 | 0 | 0 | 0 | 0 | 0 | 0 | 0 | 0 | 0
Monday | 2 | 14 | 3 | 1059 | 0 | 0 | 0 | 0 | 0 | 0 | 0 | 0 | 0 | 0 | 0 | 0 | 0 | 0 | 0 | 0 | 0 | 0 | 0 | 0 | 0 |  | 0 | 0 | 0 | 0 | 0 | 0 | 0 | 0 |  |  |  |  | 0 | 0 | 1 | 0 | 0 | 0 | 0 | 0 |  | 1 | 1 | 1 | 1 | 1 | 1 | 0 | 0 | 0 | 0 | 0 | 0 | 0 | 0 | 0 | 0 | 0 | 0 | 0 | 0 | 0 | 0 | 0 | 0 | 0 | 0 | 0 | 0 | 0 | 0 | 0
Monday | 2 | 14 | 4 | 1060 | 0 | 0 | 0 | 0 | 0 | 0 | 0 | 0 | 0 | 0 | 0 | 0 | 0 | 0 | 0 | 0 | 0 | 0 | 0 | 0 | 0 |  | 0 | 0 | 0 | 0 | 0 | 0 | 0 | 0 |  |  |  |  | 0 | 0 | 1 | 0 | 0 | 0 | 0 | 0 |  | 1 | 1 | 1 | 1 | 1 | 1 | 0 | 0 | 0 | 0 | 0 | 0 | 0 | 0 | 0 | 0 | 0 | 0 | 0 | 0 | 0 | 0 | 0 | 0 | 0 | 0 | 0 | 0 | 0 | 0 | 0
Monday | 2 | 14 | 5 | 1061 | 0 | 0 | 0 | 0 | 0 | 0 | 0 | 0 | 0 | 0 | 0 | 0 | 0 | 0 | 0 | 0 | 0 | 0 | 0 | 0 | 0 |  | 0 | 0 | 0 | 0 | 0 | 0 | 0 | 0 |  |  |  |  | 0 | 0 | 1 | 0 | 0 | 0 | 0 | 0 |  | 1 | 1 | 1 | 1 | 1 | 1 | 0 | 0 | 0 | 0 | 0 | 0 | 0 | 0 | 0 | 0 | 0 | 0 | 0 | 0 | 0 | 0 | 0 | 0 | 0 | 0 | 0 | 0 | 0 | 0 | 0
Monday | 2 | 14 | 6 | 1062 | 0 | 0 | 0 | 0 | 0 | 0 | 0 | 0 | 0 | 0 | 0 | 0 | 0 | 0 | 0 | 0 | 0 | 0 | 0 | 0 | 0 |  | 0 | 0 | 0 | 0 | 0 | 0 | 0 | 0 |  |  |  |  | 0 | 0 | 1 | 0 | 0 | 0 | 0 | 0 |  | 1 | 1 | 1 | 1 | 1 | 1 | 0 | 0 | 0 | 0 | 0 | 0 | 0 | 0 | 0 | 0 | 0 | 0 | 0 | 0 | 0 | 0 | 0 | 0 | 0 | 0 | 0 | 0 | 0 | 0 | 0
Monday | 2 | 14 | 7 | 1063 | 0 | 0 | 0 | 0 | 0 | 0 | 0 | 0 | 0 | 0 | 0 | 0 | 0 | 0 | 0 | 0 | 0 | 0 | 0 | 0 | 0 |  | 0 | 0 | 0 | 0 | 0 | 0 | 0 | 0 |  |  |  |  | 0 | 0 | 1 | 0 | 0 | 0 | 0 | 0 |  | 1 | 1 | 1 | 1 | 1 | 1 | 0 | 0 | 0 | 0 | 0 | 0 | 0 | 0 | 0 | 0 | 0 | 0 | 0 | 0 | 0 | 0 | 0 | 0 | 0 | 0 | 0 | 0 | 0 | 0 | 0
Monday | 2 | 14 | 8 | 1064 | 0 | 0 | 0 | 0 | 0 | 0 | 0 | 0 | 0 | 0 | 0 | 0 | 0 | 0 | 0 | 0 | 0 | 0 | 0 | 0 | 0 |  | 0 | 0 | 0 | 0 | 0 | 0 | 0 | 0 |  |  |  |  | 0 | 1 | 0 | 0 | 0 | 0 | 0 | 0 |  | 1 | #VALUE! | 1 | 1 | 1 | #VALUE! | 0 | 0 | 0 | 0 | 0 | 0 | 0 | 0 | 0 | 0 | 0 | 0 | 0 | 0 | 0 | 0 | 0 | 0 | 0 | 0 | 0 | 0 | 0 | 0 | 0
Monday | 2 | 14 | 9 | 1065 | 0 | 0 | 0 | 0 | 0 | 0 | 0 | 0 | 0 | 0 | 0 | 0 | 0 | 0 | 0 | 0 | 0 | 0 | 0 | 0 | 0 |  | 0 | 0 | 0 | 0 | 0 | 0 | 0 | 0 |  |  |  |  | 0 | 1 | 0 | 0 | 0 | 0 | 0 | 0 |  | 1 | #VALUE! | 1 | 1 | 1 | #VALUE! | 0 | 0 | 0 | 0 | 0 | 0 | 0 | 0 | 0 | 0 | 0 | 0 | 0 | 0 | 0 | 0 | 0 | 0 | 0 | 0 | 0 | 0 | 0 | 0 | 0
Monday | 2 | 14 | 10 | 1066 | 0 | 0 | 0 | 0 | 0 | 0 | 0 | 0 | 0 | 0 | 0 | 0 | 0 | 0 | 0 | 0 | 0 | 0 | 0 | 0 | 0 |  | 0 | 0 | 0 | 0 | 0 | 0 | 0 | 0 |  |  |  |  | 0 | 1 | 0 | 0 | 0 | 0 | 0 | 0 |  | 1 | #VALUE! | 1 | 1 | 1 | #VALUE! | 0 | 0 | 0 | 0 | 0 | 0 | 0 | 0 | 0 | 0 | 0 | 0 | 0 | 0 | 0 | 0 | 0 | 0 | 0 | 0 | 0 | 0 | 0 | 0 | 0
Monday | 2 | 14 | 11 | 1067 | 0 | 0 | 0 | 0 | 0 | 0 | 0 | 0 | 0 | 0 | 0 | 0 | 0 | 0 | 0 | 0 | 0 | 0 | 0 | 0 | 0 |  | 0 | 0 | 0 | 0 | 0 | 0 | 0 | 0 |  |  |  |  | 0 | 1 | 0 | 0 | 0 | 0 | 0 | 0 |  | 1 | #VALUE! | 1 | 1 | 1 | #VALUE! | 0 | 0 | 0 | 0 | 0 | 0 | 0 | 0 | 0 | 0 | 0 | 0 | 0 | 0 | 0 | 0 | 0 | 0 | 0 | 0 | 0 | 0 | 0 | 0 | 0
Monday | 2 | 14 | 12 | 1068 | 0 | 0 | 0 | 0 | 0 | 0 | 0 | 0 | 0 | 0 | 0 | 0 | 0 | 0 | 0 | 0 | 0 | 0 | 0 | 0 | 0 |  | 0 | 0 | 0 | 0 | 0 | 0 | 0 | 0 |  |  |  |  | 0 | 1 | 0 | 0 | 0 | 0 | 0 | 0 |  | 1 | #VALUE! | 1 | 1 | 1 | #VALUE! | 0 | 0 | 0 | 0 | 0 | 0 | 0 | 0 | 0 | 0 | 0 | 0 | 0 | 0 | 0 | 0 | 0 | 0 | 0 | 0 | 0 | 0 | 0 | 0 | 0
Monday | 2 | 14 | 13 | 1069 | 0 | 0 | 0 | 0 | 0 | 0 | 0 | 0 | 0 | 0 | 0 | 0 | 0 | 0 | 0 | 0 | 0 | 0 | 0 | 0 | 0 |  | 0 | 0 | 0 | 0 | 0 | 0 | 0 | 0 |  |  |  |  | 0 | 1 | 0 | 0 | 0 | 0 | 0 | 0 |  | 1 | #VALUE! | 1 | 1 | 1 | #VALUE! | 0 | 0 | 0 | 0 | 0 | 0 | 0 | 0 | 0 | 0 | 0 | 0 | 0 | 0 | 0 | 0 | 0 | 0 | 0 | 0 | 0 | 0 | 0 | 0 | 0
Monday | 2 | 14 | 14 | 1070 | 0 | 0 | 0 | 0 | 0 | 0 | 0 | 0 | 0 | 0 | 0 | 0 | 0 | 0 | 0 | 0 | 0 | 0 | 0 | 0 | 0 |  | 0 | 0 | 0 | 0 | 0 | 0 | 0 | 0 |  |  |  |  | 0 | 1 | 0 | 0 | 0 | 0 | 0 | 0 |  | 1 | #VALUE! | 1 | 1 | 1 | #VALUE! | 0 | 0 | 0 | 0 | 0 | 0 | 0 | 0 | 0 | 0 | 0 | 0 | 0 | 0 | 0 | 0 | 0 | 0 | 0 | 0 | 0 | 0 | 0 | 0 | 0
Monday | 2 | 14 | 15 | 1071 | 0 | 0 | 0 | 0 | 0 | 0 | 0 | 0 | 0 | 0 | 0 | 0 | 0 | 0 | 0 | 0 | 0 | 0 | 0 | 0 | 0 |  | 0 | 0 | 0 | 0 | 0 | 0 | 0 | 0 |  |  |  |  | 0 | 1 | 0 | 0 | 0 | 0 | 0 | 0 |  | 1 | #VALUE! | 1 | 1 | 1 | #VALUE! | 0 | 0 | 0 | 0 | 0 | 0 | 0 | 0 | 0 | 0 | 0 | 0 | 0 | 0 | 0 | 0 | 0 | 0 | 0 | 0 | 0 | 0 | 0 | 0 | 0
Monday | 2 | 14 | 16 | 1072 | 0 | 0 | 0 | 0 | 0 | 0 | 0 | 0 | 0 | 0 | 0 | 0 | 0 | 0 | 0 | 0 | 0 | 0 | 0 | 0 | 0 |  | 0 | 0 | 0 | 0 | 0 | 0 | 0 | 0 |  |  |  |  | 0 | 1 | 0 | 0 | 0 | 0 | 0 | 0 |  | 1 | #VALUE! | 1 | 1 | 1 | #VALUE! | 0 | 0 | 0 | 0 | 0 | 0 | 0 | 0 | 0 | 0 | 0 | 0 | 0 | 0 | 0 | 0 | 0 | 0 | 0 | 0 | 0 | 0 | 0 | 0 | 0
Monday | 2 | 14 | 17 | 1073 | 0 | 0 | 0 | 0 | 0 | 0 | 0 | 0 | 0 | 0 | 0 | 0 | 0 | 0 | 0 | 0 | 0 | 0 | 0 | 0 | 0 |  | 0 | 0 | 0 | 0 | 0 | 0 | 0 | 0 |  |  |  |  | 0 | 1 | 0 | 0 | 0 | 0 | 0 | 0 |  | 1 | #VALUE! | 1 | 1 | 1 | #VALUE! | 0 | 0 | 0 | 0 | 0 | 0 | 0 | 0 | 0 | 0 | 0 | 0 | 0 | 0 | 0 | 0 | 0 | 0 | 0 | 0 | 0 | 0 | 0 | 0 | 0
Monday | 2 | 14 | 18 | 1074 | 0 | 0 | 0 | 0 | 0 | 0 | 0 | 0 | 0 | 0 | 0 | 0 | 0 | 0 | 0 | 0 | 0 | 0 | 0 | 0 | 0 |  | 0 | 0 | 0 | 0 | 0 | 0 | 0 | 0 |  |  |  |  | 0 | 1 | 0 | 0 | 0 | 0 | 0 | 0 |  | 1 | #VALUE! | 1 | 1 | 1 | #VALUE! | 0 | 0 | 0 | 0 | 0 | 0 | 0 | 0 | 0 | 0 | 0 | 0 | 0 | 0 | 0 | 0 | 0 | 0 | 0 | 0 | 0 | 0 | 0 | 0 | 0
Monday | 2 | 14 | 19 | 1075 | 0 | 0 | 0 | 0 | 0 | 0 | 0 | 0 | 0 | 0 | 0 | 0 | 0 | 0 | 0 | 0 | 0 | 0 | 0 | 0 | 0 |  | 0 | 0 | 0 | 0 | 0 | 0 | 0 | 0 |  |  |  |  | 1 | 0 | 0 | 0 | 0 | 0 | 0 | 0 |  | #VALUE! | 1 | 1 | 1 | 1 | #VALUE! | 0 | 0 | 0 | 0 | 0 | 0 | 0 | 0 | 0 | 0 | 0 | 0 | 0 | 0 | 0 | 0 | 0 | 0 | 0 | 0 | 0 | 0 | 0 | 0 | 0
Monday | 2 | 14 | 20 | 1076 | 0 | 0 | 0 | 0 | 0 | 0 | 0 | 0 | 0 | 0 | 0 | 0 | 0 | 0 | 0 | 0 | 0 | 0 | 0 | 0 | 0 |  | 0 | 0 | 0 | 0 | 0 | 0 | 0 | 0 |  |  |  |  | 1 | 0 | 0 | 0 | 0 | 0 | 0 | 0 |  | #VALUE! | 1 | 1 | 1 | 1 | #VALUE! | 0 | 0 | 0 | 0 | 0 | 0 | 0 | 0 | 0 | 0 | 0 | 0 | 0 | 0 | 0 | 0 | 0 | 0 | 0 | 0 | 0 | 0 | 0 | 0 | 0
Monday | 2 | 14 | 21 | 1077 | 0 | 0 | 0 | 0 | 0 | 0 | 0 | 0 | 0 | 0 | 0 | 0 | 0 | 0 | 0 | 0 | 0 | 0 | 0 | 0 | 0 |  | 0 | 0 | 0 | 0 | 0 | 0 | 0 | 0 |  |  |  |  | 0 | 1 | 0 | 0 | 0 | 0 | 0 | 0 |  | 1 | #VALUE! | 1 | 1 | 1 | #VALUE! | 0 | 0 | 0 | 0 | 0 | 0 | 0 | 0 | 0 | 0 | 0 | 0 | 0 | 0 | 0 | 0 | 0 | 0 | 0 | 0 | 0 | 0 | 0 | 0 | 0
Monday | 2 | 14 | 22 | 1078 | 0 | 0 | 0 | 0 | 0 | 0 | 0 | 0 | 0 | 0 | 0 | 0 | 0 | 0 | 0 | 0 | 0 | 0 | 0 | 0 | 0 |  | 0 | 0 | 0 | 0 | 0 | 0 | 0 | 0 |  |  |  |  | 0 | 1 | 0 | 0 | 0 | 0 | 0 | 0 |  | 1 | #VALUE! | 1 | 1 | 1 | #VALUE! | 0 | 0 | 0 | 0 | 0 | 0 | 0 | 0 | 0 | 0 | 0 | 0 | 0 | 0 | 0 | 0 | 0 | 0 | 0 | 0 | 0 | 0 | 0 | 0 | 0
Monday | 2 | 14 | 23 | 1079 | 0 | 0 | 0 | 0 | 0 | 0 | 0 | 0 | 0 | 0 | 0 | 0 | 0 | 0 | 0 | 0 | 0 | 0 | 0 | 0 | 0 |  | 0 | 0 | 0 | 0 | 0 | 0 | 0 | 0 |  |  |  |  | 0 | 0 | 1 | 0 | 0 | 0 | 0 | 0 |  | 1 | 1 | 1 | 1 | 1 | 1 | 0 | 0 | 0 | 0 | 0 | 0 | 0 | 0 | 0 | 0 | 0 | 0 | 0 | 0 | 0 | 0 | 0 | 0 | 0 | 0 | 0 | 0 | 0 | 0 | 0
Monday | 2 | 14 | 24 | 1080 | 0 | 0 | 0 | 0 | 0 | 0 | 0 | 0 | 0 | 0 | 0 | 0 | 0 | 0 | 0 | 0 | 0 | 0 | 0 | 0 | 0 |  | 0 | 0 | 0 | 0 | 0 | 0 | 0 | 0 |  |  |  |  | 0 | 0 | 1 | 0 | 0 | 0 | 0 | 0 |  | 1 | 1 | 1 | 1 | 1 | 1 | 0 | 0 | 0 | 0 | 0 | 0 | 0 | 0 | 0 | 0 | 0 | 0 | 0 | 0 | 0 | 0 | 0 | 0 | 0 | 0 | 0 | 0 | 0 | 0 | 0
Tuesday | 2 | 15 | 1 | 1081 | 0 | 0 | 0 | 0 | 0 | 0 | 0 | 0 | 0 | 0 | 0 | 0 | 0 | 0 | 0 | 0 | 0 | 0 | 0 | 0 | 0 |  | 0 | 0 | 0 | 0 | 0 | 0 | 0 | 0 |  |  |  |  | 0 | 0 | 1 | 0 | 0 | 0 | 0 | 0 |  | 1 | 1 | 1 | 1 | 1 | 1 | 0 | 0 | 0 | 0 | 0 | 0 | 0 | 0 | 0 | 0 | 0 | 0 | 0 | 0 | 0 | 0 | 0 | 0 | 0 | 0 | 0 | 0 | 0 | 0 | 0
Tuesday | 2 | 15 | 2 | 1082 | 0 | 0 | 0 | 0 | 0 | 0 | 0 | 0 | 0 | 0 | 0 | 0 | 0 | 0 | 0 | 0 | 0 | 0 | 0 | 0 | 0 |  | 0 | 0 | 0 | 0 | 0 | 0 | 0 | 0 |  |  |  |  | 0 | 0 | 1 | 0 | 0 | 0 | 0 | 0 |  | 1 | 1 | 1 | 1 | 1 | 1 | 0 | 0 | 0 | 0 | 0 | 0 | 0 | 0 | 0 | 0 | 0 | 0 | 0 | 0 | 0 | 0 | 0 | 0 | 0 | 0 | 0 | 0 | 0 | 0 | 0
Tuesday | 2 | 15 | 3 | 1083 | 0 | 0 | 0 | 0 | 0 | 0 | 0 | 0 | 0 | 0 | 0 | 0 | 0 | 0 | 0 | 0 | 0 | 0 | 0 | 0 | 0 |  | 0 | 0 | 0 | 0 | 0 | 0 | 0 | 0 |  |  |  |  | 0 | 0 | 1 | 0 | 0 | 0 | 0 | 0 |  | 1 | 1 | 1 | 1 | 1 | 1 | 0 | 0 | 0 | 0 | 0 | 0 | 0 | 0 | 0 | 0 | 0 | 0 | 0 | 0 | 0 | 0 | 0 | 0 | 0 | 0 | 0 | 0 | 0 | 0 | 0
Tuesday | 2 | 15 | 4 | 1084 | 0 | 0 | 0 | 0 | 0 | 0 | 0 | 0 | 0 | 0 | 0 | 0 | 0 | 0 | 0 | 0 | 0 | 0 | 0 | 0 | 0 |  | 0 | 0 | 0 | 0 | 0 | 0 | 0 | 0 |  |  |  |  | 0 | 0 | 1 | 0 | 0 | 0 | 0 | 0 |  | 1 | 1 | 1 | 1 | 1 | 1 | 0 | 0 | 0 | 0 | 0 | 0 | 0 | 0 | 0 | 0 | 0 | 0 | 0 | 0 | 0 | 0 | 0 | 0 | 0 | 0 | 0 | 0 | 0 | 0 | 0
Tuesday | 2 | 15 | 5 | 1085 | 0 | 0 | 0 | 0 | 0 | 0 | 0 | 0 | 0 | 0 | 0 | 0 | 0 | 0 | 0 | 0 | 0 | 0 | 0 | 0 | 0 |  | 0 | 0 | 0 | 0 | 0 | 0 | 0 | 0 |  |  |  |  | 0 | 0 | 1 | 0 | 0 | 0 | 0 | 0 |  | 1 | 1 | 1 | 1 | 1 | 1 | 0 | 0 | 0 | 0 | 0 | 0 | 0 | 0 | 0 | 0 | 0 | 0 | 0 | 0 | 0 | 0 | 0 | 0 | 0 | 0 | 0 | 0 | 0 | 0 | 0
Tuesday | 2 | 15 | 6 | 1086 | 0 | 0 | 0 | 0 | 0 | 0 | 0 | 0 | 0 | 0 | 0 | 0 | 0 | 0 | 0 | 0 | 0 | 0 | 0 | 0 | 0 |  | 0 | 0 | 0 | 0 | 0 | 0 | 0 | 0 |  |  |  |  | 0 | 0 | 1 | 0 | 0 | 0 | 0 | 0 |  | 1 | 1 | 1 | 1 | 1 | 1 | 0 | 0 | 0 | 0 | 0 | 0 | 0 | 0 | 0 | 0 | 0 | 0 | 0 | 0 | 0 | 0 | 0 | 0 | 0 | 0 | 0 | 0 | 0 | 0 | 0
Tuesday | 2 | 15 | 7 | 1087 | 0 | 0 | 0 | 0 | 0 | 0 | 0 | 0 | 0 | 0 | 0 | 0 | 0 | 0 | 0 | 0 | 0 | 0 | 0 | 0 | 0 |  | 0 | 0 | 0 | 0 | 0 | 0 | 0 | 0 |  |  |  |  | 0 | 0 | 1 | 0 | 0 | 0 | 0 | 0 |  | 1 | 1 | 1 | 1 | 1 | 1 | 0 | 0 | 0 | 0 | 0 | 0 | 0 | 0 | 0 | 0 | 0 | 0 | 0 | 0 | 0 | 0 | 0 | 0 | 0 | 0 | 0 | 0 | 0 | 0 | 0
Tuesday | 2 | 15 | 8 | 1088 | 0 | 0 | 0 | 0 | 0 | 0 | 0 | 0 | 0 | 0 | 0 | 0 | 0 | 0 | 0 | 0 | 0 | 0 | 0 | 0 | 0 |  | 0 | 0 | 0 | 0 | 0 | 0 | 0 | 0 |  |  |  |  | 0 | 1 | 0 | 0 | 0 | 0 | 0 | 0 |  | 1 | #VALUE! | 1 | 1 | 1 | #VALUE! | 0 | 0 | 0 | 0 | 0 | 0 | 0 | 0 | 0 | 0 | 0 | 0 | 0 | 0 | 0 | 0 | 0 | 0 | 0 | 0 | 0 | 0 | 0 | 0 | 0
Tuesday | 2 | 15 | 9 | 1089 | 0 | 0 | 0 | 0 | 0 | 0 | 0 | 0 | 0 | 0 | 0 | 0 | 0 | 0 | 0 | 0 | 0 | 0 | 0 | 0 | 0 |  | 0 | 0 | 0 | 0 | 0 | 0 | 0 | 0 |  |  |  |  | 0 | 1 | 0 | 0 | 0 | 0 | 0 | 0 |  | 1 | #VALUE! | 1 | 1 | 1 | #VALUE! | 0 | 0 | 0 | 0 | 0 | 0 | 0 | 0 | 0 | 0 | 0 | 0 | 0 | 0 | 0 | 0 | 0 | 0 | 0 | 0 | 0 | 0 | 0 | 0 | 0
Tuesday | 2 | 15 | 10 | 1090 | 0 | 0 | 0 | 0 | 0 | 0 | 0 | 0 | 0 | 0 | 0 | 0 | 0 | 0 | 0 | 0 | 0 | 0 | 0 | 0 | 0 |  | 0 | 0 | 0 | 0 | 0 | 0 | 0 | 0 |  |  |  |  | 0 | 1 | 0 | 0 | 0 | 0 | 0 | 0 |  | 1 | #VALUE! | 1 | 1 | 1 | #VALUE! | 0 | 0 | 0 | 0 | 0 | 0 | 0 | 0 | 0 | 0 | 0 | 0 | 0 | 0 | 0 | 0 | 0 | 0 | 0 | 0 | 0 | 0 | 0 | 0 | 0
Tuesday | 2 | 15 | 11 | 1091 | 0 | 0 | 0 | 0 | 0 | 0 | 0 | 0 | 0 | 0 | 0 | 0 | 0 | 0 | 0 | 0 | 0 | 0 | 0 | 0 | 0 |  | 0 | 0 | 0 | 0 | 0 | 0 | 0 | 0 |  |  |  |  | 0 | 1 | 0 | 0 | 0 | 0 | 0 | 0 |  | 1 | #VALUE! | 1 | 1 | 1 | #VALUE! | 0 | 0 | 0 | 0 | 0 | 0 | 0 | 0 | 0 | 0 | 0 | 0 | 0 | 0 | 0 | 0 | 0 | 0 | 0 | 0 | 0 | 0 | 0 | 0 | 0
Tuesday | 2 | 15 | 12 | 1092 | 0 | 0 | 0 | 0 | 0 | 0 | 0 | 0 | 0 | 0 | 0 | 0 | 0 | 0 | 0 | 0 | 0 | 0 | 0 | 0 | 0 |  | 0 | 0 | 0 | 0 | 0 | 0 | 0 | 0 |  |  |  |  | 0 | 1 | 0 | 0 | 0 | 0 | 0 | 0 |  | 1 | #VALUE! | 1 | 1 | 1 | #VALUE! | 0 | 0 | 0 | 0 | 0 | 0 | 0 | 0 | 0 | 0 | 0 | 0 | 0 | 0 | 0 | 0 | 0 | 0 | 0 | 0 | 0 | 0 | 0 | 0 | 0
Tuesday | 2 | 15 | 13 | 1093 | 0 | 0 | 0 | 0 | 0 | 0 | 0 | 0 | 0 | 0 | 0 | 0 | 0 | 0 | 0 | 0 | 0 | 0 | 0 | 0 | 0 |  | 0 | 0 | 0 | 0 | 0 | 0 | 0 | 0 |  |  |  |  | 0 | 1 | 0 | 0 | 0 | 0 | 0 | 0 |  | 1 | #VALUE! | 1 | 1 | 1 | #VALUE! | 0 | 0 | 0 | 0 | 0 | 0 | 0 | 0 | 0 | 0 | 0 | 0 | 0 | 0 | 0 | 0 | 0 | 0 | 0 | 0 | 0 | 0 | 0 | 0 | 0
Tuesday | 2 | 15 | 14 | 1094 | 0 | 0 | 0 | 0 | 0 | 0 | 0 | 0 | 0 | 0 | 0 | 0 | 0 | 0 | 0 | 0 | 0 | 0 | 0 | 0 | 0 |  | 0 | 0 | 0 | 0 | 0 | 0 | 0 | 0 |  |  |  |  | 0 | 1 | 0 | 0 | 0 | 0 | 0 | 0 |  | 1 | #VALUE! | 1 | 1 | 1 | #VALUE! | 0 | 0 | 0 | 0 | 0 | 0 | 0 | 0 | 0 | 0 | 0 | 0 | 0 | 0 | 0 | 0 | 0 | 0 | 0 | 0 | 0 | 0 | 0 | 0 | 0
Tuesday | 2 | 15 | 15 | 1095 | 0 | 0 | 0 | 0 | 0 | 0 | 0 | 0 | 0 | 0 | 0 | 0 | 0 | 0 | 0 | 0 | 0 | 0 | 0 | 0 | 0 |  | 0 | 0 | 0 | 0 | 0 | 0 | 0 | 0 |  |  |  |  | 0 | 1 | 0 | 0 | 0 | 0 | 0 | 0 |  | 1 | #VALUE! | 1 | 1 | 1 | #VALUE! | 0 | 0 | 0 | 0 | 0 | 0 | 0 | 0 | 0 | 0 | 0 | 0 | 0 | 0 | 0 | 0 | 0 | 0 | 0 | 0 | 0 | 0 | 0 | 0 | 0
Tuesday | 2 | 15 | 16 | 1096 | 0 | 0 | 0 | 0 | 0 | 0 | 0 | 0 | 0 | 0 | 0 | 0 | 0 | 0 | 0 | 0 | 0 | 0 | 0 | 0 | 0 |  | 0 | 0 | 0 | 0 | 0 | 0 | 0 | 0 |  |  |  |  | 0 | 1 | 0 | 0 | 0 | 0 | 0 | 0 |  | 1 | #VALUE! | 1 | 1 | 1 | #VALUE! | 0 | 0 | 0 | 0 | 0 | 0 | 0 | 0 | 0 | 0 | 0 | 0 | 0 | 0 | 0 | 0 | 0 | 0 | 0 | 0 | 0 | 0 | 0 | 0 | 0
Tuesday | 2 | 15 | 17 | 1097 | 0 | 0 | 0 | 0 | 0 | 0 | 0 | 0 | 0 | 0 | 0 | 0 | 0 | 0 | 0 | 0 | 0 | 0 | 0 | 0 | 0 |  | 0 | 0 | 0 | 0 | 0 | 0 | 0 | 0 |  |  |  |  | 0 | 1 | 0 | 0 | 0 | 0 | 0 | 0 |  | 1 | #VALUE! | 1 | 1 | 1 | #VALUE! | 0 | 0 | 0 | 0 | 0 | 0 | 0 | 0 | 0 | 0 | 0 | 0 | 0 | 0 | 0 | 0 | 0 | 0 | 0 | 0 | 0 | 0 | 0 | 0 | 0
Tuesday | 2 | 15 | 18 | 1098 | 0 | 0 | 0 | 0 | 0 | 0 | 0 | 0 | 0 | 0 | 0 | 0 | 0 | 0 | 0 | 0 | 0 | 0 | 0 | 0 | 0 |  | 0 | 0 | 0 | 0 | 0 | 0 | 0 | 0 |  |  |  |  | 0 | 1 | 0 | 0 | 0 | 0 | 0 | 0 |  | 1 | #VALUE! | 1 | 1 | 1 | #VALUE! | 0 | 0 | 0 | 0 | 0 | 0 | 0 | 0 | 0 | 0 | 0 | 0 | 0 | 0 | 0 | 0 | 0 | 0 | 0 | 0 | 0 | 0 | 0 | 0 | 0
Tuesday | 2 | 15 | 19 | 1099 | 0 | 0 | 0 | 0 | 0 | 0 | 0 | 0 | 0 | 0 | 0 | 0 | 0 | 0 | 0 | 0 | 0 | 0 | 0 | 0 | 0 |  | 0 | 0 | 0 | 0 | 0 | 0 | 0 | 0 |  |  |  |  | 1 | 0 | 0 | 0 | 0 | 0 | 0 | 0 |  | #VALUE! | 1 | 1 | 1 | 1 | #VALUE! | 0 | 0 | 0 | 0 | 0 | 0 | 0 | 0 | 0 | 0 | 0 | 0 | 0 | 0 | 0 | 0 | 0 | 0 | 0 | 0 | 0 | 0 | 0 | 0 | 0
Tuesday | 2 | 15 | 20 | 1100 | 0 | 0 | 0 | 0 | 0 | 0 | 0 | 0 | 0 | 0 | 0 | 0 | 0 | 0 | 0 | 0 | 0 | 0 | 0 | 0 | 0 |  | 0 | 0 | 0 | 0 | 0 | 0 | 0 | 0 |  |  |  |  | 1 | 0 | 0 | 0 | 0 | 0 | 0 | 0 |  | #VALUE! | 1 | 1 | 1 | 1 | #VALUE! | 0 | 0 | 0 | 0 | 0 | 0 | 0 | 0 | 0 | 0 | 0 | 0 | 0 | 0 | 0 | 0 | 0 | 0 | 0 | 0 | 0 | 0 | 0 | 0 | 0
Tuesday | 2 | 15 | 21 | 1101 | 0 | 0 | 0 | 0 | 0 | 0 | 0 | 0 | 0 | 0 | 0 | 0 | 0 | 0 | 0 | 0 | 0 | 0 | 0 | 0 | 0 |  | 0 | 0 | 0 | 0 | 0 | 0 | 0 | 0 |  |  |  |  | 0 | 1 | 0 | 0 | 0 | 0 | 0 | 0 |  | 1 | #VALUE! | 1 | 1 | 1 | #VALUE! | 0 | 0 | 0 | 0 | 0 | 0 | 0 | 0 | 0 | 0 | 0 | 0 | 0 | 0 | 0 | 0 | 0 | 0 | 0 | 0 | 0 | 0 | 0 | 0 | 0
Tuesday | 2 | 15 | 22 | 1102 | 0 | 0 | 0 | 0 | 0 | 0 | 0 | 0 | 0 | 0 | 0 | 0 | 0 | 0 | 0 | 0 | 0 | 0 | 0 | 0 | 0 |  | 0 | 0 | 0 | 0 | 0 | 0 | 0 | 0 |  |  |  |  | 0 | 1 | 0 | 0 | 0 | 0 | 0 | 0 |  | 1 | #VALUE! | 1 | 1 | 1 | #VALUE! | 0 | 0 | 0 | 0 | 0 | 0 | 0 | 0 | 0 | 0 | 0 | 0 | 0 | 0 | 0 | 0 | 0 | 0 | 0 | 0 | 0 | 0 | 0 | 0 | 0
Tuesday | 2 | 15 | 23 | 1103 | 0 | 0 | 0 | 0 | 0 | 0 | 0 | 0 | 0 | 0 | 0 | 0 | 0 | 0 | 0 | 0 | 0 | 0 | 0 | 0 | 0 |  | 0 | 0 | 0 | 0 | 0 | 0 | 0 | 0 |  |  |  |  | 0 | 0 | 1 | 0 | 0 | 0 | 0 | 0 |  | 1 | 1 | 1 | 1 | 1 | 1 | 0 | 0 | 0 | 0 | 0 | 0 | 0 | 0 | 0 | 0 | 0 | 0 | 0 | 0 | 0 | 0 | 0 | 0 | 0 | 0 | 0 | 0 | 0 | 0 | 0
Tuesday | 2 | 15 | 24 | 1104 | 0 | 0 | 0 | 0 | 0 | 0 | 0 | 0 | 0 | 0 | 0 | 0 | 0 | 0 | 0 | 0 | 0 | 0 | 0 | 0 | 0 |  | 0 | 0 | 0 | 0 | 0 | 0 | 0 | 0 |  |  |  |  | 0 | 0 | 1 | 0 | 0 | 0 | 0 | 0 |  | 1 | 1 | 1 | 1 | 1 | 1 | 0 | 0 | 0 | 0 | 0 | 0 | 0 | 0 | 0 | 0 | 0 | 0 | 0 | 0 | 0 | 0 | 0 | 0 | 0 | 0 | 0 | 0 | 0 | 0 | 0
Wednesday | 2 | 16 | 1 | 1105 | 0 | 0 | 0 | 0 | 0 | 0 | 0 | 0 | 0 | 0 | 0 | 0 | 0 | 0 | 0 | 0 | 0 | 0 | 0 | 0 | 0 |  | 0 | 0 | 0 | 0 | 0 | 0 | 0 | 0 |  |  |  |  | 0 | 0 | 1 | 0 | 0 | 0 | 0 | 0 |  | 1 | 1 | 1 | 1 | 1 | 1 | 0 | 0 | 0 | 0 | 0 | 0 | 0 | 0 | 0 | 0 | 0 | 0 | 0 | 0 | 0 | 0 | 0 | 0 | 0 | 0 | 0 | 0 | 0 | 0 | 0
Wednesday | 2 | 16 | 2 | 1106 | 0 | 0 | 0 | 0 | 0 | 0 | 0 | 0 | 0 | 0 | 0 | 0 | 0 | 0 | 0 | 0 | 0 | 0 | 0 | 0 | 0 |  | 0 | 0 | 0 | 0 | 0 | 0 | 0 | 0 |  |  |  |  | 0 | 0 | 1 | 0 | 0 | 0 | 0 | 0 |  | 1 | 1 | 1 | 1 | 1 | 1 | 0 | 0 | 0 | 0 | 0 | 0 | 0 | 0 | 0 | 0 | 0 | 0 | 0 | 0 | 0 | 0 | 0 | 0 | 0 | 0 | 0 | 0 | 0 | 0 | 0
Wednesday | 2 | 16 | 3 | 1107 | 0 | 0 | 0 | 0 | 0 | 0 | 0 | 0 | 0 | 0 | 0 | 0 | 0 | 0 | 0 | 0 | 0 | 0 | 0 | 0 | 0 |  | 0 | 0 | 0 | 0 | 0 | 0 | 0 | 0 |  |  |  |  | 0 | 0 | 1 | 0 | 0 | 0 | 0 | 0 |  | 1 | 1 | 1 | 1 | 1 | 1 | 0 | 0 | 0 | 0 | 0 | 0 | 0 | 0 | 0 | 0 | 0 | 0 | 0 | 0 | 0 | 0 | 0 | 0 | 0 | 0 | 0 | 0 | 0 | 0 | 0
Wednesday | 2 | 16 | 4 | 1108 | 0 | 0 | 0 | 0 | 0 | 0 | 0 | 0 | 0 | 0 | 0 | 0 | 0 | 0 | 0 | 0 | 0 | 0 | 0 | 0 | 0 |  | 0 | 0 | 0 | 0 | 0 | 0 | 0 | 0 |  |  |  |  | 0 | 0 | 1 | 0 | 0 | 0 | 0 | 0 |  | 1 | 1 | 1 | 1 | 1 | 1 | 0 | 0 | 0 | 0 | 0 | 0 | 0 | 0 | 0 | 0 | 0 | 0 | 0 | 0 | 0 | 0 | 0 | 0 | 0 | 0 | 0 | 0 | 0 | 0 | 0
Wednesday | 2 | 16 | 5 | 1109 | 0 | 0 | 0 | 0 | 0 | 0 | 0 | 0 | 0 | 0 | 0 | 0 | 0 | 0 | 0 | 0 | 0 | 0 | 0 | 0 | 0 |  | 0 | 0 | 0 | 0 | 0 | 0 | 0 | 0 |  |  |  |  | 0 | 0 | 1 | 0 | 0 | 0 | 0 | 0 |  | 1 | 1 | 1 | 1 | 1 | 1 | 0 | 0 | 0 | 0 | 0 | 0 | 0 | 0 | 0 | 0 | 0 | 0 | 0 | 0 | 0 | 0 | 0 | 0 | 0 | 0 | 0 | 0 | 0 | 0 | 0
Wednesday | 2 | 16 | 6 | 1110 | 0 | 0 | 0 | 0 | 0 | 0 | 0 | 0 | 0 | 0 | 0 | 0 | 0 | 0 | 0 | 0 | 0 | 0 | 0 | 0 | 0 |  | 0 | 0 | 0 | 0 | 0 | 0 | 0 | 0 |  |  |  |  | 0 | 0 | 1 | 0 | 0 | 0 | 0 | 0 |  | 1 | 1 | 1 | 1 | 1 | 1 | 0 | 0 | 0 | 0 | 0 | 0 | 0 | 0 | 0 | 0 | 0 | 0 | 0 | 0 | 0 | 0 | 0 | 0 | 0 | 0 | 0 | 0 | 0 | 0 | 0
Wednesday | 2 | 16 | 7 | 1111 | 0 | 0 | 0 | 0 | 0 | 0 | 0 | 0 | 0 | 0 | 0 | 0 | 0 | 0 | 0 | 0 | 0 | 0 | 0 | 0 | 0 |  | 0 | 0 | 0 | 0 | 0 | 0 | 0 | 0 |  |  |  |  | 0 | 0 | 1 | 0 | 0 | 0 | 0 | 0 |  | 1 | 1 | 1 | 1 | 1 | 1 | 0 | 0 | 0 | 0 | 0 | 0 | 0 | 0 | 0 | 0 | 0 | 0 | 0 | 0 | 0 | 0 | 0 | 0 | 0 | 0 | 0 | 0 | 0 | 0 | 0
Wednesday | 2 | 16 | 8 | 1112 | 0 | 0 | 0 | 0 | 0 | 0 | 0 | 0 | 0 | 0 | 0 | 0 | 0 | 0 | 0 | 0 | 0 | 0 | 0 | 0 | 0 |  | 0 | 0 | 0 | 0 | 0 | 0 | 0 | 0 |  |  |  |  | 0 | 1 | 0 | 0 | 0 | 0 | 0 | 0 |  | 1 | #VALUE! | 1 | 1 | 1 | #VALUE! | 0 | 0 | 0 | 0 | 0 | 0 | 0 | 0 | 0 | 0 | 0 | 0 | 0 | 0 | 0 | 0 | 0 | 0 | 0 | 0 | 0 | 0 | 0 | 0 | 0
Wednesday | 2 | 16 | 9 | 1113 | 0 | 0 | 0 | 0 | 0 | 0 | 0 | 0 | 0 | 0 | 0 | 0 | 0 | 0 | 0 | 0 | 0 | 0 | 0 | 0 | 0 |  | 0 | 0 | 0 | 0 | 0 | 0 | 0 | 0 |  |  |  |  | 0 | 1 | 0 | 0 | 0 | 0 | 0 | 0 |  | 1 | #VALUE! | 1 | 1 | 1 | #VALUE! | 0 | 0 | 0 | 0 | 0 | 0 | 0 | 0 | 0 | 0 | 0 | 0 | 0 | 0 | 0 | 0 | 0 | 0 | 0 | 0 | 0 | 0 | 0 | 0 | 0
Wednesday | 2 | 16 | 10 | 1114 | 0 | 0 | 0 | 0 | 0 | 0 | 0 | 0 | 0 | 0 | 0 | 0 | 0 | 0 | 0 | 0 | 0 | 0 | 0 | 0 | 0 |  | 0 | 0 | 0 | 0 | 0 | 0 | 0 | 0 |  |  |  |  | 0 | 1 | 0 | 0 | 0 | 0 | 0 | 0 |  | 1 | #VALUE! | 1 | 1 | 1 | #VALUE! | 0 | 0 | 0 | 0 | 0 | 0 | 0 | 0 | 0 | 0 | 0 | 0 | 0 | 0 | 0 | 0 | 0 | 0 | 0 | 0 | 0 | 0 | 0 | 0 | 0
Wednesday | 2 | 16 | 11 | 1115 | 0 | 0 | 0 | 0 | 0 | 0 | 0 | 0 | 0 | 0 | 0 | 0 | 0 | 0 | 0 | 0 | 0 | 0 | 0 | 0 | 0 |  | 0 | 0 | 0 | 0 | 0 | 0 | 0 | 0 |  |  |  |  | 0 | 1 | 0 | 0 | 0 | 0 | 0 | 0 |  | 1 | #VALUE! | 1 | 1 | 1 | #VALUE! | 0 | 0 | 0 | 0 | 0 | 0 | 0 | 0 | 0 | 0 | 0 | 0 | 0 | 0 | 0 | 0 | 0 | 0 | 0 | 0 | 0 | 0 | 0 | 0 | 0
Wednesday | 2 | 16 | 12 | 1116 | 0 | 0 | 0 | 0 | 0 | 0 | 0 | 0 | 0 | 0 | 0 | 0 | 0 | 0 | 0 | 0 | 0 | 0 | 0 | 0 | 0 |  | 0 | 0 | 0 | 0 | 0 | 0 | 0 | 0 |  |  |  |  | 0 | 1 | 0 | 0 | 0 | 0 | 0 | 0 |  | 1 | #VALUE! | 1 | 1 | 1 | #VALUE! | 0 | 0 | 0 | 0 | 0 | 0 | 0 | 0 | 0 | 0 | 0 | 0 | 0 | 0 | 0 | 0 | 0 | 0 | 0 | 0 | 0 | 0 | 0 | 0 | 0
Wednesday | 2 | 16 | 13 | 1117 | 0 | 0 | 0 | 0 | 0 | 0 | 0 | 0 | 0 | 0 | 0 | 0 | 0 | 0 | 0 | 0 | 0 | 0 | 0 | 0 | 0 |  | 0 | 0 | 0 | 0 | 0 | 0 | 0 | 0 |  |  |  |  | 0 | 1 | 0 | 0 | 0 | 0 | 0 | 0 |  | 1 | #VALUE! | 1 | 1 | 1 | #VALUE! | 0 | 0 | 0 | 0 | 0 | 0 | 0 | 0 | 0 | 0 | 0 | 0 | 0 | 0 | 0 | 0 | 0 | 0 | 0 | 0 | 0 | 0 | 0 | 0 | 0
Wednesday | 2 | 16 | 14 | 1118 | 0 | 0 | 0 | 0 | 0 | 0 | 0 | 0 | 0 | 0 | 0 | 0 | 0 | 0 | 0 | 0 | 0 | 0 | 0 | 0 | 0 |  | 0 | 0 | 0 | 0 | 0 | 0 | 0 | 0 |  |  |  |  | 0 | 1 | 0 | 0 | 0 | 0 | 0 | 0 |  | 1 | #VALUE! | 1 | 1 | 1 | #VALUE! | 0 | 0 | 0 | 0 | 0 | 0 | 0 | 0 | 0 | 0 | 0 | 0 | 0 | 0 | 0 | 0 | 0 | 0 | 0 | 0 | 0 | 0 | 0 | 0 | 0
Wednesday | 2 | 16 | 15 | 1119 | 0 | 0 | 0 | 0 | 0 | 0 | 0 | 0 | 0 | 0 | 0 | 0 | 0 | 0 | 0 | 0 | 0 | 0 | 0 | 0 | 0 |  | 0 | 0 | 0 | 0 | 0 | 0 | 0 | 0 |  |  |  |  | 0 | 1 | 0 | 0 | 0 | 0 | 0 | 0 |  | 1 | #VALUE! | 1 | 1 | 1 | #VALUE! | 0 | 0 | 0 | 0 | 0 | 0 | 0 | 0 | 0 | 0 | 0 | 0 | 0 | 0 | 0 | 0 | 0 | 0 | 0 | 0 | 0 | 0 | 0 | 0 | 0
Wednesday | 2 | 16 | 16 | 1120 | 0 | 0 | 0 | 0 | 0 | 0 | 0 | 0 | 0 | 0 | 0 | 0 | 0 | 0 | 0 | 0 | 0 | 0 | 0 | 0 | 0 |  | 0 | 0 | 0 | 0 | 0 | 0 | 0 | 0 |  |  |  |  | 0 | 1 | 0 | 0 | 0 | 0 | 0 | 0 |  | 1 | #VALUE! | 1 | 1 | 1 | #VALUE! | 0 | 0 | 0 | 0 | 0 | 0 | 0 | 0 | 0 | 0 | 0 | 0 | 0 | 0 | 0 | 0 | 0 | 0 | 0 | 0 | 0 | 0 | 0 | 0 | 0
Wednesday | 2 | 16 | 17 | 1121 | 0 | 0 | 0 | 0 | 0 | 0 | 0 | 0 | 0 | 0 | 0 | 0 | 0 | 0 | 0 | 0 | 0 | 0 | 0 | 0 | 0 |  | 0 | 0 | 0 | 0 | 0 | 0 | 0 | 0 |  |  |  |  | 0 | 1 | 0 | 0 | 0 | 0 | 0 | 0 |  | 1 | #VALUE! | 1 | 1 | 1 | #VALUE! | 0 | 0 | 0 | 0 | 0 | 0 | 0 | 0 | 0 | 0 | 0 | 0 | 0 | 0 | 0 | 0 | 0 | 0 | 0 | 0 | 0 | 0 | 0 | 0 | 0
Wednesday | 2 | 16 | 18 | 1122 | 0 | 0 | 0 | 0 | 0 | 0 | 0 | 0 | 0 | 0 | 0 | 0 | 0 | 0 | 0 | 0 | 0 | 0 | 0 | 0 | 0 |  | 0 | 0 | 0 | 0 | 0 | 0 | 0 | 0 |  |  |  |  | 0 | 1 | 0 | 0 | 0 | 0 | 0 | 0 |  | 1 | #VALUE! | 1 | 1 | 1 | #VALUE! | 0 | 0 | 0 | 0 | 0 | 0 | 0 | 0 | 0 | 0 | 0 | 0 | 0 | 0 | 0 | 0 | 0 | 0 | 0 | 0 | 0 | 0 | 0 | 0 | 0
Wednesday | 2 | 16 | 19 | 1123 | 0 | 0 | 0 | 0 | 0 | 0 | 0 | 0 | 0 | 0 | 0 | 0 | 0 | 0 | 0 | 0 | 0 | 0 | 0 | 0 | 0 |  | 0 | 0 | 0 | 0 | 0 | 0 | 0 | 0 |  |  |  |  | 1 | 0 | 0 | 0 | 0 | 0 | 0 | 0 |  | #VALUE! | 1 | 1 | 1 | 1 | #VALUE! | 0 | 0 | 0 | 0 | 0 | 0 | 0 | 0 | 0 | 0 | 0 | 0 | 0 | 0 | 0 | 0 | 0 | 0 | 0 | 0 | 0 | 0 | 0 | 0 | 0
Wednesday | 2 | 16 | 20 | 1124 | 0 | 0 | 0 | 0 | 0 | 0 | 0 | 0 | 0 | 0 | 0 | 0 | 0 | 0 | 0 | 0 | 0 | 0 | 0 | 0 | 0 |  | 0 | 0 | 0 | 0 | 0 | 0 | 0 | 0 |  |  |  |  | 1 | 0 | 0 | 0 | 0 | 0 | 0 | 0 |  | #VALUE! | 1 | 1 | 1 | 1 | #VALUE! | 0 | 0 | 0 | 0 | 0 | 0 | 0 | 0 | 0 | 0 | 0 | 0 | 0 | 0 | 0 | 0 | 0 | 0 | 0 | 0 | 0 | 0 | 0 | 0 | 0
Wednesday | 2 | 16 | 21 | 1125 | 0 | 0 | 0 | 0 | 0 | 0 | 0 | 0 | 0 | 0 | 0 | 0 | 0 | 0 | 0 | 0 | 0 | 0 | 0 | 0 | 0 |  | 0 | 0 | 0 | 0 | 0 | 0 | 0 | 0 |  |  |  |  | 0 | 1 | 0 | 0 | 0 | 0 | 0 | 0 |  | 1 | #VALUE! | 1 | 1 | 1 | #VALUE! | 0 | 0 | 0 | 0 | 0 | 0 | 0 | 0 | 0 | 0 | 0 | 0 | 0 | 0 | 0 | 0 | 0 | 0 | 0 | 0 | 0 | 0 | 0 | 0 | 0
Wednesday | 2 | 16 | 22 | 1126 | 0 | 0 | 0 | 0 | 0 | 0 | 0 | 0 | 0 | 0 | 0 | 0 | 0 | 0 | 0 | 0 | 0 | 0 | 0 | 0 | 0 |  | 0 | 0 | 0 | 0 | 0 | 0 | 0 | 0 |  |  |  |  | 0 | 1 | 0 | 0 | 0 | 0 | 0 | 0 |  | 1 | #VALUE! | 1 | 1 | 1 | #VALUE! | 0 | 0 | 0 | 0 | 0 | 0 | 0 | 0 | 0 | 0 | 0 | 0 | 0 | 0 | 0 | 0 | 0 | 0 | 0 | 0 | 0 | 0 | 0 | 0 | 0
Wednesday | 2 | 16 | 23 | 1127 | 0 | 0 | 0 | 0 | 0 | 0 | 0 | 0 | 0 | 0 | 0 | 0 | 0 | 0 | 0 | 0 | 0 | 0 | 0 | 0 | 0 |  | 0 | 0 | 0 | 0 | 0 | 0 | 0 | 0 |  |  |  |  | 0 | 0 | 1 | 0 | 0 | 0 | 0 | 0 |  | 1 | 1 | 1 | 1 | 1 | 1 | 0 | 0 | 0 | 0 | 0 | 0 | 0 | 0 | 0 | 0 | 0 | 0 | 0 | 0 | 0 | 0 | 0 | 0 | 0 | 0 | 0 | 0 | 0 | 0 | 0
Wednesday | 2 | 16 | 24 | 1128 | 0 | 0 | 0 | 0 | 0 | 0 | 0 | 0 | 0 | 0 | 0 | 0 | 0 | 0 | 0 | 0 | 0 | 0 | 0 | 0 | 0 |  | 0 | 0 | 0 | 0 | 0 | 0 | 0 | 0 |  |  |  |  | 0 | 0 | 1 | 0 | 0 | 0 | 0 | 0 |  | 1 | 1 | 1 | 1 | 1 | 1 | 0 | 0 | 0 | 0 | 0 | 0 | 0 | 0 | 0 | 0 | 0 | 0 | 0 | 0 | 0 | 0 | 0 | 0 | 0 | 0 | 0 | 0 | 0 | 0 | 0
Thursday | 2 | 17 | 1 | 1129 | 0 | 0 | 0 | 0 | 0 | 0 | 0 | 0 | 0 | 0 | 0 | 0 | 0 | 0 | 0 | 0 | 0 | 0 | 0 | 0 | 0 |  | 0 | 0 | 0 | 0 | 0 | 0 | 0 | 0 |  |  |  |  | 0 | 0 | 1 | 0 | 0 | 0 | 0 | 0 |  | 1 | 1 | 1 | 1 | 1 | 1 | 0 | 0 | 0 | 0 | 0 | 0 | 0 | 0 | 0 | 0 | 0 | 0 | 0 | 0 | 0 | 0 | 0 | 0 | 0 | 0 | 0 | 0 | 0 | 0 | 0
Thursday | 2 | 17 | 2 | 1130 | 0 | 0 | 0 | 0 | 0 | 0 | 0 | 0 | 0 | 0 | 0 | 0 | 0 | 0 | 0 | 0 | 0 | 0 | 0 | 0 | 0 |  | 0 | 0 | 0 | 0 | 0 | 0 | 0 | 0 |  |  |  |  | 0 | 0 | 1 | 0 | 0 | 0 | 0 | 0 |  | 1 | 1 | 1 | 1 | 1 | 1 | 0 | 0 | 0 | 0 | 0 | 0 | 0 | 0 | 0 | 0 | 0 | 0 | 0 | 0 | 0 | 0 | 0 | 0 | 0 | 0 | 0 | 0 | 0 | 0 | 0
Thursday | 2 | 17 | 3 | 1131 | 0 | 0 | 0 | 0 | 0 | 0 | 0 | 0 | 0 | 0 | 0 | 0 | 0 | 0 | 0 | 0 | 0 | 0 | 0 | 0 | 0 |  | 0 | 0 | 0 | 0 | 0 | 0 | 0 | 0 |  |  |  |  | 0 | 0 | 1 | 0 | 0 | 0 | 0 | 0 |  | 1 | 1 | 1 | 1 | 1 | 1 | 0 | 0 | 0 | 0 | 0 | 0 | 0 | 0 | 0 | 0 | 0 | 0 | 0 | 0 | 0 | 0 | 0 | 0 | 0 | 0 | 0 | 0 | 0 | 0 | 0
Thursday | 2 | 17 | 4 | 1132 | 0 | 0 | 0 | 0 | 0 | 0 | 0 | 0 | 0 | 0 | 0 | 0 | 0 | 0 | 0 | 0 | 0 | 0 | 0 | 0 | 0 |  | 0 | 0 | 0 | 0 | 0 | 0 | 0 | 0 |  |  |  |  | 0 | 0 | 1 | 0 | 0 | 0 | 0 | 0 |  | 1 | 1 | 1 | 1 | 1 | 1 | 0 | 0 | 0 | 0 | 0 | 0 | 0 | 0 | 0 | 0 | 0 | 0 | 0 | 0 | 0 | 0 | 0 | 0 | 0 | 0 | 0 | 0 | 0 | 0 | 0
Thursday | 2 | 17 | 5 | 1133 | 0 | 0 | 0 | 0 | 0 | 0 | 0 | 0 | 0 | 0 | 0 | 0 | 0 | 0 | 0 | 0 | 0 | 0 | 0 | 0 | 0 |  | 0 | 0 | 0 | 0 | 0 | 0 | 0 | 0 |  |  |  |  | 0 | 0 | 1 | 0 | 0 | 0 | 0 | 0 |  | 1 | 1 | 1 | 1 | 1 | 1 | 0 | 0 | 0 | 0 | 0 | 0 | 0 | 0 | 0 | 0 | 0 | 0 | 0 | 0 | 0 | 0 | 0 | 0 | 0 | 0 | 0 | 0 | 0 | 0 | 0
Thursday | 2 | 17 | 6 | 1134 | 0 | 0 | 0 | 0 | 0 | 0 | 0 | 0 | 0 | 0 | 0 | 0 | 0 | 0 | 0 | 0 | 0 | 0 | 0 | 0 | 0 |  | 0 | 0 | 0 | 0 | 0 | 0 | 0 | 0 |  |  |  |  | 0 | 0 | 1 | 0 | 0 | 0 | 0 | 0 |  | 1 | 1 | 1 | 1 | 1 | 1 | 0 | 0 | 0 | 0 | 0 | 0 | 0 | 0 | 0 | 0 | 0 | 0 | 0 | 0 | 0 | 0 | 0 | 0 | 0 | 0 | 0 | 0 | 0 | 0 | 0
Thursday | 2 | 17 | 7 | 1135 | 0 | 0 | 0 | 0 | 0 | 0 | 0 | 0 | 0 | 0 | 0 | 0 | 0 | 0 | 0 | 0 | 0 | 0 | 0 | 0 | 0 |  | 0 | 0 | 0 | 0 | 0 | 0 | 0 | 0 |  |  |  |  | 0 | 0 | 1 | 0 | 0 | 0 | 0 | 0 |  | 1 | 1 | 1 | 1 | 1 | 1 | 0 | 0 | 0 | 0 | 0 | 0 | 0 | 0 | 0 | 0 | 0 | 0 | 0 | 0 | 0 | 0 | 0 | 0 | 0 | 0 | 0 | 0 | 0 | 0 | 0
Thursday | 2 | 17 | 8 | 1136 | 0 | 0 | 0 | 0 | 0 | 0 | 0 | 0 | 0 | 0 | 0 | 0 | 0 | 0 | 0 | 0 | 0 | 0 | 0 | 0 | 0 |  | 0 | 0 | 0 | 0 | 0 | 0 | 0 | 0 |  |  |  |  | 0 | 1 | 0 | 0 | 0 | 0 | 0 | 0 |  | 1 | #VALUE! | 1 | 1 | 1 | #VALUE! | 0 | 0 | 0 | 0 | 0 | 0 | 0 | 0 | 0 | 0 | 0 | 0 | 0 | 0 | 0 | 0 | 0 | 0 | 0 | 0 | 0 | 0 | 0 | 0 | 0
Thursday | 2 | 17 | 9 | 1137 | 0 | 0 | 0 | 0 | 0 | 0 | 0 | 0 | 0 | 0 | 0 | 0 | 0 | 0 | 0 | 0 | 0 | 0 | 0 | 0 | 0 |  | 0 | 0 | 0 | 0 | 0 | 0 | 0 | 0 |  |  |  |  | 0 | 1 | 0 | 0 | 0 | 0 | 0 | 0 |  | 1 | #VALUE! | 1 | 1 | 1 | #VALUE! | 0 | 0 | 0 | 0 | 0 | 0 | 0 | 0 | 0 | 0 | 0 | 0 | 0 | 0 | 0 | 0 | 0 | 0 | 0 | 0 | 0 | 0 | 0 | 0 | 0
Thursday | 2 | 17 | 10 | 1138 | 0 | 0 | 0 | 0 | 0 | 0 | 0 | 0 | 0 | 0 | 0 | 0 | 0 | 0 | 0 | 0 | 0 | 0 | 0 | 0 | 0 |  | 0 | 0 | 0 | 0 | 0 | 0 | 0 | 0 |  |  |  |  | 0 | 1 | 0 | 0 | 0 | 0 | 0 | 0 |  | 1 | #VALUE! | 1 | 1 | 1 | #VALUE! | 0 | 0 | 0 | 0 | 0 | 0 | 0 | 0 | 0 | 0 | 0 | 0 | 0 | 0 | 0 | 0 | 0 | 0 | 0 | 0 | 0 | 0 | 0 | 0 | 0
Thursday | 2 | 17 | 11 | 1139 | 0 | 0 | 0 | 0 | 0 | 0 | 0 | 0 | 0 | 0 | 0 | 0 | 0 | 0 | 0 | 0 | 0 | 0 | 0 | 0 | 0 |  | 0 | 0 | 0 | 0 | 0 | 0 | 0 | 0 |  |  |  |  | 0 | 1 | 0 | 0 | 0 | 0 | 0 | 0 |  | 1 | #VALUE! | 1 | 1 | 1 | #VALUE! | 0 | 0 | 0 | 0 | 0 | 0 | 0 | 0 | 0 | 0 | 0 | 0 | 0 | 0 | 0 | 0 | 0 | 0 | 0 | 0 | 0 | 0 | 0 | 0 | 0
Thursday | 2 | 17 | 12 | 1140 | 0 | 0 | 0 | 0 | 0 | 0 | 0 | 0 | 0 | 0 | 0 | 0 | 0 | 0 | 0 | 0 | 0 | 0 | 0 | 0 | 0 |  | 0 | 0 | 0 | 0 | 0 | 0 | 0 | 0 |  |  |  |  | 0 | 1 | 0 | 0 | 0 | 0 | 0 | 0 |  | 1 | #VALUE! | 1 | 1 | 1 | #VALUE! | 0 | 0 | 0 | 0 | 0 | 0 | 0 | 0 | 0 | 0 | 0 | 0 | 0 | 0 | 0 | 0 | 0 | 0 | 0 | 0 | 0 | 0 | 0 | 0 | 0
Thursday | 2 | 17 | 13 | 1141 | 0 | 0 | 0 | 0 | 0 | 0 | 0 | 0 | 0 | 0 | 0 | 0 | 0 | 0 | 0 | 0 | 0 | 0 | 0 | 0 | 0 |  | 0 | 0 | 0 | 0 | 0 | 0 | 0 | 0 |  |  |  |  | 0 | 1 | 0 | 0 | 0 | 0 | 0 | 0 |  | 1 | #VALUE! | 1 | 1 | 1 | #VALUE! | 0 | 0 | 0 | 0 | 0 | 0 | 0 | 0 | 0 | 0 | 0 | 0 | 0 | 0 | 0 | 0 | 0 | 0 | 0 | 0 | 0 | 0 | 0 | 0 | 0
Thursday | 2 | 17 | 14 | 1142 | 0 | 0 | 0 | 0 | 0 | 0 | 0 | 0 | 0 | 0 | 0 | 0 | 0 | 0 | 0 | 0 | 0 | 0 | 0 | 0 | 0 |  | 0 | 0 | 0 | 0 | 0 | 0 | 0 | 0 |  |  |  |  | 0 | 1 | 0 | 0 | 0 | 0 | 0 | 0 |  | 1 | #VALUE! | 1 | 1 | 1 | #VALUE! | 0 | 0 | 0 | 0 | 0 | 0 | 0 | 0 | 0 | 0 | 0 | 0 | 0 | 0 | 0 | 0 | 0 | 0 | 0 | 0 | 0 | 0 | 0 | 0 | 0
Thursday | 2 | 17 | 15 | 1143 | 0 | 0 | 0 | 0 | 0 | 0 | 0 | 0 | 0 | 0 | 0 | 0 | 0 | 0 | 0 | 0 | 0 | 0 | 0 | 0 | 0 |  | 0 | 0 | 0 | 0 | 0 | 0 | 0 | 0 |  |  |  |  | 0 | 1 | 0 | 0 | 0 | 0 | 0 | 0 |  | 1 | #VALUE! | 1 | 1 | 1 | #VALUE! | 0 | 0 | 0 | 0 | 0 | 0 | 0 | 0 | 0 | 0 | 0 | 0 | 0 | 0 | 0 | 0 | 0 | 0 | 0 | 0 | 0 | 0 | 0 | 0 | 0
Thursday | 2 | 17 | 16 | 1144 | 0 | 0 | 0 | 0 | 0 | 0 | 0 | 0 | 0 | 0 | 0 | 0 | 0 | 0 | 0 | 0 | 0 | 0 | 0 | 0 | 0 |  | 0 | 0 | 0 | 0 | 0 | 0 | 0 | 0 |  |  |  |  | 0 | 1 | 0 | 0 | 0 | 0 | 0 | 0 |  | 1 | #VALUE! | 1 | 1 | 1 | #VALUE! | 0 | 0 | 0 | 0 | 0 | 0 | 0 | 0 | 0 | 0 | 0 | 0 | 0 | 0 | 0 | 0 | 0 | 0 | 0 | 0 | 0 | 0 | 0 | 0 | 0
Thursday | 2 | 17 | 17 | 1145 | 0 | 0 | 0 | 0 | 0 | 0 | 0 | 0 | 0 | 0 | 0 | 0 | 0 | 0 | 0 | 0 | 0 | 0 | 0 | 0 | 0 |  | 0 | 0 | 0 | 0 | 0 | 0 | 0 | 0 |  |  |  |  | 0 | 1 | 0 | 0 | 0 | 0 | 0 | 0 |  | 1 | #VALUE! | 1 | 1 | 1 | #VALUE! | 0 | 0 | 0 | 0 | 0 | 0 | 0 | 0 | 0 | 0 | 0 | 0 | 0 | 0 | 0 | 0 | 0 | 0 | 0 | 0 | 0 | 0 | 0 | 0 | 0
Thursday | 2 | 17 | 18 | 1146 | 0 | 0 | 0 | 0 | 0 | 0 | 0 | 0 | 0 | 0 | 0 | 0 | 0 | 0 | 0 | 0 | 0 | 0 | 0 | 0 | 0 |  | 0 | 0 | 0 | 0 | 0 | 0 | 0 | 0 |  |  |  |  | 0 | 1 | 0 | 0 | 0 | 0 | 0 | 0 |  | 1 | #VALUE! | 1 | 1 | 1 | #VALUE! | 0 | 0 | 0 | 0 | 0 | 0 | 0 | 0 | 0 | 0 | 0 | 0 | 0 | 0 | 0 | 0 | 0 | 0 | 0 | 0 | 0 | 0 | 0 | 0 | 0
Thursday | 2 | 17 | 19 | 1147 | 0 | 0 | 0 | 0 | 0 | 0 | 0 | 0 | 0 | 0 | 0 | 0 | 0 | 0 | 0 | 0 | 0 | 0 | 0 | 0 | 0 |  | 0 | 0 | 0 | 0 | 0 | 0 | 0 | 0 |  |  |  |  | 1 | 0 | 0 | 0 | 0 | 0 | 0 | 0 |  | #VALUE! | 1 | 1 | 1 | 1 | #VALUE! | 0 | 0 | 0 | 0 | 0 | 0 | 0 | 0 | 0 | 0 | 0 | 0 | 0 | 0 | 0 | 0 | 0 | 0 | 0 | 0 | 0 | 0 | 0 | 0 | 0
Thursday | 2 | 17 | 20 | 1148 | 0 | 0 | 0 | 0 | 0 | 0 | 0 | 0 | 0 | 0 | 0 | 0 | 0 | 0 | 0 | 0 | 0 | 0 | 0 | 0 | 0 |  | 0 | 0 | 0 | 0 | 0 | 0 | 0 | 0 |  |  |  |  | 1 | 0 | 0 | 0 | 0 | 0 | 0 | 0 |  | #VALUE! | 1 | 1 | 1 | 1 | #VALUE! | 0 | 0 | 0 | 0 | 0 | 0 | 0 | 0 | 0 | 0 | 0 | 0 | 0 | 0 | 0 | 0 | 0 | 0 | 0 | 0 | 0 | 0 | 0 | 0 | 0
Thursday | 2 | 17 | 21 | 1149 | 0 | 0 | 0 | 0 | 0 | 0 | 0 | 0 | 0 | 0 | 0 | 0 | 0 | 0 | 0 | 0 | 0 | 0 | 0 | 0 | 0 |  | 0 | 0 | 0 | 0 | 0 | 0 | 0 | 0 |  |  |  |  | 0 | 1 | 0 | 0 | 0 | 0 | 0 | 0 |  | 1 | #VALUE! | 1 | 1 | 1 | #VALUE! | 0 | 0 | 0 | 0 | 0 | 0 | 0 | 0 | 0 | 0 | 0 | 0 | 0 | 0 | 0 | 0 | 0 | 0 | 0 | 0 | 0 | 0 | 0 | 0 | 0
Thursday | 2 | 17 | 22 | 1150 | 0 | 0 | 0 | 0 | 0 | 0 | 0 | 0 | 0 | 0 | 0 | 0 | 0 | 0 | 0 | 0 | 0 | 0 | 0 | 0 | 0 |  | 0 | 0 | 0 | 0 | 0 | 0 | 0 | 0 |  |  |  |  | 0 | 1 | 0 | 0 | 0 | 0 | 0 | 0 |  | 1 | #VALUE! | 1 | 1 | 1 | #VALUE! | 0 | 0 | 0 | 0 | 0 | 0 | 0 | 0 | 0 | 0 | 0 | 0 | 0 | 0 | 0 | 0 | 0 | 0 | 0 | 0 | 0 | 0 | 0 | 0 | 0
Thursday | 2 | 17 | 23 | 1151 | 0 | 0 | 0 | 0 | 0 | 0 | 0 | 0 | 0 | 0 | 0 | 0 | 0 | 0 | 0 | 0 | 0 | 0 | 0 | 0 | 0 |  | 0 | 0 | 0 | 0 | 0 | 0 | 0 | 0 |  |  |  |  | 0 | 0 | 1 | 0 | 0 | 0 | 0 | 0 |  | 1 | 1 | 1 | 1 | 1 | 1 | 0 | 0 | 0 | 0 | 0 | 0 | 0 | 0 | 0 | 0 | 0 | 0 | 0 | 0 | 0 | 0 | 0 | 0 | 0 | 0 | 0 | 0 | 0 | 0 | 0
Thursday | 2 | 17 | 24 | 1152 | 0 | 0 | 0 | 0 | 0 | 0 | 0 | 0 | 0 | 0 | 0 | 0 | 0 | 0 | 0 | 0 | 0 | 0 | 0 | 0 | 0 |  | 0 | 0 | 0 | 0 | 0 | 0 | 0 | 0 |  |  |  |  | 0 | 0 | 1 | 0 | 0 | 0 | 0 | 0 |  | 1 | 1 | 1 | 1 | 1 | 1 | 0 | 0 | 0 | 0 | 0 | 0 | 0 | 0 | 0 | 0 | 0 | 0 | 0 | 0 | 0 | 0 | 0 | 0 | 0 | 0 | 0 | 0 | 0 | 0 | 0
Friday | 2 | 18 | 1 | 1153 | 0 | 0 | 0 | 0 | 0 | 0 | 0 | 0 | 0 | 0 | 0 | 0 | 0 | 0 | 0 | 0 | 0 | 0 | 0 | 0 | 0 |  | 0 | 0 | 0 | 0 | 0 | 0 | 0 | 0 |  |  |  |  | 0 | 0 | 1 | 0 | 0 | 0 | 0 | 0 |  | 1 | 1 | 1 | 1 | 1 | 1 | 0 | 0 | 0 | 0 | 0 | 0 | 0 | 0 | 0 | 0 | 0 | 0 | 0 | 0 | 0 | 0 | 0 | 0 | 0 | 0 | 0 | 0 | 0 | 0 | 0
Friday | 2 | 18 | 2 | 1154 | 0 | 0 | 0 | 0 | 0 | 0 | 0 | 0 | 0 | 0 | 0 | 0 | 0 | 0 | 0 | 0 | 0 | 0 | 0 | 0 | 0 |  | 0 | 0 | 0 | 0 | 0 | 0 | 0 | 0 |  |  |  |  | 0 | 0 | 1 | 0 | 0 | 0 | 0 | 0 |  | 1 | 1 | 1 | 1 | 1 | 1 | 0 | 0 | 0 | 0 | 0 | 0 | 0 | 0 | 0 | 0 | 0 | 0 | 0 | 0 | 0 | 0 | 0 | 0 | 0 | 0 | 0 | 0 | 0 | 0 | 0
Friday | 2 | 18 | 3 | 1155 | 0 | 0 | 0 | 0 | 0 | 0 | 0 | 0 | 0 | 0 | 0 | 0 | 0 | 0 | 0 | 0 | 0 | 0 | 0 | 0 | 0 |  | 0 | 0 | 0 | 0 | 0 | 0 | 0 | 0 |  |  |  |  | 0 | 0 | 1 | 0 | 0 | 0 | 0 | 0 |  | 1 | 1 | 1 | 1 | 1 | 1 | 0 | 0 | 0 | 0 | 0 | 0 | 0 | 0 | 0 | 0 | 0 | 0 | 0 | 0 | 0 | 0 | 0 | 0 | 0 | 0 | 0 | 0 | 0 | 0 | 0
Friday | 2 | 18 | 4 | 1156 | 0 | 0 | 0 | 0 | 0 | 0 | 0 | 0 | 0 | 0 | 0 | 0 | 0 | 0 | 0 | 0 | 0 | 0 | 0 | 0 | 0 |  | 0 | 0 | 0 | 0 | 0 | 0 | 0 | 0 |  |  |  |  | 0 | 0 | 1 | 0 | 0 | 0 | 0 | 0 |  | 1 | 1 | 1 | 1 | 1 | 1 | 0 | 0 | 0 | 0 | 0 | 0 | 0 | 0 | 0 | 0 | 0 | 0 | 0 | 0 | 0 | 0 | 0 | 0 | 0 | 0 | 0 | 0 | 0 | 0 | 0
Friday | 2 | 18 | 5 | 1157 | 0 | 0 | 0 | 0 | 0 | 0 | 0 | 0 | 0 | 0 | 0 | 0 | 0 | 0 | 0 | 0 | 0 | 0 | 0 | 0 | 0 |  | 0 | 0 | 0 | 0 | 0 | 0 | 0 | 0 |  |  |  |  | 0 | 0 | 1 | 0 | 0 | 0 | 0 | 0 |  | 1 | 1 | 1 | 1 | 1 | 1 | 0 | 0 | 0 | 0 | 0 | 0 | 0 | 0 | 0 | 0 | 0 | 0 | 0 | 0 | 0 | 0 | 0 | 0 | 0 | 0 | 0 | 0 | 0 | 0 | 0
Friday | 2 | 18 | 6 | 1158 | 0 | 0 | 0 | 0 | 0 | 0 | 0 | 0 | 0 | 0 | 0 | 0 | 0 | 0 | 0 | 0 | 0 | 0 | 0 | 0 | 0 |  | 0 | 0 | 0 | 0 | 0 | 0 | 0 | 0 |  |  |  |  | 0 | 0 | 1 | 0 | 0 | 0 | 0 | 0 |  | 1 | 1 | 1 | 1 | 1 | 1 | 0 | 0 | 0 | 0 | 0 | 0 | 0 | 0 | 0 | 0 | 0 | 0 | 0 | 0 | 0 | 0 | 0 | 0 | 0 | 0 | 0 | 0 | 0 | 0 | 0
Friday | 2 | 18 | 7 | 1159 | 0 | 0 | 0 | 0 | 0 | 0 | 0 | 0 | 0 | 0 | 0 | 0 | 0 | 0 | 0 | 0 | 0 | 0 | 0 | 0 | 0 |  | 0 | 0 | 0 | 0 | 0 | 0 | 0 | 0 |  |  |  |  | 0 | 0 | 1 | 0 | 0 | 0 | 0 | 0 |  | 1 | 1 | 1 | 1 | 1 | 1 | 0 | 0 | 0 | 0 | 0 | 0 | 0 | 0 | 0 | 0 | 0 | 0 | 0 | 0 | 0 | 0 | 0 | 0 | 0 | 0 | 0 | 0 | 0 | 0 | 0
Friday | 2 | 18 | 8 | 1160 | 0 | 0 | 0 | 0 | 0 | 0 | 0 | 0 | 0 | 0 | 0 | 0 | 0 | 0 | 0 | 0 | 0 | 0 | 0 | 0 | 0 |  | 0 | 0 | 0 | 0 | 0 | 0 | 0 | 0 |  |  |  |  | 0 | 1 | 0 | 0 | 0 | 0 | 0 | 0 |  | 1 | #VALUE! | 1 | 1 | 1 | #VALUE! | 0 | 0 | 0 | 0 | 0 | 0 | 0 | 0 | 0 | 0 | 0 | 0 | 0 | 0 | 0 | 0 | 0 | 0 | 0 | 0 | 0 | 0 | 0 | 0 | 0
Friday | 2 | 18 | 9 | 1161 | 0 | 0 | 0 | 0 | 0 | 0 | 0 | 0 | 0 | 0 | 0 | 0 | 0 | 0 | 0 | 0 | 0 | 0 | 0 | 0 | 0 |  | 0 | 0 | 0 | 0 | 0 | 0 | 0 | 0 |  |  |  |  | 0 | 1 | 0 | 0 | 0 | 0 | 0 | 0 |  | 1 | #VALUE! | 1 | 1 | 1 | #VALUE! | 0 | 0 | 0 | 0 | 0 | 0 | 0 | 0 | 0 | 0 | 0 | 0 | 0 | 0 | 0 | 0 | 0 | 0 | 0 | 0 | 0 | 0 | 0 | 0 | 0
Friday | 2 | 18 | 10 | 1162 | 0 | 0 | 0 | 0 | 0 | 0 | 0 | 0 | 0 | 0 | 0 | 0 | 0 | 0 | 0 | 0 | 0 | 0 | 0 | 0 | 0 |  | 0 | 0 | 0 | 0 | 0 | 0 | 0 | 0 |  |  |  |  | 0 | 1 | 0 | 0 | 0 | 0 | 0 | 0 |  | 1 | #VALUE! | 1 | 1 | 1 | #VALUE! | 0 | 0 | 0 | 0 | 0 | 0 | 0 | 0 | 0 | 0 | 0 | 0 | 0 | 0 | 0 | 0 | 0 | 0 | 0 | 0 | 0 | 0 | 0 | 0 | 0
Friday | 2 | 18 | 11 | 1163 | 0 | 0 | 0 | 0 | 0 | 0 | 0 | 0 | 0 | 0 | 0 | 0 | 0 | 0 | 0 | 0 | 0 | 0 | 0 | 0 | 0 |  | 0 | 0 | 0 | 0 | 0 | 0 | 0 | 0 |  |  |  |  | 0 | 1 | 0 | 0 | 0 | 0 | 0 | 0 |  | 1 | #VALUE! | 1 | 1 | 1 | #VALUE! | 0 | 0 | 0 | 0 | 0 | 0 | 0 | 0 | 0 | 0 | 0 | 0 | 0 | 0 | 0 | 0 | 0 | 0 | 0 | 0 | 0 | 0 | 0 | 0 | 0
Friday | 2 | 18 | 12 | 1164 | 0 | 0 | 0 | 0 | 0 | 0 | 0 | 0 | 0 | 0 | 0 | 0 | 0 | 0 | 0 | 0 | 0 | 0 | 0 | 0 | 0 |  | 0 | 0 | 0 | 0 | 0 | 0 | 0 | 0 |  |  |  |  | 0 | 1 | 0 | 0 | 0 | 0 | 0 | 0 |  | 1 | #VALUE! | 1 | 1 | 1 | #VALUE! | 0 | 0 | 0 | 0 | 0 | 0 | 0 | 0 | 0 | 0 | 0 | 0 | 0 | 0 | 0 | 0 | 0 | 0 | 0 | 0 | 0 | 0 | 0 | 0 | 0
Friday | 2 | 18 | 13 | 1165 | 0 | 0 | 0 | 0 | 0 | 0 | 0 | 0 | 0 | 0 | 0 | 0 | 0 | 0 | 0 | 0 | 0 | 0 | 0 | 0 | 0 |  | 0 | 0 | 0 | 0 | 0 | 0 | 0 | 0 |  |  |  |  | 0 | 1 | 0 | 0 | 0 | 0 | 0 | 0 |  | 1 | #VALUE! | 1 | 1 | 1 | #VALUE! | 0 | 0 | 0 | 0 | 0 | 0 | 0 | 0 | 0 | 0 | 0 | 0 | 0 | 0 | 0 | 0 | 0 | 0 | 0 | 0 | 0 | 0 | 0 | 0 | 0
Friday | 2 | 18 | 14 | 1166 | 0 | 0 | 0 | 0 | 0 | 0 | 0 | 0 | 0 | 0 | 0 | 0 | 0 | 0 | 0 | 0 | 0 | 0 | 0 | 0 | 0 |  | 0 | 0 | 0 | 0 | 0 | 0 | 0 | 0 |  |  |  |  | 0 | 1 | 0 | 0 | 0 | 0 | 0 | 0 |  | 1 | #VALUE! | 1 | 1 | 1 | #VALUE! | 0 | 0 | 0 | 0 | 0 | 0 | 0 | 0 | 0 | 0 | 0 | 0 | 0 | 0 | 0 | 0 | 0 | 0 | 0 | 0 | 0 | 0 | 0 | 0 | 0
Friday | 2 | 18 | 15 | 1167 | 0 | 0 | 0 | 0 | 0 | 0 | 0 | 0 | 0 | 0 | 0 | 0 | 0 | 0 | 0 | 0 | 0 | 0 | 0 | 0 | 0 |  | 0 | 0 | 0 | 0 | 0 | 0 | 0 | 0 |  |  |  |  | 0 | 1 | 0 | 0 | 0 | 0 | 0 | 0 |  | 1 | #VALUE! | 1 | 1 | 1 | #VALUE! | 0 | 0 | 0 | 0 | 0 | 0 | 0 | 0 | 0 | 0 | 0 | 0 | 0 | 0 | 0 | 0 | 0 | 0 | 0 | 0 | 0 | 0 | 0 | 0 | 0
Friday | 2 | 18 | 16 | 1168 | 0 | 0 | 0 | 0 | 0 | 0 | 0 | 0 | 0 | 0 | 0 | 0 | 0 | 0 | 0 | 0 | 0 | 0 | 0 | 0 | 0 |  | 0 | 0 | 0 | 0 | 0 | 0 | 0 | 0 |  |  |  |  | 0 | 1 | 0 | 0 | 0 | 0 | 0 | 0 |  | 1 | #VALUE! | 1 | 1 | 1 | #VALUE! | 0 | 0 | 0 | 0 | 0 | 0 | 0 | 0 | 0 | 0 | 0 | 0 | 0 | 0 | 0 | 0 | 0 | 0 | 0 | 0 | 0 | 0 | 0 | 0 | 0
Friday | 2 | 18 | 17 | 1169 | 0 | 0 | 0 | 0 | 0 | 0 | 0 | 0 | 0 | 0 | 0 | 0 | 0 | 0 | 0 | 0 | 0 | 0 | 0 | 0 | 0 |  | 0 | 0 | 0 | 0 | 0 | 0 | 0 | 0 |  |  |  |  | 0 | 1 | 0 | 0 | 0 | 0 | 0 | 0 |  | 1 | #VALUE! | 1 | 1 | 1 | #VALUE! | 0 | 0 | 0 | 0 | 0 | 0 | 0 | 0 | 0 | 0 | 0 | 0 | 0 | 0 | 0 | 0 | 0 | 0 | 0 | 0 | 0 | 0 | 0 | 0 | 0
Friday | 2 | 18 | 18 | 1170 | 0 | 0 | 0 | 0 | 0 | 0 | 0 | 0 | 0 | 0 | 0 | 0 | 0 | 0 | 0 | 0 | 0 | 0 | 0 | 0 | 0 |  | 0 | 0 | 0 | 0 | 0 | 0 | 0 | 0 |  |  |  |  | 0 | 1 | 0 | 0 | 0 | 0 | 0 | 0 |  | 1 | #VALUE! | 1 | 1 | 1 | #VALUE! | 0 | 0 | 0 | 0 | 0 | 0 | 0 | 0 | 0 | 0 | 0 | 0 | 0 | 0 | 0 | 0 | 0 | 0 | 0 | 0 | 0 | 0 | 0 | 0 | 0
Friday | 2 | 18 | 19 | 1171 | 0 | 0 | 0 | 0 | 0 | 0 | 0 | 0 | 0 | 0 | 0 | 0 | 0 | 0 | 0 | 0 | 0 | 0 | 0 | 0 | 0 |  | 0 | 0 | 0 | 0 | 0 | 0 | 0 | 0 |  |  |  |  | 1 | 0 | 0 | 0 | 0 | 0 | 0 | 0 |  | #VALUE! | 1 | 1 | 1 | 1 | #VALUE! | 0 | 0 | 0 | 0 | 0 | 0 | 0 | 0 | 0 | 0 | 0 | 0 | 0 | 0 | 0 | 0 | 0 | 0 | 0 | 0 | 0 | 0 | 0 | 0 | 0
Friday | 2 | 18 | 20 | 1172 | 0 | 0 | 0 | 0 | 0 | 0 | 0 | 0 | 0 | 0 | 0 | 0 | 0 | 0 | 0 | 0 | 0 | 0 | 0 | 0 | 0 |  | 0 | 0 | 0 | 0 | 0 | 0 | 0 | 0 |  |  |  |  | 1 | 0 | 0 | 0 | 0 | 0 | 0 | 0 |  | #VALUE! | 1 | 1 | 1 | 1 | #VALUE! | 0 | 0 | 0 | 0 | 0 | 0 | 0 | 0 | 0 | 0 | 0 | 0 | 0 | 0 | 0 | 0 | 0 | 0 | 0 | 0 | 0 | 0 | 0 | 0 | 0
Friday | 2 | 18 | 21 | 1173 | 0 | 0 | 0 | 0 | 0 | 0 | 0 | 0 | 0 | 0 | 0 | 0 | 0 | 0 | 0 | 0 | 0 | 0 | 0 | 0 | 0 |  | 0 | 0 | 0 | 0 | 0 | 0 | 0 | 0 |  |  |  |  | 0 | 1 | 0 | 0 | 0 | 0 | 0 | 0 |  | 1 | #VALUE! | 1 | 1 | 1 | #VALUE! | 0 | 0 | 0 | 0 | 0 | 0 | 0 | 0 | 0 | 0 | 0 | 0 | 0 | 0 | 0 | 0 | 0 | 0 | 0 | 0 | 0 | 0 | 0 | 0 | 0
Friday | 2 | 18 | 22 | 1174 | 0 | 0 | 0 | 0 | 0 | 0 | 0 | 0 | 0 | 0 | 0 | 0 | 0 | 0 | 0 | 0 | 0 | 0 | 0 | 0 | 0 |  | 0 | 0 | 0 | 0 | 0 | 0 | 0 | 0 |  |  |  |  | 0 | 1 | 0 | 0 | 0 | 0 | 0 | 0 |  | 1 | #VALUE! | 1 | 1 | 1 | #VALUE! | 0 | 0 | 0 | 0 | 0 | 0 | 0 | 0 | 0 | 0 | 0 | 0 | 0 | 0 | 0 | 0 | 0 | 0 | 0 | 0 | 0 | 0 | 0 | 0 | 0
Friday | 2 | 18 | 23 | 1175 | 0 | 0 | 0 | 0 | 0 | 0 | 0 | 0 | 0 | 0 | 0 | 0 | 0 | 0 | 0 | 0 | 0 | 0 | 0 | 0 | 0 |  | 0 | 0 | 0 | 0 | 0 | 0 | 0 | 0 |  |  |  |  | 0 | 0 | 1 | 0 | 0 | 0 | 0 | 0 |  | 1 | 1 | 1 | 1 | 1 | 1 | 0 | 0 | 0 | 0 | 0 | 0 | 0 | 0 | 0 | 0 | 0 | 0 | 0 | 0 | 0 | 0 | 0 | 0 | 0 | 0 | 0 | 0 | 0 | 0 | 0
Friday | 2 | 18 | 24 | 1176 | 0 | 0 | 0 | 0 | 0 | 0 | 0 | 0 | 0 | 0 | 0 | 0 | 0 | 0 | 0 | 0 | 0 | 0 | 0 | 0 | 0 |  | 0 | 0 | 0 | 0 | 0 | 0 | 0 | 0 |  |  |  |  | 0 | 0 | 1 | 0 | 0 | 0 | 0 | 0 |  | 1 | 1 | 1 | 1 | 1 | 1 | 0 | 0 | 0 | 0 | 0 | 0 | 0 | 0 | 0 | 0 | 0 | 0 | 0 | 0 | 0 | 0 | 0 | 0 | 0 | 0 | 0 | 0 | 0 | 0 | 0
Saturday | 2 | 19 | 1 | 1177 | 0 | 0 | 0 | 0 | 0 | 0 | 0 | 0 | 0 | 0 | 0 | 0 | 0 | 0 | 0 | 0 | 0 | 0 | 0 | 0 | 0 |  | 0 | 0 | 0 | 0 | 0 | 0 | 0 | 0 |  |  |  |  | 0 | 0 | 1 | 0 | 0 | 0 | 0 | 0 |  | 1 | 1 | 1 | 1 | 1 | 1 | 0 | 0 | 0 | 0 | 0 | 0 | 0 | 0 | 0 | 0 | 0 | 0 | 0 | 0 | 0 | 0 | 0 | 0 | 0 | 0 | 0 | 0 | 0 | 0 | 0
Saturday | 2 | 19 | 2 | 1178 | 0 | 0 | 0 | 0 | 0 | 0 | 0 | 0 | 0 | 0 | 0 | 0 | 0 | 0 | 0 | 0 | 0 | 0 | 0 | 0 | 0 |  | 0 | 0 | 0 | 0 | 0 | 0 | 0 | 0 |  |  |  |  | 0 | 0 | 1 | 0 | 0 | 0 | 0 | 0 |  | 1 | 1 | 1 | 1 | 1 | 1 | 0 | 0 | 0 | 0 | 0 | 0 | 0 | 0 | 0 | 0 | 0 | 0 | 0 | 0 | 0 | 0 | 0 | 0 | 0 | 0 | 0 | 0 | 0 | 0 | 0
Saturday | 2 | 19 | 3 | 1179 | 0 | 0 | 0 | 0 | 0 | 0 | 0 | 0 | 0 | 0 | 0 | 0 | 0 | 0 | 0 | 0 | 0 | 0 | 0 | 0 | 0 |  | 0 | 0 | 0 | 0 | 0 | 0 | 0 | 0 |  |  |  |  | 0 | 0 | 1 | 0 | 0 | 0 | 0 | 0 |  | 1 | 1 | 1 | 1 | 1 | 1 | 0 | 0 | 0 | 0 | 0 | 0 | 0 | 0 | 0 | 0 | 0 | 0 | 0 | 0 | 0 | 0 | 0 | 0 | 0 | 0 | 0 | 0 | 0 | 0 | 0
Saturday | 2 | 19 | 4 | 1180 | 0 | 0 | 0 | 0 | 0 | 0 | 0 | 0 | 0 | 0 | 0 | 0 | 0 | 0 | 0 | 0 | 0 | 0 | 0 | 0 | 0 |  | 0 | 0 | 0 | 0 | 0 | 0 | 0 | 0 |  |  |  |  | 0 | 0 | 1 | 0 | 0 | 0 | 0 | 0 |  | 1 | 1 | 1 | 1 | 1 | 1 | 0 | 0 | 0 | 0 | 0 | 0 | 0 | 0 | 0 | 0 | 0 | 0 | 0 | 0 | 0 | 0 | 0 | 0 | 0 | 0 | 0 | 0 | 0 | 0 | 0
Saturday | 2 | 19 | 5 | 1181 | 0 | 0 | 0 | 0 | 0 | 0 | 0 | 0 | 0 | 0 | 0 | 0 | 0 | 0 | 0 | 0 | 0 | 0 | 0 | 0 | 0 |  | 0 | 0 | 0 | 0 | 0 | 0 | 0 | 0 |  |  |  |  | 0 | 0 | 1 | 0 | 0 | 0 | 0 | 0 |  | 1 | 1 | 1 | 1 | 1 | 1 | 0 | 0 | 0 | 0 | 0 | 0 | 0 | 0 | 0 | 0 | 0 | 0 | 0 | 0 | 0 | 0 | 0 | 0 | 0 | 0 | 0 | 0 | 0 | 0 | 0
Saturday | 2 | 19 | 6 | 1182 | 0 | 0 | 0 | 0 | 0 | 0 | 0 | 0 | 0 | 0 | 0 | 0 | 0 | 0 | 0 | 0 | 0 | 0 | 0 | 0 | 0 |  | 0 | 0 | 0 | 0 | 0 | 0 | 0 | 0 |  |  |  |  | 0 | 0 | 1 | 0 | 0 | 0 | 0 | 0 |  | 1 | 1 | 1 | 1 | 1 | 1 | 0 | 0 | 0 | 0 | 0 | 0 | 0 | 0 | 0 | 0 | 0 | 0 | 0 | 0 | 0 | 0 | 0 | 0 | 0 | 0 | 0 | 0 | 0 | 0 | 0
Saturday | 2 | 19 | 7 | 1183 | 0 | 0 | 0 | 0 | 0 | 0 | 0 | 0 | 0 | 0 | 0 | 0 | 0 | 0 | 0 | 0 | 0 | 0 | 0 | 0 | 0 |  | 0 | 0 | 0 | 0 | 0 | 0 | 0 | 0 |  |  |  |  | 0 | 0 | 1 | 0 | 0 | 0 | 0 | 0 |  | 1 | 1 | 1 | 1 | 1 | 1 | 0 | 0 | 0 | 0 | 0 | 0 | 0 | 0 | 0 | 0 | 0 | 0 | 0 | 0 | 0 | 0 | 0 | 0 | 0 | 0 | 0 | 0 | 0 | 0 | 0
Saturday | 2 | 19 | 8 | 1184 | 0 | 0 | 0 | 0 | 0 | 0 | 0 | 0 | 0 | 0 | 0 | 0 | 0 | 0 | 0 | 0 | 0 | 0 | 0 | 0 | 0 |  | 0 | 0 | 0 | 0 | 0 | 0 | 0 | 0 |  |  |  |  | 0 | 0 | 1 | 0 | 0 | 0 | 0 | 0 |  | 1 | 1 | 1 | 1 | 1 | 1 | 0 | 0 | 0 | 0 | 0 | 0 | 0 | 0 | 0 | 0 | 0 | 0 | 0 | 0 | 0 | 0 | 0 | 0 | 0 | 0 | 0 | 0 | 0 | 0 | 0
Saturday | 2 | 19 | 9 | 1185 | 0 | 0 | 0 | 0 | 0 | 0 | 0 | 0 | 0 | 0 | 0 | 0 | 0 | 0 | 0 | 0 | 0 | 0 | 0 | 0 | 0 |  | 0 | 0 | 0 | 0 | 0 | 0 | 0 | 0 |  |  |  |  | 0 | 0 | 1 | 0 | 0 | 0 | 0 | 0 |  | 1 | 1 | 1 | 1 | 1 | 1 | 0 | 0 | 0 | 0 | 0 | 0 | 0 | 0 | 0 | 0 | 0 | 0 | 0 | 0 | 0 | 0 | 0 | 0 | 0 | 0 | 0 | 0 | 0 | 0 | 0
Saturday | 2 | 19 | 10 | 1186 | 0 | 0 | 0 | 0 | 0 | 0 | 0 | 0 | 0 | 0 | 0 | 0 | 0 | 0 | 0 | 0 | 0 | 0 | 0 | 0 | 0 |  | 0 | 0 | 0 | 0 | 0 | 0 | 0 | 0 |  |  |  |  | 0 | 0 | 1 | 0 | 0 | 0 | 0 | 0 |  | 1 | 1 | 1 | 1 | 1 | 1 | 0 | 0 | 0 | 0 | 0 | 0 | 0 | 0 | 0 | 0 | 0 | 0 | 0 | 0 | 0 | 0 | 0 | 0 | 0 | 0 | 0 | 0 | 0 | 0 | 0
Saturday | 2 | 19 | 11 | 1187 | 0 | 0 | 0 | 0 | 0 | 0 | 0 | 0 | 0 | 0 | 0 | 0 | 0 | 0 | 0 | 0 | 0 | 0 | 0 | 0 | 0 |  | 0 | 0 | 0 | 0 | 0 | 0 | 0 | 0 |  |  |  |  | 0 | 0 | 1 | 0 | 0 | 0 | 0 | 0 |  | 1 | 1 | 1 | 1 | 1 | 1 | 0 | 0 | 0 | 0 | 0 | 0 | 0 | 0 | 0 | 0 | 0 | 0 | 0 | 0 | 0 | 0 | 0 | 0 | 0 | 0 | 0 | 0 | 0 | 0 | 0
Saturday | 2 | 19 | 12 | 1188 | 0 | 0 | 0 | 0 | 0 | 0 | 0 | 0 | 0 | 0 | 0 | 0 | 0 | 0 | 0 | 0 | 0 | 0 | 0 | 0 | 0 |  | 0 | 0 | 0 | 0 | 0 | 0 | 0 | 0 |  |  |  |  | 0 | 0 | 1 | 0 | 0 | 0 | 0 | 0 |  | 1 | 1 | 1 | 1 | 1 | 1 | 0 | 0 | 0 | 0 | 0 | 0 | 0 | 0 | 0 | 0 | 0 | 0 | 0 | 0 | 0 | 0 | 0 | 0 | 0 | 0 | 0 | 0 | 0 | 0 | 0
Saturday | 2 | 19 | 13 | 1189 | 0 | 0 | 0 | 0 | 0 | 0 | 0 | 0 | 0 | 0 | 0 | 0 | 0 | 0 | 0 | 0 | 0 | 0 | 0 | 0 | 0 |  | 0 | 0 | 0 | 0 | 0 | 0 | 0 | 0 |  |  |  |  | 0 | 0 | 1 | 0 | 0 | 0 | 0 | 0 |  | 1 | 1 | 1 | 1 | 1 | 1 | 0 | 0 | 0 | 0 | 0 | 0 | 0 | 0 | 0 | 0 | 0 | 0 | 0 | 0 | 0 | 0 | 0 | 0 | 0 | 0 | 0 | 0 | 0 | 0 | 0
Saturday | 2 | 19 | 14 | 1190 | 0 | 0 | 0 | 0 | 0 | 0 | 0 | 0 | 0 | 0 | 0 | 0 | 0 | 0 | 0 | 0 | 0 | 0 | 0 | 0 | 0 |  | 0 | 0 | 0 | 0 | 0 | 0 | 0 | 0 |  |  |  |  | 0 | 0 | 1 | 0 | 0 | 0 | 0 | 0 |  | 1 | 1 | 1 | 1 | 1 | 1 | 0 | 0 | 0 | 0 | 0 | 0 | 0 | 0 | 0 | 0 | 0 | 0 | 0 | 0 | 0 | 0 | 0 | 0 | 0 | 0 | 0 | 0 | 0 | 0 | 0
Saturday | 2 | 19 | 15 | 1191 | 0 | 0 | 0 | 0 | 0 | 0 | 0 | 0 | 0 | 0 | 0 | 0 | 0 | 0 | 0 | 0 | 0 | 0 | 0 | 0 | 0 |  | 0 | 0 | 0 | 0 | 0 | 0 | 0 | 0 |  |  |  |  | 0 | 0 | 1 | 0 | 0 | 0 | 0 | 0 |  | 1 | 1 | 1 | 1 | 1 | 1 | 0 | 0 | 0 | 0 | 0 | 0 | 0 | 0 | 0 | 0 | 0 | 0 | 0 | 0 | 0 | 0 | 0 | 0 | 0 | 0 | 0 | 0 | 0 | 0 | 0
Saturday | 2 | 19 | 16 | 1192 | 0 | 0 | 0 | 0 | 0 | 0 | 0 | 0 | 0 | 0 | 0 | 0 | 0 | 0 | 0 | 0 | 0 | 0 | 0 | 0 | 0 |  | 0 | 0 | 0 | 0 | 0 | 0 | 0 | 0 |  |  |  |  | 0 | 0 | 1 | 0 | 0 | 0 | 0 | 0 |  | 1 | 1 | 1 | 1 | 1 | 1 | 0 | 0 | 0 | 0 | 0 | 0 | 0 | 0 | 0 | 0 | 0 | 0 | 0 | 0 | 0 | 0 | 0 | 0 | 0 | 0 | 0 | 0 | 0 | 0 | 0
Saturday | 2 | 19 | 17 | 1193 | 0 | 0 | 0 | 0 | 0 | 0 | 0 | 0 | 0 | 0 | 0 | 0 | 0 | 0 | 0 | 0 | 0 | 0 | 0 | 0 | 0 |  | 0 | 0 | 0 | 0 | 0 | 0 | 0 | 0 |  |  |  |  | 0 | 0 | 1 | 0 | 0 | 0 | 0 | 0 |  | 1 | 1 | 1 | 1 | 1 | 1 | 0 | 0 | 0 | 0 | 0 | 0 | 0 | 0 | 0 | 0 | 0 | 0 | 0 | 0 | 0 | 0 | 0 | 0 | 0 | 0 | 0 | 0 | 0 | 0 | 0
Saturday | 2 | 19 | 18 | 1194 | 0 | 0 | 0 | 0 | 0 | 0 | 0 | 0 | 0 | 0 | 0 | 0 | 0 | 0 | 0 | 0 | 0 | 0 | 0 | 0 | 0 |  | 0 | 0 | 0 | 0 | 0 | 0 | 0 | 0 |  |  |  |  | 0 | 0 | 1 | 0 | 0 | 0 | 0 | 0 |  | 1 | 1 | 1 | 1 | 1 | 1 | 0 | 0 | 0 | 0 | 0 | 0 | 0 | 0 | 0 | 0 | 0 | 0 | 0 | 0 | 0 | 0 | 0 | 0 | 0 | 0 | 0 | 0 | 0 | 0 | 0
Saturday | 2 | 19 | 19 | 1195 | 0 | 0 | 0 | 0 | 0 | 0 | 0 | 0 | 0 | 0 | 0 | 0 | 0 | 0 | 0 | 0 | 0 | 0 | 0 | 0 | 0 |  | 0 | 0 | 0 | 0 | 0 | 0 | 0 | 0 |  |  |  |  | 0 | 0 | 1 | 0 | 0 | 0 | 0 | 0 |  | 1 | 1 | 1 | 1 | 1 | 1 | 0 | 0 | 0 | 0 | 0 | 0 | 0 | 0 | 0 | 0 | 0 | 0 | 0 | 0 | 0 | 0 | 0 | 0 | 0 | 0 | 0 | 0 | 0 | 0 | 0
Saturday | 2 | 19 | 20 | 1196 | 0 | 0 | 0 | 0 | 0 | 0 | 0 | 0 | 0 | 0 | 0 | 0 | 0 | 0 | 0 | 0 | 0 | 0 | 0 | 0 | 0 |  | 0 | 0 | 0 | 0 | 0 | 0 | 0 | 0 |  |  |  |  | 0 | 0 | 1 | 0 | 0 | 0 | 0 | 0 |  | 1 | 1 | 1 | 1 | 1 | 1 | 0 | 0 | 0 | 0 | 0 | 0 | 0 | 0 | 0 | 0 | 0 | 0 | 0 | 0 | 0 | 0 | 0 | 0 | 0 | 0 | 0 | 0 | 0 | 0 | 0
Saturday | 2 | 19 | 21 | 1197 | 0 | 0 | 0 | 0 | 0 | 0 | 0 | 0 | 0 | 0 | 0 | 0 | 0 | 0 | 0 | 0 | 0 | 0 | 0 | 0 | 0 |  | 0 | 0 | 0 | 0 | 0 | 0 | 0 | 0 |  |  |  |  | 0 | 0 | 1 | 0 | 0 | 0 | 0 | 0 |  | 1 | 1 | 1 | 1 | 1 | 1 | 0 | 0 | 0 | 0 | 0 | 0 | 0 | 0 | 0 | 0 | 0 | 0 | 0 | 0 | 0 | 0 | 0 | 0 | 0 | 0 | 0 | 0 | 0 | 0 | 0
Saturday | 2 | 19 | 22 | 1198 | 0 | 0 | 0 | 0 | 0 | 0 | 0 | 0 | 0 | 0 | 0 | 0 | 0 | 0 | 0 | 0 | 0 | 0 | 0 | 0 | 0 |  | 0 | 0 | 0 | 0 | 0 | 0 | 0 | 0 |  |  |  |  | 0 | 0 | 1 | 0 | 0 | 0 | 0 | 0 |  | 1 | 1 | 1 | 1 | 1 | 1 | 0 | 0 | 0 | 0 | 0 | 0 | 0 | 0 | 0 | 0 | 0 | 0 | 0 | 0 | 0 | 0 | 0 | 0 | 0 | 0 | 0 | 0 | 0 | 0 | 0
Saturday | 2 | 19 | 23 | 1199 | 0 | 0 | 0 | 0 | 0 | 0 | 0 | 0 | 0 | 0 | 0 | 0 | 0 | 0 | 0 | 0 | 0 | 0 | 0 | 0 | 0 |  | 0 | 0 | 0 | 0 | 0 | 0 | 0 | 0 |  |  |  |  | 0 | 0 | 1 | 0 | 0 | 0 | 0 | 0 |  | 1 | 1 | 1 | 1 | 1 | 1 | 0 | 0 | 0 | 0 | 0 | 0 | 0 | 0 | 0 | 0 | 0 | 0 | 0 | 0 | 0 | 0 | 0 | 0 | 0 | 0 | 0 | 0 | 0 | 0 | 0
Saturday | 2 | 19 | 24 | 1200 | 0 | 0 | 0 | 0 | 0 | 0 | 0 | 0 | 0 | 0 | 0 | 0 | 0 | 0 | 0 | 0 | 0 | 0 | 0 | 0 | 0 |  | 0 | 0 | 0 | 0 | 0 | 0 | 0 | 0 |  |  |  |  | 0 | 0 | 1 | 0 | 0 | 0 | 0 | 0 |  | 1 | 1 | 1 | 1 | 1 | 1 | 0 | 0 | 0 | 0 | 0 | 0 | 0 | 0 | 0 | 0 | 0 | 0 | 0 | 0 | 0 | 0 | 0 | 0 | 0 | 0 | 0 | 0 | 0 | 0 | 0
Sunday | 2 | 20 | 1 | 1201 | 0 | 0 | 0 | 0 | 0 | 0 | 0 | 0 | 0 | 0 | 0 | 0 | 0 | 0 | 0 | 0 | 0 | 0 | 0 | 0 | 0 |  | 0 | 0 | 0 | 0 | 0 | 0 | 0 | 0 |  |  |  |  | 0 | 0 | 1 | 0 | 0 | 0 | 0 | 0 |  | 1 | 1 | 1 | 1 | 1 | 1 | 0 | 0 | 0 | 0 | 0 | 0 | 0 | 0 | 0 | 0 | 0 | 0 | 0 | 0 | 0 | 0 | 0 | 0 | 0 | 0 | 0 | 0 | 0 | 0 | 0
Sunday | 2 | 20 | 2 | 1202 | 0 | 0 | 0 | 0 | 0 | 0 | 0 | 0 | 0 | 0 | 0 | 0 | 0 | 0 | 0 | 0 | 0 | 0 | 0 | 0 | 0 |  | 0 | 0 | 0 | 0 | 0 | 0 | 0 | 0 |  |  |  |  | 0 | 0 | 1 | 0 | 0 | 0 | 0 | 0 |  | 1 | 1 | 1 | 1 | 1 | 1 | 0 | 0 | 0 | 0 | 0 | 0 | 0 | 0 | 0 | 0 | 0 | 0 | 0 | 0 | 0 | 0 | 0 | 0 | 0 | 0 | 0 | 0 | 0 | 0 | 0
Sunday | 2 | 20 | 3 | 1203 | 0 | 0 | 0 | 0 | 0 | 0 | 0 | 0 | 0 | 0 | 0 | 0 | 0 | 0 | 0 | 0 | 0 | 0 | 0 | 0 | 0 |  | 0 | 0 | 0 | 0 | 0 | 0 | 0 | 0 |  |  |  |  | 0 | 0 | 1 | 0 | 0 | 0 | 0 | 0 |  | 1 | 1 | 1 | 1 | 1 | 1 | 0 | 0 | 0 | 0 | 0 | 0 | 0 | 0 | 0 | 0 | 0 | 0 | 0 | 0 | 0 | 0 | 0 | 0 | 0 | 0 | 0 | 0 | 0 | 0 | 0
Sunday | 2 | 20 | 4 | 1204 | 0 | 0 | 0 | 0 | 0 | 0 | 0 | 0 | 0 | 0 | 0 | 0 | 0 | 0 | 0 | 0 | 0 | 0 | 0 | 0 | 0 |  | 0 | 0 | 0 | 0 | 0 | 0 | 0 | 0 |  |  |  |  | 0 | 0 | 1 | 0 | 0 | 0 | 0 | 0 |  | 1 | 1 | 1 | 1 | 1 | 1 | 0 | 0 | 0 | 0 | 0 | 0 | 0 | 0 | 0 | 0 | 0 | 0 | 0 | 0 | 0 | 0 | 0 | 0 | 0 | 0 | 0 | 0 | 0 | 0 | 0
Sunday | 2 | 20 | 5 | 1205 | 0 | 0 | 0 | 0 | 0 | 0 | 0 | 0 | 0 | 0 | 0 | 0 | 0 | 0 | 0 | 0 | 0 | 0 | 0 | 0 | 0 |  | 0 | 0 | 0 | 0 | 0 | 0 | 0 | 0 |  |  |  |  | 0 | 0 | 1 | 0 | 0 | 0 | 0 | 0 |  | 1 | 1 | 1 | 1 | 1 | 1 | 0 | 0 | 0 | 0 | 0 | 0 | 0 | 0 | 0 | 0 | 0 | 0 | 0 | 0 | 0 | 0 | 0 | 0 | 0 | 0 | 0 | 0 | 0 | 0 | 0
Sunday | 2 | 20 | 6 | 1206 | 0 | 0 | 0 | 0 | 0 | 0 | 0 | 0 | 0 | 0 | 0 | 0 | 0 | 0 | 0 | 0 | 0 | 0 | 0 | 0 | 0 |  | 0 | 0 | 0 | 0 | 0 | 0 | 0 | 0 |  |  |  |  | 0 | 0 | 1 | 0 | 0 | 0 | 0 | 0 |  | 1 | 1 | 1 | 1 | 1 | 1 | 0 | 0 | 0 | 0 | 0 | 0 | 0 | 0 | 0 | 0 | 0 | 0 | 0 | 0 | 0 | 0 | 0 | 0 | 0 | 0 | 0 | 0 | 0 | 0 | 0
Sunday | 2 | 20 | 7 | 1207 | 0 | 0 | 0 | 0 | 0 | 0 | 0 | 0 | 0 | 0 | 0 | 0 | 0 | 0 | 0 | 0 | 0 | 0 | 0 | 0 | 0 |  | 0 | 0 | 0 | 0 | 0 | 0 | 0 | 0 |  |  |  |  | 0 | 0 | 1 | 0 | 0 | 0 | 0 | 0 |  | 1 | 1 | 1 | 1 | 1 | 1 | 0 | 0 | 0 | 0 | 0 | 0 | 0 | 0 | 0 | 0 | 0 | 0 | 0 | 0 | 0 | 0 | 0 | 0 | 0 | 0 | 0 | 0 | 0 | 0 | 0
Sunday | 2 | 20 | 8 | 1208 | 0 | 0 | 0 | 0 | 0 | 0 | 0 | 0 | 0 | 0 | 0 | 0 | 0 | 0 | 0 | 0 | 0 | 0 | 0 | 0 | 0 |  | 0 | 0 | 0 | 0 | 0 | 0 | 0 | 0 |  |  |  |  | 0 | 0 | 1 | 0 | 0 | 0 | 0 | 0 |  | 1 | 1 | 1 | 1 | 1 | 1 | 0 | 0 | 0 | 0 | 0 | 0 | 0 | 0 | 0 | 0 | 0 | 0 | 0 | 0 | 0 | 0 | 0 | 0 | 0 | 0 | 0 | 0 | 0 | 0 | 0
Sunday | 2 | 20 | 9 | 1209 | 0 | 0 | 0 | 0 | 0 | 0 | 0 | 0 | 0 | 0 | 0 | 0 | 0 | 0 | 0 | 0 | 0 | 0 | 0 | 0 | 0 |  | 0 | 0 | 0 | 0 | 0 | 0 | 0 | 0 |  |  |  |  | 0 | 0 | 1 | 0 | 0 | 0 | 0 | 0 |  | 1 | 1 | 1 | 1 | 1 | 1 | 0 | 0 | 0 | 0 | 0 | 0 | 0 | 0 | 0 | 0 | 0 | 0 | 0 | 0 | 0 | 0 | 0 | 0 | 0 | 0 | 0 | 0 | 0 | 0 | 0
Sunday | 2 | 20 | 10 | 1210 | 0 | 0 | 0 | 0 | 0 | 0 | 0 | 0 | 0 | 0 | 0 | 0 | 0 | 0 | 0 | 0 | 0 | 0 | 0 | 0 | 0 |  | 0 | 0 | 0 | 0 | 0 | 0 | 0 | 0 |  |  |  |  | 0 | 0 | 1 | 0 | 0 | 0 | 0 | 0 |  | 1 | 1 | 1 | 1 | 1 | 1 | 0 | 0 | 0 | 0 | 0 | 0 | 0 | 0 | 0 | 0 | 0 | 0 | 0 | 0 | 0 | 0 | 0 | 0 | 0 | 0 | 0 | 0 | 0 | 0 | 0
Sunday | 2 | 20 | 11 | 1211 | 0 | 0 | 0 | 0 | 0 | 0 | 0 | 0 | 0 | 0 | 0 | 0 | 0 | 0 | 0 | 0 | 0 | 0 | 0 | 0 | 0 |  | 0 | 0 | 0 | 0 | 0 | 0 | 0 | 0 |  |  |  |  | 0 | 0 | 1 | 0 | 0 | 0 | 0 | 0 |  | 1 | 1 | 1 | 1 | 1 | 1 | 0 | 0 | 0 | 0 | 0 | 0 | 0 | 0 | 0 | 0 | 0 | 0 | 0 | 0 | 0 | 0 | 0 | 0 | 0 | 0 | 0 | 0 | 0 | 0 | 0
Sunday | 2 | 20 | 12 | 1212 | 0 | 0 | 0 | 0 | 0 | 0 | 0 | 0 | 0 | 0 | 0 | 0 | 0 | 0 | 0 | 0 | 0 | 0 | 0 | 0 | 0 |  | 0 | 0 | 0 | 0 | 0 | 0 | 0 | 0 |  |  |  |  | 0 | 0 | 1 | 0 | 0 | 0 | 0 | 0 |  | 1 | 1 | 1 | 1 | 1 | 1 | 0 | 0 | 0 | 0 | 0 | 0 | 0 | 0 | 0 | 0 | 0 | 0 | 0 | 0 | 0 | 0 | 0 | 0 | 0 | 0 | 0 | 0 | 0 | 0 | 0
Sunday | 2 | 20 | 13 | 1213 | 0 | 0 | 0 | 0 | 0 | 0 | 0 | 0 | 0 | 0 | 0 | 0 | 0 | 0 | 0 | 0 | 0 | 0 | 0 | 0 | 0 |  | 0 | 0 | 0 | 0 | 0 | 0 | 0 | 0 |  |  |  |  | 0 | 0 | 1 | 0 | 0 | 0 | 0 | 0 |  | 1 | 1 | 1 | 1 | 1 | 1 | 0 | 0 | 0 | 0 | 0 | 0 | 0 | 0 | 0 | 0 | 0 | 0 | 0 | 0 | 0 | 0 | 0 | 0 | 0 | 0 | 0 | 0 | 0 | 0 | 0
Sunday | 2 | 20 | 14 | 1214 | 0 | 0 | 0 | 0 | 0 | 0 | 0 | 0 | 0 | 0 | 0 | 0 | 0 | 0 | 0 | 0 | 0 | 0 | 0 | 0 | 0 |  | 0 | 0 | 0 | 0 | 0 | 0 | 0 | 0 |  |  |  |  | 0 | 0 | 1 | 0 | 0 | 0 | 0 | 0 |  | 1 | 1 | 1 | 1 | 1 | 1 | 0 | 0 | 0 | 0 | 0 | 0 | 0 | 0 | 0 | 0 | 0 | 0 | 0 | 0 | 0 | 0 | 0 | 0 | 0 | 0 | 0 | 0 | 0 | 0 | 0
Sunday | 2 | 20 | 15 | 1215 | 0 | 0 | 0 | 0 | 0 | 0 | 0 | 0 | 0 | 0 | 0 | 0 | 0 | 0 | 0 | 0 | 0 | 0 | 0 | 0 | 0 |  | 0 | 0 | 0 | 0 | 0 | 0 | 0 | 0 |  |  |  |  | 0 | 0 | 1 | 0 | 0 | 0 | 0 | 0 |  | 1 | 1 | 1 | 1 | 1 | 1 | 0 | 0 | 0 | 0 | 0 | 0 | 0 | 0 | 0 | 0 | 0 | 0 | 0 | 0 | 0 | 0 | 0 | 0 | 0 | 0 | 0 | 0 | 0 | 0 | 0
Sunday | 2 | 20 | 16 | 1216 | 0 | 0 | 0 | 0 | 0 | 0 | 0 | 0 | 0 | 0 | 0 | 0 | 0 | 0 | 0 | 0 | 0 | 0 | 0 | 0 | 0 |  | 0 | 0 | 0 | 0 | 0 | 0 | 0 | 0 |  |  |  |  | 0 | 0 | 1 | 0 | 0 | 0 | 0 | 0 |  | 1 | 1 | 1 | 1 | 1 | 1 | 0 | 0 | 0 | 0 | 0 | 0 | 0 | 0 | 0 | 0 | 0 | 0 | 0 | 0 | 0 | 0 | 0 | 0 | 0 | 0 | 0 | 0 | 0 | 0 | 0
Sunday | 2 | 20 | 17 | 1217 | 0 | 0 | 0 | 0 | 0 | 0 | 0 | 0 | 0 | 0 | 0 | 0 | 0 | 0 | 0 | 0 | 0 | 0 | 0 | 0 | 0 |  | 0 | 0 | 0 | 0 | 0 | 0 | 0 | 0 |  |  |  |  | 0 | 0 | 1 | 0 | 0 | 0 | 0 | 0 |  | 1 | 1 | 1 | 1 | 1 | 1 | 0 | 0 | 0 | 0 | 0 | 0 | 0 | 0 | 0 | 0 | 0 | 0 | 0 | 0 | 0 | 0 | 0 | 0 | 0 | 0 | 0 | 0 | 0 | 0 | 0
Sunday | 2 | 20 | 18 | 1218 | 0 | 0 | 0 | 0 | 0 | 0 | 0 | 0 | 0 | 0 | 0 | 0 | 0 | 0 | 0 | 0 | 0 | 0 | 0 | 0 | 0 |  | 0 | 0 | 0 | 0 | 0 | 0 | 0 | 0 |  |  |  |  | 0 | 0 | 1 | 0 | 0 | 0 | 0 | 0 |  | 1 | 1 | 1 | 1 | 1 | 1 | 0 | 0 | 0 | 0 | 0 | 0 | 0 | 0 | 0 | 0 | 0 | 0 | 0 | 0 | 0 | 0 | 0 | 0 | 0 | 0 | 0 | 0 | 0 | 0 | 0
Sunday | 2 | 20 | 19 | 1219 | 0 | 0 | 0 | 0 | 0 | 0 | 0 | 0 | 0 | 0 | 0 | 0 | 0 | 0 | 0 | 0 | 0 | 0 | 0 | 0 | 0 |  | 0 | 0 | 0 | 0 | 0 | 0 | 0 | 0 |  |  |  |  | 0 | 0 | 1 | 0 | 0 | 0 | 0 | 0 |  | 1 | 1 | 1 | 1 | 1 | 1 | 0 | 0 | 0 | 0 | 0 | 0 | 0 | 0 | 0 | 0 | 0 | 0 | 0 | 0 | 0 | 0 | 0 | 0 | 0 | 0 | 0 | 0 | 0 | 0 | 0
Sunday | 2 | 20 | 20 | 1220 | 0 | 0 | 0 | 0 | 0 | 0 | 0 | 0 | 0 | 0 | 0 | 0 | 0 | 0 | 0 | 0 | 0 | 0 | 0 | 0 | 0 |  | 0 | 0 | 0 | 0 | 0 | 0 | 0 | 0 |  |  |  |  | 0 | 0 | 1 | 0 | 0 | 0 | 0 | 0 |  | 1 | 1 | 1 | 1 | 1 | 1 | 0 | 0 | 0 | 0 | 0 | 0 | 0 | 0 | 0 | 0 | 0 | 0 | 0 | 0 | 0 | 0 | 0 | 0 | 0 | 0 | 0 | 0 | 0 | 0 | 0
Sunday | 2 | 20 | 21 | 1221 | 0 | 0 | 0 | 0 | 0 | 0 | 0 | 0 | 0 | 0 | 0 | 0 | 0 | 0 | 0 | 0 | 0 | 0 | 0 | 0 | 0 |  | 0 | 0 | 0 | 0 | 0 | 0 | 0 | 0 |  |  |  |  | 0 | 0 | 1 | 0 | 0 | 0 | 0 | 0 |  | 1 | 1 | 1 | 1 | 1 | 1 | 0 | 0 | 0 | 0 | 0 | 0 | 0 | 0 | 0 | 0 | 0 | 0 | 0 | 0 | 0 | 0 | 0 | 0 | 0 | 0 | 0 | 0 | 0 | 0 | 0
Sunday | 2 | 20 | 22 | 1222 | 0 | 0 | 0 | 0 | 0 | 0 | 0 | 0 | 0 | 0 | 0 | 0 | 0 | 0 | 0 | 0 | 0 | 0 | 0 | 0 | 0 |  | 0 | 0 | 0 | 0 | 0 | 0 | 0 | 0 |  |  |  |  | 0 | 0 | 1 | 0 | 0 | 0 | 0 | 0 |  | 1 | 1 | 1 | 1 | 1 | 1 | 0 | 0 | 0 | 0 | 0 | 0 | 0 | 0 | 0 | 0 | 0 | 0 | 0 | 0 | 0 | 0 | 0 | 0 | 0 | 0 | 0 | 0 | 0 | 0 | 0
Sunday | 2 | 20 | 23 | 1223 | 0 | 0 | 0 | 0 | 0 | 0 | 0 | 0 | 0 | 0 | 0 | 0 | 0 | 0 | 0 | 0 | 0 | 0 | 0 | 0 | 0 |  | 0 | 0 | 0 | 0 | 0 | 0 | 0 | 0 |  |  |  |  | 0 | 0 | 1 | 0 | 0 | 0 | 0 | 0 |  | 1 | 1 | 1 | 1 | 1 | 1 | 0 | 0 | 0 | 0 | 0 | 0 | 0 | 0 | 0 | 0 | 0 | 0 | 0 | 0 | 0 | 0 | 0 | 0 | 0 | 0 | 0 | 0 | 0 | 0 | 0
Sunday | 2 | 20 | 24 | 1224 | 0 | 0 | 0 | 0 | 0 | 0 | 0 | 0 | 0 | 0 | 0 | 0 | 0 | 0 | 0 | 0 | 0 | 0 | 0 | 0 | 0 |  | 0 | 0 | 0 | 0 | 0 | 0 | 0 | 0 |  |  |  |  | 0 | 0 | 1 | 0 | 0 | 0 | 0 | 0 |  | 1 | 1 | 1 | 1 | 1 | 1 | 0 | 0 | 0 | 0 | 0 | 0 | 0 | 0 | 0 | 0 | 0 | 0 | 0 | 0 | 0 | 0 | 0 | 0 | 0 | 0 | 0 | 0 | 0 | 0 | 0
Monday | 2 | 21 | 1 | 1225 | 0 | 0 | 0 | 0 | 0 | 0 | 0 | 0 | 0 | 0 | 0 | 0 | 0 | 0 | 0 | 0 | 0 | 0 | 0 | 0 | 0 |  | 0 | 0 | 0 | 0 | 0 | 0 | 0 | 0 |  |  |  |  | 0 | 0 | 1 | 0 | 0 | 0 | 0 | 0 |  | 1 | 1 | 1 | 1 | 1 | 1 | 0 | 0 | 0 | 0 | 0 | 0 | 0 | 0 | 0 | 0 | 0 | 0 | 0 | 0 | 0 | 0 | 0 | 0 | 0 | 0 | 0 | 0 | 0 | 0 | 0
Monday | 2 | 21 | 2 | 1226 | 0 | 0 | 0 | 0 | 0 | 0 | 0 | 0 | 0 | 0 | 0 | 0 | 0 | 0 | 0 | 0 | 0 | 0 | 0 | 0 | 0 |  | 0 | 0 | 0 | 0 | 0 | 0 | 0 | 0 |  |  |  |  | 0 | 0 | 1 | 0 | 0 | 0 | 0 | 0 |  | 1 | 1 | 1 | 1 | 1 | 1 | 0 | 0 | 0 | 0 | 0 | 0 | 0 | 0 | 0 | 0 | 0 | 0 | 0 | 0 | 0 | 0 | 0 | 0 | 0 | 0 | 0 | 0 | 0 | 0 | 0
Monday | 2 | 21 | 3 | 1227 | 0 | 0 | 0 | 0 | 0 | 0 | 0 | 0 | 0 | 0 | 0 | 0 | 0 | 0 | 0 | 0 | 0 | 0 | 0 | 0 | 0 |  | 0 | 0 | 0 | 0 | 0 | 0 | 0 | 0 |  |  |  |  | 0 | 0 | 1 | 0 | 0 | 0 | 0 | 0 |  | 1 | 1 | 1 | 1 | 1 | 1 | 0 | 0 | 0 | 0 | 0 | 0 | 0 | 0 | 0 | 0 | 0 | 0 | 0 | 0 | 0 | 0 | 0 | 0 | 0 | 0 | 0 | 0 | 0 | 0 | 0
Monday | 2 | 21 | 4 | 1228 | 0 | 0 | 0 | 0 | 0 | 0 | 0 | 0 | 0 | 0 | 0 | 0 | 0 | 0 | 0 | 0 | 0 | 0 | 0 | 0 | 0 |  | 0 | 0 | 0 | 0 | 0 | 0 | 0 | 0 |  |  |  |  | 0 | 0 | 1 | 0 | 0 | 0 | 0 | 0 |  | 1 | 1 | 1 | 1 | 1 | 1 | 0 | 0 | 0 | 0 | 0 | 0 | 0 | 0 | 0 | 0 | 0 | 0 | 0 | 0 | 0 | 0 | 0 | 0 | 0 | 0 | 0 | 0 | 0 | 0 | 0
Monday | 2 | 21 | 5 | 1229 | 0 | 0 | 0 | 0 | 0 | 0 | 0 | 0 | 0 | 0 | 0 | 0 | 0 | 0 | 0 | 0 | 0 | 0 | 0 | 0 | 0 |  | 0 | 0 | 0 | 0 | 0 | 0 | 0 | 0 |  |  |  |  | 0 | 0 | 1 | 0 | 0 | 0 | 0 | 0 |  | 1 | 1 | 1 | 1 | 1 | 1 | 0 | 0 | 0 | 0 | 0 | 0 | 0 | 0 | 0 | 0 | 0 | 0 | 0 | 0 | 0 | 0 | 0 | 0 | 0 | 0 | 0 | 0 | 0 | 0 | 0
Monday | 2 | 21 | 6 | 1230 | 0 | 0 | 0 | 0 | 0 | 0 | 0 | 0 | 0 | 0 | 0 | 0 | 0 | 0 | 0 | 0 | 0 | 0 | 0 | 0 | 0 |  | 0 | 0 | 0 | 0 | 0 | 0 | 0 | 0 |  |  |  |  | 0 | 0 | 1 | 0 | 0 | 0 | 0 | 0 |  | 1 | 1 | 1 | 1 | 1 | 1 | 0 | 0 | 0 | 0 | 0 | 0 | 0 | 0 | 0 | 0 | 0 | 0 | 0 | 0 | 0 | 0 | 0 | 0 | 0 | 0 | 0 | 0 | 0 | 0 | 0
Monday | 2 | 21 | 7 | 1231 | 0 | 0 | 0 | 0 | 0 | 0 | 0 | 0 | 0 | 0 | 0 | 0 | 0 | 0 | 0 | 0 | 0 | 0 | 0 | 0 | 0 |  | 0 | 0 | 0 | 0 | 0 | 0 | 0 | 0 |  |  |  |  | 0 | 0 | 1 | 0 | 0 | 0 | 0 | 0 |  | 1 | 1 | 1 | 1 | 1 | 1 | 0 | 0 | 0 | 0 | 0 | 0 | 0 | 0 | 0 | 0 | 0 | 0 | 0 | 0 | 0 | 0 | 0 | 0 | 0 | 0 | 0 | 0 | 0 | 0 | 0
Monday | 2 | 21 | 8 | 1232 | 0 | 0 | 0 | 0 | 0 | 0 | 0 | 0 | 0 | 0 | 0 | 0 | 0 | 0 | 0 | 0 | 0 | 0 | 0 | 0 | 0 |  | 0 | 0 | 0 | 0 | 0 | 0 | 0 | 0 |  |  |  |  | 0 | 0 | 1 | 0 | 0 | 0 | 0 | 0 |  | 1 | 1 | 1 | 1 | 1 | 1 | 0 | 0 | 0 | 0 | 0 | 0 | 0 | 0 | 0 | 0 | 0 | 0 | 0 | 0 | 0 | 0 | 0 | 0 | 0 | 0 | 0 | 0 | 0 | 0 | 0
Monday | 2 | 21 | 9 | 1233 | 0 | 0 | 0 | 0 | 0 | 0 | 0 | 0 | 0 | 0 | 0 | 0 | 0 | 0 | 0 | 0 | 0 | 0 | 0 | 0 | 0 |  | 0 | 0 | 0 | 0 | 0 | 0 | 0 | 0 |  |  |  |  | 0 | 0 | 1 | 0 | 0 | 0 | 0 | 0 |  | 1 | 1 | 1 | 1 | 1 | 1 | 0 | 0 | 0 | 0 | 0 | 0 | 0 | 0 | 0 | 0 | 0 | 0 | 0 | 0 | 0 | 0 | 0 | 0 | 0 | 0 | 0 | 0 | 0 | 0 | 0
Monday | 2 | 21 | 10 | 1234 | 0 | 0 | 0 | 0 | 0 | 0 | 0 | 0 | 0 | 0 | 0 | 0 | 0 | 0 | 0 | 0 | 0 | 0 | 0 | 0 | 0 |  | 0 | 0 | 0 | 0 | 0 | 0 | 0 | 0 |  |  |  |  | 0 | 0 | 1 | 0 | 0 | 0 | 0 | 0 |  | 1 | 1 | 1 | 1 | 1 | 1 | 0 | 0 | 0 | 0 | 0 | 0 | 0 | 0 | 0 | 0 | 0 | 0 | 0 | 0 | 0 | 0 | 0 | 0 | 0 | 0 | 0 | 0 | 0 | 0 | 0
Monday | 2 | 21 | 11 | 1235 | 0 | 0 | 0 | 0 | 0 | 0 | 0 | 0 | 0 | 0 | 0 | 0 | 0 | 0 | 0 | 0 | 0 | 0 | 0 | 0 | 0 |  | 0 | 0 | 0 | 0 | 0 | 0 | 0 | 0 |  |  |  |  | 0 | 0 | 1 | 0 | 0 | 0 | 0 | 0 |  | 1 | 1 | 1 | 1 | 1 | 1 | 0 | 0 | 0 | 0 | 0 | 0 | 0 | 0 | 0 | 0 | 0 | 0 | 0 | 0 | 0 | 0 | 0 | 0 | 0 | 0 | 0 | 0 | 0 | 0 | 0
Monday | 2 | 21 | 12 | 1236 | 0 | 0 | 0 | 0 | 0 | 0 | 0 | 0 | 0 | 0 | 0 | 0 | 0 | 0 | 0 | 0 | 0 | 0 | 0 | 0 | 0 |  | 0 | 0 | 0 | 0 | 0 | 0 | 0 | 0 |  |  |  |  | 0 | 0 | 1 | 0 | 0 | 0 | 0 | 0 |  | 1 | 1 | 1 | 1 | 1 | 1 | 0 | 0 | 0 | 0 | 0 | 0 | 0 | 0 | 0 | 0 | 0 | 0 | 0 | 0 | 0 | 0 | 0 | 0 | 0 | 0 | 0 | 0 | 0 | 0 | 0
Monday | 2 | 21 | 13 | 1237 | 0 | 0 | 0 | 0 | 0 | 0 | 0 | 0 | 0 | 0 | 0 | 0 | 0 | 0 | 0 | 0 | 0 | 0 | 0 | 0 | 0 |  | 0 | 0 | 0 | 0 | 0 | 0 | 0 | 0 |  |  |  |  | 0 | 0 | 1 | 0 | 0 | 0 | 0 | 0 |  | 1 | 1 | 1 | 1 | 1 | 1 | 0 | 0 | 0 | 0 | 0 | 0 | 0 | 0 | 0 | 0 | 0 | 0 | 0 | 0 | 0 | 0 | 0 | 0 | 0 | 0 | 0 | 0 | 0 | 0 | 0
Monday | 2 | 21 | 14 | 1238 | 0 | 0 | 0 | 0 | 0 | 0 | 0 | 0 | 0 | 0 | 0 | 0 | 0 | 0 | 0 | 0 | 0 | 0 | 0 | 0 | 0 |  | 0 | 0 | 0 | 0 | 0 | 0 | 0 | 0 |  |  |  |  | 0 | 0 | 1 | 0 | 0 | 0 | 0 | 0 |  | 1 | 1 | 1 | 1 | 1 | 1 | 0 | 0 | 0 | 0 | 0 | 0 | 0 | 0 | 0 | 0 | 0 | 0 | 0 | 0 | 0 | 0 | 0 | 0 | 0 | 0 | 0 | 0 | 0 | 0 | 0
Monday | 2 | 21 | 15 | 1239 | 0 | 0 | 0 | 0 | 0 | 0 | 0 | 0 | 0 | 0 | 0 | 0 | 0 | 0 | 0 | 0 | 0 | 0 | 0 | 0 | 0 |  | 0 | 0 | 0 | 0 | 0 | 0 | 0 | 0 |  |  |  |  | 0 | 0 | 1 | 0 | 0 | 0 | 0 | 0 |  | 1 | 1 | 1 | 1 | 1 | 1 | 0 | 0 | 0 | 0 | 0 | 0 | 0 | 0 | 0 | 0 | 0 | 0 | 0 | 0 | 0 | 0 | 0 | 0 | 0 | 0 | 0 | 0 | 0 | 0 | 0
Monday | 2 | 21 | 16 | 1240 | 0 | 0 | 0 | 0 | 0 | 0 | 0 | 0 | 0 | 0 | 0 | 0 | 0 | 0 | 0 | 0 | 0 | 0 | 0 | 0 | 0 |  | 0 | 0 | 0 | 0 | 0 | 0 | 0 | 0 |  |  |  |  | 0 | 0 | 1 | 0 | 0 | 0 | 0 | 0 |  | 1 | 1 | 1 | 1 | 1 | 1 | 0 | 0 | 0 | 0 | 0 | 0 | 0 | 0 | 0 | 0 | 0 | 0 | 0 | 0 | 0 | 0 | 0 | 0 | 0 | 0 | 0 | 0 | 0 | 0 | 0
Monday | 2 | 21 | 17 | 1241 | 0 | 0 | 0 | 0 | 0 | 0 | 0 | 0 | 0 | 0 | 0 | 0 | 0 | 0 | 0 | 0 | 0 | 0 | 0 | 0 | 0 |  | 0 | 0 | 0 | 0 | 0 | 0 | 0 | 0 |  |  |  |  | 0 | 0 | 1 | 0 | 0 | 0 | 0 | 0 |  | 1 | 1 | 1 | 1 | 1 | 1 | 0 | 0 | 0 | 0 | 0 | 0 | 0 | 0 | 0 | 0 | 0 | 0 | 0 | 0 | 0 | 0 | 0 | 0 | 0 | 0 | 0 | 0 | 0 | 0 | 0
Monday | 2 | 21 | 18 | 1242 | 0 | 0 | 0 | 0 | 0 | 0 | 0 | 0 | 0 | 0 | 0 | 0 | 0 | 0 | 0 | 0 | 0 | 0 | 0 | 0 | 0 |  | 0 | 0 | 0 | 0 | 0 | 0 | 0 | 0 |  |  |  |  | 0 | 0 | 1 | 0 | 0 | 0 | 0 | 0 |  | 1 | 1 | 1 | 1 | 1 | 1 | 0 | 0 | 0 | 0 | 0 | 0 | 0 | 0 | 0 | 0 | 0 | 0 | 0 | 0 | 0 | 0 | 0 | 0 | 0 | 0 | 0 | 0 | 0 | 0 | 0
Monday | 2 | 21 | 19 | 1243 | 0 | 0 | 0 | 0 | 0 | 0 | 0 | 0 | 0 | 0 | 0 | 0 | 0 | 0 | 0 | 0 | 0 | 0 | 0 | 0 | 0 |  | 0 | 0 | 0 | 0 | 0 | 0 | 0 | 0 |  |  |  |  | 0 | 0 | 1 | 0 | 0 | 0 | 0 | 0 |  | 1 | 1 | 1 | 1 | 1 | 1 | 0 | 0 | 0 | 0 | 0 | 0 | 0 | 0 | 0 | 0 | 0 | 0 | 0 | 0 | 0 | 0 | 0 | 0 | 0 | 0 | 0 | 0 | 0 | 0 | 0
Monday | 2 | 21 | 20 | 1244 | 0 | 0 | 0 | 0 | 0 | 0 | 0 | 0 | 0 | 0 | 0 | 0 | 0 | 0 | 0 | 0 | 0 | 0 | 0 | 0 | 0 |  | 0 | 0 | 0 | 0 | 0 | 0 | 0 | 0 |  |  |  |  | 0 | 0 | 1 | 0 | 0 | 0 | 0 | 0 |  | 1 | 1 | 1 | 1 | 1 | 1 | 0 | 0 | 0 | 0 | 0 | 0 | 0 | 0 | 0 | 0 | 0 | 0 | 0 | 0 | 0 | 0 | 0 | 0 | 0 | 0 | 0 | 0 | 0 | 0 | 0
Monday | 2 | 21 | 21 | 1245 | 0 | 0 | 0 | 0 | 0 | 0 | 0 | 0 | 0 | 0 | 0 | 0 | 0 | 0 | 0 | 0 | 0 | 0 | 0 | 0 | 0 |  | 0 | 0 | 0 | 0 | 0 | 0 | 0 | 0 |  |  |  |  | 0 | 0 | 1 | 0 | 0 | 0 | 0 | 0 |  | 1 | 1 | 1 | 1 | 1 | 1 | 0 | 0 | 0 | 0 | 0 | 0 | 0 | 0 | 0 | 0 | 0 | 0 | 0 | 0 | 0 | 0 | 0 | 0 | 0 | 0 | 0 | 0 | 0 | 0 | 0
Monday | 2 | 21 | 22 | 1246 | 0 | 0 | 0 | 0 | 0 | 0 | 0 | 0 | 0 | 0 | 0 | 0 | 0 | 0 | 0 | 0 | 0 | 0 | 0 | 0 | 0 |  | 0 | 0 | 0 | 0 | 0 | 0 | 0 | 0 |  |  |  |  | 0 | 0 | 1 | 0 | 0 | 0 | 0 | 0 |  | 1 | 1 | 1 | 1 | 1 | 1 | 0 | 0 | 0 | 0 | 0 | 0 | 0 | 0 | 0 | 0 | 0 | 0 | 0 | 0 | 0 | 0 | 0 | 0 | 0 | 0 | 0 | 0 | 0 | 0 | 0
Monday | 2 | 21 | 23 | 1247 | 0 | 0 | 0 | 0 | 0 | 0 | 0 | 0 | 0 | 0 | 0 | 0 | 0 | 0 | 0 | 0 | 0 | 0 | 0 | 0 | 0 |  | 0 | 0 | 0 | 0 | 0 | 0 | 0 | 0 |  |  |  |  | 0 | 0 | 1 | 0 | 0 | 0 | 0 | 0 |  | 1 | 1 | 1 | 1 | 1 | 1 | 0 | 0 | 0 | 0 | 0 | 0 | 0 | 0 | 0 | 0 | 0 | 0 | 0 | 0 | 0 | 0 | 0 | 0 | 0 | 0 | 0 | 0 | 0 | 0 | 0
Monday | 2 | 21 | 24 | 1248 | 0 | 0 | 0 | 0 | 0 | 0 | 0 | 0 | 0 | 0 | 0 | 0 | 0 | 0 | 0 | 0 | 0 | 0 | 0 | 0 | 0 |  | 0 | 0 | 0 | 0 | 0 | 0 | 0 | 0 |  |  |  |  | 0 | 0 | 1 | 0 | 0 | 0 | 0 | 0 |  | 1 | 1 | 1 | 1 | 1 | 1 | 0 | 0 | 0 | 0 | 0 | 0 | 0 | 0 | 0 | 0 | 0 | 0 | 0 | 0 | 0 | 0 | 0 | 0 | 0 | 0 | 0 | 0 | 0 | 0 | 0
Tuesday | 2 | 22 | 1 | 1249 | 0 | 0 | 0 | 0 | 0 | 0 | 0 | 0 | 0 | 0 | 0 | 0 | 0 | 0 | 0 | 0 | 0 | 0 | 0 | 0 | 0 |  | 0 | 0 | 0 | 0 | 0 | 0 | 0 | 0 |  |  |  |  | 0 | 0 | 1 | 0 | 0 | 0 | 0 | 0 |  | 1 | 1 | 1 | 1 | 1 | 1 | 0 | 0 | 0 | 0 | 0 | 0 | 0 | 0 | 0 | 0 | 0 | 0 | 0 | 0 | 0 | 0 | 0 | 0 | 0 | 0 | 0 | 0 | 0 | 0 | 0
Tuesday | 2 | 22 | 2 | 1250 | 0 | 0 | 0 | 0 | 0 | 0 | 0 | 0 | 0 | 0 | 0 | 0 | 0 | 0 | 0 | 0 | 0 | 0 | 0 | 0 | 0 |  | 0 | 0 | 0 | 0 | 0 | 0 | 0 | 0 |  |  |  |  | 0 | 0 | 1 | 0 | 0 | 0 | 0 | 0 |  | 1 | 1 | 1 | 1 | 1 | 1 | 0 | 0 | 0 | 0 | 0 | 0 | 0 | 0 | 0 | 0 | 0 | 0 | 0 | 0 | 0 | 0 | 0 | 0 | 0 | 0 | 0 | 0 | 0 | 0 | 0
Tuesday | 2 | 22 | 3 | 1251 | 0 | 0 | 0 | 0 | 0 | 0 | 0 | 0 | 0 | 0 | 0 | 0 | 0 | 0 | 0 | 0 | 0 | 0 | 0 | 0 | 0 |  | 0 | 0 | 0 | 0 | 0 | 0 | 0 | 0 |  |  |  |  | 0 | 0 | 1 | 0 | 0 | 0 | 0 | 0 |  | 1 | 1 | 1 | 1 | 1 | 1 | 0 | 0 | 0 | 0 | 0 | 0 | 0 | 0 | 0 | 0 | 0 | 0 | 0 | 0 | 0 | 0 | 0 | 0 | 0 | 0 | 0 | 0 | 0 | 0 | 0
Tuesday | 2 | 22 | 4 | 1252 | 0 | 0 | 0 | 0 | 0 | 0 | 0 | 0 | 0 | 0 | 0 | 0 | 0 | 0 | 0 | 0 | 0 | 0 | 0 | 0 | 0 |  | 0 | 0 | 0 | 0 | 0 | 0 | 0 | 0 |  |  |  |  | 0 | 0 | 1 | 0 | 0 | 0 | 0 | 0 |  | 1 | 1 | 1 | 1 | 1 | 1 | 0 | 0 | 0 | 0 | 0 | 0 | 0 | 0 | 0 | 0 | 0 | 0 | 0 | 0 | 0 | 0 | 0 | 0 | 0 | 0 | 0 | 0 | 0 | 0 | 0
Tuesday | 2 | 22 | 5 | 1253 | 0 | 0 | 0 | 0 | 0 | 0 | 0 | 0 | 0 | 0 | 0 | 0 | 0 | 0 | 0 | 0 | 0 | 0 | 0 | 0 | 0 |  | 0 | 0 | 0 | 0 | 0 | 0 | 0 | 0 |  |  |  |  | 0 | 0 | 1 | 0 | 0 | 0 | 0 | 0 |  | 1 | 1 | 1 | 1 | 1 | 1 | 0 | 0 | 0 | 0 | 0 | 0 | 0 | 0 | 0 | 0 | 0 | 0 | 0 | 0 | 0 | 0 | 0 | 0 | 0 | 0 | 0 | 0 | 0 | 0 | 0
Tuesday | 2 | 22 | 6 | 1254 | 0 | 0 | 0 | 0 | 0 | 0 | 0 | 0 | 0 | 0 | 0 | 0 | 0 | 0 | 0 | 0 | 0 | 0 | 0 | 0 | 0 |  | 0 | 0 | 0 | 0 | 0 | 0 | 0 | 0 |  |  |  |  | 0 | 0 | 1 | 0 | 0 | 0 | 0 | 0 |  | 1 | 1 | 1 | 1 | 1 | 1 | 0 | 0 | 0 | 0 | 0 | 0 | 0 | 0 | 0 | 0 | 0 | 0 | 0 | 0 | 0 | 0 | 0 | 0 | 0 | 0 | 0 | 0 | 0 | 0 | 0
Tuesday | 2 | 22 | 7 | 1255 | 0 | 0 | 0 | 0 | 0 | 0 | 0 | 0 | 0 | 0 | 0 | 0 | 0 | 0 | 0 | 0 | 0 | 0 | 0 | 0 | 0 |  | 0 | 0 | 0 | 0 | 0 | 0 | 0 | 0 |  |  |  |  | 0 | 0 | 1 | 0 | 0 | 0 | 0 | 0 |  | 1 | 1 | 1 | 1 | 1 | 1 | 0 | 0 | 0 | 0 | 0 | 0 | 0 | 0 | 0 | 0 | 0 | 0 | 0 | 0 | 0 | 0 | 0 | 0 | 0 | 0 | 0 | 0 | 0 | 0 | 0
Tuesday | 2 | 22 | 8 | 1256 | 0 | 0 | 0 | 0 | 0 | 0 | 0 | 0 | 0 | 0 | 0 | 0 | 0 | 0 | 0 | 0 | 0 | 0 | 0 | 0 | 0 |  | 0 | 0 | 0 | 0 | 0 | 0 | 0 | 0 |  |  |  |  | 0 | 1 | 0 | 0 | 0 | 0 | 0 | 0 |  | 1 | #VALUE! | 1 | 1 | 1 | #VALUE! | 0 | 0 | 0 | 0 | 0 | 0 | 0 | 0 | 0 | 0 | 0 | 0 | 0 | 0 | 0 | 0 | 0 | 0 | 0 | 0 | 0 | 0 | 0 | 0 | 0
Tuesday | 2 | 22 | 9 | 1257 | 0 | 0 | 0 | 0 | 0 | 0 | 0 | 0 | 0 | 0 | 0 | 0 | 0 | 0 | 0 | 0 | 0 | 0 | 0 | 0 | 0 |  | 0 | 0 | 0 | 0 | 0 | 0 | 0 | 0 |  |  |  |  | 0 | 1 | 0 | 0 | 0 | 0 | 0 | 0 |  | 1 | #VALUE! | 1 | 1 | 1 | #VALUE! | 0 | 0 | 0 | 0 | 0 | 0 | 0 | 0 | 0 | 0 | 0 | 0 | 0 | 0 | 0 | 0 | 0 | 0 | 0 | 0 | 0 | 0 | 0 | 0 | 0
Tuesday | 2 | 22 | 10 | 1258 | 0 | 0 | 0 | 0 | 0 | 0 | 0 | 0 | 0 | 0 | 0 | 0 | 0 | 0 | 0 | 0 | 0 | 0 | 0 | 0 | 0 |  | 0 | 0 | 0 | 0 | 0 | 0 | 0 | 0 |  |  |  |  | 0 | 1 | 0 | 0 | 0 | 0 | 0 | 0 |  | 1 | #VALUE! | 1 | 1 | 1 | #VALUE! | 0 | 0 | 0 | 0 | 0 | 0 | 0 | 0 | 0 | 0 | 0 | 0 | 0 | 0 | 0 | 0 | 0 | 0 | 0 | 0 | 0 | 0 | 0 | 0 | 0
Tuesday | 2 | 22 | 11 | 1259 | 0 | 0 | 0 | 0 | 0 | 0 | 0 | 0 | 0 | 0 | 0 | 0 | 0 | 0 | 0 | 0 | 0 | 0 | 0 | 0 | 0 |  | 0 | 0 | 0 | 0 | 0 | 0 | 0 | 0 |  |  |  |  | 0 | 1 | 0 | 0 | 0 | 0 | 0 | 0 |  | 1 | #VALUE! | 1 | 1 | 1 | #VALUE! | 0 | 0 | 0 | 0 | 0 | 0 | 0 | 0 | 0 | 0 | 0 | 0 | 0 | 0 | 0 | 0 | 0 | 0 | 0 | 0 | 0 | 0 | 0 | 0 | 0
Tuesday | 2 | 22 | 12 | 1260 | 0 | 0 | 0 | 0 | 0 | 0 | 0 | 0 | 0 | 0 | 0 | 0 | 0 | 0 | 0 | 0 | 0 | 0 | 0 | 0 | 0 |  | 0 | 0 | 0 | 0 | 0 | 0 | 0 | 0 |  |  |  |  | 0 | 1 | 0 | 0 | 0 | 0 | 0 | 0 |  | 1 | #VALUE! | 1 | 1 | 1 | #VALUE! | 0 | 0 | 0 | 0 | 0 | 0 | 0 | 0 | 0 | 0 | 0 | 0 | 0 | 0 | 0 | 0 | 0 | 0 | 0 | 0 | 0 | 0 | 0 | 0 | 0
Tuesday | 2 | 22 | 13 | 1261 | 0 | 0 | 0 | 0 | 0 | 0 | 0 | 0 | 0 | 0 | 0 | 0 | 0 | 0 | 0 | 0 | 0 | 0 | 0 | 0 | 0 |  | 0 | 0 | 0 | 0 | 0 | 0 | 0 | 0 |  |  |  |  | 0 | 1 | 0 | 0 | 0 | 0 | 0 | 0 |  | 1 | #VALUE! | 1 | 1 | 1 | #VALUE! | 0 | 0 | 0 | 0 | 0 | 0 | 0 | 0 | 0 | 0 | 0 | 0 | 0 | 0 | 0 | 0 | 0 | 0 | 0 | 0 | 0 | 0 | 0 | 0 | 0
Tuesday | 2 | 22 | 14 | 1262 | 0 | 0 | 0 | 0 | 0 | 0 | 0 | 0 | 0 | 0 | 0 | 0 | 0 | 0 | 0 | 0 | 0 | 0 | 0 | 0 | 0 |  | 0 | 0 | 0 | 0 | 0 | 0 | 0 | 0 |  |  |  |  | 0 | 1 | 0 | 0 | 0 | 0 | 0 | 0 |  | 1 | #VALUE! | 1 | 1 | 1 | #VALUE! | 0 | 0 | 0 | 0 | 0 | 0 | 0 | 0 | 0 | 0 | 0 | 0 | 0 | 0 | 0 | 0 | 0 | 0 | 0 | 0 | 0 | 0 | 0 | 0 | 0
Tuesday | 2 | 22 | 15 | 1263 | 0 | 0 | 0 | 0 | 0 | 0 | 0 | 0 | 0 | 0 | 0 | 0 | 0 | 0 | 0 | 0 | 0 | 0 | 0 | 0 | 0 |  | 0 | 0 | 0 | 0 | 0 | 0 | 0 | 0 |  |  |  |  | 0 | 1 | 0 | 0 | 0 | 0 | 0 | 0 |  | 1 | #VALUE! | 1 | 1 | 1 | #VALUE! | 0 | 0 | 0 | 0 | 0 | 0 | 0 | 0 | 0 | 0 | 0 | 0 | 0 | 0 | 0 | 0 | 0 | 0 | 0 | 0 | 0 | 0 | 0 | 0 | 0
Tuesday | 2 | 22 | 16 | 1264 | 0 | 0 | 0 | 0 | 0 | 0 | 0 | 0 | 0 | 0 | 0 | 0 | 0 | 0 | 0 | 0 | 0 | 0 | 0 | 0 | 0 |  | 0 | 0 | 0 | 0 | 0 | 0 | 0 | 0 |  |  |  |  | 0 | 1 | 0 | 0 | 0 | 0 | 0 | 0 |  | 1 | #VALUE! | 1 | 1 | 1 | #VALUE! | 0 | 0 | 0 | 0 | 0 | 0 | 0 | 0 | 0 | 0 | 0 | 0 | 0 | 0 | 0 | 0 | 0 | 0 | 0 | 0 | 0 | 0 | 0 | 0 | 0
Tuesday | 2 | 22 | 17 | 1265 | 0 | 0 | 0 | 0 | 0 | 0 | 0 | 0 | 0 | 0 | 0 | 0 | 0 | 0 | 0 | 0 | 0 | 0 | 0 | 0 | 0 |  | 0 | 0 | 0 | 0 | 0 | 0 | 0 | 0 |  |  |  |  | 0 | 1 | 0 | 0 | 0 | 0 | 0 | 0 |  | 1 | #VALUE! | 1 | 1 | 1 | #VALUE! | 0 | 0 | 0 | 0 | 0 | 0 | 0 | 0 | 0 | 0 | 0 | 0 | 0 | 0 | 0 | 0 | 0 | 0 | 0 | 0 | 0 | 0 | 0 | 0 | 0
Tuesday | 2 | 22 | 18 | 1266 | 0 | 0 | 0 | 0 | 0 | 0 | 0 | 0 | 0 | 0 | 0 | 0 | 0 | 0 | 0 | 0 | 0 | 0 | 0 | 0 | 0 |  | 0 | 0 | 0 | 0 | 0 | 0 | 0 | 0 |  |  |  |  | 0 | 1 | 0 | 0 | 0 | 0 | 0 | 0 |  | 1 | #VALUE! | 1 | 1 | 1 | #VALUE! | 0 | 0 | 0 | 0 | 0 | 0 | 0 | 0 | 0 | 0 | 0 | 0 | 0 | 0 | 0 | 0 | 0 | 0 | 0 | 0 | 0 | 0 | 0 | 0 | 0
Tuesday | 2 | 22 | 19 | 1267 | 0 | 0 | 0 | 0 | 0 | 0 | 0 | 0 | 0 | 0 | 0 | 0 | 0 | 0 | 0 | 0 | 0 | 0 | 0 | 0 | 0 |  | 0 | 0 | 0 | 0 | 0 | 0 | 0 | 0 |  |  |  |  | 1 | 0 | 0 | 0 | 0 | 0 | 0 | 0 |  | #VALUE! | 1 | 1 | 1 | 1 | #VALUE! | 0 | 0 | 0 | 0 | 0 | 0 | 0 | 0 | 0 | 0 | 0 | 0 | 0 | 0 | 0 | 0 | 0 | 0 | 0 | 0 | 0 | 0 | 0 | 0 | 0
Tuesday | 2 | 22 | 20 | 1268 | 0 | 0 | 0 | 0 | 0 | 0 | 0 | 0 | 0 | 0 | 0 | 0 | 0 | 0 | 0 | 0 | 0 | 0 | 0 | 0 | 0 |  | 0 | 0 | 0 | 0 | 0 | 0 | 0 | 0 |  |  |  |  | 1 | 0 | 0 | 0 | 0 | 0 | 0 | 0 |  | #VALUE! | 1 | 1 | 1 | 1 | #VALUE! | 0 | 0 | 0 | 0 | 0 | 0 | 0 | 0 | 0 | 0 | 0 | 0 | 0 | 0 | 0 | 0 | 0 | 0 | 0 | 0 | 0 | 0 | 0 | 0 | 0
Tuesday | 2 | 22 | 21 | 1269 | 0 | 0 | 0 | 0 | 0 | 0 | 0 | 0 | 0 | 0 | 0 | 0 | 0 | 0 | 0 | 0 | 0 | 0 | 0 | 0 | 0 |  | 0 | 0 | 0 | 0 | 0 | 0 | 0 | 0 |  |  |  |  | 0 | 1 | 0 | 0 | 0 | 0 | 0 | 0 |  | 1 | #VALUE! | 1 | 1 | 1 | #VALUE! | 0 | 0 | 0 | 0 | 0 | 0 | 0 | 0 | 0 | 0 | 0 | 0 | 0 | 0 | 0 | 0 | 0 | 0 | 0 | 0 | 0 | 0 | 0 | 0 | 0
Tuesday | 2 | 22 | 22 | 1270 | 0 | 0 | 0 | 0 | 0 | 0 | 0 | 0 | 0 | 0 | 0 | 0 | 0 | 0 | 0 | 0 | 0 | 0 | 0 | 0 | 0 |  | 0 | 0 | 0 | 0 | 0 | 0 | 0 | 0 |  |  |  |  | 0 | 1 | 0 | 0 | 0 | 0 | 0 | 0 |  | 1 | #VALUE! | 1 | 1 | 1 | #VALUE! | 0 | 0 | 0 | 0 | 0 | 0 | 0 | 0 | 0 | 0 | 0 | 0 | 0 | 0 | 0 | 0 | 0 | 0 | 0 | 0 | 0 | 0 | 0 | 0 | 0
Tuesday | 2 | 22 | 23 | 1271 | 0 | 0 | 0 | 0 | 0 | 0 | 0 | 0 | 0 | 0 | 0 | 0 | 0 | 0 | 0 | 0 | 0 | 0 | 0 | 0 | 0 |  | 0 | 0 | 0 | 0 | 0 | 0 | 0 | 0 |  |  |  |  | 0 | 0 | 1 | 0 | 0 | 0 | 0 | 0 |  | 1 | 1 | 1 | 1 | 1 | 1 | 0 | 0 | 0 | 0 | 0 | 0 | 0 | 0 | 0 | 0 | 0 | 0 | 0 | 0 | 0 | 0 | 0 | 0 | 0 | 0 | 0 | 0 | 0 | 0 | 0
Tuesday | 2 | 22 | 24 | 1272 | 0 | 0 | 0 | 0 | 0 | 0 | 0 | 0 | 0 | 0 | 0 | 0 | 0 | 0 | 0 | 0 | 0 | 0 | 0 | 0 | 0 |  | 0 | 0 | 0 | 0 | 0 | 0 | 0 | 0 |  |  |  |  | 0 | 0 | 1 | 0 | 0 | 0 | 0 | 0 |  | 1 | 1 | 1 | 1 | 1 | 1 | 0 | 0 | 0 | 0 | 0 | 0 | 0 | 0 | 0 | 0 | 0 | 0 | 0 | 0 | 0 | 0 | 0 | 0 | 0 | 0 | 0 | 0 | 0 | 0 | 0
Wednesday | 2 | 23 | 1 | 1273 | 0 | 0 | 0 | 0 | 0 | 0 | 0 | 0 | 0 | 0 | 0 | 0 | 0 | 0 | 0 | 0 | 0 | 0 | 0 | 0 | 0 |  | 0 | 0 | 0 | 0 | 0 | 0 | 0 | 0 |  |  |  |  | 0 | 0 | 1 | 0 | 0 | 0 | 0 | 0 |  | 1 | 1 | 1 | 1 | 1 | 1 | 0 | 0 | 0 | 0 | 0 | 0 | 0 | 0 | 0 | 0 | 0 | 0 | 0 | 0 | 0 | 0 | 0 | 0 | 0 | 0 | 0 | 0 | 0 | 0 | 0
Wednesday | 2 | 23 | 2 | 1274 | 0 | 0 | 0 | 0 | 0 | 0 | 0 | 0 | 0 | 0 | 0 | 0 | 0 | 0 | 0 | 0 | 0 | 0 | 0 | 0 | 0 |  | 0 | 0 | 0 | 0 | 0 | 0 | 0 | 0 |  |  |  |  | 0 | 0 | 1 | 0 | 0 | 0 | 0 | 0 |  | 1 | 1 | 1 | 1 | 1 | 1 | 0 | 0 | 0 | 0 | 0 | 0 | 0 | 0 | 0 | 0 | 0 | 0 | 0 | 0 | 0 | 0 | 0 | 0 | 0 | 0 | 0 | 0 | 0 | 0 | 0
Wednesday | 2 | 23 | 3 | 1275 | 0 | 0 | 0 | 0 | 0 | 0 | 0 | 0 | 0 | 0 | 0 | 0 | 0 | 0 | 0 | 0 | 0 | 0 | 0 | 0 | 0 |  | 0 | 0 | 0 | 0 | 0 | 0 | 0 | 0 |  |  |  |  | 0 | 0 | 1 | 0 | 0 | 0 | 0 | 0 |  | 1 | 1 | 1 | 1 | 1 | 1 | 0 | 0 | 0 | 0 | 0 | 0 | 0 | 0 | 0 | 0 | 0 | 0 | 0 | 0 | 0 | 0 | 0 | 0 | 0 | 0 | 0 | 0 | 0 | 0 | 0
Wednesday | 2 | 23 | 4 | 1276 | 0 | 0 | 0 | 0 | 0 | 0 | 0 | 0 | 0 | 0 | 0 | 0 | 0 | 0 | 0 | 0 | 0 | 0 | 0 | 0 | 0 |  | 0 | 0 | 0 | 0 | 0 | 0 | 0 | 0 |  |  |  |  | 0 | 0 | 1 | 0 | 0 | 0 | 0 | 0 |  | 1 | 1 | 1 | 1 | 1 | 1 | 0 | 0 | 0 | 0 | 0 | 0 | 0 | 0 | 0 | 0 | 0 | 0 | 0 | 0 | 0 | 0 | 0 | 0 | 0 | 0 | 0 | 0 | 0 | 0 | 0
Wednesday | 2 | 23 | 5 | 1277 | 0 | 0 | 0 | 0 | 0 | 0 | 0 | 0 | 0 | 0 | 0 | 0 | 0 | 0 | 0 | 0 | 0 | 0 | 0 | 0 | 0 |  | 0 | 0 | 0 | 0 | 0 | 0 | 0 | 0 |  |  |  |  | 0 | 0 | 1 | 0 | 0 | 0 | 0 | 0 |  | 1 | 1 | 1 | 1 | 1 | 1 | 0 | 0 | 0 | 0 | 0 | 0 | 0 | 0 | 0 | 0 | 0 | 0 | 0 | 0 | 0 | 0 | 0 | 0 | 0 | 0 | 0 | 0 | 0 | 0 | 0
Wednesday | 2 | 23 | 6 | 1278 | 0 | 0 | 0 | 0 | 0 | 0 | 0 | 0 | 0 | 0 | 0 | 0 | 0 | 0 | 0 | 0 | 0 | 0 | 0 | 0 | 0 |  | 0 | 0 | 0 | 0 | 0 | 0 | 0 | 0 |  |  |  |  | 0 | 0 | 1 | 0 | 0 | 0 | 0 | 0 |  | 1 | 1 | 1 | 1 | 1 | 1 | 0 | 0 | 0 | 0 | 0 | 0 | 0 | 0 | 0 | 0 | 0 | 0 | 0 | 0 | 0 | 0 | 0 | 0 | 0 | 0 | 0 | 0 | 0 | 0 | 0
Wednesday | 2 | 23 | 7 | 1279 | 0 | 0 | 0 | 0 | 0 | 0 | 0 | 0 | 0 | 0 | 0 | 0 | 0 | 0 | 0 | 0 | 0 | 0 | 0 | 0 | 0 |  | 0 | 0 | 0 | 0 | 0 | 0 | 0 | 0 |  |  |  |  | 0 | 0 | 1 | 0 | 0 | 0 | 0 | 0 |  | 1 | 1 | 1 | 1 | 1 | 1 | 0 | 0 | 0 | 0 | 0 | 0 | 0 | 0 | 0 | 0 | 0 | 0 | 0 | 0 | 0 | 0 | 0 | 0 | 0 | 0 | 0 | 0 | 0 | 0 | 0
Wednesday | 2 | 23 | 8 | 1280 | 0 | 0 | 0 | 0 | 0 | 0 | 0 | 0 | 0 | 0 | 0 | 0 | 0 | 0 | 0 | 0 | 0 | 0 | 0 | 0 | 0 |  | 0 | 0 | 0 | 0 | 0 | 0 | 0 | 0 |  |  |  |  | 0 | 1 | 0 | 0 | 0 | 0 | 0 | 0 |  | 1 | #VALUE! | 1 | 1 | 1 | #VALUE! | 0 | 0 | 0 | 0 | 0 | 0 | 0 | 0 | 0 | 0 | 0 | 0 | 0 | 0 | 0 | 0 | 0 | 0 | 0 | 0 | 0 | 0 | 0 | 0 | 0
Wednesday | 2 | 23 | 9 | 1281 | 0 | 0 | 0 | 0 | 0 | 0 | 0 | 0 | 0 | 0 | 0 | 0 | 0 | 0 | 0 | 0 | 0 | 0 | 0 | 0 | 0 |  | 0 | 0 | 0 | 0 | 0 | 0 | 0 | 0 |  |  |  |  | 0 | 1 | 0 | 0 | 0 | 0 | 0 | 0 |  | 1 | #VALUE! | 1 | 1 | 1 | #VALUE! | 0 | 0 | 0 | 0 | 0 | 0 | 0 | 0 | 0 | 0 | 0 | 0 | 0 | 0 | 0 | 0 | 0 | 0 | 0 | 0 | 0 | 0 | 0 | 0 | 0
Wednesday | 2 | 23 | 10 | 1282 | 0 | 0 | 0 | 0 | 0 | 0 | 0 | 0 | 0 | 0 | 0 | 0 | 0 | 0 | 0 | 0 | 0 | 0 | 0 | 0 | 0 |  | 0 | 0 | 0 | 0 | 0 | 0 | 0 | 0 |  |  |  |  | 0 | 1 | 0 | 0 | 0 | 0 | 0 | 0 |  | 1 | #VALUE! | 1 | 1 | 1 | #VALUE! | 0 | 0 | 0 | 0 | 0 | 0 | 0 | 0 | 0 | 0 | 0 | 0 | 0 | 0 | 0 | 0 | 0 | 0 | 0 | 0 | 0 | 0 | 0 | 0 | 0
Wednesday | 2 | 23 | 11 | 1283 | 0 | 0 | 0 | 0 | 0 | 0 | 0 | 0 | 0 | 0 | 0 | 0 | 0 | 0 | 0 | 0 | 0 | 0 | 0 | 0 | 0 |  | 0 | 0 | 0 | 0 | 0 | 0 | 0 | 0 |  |  |  |  | 0 | 1 | 0 | 0 | 0 | 0 | 0 | 0 |  | 1 | #VALUE! | 1 | 1 | 1 | #VALUE! | 0 | 0 | 0 | 0 | 0 | 0 | 0 | 0 | 0 | 0 | 0 | 0 | 0 | 0 | 0 | 0 | 0 | 0 | 0 | 0 | 0 | 0 | 0 | 0 | 0
Wednesday | 2 | 23 | 12 | 1284 | 0 | 0 | 0 | 0 | 0 | 0 | 0 | 0 | 0 | 0 | 0 | 0 | 0 | 0 | 0 | 0 | 0 | 0 | 0 | 0 | 0 |  | 0 | 0 | 0 | 0 | 0 | 0 | 0 | 0 |  |  |  |  | 0 | 1 | 0 | 0 | 0 | 0 | 0 | 0 |  | 1 | #VALUE! | 1 | 1 | 1 | #VALUE! | 0 | 0 | 0 | 0 | 0 | 0 | 0 | 0 | 0 | 0 | 0 | 0 | 0 | 0 | 0 | 0 | 0 | 0 | 0 | 0 | 0 | 0 | 0 | 0 | 0
Wednesday | 2 | 23 | 13 | 1285 | 0 | 0 | 0 | 0 | 0 | 0 | 0 | 0 | 0 | 0 | 0 | 0 | 0 | 0 | 0 | 0 | 0 | 0 | 0 | 0 | 0 |  | 0 | 0 | 0 | 0 | 0 | 0 | 0 | 0 |  |  |  |  | 0 | 1 | 0 | 0 | 0 | 0 | 0 | 0 |  | 1 | #VALUE! | 1 | 1 | 1 | #VALUE! | 0 | 0 | 0 | 0 | 0 | 0 | 0 | 0 | 0 | 0 | 0 | 0 | 0 | 0 | 0 | 0 | 0 | 0 | 0 | 0 | 0 | 0 | 0 | 0 | 0
Wednesday | 2 | 23 | 14 | 1286 | 0 | 0 | 0 | 0 | 0 | 0 | 0 | 0 | 0 | 0 | 0 | 0 | 0 | 0 | 0 | 0 | 0 | 0 | 0 | 0 | 0 |  | 0 | 0 | 0 | 0 | 0 | 0 | 0 | 0 |  |  |  |  | 0 | 1 | 0 | 0 | 0 | 0 | 0 | 0 |  | 1 | #VALUE! | 1 | 1 | 1 | #VALUE! | 0 | 0 | 0 | 0 | 0 | 0 | 0 | 0 | 0 | 0 | 0 | 0 | 0 | 0 | 0 | 0 | 0 | 0 | 0 | 0 | 0 | 0 | 0 | 0 | 0
Wednesday | 2 | 23 | 15 | 1287 | 0 | 0 | 0 | 0 | 0 | 0 | 0 | 0 | 0 | 0 | 0 | 0 | 0 | 0 | 0 | 0 | 0 | 0 | 0 | 0 | 0 |  | 0 | 0 | 0 | 0 | 0 | 0 | 0 | 0 |  |  |  |  | 0 | 1 | 0 | 0 | 0 | 0 | 0 | 0 |  | 1 | #VALUE! | 1 | 1 | 1 | #VALUE! | 0 | 0 | 0 | 0 | 0 | 0 | 0 | 0 | 0 | 0 | 0 | 0 | 0 | 0 | 0 | 0 | 0 | 0 | 0 | 0 | 0 | 0 | 0 | 0 | 0
Wednesday | 2 | 23 | 16 | 1288 | 0 | 0 | 0 | 0 | 0 | 0 | 0 | 0 | 0 | 0 | 0 | 0 | 0 | 0 | 0 | 0 | 0 | 0 | 0 | 0 | 0 |  | 0 | 0 | 0 | 0 | 0 | 0 | 0 | 0 |  |  |  |  | 0 | 1 | 0 | 0 | 0 | 0 | 0 | 0 |  | 1 | #VALUE! | 1 | 1 | 1 | #VALUE! | 0 | 0 | 0 | 0 | 0 | 0 | 0 | 0 | 0 | 0 | 0 | 0 | 0 | 0 | 0 | 0 | 0 | 0 | 0 | 0 | 0 | 0 | 0 | 0 | 0
Wednesday | 2 | 23 | 17 | 1289 | 0 | 0 | 0 | 0 | 0 | 0 | 0 | 0 | 0 | 0 | 0 | 0 | 0 | 0 | 0 | 0 | 0 | 0 | 0 | 0 | 0 |  | 0 | 0 | 0 | 0 | 0 | 0 | 0 | 0 |  |  |  |  | 0 | 1 | 0 | 0 | 0 | 0 | 0 | 0 |  | 1 | #VALUE! | 1 | 1 | 1 | #VALUE! | 0 | 0 | 0 | 0 | 0 | 0 | 0 | 0 | 0 | 0 | 0 | 0 | 0 | 0 | 0 | 0 | 0 | 0 | 0 | 0 | 0 | 0 | 0 | 0 | 0
Wednesday | 2 | 23 | 18 | 1290 | 0 | 0 | 0 | 0 | 0 | 0 | 0 | 0 | 0 | 0 | 0 | 0 | 0 | 0 | 0 | 0 | 0 | 0 | 0 | 0 | 0 |  | 0 | 0 | 0 | 0 | 0 | 0 | 0 | 0 |  |  |  |  | 0 | 1 | 0 | 0 | 0 | 0 | 0 | 0 |  | 1 | #VALUE! | 1 | 1 | 1 | #VALUE! | 0 | 0 | 0 | 0 | 0 | 0 | 0 | 0 | 0 | 0 | 0 | 0 | 0 | 0 | 0 | 0 | 0 | 0 | 0 | 0 | 0 | 0 | 0 | 0 | 0
Wednesday | 2 | 23 | 19 | 1291 | 0 | 0 | 0 | 0 | 0 | 0 | 0 | 0 | 0 | 0 | 0 | 0 | 0 | 0 | 0 | 0 | 0 | 0 | 0 | 0 | 0 |  | 0 | 0 | 0 | 0 | 0 | 0 | 0 | 0 |  |  |  |  | 1 | 0 | 0 | 0 | 0 | 0 | 0 | 0 |  | #VALUE! | 1 | 1 | 1 | 1 | #VALUE! | 0 | 0 | 0 | 0 | 0 | 0 | 0 | 0 | 0 | 0 | 0 | 0 | 0 | 0 | 0 | 0 | 0 | 0 | 0 | 0 | 0 | 0 | 0 | 0 | 0
Wednesday | 2 | 23 | 20 | 1292 | 0 | 0 | 0 | 0 | 0 | 0 | 0 | 0 | 0 | 0 | 0 | 0 | 0 | 0 | 0 | 0 | 0 | 0 | 0 | 0 | 0 |  | 0 | 0 | 0 | 0 | 0 | 0 | 0 | 0 |  |  |  |  | 1 | 0 | 0 | 0 | 0 | 0 | 0 | 0 |  | #VALUE! | 1 | 1 | 1 | 1 | #VALUE! | 0 | 0 | 0 | 0 | 0 | 0 | 0 | 0 | 0 | 0 | 0 | 0 | 0 | 0 | 0 | 0 | 0 | 0 | 0 | 0 | 0 | 0 | 0 | 0 | 0
Wednesday | 2 | 23 | 21 | 1293 | 0 | 0 | 0 | 0 | 0 | 0 | 0 | 0 | 0 | 0 | 0 | 0 | 0 | 0 | 0 | 0 | 0 | 0 | 0 | 0 | 0 |  | 0 | 0 | 0 | 0 | 0 | 0 | 0 | 0 |  |  |  |  | 0 | 1 | 0 | 0 | 0 | 0 | 0 | 0 |  | 1 | #VALUE! | 1 | 1 | 1 | #VALUE! | 0 | 0 | 0 | 0 | 0 | 0 | 0 | 0 | 0 | 0 | 0 | 0 | 0 | 0 | 0 | 0 | 0 | 0 | 0 | 0 | 0 | 0 | 0 | 0 | 0
Wednesday | 2 | 23 | 22 | 1294 | 0 | 0 | 0 | 0 | 0 | 0 | 0 | 0 | 0 | 0 | 0 | 0 | 0 | 0 | 0 | 0 | 0 | 0 | 0 | 0 | 0 |  | 0 | 0 | 0 | 0 | 0 | 0 | 0 | 0 |  |  |  |  | 0 | 1 | 0 | 0 | 0 | 0 | 0 | 0 |  | 1 | #VALUE! | 1 | 1 | 1 | #VALUE! | 0 | 0 | 0 | 0 | 0 | 0 | 0 | 0 | 0 | 0 | 0 | 0 | 0 | 0 | 0 | 0 | 0 | 0 | 0 | 0 | 0 | 0 | 0 | 0 | 0
Wednesday | 2 | 23 | 23 | 1295 | 0 | 0 | 0 | 0 | 0 | 0 | 0 | 0 | 0 | 0 | 0 | 0 | 0 | 0 | 0 | 0 | 0 | 0 | 0 | 0 | 0 |  | 0 | 0 | 0 | 0 | 0 | 0 | 0 | 0 |  |  |  |  | 0 | 0 | 1 | 0 | 0 | 0 | 0 | 0 |  | 1 | 1 | 1 | 1 | 1 | 1 | 0 | 0 | 0 | 0 | 0 | 0 | 0 | 0 | 0 | 0 | 0 | 0 | 0 | 0 | 0 | 0 | 0 | 0 | 0 | 0 | 0 | 0 | 0 | 0 | 0
Wednesday | 2 | 23 | 24 | 1296 | 0 | 0 | 0 | 0 | 0 | 0 | 0 | 0 | 0 | 0 | 0 | 0 | 0 | 0 | 0 | 0 | 0 | 0 | 0 | 0 | 0 |  | 0 | 0 | 0 | 0 | 0 | 0 | 0 | 0 |  |  |  |  | 0 | 0 | 1 | 0 | 0 | 0 | 0 | 0 |  | 1 | 1 | 1 | 1 | 1 | 1 | 0 | 0 | 0 | 0 | 0 | 0 | 0 | 0 | 0 | 0 | 0 | 0 | 0 | 0 | 0 | 0 | 0 | 0 | 0 | 0 | 0 | 0 | 0 | 0 | 0
Thursday | 2 | 24 | 1 | 1297 | 0 | 0 | 0 | 0 | 0 | 0 | 0 | 0 | 0 | 0 | 0 | 0 | 0 | 0 | 0 | 0 | 0 | 0 | 0 | 0 | 0 |  | 0 | 0 | 0 | 0 | 0 | 0 | 0 | 0 |  |  |  |  | 0 | 0 | 1 | 0 | 0 | 0 | 0 | 0 |  | 1 | 1 | 1 | 1 | 1 | 1 | 0 | 0 | 0 | 0 | 0 | 0 | 0 | 0 | 0 | 0 | 0 | 0 | 0 | 0 | 0 | 0 | 0 | 0 | 0 | 0 | 0 | 0 | 0 | 0 | 0
Thursday | 2 | 24 | 2 | 1298 | 0 | 0 | 0 | 0 | 0 | 0 | 0 | 0 | 0 | 0 | 0 | 0 | 0 | 0 | 0 | 0 | 0 | 0 | 0 | 0 | 0 |  | 0 | 0 | 0 | 0 | 0 | 0 | 0 | 0 |  |  |  |  | 0 | 0 | 1 | 0 | 0 | 0 | 0 | 0 |  | 1 | 1 | 1 | 1 | 1 | 1 | 0 | 0 | 0 | 0 | 0 | 0 | 0 | 0 | 0 | 0 | 0 | 0 | 0 | 0 | 0 | 0 | 0 | 0 | 0 | 0 | 0 | 0 | 0 | 0 | 0
Thursday | 2 | 24 | 3 | 1299 | 0 | 0 | 0 | 0 | 0 | 0 | 0 | 0 | 0 | 0 | 0 | 0 | 0 | 0 | 0 | 0 | 0 | 0 | 0 | 0 | 0 |  | 0 | 0 | 0 | 0 | 0 | 0 | 0 | 0 |  |  |  |  | 0 | 0 | 1 | 0 | 0 | 0 | 0 | 0 |  | 1 | 1 | 1 | 1 | 1 | 1 | 0 | 0 | 0 | 0 | 0 | 0 | 0 | 0 | 0 | 0 | 0 | 0 | 0 | 0 | 0 | 0 | 0 | 0 | 0 | 0 | 0 | 0 | 0 | 0 | 0
Thursday | 2 | 24 | 4 | 1300 | 0 | 0 | 0 | 0 | 0 | 0 | 0 | 0 | 0 | 0 | 0 | 0 | 0 | 0 | 0 | 0 | 0 | 0 | 0 | 0 | 0 |  | 0 | 0 | 0 | 0 | 0 | 0 | 0 | 0 |  |  |  |  | 0 | 0 | 1 | 0 | 0 | 0 | 0 | 0 |  | 1 | 1 | 1 | 1 | 1 | 1 | 0 | 0 | 0 | 0 | 0 | 0 | 0 | 0 | 0 | 0 | 0 | 0 | 0 | 0 | 0 | 0 | 0 | 0 | 0 | 0 | 0 | 0 | 0 | 0 | 0
Thursday | 2 | 24 | 5 | 1301 | 0 | 0 | 0 | 0 | 0 | 0 | 0 | 0 | 0 | 0 | 0 | 0 | 0 | 0 | 0 | 0 | 0 | 0 | 0 | 0 | 0 |  | 0 | 0 | 0 | 0 | 0 | 0 | 0 | 0 |  |  |  |  | 0 | 0 | 1 | 0 | 0 | 0 | 0 | 0 |  | 1 | 1 | 1 | 1 | 1 | 1 | 0 | 0 | 0 | 0 | 0 | 0 | 0 | 0 | 0 | 0 | 0 | 0 | 0 | 0 | 0 | 0 | 0 | 0 | 0 | 0 | 0 | 0 | 0 | 0 | 0
Thursday | 2 | 24 | 6 | 1302 | 0 | 0 | 0 | 0 | 0 | 0 | 0 | 0 | 0 | 0 | 0 | 0 | 0 | 0 | 0 | 0 | 0 | 0 | 0 | 0 | 0 |  | 0 | 0 | 0 | 0 | 0 | 0 | 0 | 0 |  |  |  |  | 0 | 0 | 1 | 0 | 0 | 0 | 0 | 0 |  | 1 | 1 | 1 | 1 | 1 | 1 | 0 | 0 | 0 | 0 | 0 | 0 | 0 | 0 | 0 | 0 | 0 | 0 | 0 | 0 | 0 | 0 | 0 | 0 | 0 | 0 | 0 | 0 | 0 | 0 | 0
Thursday | 2 | 24 | 7 | 1303 | 0 | 0 | 0 | 0 | 0 | 0 | 0 | 0 | 0 | 0 | 0 | 0 | 0 | 0 | 0 | 0 | 0 | 0 | 0 | 0 | 0 |  | 0 | 0 | 0 | 0 | 0 | 0 | 0 | 0 |  |  |  |  | 0 | 0 | 1 | 0 | 0 | 0 | 0 | 0 |  | 1 | 1 | 1 | 1 | 1 | 1 | 0 | 0 | 0 | 0 | 0 | 0 | 0 | 0 | 0 | 0 | 0 | 0 | 0 | 0 | 0 | 0 | 0 | 0 | 0 | 0 | 0 | 0 | 0 | 0 | 0
Thursday | 2 | 24 | 8 | 1304 | 0 | 0 | 0 | 0 | 0 | 0 | 0 | 0 | 0 | 0 | 0 | 0 | 0 | 0 | 0 | 0 | 0 | 0 | 0 | 0 | 0 |  | 0 | 0 | 0 | 0 | 0 | 0 | 0 | 0 |  |  |  |  | 0 | 1 | 0 | 0 | 0 | 0 | 0 | 0 |  | 1 | #VALUE! | 1 | 1 | 1 | #VALUE! | 0 | 0 | 0 | 0 | 0 | 0 | 0 | 0 | 0 | 0 | 0 | 0 | 0 | 0 | 0 | 0 | 0 | 0 | 0 | 0 | 0 | 0 | 0 | 0 | 0
Thursday | 2 | 24 | 9 | 1305 | 0 | 0 | 0 | 0 | 0 | 0 | 0 | 0 | 0 | 0 | 0 | 0 | 0 | 0 | 0 | 0 | 0 | 0 | 0 | 0 | 0 |  | 0 | 0 | 0 | 0 | 0 | 0 | 0 | 0 |  |  |  |  | 0 | 1 | 0 | 0 | 0 | 0 | 0 | 0 |  | 1 | #VALUE! | 1 | 1 | 1 | #VALUE! | 0 | 0 | 0 | 0 | 0 | 0 | 0 | 0 | 0 | 0 | 0 | 0 | 0 | 0 | 0 | 0 | 0 | 0 | 0 | 0 | 0 | 0 | 0 | 0 | 0
Thursday | 2 | 24 | 10 | 1306 | 0 | 0 | 0 | 0 | 0 | 0 | 0 | 0 | 0 | 0 | 0 | 0 | 0 | 0 | 0 | 0 | 0 | 0 | 0 | 0 | 0 |  | 0 | 0 | 0 | 0 | 0 | 0 | 0 | 0 |  |  |  |  | 0 | 1 | 0 | 0 | 0 | 0 | 0 | 0 |  | 1 | #VALUE! | 1 | 1 | 1 | #VALUE! | 0 | 0 | 0 | 0 | 0 | 0 | 0 | 0 | 0 | 0 | 0 | 0 | 0 | 0 | 0 | 0 | 0 | 0 | 0 | 0 | 0 | 0 | 0 | 0 | 0
Thursday | 2 | 24 | 11 | 1307 | 0 | 0 | 0 | 0 | 0 | 0 | 0 | 0 | 0 | 0 | 0 | 0 | 0 | 0 | 0 | 0 | 0 | 0 | 0 | 0 | 0 |  | 0 | 0 | 0 | 0 | 0 | 0 | 0 | 0 |  |  |  |  | 0 | 1 | 0 | 0 | 0 | 0 | 0 | 0 |  | 1 | #VALUE! | 1 | 1 | 1 | #VALUE! | 0 | 0 | 0 | 0 | 0 | 0 | 0 | 0 | 0 | 0 | 0 | 0 | 0 | 0 | 0 | 0 | 0 | 0 | 0 | 0 | 0 | 0 | 0 | 0 | 0
Thursday | 2 | 24 | 12 | 1308 | 0 | 0 | 0 | 0 | 0 | 0 | 0 | 0 | 0 | 0 | 0 | 0 | 0 | 0 | 0 | 0 | 0 | 0 | 0 | 0 | 0 |  | 0 | 0 | 0 | 0 | 0 | 0 | 0 | 0 |  |  |  |  | 0 | 1 | 0 | 0 | 0 | 0 | 0 | 0 |  | 1 | #VALUE! | 1 | 1 | 1 | #VALUE! | 0 | 0 | 0 | 0 | 0 | 0 | 0 | 0 | 0 | 0 | 0 | 0 | 0 | 0 | 0 | 0 | 0 | 0 | 0 | 0 | 0 | 0 | 0 | 0 | 0
Thursday | 2 | 24 | 13 | 1309 | 0 | 0 | 0 | 0 | 0 | 0 | 0 | 0 | 0 | 0 | 0 | 0 | 0 | 0 | 0 | 0 | 0 | 0 | 0 | 0 | 0 |  | 0 | 0 | 0 | 0 | 0 | 0 | 0 | 0 |  |  |  |  | 0 | 1 | 0 | 0 | 0 | 0 | 0 | 0 |  | 1 | #VALUE! | 1 | 1 | 1 | #VALUE! | 0 | 0 | 0 | 0 | 0 | 0 | 0 | 0 | 0 | 0 | 0 | 0 | 0 | 0 | 0 | 0 | 0 | 0 | 0 | 0 | 0 | 0 | 0 | 0 | 0
Thursday | 2 | 24 | 14 | 1310 | 0 | 0 | 0 | 0 | 0 | 0 | 0 | 0 | 0 | 0 | 0 | 0 | 0 | 0 | 0 | 0 | 0 | 0 | 0 | 0 | 0 |  | 0 | 0 | 0 | 0 | 0 | 0 | 0 | 0 |  |  |  |  | 0 | 1 | 0 | 0 | 0 | 0 | 0 | 0 |  | 1 | #VALUE! | 1 | 1 | 1 | #VALUE! | 0 | 0 | 0 | 0 | 0 | 0 | 0 | 0 | 0 | 0 | 0 | 0 | 0 | 0 | 0 | 0 | 0 | 0 | 0 | 0 | 0 | 0 | 0 | 0 | 0
Thursday | 2 | 24 | 15 | 1311 | 0 | 0 | 0 | 0 | 0 | 0 | 0 | 0 | 0 | 0 | 0 | 0 | 0 | 0 | 0 | 0 | 0 | 0 | 0 | 0 | 0 |  | 0 | 0 | 0 | 0 | 0 | 0 | 0 | 0 |  |  |  |  | 0 | 1 | 0 | 0 | 0 | 0 | 0 | 0 |  | 1 | #VALUE! | 1 | 1 | 1 | #VALUE! | 0 | 0 | 0 | 0 | 0 | 0 | 0 | 0 | 0 | 0 | 0 | 0 | 0 | 0 | 0 | 0 | 0 | 0 | 0 | 0 | 0 | 0 | 0 | 0 | 0
Thursday | 2 | 24 | 16 | 1312 | 0 | 0 | 0 | 0 | 0 | 0 | 0 | 0 | 0 | 0 | 0 | 0 | 0 | 0 | 0 | 0 | 0 | 0 | 0 | 0 | 0 |  | 0 | 0 | 0 | 0 | 0 | 0 | 0 | 0 |  |  |  |  | 0 | 1 | 0 | 0 | 0 | 0 | 0 | 0 |  | 1 | #VALUE! | 1 | 1 | 1 | #VALUE! | 0 | 0 | 0 | 0 | 0 | 0 | 0 | 0 | 0 | 0 | 0 | 0 | 0 | 0 | 0 | 0 | 0 | 0 | 0 | 0 | 0 | 0 | 0 | 0 | 0
Thursday | 2 | 24 | 17 | 1313 | 0 | 0 | 0 | 0 | 0 | 0 | 0 | 0 | 0 | 0 | 0 | 0 | 0 | 0 | 0 | 0 | 0 | 0 | 0 | 0 | 0 |  | 0 | 0 | 0 | 0 | 0 | 0 | 0 | 0 |  |  |  |  | 0 | 1 | 0 | 0 | 0 | 0 | 0 | 0 |  | 1 | #VALUE! | 1 | 1 | 1 | #VALUE! | 0 | 0 | 0 | 0 | 0 | 0 | 0 | 0 | 0 | 0 | 0 | 0 | 0 | 0 | 0 | 0 | 0 | 0 | 0 | 0 | 0 | 0 | 0 | 0 | 0
Thursday | 2 | 24 | 18 | 1314 | 0 | 0 | 0 | 0 | 0 | 0 | 0 | 0 | 0 | 0 | 0 | 0 | 0 | 0 | 0 | 0 | 0 | 0 | 0 | 0 | 0 |  | 0 | 0 | 0 | 0 | 0 | 0 | 0 | 0 |  |  |  |  | 0 | 1 | 0 | 0 | 0 | 0 | 0 | 0 |  | 1 | #VALUE! | 1 | 1 | 1 | #VALUE! | 0 | 0 | 0 | 0 | 0 | 0 | 0 | 0 | 0 | 0 | 0 | 0 | 0 | 0 | 0 | 0 | 0 | 0 | 0 | 0 | 0 | 0 | 0 | 0 | 0
Thursday | 2 | 24 | 19 | 1315 | 0 | 0 | 0 | 0 | 0 | 0 | 0 | 0 | 0 | 0 | 0 | 0 | 0 | 0 | 0 | 0 | 0 | 0 | 0 | 0 | 0 |  | 0 | 0 | 0 | 0 | 0 | 0 | 0 | 0 |  |  |  |  | 1 | 0 | 0 | 0 | 0 | 0 | 0 | 0 |  | #VALUE! | 1 | 1 | 1 | 1 | #VALUE! | 0 | 0 | 0 | 0 | 0 | 0 | 0 | 0 | 0 | 0 | 0 | 0 | 0 | 0 | 0 | 0 | 0 | 0 | 0 | 0 | 0 | 0 | 0 | 0 | 0
Thursday | 2 | 24 | 20 | 1316 | 0 | 0 | 0 | 0 | 0 | 0 | 0 | 0 | 0 | 0 | 0 | 0 | 0 | 0 | 0 | 0 | 0 | 0 | 0 | 0 | 0 |  | 0 | 0 | 0 | 0 | 0 | 0 | 0 | 0 |  |  |  |  | 1 | 0 | 0 | 0 | 0 | 0 | 0 | 0 |  | #VALUE! | 1 | 1 | 1 | 1 | #VALUE! | 0 | 0 | 0 | 0 | 0 | 0 | 0 | 0 | 0 | 0 | 0 | 0 | 0 | 0 | 0 | 0 | 0 | 0 | 0 | 0 | 0 | 0 | 0 | 0 | 0
Thursday | 2 | 24 | 21 | 1317 | 0 | 0 | 0 | 0 | 0 | 0 | 0 | 0 | 0 | 0 | 0 | 0 | 0 | 0 | 0 | 0 | 0 | 0 | 0 | 0 | 0 |  | 0 | 0 | 0 | 0 | 0 | 0 | 0 | 0 |  |  |  |  | 0 | 1 | 0 | 0 | 0 | 0 | 0 | 0 |  | 1 | #VALUE! | 1 | 1 | 1 | #VALUE! | 0 | 0 | 0 | 0 | 0 | 0 | 0 | 0 | 0 | 0 | 0 | 0 | 0 | 0 | 0 | 0 | 0 | 0 | 0 | 0 | 0 | 0 | 0 | 0 | 0
Thursday | 2 | 24 | 22 | 1318 | 0 | 0 | 0 | 0 | 0 | 0 | 0 | 0 | 0 | 0 | 0 | 0 | 0 | 0 | 0 | 0 | 0 | 0 | 0 | 0 | 0 |  | 0 | 0 | 0 | 0 | 0 | 0 | 0 | 0 |  |  |  |  | 0 | 1 | 0 | 0 | 0 | 0 | 0 | 0 |  | 1 | #VALUE! | 1 | 1 | 1 | #VALUE! | 0 | 0 | 0 | 0 | 0 | 0 | 0 | 0 | 0 | 0 | 0 | 0 | 0 | 0 | 0 | 0 | 0 | 0 | 0 | 0 | 0 | 0 | 0 | 0 | 0
Thursday | 2 | 24 | 23 | 1319 | 0 | 0 | 0 | 0 | 0 | 0 | 0 | 0 | 0 | 0 | 0 | 0 | 0 | 0 | 0 | 0 | 0 | 0 | 0 | 0 | 0 |  | 0 | 0 | 0 | 0 | 0 | 0 | 0 | 0 |  |  |  |  | 0 | 0 | 1 | 0 | 0 | 0 | 0 | 0 |  | 1 | 1 | 1 | 1 | 1 | 1 | 0 | 0 | 0 | 0 | 0 | 0 | 0 | 0 | 0 | 0 | 0 | 0 | 0 | 0 | 0 | 0 | 0 | 0 | 0 | 0 | 0 | 0 | 0 | 0 | 0
Thursday | 2 | 24 | 24 | 1320 | 0 | 0 | 0 | 0 | 0 | 0 | 0 | 0 | 0 | 0 | 0 | 0 | 0 | 0 | 0 | 0 | 0 | 0 | 0 | 0 | 0 |  | 0 | 0 | 0 | 0 | 0 | 0 | 0 | 0 |  |  |  |  | 0 | 0 | 1 | 0 | 0 | 0 | 0 | 0 |  | 1 | 1 | 1 | 1 | 1 | 1 | 0 | 0 | 0 | 0 | 0 | 0 | 0 | 0 | 0 | 0 | 0 | 0 | 0 | 0 | 0 | 0 | 0 | 0 | 0 | 0 | 0 | 0 | 0 | 0 | 0
Friday | 2 | 25 | 1 | 1321 | 0 | 0 | 0 | 0 | 0 | 0 | 0 | 0 | 0 | 0 | 0 | 0 | 0 | 0 | 0 | 0 | 0 | 0 | 0 | 0 | 0 |  | 0 | 0 | 0 | 0 | 0 | 0 | 0 | 0 |  |  |  |  | 0 | 0 | 1 | 0 | 0 | 0 | 0 | 0 |  | 1 | 1 | 1 | 1 | 1 | 1 | 0 | 0 | 0 | 0 | 0 | 0 | 0 | 0 | 0 | 0 | 0 | 0 | 0 | 0 | 0 | 0 | 0 | 0 | 0 | 0 | 0 | 0 | 0 | 0 | 0
Friday | 2 | 25 | 2 | 1322 | 0 | 0 | 0 | 0 | 0 | 0 | 0 | 0 | 0 | 0 | 0 | 0 | 0 | 0 | 0 | 0 | 0 | 0 | 0 | 0 | 0 |  | 0 | 0 | 0 | 0 | 0 | 0 | 0 | 0 |  |  |  |  | 0 | 0 | 1 | 0 | 0 | 0 | 0 | 0 |  | 1 | 1 | 1 | 1 | 1 | 1 | 0 | 0 | 0 | 0 | 0 | 0 | 0 | 0 | 0 | 0 | 0 | 0 | 0 | 0 | 0 | 0 | 0 | 0 | 0 | 0 | 0 | 0 | 0 | 0 | 0
Friday | 2 | 25 | 3 | 1323 | 0 | 0 | 0 | 0 | 0 | 0 | 0 | 0 | 0 | 0 | 0 | 0 | 0 | 0 | 0 | 0 | 0 | 0 | 0 | 0 | 0 |  | 0 | 0 | 0 | 0 | 0 | 0 | 0 | 0 |  |  |  |  | 0 | 0 | 1 | 0 | 0 | 0 | 0 | 0 |  | 1 | 1 | 1 | 1 | 1 | 1 | 0 | 0 | 0 | 0 | 0 | 0 | 0 | 0 | 0 | 0 | 0 | 0 | 0 | 0 | 0 | 0 | 0 | 0 | 0 | 0 | 0 | 0 | 0 | 0 | 0
Friday | 2 | 25 | 4 | 1324 | 0 | 0 | 0 | 0 | 0 | 0 | 0 | 0 | 0 | 0 | 0 | 0 | 0 | 0 | 0 | 0 | 0 | 0 | 0 | 0 | 0 |  | 0 | 0 | 0 | 0 | 0 | 0 | 0 | 0 |  |  |  |  | 0 | 0 | 1 | 0 | 0 | 0 | 0 | 0 |  | 1 | 1 | 1 | 1 | 1 | 1 | 0 | 0 | 0 | 0 | 0 | 0 | 0 | 0 | 0 | 0 | 0 | 0 | 0 | 0 | 0 | 0 | 0 | 0 | 0 | 0 | 0 | 0 | 0 | 0 | 0
Friday | 2 | 25 | 5 | 1325 | 0 | 0 | 0 | 0 | 0 | 0 | 0 | 0 | 0 | 0 | 0 | 0 | 0 | 0 | 0 | 0 | 0 | 0 | 0 | 0 | 0 |  | 0 | 0 | 0 | 0 | 0 | 0 | 0 | 0 |  |  |  |  | 0 | 0 | 1 | 0 | 0 | 0 | 0 | 0 |  | 1 | 1 | 1 | 1 | 1 | 1 | 0 | 0 | 0 | 0 | 0 | 0 | 0 | 0 | 0 | 0 | 0 | 0 | 0 | 0 | 0 | 0 | 0 | 0 | 0 | 0 | 0 | 0 | 0 | 0 | 0
Friday | 2 | 25 | 6 | 1326 | 0 | 0 | 0 | 0 | 0 | 0 | 0 | 0 | 0 | 0 | 0 | 0 | 0 | 0 | 0 | 0 | 0 | 0 | 0 | 0 | 0 |  | 0 | 0 | 0 | 0 | 0 | 0 | 0 | 0 |  |  |  |  | 0 | 0 | 1 | 0 | 0 | 0 | 0 | 0 |  | 1 | 1 | 1 | 1 | 1 | 1 | 0 | 0 | 0 | 0 | 0 | 0 | 0 | 0 | 0 | 0 | 0 | 0 | 0 | 0 | 0 | 0 | 0 | 0 | 0 | 0 | 0 | 0 | 0 | 0 | 0
Friday | 2 | 25 | 7 | 1327 | 0 | 0 | 0 | 0 | 0 | 0 | 0 | 0 | 0 | 0 | 0 | 0 | 0 | 0 | 0 | 0 | 0 | 0 | 0 | 0 | 0 |  | 0 | 0 | 0 | 0 | 0 | 0 | 0 | 0 |  |  |  |  | 0 | 0 | 1 | 0 | 0 | 0 | 0 | 0 |  | 1 | 1 | 1 | 1 | 1 | 1 | 0 | 0 | 0 | 0 | 0 | 0 | 0 | 0 | 0 | 0 | 0 | 0 | 0 | 0 | 0 | 0 | 0 | 0 | 0 | 0 | 0 | 0 | 0 | 0 | 0
Friday | 2 | 25 | 8 | 1328 | 0 | 0 | 0 | 0 | 0 | 0 | 0 | 0 | 0 | 0 | 0 | 0 | 0 | 0 | 0 | 0 | 0 | 0 | 0 | 0 | 0 |  | 0 | 0 | 0 | 0 | 0 | 0 | 0 | 0 |  |  |  |  | 0 | 1 | 0 | 0 | 0 | 0 | 0 | 0 |  | 1 | #VALUE! | 1 | 1 | 1 | #VALUE! | 0 | 0 | 0 | 0 | 0 | 0 | 0 | 0 | 0 | 0 | 0 | 0 | 0 | 0 | 0 | 0 | 0 | 0 | 0 | 0 | 0 | 0 | 0 | 0 | 0
Friday | 2 | 25 | 9 | 1329 | 0 | 0 | 0 | 0 | 0 | 0 | 0 | 0 | 0 | 0 | 0 | 0 | 0 | 0 | 0 | 0 | 0 | 0 | 0 | 0 | 0 |  | 0 | 0 | 0 | 0 | 0 | 0 | 0 | 0 |  |  |  |  | 0 | 1 | 0 | 0 | 0 | 0 | 0 | 0 |  | 1 | #VALUE! | 1 | 1 | 1 | #VALUE! | 0 | 0 | 0 | 0 | 0 | 0 | 0 | 0 | 0 | 0 | 0 | 0 | 0 | 0 | 0 | 0 | 0 | 0 | 0 | 0 | 0 | 0 | 0 | 0 | 0
Friday | 2 | 25 | 10 | 1330 | 0 | 0 | 0 | 0 | 0 | 0 | 0 | 0 | 0 | 0 | 0 | 0 | 0 | 0 | 0 | 0 | 0 | 0 | 0 | 0 | 0 |  | 0 | 0 | 0 | 0 | 0 | 0 | 0 | 0 |  |  |  |  | 0 | 1 | 0 | 0 | 0 | 0 | 0 | 0 |  | 1 | #VALUE! | 1 | 1 | 1 | #VALUE! | 0 | 0 | 0 | 0 | 0 | 0 | 0 | 0 | 0 | 0 | 0 | 0 | 0 | 0 | 0 | 0 | 0 | 0 | 0 | 0 | 0 | 0 | 0 | 0 | 0
Friday | 2 | 25 | 11 | 1331 | 0 | 0 | 0 | 0 | 0 | 0 | 0 | 0 | 0 | 0 | 0 | 0 | 0 | 0 | 0 | 0 | 0 | 0 | 0 | 0 | 0 |  | 0 | 0 | 0 | 0 | 0 | 0 | 0 | 0 |  |  |  |  | 0 | 1 | 0 | 0 | 0 | 0 | 0 | 0 |  | 1 | #VALUE! | 1 | 1 | 1 | #VALUE! | 0 | 0 | 0 | 0 | 0 | 0 | 0 | 0 | 0 | 0 | 0 | 0 | 0 | 0 | 0 | 0 | 0 | 0 | 0 | 0 | 0 | 0 | 0 | 0 | 0
Friday | 2 | 25 | 12 | 1332 | 0 | 0 | 0 | 0 | 0 | 0 | 0 | 0 | 0 | 0 | 0 | 0 | 0 | 0 | 0 | 0 | 0 | 0 | 0 | 0 | 0 |  | 0 | 0 | 0 | 0 | 0 | 0 | 0 | 0 |  |  |  |  | 0 | 1 | 0 | 0 | 0 | 0 | 0 | 0 |  | 1 | #VALUE! | 1 | 1 | 1 | #VALUE! | 0 | 0 | 0 | 0 | 0 | 0 | 0 | 0 | 0 | 0 | 0 | 0 | 0 | 0 | 0 | 0 | 0 | 0 | 0 | 0 | 0 | 0 | 0 | 0 | 0
Friday | 2 | 25 | 13 | 1333 | 0 | 0 | 0 | 0 | 0 | 0 | 0 | 0 | 0 | 0 | 0 | 0 | 0 | 0 | 0 | 0 | 0 | 0 | 0 | 0 | 0 |  | 0 | 0 | 0 | 0 | 0 | 0 | 0 | 0 |  |  |  |  | 0 | 1 | 0 | 0 | 0 | 0 | 0 | 0 |  | 1 | #VALUE! | 1 | 1 | 1 | #VALUE! | 0 | 0 | 0 | 0 | 0 | 0 | 0 | 0 | 0 | 0 | 0 | 0 | 0 | 0 | 0 | 0 | 0 | 0 | 0 | 0 | 0 | 0 | 0 | 0 | 0
Friday | 2 | 25 | 14 | 1334 | 0 | 0 | 0 | 0 | 0 | 0 | 0 | 0 | 0 | 0 | 0 | 0 | 0 | 0 | 0 | 0 | 0 | 0 | 0 | 0 | 0 |  | 0 | 0 | 0 | 0 | 0 | 0 | 0 | 0 |  |  |  |  | 0 | 1 | 0 | 0 | 0 | 0 | 0 | 0 |  | 1 | #VALUE! | 1 | 1 | 1 | #VALUE! | 0 | 0 | 0 | 0 | 0 | 0 | 0 | 0 | 0 | 0 | 0 | 0 | 0 | 0 | 0 | 0 | 0 | 0 | 0 | 0 | 0 | 0 | 0 | 0 | 0
Friday | 2 | 25 | 15 | 1335 | 0 | 0 | 0 | 0 | 0 | 0 | 0 | 0 | 0 | 0 | 0 | 0 | 0 | 0 | 0 | 0 | 0 | 0 | 0 | 0 | 0 |  | 0 | 0 | 0 | 0 | 0 | 0 | 0 | 0 |  |  |  |  | 0 | 1 | 0 | 0 | 0 | 0 | 0 | 0 |  | 1 | #VALUE! | 1 | 1 | 1 | #VALUE! | 0 | 0 | 0 | 0 | 0 | 0 | 0 | 0 | 0 | 0 | 0 | 0 | 0 | 0 | 0 | 0 | 0 | 0 | 0 | 0 | 0 | 0 | 0 | 0 | 0
Friday | 2 | 25 | 16 | 1336 | 0 | 0 | 0 | 0 | 0 | 0 | 0 | 0 | 0 | 0 | 0 | 0 | 0 | 0 | 0 | 0 | 0 | 0 | 0 | 0 | 0 |  | 0 | 0 | 0 | 0 | 0 | 0 | 0 | 0 |  |  |  |  | 0 | 1 | 0 | 0 | 0 | 0 | 0 | 0 |  | 1 | #VALUE! | 1 | 1 | 1 | #VALUE! | 0 | 0 | 0 | 0 | 0 | 0 | 0 | 0 | 0 | 0 | 0 | 0 | 0 | 0 | 0 | 0 | 0 | 0 | 0 | 0 | 0 | 0 | 0 | 0 | 0
Friday | 2 | 25 | 17 | 1337 | 0 | 0 | 0 | 0 | 0 | 0 | 0 | 0 | 0 | 0 | 0 | 0 | 0 | 0 | 0 | 0 | 0 | 0 | 0 | 0 | 0 |  | 0 | 0 | 0 | 0 | 0 | 0 | 0 | 0 |  |  |  |  | 0 | 1 | 0 | 0 | 0 | 0 | 0 | 0 |  | 1 | #VALUE! | 1 | 1 | 1 | #VALUE! | 0 | 0 | 0 | 0 | 0 | 0 | 0 | 0 | 0 | 0 | 0 | 0 | 0 | 0 | 0 | 0 | 0 | 0 | 0 | 0 | 0 | 0 | 0 | 0 | 0
Friday | 2 | 25 | 18 | 1338 | 0 | 0 | 0 | 0 | 0 | 0 | 0 | 0 | 0 | 0 | 0 | 0 | 0 | 0 | 0 | 0 | 0 | 0 | 0 | 0 | 0 |  | 0 | 0 | 0 | 0 | 0 | 0 | 0 | 0 |  |  |  |  | 0 | 1 | 0 | 0 | 0 | 0 | 0 | 0 |  | 1 | #VALUE! | 1 | 1 | 1 | #VALUE! | 0 | 0 | 0 | 0 | 0 | 0 | 0 | 0 | 0 | 0 | 0 | 0 | 0 | 0 | 0 | 0 | 0 | 0 | 0 | 0 | 0 | 0 | 0 | 0 | 0
Friday | 2 | 25 | 19 | 1339 | 0 | 0 | 0 | 0 | 0 | 0 | 0 | 0 | 0 | 0 | 0 | 0 | 0 | 0 | 0 | 0 | 0 | 0 | 0 | 0 | 0 |  | 0 | 0 | 0 | 0 | 0 | 0 | 0 | 0 |  |  |  |  | 1 | 0 | 0 | 0 | 0 | 0 | 0 | 0 |  | #VALUE! | 1 | 1 | 1 | 1 | #VALUE! | 0 | 0 | 0 | 0 | 0 | 0 | 0 | 0 | 0 | 0 | 0 | 0 | 0 | 0 | 0 | 0 | 0 | 0 | 0 | 0 | 0 | 0 | 0 | 0 | 0
Friday | 2 | 25 | 20 | 1340 | 0 | 0 | 0 | 0 | 0 | 0 | 0 | 0 | 0 | 0 | 0 | 0 | 0 | 0 | 0 | 0 | 0 | 0 | 0 | 0 | 0 |  | 0 | 0 | 0 | 0 | 0 | 0 | 0 | 0 |  |  |  |  | 1 | 0 | 0 | 0 | 0 | 0 | 0 | 0 |  | #VALUE! | 1 | 1 | 1 | 1 | #VALUE! | 0 | 0 | 0 | 0 | 0 | 0 | 0 | 0 | 0 | 0 | 0 | 0 | 0 | 0 | 0 | 0 | 0 | 0 | 0 | 0 | 0 | 0 | 0 | 0 | 0
Friday | 2 | 25 | 21 | 1341 | 0 | 0 | 0 | 0 | 0 | 0 | 0 | 0 | 0 | 0 | 0 | 0 | 0 | 0 | 0 | 0 | 0 | 0 | 0 | 0 | 0 |  | 0 | 0 | 0 | 0 | 0 | 0 | 0 | 0 |  |  |  |  | 0 | 1 | 0 | 0 | 0 | 0 | 0 | 0 |  | 1 | #VALUE! | 1 | 1 | 1 | #VALUE! | 0 | 0 | 0 | 0 | 0 | 0 | 0 | 0 | 0 | 0 | 0 | 0 | 0 | 0 | 0 | 0 | 0 | 0 | 0 | 0 | 0 | 0 | 0 | 0 | 0
Friday | 2 | 25 | 22 | 1342 | 0 | 0 | 0 | 0 | 0 | 0 | 0 | 0 | 0 | 0 | 0 | 0 | 0 | 0 | 0 | 0 | 0 | 0 | 0 | 0 | 0 |  | 0 | 0 | 0 | 0 | 0 | 0 | 0 | 0 |  |  |  |  | 0 | 1 | 0 | 0 | 0 | 0 | 0 | 0 |  | 1 | #VALUE! | 1 | 1 | 1 | #VALUE! | 0 | 0 | 0 | 0 | 0 | 0 | 0 | 0 | 0 | 0 | 0 | 0 | 0 | 0 | 0 | 0 | 0 | 0 | 0 | 0 | 0 | 0 | 0 | 0 | 0
Friday | 2 | 25 | 23 | 1343 | 0 | 0 | 0 | 0 | 0 | 0 | 0 | 0 | 0 | 0 | 0 | 0 | 0 | 0 | 0 | 0 | 0 | 0 | 0 | 0 | 0 |  | 0 | 0 | 0 | 0 | 0 | 0 | 0 | 0 |  |  |  |  | 0 | 0 | 1 | 0 | 0 | 0 | 0 | 0 |  | 1 | 1 | 1 | 1 | 1 | 1 | 0 | 0 | 0 | 0 | 0 | 0 | 0 | 0 | 0 | 0 | 0 | 0 | 0 | 0 | 0 | 0 | 0 | 0 | 0 | 0 | 0 | 0 | 0 | 0 | 0
Friday | 2 | 25 | 24 | 1344 | 0 | 0 | 0 | 0 | 0 | 0 | 0 | 0 | 0 | 0 | 0 | 0 | 0 | 0 | 0 | 0 | 0 | 0 | 0 | 0 | 0 |  | 0 | 0 | 0 | 0 | 0 | 0 | 0 | 0 |  |  |  |  | 0 | 0 | 1 | 0 | 0 | 0 | 0 | 0 |  | 1 | 1 | 1 | 1 | 1 | 1 | 0 | 0 | 0 | 0 | 0 | 0 | 0 | 0 | 0 | 0 | 0 | 0 | 0 | 0 | 0 | 0 | 0 | 0 | 0 | 0 | 0 | 0 | 0 | 0 | 0
Saturday | 2 | 26 | 1 | 1345 | 0 | 0 | 0 | 0 | 0 | 0 | 0 | 0 | 0 | 0 | 0 | 0 | 0 | 0 | 0 | 0 | 0 | 0 | 0 | 0 | 0 |  | 0 | 0 | 0 | 0 | 0 | 0 | 0 | 0 |  |  |  |  | 0 | 0 | 1 | 0 | 0 | 0 | 0 | 0 |  | 1 | 1 | 1 | 1 | 1 | 1 | 0 | 0 | 0 | 0 | 0 | 0 | 0 | 0 | 0 | 0 | 0 | 0 | 0 | 0 | 0 | 0 | 0 | 0 | 0 | 0 | 0 | 0 | 0 | 0 | 0
Saturday | 2 | 26 | 2 | 1346 | 0 | 0 | 0 | 0 | 0 | 0 | 0 | 0 | 0 | 0 | 0 | 0 | 0 | 0 | 0 | 0 | 0 | 0 | 0 | 0 | 0 |  | 0 | 0 | 0 | 0 | 0 | 0 | 0 | 0 |  |  |  |  | 0 | 0 | 1 | 0 | 0 | 0 | 0 | 0 |  | 1 | 1 | 1 | 1 | 1 | 1 | 0 | 0 | 0 | 0 | 0 | 0 | 0 | 0 | 0 | 0 | 0 | 0 | 0 | 0 | 0 | 0 | 0 | 0 | 0 | 0 | 0 | 0 | 0 | 0 | 0
Saturday | 2 | 26 | 3 | 1347 | 0 | 0 | 0 | 0 | 0 | 0 | 0 | 0 | 0 | 0 | 0 | 0 | 0 | 0 | 0 | 0 | 0 | 0 | 0 | 0 | 0 |  | 0 | 0 | 0 | 0 | 0 | 0 | 0 | 0 |  |  |  |  | 0 | 0 | 1 | 0 | 0 | 0 | 0 | 0 |  | 1 | 1 | 1 | 1 | 1 | 1 | 0 | 0 | 0 | 0 | 0 | 0 | 0 | 0 | 0 | 0 | 0 | 0 | 0 | 0 | 0 | 0 | 0 | 0 | 0 | 0 | 0 | 0 | 0 | 0 | 0
Saturday | 2 | 26 | 4 | 1348 | 0 | 0 | 0 | 0 | 0 | 0 | 0 | 0 | 0 | 0 | 0 | 0 | 0 | 0 | 0 | 0 | 0 | 0 | 0 | 0 | 0 |  | 0 | 0 | 0 | 0 | 0 | 0 | 0 | 0 |  |  |  |  | 0 | 0 | 1 | 0 | 0 | 0 | 0 | 0 |  | 1 | 1 | 1 | 1 | 1 | 1 | 0 | 0 | 0 | 0 | 0 | 0 | 0 | 0 | 0 | 0 | 0 | 0 | 0 | 0 | 0 | 0 | 0 | 0 | 0 | 0 | 0 | 0 | 0 | 0 | 0
Saturday | 2 | 26 | 5 | 1349 | 0 | 0 | 0 | 0 | 0 | 0 | 0 | 0 | 0 | 0 | 0 | 0 | 0 | 0 | 0 | 0 | 0 | 0 | 0 | 0 | 0 |  | 0 | 0 | 0 | 0 | 0 | 0 | 0 | 0 |  |  |  |  | 0 | 0 | 1 | 0 | 0 | 0 | 0 | 0 |  | 1 | 1 | 1 | 1 | 1 | 1 | 0 | 0 | 0 | 0 | 0 | 0 | 0 | 0 | 0 | 0 | 0 | 0 | 0 | 0 | 0 | 0 | 0 | 0 | 0 | 0 | 0 | 0 | 0 | 0 | 0
Saturday | 2 | 26 | 6 | 1350 | 0 | 0 | 0 | 0 | 0 | 0 | 0 | 0 | 0 | 0 | 0 | 0 | 0 | 0 | 0 | 0 | 0 | 0 | 0 | 0 | 0 |  | 0 | 0 | 0 | 0 | 0 | 0 | 0 | 0 |  |  |  |  | 0 | 0 | 1 | 0 | 0 | 0 | 0 | 0 |  | 1 | 1 | 1 | 1 | 1 | 1 | 0 | 0 | 0 | 0 | 0 | 0 | 0 | 0 | 0 | 0 | 0 | 0 | 0 | 0 | 0 | 0 | 0 | 0 | 0 | 0 | 0 | 0 | 0 | 0 | 0
Saturday | 2 | 26 | 7 | 1351 | 0 | 0 | 0 | 0 | 0 | 0 | 0 | 0 | 0 | 0 | 0 | 0 | 0 | 0 | 0 | 0 | 0 | 0 | 0 | 0 | 0 |  | 0 | 0 | 0 | 0 | 0 | 0 | 0 | 0 |  |  |  |  | 0 | 0 | 1 | 0 | 0 | 0 | 0 | 0 |  | 1 | 1 | 1 | 1 | 1 | 1 | 0 | 0 | 0 | 0 | 0 | 0 | 0 | 0 | 0 | 0 | 0 | 0 | 0 | 0 | 0 | 0 | 0 | 0 | 0 | 0 | 0 | 0 | 0 | 0 | 0
Saturday | 2 | 26 | 8 | 1352 | 0 | 0 | 0 | 0 | 0 | 0 | 0 | 0 | 0 | 0 | 0 | 0 | 0 | 0 | 0 | 0 | 0 | 0 | 0 | 0 | 0 |  | 0 | 0 | 0 | 0 | 0 | 0 | 0 | 0 |  |  |  |  | 0 | 0 | 1 | 0 | 0 | 0 | 0 | 0 |  | 1 | 1 | 1 | 1 | 1 | 1 | 0 | 0 | 0 | 0 | 0 | 0 | 0 | 0 | 0 | 0 | 0 | 0 | 0 | 0 | 0 | 0 | 0 | 0 | 0 | 0 | 0 | 0 | 0 | 0 | 0
Saturday | 2 | 26 | 9 | 1353 | 0 | 0 | 0 | 0 | 0 | 0 | 0 | 0 | 0 | 0 | 0 | 0 | 0 | 0 | 0 | 0 | 0 | 0 | 0 | 0 | 0 |  | 0 | 0 | 0 | 0 | 0 | 0 | 0 | 0 |  |  |  |  | 0 | 0 | 1 | 0 | 0 | 0 | 0 | 0 |  | 1 | 1 | 1 | 1 | 1 | 1 | 0 | 0 | 0 | 0 | 0 | 0 | 0 | 0 | 0 | 0 | 0 | 0 | 0 | 0 | 0 | 0 | 0 | 0 | 0 | 0 | 0 | 0 | 0 | 0 | 0
Saturday | 2 | 26 | 10 | 1354 | 0 | 0 | 0 | 0 | 0 | 0 | 0 | 0 | 0 | 0 | 0 | 0 | 0 | 0 | 0 | 0 | 0 | 0 | 0 | 0 | 0 |  | 0 | 0 | 0 | 0 | 0 | 0 | 0 | 0 |  |  |  |  | 0 | 0 | 1 | 0 | 0 | 0 | 0 | 0 |  | 1 | 1 | 1 | 1 | 1 | 1 | 0 | 0 | 0 | 0 | 0 | 0 | 0 | 0 | 0 | 0 | 0 | 0 | 0 | 0 | 0 | 0 | 0 | 0 | 0 | 0 | 0 | 0 | 0 | 0 | 0
Saturday | 2 | 26 | 11 | 1355 | 0 | 0 | 0 | 0 | 0 | 0 | 0 | 0 | 0 | 0 | 0 | 0 | 0 | 0 | 0 | 0 | 0 | 0 | 0 | 0 | 0 |  | 0 | 0 | 0 | 0 | 0 | 0 | 0 | 0 |  |  |  |  | 0 | 0 | 1 | 0 | 0 | 0 | 0 | 0 |  | 1 | 1 | 1 | 1 | 1 | 1 | 0 | 0 | 0 | 0 | 0 | 0 | 0 | 0 | 0 | 0 | 0 | 0 | 0 | 0 | 0 | 0 | 0 | 0 | 0 | 0 | 0 | 0 | 0 | 0 | 0
Saturday | 2 | 26 | 12 | 1356 | 0 | 0 | 0 | 0 | 0 | 0 | 0 | 0 | 0 | 0 | 0 | 0 | 0 | 0 | 0 | 0 | 0 | 0 | 0 | 0 | 0 |  | 0 | 0 | 0 | 0 | 0 | 0 | 0 | 0 |  |  |  |  | 0 | 0 | 1 | 0 | 0 | 0 | 0 | 0 |  | 1 | 1 | 1 | 1 | 1 | 1 | 0 | 0 | 0 | 0 | 0 | 0 | 0 | 0 | 0 | 0 | 0 | 0 | 0 | 0 | 0 | 0 | 0 | 0 | 0 | 0 | 0 | 0 | 0 | 0 | 0
Saturday | 2 | 26 | 13 | 1357 | 0 | 0 | 0 | 0 | 0 | 0 | 0 | 0 | 0 | 0 | 0 | 0 | 0 | 0 | 0 | 0 | 0 | 0 | 0 | 0 | 0 |  | 0 | 0 | 0 | 0 | 0 | 0 | 0 | 0 |  |  |  |  | 0 | 0 | 1 | 0 | 0 | 0 | 0 | 0 |  | 1 | 1 | 1 | 1 | 1 | 1 | 0 | 0 | 0 | 0 | 0 | 0 | 0 | 0 | 0 | 0 | 0 | 0 | 0 | 0 | 0 | 0 | 0 | 0 | 0 | 0 | 0 | 0 | 0 | 0 | 0
Saturday | 2 | 26 | 14 | 1358 | 0 | 0 | 0 | 0 | 0 | 0 | 0 | 0 | 0 | 0 | 0 | 0 | 0 | 0 | 0 | 0 | 0 | 0 | 0 | 0 | 0 |  | 0 | 0 | 0 | 0 | 0 | 0 | 0 | 0 |  |  |  |  | 0 | 0 | 1 | 0 | 0 | 0 | 0 | 0 |  | 1 | 1 | 1 | 1 | 1 | 1 | 0 | 0 | 0 | 0 | 0 | 0 | 0 | 0 | 0 | 0 | 0 | 0 | 0 | 0 | 0 | 0 | 0 | 0 | 0 | 0 | 0 | 0 | 0 | 0 | 0
Saturday | 2 | 26 | 15 | 1359 | 0 | 0 | 0 | 0 | 0 | 0 | 0 | 0 | 0 | 0 | 0 | 0 | 0 | 0 | 0 | 0 | 0 | 0 | 0 | 0 | 0 |  | 0 | 0 | 0 | 0 | 0 | 0 | 0 | 0 |  |  |  |  | 0 | 0 | 1 | 0 | 0 | 0 | 0 | 0 |  | 1 | 1 | 1 | 1 | 1 | 1 | 0 | 0 | 0 | 0 | 0 | 0 | 0 | 0 | 0 | 0 | 0 | 0 | 0 | 0 | 0 | 0 | 0 | 0 | 0 | 0 | 0 | 0 | 0 | 0 | 0
Saturday | 2 | 26 | 16 | 1360 | 0 | 0 | 0 | 0 | 0 | 0 | 0 | 0 | 0 | 0 | 0 | 0 | 0 | 0 | 0 | 0 | 0 | 0 | 0 | 0 | 0 |  | 0 | 0 | 0 | 0 | 0 | 0 | 0 | 0 |  |  |  |  | 0 | 0 | 1 | 0 | 0 | 0 | 0 | 0 |  | 1 | 1 | 1 | 1 | 1 | 1 | 0 | 0 | 0 | 0 | 0 | 0 | 0 | 0 | 0 | 0 | 0 | 0 | 0 | 0 | 0 | 0 | 0 | 0 | 0 | 0 | 0 | 0 | 0 | 0 | 0
Saturday | 2 | 26 | 17 | 1361 | 0 | 0 | 0 | 0 | 0 | 0 | 0 | 0 | 0 | 0 | 0 | 0 | 0 | 0 | 0 | 0 | 0 | 0 | 0 | 0 | 0 |  | 0 | 0 | 0 | 0 | 0 | 0 | 0 | 0 |  |  |  |  | 0 | 0 | 1 | 0 | 0 | 0 | 0 | 0 |  | 1 | 1 | 1 | 1 | 1 | 1 | 0 | 0 | 0 | 0 | 0 | 0 | 0 | 0 | 0 | 0 | 0 | 0 | 0 | 0 | 0 | 0 | 0 | 0 | 0 | 0 | 0 | 0 | 0 | 0 | 0
Saturday | 2 | 26 | 18 | 1362 | 0 | 0 | 0 | 0 | 0 | 0 | 0 | 0 | 0 | 0 | 0 | 0 | 0 | 0 | 0 | 0 | 0 | 0 | 0 | 0 | 0 |  | 0 | 0 | 0 | 0 | 0 | 0 | 0 | 0 |  |  |  |  | 0 | 0 | 1 | 0 | 0 | 0 | 0 | 0 |  | 1 | 1 | 1 | 1 | 1 | 1 | 0 | 0 | 0 | 0 | 0 | 0 | 0 | 0 | 0 | 0 | 0 | 0 | 0 | 0 | 0 | 0 | 0 | 0 | 0 | 0 | 0 | 0 | 0 | 0 | 0
Saturday | 2 | 26 | 19 | 1363 | 0 | 0 | 0 | 0 | 0 | 0 | 0 | 0 | 0 | 0 | 0 | 0 | 0 | 0 | 0 | 0 | 0 | 0 | 0 | 0 | 0 |  | 0 | 0 | 0 | 0 | 0 | 0 | 0 | 0 |  |  |  |  | 0 | 0 | 1 | 0 | 0 | 0 | 0 | 0 |  | 1 | 1 | 1 | 1 | 1 | 1 | 0 | 0 | 0 | 0 | 0 | 0 | 0 | 0 | 0 | 0 | 0 | 0 | 0 | 0 | 0 | 0 | 0 | 0 | 0 | 0 | 0 | 0 | 0 | 0 | 0
Saturday | 2 | 26 | 20 | 1364 | 0 | 0 | 0 | 0 | 0 | 0 | 0 | 0 | 0 | 0 | 0 | 0 | 0 | 0 | 0 | 0 | 0 | 0 | 0 | 0 | 0 |  | 0 | 0 | 0 | 0 | 0 | 0 | 0 | 0 |  |  |  |  | 0 | 0 | 1 | 0 | 0 | 0 | 0 | 0 |  | 1 | 1 | 1 | 1 | 1 | 1 | 0 | 0 | 0 | 0 | 0 | 0 | 0 | 0 | 0 | 0 | 0 | 0 | 0 | 0 | 0 | 0 | 0 | 0 | 0 | 0 | 0 | 0 | 0 | 0 | 0
Saturday | 2 | 26 | 21 | 1365 | 0 | 0 | 0 | 0 | 0 | 0 | 0 | 0 | 0 | 0 | 0 | 0 | 0 | 0 | 0 | 0 | 0 | 0 | 0 | 0 | 0 |  | 0 | 0 | 0 | 0 | 0 | 0 | 0 | 0 |  |  |  |  | 0 | 0 | 1 | 0 | 0 | 0 | 0 | 0 |  | 1 | 1 | 1 | 1 | 1 | 1 | 0 | 0 | 0 | 0 | 0 | 0 | 0 | 0 | 0 | 0 | 0 | 0 | 0 | 0 | 0 | 0 | 0 | 0 | 0 | 0 | 0 | 0 | 0 | 0 | 0
Saturday | 2 | 26 | 22 | 1366 | 0 | 0 | 0 | 0 | 0 | 0 | 0 | 0 | 0 | 0 | 0 | 0 | 0 | 0 | 0 | 0 | 0 | 0 | 0 | 0 | 0 |  | 0 | 0 | 0 | 0 | 0 | 0 | 0 | 0 |  |  |  |  | 0 | 0 | 1 | 0 | 0 | 0 | 0 | 0 |  | 1 | 1 | 1 | 1 | 1 | 1 | 0 | 0 | 0 | 0 | 0 | 0 | 0 | 0 | 0 | 0 | 0 | 0 | 0 | 0 | 0 | 0 | 0 | 0 | 0 | 0 | 0 | 0 | 0 | 0 | 0
Saturday | 2 | 26 | 23 | 1367 | 0 | 0 | 0 | 0 | 0 | 0 | 0 | 0 | 0 | 0 | 0 | 0 | 0 | 0 | 0 | 0 | 0 | 0 | 0 | 0 | 0 |  | 0 | 0 | 0 | 0 | 0 | 0 | 0 | 0 |  |  |  |  | 0 | 0 | 1 | 0 | 0 | 0 | 0 | 0 |  | 1 | 1 | 1 | 1 | 1 | 1 | 0 | 0 | 0 | 0 | 0 | 0 | 0 | 0 | 0 | 0 | 0 | 0 | 0 | 0 | 0 | 0 | 0 | 0 | 0 | 0 | 0 | 0 | 0 | 0 | 0
Saturday | 2 | 26 | 24 | 1368 | 0 | 0 | 0 | 0 | 0 | 0 | 0 | 0 | 0 | 0 | 0 | 0 | 0 | 0 | 0 | 0 | 0 | 0 | 0 | 0 | 0 |  | 0 | 0 | 0 | 0 | 0 | 0 | 0 | 0 |  |  |  |  | 0 | 0 | 1 | 0 | 0 | 0 | 0 | 0 |  | 1 | 1 | 1 | 1 | 1 | 1 | 0 | 0 | 0 | 0 | 0 | 0 | 0 | 0 | 0 | 0 | 0 | 0 | 0 | 0 | 0 | 0 | 0 | 0 | 0 | 0 | 0 | 0 | 0 | 0 | 0
Sunday | 2 | 27 | 1 | 1369 | 0 | 0 | 0 | 0 | 0 | 0 | 0 | 0 | 0 | 0 | 0 | 0 | 0 | 0 | 0 | 0 | 0 | 0 | 0 | 0 | 0 |  | 0 | 0 | 0 | 0 | 0 | 0 | 0 | 0 |  |  |  |  | 0 | 0 | 1 | 0 | 0 | 0 | 0 | 0 |  | 1 | 1 | 1 | 1 | 1 | 1 | 0 | 0 | 0 | 0 | 0 | 0 | 0 | 0 | 0 | 0 | 0 | 0 | 0 | 0 | 0 | 0 | 0 | 0 | 0 | 0 | 0 | 0 | 0 | 0 | 0
Sunday | 2 | 27 | 2 | 1370 | 0 | 0 | 0 | 0 | 0 | 0 | 0 | 0 | 0 | 0 | 0 | 0 | 0 | 0 | 0 | 0 | 0 | 0 | 0 | 0 | 0 |  | 0 | 0 | 0 | 0 | 0 | 0 | 0 | 0 |  |  |  |  | 0 | 0 | 1 | 0 | 0 | 0 | 0 | 0 |  | 1 | 1 | 1 | 1 | 1 | 1 | 0 | 0 | 0 | 0 | 0 | 0 | 0 | 0 | 0 | 0 | 0 | 0 | 0 | 0 | 0 | 0 | 0 | 0 | 0 | 0 | 0 | 0 | 0 | 0 | 0
Sunday | 2 | 27 | 3 | 1371 | 0 | 0 | 0 | 0 | 0 | 0 | 0 | 0 | 0 | 0 | 0 | 0 | 0 | 0 | 0 | 0 | 0 | 0 | 0 | 0 | 0 |  | 0 | 0 | 0 | 0 | 0 | 0 | 0 | 0 |  |  |  |  | 0 | 0 | 1 | 0 | 0 | 0 | 0 | 0 |  | 1 | 1 | 1 | 1 | 1 | 1 | 0 | 0 | 0 | 0 | 0 | 0 | 0 | 0 | 0 | 0 | 0 | 0 | 0 | 0 | 0 | 0 | 0 | 0 | 0 | 0 | 0 | 0 | 0 | 0 | 0
Sunday | 2 | 27 | 4 | 1372 | 0 | 0 | 0 | 0 | 0 | 0 | 0 | 0 | 0 | 0 | 0 | 0 | 0 | 0 | 0 | 0 | 0 | 0 | 0 | 0 | 0 |  | 0 | 0 | 0 | 0 | 0 | 0 | 0 | 0 |  |  |  |  | 0 | 0 | 1 | 0 | 0 | 0 | 0 | 0 |  | 1 | 1 | 1 | 1 | 1 | 1 | 0 | 0 | 0 | 0 | 0 | 0 | 0 | 0 | 0 | 0 | 0 | 0 | 0 | 0 | 0 | 0 | 0 | 0 | 0 | 0 | 0 | 0 | 0 | 0 | 0
Sunday | 2 | 27 | 5 | 1373 | 0 | 0 | 0 | 0 | 0 | 0 | 0 | 0 | 0 | 0 | 0 | 0 | 0 | 0 | 0 | 0 | 0 | 0 | 0 | 0 | 0 |  | 0 | 0 | 0 | 0 | 0 | 0 | 0 | 0 |  |  |  |  | 0 | 0 | 1 | 0 | 0 | 0 | 0 | 0 |  | 1 | 1 | 1 | 1 | 1 | 1 | 0 | 0 | 0 | 0 | 0 | 0 | 0 | 0 | 0 | 0 | 0 | 0 | 0 | 0 | 0 | 0 | 0 | 0 | 0 | 0 | 0 | 0 | 0 | 0 | 0
Sunday | 2 | 27 | 6 | 1374 | 0 | 0 | 0 | 0 | 0 | 0 | 0 | 0 | 0 | 0 | 0 | 0 | 0 | 0 | 0 | 0 | 0 | 0 | 0 | 0 | 0 |  | 0 | 0 | 0 | 0 | 0 | 0 | 0 | 0 |  |  |  |  | 0 | 0 | 1 | 0 | 0 | 0 | 0 | 0 |  | 1 | 1 | 1 | 1 | 1 | 1 | 0 | 0 | 0 | 0 | 0 | 0 | 0 | 0 | 0 | 0 | 0 | 0 | 0 | 0 | 0 | 0 | 0 | 0 | 0 | 0 | 0 | 0 | 0 | 0 | 0
Sunday | 2 | 27 | 7 | 1375 | 0 | 0 | 0 | 0 | 0 | 0 | 0 | 0 | 0 | 0 | 0 | 0 | 0 | 0 | 0 | 0 | 0 | 0 | 0 | 0 | 0 |  | 0 | 0 | 0 | 0 | 0 | 0 | 0 | 0 |  |  |  |  | 0 | 0 | 1 | 0 | 0 | 0 | 0 | 0 |  | 1 | 1 | 1 | 1 | 1 | 1 | 0 | 0 | 0 | 0 | 0 | 0 | 0 | 0 | 0 | 0 | 0 | 0 | 0 | 0 | 0 | 0 | 0 | 0 | 0 | 0 | 0 | 0 | 0 | 0 | 0
Sunday | 2 | 27 | 8 | 1376 | 0 | 0 | 0 | 0 | 0 | 0 | 0 | 0 | 0 | 0 | 0 | 0 | 0 | 0 | 0 | 0 | 0 | 0 | 0 | 0 | 0 |  | 0 | 0 | 0 | 0 | 0 | 0 | 0 | 0 |  |  |  |  | 0 | 0 | 1 | 0 | 0 | 0 | 0 | 0 |  | 1 | 1 | 1 | 1 | 1 | 1 | 0 | 0 | 0 | 0 | 0 | 0 | 0 | 0 | 0 | 0 | 0 | 0 | 0 | 0 | 0 | 0 | 0 | 0 | 0 | 0 | 0 | 0 | 0 | 0 | 0
Sunday | 2 | 27 | 9 | 1377 | 0 | 0 | 0 | 0 | 0 | 0 | 0 | 0 | 0 | 0 | 0 | 0 | 0 | 0 | 0 | 0 | 0 | 0 | 0 | 0 | 0 |  | 0 | 0 | 0 | 0 | 0 | 0 | 0 | 0 |  |  |  |  | 0 | 0 | 1 | 0 | 0 | 0 | 0 | 0 |  | 1 | 1 | 1 | 1 | 1 | 1 | 0 | 0 | 0 | 0 | 0 | 0 | 0 | 0 | 0 | 0 | 0 | 0 | 0 | 0 | 0 | 0 | 0 | 0 | 0 | 0 | 0 | 0 | 0 | 0 | 0
Sunday | 2 | 27 | 10 | 1378 | 0 | 0 | 0 | 0 | 0 | 0 | 0 | 0 | 0 | 0 | 0 | 0 | 0 | 0 | 0 | 0 | 0 | 0 | 0 | 0 | 0 |  | 0 | 0 | 0 | 0 | 0 | 0 | 0 | 0 |  |  |  |  | 0 | 0 | 1 | 0 | 0 | 0 | 0 | 0 |  | 1 | 1 | 1 | 1 | 1 | 1 | 0 | 0 | 0 | 0 | 0 | 0 | 0 | 0 | 0 | 0 | 0 | 0 | 0 | 0 | 0 | 0 | 0 | 0 | 0 | 0 | 0 | 0 | 0 | 0 | 0
Sunday | 2 | 27 | 11 | 1379 | 0 | 0 | 0 | 0 | 0 | 0 | 0 | 0 | 0 | 0 | 0 | 0 | 0 | 0 | 0 | 0 | 0 | 0 | 0 | 0 | 0 |  | 0 | 0 | 0 | 0 | 0 | 0 | 0 | 0 |  |  |  |  | 0 | 0 | 1 | 0 | 0 | 0 | 0 | 0 |  | 1 | 1 | 1 | 1 | 1 | 1 | 0 | 0 | 0 | 0 | 0 | 0 | 0 | 0 | 0 | 0 | 0 | 0 | 0 | 0 | 0 | 0 | 0 | 0 | 0 | 0 | 0 | 0 | 0 | 0 | 0
Sunday | 2 | 27 | 12 | 1380 | 0 | 0 | 0 | 0 | 0 | 0 | 0 | 0 | 0 | 0 | 0 | 0 | 0 | 0 | 0 | 0 | 0 | 0 | 0 | 0 | 0 |  | 0 | 0 | 0 | 0 | 0 | 0 | 0 | 0 |  |  |  |  | 0 | 0 | 1 | 0 | 0 | 0 | 0 | 0 |  | 1 | 1 | 1 | 1 | 1 | 1 | 0 | 0 | 0 | 0 | 0 | 0 | 0 | 0 | 0 | 0 | 0 | 0 | 0 | 0 | 0 | 0 | 0 | 0 | 0 | 0 | 0 | 0 | 0 | 0 | 0
Sunday | 2 | 27 | 13 | 1381 | 0 | 0 | 0 | 0 | 0 | 0 | 0 | 0 | 0 | 0 | 0 | 0 | 0 | 0 | 0 | 0 | 0 | 0 | 0 | 0 | 0 |  | 0 | 0 | 0 | 0 | 0 | 0 | 0 | 0 |  |  |  |  | 0 | 0 | 1 | 0 | 0 | 0 | 0 | 0 |  | 1 | 1 | 1 | 1 | 1 | 1 | 0 | 0 | 0 | 0 | 0 | 0 | 0 | 0 | 0 | 0 | 0 | 0 | 0 | 0 | 0 | 0 | 0 | 0 | 0 | 0 | 0 | 0 | 0 | 0 | 0
Sunday | 2 | 27 | 14 | 1382 | 0 | 0 | 0 | 0 | 0 | 0 | 0 | 0 | 0 | 0 | 0 | 0 | 0 | 0 | 0 | 0 | 0 | 0 | 0 | 0 | 0 |  | 0 | 0 | 0 | 0 | 0 | 0 | 0 | 0 |  |  |  |  | 0 | 0 | 1 | 0 | 0 | 0 | 0 | 0 |  | 1 | 1 | 1 | 1 | 1 | 1 | 0 | 0 | 0 | 0 | 0 | 0 | 0 | 0 | 0 | 0 | 0 | 0 | 0 | 0 | 0 | 0 | 0 | 0 | 0 | 0 | 0 | 0 | 0 | 0 | 0
Sunday | 2 | 27 | 15 | 1383 | 0 | 0 | 0 | 0 | 0 | 0 | 0 | 0 | 0 | 0 | 0 | 0 | 0 | 0 | 0 | 0 | 0 | 0 | 0 | 0 | 0 |  | 0 | 0 | 0 | 0 | 0 | 0 | 0 | 0 |  |  |  |  | 0 | 0 | 1 | 0 | 0 | 0 | 0 | 0 |  | 1 | 1 | 1 | 1 | 1 | 1 | 0 | 0 | 0 | 0 | 0 | 0 | 0 | 0 | 0 | 0 | 0 | 0 | 0 | 0 | 0 | 0 | 0 | 0 | 0 | 0 | 0 | 0 | 0 | 0 | 0
Sunday | 2 | 27 | 16 | 1384 | 0 | 0 | 0 | 0 | 0 | 0 | 0 | 0 | 0 | 0 | 0 | 0 | 0 | 0 | 0 | 0 | 0 | 0 | 0 | 0 | 0 |  | 0 | 0 | 0 | 0 | 0 | 0 | 0 | 0 |  |  |  |  | 0 | 0 | 1 | 0 | 0 | 0 | 0 | 0 |  | 1 | 1 | 1 | 1 | 1 | 1 | 0 | 0 | 0 | 0 | 0 | 0 | 0 | 0 | 0 | 0 | 0 | 0 | 0 | 0 | 0 | 0 | 0 | 0 | 0 | 0 | 0 | 0 | 0 | 0 | 0
Sunday | 2 | 27 | 17 | 1385 | 0 | 0 | 0 | 0 | 0 | 0 | 0 | 0 | 0 | 0 | 0 | 0 | 0 | 0 | 0 | 0 | 0 | 0 | 0 | 0 | 0 |  | 0 | 0 | 0 | 0 | 0 | 0 | 0 | 0 |  |  |  |  | 0 | 0 | 1 | 0 | 0 | 0 | 0 | 0 |  | 1 | 1 | 1 | 1 | 1 | 1 | 0 | 0 | 0 | 0 | 0 | 0 | 0 | 0 | 0 | 0 | 0 | 0 | 0 | 0 | 0 | 0 | 0 | 0 | 0 | 0 | 0 | 0 | 0 | 0 | 0
Sunday | 2 | 27 | 18 | 1386 | 0 | 0 | 0 | 0 | 0 | 0 | 0 | 0 | 0 | 0 | 0 | 0 | 0 | 0 | 0 | 0 | 0 | 0 | 0 | 0 | 0 |  | 0 | 0 | 0 | 0 | 0 | 0 | 0 | 0 |  |  |  |  | 0 | 0 | 1 | 0 | 0 | 0 | 0 | 0 |  | 1 | 1 | 1 | 1 | 1 | 1 | 0 | 0 | 0 | 0 | 0 | 0 | 0 | 0 | 0 | 0 | 0 | 0 | 0 | 0 | 0 | 0 | 0 | 0 | 0 | 0 | 0 | 0 | 0 | 0 | 0
Sunday | 2 | 27 | 19 | 1387 | 0 | 0 | 0 | 0 | 0 | 0 | 0 | 0 | 0 | 0 | 0 | 0 | 0 | 0 | 0 | 0 | 0 | 0 | 0 | 0 | 0 |  | 0 | 0 | 0 | 0 | 0 | 0 | 0 | 0 |  |  |  |  | 0 | 0 | 1 | 0 | 0 | 0 | 0 | 0 |  | 1 | 1 | 1 | 1 | 1 | 1 | 0 | 0 | 0 | 0 | 0 | 0 | 0 | 0 | 0 | 0 | 0 | 0 | 0 | 0 | 0 | 0 | 0 | 0 | 0 | 0 | 0 | 0 | 0 | 0 | 0
Sunday | 2 | 27 | 20 | 1388 | 0 | 0 | 0 | 0 | 0 | 0 | 0 | 0 | 0 | 0 | 0 | 0 | 0 | 0 | 0 | 0 | 0 | 0 | 0 | 0 | 0 |  | 0 | 0 | 0 | 0 | 0 | 0 | 0 | 0 |  |  |  |  | 0 | 0 | 1 | 0 | 0 | 0 | 0 | 0 |  | 1 | 1 | 1 | 1 | 1 | 1 | 0 | 0 | 0 | 0 | 0 | 0 | 0 | 0 | 0 | 0 | 0 | 0 | 0 | 0 | 0 | 0 | 0 | 0 | 0 | 0 | 0 | 0 | 0 | 0 | 0
Sunday | 2 | 27 | 21 | 1389 | 0 | 0 | 0 | 0 | 0 | 0 | 0 | 0 | 0 | 0 | 0 | 0 | 0 | 0 | 0 | 0 | 0 | 0 | 0 | 0 | 0 |  | 0 | 0 | 0 | 0 | 0 | 0 | 0 | 0 |  |  |  |  | 0 | 0 | 1 | 0 | 0 | 0 | 0 | 0 |  | 1 | 1 | 1 | 1 | 1 | 1 | 0 | 0 | 0 | 0 | 0 | 0 | 0 | 0 | 0 | 0 | 0 | 0 | 0 | 0 | 0 | 0 | 0 | 0 | 0 | 0 | 0 | 0 | 0 | 0 | 0
Sunday | 2 | 27 | 22 | 1390 | 0 | 0 | 0 | 0 | 0 | 0 | 0 | 0 | 0 | 0 | 0 | 0 | 0 | 0 | 0 | 0 | 0 | 0 | 0 | 0 | 0 |  | 0 | 0 | 0 | 0 | 0 | 0 | 0 | 0 |  |  |  |  | 0 | 0 | 1 | 0 | 0 | 0 | 0 | 0 |  | 1 | 1 | 1 | 1 | 1 | 1 | 0 | 0 | 0 | 0 | 0 | 0 | 0 | 0 | 0 | 0 | 0 | 0 | 0 | 0 | 0 | 0 | 0 | 0 | 0 | 0 | 0 | 0 | 0 | 0 | 0
Sunday | 2 | 27 | 23 | 1391 | 0 | 0 | 0 | 0 | 0 | 0 | 0 | 0 | 0 | 0 | 0 | 0 | 0 | 0 | 0 | 0 | 0 | 0 | 0 | 0 | 0 |  | 0 | 0 | 0 | 0 | 0 | 0 | 0 | 0 |  |  |  |  | 0 | 0 | 1 | 0 | 0 | 0 | 0 | 0 |  | 1 | 1 | 1 | 1 | 1 | 1 | 0 | 0 | 0 | 0 | 0 | 0 | 0 | 0 | 0 | 0 | 0 | 0 | 0 | 0 | 0 | 0 | 0 | 0 | 0 | 0 | 0 | 0 | 0 | 0 | 0
Sunday | 2 | 27 | 24 | 1392 | 0 | 0 | 0 | 0 | 0 | 0 | 0 | 0 | 0 | 0 | 0 | 0 | 0 | 0 | 0 | 0 | 0 | 0 | 0 | 0 | 0 |  | 0 | 0 | 0 | 0 | 0 | 0 | 0 | 0 |  |  |  |  | 0 | 0 | 1 | 0 | 0 | 0 | 0 | 0 |  | 1 | 1 | 1 | 1 | 1 | 1 | 0 | 0 | 0 | 0 | 0 | 0 | 0 | 0 | 0 | 0 | 0 | 0 | 0 | 0 | 0 | 0 | 0 | 0 | 0 | 0 | 0 | 0 | 0 | 0 | 0
Monday | 2 | 28 | 1 | 1393 | 0 | 0 | 0 | 0 | 0 | 0 | 0 | 0 | 0 | 0 | 0 | 0 | 0 | 0 | 0 | 0 | 0 | 0 | 0 | 0 | 0 |  | 0 | 0 | 0 | 0 | 0 | 0 | 0 | 0 |  |  |  |  | 0 | 0 | 1 | 0 | 0 | 0 | 0 | 0 |  | 1 | 1 | 1 | 1 | 1 | 1 | 0 | 0 | 0 | 0 | 0 | 0 | 0 | 0 | 0 | 0 | 0 | 0 | 0 | 0 | 0 | 0 | 0 | 0 | 0 | 0 | 0 | 0 | 0 | 0 | 0
Monday | 2 | 28 | 2 | 1394 | 0 | 0 | 0 | 0 | 0 | 0 | 0 | 0 | 0 | 0 | 0 | 0 | 0 | 0 | 0 | 0 | 0 | 0 | 0 | 0 | 0 |  | 0 | 0 | 0 | 0 | 0 | 0 | 0 | 0 |  |  |  |  | 0 | 0 | 1 | 0 | 0 | 0 | 0 | 0 |  | 1 | 1 | 1 | 1 | 1 | 1 | 0 | 0 | 0 | 0 | 0 | 0 | 0 | 0 | 0 | 0 | 0 | 0 | 0 | 0 | 0 | 0 | 0 | 0 | 0 | 0 | 0 | 0 | 0 | 0 | 0
Monday | 2 | 28 | 3 | 1395 | 0 | 0 | 0 | 0 | 0 | 0 | 0 | 0 | 0 | 0 | 0 | 0 | 0 | 0 | 0 | 0 | 0 | 0 | 0 | 0 | 0 |  | 0 | 0 | 0 | 0 | 0 | 0 | 0 | 0 |  |  |  |  | 0 | 0 | 1 | 0 | 0 | 0 | 0 | 0 |  | 1 | 1 | 1 | 1 | 1 | 1 | 0 | 0 | 0 | 0 | 0 | 0 | 0 | 0 | 0 | 0 | 0 | 0 | 0 | 0 | 0 | 0 | 0 | 0 | 0 | 0 | 0 | 0 | 0 | 0 | 0
Monday | 2 | 28 | 4 | 1396 | 0 | 0 | 0 | 0 | 0 | 0 | 0 | 0 | 0 | 0 | 0 | 0 | 0 | 0 | 0 | 0 | 0 | 0 | 0 | 0 | 0 |  | 0 | 0 | 0 | 0 | 0 | 0 | 0 | 0 |  |  |  |  | 0 | 0 | 1 | 0 | 0 | 0 | 0 | 0 |  | 1 | 1 | 1 | 1 | 1 | 1 | 0 | 0 | 0 | 0 | 0 | 0 | 0 | 0 | 0 | 0 | 0 | 0 | 0 | 0 | 0 | 0 | 0 | 0 | 0 | 0 | 0 | 0 | 0 | 0 | 0
Monday | 2 | 28 | 5 | 1397 | 0 | 0 | 0 | 0 | 0 | 0 | 0 | 0 | 0 | 0 | 0 | 0 | 0 | 0 | 0 | 0 | 0 | 0 | 0 | 0 | 0 |  | 0 | 0 | 0 | 0 | 0 | 0 | 0 | 0 |  |  |  |  | 0 | 0 | 1 | 0 | 0 | 0 | 0 | 0 |  | 1 | 1 | 1 | 1 | 1 | 1 | 0 | 0 | 0 | 0 | 0 | 0 | 0 | 0 | 0 | 0 | 0 | 0 | 0 | 0 | 0 | 0 | 0 | 0 | 0 | 0 | 0 | 0 | 0 | 0 | 0
Monday | 2 | 28 | 6 | 1398 | 0 | 0 | 0 | 0 | 0 | 0 | 0 | 0 | 0 | 0 | 0 | 0 | 0 | 0 | 0 | 0 | 0 | 0 | 0 | 0 | 0 |  | 0 | 0 | 0 | 0 | 0 | 0 | 0 | 0 |  |  |  |  | 0 | 0 | 1 | 0 | 0 | 0 | 0 | 0 |  | 1 | 1 | 1 | 1 | 1 | 1 | 0 | 0 | 0 | 0 | 0 | 0 | 0 | 0 | 0 | 0 | 0 | 0 | 0 | 0 | 0 | 0 | 0 | 0 | 0 | 0 | 0 | 0 | 0 | 0 | 0
Monday | 2 | 28 | 7 | 1399 | 0 | 0 | 0 | 0 | 0 | 0 | 0 | 0 | 0 | 0 | 0 | 0 | 0 | 0 | 0 | 0 | 0 | 0 | 0 | 0 | 0 |  | 0 | 0 | 0 | 0 | 0 | 0 | 0 | 0 |  |  |  |  | 0 | 0 | 1 | 0 | 0 | 0 | 0 | 0 |  | 1 | 1 | 1 | 1 | 1 | 1 | 0 | 0 | 0 | 0 | 0 | 0 | 0 | 0 | 0 | 0 | 0 | 0 | 0 | 0 | 0 | 0 | 0 | 0 | 0 | 0 | 0 | 0 | 0 | 0 | 0
Monday | 2 | 28 | 8 | 1400 | 0 | 0 | 0 | 0 | 0 | 0 | 0 | 0 | 0 | 0 | 0 | 0 | 0 | 0 | 0 | 0 | 0 | 0 | 0 | 0 | 0 |  | 0 | 0 | 0 | 0 | 0 | 0 | 0 | 0 |  |  |  |  | 0 | 1 | 0 | 0 | 0 | 0 | 0 | 0 |  | 1 | #VALUE! | 1 | 1 | 1 | #VALUE! | 0 | 0 | 0 | 0 | 0 | 0 | 0 | 0 | 0 | 0 | 0 | 0 | 0 | 0 | 0 | 0 | 0 | 0 | 0 | 0 | 0 | 0 | 0 | 0 | 0
Monday | 2 | 28 | 9 | 1401 | 0 | 0 | 0 | 0 | 0 | 0 | 0 | 0 | 0 | 0 | 0 | 0 | 0 | 0 | 0 | 0 | 0 | 0 | 0 | 0 | 0 |  | 0 | 0 | 0 | 0 | 0 | 0 | 0 | 0 |  |  |  |  | 0 | 1 | 0 | 0 | 0 | 0 | 0 | 0 |  | 1 | #VALUE! | 1 | 1 | 1 | #VALUE! | 0 | 0 | 0 | 0 | 0 | 0 | 0 | 0 | 0 | 0 | 0 | 0 | 0 | 0 | 0 | 0 | 0 | 0 | 0 | 0 | 0 | 0 | 0 | 0 | 0
Monday | 2 | 28 | 10 | 1402 | 0 | 0 | 0 | 0 | 0 | 0 | 0 | 0 | 0 | 0 | 0 | 0 | 0 | 0 | 0 | 0 | 0 | 0 | 0 | 0 | 0 |  | 0 | 0 | 0 | 0 | 0 | 0 | 0 | 0 |  |  |  |  | 0 | 1 | 0 | 0 | 0 | 0 | 0 | 0 |  | 1 | #VALUE! | 1 | 1 | 1 | #VALUE! | 0 | 0 | 0 | 0 | 0 | 0 | 0 | 0 | 0 | 0 | 0 | 0 | 0 | 0 | 0 | 0 | 0 | 0 | 0 | 0 | 0 | 0 | 0 | 0 | 0
Monday | 2 | 28 | 11 | 1403 | 0 | 0 | 0 | 0 | 0 | 0 | 0 | 0 | 0 | 0 | 0 | 0 | 0 | 0 | 0 | 0 | 0 | 0 | 0 | 0 | 0 |  | 0 | 0 | 0 | 0 | 0 | 0 | 0 | 0 |  |  |  |  | 0 | 1 | 0 | 0 | 0 | 0 | 0 | 0 |  | 1 | #VALUE! | 1 | 1 | 1 | #VALUE! | 0 | 0 | 0 | 0 | 0 | 0 | 0 | 0 | 0 | 0 | 0 | 0 | 0 | 0 | 0 | 0 | 0 | 0 | 0 | 0 | 0 | 0 | 0 | 0 | 0
Monday | 2 | 28 | 12 | 1404 | 0 | 0 | 0 | 0 | 0 | 0 | 0 | 0 | 0 | 0 | 0 | 0 | 0 | 0 | 0 | 0 | 0 | 0 | 0 | 0 | 0 |  | 0 | 0 | 0 | 0 | 0 | 0 | 0 | 0 |  |  |  |  | 0 | 1 | 0 | 0 | 0 | 0 | 0 | 0 |  | 1 | #VALUE! | 1 | 1 | 1 | #VALUE! | 0 | 0 | 0 | 0 | 0 | 0 | 0 | 0 | 0 | 0 | 0 | 0 | 0 | 0 | 0 | 0 | 0 | 0 | 0 | 0 | 0 | 0 | 0 | 0 | 0
Monday | 2 | 28 | 13 | 1405 | 0 | 0 | 0 | 0 | 0 | 0 | 0 | 0 | 0 | 0 | 0 | 0 | 0 | 0 | 0 | 0 | 0 | 0 | 0 | 0 | 0 |  | 0 | 0 | 0 | 0 | 0 | 0 | 0 | 0 |  |  |  |  | 0 | 1 | 0 | 0 | 0 | 0 | 0 | 0 |  | 1 | #VALUE! | 1 | 1 | 1 | #VALUE! | 0 | 0 | 0 | 0 | 0 | 0 | 0 | 0 | 0 | 0 | 0 | 0 | 0 | 0 | 0 | 0 | 0 | 0 | 0 | 0 | 0 | 0 | 0 | 0 | 0
Monday | 2 | 28 | 14 | 1406 | 0 | 0 | 0 | 0 | 0 | 0 | 0 | 0 | 0 | 0 | 0 | 0 | 0 | 0 | 0 | 0 | 0 | 0 | 0 | 0 | 0 |  | 0 | 0 | 0 | 0 | 0 | 0 | 0 | 0 |  |  |  |  | 0 | 1 | 0 | 0 | 0 | 0 | 0 | 0 |  | 1 | #VALUE! | 1 | 1 | 1 | #VALUE! | 0 | 0 | 0 | 0 | 0 | 0 | 0 | 0 | 0 | 0 | 0 | 0 | 0 | 0 | 0 | 0 | 0 | 0 | 0 | 0 | 0 | 0 | 0 | 0 | 0
Monday | 2 | 28 | 15 | 1407 | 0 | 0 | 0 | 0 | 0 | 0 | 0 | 0 | 0 | 0 | 0 | 0 | 0 | 0 | 0 | 0 | 0 | 0 | 0 | 0 | 0 |  | 0 | 0 | 0 | 0 | 0 | 0 | 0 | 0 |  |  |  |  | 0 | 1 | 0 | 0 | 0 | 0 | 0 | 0 |  | 1 | #VALUE! | 1 | 1 | 1 | #VALUE! | 0 | 0 | 0 | 0 | 0 | 0 | 0 | 0 | 0 | 0 | 0 | 0 | 0 | 0 | 0 | 0 | 0 | 0 | 0 | 0 | 0 | 0 | 0 | 0 | 0
Monday | 2 | 28 | 16 | 1408 | 0 | 0 | 0 | 0 | 0 | 0 | 0 | 0 | 0 | 0 | 0 | 0 | 0 | 0 | 0 | 0 | 0 | 0 | 0 | 0 | 0 |  | 0 | 0 | 0 | 0 | 0 | 0 | 0 | 0 |  |  |  |  | 0 | 1 | 0 | 0 | 0 | 0 | 0 | 0 |  | 1 | #VALUE! | 1 | 1 | 1 | #VALUE! | 0 | 0 | 0 | 0 | 0 | 0 | 0 | 0 | 0 | 0 | 0 | 0 | 0 | 0 | 0 | 0 | 0 | 0 | 0 | 0 | 0 | 0 | 0 | 0 | 0
Monday | 2 | 28 | 17 | 1409 | 0 | 0 | 0 | 0 | 0 | 0 | 0 | 0 | 0 | 0 | 0 | 0 | 0 | 0 | 0 | 0 | 0 | 0 | 0 | 0 | 0 |  | 0 | 0 | 0 | 0 | 0 | 0 | 0 | 0 |  |  |  |  | 0 | 1 | 0 | 0 | 0 | 0 | 0 | 0 |  | 1 | #VALUE! | 1 | 1 | 1 | #VALUE! | 0 | 0 | 0 | 0 | 0 | 0 | 0 | 0 | 0 | 0 | 0 | 0 | 0 | 0 | 0 | 0 | 0 | 0 | 0 | 0 | 0 | 0 | 0 | 0 | 0
Monday | 2 | 28 | 18 | 1410 | 0 | 0 | 0 | 0 | 0 | 0 | 0 | 0 | 0 | 0 | 0 | 0 | 0 | 0 | 0 | 0 | 0 | 0 | 0 | 0 | 0 |  | 0 | 0 | 0 | 0 | 0 | 0 | 0 | 0 |  |  |  |  | 0 | 1 | 0 | 0 | 0 | 0 | 0 | 0 |  | 1 | #VALUE! | 1 | 1 | 1 | #VALUE! | 0 | 0 | 0 | 0 | 0 | 0 | 0 | 0 | 0 | 0 | 0 | 0 | 0 | 0 | 0 | 0 | 0 | 0 | 0 | 0 | 0 | 0 | 0 | 0 | 0
Monday | 2 | 28 | 19 | 1411 | 0 | 0 | 0 | 0 | 0 | 0 | 0 | 0 | 0 | 0 | 0 | 0 | 0 | 0 | 0 | 0 | 0 | 0 | 0 | 0 | 0 |  | 0 | 0 | 0 | 0 | 0 | 0 | 0 | 0 |  |  |  |  | 1 | 0 | 0 | 0 | 0 | 0 | 0 | 0 |  | #VALUE! | 1 | 1 | 1 | 1 | #VALUE! | 0 | 0 | 0 | 0 | 0 | 0 | 0 | 0 | 0 | 0 | 0 | 0 | 0 | 0 | 0 | 0 | 0 | 0 | 0 | 0 | 0 | 0 | 0 | 0 | 0
Monday | 2 | 28 | 20 | 1412 | 0 | 0 | 0 | 0 | 0 | 0 | 0 | 0 | 0 | 0 | 0 | 0 | 0 | 0 | 0 | 0 | 0 | 0 | 0 | 0 | 0 |  | 0 | 0 | 0 | 0 | 0 | 0 | 0 | 0 |  |  |  |  | 1 | 0 | 0 | 0 | 0 | 0 | 0 | 0 |  | #VALUE! | 1 | 1 | 1 | 1 | #VALUE! | 0 | 0 | 0 | 0 | 0 | 0 | 0 | 0 | 0 | 0 | 0 | 0 | 0 | 0 | 0 | 0 | 0 | 0 | 0 | 0 | 0 | 0 | 0 | 0 | 0
Monday | 2 | 28 | 21 | 1413 | 0 | 0 | 0 | 0 | 0 | 0 | 0 | 0 | 0 | 0 | 0 | 0 | 0 | 0 | 0 | 0 | 0 | 0 | 0 | 0 | 0 |  | 0 | 0 | 0 | 0 | 0 | 0 | 0 | 0 |  |  |  |  | 0 | 1 | 0 | 0 | 0 | 0 | 0 | 0 |  | 1 | #VALUE! | 1 | 1 | 1 | #VALUE! | 0 | 0 | 0 | 0 | 0 | 0 | 0 | 0 | 0 | 0 | 0 | 0 | 0 | 0 | 0 | 0 | 0 | 0 | 0 | 0 | 0 | 0 | 0 | 0 | 0
Monday | 2 | 28 | 22 | 1414 | 0 | 0 | 0 | 0 | 0 | 0 | 0 | 0 | 0 | 0 | 0 | 0 | 0 | 0 | 0 | 0 | 0 | 0 | 0 | 0 | 0 |  | 0 | 0 | 0 | 0 | 0 | 0 | 0 | 0 |  |  |  |  | 0 | 1 | 0 | 0 | 0 | 0 | 0 | 0 |  | 1 | #VALUE! | 1 | 1 | 1 | #VALUE! | 0 | 0 | 0 | 0 | 0 | 0 | 0 | 0 | 0 | 0 | 0 | 0 | 0 | 0 | 0 | 0 | 0 | 0 | 0 | 0 | 0 | 0 | 0 | 0 | 0
Monday | 2 | 28 | 23 | 1415 | 0 | 0 | 0 | 0 | 0 | 0 | 0 | 0 | 0 | 0 | 0 | 0 | 0 | 0 | 0 | 0 | 0 | 0 | 0 | 0 | 0 |  | 0 | 0 | 0 | 0 | 0 | 0 | 0 | 0 |  |  |  |  | 0 | 0 | 1 | 0 | 0 | 0 | 0 | 0 |  | 1 | 1 | 1 | 1 | 1 | 1 | 0 | 0 | 0 | 0 | 0 | 0 | 0 | 0 | 0 | 0 | 0 | 0 | 0 | 0 | 0 | 0 | 0 | 0 | 0 | 0 | 0 | 0 | 0 | 0 | 0
Monday | 2 | 28 | 24 | 1416 | 0 | 0 | 0 | 0 | 0 | 0 | 0 | 0 | 0 | 0 | 0 | 0 | 0 | 0 | 0 | 0 | 0 | 0 | 0 | 0 | 0 |  | 0 | 0 | 0 | 0 | 0 | 0 | 0 | 0 |  |  |  |  | 0 | 0 | 1 | 0 | 0 | 0 | 0 | 0 |  | 1 | 1 | 1 | 1 | 1 | 1 | 0 | 0 | 0 | 0 | 0 | 0 | 0 | 0 | 0 | 0 | 0 | 0 | 0 | 0 | 0 | 0 | 0 | 0 | 0 | 0 | 0 | 0 | 0 | 0 | 0
Tuesday | 3 | 1 | 1 | 1417 | 0 | 0 | 0 | 0 | 0 | 0 | 0 | 0 | 0 | 0 | 0 | 0 | 0 | 0 | 0 | 0 | 0 | 0 | 0 | 0 | 0 |  | 0 | 0 | 0 | 0 | 0 | 0 | 0 | 0 |  |  |  |  | 0 | 0 | 1 | 0 | 0 | 0 | 0 | 0 |  | 1 | 1 | 1 | 1 | 1 | 1 | 0 | 0 | 0 | 0 | 0 | 0 | 0 | 0 | 0 | 0 | 0 | 0 | 0 | 0 | 0 | 0 | 0 | 0 | 0 | 0 | 0 | 0 | 0 | 0 | 0
Tuesday | 3 | 1 | 2 | 1418 | 0 | 0 | 0 | 0 | 0 | 0 | 0 | 0 | 0 | 0 | 0 | 0 | 0 | 0 | 0 | 0 | 0 | 0 | 0 | 0 | 0 |  | 0 | 0 | 0 | 0 | 0 | 0 | 0 | 0 |  |  |  |  | 0 | 0 | 1 | 0 | 0 | 0 | 0 | 0 |  | 1 | 1 | 1 | 1 | 1 | 1 | 0 | 0 | 0 | 0 | 0 | 0 | 0 | 0 | 0 | 0 | 0 | 0 | 0 | 0 | 0 | 0 | 0 | 0 | 0 | 0 | 0 | 0 | 0 | 0 | 0
Tuesday | 3 | 1 | 3 | 1419 | 0 | 0 | 0 | 0 | 0 | 0 | 0 | 0 | 0 | 0 | 0 | 0 | 0 | 0 | 0 | 0 | 0 | 0 | 0 | 0 | 0 |  | 0 | 0 | 0 | 0 | 0 | 0 | 0 | 0 |  |  |  |  | 0 | 0 | 1 | 0 | 0 | 0 | 0 | 0 |  | 1 | 1 | 1 | 1 | 1 | 1 | 0 | 0 | 0 | 0 | 0 | 0 | 0 | 0 | 0 | 0 | 0 | 0 | 0 | 0 | 0 | 0 | 0 | 0 | 0 | 0 | 0 | 0 | 0 | 0 | 0
Tuesday | 3 | 1 | 4 | 1420 | 0 | 0 | 0 | 0 | 0 | 0 | 0 | 0 | 0 | 0 | 0 | 0 | 0 | 0 | 0 | 0 | 0 | 0 | 0 | 0 | 0 |  | 0 | 0 | 0 | 0 | 0 | 0 | 0 | 0 |  |  |  |  | 0 | 0 | 1 | 0 | 0 | 0 | 0 | 0 |  | 1 | 1 | 1 | 1 | 1 | 1 | 0 | 0 | 0 | 0 | 0 | 0 | 0 | 0 | 0 | 0 | 0 | 0 | 0 | 0 | 0 | 0 | 0 | 0 | 0 | 0 | 0 | 0 | 0 | 0 | 0
Tuesday | 3 | 1 | 5 | 1421 | 0 | 0 | 0 | 0 | 0 | 0 | 0 | 0 | 0 | 0 | 0 | 0 | 0 | 0 | 0 | 0 | 0 | 0 | 0 | 0 | 0 |  | 0 | 0 | 0 | 0 | 0 | 0 | 0 | 0 |  |  |  |  | 0 | 0 | 1 | 0 | 0 | 0 | 0 | 0 |  | 1 | 1 | 1 | 1 | 1 | 1 | 0 | 0 | 0 | 0 | 0 | 0 | 0 | 0 | 0 | 0 | 0 | 0 | 0 | 0 | 0 | 0 | 0 | 0 | 0 | 0 | 0 | 0 | 0 | 0 | 0
Tuesday | 3 | 1 | 6 | 1422 | 0 | 0 | 0 | 0 | 0 | 0 | 0 | 0 | 0 | 0 | 0 | 0 | 0 | 0 | 0 | 0 | 0 | 0 | 0 | 0 | 0 |  | 0 | 0 | 0 | 0 | 0 | 0 | 0 | 0 |  |  |  |  | 0 | 0 | 1 | 0 | 0 | 0 | 0 | 0 |  | 1 | 1 | 1 | 1 | 1 | 1 | 0 | 0 | 0 | 0 | 0 | 0 | 0 | 0 | 0 | 0 | 0 | 0 | 0 | 0 | 0 | 0 | 0 | 0 | 0 | 0 | 0 | 0 | 0 | 0 | 0
Tuesday | 3 | 1 | 7 | 1423 | 0 | 0 | 0 | 0 | 0 | 0 | 0 | 0 | 0 | 0 | 0 | 0 | 0 | 0 | 0 | 0 | 0 | 0 | 0 | 0 | 0 |  | 0 | 0 | 0 | 0 | 0 | 0 | 0 | 0 |  |  |  |  | 0 | 0 | 1 | 0 | 0 | 0 | 0 | 0 |  | 1 | 1 | 1 | 1 | 1 | 1 | 0 | 0 | 0 | 0 | 0 | 0 | 0 | 0 | 0 | 0 | 0 | 0 | 0 | 0 | 0 | 0 | 0 | 0 | 0 | 0 | 0 | 0 | 0 | 0 | 0
Tuesday | 3 | 1 | 8 | 1424 | 0 | 0 | 0 | 0 | 0 | 0 | 0 | 0 | 0 | 0 | 0 | 0 | 0 | 0 | 0 | 0 | 0 | 0 | 0 | 0 | 0 |  | 0 | 0 | 0 | 0 | 0 | 0 | 0 | 0 |  |  |  |  | 1 | 0 | 0 | 0 | 0 | 0 | 0 | 0 |  | #VALUE! | 1 | 1 | 1 | 1 | #VALUE! | 0 | 0 | 0 | 0 | 0 | 0 | 0 | 0 | 0 | 0 | 0 | 0 | 0 | 0 | 0 | 0 | 0 | 0 | 0 | 0 | 0 | 0 | 0 | 0 | 0
Tuesday | 3 | 1 | 9 | 1425 | 0 | 0 | 0 | 0 | 0 | 0 | 0 | 0 | 0 | 0 | 0 | 0 | 0 | 0 | 0 | 0 | 0 | 0 | 0 | 0 | 0 |  | 0 | 0 | 0 | 0 | 0 | 0 | 0 | 0 |  |  |  |  | 1 | 0 | 0 | 0 | 0 | 0 | 0 | 0 |  | #VALUE! | 1 | 1 | 1 | 1 | #VALUE! | 0 | 0 | 0 | 0 | 0 | 0 | 0 | 0 | 0 | 0 | 0 | 0 | 0 | 0 | 0 | 0 | 0 | 0 | 0 | 0 | 0 | 0 | 0 | 0 | 0
Tuesday | 3 | 1 | 10 | 1426 | 0 | 0 | 0 | 0 | 0 | 0 | 0 | 0 | 0 | 0 | 0 | 0 | 0 | 0 | 0 | 0 | 0 | 0 | 0 | 0 | 0 |  | 0 | 0 | 0 | 0 | 0 | 0 | 0 | 0 |  |  |  |  | 1 | 0 | 0 | 0 | 0 | 0 | 0 | 0 |  | #VALUE! | 1 | 1 | 1 | 1 | #VALUE! | 0 | 0 | 0 | 0 | 0 | 0 | 0 | 0 | 0 | 0 | 0 | 0 | 0 | 0 | 0 | 0 | 0 | 0 | 0 | 0 | 0 | 0 | 0 | 0 | 0
Tuesday | 3 | 1 | 11 | 1427 | 0 | 0 | 0 | 0 | 0 | 0 | 0 | 0 | 0 | 0 | 0 | 0 | 0 | 0 | 0 | 0 | 0 | 0 | 0 | 0 | 0 |  | 0 | 0 | 0 | 0 | 0 | 0 | 0 | 0 |  |  |  |  | 1 | 0 | 0 | 0 | 0 | 0 | 0 | 0 |  | #VALUE! | 1 | 1 | 1 | 1 | #VALUE! | 0 | 0 | 0 | 0 | 0 | 0 | 0 | 0 | 0 | 0 | 0 | 0 | 0 | 0 | 0 | 0 | 0 | 0 | 0 | 0 | 0 | 0 | 0 | 0 | 0
Tuesday | 3 | 1 | 12 | 1428 | 0 | 0 | 0 | 0 | 0 | 0 | 0 | 0 | 0 | 0 | 0 | 0 | 0 | 0 | 0 | 0 | 0 | 0 | 0 | 0 | 0 |  | 0 | 0 | 0 | 0 | 0 | 0 | 0 | 0 |  |  |  |  | 0 | 1 | 0 | 0 | 0 | 0 | 0 | 0 |  | 1 | #VALUE! | 1 | 1 | 1 | #VALUE! | 0 | 0 | 0 | 0 | 0 | 0 | 0 | 0 | 0 | 0 | 0 | 0 | 0 | 0 | 0 | 0 | 0 | 0 | 0 | 0 | 0 | 0 | 0 | 0 | 0
Tuesday | 3 | 1 | 13 | 1429 | 0 | 0 | 0 | 0 | 0 | 0 | 0 | 0 | 0 | 0 | 0 | 0 | 0 | 0 | 0 | 0 | 0 | 0 | 0 | 0 | 0 |  | 0 | 0 | 0 | 0 | 0 | 0 | 0 | 0 |  |  |  |  | 0 | 1 | 0 | 0 | 0 | 0 | 0 | 0 |  | 1 | #VALUE! | 1 | 1 | 1 | #VALUE! | 0 | 0 | 0 | 0 | 0 | 0 | 0 | 0 | 0 | 0 | 0 | 0 | 0 | 0 | 0 | 0 | 0 | 0 | 0 | 0 | 0 | 0 | 0 | 0 | 0
Tuesday | 3 | 1 | 14 | 1430 | 0 | 0 | 0 | 0 | 0 | 0 | 0 | 0 | 0 | 0 | 0 | 0 | 0 | 0 | 0 | 0 | 0 | 0 | 0 | 0 | 0 |  | 0 | 0 | 0 | 0 | 0 | 0 | 0 | 0 |  |  |  |  | 0 | 1 | 0 | 0 | 0 | 0 | 0 | 0 |  | 1 | #VALUE! | 1 | 1 | 1 | #VALUE! | 0 | 0 | 0 | 0 | 0 | 0 | 0 | 0 | 0 | 0 | 0 | 0 | 0 | 0 | 0 | 0 | 0 | 0 | 0 | 0 | 0 | 0 | 0 | 0 | 0
Tuesday | 3 | 1 | 15 | 1431 | 0 | 0 | 0 | 0 | 0 | 0 | 0 | 0 | 0 | 0 | 0 | 0 | 0 | 0 | 0 | 0 | 0 | 0 | 0 | 0 | 0 |  | 0 | 0 | 0 | 0 | 0 | 0 | 0 | 0 |  |  |  |  | 0 | 1 | 0 | 0 | 0 | 0 | 0 | 0 |  | 1 | #VALUE! | 1 | 1 | 1 | #VALUE! | 0 | 0 | 0 | 0 | 0 | 0 | 0 | 0 | 0 | 0 | 0 | 0 | 0 | 0 | 0 | 0 | 0 | 0 | 0 | 0 | 0 | 0 | 0 | 0 | 0
Tuesday | 3 | 1 | 16 | 1432 | 0 | 0 | 0 | 0 | 0 | 0 | 0 | 0 | 0 | 0 | 0 | 0 | 0 | 0 | 0 | 0 | 0 | 0 | 0 | 0 | 0 |  | 0 | 0 | 0 | 0 | 0 | 0 | 0 | 0 |  |  |  |  | 0 | 1 | 0 | 0 | 0 | 0 | 0 | 0 |  | 1 | #VALUE! | 1 | 1 | 1 | #VALUE! | 0 | 0 | 0 | 0 | 0 | 0 | 0 | 0 | 0 | 0 | 0 | 0 | 0 | 0 | 0 | 0 | 0 | 0 | 0 | 0 | 0 | 0 | 0 | 0 | 0
Tuesday | 3 | 1 | 17 | 1433 | 0 | 0 | 0 | 0 | 0 | 0 | 0 | 0 | 0 | 0 | 0 | 0 | 0 | 0 | 0 | 0 | 0 | 0 | 0 | 0 | 0 |  | 0 | 0 | 0 | 0 | 0 | 0 | 0 | 0 |  |  |  |  | 0 | 1 | 0 | 0 | 0 | 0 | 0 | 0 |  | 1 | #VALUE! | 1 | 1 | 1 | #VALUE! | 0 | 0 | 0 | 0 | 0 | 0 | 0 | 0 | 0 | 0 | 0 | 0 | 0 | 0 | 0 | 0 | 0 | 0 | 0 | 0 | 0 | 0 | 0 | 0 | 0
Tuesday | 3 | 1 | 18 | 1434 | 0 | 0 | 0 | 0 | 0 | 0 | 0 | 0 | 0 | 0 | 0 | 0 | 0 | 0 | 0 | 0 | 0 | 0 | 0 | 0 | 0 |  | 0 | 0 | 0 | 0 | 0 | 0 | 0 | 0 |  |  |  |  | 1 | 0 | 0 | 0 | 0 | 0 | 0 | 0 |  | #VALUE! | 1 | 1 | 1 | 1 | #VALUE! | 0 | 0 | 0 | 0 | 0 | 0 | 0 | 0 | 0 | 0 | 0 | 0 | 0 | 0 | 0 | 0 | 0 | 0 | 0 | 0 | 0 | 0 | 0 | 0 | 0
Tuesday | 3 | 1 | 19 | 1435 | 0 | 0 | 0 | 0 | 0 | 0 | 0 | 0 | 0 | 0 | 0 | 0 | 0 | 0 | 0 | 0 | 0 | 0 | 0 | 0 | 0 |  | 0 | 0 | 0 | 0 | 0 | 0 | 0 | 0 |  |  |  |  | 1 | 0 | 0 | 0 | 0 | 0 | 0 | 0 |  | #VALUE! | 1 | 1 | 1 | 1 | #VALUE! | 0 | 0 | 0 | 0 | 0 | 0 | 0 | 0 | 0 | 0 | 0 | 0 | 0 | 0 | 0 | 0 | 0 | 0 | 0 | 0 | 0 | 0 | 0 | 0 | 0
Tuesday | 3 | 1 | 20 | 1436 | 0 | 0 | 0 | 0 | 0 | 0 | 0 | 0 | 0 | 0 | 0 | 0 | 0 | 0 | 0 | 0 | 0 | 0 | 0 | 0 | 0 |  | 0 | 0 | 0 | 0 | 0 | 0 | 0 | 0 |  |  |  |  | 1 | 0 | 0 | 0 | 0 | 0 | 0 | 0 |  | #VALUE! | 1 | 1 | 1 | 1 | #VALUE! | 0 | 0 | 0 | 0 | 0 | 0 | 0 | 0 | 0 | 0 | 0 | 0 | 0 | 0 | 0 | 0 | 0 | 0 | 0 | 0 | 0 | 0 | 0 | 0 | 0
Tuesday | 3 | 1 | 21 | 1437 | 0 | 0 | 0 | 0 | 0 | 0 | 0 | 0 | 0 | 0 | 0 | 0 | 0 | 0 | 0 | 0 | 0 | 0 | 0 | 0 | 0 |  | 0 | 0 | 0 | 0 | 0 | 0 | 0 | 0 |  |  |  |  | 0 | 1 | 0 | 0 | 0 | 0 | 0 | 0 |  | 1 | #VALUE! | 1 | 1 | 1 | #VALUE! | 0 | 0 | 0 | 0 | 0 | 0 | 0 | 0 | 0 | 0 | 0 | 0 | 0 | 0 | 0 | 0 | 0 | 0 | 0 | 0 | 0 | 0 | 0 | 0 | 0
Tuesday | 3 | 1 | 22 | 1438 | 0 | 0 | 0 | 0 | 0 | 0 | 0 | 0 | 0 | 0 | 0 | 0 | 0 | 0 | 0 | 0 | 0 | 0 | 0 | 0 | 0 |  | 0 | 0 | 0 | 0 | 0 | 0 | 0 | 0 |  |  |  |  | 0 | 1 | 0 | 0 | 0 | 0 | 0 | 0 |  | 1 | #VALUE! | 1 | 1 | 1 | #VALUE! | 0 | 0 | 0 | 0 | 0 | 0 | 0 | 0 | 0 | 0 | 0 | 0 | 0 | 0 | 0 | 0 | 0 | 0 | 0 | 0 | 0 | 0 | 0 | 0 | 0
Tuesday | 3 | 1 | 23 | 1439 | 0 | 0 | 0 | 0 | 0 | 0 | 0 | 0 | 0 | 0 | 0 | 0 | 0 | 0 | 0 | 0 | 0 | 0 | 0 | 0 | 0 |  | 0 | 0 | 0 | 0 | 0 | 0 | 0 | 0 |  |  |  |  | 0 | 0 | 1 | 0 | 0 | 0 | 0 | 0 |  | 1 | 1 | 1 | 1 | 1 | 1 | 0 | 0 | 0 | 0 | 0 | 0 | 0 | 0 | 0 | 0 | 0 | 0 | 0 | 0 | 0 | 0 | 0 | 0 | 0 | 0 | 0 | 0 | 0 | 0 | 0
Tuesday | 3 | 1 | 24 | 1440 | 0 | 0 | 0 | 0 | 0 | 0 | 0 | 0 | 0 | 0 | 0 | 0 | 0 | 0 | 0 | 0 | 0 | 0 | 0 | 0 | 0 |  | 0 | 0 | 0 | 0 | 0 | 0 | 0 | 0 |  |  |  |  | 0 | 0 | 1 | 0 | 0 | 0 | 0 | 0 |  | 1 | 1 | 1 | 1 | 1 | 1 | 0 | 0 | 0 | 0 | 0 | 0 | 0 | 0 | 0 | 0 | 0 | 0 | 0 | 0 | 0 | 0 | 0 | 0 | 0 | 0 | 0 | 0 | 0 | 0 | 0
Wednesday | 3 | 2 | 1 | 1441 | 0 | 0 | 0 | 0 | 0 | 0 | 0 | 0 | 0 | 0 | 0 | 0 | 0 | 0 | 0 | 0 | 0 | 0 | 0 | 0 | 0 |  | 0 | 0 | 0 | 0 | 0 | 0 | 0 | 0 |  |  |  |  | 0 | 0 | 1 | 0 | 0 | 0 | 0 | 0 |  | 1 | 1 | 1 | 1 | 1 | 1 | 0 | 0 | 0 | 0 | 0 | 0 | 0 | 0 | 0 | 0 | 0 | 0 | 0 | 0 | 0 | 0 | 0 | 0 | 0 | 0 | 0 | 0 | 0 | 0 | 0
Wednesday | 3 | 2 | 2 | 1442 | 0 | 0 | 0 | 0 | 0 | 0 | 0 | 0 | 0 | 0 | 0 | 0 | 0 | 0 | 0 | 0 | 0 | 0 | 0 | 0 | 0 |  | 0 | 0 | 0 | 0 | 0 | 0 | 0 | 0 |  |  |  |  | 0 | 0 | 1 | 0 | 0 | 0 | 0 | 0 |  | 1 | 1 | 1 | 1 | 1 | 1 | 0 | 0 | 0 | 0 | 0 | 0 | 0 | 0 | 0 | 0 | 0 | 0 | 0 | 0 | 0 | 0 | 0 | 0 | 0 | 0 | 0 | 0 | 0 | 0 | 0
Wednesday | 3 | 2 | 3 | 1443 | 0 | 0 | 0 | 0 | 0 | 0 | 0 | 0 | 0 | 0 | 0 | 0 | 0 | 0 | 0 | 0 | 0 | 0 | 0 | 0 | 0 |  | 0 | 0 | 0 | 0 | 0 | 0 | 0 | 0 |  |  |  |  | 0 | 0 | 1 | 0 | 0 | 0 | 0 | 0 |  | 1 | 1 | 1 | 1 | 1 | 1 | 0 | 0 | 0 | 0 | 0 | 0 | 0 | 0 | 0 | 0 | 0 | 0 | 0 | 0 | 0 | 0 | 0 | 0 | 0 | 0 | 0 | 0 | 0 | 0 | 0
Wednesday | 3 | 2 | 4 | 1444 | 0 | 0 | 0 | 0 | 0 | 0 | 0 | 0 | 0 | 0 | 0 | 0 | 0 | 0 | 0 | 0 | 0 | 0 | 0 | 0 | 0 |  | 0 | 0 | 0 | 0 | 0 | 0 | 0 | 0 |  |  |  |  | 0 | 0 | 1 | 0 | 0 | 0 | 0 | 0 |  | 1 | 1 | 1 | 1 | 1 | 1 | 0 | 0 | 0 | 0 | 0 | 0 | 0 | 0 | 0 | 0 | 0 | 0 | 0 | 0 | 0 | 0 | 0 | 0 | 0 | 0 | 0 | 0 | 0 | 0 | 0
Wednesday | 3 | 2 | 5 | 1445 | 0 | 0 | 0 | 0 | 0 | 0 | 0 | 0 | 0 | 0 | 0 | 0 | 0 | 0 | 0 | 0 | 0 | 0 | 0 | 0 | 0 |  | 0 | 0 | 0 | 0 | 0 | 0 | 0 | 0 |  |  |  |  | 0 | 0 | 1 | 0 | 0 | 0 | 0 | 0 |  | 1 | 1 | 1 | 1 | 1 | 1 | 0 | 0 | 0 | 0 | 0 | 0 | 0 | 0 | 0 | 0 | 0 | 0 | 0 | 0 | 0 | 0 | 0 | 0 | 0 | 0 | 0 | 0 | 0 | 0 | 0
Wednesday | 3 | 2 | 6 | 1446 | 0 | 0 | 0 | 0 | 0 | 0 | 0 | 0 | 0 | 0 | 0 | 0 | 0 | 0 | 0 | 0 | 0 | 0 | 0 | 0 | 0 |  | 0 | 0 | 0 | 0 | 0 | 0 | 0 | 0 |  |  |  |  | 0 | 0 | 1 | 0 | 0 | 0 | 0 | 0 |  | 1 | 1 | 1 | 1 | 1 | 1 | 0 | 0 | 0 | 0 | 0 | 0 | 0 | 0 | 0 | 0 | 0 | 0 | 0 | 0 | 0 | 0 | 0 | 0 | 0 | 0 | 0 | 0 | 0 | 0 | 0
Wednesday | 3 | 2 | 7 | 1447 | 0 | 0 | 0 | 0 | 0 | 0 | 0 | 0 | 0 | 0 | 0 | 0 | 0 | 0 | 0 | 0 | 0 | 0 | 0 | 0 | 0 |  | 0 | 0 | 0 | 0 | 0 | 0 | 0 | 0 |  |  |  |  | 0 | 0 | 1 | 0 | 0 | 0 | 0 | 0 |  | 1 | 1 | 1 | 1 | 1 | 1 | 0 | 0 | 0 | 0 | 0 | 0 | 0 | 0 | 0 | 0 | 0 | 0 | 0 | 0 | 0 | 0 | 0 | 0 | 0 | 0 | 0 | 0 | 0 | 0 | 0
Wednesday | 3 | 2 | 8 | 1448 | 0 | 0 | 0 | 0 | 0 | 0 | 0 | 0 | 0 | 0 | 0 | 0 | 0 | 0 | 0 | 0 | 0 | 0 | 0 | 0 | 0 |  | 0 | 0 | 0 | 0 | 0 | 0 | 0 | 0 |  |  |  |  | 1 | 0 | 0 | 0 | 0 | 0 | 0 | 0 |  | #VALUE! | 1 | 1 | 1 | 1 | #VALUE! | 0 | 0 | 0 | 0 | 0 | 0 | 0 | 0 | 0 | 0 | 0 | 0 | 0 | 0 | 0 | 0 | 0 | 0 | 0 | 0 | 0 | 0 | 0 | 0 | 0
Wednesday | 3 | 2 | 9 | 1449 | 0 | 0 | 0 | 0 | 0 | 0 | 0 | 0 | 0 | 0 | 0 | 0 | 0 | 0 | 0 | 0 | 0 | 0 | 0 | 0 | 0 |  | 0 | 0 | 0 | 0 | 0 | 0 | 0 | 0 |  |  |  |  | 1 | 0 | 0 | 0 | 0 | 0 | 0 | 0 |  | #VALUE! | 1 | 1 | 1 | 1 | #VALUE! | 0 | 0 | 0 | 0 | 0 | 0 | 0 | 0 | 0 | 0 | 0 | 0 | 0 | 0 | 0 | 0 | 0 | 0 | 0 | 0 | 0 | 0 | 0 | 0 | 0
Wednesday | 3 | 2 | 10 | 1450 | 0 | 0 | 0 | 0 | 0 | 0 | 0 | 0 | 0 | 0 | 0 | 0 | 0 | 0 | 0 | 0 | 0 | 0 | 0 | 0 | 0 |  | 0 | 0 | 0 | 0 | 0 | 0 | 0 | 0 |  |  |  |  | 1 | 0 | 0 | 0 | 0 | 0 | 0 | 0 |  | #VALUE! | 1 | 1 | 1 | 1 | #VALUE! | 0 | 0 | 0 | 0 | 0 | 0 | 0 | 0 | 0 | 0 | 0 | 0 | 0 | 0 | 0 | 0 | 0 | 0 | 0 | 0 | 0 | 0 | 0 | 0 | 0
Wednesday | 3 | 2 | 11 | 1451 | 0 | 0 | 0 | 0 | 0 | 0 | 0 | 0 | 0 | 0 | 0 | 0 | 0 | 0 | 0 | 0 | 0 | 0 | 0 | 0 | 0 |  | 0 | 0 | 0 | 0 | 0 | 0 | 0 | 0 |  |  |  |  | 1 | 0 | 0 | 0 | 0 | 0 | 0 | 0 |  | #VALUE! | 1 | 1 | 1 | 1 | #VALUE! | 0 | 0 | 0 | 0 | 0 | 0 | 0 | 0 | 0 | 0 | 0 | 0 | 0 | 0 | 0 | 0 | 0 | 0 | 0 | 0 | 0 | 0 | 0 | 0 | 0
Wednesday | 3 | 2 | 12 | 1452 | 0 | 0 | 0 | 0 | 0 | 0 | 0 | 0 | 0 | 0 | 0 | 0 | 0 | 0 | 0 | 0 | 0 | 0 | 0 | 0 | 0 |  | 0 | 0 | 0 | 0 | 0 | 0 | 0 | 0 |  |  |  |  | 0 | 1 | 0 | 0 | 0 | 0 | 0 | 0 |  | 1 | #VALUE! | 1 | 1 | 1 | #VALUE! | 0 | 0 | 0 | 0 | 0 | 0 | 0 | 0 | 0 | 0 | 0 | 0 | 0 | 0 | 0 | 0 | 0 | 0 | 0 | 0 | 0 | 0 | 0 | 0 | 0
Wednesday | 3 | 2 | 13 | 1453 | 0 | 0 | 0 | 0 | 0 | 0 | 0 | 0 | 0 | 0 | 0 | 0 | 0 | 0 | 0 | 0 | 0 | 0 | 0 | 0 | 0 |  | 0 | 0 | 0 | 0 | 0 | 0 | 0 | 0 |  |  |  |  | 0 | 1 | 0 | 0 | 0 | 0 | 0 | 0 |  | 1 | #VALUE! | 1 | 1 | 1 | #VALUE! | 0 | 0 | 0 | 0 | 0 | 0 | 0 | 0 | 0 | 0 | 0 | 0 | 0 | 0 | 0 | 0 | 0 | 0 | 0 | 0 | 0 | 0 | 0 | 0 | 0
Wednesday | 3 | 2 | 14 | 1454 | 0 | 0 | 0 | 0 | 0 | 0 | 0 | 0 | 0 | 0 | 0 | 0 | 0 | 0 | 0 | 0 | 0 | 0 | 0 | 0 | 0 |  | 0 | 0 | 0 | 0 | 0 | 0 | 0 | 0 |  |  |  |  | 0 | 1 | 0 | 0 | 0 | 0 | 0 | 0 |  | 1 | #VALUE! | 1 | 1 | 1 | #VALUE! | 0 | 0 | 0 | 0 | 0 | 0 | 0 | 0 | 0 | 0 | 0 | 0 | 0 | 0 | 0 | 0 | 0 | 0 | 0 | 0 | 0 | 0 | 0 | 0 | 0
Wednesday | 3 | 2 | 15 | 1455 | 0 | 0 | 0 | 0 | 0 | 0 | 0 | 0 | 0 | 0 | 0 | 0 | 0 | 0 | 0 | 0 | 0 | 0 | 0 | 0 | 0 |  | 0 | 0 | 0 | 0 | 0 | 0 | 0 | 0 |  |  |  |  | 0 | 1 | 0 | 0 | 0 | 0 | 0 | 0 |  | 1 | #VALUE! | 1 | 1 | 1 | #VALUE! | 0 | 0 | 0 | 0 | 0 | 0 | 0 | 0 | 0 | 0 | 0 | 0 | 0 | 0 | 0 | 0 | 0 | 0 | 0 | 0 | 0 | 0 | 0 | 0 | 0
Wednesday | 3 | 2 | 16 | 1456 | 0 | 0 | 0 | 0 | 0 | 0 | 0 | 0 | 0 | 0 | 0 | 0 | 0 | 0 | 0 | 0 | 0 | 0 | 0 | 0 | 0 |  | 0 | 0 | 0 | 0 | 0 | 0 | 0 | 0 |  |  |  |  | 0 | 1 | 0 | 0 | 0 | 0 | 0 | 0 |  | 1 | #VALUE! | 1 | 1 | 1 | #VALUE! | 0 | 0 | 0 | 0 | 0 | 0 | 0 | 0 | 0 | 0 | 0 | 0 | 0 | 0 | 0 | 0 | 0 | 0 | 0 | 0 | 0 | 0 | 0 | 0 | 0
Wednesday | 3 | 2 | 17 | 1457 | 0 | 0 | 0 | 0 | 0 | 0 | 0 | 0 | 0 | 0 | 0 | 0 | 0 | 0 | 0 | 0 | 0 | 0 | 0 | 0 | 0 |  | 0 | 0 | 0 | 0 | 0 | 0 | 0 | 0 |  |  |  |  | 0 | 1 | 0 | 0 | 0 | 0 | 0 | 0 |  | 1 | #VALUE! | 1 | 1 | 1 | #VALUE! | 0 | 0 | 0 | 0 | 0 | 0 | 0 | 0 | 0 | 0 | 0 | 0 | 0 | 0 | 0 | 0 | 0 | 0 | 0 | 0 | 0 | 0 | 0 | 0 | 0
Wednesday | 3 | 2 | 18 | 1458 | 0 | 0 | 0 | 0 | 0 | 0 | 0 | 0 | 0 | 0 | 0 | 0 | 0 | 0 | 0 | 0 | 0 | 0 | 0 | 0 | 0 |  | 0 | 0 | 0 | 0 | 0 | 0 | 0 | 0 |  |  |  |  | 1 | 0 | 0 | 0 | 0 | 0 | 0 | 0 |  | #VALUE! | 1 | 1 | 1 | 1 | #VALUE! | 0 | 0 | 0 | 0 | 0 | 0 | 0 | 0 | 0 | 0 | 0 | 0 | 0 | 0 | 0 | 0 | 0 | 0 | 0 | 0 | 0 | 0 | 0 | 0 | 0
Wednesday | 3 | 2 | 19 | 1459 | 0 | 0 | 0 | 0 | 0 | 0 | 0 | 0 | 0 | 0 | 0 | 0 | 0 | 0 | 0 | 0 | 0 | 0 | 0 | 0 | 0 |  | 0 | 0 | 0 | 0 | 0 | 0 | 0 | 0 |  |  |  |  | 1 | 0 | 0 | 0 | 0 | 0 | 0 | 0 |  | #VALUE! | 1 | 1 | 1 | 1 | #VALUE! | 0 | 0 | 0 | 0 | 0 | 0 | 0 | 0 | 0 | 0 | 0 | 0 | 0 | 0 | 0 | 0 | 0 | 0 | 0 | 0 | 0 | 0 | 0 | 0 | 0
Wednesday | 3 | 2 | 20 | 1460 | 0 | 0 | 0 | 0 | 0 | 0 | 0 | 0 | 0 | 0 | 0 | 0 | 0 | 0 | 0 | 0 | 0 | 0 | 0 | 0 | 0 |  | 0 | 0 | 0 | 0 | 0 | 0 | 0 | 0 |  |  |  |  | 1 | 0 | 0 | 0 | 0 | 0 | 0 | 0 |  | #VALUE! | 1 | 1 | 1 | 1 | #VALUE! | 0 | 0 | 0 | 0 | 0 | 0 | 0 | 0 | 0 | 0 | 0 | 0 | 0 | 0 | 0 | 0 | 0 | 0 | 0 | 0 | 0 | 0 | 0 | 0 | 0
Wednesday | 3 | 2 | 21 | 1461 | 0 | 0 | 0 | 0 | 0 | 0 | 0 | 0 | 0 | 0 | 0 | 0 | 0 | 0 | 0 | 0 | 0 | 0 | 0 | 0 | 0 |  | 0 | 0 | 0 | 0 | 0 | 0 | 0 | 0 |  |  |  |  | 0 | 1 | 0 | 0 | 0 | 0 | 0 | 0 |  | 1 | #VALUE! | 1 | 1 | 1 | #VALUE! | 0 | 0 | 0 | 0 | 0 | 0 | 0 | 0 | 0 | 0 | 0 | 0 | 0 | 0 | 0 | 0 | 0 | 0 | 0 | 0 | 0 | 0 | 0 | 0 | 0
Wednesday | 3 | 2 | 22 | 1462 | 0 | 0 | 0 | 0 | 0 | 0 | 0 | 0 | 0 | 0 | 0 | 0 | 0 | 0 | 0 | 0 | 0 | 0 | 0 | 0 | 0 |  | 0 | 0 | 0 | 0 | 0 | 0 | 0 | 0 |  |  |  |  | 0 | 1 | 0 | 0 | 0 | 0 | 0 | 0 |  | 1 | #VALUE! | 1 | 1 | 1 | #VALUE! | 0 | 0 | 0 | 0 | 0 | 0 | 0 | 0 | 0 | 0 | 0 | 0 | 0 | 0 | 0 | 0 | 0 | 0 | 0 | 0 | 0 | 0 | 0 | 0 | 0
Wednesday | 3 | 2 | 23 | 1463 | 0 | 0 | 0 | 0 | 0 | 0 | 0 | 0 | 0 | 0 | 0 | 0 | 0 | 0 | 0 | 0 | 0 | 0 | 0 | 0 | 0 |  | 0 | 0 | 0 | 0 | 0 | 0 | 0 | 0 |  |  |  |  | 0 | 0 | 1 | 0 | 0 | 0 | 0 | 0 |  | 1 | 1 | 1 | 1 | 1 | 1 | 0 | 0 | 0 | 0 | 0 | 0 | 0 | 0 | 0 | 0 | 0 | 0 | 0 | 0 | 0 | 0 | 0 | 0 | 0 | 0 | 0 | 0 | 0 | 0 | 0
Wednesday | 3 | 2 | 24 | 1464 | 0 | 0 | 0 | 0 | 0 | 0 | 0 | 0 | 0 | 0 | 0 | 0 | 0 | 0 | 0 | 0 | 0 | 0 | 0 | 0 | 0 |  | 0 | 0 | 0 | 0 | 0 | 0 | 0 | 0 |  |  |  |  | 0 | 0 | 1 | 0 | 0 | 0 | 0 | 0 |  | 1 | 1 | 1 | 1 | 1 | 1 | 0 | 0 | 0 | 0 | 0 | 0 | 0 | 0 | 0 | 0 | 0 | 0 | 0 | 0 | 0 | 0 | 0 | 0 | 0 | 0 | 0 | 0 | 0 | 0 | 0
Thursday | 3 | 3 | 1 | 1465 | 0 | 0 | 0 | 0 | 0 | 0 | 0 | 0 | 0 | 0 | 0 | 0 | 0 | 0 | 0 | 0 | 0 | 0 | 0 | 0 | 0 |  | 0 | 0 | 0 | 0 | 0 | 0 | 0 | 0 |  |  |  |  | 0 | 0 | 1 | 0 | 0 | 0 | 0 | 0 |  | 1 | 1 | 1 | 1 | 1 | 1 | 0 | 0 | 0 | 0 | 0 | 0 | 0 | 0 | 0 | 0 | 0 | 0 | 0 | 0 | 0 | 0 | 0 | 0 | 0 | 0 | 0 | 0 | 0 | 0 | 0
Thursday | 3 | 3 | 2 | 1466 | 0 | 0 | 0 | 0 | 0 | 0 | 0 | 0 | 0 | 0 | 0 | 0 | 0 | 0 | 0 | 0 | 0 | 0 | 0 | 0 | 0 |  | 0 | 0 | 0 | 0 | 0 | 0 | 0 | 0 |  |  |  |  | 0 | 0 | 1 | 0 | 0 | 0 | 0 | 0 |  | 1 | 1 | 1 | 1 | 1 | 1 | 0 | 0 | 0 | 0 | 0 | 0 | 0 | 0 | 0 | 0 | 0 | 0 | 0 | 0 | 0 | 0 | 0 | 0 | 0 | 0 | 0 | 0 | 0 | 0 | 0
Thursday | 3 | 3 | 3 | 1467 | 0 | 0 | 0 | 0 | 0 | 0 | 0 | 0 | 0 | 0 | 0 | 0 | 0 | 0 | 0 | 0 | 0 | 0 | 0 | 0 | 0 |  | 0 | 0 | 0 | 0 | 0 | 0 | 0 | 0 |  |  |  |  | 0 | 0 | 1 | 0 | 0 | 0 | 0 | 0 |  | 1 | 1 | 1 | 1 | 1 | 1 | 0 | 0 | 0 | 0 | 0 | 0 | 0 | 0 | 0 | 0 | 0 | 0 | 0 | 0 | 0 | 0 | 0 | 0 | 0 | 0 | 0 | 0 | 0 | 0 | 0
Thursday | 3 | 3 | 4 | 1468 | 0 | 0 | 0 | 0 | 0 | 0 | 0 | 0 | 0 | 0 | 0 | 0 | 0 | 0 | 0 | 0 | 0 | 0 | 0 | 0 | 0 |  | 0 | 0 | 0 | 0 | 0 | 0 | 0 | 0 |  |  |  |  | 0 | 0 | 1 | 0 | 0 | 0 | 0 | 0 |  | 1 | 1 | 1 | 1 | 1 | 1 | 0 | 0 | 0 | 0 | 0 | 0 | 0 | 0 | 0 | 0 | 0 | 0 | 0 | 0 | 0 | 0 | 0 | 0 | 0 | 0 | 0 | 0 | 0 | 0 | 0
Thursday | 3 | 3 | 5 | 1469 | 0 | 0 | 0 | 0 | 0 | 0 | 0 | 0 | 0 | 0 | 0 | 0 | 0 | 0 | 0 | 0 | 0 | 0 | 0 | 0 | 0 |  | 0 | 0 | 0 | 0 | 0 | 0 | 0 | 0 |  |  |  |  | 0 | 0 | 1 | 0 | 0 | 0 | 0 | 0 |  | 1 | 1 | 1 | 1 | 1 | 1 | 0 | 0 | 0 | 0 | 0 | 0 | 0 | 0 | 0 | 0 | 0 | 0 | 0 | 0 | 0 | 0 | 0 | 0 | 0 | 0 | 0 | 0 | 0 | 0 | 0
Thursday | 3 | 3 | 6 | 1470 | 0 | 0 | 0 | 0 | 0 | 0 | 0 | 0 | 0 | 0 | 0 | 0 | 0 | 0 | 0 | 0 | 0 | 0 | 0 | 0 | 0 |  | 0 | 0 | 0 | 0 | 0 | 0 | 0 | 0 |  |  |  |  | 0 | 0 | 1 | 0 | 0 | 0 | 0 | 0 |  | 1 | 1 | 1 | 1 | 1 | 1 | 0 | 0 | 0 | 0 | 0 | 0 | 0 | 0 | 0 | 0 | 0 | 0 | 0 | 0 | 0 | 0 | 0 | 0 | 0 | 0 | 0 | 0 | 0 | 0 | 0
Thursday | 3 | 3 | 7 | 1471 | 0 | 0 | 0 | 0 | 0 | 0 | 0 | 0 | 0 | 0 | 0 | 0 | 0 | 0 | 0 | 0 | 0 | 0 | 0 | 0 | 0 |  | 0 | 0 | 0 | 0 | 0 | 0 | 0 | 0 |  |  |  |  | 0 | 0 | 1 | 0 | 0 | 0 | 0 | 0 |  | 1 | 1 | 1 | 1 | 1 | 1 | 0 | 0 | 0 | 0 | 0 | 0 | 0 | 0 | 0 | 0 | 0 | 0 | 0 | 0 | 0 | 0 | 0 | 0 | 0 | 0 | 0 | 0 | 0 | 0 | 0
Thursday | 3 | 3 | 8 | 1472 | 0 | 0 | 0 | 0 | 0 | 0 | 0 | 0 | 0 | 0 | 0 | 0 | 0 | 0 | 0 | 0 | 0 | 0 | 0 | 0 | 0 |  | 0 | 0 | 0 | 0 | 0 | 0 | 0 | 0 |  |  |  |  | 1 | 0 | 0 | 0 | 0 | 0 | 0 | 0 |  | #VALUE! | 1 | 1 | 1 | 1 | #VALUE! | 0 | 0 | 0 | 0 | 0 | 0 | 0 | 0 | 0 | 0 | 0 | 0 | 0 | 0 | 0 | 0 | 0 | 0 | 0 | 0 | 0 | 0 | 0 | 0 | 0
Thursday | 3 | 3 | 9 | 1473 | 0 | 0 | 0 | 0 | 0 | 0 | 0 | 0 | 0 | 0 | 0 | 0 | 0 | 0 | 0 | 0 | 0 | 0 | 0 | 0 | 0 |  | 0 | 0 | 0 | 0 | 0 | 0 | 0 | 0 |  |  |  |  | 1 | 0 | 0 | 0 | 0 | 0 | 0 | 0 |  | #VALUE! | 1 | 1 | 1 | 1 | #VALUE! | 0 | 0 | 0 | 0 | 0 | 0 | 0 | 0 | 0 | 0 | 0 | 0 | 0 | 0 | 0 | 0 | 0 | 0 | 0 | 0 | 0 | 0 | 0 | 0 | 0
Thursday | 3 | 3 | 10 | 1474 | 0 | 0 | 0 | 0 | 0 | 0 | 0 | 0 | 0 | 0 | 0 | 0 | 0 | 0 | 0 | 0 | 0 | 0 | 0 | 0 | 0 |  | 0 | 0 | 0 | 0 | 0 | 0 | 0 | 0 |  |  |  |  | 1 | 0 | 0 | 0 | 0 | 0 | 0 | 0 |  | #VALUE! | 1 | 1 | 1 | 1 | #VALUE! | 0 | 0 | 0 | 0 | 0 | 0 | 0 | 0 | 0 | 0 | 0 | 0 | 0 | 0 | 0 | 0 | 0 | 0 | 0 | 0 | 0 | 0 | 0 | 0 | 0
Thursday | 3 | 3 | 11 | 1475 | 0 | 0 | 0 | 0 | 0 | 0 | 0 | 0 | 0 | 0 | 0 | 0 | 0 | 0 | 0 | 0 | 0 | 0 | 0 | 0 | 0 |  | 0 | 0 | 0 | 0 | 0 | 0 | 0 | 0 |  |  |  |  | 1 | 0 | 0 | 0 | 0 | 0 | 0 | 0 |  | #VALUE! | 1 | 1 | 1 | 1 | #VALUE! | 0 | 0 | 0 | 0 | 0 | 0 | 0 | 0 | 0 | 0 | 0 | 0 | 0 | 0 | 0 | 0 | 0 | 0 | 0 | 0 | 0 | 0 | 0 | 0 | 0
Thursday | 3 | 3 | 12 | 1476 | 0 | 0 | 0 | 0 | 0 | 0 | 0 | 0 | 0 | 0 | 0 | 0 | 0 | 0 | 0 | 0 | 0 | 0 | 0 | 0 | 0 |  | 0 | 0 | 0 | 0 | 0 | 0 | 0 | 0 |  |  |  |  | 0 | 1 | 0 | 0 | 0 | 0 | 0 | 0 |  | 1 | #VALUE! | 1 | 1 | 1 | #VALUE! | 0 | 0 | 0 | 0 | 0 | 0 | 0 | 0 | 0 | 0 | 0 | 0 | 0 | 0 | 0 | 0 | 0 | 0 | 0 | 0 | 0 | 0 | 0 | 0 | 0
Thursday | 3 | 3 | 13 | 1477 | 0 | 0 | 0 | 0 | 0 | 0 | 0 | 0 | 0 | 0 | 0 | 0 | 0 | 0 | 0 | 0 | 0 | 0 | 0 | 0 | 0 |  | 0 | 0 | 0 | 0 | 0 | 0 | 0 | 0 |  |  |  |  | 0 | 1 | 0 | 0 | 0 | 0 | 0 | 0 |  | 1 | #VALUE! | 1 | 1 | 1 | #VALUE! | 0 | 0 | 0 | 0 | 0 | 0 | 0 | 0 | 0 | 0 | 0 | 0 | 0 | 0 | 0 | 0 | 0 | 0 | 0 | 0 | 0 | 0 | 0 | 0 | 0
Thursday | 3 | 3 | 14 | 1478 | 0 | 0 | 0 | 0 | 0 | 0 | 0 | 0 | 0 | 0 | 0 | 0 | 0 | 0 | 0 | 0 | 0 | 0 | 0 | 0 | 0 |  | 0 | 0 | 0 | 0 | 0 | 0 | 0 | 0 |  |  |  |  | 0 | 1 | 0 | 0 | 0 | 0 | 0 | 0 |  | 1 | #VALUE! | 1 | 1 | 1 | #VALUE! | 0 | 0 | 0 | 0 | 0 | 0 | 0 | 0 | 0 | 0 | 0 | 0 | 0 | 0 | 0 | 0 | 0 | 0 | 0 | 0 | 0 | 0 | 0 | 0 | 0
Thursday | 3 | 3 | 15 | 1479 | 0 | 0 | 0 | 0 | 0 | 0 | 0 | 0 | 0 | 0 | 0 | 0 | 0 | 0 | 0 | 0 | 0 | 0 | 0 | 0 | 0 |  | 0 | 0 | 0 | 0 | 0 | 0 | 0 | 0 |  |  |  |  | 0 | 1 | 0 | 0 | 0 | 0 | 0 | 0 |  | 1 | #VALUE! | 1 | 1 | 1 | #VALUE! | 0 | 0 | 0 | 0 | 0 | 0 | 0 | 0 | 0 | 0 | 0 | 0 | 0 | 0 | 0 | 0 | 0 | 0 | 0 | 0 | 0 | 0 | 0 | 0 | 0
Thursday | 3 | 3 | 16 | 1480 | 0 | 0 | 0 | 0 | 0 | 0 | 0 | 0 | 0 | 0 | 0 | 0 | 0 | 0 | 0 | 0 | 0 | 0 | 0 | 0 | 0 |  | 0 | 0 | 0 | 0 | 0 | 0 | 0 | 0 |  |  |  |  | 0 | 1 | 0 | 0 | 0 | 0 | 0 | 0 |  | 1 | #VALUE! | 1 | 1 | 1 | #VALUE! | 0 | 0 | 0 | 0 | 0 | 0 | 0 | 0 | 0 | 0 | 0 | 0 | 0 | 0 | 0 | 0 | 0 | 0 | 0 | 0 | 0 | 0 | 0 | 0 | 0
Thursday | 3 | 3 | 17 | 1481 | 0 | 0 | 0 | 0 | 0 | 0 | 0 | 0 | 0 | 0 | 0 | 0 | 0 | 0 | 0 | 0 | 0 | 0 | 0 | 0 | 0 |  | 0 | 0 | 0 | 0 | 0 | 0 | 0 | 0 |  |  |  |  | 0 | 1 | 0 | 0 | 0 | 0 | 0 | 0 |  | 1 | #VALUE! | 1 | 1 | 1 | #VALUE! | 0 | 0 | 0 | 0 | 0 | 0 | 0 | 0 | 0 | 0 | 0 | 0 | 0 | 0 | 0 | 0 | 0 | 0 | 0 | 0 | 0 | 0 | 0 | 0 | 0
Thursday | 3 | 3 | 18 | 1482 | 0 | 0 | 0 | 0 | 0 | 0 | 0 | 0 | 0 | 0 | 0 | 0 | 0 | 0 | 0 | 0 | 0 | 0 | 0 | 0 | 0 |  | 0 | 0 | 0 | 0 | 0 | 0 | 0 | 0 |  |  |  |  | 1 | 0 | 0 | 0 | 0 | 0 | 0 | 0 |  | #VALUE! | 1 | 1 | 1 | 1 | #VALUE! | 0 | 0 | 0 | 0 | 0 | 0 | 0 | 0 | 0 | 0 | 0 | 0 | 0 | 0 | 0 | 0 | 0 | 0 | 0 | 0 | 0 | 0 | 0 | 0 | 0
Thursday | 3 | 3 | 19 | 1483 | 0 | 0 | 0 | 0 | 0 | 0 | 0 | 0 | 0 | 0 | 0 | 0 | 0 | 0 | 0 | 0 | 0 | 0 | 0 | 0 | 0 |  | 0 | 0 | 0 | 0 | 0 | 0 | 0 | 0 |  |  |  |  | 1 | 0 | 0 | 0 | 0 | 0 | 0 | 0 |  | #VALUE! | 1 | 1 | 1 | 1 | #VALUE! | 0 | 0 | 0 | 0 | 0 | 0 | 0 | 0 | 0 | 0 | 0 | 0 | 0 | 0 | 0 | 0 | 0 | 0 | 0 | 0 | 0 | 0 | 0 | 0 | 0
Thursday | 3 | 3 | 20 | 1484 | 0 | 0 | 0 | 0 | 0 | 0 | 0 | 0 | 0 | 0 | 0 | 0 | 0 | 0 | 0 | 0 | 0 | 0 | 0 | 0 | 0 |  | 0 | 0 | 0 | 0 | 0 | 0 | 0 | 0 |  |  |  |  | 1 | 0 | 0 | 0 | 0 | 0 | 0 | 0 |  | #VALUE! | 1 | 1 | 1 | 1 | #VALUE! | 0 | 0 | 0 | 0 | 0 | 0 | 0 | 0 | 0 | 0 | 0 | 0 | 0 | 0 | 0 | 0 | 0 | 0 | 0 | 0 | 0 | 0 | 0 | 0 | 0
Thursday | 3 | 3 | 21 | 1485 | 0 | 0 | 0 | 0 | 0 | 0 | 0 | 0 | 0 | 0 | 0 | 0 | 0 | 0 | 0 | 0 | 0 | 0 | 0 | 0 | 0 |  | 0 | 0 | 0 | 0 | 0 | 0 | 0 | 0 |  |  |  |  | 0 | 1 | 0 | 0 | 0 | 0 | 0 | 0 |  | 1 | #VALUE! | 1 | 1 | 1 | #VALUE! | 0 | 0 | 0 | 0 | 0 | 0 | 0 | 0 | 0 | 0 | 0 | 0 | 0 | 0 | 0 | 0 | 0 | 0 | 0 | 0 | 0 | 0 | 0 | 0 | 0
Thursday | 3 | 3 | 22 | 1486 | 0 | 0 | 0 | 0 | 0 | 0 | 0 | 0 | 0 | 0 | 0 | 0 | 0 | 0 | 0 | 0 | 0 | 0 | 0 | 0 | 0 |  | 0 | 0 | 0 | 0 | 0 | 0 | 0 | 0 |  |  |  |  | 0 | 1 | 0 | 0 | 0 | 0 | 0 | 0 |  | 1 | #VALUE! | 1 | 1 | 1 | #VALUE! | 0 | 0 | 0 | 0 | 0 | 0 | 0 | 0 | 0 | 0 | 0 | 0 | 0 | 0 | 0 | 0 | 0 | 0 | 0 | 0 | 0 | 0 | 0 | 0 | 0
Thursday | 3 | 3 | 23 | 1487 | 0 | 0 | 0 | 0 | 0 | 0 | 0 | 0 | 0 | 0 | 0 | 0 | 0 | 0 | 0 | 0 | 0 | 0 | 0 | 0 | 0 |  | 0 | 0 | 0 | 0 | 0 | 0 | 0 | 0 |  |  |  |  | 0 | 0 | 1 | 0 | 0 | 0 | 0 | 0 |  | 1 | 1 | 1 | 1 | 1 | 1 | 0 | 0 | 0 | 0 | 0 | 0 | 0 | 0 | 0 | 0 | 0 | 0 | 0 | 0 | 0 | 0 | 0 | 0 | 0 | 0 | 0 | 0 | 0 | 0 | 0
Thursday | 3 | 3 | 24 | 1488 | 0 | 0 | 0 | 0 | 0 | 0 | 0 | 0 | 0 | 0 | 0 | 0 | 0 | 0 | 0 | 0 | 0 | 0 | 0 | 0 | 0 |  | 0 | 0 | 0 | 0 | 0 | 0 | 0 | 0 |  |  |  |  | 0 | 0 | 1 | 0 | 0 | 0 | 0 | 0 |  | 1 | 1 | 1 | 1 | 1 | 1 | 0 | 0 | 0 | 0 | 0 | 0 | 0 | 0 | 0 | 0 | 0 | 0 | 0 | 0 | 0 | 0 | 0 | 0 | 0 | 0 | 0 | 0 | 0 | 0 | 0
Friday | 3 | 4 | 1 | 1489 | 0 | 0 | 0 | 0 | 0 | 0 | 0 | 0 | 0 | 0 | 0 | 0 | 0 | 0 | 0 | 0 | 0 | 0 | 0 | 0 | 0 |  | 0 | 0 | 0 | 0 | 0 | 0 | 0 | 0 |  |  |  |  | 0 | 0 | 1 | 0 | 0 | 0 | 0 | 0 |  | 1 | 1 | 1 | 1 | 1 | 1 | 0 | 0 | 0 | 0 | 0 | 0 | 0 | 0 | 0 | 0 | 0 | 0 | 0 | 0 | 0 | 0 | 0 | 0 | 0 | 0 | 0 | 0 | 0 | 0 | 0
Friday | 3 | 4 | 2 | 1490 | 0 | 0 | 0 | 0 | 0 | 0 | 0 | 0 | 0 | 0 | 0 | 0 | 0 | 0 | 0 | 0 | 0 | 0 | 0 | 0 | 0 |  | 0 | 0 | 0 | 0 | 0 | 0 | 0 | 0 |  |  |  |  | 0 | 0 | 1 | 0 | 0 | 0 | 0 | 0 |  | 1 | 1 | 1 | 1 | 1 | 1 | 0 | 0 | 0 | 0 | 0 | 0 | 0 | 0 | 0 | 0 | 0 | 0 | 0 | 0 | 0 | 0 | 0 | 0 | 0 | 0 | 0 | 0 | 0 | 0 | 0
Friday | 3 | 4 | 3 | 1491 | 0 | 0 | 0 | 0 | 0 | 0 | 0 | 0 | 0 | 0 | 0 | 0 | 0 | 0 | 0 | 0 | 0 | 0 | 0 | 0 | 0 |  | 0 | 0 | 0 | 0 | 0 | 0 | 0 | 0 |  |  |  |  | 0 | 0 | 1 | 0 | 0 | 0 | 0 | 0 |  | 1 | 1 | 1 | 1 | 1 | 1 | 0 | 0 | 0 | 0 | 0 | 0 | 0 | 0 | 0 | 0 | 0 | 0 | 0 | 0 | 0 | 0 | 0 | 0 | 0 | 0 | 0 | 0 | 0 | 0 | 0
Friday | 3 | 4 | 4 | 1492 | 0 | 0 | 0 | 0 | 0 | 0 | 0 | 0 | 0 | 0 | 0 | 0 | 0 | 0 | 0 | 0 | 0 | 0 | 0 | 0 | 0 |  | 0 | 0 | 0 | 0 | 0 | 0 | 0 | 0 |  |  |  |  | 0 | 0 | 1 | 0 | 0 | 0 | 0 | 0 |  | 1 | 1 | 1 | 1 | 1 | 1 | 0 | 0 | 0 | 0 | 0 | 0 | 0 | 0 | 0 | 0 | 0 | 0 | 0 | 0 | 0 | 0 | 0 | 0 | 0 | 0 | 0 | 0 | 0 | 0 | 0
Friday | 3 | 4 | 5 | 1493 | 0 | 0 | 0 | 0 | 0 | 0 | 0 | 0 | 0 | 0 | 0 | 0 | 0 | 0 | 0 | 0 | 0 | 0 | 0 | 0 | 0 |  | 0 | 0 | 0 | 0 | 0 | 0 | 0 | 0 |  |  |  |  | 0 | 0 | 1 | 0 | 0 | 0 | 0 | 0 |  | 1 | 1 | 1 | 1 | 1 | 1 | 0 | 0 | 0 | 0 | 0 | 0 | 0 | 0 | 0 | 0 | 0 | 0 | 0 | 0 | 0 | 0 | 0 | 0 | 0 | 0 | 0 | 0 | 0 | 0 | 0
Friday | 3 | 4 | 6 | 1494 | 0 | 0 | 0 | 0 | 0 | 0 | 0 | 0 | 0 | 0 | 0 | 0 | 0 | 0 | 0 | 0 | 0 | 0 | 0 | 0 | 0 |  | 0 | 0 | 0 | 0 | 0 | 0 | 0 | 0 |  |  |  |  | 0 | 0 | 1 | 0 | 0 | 0 | 0 | 0 |  | 1 | 1 | 1 | 1 | 1 | 1 | 0 | 0 | 0 | 0 | 0 | 0 | 0 | 0 | 0 | 0 | 0 | 0 | 0 | 0 | 0 | 0 | 0 | 0 | 0 | 0 | 0 | 0 | 0 | 0 | 0
Friday | 3 | 4 | 7 | 1495 | 0 | 0 | 0 | 0 | 0 | 0 | 0 | 0 | 0 | 0 | 0 | 0 | 0 | 0 | 0 | 0 | 0 | 0 | 0 | 0 | 0 |  | 0 | 0 | 0 | 0 | 0 | 0 | 0 | 0 |  |  |  |  | 0 | 0 | 1 | 0 | 0 | 0 | 0 | 0 |  | 1 | 1 | 1 | 1 | 1 | 1 | 0 | 0 | 0 | 0 | 0 | 0 | 0 | 0 | 0 | 0 | 0 | 0 | 0 | 0 | 0 | 0 | 0 | 0 | 0 | 0 | 0 | 0 | 0 | 0 | 0
Friday | 3 | 4 | 8 | 1496 | 0 | 0 | 0 | 0 | 0 | 0 | 0 | 0 | 0 | 0 | 0 | 0 | 0 | 0 | 0 | 0 | 0 | 0 | 0 | 0 | 0 |  | 0 | 0 | 0 | 0 | 0 | 0 | 0 | 0 |  |  |  |  | 1 | 0 | 0 | 0 | 0 | 0 | 0 | 0 |  | #VALUE! | 1 | 1 | 1 | 1 | #VALUE! | 0 | 0 | 0 | 0 | 0 | 0 | 0 | 0 | 0 | 0 | 0 | 0 | 0 | 0 | 0 | 0 | 0 | 0 | 0 | 0 | 0 | 0 | 0 | 0 | 0
Friday | 3 | 4 | 9 | 1497 | 0 | 0 | 0 | 0 | 0 | 0 | 0 | 0 | 0 | 0 | 0 | 0 | 0 | 0 | 0 | 0 | 0 | 0 | 0 | 0 | 0 |  | 0 | 0 | 0 | 0 | 0 | 0 | 0 | 0 |  |  |  |  | 1 | 0 | 0 | 0 | 0 | 0 | 0 | 0 |  | #VALUE! | 1 | 1 | 1 | 1 | #VALUE! | 0 | 0 | 0 | 0 | 0 | 0 | 0 | 0 | 0 | 0 | 0 | 0 | 0 | 0 | 0 | 0 | 0 | 0 | 0 | 0 | 0 | 0 | 0 | 0 | 0
Friday | 3 | 4 | 10 | 1498 | 0 | 0 | 0 | 0 | 0 | 0 | 0 | 0 | 0 | 0 | 0 | 0 | 0 | 0 | 0 | 0 | 0 | 0 | 0 | 0 | 0 |  | 0 | 0 | 0 | 0 | 0 | 0 | 0 | 0 |  |  |  |  | 1 | 0 | 0 | 0 | 0 | 0 | 0 | 0 |  | #VALUE! | 1 | 1 | 1 | 1 | #VALUE! | 0 | 0 | 0 | 0 | 0 | 0 | 0 | 0 | 0 | 0 | 0 | 0 | 0 | 0 | 0 | 0 | 0 | 0 | 0 | 0 | 0 | 0 | 0 | 0 | 0
Friday | 3 | 4 | 11 | 1499 | 0 | 0 | 0 | 0 | 0 | 0 | 0 | 0 | 0 | 0 | 0 | 0 | 0 | 0 | 0 | 0 | 0 | 0 | 0 | 0 | 0 |  | 0 | 0 | 0 | 0 | 0 | 0 | 0 | 0 |  |  |  |  | 1 | 0 | 0 | 0 | 0 | 0 | 0 | 0 |  | #VALUE! | 1 | 1 | 1 | 1 | #VALUE! | 0 | 0 | 0 | 0 | 0 | 0 | 0 | 0 | 0 | 0 | 0 | 0 | 0 | 0 | 0 | 0 | 0 | 0 | 0 | 0 | 0 | 0 | 0 | 0 | 0
Friday | 3 | 4 | 12 | 1500 | 0 | 0 | 0 | 0 | 0 | 0 | 0 | 0 | 0 | 0 | 0 | 0 | 0 | 0 | 0 | 0 | 0 | 0 | 0 | 0 | 0 |  | 0 | 0 | 0 | 0 | 0 | 0 | 0 | 0 |  |  |  |  | 0 | 1 | 0 | 0 | 0 | 0 | 0 | 0 |  | 1 | #VALUE! | 1 | 1 | 1 | #VALUE! | 0 | 0 | 0 | 0 | 0 | 0 | 0 | 0 | 0 | 0 | 0 | 0 | 0 | 0 | 0 | 0 | 0 | 0 | 0 | 0 | 0 | 0 | 0 | 0 | 0
Friday | 3 | 4 | 13 | 1501 | 0 | 0 | 0 | 0 | 0 | 0 | 0 | 0 | 0 | 0 | 0 | 0 | 0 | 0 | 0 | 0 | 0 | 0 | 0 | 0 | 0 |  | 0 | 0 | 0 | 0 | 0 | 0 | 0 | 0 |  |  |  |  | 0 | 1 | 0 | 0 | 0 | 0 | 0 | 0 |  | 1 | #VALUE! | 1 | 1 | 1 | #VALUE! | 0 | 0 | 0 | 0 | 0 | 0 | 0 | 0 | 0 | 0 | 0 | 0 | 0 | 0 | 0 | 0 | 0 | 0 | 0 | 0 | 0 | 0 | 0 | 0 | 0
Friday | 3 | 4 | 14 | 1502 | 0 | 0 | 0 | 0 | 0 | 0 | 0 | 0 | 0 | 0 | 0 | 0 | 0 | 0 | 0 | 0 | 0 | 0 | 0 | 0 | 0 |  | 0 | 0 | 0 | 0 | 0 | 0 | 0 | 0 |  |  |  |  | 0 | 1 | 0 | 0 | 0 | 0 | 0 | 0 |  | 1 | #VALUE! | 1 | 1 | 1 | #VALUE! | 0 | 0 | 0 | 0 | 0 | 0 | 0 | 0 | 0 | 0 | 0 | 0 | 0 | 0 | 0 | 0 | 0 | 0 | 0 | 0 | 0 | 0 | 0 | 0 | 0
Friday | 3 | 4 | 15 | 1503 | 0 | 0 | 0 | 0 | 0 | 0 | 0 | 0 | 0 | 0 | 0 | 0 | 0 | 0 | 0 | 0 | 0 | 0 | 0 | 0 | 0 |  | 0 | 0 | 0 | 0 | 0 | 0 | 0 | 0 |  |  |  |  | 0 | 1 | 0 | 0 | 0 | 0 | 0 | 0 |  | 1 | #VALUE! | 1 | 1 | 1 | #VALUE! | 0 | 0 | 0 | 0 | 0 | 0 | 0 | 0 | 0 | 0 | 0 | 0 | 0 | 0 | 0 | 0 | 0 | 0 | 0 | 0 | 0 | 0 | 0 | 0 | 0
Friday | 3 | 4 | 16 | 1504 | 0 | 0 | 0 | 0 | 0 | 0 | 0 | 0 | 0 | 0 | 0 | 0 | 0 | 0 | 0 | 0 | 0 | 0 | 0 | 0 | 0 |  | 0 | 0 | 0 | 0 | 0 | 0 | 0 | 0 |  |  |  |  | 0 | 1 | 0 | 0 | 0 | 0 | 0 | 0 |  | 1 | #VALUE! | 1 | 1 | 1 | #VALUE! | 0 | 0 | 0 | 0 | 0 | 0 | 0 | 0 | 0 | 0 | 0 | 0 | 0 | 0 | 0 | 0 | 0 | 0 | 0 | 0 | 0 | 0 | 0 | 0 | 0
Friday | 3 | 4 | 17 | 1505 | 0 | 0 | 0 | 0 | 0 | 0 | 0 | 0 | 0 | 0 | 0 | 0 | 0 | 0 | 0 | 0 | 0 | 0 | 0 | 0 | 0 |  | 0 | 0 | 0 | 0 | 0 | 0 | 0 | 0 |  |  |  |  | 0 | 1 | 0 | 0 | 0 | 0 | 0 | 0 |  | 1 | #VALUE! | 1 | 1 | 1 | #VALUE! | 0 | 0 | 0 | 0 | 0 | 0 | 0 | 0 | 0 | 0 | 0 | 0 | 0 | 0 | 0 | 0 | 0 | 0 | 0 | 0 | 0 | 0 | 0 | 0 | 0
Friday | 3 | 4 | 18 | 1506 | 0 | 0 | 0 | 0 | 0 | 0 | 0 | 0 | 0 | 0 | 0 | 0 | 0 | 0 | 0 | 0 | 0 | 0 | 0 | 0 | 0 |  | 0 | 0 | 0 | 0 | 0 | 0 | 0 | 0 |  |  |  |  | 1 | 0 | 0 | 0 | 0 | 0 | 0 | 0 |  | #VALUE! | 1 | 1 | 1 | 1 | #VALUE! | 0 | 0 | 0 | 0 | 0 | 0 | 0 | 0 | 0 | 0 | 0 | 0 | 0 | 0 | 0 | 0 | 0 | 0 | 0 | 0 | 0 | 0 | 0 | 0 | 0
Friday | 3 | 4 | 19 | 1507 | 0 | 0 | 0 | 0 | 0 | 0 | 0 | 0 | 0 | 0 | 0 | 0 | 0 | 0 | 0 | 0 | 0 | 0 | 0 | 0 | 0 |  | 0 | 0 | 0 | 0 | 0 | 0 | 0 | 0 |  |  |  |  | 1 | 0 | 0 | 0 | 0 | 0 | 0 | 0 |  | #VALUE! | 1 | 1 | 1 | 1 | #VALUE! | 0 | 0 | 0 | 0 | 0 | 0 | 0 | 0 | 0 | 0 | 0 | 0 | 0 | 0 | 0 | 0 | 0 | 0 | 0 | 0 | 0 | 0 | 0 | 0 | 0
Friday | 3 | 4 | 20 | 1508 | 0 | 0 | 0 | 0 | 0 | 0 | 0 | 0 | 0 | 0 | 0 | 0 | 0 | 0 | 0 | 0 | 0 | 0 | 0 | 0 | 0 |  | 0 | 0 | 0 | 0 | 0 | 0 | 0 | 0 |  |  |  |  | 1 | 0 | 0 | 0 | 0 | 0 | 0 | 0 |  | #VALUE! | 1 | 1 | 1 | 1 | #VALUE! | 0 | 0 | 0 | 0 | 0 | 0 | 0 | 0 | 0 | 0 | 0 | 0 | 0 | 0 | 0 | 0 | 0 | 0 | 0 | 0 | 0 | 0 | 0 | 0 | 0
Friday | 3 | 4 | 21 | 1509 | 0 | 0 | 0 | 0 | 0 | 0 | 0 | 0 | 0 | 0 | 0 | 0 | 0 | 0 | 0 | 0 | 0 | 0 | 0 | 0 | 0 |  | 0 | 0 | 0 | 0 | 0 | 0 | 0 | 0 |  |  |  |  | 0 | 1 | 0 | 0 | 0 | 0 | 0 | 0 |  | 1 | #VALUE! | 1 | 1 | 1 | #VALUE! | 0 | 0 | 0 | 0 | 0 | 0 | 0 | 0 | 0 | 0 | 0 | 0 | 0 | 0 | 0 | 0 | 0 | 0 | 0 | 0 | 0 | 0 | 0 | 0 | 0
Friday | 3 | 4 | 22 | 1510 | 0 | 0 | 0 | 0 | 0 | 0 | 0 | 0 | 0 | 0 | 0 | 0 | 0 | 0 | 0 | 0 | 0 | 0 | 0 | 0 | 0 |  | 0 | 0 | 0 | 0 | 0 | 0 | 0 | 0 |  |  |  |  | 0 | 1 | 0 | 0 | 0 | 0 | 0 | 0 |  | 1 | #VALUE! | 1 | 1 | 1 | #VALUE! | 0 | 0 | 0 | 0 | 0 | 0 | 0 | 0 | 0 | 0 | 0 | 0 | 0 | 0 | 0 | 0 | 0 | 0 | 0 | 0 | 0 | 0 | 0 | 0 | 0
Friday | 3 | 4 | 23 | 1511 | 0 | 0 | 0 | 0 | 0 | 0 | 0 | 0 | 0 | 0 | 0 | 0 | 0 | 0 | 0 | 0 | 0 | 0 | 0 | 0 | 0 |  | 0 | 0 | 0 | 0 | 0 | 0 | 0 | 0 |  |  |  |  | 0 | 0 | 1 | 0 | 0 | 0 | 0 | 0 |  | 1 | 1 | 1 | 1 | 1 | 1 | 0 | 0 | 0 | 0 | 0 | 0 | 0 | 0 | 0 | 0 | 0 | 0 | 0 | 0 | 0 | 0 | 0 | 0 | 0 | 0 | 0 | 0 | 0 | 0 | 0
Friday | 3 | 4 | 24 | 1512 | 0 | 0 | 0 | 0 | 0 | 0 | 0 | 0 | 0 | 0 | 0 | 0 | 0 | 0 | 0 | 0 | 0 | 0 | 0 | 0 | 0 |  | 0 | 0 | 0 | 0 | 0 | 0 | 0 | 0 |  |  |  |  | 0 | 0 | 1 | 0 | 0 | 0 | 0 | 0 |  | 1 | 1 | 1 | 1 | 1 | 1 | 0 | 0 | 0 | 0 | 0 | 0 | 0 | 0 | 0 | 0 | 0 | 0 | 0 | 0 | 0 | 0 | 0 | 0 | 0 | 0 | 0 | 0 | 0 | 0 | 0
Saturday | 3 | 5 | 1 | 1513 | 0 | 0 | 0 | 0 | 0 | 0 | 0 | 0 | 0 | 0 | 0 | 0 | 0 | 0 | 0 | 0 | 0 | 0 | 0 | 0 | 0 |  | 0 | 0 | 0 | 0 | 0 | 0 | 0 | 0 |  |  |  |  | 0 | 0 | 1 | 0 | 0 | 0 | 0 | 0 |  | 1 | 1 | 1 | 1 | 1 | 1 | 0 | 0 | 0 | 0 | 0 | 0 | 0 | 0 | 0 | 0 | 0 | 0 | 0 | 0 | 0 | 0 | 0 | 0 | 0 | 0 | 0 | 0 | 0 | 0 | 0
Saturday | 3 | 5 | 2 | 1514 | 0 | 0 | 0 | 0 | 0 | 0 | 0 | 0 | 0 | 0 | 0 | 0 | 0 | 0 | 0 | 0 | 0 | 0 | 0 | 0 | 0 |  | 0 | 0 | 0 | 0 | 0 | 0 | 0 | 0 |  |  |  |  | 0 | 0 | 1 | 0 | 0 | 0 | 0 | 0 |  | 1 | 1 | 1 | 1 | 1 | 1 | 0 | 0 | 0 | 0 | 0 | 0 | 0 | 0 | 0 | 0 | 0 | 0 | 0 | 0 | 0 | 0 | 0 | 0 | 0 | 0 | 0 | 0 | 0 | 0 | 0
Saturday | 3 | 5 | 3 | 1515 | 0 | 0 | 0 | 0 | 0 | 0 | 0 | 0 | 0 | 0 | 0 | 0 | 0 | 0 | 0 | 0 | 0 | 0 | 0 | 0 | 0 |  | 0 | 0 | 0 | 0 | 0 | 0 | 0 | 0 |  |  |  |  | 0 | 0 | 1 | 0 | 0 | 0 | 0 | 0 |  | 1 | 1 | 1 | 1 | 1 | 1 | 0 | 0 | 0 | 0 | 0 | 0 | 0 | 0 | 0 | 0 | 0 | 0 | 0 | 0 | 0 | 0 | 0 | 0 | 0 | 0 | 0 | 0 | 0 | 0 | 0
Saturday | 3 | 5 | 4 | 1516 | 0 | 0 | 0 | 0 | 0 | 0 | 0 | 0 | 0 | 0 | 0 | 0 | 0 | 0 | 0 | 0 | 0 | 0 | 0 | 0 | 0 |  | 0 | 0 | 0 | 0 | 0 | 0 | 0 | 0 |  |  |  |  | 0 | 0 | 1 | 0 | 0 | 0 | 0 | 0 |  | 1 | 1 | 1 | 1 | 1 | 1 | 0 | 0 | 0 | 0 | 0 | 0 | 0 | 0 | 0 | 0 | 0 | 0 | 0 | 0 | 0 | 0 | 0 | 0 | 0 | 0 | 0 | 0 | 0 | 0 | 0
Saturday | 3 | 5 | 5 | 1517 | 0 | 0 | 0 | 0 | 0 | 0 | 0 | 0 | 0 | 0 | 0 | 0 | 0 | 0 | 0 | 0 | 0 | 0 | 0 | 0 | 0 |  | 0 | 0 | 0 | 0 | 0 | 0 | 0 | 0 |  |  |  |  | 0 | 0 | 1 | 0 | 0 | 0 | 0 | 0 |  | 1 | 1 | 1 | 1 | 1 | 1 | 0 | 0 | 0 | 0 | 0 | 0 | 0 | 0 | 0 | 0 | 0 | 0 | 0 | 0 | 0 | 0 | 0 | 0 | 0 | 0 | 0 | 0 | 0 | 0 | 0
Saturday | 3 | 5 | 6 | 1518 | 0 | 0 | 0 | 0 | 0 | 0 | 0 | 0 | 0 | 0 | 0 | 0 | 0 | 0 | 0 | 0 | 0 | 0 | 0 | 0 | 0 |  | 0 | 0 | 0 | 0 | 0 | 0 | 0 | 0 |  |  |  |  | 0 | 0 | 1 | 0 | 0 | 0 | 0 | 0 |  | 1 | 1 | 1 | 1 | 1 | 1 | 0 | 0 | 0 | 0 | 0 | 0 | 0 | 0 | 0 | 0 | 0 | 0 | 0 | 0 | 0 | 0 | 0 | 0 | 0 | 0 | 0 | 0 | 0 | 0 | 0
Saturday | 3 | 5 | 7 | 1519 | 0 | 0 | 0 | 0 | 0 | 0 | 0 | 0 | 0 | 0 | 0 | 0 | 0 | 0 | 0 | 0 | 0 | 0 | 0 | 0 | 0 |  | 0 | 0 | 0 | 0 | 0 | 0 | 0 | 0 |  |  |  |  | 0 | 0 | 1 | 0 | 0 | 0 | 0 | 0 |  | 1 | 1 | 1 | 1 | 1 | 1 | 0 | 0 | 0 | 0 | 0 | 0 | 0 | 0 | 0 | 0 | 0 | 0 | 0 | 0 | 0 | 0 | 0 | 0 | 0 | 0 | 0 | 0 | 0 | 0 | 0
Saturday | 3 | 5 | 8 | 1520 | 0 | 0 | 0 | 0 | 0 | 0 | 0 | 0 | 0 | 0 | 0 | 0 | 0 | 0 | 0 | 0 | 0 | 0 | 0 | 0 | 0 |  | 0 | 0 | 0 | 0 | 0 | 0 | 0 | 0 |  |  |  |  | 0 | 0 | 1 | 0 | 0 | 0 | 0 | 0 |  | 1 | 1 | 1 | 1 | 1 | 1 | 0 | 0 | 0 | 0 | 0 | 0 | 0 | 0 | 0 | 0 | 0 | 0 | 0 | 0 | 0 | 0 | 0 | 0 | 0 | 0 | 0 | 0 | 0 | 0 | 0
Saturday | 3 | 5 | 9 | 1521 | 0 | 0 | 0 | 0 | 0 | 0 | 0 | 0 | 0 | 0 | 0 | 0 | 0 | 0 | 0 | 0 | 0 | 0 | 0 | 0 | 0 |  | 0 | 0 | 0 | 0 | 0 | 0 | 0 | 0 |  |  |  |  | 0 | 0 | 1 | 0 | 0 | 0 | 0 | 0 |  | 1 | 1 | 1 | 1 | 1 | 1 | 0 | 0 | 0 | 0 | 0 | 0 | 0 | 0 | 0 | 0 | 0 | 0 | 0 | 0 | 0 | 0 | 0 | 0 | 0 | 0 | 0 | 0 | 0 | 0 | 0
Saturday | 3 | 5 | 10 | 1522 | 0 | 0 | 0 | 0 | 0 | 0 | 0 | 0 | 0 | 0 | 0 | 0 | 0 | 0 | 0 | 0 | 0 | 0 | 0 | 0 | 0 |  | 0 | 0 | 0 | 0 | 0 | 0 | 0 | 0 |  |  |  |  | 0 | 0 | 1 | 0 | 0 | 0 | 0 | 0 |  | 1 | 1 | 1 | 1 | 1 | 1 | 0 | 0 | 0 | 0 | 0 | 0 | 0 | 0 | 0 | 0 | 0 | 0 | 0 | 0 | 0 | 0 | 0 | 0 | 0 | 0 | 0 | 0 | 0 | 0 | 0
Saturday | 3 | 5 | 11 | 1523 | 0 | 0 | 0 | 0 | 0 | 0 | 0 | 0 | 0 | 0 | 0 | 0 | 0 | 0 | 0 | 0 | 0 | 0 | 0 | 0 | 0 |  | 0 | 0 | 0 | 0 | 0 | 0 | 0 | 0 |  |  |  |  | 0 | 0 | 1 | 0 | 0 | 0 | 0 | 0 |  | 1 | 1 | 1 | 1 | 1 | 1 | 0 | 0 | 0 | 0 | 0 | 0 | 0 | 0 | 0 | 0 | 0 | 0 | 0 | 0 | 0 | 0 | 0 | 0 | 0 | 0 | 0 | 0 | 0 | 0 | 0
Saturday | 3 | 5 | 12 | 1524 | 0 | 0 | 0 | 0 | 0 | 0 | 0 | 0 | 0 | 0 | 0 | 0 | 0 | 0 | 0 | 0 | 0 | 0 | 0 | 0 | 0 |  | 0 | 0 | 0 | 0 | 0 | 0 | 0 | 0 |  |  |  |  | 0 | 0 | 1 | 0 | 0 | 0 | 0 | 0 |  | 1 | 1 | 1 | 1 | 1 | 1 | 0 | 0 | 0 | 0 | 0 | 0 | 0 | 0 | 0 | 0 | 0 | 0 | 0 | 0 | 0 | 0 | 0 | 0 | 0 | 0 | 0 | 0 | 0 | 0 | 0
Saturday | 3 | 5 | 13 | 1525 | 0 | 0 | 0 | 0 | 0 | 0 | 0 | 0 | 0 | 0 | 0 | 0 | 0 | 0 | 0 | 0 | 0 | 0 | 0 | 0 | 0 |  | 0 | 0 | 0 | 0 | 0 | 0 | 0 | 0 |  |  |  |  | 0 | 0 | 1 | 0 | 0 | 0 | 0 | 0 |  | 1 | 1 | 1 | 1 | 1 | 1 | 0 | 0 | 0 | 0 | 0 | 0 | 0 | 0 | 0 | 0 | 0 | 0 | 0 | 0 | 0 | 0 | 0 | 0 | 0 | 0 | 0 | 0 | 0 | 0 | 0
Saturday | 3 | 5 | 14 | 1526 | 0 | 0 | 0 | 0 | 0 | 0 | 0 | 0 | 0 | 0 | 0 | 0 | 0 | 0 | 0 | 0 | 0 | 0 | 0 | 0 | 0 |  | 0 | 0 | 0 | 0 | 0 | 0 | 0 | 0 |  |  |  |  | 0 | 0 | 1 | 0 | 0 | 0 | 0 | 0 |  | 1 | 1 | 1 | 1 | 1 | 1 | 0 | 0 | 0 | 0 | 0 | 0 | 0 | 0 | 0 | 0 | 0 | 0 | 0 | 0 | 0 | 0 | 0 | 0 | 0 | 0 | 0 | 0 | 0 | 0 | 0
Saturday | 3 | 5 | 15 | 1527 | 0 | 0 | 0 | 0 | 0 | 0 | 0 | 0 | 0 | 0 | 0 | 0 | 0 | 0 | 0 | 0 | 0 | 0 | 0 | 0 | 0 |  | 0 | 0 | 0 | 0 | 0 | 0 | 0 | 0 |  |  |  |  | 0 | 0 | 1 | 0 | 0 | 0 | 0 | 0 |  | 1 | 1 | 1 | 1 | 1 | 1 | 0 | 0 | 0 | 0 | 0 | 0 | 0 | 0 | 0 | 0 | 0 | 0 | 0 | 0 | 0 | 0 | 0 | 0 | 0 | 0 | 0 | 0 | 0 | 0 | 0
Saturday | 3 | 5 | 16 | 1528 | 0 | 0 | 0 | 0 | 0 | 0 | 0 | 0 | 0 | 0 | 0 | 0 | 0 | 0 | 0 | 0 | 0 | 0 | 0 | 0 | 0 |  | 0 | 0 | 0 | 0 | 0 | 0 | 0 | 0 |  |  |  |  | 0 | 0 | 1 | 0 | 0 | 0 | 0 | 0 |  | 1 | 1 | 1 | 1 | 1 | 1 | 0 | 0 | 0 | 0 | 0 | 0 | 0 | 0 | 0 | 0 | 0 | 0 | 0 | 0 | 0 | 0 | 0 | 0 | 0 | 0 | 0 | 0 | 0 | 0 | 0
Saturday | 3 | 5 | 17 | 1529 | 0 | 0 | 0 | 0 | 0 | 0 | 0 | 0 | 0 | 0 | 0 | 0 | 0 | 0 | 0 | 0 | 0 | 0 | 0 | 0 | 0 |  | 0 | 0 | 0 | 0 | 0 | 0 | 0 | 0 |  |  |  |  | 0 | 0 | 1 | 0 | 0 | 0 | 0 | 0 |  | 1 | 1 | 1 | 1 | 1 | 1 | 0 | 0 | 0 | 0 | 0 | 0 | 0 | 0 | 0 | 0 | 0 | 0 | 0 | 0 | 0 | 0 | 0 | 0 | 0 | 0 | 0 | 0 | 0 | 0 | 0
Saturday | 3 | 5 | 18 | 1530 | 0 | 0 | 0 | 0 | 0 | 0 | 0 | 0 | 0 | 0 | 0 | 0 | 0 | 0 | 0 | 0 | 0 | 0 | 0 | 0 | 0 |  | 0 | 0 | 0 | 0 | 0 | 0 | 0 | 0 |  |  |  |  | 0 | 0 | 1 | 0 | 0 | 0 | 0 | 0 |  | 1 | 1 | 1 | 1 | 1 | 1 | 0 | 0 | 0 | 0 | 0 | 0 | 0 | 0 | 0 | 0 | 0 | 0 | 0 | 0 | 0 | 0 | 0 | 0 | 0 | 0 | 0 | 0 | 0 | 0 | 0
Saturday | 3 | 5 | 19 | 1531 | 0 | 0 | 0 | 0 | 0 | 0 | 0 | 0 | 0 | 0 | 0 | 0 | 0 | 0 | 0 | 0 | 0 | 0 | 0 | 0 | 0 |  | 0 | 0 | 0 | 0 | 0 | 0 | 0 | 0 |  |  |  |  | 0 | 0 | 1 | 0 | 0 | 0 | 0 | 0 |  | 1 | 1 | 1 | 1 | 1 | 1 | 0 | 0 | 0 | 0 | 0 | 0 | 0 | 0 | 0 | 0 | 0 | 0 | 0 | 0 | 0 | 0 | 0 | 0 | 0 | 0 | 0 | 0 | 0 | 0 | 0
Saturday | 3 | 5 | 20 | 1532 | 0 | 0 | 0 | 0 | 0 | 0 | 0 | 0 | 0 | 0 | 0 | 0 | 0 | 0 | 0 | 0 | 0 | 0 | 0 | 0 | 0 |  | 0 | 0 | 0 | 0 | 0 | 0 | 0 | 0 |  |  |  |  | 0 | 0 | 1 | 0 | 0 | 0 | 0 | 0 |  | 1 | 1 | 1 | 1 | 1 | 1 | 0 | 0 | 0 | 0 | 0 | 0 | 0 | 0 | 0 | 0 | 0 | 0 | 0 | 0 | 0 | 0 | 0 | 0 | 0 | 0 | 0 | 0 | 0 | 0 | 0
Saturday | 3 | 5 | 21 | 1533 | 0 | 0 | 0 | 0 | 0 | 0 | 0 | 0 | 0 | 0 | 0 | 0 | 0 | 0 | 0 | 0 | 0 | 0 | 0 | 0 | 0 |  | 0 | 0 | 0 | 0 | 0 | 0 | 0 | 0 |  |  |  |  | 0 | 0 | 1 | 0 | 0 | 0 | 0 | 0 |  | 1 | 1 | 1 | 1 | 1 | 1 | 0 | 0 | 0 | 0 | 0 | 0 | 0 | 0 | 0 | 0 | 0 | 0 | 0 | 0 | 0 | 0 | 0 | 0 | 0 | 0 | 0 | 0 | 0 | 0 | 0
Saturday | 3 | 5 | 22 | 1534 | 0 | 0 | 0 | 0 | 0 | 0 | 0 | 0 | 0 | 0 | 0 | 0 | 0 | 0 | 0 | 0 | 0 | 0 | 0 | 0 | 0 |  | 0 | 0 | 0 | 0 | 0 | 0 | 0 | 0 |  |  |  |  | 0 | 0 | 1 | 0 | 0 | 0 | 0 | 0 |  | 1 | 1 | 1 | 1 | 1 | 1 | 0 | 0 | 0 | 0 | 0 | 0 | 0 | 0 | 0 | 0 | 0 | 0 | 0 | 0 | 0 | 0 | 0 | 0 | 0 | 0 | 0 | 0 | 0 | 0 | 0
Saturday | 3 | 5 | 23 | 1535 | 0 | 0 | 0 | 0 | 0 | 0 | 0 | 0 | 0 | 0 | 0 | 0 | 0 | 0 | 0 | 0 | 0 | 0 | 0 | 0 | 0 |  | 0 | 0 | 0 | 0 | 0 | 0 | 0 | 0 |  |  |  |  | 0 | 0 | 1 | 0 | 0 | 0 | 0 | 0 |  | 1 | 1 | 1 | 1 | 1 | 1 | 0 | 0 | 0 | 0 | 0 | 0 | 0 | 0 | 0 | 0 | 0 | 0 | 0 | 0 | 0 | 0 | 0 | 0 | 0 | 0 | 0 | 0 | 0 | 0 | 0
Saturday | 3 | 5 | 24 | 1536 | 0 | 0 | 0 | 0 | 0 | 0 | 0 | 0 | 0 | 0 | 0 | 0 | 0 | 0 | 0 | 0 | 0 | 0 | 0 | 0 | 0 |  | 0 | 0 | 0 | 0 | 0 | 0 | 0 | 0 |  |  |  |  | 0 | 0 | 1 | 0 | 0 | 0 | 0 | 0 |  | 1 | 1 | 1 | 1 | 1 | 1 | 0 | 0 | 0 | 0 | 0 | 0 | 0 | 0 | 0 | 0 | 0 | 0 | 0 | 0 | 0 | 0 | 0 | 0 | 0 | 0 | 0 | 0 | 0 | 0 | 0
Sunday | 3 | 6 | 1 | 1537 | 0 | 0 | 0 | 0 | 0 | 0 | 0 | 0 | 0 | 0 | 0 | 0 | 0 | 0 | 0 | 0 | 0 | 0 | 0 | 0 | 0 |  | 0 | 0 | 0 | 0 | 0 | 0 | 0 | 0 |  |  |  |  | 0 | 0 | 1 | 0 | 0 | 0 | 0 | 0 |  | 1 | 1 | 1 | 1 | 1 | 1 | 0 | 0 | 0 | 0 | 0 | 0 | 0 | 0 | 0 | 0 | 0 | 0 | 0 | 0 | 0 | 0 | 0 | 0 | 0 | 0 | 0 | 0 | 0 | 0 | 0
Sunday | 3 | 6 | 2 | 1538 | 0 | 0 | 0 | 0 | 0 | 0 | 0 | 0 | 0 | 0 | 0 | 0 | 0 | 0 | 0 | 0 | 0 | 0 | 0 | 0 | 0 |  | 0 | 0 | 0 | 0 | 0 | 0 | 0 | 0 |  |  |  |  | 0 | 0 | 1 | 0 | 0 | 0 | 0 | 0 |  | 1 | 1 | 1 | 1 | 1 | 1 | 0 | 0 | 0 | 0 | 0 | 0 | 0 | 0 | 0 | 0 | 0 | 0 | 0 | 0 | 0 | 0 | 0 | 0 | 0 | 0 | 0 | 0 | 0 | 0 | 0
Sunday | 3 | 6 | 3 | 1539 | 0 | 0 | 0 | 0 | 0 | 0 | 0 | 0 | 0 | 0 | 0 | 0 | 0 | 0 | 0 | 0 | 0 | 0 | 0 | 0 | 0 |  | 0 | 0 | 0 | 0 | 0 | 0 | 0 | 0 |  |  |  |  | 0 | 0 | 1 | 0 | 0 | 0 | 0 | 0 |  | 1 | 1 | 1 | 1 | 1 | 1 | 0 | 0 | 0 | 0 | 0 | 0 | 0 | 0 | 0 | 0 | 0 | 0 | 0 | 0 | 0 | 0 | 0 | 0 | 0 | 0 | 0 | 0 | 0 | 0 | 0
Sunday | 3 | 6 | 4 | 1540 | 0 | 0 | 0 | 0 | 0 | 0 | 0 | 0 | 0 | 0 | 0 | 0 | 0 | 0 | 0 | 0 | 0 | 0 | 0 | 0 | 0 |  | 0 | 0 | 0 | 0 | 0 | 0 | 0 | 0 |  |  |  |  | 0 | 0 | 1 | 0 | 0 | 0 | 0 | 0 |  | 1 | 1 | 1 | 1 | 1 | 1 | 0 | 0 | 0 | 0 | 0 | 0 | 0 | 0 | 0 | 0 | 0 | 0 | 0 | 0 | 0 | 0 | 0 | 0 | 0 | 0 | 0 | 0 | 0 | 0 | 0
Sunday | 3 | 6 | 5 | 1541 | 0 | 0 | 0 | 0 | 0 | 0 | 0 | 0 | 0 | 0 | 0 | 0 | 0 | 0 | 0 | 0 | 0 | 0 | 0 | 0 | 0 |  | 0 | 0 | 0 | 0 | 0 | 0 | 0 | 0 |  |  |  |  | 0 | 0 | 1 | 0 | 0 | 0 | 0 | 0 |  | 1 | 1 | 1 | 1 | 1 | 1 | 0 | 0 | 0 | 0 | 0 | 0 | 0 | 0 | 0 | 0 | 0 | 0 | 0 | 0 | 0 | 0 | 0 | 0 | 0 | 0 | 0 | 0 | 0 | 0 | 0
Sunday | 3 | 6 | 6 | 1542 | 0 | 0 | 0 | 0 | 0 | 0 | 0 | 0 | 0 | 0 | 0 | 0 | 0 | 0 | 0 | 0 | 0 | 0 | 0 | 0 | 0 |  | 0 | 0 | 0 | 0 | 0 | 0 | 0 | 0 |  |  |  |  | 0 | 0 | 1 | 0 | 0 | 0 | 0 | 0 |  | 1 | 1 | 1 | 1 | 1 | 1 | 0 | 0 | 0 | 0 | 0 | 0 | 0 | 0 | 0 | 0 | 0 | 0 | 0 | 0 | 0 | 0 | 0 | 0 | 0 | 0 | 0 | 0 | 0 | 0 | 0
Sunday | 3 | 6 | 7 | 1543 | 0 | 0 | 0 | 0 | 0 | 0 | 0 | 0 | 0 | 0 | 0 | 0 | 0 | 0 | 0 | 0 | 0 | 0 | 0 | 0 | 0 |  | 0 | 0 | 0 | 0 | 0 | 0 | 0 | 0 |  |  |  |  | 0 | 0 | 1 | 0 | 0 | 0 | 0 | 0 |  | 1 | 1 | 1 | 1 | 1 | 1 | 0 | 0 | 0 | 0 | 0 | 0 | 0 | 0 | 0 | 0 | 0 | 0 | 0 | 0 | 0 | 0 | 0 | 0 | 0 | 0 | 0 | 0 | 0 | 0 | 0
Sunday | 3 | 6 | 8 | 1544 | 0 | 0 | 0 | 0 | 0 | 0 | 0 | 0 | 0 | 0 | 0 | 0 | 0 | 0 | 0 | 0 | 0 | 0 | 0 | 0 | 0 |  | 0 | 0 | 0 | 0 | 0 | 0 | 0 | 0 |  |  |  |  | 0 | 0 | 1 | 0 | 0 | 0 | 0 | 0 |  | 1 | 1 | 1 | 1 | 1 | 1 | 0 | 0 | 0 | 0 | 0 | 0 | 0 | 0 | 0 | 0 | 0 | 0 | 0 | 0 | 0 | 0 | 0 | 0 | 0 | 0 | 0 | 0 | 0 | 0 | 0
Sunday | 3 | 6 | 9 | 1545 | 0 | 0 | 0 | 0 | 0 | 0 | 0 | 0 | 0 | 0 | 0 | 0 | 0 | 0 | 0 | 0 | 0 | 0 | 0 | 0 | 0 |  | 0 | 0 | 0 | 0 | 0 | 0 | 0 | 0 |  |  |  |  | 0 | 0 | 1 | 0 | 0 | 0 | 0 | 0 |  | 1 | 1 | 1 | 1 | 1 | 1 | 0 | 0 | 0 | 0 | 0 | 0 | 0 | 0 | 0 | 0 | 0 | 0 | 0 | 0 | 0 | 0 | 0 | 0 | 0 | 0 | 0 | 0 | 0 | 0 | 0
Sunday | 3 | 6 | 10 | 1546 | 0 | 0 | 0 | 0 | 0 | 0 | 0 | 0 | 0 | 0 | 0 | 0 | 0 | 0 | 0 | 0 | 0 | 0 | 0 | 0 | 0 |  | 0 | 0 | 0 | 0 | 0 | 0 | 0 | 0 |  |  |  |  | 0 | 0 | 1 | 0 | 0 | 0 | 0 | 0 |  | 1 | 1 | 1 | 1 | 1 | 1 | 0 | 0 | 0 | 0 | 0 | 0 | 0 | 0 | 0 | 0 | 0 | 0 | 0 | 0 | 0 | 0 | 0 | 0 | 0 | 0 | 0 | 0 | 0 | 0 | 0
Sunday | 3 | 6 | 11 | 1547 | 0 | 0 | 0 | 0 | 0 | 0 | 0 | 0 | 0 | 0 | 0 | 0 | 0 | 0 | 0 | 0 | 0 | 0 | 0 | 0 | 0 |  | 0 | 0 | 0 | 0 | 0 | 0 | 0 | 0 |  |  |  |  | 0 | 0 | 1 | 0 | 0 | 0 | 0 | 0 |  | 1 | 1 | 1 | 1 | 1 | 1 | 0 | 0 | 0 | 0 | 0 | 0 | 0 | 0 | 0 | 0 | 0 | 0 | 0 | 0 | 0 | 0 | 0 | 0 | 0 | 0 | 0 | 0 | 0 | 0 | 0
Sunday | 3 | 6 | 12 | 1548 | 0 | 0 | 0 | 0 | 0 | 0 | 0 | 0 | 0 | 0 | 0 | 0 | 0 | 0 | 0 | 0 | 0 | 0 | 0 | 0 | 0 |  | 0 | 0 | 0 | 0 | 0 | 0 | 0 | 0 |  |  |  |  | 0 | 0 | 1 | 0 | 0 | 0 | 0 | 0 |  | 1 | 1 | 1 | 1 | 1 | 1 | 0 | 0 | 0 | 0 | 0 | 0 | 0 | 0 | 0 | 0 | 0 | 0 | 0 | 0 | 0 | 0 | 0 | 0 | 0 | 0 | 0 | 0 | 0 | 0 | 0
Sunday | 3 | 6 | 13 | 1549 | 0 | 0 | 0 | 0 | 0 | 0 | 0 | 0 | 0 | 0 | 0 | 0 | 0 | 0 | 0 | 0 | 0 | 0 | 0 | 0 | 0 |  | 0 | 0 | 0 | 0 | 0 | 0 | 0 | 0 |  |  |  |  | 0 | 0 | 1 | 0 | 0 | 0 | 0 | 0 |  | 1 | 1 | 1 | 1 | 1 | 1 | 0 | 0 | 0 | 0 | 0 | 0 | 0 | 0 | 0 | 0 | 0 | 0 | 0 | 0 | 0 | 0 | 0 | 0 | 0 | 0 | 0 | 0 | 0 | 0 | 0
Sunday | 3 | 6 | 14 | 1550 | 0 | 0 | 0 | 0 | 0 | 0 | 0 | 0 | 0 | 0 | 0 | 0 | 0 | 0 | 0 | 0 | 0 | 0 | 0 | 0 | 0 |  | 0 | 0 | 0 | 0 | 0 | 0 | 0 | 0 |  |  |  |  | 0 | 0 | 1 | 0 | 0 | 0 | 0 | 0 |  | 1 | 1 | 1 | 1 | 1 | 1 | 0 | 0 | 0 | 0 | 0 | 0 | 0 | 0 | 0 | 0 | 0 | 0 | 0 | 0 | 0 | 0 | 0 | 0 | 0 | 0 | 0 | 0 | 0 | 0 | 0
Sunday | 3 | 6 | 15 | 1551 | 0 | 0 | 0 | 0 | 0 | 0 | 0 | 0 | 0 | 0 | 0 | 0 | 0 | 0 | 0 | 0 | 0 | 0 | 0 | 0 | 0 |  | 0 | 0 | 0 | 0 | 0 | 0 | 0 | 0 |  |  |  |  | 0 | 0 | 1 | 0 | 0 | 0 | 0 | 0 |  | 1 | 1 | 1 | 1 | 1 | 1 | 0 | 0 | 0 | 0 | 0 | 0 | 0 | 0 | 0 | 0 | 0 | 0 | 0 | 0 | 0 | 0 | 0 | 0 | 0 | 0 | 0 | 0 | 0 | 0 | 0
Sunday | 3 | 6 | 16 | 1552 | 0 | 0 | 0 | 0 | 0 | 0 | 0 | 0 | 0 | 0 | 0 | 0 | 0 | 0 | 0 | 0 | 0 | 0 | 0 | 0 | 0 |  | 0 | 0 | 0 | 0 | 0 | 0 | 0 | 0 |  |  |  |  | 0 | 0 | 1 | 0 | 0 | 0 | 0 | 0 |  | 1 | 1 | 1 | 1 | 1 | 1 | 0 | 0 | 0 | 0 | 0 | 0 | 0 | 0 | 0 | 0 | 0 | 0 | 0 | 0 | 0 | 0 | 0 | 0 | 0 | 0 | 0 | 0 | 0 | 0 | 0
Sunday | 3 | 6 | 17 | 1553 | 0 | 0 | 0 | 0 | 0 | 0 | 0 | 0 | 0 | 0 | 0 | 0 | 0 | 0 | 0 | 0 | 0 | 0 | 0 | 0 | 0 |  | 0 | 0 | 0 | 0 | 0 | 0 | 0 | 0 |  |  |  |  | 0 | 0 | 1 | 0 | 0 | 0 | 0 | 0 |  | 1 | 1 | 1 | 1 | 1 | 1 | 0 | 0 | 0 | 0 | 0 | 0 | 0 | 0 | 0 | 0 | 0 | 0 | 0 | 0 | 0 | 0 | 0 | 0 | 0 | 0 | 0 | 0 | 0 | 0 | 0
Sunday | 3 | 6 | 18 | 1554 | 0 | 0 | 0 | 0 | 0 | 0 | 0 | 0 | 0 | 0 | 0 | 0 | 0 | 0 | 0 | 0 | 0 | 0 | 0 | 0 | 0 |  | 0 | 0 | 0 | 0 | 0 | 0 | 0 | 0 |  |  |  |  | 0 | 0 | 1 | 0 | 0 | 0 | 0 | 0 |  | 1 | 1 | 1 | 1 | 1 | 1 | 0 | 0 | 0 | 0 | 0 | 0 | 0 | 0 | 0 | 0 | 0 | 0 | 0 | 0 | 0 | 0 | 0 | 0 | 0 | 0 | 0 | 0 | 0 | 0 | 0
Sunday | 3 | 6 | 19 | 1555 | 0 | 0 | 0 | 0 | 0 | 0 | 0 | 0 | 0 | 0 | 0 | 0 | 0 | 0 | 0 | 0 | 0 | 0 | 0 | 0 | 0 |  | 0 | 0 | 0 | 0 | 0 | 0 | 0 | 0 |  |  |  |  | 0 | 0 | 1 | 0 | 0 | 0 | 0 | 0 |  | 1 | 1 | 1 | 1 | 1 | 1 | 0 | 0 | 0 | 0 | 0 | 0 | 0 | 0 | 0 | 0 | 0 | 0 | 0 | 0 | 0 | 0 | 0 | 0 | 0 | 0 | 0 | 0 | 0 | 0 | 0
Sunday | 3 | 6 | 20 | 1556 | 0 | 0 | 0 | 0 | 0 | 0 | 0 | 0 | 0 | 0 | 0 | 0 | 0 | 0 | 0 | 0 | 0 | 0 | 0 | 0 | 0 |  | 0 | 0 | 0 | 0 | 0 | 0 | 0 | 0 |  |  |  |  | 0 | 0 | 1 | 0 | 0 | 0 | 0 | 0 |  | 1 | 1 | 1 | 1 | 1 | 1 | 0 | 0 | 0 | 0 | 0 | 0 | 0 | 0 | 0 | 0 | 0 | 0 | 0 | 0 | 0 | 0 | 0 | 0 | 0 | 0 | 0 | 0 | 0 | 0 | 0
Sunday | 3 | 6 | 21 | 1557 | 0 | 0 | 0 | 0 | 0 | 0 | 0 | 0 | 0 | 0 | 0 | 0 | 0 | 0 | 0 | 0 | 0 | 0 | 0 | 0 | 0 |  | 0 | 0 | 0 | 0 | 0 | 0 | 0 | 0 |  |  |  |  | 0 | 0 | 1 | 0 | 0 | 0 | 0 | 0 |  | 1 | 1 | 1 | 1 | 1 | 1 | 0 | 0 | 0 | 0 | 0 | 0 | 0 | 0 | 0 | 0 | 0 | 0 | 0 | 0 | 0 | 0 | 0 | 0 | 0 | 0 | 0 | 0 | 0 | 0 | 0
Sunday | 3 | 6 | 22 | 1558 | 0 | 0 | 0 | 0 | 0 | 0 | 0 | 0 | 0 | 0 | 0 | 0 | 0 | 0 | 0 | 0 | 0 | 0 | 0 | 0 | 0 |  | 0 | 0 | 0 | 0 | 0 | 0 | 0 | 0 |  |  |  |  | 0 | 0 | 1 | 0 | 0 | 0 | 0 | 0 |  | 1 | 1 | 1 | 1 | 1 | 1 | 0 | 0 | 0 | 0 | 0 | 0 | 0 | 0 | 0 | 0 | 0 | 0 | 0 | 0 | 0 | 0 | 0 | 0 | 0 | 0 | 0 | 0 | 0 | 0 | 0
Sunday | 3 | 6 | 23 | 1559 | 0 | 0 | 0 | 0 | 0 | 0 | 0 | 0 | 0 | 0 | 0 | 0 | 0 | 0 | 0 | 0 | 0 | 0 | 0 | 0 | 0 |  | 0 | 0 | 0 | 0 | 0 | 0 | 0 | 0 |  |  |  |  | 0 | 0 | 1 | 0 | 0 | 0 | 0 | 0 |  | 1 | 1 | 1 | 1 | 1 | 1 | 0 | 0 | 0 | 0 | 0 | 0 | 0 | 0 | 0 | 0 | 0 | 0 | 0 | 0 | 0 | 0 | 0 | 0 | 0 | 0 | 0 | 0 | 0 | 0 | 0
Sunday | 3 | 6 | 24 | 1560 | 0 | 0 | 0 | 0 | 0 | 0 | 0 | 0 | 0 | 0 | 0 | 0 | 0 | 0 | 0 | 0 | 0 | 0 | 0 | 0 | 0 |  | 0 | 0 | 0 | 0 | 0 | 0 | 0 | 0 |  |  |  |  | 0 | 0 | 1 | 0 | 0 | 0 | 0 | 0 |  | 1 | 1 | 1 | 1 | 1 | 1 | 0 | 0 | 0 | 0 | 0 | 0 | 0 | 0 | 0 | 0 | 0 | 0 | 0 | 0 | 0 | 0 | 0 | 0 | 0 | 0 | 0 | 0 | 0 | 0 | 0
Monday | 3 | 7 | 1 | 1561 | 0 | 0 | 0 | 0 | 0 | 0 | 0 | 0 | 0 | 0 | 0 | 0 | 0 | 0 | 0 | 0 | 0 | 0 | 0 | 0 | 0 |  | 0 | 0 | 0 | 0 | 0 | 0 | 0 | 0 |  |  |  |  | 0 | 0 | 1 | 0 | 0 | 0 | 0 | 0 |  | 1 | 1 | 1 | 1 | 1 | 1 | 0 | 0 | 0 | 0 | 0 | 0 | 0 | 0 | 0 | 0 | 0 | 0 | 0 | 0 | 0 | 0 | 0 | 0 | 0 | 0 | 0 | 0 | 0 | 0 | 0
Monday | 3 | 7 | 2 | 1562 | 0 | 0 | 0 | 0 | 0 | 0 | 0 | 0 | 0 | 0 | 0 | 0 | 0 | 0 | 0 | 0 | 0 | 0 | 0 | 0 | 0 |  | 0 | 0 | 0 | 0 | 0 | 0 | 0 | 0 |  |  |  |  | 0 | 0 | 1 | 0 | 0 | 0 | 0 | 0 |  | 1 | 1 | 1 | 1 | 1 | 1 | 0 | 0 | 0 | 0 | 0 | 0 | 0 | 0 | 0 | 0 | 0 | 0 | 0 | 0 | 0 | 0 | 0 | 0 | 0 | 0 | 0 | 0 | 0 | 0 | 0
Monday | 3 | 7 | 3 | 1563 | 0 | 0 | 0 | 0 | 0 | 0 | 0 | 0 | 0 | 0 | 0 | 0 | 0 | 0 | 0 | 0 | 0 | 0 | 0 | 0 | 0 |  | 0 | 0 | 0 | 0 | 0 | 0 | 0 | 0 |  |  |  |  | 0 | 0 | 1 | 0 | 0 | 0 | 0 | 0 |  | 1 | 1 | 1 | 1 | 1 | 1 | 0 | 0 | 0 | 0 | 0 | 0 | 0 | 0 | 0 | 0 | 0 | 0 | 0 | 0 | 0 | 0 | 0 | 0 | 0 | 0 | 0 | 0 | 0 | 0 | 0
Monday | 3 | 7 | 4 | 1564 | 0 | 0 | 0 | 0 | 0 | 0 | 0 | 0 | 0 | 0 | 0 | 0 | 0 | 0 | 0 | 0 | 0 | 0 | 0 | 0 | 0 |  | 0 | 0 | 0 | 0 | 0 | 0 | 0 | 0 |  |  |  |  | 0 | 0 | 1 | 0 | 0 | 0 | 0 | 0 |  | 1 | 1 | 1 | 1 | 1 | 1 | 0 | 0 | 0 | 0 | 0 | 0 | 0 | 0 | 0 | 0 | 0 | 0 | 0 | 0 | 0 | 0 | 0 | 0 | 0 | 0 | 0 | 0 | 0 | 0 | 0
Monday | 3 | 7 | 5 | 1565 | 0 | 0 | 0 | 0 | 0 | 0 | 0 | 0 | 0 | 0 | 0 | 0 | 0 | 0 | 0 | 0 | 0 | 0 | 0 | 0 | 0 |  | 0 | 0 | 0 | 0 | 0 | 0 | 0 | 0 |  |  |  |  | 0 | 0 | 1 | 0 | 0 | 0 | 0 | 0 |  | 1 | 1 | 1 | 1 | 1 | 1 | 0 | 0 | 0 | 0 | 0 | 0 | 0 | 0 | 0 | 0 | 0 | 0 | 0 | 0 | 0 | 0 | 0 | 0 | 0 | 0 | 0 | 0 | 0 | 0 | 0
Monday | 3 | 7 | 6 | 1566 | 0 | 0 | 0 | 0 | 0 | 0 | 0 | 0 | 0 | 0 | 0 | 0 | 0 | 0 | 0 | 0 | 0 | 0 | 0 | 0 | 0 |  | 0 | 0 | 0 | 0 | 0 | 0 | 0 | 0 |  |  |  |  | 0 | 0 | 1 | 0 | 0 | 0 | 0 | 0 |  | 1 | 1 | 1 | 1 | 1 | 1 | 0 | 0 | 0 | 0 | 0 | 0 | 0 | 0 | 0 | 0 | 0 | 0 | 0 | 0 | 0 | 0 | 0 | 0 | 0 | 0 | 0 | 0 | 0 | 0 | 0
Monday | 3 | 7 | 7 | 1567 | 0 | 0 | 0 | 0 | 0 | 0 | 0 | 0 | 0 | 0 | 0 | 0 | 0 | 0 | 0 | 0 | 0 | 0 | 0 | 0 | 0 |  | 0 | 0 | 0 | 0 | 0 | 0 | 0 | 0 |  |  |  |  | 0 | 0 | 1 | 0 | 0 | 0 | 0 | 0 |  | 1 | 1 | 1 | 1 | 1 | 1 | 0 | 0 | 0 | 0 | 0 | 0 | 0 | 0 | 0 | 0 | 0 | 0 | 0 | 0 | 0 | 0 | 0 | 0 | 0 | 0 | 0 | 0 | 0 | 0 | 0
Monday | 3 | 7 | 8 | 1568 | 0 | 0 | 0 | 0 | 0 | 0 | 0 | 0 | 0 | 0 | 0 | 0 | 0 | 0 | 0 | 0 | 0 | 0 | 0 | 0 | 0 |  | 0 | 0 | 0 | 0 | 0 | 0 | 0 | 0 |  |  |  |  | 1 | 0 | 0 | 0 | 0 | 0 | 0 | 0 |  | #VALUE! | 1 | 1 | 1 | 1 | #VALUE! | 0 | 0 | 0 | 0 | 0 | 0 | 0 | 0 | 0 | 0 | 0 | 0 | 0 | 0 | 0 | 0 | 0 | 0 | 0 | 0 | 0 | 0 | 0 | 0 | 0
Monday | 3 | 7 | 9 | 1569 | 0 | 0 | 0 | 0 | 0 | 0 | 0 | 0 | 0 | 0 | 0 | 0 | 0 | 0 | 0 | 0 | 0 | 0 | 0 | 0 | 0 |  | 0 | 0 | 0 | 0 | 0 | 0 | 0 | 0 |  |  |  |  | 1 | 0 | 0 | 0 | 0 | 0 | 0 | 0 |  | #VALUE! | 1 | 1 | 1 | 1 | #VALUE! | 0 | 0 | 0 | 0 | 0 | 0 | 0 | 0 | 0 | 0 | 0 | 0 | 0 | 0 | 0 | 0 | 0 | 0 | 0 | 0 | 0 | 0 | 0 | 0 | 0
Monday | 3 | 7 | 10 | 1570 | 0 | 0 | 0 | 0 | 0 | 0 | 0 | 0 | 0 | 0 | 0 | 0 | 0 | 0 | 0 | 0 | 0 | 0 | 0 | 0 | 0 |  | 0 | 0 | 0 | 0 | 0 | 0 | 0 | 0 |  |  |  |  | 1 | 0 | 0 | 0 | 0 | 0 | 0 | 0 |  | #VALUE! | 1 | 1 | 1 | 1 | #VALUE! | 0 | 0 | 0 | 0 | 0 | 0 | 0 | 0 | 0 | 0 | 0 | 0 | 0 | 0 | 0 | 0 | 0 | 0 | 0 | 0 | 0 | 0 | 0 | 0 | 0
Monday | 3 | 7 | 11 | 1571 | 0 | 0 | 0 | 0 | 0 | 0 | 0 | 0 | 0 | 0 | 0 | 0 | 0 | 0 | 0 | 0 | 0 | 0 | 0 | 0 | 0 |  | 0 | 0 | 0 | 0 | 0 | 0 | 0 | 0 |  |  |  |  | 1 | 0 | 0 | 0 | 0 | 0 | 0 | 0 |  | #VALUE! | 1 | 1 | 1 | 1 | #VALUE! | 0 | 0 | 0 | 0 | 0 | 0 | 0 | 0 | 0 | 0 | 0 | 0 | 0 | 0 | 0 | 0 | 0 | 0 | 0 | 0 | 0 | 0 | 0 | 0 | 0
Monday | 3 | 7 | 12 | 1572 | 0 | 0 | 0 | 0 | 0 | 0 | 0 | 0 | 0 | 0 | 0 | 0 | 0 | 0 | 0 | 0 | 0 | 0 | 0 | 0 | 0 |  | 0 | 0 | 0 | 0 | 0 | 0 | 0 | 0 |  |  |  |  | 0 | 1 | 0 | 0 | 0 | 0 | 0 | 0 |  | 1 | #VALUE! | 1 | 1 | 1 | #VALUE! | 0 | 0 | 0 | 0 | 0 | 0 | 0 | 0 | 0 | 0 | 0 | 0 | 0 | 0 | 0 | 0 | 0 | 0 | 0 | 0 | 0 | 0 | 0 | 0 | 0
Monday | 3 | 7 | 13 | 1573 | 0 | 0 | 0 | 0 | 0 | 0 | 0 | 0 | 0 | 0 | 0 | 0 | 0 | 0 | 0 | 0 | 0 | 0 | 0 | 0 | 0 |  | 0 | 0 | 0 | 0 | 0 | 0 | 0 | 0 |  |  |  |  | 0 | 1 | 0 | 0 | 0 | 0 | 0 | 0 |  | 1 | #VALUE! | 1 | 1 | 1 | #VALUE! | 0 | 0 | 0 | 0 | 0 | 0 | 0 | 0 | 0 | 0 | 0 | 0 | 0 | 0 | 0 | 0 | 0 | 0 | 0 | 0 | 0 | 0 | 0 | 0 | 0
Monday | 3 | 7 | 14 | 1574 | 0 | 0 | 0 | 0 | 0 | 0 | 0 | 0 | 0 | 0 | 0 | 0 | 0 | 0 | 0 | 0 | 0 | 0 | 0 | 0 | 0 |  | 0 | 0 | 0 | 0 | 0 | 0 | 0 | 0 |  |  |  |  | 0 | 1 | 0 | 0 | 0 | 0 | 0 | 0 |  | 1 | #VALUE! | 1 | 1 | 1 | #VALUE! | 0 | 0 | 0 | 0 | 0 | 0 | 0 | 0 | 0 | 0 | 0 | 0 | 0 | 0 | 0 | 0 | 0 | 0 | 0 | 0 | 0 | 0 | 0 | 0 | 0
Monday | 3 | 7 | 15 | 1575 | 0 | 0 | 0 | 0 | 0 | 0 | 0 | 0 | 0 | 0 | 0 | 0 | 0 | 0 | 0 | 0 | 0 | 0 | 0 | 0 | 0 |  | 0 | 0 | 0 | 0 | 0 | 0 | 0 | 0 |  |  |  |  | 0 | 1 | 0 | 0 | 0 | 0 | 0 | 0 |  | 1 | #VALUE! | 1 | 1 | 1 | #VALUE! | 0 | 0 | 0 | 0 | 0 | 0 | 0 | 0 | 0 | 0 | 0 | 0 | 0 | 0 | 0 | 0 | 0 | 0 | 0 | 0 | 0 | 0 | 0 | 0 | 0
Monday | 3 | 7 | 16 | 1576 | 0 | 0 | 0 | 0 | 0 | 0 | 0 | 0 | 0 | 0 | 0 | 0 | 0 | 0 | 0 | 0 | 0 | 0 | 0 | 0 | 0 |  | 0 | 0 | 0 | 0 | 0 | 0 | 0 | 0 |  |  |  |  | 0 | 1 | 0 | 0 | 0 | 0 | 0 | 0 |  | 1 | #VALUE! | 1 | 1 | 1 | #VALUE! | 0 | 0 | 0 | 0 | 0 | 0 | 0 | 0 | 0 | 0 | 0 | 0 | 0 | 0 | 0 | 0 | 0 | 0 | 0 | 0 | 0 | 0 | 0 | 0 | 0
Monday | 3 | 7 | 17 | 1577 | 0 | 0 | 0 | 0 | 0 | 0 | 0 | 0 | 0 | 0 | 0 | 0 | 0 | 0 | 0 | 0 | 0 | 0 | 0 | 0 | 0 |  | 0 | 0 | 0 | 0 | 0 | 0 | 0 | 0 |  |  |  |  | 0 | 1 | 0 | 0 | 0 | 0 | 0 | 0 |  | 1 | #VALUE! | 1 | 1 | 1 | #VALUE! | 0 | 0 | 0 | 0 | 0 | 0 | 0 | 0 | 0 | 0 | 0 | 0 | 0 | 0 | 0 | 0 | 0 | 0 | 0 | 0 | 0 | 0 | 0 | 0 | 0
Monday | 3 | 7 | 18 | 1578 | 0 | 0 | 0 | 0 | 0 | 0 | 0 | 0 | 0 | 0 | 0 | 0 | 0 | 0 | 0 | 0 | 0 | 0 | 0 | 0 | 0 |  | 0 | 0 | 0 | 0 | 0 | 0 | 0 | 0 |  |  |  |  | 1 | 0 | 0 | 0 | 0 | 0 | 0 | 0 |  | #VALUE! | 1 | 1 | 1 | 1 | #VALUE! | 0 | 0 | 0 | 0 | 0 | 0 | 0 | 0 | 0 | 0 | 0 | 0 | 0 | 0 | 0 | 0 | 0 | 0 | 0 | 0 | 0 | 0 | 0 | 0 | 0
Monday | 3 | 7 | 19 | 1579 | 0 | 0 | 0 | 0 | 0 | 0 | 0 | 0 | 0 | 0 | 0 | 0 | 0 | 0 | 0 | 0 | 0 | 0 | 0 | 0 | 0 |  | 0 | 0 | 0 | 0 | 0 | 0 | 0 | 0 |  |  |  |  | 1 | 0 | 0 | 0 | 0 | 0 | 0 | 0 |  | #VALUE! | 1 | 1 | 1 | 1 | #VALUE! | 0 | 0 | 0 | 0 | 0 | 0 | 0 | 0 | 0 | 0 | 0 | 0 | 0 | 0 | 0 | 0 | 0 | 0 | 0 | 0 | 0 | 0 | 0 | 0 | 0
Monday | 3 | 7 | 20 | 1580 | 0 | 0 | 0 | 0 | 0 | 0 | 0 | 0 | 0 | 0 | 0 | 0 | 0 | 0 | 0 | 0 | 0 | 0 | 0 | 0 | 0 |  | 0 | 0 | 0 | 0 | 0 | 0 | 0 | 0 |  |  |  |  | 1 | 0 | 0 | 0 | 0 | 0 | 0 | 0 |  | #VALUE! | 1 | 1 | 1 | 1 | #VALUE! | 0 | 0 | 0 | 0 | 0 | 0 | 0 | 0 | 0 | 0 | 0 | 0 | 0 | 0 | 0 | 0 | 0 | 0 | 0 | 0 | 0 | 0 | 0 | 0 | 0
Monday | 3 | 7 | 21 | 1581 | 0 | 0 | 0 | 0 | 0 | 0 | 0 | 0 | 0 | 0 | 0 | 0 | 0 | 0 | 0 | 0 | 0 | 0 | 0 | 0 | 0 |  | 0 | 0 | 0 | 0 | 0 | 0 | 0 | 0 |  |  |  |  | 0 | 1 | 0 | 0 | 0 | 0 | 0 | 0 |  | 1 | #VALUE! | 1 | 1 | 1 | #VALUE! | 0 | 0 | 0 | 0 | 0 | 0 | 0 | 0 | 0 | 0 | 0 | 0 | 0 | 0 | 0 | 0 | 0 | 0 | 0 | 0 | 0 | 0 | 0 | 0 | 0
Monday | 3 | 7 | 22 | 1582 | 0 | 0 | 0 | 0 | 0 | 0 | 0 | 0 | 0 | 0 | 0 | 0 | 0 | 0 | 0 | 0 | 0 | 0 | 0 | 0 | 0 |  | 0 | 0 | 0 | 0 | 0 | 0 | 0 | 0 |  |  |  |  | 0 | 1 | 0 | 0 | 0 | 0 | 0 | 0 |  | 1 | #VALUE! | 1 | 1 | 1 | #VALUE! | 0 | 0 | 0 | 0 | 0 | 0 | 0 | 0 | 0 | 0 | 0 | 0 | 0 | 0 | 0 | 0 | 0 | 0 | 0 | 0 | 0 | 0 | 0 | 0 | 0
Monday | 3 | 7 | 23 | 1583 | 0 | 0 | 0 | 0 | 0 | 0 | 0 | 0 | 0 | 0 | 0 | 0 | 0 | 0 | 0 | 0 | 0 | 0 | 0 | 0 | 0 |  | 0 | 0 | 0 | 0 | 0 | 0 | 0 | 0 |  |  |  |  | 0 | 0 | 1 | 0 | 0 | 0 | 0 | 0 |  | 1 | 1 | 1 | 1 | 1 | 1 | 0 | 0 | 0 | 0 | 0 | 0 | 0 | 0 | 0 | 0 | 0 | 0 | 0 | 0 | 0 | 0 | 0 | 0 | 0 | 0 | 0 | 0 | 0 | 0 | 0
Monday | 3 | 7 | 24 | 1584 | 0 | 0 | 0 | 0 | 0 | 0 | 0 | 0 | 0 | 0 | 0 | 0 | 0 | 0 | 0 | 0 | 0 | 0 | 0 | 0 | 0 |  | 0 | 0 | 0 | 0 | 0 | 0 | 0 | 0 |  |  |  |  | 0 | 0 | 1 | 0 | 0 | 0 | 0 | 0 |  | 1 | 1 | 1 | 1 | 1 | 1 | 0 | 0 | 0 | 0 | 0 | 0 | 0 | 0 | 0 | 0 | 0 | 0 | 0 | 0 | 0 | 0 | 0 | 0 | 0 | 0 | 0 | 0 | 0 | 0 | 0
Tuesday | 3 | 8 | 1 | 1585 | 0 | 0 | 0 | 0 | 0 | 0 | 0 | 0 | 0 | 0 | 0 | 0 | 0 | 0 | 0 | 0 | 0 | 0 | 0 | 0 | 0 |  | 0 | 0 | 0 | 0 | 0 | 0 | 0 | 0 |  |  |  |  | 0 | 0 | 1 | 0 | 0 | 0 | 0 | 0 |  | 1 | 1 | 1 | 1 | 1 | 1 | 0 | 0 | 0 | 0 | 0 | 0 | 0 | 0 | 0 | 0 | 0 | 0 | 0 | 0 | 0 | 0 | 0 | 0 | 0 | 0 | 0 | 0 | 0 | 0 | 0
Tuesday | 3 | 8 | 2 | 1586 | 0 | 0 | 0 | 0 | 0 | 0 | 0 | 0 | 0 | 0 | 0 | 0 | 0 | 0 | 0 | 0 | 0 | 0 | 0 | 0 | 0 |  | 0 | 0 | 0 | 0 | 0 | 0 | 0 | 0 |  |  |  |  | 0 | 0 | 1 | 0 | 0 | 0 | 0 | 0 |  | 1 | 1 | 1 | 1 | 1 | 1 | 0 | 0 | 0 | 0 | 0 | 0 | 0 | 0 | 0 | 0 | 0 | 0 | 0 | 0 | 0 | 0 | 0 | 0 | 0 | 0 | 0 | 0 | 0 | 0 | 0
Tuesday | 3 | 8 | 3 | 1587 | 0 | 0 | 0 | 0 | 0 | 0 | 0 | 0 | 0 | 0 | 0 | 0 | 0 | 0 | 0 | 0 | 0 | 0 | 0 | 0 | 0 |  | 0 | 0 | 0 | 0 | 0 | 0 | 0 | 0 |  |  |  |  | 0 | 0 | 1 | 0 | 0 | 0 | 0 | 0 |  | 1 | 1 | 1 | 1 | 1 | 1 | 0 | 0 | 0 | 0 | 0 | 0 | 0 | 0 | 0 | 0 | 0 | 0 | 0 | 0 | 0 | 0 | 0 | 0 | 0 | 0 | 0 | 0 | 0 | 0 | 0
Tuesday | 3 | 8 | 4 | 1588 | 0 | 0 | 0 | 0 | 0 | 0 | 0 | 0 | 0 | 0 | 0 | 0 | 0 | 0 | 0 | 0 | 0 | 0 | 0 | 0 | 0 |  | 0 | 0 | 0 | 0 | 0 | 0 | 0 | 0 |  |  |  |  | 0 | 0 | 1 | 0 | 0 | 0 | 0 | 0 |  | 1 | 1 | 1 | 1 | 1 | 1 | 0 | 0 | 0 | 0 | 0 | 0 | 0 | 0 | 0 | 0 | 0 | 0 | 0 | 0 | 0 | 0 | 0 | 0 | 0 | 0 | 0 | 0 | 0 | 0 | 0
Tuesday | 3 | 8 | 5 | 1589 | 0 | 0 | 0 | 0 | 0 | 0 | 0 | 0 | 0 | 0 | 0 | 0 | 0 | 0 | 0 | 0 | 0 | 0 | 0 | 0 | 0 |  | 0 | 0 | 0 | 0 | 0 | 0 | 0 | 0 |  |  |  |  | 0 | 0 | 1 | 0 | 0 | 0 | 0 | 0 |  | 1 | 1 | 1 | 1 | 1 | 1 | 0 | 0 | 0 | 0 | 0 | 0 | 0 | 0 | 0 | 0 | 0 | 0 | 0 | 0 | 0 | 0 | 0 | 0 | 0 | 0 | 0 | 0 | 0 | 0 | 0
Tuesday | 3 | 8 | 6 | 1590 | 0 | 0 | 0 | 0 | 0 | 0 | 0 | 0 | 0 | 0 | 0 | 0 | 0 | 0 | 0 | 0 | 0 | 0 | 0 | 0 | 0 |  | 0 | 0 | 0 | 0 | 0 | 0 | 0 | 0 |  |  |  |  | 0 | 0 | 1 | 0 | 0 | 0 | 0 | 0 |  | 1 | 1 | 1 | 1 | 1 | 1 | 0 | 0 | 0 | 0 | 0 | 0 | 0 | 0 | 0 | 0 | 0 | 0 | 0 | 0 | 0 | 0 | 0 | 0 | 0 | 0 | 0 | 0 | 0 | 0 | 0
Tuesday | 3 | 8 | 7 | 1591 | 0 | 0 | 0 | 0 | 0 | 0 | 0 | 0 | 0 | 0 | 0 | 0 | 0 | 0 | 0 | 0 | 0 | 0 | 0 | 0 | 0 |  | 0 | 0 | 0 | 0 | 0 | 0 | 0 | 0 |  |  |  |  | 0 | 0 | 1 | 0 | 0 | 0 | 0 | 0 |  | 1 | 1 | 1 | 1 | 1 | 1 | 0 | 0 | 0 | 0 | 0 | 0 | 0 | 0 | 0 | 0 | 0 | 0 | 0 | 0 | 0 | 0 | 0 | 0 | 0 | 0 | 0 | 0 | 0 | 0 | 0
Tuesday | 3 | 8 | 8 | 1592 | 0 | 0 | 0 | 0 | 0 | 0 | 0 | 0 | 0 | 0 | 0 | 0 | 0 | 0 | 0 | 0 | 0 | 0 | 0 | 0 | 0 |  | 0 | 0 | 0 | 0 | 0 | 0 | 0 | 0 |  |  |  |  | 1 | 0 | 0 | 0 | 0 | 0 | 0 | 0 |  | #VALUE! | 1 | 1 | 1 | 1 | #VALUE! | 0 | 0 | 0 | 0 | 0 | 0 | 0 | 0 | 0 | 0 | 0 | 0 | 0 | 0 | 0 | 0 | 0 | 0 | 0 | 0 | 0 | 0 | 0 | 0 | 0
Tuesday | 3 | 8 | 9 | 1593 | 0 | 0 | 0 | 0 | 0 | 0 | 0 | 0 | 0 | 0 | 0 | 0 | 0 | 0 | 0 | 0 | 0 | 0 | 0 | 0 | 0 |  | 0 | 0 | 0 | 0 | 0 | 0 | 0 | 0 |  |  |  |  | 1 | 0 | 0 | 0 | 0 | 0 | 0 | 0 |  | #VALUE! | 1 | 1 | 1 | 1 | #VALUE! | 0 | 0 | 0 | 0 | 0 | 0 | 0 | 0 | 0 | 0 | 0 | 0 | 0 | 0 | 0 | 0 | 0 | 0 | 0 | 0 | 0 | 0 | 0 | 0 | 0
Tuesday | 3 | 8 | 10 | 1594 | 0 | 0 | 0 | 0 | 0 | 0 | 0 | 0 | 0 | 0 | 0 | 0 | 0 | 0 | 0 | 0 | 0 | 0 | 0 | 0 | 0 |  | 0 | 0 | 0 | 0 | 0 | 0 | 0 | 0 |  |  |  |  | 1 | 0 | 0 | 0 | 0 | 0 | 0 | 0 |  | #VALUE! | 1 | 1 | 1 | 1 | #VALUE! | 0 | 0 | 0 | 0 | 0 | 0 | 0 | 0 | 0 | 0 | 0 | 0 | 0 | 0 | 0 | 0 | 0 | 0 | 0 | 0 | 0 | 0 | 0 | 0 | 0
Tuesday | 3 | 8 | 11 | 1595 | 0 | 0 | 0 | 0 | 0 | 0 | 0 | 0 | 0 | 0 | 0 | 0 | 0 | 0 | 0 | 0 | 0 | 0 | 0 | 0 | 0 |  | 0 | 0 | 0 | 0 | 0 | 0 | 0 | 0 |  |  |  |  | 1 | 0 | 0 | 0 | 0 | 0 | 0 | 0 |  | #VALUE! | 1 | 1 | 1 | 1 | #VALUE! | 0 | 0 | 0 | 0 | 0 | 0 | 0 | 0 | 0 | 0 | 0 | 0 | 0 | 0 | 0 | 0 | 0 | 0 | 0 | 0 | 0 | 0 | 0 | 0 | 0
Tuesday | 3 | 8 | 12 | 1596 | 0 | 0 | 0 | 0 | 0 | 0 | 0 | 0 | 0 | 0 | 0 | 0 | 0 | 0 | 0 | 0 | 0 | 0 | 0 | 0 | 0 |  | 0 | 0 | 0 | 0 | 0 | 0 | 0 | 0 |  |  |  |  | 0 | 1 | 0 | 0 | 0 | 0 | 0 | 0 |  | 1 | #VALUE! | 1 | 1 | 1 | #VALUE! | 0 | 0 | 0 | 0 | 0 | 0 | 0 | 0 | 0 | 0 | 0 | 0 | 0 | 0 | 0 | 0 | 0 | 0 | 0 | 0 | 0 | 0 | 0 | 0 | 0
Tuesday | 3 | 8 | 13 | 1597 | 0 | 0 | 0 | 0 | 0 | 0 | 0 | 0 | 0 | 0 | 0 | 0 | 0 | 0 | 0 | 0 | 0 | 0 | 0 | 0 | 0 |  | 0 | 0 | 0 | 0 | 0 | 0 | 0 | 0 |  |  |  |  | 0 | 1 | 0 | 0 | 0 | 0 | 0 | 0 |  | 1 | #VALUE! | 1 | 1 | 1 | #VALUE! | 0 | 0 | 0 | 0 | 0 | 0 | 0 | 0 | 0 | 0 | 0 | 0 | 0 | 0 | 0 | 0 | 0 | 0 | 0 | 0 | 0 | 0 | 0 | 0 | 0
Tuesday | 3 | 8 | 14 | 1598 | 0 | 0 | 0 | 0 | 0 | 0 | 0 | 0 | 0 | 0 | 0 | 0 | 0 | 0 | 0 | 0 | 0 | 0 | 0 | 0 | 0 |  | 0 | 0 | 0 | 0 | 0 | 0 | 0 | 0 |  |  |  |  | 0 | 1 | 0 | 0 | 0 | 0 | 0 | 0 |  | 1 | #VALUE! | 1 | 1 | 1 | #VALUE! | 0 | 0 | 0 | 0 | 0 | 0 | 0 | 0 | 0 | 0 | 0 | 0 | 0 | 0 | 0 | 0 | 0 | 0 | 0 | 0 | 0 | 0 | 0 | 0 | 0
Tuesday | 3 | 8 | 15 | 1599 | 0 | 0 | 0 | 0 | 0 | 0 | 0 | 0 | 0 | 0 | 0 | 0 | 0 | 0 | 0 | 0 | 0 | 0 | 0 | 0 | 0 |  | 0 | 0 | 0 | 0 | 0 | 0 | 0 | 0 |  |  |  |  | 0 | 1 | 0 | 0 | 0 | 0 | 0 | 0 |  | 1 | #VALUE! | 1 | 1 | 1 | #VALUE! | 0 | 0 | 0 | 0 | 0 | 0 | 0 | 0 | 0 | 0 | 0 | 0 | 0 | 0 | 0 | 0 | 0 | 0 | 0 | 0 | 0 | 0 | 0 | 0 | 0
Tuesday | 3 | 8 | 16 | 1600 | 0 | 0 | 0 | 0 | 0 | 0 | 0 | 0 | 0 | 0 | 0 | 0 | 0 | 0 | 0 | 0 | 0 | 0 | 0 | 0 | 0 |  | 0 | 0 | 0 | 0 | 0 | 0 | 0 | 0 |  |  |  |  | 0 | 1 | 0 | 0 | 0 | 0 | 0 | 0 |  | 1 | #VALUE! | 1 | 1 | 1 | #VALUE! | 0 | 0 | 0 | 0 | 0 | 0 | 0 | 0 | 0 | 0 | 0 | 0 | 0 | 0 | 0 | 0 | 0 | 0 | 0 | 0 | 0 | 0 | 0 | 0 | 0
Tuesday | 3 | 8 | 17 | 1601 | 0 | 0 | 0 | 0 | 0 | 0 | 0 | 0 | 0 | 0 | 0 | 0 | 0 | 0 | 0 | 0 | 0 | 0 | 0 | 0 | 0 |  | 0 | 0 | 0 | 0 | 0 | 0 | 0 | 0 |  |  |  |  | 0 | 1 | 0 | 0 | 0 | 0 | 0 | 0 |  | 1 | #VALUE! | 1 | 1 | 1 | #VALUE! | 0 | 0 | 0 | 0 | 0 | 0 | 0 | 0 | 0 | 0 | 0 | 0 | 0 | 0 | 0 | 0 | 0 | 0 | 0 | 0 | 0 | 0 | 0 | 0 | 0
Tuesday | 3 | 8 | 18 | 1602 | 0 | 0 | 0 | 0 | 0 | 0 | 0 | 0 | 0 | 0 | 0 | 0 | 0 | 0 | 0 | 0 | 0 | 0 | 0 | 0 | 0 |  | 0 | 0 | 0 | 0 | 0 | 0 | 0 | 0 |  |  |  |  | 1 | 0 | 0 | 0 | 0 | 0 | 0 | 0 |  | #VALUE! | 1 | 1 | 1 | 1 | #VALUE! | 0 | 0 | 0 | 0 | 0 | 0 | 0 | 0 | 0 | 0 | 0 | 0 | 0 | 0 | 0 | 0 | 0 | 0 | 0 | 0 | 0 | 0 | 0 | 0 | 0
Tuesday | 3 | 8 | 19 | 1603 | 0 | 0 | 0 | 0 | 0 | 0 | 0 | 0 | 0 | 0 | 0 | 0 | 0 | 0 | 0 | 0 | 0 | 0 | 0 | 0 | 0 |  | 0 | 0 | 0 | 0 | 0 | 0 | 0 | 0 |  |  |  |  | 1 | 0 | 0 | 0 | 0 | 0 | 0 | 0 |  | #VALUE! | 1 | 1 | 1 | 1 | #VALUE! | 0 | 0 | 0 | 0 | 0 | 0 | 0 | 0 | 0 | 0 | 0 | 0 | 0 | 0 | 0 | 0 | 0 | 0 | 0 | 0 | 0 | 0 | 0 | 0 | 0
Tuesday | 3 | 8 | 20 | 1604 | 0 | 0 | 0 | 0 | 0 | 0 | 0 | 0 | 0 | 0 | 0 | 0 | 0 | 0 | 0 | 0 | 0 | 0 | 0 | 0 | 0 |  | 0 | 0 | 0 | 0 | 0 | 0 | 0 | 0 |  |  |  |  | 1 | 0 | 0 | 0 | 0 | 0 | 0 | 0 |  | #VALUE! | 1 | 1 | 1 | 1 | #VALUE! | 0 | 0 | 0 | 0 | 0 | 0 | 0 | 0 | 0 | 0 | 0 | 0 | 0 | 0 | 0 | 0 | 0 | 0 | 0 | 0 | 0 | 0 | 0 | 0 | 0
Tuesday | 3 | 8 | 21 | 1605 | 0 | 0 | 0 | 0 | 0 | 0 | 0 | 0 | 0 | 0 | 0 | 0 | 0 | 0 | 0 | 0 | 0 | 0 | 0 | 0 | 0 |  | 0 | 0 | 0 | 0 | 0 | 0 | 0 | 0 |  |  |  |  | 0 | 1 | 0 | 0 | 0 | 0 | 0 | 0 |  | 1 | #VALUE! | 1 | 1 | 1 | #VALUE! | 0 | 0 | 0 | 0 | 0 | 0 | 0 | 0 | 0 | 0 | 0 | 0 | 0 | 0 | 0 | 0 | 0 | 0 | 0 | 0 | 0 | 0 | 0 | 0 | 0
Tuesday | 3 | 8 | 22 | 1606 | 0 | 0 | 0 | 0 | 0 | 0 | 0 | 0 | 0 | 0 | 0 | 0 | 0 | 0 | 0 | 0 | 0 | 0 | 0 | 0 | 0 |  | 0 | 0 | 0 | 0 | 0 | 0 | 0 | 0 |  |  |  |  | 0 | 1 | 0 | 0 | 0 | 0 | 0 | 0 |  | 1 | #VALUE! | 1 | 1 | 1 | #VALUE! | 0 | 0 | 0 | 0 | 0 | 0 | 0 | 0 | 0 | 0 | 0 | 0 | 0 | 0 | 0 | 0 | 0 | 0 | 0 | 0 | 0 | 0 | 0 | 0 | 0
Tuesday | 3 | 8 | 23 | 1607 | 0 | 0 | 0 | 0 | 0 | 0 | 0 | 0 | 0 | 0 | 0 | 0 | 0 | 0 | 0 | 0 | 0 | 0 | 0 | 0 | 0 |  | 0 | 0 | 0 | 0 | 0 | 0 | 0 | 0 |  |  |  |  | 0 | 0 | 1 | 0 | 0 | 0 | 0 | 0 |  | 1 | 1 | 1 | 1 | 1 | 1 | 0 | 0 | 0 | 0 | 0 | 0 | 0 | 0 | 0 | 0 | 0 | 0 | 0 | 0 | 0 | 0 | 0 | 0 | 0 | 0 | 0 | 0 | 0 | 0 | 0
Tuesday | 3 | 8 | 24 | 1608 | 0 | 0 | 0 | 0 | 0 | 0 | 0 | 0 | 0 | 0 | 0 | 0 | 0 | 0 | 0 | 0 | 0 | 0 | 0 | 0 | 0 |  | 0 | 0 | 0 | 0 | 0 | 0 | 0 | 0 |  |  |  |  | 0 | 0 | 1 | 0 | 0 | 0 | 0 | 0 |  | 1 | 1 | 1 | 1 | 1 | 1 | 0 | 0 | 0 | 0 | 0 | 0 | 0 | 0 | 0 | 0 | 0 | 0 | 0 | 0 | 0 | 0 | 0 | 0 | 0 | 0 | 0 | 0 | 0 | 0 | 0
Wednesday | 3 | 9 | 1 | 1609 | 0 | 0 | 0 | 0 | 0 | 0 | 0 | 0 | 0 | 0 | 0 | 0 | 0 | 0 | 0 | 0 | 0 | 0 | 0 | 0 | 0 |  | 0 | 0 | 0 | 0 | 0 | 0 | 0 | 0 |  |  |  |  | 0 | 0 | 1 | 0 | 0 | 0 | 0 | 0 |  | 1 | 1 | 1 | 1 | 1 | 1 | 0 | 0 | 0 | 0 | 0 | 0 | 0 | 0 | 0 | 0 | 0 | 0 | 0 | 0 | 0 | 0 | 0 | 0 | 0 | 0 | 0 | 0 | 0 | 0 | 0
Wednesday | 3 | 9 | 2 | 1610 | 0 | 0 | 0 | 0 | 0 | 0 | 0 | 0 | 0 | 0 | 0 | 0 | 0 | 0 | 0 | 0 | 0 | 0 | 0 | 0 | 0 |  | 0 | 0 | 0 | 0 | 0 | 0 | 0 | 0 |  |  |  |  | 0 | 0 | 1 | 0 | 0 | 0 | 0 | 0 |  | 1 | 1 | 1 | 1 | 1 | 1 | 0 | 0 | 0 | 0 | 0 | 0 | 0 | 0 | 0 | 0 | 0 | 0 | 0 | 0 | 0 | 0 | 0 | 0 | 0 | 0 | 0 | 0 | 0 | 0 | 0
Wednesday | 3 | 9 | 3 | 1611 | 0 | 0 | 0 | 0 | 0 | 0 | 0 | 0 | 0 | 0 | 0 | 0 | 0 | 0 | 0 | 0 | 0 | 0 | 0 | 0 | 0 |  | 0 | 0 | 0 | 0 | 0 | 0 | 0 | 0 |  |  |  |  | 0 | 0 | 1 | 0 | 0 | 0 | 0 | 0 |  | 1 | 1 | 1 | 1 | 1 | 1 | 0 | 0 | 0 | 0 | 0 | 0 | 0 | 0 | 0 | 0 | 0 | 0 | 0 | 0 | 0 | 0 | 0 | 0 | 0 | 0 | 0 | 0 | 0 | 0 | 0
Wednesday | 3 | 9 | 4 | 1612 | 0 | 0 | 0 | 0 | 0 | 0 | 0 | 0 | 0 | 0 | 0 | 0 | 0 | 0 | 0 | 0 | 0 | 0 | 0 | 0 | 0 |  | 0 | 0 | 0 | 0 | 0 | 0 | 0 | 0 |  |  |  |  | 0 | 0 | 1 | 0 | 0 | 0 | 0 | 0 |  | 1 | 1 | 1 | 1 | 1 | 1 | 0 | 0 | 0 | 0 | 0 | 0 | 0 | 0 | 0 | 0 | 0 | 0 | 0 | 0 | 0 | 0 | 0 | 0 | 0 | 0 | 0 | 0 | 0 | 0 | 0
Wednesday | 3 | 9 | 5 | 1613 | 0 | 0 | 0 | 0 | 0 | 0 | 0 | 0 | 0 | 0 | 0 | 0 | 0 | 0 | 0 | 0 | 0 | 0 | 0 | 0 | 0 |  | 0 | 0 | 0 | 0 | 0 | 0 | 0 | 0 |  |  |  |  | 0 | 0 | 1 | 0 | 0 | 0 | 0 | 0 |  | 1 | 1 | 1 | 1 | 1 | 1 | 0 | 0 | 0 | 0 | 0 | 0 | 0 | 0 | 0 | 0 | 0 | 0 | 0 | 0 | 0 | 0 | 0 | 0 | 0 | 0 | 0 | 0 | 0 | 0 | 0
Wednesday | 3 | 9 | 6 | 1614 | 0 | 0 | 0 | 0 | 0 | 0 | 0 | 0 | 0 | 0 | 0 | 0 | 0 | 0 | 0 | 0 | 0 | 0 | 0 | 0 | 0 |  | 0 | 0 | 0 | 0 | 0 | 0 | 0 | 0 |  |  |  |  | 0 | 0 | 1 | 0 | 0 | 0 | 0 | 0 |  | 1 | 1 | 1 | 1 | 1 | 1 | 0 | 0 | 0 | 0 | 0 | 0 | 0 | 0 | 0 | 0 | 0 | 0 | 0 | 0 | 0 | 0 | 0 | 0 | 0 | 0 | 0 | 0 | 0 | 0 | 0
Wednesday | 3 | 9 | 7 | 1615 | 0 | 0 | 0 | 0 | 0 | 0 | 0 | 0 | 0 | 0 | 0 | 0 | 0 | 0 | 0 | 0 | 0 | 0 | 0 | 0 | 0 |  | 0 | 0 | 0 | 0 | 0 | 0 | 0 | 0 |  |  |  |  | 0 | 0 | 1 | 0 | 0 | 0 | 0 | 0 |  | 1 | 1 | 1 | 1 | 1 | 1 | 0 | 0 | 0 | 0 | 0 | 0 | 0 | 0 | 0 | 0 | 0 | 0 | 0 | 0 | 0 | 0 | 0 | 0 | 0 | 0 | 0 | 0 | 0 | 0 | 0
Wednesday | 3 | 9 | 8 | 1616 | 0 | 0 | 0 | 0 | 0 | 0 | 0 | 0 | 0 | 0 | 0 | 0 | 0 | 0 | 0 | 0 | 0 | 0 | 0 | 0 | 0 |  | 0 | 0 | 0 | 0 | 0 | 0 | 0 | 0 |  |  |  |  | 1 | 0 | 0 | 0 | 0 | 0 | 0 | 0 |  | #VALUE! | 1 | 1 | 1 | 1 | #VALUE! | 0 | 0 | 0 | 0 | 0 | 0 | 0 | 0 | 0 | 0 | 0 | 0 | 0 | 0 | 0 | 0 | 0 | 0 | 0 | 0 | 0 | 0 | 0 | 0 | 0
Wednesday | 3 | 9 | 9 | 1617 | 0 | 0 | 0 | 0 | 0 | 0 | 0 | 0 | 0 | 0 | 0 | 0 | 0 | 0 | 0 | 0 | 0 | 0 | 0 | 0 | 0 |  | 0 | 0 | 0 | 0 | 0 | 0 | 0 | 0 |  |  |  |  | 1 | 0 | 0 | 0 | 0 | 0 | 0 | 0 |  | #VALUE! | 1 | 1 | 1 | 1 | #VALUE! | 0 | 0 | 0 | 0 | 0 | 0 | 0 | 0 | 0 | 0 | 0 | 0 | 0 | 0 | 0 | 0 | 0 | 0 | 0 | 0 | 0 | 0 | 0 | 0 | 0
Wednesday | 3 | 9 | 10 | 1618 | 0 | 0 | 0 | 0 | 0 | 0 | 0 | 0 | 0 | 0 | 0 | 0 | 0 | 0 | 0 | 0 | 0 | 0 | 0 | 0 | 0 |  | 0 | 0 | 0 | 0 | 0 | 0 | 0 | 0 |  |  |  |  | 1 | 0 | 0 | 0 | 0 | 0 | 0 | 0 |  | #VALUE! | 1 | 1 | 1 | 1 | #VALUE! | 0 | 0 | 0 | 0 | 0 | 0 | 0 | 0 | 0 | 0 | 0 | 0 | 0 | 0 | 0 | 0 | 0 | 0 | 0 | 0 | 0 | 0 | 0 | 0 | 0
Wednesday | 3 | 9 | 11 | 1619 | 0 | 0 | 0 | 0 | 0 | 0 | 0 | 0 | 0 | 0 | 0 | 0 | 0 | 0 | 0 | 0 | 0 | 0 | 0 | 0 | 0 |  | 0 | 0 | 0 | 0 | 0 | 0 | 0 | 0 |  |  |  |  | 1 | 0 | 0 | 0 | 0 | 0 | 0 | 0 |  | #VALUE! | 1 | 1 | 1 | 1 | #VALUE! | 0 | 0 | 0 | 0 | 0 | 0 | 0 | 0 | 0 | 0 | 0 | 0 | 0 | 0 | 0 | 0 | 0 | 0 | 0 | 0 | 0 | 0 | 0 | 0 | 0
Wednesday | 3 | 9 | 12 | 1620 | 0 | 0 | 0 | 0 | 0 | 0 | 0 | 0 | 0 | 0 | 0 | 0 | 0 | 0 | 0 | 0 | 0 | 0 | 0 | 0 | 0 |  | 0 | 0 | 0 | 0 | 0 | 0 | 0 | 0 |  |  |  |  | 0 | 1 | 0 | 0 | 0 | 0 | 0 | 0 |  | 1 | #VALUE! | 1 | 1 | 1 | #VALUE! | 0 | 0 | 0 | 0 | 0 | 0 | 0 | 0 | 0 | 0 | 0 | 0 | 0 | 0 | 0 | 0 | 0 | 0 | 0 | 0 | 0 | 0 | 0 | 0 | 0
Wednesday | 3 | 9 | 13 | 1621 | 0 | 0 | 0 | 0 | 0 | 0 | 0 | 0 | 0 | 0 | 0 | 0 | 0 | 0 | 0 | 0 | 0 | 0 | 0 | 0 | 0 |  | 0 | 0 | 0 | 0 | 0 | 0 | 0 | 0 |  |  |  |  | 0 | 1 | 0 | 0 | 0 | 0 | 0 | 0 |  | 1 | #VALUE! | 1 | 1 | 1 | #VALUE! | 0 | 0 | 0 | 0 | 0 | 0 | 0 | 0 | 0 | 0 | 0 | 0 | 0 | 0 | 0 | 0 | 0 | 0 | 0 | 0 | 0 | 0 | 0 | 0 | 0
Wednesday | 3 | 9 | 14 | 1622 | 0 | 0 | 0 | 0 | 0 | 0 | 0 | 0 | 0 | 0 | 0 | 0 | 0 | 0 | 0 | 0 | 0 | 0 | 0 | 0 | 0 |  | 0 | 0 | 0 | 0 | 0 | 0 | 0 | 0 |  |  |  |  | 0 | 1 | 0 | 0 | 0 | 0 | 0 | 0 |  | 1 | #VALUE! | 1 | 1 | 1 | #VALUE! | 0 | 0 | 0 | 0 | 0 | 0 | 0 | 0 | 0 | 0 | 0 | 0 | 0 | 0 | 0 | 0 | 0 | 0 | 0 | 0 | 0 | 0 | 0 | 0 | 0
Wednesday | 3 | 9 | 15 | 1623 | 0 | 0 | 0 | 0 | 0 | 0 | 0 | 0 | 0 | 0 | 0 | 0 | 0 | 0 | 0 | 0 | 0 | 0 | 0 | 0 | 0 |  | 0 | 0 | 0 | 0 | 0 | 0 | 0 | 0 |  |  |  |  | 0 | 1 | 0 | 0 | 0 | 0 | 0 | 0 |  | 1 | #VALUE! | 1 | 1 | 1 | #VALUE! | 0 | 0 | 0 | 0 | 0 | 0 | 0 | 0 | 0 | 0 | 0 | 0 | 0 | 0 | 0 | 0 | 0 | 0 | 0 | 0 | 0 | 0 | 0 | 0 | 0
Wednesday | 3 | 9 | 16 | 1624 | 0 | 0 | 0 | 0 | 0 | 0 | 0 | 0 | 0 | 0 | 0 | 0 | 0 | 0 | 0 | 0 | 0 | 0 | 0 | 0 | 0 |  | 0 | 0 | 0 | 0 | 0 | 0 | 0 | 0 |  |  |  |  | 0 | 1 | 0 | 0 | 0 | 0 | 0 | 0 |  | 1 | #VALUE! | 1 | 1 | 1 | #VALUE! | 0 | 0 | 0 | 0 | 0 | 0 | 0 | 0 | 0 | 0 | 0 | 0 | 0 | 0 | 0 | 0 | 0 | 0 | 0 | 0 | 0 | 0 | 0 | 0 | 0
Wednesday | 3 | 9 | 17 | 1625 | 0 | 0 | 0 | 0 | 0 | 0 | 0 | 0 | 0 | 0 | 0 | 0 | 0 | 0 | 0 | 0 | 0 | 0 | 0 | 0 | 0 |  | 0 | 0 | 0 | 0 | 0 | 0 | 0 | 0 |  |  |  |  | 0 | 1 | 0 | 0 | 0 | 0 | 0 | 0 |  | 1 | #VALUE! | 1 | 1 | 1 | #VALUE! | 0 | 0 | 0 | 0 | 0 | 0 | 0 | 0 | 0 | 0 | 0 | 0 | 0 | 0 | 0 | 0 | 0 | 0 | 0 | 0 | 0 | 0 | 0 | 0 | 0
Wednesday | 3 | 9 | 18 | 1626 | 0 | 0 | 0 | 0 | 0 | 0 | 0 | 0 | 0 | 0 | 0 | 0 | 0 | 0 | 0 | 0 | 0 | 0 | 0 | 0 | 0 |  | 0 | 0 | 0 | 0 | 0 | 0 | 0 | 0 |  |  |  |  | 1 | 0 | 0 | 0 | 0 | 0 | 0 | 0 |  | #VALUE! | 1 | 1 | 1 | 1 | #VALUE! | 0 | 0 | 0 | 0 | 0 | 0 | 0 | 0 | 0 | 0 | 0 | 0 | 0 | 0 | 0 | 0 | 0 | 0 | 0 | 0 | 0 | 0 | 0 | 0 | 0
Wednesday | 3 | 9 | 19 | 1627 | 0 | 0 | 0 | 0 | 0 | 0 | 0 | 0 | 0 | 0 | 0 | 0 | 0 | 0 | 0 | 0 | 0 | 0 | 0 | 0 | 0 |  | 0 | 0 | 0 | 0 | 0 | 0 | 0 | 0 |  |  |  |  | 1 | 0 | 0 | 0 | 0 | 0 | 0 | 0 |  | #VALUE! | 1 | 1 | 1 | 1 | #VALUE! | 0 | 0 | 0 | 0 | 0 | 0 | 0 | 0 | 0 | 0 | 0 | 0 | 0 | 0 | 0 | 0 | 0 | 0 | 0 | 0 | 0 | 0 | 0 | 0 | 0
Wednesday | 3 | 9 | 20 | 1628 | 0 | 0 | 0 | 0 | 0 | 0 | 0 | 0 | 0 | 0 | 0 | 0 | 0 | 0 | 0 | 0 | 0 | 0 | 0 | 0 | 0 |  | 0 | 0 | 0 | 0 | 0 | 0 | 0 | 0 |  |  |  |  | 1 | 0 | 0 | 0 | 0 | 0 | 0 | 0 |  | #VALUE! | 1 | 1 | 1 | 1 | #VALUE! | 0 | 0 | 0 | 0 | 0 | 0 | 0 | 0 | 0 | 0 | 0 | 0 | 0 | 0 | 0 | 0 | 0 | 0 | 0 | 0 | 0 | 0 | 0 | 0 | 0
Wednesday | 3 | 9 | 21 | 1629 | 0 | 0 | 0 | 0 | 0 | 0 | 0 | 0 | 0 | 0 | 0 | 0 | 0 | 0 | 0 | 0 | 0 | 0 | 0 | 0 | 0 |  | 0 | 0 | 0 | 0 | 0 | 0 | 0 | 0 |  |  |  |  | 0 | 1 | 0 | 0 | 0 | 0 | 0 | 0 |  | 1 | #VALUE! | 1 | 1 | 1 | #VALUE! | 0 | 0 | 0 | 0 | 0 | 0 | 0 | 0 | 0 | 0 | 0 | 0 | 0 | 0 | 0 | 0 | 0 | 0 | 0 | 0 | 0 | 0 | 0 | 0 | 0
Wednesday | 3 | 9 | 22 | 1630 | 0 | 0 | 0 | 0 | 0 | 0 | 0 | 0 | 0 | 0 | 0 | 0 | 0 | 0 | 0 | 0 | 0 | 0 | 0 | 0 | 0 |  | 0 | 0 | 0 | 0 | 0 | 0 | 0 | 0 |  |  |  |  | 0 | 1 | 0 | 0 | 0 | 0 | 0 | 0 |  | 1 | #VALUE! | 1 | 1 | 1 | #VALUE! | 0 | 0 | 0 | 0 | 0 | 0 | 0 | 0 | 0 | 0 | 0 | 0 | 0 | 0 | 0 | 0 | 0 | 0 | 0 | 0 | 0 | 0 | 0 | 0 | 0
Wednesday | 3 | 9 | 23 | 1631 | 0 | 0 | 0 | 0 | 0 | 0 | 0 | 0 | 0 | 0 | 0 | 0 | 0 | 0 | 0 | 0 | 0 | 0 | 0 | 0 | 0 |  | 0 | 0 | 0 | 0 | 0 | 0 | 0 | 0 |  |  |  |  | 0 | 0 | 1 | 0 | 0 | 0 | 0 | 0 |  | 1 | 1 | 1 | 1 | 1 | 1 | 0 | 0 | 0 | 0 | 0 | 0 | 0 | 0 | 0 | 0 | 0 | 0 | 0 | 0 | 0 | 0 | 0 | 0 | 0 | 0 | 0 | 0 | 0 | 0 | 0
Wednesday | 3 | 9 | 24 | 1632 | 0 | 0 | 0 | 0 | 0 | 0 | 0 | 0 | 0 | 0 | 0 | 0 | 0 | 0 | 0 | 0 | 0 | 0 | 0 | 0 | 0 |  | 0 | 0 | 0 | 0 | 0 | 0 | 0 | 0 |  |  |  |  | 0 | 0 | 1 | 0 | 0 | 0 | 0 | 0 |  | 1 | 1 | 1 | 1 | 1 | 1 | 0 | 0 | 0 | 0 | 0 | 0 | 0 | 0 | 0 | 0 | 0 | 0 | 0 | 0 | 0 | 0 | 0 | 0 | 0 | 0 | 0 | 0 | 0 | 0 | 0
Thursday | 3 | 10 | 1 | 1633 | 0 | 0 | 0 | 0 | 0 | 0 | 0 | 0 | 0 | 0 | 0 | 0 | 0 | 0 | 0 | 0 | 0 | 0 | 0 | 0 | 0 |  | 0 | 0 | 0 | 0 | 0 | 0 | 0 | 0 |  |  |  |  | 0 | 0 | 1 | 0 | 0 | 0 | 0 | 0 |  | 1 | 1 | 1 | 1 | 1 | 1 | 0 | 0 | 0 | 0 | 0 | 0 | 0 | 0 | 0 | 0 | 0 | 0 | 0 | 0 | 0 | 0 | 0 | 0 | 0 | 0 | 0 | 0 | 0 | 0 | 0
Thursday | 3 | 10 | 2 | 1634 | 0 | 0 | 0 | 0 | 0 | 0 | 0 | 0 | 0 | 0 | 0 | 0 | 0 | 0 | 0 | 0 | 0 | 0 | 0 | 0 | 0 |  | 0 | 0 | 0 | 0 | 0 | 0 | 0 | 0 |  |  |  |  | 0 | 0 | 1 | 0 | 0 | 0 | 0 | 0 |  | 1 | 1 | 1 | 1 | 1 | 1 | 0 | 0 | 0 | 0 | 0 | 0 | 0 | 0 | 0 | 0 | 0 | 0 | 0 | 0 | 0 | 0 | 0 | 0 | 0 | 0 | 0 | 0 | 0 | 0 | 0
Thursday | 3 | 10 | 3 | 1635 | 0 | 0 | 0 | 0 | 0 | 0 | 0 | 0 | 0 | 0 | 0 | 0 | 0 | 0 | 0 | 0 | 0 | 0 | 0 | 0 | 0 |  | 0 | 0 | 0 | 0 | 0 | 0 | 0 | 0 |  |  |  |  | 0 | 0 | 1 | 0 | 0 | 0 | 0 | 0 |  | 1 | 1 | 1 | 1 | 1 | 1 | 0 | 0 | 0 | 0 | 0 | 0 | 0 | 0 | 0 | 0 | 0 | 0 | 0 | 0 | 0 | 0 | 0 | 0 | 0 | 0 | 0 | 0 | 0 | 0 | 0
Thursday | 3 | 10 | 4 | 1636 | 0 | 0 | 0 | 0 | 0 | 0 | 0 | 0 | 0 | 0 | 0 | 0 | 0 | 0 | 0 | 0 | 0 | 0 | 0 | 0 | 0 |  | 0 | 0 | 0 | 0 | 0 | 0 | 0 | 0 |  |  |  |  | 0 | 0 | 1 | 0 | 0 | 0 | 0 | 0 |  | 1 | 1 | 1 | 1 | 1 | 1 | 0 | 0 | 0 | 0 | 0 | 0 | 0 | 0 | 0 | 0 | 0 | 0 | 0 | 0 | 0 | 0 | 0 | 0 | 0 | 0 | 0 | 0 | 0 | 0 | 0
Thursday | 3 | 10 | 5 | 1637 | 0 | 0 | 0 | 0 | 0 | 0 | 0 | 0 | 0 | 0 | 0 | 0 | 0 | 0 | 0 | 0 | 0 | 0 | 0 | 0 | 0 |  | 0 | 0 | 0 | 0 | 0 | 0 | 0 | 0 |  |  |  |  | 0 | 0 | 1 | 0 | 0 | 0 | 0 | 0 |  | 1 | 1 | 1 | 1 | 1 | 1 | 0 | 0 | 0 | 0 | 0 | 0 | 0 | 0 | 0 | 0 | 0 | 0 | 0 | 0 | 0 | 0 | 0 | 0 | 0 | 0 | 0 | 0 | 0 | 0 | 0
Thursday | 3 | 10 | 6 | 1638 | 0 | 0 | 0 | 0 | 0 | 0 | 0 | 0 | 0 | 0 | 0 | 0 | 0 | 0 | 0 | 0 | 0 | 0 | 0 | 0 | 0 |  | 0 | 0 | 0 | 0 | 0 | 0 | 0 | 0 |  |  |  |  | 0 | 0 | 1 | 0 | 0 | 0 | 0 | 0 |  | 1 | 1 | 1 | 1 | 1 | 1 | 0 | 0 | 0 | 0 | 0 | 0 | 0 | 0 | 0 | 0 | 0 | 0 | 0 | 0 | 0 | 0 | 0 | 0 | 0 | 0 | 0 | 0 | 0 | 0 | 0
Thursday | 3 | 10 | 7 | 1639 | 0 | 0 | 0 | 0 | 0 | 0 | 0 | 0 | 0 | 0 | 0 | 0 | 0 | 0 | 0 | 0 | 0 | 0 | 0 | 0 | 0 |  | 0 | 0 | 0 | 0 | 0 | 0 | 0 | 0 |  |  |  |  | 0 | 0 | 1 | 0 | 0 | 0 | 0 | 0 |  | 1 | 1 | 1 | 1 | 1 | 1 | 0 | 0 | 0 | 0 | 0 | 0 | 0 | 0 | 0 | 0 | 0 | 0 | 0 | 0 | 0 | 0 | 0 | 0 | 0 | 0 | 0 | 0 | 0 | 0 | 0
Thursday | 3 | 10 | 8 | 1640 | 0 | 0 | 0 | 0 | 0 | 0 | 0 | 0 | 0 | 0 | 0 | 0 | 0 | 0 | 0 | 0 | 0 | 0 | 0 | 0 | 0 |  | 0 | 0 | 0 | 0 | 0 | 0 | 0 | 0 |  |  |  |  | 1 | 0 | 0 | 0 | 0 | 0 | 0 | 0 |  | #VALUE! | 1 | 1 | 1 | 1 | #VALUE! | 0 | 0 | 0 | 0 | 0 | 0 | 0 | 0 | 0 | 0 | 0 | 0 | 0 | 0 | 0 | 0 | 0 | 0 | 0 | 0 | 0 | 0 | 0 | 0 | 0
Thursday | 3 | 10 | 9 | 1641 | 0 | 0 | 0 | 0 | 0 | 0 | 0 | 0 | 0 | 0 | 0 | 0 | 0 | 0 | 0 | 0 | 0 | 0 | 0 | 0 | 0 |  | 0 | 0 | 0 | 0 | 0 | 0 | 0 | 0 |  |  |  |  | 1 | 0 | 0 | 0 | 0 | 0 | 0 | 0 |  | #VALUE! | 1 | 1 | 1 | 1 | #VALUE! | 0 | 0 | 0 | 0 | 0 | 0 | 0 | 0 | 0 | 0 | 0 | 0 | 0 | 0 | 0 | 0 | 0 | 0 | 0 | 0 | 0 | 0 | 0 | 0 | 0
Thursday | 3 | 10 | 10 | 1642 | 0 | 0 | 0 | 0 | 0 | 0 | 0 | 0 | 0 | 0 | 0 | 0 | 0 | 0 | 0 | 0 | 0 | 0 | 0 | 0 | 0 |  | 0 | 0 | 0 | 0 | 0 | 0 | 0 | 0 |  |  |  |  | 1 | 0 | 0 | 0 | 0 | 0 | 0 | 0 |  | #VALUE! | 1 | 1 | 1 | 1 | #VALUE! | 0 | 0 | 0 | 0 | 0 | 0 | 0 | 0 | 0 | 0 | 0 | 0 | 0 | 0 | 0 | 0 | 0 | 0 | 0 | 0 | 0 | 0 | 0 | 0 | 0
Thursday | 3 | 10 | 11 | 1643 | 0 | 0 | 0 | 0 | 0 | 0 | 0 | 0 | 0 | 0 | 0 | 0 | 0 | 0 | 0 | 0 | 0 | 0 | 0 | 0 | 0 |  | 0 | 0 | 0 | 0 | 0 | 0 | 0 | 0 |  |  |  |  | 1 | 0 | 0 | 0 | 0 | 0 | 0 | 0 |  | #VALUE! | 1 | 1 | 1 | 1 | #VALUE! | 0 | 0 | 0 | 0 | 0 | 0 | 0 | 0 | 0 | 0 | 0 | 0 | 0 | 0 | 0 | 0 | 0 | 0 | 0 | 0 | 0 | 0 | 0 | 0 | 0
Thursday | 3 | 10 | 12 | 1644 | 0 | 0 | 0 | 0 | 0 | 0 | 0 | 0 | 0 | 0 | 0 | 0 | 0 | 0 | 0 | 0 | 0 | 0 | 0 | 0 | 0 |  | 0 | 0 | 0 | 0 | 0 | 0 | 0 | 0 |  |  |  |  | 0 | 1 | 0 | 0 | 0 | 0 | 0 | 0 |  | 1 | #VALUE! | 1 | 1 | 1 | #VALUE! | 0 | 0 | 0 | 0 | 0 | 0 | 0 | 0 | 0 | 0 | 0 | 0 | 0 | 0 | 0 | 0 | 0 | 0 | 0 | 0 | 0 | 0 | 0 | 0 | 0
Thursday | 3 | 10 | 13 | 1645 | 0 | 0 | 0 | 0 | 0 | 0 | 0 | 0 | 0 | 0 | 0 | 0 | 0 | 0 | 0 | 0 | 0 | 0 | 0 | 0 | 0 |  | 0 | 0 | 0 | 0 | 0 | 0 | 0 | 0 |  |  |  |  | 0 | 1 | 0 | 0 | 0 | 0 | 0 | 0 |  | 1 | #VALUE! | 1 | 1 | 1 | #VALUE! | 0 | 0 | 0 | 0 | 0 | 0 | 0 | 0 | 0 | 0 | 0 | 0 | 0 | 0 | 0 | 0 | 0 | 0 | 0 | 0 | 0 | 0 | 0 | 0 | 0
Thursday | 3 | 10 | 14 | 1646 | 0 | 0 | 0 | 0 | 0 | 0 | 0 | 0 | 0 | 0 | 0 | 0 | 0 | 0 | 0 | 0 | 0 | 0 | 0 | 0 | 0 |  | 0 | 0 | 0 | 0 | 0 | 0 | 0 | 0 |  |  |  |  | 0 | 1 | 0 | 0 | 0 | 0 | 0 | 0 |  | 1 | #VALUE! | 1 | 1 | 1 | #VALUE! | 0 | 0 | 0 | 0 | 0 | 0 | 0 | 0 | 0 | 0 | 0 | 0 | 0 | 0 | 0 | 0 | 0 | 0 | 0 | 0 | 0 | 0 | 0 | 0 | 0
Thursday | 3 | 10 | 15 | 1647 | 0 | 0 | 0 | 0 | 0 | 0 | 0 | 0 | 0 | 0 | 0 | 0 | 0 | 0 | 0 | 0 | 0 | 0 | 0 | 0 | 0 |  | 0 | 0 | 0 | 0 | 0 | 0 | 0 | 0 |  |  |  |  | 0 | 1 | 0 | 0 | 0 | 0 | 0 | 0 |  | 1 | #VALUE! | 1 | 1 | 1 | #VALUE! | 0 | 0 | 0 | 0 | 0 | 0 | 0 | 0 | 0 | 0 | 0 | 0 | 0 | 0 | 0 | 0 | 0 | 0 | 0 | 0 | 0 | 0 | 0 | 0 | 0
Thursday | 3 | 10 | 16 | 1648 | 0 | 0 | 0 | 0 | 0 | 0 | 0 | 0 | 0 | 0 | 0 | 0 | 0 | 0 | 0 | 0 | 0 | 0 | 0 | 0 | 0 |  | 0 | 0 | 0 | 0 | 0 | 0 | 0 | 0 |  |  |  |  | 0 | 1 | 0 | 0 | 0 | 0 | 0 | 0 |  | 1 | #VALUE! | 1 | 1 | 1 | #VALUE! | 0 | 0 | 0 | 0 | 0 | 0 | 0 | 0 | 0 | 0 | 0 | 0 | 0 | 0 | 0 | 0 | 0 | 0 | 0 | 0 | 0 | 0 | 0 | 0 | 0
Thursday | 3 | 10 | 17 | 1649 | 0 | 0 | 0 | 0 | 0 | 0 | 0 | 0 | 0 | 0 | 0 | 0 | 0 | 0 | 0 | 0 | 0 | 0 | 0 | 0 | 0 |  | 0 | 0 | 0 | 0 | 0 | 0 | 0 | 0 |  |  |  |  | 0 | 1 | 0 | 0 | 0 | 0 | 0 | 0 |  | 1 | #VALUE! | 1 | 1 | 1 | #VALUE! | 0 | 0 | 0 | 0 | 0 | 0 | 0 | 0 | 0 | 0 | 0 | 0 | 0 | 0 | 0 | 0 | 0 | 0 | 0 | 0 | 0 | 0 | 0 | 0 | 0
Thursday | 3 | 10 | 18 | 1650 | 0 | 0 | 0 | 0 | 0 | 0 | 0 | 0 | 0 | 0 | 0 | 0 | 0 | 0 | 0 | 0 | 0 | 0 | 0 | 0 | 0 |  | 0 | 0 | 0 | 0 | 0 | 0 | 0 | 0 |  |  |  |  | 1 | 0 | 0 | 0 | 0 | 0 | 0 | 0 |  | #VALUE! | 1 | 1 | 1 | 1 | #VALUE! | 0 | 0 | 0 | 0 | 0 | 0 | 0 | 0 | 0 | 0 | 0 | 0 | 0 | 0 | 0 | 0 | 0 | 0 | 0 | 0 | 0 | 0 | 0 | 0 | 0
Thursday | 3 | 10 | 19 | 1651 | 0 | 0 | 0 | 0 | 0 | 0 | 0 | 0 | 0 | 0 | 0 | 0 | 0 | 0 | 0 | 0 | 0 | 0 | 0 | 0 | 0 |  | 0 | 0 | 0 | 0 | 0 | 0 | 0 | 0 |  |  |  |  | 1 | 0 | 0 | 0 | 0 | 0 | 0 | 0 |  | #VALUE! | 1 | 1 | 1 | 1 | #VALUE! | 0 | 0 | 0 | 0 | 0 | 0 | 0 | 0 | 0 | 0 | 0 | 0 | 0 | 0 | 0 | 0 | 0 | 0 | 0 | 0 | 0 | 0 | 0 | 0 | 0
Thursday | 3 | 10 | 20 | 1652 | 0 | 0 | 0 | 0 | 0 | 0 | 0 | 0 | 0 | 0 | 0 | 0 | 0 | 0 | 0 | 0 | 0 | 0 | 0 | 0 | 0 |  | 0 | 0 | 0 | 0 | 0 | 0 | 0 | 0 |  |  |  |  | 1 | 0 | 0 | 0 | 0 | 0 | 0 | 0 |  | #VALUE! | 1 | 1 | 1 | 1 | #VALUE! | 0 | 0 | 0 | 0 | 0 | 0 | 0 | 0 | 0 | 0 | 0 | 0 | 0 | 0 | 0 | 0 | 0 | 0 | 0 | 0 | 0 | 0 | 0 | 0 | 0
Thursday | 3 | 10 | 21 | 1653 | 0 | 0 | 0 | 0 | 0 | 0 | 0 | 0 | 0 | 0 | 0 | 0 | 0 | 0 | 0 | 0 | 0 | 0 | 0 | 0 | 0 |  | 0 | 0 | 0 | 0 | 0 | 0 | 0 | 0 |  |  |  |  | 0 | 1 | 0 | 0 | 0 | 0 | 0 | 0 |  | 1 | #VALUE! | 1 | 1 | 1 | #VALUE! | 0 | 0 | 0 | 0 | 0 | 0 | 0 | 0 | 0 | 0 | 0 | 0 | 0 | 0 | 0 | 0 | 0 | 0 | 0 | 0 | 0 | 0 | 0 | 0 | 0
Thursday | 3 | 10 | 22 | 1654 | 0 | 0 | 0 | 0 | 0 | 0 | 0 | 0 | 0 | 0 | 0 | 0 | 0 | 0 | 0 | 0 | 0 | 0 | 0 | 0 | 0 |  | 0 | 0 | 0 | 0 | 0 | 0 | 0 | 0 |  |  |  |  | 0 | 1 | 0 | 0 | 0 | 0 | 0 | 0 |  | 1 | #VALUE! | 1 | 1 | 1 | #VALUE! | 0 | 0 | 0 | 0 | 0 | 0 | 0 | 0 | 0 | 0 | 0 | 0 | 0 | 0 | 0 | 0 | 0 | 0 | 0 | 0 | 0 | 0 | 0 | 0 | 0
Thursday | 3 | 10 | 23 | 1655 | 0 | 0 | 0 | 0 | 0 | 0 | 0 | 0 | 0 | 0 | 0 | 0 | 0 | 0 | 0 | 0 | 0 | 0 | 0 | 0 | 0 |  | 0 | 0 | 0 | 0 | 0 | 0 | 0 | 0 |  |  |  |  | 0 | 0 | 1 | 0 | 0 | 0 | 0 | 0 |  | 1 | 1 | 1 | 1 | 1 | 1 | 0 | 0 | 0 | 0 | 0 | 0 | 0 | 0 | 0 | 0 | 0 | 0 | 0 | 0 | 0 | 0 | 0 | 0 | 0 | 0 | 0 | 0 | 0 | 0 | 0
Thursday | 3 | 10 | 24 | 1656 | 0 | 0 | 0 | 0 | 0 | 0 | 0 | 0 | 0 | 0 | 0 | 0 | 0 | 0 | 0 | 0 | 0 | 0 | 0 | 0 | 0 |  | 0 | 0 | 0 | 0 | 0 | 0 | 0 | 0 |  |  |  |  | 0 | 0 | 1 | 0 | 0 | 0 | 0 | 0 |  | 1 | 1 | 1 | 1 | 1 | 1 | 0 | 0 | 0 | 0 | 0 | 0 | 0 | 0 | 0 | 0 | 0 | 0 | 0 | 0 | 0 | 0 | 0 | 0 | 0 | 0 | 0 | 0 | 0 | 0 | 0
Friday | 3 | 11 | 1 | 1657 | 0 | 0 | 0 | 0 | 0 | 0 | 0 | 0 | 0 | 0 | 0 | 0 | 0 | 0 | 0 | 0 | 0 | 0 | 0 | 0 | 0 |  | 0 | 0 | 0 | 0 | 0 | 0 | 0 | 0 |  |  |  |  | 0 | 0 | 1 | 0 | 0 | 0 | 0 | 0 |  | 1 | 1 | 1 | 1 | 1 | 1 | 0 | 0 | 0 | 0 | 0 | 0 | 0 | 0 | 0 | 0 | 0 | 0 | 0 | 0 | 0 | 0 | 0 | 0 | 0 | 0 | 0 | 0 | 0 | 0 | 0
Friday | 3 | 11 | 2 | 1658 | 0 | 0 | 0 | 0 | 0 | 0 | 0 | 0 | 0 | 0 | 0 | 0 | 0 | 0 | 0 | 0 | 0 | 0 | 0 | 0 | 0 |  | 0 | 0 | 0 | 0 | 0 | 0 | 0 | 0 |  |  |  |  | 0 | 0 | 1 | 0 | 0 | 0 | 0 | 0 |  | 1 | 1 | 1 | 1 | 1 | 1 | 0 | 0 | 0 | 0 | 0 | 0 | 0 | 0 | 0 | 0 | 0 | 0 | 0 | 0 | 0 | 0 | 0 | 0 | 0 | 0 | 0 | 0 | 0 | 0 | 0
Friday | 3 | 11 | 3 | 1659 | 0 | 0 | 0 | 0 | 0 | 0 | 0 | 0 | 0 | 0 | 0 | 0 | 0 | 0 | 0 | 0 | 0 | 0 | 0 | 0 | 0 |  | 0 | 0 | 0 | 0 | 0 | 0 | 0 | 0 |  |  |  |  | 0 | 0 | 1 | 0 | 0 | 0 | 0 | 0 |  | 1 | 1 | 1 | 1 | 1 | 1 | 0 | 0 | 0 | 0 | 0 | 0 | 0 | 0 | 0 | 0 | 0 | 0 | 0 | 0 | 0 | 0 | 0 | 0 | 0 | 0 | 0 | 0 | 0 | 0 | 0
Friday | 3 | 11 | 4 | 1660 | 0 | 0 | 0 | 0 | 0 | 0 | 0 | 0 | 0 | 0 | 0 | 0 | 0 | 0 | 0 | 0 | 0 | 0 | 0 | 0 | 0 |  | 0 | 0 | 0 | 0 | 0 | 0 | 0 | 0 |  |  |  |  | 0 | 0 | 1 | 0 | 0 | 0 | 0 | 0 |  | 1 | 1 | 1 | 1 | 1 | 1 | 0 | 0 | 0 | 0 | 0 | 0 | 0 | 0 | 0 | 0 | 0 | 0 | 0 | 0 | 0 | 0 | 0 | 0 | 0 | 0 | 0 | 0 | 0 | 0 | 0
Friday | 3 | 11 | 5 | 1661 | 0 | 0 | 0 | 0 | 0 | 0 | 0 | 0 | 0 | 0 | 0 | 0 | 0 | 0 | 0 | 0 | 0 | 0 | 0 | 0 | 0 |  | 0 | 0 | 0 | 0 | 0 | 0 | 0 | 0 |  |  |  |  | 0 | 0 | 1 | 0 | 0 | 0 | 0 | 0 |  | 1 | 1 | 1 | 1 | 1 | 1 | 0 | 0 | 0 | 0 | 0 | 0 | 0 | 0 | 0 | 0 | 0 | 0 | 0 | 0 | 0 | 0 | 0 | 0 | 0 | 0 | 0 | 0 | 0 | 0 | 0
Friday | 3 | 11 | 6 | 1662 | 0 | 0 | 0 | 0 | 0 | 0 | 0 | 0 | 0 | 0 | 0 | 0 | 0 | 0 | 0 | 0 | 0 | 0 | 0 | 0 | 0 |  | 0 | 0 | 0 | 0 | 0 | 0 | 0 | 0 |  |  |  |  | 0 | 0 | 1 | 0 | 0 | 0 | 0 | 0 |  | 1 | 1 | 1 | 1 | 1 | 1 | 0 | 0 | 0 | 0 | 0 | 0 | 0 | 0 | 0 | 0 | 0 | 0 | 0 | 0 | 0 | 0 | 0 | 0 | 0 | 0 | 0 | 0 | 0 | 0 | 0
Friday | 3 | 11 | 7 | 1663 | 0 | 0 | 0 | 0 | 0 | 0 | 0 | 0 | 0 | 0 | 0 | 0 | 0 | 0 | 0 | 0 | 0 | 0 | 0 | 0 | 0 |  | 0 | 0 | 0 | 0 | 0 | 0 | 0 | 0 |  |  |  |  | 0 | 0 | 1 | 0 | 0 | 0 | 0 | 0 |  | 1 | 1 | 1 | 1 | 1 | 1 | 0 | 0 | 0 | 0 | 0 | 0 | 0 | 0 | 0 | 0 | 0 | 0 | 0 | 0 | 0 | 0 | 0 | 0 | 0 | 0 | 0 | 0 | 0 | 0 | 0
Friday | 3 | 11 | 8 | 1664 | 0 | 0 | 0 | 0 | 0 | 0 | 0 | 0 | 0 | 0 | 0 | 0 | 0 | 0 | 0 | 0 | 0 | 0 | 0 | 0 | 0 |  | 0 | 0 | 0 | 0 | 0 | 0 | 0 | 0 |  |  |  |  | 1 | 0 | 0 | 0 | 0 | 0 | 0 | 0 |  | #VALUE! | 1 | 1 | 1 | 1 | #VALUE! | 0 | 0 | 0 | 0 | 0 | 0 | 0 | 0 | 0 | 0 | 0 | 0 | 0 | 0 | 0 | 0 | 0 | 0 | 0 | 0 | 0 | 0 | 0 | 0 | 0
Friday | 3 | 11 | 9 | 1665 | 0 | 0 | 0 | 0 | 0 | 0 | 0 | 0 | 0 | 0 | 0 | 0 | 0 | 0 | 0 | 0 | 0 | 0 | 0 | 0 | 0 |  | 0 | 0 | 0 | 0 | 0 | 0 | 0 | 0 |  |  |  |  | 1 | 0 | 0 | 0 | 0 | 0 | 0 | 0 |  | #VALUE! | 1 | 1 | 1 | 1 | #VALUE! | 0 | 0 | 0 | 0 | 0 | 0 | 0 | 0 | 0 | 0 | 0 | 0 | 0 | 0 | 0 | 0 | 0 | 0 | 0 | 0 | 0 | 0 | 0 | 0 | 0
Friday | 3 | 11 | 10 | 1666 | 0 | 0 | 0 | 0 | 0 | 0 | 0 | 0 | 0 | 0 | 0 | 0 | 0 | 0 | 0 | 0 | 0 | 0 | 0 | 0 | 0 |  | 0 | 0 | 0 | 0 | 0 | 0 | 0 | 0 |  |  |  |  | 1 | 0 | 0 | 0 | 0 | 0 | 0 | 0 |  | #VALUE! | 1 | 1 | 1 | 1 | #VALUE! | 0 | 0 | 0 | 0 | 0 | 0 | 0 | 0 | 0 | 0 | 0 | 0 | 0 | 0 | 0 | 0 | 0 | 0 | 0 | 0 | 0 | 0 | 0 | 0 | 0
Friday | 3 | 11 | 11 | 1667 | 0 | 0 | 0 | 0 | 0 | 0 | 0 | 0 | 0 | 0 | 0 | 0 | 0 | 0 | 0 | 0 | 0 | 0 | 0 | 0 | 0 |  | 0 | 0 | 0 | 0 | 0 | 0 | 0 | 0 |  |  |  |  | 1 | 0 | 0 | 0 | 0 | 0 | 0 | 0 |  | #VALUE! | 1 | 1 | 1 | 1 | #VALUE! | 0 | 0 | 0 | 0 | 0 | 0 | 0 | 0 | 0 | 0 | 0 | 0 | 0 | 0 | 0 | 0 | 0 | 0 | 0 | 0 | 0 | 0 | 0 | 0 | 0
Friday | 3 | 11 | 12 | 1668 | 0 | 0 | 0 | 0 | 0 | 0 | 0 | 0 | 0 | 0 | 0 | 0 | 0 | 0 | 0 | 0 | 0 | 0 | 0 | 0 | 0 |  | 0 | 0 | 0 | 0 | 0 | 0 | 0 | 0 |  |  |  |  | 0 | 1 | 0 | 0 | 0 | 0 | 0 | 0 |  | 1 | #VALUE! | 1 | 1 | 1 | #VALUE! | 0 | 0 | 0 | 0 | 0 | 0 | 0 | 0 | 0 | 0 | 0 | 0 | 0 | 0 | 0 | 0 | 0 | 0 | 0 | 0 | 0 | 0 | 0 | 0 | 0
Friday | 3 | 11 | 13 | 1669 | 0 | 0 | 0 | 0 | 0 | 0 | 0 | 0 | 0 | 0 | 0 | 0 | 0 | 0 | 0 | 0 | 0 | 0 | 0 | 0 | 0 |  | 0 | 0 | 0 | 0 | 0 | 0 | 0 | 0 |  |  |  |  | 0 | 1 | 0 | 0 | 0 | 0 | 0 | 0 |  | 1 | #VALUE! | 1 | 1 | 1 | #VALUE! | 0 | 0 | 0 | 0 | 0 | 0 | 0 | 0 | 0 | 0 | 0 | 0 | 0 | 0 | 0 | 0 | 0 | 0 | 0 | 0 | 0 | 0 | 0 | 0 | 0
Friday | 3 | 11 | 14 | 1670 | 0 | 0 | 0 | 0 | 0 | 0 | 0 | 0 | 0 | 0 | 0 | 0 | 0 | 0 | 0 | 0 | 0 | 0 | 0 | 0 | 0 |  | 0 | 0 | 0 | 0 | 0 | 0 | 0 | 0 |  |  |  |  | 0 | 1 | 0 | 0 | 0 | 0 | 0 | 0 |  | 1 | #VALUE! | 1 | 1 | 1 | #VALUE! | 0 | 0 | 0 | 0 | 0 | 0 | 0 | 0 | 0 | 0 | 0 | 0 | 0 | 0 | 0 | 0 | 0 | 0 | 0 | 0 | 0 | 0 | 0 | 0 | 0
Friday | 3 | 11 | 15 | 1671 | 0 | 0 | 0 | 0 | 0 | 0 | 0 | 0 | 0 | 0 | 0 | 0 | 0 | 0 | 0 | 0 | 0 | 0 | 0 | 0 | 0 |  | 0 | 0 | 0 | 0 | 0 | 0 | 0 | 0 |  |  |  |  | 0 | 1 | 0 | 0 | 0 | 0 | 0 | 0 |  | 1 | #VALUE! | 1 | 1 | 1 | #VALUE! | 0 | 0 | 0 | 0 | 0 | 0 | 0 | 0 | 0 | 0 | 0 | 0 | 0 | 0 | 0 | 0 | 0 | 0 | 0 | 0 | 0 | 0 | 0 | 0 | 0
Friday | 3 | 11 | 16 | 1672 | 0 | 0 | 0 | 0 | 0 | 0 | 0 | 0 | 0 | 0 | 0 | 0 | 0 | 0 | 0 | 0 | 0 | 0 | 0 | 0 | 0 |  | 0 | 0 | 0 | 0 | 0 | 0 | 0 | 0 |  |  |  |  | 0 | 1 | 0 | 0 | 0 | 0 | 0 | 0 |  | 1 | #VALUE! | 1 | 1 | 1 | #VALUE! | 0 | 0 | 0 | 0 | 0 | 0 | 0 | 0 | 0 | 0 | 0 | 0 | 0 | 0 | 0 | 0 | 0 | 0 | 0 | 0 | 0 | 0 | 0 | 0 | 0
Friday | 3 | 11 | 17 | 1673 | 0 | 0 | 0 | 0 | 0 | 0 | 0 | 0 | 0 | 0 | 0 | 0 | 0 | 0 | 0 | 0 | 0 | 0 | 0 | 0 | 0 |  | 0 | 0 | 0 | 0 | 0 | 0 | 0 | 0 |  |  |  |  | 0 | 1 | 0 | 0 | 0 | 0 | 0 | 0 |  | 1 | #VALUE! | 1 | 1 | 1 | #VALUE! | 0 | 0 | 0 | 0 | 0 | 0 | 0 | 0 | 0 | 0 | 0 | 0 | 0 | 0 | 0 | 0 | 0 | 0 | 0 | 0 | 0 | 0 | 0 | 0 | 0
Friday | 3 | 11 | 18 | 1674 | 0 | 0 | 0 | 0 | 0 | 0 | 0 | 0 | 0 | 0 | 0 | 0 | 0 | 0 | 0 | 0 | 0 | 0 | 0 | 0 | 0 |  | 0 | 0 | 0 | 0 | 0 | 0 | 0 | 0 |  |  |  |  | 1 | 0 | 0 | 0 | 0 | 0 | 0 | 0 |  | #VALUE! | 1 | 1 | 1 | 1 | #VALUE! | 0 | 0 | 0 | 0 | 0 | 0 | 0 | 0 | 0 | 0 | 0 | 0 | 0 | 0 | 0 | 0 | 0 | 0 | 0 | 0 | 0 | 0 | 0 | 0 | 0
Friday | 3 | 11 | 19 | 1675 | 0 | 0 | 0 | 0 | 0 | 0 | 0 | 0 | 0 | 0 | 0 | 0 | 0 | 0 | 0 | 0 | 0 | 0 | 0 | 0 | 0 |  | 0 | 0 | 0 | 0 | 0 | 0 | 0 | 0 |  |  |  |  | 1 | 0 | 0 | 0 | 0 | 0 | 0 | 0 |  | #VALUE! | 1 | 1 | 1 | 1 | #VALUE! | 0 | 0 | 0 | 0 | 0 | 0 | 0 | 0 | 0 | 0 | 0 | 0 | 0 | 0 | 0 | 0 | 0 | 0 | 0 | 0 | 0 | 0 | 0 | 0 | 0
Friday | 3 | 11 | 20 | 1676 | 0 | 0 | 0 | 0 | 0 | 0 | 0 | 0 | 0 | 0 | 0 | 0 | 0 | 0 | 0 | 0 | 0 | 0 | 0 | 0 | 0 |  | 0 | 0 | 0 | 0 | 0 | 0 | 0 | 0 |  |  |  |  | 1 | 0 | 0 | 0 | 0 | 0 | 0 | 0 |  | #VALUE! | 1 | 1 | 1 | 1 | #VALUE! | 0 | 0 | 0 | 0 | 0 | 0 | 0 | 0 | 0 | 0 | 0 | 0 | 0 | 0 | 0 | 0 | 0 | 0 | 0 | 0 | 0 | 0 | 0 | 0 | 0
Friday | 3 | 11 | 21 | 1677 | 0 | 0 | 0 | 0 | 0 | 0 | 0 | 0 | 0 | 0 | 0 | 0 | 0 | 0 | 0 | 0 | 0 | 0 | 0 | 0 | 0 |  | 0 | 0 | 0 | 0 | 0 | 0 | 0 | 0 |  |  |  |  | 0 | 1 | 0 | 0 | 0 | 0 | 0 | 0 |  | 1 | #VALUE! | 1 | 1 | 1 | #VALUE! | 0 | 0 | 0 | 0 | 0 | 0 | 0 | 0 | 0 | 0 | 0 | 0 | 0 | 0 | 0 | 0 | 0 | 0 | 0 | 0 | 0 | 0 | 0 | 0 | 0
Friday | 3 | 11 | 22 | 1678 | 0 | 0 | 0 | 0 | 0 | 0 | 0 | 0 | 0 | 0 | 0 | 0 | 0 | 0 | 0 | 0 | 0 | 0 | 0 | 0 | 0 |  | 0 | 0 | 0 | 0 | 0 | 0 | 0 | 0 |  |  |  |  | 0 | 1 | 0 | 0 | 0 | 0 | 0 | 0 |  | 1 | #VALUE! | 1 | 1 | 1 | #VALUE! | 0 | 0 | 0 | 0 | 0 | 0 | 0 | 0 | 0 | 0 | 0 | 0 | 0 | 0 | 0 | 0 | 0 | 0 | 0 | 0 | 0 | 0 | 0 | 0 | 0
Friday | 3 | 11 | 23 | 1679 | 0 | 0 | 0 | 0 | 0 | 0 | 0 | 0 | 0 | 0 | 0 | 0 | 0 | 0 | 0 | 0 | 0 | 0 | 0 | 0 | 0 |  | 0 | 0 | 0 | 0 | 0 | 0 | 0 | 0 |  |  |  |  | 0 | 0 | 1 | 0 | 0 | 0 | 0 | 0 |  | 1 | 1 | 1 | 1 | 1 | 1 | 0 | 0 | 0 | 0 | 0 | 0 | 0 | 0 | 0 | 0 | 0 | 0 | 0 | 0 | 0 | 0 | 0 | 0 | 0 | 0 | 0 | 0 | 0 | 0 | 0
Friday | 3 | 11 | 24 | 1680 | 0 | 0 | 0 | 0 | 0 | 0 | 0 | 0 | 0 | 0 | 0 | 0 | 0 | 0 | 0 | 0 | 0 | 0 | 0 | 0 | 0 |  | 0 | 0 | 0 | 0 | 0 | 0 | 0 | 0 |  |  |  |  | 0 | 0 | 1 | 0 | 0 | 0 | 0 | 0 |  | 1 | 1 | 1 | 1 | 1 | 1 | 0 | 0 | 0 | 0 | 0 | 0 | 0 | 0 | 0 | 0 | 0 | 0 | 0 | 0 | 0 | 0 | 0 | 0 | 0 | 0 | 0 | 0 | 0 | 0 | 0
Saturday | 3 | 12 | 1 | 1681 | 0 | 0 | 0 | 0 | 0 | 0 | 0 | 0 | 0 | 0 | 0 | 0 | 0 | 0 | 0 | 0 | 0 | 0 | 0 | 0 | 0 |  | 0 | 0 | 0 | 0 | 0 | 0 | 0 | 0 |  |  |  |  | 0 | 0 | 1 | 0 | 0 | 0 | 0 | 0 |  | 1 | 1 | 1 | 1 | 1 | 1 | 0 | 0 | 0 | 0 | 0 | 0 | 0 | 0 | 0 | 0 | 0 | 0 | 0 | 0 | 0 | 0 | 0 | 0 | 0 | 0 | 0 | 0 | 0 | 0 | 0
Saturday | 3 | 12 | 2 | 1682 | 0 | 0 | 0 | 0 | 0 | 0 | 0 | 0 | 0 | 0 | 0 | 0 | 0 | 0 | 0 | 0 | 0 | 0 | 0 | 0 | 0 |  | 0 | 0 | 0 | 0 | 0 | 0 | 0 | 0 |  |  |  |  | 0 | 0 | 1 | 0 | 0 | 0 | 0 | 0 |  | 1 | 1 | 1 | 1 | 1 | 1 | 0 | 0 | 0 | 0 | 0 | 0 | 0 | 0 | 0 | 0 | 0 | 0 | 0 | 0 | 0 | 0 | 0 | 0 | 0 | 0 | 0 | 0 | 0 | 0 | 0
Saturday | 3 | 12 | 3 | 1683 | 0 | 0 | 0 | 0 | 0 | 0 | 0 | 0 | 0 | 0 | 0 | 0 | 0 | 0 | 0 | 0 | 0 | 0 | 0 | 0 | 0 |  | 0 | 0 | 0 | 0 | 0 | 0 | 0 | 0 |  |  |  |  | 0 | 0 | 1 | 0 | 0 | 0 | 0 | 0 |  | 1 | 1 | 1 | 1 | 1 | 1 | 0 | 0 | 0 | 0 | 0 | 0 | 0 | 0 | 0 | 0 | 0 | 0 | 0 | 0 | 0 | 0 | 0 | 0 | 0 | 0 | 0 | 0 | 0 | 0 | 0
Saturday | 3 | 12 | 4 | 1684 | 0 | 0 | 0 | 0 | 0 | 0 | 0 | 0 | 0 | 0 | 0 | 0 | 0 | 0 | 0 | 0 | 0 | 0 | 0 | 0 | 0 |  | 0 | 0 | 0 | 0 | 0 | 0 | 0 | 0 |  |  |  |  | 0 | 0 | 1 | 0 | 0 | 0 | 0 | 0 |  | 1 | 1 | 1 | 1 | 1 | 1 | 0 | 0 | 0 | 0 | 0 | 0 | 0 | 0 | 0 | 0 | 0 | 0 | 0 | 0 | 0 | 0 | 0 | 0 | 0 | 0 | 0 | 0 | 0 | 0 | 0
Saturday | 3 | 12 | 5 | 1685 | 0 | 0 | 0 | 0 | 0 | 0 | 0 | 0 | 0 | 0 | 0 | 0 | 0 | 0 | 0 | 0 | 0 | 0 | 0 | 0 | 0 |  | 0 | 0 | 0 | 0 | 0 | 0 | 0 | 0 |  |  |  |  | 0 | 0 | 1 | 0 | 0 | 0 | 0 | 0 |  | 1 | 1 | 1 | 1 | 1 | 1 | 0 | 0 | 0 | 0 | 0 | 0 | 0 | 0 | 0 | 0 | 0 | 0 | 0 | 0 | 0 | 0 | 0 | 0 | 0 | 0 | 0 | 0 | 0 | 0 | 0
Saturday | 3 | 12 | 6 | 1686 | 0 | 0 | 0 | 0 | 0 | 0 | 0 | 0 | 0 | 0 | 0 | 0 | 0 | 0 | 0 | 0 | 0 | 0 | 0 | 0 | 0 |  | 0 | 0 | 0 | 0 | 0 | 0 | 0 | 0 |  |  |  |  | 0 | 0 | 1 | 0 | 0 | 0 | 0 | 0 |  | 1 | 1 | 1 | 1 | 1 | 1 | 0 | 0 | 0 | 0 | 0 | 0 | 0 | 0 | 0 | 0 | 0 | 0 | 0 | 0 | 0 | 0 | 0 | 0 | 0 | 0 | 0 | 0 | 0 | 0 | 0
Saturday | 3 | 12 | 7 | 1687 | 0 | 0 | 0 | 0 | 0 | 0 | 0 | 0 | 0 | 0 | 0 | 0 | 0 | 0 | 0 | 0 | 0 | 0 | 0 | 0 | 0 |  | 0 | 0 | 0 | 0 | 0 | 0 | 0 | 0 |  |  |  |  | 0 | 0 | 1 | 0 | 0 | 0 | 0 | 0 |  | 1 | 1 | 1 | 1 | 1 | 1 | 0 | 0 | 0 | 0 | 0 | 0 | 0 | 0 | 0 | 0 | 0 | 0 | 0 | 0 | 0 | 0 | 0 | 0 | 0 | 0 | 0 | 0 | 0 | 0 | 0
Saturday | 3 | 12 | 8 | 1688 | 0 | 0 | 0 | 0 | 0 | 0 | 0 | 0 | 0 | 0 | 0 | 0 | 0 | 0 | 0 | 0 | 0 | 0 | 0 | 0 | 0 |  | 0 | 0 | 0 | 0 | 0 | 0 | 0 | 0 |  |  |  |  | 0 | 0 | 1 | 0 | 0 | 0 | 0 | 0 |  | 1 | 1 | 1 | 1 | 1 | 1 | 0 | 0 | 0 | 0 | 0 | 0 | 0 | 0 | 0 | 0 | 0 | 0 | 0 | 0 | 0 | 0 | 0 | 0 | 0 | 0 | 0 | 0 | 0 | 0 | 0
Saturday | 3 | 12 | 9 | 1689 | 0 | 0 | 0 | 0 | 0 | 0 | 0 | 0 | 0 | 0 | 0 | 0 | 0 | 0 | 0 | 0 | 0 | 0 | 0 | 0 | 0 |  | 0 | 0 | 0 | 0 | 0 | 0 | 0 | 0 |  |  |  |  | 0 | 0 | 1 | 0 | 0 | 0 | 0 | 0 |  | 1 | 1 | 1 | 1 | 1 | 1 | 0 | 0 | 0 | 0 | 0 | 0 | 0 | 0 | 0 | 0 | 0 | 0 | 0 | 0 | 0 | 0 | 0 | 0 | 0 | 0 | 0 | 0 | 0 | 0 | 0
Saturday | 3 | 12 | 10 | 1690 | 0 | 0 | 0 | 0 | 0 | 0 | 0 | 0 | 0 | 0 | 0 | 0 | 0 | 0 | 0 | 0 | 0 | 0 | 0 | 0 | 0 |  | 0 | 0 | 0 | 0 | 0 | 0 | 0 | 0 |  |  |  |  | 0 | 0 | 1 | 0 | 0 | 0 | 0 | 0 |  | 1 | 1 | 1 | 1 | 1 | 1 | 0 | 0 | 0 | 0 | 0 | 0 | 0 | 0 | 0 | 0 | 0 | 0 | 0 | 0 | 0 | 0 | 0 | 0 | 0 | 0 | 0 | 0 | 0 | 0 | 0
Saturday | 3 | 12 | 11 | 1691 | 0 | 0 | 0 | 0 | 0 | 0 | 0 | 0 | 0 | 0 | 0 | 0 | 0 | 0 | 0 | 0 | 0 | 0 | 0 | 0 | 0 |  | 0 | 0 | 0 | 0 | 0 | 0 | 0 | 0 |  |  |  |  | 0 | 0 | 1 | 0 | 0 | 0 | 0 | 0 |  | 1 | 1 | 1 | 1 | 1 | 1 | 0 | 0 | 0 | 0 | 0 | 0 | 0 | 0 | 0 | 0 | 0 | 0 | 0 | 0 | 0 | 0 | 0 | 0 | 0 | 0 | 0 | 0 | 0 | 0 | 0
Saturday | 3 | 12 | 12 | 1692 | 0 | 0 | 0 | 0 | 0 | 0 | 0 | 0 | 0 | 0 | 0 | 0 | 0 | 0 | 0 | 0 | 0 | 0 | 0 | 0 | 0 |  | 0 | 0 | 0 | 0 | 0 | 0 | 0 | 0 |  |  |  |  | 0 | 0 | 1 | 0 | 0 | 0 | 0 | 0 |  | 1 | 1 | 1 | 1 | 1 | 1 | 0 | 0 | 0 | 0 | 0 | 0 | 0 | 0 | 0 | 0 | 0 | 0 | 0 | 0 | 0 | 0 | 0 | 0 | 0 | 0 | 0 | 0 | 0 | 0 | 0
Saturday | 3 | 12 | 13 | 1693 | 0 | 0 | 0 | 0 | 0 | 0 | 0 | 0 | 0 | 0 | 0 | 0 | 0 | 0 | 0 | 0 | 0 | 0 | 0 | 0 | 0 |  | 0 | 0 | 0 | 0 | 0 | 0 | 0 | 0 |  |  |  |  | 0 | 0 | 1 | 0 | 0 | 0 | 0 | 0 |  | 1 | 1 | 1 | 1 | 1 | 1 | 0 | 0 | 0 | 0 | 0 | 0 | 0 | 0 | 0 | 0 | 0 | 0 | 0 | 0 | 0 | 0 | 0 | 0 | 0 | 0 | 0 | 0 | 0 | 0 | 0
Saturday | 3 | 12 | 14 | 1694 | 0 | 0 | 0 | 0 | 0 | 0 | 0 | 0 | 0 | 0 | 0 | 0 | 0 | 0 | 0 | 0 | 0 | 0 | 0 | 0 | 0 |  | 0 | 0 | 0 | 0 | 0 | 0 | 0 | 0 |  |  |  |  | 0 | 0 | 1 | 0 | 0 | 0 | 0 | 0 |  | 1 | 1 | 1 | 1 | 1 | 1 | 0 | 0 | 0 | 0 | 0 | 0 | 0 | 0 | 0 | 0 | 0 | 0 | 0 | 0 | 0 | 0 | 0 | 0 | 0 | 0 | 0 | 0 | 0 | 0 | 0
Saturday | 3 | 12 | 15 | 1695 | 0 | 0 | 0 | 0 | 0 | 0 | 0 | 0 | 0 | 0 | 0 | 0 | 0 | 0 | 0 | 0 | 0 | 0 | 0 | 0 | 0 |  | 0 | 0 | 0 | 0 | 0 | 0 | 0 | 0 |  |  |  |  | 0 | 0 | 1 | 0 | 0 | 0 | 0 | 0 |  | 1 | 1 | 1 | 1 | 1 | 1 | 0 | 0 | 0 | 0 | 0 | 0 | 0 | 0 | 0 | 0 | 0 | 0 | 0 | 0 | 0 | 0 | 0 | 0 | 0 | 0 | 0 | 0 | 0 | 0 | 0
Saturday | 3 | 12 | 16 | 1696 | 0 | 0 | 0 | 0 | 0 | 0 | 0 | 0 | 0 | 0 | 0 | 0 | 0 | 0 | 0 | 0 | 0 | 0 | 0 | 0 | 0 |  | 0 | 0 | 0 | 0 | 0 | 0 | 0 | 0 |  |  |  |  | 0 | 0 | 1 | 0 | 0 | 0 | 0 | 0 |  | 1 | 1 | 1 | 1 | 1 | 1 | 0 | 0 | 0 | 0 | 0 | 0 | 0 | 0 | 0 | 0 | 0 | 0 | 0 | 0 | 0 | 0 | 0 | 0 | 0 | 0 | 0 | 0 | 0 | 0 | 0
Saturday | 3 | 12 | 17 | 1697 | 0 | 0 | 0 | 0 | 0 | 0 | 0 | 0 | 0 | 0 | 0 | 0 | 0 | 0 | 0 | 0 | 0 | 0 | 0 | 0 | 0 |  | 0 | 0 | 0 | 0 | 0 | 0 | 0 | 0 |  |  |  |  | 0 | 0 | 1 | 0 | 0 | 0 | 0 | 0 |  | 1 | 1 | 1 | 1 | 1 | 1 | 0 | 0 | 0 | 0 | 0 | 0 | 0 | 0 | 0 | 0 | 0 | 0 | 0 | 0 | 0 | 0 | 0 | 0 | 0 | 0 | 0 | 0 | 0 | 0 | 0
Saturday | 3 | 12 | 18 | 1698 | 0 | 0 | 0 | 0 | 0 | 0 | 0 | 0 | 0 | 0 | 0 | 0 | 0 | 0 | 0 | 0 | 0 | 0 | 0 | 0 | 0 |  | 0 | 0 | 0 | 0 | 0 | 0 | 0 | 0 |  |  |  |  | 0 | 0 | 1 | 0 | 0 | 0 | 0 | 0 |  | 1 | 1 | 1 | 1 | 1 | 1 | 0 | 0 | 0 | 0 | 0 | 0 | 0 | 0 | 0 | 0 | 0 | 0 | 0 | 0 | 0 | 0 | 0 | 0 | 0 | 0 | 0 | 0 | 0 | 0 | 0
Saturday | 3 | 12 | 19 | 1699 | 0 | 0 | 0 | 0 | 0 | 0 | 0 | 0 | 0 | 0 | 0 | 0 | 0 | 0 | 0 | 0 | 0 | 0 | 0 | 0 | 0 |  | 0 | 0 | 0 | 0 | 0 | 0 | 0 | 0 |  |  |  |  | 0 | 0 | 1 | 0 | 0 | 0 | 0 | 0 |  | 1 | 1 | 1 | 1 | 1 | 1 | 0 | 0 | 0 | 0 | 0 | 0 | 0 | 0 | 0 | 0 | 0 | 0 | 0 | 0 | 0 | 0 | 0 | 0 | 0 | 0 | 0 | 0 | 0 | 0 | 0
Saturday | 3 | 12 | 20 | 1700 | 0 | 0 | 0 | 0 | 0 | 0 | 0 | 0 | 0 | 0 | 0 | 0 | 0 | 0 | 0 | 0 | 0 | 0 | 0 | 0 | 0 |  | 0 | 0 | 0 | 0 | 0 | 0 | 0 | 0 |  |  |  |  | 0 | 0 | 1 | 0 | 0 | 0 | 0 | 0 |  | 1 | 1 | 1 | 1 | 1 | 1 | 0 | 0 | 0 | 0 | 0 | 0 | 0 | 0 | 0 | 0 | 0 | 0 | 0 | 0 | 0 | 0 | 0 | 0 | 0 | 0 | 0 | 0 | 0 | 0 | 0
Saturday | 3 | 12 | 21 | 1701 | 0 | 0 | 0 | 0 | 0 | 0 | 0 | 0 | 0 | 0 | 0 | 0 | 0 | 0 | 0 | 0 | 0 | 0 | 0 | 0 | 0 |  | 0 | 0 | 0 | 0 | 0 | 0 | 0 | 0 |  |  |  |  | 0 | 0 | 1 | 0 | 0 | 0 | 0 | 0 |  | 1 | 1 | 1 | 1 | 1 | 1 | 0 | 0 | 0 | 0 | 0 | 0 | 0 | 0 | 0 | 0 | 0 | 0 | 0 | 0 | 0 | 0 | 0 | 0 | 0 | 0 | 0 | 0 | 0 | 0 | 0
Saturday | 3 | 12 | 22 | 1702 | 0 | 0 | 0 | 0 | 0 | 0 | 0 | 0 | 0 | 0 | 0 | 0 | 0 | 0 | 0 | 0 | 0 | 0 | 0 | 0 | 0 |  | 0 | 0 | 0 | 0 | 0 | 0 | 0 | 0 |  |  |  |  | 0 | 0 | 1 | 0 | 0 | 0 | 0 | 0 |  | 1 | 1 | 1 | 1 | 1 | 1 | 0 | 0 | 0 | 0 | 0 | 0 | 0 | 0 | 0 | 0 | 0 | 0 | 0 | 0 | 0 | 0 | 0 | 0 | 0 | 0 | 0 | 0 | 0 | 0 | 0
Saturday | 3 | 12 | 23 | 1703 | 0 | 0 | 0 | 0 | 0 | 0 | 0 | 0 | 0 | 0 | 0 | 0 | 0 | 0 | 0 | 0 | 0 | 0 | 0 | 0 | 0 |  | 0 | 0 | 0 | 0 | 0 | 0 | 0 | 0 |  |  |  |  | 0 | 0 | 1 | 0 | 0 | 0 | 0 | 0 |  | 1 | 1 | 1 | 1 | 1 | 1 | 0 | 0 | 0 | 0 | 0 | 0 | 0 | 0 | 0 | 0 | 0 | 0 | 0 | 0 | 0 | 0 | 0 | 0 | 0 | 0 | 0 | 0 | 0 | 0 | 0
Saturday | 3 | 12 | 24 | 1704 | 0 | 0 | 0 | 0 | 0 | 0 | 0 | 0 | 0 | 0 | 0 | 0 | 0 | 0 | 0 | 0 | 0 | 0 | 0 | 0 | 0 |  | 0 | 0 | 0 | 0 | 0 | 0 | 0 | 0 |  |  |  |  | 0 | 0 | 1 | 0 | 0 | 0 | 0 | 0 |  | 1 | 1 | 1 | 1 | 1 | 1 | 0 | 0 | 0 | 0 | 0 | 0 | 0 | 0 | 0 | 0 | 0 | 0 | 0 | 0 | 0 | 0 | 0 | 0 | 0 | 0 | 0 | 0 | 0 | 0 | 0
Sunday | 3 | 13 | 1 | 1705 | 0 | 0 | 0 | 0 | 0 | 0 | 0 | 0 | 0 | 0 | 0 | 0 | 0 | 0 | 0 | 0 | 0 | 0 | 0 | 0 | 0 |  | 0 | 0 | 0 | 0 | 0 | 0 | 0 | 0 |  |  |  |  | 0 | 0 | 1 | 0 | 0 | 0 | 0 | 0 |  | 1 | 1 | 1 | 1 | 1 | 1 | 0 | 0 | 0 | 0 | 0 | 0 | 0 | 0 | 0 | 0 | 0 | 0 | 0 | 0 | 0 | 0 | 0 | 0 | 0 | 0 | 0 | 0 | 0 | 0 | 0
Sunday | 3 | 13 | 2 | 1706 | 0 | 0 | 0 | 0 | 0 | 0 | 0 | 0 | 0 | 0 | 0 | 0 | 0 | 0 | 0 | 0 | 0 | 0 | 0 | 0 | 0 |  | 0 | 0 | 0 | 0 | 0 | 0 | 0 | 0 |  |  |  |  | 0 | 0 | 1 | 0 | 0 | 0 | 0 | 0 |  | 1 | 1 | 1 | 1 | 1 | 1 | 0 | 0 | 0 | 0 | 0 | 0 | 0 | 0 | 0 | 0 | 0 | 0 | 0 | 0 | 0 | 0 | 0 | 0 | 0 | 0 | 0 | 0 | 0 | 0 | 0
Sunday | 3 | 13 | 3 | 1707 | 0 | 0 | 0 | 0 | 0 | 0 | 0 | 0 | 0 | 0 | 0 | 0 | 0 | 0 | 0 | 0 | 0 | 0 | 0 | 0 | 0 |  | 0 | 0 | 0 | 0 | 0 | 0 | 0 | 0 |  |  |  |  | 0 | 0 | 1 | 0 | 0 | 0 | 0 | 0 |  | 1 | 1 | 1 | 1 | 1 | 1 | 0 | 0 | 0 | 0 | 0 | 0 | 0 | 0 | 0 | 0 | 0 | 0 | 0 | 0 | 0 | 0 | 0 | 0 | 0 | 0 | 0 | 0 | 0 | 0 | 0
Sunday | 3 | 13 | 4 | 1708 | 0 | 0 | 0 | 0 | 0 | 0 | 0 | 0 | 0 | 0 | 0 | 0 | 0 | 0 | 0 | 0 | 0 | 0 | 0 | 0 | 0 |  | 0 | 0 | 0 | 0 | 0 | 0 | 0 | 0 |  |  |  |  | 0 | 0 | 1 | 0 | 0 | 0 | 0 | 0 |  | 1 | 1 | 1 | 1 | 1 | 1 | 0 | 0 | 0 | 0 | 0 | 0 | 0 | 0 | 0 | 0 | 0 | 0 | 0 | 0 | 0 | 0 | 0 | 0 | 0 | 0 | 0 | 0 | 0 | 0 | 0
Sunday | 3 | 13 | 5 | 1709 | 0 | 0 | 0 | 0 | 0 | 0 | 0 | 0 | 0 | 0 | 0 | 0 | 0 | 0 | 0 | 0 | 0 | 0 | 0 | 0 | 0 |  | 0 | 0 | 0 | 0 | 0 | 0 | 0 | 0 |  |  |  |  | 0 | 0 | 1 | 0 | 0 | 0 | 0 | 0 |  | 1 | 1 | 1 | 1 | 1 | 1 | 0 | 0 | 0 | 0 | 0 | 0 | 0 | 0 | 0 | 0 | 0 | 0 | 0 | 0 | 0 | 0 | 0 | 0 | 0 | 0 | 0 | 0 | 0 | 0 | 0
Sunday | 3 | 13 | 6 | 1710 | 0 | 0 | 0 | 0 | 0 | 0 | 0 | 0 | 0 | 0 | 0 | 0 | 0 | 0 | 0 | 0 | 0 | 0 | 0 | 0 | 0 |  | 0 | 0 | 0 | 0 | 0 | 0 | 0 | 0 |  |  |  |  | 0 | 0 | 1 | 0 | 0 | 0 | 0 | 0 |  | 1 | 1 | 1 | 1 | 1 | 1 | 0 | 0 | 0 | 0 | 0 | 0 | 0 | 0 | 0 | 0 | 0 | 0 | 0 | 0 | 0 | 0 | 0 | 0 | 0 | 0 | 0 | 0 | 0 | 0 | 0
Sunday | 3 | 13 | 7 | 1711 | 0 | 0 | 0 | 0 | 0 | 0 | 0 | 0 | 0 | 0 | 0 | 0 | 0 | 0 | 0 | 0 | 0 | 0 | 0 | 0 | 0 |  | 0 | 0 | 0 | 0 | 0 | 0 | 0 | 0 |  |  |  |  | 0 | 0 | 1 | 0 | 0 | 0 | 0 | 0 |  | 1 | 1 | 1 | 1 | 1 | 1 | 0 | 0 | 0 | 0 | 0 | 0 | 0 | 0 | 0 | 0 | 0 | 0 | 0 | 0 | 0 | 0 | 0 | 0 | 0 | 0 | 0 | 0 | 0 | 0 | 0
Sunday | 3 | 13 | 8 | 1712 | 0 | 0 | 0 | 0 | 0 | 0 | 0 | 0 | 0 | 0 | 0 | 0 | 0 | 0 | 0 | 0 | 0 | 0 | 0 | 0 | 0 |  | 0 | 0 | 0 | 0 | 0 | 0 | 0 | 0 |  |  |  |  | 0 | 0 | 1 | 0 | 0 | 0 | 0 | 0 |  | 1 | 1 | 1 | 1 | 1 | 1 | 0 | 0 | 0 | 0 | 0 | 0 | 0 | 0 | 0 | 0 | 0 | 0 | 0 | 0 | 0 | 0 | 0 | 0 | 0 | 0 | 0 | 0 | 0 | 0 | 0
Sunday | 3 | 13 | 9 | 1713 | 0 | 0 | 0 | 0 | 0 | 0 | 0 | 0 | 0 | 0 | 0 | 0 | 0 | 0 | 0 | 0 | 0 | 0 | 0 | 0 | 0 |  | 0 | 0 | 0 | 0 | 0 | 0 | 0 | 0 |  |  |  |  | 0 | 0 | 1 | 0 | 0 | 0 | 0 | 0 |  | 1 | 1 | 1 | 1 | 1 | 1 | 0 | 0 | 0 | 0 | 0 | 0 | 0 | 0 | 0 | 0 | 0 | 0 | 0 | 0 | 0 | 0 | 0 | 0 | 0 | 0 | 0 | 0 | 0 | 0 | 0
Sunday | 3 | 13 | 10 | 1714 | 0 | 0 | 0 | 0 | 0 | 0 | 0 | 0 | 0 | 0 | 0 | 0 | 0 | 0 | 0 | 0 | 0 | 0 | 0 | 0 | 0 |  | 0 | 0 | 0 | 0 | 0 | 0 | 0 | 0 |  |  |  |  | 0 | 0 | 1 | 0 | 0 | 0 | 0 | 0 |  | 1 | 1 | 1 | 1 | 1 | 1 | 0 | 0 | 0 | 0 | 0 | 0 | 0 | 0 | 0 | 0 | 0 | 0 | 0 | 0 | 0 | 0 | 0 | 0 | 0 | 0 | 0 | 0 | 0 | 0 | 0
Sunday | 3 | 13 | 11 | 1715 | 0 | 0 | 0 | 0 | 0 | 0 | 0 | 0 | 0 | 0 | 0 | 0 | 0 | 0 | 0 | 0 | 0 | 0 | 0 | 0 | 0 |  | 0 | 0 | 0 | 0 | 0 | 0 | 0 | 0 |  |  |  |  | 0 | 0 | 1 | 0 | 0 | 0 | 0 | 0 |  | 1 | 1 | 1 | 1 | 1 | 1 | 0 | 0 | 0 | 0 | 0 | 0 | 0 | 0 | 0 | 0 | 0 | 0 | 0 | 0 | 0 | 0 | 0 | 0 | 0 | 0 | 0 | 0 | 0 | 0 | 0
Sunday | 3 | 13 | 12 | 1716 | 0 | 0 | 0 | 0 | 0 | 0 | 0 | 0 | 0 | 0 | 0 | 0 | 0 | 0 | 0 | 0 | 0 | 0 | 0 | 0 | 0 |  | 0 | 0 | 0 | 0 | 0 | 0 | 0 | 0 |  |  |  |  | 0 | 0 | 1 | 0 | 0 | 0 | 0 | 0 |  | 1 | 1 | 1 | 1 | 1 | 1 | 0 | 0 | 0 | 0 | 0 | 0 | 0 | 0 | 0 | 0 | 0 | 0 | 0 | 0 | 0 | 0 | 0 | 0 | 0 | 0 | 0 | 0 | 0 | 0 | 0
Sunday | 3 | 13 | 13 | 1717 | 0 | 0 | 0 | 0 | 0 | 0 | 0 | 0 | 0 | 0 | 0 | 0 | 0 | 0 | 0 | 0 | 0 | 0 | 0 | 0 | 0 |  | 0 | 0 | 0 | 0 | 0 | 0 | 0 | 0 |  |  |  |  | 0 | 0 | 1 | 0 | 0 | 0 | 0 | 0 |  | 1 | 1 | 1 | 1 | 1 | 1 | 0 | 0 | 0 | 0 | 0 | 0 | 0 | 0 | 0 | 0 | 0 | 0 | 0 | 0 | 0 | 0 | 0 | 0 | 0 | 0 | 0 | 0 | 0 | 0 | 0
Sunday | 3 | 13 | 14 | 1718 | 0 | 0 | 0 | 0 | 0 | 0 | 0 | 0 | 0 | 0 | 0 | 0 | 0 | 0 | 0 | 0 | 0 | 0 | 0 | 0 | 0 |  | 0 | 0 | 0 | 0 | 0 | 0 | 0 | 0 |  |  |  |  | 0 | 0 | 1 | 0 | 0 | 0 | 0 | 0 |  | 1 | 1 | 1 | 1 | 1 | 1 | 0 | 0 | 0 | 0 | 0 | 0 | 0 | 0 | 0 | 0 | 0 | 0 | 0 | 0 | 0 | 0 | 0 | 0 | 0 | 0 | 0 | 0 | 0 | 0 | 0
Sunday | 3 | 13 | 15 | 1719 | 0 | 0 | 0 | 0 | 0 | 0 | 0 | 0 | 0 | 0 | 0 | 0 | 0 | 0 | 0 | 0 | 0 | 0 | 0 | 0 | 0 |  | 0 | 0 | 0 | 0 | 0 | 0 | 0 | 0 |  |  |  |  | 0 | 0 | 1 | 0 | 0 | 0 | 0 | 0 |  | 1 | 1 | 1 | 1 | 1 | 1 | 0 | 0 | 0 | 0 | 0 | 0 | 0 | 0 | 0 | 0 | 0 | 0 | 0 | 0 | 0 | 0 | 0 | 0 | 0 | 0 | 0 | 0 | 0 | 0 | 0
Sunday | 3 | 13 | 16 | 1720 | 0 | 0 | 0 | 0 | 0 | 0 | 0 | 0 | 0 | 0 | 0 | 0 | 0 | 0 | 0 | 0 | 0 | 0 | 0 | 0 | 0 |  | 0 | 0 | 0 | 0 | 0 | 0 | 0 | 0 |  |  |  |  | 0 | 0 | 1 | 0 | 0 | 0 | 0 | 0 |  | 1 | 1 | 1 | 1 | 1 | 1 | 0 | 0 | 0 | 0 | 0 | 0 | 0 | 0 | 0 | 0 | 0 | 0 | 0 | 0 | 0 | 0 | 0 | 0 | 0 | 0 | 0 | 0 | 0 | 0 | 0
Sunday | 3 | 13 | 17 | 1721 | 0 | 0 | 0 | 0 | 0 | 0 | 0 | 0 | 0 | 0 | 0 | 0 | 0 | 0 | 0 | 0 | 0 | 0 | 0 | 0 | 0 |  | 0 | 0 | 0 | 0 | 0 | 0 | 0 | 0 |  |  |  |  | 0 | 0 | 1 | 0 | 0 | 0 | 0 | 0 |  | 1 | 1 | 1 | 1 | 1 | 1 | 0 | 0 | 0 | 0 | 0 | 0 | 0 | 0 | 0 | 0 | 0 | 0 | 0 | 0 | 0 | 0 | 0 | 0 | 0 | 0 | 0 | 0 | 0 | 0 | 0
Sunday | 3 | 13 | 18 | 1722 | 0 | 0 | 0 | 0 | 0 | 0 | 0 | 0 | 0 | 0 | 0 | 0 | 0 | 0 | 0 | 0 | 0 | 0 | 0 | 0 | 0 |  | 0 | 0 | 0 | 0 | 0 | 0 | 0 | 0 |  |  |  |  | 0 | 0 | 1 | 0 | 0 | 0 | 0 | 0 |  | 1 | 1 | 1 | 1 | 1 | 1 | 0 | 0 | 0 | 0 | 0 | 0 | 0 | 0 | 0 | 0 | 0 | 0 | 0 | 0 | 0 | 0 | 0 | 0 | 0 | 0 | 0 | 0 | 0 | 0 | 0
Sunday | 3 | 13 | 19 | 1723 | 0 | 0 | 0 | 0 | 0 | 0 | 0 | 0 | 0 | 0 | 0 | 0 | 0 | 0 | 0 | 0 | 0 | 0 | 0 | 0 | 0 |  | 0 | 0 | 0 | 0 | 0 | 0 | 0 | 0 |  |  |  |  | 0 | 0 | 1 | 0 | 0 | 0 | 0 | 0 |  | 1 | 1 | 1 | 1 | 1 | 1 | 0 | 0 | 0 | 0 | 0 | 0 | 0 | 0 | 0 | 0 | 0 | 0 | 0 | 0 | 0 | 0 | 0 | 0 | 0 | 0 | 0 | 0 | 0 | 0 | 0
Sunday | 3 | 13 | 20 | 1724 | 0 | 0 | 0 | 0 | 0 | 0 | 0 | 0 | 0 | 0 | 0 | 0 | 0 | 0 | 0 | 0 | 0 | 0 | 0 | 0 | 0 |  | 0 | 0 | 0 | 0 | 0 | 0 | 0 | 0 |  |  |  |  | 0 | 0 | 1 | 0 | 0 | 0 | 0 | 0 |  | 1 | 1 | 1 | 1 | 1 | 1 | 0 | 0 | 0 | 0 | 0 | 0 | 0 | 0 | 0 | 0 | 0 | 0 | 0 | 0 | 0 | 0 | 0 | 0 | 0 | 0 | 0 | 0 | 0 | 0 | 0
Sunday | 3 | 13 | 21 | 1725 | 0 | 0 | 0 | 0 | 0 | 0 | 0 | 0 | 0 | 0 | 0 | 0 | 0 | 0 | 0 | 0 | 0 | 0 | 0 | 0 | 0 |  | 0 | 0 | 0 | 0 | 0 | 0 | 0 | 0 |  |  |  |  | 0 | 0 | 1 | 0 | 0 | 0 | 0 | 0 |  | 1 | 1 | 1 | 1 | 1 | 1 | 0 | 0 | 0 | 0 | 0 | 0 | 0 | 0 | 0 | 0 | 0 | 0 | 0 | 0 | 0 | 0 | 0 | 0 | 0 | 0 | 0 | 0 | 0 | 0 | 0
Sunday | 3 | 13 | 22 | 1726 | 0 | 0 | 0 | 0 | 0 | 0 | 0 | 0 | 0 | 0 | 0 | 0 | 0 | 0 | 0 | 0 | 0 | 0 | 0 | 0 | 0 |  | 0 | 0 | 0 | 0 | 0 | 0 | 0 | 0 |  |  |  |  | 0 | 0 | 1 | 0 | 0 | 0 | 0 | 0 |  | 1 | 1 | 1 | 1 | 1 | 1 | 0 | 0 | 0 | 0 | 0 | 0 | 0 | 0 | 0 | 0 | 0 | 0 | 0 | 0 | 0 | 0 | 0 | 0 | 0 | 0 | 0 | 0 | 0 | 0 | 0
Sunday | 3 | 13 | 23 | 1727 | 0 | 0 | 0 | 0 | 0 | 0 | 0 | 0 | 0 | 0 | 0 | 0 | 0 | 0 | 0 | 0 | 0 | 0 | 0 | 0 | 0 |  | 0 | 0 | 0 | 0 | 0 | 0 | 0 | 0 |  |  |  |  | 0 | 0 | 1 | 0 | 0 | 0 | 0 | 0 |  | 1 | 1 | 1 | 1 | 1 | 1 | 0 | 0 | 0 | 0 | 0 | 0 | 0 | 0 | 0 | 0 | 0 | 0 | 0 | 0 | 0 | 0 | 0 | 0 | 0 | 0 | 0 | 0 | 0 | 0 | 0
Sunday | 3 | 13 | 24 | 1728 | 0 | 0 | 0 | 0 | 0 | 0 | 0 | 0 | 0 | 0 | 0 | 0 | 0 | 0 | 0 | 0 | 0 | 0 | 0 | 0 | 0 |  | 0 | 0 | 0 | 0 | 0 | 0 | 0 | 0 |  |  |  |  | 0 | 0 | 1 | 0 | 0 | 0 | 0 | 0 |  | 1 | 1 | 1 | 1 | 1 | 1 | 0 | 0 | 0 | 0 | 0 | 0 | 0 | 0 | 0 | 0 | 0 | 0 | 0 | 0 | 0 | 0 | 0 | 0 | 0 | 0 | 0 | 0 | 0 | 0 | 0
Monday | 3 | 14 | 1 | 1729 | 0 | 0 | 0 | 0 | 0 | 0 | 0 | 0 | 0 | 0 | 0 | 0 | 0 | 0 | 0 | 0 | 0 | 0 | 0 | 0 | 0 |  | 0 | 0 | 0 | 0 | 0 | 0 | 0 | 0 |  |  |  |  | 0 | 0 | 1 | 0 | 0 | 0 | 0 | 0 |  | 1 | 1 | 1 | 1 | 1 | 1 | 0 | 0 | 0 | 0 | 0 | 0 | 0 | 0 | 0 | 0 | 0 | 0 | 0 | 0 | 0 | 0 | 0 | 0 | 0 | 0 | 0 | 0 | 0 | 0 | 0
Monday | 3 | 14 | 2 | 1730 | 0 | 0 | 0 | 0 | 0 | 0 | 0 | 0 | 0 | 0 | 0 | 0 | 0 | 0 | 0 | 0 | 0 | 0 | 0 | 0 | 0 |  | 0 | 0 | 0 | 0 | 0 | 0 | 0 | 0 |  |  |  |  | 0 | 0 | 1 | 0 | 0 | 0 | 0 | 0 |  | 1 | 1 | 1 | 1 | 1 | 1 | 0 | 0 | 0 | 0 | 0 | 0 | 0 | 0 | 0 | 0 | 0 | 0 | 0 | 0 | 0 | 0 | 0 | 0 | 0 | 0 | 0 | 0 | 0 | 0 | 0
Monday | 3 | 14 | 3 | 1731 | 0 | 0 | 0 | 0 | 0 | 0 | 0 | 0 | 0 | 0 | 0 | 0 | 0 | 0 | 0 | 0 | 0 | 0 | 0 | 0 | 0 |  | 0 | 0 | 0 | 0 | 0 | 0 | 0 | 0 |  |  |  |  | 0 | 0 | 1 | 0 | 0 | 0 | 0 | 0 |  | 1 | 1 | 1 | 1 | 1 | 1 | 0 | 0 | 0 | 0 | 0 | 0 | 0 | 0 | 0 | 0 | 0 | 0 | 0 | 0 | 0 | 0 | 0 | 0 | 0 | 0 | 0 | 0 | 0 | 0 | 0
Monday | 3 | 14 | 4 | 1732 | 0 | 0 | 0 | 0 | 0 | 0 | 0 | 0 | 0 | 0 | 0 | 0 | 0 | 0 | 0 | 0 | 0 | 0 | 0 | 0 | 0 |  | 0 | 0 | 0 | 0 | 0 | 0 | 0 | 0 |  |  |  |  | 0 | 0 | 1 | 0 | 0 | 0 | 0 | 0 |  | 1 | 1 | 1 | 1 | 1 | 1 | 0 | 0 | 0 | 0 | 0 | 0 | 0 | 0 | 0 | 0 | 0 | 0 | 0 | 0 | 0 | 0 | 0 | 0 | 0 | 0 | 0 | 0 | 0 | 0 | 0
Monday | 3 | 14 | 5 | 1733 | 0 | 0 | 0 | 0 | 0 | 0 | 0 | 0 | 0 | 0 | 0 | 0 | 0 | 0 | 0 | 0 | 0 | 0 | 0 | 0 | 0 |  | 0 | 0 | 0 | 0 | 0 | 0 | 0 | 0 |  |  |  |  | 0 | 0 | 1 | 0 | 0 | 0 | 0 | 0 |  | 1 | 1 | 1 | 1 | 1 | 1 | 0 | 0 | 0 | 0 | 0 | 0 | 0 | 0 | 0 | 0 | 0 | 0 | 0 | 0 | 0 | 0 | 0 | 0 | 0 | 0 | 0 | 0 | 0 | 0 | 0
Monday | 3 | 14 | 6 | 1734 | 0 | 0 | 0 | 0 | 0 | 0 | 0 | 0 | 0 | 0 | 0 | 0 | 0 | 0 | 0 | 0 | 0 | 0 | 0 | 0 | 0 |  | 0 | 0 | 0 | 0 | 0 | 0 | 0 | 0 |  |  |  |  | 0 | 0 | 1 | 0 | 0 | 0 | 0 | 0 |  | 1 | 1 | 1 | 1 | 1 | 1 | 0 | 0 | 0 | 0 | 0 | 0 | 0 | 0 | 0 | 0 | 0 | 0 | 0 | 0 | 0 | 0 | 0 | 0 | 0 | 0 | 0 | 0 | 0 | 0 | 0
Monday | 3 | 14 | 7 | 1735 | 0 | 0 | 0 | 0 | 0 | 0 | 0 | 0 | 0 | 0 | 0 | 0 | 0 | 0 | 0 | 0 | 0 | 0 | 0 | 0 | 0 |  | 0 | 0 | 0 | 0 | 0 | 0 | 0 | 0 |  |  |  |  | 0 | 0 | 1 | 0 | 0 | 0 | 0 | 0 |  | 1 | 1 | 1 | 1 | 1 | 1 | 0 | 0 | 0 | 0 | 0 | 0 | 0 | 0 | 0 | 0 | 0 | 0 | 0 | 0 | 0 | 0 | 0 | 0 | 0 | 0 | 0 | 0 | 0 | 0 | 0
Monday | 3 | 14 | 8 | 1736 | 0 | 0 | 0 | 0 | 0 | 0 | 0 | 0 | 0 | 0 | 0 | 0 | 0 | 0 | 0 | 0 | 0 | 0 | 0 | 0 | 0 |  | 0 | 0 | 0 | 0 | 0 | 0 | 0 | 0 |  |  |  |  | 1 | 0 | 0 | 0 | 0 | 0 | 0 | 0 |  | #VALUE! | 1 | 1 | 1 | 1 | #VALUE! | 0 | 0 | 0 | 0 | 0 | 0 | 0 | 0 | 0 | 0 | 0 | 0 | 0 | 0 | 0 | 0 | 0 | 0 | 0 | 0 | 0 | 0 | 0 | 0 | 0
Monday | 3 | 14 | 9 | 1737 | 0 | 0 | 0 | 0 | 0 | 0 | 0 | 0 | 0 | 0 | 0 | 0 | 0 | 0 | 0 | 0 | 0 | 0 | 0 | 0 | 0 |  | 0 | 0 | 0 | 0 | 0 | 0 | 0 | 0 |  |  |  |  | 1 | 0 | 0 | 0 | 0 | 0 | 0 | 0 |  | #VALUE! | 1 | 1 | 1 | 1 | #VALUE! | 0 | 0 | 0 | 0 | 0 | 0 | 0 | 0 | 0 | 0 | 0 | 0 | 0 | 0 | 0 | 0 | 0 | 0 | 0 | 0 | 0 | 0 | 0 | 0 | 0
Monday | 3 | 14 | 10 | 1738 | 0 | 0 | 0 | 0 | 0 | 0 | 0 | 0 | 0 | 0 | 0 | 0 | 0 | 0 | 0 | 0 | 0 | 0 | 0 | 0 | 0 |  | 0 | 0 | 0 | 0 | 0 | 0 | 0 | 0 |  |  |  |  | 1 | 0 | 0 | 0 | 0 | 0 | 0 | 0 |  | #VALUE! | 1 | 1 | 1 | 1 | #VALUE! | 0 | 0 | 0 | 0 | 0 | 0 | 0 | 0 | 0 | 0 | 0 | 0 | 0 | 0 | 0 | 0 | 0 | 0 | 0 | 0 | 0 | 0 | 0 | 0 | 0
Monday | 3 | 14 | 11 | 1739 | 0 | 0 | 0 | 0 | 0 | 0 | 0 | 0 | 0 | 0 | 0 | 0 | 0 | 0 | 0 | 0 | 0 | 0 | 0 | 0 | 0 |  | 0 | 0 | 0 | 0 | 0 | 0 | 0 | 0 |  |  |  |  | 1 | 0 | 0 | 0 | 0 | 0 | 0 | 0 |  | #VALUE! | 1 | 1 | 1 | 1 | #VALUE! | 0 | 0 | 0 | 0 | 0 | 0 | 0 | 0 | 0 | 0 | 0 | 0 | 0 | 0 | 0 | 0 | 0 | 0 | 0 | 0 | 0 | 0 | 0 | 0 | 0
Monday | 3 | 14 | 12 | 1740 | 0 | 0 | 0 | 0 | 0 | 0 | 0 | 0 | 0 | 0 | 0 | 0 | 0 | 0 | 0 | 0 | 0 | 0 | 0 | 0 | 0 |  | 0 | 0 | 0 | 0 | 0 | 0 | 0 | 0 |  |  |  |  | 0 | 1 | 0 | 0 | 0 | 0 | 0 | 0 |  | 1 | #VALUE! | 1 | 1 | 1 | #VALUE! | 0 | 0 | 0 | 0 | 0 | 0 | 0 | 0 | 0 | 0 | 0 | 0 | 0 | 0 | 0 | 0 | 0 | 0 | 0 | 0 | 0 | 0 | 0 | 0 | 0
Monday | 3 | 14 | 13 | 1741 | 0 | 0 | 0 | 0 | 0 | 0 | 0 | 0 | 0 | 0 | 0 | 0 | 0 | 0 | 0 | 0 | 0 | 0 | 0 | 0 | 0 |  | 0 | 0 | 0 | 0 | 0 | 0 | 0 | 0 |  |  |  |  | 0 | 1 | 0 | 0 | 0 | 0 | 0 | 0 |  | 1 | #VALUE! | 1 | 1 | 1 | #VALUE! | 0 | 0 | 0 | 0 | 0 | 0 | 0 | 0 | 0 | 0 | 0 | 0 | 0 | 0 | 0 | 0 | 0 | 0 | 0 | 0 | 0 | 0 | 0 | 0 | 0
Monday | 3 | 14 | 14 | 1742 | 0 | 0 | 0 | 0 | 0 | 0 | 0 | 0 | 0 | 0 | 0 | 0 | 0 | 0 | 0 | 0 | 0 | 0 | 0 | 0 | 0 |  | 0 | 0 | 0 | 0 | 0 | 0 | 0 | 0 |  |  |  |  | 0 | 1 | 0 | 0 | 0 | 0 | 0 | 0 |  | 1 | #VALUE! | 1 | 1 | 1 | #VALUE! | 0 | 0 | 0 | 0 | 0 | 0 | 0 | 0 | 0 | 0 | 0 | 0 | 0 | 0 | 0 | 0 | 0 | 0 | 0 | 0 | 0 | 0 | 0 | 0 | 0
Monday | 3 | 14 | 15 | 1743 | 0 | 0 | 0 | 0 | 0 | 0 | 0 | 0 | 0 | 0 | 0 | 0 | 0 | 0 | 0 | 0 | 0 | 0 | 0 | 0 | 0 |  | 0 | 0 | 0 | 0 | 0 | 0 | 0 | 0 |  |  |  |  | 0 | 1 | 0 | 0 | 0 | 0 | 0 | 0 |  | 1 | #VALUE! | 1 | 1 | 1 | #VALUE! | 0 | 0 | 0 | 0 | 0 | 0 | 0 | 0 | 0 | 0 | 0 | 0 | 0 | 0 | 0 | 0 | 0 | 0 | 0 | 0 | 0 | 0 | 0 | 0 | 0
Monday | 3 | 14 | 16 | 1744 | 0 | 0 | 0 | 0 | 0 | 0 | 0 | 0 | 0 | 0 | 0 | 0 | 0 | 0 | 0 | 0 | 0 | 0 | 0 | 0 | 0 |  | 0 | 0 | 0 | 0 | 0 | 0 | 0 | 0 |  |  |  |  | 0 | 1 | 0 | 0 | 0 | 0 | 0 | 0 |  | 1 | #VALUE! | 1 | 1 | 1 | #VALUE! | 0 | 0 | 0 | 0 | 0 | 0 | 0 | 0 | 0 | 0 | 0 | 0 | 0 | 0 | 0 | 0 | 0 | 0 | 0 | 0 | 0 | 0 | 0 | 0 | 0
Monday | 3 | 14 | 17 | 1745 | 0 | 0 | 0 | 0 | 0 | 0 | 0 | 0 | 0 | 0 | 0 | 0 | 0 | 0 | 0 | 0 | 0 | 0 | 0 | 0 | 0 |  | 0 | 0 | 0 | 0 | 0 | 0 | 0 | 0 |  |  |  |  | 0 | 1 | 0 | 0 | 0 | 0 | 0 | 0 |  | 1 | #VALUE! | 1 | 1 | 1 | #VALUE! | 0 | 0 | 0 | 0 | 0 | 0 | 0 | 0 | 0 | 0 | 0 | 0 | 0 | 0 | 0 | 0 | 0 | 0 | 0 | 0 | 0 | 0 | 0 | 0 | 0
Monday | 3 | 14 | 18 | 1746 | 0 | 0 | 0 | 0 | 0 | 0 | 0 | 0 | 0 | 0 | 0 | 0 | 0 | 0 | 0 | 0 | 0 | 0 | 0 | 0 | 0 |  | 0 | 0 | 0 | 0 | 0 | 0 | 0 | 0 |  |  |  |  | 1 | 0 | 0 | 0 | 0 | 0 | 0 | 0 |  | #VALUE! | 1 | 1 | 1 | 1 | #VALUE! | 0 | 0 | 0 | 0 | 0 | 0 | 0 | 0 | 0 | 0 | 0 | 0 | 0 | 0 | 0 | 0 | 0 | 0 | 0 | 0 | 0 | 0 | 0 | 0 | 0
Monday | 3 | 14 | 19 | 1747 | 0 | 0 | 0 | 0 | 0 | 0 | 0 | 0 | 0 | 0 | 0 | 0 | 0 | 0 | 0 | 0 | 0 | 0 | 0 | 0 | 0 |  | 0 | 0 | 0 | 0 | 0 | 0 | 0 | 0 |  |  |  |  | 1 | 0 | 0 | 0 | 0 | 0 | 0 | 0 |  | #VALUE! | 1 | 1 | 1 | 1 | #VALUE! | 0 | 0 | 0 | 0 | 0 | 0 | 0 | 0 | 0 | 0 | 0 | 0 | 0 | 0 | 0 | 0 | 0 | 0 | 0 | 0 | 0 | 0 | 0 | 0 | 0
Monday | 3 | 14 | 20 | 1748 | 0 | 0 | 0 | 0 | 0 | 0 | 0 | 0 | 0 | 0 | 0 | 0 | 0 | 0 | 0 | 0 | 0 | 0 | 0 | 0 | 0 |  | 0 | 0 | 0 | 0 | 0 | 0 | 0 | 0 |  |  |  |  | 1 | 0 | 0 | 0 | 0 | 0 | 0 | 0 |  | #VALUE! | 1 | 1 | 1 | 1 | #VALUE! | 0 | 0 | 0 | 0 | 0 | 0 | 0 | 0 | 0 | 0 | 0 | 0 | 0 | 0 | 0 | 0 | 0 | 0 | 0 | 0 | 0 | 0 | 0 | 0 | 0
Monday | 3 | 14 | 21 | 1749 | 0 | 0 | 0 | 0 | 0 | 0 | 0 | 0 | 0 | 0 | 0 | 0 | 0 | 0 | 0 | 0 | 0 | 0 | 0 | 0 | 0 |  | 0 | 0 | 0 | 0 | 0 | 0 | 0 | 0 |  |  |  |  | 0 | 1 | 0 | 0 | 0 | 0 | 0 | 0 |  | 1 | #VALUE! | 1 | 1 | 1 | #VALUE! | 0 | 0 | 0 | 0 | 0 | 0 | 0 | 0 | 0 | 0 | 0 | 0 | 0 | 0 | 0 | 0 | 0 | 0 | 0 | 0 | 0 | 0 | 0 | 0 | 0
Monday | 3 | 14 | 22 | 1750 | 0 | 0 | 0 | 0 | 0 | 0 | 0 | 0 | 0 | 0 | 0 | 0 | 0 | 0 | 0 | 0 | 0 | 0 | 0 | 0 | 0 |  | 0 | 0 | 0 | 0 | 0 | 0 | 0 | 0 |  |  |  |  | 0 | 1 | 0 | 0 | 0 | 0 | 0 | 0 |  | 1 | #VALUE! | 1 | 1 | 1 | #VALUE! | 0 | 0 | 0 | 0 | 0 | 0 | 0 | 0 | 0 | 0 | 0 | 0 | 0 | 0 | 0 | 0 | 0 | 0 | 0 | 0 | 0 | 0 | 0 | 0 | 0
Monday | 3 | 14 | 23 | 1751 | 0 | 0 | 0 | 0 | 0 | 0 | 0 | 0 | 0 | 0 | 0 | 0 | 0 | 0 | 0 | 0 | 0 | 0 | 0 | 0 | 0 |  | 0 | 0 | 0 | 0 | 0 | 0 | 0 | 0 |  |  |  |  | 0 | 0 | 1 | 0 | 0 | 0 | 0 | 0 |  | 1 | 1 | 1 | 1 | 1 | 1 | 0 | 0 | 0 | 0 | 0 | 0 | 0 | 0 | 0 | 0 | 0 | 0 | 0 | 0 | 0 | 0 | 0 | 0 | 0 | 0 | 0 | 0 | 0 | 0 | 0
Monday | 3 | 14 | 24 | 1752 | 0 | 0 | 0 | 0 | 0 | 0 | 0 | 0 | 0 | 0 | 0 | 0 | 0 | 0 | 0 | 0 | 0 | 0 | 0 | 0 | 0 |  | 0 | 0 | 0 | 0 | 0 | 0 | 0 | 0 |  |  |  |  | 0 | 0 | 1 | 0 | 0 | 0 | 0 | 0 |  | 1 | 1 | 1 | 1 | 1 | 1 | 0 | 0 | 0 | 0 | 0 | 0 | 0 | 0 | 0 | 0 | 0 | 0 | 0 | 0 | 0 | 0 | 0 | 0 | 0 | 0 | 0 | 0 | 0 | 0 | 0
Tuesday | 3 | 15 | 1 | 1753 | 0 | 0 | 0 | 0 | 0 | 0 | 0 | 0 | 0 | 0 | 0 | 0 | 0 | 0 | 0 | 0 | 0 | 0 | 0 | 0 | 0 |  | 0 | 0 | 0 | 0 | 0 | 0 | 0 | 0 |  |  |  |  | 0 | 0 | 1 | 0 | 0 | 0 | 0 | 0 |  | 1 | 1 | 1 | 1 | 1 | 1 | 0 | 0 | 0 | 0 | 0 | 0 | 0 | 0 | 0 | 0 | 0 | 0 | 0 | 0 | 0 | 0 | 0 | 0 | 0 | 0 | 0 | 0 | 0 | 0 | 0
Tuesday | 3 | 15 | 2 | 1754 | 0 | 0 | 0 | 0 | 0 | 0 | 0 | 0 | 0 | 0 | 0 | 0 | 0 | 0 | 0 | 0 | 0 | 0 | 0 | 0 | 0 |  | 0 | 0 | 0 | 0 | 0 | 0 | 0 | 0 |  |  |  |  | 0 | 0 | 1 | 0 | 0 | 0 | 0 | 0 |  | 1 | 1 | 1 | 1 | 1 | 1 | 0 | 0 | 0 | 0 | 0 | 0 | 0 | 0 | 0 | 0 | 0 | 0 | 0 | 0 | 0 | 0 | 0 | 0 | 0 | 0 | 0 | 0 | 0 | 0 | 0
Tuesday | 3 | 15 | 3 | 1755 | 0 | 0 | 0 | 0 | 0 | 0 | 0 | 0 | 0 | 0 | 0 | 0 | 0 | 0 | 0 | 0 | 0 | 0 | 0 | 0 | 0 |  | 0 | 0 | 0 | 0 | 0 | 0 | 0 | 0 |  |  |  |  | 0 | 0 | 1 | 0 | 0 | 0 | 0 | 0 |  | 1 | 1 | 1 | 1 | 1 | 1 | 0 | 0 | 0 | 0 | 0 | 0 | 0 | 0 | 0 | 0 | 0 | 0 | 0 | 0 | 0 | 0 | 0 | 0 | 0 | 0 | 0 | 0 | 0 | 0 | 0
Tuesday | 3 | 15 | 4 | 1756 | 0 | 0 | 0 | 0 | 0 | 0 | 0 | 0 | 0 | 0 | 0 | 0 | 0 | 0 | 0 | 0 | 0 | 0 | 0 | 0 | 0 |  | 0 | 0 | 0 | 0 | 0 | 0 | 0 | 0 |  |  |  |  | 0 | 0 | 1 | 0 | 0 | 0 | 0 | 0 |  | 1 | 1 | 1 | 1 | 1 | 1 | 0 | 0 | 0 | 0 | 0 | 0 | 0 | 0 | 0 | 0 | 0 | 0 | 0 | 0 | 0 | 0 | 0 | 0 | 0 | 0 | 0 | 0 | 0 | 0 | 0
Tuesday | 3 | 15 | 5 | 1757 | 0 | 0 | 0 | 0 | 0 | 0 | 0 | 0 | 0 | 0 | 0 | 0 | 0 | 0 | 0 | 0 | 0 | 0 | 0 | 0 | 0 |  | 0 | 0 | 0 | 0 | 0 | 0 | 0 | 0 |  |  |  |  | 0 | 0 | 1 | 0 | 0 | 0 | 0 | 0 |  | 1 | 1 | 1 | 1 | 1 | 1 | 0 | 0 | 0 | 0 | 0 | 0 | 0 | 0 | 0 | 0 | 0 | 0 | 0 | 0 | 0 | 0 | 0 | 0 | 0 | 0 | 0 | 0 | 0 | 0 | 0
Tuesday | 3 | 15 | 6 | 1758 | 0 | 0 | 0 | 0 | 0 | 0 | 0 | 0 | 0 | 0 | 0 | 0 | 0 | 0 | 0 | 0 | 0 | 0 | 0 | 0 | 0 |  | 0 | 0 | 0 | 0 | 0 | 0 | 0 | 0 |  |  |  |  | 0 | 0 | 1 | 0 | 0 | 0 | 0 | 0 |  | 1 | 1 | 1 | 1 | 1 | 1 | 0 | 0 | 0 | 0 | 0 | 0 | 0 | 0 | 0 | 0 | 0 | 0 | 0 | 0 | 0 | 0 | 0 | 0 | 0 | 0 | 0 | 0 | 0 | 0 | 0
Tuesday | 3 | 15 | 7 | 1759 | 0 | 0 | 0 | 0 | 0 | 0 | 0 | 0 | 0 | 0 | 0 | 0 | 0 | 0 | 0 | 0 | 0 | 0 | 0 | 0 | 0 |  | 0 | 0 | 0 | 0 | 0 | 0 | 0 | 0 |  |  |  |  | 0 | 0 | 1 | 0 | 0 | 0 | 0 | 0 |  | 1 | 1 | 1 | 1 | 1 | 1 | 0 | 0 | 0 | 0 | 0 | 0 | 0 | 0 | 0 | 0 | 0 | 0 | 0 | 0 | 0 | 0 | 0 | 0 | 0 | 0 | 0 | 0 | 0 | 0 | 0
Tuesday | 3 | 15 | 8 | 1760 | 0 | 0 | 0 | 0 | 0 | 0 | 0 | 0 | 0 | 0 | 0 | 0 | 0 | 0 | 0 | 0 | 0 | 0 | 0 | 0 | 0 |  | 0 | 0 | 0 | 0 | 0 | 0 | 0 | 0 |  |  |  |  | 1 | 0 | 0 | 0 | 0 | 0 | 0 | 0 |  | #VALUE! | 1 | 1 | 1 | 1 | #VALUE! | 0 | 0 | 0 | 0 | 0 | 0 | 0 | 0 | 0 | 0 | 0 | 0 | 0 | 0 | 0 | 0 | 0 | 0 | 0 | 0 | 0 | 0 | 0 | 0 | 0
Tuesday | 3 | 15 | 9 | 1761 | 0 | 0 | 0 | 0 | 0 | 0 | 0 | 0 | 0 | 0 | 0 | 0 | 0 | 0 | 0 | 0 | 0 | 0 | 0 | 0 | 0 |  | 0 | 0 | 0 | 0 | 0 | 0 | 0 | 0 |  |  |  |  | 1 | 0 | 0 | 0 | 0 | 0 | 0 | 0 |  | #VALUE! | 1 | 1 | 1 | 1 | #VALUE! | 0 | 0 | 0 | 0 | 0 | 0 | 0 | 0 | 0 | 0 | 0 | 0 | 0 | 0 | 0 | 0 | 0 | 0 | 0 | 0 | 0 | 0 | 0 | 0 | 0
Tuesday | 3 | 15 | 10 | 1762 | 0 | 0 | 0 | 0 | 0 | 0 | 0 | 0 | 0 | 0 | 0 | 0 | 0 | 0 | 0 | 0 | 0 | 0 | 0 | 0 | 0 |  | 0 | 0 | 0 | 0 | 0 | 0 | 0 | 0 |  |  |  |  | 1 | 0 | 0 | 0 | 0 | 0 | 0 | 0 |  | #VALUE! | 1 | 1 | 1 | 1 | #VALUE! | 0 | 0 | 0 | 0 | 0 | 0 | 0 | 0 | 0 | 0 | 0 | 0 | 0 | 0 | 0 | 0 | 0 | 0 | 0 | 0 | 0 | 0 | 0 | 0 | 0
Tuesday | 3 | 15 | 11 | 1763 | 0 | 0 | 0 | 0 | 0 | 0 | 0 | 0 | 0 | 0 | 0 | 0 | 0 | 0 | 0 | 0 | 0 | 0 | 0 | 0 | 0 |  | 0 | 0 | 0 | 0 | 0 | 0 | 0 | 0 |  |  |  |  | 1 | 0 | 0 | 0 | 0 | 0 | 0 | 0 |  | #VALUE! | 1 | 1 | 1 | 1 | #VALUE! | 0 | 0 | 0 | 0 | 0 | 0 | 0 | 0 | 0 | 0 | 0 | 0 | 0 | 0 | 0 | 0 | 0 | 0 | 0 | 0 | 0 | 0 | 0 | 0 | 0
Tuesday | 3 | 15 | 12 | 1764 | 0 | 0 | 0 | 0 | 0 | 0 | 0 | 0 | 0 | 0 | 0 | 0 | 0 | 0 | 0 | 0 | 0 | 0 | 0 | 0 | 0 |  | 0 | 0 | 0 | 0 | 0 | 0 | 0 | 0 |  |  |  |  | 0 | 1 | 0 | 0 | 0 | 0 | 0 | 0 |  | 1 | #VALUE! | 1 | 1 | 1 | #VALUE! | 0 | 0 | 0 | 0 | 0 | 0 | 0 | 0 | 0 | 0 | 0 | 0 | 0 | 0 | 0 | 0 | 0 | 0 | 0 | 0 | 0 | 0 | 0 | 0 | 0
Tuesday | 3 | 15 | 13 | 1765 | 0 | 0 | 0 | 0 | 0 | 0 | 0 | 0 | 0 | 0 | 0 | 0 | 0 | 0 | 0 | 0 | 0 | 0 | 0 | 0 | 0 |  | 0 | 0 | 0 | 0 | 0 | 0 | 0 | 0 |  |  |  |  | 0 | 1 | 0 | 0 | 0 | 0 | 0 | 0 |  | 1 | #VALUE! | 1 | 1 | 1 | #VALUE! | 0 | 0 | 0 | 0 | 0 | 0 | 0 | 0 | 0 | 0 | 0 | 0 | 0 | 0 | 0 | 0 | 0 | 0 | 0 | 0 | 0 | 0 | 0 | 0 | 0
Tuesday | 3 | 15 | 14 | 1766 | 0 | 0 | 0 | 0 | 0 | 0 | 0 | 0 | 0 | 0 | 0 | 0 | 0 | 0 | 0 | 0 | 0 | 0 | 0 | 0 | 0 |  | 0 | 0 | 0 | 0 | 0 | 0 | 0 | 0 |  |  |  |  | 0 | 1 | 0 | 0 | 0 | 0 | 0 | 0 |  | 1 | #VALUE! | 1 | 1 | 1 | #VALUE! | 0 | 0 | 0 | 0 | 0 | 0 | 0 | 0 | 0 | 0 | 0 | 0 | 0 | 0 | 0 | 0 | 0 | 0 | 0 | 0 | 0 | 0 | 0 | 0 | 0
Tuesday | 3 | 15 | 15 | 1767 | 0 | 0 | 0 | 0 | 0 | 0 | 0 | 0 | 0 | 0 | 0 | 0 | 0 | 0 | 0 | 0 | 0 | 0 | 0 | 0 | 0 |  | 0 | 0 | 0 | 0 | 0 | 0 | 0 | 0 |  |  |  |  | 0 | 1 | 0 | 0 | 0 | 0 | 0 | 0 |  | 1 | #VALUE! | 1 | 1 | 1 | #VALUE! | 0 | 0 | 0 | 0 | 0 | 0 | 0 | 0 | 0 | 0 | 0 | 0 | 0 | 0 | 0 | 0 | 0 | 0 | 0 | 0 | 0 | 0 | 0 | 0 | 0
Tuesday | 3 | 15 | 16 | 1768 | 0 | 0 | 0 | 0 | 0 | 0 | 0 | 0 | 0 | 0 | 0 | 0 | 0 | 0 | 0 | 0 | 0 | 0 | 0 | 0 | 0 |  | 0 | 0 | 0 | 0 | 0 | 0 | 0 | 0 |  |  |  |  | 0 | 1 | 0 | 0 | 0 | 0 | 0 | 0 |  | 1 | #VALUE! | 1 | 1 | 1 | #VALUE! | 0 | 0 | 0 | 0 | 0 | 0 | 0 | 0 | 0 | 0 | 0 | 0 | 0 | 0 | 0 | 0 | 0 | 0 | 0 | 0 | 0 | 0 | 0 | 0 | 0
Tuesday | 3 | 15 | 17 | 1769 | 0 | 0 | 0 | 0 | 0 | 0 | 0 | 0 | 0 | 0 | 0 | 0 | 0 | 0 | 0 | 0 | 0 | 0 | 0 | 0 | 0 |  | 0 | 0 | 0 | 0 | 0 | 0 | 0 | 0 |  |  |  |  | 0 | 1 | 0 | 0 | 0 | 0 | 0 | 0 |  | 1 | #VALUE! | 1 | 1 | 1 | #VALUE! | 0 | 0 | 0 | 0 | 0 | 0 | 0 | 0 | 0 | 0 | 0 | 0 | 0 | 0 | 0 | 0 | 0 | 0 | 0 | 0 | 0 | 0 | 0 | 0 | 0
Tuesday | 3 | 15 | 18 | 1770 | 0 | 0 | 0 | 0 | 0 | 0 | 0 | 0 | 0 | 0 | 0 | 0 | 0 | 0 | 0 | 0 | 0 | 0 | 0 | 0 | 0 |  | 0 | 0 | 0 | 0 | 0 | 0 | 0 | 0 |  |  |  |  | 1 | 0 | 0 | 0 | 0 | 0 | 0 | 0 |  | #VALUE! | 1 | 1 | 1 | 1 | #VALUE! | 0 | 0 | 0 | 0 | 0 | 0 | 0 | 0 | 0 | 0 | 0 | 0 | 0 | 0 | 0 | 0 | 0 | 0 | 0 | 0 | 0 | 0 | 0 | 0 | 0
Tuesday | 3 | 15 | 19 | 1771 | 0 | 0 | 0 | 0 | 0 | 0 | 0 | 0 | 0 | 0 | 0 | 0 | 0 | 0 | 0 | 0 | 0 | 0 | 0 | 0 | 0 |  | 0 | 0 | 0 | 0 | 0 | 0 | 0 | 0 |  |  |  |  | 1 | 0 | 0 | 0 | 0 | 0 | 0 | 0 |  | #VALUE! | 1 | 1 | 1 | 1 | #VALUE! | 0 | 0 | 0 | 0 | 0 | 0 | 0 | 0 | 0 | 0 | 0 | 0 | 0 | 0 | 0 | 0 | 0 | 0 | 0 | 0 | 0 | 0 | 0 | 0 | 0
Tuesday | 3 | 15 | 20 | 1772 | 0 | 0 | 0 | 0 | 0 | 0 | 0 | 0 | 0 | 0 | 0 | 0 | 0 | 0 | 0 | 0 | 0 | 0 | 0 | 0 | 0 |  | 0 | 0 | 0 | 0 | 0 | 0 | 0 | 0 |  |  |  |  | 1 | 0 | 0 | 0 | 0 | 0 | 0 | 0 |  | #VALUE! | 1 | 1 | 1 | 1 | #VALUE! | 0 | 0 | 0 | 0 | 0 | 0 | 0 | 0 | 0 | 0 | 0 | 0 | 0 | 0 | 0 | 0 | 0 | 0 | 0 | 0 | 0 | 0 | 0 | 0 | 0
Tuesday | 3 | 15 | 21 | 1773 | 0 | 0 | 0 | 0 | 0 | 0 | 0 | 0 | 0 | 0 | 0 | 0 | 0 | 0 | 0 | 0 | 0 | 0 | 0 | 0 | 0 |  | 0 | 0 | 0 | 0 | 0 | 0 | 0 | 0 |  |  |  |  | 0 | 1 | 0 | 0 | 0 | 0 | 0 | 0 |  | 1 | #VALUE! | 1 | 1 | 1 | #VALUE! | 0 | 0 | 0 | 0 | 0 | 0 | 0 | 0 | 0 | 0 | 0 | 0 | 0 | 0 | 0 | 0 | 0 | 0 | 0 | 0 | 0 | 0 | 0 | 0 | 0
Tuesday | 3 | 15 | 22 | 1774 | 0 | 0 | 0 | 0 | 0 | 0 | 0 | 0 | 0 | 0 | 0 | 0 | 0 | 0 | 0 | 0 | 0 | 0 | 0 | 0 | 0 |  | 0 | 0 | 0 | 0 | 0 | 0 | 0 | 0 |  |  |  |  | 0 | 1 | 0 | 0 | 0 | 0 | 0 | 0 |  | 1 | #VALUE! | 1 | 1 | 1 | #VALUE! | 0 | 0 | 0 | 0 | 0 | 0 | 0 | 0 | 0 | 0 | 0 | 0 | 0 | 0 | 0 | 0 | 0 | 0 | 0 | 0 | 0 | 0 | 0 | 0 | 0
Tuesday | 3 | 15 | 23 | 1775 | 0 | 0 | 0 | 0 | 0 | 0 | 0 | 0 | 0 | 0 | 0 | 0 | 0 | 0 | 0 | 0 | 0 | 0 | 0 | 0 | 0 |  | 0 | 0 | 0 | 0 | 0 | 0 | 0 | 0 |  |  |  |  | 0 | 0 | 1 | 0 | 0 | 0 | 0 | 0 |  | 1 | 1 | 1 | 1 | 1 | 1 | 0 | 0 | 0 | 0 | 0 | 0 | 0 | 0 | 0 | 0 | 0 | 0 | 0 | 0 | 0 | 0 | 0 | 0 | 0 | 0 | 0 | 0 | 0 | 0 | 0
Tuesday | 3 | 15 | 24 | 1776 | 0 | 0 | 0 | 0 | 0 | 0 | 0 | 0 | 0 | 0 | 0 | 0 | 0 | 0 | 0 | 0 | 0 | 0 | 0 | 0 | 0 |  | 0 | 0 | 0 | 0 | 0 | 0 | 0 | 0 |  |  |  |  | 0 | 0 | 1 | 0 | 0 | 0 | 0 | 0 |  | 1 | 1 | 1 | 1 | 1 | 1 | 0 | 0 | 0 | 0 | 0 | 0 | 0 | 0 | 0 | 0 | 0 | 0 | 0 | 0 | 0 | 0 | 0 | 0 | 0 | 0 | 0 | 0 | 0 | 0 | 0
Wednesday | 3 | 16 | 1 | 1777 | 0 | 0 | 0 | 0 | 0 | 0 | 0 | 0 | 0 | 0 | 0 | 0 | 0 | 0 | 0 | 0 | 0 | 0 | 0 | 0 | 0 |  | 0 | 0 | 0 | 0 | 0 | 0 | 0 | 0 |  |  |  |  | 0 | 0 | 1 | 0 | 0 | 0 | 0 | 0 |  | 1 | 1 | 1 | 1 | 1 | 1 | 0 | 0 | 0 | 0 | 0 | 0 | 0 | 0 | 0 | 0 | 0 | 0 | 0 | 0 | 0 | 0 | 0 | 0 | 0 | 0 | 0 | 0 | 0 | 0 | 0
Wednesday | 3 | 16 | 2 | 1778 | 0 | 0 | 0 | 0 | 0 | 0 | 0 | 0 | 0 | 0 | 0 | 0 | 0 | 0 | 0 | 0 | 0 | 0 | 0 | 0 | 0 |  | 0 | 0 | 0 | 0 | 0 | 0 | 0 | 0 |  |  |  |  | 0 | 0 | 1 | 0 | 0 | 0 | 0 | 0 |  | 1 | 1 | 1 | 1 | 1 | 1 | 0 | 0 | 0 | 0 | 0 | 0 | 0 | 0 | 0 | 0 | 0 | 0 | 0 | 0 | 0 | 0 | 0 | 0 | 0 | 0 | 0 | 0 | 0 | 0 | 0
Wednesday | 3 | 16 | 3 | 1779 | 0 | 0 | 0 | 0 | 0 | 0 | 0 | 0 | 0 | 0 | 0 | 0 | 0 | 0 | 0 | 0 | 0 | 0 | 0 | 0 | 0 |  | 0 | 0 | 0 | 0 | 0 | 0 | 0 | 0 |  |  |  |  | 0 | 0 | 1 | 0 | 0 | 0 | 0 | 0 |  | 1 | 1 | 1 | 1 | 1 | 1 | 0 | 0 | 0 | 0 | 0 | 0 | 0 | 0 | 0 | 0 | 0 | 0 | 0 | 0 | 0 | 0 | 0 | 0 | 0 | 0 | 0 | 0 | 0 | 0 | 0
Wednesday | 3 | 16 | 4 | 1780 | 0 | 0 | 0 | 0 | 0 | 0 | 0 | 0 | 0 | 0 | 0 | 0 | 0 | 0 | 0 | 0 | 0 | 0 | 0 | 0 | 0 |  | 0 | 0 | 0 | 0 | 0 | 0 | 0 | 0 |  |  |  |  | 0 | 0 | 1 | 0 | 0 | 0 | 0 | 0 |  | 1 | 1 | 1 | 1 | 1 | 1 | 0 | 0 | 0 | 0 | 0 | 0 | 0 | 0 | 0 | 0 | 0 | 0 | 0 | 0 | 0 | 0 | 0 | 0 | 0 | 0 | 0 | 0 | 0 | 0 | 0
Wednesday | 3 | 16 | 5 | 1781 | 0 | 0 | 0 | 0 | 0 | 0 | 0 | 0 | 0 | 0 | 0 | 0 | 0 | 0 | 0 | 0 | 0 | 0 | 0 | 0 | 0 |  | 0 | 0 | 0 | 0 | 0 | 0 | 0 | 0 |  |  |  |  | 0 | 0 | 1 | 0 | 0 | 0 | 0 | 0 |  | 1 | 1 | 1 | 1 | 1 | 1 | 0 | 0 | 0 | 0 | 0 | 0 | 0 | 0 | 0 | 0 | 0 | 0 | 0 | 0 | 0 | 0 | 0 | 0 | 0 | 0 | 0 | 0 | 0 | 0 | 0
Wednesday | 3 | 16 | 6 | 1782 | 0 | 0 | 0 | 0 | 0 | 0 | 0 | 0 | 0 | 0 | 0 | 0 | 0 | 0 | 0 | 0 | 0 | 0 | 0 | 0 | 0 |  | 0 | 0 | 0 | 0 | 0 | 0 | 0 | 0 |  |  |  |  | 0 | 0 | 1 | 0 | 0 | 0 | 0 | 0 |  | 1 | 1 | 1 | 1 | 1 | 1 | 0 | 0 | 0 | 0 | 0 | 0 | 0 | 0 | 0 | 0 | 0 | 0 | 0 | 0 | 0 | 0 | 0 | 0 | 0 | 0 | 0 | 0 | 0 | 0 | 0
Wednesday | 3 | 16 | 7 | 1783 | 0 | 0 | 0 | 0 | 0 | 0 | 0 | 0 | 0 | 0 | 0 | 0 | 0 | 0 | 0 | 0 | 0 | 0 | 0 | 0 | 0 |  | 0 | 0 | 0 | 0 | 0 | 0 | 0 | 0 |  |  |  |  | 0 | 0 | 1 | 0 | 0 | 0 | 0 | 0 |  | 1 | 1 | 1 | 1 | 1 | 1 | 0 | 0 | 0 | 0 | 0 | 0 | 0 | 0 | 0 | 0 | 0 | 0 | 0 | 0 | 0 | 0 | 0 | 0 | 0 | 0 | 0 | 0 | 0 | 0 | 0
Wednesday | 3 | 16 | 8 | 1784 | 0 | 0 | 0 | 0 | 0 | 0 | 0 | 0 | 0 | 0 | 0 | 0 | 0 | 0 | 0 | 0 | 0 | 0 | 0 | 0 | 0 |  | 0 | 0 | 0 | 0 | 0 | 0 | 0 | 0 |  |  |  |  | 1 | 0 | 0 | 0 | 0 | 0 | 0 | 0 |  | #VALUE! | 1 | 1 | 1 | 1 | #VALUE! | 0 | 0 | 0 | 0 | 0 | 0 | 0 | 0 | 0 | 0 | 0 | 0 | 0 | 0 | 0 | 0 | 0 | 0 | 0 | 0 | 0 | 0 | 0 | 0 | 0
Wednesday | 3 | 16 | 9 | 1785 | 0 | 0 | 0 | 0 | 0 | 0 | 0 | 0 | 0 | 0 | 0 | 0 | 0 | 0 | 0 | 0 | 0 | 0 | 0 | 0 | 0 |  | 0 | 0 | 0 | 0 | 0 | 0 | 0 | 0 |  |  |  |  | 1 | 0 | 0 | 0 | 0 | 0 | 0 | 0 |  | #VALUE! | 1 | 1 | 1 | 1 | #VALUE! | 0 | 0 | 0 | 0 | 0 | 0 | 0 | 0 | 0 | 0 | 0 | 0 | 0 | 0 | 0 | 0 | 0 | 0 | 0 | 0 | 0 | 0 | 0 | 0 | 0
Wednesday | 3 | 16 | 10 | 1786 | 0 | 0 | 0 | 0 | 0 | 0 | 0 | 0 | 0 | 0 | 0 | 0 | 0 | 0 | 0 | 0 | 0 | 0 | 0 | 0 | 0 |  | 0 | 0 | 0 | 0 | 0 | 0 | 0 | 0 |  |  |  |  | 1 | 0 | 0 | 0 | 0 | 0 | 0 | 0 |  | #VALUE! | 1 | 1 | 1 | 1 | #VALUE! | 0 | 0 | 0 | 0 | 0 | 0 | 0 | 0 | 0 | 0 | 0 | 0 | 0 | 0 | 0 | 0 | 0 | 0 | 0 | 0 | 0 | 0 | 0 | 0 | 0
Wednesday | 3 | 16 | 11 | 1787 | 0 | 0 | 0 | 0 | 0 | 0 | 0 | 0 | 0 | 0 | 0 | 0 | 0 | 0 | 0 | 0 | 0 | 0 | 0 | 0 | 0 |  | 0 | 0 | 0 | 0 | 0 | 0 | 0 | 0 |  |  |  |  | 1 | 0 | 0 | 0 | 0 | 0 | 0 | 0 |  | #VALUE! | 1 | 1 | 1 | 1 | #VALUE! | 0 | 0 | 0 | 0 | 0 | 0 | 0 | 0 | 0 | 0 | 0 | 0 | 0 | 0 | 0 | 0 | 0 | 0 | 0 | 0 | 0 | 0 | 0 | 0 | 0
Wednesday | 3 | 16 | 12 | 1788 | 0 | 0 | 0 | 0 | 0 | 0 | 0 | 0 | 0 | 0 | 0 | 0 | 0 | 0 | 0 | 0 | 0 | 0 | 0 | 0 | 0 |  | 0 | 0 | 0 | 0 | 0 | 0 | 0 | 0 |  |  |  |  | 0 | 1 | 0 | 0 | 0 | 0 | 0 | 0 |  | 1 | #VALUE! | 1 | 1 | 1 | #VALUE! | 0 | 0 | 0 | 0 | 0 | 0 | 0 | 0 | 0 | 0 | 0 | 0 | 0 | 0 | 0 | 0 | 0 | 0 | 0 | 0 | 0 | 0 | 0 | 0 | 0
Wednesday | 3 | 16 | 13 | 1789 | 0 | 0 | 0 | 0 | 0 | 0 | 0 | 0 | 0 | 0 | 0 | 0 | 0 | 0 | 0 | 0 | 0 | 0 | 0 | 0 | 0 |  | 0 | 0 | 0 | 0 | 0 | 0 | 0 | 0 |  |  |  |  | 0 | 1 | 0 | 0 | 0 | 0 | 0 | 0 |  | 1 | #VALUE! | 1 | 1 | 1 | #VALUE! | 0 | 0 | 0 | 0 | 0 | 0 | 0 | 0 | 0 | 0 | 0 | 0 | 0 | 0 | 0 | 0 | 0 | 0 | 0 | 0 | 0 | 0 | 0 | 0 | 0
Wednesday | 3 | 16 | 14 | 1790 | 0 | 0 | 0 | 0 | 0 | 0 | 0 | 0 | 0 | 0 | 0 | 0 | 0 | 0 | 0 | 0 | 0 | 0 | 0 | 0 | 0 |  | 0 | 0 | 0 | 0 | 0 | 0 | 0 | 0 |  |  |  |  | 0 | 1 | 0 | 0 | 0 | 0 | 0 | 0 |  | 1 | #VALUE! | 1 | 1 | 1 | #VALUE! | 0 | 0 | 0 | 0 | 0 | 0 | 0 | 0 | 0 | 0 | 0 | 0 | 0 | 0 | 0 | 0 | 0 | 0 | 0 | 0 | 0 | 0 | 0 | 0 | 0
Wednesday | 3 | 16 | 15 | 1791 | 0 | 0 | 0 | 0 | 0 | 0 | 0 | 0 | 0 | 0 | 0 | 0 | 0 | 0 | 0 | 0 | 0 | 0 | 0 | 0 | 0 |  | 0 | 0 | 0 | 0 | 0 | 0 | 0 | 0 |  |  |  |  | 0 | 1 | 0 | 0 | 0 | 0 | 0 | 0 |  | 1 | #VALUE! | 1 | 1 | 1 | #VALUE! | 0 | 0 | 0 | 0 | 0 | 0 | 0 | 0 | 0 | 0 | 0 | 0 | 0 | 0 | 0 | 0 | 0 | 0 | 0 | 0 | 0 | 0 | 0 | 0 | 0
Wednesday | 3 | 16 | 16 | 1792 | 0 | 0 | 0 | 0 | 0 | 0 | 0 | 0 | 0 | 0 | 0 | 0 | 0 | 0 | 0 | 0 | 0 | 0 | 0 | 0 | 0 |  | 0 | 0 | 0 | 0 | 0 | 0 | 0 | 0 |  |  |  |  | 0 | 1 | 0 | 0 | 0 | 0 | 0 | 0 |  | 1 | #VALUE! | 1 | 1 | 1 | #VALUE! | 0 | 0 | 0 | 0 | 0 | 0 | 0 | 0 | 0 | 0 | 0 | 0 | 0 | 0 | 0 | 0 | 0 | 0 | 0 | 0 | 0 | 0 | 0 | 0 | 0
Wednesday | 3 | 16 | 17 | 1793 | 0 | 0 | 0 | 0 | 0 | 0 | 0 | 0 | 0 | 0 | 0 | 0 | 0 | 0 | 0 | 0 | 0 | 0 | 0 | 0 | 0 |  | 0 | 0 | 0 | 0 | 0 | 0 | 0 | 0 |  |  |  |  | 0 | 1 | 0 | 0 | 0 | 0 | 0 | 0 |  | 1 | #VALUE! | 1 | 1 | 1 | #VALUE! | 0 | 0 | 0 | 0 | 0 | 0 | 0 | 0 | 0 | 0 | 0 | 0 | 0 | 0 | 0 | 0 | 0 | 0 | 0 | 0 | 0 | 0 | 0 | 0 | 0
Wednesday | 3 | 16 | 18 | 1794 | 0 | 0 | 0 | 0 | 0 | 0 | 0 | 0 | 0 | 0 | 0 | 0 | 0 | 0 | 0 | 0 | 0 | 0 | 0 | 0 | 0 |  | 0 | 0 | 0 | 0 | 0 | 0 | 0 | 0 |  |  |  |  | 1 | 0 | 0 | 0 | 0 | 0 | 0 | 0 |  | #VALUE! | 1 | 1 | 1 | 1 | #VALUE! | 0 | 0 | 0 | 0 | 0 | 0 | 0 | 0 | 0 | 0 | 0 | 0 | 0 | 0 | 0 | 0 | 0 | 0 | 0 | 0 | 0 | 0 | 0 | 0 | 0
Wednesday | 3 | 16 | 19 | 1795 | 0 | 0 | 0 | 0 | 0 | 0 | 0 | 0 | 0 | 0 | 0 | 0 | 0 | 0 | 0 | 0 | 0 | 0 | 0 | 0 | 0 |  | 0 | 0 | 0 | 0 | 0 | 0 | 0 | 0 |  |  |  |  | 1 | 0 | 0 | 0 | 0 | 0 | 0 | 0 |  | #VALUE! | 1 | 1 | 1 | 1 | #VALUE! | 0 | 0 | 0 | 0 | 0 | 0 | 0 | 0 | 0 | 0 | 0 | 0 | 0 | 0 | 0 | 0 | 0 | 0 | 0 | 0 | 0 | 0 | 0 | 0 | 0
Wednesday | 3 | 16 | 20 | 1796 | 0 | 0 | 0 | 0 | 0 | 0 | 0 | 0 | 0 | 0 | 0 | 0 | 0 | 0 | 0 | 0 | 0 | 0 | 0 | 0 | 0 |  | 0 | 0 | 0 | 0 | 0 | 0 | 0 | 0 |  |  |  |  | 1 | 0 | 0 | 0 | 0 | 0 | 0 | 0 |  | #VALUE! | 1 | 1 | 1 | 1 | #VALUE! | 0 | 0 | 0 | 0 | 0 | 0 | 0 | 0 | 0 | 0 | 0 | 0 | 0 | 0 | 0 | 0 | 0 | 0 | 0 | 0 | 0 | 0 | 0 | 0 | 0
Wednesday | 3 | 16 | 21 | 1797 | 0 | 0 | 0 | 0 | 0 | 0 | 0 | 0 | 0 | 0 | 0 | 0 | 0 | 0 | 0 | 0 | 0 | 0 | 0 | 0 | 0 |  | 0 | 0 | 0 | 0 | 0 | 0 | 0 | 0 |  |  |  |  | 0 | 1 | 0 | 0 | 0 | 0 | 0 | 0 |  | 1 | #VALUE! | 1 | 1 | 1 | #VALUE! | 0 | 0 | 0 | 0 | 0 | 0 | 0 | 0 | 0 | 0 | 0 | 0 | 0 | 0 | 0 | 0 | 0 | 0 | 0 | 0 | 0 | 0 | 0 | 0 | 0
Wednesday | 3 | 16 | 22 | 1798 | 0 | 0 | 0 | 0 | 0 | 0 | 0 | 0 | 0 | 0 | 0 | 0 | 0 | 0 | 0 | 0 | 0 | 0 | 0 | 0 | 0 |  | 0 | 0 | 0 | 0 | 0 | 0 | 0 | 0 |  |  |  |  | 0 | 1 | 0 | 0 | 0 | 0 | 0 | 0 |  | 1 | #VALUE! | 1 | 1 | 1 | #VALUE! | 0 | 0 | 0 | 0 | 0 | 0 | 0 | 0 | 0 | 0 | 0 | 0 | 0 | 0 | 0 | 0 | 0 | 0 | 0 | 0 | 0 | 0 | 0 | 0 | 0
Wednesday | 3 | 16 | 23 | 1799 | 0 | 0 | 0 | 0 | 0 | 0 | 0 | 0 | 0 | 0 | 0 | 0 | 0 | 0 | 0 | 0 | 0 | 0 | 0 | 0 | 0 |  | 0 | 0 | 0 | 0 | 0 | 0 | 0 | 0 |  |  |  |  | 0 | 0 | 1 | 0 | 0 | 0 | 0 | 0 |  | 1 | 1 | 1 | 1 | 1 | 1 | 0 | 0 | 0 | 0 | 0 | 0 | 0 | 0 | 0 | 0 | 0 | 0 | 0 | 0 | 0 | 0 | 0 | 0 | 0 | 0 | 0 | 0 | 0 | 0 | 0
Wednesday | 3 | 16 | 24 | 1800 | 0 | 0 | 0 | 0 | 0 | 0 | 0 | 0 | 0 | 0 | 0 | 0 | 0 | 0 | 0 | 0 | 0 | 0 | 0 | 0 | 0 |  | 0 | 0 | 0 | 0 | 0 | 0 | 0 | 0 |  |  |  |  | 0 | 0 | 1 | 0 | 0 | 0 | 0 | 0 |  | 1 | 1 | 1 | 1 | 1 | 1 | 0 | 0 | 0 | 0 | 0 | 0 | 0 | 0 | 0 | 0 | 0 | 0 | 0 | 0 | 0 | 0 | 0 | 0 | 0 | 0 | 0 | 0 | 0 | 0 | 0
Thursday | 3 | 17 | 1 | 1801 | 0 | 0 | 0 | 0 | 0 | 0 | 0 | 0 | 0 | 0 | 0 | 0 | 0 | 0 | 0 | 0 | 0 | 0 | 0 | 0 | 0 |  | 0 | 0 | 0 | 0 | 0 | 0 | 0 | 0 |  |  |  |  | 0 | 0 | 1 | 0 | 0 | 0 | 0 | 0 |  | 1 | 1 | 1 | 1 | 1 | 1 | 0 | 0 | 0 | 0 | 0 | 0 | 0 | 0 | 0 | 0 | 0 | 0 | 0 | 0 | 0 | 0 | 0 | 0 | 0 | 0 | 0 | 0 | 0 | 0 | 0
Thursday | 3 | 17 | 2 | 1802 | 0 | 0 | 0 | 0 | 0 | 0 | 0 | 0 | 0 | 0 | 0 | 0 | 0 | 0 | 0 | 0 | 0 | 0 | 0 | 0 | 0 |  | 0 | 0 | 0 | 0 | 0 | 0 | 0 | 0 |  |  |  |  | 0 | 0 | 1 | 0 | 0 | 0 | 0 | 0 |  | 1 | 1 | 1 | 1 | 1 | 1 | 0 | 0 | 0 | 0 | 0 | 0 | 0 | 0 | 0 | 0 | 0 | 0 | 0 | 0 | 0 | 0 | 0 | 0 | 0 | 0 | 0 | 0 | 0 | 0 | 0
Thursday | 3 | 17 | 3 | 1803 | 0 | 0 | 0 | 0 | 0 | 0 | 0 | 0 | 0 | 0 | 0 | 0 | 0 | 0 | 0 | 0 | 0 | 0 | 0 | 0 | 0 |  | 0 | 0 | 0 | 0 | 0 | 0 | 0 | 0 |  |  |  |  | 0 | 0 | 1 | 0 | 0 | 0 | 0 | 0 |  | 1 | 1 | 1 | 1 | 1 | 1 | 0 | 0 | 0 | 0 | 0 | 0 | 0 | 0 | 0 | 0 | 0 | 0 | 0 | 0 | 0 | 0 | 0 | 0 | 0 | 0 | 0 | 0 | 0 | 0 | 0
Thursday | 3 | 17 | 4 | 1804 | 0 | 0 | 0 | 0 | 0 | 0 | 0 | 0 | 0 | 0 | 0 | 0 | 0 | 0 | 0 | 0 | 0 | 0 | 0 | 0 | 0 |  | 0 | 0 | 0 | 0 | 0 | 0 | 0 | 0 |  |  |  |  | 0 | 0 | 1 | 0 | 0 | 0 | 0 | 0 |  | 1 | 1 | 1 | 1 | 1 | 1 | 0 | 0 | 0 | 0 | 0 | 0 | 0 | 0 | 0 | 0 | 0 | 0 | 0 | 0 | 0 | 0 | 0 | 0 | 0 | 0 | 0 | 0 | 0 | 0 | 0
Thursday | 3 | 17 | 5 | 1805 | 0 | 0 | 0 | 0 | 0 | 0 | 0 | 0 | 0 | 0 | 0 | 0 | 0 | 0 | 0 | 0 | 0 | 0 | 0 | 0 | 0 |  | 0 | 0 | 0 | 0 | 0 | 0 | 0 | 0 |  |  |  |  | 0 | 0 | 1 | 0 | 0 | 0 | 0 | 0 |  | 1 | 1 | 1 | 1 | 1 | 1 | 0 | 0 | 0 | 0 | 0 | 0 | 0 | 0 | 0 | 0 | 0 | 0 | 0 | 0 | 0 | 0 | 0 | 0 | 0 | 0 | 0 | 0 | 0 | 0 | 0
Thursday | 3 | 17 | 6 | 1806 | 0 | 0 | 0 | 0 | 0 | 0 | 0 | 0 | 0 | 0 | 0 | 0 | 0 | 0 | 0 | 0 | 0 | 0 | 0 | 0 | 0 |  | 0 | 0 | 0 | 0 | 0 | 0 | 0 | 0 |  |  |  |  | 0 | 0 | 1 | 0 | 0 | 0 | 0 | 0 |  | 1 | 1 | 1 | 1 | 1 | 1 | 0 | 0 | 0 | 0 | 0 | 0 | 0 | 0 | 0 | 0 | 0 | 0 | 0 | 0 | 0 | 0 | 0 | 0 | 0 | 0 | 0 | 0 | 0 | 0 | 0
Thursday | 3 | 17 | 7 | 1807 | 0 | 0 | 0 | 0 | 0 | 0 | 0 | 0 | 0 | 0 | 0 | 0 | 0 | 0 | 0 | 0 | 0 | 0 | 0 | 0 | 0 |  | 0 | 0 | 0 | 0 | 0 | 0 | 0 | 0 |  |  |  |  | 0 | 0 | 1 | 0 | 0 | 0 | 0 | 0 |  | 1 | 1 | 1 | 1 | 1 | 1 | 0 | 0 | 0 | 0 | 0 | 0 | 0 | 0 | 0 | 0 | 0 | 0 | 0 | 0 | 0 | 0 | 0 | 0 | 0 | 0 | 0 | 0 | 0 | 0 | 0
Thursday | 3 | 17 | 8 | 1808 | 0 | 0 | 0 | 0 | 0 | 0 | 0 | 0 | 0 | 0 | 0 | 0 | 0 | 0 | 0 | 0 | 0 | 0 | 0 | 0 | 0 |  | 0 | 0 | 0 | 0 | 0 | 0 | 0 | 0 |  |  |  |  | 1 | 0 | 0 | 0 | 0 | 0 | 0 | 0 |  | #VALUE! | 1 | 1 | 1 | 1 | #VALUE! | 0 | 0 | 0 | 0 | 0 | 0 | 0 | 0 | 0 | 0 | 0 | 0 | 0 | 0 | 0 | 0 | 0 | 0 | 0 | 0 | 0 | 0 | 0 | 0 | 0
Thursday | 3 | 17 | 9 | 1809 | 0 | 0 | 0 | 0 | 0 | 0 | 0 | 0 | 0 | 0 | 0 | 0 | 0 | 0 | 0 | 0 | 0 | 0 | 0 | 0 | 0 |  | 0 | 0 | 0 | 0 | 0 | 0 | 0 | 0 |  |  |  |  | 1 | 0 | 0 | 0 | 0 | 0 | 0 | 0 |  | #VALUE! | 1 | 1 | 1 | 1 | #VALUE! | 0 | 0 | 0 | 0 | 0 | 0 | 0 | 0 | 0 | 0 | 0 | 0 | 0 | 0 | 0 | 0 | 0 | 0 | 0 | 0 | 0 | 0 | 0 | 0 | 0
Thursday | 3 | 17 | 10 | 1810 | 0 | 0 | 0 | 0 | 0 | 0 | 0 | 0 | 0 | 0 | 0 | 0 | 0 | 0 | 0 | 0 | 0 | 0 | 0 | 0 | 0 |  | 0 | 0 | 0 | 0 | 0 | 0 | 0 | 0 |  |  |  |  | 1 | 0 | 0 | 0 | 0 | 0 | 0 | 0 |  | #VALUE! | 1 | 1 | 1 | 1 | #VALUE! | 0 | 0 | 0 | 0 | 0 | 0 | 0 | 0 | 0 | 0 | 0 | 0 | 0 | 0 | 0 | 0 | 0 | 0 | 0 | 0 | 0 | 0 | 0 | 0 | 0
Thursday | 3 | 17 | 11 | 1811 | 0 | 0 | 0 | 0 | 0 | 0 | 0 | 0 | 0 | 0 | 0 | 0 | 0 | 0 | 0 | 0 | 0 | 0 | 0 | 0 | 0 |  | 0 | 0 | 0 | 0 | 0 | 0 | 0 | 0 |  |  |  |  | 1 | 0 | 0 | 0 | 0 | 0 | 0 | 0 |  | #VALUE! | 1 | 1 | 1 | 1 | #VALUE! | 0 | 0 | 0 | 0 | 0 | 0 | 0 | 0 | 0 | 0 | 0 | 0 | 0 | 0 | 0 | 0 | 0 | 0 | 0 | 0 | 0 | 0 | 0 | 0 | 0
Thursday | 3 | 17 | 12 | 1812 | 0 | 0 | 0 | 0 | 0 | 0 | 0 | 0 | 0 | 0 | 0 | 0 | 0 | 0 | 0 | 0 | 0 | 0 | 0 | 0 | 0 |  | 0 | 0 | 0 | 0 | 0 | 0 | 0 | 0 |  |  |  |  | 0 | 1 | 0 | 0 | 0 | 0 | 0 | 0 |  | 1 | #VALUE! | 1 | 1 | 1 | #VALUE! | 0 | 0 | 0 | 0 | 0 | 0 | 0 | 0 | 0 | 0 | 0 | 0 | 0 | 0 | 0 | 0 | 0 | 0 | 0 | 0 | 0 | 0 | 0 | 0 | 0
Thursday | 3 | 17 | 13 | 1813 | 0 | 0 | 0 | 0 | 0 | 0 | 0 | 0 | 0 | 0 | 0 | 0 | 0 | 0 | 0 | 0 | 0 | 0 | 0 | 0 | 0 |  | 0 | 0 | 0 | 0 | 0 | 0 | 0 | 0 |  |  |  |  | 0 | 1 | 0 | 0 | 0 | 0 | 0 | 0 |  | 1 | #VALUE! | 1 | 1 | 1 | #VALUE! | 0 | 0 | 0 | 0 | 0 | 0 | 0 | 0 | 0 | 0 | 0 | 0 | 0 | 0 | 0 | 0 | 0 | 0 | 0 | 0 | 0 | 0 | 0 | 0 | 0
Thursday | 3 | 17 | 14 | 1814 | 0 | 0 | 0 | 0 | 0 | 0 | 0 | 0 | 0 | 0 | 0 | 0 | 0 | 0 | 0 | 0 | 0 | 0 | 0 | 0 | 0 |  | 0 | 0 | 0 | 0 | 0 | 0 | 0 | 0 |  |  |  |  | 0 | 1 | 0 | 0 | 0 | 0 | 0 | 0 |  | 1 | #VALUE! | 1 | 1 | 1 | #VALUE! | 0 | 0 | 0 | 0 | 0 | 0 | 0 | 0 | 0 | 0 | 0 | 0 | 0 | 0 | 0 | 0 | 0 | 0 | 0 | 0 | 0 | 0 | 0 | 0 | 0
Thursday | 3 | 17 | 15 | 1815 | 0 | 0 | 0 | 0 | 0 | 0 | 0 | 0 | 0 | 0 | 0 | 0 | 0 | 0 | 0 | 0 | 0 | 0 | 0 | 0 | 0 |  | 0 | 0 | 0 | 0 | 0 | 0 | 0 | 0 |  |  |  |  | 0 | 1 | 0 | 0 | 0 | 0 | 0 | 0 |  | 1 | #VALUE! | 1 | 1 | 1 | #VALUE! | 0 | 0 | 0 | 0 | 0 | 0 | 0 | 0 | 0 | 0 | 0 | 0 | 0 | 0 | 0 | 0 | 0 | 0 | 0 | 0 | 0 | 0 | 0 | 0 | 0
Thursday | 3 | 17 | 16 | 1816 | 0 | 0 | 0 | 0 | 0 | 0 | 0 | 0 | 0 | 0 | 0 | 0 | 0 | 0 | 0 | 0 | 0 | 0 | 0 | 0 | 0 |  | 0 | 0 | 0 | 0 | 0 | 0 | 0 | 0 |  |  |  |  | 0 | 1 | 0 | 0 | 0 | 0 | 0 | 0 |  | 1 | #VALUE! | 1 | 1 | 1 | #VALUE! | 0 | 0 | 0 | 0 | 0 | 0 | 0 | 0 | 0 | 0 | 0 | 0 | 0 | 0 | 0 | 0 | 0 | 0 | 0 | 0 | 0 | 0 | 0 | 0 | 0
Thursday | 3 | 17 | 17 | 1817 | 0 | 0 | 0 | 0 | 0 | 0 | 0 | 0 | 0 | 0 | 0 | 0 | 0 | 0 | 0 | 0 | 0 | 0 | 0 | 0 | 0 |  | 0 | 0 | 0 | 0 | 0 | 0 | 0 | 0 |  |  |  |  | 0 | 1 | 0 | 0 | 0 | 0 | 0 | 0 |  | 1 | #VALUE! | 1 | 1 | 1 | #VALUE! | 0 | 0 | 0 | 0 | 0 | 0 | 0 | 0 | 0 | 0 | 0 | 0 | 0 | 0 | 0 | 0 | 0 | 0 | 0 | 0 | 0 | 0 | 0 | 0 | 0
Thursday | 3 | 17 | 18 | 1818 | 0 | 0 | 0 | 0 | 0 | 0 | 0 | 0 | 0 | 0 | 0 | 0 | 0 | 0 | 0 | 0 | 0 | 0 | 0 | 0 | 0 |  | 0 | 0 | 0 | 0 | 0 | 0 | 0 | 0 |  |  |  |  | 1 | 0 | 0 | 0 | 0 | 0 | 0 | 0 |  | #VALUE! | 1 | 1 | 1 | 1 | #VALUE! | 0 | 0 | 0 | 0 | 0 | 0 | 0 | 0 | 0 | 0 | 0 | 0 | 0 | 0 | 0 | 0 | 0 | 0 | 0 | 0 | 0 | 0 | 0 | 0 | 0
Thursday | 3 | 17 | 19 | 1819 | 0 | 0 | 0 | 0 | 0 | 0 | 0 | 0 | 0 | 0 | 0 | 0 | 0 | 0 | 0 | 0 | 0 | 0 | 0 | 0 | 0 |  | 0 | 0 | 0 | 0 | 0 | 0 | 0 | 0 |  |  |  |  | 1 | 0 | 0 | 0 | 0 | 0 | 0 | 0 |  | #VALUE! | 1 | 1 | 1 | 1 | #VALUE! | 0 | 0 | 0 | 0 | 0 | 0 | 0 | 0 | 0 | 0 | 0 | 0 | 0 | 0 | 0 | 0 | 0 | 0 | 0 | 0 | 0 | 0 | 0 | 0 | 0
Thursday | 3 | 17 | 20 | 1820 | 0 | 0 | 0 | 0 | 0 | 0 | 0 | 0 | 0 | 0 | 0 | 0 | 0 | 0 | 0 | 0 | 0 | 0 | 0 | 0 | 0 |  | 0 | 0 | 0 | 0 | 0 | 0 | 0 | 0 |  |  |  |  | 1 | 0 | 0 | 0 | 0 | 0 | 0 | 0 |  | #VALUE! | 1 | 1 | 1 | 1 | #VALUE! | 0 | 0 | 0 | 0 | 0 | 0 | 0 | 0 | 0 | 0 | 0 | 0 | 0 | 0 | 0 | 0 | 0 | 0 | 0 | 0 | 0 | 0 | 0 | 0 | 0
Thursday | 3 | 17 | 21 | 1821 | 0 | 0 | 0 | 0 | 0 | 0 | 0 | 0 | 0 | 0 | 0 | 0 | 0 | 0 | 0 | 0 | 0 | 0 | 0 | 0 | 0 |  | 0 | 0 | 0 | 0 | 0 | 0 | 0 | 0 |  |  |  |  | 0 | 1 | 0 | 0 | 0 | 0 | 0 | 0 |  | 1 | #VALUE! | 1 | 1 | 1 | #VALUE! | 0 | 0 | 0 | 0 | 0 | 0 | 0 | 0 | 0 | 0 | 0 | 0 | 0 | 0 | 0 | 0 | 0 | 0 | 0 | 0 | 0 | 0 | 0 | 0 | 0
Thursday | 3 | 17 | 22 | 1822 | 0 | 0 | 0 | 0 | 0 | 0 | 0 | 0 | 0 | 0 | 0 | 0 | 0 | 0 | 0 | 0 | 0 | 0 | 0 | 0 | 0 |  | 0 | 0 | 0 | 0 | 0 | 0 | 0 | 0 |  |  |  |  | 0 | 1 | 0 | 0 | 0 | 0 | 0 | 0 |  | 1 | #VALUE! | 1 | 1 | 1 | #VALUE! | 0 | 0 | 0 | 0 | 0 | 0 | 0 | 0 | 0 | 0 | 0 | 0 | 0 | 0 | 0 | 0 | 0 | 0 | 0 | 0 | 0 | 0 | 0 | 0 | 0
Thursday | 3 | 17 | 23 | 1823 | 0 | 0 | 0 | 0 | 0 | 0 | 0 | 0 | 0 | 0 | 0 | 0 | 0 | 0 | 0 | 0 | 0 | 0 | 0 | 0 | 0 |  | 0 | 0 | 0 | 0 | 0 | 0 | 0 | 0 |  |  |  |  | 0 | 0 | 1 | 0 | 0 | 0 | 0 | 0 |  | 1 | 1 | 1 | 1 | 1 | 1 | 0 | 0 | 0 | 0 | 0 | 0 | 0 | 0 | 0 | 0 | 0 | 0 | 0 | 0 | 0 | 0 | 0 | 0 | 0 | 0 | 0 | 0 | 0 | 0 | 0
Thursday | 3 | 17 | 24 | 1824 | 0 | 0 | 0 | 0 | 0 | 0 | 0 | 0 | 0 | 0 | 0 | 0 | 0 | 0 | 0 | 0 | 0 | 0 | 0 | 0 | 0 |  | 0 | 0 | 0 | 0 | 0 | 0 | 0 | 0 |  |  |  |  | 0 | 0 | 1 | 0 | 0 | 0 | 0 | 0 |  | 1 | 1 | 1 | 1 | 1 | 1 | 0 | 0 | 0 | 0 | 0 | 0 | 0 | 0 | 0 | 0 | 0 | 0 | 0 | 0 | 0 | 0 | 0 | 0 | 0 | 0 | 0 | 0 | 0 | 0 | 0
Friday | 3 | 18 | 1 | 1825 | 0 | 0 | 0 | 0 | 0 | 0 | 0 | 0 | 0 | 0 | 0 | 0 | 0 | 0 | 0 | 0 | 0 | 0 | 0 | 0 | 0 |  | 0 | 0 | 0 | 0 | 0 | 0 | 0 | 0 |  |  |  |  | 0 | 0 | 1 | 0 | 0 | 0 | 0 | 0 |  | 1 | 1 | 1 | 1 | 1 | 1 | 0 | 0 | 0 | 0 | 0 | 0 | 0 | 0 | 0 | 0 | 0 | 0 | 0 | 0 | 0 | 0 | 0 | 0 | 0 | 0 | 0 | 0 | 0 | 0 | 0
Friday | 3 | 18 | 2 | 1826 | 0 | 0 | 0 | 0 | 0 | 0 | 0 | 0 | 0 | 0 | 0 | 0 | 0 | 0 | 0 | 0 | 0 | 0 | 0 | 0 | 0 |  | 0 | 0 | 0 | 0 | 0 | 0 | 0 | 0 |  |  |  |  | 0 | 0 | 1 | 0 | 0 | 0 | 0 | 0 |  | 1 | 1 | 1 | 1 | 1 | 1 | 0 | 0 | 0 | 0 | 0 | 0 | 0 | 0 | 0 | 0 | 0 | 0 | 0 | 0 | 0 | 0 | 0 | 0 | 0 | 0 | 0 | 0 | 0 | 0 | 0
Friday | 3 | 18 | 3 | 1827 | 0 | 0 | 0 | 0 | 0 | 0 | 0 | 0 | 0 | 0 | 0 | 0 | 0 | 0 | 0 | 0 | 0 | 0 | 0 | 0 | 0 |  | 0 | 0 | 0 | 0 | 0 | 0 | 0 | 0 |  |  |  |  | 0 | 0 | 1 | 0 | 0 | 0 | 0 | 0 |  | 1 | 1 | 1 | 1 | 1 | 1 | 0 | 0 | 0 | 0 | 0 | 0 | 0 | 0 | 0 | 0 | 0 | 0 | 0 | 0 | 0 | 0 | 0 | 0 | 0 | 0 | 0 | 0 | 0 | 0 | 0
Friday | 3 | 18 | 4 | 1828 | 0 | 0 | 0 | 0 | 0 | 0 | 0 | 0 | 0 | 0 | 0 | 0 | 0 | 0 | 0 | 0 | 0 | 0 | 0 | 0 | 0 |  | 0 | 0 | 0 | 0 | 0 | 0 | 0 | 0 |  |  |  |  | 0 | 0 | 1 | 0 | 0 | 0 | 0 | 0 |  | 1 | 1 | 1 | 1 | 1 | 1 | 0 | 0 | 0 | 0 | 0 | 0 | 0 | 0 | 0 | 0 | 0 | 0 | 0 | 0 | 0 | 0 | 0 | 0 | 0 | 0 | 0 | 0 | 0 | 0 | 0
Friday | 3 | 18 | 5 | 1829 | 0 | 0 | 0 | 0 | 0 | 0 | 0 | 0 | 0 | 0 | 0 | 0 | 0 | 0 | 0 | 0 | 0 | 0 | 0 | 0 | 0 |  | 0 | 0 | 0 | 0 | 0 | 0 | 0 | 0 |  |  |  |  | 0 | 0 | 1 | 0 | 0 | 0 | 0 | 0 |  | 1 | 1 | 1 | 1 | 1 | 1 | 0 | 0 | 0 | 0 | 0 | 0 | 0 | 0 | 0 | 0 | 0 | 0 | 0 | 0 | 0 | 0 | 0 | 0 | 0 | 0 | 0 | 0 | 0 | 0 | 0
Friday | 3 | 18 | 6 | 1830 | 0 | 0 | 0 | 0 | 0 | 0 | 0 | 0 | 0 | 0 | 0 | 0 | 0 | 0 | 0 | 0 | 0 | 0 | 0 | 0 | 0 |  | 0 | 0 | 0 | 0 | 0 | 0 | 0 | 0 |  |  |  |  | 0 | 0 | 1 | 0 | 0 | 0 | 0 | 0 |  | 1 | 1 | 1 | 1 | 1 | 1 | 0 | 0 | 0 | 0 | 0 | 0 | 0 | 0 | 0 | 0 | 0 | 0 | 0 | 0 | 0 | 0 | 0 | 0 | 0 | 0 | 0 | 0 | 0 | 0 | 0
Friday | 3 | 18 | 7 | 1831 | 0 | 0 | 0 | 0 | 0 | 0 | 0 | 0 | 0 | 0 | 0 | 0 | 0 | 0 | 0 | 0 | 0 | 0 | 0 | 0 | 0 |  | 0 | 0 | 0 | 0 | 0 | 0 | 0 | 0 |  |  |  |  | 0 | 0 | 1 | 0 | 0 | 0 | 0 | 0 |  | 1 | 1 | 1 | 1 | 1 | 1 | 0 | 0 | 0 | 0 | 0 | 0 | 0 | 0 | 0 | 0 | 0 | 0 | 0 | 0 | 0 | 0 | 0 | 0 | 0 | 0 | 0 | 0 | 0 | 0 | 0
Friday | 3 | 18 | 8 | 1832 | 0 | 0 | 0 | 0 | 0 | 0 | 0 | 0 | 0 | 0 | 0 | 0 | 0 | 0 | 0 | 0 | 0 | 0 | 0 | 0 | 0 |  | 0 | 0 | 0 | 0 | 0 | 0 | 0 | 0 |  |  |  |  | 1 | 0 | 0 | 0 | 0 | 0 | 0 | 0 |  | #VALUE! | 1 | 1 | 1 | 1 | #VALUE! | 0 | 0 | 0 | 0 | 0 | 0 | 0 | 0 | 0 | 0 | 0 | 0 | 0 | 0 | 0 | 0 | 0 | 0 | 0 | 0 | 0 | 0 | 0 | 0 | 0
Friday | 3 | 18 | 9 | 1833 | 0 | 0 | 0 | 0 | 0 | 0 | 0 | 0 | 0 | 0 | 0 | 0 | 0 | 0 | 0 | 0 | 0 | 0 | 0 | 0 | 0 |  | 0 | 0 | 0 | 0 | 0 | 0 | 0 | 0 |  |  |  |  | 1 | 0 | 0 | 0 | 0 | 0 | 0 | 0 |  | #VALUE! | 1 | 1 | 1 | 1 | #VALUE! | 0 | 0 | 0 | 0 | 0 | 0 | 0 | 0 | 0 | 0 | 0 | 0 | 0 | 0 | 0 | 0 | 0 | 0 | 0 | 0 | 0 | 0 | 0 | 0 | 0
Friday | 3 | 18 | 10 | 1834 | 0 | 0 | 0 | 0 | 0 | 0 | 0 | 0 | 0 | 0 | 0 | 0 | 0 | 0 | 0 | 0 | 0 | 0 | 0 | 0 | 0 |  | 0 | 0 | 0 | 0 | 0 | 0 | 0 | 0 |  |  |  |  | 1 | 0 | 0 | 0 | 0 | 0 | 0 | 0 |  | #VALUE! | 1 | 1 | 1 | 1 | #VALUE! | 0 | 0 | 0 | 0 | 0 | 0 | 0 | 0 | 0 | 0 | 0 | 0 | 0 | 0 | 0 | 0 | 0 | 0 | 0 | 0 | 0 | 0 | 0 | 0 | 0
Friday | 3 | 18 | 11 | 1835 | 0 | 0 | 0 | 0 | 0 | 0 | 0 | 0 | 0 | 0 | 0 | 0 | 0 | 0 | 0 | 0 | 0 | 0 | 0 | 0 | 0 |  | 0 | 0 | 0 | 0 | 0 | 0 | 0 | 0 |  |  |  |  | 1 | 0 | 0 | 0 | 0 | 0 | 0 | 0 |  | #VALUE! | 1 | 1 | 1 | 1 | #VALUE! | 0 | 0 | 0 | 0 | 0 | 0 | 0 | 0 | 0 | 0 | 0 | 0 | 0 | 0 | 0 | 0 | 0 | 0 | 0 | 0 | 0 | 0 | 0 | 0 | 0
Friday | 3 | 18 | 12 | 1836 | 0 | 0 | 0 | 0 | 0 | 0 | 0 | 0 | 0 | 0 | 0 | 0 | 0 | 0 | 0 | 0 | 0 | 0 | 0 | 0 | 0 |  | 0 | 0 | 0 | 0 | 0 | 0 | 0 | 0 |  |  |  |  | 0 | 1 | 0 | 0 | 0 | 0 | 0 | 0 |  | 1 | #VALUE! | 1 | 1 | 1 | #VALUE! | 0 | 0 | 0 | 0 | 0 | 0 | 0 | 0 | 0 | 0 | 0 | 0 | 0 | 0 | 0 | 0 | 0 | 0 | 0 | 0 | 0 | 0 | 0 | 0 | 0
Friday | 3 | 18 | 13 | 1837 | 0 | 0 | 0 | 0 | 0 | 0 | 0 | 0 | 0 | 0 | 0 | 0 | 0 | 0 | 0 | 0 | 0 | 0 | 0 | 0 | 0 |  | 0 | 0 | 0 | 0 | 0 | 0 | 0 | 0 |  |  |  |  | 0 | 1 | 0 | 0 | 0 | 0 | 0 | 0 |  | 1 | #VALUE! | 1 | 1 | 1 | #VALUE! | 0 | 0 | 0 | 0 | 0 | 0 | 0 | 0 | 0 | 0 | 0 | 0 | 0 | 0 | 0 | 0 | 0 | 0 | 0 | 0 | 0 | 0 | 0 | 0 | 0
Friday | 3 | 18 | 14 | 1838 | 0 | 0 | 0 | 0 | 0 | 0 | 0 | 0 | 0 | 0 | 0 | 0 | 0 | 0 | 0 | 0 | 0 | 0 | 0 | 0 | 0 |  | 0 | 0 | 0 | 0 | 0 | 0 | 0 | 0 |  |  |  |  | 0 | 1 | 0 | 0 | 0 | 0 | 0 | 0 |  | 1 | #VALUE! | 1 | 1 | 1 | #VALUE! | 0 | 0 | 0 | 0 | 0 | 0 | 0 | 0 | 0 | 0 | 0 | 0 | 0 | 0 | 0 | 0 | 0 | 0 | 0 | 0 | 0 | 0 | 0 | 0 | 0
Friday | 3 | 18 | 15 | 1839 | 0 | 0 | 0 | 0 | 0 | 0 | 0 | 0 | 0 | 0 | 0 | 0 | 0 | 0 | 0 | 0 | 0 | 0 | 0 | 0 | 0 |  | 0 | 0 | 0 | 0 | 0 | 0 | 0 | 0 |  |  |  |  | 0 | 1 | 0 | 0 | 0 | 0 | 0 | 0 |  | 1 | #VALUE! | 1 | 1 | 1 | #VALUE! | 0 | 0 | 0 | 0 | 0 | 0 | 0 | 0 | 0 | 0 | 0 | 0 | 0 | 0 | 0 | 0 | 0 | 0 | 0 | 0 | 0 | 0 | 0 | 0 | 0
Friday | 3 | 18 | 16 | 1840 | 0 | 0 | 0 | 0 | 0 | 0 | 0 | 0 | 0 | 0 | 0 | 0 | 0 | 0 | 0 | 0 | 0 | 0 | 0 | 0 | 0 |  | 0 | 0 | 0 | 0 | 0 | 0 | 0 | 0 |  |  |  |  | 0 | 1 | 0 | 0 | 0 | 0 | 0 | 0 |  | 1 | #VALUE! | 1 | 1 | 1 | #VALUE! | 0 | 0 | 0 | 0 | 0 | 0 | 0 | 0 | 0 | 0 | 0 | 0 | 0 | 0 | 0 | 0 | 0 | 0 | 0 | 0 | 0 | 0 | 0 | 0 | 0
Friday | 3 | 18 | 17 | 1841 | 0 | 0 | 0 | 0 | 0 | 0 | 0 | 0 | 0 | 0 | 0 | 0 | 0 | 0 | 0 | 0 | 0 | 0 | 0 | 0 | 0 |  | 0 | 0 | 0 | 0 | 0 | 0 | 0 | 0 |  |  |  |  | 0 | 1 | 0 | 0 | 0 | 0 | 0 | 0 |  | 1 | #VALUE! | 1 | 1 | 1 | #VALUE! | 0 | 0 | 0 | 0 | 0 | 0 | 0 | 0 | 0 | 0 | 0 | 0 | 0 | 0 | 0 | 0 | 0 | 0 | 0 | 0 | 0 | 0 | 0 | 0 | 0
Friday | 3 | 18 | 18 | 1842 | 0 | 0 | 0 | 0 | 0 | 0 | 0 | 0 | 0 | 0 | 0 | 0 | 0 | 0 | 0 | 0 | 0 | 0 | 0 | 0 | 0 |  | 0 | 0 | 0 | 0 | 0 | 0 | 0 | 0 |  |  |  |  | 1 | 0 | 0 | 0 | 0 | 0 | 0 | 0 |  | #VALUE! | 1 | 1 | 1 | 1 | #VALUE! | 0 | 0 | 0 | 0 | 0 | 0 | 0 | 0 | 0 | 0 | 0 | 0 | 0 | 0 | 0 | 0 | 0 | 0 | 0 | 0 | 0 | 0 | 0 | 0 | 0
Friday | 3 | 18 | 19 | 1843 | 0 | 0 | 0 | 0 | 0 | 0 | 0 | 0 | 0 | 0 | 0 | 0 | 0 | 0 | 0 | 0 | 0 | 0 | 0 | 0 | 0 |  | 0 | 0 | 0 | 0 | 0 | 0 | 0 | 0 |  |  |  |  | 1 | 0 | 0 | 0 | 0 | 0 | 0 | 0 |  | #VALUE! | 1 | 1 | 1 | 1 | #VALUE! | 0 | 0 | 0 | 0 | 0 | 0 | 0 | 0 | 0 | 0 | 0 | 0 | 0 | 0 | 0 | 0 | 0 | 0 | 0 | 0 | 0 | 0 | 0 | 0 | 0
Friday | 3 | 18 | 20 | 1844 | 0 | 0 | 0 | 0 | 0 | 0 | 0 | 0 | 0 | 0 | 0 | 0 | 0 | 0 | 0 | 0 | 0 | 0 | 0 | 0 | 0 |  | 0 | 0 | 0 | 0 | 0 | 0 | 0 | 0 |  |  |  |  | 1 | 0 | 0 | 0 | 0 | 0 | 0 | 0 |  | #VALUE! | 1 | 1 | 1 | 1 | #VALUE! | 0 | 0 | 0 | 0 | 0 | 0 | 0 | 0 | 0 | 0 | 0 | 0 | 0 | 0 | 0 | 0 | 0 | 0 | 0 | 0 | 0 | 0 | 0 | 0 | 0
Friday | 3 | 18 | 21 | 1845 | 0 | 0 | 0 | 0 | 0 | 0 | 0 | 0 | 0 | 0 | 0 | 0 | 0 | 0 | 0 | 0 | 0 | 0 | 0 | 0 | 0 |  | 0 | 0 | 0 | 0 | 0 | 0 | 0 | 0 |  |  |  |  | 0 | 1 | 0 | 0 | 0 | 0 | 0 | 0 |  | 1 | #VALUE! | 1 | 1 | 1 | #VALUE! | 0 | 0 | 0 | 0 | 0 | 0 | 0 | 0 | 0 | 0 | 0 | 0 | 0 | 0 | 0 | 0 | 0 | 0 | 0 | 0 | 0 | 0 | 0 | 0 | 0
Friday | 3 | 18 | 22 | 1846 | 0 | 0 | 0 | 0 | 0 | 0 | 0 | 0 | 0 | 0 | 0 | 0 | 0 | 0 | 0 | 0 | 0 | 0 | 0 | 0 | 0 |  | 0 | 0 | 0 | 0 | 0 | 0 | 0 | 0 |  |  |  |  | 0 | 1 | 0 | 0 | 0 | 0 | 0 | 0 |  | 1 | #VALUE! | 1 | 1 | 1 | #VALUE! | 0 | 0 | 0 | 0 | 0 | 0 | 0 | 0 | 0 | 0 | 0 | 0 | 0 | 0 | 0 | 0 | 0 | 0 | 0 | 0 | 0 | 0 | 0 | 0 | 0
Friday | 3 | 18 | 23 | 1847 | 0 | 0 | 0 | 0 | 0 | 0 | 0 | 0 | 0 | 0 | 0 | 0 | 0 | 0 | 0 | 0 | 0 | 0 | 0 | 0 | 0 |  | 0 | 0 | 0 | 0 | 0 | 0 | 0 | 0 |  |  |  |  | 0 | 0 | 1 | 0 | 0 | 0 | 0 | 0 |  | 1 | 1 | 1 | 1 | 1 | 1 | 0 | 0 | 0 | 0 | 0 | 0 | 0 | 0 | 0 | 0 | 0 | 0 | 0 | 0 | 0 | 0 | 0 | 0 | 0 | 0 | 0 | 0 | 0 | 0 | 0
Friday | 3 | 18 | 24 | 1848 | 0 | 0 | 0 | 0 | 0 | 0 | 0 | 0 | 0 | 0 | 0 | 0 | 0 | 0 | 0 | 0 | 0 | 0 | 0 | 0 | 0 |  | 0 | 0 | 0 | 0 | 0 | 0 | 0 | 0 |  |  |  |  | 0 | 0 | 1 | 0 | 0 | 0 | 0 | 0 |  | 1 | 1 | 1 | 1 | 1 | 1 | 0 | 0 | 0 | 0 | 0 | 0 | 0 | 0 | 0 | 0 | 0 | 0 | 0 | 0 | 0 | 0 | 0 | 0 | 0 | 0 | 0 | 0 | 0 | 0 | 0
Saturday | 3 | 19 | 1 | 1849 | 0 | 0 | 0 | 0 | 0 | 0 | 0 | 0 | 0 | 0 | 0 | 0 | 0 | 0 | 0 | 0 | 0 | 0 | 0 | 0 | 0 |  | 0 | 0 | 0 | 0 | 0 | 0 | 0 | 0 |  |  |  |  | 0 | 0 | 1 | 0 | 0 | 0 | 0 | 0 |  | 1 | 1 | 1 | 1 | 1 | 1 | 0 | 0 | 0 | 0 | 0 | 0 | 0 | 0 | 0 | 0 | 0 | 0 | 0 | 0 | 0 | 0 | 0 | 0 | 0 | 0 | 0 | 0 | 0 | 0 | 0
Saturday | 3 | 19 | 2 | 1850 | 0 | 0 | 0 | 0 | 0 | 0 | 0 | 0 | 0 | 0 | 0 | 0 | 0 | 0 | 0 | 0 | 0 | 0 | 0 | 0 | 0 |  | 0 | 0 | 0 | 0 | 0 | 0 | 0 | 0 |  |  |  |  | 0 | 0 | 1 | 0 | 0 | 0 | 0 | 0 |  | 1 | 1 | 1 | 1 | 1 | 1 | 0 | 0 | 0 | 0 | 0 | 0 | 0 | 0 | 0 | 0 | 0 | 0 | 0 | 0 | 0 | 0 | 0 | 0 | 0 | 0 | 0 | 0 | 0 | 0 | 0
Saturday | 3 | 19 | 3 | 1851 | 0 | 0 | 0 | 0 | 0 | 0 | 0 | 0 | 0 | 0 | 0 | 0 | 0 | 0 | 0 | 0 | 0 | 0 | 0 | 0 | 0 |  | 0 | 0 | 0 | 0 | 0 | 0 | 0 | 0 |  |  |  |  | 0 | 0 | 1 | 0 | 0 | 0 | 0 | 0 |  | 1 | 1 | 1 | 1 | 1 | 1 | 0 | 0 | 0 | 0 | 0 | 0 | 0 | 0 | 0 | 0 | 0 | 0 | 0 | 0 | 0 | 0 | 0 | 0 | 0 | 0 | 0 | 0 | 0 | 0 | 0
Saturday | 3 | 19 | 4 | 1852 | 0 | 0 | 0 | 0 | 0 | 0 | 0 | 0 | 0 | 0 | 0 | 0 | 0 | 0 | 0 | 0 | 0 | 0 | 0 | 0 | 0 |  | 0 | 0 | 0 | 0 | 0 | 0 | 0 | 0 |  |  |  |  | 0 | 0 | 1 | 0 | 0 | 0 | 0 | 0 |  | 1 | 1 | 1 | 1 | 1 | 1 | 0 | 0 | 0 | 0 | 0 | 0 | 0 | 0 | 0 | 0 | 0 | 0 | 0 | 0 | 0 | 0 | 0 | 0 | 0 | 0 | 0 | 0 | 0 | 0 | 0
Saturday | 3 | 19 | 5 | 1853 | 0 | 0 | 0 | 0 | 0 | 0 | 0 | 0 | 0 | 0 | 0 | 0 | 0 | 0 | 0 | 0 | 0 | 0 | 0 | 0 | 0 |  | 0 | 0 | 0 | 0 | 0 | 0 | 0 | 0 |  |  |  |  | 0 | 0 | 1 | 0 | 0 | 0 | 0 | 0 |  | 1 | 1 | 1 | 1 | 1 | 1 | 0 | 0 | 0 | 0 | 0 | 0 | 0 | 0 | 0 | 0 | 0 | 0 | 0 | 0 | 0 | 0 | 0 | 0 | 0 | 0 | 0 | 0 | 0 | 0 | 0
Saturday | 3 | 19 | 6 | 1854 | 0 | 0 | 0 | 0 | 0 | 0 | 0 | 0 | 0 | 0 | 0 | 0 | 0 | 0 | 0 | 0 | 0 | 0 | 0 | 0 | 0 |  | 0 | 0 | 0 | 0 | 0 | 0 | 0 | 0 |  |  |  |  | 0 | 0 | 1 | 0 | 0 | 0 | 0 | 0 |  | 1 | 1 | 1 | 1 | 1 | 1 | 0 | 0 | 0 | 0 | 0 | 0 | 0 | 0 | 0 | 0 | 0 | 0 | 0 | 0 | 0 | 0 | 0 | 0 | 0 | 0 | 0 | 0 | 0 | 0 | 0
Saturday | 3 | 19 | 7 | 1855 | 0 | 0 | 0 | 0 | 0 | 0 | 0 | 0 | 0 | 0 | 0 | 0 | 0 | 0 | 0 | 0 | 0 | 0 | 0 | 0 | 0 |  | 0 | 0 | 0 | 0 | 0 | 0 | 0 | 0 |  |  |  |  | 0 | 0 | 1 | 0 | 0 | 0 | 0 | 0 |  | 1 | 1 | 1 | 1 | 1 | 1 | 0 | 0 | 0 | 0 | 0 | 0 | 0 | 0 | 0 | 0 | 0 | 0 | 0 | 0 | 0 | 0 | 0 | 0 | 0 | 0 | 0 | 0 | 0 | 0 | 0
Saturday | 3 | 19 | 8 | 1856 | 0 | 0 | 0 | 0 | 0 | 0 | 0 | 0 | 0 | 0 | 0 | 0 | 0 | 0 | 0 | 0 | 0 | 0 | 0 | 0 | 0 |  | 0 | 0 | 0 | 0 | 0 | 0 | 0 | 0 |  |  |  |  | 0 | 0 | 1 | 0 | 0 | 0 | 0 | 0 |  | 1 | 1 | 1 | 1 | 1 | 1 | 0 | 0 | 0 | 0 | 0 | 0 | 0 | 0 | 0 | 0 | 0 | 0 | 0 | 0 | 0 | 0 | 0 | 0 | 0 | 0 | 0 | 0 | 0 | 0 | 0
Saturday | 3 | 19 | 9 | 1857 | 0 | 0 | 0 | 0 | 0 | 0 | 0 | 0 | 0 | 0 | 0 | 0 | 0 | 0 | 0 | 0 | 0 | 0 | 0 | 0 | 0 |  | 0 | 0 | 0 | 0 | 0 | 0 | 0 | 0 |  |  |  |  | 0 | 0 | 1 | 0 | 0 | 0 | 0 | 0 |  | 1 | 1 | 1 | 1 | 1 | 1 | 0 | 0 | 0 | 0 | 0 | 0 | 0 | 0 | 0 | 0 | 0 | 0 | 0 | 0 | 0 | 0 | 0 | 0 | 0 | 0 | 0 | 0 | 0 | 0 | 0
Saturday | 3 | 19 | 10 | 1858 | 0 | 0 | 0 | 0 | 0 | 0 | 0 | 0 | 0 | 0 | 0 | 0 | 0 | 0 | 0 | 0 | 0 | 0 | 0 | 0 | 0 |  | 0 | 0 | 0 | 0 | 0 | 0 | 0 | 0 |  |  |  |  | 0 | 0 | 1 | 0 | 0 | 0 | 0 | 0 |  | 1 | 1 | 1 | 1 | 1 | 1 | 0 | 0 | 0 | 0 | 0 | 0 | 0 | 0 | 0 | 0 | 0 | 0 | 0 | 0 | 0 | 0 | 0 | 0 | 0 | 0 | 0 | 0 | 0 | 0 | 0
Saturday | 3 | 19 | 11 | 1859 | 0 | 0 | 0 | 0 | 0 | 0 | 0 | 0 | 0 | 0 | 0 | 0 | 0 | 0 | 0 | 0 | 0 | 0 | 0 | 0 | 0 |  | 0 | 0 | 0 | 0 | 0 | 0 | 0 | 0 |  |  |  |  | 0 | 0 | 1 | 0 | 0 | 0 | 0 | 0 |  | 1 | 1 | 1 | 1 | 1 | 1 | 0 | 0 | 0 | 0 | 0 | 0 | 0 | 0 | 0 | 0 | 0 | 0 | 0 | 0 | 0 | 0 | 0 | 0 | 0 | 0 | 0 | 0 | 0 | 0 | 0
Saturday | 3 | 19 | 12 | 1860 | 0 | 0 | 0 | 0 | 0 | 0 | 0 | 0 | 0 | 0 | 0 | 0 | 0 | 0 | 0 | 0 | 0 | 0 | 0 | 0 | 0 |  | 0 | 0 | 0 | 0 | 0 | 0 | 0 | 0 |  |  |  |  | 0 | 0 | 1 | 0 | 0 | 0 | 0 | 0 |  | 1 | 1 | 1 | 1 | 1 | 1 | 0 | 0 | 0 | 0 | 0 | 0 | 0 | 0 | 0 | 0 | 0 | 0 | 0 | 0 | 0 | 0 | 0 | 0 | 0 | 0 | 0 | 0 | 0 | 0 | 0
Saturday | 3 | 19 | 13 | 1861 | 0 | 0 | 0 | 0 | 0 | 0 | 0 | 0 | 0 | 0 | 0 | 0 | 0 | 0 | 0 | 0 | 0 | 0 | 0 | 0 | 0 |  | 0 | 0 | 0 | 0 | 0 | 0 | 0 | 0 |  |  |  |  | 0 | 0 | 1 | 0 | 0 | 0 | 0 | 0 |  | 1 | 1 | 1 | 1 | 1 | 1 | 0 | 0 | 0 | 0 | 0 | 0 | 0 | 0 | 0 | 0 | 0 | 0 | 0 | 0 | 0 | 0 | 0 | 0 | 0 | 0 | 0 | 0 | 0 | 0 | 0
Saturday | 3 | 19 | 14 | 1862 | 0 | 0 | 0 | 0 | 0 | 0 | 0 | 0 | 0 | 0 | 0 | 0 | 0 | 0 | 0 | 0 | 0 | 0 | 0 | 0 | 0 |  | 0 | 0 | 0 | 0 | 0 | 0 | 0 | 0 |  |  |  |  | 0 | 0 | 1 | 0 | 0 | 0 | 0 | 0 |  | 1 | 1 | 1 | 1 | 1 | 1 | 0 | 0 | 0 | 0 | 0 | 0 | 0 | 0 | 0 | 0 | 0 | 0 | 0 | 0 | 0 | 0 | 0 | 0 | 0 | 0 | 0 | 0 | 0 | 0 | 0
Saturday | 3 | 19 | 15 | 1863 | 0 | 0 | 0 | 0 | 0 | 0 | 0 | 0 | 0 | 0 | 0 | 0 | 0 | 0 | 0 | 0 | 0 | 0 | 0 | 0 | 0 |  | 0 | 0 | 0 | 0 | 0 | 0 | 0 | 0 |  |  |  |  | 0 | 0 | 1 | 0 | 0 | 0 | 0 | 0 |  | 1 | 1 | 1 | 1 | 1 | 1 | 0 | 0 | 0 | 0 | 0 | 0 | 0 | 0 | 0 | 0 | 0 | 0 | 0 | 0 | 0 | 0 | 0 | 0 | 0 | 0 | 0 | 0 | 0 | 0 | 0
Saturday | 3 | 19 | 16 | 1864 | 0 | 0 | 0 | 0 | 0 | 0 | 0 | 0 | 0 | 0 | 0 | 0 | 0 | 0 | 0 | 0 | 0 | 0 | 0 | 0 | 0 |  | 0 | 0 | 0 | 0 | 0 | 0 | 0 | 0 |  |  |  |  | 0 | 0 | 1 | 0 | 0 | 0 | 0 | 0 |  | 1 | 1 | 1 | 1 | 1 | 1 | 0 | 0 | 0 | 0 | 0 | 0 | 0 | 0 | 0 | 0 | 0 | 0 | 0 | 0 | 0 | 0 | 0 | 0 | 0 | 0 | 0 | 0 | 0 | 0 | 0
Saturday | 3 | 19 | 17 | 1865 | 0 | 0 | 0 | 0 | 0 | 0 | 0 | 0 | 0 | 0 | 0 | 0 | 0 | 0 | 0 | 0 | 0 | 0 | 0 | 0 | 0 |  | 0 | 0 | 0 | 0 | 0 | 0 | 0 | 0 |  |  |  |  | 0 | 0 | 1 | 0 | 0 | 0 | 0 | 0 |  | 1 | 1 | 1 | 1 | 1 | 1 | 0 | 0 | 0 | 0 | 0 | 0 | 0 | 0 | 0 | 0 | 0 | 0 | 0 | 0 | 0 | 0 | 0 | 0 | 0 | 0 | 0 | 0 | 0 | 0 | 0
Saturday | 3 | 19 | 18 | 1866 | 0 | 0 | 0 | 0 | 0 | 0 | 0 | 0 | 0 | 0 | 0 | 0 | 0 | 0 | 0 | 0 | 0 | 0 | 0 | 0 | 0 |  | 0 | 0 | 0 | 0 | 0 | 0 | 0 | 0 |  |  |  |  | 0 | 0 | 1 | 0 | 0 | 0 | 0 | 0 |  | 1 | 1 | 1 | 1 | 1 | 1 | 0 | 0 | 0 | 0 | 0 | 0 | 0 | 0 | 0 | 0 | 0 | 0 | 0 | 0 | 0 | 0 | 0 | 0 | 0 | 0 | 0 | 0 | 0 | 0 | 0
Saturday | 3 | 19 | 19 | 1867 | 0 | 0 | 0 | 0 | 0 | 0 | 0 | 0 | 0 | 0 | 0 | 0 | 0 | 0 | 0 | 0 | 0 | 0 | 0 | 0 | 0 |  | 0 | 0 | 0 | 0 | 0 | 0 | 0 | 0 |  |  |  |  | 0 | 0 | 1 | 0 | 0 | 0 | 0 | 0 |  | 1 | 1 | 1 | 1 | 1 | 1 | 0 | 0 | 0 | 0 | 0 | 0 | 0 | 0 | 0 | 0 | 0 | 0 | 0 | 0 | 0 | 0 | 0 | 0 | 0 | 0 | 0 | 0 | 0 | 0 | 0
Saturday | 3 | 19 | 20 | 1868 | 0 | 0 | 0 | 0 | 0 | 0 | 0 | 0 | 0 | 0 | 0 | 0 | 0 | 0 | 0 | 0 | 0 | 0 | 0 | 0 | 0 |  | 0 | 0 | 0 | 0 | 0 | 0 | 0 | 0 |  |  |  |  | 0 | 0 | 1 | 0 | 0 | 0 | 0 | 0 |  | 1 | 1 | 1 | 1 | 1 | 1 | 0 | 0 | 0 | 0 | 0 | 0 | 0 | 0 | 0 | 0 | 0 | 0 | 0 | 0 | 0 | 0 | 0 | 0 | 0 | 0 | 0 | 0 | 0 | 0 | 0
Saturday | 3 | 19 | 21 | 1869 | 0 | 0 | 0 | 0 | 0 | 0 | 0 | 0 | 0 | 0 | 0 | 0 | 0 | 0 | 0 | 0 | 0 | 0 | 0 | 0 | 0 |  | 0 | 0 | 0 | 0 | 0 | 0 | 0 | 0 |  |  |  |  | 0 | 0 | 1 | 0 | 0 | 0 | 0 | 0 |  | 1 | 1 | 1 | 1 | 1 | 1 | 0 | 0 | 0 | 0 | 0 | 0 | 0 | 0 | 0 | 0 | 0 | 0 | 0 | 0 | 0 | 0 | 0 | 0 | 0 | 0 | 0 | 0 | 0 | 0 | 0
Saturday | 3 | 19 | 22 | 1870 | 0 | 0 | 0 | 0 | 0 | 0 | 0 | 0 | 0 | 0 | 0 | 0 | 0 | 0 | 0 | 0 | 0 | 0 | 0 | 0 | 0 |  | 0 | 0 | 0 | 0 | 0 | 0 | 0 | 0 |  |  |  |  | 0 | 0 | 1 | 0 | 0 | 0 | 0 | 0 |  | 1 | 1 | 1 | 1 | 1 | 1 | 0 | 0 | 0 | 0 | 0 | 0 | 0 | 0 | 0 | 0 | 0 | 0 | 0 | 0 | 0 | 0 | 0 | 0 | 0 | 0 | 0 | 0 | 0 | 0 | 0
Saturday | 3 | 19 | 23 | 1871 | 0 | 0 | 0 | 0 | 0 | 0 | 0 | 0 | 0 | 0 | 0 | 0 | 0 | 0 | 0 | 0 | 0 | 0 | 0 | 0 | 0 |  | 0 | 0 | 0 | 0 | 0 | 0 | 0 | 0 |  |  |  |  | 0 | 0 | 1 | 0 | 0 | 0 | 0 | 0 |  | 1 | 1 | 1 | 1 | 1 | 1 | 0 | 0 | 0 | 0 | 0 | 0 | 0 | 0 | 0 | 0 | 0 | 0 | 0 | 0 | 0 | 0 | 0 | 0 | 0 | 0 | 0 | 0 | 0 | 0 | 0
Saturday | 3 | 19 | 24 | 1872 | 0 | 0 | 0 | 0 | 0 | 0 | 0 | 0 | 0 | 0 | 0 | 0 | 0 | 0 | 0 | 0 | 0 | 0 | 0 | 0 | 0 |  | 0 | 0 | 0 | 0 | 0 | 0 | 0 | 0 |  |  |  |  | 0 | 0 | 1 | 0 | 0 | 0 | 0 | 0 |  | 1 | 1 | 1 | 1 | 1 | 1 | 0 | 0 | 0 | 0 | 0 | 0 | 0 | 0 | 0 | 0 | 0 | 0 | 0 | 0 | 0 | 0 | 0 | 0 | 0 | 0 | 0 | 0 | 0 | 0 | 0
Sunday | 3 | 20 | 1 | 1873 | 0 | 0 | 0 | 0 | 0 | 0 | 0 | 0 | 0 | 0 | 0 | 0 | 0 | 0 | 0 | 0 | 0 | 0 | 0 | 0 | 0 |  | 0 | 0 | 0 | 0 | 0 | 0 | 0 | 0 |  |  |  |  | 0 | 0 | 1 | 0 | 0 | 0 | 0 | 0 |  | 1 | 1 | 1 | 1 | 1 | 1 | 0 | 0 | 0 | 0 | 0 | 0 | 0 | 0 | 0 | 0 | 0 | 0 | 0 | 0 | 0 | 0 | 0 | 0 | 0 | 0 | 0 | 0 | 0 | 0 | 0
Sunday | 3 | 20 | 2 | 1874 | 0 | 0 | 0 | 0 | 0 | 0 | 0 | 0 | 0 | 0 | 0 | 0 | 0 | 0 | 0 | 0 | 0 | 0 | 0 | 0 | 0 |  | 0 | 0 | 0 | 0 | 0 | 0 | 0 | 0 |  |  |  |  | 0 | 0 | 1 | 0 | 0 | 0 | 0 | 0 |  | 1 | 1 | 1 | 1 | 1 | 1 | 0 | 0 | 0 | 0 | 0 | 0 | 0 | 0 | 0 | 0 | 0 | 0 | 0 | 0 | 0 | 0 | 0 | 0 | 0 | 0 | 0 | 0 | 0 | 0 | 0
Sunday | 3 | 20 | 3 | 1875 | 0 | 0 | 0 | 0 | 0 | 0 | 0 | 0 | 0 | 0 | 0 | 0 | 0 | 0 | 0 | 0 | 0 | 0 | 0 | 0 | 0 |  | 0 | 0 | 0 | 0 | 0 | 0 | 0 | 0 |  |  |  |  | 0 | 0 | 1 | 0 | 0 | 0 | 0 | 0 |  | 1 | 1 | 1 | 1 | 1 | 1 | 0 | 0 | 0 | 0 | 0 | 0 | 0 | 0 | 0 | 0 | 0 | 0 | 0 | 0 | 0 | 0 | 0 | 0 | 0 | 0 | 0 | 0 | 0 | 0 | 0
Sunday | 3 | 20 | 4 | 1876 | 0 | 0 | 0 | 0 | 0 | 0 | 0 | 0 | 0 | 0 | 0 | 0 | 0 | 0 | 0 | 0 | 0 | 0 | 0 | 0 | 0 |  | 0 | 0 | 0 | 0 | 0 | 0 | 0 | 0 |  |  |  |  | 0 | 0 | 1 | 0 | 0 | 0 | 0 | 0 |  | 1 | 1 | 1 | 1 | 1 | 1 | 0 | 0 | 0 | 0 | 0 | 0 | 0 | 0 | 0 | 0 | 0 | 0 | 0 | 0 | 0 | 0 | 0 | 0 | 0 | 0 | 0 | 0 | 0 | 0 | 0
Sunday | 3 | 20 | 5 | 1877 | 0 | 0 | 0 | 0 | 0 | 0 | 0 | 0 | 0 | 0 | 0 | 0 | 0 | 0 | 0 | 0 | 0 | 0 | 0 | 0 | 0 |  | 0 | 0 | 0 | 0 | 0 | 0 | 0 | 0 |  |  |  |  | 0 | 0 | 1 | 0 | 0 | 0 | 0 | 0 |  | 1 | 1 | 1 | 1 | 1 | 1 | 0 | 0 | 0 | 0 | 0 | 0 | 0 | 0 | 0 | 0 | 0 | 0 | 0 | 0 | 0 | 0 | 0 | 0 | 0 | 0 | 0 | 0 | 0 | 0 | 0
Sunday | 3 | 20 | 6 | 1878 | 0 | 0 | 0 | 0 | 0 | 0 | 0 | 0 | 0 | 0 | 0 | 0 | 0 | 0 | 0 | 0 | 0 | 0 | 0 | 0 | 0 |  | 0 | 0 | 0 | 0 | 0 | 0 | 0 | 0 |  |  |  |  | 0 | 0 | 1 | 0 | 0 | 0 | 0 | 0 |  | 1 | 1 | 1 | 1 | 1 | 1 | 0 | 0 | 0 | 0 | 0 | 0 | 0 | 0 | 0 | 0 | 0 | 0 | 0 | 0 | 0 | 0 | 0 | 0 | 0 | 0 | 0 | 0 | 0 | 0 | 0
Sunday | 3 | 20 | 7 | 1879 | 0 | 0 | 0 | 0 | 0 | 0 | 0 | 0 | 0 | 0 | 0 | 0 | 0 | 0 | 0 | 0 | 0 | 0 | 0 | 0 | 0 |  | 0 | 0 | 0 | 0 | 0 | 0 | 0 | 0 |  |  |  |  | 0 | 0 | 1 | 0 | 0 | 0 | 0 | 0 |  | 1 | 1 | 1 | 1 | 1 | 1 | 0 | 0 | 0 | 0 | 0 | 0 | 0 | 0 | 0 | 0 | 0 | 0 | 0 | 0 | 0 | 0 | 0 | 0 | 0 | 0 | 0 | 0 | 0 | 0 | 0
Sunday | 3 | 20 | 8 | 1880 | 0 | 0 | 0 | 0 | 0 | 0 | 0 | 0 | 0 | 0 | 0 | 0 | 0 | 0 | 0 | 0 | 0 | 0 | 0 | 0 | 0 |  | 0 | 0 | 0 | 0 | 0 | 0 | 0 | 0 |  |  |  |  | 0 | 0 | 1 | 0 | 0 | 0 | 0 | 0 |  | 1 | 1 | 1 | 1 | 1 | 1 | 0 | 0 | 0 | 0 | 0 | 0 | 0 | 0 | 0 | 0 | 0 | 0 | 0 | 0 | 0 | 0 | 0 | 0 | 0 | 0 | 0 | 0 | 0 | 0 | 0
Sunday | 3 | 20 | 9 | 1881 | 0 | 0 | 0 | 0 | 0 | 0 | 0 | 0 | 0 | 0 | 0 | 0 | 0 | 0 | 0 | 0 | 0 | 0 | 0 | 0 | 0 |  | 0 | 0 | 0 | 0 | 0 | 0 | 0 | 0 |  |  |  |  | 0 | 0 | 1 | 0 | 0 | 0 | 0 | 0 |  | 1 | 1 | 1 | 1 | 1 | 1 | 0 | 0 | 0 | 0 | 0 | 0 | 0 | 0 | 0 | 0 | 0 | 0 | 0 | 0 | 0 | 0 | 0 | 0 | 0 | 0 | 0 | 0 | 0 | 0 | 0
Sunday | 3 | 20 | 10 | 1882 | 0 | 0 | 0 | 0 | 0 | 0 | 0 | 0 | 0 | 0 | 0 | 0 | 0 | 0 | 0 | 0 | 0 | 0 | 0 | 0 | 0 |  | 0 | 0 | 0 | 0 | 0 | 0 | 0 | 0 |  |  |  |  | 0 | 0 | 1 | 0 | 0 | 0 | 0 | 0 |  | 1 | 1 | 1 | 1 | 1 | 1 | 0 | 0 | 0 | 0 | 0 | 0 | 0 | 0 | 0 | 0 | 0 | 0 | 0 | 0 | 0 | 0 | 0 | 0 | 0 | 0 | 0 | 0 | 0 | 0 | 0
Sunday | 3 | 20 | 11 | 1883 | 0 | 0 | 0 | 0 | 0 | 0 | 0 | 0 | 0 | 0 | 0 | 0 | 0 | 0 | 0 | 0 | 0 | 0 | 0 | 0 | 0 |  | 0 | 0 | 0 | 0 | 0 | 0 | 0 | 0 |  |  |  |  | 0 | 0 | 1 | 0 | 0 | 0 | 0 | 0 |  | 1 | 1 | 1 | 1 | 1 | 1 | 0 | 0 | 0 | 0 | 0 | 0 | 0 | 0 | 0 | 0 | 0 | 0 | 0 | 0 | 0 | 0 | 0 | 0 | 0 | 0 | 0 | 0 | 0 | 0 | 0
Sunday | 3 | 20 | 12 | 1884 | 0 | 0 | 0 | 0 | 0 | 0 | 0 | 0 | 0 | 0 | 0 | 0 | 0 | 0 | 0 | 0 | 0 | 0 | 0 | 0 | 0 |  | 0 | 0 | 0 | 0 | 0 | 0 | 0 | 0 |  |  |  |  | 0 | 0 | 1 | 0 | 0 | 0 | 0 | 0 |  | 1 | 1 | 1 | 1 | 1 | 1 | 0 | 0 | 0 | 0 | 0 | 0 | 0 | 0 | 0 | 0 | 0 | 0 | 0 | 0 | 0 | 0 | 0 | 0 | 0 | 0 | 0 | 0 | 0 | 0 | 0
Sunday | 3 | 20 | 13 | 1885 | 0 | 0 | 0 | 0 | 0 | 0 | 0 | 0 | 0 | 0 | 0 | 0 | 0 | 0 | 0 | 0 | 0 | 0 | 0 | 0 | 0 |  | 0 | 0 | 0 | 0 | 0 | 0 | 0 | 0 |  |  |  |  | 0 | 0 | 1 | 0 | 0 | 0 | 0 | 0 |  | 1 | 1 | 1 | 1 | 1 | 1 | 0 | 0 | 0 | 0 | 0 | 0 | 0 | 0 | 0 | 0 | 0 | 0 | 0 | 0 | 0 | 0 | 0 | 0 | 0 | 0 | 0 | 0 | 0 | 0 | 0
Sunday | 3 | 20 | 14 | 1886 | 0 | 0 | 0 | 0 | 0 | 0 | 0 | 0 | 0 | 0 | 0 | 0 | 0 | 0 | 0 | 0 | 0 | 0 | 0 | 0 | 0 |  | 0 | 0 | 0 | 0 | 0 | 0 | 0 | 0 |  |  |  |  | 0 | 0 | 1 | 0 | 0 | 0 | 0 | 0 |  | 1 | 1 | 1 | 1 | 1 | 1 | 0 | 0 | 0 | 0 | 0 | 0 | 0 | 0 | 0 | 0 | 0 | 0 | 0 | 0 | 0 | 0 | 0 | 0 | 0 | 0 | 0 | 0 | 0 | 0 | 0
Sunday | 3 | 20 | 15 | 1887 | 0 | 0 | 0 | 0 | 0 | 0 | 0 | 0 | 0 | 0 | 0 | 0 | 0 | 0 | 0 | 0 | 0 | 0 | 0 | 0 | 0 |  | 0 | 0 | 0 | 0 | 0 | 0 | 0 | 0 |  |  |  |  | 0 | 0 | 1 | 0 | 0 | 0 | 0 | 0 |  | 1 | 1 | 1 | 1 | 1 | 1 | 0 | 0 | 0 | 0 | 0 | 0 | 0 | 0 | 0 | 0 | 0 | 0 | 0 | 0 | 0 | 0 | 0 | 0 | 0 | 0 | 0 | 0 | 0 | 0 | 0
Sunday | 3 | 20 | 16 | 1888 | 0 | 0 | 0 | 0 | 0 | 0 | 0 | 0 | 0 | 0 | 0 | 0 | 0 | 0 | 0 | 0 | 0 | 0 | 0 | 0 | 0 |  | 0 | 0 | 0 | 0 | 0 | 0 | 0 | 0 |  |  |  |  | 0 | 0 | 1 | 0 | 0 | 0 | 0 | 0 |  | 1 | 1 | 1 | 1 | 1 | 1 | 0 | 0 | 0 | 0 | 0 | 0 | 0 | 0 | 0 | 0 | 0 | 0 | 0 | 0 | 0 | 0 | 0 | 0 | 0 | 0 | 0 | 0 | 0 | 0 | 0
Sunday | 3 | 20 | 17 | 1889 | 0 | 0 | 0 | 0 | 0 | 0 | 0 | 0 | 0 | 0 | 0 | 0 | 0 | 0 | 0 | 0 | 0 | 0 | 0 | 0 | 0 |  | 0 | 0 | 0 | 0 | 0 | 0 | 0 | 0 |  |  |  |  | 0 | 0 | 1 | 0 | 0 | 0 | 0 | 0 |  | 1 | 1 | 1 | 1 | 1 | 1 | 0 | 0 | 0 | 0 | 0 | 0 | 0 | 0 | 0 | 0 | 0 | 0 | 0 | 0 | 0 | 0 | 0 | 0 | 0 | 0 | 0 | 0 | 0 | 0 | 0
Sunday | 3 | 20 | 18 | 1890 | 0 | 0 | 0 | 0 | 0 | 0 | 0 | 0 | 0 | 0 | 0 | 0 | 0 | 0 | 0 | 0 | 0 | 0 | 0 | 0 | 0 |  | 0 | 0 | 0 | 0 | 0 | 0 | 0 | 0 |  |  |  |  | 0 | 0 | 1 | 0 | 0 | 0 | 0 | 0 |  | 1 | 1 | 1 | 1 | 1 | 1 | 0 | 0 | 0 | 0 | 0 | 0 | 0 | 0 | 0 | 0 | 0 | 0 | 0 | 0 | 0 | 0 | 0 | 0 | 0 | 0 | 0 | 0 | 0 | 0 | 0
Sunday | 3 | 20 | 19 | 1891 | 0 | 0 | 0 | 0 | 0 | 0 | 0 | 0 | 0 | 0 | 0 | 0 | 0 | 0 | 0 | 0 | 0 | 0 | 0 | 0 | 0 |  | 0 | 0 | 0 | 0 | 0 | 0 | 0 | 0 |  |  |  |  | 0 | 0 | 1 | 0 | 0 | 0 | 0 | 0 |  | 1 | 1 | 1 | 1 | 1 | 1 | 0 | 0 | 0 | 0 | 0 | 0 | 0 | 0 | 0 | 0 | 0 | 0 | 0 | 0 | 0 | 0 | 0 | 0 | 0 | 0 | 0 | 0 | 0 | 0 | 0
Sunday | 3 | 20 | 20 | 1892 | 0 | 0 | 0 | 0 | 0 | 0 | 0 | 0 | 0 | 0 | 0 | 0 | 0 | 0 | 0 | 0 | 0 | 0 | 0 | 0 | 0 |  | 0 | 0 | 0 | 0 | 0 | 0 | 0 | 0 |  |  |  |  | 0 | 0 | 1 | 0 | 0 | 0 | 0 | 0 |  | 1 | 1 | 1 | 1 | 1 | 1 | 0 | 0 | 0 | 0 | 0 | 0 | 0 | 0 | 0 | 0 | 0 | 0 | 0 | 0 | 0 | 0 | 0 | 0 | 0 | 0 | 0 | 0 | 0 | 0 | 0
Sunday | 3 | 20 | 21 | 1893 | 0 | 0 | 0 | 0 | 0 | 0 | 0 | 0 | 0 | 0 | 0 | 0 | 0 | 0 | 0 | 0 | 0 | 0 | 0 | 0 | 0 |  | 0 | 0 | 0 | 0 | 0 | 0 | 0 | 0 |  |  |  |  | 0 | 0 | 1 | 0 | 0 | 0 | 0 | 0 |  | 1 | 1 | 1 | 1 | 1 | 1 | 0 | 0 | 0 | 0 | 0 | 0 | 0 | 0 | 0 | 0 | 0 | 0 | 0 | 0 | 0 | 0 | 0 | 0 | 0 | 0 | 0 | 0 | 0 | 0 | 0
Sunday | 3 | 20 | 22 | 1894 | 0 | 0 | 0 | 0 | 0 | 0 | 0 | 0 | 0 | 0 | 0 | 0 | 0 | 0 | 0 | 0 | 0 | 0 | 0 | 0 | 0 |  | 0 | 0 | 0 | 0 | 0 | 0 | 0 | 0 |  |  |  |  | 0 | 0 | 1 | 0 | 0 | 0 | 0 | 0 |  | 1 | 1 | 1 | 1 | 1 | 1 | 0 | 0 | 0 | 0 | 0 | 0 | 0 | 0 | 0 | 0 | 0 | 0 | 0 | 0 | 0 | 0 | 0 | 0 | 0 | 0 | 0 | 0 | 0 | 0 | 0
Sunday | 3 | 20 | 23 | 1895 | 0 | 0 | 0 | 0 | 0 | 0 | 0 | 0 | 0 | 0 | 0 | 0 | 0 | 0 | 0 | 0 | 0 | 0 | 0 | 0 | 0 |  | 0 | 0 | 0 | 0 | 0 | 0 | 0 | 0 |  |  |  |  | 0 | 0 | 1 | 0 | 0 | 0 | 0 | 0 |  | 1 | 1 | 1 | 1 | 1 | 1 | 0 | 0 | 0 | 0 | 0 | 0 | 0 | 0 | 0 | 0 | 0 | 0 | 0 | 0 | 0 | 0 | 0 | 0 | 0 | 0 | 0 | 0 | 0 | 0 | 0
Sunday | 3 | 20 | 24 | 1896 | 0 | 0 | 0 | 0 | 0 | 0 | 0 | 0 | 0 | 0 | 0 | 0 | 0 | 0 | 0 | 0 | 0 | 0 | 0 | 0 | 0 |  | 0 | 0 | 0 | 0 | 0 | 0 | 0 | 0 |  |  |  |  | 0 | 0 | 1 | 0 | 0 | 0 | 0 | 0 |  | 1 | 1 | 1 | 1 | 1 | 1 | 0 | 0 | 0 | 0 | 0 | 0 | 0 | 0 | 0 | 0 | 0 | 0 | 0 | 0 | 0 | 0 | 0 | 0 | 0 | 0 | 0 | 0 | 0 | 0 | 0
Monday | 3 | 21 | 1 | 1897 | 0 | 0 | 0 | 0 | 0 | 0 | 0 | 0 | 0 | 0 | 0 | 0 | 0 | 0 | 0 | 0 | 0 | 0 | 0 | 0 | 0 |  | 0 | 0 | 0 | 0 | 0 | 0 | 0 | 0 |  |  |  |  | 0 | 0 | 1 | 0 | 0 | 0 | 0 | 0 |  | 1 | 1 | 1 | 1 | 1 | 1 | 0 | 0 | 0 | 0 | 0 | 0 | 0 | 0 | 0 | 0 | 0 | 0 | 0 | 0 | 0 | 0 | 0 | 0 | 0 | 0 | 0 | 0 | 0 | 0 | 0
Monday | 3 | 21 | 2 | 1898 | 0 | 0 | 0 | 0 | 0 | 0 | 0 | 0 | 0 | 0 | 0 | 0 | 0 | 0 | 0 | 0 | 0 | 0 | 0 | 0 | 0 |  | 0 | 0 | 0 | 0 | 0 | 0 | 0 | 0 |  |  |  |  | 0 | 0 | 1 | 0 | 0 | 0 | 0 | 0 |  | 1 | 1 | 1 | 1 | 1 | 1 | 0 | 0 | 0 | 0 | 0 | 0 | 0 | 0 | 0 | 0 | 0 | 0 | 0 | 0 | 0 | 0 | 0 | 0 | 0 | 0 | 0 | 0 | 0 | 0 | 0
Monday | 3 | 21 | 3 | 1899 | 0 | 0 | 0 | 0 | 0 | 0 | 0 | 0 | 0 | 0 | 0 | 0 | 0 | 0 | 0 | 0 | 0 | 0 | 0 | 0 | 0 |  | 0 | 0 | 0 | 0 | 0 | 0 | 0 | 0 |  |  |  |  | 0 | 0 | 1 | 0 | 0 | 0 | 0 | 0 |  | 1 | 1 | 1 | 1 | 1 | 1 | 0 | 0 | 0 | 0 | 0 | 0 | 0 | 0 | 0 | 0 | 0 | 0 | 0 | 0 | 0 | 0 | 0 | 0 | 0 | 0 | 0 | 0 | 0 | 0 | 0
Monday | 3 | 21 | 4 | 1900 | 0 | 0 | 0 | 0 | 0 | 0 | 0 | 0 | 0 | 0 | 0 | 0 | 0 | 0 | 0 | 0 | 0 | 0 | 0 | 0 | 0 |  | 0 | 0 | 0 | 0 | 0 | 0 | 0 | 0 |  |  |  |  | 0 | 0 | 1 | 0 | 0 | 0 | 0 | 0 |  | 1 | 1 | 1 | 1 | 1 | 1 | 0 | 0 | 0 | 0 | 0 | 0 | 0 | 0 | 0 | 0 | 0 | 0 | 0 | 0 | 0 | 0 | 0 | 0 | 0 | 0 | 0 | 0 | 0 | 0 | 0
Monday | 3 | 21 | 5 | 1901 | 0 | 0 | 0 | 0 | 0 | 0 | 0 | 0 | 0 | 0 | 0 | 0 | 0 | 0 | 0 | 0 | 0 | 0 | 0 | 0 | 0 |  | 0 | 0 | 0 | 0 | 0 | 0 | 0 | 0 |  |  |  |  | 0 | 0 | 1 | 0 | 0 | 0 | 0 | 0 |  | 1 | 1 | 1 | 1 | 1 | 1 | 0 | 0 | 0 | 0 | 0 | 0 | 0 | 0 | 0 | 0 | 0 | 0 | 0 | 0 | 0 | 0 | 0 | 0 | 0 | 0 | 0 | 0 | 0 | 0 | 0
Monday | 3 | 21 | 6 | 1902 | 0 | 0 | 0 | 0 | 0 | 0 | 0 | 0 | 0 | 0 | 0 | 0 | 0 | 0 | 0 | 0 | 0 | 0 | 0 | 0 | 0 |  | 0 | 0 | 0 | 0 | 0 | 0 | 0 | 0 |  |  |  |  | 0 | 0 | 1 | 0 | 0 | 0 | 0 | 0 |  | 1 | 1 | 1 | 1 | 1 | 1 | 0 | 0 | 0 | 0 | 0 | 0 | 0 | 0 | 0 | 0 | 0 | 0 | 0 | 0 | 0 | 0 | 0 | 0 | 0 | 0 | 0 | 0 | 0 | 0 | 0
Monday | 3 | 21 | 7 | 1903 | 0 | 0 | 0 | 0 | 0 | 0 | 0 | 0 | 0 | 0 | 0 | 0 | 0 | 0 | 0 | 0 | 0 | 0 | 0 | 0 | 0 |  | 0 | 0 | 0 | 0 | 0 | 0 | 0 | 0 |  |  |  |  | 0 | 0 | 1 | 0 | 0 | 0 | 0 | 0 |  | 1 | 1 | 1 | 1 | 1 | 1 | 0 | 0 | 0 | 0 | 0 | 0 | 0 | 0 | 0 | 0 | 0 | 0 | 0 | 0 | 0 | 0 | 0 | 0 | 0 | 0 | 0 | 0 | 0 | 0 | 0
Monday | 3 | 21 | 8 | 1904 | 0 | 0 | 0 | 0 | 0 | 0 | 0 | 0 | 0 | 0 | 0 | 0 | 0 | 0 | 0 | 0 | 0 | 0 | 0 | 0 | 0 |  | 0 | 0 | 0 | 0 | 0 | 0 | 0 | 0 |  |  |  |  | 1 | 0 | 0 | 0 | 0 | 0 | 0 | 0 |  | #VALUE! | 1 | 1 | 1 | 1 | #VALUE! | 0 | 0 | 0 | 0 | 0 | 0 | 0 | 0 | 0 | 0 | 0 | 0 | 0 | 0 | 0 | 0 | 0 | 0 | 0 | 0 | 0 | 0 | 0 | 0 | 0
Monday | 3 | 21 | 9 | 1905 | 0 | 0 | 0 | 0 | 0 | 0 | 0 | 0 | 0 | 0 | 0 | 0 | 0 | 0 | 0 | 0 | 0 | 0 | 0 | 0 | 0 |  | 0 | 0 | 0 | 0 | 0 | 0 | 0 | 0 |  |  |  |  | 1 | 0 | 0 | 0 | 0 | 0 | 0 | 0 |  | #VALUE! | 1 | 1 | 1 | 1 | #VALUE! | 0 | 0 | 0 | 0 | 0 | 0 | 0 | 0 | 0 | 0 | 0 | 0 | 0 | 0 | 0 | 0 | 0 | 0 | 0 | 0 | 0 | 0 | 0 | 0 | 0
Monday | 3 | 21 | 10 | 1906 | 0 | 0 | 0 | 0 | 0 | 0 | 0 | 0 | 0 | 0 | 0 | 0 | 0 | 0 | 0 | 0 | 0 | 0 | 0 | 0 | 0 |  | 0 | 0 | 0 | 0 | 0 | 0 | 0 | 0 |  |  |  |  | 1 | 0 | 0 | 0 | 0 | 0 | 0 | 0 |  | #VALUE! | 1 | 1 | 1 | 1 | #VALUE! | 0 | 0 | 0 | 0 | 0 | 0 | 0 | 0 | 0 | 0 | 0 | 0 | 0 | 0 | 0 | 0 | 0 | 0 | 0 | 0 | 0 | 0 | 0 | 0 | 0
Monday | 3 | 21 | 11 | 1907 | 0 | 0 | 0 | 0 | 0 | 0 | 0 | 0 | 0 | 0 | 0 | 0 | 0 | 0 | 0 | 0 | 0 | 0 | 0 | 0 | 0 |  | 0 | 0 | 0 | 0 | 0 | 0 | 0 | 0 |  |  |  |  | 1 | 0 | 0 | 0 | 0 | 0 | 0 | 0 |  | #VALUE! | 1 | 1 | 1 | 1 | #VALUE! | 0 | 0 | 0 | 0 | 0 | 0 | 0 | 0 | 0 | 0 | 0 | 0 | 0 | 0 | 0 | 0 | 0 | 0 | 0 | 0 | 0 | 0 | 0 | 0 | 0
Monday | 3 | 21 | 12 | 1908 | 0 | 0 | 0 | 0 | 0 | 0 | 0 | 0 | 0 | 0 | 0 | 0 | 0 | 0 | 0 | 0 | 0 | 0 | 0 | 0 | 0 |  | 0 | 0 | 0 | 0 | 0 | 0 | 0 | 0 |  |  |  |  | 0 | 1 | 0 | 0 | 0 | 0 | 0 | 0 |  | 1 | #VALUE! | 1 | 1 | 1 | #VALUE! | 0 | 0 | 0 | 0 | 0 | 0 | 0 | 0 | 0 | 0 | 0 | 0 | 0 | 0 | 0 | 0 | 0 | 0 | 0 | 0 | 0 | 0 | 0 | 0 | 0
Monday | 3 | 21 | 13 | 1909 | 0 | 0 | 0 | 0 | 0 | 0 | 0 | 0 | 0 | 0 | 0 | 0 | 0 | 0 | 0 | 0 | 0 | 0 | 0 | 0 | 0 |  | 0 | 0 | 0 | 0 | 0 | 0 | 0 | 0 |  |  |  |  | 0 | 1 | 0 | 0 | 0 | 0 | 0 | 0 |  | 1 | #VALUE! | 1 | 1 | 1 | #VALUE! | 0 | 0 | 0 | 0 | 0 | 0 | 0 | 0 | 0 | 0 | 0 | 0 | 0 | 0 | 0 | 0 | 0 | 0 | 0 | 0 | 0 | 0 | 0 | 0 | 0
Monday | 3 | 21 | 14 | 1910 | 0 | 0 | 0 | 0 | 0 | 0 | 0 | 0 | 0 | 0 | 0 | 0 | 0 | 0 | 0 | 0 | 0 | 0 | 0 | 0 | 0 |  | 0 | 0 | 0 | 0 | 0 | 0 | 0 | 0 |  |  |  |  | 0 | 1 | 0 | 0 | 0 | 0 | 0 | 0 |  | 1 | #VALUE! | 1 | 1 | 1 | #VALUE! | 0 | 0 | 0 | 0 | 0 | 0 | 0 | 0 | 0 | 0 | 0 | 0 | 0 | 0 | 0 | 0 | 0 | 0 | 0 | 0 | 0 | 0 | 0 | 0 | 0
Monday | 3 | 21 | 15 | 1911 | 0 | 0 | 0 | 0 | 0 | 0 | 0 | 0 | 0 | 0 | 0 | 0 | 0 | 0 | 0 | 0 | 0 | 0 | 0 | 0 | 0 |  | 0 | 0 | 0 | 0 | 0 | 0 | 0 | 0 |  |  |  |  | 0 | 1 | 0 | 0 | 0 | 0 | 0 | 0 |  | 1 | #VALUE! | 1 | 1 | 1 | #VALUE! | 0 | 0 | 0 | 0 | 0 | 0 | 0 | 0 | 0 | 0 | 0 | 0 | 0 | 0 | 0 | 0 | 0 | 0 | 0 | 0 | 0 | 0 | 0 | 0 | 0
Monday | 3 | 21 | 16 | 1912 | 0 | 0 | 0 | 0 | 0 | 0 | 0 | 0 | 0 | 0 | 0 | 0 | 0 | 0 | 0 | 0 | 0 | 0 | 0 | 0 | 0 |  | 0 | 0 | 0 | 0 | 0 | 0 | 0 | 0 |  |  |  |  | 0 | 1 | 0 | 0 | 0 | 0 | 0 | 0 |  | 1 | #VALUE! | 1 | 1 | 1 | #VALUE! | 0 | 0 | 0 | 0 | 0 | 0 | 0 | 0 | 0 | 0 | 0 | 0 | 0 | 0 | 0 | 0 | 0 | 0 | 0 | 0 | 0 | 0 | 0 | 0 | 0
Monday | 3 | 21 | 17 | 1913 | 0 | 0 | 0 | 0 | 0 | 0 | 0 | 0 | 0 | 0 | 0 | 0 | 0 | 0 | 0 | 0 | 0 | 0 | 0 | 0 | 0 |  | 0 | 0 | 0 | 0 | 0 | 0 | 0 | 0 |  |  |  |  | 0 | 1 | 0 | 0 | 0 | 0 | 0 | 0 |  | 1 | #VALUE! | 1 | 1 | 1 | #VALUE! | 0 | 0 | 0 | 0 | 0 | 0 | 0 | 0 | 0 | 0 | 0 | 0 | 0 | 0 | 0 | 0 | 0 | 0 | 0 | 0 | 0 | 0 | 0 | 0 | 0
Monday | 3 | 21 | 18 | 1914 | 0 | 0 | 0 | 0 | 0 | 0 | 0 | 0 | 0 | 0 | 0 | 0 | 0 | 0 | 0 | 0 | 0 | 0 | 0 | 0 | 0 |  | 0 | 0 | 0 | 0 | 0 | 0 | 0 | 0 |  |  |  |  | 1 | 0 | 0 | 0 | 0 | 0 | 0 | 0 |  | #VALUE! | 1 | 1 | 1 | 1 | #VALUE! | 0 | 0 | 0 | 0 | 0 | 0 | 0 | 0 | 0 | 0 | 0 | 0 | 0 | 0 | 0 | 0 | 0 | 0 | 0 | 0 | 0 | 0 | 0 | 0 | 0
Monday | 3 | 21 | 19 | 1915 | 0 | 0 | 0 | 0 | 0 | 0 | 0 | 0 | 0 | 0 | 0 | 0 | 0 | 0 | 0 | 0 | 0 | 0 | 0 | 0 | 0 |  | 0 | 0 | 0 | 0 | 0 | 0 | 0 | 0 |  |  |  |  | 1 | 0 | 0 | 0 | 0 | 0 | 0 | 0 |  | #VALUE! | 1 | 1 | 1 | 1 | #VALUE! | 0 | 0 | 0 | 0 | 0 | 0 | 0 | 0 | 0 | 0 | 0 | 0 | 0 | 0 | 0 | 0 | 0 | 0 | 0 | 0 | 0 | 0 | 0 | 0 | 0
Monday | 3 | 21 | 20 | 1916 | 0 | 0 | 0 | 0 | 0 | 0 | 0 | 0 | 0 | 0 | 0 | 0 | 0 | 0 | 0 | 0 | 0 | 0 | 0 | 0 | 0 |  | 0 | 0 | 0 | 0 | 0 | 0 | 0 | 0 |  |  |  |  | 1 | 0 | 0 | 0 | 0 | 0 | 0 | 0 |  | #VALUE! | 1 | 1 | 1 | 1 | #VALUE! | 0 | 0 | 0 | 0 | 0 | 0 | 0 | 0 | 0 | 0 | 0 | 0 | 0 | 0 | 0 | 0 | 0 | 0 | 0 | 0 | 0 | 0 | 0 | 0 | 0
Monday | 3 | 21 | 21 | 1917 | 0 | 0 | 0 | 0 | 0 | 0 | 0 | 0 | 0 | 0 | 0 | 0 | 0 | 0 | 0 | 0 | 0 | 0 | 0 | 0 | 0 |  | 0 | 0 | 0 | 0 | 0 | 0 | 0 | 0 |  |  |  |  | 0 | 1 | 0 | 0 | 0 | 0 | 0 | 0 |  | 1 | #VALUE! | 1 | 1 | 1 | #VALUE! | 0 | 0 | 0 | 0 | 0 | 0 | 0 | 0 | 0 | 0 | 0 | 0 | 0 | 0 | 0 | 0 | 0 | 0 | 0 | 0 | 0 | 0 | 0 | 0 | 0
Monday | 3 | 21 | 22 | 1918 | 0 | 0 | 0 | 0 | 0 | 0 | 0 | 0 | 0 | 0 | 0 | 0 | 0 | 0 | 0 | 0 | 0 | 0 | 0 | 0 | 0 |  | 0 | 0 | 0 | 0 | 0 | 0 | 0 | 0 |  |  |  |  | 0 | 1 | 0 | 0 | 0 | 0 | 0 | 0 |  | 1 | #VALUE! | 1 | 1 | 1 | #VALUE! | 0 | 0 | 0 | 0 | 0 | 0 | 0 | 0 | 0 | 0 | 0 | 0 | 0 | 0 | 0 | 0 | 0 | 0 | 0 | 0 | 0 | 0 | 0 | 0 | 0
Monday | 3 | 21 | 23 | 1919 | 0 | 0 | 0 | 0 | 0 | 0 | 0 | 0 | 0 | 0 | 0 | 0 | 0 | 0 | 0 | 0 | 0 | 0 | 0 | 0 | 0 |  | 0 | 0 | 0 | 0 | 0 | 0 | 0 | 0 |  |  |  |  | 0 | 0 | 1 | 0 | 0 | 0 | 0 | 0 |  | 1 | 1 | 1 | 1 | 1 | 1 | 0 | 0 | 0 | 0 | 0 | 0 | 0 | 0 | 0 | 0 | 0 | 0 | 0 | 0 | 0 | 0 | 0 | 0 | 0 | 0 | 0 | 0 | 0 | 0 | 0
Monday | 3 | 21 | 24 | 1920 | 0 | 0 | 0 | 0 | 0 | 0 | 0 | 0 | 0 | 0 | 0 | 0 | 0 | 0 | 0 | 0 | 0 | 0 | 0 | 0 | 0 |  | 0 | 0 | 0 | 0 | 0 | 0 | 0 | 0 |  |  |  |  | 0 | 0 | 1 | 0 | 0 | 0 | 0 | 0 |  | 1 | 1 | 1 | 1 | 1 | 1 | 0 | 0 | 0 | 0 | 0 | 0 | 0 | 0 | 0 | 0 | 0 | 0 | 0 | 0 | 0 | 0 | 0 | 0 | 0 | 0 | 0 | 0 | 0 | 0 | 0
Tuesday | 3 | 22 | 1 | 1921 | 0 | 0 | 0 | 0 | 0 | 0 | 0 | 0 | 0 | 0 | 0 | 0 | 0 | 0 | 0 | 0 | 0 | 0 | 0 | 0 | 0 |  | 0 | 0 | 0 | 0 | 0 | 0 | 0 | 0 |  |  |  |  | 0 | 0 | 1 | 0 | 0 | 0 | 0 | 0 |  | 1 | 1 | 1 | 1 | 1 | 1 | 0 | 0 | 0 | 0 | 0 | 0 | 0 | 0 | 0 | 0 | 0 | 0 | 0 | 0 | 0 | 0 | 0 | 0 | 0 | 0 | 0 | 0 | 0 | 0 | 0
Tuesday | 3 | 22 | 2 | 1922 | 0 | 0 | 0 | 0 | 0 | 0 | 0 | 0 | 0 | 0 | 0 | 0 | 0 | 0 | 0 | 0 | 0 | 0 | 0 | 0 | 0 |  | 0 | 0 | 0 | 0 | 0 | 0 | 0 | 0 |  |  |  |  | 0 | 0 | 1 | 0 | 0 | 0 | 0 | 0 |  | 1 | 1 | 1 | 1 | 1 | 1 | 0 | 0 | 0 | 0 | 0 | 0 | 0 | 0 | 0 | 0 | 0 | 0 | 0 | 0 | 0 | 0 | 0 | 0 | 0 | 0 | 0 | 0 | 0 | 0 | 0
Tuesday | 3 | 22 | 3 | 1923 | 0 | 0 | 0 | 0 | 0 | 0 | 0 | 0 | 0 | 0 | 0 | 0 | 0 | 0 | 0 | 0 | 0 | 0 | 0 | 0 | 0 |  | 0 | 0 | 0 | 0 | 0 | 0 | 0 | 0 |  |  |  |  | 0 | 0 | 1 | 0 | 0 | 0 | 0 | 0 |  | 1 | 1 | 1 | 1 | 1 | 1 | 0 | 0 | 0 | 0 | 0 | 0 | 0 | 0 | 0 | 0 | 0 | 0 | 0 | 0 | 0 | 0 | 0 | 0 | 0 | 0 | 0 | 0 | 0 | 0 | 0
Tuesday | 3 | 22 | 4 | 1924 | 0 | 0 | 0 | 0 | 0 | 0 | 0 | 0 | 0 | 0 | 0 | 0 | 0 | 0 | 0 | 0 | 0 | 0 | 0 | 0 | 0 |  | 0 | 0 | 0 | 0 | 0 | 0 | 0 | 0 |  |  |  |  | 0 | 0 | 1 | 0 | 0 | 0 | 0 | 0 |  | 1 | 1 | 1 | 1 | 1 | 1 | 0 | 0 | 0 | 0 | 0 | 0 | 0 | 0 | 0 | 0 | 0 | 0 | 0 | 0 | 0 | 0 | 0 | 0 | 0 | 0 | 0 | 0 | 0 | 0 | 0
Tuesday | 3 | 22 | 5 | 1925 | 0 | 0 | 0 | 0 | 0 | 0 | 0 | 0 | 0 | 0 | 0 | 0 | 0 | 0 | 0 | 0 | 0 | 0 | 0 | 0 | 0 |  | 0 | 0 | 0 | 0 | 0 | 0 | 0 | 0 |  |  |  |  | 0 | 0 | 1 | 0 | 0 | 0 | 0 | 0 |  | 1 | 1 | 1 | 1 | 1 | 1 | 0 | 0 | 0 | 0 | 0 | 0 | 0 | 0 | 0 | 0 | 0 | 0 | 0 | 0 | 0 | 0 | 0 | 0 | 0 | 0 | 0 | 0 | 0 | 0 | 0
Tuesday | 3 | 22 | 6 | 1926 | 0 | 0 | 0 | 0 | 0 | 0 | 0 | 0 | 0 | 0 | 0 | 0 | 0 | 0 | 0 | 0 | 0 | 0 | 0 | 0 | 0 |  | 0 | 0 | 0 | 0 | 0 | 0 | 0 | 0 |  |  |  |  | 0 | 0 | 1 | 0 | 0 | 0 | 0 | 0 |  | 1 | 1 | 1 | 1 | 1 | 1 | 0 | 0 | 0 | 0 | 0 | 0 | 0 | 0 | 0 | 0 | 0 | 0 | 0 | 0 | 0 | 0 | 0 | 0 | 0 | 0 | 0 | 0 | 0 | 0 | 0
Tuesday | 3 | 22 | 7 | 1927 | 0 | 0 | 0 | 0 | 0 | 0 | 0 | 0 | 0 | 0 | 0 | 0 | 0 | 0 | 0 | 0 | 0 | 0 | 0 | 0 | 0 |  | 0 | 0 | 0 | 0 | 0 | 0 | 0 | 0 |  |  |  |  | 0 | 0 | 1 | 0 | 0 | 0 | 0 | 0 |  | 1 | 1 | 1 | 1 | 1 | 1 | 0 | 0 | 0 | 0 | 0 | 0 | 0 | 0 | 0 | 0 | 0 | 0 | 0 | 0 | 0 | 0 | 0 | 0 | 0 | 0 | 0 | 0 | 0 | 0 | 0
Tuesday | 3 | 22 | 8 | 1928 | 0 | 0 | 0 | 0 | 0 | 0 | 0 | 0 | 0 | 0 | 0 | 0 | 0 | 0 | 0 | 0 | 0 | 0 | 0 | 0 | 0 |  | 0 | 0 | 0 | 0 | 0 | 0 | 0 | 0 |  |  |  |  | 1 | 0 | 0 | 0 | 0 | 0 | 0 | 0 |  | #VALUE! | 1 | 1 | 1 | 1 | #VALUE! | 0 | 0 | 0 | 0 | 0 | 0 | 0 | 0 | 0 | 0 | 0 | 0 | 0 | 0 | 0 | 0 | 0 | 0 | 0 | 0 | 0 | 0 | 0 | 0 | 0
Tuesday | 3 | 22 | 9 | 1929 | 0 | 0 | 0 | 0 | 0 | 0 | 0 | 0 | 0 | 0 | 0 | 0 | 0 | 0 | 0 | 0 | 0 | 0 | 0 | 0 | 0 |  | 0 | 0 | 0 | 0 | 0 | 0 | 0 | 0 |  |  |  |  | 1 | 0 | 0 | 0 | 0 | 0 | 0 | 0 |  | #VALUE! | 1 | 1 | 1 | 1 | #VALUE! | 0 | 0 | 0 | 0 | 0 | 0 | 0 | 0 | 0 | 0 | 0 | 0 | 0 | 0 | 0 | 0 | 0 | 0 | 0 | 0 | 0 | 0 | 0 | 0 | 0
Tuesday | 3 | 22 | 10 | 1930 | 0 | 0 | 0 | 0 | 0 | 0 | 0 | 0 | 0 | 0 | 0 | 0 | 0 | 0 | 0 | 0 | 0 | 0 | 0 | 0 | 0 |  | 0 | 0 | 0 | 0 | 0 | 0 | 0 | 0 |  |  |  |  | 1 | 0 | 0 | 0 | 0 | 0 | 0 | 0 |  | #VALUE! | 1 | 1 | 1 | 1 | #VALUE! | 0 | 0 | 0 | 0 | 0 | 0 | 0 | 0 | 0 | 0 | 0 | 0 | 0 | 0 | 0 | 0 | 0 | 0 | 0 | 0 | 0 | 0 | 0 | 0 | 0
Tuesday | 3 | 22 | 11 | 1931 | 0 | 0 | 0 | 0 | 0 | 0 | 0 | 0 | 0 | 0 | 0 | 0 | 0 | 0 | 0 | 0 | 0 | 0 | 0 | 0 | 0 |  | 0 | 0 | 0 | 0 | 0 | 0 | 0 | 0 |  |  |  |  | 1 | 0 | 0 | 0 | 0 | 0 | 0 | 0 |  | #VALUE! | 1 | 1 | 1 | 1 | #VALUE! | 0 | 0 | 0 | 0 | 0 | 0 | 0 | 0 | 0 | 0 | 0 | 0 | 0 | 0 | 0 | 0 | 0 | 0 | 0 | 0 | 0 | 0 | 0 | 0 | 0
Tuesday | 3 | 22 | 12 | 1932 | 0 | 0 | 0 | 0 | 0 | 0 | 0 | 0 | 0 | 0 | 0 | 0 | 0 | 0 | 0 | 0 | 0 | 0 | 0 | 0 | 0 |  | 0 | 0 | 0 | 0 | 0 | 0 | 0 | 0 |  |  |  |  | 0 | 1 | 0 | 0 | 0 | 0 | 0 | 0 |  | 1 | #VALUE! | 1 | 1 | 1 | #VALUE! | 0 | 0 | 0 | 0 | 0 | 0 | 0 | 0 | 0 | 0 | 0 | 0 | 0 | 0 | 0 | 0 | 0 | 0 | 0 | 0 | 0 | 0 | 0 | 0 | 0
Tuesday | 3 | 22 | 13 | 1933 | 0 | 0 | 0 | 0 | 0 | 0 | 0 | 0 | 0 | 0 | 0 | 0 | 0 | 0 | 0 | 0 | 0 | 0 | 0 | 0 | 0 |  | 0 | 0 | 0 | 0 | 0 | 0 | 0 | 0 |  |  |  |  | 0 | 1 | 0 | 0 | 0 | 0 | 0 | 0 |  | 1 | #VALUE! | 1 | 1 | 1 | #VALUE! | 0 | 0 | 0 | 0 | 0 | 0 | 0 | 0 | 0 | 0 | 0 | 0 | 0 | 0 | 0 | 0 | 0 | 0 | 0 | 0 | 0 | 0 | 0 | 0 | 0
Tuesday | 3 | 22 | 14 | 1934 | 0 | 0 | 0 | 0 | 0 | 0 | 0 | 0 | 0 | 0 | 0 | 0 | 0 | 0 | 0 | 0 | 0 | 0 | 0 | 0 | 0 |  | 0 | 0 | 0 | 0 | 0 | 0 | 0 | 0 |  |  |  |  | 0 | 1 | 0 | 0 | 0 | 0 | 0 | 0 |  | 1 | #VALUE! | 1 | 1 | 1 | #VALUE! | 0 | 0 | 0 | 0 | 0 | 0 | 0 | 0 | 0 | 0 | 0 | 0 | 0 | 0 | 0 | 0 | 0 | 0 | 0 | 0 | 0 | 0 | 0 | 0 | 0
Tuesday | 3 | 22 | 15 | 1935 | 0 | 0 | 0 | 0 | 0 | 0 | 0 | 0 | 0 | 0 | 0 | 0 | 0 | 0 | 0 | 0 | 0 | 0 | 0 | 0 | 0 |  | 0 | 0 | 0 | 0 | 0 | 0 | 0 | 0 |  |  |  |  | 0 | 1 | 0 | 0 | 0 | 0 | 0 | 0 |  | 1 | #VALUE! | 1 | 1 | 1 | #VALUE! | 0 | 0 | 0 | 0 | 0 | 0 | 0 | 0 | 0 | 0 | 0 | 0 | 0 | 0 | 0 | 0 | 0 | 0 | 0 | 0 | 0 | 0 | 0 | 0 | 0
Tuesday | 3 | 22 | 16 | 1936 | 0 | 0 | 0 | 0 | 0 | 0 | 0 | 0 | 0 | 0 | 0 | 0 | 0 | 0 | 0 | 0 | 0 | 0 | 0 | 0 | 0 |  | 0 | 0 | 0 | 0 | 0 | 0 | 0 | 0 |  |  |  |  | 0 | 1 | 0 | 0 | 0 | 0 | 0 | 0 |  | 1 | #VALUE! | 1 | 1 | 1 | #VALUE! | 0 | 0 | 0 | 0 | 0 | 0 | 0 | 0 | 0 | 0 | 0 | 0 | 0 | 0 | 0 | 0 | 0 | 0 | 0 | 0 | 0 | 0 | 0 | 0 | 0
Tuesday | 3 | 22 | 17 | 1937 | 0 | 0 | 0 | 0 | 0 | 0 | 0 | 0 | 0 | 0 | 0 | 0 | 0 | 0 | 0 | 0 | 0 | 0 | 0 | 0 | 0 |  | 0 | 0 | 0 | 0 | 0 | 0 | 0 | 0 |  |  |  |  | 0 | 1 | 0 | 0 | 0 | 0 | 0 | 0 |  | 1 | #VALUE! | 1 | 1 | 1 | #VALUE! | 0 | 0 | 0 | 0 | 0 | 0 | 0 | 0 | 0 | 0 | 0 | 0 | 0 | 0 | 0 | 0 | 0 | 0 | 0 | 0 | 0 | 0 | 0 | 0 | 0
Tuesday | 3 | 22 | 18 | 1938 | 0 | 0 | 0 | 0 | 0 | 0 | 0 | 0 | 0 | 0 | 0 | 0 | 0 | 0 | 0 | 0 | 0 | 0 | 0 | 0 | 0 |  | 0 | 0 | 0 | 0 | 0 | 0 | 0 | 0 |  |  |  |  | 1 | 0 | 0 | 0 | 0 | 0 | 0 | 0 |  | #VALUE! | 1 | 1 | 1 | 1 | #VALUE! | 0 | 0 | 0 | 0 | 0 | 0 | 0 | 0 | 0 | 0 | 0 | 0 | 0 | 0 | 0 | 0 | 0 | 0 | 0 | 0 | 0 | 0 | 0 | 0 | 0
Tuesday | 3 | 22 | 19 | 1939 | 0 | 0 | 0 | 0 | 0 | 0 | 0 | 0 | 0 | 0 | 0 | 0 | 0 | 0 | 0 | 0 | 0 | 0 | 0 | 0 | 0 |  | 0 | 0 | 0 | 0 | 0 | 0 | 0 | 0 |  |  |  |  | 1 | 0 | 0 | 0 | 0 | 0 | 0 | 0 |  | #VALUE! | 1 | 1 | 1 | 1 | #VALUE! | 0 | 0 | 0 | 0 | 0 | 0 | 0 | 0 | 0 | 0 | 0 | 0 | 0 | 0 | 0 | 0 | 0 | 0 | 0 | 0 | 0 | 0 | 0 | 0 | 0
Tuesday | 3 | 22 | 20 | 1940 | 0 | 0 | 0 | 0 | 0 | 0 | 0 | 0 | 0 | 0 | 0 | 0 | 0 | 0 | 0 | 0 | 0 | 0 | 0 | 0 | 0 |  | 0 | 0 | 0 | 0 | 0 | 0 | 0 | 0 |  |  |  |  | 1 | 0 | 0 | 0 | 0 | 0 | 0 | 0 |  | #VALUE! | 1 | 1 | 1 | 1 | #VALUE! | 0 | 0 | 0 | 0 | 0 | 0 | 0 | 0 | 0 | 0 | 0 | 0 | 0 | 0 | 0 | 0 | 0 | 0 | 0 | 0 | 0 | 0 | 0 | 0 | 0
Tuesday | 3 | 22 | 21 | 1941 | 0 | 0 | 0 | 0 | 0 | 0 | 0 | 0 | 0 | 0 | 0 | 0 | 0 | 0 | 0 | 0 | 0 | 0 | 0 | 0 | 0 |  | 0 | 0 | 0 | 0 | 0 | 0 | 0 | 0 |  |  |  |  | 0 | 1 | 0 | 0 | 0 | 0 | 0 | 0 |  | 1 | #VALUE! | 1 | 1 | 1 | #VALUE! | 0 | 0 | 0 | 0 | 0 | 0 | 0 | 0 | 0 | 0 | 0 | 0 | 0 | 0 | 0 | 0 | 0 | 0 | 0 | 0 | 0 | 0 | 0 | 0 | 0
Tuesday | 3 | 22 | 22 | 1942 | 0 | 0 | 0 | 0 | 0 | 0 | 0 | 0 | 0 | 0 | 0 | 0 | 0 | 0 | 0 | 0 | 0 | 0 | 0 | 0 | 0 |  | 0 | 0 | 0 | 0 | 0 | 0 | 0 | 0 |  |  |  |  | 0 | 1 | 0 | 0 | 0 | 0 | 0 | 0 |  | 1 | #VALUE! | 1 | 1 | 1 | #VALUE! | 0 | 0 | 0 | 0 | 0 | 0 | 0 | 0 | 0 | 0 | 0 | 0 | 0 | 0 | 0 | 0 | 0 | 0 | 0 | 0 | 0 | 0 | 0 | 0 | 0
Tuesday | 3 | 22 | 23 | 1943 | 0 | 0 | 0 | 0 | 0 | 0 | 0 | 0 | 0 | 0 | 0 | 0 | 0 | 0 | 0 | 0 | 0 | 0 | 0 | 0 | 0 |  | 0 | 0 | 0 | 0 | 0 | 0 | 0 | 0 |  |  |  |  | 0 | 0 | 1 | 0 | 0 | 0 | 0 | 0 |  | 1 | 1 | 1 | 1 | 1 | 1 | 0 | 0 | 0 | 0 | 0 | 0 | 0 | 0 | 0 | 0 | 0 | 0 | 0 | 0 | 0 | 0 | 0 | 0 | 0 | 0 | 0 | 0 | 0 | 0 | 0
Tuesday | 3 | 22 | 24 | 1944 | 0 | 0 | 0 | 0 | 0 | 0 | 0 | 0 | 0 | 0 | 0 | 0 | 0 | 0 | 0 | 0 | 0 | 0 | 0 | 0 | 0 |  | 0 | 0 | 0 | 0 | 0 | 0 | 0 | 0 |  |  |  |  | 0 | 0 | 1 | 0 | 0 | 0 | 0 | 0 |  | 1 | 1 | 1 | 1 | 1 | 1 | 0 | 0 | 0 | 0 | 0 | 0 | 0 | 0 | 0 | 0 | 0 | 0 | 0 | 0 | 0 | 0 | 0 | 0 | 0 | 0 | 0 | 0 | 0 | 0 | 0
Wednesday | 3 | 23 | 1 | 1945 | 0 | 0 | 0 | 0 | 0 | 0 | 0 | 0 | 0 | 0 | 0 | 0 | 0 | 0 | 0 | 0 | 0 | 0 | 0 | 0 | 0 |  | 0 | 0 | 0 | 0 | 0 | 0 | 0 | 0 |  |  |  |  | 0 | 0 | 1 | 0 | 0 | 0 | 0 | 0 |  | 1 | 1 | 1 | 1 | 1 | 1 | 0 | 0 | 0 | 0 | 0 | 0 | 0 | 0 | 0 | 0 | 0 | 0 | 0 | 0 | 0 | 0 | 0 | 0 | 0 | 0 | 0 | 0 | 0 | 0 | 0
Wednesday | 3 | 23 | 2 | 1946 | 0 | 0 | 0 | 0 | 0 | 0 | 0 | 0 | 0 | 0 | 0 | 0 | 0 | 0 | 0 | 0 | 0 | 0 | 0 | 0 | 0 |  | 0 | 0 | 0 | 0 | 0 | 0 | 0 | 0 |  |  |  |  | 0 | 0 | 1 | 0 | 0 | 0 | 0 | 0 |  | 1 | 1 | 1 | 1 | 1 | 1 | 0 | 0 | 0 | 0 | 0 | 0 | 0 | 0 | 0 | 0 | 0 | 0 | 0 | 0 | 0 | 0 | 0 | 0 | 0 | 0 | 0 | 0 | 0 | 0 | 0
Wednesday | 3 | 23 | 3 | 1947 | 0 | 0 | 0 | 0 | 0 | 0 | 0 | 0 | 0 | 0 | 0 | 0 | 0 | 0 | 0 | 0 | 0 | 0 | 0 | 0 | 0 |  | 0 | 0 | 0 | 0 | 0 | 0 | 0 | 0 |  |  |  |  | 0 | 0 | 1 | 0 | 0 | 0 | 0 | 0 |  | 1 | 1 | 1 | 1 | 1 | 1 | 0 | 0 | 0 | 0 | 0 | 0 | 0 | 0 | 0 | 0 | 0 | 0 | 0 | 0 | 0 | 0 | 0 | 0 | 0 | 0 | 0 | 0 | 0 | 0 | 0
Wednesday | 3 | 23 | 4 | 1948 | 0 | 0 | 0 | 0 | 0 | 0 | 0 | 0 | 0 | 0 | 0 | 0 | 0 | 0 | 0 | 0 | 0 | 0 | 0 | 0 | 0 |  | 0 | 0 | 0 | 0 | 0 | 0 | 0 | 0 |  |  |  |  | 0 | 0 | 1 | 0 | 0 | 0 | 0 | 0 |  | 1 | 1 | 1 | 1 | 1 | 1 | 0 | 0 | 0 | 0 | 0 | 0 | 0 | 0 | 0 | 0 | 0 | 0 | 0 | 0 | 0 | 0 | 0 | 0 | 0 | 0 | 0 | 0 | 0 | 0 | 0
Wednesday | 3 | 23 | 5 | 1949 | 0 | 0 | 0 | 0 | 0 | 0 | 0 | 0 | 0 | 0 | 0 | 0 | 0 | 0 | 0 | 0 | 0 | 0 | 0 | 0 | 0 |  | 0 | 0 | 0 | 0 | 0 | 0 | 0 | 0 |  |  |  |  | 0 | 0 | 1 | 0 | 0 | 0 | 0 | 0 |  | 1 | 1 | 1 | 1 | 1 | 1 | 0 | 0 | 0 | 0 | 0 | 0 | 0 | 0 | 0 | 0 | 0 | 0 | 0 | 0 | 0 | 0 | 0 | 0 | 0 | 0 | 0 | 0 | 0 | 0 | 0
Wednesday | 3 | 23 | 6 | 1950 | 0 | 0 | 0 | 0 | 0 | 0 | 0 | 0 | 0 | 0 | 0 | 0 | 0 | 0 | 0 | 0 | 0 | 0 | 0 | 0 | 0 |  | 0 | 0 | 0 | 0 | 0 | 0 | 0 | 0 |  |  |  |  | 0 | 0 | 1 | 0 | 0 | 0 | 0 | 0 |  | 1 | 1 | 1 | 1 | 1 | 1 | 0 | 0 | 0 | 0 | 0 | 0 | 0 | 0 | 0 | 0 | 0 | 0 | 0 | 0 | 0 | 0 | 0 | 0 | 0 | 0 | 0 | 0 | 0 | 0 | 0
Wednesday | 3 | 23 | 7 | 1951 | 0 | 0 | 0 | 0 | 0 | 0 | 0 | 0 | 0 | 0 | 0 | 0 | 0 | 0 | 0 | 0 | 0 | 0 | 0 | 0 | 0 |  | 0 | 0 | 0 | 0 | 0 | 0 | 0 | 0 |  |  |  |  | 0 | 0 | 1 | 0 | 0 | 0 | 0 | 0 |  | 1 | 1 | 1 | 1 | 1 | 1 | 0 | 0 | 0 | 0 | 0 | 0 | 0 | 0 | 0 | 0 | 0 | 0 | 0 | 0 | 0 | 0 | 0 | 0 | 0 | 0 | 0 | 0 | 0 | 0 | 0
Wednesday | 3 | 23 | 8 | 1952 | 0 | 0 | 0 | 0 | 0 | 0 | 0 | 0 | 0 | 0 | 0 | 0 | 0 | 0 | 0 | 0 | 0 | 0 | 0 | 0 | 0 |  | 0 | 0 | 0 | 0 | 0 | 0 | 0 | 0 |  |  |  |  | 1 | 0 | 0 | 0 | 0 | 0 | 0 | 0 |  | #VALUE! | 1 | 1 | 1 | 1 | #VALUE! | 0 | 0 | 0 | 0 | 0 | 0 | 0 | 0 | 0 | 0 | 0 | 0 | 0 | 0 | 0 | 0 | 0 | 0 | 0 | 0 | 0 | 0 | 0 | 0 | 0
Wednesday | 3 | 23 | 9 | 1953 | 0 | 0 | 0 | 0 | 0 | 0 | 0 | 0 | 0 | 0 | 0 | 0 | 0 | 0 | 0 | 0 | 0 | 0 | 0 | 0 | 0 |  | 0 | 0 | 0 | 0 | 0 | 0 | 0 | 0 |  |  |  |  | 1 | 0 | 0 | 0 | 0 | 0 | 0 | 0 |  | #VALUE! | 1 | 1 | 1 | 1 | #VALUE! | 0 | 0 | 0 | 0 | 0 | 0 | 0 | 0 | 0 | 0 | 0 | 0 | 0 | 0 | 0 | 0 | 0 | 0 | 0 | 0 | 0 | 0 | 0 | 0 | 0
Wednesday | 3 | 23 | 10 | 1954 | 0 | 0 | 0 | 0 | 0 | 0 | 0 | 0 | 0 | 0 | 0 | 0 | 0 | 0 | 0 | 0 | 0 | 0 | 0 | 0 | 0 |  | 0 | 0 | 0 | 0 | 0 | 0 | 0 | 0 |  |  |  |  | 1 | 0 | 0 | 0 | 0 | 0 | 0 | 0 |  | #VALUE! | 1 | 1 | 1 | 1 | #VALUE! | 0 | 0 | 0 | 0 | 0 | 0 | 0 | 0 | 0 | 0 | 0 | 0 | 0 | 0 | 0 | 0 | 0 | 0 | 0 | 0 | 0 | 0 | 0 | 0 | 0
Wednesday | 3 | 23 | 11 | 1955 | 0 | 0 | 0 | 0 | 0 | 0 | 0 | 0 | 0 | 0 | 0 | 0 | 0 | 0 | 0 | 0 | 0 | 0 | 0 | 0 | 0 |  | 0 | 0 | 0 | 0 | 0 | 0 | 0 | 0 |  |  |  |  | 1 | 0 | 0 | 0 | 0 | 0 | 0 | 0 |  | #VALUE! | 1 | 1 | 1 | 1 | #VALUE! | 0 | 0 | 0 | 0 | 0 | 0 | 0 | 0 | 0 | 0 | 0 | 0 | 0 | 0 | 0 | 0 | 0 | 0 | 0 | 0 | 0 | 0 | 0 | 0 | 0
Wednesday | 3 | 23 | 12 | 1956 | 0 | 0 | 0 | 0 | 0 | 0 | 0 | 0 | 0 | 0 | 0 | 0 | 0 | 0 | 0 | 0 | 0 | 0 | 0 | 0 | 0 |  | 0 | 0 | 0 | 0 | 0 | 0 | 0 | 0 |  |  |  |  | 0 | 1 | 0 | 0 | 0 | 0 | 0 | 0 |  | 1 | #VALUE! | 1 | 1 | 1 | #VALUE! | 0 | 0 | 0 | 0 | 0 | 0 | 0 | 0 | 0 | 0 | 0 | 0 | 0 | 0 | 0 | 0 | 0 | 0 | 0 | 0 | 0 | 0 | 0 | 0 | 0
Wednesday | 3 | 23 | 13 | 1957 | 0 | 0 | 0 | 0 | 0 | 0 | 0 | 0 | 0 | 0 | 0 | 0 | 0 | 0 | 0 | 0 | 0 | 0 | 0 | 0 | 0 |  | 0 | 0 | 0 | 0 | 0 | 0 | 0 | 0 |  |  |  |  | 0 | 1 | 0 | 0 | 0 | 0 | 0 | 0 |  | 1 | #VALUE! | 1 | 1 | 1 | #VALUE! | 0 | 0 | 0 | 0 | 0 | 0 | 0 | 0 | 0 | 0 | 0 | 0 | 0 | 0 | 0 | 0 | 0 | 0 | 0 | 0 | 0 | 0 | 0 | 0 | 0
Wednesday | 3 | 23 | 14 | 1958 | 0 | 0 | 0 | 0 | 0 | 0 | 0 | 0 | 0 | 0 | 0 | 0 | 0 | 0 | 0 | 0 | 0 | 0 | 0 | 0 | 0 |  | 0 | 0 | 0 | 0 | 0 | 0 | 0 | 0 |  |  |  |  | 0 | 1 | 0 | 0 | 0 | 0 | 0 | 0 |  | 1 | #VALUE! | 1 | 1 | 1 | #VALUE! | 0 | 0 | 0 | 0 | 0 | 0 | 0 | 0 | 0 | 0 | 0 | 0 | 0 | 0 | 0 | 0 | 0 | 0 | 0 | 0 | 0 | 0 | 0 | 0 | 0
Wednesday | 3 | 23 | 15 | 1959 | 0 | 0 | 0 | 0 | 0 | 0 | 0 | 0 | 0 | 0 | 0 | 0 | 0 | 0 | 0 | 0 | 0 | 0 | 0 | 0 | 0 |  | 0 | 0 | 0 | 0 | 0 | 0 | 0 | 0 |  |  |  |  | 0 | 1 | 0 | 0 | 0 | 0 | 0 | 0 |  | 1 | #VALUE! | 1 | 1 | 1 | #VALUE! | 0 | 0 | 0 | 0 | 0 | 0 | 0 | 0 | 0 | 0 | 0 | 0 | 0 | 0 | 0 | 0 | 0 | 0 | 0 | 0 | 0 | 0 | 0 | 0 | 0
Wednesday | 3 | 23 | 16 | 1960 | 0 | 0 | 0 | 0 | 0 | 0 | 0 | 0 | 0 | 0 | 0 | 0 | 0 | 0 | 0 | 0 | 0 | 0 | 0 | 0 | 0 |  | 0 | 0 | 0 | 0 | 0 | 0 | 0 | 0 |  |  |  |  | 0 | 1 | 0 | 0 | 0 | 0 | 0 | 0 |  | 1 | #VALUE! | 1 | 1 | 1 | #VALUE! | 0 | 0 | 0 | 0 | 0 | 0 | 0 | 0 | 0 | 0 | 0 | 0 | 0 | 0 | 0 | 0 | 0 | 0 | 0 | 0 | 0 | 0 | 0 | 0 | 0
Wednesday | 3 | 23 | 17 | 1961 | 0 | 0 | 0 | 0 | 0 | 0 | 0 | 0 | 0 | 0 | 0 | 0 | 0 | 0 | 0 | 0 | 0 | 0 | 0 | 0 | 0 |  | 0 | 0 | 0 | 0 | 0 | 0 | 0 | 0 |  |  |  |  | 0 | 1 | 0 | 0 | 0 | 0 | 0 | 0 |  | 1 | #VALUE! | 1 | 1 | 1 | #VALUE! | 0 | 0 | 0 | 0 | 0 | 0 | 0 | 0 | 0 | 0 | 0 | 0 | 0 | 0 | 0 | 0 | 0 | 0 | 0 | 0 | 0 | 0 | 0 | 0 | 0
Wednesday | 3 | 23 | 18 | 1962 | 0 | 0 | 0 | 0 | 0 | 0 | 0 | 0 | 0 | 0 | 0 | 0 | 0 | 0 | 0 | 0 | 0 | 0 | 0 | 0 | 0 |  | 0 | 0 | 0 | 0 | 0 | 0 | 0 | 0 |  |  |  |  | 1 | 0 | 0 | 0 | 0 | 0 | 0 | 0 |  | #VALUE! | 1 | 1 | 1 | 1 | #VALUE! | 0 | 0 | 0 | 0 | 0 | 0 | 0 | 0 | 0 | 0 | 0 | 0 | 0 | 0 | 0 | 0 | 0 | 0 | 0 | 0 | 0 | 0 | 0 | 0 | 0
Wednesday | 3 | 23 | 19 | 1963 | 0 | 0 | 0 | 0 | 0 | 0 | 0 | 0 | 0 | 0 | 0 | 0 | 0 | 0 | 0 | 0 | 0 | 0 | 0 | 0 | 0 |  | 0 | 0 | 0 | 0 | 0 | 0 | 0 | 0 |  |  |  |  | 1 | 0 | 0 | 0 | 0 | 0 | 0 | 0 |  | #VALUE! | 1 | 1 | 1 | 1 | #VALUE! | 0 | 0 | 0 | 0 | 0 | 0 | 0 | 0 | 0 | 0 | 0 | 0 | 0 | 0 | 0 | 0 | 0 | 0 | 0 | 0 | 0 | 0 | 0 | 0 | 0
Wednesday | 3 | 23 | 20 | 1964 | 0 | 0 | 0 | 0 | 0 | 0 | 0 | 0 | 0 | 0 | 0 | 0 | 0 | 0 | 0 | 0 | 0 | 0 | 0 | 0 | 0 |  | 0 | 0 | 0 | 0 | 0 | 0 | 0 | 0 |  |  |  |  | 1 | 0 | 0 | 0 | 0 | 0 | 0 | 0 |  | #VALUE! | 1 | 1 | 1 | 1 | #VALUE! | 0 | 0 | 0 | 0 | 0 | 0 | 0 | 0 | 0 | 0 | 0 | 0 | 0 | 0 | 0 | 0 | 0 | 0 | 0 | 0 | 0 | 0 | 0 | 0 | 0
Wednesday | 3 | 23 | 21 | 1965 | 0 | 0 | 0 | 0 | 0 | 0 | 0 | 0 | 0 | 0 | 0 | 0 | 0 | 0 | 0 | 0 | 0 | 0 | 0 | 0 | 0 |  | 0 | 0 | 0 | 0 | 0 | 0 | 0 | 0 |  |  |  |  | 0 | 1 | 0 | 0 | 0 | 0 | 0 | 0 |  | 1 | #VALUE! | 1 | 1 | 1 | #VALUE! | 0 | 0 | 0 | 0 | 0 | 0 | 0 | 0 | 0 | 0 | 0 | 0 | 0 | 0 | 0 | 0 | 0 | 0 | 0 | 0 | 0 | 0 | 0 | 0 | 0
Wednesday | 3 | 23 | 22 | 1966 | 0 | 0 | 0 | 0 | 0 | 0 | 0 | 0 | 0 | 0 | 0 | 0 | 0 | 0 | 0 | 0 | 0 | 0 | 0 | 0 | 0 |  | 0 | 0 | 0 | 0 | 0 | 0 | 0 | 0 |  |  |  |  | 0 | 1 | 0 | 0 | 0 | 0 | 0 | 0 |  | 1 | #VALUE! | 1 | 1 | 1 | #VALUE! | 0 | 0 | 0 | 0 | 0 | 0 | 0 | 0 | 0 | 0 | 0 | 0 | 0 | 0 | 0 | 0 | 0 | 0 | 0 | 0 | 0 | 0 | 0 | 0 | 0
Wednesday | 3 | 23 | 23 | 1967 | 0 | 0 | 0 | 0 | 0 | 0 | 0 | 0 | 0 | 0 | 0 | 0 | 0 | 0 | 0 | 0 | 0 | 0 | 0 | 0 | 0 |  | 0 | 0 | 0 | 0 | 0 | 0 | 0 | 0 |  |  |  |  | 0 | 0 | 1 | 0 | 0 | 0 | 0 | 0 |  | 1 | 1 | 1 | 1 | 1 | 1 | 0 | 0 | 0 | 0 | 0 | 0 | 0 | 0 | 0 | 0 | 0 | 0 | 0 | 0 | 0 | 0 | 0 | 0 | 0 | 0 | 0 | 0 | 0 | 0 | 0
Wednesday | 3 | 23 | 24 | 1968 | 0 | 0 | 0 | 0 | 0 | 0 | 0 | 0 | 0 | 0 | 0 | 0 | 0 | 0 | 0 | 0 | 0 | 0 | 0 | 0 | 0 |  | 0 | 0 | 0 | 0 | 0 | 0 | 0 | 0 |  |  |  |  | 0 | 0 | 1 | 0 | 0 | 0 | 0 | 0 |  | 1 | 1 | 1 | 1 | 1 | 1 | 0 | 0 | 0 | 0 | 0 | 0 | 0 | 0 | 0 | 0 | 0 | 0 | 0 | 0 | 0 | 0 | 0 | 0 | 0 | 0 | 0 | 0 | 0 | 0 | 0
Thursday | 3 | 24 | 1 | 1969 | 0 | 0 | 0 | 0 | 0 | 0 | 0 | 0 | 0 | 0 | 0 | 0 | 0 | 0 | 0 | 0 | 0 | 0 | 0 | 0 | 0 |  | 0 | 0 | 0 | 0 | 0 | 0 | 0 | 0 |  |  |  |  | 0 | 0 | 1 | 0 | 0 | 0 | 0 | 0 |  | 1 | 1 | 1 | 1 | 1 | 1 | 0 | 0 | 0 | 0 | 0 | 0 | 0 | 0 | 0 | 0 | 0 | 0 | 0 | 0 | 0 | 0 | 0 | 0 | 0 | 0 | 0 | 0 | 0 | 0 | 0
Thursday | 3 | 24 | 2 | 1970 | 0 | 0 | 0 | 0 | 0 | 0 | 0 | 0 | 0 | 0 | 0 | 0 | 0 | 0 | 0 | 0 | 0 | 0 | 0 | 0 | 0 |  | 0 | 0 | 0 | 0 | 0 | 0 | 0 | 0 |  |  |  |  | 0 | 0 | 1 | 0 | 0 | 0 | 0 | 0 |  | 1 | 1 | 1 | 1 | 1 | 1 | 0 | 0 | 0 | 0 | 0 | 0 | 0 | 0 | 0 | 0 | 0 | 0 | 0 | 0 | 0 | 0 | 0 | 0 | 0 | 0 | 0 | 0 | 0 | 0 | 0
Thursday | 3 | 24 | 3 | 1971 | 0 | 0 | 0 | 0 | 0 | 0 | 0 | 0 | 0 | 0 | 0 | 0 | 0 | 0 | 0 | 0 | 0 | 0 | 0 | 0 | 0 |  | 0 | 0 | 0 | 0 | 0 | 0 | 0 | 0 |  |  |  |  | 0 | 0 | 1 | 0 | 0 | 0 | 0 | 0 |  | 1 | 1 | 1 | 1 | 1 | 1 | 0 | 0 | 0 | 0 | 0 | 0 | 0 | 0 | 0 | 0 | 0 | 0 | 0 | 0 | 0 | 0 | 0 | 0 | 0 | 0 | 0 | 0 | 0 | 0 | 0
Thursday | 3 | 24 | 4 | 1972 | 0 | 0 | 0 | 0 | 0 | 0 | 0 | 0 | 0 | 0 | 0 | 0 | 0 | 0 | 0 | 0 | 0 | 0 | 0 | 0 | 0 |  | 0 | 0 | 0 | 0 | 0 | 0 | 0 | 0 |  |  |  |  | 0 | 0 | 1 | 0 | 0 | 0 | 0 | 0 |  | 1 | 1 | 1 | 1 | 1 | 1 | 0 | 0 | 0 | 0 | 0 | 0 | 0 | 0 | 0 | 0 | 0 | 0 | 0 | 0 | 0 | 0 | 0 | 0 | 0 | 0 | 0 | 0 | 0 | 0 | 0
Thursday | 3 | 24 | 5 | 1973 | 0 | 0 | 0 | 0 | 0 | 0 | 0 | 0 | 0 | 0 | 0 | 0 | 0 | 0 | 0 | 0 | 0 | 0 | 0 | 0 | 0 |  | 0 | 0 | 0 | 0 | 0 | 0 | 0 | 0 |  |  |  |  | 0 | 0 | 1 | 0 | 0 | 0 | 0 | 0 |  | 1 | 1 | 1 | 1 | 1 | 1 | 0 | 0 | 0 | 0 | 0 | 0 | 0 | 0 | 0 | 0 | 0 | 0 | 0 | 0 | 0 | 0 | 0 | 0 | 0 | 0 | 0 | 0 | 0 | 0 | 0
Thursday | 3 | 24 | 6 | 1974 | 0 | 0 | 0 | 0 | 0 | 0 | 0 | 0 | 0 | 0 | 0 | 0 | 0 | 0 | 0 | 0 | 0 | 0 | 0 | 0 | 0 |  | 0 | 0 | 0 | 0 | 0 | 0 | 0 | 0 |  |  |  |  | 0 | 0 | 1 | 0 | 0 | 0 | 0 | 0 |  | 1 | 1 | 1 | 1 | 1 | 1 | 0 | 0 | 0 | 0 | 0 | 0 | 0 | 0 | 0 | 0 | 0 | 0 | 0 | 0 | 0 | 0 | 0 | 0 | 0 | 0 | 0 | 0 | 0 | 0 | 0
Thursday | 3 | 24 | 7 | 1975 | 0 | 0 | 0 | 0 | 0 | 0 | 0 | 0 | 0 | 0 | 0 | 0 | 0 | 0 | 0 | 0 | 0 | 0 | 0 | 0 | 0 |  | 0 | 0 | 0 | 0 | 0 | 0 | 0 | 0 |  |  |  |  | 0 | 0 | 1 | 0 | 0 | 0 | 0 | 0 |  | 1 | 1 | 1 | 1 | 1 | 1 | 0 | 0 | 0 | 0 | 0 | 0 | 0 | 0 | 0 | 0 | 0 | 0 | 0 | 0 | 0 | 0 | 0 | 0 | 0 | 0 | 0 | 0 | 0 | 0 | 0
Thursday | 3 | 24 | 8 | 1976 | 0 | 0 | 0 | 0 | 0 | 0 | 0 | 0 | 0 | 0 | 0 | 0 | 0 | 0 | 0 | 0 | 0 | 0 | 0 | 0 | 0 |  | 0 | 0 | 0 | 0 | 0 | 0 | 0 | 0 |  |  |  |  | 1 | 0 | 0 | 0 | 0 | 0 | 0 | 0 |  | #VALUE! | 1 | 1 | 1 | 1 | #VALUE! | 0 | 0 | 0 | 0 | 0 | 0 | 0 | 0 | 0 | 0 | 0 | 0 | 0 | 0 | 0 | 0 | 0 | 0 | 0 | 0 | 0 | 0 | 0 | 0 | 0
Thursday | 3 | 24 | 9 | 1977 | 0 | 0 | 0 | 0 | 0 | 0 | 0 | 0 | 0 | 0 | 0 | 0 | 0 | 0 | 0 | 0 | 0 | 0 | 0 | 0 | 0 |  | 0 | 0 | 0 | 0 | 0 | 0 | 0 | 0 |  |  |  |  | 1 | 0 | 0 | 0 | 0 | 0 | 0 | 0 |  | #VALUE! | 1 | 1 | 1 | 1 | #VALUE! | 0 | 0 | 0 | 0 | 0 | 0 | 0 | 0 | 0 | 0 | 0 | 0 | 0 | 0 | 0 | 0 | 0 | 0 | 0 | 0 | 0 | 0 | 0 | 0 | 0
Thursday | 3 | 24 | 10 | 1978 | 0 | 0 | 0 | 0 | 0 | 0 | 0 | 0 | 0 | 0 | 0 | 0 | 0 | 0 | 0 | 0 | 0 | 0 | 0 | 0 | 0 |  | 0 | 0 | 0 | 0 | 0 | 0 | 0 | 0 |  |  |  |  | 1 | 0 | 0 | 0 | 0 | 0 | 0 | 0 |  | #VALUE! | 1 | 1 | 1 | 1 | #VALUE! | 0 | 0 | 0 | 0 | 0 | 0 | 0 | 0 | 0 | 0 | 0 | 0 | 0 | 0 | 0 | 0 | 0 | 0 | 0 | 0 | 0 | 0 | 0 | 0 | 0
Thursday | 3 | 24 | 11 | 1979 | 0 | 0 | 0 | 0 | 0 | 0 | 0 | 0 | 0 | 0 | 0 | 0 | 0 | 0 | 0 | 0 | 0 | 0 | 0 | 0 | 0 |  | 0 | 0 | 0 | 0 | 0 | 0 | 0 | 0 |  |  |  |  | 1 | 0 | 0 | 0 | 0 | 0 | 0 | 0 |  | #VALUE! | 1 | 1 | 1 | 1 | #VALUE! | 0 | 0 | 0 | 0 | 0 | 0 | 0 | 0 | 0 | 0 | 0 | 0 | 0 | 0 | 0 | 0 | 0 | 0 | 0 | 0 | 0 | 0 | 0 | 0 | 0
Thursday | 3 | 24 | 12 | 1980 | 0 | 0 | 0 | 0 | 0 | 0 | 0 | 0 | 0 | 0 | 0 | 0 | 0 | 0 | 0 | 0 | 0 | 0 | 0 | 0 | 0 |  | 0 | 0 | 0 | 0 | 0 | 0 | 0 | 0 |  |  |  |  | 0 | 1 | 0 | 0 | 0 | 0 | 0 | 0 |  | 1 | #VALUE! | 1 | 1 | 1 | #VALUE! | 0 | 0 | 0 | 0 | 0 | 0 | 0 | 0 | 0 | 0 | 0 | 0 | 0 | 0 | 0 | 0 | 0 | 0 | 0 | 0 | 0 | 0 | 0 | 0 | 0
Thursday | 3 | 24 | 13 | 1981 | 0 | 0 | 0 | 0 | 0 | 0 | 0 | 0 | 0 | 0 | 0 | 0 | 0 | 0 | 0 | 0 | 0 | 0 | 0 | 0 | 0 |  | 0 | 0 | 0 | 0 | 0 | 0 | 0 | 0 |  |  |  |  | 0 | 1 | 0 | 0 | 0 | 0 | 0 | 0 |  | 1 | #VALUE! | 1 | 1 | 1 | #VALUE! | 0 | 0 | 0 | 0 | 0 | 0 | 0 | 0 | 0 | 0 | 0 | 0 | 0 | 0 | 0 | 0 | 0 | 0 | 0 | 0 | 0 | 0 | 0 | 0 | 0
Thursday | 3 | 24 | 14 | 1982 | 0 | 0 | 0 | 0 | 0 | 0 | 0 | 0 | 0 | 0 | 0 | 0 | 0 | 0 | 0 | 0 | 0 | 0 | 0 | 0 | 0 |  | 0 | 0 | 0 | 0 | 0 | 0 | 0 | 0 |  |  |  |  | 0 | 1 | 0 | 0 | 0 | 0 | 0 | 0 |  | 1 | #VALUE! | 1 | 1 | 1 | #VALUE! | 0 | 0 | 0 | 0 | 0 | 0 | 0 | 0 | 0 | 0 | 0 | 0 | 0 | 0 | 0 | 0 | 0 | 0 | 0 | 0 | 0 | 0 | 0 | 0 | 0
Thursday | 3 | 24 | 15 | 1983 | 0 | 0 | 0 | 0 | 0 | 0 | 0 | 0 | 0 | 0 | 0 | 0 | 0 | 0 | 0 | 0 | 0 | 0 | 0 | 0 | 0 |  | 0 | 0 | 0 | 0 | 0 | 0 | 0 | 0 |  |  |  |  | 0 | 1 | 0 | 0 | 0 | 0 | 0 | 0 |  | 1 | #VALUE! | 1 | 1 | 1 | #VALUE! | 0 | 0 | 0 | 0 | 0 | 0 | 0 | 0 | 0 | 0 | 0 | 0 | 0 | 0 | 0 | 0 | 0 | 0 | 0 | 0 | 0 | 0 | 0 | 0 | 0
Thursday | 3 | 24 | 16 | 1984 | 0 | 0 | 0 | 0 | 0 | 0 | 0 | 0 | 0 | 0 | 0 | 0 | 0 | 0 | 0 | 0 | 0 | 0 | 0 | 0 | 0 |  | 0 | 0 | 0 | 0 | 0 | 0 | 0 | 0 |  |  |  |  | 0 | 1 | 0 | 0 | 0 | 0 | 0 | 0 |  | 1 | #VALUE! | 1 | 1 | 1 | #VALUE! | 0 | 0 | 0 | 0 | 0 | 0 | 0 | 0 | 0 | 0 | 0 | 0 | 0 | 0 | 0 | 0 | 0 | 0 | 0 | 0 | 0 | 0 | 0 | 0 | 0
Thursday | 3 | 24 | 17 | 1985 | 0 | 0 | 0 | 0 | 0 | 0 | 0 | 0 | 0 | 0 | 0 | 0 | 0 | 0 | 0 | 0 | 0 | 0 | 0 | 0 | 0 |  | 0 | 0 | 0 | 0 | 0 | 0 | 0 | 0 |  |  |  |  | 0 | 1 | 0 | 0 | 0 | 0 | 0 | 0 |  | 1 | #VALUE! | 1 | 1 | 1 | #VALUE! | 0 | 0 | 0 | 0 | 0 | 0 | 0 | 0 | 0 | 0 | 0 | 0 | 0 | 0 | 0 | 0 | 0 | 0 | 0 | 0 | 0 | 0 | 0 | 0 | 0
Thursday | 3 | 24 | 18 | 1986 | 0 | 0 | 0 | 0 | 0 | 0 | 0 | 0 | 0 | 0 | 0 | 0 | 0 | 0 | 0 | 0 | 0 | 0 | 0 | 0 | 0 |  | 0 | 0 | 0 | 0 | 0 | 0 | 0 | 0 |  |  |  |  | 1 | 0 | 0 | 0 | 0 | 0 | 0 | 0 |  | #VALUE! | 1 | 1 | 1 | 1 | #VALUE! | 0 | 0 | 0 | 0 | 0 | 0 | 0 | 0 | 0 | 0 | 0 | 0 | 0 | 0 | 0 | 0 | 0 | 0 | 0 | 0 | 0 | 0 | 0 | 0 | 0
Thursday | 3 | 24 | 19 | 1987 | 0 | 0 | 0 | 0 | 0 | 0 | 0 | 0 | 0 | 0 | 0 | 0 | 0 | 0 | 0 | 0 | 0 | 0 | 0 | 0 | 0 |  | 0 | 0 | 0 | 0 | 0 | 0 | 0 | 0 |  |  |  |  | 1 | 0 | 0 | 0 | 0 | 0 | 0 | 0 |  | #VALUE! | 1 | 1 | 1 | 1 | #VALUE! | 0 | 0 | 0 | 0 | 0 | 0 | 0 | 0 | 0 | 0 | 0 | 0 | 0 | 0 | 0 | 0 | 0 | 0 | 0 | 0 | 0 | 0 | 0 | 0 | 0
Thursday | 3 | 24 | 20 | 1988 | 0 | 0 | 0 | 0 | 0 | 0 | 0 | 0 | 0 | 0 | 0 | 0 | 0 | 0 | 0 | 0 | 0 | 0 | 0 | 0 | 0 |  | 0 | 0 | 0 | 0 | 0 | 0 | 0 | 0 |  |  |  |  | 1 | 0 | 0 | 0 | 0 | 0 | 0 | 0 |  | #VALUE! | 1 | 1 | 1 | 1 | #VALUE! | 0 | 0 | 0 | 0 | 0 | 0 | 0 | 0 | 0 | 0 | 0 | 0 | 0 | 0 | 0 | 0 | 0 | 0 | 0 | 0 | 0 | 0 | 0 | 0 | 0
Thursday | 3 | 24 | 21 | 1989 | 0 | 0 | 0 | 0 | 0 | 0 | 0 | 0 | 0 | 0 | 0 | 0 | 0 | 0 | 0 | 0 | 0 | 0 | 0 | 0 | 0 |  | 0 | 0 | 0 | 0 | 0 | 0 | 0 | 0 |  |  |  |  | 0 | 1 | 0 | 0 | 0 | 0 | 0 | 0 |  | 1 | #VALUE! | 1 | 1 | 1 | #VALUE! | 0 | 0 | 0 | 0 | 0 | 0 | 0 | 0 | 0 | 0 | 0 | 0 | 0 | 0 | 0 | 0 | 0 | 0 | 0 | 0 | 0 | 0 | 0 | 0 | 0
Thursday | 3 | 24 | 22 | 1990 | 0 | 0 | 0 | 0 | 0 | 0 | 0 | 0 | 0 | 0 | 0 | 0 | 0 | 0 | 0 | 0 | 0 | 0 | 0 | 0 | 0 |  | 0 | 0 | 0 | 0 | 0 | 0 | 0 | 0 |  |  |  |  | 0 | 1 | 0 | 0 | 0 | 0 | 0 | 0 |  | 1 | #VALUE! | 1 | 1 | 1 | #VALUE! | 0 | 0 | 0 | 0 | 0 | 0 | 0 | 0 | 0 | 0 | 0 | 0 | 0 | 0 | 0 | 0 | 0 | 0 | 0 | 0 | 0 | 0 | 0 | 0 | 0
Thursday | 3 | 24 | 23 | 1991 | 0 | 0 | 0 | 0 | 0 | 0 | 0 | 0 | 0 | 0 | 0 | 0 | 0 | 0 | 0 | 0 | 0 | 0 | 0 | 0 | 0 |  | 0 | 0 | 0 | 0 | 0 | 0 | 0 | 0 |  |  |  |  | 0 | 0 | 1 | 0 | 0 | 0 | 0 | 0 |  | 1 | 1 | 1 | 1 | 1 | 1 | 0 | 0 | 0 | 0 | 0 | 0 | 0 | 0 | 0 | 0 | 0 | 0 | 0 | 0 | 0 | 0 | 0 | 0 | 0 | 0 | 0 | 0 | 0 | 0 | 0
Thursday | 3 | 24 | 24 | 1992 | 0 | 0 | 0 | 0 | 0 | 0 | 0 | 0 | 0 | 0 | 0 | 0 | 0 | 0 | 0 | 0 | 0 | 0 | 0 | 0 | 0 |  | 0 | 0 | 0 | 0 | 0 | 0 | 0 | 0 |  |  |  |  | 0 | 0 | 1 | 0 | 0 | 0 | 0 | 0 |  | 1 | 1 | 1 | 1 | 1 | 1 | 0 | 0 | 0 | 0 | 0 | 0 | 0 | 0 | 0 | 0 | 0 | 0 | 0 | 0 | 0 | 0 | 0 | 0 | 0 | 0 | 0 | 0 | 0 | 0 | 0
Friday | 3 | 25 | 1 | 1993 | 0 | 0 | 0 | 0 | 0 | 0 | 0 | 0 | 0 | 0 | 0 | 0 | 0 | 0 | 0 | 0 | 0 | 0 | 0 | 0 | 0 |  | 0 | 0 | 0 | 0 | 0 | 0 | 0 | 0 |  |  |  |  | 0 | 0 | 1 | 0 | 0 | 0 | 0 | 0 |  | 1 | 1 | 1 | 1 | 1 | 1 | 0 | 0 | 0 | 0 | 0 | 0 | 0 | 0 | 0 | 0 | 0 | 0 | 0 | 0 | 0 | 0 | 0 | 0 | 0 | 0 | 0 | 0 | 0 | 0 | 0
Friday | 3 | 25 | 2 | 1994 | 0 | 0 | 0 | 0 | 0 | 0 | 0 | 0 | 0 | 0 | 0 | 0 | 0 | 0 | 0 | 0 | 0 | 0 | 0 | 0 | 0 |  | 0 | 0 | 0 | 0 | 0 | 0 | 0 | 0 |  |  |  |  | 0 | 0 | 1 | 0 | 0 | 0 | 0 | 0 |  | 1 | 1 | 1 | 1 | 1 | 1 | 0 | 0 | 0 | 0 | 0 | 0 | 0 | 0 | 0 | 0 | 0 | 0 | 0 | 0 | 0 | 0 | 0 | 0 | 0 | 0 | 0 | 0 | 0 | 0 | 0
Friday | 3 | 25 | 3 | 1995 | 0 | 0 | 0 | 0 | 0 | 0 | 0 | 0 | 0 | 0 | 0 | 0 | 0 | 0 | 0 | 0 | 0 | 0 | 0 | 0 | 0 |  | 0 | 0 | 0 | 0 | 0 | 0 | 0 | 0 |  |  |  |  | 0 | 0 | 1 | 0 | 0 | 0 | 0 | 0 |  | 1 | 1 | 1 | 1 | 1 | 1 | 0 | 0 | 0 | 0 | 0 | 0 | 0 | 0 | 0 | 0 | 0 | 0 | 0 | 0 | 0 | 0 | 0 | 0 | 0 | 0 | 0 | 0 | 0 | 0 | 0
Friday | 3 | 25 | 4 | 1996 | 0 | 0 | 0 | 0 | 0 | 0 | 0 | 0 | 0 | 0 | 0 | 0 | 0 | 0 | 0 | 0 | 0 | 0 | 0 | 0 | 0 |  | 0 | 0 | 0 | 0 | 0 | 0 | 0 | 0 |  |  |  |  | 0 | 0 | 1 | 0 | 0 | 0 | 0 | 0 |  | 1 | 1 | 1 | 1 | 1 | 1 | 0 | 0 | 0 | 0 | 0 | 0 | 0 | 0 | 0 | 0 | 0 | 0 | 0 | 0 | 0 | 0 | 0 | 0 | 0 | 0 | 0 | 0 | 0 | 0 | 0
Friday | 3 | 25 | 5 | 1997 | 0 | 0 | 0 | 0 | 0 | 0 | 0 | 0 | 0 | 0 | 0 | 0 | 0 | 0 | 0 | 0 | 0 | 0 | 0 | 0 | 0 |  | 0 | 0 | 0 | 0 | 0 | 0 | 0 | 0 |  |  |  |  | 0 | 0 | 1 | 0 | 0 | 0 | 0 | 0 |  | 1 | 1 | 1 | 1 | 1 | 1 | 0 | 0 | 0 | 0 | 0 | 0 | 0 | 0 | 0 | 0 | 0 | 0 | 0 | 0 | 0 | 0 | 0 | 0 | 0 | 0 | 0 | 0 | 0 | 0 | 0
Friday | 3 | 25 | 6 | 1998 | 0 | 0 | 0 | 0 | 0 | 0 | 0 | 0 | 0 | 0 | 0 | 0 | 0 | 0 | 0 | 0 | 0 | 0 | 0 | 0 | 0 |  | 0 | 0 | 0 | 0 | 0 | 0 | 0 | 0 |  |  |  |  | 0 | 0 | 1 | 0 | 0 | 0 | 0 | 0 |  | 1 | 1 | 1 | 1 | 1 | 1 | 0 | 0 | 0 | 0 | 0 | 0 | 0 | 0 | 0 | 0 | 0 | 0 | 0 | 0 | 0 | 0 | 0 | 0 | 0 | 0 | 0 | 0 | 0 | 0 | 0
Friday | 3 | 25 | 7 | 1999 | 0 | 0 | 0 | 0 | 0 | 0 | 0 | 0 | 0 | 0 | 0 | 0 | 0 | 0 | 0 | 0 | 0 | 0 | 0 | 0 | 0 |  | 0 | 0 | 0 | 0 | 0 | 0 | 0 | 0 |  |  |  |  | 0 | 0 | 1 | 0 | 0 | 0 | 0 | 0 |  | 1 | 1 | 1 | 1 | 1 | 1 | 0 | 0 | 0 | 0 | 0 | 0 | 0 | 0 | 0 | 0 | 0 | 0 | 0 | 0 | 0 | 0 | 0 | 0 | 0 | 0 | 0 | 0 | 0 | 0 | 0
Friday | 3 | 25 | 8 | 2000 | 0 | 0 | 0 | 0 | 0 | 0 | 0 | 0 | 0 | 0 | 0 | 0 | 0 | 0 | 0 | 0 | 0 | 0 | 0 | 0 | 0 |  | 0 | 0 | 0 | 0 | 0 | 0 | 0 | 0 |  |  |  |  | 1 | 0 | 0 | 0 | 0 | 0 | 0 | 0 |  | #VALUE! | 1 | 1 | 1 | 1 | #VALUE! | 0 | 0 | 0 | 0 | 0 | 0 | 0 | 0 | 0 | 0 | 0 | 0 | 0 | 0 | 0 | 0 | 0 | 0 | 0 | 0 | 0 | 0 | 0 | 0 | 0
Friday | 3 | 25 | 9 | 2001 | 0 | 0 | 0 | 0 | 0 | 0 | 0 | 0 | 0 | 0 | 0 | 0 | 0 | 0 | 0 | 0 | 0 | 0 | 0 | 0 | 0 |  | 0 | 0 | 0 | 0 | 0 | 0 | 0 | 0 |  |  |  |  | 1 | 0 | 0 | 0 | 0 | 0 | 0 | 0 |  | #VALUE! | 1 | 1 | 1 | 1 | #VALUE! | 0 | 0 | 0 | 0 | 0 | 0 | 0 | 0 | 0 | 0 | 0 | 0 | 0 | 0 | 0 | 0 | 0 | 0 | 0 | 0 | 0 | 0 | 0 | 0 | 0
Friday | 3 | 25 | 10 | 2002 | 0 | 0 | 0 | 0 | 0 | 0 | 0 | 0 | 0 | 0 | 0 | 0 | 0 | 0 | 0 | 0 | 0 | 0 | 0 | 0 | 0 |  | 0 | 0 | 0 | 0 | 0 | 0 | 0 | 0 |  |  |  |  | 1 | 0 | 0 | 0 | 0 | 0 | 0 | 0 |  | #VALUE! | 1 | 1 | 1 | 1 | #VALUE! | 0 | 0 | 0 | 0 | 0 | 0 | 0 | 0 | 0 | 0 | 0 | 0 | 0 | 0 | 0 | 0 | 0 | 0 | 0 | 0 | 0 | 0 | 0 | 0 | 0
Friday | 3 | 25 | 11 | 2003 | 0 | 0 | 0 | 0 | 0 | 0 | 0 | 0 | 0 | 0 | 0 | 0 | 0 | 0 | 0 | 0 | 0 | 0 | 0 | 0 | 0 |  | 0 | 0 | 0 | 0 | 0 | 0 | 0 | 0 |  |  |  |  | 1 | 0 | 0 | 0 | 0 | 0 | 0 | 0 |  | #VALUE! | 1 | 1 | 1 | 1 | #VALUE! | 0 | 0 | 0 | 0 | 0 | 0 | 0 | 0 | 0 | 0 | 0 | 0 | 0 | 0 | 0 | 0 | 0 | 0 | 0 | 0 | 0 | 0 | 0 | 0 | 0
Friday | 3 | 25 | 12 | 2004 | 0 | 0 | 0 | 0 | 0 | 0 | 0 | 0 | 0 | 0 | 0 | 0 | 0 | 0 | 0 | 0 | 0 | 0 | 0 | 0 | 0 |  | 0 | 0 | 0 | 0 | 0 | 0 | 0 | 0 |  |  |  |  | 0 | 1 | 0 | 0 | 0 | 0 | 0 | 0 |  | 1 | #VALUE! | 1 | 1 | 1 | #VALUE! | 0 | 0 | 0 | 0 | 0 | 0 | 0 | 0 | 0 | 0 | 0 | 0 | 0 | 0 | 0 | 0 | 0 | 0 | 0 | 0 | 0 | 0 | 0 | 0 | 0
Friday | 3 | 25 | 13 | 2005 | 0 | 0 | 0 | 0 | 0 | 0 | 0 | 0 | 0 | 0 | 0 | 0 | 0 | 0 | 0 | 0 | 0 | 0 | 0 | 0 | 0 |  | 0 | 0 | 0 | 0 | 0 | 0 | 0 | 0 |  |  |  |  | 0 | 1 | 0 | 0 | 0 | 0 | 0 | 0 |  | 1 | #VALUE! | 1 | 1 | 1 | #VALUE! | 0 | 0 | 0 | 0 | 0 | 0 | 0 | 0 | 0 | 0 | 0 | 0 | 0 | 0 | 0 | 0 | 0 | 0 | 0 | 0 | 0 | 0 | 0 | 0 | 0
Friday | 3 | 25 | 14 | 2006 | 0 | 0 | 0 | 0 | 0 | 0 | 0 | 0 | 0 | 0 | 0 | 0 | 0 | 0 | 0 | 0 | 0 | 0 | 0 | 0 | 0 |  | 0 | 0 | 0 | 0 | 0 | 0 | 0 | 0 |  |  |  |  | 0 | 1 | 0 | 0 | 0 | 0 | 0 | 0 |  | 1 | #VALUE! | 1 | 1 | 1 | #VALUE! | 0 | 0 | 0 | 0 | 0 | 0 | 0 | 0 | 0 | 0 | 0 | 0 | 0 | 0 | 0 | 0 | 0 | 0 | 0 | 0 | 0 | 0 | 0 | 0 | 0
Friday | 3 | 25 | 15 | 2007 | 0 | 0 | 0 | 0 | 0 | 0 | 0 | 0 | 0 | 0 | 0 | 0 | 0 | 0 | 0 | 0 | 0 | 0 | 0 | 0 | 0 |  | 0 | 0 | 0 | 0 | 0 | 0 | 0 | 0 |  |  |  |  | 0 | 1 | 0 | 0 | 0 | 0 | 0 | 0 |  | 1 | #VALUE! | 1 | 1 | 1 | #VALUE! | 0 | 0 | 0 | 0 | 0 | 0 | 0 | 0 | 0 | 0 | 0 | 0 | 0 | 0 | 0 | 0 | 0 | 0 | 0 | 0 | 0 | 0 | 0 | 0 | 0
Friday | 3 | 25 | 16 | 2008 | 0 | 0 | 0 | 0 | 0 | 0 | 0 | 0 | 0 | 0 | 0 | 0 | 0 | 0 | 0 | 0 | 0 | 0 | 0 | 0 | 0 |  | 0 | 0 | 0 | 0 | 0 | 0 | 0 | 0 |  |  |  |  | 0 | 1 | 0 | 0 | 0 | 0 | 0 | 0 |  | 1 | #VALUE! | 1 | 1 | 1 | #VALUE! | 0 | 0 | 0 | 0 | 0 | 0 | 0 | 0 | 0 | 0 | 0 | 0 | 0 | 0 | 0 | 0 | 0 | 0 | 0 | 0 | 0 | 0 | 0 | 0 | 0
Friday | 3 | 25 | 17 | 2009 | 0 | 0 | 0 | 0 | 0 | 0 | 0 | 0 | 0 | 0 | 0 | 0 | 0 | 0 | 0 | 0 | 0 | 0 | 0 | 0 | 0 |  | 0 | 0 | 0 | 0 | 0 | 0 | 0 | 0 |  |  |  |  | 0 | 1 | 0 | 0 | 0 | 0 | 0 | 0 |  | 1 | #VALUE! | 1 | 1 | 1 | #VALUE! | 0 | 0 | 0 | 0 | 0 | 0 | 0 | 0 | 0 | 0 | 0 | 0 | 0 | 0 | 0 | 0 | 0 | 0 | 0 | 0 | 0 | 0 | 0 | 0 | 0
Friday | 3 | 25 | 18 | 2010 | 0 | 0 | 0 | 0 | 0 | 0 | 0 | 0 | 0 | 0 | 0 | 0 | 0 | 0 | 0 | 0 | 0 | 0 | 0 | 0 | 0 |  | 0 | 0 | 0 | 0 | 0 | 0 | 0 | 0 |  |  |  |  | 1 | 0 | 0 | 0 | 0 | 0 | 0 | 0 |  | #VALUE! | 1 | 1 | 1 | 1 | #VALUE! | 0 | 0 | 0 | 0 | 0 | 0 | 0 | 0 | 0 | 0 | 0 | 0 | 0 | 0 | 0 | 0 | 0 | 0 | 0 | 0 | 0 | 0 | 0 | 0 | 0
Friday | 3 | 25 | 19 | 2011 | 0 | 0 | 0 | 0 | 0 | 0 | 0 | 0 | 0 | 0 | 0 | 0 | 0 | 0 | 0 | 0 | 0 | 0 | 0 | 0 | 0 |  | 0 | 0 | 0 | 0 | 0 | 0 | 0 | 0 |  |  |  |  | 1 | 0 | 0 | 0 | 0 | 0 | 0 | 0 |  | #VALUE! | 1 | 1 | 1 | 1 | #VALUE! | 0 | 0 | 0 | 0 | 0 | 0 | 0 | 0 | 0 | 0 | 0 | 0 | 0 | 0 | 0 | 0 | 0 | 0 | 0 | 0 | 0 | 0 | 0 | 0 | 0
Friday | 3 | 25 | 20 | 2012 | 0 | 0 | 0 | 0 | 0 | 0 | 0 | 0 | 0 | 0 | 0 | 0 | 0 | 0 | 0 | 0 | 0 | 0 | 0 | 0 | 0 |  | 0 | 0 | 0 | 0 | 0 | 0 | 0 | 0 |  |  |  |  | 1 | 0 | 0 | 0 | 0 | 0 | 0 | 0 |  | #VALUE! | 1 | 1 | 1 | 1 | #VALUE! | 0 | 0 | 0 | 0 | 0 | 0 | 0 | 0 | 0 | 0 | 0 | 0 | 0 | 0 | 0 | 0 | 0 | 0 | 0 | 0 | 0 | 0 | 0 | 0 | 0
Friday | 3 | 25 | 21 | 2013 | 0 | 0 | 0 | 0 | 0 | 0 | 0 | 0 | 0 | 0 | 0 | 0 | 0 | 0 | 0 | 0 | 0 | 0 | 0 | 0 | 0 |  | 0 | 0 | 0 | 0 | 0 | 0 | 0 | 0 |  |  |  |  | 0 | 1 | 0 | 0 | 0 | 0 | 0 | 0 |  | 1 | #VALUE! | 1 | 1 | 1 | #VALUE! | 0 | 0 | 0 | 0 | 0 | 0 | 0 | 0 | 0 | 0 | 0 | 0 | 0 | 0 | 0 | 0 | 0 | 0 | 0 | 0 | 0 | 0 | 0 | 0 | 0
Friday | 3 | 25 | 22 | 2014 | 0 | 0 | 0 | 0 | 0 | 0 | 0 | 0 | 0 | 0 | 0 | 0 | 0 | 0 | 0 | 0 | 0 | 0 | 0 | 0 | 0 |  | 0 | 0 | 0 | 0 | 0 | 0 | 0 | 0 |  |  |  |  | 0 | 1 | 0 | 0 | 0 | 0 | 0 | 0 |  | 1 | #VALUE! | 1 | 1 | 1 | #VALUE! | 0 | 0 | 0 | 0 | 0 | 0 | 0 | 0 | 0 | 0 | 0 | 0 | 0 | 0 | 0 | 0 | 0 | 0 | 0 | 0 | 0 | 0 | 0 | 0 | 0
Friday | 3 | 25 | 23 | 2015 | 0 | 0 | 0 | 0 | 0 | 0 | 0 | 0 | 0 | 0 | 0 | 0 | 0 | 0 | 0 | 0 | 0 | 0 | 0 | 0 | 0 |  | 0 | 0 | 0 | 0 | 0 | 0 | 0 | 0 |  |  |  |  | 0 | 0 | 1 | 0 | 0 | 0 | 0 | 0 |  | 1 | 1 | 1 | 1 | 1 | 1 | 0 | 0 | 0 | 0 | 0 | 0 | 0 | 0 | 0 | 0 | 0 | 0 | 0 | 0 | 0 | 0 | 0 | 0 | 0 | 0 | 0 | 0 | 0 | 0 | 0
Friday | 3 | 25 | 24 | 2016 | 0 | 0 | 0 | 0 | 0 | 0 | 0 | 0 | 0 | 0 | 0 | 0 | 0 | 0 | 0 | 0 | 0 | 0 | 0 | 0 | 0 |  | 0 | 0 | 0 | 0 | 0 | 0 | 0 | 0 |  |  |  |  | 0 | 0 | 1 | 0 | 0 | 0 | 0 | 0 |  | 1 | 1 | 1 | 1 | 1 | 1 | 0 | 0 | 0 | 0 | 0 | 0 | 0 | 0 | 0 | 0 | 0 | 0 | 0 | 0 | 0 | 0 | 0 | 0 | 0 | 0 | 0 | 0 | 0 | 0 | 0
Saturday | 3 | 26 | 1 | 2017 | 0 | 0 | 0 | 0 | 0 | 0 | 0 | 0 | 0 | 0 | 0 | 0 | 0 | 0 | 0 | 0 | 0 | 0 | 0 | 0 | 0 |  | 0 | 0 | 0 | 0 | 0 | 0 | 0 | 0 |  |  |  |  | 0 | 0 | 1 | 0 | 0 | 0 | 0 | 0 |  | 1 | 1 | 1 | 1 | 1 | 1 | 0 | 0 | 0 | 0 | 0 | 0 | 0 | 0 | 0 | 0 | 0 | 0 | 0 | 0 | 0 | 0 | 0 | 0 | 0 | 0 | 0 | 0 | 0 | 0 | 0
Saturday | 3 | 26 | 2 | 2018 | 0 | 0 | 0 | 0 | 0 | 0 | 0 | 0 | 0 | 0 | 0 | 0 | 0 | 0 | 0 | 0 | 0 | 0 | 0 | 0 | 0 |  | 0 | 0 | 0 | 0 | 0 | 0 | 0 | 0 |  |  |  |  | 0 | 0 | 1 | 0 | 0 | 0 | 0 | 0 |  | 1 | 1 | 1 | 1 | 1 | 1 | 0 | 0 | 0 | 0 | 0 | 0 | 0 | 0 | 0 | 0 | 0 | 0 | 0 | 0 | 0 | 0 | 0 | 0 | 0 | 0 | 0 | 0 | 0 | 0 | 0
Saturday | 3 | 26 | 3 | 2019 | 0 | 0 | 0 | 0 | 0 | 0 | 0 | 0 | 0 | 0 | 0 | 0 | 0 | 0 | 0 | 0 | 0 | 0 | 0 | 0 | 0 |  | 0 | 0 | 0 | 0 | 0 | 0 | 0 | 0 |  |  |  |  | 0 | 0 | 1 | 0 | 0 | 0 | 0 | 0 |  | 1 | 1 | 1 | 1 | 1 | 1 | 0 | 0 | 0 | 0 | 0 | 0 | 0 | 0 | 0 | 0 | 0 | 0 | 0 | 0 | 0 | 0 | 0 | 0 | 0 | 0 | 0 | 0 | 0 | 0 | 0
Saturday | 3 | 26 | 4 | 2020 | 0 | 0 | 0 | 0 | 0 | 0 | 0 | 0 | 0 | 0 | 0 | 0 | 0 | 0 | 0 | 0 | 0 | 0 | 0 | 0 | 0 |  | 0 | 0 | 0 | 0 | 0 | 0 | 0 | 0 |  |  |  |  | 0 | 0 | 1 | 0 | 0 | 0 | 0 | 0 |  | 1 | 1 | 1 | 1 | 1 | 1 | 0 | 0 | 0 | 0 | 0 | 0 | 0 | 0 | 0 | 0 | 0 | 0 | 0 | 0 | 0 | 0 | 0 | 0 | 0 | 0 | 0 | 0 | 0 | 0 | 0
Saturday | 3 | 26 | 5 | 2021 | 0 | 0 | 0 | 0 | 0 | 0 | 0 | 0 | 0 | 0 | 0 | 0 | 0 | 0 | 0 | 0 | 0 | 0 | 0 | 0 | 0 |  | 0 | 0 | 0 | 0 | 0 | 0 | 0 | 0 |  |  |  |  | 0 | 0 | 1 | 0 | 0 | 0 | 0 | 0 |  | 1 | 1 | 1 | 1 | 1 | 1 | 0 | 0 | 0 | 0 | 0 | 0 | 0 | 0 | 0 | 0 | 0 | 0 | 0 | 0 | 0 | 0 | 0 | 0 | 0 | 0 | 0 | 0 | 0 | 0 | 0
Saturday | 3 | 26 | 6 | 2022 | 0 | 0 | 0 | 0 | 0 | 0 | 0 | 0 | 0 | 0 | 0 | 0 | 0 | 0 | 0 | 0 | 0 | 0 | 0 | 0 | 0 |  | 0 | 0 | 0 | 0 | 0 | 0 | 0 | 0 |  |  |  |  | 0 | 0 | 1 | 0 | 0 | 0 | 0 | 0 |  | 1 | 1 | 1 | 1 | 1 | 1 | 0 | 0 | 0 | 0 | 0 | 0 | 0 | 0 | 0 | 0 | 0 | 0 | 0 | 0 | 0 | 0 | 0 | 0 | 0 | 0 | 0 | 0 | 0 | 0 | 0
Saturday | 3 | 26 | 7 | 2023 | 0 | 0 | 0 | 0 | 0 | 0 | 0 | 0 | 0 | 0 | 0 | 0 | 0 | 0 | 0 | 0 | 0 | 0 | 0 | 0 | 0 |  | 0 | 0 | 0 | 0 | 0 | 0 | 0 | 0 |  |  |  |  | 0 | 0 | 1 | 0 | 0 | 0 | 0 | 0 |  | 1 | 1 | 1 | 1 | 1 | 1 | 0 | 0 | 0 | 0 | 0 | 0 | 0 | 0 | 0 | 0 | 0 | 0 | 0 | 0 | 0 | 0 | 0 | 0 | 0 | 0 | 0 | 0 | 0 | 0 | 0
Saturday | 3 | 26 | 8 | 2024 | 0 | 0 | 0 | 0 | 0 | 0 | 0 | 0 | 0 | 0 | 0 | 0 | 0 | 0 | 0 | 0 | 0 | 0 | 0 | 0 | 0 |  | 0 | 0 | 0 | 0 | 0 | 0 | 0 | 0 |  |  |  |  | 0 | 0 | 1 | 0 | 0 | 0 | 0 | 0 |  | 1 | 1 | 1 | 1 | 1 | 1 | 0 | 0 | 0 | 0 | 0 | 0 | 0 | 0 | 0 | 0 | 0 | 0 | 0 | 0 | 0 | 0 | 0 | 0 | 0 | 0 | 0 | 0 | 0 | 0 | 0
Saturday | 3 | 26 | 9 | 2025 | 0 | 0 | 0 | 0 | 0 | 0 | 0 | 0 | 0 | 0 | 0 | 0 | 0 | 0 | 0 | 0 | 0 | 0 | 0 | 0 | 0 |  | 0 | 0 | 0 | 0 | 0 | 0 | 0 | 0 |  |  |  |  | 0 | 0 | 1 | 0 | 0 | 0 | 0 | 0 |  | 1 | 1 | 1 | 1 | 1 | 1 | 0 | 0 | 0 | 0 | 0 | 0 | 0 | 0 | 0 | 0 | 0 | 0 | 0 | 0 | 0 | 0 | 0 | 0 | 0 | 0 | 0 | 0 | 0 | 0 | 0
Saturday | 3 | 26 | 10 | 2026 | 0 | 0 | 0 | 0 | 0 | 0 | 0 | 0 | 0 | 0 | 0 | 0 | 0 | 0 | 0 | 0 | 0 | 0 | 0 | 0 | 0 |  | 0 | 0 | 0 | 0 | 0 | 0 | 0 | 0 |  |  |  |  | 0 | 0 | 1 | 0 | 0 | 0 | 0 | 0 |  | 1 | 1 | 1 | 1 | 1 | 1 | 0 | 0 | 0 | 0 | 0 | 0 | 0 | 0 | 0 | 0 | 0 | 0 | 0 | 0 | 0 | 0 | 0 | 0 | 0 | 0 | 0 | 0 | 0 | 0 | 0
Saturday | 3 | 26 | 11 | 2027 | 0 | 0 | 0 | 0 | 0 | 0 | 0 | 0 | 0 | 0 | 0 | 0 | 0 | 0 | 0 | 0 | 0 | 0 | 0 | 0 | 0 |  | 0 | 0 | 0 | 0 | 0 | 0 | 0 | 0 |  |  |  |  | 0 | 0 | 1 | 0 | 0 | 0 | 0 | 0 |  | 1 | 1 | 1 | 1 | 1 | 1 | 0 | 0 | 0 | 0 | 0 | 0 | 0 | 0 | 0 | 0 | 0 | 0 | 0 | 0 | 0 | 0 | 0 | 0 | 0 | 0 | 0 | 0 | 0 | 0 | 0
Saturday | 3 | 26 | 12 | 2028 | 0 | 0 | 0 | 0 | 0 | 0 | 0 | 0 | 0 | 0 | 0 | 0 | 0 | 0 | 0 | 0 | 0 | 0 | 0 | 0 | 0 |  | 0 | 0 | 0 | 0 | 0 | 0 | 0 | 0 |  |  |  |  | 0 | 0 | 1 | 0 | 0 | 0 | 0 | 0 |  | 1 | 1 | 1 | 1 | 1 | 1 | 0 | 0 | 0 | 0 | 0 | 0 | 0 | 0 | 0 | 0 | 0 | 0 | 0 | 0 | 0 | 0 | 0 | 0 | 0 | 0 | 0 | 0 | 0 | 0 | 0
Saturday | 3 | 26 | 13 | 2029 | 0 | 0 | 0 | 0 | 0 | 0 | 0 | 0 | 0 | 0 | 0 | 0 | 0 | 0 | 0 | 0 | 0 | 0 | 0 | 0 | 0 |  | 0 | 0 | 0 | 0 | 0 | 0 | 0 | 0 |  |  |  |  | 0 | 0 | 1 | 0 | 0 | 0 | 0 | 0 |  | 1 | 1 | 1 | 1 | 1 | 1 | 0 | 0 | 0 | 0 | 0 | 0 | 0 | 0 | 0 | 0 | 0 | 0 | 0 | 0 | 0 | 0 | 0 | 0 | 0 | 0 | 0 | 0 | 0 | 0 | 0
Saturday | 3 | 26 | 14 | 2030 | 0 | 0 | 0 | 0 | 0 | 0 | 0 | 0 | 0 | 0 | 0 | 0 | 0 | 0 | 0 | 0 | 0 | 0 | 0 | 0 | 0 |  | 0 | 0 | 0 | 0 | 0 | 0 | 0 | 0 |  |  |  |  | 0 | 0 | 1 | 0 | 0 | 0 | 0 | 0 |  | 1 | 1 | 1 | 1 | 1 | 1 | 0 | 0 | 0 | 0 | 0 | 0 | 0 | 0 | 0 | 0 | 0 | 0 | 0 | 0 | 0 | 0 | 0 | 0 | 0 | 0 | 0 | 0 | 0 | 0 | 0
Saturday | 3 | 26 | 15 | 2031 | 0 | 0 | 0 | 0 | 0 | 0 | 0 | 0 | 0 | 0 | 0 | 0 | 0 | 0 | 0 | 0 | 0 | 0 | 0 | 0 | 0 |  | 0 | 0 | 0 | 0 | 0 | 0 | 0 | 0 |  |  |  |  | 0 | 0 | 1 | 0 | 0 | 0 | 0 | 0 |  | 1 | 1 | 1 | 1 | 1 | 1 | 0 | 0 | 0 | 0 | 0 | 0 | 0 | 0 | 0 | 0 | 0 | 0 | 0 | 0 | 0 | 0 | 0 | 0 | 0 | 0 | 0 | 0 | 0 | 0 | 0
Saturday | 3 | 26 | 16 | 2032 | 0 | 0 | 0 | 0 | 0 | 0 | 0 | 0 | 0 | 0 | 0 | 0 | 0 | 0 | 0 | 0 | 0 | 0 | 0 | 0 | 0 |  | 0 | 0 | 0 | 0 | 0 | 0 | 0 | 0 |  |  |  |  | 0 | 0 | 1 | 0 | 0 | 0 | 0 | 0 |  | 1 | 1 | 1 | 1 | 1 | 1 | 0 | 0 | 0 | 0 | 0 | 0 | 0 | 0 | 0 | 0 | 0 | 0 | 0 | 0 | 0 | 0 | 0 | 0 | 0 | 0 | 0 | 0 | 0 | 0 | 0
Saturday | 3 | 26 | 17 | 2033 | 0 | 0 | 0 | 0 | 0 | 0 | 0 | 0 | 0 | 0 | 0 | 0 | 0 | 0 | 0 | 0 | 0 | 0 | 0 | 0 | 0 |  | 0 | 0 | 0 | 0 | 0 | 0 | 0 | 0 |  |  |  |  | 0 | 0 | 1 | 0 | 0 | 0 | 0 | 0 |  | 1 | 1 | 1 | 1 | 1 | 1 | 0 | 0 | 0 | 0 | 0 | 0 | 0 | 0 | 0 | 0 | 0 | 0 | 0 | 0 | 0 | 0 | 0 | 0 | 0 | 0 | 0 | 0 | 0 | 0 | 0
Saturday | 3 | 26 | 18 | 2034 | 0 | 0 | 0 | 0 | 0 | 0 | 0 | 0 | 0 | 0 | 0 | 0 | 0 | 0 | 0 | 0 | 0 | 0 | 0 | 0 | 0 |  | 0 | 0 | 0 | 0 | 0 | 0 | 0 | 0 |  |  |  |  | 0 | 0 | 1 | 0 | 0 | 0 | 0 | 0 |  | 1 | 1 | 1 | 1 | 1 | 1 | 0 | 0 | 0 | 0 | 0 | 0 | 0 | 0 | 0 | 0 | 0 | 0 | 0 | 0 | 0 | 0 | 0 | 0 | 0 | 0 | 0 | 0 | 0 | 0 | 0
Saturday | 3 | 26 | 19 | 2035 | 0 | 0 | 0 | 0 | 0 | 0 | 0 | 0 | 0 | 0 | 0 | 0 | 0 | 0 | 0 | 0 | 0 | 0 | 0 | 0 | 0 |  | 0 | 0 | 0 | 0 | 0 | 0 | 0 | 0 |  |  |  |  | 0 | 0 | 1 | 0 | 0 | 0 | 0 | 0 |  | 1 | 1 | 1 | 1 | 1 | 1 | 0 | 0 | 0 | 0 | 0 | 0 | 0 | 0 | 0 | 0 | 0 | 0 | 0 | 0 | 0 | 0 | 0 | 0 | 0 | 0 | 0 | 0 | 0 | 0 | 0
Saturday | 3 | 26 | 20 | 2036 | 0 | 0 | 0 | 0 | 0 | 0 | 0 | 0 | 0 | 0 | 0 | 0 | 0 | 0 | 0 | 0 | 0 | 0 | 0 | 0 | 0 |  | 0 | 0 | 0 | 0 | 0 | 0 | 0 | 0 |  |  |  |  | 0 | 0 | 1 | 0 | 0 | 0 | 0 | 0 |  | 1 | 1 | 1 | 1 | 1 | 1 | 0 | 0 | 0 | 0 | 0 | 0 | 0 | 0 | 0 | 0 | 0 | 0 | 0 | 0 | 0 | 0 | 0 | 0 | 0 | 0 | 0 | 0 | 0 | 0 | 0
Saturday | 3 | 26 | 21 | 2037 | 0 | 0 | 0 | 0 | 0 | 0 | 0 | 0 | 0 | 0 | 0 | 0 | 0 | 0 | 0 | 0 | 0 | 0 | 0 | 0 | 0 |  | 0 | 0 | 0 | 0 | 0 | 0 | 0 | 0 |  |  |  |  | 0 | 0 | 1 | 0 | 0 | 0 | 0 | 0 |  | 1 | 1 | 1 | 1 | 1 | 1 | 0 | 0 | 0 | 0 | 0 | 0 | 0 | 0 | 0 | 0 | 0 | 0 | 0 | 0 | 0 | 0 | 0 | 0 | 0 | 0 | 0 | 0 | 0 | 0 | 0
Saturday | 3 | 26 | 22 | 2038 | 0 | 0 | 0 | 0 | 0 | 0 | 0 | 0 | 0 | 0 | 0 | 0 | 0 | 0 | 0 | 0 | 0 | 0 | 0 | 0 | 0 |  | 0 | 0 | 0 | 0 | 0 | 0 | 0 | 0 |  |  |  |  | 0 | 0 | 1 | 0 | 0 | 0 | 0 | 0 |  | 1 | 1 | 1 | 1 | 1 | 1 | 0 | 0 | 0 | 0 | 0 | 0 | 0 | 0 | 0 | 0 | 0 | 0 | 0 | 0 | 0 | 0 | 0 | 0 | 0 | 0 | 0 | 0 | 0 | 0 | 0
Saturday | 3 | 26 | 23 | 2039 | 0 | 0 | 0 | 0 | 0 | 0 | 0 | 0 | 0 | 0 | 0 | 0 | 0 | 0 | 0 | 0 | 0 | 0 | 0 | 0 | 0 |  | 0 | 0 | 0 | 0 | 0 | 0 | 0 | 0 |  |  |  |  | 0 | 0 | 1 | 0 | 0 | 0 | 0 | 0 |  | 1 | 1 | 1 | 1 | 1 | 1 | 0 | 0 | 0 | 0 | 0 | 0 | 0 | 0 | 0 | 0 | 0 | 0 | 0 | 0 | 0 | 0 | 0 | 0 | 0 | 0 | 0 | 0 | 0 | 0 | 0
Saturday | 3 | 26 | 24 | 2040 | 0 | 0 | 0 | 0 | 0 | 0 | 0 | 0 | 0 | 0 | 0 | 0 | 0 | 0 | 0 | 0 | 0 | 0 | 0 | 0 | 0 |  | 0 | 0 | 0 | 0 | 0 | 0 | 0 | 0 |  |  |  |  | 0 | 0 | 1 | 0 | 0 | 0 | 0 | 0 |  | 1 | 1 | 1 | 1 | 1 | 1 | 0 | 0 | 0 | 0 | 0 | 0 | 0 | 0 | 0 | 0 | 0 | 0 | 0 | 0 | 0 | 0 | 0 | 0 | 0 | 0 | 0 | 0 | 0 | 0 | 0
Sunday | 3 | 27 | 1 | 2041 | 0 | 0 | 0 | 0 | 0 | 0 | 0 | 0 | 0 | 0 | 0 | 0 | 0 | 0 | 0 | 0 | 0 | 0 | 0 | 0 | 0 |  | 0 | 0 | 0 | 0 | 0 | 0 | 0 | 0 |  |  |  |  | 0 | 0 | 1 | 0 | 0 | 0 | 0 | 0 |  | 1 | 1 | 1 | 1 | 1 | 1 | 0 | 0 | 0 | 0 | 0 | 0 | 0 | 0 | 0 | 0 | 0 | 0 | 0 | 0 | 0 | 0 | 0 | 0 | 0 | 0 | 0 | 0 | 0 | 0 | 0
Sunday | 3 | 27 | 2 | 2042 | 0 | 0 | 0 | 0 | 0 | 0 | 0 | 0 | 0 | 0 | 0 | 0 | 0 | 0 | 0 | 0 | 0 | 0 | 0 | 0 | 0 |  | 0 | 0 | 0 | 0 | 0 | 0 | 0 | 0 |  |  |  |  | 0 | 0 | 1 | 0 | 0 | 0 | 0 | 0 |  | 1 | 1 | 1 | 1 | 1 | 1 | 0 | 0 | 0 | 0 | 0 | 0 | 0 | 0 | 0 | 0 | 0 | 0 | 0 | 0 | 0 | 0 | 0 | 0 | 0 | 0 | 0 | 0 | 0 | 0 | 0
Sunday | 3 | 27 | 3 | 2043 | 0 | 0 | 0 | 0 | 0 | 0 | 0 | 0 | 0 | 0 | 0 | 0 | 0 | 0 | 0 | 0 | 0 | 0 | 0 | 0 | 0 |  | 0 | 0 | 0 | 0 | 0 | 0 | 0 | 0 |  |  |  |  | 0 | 0 | 1 | 0 | 0 | 0 | 0 | 0 |  | 1 | 1 | 1 | 1 | 1 | 1 | 0 | 0 | 0 | 0 | 0 | 0 | 0 | 0 | 0 | 0 | 0 | 0 | 0 | 0 | 0 | 0 | 0 | 0 | 0 | 0 | 0 | 0 | 0 | 0 | 0
Sunday | 3 | 27 | 4 | 2044 | 0 | 0 | 0 | 0 | 0 | 0 | 0 | 0 | 0 | 0 | 0 | 0 | 0 | 0 | 0 | 0 | 0 | 0 | 0 | 0 | 0 |  | 0 | 0 | 0 | 0 | 0 | 0 | 0 | 0 |  |  |  |  | 0 | 0 | 1 | 0 | 0 | 0 | 0 | 0 |  | 1 | 1 | 1 | 1 | 1 | 1 | 0 | 0 | 0 | 0 | 0 | 0 | 0 | 0 | 0 | 0 | 0 | 0 | 0 | 0 | 0 | 0 | 0 | 0 | 0 | 0 | 0 | 0 | 0 | 0 | 0
Sunday | 3 | 27 | 5 | 2045 | 0 | 0 | 0 | 0 | 0 | 0 | 0 | 0 | 0 | 0 | 0 | 0 | 0 | 0 | 0 | 0 | 0 | 0 | 0 | 0 | 0 |  | 0 | 0 | 0 | 0 | 0 | 0 | 0 | 0 |  |  |  |  | 0 | 0 | 1 | 0 | 0 | 0 | 0 | 0 |  | 1 | 1 | 1 | 1 | 1 | 1 | 0 | 0 | 0 | 0 | 0 | 0 | 0 | 0 | 0 | 0 | 0 | 0 | 0 | 0 | 0 | 0 | 0 | 0 | 0 | 0 | 0 | 0 | 0 | 0 | 0
Sunday | 3 | 27 | 6 | 2046 | 0 | 0 | 0 | 0 | 0 | 0 | 0 | 0 | 0 | 0 | 0 | 0 | 0 | 0 | 0 | 0 | 0 | 0 | 0 | 0 | 0 |  | 0 | 0 | 0 | 0 | 0 | 0 | 0 | 0 |  |  |  |  | 0 | 0 | 1 | 0 | 0 | 0 | 0 | 0 |  | 1 | 1 | 1 | 1 | 1 | 1 | 0 | 0 | 0 | 0 | 0 | 0 | 0 | 0 | 0 | 0 | 0 | 0 | 0 | 0 | 0 | 0 | 0 | 0 | 0 | 0 | 0 | 0 | 0 | 0 | 0
Sunday | 3 | 27 | 7 | 2047 | 0 | 0 | 0 | 0 | 0 | 0 | 0 | 0 | 0 | 0 | 0 | 0 | 0 | 0 | 0 | 0 | 0 | 0 | 0 | 0 | 0 |  | 0 | 0 | 0 | 0 | 0 | 0 | 0 | 0 |  |  |  |  | 0 | 0 | 1 | 0 | 0 | 0 | 0 | 0 |  | 1 | 1 | 1 | 1 | 1 | 1 | 0 | 0 | 0 | 0 | 0 | 0 | 0 | 0 | 0 | 0 | 0 | 0 | 0 | 0 | 0 | 0 | 0 | 0 | 0 | 0 | 0 | 0 | 0 | 0 | 0
Sunday | 3 | 27 | 8 | 2048 | 0 | 0 | 0 | 0 | 0 | 0 | 0 | 0 | 0 | 0 | 0 | 0 | 0 | 0 | 0 | 0 | 0 | 0 | 0 | 0 | 0 |  | 0 | 0 | 0 | 0 | 0 | 0 | 0 | 0 |  |  |  |  | 0 | 0 | 1 | 0 | 0 | 0 | 0 | 0 |  | 1 | 1 | 1 | 1 | 1 | 1 | 0 | 0 | 0 | 0 | 0 | 0 | 0 | 0 | 0 | 0 | 0 | 0 | 0 | 0 | 0 | 0 | 0 | 0 | 0 | 0 | 0 | 0 | 0 | 0 | 0
Sunday | 3 | 27 | 9 | 2049 | 0 | 0 | 0 | 0 | 0 | 0 | 0 | 0 | 0 | 0 | 0 | 0 | 0 | 0 | 0 | 0 | 0 | 0 | 0 | 0 | 0 |  | 0 | 0 | 0 | 0 | 0 | 0 | 0 | 0 |  |  |  |  | 0 | 0 | 1 | 0 | 0 | 0 | 0 | 0 |  | 1 | 1 | 1 | 1 | 1 | 1 | 0 | 0 | 0 | 0 | 0 | 0 | 0 | 0 | 0 | 0 | 0 | 0 | 0 | 0 | 0 | 0 | 0 | 0 | 0 | 0 | 0 | 0 | 0 | 0 | 0
Sunday | 3 | 27 | 10 | 2050 | 0 | 0 | 0 | 0 | 0 | 0 | 0 | 0 | 0 | 0 | 0 | 0 | 0 | 0 | 0 | 0 | 0 | 0 | 0 | 0 | 0 |  | 0 | 0 | 0 | 0 | 0 | 0 | 0 | 0 |  |  |  |  | 0 | 0 | 1 | 0 | 0 | 0 | 0 | 0 |  | 1 | 1 | 1 | 1 | 1 | 1 | 0 | 0 | 0 | 0 | 0 | 0 | 0 | 0 | 0 | 0 | 0 | 0 | 0 | 0 | 0 | 0 | 0 | 0 | 0 | 0 | 0 | 0 | 0 | 0 | 0
Sunday | 3 | 27 | 11 | 2051 | 0 | 0 | 0 | 0 | 0 | 0 | 0 | 0 | 0 | 0 | 0 | 0 | 0 | 0 | 0 | 0 | 0 | 0 | 0 | 0 | 0 |  | 0 | 0 | 0 | 0 | 0 | 0 | 0 | 0 |  |  |  |  | 0 | 0 | 1 | 0 | 0 | 0 | 0 | 0 |  | 1 | 1 | 1 | 1 | 1 | 1 | 0 | 0 | 0 | 0 | 0 | 0 | 0 | 0 | 0 | 0 | 0 | 0 | 0 | 0 | 0 | 0 | 0 | 0 | 0 | 0 | 0 | 0 | 0 | 0 | 0
Sunday | 3 | 27 | 12 | 2052 | 0 | 0 | 0 | 0 | 0 | 0 | 0 | 0 | 0 | 0 | 0 | 0 | 0 | 0 | 0 | 0 | 0 | 0 | 0 | 0 | 0 |  | 0 | 0 | 0 | 0 | 0 | 0 | 0 | 0 |  |  |  |  | 0 | 0 | 1 | 0 | 0 | 0 | 0 | 0 |  | 1 | 1 | 1 | 1 | 1 | 1 | 0 | 0 | 0 | 0 | 0 | 0 | 0 | 0 | 0 | 0 | 0 | 0 | 0 | 0 | 0 | 0 | 0 | 0 | 0 | 0 | 0 | 0 | 0 | 0 | 0
Sunday | 3 | 27 | 13 | 2053 | 0 | 0 | 0 | 0 | 0 | 0 | 0 | 0 | 0 | 0 | 0 | 0 | 0 | 0 | 0 | 0 | 0 | 0 | 0 | 0 | 0 |  | 0 | 0 | 0 | 0 | 0 | 0 | 0 | 0 |  |  |  |  | 0 | 0 | 1 | 0 | 0 | 0 | 0 | 0 |  | 1 | 1 | 1 | 1 | 1 | 1 | 0 | 0 | 0 | 0 | 0 | 0 | 0 | 0 | 0 | 0 | 0 | 0 | 0 | 0 | 0 | 0 | 0 | 0 | 0 | 0 | 0 | 0 | 0 | 0 | 0
Sunday | 3 | 27 | 14 | 2054 | 0 | 0 | 0 | 0 | 0 | 0 | 0 | 0 | 0 | 0 | 0 | 0 | 0 | 0 | 0 | 0 | 0 | 0 | 0 | 0 | 0 |  | 0 | 0 | 0 | 0 | 0 | 0 | 0 | 0 |  |  |  |  | 0 | 0 | 1 | 0 | 0 | 0 | 0 | 0 |  | 1 | 1 | 1 | 1 | 1 | 1 | 0 | 0 | 0 | 0 | 0 | 0 | 0 | 0 | 0 | 0 | 0 | 0 | 0 | 0 | 0 | 0 | 0 | 0 | 0 | 0 | 0 | 0 | 0 | 0 | 0
Sunday | 3 | 27 | 15 | 2055 | 0 | 0 | 0 | 0 | 0 | 0 | 0 | 0 | 0 | 0 | 0 | 0 | 0 | 0 | 0 | 0 | 0 | 0 | 0 | 0 | 0 |  | 0 | 0 | 0 | 0 | 0 | 0 | 0 | 0 |  |  |  |  | 0 | 0 | 1 | 0 | 0 | 0 | 0 | 0 |  | 1 | 1 | 1 | 1 | 1 | 1 | 0 | 0 | 0 | 0 | 0 | 0 | 0 | 0 | 0 | 0 | 0 | 0 | 0 | 0 | 0 | 0 | 0 | 0 | 0 | 0 | 0 | 0 | 0 | 0 | 0
Sunday | 3 | 27 | 16 | 2056 | 0 | 0 | 0 | 0 | 0 | 0 | 0 | 0 | 0 | 0 | 0 | 0 | 0 | 0 | 0 | 0 | 0 | 0 | 0 | 0 | 0 |  | 0 | 0 | 0 | 0 | 0 | 0 | 0 | 0 |  |  |  |  | 0 | 0 | 1 | 0 | 0 | 0 | 0 | 0 |  | 1 | 1 | 1 | 1 | 1 | 1 | 0 | 0 | 0 | 0 | 0 | 0 | 0 | 0 | 0 | 0 | 0 | 0 | 0 | 0 | 0 | 0 | 0 | 0 | 0 | 0 | 0 | 0 | 0 | 0 | 0
Sunday | 3 | 27 | 17 | 2057 | 0 | 0 | 0 | 0 | 0 | 0 | 0 | 0 | 0 | 0 | 0 | 0 | 0 | 0 | 0 | 0 | 0 | 0 | 0 | 0 | 0 |  | 0 | 0 | 0 | 0 | 0 | 0 | 0 | 0 |  |  |  |  | 0 | 0 | 1 | 0 | 0 | 0 | 0 | 0 |  | 1 | 1 | 1 | 1 | 1 | 1 | 0 | 0 | 0 | 0 | 0 | 0 | 0 | 0 | 0 | 0 | 0 | 0 | 0 | 0 | 0 | 0 | 0 | 0 | 0 | 0 | 0 | 0 | 0 | 0 | 0
Sunday | 3 | 27 | 18 | 2058 | 0 | 0 | 0 | 0 | 0 | 0 | 0 | 0 | 0 | 0 | 0 | 0 | 0 | 0 | 0 | 0 | 0 | 0 | 0 | 0 | 0 |  | 0 | 0 | 0 | 0 | 0 | 0 | 0 | 0 |  |  |  |  | 0 | 0 | 1 | 0 | 0 | 0 | 0 | 0 |  | 1 | 1 | 1 | 1 | 1 | 1 | 0 | 0 | 0 | 0 | 0 | 0 | 0 | 0 | 0 | 0 | 0 | 0 | 0 | 0 | 0 | 0 | 0 | 0 | 0 | 0 | 0 | 0 | 0 | 0 | 0
Sunday | 3 | 27 | 19 | 2059 | 0 | 0 | 0 | 0 | 0 | 0 | 0 | 0 | 0 | 0 | 0 | 0 | 0 | 0 | 0 | 0 | 0 | 0 | 0 | 0 | 0 |  | 0 | 0 | 0 | 0 | 0 | 0 | 0 | 0 |  |  |  |  | 0 | 0 | 1 | 0 | 0 | 0 | 0 | 0 |  | 1 | 1 | 1 | 1 | 1 | 1 | 0 | 0 | 0 | 0 | 0 | 0 | 0 | 0 | 0 | 0 | 0 | 0 | 0 | 0 | 0 | 0 | 0 | 0 | 0 | 0 | 0 | 0 | 0 | 0 | 0
Sunday | 3 | 27 | 20 | 2060 | 0 | 0 | 0 | 0 | 0 | 0 | 0 | 0 | 0 | 0 | 0 | 0 | 0 | 0 | 0 | 0 | 0 | 0 | 0 | 0 | 0 |  | 0 | 0 | 0 | 0 | 0 | 0 | 0 | 0 |  |  |  |  | 0 | 0 | 1 | 0 | 0 | 0 | 0 | 0 |  | 1 | 1 | 1 | 1 | 1 | 1 | 0 | 0 | 0 | 0 | 0 | 0 | 0 | 0 | 0 | 0 | 0 | 0 | 0 | 0 | 0 | 0 | 0 | 0 | 0 | 0 | 0 | 0 | 0 | 0 | 0
Sunday | 3 | 27 | 21 | 2061 | 0 | 0 | 0 | 0 | 0 | 0 | 0 | 0 | 0 | 0 | 0 | 0 | 0 | 0 | 0 | 0 | 0 | 0 | 0 | 0 | 0 |  | 0 | 0 | 0 | 0 | 0 | 0 | 0 | 0 |  |  |  |  | 0 | 0 | 1 | 0 | 0 | 0 | 0 | 0 |  | 1 | 1 | 1 | 1 | 1 | 1 | 0 | 0 | 0 | 0 | 0 | 0 | 0 | 0 | 0 | 0 | 0 | 0 | 0 | 0 | 0 | 0 | 0 | 0 | 0 | 0 | 0 | 0 | 0 | 0 | 0
Sunday | 3 | 27 | 22 | 2062 | 0 | 0 | 0 | 0 | 0 | 0 | 0 | 0 | 0 | 0 | 0 | 0 | 0 | 0 | 0 | 0 | 0 | 0 | 0 | 0 | 0 |  | 0 | 0 | 0 | 0 | 0 | 0 | 0 | 0 |  |  |  |  | 0 | 0 | 1 | 0 | 0 | 0 | 0 | 0 |  | 1 | 1 | 1 | 1 | 1 | 1 | 0 | 0 | 0 | 0 | 0 | 0 | 0 | 0 | 0 | 0 | 0 | 0 | 0 | 0 | 0 | 0 | 0 | 0 | 0 | 0 | 0 | 0 | 0 | 0 | 0
Sunday | 3 | 27 | 23 | 2063 | 0 | 0 | 0 | 0 | 0 | 0 | 0 | 0 | 0 | 0 | 0 | 0 | 0 | 0 | 0 | 0 | 0 | 0 | 0 | 0 | 0 |  | 0 | 0 | 0 | 0 | 0 | 0 | 0 | 0 |  |  |  |  | 0 | 0 | 1 | 0 | 0 | 0 | 0 | 0 |  | 1 | 1 | 1 | 1 | 1 | 1 | 0 | 0 | 0 | 0 | 0 | 0 | 0 | 0 | 0 | 0 | 0 | 0 | 0 | 0 | 0 | 0 | 0 | 0 | 0 | 0 | 0 | 0 | 0 | 0 | 0
Sunday | 3 | 27 | 24 | 2064 | 0 | 0 | 0 | 0 | 0 | 0 | 0 | 0 | 0 | 0 | 0 | 0 | 0 | 0 | 0 | 0 | 0 | 0 | 0 | 0 | 0 |  | 0 | 0 | 0 | 0 | 0 | 0 | 0 | 0 |  |  |  |  | 0 | 0 | 1 | 0 | 0 | 0 | 0 | 0 |  | 1 | 1 | 1 | 1 | 1 | 1 | 0 | 0 | 0 | 0 | 0 | 0 | 0 | 0 | 0 | 0 | 0 | 0 | 0 | 0 | 0 | 0 | 0 | 0 | 0 | 0 | 0 | 0 | 0 | 0 | 0
Monday | 3 | 28 | 1 | 2065 | 0 | 0 | 0 | 0 | 0 | 0 | 0 | 0 | 0 | 0 | 0 | 0 | 0 | 0 | 0 | 0 | 0 | 0 | 0 | 0 | 0 |  | 0 | 0 | 0 | 0 | 0 | 0 | 0 | 0 |  |  |  |  | 0 | 0 | 1 | 0 | 0 | 0 | 0 | 0 |  | 1 | 1 | 1 | 1 | 1 | 1 | 0 | 0 | 0 | 0 | 0 | 0 | 0 | 0 | 0 | 0 | 0 | 0 | 0 | 0 | 0 | 0 | 0 | 0 | 0 | 0 | 0 | 0 | 0 | 0 | 0
Monday | 3 | 28 | 2 | 2066 | 0 | 0 | 0 | 0 | 0 | 0 | 0 | 0 | 0 | 0 | 0 | 0 | 0 | 0 | 0 | 0 | 0 | 0 | 0 | 0 | 0 |  | 0 | 0 | 0 | 0 | 0 | 0 | 0 | 0 |  |  |  |  | 0 | 0 | 1 | 0 | 0 | 0 | 0 | 0 |  | 1 | 1 | 1 | 1 | 1 | 1 | 0 | 0 | 0 | 0 | 0 | 0 | 0 | 0 | 0 | 0 | 0 | 0 | 0 | 0 | 0 | 0 | 0 | 0 | 0 | 0 | 0 | 0 | 0 | 0 | 0
Monday | 3 | 28 | 3 | 2067 | 0 | 0 | 0 | 0 | 0 | 0 | 0 | 0 | 0 | 0 | 0 | 0 | 0 | 0 | 0 | 0 | 0 | 0 | 0 | 0 | 0 |  | 0 | 0 | 0 | 0 | 0 | 0 | 0 | 0 |  |  |  |  | 0 | 0 | 1 | 0 | 0 | 0 | 0 | 0 |  | 1 | 1 | 1 | 1 | 1 | 1 | 0 | 0 | 0 | 0 | 0 | 0 | 0 | 0 | 0 | 0 | 0 | 0 | 0 | 0 | 0 | 0 | 0 | 0 | 0 | 0 | 0 | 0 | 0 | 0 | 0
Monday | 3 | 28 | 4 | 2068 | 0 | 0 | 0 | 0 | 0 | 0 | 0 | 0 | 0 | 0 | 0 | 0 | 0 | 0 | 0 | 0 | 0 | 0 | 0 | 0 | 0 |  | 0 | 0 | 0 | 0 | 0 | 0 | 0 | 0 |  |  |  |  | 0 | 0 | 1 | 0 | 0 | 0 | 0 | 0 |  | 1 | 1 | 1 | 1 | 1 | 1 | 0 | 0 | 0 | 0 | 0 | 0 | 0 | 0 | 0 | 0 | 0 | 0 | 0 | 0 | 0 | 0 | 0 | 0 | 0 | 0 | 0 | 0 | 0 | 0 | 0
Monday | 3 | 28 | 5 | 2069 | 0 | 0 | 0 | 0 | 0 | 0 | 0 | 0 | 0 | 0 | 0 | 0 | 0 | 0 | 0 | 0 | 0 | 0 | 0 | 0 | 0 |  | 0 | 0 | 0 | 0 | 0 | 0 | 0 | 0 |  |  |  |  | 0 | 0 | 1 | 0 | 0 | 0 | 0 | 0 |  | 1 | 1 | 1 | 1 | 1 | 1 | 0 | 0 | 0 | 0 | 0 | 0 | 0 | 0 | 0 | 0 | 0 | 0 | 0 | 0 | 0 | 0 | 0 | 0 | 0 | 0 | 0 | 0 | 0 | 0 | 0
Monday | 3 | 28 | 6 | 2070 | 0 | 0 | 0 | 0 | 0 | 0 | 0 | 0 | 0 | 0 | 0 | 0 | 0 | 0 | 0 | 0 | 0 | 0 | 0 | 0 | 0 |  | 0 | 0 | 0 | 0 | 0 | 0 | 0 | 0 |  |  |  |  | 0 | 0 | 1 | 0 | 0 | 0 | 0 | 0 |  | 1 | 1 | 1 | 1 | 1 | 1 | 0 | 0 | 0 | 0 | 0 | 0 | 0 | 0 | 0 | 0 | 0 | 0 | 0 | 0 | 0 | 0 | 0 | 0 | 0 | 0 | 0 | 0 | 0 | 0 | 0
Monday | 3 | 28 | 7 | 2071 | 0 | 0 | 0 | 0 | 0 | 0 | 0 | 0 | 0 | 0 | 0 | 0 | 0 | 0 | 0 | 0 | 0 | 0 | 0 | 0 | 0 |  | 0 | 0 | 0 | 0 | 0 | 0 | 0 | 0 |  |  |  |  | 0 | 0 | 1 | 0 | 0 | 0 | 0 | 0 |  | 1 | 1 | 1 | 1 | 1 | 1 | 0 | 0 | 0 | 0 | 0 | 0 | 0 | 0 | 0 | 0 | 0 | 0 | 0 | 0 | 0 | 0 | 0 | 0 | 0 | 0 | 0 | 0 | 0 | 0 | 0
Monday | 3 | 28 | 8 | 2072 | 0 | 0 | 0 | 0 | 0 | 0 | 0 | 0 | 0 | 0 | 0 | 0 | 0 | 0 | 0 | 0 | 0 | 0 | 0 | 0 | 0 |  | 0 | 0 | 0 | 0 | 0 | 0 | 0 | 0 |  |  |  |  | 1 | 0 | 0 | 0 | 0 | 0 | 0 | 0 |  | #VALUE! | 1 | 1 | 1 | 1 | #VALUE! | 0 | 0 | 0 | 0 | 0 | 0 | 0 | 0 | 0 | 0 | 0 | 0 | 0 | 0 | 0 | 0 | 0 | 0 | 0 | 0 | 0 | 0 | 0 | 0 | 0
Monday | 3 | 28 | 9 | 2073 | 0 | 0 | 0 | 0 | 0 | 0 | 0 | 0 | 0 | 0 | 0 | 0 | 0 | 0 | 0 | 0 | 0 | 0 | 0 | 0 | 0 |  | 0 | 0 | 0 | 0 | 0 | 0 | 0 | 0 |  |  |  |  | 1 | 0 | 0 | 0 | 0 | 0 | 0 | 0 |  | #VALUE! | 1 | 1 | 1 | 1 | #VALUE! | 0 | 0 | 0 | 0 | 0 | 0 | 0 | 0 | 0 | 0 | 0 | 0 | 0 | 0 | 0 | 0 | 0 | 0 | 0 | 0 | 0 | 0 | 0 | 0 | 0
Monday | 3 | 28 | 10 | 2074 | 0 | 0 | 0 | 0 | 0 | 0 | 0 | 0 | 0 | 0 | 0 | 0 | 0 | 0 | 0 | 0 | 0 | 0 | 0 | 0 | 0 |  | 0 | 0 | 0 | 0 | 0 | 0 | 0 | 0 |  |  |  |  | 1 | 0 | 0 | 0 | 0 | 0 | 0 | 0 |  | #VALUE! | 1 | 1 | 1 | 1 | #VALUE! | 0 | 0 | 0 | 0 | 0 | 0 | 0 | 0 | 0 | 0 | 0 | 0 | 0 | 0 | 0 | 0 | 0 | 0 | 0 | 0 | 0 | 0 | 0 | 0 | 0
Monday | 3 | 28 | 11 | 2075 | 0 | 0 | 0 | 0 | 0 | 0 | 0 | 0 | 0 | 0 | 0 | 0 | 0 | 0 | 0 | 0 | 0 | 0 | 0 | 0 | 0 |  | 0 | 0 | 0 | 0 | 0 | 0 | 0 | 0 |  |  |  |  | 1 | 0 | 0 | 0 | 0 | 0 | 0 | 0 |  | #VALUE! | 1 | 1 | 1 | 1 | #VALUE! | 0 | 0 | 0 | 0 | 0 | 0 | 0 | 0 | 0 | 0 | 0 | 0 | 0 | 0 | 0 | 0 | 0 | 0 | 0 | 0 | 0 | 0 | 0 | 0 | 0
Monday | 3 | 28 | 12 | 2076 | 0 | 0 | 0 | 0 | 0 | 0 | 0 | 0 | 0 | 0 | 0 | 0 | 0 | 0 | 0 | 0 | 0 | 0 | 0 | 0 | 0 |  | 0 | 0 | 0 | 0 | 0 | 0 | 0 | 0 |  |  |  |  | 0 | 1 | 0 | 0 | 0 | 0 | 0 | 0 |  | 1 | #VALUE! | 1 | 1 | 1 | #VALUE! | 0 | 0 | 0 | 0 | 0 | 0 | 0 | 0 | 0 | 0 | 0 | 0 | 0 | 0 | 0 | 0 | 0 | 0 | 0 | 0 | 0 | 0 | 0 | 0 | 0
Monday | 3 | 28 | 13 | 2077 | 0 | 0 | 0 | 0 | 0 | 0 | 0 | 0 | 0 | 0 | 0 | 0 | 0 | 0 | 0 | 0 | 0 | 0 | 0 | 0 | 0 |  | 0 | 0 | 0 | 0 | 0 | 0 | 0 | 0 |  |  |  |  | 0 | 1 | 0 | 0 | 0 | 0 | 0 | 0 |  | 1 | #VALUE! | 1 | 1 | 1 | #VALUE! | 0 | 0 | 0 | 0 | 0 | 0 | 0 | 0 | 0 | 0 | 0 | 0 | 0 | 0 | 0 | 0 | 0 | 0 | 0 | 0 | 0 | 0 | 0 | 0 | 0
Monday | 3 | 28 | 14 | 2078 | 0 | 0 | 0 | 0 | 0 | 0 | 0 | 0 | 0 | 0 | 0 | 0 | 0 | 0 | 0 | 0 | 0 | 0 | 0 | 0 | 0 |  | 0 | 0 | 0 | 0 | 0 | 0 | 0 | 0 |  |  |  |  | 0 | 1 | 0 | 0 | 0 | 0 | 0 | 0 |  | 1 | #VALUE! | 1 | 1 | 1 | #VALUE! | 0 | 0 | 0 | 0 | 0 | 0 | 0 | 0 | 0 | 0 | 0 | 0 | 0 | 0 | 0 | 0 | 0 | 0 | 0 | 0 | 0 | 0 | 0 | 0 | 0
Monday | 3 | 28 | 15 | 2079 | 0 | 0 | 0 | 0 | 0 | 0 | 0 | 0 | 0 | 0 | 0 | 0 | 0 | 0 | 0 | 0 | 0 | 0 | 0 | 0 | 0 |  | 0 | 0 | 0 | 0 | 0 | 0 | 0 | 0 |  |  |  |  | 0 | 1 | 0 | 0 | 0 | 0 | 0 | 0 |  | 1 | #VALUE! | 1 | 1 | 1 | #VALUE! | 0 | 0 | 0 | 0 | 0 | 0 | 0 | 0 | 0 | 0 | 0 | 0 | 0 | 0 | 0 | 0 | 0 | 0 | 0 | 0 | 0 | 0 | 0 | 0 | 0
Monday | 3 | 28 | 16 | 2080 | 0 | 0 | 0 | 0 | 0 | 0 | 0 | 0 | 0 | 0 | 0 | 0 | 0 | 0 | 0 | 0 | 0 | 0 | 0 | 0 | 0 |  | 0 | 0 | 0 | 0 | 0 | 0 | 0 | 0 |  |  |  |  | 0 | 1 | 0 | 0 | 0 | 0 | 0 | 0 |  | 1 | #VALUE! | 1 | 1 | 1 | #VALUE! | 0 | 0 | 0 | 0 | 0 | 0 | 0 | 0 | 0 | 0 | 0 | 0 | 0 | 0 | 0 | 0 | 0 | 0 | 0 | 0 | 0 | 0 | 0 | 0 | 0
Monday | 3 | 28 | 17 | 2081 | 0 | 0 | 0 | 0 | 0 | 0 | 0 | 0 | 0 | 0 | 0 | 0 | 0 | 0 | 0 | 0 | 0 | 0 | 0 | 0 | 0 |  | 0 | 0 | 0 | 0 | 0 | 0 | 0 | 0 |  |  |  |  | 0 | 1 | 0 | 0 | 0 | 0 | 0 | 0 |  | 1 | #VALUE! | 1 | 1 | 1 | #VALUE! | 0 | 0 | 0 | 0 | 0 | 0 | 0 | 0 | 0 | 0 | 0 | 0 | 0 | 0 | 0 | 0 | 0 | 0 | 0 | 0 | 0 | 0 | 0 | 0 | 0
Monday | 3 | 28 | 18 | 2082 | 0 | 0 | 0 | 0 | 0 | 0 | 0 | 0 | 0 | 0 | 0 | 0 | 0 | 0 | 0 | 0 | 0 | 0 | 0 | 0 | 0 |  | 0 | 0 | 0 | 0 | 0 | 0 | 0 | 0 |  |  |  |  | 1 | 0 | 0 | 0 | 0 | 0 | 0 | 0 |  | #VALUE! | 1 | 1 | 1 | 1 | #VALUE! | 0 | 0 | 0 | 0 | 0 | 0 | 0 | 0 | 0 | 0 | 0 | 0 | 0 | 0 | 0 | 0 | 0 | 0 | 0 | 0 | 0 | 0 | 0 | 0 | 0
Monday | 3 | 28 | 19 | 2083 | 0 | 0 | 0 | 0 | 0 | 0 | 0 | 0 | 0 | 0 | 0 | 0 | 0 | 0 | 0 | 0 | 0 | 0 | 0 | 0 | 0 |  | 0 | 0 | 0 | 0 | 0 | 0 | 0 | 0 |  |  |  |  | 1 | 0 | 0 | 0 | 0 | 0 | 0 | 0 |  | #VALUE! | 1 | 1 | 1 | 1 | #VALUE! | 0 | 0 | 0 | 0 | 0 | 0 | 0 | 0 | 0 | 0 | 0 | 0 | 0 | 0 | 0 | 0 | 0 | 0 | 0 | 0 | 0 | 0 | 0 | 0 | 0
Monday | 3 | 28 | 20 | 2084 | 0 | 0 | 0 | 0 | 0 | 0 | 0 | 0 | 0 | 0 | 0 | 0 | 0 | 0 | 0 | 0 | 0 | 0 | 0 | 0 | 0 |  | 0 | 0 | 0 | 0 | 0 | 0 | 0 | 0 |  |  |  |  | 1 | 0 | 0 | 0 | 0 | 0 | 0 | 0 |  | #VALUE! | 1 | 1 | 1 | 1 | #VALUE! | 0 | 0 | 0 | 0 | 0 | 0 | 0 | 0 | 0 | 0 | 0 | 0 | 0 | 0 | 0 | 0 | 0 | 0 | 0 | 0 | 0 | 0 | 0 | 0 | 0
Monday | 3 | 28 | 21 | 2085 | 0 | 0 | 0 | 0 | 0 | 0 | 0 | 0 | 0 | 0 | 0 | 0 | 0 | 0 | 0 | 0 | 0 | 0 | 0 | 0 | 0 |  | 0 | 0 | 0 | 0 | 0 | 0 | 0 | 0 |  |  |  |  | 0 | 1 | 0 | 0 | 0 | 0 | 0 | 0 |  | 1 | #VALUE! | 1 | 1 | 1 | #VALUE! | 0 | 0 | 0 | 0 | 0 | 0 | 0 | 0 | 0 | 0 | 0 | 0 | 0 | 0 | 0 | 0 | 0 | 0 | 0 | 0 | 0 | 0 | 0 | 0 | 0
Monday | 3 | 28 | 22 | 2086 | 0 | 0 | 0 | 0 | 0 | 0 | 0 | 0 | 0 | 0 | 0 | 0 | 0 | 0 | 0 | 0 | 0 | 0 | 0 | 0 | 0 |  | 0 | 0 | 0 | 0 | 0 | 0 | 0 | 0 |  |  |  |  | 0 | 1 | 0 | 0 | 0 | 0 | 0 | 0 |  | 1 | #VALUE! | 1 | 1 | 1 | #VALUE! | 0 | 0 | 0 | 0 | 0 | 0 | 0 | 0 | 0 | 0 | 0 | 0 | 0 | 0 | 0 | 0 | 0 | 0 | 0 | 0 | 0 | 0 | 0 | 0 | 0
Monday | 3 | 28 | 23 | 2087 | 0 | 0 | 0 | 0 | 0 | 0 | 0 | 0 | 0 | 0 | 0 | 0 | 0 | 0 | 0 | 0 | 0 | 0 | 0 | 0 | 0 |  | 0 | 0 | 0 | 0 | 0 | 0 | 0 | 0 |  |  |  |  | 0 | 0 | 1 | 0 | 0 | 0 | 0 | 0 |  | 1 | 1 | 1 | 1 | 1 | 1 | 0 | 0 | 0 | 0 | 0 | 0 | 0 | 0 | 0 | 0 | 0 | 0 | 0 | 0 | 0 | 0 | 0 | 0 | 0 | 0 | 0 | 0 | 0 | 0 | 0
Monday | 3 | 28 | 24 | 2088 | 0 | 0 | 0 | 0 | 0 | 0 | 0 | 0 | 0 | 0 | 0 | 0 | 0 | 0 | 0 | 0 | 0 | 0 | 0 | 0 | 0 |  | 0 | 0 | 0 | 0 | 0 | 0 | 0 | 0 |  |  |  |  | 0 | 0 | 1 | 0 | 0 | 0 | 0 | 0 |  | 1 | 1 | 1 | 1 | 1 | 1 | 0 | 0 | 0 | 0 | 0 | 0 | 0 | 0 | 0 | 0 | 0 | 0 | 0 | 0 | 0 | 0 | 0 | 0 | 0 | 0 | 0 | 0 | 0 | 0 | 0
Tuesday | 3 | 29 | 1 | 2089 | 0 | 0 | 0 | 0 | 0 | 0 | 0 | 0 | 0 | 0 | 0 | 0 | 0 | 0 | 0 | 0 | 0 | 0 | 0 | 0 | 0 |  | 0 | 0 | 0 | 0 | 0 | 0 | 0 | 0 |  |  |  |  | 0 | 0 | 1 | 0 | 0 | 0 | 0 | 0 |  | 1 | 1 | 1 | 1 | 1 | 1 | 0 | 0 | 0 | 0 | 0 | 0 | 0 | 0 | 0 | 0 | 0 | 0 | 0 | 0 | 0 | 0 | 0 | 0 | 0 | 0 | 0 | 0 | 0 | 0 | 0
Tuesday | 3 | 29 | 2 | 2090 | 0 | 0 | 0 | 0 | 0 | 0 | 0 | 0 | 0 | 0 | 0 | 0 | 0 | 0 | 0 | 0 | 0 | 0 | 0 | 0 | 0 |  | 0 | 0 | 0 | 0 | 0 | 0 | 0 | 0 |  |  |  |  | 0 | 0 | 1 | 0 | 0 | 0 | 0 | 0 |  | 1 | 1 | 1 | 1 | 1 | 1 | 0 | 0 | 0 | 0 | 0 | 0 | 0 | 0 | 0 | 0 | 0 | 0 | 0 | 0 | 0 | 0 | 0 | 0 | 0 | 0 | 0 | 0 | 0 | 0 | 0
Tuesday | 3 | 29 | 3 | 2091 | 0 | 0 | 0 | 0 | 0 | 0 | 0 | 0 | 0 | 0 | 0 | 0 | 0 | 0 | 0 | 0 | 0 | 0 | 0 | 0 | 0 |  | 0 | 0 | 0 | 0 | 0 | 0 | 0 | 0 |  |  |  |  | 0 | 0 | 1 | 0 | 0 | 0 | 0 | 0 |  | 1 | 1 | 1 | 1 | 1 | 1 | 0 | 0 | 0 | 0 | 0 | 0 | 0 | 0 | 0 | 0 | 0 | 0 | 0 | 0 | 0 | 0 | 0 | 0 | 0 | 0 | 0 | 0 | 0 | 0 | 0
Tuesday | 3 | 29 | 4 | 2092 | 0 | 0 | 0 | 0 | 0 | 0 | 0 | 0 | 0 | 0 | 0 | 0 | 0 | 0 | 0 | 0 | 0 | 0 | 0 | 0 | 0 |  | 0 | 0 | 0 | 0 | 0 | 0 | 0 | 0 |  |  |  |  | 0 | 0 | 1 | 0 | 0 | 0 | 0 | 0 |  | 1 | 1 | 1 | 1 | 1 | 1 | 0 | 0 | 0 | 0 | 0 | 0 | 0 | 0 | 0 | 0 | 0 | 0 | 0 | 0 | 0 | 0 | 0 | 0 | 0 | 0 | 0 | 0 | 0 | 0 | 0
Tuesday | 3 | 29 | 5 | 2093 | 0 | 0 | 0 | 0 | 0 | 0 | 0 | 0 | 0 | 0 | 0 | 0 | 0 | 0 | 0 | 0 | 0 | 0 | 0 | 0 | 0 |  | 0 | 0 | 0 | 0 | 0 | 0 | 0 | 0 |  |  |  |  | 0 | 0 | 1 | 0 | 0 | 0 | 0 | 0 |  | 1 | 1 | 1 | 1 | 1 | 1 | 0 | 0 | 0 | 0 | 0 | 0 | 0 | 0 | 0 | 0 | 0 | 0 | 0 | 0 | 0 | 0 | 0 | 0 | 0 | 0 | 0 | 0 | 0 | 0 | 0
Tuesday | 3 | 29 | 6 | 2094 | 0 | 0 | 0 | 0 | 0 | 0 | 0 | 0 | 0 | 0 | 0 | 0 | 0 | 0 | 0 | 0 | 0 | 0 | 0 | 0 | 0 |  | 0 | 0 | 0 | 0 | 0 | 0 | 0 | 0 |  |  |  |  | 0 | 0 | 1 | 0 | 0 | 0 | 0 | 0 |  | 1 | 1 | 1 | 1 | 1 | 1 | 0 | 0 | 0 | 0 | 0 | 0 | 0 | 0 | 0 | 0 | 0 | 0 | 0 | 0 | 0 | 0 | 0 | 0 | 0 | 0 | 0 | 0 | 0 | 0 | 0
Tuesday | 3 | 29 | 7 | 2095 | 0 | 0 | 0 | 0 | 0 | 0 | 0 | 0 | 0 | 0 | 0 | 0 | 0 | 0 | 0 | 0 | 0 | 0 | 0 | 0 | 0 |  | 0 | 0 | 0 | 0 | 0 | 0 | 0 | 0 |  |  |  |  | 0 | 0 | 1 | 0 | 0 | 0 | 0 | 0 |  | 1 | 1 | 1 | 1 | 1 | 1 | 0 | 0 | 0 | 0 | 0 | 0 | 0 | 0 | 0 | 0 | 0 | 0 | 0 | 0 | 0 | 0 | 0 | 0 | 0 | 0 | 0 | 0 | 0 | 0 | 0
Tuesday | 3 | 29 | 8 | 2096 | 0 | 0 | 0 | 0 | 0 | 0 | 0 | 0 | 0 | 0 | 0 | 0 | 0 | 0 | 0 | 0 | 0 | 0 | 0 | 0 | 0 |  | 0 | 0 | 0 | 0 | 0 | 0 | 0 | 0 |  |  |  |  | 1 | 0 | 0 | 0 | 0 | 0 | 0 | 0 |  | #VALUE! | 1 | 1 | 1 | 1 | #VALUE! | 0 | 0 | 0 | 0 | 0 | 0 | 0 | 0 | 0 | 0 | 0 | 0 | 0 | 0 | 0 | 0 | 0 | 0 | 0 | 0 | 0 | 0 | 0 | 0 | 0
Tuesday | 3 | 29 | 9 | 2097 | 0 | 0 | 0 | 0 | 0 | 0 | 0 | 0 | 0 | 0 | 0 | 0 | 0 | 0 | 0 | 0 | 0 | 0 | 0 | 0 | 0 |  | 0 | 0 | 0 | 0 | 0 | 0 | 0 | 0 |  |  |  |  | 1 | 0 | 0 | 0 | 0 | 0 | 0 | 0 |  | #VALUE! | 1 | 1 | 1 | 1 | #VALUE! | 0 | 0 | 0 | 0 | 0 | 0 | 0 | 0 | 0 | 0 | 0 | 0 | 0 | 0 | 0 | 0 | 0 | 0 | 0 | 0 | 0 | 0 | 0 | 0 | 0
Tuesday | 3 | 29 | 10 | 2098 | 0 | 0 | 0 | 0 | 0 | 0 | 0 | 0 | 0 | 0 | 0 | 0 | 0 | 0 | 0 | 0 | 0 | 0 | 0 | 0 | 0 |  | 0 | 0 | 0 | 0 | 0 | 0 | 0 | 0 |  |  |  |  | 1 | 0 | 0 | 0 | 0 | 0 | 0 | 0 |  | #VALUE! | 1 | 1 | 1 | 1 | #VALUE! | 0 | 0 | 0 | 0 | 0 | 0 | 0 | 0 | 0 | 0 | 0 | 0 | 0 | 0 | 0 | 0 | 0 | 0 | 0 | 0 | 0 | 0 | 0 | 0 | 0
Tuesday | 3 | 29 | 11 | 2099 | 0 | 0 | 0 | 0 | 0 | 0 | 0 | 0 | 0 | 0 | 0 | 0 | 0 | 0 | 0 | 0 | 0 | 0 | 0 | 0 | 0 |  | 0 | 0 | 0 | 0 | 0 | 0 | 0 | 0 |  |  |  |  | 1 | 0 | 0 | 0 | 0 | 0 | 0 | 0 |  | #VALUE! | 1 | 1 | 1 | 1 | #VALUE! | 0 | 0 | 0 | 0 | 0 | 0 | 0 | 0 | 0 | 0 | 0 | 0 | 0 | 0 | 0 | 0 | 0 | 0 | 0 | 0 | 0 | 0 | 0 | 0 | 0
Tuesday | 3 | 29 | 12 | 2100 | 0 | 0 | 0 | 0 | 0 | 0 | 0 | 0 | 0 | 0 | 0 | 0 | 0 | 0 | 0 | 0 | 0 | 0 | 0 | 0 | 0 |  | 0 | 0 | 0 | 0 | 0 | 0 | 0 | 0 |  |  |  |  | 0 | 1 | 0 | 0 | 0 | 0 | 0 | 0 |  | 1 | #VALUE! | 1 | 1 | 1 | #VALUE! | 0 | 0 | 0 | 0 | 0 | 0 | 0 | 0 | 0 | 0 | 0 | 0 | 0 | 0 | 0 | 0 | 0 | 0 | 0 | 0 | 0 | 0 | 0 | 0 | 0
Tuesday | 3 | 29 | 13 | 2101 | 0 | 0 | 0 | 0 | 0 | 0 | 0 | 0 | 0 | 0 | 0 | 0 | 0 | 0 | 0 | 0 | 0 | 0 | 0 | 0 | 0 |  | 0 | 0 | 0 | 0 | 0 | 0 | 0 | 0 |  |  |  |  | 0 | 1 | 0 | 0 | 0 | 0 | 0 | 0 |  | 1 | #VALUE! | 1 | 1 | 1 | #VALUE! | 0 | 0 | 0 | 0 | 0 | 0 | 0 | 0 | 0 | 0 | 0 | 0 | 0 | 0 | 0 | 0 | 0 | 0 | 0 | 0 | 0 | 0 | 0 | 0 | 0
Tuesday | 3 | 29 | 14 | 2102 | 0 | 0 | 0 | 0 | 0 | 0 | 0 | 0 | 0 | 0 | 0 | 0 | 0 | 0 | 0 | 0 | 0 | 0 | 0 | 0 | 0 |  | 0 | 0 | 0 | 0 | 0 | 0 | 0 | 0 |  |  |  |  | 0 | 1 | 0 | 0 | 0 | 0 | 0 | 0 |  | 1 | #VALUE! | 1 | 1 | 1 | #VALUE! | 0 | 0 | 0 | 0 | 0 | 0 | 0 | 0 | 0 | 0 | 0 | 0 | 0 | 0 | 0 | 0 | 0 | 0 | 0 | 0 | 0 | 0 | 0 | 0 | 0
Tuesday | 3 | 29 | 15 | 2103 | 0 | 0 | 0 | 0 | 0 | 0 | 0 | 0 | 0 | 0 | 0 | 0 | 0 | 0 | 0 | 0 | 0 | 0 | 0 | 0 | 0 |  | 0 | 0 | 0 | 0 | 0 | 0 | 0 | 0 |  |  |  |  | 0 | 1 | 0 | 0 | 0 | 0 | 0 | 0 |  | 1 | #VALUE! | 1 | 1 | 1 | #VALUE! | 0 | 0 | 0 | 0 | 0 | 0 | 0 | 0 | 0 | 0 | 0 | 0 | 0 | 0 | 0 | 0 | 0 | 0 | 0 | 0 | 0 | 0 | 0 | 0 | 0
Tuesday | 3 | 29 | 16 | 2104 | 0 | 0 | 0 | 0 | 0 | 0 | 0 | 0 | 0 | 0 | 0 | 0 | 0 | 0 | 0 | 0 | 0 | 0 | 0 | 0 | 0 |  | 0 | 0 | 0 | 0 | 0 | 0 | 0 | 0 |  |  |  |  | 0 | 1 | 0 | 0 | 0 | 0 | 0 | 0 |  | 1 | #VALUE! | 1 | 1 | 1 | #VALUE! | 0 | 0 | 0 | 0 | 0 | 0 | 0 | 0 | 0 | 0 | 0 | 0 | 0 | 0 | 0 | 0 | 0 | 0 | 0 | 0 | 0 | 0 | 0 | 0 | 0
Tuesday | 3 | 29 | 17 | 2105 | 0 | 0 | 0 | 0 | 0 | 0 | 0 | 0 | 0 | 0 | 0 | 0 | 0 | 0 | 0 | 0 | 0 | 0 | 0 | 0 | 0 |  | 0 | 0 | 0 | 0 | 0 | 0 | 0 | 0 |  |  |  |  | 0 | 1 | 0 | 0 | 0 | 0 | 0 | 0 |  | 1 | #VALUE! | 1 | 1 | 1 | #VALUE! | 0 | 0 | 0 | 0 | 0 | 0 | 0 | 0 | 0 | 0 | 0 | 0 | 0 | 0 | 0 | 0 | 0 | 0 | 0 | 0 | 0 | 0 | 0 | 0 | 0
Tuesday | 3 | 29 | 18 | 2106 | 0 | 0 | 0 | 0 | 0 | 0 | 0 | 0 | 0 | 0 | 0 | 0 | 0 | 0 | 0 | 0 | 0 | 0 | 0 | 0 | 0 |  | 0 | 0 | 0 | 0 | 0 | 0 | 0 | 0 |  |  |  |  | 1 | 0 | 0 | 0 | 0 | 0 | 0 | 0 |  | #VALUE! | 1 | 1 | 1 | 1 | #VALUE! | 0 | 0 | 0 | 0 | 0 | 0 | 0 | 0 | 0 | 0 | 0 | 0 | 0 | 0 | 0 | 0 | 0 | 0 | 0 | 0 | 0 | 0 | 0 | 0 | 0
Tuesday | 3 | 29 | 19 | 2107 | 0 | 0 | 0 | 0 | 0 | 0 | 0 | 0 | 0 | 0 | 0 | 0 | 0 | 0 | 0 | 0 | 0 | 0 | 0 | 0 | 0 |  | 0 | 0 | 0 | 0 | 0 | 0 | 0 | 0 |  |  |  |  | 1 | 0 | 0 | 0 | 0 | 0 | 0 | 0 |  | #VALUE! | 1 | 1 | 1 | 1 | #VALUE! | 0 | 0 | 0 | 0 | 0 | 0 | 0 | 0 | 0 | 0 | 0 | 0 | 0 | 0 | 0 | 0 | 0 | 0 | 0 | 0 | 0 | 0 | 0 | 0 | 0
Tuesday | 3 | 29 | 20 | 2108 | 0 | 0 | 0 | 0 | 0 | 0 | 0 | 0 | 0 | 0 | 0 | 0 | 0 | 0 | 0 | 0 | 0 | 0 | 0 | 0 | 0 |  | 0 | 0 | 0 | 0 | 0 | 0 | 0 | 0 |  |  |  |  | 1 | 0 | 0 | 0 | 0 | 0 | 0 | 0 |  | #VALUE! | 1 | 1 | 1 | 1 | #VALUE! | 0 | 0 | 0 | 0 | 0 | 0 | 0 | 0 | 0 | 0 | 0 | 0 | 0 | 0 | 0 | 0 | 0 | 0 | 0 | 0 | 0 | 0 | 0 | 0 | 0
Tuesday | 3 | 29 | 21 | 2109 | 0 | 0 | 0 | 0 | 0 | 0 | 0 | 0 | 0 | 0 | 0 | 0 | 0 | 0 | 0 | 0 | 0 | 0 | 0 | 0 | 0 |  | 0 | 0 | 0 | 0 | 0 | 0 | 0 | 0 |  |  |  |  | 0 | 1 | 0 | 0 | 0 | 0 | 0 | 0 |  | 1 | #VALUE! | 1 | 1 | 1 | #VALUE! | 0 | 0 | 0 | 0 | 0 | 0 | 0 | 0 | 0 | 0 | 0 | 0 | 0 | 0 | 0 | 0 | 0 | 0 | 0 | 0 | 0 | 0 | 0 | 0 | 0
Tuesday | 3 | 29 | 22 | 2110 | 0 | 0 | 0 | 0 | 0 | 0 | 0 | 0 | 0 | 0 | 0 | 0 | 0 | 0 | 0 | 0 | 0 | 0 | 0 | 0 | 0 |  | 0 | 0 | 0 | 0 | 0 | 0 | 0 | 0 |  |  |  |  | 0 | 1 | 0 | 0 | 0 | 0 | 0 | 0 |  | 1 | #VALUE! | 1 | 1 | 1 | #VALUE! | 0 | 0 | 0 | 0 | 0 | 0 | 0 | 0 | 0 | 0 | 0 | 0 | 0 | 0 | 0 | 0 | 0 | 0 | 0 | 0 | 0 | 0 | 0 | 0 | 0
Tuesday | 3 | 29 | 23 | 2111 | 0 | 0 | 0 | 0 | 0 | 0 | 0 | 0 | 0 | 0 | 0 | 0 | 0 | 0 | 0 | 0 | 0 | 0 | 0 | 0 | 0 |  | 0 | 0 | 0 | 0 | 0 | 0 | 0 | 0 |  |  |  |  | 0 | 0 | 1 | 0 | 0 | 0 | 0 | 0 |  | 1 | 1 | 1 | 1 | 1 | 1 | 0 | 0 | 0 | 0 | 0 | 0 | 0 | 0 | 0 | 0 | 0 | 0 | 0 | 0 | 0 | 0 | 0 | 0 | 0 | 0 | 0 | 0 | 0 | 0 | 0
Tuesday | 3 | 29 | 24 | 2112 | 0 | 0 | 0 | 0 | 0 | 0 | 0 | 0 | 0 | 0 | 0 | 0 | 0 | 0 | 0 | 0 | 0 | 0 | 0 | 0 | 0 |  | 0 | 0 | 0 | 0 | 0 | 0 | 0 | 0 |  |  |  |  | 0 | 0 | 1 | 0 | 0 | 0 | 0 | 0 |  | 1 | 1 | 1 | 1 | 1 | 1 | 0 | 0 | 0 | 0 | 0 | 0 | 0 | 0 | 0 | 0 | 0 | 0 | 0 | 0 | 0 | 0 | 0 | 0 | 0 | 0 | 0 | 0 | 0 | 0 | 0
Wednesday | 3 | 30 | 1 | 2113 | 0 | 0 | 0 | 0 | 0 | 0 | 0 | 0 | 0 | 0 | 0 | 0 | 0 | 0 | 0 | 0 | 0 | 0 | 0 | 0 | 0 |  | 0 | 0 | 0 | 0 | 0 | 0 | 0 | 0 |  |  |  |  | 0 | 0 | 1 | 0 | 0 | 0 | 0 | 0 |  | 1 | 1 | 1 | 1 | 1 | 1 | 0 | 0 | 0 | 0 | 0 | 0 | 0 | 0 | 0 | 0 | 0 | 0 | 0 | 0 | 0 | 0 | 0 | 0 | 0 | 0 | 0 | 0 | 0 | 0 | 0
Wednesday | 3 | 30 | 2 | 2114 | 0 | 0 | 0 | 0 | 0 | 0 | 0 | 0 | 0 | 0 | 0 | 0 | 0 | 0 | 0 | 0 | 0 | 0 | 0 | 0 | 0 |  | 0 | 0 | 0 | 0 | 0 | 0 | 0 | 0 |  |  |  |  | 0 | 0 | 1 | 0 | 0 | 0 | 0 | 0 |  | 1 | 1 | 1 | 1 | 1 | 1 | 0 | 0 | 0 | 0 | 0 | 0 | 0 | 0 | 0 | 0 | 0 | 0 | 0 | 0 | 0 | 0 | 0 | 0 | 0 | 0 | 0 | 0 | 0 | 0 | 0
Wednesday | 3 | 30 | 3 | 2115 | 0 | 0 | 0 | 0 | 0 | 0 | 0 | 0 | 0 | 0 | 0 | 0 | 0 | 0 | 0 | 0 | 0 | 0 | 0 | 0 | 0 |  | 0 | 0 | 0 | 0 | 0 | 0 | 0 | 0 |  |  |  |  | 0 | 0 | 1 | 0 | 0 | 0 | 0 | 0 |  | 1 | 1 | 1 | 1 | 1 | 1 | 0 | 0 | 0 | 0 | 0 | 0 | 0 | 0 | 0 | 0 | 0 | 0 | 0 | 0 | 0 | 0 | 0 | 0 | 0 | 0 | 0 | 0 | 0 | 0 | 0
Wednesday | 3 | 30 | 4 | 2116 | 0 | 0 | 0 | 0 | 0 | 0 | 0 | 0 | 0 | 0 | 0 | 0 | 0 | 0 | 0 | 0 | 0 | 0 | 0 | 0 | 0 |  | 0 | 0 | 0 | 0 | 0 | 0 | 0 | 0 |  |  |  |  | 0 | 0 | 1 | 0 | 0 | 0 | 0 | 0 |  | 1 | 1 | 1 | 1 | 1 | 1 | 0 | 0 | 0 | 0 | 0 | 0 | 0 | 0 | 0 | 0 | 0 | 0 | 0 | 0 | 0 | 0 | 0 | 0 | 0 | 0 | 0 | 0 | 0 | 0 | 0
Wednesday | 3 | 30 | 5 | 2117 | 0 | 0 | 0 | 0 | 0 | 0 | 0 | 0 | 0 | 0 | 0 | 0 | 0 | 0 | 0 | 0 | 0 | 0 | 0 | 0 | 0 |  | 0 | 0 | 0 | 0 | 0 | 0 | 0 | 0 |  |  |  |  | 0 | 0 | 1 | 0 | 0 | 0 | 0 | 0 |  | 1 | 1 | 1 | 1 | 1 | 1 | 0 | 0 | 0 | 0 | 0 | 0 | 0 | 0 | 0 | 0 | 0 | 0 | 0 | 0 | 0 | 0 | 0 | 0 | 0 | 0 | 0 | 0 | 0 | 0 | 0
Wednesday | 3 | 30 | 6 | 2118 | 0 | 0 | 0 | 0 | 0 | 0 | 0 | 0 | 0 | 0 | 0 | 0 | 0 | 0 | 0 | 0 | 0 | 0 | 0 | 0 | 0 |  | 0 | 0 | 0 | 0 | 0 | 0 | 0 | 0 |  |  |  |  | 0 | 0 | 1 | 0 | 0 | 0 | 0 | 0 |  | 1 | 1 | 1 | 1 | 1 | 1 | 0 | 0 | 0 | 0 | 0 | 0 | 0 | 0 | 0 | 0 | 0 | 0 | 0 | 0 | 0 | 0 | 0 | 0 | 0 | 0 | 0 | 0 | 0 | 0 | 0
Wednesday | 3 | 30 | 7 | 2119 | 0 | 0 | 0 | 0 | 0 | 0 | 0 | 0 | 0 | 0 | 0 | 0 | 0 | 0 | 0 | 0 | 0 | 0 | 0 | 0 | 0 |  | 0 | 0 | 0 | 0 | 0 | 0 | 0 | 0 |  |  |  |  | 0 | 0 | 1 | 0 | 0 | 0 | 0 | 0 |  | 1 | 1 | 1 | 1 | 1 | 1 | 0 | 0 | 0 | 0 | 0 | 0 | 0 | 0 | 0 | 0 | 0 | 0 | 0 | 0 | 0 | 0 | 0 | 0 | 0 | 0 | 0 | 0 | 0 | 0 | 0
Wednesday | 3 | 30 | 8 | 2120 | 0 | 0 | 0 | 0 | 0 | 0 | 0 | 0 | 0 | 0 | 0 | 0 | 0 | 0 | 0 | 0 | 0 | 0 | 0 | 0 | 0 |  | 0 | 0 | 0 | 0 | 0 | 0 | 0 | 0 |  |  |  |  | 1 | 0 | 0 | 0 | 0 | 0 | 0 | 0 |  | #VALUE! | 1 | 1 | 1 | 1 | #VALUE! | 0 | 0 | 0 | 0 | 0 | 0 | 0 | 0 | 0 | 0 | 0 | 0 | 0 | 0 | 0 | 0 | 0 | 0 | 0 | 0 | 0 | 0 | 0 | 0 | 0
Wednesday | 3 | 30 | 9 | 2121 | 0 | 0 | 0 | 0 | 0 | 0 | 0 | 0 | 0 | 0 | 0 | 0 | 0 | 0 | 0 | 0 | 0 | 0 | 0 | 0 | 0 |  | 0 | 0 | 0 | 0 | 0 | 0 | 0 | 0 |  |  |  |  | 1 | 0 | 0 | 0 | 0 | 0 | 0 | 0 |  | #VALUE! | 1 | 1 | 1 | 1 | #VALUE! | 0 | 0 | 0 | 0 | 0 | 0 | 0 | 0 | 0 | 0 | 0 | 0 | 0 | 0 | 0 | 0 | 0 | 0 | 0 | 0 | 0 | 0 | 0 | 0 | 0
Wednesday | 3 | 30 | 10 | 2122 | 0 | 0 | 0 | 0 | 0 | 0 | 0 | 0 | 0 | 0 | 0 | 0 | 0 | 0 | 0 | 0 | 0 | 0 | 0 | 0 | 0 |  | 0 | 0 | 0 | 0 | 0 | 0 | 0 | 0 |  |  |  |  | 1 | 0 | 0 | 0 | 0 | 0 | 0 | 0 |  | #VALUE! | 1 | 1 | 1 | 1 | #VALUE! | 0 | 0 | 0 | 0 | 0 | 0 | 0 | 0 | 0 | 0 | 0 | 0 | 0 | 0 | 0 | 0 | 0 | 0 | 0 | 0 | 0 | 0 | 0 | 0 | 0
Wednesday | 3 | 30 | 11 | 2123 | 0 | 0 | 0 | 0 | 0 | 0 | 0 | 0 | 0 | 0 | 0 | 0 | 0 | 0 | 0 | 0 | 0 | 0 | 0 | 0 | 0 |  | 0 | 0 | 0 | 0 | 0 | 0 | 0 | 0 |  |  |  |  | 1 | 0 | 0 | 0 | 0 | 0 | 0 | 0 |  | #VALUE! | 1 | 1 | 1 | 1 | #VALUE! | 0 | 0 | 0 | 0 | 0 | 0 | 0 | 0 | 0 | 0 | 0 | 0 | 0 | 0 | 0 | 0 | 0 | 0 | 0 | 0 | 0 | 0 | 0 | 0 | 0
Wednesday | 3 | 30 | 12 | 2124 | 0 | 0 | 0 | 0 | 0 | 0 | 0 | 0 | 0 | 0 | 0 | 0 | 0 | 0 | 0 | 0 | 0 | 0 | 0 | 0 | 0 |  | 0 | 0 | 0 | 0 | 0 | 0 | 0 | 0 |  |  |  |  | 0 | 1 | 0 | 0 | 0 | 0 | 0 | 0 |  | 1 | #VALUE! | 1 | 1 | 1 | #VALUE! | 0 | 0 | 0 | 0 | 0 | 0 | 0 | 0 | 0 | 0 | 0 | 0 | 0 | 0 | 0 | 0 | 0 | 0 | 0 | 0 | 0 | 0 | 0 | 0 | 0
Wednesday | 3 | 30 | 13 | 2125 | 0 | 0 | 0 | 0 | 0 | 0 | 0 | 0 | 0 | 0 | 0 | 0 | 0 | 0 | 0 | 0 | 0 | 0 | 0 | 0 | 0 |  | 0 | 0 | 0 | 0 | 0 | 0 | 0 | 0 |  |  |  |  | 0 | 1 | 0 | 0 | 0 | 0 | 0 | 0 |  | 1 | #VALUE! | 1 | 1 | 1 | #VALUE! | 0 | 0 | 0 | 0 | 0 | 0 | 0 | 0 | 0 | 0 | 0 | 0 | 0 | 0 | 0 | 0 | 0 | 0 | 0 | 0 | 0 | 0 | 0 | 0 | 0
Wednesday | 3 | 30 | 14 | 2126 | 0 | 0 | 0 | 0 | 0 | 0 | 0 | 0 | 0 | 0 | 0 | 0 | 0 | 0 | 0 | 0 | 0 | 0 | 0 | 0 | 0 |  | 0 | 0 | 0 | 0 | 0 | 0 | 0 | 0 |  |  |  |  | 0 | 1 | 0 | 0 | 0 | 0 | 0 | 0 |  | 1 | #VALUE! | 1 | 1 | 1 | #VALUE! | 0 | 0 | 0 | 0 | 0 | 0 | 0 | 0 | 0 | 0 | 0 | 0 | 0 | 0 | 0 | 0 | 0 | 0 | 0 | 0 | 0 | 0 | 0 | 0 | 0
Wednesday | 3 | 30 | 15 | 2127 | 0 | 0 | 0 | 0 | 0 | 0 | 0 | 0 | 0 | 0 | 0 | 0 | 0 | 0 | 0 | 0 | 0 | 0 | 0 | 0 | 0 |  | 0 | 0 | 0 | 0 | 0 | 0 | 0 | 0 |  |  |  |  | 0 | 1 | 0 | 0 | 0 | 0 | 0 | 0 |  | 1 | #VALUE! | 1 | 1 | 1 | #VALUE! | 0 | 0 | 0 | 0 | 0 | 0 | 0 | 0 | 0 | 0 | 0 | 0 | 0 | 0 | 0 | 0 | 0 | 0 | 0 | 0 | 0 | 0 | 0 | 0 | 0
Wednesday | 3 | 30 | 16 | 2128 | 0 | 0 | 0 | 0 | 0 | 0 | 0 | 0 | 0 | 0 | 0 | 0 | 0 | 0 | 0 | 0 | 0 | 0 | 0 | 0 | 0 |  | 0 | 0 | 0 | 0 | 0 | 0 | 0 | 0 |  |  |  |  | 0 | 1 | 0 | 0 | 0 | 0 | 0 | 0 |  | 1 | #VALUE! | 1 | 1 | 1 | #VALUE! | 0 | 0 | 0 | 0 | 0 | 0 | 0 | 0 | 0 | 0 | 0 | 0 | 0 | 0 | 0 | 0 | 0 | 0 | 0 | 0 | 0 | 0 | 0 | 0 | 0
Wednesday | 3 | 30 | 17 | 2129 | 0 | 0 | 0 | 0 | 0 | 0 | 0 | 0 | 0 | 0 | 0 | 0 | 0 | 0 | 0 | 0 | 0 | 0 | 0 | 0 | 0 |  | 0 | 0 | 0 | 0 | 0 | 0 | 0 | 0 |  |  |  |  | 0 | 1 | 0 | 0 | 0 | 0 | 0 | 0 |  | 1 | #VALUE! | 1 | 1 | 1 | #VALUE! | 0 | 0 | 0 | 0 | 0 | 0 | 0 | 0 | 0 | 0 | 0 | 0 | 0 | 0 | 0 | 0 | 0 | 0 | 0 | 0 | 0 | 0 | 0 | 0 | 0
Wednesday | 3 | 30 | 18 | 2130 | 0 | 0 | 0 | 0 | 0 | 0 | 0 | 0 | 0 | 0 | 0 | 0 | 0 | 0 | 0 | 0 | 0 | 0 | 0 | 0 | 0 |  | 0 | 0 | 0 | 0 | 0 | 0 | 0 | 0 |  |  |  |  | 1 | 0 | 0 | 0 | 0 | 0 | 0 | 0 |  | #VALUE! | 1 | 1 | 1 | 1 | #VALUE! | 0 | 0 | 0 | 0 | 0 | 0 | 0 | 0 | 0 | 0 | 0 | 0 | 0 | 0 | 0 | 0 | 0 | 0 | 0 | 0 | 0 | 0 | 0 | 0 | 0
Wednesday | 3 | 30 | 19 | 2131 | 0 | 0 | 0 | 0 | 0 | 0 | 0 | 0 | 0 | 0 | 0 | 0 | 0 | 0 | 0 | 0 | 0 | 0 | 0 | 0 | 0 |  | 0 | 0 | 0 | 0 | 0 | 0 | 0 | 0 |  |  |  |  | 1 | 0 | 0 | 0 | 0 | 0 | 0 | 0 |  | #VALUE! | 1 | 1 | 1 | 1 | #VALUE! | 0 | 0 | 0 | 0 | 0 | 0 | 0 | 0 | 0 | 0 | 0 | 0 | 0 | 0 | 0 | 0 | 0 | 0 | 0 | 0 | 0 | 0 | 0 | 0 | 0
Wednesday | 3 | 30 | 20 | 2132 | 0 | 0 | 0 | 0 | 0 | 0 | 0 | 0 | 0 | 0 | 0 | 0 | 0 | 0 | 0 | 0 | 0 | 0 | 0 | 0 | 0 |  | 0 | 0 | 0 | 0 | 0 | 0 | 0 | 0 |  |  |  |  | 1 | 0 | 0 | 0 | 0 | 0 | 0 | 0 |  | #VALUE! | 1 | 1 | 1 | 1 | #VALUE! | 0 | 0 | 0 | 0 | 0 | 0 | 0 | 0 | 0 | 0 | 0 | 0 | 0 | 0 | 0 | 0 | 0 | 0 | 0 | 0 | 0 | 0 | 0 | 0 | 0
Wednesday | 3 | 30 | 21 | 2133 | 0 | 0 | 0 | 0 | 0 | 0 | 0 | 0 | 0 | 0 | 0 | 0 | 0 | 0 | 0 | 0 | 0 | 0 | 0 | 0 | 0 |  | 0 | 0 | 0 | 0 | 0 | 0 | 0 | 0 |  |  |  |  | 0 | 1 | 0 | 0 | 0 | 0 | 0 | 0 |  | 1 | #VALUE! | 1 | 1 | 1 | #VALUE! | 0 | 0 | 0 | 0 | 0 | 0 | 0 | 0 | 0 | 0 | 0 | 0 | 0 | 0 | 0 | 0 | 0 | 0 | 0 | 0 | 0 | 0 | 0 | 0 | 0
Wednesday | 3 | 30 | 22 | 2134 | 0 | 0 | 0 | 0 | 0 | 0 | 0 | 0 | 0 | 0 | 0 | 0 | 0 | 0 | 0 | 0 | 0 | 0 | 0 | 0 | 0 |  | 0 | 0 | 0 | 0 | 0 | 0 | 0 | 0 |  |  |  |  | 0 | 1 | 0 | 0 | 0 | 0 | 0 | 0 |  | 1 | #VALUE! | 1 | 1 | 1 | #VALUE! | 0 | 0 | 0 | 0 | 0 | 0 | 0 | 0 | 0 | 0 | 0 | 0 | 0 | 0 | 0 | 0 | 0 | 0 | 0 | 0 | 0 | 0 | 0 | 0 | 0
Wednesday | 3 | 30 | 23 | 2135 | 0 | 0 | 0 | 0 | 0 | 0 | 0 | 0 | 0 | 0 | 0 | 0 | 0 | 0 | 0 | 0 | 0 | 0 | 0 | 0 | 0 |  | 0 | 0 | 0 | 0 | 0 | 0 | 0 | 0 |  |  |  |  | 0 | 0 | 1 | 0 | 0 | 0 | 0 | 0 |  | 1 | 1 | 1 | 1 | 1 | 1 | 0 | 0 | 0 | 0 | 0 | 0 | 0 | 0 | 0 | 0 | 0 | 0 | 0 | 0 | 0 | 0 | 0 | 0 | 0 | 0 | 0 | 0 | 0 | 0 | 0
Wednesday | 3 | 30 | 24 | 2136 | 0 | 0 | 0 | 0 | 0 | 0 | 0 | 0 | 0 | 0 | 0 | 0 | 0 | 0 | 0 | 0 | 0 | 0 | 0 | 0 | 0 |  | 0 | 0 | 0 | 0 | 0 | 0 | 0 | 0 |  |  |  |  | 0 | 0 | 1 | 0 | 0 | 0 | 0 | 0 |  | 1 | 1 | 1 | 1 | 1 | 1 | 0 | 0 | 0 | 0 | 0 | 0 | 0 | 0 | 0 | 0 | 0 | 0 | 0 | 0 | 0 | 0 | 0 | 0 | 0 | 0 | 0 | 0 | 0 | 0 | 0
Thursday | 3 | 31 | 1 | 2137 | 0 | 0 | 0 | 0 | 0 | 0 | 0 | 0 | 0 | 0 | 0 | 0 | 0 | 0 | 0 | 0 | 0 | 0 | 0 | 0 | 0 |  | 0 | 0 | 0 | 0 | 0 | 0 | 0 | 0 |  |  |  |  | 0 | 0 | 1 | 0 | 0 | 0 | 0 | 0 |  | 1 | 1 | 1 | 1 | 1 | 1 | 0 | 0 | 0 | 0 | 0 | 0 | 0 | 0 | 0 | 0 | 0 | 0 | 0 | 0 | 0 | 0 | 0 | 0 | 0 | 0 | 0 | 0 | 0 | 0 | 0
Thursday | 3 | 31 | 2 | 2138 | 0 | 0 | 0 | 0 | 0 | 0 | 0 | 0 | 0 | 0 | 0 | 0 | 0 | 0 | 0 | 0 | 0 | 0 | 0 | 0 | 0 |  | 0 | 0 | 0 | 0 | 0 | 0 | 0 | 0 |  |  |  |  | 0 | 0 | 1 | 0 | 0 | 0 | 0 | 0 |  | 1 | 1 | 1 | 1 | 1 | 1 | 0 | 0 | 0 | 0 | 0 | 0 | 0 | 0 | 0 | 0 | 0 | 0 | 0 | 0 | 0 | 0 | 0 | 0 | 0 | 0 | 0 | 0 | 0 | 0 | 0
Thursday | 3 | 31 | 3 | 2139 | 0 | 0 | 0 | 0 | 0 | 0 | 0 | 0 | 0 | 0 | 0 | 0 | 0 | 0 | 0 | 0 | 0 | 0 | 0 | 0 | 0 |  | 0 | 0 | 0 | 0 | 0 | 0 | 0 | 0 |  |  |  |  | 0 | 0 | 1 | 0 | 0 | 0 | 0 | 0 |  | 1 | 1 | 1 | 1 | 1 | 1 | 0 | 0 | 0 | 0 | 0 | 0 | 0 | 0 | 0 | 0 | 0 | 0 | 0 | 0 | 0 | 0 | 0 | 0 | 0 | 0 | 0 | 0 | 0 | 0 | 0
Thursday | 3 | 31 | 4 | 2140 | 0 | 0 | 0 | 0 | 0 | 0 | 0 | 0 | 0 | 0 | 0 | 0 | 0 | 0 | 0 | 0 | 0 | 0 | 0 | 0 | 0 |  | 0 | 0 | 0 | 0 | 0 | 0 | 0 | 0 |  |  |  |  | 0 | 0 | 1 | 0 | 0 | 0 | 0 | 0 |  | 1 | 1 | 1 | 1 | 1 | 1 | 0 | 0 | 0 | 0 | 0 | 0 | 0 | 0 | 0 | 0 | 0 | 0 | 0 | 0 | 0 | 0 | 0 | 0 | 0 | 0 | 0 | 0 | 0 | 0 | 0
Thursday | 3 | 31 | 5 | 2141 | 0 | 0 | 0 | 0 | 0 | 0 | 0 | 0 | 0 | 0 | 0 | 0 | 0 | 0 | 0 | 0 | 0 | 0 | 0 | 0 | 0 |  | 0 | 0 | 0 | 0 | 0 | 0 | 0 | 0 |  |  |  |  | 0 | 0 | 1 | 0 | 0 | 0 | 0 | 0 |  | 1 | 1 | 1 | 1 | 1 | 1 | 0 | 0 | 0 | 0 | 0 | 0 | 0 | 0 | 0 | 0 | 0 | 0 | 0 | 0 | 0 | 0 | 0 | 0 | 0 | 0 | 0 | 0 | 0 | 0 | 0
Thursday | 3 | 31 | 6 | 2142 | 0 | 0 | 0 | 0 | 0 | 0 | 0 | 0 | 0 | 0 | 0 | 0 | 0 | 0 | 0 | 0 | 0 | 0 | 0 | 0 | 0 |  | 0 | 0 | 0 | 0 | 0 | 0 | 0 | 0 |  |  |  |  | 0 | 0 | 1 | 0 | 0 | 0 | 0 | 0 |  | 1 | 1 | 1 | 1 | 1 | 1 | 0 | 0 | 0 | 0 | 0 | 0 | 0 | 0 | 0 | 0 | 0 | 0 | 0 | 0 | 0 | 0 | 0 | 0 | 0 | 0 | 0 | 0 | 0 | 0 | 0
Thursday | 3 | 31 | 7 | 2143 | 0 | 0 | 0 | 0 | 0 | 0 | 0 | 0 | 0 | 0 | 0 | 0 | 0 | 0 | 0 | 0 | 0 | 0 | 0 | 0 | 0 |  | 0 | 0 | 0 | 0 | 0 | 0 | 0 | 0 |  |  |  |  | 0 | 0 | 1 | 0 | 0 | 0 | 0 | 0 |  | 1 | 1 | 1 | 1 | 1 | 1 | 0 | 0 | 0 | 0 | 0 | 0 | 0 | 0 | 0 | 0 | 0 | 0 | 0 | 0 | 0 | 0 | 0 | 0 | 0 | 0 | 0 | 0 | 0 | 0 | 0
Thursday | 3 | 31 | 8 | 2144 | 0 | 0 | 0 | 0 | 0 | 0 | 0 | 0 | 0 | 0 | 0 | 0 | 0 | 0 | 0 | 0 | 0 | 0 | 0 | 0 | 0 |  | 0 | 0 | 0 | 0 | 0 | 0 | 0 | 0 |  |  |  |  | 1 | 0 | 0 | 0 | 0 | 0 | 0 | 0 |  | #VALUE! | 1 | 1 | 1 | 1 | #VALUE! | 0 | 0 | 0 | 0 | 0 | 0 | 0 | 0 | 0 | 0 | 0 | 0 | 0 | 0 | 0 | 0 | 0 | 0 | 0 | 0 | 0 | 0 | 0 | 0 | 0
Thursday | 3 | 31 | 9 | 2145 | 0 | 0 | 0 | 0 | 0 | 0 | 0 | 0 | 0 | 0 | 0 | 0 | 0 | 0 | 0 | 0 | 0 | 0 | 0 | 0 | 0 |  | 0 | 0 | 0 | 0 | 0 | 0 | 0 | 0 |  |  |  |  | 1 | 0 | 0 | 0 | 0 | 0 | 0 | 0 |  | #VALUE! | 1 | 1 | 1 | 1 | #VALUE! | 0 | 0 | 0 | 0 | 0 | 0 | 0 | 0 | 0 | 0 | 0 | 0 | 0 | 0 | 0 | 0 | 0 | 0 | 0 | 0 | 0 | 0 | 0 | 0 | 0
Thursday | 3 | 31 | 10 | 2146 | 0 | 0 | 0 | 0 | 0 | 0 | 0 | 0 | 0 | 0 | 0 | 0 | 0 | 0 | 0 | 0 | 0 | 0 | 0 | 0 | 0 |  | 0 | 0 | 0 | 0 | 0 | 0 | 0 | 0 |  |  |  |  | 1 | 0 | 0 | 0 | 0 | 0 | 0 | 0 |  | #VALUE! | 1 | 1 | 1 | 1 | #VALUE! | 0 | 0 | 0 | 0 | 0 | 0 | 0 | 0 | 0 | 0 | 0 | 0 | 0 | 0 | 0 | 0 | 0 | 0 | 0 | 0 | 0 | 0 | 0 | 0 | 0
Thursday | 3 | 31 | 11 | 2147 | 0 | 0 | 0 | 0 | 0 | 0 | 0 | 0 | 0 | 0 | 0 | 0 | 0 | 0 | 0 | 0 | 0 | 0 | 0 | 0 | 0 |  | 0 | 0 | 0 | 0 | 0 | 0 | 0 | 0 |  |  |  |  | 1 | 0 | 0 | 0 | 0 | 0 | 0 | 0 |  | #VALUE! | 1 | 1 | 1 | 1 | #VALUE! | 0 | 0 | 0 | 0 | 0 | 0 | 0 | 0 | 0 | 0 | 0 | 0 | 0 | 0 | 0 | 0 | 0 | 0 | 0 | 0 | 0 | 0 | 0 | 0 | 0
Thursday | 3 | 31 | 12 | 2148 | 0 | 0 | 0 | 0 | 0 | 0 | 0 | 0 | 0 | 0 | 0 | 0 | 0 | 0 | 0 | 0 | 0 | 0 | 0 | 0 | 0 |  | 0 | 0 | 0 | 0 | 0 | 0 | 0 | 0 |  |  |  |  | 0 | 1 | 0 | 0 | 0 | 0 | 0 | 0 |  | 1 | #VALUE! | 1 | 1 | 1 | #VALUE! | 0 | 0 | 0 | 0 | 0 | 0 | 0 | 0 | 0 | 0 | 0 | 0 | 0 | 0 | 0 | 0 | 0 | 0 | 0 | 0 | 0 | 0 | 0 | 0 | 0
Thursday | 3 | 31 | 13 | 2149 | 0 | 0 | 0 | 0 | 0 | 0 | 0 | 0 | 0 | 0 | 0 | 0 | 0 | 0 | 0 | 0 | 0 | 0 | 0 | 0 | 0 |  | 0 | 0 | 0 | 0 | 0 | 0 | 0 | 0 |  |  |  |  | 0 | 1 | 0 | 0 | 0 | 0 | 0 | 0 |  | 1 | #VALUE! | 1 | 1 | 1 | #VALUE! | 0 | 0 | 0 | 0 | 0 | 0 | 0 | 0 | 0 | 0 | 0 | 0 | 0 | 0 | 0 | 0 | 0 | 0 | 0 | 0 | 0 | 0 | 0 | 0 | 0
Thursday | 3 | 31 | 14 | 2150 | 0 | 0 | 0 | 0 | 0 | 0 | 0 | 0 | 0 | 0 | 0 | 0 | 0 | 0 | 0 | 0 | 0 | 0 | 0 | 0 | 0 |  | 0 | 0 | 0 | 0 | 0 | 0 | 0 | 0 |  |  |  |  | 0 | 1 | 0 | 0 | 0 | 0 | 0 | 0 |  | 1 | #VALUE! | 1 | 1 | 1 | #VALUE! | 0 | 0 | 0 | 0 | 0 | 0 | 0 | 0 | 0 | 0 | 0 | 0 | 0 | 0 | 0 | 0 | 0 | 0 | 0 | 0 | 0 | 0 | 0 | 0 | 0
Thursday | 3 | 31 | 15 | 2151 | 0 | 0 | 0 | 0 | 0 | 0 | 0 | 0 | 0 | 0 | 0 | 0 | 0 | 0 | 0 | 0 | 0 | 0 | 0 | 0 | 0 |  | 0 | 0 | 0 | 0 | 0 | 0 | 0 | 0 |  |  |  |  | 0 | 1 | 0 | 0 | 0 | 0 | 0 | 0 |  | 1 | #VALUE! | 1 | 1 | 1 | #VALUE! | 0 | 0 | 0 | 0 | 0 | 0 | 0 | 0 | 0 | 0 | 0 | 0 | 0 | 0 | 0 | 0 | 0 | 0 | 0 | 0 | 0 | 0 | 0 | 0 | 0
Thursday | 3 | 31 | 16 | 2152 | 0 | 0 | 0 | 0 | 0 | 0 | 0 | 0 | 0 | 0 | 0 | 0 | 0 | 0 | 0 | 0 | 0 | 0 | 0 | 0 | 0 |  | 0 | 0 | 0 | 0 | 0 | 0 | 0 | 0 |  |  |  |  | 0 | 1 | 0 | 0 | 0 | 0 | 0 | 0 |  | 1 | #VALUE! | 1 | 1 | 1 | #VALUE! | 0 | 0 | 0 | 0 | 0 | 0 | 0 | 0 | 0 | 0 | 0 | 0 | 0 | 0 | 0 | 0 | 0 | 0 | 0 | 0 | 0 | 0 | 0 | 0 | 0
Thursday | 3 | 31 | 17 | 2153 | 0 | 0 | 0 | 0 | 0 | 0 | 0 | 0 | 0 | 0 | 0 | 0 | 0 | 0 | 0 | 0 | 0 | 0 | 0 | 0 | 0 |  | 0 | 0 | 0 | 0 | 0 | 0 | 0 | 0 |  |  |  |  | 0 | 1 | 0 | 0 | 0 | 0 | 0 | 0 |  | 1 | #VALUE! | 1 | 1 | 1 | #VALUE! | 0 | 0 | 0 | 0 | 0 | 0 | 0 | 0 | 0 | 0 | 0 | 0 | 0 | 0 | 0 | 0 | 0 | 0 | 0 | 0 | 0 | 0 | 0 | 0 | 0
Thursday | 3 | 31 | 18 | 2154 | 0 | 0 | 0 | 0 | 0 | 0 | 0 | 0 | 0 | 0 | 0 | 0 | 0 | 0 | 0 | 0 | 0 | 0 | 0 | 0 | 0 |  | 0 | 0 | 0 | 0 | 0 | 0 | 0 | 0 |  |  |  |  | 1 | 0 | 0 | 0 | 0 | 0 | 0 | 0 |  | #VALUE! | 1 | 1 | 1 | 1 | #VALUE! | 0 | 0 | 0 | 0 | 0 | 0 | 0 | 0 | 0 | 0 | 0 | 0 | 0 | 0 | 0 | 0 | 0 | 0 | 0 | 0 | 0 | 0 | 0 | 0 | 0
Thursday | 3 | 31 | 19 | 2155 | 0 | 0 | 0 | 0 | 0 | 0 | 0 | 0 | 0 | 0 | 0 | 0 | 0 | 0 | 0 | 0 | 0 | 0 | 0 | 0 | 0 |  | 0 | 0 | 0 | 0 | 0 | 0 | 0 | 0 |  |  |  |  | 1 | 0 | 0 | 0 | 0 | 0 | 0 | 0 |  | #VALUE! | 1 | 1 | 1 | 1 | #VALUE! | 0 | 0 | 0 | 0 | 0 | 0 | 0 | 0 | 0 | 0 | 0 | 0 | 0 | 0 | 0 | 0 | 0 | 0 | 0 | 0 | 0 | 0 | 0 | 0 | 0
Thursday | 3 | 31 | 20 | 2156 | 0 | 0 | 0 | 0 | 0 | 0 | 0 | 0 | 0 | 0 | 0 | 0 | 0 | 0 | 0 | 0 | 0 | 0 | 0 | 0 | 0 |  | 0 | 0 | 0 | 0 | 0 | 0 | 0 | 0 |  |  |  |  | 1 | 0 | 0 | 0 | 0 | 0 | 0 | 0 |  | #VALUE! | 1 | 1 | 1 | 1 | #VALUE! | 0 | 0 | 0 | 0 | 0 | 0 | 0 | 0 | 0 | 0 | 0 | 0 | 0 | 0 | 0 | 0 | 0 | 0 | 0 | 0 | 0 | 0 | 0 | 0 | 0
Thursday | 3 | 31 | 21 | 2157 | 0 | 0 | 0 | 0 | 0 | 0 | 0 | 0 | 0 | 0 | 0 | 0 | 0 | 0 | 0 | 0 | 0 | 0 | 0 | 0 | 0 |  | 0 | 0 | 0 | 0 | 0 | 0 | 0 | 0 |  |  |  |  | 0 | 1 | 0 | 0 | 0 | 0 | 0 | 0 |  | 1 | #VALUE! | 1 | 1 | 1 | #VALUE! | 0 | 0 | 0 | 0 | 0 | 0 | 0 | 0 | 0 | 0 | 0 | 0 | 0 | 0 | 0 | 0 | 0 | 0 | 0 | 0 | 0 | 0 | 0 | 0 | 0
Thursday | 3 | 31 | 22 | 2158 | 0 | 0 | 0 | 0 | 0 | 0 | 0 | 0 | 0 | 0 | 0 | 0 | 0 | 0 | 0 | 0 | 0 | 0 | 0 | 0 | 0 |  | 0 | 0 | 0 | 0 | 0 | 0 | 0 | 0 |  |  |  |  | 0 | 1 | 0 | 0 | 0 | 0 | 0 | 0 |  | 1 | #VALUE! | 1 | 1 | 1 | #VALUE! | 0 | 0 | 0 | 0 | 0 | 0 | 0 | 0 | 0 | 0 | 0 | 0 | 0 | 0 | 0 | 0 | 0 | 0 | 0 | 0 | 0 | 0 | 0 | 0 | 0
Thursday | 3 | 31 | 23 | 2159 | 0 | 0 | 0 | 0 | 0 | 0 | 0 | 0 | 0 | 0 | 0 | 0 | 0 | 0 | 0 | 0 | 0 | 0 | 0 | 0 | 0 |  | 0 | 0 | 0 | 0 | 0 | 0 | 0 | 0 |  |  |  |  | 0 | 0 | 1 | 0 | 0 | 0 | 0 | 0 |  | 1 | 1 | 1 | 1 | 1 | 1 | 0 | 0 | 0 | 0 | 0 | 0 | 0 | 0 | 0 | 0 | 0 | 0 | 0 | 0 | 0 | 0 | 0 | 0 | 0 | 0 | 0 | 0 | 0 | 0 | 0
Thursday | 3 | 31 | 24 | 2160 | 0 | 0 | 0 | 0 | 0 | 0 | 0 | 0 | 0 | 0 | 0 | 0 | 0 | 0 | 0 | 0 | 0 | 0 | 0 | 0 | 0 |  | 0 | 0 | 0 | 0 | 0 | 0 | 0 | 0 |  |  |  |  | 0 | 0 | 1 | 0 | 0 | 0 | 0 | 0 |  | 1 | 1 | 1 | 1 | 1 | 1 | 0 | 0 | 0 | 0 | 0 | 0 | 0 | 0 | 0 | 0 | 0 | 0 | 0 | 0 | 0 | 0 | 0 | 0 | 0 | 0 | 0 | 0 | 0 | 0 | 0
Friday | 4 | 1 | 1 | 2161 | 0 | 0 | 0 | 0 | 0 | 0 | 0 | 0 | 0 | 0 | 0 | 0 | 0 | 0 | 0 | 0 | 0 | 0 | 0 | 0 | 0 |  | 0 | 0 | 0 | 0 | 0 | 0 | 0 | 0 |  |  |  |  | 0 | 0 | 0 | 0 | 0 | 0 | 0 | 1 |  | 1 | 1 | 1 | 1 | 1 | 1 | 0 | 0 | 0 | 0 | 0 | 0 | 0 | 0 | 0 | 0 | 0 | 0 | 0 | 0 | 0 | 0 | 0 | 0 | 0 | 0 | 0 | 0 | 0 | 0 | 0
Friday | 4 | 1 | 2 | 2162 | 0 | 0 | 0 | 0 | 0 | 0 | 0 | 0 | 0 | 0 | 0 | 0 | 0 | 0 | 0 | 0 | 0 | 0 | 0 | 0 | 0 |  | 0 | 0 | 0 | 0 | 0 | 0 | 0 | 0 |  |  |  |  | 0 | 0 | 0 | 0 | 0 | 0 | 0 | 1 |  | 1 | 1 | 1 | 1 | 1 | 1 | 0 | 0 | 0 | 0 | 0 | 0 | 0 | 0 | 0 | 0 | 0 | 0 | 0 | 0 | 0 | 0 | 0 | 0 | 0 | 0 | 0 | 0 | 0 | 0 | 0
Friday | 4 | 1 | 3 | 2163 | 0 | 0 | 0 | 0 | 0 | 0 | 0 | 0 | 0 | 0 | 0 | 0 | 0 | 0 | 0 | 0 | 0 | 0 | 0 | 0 | 0 |  | 0 | 0 | 0 | 0 | 0 | 0 | 0 | 0 |  |  |  |  | 0 | 0 | 0 | 0 | 0 | 0 | 0 | 1 |  | 1 | 1 | 1 | 1 | 1 | 1 | 0 | 0 | 0 | 0 | 0 | 0 | 0 | 0 | 0 | 0 | 0 | 0 | 0 | 0 | 0 | 0 | 0 | 0 | 0 | 0 | 0 | 0 | 0 | 0 | 0
Friday | 4 | 1 | 4 | 2164 | 0 | 0 | 0 | 0 | 0 | 0 | 0 | 0 | 0 | 0 | 0 | 0 | 0 | 0 | 0 | 0 | 0 | 0 | 0 | 0 | 0 |  | 0 | 0 | 0 | 0 | 0 | 0 | 0 | 0 |  |  |  |  | 0 | 0 | 0 | 0 | 0 | 0 | 0 | 1 |  | 1 | 1 | 1 | 1 | 1 | 1 | 0 | 0 | 0 | 0 | 0 | 0 | 0 | 0 | 0 | 0 | 0 | 0 | 0 | 0 | 0 | 0 | 0 | 0 | 0 | 0 | 0 | 0 | 0 | 0 | 0
Friday | 4 | 1 | 5 | 2165 | 0 | 0 | 0 | 0 | 0 | 0 | 0 | 0 | 0 | 0 | 0 | 0 | 0 | 0 | 0 | 0 | 0 | 0 | 0 | 0 | 0 |  | 0 | 0 | 0 | 0 | 0 | 0 | 0 | 0 |  |  |  |  | 0 | 0 | 0 | 0 | 0 | 0 | 0 | 1 |  | 1 | 1 | 1 | 1 | 1 | 1 | 0 | 0 | 0 | 0 | 0 | 0 | 0 | 0 | 0 | 0 | 0 | 0 | 0 | 0 | 0 | 0 | 0 | 0 | 0 | 0 | 0 | 0 | 0 | 0 | 0
Friday | 4 | 1 | 6 | 2166 | 0 | 0 | 0 | 0 | 0 | 0 | 0 | 0 | 0 | 0 | 0 | 0 | 0 | 0 | 0 | 0 | 0 | 0 | 0 | 0 | 0 |  | 0 | 0 | 0 | 0 | 0 | 0 | 0 | 0 |  |  |  |  | 0 | 0 | 0 | 0 | 0 | 0 | 0 | 1 |  | 1 | 1 | 1 | 1 | 1 | 1 | 0 | 0 | 0 | 0 | 0 | 0 | 0 | 0 | 0 | 0 | 0 | 0 | 0 | 0 | 0 | 0 | 0 | 0 | 0 | 0 | 0 | 0 | 0 | 0 | 0
Friday | 4 | 1 | 7 | 2167 | 0 | 0 | 0 | 0 | 0 | 0 | 0 | 0 | 0 | 0 | 0 | 0 | 0 | 0 | 0 | 0 | 0 | 0 | 0 | 0 | 0 |  | 0 | 0 | 0 | 0 | 0 | 0 | 0 | 0 |  |  |  |  | 0 | 0 | 0 | 0 | 0 | 0 | 0 | 1 |  | 1 | 1 | 1 | 1 | 1 | 1 | 0 | 0 | 0 | 0 | 0 | 0 | 0 | 0 | 0 | 0 | 0 | 0 | 0 | 0 | 0 | 0 | 0 | 0 | 0 | 0 | 0 | 0 | 0 | 0 | 0
Friday | 4 | 1 | 8 | 2168 | 0 | 0 | 0 | 0 | 0 | 0 | 0 | 0 | 0 | 0 | 0 | 0 | 0 | 0 | 0 | 0 | 0 | 0 | 0 | 0 | 0 |  | 0 | 0 | 0 | 0 | 0 | 0 | 0 | 0 |  |  |  |  | 0 | 0 | 0 | 0 | 0 | 0 | 1 | 0 |  | 1 | 1 | 1 | 1 | #VALUE! | #VALUE! | 0 | 0 | 0 | 0 | 0 | 0 | 0 | 0 | 0 | 0 | 0 | 0 | 0 | 0 | 0 | 0 | 0 | 0 | 0 | 0 | 0 | 0 | 0 | 0 | 0
Friday | 4 | 1 | 9 | 2169 | 0 | 0 | 0 | 0 | 0 | 0 | 0 | 0 | 0 | 0 | 0 | 0 | 0 | 0 | 0 | 0 | 0 | 0 | 0 | 0 | 0 |  | 0 | 0 | 0 | 0 | 0 | 0 | 0 | 0 |  |  |  |  | 0 | 0 | 0 | 0 | 0 | 0 | 1 | 0 |  | 1 | 1 | 1 | 1 | #VALUE! | #VALUE! | 0 | 0 | 0 | 0 | 0 | 0 | 0 | 0 | 0 | 0 | 0 | 0 | 0 | 0 | 0 | 0 | 0 | 0 | 0 | 0 | 0 | 0 | 0 | 0 | 0
Friday | 4 | 1 | 10 | 2170 | 0 | 0 | 0 | 0 | 0 | 0 | 0 | 0 | 0 | 0 | 0 | 0 | 0 | 0 | 0 | 0 | 0 | 0 | 0 | 0 | 0 |  | 0 | 0 | 0 | 0 | 0 | 0 | 0 | 0 |  |  |  |  | 0 | 0 | 0 | 0 | 0 | 0 | 1 | 0 |  | 1 | 1 | 1 | 1 | #VALUE! | #VALUE! | 0 | 0 | 0 | 0 | 0 | 0 | 0 | 0 | 0 | 0 | 0 | 0 | 0 | 0 | 0 | 0 | 0 | 0 | 0 | 0 | 0 | 0 | 0 | 0 | 0
Friday | 4 | 1 | 11 | 2171 | 0 | 0 | 0 | 0 | 0 | 0 | 0 | 0 | 0 | 0 | 0 | 0 | 0 | 0 | 0 | 0 | 0 | 0 | 0 | 0 | 0 |  | 0 | 0 | 0 | 0 | 0 | 0 | 0 | 0 |  |  |  |  | 0 | 0 | 0 | 0 | 0 | 0 | 1 | 0 |  | 1 | 1 | 1 | 1 | #VALUE! | #VALUE! | 0 | 0 | 0 | 0 | 0 | 0 | 0 | 0 | 0 | 0 | 0 | 0 | 0 | 0 | 0 | 0 | 0 | 0 | 0 | 0 | 0 | 0 | 0 | 0 | 0
Friday | 4 | 1 | 12 | 2172 | 0 | 0 | 0 | 0 | 0 | 0 | 0 | 0 | 0 | 0 | 0 | 0 | 0 | 0 | 0 | 0 | 0 | 0 | 0 | 0 | 0 |  | 0 | 0 | 0 | 0 | 0 | 0 | 0 | 0 |  |  |  |  | 0 | 0 | 0 | 0 | 0 | 0 | 1 | 0 |  | 1 | 1 | 1 | 1 | #VALUE! | #VALUE! | 0 | 0 | 0 | 0 | 0 | 0 | 0 | 0 | 0 | 0 | 0 | 0 | 0 | 0 | 0 | 0 | 0 | 0 | 0 | 0 | 0 | 0 | 0 | 0 | 0
Friday | 4 | 1 | 13 | 2173 | 0 | 0 | 0 | 0 | 0 | 0 | 0 | 0 | 0 | 0 | 0 | 0 | 0 | 0 | 0 | 0 | 0 | 0 | 0 | 0 | 0 |  | 0 | 0 | 0 | 0 | 0 | 0 | 0 | 0 |  |  |  |  | 0 | 0 | 0 | 0 | 0 | 0 | 1 | 0 |  | 1 | 1 | 1 | 1 | #VALUE! | #VALUE! | 0 | 0 | 0 | 0 | 0 | 0 | 0 | 0 | 0 | 0 | 0 | 0 | 0 | 0 | 0 | 0 | 0 | 0 | 0 | 0 | 0 | 0 | 0 | 0 | 0
Friday | 4 | 1 | 14 | 2174 | 0 | 0 | 0 | 0 | 0 | 0 | 0 | 0 | 0 | 0 | 0 | 0 | 0 | 0 | 0 | 0 | 0 | 0 | 0 | 0 | 0 |  | 0 | 0 | 0 | 0 | 0 | 0 | 0 | 0 |  |  |  |  | 0 | 0 | 0 | 0 | 0 | 0 | 1 | 0 |  | 1 | 1 | 1 | 1 | #VALUE! | #VALUE! | 0 | 0 | 0 | 0 | 0 | 0 | 0 | 0 | 0 | 0 | 0 | 0 | 0 | 0 | 0 | 0 | 0 | 0 | 0 | 0 | 0 | 0 | 0 | 0 | 0
Friday | 4 | 1 | 15 | 2175 | 0 | 0 | 0 | 0 | 0 | 0 | 0 | 0 | 0 | 0 | 0 | 0 | 0 | 0 | 0 | 0 | 0 | 0 | 0 | 0 | 0 |  | 0 | 0 | 0 | 0 | 0 | 0 | 0 | 0 |  |  |  |  | 0 | 0 | 0 | 0 | 0 | 0 | 1 | 0 |  | 1 | 1 | 1 | 1 | #VALUE! | #VALUE! | 0 | 0 | 0 | 0 | 0 | 0 | 0 | 0 | 0 | 0 | 0 | 0 | 0 | 0 | 0 | 0 | 0 | 0 | 0 | 0 | 0 | 0 | 0 | 0 | 0
Friday | 4 | 1 | 16 | 2176 | 0 | 0 | 0 | 0 | 0 | 0 | 0 | 0 | 0 | 0 | 0 | 0 | 0 | 0 | 0 | 0 | 0 | 0 | 0 | 0 | 0 |  | 0 | 0 | 0 | 0 | 0 | 0 | 0 | 0 |  |  |  |  | 0 | 0 | 0 | 0 | 0 | 0 | 1 | 0 |  | 1 | 1 | 1 | 1 | #VALUE! | #VALUE! | 0 | 0 | 0 | 0 | 0 | 0 | 0 | 0 | 0 | 0 | 0 | 0 | 0 | 0 | 0 | 0 | 0 | 0 | 0 | 0 | 0 | 0 | 0 | 0 | 0
Friday | 4 | 1 | 17 | 2177 | 0 | 0 | 0 | 0 | 0 | 0 | 0 | 0 | 0 | 0 | 0 | 0 | 0 | 0 | 0 | 0 | 0 | 0 | 0 | 0 | 0 |  | 0 | 0 | 0 | 0 | 0 | 0 | 0 | 0 |  |  |  |  | 0 | 0 | 0 | 0 | 0 | 0 | 1 | 0 |  | 1 | 1 | 1 | 1 | #VALUE! | #VALUE! | 0 | 0 | 0 | 0 | 0 | 0 | 0 | 0 | 0 | 0 | 0 | 0 | 0 | 0 | 0 | 0 | 0 | 0 | 0 | 0 | 0 | 0 | 0 | 0 | 0
Friday | 4 | 1 | 18 | 2178 | 0 | 0 | 0 | 0 | 0 | 0 | 0 | 0 | 0 | 0 | 0 | 0 | 0 | 0 | 0 | 0 | 0 | 0 | 0 | 0 | 0 |  | 0 | 0 | 0 | 0 | 0 | 0 | 0 | 0 |  |  |  |  | 0 | 0 | 0 | 0 | 0 | 0 | 1 | 0 |  | 1 | 1 | 1 | 1 | #VALUE! | #VALUE! | 0 | 0 | 0 | 0 | 0 | 0 | 0 | 0 | 0 | 0 | 0 | 0 | 0 | 0 | 0 | 0 | 0 | 0 | 0 | 0 | 0 | 0 | 0 | 0 | 0
Friday | 4 | 1 | 19 | 2179 | 0 | 0 | 0 | 0 | 0 | 0 | 0 | 0 | 0 | 0 | 0 | 0 | 0 | 0 | 0 | 0 | 0 | 0 | 0 | 0 | 0 |  | 0 | 0 | 0 | 0 | 0 | 0 | 0 | 0 |  |  |  |  | 0 | 0 | 0 | 0 | 0 | 0 | 1 | 0 |  | 1 | 1 | 1 | 1 | #VALUE! | #VALUE! | 0 | 0 | 0 | 0 | 0 | 0 | 0 | 0 | 0 | 0 | 0 | 0 | 0 | 0 | 0 | 0 | 0 | 0 | 0 | 0 | 0 | 0 | 0 | 0 | 0
Friday | 4 | 1 | 20 | 2180 | 0 | 0 | 0 | 0 | 0 | 0 | 0 | 0 | 0 | 0 | 0 | 0 | 0 | 0 | 0 | 0 | 0 | 0 | 0 | 0 | 0 |  | 0 | 0 | 0 | 0 | 0 | 0 | 0 | 0 |  |  |  |  | 0 | 0 | 0 | 0 | 0 | 0 | 1 | 0 |  | 1 | 1 | 1 | 1 | #VALUE! | #VALUE! | 0 | 0 | 0 | 0 | 0 | 0 | 0 | 0 | 0 | 0 | 0 | 0 | 0 | 0 | 0 | 0 | 0 | 0 | 0 | 0 | 0 | 0 | 0 | 0 | 0
Friday | 4 | 1 | 21 | 2181 | 0 | 0 | 0 | 0 | 0 | 0 | 0 | 0 | 0 | 0 | 0 | 0 | 0 | 0 | 0 | 0 | 0 | 0 | 0 | 0 | 0 |  | 0 | 0 | 0 | 0 | 0 | 0 | 0 | 0 |  |  |  |  | 0 | 0 | 0 | 0 | 0 | 0 | 1 | 0 |  | 1 | 1 | 1 | 1 | #VALUE! | #VALUE! | 0 | 0 | 0 | 0 | 0 | 0 | 0 | 0 | 0 | 0 | 0 | 0 | 0 | 0 | 0 | 0 | 0 | 0 | 0 | 0 | 0 | 0 | 0 | 0 | 0
Friday | 4 | 1 | 22 | 2182 | 0 | 0 | 0 | 0 | 0 | 0 | 0 | 0 | 0 | 0 | 0 | 0 | 0 | 0 | 0 | 0 | 0 | 0 | 0 | 0 | 0 |  | 0 | 0 | 0 | 0 | 0 | 0 | 0 | 0 |  |  |  |  | 0 | 0 | 0 | 0 | 0 | 0 | 1 | 0 |  | 1 | 1 | 1 | 1 | #VALUE! | #VALUE! | 0 | 0 | 0 | 0 | 0 | 0 | 0 | 0 | 0 | 0 | 0 | 0 | 0 | 0 | 0 | 0 | 0 | 0 | 0 | 0 | 0 | 0 | 0 | 0 | 0
Friday | 4 | 1 | 23 | 2183 | 0 | 0 | 0 | 0 | 0 | 0 | 0 | 0 | 0 | 0 | 0 | 0 | 0 | 0 | 0 | 0 | 0 | 0 | 0 | 0 | 0 |  | 0 | 0 | 0 | 0 | 0 | 0 | 0 | 0 |  |  |  |  | 0 | 0 | 0 | 0 | 0 | 0 | 0 | 1 |  | 1 | 1 | 1 | 1 | 1 | 1 | 0 | 0 | 0 | 0 | 0 | 0 | 0 | 0 | 0 | 0 | 0 | 0 | 0 | 0 | 0 | 0 | 0 | 0 | 0 | 0 | 0 | 0 | 0 | 0 | 0
Friday | 4 | 1 | 24 | 2184 | 0 | 0 | 0 | 0 | 0 | 0 | 0 | 0 | 0 | 0 | 0 | 0 | 0 | 0 | 0 | 0 | 0 | 0 | 0 | 0 | 0 |  | 0 | 0 | 0 | 0 | 0 | 0 | 0 | 0 |  |  |  |  | 0 | 0 | 0 | 0 | 0 | 0 | 0 | 1 |  | 1 | 1 | 1 | 1 | 1 | 1 | 0 | 0 | 0 | 0 | 0 | 0 | 0 | 0 | 0 | 0 | 0 | 0 | 0 | 0 | 0 | 0 | 0 | 0 | 0 | 0 | 0 | 0 | 0 | 0 | 0
Saturday | 4 | 2 | 1 | 2185 | 0 | 0 | 0 | 0 | 0 | 0 | 0 | 0 | 0 | 0 | 0 | 0 | 0 | 0 | 0 | 0 | 0 | 0 | 0 | 0 | 0 |  | 0 | 0 | 0 | 0 | 0 | 0 | 0 | 0 |  |  |  |  | 0 | 0 | 0 | 0 | 0 | 0 | 0 | 1 |  | 1 | 1 | 1 | 1 | 1 | 1 | 0 | 0 | 0 | 0 | 0 | 0 | 0 | 0 | 0 | 0 | 0 | 0 | 0 | 0 | 0 | 0 | 0 | 0 | 0 | 0 | 0 | 0 | 0 | 0 | 0
Saturday | 4 | 2 | 2 | 2186 | 0 | 0 | 0 | 0 | 0 | 0 | 0 | 0 | 0 | 0 | 0 | 0 | 0 | 0 | 0 | 0 | 0 | 0 | 0 | 0 | 0 |  | 0 | 0 | 0 | 0 | 0 | 0 | 0 | 0 |  |  |  |  | 0 | 0 | 0 | 0 | 0 | 0 | 0 | 1 |  | 1 | 1 | 1 | 1 | 1 | 1 | 0 | 0 | 0 | 0 | 0 | 0 | 0 | 0 | 0 | 0 | 0 | 0 | 0 | 0 | 0 | 0 | 0 | 0 | 0 | 0 | 0 | 0 | 0 | 0 | 0
Saturday | 4 | 2 | 3 | 2187 | 0 | 0 | 0 | 0 | 0 | 0 | 0 | 0 | 0 | 0 | 0 | 0 | 0 | 0 | 0 | 0 | 0 | 0 | 0 | 0 | 0 |  | 0 | 0 | 0 | 0 | 0 | 0 | 0 | 0 |  |  |  |  | 0 | 0 | 0 | 0 | 0 | 0 | 0 | 1 |  | 1 | 1 | 1 | 1 | 1 | 1 | 0 | 0 | 0 | 0 | 0 | 0 | 0 | 0 | 0 | 0 | 0 | 0 | 0 | 0 | 0 | 0 | 0 | 0 | 0 | 0 | 0 | 0 | 0 | 0 | 0
Saturday | 4 | 2 | 4 | 2188 | 0 | 0 | 0 | 0 | 0 | 0 | 0 | 0 | 0 | 0 | 0 | 0 | 0 | 0 | 0 | 0 | 0 | 0 | 0 | 0 | 0 |  | 0 | 0 | 0 | 0 | 0 | 0 | 0 | 0 |  |  |  |  | 0 | 0 | 0 | 0 | 0 | 0 | 0 | 1 |  | 1 | 1 | 1 | 1 | 1 | 1 | 0 | 0 | 0 | 0 | 0 | 0 | 0 | 0 | 0 | 0 | 0 | 0 | 0 | 0 | 0 | 0 | 0 | 0 | 0 | 0 | 0 | 0 | 0 | 0 | 0
Saturday | 4 | 2 | 5 | 2189 | 0 | 0 | 0 | 0 | 0 | 0 | 0 | 0 | 0 | 0 | 0 | 0 | 0 | 0 | 0 | 0 | 0 | 0 | 0 | 0 | 0 |  | 0 | 0 | 0 | 0 | 0 | 0 | 0 | 0 |  |  |  |  | 0 | 0 | 0 | 0 | 0 | 0 | 0 | 1 |  | 1 | 1 | 1 | 1 | 1 | 1 | 0 | 0 | 0 | 0 | 0 | 0 | 0 | 0 | 0 | 0 | 0 | 0 | 0 | 0 | 0 | 0 | 0 | 0 | 0 | 0 | 0 | 0 | 0 | 0 | 0
Saturday | 4 | 2 | 6 | 2190 | 0 | 0 | 0 | 0 | 0 | 0 | 0 | 0 | 0 | 0 | 0 | 0 | 0 | 0 | 0 | 0 | 0 | 0 | 0 | 0 | 0 |  | 0 | 0 | 0 | 0 | 0 | 0 | 0 | 0 |  |  |  |  | 0 | 0 | 0 | 0 | 0 | 0 | 0 | 1 |  | 1 | 1 | 1 | 1 | 1 | 1 | 0 | 0 | 0 | 0 | 0 | 0 | 0 | 0 | 0 | 0 | 0 | 0 | 0 | 0 | 0 | 0 | 0 | 0 | 0 | 0 | 0 | 0 | 0 | 0 | 0
Saturday | 4 | 2 | 7 | 2191 | 0 | 0 | 0 | 0 | 0 | 0 | 0 | 0 | 0 | 0 | 0 | 0 | 0 | 0 | 0 | 0 | 0 | 0 | 0 | 0 | 0 |  | 0 | 0 | 0 | 0 | 0 | 0 | 0 | 0 |  |  |  |  | 0 | 0 | 0 | 0 | 0 | 0 | 0 | 1 |  | 1 | 1 | 1 | 1 | 1 | 1 | 0 | 0 | 0 | 0 | 0 | 0 | 0 | 0 | 0 | 0 | 0 | 0 | 0 | 0 | 0 | 0 | 0 | 0 | 0 | 0 | 0 | 0 | 0 | 0 | 0
Saturday | 4 | 2 | 8 | 2192 | 0 | 0 | 0 | 0 | 0 | 0 | 0 | 0 | 0 | 0 | 0 | 0 | 0 | 0 | 0 | 0 | 0 | 0 | 0 | 0 | 0 |  | 0 | 0 | 0 | 0 | 0 | 0 | 0 | 0 |  |  |  |  | 0 | 0 | 0 | 0 | 0 | 0 | 0 | 1 |  | 1 | 1 | 1 | 1 | 1 | 1 | 0 | 0 | 0 | 0 | 0 | 0 | 0 | 0 | 0 | 0 | 0 | 0 | 0 | 0 | 0 | 0 | 0 | 0 | 0 | 0 | 0 | 0 | 0 | 0 | 0
Saturday | 4 | 2 | 9 | 2193 | 0 | 0 | 0 | 0 | 0 | 0 | 0 | 0 | 0 | 0 | 0 | 0 | 0 | 0 | 0 | 0 | 0 | 0 | 0 | 0 | 0 |  | 0 | 0 | 0 | 0 | 0 | 0 | 0 | 0 |  |  |  |  | 0 | 0 | 0 | 0 | 0 | 0 | 0 | 1 |  | 1 | 1 | 1 | 1 | 1 | 1 | 0 | 0 | 0 | 0 | 0 | 0 | 0 | 0 | 0 | 0 | 0 | 0 | 0 | 0 | 0 | 0 | 0 | 0 | 0 | 0 | 0 | 0 | 0 | 0 | 0
Saturday | 4 | 2 | 10 | 2194 | 0 | 0 | 0 | 0 | 0 | 0 | 0 | 0 | 0 | 0 | 0 | 0 | 0 | 0 | 0 | 0 | 0 | 0 | 0 | 0 | 0 |  | 0 | 0 | 0 | 0 | 0 | 0 | 0 | 0 |  |  |  |  | 0 | 0 | 0 | 0 | 0 | 0 | 0 | 1 |  | 1 | 1 | 1 | 1 | 1 | 1 | 0 | 0 | 0 | 0 | 0 | 0 | 0 | 0 | 0 | 0 | 0 | 0 | 0 | 0 | 0 | 0 | 0 | 0 | 0 | 0 | 0 | 0 | 0 | 0 | 0
Saturday | 4 | 2 | 11 | 2195 | 0 | 0 | 0 | 0 | 0 | 0 | 0 | 0 | 0 | 0 | 0 | 0 | 0 | 0 | 0 | 0 | 0 | 0 | 0 | 0 | 0 |  | 0 | 0 | 0 | 0 | 0 | 0 | 0 | 0 |  |  |  |  | 0 | 0 | 0 | 0 | 0 | 0 | 0 | 1 |  | 1 | 1 | 1 | 1 | 1 | 1 | 0 | 0 | 0 | 0 | 0 | 0 | 0 | 0 | 0 | 0 | 0 | 0 | 0 | 0 | 0 | 0 | 0 | 0 | 0 | 0 | 0 | 0 | 0 | 0 | 0
Saturday | 4 | 2 | 12 | 2196 | 0 | 0 | 0 | 0 | 0 | 0 | 0 | 0 | 0 | 0 | 0 | 0 | 0 | 0 | 0 | 0 | 0 | 0 | 0 | 0 | 0 |  | 0 | 0 | 0 | 0 | 0 | 0 | 0 | 0 |  |  |  |  | 0 | 0 | 0 | 0 | 0 | 0 | 0 | 1 |  | 1 | 1 | 1 | 1 | 1 | 1 | 0 | 0 | 0 | 0 | 0 | 0 | 0 | 0 | 0 | 0 | 0 | 0 | 0 | 0 | 0 | 0 | 0 | 0 | 0 | 0 | 0 | 0 | 0 | 0 | 0
Saturday | 4 | 2 | 13 | 2197 | 0 | 0 | 0 | 0 | 0 | 0 | 0 | 0 | 0 | 0 | 0 | 0 | 0 | 0 | 0 | 0 | 0 | 0 | 0 | 0 | 0 |  | 0 | 0 | 0 | 0 | 0 | 0 | 0 | 0 |  |  |  |  | 0 | 0 | 0 | 0 | 0 | 0 | 0 | 1 |  | 1 | 1 | 1 | 1 | 1 | 1 | 0 | 0 | 0 | 0 | 0 | 0 | 0 | 0 | 0 | 0 | 0 | 0 | 0 | 0 | 0 | 0 | 0 | 0 | 0 | 0 | 0 | 0 | 0 | 0 | 0
Saturday | 4 | 2 | 14 | 2198 | 0 | 0 | 0 | 0 | 0 | 0 | 0 | 0 | 0 | 0 | 0 | 0 | 0 | 0 | 0 | 0 | 0 | 0 | 0 | 0 | 0 |  | 0 | 0 | 0 | 0 | 0 | 0 | 0 | 0 |  |  |  |  | 0 | 0 | 0 | 0 | 0 | 0 | 0 | 1 |  | 1 | 1 | 1 | 1 | 1 | 1 | 0 | 0 | 0 | 0 | 0 | 0 | 0 | 0 | 0 | 0 | 0 | 0 | 0 | 0 | 0 | 0 | 0 | 0 | 0 | 0 | 0 | 0 | 0 | 0 | 0
Saturday | 4 | 2 | 15 | 2199 | 0 | 0 | 0 | 0 | 0 | 0 | 0 | 0 | 0 | 0 | 0 | 0 | 0 | 0 | 0 | 0 | 0 | 0 | 0 | 0 | 0 |  | 0 | 0 | 0 | 0 | 0 | 0 | 0 | 0 |  |  |  |  | 0 | 0 | 0 | 0 | 0 | 0 | 0 | 1 |  | 1 | 1 | 1 | 1 | 1 | 1 | 0 | 0 | 0 | 0 | 0 | 0 | 0 | 0 | 0 | 0 | 0 | 0 | 0 | 0 | 0 | 0 | 0 | 0 | 0 | 0 | 0 | 0 | 0 | 0 | 0
Saturday | 4 | 2 | 16 | 2200 | 0 | 0 | 0 | 0 | 0 | 0 | 0 | 0 | 0 | 0 | 0 | 0 | 0 | 0 | 0 | 0 | 0 | 0 | 0 | 0 | 0 |  | 0 | 0 | 0 | 0 | 0 | 0 | 0 | 0 |  |  |  |  | 0 | 0 | 0 | 0 | 0 | 0 | 0 | 1 |  | 1 | 1 | 1 | 1 | 1 | 1 | 0 | 0 | 0 | 0 | 0 | 0 | 0 | 0 | 0 | 0 | 0 | 0 | 0 | 0 | 0 | 0 | 0 | 0 | 0 | 0 | 0 | 0 | 0 | 0 | 0
Saturday | 4 | 2 | 17 | 2201 | 0 | 0 | 0 | 0 | 0 | 0 | 0 | 0 | 0 | 0 | 0 | 0 | 0 | 0 | 0 | 0 | 0 | 0 | 0 | 0 | 0 |  | 0 | 0 | 0 | 0 | 0 | 0 | 0 | 0 |  |  |  |  | 0 | 0 | 0 | 0 | 0 | 0 | 0 | 1 |  | 1 | 1 | 1 | 1 | 1 | 1 | 0 | 0 | 0 | 0 | 0 | 0 | 0 | 0 | 0 | 0 | 0 | 0 | 0 | 0 | 0 | 0 | 0 | 0 | 0 | 0 | 0 | 0 | 0 | 0 | 0
Saturday | 4 | 2 | 18 | 2202 | 0 | 0 | 0 | 0 | 0 | 0 | 0 | 0 | 0 | 0 | 0 | 0 | 0 | 0 | 0 | 0 | 0 | 0 | 0 | 0 | 0 |  | 0 | 0 | 0 | 0 | 0 | 0 | 0 | 0 |  |  |  |  | 0 | 0 | 0 | 0 | 0 | 0 | 0 | 1 |  | 1 | 1 | 1 | 1 | 1 | 1 | 0 | 0 | 0 | 0 | 0 | 0 | 0 | 0 | 0 | 0 | 0 | 0 | 0 | 0 | 0 | 0 | 0 | 0 | 0 | 0 | 0 | 0 | 0 | 0 | 0
Saturday | 4 | 2 | 19 | 2203 | 0 | 0 | 0 | 0 | 0 | 0 | 0 | 0 | 0 | 0 | 0 | 0 | 0 | 0 | 0 | 0 | 0 | 0 | 0 | 0 | 0 |  | 0 | 0 | 0 | 0 | 0 | 0 | 0 | 0 |  |  |  |  | 0 | 0 | 0 | 0 | 0 | 0 | 0 | 1 |  | 1 | 1 | 1 | 1 | 1 | 1 | 0 | 0 | 0 | 0 | 0 | 0 | 0 | 0 | 0 | 0 | 0 | 0 | 0 | 0 | 0 | 0 | 0 | 0 | 0 | 0 | 0 | 0 | 0 | 0 | 0
Saturday | 4 | 2 | 20 | 2204 | 0 | 0 | 0 | 0 | 0 | 0 | 0 | 0 | 0 | 0 | 0 | 0 | 0 | 0 | 0 | 0 | 0 | 0 | 0 | 0 | 0 |  | 0 | 0 | 0 | 0 | 0 | 0 | 0 | 0 |  |  |  |  | 0 | 0 | 0 | 0 | 0 | 0 | 0 | 1 |  | 1 | 1 | 1 | 1 | 1 | 1 | 0 | 0 | 0 | 0 | 0 | 0 | 0 | 0 | 0 | 0 | 0 | 0 | 0 | 0 | 0 | 0 | 0 | 0 | 0 | 0 | 0 | 0 | 0 | 0 | 0
Saturday | 4 | 2 | 21 | 2205 | 0 | 0 | 0 | 0 | 0 | 0 | 0 | 0 | 0 | 0 | 0 | 0 | 0 | 0 | 0 | 0 | 0 | 0 | 0 | 0 | 0 |  | 0 | 0 | 0 | 0 | 0 | 0 | 0 | 0 |  |  |  |  | 0 | 0 | 0 | 0 | 0 | 0 | 0 | 1 |  | 1 | 1 | 1 | 1 | 1 | 1 | 0 | 0 | 0 | 0 | 0 | 0 | 0 | 0 | 0 | 0 | 0 | 0 | 0 | 0 | 0 | 0 | 0 | 0 | 0 | 0 | 0 | 0 | 0 | 0 | 0
Saturday | 4 | 2 | 22 | 2206 | 0 | 0 | 0 | 0 | 0 | 0 | 0 | 0 | 0 | 0 | 0 | 0 | 0 | 0 | 0 | 0 | 0 | 0 | 0 | 0 | 0 |  | 0 | 0 | 0 | 0 | 0 | 0 | 0 | 0 |  |  |  |  | 0 | 0 | 0 | 0 | 0 | 0 | 0 | 1 |  | 1 | 1 | 1 | 1 | 1 | 1 | 0 | 0 | 0 | 0 | 0 | 0 | 0 | 0 | 0 | 0 | 0 | 0 | 0 | 0 | 0 | 0 | 0 | 0 | 0 | 0 | 0 | 0 | 0 | 0 | 0
Saturday | 4 | 2 | 23 | 2207 | 0 | 0 | 0 | 0 | 0 | 0 | 0 | 0 | 0 | 0 | 0 | 0 | 0 | 0 | 0 | 0 | 0 | 0 | 0 | 0 | 0 |  | 0 | 0 | 0 | 0 | 0 | 0 | 0 | 0 |  |  |  |  | 0 | 0 | 0 | 0 | 0 | 0 | 0 | 1 |  | 1 | 1 | 1 | 1 | 1 | 1 | 0 | 0 | 0 | 0 | 0 | 0 | 0 | 0 | 0 | 0 | 0 | 0 | 0 | 0 | 0 | 0 | 0 | 0 | 0 | 0 | 0 | 0 | 0 | 0 | 0
Saturday | 4 | 2 | 24 | 2208 | 0 | 0 | 0 | 0 | 0 | 0 | 0 | 0 | 0 | 0 | 0 | 0 | 0 | 0 | 0 | 0 | 0 | 0 | 0 | 0 | 0 |  | 0 | 0 | 0 | 0 | 0 | 0 | 0 | 0 |  |  |  |  | 0 | 0 | 0 | 0 | 0 | 0 | 0 | 1 |  | 1 | 1 | 1 | 1 | 1 | 1 | 0 | 0 | 0 | 0 | 0 | 0 | 0 | 0 | 0 | 0 | 0 | 0 | 0 | 0 | 0 | 0 | 0 | 0 | 0 | 0 | 0 | 0 | 0 | 0 | 0
Sunday | 4 | 3 | 1 | 2209 | 0 | 0 | 0 | 0 | 0 | 0 | 0 | 0 | 0 | 0 | 0 | 0 | 0 | 0 | 0 | 0 | 0 | 0 | 0 | 0 | 0 |  | 0 | 0 | 0 | 0 | 0 | 0 | 0 | 0 |  |  |  |  | 0 | 0 | 0 | 0 | 0 | 0 | 0 | 1 |  | 1 | 1 | 1 | 1 | 1 | 1 | 0 | 0 | 0 | 0 | 0 | 0 | 0 | 0 | 0 | 0 | 0 | 0 | 0 | 0 | 0 | 0 | 0 | 0 | 0 | 0 | 0 | 0 | 0 | 0 | 0
Sunday | 4 | 3 | 2 | 2210 | 0 | 0 | 0 | 0 | 0 | 0 | 0 | 0 | 0 | 0 | 0 | 0 | 0 | 0 | 0 | 0 | 0 | 0 | 0 | 0 | 0 |  | 0 | 0 | 0 | 0 | 0 | 0 | 0 | 0 |  |  |  |  | 0 | 0 | 0 | 0 | 0 | 0 | 0 | 1 |  | 1 | 1 | 1 | 1 | 1 | 1 | 0 | 0 | 0 | 0 | 0 | 0 | 0 | 0 | 0 | 0 | 0 | 0 | 0 | 0 | 0 | 0 | 0 | 0 | 0 | 0 | 0 | 0 | 0 | 0 | 0
Sunday | 4 | 3 | 3 | 2211 | 0 | 0 | 0 | 0 | 0 | 0 | 0 | 0 | 0 | 0 | 0 | 0 | 0 | 0 | 0 | 0 | 0 | 0 | 0 | 0 | 0 |  | 0 | 0 | 0 | 0 | 0 | 0 | 0 | 0 |  |  |  |  | 0 | 0 | 0 | 0 | 0 | 0 | 0 | 1 |  | 1 | 1 | 1 | 1 | 1 | 1 | 0 | 0 | 0 | 0 | 0 | 0 | 0 | 0 | 0 | 0 | 0 | 0 | 0 | 0 | 0 | 0 | 0 | 0 | 0 | 0 | 0 | 0 | 0 | 0 | 0
Sunday | 4 | 3 | 4 | 2212 | 0 | 0 | 0 | 0 | 0 | 0 | 0 | 0 | 0 | 0 | 0 | 0 | 0 | 0 | 0 | 0 | 0 | 0 | 0 | 0 | 0 |  | 0 | 0 | 0 | 0 | 0 | 0 | 0 | 0 |  |  |  |  | 0 | 0 | 0 | 0 | 0 | 0 | 0 | 1 |  | 1 | 1 | 1 | 1 | 1 | 1 | 0 | 0 | 0 | 0 | 0 | 0 | 0 | 0 | 0 | 0 | 0 | 0 | 0 | 0 | 0 | 0 | 0 | 0 | 0 | 0 | 0 | 0 | 0 | 0 | 0
Sunday | 4 | 3 | 5 | 2213 | 0 | 0 | 0 | 0 | 0 | 0 | 0 | 0 | 0 | 0 | 0 | 0 | 0 | 0 | 0 | 0 | 0 | 0 | 0 | 0 | 0 |  | 0 | 0 | 0 | 0 | 0 | 0 | 0 | 0 |  |  |  |  | 0 | 0 | 0 | 0 | 0 | 0 | 0 | 1 |  | 1 | 1 | 1 | 1 | 1 | 1 | 0 | 0 | 0 | 0 | 0 | 0 | 0 | 0 | 0 | 0 | 0 | 0 | 0 | 0 | 0 | 0 | 0 | 0 | 0 | 0 | 0 | 0 | 0 | 0 | 0
Sunday | 4 | 3 | 6 | 2214 | 0 | 0 | 0 | 0 | 0 | 0 | 0 | 0 | 0 | 0 | 0 | 0 | 0 | 0 | 0 | 0 | 0 | 0 | 0 | 0 | 0 |  | 0 | 0 | 0 | 0 | 0 | 0 | 0 | 0 |  |  |  |  | 0 | 0 | 0 | 0 | 0 | 0 | 0 | 1 |  | 1 | 1 | 1 | 1 | 1 | 1 | 0 | 0 | 0 | 0 | 0 | 0 | 0 | 0 | 0 | 0 | 0 | 0 | 0 | 0 | 0 | 0 | 0 | 0 | 0 | 0 | 0 | 0 | 0 | 0 | 0
Sunday | 4 | 3 | 7 | 2215 | 0 | 0 | 0 | 0 | 0 | 0 | 0 | 0 | 0 | 0 | 0 | 0 | 0 | 0 | 0 | 0 | 0 | 0 | 0 | 0 | 0 |  | 0 | 0 | 0 | 0 | 0 | 0 | 0 | 0 |  |  |  |  | 0 | 0 | 0 | 0 | 0 | 0 | 0 | 1 |  | 1 | 1 | 1 | 1 | 1 | 1 | 0 | 0 | 0 | 0 | 0 | 0 | 0 | 0 | 0 | 0 | 0 | 0 | 0 | 0 | 0 | 0 | 0 | 0 | 0 | 0 | 0 | 0 | 0 | 0 | 0
Sunday | 4 | 3 | 8 | 2216 | 0 | 0 | 0 | 0 | 0 | 0 | 0 | 0 | 0 | 0 | 0 | 0 | 0 | 0 | 0 | 0 | 0 | 0 | 0 | 0 | 0 |  | 0 | 0 | 0 | 0 | 0 | 0 | 0 | 0 |  |  |  |  | 0 | 0 | 0 | 0 | 0 | 0 | 0 | 1 |  | 1 | 1 | 1 | 1 | 1 | 1 | 0 | 0 | 0 | 0 | 0 | 0 | 0 | 0 | 0 | 0 | 0 | 0 | 0 | 0 | 0 | 0 | 0 | 0 | 0 | 0 | 0 | 0 | 0 | 0 | 0
Sunday | 4 | 3 | 9 | 2217 | 0 | 0 | 0 | 0 | 0 | 0 | 0 | 0 | 0 | 0 | 0 | 0 | 0 | 0 | 0 | 0 | 0 | 0 | 0 | 0 | 0 |  | 0 | 0 | 0 | 0 | 0 | 0 | 0 | 0 |  |  |  |  | 0 | 0 | 0 | 0 | 0 | 0 | 0 | 1 |  | 1 | 1 | 1 | 1 | 1 | 1 | 0 | 0 | 0 | 0 | 0 | 0 | 0 | 0 | 0 | 0 | 0 | 0 | 0 | 0 | 0 | 0 | 0 | 0 | 0 | 0 | 0 | 0 | 0 | 0 | 0
Sunday | 4 | 3 | 10 | 2218 | 0 | 0 | 0 | 0 | 0 | 0 | 0 | 0 | 0 | 0 | 0 | 0 | 0 | 0 | 0 | 0 | 0 | 0 | 0 | 0 | 0 |  | 0 | 0 | 0 | 0 | 0 | 0 | 0 | 0 |  |  |  |  | 0 | 0 | 0 | 0 | 0 | 0 | 0 | 1 |  | 1 | 1 | 1 | 1 | 1 | 1 | 0 | 0 | 0 | 0 | 0 | 0 | 0 | 0 | 0 | 0 | 0 | 0 | 0 | 0 | 0 | 0 | 0 | 0 | 0 | 0 | 0 | 0 | 0 | 0 | 0
Sunday | 4 | 3 | 11 | 2219 | 0 | 0 | 0 | 0 | 0 | 0 | 0 | 0 | 0 | 0 | 0 | 0 | 0 | 0 | 0 | 0 | 0 | 0 | 0 | 0 | 0 |  | 0 | 0 | 0 | 0 | 0 | 0 | 0 | 0 |  |  |  |  | 0 | 0 | 0 | 0 | 0 | 0 | 0 | 1 |  | 1 | 1 | 1 | 1 | 1 | 1 | 0 | 0 | 0 | 0 | 0 | 0 | 0 | 0 | 0 | 0 | 0 | 0 | 0 | 0 | 0 | 0 | 0 | 0 | 0 | 0 | 0 | 0 | 0 | 0 | 0
Sunday | 4 | 3 | 12 | 2220 | 0 | 0 | 0 | 0 | 0 | 0 | 0 | 0 | 0 | 0 | 0 | 0 | 0 | 0 | 0 | 0 | 0 | 0 | 0 | 0 | 0 |  | 0 | 0 | 0 | 0 | 0 | 0 | 0 | 0 |  |  |  |  | 0 | 0 | 0 | 0 | 0 | 0 | 0 | 1 |  | 1 | 1 | 1 | 1 | 1 | 1 | 0 | 0 | 0 | 0 | 0 | 0 | 0 | 0 | 0 | 0 | 0 | 0 | 0 | 0 | 0 | 0 | 0 | 0 | 0 | 0 | 0 | 0 | 0 | 0 | 0
Sunday | 4 | 3 | 13 | 2221 | 0 | 0 | 0 | 0 | 0 | 0 | 0 | 0 | 0 | 0 | 0 | 0 | 0 | 0 | 0 | 0 | 0 | 0 | 0 | 0 | 0 |  | 0 | 0 | 0 | 0 | 0 | 0 | 0 | 0 |  |  |  |  | 0 | 0 | 0 | 0 | 0 | 0 | 0 | 1 |  | 1 | 1 | 1 | 1 | 1 | 1 | 0 | 0 | 0 | 0 | 0 | 0 | 0 | 0 | 0 | 0 | 0 | 0 | 0 | 0 | 0 | 0 | 0 | 0 | 0 | 0 | 0 | 0 | 0 | 0 | 0
Sunday | 4 | 3 | 14 | 2222 | 0 | 0 | 0 | 0 | 0 | 0 | 0 | 0 | 0 | 0 | 0 | 0 | 0 | 0 | 0 | 0 | 0 | 0 | 0 | 0 | 0 |  | 0 | 0 | 0 | 0 | 0 | 0 | 0 | 0 |  |  |  |  | 0 | 0 | 0 | 0 | 0 | 0 | 0 | 1 |  | 1 | 1 | 1 | 1 | 1 | 1 | 0 | 0 | 0 | 0 | 0 | 0 | 0 | 0 | 0 | 0 | 0 | 0 | 0 | 0 | 0 | 0 | 0 | 0 | 0 | 0 | 0 | 0 | 0 | 0 | 0
Sunday | 4 | 3 | 15 | 2223 | 0 | 0 | 0 | 0 | 0 | 0 | 0 | 0 | 0 | 0 | 0 | 0 | 0 | 0 | 0 | 0 | 0 | 0 | 0 | 0 | 0 |  | 0 | 0 | 0 | 0 | 0 | 0 | 0 | 0 |  |  |  |  | 0 | 0 | 0 | 0 | 0 | 0 | 0 | 1 |  | 1 | 1 | 1 | 1 | 1 | 1 | 0 | 0 | 0 | 0 | 0 | 0 | 0 | 0 | 0 | 0 | 0 | 0 | 0 | 0 | 0 | 0 | 0 | 0 | 0 | 0 | 0 | 0 | 0 | 0 | 0
Sunday | 4 | 3 | 16 | 2224 | 0 | 0 | 0 | 0 | 0 | 0 | 0 | 0 | 0 | 0 | 0 | 0 | 0 | 0 | 0 | 0 | 0 | 0 | 0 | 0 | 0 |  | 0 | 0 | 0 | 0 | 0 | 0 | 0 | 0 |  |  |  |  | 0 | 0 | 0 | 0 | 0 | 0 | 0 | 1 |  | 1 | 1 | 1 | 1 | 1 | 1 | 0 | 0 | 0 | 0 | 0 | 0 | 0 | 0 | 0 | 0 | 0 | 0 | 0 | 0 | 0 | 0 | 0 | 0 | 0 | 0 | 0 | 0 | 0 | 0 | 0
Sunday | 4 | 3 | 17 | 2225 | 0 | 0 | 0 | 0 | 0 | 0 | 0 | 0 | 0 | 0 | 0 | 0 | 0 | 0 | 0 | 0 | 0 | 0 | 0 | 0 | 0 |  | 0 | 0 | 0 | 0 | 0 | 0 | 0 | 0 |  |  |  |  | 0 | 0 | 0 | 0 | 0 | 0 | 0 | 1 |  | 1 | 1 | 1 | 1 | 1 | 1 | 0 | 0 | 0 | 0 | 0 | 0 | 0 | 0 | 0 | 0 | 0 | 0 | 0 | 0 | 0 | 0 | 0 | 0 | 0 | 0 | 0 | 0 | 0 | 0 | 0
Sunday | 4 | 3 | 18 | 2226 | 0 | 0 | 0 | 0 | 0 | 0 | 0 | 0 | 0 | 0 | 0 | 0 | 0 | 0 | 0 | 0 | 0 | 0 | 0 | 0 | 0 |  | 0 | 0 | 0 | 0 | 0 | 0 | 0 | 0 |  |  |  |  | 0 | 0 | 0 | 0 | 0 | 0 | 0 | 1 |  | 1 | 1 | 1 | 1 | 1 | 1 | 0 | 0 | 0 | 0 | 0 | 0 | 0 | 0 | 0 | 0 | 0 | 0 | 0 | 0 | 0 | 0 | 0 | 0 | 0 | 0 | 0 | 0 | 0 | 0 | 0
Sunday | 4 | 3 | 19 | 2227 | 0 | 0 | 0 | 0 | 0 | 0 | 0 | 0 | 0 | 0 | 0 | 0 | 0 | 0 | 0 | 0 | 0 | 0 | 0 | 0 | 0 |  | 0 | 0 | 0 | 0 | 0 | 0 | 0 | 0 |  |  |  |  | 0 | 0 | 0 | 0 | 0 | 0 | 0 | 1 |  | 1 | 1 | 1 | 1 | 1 | 1 | 0 | 0 | 0 | 0 | 0 | 0 | 0 | 0 | 0 | 0 | 0 | 0 | 0 | 0 | 0 | 0 | 0 | 0 | 0 | 0 | 0 | 0 | 0 | 0 | 0
Sunday | 4 | 3 | 20 | 2228 | 0 | 0 | 0 | 0 | 0 | 0 | 0 | 0 | 0 | 0 | 0 | 0 | 0 | 0 | 0 | 0 | 0 | 0 | 0 | 0 | 0 |  | 0 | 0 | 0 | 0 | 0 | 0 | 0 | 0 |  |  |  |  | 0 | 0 | 0 | 0 | 0 | 0 | 0 | 1 |  | 1 | 1 | 1 | 1 | 1 | 1 | 0 | 0 | 0 | 0 | 0 | 0 | 0 | 0 | 0 | 0 | 0 | 0 | 0 | 0 | 0 | 0 | 0 | 0 | 0 | 0 | 0 | 0 | 0 | 0 | 0
Sunday | 4 | 3 | 21 | 2229 | 0 | 0 | 0 | 0 | 0 | 0 | 0 | 0 | 0 | 0 | 0 | 0 | 0 | 0 | 0 | 0 | 0 | 0 | 0 | 0 | 0 |  | 0 | 0 | 0 | 0 | 0 | 0 | 0 | 0 |  |  |  |  | 0 | 0 | 0 | 0 | 0 | 0 | 0 | 1 |  | 1 | 1 | 1 | 1 | 1 | 1 | 0 | 0 | 0 | 0 | 0 | 0 | 0 | 0 | 0 | 0 | 0 | 0 | 0 | 0 | 0 | 0 | 0 | 0 | 0 | 0 | 0 | 0 | 0 | 0 | 0
Sunday | 4 | 3 | 22 | 2230 | 0 | 0 | 0 | 0 | 0 | 0 | 0 | 0 | 0 | 0 | 0 | 0 | 0 | 0 | 0 | 0 | 0 | 0 | 0 | 0 | 0 |  | 0 | 0 | 0 | 0 | 0 | 0 | 0 | 0 |  |  |  |  | 0 | 0 | 0 | 0 | 0 | 0 | 0 | 1 |  | 1 | 1 | 1 | 1 | 1 | 1 | 0 | 0 | 0 | 0 | 0 | 0 | 0 | 0 | 0 | 0 | 0 | 0 | 0 | 0 | 0 | 0 | 0 | 0 | 0 | 0 | 0 | 0 | 0 | 0 | 0
Sunday | 4 | 3 | 23 | 2231 | 0 | 0 | 0 | 0 | 0 | 0 | 0 | 0 | 0 | 0 | 0 | 0 | 0 | 0 | 0 | 0 | 0 | 0 | 0 | 0 | 0 |  | 0 | 0 | 0 | 0 | 0 | 0 | 0 | 0 |  |  |  |  | 0 | 0 | 0 | 0 | 0 | 0 | 0 | 1 |  | 1 | 1 | 1 | 1 | 1 | 1 | 0 | 0 | 0 | 0 | 0 | 0 | 0 | 0 | 0 | 0 | 0 | 0 | 0 | 0 | 0 | 0 | 0 | 0 | 0 | 0 | 0 | 0 | 0 | 0 | 0
Sunday | 4 | 3 | 24 | 2232 | 0 | 0 | 0 | 0 | 0 | 0 | 0 | 0 | 0 | 0 | 0 | 0 | 0 | 0 | 0 | 0 | 0 | 0 | 0 | 0 | 0 |  | 0 | 0 | 0 | 0 | 0 | 0 | 0 | 0 |  |  |  |  | 0 | 0 | 0 | 0 | 0 | 0 | 0 | 1 |  | 1 | 1 | 1 | 1 | 1 | 1 | 0 | 0 | 0 | 0 | 0 | 0 | 0 | 0 | 0 | 0 | 0 | 0 | 0 | 0 | 0 | 0 | 0 | 0 | 0 | 0 | 0 | 0 | 0 | 0 | 0
Monday | 4 | 4 | 1 | 2233 | 0 | 0 | 0 | 0 | 0 | 0 | 0 | 0 | 0 | 0 | 0 | 0 | 0 | 0 | 0 | 0 | 0 | 0 | 0 | 0 | 0 |  | 0 | 0 | 0 | 0 | 0 | 0 | 0 | 0 |  |  |  |  | 0 | 0 | 0 | 0 | 0 | 0 | 0 | 1 |  | 1 | 1 | 1 | 1 | 1 | 1 | 0 | 0 | 0 | 0 | 0 | 0 | 0 | 0 | 0 | 0 | 0 | 0 | 0 | 0 | 0 | 0 | 0 | 0 | 0 | 0 | 0 | 0 | 0 | 0 | 0
Monday | 4 | 4 | 2 | 2234 | 0 | 0 | 0 | 0 | 0 | 0 | 0 | 0 | 0 | 0 | 0 | 0 | 0 | 0 | 0 | 0 | 0 | 0 | 0 | 0 | 0 |  | 0 | 0 | 0 | 0 | 0 | 0 | 0 | 0 |  |  |  |  | 0 | 0 | 0 | 0 | 0 | 0 | 0 | 1 |  | 1 | 1 | 1 | 1 | 1 | 1 | 0 | 0 | 0 | 0 | 0 | 0 | 0 | 0 | 0 | 0 | 0 | 0 | 0 | 0 | 0 | 0 | 0 | 0 | 0 | 0 | 0 | 0 | 0 | 0 | 0
Monday | 4 | 4 | 3 | 2235 | 0 | 0 | 0 | 0 | 0 | 0 | 0 | 0 | 0 | 0 | 0 | 0 | 0 | 0 | 0 | 0 | 0 | 0 | 0 | 0 | 0 |  | 0 | 0 | 0 | 0 | 0 | 0 | 0 | 0 |  |  |  |  | 0 | 0 | 0 | 0 | 0 | 0 | 0 | 1 |  | 1 | 1 | 1 | 1 | 1 | 1 | 0 | 0 | 0 | 0 | 0 | 0 | 0 | 0 | 0 | 0 | 0 | 0 | 0 | 0 | 0 | 0 | 0 | 0 | 0 | 0 | 0 | 0 | 0 | 0 | 0
Monday | 4 | 4 | 4 | 2236 | 0 | 0 | 0 | 0 | 0 | 0 | 0 | 0 | 0 | 0 | 0 | 0 | 0 | 0 | 0 | 0 | 0 | 0 | 0 | 0 | 0 |  | 0 | 0 | 0 | 0 | 0 | 0 | 0 | 0 |  |  |  |  | 0 | 0 | 0 | 0 | 0 | 0 | 0 | 1 |  | 1 | 1 | 1 | 1 | 1 | 1 | 0 | 0 | 0 | 0 | 0 | 0 | 0 | 0 | 0 | 0 | 0 | 0 | 0 | 0 | 0 | 0 | 0 | 0 | 0 | 0 | 0 | 0 | 0 | 0 | 0
Monday | 4 | 4 | 5 | 2237 | 0 | 0 | 0 | 0 | 0 | 0 | 0 | 0 | 0 | 0 | 0 | 0 | 0 | 0 | 0 | 0 | 0 | 0 | 0 | 0 | 0 |  | 0 | 0 | 0 | 0 | 0 | 0 | 0 | 0 |  |  |  |  | 0 | 0 | 0 | 0 | 0 | 0 | 0 | 1 |  | 1 | 1 | 1 | 1 | 1 | 1 | 0 | 0 | 0 | 0 | 0 | 0 | 0 | 0 | 0 | 0 | 0 | 0 | 0 | 0 | 0 | 0 | 0 | 0 | 0 | 0 | 0 | 0 | 0 | 0 | 0
Monday | 4 | 4 | 6 | 2238 | 0 | 0 | 0 | 0 | 0 | 0 | 0 | 0 | 0 | 0 | 0 | 0 | 0 | 0 | 0 | 0 | 0 | 0 | 0 | 0 | 0 |  | 0 | 0 | 0 | 0 | 0 | 0 | 0 | 0 |  |  |  |  | 0 | 0 | 0 | 0 | 0 | 0 | 0 | 1 |  | 1 | 1 | 1 | 1 | 1 | 1 | 0 | 0 | 0 | 0 | 0 | 0 | 0 | 0 | 0 | 0 | 0 | 0 | 0 | 0 | 0 | 0 | 0 | 0 | 0 | 0 | 0 | 0 | 0 | 0 | 0
Monday | 4 | 4 | 7 | 2239 | 0 | 0 | 0 | 0 | 0 | 0 | 0 | 0 | 0 | 0 | 0 | 0 | 0 | 0 | 0 | 0 | 0 | 0 | 0 | 0 | 0 |  | 0 | 0 | 0 | 0 | 0 | 0 | 0 | 0 |  |  |  |  | 0 | 0 | 0 | 0 | 0 | 0 | 0 | 1 |  | 1 | 1 | 1 | 1 | 1 | 1 | 0 | 0 | 0 | 0 | 0 | 0 | 0 | 0 | 0 | 0 | 0 | 0 | 0 | 0 | 0 | 0 | 0 | 0 | 0 | 0 | 0 | 0 | 0 | 0 | 0
Monday | 4 | 4 | 8 | 2240 | 0 | 0 | 0 | 0 | 0 | 0 | 0 | 0 | 0 | 0 | 0 | 0 | 0 | 0 | 0 | 0 | 0 | 0 | 0 | 0 | 0 |  | 0 | 0 | 0 | 0 | 0 | 0 | 0 | 0 |  |  |  |  | 0 | 0 | 0 | 0 | 0 | 0 | 1 | 0 |  | 1 | 1 | 1 | 1 | #VALUE! | #VALUE! | 0 | 0 | 0 | 0 | 0 | 0 | 0 | 0 | 0 | 0 | 0 | 0 | 0 | 0 | 0 | 0 | 0 | 0 | 0 | 0 | 0 | 0 | 0 | 0 | 0
Monday | 4 | 4 | 9 | 2241 | 0 | 0 | 0 | 0 | 0 | 0 | 0 | 0 | 0 | 0 | 0 | 0 | 0 | 0 | 0 | 0 | 0 | 0 | 0 | 0 | 0 |  | 0 | 0 | 0 | 0 | 0 | 0 | 0 | 0 |  |  |  |  | 0 | 0 | 0 | 0 | 0 | 0 | 1 | 0 |  | 1 | 1 | 1 | 1 | #VALUE! | #VALUE! | 0 | 0 | 0 | 0 | 0 | 0 | 0 | 0 | 0 | 0 | 0 | 0 | 0 | 0 | 0 | 0 | 0 | 0 | 0 | 0 | 0 | 0 | 0 | 0 | 0
Monday | 4 | 4 | 10 | 2242 | 0 | 0 | 0 | 0 | 0 | 0 | 0 | 0 | 0 | 0 | 0 | 0 | 0 | 0 | 0 | 0 | 0 | 0 | 0 | 0 | 0 |  | 0 | 0 | 0 | 0 | 0 | 0 | 0 | 0 |  |  |  |  | 0 | 0 | 0 | 0 | 0 | 0 | 1 | 0 |  | 1 | 1 | 1 | 1 | #VALUE! | #VALUE! | 0 | 0 | 0 | 0 | 0 | 0 | 0 | 0 | 0 | 0 | 0 | 0 | 0 | 0 | 0 | 0 | 0 | 0 | 0 | 0 | 0 | 0 | 0 | 0 | 0
Monday | 4 | 4 | 11 | 2243 | 0 | 0 | 0 | 0 | 0 | 0 | 0 | 0 | 0 | 0 | 0 | 0 | 0 | 0 | 0 | 0 | 0 | 0 | 0 | 0 | 0 |  | 0 | 0 | 0 | 0 | 0 | 0 | 0 | 0 |  |  |  |  | 0 | 0 | 0 | 0 | 0 | 0 | 1 | 0 |  | 1 | 1 | 1 | 1 | #VALUE! | #VALUE! | 0 | 0 | 0 | 0 | 0 | 0 | 0 | 0 | 0 | 0 | 0 | 0 | 0 | 0 | 0 | 0 | 0 | 0 | 0 | 0 | 0 | 0 | 0 | 0 | 0
Monday | 4 | 4 | 12 | 2244 | 0 | 0 | 0 | 0 | 0 | 0 | 0 | 0 | 0 | 0 | 0 | 0 | 0 | 0 | 0 | 0 | 0 | 0 | 0 | 0 | 0 |  | 0 | 0 | 0 | 0 | 0 | 0 | 0 | 0 |  |  |  |  | 0 | 0 | 0 | 0 | 0 | 0 | 1 | 0 |  | 1 | 1 | 1 | 1 | #VALUE! | #VALUE! | 0 | 0 | 0 | 0 | 0 | 0 | 0 | 0 | 0 | 0 | 0 | 0 | 0 | 0 | 0 | 0 | 0 | 0 | 0 | 0 | 0 | 0 | 0 | 0 | 0
Monday | 4 | 4 | 13 | 2245 | 0 | 0 | 0 | 0 | 0 | 0 | 0 | 0 | 0 | 0 | 0 | 0 | 0 | 0 | 0 | 0 | 0 | 0 | 0 | 0 | 0 |  | 0 | 0 | 0 | 0 | 0 | 0 | 0 | 0 |  |  |  |  | 0 | 0 | 0 | 0 | 0 | 0 | 1 | 0 |  | 1 | 1 | 1 | 1 | #VALUE! | #VALUE! | 0 | 0 | 0 | 0 | 0 | 0 | 0 | 0 | 0 | 0 | 0 | 0 | 0 | 0 | 0 | 0 | 0 | 0 | 0 | 0 | 0 | 0 | 0 | 0 | 0
Monday | 4 | 4 | 14 | 2246 | 0 | 0 | 0 | 0 | 0 | 0 | 0 | 0 | 0 | 0 | 0 | 0 | 0 | 0 | 0 | 0 | 0 | 0 | 0 | 0 | 0 |  | 0 | 0 | 0 | 0 | 0 | 0 | 0 | 0 |  |  |  |  | 0 | 0 | 0 | 0 | 0 | 0 | 1 | 0 |  | 1 | 1 | 1 | 1 | #VALUE! | #VALUE! | 0 | 0 | 0 | 0 | 0 | 0 | 0 | 0 | 0 | 0 | 0 | 0 | 0 | 0 | 0 | 0 | 0 | 0 | 0 | 0 | 0 | 0 | 0 | 0 | 0
Monday | 4 | 4 | 15 | 2247 | 0 | 0 | 0 | 0 | 0 | 0 | 0 | 0 | 0 | 0 | 0 | 0 | 0 | 0 | 0 | 0 | 0 | 0 | 0 | 0 | 0 |  | 0 | 0 | 0 | 0 | 0 | 0 | 0 | 0 |  |  |  |  | 0 | 0 | 0 | 0 | 0 | 0 | 1 | 0 |  | 1 | 1 | 1 | 1 | #VALUE! | #VALUE! | 0 | 0 | 0 | 0 | 0 | 0 | 0 | 0 | 0 | 0 | 0 | 0 | 0 | 0 | 0 | 0 | 0 | 0 | 0 | 0 | 0 | 0 | 0 | 0 | 0
Monday | 4 | 4 | 16 | 2248 | 0 | 0 | 0 | 0 | 0 | 0 | 0 | 0 | 0 | 0 | 0 | 0 | 0 | 0 | 0 | 0 | 0 | 0 | 0 | 0 | 0 |  | 0 | 0 | 0 | 0 | 0 | 0 | 0 | 0 |  |  |  |  | 0 | 0 | 0 | 0 | 0 | 0 | 1 | 0 |  | 1 | 1 | 1 | 1 | #VALUE! | #VALUE! | 0 | 0 | 0 | 0 | 0 | 0 | 0 | 0 | 0 | 0 | 0 | 0 | 0 | 0 | 0 | 0 | 0 | 0 | 0 | 0 | 0 | 0 | 0 | 0 | 0
Monday | 4 | 4 | 17 | 2249 | 0 | 0 | 0 | 0 | 0 | 0 | 0 | 0 | 0 | 0 | 0 | 0 | 0 | 0 | 0 | 0 | 0 | 0 | 0 | 0 | 0 |  | 0 | 0 | 0 | 0 | 0 | 0 | 0 | 0 |  |  |  |  | 0 | 0 | 0 | 0 | 0 | 0 | 1 | 0 |  | 1 | 1 | 1 | 1 | #VALUE! | #VALUE! | 0 | 0 | 0 | 0 | 0 | 0 | 0 | 0 | 0 | 0 | 0 | 0 | 0 | 0 | 0 | 0 | 0 | 0 | 0 | 0 | 0 | 0 | 0 | 0 | 0
Monday | 4 | 4 | 18 | 2250 | 0 | 0 | 0 | 0 | 0 | 0 | 0 | 0 | 0 | 0 | 0 | 0 | 0 | 0 | 0 | 0 | 0 | 0 | 0 | 0 | 0 |  | 0 | 0 | 0 | 0 | 0 | 0 | 0 | 0 |  |  |  |  | 0 | 0 | 0 | 0 | 0 | 0 | 1 | 0 |  | 1 | 1 | 1 | 1 | #VALUE! | #VALUE! | 0 | 0 | 0 | 0 | 0 | 0 | 0 | 0 | 0 | 0 | 0 | 0 | 0 | 0 | 0 | 0 | 0 | 0 | 0 | 0 | 0 | 0 | 0 | 0 | 0
Monday | 4 | 4 | 19 | 2251 | 0 | 0 | 0 | 0 | 0 | 0 | 0 | 0 | 0 | 0 | 0 | 0 | 0 | 0 | 0 | 0 | 0 | 0 | 0 | 0 | 0 |  | 0 | 0 | 0 | 0 | 0 | 0 | 0 | 0 |  |  |  |  | 0 | 0 | 0 | 0 | 0 | 0 | 1 | 0 |  | 1 | 1 | 1 | 1 | #VALUE! | #VALUE! | 0 | 0 | 0 | 0 | 0 | 0 | 0 | 0 | 0 | 0 | 0 | 0 | 0 | 0 | 0 | 0 | 0 | 0 | 0 | 0 | 0 | 0 | 0 | 0 | 0
Monday | 4 | 4 | 20 | 2252 | 0 | 0 | 0 | 0 | 0 | 0 | 0 | 0 | 0 | 0 | 0 | 0 | 0 | 0 | 0 | 0 | 0 | 0 | 0 | 0 | 0 |  | 0 | 0 | 0 | 0 | 0 | 0 | 0 | 0 |  |  |  |  | 0 | 0 | 0 | 0 | 0 | 0 | 1 | 0 |  | 1 | 1 | 1 | 1 | #VALUE! | #VALUE! | 0 | 0 | 0 | 0 | 0 | 0 | 0 | 0 | 0 | 0 | 0 | 0 | 0 | 0 | 0 | 0 | 0 | 0 | 0 | 0 | 0 | 0 | 0 | 0 | 0
Monday | 4 | 4 | 21 | 2253 | 0 | 0 | 0 | 0 | 0 | 0 | 0 | 0 | 0 | 0 | 0 | 0 | 0 | 0 | 0 | 0 | 0 | 0 | 0 | 0 | 0 |  | 0 | 0 | 0 | 0 | 0 | 0 | 0 | 0 |  |  |  |  | 0 | 0 | 0 | 0 | 0 | 0 | 1 | 0 |  | 1 | 1 | 1 | 1 | #VALUE! | #VALUE! | 0 | 0 | 0 | 0 | 0 | 0 | 0 | 0 | 0 | 0 | 0 | 0 | 0 | 0 | 0 | 0 | 0 | 0 | 0 | 0 | 0 | 0 | 0 | 0 | 0
Monday | 4 | 4 | 22 | 2254 | 0 | 0 | 0 | 0 | 0 | 0 | 0 | 0 | 0 | 0 | 0 | 0 | 0 | 0 | 0 | 0 | 0 | 0 | 0 | 0 | 0 |  | 0 | 0 | 0 | 0 | 0 | 0 | 0 | 0 |  |  |  |  | 0 | 0 | 0 | 0 | 0 | 0 | 1 | 0 |  | 1 | 1 | 1 | 1 | #VALUE! | #VALUE! | 0 | 0 | 0 | 0 | 0 | 0 | 0 | 0 | 0 | 0 | 0 | 0 | 0 | 0 | 0 | 0 | 0 | 0 | 0 | 0 | 0 | 0 | 0 | 0 | 0
Monday | 4 | 4 | 23 | 2255 | 0 | 0 | 0 | 0 | 0 | 0 | 0 | 0 | 0 | 0 | 0 | 0 | 0 | 0 | 0 | 0 | 0 | 0 | 0 | 0 | 0 |  | 0 | 0 | 0 | 0 | 0 | 0 | 0 | 0 |  |  |  |  | 0 | 0 | 0 | 0 | 0 | 0 | 0 | 1 |  | 1 | 1 | 1 | 1 | 1 | 1 | 0 | 0 | 0 | 0 | 0 | 0 | 0 | 0 | 0 | 0 | 0 | 0 | 0 | 0 | 0 | 0 | 0 | 0 | 0 | 0 | 0 | 0 | 0 | 0 | 0
Monday | 4 | 4 | 24 | 2256 | 0 | 0 | 0 | 0 | 0 | 0 | 0 | 0 | 0 | 0 | 0 | 0 | 0 | 0 | 0 | 0 | 0 | 0 | 0 | 0 | 0 |  | 0 | 0 | 0 | 0 | 0 | 0 | 0 | 0 |  |  |  |  | 0 | 0 | 0 | 0 | 0 | 0 | 0 | 1 |  | 1 | 1 | 1 | 1 | 1 | 1 | 0 | 0 | 0 | 0 | 0 | 0 | 0 | 0 | 0 | 0 | 0 | 0 | 0 | 0 | 0 | 0 | 0 | 0 | 0 | 0 | 0 | 0 | 0 | 0 | 0
Tuesday | 4 | 5 | 1 | 2257 | 0 | 0 | 0 | 0 | 0 | 0 | 0 | 0 | 0 | 0 | 0 | 0 | 0 | 0 | 0 | 0 | 0 | 0 | 0 | 0 | 0 |  | 0 | 0 | 0 | 0 | 0 | 0 | 0 | 0 |  |  |  |  | 0 | 0 | 0 | 0 | 0 | 0 | 0 | 1 |  | 1 | 1 | 1 | 1 | 1 | 1 | 0 | 0 | 0 | 0 | 0 | 0 | 0 | 0 | 0 | 0 | 0 | 0 | 0 | 0 | 0 | 0 | 0 | 0 | 0 | 0 | 0 | 0 | 0 | 0 | 0
Tuesday | 4 | 5 | 2 | 2258 | 0 | 0 | 0 | 0 | 0 | 0 | 0 | 0 | 0 | 0 | 0 | 0 | 0 | 0 | 0 | 0 | 0 | 0 | 0 | 0 | 0 |  | 0 | 0 | 0 | 0 | 0 | 0 | 0 | 0 |  |  |  |  | 0 | 0 | 0 | 0 | 0 | 0 | 0 | 1 |  | 1 | 1 | 1 | 1 | 1 | 1 | 0 | 0 | 0 | 0 | 0 | 0 | 0 | 0 | 0 | 0 | 0 | 0 | 0 | 0 | 0 | 0 | 0 | 0 | 0 | 0 | 0 | 0 | 0 | 0 | 0
Tuesday | 4 | 5 | 3 | 2259 | 0 | 0 | 0 | 0 | 0 | 0 | 0 | 0 | 0 | 0 | 0 | 0 | 0 | 0 | 0 | 0 | 0 | 0 | 0 | 0 | 0 |  | 0 | 0 | 0 | 0 | 0 | 0 | 0 | 0 |  |  |  |  | 0 | 0 | 0 | 0 | 0 | 0 | 0 | 1 |  | 1 | 1 | 1 | 1 | 1 | 1 | 0 | 0 | 0 | 0 | 0 | 0 | 0 | 0 | 0 | 0 | 0 | 0 | 0 | 0 | 0 | 0 | 0 | 0 | 0 | 0 | 0 | 0 | 0 | 0 | 0
Tuesday | 4 | 5 | 4 | 2260 | 0 | 0 | 0 | 0 | 0 | 0 | 0 | 0 | 0 | 0 | 0 | 0 | 0 | 0 | 0 | 0 | 0 | 0 | 0 | 0 | 0 |  | 0 | 0 | 0 | 0 | 0 | 0 | 0 | 0 |  |  |  |  | 0 | 0 | 0 | 0 | 0 | 0 | 0 | 1 |  | 1 | 1 | 1 | 1 | 1 | 1 | 0 | 0 | 0 | 0 | 0 | 0 | 0 | 0 | 0 | 0 | 0 | 0 | 0 | 0 | 0 | 0 | 0 | 0 | 0 | 0 | 0 | 0 | 0 | 0 | 0
Tuesday | 4 | 5 | 5 | 2261 | 0 | 0 | 0 | 0 | 0 | 0 | 0 | 0 | 0 | 0 | 0 | 0 | 0 | 0 | 0 | 0 | 0 | 0 | 0 | 0 | 0 |  | 0 | 0 | 0 | 0 | 0 | 0 | 0 | 0 |  |  |  |  | 0 | 0 | 0 | 0 | 0 | 0 | 0 | 1 |  | 1 | 1 | 1 | 1 | 1 | 1 | 0 | 0 | 0 | 0 | 0 | 0 | 0 | 0 | 0 | 0 | 0 | 0 | 0 | 0 | 0 | 0 | 0 | 0 | 0 | 0 | 0 | 0 | 0 | 0 | 0
Tuesday | 4 | 5 | 6 | 2262 | 0 | 0 | 0 | 0 | 0 | 0 | 0 | 0 | 0 | 0 | 0 | 0 | 0 | 0 | 0 | 0 | 0 | 0 | 0 | 0 | 0 |  | 0 | 0 | 0 | 0 | 0 | 0 | 0 | 0 |  |  |  |  | 0 | 0 | 0 | 0 | 0 | 0 | 0 | 1 |  | 1 | 1 | 1 | 1 | 1 | 1 | 0 | 0 | 0 | 0 | 0 | 0 | 0 | 0 | 0 | 0 | 0 | 0 | 0 | 0 | 0 | 0 | 0 | 0 | 0 | 0 | 0 | 0 | 0 | 0 | 0
Tuesday | 4 | 5 | 7 | 2263 | 0 | 0 | 0 | 0 | 0 | 0 | 0 | 0 | 0 | 0 | 0 | 0 | 0 | 0 | 0 | 0 | 0 | 0 | 0 | 0 | 0 |  | 0 | 0 | 0 | 0 | 0 | 0 | 0 | 0 |  |  |  |  | 0 | 0 | 0 | 0 | 0 | 0 | 0 | 1 |  | 1 | 1 | 1 | 1 | 1 | 1 | 0 | 0 | 0 | 0 | 0 | 0 | 0 | 0 | 0 | 0 | 0 | 0 | 0 | 0 | 0 | 0 | 0 | 0 | 0 | 0 | 0 | 0 | 0 | 0 | 0
Tuesday | 4 | 5 | 8 | 2264 | 0 | 0 | 0 | 0 | 0 | 0 | 0 | 0 | 0 | 0 | 0 | 0 | 0 | 0 | 0 | 0 | 0 | 0 | 0 | 0 | 0 |  | 0 | 0 | 0 | 0 | 0 | 0 | 0 | 0 |  |  |  |  | 0 | 0 | 0 | 0 | 0 | 0 | 1 | 0 |  | 1 | 1 | 1 | 1 | #VALUE! | #VALUE! | 0 | 0 | 0 | 0 | 0 | 0 | 0 | 0 | 0 | 0 | 0 | 0 | 0 | 0 | 0 | 0 | 0 | 0 | 0 | 0 | 0 | 0 | 0 | 0 | 0
Tuesday | 4 | 5 | 9 | 2265 | 0 | 0 | 0 | 0 | 0 | 0 | 0 | 0 | 0 | 0 | 0 | 0 | 0 | 0 | 0 | 0 | 0 | 0 | 0 | 0 | 0 |  | 0 | 0 | 0 | 0 | 0 | 0 | 0 | 0 |  |  |  |  | 0 | 0 | 0 | 0 | 0 | 0 | 1 | 0 |  | 1 | 1 | 1 | 1 | #VALUE! | #VALUE! | 0 | 0 | 0 | 0 | 0 | 0 | 0 | 0 | 0 | 0 | 0 | 0 | 0 | 0 | 0 | 0 | 0 | 0 | 0 | 0 | 0 | 0 | 0 | 0 | 0
Tuesday | 4 | 5 | 10 | 2266 | 0 | 0 | 0 | 0 | 0 | 0 | 0 | 0 | 0 | 0 | 0 | 0 | 0 | 0 | 0 | 0 | 0 | 0 | 0 | 0 | 0 |  | 0 | 0 | 0 | 0 | 0 | 0 | 0 | 0 |  |  |  |  | 0 | 0 | 0 | 0 | 0 | 0 | 1 | 0 |  | 1 | 1 | 1 | 1 | #VALUE! | #VALUE! | 0 | 0 | 0 | 0 | 0 | 0 | 0 | 0 | 0 | 0 | 0 | 0 | 0 | 0 | 0 | 0 | 0 | 0 | 0 | 0 | 0 | 0 | 0 | 0 | 0
Tuesday | 4 | 5 | 11 | 2267 | 0 | 0 | 0 | 0 | 0 | 0 | 0 | 0 | 0 | 0 | 0 | 0 | 0 | 0 | 0 | 0 | 0 | 0 | 0 | 0 | 0 |  | 0 | 0 | 0 | 0 | 0 | 0 | 0 | 0 |  |  |  |  | 0 | 0 | 0 | 0 | 0 | 0 | 1 | 0 |  | 1 | 1 | 1 | 1 | #VALUE! | #VALUE! | 0 | 0 | 0 | 0 | 0 | 0 | 0 | 0 | 0 | 0 | 0 | 0 | 0 | 0 | 0 | 0 | 0 | 0 | 0 | 0 | 0 | 0 | 0 | 0 | 0
Tuesday | 4 | 5 | 12 | 2268 | 0 | 0 | 0 | 0 | 0 | 0 | 0 | 0 | 0 | 0 | 0 | 0 | 0 | 0 | 0 | 0 | 0 | 0 | 0 | 0 | 0 |  | 0 | 0 | 0 | 0 | 0 | 0 | 0 | 0 |  |  |  |  | 0 | 0 | 0 | 0 | 0 | 0 | 1 | 0 |  | 1 | 1 | 1 | 1 | #VALUE! | #VALUE! | 0 | 0 | 0 | 0 | 0 | 0 | 0 | 0 | 0 | 0 | 0 | 0 | 0 | 0 | 0 | 0 | 0 | 0 | 0 | 0 | 0 | 0 | 0 | 0 | 0
Tuesday | 4 | 5 | 13 | 2269 | 0 | 0 | 0 | 0 | 0 | 0 | 0 | 0 | 0 | 0 | 0 | 0 | 0 | 0 | 0 | 0 | 0 | 0 | 0 | 0 | 0 |  | 0 | 0 | 0 | 0 | 0 | 0 | 0 | 0 |  |  |  |  | 0 | 0 | 0 | 0 | 0 | 0 | 1 | 0 |  | 1 | 1 | 1 | 1 | #VALUE! | #VALUE! | 0 | 0 | 0 | 0 | 0 | 0 | 0 | 0 | 0 | 0 | 0 | 0 | 0 | 0 | 0 | 0 | 0 | 0 | 0 | 0 | 0 | 0 | 0 | 0 | 0
Tuesday | 4 | 5 | 14 | 2270 | 0 | 0 | 0 | 0 | 0 | 0 | 0 | 0 | 0 | 0 | 0 | 0 | 0 | 0 | 0 | 0 | 0 | 0 | 0 | 0 | 0 |  | 0 | 0 | 0 | 0 | 0 | 0 | 0 | 0 |  |  |  |  | 0 | 0 | 0 | 0 | 0 | 0 | 1 | 0 |  | 1 | 1 | 1 | 1 | #VALUE! | #VALUE! | 0 | 0 | 0 | 0 | 0 | 0 | 0 | 0 | 0 | 0 | 0 | 0 | 0 | 0 | 0 | 0 | 0 | 0 | 0 | 0 | 0 | 0 | 0 | 0 | 0
Tuesday | 4 | 5 | 15 | 2271 | 0 | 0 | 0 | 0 | 0 | 0 | 0 | 0 | 0 | 0 | 0 | 0 | 0 | 0 | 0 | 0 | 0 | 0 | 0 | 0 | 0 |  | 0 | 0 | 0 | 0 | 0 | 0 | 0 | 0 |  |  |  |  | 0 | 0 | 0 | 0 | 0 | 0 | 1 | 0 |  | 1 | 1 | 1 | 1 | #VALUE! | #VALUE! | 0 | 0 | 0 | 0 | 0 | 0 | 0 | 0 | 0 | 0 | 0 | 0 | 0 | 0 | 0 | 0 | 0 | 0 | 0 | 0 | 0 | 0 | 0 | 0 | 0
Tuesday | 4 | 5 | 16 | 2272 | 0 | 0 | 0 | 0 | 0 | 0 | 0 | 0 | 0 | 0 | 0 | 0 | 0 | 0 | 0 | 0 | 0 | 0 | 0 | 0 | 0 |  | 0 | 0 | 0 | 0 | 0 | 0 | 0 | 0 |  |  |  |  | 0 | 0 | 0 | 0 | 0 | 0 | 1 | 0 |  | 1 | 1 | 1 | 1 | #VALUE! | #VALUE! | 0 | 0 | 0 | 0 | 0 | 0 | 0 | 0 | 0 | 0 | 0 | 0 | 0 | 0 | 0 | 0 | 0 | 0 | 0 | 0 | 0 | 0 | 0 | 0 | 0
Tuesday | 4 | 5 | 17 | 2273 | 0 | 0 | 0 | 0 | 0 | 0 | 0 | 0 | 0 | 0 | 0 | 0 | 0 | 0 | 0 | 0 | 0 | 0 | 0 | 0 | 0 |  | 0 | 0 | 0 | 0 | 0 | 0 | 0 | 0 |  |  |  |  | 0 | 0 | 0 | 0 | 0 | 0 | 1 | 0 |  | 1 | 1 | 1 | 1 | #VALUE! | #VALUE! | 0 | 0 | 0 | 0 | 0 | 0 | 0 | 0 | 0 | 0 | 0 | 0 | 0 | 0 | 0 | 0 | 0 | 0 | 0 | 0 | 0 | 0 | 0 | 0 | 0
Tuesday | 4 | 5 | 18 | 2274 | 0 | 0 | 0 | 0 | 0 | 0 | 0 | 0 | 0 | 0 | 0 | 0 | 0 | 0 | 0 | 0 | 0 | 0 | 0 | 0 | 0 |  | 0 | 0 | 0 | 0 | 0 | 0 | 0 | 0 |  |  |  |  | 0 | 0 | 0 | 0 | 0 | 0 | 1 | 0 |  | 1 | 1 | 1 | 1 | #VALUE! | #VALUE! | 0 | 0 | 0 | 0 | 0 | 0 | 0 | 0 | 0 | 0 | 0 | 0 | 0 | 0 | 0 | 0 | 0 | 0 | 0 | 0 | 0 | 0 | 0 | 0 | 0
Tuesday | 4 | 5 | 19 | 2275 | 0 | 0 | 0 | 0 | 0 | 0 | 0 | 0 | 0 | 0 | 0 | 0 | 0 | 0 | 0 | 0 | 0 | 0 | 0 | 0 | 0 |  | 0 | 0 | 0 | 0 | 0 | 0 | 0 | 0 |  |  |  |  | 0 | 0 | 0 | 0 | 0 | 0 | 1 | 0 |  | 1 | 1 | 1 | 1 | #VALUE! | #VALUE! | 0 | 0 | 0 | 0 | 0 | 0 | 0 | 0 | 0 | 0 | 0 | 0 | 0 | 0 | 0 | 0 | 0 | 0 | 0 | 0 | 0 | 0 | 0 | 0 | 0
Tuesday | 4 | 5 | 20 | 2276 | 0 | 0 | 0 | 0 | 0 | 0 | 0 | 0 | 0 | 0 | 0 | 0 | 0 | 0 | 0 | 0 | 0 | 0 | 0 | 0 | 0 |  | 0 | 0 | 0 | 0 | 0 | 0 | 0 | 0 |  |  |  |  | 0 | 0 | 0 | 0 | 0 | 0 | 1 | 0 |  | 1 | 1 | 1 | 1 | #VALUE! | #VALUE! | 0 | 0 | 0 | 0 | 0 | 0 | 0 | 0 | 0 | 0 | 0 | 0 | 0 | 0 | 0 | 0 | 0 | 0 | 0 | 0 | 0 | 0 | 0 | 0 | 0
Tuesday | 4 | 5 | 21 | 2277 | 0 | 0 | 0 | 0 | 0 | 0 | 0 | 0 | 0 | 0 | 0 | 0 | 0 | 0 | 0 | 0 | 0 | 0 | 0 | 0 | 0 |  | 0 | 0 | 0 | 0 | 0 | 0 | 0 | 0 |  |  |  |  | 0 | 0 | 0 | 0 | 0 | 0 | 1 | 0 |  | 1 | 1 | 1 | 1 | #VALUE! | #VALUE! | 0 | 0 | 0 | 0 | 0 | 0 | 0 | 0 | 0 | 0 | 0 | 0 | 0 | 0 | 0 | 0 | 0 | 0 | 0 | 0 | 0 | 0 | 0 | 0 | 0
Tuesday | 4 | 5 | 22 | 2278 | 0 | 0 | 0 | 0 | 0 | 0 | 0 | 0 | 0 | 0 | 0 | 0 | 0 | 0 | 0 | 0 | 0 | 0 | 0 | 0 | 0 |  | 0 | 0 | 0 | 0 | 0 | 0 | 0 | 0 |  |  |  |  | 0 | 0 | 0 | 0 | 0 | 0 | 1 | 0 |  | 1 | 1 | 1 | 1 | #VALUE! | #VALUE! | 0 | 0 | 0 | 0 | 0 | 0 | 0 | 0 | 0 | 0 | 0 | 0 | 0 | 0 | 0 | 0 | 0 | 0 | 0 | 0 | 0 | 0 | 0 | 0 | 0
Tuesday | 4 | 5 | 23 | 2279 | 0 | 0 | 0 | 0 | 0 | 0 | 0 | 0 | 0 | 0 | 0 | 0 | 0 | 0 | 0 | 0 | 0 | 0 | 0 | 0 | 0 |  | 0 | 0 | 0 | 0 | 0 | 0 | 0 | 0 |  |  |  |  | 0 | 0 | 0 | 0 | 0 | 0 | 0 | 1 |  | 1 | 1 | 1 | 1 | 1 | 1 | 0 | 0 | 0 | 0 | 0 | 0 | 0 | 0 | 0 | 0 | 0 | 0 | 0 | 0 | 0 | 0 | 0 | 0 | 0 | 0 | 0 | 0 | 0 | 0 | 0
Tuesday | 4 | 5 | 24 | 2280 | 0 | 0 | 0 | 0 | 0 | 0 | 0 | 0 | 0 | 0 | 0 | 0 | 0 | 0 | 0 | 0 | 0 | 0 | 0 | 0 | 0 |  | 0 | 0 | 0 | 0 | 0 | 0 | 0 | 0 |  |  |  |  | 0 | 0 | 0 | 0 | 0 | 0 | 0 | 1 |  | 1 | 1 | 1 | 1 | 1 | 1 | 0 | 0 | 0 | 0 | 0 | 0 | 0 | 0 | 0 | 0 | 0 | 0 | 0 | 0 | 0 | 0 | 0 | 0 | 0 | 0 | 0 | 0 | 0 | 0 | 0
Wednesday | 4 | 6 | 1 | 2281 | 0 | 0 | 0 | 0 | 0 | 0 | 0 | 0 | 0 | 0 | 0 | 0 | 0 | 0 | 0 | 0 | 0 | 0 | 0 | 0 | 0 |  | 0 | 0 | 0 | 0 | 0 | 0 | 0 | 0 |  |  |  |  | 0 | 0 | 0 | 0 | 0 | 0 | 0 | 1 |  | 1 | 1 | 1 | 1 | 1 | 1 | 0 | 0 | 0 | 0 | 0 | 0 | 0 | 0 | 0 | 0 | 0 | 0 | 0 | 0 | 0 | 0 | 0 | 0 | 0 | 0 | 0 | 0 | 0 | 0 | 0
Wednesday | 4 | 6 | 2 | 2282 | 0 | 0 | 0 | 0 | 0 | 0 | 0 | 0 | 0 | 0 | 0 | 0 | 0 | 0 | 0 | 0 | 0 | 0 | 0 | 0 | 0 |  | 0 | 0 | 0 | 0 | 0 | 0 | 0 | 0 |  |  |  |  | 0 | 0 | 0 | 0 | 0 | 0 | 0 | 1 |  | 1 | 1 | 1 | 1 | 1 | 1 | 0 | 0 | 0 | 0 | 0 | 0 | 0 | 0 | 0 | 0 | 0 | 0 | 0 | 0 | 0 | 0 | 0 | 0 | 0 | 0 | 0 | 0 | 0 | 0 | 0
Wednesday | 4 | 6 | 3 | 2283 | 0 | 0 | 0 | 0 | 0 | 0 | 0 | 0 | 0 | 0 | 0 | 0 | 0 | 0 | 0 | 0 | 0 | 0 | 0 | 0 | 0 |  | 0 | 0 | 0 | 0 | 0 | 0 | 0 | 0 |  |  |  |  | 0 | 0 | 0 | 0 | 0 | 0 | 0 | 1 |  | 1 | 1 | 1 | 1 | 1 | 1 | 0 | 0 | 0 | 0 | 0 | 0 | 0 | 0 | 0 | 0 | 0 | 0 | 0 | 0 | 0 | 0 | 0 | 0 | 0 | 0 | 0 | 0 | 0 | 0 | 0
Wednesday | 4 | 6 | 4 | 2284 | 0 | 0 | 0 | 0 | 0 | 0 | 0 | 0 | 0 | 0 | 0 | 0 | 0 | 0 | 0 | 0 | 0 | 0 | 0 | 0 | 0 |  | 0 | 0 | 0 | 0 | 0 | 0 | 0 | 0 |  |  |  |  | 0 | 0 | 0 | 0 | 0 | 0 | 0 | 1 |  | 1 | 1 | 1 | 1 | 1 | 1 | 0 | 0 | 0 | 0 | 0 | 0 | 0 | 0 | 0 | 0 | 0 | 0 | 0 | 0 | 0 | 0 | 0 | 0 | 0 | 0 | 0 | 0 | 0 | 0 | 0
Wednesday | 4 | 6 | 5 | 2285 | 0 | 0 | 0 | 0 | 0 | 0 | 0 | 0 | 0 | 0 | 0 | 0 | 0 | 0 | 0 | 0 | 0 | 0 | 0 | 0 | 0 |  | 0 | 0 | 0 | 0 | 0 | 0 | 0 | 0 |  |  |  |  | 0 | 0 | 0 | 0 | 0 | 0 | 0 | 1 |  | 1 | 1 | 1 | 1 | 1 | 1 | 0 | 0 | 0 | 0 | 0 | 0 | 0 | 0 | 0 | 0 | 0 | 0 | 0 | 0 | 0 | 0 | 0 | 0 | 0 | 0 | 0 | 0 | 0 | 0 | 0
Wednesday | 4 | 6 | 6 | 2286 | 0 | 0 | 0 | 0 | 0 | 0 | 0 | 0 | 0 | 0 | 0 | 0 | 0 | 0 | 0 | 0 | 0 | 0 | 0 | 0 | 0 |  | 0 | 0 | 0 | 0 | 0 | 0 | 0 | 0 |  |  |  |  | 0 | 0 | 0 | 0 | 0 | 0 | 0 | 1 |  | 1 | 1 | 1 | 1 | 1 | 1 | 0 | 0 | 0 | 0 | 0 | 0 | 0 | 0 | 0 | 0 | 0 | 0 | 0 | 0 | 0 | 0 | 0 | 0 | 0 | 0 | 0 | 0 | 0 | 0 | 0
Wednesday | 4 | 6 | 7 | 2287 | 0 | 0 | 0 | 0 | 0 | 0 | 0 | 0 | 0 | 0 | 0 | 0 | 0 | 0 | 0 | 0 | 0 | 0 | 0 | 0 | 0 |  | 0 | 0 | 0 | 0 | 0 | 0 | 0 | 0 |  |  |  |  | 0 | 0 | 0 | 0 | 0 | 0 | 0 | 1 |  | 1 | 1 | 1 | 1 | 1 | 1 | 0 | 0 | 0 | 0 | 0 | 0 | 0 | 0 | 0 | 0 | 0 | 0 | 0 | 0 | 0 | 0 | 0 | 0 | 0 | 0 | 0 | 0 | 0 | 0 | 0
Wednesday | 4 | 6 | 8 | 2288 | 0 | 0 | 0 | 0 | 0 | 0 | 0 | 0 | 0 | 0 | 0 | 0 | 0 | 0 | 0 | 0 | 0 | 0 | 0 | 0 | 0 |  | 0 | 0 | 0 | 0 | 0 | 0 | 0 | 0 |  |  |  |  | 0 | 0 | 0 | 0 | 0 | 0 | 1 | 0 |  | 1 | 1 | 1 | 1 | #VALUE! | #VALUE! | 0 | 0 | 0 | 0 | 0 | 0 | 0 | 0 | 0 | 0 | 0 | 0 | 0 | 0 | 0 | 0 | 0 | 0 | 0 | 0 | 0 | 0 | 0 | 0 | 0
Wednesday | 4 | 6 | 9 | 2289 | 0 | 0 | 0 | 0 | 0 | 0 | 0 | 0 | 0 | 0 | 0 | 0 | 0 | 0 | 0 | 0 | 0 | 0 | 0 | 0 | 0 |  | 0 | 0 | 0 | 0 | 0 | 0 | 0 | 0 |  |  |  |  | 0 | 0 | 0 | 0 | 0 | 0 | 1 | 0 |  | 1 | 1 | 1 | 1 | #VALUE! | #VALUE! | 0 | 0 | 0 | 0 | 0 | 0 | 0 | 0 | 0 | 0 | 0 | 0 | 0 | 0 | 0 | 0 | 0 | 0 | 0 | 0 | 0 | 0 | 0 | 0 | 0
Wednesday | 4 | 6 | 10 | 2290 | 0 | 0 | 0 | 0 | 0 | 0 | 0 | 0 | 0 | 0 | 0 | 0 | 0 | 0 | 0 | 0 | 0 | 0 | 0 | 0 | 0 |  | 0 | 0 | 0 | 0 | 0 | 0 | 0 | 0 |  |  |  |  | 0 | 0 | 0 | 0 | 0 | 0 | 1 | 0 |  | 1 | 1 | 1 | 1 | #VALUE! | #VALUE! | 0 | 0 | 0 | 0 | 0 | 0 | 0 | 0 | 0 | 0 | 0 | 0 | 0 | 0 | 0 | 0 | 0 | 0 | 0 | 0 | 0 | 0 | 0 | 0 | 0
Wednesday | 4 | 6 | 11 | 2291 | 0 | 0 | 0 | 0 | 0 | 0 | 0 | 0 | 0 | 0 | 0 | 0 | 0 | 0 | 0 | 0 | 0 | 0 | 0 | 0 | 0 |  | 0 | 0 | 0 | 0 | 0 | 0 | 0 | 0 |  |  |  |  | 0 | 0 | 0 | 0 | 0 | 0 | 1 | 0 |  | 1 | 1 | 1 | 1 | #VALUE! | #VALUE! | 0 | 0 | 0 | 0 | 0 | 0 | 0 | 0 | 0 | 0 | 0 | 0 | 0 | 0 | 0 | 0 | 0 | 0 | 0 | 0 | 0 | 0 | 0 | 0 | 0
Wednesday | 4 | 6 | 12 | 2292 | 0 | 0 | 0 | 0 | 0 | 0 | 0 | 0 | 0 | 0 | 0 | 0 | 0 | 0 | 0 | 0 | 0 | 0 | 0 | 0 | 0 |  | 0 | 0 | 0 | 0 | 0 | 0 | 0 | 0 |  |  |  |  | 0 | 0 | 0 | 0 | 0 | 0 | 1 | 0 |  | 1 | 1 | 1 | 1 | #VALUE! | #VALUE! | 0 | 0 | 0 | 0 | 0 | 0 | 0 | 0 | 0 | 0 | 0 | 0 | 0 | 0 | 0 | 0 | 0 | 0 | 0 | 0 | 0 | 0 | 0 | 0 | 0
Wednesday | 4 | 6 | 13 | 2293 | 0 | 0 | 0 | 0 | 0 | 0 | 0 | 0 | 0 | 0 | 0 | 0 | 0 | 0 | 0 | 0 | 0 | 0 | 0 | 0 | 0 |  | 0 | 0 | 0 | 0 | 0 | 0 | 0 | 0 |  |  |  |  | 0 | 0 | 0 | 0 | 0 | 0 | 1 | 0 |  | 1 | 1 | 1 | 1 | #VALUE! | #VALUE! | 0 | 0 | 0 | 0 | 0 | 0 | 0 | 0 | 0 | 0 | 0 | 0 | 0 | 0 | 0 | 0 | 0 | 0 | 0 | 0 | 0 | 0 | 0 | 0 | 0
Wednesday | 4 | 6 | 14 | 2294 | 0 | 0 | 0 | 0 | 0 | 0 | 0 | 0 | 0 | 0 | 0 | 0 | 0 | 0 | 0 | 0 | 0 | 0 | 0 | 0 | 0 |  | 0 | 0 | 0 | 0 | 0 | 0 | 0 | 0 |  |  |  |  | 0 | 0 | 0 | 0 | 0 | 0 | 1 | 0 |  | 1 | 1 | 1 | 1 | #VALUE! | #VALUE! | 0 | 0 | 0 | 0 | 0 | 0 | 0 | 0 | 0 | 0 | 0 | 0 | 0 | 0 | 0 | 0 | 0 | 0 | 0 | 0 | 0 | 0 | 0 | 0 | 0
Wednesday | 4 | 6 | 15 | 2295 | 0 | 0 | 0 | 0 | 0 | 0 | 0 | 0 | 0 | 0 | 0 | 0 | 0 | 0 | 0 | 0 | 0 | 0 | 0 | 0 | 0 |  | 0 | 0 | 0 | 0 | 0 | 0 | 0 | 0 |  |  |  |  | 0 | 0 | 0 | 0 | 0 | 0 | 1 | 0 |  | 1 | 1 | 1 | 1 | #VALUE! | #VALUE! | 0 | 0 | 0 | 0 | 0 | 0 | 0 | 0 | 0 | 0 | 0 | 0 | 0 | 0 | 0 | 0 | 0 | 0 | 0 | 0 | 0 | 0 | 0 | 0 | 0
Wednesday | 4 | 6 | 16 | 2296 | 0 | 0 | 0 | 0 | 0 | 0 | 0 | 0 | 0 | 0 | 0 | 0 | 0 | 0 | 0 | 0 | 0 | 0 | 0 | 0 | 0 |  | 0 | 0 | 0 | 0 | 0 | 0 | 0 | 0 |  |  |  |  | 0 | 0 | 0 | 0 | 0 | 0 | 1 | 0 |  | 1 | 1 | 1 | 1 | #VALUE! | #VALUE! | 0 | 0 | 0 | 0 | 0 | 0 | 0 | 0 | 0 | 0 | 0 | 0 | 0 | 0 | 0 | 0 | 0 | 0 | 0 | 0 | 0 | 0 | 0 | 0 | 0
Wednesday | 4 | 6 | 17 | 2297 | 0 | 0 | 0 | 0 | 0 | 0 | 0 | 0 | 0 | 0 | 0 | 0 | 0 | 0 | 0 | 0 | 0 | 0 | 0 | 0 | 0 |  | 0 | 0 | 0 | 0 | 0 | 0 | 0 | 0 |  |  |  |  | 0 | 0 | 0 | 0 | 0 | 0 | 1 | 0 |  | 1 | 1 | 1 | 1 | #VALUE! | #VALUE! | 0 | 0 | 0 | 0 | 0 | 0 | 0 | 0 | 0 | 0 | 0 | 0 | 0 | 0 | 0 | 0 | 0 | 0 | 0 | 0 | 0 | 0 | 0 | 0 | 0
Wednesday | 4 | 6 | 18 | 2298 | 0 | 0 | 0 | 0 | 0 | 0 | 0 | 0 | 0 | 0 | 0 | 0 | 0 | 0 | 0 | 0 | 0 | 0 | 0 | 0 | 0 |  | 0 | 0 | 0 | 0 | 0 | 0 | 0 | 0 |  |  |  |  | 0 | 0 | 0 | 0 | 0 | 0 | 1 | 0 |  | 1 | 1 | 1 | 1 | #VALUE! | #VALUE! | 0 | 0 | 0 | 0 | 0 | 0 | 0 | 0 | 0 | 0 | 0 | 0 | 0 | 0 | 0 | 0 | 0 | 0 | 0 | 0 | 0 | 0 | 0 | 0 | 0
Wednesday | 4 | 6 | 19 | 2299 | 0 | 0 | 0 | 0 | 0 | 0 | 0 | 0 | 0 | 0 | 0 | 0 | 0 | 0 | 0 | 0 | 0 | 0 | 0 | 0 | 0 |  | 0 | 0 | 0 | 0 | 0 | 0 | 0 | 0 |  |  |  |  | 0 | 0 | 0 | 0 | 0 | 0 | 1 | 0 |  | 1 | 1 | 1 | 1 | #VALUE! | #VALUE! | 0 | 0 | 0 | 0 | 0 | 0 | 0 | 0 | 0 | 0 | 0 | 0 | 0 | 0 | 0 | 0 | 0 | 0 | 0 | 0 | 0 | 0 | 0 | 0 | 0
Wednesday | 4 | 6 | 20 | 2300 | 0 | 0 | 0 | 0 | 0 | 0 | 0 | 0 | 0 | 0 | 0 | 0 | 0 | 0 | 0 | 0 | 0 | 0 | 0 | 0 | 0 |  | 0 | 0 | 0 | 0 | 0 | 0 | 0 | 0 |  |  |  |  | 0 | 0 | 0 | 0 | 0 | 0 | 1 | 0 |  | 1 | 1 | 1 | 1 | #VALUE! | #VALUE! | 0 | 0 | 0 | 0 | 0 | 0 | 0 | 0 | 0 | 0 | 0 | 0 | 0 | 0 | 0 | 0 | 0 | 0 | 0 | 0 | 0 | 0 | 0 | 0 | 0
Wednesday | 4 | 6 | 21 | 2301 | 0 | 0 | 0 | 0 | 0 | 0 | 0 | 0 | 0 | 0 | 0 | 0 | 0 | 0 | 0 | 0 | 0 | 0 | 0 | 0 | 0 |  | 0 | 0 | 0 | 0 | 0 | 0 | 0 | 0 |  |  |  |  | 0 | 0 | 0 | 0 | 0 | 0 | 1 | 0 |  | 1 | 1 | 1 | 1 | #VALUE! | #VALUE! | 0 | 0 | 0 | 0 | 0 | 0 | 0 | 0 | 0 | 0 | 0 | 0 | 0 | 0 | 0 | 0 | 0 | 0 | 0 | 0 | 0 | 0 | 0 | 0 | 0
Wednesday | 4 | 6 | 22 | 2302 | 0 | 0 | 0 | 0 | 0 | 0 | 0 | 0 | 0 | 0 | 0 | 0 | 0 | 0 | 0 | 0 | 0 | 0 | 0 | 0 | 0 |  | 0 | 0 | 0 | 0 | 0 | 0 | 0 | 0 |  |  |  |  | 0 | 0 | 0 | 0 | 0 | 0 | 1 | 0 |  | 1 | 1 | 1 | 1 | #VALUE! | #VALUE! | 0 | 0 | 0 | 0 | 0 | 0 | 0 | 0 | 0 | 0 | 0 | 0 | 0 | 0 | 0 | 0 | 0 | 0 | 0 | 0 | 0 | 0 | 0 | 0 | 0
Wednesday | 4 | 6 | 23 | 2303 | 0 | 0 | 0 | 0 | 0 | 0 | 0 | 0 | 0 | 0 | 0 | 0 | 0 | 0 | 0 | 0 | 0 | 0 | 0 | 0 | 0 |  | 0 | 0 | 0 | 0 | 0 | 0 | 0 | 0 |  |  |  |  | 0 | 0 | 0 | 0 | 0 | 0 | 0 | 1 |  | 1 | 1 | 1 | 1 | 1 | 1 | 0 | 0 | 0 | 0 | 0 | 0 | 0 | 0 | 0 | 0 | 0 | 0 | 0 | 0 | 0 | 0 | 0 | 0 | 0 | 0 | 0 | 0 | 0 | 0 | 0
Wednesday | 4 | 6 | 24 | 2304 | 0 | 0 | 0 | 0 | 0 | 0 | 0 | 0 | 0 | 0 | 0 | 0 | 0 | 0 | 0 | 0 | 0 | 0 | 0 | 0 | 0 |  | 0 | 0 | 0 | 0 | 0 | 0 | 0 | 0 |  |  |  |  | 0 | 0 | 0 | 0 | 0 | 0 | 0 | 1 |  | 1 | 1 | 1 | 1 | 1 | 1 | 0 | 0 | 0 | 0 | 0 | 0 | 0 | 0 | 0 | 0 | 0 | 0 | 0 | 0 | 0 | 0 | 0 | 0 | 0 | 0 | 0 | 0 | 0 | 0 | 0
Thursday | 4 | 7 | 1 | 2305 | 0 | 0 | 0 | 0 | 0 | 0 | 0 | 0 | 0 | 0 | 0 | 0 | 0 | 0 | 0 | 0 | 0 | 0 | 0 | 0 | 0 |  | 0 | 0 | 0 | 0 | 0 | 0 | 0 | 0 |  |  |  |  | 0 | 0 | 0 | 0 | 0 | 0 | 0 | 1 |  | 1 | 1 | 1 | 1 | 1 | 1 | 0 | 0 | 0 | 0 | 0 | 0 | 0 | 0 | 0 | 0 | 0 | 0 | 0 | 0 | 0 | 0 | 0 | 0 | 0 | 0 | 0 | 0 | 0 | 0 | 0
Thursday | 4 | 7 | 2 | 2306 | 0 | 0 | 0 | 0 | 0 | 0 | 0 | 0 | 0 | 0 | 0 | 0 | 0 | 0 | 0 | 0 | 0 | 0 | 0 | 0 | 0 |  | 0 | 0 | 0 | 0 | 0 | 0 | 0 | 0 |  |  |  |  | 0 | 0 | 0 | 0 | 0 | 0 | 0 | 1 |  | 1 | 1 | 1 | 1 | 1 | 1 | 0 | 0 | 0 | 0 | 0 | 0 | 0 | 0 | 0 | 0 | 0 | 0 | 0 | 0 | 0 | 0 | 0 | 0 | 0 | 0 | 0 | 0 | 0 | 0 | 0
Thursday | 4 | 7 | 3 | 2307 | 0 | 0 | 0 | 0 | 0 | 0 | 0 | 0 | 0 | 0 | 0 | 0 | 0 | 0 | 0 | 0 | 0 | 0 | 0 | 0 | 0 |  | 0 | 0 | 0 | 0 | 0 | 0 | 0 | 0 |  |  |  |  | 0 | 0 | 0 | 0 | 0 | 0 | 0 | 1 |  | 1 | 1 | 1 | 1 | 1 | 1 | 0 | 0 | 0 | 0 | 0 | 0 | 0 | 0 | 0 | 0 | 0 | 0 | 0 | 0 | 0 | 0 | 0 | 0 | 0 | 0 | 0 | 0 | 0 | 0 | 0
Thursday | 4 | 7 | 4 | 2308 | 0 | 0 | 0 | 0 | 0 | 0 | 0 | 0 | 0 | 0 | 0 | 0 | 0 | 0 | 0 | 0 | 0 | 0 | 0 | 0 | 0 |  | 0 | 0 | 0 | 0 | 0 | 0 | 0 | 0 |  |  |  |  | 0 | 0 | 0 | 0 | 0 | 0 | 0 | 1 |  | 1 | 1 | 1 | 1 | 1 | 1 | 0 | 0 | 0 | 0 | 0 | 0 | 0 | 0 | 0 | 0 | 0 | 0 | 0 | 0 | 0 | 0 | 0 | 0 | 0 | 0 | 0 | 0 | 0 | 0 | 0
Thursday | 4 | 7 | 5 | 2309 | 0 | 0 | 0 | 0 | 0 | 0 | 0 | 0 | 0 | 0 | 0 | 0 | 0 | 0 | 0 | 0 | 0 | 0 | 0 | 0 | 0 |  | 0 | 0 | 0 | 0 | 0 | 0 | 0 | 0 |  |  |  |  | 0 | 0 | 0 | 0 | 0 | 0 | 0 | 1 |  | 1 | 1 | 1 | 1 | 1 | 1 | 0 | 0 | 0 | 0 | 0 | 0 | 0 | 0 | 0 | 0 | 0 | 0 | 0 | 0 | 0 | 0 | 0 | 0 | 0 | 0 | 0 | 0 | 0 | 0 | 0
Thursday | 4 | 7 | 6 | 2310 | 0 | 0 | 0 | 0 | 0 | 0 | 0 | 0 | 0 | 0 | 0 | 0 | 0 | 0 | 0 | 0 | 0 | 0 | 0 | 0 | 0 |  | 0 | 0 | 0 | 0 | 0 | 0 | 0 | 0 |  |  |  |  | 0 | 0 | 0 | 0 | 0 | 0 | 0 | 1 |  | 1 | 1 | 1 | 1 | 1 | 1 | 0 | 0 | 0 | 0 | 0 | 0 | 0 | 0 | 0 | 0 | 0 | 0 | 0 | 0 | 0 | 0 | 0 | 0 | 0 | 0 | 0 | 0 | 0 | 0 | 0
Thursday | 4 | 7 | 7 | 2311 | 0 | 0 | 0 | 0 | 0 | 0 | 0 | 0 | 0 | 0 | 0 | 0 | 0 | 0 | 0 | 0 | 0 | 0 | 0 | 0 | 0 |  | 0 | 0 | 0 | 0 | 0 | 0 | 0 | 0 |  |  |  |  | 0 | 0 | 0 | 0 | 0 | 0 | 0 | 1 |  | 1 | 1 | 1 | 1 | 1 | 1 | 0 | 0 | 0 | 0 | 0 | 0 | 0 | 0 | 0 | 0 | 0 | 0 | 0 | 0 | 0 | 0 | 0 | 0 | 0 | 0 | 0 | 0 | 0 | 0 | 0
Thursday | 4 | 7 | 8 | 2312 | 0 | 0 | 0 | 0 | 0 | 0 | 0 | 0 | 0 | 0 | 0 | 0 | 0 | 0 | 0 | 0 | 0 | 0 | 0 | 0 | 0 |  | 0 | 0 | 0 | 0 | 0 | 0 | 0 | 0 |  |  |  |  | 0 | 0 | 0 | 0 | 0 | 0 | 1 | 0 |  | 1 | 1 | 1 | 1 | #VALUE! | #VALUE! | 0 | 0 | 0 | 0 | 0 | 0 | 0 | 0 | 0 | 0 | 0 | 0 | 0 | 0 | 0 | 0 | 0 | 0 | 0 | 0 | 0 | 0 | 0 | 0 | 0
Thursday | 4 | 7 | 9 | 2313 | 0 | 0 | 0 | 0 | 0 | 0 | 0 | 0 | 0 | 0 | 0 | 0 | 0 | 0 | 0 | 0 | 0 | 0 | 0 | 0 | 0 |  | 0 | 0 | 0 | 0 | 0 | 0 | 0 | 0 |  |  |  |  | 0 | 0 | 0 | 0 | 0 | 0 | 1 | 0 |  | 1 | 1 | 1 | 1 | #VALUE! | #VALUE! | 0 | 0 | 0 | 0 | 0 | 0 | 0 | 0 | 0 | 0 | 0 | 0 | 0 | 0 | 0 | 0 | 0 | 0 | 0 | 0 | 0 | 0 | 0 | 0 | 0
Thursday | 4 | 7 | 10 | 2314 | 0 | 0 | 0 | 0 | 0 | 0 | 0 | 0 | 0 | 0 | 0 | 0 | 0 | 0 | 0 | 0 | 0 | 0 | 0 | 0 | 0 |  | 0 | 0 | 0 | 0 | 0 | 0 | 0 | 0 |  |  |  |  | 0 | 0 | 0 | 0 | 0 | 0 | 1 | 0 |  | 1 | 1 | 1 | 1 | #VALUE! | #VALUE! | 0 | 0 | 0 | 0 | 0 | 0 | 0 | 0 | 0 | 0 | 0 | 0 | 0 | 0 | 0 | 0 | 0 | 0 | 0 | 0 | 0 | 0 | 0 | 0 | 0
Thursday | 4 | 7 | 11 | 2315 | 0 | 0 | 0 | 0 | 0 | 0 | 0 | 0 | 0 | 0 | 0 | 0 | 0 | 0 | 0 | 0 | 0 | 0 | 0 | 0 | 0 |  | 0 | 0 | 0 | 0 | 0 | 0 | 0 | 0 |  |  |  |  | 0 | 0 | 0 | 0 | 0 | 0 | 1 | 0 |  | 1 | 1 | 1 | 1 | #VALUE! | #VALUE! | 0 | 0 | 0 | 0 | 0 | 0 | 0 | 0 | 0 | 0 | 0 | 0 | 0 | 0 | 0 | 0 | 0 | 0 | 0 | 0 | 0 | 0 | 0 | 0 | 0
Thursday | 4 | 7 | 12 | 2316 | 0 | 0 | 0 | 0 | 0 | 0 | 0 | 0 | 0 | 0 | 0 | 0 | 0 | 0 | 0 | 0 | 0 | 0 | 0 | 0 | 0 |  | 0 | 0 | 0 | 0 | 0 | 0 | 0 | 0 |  |  |  |  | 0 | 0 | 0 | 0 | 0 | 0 | 1 | 0 |  | 1 | 1 | 1 | 1 | #VALUE! | #VALUE! | 0 | 0 | 0 | 0 | 0 | 0 | 0 | 0 | 0 | 0 | 0 | 0 | 0 | 0 | 0 | 0 | 0 | 0 | 0 | 0 | 0 | 0 | 0 | 0 | 0
Thursday | 4 | 7 | 13 | 2317 | 0 | 0 | 0 | 0 | 0 | 0 | 0 | 0 | 0 | 0 | 0 | 0 | 0 | 0 | 0 | 0 | 0 | 0 | 0 | 0 | 0 |  | 0 | 0 | 0 | 0 | 0 | 0 | 0 | 0 |  |  |  |  | 0 | 0 | 0 | 0 | 0 | 0 | 1 | 0 |  | 1 | 1 | 1 | 1 | #VALUE! | #VALUE! | 0 | 0 | 0 | 0 | 0 | 0 | 0 | 0 | 0 | 0 | 0 | 0 | 0 | 0 | 0 | 0 | 0 | 0 | 0 | 0 | 0 | 0 | 0 | 0 | 0
Thursday | 4 | 7 | 14 | 2318 | 0 | 0 | 0 | 0 | 0 | 0 | 0 | 0 | 0 | 0 | 0 | 0 | 0 | 0 | 0 | 0 | 0 | 0 | 0 | 0 | 0 |  | 0 | 0 | 0 | 0 | 0 | 0 | 0 | 0 |  |  |  |  | 0 | 0 | 0 | 0 | 0 | 0 | 1 | 0 |  | 1 | 1 | 1 | 1 | #VALUE! | #VALUE! | 0 | 0 | 0 | 0 | 0 | 0 | 0 | 0 | 0 | 0 | 0 | 0 | 0 | 0 | 0 | 0 | 0 | 0 | 0 | 0 | 0 | 0 | 0 | 0 | 0
Thursday | 4 | 7 | 15 | 2319 | 0 | 0 | 0 | 0 | 0 | 0 | 0 | 0 | 0 | 0 | 0 | 0 | 0 | 0 | 0 | 0 | 0 | 0 | 0 | 0 | 0 |  | 0 | 0 | 0 | 0 | 0 | 0 | 0 | 0 |  |  |  |  | 0 | 0 | 0 | 0 | 0 | 0 | 1 | 0 |  | 1 | 1 | 1 | 1 | #VALUE! | #VALUE! | 0 | 0 | 0 | 0 | 0 | 0 | 0 | 0 | 0 | 0 | 0 | 0 | 0 | 0 | 0 | 0 | 0 | 0 | 0 | 0 | 0 | 0 | 0 | 0 | 0
Thursday | 4 | 7 | 16 | 2320 | 0 | 0 | 0 | 0 | 0 | 0 | 0 | 0 | 0 | 0 | 0 | 0 | 0 | 0 | 0 | 0 | 0 | 0 | 0 | 0 | 0 |  | 0 | 0 | 0 | 0 | 0 | 0 | 0 | 0 |  |  |  |  | 0 | 0 | 0 | 0 | 0 | 0 | 1 | 0 |  | 1 | 1 | 1 | 1 | #VALUE! | #VALUE! | 0 | 0 | 0 | 0 | 0 | 0 | 0 | 0 | 0 | 0 | 0 | 0 | 0 | 0 | 0 | 0 | 0 | 0 | 0 | 0 | 0 | 0 | 0 | 0 | 0
Thursday | 4 | 7 | 17 | 2321 | 0 | 0 | 0 | 0 | 0 | 0 | 0 | 0 | 0 | 0 | 0 | 0 | 0 | 0 | 0 | 0 | 0 | 0 | 0 | 0 | 0 |  | 0 | 0 | 0 | 0 | 0 | 0 | 0 | 0 |  |  |  |  | 0 | 0 | 0 | 0 | 0 | 0 | 1 | 0 |  | 1 | 1 | 1 | 1 | #VALUE! | #VALUE! | 0 | 0 | 0 | 0 | 0 | 0 | 0 | 0 | 0 | 0 | 0 | 0 | 0 | 0 | 0 | 0 | 0 | 0 | 0 | 0 | 0 | 0 | 0 | 0 | 0
Thursday | 4 | 7 | 18 | 2322 | 0 | 0 | 0 | 0 | 0 | 0 | 0 | 0 | 0 | 0 | 0 | 0 | 0 | 0 | 0 | 0 | 0 | 0 | 0 | 0 | 0 |  | 0 | 0 | 0 | 0 | 0 | 0 | 0 | 0 |  |  |  |  | 0 | 0 | 0 | 0 | 0 | 0 | 1 | 0 |  | 1 | 1 | 1 | 1 | #VALUE! | #VALUE! | 0 | 0 | 0 | 0 | 0 | 0 | 0 | 0 | 0 | 0 | 0 | 0 | 0 | 0 | 0 | 0 | 0 | 0 | 0 | 0 | 0 | 0 | 0 | 0 | 0
Thursday | 4 | 7 | 19 | 2323 | 0 | 0 | 0 | 0 | 0 | 0 | 0 | 0 | 0 | 0 | 0 | 0 | 0 | 0 | 0 | 0 | 0 | 0 | 0 | 0 | 0 |  | 0 | 0 | 0 | 0 | 0 | 0 | 0 | 0 |  |  |  |  | 0 | 0 | 0 | 0 | 0 | 0 | 1 | 0 |  | 1 | 1 | 1 | 1 | #VALUE! | #VALUE! | 0 | 0 | 0 | 0 | 0 | 0 | 0 | 0 | 0 | 0 | 0 | 0 | 0 | 0 | 0 | 0 | 0 | 0 | 0 | 0 | 0 | 0 | 0 | 0 | 0
Thursday | 4 | 7 | 20 | 2324 | 0 | 0 | 0 | 0 | 0 | 0 | 0 | 0 | 0 | 0 | 0 | 0 | 0 | 0 | 0 | 0 | 0 | 0 | 0 | 0 | 0 |  | 0 | 0 | 0 | 0 | 0 | 0 | 0 | 0 |  |  |  |  | 0 | 0 | 0 | 0 | 0 | 0 | 1 | 0 |  | 1 | 1 | 1 | 1 | #VALUE! | #VALUE! | 0 | 0 | 0 | 0 | 0 | 0 | 0 | 0 | 0 | 0 | 0 | 0 | 0 | 0 | 0 | 0 | 0 | 0 | 0 | 0 | 0 | 0 | 0 | 0 | 0
Thursday | 4 | 7 | 21 | 2325 | 0 | 0 | 0 | 0 | 0 | 0 | 0 | 0 | 0 | 0 | 0 | 0 | 0 | 0 | 0 | 0 | 0 | 0 | 0 | 0 | 0 |  | 0 | 0 | 0 | 0 | 0 | 0 | 0 | 0 |  |  |  |  | 0 | 0 | 0 | 0 | 0 | 0 | 1 | 0 |  | 1 | 1 | 1 | 1 | #VALUE! | #VALUE! | 0 | 0 | 0 | 0 | 0 | 0 | 0 | 0 | 0 | 0 | 0 | 0 | 0 | 0 | 0 | 0 | 0 | 0 | 0 | 0 | 0 | 0 | 0 | 0 | 0
Thursday | 4 | 7 | 22 | 2326 | 0 | 0 | 0 | 0 | 0 | 0 | 0 | 0 | 0 | 0 | 0 | 0 | 0 | 0 | 0 | 0 | 0 | 0 | 0 | 0 | 0 |  | 0 | 0 | 0 | 0 | 0 | 0 | 0 | 0 |  |  |  |  | 0 | 0 | 0 | 0 | 0 | 0 | 1 | 0 |  | 1 | 1 | 1 | 1 | #VALUE! | #VALUE! | 0 | 0 | 0 | 0 | 0 | 0 | 0 | 0 | 0 | 0 | 0 | 0 | 0 | 0 | 0 | 0 | 0 | 0 | 0 | 0 | 0 | 0 | 0 | 0 | 0
Thursday | 4 | 7 | 23 | 2327 | 0 | 0 | 0 | 0 | 0 | 0 | 0 | 0 | 0 | 0 | 0 | 0 | 0 | 0 | 0 | 0 | 0 | 0 | 0 | 0 | 0 |  | 0 | 0 | 0 | 0 | 0 | 0 | 0 | 0 |  |  |  |  | 0 | 0 | 0 | 0 | 0 | 0 | 0 | 1 |  | 1 | 1 | 1 | 1 | 1 | 1 | 0 | 0 | 0 | 0 | 0 | 0 | 0 | 0 | 0 | 0 | 0 | 0 | 0 | 0 | 0 | 0 | 0 | 0 | 0 | 0 | 0 | 0 | 0 | 0 | 0
Thursday | 4 | 7 | 24 | 2328 | 0 | 0 | 0 | 0 | 0 | 0 | 0 | 0 | 0 | 0 | 0 | 0 | 0 | 0 | 0 | 0 | 0 | 0 | 0 | 0 | 0 |  | 0 | 0 | 0 | 0 | 0 | 0 | 0 | 0 |  |  |  |  | 0 | 0 | 0 | 0 | 0 | 0 | 0 | 1 |  | 1 | 1 | 1 | 1 | 1 | 1 | 0 | 0 | 0 | 0 | 0 | 0 | 0 | 0 | 0 | 0 | 0 | 0 | 0 | 0 | 0 | 0 | 0 | 0 | 0 | 0 | 0 | 0 | 0 | 0 | 0
Friday | 4 | 8 | 1 | 2329 | 0 | 0 | 0 | 0 | 0 | 0 | 0 | 0 | 0 | 0 | 0 | 0 | 0 | 0 | 0 | 0 | 0 | 0 | 0 | 0 | 0 |  | 0 | 0 | 0 | 0 | 0 | 0 | 0 | 0 |  |  |  |  | 0 | 0 | 0 | 0 | 0 | 0 | 0 | 1 |  | 1 | 1 | 1 | 1 | 1 | 1 | 0 | 0 | 0 | 0 | 0 | 0 | 0 | 0 | 0 | 0 | 0 | 0 | 0 | 0 | 0 | 0 | 0 | 0 | 0 | 0 | 0 | 0 | 0 | 0 | 0
Friday | 4 | 8 | 2 | 2330 | 0 | 0 | 0 | 0 | 0 | 0 | 0 | 0 | 0 | 0 | 0 | 0 | 0 | 0 | 0 | 0 | 0 | 0 | 0 | 0 | 0 |  | 0 | 0 | 0 | 0 | 0 | 0 | 0 | 0 |  |  |  |  | 0 | 0 | 0 | 0 | 0 | 0 | 0 | 1 |  | 1 | 1 | 1 | 1 | 1 | 1 | 0 | 0 | 0 | 0 | 0 | 0 | 0 | 0 | 0 | 0 | 0 | 0 | 0 | 0 | 0 | 0 | 0 | 0 | 0 | 0 | 0 | 0 | 0 | 0 | 0
Friday | 4 | 8 | 3 | 2331 | 0 | 0 | 0 | 0 | 0 | 0 | 0 | 0 | 0 | 0 | 0 | 0 | 0 | 0 | 0 | 0 | 0 | 0 | 0 | 0 | 0 |  | 0 | 0 | 0 | 0 | 0 | 0 | 0 | 0 |  |  |  |  | 0 | 0 | 0 | 0 | 0 | 0 | 0 | 1 |  | 1 | 1 | 1 | 1 | 1 | 1 | 0 | 0 | 0 | 0 | 0 | 0 | 0 | 0 | 0 | 0 | 0 | 0 | 0 | 0 | 0 | 0 | 0 | 0 | 0 | 0 | 0 | 0 | 0 | 0 | 0
Friday | 4 | 8 | 4 | 2332 | 0 | 0 | 0 | 0 | 0 | 0 | 0 | 0 | 0 | 0 | 0 | 0 | 0 | 0 | 0 | 0 | 0 | 0 | 0 | 0 | 0 |  | 0 | 0 | 0 | 0 | 0 | 0 | 0 | 0 |  |  |  |  | 0 | 0 | 0 | 0 | 0 | 0 | 0 | 1 |  | 1 | 1 | 1 | 1 | 1 | 1 | 0 | 0 | 0 | 0 | 0 | 0 | 0 | 0 | 0 | 0 | 0 | 0 | 0 | 0 | 0 | 0 | 0 | 0 | 0 | 0 | 0 | 0 | 0 | 0 | 0
Friday | 4 | 8 | 5 | 2333 | 0 | 0 | 0 | 0 | 0 | 0 | 0 | 0 | 0 | 0 | 0 | 0 | 0 | 0 | 0 | 0 | 0 | 0 | 0 | 0 | 0 |  | 0 | 0 | 0 | 0 | 0 | 0 | 0 | 0 |  |  |  |  | 0 | 0 | 0 | 0 | 0 | 0 | 0 | 1 |  | 1 | 1 | 1 | 1 | 1 | 1 | 0 | 0 | 0 | 0 | 0 | 0 | 0 | 0 | 0 | 0 | 0 | 0 | 0 | 0 | 0 | 0 | 0 | 0 | 0 | 0 | 0 | 0 | 0 | 0 | 0
Friday | 4 | 8 | 6 | 2334 | 0 | 0 | 0 | 0 | 0 | 0 | 0 | 0 | 0 | 0 | 0 | 0 | 0 | 0 | 0 | 0 | 0 | 0 | 0 | 0 | 0 |  | 0 | 0 | 0 | 0 | 0 | 0 | 0 | 0 |  |  |  |  | 0 | 0 | 0 | 0 | 0 | 0 | 0 | 1 |  | 1 | 1 | 1 | 1 | 1 | 1 | 0 | 0 | 0 | 0 | 0 | 0 | 0 | 0 | 0 | 0 | 0 | 0 | 0 | 0 | 0 | 0 | 0 | 0 | 0 | 0 | 0 | 0 | 0 | 0 | 0
Friday | 4 | 8 | 7 | 2335 | 0 | 0 | 0 | 0 | 0 | 0 | 0 | 0 | 0 | 0 | 0 | 0 | 0 | 0 | 0 | 0 | 0 | 0 | 0 | 0 | 0 |  | 0 | 0 | 0 | 0 | 0 | 0 | 0 | 0 |  |  |  |  | 0 | 0 | 0 | 0 | 0 | 0 | 0 | 1 |  | 1 | 1 | 1 | 1 | 1 | 1 | 0 | 0 | 0 | 0 | 0 | 0 | 0 | 0 | 0 | 0 | 0 | 0 | 0 | 0 | 0 | 0 | 0 | 0 | 0 | 0 | 0 | 0 | 0 | 0 | 0
Friday | 4 | 8 | 8 | 2336 | 0 | 0 | 0 | 0 | 0 | 0 | 0 | 0 | 0 | 0 | 0 | 0 | 0 | 0 | 0 | 0 | 0 | 0 | 0 | 0 | 0 |  | 0 | 0 | 0 | 0 | 0 | 0 | 0 | 0 |  |  |  |  | 0 | 0 | 0 | 0 | 0 | 0 | 1 | 0 |  | 1 | 1 | 1 | 1 | #VALUE! | #VALUE! | 0 | 0 | 0 | 0 | 0 | 0 | 0 | 0 | 0 | 0 | 0 | 0 | 0 | 0 | 0 | 0 | 0 | 0 | 0 | 0 | 0 | 0 | 0 | 0 | 0
Friday | 4 | 8 | 9 | 2337 | 0 | 0 | 0 | 0 | 0 | 0 | 0 | 0 | 0 | 0 | 0 | 0 | 0 | 0 | 0 | 0 | 0 | 0 | 0 | 0 | 0 |  | 0 | 0 | 0 | 0 | 0 | 0 | 0 | 0 |  |  |  |  | 0 | 0 | 0 | 0 | 0 | 0 | 1 | 0 |  | 1 | 1 | 1 | 1 | #VALUE! | #VALUE! | 0 | 0 | 0 | 0 | 0 | 0 | 0 | 0 | 0 | 0 | 0 | 0 | 0 | 0 | 0 | 0 | 0 | 0 | 0 | 0 | 0 | 0 | 0 | 0 | 0
Friday | 4 | 8 | 10 | 2338 | 0 | 0 | 0 | 0 | 0 | 0 | 0 | 0 | 0 | 0 | 0 | 0 | 0 | 0 | 0 | 0 | 0 | 0 | 0 | 0 | 0 |  | 0 | 0 | 0 | 0 | 0 | 0 | 0 | 0 |  |  |  |  | 0 | 0 | 0 | 0 | 0 | 0 | 1 | 0 |  | 1 | 1 | 1 | 1 | #VALUE! | #VALUE! | 0 | 0 | 0 | 0 | 0 | 0 | 0 | 0 | 0 | 0 | 0 | 0 | 0 | 0 | 0 | 0 | 0 | 0 | 0 | 0 | 0 | 0 | 0 | 0 | 0
Friday | 4 | 8 | 11 | 2339 | 0 | 0 | 0 | 0 | 0 | 0 | 0 | 0 | 0 | 0 | 0 | 0 | 0 | 0 | 0 | 0 | 0 | 0 | 0 | 0 | 0 |  | 0 | 0 | 0 | 0 | 0 | 0 | 0 | 0 |  |  |  |  | 0 | 0 | 0 | 0 | 0 | 0 | 1 | 0 |  | 1 | 1 | 1 | 1 | #VALUE! | #VALUE! | 0 | 0 | 0 | 0 | 0 | 0 | 0 | 0 | 0 | 0 | 0 | 0 | 0 | 0 | 0 | 0 | 0 | 0 | 0 | 0 | 0 | 0 | 0 | 0 | 0
Friday | 4 | 8 | 12 | 2340 | 0 | 0 | 0 | 0 | 0 | 0 | 0 | 0 | 0 | 0 | 0 | 0 | 0 | 0 | 0 | 0 | 0 | 0 | 0 | 0 | 0 |  | 0 | 0 | 0 | 0 | 0 | 0 | 0 | 0 |  |  |  |  | 0 | 0 | 0 | 0 | 0 | 0 | 1 | 0 |  | 1 | 1 | 1 | 1 | #VALUE! | #VALUE! | 0 | 0 | 0 | 0 | 0 | 0 | 0 | 0 | 0 | 0 | 0 | 0 | 0 | 0 | 0 | 0 | 0 | 0 | 0 | 0 | 0 | 0 | 0 | 0 | 0
Friday | 4 | 8 | 13 | 2341 | 0 | 0 | 0 | 0 | 0 | 0 | 0 | 0 | 0 | 0 | 0 | 0 | 0 | 0 | 0 | 0 | 0 | 0 | 0 | 0 | 0 |  | 0 | 0 | 0 | 0 | 0 | 0 | 0 | 0 |  |  |  |  | 0 | 0 | 0 | 0 | 0 | 0 | 1 | 0 |  | 1 | 1 | 1 | 1 | #VALUE! | #VALUE! | 0 | 0 | 0 | 0 | 0 | 0 | 0 | 0 | 0 | 0 | 0 | 0 | 0 | 0 | 0 | 0 | 0 | 0 | 0 | 0 | 0 | 0 | 0 | 0 | 0
Friday | 4 | 8 | 14 | 2342 | 0 | 0 | 0 | 0 | 0 | 0 | 0 | 0 | 0 | 0 | 0 | 0 | 0 | 0 | 0 | 0 | 0 | 0 | 0 | 0 | 0 |  | 0 | 0 | 0 | 0 | 0 | 0 | 0 | 0 |  |  |  |  | 0 | 0 | 0 | 0 | 0 | 0 | 1 | 0 |  | 1 | 1 | 1 | 1 | #VALUE! | #VALUE! | 0 | 0 | 0 | 0 | 0 | 0 | 0 | 0 | 0 | 0 | 0 | 0 | 0 | 0 | 0 | 0 | 0 | 0 | 0 | 0 | 0 | 0 | 0 | 0 | 0
Friday | 4 | 8 | 15 | 2343 | 0 | 0 | 0 | 0 | 0 | 0 | 0 | 0 | 0 | 0 | 0 | 0 | 0 | 0 | 0 | 0 | 0 | 0 | 0 | 0 | 0 |  | 0 | 0 | 0 | 0 | 0 | 0 | 0 | 0 |  |  |  |  | 0 | 0 | 0 | 0 | 0 | 0 | 1 | 0 |  | 1 | 1 | 1 | 1 | #VALUE! | #VALUE! | 0 | 0 | 0 | 0 | 0 | 0 | 0 | 0 | 0 | 0 | 0 | 0 | 0 | 0 | 0 | 0 | 0 | 0 | 0 | 0 | 0 | 0 | 0 | 0 | 0
Friday | 4 | 8 | 16 | 2344 | 0 | 0 | 0 | 0 | 0 | 0 | 0 | 0 | 0 | 0 | 0 | 0 | 0 | 0 | 0 | 0 | 0 | 0 | 0 | 0 | 0 |  | 0 | 0 | 0 | 0 | 0 | 0 | 0 | 0 |  |  |  |  | 0 | 0 | 0 | 0 | 0 | 0 | 1 | 0 |  | 1 | 1 | 1 | 1 | #VALUE! | #VALUE! | 0 | 0 | 0 | 0 | 0 | 0 | 0 | 0 | 0 | 0 | 0 | 0 | 0 | 0 | 0 | 0 | 0 | 0 | 0 | 0 | 0 | 0 | 0 | 0 | 0
Friday | 4 | 8 | 17 | 2345 | 0 | 0 | 0 | 0 | 0 | 0 | 0 | 0 | 0 | 0 | 0 | 0 | 0 | 0 | 0 | 0 | 0 | 0 | 0 | 0 | 0 |  | 0 | 0 | 0 | 0 | 0 | 0 | 0 | 0 |  |  |  |  | 0 | 0 | 0 | 0 | 0 | 0 | 1 | 0 |  | 1 | 1 | 1 | 1 | #VALUE! | #VALUE! | 0 | 0 | 0 | 0 | 0 | 0 | 0 | 0 | 0 | 0 | 0 | 0 | 0 | 0 | 0 | 0 | 0 | 0 | 0 | 0 | 0 | 0 | 0 | 0 | 0
Friday | 4 | 8 | 18 | 2346 | 0 | 0 | 0 | 0 | 0 | 0 | 0 | 0 | 0 | 0 | 0 | 0 | 0 | 0 | 0 | 0 | 0 | 0 | 0 | 0 | 0 |  | 0 | 0 | 0 | 0 | 0 | 0 | 0 | 0 |  |  |  |  | 0 | 0 | 0 | 0 | 0 | 0 | 1 | 0 |  | 1 | 1 | 1 | 1 | #VALUE! | #VALUE! | 0 | 0 | 0 | 0 | 0 | 0 | 0 | 0 | 0 | 0 | 0 | 0 | 0 | 0 | 0 | 0 | 0 | 0 | 0 | 0 | 0 | 0 | 0 | 0 | 0
Friday | 4 | 8 | 19 | 2347 | 0 | 0 | 0 | 0 | 0 | 0 | 0 | 0 | 0 | 0 | 0 | 0 | 0 | 0 | 0 | 0 | 0 | 0 | 0 | 0 | 0 |  | 0 | 0 | 0 | 0 | 0 | 0 | 0 | 0 |  |  |  |  | 0 | 0 | 0 | 0 | 0 | 0 | 1 | 0 |  | 1 | 1 | 1 | 1 | #VALUE! | #VALUE! | 0 | 0 | 0 | 0 | 0 | 0 | 0 | 0 | 0 | 0 | 0 | 0 | 0 | 0 | 0 | 0 | 0 | 0 | 0 | 0 | 0 | 0 | 0 | 0 | 0
Friday | 4 | 8 | 20 | 2348 | 0 | 0 | 0 | 0 | 0 | 0 | 0 | 0 | 0 | 0 | 0 | 0 | 0 | 0 | 0 | 0 | 0 | 0 | 0 | 0 | 0 |  | 0 | 0 | 0 | 0 | 0 | 0 | 0 | 0 |  |  |  |  | 0 | 0 | 0 | 0 | 0 | 0 | 1 | 0 |  | 1 | 1 | 1 | 1 | #VALUE! | #VALUE! | 0 | 0 | 0 | 0 | 0 | 0 | 0 | 0 | 0 | 0 | 0 | 0 | 0 | 0 | 0 | 0 | 0 | 0 | 0 | 0 | 0 | 0 | 0 | 0 | 0
Friday | 4 | 8 | 21 | 2349 | 0 | 0 | 0 | 0 | 0 | 0 | 0 | 0 | 0 | 0 | 0 | 0 | 0 | 0 | 0 | 0 | 0 | 0 | 0 | 0 | 0 |  | 0 | 0 | 0 | 0 | 0 | 0 | 0 | 0 |  |  |  |  | 0 | 0 | 0 | 0 | 0 | 0 | 1 | 0 |  | 1 | 1 | 1 | 1 | #VALUE! | #VALUE! | 0 | 0 | 0 | 0 | 0 | 0 | 0 | 0 | 0 | 0 | 0 | 0 | 0 | 0 | 0 | 0 | 0 | 0 | 0 | 0 | 0 | 0 | 0 | 0 | 0
Friday | 4 | 8 | 22 | 2350 | 0 | 0 | 0 | 0 | 0 | 0 | 0 | 0 | 0 | 0 | 0 | 0 | 0 | 0 | 0 | 0 | 0 | 0 | 0 | 0 | 0 |  | 0 | 0 | 0 | 0 | 0 | 0 | 0 | 0 |  |  |  |  | 0 | 0 | 0 | 0 | 0 | 0 | 1 | 0 |  | 1 | 1 | 1 | 1 | #VALUE! | #VALUE! | 0 | 0 | 0 | 0 | 0 | 0 | 0 | 0 | 0 | 0 | 0 | 0 | 0 | 0 | 0 | 0 | 0 | 0 | 0 | 0 | 0 | 0 | 0 | 0 | 0
Friday | 4 | 8 | 23 | 2351 | 0 | 0 | 0 | 0 | 0 | 0 | 0 | 0 | 0 | 0 | 0 | 0 | 0 | 0 | 0 | 0 | 0 | 0 | 0 | 0 | 0 |  | 0 | 0 | 0 | 0 | 0 | 0 | 0 | 0 |  |  |  |  | 0 | 0 | 0 | 0 | 0 | 0 | 0 | 1 |  | 1 | 1 | 1 | 1 | 1 | 1 | 0 | 0 | 0 | 0 | 0 | 0 | 0 | 0 | 0 | 0 | 0 | 0 | 0 | 0 | 0 | 0 | 0 | 0 | 0 | 0 | 0 | 0 | 0 | 0 | 0
Friday | 4 | 8 | 24 | 2352 | 0 | 0 | 0 | 0 | 0 | 0 | 0 | 0 | 0 | 0 | 0 | 0 | 0 | 0 | 0 | 0 | 0 | 0 | 0 | 0 | 0 |  | 0 | 0 | 0 | 0 | 0 | 0 | 0 | 0 |  |  |  |  | 0 | 0 | 0 | 0 | 0 | 0 | 0 | 1 |  | 1 | 1 | 1 | 1 | 1 | 1 | 0 | 0 | 0 | 0 | 0 | 0 | 0 | 0 | 0 | 0 | 0 | 0 | 0 | 0 | 0 | 0 | 0 | 0 | 0 | 0 | 0 | 0 | 0 | 0 | 0
Saturday | 4 | 9 | 1 | 2353 | 0 | 0 | 0 | 0 | 0 | 0 | 0 | 0 | 0 | 0 | 0 | 0 | 0 | 0 | 0 | 0 | 0 | 0 | 0 | 0 | 0 |  | 0 | 0 | 0 | 0 | 0 | 0 | 0 | 0 |  |  |  |  | 0 | 0 | 0 | 0 | 0 | 0 | 0 | 1 |  | 1 | 1 | 1 | 1 | 1 | 1 | 0 | 0 | 0 | 0 | 0 | 0 | 0 | 0 | 0 | 0 | 0 | 0 | 0 | 0 | 0 | 0 | 0 | 0 | 0 | 0 | 0 | 0 | 0 | 0 | 0
Saturday | 4 | 9 | 2 | 2354 | 0 | 0 | 0 | 0 | 0 | 0 | 0 | 0 | 0 | 0 | 0 | 0 | 0 | 0 | 0 | 0 | 0 | 0 | 0 | 0 | 0 |  | 0 | 0 | 0 | 0 | 0 | 0 | 0 | 0 |  |  |  |  | 0 | 0 | 0 | 0 | 0 | 0 | 0 | 1 |  | 1 | 1 | 1 | 1 | 1 | 1 | 0 | 0 | 0 | 0 | 0 | 0 | 0 | 0 | 0 | 0 | 0 | 0 | 0 | 0 | 0 | 0 | 0 | 0 | 0 | 0 | 0 | 0 | 0 | 0 | 0
Saturday | 4 | 9 | 3 | 2355 | 0 | 0 | 0 | 0 | 0 | 0 | 0 | 0 | 0 | 0 | 0 | 0 | 0 | 0 | 0 | 0 | 0 | 0 | 0 | 0 | 0 |  | 0 | 0 | 0 | 0 | 0 | 0 | 0 | 0 |  |  |  |  | 0 | 0 | 0 | 0 | 0 | 0 | 0 | 1 |  | 1 | 1 | 1 | 1 | 1 | 1 | 0 | 0 | 0 | 0 | 0 | 0 | 0 | 0 | 0 | 0 | 0 | 0 | 0 | 0 | 0 | 0 | 0 | 0 | 0 | 0 | 0 | 0 | 0 | 0 | 0
Saturday | 4 | 9 | 4 | 2356 | 0 | 0 | 0 | 0 | 0 | 0 | 0 | 0 | 0 | 0 | 0 | 0 | 0 | 0 | 0 | 0 | 0 | 0 | 0 | 0 | 0 |  | 0 | 0 | 0 | 0 | 0 | 0 | 0 | 0 |  |  |  |  | 0 | 0 | 0 | 0 | 0 | 0 | 0 | 1 |  | 1 | 1 | 1 | 1 | 1 | 1 | 0 | 0 | 0 | 0 | 0 | 0 | 0 | 0 | 0 | 0 | 0 | 0 | 0 | 0 | 0 | 0 | 0 | 0 | 0 | 0 | 0 | 0 | 0 | 0 | 0
Saturday | 4 | 9 | 5 | 2357 | 0 | 0 | 0 | 0 | 0 | 0 | 0 | 0 | 0 | 0 | 0 | 0 | 0 | 0 | 0 | 0 | 0 | 0 | 0 | 0 | 0 |  | 0 | 0 | 0 | 0 | 0 | 0 | 0 | 0 |  |  |  |  | 0 | 0 | 0 | 0 | 0 | 0 | 0 | 1 |  | 1 | 1 | 1 | 1 | 1 | 1 | 0 | 0 | 0 | 0 | 0 | 0 | 0 | 0 | 0 | 0 | 0 | 0 | 0 | 0 | 0 | 0 | 0 | 0 | 0 | 0 | 0 | 0 | 0 | 0 | 0
Saturday | 4 | 9 | 6 | 2358 | 0 | 0 | 0 | 0 | 0 | 0 | 0 | 0 | 0 | 0 | 0 | 0 | 0 | 0 | 0 | 0 | 0 | 0 | 0 | 0 | 0 |  | 0 | 0 | 0 | 0 | 0 | 0 | 0 | 0 |  |  |  |  | 0 | 0 | 0 | 0 | 0 | 0 | 0 | 1 |  | 1 | 1 | 1 | 1 | 1 | 1 | 0 | 0 | 0 | 0 | 0 | 0 | 0 | 0 | 0 | 0 | 0 | 0 | 0 | 0 | 0 | 0 | 0 | 0 | 0 | 0 | 0 | 0 | 0 | 0 | 0
Saturday | 4 | 9 | 7 | 2359 | 0 | 0 | 0 | 0 | 0 | 0 | 0 | 0 | 0 | 0 | 0 | 0 | 0 | 0 | 0 | 0 | 0 | 0 | 0 | 0 | 0 |  | 0 | 0 | 0 | 0 | 0 | 0 | 0 | 0 |  |  |  |  | 0 | 0 | 0 | 0 | 0 | 0 | 0 | 1 |  | 1 | 1 | 1 | 1 | 1 | 1 | 0 | 0 | 0 | 0 | 0 | 0 | 0 | 0 | 0 | 0 | 0 | 0 | 0 | 0 | 0 | 0 | 0 | 0 | 0 | 0 | 0 | 0 | 0 | 0 | 0
Saturday | 4 | 9 | 8 | 2360 | 0 | 0 | 0 | 0 | 0 | 0 | 0 | 0 | 0 | 0 | 0 | 0 | 0 | 0 | 0 | 0 | 0 | 0 | 0 | 0 | 0 |  | 0 | 0 | 0 | 0 | 0 | 0 | 0 | 0 |  |  |  |  | 0 | 0 | 0 | 0 | 0 | 0 | 0 | 1 |  | 1 | 1 | 1 | 1 | 1 | 1 | 0 | 0 | 0 | 0 | 0 | 0 | 0 | 0 | 0 | 0 | 0 | 0 | 0 | 0 | 0 | 0 | 0 | 0 | 0 | 0 | 0 | 0 | 0 | 0 | 0
Saturday | 4 | 9 | 9 | 2361 | 0 | 0 | 0 | 0 | 0 | 0 | 0 | 0 | 0 | 0 | 0 | 0 | 0 | 0 | 0 | 0 | 0 | 0 | 0 | 0 | 0 |  | 0 | 0 | 0 | 0 | 0 | 0 | 0 | 0 |  |  |  |  | 0 | 0 | 0 | 0 | 0 | 0 | 0 | 1 |  | 1 | 1 | 1 | 1 | 1 | 1 | 0 | 0 | 0 | 0 | 0 | 0 | 0 | 0 | 0 | 0 | 0 | 0 | 0 | 0 | 0 | 0 | 0 | 0 | 0 | 0 | 0 | 0 | 0 | 0 | 0
Saturday | 4 | 9 | 10 | 2362 | 0 | 0 | 0 | 0 | 0 | 0 | 0 | 0 | 0 | 0 | 0 | 0 | 0 | 0 | 0 | 0 | 0 | 0 | 0 | 0 | 0 |  | 0 | 0 | 0 | 0 | 0 | 0 | 0 | 0 |  |  |  |  | 0 | 0 | 0 | 0 | 0 | 0 | 0 | 1 |  | 1 | 1 | 1 | 1 | 1 | 1 | 0 | 0 | 0 | 0 | 0 | 0 | 0 | 0 | 0 | 0 | 0 | 0 | 0 | 0 | 0 | 0 | 0 | 0 | 0 | 0 | 0 | 0 | 0 | 0 | 0
Saturday | 4 | 9 | 11 | 2363 | 0 | 0 | 0 | 0 | 0 | 0 | 0 | 0 | 0 | 0 | 0 | 0 | 0 | 0 | 0 | 0 | 0 | 0 | 0 | 0 | 0 |  | 0 | 0 | 0 | 0 | 0 | 0 | 0 | 0 |  |  |  |  | 0 | 0 | 0 | 0 | 0 | 0 | 0 | 1 |  | 1 | 1 | 1 | 1 | 1 | 1 | 0 | 0 | 0 | 0 | 0 | 0 | 0 | 0 | 0 | 0 | 0 | 0 | 0 | 0 | 0 | 0 | 0 | 0 | 0 | 0 | 0 | 0 | 0 | 0 | 0
Saturday | 4 | 9 | 12 | 2364 | 0 | 0 | 0 | 0 | 0 | 0 | 0 | 0 | 0 | 0 | 0 | 0 | 0 | 0 | 0 | 0 | 0 | 0 | 0 | 0 | 0 |  | 0 | 0 | 0 | 0 | 0 | 0 | 0 | 0 |  |  |  |  | 0 | 0 | 0 | 0 | 0 | 0 | 0 | 1 |  | 1 | 1 | 1 | 1 | 1 | 1 | 0 | 0 | 0 | 0 | 0 | 0 | 0 | 0 | 0 | 0 | 0 | 0 | 0 | 0 | 0 | 0 | 0 | 0 | 0 | 0 | 0 | 0 | 0 | 0 | 0
Saturday | 4 | 9 | 13 | 2365 | 0 | 0 | 0 | 0 | 0 | 0 | 0 | 0 | 0 | 0 | 0 | 0 | 0 | 0 | 0 | 0 | 0 | 0 | 0 | 0 | 0 |  | 0 | 0 | 0 | 0 | 0 | 0 | 0 | 0 |  |  |  |  | 0 | 0 | 0 | 0 | 0 | 0 | 0 | 1 |  | 1 | 1 | 1 | 1 | 1 | 1 | 0 | 0 | 0 | 0 | 0 | 0 | 0 | 0 | 0 | 0 | 0 | 0 | 0 | 0 | 0 | 0 | 0 | 0 | 0 | 0 | 0 | 0 | 0 | 0 | 0
Saturday | 4 | 9 | 14 | 2366 | 0 | 0 | 0 | 0 | 0 | 0 | 0 | 0 | 0 | 0 | 0 | 0 | 0 | 0 | 0 | 0 | 0 | 0 | 0 | 0 | 0 |  | 0 | 0 | 0 | 0 | 0 | 0 | 0 | 0 |  |  |  |  | 0 | 0 | 0 | 0 | 0 | 0 | 0 | 1 |  | 1 | 1 | 1 | 1 | 1 | 1 | 0 | 0 | 0 | 0 | 0 | 0 | 0 | 0 | 0 | 0 | 0 | 0 | 0 | 0 | 0 | 0 | 0 | 0 | 0 | 0 | 0 | 0 | 0 | 0 | 0
Saturday | 4 | 9 | 15 | 2367 | 0 | 0 | 0 | 0 | 0 | 0 | 0 | 0 | 0 | 0 | 0 | 0 | 0 | 0 | 0 | 0 | 0 | 0 | 0 | 0 | 0 |  | 0 | 0 | 0 | 0 | 0 | 0 | 0 | 0 |  |  |  |  | 0 | 0 | 0 | 0 | 0 | 0 | 0 | 1 |  | 1 | 1 | 1 | 1 | 1 | 1 | 0 | 0 | 0 | 0 | 0 | 0 | 0 | 0 | 0 | 0 | 0 | 0 | 0 | 0 | 0 | 0 | 0 | 0 | 0 | 0 | 0 | 0 | 0 | 0 | 0
Saturday | 4 | 9 | 16 | 2368 | 0 | 0 | 0 | 0 | 0 | 0 | 0 | 0 | 0 | 0 | 0 | 0 | 0 | 0 | 0 | 0 | 0 | 0 | 0 | 0 | 0 |  | 0 | 0 | 0 | 0 | 0 | 0 | 0 | 0 |  |  |  |  | 0 | 0 | 0 | 0 | 0 | 0 | 0 | 1 |  | 1 | 1 | 1 | 1 | 1 | 1 | 0 | 0 | 0 | 0 | 0 | 0 | 0 | 0 | 0 | 0 | 0 | 0 | 0 | 0 | 0 | 0 | 0 | 0 | 0 | 0 | 0 | 0 | 0 | 0 | 0
Saturday | 4 | 9 | 17 | 2369 | 0 | 0 | 0 | 0 | 0 | 0 | 0 | 0 | 0 | 0 | 0 | 0 | 0 | 0 | 0 | 0 | 0 | 0 | 0 | 0 | 0 |  | 0 | 0 | 0 | 0 | 0 | 0 | 0 | 0 |  |  |  |  | 0 | 0 | 0 | 0 | 0 | 0 | 0 | 1 |  | 1 | 1 | 1 | 1 | 1 | 1 | 0 | 0 | 0 | 0 | 0 | 0 | 0 | 0 | 0 | 0 | 0 | 0 | 0 | 0 | 0 | 0 | 0 | 0 | 0 | 0 | 0 | 0 | 0 | 0 | 0
Saturday | 4 | 9 | 18 | 2370 | 0 | 0 | 0 | 0 | 0 | 0 | 0 | 0 | 0 | 0 | 0 | 0 | 0 | 0 | 0 | 0 | 0 | 0 | 0 | 0 | 0 |  | 0 | 0 | 0 | 0 | 0 | 0 | 0 | 0 |  |  |  |  | 0 | 0 | 0 | 0 | 0 | 0 | 0 | 1 |  | 1 | 1 | 1 | 1 | 1 | 1 | 0 | 0 | 0 | 0 | 0 | 0 | 0 | 0 | 0 | 0 | 0 | 0 | 0 | 0 | 0 | 0 | 0 | 0 | 0 | 0 | 0 | 0 | 0 | 0 | 0
Saturday | 4 | 9 | 19 | 2371 | 0 | 0 | 0 | 0 | 0 | 0 | 0 | 0 | 0 | 0 | 0 | 0 | 0 | 0 | 0 | 0 | 0 | 0 | 0 | 0 | 0 |  | 0 | 0 | 0 | 0 | 0 | 0 | 0 | 0 |  |  |  |  | 0 | 0 | 0 | 0 | 0 | 0 | 0 | 1 |  | 1 | 1 | 1 | 1 | 1 | 1 | 0 | 0 | 0 | 0 | 0 | 0 | 0 | 0 | 0 | 0 | 0 | 0 | 0 | 0 | 0 | 0 | 0 | 0 | 0 | 0 | 0 | 0 | 0 | 0 | 0
Saturday | 4 | 9 | 20 | 2372 | 0 | 0 | 0 | 0 | 0 | 0 | 0 | 0 | 0 | 0 | 0 | 0 | 0 | 0 | 0 | 0 | 0 | 0 | 0 | 0 | 0 |  | 0 | 0 | 0 | 0 | 0 | 0 | 0 | 0 |  |  |  |  | 0 | 0 | 0 | 0 | 0 | 0 | 0 | 1 |  | 1 | 1 | 1 | 1 | 1 | 1 | 0 | 0 | 0 | 0 | 0 | 0 | 0 | 0 | 0 | 0 | 0 | 0 | 0 | 0 | 0 | 0 | 0 | 0 | 0 | 0 | 0 | 0 | 0 | 0 | 0
Saturday | 4 | 9 | 21 | 2373 | 0 | 0 | 0 | 0 | 0 | 0 | 0 | 0 | 0 | 0 | 0 | 0 | 0 | 0 | 0 | 0 | 0 | 0 | 0 | 0 | 0 |  | 0 | 0 | 0 | 0 | 0 | 0 | 0 | 0 |  |  |  |  | 0 | 0 | 0 | 0 | 0 | 0 | 0 | 1 |  | 1 | 1 | 1 | 1 | 1 | 1 | 0 | 0 | 0 | 0 | 0 | 0 | 0 | 0 | 0 | 0 | 0 | 0 | 0 | 0 | 0 | 0 | 0 | 0 | 0 | 0 | 0 | 0 | 0 | 0 | 0
Saturday | 4 | 9 | 22 | 2374 | 0 | 0 | 0 | 0 | 0 | 0 | 0 | 0 | 0 | 0 | 0 | 0 | 0 | 0 | 0 | 0 | 0 | 0 | 0 | 0 | 0 |  | 0 | 0 | 0 | 0 | 0 | 0 | 0 | 0 |  |  |  |  | 0 | 0 | 0 | 0 | 0 | 0 | 0 | 1 |  | 1 | 1 | 1 | 1 | 1 | 1 | 0 | 0 | 0 | 0 | 0 | 0 | 0 | 0 | 0 | 0 | 0 | 0 | 0 | 0 | 0 | 0 | 0 | 0 | 0 | 0 | 0 | 0 | 0 | 0 | 0
Saturday | 4 | 9 | 23 | 2375 | 0 | 0 | 0 | 0 | 0 | 0 | 0 | 0 | 0 | 0 | 0 | 0 | 0 | 0 | 0 | 0 | 0 | 0 | 0 | 0 | 0 |  | 0 | 0 | 0 | 0 | 0 | 0 | 0 | 0 |  |  |  |  | 0 | 0 | 0 | 0 | 0 | 0 | 0 | 1 |  | 1 | 1 | 1 | 1 | 1 | 1 | 0 | 0 | 0 | 0 | 0 | 0 | 0 | 0 | 0 | 0 | 0 | 0 | 0 | 0 | 0 | 0 | 0 | 0 | 0 | 0 | 0 | 0 | 0 | 0 | 0
Saturday | 4 | 9 | 24 | 2376 | 0 | 0 | 0 | 0 | 0 | 0 | 0 | 0 | 0 | 0 | 0 | 0 | 0 | 0 | 0 | 0 | 0 | 0 | 0 | 0 | 0 |  | 0 | 0 | 0 | 0 | 0 | 0 | 0 | 0 |  |  |  |  | 0 | 0 | 0 | 0 | 0 | 0 | 0 | 1 |  | 1 | 1 | 1 | 1 | 1 | 1 | 0 | 0 | 0 | 0 | 0 | 0 | 0 | 0 | 0 | 0 | 0 | 0 | 0 | 0 | 0 | 0 | 0 | 0 | 0 | 0 | 0 | 0 | 0 | 0 | 0
Sunday | 4 | 10 | 1 | 2377 | 0 | 0 | 0 | 0 | 0 | 0 | 0 | 0 | 0 | 0 | 0 | 0 | 0 | 0 | 0 | 0 | 0 | 0 | 0 | 0 | 0 |  | 0 | 0 | 0 | 0 | 0 | 0 | 0 | 0 |  |  |  |  | 0 | 0 | 0 | 0 | 0 | 0 | 0 | 1 |  | 1 | 1 | 1 | 1 | 1 | 1 | 0 | 0 | 0 | 0 | 0 | 0 | 0 | 0 | 0 | 0 | 0 | 0 | 0 | 0 | 0 | 0 | 0 | 0 | 0 | 0 | 0 | 0 | 0 | 0 | 0
Sunday | 4 | 10 | 2 | 2378 | 0 | 0 | 0 | 0 | 0 | 0 | 0 | 0 | 0 | 0 | 0 | 0 | 0 | 0 | 0 | 0 | 0 | 0 | 0 | 0 | 0 |  | 0 | 0 | 0 | 0 | 0 | 0 | 0 | 0 |  |  |  |  | 0 | 0 | 0 | 0 | 0 | 0 | 0 | 1 |  | 1 | 1 | 1 | 1 | 1 | 1 | 0 | 0 | 0 | 0 | 0 | 0 | 0 | 0 | 0 | 0 | 0 | 0 | 0 | 0 | 0 | 0 | 0 | 0 | 0 | 0 | 0 | 0 | 0 | 0 | 0
Sunday | 4 | 10 | 3 | 2379 | 0 | 0 | 0 | 0 | 0 | 0 | 0 | 0 | 0 | 0 | 0 | 0 | 0 | 0 | 0 | 0 | 0 | 0 | 0 | 0 | 0 |  | 0 | 0 | 0 | 0 | 0 | 0 | 0 | 0 |  |  |  |  | 0 | 0 | 0 | 0 | 0 | 0 | 0 | 1 |  | 1 | 1 | 1 | 1 | 1 | 1 | 0 | 0 | 0 | 0 | 0 | 0 | 0 | 0 | 0 | 0 | 0 | 0 | 0 | 0 | 0 | 0 | 0 | 0 | 0 | 0 | 0 | 0 | 0 | 0 | 0
Sunday | 4 | 10 | 4 | 2380 | 0 | 0 | 0 | 0 | 0 | 0 | 0 | 0 | 0 | 0 | 0 | 0 | 0 | 0 | 0 | 0 | 0 | 0 | 0 | 0 | 0 |  | 0 | 0 | 0 | 0 | 0 | 0 | 0 | 0 |  |  |  |  | 0 | 0 | 0 | 0 | 0 | 0 | 0 | 1 |  | 1 | 1 | 1 | 1 | 1 | 1 | 0 | 0 | 0 | 0 | 0 | 0 | 0 | 0 | 0 | 0 | 0 | 0 | 0 | 0 | 0 | 0 | 0 | 0 | 0 | 0 | 0 | 0 | 0 | 0 | 0
Sunday | 4 | 10 | 5 | 2381 | 0 | 0 | 0 | 0 | 0 | 0 | 0 | 0 | 0 | 0 | 0 | 0 | 0 | 0 | 0 | 0 | 0 | 0 | 0 | 0 | 0 |  | 0 | 0 | 0 | 0 | 0 | 0 | 0 | 0 |  |  |  |  | 0 | 0 | 0 | 0 | 0 | 0 | 0 | 1 |  | 1 | 1 | 1 | 1 | 1 | 1 | 0 | 0 | 0 | 0 | 0 | 0 | 0 | 0 | 0 | 0 | 0 | 0 | 0 | 0 | 0 | 0 | 0 | 0 | 0 | 0 | 0 | 0 | 0 | 0 | 0
Sunday | 4 | 10 | 6 | 2382 | 0 | 0 | 0 | 0 | 0 | 0 | 0 | 0 | 0 | 0 | 0 | 0 | 0 | 0 | 0 | 0 | 0 | 0 | 0 | 0 | 0 |  | 0 | 0 | 0 | 0 | 0 | 0 | 0 | 0 |  |  |  |  | 0 | 0 | 0 | 0 | 0 | 0 | 0 | 1 |  | 1 | 1 | 1 | 1 | 1 | 1 | 0 | 0 | 0 | 0 | 0 | 0 | 0 | 0 | 0 | 0 | 0 | 0 | 0 | 0 | 0 | 0 | 0 | 0 | 0 | 0 | 0 | 0 | 0 | 0 | 0
Sunday | 4 | 10 | 7 | 2383 | 0 | 0 | 0 | 0 | 0 | 0 | 0 | 0 | 0 | 0 | 0 | 0 | 0 | 0 | 0 | 0 | 0 | 0 | 0 | 0 | 0 |  | 0 | 0 | 0 | 0 | 0 | 0 | 0 | 0 |  |  |  |  | 0 | 0 | 0 | 0 | 0 | 0 | 0 | 1 |  | 1 | 1 | 1 | 1 | 1 | 1 | 0 | 0 | 0 | 0 | 0 | 0 | 0 | 0 | 0 | 0 | 0 | 0 | 0 | 0 | 0 | 0 | 0 | 0 | 0 | 0 | 0 | 0 | 0 | 0 | 0
Sunday | 4 | 10 | 8 | 2384 | 0 | 0 | 0 | 0 | 0 | 0 | 0 | 0 | 0 | 0 | 0 | 0 | 0 | 0 | 0 | 0 | 0 | 0 | 0 | 0 | 0 |  | 0 | 0 | 0 | 0 | 0 | 0 | 0 | 0 |  |  |  |  | 0 | 0 | 0 | 0 | 0 | 0 | 0 | 1 |  | 1 | 1 | 1 | 1 | 1 | 1 | 0 | 0 | 0 | 0 | 0 | 0 | 0 | 0 | 0 | 0 | 0 | 0 | 0 | 0 | 0 | 0 | 0 | 0 | 0 | 0 | 0 | 0 | 0 | 0 | 0
Sunday | 4 | 10 | 9 | 2385 | 0 | 0 | 0 | 0 | 0 | 0 | 0 | 0 | 0 | 0 | 0 | 0 | 0 | 0 | 0 | 0 | 0 | 0 | 0 | 0 | 0 |  | 0 | 0 | 0 | 0 | 0 | 0 | 0 | 0 |  |  |  |  | 0 | 0 | 0 | 0 | 0 | 0 | 0 | 1 |  | 1 | 1 | 1 | 1 | 1 | 1 | 0 | 0 | 0 | 0 | 0 | 0 | 0 | 0 | 0 | 0 | 0 | 0 | 0 | 0 | 0 | 0 | 0 | 0 | 0 | 0 | 0 | 0 | 0 | 0 | 0
Sunday | 4 | 10 | 10 | 2386 | 0 | 0 | 0 | 0 | 0 | 0 | 0 | 0 | 0 | 0 | 0 | 0 | 0 | 0 | 0 | 0 | 0 | 0 | 0 | 0 | 0 |  | 0 | 0 | 0 | 0 | 0 | 0 | 0 | 0 |  |  |  |  | 0 | 0 | 0 | 0 | 0 | 0 | 0 | 1 |  | 1 | 1 | 1 | 1 | 1 | 1 | 0 | 0 | 0 | 0 | 0 | 0 | 0 | 0 | 0 | 0 | 0 | 0 | 0 | 0 | 0 | 0 | 0 | 0 | 0 | 0 | 0 | 0 | 0 | 0 | 0
Sunday | 4 | 10 | 11 | 2387 | 0 | 0 | 0 | 0 | 0 | 0 | 0 | 0 | 0 | 0 | 0 | 0 | 0 | 0 | 0 | 0 | 0 | 0 | 0 | 0 | 0 |  | 0 | 0 | 0 | 0 | 0 | 0 | 0 | 0 |  |  |  |  | 0 | 0 | 0 | 0 | 0 | 0 | 0 | 1 |  | 1 | 1 | 1 | 1 | 1 | 1 | 0 | 0 | 0 | 0 | 0 | 0 | 0 | 0 | 0 | 0 | 0 | 0 | 0 | 0 | 0 | 0 | 0 | 0 | 0 | 0 | 0 | 0 | 0 | 0 | 0
Sunday | 4 | 10 | 12 | 2388 | 0 | 0 | 0 | 0 | 0 | 0 | 0 | 0 | 0 | 0 | 0 | 0 | 0 | 0 | 0 | 0 | 0 | 0 | 0 | 0 | 0 |  | 0 | 0 | 0 | 0 | 0 | 0 | 0 | 0 |  |  |  |  | 0 | 0 | 0 | 0 | 0 | 0 | 0 | 1 |  | 1 | 1 | 1 | 1 | 1 | 1 | 0 | 0 | 0 | 0 | 0 | 0 | 0 | 0 | 0 | 0 | 0 | 0 | 0 | 0 | 0 | 0 | 0 | 0 | 0 | 0 | 0 | 0 | 0 | 0 | 0
Sunday | 4 | 10 | 13 | 2389 | 0 | 0 | 0 | 0 | 0 | 0 | 0 | 0 | 0 | 0 | 0 | 0 | 0 | 0 | 0 | 0 | 0 | 0 | 0 | 0 | 0 |  | 0 | 0 | 0 | 0 | 0 | 0 | 0 | 0 |  |  |  |  | 0 | 0 | 0 | 0 | 0 | 0 | 0 | 1 |  | 1 | 1 | 1 | 1 | 1 | 1 | 0 | 0 | 0 | 0 | 0 | 0 | 0 | 0 | 0 | 0 | 0 | 0 | 0 | 0 | 0 | 0 | 0 | 0 | 0 | 0 | 0 | 0 | 0 | 0 | 0
Sunday | 4 | 10 | 14 | 2390 | 0 | 0 | 0 | 0 | 0 | 0 | 0 | 0 | 0 | 0 | 0 | 0 | 0 | 0 | 0 | 0 | 0 | 0 | 0 | 0 | 0 |  | 0 | 0 | 0 | 0 | 0 | 0 | 0 | 0 |  |  |  |  | 0 | 0 | 0 | 0 | 0 | 0 | 0 | 1 |  | 1 | 1 | 1 | 1 | 1 | 1 | 0 | 0 | 0 | 0 | 0 | 0 | 0 | 0 | 0 | 0 | 0 | 0 | 0 | 0 | 0 | 0 | 0 | 0 | 0 | 0 | 0 | 0 | 0 | 0 | 0
Sunday | 4 | 10 | 15 | 2391 | 0 | 0 | 0 | 0 | 0 | 0 | 0 | 0 | 0 | 0 | 0 | 0 | 0 | 0 | 0 | 0 | 0 | 0 | 0 | 0 | 0 |  | 0 | 0 | 0 | 0 | 0 | 0 | 0 | 0 |  |  |  |  | 0 | 0 | 0 | 0 | 0 | 0 | 0 | 1 |  | 1 | 1 | 1 | 1 | 1 | 1 | 0 | 0 | 0 | 0 | 0 | 0 | 0 | 0 | 0 | 0 | 0 | 0 | 0 | 0 | 0 | 0 | 0 | 0 | 0 | 0 | 0 | 0 | 0 | 0 | 0
Sunday | 4 | 10 | 16 | 2392 | 0 | 0 | 0 | 0 | 0 | 0 | 0 | 0 | 0 | 0 | 0 | 0 | 0 | 0 | 0 | 0 | 0 | 0 | 0 | 0 | 0 |  | 0 | 0 | 0 | 0 | 0 | 0 | 0 | 0 |  |  |  |  | 0 | 0 | 0 | 0 | 0 | 0 | 0 | 1 |  | 1 | 1 | 1 | 1 | 1 | 1 | 0 | 0 | 0 | 0 | 0 | 0 | 0 | 0 | 0 | 0 | 0 | 0 | 0 | 0 | 0 | 0 | 0 | 0 | 0 | 0 | 0 | 0 | 0 | 0 | 0
Sunday | 4 | 10 | 17 | 2393 | 0 | 0 | 0 | 0 | 0 | 0 | 0 | 0 | 0 | 0 | 0 | 0 | 0 | 0 | 0 | 0 | 0 | 0 | 0 | 0 | 0 |  | 0 | 0 | 0 | 0 | 0 | 0 | 0 | 0 |  |  |  |  | 0 | 0 | 0 | 0 | 0 | 0 | 0 | 1 |  | 1 | 1 | 1 | 1 | 1 | 1 | 0 | 0 | 0 | 0 | 0 | 0 | 0 | 0 | 0 | 0 | 0 | 0 | 0 | 0 | 0 | 0 | 0 | 0 | 0 | 0 | 0 | 0 | 0 | 0 | 0
Sunday | 4 | 10 | 18 | 2394 | 0 | 0 | 0 | 0 | 0 | 0 | 0 | 0 | 0 | 0 | 0 | 0 | 0 | 0 | 0 | 0 | 0 | 0 | 0 | 0 | 0 |  | 0 | 0 | 0 | 0 | 0 | 0 | 0 | 0 |  |  |  |  | 0 | 0 | 0 | 0 | 0 | 0 | 0 | 1 |  | 1 | 1 | 1 | 1 | 1 | 1 | 0 | 0 | 0 | 0 | 0 | 0 | 0 | 0 | 0 | 0 | 0 | 0 | 0 | 0 | 0 | 0 | 0 | 0 | 0 | 0 | 0 | 0 | 0 | 0 | 0
Sunday | 4 | 10 | 19 | 2395 | 0 | 0 | 0 | 0 | 0 | 0 | 0 | 0 | 0 | 0 | 0 | 0 | 0 | 0 | 0 | 0 | 0 | 0 | 0 | 0 | 0 |  | 0 | 0 | 0 | 0 | 0 | 0 | 0 | 0 |  |  |  |  | 0 | 0 | 0 | 0 | 0 | 0 | 0 | 1 |  | 1 | 1 | 1 | 1 | 1 | 1 | 0 | 0 | 0 | 0 | 0 | 0 | 0 | 0 | 0 | 0 | 0 | 0 | 0 | 0 | 0 | 0 | 0 | 0 | 0 | 0 | 0 | 0 | 0 | 0 | 0
Sunday | 4 | 10 | 20 | 2396 | 0 | 0 | 0 | 0 | 0 | 0 | 0 | 0 | 0 | 0 | 0 | 0 | 0 | 0 | 0 | 0 | 0 | 0 | 0 | 0 | 0 |  | 0 | 0 | 0 | 0 | 0 | 0 | 0 | 0 |  |  |  |  | 0 | 0 | 0 | 0 | 0 | 0 | 0 | 1 |  | 1 | 1 | 1 | 1 | 1 | 1 | 0 | 0 | 0 | 0 | 0 | 0 | 0 | 0 | 0 | 0 | 0 | 0 | 0 | 0 | 0 | 0 | 0 | 0 | 0 | 0 | 0 | 0 | 0 | 0 | 0
Sunday | 4 | 10 | 21 | 2397 | 0 | 0 | 0 | 0 | 0 | 0 | 0 | 0 | 0 | 0 | 0 | 0 | 0 | 0 | 0 | 0 | 0 | 0 | 0 | 0 | 0 |  | 0 | 0 | 0 | 0 | 0 | 0 | 0 | 0 |  |  |  |  | 0 | 0 | 0 | 0 | 0 | 0 | 0 | 1 |  | 1 | 1 | 1 | 1 | 1 | 1 | 0 | 0 | 0 | 0 | 0 | 0 | 0 | 0 | 0 | 0 | 0 | 0 | 0 | 0 | 0 | 0 | 0 | 0 | 0 | 0 | 0 | 0 | 0 | 0 | 0
Sunday | 4 | 10 | 22 | 2398 | 0 | 0 | 0 | 0 | 0 | 0 | 0 | 0 | 0 | 0 | 0 | 0 | 0 | 0 | 0 | 0 | 0 | 0 | 0 | 0 | 0 |  | 0 | 0 | 0 | 0 | 0 | 0 | 0 | 0 |  |  |  |  | 0 | 0 | 0 | 0 | 0 | 0 | 0 | 1 |  | 1 | 1 | 1 | 1 | 1 | 1 | 0 | 0 | 0 | 0 | 0 | 0 | 0 | 0 | 0 | 0 | 0 | 0 | 0 | 0 | 0 | 0 | 0 | 0 | 0 | 0 | 0 | 0 | 0 | 0 | 0
Sunday | 4 | 10 | 23 | 2399 | 0 | 0 | 0 | 0 | 0 | 0 | 0 | 0 | 0 | 0 | 0 | 0 | 0 | 0 | 0 | 0 | 0 | 0 | 0 | 0 | 0 |  | 0 | 0 | 0 | 0 | 0 | 0 | 0 | 0 |  |  |  |  | 0 | 0 | 0 | 0 | 0 | 0 | 0 | 1 |  | 1 | 1 | 1 | 1 | 1 | 1 | 0 | 0 | 0 | 0 | 0 | 0 | 0 | 0 | 0 | 0 | 0 | 0 | 0 | 0 | 0 | 0 | 0 | 0 | 0 | 0 | 0 | 0 | 0 | 0 | 0
Sunday | 4 | 10 | 24 | 2400 | 0 | 0 | 0 | 0 | 0 | 0 | 0 | 0 | 0 | 0 | 0 | 0 | 0 | 0 | 0 | 0 | 0 | 0 | 0 | 0 | 0 |  | 0 | 0 | 0 | 0 | 0 | 0 | 0 | 0 |  |  |  |  | 0 | 0 | 0 | 0 | 0 | 0 | 0 | 1 |  | 1 | 1 | 1 | 1 | 1 | 1 | 0 | 0 | 0 | 0 | 0 | 0 | 0 | 0 | 0 | 0 | 0 | 0 | 0 | 0 | 0 | 0 | 0 | 0 | 0 | 0 | 0 | 0 | 0 | 0 | 0
Monday | 4 | 11 | 1 | 2401 | 0 | 0 | 0 | 0 | 0 | 0 | 0 | 0 | 0 | 0 | 0 | 0 | 0 | 0 | 0 | 0 | 0 | 0 | 0 | 0 | 0 |  | 0 | 0 | 0 | 0 | 0 | 0 | 0 | 0 |  |  |  |  | 0 | 0 | 0 | 0 | 0 | 0 | 0 | 1 |  | 1 | 1 | 1 | 1 | 1 | 1 | 0 | 0 | 0 | 0 | 0 | 0 | 0 | 0 | 0 | 0 | 0 | 0 | 0 | 0 | 0 | 0 | 0 | 0 | 0 | 0 | 0 | 0 | 0 | 0 | 0
Monday | 4 | 11 | 2 | 2402 | 0 | 0 | 0 | 0 | 0 | 0 | 0 | 0 | 0 | 0 | 0 | 0 | 0 | 0 | 0 | 0 | 0 | 0 | 0 | 0 | 0 |  | 0 | 0 | 0 | 0 | 0 | 0 | 0 | 0 |  |  |  |  | 0 | 0 | 0 | 0 | 0 | 0 | 0 | 1 |  | 1 | 1 | 1 | 1 | 1 | 1 | 0 | 0 | 0 | 0 | 0 | 0 | 0 | 0 | 0 | 0 | 0 | 0 | 0 | 0 | 0 | 0 | 0 | 0 | 0 | 0 | 0 | 0 | 0 | 0 | 0
Monday | 4 | 11 | 3 | 2403 | 0 | 0 | 0 | 0 | 0 | 0 | 0 | 0 | 0 | 0 | 0 | 0 | 0 | 0 | 0 | 0 | 0 | 0 | 0 | 0 | 0 |  | 0 | 0 | 0 | 0 | 0 | 0 | 0 | 0 |  |  |  |  | 0 | 0 | 0 | 0 | 0 | 0 | 0 | 1 |  | 1 | 1 | 1 | 1 | 1 | 1 | 0 | 0 | 0 | 0 | 0 | 0 | 0 | 0 | 0 | 0 | 0 | 0 | 0 | 0 | 0 | 0 | 0 | 0 | 0 | 0 | 0 | 0 | 0 | 0 | 0
Monday | 4 | 11 | 4 | 2404 | 0 | 0 | 0 | 0 | 0 | 0 | 0 | 0 | 0 | 0 | 0 | 0 | 0 | 0 | 0 | 0 | 0 | 0 | 0 | 0 | 0 |  | 0 | 0 | 0 | 0 | 0 | 0 | 0 | 0 |  |  |  |  | 0 | 0 | 0 | 0 | 0 | 0 | 0 | 1 |  | 1 | 1 | 1 | 1 | 1 | 1 | 0 | 0 | 0 | 0 | 0 | 0 | 0 | 0 | 0 | 0 | 0 | 0 | 0 | 0 | 0 | 0 | 0 | 0 | 0 | 0 | 0 | 0 | 0 | 0 | 0
Monday | 4 | 11 | 5 | 2405 | 0 | 0 | 0 | 0 | 0 | 0 | 0 | 0 | 0 | 0 | 0 | 0 | 0 | 0 | 0 | 0 | 0 | 0 | 0 | 0 | 0 |  | 0 | 0 | 0 | 0 | 0 | 0 | 0 | 0 |  |  |  |  | 0 | 0 | 0 | 0 | 0 | 0 | 0 | 1 |  | 1 | 1 | 1 | 1 | 1 | 1 | 0 | 0 | 0 | 0 | 0 | 0 | 0 | 0 | 0 | 0 | 0 | 0 | 0 | 0 | 0 | 0 | 0 | 0 | 0 | 0 | 0 | 0 | 0 | 0 | 0
Monday | 4 | 11 | 6 | 2406 | 0 | 0 | 0 | 0 | 0 | 0 | 0 | 0 | 0 | 0 | 0 | 0 | 0 | 0 | 0 | 0 | 0 | 0 | 0 | 0 | 0 |  | 0 | 0 | 0 | 0 | 0 | 0 | 0 | 0 |  |  |  |  | 0 | 0 | 0 | 0 | 0 | 0 | 0 | 1 |  | 1 | 1 | 1 | 1 | 1 | 1 | 0 | 0 | 0 | 0 | 0 | 0 | 0 | 0 | 0 | 0 | 0 | 0 | 0 | 0 | 0 | 0 | 0 | 0 | 0 | 0 | 0 | 0 | 0 | 0 | 0
Monday | 4 | 11 | 7 | 2407 | 0 | 0 | 0 | 0 | 0 | 0 | 0 | 0 | 0 | 0 | 0 | 0 | 0 | 0 | 0 | 0 | 0 | 0 | 0 | 0 | 0 |  | 0 | 0 | 0 | 0 | 0 | 0 | 0 | 0 |  |  |  |  | 0 | 0 | 0 | 0 | 0 | 0 | 0 | 1 |  | 1 | 1 | 1 | 1 | 1 | 1 | 0 | 0 | 0 | 0 | 0 | 0 | 0 | 0 | 0 | 0 | 0 | 0 | 0 | 0 | 0 | 0 | 0 | 0 | 0 | 0 | 0 | 0 | 0 | 0 | 0
Monday | 4 | 11 | 8 | 2408 | 0 | 0 | 0 | 0 | 0 | 0 | 0 | 0 | 0 | 0 | 0 | 0 | 0 | 0 | 0 | 0 | 0 | 0 | 0 | 0 | 0 |  | 0 | 0 | 0 | 0 | 0 | 0 | 0 | 0 |  |  |  |  | 0 | 0 | 0 | 0 | 0 | 0 | 1 | 0 |  | 1 | 1 | 1 | 1 | #VALUE! | #VALUE! | 0 | 0 | 0 | 0 | 0 | 0 | 0 | 0 | 0 | 0 | 0 | 0 | 0 | 0 | 0 | 0 | 0 | 0 | 0 | 0 | 0 | 0 | 0 | 0 | 0
Monday | 4 | 11 | 9 | 2409 | 0 | 0 | 0 | 0 | 0 | 0 | 0 | 0 | 0 | 0 | 0 | 0 | 0 | 0 | 0 | 0 | 0 | 0 | 0 | 0 | 0 |  | 0 | 0 | 0 | 0 | 0 | 0 | 0 | 0 |  |  |  |  | 0 | 0 | 0 | 0 | 0 | 0 | 1 | 0 |  | 1 | 1 | 1 | 1 | #VALUE! | #VALUE! | 0 | 0 | 0 | 0 | 0 | 0 | 0 | 0 | 0 | 0 | 0 | 0 | 0 | 0 | 0 | 0 | 0 | 0 | 0 | 0 | 0 | 0 | 0 | 0 | 0
Monday | 4 | 11 | 10 | 2410 | 0 | 0 | 0 | 0 | 0 | 0 | 0 | 0 | 0 | 0 | 0 | 0 | 0 | 0 | 0 | 0 | 0 | 0 | 0 | 0 | 0 |  | 0 | 0 | 0 | 0 | 0 | 0 | 0 | 0 |  |  |  |  | 0 | 0 | 0 | 0 | 0 | 0 | 1 | 0 |  | 1 | 1 | 1 | 1 | #VALUE! | #VALUE! | 0 | 0 | 0 | 0 | 0 | 0 | 0 | 0 | 0 | 0 | 0 | 0 | 0 | 0 | 0 | 0 | 0 | 0 | 0 | 0 | 0 | 0 | 0 | 0 | 0
Monday | 4 | 11 | 11 | 2411 | 0 | 0 | 0 | 0 | 0 | 0 | 0 | 0 | 0 | 0 | 0 | 0 | 0 | 0 | 0 | 0 | 0 | 0 | 0 | 0 | 0 |  | 0 | 0 | 0 | 0 | 0 | 0 | 0 | 0 |  |  |  |  | 0 | 0 | 0 | 0 | 0 | 0 | 1 | 0 |  | 1 | 1 | 1 | 1 | #VALUE! | #VALUE! | 0 | 0 | 0 | 0 | 0 | 0 | 0 | 0 | 0 | 0 | 0 | 0 | 0 | 0 | 0 | 0 | 0 | 0 | 0 | 0 | 0 | 0 | 0 | 0 | 0
Monday | 4 | 11 | 12 | 2412 | 0 | 0 | 0 | 0 | 0 | 0 | 0 | 0 | 0 | 0 | 0 | 0 | 0 | 0 | 0 | 0 | 0 | 0 | 0 | 0 | 0 |  | 0 | 0 | 0 | 0 | 0 | 0 | 0 | 0 |  |  |  |  | 0 | 0 | 0 | 0 | 0 | 0 | 1 | 0 |  | 1 | 1 | 1 | 1 | #VALUE! | #VALUE! | 0 | 0 | 0 | 0 | 0 | 0 | 0 | 0 | 0 | 0 | 0 | 0 | 0 | 0 | 0 | 0 | 0 | 0 | 0 | 0 | 0 | 0 | 0 | 0 | 0
Monday | 4 | 11 | 13 | 2413 | 0 | 0 | 0 | 0 | 0 | 0 | 0 | 0 | 0 | 0 | 0 | 0 | 0 | 0 | 0 | 0 | 0 | 0 | 0 | 0 | 0 |  | 0 | 0 | 0 | 0 | 0 | 0 | 0 | 0 |  |  |  |  | 0 | 0 | 0 | 0 | 0 | 0 | 1 | 0 |  | 1 | 1 | 1 | 1 | #VALUE! | #VALUE! | 0 | 0 | 0 | 0 | 0 | 0 | 0 | 0 | 0 | 0 | 0 | 0 | 0 | 0 | 0 | 0 | 0 | 0 | 0 | 0 | 0 | 0 | 0 | 0 | 0
Monday | 4 | 11 | 14 | 2414 | 0 | 0 | 0 | 0 | 0 | 0 | 0 | 0 | 0 | 0 | 0 | 0 | 0 | 0 | 0 | 0 | 0 | 0 | 0 | 0 | 0 |  | 0 | 0 | 0 | 0 | 0 | 0 | 0 | 0 |  |  |  |  | 0 | 0 | 0 | 0 | 0 | 0 | 1 | 0 |  | 1 | 1 | 1 | 1 | #VALUE! | #VALUE! | 0 | 0 | 0 | 0 | 0 | 0 | 0 | 0 | 0 | 0 | 0 | 0 | 0 | 0 | 0 | 0 | 0 | 0 | 0 | 0 | 0 | 0 | 0 | 0 | 0
Monday | 4 | 11 | 15 | 2415 | 0 | 0 | 0 | 0 | 0 | 0 | 0 | 0 | 0 | 0 | 0 | 0 | 0 | 0 | 0 | 0 | 0 | 0 | 0 | 0 | 0 |  | 0 | 0 | 0 | 0 | 0 | 0 | 0 | 0 |  |  |  |  | 0 | 0 | 0 | 0 | 0 | 0 | 1 | 0 |  | 1 | 1 | 1 | 1 | #VALUE! | #VALUE! | 0 | 0 | 0 | 0 | 0 | 0 | 0 | 0 | 0 | 0 | 0 | 0 | 0 | 0 | 0 | 0 | 0 | 0 | 0 | 0 | 0 | 0 | 0 | 0 | 0
Monday | 4 | 11 | 16 | 2416 | 0 | 0 | 0 | 0 | 0 | 0 | 0 | 0 | 0 | 0 | 0 | 0 | 0 | 0 | 0 | 0 | 0 | 0 | 0 | 0 | 0 |  | 0 | 0 | 0 | 0 | 0 | 0 | 0 | 0 |  |  |  |  | 0 | 0 | 0 | 0 | 0 | 0 | 1 | 0 |  | 1 | 1 | 1 | 1 | #VALUE! | #VALUE! | 0 | 0 | 0 | 0 | 0 | 0 | 0 | 0 | 0 | 0 | 0 | 0 | 0 | 0 | 0 | 0 | 0 | 0 | 0 | 0 | 0 | 0 | 0 | 0 | 0
Monday | 4 | 11 | 17 | 2417 | 0 | 0 | 0 | 0 | 0 | 0 | 0 | 0 | 0 | 0 | 0 | 0 | 0 | 0 | 0 | 0 | 0 | 0 | 0 | 0 | 0 |  | 0 | 0 | 0 | 0 | 0 | 0 | 0 | 0 |  |  |  |  | 0 | 0 | 0 | 0 | 0 | 0 | 1 | 0 |  | 1 | 1 | 1 | 1 | #VALUE! | #VALUE! | 0 | 0 | 0 | 0 | 0 | 0 | 0 | 0 | 0 | 0 | 0 | 0 | 0 | 0 | 0 | 0 | 0 | 0 | 0 | 0 | 0 | 0 | 0 | 0 | 0
Monday | 4 | 11 | 18 | 2418 | 0 | 0 | 0 | 0 | 0 | 0 | 0 | 0 | 0 | 0 | 0 | 0 | 0 | 0 | 0 | 0 | 0 | 0 | 0 | 0 | 0 |  | 0 | 0 | 0 | 0 | 0 | 0 | 0 | 0 |  |  |  |  | 0 | 0 | 0 | 0 | 0 | 0 | 1 | 0 |  | 1 | 1 | 1 | 1 | #VALUE! | #VALUE! | 0 | 0 | 0 | 0 | 0 | 0 | 0 | 0 | 0 | 0 | 0 | 0 | 0 | 0 | 0 | 0 | 0 | 0 | 0 | 0 | 0 | 0 | 0 | 0 | 0
Monday | 4 | 11 | 19 | 2419 | 0 | 0 | 0 | 0 | 0 | 0 | 0 | 0 | 0 | 0 | 0 | 0 | 0 | 0 | 0 | 0 | 0 | 0 | 0 | 0 | 0 |  | 0 | 0 | 0 | 0 | 0 | 0 | 0 | 0 |  |  |  |  | 0 | 0 | 0 | 0 | 0 | 0 | 1 | 0 |  | 1 | 1 | 1 | 1 | #VALUE! | #VALUE! | 0 | 0 | 0 | 0 | 0 | 0 | 0 | 0 | 0 | 0 | 0 | 0 | 0 | 0 | 0 | 0 | 0 | 0 | 0 | 0 | 0 | 0 | 0 | 0 | 0
Monday | 4 | 11 | 20 | 2420 | 0 | 0 | 0 | 0 | 0 | 0 | 0 | 0 | 0 | 0 | 0 | 0 | 0 | 0 | 0 | 0 | 0 | 0 | 0 | 0 | 0 |  | 0 | 0 | 0 | 0 | 0 | 0 | 0 | 0 |  |  |  |  | 0 | 0 | 0 | 0 | 0 | 0 | 1 | 0 |  | 1 | 1 | 1 | 1 | #VALUE! | #VALUE! | 0 | 0 | 0 | 0 | 0 | 0 | 0 | 0 | 0 | 0 | 0 | 0 | 0 | 0 | 0 | 0 | 0 | 0 | 0 | 0 | 0 | 0 | 0 | 0 | 0
Monday | 4 | 11 | 21 | 2421 | 0 | 0 | 0 | 0 | 0 | 0 | 0 | 0 | 0 | 0 | 0 | 0 | 0 | 0 | 0 | 0 | 0 | 0 | 0 | 0 | 0 |  | 0 | 0 | 0 | 0 | 0 | 0 | 0 | 0 |  |  |  |  | 0 | 0 | 0 | 0 | 0 | 0 | 1 | 0 |  | 1 | 1 | 1 | 1 | #VALUE! | #VALUE! | 0 | 0 | 0 | 0 | 0 | 0 | 0 | 0 | 0 | 0 | 0 | 0 | 0 | 0 | 0 | 0 | 0 | 0 | 0 | 0 | 0 | 0 | 0 | 0 | 0
Monday | 4 | 11 | 22 | 2422 | 0 | 0 | 0 | 0 | 0 | 0 | 0 | 0 | 0 | 0 | 0 | 0 | 0 | 0 | 0 | 0 | 0 | 0 | 0 | 0 | 0 |  | 0 | 0 | 0 | 0 | 0 | 0 | 0 | 0 |  |  |  |  | 0 | 0 | 0 | 0 | 0 | 0 | 1 | 0 |  | 1 | 1 | 1 | 1 | #VALUE! | #VALUE! | 0 | 0 | 0 | 0 | 0 | 0 | 0 | 0 | 0 | 0 | 0 | 0 | 0 | 0 | 0 | 0 | 0 | 0 | 0 | 0 | 0 | 0 | 0 | 0 | 0
Monday | 4 | 11 | 23 | 2423 | 0 | 0 | 0 | 0 | 0 | 0 | 0 | 0 | 0 | 0 | 0 | 0 | 0 | 0 | 0 | 0 | 0 | 0 | 0 | 0 | 0 |  | 0 | 0 | 0 | 0 | 0 | 0 | 0 | 0 |  |  |  |  | 0 | 0 | 0 | 0 | 0 | 0 | 0 | 1 |  | 1 | 1 | 1 | 1 | 1 | 1 | 0 | 0 | 0 | 0 | 0 | 0 | 0 | 0 | 0 | 0 | 0 | 0 | 0 | 0 | 0 | 0 | 0 | 0 | 0 | 0 | 0 | 0 | 0 | 0 | 0
Monday | 4 | 11 | 24 | 2424 | 0 | 0 | 0 | 0 | 0 | 0 | 0 | 0 | 0 | 0 | 0 | 0 | 0 | 0 | 0 | 0 | 0 | 0 | 0 | 0 | 0 |  | 0 | 0 | 0 | 0 | 0 | 0 | 0 | 0 |  |  |  |  | 0 | 0 | 0 | 0 | 0 | 0 | 0 | 1 |  | 1 | 1 | 1 | 1 | 1 | 1 | 0 | 0 | 0 | 0 | 0 | 0 | 0 | 0 | 0 | 0 | 0 | 0 | 0 | 0 | 0 | 0 | 0 | 0 | 0 | 0 | 0 | 0 | 0 | 0 | 0
Tuesday | 4 | 12 | 1 | 2425 | 0 | 0 | 0 | 0 | 0 | 0 | 0 | 0 | 0 | 0 | 0 | 0 | 0 | 0 | 0 | 0 | 0 | 0 | 0 | 0 | 0 |  | 0 | 0 | 0 | 0 | 0 | 0 | 0 | 0 |  |  |  |  | 0 | 0 | 0 | 0 | 0 | 0 | 0 | 1 |  | 1 | 1 | 1 | 1 | 1 | 1 | 0 | 0 | 0 | 0 | 0 | 0 | 0 | 0 | 0 | 0 | 0 | 0 | 0 | 0 | 0 | 0 | 0 | 0 | 0 | 0 | 0 | 0 | 0 | 0 | 0
Tuesday | 4 | 12 | 2 | 2426 | 0 | 0 | 0 | 0 | 0 | 0 | 0 | 0 | 0 | 0 | 0 | 0 | 0 | 0 | 0 | 0 | 0 | 0 | 0 | 0 | 0 |  | 0 | 0 | 0 | 0 | 0 | 0 | 0 | 0 |  |  |  |  | 0 | 0 | 0 | 0 | 0 | 0 | 0 | 1 |  | 1 | 1 | 1 | 1 | 1 | 1 | 0 | 0 | 0 | 0 | 0 | 0 | 0 | 0 | 0 | 0 | 0 | 0 | 0 | 0 | 0 | 0 | 0 | 0 | 0 | 0 | 0 | 0 | 0 | 0 | 0
Tuesday | 4 | 12 | 3 | 2427 | 0 | 0 | 0 | 0 | 0 | 0 | 0 | 0 | 0 | 0 | 0 | 0 | 0 | 0 | 0 | 0 | 0 | 0 | 0 | 0 | 0 |  | 0 | 0 | 0 | 0 | 0 | 0 | 0 | 0 |  |  |  |  | 0 | 0 | 0 | 0 | 0 | 0 | 0 | 1 |  | 1 | 1 | 1 | 1 | 1 | 1 | 0 | 0 | 0 | 0 | 0 | 0 | 0 | 0 | 0 | 0 | 0 | 0 | 0 | 0 | 0 | 0 | 0 | 0 | 0 | 0 | 0 | 0 | 0 | 0 | 0
Tuesday | 4 | 12 | 4 | 2428 | 0 | 0 | 0 | 0 | 0 | 0 | 0 | 0 | 0 | 0 | 0 | 0 | 0 | 0 | 0 | 0 | 0 | 0 | 0 | 0 | 0 |  | 0 | 0 | 0 | 0 | 0 | 0 | 0 | 0 |  |  |  |  | 0 | 0 | 0 | 0 | 0 | 0 | 0 | 1 |  | 1 | 1 | 1 | 1 | 1 | 1 | 0 | 0 | 0 | 0 | 0 | 0 | 0 | 0 | 0 | 0 | 0 | 0 | 0 | 0 | 0 | 0 | 0 | 0 | 0 | 0 | 0 | 0 | 0 | 0 | 0
Tuesday | 4 | 12 | 5 | 2429 | 0 | 0 | 0 | 0 | 0 | 0 | 0 | 0 | 0 | 0 | 0 | 0 | 0 | 0 | 0 | 0 | 0 | 0 | 0 | 0 | 0 |  | 0 | 0 | 0 | 0 | 0 | 0 | 0 | 0 |  |  |  |  | 0 | 0 | 0 | 0 | 0 | 0 | 0 | 1 |  | 1 | 1 | 1 | 1 | 1 | 1 | 0 | 0 | 0 | 0 | 0 | 0 | 0 | 0 | 0 | 0 | 0 | 0 | 0 | 0 | 0 | 0 | 0 | 0 | 0 | 0 | 0 | 0 | 0 | 0 | 0
Tuesday | 4 | 12 | 6 | 2430 | 0 | 0 | 0 | 0 | 0 | 0 | 0 | 0 | 0 | 0 | 0 | 0 | 0 | 0 | 0 | 0 | 0 | 0 | 0 | 0 | 0 |  | 0 | 0 | 0 | 0 | 0 | 0 | 0 | 0 |  |  |  |  | 0 | 0 | 0 | 0 | 0 | 0 | 0 | 1 |  | 1 | 1 | 1 | 1 | 1 | 1 | 0 | 0 | 0 | 0 | 0 | 0 | 0 | 0 | 0 | 0 | 0 | 0 | 0 | 0 | 0 | 0 | 0 | 0 | 0 | 0 | 0 | 0 | 0 | 0 | 0
Tuesday | 4 | 12 | 7 | 2431 | 0 | 0 | 0 | 0 | 0 | 0 | 0 | 0 | 0 | 0 | 0 | 0 | 0 | 0 | 0 | 0 | 0 | 0 | 0 | 0 | 0 |  | 0 | 0 | 0 | 0 | 0 | 0 | 0 | 0 |  |  |  |  | 0 | 0 | 0 | 0 | 0 | 0 | 0 | 1 |  | 1 | 1 | 1 | 1 | 1 | 1 | 0 | 0 | 0 | 0 | 0 | 0 | 0 | 0 | 0 | 0 | 0 | 0 | 0 | 0 | 0 | 0 | 0 | 0 | 0 | 0 | 0 | 0 | 0 | 0 | 0
Tuesday | 4 | 12 | 8 | 2432 | 0 | 0 | 0 | 0 | 0 | 0 | 0 | 0 | 0 | 0 | 0 | 0 | 0 | 0 | 0 | 0 | 0 | 0 | 0 | 0 | 0 |  | 0 | 0 | 0 | 0 | 0 | 0 | 0 | 0 |  |  |  |  | 0 | 0 | 0 | 0 | 0 | 0 | 1 | 0 |  | 1 | 1 | 1 | 1 | #VALUE! | #VALUE! | 0 | 0 | 0 | 0 | 0 | 0 | 0 | 0 | 0 | 0 | 0 | 0 | 0 | 0 | 0 | 0 | 0 | 0 | 0 | 0 | 0 | 0 | 0 | 0 | 0
Tuesday | 4 | 12 | 9 | 2433 | 0 | 0 | 0 | 0 | 0 | 0 | 0 | 0 | 0 | 0 | 0 | 0 | 0 | 0 | 0 | 0 | 0 | 0 | 0 | 0 | 0 |  | 0 | 0 | 0 | 0 | 0 | 0 | 0 | 0 |  |  |  |  | 0 | 0 | 0 | 0 | 0 | 0 | 1 | 0 |  | 1 | 1 | 1 | 1 | #VALUE! | #VALUE! | 0 | 0 | 0 | 0 | 0 | 0 | 0 | 0 | 0 | 0 | 0 | 0 | 0 | 0 | 0 | 0 | 0 | 0 | 0 | 0 | 0 | 0 | 0 | 0 | 0
Tuesday | 4 | 12 | 10 | 2434 | 0 | 0 | 0 | 0 | 0 | 0 | 0 | 0 | 0 | 0 | 0 | 0 | 0 | 0 | 0 | 0 | 0 | 0 | 0 | 0 | 0 |  | 0 | 0 | 0 | 0 | 0 | 0 | 0 | 0 |  |  |  |  | 0 | 0 | 0 | 0 | 0 | 0 | 1 | 0 |  | 1 | 1 | 1 | 1 | #VALUE! | #VALUE! | 0 | 0 | 0 | 0 | 0 | 0 | 0 | 0 | 0 | 0 | 0 | 0 | 0 | 0 | 0 | 0 | 0 | 0 | 0 | 0 | 0 | 0 | 0 | 0 | 0
Tuesday | 4 | 12 | 11 | 2435 | 0 | 0 | 0 | 0 | 0 | 0 | 0 | 0 | 0 | 0 | 0 | 0 | 0 | 0 | 0 | 0 | 0 | 0 | 0 | 0 | 0 |  | 0 | 0 | 0 | 0 | 0 | 0 | 0 | 0 |  |  |  |  | 0 | 0 | 0 | 0 | 0 | 0 | 1 | 0 |  | 1 | 1 | 1 | 1 | #VALUE! | #VALUE! | 0 | 0 | 0 | 0 | 0 | 0 | 0 | 0 | 0 | 0 | 0 | 0 | 0 | 0 | 0 | 0 | 0 | 0 | 0 | 0 | 0 | 0 | 0 | 0 | 0
Tuesday | 4 | 12 | 12 | 2436 | 0 | 0 | 0 | 0 | 0 | 0 | 0 | 0 | 0 | 0 | 0 | 0 | 0 | 0 | 0 | 0 | 0 | 0 | 0 | 0 | 0 |  | 0 | 0 | 0 | 0 | 0 | 0 | 0 | 0 |  |  |  |  | 0 | 0 | 0 | 0 | 0 | 0 | 1 | 0 |  | 1 | 1 | 1 | 1 | #VALUE! | #VALUE! | 0 | 0 | 0 | 0 | 0 | 0 | 0 | 0 | 0 | 0 | 0 | 0 | 0 | 0 | 0 | 0 | 0 | 0 | 0 | 0 | 0 | 0 | 0 | 0 | 0
Tuesday | 4 | 12 | 13 | 2437 | 0 | 0 | 0 | 0 | 0 | 0 | 0 | 0 | 0 | 0 | 0 | 0 | 0 | 0 | 0 | 0 | 0 | 0 | 0 | 0 | 0 |  | 0 | 0 | 0 | 0 | 0 | 0 | 0 | 0 |  |  |  |  | 0 | 0 | 0 | 0 | 0 | 0 | 1 | 0 |  | 1 | 1 | 1 | 1 | #VALUE! | #VALUE! | 0 | 0 | 0 | 0 | 0 | 0 | 0 | 0 | 0 | 0 | 0 | 0 | 0 | 0 | 0 | 0 | 0 | 0 | 0 | 0 | 0 | 0 | 0 | 0 | 0
Tuesday | 4 | 12 | 14 | 2438 | 0 | 0 | 0 | 0 | 0 | 0 | 0 | 0 | 0 | 0 | 0 | 0 | 0 | 0 | 0 | 0 | 0 | 0 | 0 | 0 | 0 |  | 0 | 0 | 0 | 0 | 0 | 0 | 0 | 0 |  |  |  |  | 0 | 0 | 0 | 0 | 0 | 0 | 1 | 0 |  | 1 | 1 | 1 | 1 | #VALUE! | #VALUE! | 0 | 0 | 0 | 0 | 0 | 0 | 0 | 0 | 0 | 0 | 0 | 0 | 0 | 0 | 0 | 0 | 0 | 0 | 0 | 0 | 0 | 0 | 0 | 0 | 0
Tuesday | 4 | 12 | 15 | 2439 | 0 | 0 | 0 | 0 | 0 | 0 | 0 | 0 | 0 | 0 | 0 | 0 | 0 | 0 | 0 | 0 | 0 | 0 | 0 | 0 | 0 |  | 0 | 0 | 0 | 0 | 0 | 0 | 0 | 0 |  |  |  |  | 0 | 0 | 0 | 0 | 0 | 0 | 1 | 0 |  | 1 | 1 | 1 | 1 | #VALUE! | #VALUE! | 0 | 0 | 0 | 0 | 0 | 0 | 0 | 0 | 0 | 0 | 0 | 0 | 0 | 0 | 0 | 0 | 0 | 0 | 0 | 0 | 0 | 0 | 0 | 0 | 0
Tuesday | 4 | 12 | 16 | 2440 | 0 | 0 | 0 | 0 | 0 | 0 | 0 | 0 | 0 | 0 | 0 | 0 | 0 | 0 | 0 | 0 | 0 | 0 | 0 | 0 | 0 |  | 0 | 0 | 0 | 0 | 0 | 0 | 0 | 0 |  |  |  |  | 0 | 0 | 0 | 0 | 0 | 0 | 1 | 0 |  | 1 | 1 | 1 | 1 | #VALUE! | #VALUE! | 0 | 0 | 0 | 0 | 0 | 0 | 0 | 0 | 0 | 0 | 0 | 0 | 0 | 0 | 0 | 0 | 0 | 0 | 0 | 0 | 0 | 0 | 0 | 0 | 0
Tuesday | 4 | 12 | 17 | 2441 | 0 | 0 | 0 | 0 | 0 | 0 | 0 | 0 | 0 | 0 | 0 | 0 | 0 | 0 | 0 | 0 | 0 | 0 | 0 | 0 | 0 |  | 0 | 0 | 0 | 0 | 0 | 0 | 0 | 0 |  |  |  |  | 0 | 0 | 0 | 0 | 0 | 0 | 1 | 0 |  | 1 | 1 | 1 | 1 | #VALUE! | #VALUE! | 0 | 0 | 0 | 0 | 0 | 0 | 0 | 0 | 0 | 0 | 0 | 0 | 0 | 0 | 0 | 0 | 0 | 0 | 0 | 0 | 0 | 0 | 0 | 0 | 0
Tuesday | 4 | 12 | 18 | 2442 | 0 | 0 | 0 | 0 | 0 | 0 | 0 | 0 | 0 | 0 | 0 | 0 | 0 | 0 | 0 | 0 | 0 | 0 | 0 | 0 | 0 |  | 0 | 0 | 0 | 0 | 0 | 0 | 0 | 0 |  |  |  |  | 0 | 0 | 0 | 0 | 0 | 0 | 1 | 0 |  | 1 | 1 | 1 | 1 | #VALUE! | #VALUE! | 0 | 0 | 0 | 0 | 0 | 0 | 0 | 0 | 0 | 0 | 0 | 0 | 0 | 0 | 0 | 0 | 0 | 0 | 0 | 0 | 0 | 0 | 0 | 0 | 0
Tuesday | 4 | 12 | 19 | 2443 | 0 | 0 | 0 | 0 | 0 | 0 | 0 | 0 | 0 | 0 | 0 | 0 | 0 | 0 | 0 | 0 | 0 | 0 | 0 | 0 | 0 |  | 0 | 0 | 0 | 0 | 0 | 0 | 0 | 0 |  |  |  |  | 0 | 0 | 0 | 0 | 0 | 0 | 1 | 0 |  | 1 | 1 | 1 | 1 | #VALUE! | #VALUE! | 0 | 0 | 0 | 0 | 0 | 0 | 0 | 0 | 0 | 0 | 0 | 0 | 0 | 0 | 0 | 0 | 0 | 0 | 0 | 0 | 0 | 0 | 0 | 0 | 0
Tuesday | 4 | 12 | 20 | 2444 | 0 | 0 | 0 | 0 | 0 | 0 | 0 | 0 | 0 | 0 | 0 | 0 | 0 | 0 | 0 | 0 | 0 | 0 | 0 | 0 | 0 |  | 0 | 0 | 0 | 0 | 0 | 0 | 0 | 0 |  |  |  |  | 0 | 0 | 0 | 0 | 0 | 0 | 1 | 0 |  | 1 | 1 | 1 | 1 | #VALUE! | #VALUE! | 0 | 0 | 0 | 0 | 0 | 0 | 0 | 0 | 0 | 0 | 0 | 0 | 0 | 0 | 0 | 0 | 0 | 0 | 0 | 0 | 0 | 0 | 0 | 0 | 0
Tuesday | 4 | 12 | 21 | 2445 | 0 | 0 | 0 | 0 | 0 | 0 | 0 | 0 | 0 | 0 | 0 | 0 | 0 | 0 | 0 | 0 | 0 | 0 | 0 | 0 | 0 |  | 0 | 0 | 0 | 0 | 0 | 0 | 0 | 0 |  |  |  |  | 0 | 0 | 0 | 0 | 0 | 0 | 1 | 0 |  | 1 | 1 | 1 | 1 | #VALUE! | #VALUE! | 0 | 0 | 0 | 0 | 0 | 0 | 0 | 0 | 0 | 0 | 0 | 0 | 0 | 0 | 0 | 0 | 0 | 0 | 0 | 0 | 0 | 0 | 0 | 0 | 0
Tuesday | 4 | 12 | 22 | 2446 | 0 | 0 | 0 | 0 | 0 | 0 | 0 | 0 | 0 | 0 | 0 | 0 | 0 | 0 | 0 | 0 | 0 | 0 | 0 | 0 | 0 |  | 0 | 0 | 0 | 0 | 0 | 0 | 0 | 0 |  |  |  |  | 0 | 0 | 0 | 0 | 0 | 0 | 1 | 0 |  | 1 | 1 | 1 | 1 | #VALUE! | #VALUE! | 0 | 0 | 0 | 0 | 0 | 0 | 0 | 0 | 0 | 0 | 0 | 0 | 0 | 0 | 0 | 0 | 0 | 0 | 0 | 0 | 0 | 0 | 0 | 0 | 0
Tuesday | 4 | 12 | 23 | 2447 | 0 | 0 | 0 | 0 | 0 | 0 | 0 | 0 | 0 | 0 | 0 | 0 | 0 | 0 | 0 | 0 | 0 | 0 | 0 | 0 | 0 |  | 0 | 0 | 0 | 0 | 0 | 0 | 0 | 0 |  |  |  |  | 0 | 0 | 0 | 0 | 0 | 0 | 0 | 1 |  | 1 | 1 | 1 | 1 | 1 | 1 | 0 | 0 | 0 | 0 | 0 | 0 | 0 | 0 | 0 | 0 | 0 | 0 | 0 | 0 | 0 | 0 | 0 | 0 | 0 | 0 | 0 | 0 | 0 | 0 | 0
Tuesday | 4 | 12 | 24 | 2448 | 0 | 0 | 0 | 0 | 0 | 0 | 0 | 0 | 0 | 0 | 0 | 0 | 0 | 0 | 0 | 0 | 0 | 0 | 0 | 0 | 0 |  | 0 | 0 | 0 | 0 | 0 | 0 | 0 | 0 |  |  |  |  | 0 | 0 | 0 | 0 | 0 | 0 | 0 | 1 |  | 1 | 1 | 1 | 1 | 1 | 1 | 0 | 0 | 0 | 0 | 0 | 0 | 0 | 0 | 0 | 0 | 0 | 0 | 0 | 0 | 0 | 0 | 0 | 0 | 0 | 0 | 0 | 0 | 0 | 0 | 0
Wednesday | 4 | 13 | 1 | 2449 | 0 | 0 | 0 | 0 | 0 | 0 | 0 | 0 | 0 | 0 | 0 | 0 | 0 | 0 | 0 | 0 | 0 | 0 | 0 | 0 | 0 |  | 0 | 0 | 0 | 0 | 0 | 0 | 0 | 0 |  |  |  |  | 0 | 0 | 0 | 0 | 0 | 0 | 0 | 1 |  | 1 | 1 | 1 | 1 | 1 | 1 | 0 | 0 | 0 | 0 | 0 | 0 | 0 | 0 | 0 | 0 | 0 | 0 | 0 | 0 | 0 | 0 | 0 | 0 | 0 | 0 | 0 | 0 | 0 | 0 | 0
Wednesday | 4 | 13 | 2 | 2450 | 0 | 0 | 0 | 0 | 0 | 0 | 0 | 0 | 0 | 0 | 0 | 0 | 0 | 0 | 0 | 0 | 0 | 0 | 0 | 0 | 0 |  | 0 | 0 | 0 | 0 | 0 | 0 | 0 | 0 |  |  |  |  | 0 | 0 | 0 | 0 | 0 | 0 | 0 | 1 |  | 1 | 1 | 1 | 1 | 1 | 1 | 0 | 0 | 0 | 0 | 0 | 0 | 0 | 0 | 0 | 0 | 0 | 0 | 0 | 0 | 0 | 0 | 0 | 0 | 0 | 0 | 0 | 0 | 0 | 0 | 0
Wednesday | 4 | 13 | 3 | 2451 | 0 | 0 | 0 | 0 | 0 | 0 | 0 | 0 | 0 | 0 | 0 | 0 | 0 | 0 | 0 | 0 | 0 | 0 | 0 | 0 | 0 |  | 0 | 0 | 0 | 0 | 0 | 0 | 0 | 0 |  |  |  |  | 0 | 0 | 0 | 0 | 0 | 0 | 0 | 1 |  | 1 | 1 | 1 | 1 | 1 | 1 | 0 | 0 | 0 | 0 | 0 | 0 | 0 | 0 | 0 | 0 | 0 | 0 | 0 | 0 | 0 | 0 | 0 | 0 | 0 | 0 | 0 | 0 | 0 | 0 | 0
Wednesday | 4 | 13 | 4 | 2452 | 0 | 0 | 0 | 0 | 0 | 0 | 0 | 0 | 0 | 0 | 0 | 0 | 0 | 0 | 0 | 0 | 0 | 0 | 0 | 0 | 0 |  | 0 | 0 | 0 | 0 | 0 | 0 | 0 | 0 |  |  |  |  | 0 | 0 | 0 | 0 | 0 | 0 | 0 | 1 |  | 1 | 1 | 1 | 1 | 1 | 1 | 0 | 0 | 0 | 0 | 0 | 0 | 0 | 0 | 0 | 0 | 0 | 0 | 0 | 0 | 0 | 0 | 0 | 0 | 0 | 0 | 0 | 0 | 0 | 0 | 0
Wednesday | 4 | 13 | 5 | 2453 | 0 | 0 | 0 | 0 | 0 | 0 | 0 | 0 | 0 | 0 | 0 | 0 | 0 | 0 | 0 | 0 | 0 | 0 | 0 | 0 | 0 |  | 0 | 0 | 0 | 0 | 0 | 0 | 0 | 0 |  |  |  |  | 0 | 0 | 0 | 0 | 0 | 0 | 0 | 1 |  | 1 | 1 | 1 | 1 | 1 | 1 | 0 | 0 | 0 | 0 | 0 | 0 | 0 | 0 | 0 | 0 | 0 | 0 | 0 | 0 | 0 | 0 | 0 | 0 | 0 | 0 | 0 | 0 | 0 | 0 | 0
Wednesday | 4 | 13 | 6 | 2454 | 0 | 0 | 0 | 0 | 0 | 0 | 0 | 0 | 0 | 0 | 0 | 0 | 0 | 0 | 0 | 0 | 0 | 0 | 0 | 0 | 0 |  | 0 | 0 | 0 | 0 | 0 | 0 | 0 | 0 |  |  |  |  | 0 | 0 | 0 | 0 | 0 | 0 | 0 | 1 |  | 1 | 1 | 1 | 1 | 1 | 1 | 0 | 0 | 0 | 0 | 0 | 0 | 0 | 0 | 0 | 0 | 0 | 0 | 0 | 0 | 0 | 0 | 0 | 0 | 0 | 0 | 0 | 0 | 0 | 0 | 0
Wednesday | 4 | 13 | 7 | 2455 | 0 | 0 | 0 | 0 | 0 | 0 | 0 | 0 | 0 | 0 | 0 | 0 | 0 | 0 | 0 | 0 | 0 | 0 | 0 | 0 | 0 |  | 0 | 0 | 0 | 0 | 0 | 0 | 0 | 0 |  |  |  |  | 0 | 0 | 0 | 0 | 0 | 0 | 0 | 1 |  | 1 | 1 | 1 | 1 | 1 | 1 | 0 | 0 | 0 | 0 | 0 | 0 | 0 | 0 | 0 | 0 | 0 | 0 | 0 | 0 | 0 | 0 | 0 | 0 | 0 | 0 | 0 | 0 | 0 | 0 | 0
Wednesday | 4 | 13 | 8 | 2456 | 0 | 0 | 0 | 0 | 0 | 0 | 0 | 0 | 0 | 0 | 0 | 0 | 0 | 0 | 0 | 0 | 0 | 0 | 0 | 0 | 0 |  | 0 | 0 | 0 | 0 | 0 | 0 | 0 | 0 |  |  |  |  | 0 | 0 | 0 | 0 | 0 | 0 | 1 | 0 |  | 1 | 1 | 1 | 1 | #VALUE! | #VALUE! | 0 | 0 | 0 | 0 | 0 | 0 | 0 | 0 | 0 | 0 | 0 | 0 | 0 | 0 | 0 | 0 | 0 | 0 | 0 | 0 | 0 | 0 | 0 | 0 | 0
Wednesday | 4 | 13 | 9 | 2457 | 0 | 0 | 0 | 0 | 0 | 0 | 0 | 0 | 0 | 0 | 0 | 0 | 0 | 0 | 0 | 0 | 0 | 0 | 0 | 0 | 0 |  | 0 | 0 | 0 | 0 | 0 | 0 | 0 | 0 |  |  |  |  | 0 | 0 | 0 | 0 | 0 | 0 | 1 | 0 |  | 1 | 1 | 1 | 1 | #VALUE! | #VALUE! | 0 | 0 | 0 | 0 | 0 | 0 | 0 | 0 | 0 | 0 | 0 | 0 | 0 | 0 | 0 | 0 | 0 | 0 | 0 | 0 | 0 | 0 | 0 | 0 | 0
Wednesday | 4 | 13 | 10 | 2458 | 0 | 0 | 0 | 0 | 0 | 0 | 0 | 0 | 0 | 0 | 0 | 0 | 0 | 0 | 0 | 0 | 0 | 0 | 0 | 0 | 0 |  | 0 | 0 | 0 | 0 | 0 | 0 | 0 | 0 |  |  |  |  | 0 | 0 | 0 | 0 | 0 | 0 | 1 | 0 |  | 1 | 1 | 1 | 1 | #VALUE! | #VALUE! | 0 | 0 | 0 | 0 | 0 | 0 | 0 | 0 | 0 | 0 | 0 | 0 | 0 | 0 | 0 | 0 | 0 | 0 | 0 | 0 | 0 | 0 | 0 | 0 | 0
Wednesday | 4 | 13 | 11 | 2459 | 0 | 0 | 0 | 0 | 0 | 0 | 0 | 0 | 0 | 0 | 0 | 0 | 0 | 0 | 0 | 0 | 0 | 0 | 0 | 0 | 0 |  | 0 | 0 | 0 | 0 | 0 | 0 | 0 | 0 |  |  |  |  | 0 | 0 | 0 | 0 | 0 | 0 | 1 | 0 |  | 1 | 1 | 1 | 1 | #VALUE! | #VALUE! | 0 | 0 | 0 | 0 | 0 | 0 | 0 | 0 | 0 | 0 | 0 | 0 | 0 | 0 | 0 | 0 | 0 | 0 | 0 | 0 | 0 | 0 | 0 | 0 | 0
Wednesday | 4 | 13 | 12 | 2460 | 0 | 0 | 0 | 0 | 0 | 0 | 0 | 0 | 0 | 0 | 0 | 0 | 0 | 0 | 0 | 0 | 0 | 0 | 0 | 0 | 0 |  | 0 | 0 | 0 | 0 | 0 | 0 | 0 | 0 |  |  |  |  | 0 | 0 | 0 | 0 | 0 | 0 | 1 | 0 |  | 1 | 1 | 1 | 1 | #VALUE! | #VALUE! | 0 | 0 | 0 | 0 | 0 | 0 | 0 | 0 | 0 | 0 | 0 | 0 | 0 | 0 | 0 | 0 | 0 | 0 | 0 | 0 | 0 | 0 | 0 | 0 | 0
Wednesday | 4 | 13 | 13 | 2461 | 0 | 0 | 0 | 0 | 0 | 0 | 0 | 0 | 0 | 0 | 0 | 0 | 0 | 0 | 0 | 0 | 0 | 0 | 0 | 0 | 0 |  | 0 | 0 | 0 | 0 | 0 | 0 | 0 | 0 |  |  |  |  | 0 | 0 | 0 | 0 | 0 | 0 | 1 | 0 |  | 1 | 1 | 1 | 1 | #VALUE! | #VALUE! | 0 | 0 | 0 | 0 | 0 | 0 | 0 | 0 | 0 | 0 | 0 | 0 | 0 | 0 | 0 | 0 | 0 | 0 | 0 | 0 | 0 | 0 | 0 | 0 | 0
Wednesday | 4 | 13 | 14 | 2462 | 0 | 0 | 0 | 0 | 0 | 0 | 0 | 0 | 0 | 0 | 0 | 0 | 0 | 0 | 0 | 0 | 0 | 0 | 0 | 0 | 0 |  | 0 | 0 | 0 | 0 | 0 | 0 | 0 | 0 |  |  |  |  | 0 | 0 | 0 | 0 | 0 | 0 | 1 | 0 |  | 1 | 1 | 1 | 1 | #VALUE! | #VALUE! | 0 | 0 | 0 | 0 | 0 | 0 | 0 | 0 | 0 | 0 | 0 | 0 | 0 | 0 | 0 | 0 | 0 | 0 | 0 | 0 | 0 | 0 | 0 | 0 | 0
Wednesday | 4 | 13 | 15 | 2463 | 0 | 0 | 0 | 0 | 0 | 0 | 0 | 0 | 0 | 0 | 0 | 0 | 0 | 0 | 0 | 0 | 0 | 0 | 0 | 0 | 0 |  | 0 | 0 | 0 | 0 | 0 | 0 | 0 | 0 |  |  |  |  | 0 | 0 | 0 | 0 | 0 | 0 | 1 | 0 |  | 1 | 1 | 1 | 1 | #VALUE! | #VALUE! | 0 | 0 | 0 | 0 | 0 | 0 | 0 | 0 | 0 | 0 | 0 | 0 | 0 | 0 | 0 | 0 | 0 | 0 | 0 | 0 | 0 | 0 | 0 | 0 | 0
Wednesday | 4 | 13 | 16 | 2464 | 0 | 0 | 0 | 0 | 0 | 0 | 0 | 0 | 0 | 0 | 0 | 0 | 0 | 0 | 0 | 0 | 0 | 0 | 0 | 0 | 0 |  | 0 | 0 | 0 | 0 | 0 | 0 | 0 | 0 |  |  |  |  | 0 | 0 | 0 | 0 | 0 | 0 | 1 | 0 |  | 1 | 1 | 1 | 1 | #VALUE! | #VALUE! | 0 | 0 | 0 | 0 | 0 | 0 | 0 | 0 | 0 | 0 | 0 | 0 | 0 | 0 | 0 | 0 | 0 | 0 | 0 | 0 | 0 | 0 | 0 | 0 | 0
Wednesday | 4 | 13 | 17 | 2465 | 0 | 0 | 0 | 0 | 0 | 0 | 0 | 0 | 0 | 0 | 0 | 0 | 0 | 0 | 0 | 0 | 0 | 0 | 0 | 0 | 0 |  | 0 | 0 | 0 | 0 | 0 | 0 | 0 | 0 |  |  |  |  | 0 | 0 | 0 | 0 | 0 | 0 | 1 | 0 |  | 1 | 1 | 1 | 1 | #VALUE! | #VALUE! | 0 | 0 | 0 | 0 | 0 | 0 | 0 | 0 | 0 | 0 | 0 | 0 | 0 | 0 | 0 | 0 | 0 | 0 | 0 | 0 | 0 | 0 | 0 | 0 | 0
Wednesday | 4 | 13 | 18 | 2466 | 0 | 0 | 0 | 0 | 0 | 0 | 0 | 0 | 0 | 0 | 0 | 0 | 0 | 0 | 0 | 0 | 0 | 0 | 0 | 0 | 0 |  | 0 | 0 | 0 | 0 | 0 | 0 | 0 | 0 |  |  |  |  | 0 | 0 | 0 | 0 | 0 | 0 | 1 | 0 |  | 1 | 1 | 1 | 1 | #VALUE! | #VALUE! | 0 | 0 | 0 | 0 | 0 | 0 | 0 | 0 | 0 | 0 | 0 | 0 | 0 | 0 | 0 | 0 | 0 | 0 | 0 | 0 | 0 | 0 | 0 | 0 | 0
Wednesday | 4 | 13 | 19 | 2467 | 0 | 0 | 0 | 0 | 0 | 0 | 0 | 0 | 0 | 0 | 0 | 0 | 0 | 0 | 0 | 0 | 0 | 0 | 0 | 0 | 0 |  | 0 | 0 | 0 | 0 | 0 | 0 | 0 | 0 |  |  |  |  | 0 | 0 | 0 | 0 | 0 | 0 | 1 | 0 |  | 1 | 1 | 1 | 1 | #VALUE! | #VALUE! | 0 | 0 | 0 | 0 | 0 | 0 | 0 | 0 | 0 | 0 | 0 | 0 | 0 | 0 | 0 | 0 | 0 | 0 | 0 | 0 | 0 | 0 | 0 | 0 | 0
Wednesday | 4 | 13 | 20 | 2468 | 0 | 0 | 0 | 0 | 0 | 0 | 0 | 0 | 0 | 0 | 0 | 0 | 0 | 0 | 0 | 0 | 0 | 0 | 0 | 0 | 0 |  | 0 | 0 | 0 | 0 | 0 | 0 | 0 | 0 |  |  |  |  | 0 | 0 | 0 | 0 | 0 | 0 | 1 | 0 |  | 1 | 1 | 1 | 1 | #VALUE! | #VALUE! | 0 | 0 | 0 | 0 | 0 | 0 | 0 | 0 | 0 | 0 | 0 | 0 | 0 | 0 | 0 | 0 | 0 | 0 | 0 | 0 | 0 | 0 | 0 | 0 | 0
Wednesday | 4 | 13 | 21 | 2469 | 0 | 0 | 0 | 0 | 0 | 0 | 0 | 0 | 0 | 0 | 0 | 0 | 0 | 0 | 0 | 0 | 0 | 0 | 0 | 0 | 0 |  | 0 | 0 | 0 | 0 | 0 | 0 | 0 | 0 |  |  |  |  | 0 | 0 | 0 | 0 | 0 | 0 | 1 | 0 |  | 1 | 1 | 1 | 1 | #VALUE! | #VALUE! | 0 | 0 | 0 | 0 | 0 | 0 | 0 | 0 | 0 | 0 | 0 | 0 | 0 | 0 | 0 | 0 | 0 | 0 | 0 | 0 | 0 | 0 | 0 | 0 | 0
Wednesday | 4 | 13 | 22 | 2470 | 0 | 0 | 0 | 0 | 0 | 0 | 0 | 0 | 0 | 0 | 0 | 0 | 0 | 0 | 0 | 0 | 0 | 0 | 0 | 0 | 0 |  | 0 | 0 | 0 | 0 | 0 | 0 | 0 | 0 |  |  |  |  | 0 | 0 | 0 | 0 | 0 | 0 | 1 | 0 |  | 1 | 1 | 1 | 1 | #VALUE! | #VALUE! | 0 | 0 | 0 | 0 | 0 | 0 | 0 | 0 | 0 | 0 | 0 | 0 | 0 | 0 | 0 | 0 | 0 | 0 | 0 | 0 | 0 | 0 | 0 | 0 | 0
Wednesday | 4 | 13 | 23 | 2471 | 0 | 0 | 0 | 0 | 0 | 0 | 0 | 0 | 0 | 0 | 0 | 0 | 0 | 0 | 0 | 0 | 0 | 0 | 0 | 0 | 0 |  | 0 | 0 | 0 | 0 | 0 | 0 | 0 | 0 |  |  |  |  | 0 | 0 | 0 | 0 | 0 | 0 | 0 | 1 |  | 1 | 1 | 1 | 1 | 1 | 1 | 0 | 0 | 0 | 0 | 0 | 0 | 0 | 0 | 0 | 0 | 0 | 0 | 0 | 0 | 0 | 0 | 0 | 0 | 0 | 0 | 0 | 0 | 0 | 0 | 0
Wednesday | 4 | 13 | 24 | 2472 | 0 | 0 | 0 | 0 | 0 | 0 | 0 | 0 | 0 | 0 | 0 | 0 | 0 | 0 | 0 | 0 | 0 | 0 | 0 | 0 | 0 |  | 0 | 0 | 0 | 0 | 0 | 0 | 0 | 0 |  |  |  |  | 0 | 0 | 0 | 0 | 0 | 0 | 0 | 1 |  | 1 | 1 | 1 | 1 | 1 | 1 | 0 | 0 | 0 | 0 | 0 | 0 | 0 | 0 | 0 | 0 | 0 | 0 | 0 | 0 | 0 | 0 | 0 | 0 | 0 | 0 | 0 | 0 | 0 | 0 | 0
Thursday | 4 | 14 | 1 | 2473 | 0 | 0 | 0 | 0 | 0 | 0 | 0 | 0 | 0 | 0 | 0 | 0 | 0 | 0 | 0 | 0 | 0 | 0 | 0 | 0 | 0 |  | 0 | 0 | 0 | 0 | 0 | 0 | 0 | 0 |  |  |  |  | 0 | 0 | 0 | 0 | 0 | 0 | 0 | 1 |  | 1 | 1 | 1 | 1 | 1 | 1 | 0 | 0 | 0 | 0 | 0 | 0 | 0 | 0 | 0 | 0 | 0 | 0 | 0 | 0 | 0 | 0 | 0 | 0 | 0 | 0 | 0 | 0 | 0 | 0 | 0
Thursday | 4 | 14 | 2 | 2474 | 0 | 0 | 0 | 0 | 0 | 0 | 0 | 0 | 0 | 0 | 0 | 0 | 0 | 0 | 0 | 0 | 0 | 0 | 0 | 0 | 0 |  | 0 | 0 | 0 | 0 | 0 | 0 | 0 | 0 |  |  |  |  | 0 | 0 | 0 | 0 | 0 | 0 | 0 | 1 |  | 1 | 1 | 1 | 1 | 1 | 1 | 0 | 0 | 0 | 0 | 0 | 0 | 0 | 0 | 0 | 0 | 0 | 0 | 0 | 0 | 0 | 0 | 0 | 0 | 0 | 0 | 0 | 0 | 0 | 0 | 0
Thursday | 4 | 14 | 3 | 2475 | 0 | 0 | 0 | 0 | 0 | 0 | 0 | 0 | 0 | 0 | 0 | 0 | 0 | 0 | 0 | 0 | 0 | 0 | 0 | 0 | 0 |  | 0 | 0 | 0 | 0 | 0 | 0 | 0 | 0 |  |  |  |  | 0 | 0 | 0 | 0 | 0 | 0 | 0 | 1 |  | 1 | 1 | 1 | 1 | 1 | 1 | 0 | 0 | 0 | 0 | 0 | 0 | 0 | 0 | 0 | 0 | 0 | 0 | 0 | 0 | 0 | 0 | 0 | 0 | 0 | 0 | 0 | 0 | 0 | 0 | 0
Thursday | 4 | 14 | 4 | 2476 | 0 | 0 | 0 | 0 | 0 | 0 | 0 | 0 | 0 | 0 | 0 | 0 | 0 | 0 | 0 | 0 | 0 | 0 | 0 | 0 | 0 |  | 0 | 0 | 0 | 0 | 0 | 0 | 0 | 0 |  |  |  |  | 0 | 0 | 0 | 0 | 0 | 0 | 0 | 1 |  | 1 | 1 | 1 | 1 | 1 | 1 | 0 | 0 | 0 | 0 | 0 | 0 | 0 | 0 | 0 | 0 | 0 | 0 | 0 | 0 | 0 | 0 | 0 | 0 | 0 | 0 | 0 | 0 | 0 | 0 | 0
Thursday | 4 | 14 | 5 | 2477 | 0 | 0 | 0 | 0 | 0 | 0 | 0 | 0 | 0 | 0 | 0 | 0 | 0 | 0 | 0 | 0 | 0 | 0 | 0 | 0 | 0 |  | 0 | 0 | 0 | 0 | 0 | 0 | 0 | 0 |  |  |  |  | 0 | 0 | 0 | 0 | 0 | 0 | 0 | 1 |  | 1 | 1 | 1 | 1 | 1 | 1 | 0 | 0 | 0 | 0 | 0 | 0 | 0 | 0 | 0 | 0 | 0 | 0 | 0 | 0 | 0 | 0 | 0 | 0 | 0 | 0 | 0 | 0 | 0 | 0 | 0
Thursday | 4 | 14 | 6 | 2478 | 0 | 0 | 0 | 0 | 0 | 0 | 0 | 0 | 0 | 0 | 0 | 0 | 0 | 0 | 0 | 0 | 0 | 0 | 0 | 0 | 0 |  | 0 | 0 | 0 | 0 | 0 | 0 | 0 | 0 |  |  |  |  | 0 | 0 | 0 | 0 | 0 | 0 | 0 | 1 |  | 1 | 1 | 1 | 1 | 1 | 1 | 0 | 0 | 0 | 0 | 0 | 0 | 0 | 0 | 0 | 0 | 0 | 0 | 0 | 0 | 0 | 0 | 0 | 0 | 0 | 0 | 0 | 0 | 0 | 0 | 0
Thursday | 4 | 14 | 7 | 2479 | 0 | 0 | 0 | 0 | 0 | 0 | 0 | 0 | 0 | 0 | 0 | 0 | 0 | 0 | 0 | 0 | 0 | 0 | 0 | 0 | 0 |  | 0 | 0 | 0 | 0 | 0 | 0 | 0 | 0 |  |  |  |  | 0 | 0 | 0 | 0 | 0 | 0 | 0 | 1 |  | 1 | 1 | 1 | 1 | 1 | 1 | 0 | 0 | 0 | 0 | 0 | 0 | 0 | 0 | 0 | 0 | 0 | 0 | 0 | 0 | 0 | 0 | 0 | 0 | 0 | 0 | 0 | 0 | 0 | 0 | 0
Thursday | 4 | 14 | 8 | 2480 | 0 | 0 | 0 | 0 | 0 | 0 | 0 | 0 | 0 | 0 | 0 | 0 | 0 | 0 | 0 | 0 | 0 | 0 | 0 | 0 | 0 |  | 0 | 0 | 0 | 0 | 0 | 0 | 0 | 0 |  |  |  |  | 0 | 0 | 0 | 0 | 0 | 0 | 1 | 0 |  | 1 | 1 | 1 | 1 | #VALUE! | #VALUE! | 0 | 0 | 0 | 0 | 0 | 0 | 0 | 0 | 0 | 0 | 0 | 0 | 0 | 0 | 0 | 0 | 0 | 0 | 0 | 0 | 0 | 0 | 0 | 0 | 0
Thursday | 4 | 14 | 9 | 2481 | 0 | 0 | 0 | 0 | 0 | 0 | 0 | 0 | 0 | 0 | 0 | 0 | 0 | 0 | 0 | 0 | 0 | 0 | 0 | 0 | 0 |  | 0 | 0 | 0 | 0 | 0 | 0 | 0 | 0 |  |  |  |  | 0 | 0 | 0 | 0 | 0 | 0 | 1 | 0 |  | 1 | 1 | 1 | 1 | #VALUE! | #VALUE! | 0 | 0 | 0 | 0 | 0 | 0 | 0 | 0 | 0 | 0 | 0 | 0 | 0 | 0 | 0 | 0 | 0 | 0 | 0 | 0 | 0 | 0 | 0 | 0 | 0
Thursday | 4 | 14 | 10 | 2482 | 0 | 0 | 0 | 0 | 0 | 0 | 0 | 0 | 0 | 0 | 0 | 0 | 0 | 0 | 0 | 0 | 0 | 0 | 0 | 0 | 0 |  | 0 | 0 | 0 | 0 | 0 | 0 | 0 | 0 |  |  |  |  | 0 | 0 | 0 | 0 | 0 | 0 | 1 | 0 |  | 1 | 1 | 1 | 1 | #VALUE! | #VALUE! | 0 | 0 | 0 | 0 | 0 | 0 | 0 | 0 | 0 | 0 | 0 | 0 | 0 | 0 | 0 | 0 | 0 | 0 | 0 | 0 | 0 | 0 | 0 | 0 | 0
Thursday | 4 | 14 | 11 | 2483 | 0 | 0 | 0 | 0 | 0 | 0 | 0 | 0 | 0 | 0 | 0 | 0 | 0 | 0 | 0 | 0 | 0 | 0 | 0 | 0 | 0 |  | 0 | 0 | 0 | 0 | 0 | 0 | 0 | 0 |  |  |  |  | 0 | 0 | 0 | 0 | 0 | 0 | 1 | 0 |  | 1 | 1 | 1 | 1 | #VALUE! | #VALUE! | 0 | 0 | 0 | 0 | 0 | 0 | 0 | 0 | 0 | 0 | 0 | 0 | 0 | 0 | 0 | 0 | 0 | 0 | 0 | 0 | 0 | 0 | 0 | 0 | 0
Thursday | 4 | 14 | 12 | 2484 | 0 | 0 | 0 | 0 | 0 | 0 | 0 | 0 | 0 | 0 | 0 | 0 | 0 | 0 | 0 | 0 | 0 | 0 | 0 | 0 | 0 |  | 0 | 0 | 0 | 0 | 0 | 0 | 0 | 0 |  |  |  |  | 0 | 0 | 0 | 0 | 0 | 0 | 1 | 0 |  | 1 | 1 | 1 | 1 | #VALUE! | #VALUE! | 0 | 0 | 0 | 0 | 0 | 0 | 0 | 0 | 0 | 0 | 0 | 0 | 0 | 0 | 0 | 0 | 0 | 0 | 0 | 0 | 0 | 0 | 0 | 0 | 0
Thursday | 4 | 14 | 13 | 2485 | 0 | 0 | 0 | 0 | 0 | 0 | 0 | 0 | 0 | 0 | 0 | 0 | 0 | 0 | 0 | 0 | 0 | 0 | 0 | 0 | 0 |  | 0 | 0 | 0 | 0 | 0 | 0 | 0 | 0 |  |  |  |  | 0 | 0 | 0 | 0 | 0 | 0 | 1 | 0 |  | 1 | 1 | 1 | 1 | #VALUE! | #VALUE! | 0 | 0 | 0 | 0 | 0 | 0 | 0 | 0 | 0 | 0 | 0 | 0 | 0 | 0 | 0 | 0 | 0 | 0 | 0 | 0 | 0 | 0 | 0 | 0 | 0
Thursday | 4 | 14 | 14 | 2486 | 0 | 0 | 0 | 0 | 0 | 0 | 0 | 0 | 0 | 0 | 0 | 0 | 0 | 0 | 0 | 0 | 0 | 0 | 0 | 0 | 0 |  | 0 | 0 | 0 | 0 | 0 | 0 | 0 | 0 |  |  |  |  | 0 | 0 | 0 | 0 | 0 | 0 | 1 | 0 |  | 1 | 1 | 1 | 1 | #VALUE! | #VALUE! | 0 | 0 | 0 | 0 | 0 | 0 | 0 | 0 | 0 | 0 | 0 | 0 | 0 | 0 | 0 | 0 | 0 | 0 | 0 | 0 | 0 | 0 | 0 | 0 | 0
Thursday | 4 | 14 | 15 | 2487 | 0 | 0 | 0 | 0 | 0 | 0 | 0 | 0 | 0 | 0 | 0 | 0 | 0 | 0 | 0 | 0 | 0 | 0 | 0 | 0 | 0 |  | 0 | 0 | 0 | 0 | 0 | 0 | 0 | 0 |  |  |  |  | 0 | 0 | 0 | 0 | 0 | 0 | 1 | 0 |  | 1 | 1 | 1 | 1 | #VALUE! | #VALUE! | 0 | 0 | 0 | 0 | 0 | 0 | 0 | 0 | 0 | 0 | 0 | 0 | 0 | 0 | 0 | 0 | 0 | 0 | 0 | 0 | 0 | 0 | 0 | 0 | 0
Thursday | 4 | 14 | 16 | 2488 | 0 | 0 | 0 | 0 | 0 | 0 | 0 | 0 | 0 | 0 | 0 | 0 | 0 | 0 | 0 | 0 | 0 | 0 | 0 | 0 | 0 |  | 0 | 0 | 0 | 0 | 0 | 0 | 0 | 0 |  |  |  |  | 0 | 0 | 0 | 0 | 0 | 0 | 1 | 0 |  | 1 | 1 | 1 | 1 | #VALUE! | #VALUE! | 0 | 0 | 0 | 0 | 0 | 0 | 0 | 0 | 0 | 0 | 0 | 0 | 0 | 0 | 0 | 0 | 0 | 0 | 0 | 0 | 0 | 0 | 0 | 0 | 0
Thursday | 4 | 14 | 17 | 2489 | 0 | 0 | 0 | 0 | 0 | 0 | 0 | 0 | 0 | 0 | 0 | 0 | 0 | 0 | 0 | 0 | 0 | 0 | 0 | 0 | 0 |  | 0 | 0 | 0 | 0 | 0 | 0 | 0 | 0 |  |  |  |  | 0 | 0 | 0 | 0 | 0 | 0 | 1 | 0 |  | 1 | 1 | 1 | 1 | #VALUE! | #VALUE! | 0 | 0 | 0 | 0 | 0 | 0 | 0 | 0 | 0 | 0 | 0 | 0 | 0 | 0 | 0 | 0 | 0 | 0 | 0 | 0 | 0 | 0 | 0 | 0 | 0
Thursday | 4 | 14 | 18 | 2490 | 0 | 0 | 0 | 0 | 0 | 0 | 0 | 0 | 0 | 0 | 0 | 0 | 0 | 0 | 0 | 0 | 0 | 0 | 0 | 0 | 0 |  | 0 | 0 | 0 | 0 | 0 | 0 | 0 | 0 |  |  |  |  | 0 | 0 | 0 | 0 | 0 | 0 | 1 | 0 |  | 1 | 1 | 1 | 1 | #VALUE! | #VALUE! | 0 | 0 | 0 | 0 | 0 | 0 | 0 | 0 | 0 | 0 | 0 | 0 | 0 | 0 | 0 | 0 | 0 | 0 | 0 | 0 | 0 | 0 | 0 | 0 | 0
Thursday | 4 | 14 | 19 | 2491 | 0 | 0 | 0 | 0 | 0 | 0 | 0 | 0 | 0 | 0 | 0 | 0 | 0 | 0 | 0 | 0 | 0 | 0 | 0 | 0 | 0 |  | 0 | 0 | 0 | 0 | 0 | 0 | 0 | 0 |  |  |  |  | 0 | 0 | 0 | 0 | 0 | 0 | 1 | 0 |  | 1 | 1 | 1 | 1 | #VALUE! | #VALUE! | 0 | 0 | 0 | 0 | 0 | 0 | 0 | 0 | 0 | 0 | 0 | 0 | 0 | 0 | 0 | 0 | 0 | 0 | 0 | 0 | 0 | 0 | 0 | 0 | 0
Thursday | 4 | 14 | 20 | 2492 | 0 | 0 | 0 | 0 | 0 | 0 | 0 | 0 | 0 | 0 | 0 | 0 | 0 | 0 | 0 | 0 | 0 | 0 | 0 | 0 | 0 |  | 0 | 0 | 0 | 0 | 0 | 0 | 0 | 0 |  |  |  |  | 0 | 0 | 0 | 0 | 0 | 0 | 1 | 0 |  | 1 | 1 | 1 | 1 | #VALUE! | #VALUE! | 0 | 0 | 0 | 0 | 0 | 0 | 0 | 0 | 0 | 0 | 0 | 0 | 0 | 0 | 0 | 0 | 0 | 0 | 0 | 0 | 0 | 0 | 0 | 0 | 0
Thursday | 4 | 14 | 21 | 2493 | 0 | 0 | 0 | 0 | 0 | 0 | 0 | 0 | 0 | 0 | 0 | 0 | 0 | 0 | 0 | 0 | 0 | 0 | 0 | 0 | 0 |  | 0 | 0 | 0 | 0 | 0 | 0 | 0 | 0 |  |  |  |  | 0 | 0 | 0 | 0 | 0 | 0 | 1 | 0 |  | 1 | 1 | 1 | 1 | #VALUE! | #VALUE! | 0 | 0 | 0 | 0 | 0 | 0 | 0 | 0 | 0 | 0 | 0 | 0 | 0 | 0 | 0 | 0 | 0 | 0 | 0 | 0 | 0 | 0 | 0 | 0 | 0
Thursday | 4 | 14 | 22 | 2494 | 0 | 0 | 0 | 0 | 0 | 0 | 0 | 0 | 0 | 0 | 0 | 0 | 0 | 0 | 0 | 0 | 0 | 0 | 0 | 0 | 0 |  | 0 | 0 | 0 | 0 | 0 | 0 | 0 | 0 |  |  |  |  | 0 | 0 | 0 | 0 | 0 | 0 | 1 | 0 |  | 1 | 1 | 1 | 1 | #VALUE! | #VALUE! | 0 | 0 | 0 | 0 | 0 | 0 | 0 | 0 | 0 | 0 | 0 | 0 | 0 | 0 | 0 | 0 | 0 | 0 | 0 | 0 | 0 | 0 | 0 | 0 | 0
Thursday | 4 | 14 | 23 | 2495 | 0 | 0 | 0 | 0 | 0 | 0 | 0 | 0 | 0 | 0 | 0 | 0 | 0 | 0 | 0 | 0 | 0 | 0 | 0 | 0 | 0 |  | 0 | 0 | 0 | 0 | 0 | 0 | 0 | 0 |  |  |  |  | 0 | 0 | 0 | 0 | 0 | 0 | 0 | 1 |  | 1 | 1 | 1 | 1 | 1 | 1 | 0 | 0 | 0 | 0 | 0 | 0 | 0 | 0 | 0 | 0 | 0 | 0 | 0 | 0 | 0 | 0 | 0 | 0 | 0 | 0 | 0 | 0 | 0 | 0 | 0
Thursday | 4 | 14 | 24 | 2496 | 0 | 0 | 0 | 0 | 0 | 0 | 0 | 0 | 0 | 0 | 0 | 0 | 0 | 0 | 0 | 0 | 0 | 0 | 0 | 0 | 0 |  | 0 | 0 | 0 | 0 | 0 | 0 | 0 | 0 |  |  |  |  | 0 | 0 | 0 | 0 | 0 | 0 | 0 | 1 |  | 1 | 1 | 1 | 1 | 1 | 1 | 0 | 0 | 0 | 0 | 0 | 0 | 0 | 0 | 0 | 0 | 0 | 0 | 0 | 0 | 0 | 0 | 0 | 0 | 0 | 0 | 0 | 0 | 0 | 0 | 0
Friday | 4 | 15 | 1 | 2497 | 0 | 0 | 0 | 0 | 0 | 0 | 0 | 0 | 0 | 0 | 0 | 0 | 0 | 0 | 0 | 0 | 0 | 0 | 0 | 0 | 0 |  | 0 | 0 | 0 | 0 | 0 | 0 | 0 | 0 |  |  |  |  | 0 | 0 | 0 | 0 | 0 | 0 | 0 | 1 |  | 1 | 1 | 1 | 1 | 1 | 1 | 0 | 0 | 0 | 0 | 0 | 0 | 0 | 0 | 0 | 0 | 0 | 0 | 0 | 0 | 0 | 0 | 0 | 0 | 0 | 0 | 0 | 0 | 0 | 0 | 0
Friday | 4 | 15 | 2 | 2498 | 0 | 0 | 0 | 0 | 0 | 0 | 0 | 0 | 0 | 0 | 0 | 0 | 0 | 0 | 0 | 0 | 0 | 0 | 0 | 0 | 0 |  | 0 | 0 | 0 | 0 | 0 | 0 | 0 | 0 |  |  |  |  | 0 | 0 | 0 | 0 | 0 | 0 | 0 | 1 |  | 1 | 1 | 1 | 1 | 1 | 1 | 0 | 0 | 0 | 0 | 0 | 0 | 0 | 0 | 0 | 0 | 0 | 0 | 0 | 0 | 0 | 0 | 0 | 0 | 0 | 0 | 0 | 0 | 0 | 0 | 0
Friday | 4 | 15 | 3 | 2499 | 0 | 0 | 0 | 0 | 0 | 0 | 0 | 0 | 0 | 0 | 0 | 0 | 0 | 0 | 0 | 0 | 0 | 0 | 0 | 0 | 0 |  | 0 | 0 | 0 | 0 | 0 | 0 | 0 | 0 |  |  |  |  | 0 | 0 | 0 | 0 | 0 | 0 | 0 | 1 |  | 1 | 1 | 1 | 1 | 1 | 1 | 0 | 0 | 0 | 0 | 0 | 0 | 0 | 0 | 0 | 0 | 0 | 0 | 0 | 0 | 0 | 0 | 0 | 0 | 0 | 0 | 0 | 0 | 0 | 0 | 0
Friday | 4 | 15 | 4 | 2500 | 0 | 0 | 0 | 0 | 0 | 0 | 0 | 0 | 0 | 0 | 0 | 0 | 0 | 0 | 0 | 0 | 0 | 0 | 0 | 0 | 0 |  | 0 | 0 | 0 | 0 | 0 | 0 | 0 | 0 |  |  |  |  | 0 | 0 | 0 | 0 | 0 | 0 | 0 | 1 |  | 1 | 1 | 1 | 1 | 1 | 1 | 0 | 0 | 0 | 0 | 0 | 0 | 0 | 0 | 0 | 0 | 0 | 0 | 0 | 0 | 0 | 0 | 0 | 0 | 0 | 0 | 0 | 0 | 0 | 0 | 0
Friday | 4 | 15 | 5 | 2501 | 0 | 0 | 0 | 0 | 0 | 0 | 0 | 0 | 0 | 0 | 0 | 0 | 0 | 0 | 0 | 0 | 0 | 0 | 0 | 0 | 0 |  | 0 | 0 | 0 | 0 | 0 | 0 | 0 | 0 |  |  |  |  | 0 | 0 | 0 | 0 | 0 | 0 | 0 | 1 |  | 1 | 1 | 1 | 1 | 1 | 1 | 0 | 0 | 0 | 0 | 0 | 0 | 0 | 0 | 0 | 0 | 0 | 0 | 0 | 0 | 0 | 0 | 0 | 0 | 0 | 0 | 0 | 0 | 0 | 0 | 0
Friday | 4 | 15 | 6 | 2502 | 0 | 0 | 0 | 0 | 0 | 0 | 0 | 0 | 0 | 0 | 0 | 0 | 0 | 0 | 0 | 0 | 0 | 0 | 0 | 0 | 0 |  | 0 | 0 | 0 | 0 | 0 | 0 | 0 | 0 |  |  |  |  | 0 | 0 | 0 | 0 | 0 | 0 | 0 | 1 |  | 1 | 1 | 1 | 1 | 1 | 1 | 0 | 0 | 0 | 0 | 0 | 0 | 0 | 0 | 0 | 0 | 0 | 0 | 0 | 0 | 0 | 0 | 0 | 0 | 0 | 0 | 0 | 0 | 0 | 0 | 0
Friday | 4 | 15 | 7 | 2503 | 0 | 0 | 0 | 0 | 0 | 0 | 0 | 0 | 0 | 0 | 0 | 0 | 0 | 0 | 0 | 0 | 0 | 0 | 0 | 0 | 0 |  | 0 | 0 | 0 | 0 | 0 | 0 | 0 | 0 |  |  |  |  | 0 | 0 | 0 | 0 | 0 | 0 | 0 | 1 |  | 1 | 1 | 1 | 1 | 1 | 1 | 0 | 0 | 0 | 0 | 0 | 0 | 0 | 0 | 0 | 0 | 0 | 0 | 0 | 0 | 0 | 0 | 0 | 0 | 0 | 0 | 0 | 0 | 0 | 0 | 0
Friday | 4 | 15 | 8 | 2504 | 0 | 0 | 0 | 0 | 0 | 0 | 0 | 0 | 0 | 0 | 0 | 0 | 0 | 0 | 0 | 0 | 0 | 0 | 0 | 0 | 0 |  | 0 | 0 | 0 | 0 | 0 | 0 | 0 | 0 |  |  |  |  | 0 | 0 | 0 | 0 | 0 | 0 | 1 | 0 |  | 1 | 1 | 1 | 1 | #VALUE! | #VALUE! | 0 | 0 | 0 | 0 | 0 | 0 | 0 | 0 | 0 | 0 | 0 | 0 | 0 | 0 | 0 | 0 | 0 | 0 | 0 | 0 | 0 | 0 | 0 | 0 | 0
Friday | 4 | 15 | 9 | 2505 | 0 | 0 | 0 | 0 | 0 | 0 | 0 | 0 | 0 | 0 | 0 | 0 | 0 | 0 | 0 | 0 | 0 | 0 | 0 | 0 | 0 |  | 0 | 0 | 0 | 0 | 0 | 0 | 0 | 0 |  |  |  |  | 0 | 0 | 0 | 0 | 0 | 0 | 1 | 0 |  | 1 | 1 | 1 | 1 | #VALUE! | #VALUE! | 0 | 0 | 0 | 0 | 0 | 0 | 0 | 0 | 0 | 0 | 0 | 0 | 0 | 0 | 0 | 0 | 0 | 0 | 0 | 0 | 0 | 0 | 0 | 0 | 0
Friday | 4 | 15 | 10 | 2506 | 0 | 0 | 0 | 0 | 0 | 0 | 0 | 0 | 0 | 0 | 0 | 0 | 0 | 0 | 0 | 0 | 0 | 0 | 0 | 0 | 0 |  | 0 | 0 | 0 | 0 | 0 | 0 | 0 | 0 |  |  |  |  | 0 | 0 | 0 | 0 | 0 | 0 | 1 | 0 |  | 1 | 1 | 1 | 1 | #VALUE! | #VALUE! | 0 | 0 | 0 | 0 | 0 | 0 | 0 | 0 | 0 | 0 | 0 | 0 | 0 | 0 | 0 | 0 | 0 | 0 | 0 | 0 | 0 | 0 | 0 | 0 | 0
Friday | 4 | 15 | 11 | 2507 | 0 | 0 | 0 | 0 | 0 | 0 | 0 | 0 | 0 | 0 | 0 | 0 | 0 | 0 | 0 | 0 | 0 | 0 | 0 | 0 | 0 |  | 0 | 0 | 0 | 0 | 0 | 0 | 0 | 0 |  |  |  |  | 0 | 0 | 0 | 0 | 0 | 0 | 1 | 0 |  | 1 | 1 | 1 | 1 | #VALUE! | #VALUE! | 0 | 0 | 0 | 0 | 0 | 0 | 0 | 0 | 0 | 0 | 0 | 0 | 0 | 0 | 0 | 0 | 0 | 0 | 0 | 0 | 0 | 0 | 0 | 0 | 0
Friday | 4 | 15 | 12 | 2508 | 0 | 0 | 0 | 0 | 0 | 0 | 0 | 0 | 0 | 0 | 0 | 0 | 0 | 0 | 0 | 0 | 0 | 0 | 0 | 0 | 0 |  | 0 | 0 | 0 | 0 | 0 | 0 | 0 | 0 |  |  |  |  | 0 | 0 | 0 | 0 | 0 | 0 | 1 | 0 |  | 1 | 1 | 1 | 1 | #VALUE! | #VALUE! | 0 | 0 | 0 | 0 | 0 | 0 | 0 | 0 | 0 | 0 | 0 | 0 | 0 | 0 | 0 | 0 | 0 | 0 | 0 | 0 | 0 | 0 | 0 | 0 | 0
Friday | 4 | 15 | 13 | 2509 | 0 | 0 | 0 | 0 | 0 | 0 | 0 | 0 | 0 | 0 | 0 | 0 | 0 | 0 | 0 | 0 | 0 | 0 | 0 | 0 | 0 |  | 0 | 0 | 0 | 0 | 0 | 0 | 0 | 0 |  |  |  |  | 0 | 0 | 0 | 0 | 0 | 0 | 1 | 0 |  | 1 | 1 | 1 | 1 | #VALUE! | #VALUE! | 0 | 0 | 0 | 0 | 0 | 0 | 0 | 0 | 0 | 0 | 0 | 0 | 0 | 0 | 0 | 0 | 0 | 0 | 0 | 0 | 0 | 0 | 0 | 0 | 0
Friday | 4 | 15 | 14 | 2510 | 0 | 0 | 0 | 0 | 0 | 0 | 0 | 0 | 0 | 0 | 0 | 0 | 0 | 0 | 0 | 0 | 0 | 0 | 0 | 0 | 0 |  | 0 | 0 | 0 | 0 | 0 | 0 | 0 | 0 |  |  |  |  | 0 | 0 | 0 | 0 | 0 | 0 | 1 | 0 |  | 1 | 1 | 1 | 1 | #VALUE! | #VALUE! | 0 | 0 | 0 | 0 | 0 | 0 | 0 | 0 | 0 | 0 | 0 | 0 | 0 | 0 | 0 | 0 | 0 | 0 | 0 | 0 | 0 | 0 | 0 | 0 | 0
Friday | 4 | 15 | 15 | 2511 | 0 | 0 | 0 | 0 | 0 | 0 | 0 | 0 | 0 | 0 | 0 | 0 | 0 | 0 | 0 | 0 | 0 | 0 | 0 | 0 | 0 |  | 0 | 0 | 0 | 0 | 0 | 0 | 0 | 0 |  |  |  |  | 0 | 0 | 0 | 0 | 0 | 0 | 1 | 0 |  | 1 | 1 | 1 | 1 | #VALUE! | #VALUE! | 0 | 0 | 0 | 0 | 0 | 0 | 0 | 0 | 0 | 0 | 0 | 0 | 0 | 0 | 0 | 0 | 0 | 0 | 0 | 0 | 0 | 0 | 0 | 0 | 0
Friday | 4 | 15 | 16 | 2512 | 0 | 0 | 0 | 0 | 0 | 0 | 0 | 0 | 0 | 0 | 0 | 0 | 0 | 0 | 0 | 0 | 0 | 0 | 0 | 0 | 0 |  | 0 | 0 | 0 | 0 | 0 | 0 | 0 | 0 |  |  |  |  | 0 | 0 | 0 | 0 | 0 | 0 | 1 | 0 |  | 1 | 1 | 1 | 1 | #VALUE! | #VALUE! | 0 | 0 | 0 | 0 | 0 | 0 | 0 | 0 | 0 | 0 | 0 | 0 | 0 | 0 | 0 | 0 | 0 | 0 | 0 | 0 | 0 | 0 | 0 | 0 | 0
Friday | 4 | 15 | 17 | 2513 | 0 | 0 | 0 | 0 | 0 | 0 | 0 | 0 | 0 | 0 | 0 | 0 | 0 | 0 | 0 | 0 | 0 | 0 | 0 | 0 | 0 |  | 0 | 0 | 0 | 0 | 0 | 0 | 0 | 0 |  |  |  |  | 0 | 0 | 0 | 0 | 0 | 0 | 1 | 0 |  | 1 | 1 | 1 | 1 | #VALUE! | #VALUE! | 0 | 0 | 0 | 0 | 0 | 0 | 0 | 0 | 0 | 0 | 0 | 0 | 0 | 0 | 0 | 0 | 0 | 0 | 0 | 0 | 0 | 0 | 0 | 0 | 0
Friday | 4 | 15 | 18 | 2514 | 0 | 0 | 0 | 0 | 0 | 0 | 0 | 0 | 0 | 0 | 0 | 0 | 0 | 0 | 0 | 0 | 0 | 0 | 0 | 0 | 0 |  | 0 | 0 | 0 | 0 | 0 | 0 | 0 | 0 |  |  |  |  | 0 | 0 | 0 | 0 | 0 | 0 | 1 | 0 |  | 1 | 1 | 1 | 1 | #VALUE! | #VALUE! | 0 | 0 | 0 | 0 | 0 | 0 | 0 | 0 | 0 | 0 | 0 | 0 | 0 | 0 | 0 | 0 | 0 | 0 | 0 | 0 | 0 | 0 | 0 | 0 | 0
Friday | 4 | 15 | 19 | 2515 | 0 | 0 | 0 | 0 | 0 | 0 | 0 | 0 | 0 | 0 | 0 | 0 | 0 | 0 | 0 | 0 | 0 | 0 | 0 | 0 | 0 |  | 0 | 0 | 0 | 0 | 0 | 0 | 0 | 0 |  |  |  |  | 0 | 0 | 0 | 0 | 0 | 0 | 1 | 0 |  | 1 | 1 | 1 | 1 | #VALUE! | #VALUE! | 0 | 0 | 0 | 0 | 0 | 0 | 0 | 0 | 0 | 0 | 0 | 0 | 0 | 0 | 0 | 0 | 0 | 0 | 0 | 0 | 0 | 0 | 0 | 0 | 0
Friday | 4 | 15 | 20 | 2516 | 0 | 0 | 0 | 0 | 0 | 0 | 0 | 0 | 0 | 0 | 0 | 0 | 0 | 0 | 0 | 0 | 0 | 0 | 0 | 0 | 0 |  | 0 | 0 | 0 | 0 | 0 | 0 | 0 | 0 |  |  |  |  | 0 | 0 | 0 | 0 | 0 | 0 | 1 | 0 |  | 1 | 1 | 1 | 1 | #VALUE! | #VALUE! | 0 | 0 | 0 | 0 | 0 | 0 | 0 | 0 | 0 | 0 | 0 | 0 | 0 | 0 | 0 | 0 | 0 | 0 | 0 | 0 | 0 | 0 | 0 | 0 | 0
Friday | 4 | 15 | 21 | 2517 | 0 | 0 | 0 | 0 | 0 | 0 | 0 | 0 | 0 | 0 | 0 | 0 | 0 | 0 | 0 | 0 | 0 | 0 | 0 | 0 | 0 |  | 0 | 0 | 0 | 0 | 0 | 0 | 0 | 0 |  |  |  |  | 0 | 0 | 0 | 0 | 0 | 0 | 1 | 0 |  | 1 | 1 | 1 | 1 | #VALUE! | #VALUE! | 0 | 0 | 0 | 0 | 0 | 0 | 0 | 0 | 0 | 0 | 0 | 0 | 0 | 0 | 0 | 0 | 0 | 0 | 0 | 0 | 0 | 0 | 0 | 0 | 0
Friday | 4 | 15 | 22 | 2518 | 0 | 0 | 0 | 0 | 0 | 0 | 0 | 0 | 0 | 0 | 0 | 0 | 0 | 0 | 0 | 0 | 0 | 0 | 0 | 0 | 0 |  | 0 | 0 | 0 | 0 | 0 | 0 | 0 | 0 |  |  |  |  | 0 | 0 | 0 | 0 | 0 | 0 | 1 | 0 |  | 1 | 1 | 1 | 1 | #VALUE! | #VALUE! | 0 | 0 | 0 | 0 | 0 | 0 | 0 | 0 | 0 | 0 | 0 | 0 | 0 | 0 | 0 | 0 | 0 | 0 | 0 | 0 | 0 | 0 | 0 | 0 | 0
Friday | 4 | 15 | 23 | 2519 | 0 | 0 | 0 | 0 | 0 | 0 | 0 | 0 | 0 | 0 | 0 | 0 | 0 | 0 | 0 | 0 | 0 | 0 | 0 | 0 | 0 |  | 0 | 0 | 0 | 0 | 0 | 0 | 0 | 0 |  |  |  |  | 0 | 0 | 0 | 0 | 0 | 0 | 0 | 1 |  | 1 | 1 | 1 | 1 | 1 | 1 | 0 | 0 | 0 | 0 | 0 | 0 | 0 | 0 | 0 | 0 | 0 | 0 | 0 | 0 | 0 | 0 | 0 | 0 | 0 | 0 | 0 | 0 | 0 | 0 | 0
Friday | 4 | 15 | 24 | 2520 | 0 | 0 | 0 | 0 | 0 | 0 | 0 | 0 | 0 | 0 | 0 | 0 | 0 | 0 | 0 | 0 | 0 | 0 | 0 | 0 | 0 |  | 0 | 0 | 0 | 0 | 0 | 0 | 0 | 0 |  |  |  |  | 0 | 0 | 0 | 0 | 0 | 0 | 0 | 1 |  | 1 | 1 | 1 | 1 | 1 | 1 | 0 | 0 | 0 | 0 | 0 | 0 | 0 | 0 | 0 | 0 | 0 | 0 | 0 | 0 | 0 | 0 | 0 | 0 | 0 | 0 | 0 | 0 | 0 | 0 | 0
Saturday | 4 | 16 | 1 | 2521 | 0 | 0 | 0 | 0 | 0 | 0 | 0 | 0 | 0 | 0 | 0 | 0 | 0 | 0 | 0 | 0 | 0 | 0 | 0 | 0 | 0 |  | 0 | 0 | 0 | 0 | 0 | 0 | 0 | 0 |  |  |  |  | 0 | 0 | 0 | 0 | 0 | 0 | 0 | 1 |  | 1 | 1 | 1 | 1 | 1 | 1 | 0 | 0 | 0 | 0 | 0 | 0 | 0 | 0 | 0 | 0 | 0 | 0 | 0 | 0 | 0 | 0 | 0 | 0 | 0 | 0 | 0 | 0 | 0 | 0 | 0
Saturday | 4 | 16 | 2 | 2522 | 0 | 0 | 0 | 0 | 0 | 0 | 0 | 0 | 0 | 0 | 0 | 0 | 0 | 0 | 0 | 0 | 0 | 0 | 0 | 0 | 0 |  | 0 | 0 | 0 | 0 | 0 | 0 | 0 | 0 |  |  |  |  | 0 | 0 | 0 | 0 | 0 | 0 | 0 | 1 |  | 1 | 1 | 1 | 1 | 1 | 1 | 0 | 0 | 0 | 0 | 0 | 0 | 0 | 0 | 0 | 0 | 0 | 0 | 0 | 0 | 0 | 0 | 0 | 0 | 0 | 0 | 0 | 0 | 0 | 0 | 0
Saturday | 4 | 16 | 3 | 2523 | 0 | 0 | 0 | 0 | 0 | 0 | 0 | 0 | 0 | 0 | 0 | 0 | 0 | 0 | 0 | 0 | 0 | 0 | 0 | 0 | 0 |  | 0 | 0 | 0 | 0 | 0 | 0 | 0 | 0 |  |  |  |  | 0 | 0 | 0 | 0 | 0 | 0 | 0 | 1 |  | 1 | 1 | 1 | 1 | 1 | 1 | 0 | 0 | 0 | 0 | 0 | 0 | 0 | 0 | 0 | 0 | 0 | 0 | 0 | 0 | 0 | 0 | 0 | 0 | 0 | 0 | 0 | 0 | 0 | 0 | 0
Saturday | 4 | 16 | 4 | 2524 | 0 | 0 | 0 | 0 | 0 | 0 | 0 | 0 | 0 | 0 | 0 | 0 | 0 | 0 | 0 | 0 | 0 | 0 | 0 | 0 | 0 |  | 0 | 0 | 0 | 0 | 0 | 0 | 0 | 0 |  |  |  |  | 0 | 0 | 0 | 0 | 0 | 0 | 0 | 1 |  | 1 | 1 | 1 | 1 | 1 | 1 | 0 | 0 | 0 | 0 | 0 | 0 | 0 | 0 | 0 | 0 | 0 | 0 | 0 | 0 | 0 | 0 | 0 | 0 | 0 | 0 | 0 | 0 | 0 | 0 | 0
Saturday | 4 | 16 | 5 | 2525 | 0 | 0 | 0 | 0 | 0 | 0 | 0 | 0 | 0 | 0 | 0 | 0 | 0 | 0 | 0 | 0 | 0 | 0 | 0 | 0 | 0 |  | 0 | 0 | 0 | 0 | 0 | 0 | 0 | 0 |  |  |  |  | 0 | 0 | 0 | 0 | 0 | 0 | 0 | 1 |  | 1 | 1 | 1 | 1 | 1 | 1 | 0 | 0 | 0 | 0 | 0 | 0 | 0 | 0 | 0 | 0 | 0 | 0 | 0 | 0 | 0 | 0 | 0 | 0 | 0 | 0 | 0 | 0 | 0 | 0 | 0
Saturday | 4 | 16 | 6 | 2526 | 0 | 0 | 0 | 0 | 0 | 0 | 0 | 0 | 0 | 0 | 0 | 0 | 0 | 0 | 0 | 0 | 0 | 0 | 0 | 0 | 0 |  | 0 | 0 | 0 | 0 | 0 | 0 | 0 | 0 |  |  |  |  | 0 | 0 | 0 | 0 | 0 | 0 | 0 | 1 |  | 1 | 1 | 1 | 1 | 1 | 1 | 0 | 0 | 0 | 0 | 0 | 0 | 0 | 0 | 0 | 0 | 0 | 0 | 0 | 0 | 0 | 0 | 0 | 0 | 0 | 0 | 0 | 0 | 0 | 0 | 0
Saturday | 4 | 16 | 7 | 2527 | 0 | 0 | 0 | 0 | 0 | 0 | 0 | 0 | 0 | 0 | 0 | 0 | 0 | 0 | 0 | 0 | 0 | 0 | 0 | 0 | 0 |  | 0 | 0 | 0 | 0 | 0 | 0 | 0 | 0 |  |  |  |  | 0 | 0 | 0 | 0 | 0 | 0 | 0 | 1 |  | 1 | 1 | 1 | 1 | 1 | 1 | 0 | 0 | 0 | 0 | 0 | 0 | 0 | 0 | 0 | 0 | 0 | 0 | 0 | 0 | 0 | 0 | 0 | 0 | 0 | 0 | 0 | 0 | 0 | 0 | 0
Saturday | 4 | 16 | 8 | 2528 | 0 | 0 | 0 | 0 | 0 | 0 | 0 | 0 | 0 | 0 | 0 | 0 | 0 | 0 | 0 | 0 | 0 | 0 | 0 | 0 | 0 |  | 0 | 0 | 0 | 0 | 0 | 0 | 0 | 0 |  |  |  |  | 0 | 0 | 0 | 0 | 0 | 0 | 0 | 1 |  | 1 | 1 | 1 | 1 | 1 | 1 | 0 | 0 | 0 | 0 | 0 | 0 | 0 | 0 | 0 | 0 | 0 | 0 | 0 | 0 | 0 | 0 | 0 | 0 | 0 | 0 | 0 | 0 | 0 | 0 | 0
Saturday | 4 | 16 | 9 | 2529 | 0 | 0 | 0 | 0 | 0 | 0 | 0 | 0 | 0 | 0 | 0 | 0 | 0 | 0 | 0 | 0 | 0 | 0 | 0 | 0 | 0 |  | 0 | 0 | 0 | 0 | 0 | 0 | 0 | 0 |  |  |  |  | 0 | 0 | 0 | 0 | 0 | 0 | 0 | 1 |  | 1 | 1 | 1 | 1 | 1 | 1 | 0 | 0 | 0 | 0 | 0 | 0 | 0 | 0 | 0 | 0 | 0 | 0 | 0 | 0 | 0 | 0 | 0 | 0 | 0 | 0 | 0 | 0 | 0 | 0 | 0
Saturday | 4 | 16 | 10 | 2530 | 0 | 0 | 0 | 0 | 0 | 0 | 0 | 0 | 0 | 0 | 0 | 0 | 0 | 0 | 0 | 0 | 0 | 0 | 0 | 0 | 0 |  | 0 | 0 | 0 | 0 | 0 | 0 | 0 | 0 |  |  |  |  | 0 | 0 | 0 | 0 | 0 | 0 | 0 | 1 |  | 1 | 1 | 1 | 1 | 1 | 1 | 0 | 0 | 0 | 0 | 0 | 0 | 0 | 0 | 0 | 0 | 0 | 0 | 0 | 0 | 0 | 0 | 0 | 0 | 0 | 0 | 0 | 0 | 0 | 0 | 0
Saturday | 4 | 16 | 11 | 2531 | 0 | 0 | 0 | 0 | 0 | 0 | 0 | 0 | 0 | 0 | 0 | 0 | 0 | 0 | 0 | 0 | 0 | 0 | 0 | 0 | 0 |  | 0 | 0 | 0 | 0 | 0 | 0 | 0 | 0 |  |  |  |  | 0 | 0 | 0 | 0 | 0 | 0 | 0 | 1 |  | 1 | 1 | 1 | 1 | 1 | 1 | 0 | 0 | 0 | 0 | 0 | 0 | 0 | 0 | 0 | 0 | 0 | 0 | 0 | 0 | 0 | 0 | 0 | 0 | 0 | 0 | 0 | 0 | 0 | 0 | 0
Saturday | 4 | 16 | 12 | 2532 | 0 | 0 | 0 | 0 | 0 | 0 | 0 | 0 | 0 | 0 | 0 | 0 | 0 | 0 | 0 | 0 | 0 | 0 | 0 | 0 | 0 |  | 0 | 0 | 0 | 0 | 0 | 0 | 0 | 0 |  |  |  |  | 0 | 0 | 0 | 0 | 0 | 0 | 0 | 1 |  | 1 | 1 | 1 | 1 | 1 | 1 | 0 | 0 | 0 | 0 | 0 | 0 | 0 | 0 | 0 | 0 | 0 | 0 | 0 | 0 | 0 | 0 | 0 | 0 | 0 | 0 | 0 | 0 | 0 | 0 | 0
Saturday | 4 | 16 | 13 | 2533 | 0 | 0 | 0 | 0 | 0 | 0 | 0 | 0 | 0 | 0 | 0 | 0 | 0 | 0 | 0 | 0 | 0 | 0 | 0 | 0 | 0 |  | 0 | 0 | 0 | 0 | 0 | 0 | 0 | 0 |  |  |  |  | 0 | 0 | 0 | 0 | 0 | 0 | 0 | 1 |  | 1 | 1 | 1 | 1 | 1 | 1 | 0 | 0 | 0 | 0 | 0 | 0 | 0 | 0 | 0 | 0 | 0 | 0 | 0 | 0 | 0 | 0 | 0 | 0 | 0 | 0 | 0 | 0 | 0 | 0 | 0
Saturday | 4 | 16 | 14 | 2534 | 0 | 0 | 0 | 0 | 0 | 0 | 0 | 0 | 0 | 0 | 0 | 0 | 0 | 0 | 0 | 0 | 0 | 0 | 0 | 0 | 0 |  | 0 | 0 | 0 | 0 | 0 | 0 | 0 | 0 |  |  |  |  | 0 | 0 | 0 | 0 | 0 | 0 | 0 | 1 |  | 1 | 1 | 1 | 1 | 1 | 1 | 0 | 0 | 0 | 0 | 0 | 0 | 0 | 0 | 0 | 0 | 0 | 0 | 0 | 0 | 0 | 0 | 0 | 0 | 0 | 0 | 0 | 0 | 0 | 0 | 0
Saturday | 4 | 16 | 15 | 2535 | 0 | 0 | 0 | 0 | 0 | 0 | 0 | 0 | 0 | 0 | 0 | 0 | 0 | 0 | 0 | 0 | 0 | 0 | 0 | 0 | 0 |  | 0 | 0 | 0 | 0 | 0 | 0 | 0 | 0 |  |  |  |  | 0 | 0 | 0 | 0 | 0 | 0 | 0 | 1 |  | 1 | 1 | 1 | 1 | 1 | 1 | 0 | 0 | 0 | 0 | 0 | 0 | 0 | 0 | 0 | 0 | 0 | 0 | 0 | 0 | 0 | 0 | 0 | 0 | 0 | 0 | 0 | 0 | 0 | 0 | 0
Saturday | 4 | 16 | 16 | 2536 | 0 | 0 | 0 | 0 | 0 | 0 | 0 | 0 | 0 | 0 | 0 | 0 | 0 | 0 | 0 | 0 | 0 | 0 | 0 | 0 | 0 |  | 0 | 0 | 0 | 0 | 0 | 0 | 0 | 0 |  |  |  |  | 0 | 0 | 0 | 0 | 0 | 0 | 0 | 1 |  | 1 | 1 | 1 | 1 | 1 | 1 | 0 | 0 | 0 | 0 | 0 | 0 | 0 | 0 | 0 | 0 | 0 | 0 | 0 | 0 | 0 | 0 | 0 | 0 | 0 | 0 | 0 | 0 | 0 | 0 | 0
Saturday | 4 | 16 | 17 | 2537 | 0 | 0 | 0 | 0 | 0 | 0 | 0 | 0 | 0 | 0 | 0 | 0 | 0 | 0 | 0 | 0 | 0 | 0 | 0 | 0 | 0 |  | 0 | 0 | 0 | 0 | 0 | 0 | 0 | 0 |  |  |  |  | 0 | 0 | 0 | 0 | 0 | 0 | 0 | 1 |  | 1 | 1 | 1 | 1 | 1 | 1 | 0 | 0 | 0 | 0 | 0 | 0 | 0 | 0 | 0 | 0 | 0 | 0 | 0 | 0 | 0 | 0 | 0 | 0 | 0 | 0 | 0 | 0 | 0 | 0 | 0
Saturday | 4 | 16 | 18 | 2538 | 0 | 0 | 0 | 0 | 0 | 0 | 0 | 0 | 0 | 0 | 0 | 0 | 0 | 0 | 0 | 0 | 0 | 0 | 0 | 0 | 0 |  | 0 | 0 | 0 | 0 | 0 | 0 | 0 | 0 |  |  |  |  | 0 | 0 | 0 | 0 | 0 | 0 | 0 | 1 |  | 1 | 1 | 1 | 1 | 1 | 1 | 0 | 0 | 0 | 0 | 0 | 0 | 0 | 0 | 0 | 0 | 0 | 0 | 0 | 0 | 0 | 0 | 0 | 0 | 0 | 0 | 0 | 0 | 0 | 0 | 0
Saturday | 4 | 16 | 19 | 2539 | 0 | 0 | 0 | 0 | 0 | 0 | 0 | 0 | 0 | 0 | 0 | 0 | 0 | 0 | 0 | 0 | 0 | 0 | 0 | 0 | 0 |  | 0 | 0 | 0 | 0 | 0 | 0 | 0 | 0 |  |  |  |  | 0 | 0 | 0 | 0 | 0 | 0 | 0 | 1 |  | 1 | 1 | 1 | 1 | 1 | 1 | 0 | 0 | 0 | 0 | 0 | 0 | 0 | 0 | 0 | 0 | 0 | 0 | 0 | 0 | 0 | 0 | 0 | 0 | 0 | 0 | 0 | 0 | 0 | 0 | 0
Saturday | 4 | 16 | 20 | 2540 | 0 | 0 | 0 | 0 | 0 | 0 | 0 | 0 | 0 | 0 | 0 | 0 | 0 | 0 | 0 | 0 | 0 | 0 | 0 | 0 | 0 |  | 0 | 0 | 0 | 0 | 0 | 0 | 0 | 0 |  |  |  |  | 0 | 0 | 0 | 0 | 0 | 0 | 0 | 1 |  | 1 | 1 | 1 | 1 | 1 | 1 | 0 | 0 | 0 | 0 | 0 | 0 | 0 | 0 | 0 | 0 | 0 | 0 | 0 | 0 | 0 | 0 | 0 | 0 | 0 | 0 | 0 | 0 | 0 | 0 | 0
Saturday | 4 | 16 | 21 | 2541 | 0 | 0 | 0 | 0 | 0 | 0 | 0 | 0 | 0 | 0 | 0 | 0 | 0 | 0 | 0 | 0 | 0 | 0 | 0 | 0 | 0 |  | 0 | 0 | 0 | 0 | 0 | 0 | 0 | 0 |  |  |  |  | 0 | 0 | 0 | 0 | 0 | 0 | 0 | 1 |  | 1 | 1 | 1 | 1 | 1 | 1 | 0 | 0 | 0 | 0 | 0 | 0 | 0 | 0 | 0 | 0 | 0 | 0 | 0 | 0 | 0 | 0 | 0 | 0 | 0 | 0 | 0 | 0 | 0 | 0 | 0
Saturday | 4 | 16 | 22 | 2542 | 0 | 0 | 0 | 0 | 0 | 0 | 0 | 0 | 0 | 0 | 0 | 0 | 0 | 0 | 0 | 0 | 0 | 0 | 0 | 0 | 0 |  | 0 | 0 | 0 | 0 | 0 | 0 | 0 | 0 |  |  |  |  | 0 | 0 | 0 | 0 | 0 | 0 | 0 | 1 |  | 1 | 1 | 1 | 1 | 1 | 1 | 0 | 0 | 0 | 0 | 0 | 0 | 0 | 0 | 0 | 0 | 0 | 0 | 0 | 0 | 0 | 0 | 0 | 0 | 0 | 0 | 0 | 0 | 0 | 0 | 0
Saturday | 4 | 16 | 23 | 2543 | 0 | 0 | 0 | 0 | 0 | 0 | 0 | 0 | 0 | 0 | 0 | 0 | 0 | 0 | 0 | 0 | 0 | 0 | 0 | 0 | 0 |  | 0 | 0 | 0 | 0 | 0 | 0 | 0 | 0 |  |  |  |  | 0 | 0 | 0 | 0 | 0 | 0 | 0 | 1 |  | 1 | 1 | 1 | 1 | 1 | 1 | 0 | 0 | 0 | 0 | 0 | 0 | 0 | 0 | 0 | 0 | 0 | 0 | 0 | 0 | 0 | 0 | 0 | 0 | 0 | 0 | 0 | 0 | 0 | 0 | 0
Saturday | 4 | 16 | 24 | 2544 | 0 | 0 | 0 | 0 | 0 | 0 | 0 | 0 | 0 | 0 | 0 | 0 | 0 | 0 | 0 | 0 | 0 | 0 | 0 | 0 | 0 |  | 0 | 0 | 0 | 0 | 0 | 0 | 0 | 0 |  |  |  |  | 0 | 0 | 0 | 0 | 0 | 0 | 0 | 1 |  | 1 | 1 | 1 | 1 | 1 | 1 | 0 | 0 | 0 | 0 | 0 | 0 | 0 | 0 | 0 | 0 | 0 | 0 | 0 | 0 | 0 | 0 | 0 | 0 | 0 | 0 | 0 | 0 | 0 | 0 | 0
Sunday | 4 | 17 | 1 | 2545 | 0 | 0 | 0 | 0 | 0 | 0 | 0 | 0 | 0 | 0 | 0 | 0 | 0 | 0 | 0 | 0 | 0 | 0 | 0 | 0 | 0 |  | 0 | 0 | 0 | 0 | 0 | 0 | 0 | 0 |  |  |  |  | 0 | 0 | 0 | 0 | 0 | 0 | 0 | 1 |  | 1 | 1 | 1 | 1 | 1 | 1 | 0 | 0 | 0 | 0 | 0 | 0 | 0 | 0 | 0 | 0 | 0 | 0 | 0 | 0 | 0 | 0 | 0 | 0 | 0 | 0 | 0 | 0 | 0 | 0 | 0
Sunday | 4 | 17 | 2 | 2546 | 0 | 0 | 0 | 0 | 0 | 0 | 0 | 0 | 0 | 0 | 0 | 0 | 0 | 0 | 0 | 0 | 0 | 0 | 0 | 0 | 0 |  | 0 | 0 | 0 | 0 | 0 | 0 | 0 | 0 |  |  |  |  | 0 | 0 | 0 | 0 | 0 | 0 | 0 | 1 |  | 1 | 1 | 1 | 1 | 1 | 1 | 0 | 0 | 0 | 0 | 0 | 0 | 0 | 0 | 0 | 0 | 0 | 0 | 0 | 0 | 0 | 0 | 0 | 0 | 0 | 0 | 0 | 0 | 0 | 0 | 0
Sunday | 4 | 17 | 3 | 2547 | 0 | 0 | 0 | 0 | 0 | 0 | 0 | 0 | 0 | 0 | 0 | 0 | 0 | 0 | 0 | 0 | 0 | 0 | 0 | 0 | 0 |  | 0 | 0 | 0 | 0 | 0 | 0 | 0 | 0 |  |  |  |  | 0 | 0 | 0 | 0 | 0 | 0 | 0 | 1 |  | 1 | 1 | 1 | 1 | 1 | 1 | 0 | 0 | 0 | 0 | 0 | 0 | 0 | 0 | 0 | 0 | 0 | 0 | 0 | 0 | 0 | 0 | 0 | 0 | 0 | 0 | 0 | 0 | 0 | 0 | 0
Sunday | 4 | 17 | 4 | 2548 | 0 | 0 | 0 | 0 | 0 | 0 | 0 | 0 | 0 | 0 | 0 | 0 | 0 | 0 | 0 | 0 | 0 | 0 | 0 | 0 | 0 |  | 0 | 0 | 0 | 0 | 0 | 0 | 0 | 0 |  |  |  |  | 0 | 0 | 0 | 0 | 0 | 0 | 0 | 1 |  | 1 | 1 | 1 | 1 | 1 | 1 | 0 | 0 | 0 | 0 | 0 | 0 | 0 | 0 | 0 | 0 | 0 | 0 | 0 | 0 | 0 | 0 | 0 | 0 | 0 | 0 | 0 | 0 | 0 | 0 | 0
Sunday | 4 | 17 | 5 | 2549 | 0 | 0 | 0 | 0 | 0 | 0 | 0 | 0 | 0 | 0 | 0 | 0 | 0 | 0 | 0 | 0 | 0 | 0 | 0 | 0 | 0 |  | 0 | 0 | 0 | 0 | 0 | 0 | 0 | 0 |  |  |  |  | 0 | 0 | 0 | 0 | 0 | 0 | 0 | 1 |  | 1 | 1 | 1 | 1 | 1 | 1 | 0 | 0 | 0 | 0 | 0 | 0 | 0 | 0 | 0 | 0 | 0 | 0 | 0 | 0 | 0 | 0 | 0 | 0 | 0 | 0 | 0 | 0 | 0 | 0 | 0
Sunday | 4 | 17 | 6 | 2550 | 0 | 0 | 0 | 0 | 0 | 0 | 0 | 0 | 0 | 0 | 0 | 0 | 0 | 0 | 0 | 0 | 0 | 0 | 0 | 0 | 0 |  | 0 | 0 | 0 | 0 | 0 | 0 | 0 | 0 |  |  |  |  | 0 | 0 | 0 | 0 | 0 | 0 | 0 | 1 |  | 1 | 1 | 1 | 1 | 1 | 1 | 0 | 0 | 0 | 0 | 0 | 0 | 0 | 0 | 0 | 0 | 0 | 0 | 0 | 0 | 0 | 0 | 0 | 0 | 0 | 0 | 0 | 0 | 0 | 0 | 0
Sunday | 4 | 17 | 7 | 2551 | 0 | 0 | 0 | 0 | 0 | 0 | 0 | 0 | 0 | 0 | 0 | 0 | 0 | 0 | 0 | 0 | 0 | 0 | 0 | 0 | 0 |  | 0 | 0 | 0 | 0 | 0 | 0 | 0 | 0 |  |  |  |  | 0 | 0 | 0 | 0 | 0 | 0 | 0 | 1 |  | 1 | 1 | 1 | 1 | 1 | 1 | 0 | 0 | 0 | 0 | 0 | 0 | 0 | 0 | 0 | 0 | 0 | 0 | 0 | 0 | 0 | 0 | 0 | 0 | 0 | 0 | 0 | 0 | 0 | 0 | 0
Sunday | 4 | 17 | 8 | 2552 | 0 | 0 | 0 | 0 | 0 | 0 | 0 | 0 | 0 | 0 | 0 | 0 | 0 | 0 | 0 | 0 | 0 | 0 | 0 | 0 | 0 |  | 0 | 0 | 0 | 0 | 0 | 0 | 0 | 0 |  |  |  |  | 0 | 0 | 0 | 0 | 0 | 0 | 0 | 1 |  | 1 | 1 | 1 | 1 | 1 | 1 | 0 | 0 | 0 | 0 | 0 | 0 | 0 | 0 | 0 | 0 | 0 | 0 | 0 | 0 | 0 | 0 | 0 | 0 | 0 | 0 | 0 | 0 | 0 | 0 | 0
Sunday | 4 | 17 | 9 | 2553 | 0 | 0 | 0 | 0 | 0 | 0 | 0 | 0 | 0 | 0 | 0 | 0 | 0 | 0 | 0 | 0 | 0 | 0 | 0 | 0 | 0 |  | 0 | 0 | 0 | 0 | 0 | 0 | 0 | 0 |  |  |  |  | 0 | 0 | 0 | 0 | 0 | 0 | 0 | 1 |  | 1 | 1 | 1 | 1 | 1 | 1 | 0 | 0 | 0 | 0 | 0 | 0 | 0 | 0 | 0 | 0 | 0 | 0 | 0 | 0 | 0 | 0 | 0 | 0 | 0 | 0 | 0 | 0 | 0 | 0 | 0
Sunday | 4 | 17 | 10 | 2554 | 0 | 0 | 0 | 0 | 0 | 0 | 0 | 0 | 0 | 0 | 0 | 0 | 0 | 0 | 0 | 0 | 0 | 0 | 0 | 0 | 0 |  | 0 | 0 | 0 | 0 | 0 | 0 | 0 | 0 |  |  |  |  | 0 | 0 | 0 | 0 | 0 | 0 | 0 | 1 |  | 1 | 1 | 1 | 1 | 1 | 1 | 0 | 0 | 0 | 0 | 0 | 0 | 0 | 0 | 0 | 0 | 0 | 0 | 0 | 0 | 0 | 0 | 0 | 0 | 0 | 0 | 0 | 0 | 0 | 0 | 0
Sunday | 4 | 17 | 11 | 2555 | 0 | 0 | 0 | 0 | 0 | 0 | 0 | 0 | 0 | 0 | 0 | 0 | 0 | 0 | 0 | 0 | 0 | 0 | 0 | 0 | 0 |  | 0 | 0 | 0 | 0 | 0 | 0 | 0 | 0 |  |  |  |  | 0 | 0 | 0 | 0 | 0 | 0 | 0 | 1 |  | 1 | 1 | 1 | 1 | 1 | 1 | 0 | 0 | 0 | 0 | 0 | 0 | 0 | 0 | 0 | 0 | 0 | 0 | 0 | 0 | 0 | 0 | 0 | 0 | 0 | 0 | 0 | 0 | 0 | 0 | 0
Sunday | 4 | 17 | 12 | 2556 | 0 | 0 | 0 | 0 | 0 | 0 | 0 | 0 | 0 | 0 | 0 | 0 | 0 | 0 | 0 | 0 | 0 | 0 | 0 | 0 | 0 |  | 0 | 0 | 0 | 0 | 0 | 0 | 0 | 0 |  |  |  |  | 0 | 0 | 0 | 0 | 0 | 0 | 0 | 1 |  | 1 | 1 | 1 | 1 | 1 | 1 | 0 | 0 | 0 | 0 | 0 | 0 | 0 | 0 | 0 | 0 | 0 | 0 | 0 | 0 | 0 | 0 | 0 | 0 | 0 | 0 | 0 | 0 | 0 | 0 | 0
Sunday | 4 | 17 | 13 | 2557 | 0 | 0 | 0 | 0 | 0 | 0 | 0 | 0 | 0 | 0 | 0 | 0 | 0 | 0 | 0 | 0 | 0 | 0 | 0 | 0 | 0 |  | 0 | 0 | 0 | 0 | 0 | 0 | 0 | 0 |  |  |  |  | 0 | 0 | 0 | 0 | 0 | 0 | 0 | 1 |  | 1 | 1 | 1 | 1 | 1 | 1 | 0 | 0 | 0 | 0 | 0 | 0 | 0 | 0 | 0 | 0 | 0 | 0 | 0 | 0 | 0 | 0 | 0 | 0 | 0 | 0 | 0 | 0 | 0 | 0 | 0
Sunday | 4 | 17 | 14 | 2558 | 0 | 0 | 0 | 0 | 0 | 0 | 0 | 0 | 0 | 0 | 0 | 0 | 0 | 0 | 0 | 0 | 0 | 0 | 0 | 0 | 0 |  | 0 | 0 | 0 | 0 | 0 | 0 | 0 | 0 |  |  |  |  | 0 | 0 | 0 | 0 | 0 | 0 | 0 | 1 |  | 1 | 1 | 1 | 1 | 1 | 1 | 0 | 0 | 0 | 0 | 0 | 0 | 0 | 0 | 0 | 0 | 0 | 0 | 0 | 0 | 0 | 0 | 0 | 0 | 0 | 0 | 0 | 0 | 0 | 0 | 0
Sunday | 4 | 17 | 15 | 2559 | 0 | 0 | 0 | 0 | 0 | 0 | 0 | 0 | 0 | 0 | 0 | 0 | 0 | 0 | 0 | 0 | 0 | 0 | 0 | 0 | 0 |  | 0 | 0 | 0 | 0 | 0 | 0 | 0 | 0 |  |  |  |  | 0 | 0 | 0 | 0 | 0 | 0 | 0 | 1 |  | 1 | 1 | 1 | 1 | 1 | 1 | 0 | 0 | 0 | 0 | 0 | 0 | 0 | 0 | 0 | 0 | 0 | 0 | 0 | 0 | 0 | 0 | 0 | 0 | 0 | 0 | 0 | 0 | 0 | 0 | 0
Sunday | 4 | 17 | 16 | 2560 | 0 | 0 | 0 | 0 | 0 | 0 | 0 | 0 | 0 | 0 | 0 | 0 | 0 | 0 | 0 | 0 | 0 | 0 | 0 | 0 | 0 |  | 0 | 0 | 0 | 0 | 0 | 0 | 0 | 0 |  |  |  |  | 0 | 0 | 0 | 0 | 0 | 0 | 0 | 1 |  | 1 | 1 | 1 | 1 | 1 | 1 | 0 | 0 | 0 | 0 | 0 | 0 | 0 | 0 | 0 | 0 | 0 | 0 | 0 | 0 | 0 | 0 | 0 | 0 | 0 | 0 | 0 | 0 | 0 | 0 | 0
Sunday | 4 | 17 | 17 | 2561 | 0 | 0 | 0 | 0 | 0 | 0 | 0 | 0 | 0 | 0 | 0 | 0 | 0 | 0 | 0 | 0 | 0 | 0 | 0 | 0 | 0 |  | 0 | 0 | 0 | 0 | 0 | 0 | 0 | 0 |  |  |  |  | 0 | 0 | 0 | 0 | 0 | 0 | 0 | 1 |  | 1 | 1 | 1 | 1 | 1 | 1 | 0 | 0 | 0 | 0 | 0 | 0 | 0 | 0 | 0 | 0 | 0 | 0 | 0 | 0 | 0 | 0 | 0 | 0 | 0 | 0 | 0 | 0 | 0 | 0 | 0
Sunday | 4 | 17 | 18 | 2562 | 0 | 0 | 0 | 0 | 0 | 0 | 0 | 0 | 0 | 0 | 0 | 0 | 0 | 0 | 0 | 0 | 0 | 0 | 0 | 0 | 0 |  | 0 | 0 | 0 | 0 | 0 | 0 | 0 | 0 |  |  |  |  | 0 | 0 | 0 | 0 | 0 | 0 | 0 | 1 |  | 1 | 1 | 1 | 1 | 1 | 1 | 0 | 0 | 0 | 0 | 0 | 0 | 0 | 0 | 0 | 0 | 0 | 0 | 0 | 0 | 0 | 0 | 0 | 0 | 0 | 0 | 0 | 0 | 0 | 0 | 0
Sunday | 4 | 17 | 19 | 2563 | 0 | 0 | 0 | 0 | 0 | 0 | 0 | 0 | 0 | 0 | 0 | 0 | 0 | 0 | 0 | 0 | 0 | 0 | 0 | 0 | 0 |  | 0 | 0 | 0 | 0 | 0 | 0 | 0 | 0 |  |  |  |  | 0 | 0 | 0 | 0 | 0 | 0 | 0 | 1 |  | 1 | 1 | 1 | 1 | 1 | 1 | 0 | 0 | 0 | 0 | 0 | 0 | 0 | 0 | 0 | 0 | 0 | 0 | 0 | 0 | 0 | 0 | 0 | 0 | 0 | 0 | 0 | 0 | 0 | 0 | 0
Sunday | 4 | 17 | 20 | 2564 | 0 | 0 | 0 | 0 | 0 | 0 | 0 | 0 | 0 | 0 | 0 | 0 | 0 | 0 | 0 | 0 | 0 | 0 | 0 | 0 | 0 |  | 0 | 0 | 0 | 0 | 0 | 0 | 0 | 0 |  |  |  |  | 0 | 0 | 0 | 0 | 0 | 0 | 0 | 1 |  | 1 | 1 | 1 | 1 | 1 | 1 | 0 | 0 | 0 | 0 | 0 | 0 | 0 | 0 | 0 | 0 | 0 | 0 | 0 | 0 | 0 | 0 | 0 | 0 | 0 | 0 | 0 | 0 | 0 | 0 | 0
Sunday | 4 | 17 | 21 | 2565 | 0 | 0 | 0 | 0 | 0 | 0 | 0 | 0 | 0 | 0 | 0 | 0 | 0 | 0 | 0 | 0 | 0 | 0 | 0 | 0 | 0 |  | 0 | 0 | 0 | 0 | 0 | 0 | 0 | 0 |  |  |  |  | 0 | 0 | 0 | 0 | 0 | 0 | 0 | 1 |  | 1 | 1 | 1 | 1 | 1 | 1 | 0 | 0 | 0 | 0 | 0 | 0 | 0 | 0 | 0 | 0 | 0 | 0 | 0 | 0 | 0 | 0 | 0 | 0 | 0 | 0 | 0 | 0 | 0 | 0 | 0
Sunday | 4 | 17 | 22 | 2566 | 0 | 0 | 0 | 0 | 0 | 0 | 0 | 0 | 0 | 0 | 0 | 0 | 0 | 0 | 0 | 0 | 0 | 0 | 0 | 0 | 0 |  | 0 | 0 | 0 | 0 | 0 | 0 | 0 | 0 |  |  |  |  | 0 | 0 | 0 | 0 | 0 | 0 | 0 | 1 |  | 1 | 1 | 1 | 1 | 1 | 1 | 0 | 0 | 0 | 0 | 0 | 0 | 0 | 0 | 0 | 0 | 0 | 0 | 0 | 0 | 0 | 0 | 0 | 0 | 0 | 0 | 0 | 0 | 0 | 0 | 0
Sunday | 4 | 17 | 23 | 2567 | 0 | 0 | 0 | 0 | 0 | 0 | 0 | 0 | 0 | 0 | 0 | 0 | 0 | 0 | 0 | 0 | 0 | 0 | 0 | 0 | 0 |  | 0 | 0 | 0 | 0 | 0 | 0 | 0 | 0 |  |  |  |  | 0 | 0 | 0 | 0 | 0 | 0 | 0 | 1 |  | 1 | 1 | 1 | 1 | 1 | 1 | 0 | 0 | 0 | 0 | 0 | 0 | 0 | 0 | 0 | 0 | 0 | 0 | 0 | 0 | 0 | 0 | 0 | 0 | 0 | 0 | 0 | 0 | 0 | 0 | 0
Sunday | 4 | 17 | 24 | 2568 | 0 | 0 | 0 | 0 | 0 | 0 | 0 | 0 | 0 | 0 | 0 | 0 | 0 | 0 | 0 | 0 | 0 | 0 | 0 | 0 | 0 |  | 0 | 0 | 0 | 0 | 0 | 0 | 0 | 0 |  |  |  |  | 0 | 0 | 0 | 0 | 0 | 0 | 0 | 1 |  | 1 | 1 | 1 | 1 | 1 | 1 | 0 | 0 | 0 | 0 | 0 | 0 | 0 | 0 | 0 | 0 | 0 | 0 | 0 | 0 | 0 | 0 | 0 | 0 | 0 | 0 | 0 | 0 | 0 | 0 | 0
Monday | 4 | 18 | 1 | 2569 | 0 | 0 | 0 | 0 | 0 | 0 | 0 | 0 | 0 | 0 | 0 | 0 | 0 | 0 | 0 | 0 | 0 | 0 | 0 | 0 | 0 |  | 0 | 0 | 0 | 0 | 0 | 0 | 0 | 0 |  |  |  |  | 0 | 0 | 0 | 0 | 0 | 0 | 0 | 1 |  | 1 | 1 | 1 | 1 | 1 | 1 | 0 | 0 | 0 | 0 | 0 | 0 | 0 | 0 | 0 | 0 | 0 | 0 | 0 | 0 | 0 | 0 | 0 | 0 | 0 | 0 | 0 | 0 | 0 | 0 | 0
Monday | 4 | 18 | 2 | 2570 | 0 | 0 | 0 | 0 | 0 | 0 | 0 | 0 | 0 | 0 | 0 | 0 | 0 | 0 | 0 | 0 | 0 | 0 | 0 | 0 | 0 |  | 0 | 0 | 0 | 0 | 0 | 0 | 0 | 0 |  |  |  |  | 0 | 0 | 0 | 0 | 0 | 0 | 0 | 1 |  | 1 | 1 | 1 | 1 | 1 | 1 | 0 | 0 | 0 | 0 | 0 | 0 | 0 | 0 | 0 | 0 | 0 | 0 | 0 | 0 | 0 | 0 | 0 | 0 | 0 | 0 | 0 | 0 | 0 | 0 | 0
Monday | 4 | 18 | 3 | 2571 | 0 | 0 | 0 | 0 | 0 | 0 | 0 | 0 | 0 | 0 | 0 | 0 | 0 | 0 | 0 | 0 | 0 | 0 | 0 | 0 | 0 |  | 0 | 0 | 0 | 0 | 0 | 0 | 0 | 0 |  |  |  |  | 0 | 0 | 0 | 0 | 0 | 0 | 0 | 1 |  | 1 | 1 | 1 | 1 | 1 | 1 | 0 | 0 | 0 | 0 | 0 | 0 | 0 | 0 | 0 | 0 | 0 | 0 | 0 | 0 | 0 | 0 | 0 | 0 | 0 | 0 | 0 | 0 | 0 | 0 | 0
Monday | 4 | 18 | 4 | 2572 | 0 | 0 | 0 | 0 | 0 | 0 | 0 | 0 | 0 | 0 | 0 | 0 | 0 | 0 | 0 | 0 | 0 | 0 | 0 | 0 | 0 |  | 0 | 0 | 0 | 0 | 0 | 0 | 0 | 0 |  |  |  |  | 0 | 0 | 0 | 0 | 0 | 0 | 0 | 1 |  | 1 | 1 | 1 | 1 | 1 | 1 | 0 | 0 | 0 | 0 | 0 | 0 | 0 | 0 | 0 | 0 | 0 | 0 | 0 | 0 | 0 | 0 | 0 | 0 | 0 | 0 | 0 | 0 | 0 | 0 | 0
Monday | 4 | 18 | 5 | 2573 | 0 | 0 | 0 | 0 | 0 | 0 | 0 | 0 | 0 | 0 | 0 | 0 | 0 | 0 | 0 | 0 | 0 | 0 | 0 | 0 | 0 |  | 0 | 0 | 0 | 0 | 0 | 0 | 0 | 0 |  |  |  |  | 0 | 0 | 0 | 0 | 0 | 0 | 0 | 1 |  | 1 | 1 | 1 | 1 | 1 | 1 | 0 | 0 | 0 | 0 | 0 | 0 | 0 | 0 | 0 | 0 | 0 | 0 | 0 | 0 | 0 | 0 | 0 | 0 | 0 | 0 | 0 | 0 | 0 | 0 | 0
Monday | 4 | 18 | 6 | 2574 | 0 | 0 | 0 | 0 | 0 | 0 | 0 | 0 | 0 | 0 | 0 | 0 | 0 | 0 | 0 | 0 | 0 | 0 | 0 | 0 | 0 |  | 0 | 0 | 0 | 0 | 0 | 0 | 0 | 0 |  |  |  |  | 0 | 0 | 0 | 0 | 0 | 0 | 0 | 1 |  | 1 | 1 | 1 | 1 | 1 | 1 | 0 | 0 | 0 | 0 | 0 | 0 | 0 | 0 | 0 | 0 | 0 | 0 | 0 | 0 | 0 | 0 | 0 | 0 | 0 | 0 | 0 | 0 | 0 | 0 | 0
Monday | 4 | 18 | 7 | 2575 | 0 | 0 | 0 | 0 | 0 | 0 | 0 | 0 | 0 | 0 | 0 | 0 | 0 | 0 | 0 | 0 | 0 | 0 | 0 | 0 | 0 |  | 0 | 0 | 0 | 0 | 0 | 0 | 0 | 0 |  |  |  |  | 0 | 0 | 0 | 0 | 0 | 0 | 0 | 1 |  | 1 | 1 | 1 | 1 | 1 | 1 | 0 | 0 | 0 | 0 | 0 | 0 | 0 | 0 | 0 | 0 | 0 | 0 | 0 | 0 | 0 | 0 | 0 | 0 | 0 | 0 | 0 | 0 | 0 | 0 | 0
Monday | 4 | 18 | 8 | 2576 | 0 | 0 | 0 | 0 | 0 | 0 | 0 | 0 | 0 | 0 | 0 | 0 | 0 | 0 | 0 | 0 | 0 | 0 | 0 | 0 | 0 |  | 0 | 0 | 0 | 0 | 0 | 0 | 0 | 0 |  |  |  |  | 0 | 0 | 0 | 0 | 0 | 0 | 1 | 0 |  | 1 | 1 | 1 | 1 | #VALUE! | #VALUE! | 0 | 0 | 0 | 0 | 0 | 0 | 0 | 0 | 0 | 0 | 0 | 0 | 0 | 0 | 0 | 0 | 0 | 0 | 0 | 0 | 0 | 0 | 0 | 0 | 0
Monday | 4 | 18 | 9 | 2577 | 0 | 0 | 0 | 0 | 0 | 0 | 0 | 0 | 0 | 0 | 0 | 0 | 0 | 0 | 0 | 0 | 0 | 0 | 0 | 0 | 0 |  | 0 | 0 | 0 | 0 | 0 | 0 | 0 | 0 |  |  |  |  | 0 | 0 | 0 | 0 | 0 | 0 | 1 | 0 |  | 1 | 1 | 1 | 1 | #VALUE! | #VALUE! | 0 | 0 | 0 | 0 | 0 | 0 | 0 | 0 | 0 | 0 | 0 | 0 | 0 | 0 | 0 | 0 | 0 | 0 | 0 | 0 | 0 | 0 | 0 | 0 | 0
Monday | 4 | 18 | 10 | 2578 | 0 | 0 | 0 | 0 | 0 | 0 | 0 | 0 | 0 | 0 | 0 | 0 | 0 | 0 | 0 | 0 | 0 | 0 | 0 | 0 | 0 |  | 0 | 0 | 0 | 0 | 0 | 0 | 0 | 0 |  |  |  |  | 0 | 0 | 0 | 0 | 0 | 0 | 1 | 0 |  | 1 | 1 | 1 | 1 | #VALUE! | #VALUE! | 0 | 0 | 0 | 0 | 0 | 0 | 0 | 0 | 0 | 0 | 0 | 0 | 0 | 0 | 0 | 0 | 0 | 0 | 0 | 0 | 0 | 0 | 0 | 0 | 0
Monday | 4 | 18 | 11 | 2579 | 0 | 0 | 0 | 0 | 0 | 0 | 0 | 0 | 0 | 0 | 0 | 0 | 0 | 0 | 0 | 0 | 0 | 0 | 0 | 0 | 0 |  | 0 | 0 | 0 | 0 | 0 | 0 | 0 | 0 |  |  |  |  | 0 | 0 | 0 | 0 | 0 | 0 | 1 | 0 |  | 1 | 1 | 1 | 1 | #VALUE! | #VALUE! | 0 | 0 | 0 | 0 | 0 | 0 | 0 | 0 | 0 | 0 | 0 | 0 | 0 | 0 | 0 | 0 | 0 | 0 | 0 | 0 | 0 | 0 | 0 | 0 | 0
Monday | 4 | 18 | 12 | 2580 | 0 | 0 | 0 | 0 | 0 | 0 | 0 | 0 | 0 | 0 | 0 | 0 | 0 | 0 | 0 | 0 | 0 | 0 | 0 | 0 | 0 |  | 0 | 0 | 0 | 0 | 0 | 0 | 0 | 0 |  |  |  |  | 0 | 0 | 0 | 0 | 0 | 0 | 1 | 0 |  | 1 | 1 | 1 | 1 | #VALUE! | #VALUE! | 0 | 0 | 0 | 0 | 0 | 0 | 0 | 0 | 0 | 0 | 0 | 0 | 0 | 0 | 0 | 0 | 0 | 0 | 0 | 0 | 0 | 0 | 0 | 0 | 0
Monday | 4 | 18 | 13 | 2581 | 0 | 0 | 0 | 0 | 0 | 0 | 0 | 0 | 0 | 0 | 0 | 0 | 0 | 0 | 0 | 0 | 0 | 0 | 0 | 0 | 0 |  | 0 | 0 | 0 | 0 | 0 | 0 | 0 | 0 |  |  |  |  | 0 | 0 | 0 | 0 | 0 | 0 | 1 | 0 |  | 1 | 1 | 1 | 1 | #VALUE! | #VALUE! | 0 | 0 | 0 | 0 | 0 | 0 | 0 | 0 | 0 | 0 | 0 | 0 | 0 | 0 | 0 | 0 | 0 | 0 | 0 | 0 | 0 | 0 | 0 | 0 | 0
Monday | 4 | 18 | 14 | 2582 | 0 | 0 | 0 | 0 | 0 | 0 | 0 | 0 | 0 | 0 | 0 | 0 | 0 | 0 | 0 | 0 | 0 | 0 | 0 | 0 | 0 |  | 0 | 0 | 0 | 0 | 0 | 0 | 0 | 0 |  |  |  |  | 0 | 0 | 0 | 0 | 0 | 0 | 1 | 0 |  | 1 | 1 | 1 | 1 | #VALUE! | #VALUE! | 0 | 0 | 0 | 0 | 0 | 0 | 0 | 0 | 0 | 0 | 0 | 0 | 0 | 0 | 0 | 0 | 0 | 0 | 0 | 0 | 0 | 0 | 0 | 0 | 0
Monday | 4 | 18 | 15 | 2583 | 0 | 0 | 0 | 0 | 0 | 0 | 0 | 0 | 0 | 0 | 0 | 0 | 0 | 0 | 0 | 0 | 0 | 0 | 0 | 0 | 0 |  | 0 | 0 | 0 | 0 | 0 | 0 | 0 | 0 |  |  |  |  | 0 | 0 | 0 | 0 | 0 | 0 | 1 | 0 |  | 1 | 1 | 1 | 1 | #VALUE! | #VALUE! | 0 | 0 | 0 | 0 | 0 | 0 | 0 | 0 | 0 | 0 | 0 | 0 | 0 | 0 | 0 | 0 | 0 | 0 | 0 | 0 | 0 | 0 | 0 | 0 | 0
Monday | 4 | 18 | 16 | 2584 | 0 | 0 | 0 | 0 | 0 | 0 | 0 | 0 | 0 | 0 | 0 | 0 | 0 | 0 | 0 | 0 | 0 | 0 | 0 | 0 | 0 |  | 0 | 0 | 0 | 0 | 0 | 0 | 0 | 0 |  |  |  |  | 0 | 0 | 0 | 0 | 0 | 0 | 1 | 0 |  | 1 | 1 | 1 | 1 | #VALUE! | #VALUE! | 0 | 0 | 0 | 0 | 0 | 0 | 0 | 0 | 0 | 0 | 0 | 0 | 0 | 0 | 0 | 0 | 0 | 0 | 0 | 0 | 0 | 0 | 0 | 0 | 0
Monday | 4 | 18 | 17 | 2585 | 0 | 0 | 0 | 0 | 0 | 0 | 0 | 0 | 0 | 0 | 0 | 0 | 0 | 0 | 0 | 0 | 0 | 0 | 0 | 0 | 0 |  | 0 | 0 | 0 | 0 | 0 | 0 | 0 | 0 |  |  |  |  | 0 | 0 | 0 | 0 | 0 | 0 | 1 | 0 |  | 1 | 1 | 1 | 1 | #VALUE! | #VALUE! | 0 | 0 | 0 | 0 | 0 | 0 | 0 | 0 | 0 | 0 | 0 | 0 | 0 | 0 | 0 | 0 | 0 | 0 | 0 | 0 | 0 | 0 | 0 | 0 | 0
Monday | 4 | 18 | 18 | 2586 | 0 | 0 | 0 | 0 | 0 | 0 | 0 | 0 | 0 | 0 | 0 | 0 | 0 | 0 | 0 | 0 | 0 | 0 | 0 | 0 | 0 |  | 0 | 0 | 0 | 0 | 0 | 0 | 0 | 0 |  |  |  |  | 0 | 0 | 0 | 0 | 0 | 0 | 1 | 0 |  | 1 | 1 | 1 | 1 | #VALUE! | #VALUE! | 0 | 0 | 0 | 0 | 0 | 0 | 0 | 0 | 0 | 0 | 0 | 0 | 0 | 0 | 0 | 0 | 0 | 0 | 0 | 0 | 0 | 0 | 0 | 0 | 0
Monday | 4 | 18 | 19 | 2587 | 0 | 0 | 0 | 0 | 0 | 0 | 0 | 0 | 0 | 0 | 0 | 0 | 0 | 0 | 0 | 0 | 0 | 0 | 0 | 0 | 0 |  | 0 | 0 | 0 | 0 | 0 | 0 | 0 | 0 |  |  |  |  | 0 | 0 | 0 | 0 | 0 | 0 | 1 | 0 |  | 1 | 1 | 1 | 1 | #VALUE! | #VALUE! | 0 | 0 | 0 | 0 | 0 | 0 | 0 | 0 | 0 | 0 | 0 | 0 | 0 | 0 | 0 | 0 | 0 | 0 | 0 | 0 | 0 | 0 | 0 | 0 | 0
Monday | 4 | 18 | 20 | 2588 | 0 | 0 | 0 | 0 | 0 | 0 | 0 | 0 | 0 | 0 | 0 | 0 | 0 | 0 | 0 | 0 | 0 | 0 | 0 | 0 | 0 |  | 0 | 0 | 0 | 0 | 0 | 0 | 0 | 0 |  |  |  |  | 0 | 0 | 0 | 0 | 0 | 0 | 1 | 0 |  | 1 | 1 | 1 | 1 | #VALUE! | #VALUE! | 0 | 0 | 0 | 0 | 0 | 0 | 0 | 0 | 0 | 0 | 0 | 0 | 0 | 0 | 0 | 0 | 0 | 0 | 0 | 0 | 0 | 0 | 0 | 0 | 0
Monday | 4 | 18 | 21 | 2589 | 0 | 0 | 0 | 0 | 0 | 0 | 0 | 0 | 0 | 0 | 0 | 0 | 0 | 0 | 0 | 0 | 0 | 0 | 0 | 0 | 0 |  | 0 | 0 | 0 | 0 | 0 | 0 | 0 | 0 |  |  |  |  | 0 | 0 | 0 | 0 | 0 | 0 | 1 | 0 |  | 1 | 1 | 1 | 1 | #VALUE! | #VALUE! | 0 | 0 | 0 | 0 | 0 | 0 | 0 | 0 | 0 | 0 | 0 | 0 | 0 | 0 | 0 | 0 | 0 | 0 | 0 | 0 | 0 | 0 | 0 | 0 | 0
Monday | 4 | 18 | 22 | 2590 | 0 | 0 | 0 | 0 | 0 | 0 | 0 | 0 | 0 | 0 | 0 | 0 | 0 | 0 | 0 | 0 | 0 | 0 | 0 | 0 | 0 |  | 0 | 0 | 0 | 0 | 0 | 0 | 0 | 0 |  |  |  |  | 0 | 0 | 0 | 0 | 0 | 0 | 1 | 0 |  | 1 | 1 | 1 | 1 | #VALUE! | #VALUE! | 0 | 0 | 0 | 0 | 0 | 0 | 0 | 0 | 0 | 0 | 0 | 0 | 0 | 0 | 0 | 0 | 0 | 0 | 0 | 0 | 0 | 0 | 0 | 0 | 0
Monday | 4 | 18 | 23 | 2591 | 0 | 0 | 0 | 0 | 0 | 0 | 0 | 0 | 0 | 0 | 0 | 0 | 0 | 0 | 0 | 0 | 0 | 0 | 0 | 0 | 0 |  | 0 | 0 | 0 | 0 | 0 | 0 | 0 | 0 |  |  |  |  | 0 | 0 | 0 | 0 | 0 | 0 | 0 | 1 |  | 1 | 1 | 1 | 1 | 1 | 1 | 0 | 0 | 0 | 0 | 0 | 0 | 0 | 0 | 0 | 0 | 0 | 0 | 0 | 0 | 0 | 0 | 0 | 0 | 0 | 0 | 0 | 0 | 0 | 0 | 0
Monday | 4 | 18 | 24 | 2592 | 0 | 0 | 0 | 0 | 0 | 0 | 0 | 0 | 0 | 0 | 0 | 0 | 0 | 0 | 0 | 0 | 0 | 0 | 0 | 0 | 0 |  | 0 | 0 | 0 | 0 | 0 | 0 | 0 | 0 |  |  |  |  | 0 | 0 | 0 | 0 | 0 | 0 | 0 | 1 |  | 1 | 1 | 1 | 1 | 1 | 1 | 0 | 0 | 0 | 0 | 0 | 0 | 0 | 0 | 0 | 0 | 0 | 0 | 0 | 0 | 0 | 0 | 0 | 0 | 0 | 0 | 0 | 0 | 0 | 0 | 0
Tuesday | 4 | 19 | 1 | 2593 | 0 | 0 | 0 | 0 | 0 | 0 | 0 | 0 | 0 | 0 | 0 | 0 | 0 | 0 | 0 | 0 | 0 | 0 | 0 | 0 | 0 |  | 0 | 0 | 0 | 0 | 0 | 0 | 0 | 0 |  |  |  |  | 0 | 0 | 0 | 0 | 0 | 0 | 0 | 1 |  | 1 | 1 | 1 | 1 | 1 | 1 | 0 | 0 | 0 | 0 | 0 | 0 | 0 | 0 | 0 | 0 | 0 | 0 | 0 | 0 | 0 | 0 | 0 | 0 | 0 | 0 | 0 | 0 | 0 | 0 | 0
Tuesday | 4 | 19 | 2 | 2594 | 0 | 0 | 0 | 0 | 0 | 0 | 0 | 0 | 0 | 0 | 0 | 0 | 0 | 0 | 0 | 0 | 0 | 0 | 0 | 0 | 0 |  | 0 | 0 | 0 | 0 | 0 | 0 | 0 | 0 |  |  |  |  | 0 | 0 | 0 | 0 | 0 | 0 | 0 | 1 |  | 1 | 1 | 1 | 1 | 1 | 1 | 0 | 0 | 0 | 0 | 0 | 0 | 0 | 0 | 0 | 0 | 0 | 0 | 0 | 0 | 0 | 0 | 0 | 0 | 0 | 0 | 0 | 0 | 0 | 0 | 0
Tuesday | 4 | 19 | 3 | 2595 | 0 | 0 | 0 | 0 | 0 | 0 | 0 | 0 | 0 | 0 | 0 | 0 | 0 | 0 | 0 | 0 | 0 | 0 | 0 | 0 | 0 |  | 0 | 0 | 0 | 0 | 0 | 0 | 0 | 0 |  |  |  |  | 0 | 0 | 0 | 0 | 0 | 0 | 0 | 1 |  | 1 | 1 | 1 | 1 | 1 | 1 | 0 | 0 | 0 | 0 | 0 | 0 | 0 | 0 | 0 | 0 | 0 | 0 | 0 | 0 | 0 | 0 | 0 | 0 | 0 | 0 | 0 | 0 | 0 | 0 | 0
Tuesday | 4 | 19 | 4 | 2596 | 0 | 0 | 0 | 0 | 0 | 0 | 0 | 0 | 0 | 0 | 0 | 0 | 0 | 0 | 0 | 0 | 0 | 0 | 0 | 0 | 0 |  | 0 | 0 | 0 | 0 | 0 | 0 | 0 | 0 |  |  |  |  | 0 | 0 | 0 | 0 | 0 | 0 | 0 | 1 |  | 1 | 1 | 1 | 1 | 1 | 1 | 0 | 0 | 0 | 0 | 0 | 0 | 0 | 0 | 0 | 0 | 0 | 0 | 0 | 0 | 0 | 0 | 0 | 0 | 0 | 0 | 0 | 0 | 0 | 0 | 0
Tuesday | 4 | 19 | 5 | 2597 | 0 | 0 | 0 | 0 | 0 | 0 | 0 | 0 | 0 | 0 | 0 | 0 | 0 | 0 | 0 | 0 | 0 | 0 | 0 | 0 | 0 |  | 0 | 0 | 0 | 0 | 0 | 0 | 0 | 0 |  |  |  |  | 0 | 0 | 0 | 0 | 0 | 0 | 0 | 1 |  | 1 | 1 | 1 | 1 | 1 | 1 | 0 | 0 | 0 | 0 | 0 | 0 | 0 | 0 | 0 | 0 | 0 | 0 | 0 | 0 | 0 | 0 | 0 | 0 | 0 | 0 | 0 | 0 | 0 | 0 | 0
Tuesday | 4 | 19 | 6 | 2598 | 0 | 0 | 0 | 0 | 0 | 0 | 0 | 0 | 0 | 0 | 0 | 0 | 0 | 0 | 0 | 0 | 0 | 0 | 0 | 0 | 0 |  | 0 | 0 | 0 | 0 | 0 | 0 | 0 | 0 |  |  |  |  | 0 | 0 | 0 | 0 | 0 | 0 | 0 | 1 |  | 1 | 1 | 1 | 1 | 1 | 1 | 0 | 0 | 0 | 0 | 0 | 0 | 0 | 0 | 0 | 0 | 0 | 0 | 0 | 0 | 0 | 0 | 0 | 0 | 0 | 0 | 0 | 0 | 0 | 0 | 0
Tuesday | 4 | 19 | 7 | 2599 | 0 | 0 | 0 | 0 | 0 | 0 | 0 | 0 | 0 | 0 | 0 | 0 | 0 | 0 | 0 | 0 | 0 | 0 | 0 | 0 | 0 |  | 0 | 0 | 0 | 0 | 0 | 0 | 0 | 0 |  |  |  |  | 0 | 0 | 0 | 0 | 0 | 0 | 0 | 1 |  | 1 | 1 | 1 | 1 | 1 | 1 | 0 | 0 | 0 | 0 | 0 | 0 | 0 | 0 | 0 | 0 | 0 | 0 | 0 | 0 | 0 | 0 | 0 | 0 | 0 | 0 | 0 | 0 | 0 | 0 | 0
Tuesday | 4 | 19 | 8 | 2600 | 0 | 0 | 0 | 0 | 0 | 0 | 0 | 0 | 0 | 0 | 0 | 0 | 0 | 0 | 0 | 0 | 0 | 0 | 0 | 0 | 0 |  | 0 | 0 | 0 | 0 | 0 | 0 | 0 | 0 |  |  |  |  | 0 | 0 | 0 | 0 | 0 | 0 | 1 | 0 |  | 1 | 1 | 1 | 1 | #VALUE! | #VALUE! | 0 | 0 | 0 | 0 | 0 | 0 | 0 | 0 | 0 | 0 | 0 | 0 | 0 | 0 | 0 | 0 | 0 | 0 | 0 | 0 | 0 | 0 | 0 | 0 | 0
Tuesday | 4 | 19 | 9 | 2601 | 0 | 0 | 0 | 0 | 0 | 0 | 0 | 0 | 0 | 0 | 0 | 0 | 0 | 0 | 0 | 0 | 0 | 0 | 0 | 0 | 0 |  | 0 | 0 | 0 | 0 | 0 | 0 | 0 | 0 |  |  |  |  | 0 | 0 | 0 | 0 | 0 | 0 | 1 | 0 |  | 1 | 1 | 1 | 1 | #VALUE! | #VALUE! | 0 | 0 | 0 | 0 | 0 | 0 | 0 | 0 | 0 | 0 | 0 | 0 | 0 | 0 | 0 | 0 | 0 | 0 | 0 | 0 | 0 | 0 | 0 | 0 | 0
Tuesday | 4 | 19 | 10 | 2602 | 0 | 0 | 0 | 0 | 0 | 0 | 0 | 0 | 0 | 0 | 0 | 0 | 0 | 0 | 0 | 0 | 0 | 0 | 0 | 0 | 0 |  | 0 | 0 | 0 | 0 | 0 | 0 | 0 | 0 |  |  |  |  | 0 | 0 | 0 | 0 | 0 | 0 | 1 | 0 |  | 1 | 1 | 1 | 1 | #VALUE! | #VALUE! | 0 | 0 | 0 | 0 | 0 | 0 | 0 | 0 | 0 | 0 | 0 | 0 | 0 | 0 | 0 | 0 | 0 | 0 | 0 | 0 | 0 | 0 | 0 | 0 | 0
Tuesday | 4 | 19 | 11 | 2603 | 0 | 0 | 0 | 0 | 0 | 0 | 0 | 0 | 0 | 0 | 0 | 0 | 0 | 0 | 0 | 0 | 0 | 0 | 0 | 0 | 0 |  | 0 | 0 | 0 | 0 | 0 | 0 | 0 | 0 |  |  |  |  | 0 | 0 | 0 | 0 | 0 | 0 | 1 | 0 |  | 1 | 1 | 1 | 1 | #VALUE! | #VALUE! | 0 | 0 | 0 | 0 | 0 | 0 | 0 | 0 | 0 | 0 | 0 | 0 | 0 | 0 | 0 | 0 | 0 | 0 | 0 | 0 | 0 | 0 | 0 | 0 | 0
Tuesday | 4 | 19 | 12 | 2604 | 0 | 0 | 0 | 0 | 0 | 0 | 0 | 0 | 0 | 0 | 0 | 0 | 0 | 0 | 0 | 0 | 0 | 0 | 0 | 0 | 0 |  | 0 | 0 | 0 | 0 | 0 | 0 | 0 | 0 |  |  |  |  | 0 | 0 | 0 | 0 | 0 | 0 | 1 | 0 |  | 1 | 1 | 1 | 1 | #VALUE! | #VALUE! | 0 | 0 | 0 | 0 | 0 | 0 | 0 | 0 | 0 | 0 | 0 | 0 | 0 | 0 | 0 | 0 | 0 | 0 | 0 | 0 | 0 | 0 | 0 | 0 | 0
Tuesday | 4 | 19 | 13 | 2605 | 0 | 0 | 0 | 0 | 0 | 0 | 0 | 0 | 0 | 0 | 0 | 0 | 0 | 0 | 0 | 0 | 0 | 0 | 0 | 0 | 0 |  | 0 | 0 | 0 | 0 | 0 | 0 | 0 | 0 |  |  |  |  | 0 | 0 | 0 | 0 | 0 | 0 | 1 | 0 |  | 1 | 1 | 1 | 1 | #VALUE! | #VALUE! | 0 | 0 | 0 | 0 | 0 | 0 | 0 | 0 | 0 | 0 | 0 | 0 | 0 | 0 | 0 | 0 | 0 | 0 | 0 | 0 | 0 | 0 | 0 | 0 | 0
Tuesday | 4 | 19 | 14 | 2606 | 0 | 0 | 0 | 0 | 0 | 0 | 0 | 0 | 0 | 0 | 0 | 0 | 0 | 0 | 0 | 0 | 0 | 0 | 0 | 0 | 0 |  | 0 | 0 | 0 | 0 | 0 | 0 | 0 | 0 |  |  |  |  | 0 | 0 | 0 | 0 | 0 | 0 | 1 | 0 |  | 1 | 1 | 1 | 1 | #VALUE! | #VALUE! | 0 | 0 | 0 | 0 | 0 | 0 | 0 | 0 | 0 | 0 | 0 | 0 | 0 | 0 | 0 | 0 | 0 | 0 | 0 | 0 | 0 | 0 | 0 | 0 | 0
Tuesday | 4 | 19 | 15 | 2607 | 0 | 0 | 0 | 0 | 0 | 0 | 0 | 0 | 0 | 0 | 0 | 0 | 0 | 0 | 0 | 0 | 0 | 0 | 0 | 0 | 0 |  | 0 | 0 | 0 | 0 | 0 | 0 | 0 | 0 |  |  |  |  | 0 | 0 | 0 | 0 | 0 | 0 | 1 | 0 |  | 1 | 1 | 1 | 1 | #VALUE! | #VALUE! | 0 | 0 | 0 | 0 | 0 | 0 | 0 | 0 | 0 | 0 | 0 | 0 | 0 | 0 | 0 | 0 | 0 | 0 | 0 | 0 | 0 | 0 | 0 | 0 | 0
Tuesday | 4 | 19 | 16 | 2608 | 0 | 0 | 0 | 0 | 0 | 0 | 0 | 0 | 0 | 0 | 0 | 0 | 0 | 0 | 0 | 0 | 0 | 0 | 0 | 0 | 0 |  | 0 | 0 | 0 | 0 | 0 | 0 | 0 | 0 |  |  |  |  | 0 | 0 | 0 | 0 | 0 | 0 | 1 | 0 |  | 1 | 1 | 1 | 1 | #VALUE! | #VALUE! | 0 | 0 | 0 | 0 | 0 | 0 | 0 | 0 | 0 | 0 | 0 | 0 | 0 | 0 | 0 | 0 | 0 | 0 | 0 | 0 | 0 | 0 | 0 | 0 | 0
Tuesday | 4 | 19 | 17 | 2609 | 0 | 0 | 0 | 0 | 0 | 0 | 0 | 0 | 0 | 0 | 0 | 0 | 0 | 0 | 0 | 0 | 0 | 0 | 0 | 0 | 0 |  | 0 | 0 | 0 | 0 | 0 | 0 | 0 | 0 |  |  |  |  | 0 | 0 | 0 | 0 | 0 | 0 | 1 | 0 |  | 1 | 1 | 1 | 1 | #VALUE! | #VALUE! | 0 | 0 | 0 | 0 | 0 | 0 | 0 | 0 | 0 | 0 | 0 | 0 | 0 | 0 | 0 | 0 | 0 | 0 | 0 | 0 | 0 | 0 | 0 | 0 | 0
Tuesday | 4 | 19 | 18 | 2610 | 0 | 0 | 0 | 0 | 0 | 0 | 0 | 0 | 0 | 0 | 0 | 0 | 0 | 0 | 0 | 0 | 0 | 0 | 0 | 0 | 0 |  | 0 | 0 | 0 | 0 | 0 | 0 | 0 | 0 |  |  |  |  | 0 | 0 | 0 | 0 | 0 | 0 | 1 | 0 |  | 1 | 1 | 1 | 1 | #VALUE! | #VALUE! | 0 | 0 | 0 | 0 | 0 | 0 | 0 | 0 | 0 | 0 | 0 | 0 | 0 | 0 | 0 | 0 | 0 | 0 | 0 | 0 | 0 | 0 | 0 | 0 | 0
Tuesday | 4 | 19 | 19 | 2611 | 0 | 0 | 0 | 0 | 0 | 0 | 0 | 0 | 0 | 0 | 0 | 0 | 0 | 0 | 0 | 0 | 0 | 0 | 0 | 0 | 0 |  | 0 | 0 | 0 | 0 | 0 | 0 | 0 | 0 |  |  |  |  | 0 | 0 | 0 | 0 | 0 | 0 | 1 | 0 |  | 1 | 1 | 1 | 1 | #VALUE! | #VALUE! | 0 | 0 | 0 | 0 | 0 | 0 | 0 | 0 | 0 | 0 | 0 | 0 | 0 | 0 | 0 | 0 | 0 | 0 | 0 | 0 | 0 | 0 | 0 | 0 | 0
Tuesday | 4 | 19 | 20 | 2612 | 0 | 0 | 0 | 0 | 0 | 0 | 0 | 0 | 0 | 0 | 0 | 0 | 0 | 0 | 0 | 0 | 0 | 0 | 0 | 0 | 0 |  | 0 | 0 | 0 | 0 | 0 | 0 | 0 | 0 |  |  |  |  | 0 | 0 | 0 | 0 | 0 | 0 | 1 | 0 |  | 1 | 1 | 1 | 1 | #VALUE! | #VALUE! | 0 | 0 | 0 | 0 | 0 | 0 | 0 | 0 | 0 | 0 | 0 | 0 | 0 | 0 | 0 | 0 | 0 | 0 | 0 | 0 | 0 | 0 | 0 | 0 | 0
Tuesday | 4 | 19 | 21 | 2613 | 0 | 0 | 0 | 0 | 0 | 0 | 0 | 0 | 0 | 0 | 0 | 0 | 0 | 0 | 0 | 0 | 0 | 0 | 0 | 0 | 0 |  | 0 | 0 | 0 | 0 | 0 | 0 | 0 | 0 |  |  |  |  | 0 | 0 | 0 | 0 | 0 | 0 | 1 | 0 |  | 1 | 1 | 1 | 1 | #VALUE! | #VALUE! | 0 | 0 | 0 | 0 | 0 | 0 | 0 | 0 | 0 | 0 | 0 | 0 | 0 | 0 | 0 | 0 | 0 | 0 | 0 | 0 | 0 | 0 | 0 | 0 | 0
Tuesday | 4 | 19 | 22 | 2614 | 0 | 0 | 0 | 0 | 0 | 0 | 0 | 0 | 0 | 0 | 0 | 0 | 0 | 0 | 0 | 0 | 0 | 0 | 0 | 0 | 0 |  | 0 | 0 | 0 | 0 | 0 | 0 | 0 | 0 |  |  |  |  | 0 | 0 | 0 | 0 | 0 | 0 | 1 | 0 |  | 1 | 1 | 1 | 1 | #VALUE! | #VALUE! | 0 | 0 | 0 | 0 | 0 | 0 | 0 | 0 | 0 | 0 | 0 | 0 | 0 | 0 | 0 | 0 | 0 | 0 | 0 | 0 | 0 | 0 | 0 | 0 | 0
Tuesday | 4 | 19 | 23 | 2615 | 0 | 0 | 0 | 0 | 0 | 0 | 0 | 0 | 0 | 0 | 0 | 0 | 0 | 0 | 0 | 0 | 0 | 0 | 0 | 0 | 0 |  | 0 | 0 | 0 | 0 | 0 | 0 | 0 | 0 |  |  |  |  | 0 | 0 | 0 | 0 | 0 | 0 | 0 | 1 |  | 1 | 1 | 1 | 1 | 1 | 1 | 0 | 0 | 0 | 0 | 0 | 0 | 0 | 0 | 0 | 0 | 0 | 0 | 0 | 0 | 0 | 0 | 0 | 0 | 0 | 0 | 0 | 0 | 0 | 0 | 0
Tuesday | 4 | 19 | 24 | 2616 | 0 | 0 | 0 | 0 | 0 | 0 | 0 | 0 | 0 | 0 | 0 | 0 | 0 | 0 | 0 | 0 | 0 | 0 | 0 | 0 | 0 |  | 0 | 0 | 0 | 0 | 0 | 0 | 0 | 0 |  |  |  |  | 0 | 0 | 0 | 0 | 0 | 0 | 0 | 1 |  | 1 | 1 | 1 | 1 | 1 | 1 | 0 | 0 | 0 | 0 | 0 | 0 | 0 | 0 | 0 | 0 | 0 | 0 | 0 | 0 | 0 | 0 | 0 | 0 | 0 | 0 | 0 | 0 | 0 | 0 | 0
Wednesday | 4 | 20 | 1 | 2617 | 0 | 0 | 0 | 0 | 0 | 0 | 0 | 0 | 0 | 0 | 0 | 0 | 0 | 0 | 0 | 0 | 0 | 0 | 0 | 0 | 0 |  | 0 | 0 | 0 | 0 | 0 | 0 | 0 | 0 |  |  |  |  | 0 | 0 | 0 | 0 | 0 | 0 | 0 | 1 |  | 1 | 1 | 1 | 1 | 1 | 1 | 0 | 0 | 0 | 0 | 0 | 0 | 0 | 0 | 0 | 0 | 0 | 0 | 0 | 0 | 0 | 0 | 0 | 0 | 0 | 0 | 0 | 0 | 0 | 0 | 0
Wednesday | 4 | 20 | 2 | 2618 | 0 | 0 | 0 | 0 | 0 | 0 | 0 | 0 | 0 | 0 | 0 | 0 | 0 | 0 | 0 | 0 | 0 | 0 | 0 | 0 | 0 |  | 0 | 0 | 0 | 0 | 0 | 0 | 0 | 0 |  |  |  |  | 0 | 0 | 0 | 0 | 0 | 0 | 0 | 1 |  | 1 | 1 | 1 | 1 | 1 | 1 | 0 | 0 | 0 | 0 | 0 | 0 | 0 | 0 | 0 | 0 | 0 | 0 | 0 | 0 | 0 | 0 | 0 | 0 | 0 | 0 | 0 | 0 | 0 | 0 | 0
Wednesday | 4 | 20 | 3 | 2619 | 0 | 0 | 0 | 0 | 0 | 0 | 0 | 0 | 0 | 0 | 0 | 0 | 0 | 0 | 0 | 0 | 0 | 0 | 0 | 0 | 0 |  | 0 | 0 | 0 | 0 | 0 | 0 | 0 | 0 |  |  |  |  | 0 | 0 | 0 | 0 | 0 | 0 | 0 | 1 |  | 1 | 1 | 1 | 1 | 1 | 1 | 0 | 0 | 0 | 0 | 0 | 0 | 0 | 0 | 0 | 0 | 0 | 0 | 0 | 0 | 0 | 0 | 0 | 0 | 0 | 0 | 0 | 0 | 0 | 0 | 0
Wednesday | 4 | 20 | 4 | 2620 | 0 | 0 | 0 | 0 | 0 | 0 | 0 | 0 | 0 | 0 | 0 | 0 | 0 | 0 | 0 | 0 | 0 | 0 | 0 | 0 | 0 |  | 0 | 0 | 0 | 0 | 0 | 0 | 0 | 0 |  |  |  |  | 0 | 0 | 0 | 0 | 0 | 0 | 0 | 1 |  | 1 | 1 | 1 | 1 | 1 | 1 | 0 | 0 | 0 | 0 | 0 | 0 | 0 | 0 | 0 | 0 | 0 | 0 | 0 | 0 | 0 | 0 | 0 | 0 | 0 | 0 | 0 | 0 | 0 | 0 | 0
Wednesday | 4 | 20 | 5 | 2621 | 0 | 0 | 0 | 0 | 0 | 0 | 0 | 0 | 0 | 0 | 0 | 0 | 0 | 0 | 0 | 0 | 0 | 0 | 0 | 0 | 0 |  | 0 | 0 | 0 | 0 | 0 | 0 | 0 | 0 |  |  |  |  | 0 | 0 | 0 | 0 | 0 | 0 | 0 | 1 |  | 1 | 1 | 1 | 1 | 1 | 1 | 0 | 0 | 0 | 0 | 0 | 0 | 0 | 0 | 0 | 0 | 0 | 0 | 0 | 0 | 0 | 0 | 0 | 0 | 0 | 0 | 0 | 0 | 0 | 0 | 0
Wednesday | 4 | 20 | 6 | 2622 | 0 | 0 | 0 | 0 | 0 | 0 | 0 | 0 | 0 | 0 | 0 | 0 | 0 | 0 | 0 | 0 | 0 | 0 | 0 | 0 | 0 |  | 0 | 0 | 0 | 0 | 0 | 0 | 0 | 0 |  |  |  |  | 0 | 0 | 0 | 0 | 0 | 0 | 0 | 1 |  | 1 | 1 | 1 | 1 | 1 | 1 | 0 | 0 | 0 | 0 | 0 | 0 | 0 | 0 | 0 | 0 | 0 | 0 | 0 | 0 | 0 | 0 | 0 | 0 | 0 | 0 | 0 | 0 | 0 | 0 | 0
Wednesday | 4 | 20 | 7 | 2623 | 0 | 0 | 0 | 0 | 0 | 0 | 0 | 0 | 0 | 0 | 0 | 0 | 0 | 0 | 0 | 0 | 0 | 0 | 0 | 0 | 0 |  | 0 | 0 | 0 | 0 | 0 | 0 | 0 | 0 |  |  |  |  | 0 | 0 | 0 | 0 | 0 | 0 | 0 | 1 |  | 1 | 1 | 1 | 1 | 1 | 1 | 0 | 0 | 0 | 0 | 0 | 0 | 0 | 0 | 0 | 0 | 0 | 0 | 0 | 0 | 0 | 0 | 0 | 0 | 0 | 0 | 0 | 0 | 0 | 0 | 0
Wednesday | 4 | 20 | 8 | 2624 | 0 | 0 | 0 | 0 | 0 | 0 | 0 | 0 | 0 | 0 | 0 | 0 | 0 | 0 | 0 | 0 | 0 | 0 | 0 | 0 | 0 |  | 0 | 0 | 0 | 0 | 0 | 0 | 0 | 0 |  |  |  |  | 0 | 0 | 0 | 0 | 0 | 0 | 1 | 0 |  | 1 | 1 | 1 | 1 | #VALUE! | #VALUE! | 0 | 0 | 0 | 0 | 0 | 0 | 0 | 0 | 0 | 0 | 0 | 0 | 0 | 0 | 0 | 0 | 0 | 0 | 0 | 0 | 0 | 0 | 0 | 0 | 0
Wednesday | 4 | 20 | 9 | 2625 | 0 | 0 | 0 | 0 | 0 | 0 | 0 | 0 | 0 | 0 | 0 | 0 | 0 | 0 | 0 | 0 | 0 | 0 | 0 | 0 | 0 |  | 0 | 0 | 0 | 0 | 0 | 0 | 0 | 0 |  |  |  |  | 0 | 0 | 0 | 0 | 0 | 0 | 1 | 0 |  | 1 | 1 | 1 | 1 | #VALUE! | #VALUE! | 0 | 0 | 0 | 0 | 0 | 0 | 0 | 0 | 0 | 0 | 0 | 0 | 0 | 0 | 0 | 0 | 0 | 0 | 0 | 0 | 0 | 0 | 0 | 0 | 0
Wednesday | 4 | 20 | 10 | 2626 | 0 | 0 | 0 | 0 | 0 | 0 | 0 | 0 | 0 | 0 | 0 | 0 | 0 | 0 | 0 | 0 | 0 | 0 | 0 | 0 | 0 |  | 0 | 0 | 0 | 0 | 0 | 0 | 0 | 0 |  |  |  |  | 0 | 0 | 0 | 0 | 0 | 0 | 1 | 0 |  | 1 | 1 | 1 | 1 | #VALUE! | #VALUE! | 0 | 0 | 0 | 0 | 0 | 0 | 0 | 0 | 0 | 0 | 0 | 0 | 0 | 0 | 0 | 0 | 0 | 0 | 0 | 0 | 0 | 0 | 0 | 0 | 0
Wednesday | 4 | 20 | 11 | 2627 | 0 | 0 | 0 | 0 | 0 | 0 | 0 | 0 | 0 | 0 | 0 | 0 | 0 | 0 | 0 | 0 | 0 | 0 | 0 | 0 | 0 |  | 0 | 0 | 0 | 0 | 0 | 0 | 0 | 0 |  |  |  |  | 0 | 0 | 0 | 0 | 0 | 0 | 1 | 0 |  | 1 | 1 | 1 | 1 | #VALUE! | #VALUE! | 0 | 0 | 0 | 0 | 0 | 0 | 0 | 0 | 0 | 0 | 0 | 0 | 0 | 0 | 0 | 0 | 0 | 0 | 0 | 0 | 0 | 0 | 0 | 0 | 0
Wednesday | 4 | 20 | 12 | 2628 | 0 | 0 | 0 | 0 | 0 | 0 | 0 | 0 | 0 | 0 | 0 | 0 | 0 | 0 | 0 | 0 | 0 | 0 | 0 | 0 | 0 |  | 0 | 0 | 0 | 0 | 0 | 0 | 0 | 0 |  |  |  |  | 0 | 0 | 0 | 0 | 0 | 0 | 1 | 0 |  | 1 | 1 | 1 | 1 | #VALUE! | #VALUE! | 0 | 0 | 0 | 0 | 0 | 0 | 0 | 0 | 0 | 0 | 0 | 0 | 0 | 0 | 0 | 0 | 0 | 0 | 0 | 0 | 0 | 0 | 0 | 0 | 0
Wednesday | 4 | 20 | 13 | 2629 | 0 | 0 | 0 | 0 | 0 | 0 | 0 | 0 | 0 | 0 | 0 | 0 | 0 | 0 | 0 | 0 | 0 | 0 | 0 | 0 | 0 |  | 0 | 0 | 0 | 0 | 0 | 0 | 0 | 0 |  |  |  |  | 0 | 0 | 0 | 0 | 0 | 0 | 1 | 0 |  | 1 | 1 | 1 | 1 | #VALUE! | #VALUE! | 0 | 0 | 0 | 0 | 0 | 0 | 0 | 0 | 0 | 0 | 0 | 0 | 0 | 0 | 0 | 0 | 0 | 0 | 0 | 0 | 0 | 0 | 0 | 0 | 0
Wednesday | 4 | 20 | 14 | 2630 | 0 | 0 | 0 | 0 | 0 | 0 | 0 | 0 | 0 | 0 | 0 | 0 | 0 | 0 | 0 | 0 | 0 | 0 | 0 | 0 | 0 |  | 0 | 0 | 0 | 0 | 0 | 0 | 0 | 0 |  |  |  |  | 0 | 0 | 0 | 0 | 0 | 0 | 1 | 0 |  | 1 | 1 | 1 | 1 | #VALUE! | #VALUE! | 0 | 0 | 0 | 0 | 0 | 0 | 0 | 0 | 0 | 0 | 0 | 0 | 0 | 0 | 0 | 0 | 0 | 0 | 0 | 0 | 0 | 0 | 0 | 0 | 0
Wednesday | 4 | 20 | 15 | 2631 | 0 | 0 | 0 | 0 | 0 | 0 | 0 | 0 | 0 | 0 | 0 | 0 | 0 | 0 | 0 | 0 | 0 | 0 | 0 | 0 | 0 |  | 0 | 0 | 0 | 0 | 0 | 0 | 0 | 0 |  |  |  |  | 0 | 0 | 0 | 0 | 0 | 0 | 1 | 0 |  | 1 | 1 | 1 | 1 | #VALUE! | #VALUE! | 0 | 0 | 0 | 0 | 0 | 0 | 0 | 0 | 0 | 0 | 0 | 0 | 0 | 0 | 0 | 0 | 0 | 0 | 0 | 0 | 0 | 0 | 0 | 0 | 0
Wednesday | 4 | 20 | 16 | 2632 | 0 | 0 | 0 | 0 | 0 | 0 | 0 | 0 | 0 | 0 | 0 | 0 | 0 | 0 | 0 | 0 | 0 | 0 | 0 | 0 | 0 |  | 0 | 0 | 0 | 0 | 0 | 0 | 0 | 0 |  |  |  |  | 0 | 0 | 0 | 0 | 0 | 0 | 1 | 0 |  | 1 | 1 | 1 | 1 | #VALUE! | #VALUE! | 0 | 0 | 0 | 0 | 0 | 0 | 0 | 0 | 0 | 0 | 0 | 0 | 0 | 0 | 0 | 0 | 0 | 0 | 0 | 0 | 0 | 0 | 0 | 0 | 0
Wednesday | 4 | 20 | 17 | 2633 | 0 | 0 | 0 | 0 | 0 | 0 | 0 | 0 | 0 | 0 | 0 | 0 | 0 | 0 | 0 | 0 | 0 | 0 | 0 | 0 | 0 |  | 0 | 0 | 0 | 0 | 0 | 0 | 0 | 0 |  |  |  |  | 0 | 0 | 0 | 0 | 0 | 0 | 1 | 0 |  | 1 | 1 | 1 | 1 | #VALUE! | #VALUE! | 0 | 0 | 0 | 0 | 0 | 0 | 0 | 0 | 0 | 0 | 0 | 0 | 0 | 0 | 0 | 0 | 0 | 0 | 0 | 0 | 0 | 0 | 0 | 0 | 0
Wednesday | 4 | 20 | 18 | 2634 | 0 | 0 | 0 | 0 | 0 | 0 | 0 | 0 | 0 | 0 | 0 | 0 | 0 | 0 | 0 | 0 | 0 | 0 | 0 | 0 | 0 |  | 0 | 0 | 0 | 0 | 0 | 0 | 0 | 0 |  |  |  |  | 0 | 0 | 0 | 0 | 0 | 0 | 1 | 0 |  | 1 | 1 | 1 | 1 | #VALUE! | #VALUE! | 0 | 0 | 0 | 0 | 0 | 0 | 0 | 0 | 0 | 0 | 0 | 0 | 0 | 0 | 0 | 0 | 0 | 0 | 0 | 0 | 0 | 0 | 0 | 0 | 0
Wednesday | 4 | 20 | 19 | 2635 | 0 | 0 | 0 | 0 | 0 | 0 | 0 | 0 | 0 | 0 | 0 | 0 | 0 | 0 | 0 | 0 | 0 | 0 | 0 | 0 | 0 |  | 0 | 0 | 0 | 0 | 0 | 0 | 0 | 0 |  |  |  |  | 0 | 0 | 0 | 0 | 0 | 0 | 1 | 0 |  | 1 | 1 | 1 | 1 | #VALUE! | #VALUE! | 0 | 0 | 0 | 0 | 0 | 0 | 0 | 0 | 0 | 0 | 0 | 0 | 0 | 0 | 0 | 0 | 0 | 0 | 0 | 0 | 0 | 0 | 0 | 0 | 0
Wednesday | 4 | 20 | 20 | 2636 | 0 | 0 | 0 | 0 | 0 | 0 | 0 | 0 | 0 | 0 | 0 | 0 | 0 | 0 | 0 | 0 | 0 | 0 | 0 | 0 | 0 |  | 0 | 0 | 0 | 0 | 0 | 0 | 0 | 0 |  |  |  |  | 0 | 0 | 0 | 0 | 0 | 0 | 1 | 0 |  | 1 | 1 | 1 | 1 | #VALUE! | #VALUE! | 0 | 0 | 0 | 0 | 0 | 0 | 0 | 0 | 0 | 0 | 0 | 0 | 0 | 0 | 0 | 0 | 0 | 0 | 0 | 0 | 0 | 0 | 0 | 0 | 0
Wednesday | 4 | 20 | 21 | 2637 | 0 | 0 | 0 | 0 | 0 | 0 | 0 | 0 | 0 | 0 | 0 | 0 | 0 | 0 | 0 | 0 | 0 | 0 | 0 | 0 | 0 |  | 0 | 0 | 0 | 0 | 0 | 0 | 0 | 0 |  |  |  |  | 0 | 0 | 0 | 0 | 0 | 0 | 1 | 0 |  | 1 | 1 | 1 | 1 | #VALUE! | #VALUE! | 0 | 0 | 0 | 0 | 0 | 0 | 0 | 0 | 0 | 0 | 0 | 0 | 0 | 0 | 0 | 0 | 0 | 0 | 0 | 0 | 0 | 0 | 0 | 0 | 0
Wednesday | 4 | 20 | 22 | 2638 | 0 | 0 | 0 | 0 | 0 | 0 | 0 | 0 | 0 | 0 | 0 | 0 | 0 | 0 | 0 | 0 | 0 | 0 | 0 | 0 | 0 |  | 0 | 0 | 0 | 0 | 0 | 0 | 0 | 0 |  |  |  |  | 0 | 0 | 0 | 0 | 0 | 0 | 1 | 0 |  | 1 | 1 | 1 | 1 | #VALUE! | #VALUE! | 0 | 0 | 0 | 0 | 0 | 0 | 0 | 0 | 0 | 0 | 0 | 0 | 0 | 0 | 0 | 0 | 0 | 0 | 0 | 0 | 0 | 0 | 0 | 0 | 0
Wednesday | 4 | 20 | 23 | 2639 | 0 | 0 | 0 | 0 | 0 | 0 | 0 | 0 | 0 | 0 | 0 | 0 | 0 | 0 | 0 | 0 | 0 | 0 | 0 | 0 | 0 |  | 0 | 0 | 0 | 0 | 0 | 0 | 0 | 0 |  |  |  |  | 0 | 0 | 0 | 0 | 0 | 0 | 0 | 1 |  | 1 | 1 | 1 | 1 | 1 | 1 | 0 | 0 | 0 | 0 | 0 | 0 | 0 | 0 | 0 | 0 | 0 | 0 | 0 | 0 | 0 | 0 | 0 | 0 | 0 | 0 | 0 | 0 | 0 | 0 | 0
Wednesday | 4 | 20 | 24 | 2640 | 0 | 0 | 0 | 0 | 0 | 0 | 0 | 0 | 0 | 0 | 0 | 0 | 0 | 0 | 0 | 0 | 0 | 0 | 0 | 0 | 0 |  | 0 | 0 | 0 | 0 | 0 | 0 | 0 | 0 |  |  |  |  | 0 | 0 | 0 | 0 | 0 | 0 | 0 | 1 |  | 1 | 1 | 1 | 1 | 1 | 1 | 0 | 0 | 0 | 0 | 0 | 0 | 0 | 0 | 0 | 0 | 0 | 0 | 0 | 0 | 0 | 0 | 0 | 0 | 0 | 0 | 0 | 0 | 0 | 0 | 0
Thursday | 4 | 21 | 1 | 2641 | 0 | 0 | 0 | 0 | 0 | 0 | 0 | 0 | 0 | 0 | 0 | 0 | 0 | 0 | 0 | 0 | 0 | 0 | 0 | 0 | 0 |  | 0 | 0 | 0 | 0 | 0 | 0 | 0 | 0 |  |  |  |  | 0 | 0 | 0 | 0 | 0 | 0 | 0 | 1 |  | 1 | 1 | 1 | 1 | 1 | 1 | 0 | 0 | 0 | 0 | 0 | 0 | 0 | 0 | 0 | 0 | 0 | 0 | 0 | 0 | 0 | 0 | 0 | 0 | 0 | 0 | 0 | 0 | 0 | 0 | 0
Thursday | 4 | 21 | 2 | 2642 | 0 | 0 | 0 | 0 | 0 | 0 | 0 | 0 | 0 | 0 | 0 | 0 | 0 | 0 | 0 | 0 | 0 | 0 | 0 | 0 | 0 |  | 0 | 0 | 0 | 0 | 0 | 0 | 0 | 0 |  |  |  |  | 0 | 0 | 0 | 0 | 0 | 0 | 0 | 1 |  | 1 | 1 | 1 | 1 | 1 | 1 | 0 | 0 | 0 | 0 | 0 | 0 | 0 | 0 | 0 | 0 | 0 | 0 | 0 | 0 | 0 | 0 | 0 | 0 | 0 | 0 | 0 | 0 | 0 | 0 | 0
Thursday | 4 | 21 | 3 | 2643 | 0 | 0 | 0 | 0 | 0 | 0 | 0 | 0 | 0 | 0 | 0 | 0 | 0 | 0 | 0 | 0 | 0 | 0 | 0 | 0 | 0 |  | 0 | 0 | 0 | 0 | 0 | 0 | 0 | 0 |  |  |  |  | 0 | 0 | 0 | 0 | 0 | 0 | 0 | 1 |  | 1 | 1 | 1 | 1 | 1 | 1 | 0 | 0 | 0 | 0 | 0 | 0 | 0 | 0 | 0 | 0 | 0 | 0 | 0 | 0 | 0 | 0 | 0 | 0 | 0 | 0 | 0 | 0 | 0 | 0 | 0
Thursday | 4 | 21 | 4 | 2644 | 0 | 0 | 0 | 0 | 0 | 0 | 0 | 0 | 0 | 0 | 0 | 0 | 0 | 0 | 0 | 0 | 0 | 0 | 0 | 0 | 0 |  | 0 | 0 | 0 | 0 | 0 | 0 | 0 | 0 |  |  |  |  | 0 | 0 | 0 | 0 | 0 | 0 | 0 | 1 |  | 1 | 1 | 1 | 1 | 1 | 1 | 0 | 0 | 0 | 0 | 0 | 0 | 0 | 0 | 0 | 0 | 0 | 0 | 0 | 0 | 0 | 0 | 0 | 0 | 0 | 0 | 0 | 0 | 0 | 0 | 0
Thursday | 4 | 21 | 5 | 2645 | 0 | 0 | 0 | 0 | 0 | 0 | 0 | 0 | 0 | 0 | 0 | 0 | 0 | 0 | 0 | 0 | 0 | 0 | 0 | 0 | 0 |  | 0 | 0 | 0 | 0 | 0 | 0 | 0 | 0 |  |  |  |  | 0 | 0 | 0 | 0 | 0 | 0 | 0 | 1 |  | 1 | 1 | 1 | 1 | 1 | 1 | 0 | 0 | 0 | 0 | 0 | 0 | 0 | 0 | 0 | 0 | 0 | 0 | 0 | 0 | 0 | 0 | 0 | 0 | 0 | 0 | 0 | 0 | 0 | 0 | 0
Thursday | 4 | 21 | 6 | 2646 | 0 | 0 | 0 | 0 | 0 | 0 | 0 | 0 | 0 | 0 | 0 | 0 | 0 | 0 | 0 | 0 | 0 | 0 | 0 | 0 | 0 |  | 0 | 0 | 0 | 0 | 0 | 0 | 0 | 0 |  |  |  |  | 0 | 0 | 0 | 0 | 0 | 0 | 0 | 1 |  | 1 | 1 | 1 | 1 | 1 | 1 | 0 | 0 | 0 | 0 | 0 | 0 | 0 | 0 | 0 | 0 | 0 | 0 | 0 | 0 | 0 | 0 | 0 | 0 | 0 | 0 | 0 | 0 | 0 | 0 | 0
Thursday | 4 | 21 | 7 | 2647 | 0 | 0 | 0 | 0 | 0 | 0 | 0 | 0 | 0 | 0 | 0 | 0 | 0 | 0 | 0 | 0 | 0 | 0 | 0 | 0 | 0 |  | 0 | 0 | 0 | 0 | 0 | 0 | 0 | 0 |  |  |  |  | 0 | 0 | 0 | 0 | 0 | 0 | 0 | 1 |  | 1 | 1 | 1 | 1 | 1 | 1 | 0 | 0 | 0 | 0 | 0 | 0 | 0 | 0 | 0 | 0 | 0 | 0 | 0 | 0 | 0 | 0 | 0 | 0 | 0 | 0 | 0 | 0 | 0 | 0 | 0
Thursday | 4 | 21 | 8 | 2648 | 0 | 0 | 0 | 0 | 0 | 0 | 0 | 0 | 0 | 0 | 0 | 0 | 0 | 0 | 0 | 0 | 0 | 0 | 0 | 0 | 0 |  | 0 | 0 | 0 | 0 | 0 | 0 | 0 | 0 |  |  |  |  | 0 | 0 | 0 | 0 | 0 | 0 | 1 | 0 |  | 1 | 1 | 1 | 1 | #VALUE! | #VALUE! | 0 | 0 | 0 | 0 | 0 | 0 | 0 | 0 | 0 | 0 | 0 | 0 | 0 | 0 | 0 | 0 | 0 | 0 | 0 | 0 | 0 | 0 | 0 | 0 | 0
Thursday | 4 | 21 | 9 | 2649 | 0 | 0 | 0 | 0 | 0 | 0 | 0 | 0 | 0 | 0 | 0 | 0 | 0 | 0 | 0 | 0 | 0 | 0 | 0 | 0 | 0 |  | 0 | 0 | 0 | 0 | 0 | 0 | 0 | 0 |  |  |  |  | 0 | 0 | 0 | 0 | 0 | 0 | 1 | 0 |  | 1 | 1 | 1 | 1 | #VALUE! | #VALUE! | 0 | 0 | 0 | 0 | 0 | 0 | 0 | 0 | 0 | 0 | 0 | 0 | 0 | 0 | 0 | 0 | 0 | 0 | 0 | 0 | 0 | 0 | 0 | 0 | 0
Thursday | 4 | 21 | 10 | 2650 | 0 | 0 | 0 | 0 | 0 | 0 | 0 | 0 | 0 | 0 | 0 | 0 | 0 | 0 | 0 | 0 | 0 | 0 | 0 | 0 | 0 |  | 0 | 0 | 0 | 0 | 0 | 0 | 0 | 0 |  |  |  |  | 0 | 0 | 0 | 0 | 0 | 0 | 1 | 0 |  | 1 | 1 | 1 | 1 | #VALUE! | #VALUE! | 0 | 0 | 0 | 0 | 0 | 0 | 0 | 0 | 0 | 0 | 0 | 0 | 0 | 0 | 0 | 0 | 0 | 0 | 0 | 0 | 0 | 0 | 0 | 0 | 0
Thursday | 4 | 21 | 11 | 2651 | 0 | 0 | 0 | 0 | 0 | 0 | 0 | 0 | 0 | 0 | 0 | 0 | 0 | 0 | 0 | 0 | 0 | 0 | 0 | 0 | 0 |  | 0 | 0 | 0 | 0 | 0 | 0 | 0 | 0 |  |  |  |  | 0 | 0 | 0 | 0 | 0 | 0 | 1 | 0 |  | 1 | 1 | 1 | 1 | #VALUE! | #VALUE! | 0 | 0 | 0 | 0 | 0 | 0 | 0 | 0 | 0 | 0 | 0 | 0 | 0 | 0 | 0 | 0 | 0 | 0 | 0 | 0 | 0 | 0 | 0 | 0 | 0
Thursday | 4 | 21 | 12 | 2652 | 0 | 0 | 0 | 0 | 0 | 0 | 0 | 0 | 0 | 0 | 0 | 0 | 0 | 0 | 0 | 0 | 0 | 0 | 0 | 0 | 0 |  | 0 | 0 | 0 | 0 | 0 | 0 | 0 | 0 |  |  |  |  | 0 | 0 | 0 | 0 | 0 | 0 | 1 | 0 |  | 1 | 1 | 1 | 1 | #VALUE! | #VALUE! | 0 | 0 | 0 | 0 | 0 | 0 | 0 | 0 | 0 | 0 | 0 | 0 | 0 | 0 | 0 | 0 | 0 | 0 | 0 | 0 | 0 | 0 | 0 | 0 | 0
Thursday | 4 | 21 | 13 | 2653 | 0 | 0 | 0 | 0 | 0 | 0 | 0 | 0 | 0 | 0 | 0 | 0 | 0 | 0 | 0 | 0 | 0 | 0 | 0 | 0 | 0 |  | 0 | 0 | 0 | 0 | 0 | 0 | 0 | 0 |  |  |  |  | 0 | 0 | 0 | 0 | 0 | 0 | 1 | 0 |  | 1 | 1 | 1 | 1 | #VALUE! | #VALUE! | 0 | 0 | 0 | 0 | 0 | 0 | 0 | 0 | 0 | 0 | 0 | 0 | 0 | 0 | 0 | 0 | 0 | 0 | 0 | 0 | 0 | 0 | 0 | 0 | 0
Thursday | 4 | 21 | 14 | 2654 | 0 | 0 | 0 | 0 | 0 | 0 | 0 | 0 | 0 | 0 | 0 | 0 | 0 | 0 | 0 | 0 | 0 | 0 | 0 | 0 | 0 |  | 0 | 0 | 0 | 0 | 0 | 0 | 0 | 0 |  |  |  |  | 0 | 0 | 0 | 0 | 0 | 0 | 1 | 0 |  | 1 | 1 | 1 | 1 | #VALUE! | #VALUE! | 0 | 0 | 0 | 0 | 0 | 0 | 0 | 0 | 0 | 0 | 0 | 0 | 0 | 0 | 0 | 0 | 0 | 0 | 0 | 0 | 0 | 0 | 0 | 0 | 0
Thursday | 4 | 21 | 15 | 2655 | 0 | 0 | 0 | 0 | 0 | 0 | 0 | 0 | 0 | 0 | 0 | 0 | 0 | 0 | 0 | 0 | 0 | 0 | 0 | 0 | 0 |  | 0 | 0 | 0 | 0 | 0 | 0 | 0 | 0 |  |  |  |  | 0 | 0 | 0 | 0 | 0 | 0 | 1 | 0 |  | 1 | 1 | 1 | 1 | #VALUE! | #VALUE! | 0 | 0 | 0 | 0 | 0 | 0 | 0 | 0 | 0 | 0 | 0 | 0 | 0 | 0 | 0 | 0 | 0 | 0 | 0 | 0 | 0 | 0 | 0 | 0 | 0
Thursday | 4 | 21 | 16 | 2656 | 0 | 0 | 0 | 0 | 0 | 0 | 0 | 0 | 0 | 0 | 0 | 0 | 0 | 0 | 0 | 0 | 0 | 0 | 0 | 0 | 0 |  | 0 | 0 | 0 | 0 | 0 | 0 | 0 | 0 |  |  |  |  | 0 | 0 | 0 | 0 | 0 | 0 | 1 | 0 |  | 1 | 1 | 1 | 1 | #VALUE! | #VALUE! | 0 | 0 | 0 | 0 | 0 | 0 | 0 | 0 | 0 | 0 | 0 | 0 | 0 | 0 | 0 | 0 | 0 | 0 | 0 | 0 | 0 | 0 | 0 | 0 | 0
Thursday | 4 | 21 | 17 | 2657 | 0 | 0 | 0 | 0 | 0 | 0 | 0 | 0 | 0 | 0 | 0 | 0 | 0 | 0 | 0 | 0 | 0 | 0 | 0 | 0 | 0 |  | 0 | 0 | 0 | 0 | 0 | 0 | 0 | 0 |  |  |  |  | 0 | 0 | 0 | 0 | 0 | 0 | 1 | 0 |  | 1 | 1 | 1 | 1 | #VALUE! | #VALUE! | 0 | 0 | 0 | 0 | 0 | 0 | 0 | 0 | 0 | 0 | 0 | 0 | 0 | 0 | 0 | 0 | 0 | 0 | 0 | 0 | 0 | 0 | 0 | 0 | 0
Thursday | 4 | 21 | 18 | 2658 | 0 | 0 | 0 | 0 | 0 | 0 | 0 | 0 | 0 | 0 | 0 | 0 | 0 | 0 | 0 | 0 | 0 | 0 | 0 | 0 | 0 |  | 0 | 0 | 0 | 0 | 0 | 0 | 0 | 0 |  |  |  |  | 0 | 0 | 0 | 0 | 0 | 0 | 1 | 0 |  | 1 | 1 | 1 | 1 | #VALUE! | #VALUE! | 0 | 0 | 0 | 0 | 0 | 0 | 0 | 0 | 0 | 0 | 0 | 0 | 0 | 0 | 0 | 0 | 0 | 0 | 0 | 0 | 0 | 0 | 0 | 0 | 0
Thursday | 4 | 21 | 19 | 2659 | 0 | 0 | 0 | 0 | 0 | 0 | 0 | 0 | 0 | 0 | 0 | 0 | 0 | 0 | 0 | 0 | 0 | 0 | 0 | 0 | 0 |  | 0 | 0 | 0 | 0 | 0 | 0 | 0 | 0 |  |  |  |  | 0 | 0 | 0 | 0 | 0 | 0 | 1 | 0 |  | 1 | 1 | 1 | 1 | #VALUE! | #VALUE! | 0 | 0 | 0 | 0 | 0 | 0 | 0 | 0 | 0 | 0 | 0 | 0 | 0 | 0 | 0 | 0 | 0 | 0 | 0 | 0 | 0 | 0 | 0 | 0 | 0
Thursday | 4 | 21 | 20 | 2660 | 0 | 0 | 0 | 0 | 0 | 0 | 0 | 0 | 0 | 0 | 0 | 0 | 0 | 0 | 0 | 0 | 0 | 0 | 0 | 0 | 0 |  | 0 | 0 | 0 | 0 | 0 | 0 | 0 | 0 |  |  |  |  | 0 | 0 | 0 | 0 | 0 | 0 | 1 | 0 |  | 1 | 1 | 1 | 1 | #VALUE! | #VALUE! | 0 | 0 | 0 | 0 | 0 | 0 | 0 | 0 | 0 | 0 | 0 | 0 | 0 | 0 | 0 | 0 | 0 | 0 | 0 | 0 | 0 | 0 | 0 | 0 | 0
Thursday | 4 | 21 | 21 | 2661 | 0 | 0 | 0 | 0 | 0 | 0 | 0 | 0 | 0 | 0 | 0 | 0 | 0 | 0 | 0 | 0 | 0 | 0 | 0 | 0 | 0 |  | 0 | 0 | 0 | 0 | 0 | 0 | 0 | 0 |  |  |  |  | 0 | 0 | 0 | 0 | 0 | 0 | 1 | 0 |  | 1 | 1 | 1 | 1 | #VALUE! | #VALUE! | 0 | 0 | 0 | 0 | 0 | 0 | 0 | 0 | 0 | 0 | 0 | 0 | 0 | 0 | 0 | 0 | 0 | 0 | 0 | 0 | 0 | 0 | 0 | 0 | 0
Thursday | 4 | 21 | 22 | 2662 | 0 | 0 | 0 | 0 | 0 | 0 | 0 | 0 | 0 | 0 | 0 | 0 | 0 | 0 | 0 | 0 | 0 | 0 | 0 | 0 | 0 |  | 0 | 0 | 0 | 0 | 0 | 0 | 0 | 0 |  |  |  |  | 0 | 0 | 0 | 0 | 0 | 0 | 1 | 0 |  | 1 | 1 | 1 | 1 | #VALUE! | #VALUE! | 0 | 0 | 0 | 0 | 0 | 0 | 0 | 0 | 0 | 0 | 0 | 0 | 0 | 0 | 0 | 0 | 0 | 0 | 0 | 0 | 0 | 0 | 0 | 0 | 0
Thursday | 4 | 21 | 23 | 2663 | 0 | 0 | 0 | 0 | 0 | 0 | 0 | 0 | 0 | 0 | 0 | 0 | 0 | 0 | 0 | 0 | 0 | 0 | 0 | 0 | 0 |  | 0 | 0 | 0 | 0 | 0 | 0 | 0 | 0 |  |  |  |  | 0 | 0 | 0 | 0 | 0 | 0 | 0 | 1 |  | 1 | 1 | 1 | 1 | 1 | 1 | 0 | 0 | 0 | 0 | 0 | 0 | 0 | 0 | 0 | 0 | 0 | 0 | 0 | 0 | 0 | 0 | 0 | 0 | 0 | 0 | 0 | 0 | 0 | 0 | 0
Thursday | 4 | 21 | 24 | 2664 | 0 | 0 | 0 | 0 | 0 | 0 | 0 | 0 | 0 | 0 | 0 | 0 | 0 | 0 | 0 | 0 | 0 | 0 | 0 | 0 | 0 |  | 0 | 0 | 0 | 0 | 0 | 0 | 0 | 0 |  |  |  |  | 0 | 0 | 0 | 0 | 0 | 0 | 0 | 1 |  | 1 | 1 | 1 | 1 | 1 | 1 | 0 | 0 | 0 | 0 | 0 | 0 | 0 | 0 | 0 | 0 | 0 | 0 | 0 | 0 | 0 | 0 | 0 | 0 | 0 | 0 | 0 | 0 | 0 | 0 | 0
Friday | 4 | 22 | 1 | 2665 | 0 | 0 | 0 | 0 | 0 | 0 | 0 | 0 | 0 | 0 | 0 | 0 | 0 | 0 | 0 | 0 | 0 | 0 | 0 | 0 | 0 |  | 0 | 0 | 0 | 0 | 0 | 0 | 0 | 0 |  |  |  |  | 0 | 0 | 0 | 0 | 0 | 0 | 0 | 1 |  | 1 | 1 | 1 | 1 | 1 | 1 | 0 | 0 | 0 | 0 | 0 | 0 | 0 | 0 | 0 | 0 | 0 | 0 | 0 | 0 | 0 | 0 | 0 | 0 | 0 | 0 | 0 | 0 | 0 | 0 | 0
Friday | 4 | 22 | 2 | 2666 | 0 | 0 | 0 | 0 | 0 | 0 | 0 | 0 | 0 | 0 | 0 | 0 | 0 | 0 | 0 | 0 | 0 | 0 | 0 | 0 | 0 |  | 0 | 0 | 0 | 0 | 0 | 0 | 0 | 0 |  |  |  |  | 0 | 0 | 0 | 0 | 0 | 0 | 0 | 1 |  | 1 | 1 | 1 | 1 | 1 | 1 | 0 | 0 | 0 | 0 | 0 | 0 | 0 | 0 | 0 | 0 | 0 | 0 | 0 | 0 | 0 | 0 | 0 | 0 | 0 | 0 | 0 | 0 | 0 | 0 | 0
Friday | 4 | 22 | 3 | 2667 | 0 | 0 | 0 | 0 | 0 | 0 | 0 | 0 | 0 | 0 | 0 | 0 | 0 | 0 | 0 | 0 | 0 | 0 | 0 | 0 | 0 |  | 0 | 0 | 0 | 0 | 0 | 0 | 0 | 0 |  |  |  |  | 0 | 0 | 0 | 0 | 0 | 0 | 0 | 1 |  | 1 | 1 | 1 | 1 | 1 | 1 | 0 | 0 | 0 | 0 | 0 | 0 | 0 | 0 | 0 | 0 | 0 | 0 | 0 | 0 | 0 | 0 | 0 | 0 | 0 | 0 | 0 | 0 | 0 | 0 | 0
Friday | 4 | 22 | 4 | 2668 | 0 | 0 | 0 | 0 | 0 | 0 | 0 | 0 | 0 | 0 | 0 | 0 | 0 | 0 | 0 | 0 | 0 | 0 | 0 | 0 | 0 |  | 0 | 0 | 0 | 0 | 0 | 0 | 0 | 0 |  |  |  |  | 0 | 0 | 0 | 0 | 0 | 0 | 0 | 1 |  | 1 | 1 | 1 | 1 | 1 | 1 | 0 | 0 | 0 | 0 | 0 | 0 | 0 | 0 | 0 | 0 | 0 | 0 | 0 | 0 | 0 | 0 | 0 | 0 | 0 | 0 | 0 | 0 | 0 | 0 | 0
Friday | 4 | 22 | 5 | 2669 | 0 | 0 | 0 | 0 | 0 | 0 | 0 | 0 | 0 | 0 | 0 | 0 | 0 | 0 | 0 | 0 | 0 | 0 | 0 | 0 | 0 |  | 0 | 0 | 0 | 0 | 0 | 0 | 0 | 0 |  |  |  |  | 0 | 0 | 0 | 0 | 0 | 0 | 0 | 1 |  | 1 | 1 | 1 | 1 | 1 | 1 | 0 | 0 | 0 | 0 | 0 | 0 | 0 | 0 | 0 | 0 | 0 | 0 | 0 | 0 | 0 | 0 | 0 | 0 | 0 | 0 | 0 | 0 | 0 | 0 | 0
Friday | 4 | 22 | 6 | 2670 | 0 | 0 | 0 | 0 | 0 | 0 | 0 | 0 | 0 | 0 | 0 | 0 | 0 | 0 | 0 | 0 | 0 | 0 | 0 | 0 | 0 |  | 0 | 0 | 0 | 0 | 0 | 0 | 0 | 0 |  |  |  |  | 0 | 0 | 0 | 0 | 0 | 0 | 0 | 1 |  | 1 | 1 | 1 | 1 | 1 | 1 | 0 | 0 | 0 | 0 | 0 | 0 | 0 | 0 | 0 | 0 | 0 | 0 | 0 | 0 | 0 | 0 | 0 | 0 | 0 | 0 | 0 | 0 | 0 | 0 | 0
Friday | 4 | 22 | 7 | 2671 | 0 | 0 | 0 | 0 | 0 | 0 | 0 | 0 | 0 | 0 | 0 | 0 | 0 | 0 | 0 | 0 | 0 | 0 | 0 | 0 | 0 |  | 0 | 0 | 0 | 0 | 0 | 0 | 0 | 0 |  |  |  |  | 0 | 0 | 0 | 0 | 0 | 0 | 0 | 1 |  | 1 | 1 | 1 | 1 | 1 | 1 | 0 | 0 | 0 | 0 | 0 | 0 | 0 | 0 | 0 | 0 | 0 | 0 | 0 | 0 | 0 | 0 | 0 | 0 | 0 | 0 | 0 | 0 | 0 | 0 | 0
Friday | 4 | 22 | 8 | 2672 | 0 | 0 | 0 | 0 | 0 | 0 | 0 | 0 | 0 | 0 | 0 | 0 | 0 | 0 | 0 | 0 | 0 | 0 | 0 | 0 | 0 |  | 0 | 0 | 0 | 0 | 0 | 0 | 0 | 0 |  |  |  |  | 0 | 0 | 0 | 0 | 0 | 0 | 0 | 1 |  | 1 | 1 | 1 | 1 | 1 | 1 | 0 | 0 | 0 | 0 | 0 | 0 | 0 | 0 | 0 | 0 | 0 | 0 | 0 | 0 | 0 | 0 | 0 | 0 | 0 | 0 | 0 | 0 | 0 | 0 | 0
Friday | 4 | 22 | 9 | 2673 | 0 | 0 | 0 | 0 | 0 | 0 | 0 | 0 | 0 | 0 | 0 | 0 | 0 | 0 | 0 | 0 | 0 | 0 | 0 | 0 | 0 |  | 0 | 0 | 0 | 0 | 0 | 0 | 0 | 0 |  |  |  |  | 0 | 0 | 0 | 0 | 0 | 0 | 0 | 1 |  | 1 | 1 | 1 | 1 | 1 | 1 | 0 | 0 | 0 | 0 | 0 | 0 | 0 | 0 | 0 | 0 | 0 | 0 | 0 | 0 | 0 | 0 | 0 | 0 | 0 | 0 | 0 | 0 | 0 | 0 | 0
Friday | 4 | 22 | 10 | 2674 | 0 | 0 | 0 | 0 | 0 | 0 | 0 | 0 | 0 | 0 | 0 | 0 | 0 | 0 | 0 | 0 | 0 | 0 | 0 | 0 | 0 |  | 0 | 0 | 0 | 0 | 0 | 0 | 0 | 0 |  |  |  |  | 0 | 0 | 0 | 0 | 0 | 0 | 0 | 1 |  | 1 | 1 | 1 | 1 | 1 | 1 | 0 | 0 | 0 | 0 | 0 | 0 | 0 | 0 | 0 | 0 | 0 | 0 | 0 | 0 | 0 | 0 | 0 | 0 | 0 | 0 | 0 | 0 | 0 | 0 | 0
Friday | 4 | 22 | 11 | 2675 | 0 | 0 | 0 | 0 | 0 | 0 | 0 | 0 | 0 | 0 | 0 | 0 | 0 | 0 | 0 | 0 | 0 | 0 | 0 | 0 | 0 |  | 0 | 0 | 0 | 0 | 0 | 0 | 0 | 0 |  |  |  |  | 0 | 0 | 0 | 0 | 0 | 0 | 0 | 1 |  | 1 | 1 | 1 | 1 | 1 | 1 | 0 | 0 | 0 | 0 | 0 | 0 | 0 | 0 | 0 | 0 | 0 | 0 | 0 | 0 | 0 | 0 | 0 | 0 | 0 | 0 | 0 | 0 | 0 | 0 | 0
Friday | 4 | 22 | 12 | 2676 | 0 | 0 | 0 | 0 | 0 | 0 | 0 | 0 | 0 | 0 | 0 | 0 | 0 | 0 | 0 | 0 | 0 | 0 | 0 | 0 | 0 |  | 0 | 0 | 0 | 0 | 0 | 0 | 0 | 0 |  |  |  |  | 0 | 0 | 0 | 0 | 0 | 0 | 0 | 1 |  | 1 | 1 | 1 | 1 | 1 | 1 | 0 | 0 | 0 | 0 | 0 | 0 | 0 | 0 | 0 | 0 | 0 | 0 | 0 | 0 | 0 | 0 | 0 | 0 | 0 | 0 | 0 | 0 | 0 | 0 | 0
Friday | 4 | 22 | 13 | 2677 | 0 | 0 | 0 | 0 | 0 | 0 | 0 | 0 | 0 | 0 | 0 | 0 | 0 | 0 | 0 | 0 | 0 | 0 | 0 | 0 | 0 |  | 0 | 0 | 0 | 0 | 0 | 0 | 0 | 0 |  |  |  |  | 0 | 0 | 0 | 0 | 0 | 0 | 0 | 1 |  | 1 | 1 | 1 | 1 | 1 | 1 | 0 | 0 | 0 | 0 | 0 | 0 | 0 | 0 | 0 | 0 | 0 | 0 | 0 | 0 | 0 | 0 | 0 | 0 | 0 | 0 | 0 | 0 | 0 | 0 | 0
Friday | 4 | 22 | 14 | 2678 | 0 | 0 | 0 | 0 | 0 | 0 | 0 | 0 | 0 | 0 | 0 | 0 | 0 | 0 | 0 | 0 | 0 | 0 | 0 | 0 | 0 |  | 0 | 0 | 0 | 0 | 0 | 0 | 0 | 0 |  |  |  |  | 0 | 0 | 0 | 0 | 0 | 0 | 0 | 1 |  | 1 | 1 | 1 | 1 | 1 | 1 | 0 | 0 | 0 | 0 | 0 | 0 | 0 | 0 | 0 | 0 | 0 | 0 | 0 | 0 | 0 | 0 | 0 | 0 | 0 | 0 | 0 | 0 | 0 | 0 | 0
Friday | 4 | 22 | 15 | 2679 | 0 | 0 | 0 | 0 | 0 | 0 | 0 | 0 | 0 | 0 | 0 | 0 | 0 | 0 | 0 | 0 | 0 | 0 | 0 | 0 | 0 |  | 0 | 0 | 0 | 0 | 0 | 0 | 0 | 0 |  |  |  |  | 0 | 0 | 0 | 0 | 0 | 0 | 0 | 1 |  | 1 | 1 | 1 | 1 | 1 | 1 | 0 | 0 | 0 | 0 | 0 | 0 | 0 | 0 | 0 | 0 | 0 | 0 | 0 | 0 | 0 | 0 | 0 | 0 | 0 | 0 | 0 | 0 | 0 | 0 | 0
Friday | 4 | 22 | 16 | 2680 | 0 | 0 | 0 | 0 | 0 | 0 | 0 | 0 | 0 | 0 | 0 | 0 | 0 | 0 | 0 | 0 | 0 | 0 | 0 | 0 | 0 |  | 0 | 0 | 0 | 0 | 0 | 0 | 0 | 0 |  |  |  |  | 0 | 0 | 0 | 0 | 0 | 0 | 0 | 1 |  | 1 | 1 | 1 | 1 | 1 | 1 | 0 | 0 | 0 | 0 | 0 | 0 | 0 | 0 | 0 | 0 | 0 | 0 | 0 | 0 | 0 | 0 | 0 | 0 | 0 | 0 | 0 | 0 | 0 | 0 | 0
Friday | 4 | 22 | 17 | 2681 | 0 | 0 | 0 | 0 | 0 | 0 | 0 | 0 | 0 | 0 | 0 | 0 | 0 | 0 | 0 | 0 | 0 | 0 | 0 | 0 | 0 |  | 0 | 0 | 0 | 0 | 0 | 0 | 0 | 0 |  |  |  |  | 0 | 0 | 0 | 0 | 0 | 0 | 0 | 1 |  | 1 | 1 | 1 | 1 | 1 | 1 | 0 | 0 | 0 | 0 | 0 | 0 | 0 | 0 | 0 | 0 | 0 | 0 | 0 | 0 | 0 | 0 | 0 | 0 | 0 | 0 | 0 | 0 | 0 | 0 | 0
Friday | 4 | 22 | 18 | 2682 | 0 | 0 | 0 | 0 | 0 | 0 | 0 | 0 | 0 | 0 | 0 | 0 | 0 | 0 | 0 | 0 | 0 | 0 | 0 | 0 | 0 |  | 0 | 0 | 0 | 0 | 0 | 0 | 0 | 0 |  |  |  |  | 0 | 0 | 0 | 0 | 0 | 0 | 0 | 1 |  | 1 | 1 | 1 | 1 | 1 | 1 | 0 | 0 | 0 | 0 | 0 | 0 | 0 | 0 | 0 | 0 | 0 | 0 | 0 | 0 | 0 | 0 | 0 | 0 | 0 | 0 | 0 | 0 | 0 | 0 | 0
Friday | 4 | 22 | 19 | 2683 | 0 | 0 | 0 | 0 | 0 | 0 | 0 | 0 | 0 | 0 | 0 | 0 | 0 | 0 | 0 | 0 | 0 | 0 | 0 | 0 | 0 |  | 0 | 0 | 0 | 0 | 0 | 0 | 0 | 0 |  |  |  |  | 0 | 0 | 0 | 0 | 0 | 0 | 0 | 1 |  | 1 | 1 | 1 | 1 | 1 | 1 | 0 | 0 | 0 | 0 | 0 | 0 | 0 | 0 | 0 | 0 | 0 | 0 | 0 | 0 | 0 | 0 | 0 | 0 | 0 | 0 | 0 | 0 | 0 | 0 | 0
Friday | 4 | 22 | 20 | 2684 | 0 | 0 | 0 | 0 | 0 | 0 | 0 | 0 | 0 | 0 | 0 | 0 | 0 | 0 | 0 | 0 | 0 | 0 | 0 | 0 | 0 |  | 0 | 0 | 0 | 0 | 0 | 0 | 0 | 0 |  |  |  |  | 0 | 0 | 0 | 0 | 0 | 0 | 0 | 1 |  | 1 | 1 | 1 | 1 | 1 | 1 | 0 | 0 | 0 | 0 | 0 | 0 | 0 | 0 | 0 | 0 | 0 | 0 | 0 | 0 | 0 | 0 | 0 | 0 | 0 | 0 | 0 | 0 | 0 | 0 | 0
Friday | 4 | 22 | 21 | 2685 | 0 | 0 | 0 | 0 | 0 | 0 | 0 | 0 | 0 | 0 | 0 | 0 | 0 | 0 | 0 | 0 | 0 | 0 | 0 | 0 | 0 |  | 0 | 0 | 0 | 0 | 0 | 0 | 0 | 0 |  |  |  |  | 0 | 0 | 0 | 0 | 0 | 0 | 0 | 1 |  | 1 | 1 | 1 | 1 | 1 | 1 | 0 | 0 | 0 | 0 | 0 | 0 | 0 | 0 | 0 | 0 | 0 | 0 | 0 | 0 | 0 | 0 | 0 | 0 | 0 | 0 | 0 | 0 | 0 | 0 | 0
Friday | 4 | 22 | 22 | 2686 | 0 | 0 | 0 | 0 | 0 | 0 | 0 | 0 | 0 | 0 | 0 | 0 | 0 | 0 | 0 | 0 | 0 | 0 | 0 | 0 | 0 |  | 0 | 0 | 0 | 0 | 0 | 0 | 0 | 0 |  |  |  |  | 0 | 0 | 0 | 0 | 0 | 0 | 0 | 1 |  | 1 | 1 | 1 | 1 | 1 | 1 | 0 | 0 | 0 | 0 | 0 | 0 | 0 | 0 | 0 | 0 | 0 | 0 | 0 | 0 | 0 | 0 | 0 | 0 | 0 | 0 | 0 | 0 | 0 | 0 | 0
Friday | 4 | 22 | 23 | 2687 | 0 | 0 | 0 | 0 | 0 | 0 | 0 | 0 | 0 | 0 | 0 | 0 | 0 | 0 | 0 | 0 | 0 | 0 | 0 | 0 | 0 |  | 0 | 0 | 0 | 0 | 0 | 0 | 0 | 0 |  |  |  |  | 0 | 0 | 0 | 0 | 0 | 0 | 0 | 1 |  | 1 | 1 | 1 | 1 | 1 | 1 | 0 | 0 | 0 | 0 | 0 | 0 | 0 | 0 | 0 | 0 | 0 | 0 | 0 | 0 | 0 | 0 | 0 | 0 | 0 | 0 | 0 | 0 | 0 | 0 | 0
Friday | 4 | 22 | 24 | 2688 | 0 | 0 | 0 | 0 | 0 | 0 | 0 | 0 | 0 | 0 | 0 | 0 | 0 | 0 | 0 | 0 | 0 | 0 | 0 | 0 | 0 |  | 0 | 0 | 0 | 0 | 0 | 0 | 0 | 0 |  |  |  |  | 0 | 0 | 0 | 0 | 0 | 0 | 0 | 1 |  | 1 | 1 | 1 | 1 | 1 | 1 | 0 | 0 | 0 | 0 | 0 | 0 | 0 | 0 | 0 | 0 | 0 | 0 | 0 | 0 | 0 | 0 | 0 | 0 | 0 | 0 | 0 | 0 | 0 | 0 | 0
Saturday | 4 | 23 | 1 | 2689 | 0 | 0 | 0 | 0 | 0 | 0 | 0 | 0 | 0 | 0 | 0 | 0 | 0 | 0 | 0 | 0 | 0 | 0 | 0 | 0 | 0 |  | 0 | 0 | 0 | 0 | 0 | 0 | 0 | 0 |  |  |  |  | 0 | 0 | 0 | 0 | 0 | 0 | 0 | 1 |  | 1 | 1 | 1 | 1 | 1 | 1 | 0 | 0 | 0 | 0 | 0 | 0 | 0 | 0 | 0 | 0 | 0 | 0 | 0 | 0 | 0 | 0 | 0 | 0 | 0 | 0 | 0 | 0 | 0 | 0 | 0
Saturday | 4 | 23 | 2 | 2690 | 0 | 0 | 0 | 0 | 0 | 0 | 0 | 0 | 0 | 0 | 0 | 0 | 0 | 0 | 0 | 0 | 0 | 0 | 0 | 0 | 0 |  | 0 | 0 | 0 | 0 | 0 | 0 | 0 | 0 |  |  |  |  | 0 | 0 | 0 | 0 | 0 | 0 | 0 | 1 |  | 1 | 1 | 1 | 1 | 1 | 1 | 0 | 0 | 0 | 0 | 0 | 0 | 0 | 0 | 0 | 0 | 0 | 0 | 0 | 0 | 0 | 0 | 0 | 0 | 0 | 0 | 0 | 0 | 0 | 0 | 0
Saturday | 4 | 23 | 3 | 2691 | 0 | 0 | 0 | 0 | 0 | 0 | 0 | 0 | 0 | 0 | 0 | 0 | 0 | 0 | 0 | 0 | 0 | 0 | 0 | 0 | 0 |  | 0 | 0 | 0 | 0 | 0 | 0 | 0 | 0 |  |  |  |  | 0 | 0 | 0 | 0 | 0 | 0 | 0 | 1 |  | 1 | 1 | 1 | 1 | 1 | 1 | 0 | 0 | 0 | 0 | 0 | 0 | 0 | 0 | 0 | 0 | 0 | 0 | 0 | 0 | 0 | 0 | 0 | 0 | 0 | 0 | 0 | 0 | 0 | 0 | 0
Saturday | 4 | 23 | 4 | 2692 | 0 | 0 | 0 | 0 | 0 | 0 | 0 | 0 | 0 | 0 | 0 | 0 | 0 | 0 | 0 | 0 | 0 | 0 | 0 | 0 | 0 |  | 0 | 0 | 0 | 0 | 0 | 0 | 0 | 0 |  |  |  |  | 0 | 0 | 0 | 0 | 0 | 0 | 0 | 1 |  | 1 | 1 | 1 | 1 | 1 | 1 | 0 | 0 | 0 | 0 | 0 | 0 | 0 | 0 | 0 | 0 | 0 | 0 | 0 | 0 | 0 | 0 | 0 | 0 | 0 | 0 | 0 | 0 | 0 | 0 | 0
Saturday | 4 | 23 | 5 | 2693 | 0 | 0 | 0 | 0 | 0 | 0 | 0 | 0 | 0 | 0 | 0 | 0 | 0 | 0 | 0 | 0 | 0 | 0 | 0 | 0 | 0 |  | 0 | 0 | 0 | 0 | 0 | 0 | 0 | 0 |  |  |  |  | 0 | 0 | 0 | 0 | 0 | 0 | 0 | 1 |  | 1 | 1 | 1 | 1 | 1 | 1 | 0 | 0 | 0 | 0 | 0 | 0 | 0 | 0 | 0 | 0 | 0 | 0 | 0 | 0 | 0 | 0 | 0 | 0 | 0 | 0 | 0 | 0 | 0 | 0 | 0
Saturday | 4 | 23 | 6 | 2694 | 0 | 0 | 0 | 0 | 0 | 0 | 0 | 0 | 0 | 0 | 0 | 0 | 0 | 0 | 0 | 0 | 0 | 0 | 0 | 0 | 0 |  | 0 | 0 | 0 | 0 | 0 | 0 | 0 | 0 |  |  |  |  | 0 | 0 | 0 | 0 | 0 | 0 | 0 | 1 |  | 1 | 1 | 1 | 1 | 1 | 1 | 0 | 0 | 0 | 0 | 0 | 0 | 0 | 0 | 0 | 0 | 0 | 0 | 0 | 0 | 0 | 0 | 0 | 0 | 0 | 0 | 0 | 0 | 0 | 0 | 0
Saturday | 4 | 23 | 7 | 2695 | 0 | 0 | 0 | 0 | 0 | 0 | 0 | 0 | 0 | 0 | 0 | 0 | 0 | 0 | 0 | 0 | 0 | 0 | 0 | 0 | 0 |  | 0 | 0 | 0 | 0 | 0 | 0 | 0 | 0 |  |  |  |  | 0 | 0 | 0 | 0 | 0 | 0 | 0 | 1 |  | 1 | 1 | 1 | 1 | 1 | 1 | 0 | 0 | 0 | 0 | 0 | 0 | 0 | 0 | 0 | 0 | 0 | 0 | 0 | 0 | 0 | 0 | 0 | 0 | 0 | 0 | 0 | 0 | 0 | 0 | 0
Saturday | 4 | 23 | 8 | 2696 | 0 | 0 | 0 | 0 | 0 | 0 | 0 | 0 | 0 | 0 | 0 | 0 | 0 | 0 | 0 | 0 | 0 | 0 | 0 | 0 | 0 |  | 0 | 0 | 0 | 0 | 0 | 0 | 0 | 0 |  |  |  |  | 0 | 0 | 0 | 0 | 0 | 0 | 0 | 1 |  | 1 | 1 | 1 | 1 | 1 | 1 | 0 | 0 | 0 | 0 | 0 | 0 | 0 | 0 | 0 | 0 | 0 | 0 | 0 | 0 | 0 | 0 | 0 | 0 | 0 | 0 | 0 | 0 | 0 | 0 | 0
Saturday | 4 | 23 | 9 | 2697 | 0 | 0 | 0 | 0 | 0 | 0 | 0 | 0 | 0 | 0 | 0 | 0 | 0 | 0 | 0 | 0 | 0 | 0 | 0 | 0 | 0 |  | 0 | 0 | 0 | 0 | 0 | 0 | 0 | 0 |  |  |  |  | 0 | 0 | 0 | 0 | 0 | 0 | 0 | 1 |  | 1 | 1 | 1 | 1 | 1 | 1 | 0 | 0 | 0 | 0 | 0 | 0 | 0 | 0 | 0 | 0 | 0 | 0 | 0 | 0 | 0 | 0 | 0 | 0 | 0 | 0 | 0 | 0 | 0 | 0 | 0
Saturday | 4 | 23 | 10 | 2698 | 0 | 0 | 0 | 0 | 0 | 0 | 0 | 0 | 0 | 0 | 0 | 0 | 0 | 0 | 0 | 0 | 0 | 0 | 0 | 0 | 0 |  | 0 | 0 | 0 | 0 | 0 | 0 | 0 | 0 |  |  |  |  | 0 | 0 | 0 | 0 | 0 | 0 | 0 | 1 |  | 1 | 1 | 1 | 1 | 1 | 1 | 0 | 0 | 0 | 0 | 0 | 0 | 0 | 0 | 0 | 0 | 0 | 0 | 0 | 0 | 0 | 0 | 0 | 0 | 0 | 0 | 0 | 0 | 0 | 0 | 0
Saturday | 4 | 23 | 11 | 2699 | 0 | 0 | 0 | 0 | 0 | 0 | 0 | 0 | 0 | 0 | 0 | 0 | 0 | 0 | 0 | 0 | 0 | 0 | 0 | 0 | 0 |  | 0 | 0 | 0 | 0 | 0 | 0 | 0 | 0 |  |  |  |  | 0 | 0 | 0 | 0 | 0 | 0 | 0 | 1 |  | 1 | 1 | 1 | 1 | 1 | 1 | 0 | 0 | 0 | 0 | 0 | 0 | 0 | 0 | 0 | 0 | 0 | 0 | 0 | 0 | 0 | 0 | 0 | 0 | 0 | 0 | 0 | 0 | 0 | 0 | 0
Saturday | 4 | 23 | 12 | 2700 | 0 | 0 | 0 | 0 | 0 | 0 | 0 | 0 | 0 | 0 | 0 | 0 | 0 | 0 | 0 | 0 | 0 | 0 | 0 | 0 | 0 |  | 0 | 0 | 0 | 0 | 0 | 0 | 0 | 0 |  |  |  |  | 0 | 0 | 0 | 0 | 0 | 0 | 0 | 1 |  | 1 | 1 | 1 | 1 | 1 | 1 | 0 | 0 | 0 | 0 | 0 | 0 | 0 | 0 | 0 | 0 | 0 | 0 | 0 | 0 | 0 | 0 | 0 | 0 | 0 | 0 | 0 | 0 | 0 | 0 | 0
Saturday | 4 | 23 | 13 | 2701 | 0 | 0 | 0 | 0 | 0 | 0 | 0 | 0 | 0 | 0 | 0 | 0 | 0 | 0 | 0 | 0 | 0 | 0 | 0 | 0 | 0 |  | 0 | 0 | 0 | 0 | 0 | 0 | 0 | 0 |  |  |  |  | 0 | 0 | 0 | 0 | 0 | 0 | 0 | 1 |  | 1 | 1 | 1 | 1 | 1 | 1 | 0 | 0 | 0 | 0 | 0 | 0 | 0 | 0 | 0 | 0 | 0 | 0 | 0 | 0 | 0 | 0 | 0 | 0 | 0 | 0 | 0 | 0 | 0 | 0 | 0
Saturday | 4 | 23 | 14 | 2702 | 0 | 0 | 0 | 0 | 0 | 0 | 0 | 0 | 0 | 0 | 0 | 0 | 0 | 0 | 0 | 0 | 0 | 0 | 0 | 0 | 0 |  | 0 | 0 | 0 | 0 | 0 | 0 | 0 | 0 |  |  |  |  | 0 | 0 | 0 | 0 | 0 | 0 | 0 | 1 |  | 1 | 1 | 1 | 1 | 1 | 1 | 0 | 0 | 0 | 0 | 0 | 0 | 0 | 0 | 0 | 0 | 0 | 0 | 0 | 0 | 0 | 0 | 0 | 0 | 0 | 0 | 0 | 0 | 0 | 0 | 0
Saturday | 4 | 23 | 15 | 2703 | 0 | 0 | 0 | 0 | 0 | 0 | 0 | 0 | 0 | 0 | 0 | 0 | 0 | 0 | 0 | 0 | 0 | 0 | 0 | 0 | 0 |  | 0 | 0 | 0 | 0 | 0 | 0 | 0 | 0 |  |  |  |  | 0 | 0 | 0 | 0 | 0 | 0 | 0 | 1 |  | 1 | 1 | 1 | 1 | 1 | 1 | 0 | 0 | 0 | 0 | 0 | 0 | 0 | 0 | 0 | 0 | 0 | 0 | 0 | 0 | 0 | 0 | 0 | 0 | 0 | 0 | 0 | 0 | 0 | 0 | 0
Saturday | 4 | 23 | 16 | 2704 | 0 | 0 | 0 | 0 | 0 | 0 | 0 | 0 | 0 | 0 | 0 | 0 | 0 | 0 | 0 | 0 | 0 | 0 | 0 | 0 | 0 |  | 0 | 0 | 0 | 0 | 0 | 0 | 0 | 0 |  |  |  |  | 0 | 0 | 0 | 0 | 0 | 0 | 0 | 1 |  | 1 | 1 | 1 | 1 | 1 | 1 | 0 | 0 | 0 | 0 | 0 | 0 | 0 | 0 | 0 | 0 | 0 | 0 | 0 | 0 | 0 | 0 | 0 | 0 | 0 | 0 | 0 | 0 | 0 | 0 | 0
Saturday | 4 | 23 | 17 | 2705 | 0 | 0 | 0 | 0 | 0 | 0 | 0 | 0 | 0 | 0 | 0 | 0 | 0 | 0 | 0 | 0 | 0 | 0 | 0 | 0 | 0 |  | 0 | 0 | 0 | 0 | 0 | 0 | 0 | 0 |  |  |  |  | 0 | 0 | 0 | 0 | 0 | 0 | 0 | 1 |  | 1 | 1 | 1 | 1 | 1 | 1 | 0 | 0 | 0 | 0 | 0 | 0 | 0 | 0 | 0 | 0 | 0 | 0 | 0 | 0 | 0 | 0 | 0 | 0 | 0 | 0 | 0 | 0 | 0 | 0 | 0
Saturday | 4 | 23 | 18 | 2706 | 0 | 0 | 0 | 0 | 0 | 0 | 0 | 0 | 0 | 0 | 0 | 0 | 0 | 0 | 0 | 0 | 0 | 0 | 0 | 0 | 0 |  | 0 | 0 | 0 | 0 | 0 | 0 | 0 | 0 |  |  |  |  | 0 | 0 | 0 | 0 | 0 | 0 | 0 | 1 |  | 1 | 1 | 1 | 1 | 1 | 1 | 0 | 0 | 0 | 0 | 0 | 0 | 0 | 0 | 0 | 0 | 0 | 0 | 0 | 0 | 0 | 0 | 0 | 0 | 0 | 0 | 0 | 0 | 0 | 0 | 0
Saturday | 4 | 23 | 19 | 2707 | 0 | 0 | 0 | 0 | 0 | 0 | 0 | 0 | 0 | 0 | 0 | 0 | 0 | 0 | 0 | 0 | 0 | 0 | 0 | 0 | 0 |  | 0 | 0 | 0 | 0 | 0 | 0 | 0 | 0 |  |  |  |  | 0 | 0 | 0 | 0 | 0 | 0 | 0 | 1 |  | 1 | 1 | 1 | 1 | 1 | 1 | 0 | 0 | 0 | 0 | 0 | 0 | 0 | 0 | 0 | 0 | 0 | 0 | 0 | 0 | 0 | 0 | 0 | 0 | 0 | 0 | 0 | 0 | 0 | 0 | 0
Saturday | 4 | 23 | 20 | 2708 | 0 | 0 | 0 | 0 | 0 | 0 | 0 | 0 | 0 | 0 | 0 | 0 | 0 | 0 | 0 | 0 | 0 | 0 | 0 | 0 | 0 |  | 0 | 0 | 0 | 0 | 0 | 0 | 0 | 0 |  |  |  |  | 0 | 0 | 0 | 0 | 0 | 0 | 0 | 1 |  | 1 | 1 | 1 | 1 | 1 | 1 | 0 | 0 | 0 | 0 | 0 | 0 | 0 | 0 | 0 | 0 | 0 | 0 | 0 | 0 | 0 | 0 | 0 | 0 | 0 | 0 | 0 | 0 | 0 | 0 | 0
Saturday | 4 | 23 | 21 | 2709 | 0 | 0 | 0 | 0 | 0 | 0 | 0 | 0 | 0 | 0 | 0 | 0 | 0 | 0 | 0 | 0 | 0 | 0 | 0 | 0 | 0 |  | 0 | 0 | 0 | 0 | 0 | 0 | 0 | 0 |  |  |  |  | 0 | 0 | 0 | 0 | 0 | 0 | 0 | 1 |  | 1 | 1 | 1 | 1 | 1 | 1 | 0 | 0 | 0 | 0 | 0 | 0 | 0 | 0 | 0 | 0 | 0 | 0 | 0 | 0 | 0 | 0 | 0 | 0 | 0 | 0 | 0 | 0 | 0 | 0 | 0
Saturday | 4 | 23 | 22 | 2710 | 0 | 0 | 0 | 0 | 0 | 0 | 0 | 0 | 0 | 0 | 0 | 0 | 0 | 0 | 0 | 0 | 0 | 0 | 0 | 0 | 0 |  | 0 | 0 | 0 | 0 | 0 | 0 | 0 | 0 |  |  |  |  | 0 | 0 | 0 | 0 | 0 | 0 | 0 | 1 |  | 1 | 1 | 1 | 1 | 1 | 1 | 0 | 0 | 0 | 0 | 0 | 0 | 0 | 0 | 0 | 0 | 0 | 0 | 0 | 0 | 0 | 0 | 0 | 0 | 0 | 0 | 0 | 0 | 0 | 0 | 0
Saturday | 4 | 23 | 23 | 2711 | 0 | 0 | 0 | 0 | 0 | 0 | 0 | 0 | 0 | 0 | 0 | 0 | 0 | 0 | 0 | 0 | 0 | 0 | 0 | 0 | 0 |  | 0 | 0 | 0 | 0 | 0 | 0 | 0 | 0 |  |  |  |  | 0 | 0 | 0 | 0 | 0 | 0 | 0 | 1 |  | 1 | 1 | 1 | 1 | 1 | 1 | 0 | 0 | 0 | 0 | 0 | 0 | 0 | 0 | 0 | 0 | 0 | 0 | 0 | 0 | 0 | 0 | 0 | 0 | 0 | 0 | 0 | 0 | 0 | 0 | 0
Saturday | 4 | 23 | 24 | 2712 | 0 | 0 | 0 | 0 | 0 | 0 | 0 | 0 | 0 | 0 | 0 | 0 | 0 | 0 | 0 | 0 | 0 | 0 | 0 | 0 | 0 |  | 0 | 0 | 0 | 0 | 0 | 0 | 0 | 0 |  |  |  |  | 0 | 0 | 0 | 0 | 0 | 0 | 0 | 1 |  | 1 | 1 | 1 | 1 | 1 | 1 | 0 | 0 | 0 | 0 | 0 | 0 | 0 | 0 | 0 | 0 | 0 | 0 | 0 | 0 | 0 | 0 | 0 | 0 | 0 | 0 | 0 | 0 | 0 | 0 | 0
Sunday | 4 | 24 | 1 | 2713 | 0 | 0 | 0 | 0 | 0 | 0 | 0 | 0 | 0 | 0 | 0 | 0 | 0 | 0 | 0 | 0 | 0 | 0 | 0 | 0 | 0 |  | 0 | 0 | 0 | 0 | 0 | 0 | 0 | 0 |  |  |  |  | 0 | 0 | 0 | 0 | 0 | 0 | 0 | 1 |  | 1 | 1 | 1 | 1 | 1 | 1 | 0 | 0 | 0 | 0 | 0 | 0 | 0 | 0 | 0 | 0 | 0 | 0 | 0 | 0 | 0 | 0 | 0 | 0 | 0 | 0 | 0 | 0 | 0 | 0 | 0
Sunday | 4 | 24 | 2 | 2714 | 0 | 0 | 0 | 0 | 0 | 0 | 0 | 0 | 0 | 0 | 0 | 0 | 0 | 0 | 0 | 0 | 0 | 0 | 0 | 0 | 0 |  | 0 | 0 | 0 | 0 | 0 | 0 | 0 | 0 |  |  |  |  | 0 | 0 | 0 | 0 | 0 | 0 | 0 | 1 |  | 1 | 1 | 1 | 1 | 1 | 1 | 0 | 0 | 0 | 0 | 0 | 0 | 0 | 0 | 0 | 0 | 0 | 0 | 0 | 0 | 0 | 0 | 0 | 0 | 0 | 0 | 0 | 0 | 0 | 0 | 0
Sunday | 4 | 24 | 3 | 2715 | 0 | 0 | 0 | 0 | 0 | 0 | 0 | 0 | 0 | 0 | 0 | 0 | 0 | 0 | 0 | 0 | 0 | 0 | 0 | 0 | 0 |  | 0 | 0 | 0 | 0 | 0 | 0 | 0 | 0 |  |  |  |  | 0 | 0 | 0 | 0 | 0 | 0 | 0 | 1 |  | 1 | 1 | 1 | 1 | 1 | 1 | 0 | 0 | 0 | 0 | 0 | 0 | 0 | 0 | 0 | 0 | 0 | 0 | 0 | 0 | 0 | 0 | 0 | 0 | 0 | 0 | 0 | 0 | 0 | 0 | 0
Sunday | 4 | 24 | 4 | 2716 | 0 | 0 | 0 | 0 | 0 | 0 | 0 | 0 | 0 | 0 | 0 | 0 | 0 | 0 | 0 | 0 | 0 | 0 | 0 | 0 | 0 |  | 0 | 0 | 0 | 0 | 0 | 0 | 0 | 0 |  |  |  |  | 0 | 0 | 0 | 0 | 0 | 0 | 0 | 1 |  | 1 | 1 | 1 | 1 | 1 | 1 | 0 | 0 | 0 | 0 | 0 | 0 | 0 | 0 | 0 | 0 | 0 | 0 | 0 | 0 | 0 | 0 | 0 | 0 | 0 | 0 | 0 | 0 | 0 | 0 | 0
Sunday | 4 | 24 | 5 | 2717 | 0 | 0 | 0 | 0 | 0 | 0 | 0 | 0 | 0 | 0 | 0 | 0 | 0 | 0 | 0 | 0 | 0 | 0 | 0 | 0 | 0 |  | 0 | 0 | 0 | 0 | 0 | 0 | 0 | 0 |  |  |  |  | 0 | 0 | 0 | 0 | 0 | 0 | 0 | 1 |  | 1 | 1 | 1 | 1 | 1 | 1 | 0 | 0 | 0 | 0 | 0 | 0 | 0 | 0 | 0 | 0 | 0 | 0 | 0 | 0 | 0 | 0 | 0 | 0 | 0 | 0 | 0 | 0 | 0 | 0 | 0
Sunday | 4 | 24 | 6 | 2718 | 0 | 0 | 0 | 0 | 0 | 0 | 0 | 0 | 0 | 0 | 0 | 0 | 0 | 0 | 0 | 0 | 0 | 0 | 0 | 0 | 0 |  | 0 | 0 | 0 | 0 | 0 | 0 | 0 | 0 |  |  |  |  | 0 | 0 | 0 | 0 | 0 | 0 | 0 | 1 |  | 1 | 1 | 1 | 1 | 1 | 1 | 0 | 0 | 0 | 0 | 0 | 0 | 0 | 0 | 0 | 0 | 0 | 0 | 0 | 0 | 0 | 0 | 0 | 0 | 0 | 0 | 0 | 0 | 0 | 0 | 0
Sunday | 4 | 24 | 7 | 2719 | 0 | 0 | 0 | 0 | 0 | 0 | 0 | 0 | 0 | 0 | 0 | 0 | 0 | 0 | 0 | 0 | 0 | 0 | 0 | 0 | 0 |  | 0 | 0 | 0 | 0 | 0 | 0 | 0 | 0 |  |  |  |  | 0 | 0 | 0 | 0 | 0 | 0 | 0 | 1 |  | 1 | 1 | 1 | 1 | 1 | 1 | 0 | 0 | 0 | 0 | 0 | 0 | 0 | 0 | 0 | 0 | 0 | 0 | 0 | 0 | 0 | 0 | 0 | 0 | 0 | 0 | 0 | 0 | 0 | 0 | 0
Sunday | 4 | 24 | 8 | 2720 | 0 | 0 | 0 | 0 | 0 | 0 | 0 | 0 | 0 | 0 | 0 | 0 | 0 | 0 | 0 | 0 | 0 | 0 | 0 | 0 | 0 |  | 0 | 0 | 0 | 0 | 0 | 0 | 0 | 0 |  |  |  |  | 0 | 0 | 0 | 0 | 0 | 0 | 0 | 1 |  | 1 | 1 | 1 | 1 | 1 | 1 | 0 | 0 | 0 | 0 | 0 | 0 | 0 | 0 | 0 | 0 | 0 | 0 | 0 | 0 | 0 | 0 | 0 | 0 | 0 | 0 | 0 | 0 | 0 | 0 | 0
Sunday | 4 | 24 | 9 | 2721 | 0 | 0 | 0 | 0 | 0 | 0 | 0 | 0 | 0 | 0 | 0 | 0 | 0 | 0 | 0 | 0 | 0 | 0 | 0 | 0 | 0 |  | 0 | 0 | 0 | 0 | 0 | 0 | 0 | 0 |  |  |  |  | 0 | 0 | 0 | 0 | 0 | 0 | 0 | 1 |  | 1 | 1 | 1 | 1 | 1 | 1 | 0 | 0 | 0 | 0 | 0 | 0 | 0 | 0 | 0 | 0 | 0 | 0 | 0 | 0 | 0 | 0 | 0 | 0 | 0 | 0 | 0 | 0 | 0 | 0 | 0
Sunday | 4 | 24 | 10 | 2722 | 0 | 0 | 0 | 0 | 0 | 0 | 0 | 0 | 0 | 0 | 0 | 0 | 0 | 0 | 0 | 0 | 0 | 0 | 0 | 0 | 0 |  | 0 | 0 | 0 | 0 | 0 | 0 | 0 | 0 |  |  |  |  | 0 | 0 | 0 | 0 | 0 | 0 | 0 | 1 |  | 1 | 1 | 1 | 1 | 1 | 1 | 0 | 0 | 0 | 0 | 0 | 0 | 0 | 0 | 0 | 0 | 0 | 0 | 0 | 0 | 0 | 0 | 0 | 0 | 0 | 0 | 0 | 0 | 0 | 0 | 0
Sunday | 4 | 24 | 11 | 2723 | 0 | 0 | 0 | 0 | 0 | 0 | 0 | 0 | 0 | 0 | 0 | 0 | 0 | 0 | 0 | 0 | 0 | 0 | 0 | 0 | 0 |  | 0 | 0 | 0 | 0 | 0 | 0 | 0 | 0 |  |  |  |  | 0 | 0 | 0 | 0 | 0 | 0 | 0 | 1 |  | 1 | 1 | 1 | 1 | 1 | 1 | 0 | 0 | 0 | 0 | 0 | 0 | 0 | 0 | 0 | 0 | 0 | 0 | 0 | 0 | 0 | 0 | 0 | 0 | 0 | 0 | 0 | 0 | 0 | 0 | 0
Sunday | 4 | 24 | 12 | 2724 | 0 | 0 | 0 | 0 | 0 | 0 | 0 | 0 | 0 | 0 | 0 | 0 | 0 | 0 | 0 | 0 | 0 | 0 | 0 | 0 | 0 |  | 0 | 0 | 0 | 0 | 0 | 0 | 0 | 0 |  |  |  |  | 0 | 0 | 0 | 0 | 0 | 0 | 0 | 1 |  | 1 | 1 | 1 | 1 | 1 | 1 | 0 | 0 | 0 | 0 | 0 | 0 | 0 | 0 | 0 | 0 | 0 | 0 | 0 | 0 | 0 | 0 | 0 | 0 | 0 | 0 | 0 | 0 | 0 | 0 | 0
Sunday | 4 | 24 | 13 | 2725 | 0 | 0 | 0 | 0 | 0 | 0 | 0 | 0 | 0 | 0 | 0 | 0 | 0 | 0 | 0 | 0 | 0 | 0 | 0 | 0 | 0 |  | 0 | 0 | 0 | 0 | 0 | 0 | 0 | 0 |  |  |  |  | 0 | 0 | 0 | 0 | 0 | 0 | 0 | 1 |  | 1 | 1 | 1 | 1 | 1 | 1 | 0 | 0 | 0 | 0 | 0 | 0 | 0 | 0 | 0 | 0 | 0 | 0 | 0 | 0 | 0 | 0 | 0 | 0 | 0 | 0 | 0 | 0 | 0 | 0 | 0
Sunday | 4 | 24 | 14 | 2726 | 0 | 0 | 0 | 0 | 0 | 0 | 0 | 0 | 0 | 0 | 0 | 0 | 0 | 0 | 0 | 0 | 0 | 0 | 0 | 0 | 0 |  | 0 | 0 | 0 | 0 | 0 | 0 | 0 | 0 |  |  |  |  | 0 | 0 | 0 | 0 | 0 | 0 | 0 | 1 |  | 1 | 1 | 1 | 1 | 1 | 1 | 0 | 0 | 0 | 0 | 0 | 0 | 0 | 0 | 0 | 0 | 0 | 0 | 0 | 0 | 0 | 0 | 0 | 0 | 0 | 0 | 0 | 0 | 0 | 0 | 0
Sunday | 4 | 24 | 15 | 2727 | 0 | 0 | 0 | 0 | 0 | 0 | 0 | 0 | 0 | 0 | 0 | 0 | 0 | 0 | 0 | 0 | 0 | 0 | 0 | 0 | 0 |  | 0 | 0 | 0 | 0 | 0 | 0 | 0 | 0 |  |  |  |  | 0 | 0 | 0 | 0 | 0 | 0 | 0 | 1 |  | 1 | 1 | 1 | 1 | 1 | 1 | 0 | 0 | 0 | 0 | 0 | 0 | 0 | 0 | 0 | 0 | 0 | 0 | 0 | 0 | 0 | 0 | 0 | 0 | 0 | 0 | 0 | 0 | 0 | 0 | 0
Sunday | 4 | 24 | 16 | 2728 | 0 | 0 | 0 | 0 | 0 | 0 | 0 | 0 | 0 | 0 | 0 | 0 | 0 | 0 | 0 | 0 | 0 | 0 | 0 | 0 | 0 |  | 0 | 0 | 0 | 0 | 0 | 0 | 0 | 0 |  |  |  |  | 0 | 0 | 0 | 0 | 0 | 0 | 0 | 1 |  | 1 | 1 | 1 | 1 | 1 | 1 | 0 | 0 | 0 | 0 | 0 | 0 | 0 | 0 | 0 | 0 | 0 | 0 | 0 | 0 | 0 | 0 | 0 | 0 | 0 | 0 | 0 | 0 | 0 | 0 | 0
Sunday | 4 | 24 | 17 | 2729 | 0 | 0 | 0 | 0 | 0 | 0 | 0 | 0 | 0 | 0 | 0 | 0 | 0 | 0 | 0 | 0 | 0 | 0 | 0 | 0 | 0 |  | 0 | 0 | 0 | 0 | 0 | 0 | 0 | 0 |  |  |  |  | 0 | 0 | 0 | 0 | 0 | 0 | 0 | 1 |  | 1 | 1 | 1 | 1 | 1 | 1 | 0 | 0 | 0 | 0 | 0 | 0 | 0 | 0 | 0 | 0 | 0 | 0 | 0 | 0 | 0 | 0 | 0 | 0 | 0 | 0 | 0 | 0 | 0 | 0 | 0
Sunday | 4 | 24 | 18 | 2730 | 0 | 0 | 0 | 0 | 0 | 0 | 0 | 0 | 0 | 0 | 0 | 0 | 0 | 0 | 0 | 0 | 0 | 0 | 0 | 0 | 0 |  | 0 | 0 | 0 | 0 | 0 | 0 | 0 | 0 |  |  |  |  | 0 | 0 | 0 | 0 | 0 | 0 | 0 | 1 |  | 1 | 1 | 1 | 1 | 1 | 1 | 0 | 0 | 0 | 0 | 0 | 0 | 0 | 0 | 0 | 0 | 0 | 0 | 0 | 0 | 0 | 0 | 0 | 0 | 0 | 0 | 0 | 0 | 0 | 0 | 0
Sunday | 4 | 24 | 19 | 2731 | 0 | 0 | 0 | 0 | 0 | 0 | 0 | 0 | 0 | 0 | 0 | 0 | 0 | 0 | 0 | 0 | 0 | 0 | 0 | 0 | 0 |  | 0 | 0 | 0 | 0 | 0 | 0 | 0 | 0 |  |  |  |  | 0 | 0 | 0 | 0 | 0 | 0 | 0 | 1 |  | 1 | 1 | 1 | 1 | 1 | 1 | 0 | 0 | 0 | 0 | 0 | 0 | 0 | 0 | 0 | 0 | 0 | 0 | 0 | 0 | 0 | 0 | 0 | 0 | 0 | 0 | 0 | 0 | 0 | 0 | 0
Sunday | 4 | 24 | 20 | 2732 | 0 | 0 | 0 | 0 | 0 | 0 | 0 | 0 | 0 | 0 | 0 | 0 | 0 | 0 | 0 | 0 | 0 | 0 | 0 | 0 | 0 |  | 0 | 0 | 0 | 0 | 0 | 0 | 0 | 0 |  |  |  |  | 0 | 0 | 0 | 0 | 0 | 0 | 0 | 1 |  | 1 | 1 | 1 | 1 | 1 | 1 | 0 | 0 | 0 | 0 | 0 | 0 | 0 | 0 | 0 | 0 | 0 | 0 | 0 | 0 | 0 | 0 | 0 | 0 | 0 | 0 | 0 | 0 | 0 | 0 | 0
Sunday | 4 | 24 | 21 | 2733 | 0 | 0 | 0 | 0 | 0 | 0 | 0 | 0 | 0 | 0 | 0 | 0 | 0 | 0 | 0 | 0 | 0 | 0 | 0 | 0 | 0 |  | 0 | 0 | 0 | 0 | 0 | 0 | 0 | 0 |  |  |  |  | 0 | 0 | 0 | 0 | 0 | 0 | 0 | 1 |  | 1 | 1 | 1 | 1 | 1 | 1 | 0 | 0 | 0 | 0 | 0 | 0 | 0 | 0 | 0 | 0 | 0 | 0 | 0 | 0 | 0 | 0 | 0 | 0 | 0 | 0 | 0 | 0 | 0 | 0 | 0
Sunday | 4 | 24 | 22 | 2734 | 0 | 0 | 0 | 0 | 0 | 0 | 0 | 0 | 0 | 0 | 0 | 0 | 0 | 0 | 0 | 0 | 0 | 0 | 0 | 0 | 0 |  | 0 | 0 | 0 | 0 | 0 | 0 | 0 | 0 |  |  |  |  | 0 | 0 | 0 | 0 | 0 | 0 | 0 | 1 |  | 1 | 1 | 1 | 1 | 1 | 1 | 0 | 0 | 0 | 0 | 0 | 0 | 0 | 0 | 0 | 0 | 0 | 0 | 0 | 0 | 0 | 0 | 0 | 0 | 0 | 0 | 0 | 0 | 0 | 0 | 0
Sunday | 4 | 24 | 23 | 2735 | 0 | 0 | 0 | 0 | 0 | 0 | 0 | 0 | 0 | 0 | 0 | 0 | 0 | 0 | 0 | 0 | 0 | 0 | 0 | 0 | 0 |  | 0 | 0 | 0 | 0 | 0 | 0 | 0 | 0 |  |  |  |  | 0 | 0 | 0 | 0 | 0 | 0 | 0 | 1 |  | 1 | 1 | 1 | 1 | 1 | 1 | 0 | 0 | 0 | 0 | 0 | 0 | 0 | 0 | 0 | 0 | 0 | 0 | 0 | 0 | 0 | 0 | 0 | 0 | 0 | 0 | 0 | 0 | 0 | 0 | 0
Sunday | 4 | 24 | 24 | 2736 | 0 | 0 | 0 | 0 | 0 | 0 | 0 | 0 | 0 | 0 | 0 | 0 | 0 | 0 | 0 | 0 | 0 | 0 | 0 | 0 | 0 |  | 0 | 0 | 0 | 0 | 0 | 0 | 0 | 0 |  |  |  |  | 0 | 0 | 0 | 0 | 0 | 0 | 0 | 1 |  | 1 | 1 | 1 | 1 | 1 | 1 | 0 | 0 | 0 | 0 | 0 | 0 | 0 | 0 | 0 | 0 | 0 | 0 | 0 | 0 | 0 | 0 | 0 | 0 | 0 | 0 | 0 | 0 | 0 | 0 | 0
Monday | 4 | 25 | 1 | 2737 | 0 | 0 | 0 | 0 | 0 | 0 | 0 | 0 | 0 | 0 | 0 | 0 | 0 | 0 | 0 | 0 | 0 | 0 | 0 | 0 | 0 |  | 0 | 0 | 0 | 0 | 0 | 0 | 0 | 0 |  |  |  |  | 0 | 0 | 0 | 0 | 0 | 0 | 0 | 1 |  | 1 | 1 | 1 | 1 | 1 | 1 | 0 | 0 | 0 | 0 | 0 | 0 | 0 | 0 | 0 | 0 | 0 | 0 | 0 | 0 | 0 | 0 | 0 | 0 | 0 | 0 | 0 | 0 | 0 | 0 | 0
Monday | 4 | 25 | 2 | 2738 | 0 | 0 | 0 | 0 | 0 | 0 | 0 | 0 | 0 | 0 | 0 | 0 | 0 | 0 | 0 | 0 | 0 | 0 | 0 | 0 | 0 |  | 0 | 0 | 0 | 0 | 0 | 0 | 0 | 0 |  |  |  |  | 0 | 0 | 0 | 0 | 0 | 0 | 0 | 1 |  | 1 | 1 | 1 | 1 | 1 | 1 | 0 | 0 | 0 | 0 | 0 | 0 | 0 | 0 | 0 | 0 | 0 | 0 | 0 | 0 | 0 | 0 | 0 | 0 | 0 | 0 | 0 | 0 | 0 | 0 | 0
Monday | 4 | 25 | 3 | 2739 | 0 | 0 | 0 | 0 | 0 | 0 | 0 | 0 | 0 | 0 | 0 | 0 | 0 | 0 | 0 | 0 | 0 | 0 | 0 | 0 | 0 |  | 0 | 0 | 0 | 0 | 0 | 0 | 0 | 0 |  |  |  |  | 0 | 0 | 0 | 0 | 0 | 0 | 0 | 1 |  | 1 | 1 | 1 | 1 | 1 | 1 | 0 | 0 | 0 | 0 | 0 | 0 | 0 | 0 | 0 | 0 | 0 | 0 | 0 | 0 | 0 | 0 | 0 | 0 | 0 | 0 | 0 | 0 | 0 | 0 | 0
Monday | 4 | 25 | 4 | 2740 | 0 | 0 | 0 | 0 | 0 | 0 | 0 | 0 | 0 | 0 | 0 | 0 | 0 | 0 | 0 | 0 | 0 | 0 | 0 | 0 | 0 |  | 0 | 0 | 0 | 0 | 0 | 0 | 0 | 0 |  |  |  |  | 0 | 0 | 0 | 0 | 0 | 0 | 0 | 1 |  | 1 | 1 | 1 | 1 | 1 | 1 | 0 | 0 | 0 | 0 | 0 | 0 | 0 | 0 | 0 | 0 | 0 | 0 | 0 | 0 | 0 | 0 | 0 | 0 | 0 | 0 | 0 | 0 | 0 | 0 | 0
Monday | 4 | 25 | 5 | 2741 | 0 | 0 | 0 | 0 | 0 | 0 | 0 | 0 | 0 | 0 | 0 | 0 | 0 | 0 | 0 | 0 | 0 | 0 | 0 | 0 | 0 |  | 0 | 0 | 0 | 0 | 0 | 0 | 0 | 0 |  |  |  |  | 0 | 0 | 0 | 0 | 0 | 0 | 0 | 1 |  | 1 | 1 | 1 | 1 | 1 | 1 | 0 | 0 | 0 | 0 | 0 | 0 | 0 | 0 | 0 | 0 | 0 | 0 | 0 | 0 | 0 | 0 | 0 | 0 | 0 | 0 | 0 | 0 | 0 | 0 | 0
Monday | 4 | 25 | 6 | 2742 | 0 | 0 | 0 | 0 | 0 | 0 | 0 | 0 | 0 | 0 | 0 | 0 | 0 | 0 | 0 | 0 | 0 | 0 | 0 | 0 | 0 |  | 0 | 0 | 0 | 0 | 0 | 0 | 0 | 0 |  |  |  |  | 0 | 0 | 0 | 0 | 0 | 0 | 0 | 1 |  | 1 | 1 | 1 | 1 | 1 | 1 | 0 | 0 | 0 | 0 | 0 | 0 | 0 | 0 | 0 | 0 | 0 | 0 | 0 | 0 | 0 | 0 | 0 | 0 | 0 | 0 | 0 | 0 | 0 | 0 | 0
Monday | 4 | 25 | 7 | 2743 | 0 | 0 | 0 | 0 | 0 | 0 | 0 | 0 | 0 | 0 | 0 | 0 | 0 | 0 | 0 | 0 | 0 | 0 | 0 | 0 | 0 |  | 0 | 0 | 0 | 0 | 0 | 0 | 0 | 0 |  |  |  |  | 0 | 0 | 0 | 0 | 0 | 0 | 0 | 1 |  | 1 | 1 | 1 | 1 | 1 | 1 | 0 | 0 | 0 | 0 | 0 | 0 | 0 | 0 | 0 | 0 | 0 | 0 | 0 | 0 | 0 | 0 | 0 | 0 | 0 | 0 | 0 | 0 | 0 | 0 | 0
Monday | 4 | 25 | 8 | 2744 | 0 | 0 | 0 | 0 | 0 | 0 | 0 | 0 | 0 | 0 | 0 | 0 | 0 | 0 | 0 | 0 | 0 | 0 | 0 | 0 | 0 |  | 0 | 0 | 0 | 0 | 0 | 0 | 0 | 0 |  |  |  |  | 0 | 0 | 0 | 0 | 0 | 0 | 1 | 0 |  | 1 | 1 | 1 | 1 | #VALUE! | #VALUE! | 0 | 0 | 0 | 0 | 0 | 0 | 0 | 0 | 0 | 0 | 0 | 0 | 0 | 0 | 0 | 0 | 0 | 0 | 0 | 0 | 0 | 0 | 0 | 0 | 0
Monday | 4 | 25 | 9 | 2745 | 0 | 0 | 0 | 0 | 0 | 0 | 0 | 0 | 0 | 0 | 0 | 0 | 0 | 0 | 0 | 0 | 0 | 0 | 0 | 0 | 0 |  | 0 | 0 | 0 | 0 | 0 | 0 | 0 | 0 |  |  |  |  | 0 | 0 | 0 | 0 | 0 | 0 | 1 | 0 |  | 1 | 1 | 1 | 1 | #VALUE! | #VALUE! | 0 | 0 | 0 | 0 | 0 | 0 | 0 | 0 | 0 | 0 | 0 | 0 | 0 | 0 | 0 | 0 | 0 | 0 | 0 | 0 | 0 | 0 | 0 | 0 | 0
Monday | 4 | 25 | 10 | 2746 | 0 | 0 | 0 | 0 | 0 | 0 | 0 | 0 | 0 | 0 | 0 | 0 | 0 | 0 | 0 | 0 | 0 | 0 | 0 | 0 | 0 |  | 0 | 0 | 0 | 0 | 0 | 0 | 0 | 0 |  |  |  |  | 0 | 0 | 0 | 0 | 0 | 0 | 1 | 0 |  | 1 | 1 | 1 | 1 | #VALUE! | #VALUE! | 0 | 0 | 0 | 0 | 0 | 0 | 0 | 0 | 0 | 0 | 0 | 0 | 0 | 0 | 0 | 0 | 0 | 0 | 0 | 0 | 0 | 0 | 0 | 0 | 0
Monday | 4 | 25 | 11 | 2747 | 0 | 0 | 0 | 0 | 0 | 0 | 0 | 0 | 0 | 0 | 0 | 0 | 0 | 0 | 0 | 0 | 0 | 0 | 0 | 0 | 0 |  | 0 | 0 | 0 | 0 | 0 | 0 | 0 | 0 |  |  |  |  | 0 | 0 | 0 | 0 | 0 | 0 | 1 | 0 |  | 1 | 1 | 1 | 1 | #VALUE! | #VALUE! | 0 | 0 | 0 | 0 | 0 | 0 | 0 | 0 | 0 | 0 | 0 | 0 | 0 | 0 | 0 | 0 | 0 | 0 | 0 | 0 | 0 | 0 | 0 | 0 | 0
Monday | 4 | 25 | 12 | 2748 | 0 | 0 | 0 | 0 | 0 | 0 | 0 | 0 | 0 | 0 | 0 | 0 | 0 | 0 | 0 | 0 | 0 | 0 | 0 | 0 | 0 |  | 0 | 0 | 0 | 0 | 0 | 0 | 0 | 0 |  |  |  |  | 0 | 0 | 0 | 0 | 0 | 0 | 1 | 0 |  | 1 | 1 | 1 | 1 | #VALUE! | #VALUE! | 0 | 0 | 0 | 0 | 0 | 0 | 0 | 0 | 0 | 0 | 0 | 0 | 0 | 0 | 0 | 0 | 0 | 0 | 0 | 0 | 0 | 0 | 0 | 0 | 0
Monday | 4 | 25 | 13 | 2749 | 0 | 0 | 0 | 0 | 0 | 0 | 0 | 0 | 0 | 0 | 0 | 0 | 0 | 0 | 0 | 0 | 0 | 0 | 0 | 0 | 0 |  | 0 | 0 | 0 | 0 | 0 | 0 | 0 | 0 |  |  |  |  | 0 | 0 | 0 | 0 | 0 | 0 | 1 | 0 |  | 1 | 1 | 1 | 1 | #VALUE! | #VALUE! | 0 | 0 | 0 | 0 | 0 | 0 | 0 | 0 | 0 | 0 | 0 | 0 | 0 | 0 | 0 | 0 | 0 | 0 | 0 | 0 | 0 | 0 | 0 | 0 | 0
Monday | 4 | 25 | 14 | 2750 | 0 | 0 | 0 | 0 | 0 | 0 | 0 | 0 | 0 | 0 | 0 | 0 | 0 | 0 | 0 | 0 | 0 | 0 | 0 | 0 | 0 |  | 0 | 0 | 0 | 0 | 0 | 0 | 0 | 0 |  |  |  |  | 0 | 0 | 0 | 0 | 0 | 0 | 1 | 0 |  | 1 | 1 | 1 | 1 | #VALUE! | #VALUE! | 0 | 0 | 0 | 0 | 0 | 0 | 0 | 0 | 0 | 0 | 0 | 0 | 0 | 0 | 0 | 0 | 0 | 0 | 0 | 0 | 0 | 0 | 0 | 0 | 0
Monday | 4 | 25 | 15 | 2751 | 0 | 0 | 0 | 0 | 0 | 0 | 0 | 0 | 0 | 0 | 0 | 0 | 0 | 0 | 0 | 0 | 0 | 0 | 0 | 0 | 0 |  | 0 | 0 | 0 | 0 | 0 | 0 | 0 | 0 |  |  |  |  | 0 | 0 | 0 | 0 | 0 | 0 | 1 | 0 |  | 1 | 1 | 1 | 1 | #VALUE! | #VALUE! | 0 | 0 | 0 | 0 | 0 | 0 | 0 | 0 | 0 | 0 | 0 | 0 | 0 | 0 | 0 | 0 | 0 | 0 | 0 | 0 | 0 | 0 | 0 | 0 | 0
Monday | 4 | 25 | 16 | 2752 | 0 | 0 | 0 | 0 | 0 | 0 | 0 | 0 | 0 | 0 | 0 | 0 | 0 | 0 | 0 | 0 | 0 | 0 | 0 | 0 | 0 |  | 0 | 0 | 0 | 0 | 0 | 0 | 0 | 0 |  |  |  |  | 0 | 0 | 0 | 0 | 0 | 0 | 1 | 0 |  | 1 | 1 | 1 | 1 | #VALUE! | #VALUE! | 0 | 0 | 0 | 0 | 0 | 0 | 0 | 0 | 0 | 0 | 0 | 0 | 0 | 0 | 0 | 0 | 0 | 0 | 0 | 0 | 0 | 0 | 0 | 0 | 0
Monday | 4 | 25 | 17 | 2753 | 0 | 0 | 0 | 0 | 0 | 0 | 0 | 0 | 0 | 0 | 0 | 0 | 0 | 0 | 0 | 0 | 0 | 0 | 0 | 0 | 0 |  | 0 | 0 | 0 | 0 | 0 | 0 | 0 | 0 |  |  |  |  | 0 | 0 | 0 | 0 | 0 | 0 | 1 | 0 |  | 1 | 1 | 1 | 1 | #VALUE! | #VALUE! | 0 | 0 | 0 | 0 | 0 | 0 | 0 | 0 | 0 | 0 | 0 | 0 | 0 | 0 | 0 | 0 | 0 | 0 | 0 | 0 | 0 | 0 | 0 | 0 | 0
Monday | 4 | 25 | 18 | 2754 | 0 | 0 | 0 | 0 | 0 | 0 | 0 | 0 | 0 | 0 | 0 | 0 | 0 | 0 | 0 | 0 | 0 | 0 | 0 | 0 | 0 |  | 0 | 0 | 0 | 0 | 0 | 0 | 0 | 0 |  |  |  |  | 0 | 0 | 0 | 0 | 0 | 0 | 1 | 0 |  | 1 | 1 | 1 | 1 | #VALUE! | #VALUE! | 0 | 0 | 0 | 0 | 0 | 0 | 0 | 0 | 0 | 0 | 0 | 0 | 0 | 0 | 0 | 0 | 0 | 0 | 0 | 0 | 0 | 0 | 0 | 0 | 0
Monday | 4 | 25 | 19 | 2755 | 0 | 0 | 0 | 0 | 0 | 0 | 0 | 0 | 0 | 0 | 0 | 0 | 0 | 0 | 0 | 0 | 0 | 0 | 0 | 0 | 0 |  | 0 | 0 | 0 | 0 | 0 | 0 | 0 | 0 |  |  |  |  | 0 | 0 | 0 | 0 | 0 | 0 | 1 | 0 |  | 1 | 1 | 1 | 1 | #VALUE! | #VALUE! | 0 | 0 | 0 | 0 | 0 | 0 | 0 | 0 | 0 | 0 | 0 | 0 | 0 | 0 | 0 | 0 | 0 | 0 | 0 | 0 | 0 | 0 | 0 | 0 | 0
Monday | 4 | 25 | 20 | 2756 | 0 | 0 | 0 | 0 | 0 | 0 | 0 | 0 | 0 | 0 | 0 | 0 | 0 | 0 | 0 | 0 | 0 | 0 | 0 | 0 | 0 |  | 0 | 0 | 0 | 0 | 0 | 0 | 0 | 0 |  |  |  |  | 0 | 0 | 0 | 0 | 0 | 0 | 1 | 0 |  | 1 | 1 | 1 | 1 | #VALUE! | #VALUE! | 0 | 0 | 0 | 0 | 0 | 0 | 0 | 0 | 0 | 0 | 0 | 0 | 0 | 0 | 0 | 0 | 0 | 0 | 0 | 0 | 0 | 0 | 0 | 0 | 0
Monday | 4 | 25 | 21 | 2757 | 0 | 0 | 0 | 0 | 0 | 0 | 0 | 0 | 0 | 0 | 0 | 0 | 0 | 0 | 0 | 0 | 0 | 0 | 0 | 0 | 0 |  | 0 | 0 | 0 | 0 | 0 | 0 | 0 | 0 |  |  |  |  | 0 | 0 | 0 | 0 | 0 | 0 | 1 | 0 |  | 1 | 1 | 1 | 1 | #VALUE! | #VALUE! | 0 | 0 | 0 | 0 | 0 | 0 | 0 | 0 | 0 | 0 | 0 | 0 | 0 | 0 | 0 | 0 | 0 | 0 | 0 | 0 | 0 | 0 | 0 | 0 | 0
Monday | 4 | 25 | 22 | 2758 | 0 | 0 | 0 | 0 | 0 | 0 | 0 | 0 | 0 | 0 | 0 | 0 | 0 | 0 | 0 | 0 | 0 | 0 | 0 | 0 | 0 |  | 0 | 0 | 0 | 0 | 0 | 0 | 0 | 0 |  |  |  |  | 0 | 0 | 0 | 0 | 0 | 0 | 1 | 0 |  | 1 | 1 | 1 | 1 | #VALUE! | #VALUE! | 0 | 0 | 0 | 0 | 0 | 0 | 0 | 0 | 0 | 0 | 0 | 0 | 0 | 0 | 0 | 0 | 0 | 0 | 0 | 0 | 0 | 0 | 0 | 0 | 0
Monday | 4 | 25 | 23 | 2759 | 0 | 0 | 0 | 0 | 0 | 0 | 0 | 0 | 0 | 0 | 0 | 0 | 0 | 0 | 0 | 0 | 0 | 0 | 0 | 0 | 0 |  | 0 | 0 | 0 | 0 | 0 | 0 | 0 | 0 |  |  |  |  | 0 | 0 | 0 | 0 | 0 | 0 | 0 | 1 |  | 1 | 1 | 1 | 1 | 1 | 1 | 0 | 0 | 0 | 0 | 0 | 0 | 0 | 0 | 0 | 0 | 0 | 0 | 0 | 0 | 0 | 0 | 0 | 0 | 0 | 0 | 0 | 0 | 0 | 0 | 0
Monday | 4 | 25 | 24 | 2760 | 0 | 0 | 0 | 0 | 0 | 0 | 0 | 0 | 0 | 0 | 0 | 0 | 0 | 0 | 0 | 0 | 0 | 0 | 0 | 0 | 0 |  | 0 | 0 | 0 | 0 | 0 | 0 | 0 | 0 |  |  |  |  | 0 | 0 | 0 | 0 | 0 | 0 | 0 | 1 |  | 1 | 1 | 1 | 1 | 1 | 1 | 0 | 0 | 0 | 0 | 0 | 0 | 0 | 0 | 0 | 0 | 0 | 0 | 0 | 0 | 0 | 0 | 0 | 0 | 0 | 0 | 0 | 0 | 0 | 0 | 0
Tuesday | 4 | 26 | 1 | 2761 | 0 | 0 | 0 | 0 | 0 | 0 | 0 | 0 | 0 | 0 | 0 | 0 | 0 | 0 | 0 | 0 | 0 | 0 | 0 | 0 | 0 |  | 0 | 0 | 0 | 0 | 0 | 0 | 0 | 0 |  |  |  |  | 0 | 0 | 0 | 0 | 0 | 0 | 0 | 1 |  | 1 | 1 | 1 | 1 | 1 | 1 | 0 | 0 | 0 | 0 | 0 | 0 | 0 | 0 | 0 | 0 | 0 | 0 | 0 | 0 | 0 | 0 | 0 | 0 | 0 | 0 | 0 | 0 | 0 | 0 | 0
Tuesday | 4 | 26 | 2 | 2762 | 0 | 0 | 0 | 0 | 0 | 0 | 0 | 0 | 0 | 0 | 0 | 0 | 0 | 0 | 0 | 0 | 0 | 0 | 0 | 0 | 0 |  | 0 | 0 | 0 | 0 | 0 | 0 | 0 | 0 |  |  |  |  | 0 | 0 | 0 | 0 | 0 | 0 | 0 | 1 |  | 1 | 1 | 1 | 1 | 1 | 1 | 0 | 0 | 0 | 0 | 0 | 0 | 0 | 0 | 0 | 0 | 0 | 0 | 0 | 0 | 0 | 0 | 0 | 0 | 0 | 0 | 0 | 0 | 0 | 0 | 0
Tuesday | 4 | 26 | 3 | 2763 | 0 | 0 | 0 | 0 | 0 | 0 | 0 | 0 | 0 | 0 | 0 | 0 | 0 | 0 | 0 | 0 | 0 | 0 | 0 | 0 | 0 |  | 0 | 0 | 0 | 0 | 0 | 0 | 0 | 0 |  |  |  |  | 0 | 0 | 0 | 0 | 0 | 0 | 0 | 1 |  | 1 | 1 | 1 | 1 | 1 | 1 | 0 | 0 | 0 | 0 | 0 | 0 | 0 | 0 | 0 | 0 | 0 | 0 | 0 | 0 | 0 | 0 | 0 | 0 | 0 | 0 | 0 | 0 | 0 | 0 | 0
Tuesday | 4 | 26 | 4 | 2764 | 0 | 0 | 0 | 0 | 0 | 0 | 0 | 0 | 0 | 0 | 0 | 0 | 0 | 0 | 0 | 0 | 0 | 0 | 0 | 0 | 0 |  | 0 | 0 | 0 | 0 | 0 | 0 | 0 | 0 |  |  |  |  | 0 | 0 | 0 | 0 | 0 | 0 | 0 | 1 |  | 1 | 1 | 1 | 1 | 1 | 1 | 0 | 0 | 0 | 0 | 0 | 0 | 0 | 0 | 0 | 0 | 0 | 0 | 0 | 0 | 0 | 0 | 0 | 0 | 0 | 0 | 0 | 0 | 0 | 0 | 0
Tuesday | 4 | 26 | 5 | 2765 | 0 | 0 | 0 | 0 | 0 | 0 | 0 | 0 | 0 | 0 | 0 | 0 | 0 | 0 | 0 | 0 | 0 | 0 | 0 | 0 | 0 |  | 0 | 0 | 0 | 0 | 0 | 0 | 0 | 0 |  |  |  |  | 0 | 0 | 0 | 0 | 0 | 0 | 0 | 1 |  | 1 | 1 | 1 | 1 | 1 | 1 | 0 | 0 | 0 | 0 | 0 | 0 | 0 | 0 | 0 | 0 | 0 | 0 | 0 | 0 | 0 | 0 | 0 | 0 | 0 | 0 | 0 | 0 | 0 | 0 | 0
Tuesday | 4 | 26 | 6 | 2766 | 0 | 0 | 0 | 0 | 0 | 0 | 0 | 0 | 0 | 0 | 0 | 0 | 0 | 0 | 0 | 0 | 0 | 0 | 0 | 0 | 0 |  | 0 | 0 | 0 | 0 | 0 | 0 | 0 | 0 |  |  |  |  | 0 | 0 | 0 | 0 | 0 | 0 | 0 | 1 |  | 1 | 1 | 1 | 1 | 1 | 1 | 0 | 0 | 0 | 0 | 0 | 0 | 0 | 0 | 0 | 0 | 0 | 0 | 0 | 0 | 0 | 0 | 0 | 0 | 0 | 0 | 0 | 0 | 0 | 0 | 0
Tuesday | 4 | 26 | 7 | 2767 | 0 | 0 | 0 | 0 | 0 | 0 | 0 | 0 | 0 | 0 | 0 | 0 | 0 | 0 | 0 | 0 | 0 | 0 | 0 | 0 | 0 |  | 0 | 0 | 0 | 0 | 0 | 0 | 0 | 0 |  |  |  |  | 0 | 0 | 0 | 0 | 0 | 0 | 0 | 1 |  | 1 | 1 | 1 | 1 | 1 | 1 | 0 | 0 | 0 | 0 | 0 | 0 | 0 | 0 | 0 | 0 | 0 | 0 | 0 | 0 | 0 | 0 | 0 | 0 | 0 | 0 | 0 | 0 | 0 | 0 | 0
Tuesday | 4 | 26 | 8 | 2768 | 0 | 0 | 0 | 0 | 0 | 0 | 0 | 0 | 0 | 0 | 0 | 0 | 0 | 0 | 0 | 0 | 0 | 0 | 0 | 0 | 0 |  | 0 | 0 | 0 | 0 | 0 | 0 | 0 | 0 |  |  |  |  | 0 | 0 | 0 | 0 | 0 | 0 | 1 | 0 |  | 1 | 1 | 1 | 1 | #VALUE! | #VALUE! | 0 | 0 | 0 | 0 | 0 | 0 | 0 | 0 | 0 | 0 | 0 | 0 | 0 | 0 | 0 | 0 | 0 | 0 | 0 | 0 | 0 | 0 | 0 | 0 | 0
Tuesday | 4 | 26 | 9 | 2769 | 0 | 0 | 0 | 0 | 0 | 0 | 0 | 0 | 0 | 0 | 0 | 0 | 0 | 0 | 0 | 0 | 0 | 0 | 0 | 0 | 0 |  | 0 | 0 | 0 | 0 | 0 | 0 | 0 | 0 |  |  |  |  | 0 | 0 | 0 | 0 | 0 | 0 | 1 | 0 |  | 1 | 1 | 1 | 1 | #VALUE! | #VALUE! | 0 | 0 | 0 | 0 | 0 | 0 | 0 | 0 | 0 | 0 | 0 | 0 | 0 | 0 | 0 | 0 | 0 | 0 | 0 | 0 | 0 | 0 | 0 | 0 | 0
Tuesday | 4 | 26 | 10 | 2770 | 0 | 0 | 0 | 0 | 0 | 0 | 0 | 0 | 0 | 0 | 0 | 0 | 0 | 0 | 0 | 0 | 0 | 0 | 0 | 0 | 0 |  | 0 | 0 | 0 | 0 | 0 | 0 | 0 | 0 |  |  |  |  | 0 | 0 | 0 | 0 | 0 | 0 | 1 | 0 |  | 1 | 1 | 1 | 1 | #VALUE! | #VALUE! | 0 | 0 | 0 | 0 | 0 | 0 | 0 | 0 | 0 | 0 | 0 | 0 | 0 | 0 | 0 | 0 | 0 | 0 | 0 | 0 | 0 | 0 | 0 | 0 | 0
Tuesday | 4 | 26 | 11 | 2771 | 0 | 0 | 0 | 0 | 0 | 0 | 0 | 0 | 0 | 0 | 0 | 0 | 0 | 0 | 0 | 0 | 0 | 0 | 0 | 0 | 0 |  | 0 | 0 | 0 | 0 | 0 | 0 | 0 | 0 |  |  |  |  | 0 | 0 | 0 | 0 | 0 | 0 | 1 | 0 |  | 1 | 1 | 1 | 1 | #VALUE! | #VALUE! | 0 | 0 | 0 | 0 | 0 | 0 | 0 | 0 | 0 | 0 | 0 | 0 | 0 | 0 | 0 | 0 | 0 | 0 | 0 | 0 | 0 | 0 | 0 | 0 | 0
Tuesday | 4 | 26 | 12 | 2772 | 0 | 0 | 0 | 0 | 0 | 0 | 0 | 0 | 0 | 0 | 0 | 0 | 0 | 0 | 0 | 0 | 0 | 0 | 0 | 0 | 0 |  | 0 | 0 | 0 | 0 | 0 | 0 | 0 | 0 |  |  |  |  | 0 | 0 | 0 | 0 | 0 | 0 | 1 | 0 |  | 1 | 1 | 1 | 1 | #VALUE! | #VALUE! | 0 | 0 | 0 | 0 | 0 | 0 | 0 | 0 | 0 | 0 | 0 | 0 | 0 | 0 | 0 | 0 | 0 | 0 | 0 | 0 | 0 | 0 | 0 | 0 | 0
Tuesday | 4 | 26 | 13 | 2773 | 0 | 0 | 0 | 0 | 0 | 0 | 0 | 0 | 0 | 0 | 0 | 0 | 0 | 0 | 0 | 0 | 0 | 0 | 0 | 0 | 0 |  | 0 | 0 | 0 | 0 | 0 | 0 | 0 | 0 |  |  |  |  | 0 | 0 | 0 | 0 | 0 | 0 | 1 | 0 |  | 1 | 1 | 1 | 1 | #VALUE! | #VALUE! | 0 | 0 | 0 | 0 | 0 | 0 | 0 | 0 | 0 | 0 | 0 | 0 | 0 | 0 | 0 | 0 | 0 | 0 | 0 | 0 | 0 | 0 | 0 | 0 | 0
Tuesday | 4 | 26 | 14 | 2774 | 0 | 0 | 0 | 0 | 0 | 0 | 0 | 0 | 0 | 0 | 0 | 0 | 0 | 0 | 0 | 0 | 0 | 0 | 0 | 0 | 0 |  | 0 | 0 | 0 | 0 | 0 | 0 | 0 | 0 |  |  |  |  | 0 | 0 | 0 | 0 | 0 | 0 | 1 | 0 |  | 1 | 1 | 1 | 1 | #VALUE! | #VALUE! | 0 | 0 | 0 | 0 | 0 | 0 | 0 | 0 | 0 | 0 | 0 | 0 | 0 | 0 | 0 | 0 | 0 | 0 | 0 | 0 | 0 | 0 | 0 | 0 | 0
Tuesday | 4 | 26 | 15 | 2775 | 0 | 0 | 0 | 0 | 0 | 0 | 0 | 0 | 0 | 0 | 0 | 0 | 0 | 0 | 0 | 0 | 0 | 0 | 0 | 0 | 0 |  | 0 | 0 | 0 | 0 | 0 | 0 | 0 | 0 |  |  |  |  | 0 | 0 | 0 | 0 | 0 | 0 | 1 | 0 |  | 1 | 1 | 1 | 1 | #VALUE! | #VALUE! | 0 | 0 | 0 | 0 | 0 | 0 | 0 | 0 | 0 | 0 | 0 | 0 | 0 | 0 | 0 | 0 | 0 | 0 | 0 | 0 | 0 | 0 | 0 | 0 | 0
Tuesday | 4 | 26 | 16 | 2776 | 0 | 0 | 0 | 0 | 0 | 0 | 0 | 0 | 0 | 0 | 0 | 0 | 0 | 0 | 0 | 0 | 0 | 0 | 0 | 0 | 0 |  | 0 | 0 | 0 | 0 | 0 | 0 | 0 | 0 |  |  |  |  | 0 | 0 | 0 | 0 | 0 | 0 | 1 | 0 |  | 1 | 1 | 1 | 1 | #VALUE! | #VALUE! | 0 | 0 | 0 | 0 | 0 | 0 | 0 | 0 | 0 | 0 | 0 | 0 | 0 | 0 | 0 | 0 | 0 | 0 | 0 | 0 | 0 | 0 | 0 | 0 | 0
Tuesday | 4 | 26 | 17 | 2777 | 0 | 0 | 0 | 0 | 0 | 0 | 0 | 0 | 0 | 0 | 0 | 0 | 0 | 0 | 0 | 0 | 0 | 0 | 0 | 0 | 0 |  | 0 | 0 | 0 | 0 | 0 | 0 | 0 | 0 |  |  |  |  | 0 | 0 | 0 | 0 | 0 | 0 | 1 | 0 |  | 1 | 1 | 1 | 1 | #VALUE! | #VALUE! | 0 | 0 | 0 | 0 | 0 | 0 | 0 | 0 | 0 | 0 | 0 | 0 | 0 | 0 | 0 | 0 | 0 | 0 | 0 | 0 | 0 | 0 | 0 | 0 | 0
Tuesday | 4 | 26 | 18 | 2778 | 0 | 0 | 0 | 0 | 0 | 0 | 0 | 0 | 0 | 0 | 0 | 0 | 0 | 0 | 0 | 0 | 0 | 0 | 0 | 0 | 0 |  | 0 | 0 | 0 | 0 | 0 | 0 | 0 | 0 |  |  |  |  | 0 | 0 | 0 | 0 | 0 | 0 | 1 | 0 |  | 1 | 1 | 1 | 1 | #VALUE! | #VALUE! | 0 | 0 | 0 | 0 | 0 | 0 | 0 | 0 | 0 | 0 | 0 | 0 | 0 | 0 | 0 | 0 | 0 | 0 | 0 | 0 | 0 | 0 | 0 | 0 | 0
Tuesday | 4 | 26 | 19 | 2779 | 0 | 0 | 0 | 0 | 0 | 0 | 0 | 0 | 0 | 0 | 0 | 0 | 0 | 0 | 0 | 0 | 0 | 0 | 0 | 0 | 0 |  | 0 | 0 | 0 | 0 | 0 | 0 | 0 | 0 |  |  |  |  | 0 | 0 | 0 | 0 | 0 | 0 | 1 | 0 |  | 1 | 1 | 1 | 1 | #VALUE! | #VALUE! | 0 | 0 | 0 | 0 | 0 | 0 | 0 | 0 | 0 | 0 | 0 | 0 | 0 | 0 | 0 | 0 | 0 | 0 | 0 | 0 | 0 | 0 | 0 | 0 | 0
Tuesday | 4 | 26 | 20 | 2780 | 0 | 0 | 0 | 0 | 0 | 0 | 0 | 0 | 0 | 0 | 0 | 0 | 0 | 0 | 0 | 0 | 0 | 0 | 0 | 0 | 0 |  | 0 | 0 | 0 | 0 | 0 | 0 | 0 | 0 |  |  |  |  | 0 | 0 | 0 | 0 | 0 | 0 | 1 | 0 |  | 1 | 1 | 1 | 1 | #VALUE! | #VALUE! | 0 | 0 | 0 | 0 | 0 | 0 | 0 | 0 | 0 | 0 | 0 | 0 | 0 | 0 | 0 | 0 | 0 | 0 | 0 | 0 | 0 | 0 | 0 | 0 | 0
Tuesday | 4 | 26 | 21 | 2781 | 0 | 0 | 0 | 0 | 0 | 0 | 0 | 0 | 0 | 0 | 0 | 0 | 0 | 0 | 0 | 0 | 0 | 0 | 0 | 0 | 0 |  | 0 | 0 | 0 | 0 | 0 | 0 | 0 | 0 |  |  |  |  | 0 | 0 | 0 | 0 | 0 | 0 | 1 | 0 |  | 1 | 1 | 1 | 1 | #VALUE! | #VALUE! | 0 | 0 | 0 | 0 | 0 | 0 | 0 | 0 | 0 | 0 | 0 | 0 | 0 | 0 | 0 | 0 | 0 | 0 | 0 | 0 | 0 | 0 | 0 | 0 | 0
Tuesday | 4 | 26 | 22 | 2782 | 0 | 0 | 0 | 0 | 0 | 0 | 0 | 0 | 0 | 0 | 0 | 0 | 0 | 0 | 0 | 0 | 0 | 0 | 0 | 0 | 0 |  | 0 | 0 | 0 | 0 | 0 | 0 | 0 | 0 |  |  |  |  | 0 | 0 | 0 | 0 | 0 | 0 | 1 | 0 |  | 1 | 1 | 1 | 1 | #VALUE! | #VALUE! | 0 | 0 | 0 | 0 | 0 | 0 | 0 | 0 | 0 | 0 | 0 | 0 | 0 | 0 | 0 | 0 | 0 | 0 | 0 | 0 | 0 | 0 | 0 | 0 | 0
Tuesday | 4 | 26 | 23 | 2783 | 0 | 0 | 0 | 0 | 0 | 0 | 0 | 0 | 0 | 0 | 0 | 0 | 0 | 0 | 0 | 0 | 0 | 0 | 0 | 0 | 0 |  | 0 | 0 | 0 | 0 | 0 | 0 | 0 | 0 |  |  |  |  | 0 | 0 | 0 | 0 | 0 | 0 | 0 | 1 |  | 1 | 1 | 1 | 1 | 1 | 1 | 0 | 0 | 0 | 0 | 0 | 0 | 0 | 0 | 0 | 0 | 0 | 0 | 0 | 0 | 0 | 0 | 0 | 0 | 0 | 0 | 0 | 0 | 0 | 0 | 0
Tuesday | 4 | 26 | 24 | 2784 | 0 | 0 | 0 | 0 | 0 | 0 | 0 | 0 | 0 | 0 | 0 | 0 | 0 | 0 | 0 | 0 | 0 | 0 | 0 | 0 | 0 |  | 0 | 0 | 0 | 0 | 0 | 0 | 0 | 0 |  |  |  |  | 0 | 0 | 0 | 0 | 0 | 0 | 0 | 1 |  | 1 | 1 | 1 | 1 | 1 | 1 | 0 | 0 | 0 | 0 | 0 | 0 | 0 | 0 | 0 | 0 | 0 | 0 | 0 | 0 | 0 | 0 | 0 | 0 | 0 | 0 | 0 | 0 | 0 | 0 | 0
Wednesday | 4 | 27 | 1 | 2785 | 0 | 0 | 0 | 0 | 0 | 0 | 0 | 0 | 0 | 0 | 0 | 0 | 0 | 0 | 0 | 0 | 0 | 0 | 0 | 0 | 0 |  | 0 | 0 | 0 | 0 | 0 | 0 | 0 | 0 |  |  |  |  | 0 | 0 | 0 | 0 | 0 | 0 | 0 | 1 |  | 1 | 1 | 1 | 1 | 1 | 1 | 0 | 0 | 0 | 0 | 0 | 0 | 0 | 0 | 0 | 0 | 0 | 0 | 0 | 0 | 0 | 0 | 0 | 0 | 0 | 0 | 0 | 0 | 0 | 0 | 0
Wednesday | 4 | 27 | 2 | 2786 | 0 | 0 | 0 | 0 | 0 | 0 | 0 | 0 | 0 | 0 | 0 | 0 | 0 | 0 | 0 | 0 | 0 | 0 | 0 | 0 | 0 |  | 0 | 0 | 0 | 0 | 0 | 0 | 0 | 0 |  |  |  |  | 0 | 0 | 0 | 0 | 0 | 0 | 0 | 1 |  | 1 | 1 | 1 | 1 | 1 | 1 | 0 | 0 | 0 | 0 | 0 | 0 | 0 | 0 | 0 | 0 | 0 | 0 | 0 | 0 | 0 | 0 | 0 | 0 | 0 | 0 | 0 | 0 | 0 | 0 | 0
Wednesday | 4 | 27 | 3 | 2787 | 0 | 0 | 0 | 0 | 0 | 0 | 0 | 0 | 0 | 0 | 0 | 0 | 0 | 0 | 0 | 0 | 0 | 0 | 0 | 0 | 0 |  | 0 | 0 | 0 | 0 | 0 | 0 | 0 | 0 |  |  |  |  | 0 | 0 | 0 | 0 | 0 | 0 | 0 | 1 |  | 1 | 1 | 1 | 1 | 1 | 1 | 0 | 0 | 0 | 0 | 0 | 0 | 0 | 0 | 0 | 0 | 0 | 0 | 0 | 0 | 0 | 0 | 0 | 0 | 0 | 0 | 0 | 0 | 0 | 0 | 0
Wednesday | 4 | 27 | 4 | 2788 | 0 | 0 | 0 | 0 | 0 | 0 | 0 | 0 | 0 | 0 | 0 | 0 | 0 | 0 | 0 | 0 | 0 | 0 | 0 | 0 | 0 |  | 0 | 0 | 0 | 0 | 0 | 0 | 0 | 0 |  |  |  |  | 0 | 0 | 0 | 0 | 0 | 0 | 0 | 1 |  | 1 | 1 | 1 | 1 | 1 | 1 | 0 | 0 | 0 | 0 | 0 | 0 | 0 | 0 | 0 | 0 | 0 | 0 | 0 | 0 | 0 | 0 | 0 | 0 | 0 | 0 | 0 | 0 | 0 | 0 | 0
Wednesday | 4 | 27 | 5 | 2789 | 0 | 0 | 0 | 0 | 0 | 0 | 0 | 0 | 0 | 0 | 0 | 0 | 0 | 0 | 0 | 0 | 0 | 0 | 0 | 0 | 0 |  | 0 | 0 | 0 | 0 | 0 | 0 | 0 | 0 |  |  |  |  | 0 | 0 | 0 | 0 | 0 | 0 | 0 | 1 |  | 1 | 1 | 1 | 1 | 1 | 1 | 0 | 0 | 0 | 0 | 0 | 0 | 0 | 0 | 0 | 0 | 0 | 0 | 0 | 0 | 0 | 0 | 0 | 0 | 0 | 0 | 0 | 0 | 0 | 0 | 0
Wednesday | 4 | 27 | 6 | 2790 | 0 | 0 | 0 | 0 | 0 | 0 | 0 | 0 | 0 | 0 | 0 | 0 | 0 | 0 | 0 | 0 | 0 | 0 | 0 | 0 | 0 |  | 0 | 0 | 0 | 0 | 0 | 0 | 0 | 0 |  |  |  |  | 0 | 0 | 0 | 0 | 0 | 0 | 0 | 1 |  | 1 | 1 | 1 | 1 | 1 | 1 | 0 | 0 | 0 | 0 | 0 | 0 | 0 | 0 | 0 | 0 | 0 | 0 | 0 | 0 | 0 | 0 | 0 | 0 | 0 | 0 | 0 | 0 | 0 | 0 | 0
Wednesday | 4 | 27 | 7 | 2791 | 0 | 0 | 0 | 0 | 0 | 0 | 0 | 0 | 0 | 0 | 0 | 0 | 0 | 0 | 0 | 0 | 0 | 0 | 0 | 0 | 0 |  | 0 | 0 | 0 | 0 | 0 | 0 | 0 | 0 |  |  |  |  | 0 | 0 | 0 | 0 | 0 | 0 | 0 | 1 |  | 1 | 1 | 1 | 1 | 1 | 1 | 0 | 0 | 0 | 0 | 0 | 0 | 0 | 0 | 0 | 0 | 0 | 0 | 0 | 0 | 0 | 0 | 0 | 0 | 0 | 0 | 0 | 0 | 0 | 0 | 0
Wednesday | 4 | 27 | 8 | 2792 | 0 | 0 | 0 | 0 | 0 | 0 | 0 | 0 | 0 | 0 | 0 | 0 | 0 | 0 | 0 | 0 | 0 | 0 | 0 | 0 | 0 |  | 0 | 0 | 0 | 0 | 0 | 0 | 0 | 0 |  |  |  |  | 0 | 0 | 0 | 0 | 0 | 0 | 1 | 0 |  | 1 | 1 | 1 | 1 | #VALUE! | #VALUE! | 0 | 0 | 0 | 0 | 0 | 0 | 0 | 0 | 0 | 0 | 0 | 0 | 0 | 0 | 0 | 0 | 0 | 0 | 0 | 0 | 0 | 0 | 0 | 0 | 0
Wednesday | 4 | 27 | 9 | 2793 | 0 | 0 | 0 | 0 | 0 | 0 | 0 | 0 | 0 | 0 | 0 | 0 | 0 | 0 | 0 | 0 | 0 | 0 | 0 | 0 | 0 |  | 0 | 0 | 0 | 0 | 0 | 0 | 0 | 0 |  |  |  |  | 0 | 0 | 0 | 0 | 0 | 0 | 1 | 0 |  | 1 | 1 | 1 | 1 | #VALUE! | #VALUE! | 0 | 0 | 0 | 0 | 0 | 0 | 0 | 0 | 0 | 0 | 0 | 0 | 0 | 0 | 0 | 0 | 0 | 0 | 0 | 0 | 0 | 0 | 0 | 0 | 0
Wednesday | 4 | 27 | 10 | 2794 | 0 | 0 | 0 | 0 | 0 | 0 | 0 | 0 | 0 | 0 | 0 | 0 | 0 | 0 | 0 | 0 | 0 | 0 | 0 | 0 | 0 |  | 0 | 0 | 0 | 0 | 0 | 0 | 0 | 0 |  |  |  |  | 0 | 0 | 0 | 0 | 0 | 0 | 1 | 0 |  | 1 | 1 | 1 | 1 | #VALUE! | #VALUE! | 0 | 0 | 0 | 0 | 0 | 0 | 0 | 0 | 0 | 0 | 0 | 0 | 0 | 0 | 0 | 0 | 0 | 0 | 0 | 0 | 0 | 0 | 0 | 0 | 0
Wednesday | 4 | 27 | 11 | 2795 | 0 | 0 | 0 | 0 | 0 | 0 | 0 | 0 | 0 | 0 | 0 | 0 | 0 | 0 | 0 | 0 | 0 | 0 | 0 | 0 | 0 |  | 0 | 0 | 0 | 0 | 0 | 0 | 0 | 0 |  |  |  |  | 0 | 0 | 0 | 0 | 0 | 0 | 1 | 0 |  | 1 | 1 | 1 | 1 | #VALUE! | #VALUE! | 0 | 0 | 0 | 0 | 0 | 0 | 0 | 0 | 0 | 0 | 0 | 0 | 0 | 0 | 0 | 0 | 0 | 0 | 0 | 0 | 0 | 0 | 0 | 0 | 0
Wednesday | 4 | 27 | 12 | 2796 | 0 | 0 | 0 | 0 | 0 | 0 | 0 | 0 | 0 | 0 | 0 | 0 | 0 | 0 | 0 | 0 | 0 | 0 | 0 | 0 | 0 |  | 0 | 0 | 0 | 0 | 0 | 0 | 0 | 0 |  |  |  |  | 0 | 0 | 0 | 0 | 0 | 0 | 1 | 0 |  | 1 | 1 | 1 | 1 | #VALUE! | #VALUE! | 0 | 0 | 0 | 0 | 0 | 0 | 0 | 0 | 0 | 0 | 0 | 0 | 0 | 0 | 0 | 0 | 0 | 0 | 0 | 0 | 0 | 0 | 0 | 0 | 0
Wednesday | 4 | 27 | 13 | 2797 | 0 | 0 | 0 | 0 | 0 | 0 | 0 | 0 | 0 | 0 | 0 | 0 | 0 | 0 | 0 | 0 | 0 | 0 | 0 | 0 | 0 |  | 0 | 0 | 0 | 0 | 0 | 0 | 0 | 0 |  |  |  |  | 0 | 0 | 0 | 0 | 0 | 0 | 1 | 0 |  | 1 | 1 | 1 | 1 | #VALUE! | #VALUE! | 0 | 0 | 0 | 0 | 0 | 0 | 0 | 0 | 0 | 0 | 0 | 0 | 0 | 0 | 0 | 0 | 0 | 0 | 0 | 0 | 0 | 0 | 0 | 0 | 0
Wednesday | 4 | 27 | 14 | 2798 | 0 | 0 | 0 | 0 | 0 | 0 | 0 | 0 | 0 | 0 | 0 | 0 | 0 | 0 | 0 | 0 | 0 | 0 | 0 | 0 | 0 |  | 0 | 0 | 0 | 0 | 0 | 0 | 0 | 0 |  |  |  |  | 0 | 0 | 0 | 0 | 0 | 0 | 1 | 0 |  | 1 | 1 | 1 | 1 | #VALUE! | #VALUE! | 0 | 0 | 0 | 0 | 0 | 0 | 0 | 0 | 0 | 0 | 0 | 0 | 0 | 0 | 0 | 0 | 0 | 0 | 0 | 0 | 0 | 0 | 0 | 0 | 0
Wednesday | 4 | 27 | 15 | 2799 | 0 | 0 | 0 | 0 | 0 | 0 | 0 | 0 | 0 | 0 | 0 | 0 | 0 | 0 | 0 | 0 | 0 | 0 | 0 | 0 | 0 |  | 0 | 0 | 0 | 0 | 0 | 0 | 0 | 0 |  |  |  |  | 0 | 0 | 0 | 0 | 0 | 0 | 1 | 0 |  | 1 | 1 | 1 | 1 | #VALUE! | #VALUE! | 0 | 0 | 0 | 0 | 0 | 0 | 0 | 0 | 0 | 0 | 0 | 0 | 0 | 0 | 0 | 0 | 0 | 0 | 0 | 0 | 0 | 0 | 0 | 0 | 0
Wednesday | 4 | 27 | 16 | 2800 | 0 | 0 | 0 | 0 | 0 | 0 | 0 | 0 | 0 | 0 | 0 | 0 | 0 | 0 | 0 | 0 | 0 | 0 | 0 | 0 | 0 |  | 0 | 0 | 0 | 0 | 0 | 0 | 0 | 0 |  |  |  |  | 0 | 0 | 0 | 0 | 0 | 0 | 1 | 0 |  | 1 | 1 | 1 | 1 | #VALUE! | #VALUE! | 0 | 0 | 0 | 0 | 0 | 0 | 0 | 0 | 0 | 0 | 0 | 0 | 0 | 0 | 0 | 0 | 0 | 0 | 0 | 0 | 0 | 0 | 0 | 0 | 0
Wednesday | 4 | 27 | 17 | 2801 | 0 | 0 | 0 | 0 | 0 | 0 | 0 | 0 | 0 | 0 | 0 | 0 | 0 | 0 | 0 | 0 | 0 | 0 | 0 | 0 | 0 |  | 0 | 0 | 0 | 0 | 0 | 0 | 0 | 0 |  |  |  |  | 0 | 0 | 0 | 0 | 0 | 0 | 1 | 0 |  | 1 | 1 | 1 | 1 | #VALUE! | #VALUE! | 0 | 0 | 0 | 0 | 0 | 0 | 0 | 0 | 0 | 0 | 0 | 0 | 0 | 0 | 0 | 0 | 0 | 0 | 0 | 0 | 0 | 0 | 0 | 0 | 0
Wednesday | 4 | 27 | 18 | 2802 | 0 | 0 | 0 | 0 | 0 | 0 | 0 | 0 | 0 | 0 | 0 | 0 | 0 | 0 | 0 | 0 | 0 | 0 | 0 | 0 | 0 |  | 0 | 0 | 0 | 0 | 0 | 0 | 0 | 0 |  |  |  |  | 0 | 0 | 0 | 0 | 0 | 0 | 1 | 0 |  | 1 | 1 | 1 | 1 | #VALUE! | #VALUE! | 0 | 0 | 0 | 0 | 0 | 0 | 0 | 0 | 0 | 0 | 0 | 0 | 0 | 0 | 0 | 0 | 0 | 0 | 0 | 0 | 0 | 0 | 0 | 0 | 0
Wednesday | 4 | 27 | 19 | 2803 | 0 | 0 | 0 | 0 | 0 | 0 | 0 | 0 | 0 | 0 | 0 | 0 | 0 | 0 | 0 | 0 | 0 | 0 | 0 | 0 | 0 |  | 0 | 0 | 0 | 0 | 0 | 0 | 0 | 0 |  |  |  |  | 0 | 0 | 0 | 0 | 0 | 0 | 1 | 0 |  | 1 | 1 | 1 | 1 | #VALUE! | #VALUE! | 0 | 0 | 0 | 0 | 0 | 0 | 0 | 0 | 0 | 0 | 0 | 0 | 0 | 0 | 0 | 0 | 0 | 0 | 0 | 0 | 0 | 0 | 0 | 0 | 0
Wednesday | 4 | 27 | 20 | 2804 | 0 | 0 | 0 | 0 | 0 | 0 | 0 | 0 | 0 | 0 | 0 | 0 | 0 | 0 | 0 | 0 | 0 | 0 | 0 | 0 | 0 |  | 0 | 0 | 0 | 0 | 0 | 0 | 0 | 0 |  |  |  |  | 0 | 0 | 0 | 0 | 0 | 0 | 1 | 0 |  | 1 | 1 | 1 | 1 | #VALUE! | #VALUE! | 0 | 0 | 0 | 0 | 0 | 0 | 0 | 0 | 0 | 0 | 0 | 0 | 0 | 0 | 0 | 0 | 0 | 0 | 0 | 0 | 0 | 0 | 0 | 0 | 0
Wednesday | 4 | 27 | 21 | 2805 | 0 | 0 | 0 | 0 | 0 | 0 | 0 | 0 | 0 | 0 | 0 | 0 | 0 | 0 | 0 | 0 | 0 | 0 | 0 | 0 | 0 |  | 0 | 0 | 0 | 0 | 0 | 0 | 0 | 0 |  |  |  |  | 0 | 0 | 0 | 0 | 0 | 0 | 1 | 0 |  | 1 | 1 | 1 | 1 | #VALUE! | #VALUE! | 0 | 0 | 0 | 0 | 0 | 0 | 0 | 0 | 0 | 0 | 0 | 0 | 0 | 0 | 0 | 0 | 0 | 0 | 0 | 0 | 0 | 0 | 0 | 0 | 0
Wednesday | 4 | 27 | 22 | 2806 | 0 | 0 | 0 | 0 | 0 | 0 | 0 | 0 | 0 | 0 | 0 | 0 | 0 | 0 | 0 | 0 | 0 | 0 | 0 | 0 | 0 |  | 0 | 0 | 0 | 0 | 0 | 0 | 0 | 0 |  |  |  |  | 0 | 0 | 0 | 0 | 0 | 0 | 1 | 0 |  | 1 | 1 | 1 | 1 | #VALUE! | #VALUE! | 0 | 0 | 0 | 0 | 0 | 0 | 0 | 0 | 0 | 0 | 0 | 0 | 0 | 0 | 0 | 0 | 0 | 0 | 0 | 0 | 0 | 0 | 0 | 0 | 0
Wednesday | 4 | 27 | 23 | 2807 | 0 | 0 | 0 | 0 | 0 | 0 | 0 | 0 | 0 | 0 | 0 | 0 | 0 | 0 | 0 | 0 | 0 | 0 | 0 | 0 | 0 |  | 0 | 0 | 0 | 0 | 0 | 0 | 0 | 0 |  |  |  |  | 0 | 0 | 0 | 0 | 0 | 0 | 0 | 1 |  | 1 | 1 | 1 | 1 | 1 | 1 | 0 | 0 | 0 | 0 | 0 | 0 | 0 | 0 | 0 | 0 | 0 | 0 | 0 | 0 | 0 | 0 | 0 | 0 | 0 | 0 | 0 | 0 | 0 | 0 | 0
Wednesday | 4 | 27 | 24 | 2808 | 0 | 0 | 0 | 0 | 0 | 0 | 0 | 0 | 0 | 0 | 0 | 0 | 0 | 0 | 0 | 0 | 0 | 0 | 0 | 0 | 0 |  | 0 | 0 | 0 | 0 | 0 | 0 | 0 | 0 |  |  |  |  | 0 | 0 | 0 | 0 | 0 | 0 | 0 | 1 |  | 1 | 1 | 1 | 1 | 1 | 1 | 0 | 0 | 0 | 0 | 0 | 0 | 0 | 0 | 0 | 0 | 0 | 0 | 0 | 0 | 0 | 0 | 0 | 0 | 0 | 0 | 0 | 0 | 0 | 0 | 0
Thursday | 4 | 28 | 1 | 2809 | 0 | 0 | 0 | 0 | 0 | 0 | 0 | 0 | 0 | 0 | 0 | 0 | 0 | 0 | 0 | 0 | 0 | 0 | 0 | 0 | 0 |  | 0 | 0 | 0 | 0 | 0 | 0 | 0 | 0 |  |  |  |  | 0 | 0 | 0 | 0 | 0 | 0 | 0 | 1 |  | 1 | 1 | 1 | 1 | 1 | 1 | 0 | 0 | 0 | 0 | 0 | 0 | 0 | 0 | 0 | 0 | 0 | 0 | 0 | 0 | 0 | 0 | 0 | 0 | 0 | 0 | 0 | 0 | 0 | 0 | 0
Thursday | 4 | 28 | 2 | 2810 | 0 | 0 | 0 | 0 | 0 | 0 | 0 | 0 | 0 | 0 | 0 | 0 | 0 | 0 | 0 | 0 | 0 | 0 | 0 | 0 | 0 |  | 0 | 0 | 0 | 0 | 0 | 0 | 0 | 0 |  |  |  |  | 0 | 0 | 0 | 0 | 0 | 0 | 0 | 1 |  | 1 | 1 | 1 | 1 | 1 | 1 | 0 | 0 | 0 | 0 | 0 | 0 | 0 | 0 | 0 | 0 | 0 | 0 | 0 | 0 | 0 | 0 | 0 | 0 | 0 | 0 | 0 | 0 | 0 | 0 | 0
Thursday | 4 | 28 | 3 | 2811 | 0 | 0 | 0 | 0 | 0 | 0 | 0 | 0 | 0 | 0 | 0 | 0 | 0 | 0 | 0 | 0 | 0 | 0 | 0 | 0 | 0 |  | 0 | 0 | 0 | 0 | 0 | 0 | 0 | 0 |  |  |  |  | 0 | 0 | 0 | 0 | 0 | 0 | 0 | 1 |  | 1 | 1 | 1 | 1 | 1 | 1 | 0 | 0 | 0 | 0 | 0 | 0 | 0 | 0 | 0 | 0 | 0 | 0 | 0 | 0 | 0 | 0 | 0 | 0 | 0 | 0 | 0 | 0 | 0 | 0 | 0
Thursday | 4 | 28 | 4 | 2812 | 0 | 0 | 0 | 0 | 0 | 0 | 0 | 0 | 0 | 0 | 0 | 0 | 0 | 0 | 0 | 0 | 0 | 0 | 0 | 0 | 0 |  | 0 | 0 | 0 | 0 | 0 | 0 | 0 | 0 |  |  |  |  | 0 | 0 | 0 | 0 | 0 | 0 | 0 | 1 |  | 1 | 1 | 1 | 1 | 1 | 1 | 0 | 0 | 0 | 0 | 0 | 0 | 0 | 0 | 0 | 0 | 0 | 0 | 0 | 0 | 0 | 0 | 0 | 0 | 0 | 0 | 0 | 0 | 0 | 0 | 0
Thursday | 4 | 28 | 5 | 2813 | 0 | 0 | 0 | 0 | 0 | 0 | 0 | 0 | 0 | 0 | 0 | 0 | 0 | 0 | 0 | 0 | 0 | 0 | 0 | 0 | 0 |  | 0 | 0 | 0 | 0 | 0 | 0 | 0 | 0 |  |  |  |  | 0 | 0 | 0 | 0 | 0 | 0 | 0 | 1 |  | 1 | 1 | 1 | 1 | 1 | 1 | 0 | 0 | 0 | 0 | 0 | 0 | 0 | 0 | 0 | 0 | 0 | 0 | 0 | 0 | 0 | 0 | 0 | 0 | 0 | 0 | 0 | 0 | 0 | 0 | 0
Thursday | 4 | 28 | 6 | 2814 | 0 | 0 | 0 | 0 | 0 | 0 | 0 | 0 | 0 | 0 | 0 | 0 | 0 | 0 | 0 | 0 | 0 | 0 | 0 | 0 | 0 |  | 0 | 0 | 0 | 0 | 0 | 0 | 0 | 0 |  |  |  |  | 0 | 0 | 0 | 0 | 0 | 0 | 0 | 1 |  | 1 | 1 | 1 | 1 | 1 | 1 | 0 | 0 | 0 | 0 | 0 | 0 | 0 | 0 | 0 | 0 | 0 | 0 | 0 | 0 | 0 | 0 | 0 | 0 | 0 | 0 | 0 | 0 | 0 | 0 | 0
Thursday | 4 | 28 | 7 | 2815 | 0 | 0 | 0 | 0 | 0 | 0 | 0 | 0 | 0 | 0 | 0 | 0 | 0 | 0 | 0 | 0 | 0 | 0 | 0 | 0 | 0 |  | 0 | 0 | 0 | 0 | 0 | 0 | 0 | 0 |  |  |  |  | 0 | 0 | 0 | 0 | 0 | 0 | 0 | 1 |  | 1 | 1 | 1 | 1 | 1 | 1 | 0 | 0 | 0 | 0 | 0 | 0 | 0 | 0 | 0 | 0 | 0 | 0 | 0 | 0 | 0 | 0 | 0 | 0 | 0 | 0 | 0 | 0 | 0 | 0 | 0
Thursday | 4 | 28 | 8 | 2816 | 0 | 0 | 0 | 0 | 0 | 0 | 0 | 0 | 0 | 0 | 0 | 0 | 0 | 0 | 0 | 0 | 0 | 0 | 0 | 0 | 0 |  | 0 | 0 | 0 | 0 | 0 | 0 | 0 | 0 |  |  |  |  | 0 | 0 | 0 | 0 | 0 | 0 | 1 | 0 |  | 1 | 1 | 1 | 1 | #VALUE! | #VALUE! | 0 | 0 | 0 | 0 | 0 | 0 | 0 | 0 | 0 | 0 | 0 | 0 | 0 | 0 | 0 | 0 | 0 | 0 | 0 | 0 | 0 | 0 | 0 | 0 | 0
Thursday | 4 | 28 | 9 | 2817 | 0 | 0 | 0 | 0 | 0 | 0 | 0 | 0 | 0 | 0 | 0 | 0 | 0 | 0 | 0 | 0 | 0 | 0 | 0 | 0 | 0 |  | 0 | 0 | 0 | 0 | 0 | 0 | 0 | 0 |  |  |  |  | 0 | 0 | 0 | 0 | 0 | 0 | 1 | 0 |  | 1 | 1 | 1 | 1 | #VALUE! | #VALUE! | 0 | 0 | 0 | 0 | 0 | 0 | 0 | 0 | 0 | 0 | 0 | 0 | 0 | 0 | 0 | 0 | 0 | 0 | 0 | 0 | 0 | 0 | 0 | 0 | 0
Thursday | 4 | 28 | 10 | 2818 | 0 | 0 | 0 | 0 | 0 | 0 | 0 | 0 | 0 | 0 | 0 | 0 | 0 | 0 | 0 | 0 | 0 | 0 | 0 | 0 | 0 |  | 0 | 0 | 0 | 0 | 0 | 0 | 0 | 0 |  |  |  |  | 0 | 0 | 0 | 0 | 0 | 0 | 1 | 0 |  | 1 | 1 | 1 | 1 | #VALUE! | #VALUE! | 0 | 0 | 0 | 0 | 0 | 0 | 0 | 0 | 0 | 0 | 0 | 0 | 0 | 0 | 0 | 0 | 0 | 0 | 0 | 0 | 0 | 0 | 0 | 0 | 0
Thursday | 4 | 28 | 11 | 2819 | 0 | 0 | 0 | 0 | 0 | 0 | 0 | 0 | 0 | 0 | 0 | 0 | 0 | 0 | 0 | 0 | 0 | 0 | 0 | 0 | 0 |  | 0 | 0 | 0 | 0 | 0 | 0 | 0 | 0 |  |  |  |  | 0 | 0 | 0 | 0 | 0 | 0 | 1 | 0 |  | 1 | 1 | 1 | 1 | #VALUE! | #VALUE! | 0 | 0 | 0 | 0 | 0 | 0 | 0 | 0 | 0 | 0 | 0 | 0 | 0 | 0 | 0 | 0 | 0 | 0 | 0 | 0 | 0 | 0 | 0 | 0 | 0
Thursday | 4 | 28 | 12 | 2820 | 0 | 0 | 0 | 0 | 0 | 0 | 0 | 0 | 0 | 0 | 0 | 0 | 0 | 0 | 0 | 0 | 0 | 0 | 0 | 0 | 0 |  | 0 | 0 | 0 | 0 | 0 | 0 | 0 | 0 |  |  |  |  | 0 | 0 | 0 | 0 | 0 | 0 | 1 | 0 |  | 1 | 1 | 1 | 1 | #VALUE! | #VALUE! | 0 | 0 | 0 | 0 | 0 | 0 | 0 | 0 | 0 | 0 | 0 | 0 | 0 | 0 | 0 | 0 | 0 | 0 | 0 | 0 | 0 | 0 | 0 | 0 | 0
Thursday | 4 | 28 | 13 | 2821 | 0 | 0 | 0 | 0 | 0 | 0 | 0 | 0 | 0 | 0 | 0 | 0 | 0 | 0 | 0 | 0 | 0 | 0 | 0 | 0 | 0 |  | 0 | 0 | 0 | 0 | 0 | 0 | 0 | 0 |  |  |  |  | 0 | 0 | 0 | 0 | 0 | 0 | 1 | 0 |  | 1 | 1 | 1 | 1 | #VALUE! | #VALUE! | 0 | 0 | 0 | 0 | 0 | 0 | 0 | 0 | 0 | 0 | 0 | 0 | 0 | 0 | 0 | 0 | 0 | 0 | 0 | 0 | 0 | 0 | 0 | 0 | 0
Thursday | 4 | 28 | 14 | 2822 | 0 | 0 | 0 | 0 | 0 | 0 | 0 | 0 | 0 | 0 | 0 | 0 | 0 | 0 | 0 | 0 | 0 | 0 | 0 | 0 | 0 |  | 0 | 0 | 0 | 0 | 0 | 0 | 0 | 0 |  |  |  |  | 0 | 0 | 0 | 0 | 0 | 0 | 1 | 0 |  | 1 | 1 | 1 | 1 | #VALUE! | #VALUE! | 0 | 0 | 0 | 0 | 0 | 0 | 0 | 0 | 0 | 0 | 0 | 0 | 0 | 0 | 0 | 0 | 0 | 0 | 0 | 0 | 0 | 0 | 0 | 0 | 0
Thursday | 4 | 28 | 15 | 2823 | 0 | 0 | 0 | 0 | 0 | 0 | 0 | 0 | 0 | 0 | 0 | 0 | 0 | 0 | 0 | 0 | 0 | 0 | 0 | 0 | 0 |  | 0 | 0 | 0 | 0 | 0 | 0 | 0 | 0 |  |  |  |  | 0 | 0 | 0 | 0 | 0 | 0 | 1 | 0 |  | 1 | 1 | 1 | 1 | #VALUE! | #VALUE! | 0 | 0 | 0 | 0 | 0 | 0 | 0 | 0 | 0 | 0 | 0 | 0 | 0 | 0 | 0 | 0 | 0 | 0 | 0 | 0 | 0 | 0 | 0 | 0 | 0
Thursday | 4 | 28 | 16 | 2824 | 0 | 0 | 0 | 0 | 0 | 0 | 0 | 0 | 0 | 0 | 0 | 0 | 0 | 0 | 0 | 0 | 0 | 0 | 0 | 0 | 0 |  | 0 | 0 | 0 | 0 | 0 | 0 | 0 | 0 |  |  |  |  | 0 | 0 | 0 | 0 | 0 | 0 | 1 | 0 |  | 1 | 1 | 1 | 1 | #VALUE! | #VALUE! | 0 | 0 | 0 | 0 | 0 | 0 | 0 | 0 | 0 | 0 | 0 | 0 | 0 | 0 | 0 | 0 | 0 | 0 | 0 | 0 | 0 | 0 | 0 | 0 | 0
Thursday | 4 | 28 | 17 | 2825 | 0 | 0 | 0 | 0 | 0 | 0 | 0 | 0 | 0 | 0 | 0 | 0 | 0 | 0 | 0 | 0 | 0 | 0 | 0 | 0 | 0 |  | 0 | 0 | 0 | 0 | 0 | 0 | 0 | 0 |  |  |  |  | 0 | 0 | 0 | 0 | 0 | 0 | 1 | 0 |  | 1 | 1 | 1 | 1 | #VALUE! | #VALUE! | 0 | 0 | 0 | 0 | 0 | 0 | 0 | 0 | 0 | 0 | 0 | 0 | 0 | 0 | 0 | 0 | 0 | 0 | 0 | 0 | 0 | 0 | 0 | 0 | 0
Thursday | 4 | 28 | 18 | 2826 | 0 | 0 | 0 | 0 | 0 | 0 | 0 | 0 | 0 | 0 | 0 | 0 | 0 | 0 | 0 | 0 | 0 | 0 | 0 | 0 | 0 |  | 0 | 0 | 0 | 0 | 0 | 0 | 0 | 0 |  |  |  |  | 0 | 0 | 0 | 0 | 0 | 0 | 1 | 0 |  | 1 | 1 | 1 | 1 | #VALUE! | #VALUE! | 0 | 0 | 0 | 0 | 0 | 0 | 0 | 0 | 0 | 0 | 0 | 0 | 0 | 0 | 0 | 0 | 0 | 0 | 0 | 0 | 0 | 0 | 0 | 0 | 0
Thursday | 4 | 28 | 19 | 2827 | 0 | 0 | 0 | 0 | 0 | 0 | 0 | 0 | 0 | 0 | 0 | 0 | 0 | 0 | 0 | 0 | 0 | 0 | 0 | 0 | 0 |  | 0 | 0 | 0 | 0 | 0 | 0 | 0 | 0 |  |  |  |  | 0 | 0 | 0 | 0 | 0 | 0 | 1 | 0 |  | 1 | 1 | 1 | 1 | #VALUE! | #VALUE! | 0 | 0 | 0 | 0 | 0 | 0 | 0 | 0 | 0 | 0 | 0 | 0 | 0 | 0 | 0 | 0 | 0 | 0 | 0 | 0 | 0 | 0 | 0 | 0 | 0
Thursday | 4 | 28 | 20 | 2828 | 0 | 0 | 0 | 0 | 0 | 0 | 0 | 0 | 0 | 0 | 0 | 0 | 0 | 0 | 0 | 0 | 0 | 0 | 0 | 0 | 0 |  | 0 | 0 | 0 | 0 | 0 | 0 | 0 | 0 |  |  |  |  | 0 | 0 | 0 | 0 | 0 | 0 | 1 | 0 |  | 1 | 1 | 1 | 1 | #VALUE! | #VALUE! | 0 | 0 | 0 | 0 | 0 | 0 | 0 | 0 | 0 | 0 | 0 | 0 | 0 | 0 | 0 | 0 | 0 | 0 | 0 | 0 | 0 | 0 | 0 | 0 | 0
Thursday | 4 | 28 | 21 | 2829 | 0 | 0 | 0 | 0 | 0 | 0 | 0 | 0 | 0 | 0 | 0 | 0 | 0 | 0 | 0 | 0 | 0 | 0 | 0 | 0 | 0 |  | 0 | 0 | 0 | 0 | 0 | 0 | 0 | 0 |  |  |  |  | 0 | 0 | 0 | 0 | 0 | 0 | 1 | 0 |  | 1 | 1 | 1 | 1 | #VALUE! | #VALUE! | 0 | 0 | 0 | 0 | 0 | 0 | 0 | 0 | 0 | 0 | 0 | 0 | 0 | 0 | 0 | 0 | 0 | 0 | 0 | 0 | 0 | 0 | 0 | 0 | 0
Thursday | 4 | 28 | 22 | 2830 | 0 | 0 | 0 | 0 | 0 | 0 | 0 | 0 | 0 | 0 | 0 | 0 | 0 | 0 | 0 | 0 | 0 | 0 | 0 | 0 | 0 |  | 0 | 0 | 0 | 0 | 0 | 0 | 0 | 0 |  |  |  |  | 0 | 0 | 0 | 0 | 0 | 0 | 1 | 0 |  | 1 | 1 | 1 | 1 | #VALUE! | #VALUE! | 0 | 0 | 0 | 0 | 0 | 0 | 0 | 0 | 0 | 0 | 0 | 0 | 0 | 0 | 0 | 0 | 0 | 0 | 0 | 0 | 0 | 0 | 0 | 0 | 0
Thursday | 4 | 28 | 23 | 2831 | 0 | 0 | 0 | 0 | 0 | 0 | 0 | 0 | 0 | 0 | 0 | 0 | 0 | 0 | 0 | 0 | 0 | 0 | 0 | 0 | 0 |  | 0 | 0 | 0 | 0 | 0 | 0 | 0 | 0 |  |  |  |  | 0 | 0 | 0 | 0 | 0 | 0 | 0 | 1 |  | 1 | 1 | 1 | 1 | 1 | 1 | 0 | 0 | 0 | 0 | 0 | 0 | 0 | 0 | 0 | 0 | 0 | 0 | 0 | 0 | 0 | 0 | 0 | 0 | 0 | 0 | 0 | 0 | 0 | 0 | 0
Thursday | 4 | 28 | 24 | 2832 | 0 | 0 | 0 | 0 | 0 | 0 | 0 | 0 | 0 | 0 | 0 | 0 | 0 | 0 | 0 | 0 | 0 | 0 | 0 | 0 | 0 |  | 0 | 0 | 0 | 0 | 0 | 0 | 0 | 0 |  |  |  |  | 0 | 0 | 0 | 0 | 0 | 0 | 0 | 1 |  | 1 | 1 | 1 | 1 | 1 | 1 | 0 | 0 | 0 | 0 | 0 | 0 | 0 | 0 | 0 | 0 | 0 | 0 | 0 | 0 | 0 | 0 | 0 | 0 | 0 | 0 | 0 | 0 | 0 | 0 | 0
Friday | 4 | 29 | 1 | 2833 | 0 | 0 | 0 | 0 | 0 | 0 | 0 | 0 | 0 | 0 | 0 | 0 | 0 | 0 | 0 | 0 | 0 | 0 | 0 | 0 | 0 |  | 0 | 0 | 0 | 0 | 0 | 0 | 0 | 0 |  |  |  |  | 0 | 0 | 0 | 0 | 0 | 0 | 0 | 1 |  | 1 | 1 | 1 | 1 | 1 | 1 | 0 | 0 | 0 | 0 | 0 | 0 | 0 | 0 | 0 | 0 | 0 | 0 | 0 | 0 | 0 | 0 | 0 | 0 | 0 | 0 | 0 | 0 | 0 | 0 | 0
Friday | 4 | 29 | 2 | 2834 | 0 | 0 | 0 | 0 | 0 | 0 | 0 | 0 | 0 | 0 | 0 | 0 | 0 | 0 | 0 | 0 | 0 | 0 | 0 | 0 | 0 |  | 0 | 0 | 0 | 0 | 0 | 0 | 0 | 0 |  |  |  |  | 0 | 0 | 0 | 0 | 0 | 0 | 0 | 1 |  | 1 | 1 | 1 | 1 | 1 | 1 | 0 | 0 | 0 | 0 | 0 | 0 | 0 | 0 | 0 | 0 | 0 | 0 | 0 | 0 | 0 | 0 | 0 | 0 | 0 | 0 | 0 | 0 | 0 | 0 | 0
Friday | 4 | 29 | 3 | 2835 | 0 | 0 | 0 | 0 | 0 | 0 | 0 | 0 | 0 | 0 | 0 | 0 | 0 | 0 | 0 | 0 | 0 | 0 | 0 | 0 | 0 |  | 0 | 0 | 0 | 0 | 0 | 0 | 0 | 0 |  |  |  |  | 0 | 0 | 0 | 0 | 0 | 0 | 0 | 1 |  | 1 | 1 | 1 | 1 | 1 | 1 | 0 | 0 | 0 | 0 | 0 | 0 | 0 | 0 | 0 | 0 | 0 | 0 | 0 | 0 | 0 | 0 | 0 | 0 | 0 | 0 | 0 | 0 | 0 | 0 | 0
Friday | 4 | 29 | 4 | 2836 | 0 | 0 | 0 | 0 | 0 | 0 | 0 | 0 | 0 | 0 | 0 | 0 | 0 | 0 | 0 | 0 | 0 | 0 | 0 | 0 | 0 |  | 0 | 0 | 0 | 0 | 0 | 0 | 0 | 0 |  |  |  |  | 0 | 0 | 0 | 0 | 0 | 0 | 0 | 1 |  | 1 | 1 | 1 | 1 | 1 | 1 | 0 | 0 | 0 | 0 | 0 | 0 | 0 | 0 | 0 | 0 | 0 | 0 | 0 | 0 | 0 | 0 | 0 | 0 | 0 | 0 | 0 | 0 | 0 | 0 | 0
Friday | 4 | 29 | 5 | 2837 | 0 | 0 | 0 | 0 | 0 | 0 | 0 | 0 | 0 | 0 | 0 | 0 | 0 | 0 | 0 | 0 | 0 | 0 | 0 | 0 | 0 |  | 0 | 0 | 0 | 0 | 0 | 0 | 0 | 0 |  |  |  |  | 0 | 0 | 0 | 0 | 0 | 0 | 0 | 1 |  | 1 | 1 | 1 | 1 | 1 | 1 | 0 | 0 | 0 | 0 | 0 | 0 | 0 | 0 | 0 | 0 | 0 | 0 | 0 | 0 | 0 | 0 | 0 | 0 | 0 | 0 | 0 | 0 | 0 | 0 | 0
Friday | 4 | 29 | 6 | 2838 | 0 | 0 | 0 | 0 | 0 | 0 | 0 | 0 | 0 | 0 | 0 | 0 | 0 | 0 | 0 | 0 | 0 | 0 | 0 | 0 | 0 |  | 0 | 0 | 0 | 0 | 0 | 0 | 0 | 0 |  |  |  |  | 0 | 0 | 0 | 0 | 0 | 0 | 0 | 1 |  | 1 | 1 | 1 | 1 | 1 | 1 | 0 | 0 | 0 | 0 | 0 | 0 | 0 | 0 | 0 | 0 | 0 | 0 | 0 | 0 | 0 | 0 | 0 | 0 | 0 | 0 | 0 | 0 | 0 | 0 | 0
Friday | 4 | 29 | 7 | 2839 | 0 | 0 | 0 | 0 | 0 | 0 | 0 | 0 | 0 | 0 | 0 | 0 | 0 | 0 | 0 | 0 | 0 | 0 | 0 | 0 | 0 |  | 0 | 0 | 0 | 0 | 0 | 0 | 0 | 0 |  |  |  |  | 0 | 0 | 0 | 0 | 0 | 0 | 0 | 1 |  | 1 | 1 | 1 | 1 | 1 | 1 | 0 | 0 | 0 | 0 | 0 | 0 | 0 | 0 | 0 | 0 | 0 | 0 | 0 | 0 | 0 | 0 | 0 | 0 | 0 | 0 | 0 | 0 | 0 | 0 | 0
Friday | 4 | 29 | 8 | 2840 | 0 | 0 | 0 | 0 | 0 | 0 | 0 | 0 | 0 | 0 | 0 | 0 | 0 | 0 | 0 | 0 | 0 | 0 | 0 | 0 | 0 |  | 0 | 0 | 0 | 0 | 0 | 0 | 0 | 0 |  |  |  |  | 0 | 0 | 0 | 0 | 0 | 0 | 1 | 0 |  | 1 | 1 | 1 | 1 | #VALUE! | #VALUE! | 0 | 0 | 0 | 0 | 0 | 0 | 0 | 0 | 0 | 0 | 0 | 0 | 0 | 0 | 0 | 0 | 0 | 0 | 0 | 0 | 0 | 0 | 0 | 0 | 0
Friday | 4 | 29 | 9 | 2841 | 0 | 0 | 0 | 0 | 0 | 0 | 0 | 0 | 0 | 0 | 0 | 0 | 0 | 0 | 0 | 0 | 0 | 0 | 0 | 0 | 0 |  | 0 | 0 | 0 | 0 | 0 | 0 | 0 | 0 |  |  |  |  | 0 | 0 | 0 | 0 | 0 | 0 | 1 | 0 |  | 1 | 1 | 1 | 1 | #VALUE! | #VALUE! | 0 | 0 | 0 | 0 | 0 | 0 | 0 | 0 | 0 | 0 | 0 | 0 | 0 | 0 | 0 | 0 | 0 | 0 | 0 | 0 | 0 | 0 | 0 | 0 | 0
Friday | 4 | 29 | 10 | 2842 | 0 | 0 | 0 | 0 | 0 | 0 | 0 | 0 | 0 | 0 | 0 | 0 | 0 | 0 | 0 | 0 | 0 | 0 | 0 | 0 | 0 |  | 0 | 0 | 0 | 0 | 0 | 0 | 0 | 0 |  |  |  |  | 0 | 0 | 0 | 0 | 0 | 0 | 1 | 0 |  | 1 | 1 | 1 | 1 | #VALUE! | #VALUE! | 0 | 0 | 0 | 0 | 0 | 0 | 0 | 0 | 0 | 0 | 0 | 0 | 0 | 0 | 0 | 0 | 0 | 0 | 0 | 0 | 0 | 0 | 0 | 0 | 0
Friday | 4 | 29 | 11 | 2843 | 0 | 0 | 0 | 0 | 0 | 0 | 0 | 0 | 0 | 0 | 0 | 0 | 0 | 0 | 0 | 0 | 0 | 0 | 0 | 0 | 0 |  | 0 | 0 | 0 | 0 | 0 | 0 | 0 | 0 |  |  |  |  | 0 | 0 | 0 | 0 | 0 | 0 | 1 | 0 |  | 1 | 1 | 1 | 1 | #VALUE! | #VALUE! | 0 | 0 | 0 | 0 | 0 | 0 | 0 | 0 | 0 | 0 | 0 | 0 | 0 | 0 | 0 | 0 | 0 | 0 | 0 | 0 | 0 | 0 | 0 | 0 | 0
Friday | 4 | 29 | 12 | 2844 | 0 | 0 | 0 | 0 | 0 | 0 | 0 | 0 | 0 | 0 | 0 | 0 | 0 | 0 | 0 | 0 | 0 | 0 | 0 | 0 | 0 |  | 0 | 0 | 0 | 0 | 0 | 0 | 0 | 0 |  |  |  |  | 0 | 0 | 0 | 0 | 0 | 0 | 1 | 0 |  | 1 | 1 | 1 | 1 | #VALUE! | #VALUE! | 0 | 0 | 0 | 0 | 0 | 0 | 0 | 0 | 0 | 0 | 0 | 0 | 0 | 0 | 0 | 0 | 0 | 0 | 0 | 0 | 0 | 0 | 0 | 0 | 0
Friday | 4 | 29 | 13 | 2845 | 0 | 0 | 0 | 0 | 0 | 0 | 0 | 0 | 0 | 0 | 0 | 0 | 0 | 0 | 0 | 0 | 0 | 0 | 0 | 0 | 0 |  | 0 | 0 | 0 | 0 | 0 | 0 | 0 | 0 |  |  |  |  | 0 | 0 | 0 | 0 | 0 | 0 | 1 | 0 |  | 1 | 1 | 1 | 1 | #VALUE! | #VALUE! | 0 | 0 | 0 | 0 | 0 | 0 | 0 | 0 | 0 | 0 | 0 | 0 | 0 | 0 | 0 | 0 | 0 | 0 | 0 | 0 | 0 | 0 | 0 | 0 | 0
Friday | 4 | 29 | 14 | 2846 | 0 | 0 | 0 | 0 | 0 | 0 | 0 | 0 | 0 | 0 | 0 | 0 | 0 | 0 | 0 | 0 | 0 | 0 | 0 | 0 | 0 |  | 0 | 0 | 0 | 0 | 0 | 0 | 0 | 0 |  |  |  |  | 0 | 0 | 0 | 0 | 0 | 0 | 1 | 0 |  | 1 | 1 | 1 | 1 | #VALUE! | #VALUE! | 0 | 0 | 0 | 0 | 0 | 0 | 0 | 0 | 0 | 0 | 0 | 0 | 0 | 0 | 0 | 0 | 0 | 0 | 0 | 0 | 0 | 0 | 0 | 0 | 0
Friday | 4 | 29 | 15 | 2847 | 0 | 0 | 0 | 0 | 0 | 0 | 0 | 0 | 0 | 0 | 0 | 0 | 0 | 0 | 0 | 0 | 0 | 0 | 0 | 0 | 0 |  | 0 | 0 | 0 | 0 | 0 | 0 | 0 | 0 |  |  |  |  | 0 | 0 | 0 | 0 | 0 | 0 | 1 | 0 |  | 1 | 1 | 1 | 1 | #VALUE! | #VALUE! | 0 | 0 | 0 | 0 | 0 | 0 | 0 | 0 | 0 | 0 | 0 | 0 | 0 | 0 | 0 | 0 | 0 | 0 | 0 | 0 | 0 | 0 | 0 | 0 | 0
Friday | 4 | 29 | 16 | 2848 | 0 | 0 | 0 | 0 | 0 | 0 | 0 | 0 | 0 | 0 | 0 | 0 | 0 | 0 | 0 | 0 | 0 | 0 | 0 | 0 | 0 |  | 0 | 0 | 0 | 0 | 0 | 0 | 0 | 0 |  |  |  |  | 0 | 0 | 0 | 0 | 0 | 0 | 1 | 0 |  | 1 | 1 | 1 | 1 | #VALUE! | #VALUE! | 0 | 0 | 0 | 0 | 0 | 0 | 0 | 0 | 0 | 0 | 0 | 0 | 0 | 0 | 0 | 0 | 0 | 0 | 0 | 0 | 0 | 0 | 0 | 0 | 0
Friday | 4 | 29 | 17 | 2849 | 0 | 0 | 0 | 0 | 0 | 0 | 0 | 0 | 0 | 0 | 0 | 0 | 0 | 0 | 0 | 0 | 0 | 0 | 0 | 0 | 0 |  | 0 | 0 | 0 | 0 | 0 | 0 | 0 | 0 |  |  |  |  | 0 | 0 | 0 | 0 | 0 | 0 | 1 | 0 |  | 1 | 1 | 1 | 1 | #VALUE! | #VALUE! | 0 | 0 | 0 | 0 | 0 | 0 | 0 | 0 | 0 | 0 | 0 | 0 | 0 | 0 | 0 | 0 | 0 | 0 | 0 | 0 | 0 | 0 | 0 | 0 | 0
Friday | 4 | 29 | 18 | 2850 | 0 | 0 | 0 | 0 | 0 | 0 | 0 | 0 | 0 | 0 | 0 | 0 | 0 | 0 | 0 | 0 | 0 | 0 | 0 | 0 | 0 |  | 0 | 0 | 0 | 0 | 0 | 0 | 0 | 0 |  |  |  |  | 0 | 0 | 0 | 0 | 0 | 0 | 1 | 0 |  | 1 | 1 | 1 | 1 | #VALUE! | #VALUE! | 0 | 0 | 0 | 0 | 0 | 0 | 0 | 0 | 0 | 0 | 0 | 0 | 0 | 0 | 0 | 0 | 0 | 0 | 0 | 0 | 0 | 0 | 0 | 0 | 0
Friday | 4 | 29 | 19 | 2851 | 0 | 0 | 0 | 0 | 0 | 0 | 0 | 0 | 0 | 0 | 0 | 0 | 0 | 0 | 0 | 0 | 0 | 0 | 0 | 0 | 0 |  | 0 | 0 | 0 | 0 | 0 | 0 | 0 | 0 |  |  |  |  | 0 | 0 | 0 | 0 | 0 | 0 | 1 | 0 |  | 1 | 1 | 1 | 1 | #VALUE! | #VALUE! | 0 | 0 | 0 | 0 | 0 | 0 | 0 | 0 | 0 | 0 | 0 | 0 | 0 | 0 | 0 | 0 | 0 | 0 | 0 | 0 | 0 | 0 | 0 | 0 | 0
Friday | 4 | 29 | 20 | 2852 | 0 | 0 | 0 | 0 | 0 | 0 | 0 | 0 | 0 | 0 | 0 | 0 | 0 | 0 | 0 | 0 | 0 | 0 | 0 | 0 | 0 |  | 0 | 0 | 0 | 0 | 0 | 0 | 0 | 0 |  |  |  |  | 0 | 0 | 0 | 0 | 0 | 0 | 1 | 0 |  | 1 | 1 | 1 | 1 | #VALUE! | #VALUE! | 0 | 0 | 0 | 0 | 0 | 0 | 0 | 0 | 0 | 0 | 0 | 0 | 0 | 0 | 0 | 0 | 0 | 0 | 0 | 0 | 0 | 0 | 0 | 0 | 0
Friday | 4 | 29 | 21 | 2853 | 0 | 0 | 0 | 0 | 0 | 0 | 0 | 0 | 0 | 0 | 0 | 0 | 0 | 0 | 0 | 0 | 0 | 0 | 0 | 0 | 0 |  | 0 | 0 | 0 | 0 | 0 | 0 | 0 | 0 |  |  |  |  | 0 | 0 | 0 | 0 | 0 | 0 | 1 | 0 |  | 1 | 1 | 1 | 1 | #VALUE! | #VALUE! | 0 | 0 | 0 | 0 | 0 | 0 | 0 | 0 | 0 | 0 | 0 | 0 | 0 | 0 | 0 | 0 | 0 | 0 | 0 | 0 | 0 | 0 | 0 | 0 | 0
Friday | 4 | 29 | 22 | 2854 | 0 | 0 | 0 | 0 | 0 | 0 | 0 | 0 | 0 | 0 | 0 | 0 | 0 | 0 | 0 | 0 | 0 | 0 | 0 | 0 | 0 |  | 0 | 0 | 0 | 0 | 0 | 0 | 0 | 0 |  |  |  |  | 0 | 0 | 0 | 0 | 0 | 0 | 1 | 0 |  | 1 | 1 | 1 | 1 | #VALUE! | #VALUE! | 0 | 0 | 0 | 0 | 0 | 0 | 0 | 0 | 0 | 0 | 0 | 0 | 0 | 0 | 0 | 0 | 0 | 0 | 0 | 0 | 0 | 0 | 0 | 0 | 0
Friday | 4 | 29 | 23 | 2855 | 0 | 0 | 0 | 0 | 0 | 0 | 0 | 0 | 0 | 0 | 0 | 0 | 0 | 0 | 0 | 0 | 0 | 0 | 0 | 0 | 0 |  | 0 | 0 | 0 | 0 | 0 | 0 | 0 | 0 |  |  |  |  | 0 | 0 | 0 | 0 | 0 | 0 | 0 | 1 |  | 1 | 1 | 1 | 1 | 1 | 1 | 0 | 0 | 0 | 0 | 0 | 0 | 0 | 0 | 0 | 0 | 0 | 0 | 0 | 0 | 0 | 0 | 0 | 0 | 0 | 0 | 0 | 0 | 0 | 0 | 0
Friday | 4 | 29 | 24 | 2856 | 0 | 0 | 0 | 0 | 0 | 0 | 0 | 0 | 0 | 0 | 0 | 0 | 0 | 0 | 0 | 0 | 0 | 0 | 0 | 0 | 0 |  | 0 | 0 | 0 | 0 | 0 | 0 | 0 | 0 |  |  |  |  | 0 | 0 | 0 | 0 | 0 | 0 | 0 | 1 |  | 1 | 1 | 1 | 1 | 1 | 1 | 0 | 0 | 0 | 0 | 0 | 0 | 0 | 0 | 0 | 0 | 0 | 0 | 0 | 0 | 0 | 0 | 0 | 0 | 0 | 0 | 0 | 0 | 0 | 0 | 0
Saturday | 4 | 30 | 1 | 2857 | 0 | 0 | 0 | 0 | 0 | 0 | 0 | 0 | 0 | 0 | 0 | 0 | 0 | 0 | 0 | 0 | 0 | 0 | 0 | 0 | 0 |  | 0 | 0 | 0 | 0 | 0 | 0 | 0 | 0 |  |  |  |  | 0 | 0 | 0 | 0 | 0 | 0 | 0 | 1 |  | 1 | 1 | 1 | 1 | 1 | 1 | 0 | 0 | 0 | 0 | 0 | 0 | 0 | 0 | 0 | 0 | 0 | 0 | 0 | 0 | 0 | 0 | 0 | 0 | 0 | 0 | 0 | 0 | 0 | 0 | 0
Saturday | 4 | 30 | 2 | 2858 | 0 | 0 | 0 | 0 | 0 | 0 | 0 | 0 | 0 | 0 | 0 | 0 | 0 | 0 | 0 | 0 | 0 | 0 | 0 | 0 | 0 |  | 0 | 0 | 0 | 0 | 0 | 0 | 0 | 0 |  |  |  |  | 0 | 0 | 0 | 0 | 0 | 0 | 0 | 1 |  | 1 | 1 | 1 | 1 | 1 | 1 | 0 | 0 | 0 | 0 | 0 | 0 | 0 | 0 | 0 | 0 | 0 | 0 | 0 | 0 | 0 | 0 | 0 | 0 | 0 | 0 | 0 | 0 | 0 | 0 | 0
Saturday | 4 | 30 | 3 | 2859 | 0 | 0 | 0 | 0 | 0 | 0 | 0 | 0 | 0 | 0 | 0 | 0 | 0 | 0 | 0 | 0 | 0 | 0 | 0 | 0 | 0 |  | 0 | 0 | 0 | 0 | 0 | 0 | 0 | 0 |  |  |  |  | 0 | 0 | 0 | 0 | 0 | 0 | 0 | 1 |  | 1 | 1 | 1 | 1 | 1 | 1 | 0 | 0 | 0 | 0 | 0 | 0 | 0 | 0 | 0 | 0 | 0 | 0 | 0 | 0 | 0 | 0 | 0 | 0 | 0 | 0 | 0 | 0 | 0 | 0 | 0
Saturday | 4 | 30 | 4 | 2860 | 0 | 0 | 0 | 0 | 0 | 0 | 0 | 0 | 0 | 0 | 0 | 0 | 0 | 0 | 0 | 0 | 0 | 0 | 0 | 0 | 0 |  | 0 | 0 | 0 | 0 | 0 | 0 | 0 | 0 |  |  |  |  | 0 | 0 | 0 | 0 | 0 | 0 | 0 | 1 |  | 1 | 1 | 1 | 1 | 1 | 1 | 0 | 0 | 0 | 0 | 0 | 0 | 0 | 0 | 0 | 0 | 0 | 0 | 0 | 0 | 0 | 0 | 0 | 0 | 0 | 0 | 0 | 0 | 0 | 0 | 0
Saturday | 4 | 30 | 5 | 2861 | 0 | 0 | 0 | 0 | 0 | 0 | 0 | 0 | 0 | 0 | 0 | 0 | 0 | 0 | 0 | 0 | 0 | 0 | 0 | 0 | 0 |  | 0 | 0 | 0 | 0 | 0 | 0 | 0 | 0 |  |  |  |  | 0 | 0 | 0 | 0 | 0 | 0 | 0 | 1 |  | 1 | 1 | 1 | 1 | 1 | 1 | 0 | 0 | 0 | 0 | 0 | 0 | 0 | 0 | 0 | 0 | 0 | 0 | 0 | 0 | 0 | 0 | 0 | 0 | 0 | 0 | 0 | 0 | 0 | 0 | 0
Saturday | 4 | 30 | 6 | 2862 | 0 | 0 | 0 | 0 | 0 | 0 | 0 | 0 | 0 | 0 | 0 | 0 | 0 | 0 | 0 | 0 | 0 | 0 | 0 | 0 | 0 |  | 0 | 0 | 0 | 0 | 0 | 0 | 0 | 0 |  |  |  |  | 0 | 0 | 0 | 0 | 0 | 0 | 0 | 1 |  | 1 | 1 | 1 | 1 | 1 | 1 | 0 | 0 | 0 | 0 | 0 | 0 | 0 | 0 | 0 | 0 | 0 | 0 | 0 | 0 | 0 | 0 | 0 | 0 | 0 | 0 | 0 | 0 | 0 | 0 | 0
Saturday | 4 | 30 | 7 | 2863 | 0 | 0 | 0 | 0 | 0 | 0 | 0 | 0 | 0 | 0 | 0 | 0 | 0 | 0 | 0 | 0 | 0 | 0 | 0 | 0 | 0 |  | 0 | 0 | 0 | 0 | 0 | 0 | 0 | 0 |  |  |  |  | 0 | 0 | 0 | 0 | 0 | 0 | 0 | 1 |  | 1 | 1 | 1 | 1 | 1 | 1 | 0 | 0 | 0 | 0 | 0 | 0 | 0 | 0 | 0 | 0 | 0 | 0 | 0 | 0 | 0 | 0 | 0 | 0 | 0 | 0 | 0 | 0 | 0 | 0 | 0
Saturday | 4 | 30 | 8 | 2864 | 0 | 0 | 0 | 0 | 0 | 0 | 0 | 0 | 0 | 0 | 0 | 0 | 0 | 0 | 0 | 0 | 0 | 0 | 0 | 0 | 0 |  | 0 | 0 | 0 | 0 | 0 | 0 | 0 | 0 |  |  |  |  | 0 | 0 | 0 | 0 | 0 | 0 | 0 | 1 |  | 1 | 1 | 1 | 1 | 1 | 1 | 0 | 0 | 0 | 0 | 0 | 0 | 0 | 0 | 0 | 0 | 0 | 0 | 0 | 0 | 0 | 0 | 0 | 0 | 0 | 0 | 0 | 0 | 0 | 0 | 0
Saturday | 4 | 30 | 9 | 2865 | 0 | 0 | 0 | 0 | 0 | 0 | 0 | 0 | 0 | 0 | 0 | 0 | 0 | 0 | 0 | 0 | 0 | 0 | 0 | 0 | 0 |  | 0 | 0 | 0 | 0 | 0 | 0 | 0 | 0 |  |  |  |  | 0 | 0 | 0 | 0 | 0 | 0 | 0 | 1 |  | 1 | 1 | 1 | 1 | 1 | 1 | 0 | 0 | 0 | 0 | 0 | 0 | 0 | 0 | 0 | 0 | 0 | 0 | 0 | 0 | 0 | 0 | 0 | 0 | 0 | 0 | 0 | 0 | 0 | 0 | 0
Saturday | 4 | 30 | 10 | 2866 | 0 | 0 | 0 | 0 | 0 | 0 | 0 | 0 | 0 | 0 | 0 | 0 | 0 | 0 | 0 | 0 | 0 | 0 | 0 | 0 | 0 |  | 0 | 0 | 0 | 0 | 0 | 0 | 0 | 0 |  |  |  |  | 0 | 0 | 0 | 0 | 0 | 0 | 0 | 1 |  | 1 | 1 | 1 | 1 | 1 | 1 | 0 | 0 | 0 | 0 | 0 | 0 | 0 | 0 | 0 | 0 | 0 | 0 | 0 | 0 | 0 | 0 | 0 | 0 | 0 | 0 | 0 | 0 | 0 | 0 | 0
Saturday | 4 | 30 | 11 | 2867 | 0 | 0 | 0 | 0 | 0 | 0 | 0 | 0 | 0 | 0 | 0 | 0 | 0 | 0 | 0 | 0 | 0 | 0 | 0 | 0 | 0 |  | 0 | 0 | 0 | 0 | 0 | 0 | 0 | 0 |  |  |  |  | 0 | 0 | 0 | 0 | 0 | 0 | 0 | 1 |  | 1 | 1 | 1 | 1 | 1 | 1 | 0 | 0 | 0 | 0 | 0 | 0 | 0 | 0 | 0 | 0 | 0 | 0 | 0 | 0 | 0 | 0 | 0 | 0 | 0 | 0 | 0 | 0 | 0 | 0 | 0
Saturday | 4 | 30 | 12 | 2868 | 0 | 0 | 0 | 0 | 0 | 0 | 0 | 0 | 0 | 0 | 0 | 0 | 0 | 0 | 0 | 0 | 0 | 0 | 0 | 0 | 0 |  | 0 | 0 | 0 | 0 | 0 | 0 | 0 | 0 |  |  |  |  | 0 | 0 | 0 | 0 | 0 | 0 | 0 | 1 |  | 1 | 1 | 1 | 1 | 1 | 1 | 0 | 0 | 0 | 0 | 0 | 0 | 0 | 0 | 0 | 0 | 0 | 0 | 0 | 0 | 0 | 0 | 0 | 0 | 0 | 0 | 0 | 0 | 0 | 0 | 0
Saturday | 4 | 30 | 13 | 2869 | 0 | 0 | 0 | 0 | 0 | 0 | 0 | 0 | 0 | 0 | 0 | 0 | 0 | 0 | 0 | 0 | 0 | 0 | 0 | 0 | 0 |  | 0 | 0 | 0 | 0 | 0 | 0 | 0 | 0 |  |  |  |  | 0 | 0 | 0 | 0 | 0 | 0 | 0 | 1 |  | 1 | 1 | 1 | 1 | 1 | 1 | 0 | 0 | 0 | 0 | 0 | 0 | 0 | 0 | 0 | 0 | 0 | 0 | 0 | 0 | 0 | 0 | 0 | 0 | 0 | 0 | 0 | 0 | 0 | 0 | 0
Saturday | 4 | 30 | 14 | 2870 | 0 | 0 | 0 | 0 | 0 | 0 | 0 | 0 | 0 | 0 | 0 | 0 | 0 | 0 | 0 | 0 | 0 | 0 | 0 | 0 | 0 |  | 0 | 0 | 0 | 0 | 0 | 0 | 0 | 0 |  |  |  |  | 0 | 0 | 0 | 0 | 0 | 0 | 0 | 1 |  | 1 | 1 | 1 | 1 | 1 | 1 | 0 | 0 | 0 | 0 | 0 | 0 | 0 | 0 | 0 | 0 | 0 | 0 | 0 | 0 | 0 | 0 | 0 | 0 | 0 | 0 | 0 | 0 | 0 | 0 | 0
Saturday | 4 | 30 | 15 | 2871 | 0 | 0 | 0 | 0 | 0 | 0 | 0 | 0 | 0 | 0 | 0 | 0 | 0 | 0 | 0 | 0 | 0 | 0 | 0 | 0 | 0 |  | 0 | 0 | 0 | 0 | 0 | 0 | 0 | 0 |  |  |  |  | 0 | 0 | 0 | 0 | 0 | 0 | 0 | 1 |  | 1 | 1 | 1 | 1 | 1 | 1 | 0 | 0 | 0 | 0 | 0 | 0 | 0 | 0 | 0 | 0 | 0 | 0 | 0 | 0 | 0 | 0 | 0 | 0 | 0 | 0 | 0 | 0 | 0 | 0 | 0
Saturday | 4 | 30 | 16 | 2872 | 0 | 0 | 0 | 0 | 0 | 0 | 0 | 0 | 0 | 0 | 0 | 0 | 0 | 0 | 0 | 0 | 0 | 0 | 0 | 0 | 0 |  | 0 | 0 | 0 | 0 | 0 | 0 | 0 | 0 |  |  |  |  | 0 | 0 | 0 | 0 | 0 | 0 | 0 | 1 |  | 1 | 1 | 1 | 1 | 1 | 1 | 0 | 0 | 0 | 0 | 0 | 0 | 0 | 0 | 0 | 0 | 0 | 0 | 0 | 0 | 0 | 0 | 0 | 0 | 0 | 0 | 0 | 0 | 0 | 0 | 0
Saturday | 4 | 30 | 17 | 2873 | 0 | 0 | 0 | 0 | 0 | 0 | 0 | 0 | 0 | 0 | 0 | 0 | 0 | 0 | 0 | 0 | 0 | 0 | 0 | 0 | 0 |  | 0 | 0 | 0 | 0 | 0 | 0 | 0 | 0 |  |  |  |  | 0 | 0 | 0 | 0 | 0 | 0 | 0 | 1 |  | 1 | 1 | 1 | 1 | 1 | 1 | 0 | 0 | 0 | 0 | 0 | 0 | 0 | 0 | 0 | 0 | 0 | 0 | 0 | 0 | 0 | 0 | 0 | 0 | 0 | 0 | 0 | 0 | 0 | 0 | 0
Saturday | 4 | 30 | 18 | 2874 | 0 | 0 | 0 | 0 | 0 | 0 | 0 | 0 | 0 | 0 | 0 | 0 | 0 | 0 | 0 | 0 | 0 | 0 | 0 | 0 | 0 |  | 0 | 0 | 0 | 0 | 0 | 0 | 0 | 0 |  |  |  |  | 0 | 0 | 0 | 0 | 0 | 0 | 0 | 1 |  | 1 | 1 | 1 | 1 | 1 | 1 | 0 | 0 | 0 | 0 | 0 | 0 | 0 | 0 | 0 | 0 | 0 | 0 | 0 | 0 | 0 | 0 | 0 | 0 | 0 | 0 | 0 | 0 | 0 | 0 | 0
Saturday | 4 | 30 | 19 | 2875 | 0 | 0 | 0 | 0 | 0 | 0 | 0 | 0 | 0 | 0 | 0 | 0 | 0 | 0 | 0 | 0 | 0 | 0 | 0 | 0 | 0 |  | 0 | 0 | 0 | 0 | 0 | 0 | 0 | 0 |  |  |  |  | 0 | 0 | 0 | 0 | 0 | 0 | 0 | 1 |  | 1 | 1 | 1 | 1 | 1 | 1 | 0 | 0 | 0 | 0 | 0 | 0 | 0 | 0 | 0 | 0 | 0 | 0 | 0 | 0 | 0 | 0 | 0 | 0 | 0 | 0 | 0 | 0 | 0 | 0 | 0
Saturday | 4 | 30 | 20 | 2876 | 0 | 0 | 0 | 0 | 0 | 0 | 0 | 0 | 0 | 0 | 0 | 0 | 0 | 0 | 0 | 0 | 0 | 0 | 0 | 0 | 0 |  | 0 | 0 | 0 | 0 | 0 | 0 | 0 | 0 |  |  |  |  | 0 | 0 | 0 | 0 | 0 | 0 | 0 | 1 |  | 1 | 1 | 1 | 1 | 1 | 1 | 0 | 0 | 0 | 0 | 0 | 0 | 0 | 0 | 0 | 0 | 0 | 0 | 0 | 0 | 0 | 0 | 0 | 0 | 0 | 0 | 0 | 0 | 0 | 0 | 0
Saturday | 4 | 30 | 21 | 2877 | 0 | 0 | 0 | 0 | 0 | 0 | 0 | 0 | 0 | 0 | 0 | 0 | 0 | 0 | 0 | 0 | 0 | 0 | 0 | 0 | 0 |  | 0 | 0 | 0 | 0 | 0 | 0 | 0 | 0 |  |  |  |  | 0 | 0 | 0 | 0 | 0 | 0 | 0 | 1 |  | 1 | 1 | 1 | 1 | 1 | 1 | 0 | 0 | 0 | 0 | 0 | 0 | 0 | 0 | 0 | 0 | 0 | 0 | 0 | 0 | 0 | 0 | 0 | 0 | 0 | 0 | 0 | 0 | 0 | 0 | 0
Saturday | 4 | 30 | 22 | 2878 | 0 | 0 | 0 | 0 | 0 | 0 | 0 | 0 | 0 | 0 | 0 | 0 | 0 | 0 | 0 | 0 | 0 | 0 | 0 | 0 | 0 |  | 0 | 0 | 0 | 0 | 0 | 0 | 0 | 0 |  |  |  |  | 0 | 0 | 0 | 0 | 0 | 0 | 0 | 1 |  | 1 | 1 | 1 | 1 | 1 | 1 | 0 | 0 | 0 | 0 | 0 | 0 | 0 | 0 | 0 | 0 | 0 | 0 | 0 | 0 | 0 | 0 | 0 | 0 | 0 | 0 | 0 | 0 | 0 | 0 | 0
Saturday | 4 | 30 | 23 | 2879 | 0 | 0 | 0 | 0 | 0 | 0 | 0 | 0 | 0 | 0 | 0 | 0 | 0 | 0 | 0 | 0 | 0 | 0 | 0 | 0 | 0 |  | 0 | 0 | 0 | 0 | 0 | 0 | 0 | 0 |  |  |  |  | 0 | 0 | 0 | 0 | 0 | 0 | 0 | 1 |  | 1 | 1 | 1 | 1 | 1 | 1 | 0 | 0 | 0 | 0 | 0 | 0 | 0 | 0 | 0 | 0 | 0 | 0 | 0 | 0 | 0 | 0 | 0 | 0 | 0 | 0 | 0 | 0 | 0 | 0 | 0
Saturday | 4 | 30 | 24 | 2880 | 0 | 0 | 0 | 0 | 0 | 0 | 0 | 0 | 0 | 0 | 0 | 0 | 0 | 0 | 0 | 0 | 0 | 0 | 0 | 0 | 0 |  | 0 | 0 | 0 | 0 | 0 | 0 | 0 | 0 |  |  |  |  | 0 | 0 | 0 | 0 | 0 | 0 | 0 | 1 |  | 1 | 1 | 1 | 1 | 1 | 1 | 0 | 0 | 0 | 0 | 0 | 0 | 0 | 0 | 0 | 0 | 0 | 0 | 0 | 0 | 0 | 0 | 0 | 0 | 0 | 0 | 0 | 0 | 0 | 0 | 0
Sunday | 5 | 1 | 1 | 2881 | 0 | 0 | 0 | 0 | 0 | 0 | 0 | 0 | 0 | 0 | 0 | 0 | 0 | 0 | 0 | 0 | 0 | 0 | 0 | 0 | 0 |  | 0 | 0 | 0 | 0 | 0 | 0 | 0 | 0 |  |  |  |  | 0 | 0 | 0 | 0 | 0 | 0 | 0 | 1 |  | 1 | 1 | 1 | 1 | 1 | 1 | 0 | 0 | 0 | 0 | 0 | 0 | 0 | 0 | 0 | 0 | 0 | 0 | 0 | 0 | 0 | 0 | 0 | 0 | 0 | 0 | 0 | 0 | 0 | 0 | 0
Sunday | 5 | 1 | 2 | 2882 | 0 | 0 | 0 | 0 | 0 | 0 | 0 | 0 | 0 | 0 | 0 | 0 | 0 | 0 | 0 | 0 | 0 | 0 | 0 | 0 | 0 |  | 0 | 0 | 0 | 0 | 0 | 0 | 0 | 0 |  |  |  |  | 0 | 0 | 0 | 0 | 0 | 0 | 0 | 1 |  | 1 | 1 | 1 | 1 | 1 | 1 | 0 | 0 | 0 | 0 | 0 | 0 | 0 | 0 | 0 | 0 | 0 | 0 | 0 | 0 | 0 | 0 | 0 | 0 | 0 | 0 | 0 | 0 | 0 | 0 | 0
Sunday | 5 | 1 | 3 | 2883 | 0 | 0 | 0 | 0 | 0 | 0 | 0 | 0 | 0 | 0 | 0 | 0 | 0 | 0 | 0 | 0 | 0 | 0 | 0 | 0 | 0 |  | 0 | 0 | 0 | 0 | 0 | 0 | 0 | 0 |  |  |  |  | 0 | 0 | 0 | 0 | 0 | 0 | 0 | 1 |  | 1 | 1 | 1 | 1 | 1 | 1 | 0 | 0 | 0 | 0 | 0 | 0 | 0 | 0 | 0 | 0 | 0 | 0 | 0 | 0 | 0 | 0 | 0 | 0 | 0 | 0 | 0 | 0 | 0 | 0 | 0
Sunday | 5 | 1 | 4 | 2884 | 0 | 0 | 0 | 0 | 0 | 0 | 0 | 0 | 0 | 0 | 0 | 0 | 0 | 0 | 0 | 0 | 0 | 0 | 0 | 0 | 0 |  | 0 | 0 | 0 | 0 | 0 | 0 | 0 | 0 |  |  |  |  | 0 | 0 | 0 | 0 | 0 | 0 | 0 | 1 |  | 1 | 1 | 1 | 1 | 1 | 1 | 0 | 0 | 0 | 0 | 0 | 0 | 0 | 0 | 0 | 0 | 0 | 0 | 0 | 0 | 0 | 0 | 0 | 0 | 0 | 0 | 0 | 0 | 0 | 0 | 0
Sunday | 5 | 1 | 5 | 2885 | 0 | 0 | 0 | 0 | 0 | 0 | 0 | 0 | 0 | 0 | 0 | 0 | 0 | 0 | 0 | 0 | 0 | 0 | 0 | 0 | 0 |  | 0 | 0 | 0 | 0 | 0 | 0 | 0 | 0 |  |  |  |  | 0 | 0 | 0 | 0 | 0 | 0 | 0 | 1 |  | 1 | 1 | 1 | 1 | 1 | 1 | 0 | 0 | 0 | 0 | 0 | 0 | 0 | 0 | 0 | 0 | 0 | 0 | 0 | 0 | 0 | 0 | 0 | 0 | 0 | 0 | 0 | 0 | 0 | 0 | 0
Sunday | 5 | 1 | 6 | 2886 | 0 | 0 | 0 | 0 | 0 | 0 | 0 | 0 | 0 | 0 | 0 | 0 | 0 | 0 | 0 | 0 | 0 | 0 | 0 | 0 | 0 |  | 0 | 0 | 0 | 0 | 0 | 0 | 0 | 0 |  |  |  |  | 0 | 0 | 0 | 0 | 0 | 0 | 0 | 1 |  | 1 | 1 | 1 | 1 | 1 | 1 | 0 | 0 | 0 | 0 | 0 | 0 | 0 | 0 | 0 | 0 | 0 | 0 | 0 | 0 | 0 | 0 | 0 | 0 | 0 | 0 | 0 | 0 | 0 | 0 | 0
Sunday | 5 | 1 | 7 | 2887 | 0 | 0 | 0 | 0 | 0 | 0 | 0 | 0 | 0 | 0 | 0 | 0 | 0 | 0 | 0 | 0 | 0 | 0 | 0 | 0 | 0 |  | 0 | 0 | 0 | 0 | 0 | 0 | 0 | 0 |  |  |  |  | 0 | 0 | 0 | 0 | 0 | 0 | 0 | 1 |  | 1 | 1 | 1 | 1 | 1 | 1 | 0 | 0 | 0 | 0 | 0 | 0 | 0 | 0 | 0 | 0 | 0 | 0 | 0 | 0 | 0 | 0 | 0 | 0 | 0 | 0 | 0 | 0 | 0 | 0 | 0
Sunday | 5 | 1 | 8 | 2888 | 0 | 0 | 0 | 0 | 0 | 0 | 0 | 0 | 0 | 0 | 0 | 0 | 0 | 0 | 0 | 0 | 0 | 0 | 0 | 0 | 0 |  | 0 | 0 | 0 | 0 | 0 | 0 | 0 | 0 |  |  |  |  | 0 | 0 | 0 | 0 | 0 | 0 | 0 | 1 |  | 1 | 1 | 1 | 1 | 1 | 1 | 0 | 0 | 0 | 0 | 0 | 0 | 0 | 0 | 0 | 0 | 0 | 0 | 0 | 0 | 0 | 0 | 0 | 0 | 0 | 0 | 0 | 0 | 0 | 0 | 0
Sunday | 5 | 1 | 9 | 2889 | 0 | 0 | 0 | 0 | 0 | 0 | 0 | 0 | 0 | 0 | 0 | 0 | 0 | 0 | 0 | 0 | 0 | 0 | 0 | 0 | 0 |  | 0 | 0 | 0 | 0 | 0 | 0 | 0 | 0 |  |  |  |  | 0 | 0 | 0 | 0 | 0 | 0 | 0 | 1 |  | 1 | 1 | 1 | 1 | 1 | 1 | 0 | 0 | 0 | 0 | 0 | 0 | 0 | 0 | 0 | 0 | 0 | 0 | 0 | 0 | 0 | 0 | 0 | 0 | 0 | 0 | 0 | 0 | 0 | 0 | 0
Sunday | 5 | 1 | 10 | 2890 | 0 | 0 | 0 | 0 | 0 | 0 | 0 | 0 | 0 | 0 | 0 | 0 | 0 | 0 | 0 | 0 | 0 | 0 | 0 | 0 | 0 |  | 0 | 0 | 0 | 0 | 0 | 0 | 0 | 0 |  |  |  |  | 0 | 0 | 0 | 0 | 0 | 0 | 0 | 1 |  | 1 | 1 | 1 | 1 | 1 | 1 | 0 | 0 | 0 | 0 | 0 | 0 | 0 | 0 | 0 | 0 | 0 | 0 | 0 | 0 | 0 | 0 | 0 | 0 | 0 | 0 | 0 | 0 | 0 | 0 | 0
Sunday | 5 | 1 | 11 | 2891 | 0 | 0 | 0 | 0 | 0 | 0 | 0 | 0 | 0 | 0 | 0 | 0 | 0 | 0 | 0 | 0 | 0 | 0 | 0 | 0 | 0 |  | 0 | 0 | 0 | 0 | 0 | 0 | 0 | 0 |  |  |  |  | 0 | 0 | 0 | 0 | 0 | 0 | 0 | 1 |  | 1 | 1 | 1 | 1 | 1 | 1 | 0 | 0 | 0 | 0 | 0 | 0 | 0 | 0 | 0 | 0 | 0 | 0 | 0 | 0 | 0 | 0 | 0 | 0 | 0 | 0 | 0 | 0 | 0 | 0 | 0
Sunday | 5 | 1 | 12 | 2892 | 0 | 0 | 0 | 0 | 0 | 0 | 0 | 0 | 0 | 0 | 0 | 0 | 0 | 0 | 0 | 0 | 0 | 0 | 0 | 0 | 0 |  | 0 | 0 | 0 | 0 | 0 | 0 | 0 | 0 |  |  |  |  | 0 | 0 | 0 | 0 | 0 | 0 | 0 | 1 |  | 1 | 1 | 1 | 1 | 1 | 1 | 0 | 0 | 0 | 0 | 0 | 0 | 0 | 0 | 0 | 0 | 0 | 0 | 0 | 0 | 0 | 0 | 0 | 0 | 0 | 0 | 0 | 0 | 0 | 0 | 0
Sunday | 5 | 1 | 13 | 2893 | 0 | 0 | 0 | 0 | 0 | 0 | 0 | 0 | 0 | 0 | 0 | 0 | 0 | 0 | 0 | 0 | 0 | 0 | 0 | 0 | 0 |  | 0 | 0 | 0 | 0 | 0 | 0 | 0 | 0 |  |  |  |  | 0 | 0 | 0 | 0 | 0 | 0 | 0 | 1 |  | 1 | 1 | 1 | 1 | 1 | 1 | 0 | 0 | 0 | 0 | 0 | 0 | 0 | 0 | 0 | 0 | 0 | 0 | 0 | 0 | 0 | 0 | 0 | 0 | 0 | 0 | 0 | 0 | 0 | 0 | 0
Sunday | 5 | 1 | 14 | 2894 | 0 | 0 | 0 | 0 | 0 | 0 | 0 | 0 | 0 | 0 | 0 | 0 | 0 | 0 | 0 | 0 | 0 | 0 | 0 | 0 | 0 |  | 0 | 0 | 0 | 0 | 0 | 0 | 0 | 0 |  |  |  |  | 0 | 0 | 0 | 0 | 0 | 0 | 0 | 1 |  | 1 | 1 | 1 | 1 | 1 | 1 | 0 | 0 | 0 | 0 | 0 | 0 | 0 | 0 | 0 | 0 | 0 | 0 | 0 | 0 | 0 | 0 | 0 | 0 | 0 | 0 | 0 | 0 | 0 | 0 | 0
Sunday | 5 | 1 | 15 | 2895 | 0 | 0 | 0 | 0 | 0 | 0 | 0 | 0 | 0 | 0 | 0 | 0 | 0 | 0 | 0 | 0 | 0 | 0 | 0 | 0 | 0 |  | 0 | 0 | 0 | 0 | 0 | 0 | 0 | 0 |  |  |  |  | 0 | 0 | 0 | 0 | 0 | 0 | 0 | 1 |  | 1 | 1 | 1 | 1 | 1 | 1 | 0 | 0 | 0 | 0 | 0 | 0 | 0 | 0 | 0 | 0 | 0 | 0 | 0 | 0 | 0 | 0 | 0 | 0 | 0 | 0 | 0 | 0 | 0 | 0 | 0
Sunday | 5 | 1 | 16 | 2896 | 0 | 0 | 0 | 0 | 0 | 0 | 0 | 0 | 0 | 0 | 0 | 0 | 0 | 0 | 0 | 0 | 0 | 0 | 0 | 0 | 0 |  | 0 | 0 | 0 | 0 | 0 | 0 | 0 | 0 |  |  |  |  | 0 | 0 | 0 | 0 | 0 | 0 | 0 | 1 |  | 1 | 1 | 1 | 1 | 1 | 1 | 0 | 0 | 0 | 0 | 0 | 0 | 0 | 0 | 0 | 0 | 0 | 0 | 0 | 0 | 0 | 0 | 0 | 0 | 0 | 0 | 0 | 0 | 0 | 0 | 0
Sunday | 5 | 1 | 17 | 2897 | 0 | 0 | 0 | 0 | 0 | 0 | 0 | 0 | 0 | 0 | 0 | 0 | 0 | 0 | 0 | 0 | 0 | 0 | 0 | 0 | 0 |  | 0 | 0 | 0 | 0 | 0 | 0 | 0 | 0 |  |  |  |  | 0 | 0 | 0 | 0 | 0 | 0 | 0 | 1 |  | 1 | 1 | 1 | 1 | 1 | 1 | 0 | 0 | 0 | 0 | 0 | 0 | 0 | 0 | 0 | 0 | 0 | 0 | 0 | 0 | 0 | 0 | 0 | 0 | 0 | 0 | 0 | 0 | 0 | 0 | 0
Sunday | 5 | 1 | 18 | 2898 | 0 | 0 | 0 | 0 | 0 | 0 | 0 | 0 | 0 | 0 | 0 | 0 | 0 | 0 | 0 | 0 | 0 | 0 | 0 | 0 | 0 |  | 0 | 0 | 0 | 0 | 0 | 0 | 0 | 0 |  |  |  |  | 0 | 0 | 0 | 0 | 0 | 0 | 0 | 1 |  | 1 | 1 | 1 | 1 | 1 | 1 | 0 | 0 | 0 | 0 | 0 | 0 | 0 | 0 | 0 | 0 | 0 | 0 | 0 | 0 | 0 | 0 | 0 | 0 | 0 | 0 | 0 | 0 | 0 | 0 | 0
Sunday | 5 | 1 | 19 | 2899 | 0 | 0 | 0 | 0 | 0 | 0 | 0 | 0 | 0 | 0 | 0 | 0 | 0 | 0 | 0 | 0 | 0 | 0 | 0 | 0 | 0 |  | 0 | 0 | 0 | 0 | 0 | 0 | 0 | 0 |  |  |  |  | 0 | 0 | 0 | 0 | 0 | 0 | 0 | 1 |  | 1 | 1 | 1 | 1 | 1 | 1 | 0 | 0 | 0 | 0 | 0 | 0 | 0 | 0 | 0 | 0 | 0 | 0 | 0 | 0 | 0 | 0 | 0 | 0 | 0 | 0 | 0 | 0 | 0 | 0 | 0
Sunday | 5 | 1 | 20 | 2900 | 0 | 0 | 0 | 0 | 0 | 0 | 0 | 0 | 0 | 0 | 0 | 0 | 0 | 0 | 0 | 0 | 0 | 0 | 0 | 0 | 0 |  | 0 | 0 | 0 | 0 | 0 | 0 | 0 | 0 |  |  |  |  | 0 | 0 | 0 | 0 | 0 | 0 | 0 | 1 |  | 1 | 1 | 1 | 1 | 1 | 1 | 0 | 0 | 0 | 0 | 0 | 0 | 0 | 0 | 0 | 0 | 0 | 0 | 0 | 0 | 0 | 0 | 0 | 0 | 0 | 0 | 0 | 0 | 0 | 0 | 0
Sunday | 5 | 1 | 21 | 2901 | 0 | 0 | 0 | 0 | 0 | 0 | 0 | 0 | 0 | 0 | 0 | 0 | 0 | 0 | 0 | 0 | 0 | 0 | 0 | 0 | 0 |  | 0 | 0 | 0 | 0 | 0 | 0 | 0 | 0 |  |  |  |  | 0 | 0 | 0 | 0 | 0 | 0 | 0 | 1 |  | 1 | 1 | 1 | 1 | 1 | 1 | 0 | 0 | 0 | 0 | 0 | 0 | 0 | 0 | 0 | 0 | 0 | 0 | 0 | 0 | 0 | 0 | 0 | 0 | 0 | 0 | 0 | 0 | 0 | 0 | 0
Sunday | 5 | 1 | 22 | 2902 | 0 | 0 | 0 | 0 | 0 | 0 | 0 | 0 | 0 | 0 | 0 | 0 | 0 | 0 | 0 | 0 | 0 | 0 | 0 | 0 | 0 |  | 0 | 0 | 0 | 0 | 0 | 0 | 0 | 0 |  |  |  |  | 0 | 0 | 0 | 0 | 0 | 0 | 0 | 1 |  | 1 | 1 | 1 | 1 | 1 | 1 | 0 | 0 | 0 | 0 | 0 | 0 | 0 | 0 | 0 | 0 | 0 | 0 | 0 | 0 | 0 | 0 | 0 | 0 | 0 | 0 | 0 | 0 | 0 | 0 | 0
Sunday | 5 | 1 | 23 | 2903 | 0 | 0 | 0 | 0 | 0 | 0 | 0 | 0 | 0 | 0 | 0 | 0 | 0 | 0 | 0 | 0 | 0 | 0 | 0 | 0 | 0 |  | 0 | 0 | 0 | 0 | 0 | 0 | 0 | 0 |  |  |  |  | 0 | 0 | 0 | 0 | 0 | 0 | 0 | 1 |  | 1 | 1 | 1 | 1 | 1 | 1 | 0 | 0 | 0 | 0 | 0 | 0 | 0 | 0 | 0 | 0 | 0 | 0 | 0 | 0 | 0 | 0 | 0 | 0 | 0 | 0 | 0 | 0 | 0 | 0 | 0
Sunday | 5 | 1 | 24 | 2904 | 0 | 0 | 0 | 0 | 0 | 0 | 0 | 0 | 0 | 0 | 0 | 0 | 0 | 0 | 0 | 0 | 0 | 0 | 0 | 0 | 0 |  | 0 | 0 | 0 | 0 | 0 | 0 | 0 | 0 |  |  |  |  | 0 | 0 | 0 | 0 | 0 | 0 | 0 | 1 |  | 1 | 1 | 1 | 1 | 1 | 1 | 0 | 0 | 0 | 0 | 0 | 0 | 0 | 0 | 0 | 0 | 0 | 0 | 0 | 0 | 0 | 0 | 0 | 0 | 0 | 0 | 0 | 0 | 0 | 0 | 0
Monday | 5 | 2 | 1 | 2905 | 0 | 0 | 0 | 0 | 0 | 0 | 0 | 0 | 0 | 0 | 0 | 0 | 0 | 0 | 0 | 0 | 0 | 0 | 0 | 0 | 0 |  | 0 | 0 | 0 | 0 | 0 | 0 | 0 | 0 |  |  |  |  | 0 | 0 | 0 | 0 | 0 | 0 | 0 | 1 |  | 1 | 1 | 1 | 1 | 1 | 1 | 0 | 0 | 0 | 0 | 0 | 0 | 0 | 0 | 0 | 0 | 0 | 0 | 0 | 0 | 0 | 0 | 0 | 0 | 0 | 0 | 0 | 0 | 0 | 0 | 0
Monday | 5 | 2 | 2 | 2906 | 0 | 0 | 0 | 0 | 0 | 0 | 0 | 0 | 0 | 0 | 0 | 0 | 0 | 0 | 0 | 0 | 0 | 0 | 0 | 0 | 0 |  | 0 | 0 | 0 | 0 | 0 | 0 | 0 | 0 |  |  |  |  | 0 | 0 | 0 | 0 | 0 | 0 | 0 | 1 |  | 1 | 1 | 1 | 1 | 1 | 1 | 0 | 0 | 0 | 0 | 0 | 0 | 0 | 0 | 0 | 0 | 0 | 0 | 0 | 0 | 0 | 0 | 0 | 0 | 0 | 0 | 0 | 0 | 0 | 0 | 0
Monday | 5 | 2 | 3 | 2907 | 0 | 0 | 0 | 0 | 0 | 0 | 0 | 0 | 0 | 0 | 0 | 0 | 0 | 0 | 0 | 0 | 0 | 0 | 0 | 0 | 0 |  | 0 | 0 | 0 | 0 | 0 | 0 | 0 | 0 |  |  |  |  | 0 | 0 | 0 | 0 | 0 | 0 | 0 | 1 |  | 1 | 1 | 1 | 1 | 1 | 1 | 0 | 0 | 0 | 0 | 0 | 0 | 0 | 0 | 0 | 0 | 0 | 0 | 0 | 0 | 0 | 0 | 0 | 0 | 0 | 0 | 0 | 0 | 0 | 0 | 0
Monday | 5 | 2 | 4 | 2908 | 0 | 0 | 0 | 0 | 0 | 0 | 0 | 0 | 0 | 0 | 0 | 0 | 0 | 0 | 0 | 0 | 0 | 0 | 0 | 0 | 0 |  | 0 | 0 | 0 | 0 | 0 | 0 | 0 | 0 |  |  |  |  | 0 | 0 | 0 | 0 | 0 | 0 | 0 | 1 |  | 1 | 1 | 1 | 1 | 1 | 1 | 0 | 0 | 0 | 0 | 0 | 0 | 0 | 0 | 0 | 0 | 0 | 0 | 0 | 0 | 0 | 0 | 0 | 0 | 0 | 0 | 0 | 0 | 0 | 0 | 0
Monday | 5 | 2 | 5 | 2909 | 0 | 0 | 0 | 0 | 0 | 0 | 0 | 0 | 0 | 0 | 0 | 0 | 0 | 0 | 0 | 0 | 0 | 0 | 0 | 0 | 0 |  | 0 | 0 | 0 | 0 | 0 | 0 | 0 | 0 |  |  |  |  | 0 | 0 | 0 | 0 | 0 | 0 | 0 | 1 |  | 1 | 1 | 1 | 1 | 1 | 1 | 0 | 0 | 0 | 0 | 0 | 0 | 0 | 0 | 0 | 0 | 0 | 0 | 0 | 0 | 0 | 0 | 0 | 0 | 0 | 0 | 0 | 0 | 0 | 0 | 0
Monday | 5 | 2 | 6 | 2910 | 0 | 0 | 0 | 0 | 0 | 0 | 0 | 0 | 0 | 0 | 0 | 0 | 0 | 0 | 0 | 0 | 0 | 0 | 0 | 0 | 0 |  | 0 | 0 | 0 | 0 | 0 | 0 | 0 | 0 |  |  |  |  | 0 | 0 | 0 | 0 | 0 | 0 | 0 | 1 |  | 1 | 1 | 1 | 1 | 1 | 1 | 0 | 0 | 0 | 0 | 0 | 0 | 0 | 0 | 0 | 0 | 0 | 0 | 0 | 0 | 0 | 0 | 0 | 0 | 0 | 0 | 0 | 0 | 0 | 0 | 0
Monday | 5 | 2 | 7 | 2911 | 0 | 0 | 0 | 0 | 0 | 0 | 0 | 0 | 0 | 0 | 0 | 0 | 0 | 0 | 0 | 0 | 0 | 0 | 0 | 0 | 0 |  | 0 | 0 | 0 | 0 | 0 | 0 | 0 | 0 |  |  |  |  | 0 | 0 | 0 | 0 | 0 | 0 | 0 | 1 |  | 1 | 1 | 1 | 1 | 1 | 1 | 0 | 0 | 0 | 0 | 0 | 0 | 0 | 0 | 0 | 0 | 0 | 0 | 0 | 0 | 0 | 0 | 0 | 0 | 0 | 0 | 0 | 0 | 0 | 0 | 0
Monday | 5 | 2 | 8 | 2912 | 0 | 0 | 0 | 0 | 0 | 0 | 0 | 0 | 0 | 0 | 0 | 0 | 0 | 0 | 0 | 0 | 0 | 0 | 0 | 0 | 0 |  | 0 | 0 | 0 | 0 | 0 | 0 | 0 | 0 |  |  |  |  | 0 | 0 | 0 | 0 | 0 | 0 | 1 | 0 |  | 1 | 1 | 1 | 1 | #VALUE! | #VALUE! | 0 | 0 | 0 | 0 | 0 | 0 | 0 | 0 | 0 | 0 | 0 | 0 | 0 | 0 | 0 | 0 | 0 | 0 | 0 | 0 | 0 | 0 | 0 | 0 | 0
Monday | 5 | 2 | 9 | 2913 | 0 | 0 | 0 | 0 | 0 | 0 | 0 | 0 | 0 | 0 | 0 | 0 | 0 | 0 | 0 | 0 | 0 | 0 | 0 | 0 | 0 |  | 0 | 0 | 0 | 0 | 0 | 0 | 0 | 0 |  |  |  |  | 0 | 0 | 0 | 0 | 0 | 0 | 1 | 0 |  | 1 | 1 | 1 | 1 | #VALUE! | #VALUE! | 0 | 0 | 0 | 0 | 0 | 0 | 0 | 0 | 0 | 0 | 0 | 0 | 0 | 0 | 0 | 0 | 0 | 0 | 0 | 0 | 0 | 0 | 0 | 0 | 0
Monday | 5 | 2 | 10 | 2914 | 0 | 0 | 0 | 0 | 0 | 0 | 0 | 0 | 0 | 0 | 0 | 0 | 0 | 0 | 0 | 0 | 0 | 0 | 0 | 0 | 0 |  | 0 | 0 | 0 | 0 | 0 | 0 | 0 | 0 |  |  |  |  | 0 | 0 | 0 | 0 | 0 | 0 | 1 | 0 |  | 1 | 1 | 1 | 1 | #VALUE! | #VALUE! | 0 | 0 | 0 | 0 | 0 | 0 | 0 | 0 | 0 | 0 | 0 | 0 | 0 | 0 | 0 | 0 | 0 | 0 | 0 | 0 | 0 | 0 | 0 | 0 | 0
Monday | 5 | 2 | 11 | 2915 | 0 | 0 | 0 | 0 | 0 | 0 | 0 | 0 | 0 | 0 | 0 | 0 | 0 | 0 | 0 | 0 | 0 | 0 | 0 | 0 | 0 |  | 0 | 0 | 0 | 0 | 0 | 0 | 0 | 0 |  |  |  |  | 0 | 0 | 0 | 0 | 0 | 0 | 1 | 0 |  | 1 | 1 | 1 | 1 | #VALUE! | #VALUE! | 0 | 0 | 0 | 0 | 0 | 0 | 0 | 0 | 0 | 0 | 0 | 0 | 0 | 0 | 0 | 0 | 0 | 0 | 0 | 0 | 0 | 0 | 0 | 0 | 0
Monday | 5 | 2 | 12 | 2916 | 0 | 0 | 0 | 0 | 0 | 0 | 0 | 0 | 0 | 0 | 0 | 0 | 0 | 0 | 0 | 0 | 0 | 0 | 0 | 0 | 0 |  | 0 | 0 | 0 | 0 | 0 | 0 | 0 | 0 |  |  |  |  | 0 | 0 | 0 | 0 | 0 | 0 | 1 | 0 |  | 1 | 1 | 1 | 1 | #VALUE! | #VALUE! | 0 | 0 | 0 | 0 | 0 | 0 | 0 | 0 | 0 | 0 | 0 | 0 | 0 | 0 | 0 | 0 | 0 | 0 | 0 | 0 | 0 | 0 | 0 | 0 | 0
Monday | 5 | 2 | 13 | 2917 | 0 | 0 | 0 | 0 | 0 | 0 | 0 | 0 | 0 | 0 | 0 | 0 | 0 | 0 | 0 | 0 | 0 | 0 | 0 | 0 | 0 |  | 0 | 0 | 0 | 0 | 0 | 0 | 0 | 0 |  |  |  |  | 0 | 0 | 0 | 0 | 0 | 0 | 1 | 0 |  | 1 | 1 | 1 | 1 | #VALUE! | #VALUE! | 0 | 0 | 0 | 0 | 0 | 0 | 0 | 0 | 0 | 0 | 0 | 0 | 0 | 0 | 0 | 0 | 0 | 0 | 0 | 0 | 0 | 0 | 0 | 0 | 0
Monday | 5 | 2 | 14 | 2918 | 0 | 0 | 0 | 0 | 0 | 0 | 0 | 0 | 0 | 0 | 0 | 0 | 0 | 0 | 0 | 0 | 0 | 0 | 0 | 0 | 0 |  | 0 | 0 | 0 | 0 | 0 | 0 | 0 | 0 |  |  |  |  | 0 | 0 | 0 | 0 | 0 | 0 | 1 | 0 |  | 1 | 1 | 1 | 1 | #VALUE! | #VALUE! | 0 | 0 | 0 | 0 | 0 | 0 | 0 | 0 | 0 | 0 | 0 | 0 | 0 | 0 | 0 | 0 | 0 | 0 | 0 | 0 | 0 | 0 | 0 | 0 | 0
Monday | 5 | 2 | 15 | 2919 | 0 | 0 | 0 | 0 | 0 | 0 | 0 | 0 | 0 | 0 | 0 | 0 | 0 | 0 | 0 | 0 | 0 | 0 | 0 | 0 | 0 |  | 0 | 0 | 0 | 0 | 0 | 0 | 0 | 0 |  |  |  |  | 0 | 0 | 0 | 0 | 0 | 0 | 1 | 0 |  | 1 | 1 | 1 | 1 | #VALUE! | #VALUE! | 0 | 0 | 0 | 0 | 0 | 0 | 0 | 0 | 0 | 0 | 0 | 0 | 0 | 0 | 0 | 0 | 0 | 0 | 0 | 0 | 0 | 0 | 0 | 0 | 0
Monday | 5 | 2 | 16 | 2920 | 0 | 0 | 0 | 0 | 0 | 0 | 0 | 0 | 0 | 0 | 0 | 0 | 0 | 0 | 0 | 0 | 0 | 0 | 0 | 0 | 0 |  | 0 | 0 | 0 | 0 | 0 | 0 | 0 | 0 |  |  |  |  | 0 | 0 | 0 | 0 | 0 | 0 | 1 | 0 |  | 1 | 1 | 1 | 1 | #VALUE! | #VALUE! | 0 | 0 | 0 | 0 | 0 | 0 | 0 | 0 | 0 | 0 | 0 | 0 | 0 | 0 | 0 | 0 | 0 | 0 | 0 | 0 | 0 | 0 | 0 | 0 | 0
Monday | 5 | 2 | 17 | 2921 | 0 | 0 | 0 | 0 | 0 | 0 | 0 | 0 | 0 | 0 | 0 | 0 | 0 | 0 | 0 | 0 | 0 | 0 | 0 | 0 | 0 |  | 0 | 0 | 0 | 0 | 0 | 0 | 0 | 0 |  |  |  |  | 0 | 0 | 0 | 0 | 0 | 0 | 1 | 0 |  | 1 | 1 | 1 | 1 | #VALUE! | #VALUE! | 0 | 0 | 0 | 0 | 0 | 0 | 0 | 0 | 0 | 0 | 0 | 0 | 0 | 0 | 0 | 0 | 0 | 0 | 0 | 0 | 0 | 0 | 0 | 0 | 0
Monday | 5 | 2 | 18 | 2922 | 0 | 0 | 0 | 0 | 0 | 0 | 0 | 0 | 0 | 0 | 0 | 0 | 0 | 0 | 0 | 0 | 0 | 0 | 0 | 0 | 0 |  | 0 | 0 | 0 | 0 | 0 | 0 | 0 | 0 |  |  |  |  | 0 | 0 | 0 | 0 | 0 | 0 | 1 | 0 |  | 1 | 1 | 1 | 1 | #VALUE! | #VALUE! | 0 | 0 | 0 | 0 | 0 | 0 | 0 | 0 | 0 | 0 | 0 | 0 | 0 | 0 | 0 | 0 | 0 | 0 | 0 | 0 | 0 | 0 | 0 | 0 | 0
Monday | 5 | 2 | 19 | 2923 | 0 | 0 | 0 | 0 | 0 | 0 | 0 | 0 | 0 | 0 | 0 | 0 | 0 | 0 | 0 | 0 | 0 | 0 | 0 | 0 | 0 |  | 0 | 0 | 0 | 0 | 0 | 0 | 0 | 0 |  |  |  |  | 0 | 0 | 0 | 0 | 0 | 0 | 1 | 0 |  | 1 | 1 | 1 | 1 | #VALUE! | #VALUE! | 0 | 0 | 0 | 0 | 0 | 0 | 0 | 0 | 0 | 0 | 0 | 0 | 0 | 0 | 0 | 0 | 0 | 0 | 0 | 0 | 0 | 0 | 0 | 0 | 0
Monday | 5 | 2 | 20 | 2924 | 0 | 0 | 0 | 0 | 0 | 0 | 0 | 0 | 0 | 0 | 0 | 0 | 0 | 0 | 0 | 0 | 0 | 0 | 0 | 0 | 0 |  | 0 | 0 | 0 | 0 | 0 | 0 | 0 | 0 |  |  |  |  | 0 | 0 | 0 | 0 | 0 | 0 | 1 | 0 |  | 1 | 1 | 1 | 1 | #VALUE! | #VALUE! | 0 | 0 | 0 | 0 | 0 | 0 | 0 | 0 | 0 | 0 | 0 | 0 | 0 | 0 | 0 | 0 | 0 | 0 | 0 | 0 | 0 | 0 | 0 | 0 | 0
Monday | 5 | 2 | 21 | 2925 | 0 | 0 | 0 | 0 | 0 | 0 | 0 | 0 | 0 | 0 | 0 | 0 | 0 | 0 | 0 | 0 | 0 | 0 | 0 | 0 | 0 |  | 0 | 0 | 0 | 0 | 0 | 0 | 0 | 0 |  |  |  |  | 0 | 0 | 0 | 0 | 0 | 0 | 1 | 0 |  | 1 | 1 | 1 | 1 | #VALUE! | #VALUE! | 0 | 0 | 0 | 0 | 0 | 0 | 0 | 0 | 0 | 0 | 0 | 0 | 0 | 0 | 0 | 0 | 0 | 0 | 0 | 0 | 0 | 0 | 0 | 0 | 0
Monday | 5 | 2 | 22 | 2926 | 0 | 0 | 0 | 0 | 0 | 0 | 0 | 0 | 0 | 0 | 0 | 0 | 0 | 0 | 0 | 0 | 0 | 0 | 0 | 0 | 0 |  | 0 | 0 | 0 | 0 | 0 | 0 | 0 | 0 |  |  |  |  | 0 | 0 | 0 | 0 | 0 | 0 | 1 | 0 |  | 1 | 1 | 1 | 1 | #VALUE! | #VALUE! | 0 | 0 | 0 | 0 | 0 | 0 | 0 | 0 | 0 | 0 | 0 | 0 | 0 | 0 | 0 | 0 | 0 | 0 | 0 | 0 | 0 | 0 | 0 | 0 | 0
Monday | 5 | 2 | 23 | 2927 | 0 | 0 | 0 | 0 | 0 | 0 | 0 | 0 | 0 | 0 | 0 | 0 | 0 | 0 | 0 | 0 | 0 | 0 | 0 | 0 | 0 |  | 0 | 0 | 0 | 0 | 0 | 0 | 0 | 0 |  |  |  |  | 0 | 0 | 0 | 0 | 0 | 0 | 0 | 1 |  | 1 | 1 | 1 | 1 | 1 | 1 | 0 | 0 | 0 | 0 | 0 | 0 | 0 | 0 | 0 | 0 | 0 | 0 | 0 | 0 | 0 | 0 | 0 | 0 | 0 | 0 | 0 | 0 | 0 | 0 | 0
Monday | 5 | 2 | 24 | 2928 | 0 | 0 | 0 | 0 | 0 | 0 | 0 | 0 | 0 | 0 | 0 | 0 | 0 | 0 | 0 | 0 | 0 | 0 | 0 | 0 | 0 |  | 0 | 0 | 0 | 0 | 0 | 0 | 0 | 0 |  |  |  |  | 0 | 0 | 0 | 0 | 0 | 0 | 0 | 1 |  | 1 | 1 | 1 | 1 | 1 | 1 | 0 | 0 | 0 | 0 | 0 | 0 | 0 | 0 | 0 | 0 | 0 | 0 | 0 | 0 | 0 | 0 | 0 | 0 | 0 | 0 | 0 | 0 | 0 | 0 | 0
Tuesday | 5 | 3 | 1 | 2929 | 0 | 0 | 0 | 0 | 0 | 0 | 0 | 0 | 0 | 0 | 0 | 0 | 0 | 0 | 0 | 0 | 0 | 0 | 0 | 0 | 0 |  | 0 | 0 | 0 | 0 | 0 | 0 | 0 | 0 |  |  |  |  | 0 | 0 | 0 | 0 | 0 | 0 | 0 | 1 |  | 1 | 1 | 1 | 1 | 1 | 1 | 0 | 0 | 0 | 0 | 0 | 0 | 0 | 0 | 0 | 0 | 0 | 0 | 0 | 0 | 0 | 0 | 0 | 0 | 0 | 0 | 0 | 0 | 0 | 0 | 0
Tuesday | 5 | 3 | 2 | 2930 | 0 | 0 | 0 | 0 | 0 | 0 | 0 | 0 | 0 | 0 | 0 | 0 | 0 | 0 | 0 | 0 | 0 | 0 | 0 | 0 | 0 |  | 0 | 0 | 0 | 0 | 0 | 0 | 0 | 0 |  |  |  |  | 0 | 0 | 0 | 0 | 0 | 0 | 0 | 1 |  | 1 | 1 | 1 | 1 | 1 | 1 | 0 | 0 | 0 | 0 | 0 | 0 | 0 | 0 | 0 | 0 | 0 | 0 | 0 | 0 | 0 | 0 | 0 | 0 | 0 | 0 | 0 | 0 | 0 | 0 | 0
Tuesday | 5 | 3 | 3 | 2931 | 0 | 0 | 0 | 0 | 0 | 0 | 0 | 0 | 0 | 0 | 0 | 0 | 0 | 0 | 0 | 0 | 0 | 0 | 0 | 0 | 0 |  | 0 | 0 | 0 | 0 | 0 | 0 | 0 | 0 |  |  |  |  | 0 | 0 | 0 | 0 | 0 | 0 | 0 | 1 |  | 1 | 1 | 1 | 1 | 1 | 1 | 0 | 0 | 0 | 0 | 0 | 0 | 0 | 0 | 0 | 0 | 0 | 0 | 0 | 0 | 0 | 0 | 0 | 0 | 0 | 0 | 0 | 0 | 0 | 0 | 0
Tuesday | 5 | 3 | 4 | 2932 | 0 | 0 | 0 | 0 | 0 | 0 | 0 | 0 | 0 | 0 | 0 | 0 | 0 | 0 | 0 | 0 | 0 | 0 | 0 | 0 | 0 |  | 0 | 0 | 0 | 0 | 0 | 0 | 0 | 0 |  |  |  |  | 0 | 0 | 0 | 0 | 0 | 0 | 0 | 1 |  | 1 | 1 | 1 | 1 | 1 | 1 | 0 | 0 | 0 | 0 | 0 | 0 | 0 | 0 | 0 | 0 | 0 | 0 | 0 | 0 | 0 | 0 | 0 | 0 | 0 | 0 | 0 | 0 | 0 | 0 | 0
Tuesday | 5 | 3 | 5 | 2933 | 0 | 0 | 0 | 0 | 0 | 0 | 0 | 0 | 0 | 0 | 0 | 0 | 0 | 0 | 0 | 0 | 0 | 0 | 0 | 0 | 0 |  | 0 | 0 | 0 | 0 | 0 | 0 | 0 | 0 |  |  |  |  | 0 | 0 | 0 | 0 | 0 | 0 | 0 | 1 |  | 1 | 1 | 1 | 1 | 1 | 1 | 0 | 0 | 0 | 0 | 0 | 0 | 0 | 0 | 0 | 0 | 0 | 0 | 0 | 0 | 0 | 0 | 0 | 0 | 0 | 0 | 0 | 0 | 0 | 0 | 0
Tuesday | 5 | 3 | 6 | 2934 | 0 | 0 | 0 | 0 | 0 | 0 | 0 | 0 | 0 | 0 | 0 | 0 | 0 | 0 | 0 | 0 | 0 | 0 | 0 | 0 | 0 |  | 0 | 0 | 0 | 0 | 0 | 0 | 0 | 0 |  |  |  |  | 0 | 0 | 0 | 0 | 0 | 0 | 0 | 1 |  | 1 | 1 | 1 | 1 | 1 | 1 | 0 | 0 | 0 | 0 | 0 | 0 | 0 | 0 | 0 | 0 | 0 | 0 | 0 | 0 | 0 | 0 | 0 | 0 | 0 | 0 | 0 | 0 | 0 | 0 | 0
Tuesday | 5 | 3 | 7 | 2935 | 0 | 0 | 0 | 0 | 0 | 0 | 0 | 0 | 0 | 0 | 0 | 0 | 0 | 0 | 0 | 0 | 0 | 0 | 0 | 0 | 0 |  | 0 | 0 | 0 | 0 | 0 | 0 | 0 | 0 |  |  |  |  | 0 | 0 | 0 | 0 | 0 | 0 | 0 | 1 |  | 1 | 1 | 1 | 1 | 1 | 1 | 0 | 0 | 0 | 0 | 0 | 0 | 0 | 0 | 0 | 0 | 0 | 0 | 0 | 0 | 0 | 0 | 0 | 0 | 0 | 0 | 0 | 0 | 0 | 0 | 0
Tuesday | 5 | 3 | 8 | 2936 | 0 | 0 | 0 | 0 | 0 | 0 | 0 | 0 | 0 | 0 | 0 | 0 | 0 | 0 | 0 | 0 | 0 | 0 | 0 | 0 | 0 |  | 0 | 0 | 0 | 0 | 0 | 0 | 0 | 0 |  |  |  |  | 0 | 0 | 0 | 0 | 0 | 0 | 1 | 0 |  | 1 | 1 | 1 | 1 | #VALUE! | #VALUE! | 0 | 0 | 0 | 0 | 0 | 0 | 0 | 0 | 0 | 0 | 0 | 0 | 0 | 0 | 0 | 0 | 0 | 0 | 0 | 0 | 0 | 0 | 0 | 0 | 0
Tuesday | 5 | 3 | 9 | 2937 | 0 | 0 | 0 | 0 | 0 | 0 | 0 | 0 | 0 | 0 | 0 | 0 | 0 | 0 | 0 | 0 | 0 | 0 | 0 | 0 | 0 |  | 0 | 0 | 0 | 0 | 0 | 0 | 0 | 0 |  |  |  |  | 0 | 0 | 0 | 0 | 0 | 0 | 1 | 0 |  | 1 | 1 | 1 | 1 | #VALUE! | #VALUE! | 0 | 0 | 0 | 0 | 0 | 0 | 0 | 0 | 0 | 0 | 0 | 0 | 0 | 0 | 0 | 0 | 0 | 0 | 0 | 0 | 0 | 0 | 0 | 0 | 0
Tuesday | 5 | 3 | 10 | 2938 | 0 | 0 | 0 | 0 | 0 | 0 | 0 | 0 | 0 | 0 | 0 | 0 | 0 | 0 | 0 | 0 | 0 | 0 | 0 | 0 | 0 |  | 0 | 0 | 0 | 0 | 0 | 0 | 0 | 0 |  |  |  |  | 0 | 0 | 0 | 0 | 0 | 0 | 1 | 0 |  | 1 | 1 | 1 | 1 | #VALUE! | #VALUE! | 0 | 0 | 0 | 0 | 0 | 0 | 0 | 0 | 0 | 0 | 0 | 0 | 0 | 0 | 0 | 0 | 0 | 0 | 0 | 0 | 0 | 0 | 0 | 0 | 0
Tuesday | 5 | 3 | 11 | 2939 | 0 | 0 | 0 | 0 | 0 | 0 | 0 | 0 | 0 | 0 | 0 | 0 | 0 | 0 | 0 | 0 | 0 | 0 | 0 | 0 | 0 |  | 0 | 0 | 0 | 0 | 0 | 0 | 0 | 0 |  |  |  |  | 0 | 0 | 0 | 0 | 0 | 0 | 1 | 0 |  | 1 | 1 | 1 | 1 | #VALUE! | #VALUE! | 0 | 0 | 0 | 0 | 0 | 0 | 0 | 0 | 0 | 0 | 0 | 0 | 0 | 0 | 0 | 0 | 0 | 0 | 0 | 0 | 0 | 0 | 0 | 0 | 0
Tuesday | 5 | 3 | 12 | 2940 | 0 | 0 | 0 | 0 | 0 | 0 | 0 | 0 | 0 | 0 | 0 | 0 | 0 | 0 | 0 | 0 | 0 | 0 | 0 | 0 | 0 |  | 0 | 0 | 0 | 0 | 0 | 0 | 0 | 0 |  |  |  |  | 0 | 0 | 0 | 0 | 0 | 0 | 1 | 0 |  | 1 | 1 | 1 | 1 | #VALUE! | #VALUE! | 0 | 0 | 0 | 0 | 0 | 0 | 0 | 0 | 0 | 0 | 0 | 0 | 0 | 0 | 0 | 0 | 0 | 0 | 0 | 0 | 0 | 0 | 0 | 0 | 0
Tuesday | 5 | 3 | 13 | 2941 | 0 | 0 | 0 | 0 | 0 | 0 | 0 | 0 | 0 | 0 | 0 | 0 | 0 | 0 | 0 | 0 | 0 | 0 | 0 | 0 | 0 |  | 0 | 0 | 0 | 0 | 0 | 0 | 0 | 0 |  |  |  |  | 0 | 0 | 0 | 0 | 0 | 0 | 1 | 0 |  | 1 | 1 | 1 | 1 | #VALUE! | #VALUE! | 0 | 0 | 0 | 0 | 0 | 0 | 0 | 0 | 0 | 0 | 0 | 0 | 0 | 0 | 0 | 0 | 0 | 0 | 0 | 0 | 0 | 0 | 0 | 0 | 0
Tuesday | 5 | 3 | 14 | 2942 | 0 | 0 | 0 | 0 | 0 | 0 | 0 | 0 | 0 | 0 | 0 | 0 | 0 | 0 | 0 | 0 | 0 | 0 | 0 | 0 | 0 |  | 0 | 0 | 0 | 0 | 0 | 0 | 0 | 0 |  |  |  |  | 0 | 0 | 0 | 0 | 0 | 0 | 1 | 0 |  | 1 | 1 | 1 | 1 | #VALUE! | #VALUE! | 0 | 0 | 0 | 0 | 0 | 0 | 0 | 0 | 0 | 0 | 0 | 0 | 0 | 0 | 0 | 0 | 0 | 0 | 0 | 0 | 0 | 0 | 0 | 0 | 0
Tuesday | 5 | 3 | 15 | 2943 | 0 | 0 | 0 | 0 | 0 | 0 | 0 | 0 | 0 | 0 | 0 | 0 | 0 | 0 | 0 | 0 | 0 | 0 | 0 | 0 | 0 |  | 0 | 0 | 0 | 0 | 0 | 0 | 0 | 0 |  |  |  |  | 0 | 0 | 0 | 0 | 0 | 0 | 1 | 0 |  | 1 | 1 | 1 | 1 | #VALUE! | #VALUE! | 0 | 0 | 0 | 0 | 0 | 0 | 0 | 0 | 0 | 0 | 0 | 0 | 0 | 0 | 0 | 0 | 0 | 0 | 0 | 0 | 0 | 0 | 0 | 0 | 0
Tuesday | 5 | 3 | 16 | 2944 | 0 | 0 | 0 | 0 | 0 | 0 | 0 | 0 | 0 | 0 | 0 | 0 | 0 | 0 | 0 | 0 | 0 | 0 | 0 | 0 | 0 |  | 0 | 0 | 0 | 0 | 0 | 0 | 0 | 0 |  |  |  |  | 0 | 0 | 0 | 0 | 0 | 0 | 1 | 0 |  | 1 | 1 | 1 | 1 | #VALUE! | #VALUE! | 0 | 0 | 0 | 0 | 0 | 0 | 0 | 0 | 0 | 0 | 0 | 0 | 0 | 0 | 0 | 0 | 0 | 0 | 0 | 0 | 0 | 0 | 0 | 0 | 0
Tuesday | 5 | 3 | 17 | 2945 | 0 | 0 | 0 | 0 | 0 | 0 | 0 | 0 | 0 | 0 | 0 | 0 | 0 | 0 | 0 | 0 | 0 | 0 | 0 | 0 | 0 |  | 0 | 0 | 0 | 0 | 0 | 0 | 0 | 0 |  |  |  |  | 0 | 0 | 0 | 0 | 0 | 0 | 1 | 0 |  | 1 | 1 | 1 | 1 | #VALUE! | #VALUE! | 0 | 0 | 0 | 0 | 0 | 0 | 0 | 0 | 0 | 0 | 0 | 0 | 0 | 0 | 0 | 0 | 0 | 0 | 0 | 0 | 0 | 0 | 0 | 0 | 0
Tuesday | 5 | 3 | 18 | 2946 | 0 | 0 | 0 | 0 | 0 | 0 | 0 | 0 | 0 | 0 | 0 | 0 | 0 | 0 | 0 | 0 | 0 | 0 | 0 | 0 | 0 |  | 0 | 0 | 0 | 0 | 0 | 0 | 0 | 0 |  |  |  |  | 0 | 0 | 0 | 0 | 0 | 0 | 1 | 0 |  | 1 | 1 | 1 | 1 | #VALUE! | #VALUE! | 0 | 0 | 0 | 0 | 0 | 0 | 0 | 0 | 0 | 0 | 0 | 0 | 0 | 0 | 0 | 0 | 0 | 0 | 0 | 0 | 0 | 0 | 0 | 0 | 0
Tuesday | 5 | 3 | 19 | 2947 | 0 | 0 | 0 | 0 | 0 | 0 | 0 | 0 | 0 | 0 | 0 | 0 | 0 | 0 | 0 | 0 | 0 | 0 | 0 | 0 | 0 |  | 0 | 0 | 0 | 0 | 0 | 0 | 0 | 0 |  |  |  |  | 0 | 0 | 0 | 0 | 0 | 0 | 1 | 0 |  | 1 | 1 | 1 | 1 | #VALUE! | #VALUE! | 0 | 0 | 0 | 0 | 0 | 0 | 0 | 0 | 0 | 0 | 0 | 0 | 0 | 0 | 0 | 0 | 0 | 0 | 0 | 0 | 0 | 0 | 0 | 0 | 0
Tuesday | 5 | 3 | 20 | 2948 | 0 | 0 | 0 | 0 | 0 | 0 | 0 | 0 | 0 | 0 | 0 | 0 | 0 | 0 | 0 | 0 | 0 | 0 | 0 | 0 | 0 |  | 0 | 0 | 0 | 0 | 0 | 0 | 0 | 0 |  |  |  |  | 0 | 0 | 0 | 0 | 0 | 0 | 1 | 0 |  | 1 | 1 | 1 | 1 | #VALUE! | #VALUE! | 0 | 0 | 0 | 0 | 0 | 0 | 0 | 0 | 0 | 0 | 0 | 0 | 0 | 0 | 0 | 0 | 0 | 0 | 0 | 0 | 0 | 0 | 0 | 0 | 0
Tuesday | 5 | 3 | 21 | 2949 | 0 | 0 | 0 | 0 | 0 | 0 | 0 | 0 | 0 | 0 | 0 | 0 | 0 | 0 | 0 | 0 | 0 | 0 | 0 | 0 | 0 |  | 0 | 0 | 0 | 0 | 0 | 0 | 0 | 0 |  |  |  |  | 0 | 0 | 0 | 0 | 0 | 0 | 1 | 0 |  | 1 | 1 | 1 | 1 | #VALUE! | #VALUE! | 0 | 0 | 0 | 0 | 0 | 0 | 0 | 0 | 0 | 0 | 0 | 0 | 0 | 0 | 0 | 0 | 0 | 0 | 0 | 0 | 0 | 0 | 0 | 0 | 0
Tuesday | 5 | 3 | 22 | 2950 | 0 | 0 | 0 | 0 | 0 | 0 | 0 | 0 | 0 | 0 | 0 | 0 | 0 | 0 | 0 | 0 | 0 | 0 | 0 | 0 | 0 |  | 0 | 0 | 0 | 0 | 0 | 0 | 0 | 0 |  |  |  |  | 0 | 0 | 0 | 0 | 0 | 0 | 1 | 0 |  | 1 | 1 | 1 | 1 | #VALUE! | #VALUE! | 0 | 0 | 0 | 0 | 0 | 0 | 0 | 0 | 0 | 0 | 0 | 0 | 0 | 0 | 0 | 0 | 0 | 0 | 0 | 0 | 0 | 0 | 0 | 0 | 0
Tuesday | 5 | 3 | 23 | 2951 | 0 | 0 | 0 | 0 | 0 | 0 | 0 | 0 | 0 | 0 | 0 | 0 | 0 | 0 | 0 | 0 | 0 | 0 | 0 | 0 | 0 |  | 0 | 0 | 0 | 0 | 0 | 0 | 0 | 0 |  |  |  |  | 0 | 0 | 0 | 0 | 0 | 0 | 0 | 1 |  | 1 | 1 | 1 | 1 | 1 | 1 | 0 | 0 | 0 | 0 | 0 | 0 | 0 | 0 | 0 | 0 | 0 | 0 | 0 | 0 | 0 | 0 | 0 | 0 | 0 | 0 | 0 | 0 | 0 | 0 | 0
Tuesday | 5 | 3 | 24 | 2952 | 0 | 0 | 0 | 0 | 0 | 0 | 0 | 0 | 0 | 0 | 0 | 0 | 0 | 0 | 0 | 0 | 0 | 0 | 0 | 0 | 0 |  | 0 | 0 | 0 | 0 | 0 | 0 | 0 | 0 |  |  |  |  | 0 | 0 | 0 | 0 | 0 | 0 | 0 | 1 |  | 1 | 1 | 1 | 1 | 1 | 1 | 0 | 0 | 0 | 0 | 0 | 0 | 0 | 0 | 0 | 0 | 0 | 0 | 0 | 0 | 0 | 0 | 0 | 0 | 0 | 0 | 0 | 0 | 0 | 0 | 0
Wednesday | 5 | 4 | 1 | 2953 | 0 | 0 | 0 | 0 | 0 | 0 | 0 | 0 | 0 | 0 | 0 | 0 | 0 | 0 | 0 | 0 | 0 | 0 | 0 | 0 | 0 |  | 0 | 0 | 0 | 0 | 0 | 0 | 0 | 0 |  |  |  |  | 0 | 0 | 0 | 0 | 0 | 0 | 0 | 1 |  | 1 | 1 | 1 | 1 | 1 | 1 | 0 | 0 | 0 | 0 | 0 | 0 | 0 | 0 | 0 | 0 | 0 | 0 | 0 | 0 | 0 | 0 | 0 | 0 | 0 | 0 | 0 | 0 | 0 | 0 | 0
Wednesday | 5 | 4 | 2 | 2954 | 0 | 0 | 0 | 0 | 0 | 0 | 0 | 0 | 0 | 0 | 0 | 0 | 0 | 0 | 0 | 0 | 0 | 0 | 0 | 0 | 0 |  | 0 | 0 | 0 | 0 | 0 | 0 | 0 | 0 |  |  |  |  | 0 | 0 | 0 | 0 | 0 | 0 | 0 | 1 |  | 1 | 1 | 1 | 1 | 1 | 1 | 0 | 0 | 0 | 0 | 0 | 0 | 0 | 0 | 0 | 0 | 0 | 0 | 0 | 0 | 0 | 0 | 0 | 0 | 0 | 0 | 0 | 0 | 0 | 0 | 0
Wednesday | 5 | 4 | 3 | 2955 | 0 | 0 | 0 | 0 | 0 | 0 | 0 | 0 | 0 | 0 | 0 | 0 | 0 | 0 | 0 | 0 | 0 | 0 | 0 | 0 | 0 |  | 0 | 0 | 0 | 0 | 0 | 0 | 0 | 0 |  |  |  |  | 0 | 0 | 0 | 0 | 0 | 0 | 0 | 1 |  | 1 | 1 | 1 | 1 | 1 | 1 | 0 | 0 | 0 | 0 | 0 | 0 | 0 | 0 | 0 | 0 | 0 | 0 | 0 | 0 | 0 | 0 | 0 | 0 | 0 | 0 | 0 | 0 | 0 | 0 | 0
Wednesday | 5 | 4 | 4 | 2956 | 0 | 0 | 0 | 0 | 0 | 0 | 0 | 0 | 0 | 0 | 0 | 0 | 0 | 0 | 0 | 0 | 0 | 0 | 0 | 0 | 0 |  | 0 | 0 | 0 | 0 | 0 | 0 | 0 | 0 |  |  |  |  | 0 | 0 | 0 | 0 | 0 | 0 | 0 | 1 |  | 1 | 1 | 1 | 1 | 1 | 1 | 0 | 0 | 0 | 0 | 0 | 0 | 0 | 0 | 0 | 0 | 0 | 0 | 0 | 0 | 0 | 0 | 0 | 0 | 0 | 0 | 0 | 0 | 0 | 0 | 0
Wednesday | 5 | 4 | 5 | 2957 | 0 | 0 | 0 | 0 | 0 | 0 | 0 | 0 | 0 | 0 | 0 | 0 | 0 | 0 | 0 | 0 | 0 | 0 | 0 | 0 | 0 |  | 0 | 0 | 0 | 0 | 0 | 0 | 0 | 0 |  |  |  |  | 0 | 0 | 0 | 0 | 0 | 0 | 0 | 1 |  | 1 | 1 | 1 | 1 | 1 | 1 | 0 | 0 | 0 | 0 | 0 | 0 | 0 | 0 | 0 | 0 | 0 | 0 | 0 | 0 | 0 | 0 | 0 | 0 | 0 | 0 | 0 | 0 | 0 | 0 | 0
Wednesday | 5 | 4 | 6 | 2958 | 0 | 0 | 0 | 0 | 0 | 0 | 0 | 0 | 0 | 0 | 0 | 0 | 0 | 0 | 0 | 0 | 0 | 0 | 0 | 0 | 0 |  | 0 | 0 | 0 | 0 | 0 | 0 | 0 | 0 |  |  |  |  | 0 | 0 | 0 | 0 | 0 | 0 | 0 | 1 |  | 1 | 1 | 1 | 1 | 1 | 1 | 0 | 0 | 0 | 0 | 0 | 0 | 0 | 0 | 0 | 0 | 0 | 0 | 0 | 0 | 0 | 0 | 0 | 0 | 0 | 0 | 0 | 0 | 0 | 0 | 0
Wednesday | 5 | 4 | 7 | 2959 | 0 | 0 | 0 | 0 | 0 | 0 | 0 | 0 | 0 | 0 | 0 | 0 | 0 | 0 | 0 | 0 | 0 | 0 | 0 | 0 | 0 |  | 0 | 0 | 0 | 0 | 0 | 0 | 0 | 0 |  |  |  |  | 0 | 0 | 0 | 0 | 0 | 0 | 0 | 1 |  | 1 | 1 | 1 | 1 | 1 | 1 | 0 | 0 | 0 | 0 | 0 | 0 | 0 | 0 | 0 | 0 | 0 | 0 | 0 | 0 | 0 | 0 | 0 | 0 | 0 | 0 | 0 | 0 | 0 | 0 | 0
Wednesday | 5 | 4 | 8 | 2960 | 0 | 0 | 0 | 0 | 0 | 0 | 0 | 0 | 0 | 0 | 0 | 0 | 0 | 0 | 0 | 0 | 0 | 0 | 0 | 0 | 0 |  | 0 | 0 | 0 | 0 | 0 | 0 | 0 | 0 |  |  |  |  | 0 | 0 | 0 | 0 | 0 | 0 | 1 | 0 |  | 1 | 1 | 1 | 1 | #VALUE! | #VALUE! | 0 | 0 | 0 | 0 | 0 | 0 | 0 | 0 | 0 | 0 | 0 | 0 | 0 | 0 | 0 | 0 | 0 | 0 | 0 | 0 | 0 | 0 | 0 | 0 | 0
Wednesday | 5 | 4 | 9 | 2961 | 0 | 0 | 0 | 0 | 0 | 0 | 0 | 0 | 0 | 0 | 0 | 0 | 0 | 0 | 0 | 0 | 0 | 0 | 0 | 0 | 0 |  | 0 | 0 | 0 | 0 | 0 | 0 | 0 | 0 |  |  |  |  | 0 | 0 | 0 | 0 | 0 | 0 | 1 | 0 |  | 1 | 1 | 1 | 1 | #VALUE! | #VALUE! | 0 | 0 | 0 | 0 | 0 | 0 | 0 | 0 | 0 | 0 | 0 | 0 | 0 | 0 | 0 | 0 | 0 | 0 | 0 | 0 | 0 | 0 | 0 | 0 | 0
Wednesday | 5 | 4 | 10 | 2962 | 0 | 0 | 0 | 0 | 0 | 0 | 0 | 0 | 0 | 0 | 0 | 0 | 0 | 0 | 0 | 0 | 0 | 0 | 0 | 0 | 0 |  | 0 | 0 | 0 | 0 | 0 | 0 | 0 | 0 |  |  |  |  | 0 | 0 | 0 | 0 | 0 | 0 | 1 | 0 |  | 1 | 1 | 1 | 1 | #VALUE! | #VALUE! | 0 | 0 | 0 | 0 | 0 | 0 | 0 | 0 | 0 | 0 | 0 | 0 | 0 | 0 | 0 | 0 | 0 | 0 | 0 | 0 | 0 | 0 | 0 | 0 | 0
Wednesday | 5 | 4 | 11 | 2963 | 0 | 0 | 0 | 0 | 0 | 0 | 0 | 0 | 0 | 0 | 0 | 0 | 0 | 0 | 0 | 0 | 0 | 0 | 0 | 0 | 0 |  | 0 | 0 | 0 | 0 | 0 | 0 | 0 | 0 |  |  |  |  | 0 | 0 | 0 | 0 | 0 | 0 | 1 | 0 |  | 1 | 1 | 1 | 1 | #VALUE! | #VALUE! | 0 | 0 | 0 | 0 | 0 | 0 | 0 | 0 | 0 | 0 | 0 | 0 | 0 | 0 | 0 | 0 | 0 | 0 | 0 | 0 | 0 | 0 | 0 | 0 | 0
Wednesday | 5 | 4 | 12 | 2964 | 0 | 0 | 0 | 0 | 0 | 0 | 0 | 0 | 0 | 0 | 0 | 0 | 0 | 0 | 0 | 0 | 0 | 0 | 0 | 0 | 0 |  | 0 | 0 | 0 | 0 | 0 | 0 | 0 | 0 |  |  |  |  | 0 | 0 | 0 | 0 | 0 | 0 | 1 | 0 |  | 1 | 1 | 1 | 1 | #VALUE! | #VALUE! | 0 | 0 | 0 | 0 | 0 | 0 | 0 | 0 | 0 | 0 | 0 | 0 | 0 | 0 | 0 | 0 | 0 | 0 | 0 | 0 | 0 | 0 | 0 | 0 | 0
Wednesday | 5 | 4 | 13 | 2965 | 0 | 0 | 0 | 0 | 0 | 0 | 0 | 0 | 0 | 0 | 0 | 0 | 0 | 0 | 0 | 0 | 0 | 0 | 0 | 0 | 0 |  | 0 | 0 | 0 | 0 | 0 | 0 | 0 | 0 |  |  |  |  | 0 | 0 | 0 | 0 | 0 | 0 | 1 | 0 |  | 1 | 1 | 1 | 1 | #VALUE! | #VALUE! | 0 | 0 | 0 | 0 | 0 | 0 | 0 | 0 | 0 | 0 | 0 | 0 | 0 | 0 | 0 | 0 | 0 | 0 | 0 | 0 | 0 | 0 | 0 | 0 | 0
Wednesday | 5 | 4 | 14 | 2966 | 0 | 0 | 0 | 0 | 0 | 0 | 0 | 0 | 0 | 0 | 0 | 0 | 0 | 0 | 0 | 0 | 0 | 0 | 0 | 0 | 0 |  | 0 | 0 | 0 | 0 | 0 | 0 | 0 | 0 |  |  |  |  | 0 | 0 | 0 | 0 | 0 | 0 | 1 | 0 |  | 1 | 1 | 1 | 1 | #VALUE! | #VALUE! | 0 | 0 | 0 | 0 | 0 | 0 | 0 | 0 | 0 | 0 | 0 | 0 | 0 | 0 | 0 | 0 | 0 | 0 | 0 | 0 | 0 | 0 | 0 | 0 | 0
Wednesday | 5 | 4 | 15 | 2967 | 0 | 0 | 0 | 0 | 0 | 0 | 0 | 0 | 0 | 0 | 0 | 0 | 0 | 0 | 0 | 0 | 0 | 0 | 0 | 0 | 0 |  | 0 | 0 | 0 | 0 | 0 | 0 | 0 | 0 |  |  |  |  | 0 | 0 | 0 | 0 | 0 | 0 | 1 | 0 |  | 1 | 1 | 1 | 1 | #VALUE! | #VALUE! | 0 | 0 | 0 | 0 | 0 | 0 | 0 | 0 | 0 | 0 | 0 | 0 | 0 | 0 | 0 | 0 | 0 | 0 | 0 | 0 | 0 | 0 | 0 | 0 | 0
Wednesday | 5 | 4 | 16 | 2968 | 0 | 0 | 0 | 0 | 0 | 0 | 0 | 0 | 0 | 0 | 0 | 0 | 0 | 0 | 0 | 0 | 0 | 0 | 0 | 0 | 0 |  | 0 | 0 | 0 | 0 | 0 | 0 | 0 | 0 |  |  |  |  | 0 | 0 | 0 | 0 | 0 | 0 | 1 | 0 |  | 1 | 1 | 1 | 1 | #VALUE! | #VALUE! | 0 | 0 | 0 | 0 | 0 | 0 | 0 | 0 | 0 | 0 | 0 | 0 | 0 | 0 | 0 | 0 | 0 | 0 | 0 | 0 | 0 | 0 | 0 | 0 | 0
Wednesday | 5 | 4 | 17 | 2969 | 0 | 0 | 0 | 0 | 0 | 0 | 0 | 0 | 0 | 0 | 0 | 0 | 0 | 0 | 0 | 0 | 0 | 0 | 0 | 0 | 0 |  | 0 | 0 | 0 | 0 | 0 | 0 | 0 | 0 |  |  |  |  | 0 | 0 | 0 | 0 | 0 | 0 | 1 | 0 |  | 1 | 1 | 1 | 1 | #VALUE! | #VALUE! | 0 | 0 | 0 | 0 | 0 | 0 | 0 | 0 | 0 | 0 | 0 | 0 | 0 | 0 | 0 | 0 | 0 | 0 | 0 | 0 | 0 | 0 | 0 | 0 | 0
Wednesday | 5 | 4 | 18 | 2970 | 0 | 0 | 0 | 0 | 0 | 0 | 0 | 0 | 0 | 0 | 0 | 0 | 0 | 0 | 0 | 0 | 0 | 0 | 0 | 0 | 0 |  | 0 | 0 | 0 | 0 | 0 | 0 | 0 | 0 |  |  |  |  | 0 | 0 | 0 | 0 | 0 | 0 | 1 | 0 |  | 1 | 1 | 1 | 1 | #VALUE! | #VALUE! | 0 | 0 | 0 | 0 | 0 | 0 | 0 | 0 | 0 | 0 | 0 | 0 | 0 | 0 | 0 | 0 | 0 | 0 | 0 | 0 | 0 | 0 | 0 | 0 | 0
Wednesday | 5 | 4 | 19 | 2971 | 0 | 0 | 0 | 0 | 0 | 0 | 0 | 0 | 0 | 0 | 0 | 0 | 0 | 0 | 0 | 0 | 0 | 0 | 0 | 0 | 0 |  | 0 | 0 | 0 | 0 | 0 | 0 | 0 | 0 |  |  |  |  | 0 | 0 | 0 | 0 | 0 | 0 | 1 | 0 |  | 1 | 1 | 1 | 1 | #VALUE! | #VALUE! | 0 | 0 | 0 | 0 | 0 | 0 | 0 | 0 | 0 | 0 | 0 | 0 | 0 | 0 | 0 | 0 | 0 | 0 | 0 | 0 | 0 | 0 | 0 | 0 | 0
Wednesday | 5 | 4 | 20 | 2972 | 0 | 0 | 0 | 0 | 0 | 0 | 0 | 0 | 0 | 0 | 0 | 0 | 0 | 0 | 0 | 0 | 0 | 0 | 0 | 0 | 0 |  | 0 | 0 | 0 | 0 | 0 | 0 | 0 | 0 |  |  |  |  | 0 | 0 | 0 | 0 | 0 | 0 | 1 | 0 |  | 1 | 1 | 1 | 1 | #VALUE! | #VALUE! | 0 | 0 | 0 | 0 | 0 | 0 | 0 | 0 | 0 | 0 | 0 | 0 | 0 | 0 | 0 | 0 | 0 | 0 | 0 | 0 | 0 | 0 | 0 | 0 | 0
Wednesday | 5 | 4 | 21 | 2973 | 0 | 0 | 0 | 0 | 0 | 0 | 0 | 0 | 0 | 0 | 0 | 0 | 0 | 0 | 0 | 0 | 0 | 0 | 0 | 0 | 0 |  | 0 | 0 | 0 | 0 | 0 | 0 | 0 | 0 |  |  |  |  | 0 | 0 | 0 | 0 | 0 | 0 | 1 | 0 |  | 1 | 1 | 1 | 1 | #VALUE! | #VALUE! | 0 | 0 | 0 | 0 | 0 | 0 | 0 | 0 | 0 | 0 | 0 | 0 | 0 | 0 | 0 | 0 | 0 | 0 | 0 | 0 | 0 | 0 | 0 | 0 | 0
Wednesday | 5 | 4 | 22 | 2974 | 0 | 0 | 0 | 0 | 0 | 0 | 0 | 0 | 0 | 0 | 0 | 0 | 0 | 0 | 0 | 0 | 0 | 0 | 0 | 0 | 0 |  | 0 | 0 | 0 | 0 | 0 | 0 | 0 | 0 |  |  |  |  | 0 | 0 | 0 | 0 | 0 | 0 | 1 | 0 |  | 1 | 1 | 1 | 1 | #VALUE! | #VALUE! | 0 | 0 | 0 | 0 | 0 | 0 | 0 | 0 | 0 | 0 | 0 | 0 | 0 | 0 | 0 | 0 | 0 | 0 | 0 | 0 | 0 | 0 | 0 | 0 | 0
Wednesday | 5 | 4 | 23 | 2975 | 0 | 0 | 0 | 0 | 0 | 0 | 0 | 0 | 0 | 0 | 0 | 0 | 0 | 0 | 0 | 0 | 0 | 0 | 0 | 0 | 0 |  | 0 | 0 | 0 | 0 | 0 | 0 | 0 | 0 |  |  |  |  | 0 | 0 | 0 | 0 | 0 | 0 | 0 | 1 |  | 1 | 1 | 1 | 1 | 1 | 1 | 0 | 0 | 0 | 0 | 0 | 0 | 0 | 0 | 0 | 0 | 0 | 0 | 0 | 0 | 0 | 0 | 0 | 0 | 0 | 0 | 0 | 0 | 0 | 0 | 0
Wednesday | 5 | 4 | 24 | 2976 | 0 | 0 | 0 | 0 | 0 | 0 | 0 | 0 | 0 | 0 | 0 | 0 | 0 | 0 | 0 | 0 | 0 | 0 | 0 | 0 | 0 |  | 0 | 0 | 0 | 0 | 0 | 0 | 0 | 0 |  |  |  |  | 0 | 0 | 0 | 0 | 0 | 0 | 0 | 1 |  | 1 | 1 | 1 | 1 | 1 | 1 | 0 | 0 | 0 | 0 | 0 | 0 | 0 | 0 | 0 | 0 | 0 | 0 | 0 | 0 | 0 | 0 | 0 | 0 | 0 | 0 | 0 | 0 | 0 | 0 | 0
Thursday | 5 | 5 | 1 | 2977 | 0 | 0 | 0 | 0 | 0 | 0 | 0 | 0 | 0 | 0 | 0 | 0 | 0 | 0 | 0 | 0 | 0 | 0 | 0 | 0 | 0 |  | 0 | 0 | 0 | 0 | 0 | 0 | 0 | 0 |  |  |  |  | 0 | 0 | 0 | 0 | 0 | 0 | 0 | 1 |  | 1 | 1 | 1 | 1 | 1 | 1 | 0 | 0 | 0 | 0 | 0 | 0 | 0 | 0 | 0 | 0 | 0 | 0 | 0 | 0 | 0 | 0 | 0 | 0 | 0 | 0 | 0 | 0 | 0 | 0 | 0
Thursday | 5 | 5 | 2 | 2978 | 0 | 0 | 0 | 0 | 0 | 0 | 0 | 0 | 0 | 0 | 0 | 0 | 0 | 0 | 0 | 0 | 0 | 0 | 0 | 0 | 0 |  | 0 | 0 | 0 | 0 | 0 | 0 | 0 | 0 |  |  |  |  | 0 | 0 | 0 | 0 | 0 | 0 | 0 | 1 |  | 1 | 1 | 1 | 1 | 1 | 1 | 0 | 0 | 0 | 0 | 0 | 0 | 0 | 0 | 0 | 0 | 0 | 0 | 0 | 0 | 0 | 0 | 0 | 0 | 0 | 0 | 0 | 0 | 0 | 0 | 0
Thursday | 5 | 5 | 3 | 2979 | 0 | 0 | 0 | 0 | 0 | 0 | 0 | 0 | 0 | 0 | 0 | 0 | 0 | 0 | 0 | 0 | 0 | 0 | 0 | 0 | 0 |  | 0 | 0 | 0 | 0 | 0 | 0 | 0 | 0 |  |  |  |  | 0 | 0 | 0 | 0 | 0 | 0 | 0 | 1 |  | 1 | 1 | 1 | 1 | 1 | 1 | 0 | 0 | 0 | 0 | 0 | 0 | 0 | 0 | 0 | 0 | 0 | 0 | 0 | 0 | 0 | 0 | 0 | 0 | 0 | 0 | 0 | 0 | 0 | 0 | 0
Thursday | 5 | 5 | 4 | 2980 | 0 | 0 | 0 | 0 | 0 | 0 | 0 | 0 | 0 | 0 | 0 | 0 | 0 | 0 | 0 | 0 | 0 | 0 | 0 | 0 | 0 |  | 0 | 0 | 0 | 0 | 0 | 0 | 0 | 0 |  |  |  |  | 0 | 0 | 0 | 0 | 0 | 0 | 0 | 1 |  | 1 | 1 | 1 | 1 | 1 | 1 | 0 | 0 | 0 | 0 | 0 | 0 | 0 | 0 | 0 | 0 | 0 | 0 | 0 | 0 | 0 | 0 | 0 | 0 | 0 | 0 | 0 | 0 | 0 | 0 | 0
Thursday | 5 | 5 | 5 | 2981 | 0 | 0 | 0 | 0 | 0 | 0 | 0 | 0 | 0 | 0 | 0 | 0 | 0 | 0 | 0 | 0 | 0 | 0 | 0 | 0 | 0 |  | 0 | 0 | 0 | 0 | 0 | 0 | 0 | 0 |  |  |  |  | 0 | 0 | 0 | 0 | 0 | 0 | 0 | 1 |  | 1 | 1 | 1 | 1 | 1 | 1 | 0 | 0 | 0 | 0 | 0 | 0 | 0 | 0 | 0 | 0 | 0 | 0 | 0 | 0 | 0 | 0 | 0 | 0 | 0 | 0 | 0 | 0 | 0 | 0 | 0
Thursday | 5 | 5 | 6 | 2982 | 0 | 0 | 0 | 0 | 0 | 0 | 0 | 0 | 0 | 0 | 0 | 0 | 0 | 0 | 0 | 0 | 0 | 0 | 0 | 0 | 0 |  | 0 | 0 | 0 | 0 | 0 | 0 | 0 | 0 |  |  |  |  | 0 | 0 | 0 | 0 | 0 | 0 | 0 | 1 |  | 1 | 1 | 1 | 1 | 1 | 1 | 0 | 0 | 0 | 0 | 0 | 0 | 0 | 0 | 0 | 0 | 0 | 0 | 0 | 0 | 0 | 0 | 0 | 0 | 0 | 0 | 0 | 0 | 0 | 0 | 0
Thursday | 5 | 5 | 7 | 2983 | 0 | 0 | 0 | 0 | 0 | 0 | 0 | 0 | 0 | 0 | 0 | 0 | 0 | 0 | 0 | 0 | 0 | 0 | 0 | 0 | 0 |  | 0 | 0 | 0 | 0 | 0 | 0 | 0 | 0 |  |  |  |  | 0 | 0 | 0 | 0 | 0 | 0 | 0 | 1 |  | 1 | 1 | 1 | 1 | 1 | 1 | 0 | 0 | 0 | 0 | 0 | 0 | 0 | 0 | 0 | 0 | 0 | 0 | 0 | 0 | 0 | 0 | 0 | 0 | 0 | 0 | 0 | 0 | 0 | 0 | 0
Thursday | 5 | 5 | 8 | 2984 | 0 | 0 | 0 | 0 | 0 | 0 | 0 | 0 | 0 | 0 | 0 | 0 | 0 | 0 | 0 | 0 | 0 | 0 | 0 | 0 | 0 |  | 0 | 0 | 0 | 0 | 0 | 0 | 0 | 0 |  |  |  |  | 0 | 0 | 0 | 0 | 0 | 0 | 1 | 0 |  | 1 | 1 | 1 | 1 | #VALUE! | #VALUE! | 0 | 0 | 0 | 0 | 0 | 0 | 0 | 0 | 0 | 0 | 0 | 0 | 0 | 0 | 0 | 0 | 0 | 0 | 0 | 0 | 0 | 0 | 0 | 0 | 0
Thursday | 5 | 5 | 9 | 2985 | 0 | 0 | 0 | 0 | 0 | 0 | 0 | 0 | 0 | 0 | 0 | 0 | 0 | 0 | 0 | 0 | 0 | 0 | 0 | 0 | 0 |  | 0 | 0 | 0 | 0 | 0 | 0 | 0 | 0 |  |  |  |  | 0 | 0 | 0 | 0 | 0 | 0 | 1 | 0 |  | 1 | 1 | 1 | 1 | #VALUE! | #VALUE! | 0 | 0 | 0 | 0 | 0 | 0 | 0 | 0 | 0 | 0 | 0 | 0 | 0 | 0 | 0 | 0 | 0 | 0 | 0 | 0 | 0 | 0 | 0 | 0 | 0
Thursday | 5 | 5 | 10 | 2986 | 0 | 0 | 0 | 0 | 0 | 0 | 0 | 0 | 0 | 0 | 0 | 0 | 0 | 0 | 0 | 0 | 0 | 0 | 0 | 0 | 0 |  | 0 | 0 | 0 | 0 | 0 | 0 | 0 | 0 |  |  |  |  | 0 | 0 | 0 | 0 | 0 | 0 | 1 | 0 |  | 1 | 1 | 1 | 1 | #VALUE! | #VALUE! | 0 | 0 | 0 | 0 | 0 | 0 | 0 | 0 | 0 | 0 | 0 | 0 | 0 | 0 | 0 | 0 | 0 | 0 | 0 | 0 | 0 | 0 | 0 | 0 | 0
Thursday | 5 | 5 | 11 | 2987 | 0 | 0 | 0 | 0 | 0 | 0 | 0 | 0 | 0 | 0 | 0 | 0 | 0 | 0 | 0 | 0 | 0 | 0 | 0 | 0 | 0 |  | 0 | 0 | 0 | 0 | 0 | 0 | 0 | 0 |  |  |  |  | 0 | 0 | 0 | 0 | 0 | 0 | 1 | 0 |  | 1 | 1 | 1 | 1 | #VALUE! | #VALUE! | 0 | 0 | 0 | 0 | 0 | 0 | 0 | 0 | 0 | 0 | 0 | 0 | 0 | 0 | 0 | 0 | 0 | 0 | 0 | 0 | 0 | 0 | 0 | 0 | 0
Thursday | 5 | 5 | 12 | 2988 | 0 | 0 | 0 | 0 | 0 | 0 | 0 | 0 | 0 | 0 | 0 | 0 | 0 | 0 | 0 | 0 | 0 | 0 | 0 | 0 | 0 |  | 0 | 0 | 0 | 0 | 0 | 0 | 0 | 0 |  |  |  |  | 0 | 0 | 0 | 0 | 0 | 0 | 1 | 0 |  | 1 | 1 | 1 | 1 | #VALUE! | #VALUE! | 0 | 0 | 0 | 0 | 0 | 0 | 0 | 0 | 0 | 0 | 0 | 0 | 0 | 0 | 0 | 0 | 0 | 0 | 0 | 0 | 0 | 0 | 0 | 0 | 0
Thursday | 5 | 5 | 13 | 2989 | 0 | 0 | 0 | 0 | 0 | 0 | 0 | 0 | 0 | 0 | 0 | 0 | 0 | 0 | 0 | 0 | 0 | 0 | 0 | 0 | 0 |  | 0 | 0 | 0 | 0 | 0 | 0 | 0 | 0 |  |  |  |  | 0 | 0 | 0 | 0 | 0 | 0 | 1 | 0 |  | 1 | 1 | 1 | 1 | #VALUE! | #VALUE! | 0 | 0 | 0 | 0 | 0 | 0 | 0 | 0 | 0 | 0 | 0 | 0 | 0 | 0 | 0 | 0 | 0 | 0 | 0 | 0 | 0 | 0 | 0 | 0 | 0
Thursday | 5 | 5 | 14 | 2990 | 0 | 0 | 0 | 0 | 0 | 0 | 0 | 0 | 0 | 0 | 0 | 0 | 0 | 0 | 0 | 0 | 0 | 0 | 0 | 0 | 0 |  | 0 | 0 | 0 | 0 | 0 | 0 | 0 | 0 |  |  |  |  | 0 | 0 | 0 | 0 | 0 | 0 | 1 | 0 |  | 1 | 1 | 1 | 1 | #VALUE! | #VALUE! | 0 | 0 | 0 | 0 | 0 | 0 | 0 | 0 | 0 | 0 | 0 | 0 | 0 | 0 | 0 | 0 | 0 | 0 | 0 | 0 | 0 | 0 | 0 | 0 | 0
Thursday | 5 | 5 | 15 | 2991 | 0 | 0 | 0 | 0 | 0 | 0 | 0 | 0 | 0 | 0 | 0 | 0 | 0 | 0 | 0 | 0 | 0 | 0 | 0 | 0 | 0 |  | 0 | 0 | 0 | 0 | 0 | 0 | 0 | 0 |  |  |  |  | 0 | 0 | 0 | 0 | 0 | 0 | 1 | 0 |  | 1 | 1 | 1 | 1 | #VALUE! | #VALUE! | 0 | 0 | 0 | 0 | 0 | 0 | 0 | 0 | 0 | 0 | 0 | 0 | 0 | 0 | 0 | 0 | 0 | 0 | 0 | 0 | 0 | 0 | 0 | 0 | 0
Thursday | 5 | 5 | 16 | 2992 | 0 | 0 | 0 | 0 | 0 | 0 | 0 | 0 | 0 | 0 | 0 | 0 | 0 | 0 | 0 | 0 | 0 | 0 | 0 | 0 | 0 |  | 0 | 0 | 0 | 0 | 0 | 0 | 0 | 0 |  |  |  |  | 0 | 0 | 0 | 0 | 0 | 0 | 1 | 0 |  | 1 | 1 | 1 | 1 | #VALUE! | #VALUE! | 0 | 0 | 0 | 0 | 0 | 0 | 0 | 0 | 0 | 0 | 0 | 0 | 0 | 0 | 0 | 0 | 0 | 0 | 0 | 0 | 0 | 0 | 0 | 0 | 0
Thursday | 5 | 5 | 17 | 2993 | 0 | 0 | 0 | 0 | 0 | 0 | 0 | 0 | 0 | 0 | 0 | 0 | 0 | 0 | 0 | 0 | 0 | 0 | 0 | 0 | 0 |  | 0 | 0 | 0 | 0 | 0 | 0 | 0 | 0 |  |  |  |  | 0 | 0 | 0 | 0 | 0 | 0 | 1 | 0 |  | 1 | 1 | 1 | 1 | #VALUE! | #VALUE! | 0 | 0 | 0 | 0 | 0 | 0 | 0 | 0 | 0 | 0 | 0 | 0 | 0 | 0 | 0 | 0 | 0 | 0 | 0 | 0 | 0 | 0 | 0 | 0 | 0
Thursday | 5 | 5 | 18 | 2994 | 0 | 0 | 0 | 0 | 0 | 0 | 0 | 0 | 0 | 0 | 0 | 0 | 0 | 0 | 0 | 0 | 0 | 0 | 0 | 0 | 0 |  | 0 | 0 | 0 | 0 | 0 | 0 | 0 | 0 |  |  |  |  | 0 | 0 | 0 | 0 | 0 | 0 | 1 | 0 |  | 1 | 1 | 1 | 1 | #VALUE! | #VALUE! | 0 | 0 | 0 | 0 | 0 | 0 | 0 | 0 | 0 | 0 | 0 | 0 | 0 | 0 | 0 | 0 | 0 | 0 | 0 | 0 | 0 | 0 | 0 | 0 | 0
Thursday | 5 | 5 | 19 | 2995 | 0 | 0 | 0 | 0 | 0 | 0 | 0 | 0 | 0 | 0 | 0 | 0 | 0 | 0 | 0 | 0 | 0 | 0 | 0 | 0 | 0 |  | 0 | 0 | 0 | 0 | 0 | 0 | 0 | 0 |  |  |  |  | 0 | 0 | 0 | 0 | 0 | 0 | 1 | 0 |  | 1 | 1 | 1 | 1 | #VALUE! | #VALUE! | 0 | 0 | 0 | 0 | 0 | 0 | 0 | 0 | 0 | 0 | 0 | 0 | 0 | 0 | 0 | 0 | 0 | 0 | 0 | 0 | 0 | 0 | 0 | 0 | 0
Thursday | 5 | 5 | 20 | 2996 | 0 | 0 | 0 | 0 | 0 | 0 | 0 | 0 | 0 | 0 | 0 | 0 | 0 | 0 | 0 | 0 | 0 | 0 | 0 | 0 | 0 |  | 0 | 0 | 0 | 0 | 0 | 0 | 0 | 0 |  |  |  |  | 0 | 0 | 0 | 0 | 0 | 0 | 1 | 0 |  | 1 | 1 | 1 | 1 | #VALUE! | #VALUE! | 0 | 0 | 0 | 0 | 0 | 0 | 0 | 0 | 0 | 0 | 0 | 0 | 0 | 0 | 0 | 0 | 0 | 0 | 0 | 0 | 0 | 0 | 0 | 0 | 0
Thursday | 5 | 5 | 21 | 2997 | 0 | 0 | 0 | 0 | 0 | 0 | 0 | 0 | 0 | 0 | 0 | 0 | 0 | 0 | 0 | 0 | 0 | 0 | 0 | 0 | 0 |  | 0 | 0 | 0 | 0 | 0 | 0 | 0 | 0 |  |  |  |  | 0 | 0 | 0 | 0 | 0 | 0 | 1 | 0 |  | 1 | 1 | 1 | 1 | #VALUE! | #VALUE! | 0 | 0 | 0 | 0 | 0 | 0 | 0 | 0 | 0 | 0 | 0 | 0 | 0 | 0 | 0 | 0 | 0 | 0 | 0 | 0 | 0 | 0 | 0 | 0 | 0
Thursday | 5 | 5 | 22 | 2998 | 0 | 0 | 0 | 0 | 0 | 0 | 0 | 0 | 0 | 0 | 0 | 0 | 0 | 0 | 0 | 0 | 0 | 0 | 0 | 0 | 0 |  | 0 | 0 | 0 | 0 | 0 | 0 | 0 | 0 |  |  |  |  | 0 | 0 | 0 | 0 | 0 | 0 | 1 | 0 |  | 1 | 1 | 1 | 1 | #VALUE! | #VALUE! | 0 | 0 | 0 | 0 | 0 | 0 | 0 | 0 | 0 | 0 | 0 | 0 | 0 | 0 | 0 | 0 | 0 | 0 | 0 | 0 | 0 | 0 | 0 | 0 | 0
Thursday | 5 | 5 | 23 | 2999 | 0 | 0 | 0 | 0 | 0 | 0 | 0 | 0 | 0 | 0 | 0 | 0 | 0 | 0 | 0 | 0 | 0 | 0 | 0 | 0 | 0 |  | 0 | 0 | 0 | 0 | 0 | 0 | 0 | 0 |  |  |  |  | 0 | 0 | 0 | 0 | 0 | 0 | 0 | 1 |  | 1 | 1 | 1 | 1 | 1 | 1 | 0 | 0 | 0 | 0 | 0 | 0 | 0 | 0 | 0 | 0 | 0 | 0 | 0 | 0 | 0 | 0 | 0 | 0 | 0 | 0 | 0 | 0 | 0 | 0 | 0
Thursday | 5 | 5 | 24 | 3000 | 0 | 0 | 0 | 0 | 0 | 0 | 0 | 0 | 0 | 0 | 0 | 0 | 0 | 0 | 0 | 0 | 0 | 0 | 0 | 0 | 0 |  | 0 | 0 | 0 | 0 | 0 | 0 | 0 | 0 |  |  |  |  | 0 | 0 | 0 | 0 | 0 | 0 | 0 | 1 |  | 1 | 1 | 1 | 1 | 1 | 1 | 0 | 0 | 0 | 0 | 0 | 0 | 0 | 0 | 0 | 0 | 0 | 0 | 0 | 0 | 0 | 0 | 0 | 0 | 0 | 0 | 0 | 0 | 0 | 0 | 0
Friday | 5 | 6 | 1 | 3001 | 0 | 0 | 0 | 0 | 0 | 0 | 0 | 0 | 0 | 0 | 0 | 0 | 0 | 0 | 0 | 0 | 0 | 0 | 0 | 0 | 0 |  | 0 | 0 | 0 | 0 | 0 | 0 | 0 | 0 |  |  |  |  | 0 | 0 | 0 | 0 | 0 | 0 | 0 | 1 |  | 1 | 1 | 1 | 1 | 1 | 1 | 0 | 0 | 0 | 0 | 0 | 0 | 0 | 0 | 0 | 0 | 0 | 0 | 0 | 0 | 0 | 0 | 0 | 0 | 0 | 0 | 0 | 0 | 0 | 0 | 0
Friday | 5 | 6 | 2 | 3002 | 0 | 0 | 0 | 0 | 0 | 0 | 0 | 0 | 0 | 0 | 0 | 0 | 0 | 0 | 0 | 0 | 0 | 0 | 0 | 0 | 0 |  | 0 | 0 | 0 | 0 | 0 | 0 | 0 | 0 |  |  |  |  | 0 | 0 | 0 | 0 | 0 | 0 | 0 | 1 |  | 1 | 1 | 1 | 1 | 1 | 1 | 0 | 0 | 0 | 0 | 0 | 0 | 0 | 0 | 0 | 0 | 0 | 0 | 0 | 0 | 0 | 0 | 0 | 0 | 0 | 0 | 0 | 0 | 0 | 0 | 0
Friday | 5 | 6 | 3 | 3003 | 0 | 0 | 0 | 0 | 0 | 0 | 0 | 0 | 0 | 0 | 0 | 0 | 0 | 0 | 0 | 0 | 0 | 0 | 0 | 0 | 0 |  | 0 | 0 | 0 | 0 | 0 | 0 | 0 | 0 |  |  |  |  | 0 | 0 | 0 | 0 | 0 | 0 | 0 | 1 |  | 1 | 1 | 1 | 1 | 1 | 1 | 0 | 0 | 0 | 0 | 0 | 0 | 0 | 0 | 0 | 0 | 0 | 0 | 0 | 0 | 0 | 0 | 0 | 0 | 0 | 0 | 0 | 0 | 0 | 0 | 0
Friday | 5 | 6 | 4 | 3004 | 0 | 0 | 0 | 0 | 0 | 0 | 0 | 0 | 0 | 0 | 0 | 0 | 0 | 0 | 0 | 0 | 0 | 0 | 0 | 0 | 0 |  | 0 | 0 | 0 | 0 | 0 | 0 | 0 | 0 |  |  |  |  | 0 | 0 | 0 | 0 | 0 | 0 | 0 | 1 |  | 1 | 1 | 1 | 1 | 1 | 1 | 0 | 0 | 0 | 0 | 0 | 0 | 0 | 0 | 0 | 0 | 0 | 0 | 0 | 0 | 0 | 0 | 0 | 0 | 0 | 0 | 0 | 0 | 0 | 0 | 0
Friday | 5 | 6 | 5 | 3005 | 0 | 0 | 0 | 0 | 0 | 0 | 0 | 0 | 0 | 0 | 0 | 0 | 0 | 0 | 0 | 0 | 0 | 0 | 0 | 0 | 0 |  | 0 | 0 | 0 | 0 | 0 | 0 | 0 | 0 |  |  |  |  | 0 | 0 | 0 | 0 | 0 | 0 | 0 | 1 |  | 1 | 1 | 1 | 1 | 1 | 1 | 0 | 0 | 0 | 0 | 0 | 0 | 0 | 0 | 0 | 0 | 0 | 0 | 0 | 0 | 0 | 0 | 0 | 0 | 0 | 0 | 0 | 0 | 0 | 0 | 0
Friday | 5 | 6 | 6 | 3006 | 0 | 0 | 0 | 0 | 0 | 0 | 0 | 0 | 0 | 0 | 0 | 0 | 0 | 0 | 0 | 0 | 0 | 0 | 0 | 0 | 0 |  | 0 | 0 | 0 | 0 | 0 | 0 | 0 | 0 |  |  |  |  | 0 | 0 | 0 | 0 | 0 | 0 | 0 | 1 |  | 1 | 1 | 1 | 1 | 1 | 1 | 0 | 0 | 0 | 0 | 0 | 0 | 0 | 0 | 0 | 0 | 0 | 0 | 0 | 0 | 0 | 0 | 0 | 0 | 0 | 0 | 0 | 0 | 0 | 0 | 0
Friday | 5 | 6 | 7 | 3007 | 0 | 0 | 0 | 0 | 0 | 0 | 0 | 0 | 0 | 0 | 0 | 0 | 0 | 0 | 0 | 0 | 0 | 0 | 0 | 0 | 0 |  | 0 | 0 | 0 | 0 | 0 | 0 | 0 | 0 |  |  |  |  | 0 | 0 | 0 | 0 | 0 | 0 | 0 | 1 |  | 1 | 1 | 1 | 1 | 1 | 1 | 0 | 0 | 0 | 0 | 0 | 0 | 0 | 0 | 0 | 0 | 0 | 0 | 0 | 0 | 0 | 0 | 0 | 0 | 0 | 0 | 0 | 0 | 0 | 0 | 0
Friday | 5 | 6 | 8 | 3008 | 0 | 0 | 0 | 0 | 0 | 0 | 0 | 0 | 0 | 0 | 0 | 0 | 0 | 0 | 0 | 0 | 0 | 0 | 0 | 0 | 0 |  | 0 | 0 | 0 | 0 | 0 | 0 | 0 | 0 |  |  |  |  | 0 | 0 | 0 | 0 | 0 | 0 | 1 | 0 |  | 1 | 1 | 1 | 1 | #VALUE! | #VALUE! | 0 | 0 | 0 | 0 | 0 | 0 | 0 | 0 | 0 | 0 | 0 | 0 | 0 | 0 | 0 | 0 | 0 | 0 | 0 | 0 | 0 | 0 | 0 | 0 | 0
Friday | 5 | 6 | 9 | 3009 | 0 | 0 | 0 | 0 | 0 | 0 | 0 | 0 | 0 | 0 | 0 | 0 | 0 | 0 | 0 | 0 | 0 | 0 | 0 | 0 | 0 |  | 0 | 0 | 0 | 0 | 0 | 0 | 0 | 0 |  |  |  |  | 0 | 0 | 0 | 0 | 0 | 0 | 1 | 0 |  | 1 | 1 | 1 | 1 | #VALUE! | #VALUE! | 0 | 0 | 0 | 0 | 0 | 0 | 0 | 0 | 0 | 0 | 0 | 0 | 0 | 0 | 0 | 0 | 0 | 0 | 0 | 0 | 0 | 0 | 0 | 0 | 0
Friday | 5 | 6 | 10 | 3010 | 0 | 0 | 0 | 0 | 0 | 0 | 0 | 0 | 0 | 0 | 0 | 0 | 0 | 0 | 0 | 0 | 0 | 0 | 0 | 0 | 0 |  | 0 | 0 | 0 | 0 | 0 | 0 | 0 | 0 |  |  |  |  | 0 | 0 | 0 | 0 | 0 | 0 | 1 | 0 |  | 1 | 1 | 1 | 1 | #VALUE! | #VALUE! | 0 | 0 | 0 | 0 | 0 | 0 | 0 | 0 | 0 | 0 | 0 | 0 | 0 | 0 | 0 | 0 | 0 | 0 | 0 | 0 | 0 | 0 | 0 | 0 | 0
Friday | 5 | 6 | 11 | 3011 | 0 | 0 | 0 | 0 | 0 | 0 | 0 | 0 | 0 | 0 | 0 | 0 | 0 | 0 | 0 | 0 | 0 | 0 | 0 | 0 | 0 |  | 0 | 0 | 0 | 0 | 0 | 0 | 0 | 0 |  |  |  |  | 0 | 0 | 0 | 0 | 0 | 0 | 1 | 0 |  | 1 | 1 | 1 | 1 | #VALUE! | #VALUE! | 0 | 0 | 0 | 0 | 0 | 0 | 0 | 0 | 0 | 0 | 0 | 0 | 0 | 0 | 0 | 0 | 0 | 0 | 0 | 0 | 0 | 0 | 0 | 0 | 0
Friday | 5 | 6 | 12 | 3012 | 0 | 0 | 0 | 0 | 0 | 0 | 0 | 0 | 0 | 0 | 0 | 0 | 0 | 0 | 0 | 0 | 0 | 0 | 0 | 0 | 0 |  | 0 | 0 | 0 | 0 | 0 | 0 | 0 | 0 |  |  |  |  | 0 | 0 | 0 | 0 | 0 | 0 | 1 | 0 |  | 1 | 1 | 1 | 1 | #VALUE! | #VALUE! | 0 | 0 | 0 | 0 | 0 | 0 | 0 | 0 | 0 | 0 | 0 | 0 | 0 | 0 | 0 | 0 | 0 | 0 | 0 | 0 | 0 | 0 | 0 | 0 | 0
Friday | 5 | 6 | 13 | 3013 | 0 | 0 | 0 | 0 | 0 | 0 | 0 | 0 | 0 | 0 | 0 | 0 | 0 | 0 | 0 | 0 | 0 | 0 | 0 | 0 | 0 |  | 0 | 0 | 0 | 0 | 0 | 0 | 0 | 0 |  |  |  |  | 0 | 0 | 0 | 0 | 0 | 0 | 1 | 0 |  | 1 | 1 | 1 | 1 | #VALUE! | #VALUE! | 0 | 0 | 0 | 0 | 0 | 0 | 0 | 0 | 0 | 0 | 0 | 0 | 0 | 0 | 0 | 0 | 0 | 0 | 0 | 0 | 0 | 0 | 0 | 0 | 0
Friday | 5 | 6 | 14 | 3014 | 0 | 0 | 0 | 0 | 0 | 0 | 0 | 0 | 0 | 0 | 0 | 0 | 0 | 0 | 0 | 0 | 0 | 0 | 0 | 0 | 0 |  | 0 | 0 | 0 | 0 | 0 | 0 | 0 | 0 |  |  |  |  | 0 | 0 | 0 | 0 | 0 | 0 | 1 | 0 |  | 1 | 1 | 1 | 1 | #VALUE! | #VALUE! | 0 | 0 | 0 | 0 | 0 | 0 | 0 | 0 | 0 | 0 | 0 | 0 | 0 | 0 | 0 | 0 | 0 | 0 | 0 | 0 | 0 | 0 | 0 | 0 | 0
Friday | 5 | 6 | 15 | 3015 | 0 | 0 | 0 | 0 | 0 | 0 | 0 | 0 | 0 | 0 | 0 | 0 | 0 | 0 | 0 | 0 | 0 | 0 | 0 | 0 | 0 |  | 0 | 0 | 0 | 0 | 0 | 0 | 0 | 0 |  |  |  |  | 0 | 0 | 0 | 0 | 0 | 0 | 1 | 0 |  | 1 | 1 | 1 | 1 | #VALUE! | #VALUE! | 0 | 0 | 0 | 0 | 0 | 0 | 0 | 0 | 0 | 0 | 0 | 0 | 0 | 0 | 0 | 0 | 0 | 0 | 0 | 0 | 0 | 0 | 0 | 0 | 0
Friday | 5 | 6 | 16 | 3016 | 0 | 0 | 0 | 0 | 0 | 0 | 0 | 0 | 0 | 0 | 0 | 0 | 0 | 0 | 0 | 0 | 0 | 0 | 0 | 0 | 0 |  | 0 | 0 | 0 | 0 | 0 | 0 | 0 | 0 |  |  |  |  | 0 | 0 | 0 | 0 | 0 | 0 | 1 | 0 |  | 1 | 1 | 1 | 1 | #VALUE! | #VALUE! | 0 | 0 | 0 | 0 | 0 | 0 | 0 | 0 | 0 | 0 | 0 | 0 | 0 | 0 | 0 | 0 | 0 | 0 | 0 | 0 | 0 | 0 | 0 | 0 | 0
Friday | 5 | 6 | 17 | 3017 | 0 | 0 | 0 | 0 | 0 | 0 | 0 | 0 | 0 | 0 | 0 | 0 | 0 | 0 | 0 | 0 | 0 | 0 | 0 | 0 | 0 |  | 0 | 0 | 0 | 0 | 0 | 0 | 0 | 0 |  |  |  |  | 0 | 0 | 0 | 0 | 0 | 0 | 1 | 0 |  | 1 | 1 | 1 | 1 | #VALUE! | #VALUE! | 0 | 0 | 0 | 0 | 0 | 0 | 0 | 0 | 0 | 0 | 0 | 0 | 0 | 0 | 0 | 0 | 0 | 0 | 0 | 0 | 0 | 0 | 0 | 0 | 0
Friday | 5 | 6 | 18 | 3018 | 0 | 0 | 0 | 0 | 0 | 0 | 0 | 0 | 0 | 0 | 0 | 0 | 0 | 0 | 0 | 0 | 0 | 0 | 0 | 0 | 0 |  | 0 | 0 | 0 | 0 | 0 | 0 | 0 | 0 |  |  |  |  | 0 | 0 | 0 | 0 | 0 | 0 | 1 | 0 |  | 1 | 1 | 1 | 1 | #VALUE! | #VALUE! | 0 | 0 | 0 | 0 | 0 | 0 | 0 | 0 | 0 | 0 | 0 | 0 | 0 | 0 | 0 | 0 | 0 | 0 | 0 | 0 | 0 | 0 | 0 | 0 | 0
Friday | 5 | 6 | 19 | 3019 | 0 | 0 | 0 | 0 | 0 | 0 | 0 | 0 | 0 | 0 | 0 | 0 | 0 | 0 | 0 | 0 | 0 | 0 | 0 | 0 | 0 |  | 0 | 0 | 0 | 0 | 0 | 0 | 0 | 0 |  |  |  |  | 0 | 0 | 0 | 0 | 0 | 0 | 1 | 0 |  | 1 | 1 | 1 | 1 | #VALUE! | #VALUE! | 0 | 0 | 0 | 0 | 0 | 0 | 0 | 0 | 0 | 0 | 0 | 0 | 0 | 0 | 0 | 0 | 0 | 0 | 0 | 0 | 0 | 0 | 0 | 0 | 0
Friday | 5 | 6 | 20 | 3020 | 0 | 0 | 0 | 0 | 0 | 0 | 0 | 0 | 0 | 0 | 0 | 0 | 0 | 0 | 0 | 0 | 0 | 0 | 0 | 0 | 0 |  | 0 | 0 | 0 | 0 | 0 | 0 | 0 | 0 |  |  |  |  | 0 | 0 | 0 | 0 | 0 | 0 | 1 | 0 |  | 1 | 1 | 1 | 1 | #VALUE! | #VALUE! | 0 | 0 | 0 | 0 | 0 | 0 | 0 | 0 | 0 | 0 | 0 | 0 | 0 | 0 | 0 | 0 | 0 | 0 | 0 | 0 | 0 | 0 | 0 | 0 | 0
Friday | 5 | 6 | 21 | 3021 | 0 | 0 | 0 | 0 | 0 | 0 | 0 | 0 | 0 | 0 | 0 | 0 | 0 | 0 | 0 | 0 | 0 | 0 | 0 | 0 | 0 |  | 0 | 0 | 0 | 0 | 0 | 0 | 0 | 0 |  |  |  |  | 0 | 0 | 0 | 0 | 0 | 0 | 1 | 0 |  | 1 | 1 | 1 | 1 | #VALUE! | #VALUE! | 0 | 0 | 0 | 0 | 0 | 0 | 0 | 0 | 0 | 0 | 0 | 0 | 0 | 0 | 0 | 0 | 0 | 0 | 0 | 0 | 0 | 0 | 0 | 0 | 0
Friday | 5 | 6 | 22 | 3022 | 0 | 0 | 0 | 0 | 0 | 0 | 0 | 0 | 0 | 0 | 0 | 0 | 0 | 0 | 0 | 0 | 0 | 0 | 0 | 0 | 0 |  | 0 | 0 | 0 | 0 | 0 | 0 | 0 | 0 |  |  |  |  | 0 | 0 | 0 | 0 | 0 | 0 | 1 | 0 |  | 1 | 1 | 1 | 1 | #VALUE! | #VALUE! | 0 | 0 | 0 | 0 | 0 | 0 | 0 | 0 | 0 | 0 | 0 | 0 | 0 | 0 | 0 | 0 | 0 | 0 | 0 | 0 | 0 | 0 | 0 | 0 | 0
Friday | 5 | 6 | 23 | 3023 | 0 | 0 | 0 | 0 | 0 | 0 | 0 | 0 | 0 | 0 | 0 | 0 | 0 | 0 | 0 | 0 | 0 | 0 | 0 | 0 | 0 |  | 0 | 0 | 0 | 0 | 0 | 0 | 0 | 0 |  |  |  |  | 0 | 0 | 0 | 0 | 0 | 0 | 0 | 1 |  | 1 | 1 | 1 | 1 | 1 | 1 | 0 | 0 | 0 | 0 | 0 | 0 | 0 | 0 | 0 | 0 | 0 | 0 | 0 | 0 | 0 | 0 | 0 | 0 | 0 | 0 | 0 | 0 | 0 | 0 | 0
Friday | 5 | 6 | 24 | 3024 | 0 | 0 | 0 | 0 | 0 | 0 | 0 | 0 | 0 | 0 | 0 | 0 | 0 | 0 | 0 | 0 | 0 | 0 | 0 | 0 | 0 |  | 0 | 0 | 0 | 0 | 0 | 0 | 0 | 0 |  |  |  |  | 0 | 0 | 0 | 0 | 0 | 0 | 0 | 1 |  | 1 | 1 | 1 | 1 | 1 | 1 | 0 | 0 | 0 | 0 | 0 | 0 | 0 | 0 | 0 | 0 | 0 | 0 | 0 | 0 | 0 | 0 | 0 | 0 | 0 | 0 | 0 | 0 | 0 | 0 | 0
Saturday | 5 | 7 | 1 | 3025 | 0 | 0 | 0 | 0 | 0 | 0 | 0 | 0 | 0 | 0 | 0 | 0 | 0 | 0 | 0 | 0 | 0 | 0 | 0 | 0 | 0 |  | 0 | 0 | 0 | 0 | 0 | 0 | 0 | 0 |  |  |  |  | 0 | 0 | 0 | 0 | 0 | 0 | 0 | 1 |  | 1 | 1 | 1 | 1 | 1 | 1 | 0 | 0 | 0 | 0 | 0 | 0 | 0 | 0 | 0 | 0 | 0 | 0 | 0 | 0 | 0 | 0 | 0 | 0 | 0 | 0 | 0 | 0 | 0 | 0 | 0
Saturday | 5 | 7 | 2 | 3026 | 0 | 0 | 0 | 0 | 0 | 0 | 0 | 0 | 0 | 0 | 0 | 0 | 0 | 0 | 0 | 0 | 0 | 0 | 0 | 0 | 0 |  | 0 | 0 | 0 | 0 | 0 | 0 | 0 | 0 |  |  |  |  | 0 | 0 | 0 | 0 | 0 | 0 | 0 | 1 |  | 1 | 1 | 1 | 1 | 1 | 1 | 0 | 0 | 0 | 0 | 0 | 0 | 0 | 0 | 0 | 0 | 0 | 0 | 0 | 0 | 0 | 0 | 0 | 0 | 0 | 0 | 0 | 0 | 0 | 0 | 0
Saturday | 5 | 7 | 3 | 3027 | 0 | 0 | 0 | 0 | 0 | 0 | 0 | 0 | 0 | 0 | 0 | 0 | 0 | 0 | 0 | 0 | 0 | 0 | 0 | 0 | 0 |  | 0 | 0 | 0 | 0 | 0 | 0 | 0 | 0 |  |  |  |  | 0 | 0 | 0 | 0 | 0 | 0 | 0 | 1 |  | 1 | 1 | 1 | 1 | 1 | 1 | 0 | 0 | 0 | 0 | 0 | 0 | 0 | 0 | 0 | 0 | 0 | 0 | 0 | 0 | 0 | 0 | 0 | 0 | 0 | 0 | 0 | 0 | 0 | 0 | 0
Saturday | 5 | 7 | 4 | 3028 | 0 | 0 | 0 | 0 | 0 | 0 | 0 | 0 | 0 | 0 | 0 | 0 | 0 | 0 | 0 | 0 | 0 | 0 | 0 | 0 | 0 |  | 0 | 0 | 0 | 0 | 0 | 0 | 0 | 0 |  |  |  |  | 0 | 0 | 0 | 0 | 0 | 0 | 0 | 1 |  | 1 | 1 | 1 | 1 | 1 | 1 | 0 | 0 | 0 | 0 | 0 | 0 | 0 | 0 | 0 | 0 | 0 | 0 | 0 | 0 | 0 | 0 | 0 | 0 | 0 | 0 | 0 | 0 | 0 | 0 | 0
Saturday | 5 | 7 | 5 | 3029 | 0 | 0 | 0 | 0 | 0 | 0 | 0 | 0 | 0 | 0 | 0 | 0 | 0 | 0 | 0 | 0 | 0 | 0 | 0 | 0 | 0 |  | 0 | 0 | 0 | 0 | 0 | 0 | 0 | 0 |  |  |  |  | 0 | 0 | 0 | 0 | 0 | 0 | 0 | 1 |  | 1 | 1 | 1 | 1 | 1 | 1 | 0 | 0 | 0 | 0 | 0 | 0 | 0 | 0 | 0 | 0 | 0 | 0 | 0 | 0 | 0 | 0 | 0 | 0 | 0 | 0 | 0 | 0 | 0 | 0 | 0
Saturday | 5 | 7 | 6 | 3030 | 0 | 0 | 0 | 0 | 0 | 0 | 0 | 0 | 0 | 0 | 0 | 0 | 0 | 0 | 0 | 0 | 0 | 0 | 0 | 0 | 0 |  | 0 | 0 | 0 | 0 | 0 | 0 | 0 | 0 |  |  |  |  | 0 | 0 | 0 | 0 | 0 | 0 | 0 | 1 |  | 1 | 1 | 1 | 1 | 1 | 1 | 0 | 0 | 0 | 0 | 0 | 0 | 0 | 0 | 0 | 0 | 0 | 0 | 0 | 0 | 0 | 0 | 0 | 0 | 0 | 0 | 0 | 0 | 0 | 0 | 0
Saturday | 5 | 7 | 7 | 3031 | 0 | 0 | 0 | 0 | 0 | 0 | 0 | 0 | 0 | 0 | 0 | 0 | 0 | 0 | 0 | 0 | 0 | 0 | 0 | 0 | 0 |  | 0 | 0 | 0 | 0 | 0 | 0 | 0 | 0 |  |  |  |  | 0 | 0 | 0 | 0 | 0 | 0 | 0 | 1 |  | 1 | 1 | 1 | 1 | 1 | 1 | 0 | 0 | 0 | 0 | 0 | 0 | 0 | 0 | 0 | 0 | 0 | 0 | 0 | 0 | 0 | 0 | 0 | 0 | 0 | 0 | 0 | 0 | 0 | 0 | 0
Saturday | 5 | 7 | 8 | 3032 | 0 | 0 | 0 | 0 | 0 | 0 | 0 | 0 | 0 | 0 | 0 | 0 | 0 | 0 | 0 | 0 | 0 | 0 | 0 | 0 | 0 |  | 0 | 0 | 0 | 0 | 0 | 0 | 0 | 0 |  |  |  |  | 0 | 0 | 0 | 0 | 0 | 0 | 0 | 1 |  | 1 | 1 | 1 | 1 | 1 | 1 | 0 | 0 | 0 | 0 | 0 | 0 | 0 | 0 | 0 | 0 | 0 | 0 | 0 | 0 | 0 | 0 | 0 | 0 | 0 | 0 | 0 | 0 | 0 | 0 | 0
Saturday | 5 | 7 | 9 | 3033 | 0 | 0 | 0 | 0 | 0 | 0 | 0 | 0 | 0 | 0 | 0 | 0 | 0 | 0 | 0 | 0 | 0 | 0 | 0 | 0 | 0 |  | 0 | 0 | 0 | 0 | 0 | 0 | 0 | 0 |  |  |  |  | 0 | 0 | 0 | 0 | 0 | 0 | 0 | 1 |  | 1 | 1 | 1 | 1 | 1 | 1 | 0 | 0 | 0 | 0 | 0 | 0 | 0 | 0 | 0 | 0 | 0 | 0 | 0 | 0 | 0 | 0 | 0 | 0 | 0 | 0 | 0 | 0 | 0 | 0 | 0
Saturday | 5 | 7 | 10 | 3034 | 0 | 0 | 0 | 0 | 0 | 0 | 0 | 0 | 0 | 0 | 0 | 0 | 0 | 0 | 0 | 0 | 0 | 0 | 0 | 0 | 0 |  | 0 | 0 | 0 | 0 | 0 | 0 | 0 | 0 |  |  |  |  | 0 | 0 | 0 | 0 | 0 | 0 | 0 | 1 |  | 1 | 1 | 1 | 1 | 1 | 1 | 0 | 0 | 0 | 0 | 0 | 0 | 0 | 0 | 0 | 0 | 0 | 0 | 0 | 0 | 0 | 0 | 0 | 0 | 0 | 0 | 0 | 0 | 0 | 0 | 0
Saturday | 5 | 7 | 11 | 3035 | 0 | 0 | 0 | 0 | 0 | 0 | 0 | 0 | 0 | 0 | 0 | 0 | 0 | 0 | 0 | 0 | 0 | 0 | 0 | 0 | 0 |  | 0 | 0 | 0 | 0 | 0 | 0 | 0 | 0 |  |  |  |  | 0 | 0 | 0 | 0 | 0 | 0 | 0 | 1 |  | 1 | 1 | 1 | 1 | 1 | 1 | 0 | 0 | 0 | 0 | 0 | 0 | 0 | 0 | 0 | 0 | 0 | 0 | 0 | 0 | 0 | 0 | 0 | 0 | 0 | 0 | 0 | 0 | 0 | 0 | 0
Saturday | 5 | 7 | 12 | 3036 | 0 | 0 | 0 | 0 | 0 | 0 | 0 | 0 | 0 | 0 | 0 | 0 | 0 | 0 | 0 | 0 | 0 | 0 | 0 | 0 | 0 |  | 0 | 0 | 0 | 0 | 0 | 0 | 0 | 0 |  |  |  |  | 0 | 0 | 0 | 0 | 0 | 0 | 0 | 1 |  | 1 | 1 | 1 | 1 | 1 | 1 | 0 | 0 | 0 | 0 | 0 | 0 | 0 | 0 | 0 | 0 | 0 | 0 | 0 | 0 | 0 | 0 | 0 | 0 | 0 | 0 | 0 | 0 | 0 | 0 | 0
Saturday | 5 | 7 | 13 | 3037 | 0 | 0 | 0 | 0 | 0 | 0 | 0 | 0 | 0 | 0 | 0 | 0 | 0 | 0 | 0 | 0 | 0 | 0 | 0 | 0 | 0 |  | 0 | 0 | 0 | 0 | 0 | 0 | 0 | 0 |  |  |  |  | 0 | 0 | 0 | 0 | 0 | 0 | 0 | 1 |  | 1 | 1 | 1 | 1 | 1 | 1 | 0 | 0 | 0 | 0 | 0 | 0 | 0 | 0 | 0 | 0 | 0 | 0 | 0 | 0 | 0 | 0 | 0 | 0 | 0 | 0 | 0 | 0 | 0 | 0 | 0
Saturday | 5 | 7 | 14 | 3038 | 0 | 0 | 0 | 0 | 0 | 0 | 0 | 0 | 0 | 0 | 0 | 0 | 0 | 0 | 0 | 0 | 0 | 0 | 0 | 0 | 0 |  | 0 | 0 | 0 | 0 | 0 | 0 | 0 | 0 |  |  |  |  | 0 | 0 | 0 | 0 | 0 | 0 | 0 | 1 |  | 1 | 1 | 1 | 1 | 1 | 1 | 0 | 0 | 0 | 0 | 0 | 0 | 0 | 0 | 0 | 0 | 0 | 0 | 0 | 0 | 0 | 0 | 0 | 0 | 0 | 0 | 0 | 0 | 0 | 0 | 0
Saturday | 5 | 7 | 15 | 3039 | 0 | 0 | 0 | 0 | 0 | 0 | 0 | 0 | 0 | 0 | 0 | 0 | 0 | 0 | 0 | 0 | 0 | 0 | 0 | 0 | 0 |  | 0 | 0 | 0 | 0 | 0 | 0 | 0 | 0 |  |  |  |  | 0 | 0 | 0 | 0 | 0 | 0 | 0 | 1 |  | 1 | 1 | 1 | 1 | 1 | 1 | 0 | 0 | 0 | 0 | 0 | 0 | 0 | 0 | 0 | 0 | 0 | 0 | 0 | 0 | 0 | 0 | 0 | 0 | 0 | 0 | 0 | 0 | 0 | 0 | 0
Saturday | 5 | 7 | 16 | 3040 | 0 | 0 | 0 | 0 | 0 | 0 | 0 | 0 | 0 | 0 | 0 | 0 | 0 | 0 | 0 | 0 | 0 | 0 | 0 | 0 | 0 |  | 0 | 0 | 0 | 0 | 0 | 0 | 0 | 0 |  |  |  |  | 0 | 0 | 0 | 0 | 0 | 0 | 0 | 1 |  | 1 | 1 | 1 | 1 | 1 | 1 | 0 | 0 | 0 | 0 | 0 | 0 | 0 | 0 | 0 | 0 | 0 | 0 | 0 | 0 | 0 | 0 | 0 | 0 | 0 | 0 | 0 | 0 | 0 | 0 | 0
Saturday | 5 | 7 | 17 | 3041 | 0 | 0 | 0 | 0 | 0 | 0 | 0 | 0 | 0 | 0 | 0 | 0 | 0 | 0 | 0 | 0 | 0 | 0 | 0 | 0 | 0 |  | 0 | 0 | 0 | 0 | 0 | 0 | 0 | 0 |  |  |  |  | 0 | 0 | 0 | 0 | 0 | 0 | 0 | 1 |  | 1 | 1 | 1 | 1 | 1 | 1 | 0 | 0 | 0 | 0 | 0 | 0 | 0 | 0 | 0 | 0 | 0 | 0 | 0 | 0 | 0 | 0 | 0 | 0 | 0 | 0 | 0 | 0 | 0 | 0 | 0
Saturday | 5 | 7 | 18 | 3042 | 0 | 0 | 0 | 0 | 0 | 0 | 0 | 0 | 0 | 0 | 0 | 0 | 0 | 0 | 0 | 0 | 0 | 0 | 0 | 0 | 0 |  | 0 | 0 | 0 | 0 | 0 | 0 | 0 | 0 |  |  |  |  | 0 | 0 | 0 | 0 | 0 | 0 | 0 | 1 |  | 1 | 1 | 1 | 1 | 1 | 1 | 0 | 0 | 0 | 0 | 0 | 0 | 0 | 0 | 0 | 0 | 0 | 0 | 0 | 0 | 0 | 0 | 0 | 0 | 0 | 0 | 0 | 0 | 0 | 0 | 0
Saturday | 5 | 7 | 19 | 3043 | 0 | 0 | 0 | 0 | 0 | 0 | 0 | 0 | 0 | 0 | 0 | 0 | 0 | 0 | 0 | 0 | 0 | 0 | 0 | 0 | 0 |  | 0 | 0 | 0 | 0 | 0 | 0 | 0 | 0 |  |  |  |  | 0 | 0 | 0 | 0 | 0 | 0 | 0 | 1 |  | 1 | 1 | 1 | 1 | 1 | 1 | 0 | 0 | 0 | 0 | 0 | 0 | 0 | 0 | 0 | 0 | 0 | 0 | 0 | 0 | 0 | 0 | 0 | 0 | 0 | 0 | 0 | 0 | 0 | 0 | 0
Saturday | 5 | 7 | 20 | 3044 | 0 | 0 | 0 | 0 | 0 | 0 | 0 | 0 | 0 | 0 | 0 | 0 | 0 | 0 | 0 | 0 | 0 | 0 | 0 | 0 | 0 |  | 0 | 0 | 0 | 0 | 0 | 0 | 0 | 0 |  |  |  |  | 0 | 0 | 0 | 0 | 0 | 0 | 0 | 1 |  | 1 | 1 | 1 | 1 | 1 | 1 | 0 | 0 | 0 | 0 | 0 | 0 | 0 | 0 | 0 | 0 | 0 | 0 | 0 | 0 | 0 | 0 | 0 | 0 | 0 | 0 | 0 | 0 | 0 | 0 | 0
Saturday | 5 | 7 | 21 | 3045 | 0 | 0 | 0 | 0 | 0 | 0 | 0 | 0 | 0 | 0 | 0 | 0 | 0 | 0 | 0 | 0 | 0 | 0 | 0 | 0 | 0 |  | 0 | 0 | 0 | 0 | 0 | 0 | 0 | 0 |  |  |  |  | 0 | 0 | 0 | 0 | 0 | 0 | 0 | 1 |  | 1 | 1 | 1 | 1 | 1 | 1 | 0 | 0 | 0 | 0 | 0 | 0 | 0 | 0 | 0 | 0 | 0 | 0 | 0 | 0 | 0 | 0 | 0 | 0 | 0 | 0 | 0 | 0 | 0 | 0 | 0
Saturday | 5 | 7 | 22 | 3046 | 0 | 0 | 0 | 0 | 0 | 0 | 0 | 0 | 0 | 0 | 0 | 0 | 0 | 0 | 0 | 0 | 0 | 0 | 0 | 0 | 0 |  | 0 | 0 | 0 | 0 | 0 | 0 | 0 | 0 |  |  |  |  | 0 | 0 | 0 | 0 | 0 | 0 | 0 | 1 |  | 1 | 1 | 1 | 1 | 1 | 1 | 0 | 0 | 0 | 0 | 0 | 0 | 0 | 0 | 0 | 0 | 0 | 0 | 0 | 0 | 0 | 0 | 0 | 0 | 0 | 0 | 0 | 0 | 0 | 0 | 0
Saturday | 5 | 7 | 23 | 3047 | 0 | 0 | 0 | 0 | 0 | 0 | 0 | 0 | 0 | 0 | 0 | 0 | 0 | 0 | 0 | 0 | 0 | 0 | 0 | 0 | 0 |  | 0 | 0 | 0 | 0 | 0 | 0 | 0 | 0 |  |  |  |  | 0 | 0 | 0 | 0 | 0 | 0 | 0 | 1 |  | 1 | 1 | 1 | 1 | 1 | 1 | 0 | 0 | 0 | 0 | 0 | 0 | 0 | 0 | 0 | 0 | 0 | 0 | 0 | 0 | 0 | 0 | 0 | 0 | 0 | 0 | 0 | 0 | 0 | 0 | 0
Saturday | 5 | 7 | 24 | 3048 | 0 | 0 | 0 | 0 | 0 | 0 | 0 | 0 | 0 | 0 | 0 | 0 | 0 | 0 | 0 | 0 | 0 | 0 | 0 | 0 | 0 |  | 0 | 0 | 0 | 0 | 0 | 0 | 0 | 0 |  |  |  |  | 0 | 0 | 0 | 0 | 0 | 0 | 0 | 1 |  | 1 | 1 | 1 | 1 | 1 | 1 | 0 | 0 | 0 | 0 | 0 | 0 | 0 | 0 | 0 | 0 | 0 | 0 | 0 | 0 | 0 | 0 | 0 | 0 | 0 | 0 | 0 | 0 | 0 | 0 | 0
Sunday | 5 | 8 | 1 | 3049 | 0 | 0 | 0 | 0 | 0 | 0 | 0 | 0 | 0 | 0 | 0 | 0 | 0 | 0 | 0 | 0 | 0 | 0 | 0 | 0 | 0 |  | 0 | 0 | 0 | 0 | 0 | 0 | 0 | 0 |  |  |  |  | 0 | 0 | 0 | 0 | 0 | 0 | 0 | 1 |  | 1 | 1 | 1 | 1 | 1 | 1 | 0 | 0 | 0 | 0 | 0 | 0 | 0 | 0 | 0 | 0 | 0 | 0 | 0 | 0 | 0 | 0 | 0 | 0 | 0 | 0 | 0 | 0 | 0 | 0 | 0
Sunday | 5 | 8 | 2 | 3050 | 0 | 0 | 0 | 0 | 0 | 0 | 0 | 0 | 0 | 0 | 0 | 0 | 0 | 0 | 0 | 0 | 0 | 0 | 0 | 0 | 0 |  | 0 | 0 | 0 | 0 | 0 | 0 | 0 | 0 |  |  |  |  | 0 | 0 | 0 | 0 | 0 | 0 | 0 | 1 |  | 1 | 1 | 1 | 1 | 1 | 1 | 0 | 0 | 0 | 0 | 0 | 0 | 0 | 0 | 0 | 0 | 0 | 0 | 0 | 0 | 0 | 0 | 0 | 0 | 0 | 0 | 0 | 0 | 0 | 0 | 0
Sunday | 5 | 8 | 3 | 3051 | 0 | 0 | 0 | 0 | 0 | 0 | 0 | 0 | 0 | 0 | 0 | 0 | 0 | 0 | 0 | 0 | 0 | 0 | 0 | 0 | 0 |  | 0 | 0 | 0 | 0 | 0 | 0 | 0 | 0 |  |  |  |  | 0 | 0 | 0 | 0 | 0 | 0 | 0 | 1 |  | 1 | 1 | 1 | 1 | 1 | 1 | 0 | 0 | 0 | 0 | 0 | 0 | 0 | 0 | 0 | 0 | 0 | 0 | 0 | 0 | 0 | 0 | 0 | 0 | 0 | 0 | 0 | 0 | 0 | 0 | 0
Sunday | 5 | 8 | 4 | 3052 | 0 | 0 | 0 | 0 | 0 | 0 | 0 | 0 | 0 | 0 | 0 | 0 | 0 | 0 | 0 | 0 | 0 | 0 | 0 | 0 | 0 |  | 0 | 0 | 0 | 0 | 0 | 0 | 0 | 0 |  |  |  |  | 0 | 0 | 0 | 0 | 0 | 0 | 0 | 1 |  | 1 | 1 | 1 | 1 | 1 | 1 | 0 | 0 | 0 | 0 | 0 | 0 | 0 | 0 | 0 | 0 | 0 | 0 | 0 | 0 | 0 | 0 | 0 | 0 | 0 | 0 | 0 | 0 | 0 | 0 | 0
Sunday | 5 | 8 | 5 | 3053 | 0 | 0 | 0 | 0 | 0 | 0 | 0 | 0 | 0 | 0 | 0 | 0 | 0 | 0 | 0 | 0 | 0 | 0 | 0 | 0 | 0 |  | 0 | 0 | 0 | 0 | 0 | 0 | 0 | 0 |  |  |  |  | 0 | 0 | 0 | 0 | 0 | 0 | 0 | 1 |  | 1 | 1 | 1 | 1 | 1 | 1 | 0 | 0 | 0 | 0 | 0 | 0 | 0 | 0 | 0 | 0 | 0 | 0 | 0 | 0 | 0 | 0 | 0 | 0 | 0 | 0 | 0 | 0 | 0 | 0 | 0
Sunday | 5 | 8 | 6 | 3054 | 0 | 0 | 0 | 0 | 0 | 0 | 0 | 0 | 0 | 0 | 0 | 0 | 0 | 0 | 0 | 0 | 0 | 0 | 0 | 0 | 0 |  | 0 | 0 | 0 | 0 | 0 | 0 | 0 | 0 |  |  |  |  | 0 | 0 | 0 | 0 | 0 | 0 | 0 | 1 |  | 1 | 1 | 1 | 1 | 1 | 1 | 0 | 0 | 0 | 0 | 0 | 0 | 0 | 0 | 0 | 0 | 0 | 0 | 0 | 0 | 0 | 0 | 0 | 0 | 0 | 0 | 0 | 0 | 0 | 0 | 0
Sunday | 5 | 8 | 7 | 3055 | 0 | 0 | 0 | 0 | 0 | 0 | 0 | 0 | 0 | 0 | 0 | 0 | 0 | 0 | 0 | 0 | 0 | 0 | 0 | 0 | 0 |  | 0 | 0 | 0 | 0 | 0 | 0 | 0 | 0 |  |  |  |  | 0 | 0 | 0 | 0 | 0 | 0 | 0 | 1 |  | 1 | 1 | 1 | 1 | 1 | 1 | 0 | 0 | 0 | 0 | 0 | 0 | 0 | 0 | 0 | 0 | 0 | 0 | 0 | 0 | 0 | 0 | 0 | 0 | 0 | 0 | 0 | 0 | 0 | 0 | 0
Sunday | 5 | 8 | 8 | 3056 | 0 | 0 | 0 | 0 | 0 | 0 | 0 | 0 | 0 | 0 | 0 | 0 | 0 | 0 | 0 | 0 | 0 | 0 | 0 | 0 | 0 |  | 0 | 0 | 0 | 0 | 0 | 0 | 0 | 0 |  |  |  |  | 0 | 0 | 0 | 0 | 0 | 0 | 0 | 1 |  | 1 | 1 | 1 | 1 | 1 | 1 | 0 | 0 | 0 | 0 | 0 | 0 | 0 | 0 | 0 | 0 | 0 | 0 | 0 | 0 | 0 | 0 | 0 | 0 | 0 | 0 | 0 | 0 | 0 | 0 | 0
Sunday | 5 | 8 | 9 | 3057 | 0 | 0 | 0 | 0 | 0 | 0 | 0 | 0 | 0 | 0 | 0 | 0 | 0 | 0 | 0 | 0 | 0 | 0 | 0 | 0 | 0 |  | 0 | 0 | 0 | 0 | 0 | 0 | 0 | 0 |  |  |  |  | 0 | 0 | 0 | 0 | 0 | 0 | 0 | 1 |  | 1 | 1 | 1 | 1 | 1 | 1 | 0 | 0 | 0 | 0 | 0 | 0 | 0 | 0 | 0 | 0 | 0 | 0 | 0 | 0 | 0 | 0 | 0 | 0 | 0 | 0 | 0 | 0 | 0 | 0 | 0
Sunday | 5 | 8 | 10 | 3058 | 0 | 0 | 0 | 0 | 0 | 0 | 0 | 0 | 0 | 0 | 0 | 0 | 0 | 0 | 0 | 0 | 0 | 0 | 0 | 0 | 0 |  | 0 | 0 | 0 | 0 | 0 | 0 | 0 | 0 |  |  |  |  | 0 | 0 | 0 | 0 | 0 | 0 | 0 | 1 |  | 1 | 1 | 1 | 1 | 1 | 1 | 0 | 0 | 0 | 0 | 0 | 0 | 0 | 0 | 0 | 0 | 0 | 0 | 0 | 0 | 0 | 0 | 0 | 0 | 0 | 0 | 0 | 0 | 0 | 0 | 0
Sunday | 5 | 8 | 11 | 3059 | 0 | 0 | 0 | 0 | 0 | 0 | 0 | 0 | 0 | 0 | 0 | 0 | 0 | 0 | 0 | 0 | 0 | 0 | 0 | 0 | 0 |  | 0 | 0 | 0 | 0 | 0 | 0 | 0 | 0 |  |  |  |  | 0 | 0 | 0 | 0 | 0 | 0 | 0 | 1 |  | 1 | 1 | 1 | 1 | 1 | 1 | 0 | 0 | 0 | 0 | 0 | 0 | 0 | 0 | 0 | 0 | 0 | 0 | 0 | 0 | 0 | 0 | 0 | 0 | 0 | 0 | 0 | 0 | 0 | 0 | 0
Sunday | 5 | 8 | 12 | 3060 | 0 | 0 | 0 | 0 | 0 | 0 | 0 | 0 | 0 | 0 | 0 | 0 | 0 | 0 | 0 | 0 | 0 | 0 | 0 | 0 | 0 |  | 0 | 0 | 0 | 0 | 0 | 0 | 0 | 0 |  |  |  |  | 0 | 0 | 0 | 0 | 0 | 0 | 0 | 1 |  | 1 | 1 | 1 | 1 | 1 | 1 | 0 | 0 | 0 | 0 | 0 | 0 | 0 | 0 | 0 | 0 | 0 | 0 | 0 | 0 | 0 | 0 | 0 | 0 | 0 | 0 | 0 | 0 | 0 | 0 | 0
Sunday | 5 | 8 | 13 | 3061 | 0 | 0 | 0 | 0 | 0 | 0 | 0 | 0 | 0 | 0 | 0 | 0 | 0 | 0 | 0 | 0 | 0 | 0 | 0 | 0 | 0 |  | 0 | 0 | 0 | 0 | 0 | 0 | 0 | 0 |  |  |  |  | 0 | 0 | 0 | 0 | 0 | 0 | 0 | 1 |  | 1 | 1 | 1 | 1 | 1 | 1 | 0 | 0 | 0 | 0 | 0 | 0 | 0 | 0 | 0 | 0 | 0 | 0 | 0 | 0 | 0 | 0 | 0 | 0 | 0 | 0 | 0 | 0 | 0 | 0 | 0
Sunday | 5 | 8 | 14 | 3062 | 0 | 0 | 0 | 0 | 0 | 0 | 0 | 0 | 0 | 0 | 0 | 0 | 0 | 0 | 0 | 0 | 0 | 0 | 0 | 0 | 0 |  | 0 | 0 | 0 | 0 | 0 | 0 | 0 | 0 |  |  |  |  | 0 | 0 | 0 | 0 | 0 | 0 | 0 | 1 |  | 1 | 1 | 1 | 1 | 1 | 1 | 0 | 0 | 0 | 0 | 0 | 0 | 0 | 0 | 0 | 0 | 0 | 0 | 0 | 0 | 0 | 0 | 0 | 0 | 0 | 0 | 0 | 0 | 0 | 0 | 0
Sunday | 5 | 8 | 15 | 3063 | 0 | 0 | 0 | 0 | 0 | 0 | 0 | 0 | 0 | 0 | 0 | 0 | 0 | 0 | 0 | 0 | 0 | 0 | 0 | 0 | 0 |  | 0 | 0 | 0 | 0 | 0 | 0 | 0 | 0 |  |  |  |  | 0 | 0 | 0 | 0 | 0 | 0 | 0 | 1 |  | 1 | 1 | 1 | 1 | 1 | 1 | 0 | 0 | 0 | 0 | 0 | 0 | 0 | 0 | 0 | 0 | 0 | 0 | 0 | 0 | 0 | 0 | 0 | 0 | 0 | 0 | 0 | 0 | 0 | 0 | 0
Sunday | 5 | 8 | 16 | 3064 | 0 | 0 | 0 | 0 | 0 | 0 | 0 | 0 | 0 | 0 | 0 | 0 | 0 | 0 | 0 | 0 | 0 | 0 | 0 | 0 | 0 |  | 0 | 0 | 0 | 0 | 0 | 0 | 0 | 0 |  |  |  |  | 0 | 0 | 0 | 0 | 0 | 0 | 0 | 1 |  | 1 | 1 | 1 | 1 | 1 | 1 | 0 | 0 | 0 | 0 | 0 | 0 | 0 | 0 | 0 | 0 | 0 | 0 | 0 | 0 | 0 | 0 | 0 | 0 | 0 | 0 | 0 | 0 | 0 | 0 | 0
Sunday | 5 | 8 | 17 | 3065 | 0 | 0 | 0 | 0 | 0 | 0 | 0 | 0 | 0 | 0 | 0 | 0 | 0 | 0 | 0 | 0 | 0 | 0 | 0 | 0 | 0 |  | 0 | 0 | 0 | 0 | 0 | 0 | 0 | 0 |  |  |  |  | 0 | 0 | 0 | 0 | 0 | 0 | 0 | 1 |  | 1 | 1 | 1 | 1 | 1 | 1 | 0 | 0 | 0 | 0 | 0 | 0 | 0 | 0 | 0 | 0 | 0 | 0 | 0 | 0 | 0 | 0 | 0 | 0 | 0 | 0 | 0 | 0 | 0 | 0 | 0
Sunday | 5 | 8 | 18 | 3066 | 0 | 0 | 0 | 0 | 0 | 0 | 0 | 0 | 0 | 0 | 0 | 0 | 0 | 0 | 0 | 0 | 0 | 0 | 0 | 0 | 0 |  | 0 | 0 | 0 | 0 | 0 | 0 | 0 | 0 |  |  |  |  | 0 | 0 | 0 | 0 | 0 | 0 | 0 | 1 |  | 1 | 1 | 1 | 1 | 1 | 1 | 0 | 0 | 0 | 0 | 0 | 0 | 0 | 0 | 0 | 0 | 0 | 0 | 0 | 0 | 0 | 0 | 0 | 0 | 0 | 0 | 0 | 0 | 0 | 0 | 0
Sunday | 5 | 8 | 19 | 3067 | 0 | 0 | 0 | 0 | 0 | 0 | 0 | 0 | 0 | 0 | 0 | 0 | 0 | 0 | 0 | 0 | 0 | 0 | 0 | 0 | 0 |  | 0 | 0 | 0 | 0 | 0 | 0 | 0 | 0 |  |  |  |  | 0 | 0 | 0 | 0 | 0 | 0 | 0 | 1 |  | 1 | 1 | 1 | 1 | 1 | 1 | 0 | 0 | 0 | 0 | 0 | 0 | 0 | 0 | 0 | 0 | 0 | 0 | 0 | 0 | 0 | 0 | 0 | 0 | 0 | 0 | 0 | 0 | 0 | 0 | 0
Sunday | 5 | 8 | 20 | 3068 | 0 | 0 | 0 | 0 | 0 | 0 | 0 | 0 | 0 | 0 | 0 | 0 | 0 | 0 | 0 | 0 | 0 | 0 | 0 | 0 | 0 |  | 0 | 0 | 0 | 0 | 0 | 0 | 0 | 0 |  |  |  |  | 0 | 0 | 0 | 0 | 0 | 0 | 0 | 1 |  | 1 | 1 | 1 | 1 | 1 | 1 | 0 | 0 | 0 | 0 | 0 | 0 | 0 | 0 | 0 | 0 | 0 | 0 | 0 | 0 | 0 | 0 | 0 | 0 | 0 | 0 | 0 | 0 | 0 | 0 | 0
Sunday | 5 | 8 | 21 | 3069 | 0 | 0 | 0 | 0 | 0 | 0 | 0 | 0 | 0 | 0 | 0 | 0 | 0 | 0 | 0 | 0 | 0 | 0 | 0 | 0 | 0 |  | 0 | 0 | 0 | 0 | 0 | 0 | 0 | 0 |  |  |  |  | 0 | 0 | 0 | 0 | 0 | 0 | 0 | 1 |  | 1 | 1 | 1 | 1 | 1 | 1 | 0 | 0 | 0 | 0 | 0 | 0 | 0 | 0 | 0 | 0 | 0 | 0 | 0 | 0 | 0 | 0 | 0 | 0 | 0 | 0 | 0 | 0 | 0 | 0 | 0
Sunday | 5 | 8 | 22 | 3070 | 0 | 0 | 0 | 0 | 0 | 0 | 0 | 0 | 0 | 0 | 0 | 0 | 0 | 0 | 0 | 0 | 0 | 0 | 0 | 0 | 0 |  | 0 | 0 | 0 | 0 | 0 | 0 | 0 | 0 |  |  |  |  | 0 | 0 | 0 | 0 | 0 | 0 | 0 | 1 |  | 1 | 1 | 1 | 1 | 1 | 1 | 0 | 0 | 0 | 0 | 0 | 0 | 0 | 0 | 0 | 0 | 0 | 0 | 0 | 0 | 0 | 0 | 0 | 0 | 0 | 0 | 0 | 0 | 0 | 0 | 0
Sunday | 5 | 8 | 23 | 3071 | 0 | 0 | 0 | 0 | 0 | 0 | 0 | 0 | 0 | 0 | 0 | 0 | 0 | 0 | 0 | 0 | 0 | 0 | 0 | 0 | 0 |  | 0 | 0 | 0 | 0 | 0 | 0 | 0 | 0 |  |  |  |  | 0 | 0 | 0 | 0 | 0 | 0 | 0 | 1 |  | 1 | 1 | 1 | 1 | 1 | 1 | 0 | 0 | 0 | 0 | 0 | 0 | 0 | 0 | 0 | 0 | 0 | 0 | 0 | 0 | 0 | 0 | 0 | 0 | 0 | 0 | 0 | 0 | 0 | 0 | 0
Sunday | 5 | 8 | 24 | 3072 | 0 | 0 | 0 | 0 | 0 | 0 | 0 | 0 | 0 | 0 | 0 | 0 | 0 | 0 | 0 | 0 | 0 | 0 | 0 | 0 | 0 |  | 0 | 0 | 0 | 0 | 0 | 0 | 0 | 0 |  |  |  |  | 0 | 0 | 0 | 0 | 0 | 0 | 0 | 1 |  | 1 | 1 | 1 | 1 | 1 | 1 | 0 | 0 | 0 | 0 | 0 | 0 | 0 | 0 | 0 | 0 | 0 | 0 | 0 | 0 | 0 | 0 | 0 | 0 | 0 | 0 | 0 | 0 | 0 | 0 | 0
Monday | 5 | 9 | 1 | 3073 | 0 | 0 | 0 | 0 | 0 | 0 | 0 | 0 | 0 | 0 | 0 | 0 | 0 | 0 | 0 | 0 | 0 | 0 | 0 | 0 | 0 |  | 0 | 0 | 0 | 0 | 0 | 0 | 0 | 0 |  |  |  |  | 0 | 0 | 0 | 0 | 0 | 0 | 0 | 1 |  | 1 | 1 | 1 | 1 | 1 | 1 | 0 | 0 | 0 | 0 | 0 | 0 | 0 | 0 | 0 | 0 | 0 | 0 | 0 | 0 | 0 | 0 | 0 | 0 | 0 | 0 | 0 | 0 | 0 | 0 | 0
Monday | 5 | 9 | 2 | 3074 | 0 | 0 | 0 | 0 | 0 | 0 | 0 | 0 | 0 | 0 | 0 | 0 | 0 | 0 | 0 | 0 | 0 | 0 | 0 | 0 | 0 |  | 0 | 0 | 0 | 0 | 0 | 0 | 0 | 0 |  |  |  |  | 0 | 0 | 0 | 0 | 0 | 0 | 0 | 1 |  | 1 | 1 | 1 | 1 | 1 | 1 | 0 | 0 | 0 | 0 | 0 | 0 | 0 | 0 | 0 | 0 | 0 | 0 | 0 | 0 | 0 | 0 | 0 | 0 | 0 | 0 | 0 | 0 | 0 | 0 | 0
Monday | 5 | 9 | 3 | 3075 | 0 | 0 | 0 | 0 | 0 | 0 | 0 | 0 | 0 | 0 | 0 | 0 | 0 | 0 | 0 | 0 | 0 | 0 | 0 | 0 | 0 |  | 0 | 0 | 0 | 0 | 0 | 0 | 0 | 0 |  |  |  |  | 0 | 0 | 0 | 0 | 0 | 0 | 0 | 1 |  | 1 | 1 | 1 | 1 | 1 | 1 | 0 | 0 | 0 | 0 | 0 | 0 | 0 | 0 | 0 | 0 | 0 | 0 | 0 | 0 | 0 | 0 | 0 | 0 | 0 | 0 | 0 | 0 | 0 | 0 | 0
Monday | 5 | 9 | 4 | 3076 | 0 | 0 | 0 | 0 | 0 | 0 | 0 | 0 | 0 | 0 | 0 | 0 | 0 | 0 | 0 | 0 | 0 | 0 | 0 | 0 | 0 |  | 0 | 0 | 0 | 0 | 0 | 0 | 0 | 0 |  |  |  |  | 0 | 0 | 0 | 0 | 0 | 0 | 0 | 1 |  | 1 | 1 | 1 | 1 | 1 | 1 | 0 | 0 | 0 | 0 | 0 | 0 | 0 | 0 | 0 | 0 | 0 | 0 | 0 | 0 | 0 | 0 | 0 | 0 | 0 | 0 | 0 | 0 | 0 | 0 | 0
Monday | 5 | 9 | 5 | 3077 | 0 | 0 | 0 | 0 | 0 | 0 | 0 | 0 | 0 | 0 | 0 | 0 | 0 | 0 | 0 | 0 | 0 | 0 | 0 | 0 | 0 |  | 0 | 0 | 0 | 0 | 0 | 0 | 0 | 0 |  |  |  |  | 0 | 0 | 0 | 0 | 0 | 0 | 0 | 1 |  | 1 | 1 | 1 | 1 | 1 | 1 | 0 | 0 | 0 | 0 | 0 | 0 | 0 | 0 | 0 | 0 | 0 | 0 | 0 | 0 | 0 | 0 | 0 | 0 | 0 | 0 | 0 | 0 | 0 | 0 | 0
Monday | 5 | 9 | 6 | 3078 | 0 | 0 | 0 | 0 | 0 | 0 | 0 | 0 | 0 | 0 | 0 | 0 | 0 | 0 | 0 | 0 | 0 | 0 | 0 | 0 | 0 |  | 0 | 0 | 0 | 0 | 0 | 0 | 0 | 0 |  |  |  |  | 0 | 0 | 0 | 0 | 0 | 0 | 0 | 1 |  | 1 | 1 | 1 | 1 | 1 | 1 | 0 | 0 | 0 | 0 | 0 | 0 | 0 | 0 | 0 | 0 | 0 | 0 | 0 | 0 | 0 | 0 | 0 | 0 | 0 | 0 | 0 | 0 | 0 | 0 | 0
Monday | 5 | 9 | 7 | 3079 | 0 | 0 | 0 | 0 | 0 | 0 | 0 | 0 | 0 | 0 | 0 | 0 | 0 | 0 | 0 | 0 | 0 | 0 | 0 | 0 | 0 |  | 0 | 0 | 0 | 0 | 0 | 0 | 0 | 0 |  |  |  |  | 0 | 0 | 0 | 0 | 0 | 0 | 0 | 1 |  | 1 | 1 | 1 | 1 | 1 | 1 | 0 | 0 | 0 | 0 | 0 | 0 | 0 | 0 | 0 | 0 | 0 | 0 | 0 | 0 | 0 | 0 | 0 | 0 | 0 | 0 | 0 | 0 | 0 | 0 | 0
Monday | 5 | 9 | 8 | 3080 | 0 | 0 | 0 | 0 | 0 | 0 | 0 | 0 | 0 | 0 | 0 | 0 | 0 | 0 | 0 | 0 | 0 | 0 | 0 | 0 | 0 |  | 0 | 0 | 0 | 0 | 0 | 0 | 0 | 0 |  |  |  |  | 0 | 0 | 0 | 0 | 0 | 0 | 1 | 0 |  | 1 | 1 | 1 | 1 | #VALUE! | #VALUE! | 0 | 0 | 0 | 0 | 0 | 0 | 0 | 0 | 0 | 0 | 0 | 0 | 0 | 0 | 0 | 0 | 0 | 0 | 0 | 0 | 0 | 0 | 0 | 0 | 0
Monday | 5 | 9 | 9 | 3081 | 0 | 0 | 0 | 0 | 0 | 0 | 0 | 0 | 0 | 0 | 0 | 0 | 0 | 0 | 0 | 0 | 0 | 0 | 0 | 0 | 0 |  | 0 | 0 | 0 | 0 | 0 | 0 | 0 | 0 |  |  |  |  | 0 | 0 | 0 | 0 | 0 | 0 | 1 | 0 |  | 1 | 1 | 1 | 1 | #VALUE! | #VALUE! | 0 | 0 | 0 | 0 | 0 | 0 | 0 | 0 | 0 | 0 | 0 | 0 | 0 | 0 | 0 | 0 | 0 | 0 | 0 | 0 | 0 | 0 | 0 | 0 | 0
Monday | 5 | 9 | 10 | 3082 | 0 | 0 | 0 | 0 | 0 | 0 | 0 | 0 | 0 | 0 | 0 | 0 | 0 | 0 | 0 | 0 | 0 | 0 | 0 | 0 | 0 |  | 0 | 0 | 0 | 0 | 0 | 0 | 0 | 0 |  |  |  |  | 0 | 0 | 0 | 0 | 0 | 0 | 1 | 0 |  | 1 | 1 | 1 | 1 | #VALUE! | #VALUE! | 0 | 0 | 0 | 0 | 0 | 0 | 0 | 0 | 0 | 0 | 0 | 0 | 0 | 0 | 0 | 0 | 0 | 0 | 0 | 0 | 0 | 0 | 0 | 0 | 0
Monday | 5 | 9 | 11 | 3083 | 0 | 0 | 0 | 0 | 0 | 0 | 0 | 0 | 0 | 0 | 0 | 0 | 0 | 0 | 0 | 0 | 0 | 0 | 0 | 0 | 0 |  | 0 | 0 | 0 | 0 | 0 | 0 | 0 | 0 |  |  |  |  | 0 | 0 | 0 | 0 | 0 | 0 | 1 | 0 |  | 1 | 1 | 1 | 1 | #VALUE! | #VALUE! | 0 | 0 | 0 | 0 | 0 | 0 | 0 | 0 | 0 | 0 | 0 | 0 | 0 | 0 | 0 | 0 | 0 | 0 | 0 | 0 | 0 | 0 | 0 | 0 | 0
Monday | 5 | 9 | 12 | 3084 | 0 | 0 | 0 | 0 | 0 | 0 | 0 | 0 | 0 | 0 | 0 | 0 | 0 | 0 | 0 | 0 | 0 | 0 | 0 | 0 | 0 |  | 0 | 0 | 0 | 0 | 0 | 0 | 0 | 0 |  |  |  |  | 0 | 0 | 0 | 0 | 0 | 0 | 1 | 0 |  | 1 | 1 | 1 | 1 | #VALUE! | #VALUE! | 0 | 0 | 0 | 0 | 0 | 0 | 0 | 0 | 0 | 0 | 0 | 0 | 0 | 0 | 0 | 0 | 0 | 0 | 0 | 0 | 0 | 0 | 0 | 0 | 0
Monday | 5 | 9 | 13 | 3085 | 0 | 0 | 0 | 0 | 0 | 0 | 0 | 0 | 0 | 0 | 0 | 0 | 0 | 0 | 0 | 0 | 0 | 0 | 0 | 0 | 0 |  | 0 | 0 | 0 | 0 | 0 | 0 | 0 | 0 |  |  |  |  | 0 | 0 | 0 | 0 | 0 | 0 | 1 | 0 |  | 1 | 1 | 1 | 1 | #VALUE! | #VALUE! | 0 | 0 | 0 | 0 | 0 | 0 | 0 | 0 | 0 | 0 | 0 | 0 | 0 | 0 | 0 | 0 | 0 | 0 | 0 | 0 | 0 | 0 | 0 | 0 | 0
Monday | 5 | 9 | 14 | 3086 | 0 | 0 | 0 | 0 | 0 | 0 | 0 | 0 | 0 | 0 | 0 | 0 | 0 | 0 | 0 | 0 | 0 | 0 | 0 | 0 | 0 |  | 0 | 0 | 0 | 0 | 0 | 0 | 0 | 0 |  |  |  |  | 0 | 0 | 0 | 0 | 0 | 0 | 1 | 0 |  | 1 | 1 | 1 | 1 | #VALUE! | #VALUE! | 0 | 0 | 0 | 0 | 0 | 0 | 0 | 0 | 0 | 0 | 0 | 0 | 0 | 0 | 0 | 0 | 0 | 0 | 0 | 0 | 0 | 0 | 0 | 0 | 0
Monday | 5 | 9 | 15 | 3087 | 0 | 0 | 0 | 0 | 0 | 0 | 0 | 0 | 0 | 0 | 0 | 0 | 0 | 0 | 0 | 0 | 0 | 0 | 0 | 0 | 0 |  | 0 | 0 | 0 | 0 | 0 | 0 | 0 | 0 |  |  |  |  | 0 | 0 | 0 | 0 | 0 | 0 | 1 | 0 |  | 1 | 1 | 1 | 1 | #VALUE! | #VALUE! | 0 | 0 | 0 | 0 | 0 | 0 | 0 | 0 | 0 | 0 | 0 | 0 | 0 | 0 | 0 | 0 | 0 | 0 | 0 | 0 | 0 | 0 | 0 | 0 | 0
Monday | 5 | 9 | 16 | 3088 | 0 | 0 | 0 | 0 | 0 | 0 | 0 | 0 | 0 | 0 | 0 | 0 | 0 | 0 | 0 | 0 | 0 | 0 | 0 | 0 | 0 |  | 0 | 0 | 0 | 0 | 0 | 0 | 0 | 0 |  |  |  |  | 0 | 0 | 0 | 0 | 0 | 0 | 1 | 0 |  | 1 | 1 | 1 | 1 | #VALUE! | #VALUE! | 0 | 0 | 0 | 0 | 0 | 0 | 0 | 0 | 0 | 0 | 0 | 0 | 0 | 0 | 0 | 0 | 0 | 0 | 0 | 0 | 0 | 0 | 0 | 0 | 0
Monday | 5 | 9 | 17 | 3089 | 0 | 0 | 0 | 0 | 0 | 0 | 0 | 0 | 0 | 0 | 0 | 0 | 0 | 0 | 0 | 0 | 0 | 0 | 0 | 0 | 0 |  | 0 | 0 | 0 | 0 | 0 | 0 | 0 | 0 |  |  |  |  | 0 | 0 | 0 | 0 | 0 | 0 | 1 | 0 |  | 1 | 1 | 1 | 1 | #VALUE! | #VALUE! | 0 | 0 | 0 | 0 | 0 | 0 | 0 | 0 | 0 | 0 | 0 | 0 | 0 | 0 | 0 | 0 | 0 | 0 | 0 | 0 | 0 | 0 | 0 | 0 | 0
Monday | 5 | 9 | 18 | 3090 | 0 | 0 | 0 | 0 | 0 | 0 | 0 | 0 | 0 | 0 | 0 | 0 | 0 | 0 | 0 | 0 | 0 | 0 | 0 | 0 | 0 |  | 0 | 0 | 0 | 0 | 0 | 0 | 0 | 0 |  |  |  |  | 0 | 0 | 0 | 0 | 0 | 0 | 1 | 0 |  | 1 | 1 | 1 | 1 | #VALUE! | #VALUE! | 0 | 0 | 0 | 0 | 0 | 0 | 0 | 0 | 0 | 0 | 0 | 0 | 0 | 0 | 0 | 0 | 0 | 0 | 0 | 0 | 0 | 0 | 0 | 0 | 0
Monday | 5 | 9 | 19 | 3091 | 0 | 0 | 0 | 0 | 0 | 0 | 0 | 0 | 0 | 0 | 0 | 0 | 0 | 0 | 0 | 0 | 0 | 0 | 0 | 0 | 0 |  | 0 | 0 | 0 | 0 | 0 | 0 | 0 | 0 |  |  |  |  | 0 | 0 | 0 | 0 | 0 | 0 | 1 | 0 |  | 1 | 1 | 1 | 1 | #VALUE! | #VALUE! | 0 | 0 | 0 | 0 | 0 | 0 | 0 | 0 | 0 | 0 | 0 | 0 | 0 | 0 | 0 | 0 | 0 | 0 | 0 | 0 | 0 | 0 | 0 | 0 | 0
Monday | 5 | 9 | 20 | 3092 | 0 | 0 | 0 | 0 | 0 | 0 | 0 | 0 | 0 | 0 | 0 | 0 | 0 | 0 | 0 | 0 | 0 | 0 | 0 | 0 | 0 |  | 0 | 0 | 0 | 0 | 0 | 0 | 0 | 0 |  |  |  |  | 0 | 0 | 0 | 0 | 0 | 0 | 1 | 0 |  | 1 | 1 | 1 | 1 | #VALUE! | #VALUE! | 0 | 0 | 0 | 0 | 0 | 0 | 0 | 0 | 0 | 0 | 0 | 0 | 0 | 0 | 0 | 0 | 0 | 0 | 0 | 0 | 0 | 0 | 0 | 0 | 0
Monday | 5 | 9 | 21 | 3093 | 0 | 0 | 0 | 0 | 0 | 0 | 0 | 0 | 0 | 0 | 0 | 0 | 0 | 0 | 0 | 0 | 0 | 0 | 0 | 0 | 0 |  | 0 | 0 | 0 | 0 | 0 | 0 | 0 | 0 |  |  |  |  | 0 | 0 | 0 | 0 | 0 | 0 | 1 | 0 |  | 1 | 1 | 1 | 1 | #VALUE! | #VALUE! | 0 | 0 | 0 | 0 | 0 | 0 | 0 | 0 | 0 | 0 | 0 | 0 | 0 | 0 | 0 | 0 | 0 | 0 | 0 | 0 | 0 | 0 | 0 | 0 | 0
Monday | 5 | 9 | 22 | 3094 | 0 | 0 | 0 | 0 | 0 | 0 | 0 | 0 | 0 | 0 | 0 | 0 | 0 | 0 | 0 | 0 | 0 | 0 | 0 | 0 | 0 |  | 0 | 0 | 0 | 0 | 0 | 0 | 0 | 0 |  |  |  |  | 0 | 0 | 0 | 0 | 0 | 0 | 1 | 0 |  | 1 | 1 | 1 | 1 | #VALUE! | #VALUE! | 0 | 0 | 0 | 0 | 0 | 0 | 0 | 0 | 0 | 0 | 0 | 0 | 0 | 0 | 0 | 0 | 0 | 0 | 0 | 0 | 0 | 0 | 0 | 0 | 0
Monday | 5 | 9 | 23 | 3095 | 0 | 0 | 0 | 0 | 0 | 0 | 0 | 0 | 0 | 0 | 0 | 0 | 0 | 0 | 0 | 0 | 0 | 0 | 0 | 0 | 0 |  | 0 | 0 | 0 | 0 | 0 | 0 | 0 | 0 |  |  |  |  | 0 | 0 | 0 | 0 | 0 | 0 | 0 | 1 |  | 1 | 1 | 1 | 1 | 1 | 1 | 0 | 0 | 0 | 0 | 0 | 0 | 0 | 0 | 0 | 0 | 0 | 0 | 0 | 0 | 0 | 0 | 0 | 0 | 0 | 0 | 0 | 0 | 0 | 0 | 0
Monday | 5 | 9 | 24 | 3096 | 0 | 0 | 0 | 0 | 0 | 0 | 0 | 0 | 0 | 0 | 0 | 0 | 0 | 0 | 0 | 0 | 0 | 0 | 0 | 0 | 0 |  | 0 | 0 | 0 | 0 | 0 | 0 | 0 | 0 |  |  |  |  | 0 | 0 | 0 | 0 | 0 | 0 | 0 | 1 |  | 1 | 1 | 1 | 1 | 1 | 1 | 0 | 0 | 0 | 0 | 0 | 0 | 0 | 0 | 0 | 0 | 0 | 0 | 0 | 0 | 0 | 0 | 0 | 0 | 0 | 0 | 0 | 0 | 0 | 0 | 0
Tuesday | 5 | 10 | 1 | 3097 | 0 | 0 | 0 | 0 | 0 | 0 | 0 | 0 | 0 | 0 | 0 | 0 | 0 | 0 | 0 | 0 | 0 | 0 | 0 | 0 | 0 |  | 0 | 0 | 0 | 0 | 0 | 0 | 0 | 0 |  |  |  |  | 0 | 0 | 0 | 0 | 0 | 0 | 0 | 1 |  | 1 | 1 | 1 | 1 | 1 | 1 | 0 | 0 | 0 | 0 | 0 | 0 | 0 | 0 | 0 | 0 | 0 | 0 | 0 | 0 | 0 | 0 | 0 | 0 | 0 | 0 | 0 | 0 | 0 | 0 | 0
Tuesday | 5 | 10 | 2 | 3098 | 0 | 0 | 0 | 0 | 0 | 0 | 0 | 0 | 0 | 0 | 0 | 0 | 0 | 0 | 0 | 0 | 0 | 0 | 0 | 0 | 0 |  | 0 | 0 | 0 | 0 | 0 | 0 | 0 | 0 |  |  |  |  | 0 | 0 | 0 | 0 | 0 | 0 | 0 | 1 |  | 1 | 1 | 1 | 1 | 1 | 1 | 0 | 0 | 0 | 0 | 0 | 0 | 0 | 0 | 0 | 0 | 0 | 0 | 0 | 0 | 0 | 0 | 0 | 0 | 0 | 0 | 0 | 0 | 0 | 0 | 0
Tuesday | 5 | 10 | 3 | 3099 | 0 | 0 | 0 | 0 | 0 | 0 | 0 | 0 | 0 | 0 | 0 | 0 | 0 | 0 | 0 | 0 | 0 | 0 | 0 | 0 | 0 |  | 0 | 0 | 0 | 0 | 0 | 0 | 0 | 0 |  |  |  |  | 0 | 0 | 0 | 0 | 0 | 0 | 0 | 1 |  | 1 | 1 | 1 | 1 | 1 | 1 | 0 | 0 | 0 | 0 | 0 | 0 | 0 | 0 | 0 | 0 | 0 | 0 | 0 | 0 | 0 | 0 | 0 | 0 | 0 | 0 | 0 | 0 | 0 | 0 | 0
Tuesday | 5 | 10 | 4 | 3100 | 0 | 0 | 0 | 0 | 0 | 0 | 0 | 0 | 0 | 0 | 0 | 0 | 0 | 0 | 0 | 0 | 0 | 0 | 0 | 0 | 0 |  | 0 | 0 | 0 | 0 | 0 | 0 | 0 | 0 |  |  |  |  | 0 | 0 | 0 | 0 | 0 | 0 | 0 | 1 |  | 1 | 1 | 1 | 1 | 1 | 1 | 0 | 0 | 0 | 0 | 0 | 0 | 0 | 0 | 0 | 0 | 0 | 0 | 0 | 0 | 0 | 0 | 0 | 0 | 0 | 0 | 0 | 0 | 0 | 0 | 0
Tuesday | 5 | 10 | 5 | 3101 | 0 | 0 | 0 | 0 | 0 | 0 | 0 | 0 | 0 | 0 | 0 | 0 | 0 | 0 | 0 | 0 | 0 | 0 | 0 | 0 | 0 |  | 0 | 0 | 0 | 0 | 0 | 0 | 0 | 0 |  |  |  |  | 0 | 0 | 0 | 0 | 0 | 0 | 0 | 1 |  | 1 | 1 | 1 | 1 | 1 | 1 | 0 | 0 | 0 | 0 | 0 | 0 | 0 | 0 | 0 | 0 | 0 | 0 | 0 | 0 | 0 | 0 | 0 | 0 | 0 | 0 | 0 | 0 | 0 | 0 | 0
Tuesday | 5 | 10 | 6 | 3102 | 0 | 0 | 0 | 0 | 0 | 0 | 0 | 0 | 0 | 0 | 0 | 0 | 0 | 0 | 0 | 0 | 0 | 0 | 0 | 0 | 0 |  | 0 | 0 | 0 | 0 | 0 | 0 | 0 | 0 |  |  |  |  | 0 | 0 | 0 | 0 | 0 | 0 | 0 | 1 |  | 1 | 1 | 1 | 1 | 1 | 1 | 0 | 0 | 0 | 0 | 0 | 0 | 0 | 0 | 0 | 0 | 0 | 0 | 0 | 0 | 0 | 0 | 0 | 0 | 0 | 0 | 0 | 0 | 0 | 0 | 0
Tuesday | 5 | 10 | 7 | 3103 | 0 | 0 | 0 | 0 | 0 | 0 | 0 | 0 | 0 | 0 | 0 | 0 | 0 | 0 | 0 | 0 | 0 | 0 | 0 | 0 | 0 |  | 0 | 0 | 0 | 0 | 0 | 0 | 0 | 0 |  |  |  |  | 0 | 0 | 0 | 0 | 0 | 0 | 0 | 1 |  | 1 | 1 | 1 | 1 | 1 | 1 | 0 | 0 | 0 | 0 | 0 | 0 | 0 | 0 | 0 | 0 | 0 | 0 | 0 | 0 | 0 | 0 | 0 | 0 | 0 | 0 | 0 | 0 | 0 | 0 | 0
Tuesday | 5 | 10 | 8 | 3104 | 0 | 0 | 0 | 0 | 0 | 0 | 0 | 0 | 0 | 0 | 0 | 0 | 0 | 0 | 0 | 0 | 0 | 0 | 0 | 0 | 0 |  | 0 | 0 | 0 | 0 | 0 | 0 | 0 | 0 |  |  |  |  | 0 | 0 | 0 | 0 | 0 | 0 | 1 | 0 |  | 1 | 1 | 1 | 1 | #VALUE! | #VALUE! | 0 | 0 | 0 | 0 | 0 | 0 | 0 | 0 | 0 | 0 | 0 | 0 | 0 | 0 | 0 | 0 | 0 | 0 | 0 | 0 | 0 | 0 | 0 | 0 | 0
Tuesday | 5 | 10 | 9 | 3105 | 0 | 0 | 0 | 0 | 0 | 0 | 0 | 0 | 0 | 0 | 0 | 0 | 0 | 0 | 0 | 0 | 0 | 0 | 0 | 0 | 0 |  | 0 | 0 | 0 | 0 | 0 | 0 | 0 | 0 |  |  |  |  | 0 | 0 | 0 | 0 | 0 | 0 | 1 | 0 |  | 1 | 1 | 1 | 1 | #VALUE! | #VALUE! | 0 | 0 | 0 | 0 | 0 | 0 | 0 | 0 | 0 | 0 | 0 | 0 | 0 | 0 | 0 | 0 | 0 | 0 | 0 | 0 | 0 | 0 | 0 | 0 | 0
Tuesday | 5 | 10 | 10 | 3106 | 0 | 0 | 0 | 0 | 0 | 0 | 0 | 0 | 0 | 0 | 0 | 0 | 0 | 0 | 0 | 0 | 0 | 0 | 0 | 0 | 0 |  | 0 | 0 | 0 | 0 | 0 | 0 | 0 | 0 |  |  |  |  | 0 | 0 | 0 | 0 | 0 | 0 | 1 | 0 |  | 1 | 1 | 1 | 1 | #VALUE! | #VALUE! | 0 | 0 | 0 | 0 | 0 | 0 | 0 | 0 | 0 | 0 | 0 | 0 | 0 | 0 | 0 | 0 | 0 | 0 | 0 | 0 | 0 | 0 | 0 | 0 | 0
Tuesday | 5 | 10 | 11 | 3107 | 0 | 0 | 0 | 0 | 0 | 0 | 0 | 0 | 0 | 0 | 0 | 0 | 0 | 0 | 0 | 0 | 0 | 0 | 0 | 0 | 0 |  | 0 | 0 | 0 | 0 | 0 | 0 | 0 | 0 |  |  |  |  | 0 | 0 | 0 | 0 | 0 | 0 | 1 | 0 |  | 1 | 1 | 1 | 1 | #VALUE! | #VALUE! | 0 | 0 | 0 | 0 | 0 | 0 | 0 | 0 | 0 | 0 | 0 | 0 | 0 | 0 | 0 | 0 | 0 | 0 | 0 | 0 | 0 | 0 | 0 | 0 | 0
Tuesday | 5 | 10 | 12 | 3108 | 0 | 0 | 0 | 0 | 0 | 0 | 0 | 0 | 0 | 0 | 0 | 0 | 0 | 0 | 0 | 0 | 0 | 0 | 0 | 0 | 0 |  | 0 | 0 | 0 | 0 | 0 | 0 | 0 | 0 |  |  |  |  | 0 | 0 | 0 | 0 | 0 | 0 | 1 | 0 |  | 1 | 1 | 1 | 1 | #VALUE! | #VALUE! | 0 | 0 | 0 | 0 | 0 | 0 | 0 | 0 | 0 | 0 | 0 | 0 | 0 | 0 | 0 | 0 | 0 | 0 | 0 | 0 | 0 | 0 | 0 | 0 | 0
Tuesday | 5 | 10 | 13 | 3109 | 0 | 0 | 0 | 0 | 0 | 0 | 0 | 0 | 0 | 0 | 0 | 0 | 0 | 0 | 0 | 0 | 0 | 0 | 0 | 0 | 0 |  | 0 | 0 | 0 | 0 | 0 | 0 | 0 | 0 |  |  |  |  | 0 | 0 | 0 | 0 | 0 | 0 | 1 | 0 |  | 1 | 1 | 1 | 1 | #VALUE! | #VALUE! | 0 | 0 | 0 | 0 | 0 | 0 | 0 | 0 | 0 | 0 | 0 | 0 | 0 | 0 | 0 | 0 | 0 | 0 | 0 | 0 | 0 | 0 | 0 | 0 | 0
Tuesday | 5 | 10 | 14 | 3110 | 0 | 0 | 0 | 0 | 0 | 0 | 0 | 0 | 0 | 0 | 0 | 0 | 0 | 0 | 0 | 0 | 0 | 0 | 0 | 0 | 0 |  | 0 | 0 | 0 | 0 | 0 | 0 | 0 | 0 |  |  |  |  | 0 | 0 | 0 | 0 | 0 | 0 | 1 | 0 |  | 1 | 1 | 1 | 1 | #VALUE! | #VALUE! | 0 | 0 | 0 | 0 | 0 | 0 | 0 | 0 | 0 | 0 | 0 | 0 | 0 | 0 | 0 | 0 | 0 | 0 | 0 | 0 | 0 | 0 | 0 | 0 | 0
Tuesday | 5 | 10 | 15 | 3111 | 0 | 0 | 0 | 0 | 0 | 0 | 0 | 0 | 0 | 0 | 0 | 0 | 0 | 0 | 0 | 0 | 0 | 0 | 0 | 0 | 0 |  | 0 | 0 | 0 | 0 | 0 | 0 | 0 | 0 |  |  |  |  | 0 | 0 | 0 | 0 | 0 | 0 | 1 | 0 |  | 1 | 1 | 1 | 1 | #VALUE! | #VALUE! | 0 | 0 | 0 | 0 | 0 | 0 | 0 | 0 | 0 | 0 | 0 | 0 | 0 | 0 | 0 | 0 | 0 | 0 | 0 | 0 | 0 | 0 | 0 | 0 | 0
Tuesday | 5 | 10 | 16 | 3112 | 0 | 0 | 0 | 0 | 0 | 0 | 0 | 0 | 0 | 0 | 0 | 0 | 0 | 0 | 0 | 0 | 0 | 0 | 0 | 0 | 0 |  | 0 | 0 | 0 | 0 | 0 | 0 | 0 | 0 |  |  |  |  | 0 | 0 | 0 | 0 | 0 | 0 | 1 | 0 |  | 1 | 1 | 1 | 1 | #VALUE! | #VALUE! | 0 | 0 | 0 | 0 | 0 | 0 | 0 | 0 | 0 | 0 | 0 | 0 | 0 | 0 | 0 | 0 | 0 | 0 | 0 | 0 | 0 | 0 | 0 | 0 | 0
Tuesday | 5 | 10 | 17 | 3113 | 0 | 0 | 0 | 0 | 0 | 0 | 0 | 0 | 0 | 0 | 0 | 0 | 0 | 0 | 0 | 0 | 0 | 0 | 0 | 0 | 0 |  | 0 | 0 | 0 | 0 | 0 | 0 | 0 | 0 |  |  |  |  | 0 | 0 | 0 | 0 | 0 | 0 | 1 | 0 |  | 1 | 1 | 1 | 1 | #VALUE! | #VALUE! | 0 | 0 | 0 | 0 | 0 | 0 | 0 | 0 | 0 | 0 | 0 | 0 | 0 | 0 | 0 | 0 | 0 | 0 | 0 | 0 | 0 | 0 | 0 | 0 | 0
Tuesday | 5 | 10 | 18 | 3114 | 0 | 0 | 0 | 0 | 0 | 0 | 0 | 0 | 0 | 0 | 0 | 0 | 0 | 0 | 0 | 0 | 0 | 0 | 0 | 0 | 0 |  | 0 | 0 | 0 | 0 | 0 | 0 | 0 | 0 |  |  |  |  | 0 | 0 | 0 | 0 | 0 | 0 | 1 | 0 |  | 1 | 1 | 1 | 1 | #VALUE! | #VALUE! | 0 | 0 | 0 | 0 | 0 | 0 | 0 | 0 | 0 | 0 | 0 | 0 | 0 | 0 | 0 | 0 | 0 | 0 | 0 | 0 | 0 | 0 | 0 | 0 | 0
Tuesday | 5 | 10 | 19 | 3115 | 0 | 0 | 0 | 0 | 0 | 0 | 0 | 0 | 0 | 0 | 0 | 0 | 0 | 0 | 0 | 0 | 0 | 0 | 0 | 0 | 0 |  | 0 | 0 | 0 | 0 | 0 | 0 | 0 | 0 |  |  |  |  | 0 | 0 | 0 | 0 | 0 | 0 | 1 | 0 |  | 1 | 1 | 1 | 1 | #VALUE! | #VALUE! | 0 | 0 | 0 | 0 | 0 | 0 | 0 | 0 | 0 | 0 | 0 | 0 | 0 | 0 | 0 | 0 | 0 | 0 | 0 | 0 | 0 | 0 | 0 | 0 | 0
Tuesday | 5 | 10 | 20 | 3116 | 0 | 0 | 0 | 0 | 0 | 0 | 0 | 0 | 0 | 0 | 0 | 0 | 0 | 0 | 0 | 0 | 0 | 0 | 0 | 0 | 0 |  | 0 | 0 | 0 | 0 | 0 | 0 | 0 | 0 |  |  |  |  | 0 | 0 | 0 | 0 | 0 | 0 | 1 | 0 |  | 1 | 1 | 1 | 1 | #VALUE! | #VALUE! | 0 | 0 | 0 | 0 | 0 | 0 | 0 | 0 | 0 | 0 | 0 | 0 | 0 | 0 | 0 | 0 | 0 | 0 | 0 | 0 | 0 | 0 | 0 | 0 | 0
Tuesday | 5 | 10 | 21 | 3117 | 0 | 0 | 0 | 0 | 0 | 0 | 0 | 0 | 0 | 0 | 0 | 0 | 0 | 0 | 0 | 0 | 0 | 0 | 0 | 0 | 0 |  | 0 | 0 | 0 | 0 | 0 | 0 | 0 | 0 |  |  |  |  | 0 | 0 | 0 | 0 | 0 | 0 | 1 | 0 |  | 1 | 1 | 1 | 1 | #VALUE! | #VALUE! | 0 | 0 | 0 | 0 | 0 | 0 | 0 | 0 | 0 | 0 | 0 | 0 | 0 | 0 | 0 | 0 | 0 | 0 | 0 | 0 | 0 | 0 | 0 | 0 | 0
Tuesday | 5 | 10 | 22 | 3118 | 0 | 0 | 0 | 0 | 0 | 0 | 0 | 0 | 0 | 0 | 0 | 0 | 0 | 0 | 0 | 0 | 0 | 0 | 0 | 0 | 0 |  | 0 | 0 | 0 | 0 | 0 | 0 | 0 | 0 |  |  |  |  | 0 | 0 | 0 | 0 | 0 | 0 | 1 | 0 |  | 1 | 1 | 1 | 1 | #VALUE! | #VALUE! | 0 | 0 | 0 | 0 | 0 | 0 | 0 | 0 | 0 | 0 | 0 | 0 | 0 | 0 | 0 | 0 | 0 | 0 | 0 | 0 | 0 | 0 | 0 | 0 | 0
Tuesday | 5 | 10 | 23 | 3119 | 0 | 0 | 0 | 0 | 0 | 0 | 0 | 0 | 0 | 0 | 0 | 0 | 0 | 0 | 0 | 0 | 0 | 0 | 0 | 0 | 0 |  | 0 | 0 | 0 | 0 | 0 | 0 | 0 | 0 |  |  |  |  | 0 | 0 | 0 | 0 | 0 | 0 | 0 | 1 |  | 1 | 1 | 1 | 1 | 1 | 1 | 0 | 0 | 0 | 0 | 0 | 0 | 0 | 0 | 0 | 0 | 0 | 0 | 0 | 0 | 0 | 0 | 0 | 0 | 0 | 0 | 0 | 0 | 0 | 0 | 0
Tuesday | 5 | 10 | 24 | 3120 | 0 | 0 | 0 | 0 | 0 | 0 | 0 | 0 | 0 | 0 | 0 | 0 | 0 | 0 | 0 | 0 | 0 | 0 | 0 | 0 | 0 |  | 0 | 0 | 0 | 0 | 0 | 0 | 0 | 0 |  |  |  |  | 0 | 0 | 0 | 0 | 0 | 0 | 0 | 1 |  | 1 | 1 | 1 | 1 | 1 | 1 | 0 | 0 | 0 | 0 | 0 | 0 | 0 | 0 | 0 | 0 | 0 | 0 | 0 | 0 | 0 | 0 | 0 | 0 | 0 | 0 | 0 | 0 | 0 | 0 | 0
Wednesday | 5 | 11 | 1 | 3121 | 0 | 0 | 0 | 0 | 0 | 0 | 0 | 0 | 0 | 0 | 0 | 0 | 0 | 0 | 0 | 0 | 0 | 0 | 0 | 0 | 0 |  | 0 | 0 | 0 | 0 | 0 | 0 | 0 | 0 |  |  |  |  | 0 | 0 | 0 | 0 | 0 | 0 | 0 | 1 |  | 1 | 1 | 1 | 1 | 1 | 1 | 0 | 0 | 0 | 0 | 0 | 0 | 0 | 0 | 0 | 0 | 0 | 0 | 0 | 0 | 0 | 0 | 0 | 0 | 0 | 0 | 0 | 0 | 0 | 0 | 0
Wednesday | 5 | 11 | 2 | 3122 | 0 | 0 | 0 | 0 | 0 | 0 | 0 | 0 | 0 | 0 | 0 | 0 | 0 | 0 | 0 | 0 | 0 | 0 | 0 | 0 | 0 |  | 0 | 0 | 0 | 0 | 0 | 0 | 0 | 0 |  |  |  |  | 0 | 0 | 0 | 0 | 0 | 0 | 0 | 1 |  | 1 | 1 | 1 | 1 | 1 | 1 | 0 | 0 | 0 | 0 | 0 | 0 | 0 | 0 | 0 | 0 | 0 | 0 | 0 | 0 | 0 | 0 | 0 | 0 | 0 | 0 | 0 | 0 | 0 | 0 | 0
Wednesday | 5 | 11 | 3 | 3123 | 0 | 0 | 0 | 0 | 0 | 0 | 0 | 0 | 0 | 0 | 0 | 0 | 0 | 0 | 0 | 0 | 0 | 0 | 0 | 0 | 0 |  | 0 | 0 | 0 | 0 | 0 | 0 | 0 | 0 |  |  |  |  | 0 | 0 | 0 | 0 | 0 | 0 | 0 | 1 |  | 1 | 1 | 1 | 1 | 1 | 1 | 0 | 0 | 0 | 0 | 0 | 0 | 0 | 0 | 0 | 0 | 0 | 0 | 0 | 0 | 0 | 0 | 0 | 0 | 0 | 0 | 0 | 0 | 0 | 0 | 0
Wednesday | 5 | 11 | 4 | 3124 | 0 | 0 | 0 | 0 | 0 | 0 | 0 | 0 | 0 | 0 | 0 | 0 | 0 | 0 | 0 | 0 | 0 | 0 | 0 | 0 | 0 |  | 0 | 0 | 0 | 0 | 0 | 0 | 0 | 0 |  |  |  |  | 0 | 0 | 0 | 0 | 0 | 0 | 0 | 1 |  | 1 | 1 | 1 | 1 | 1 | 1 | 0 | 0 | 0 | 0 | 0 | 0 | 0 | 0 | 0 | 0 | 0 | 0 | 0 | 0 | 0 | 0 | 0 | 0 | 0 | 0 | 0 | 0 | 0 | 0 | 0
Wednesday | 5 | 11 | 5 | 3125 | 0 | 0 | 0 | 0 | 0 | 0 | 0 | 0 | 0 | 0 | 0 | 0 | 0 | 0 | 0 | 0 | 0 | 0 | 0 | 0 | 0 |  | 0 | 0 | 0 | 0 | 0 | 0 | 0 | 0 |  |  |  |  | 0 | 0 | 0 | 0 | 0 | 0 | 0 | 1 |  | 1 | 1 | 1 | 1 | 1 | 1 | 0 | 0 | 0 | 0 | 0 | 0 | 0 | 0 | 0 | 0 | 0 | 0 | 0 | 0 | 0 | 0 | 0 | 0 | 0 | 0 | 0 | 0 | 0 | 0 | 0
Wednesday | 5 | 11 | 6 | 3126 | 0 | 0 | 0 | 0 | 0 | 0 | 0 | 0 | 0 | 0 | 0 | 0 | 0 | 0 | 0 | 0 | 0 | 0 | 0 | 0 | 0 |  | 0 | 0 | 0 | 0 | 0 | 0 | 0 | 0 |  |  |  |  | 0 | 0 | 0 | 0 | 0 | 0 | 0 | 1 |  | 1 | 1 | 1 | 1 | 1 | 1 | 0 | 0 | 0 | 0 | 0 | 0 | 0 | 0 | 0 | 0 | 0 | 0 | 0 | 0 | 0 | 0 | 0 | 0 | 0 | 0 | 0 | 0 | 0 | 0 | 0
Wednesday | 5 | 11 | 7 | 3127 | 0 | 0 | 0 | 0 | 0 | 0 | 0 | 0 | 0 | 0 | 0 | 0 | 0 | 0 | 0 | 0 | 0 | 0 | 0 | 0 | 0 |  | 0 | 0 | 0 | 0 | 0 | 0 | 0 | 0 |  |  |  |  | 0 | 0 | 0 | 0 | 0 | 0 | 0 | 1 |  | 1 | 1 | 1 | 1 | 1 | 1 | 0 | 0 | 0 | 0 | 0 | 0 | 0 | 0 | 0 | 0 | 0 | 0 | 0 | 0 | 0 | 0 | 0 | 0 | 0 | 0 | 0 | 0 | 0 | 0 | 0
Wednesday | 5 | 11 | 8 | 3128 | 0 | 0 | 0 | 0 | 0 | 0 | 0 | 0 | 0 | 0 | 0 | 0 | 0 | 0 | 0 | 0 | 0 | 0 | 0 | 0 | 0 |  | 0 | 0 | 0 | 0 | 0 | 0 | 0 | 0 |  |  |  |  | 0 | 0 | 0 | 0 | 0 | 0 | 1 | 0 |  | 1 | 1 | 1 | 1 | #VALUE! | #VALUE! | 0 | 0 | 0 | 0 | 0 | 0 | 0 | 0 | 0 | 0 | 0 | 0 | 0 | 0 | 0 | 0 | 0 | 0 | 0 | 0 | 0 | 0 | 0 | 0 | 0
Wednesday | 5 | 11 | 9 | 3129 | 0 | 0 | 0 | 0 | 0 | 0 | 0 | 0 | 0 | 0 | 0 | 0 | 0 | 0 | 0 | 0 | 0 | 0 | 0 | 0 | 0 |  | 0 | 0 | 0 | 0 | 0 | 0 | 0 | 0 |  |  |  |  | 0 | 0 | 0 | 0 | 0 | 0 | 1 | 0 |  | 1 | 1 | 1 | 1 | #VALUE! | #VALUE! | 0 | 0 | 0 | 0 | 0 | 0 | 0 | 0 | 0 | 0 | 0 | 0 | 0 | 0 | 0 | 0 | 0 | 0 | 0 | 0 | 0 | 0 | 0 | 0 | 0
Wednesday | 5 | 11 | 10 | 3130 | 0 | 0 | 0 | 0 | 0 | 0 | 0 | 0 | 0 | 0 | 0 | 0 | 0 | 0 | 0 | 0 | 0 | 0 | 0 | 0 | 0 |  | 0 | 0 | 0 | 0 | 0 | 0 | 0 | 0 |  |  |  |  | 0 | 0 | 0 | 0 | 0 | 0 | 1 | 0 |  | 1 | 1 | 1 | 1 | #VALUE! | #VALUE! | 0 | 0 | 0 | 0 | 0 | 0 | 0 | 0 | 0 | 0 | 0 | 0 | 0 | 0 | 0 | 0 | 0 | 0 | 0 | 0 | 0 | 0 | 0 | 0 | 0
Wednesday | 5 | 11 | 11 | 3131 | 0 | 0 | 0 | 0 | 0 | 0 | 0 | 0 | 0 | 0 | 0 | 0 | 0 | 0 | 0 | 0 | 0 | 0 | 0 | 0 | 0 |  | 0 | 0 | 0 | 0 | 0 | 0 | 0 | 0 |  |  |  |  | 0 | 0 | 0 | 0 | 0 | 0 | 1 | 0 |  | 1 | 1 | 1 | 1 | #VALUE! | #VALUE! | 0 | 0 | 0 | 0 | 0 | 0 | 0 | 0 | 0 | 0 | 0 | 0 | 0 | 0 | 0 | 0 | 0 | 0 | 0 | 0 | 0 | 0 | 0 | 0 | 0
Wednesday | 5 | 11 | 12 | 3132 | 0 | 0 | 0 | 0 | 0 | 0 | 0 | 0 | 0 | 0 | 0 | 0 | 0 | 0 | 0 | 0 | 0 | 0 | 0 | 0 | 0 |  | 0 | 0 | 0 | 0 | 0 | 0 | 0 | 0 |  |  |  |  | 0 | 0 | 0 | 0 | 0 | 0 | 1 | 0 |  | 1 | 1 | 1 | 1 | #VALUE! | #VALUE! | 0 | 0 | 0 | 0 | 0 | 0 | 0 | 0 | 0 | 0 | 0 | 0 | 0 | 0 | 0 | 0 | 0 | 0 | 0 | 0 | 0 | 0 | 0 | 0 | 0
Wednesday | 5 | 11 | 13 | 3133 | 0 | 0 | 0 | 0 | 0 | 0 | 0 | 0 | 0 | 0 | 0 | 0 | 0 | 0 | 0 | 0 | 0 | 0 | 0 | 0 | 0 |  | 0 | 0 | 0 | 0 | 0 | 0 | 0 | 0 |  |  |  |  | 0 | 0 | 0 | 0 | 0 | 0 | 1 | 0 |  | 1 | 1 | 1 | 1 | #VALUE! | #VALUE! | 0 | 0 | 0 | 0 | 0 | 0 | 0 | 0 | 0 | 0 | 0 | 0 | 0 | 0 | 0 | 0 | 0 | 0 | 0 | 0 | 0 | 0 | 0 | 0 | 0
Wednesday | 5 | 11 | 14 | 3134 | 0 | 0 | 0 | 0 | 0 | 0 | 0 | 0 | 0 | 0 | 0 | 0 | 0 | 0 | 0 | 0 | 0 | 0 | 0 | 0 | 0 |  | 0 | 0 | 0 | 0 | 0 | 0 | 0 | 0 |  |  |  |  | 0 | 0 | 0 | 0 | 0 | 0 | 1 | 0 |  | 1 | 1 | 1 | 1 | #VALUE! | #VALUE! | 0 | 0 | 0 | 0 | 0 | 0 | 0 | 0 | 0 | 0 | 0 | 0 | 0 | 0 | 0 | 0 | 0 | 0 | 0 | 0 | 0 | 0 | 0 | 0 | 0
Wednesday | 5 | 11 | 15 | 3135 | 0 | 0 | 0 | 0 | 0 | 0 | 0 | 0 | 0 | 0 | 0 | 0 | 0 | 0 | 0 | 0 | 0 | 0 | 0 | 0 | 0 |  | 0 | 0 | 0 | 0 | 0 | 0 | 0 | 0 |  |  |  |  | 0 | 0 | 0 | 0 | 0 | 0 | 1 | 0 |  | 1 | 1 | 1 | 1 | #VALUE! | #VALUE! | 0 | 0 | 0 | 0 | 0 | 0 | 0 | 0 | 0 | 0 | 0 | 0 | 0 | 0 | 0 | 0 | 0 | 0 | 0 | 0 | 0 | 0 | 0 | 0 | 0
Wednesday | 5 | 11 | 16 | 3136 | 0 | 0 | 0 | 0 | 0 | 0 | 0 | 0 | 0 | 0 | 0 | 0 | 0 | 0 | 0 | 0 | 0 | 0 | 0 | 0 | 0 |  | 0 | 0 | 0 | 0 | 0 | 0 | 0 | 0 |  |  |  |  | 0 | 0 | 0 | 0 | 0 | 0 | 1 | 0 |  | 1 | 1 | 1 | 1 | #VALUE! | #VALUE! | 0 | 0 | 0 | 0 | 0 | 0 | 0 | 0 | 0 | 0 | 0 | 0 | 0 | 0 | 0 | 0 | 0 | 0 | 0 | 0 | 0 | 0 | 0 | 0 | 0
Wednesday | 5 | 11 | 17 | 3137 | 0 | 0 | 0 | 0 | 0 | 0 | 0 | 0 | 0 | 0 | 0 | 0 | 0 | 0 | 0 | 0 | 0 | 0 | 0 | 0 | 0 |  | 0 | 0 | 0 | 0 | 0 | 0 | 0 | 0 |  |  |  |  | 0 | 0 | 0 | 0 | 0 | 0 | 1 | 0 |  | 1 | 1 | 1 | 1 | #VALUE! | #VALUE! | 0 | 0 | 0 | 0 | 0 | 0 | 0 | 0 | 0 | 0 | 0 | 0 | 0 | 0 | 0 | 0 | 0 | 0 | 0 | 0 | 0 | 0 | 0 | 0 | 0
Wednesday | 5 | 11 | 18 | 3138 | 0 | 0 | 0 | 0 | 0 | 0 | 0 | 0 | 0 | 0 | 0 | 0 | 0 | 0 | 0 | 0 | 0 | 0 | 0 | 0 | 0 |  | 0 | 0 | 0 | 0 | 0 | 0 | 0 | 0 |  |  |  |  | 0 | 0 | 0 | 0 | 0 | 0 | 1 | 0 |  | 1 | 1 | 1 | 1 | #VALUE! | #VALUE! | 0 | 0 | 0 | 0 | 0 | 0 | 0 | 0 | 0 | 0 | 0 | 0 | 0 | 0 | 0 | 0 | 0 | 0 | 0 | 0 | 0 | 0 | 0 | 0 | 0
Wednesday | 5 | 11 | 19 | 3139 | 0 | 0 | 0 | 0 | 0 | 0 | 0 | 0 | 0 | 0 | 0 | 0 | 0 | 0 | 0 | 0 | 0 | 0 | 0 | 0 | 0 |  | 0 | 0 | 0 | 0 | 0 | 0 | 0 | 0 |  |  |  |  | 0 | 0 | 0 | 0 | 0 | 0 | 1 | 0 |  | 1 | 1 | 1 | 1 | #VALUE! | #VALUE! | 0 | 0 | 0 | 0 | 0 | 0 | 0 | 0 | 0 | 0 | 0 | 0 | 0 | 0 | 0 | 0 | 0 | 0 | 0 | 0 | 0 | 0 | 0 | 0 | 0
Wednesday | 5 | 11 | 20 | 3140 | 0 | 0 | 0 | 0 | 0 | 0 | 0 | 0 | 0 | 0 | 0 | 0 | 0 | 0 | 0 | 0 | 0 | 0 | 0 | 0 | 0 |  | 0 | 0 | 0 | 0 | 0 | 0 | 0 | 0 |  |  |  |  | 0 | 0 | 0 | 0 | 0 | 0 | 1 | 0 |  | 1 | 1 | 1 | 1 | #VALUE! | #VALUE! | 0 | 0 | 0 | 0 | 0 | 0 | 0 | 0 | 0 | 0 | 0 | 0 | 0 | 0 | 0 | 0 | 0 | 0 | 0 | 0 | 0 | 0 | 0 | 0 | 0
Wednesday | 5 | 11 | 21 | 3141 | 0 | 0 | 0 | 0 | 0 | 0 | 0 | 0 | 0 | 0 | 0 | 0 | 0 | 0 | 0 | 0 | 0 | 0 | 0 | 0 | 0 |  | 0 | 0 | 0 | 0 | 0 | 0 | 0 | 0 |  |  |  |  | 0 | 0 | 0 | 0 | 0 | 0 | 1 | 0 |  | 1 | 1 | 1 | 1 | #VALUE! | #VALUE! | 0 | 0 | 0 | 0 | 0 | 0 | 0 | 0 | 0 | 0 | 0 | 0 | 0 | 0 | 0 | 0 | 0 | 0 | 0 | 0 | 0 | 0 | 0 | 0 | 0
Wednesday | 5 | 11 | 22 | 3142 | 0 | 0 | 0 | 0 | 0 | 0 | 0 | 0 | 0 | 0 | 0 | 0 | 0 | 0 | 0 | 0 | 0 | 0 | 0 | 0 | 0 |  | 0 | 0 | 0 | 0 | 0 | 0 | 0 | 0 |  |  |  |  | 0 | 0 | 0 | 0 | 0 | 0 | 1 | 0 |  | 1 | 1 | 1 | 1 | #VALUE! | #VALUE! | 0 | 0 | 0 | 0 | 0 | 0 | 0 | 0 | 0 | 0 | 0 | 0 | 0 | 0 | 0 | 0 | 0 | 0 | 0 | 0 | 0 | 0 | 0 | 0 | 0
Wednesday | 5 | 11 | 23 | 3143 | 0 | 0 | 0 | 0 | 0 | 0 | 0 | 0 | 0 | 0 | 0 | 0 | 0 | 0 | 0 | 0 | 0 | 0 | 0 | 0 | 0 |  | 0 | 0 | 0 | 0 | 0 | 0 | 0 | 0 |  |  |  |  | 0 | 0 | 0 | 0 | 0 | 0 | 0 | 1 |  | 1 | 1 | 1 | 1 | 1 | 1 | 0 | 0 | 0 | 0 | 0 | 0 | 0 | 0 | 0 | 0 | 0 | 0 | 0 | 0 | 0 | 0 | 0 | 0 | 0 | 0 | 0 | 0 | 0 | 0 | 0
Wednesday | 5 | 11 | 24 | 3144 | 0 | 0 | 0 | 0 | 0 | 0 | 0 | 0 | 0 | 0 | 0 | 0 | 0 | 0 | 0 | 0 | 0 | 0 | 0 | 0 | 0 |  | 0 | 0 | 0 | 0 | 0 | 0 | 0 | 0 |  |  |  |  | 0 | 0 | 0 | 0 | 0 | 0 | 0 | 1 |  | 1 | 1 | 1 | 1 | 1 | 1 | 0 | 0 | 0 | 0 | 0 | 0 | 0 | 0 | 0 | 0 | 0 | 0 | 0 | 0 | 0 | 0 | 0 | 0 | 0 | 0 | 0 | 0 | 0 | 0 | 0
Thursday | 5 | 12 | 1 | 3145 | 0 | 0 | 0 | 0 | 0 | 0 | 0 | 0 | 0 | 0 | 0 | 0 | 0 | 0 | 0 | 0 | 0 | 0 | 0 | 0 | 0 |  | 0 | 0 | 0 | 0 | 0 | 0 | 0 | 0 |  |  |  |  | 0 | 0 | 0 | 0 | 0 | 0 | 0 | 1 |  | 1 | 1 | 1 | 1 | 1 | 1 | 0 | 0 | 0 | 0 | 0 | 0 | 0 | 0 | 0 | 0 | 0 | 0 | 0 | 0 | 0 | 0 | 0 | 0 | 0 | 0 | 0 | 0 | 0 | 0 | 0
Thursday | 5 | 12 | 2 | 3146 | 0 | 0 | 0 | 0 | 0 | 0 | 0 | 0 | 0 | 0 | 0 | 0 | 0 | 0 | 0 | 0 | 0 | 0 | 0 | 0 | 0 |  | 0 | 0 | 0 | 0 | 0 | 0 | 0 | 0 |  |  |  |  | 0 | 0 | 0 | 0 | 0 | 0 | 0 | 1 |  | 1 | 1 | 1 | 1 | 1 | 1 | 0 | 0 | 0 | 0 | 0 | 0 | 0 | 0 | 0 | 0 | 0 | 0 | 0 | 0 | 0 | 0 | 0 | 0 | 0 | 0 | 0 | 0 | 0 | 0 | 0
Thursday | 5 | 12 | 3 | 3147 | 0 | 0 | 0 | 0 | 0 | 0 | 0 | 0 | 0 | 0 | 0 | 0 | 0 | 0 | 0 | 0 | 0 | 0 | 0 | 0 | 0 |  | 0 | 0 | 0 | 0 | 0 | 0 | 0 | 0 |  |  |  |  | 0 | 0 | 0 | 0 | 0 | 0 | 0 | 1 |  | 1 | 1 | 1 | 1 | 1 | 1 | 0 | 0 | 0 | 0 | 0 | 0 | 0 | 0 | 0 | 0 | 0 | 0 | 0 | 0 | 0 | 0 | 0 | 0 | 0 | 0 | 0 | 0 | 0 | 0 | 0
Thursday | 5 | 12 | 4 | 3148 | 0 | 0 | 0 | 0 | 0 | 0 | 0 | 0 | 0 | 0 | 0 | 0 | 0 | 0 | 0 | 0 | 0 | 0 | 0 | 0 | 0 |  | 0 | 0 | 0 | 0 | 0 | 0 | 0 | 0 |  |  |  |  | 0 | 0 | 0 | 0 | 0 | 0 | 0 | 1 |  | 1 | 1 | 1 | 1 | 1 | 1 | 0 | 0 | 0 | 0 | 0 | 0 | 0 | 0 | 0 | 0 | 0 | 0 | 0 | 0 | 0 | 0 | 0 | 0 | 0 | 0 | 0 | 0 | 0 | 0 | 0
Thursday | 5 | 12 | 5 | 3149 | 0 | 0 | 0 | 0 | 0 | 0 | 0 | 0 | 0 | 0 | 0 | 0 | 0 | 0 | 0 | 0 | 0 | 0 | 0 | 0 | 0 |  | 0 | 0 | 0 | 0 | 0 | 0 | 0 | 0 |  |  |  |  | 0 | 0 | 0 | 0 | 0 | 0 | 0 | 1 |  | 1 | 1 | 1 | 1 | 1 | 1 | 0 | 0 | 0 | 0 | 0 | 0 | 0 | 0 | 0 | 0 | 0 | 0 | 0 | 0 | 0 | 0 | 0 | 0 | 0 | 0 | 0 | 0 | 0 | 0 | 0
Thursday | 5 | 12 | 6 | 3150 | 0 | 0 | 0 | 0 | 0 | 0 | 0 | 0 | 0 | 0 | 0 | 0 | 0 | 0 | 0 | 0 | 0 | 0 | 0 | 0 | 0 |  | 0 | 0 | 0 | 0 | 0 | 0 | 0 | 0 |  |  |  |  | 0 | 0 | 0 | 0 | 0 | 0 | 0 | 1 |  | 1 | 1 | 1 | 1 | 1 | 1 | 0 | 0 | 0 | 0 | 0 | 0 | 0 | 0 | 0 | 0 | 0 | 0 | 0 | 0 | 0 | 0 | 0 | 0 | 0 | 0 | 0 | 0 | 0 | 0 | 0
Thursday | 5 | 12 | 7 | 3151 | 0 | 0 | 0 | 0 | 0 | 0 | 0 | 0 | 0 | 0 | 0 | 0 | 0 | 0 | 0 | 0 | 0 | 0 | 0 | 0 | 0 |  | 0 | 0 | 0 | 0 | 0 | 0 | 0 | 0 |  |  |  |  | 0 | 0 | 0 | 0 | 0 | 0 | 0 | 1 |  | 1 | 1 | 1 | 1 | 1 | 1 | 0 | 0 | 0 | 0 | 0 | 0 | 0 | 0 | 0 | 0 | 0 | 0 | 0 | 0 | 0 | 0 | 0 | 0 | 0 | 0 | 0 | 0 | 0 | 0 | 0
Thursday | 5 | 12 | 8 | 3152 | 0 | 0 | 0 | 0 | 0 | 0 | 0 | 0 | 0 | 0 | 0 | 0 | 0 | 0 | 0 | 0 | 0 | 0 | 0 | 0 | 0 |  | 0 | 0 | 0 | 0 | 0 | 0 | 0 | 0 |  |  |  |  | 0 | 0 | 0 | 0 | 0 | 0 | 1 | 0 |  | 1 | 1 | 1 | 1 | #VALUE! | #VALUE! | 0 | 0 | 0 | 0 | 0 | 0 | 0 | 0 | 0 | 0 | 0 | 0 | 0 | 0 | 0 | 0 | 0 | 0 | 0 | 0 | 0 | 0 | 0 | 0 | 0
Thursday | 5 | 12 | 9 | 3153 | 0 | 0 | 0 | 0 | 0 | 0 | 0 | 0 | 0 | 0 | 0 | 0 | 0 | 0 | 0 | 0 | 0 | 0 | 0 | 0 | 0 |  | 0 | 0 | 0 | 0 | 0 | 0 | 0 | 0 |  |  |  |  | 0 | 0 | 0 | 0 | 0 | 0 | 1 | 0 |  | 1 | 1 | 1 | 1 | #VALUE! | #VALUE! | 0 | 0 | 0 | 0 | 0 | 0 | 0 | 0 | 0 | 0 | 0 | 0 | 0 | 0 | 0 | 0 | 0 | 0 | 0 | 0 | 0 | 0 | 0 | 0 | 0
Thursday | 5 | 12 | 10 | 3154 | 0 | 0 | 0 | 0 | 0 | 0 | 0 | 0 | 0 | 0 | 0 | 0 | 0 | 0 | 0 | 0 | 0 | 0 | 0 | 0 | 0 |  | 0 | 0 | 0 | 0 | 0 | 0 | 0 | 0 |  |  |  |  | 0 | 0 | 0 | 0 | 0 | 0 | 1 | 0 |  | 1 | 1 | 1 | 1 | #VALUE! | #VALUE! | 0 | 0 | 0 | 0 | 0 | 0 | 0 | 0 | 0 | 0 | 0 | 0 | 0 | 0 | 0 | 0 | 0 | 0 | 0 | 0 | 0 | 0 | 0 | 0 | 0
Thursday | 5 | 12 | 11 | 3155 | 0 | 0 | 0 | 0 | 0 | 0 | 0 | 0 | 0 | 0 | 0 | 0 | 0 | 0 | 0 | 0 | 0 | 0 | 0 | 0 | 0 |  | 0 | 0 | 0 | 0 | 0 | 0 | 0 | 0 |  |  |  |  | 0 | 0 | 0 | 0 | 0 | 0 | 1 | 0 |  | 1 | 1 | 1 | 1 | #VALUE! | #VALUE! | 0 | 0 | 0 | 0 | 0 | 0 | 0 | 0 | 0 | 0 | 0 | 0 | 0 | 0 | 0 | 0 | 0 | 0 | 0 | 0 | 0 | 0 | 0 | 0 | 0
Thursday | 5 | 12 | 12 | 3156 | 0 | 0 | 0 | 0 | 0 | 0 | 0 | 0 | 0 | 0 | 0 | 0 | 0 | 0 | 0 | 0 | 0 | 0 | 0 | 0 | 0 |  | 0 | 0 | 0 | 0 | 0 | 0 | 0 | 0 |  |  |  |  | 0 | 0 | 0 | 0 | 0 | 0 | 1 | 0 |  | 1 | 1 | 1 | 1 | #VALUE! | #VALUE! | 0 | 0 | 0 | 0 | 0 | 0 | 0 | 0 | 0 | 0 | 0 | 0 | 0 | 0 | 0 | 0 | 0 | 0 | 0 | 0 | 0 | 0 | 0 | 0 | 0
Thursday | 5 | 12 | 13 | 3157 | 0 | 0 | 0 | 0 | 0 | 0 | 0 | 0 | 0 | 0 | 0 | 0 | 0 | 0 | 0 | 0 | 0 | 0 | 0 | 0 | 0 |  | 0 | 0 | 0 | 0 | 0 | 0 | 0 | 0 |  |  |  |  | 0 | 0 | 0 | 0 | 0 | 0 | 1 | 0 |  | 1 | 1 | 1 | 1 | #VALUE! | #VALUE! | 0 | 0 | 0 | 0 | 0 | 0 | 0 | 0 | 0 | 0 | 0 | 0 | 0 | 0 | 0 | 0 | 0 | 0 | 0 | 0 | 0 | 0 | 0 | 0 | 0
Thursday | 5 | 12 | 14 | 3158 | 0 | 0 | 0 | 0 | 0 | 0 | 0 | 0 | 0 | 0 | 0 | 0 | 0 | 0 | 0 | 0 | 0 | 0 | 0 | 0 | 0 |  | 0 | 0 | 0 | 0 | 0 | 0 | 0 | 0 |  |  |  |  | 0 | 0 | 0 | 0 | 0 | 0 | 1 | 0 |  | 1 | 1 | 1 | 1 | #VALUE! | #VALUE! | 0 | 0 | 0 | 0 | 0 | 0 | 0 | 0 | 0 | 0 | 0 | 0 | 0 | 0 | 0 | 0 | 0 | 0 | 0 | 0 | 0 | 0 | 0 | 0 | 0
Thursday | 5 | 12 | 15 | 3159 | 0 | 0 | 0 | 0 | 0 | 0 | 0 | 0 | 0 | 0 | 0 | 0 | 0 | 0 | 0 | 0 | 0 | 0 | 0 | 0 | 0 |  | 0 | 0 | 0 | 0 | 0 | 0 | 0 | 0 |  |  |  |  | 0 | 0 | 0 | 0 | 0 | 0 | 1 | 0 |  | 1 | 1 | 1 | 1 | #VALUE! | #VALUE! | 0 | 0 | 0 | 0 | 0 | 0 | 0 | 0 | 0 | 0 | 0 | 0 | 0 | 0 | 0 | 0 | 0 | 0 | 0 | 0 | 0 | 0 | 0 | 0 | 0
Thursday | 5 | 12 | 16 | 3160 | 0 | 0 | 0 | 0 | 0 | 0 | 0 | 0 | 0 | 0 | 0 | 0 | 0 | 0 | 0 | 0 | 0 | 0 | 0 | 0 | 0 |  | 0 | 0 | 0 | 0 | 0 | 0 | 0 | 0 |  |  |  |  | 0 | 0 | 0 | 0 | 0 | 0 | 1 | 0 |  | 1 | 1 | 1 | 1 | #VALUE! | #VALUE! | 0 | 0 | 0 | 0 | 0 | 0 | 0 | 0 | 0 | 0 | 0 | 0 | 0 | 0 | 0 | 0 | 0 | 0 | 0 | 0 | 0 | 0 | 0 | 0 | 0
Thursday | 5 | 12 | 17 | 3161 | 0 | 0 | 0 | 0 | 0 | 0 | 0 | 0 | 0 | 0 | 0 | 0 | 0 | 0 | 0 | 0 | 0 | 0 | 0 | 0 | 0 |  | 0 | 0 | 0 | 0 | 0 | 0 | 0 | 0 |  |  |  |  | 0 | 0 | 0 | 0 | 0 | 0 | 1 | 0 |  | 1 | 1 | 1 | 1 | #VALUE! | #VALUE! | 0 | 0 | 0 | 0 | 0 | 0 | 0 | 0 | 0 | 0 | 0 | 0 | 0 | 0 | 0 | 0 | 0 | 0 | 0 | 0 | 0 | 0 | 0 | 0 | 0
Thursday | 5 | 12 | 18 | 3162 | 0 | 0 | 0 | 0 | 0 | 0 | 0 | 0 | 0 | 0 | 0 | 0 | 0 | 0 | 0 | 0 | 0 | 0 | 0 | 0 | 0 |  | 0 | 0 | 0 | 0 | 0 | 0 | 0 | 0 |  |  |  |  | 0 | 0 | 0 | 0 | 0 | 0 | 1 | 0 |  | 1 | 1 | 1 | 1 | #VALUE! | #VALUE! | 0 | 0 | 0 | 0 | 0 | 0 | 0 | 0 | 0 | 0 | 0 | 0 | 0 | 0 | 0 | 0 | 0 | 0 | 0 | 0 | 0 | 0 | 0 | 0 | 0
Thursday | 5 | 12 | 19 | 3163 | 0 | 0 | 0 | 0 | 0 | 0 | 0 | 0 | 0 | 0 | 0 | 0 | 0 | 0 | 0 | 0 | 0 | 0 | 0 | 0 | 0 |  | 0 | 0 | 0 | 0 | 0 | 0 | 0 | 0 |  |  |  |  | 0 | 0 | 0 | 0 | 0 | 0 | 1 | 0 |  | 1 | 1 | 1 | 1 | #VALUE! | #VALUE! | 0 | 0 | 0 | 0 | 0 | 0 | 0 | 0 | 0 | 0 | 0 | 0 | 0 | 0 | 0 | 0 | 0 | 0 | 0 | 0 | 0 | 0 | 0 | 0 | 0
Thursday | 5 | 12 | 20 | 3164 | 0 | 0 | 0 | 0 | 0 | 0 | 0 | 0 | 0 | 0 | 0 | 0 | 0 | 0 | 0 | 0 | 0 | 0 | 0 | 0 | 0 |  | 0 | 0 | 0 | 0 | 0 | 0 | 0 | 0 |  |  |  |  | 0 | 0 | 0 | 0 | 0 | 0 | 1 | 0 |  | 1 | 1 | 1 | 1 | #VALUE! | #VALUE! | 0 | 0 | 0 | 0 | 0 | 0 | 0 | 0 | 0 | 0 | 0 | 0 | 0 | 0 | 0 | 0 | 0 | 0 | 0 | 0 | 0 | 0 | 0 | 0 | 0
Thursday | 5 | 12 | 21 | 3165 | 0 | 0 | 0 | 0 | 0 | 0 | 0 | 0 | 0 | 0 | 0 | 0 | 0 | 0 | 0 | 0 | 0 | 0 | 0 | 0 | 0 |  | 0 | 0 | 0 | 0 | 0 | 0 | 0 | 0 |  |  |  |  | 0 | 0 | 0 | 0 | 0 | 0 | 1 | 0 |  | 1 | 1 | 1 | 1 | #VALUE! | #VALUE! | 0 | 0 | 0 | 0 | 0 | 0 | 0 | 0 | 0 | 0 | 0 | 0 | 0 | 0 | 0 | 0 | 0 | 0 | 0 | 0 | 0 | 0 | 0 | 0 | 0
Thursday | 5 | 12 | 22 | 3166 | 0 | 0 | 0 | 0 | 0 | 0 | 0 | 0 | 0 | 0 | 0 | 0 | 0 | 0 | 0 | 0 | 0 | 0 | 0 | 0 | 0 |  | 0 | 0 | 0 | 0 | 0 | 0 | 0 | 0 |  |  |  |  | 0 | 0 | 0 | 0 | 0 | 0 | 1 | 0 |  | 1 | 1 | 1 | 1 | #VALUE! | #VALUE! | 0 | 0 | 0 | 0 | 0 | 0 | 0 | 0 | 0 | 0 | 0 | 0 | 0 | 0 | 0 | 0 | 0 | 0 | 0 | 0 | 0 | 0 | 0 | 0 | 0
Thursday | 5 | 12 | 23 | 3167 | 0 | 0 | 0 | 0 | 0 | 0 | 0 | 0 | 0 | 0 | 0 | 0 | 0 | 0 | 0 | 0 | 0 | 0 | 0 | 0 | 0 |  | 0 | 0 | 0 | 0 | 0 | 0 | 0 | 0 |  |  |  |  | 0 | 0 | 0 | 0 | 0 | 0 | 0 | 1 |  | 1 | 1 | 1 | 1 | 1 | 1 | 0 | 0 | 0 | 0 | 0 | 0 | 0 | 0 | 0 | 0 | 0 | 0 | 0 | 0 | 0 | 0 | 0 | 0 | 0 | 0 | 0 | 0 | 0 | 0 | 0
Thursday | 5 | 12 | 24 | 3168 | 0 | 0 | 0 | 0 | 0 | 0 | 0 | 0 | 0 | 0 | 0 | 0 | 0 | 0 | 0 | 0 | 0 | 0 | 0 | 0 | 0 |  | 0 | 0 | 0 | 0 | 0 | 0 | 0 | 0 |  |  |  |  | 0 | 0 | 0 | 0 | 0 | 0 | 0 | 1 |  | 1 | 1 | 1 | 1 | 1 | 1 | 0 | 0 | 0 | 0 | 0 | 0 | 0 | 0 | 0 | 0 | 0 | 0 | 0 | 0 | 0 | 0 | 0 | 0 | 0 | 0 | 0 | 0 | 0 | 0 | 0
Friday | 5 | 13 | 1 | 3169 | 0 | 0 | 0 | 0 | 0 | 0 | 0 | 0 | 0 | 0 | 0 | 0 | 0 | 0 | 0 | 0 | 0 | 0 | 0 | 0 | 0 |  | 0 | 0 | 0 | 0 | 0 | 0 | 0 | 0 |  |  |  |  | 0 | 0 | 0 | 0 | 0 | 0 | 0 | 1 |  | 1 | 1 | 1 | 1 | 1 | 1 | 0 | 0 | 0 | 0 | 0 | 0 | 0 | 0 | 0 | 0 | 0 | 0 | 0 | 0 | 0 | 0 | 0 | 0 | 0 | 0 | 0 | 0 | 0 | 0 | 0
Friday | 5 | 13 | 2 | 3170 | 0 | 0 | 0 | 0 | 0 | 0 | 0 | 0 | 0 | 0 | 0 | 0 | 0 | 0 | 0 | 0 | 0 | 0 | 0 | 0 | 0 |  | 0 | 0 | 0 | 0 | 0 | 0 | 0 | 0 |  |  |  |  | 0 | 0 | 0 | 0 | 0 | 0 | 0 | 1 |  | 1 | 1 | 1 | 1 | 1 | 1 | 0 | 0 | 0 | 0 | 0 | 0 | 0 | 0 | 0 | 0 | 0 | 0 | 0 | 0 | 0 | 0 | 0 | 0 | 0 | 0 | 0 | 0 | 0 | 0 | 0
Friday | 5 | 13 | 3 | 3171 | 0 | 0 | 0 | 0 | 0 | 0 | 0 | 0 | 0 | 0 | 0 | 0 | 0 | 0 | 0 | 0 | 0 | 0 | 0 | 0 | 0 |  | 0 | 0 | 0 | 0 | 0 | 0 | 0 | 0 |  |  |  |  | 0 | 0 | 0 | 0 | 0 | 0 | 0 | 1 |  | 1 | 1 | 1 | 1 | 1 | 1 | 0 | 0 | 0 | 0 | 0 | 0 | 0 | 0 | 0 | 0 | 0 | 0 | 0 | 0 | 0 | 0 | 0 | 0 | 0 | 0 | 0 | 0 | 0 | 0 | 0
Friday | 5 | 13 | 4 | 3172 | 0 | 0 | 0 | 0 | 0 | 0 | 0 | 0 | 0 | 0 | 0 | 0 | 0 | 0 | 0 | 0 | 0 | 0 | 0 | 0 | 0 |  | 0 | 0 | 0 | 0 | 0 | 0 | 0 | 0 |  |  |  |  | 0 | 0 | 0 | 0 | 0 | 0 | 0 | 1 |  | 1 | 1 | 1 | 1 | 1 | 1 | 0 | 0 | 0 | 0 | 0 | 0 | 0 | 0 | 0 | 0 | 0 | 0 | 0 | 0 | 0 | 0 | 0 | 0 | 0 | 0 | 0 | 0 | 0 | 0 | 0
Friday | 5 | 13 | 5 | 3173 | 0 | 0 | 0 | 0 | 0 | 0 | 0 | 0 | 0 | 0 | 0 | 0 | 0 | 0 | 0 | 0 | 0 | 0 | 0 | 0 | 0 |  | 0 | 0 | 0 | 0 | 0 | 0 | 0 | 0 |  |  |  |  | 0 | 0 | 0 | 0 | 0 | 0 | 0 | 1 |  | 1 | 1 | 1 | 1 | 1 | 1 | 0 | 0 | 0 | 0 | 0 | 0 | 0 | 0 | 0 | 0 | 0 | 0 | 0 | 0 | 0 | 0 | 0 | 0 | 0 | 0 | 0 | 0 | 0 | 0 | 0
Friday | 5 | 13 | 6 | 3174 | 0 | 0 | 0 | 0 | 0 | 0 | 0 | 0 | 0 | 0 | 0 | 0 | 0 | 0 | 0 | 0 | 0 | 0 | 0 | 0 | 0 |  | 0 | 0 | 0 | 0 | 0 | 0 | 0 | 0 |  |  |  |  | 0 | 0 | 0 | 0 | 0 | 0 | 0 | 1 |  | 1 | 1 | 1 | 1 | 1 | 1 | 0 | 0 | 0 | 0 | 0 | 0 | 0 | 0 | 0 | 0 | 0 | 0 | 0 | 0 | 0 | 0 | 0 | 0 | 0 | 0 | 0 | 0 | 0 | 0 | 0
Friday | 5 | 13 | 7 | 3175 | 0 | 0 | 0 | 0 | 0 | 0 | 0 | 0 | 0 | 0 | 0 | 0 | 0 | 0 | 0 | 0 | 0 | 0 | 0 | 0 | 0 |  | 0 | 0 | 0 | 0 | 0 | 0 | 0 | 0 |  |  |  |  | 0 | 0 | 0 | 0 | 0 | 0 | 0 | 1 |  | 1 | 1 | 1 | 1 | 1 | 1 | 0 | 0 | 0 | 0 | 0 | 0 | 0 | 0 | 0 | 0 | 0 | 0 | 0 | 0 | 0 | 0 | 0 | 0 | 0 | 0 | 0 | 0 | 0 | 0 | 0
Friday | 5 | 13 | 8 | 3176 | 0 | 0 | 0 | 0 | 0 | 0 | 0 | 0 | 0 | 0 | 0 | 0 | 0 | 0 | 0 | 0 | 0 | 0 | 0 | 0 | 0 |  | 0 | 0 | 0 | 0 | 0 | 0 | 0 | 0 |  |  |  |  | 0 | 0 | 0 | 0 | 0 | 0 | 1 | 0 |  | 1 | 1 | 1 | 1 | #VALUE! | #VALUE! | 0 | 0 | 0 | 0 | 0 | 0 | 0 | 0 | 0 | 0 | 0 | 0 | 0 | 0 | 0 | 0 | 0 | 0 | 0 | 0 | 0 | 0 | 0 | 0 | 0
Friday | 5 | 13 | 9 | 3177 | 0 | 0 | 0 | 0 | 0 | 0 | 0 | 0 | 0 | 0 | 0 | 0 | 0 | 0 | 0 | 0 | 0 | 0 | 0 | 0 | 0 |  | 0 | 0 | 0 | 0 | 0 | 0 | 0 | 0 |  |  |  |  | 0 | 0 | 0 | 0 | 0 | 0 | 1 | 0 |  | 1 | 1 | 1 | 1 | #VALUE! | #VALUE! | 0 | 0 | 0 | 0 | 0 | 0 | 0 | 0 | 0 | 0 | 0 | 0 | 0 | 0 | 0 | 0 | 0 | 0 | 0 | 0 | 0 | 0 | 0 | 0 | 0
Friday | 5 | 13 | 10 | 3178 | 0 | 0 | 0 | 0 | 0 | 0 | 0 | 0 | 0 | 0 | 0 | 0 | 0 | 0 | 0 | 0 | 0 | 0 | 0 | 0 | 0 |  | 0 | 0 | 0 | 0 | 0 | 0 | 0 | 0 |  |  |  |  | 0 | 0 | 0 | 0 | 0 | 0 | 1 | 0 |  | 1 | 1 | 1 | 1 | #VALUE! | #VALUE! | 0 | 0 | 0 | 0 | 0 | 0 | 0 | 0 | 0 | 0 | 0 | 0 | 0 | 0 | 0 | 0 | 0 | 0 | 0 | 0 | 0 | 0 | 0 | 0 | 0
Friday | 5 | 13 | 11 | 3179 | 0 | 0 | 0 | 0 | 0 | 0 | 0 | 0 | 0 | 0 | 0 | 0 | 0 | 0 | 0 | 0 | 0 | 0 | 0 | 0 | 0 |  | 0 | 0 | 0 | 0 | 0 | 0 | 0 | 0 |  |  |  |  | 0 | 0 | 0 | 0 | 0 | 0 | 1 | 0 |  | 1 | 1 | 1 | 1 | #VALUE! | #VALUE! | 0 | 0 | 0 | 0 | 0 | 0 | 0 | 0 | 0 | 0 | 0 | 0 | 0 | 0 | 0 | 0 | 0 | 0 | 0 | 0 | 0 | 0 | 0 | 0 | 0
Friday | 5 | 13 | 12 | 3180 | 0 | 0 | 0 | 0 | 0 | 0 | 0 | 0 | 0 | 0 | 0 | 0 | 0 | 0 | 0 | 0 | 0 | 0 | 0 | 0 | 0 |  | 0 | 0 | 0 | 0 | 0 | 0 | 0 | 0 |  |  |  |  | 0 | 0 | 0 | 0 | 0 | 0 | 1 | 0 |  | 1 | 1 | 1 | 1 | #VALUE! | #VALUE! | 0 | 0 | 0 | 0 | 0 | 0 | 0 | 0 | 0 | 0 | 0 | 0 | 0 | 0 | 0 | 0 | 0 | 0 | 0 | 0 | 0 | 0 | 0 | 0 | 0
Friday | 5 | 13 | 13 | 3181 | 0 | 0 | 0 | 0 | 0 | 0 | 0 | 0 | 0 | 0 | 0 | 0 | 0 | 0 | 0 | 0 | 0 | 0 | 0 | 0 | 0 |  | 0 | 0 | 0 | 0 | 0 | 0 | 0 | 0 |  |  |  |  | 0 | 0 | 0 | 0 | 0 | 0 | 1 | 0 |  | 1 | 1 | 1 | 1 | #VALUE! | #VALUE! | 0 | 0 | 0 | 0 | 0 | 0 | 0 | 0 | 0 | 0 | 0 | 0 | 0 | 0 | 0 | 0 | 0 | 0 | 0 | 0 | 0 | 0 | 0 | 0 | 0
Friday | 5 | 13 | 14 | 3182 | 0 | 0 | 0 | 0 | 0 | 0 | 0 | 0 | 0 | 0 | 0 | 0 | 0 | 0 | 0 | 0 | 0 | 0 | 0 | 0 | 0 |  | 0 | 0 | 0 | 0 | 0 | 0 | 0 | 0 |  |  |  |  | 0 | 0 | 0 | 0 | 0 | 0 | 1 | 0 |  | 1 | 1 | 1 | 1 | #VALUE! | #VALUE! | 0 | 0 | 0 | 0 | 0 | 0 | 0 | 0 | 0 | 0 | 0 | 0 | 0 | 0 | 0 | 0 | 0 | 0 | 0 | 0 | 0 | 0 | 0 | 0 | 0
Friday | 5 | 13 | 15 | 3183 | 0 | 0 | 0 | 0 | 0 | 0 | 0 | 0 | 0 | 0 | 0 | 0 | 0 | 0 | 0 | 0 | 0 | 0 | 0 | 0 | 0 |  | 0 | 0 | 0 | 0 | 0 | 0 | 0 | 0 |  |  |  |  | 0 | 0 | 0 | 0 | 0 | 0 | 1 | 0 |  | 1 | 1 | 1 | 1 | #VALUE! | #VALUE! | 0 | 0 | 0 | 0 | 0 | 0 | 0 | 0 | 0 | 0 | 0 | 0 | 0 | 0 | 0 | 0 | 0 | 0 | 0 | 0 | 0 | 0 | 0 | 0 | 0
Friday | 5 | 13 | 16 | 3184 | 0 | 0 | 0 | 0 | 0 | 0 | 0 | 0 | 0 | 0 | 0 | 0 | 0 | 0 | 0 | 0 | 0 | 0 | 0 | 0 | 0 |  | 0 | 0 | 0 | 0 | 0 | 0 | 0 | 0 |  |  |  |  | 0 | 0 | 0 | 0 | 0 | 0 | 1 | 0 |  | 1 | 1 | 1 | 1 | #VALUE! | #VALUE! | 0 | 0 | 0 | 0 | 0 | 0 | 0 | 0 | 0 | 0 | 0 | 0 | 0 | 0 | 0 | 0 | 0 | 0 | 0 | 0 | 0 | 0 | 0 | 0 | 0
Friday | 5 | 13 | 17 | 3185 | 0 | 0 | 0 | 0 | 0 | 0 | 0 | 0 | 0 | 0 | 0 | 0 | 0 | 0 | 0 | 0 | 0 | 0 | 0 | 0 | 0 |  | 0 | 0 | 0 | 0 | 0 | 0 | 0 | 0 |  |  |  |  | 0 | 0 | 0 | 0 | 0 | 0 | 1 | 0 |  | 1 | 1 | 1 | 1 | #VALUE! | #VALUE! | 0 | 0 | 0 | 0 | 0 | 0 | 0 | 0 | 0 | 0 | 0 | 0 | 0 | 0 | 0 | 0 | 0 | 0 | 0 | 0 | 0 | 0 | 0 | 0 | 0
Friday | 5 | 13 | 18 | 3186 | 0 | 0 | 0 | 0 | 0 | 0 | 0 | 0 | 0 | 0 | 0 | 0 | 0 | 0 | 0 | 0 | 0 | 0 | 0 | 0 | 0 |  | 0 | 0 | 0 | 0 | 0 | 0 | 0 | 0 |  |  |  |  | 0 | 0 | 0 | 0 | 0 | 0 | 1 | 0 |  | 1 | 1 | 1 | 1 | #VALUE! | #VALUE! | 0 | 0 | 0 | 0 | 0 | 0 | 0 | 0 | 0 | 0 | 0 | 0 | 0 | 0 | 0 | 0 | 0 | 0 | 0 | 0 | 0 | 0 | 0 | 0 | 0
Friday | 5 | 13 | 19 | 3187 | 0 | 0 | 0 | 0 | 0 | 0 | 0 | 0 | 0 | 0 | 0 | 0 | 0 | 0 | 0 | 0 | 0 | 0 | 0 | 0 | 0 |  | 0 | 0 | 0 | 0 | 0 | 0 | 0 | 0 |  |  |  |  | 0 | 0 | 0 | 0 | 0 | 0 | 1 | 0 |  | 1 | 1 | 1 | 1 | #VALUE! | #VALUE! | 0 | 0 | 0 | 0 | 0 | 0 | 0 | 0 | 0 | 0 | 0 | 0 | 0 | 0 | 0 | 0 | 0 | 0 | 0 | 0 | 0 | 0 | 0 | 0 | 0
Friday | 5 | 13 | 20 | 3188 | 0 | 0 | 0 | 0 | 0 | 0 | 0 | 0 | 0 | 0 | 0 | 0 | 0 | 0 | 0 | 0 | 0 | 0 | 0 | 0 | 0 |  | 0 | 0 | 0 | 0 | 0 | 0 | 0 | 0 |  |  |  |  | 0 | 0 | 0 | 0 | 0 | 0 | 1 | 0 |  | 1 | 1 | 1 | 1 | #VALUE! | #VALUE! | 0 | 0 | 0 | 0 | 0 | 0 | 0 | 0 | 0 | 0 | 0 | 0 | 0 | 0 | 0 | 0 | 0 | 0 | 0 | 0 | 0 | 0 | 0 | 0 | 0
Friday | 5 | 13 | 21 | 3189 | 0 | 0 | 0 | 0 | 0 | 0 | 0 | 0 | 0 | 0 | 0 | 0 | 0 | 0 | 0 | 0 | 0 | 0 | 0 | 0 | 0 |  | 0 | 0 | 0 | 0 | 0 | 0 | 0 | 0 |  |  |  |  | 0 | 0 | 0 | 0 | 0 | 0 | 1 | 0 |  | 1 | 1 | 1 | 1 | #VALUE! | #VALUE! | 0 | 0 | 0 | 0 | 0 | 0 | 0 | 0 | 0 | 0 | 0 | 0 | 0 | 0 | 0 | 0 | 0 | 0 | 0 | 0 | 0 | 0 | 0 | 0 | 0
Friday | 5 | 13 | 22 | 3190 | 0 | 0 | 0 | 0 | 0 | 0 | 0 | 0 | 0 | 0 | 0 | 0 | 0 | 0 | 0 | 0 | 0 | 0 | 0 | 0 | 0 |  | 0 | 0 | 0 | 0 | 0 | 0 | 0 | 0 |  |  |  |  | 0 | 0 | 0 | 0 | 0 | 0 | 1 | 0 |  | 1 | 1 | 1 | 1 | #VALUE! | #VALUE! | 0 | 0 | 0 | 0 | 0 | 0 | 0 | 0 | 0 | 0 | 0 | 0 | 0 | 0 | 0 | 0 | 0 | 0 | 0 | 0 | 0 | 0 | 0 | 0 | 0
Friday | 5 | 13 | 23 | 3191 | 0 | 0 | 0 | 0 | 0 | 0 | 0 | 0 | 0 | 0 | 0 | 0 | 0 | 0 | 0 | 0 | 0 | 0 | 0 | 0 | 0 |  | 0 | 0 | 0 | 0 | 0 | 0 | 0 | 0 |  |  |  |  | 0 | 0 | 0 | 0 | 0 | 0 | 0 | 1 |  | 1 | 1 | 1 | 1 | 1 | 1 | 0 | 0 | 0 | 0 | 0 | 0 | 0 | 0 | 0 | 0 | 0 | 0 | 0 | 0 | 0 | 0 | 0 | 0 | 0 | 0 | 0 | 0 | 0 | 0 | 0
Friday | 5 | 13 | 24 | 3192 | 0 | 0 | 0 | 0 | 0 | 0 | 0 | 0 | 0 | 0 | 0 | 0 | 0 | 0 | 0 | 0 | 0 | 0 | 0 | 0 | 0 |  | 0 | 0 | 0 | 0 | 0 | 0 | 0 | 0 |  |  |  |  | 0 | 0 | 0 | 0 | 0 | 0 | 0 | 1 |  | 1 | 1 | 1 | 1 | 1 | 1 | 0 | 0 | 0 | 0 | 0 | 0 | 0 | 0 | 0 | 0 | 0 | 0 | 0 | 0 | 0 | 0 | 0 | 0 | 0 | 0 | 0 | 0 | 0 | 0 | 0
Saturday | 5 | 14 | 1 | 3193 | 0 | 0 | 0 | 0 | 0 | 0 | 0 | 0 | 0 | 0 | 0 | 0 | 0 | 0 | 0 | 0 | 0 | 0 | 0 | 0 | 0 |  | 0 | 0 | 0 | 0 | 0 | 0 | 0 | 0 |  |  |  |  | 0 | 0 | 0 | 0 | 0 | 0 | 0 | 1 |  | 1 | 1 | 1 | 1 | 1 | 1 | 0 | 0 | 0 | 0 | 0 | 0 | 0 | 0 | 0 | 0 | 0 | 0 | 0 | 0 | 0 | 0 | 0 | 0 | 0 | 0 | 0 | 0 | 0 | 0 | 0
Saturday | 5 | 14 | 2 | 3194 | 0 | 0 | 0 | 0 | 0 | 0 | 0 | 0 | 0 | 0 | 0 | 0 | 0 | 0 | 0 | 0 | 0 | 0 | 0 | 0 | 0 |  | 0 | 0 | 0 | 0 | 0 | 0 | 0 | 0 |  |  |  |  | 0 | 0 | 0 | 0 | 0 | 0 | 0 | 1 |  | 1 | 1 | 1 | 1 | 1 | 1 | 0 | 0 | 0 | 0 | 0 | 0 | 0 | 0 | 0 | 0 | 0 | 0 | 0 | 0 | 0 | 0 | 0 | 0 | 0 | 0 | 0 | 0 | 0 | 0 | 0
Saturday | 5 | 14 | 3 | 3195 | 0 | 0 | 0 | 0 | 0 | 0 | 0 | 0 | 0 | 0 | 0 | 0 | 0 | 0 | 0 | 0 | 0 | 0 | 0 | 0 | 0 |  | 0 | 0 | 0 | 0 | 0 | 0 | 0 | 0 |  |  |  |  | 0 | 0 | 0 | 0 | 0 | 0 | 0 | 1 |  | 1 | 1 | 1 | 1 | 1 | 1 | 0 | 0 | 0 | 0 | 0 | 0 | 0 | 0 | 0 | 0 | 0 | 0 | 0 | 0 | 0 | 0 | 0 | 0 | 0 | 0 | 0 | 0 | 0 | 0 | 0
Saturday | 5 | 14 | 4 | 3196 | 0 | 0 | 0 | 0 | 0 | 0 | 0 | 0 | 0 | 0 | 0 | 0 | 0 | 0 | 0 | 0 | 0 | 0 | 0 | 0 | 0 |  | 0 | 0 | 0 | 0 | 0 | 0 | 0 | 0 |  |  |  |  | 0 | 0 | 0 | 0 | 0 | 0 | 0 | 1 |  | 1 | 1 | 1 | 1 | 1 | 1 | 0 | 0 | 0 | 0 | 0 | 0 | 0 | 0 | 0 | 0 | 0 | 0 | 0 | 0 | 0 | 0 | 0 | 0 | 0 | 0 | 0 | 0 | 0 | 0 | 0
Saturday | 5 | 14 | 5 | 3197 | 0 | 0 | 0 | 0 | 0 | 0 | 0 | 0 | 0 | 0 | 0 | 0 | 0 | 0 | 0 | 0 | 0 | 0 | 0 | 0 | 0 |  | 0 | 0 | 0 | 0 | 0 | 0 | 0 | 0 |  |  |  |  | 0 | 0 | 0 | 0 | 0 | 0 | 0 | 1 |  | 1 | 1 | 1 | 1 | 1 | 1 | 0 | 0 | 0 | 0 | 0 | 0 | 0 | 0 | 0 | 0 | 0 | 0 | 0 | 0 | 0 | 0 | 0 | 0 | 0 | 0 | 0 | 0 | 0 | 0 | 0
Saturday | 5 | 14 | 6 | 3198 | 0 | 0 | 0 | 0 | 0 | 0 | 0 | 0 | 0 | 0 | 0 | 0 | 0 | 0 | 0 | 0 | 0 | 0 | 0 | 0 | 0 |  | 0 | 0 | 0 | 0 | 0 | 0 | 0 | 0 |  |  |  |  | 0 | 0 | 0 | 0 | 0 | 0 | 0 | 1 |  | 1 | 1 | 1 | 1 | 1 | 1 | 0 | 0 | 0 | 0 | 0 | 0 | 0 | 0 | 0 | 0 | 0 | 0 | 0 | 0 | 0 | 0 | 0 | 0 | 0 | 0 | 0 | 0 | 0 | 0 | 0
Saturday | 5 | 14 | 7 | 3199 | 0 | 0 | 0 | 0 | 0 | 0 | 0 | 0 | 0 | 0 | 0 | 0 | 0 | 0 | 0 | 0 | 0 | 0 | 0 | 0 | 0 |  | 0 | 0 | 0 | 0 | 0 | 0 | 0 | 0 |  |  |  |  | 0 | 0 | 0 | 0 | 0 | 0 | 0 | 1 |  | 1 | 1 | 1 | 1 | 1 | 1 | 0 | 0 | 0 | 0 | 0 | 0 | 0 | 0 | 0 | 0 | 0 | 0 | 0 | 0 | 0 | 0 | 0 | 0 | 0 | 0 | 0 | 0 | 0 | 0 | 0
Saturday | 5 | 14 | 8 | 3200 | 0 | 0 | 0 | 0 | 0 | 0 | 0 | 0 | 0 | 0 | 0 | 0 | 0 | 0 | 0 | 0 | 0 | 0 | 0 | 0 | 0 |  | 0 | 0 | 0 | 0 | 0 | 0 | 0 | 0 |  |  |  |  | 0 | 0 | 0 | 0 | 0 | 0 | 0 | 1 |  | 1 | 1 | 1 | 1 | 1 | 1 | 0 | 0 | 0 | 0 | 0 | 0 | 0 | 0 | 0 | 0 | 0 | 0 | 0 | 0 | 0 | 0 | 0 | 0 | 0 | 0 | 0 | 0 | 0 | 0 | 0
Saturday | 5 | 14 | 9 | 3201 | 0 | 0 | 0 | 0 | 0 | 0 | 0 | 0 | 0 | 0 | 0 | 0 | 0 | 0 | 0 | 0 | 0 | 0 | 0 | 0 | 0 |  | 0 | 0 | 0 | 0 | 0 | 0 | 0 | 0 |  |  |  |  | 0 | 0 | 0 | 0 | 0 | 0 | 0 | 1 |  | 1 | 1 | 1 | 1 | 1 | 1 | 0 | 0 | 0 | 0 | 0 | 0 | 0 | 0 | 0 | 0 | 0 | 0 | 0 | 0 | 0 | 0 | 0 | 0 | 0 | 0 | 0 | 0 | 0 | 0 | 0
Saturday | 5 | 14 | 10 | 3202 | 0 | 0 | 0 | 0 | 0 | 0 | 0 | 0 | 0 | 0 | 0 | 0 | 0 | 0 | 0 | 0 | 0 | 0 | 0 | 0 | 0 |  | 0 | 0 | 0 | 0 | 0 | 0 | 0 | 0 |  |  |  |  | 0 | 0 | 0 | 0 | 0 | 0 | 0 | 1 |  | 1 | 1 | 1 | 1 | 1 | 1 | 0 | 0 | 0 | 0 | 0 | 0 | 0 | 0 | 0 | 0 | 0 | 0 | 0 | 0 | 0 | 0 | 0 | 0 | 0 | 0 | 0 | 0 | 0 | 0 | 0
Saturday | 5 | 14 | 11 | 3203 | 0 | 0 | 0 | 0 | 0 | 0 | 0 | 0 | 0 | 0 | 0 | 0 | 0 | 0 | 0 | 0 | 0 | 0 | 0 | 0 | 0 |  | 0 | 0 | 0 | 0 | 0 | 0 | 0 | 0 |  |  |  |  | 0 | 0 | 0 | 0 | 0 | 0 | 0 | 1 |  | 1 | 1 | 1 | 1 | 1 | 1 | 0 | 0 | 0 | 0 | 0 | 0 | 0 | 0 | 0 | 0 | 0 | 0 | 0 | 0 | 0 | 0 | 0 | 0 | 0 | 0 | 0 | 0 | 0 | 0 | 0
Saturday | 5 | 14 | 12 | 3204 | 0 | 0 | 0 | 0 | 0 | 0 | 0 | 0 | 0 | 0 | 0 | 0 | 0 | 0 | 0 | 0 | 0 | 0 | 0 | 0 | 0 |  | 0 | 0 | 0 | 0 | 0 | 0 | 0 | 0 |  |  |  |  | 0 | 0 | 0 | 0 | 0 | 0 | 0 | 1 |  | 1 | 1 | 1 | 1 | 1 | 1 | 0 | 0 | 0 | 0 | 0 | 0 | 0 | 0 | 0 | 0 | 0 | 0 | 0 | 0 | 0 | 0 | 0 | 0 | 0 | 0 | 0 | 0 | 0 | 0 | 0
Saturday | 5 | 14 | 13 | 3205 | 0 | 0 | 0 | 0 | 0 | 0 | 0 | 0 | 0 | 0 | 0 | 0 | 0 | 0 | 0 | 0 | 0 | 0 | 0 | 0 | 0 |  | 0 | 0 | 0 | 0 | 0 | 0 | 0 | 0 |  |  |  |  | 0 | 0 | 0 | 0 | 0 | 0 | 0 | 1 |  | 1 | 1 | 1 | 1 | 1 | 1 | 0 | 0 | 0 | 0 | 0 | 0 | 0 | 0 | 0 | 0 | 0 | 0 | 0 | 0 | 0 | 0 | 0 | 0 | 0 | 0 | 0 | 0 | 0 | 0 | 0
Saturday | 5 | 14 | 14 | 3206 | 0 | 0 | 0 | 0 | 0 | 0 | 0 | 0 | 0 | 0 | 0 | 0 | 0 | 0 | 0 | 0 | 0 | 0 | 0 | 0 | 0 |  | 0 | 0 | 0 | 0 | 0 | 0 | 0 | 0 |  |  |  |  | 0 | 0 | 0 | 0 | 0 | 0 | 0 | 1 |  | 1 | 1 | 1 | 1 | 1 | 1 | 0 | 0 | 0 | 0 | 0 | 0 | 0 | 0 | 0 | 0 | 0 | 0 | 0 | 0 | 0 | 0 | 0 | 0 | 0 | 0 | 0 | 0 | 0 | 0 | 0
Saturday | 5 | 14 | 15 | 3207 | 0 | 0 | 0 | 0 | 0 | 0 | 0 | 0 | 0 | 0 | 0 | 0 | 0 | 0 | 0 | 0 | 0 | 0 | 0 | 0 | 0 |  | 0 | 0 | 0 | 0 | 0 | 0 | 0 | 0 |  |  |  |  | 0 | 0 | 0 | 0 | 0 | 0 | 0 | 1 |  | 1 | 1 | 1 | 1 | 1 | 1 | 0 | 0 | 0 | 0 | 0 | 0 | 0 | 0 | 0 | 0 | 0 | 0 | 0 | 0 | 0 | 0 | 0 | 0 | 0 | 0 | 0 | 0 | 0 | 0 | 0
Saturday | 5 | 14 | 16 | 3208 | 0 | 0 | 0 | 0 | 0 | 0 | 0 | 0 | 0 | 0 | 0 | 0 | 0 | 0 | 0 | 0 | 0 | 0 | 0 | 0 | 0 |  | 0 | 0 | 0 | 0 | 0 | 0 | 0 | 0 |  |  |  |  | 0 | 0 | 0 | 0 | 0 | 0 | 0 | 1 |  | 1 | 1 | 1 | 1 | 1 | 1 | 0 | 0 | 0 | 0 | 0 | 0 | 0 | 0 | 0 | 0 | 0 | 0 | 0 | 0 | 0 | 0 | 0 | 0 | 0 | 0 | 0 | 0 | 0 | 0 | 0
Saturday | 5 | 14 | 17 | 3209 | 0 | 0 | 0 | 0 | 0 | 0 | 0 | 0 | 0 | 0 | 0 | 0 | 0 | 0 | 0 | 0 | 0 | 0 | 0 | 0 | 0 |  | 0 | 0 | 0 | 0 | 0 | 0 | 0 | 0 |  |  |  |  | 0 | 0 | 0 | 0 | 0 | 0 | 0 | 1 |  | 1 | 1 | 1 | 1 | 1 | 1 | 0 | 0 | 0 | 0 | 0 | 0 | 0 | 0 | 0 | 0 | 0 | 0 | 0 | 0 | 0 | 0 | 0 | 0 | 0 | 0 | 0 | 0 | 0 | 0 | 0
Saturday | 5 | 14 | 18 | 3210 | 0 | 0 | 0 | 0 | 0 | 0 | 0 | 0 | 0 | 0 | 0 | 0 | 0 | 0 | 0 | 0 | 0 | 0 | 0 | 0 | 0 |  | 0 | 0 | 0 | 0 | 0 | 0 | 0 | 0 |  |  |  |  | 0 | 0 | 0 | 0 | 0 | 0 | 0 | 1 |  | 1 | 1 | 1 | 1 | 1 | 1 | 0 | 0 | 0 | 0 | 0 | 0 | 0 | 0 | 0 | 0 | 0 | 0 | 0 | 0 | 0 | 0 | 0 | 0 | 0 | 0 | 0 | 0 | 0 | 0 | 0
Saturday | 5 | 14 | 19 | 3211 | 0 | 0 | 0 | 0 | 0 | 0 | 0 | 0 | 0 | 0 | 0 | 0 | 0 | 0 | 0 | 0 | 0 | 0 | 0 | 0 | 0 |  | 0 | 0 | 0 | 0 | 0 | 0 | 0 | 0 |  |  |  |  | 0 | 0 | 0 | 0 | 0 | 0 | 0 | 1 |  | 1 | 1 | 1 | 1 | 1 | 1 | 0 | 0 | 0 | 0 | 0 | 0 | 0 | 0 | 0 | 0 | 0 | 0 | 0 | 0 | 0 | 0 | 0 | 0 | 0 | 0 | 0 | 0 | 0 | 0 | 0
Saturday | 5 | 14 | 20 | 3212 | 0 | 0 | 0 | 0 | 0 | 0 | 0 | 0 | 0 | 0 | 0 | 0 | 0 | 0 | 0 | 0 | 0 | 0 | 0 | 0 | 0 |  | 0 | 0 | 0 | 0 | 0 | 0 | 0 | 0 |  |  |  |  | 0 | 0 | 0 | 0 | 0 | 0 | 0 | 1 |  | 1 | 1 | 1 | 1 | 1 | 1 | 0 | 0 | 0 | 0 | 0 | 0 | 0 | 0 | 0 | 0 | 0 | 0 | 0 | 0 | 0 | 0 | 0 | 0 | 0 | 0 | 0 | 0 | 0 | 0 | 0
Saturday | 5 | 14 | 21 | 3213 | 0 | 0 | 0 | 0 | 0 | 0 | 0 | 0 | 0 | 0 | 0 | 0 | 0 | 0 | 0 | 0 | 0 | 0 | 0 | 0 | 0 |  | 0 | 0 | 0 | 0 | 0 | 0 | 0 | 0 |  |  |  |  | 0 | 0 | 0 | 0 | 0 | 0 | 0 | 1 |  | 1 | 1 | 1 | 1 | 1 | 1 | 0 | 0 | 0 | 0 | 0 | 0 | 0 | 0 | 0 | 0 | 0 | 0 | 0 | 0 | 0 | 0 | 0 | 0 | 0 | 0 | 0 | 0 | 0 | 0 | 0
Saturday | 5 | 14 | 22 | 3214 | 0 | 0 | 0 | 0 | 0 | 0 | 0 | 0 | 0 | 0 | 0 | 0 | 0 | 0 | 0 | 0 | 0 | 0 | 0 | 0 | 0 |  | 0 | 0 | 0 | 0 | 0 | 0 | 0 | 0 |  |  |  |  | 0 | 0 | 0 | 0 | 0 | 0 | 0 | 1 |  | 1 | 1 | 1 | 1 | 1 | 1 | 0 | 0 | 0 | 0 | 0 | 0 | 0 | 0 | 0 | 0 | 0 | 0 | 0 | 0 | 0 | 0 | 0 | 0 | 0 | 0 | 0 | 0 | 0 | 0 | 0
Saturday | 5 | 14 | 23 | 3215 | 0 | 0 | 0 | 0 | 0 | 0 | 0 | 0 | 0 | 0 | 0 | 0 | 0 | 0 | 0 | 0 | 0 | 0 | 0 | 0 | 0 |  | 0 | 0 | 0 | 0 | 0 | 0 | 0 | 0 |  |  |  |  | 0 | 0 | 0 | 0 | 0 | 0 | 0 | 1 |  | 1 | 1 | 1 | 1 | 1 | 1 | 0 | 0 | 0 | 0 | 0 | 0 | 0 | 0 | 0 | 0 | 0 | 0 | 0 | 0 | 0 | 0 | 0 | 0 | 0 | 0 | 0 | 0 | 0 | 0 | 0
Saturday | 5 | 14 | 24 | 3216 | 0 | 0 | 0 | 0 | 0 | 0 | 0 | 0 | 0 | 0 | 0 | 0 | 0 | 0 | 0 | 0 | 0 | 0 | 0 | 0 | 0 |  | 0 | 0 | 0 | 0 | 0 | 0 | 0 | 0 |  |  |  |  | 0 | 0 | 0 | 0 | 0 | 0 | 0 | 1 |  | 1 | 1 | 1 | 1 | 1 | 1 | 0 | 0 | 0 | 0 | 0 | 0 | 0 | 0 | 0 | 0 | 0 | 0 | 0 | 0 | 0 | 0 | 0 | 0 | 0 | 0 | 0 | 0 | 0 | 0 | 0
Sunday | 5 | 15 | 1 | 3217 | 0 | 0 | 0 | 0 | 0 | 0 | 0 | 0 | 0 | 0 | 0 | 0 | 0 | 0 | 0 | 0 | 0 | 0 | 0 | 0 | 0 |  | 0 | 0 | 0 | 0 | 0 | 0 | 0 | 0 |  |  |  |  | 0 | 0 | 0 | 0 | 0 | 0 | 0 | 1 |  | 1 | 1 | 1 | 1 | 1 | 1 | 0 | 0 | 0 | 0 | 0 | 0 | 0 | 0 | 0 | 0 | 0 | 0 | 0 | 0 | 0 | 0 | 0 | 0 | 0 | 0 | 0 | 0 | 0 | 0 | 0
Sunday | 5 | 15 | 2 | 3218 | 0 | 0 | 0 | 0 | 0 | 0 | 0 | 0 | 0 | 0 | 0 | 0 | 0 | 0 | 0 | 0 | 0 | 0 | 0 | 0 | 0 |  | 0 | 0 | 0 | 0 | 0 | 0 | 0 | 0 |  |  |  |  | 0 | 0 | 0 | 0 | 0 | 0 | 0 | 1 |  | 1 | 1 | 1 | 1 | 1 | 1 | 0 | 0 | 0 | 0 | 0 | 0 | 0 | 0 | 0 | 0 | 0 | 0 | 0 | 0 | 0 | 0 | 0 | 0 | 0 | 0 | 0 | 0 | 0 | 0 | 0
Sunday | 5 | 15 | 3 | 3219 | 0 | 0 | 0 | 0 | 0 | 0 | 0 | 0 | 0 | 0 | 0 | 0 | 0 | 0 | 0 | 0 | 0 | 0 | 0 | 0 | 0 |  | 0 | 0 | 0 | 0 | 0 | 0 | 0 | 0 |  |  |  |  | 0 | 0 | 0 | 0 | 0 | 0 | 0 | 1 |  | 1 | 1 | 1 | 1 | 1 | 1 | 0 | 0 | 0 | 0 | 0 | 0 | 0 | 0 | 0 | 0 | 0 | 0 | 0 | 0 | 0 | 0 | 0 | 0 | 0 | 0 | 0 | 0 | 0 | 0 | 0
Sunday | 5 | 15 | 4 | 3220 | 0 | 0 | 0 | 0 | 0 | 0 | 0 | 0 | 0 | 0 | 0 | 0 | 0 | 0 | 0 | 0 | 0 | 0 | 0 | 0 | 0 |  | 0 | 0 | 0 | 0 | 0 | 0 | 0 | 0 |  |  |  |  | 0 | 0 | 0 | 0 | 0 | 0 | 0 | 1 |  | 1 | 1 | 1 | 1 | 1 | 1 | 0 | 0 | 0 | 0 | 0 | 0 | 0 | 0 | 0 | 0 | 0 | 0 | 0 | 0 | 0 | 0 | 0 | 0 | 0 | 0 | 0 | 0 | 0 | 0 | 0
Sunday | 5 | 15 | 5 | 3221 | 0 | 0 | 0 | 0 | 0 | 0 | 0 | 0 | 0 | 0 | 0 | 0 | 0 | 0 | 0 | 0 | 0 | 0 | 0 | 0 | 0 |  | 0 | 0 | 0 | 0 | 0 | 0 | 0 | 0 |  |  |  |  | 0 | 0 | 0 | 0 | 0 | 0 | 0 | 1 |  | 1 | 1 | 1 | 1 | 1 | 1 | 0 | 0 | 0 | 0 | 0 | 0 | 0 | 0 | 0 | 0 | 0 | 0 | 0 | 0 | 0 | 0 | 0 | 0 | 0 | 0 | 0 | 0 | 0 | 0 | 0
Sunday | 5 | 15 | 6 | 3222 | 0 | 0 | 0 | 0 | 0 | 0 | 0 | 0 | 0 | 0 | 0 | 0 | 0 | 0 | 0 | 0 | 0 | 0 | 0 | 0 | 0 |  | 0 | 0 | 0 | 0 | 0 | 0 | 0 | 0 |  |  |  |  | 0 | 0 | 0 | 0 | 0 | 0 | 0 | 1 |  | 1 | 1 | 1 | 1 | 1 | 1 | 0 | 0 | 0 | 0 | 0 | 0 | 0 | 0 | 0 | 0 | 0 | 0 | 0 | 0 | 0 | 0 | 0 | 0 | 0 | 0 | 0 | 0 | 0 | 0 | 0
Sunday | 5 | 15 | 7 | 3223 | 0 | 0 | 0 | 0 | 0 | 0 | 0 | 0 | 0 | 0 | 0 | 0 | 0 | 0 | 0 | 0 | 0 | 0 | 0 | 0 | 0 |  | 0 | 0 | 0 | 0 | 0 | 0 | 0 | 0 |  |  |  |  | 0 | 0 | 0 | 0 | 0 | 0 | 0 | 1 |  | 1 | 1 | 1 | 1 | 1 | 1 | 0 | 0 | 0 | 0 | 0 | 0 | 0 | 0 | 0 | 0 | 0 | 0 | 0 | 0 | 0 | 0 | 0 | 0 | 0 | 0 | 0 | 0 | 0 | 0 | 0
Sunday | 5 | 15 | 8 | 3224 | 0 | 0 | 0 | 0 | 0 | 0 | 0 | 0 | 0 | 0 | 0 | 0 | 0 | 0 | 0 | 0 | 0 | 0 | 0 | 0 | 0 |  | 0 | 0 | 0 | 0 | 0 | 0 | 0 | 0 |  |  |  |  | 0 | 0 | 0 | 0 | 0 | 0 | 0 | 1 |  | 1 | 1 | 1 | 1 | 1 | 1 | 0 | 0 | 0 | 0 | 0 | 0 | 0 | 0 | 0 | 0 | 0 | 0 | 0 | 0 | 0 | 0 | 0 | 0 | 0 | 0 | 0 | 0 | 0 | 0 | 0
Sunday | 5 | 15 | 9 | 3225 | 0 | 0 | 0 | 0 | 0 | 0 | 0 | 0 | 0 | 0 | 0 | 0 | 0 | 0 | 0 | 0 | 0 | 0 | 0 | 0 | 0 |  | 0 | 0 | 0 | 0 | 0 | 0 | 0 | 0 |  |  |  |  | 0 | 0 | 0 | 0 | 0 | 0 | 0 | 1 |  | 1 | 1 | 1 | 1 | 1 | 1 | 0 | 0 | 0 | 0 | 0 | 0 | 0 | 0 | 0 | 0 | 0 | 0 | 0 | 0 | 0 | 0 | 0 | 0 | 0 | 0 | 0 | 0 | 0 | 0 | 0
Sunday | 5 | 15 | 10 | 3226 | 0 | 0 | 0 | 0 | 0 | 0 | 0 | 0 | 0 | 0 | 0 | 0 | 0 | 0 | 0 | 0 | 0 | 0 | 0 | 0 | 0 |  | 0 | 0 | 0 | 0 | 0 | 0 | 0 | 0 |  |  |  |  | 0 | 0 | 0 | 0 | 0 | 0 | 0 | 1 |  | 1 | 1 | 1 | 1 | 1 | 1 | 0 | 0 | 0 | 0 | 0 | 0 | 0 | 0 | 0 | 0 | 0 | 0 | 0 | 0 | 0 | 0 | 0 | 0 | 0 | 0 | 0 | 0 | 0 | 0 | 0
Sunday | 5 | 15 | 11 | 3227 | 0 | 0 | 0 | 0 | 0 | 0 | 0 | 0 | 0 | 0 | 0 | 0 | 0 | 0 | 0 | 0 | 0 | 0 | 0 | 0 | 0 |  | 0 | 0 | 0 | 0 | 0 | 0 | 0 | 0 |  |  |  |  | 0 | 0 | 0 | 0 | 0 | 0 | 0 | 1 |  | 1 | 1 | 1 | 1 | 1 | 1 | 0 | 0 | 0 | 0 | 0 | 0 | 0 | 0 | 0 | 0 | 0 | 0 | 0 | 0 | 0 | 0 | 0 | 0 | 0 | 0 | 0 | 0 | 0 | 0 | 0
Sunday | 5 | 15 | 12 | 3228 | 0 | 0 | 0 | 0 | 0 | 0 | 0 | 0 | 0 | 0 | 0 | 0 | 0 | 0 | 0 | 0 | 0 | 0 | 0 | 0 | 0 |  | 0 | 0 | 0 | 0 | 0 | 0 | 0 | 0 |  |  |  |  | 0 | 0 | 0 | 0 | 0 | 0 | 0 | 1 |  | 1 | 1 | 1 | 1 | 1 | 1 | 0 | 0 | 0 | 0 | 0 | 0 | 0 | 0 | 0 | 0 | 0 | 0 | 0 | 0 | 0 | 0 | 0 | 0 | 0 | 0 | 0 | 0 | 0 | 0 | 0
Sunday | 5 | 15 | 13 | 3229 | 0 | 0 | 0 | 0 | 0 | 0 | 0 | 0 | 0 | 0 | 0 | 0 | 0 | 0 | 0 | 0 | 0 | 0 | 0 | 0 | 0 |  | 0 | 0 | 0 | 0 | 0 | 0 | 0 | 0 |  |  |  |  | 0 | 0 | 0 | 0 | 0 | 0 | 0 | 1 |  | 1 | 1 | 1 | 1 | 1 | 1 | 0 | 0 | 0 | 0 | 0 | 0 | 0 | 0 | 0 | 0 | 0 | 0 | 0 | 0 | 0 | 0 | 0 | 0 | 0 | 0 | 0 | 0 | 0 | 0 | 0
Sunday | 5 | 15 | 14 | 3230 | 0 | 0 | 0 | 0 | 0 | 0 | 0 | 0 | 0 | 0 | 0 | 0 | 0 | 0 | 0 | 0 | 0 | 0 | 0 | 0 | 0 |  | 0 | 0 | 0 | 0 | 0 | 0 | 0 | 0 |  |  |  |  | 0 | 0 | 0 | 0 | 0 | 0 | 0 | 1 |  | 1 | 1 | 1 | 1 | 1 | 1 | 0 | 0 | 0 | 0 | 0 | 0 | 0 | 0 | 0 | 0 | 0 | 0 | 0 | 0 | 0 | 0 | 0 | 0 | 0 | 0 | 0 | 0 | 0 | 0 | 0
Sunday | 5 | 15 | 15 | 3231 | 0 | 0 | 0 | 0 | 0 | 0 | 0 | 0 | 0 | 0 | 0 | 0 | 0 | 0 | 0 | 0 | 0 | 0 | 0 | 0 | 0 |  | 0 | 0 | 0 | 0 | 0 | 0 | 0 | 0 |  |  |  |  | 0 | 0 | 0 | 0 | 0 | 0 | 0 | 1 |  | 1 | 1 | 1 | 1 | 1 | 1 | 0 | 0 | 0 | 0 | 0 | 0 | 0 | 0 | 0 | 0 | 0 | 0 | 0 | 0 | 0 | 0 | 0 | 0 | 0 | 0 | 0 | 0 | 0 | 0 | 0
Sunday | 5 | 15 | 16 | 3232 | 0 | 0 | 0 | 0 | 0 | 0 | 0 | 0 | 0 | 0 | 0 | 0 | 0 | 0 | 0 | 0 | 0 | 0 | 0 | 0 | 0 |  | 0 | 0 | 0 | 0 | 0 | 0 | 0 | 0 |  |  |  |  | 0 | 0 | 0 | 0 | 0 | 0 | 0 | 1 |  | 1 | 1 | 1 | 1 | 1 | 1 | 0 | 0 | 0 | 0 | 0 | 0 | 0 | 0 | 0 | 0 | 0 | 0 | 0 | 0 | 0 | 0 | 0 | 0 | 0 | 0 | 0 | 0 | 0 | 0 | 0
Sunday | 5 | 15 | 17 | 3233 | 0 | 0 | 0 | 0 | 0 | 0 | 0 | 0 | 0 | 0 | 0 | 0 | 0 | 0 | 0 | 0 | 0 | 0 | 0 | 0 | 0 |  | 0 | 0 | 0 | 0 | 0 | 0 | 0 | 0 |  |  |  |  | 0 | 0 | 0 | 0 | 0 | 0 | 0 | 1 |  | 1 | 1 | 1 | 1 | 1 | 1 | 0 | 0 | 0 | 0 | 0 | 0 | 0 | 0 | 0 | 0 | 0 | 0 | 0 | 0 | 0 | 0 | 0 | 0 | 0 | 0 | 0 | 0 | 0 | 0 | 0
Sunday | 5 | 15 | 18 | 3234 | 0 | 0 | 0 | 0 | 0 | 0 | 0 | 0 | 0 | 0 | 0 | 0 | 0 | 0 | 0 | 0 | 0 | 0 | 0 | 0 | 0 |  | 0 | 0 | 0 | 0 | 0 | 0 | 0 | 0 |  |  |  |  | 0 | 0 | 0 | 0 | 0 | 0 | 0 | 1 |  | 1 | 1 | 1 | 1 | 1 | 1 | 0 | 0 | 0 | 0 | 0 | 0 | 0 | 0 | 0 | 0 | 0 | 0 | 0 | 0 | 0 | 0 | 0 | 0 | 0 | 0 | 0 | 0 | 0 | 0 | 0
Sunday | 5 | 15 | 19 | 3235 | 0 | 0 | 0 | 0 | 0 | 0 | 0 | 0 | 0 | 0 | 0 | 0 | 0 | 0 | 0 | 0 | 0 | 0 | 0 | 0 | 0 |  | 0 | 0 | 0 | 0 | 0 | 0 | 0 | 0 |  |  |  |  | 0 | 0 | 0 | 0 | 0 | 0 | 0 | 1 |  | 1 | 1 | 1 | 1 | 1 | 1 | 0 | 0 | 0 | 0 | 0 | 0 | 0 | 0 | 0 | 0 | 0 | 0 | 0 | 0 | 0 | 0 | 0 | 0 | 0 | 0 | 0 | 0 | 0 | 0 | 0
Sunday | 5 | 15 | 20 | 3236 | 0 | 0 | 0 | 0 | 0 | 0 | 0 | 0 | 0 | 0 | 0 | 0 | 0 | 0 | 0 | 0 | 0 | 0 | 0 | 0 | 0 |  | 0 | 0 | 0 | 0 | 0 | 0 | 0 | 0 |  |  |  |  | 0 | 0 | 0 | 0 | 0 | 0 | 0 | 1 |  | 1 | 1 | 1 | 1 | 1 | 1 | 0 | 0 | 0 | 0 | 0 | 0 | 0 | 0 | 0 | 0 | 0 | 0 | 0 | 0 | 0 | 0 | 0 | 0 | 0 | 0 | 0 | 0 | 0 | 0 | 0
Sunday | 5 | 15 | 21 | 3237 | 0 | 0 | 0 | 0 | 0 | 0 | 0 | 0 | 0 | 0 | 0 | 0 | 0 | 0 | 0 | 0 | 0 | 0 | 0 | 0 | 0 |  | 0 | 0 | 0 | 0 | 0 | 0 | 0 | 0 |  |  |  |  | 0 | 0 | 0 | 0 | 0 | 0 | 0 | 1 |  | 1 | 1 | 1 | 1 | 1 | 1 | 0 | 0 | 0 | 0 | 0 | 0 | 0 | 0 | 0 | 0 | 0 | 0 | 0 | 0 | 0 | 0 | 0 | 0 | 0 | 0 | 0 | 0 | 0 | 0 | 0
Sunday | 5 | 15 | 22 | 3238 | 0 | 0 | 0 | 0 | 0 | 0 | 0 | 0 | 0 | 0 | 0 | 0 | 0 | 0 | 0 | 0 | 0 | 0 | 0 | 0 | 0 |  | 0 | 0 | 0 | 0 | 0 | 0 | 0 | 0 |  |  |  |  | 0 | 0 | 0 | 0 | 0 | 0 | 0 | 1 |  | 1 | 1 | 1 | 1 | 1 | 1 | 0 | 0 | 0 | 0 | 0 | 0 | 0 | 0 | 0 | 0 | 0 | 0 | 0 | 0 | 0 | 0 | 0 | 0 | 0 | 0 | 0 | 0 | 0 | 0 | 0
Sunday | 5 | 15 | 23 | 3239 | 0 | 0 | 0 | 0 | 0 | 0 | 0 | 0 | 0 | 0 | 0 | 0 | 0 | 0 | 0 | 0 | 0 | 0 | 0 | 0 | 0 |  | 0 | 0 | 0 | 0 | 0 | 0 | 0 | 0 |  |  |  |  | 0 | 0 | 0 | 0 | 0 | 0 | 0 | 1 |  | 1 | 1 | 1 | 1 | 1 | 1 | 0 | 0 | 0 | 0 | 0 | 0 | 0 | 0 | 0 | 0 | 0 | 0 | 0 | 0 | 0 | 0 | 0 | 0 | 0 | 0 | 0 | 0 | 0 | 0 | 0
Sunday | 5 | 15 | 24 | 3240 | 0 | 0 | 0 | 0 | 0 | 0 | 0 | 0 | 0 | 0 | 0 | 0 | 0 | 0 | 0 | 0 | 0 | 0 | 0 | 0 | 0 |  | 0 | 0 | 0 | 0 | 0 | 0 | 0 | 0 |  |  |  |  | 0 | 0 | 0 | 0 | 0 | 0 | 0 | 1 |  | 1 | 1 | 1 | 1 | 1 | 1 | 0 | 0 | 0 | 0 | 0 | 0 | 0 | 0 | 0 | 0 | 0 | 0 | 0 | 0 | 0 | 0 | 0 | 0 | 0 | 0 | 0 | 0 | 0 | 0 | 0
Monday | 5 | 16 | 1 | 3241 | 0 | 0 | 0 | 0 | 0 | 0 | 0 | 0 | 0 | 0 | 0 | 0 | 0 | 0 | 0 | 0 | 0 | 0 | 0 | 0 | 0 |  | 0 | 0 | 0 | 0 | 0 | 0 | 0 | 0 |  |  |  |  | 0 | 0 | 0 | 0 | 0 | 0 | 0 | 1 |  | 1 | 1 | 1 | 1 | 1 | 1 | 0 | 0 | 0 | 0 | 0 | 0 | 0 | 0 | 0 | 0 | 0 | 0 | 0 | 0 | 0 | 0 | 0 | 0 | 0 | 0 | 0 | 0 | 0 | 0 | 0
Monday | 5 | 16 | 2 | 3242 | 0 | 0 | 0 | 0 | 0 | 0 | 0 | 0 | 0 | 0 | 0 | 0 | 0 | 0 | 0 | 0 | 0 | 0 | 0 | 0 | 0 |  | 0 | 0 | 0 | 0 | 0 | 0 | 0 | 0 |  |  |  |  | 0 | 0 | 0 | 0 | 0 | 0 | 0 | 1 |  | 1 | 1 | 1 | 1 | 1 | 1 | 0 | 0 | 0 | 0 | 0 | 0 | 0 | 0 | 0 | 0 | 0 | 0 | 0 | 0 | 0 | 0 | 0 | 0 | 0 | 0 | 0 | 0 | 0 | 0 | 0
Monday | 5 | 16 | 3 | 3243 | 0 | 0 | 0 | 0 | 0 | 0 | 0 | 0 | 0 | 0 | 0 | 0 | 0 | 0 | 0 | 0 | 0 | 0 | 0 | 0 | 0 |  | 0 | 0 | 0 | 0 | 0 | 0 | 0 | 0 |  |  |  |  | 0 | 0 | 0 | 0 | 0 | 0 | 0 | 1 |  | 1 | 1 | 1 | 1 | 1 | 1 | 0 | 0 | 0 | 0 | 0 | 0 | 0 | 0 | 0 | 0 | 0 | 0 | 0 | 0 | 0 | 0 | 0 | 0 | 0 | 0 | 0 | 0 | 0 | 0 | 0
Monday | 5 | 16 | 4 | 3244 | 0 | 0 | 0 | 0 | 0 | 0 | 0 | 0 | 0 | 0 | 0 | 0 | 0 | 0 | 0 | 0 | 0 | 0 | 0 | 0 | 0 |  | 0 | 0 | 0 | 0 | 0 | 0 | 0 | 0 |  |  |  |  | 0 | 0 | 0 | 0 | 0 | 0 | 0 | 1 |  | 1 | 1 | 1 | 1 | 1 | 1 | 0 | 0 | 0 | 0 | 0 | 0 | 0 | 0 | 0 | 0 | 0 | 0 | 0 | 0 | 0 | 0 | 0 | 0 | 0 | 0 | 0 | 0 | 0 | 0 | 0
Monday | 5 | 16 | 5 | 3245 | 0 | 0 | 0 | 0 | 0 | 0 | 0 | 0 | 0 | 0 | 0 | 0 | 0 | 0 | 0 | 0 | 0 | 0 | 0 | 0 | 0 |  | 0 | 0 | 0 | 0 | 0 | 0 | 0 | 0 |  |  |  |  | 0 | 0 | 0 | 0 | 0 | 0 | 0 | 1 |  | 1 | 1 | 1 | 1 | 1 | 1 | 0 | 0 | 0 | 0 | 0 | 0 | 0 | 0 | 0 | 0 | 0 | 0 | 0 | 0 | 0 | 0 | 0 | 0 | 0 | 0 | 0 | 0 | 0 | 0 | 0
Monday | 5 | 16 | 6 | 3246 | 0 | 0 | 0 | 0 | 0 | 0 | 0 | 0 | 0 | 0 | 0 | 0 | 0 | 0 | 0 | 0 | 0 | 0 | 0 | 0 | 0 |  | 0 | 0 | 0 | 0 | 0 | 0 | 0 | 0 |  |  |  |  | 0 | 0 | 0 | 0 | 0 | 0 | 0 | 1 |  | 1 | 1 | 1 | 1 | 1 | 1 | 0 | 0 | 0 | 0 | 0 | 0 | 0 | 0 | 0 | 0 | 0 | 0 | 0 | 0 | 0 | 0 | 0 | 0 | 0 | 0 | 0 | 0 | 0 | 0 | 0
Monday | 5 | 16 | 7 | 3247 | 0 | 0 | 0 | 0 | 0 | 0 | 0 | 0 | 0 | 0 | 0 | 0 | 0 | 0 | 0 | 0 | 0 | 0 | 0 | 0 | 0 |  | 0 | 0 | 0 | 0 | 0 | 0 | 0 | 0 |  |  |  |  | 0 | 0 | 0 | 0 | 0 | 0 | 0 | 1 |  | 1 | 1 | 1 | 1 | 1 | 1 | 0 | 0 | 0 | 0 | 0 | 0 | 0 | 0 | 0 | 0 | 0 | 0 | 0 | 0 | 0 | 0 | 0 | 0 | 0 | 0 | 0 | 0 | 0 | 0 | 0
Monday | 5 | 16 | 8 | 3248 | 0 | 0 | 0 | 0 | 0 | 0 | 0 | 0 | 0 | 0 | 0 | 0 | 0 | 0 | 0 | 0 | 0 | 0 | 0 | 0 | 0 |  | 0 | 0 | 0 | 0 | 0 | 0 | 0 | 0 |  |  |  |  | 0 | 0 | 0 | 0 | 0 | 0 | 1 | 0 |  | 1 | 1 | 1 | 1 | #VALUE! | #VALUE! | 0 | 0 | 0 | 0 | 0 | 0 | 0 | 0 | 0 | 0 | 0 | 0 | 0 | 0 | 0 | 0 | 0 | 0 | 0 | 0 | 0 | 0 | 0 | 0 | 0
Monday | 5 | 16 | 9 | 3249 | 0 | 0 | 0 | 0 | 0 | 0 | 0 | 0 | 0 | 0 | 0 | 0 | 0 | 0 | 0 | 0 | 0 | 0 | 0 | 0 | 0 |  | 0 | 0 | 0 | 0 | 0 | 0 | 0 | 0 |  |  |  |  | 0 | 0 | 0 | 0 | 0 | 0 | 1 | 0 |  | 1 | 1 | 1 | 1 | #VALUE! | #VALUE! | 0 | 0 | 0 | 0 | 0 | 0 | 0 | 0 | 0 | 0 | 0 | 0 | 0 | 0 | 0 | 0 | 0 | 0 | 0 | 0 | 0 | 0 | 0 | 0 | 0
Monday | 5 | 16 | 10 | 3250 | 0 | 0 | 0 | 0 | 0 | 0 | 0 | 0 | 0 | 0 | 0 | 0 | 0 | 0 | 0 | 0 | 0 | 0 | 0 | 0 | 0 |  | 0 | 0 | 0 | 0 | 0 | 0 | 0 | 0 |  |  |  |  | 0 | 0 | 0 | 0 | 0 | 0 | 1 | 0 |  | 1 | 1 | 1 | 1 | #VALUE! | #VALUE! | 0 | 0 | 0 | 0 | 0 | 0 | 0 | 0 | 0 | 0 | 0 | 0 | 0 | 0 | 0 | 0 | 0 | 0 | 0 | 0 | 0 | 0 | 0 | 0 | 0
Monday | 5 | 16 | 11 | 3251 | 0 | 0 | 0 | 0 | 0 | 0 | 0 | 0 | 0 | 0 | 0 | 0 | 0 | 0 | 0 | 0 | 0 | 0 | 0 | 0 | 0 |  | 0 | 0 | 0 | 0 | 0 | 0 | 0 | 0 |  |  |  |  | 0 | 0 | 0 | 0 | 0 | 0 | 1 | 0 |  | 1 | 1 | 1 | 1 | #VALUE! | #VALUE! | 0 | 0 | 0 | 0 | 0 | 0 | 0 | 0 | 0 | 0 | 0 | 0 | 0 | 0 | 0 | 0 | 0 | 0 | 0 | 0 | 0 | 0 | 0 | 0 | 0
Monday | 5 | 16 | 12 | 3252 | 0 | 0 | 0 | 0 | 0 | 0 | 0 | 0 | 0 | 0 | 0 | 0 | 0 | 0 | 0 | 0 | 0 | 0 | 0 | 0 | 0 |  | 0 | 0 | 0 | 0 | 0 | 0 | 0 | 0 |  |  |  |  | 0 | 0 | 0 | 0 | 0 | 0 | 1 | 0 |  | 1 | 1 | 1 | 1 | #VALUE! | #VALUE! | 0 | 0 | 0 | 0 | 0 | 0 | 0 | 0 | 0 | 0 | 0 | 0 | 0 | 0 | 0 | 0 | 0 | 0 | 0 | 0 | 0 | 0 | 0 | 0 | 0
Monday | 5 | 16 | 13 | 3253 | 0 | 0 | 0 | 0 | 0 | 0 | 0 | 0 | 0 | 0 | 0 | 0 | 0 | 0 | 0 | 0 | 0 | 0 | 0 | 0 | 0 |  | 0 | 0 | 0 | 0 | 0 | 0 | 0 | 0 |  |  |  |  | 0 | 0 | 0 | 0 | 0 | 0 | 1 | 0 |  | 1 | 1 | 1 | 1 | #VALUE! | #VALUE! | 0 | 0 | 0 | 0 | 0 | 0 | 0 | 0 | 0 | 0 | 0 | 0 | 0 | 0 | 0 | 0 | 0 | 0 | 0 | 0 | 0 | 0 | 0 | 0 | 0
Monday | 5 | 16 | 14 | 3254 | 0 | 0 | 0 | 0 | 0 | 0 | 0 | 0 | 0 | 0 | 0 | 0 | 0 | 0 | 0 | 0 | 0 | 0 | 0 | 0 | 0 |  | 0 | 0 | 0 | 0 | 0 | 0 | 0 | 0 |  |  |  |  | 0 | 0 | 0 | 0 | 0 | 0 | 1 | 0 |  | 1 | 1 | 1 | 1 | #VALUE! | #VALUE! | 0 | 0 | 0 | 0 | 0 | 0 | 0 | 0 | 0 | 0 | 0 | 0 | 0 | 0 | 0 | 0 | 0 | 0 | 0 | 0 | 0 | 0 | 0 | 0 | 0
Monday | 5 | 16 | 15 | 3255 | 0 | 0 | 0 | 0 | 0 | 0 | 0 | 0 | 0 | 0 | 0 | 0 | 0 | 0 | 0 | 0 | 0 | 0 | 0 | 0 | 0 |  | 0 | 0 | 0 | 0 | 0 | 0 | 0 | 0 |  |  |  |  | 0 | 0 | 0 | 0 | 0 | 0 | 1 | 0 |  | 1 | 1 | 1 | 1 | #VALUE! | #VALUE! | 0 | 0 | 0 | 0 | 0 | 0 | 0 | 0 | 0 | 0 | 0 | 0 | 0 | 0 | 0 | 0 | 0 | 0 | 0 | 0 | 0 | 0 | 0 | 0 | 0
Monday | 5 | 16 | 16 | 3256 | 0 | 0 | 0 | 0 | 0 | 0 | 0 | 0 | 0 | 0 | 0 | 0 | 0 | 0 | 0 | 0 | 0 | 0 | 0 | 0 | 0 |  | 0 | 0 | 0 | 0 | 0 | 0 | 0 | 0 |  |  |  |  | 0 | 0 | 0 | 0 | 0 | 0 | 1 | 0 |  | 1 | 1 | 1 | 1 | #VALUE! | #VALUE! | 0 | 0 | 0 | 0 | 0 | 0 | 0 | 0 | 0 | 0 | 0 | 0 | 0 | 0 | 0 | 0 | 0 | 0 | 0 | 0 | 0 | 0 | 0 | 0 | 0
Monday | 5 | 16 | 17 | 3257 | 0 | 0 | 0 | 0 | 0 | 0 | 0 | 0 | 0 | 0 | 0 | 0 | 0 | 0 | 0 | 0 | 0 | 0 | 0 | 0 | 0 |  | 0 | 0 | 0 | 0 | 0 | 0 | 0 | 0 |  |  |  |  | 0 | 0 | 0 | 0 | 0 | 0 | 1 | 0 |  | 1 | 1 | 1 | 1 | #VALUE! | #VALUE! | 0 | 0 | 0 | 0 | 0 | 0 | 0 | 0 | 0 | 0 | 0 | 0 | 0 | 0 | 0 | 0 | 0 | 0 | 0 | 0 | 0 | 0 | 0 | 0 | 0
Monday | 5 | 16 | 18 | 3258 | 0 | 0 | 0 | 0 | 0 | 0 | 0 | 0 | 0 | 0 | 0 | 0 | 0 | 0 | 0 | 0 | 0 | 0 | 0 | 0 | 0 |  | 0 | 0 | 0 | 0 | 0 | 0 | 0 | 0 |  |  |  |  | 0 | 0 | 0 | 0 | 0 | 0 | 1 | 0 |  | 1 | 1 | 1 | 1 | #VALUE! | #VALUE! | 0 | 0 | 0 | 0 | 0 | 0 | 0 | 0 | 0 | 0 | 0 | 0 | 0 | 0 | 0 | 0 | 0 | 0 | 0 | 0 | 0 | 0 | 0 | 0 | 0
Monday | 5 | 16 | 19 | 3259 | 0 | 0 | 0 | 0 | 0 | 0 | 0 | 0 | 0 | 0 | 0 | 0 | 0 | 0 | 0 | 0 | 0 | 0 | 0 | 0 | 0 |  | 0 | 0 | 0 | 0 | 0 | 0 | 0 | 0 |  |  |  |  | 0 | 0 | 0 | 0 | 0 | 0 | 1 | 0 |  | 1 | 1 | 1 | 1 | #VALUE! | #VALUE! | 0 | 0 | 0 | 0 | 0 | 0 | 0 | 0 | 0 | 0 | 0 | 0 | 0 | 0 | 0 | 0 | 0 | 0 | 0 | 0 | 0 | 0 | 0 | 0 | 0
Monday | 5 | 16 | 20 | 3260 | 0 | 0 | 0 | 0 | 0 | 0 | 0 | 0 | 0 | 0 | 0 | 0 | 0 | 0 | 0 | 0 | 0 | 0 | 0 | 0 | 0 |  | 0 | 0 | 0 | 0 | 0 | 0 | 0 | 0 |  |  |  |  | 0 | 0 | 0 | 0 | 0 | 0 | 1 | 0 |  | 1 | 1 | 1 | 1 | #VALUE! | #VALUE! | 0 | 0 | 0 | 0 | 0 | 0 | 0 | 0 | 0 | 0 | 0 | 0 | 0 | 0 | 0 | 0 | 0 | 0 | 0 | 0 | 0 | 0 | 0 | 0 | 0
Monday | 5 | 16 | 21 | 3261 | 0 | 0 | 0 | 0 | 0 | 0 | 0 | 0 | 0 | 0 | 0 | 0 | 0 | 0 | 0 | 0 | 0 | 0 | 0 | 0 | 0 |  | 0 | 0 | 0 | 0 | 0 | 0 | 0 | 0 |  |  |  |  | 0 | 0 | 0 | 0 | 0 | 0 | 1 | 0 |  | 1 | 1 | 1 | 1 | #VALUE! | #VALUE! | 0 | 0 | 0 | 0 | 0 | 0 | 0 | 0 | 0 | 0 | 0 | 0 | 0 | 0 | 0 | 0 | 0 | 0 | 0 | 0 | 0 | 0 | 0 | 0 | 0
Monday | 5 | 16 | 22 | 3262 | 0 | 0 | 0 | 0 | 0 | 0 | 0 | 0 | 0 | 0 | 0 | 0 | 0 | 0 | 0 | 0 | 0 | 0 | 0 | 0 | 0 |  | 0 | 0 | 0 | 0 | 0 | 0 | 0 | 0 |  |  |  |  | 0 | 0 | 0 | 0 | 0 | 0 | 1 | 0 |  | 1 | 1 | 1 | 1 | #VALUE! | #VALUE! | 0 | 0 | 0 | 0 | 0 | 0 | 0 | 0 | 0 | 0 | 0 | 0 | 0 | 0 | 0 | 0 | 0 | 0 | 0 | 0 | 0 | 0 | 0 | 0 | 0
Monday | 5 | 16 | 23 | 3263 | 0 | 0 | 0 | 0 | 0 | 0 | 0 | 0 | 0 | 0 | 0 | 0 | 0 | 0 | 0 | 0 | 0 | 0 | 0 | 0 | 0 |  | 0 | 0 | 0 | 0 | 0 | 0 | 0 | 0 |  |  |  |  | 0 | 0 | 0 | 0 | 0 | 0 | 0 | 1 |  | 1 | 1 | 1 | 1 | 1 | 1 | 0 | 0 | 0 | 0 | 0 | 0 | 0 | 0 | 0 | 0 | 0 | 0 | 0 | 0 | 0 | 0 | 0 | 0 | 0 | 0 | 0 | 0 | 0 | 0 | 0
Monday | 5 | 16 | 24 | 3264 | 0 | 0 | 0 | 0 | 0 | 0 | 0 | 0 | 0 | 0 | 0 | 0 | 0 | 0 | 0 | 0 | 0 | 0 | 0 | 0 | 0 |  | 0 | 0 | 0 | 0 | 0 | 0 | 0 | 0 |  |  |  |  | 0 | 0 | 0 | 0 | 0 | 0 | 0 | 1 |  | 1 | 1 | 1 | 1 | 1 | 1 | 0 | 0 | 0 | 0 | 0 | 0 | 0 | 0 | 0 | 0 | 0 | 0 | 0 | 0 | 0 | 0 | 0 | 0 | 0 | 0 | 0 | 0 | 0 | 0 | 0
Tuesday | 5 | 17 | 1 | 3265 | 0 | 0 | 0 | 0 | 0 | 0 | 0 | 0 | 0 | 0 | 0 | 0 | 0 | 0 | 0 | 0 | 0 | 0 | 0 | 0 | 0 |  | 0 | 0 | 0 | 0 | 0 | 0 | 0 | 0 |  |  |  |  | 0 | 0 | 0 | 0 | 0 | 0 | 0 | 1 |  | 1 | 1 | 1 | 1 | 1 | 1 | 0 | 0 | 0 | 0 | 0 | 0 | 0 | 0 | 0 | 0 | 0 | 0 | 0 | 0 | 0 | 0 | 0 | 0 | 0 | 0 | 0 | 0 | 0 | 0 | 0
Tuesday | 5 | 17 | 2 | 3266 | 0 | 0 | 0 | 0 | 0 | 0 | 0 | 0 | 0 | 0 | 0 | 0 | 0 | 0 | 0 | 0 | 0 | 0 | 0 | 0 | 0 |  | 0 | 0 | 0 | 0 | 0 | 0 | 0 | 0 |  |  |  |  | 0 | 0 | 0 | 0 | 0 | 0 | 0 | 1 |  | 1 | 1 | 1 | 1 | 1 | 1 | 0 | 0 | 0 | 0 | 0 | 0 | 0 | 0 | 0 | 0 | 0 | 0 | 0 | 0 | 0 | 0 | 0 | 0 | 0 | 0 | 0 | 0 | 0 | 0 | 0
Tuesday | 5 | 17 | 3 | 3267 | 0 | 0 | 0 | 0 | 0 | 0 | 0 | 0 | 0 | 0 | 0 | 0 | 0 | 0 | 0 | 0 | 0 | 0 | 0 | 0 | 0 |  | 0 | 0 | 0 | 0 | 0 | 0 | 0 | 0 |  |  |  |  | 0 | 0 | 0 | 0 | 0 | 0 | 0 | 1 |  | 1 | 1 | 1 | 1 | 1 | 1 | 0 | 0 | 0 | 0 | 0 | 0 | 0 | 0 | 0 | 0 | 0 | 0 | 0 | 0 | 0 | 0 | 0 | 0 | 0 | 0 | 0 | 0 | 0 | 0 | 0
Tuesday | 5 | 17 | 4 | 3268 | 0 | 0 | 0 | 0 | 0 | 0 | 0 | 0 | 0 | 0 | 0 | 0 | 0 | 0 | 0 | 0 | 0 | 0 | 0 | 0 | 0 |  | 0 | 0 | 0 | 0 | 0 | 0 | 0 | 0 |  |  |  |  | 0 | 0 | 0 | 0 | 0 | 0 | 0 | 1 |  | 1 | 1 | 1 | 1 | 1 | 1 | 0 | 0 | 0 | 0 | 0 | 0 | 0 | 0 | 0 | 0 | 0 | 0 | 0 | 0 | 0 | 0 | 0 | 0 | 0 | 0 | 0 | 0 | 0 | 0 | 0
Tuesday | 5 | 17 | 5 | 3269 | 0 | 0 | 0 | 0 | 0 | 0 | 0 | 0 | 0 | 0 | 0 | 0 | 0 | 0 | 0 | 0 | 0 | 0 | 0 | 0 | 0 |  | 0 | 0 | 0 | 0 | 0 | 0 | 0 | 0 |  |  |  |  | 0 | 0 | 0 | 0 | 0 | 0 | 0 | 1 |  | 1 | 1 | 1 | 1 | 1 | 1 | 0 | 0 | 0 | 0 | 0 | 0 | 0 | 0 | 0 | 0 | 0 | 0 | 0 | 0 | 0 | 0 | 0 | 0 | 0 | 0 | 0 | 0 | 0 | 0 | 0
Tuesday | 5 | 17 | 6 | 3270 | 0 | 0 | 0 | 0 | 0 | 0 | 0 | 0 | 0 | 0 | 0 | 0 | 0 | 0 | 0 | 0 | 0 | 0 | 0 | 0 | 0 |  | 0 | 0 | 0 | 0 | 0 | 0 | 0 | 0 |  |  |  |  | 0 | 0 | 0 | 0 | 0 | 0 | 0 | 1 |  | 1 | 1 | 1 | 1 | 1 | 1 | 0 | 0 | 0 | 0 | 0 | 0 | 0 | 0 | 0 | 0 | 0 | 0 | 0 | 0 | 0 | 0 | 0 | 0 | 0 | 0 | 0 | 0 | 0 | 0 | 0
Tuesday | 5 | 17 | 7 | 3271 | 0 | 0 | 0 | 0 | 0 | 0 | 0 | 0 | 0 | 0 | 0 | 0 | 0 | 0 | 0 | 0 | 0 | 0 | 0 | 0 | 0 |  | 0 | 0 | 0 | 0 | 0 | 0 | 0 | 0 |  |  |  |  | 0 | 0 | 0 | 0 | 0 | 0 | 0 | 1 |  | 1 | 1 | 1 | 1 | 1 | 1 | 0 | 0 | 0 | 0 | 0 | 0 | 0 | 0 | 0 | 0 | 0 | 0 | 0 | 0 | 0 | 0 | 0 | 0 | 0 | 0 | 0 | 0 | 0 | 0 | 0
Tuesday | 5 | 17 | 8 | 3272 | 0 | 0 | 0 | 0 | 0 | 0 | 0 | 0 | 0 | 0 | 0 | 0 | 0 | 0 | 0 | 0 | 0 | 0 | 0 | 0 | 0 |  | 0 | 0 | 0 | 0 | 0 | 0 | 0 | 0 |  |  |  |  | 0 | 0 | 0 | 0 | 0 | 0 | 1 | 0 |  | 1 | 1 | 1 | 1 | #VALUE! | #VALUE! | 0 | 0 | 0 | 0 | 0 | 0 | 0 | 0 | 0 | 0 | 0 | 0 | 0 | 0 | 0 | 0 | 0 | 0 | 0 | 0 | 0 | 0 | 0 | 0 | 0
Tuesday | 5 | 17 | 9 | 3273 | 0 | 0 | 0 | 0 | 0 | 0 | 0 | 0 | 0 | 0 | 0 | 0 | 0 | 0 | 0 | 0 | 0 | 0 | 0 | 0 | 0 |  | 0 | 0 | 0 | 0 | 0 | 0 | 0 | 0 |  |  |  |  | 0 | 0 | 0 | 0 | 0 | 0 | 1 | 0 |  | 1 | 1 | 1 | 1 | #VALUE! | #VALUE! | 0 | 0 | 0 | 0 | 0 | 0 | 0 | 0 | 0 | 0 | 0 | 0 | 0 | 0 | 0 | 0 | 0 | 0 | 0 | 0 | 0 | 0 | 0 | 0 | 0
Tuesday | 5 | 17 | 10 | 3274 | 0 | 0 | 0 | 0 | 0 | 0 | 0 | 0 | 0 | 0 | 0 | 0 | 0 | 0 | 0 | 0 | 0 | 0 | 0 | 0 | 0 |  | 0 | 0 | 0 | 0 | 0 | 0 | 0 | 0 |  |  |  |  | 0 | 0 | 0 | 0 | 0 | 0 | 1 | 0 |  | 1 | 1 | 1 | 1 | #VALUE! | #VALUE! | 0 | 0 | 0 | 0 | 0 | 0 | 0 | 0 | 0 | 0 | 0 | 0 | 0 | 0 | 0 | 0 | 0 | 0 | 0 | 0 | 0 | 0 | 0 | 0 | 0
Tuesday | 5 | 17 | 11 | 3275 | 0 | 0 | 0 | 0 | 0 | 0 | 0 | 0 | 0 | 0 | 0 | 0 | 0 | 0 | 0 | 0 | 0 | 0 | 0 | 0 | 0 |  | 0 | 0 | 0 | 0 | 0 | 0 | 0 | 0 |  |  |  |  | 0 | 0 | 0 | 0 | 0 | 0 | 1 | 0 |  | 1 | 1 | 1 | 1 | #VALUE! | #VALUE! | 0 | 0 | 0 | 0 | 0 | 0 | 0 | 0 | 0 | 0 | 0 | 0 | 0 | 0 | 0 | 0 | 0 | 0 | 0 | 0 | 0 | 0 | 0 | 0 | 0
Tuesday | 5 | 17 | 12 | 3276 | 0 | 0 | 0 | 0 | 0 | 0 | 0 | 0 | 0 | 0 | 0 | 0 | 0 | 0 | 0 | 0 | 0 | 0 | 0 | 0 | 0 |  | 0 | 0 | 0 | 0 | 0 | 0 | 0 | 0 |  |  |  |  | 0 | 0 | 0 | 0 | 0 | 0 | 1 | 0 |  | 1 | 1 | 1 | 1 | #VALUE! | #VALUE! | 0 | 0 | 0 | 0 | 0 | 0 | 0 | 0 | 0 | 0 | 0 | 0 | 0 | 0 | 0 | 0 | 0 | 0 | 0 | 0 | 0 | 0 | 0 | 0 | 0
Tuesday | 5 | 17 | 13 | 3277 | 0 | 0 | 0 | 0 | 0 | 0 | 0 | 0 | 0 | 0 | 0 | 0 | 0 | 0 | 0 | 0 | 0 | 0 | 0 | 0 | 0 |  | 0 | 0 | 0 | 0 | 0 | 0 | 0 | 0 |  |  |  |  | 0 | 0 | 0 | 0 | 0 | 0 | 1 | 0 |  | 1 | 1 | 1 | 1 | #VALUE! | #VALUE! | 0 | 0 | 0 | 0 | 0 | 0 | 0 | 0 | 0 | 0 | 0 | 0 | 0 | 0 | 0 | 0 | 0 | 0 | 0 | 0 | 0 | 0 | 0 | 0 | 0
Tuesday | 5 | 17 | 14 | 3278 | 0 | 0 | 0 | 0 | 0 | 0 | 0 | 0 | 0 | 0 | 0 | 0 | 0 | 0 | 0 | 0 | 0 | 0 | 0 | 0 | 0 |  | 0 | 0 | 0 | 0 | 0 | 0 | 0 | 0 |  |  |  |  | 0 | 0 | 0 | 0 | 0 | 0 | 1 | 0 |  | 1 | 1 | 1 | 1 | #VALUE! | #VALUE! | 0 | 0 | 0 | 0 | 0 | 0 | 0 | 0 | 0 | 0 | 0 | 0 | 0 | 0 | 0 | 0 | 0 | 0 | 0 | 0 | 0 | 0 | 0 | 0 | 0
Tuesday | 5 | 17 | 15 | 3279 | 0 | 0 | 0 | 0 | 0 | 0 | 0 | 0 | 0 | 0 | 0 | 0 | 0 | 0 | 0 | 0 | 0 | 0 | 0 | 0 | 0 |  | 0 | 0 | 0 | 0 | 0 | 0 | 0 | 0 |  |  |  |  | 0 | 0 | 0 | 0 | 0 | 0 | 1 | 0 |  | 1 | 1 | 1 | 1 | #VALUE! | #VALUE! | 0 | 0 | 0 | 0 | 0 | 0 | 0 | 0 | 0 | 0 | 0 | 0 | 0 | 0 | 0 | 0 | 0 | 0 | 0 | 0 | 0 | 0 | 0 | 0 | 0
Tuesday | 5 | 17 | 16 | 3280 | 0 | 0 | 0 | 0 | 0 | 0 | 0 | 0 | 0 | 0 | 0 | 0 | 0 | 0 | 0 | 0 | 0 | 0 | 0 | 0 | 0 |  | 0 | 0 | 0 | 0 | 0 | 0 | 0 | 0 |  |  |  |  | 0 | 0 | 0 | 0 | 0 | 0 | 1 | 0 |  | 1 | 1 | 1 | 1 | #VALUE! | #VALUE! | 0 | 0 | 0 | 0 | 0 | 0 | 0 | 0 | 0 | 0 | 0 | 0 | 0 | 0 | 0 | 0 | 0 | 0 | 0 | 0 | 0 | 0 | 0 | 0 | 0
Tuesday | 5 | 17 | 17 | 3281 | 0 | 0 | 0 | 0 | 0 | 0 | 0 | 0 | 0 | 0 | 0 | 0 | 0 | 0 | 0 | 0 | 0 | 0 | 0 | 0 | 0 |  | 0 | 0 | 0 | 0 | 0 | 0 | 0 | 0 |  |  |  |  | 0 | 0 | 0 | 0 | 0 | 0 | 1 | 0 |  | 1 | 1 | 1 | 1 | #VALUE! | #VALUE! | 0 | 0 | 0 | 0 | 0 | 0 | 0 | 0 | 0 | 0 | 0 | 0 | 0 | 0 | 0 | 0 | 0 | 0 | 0 | 0 | 0 | 0 | 0 | 0 | 0
Tuesday | 5 | 17 | 18 | 3282 | 0 | 0 | 0 | 0 | 0 | 0 | 0 | 0 | 0 | 0 | 0 | 0 | 0 | 0 | 0 | 0 | 0 | 0 | 0 | 0 | 0 |  | 0 | 0 | 0 | 0 | 0 | 0 | 0 | 0 |  |  |  |  | 0 | 0 | 0 | 0 | 0 | 0 | 1 | 0 |  | 1 | 1 | 1 | 1 | #VALUE! | #VALUE! | 0 | 0 | 0 | 0 | 0 | 0 | 0 | 0 | 0 | 0 | 0 | 0 | 0 | 0 | 0 | 0 | 0 | 0 | 0 | 0 | 0 | 0 | 0 | 0 | 0
Tuesday | 5 | 17 | 19 | 3283 | 0 | 0 | 0 | 0 | 0 | 0 | 0 | 0 | 0 | 0 | 0 | 0 | 0 | 0 | 0 | 0 | 0 | 0 | 0 | 0 | 0 |  | 0 | 0 | 0 | 0 | 0 | 0 | 0 | 0 |  |  |  |  | 0 | 0 | 0 | 0 | 0 | 0 | 1 | 0 |  | 1 | 1 | 1 | 1 | #VALUE! | #VALUE! | 0 | 0 | 0 | 0 | 0 | 0 | 0 | 0 | 0 | 0 | 0 | 0 | 0 | 0 | 0 | 0 | 0 | 0 | 0 | 0 | 0 | 0 | 0 | 0 | 0
Tuesday | 5 | 17 | 20 | 3284 | 0 | 0 | 0 | 0 | 0 | 0 | 0 | 0 | 0 | 0 | 0 | 0 | 0 | 0 | 0 | 0 | 0 | 0 | 0 | 0 | 0 |  | 0 | 0 | 0 | 0 | 0 | 0 | 0 | 0 |  |  |  |  | 0 | 0 | 0 | 0 | 0 | 0 | 1 | 0 |  | 1 | 1 | 1 | 1 | #VALUE! | #VALUE! | 0 | 0 | 0 | 0 | 0 | 0 | 0 | 0 | 0 | 0 | 0 | 0 | 0 | 0 | 0 | 0 | 0 | 0 | 0 | 0 | 0 | 0 | 0 | 0 | 0
Tuesday | 5 | 17 | 21 | 3285 | 0 | 0 | 0 | 0 | 0 | 0 | 0 | 0 | 0 | 0 | 0 | 0 | 0 | 0 | 0 | 0 | 0 | 0 | 0 | 0 | 0 |  | 0 | 0 | 0 | 0 | 0 | 0 | 0 | 0 |  |  |  |  | 0 | 0 | 0 | 0 | 0 | 0 | 1 | 0 |  | 1 | 1 | 1 | 1 | #VALUE! | #VALUE! | 0 | 0 | 0 | 0 | 0 | 0 | 0 | 0 | 0 | 0 | 0 | 0 | 0 | 0 | 0 | 0 | 0 | 0 | 0 | 0 | 0 | 0 | 0 | 0 | 0
Tuesday | 5 | 17 | 22 | 3286 | 0 | 0 | 0 | 0 | 0 | 0 | 0 | 0 | 0 | 0 | 0 | 0 | 0 | 0 | 0 | 0 | 0 | 0 | 0 | 0 | 0 |  | 0 | 0 | 0 | 0 | 0 | 0 | 0 | 0 |  |  |  |  | 0 | 0 | 0 | 0 | 0 | 0 | 1 | 0 |  | 1 | 1 | 1 | 1 | #VALUE! | #VALUE! | 0 | 0 | 0 | 0 | 0 | 0 | 0 | 0 | 0 | 0 | 0 | 0 | 0 | 0 | 0 | 0 | 0 | 0 | 0 | 0 | 0 | 0 | 0 | 0 | 0
Tuesday | 5 | 17 | 23 | 3287 | 0 | 0 | 0 | 0 | 0 | 0 | 0 | 0 | 0 | 0 | 0 | 0 | 0 | 0 | 0 | 0 | 0 | 0 | 0 | 0 | 0 |  | 0 | 0 | 0 | 0 | 0 | 0 | 0 | 0 |  |  |  |  | 0 | 0 | 0 | 0 | 0 | 0 | 0 | 1 |  | 1 | 1 | 1 | 1 | 1 | 1 | 0 | 0 | 0 | 0 | 0 | 0 | 0 | 0 | 0 | 0 | 0 | 0 | 0 | 0 | 0 | 0 | 0 | 0 | 0 | 0 | 0 | 0 | 0 | 0 | 0
Tuesday | 5 | 17 | 24 | 3288 | 0 | 0 | 0 | 0 | 0 | 0 | 0 | 0 | 0 | 0 | 0 | 0 | 0 | 0 | 0 | 0 | 0 | 0 | 0 | 0 | 0 |  | 0 | 0 | 0 | 0 | 0 | 0 | 0 | 0 |  |  |  |  | 0 | 0 | 0 | 0 | 0 | 0 | 0 | 1 |  | 1 | 1 | 1 | 1 | 1 | 1 | 0 | 0 | 0 | 0 | 0 | 0 | 0 | 0 | 0 | 0 | 0 | 0 | 0 | 0 | 0 | 0 | 0 | 0 | 0 | 0 | 0 | 0 | 0 | 0 | 0
Wednesday | 5 | 18 | 1 | 3289 | 0 | 0 | 0 | 0 | 0 | 0 | 0 | 0 | 0 | 0 | 0 | 0 | 0 | 0 | 0 | 0 | 0 | 0 | 0 | 0 | 0 |  | 0 | 0 | 0 | 0 | 0 | 0 | 0 | 0 |  |  |  |  | 0 | 0 | 0 | 0 | 0 | 0 | 0 | 1 |  | 1 | 1 | 1 | 1 | 1 | 1 | 0 | 0 | 0 | 0 | 0 | 0 | 0 | 0 | 0 | 0 | 0 | 0 | 0 | 0 | 0 | 0 | 0 | 0 | 0 | 0 | 0 | 0 | 0 | 0 | 0
Wednesday | 5 | 18 | 2 | 3290 | 0 | 0 | 0 | 0 | 0 | 0 | 0 | 0 | 0 | 0 | 0 | 0 | 0 | 0 | 0 | 0 | 0 | 0 | 0 | 0 | 0 |  | 0 | 0 | 0 | 0 | 0 | 0 | 0 | 0 |  |  |  |  | 0 | 0 | 0 | 0 | 0 | 0 | 0 | 1 |  | 1 | 1 | 1 | 1 | 1 | 1 | 0 | 0 | 0 | 0 | 0 | 0 | 0 | 0 | 0 | 0 | 0 | 0 | 0 | 0 | 0 | 0 | 0 | 0 | 0 | 0 | 0 | 0 | 0 | 0 | 0
Wednesday | 5 | 18 | 3 | 3291 | 0 | 0 | 0 | 0 | 0 | 0 | 0 | 0 | 0 | 0 | 0 | 0 | 0 | 0 | 0 | 0 | 0 | 0 | 0 | 0 | 0 |  | 0 | 0 | 0 | 0 | 0 | 0 | 0 | 0 |  |  |  |  | 0 | 0 | 0 | 0 | 0 | 0 | 0 | 1 |  | 1 | 1 | 1 | 1 | 1 | 1 | 0 | 0 | 0 | 0 | 0 | 0 | 0 | 0 | 0 | 0 | 0 | 0 | 0 | 0 | 0 | 0 | 0 | 0 | 0 | 0 | 0 | 0 | 0 | 0 | 0
Wednesday | 5 | 18 | 4 | 3292 | 0 | 0 | 0 | 0 | 0 | 0 | 0 | 0 | 0 | 0 | 0 | 0 | 0 | 0 | 0 | 0 | 0 | 0 | 0 | 0 | 0 |  | 0 | 0 | 0 | 0 | 0 | 0 | 0 | 0 |  |  |  |  | 0 | 0 | 0 | 0 | 0 | 0 | 0 | 1 |  | 1 | 1 | 1 | 1 | 1 | 1 | 0 | 0 | 0 | 0 | 0 | 0 | 0 | 0 | 0 | 0 | 0 | 0 | 0 | 0 | 0 | 0 | 0 | 0 | 0 | 0 | 0 | 0 | 0 | 0 | 0
Wednesday | 5 | 18 | 5 | 3293 | 0 | 0 | 0 | 0 | 0 | 0 | 0 | 0 | 0 | 0 | 0 | 0 | 0 | 0 | 0 | 0 | 0 | 0 | 0 | 0 | 0 |  | 0 | 0 | 0 | 0 | 0 | 0 | 0 | 0 |  |  |  |  | 0 | 0 | 0 | 0 | 0 | 0 | 0 | 1 |  | 1 | 1 | 1 | 1 | 1 | 1 | 0 | 0 | 0 | 0 | 0 | 0 | 0 | 0 | 0 | 0 | 0 | 0 | 0 | 0 | 0 | 0 | 0 | 0 | 0 | 0 | 0 | 0 | 0 | 0 | 0
Wednesday | 5 | 18 | 6 | 3294 | 0 | 0 | 0 | 0 | 0 | 0 | 0 | 0 | 0 | 0 | 0 | 0 | 0 | 0 | 0 | 0 | 0 | 0 | 0 | 0 | 0 |  | 0 | 0 | 0 | 0 | 0 | 0 | 0 | 0 |  |  |  |  | 0 | 0 | 0 | 0 | 0 | 0 | 0 | 1 |  | 1 | 1 | 1 | 1 | 1 | 1 | 0 | 0 | 0 | 0 | 0 | 0 | 0 | 0 | 0 | 0 | 0 | 0 | 0 | 0 | 0 | 0 | 0 | 0 | 0 | 0 | 0 | 0 | 0 | 0 | 0
Wednesday | 5 | 18 | 7 | 3295 | 0 | 0 | 0 | 0 | 0 | 0 | 0 | 0 | 0 | 0 | 0 | 0 | 0 | 0 | 0 | 0 | 0 | 0 | 0 | 0 | 0 |  | 0 | 0 | 0 | 0 | 0 | 0 | 0 | 0 |  |  |  |  | 0 | 0 | 0 | 0 | 0 | 0 | 0 | 1 |  | 1 | 1 | 1 | 1 | 1 | 1 | 0 | 0 | 0 | 0 | 0 | 0 | 0 | 0 | 0 | 0 | 0 | 0 | 0 | 0 | 0 | 0 | 0 | 0 | 0 | 0 | 0 | 0 | 0 | 0 | 0
Wednesday | 5 | 18 | 8 | 3296 | 0 | 0 | 0 | 0 | 0 | 0 | 0 | 0 | 0 | 0 | 0 | 0 | 0 | 0 | 0 | 0 | 0 | 0 | 0 | 0 | 0 |  | 0 | 0 | 0 | 0 | 0 | 0 | 0 | 0 |  |  |  |  | 0 | 0 | 0 | 0 | 0 | 0 | 1 | 0 |  | 1 | 1 | 1 | 1 | #VALUE! | #VALUE! | 0 | 0 | 0 | 0 | 0 | 0 | 0 | 0 | 0 | 0 | 0 | 0 | 0 | 0 | 0 | 0 | 0 | 0 | 0 | 0 | 0 | 0 | 0 | 0 | 0
Wednesday | 5 | 18 | 9 | 3297 | 0 | 0 | 0 | 0 | 0 | 0 | 0 | 0 | 0 | 0 | 0 | 0 | 0 | 0 | 0 | 0 | 0 | 0 | 0 | 0 | 0 |  | 0 | 0 | 0 | 0 | 0 | 0 | 0 | 0 |  |  |  |  | 0 | 0 | 0 | 0 | 0 | 0 | 1 | 0 |  | 1 | 1 | 1 | 1 | #VALUE! | #VALUE! | 0 | 0 | 0 | 0 | 0 | 0 | 0 | 0 | 0 | 0 | 0 | 0 | 0 | 0 | 0 | 0 | 0 | 0 | 0 | 0 | 0 | 0 | 0 | 0 | 0
Wednesday | 5 | 18 | 10 | 3298 | 0 | 0 | 0 | 0 | 0 | 0 | 0 | 0 | 0 | 0 | 0 | 0 | 0 | 0 | 0 | 0 | 0 | 0 | 0 | 0 | 0 |  | 0 | 0 | 0 | 0 | 0 | 0 | 0 | 0 |  |  |  |  | 0 | 0 | 0 | 0 | 0 | 0 | 1 | 0 |  | 1 | 1 | 1 | 1 | #VALUE! | #VALUE! | 0 | 0 | 0 | 0 | 0 | 0 | 0 | 0 | 0 | 0 | 0 | 0 | 0 | 0 | 0 | 0 | 0 | 0 | 0 | 0 | 0 | 0 | 0 | 0 | 0
Wednesday | 5 | 18 | 11 | 3299 | 0 | 0 | 0 | 0 | 0 | 0 | 0 | 0 | 0 | 0 | 0 | 0 | 0 | 0 | 0 | 0 | 0 | 0 | 0 | 0 | 0 |  | 0 | 0 | 0 | 0 | 0 | 0 | 0 | 0 |  |  |  |  | 0 | 0 | 0 | 0 | 0 | 0 | 1 | 0 |  | 1 | 1 | 1 | 1 | #VALUE! | #VALUE! | 0 | 0 | 0 | 0 | 0 | 0 | 0 | 0 | 0 | 0 | 0 | 0 | 0 | 0 | 0 | 0 | 0 | 0 | 0 | 0 | 0 | 0 | 0 | 0 | 0
Wednesday | 5 | 18 | 12 | 3300 | 0 | 0 | 0 | 0 | 0 | 0 | 0 | 0 | 0 | 0 | 0 | 0 | 0 | 0 | 0 | 0 | 0 | 0 | 0 | 0 | 0 |  | 0 | 0 | 0 | 0 | 0 | 0 | 0 | 0 |  |  |  |  | 0 | 0 | 0 | 0 | 0 | 0 | 1 | 0 |  | 1 | 1 | 1 | 1 | #VALUE! | #VALUE! | 0 | 0 | 0 | 0 | 0 | 0 | 0 | 0 | 0 | 0 | 0 | 0 | 0 | 0 | 0 | 0 | 0 | 0 | 0 | 0 | 0 | 0 | 0 | 0 | 0
Wednesday | 5 | 18 | 13 | 3301 | 0 | 0 | 0 | 0 | 0 | 0 | 0 | 0 | 0 | 0 | 0 | 0 | 0 | 0 | 0 | 0 | 0 | 0 | 0 | 0 | 0 |  | 0 | 0 | 0 | 0 | 0 | 0 | 0 | 0 |  |  |  |  | 0 | 0 | 0 | 0 | 0 | 0 | 1 | 0 |  | 1 | 1 | 1 | 1 | #VALUE! | #VALUE! | 0 | 0 | 0 | 0 | 0 | 0 | 0 | 0 | 0 | 0 | 0 | 0 | 0 | 0 | 0 | 0 | 0 | 0 | 0 | 0 | 0 | 0 | 0 | 0 | 0
Wednesday | 5 | 18 | 14 | 3302 | 0 | 0 | 0 | 0 | 0 | 0 | 0 | 0 | 0 | 0 | 0 | 0 | 0 | 0 | 0 | 0 | 0 | 0 | 0 | 0 | 0 |  | 0 | 0 | 0 | 0 | 0 | 0 | 0 | 0 |  |  |  |  | 0 | 0 | 0 | 0 | 0 | 0 | 1 | 0 |  | 1 | 1 | 1 | 1 | #VALUE! | #VALUE! | 0 | 0 | 0 | 0 | 0 | 0 | 0 | 0 | 0 | 0 | 0 | 0 | 0 | 0 | 0 | 0 | 0 | 0 | 0 | 0 | 0 | 0 | 0 | 0 | 0
Wednesday | 5 | 18 | 15 | 3303 | 0 | 0 | 0 | 0 | 0 | 0 | 0 | 0 | 0 | 0 | 0 | 0 | 0 | 0 | 0 | 0 | 0 | 0 | 0 | 0 | 0 |  | 0 | 0 | 0 | 0 | 0 | 0 | 0 | 0 |  |  |  |  | 0 | 0 | 0 | 0 | 0 | 0 | 1 | 0 |  | 1 | 1 | 1 | 1 | #VALUE! | #VALUE! | 0 | 0 | 0 | 0 | 0 | 0 | 0 | 0 | 0 | 0 | 0 | 0 | 0 | 0 | 0 | 0 | 0 | 0 | 0 | 0 | 0 | 0 | 0 | 0 | 0
Wednesday | 5 | 18 | 16 | 3304 | 0 | 0 | 0 | 0 | 0 | 0 | 0 | 0 | 0 | 0 | 0 | 0 | 0 | 0 | 0 | 0 | 0 | 0 | 0 | 0 | 0 |  | 0 | 0 | 0 | 0 | 0 | 0 | 0 | 0 |  |  |  |  | 0 | 0 | 0 | 0 | 0 | 0 | 1 | 0 |  | 1 | 1 | 1 | 1 | #VALUE! | #VALUE! | 0 | 0 | 0 | 0 | 0 | 0 | 0 | 0 | 0 | 0 | 0 | 0 | 0 | 0 | 0 | 0 | 0 | 0 | 0 | 0 | 0 | 0 | 0 | 0 | 0
Wednesday | 5 | 18 | 17 | 3305 | 0 | 0 | 0 | 0 | 0 | 0 | 0 | 0 | 0 | 0 | 0 | 0 | 0 | 0 | 0 | 0 | 0 | 0 | 0 | 0 | 0 |  | 0 | 0 | 0 | 0 | 0 | 0 | 0 | 0 |  |  |  |  | 0 | 0 | 0 | 0 | 0 | 0 | 1 | 0 |  | 1 | 1 | 1 | 1 | #VALUE! | #VALUE! | 0 | 0 | 0 | 0 | 0 | 0 | 0 | 0 | 0 | 0 | 0 | 0 | 0 | 0 | 0 | 0 | 0 | 0 | 0 | 0 | 0 | 0 | 0 | 0 | 0
Wednesday | 5 | 18 | 18 | 3306 | 0 | 0 | 0 | 0 | 0 | 0 | 0 | 0 | 0 | 0 | 0 | 0 | 0 | 0 | 0 | 0 | 0 | 0 | 0 | 0 | 0 |  | 0 | 0 | 0 | 0 | 0 | 0 | 0 | 0 |  |  |  |  | 0 | 0 | 0 | 0 | 0 | 0 | 1 | 0 |  | 1 | 1 | 1 | 1 | #VALUE! | #VALUE! | 0 | 0 | 0 | 0 | 0 | 0 | 0 | 0 | 0 | 0 | 0 | 0 | 0 | 0 | 0 | 0 | 0 | 0 | 0 | 0 | 0 | 0 | 0 | 0 | 0
Wednesday | 5 | 18 | 19 | 3307 | 0 | 0 | 0 | 0 | 0 | 0 | 0 | 0 | 0 | 0 | 0 | 0 | 0 | 0 | 0 | 0 | 0 | 0 | 0 | 0 | 0 |  | 0 | 0 | 0 | 0 | 0 | 0 | 0 | 0 |  |  |  |  | 0 | 0 | 0 | 0 | 0 | 0 | 1 | 0 |  | 1 | 1 | 1 | 1 | #VALUE! | #VALUE! | 0 | 0 | 0 | 0 | 0 | 0 | 0 | 0 | 0 | 0 | 0 | 0 | 0 | 0 | 0 | 0 | 0 | 0 | 0 | 0 | 0 | 0 | 0 | 0 | 0
Wednesday | 5 | 18 | 20 | 3308 | 0 | 0 | 0 | 0 | 0 | 0 | 0 | 0 | 0 | 0 | 0 | 0 | 0 | 0 | 0 | 0 | 0 | 0 | 0 | 0 | 0 |  | 0 | 0 | 0 | 0 | 0 | 0 | 0 | 0 |  |  |  |  | 0 | 0 | 0 | 0 | 0 | 0 | 1 | 0 |  | 1 | 1 | 1 | 1 | #VALUE! | #VALUE! | 0 | 0 | 0 | 0 | 0 | 0 | 0 | 0 | 0 | 0 | 0 | 0 | 0 | 0 | 0 | 0 | 0 | 0 | 0 | 0 | 0 | 0 | 0 | 0 | 0
Wednesday | 5 | 18 | 21 | 3309 | 0 | 0 | 0 | 0 | 0 | 0 | 0 | 0 | 0 | 0 | 0 | 0 | 0 | 0 | 0 | 0 | 0 | 0 | 0 | 0 | 0 |  | 0 | 0 | 0 | 0 | 0 | 0 | 0 | 0 |  |  |  |  | 0 | 0 | 0 | 0 | 0 | 0 | 1 | 0 |  | 1 | 1 | 1 | 1 | #VALUE! | #VALUE! | 0 | 0 | 0 | 0 | 0 | 0 | 0 | 0 | 0 | 0 | 0 | 0 | 0 | 0 | 0 | 0 | 0 | 0 | 0 | 0 | 0 | 0 | 0 | 0 | 0
Wednesday | 5 | 18 | 22 | 3310 | 0 | 0 | 0 | 0 | 0 | 0 | 0 | 0 | 0 | 0 | 0 | 0 | 0 | 0 | 0 | 0 | 0 | 0 | 0 | 0 | 0 |  | 0 | 0 | 0 | 0 | 0 | 0 | 0 | 0 |  |  |  |  | 0 | 0 | 0 | 0 | 0 | 0 | 1 | 0 |  | 1 | 1 | 1 | 1 | #VALUE! | #VALUE! | 0 | 0 | 0 | 0 | 0 | 0 | 0 | 0 | 0 | 0 | 0 | 0 | 0 | 0 | 0 | 0 | 0 | 0 | 0 | 0 | 0 | 0 | 0 | 0 | 0
Wednesday | 5 | 18 | 23 | 3311 | 0 | 0 | 0 | 0 | 0 | 0 | 0 | 0 | 0 | 0 | 0 | 0 | 0 | 0 | 0 | 0 | 0 | 0 | 0 | 0 | 0 |  | 0 | 0 | 0 | 0 | 0 | 0 | 0 | 0 |  |  |  |  | 0 | 0 | 0 | 0 | 0 | 0 | 0 | 1 |  | 1 | 1 | 1 | 1 | 1 | 1 | 0 | 0 | 0 | 0 | 0 | 0 | 0 | 0 | 0 | 0 | 0 | 0 | 0 | 0 | 0 | 0 | 0 | 0 | 0 | 0 | 0 | 0 | 0 | 0 | 0
Wednesday | 5 | 18 | 24 | 3312 | 0 | 0 | 0 | 0 | 0 | 0 | 0 | 0 | 0 | 0 | 0 | 0 | 0 | 0 | 0 | 0 | 0 | 0 | 0 | 0 | 0 |  | 0 | 0 | 0 | 0 | 0 | 0 | 0 | 0 |  |  |  |  | 0 | 0 | 0 | 0 | 0 | 0 | 0 | 1 |  | 1 | 1 | 1 | 1 | 1 | 1 | 0 | 0 | 0 | 0 | 0 | 0 | 0 | 0 | 0 | 0 | 0 | 0 | 0 | 0 | 0 | 0 | 0 | 0 | 0 | 0 | 0 | 0 | 0 | 0 | 0
Thursday | 5 | 19 | 1 | 3313 | 0 | 0 | 0 | 0 | 0 | 0 | 0 | 0 | 0 | 0 | 0 | 0 | 0 | 0 | 0 | 0 | 0 | 0 | 0 | 0 | 0 |  | 0 | 0 | 0 | 0 | 0 | 0 | 0 | 0 |  |  |  |  | 0 | 0 | 0 | 0 | 0 | 0 | 0 | 1 |  | 1 | 1 | 1 | 1 | 1 | 1 | 0 | 0 | 0 | 0 | 0 | 0 | 0 | 0 | 0 | 0 | 0 | 0 | 0 | 0 | 0 | 0 | 0 | 0 | 0 | 0 | 0 | 0 | 0 | 0 | 0
Thursday | 5 | 19 | 2 | 3314 | 0 | 0 | 0 | 0 | 0 | 0 | 0 | 0 | 0 | 0 | 0 | 0 | 0 | 0 | 0 | 0 | 0 | 0 | 0 | 0 | 0 |  | 0 | 0 | 0 | 0 | 0 | 0 | 0 | 0 |  |  |  |  | 0 | 0 | 0 | 0 | 0 | 0 | 0 | 1 |  | 1 | 1 | 1 | 1 | 1 | 1 | 0 | 0 | 0 | 0 | 0 | 0 | 0 | 0 | 0 | 0 | 0 | 0 | 0 | 0 | 0 | 0 | 0 | 0 | 0 | 0 | 0 | 0 | 0 | 0 | 0
Thursday | 5 | 19 | 3 | 3315 | 0 | 0 | 0 | 0 | 0 | 0 | 0 | 0 | 0 | 0 | 0 | 0 | 0 | 0 | 0 | 0 | 0 | 0 | 0 | 0 | 0 |  | 0 | 0 | 0 | 0 | 0 | 0 | 0 | 0 |  |  |  |  | 0 | 0 | 0 | 0 | 0 | 0 | 0 | 1 |  | 1 | 1 | 1 | 1 | 1 | 1 | 0 | 0 | 0 | 0 | 0 | 0 | 0 | 0 | 0 | 0 | 0 | 0 | 0 | 0 | 0 | 0 | 0 | 0 | 0 | 0 | 0 | 0 | 0 | 0 | 0
Thursday | 5 | 19 | 4 | 3316 | 0 | 0 | 0 | 0 | 0 | 0 | 0 | 0 | 0 | 0 | 0 | 0 | 0 | 0 | 0 | 0 | 0 | 0 | 0 | 0 | 0 |  | 0 | 0 | 0 | 0 | 0 | 0 | 0 | 0 |  |  |  |  | 0 | 0 | 0 | 0 | 0 | 0 | 0 | 1 |  | 1 | 1 | 1 | 1 | 1 | 1 | 0 | 0 | 0 | 0 | 0 | 0 | 0 | 0 | 0 | 0 | 0 | 0 | 0 | 0 | 0 | 0 | 0 | 0 | 0 | 0 | 0 | 0 | 0 | 0 | 0
Thursday | 5 | 19 | 5 | 3317 | 0 | 0 | 0 | 0 | 0 | 0 | 0 | 0 | 0 | 0 | 0 | 0 | 0 | 0 | 0 | 0 | 0 | 0 | 0 | 0 | 0 |  | 0 | 0 | 0 | 0 | 0 | 0 | 0 | 0 |  |  |  |  | 0 | 0 | 0 | 0 | 0 | 0 | 0 | 1 |  | 1 | 1 | 1 | 1 | 1 | 1 | 0 | 0 | 0 | 0 | 0 | 0 | 0 | 0 | 0 | 0 | 0 | 0 | 0 | 0 | 0 | 0 | 0 | 0 | 0 | 0 | 0 | 0 | 0 | 0 | 0
Thursday | 5 | 19 | 6 | 3318 | 0 | 0 | 0 | 0 | 0 | 0 | 0 | 0 | 0 | 0 | 0 | 0 | 0 | 0 | 0 | 0 | 0 | 0 | 0 | 0 | 0 |  | 0 | 0 | 0 | 0 | 0 | 0 | 0 | 0 |  |  |  |  | 0 | 0 | 0 | 0 | 0 | 0 | 0 | 1 |  | 1 | 1 | 1 | 1 | 1 | 1 | 0 | 0 | 0 | 0 | 0 | 0 | 0 | 0 | 0 | 0 | 0 | 0 | 0 | 0 | 0 | 0 | 0 | 0 | 0 | 0 | 0 | 0 | 0 | 0 | 0
Thursday | 5 | 19 | 7 | 3319 | 0 | 0 | 0 | 0 | 0 | 0 | 0 | 0 | 0 | 0 | 0 | 0 | 0 | 0 | 0 | 0 | 0 | 0 | 0 | 0 | 0 |  | 0 | 0 | 0 | 0 | 0 | 0 | 0 | 0 |  |  |  |  | 0 | 0 | 0 | 0 | 0 | 0 | 0 | 1 |  | 1 | 1 | 1 | 1 | 1 | 1 | 0 | 0 | 0 | 0 | 0 | 0 | 0 | 0 | 0 | 0 | 0 | 0 | 0 | 0 | 0 | 0 | 0 | 0 | 0 | 0 | 0 | 0 | 0 | 0 | 0
Thursday | 5 | 19 | 8 | 3320 | 0 | 0 | 0 | 0 | 0 | 0 | 0 | 0 | 0 | 0 | 0 | 0 | 0 | 0 | 0 | 0 | 0 | 0 | 0 | 0 | 0 |  | 0 | 0 | 0 | 0 | 0 | 0 | 0 | 0 |  |  |  |  | 0 | 0 | 0 | 0 | 0 | 0 | 1 | 0 |  | 1 | 1 | 1 | 1 | #VALUE! | #VALUE! | 0 | 0 | 0 | 0 | 0 | 0 | 0 | 0 | 0 | 0 | 0 | 0 | 0 | 0 | 0 | 0 | 0 | 0 | 0 | 0 | 0 | 0 | 0 | 0 | 0
Thursday | 5 | 19 | 9 | 3321 | 0 | 0 | 0 | 0 | 0 | 0 | 0 | 0 | 0 | 0 | 0 | 0 | 0 | 0 | 0 | 0 | 0 | 0 | 0 | 0 | 0 |  | 0 | 0 | 0 | 0 | 0 | 0 | 0 | 0 |  |  |  |  | 0 | 0 | 0 | 0 | 0 | 0 | 1 | 0 |  | 1 | 1 | 1 | 1 | #VALUE! | #VALUE! | 0 | 0 | 0 | 0 | 0 | 0 | 0 | 0 | 0 | 0 | 0 | 0 | 0 | 0 | 0 | 0 | 0 | 0 | 0 | 0 | 0 | 0 | 0 | 0 | 0
Thursday | 5 | 19 | 10 | 3322 | 0 | 0 | 0 | 0 | 0 | 0 | 0 | 0 | 0 | 0 | 0 | 0 | 0 | 0 | 0 | 0 | 0 | 0 | 0 | 0 | 0 |  | 0 | 0 | 0 | 0 | 0 | 0 | 0 | 0 |  |  |  |  | 0 | 0 | 0 | 0 | 0 | 0 | 1 | 0 |  | 1 | 1 | 1 | 1 | #VALUE! | #VALUE! | 0 | 0 | 0 | 0 | 0 | 0 | 0 | 0 | 0 | 0 | 0 | 0 | 0 | 0 | 0 | 0 | 0 | 0 | 0 | 0 | 0 | 0 | 0 | 0 | 0
Thursday | 5 | 19 | 11 | 3323 | 0 | 0 | 0 | 0 | 0 | 0 | 0 | 0 | 0 | 0 | 0 | 0 | 0 | 0 | 0 | 0 | 0 | 0 | 0 | 0 | 0 |  | 0 | 0 | 0 | 0 | 0 | 0 | 0 | 0 |  |  |  |  | 0 | 0 | 0 | 0 | 0 | 0 | 1 | 0 |  | 1 | 1 | 1 | 1 | #VALUE! | #VALUE! | 0 | 0 | 0 | 0 | 0 | 0 | 0 | 0 | 0 | 0 | 0 | 0 | 0 | 0 | 0 | 0 | 0 | 0 | 0 | 0 | 0 | 0 | 0 | 0 | 0
Thursday | 5 | 19 | 12 | 3324 | 0 | 0 | 0 | 0 | 0 | 0 | 0 | 0 | 0 | 0 | 0 | 0 | 0 | 0 | 0 | 0 | 0 | 0 | 0 | 0 | 0 |  | 0 | 0 | 0 | 0 | 0 | 0 | 0 | 0 |  |  |  |  | 0 | 0 | 0 | 0 | 0 | 0 | 1 | 0 |  | 1 | 1 | 1 | 1 | #VALUE! | #VALUE! | 0 | 0 | 0 | 0 | 0 | 0 | 0 | 0 | 0 | 0 | 0 | 0 | 0 | 0 | 0 | 0 | 0 | 0 | 0 | 0 | 0 | 0 | 0 | 0 | 0
Thursday | 5 | 19 | 13 | 3325 | 0 | 0 | 0 | 0 | 0 | 0 | 0 | 0 | 0 | 0 | 0 | 0 | 0 | 0 | 0 | 0 | 0 | 0 | 0 | 0 | 0 |  | 0 | 0 | 0 | 0 | 0 | 0 | 0 | 0 |  |  |  |  | 0 | 0 | 0 | 0 | 0 | 0 | 1 | 0 |  | 1 | 1 | 1 | 1 | #VALUE! | #VALUE! | 0 | 0 | 0 | 0 | 0 | 0 | 0 | 0 | 0 | 0 | 0 | 0 | 0 | 0 | 0 | 0 | 0 | 0 | 0 | 0 | 0 | 0 | 0 | 0 | 0
Thursday | 5 | 19 | 14 | 3326 | 0 | 0 | 0 | 0 | 0 | 0 | 0 | 0 | 0 | 0 | 0 | 0 | 0 | 0 | 0 | 0 | 0 | 0 | 0 | 0 | 0 |  | 0 | 0 | 0 | 0 | 0 | 0 | 0 | 0 |  |  |  |  | 0 | 0 | 0 | 0 | 0 | 0 | 1 | 0 |  | 1 | 1 | 1 | 1 | #VALUE! | #VALUE! | 0 | 0 | 0 | 0 | 0 | 0 | 0 | 0 | 0 | 0 | 0 | 0 | 0 | 0 | 0 | 0 | 0 | 0 | 0 | 0 | 0 | 0 | 0 | 0 | 0
Thursday | 5 | 19 | 15 | 3327 | 0 | 0 | 0 | 0 | 0 | 0 | 0 | 0 | 0 | 0 | 0 | 0 | 0 | 0 | 0 | 0 | 0 | 0 | 0 | 0 | 0 |  | 0 | 0 | 0 | 0 | 0 | 0 | 0 | 0 |  |  |  |  | 0 | 0 | 0 | 0 | 0 | 0 | 1 | 0 |  | 1 | 1 | 1 | 1 | #VALUE! | #VALUE! | 0 | 0 | 0 | 0 | 0 | 0 | 0 | 0 | 0 | 0 | 0 | 0 | 0 | 0 | 0 | 0 | 0 | 0 | 0 | 0 | 0 | 0 | 0 | 0 | 0
Thursday | 5 | 19 | 16 | 3328 | 0 | 0 | 0 | 0 | 0 | 0 | 0 | 0 | 0 | 0 | 0 | 0 | 0 | 0 | 0 | 0 | 0 | 0 | 0 | 0 | 0 |  | 0 | 0 | 0 | 0 | 0 | 0 | 0 | 0 |  |  |  |  | 0 | 0 | 0 | 0 | 0 | 0 | 1 | 0 |  | 1 | 1 | 1 | 1 | #VALUE! | #VALUE! | 0 | 0 | 0 | 0 | 0 | 0 | 0 | 0 | 0 | 0 | 0 | 0 | 0 | 0 | 0 | 0 | 0 | 0 | 0 | 0 | 0 | 0 | 0 | 0 | 0
Thursday | 5 | 19 | 17 | 3329 | 0 | 0 | 0 | 0 | 0 | 0 | 0 | 0 | 0 | 0 | 0 | 0 | 0 | 0 | 0 | 0 | 0 | 0 | 0 | 0 | 0 |  | 0 | 0 | 0 | 0 | 0 | 0 | 0 | 0 |  |  |  |  | 0 | 0 | 0 | 0 | 0 | 0 | 1 | 0 |  | 1 | 1 | 1 | 1 | #VALUE! | #VALUE! | 0 | 0 | 0 | 0 | 0 | 0 | 0 | 0 | 0 | 0 | 0 | 0 | 0 | 0 | 0 | 0 | 0 | 0 | 0 | 0 | 0 | 0 | 0 | 0 | 0
Thursday | 5 | 19 | 18 | 3330 | 0 | 0 | 0 | 0 | 0 | 0 | 0 | 0 | 0 | 0 | 0 | 0 | 0 | 0 | 0 | 0 | 0 | 0 | 0 | 0 | 0 |  | 0 | 0 | 0 | 0 | 0 | 0 | 0 | 0 |  |  |  |  | 0 | 0 | 0 | 0 | 0 | 0 | 1 | 0 |  | 1 | 1 | 1 | 1 | #VALUE! | #VALUE! | 0 | 0 | 0 | 0 | 0 | 0 | 0 | 0 | 0 | 0 | 0 | 0 | 0 | 0 | 0 | 0 | 0 | 0 | 0 | 0 | 0 | 0 | 0 | 0 | 0
Thursday | 5 | 19 | 19 | 3331 | 0 | 0 | 0 | 0 | 0 | 0 | 0 | 0 | 0 | 0 | 0 | 0 | 0 | 0 | 0 | 0 | 0 | 0 | 0 | 0 | 0 |  | 0 | 0 | 0 | 0 | 0 | 0 | 0 | 0 |  |  |  |  | 0 | 0 | 0 | 0 | 0 | 0 | 1 | 0 |  | 1 | 1 | 1 | 1 | #VALUE! | #VALUE! | 0 | 0 | 0 | 0 | 0 | 0 | 0 | 0 | 0 | 0 | 0 | 0 | 0 | 0 | 0 | 0 | 0 | 0 | 0 | 0 | 0 | 0 | 0 | 0 | 0
Thursday | 5 | 19 | 20 | 3332 | 0 | 0 | 0 | 0 | 0 | 0 | 0 | 0 | 0 | 0 | 0 | 0 | 0 | 0 | 0 | 0 | 0 | 0 | 0 | 0 | 0 |  | 0 | 0 | 0 | 0 | 0 | 0 | 0 | 0 |  |  |  |  | 0 | 0 | 0 | 0 | 0 | 0 | 1 | 0 |  | 1 | 1 | 1 | 1 | #VALUE! | #VALUE! | 0 | 0 | 0 | 0 | 0 | 0 | 0 | 0 | 0 | 0 | 0 | 0 | 0 | 0 | 0 | 0 | 0 | 0 | 0 | 0 | 0 | 0 | 0 | 0 | 0
Thursday | 5 | 19 | 21 | 3333 | 0 | 0 | 0 | 0 | 0 | 0 | 0 | 0 | 0 | 0 | 0 | 0 | 0 | 0 | 0 | 0 | 0 | 0 | 0 | 0 | 0 |  | 0 | 0 | 0 | 0 | 0 | 0 | 0 | 0 |  |  |  |  | 0 | 0 | 0 | 0 | 0 | 0 | 1 | 0 |  | 1 | 1 | 1 | 1 | #VALUE! | #VALUE! | 0 | 0 | 0 | 0 | 0 | 0 | 0 | 0 | 0 | 0 | 0 | 0 | 0 | 0 | 0 | 0 | 0 | 0 | 0 | 0 | 0 | 0 | 0 | 0 | 0
Thursday | 5 | 19 | 22 | 3334 | 0 | 0 | 0 | 0 | 0 | 0 | 0 | 0 | 0 | 0 | 0 | 0 | 0 | 0 | 0 | 0 | 0 | 0 | 0 | 0 | 0 |  | 0 | 0 | 0 | 0 | 0 | 0 | 0 | 0 |  |  |  |  | 0 | 0 | 0 | 0 | 0 | 0 | 1 | 0 |  | 1 | 1 | 1 | 1 | #VALUE! | #VALUE! | 0 | 0 | 0 | 0 | 0 | 0 | 0 | 0 | 0 | 0 | 0 | 0 | 0 | 0 | 0 | 0 | 0 | 0 | 0 | 0 | 0 | 0 | 0 | 0 | 0
Thursday | 5 | 19 | 23 | 3335 | 0 | 0 | 0 | 0 | 0 | 0 | 0 | 0 | 0 | 0 | 0 | 0 | 0 | 0 | 0 | 0 | 0 | 0 | 0 | 0 | 0 |  | 0 | 0 | 0 | 0 | 0 | 0 | 0 | 0 |  |  |  |  | 0 | 0 | 0 | 0 | 0 | 0 | 0 | 1 |  | 1 | 1 | 1 | 1 | 1 | 1 | 0 | 0 | 0 | 0 | 0 | 0 | 0 | 0 | 0 | 0 | 0 | 0 | 0 | 0 | 0 | 0 | 0 | 0 | 0 | 0 | 0 | 0 | 0 | 0 | 0
Thursday | 5 | 19 | 24 | 3336 | 0 | 0 | 0 | 0 | 0 | 0 | 0 | 0 | 0 | 0 | 0 | 0 | 0 | 0 | 0 | 0 | 0 | 0 | 0 | 0 | 0 |  | 0 | 0 | 0 | 0 | 0 | 0 | 0 | 0 |  |  |  |  | 0 | 0 | 0 | 0 | 0 | 0 | 0 | 1 |  | 1 | 1 | 1 | 1 | 1 | 1 | 0 | 0 | 0 | 0 | 0 | 0 | 0 | 0 | 0 | 0 | 0 | 0 | 0 | 0 | 0 | 0 | 0 | 0 | 0 | 0 | 0 | 0 | 0 | 0 | 0
Friday | 5 | 20 | 1 | 3337 | 0 | 0 | 0 | 0 | 0 | 0 | 0 | 0 | 0 | 0 | 0 | 0 | 0 | 0 | 0 | 0 | 0 | 0 | 0 | 0 | 0 |  | 0 | 0 | 0 | 0 | 0 | 0 | 0 | 0 |  |  |  |  | 0 | 0 | 0 | 0 | 0 | 0 | 0 | 1 |  | 1 | 1 | 1 | 1 | 1 | 1 | 0 | 0 | 0 | 0 | 0 | 0 | 0 | 0 | 0 | 0 | 0 | 0 | 0 | 0 | 0 | 0 | 0 | 0 | 0 | 0 | 0 | 0 | 0 | 0 | 0
Friday | 5 | 20 | 2 | 3338 | 0 | 0 | 0 | 0 | 0 | 0 | 0 | 0 | 0 | 0 | 0 | 0 | 0 | 0 | 0 | 0 | 0 | 0 | 0 | 0 | 0 |  | 0 | 0 | 0 | 0 | 0 | 0 | 0 | 0 |  |  |  |  | 0 | 0 | 0 | 0 | 0 | 0 | 0 | 1 |  | 1 | 1 | 1 | 1 | 1 | 1 | 0 | 0 | 0 | 0 | 0 | 0 | 0 | 0 | 0 | 0 | 0 | 0 | 0 | 0 | 0 | 0 | 0 | 0 | 0 | 0 | 0 | 0 | 0 | 0 | 0
Friday | 5 | 20 | 3 | 3339 | 0 | 0 | 0 | 0 | 0 | 0 | 0 | 0 | 0 | 0 | 0 | 0 | 0 | 0 | 0 | 0 | 0 | 0 | 0 | 0 | 0 |  | 0 | 0 | 0 | 0 | 0 | 0 | 0 | 0 |  |  |  |  | 0 | 0 | 0 | 0 | 0 | 0 | 0 | 1 |  | 1 | 1 | 1 | 1 | 1 | 1 | 0 | 0 | 0 | 0 | 0 | 0 | 0 | 0 | 0 | 0 | 0 | 0 | 0 | 0 | 0 | 0 | 0 | 0 | 0 | 0 | 0 | 0 | 0 | 0 | 0
Friday | 5 | 20 | 4 | 3340 | 0 | 0 | 0 | 0 | 0 | 0 | 0 | 0 | 0 | 0 | 0 | 0 | 0 | 0 | 0 | 0 | 0 | 0 | 0 | 0 | 0 |  | 0 | 0 | 0 | 0 | 0 | 0 | 0 | 0 |  |  |  |  | 0 | 0 | 0 | 0 | 0 | 0 | 0 | 1 |  | 1 | 1 | 1 | 1 | 1 | 1 | 0 | 0 | 0 | 0 | 0 | 0 | 0 | 0 | 0 | 0 | 0 | 0 | 0 | 0 | 0 | 0 | 0 | 0 | 0 | 0 | 0 | 0 | 0 | 0 | 0
Friday | 5 | 20 | 5 | 3341 | 0 | 0 | 0 | 0 | 0 | 0 | 0 | 0 | 0 | 0 | 0 | 0 | 0 | 0 | 0 | 0 | 0 | 0 | 0 | 0 | 0 |  | 0 | 0 | 0 | 0 | 0 | 0 | 0 | 0 |  |  |  |  | 0 | 0 | 0 | 0 | 0 | 0 | 0 | 1 |  | 1 | 1 | 1 | 1 | 1 | 1 | 0 | 0 | 0 | 0 | 0 | 0 | 0 | 0 | 0 | 0 | 0 | 0 | 0 | 0 | 0 | 0 | 0 | 0 | 0 | 0 | 0 | 0 | 0 | 0 | 0
Friday | 5 | 20 | 6 | 3342 | 0 | 0 | 0 | 0 | 0 | 0 | 0 | 0 | 0 | 0 | 0 | 0 | 0 | 0 | 0 | 0 | 0 | 0 | 0 | 0 | 0 |  | 0 | 0 | 0 | 0 | 0 | 0 | 0 | 0 |  |  |  |  | 0 | 0 | 0 | 0 | 0 | 0 | 0 | 1 |  | 1 | 1 | 1 | 1 | 1 | 1 | 0 | 0 | 0 | 0 | 0 | 0 | 0 | 0 | 0 | 0 | 0 | 0 | 0 | 0 | 0 | 0 | 0 | 0 | 0 | 0 | 0 | 0 | 0 | 0 | 0
Friday | 5 | 20 | 7 | 3343 | 0 | 0 | 0 | 0 | 0 | 0 | 0 | 0 | 0 | 0 | 0 | 0 | 0 | 0 | 0 | 0 | 0 | 0 | 0 | 0 | 0 |  | 0 | 0 | 0 | 0 | 0 | 0 | 0 | 0 |  |  |  |  | 0 | 0 | 0 | 0 | 0 | 0 | 0 | 1 |  | 1 | 1 | 1 | 1 | 1 | 1 | 0 | 0 | 0 | 0 | 0 | 0 | 0 | 0 | 0 | 0 | 0 | 0 | 0 | 0 | 0 | 0 | 0 | 0 | 0 | 0 | 0 | 0 | 0 | 0 | 0
Friday | 5 | 20 | 8 | 3344 | 0 | 0 | 0 | 0 | 0 | 0 | 0 | 0 | 0 | 0 | 0 | 0 | 0 | 0 | 0 | 0 | 0 | 0 | 0 | 0 | 0 |  | 0 | 0 | 0 | 0 | 0 | 0 | 0 | 0 |  |  |  |  | 0 | 0 | 0 | 0 | 0 | 0 | 1 | 0 |  | 1 | 1 | 1 | 1 | #VALUE! | #VALUE! | 0 | 0 | 0 | 0 | 0 | 0 | 0 | 0 | 0 | 0 | 0 | 0 | 0 | 0 | 0 | 0 | 0 | 0 | 0 | 0 | 0 | 0 | 0 | 0 | 0
Friday | 5 | 20 | 9 | 3345 | 0 | 0 | 0 | 0 | 0 | 0 | 0 | 0 | 0 | 0 | 0 | 0 | 0 | 0 | 0 | 0 | 0 | 0 | 0 | 0 | 0 |  | 0 | 0 | 0 | 0 | 0 | 0 | 0 | 0 |  |  |  |  | 0 | 0 | 0 | 0 | 0 | 0 | 1 | 0 |  | 1 | 1 | 1 | 1 | #VALUE! | #VALUE! | 0 | 0 | 0 | 0 | 0 | 0 | 0 | 0 | 0 | 0 | 0 | 0 | 0 | 0 | 0 | 0 | 0 | 0 | 0 | 0 | 0 | 0 | 0 | 0 | 0
Friday | 5 | 20 | 10 | 3346 | 0 | 0 | 0 | 0 | 0 | 0 | 0 | 0 | 0 | 0 | 0 | 0 | 0 | 0 | 0 | 0 | 0 | 0 | 0 | 0 | 0 |  | 0 | 0 | 0 | 0 | 0 | 0 | 0 | 0 |  |  |  |  | 0 | 0 | 0 | 0 | 0 | 0 | 1 | 0 |  | 1 | 1 | 1 | 1 | #VALUE! | #VALUE! | 0 | 0 | 0 | 0 | 0 | 0 | 0 | 0 | 0 | 0 | 0 | 0 | 0 | 0 | 0 | 0 | 0 | 0 | 0 | 0 | 0 | 0 | 0 | 0 | 0
Friday | 5 | 20 | 11 | 3347 | 0 | 0 | 0 | 0 | 0 | 0 | 0 | 0 | 0 | 0 | 0 | 0 | 0 | 0 | 0 | 0 | 0 | 0 | 0 | 0 | 0 |  | 0 | 0 | 0 | 0 | 0 | 0 | 0 | 0 |  |  |  |  | 0 | 0 | 0 | 0 | 0 | 0 | 1 | 0 |  | 1 | 1 | 1 | 1 | #VALUE! | #VALUE! | 0 | 0 | 0 | 0 | 0 | 0 | 0 | 0 | 0 | 0 | 0 | 0 | 0 | 0 | 0 | 0 | 0 | 0 | 0 | 0 | 0 | 0 | 0 | 0 | 0
Friday | 5 | 20 | 12 | 3348 | 0 | 0 | 0 | 0 | 0 | 0 | 0 | 0 | 0 | 0 | 0 | 0 | 0 | 0 | 0 | 0 | 0 | 0 | 0 | 0 | 0 |  | 0 | 0 | 0 | 0 | 0 | 0 | 0 | 0 |  |  |  |  | 0 | 0 | 0 | 0 | 0 | 0 | 1 | 0 |  | 1 | 1 | 1 | 1 | #VALUE! | #VALUE! | 0 | 0 | 0 | 0 | 0 | 0 | 0 | 0 | 0 | 0 | 0 | 0 | 0 | 0 | 0 | 0 | 0 | 0 | 0 | 0 | 0 | 0 | 0 | 0 | 0
Friday | 5 | 20 | 13 | 3349 | 0 | 0 | 0 | 0 | 0 | 0 | 0 | 0 | 0 | 0 | 0 | 0 | 0 | 0 | 0 | 0 | 0 | 0 | 0 | 0 | 0 |  | 0 | 0 | 0 | 0 | 0 | 0 | 0 | 0 |  |  |  |  | 0 | 0 | 0 | 0 | 0 | 0 | 1 | 0 |  | 1 | 1 | 1 | 1 | #VALUE! | #VALUE! | 0 | 0 | 0 | 0 | 0 | 0 | 0 | 0 | 0 | 0 | 0 | 0 | 0 | 0 | 0 | 0 | 0 | 0 | 0 | 0 | 0 | 0 | 0 | 0 | 0
Friday | 5 | 20 | 14 | 3350 | 0 | 0 | 0 | 0 | 0 | 0 | 0 | 0 | 0 | 0 | 0 | 0 | 0 | 0 | 0 | 0 | 0 | 0 | 0 | 0 | 0 |  | 0 | 0 | 0 | 0 | 0 | 0 | 0 | 0 |  |  |  |  | 0 | 0 | 0 | 0 | 0 | 0 | 1 | 0 |  | 1 | 1 | 1 | 1 | #VALUE! | #VALUE! | 0 | 0 | 0 | 0 | 0 | 0 | 0 | 0 | 0 | 0 | 0 | 0 | 0 | 0 | 0 | 0 | 0 | 0 | 0 | 0 | 0 | 0 | 0 | 0 | 0
Friday | 5 | 20 | 15 | 3351 | 0 | 0 | 0 | 0 | 0 | 0 | 0 | 0 | 0 | 0 | 0 | 0 | 0 | 0 | 0 | 0 | 0 | 0 | 0 | 0 | 0 |  | 0 | 0 | 0 | 0 | 0 | 0 | 0 | 0 |  |  |  |  | 0 | 0 | 0 | 0 | 0 | 0 | 1 | 0 |  | 1 | 1 | 1 | 1 | #VALUE! | #VALUE! | 0 | 0 | 0 | 0 | 0 | 0 | 0 | 0 | 0 | 0 | 0 | 0 | 0 | 0 | 0 | 0 | 0 | 0 | 0 | 0 | 0 | 0 | 0 | 0 | 0
Friday | 5 | 20 | 16 | 3352 | 0 | 0 | 0 | 0 | 0 | 0 | 0 | 0 | 0 | 0 | 0 | 0 | 0 | 0 | 0 | 0 | 0 | 0 | 0 | 0 | 0 |  | 0 | 0 | 0 | 0 | 0 | 0 | 0 | 0 |  |  |  |  | 0 | 0 | 0 | 0 | 0 | 0 | 1 | 0 |  | 1 | 1 | 1 | 1 | #VALUE! | #VALUE! | 0 | 0 | 0 | 0 | 0 | 0 | 0 | 0 | 0 | 0 | 0 | 0 | 0 | 0 | 0 | 0 | 0 | 0 | 0 | 0 | 0 | 0 | 0 | 0 | 0
Friday | 5 | 20 | 17 | 3353 | 0 | 0 | 0 | 0 | 0 | 0 | 0 | 0 | 0 | 0 | 0 | 0 | 0 | 0 | 0 | 0 | 0 | 0 | 0 | 0 | 0 |  | 0 | 0 | 0 | 0 | 0 | 0 | 0 | 0 |  |  |  |  | 0 | 0 | 0 | 0 | 0 | 0 | 1 | 0 |  | 1 | 1 | 1 | 1 | #VALUE! | #VALUE! | 0 | 0 | 0 | 0 | 0 | 0 | 0 | 0 | 0 | 0 | 0 | 0 | 0 | 0 | 0 | 0 | 0 | 0 | 0 | 0 | 0 | 0 | 0 | 0 | 0
Friday | 5 | 20 | 18 | 3354 | 0 | 0 | 0 | 0 | 0 | 0 | 0 | 0 | 0 | 0 | 0 | 0 | 0 | 0 | 0 | 0 | 0 | 0 | 0 | 0 | 0 |  | 0 | 0 | 0 | 0 | 0 | 0 | 0 | 0 |  |  |  |  | 0 | 0 | 0 | 0 | 0 | 0 | 1 | 0 |  | 1 | 1 | 1 | 1 | #VALUE! | #VALUE! | 0 | 0 | 0 | 0 | 0 | 0 | 0 | 0 | 0 | 0 | 0 | 0 | 0 | 0 | 0 | 0 | 0 | 0 | 0 | 0 | 0 | 0 | 0 | 0 | 0
Friday | 5 | 20 | 19 | 3355 | 0 | 0 | 0 | 0 | 0 | 0 | 0 | 0 | 0 | 0 | 0 | 0 | 0 | 0 | 0 | 0 | 0 | 0 | 0 | 0 | 0 |  | 0 | 0 | 0 | 0 | 0 | 0 | 0 | 0 |  |  |  |  | 0 | 0 | 0 | 0 | 0 | 0 | 1 | 0 |  | 1 | 1 | 1 | 1 | #VALUE! | #VALUE! | 0 | 0 | 0 | 0 | 0 | 0 | 0 | 0 | 0 | 0 | 0 | 0 | 0 | 0 | 0 | 0 | 0 | 0 | 0 | 0 | 0 | 0 | 0 | 0 | 0
Friday | 5 | 20 | 20 | 3356 | 0 | 0 | 0 | 0 | 0 | 0 | 0 | 0 | 0 | 0 | 0 | 0 | 0 | 0 | 0 | 0 | 0 | 0 | 0 | 0 | 0 |  | 0 | 0 | 0 | 0 | 0 | 0 | 0 | 0 |  |  |  |  | 0 | 0 | 0 | 0 | 0 | 0 | 1 | 0 |  | 1 | 1 | 1 | 1 | #VALUE! | #VALUE! | 0 | 0 | 0 | 0 | 0 | 0 | 0 | 0 | 0 | 0 | 0 | 0 | 0 | 0 | 0 | 0 | 0 | 0 | 0 | 0 | 0 | 0 | 0 | 0 | 0
Friday | 5 | 20 | 21 | 3357 | 0 | 0 | 0 | 0 | 0 | 0 | 0 | 0 | 0 | 0 | 0 | 0 | 0 | 0 | 0 | 0 | 0 | 0 | 0 | 0 | 0 |  | 0 | 0 | 0 | 0 | 0 | 0 | 0 | 0 |  |  |  |  | 0 | 0 | 0 | 0 | 0 | 0 | 1 | 0 |  | 1 | 1 | 1 | 1 | #VALUE! | #VALUE! | 0 | 0 | 0 | 0 | 0 | 0 | 0 | 0 | 0 | 0 | 0 | 0 | 0 | 0 | 0 | 0 | 0 | 0 | 0 | 0 | 0 | 0 | 0 | 0 | 0
Friday | 5 | 20 | 22 | 3358 | 0 | 0 | 0 | 0 | 0 | 0 | 0 | 0 | 0 | 0 | 0 | 0 | 0 | 0 | 0 | 0 | 0 | 0 | 0 | 0 | 0 |  | 0 | 0 | 0 | 0 | 0 | 0 | 0 | 0 |  |  |  |  | 0 | 0 | 0 | 0 | 0 | 0 | 1 | 0 |  | 1 | 1 | 1 | 1 | #VALUE! | #VALUE! | 0 | 0 | 0 | 0 | 0 | 0 | 0 | 0 | 0 | 0 | 0 | 0 | 0 | 0 | 0 | 0 | 0 | 0 | 0 | 0 | 0 | 0 | 0 | 0 | 0
Friday | 5 | 20 | 23 | 3359 | 0 | 0 | 0 | 0 | 0 | 0 | 0 | 0 | 0 | 0 | 0 | 0 | 0 | 0 | 0 | 0 | 0 | 0 | 0 | 0 | 0 |  | 0 | 0 | 0 | 0 | 0 | 0 | 0 | 0 |  |  |  |  | 0 | 0 | 0 | 0 | 0 | 0 | 0 | 1 |  | 1 | 1 | 1 | 1 | 1 | 1 | 0 | 0 | 0 | 0 | 0 | 0 | 0 | 0 | 0 | 0 | 0 | 0 | 0 | 0 | 0 | 0 | 0 | 0 | 0 | 0 | 0 | 0 | 0 | 0 | 0
Friday | 5 | 20 | 24 | 3360 | 0 | 0 | 0 | 0 | 0 | 0 | 0 | 0 | 0 | 0 | 0 | 0 | 0 | 0 | 0 | 0 | 0 | 0 | 0 | 0 | 0 |  | 0 | 0 | 0 | 0 | 0 | 0 | 0 | 0 |  |  |  |  | 0 | 0 | 0 | 0 | 0 | 0 | 0 | 1 |  | 1 | 1 | 1 | 1 | 1 | 1 | 0 | 0 | 0 | 0 | 0 | 0 | 0 | 0 | 0 | 0 | 0 | 0 | 0 | 0 | 0 | 0 | 0 | 0 | 0 | 0 | 0 | 0 | 0 | 0 | 0
Saturday | 5 | 21 | 1 | 3361 | 0 | 0 | 0 | 0 | 0 | 0 | 0 | 0 | 0 | 0 | 0 | 0 | 0 | 0 | 0 | 0 | 0 | 0 | 0 | 0 | 0 |  | 0 | 0 | 0 | 0 | 0 | 0 | 0 | 0 |  |  |  |  | 0 | 0 | 0 | 0 | 0 | 0 | 0 | 1 |  | 1 | 1 | 1 | 1 | 1 | 1 | 0 | 0 | 0 | 0 | 0 | 0 | 0 | 0 | 0 | 0 | 0 | 0 | 0 | 0 | 0 | 0 | 0 | 0 | 0 | 0 | 0 | 0 | 0 | 0 | 0
Saturday | 5 | 21 | 2 | 3362 | 0 | 0 | 0 | 0 | 0 | 0 | 0 | 0 | 0 | 0 | 0 | 0 | 0 | 0 | 0 | 0 | 0 | 0 | 0 | 0 | 0 |  | 0 | 0 | 0 | 0 | 0 | 0 | 0 | 0 |  |  |  |  | 0 | 0 | 0 | 0 | 0 | 0 | 0 | 1 |  | 1 | 1 | 1 | 1 | 1 | 1 | 0 | 0 | 0 | 0 | 0 | 0 | 0 | 0 | 0 | 0 | 0 | 0 | 0 | 0 | 0 | 0 | 0 | 0 | 0 | 0 | 0 | 0 | 0 | 0 | 0
Saturday | 5 | 21 | 3 | 3363 | 0 | 0 | 0 | 0 | 0 | 0 | 0 | 0 | 0 | 0 | 0 | 0 | 0 | 0 | 0 | 0 | 0 | 0 | 0 | 0 | 0 |  | 0 | 0 | 0 | 0 | 0 | 0 | 0 | 0 |  |  |  |  | 0 | 0 | 0 | 0 | 0 | 0 | 0 | 1 |  | 1 | 1 | 1 | 1 | 1 | 1 | 0 | 0 | 0 | 0 | 0 | 0 | 0 | 0 | 0 | 0 | 0 | 0 | 0 | 0 | 0 | 0 | 0 | 0 | 0 | 0 | 0 | 0 | 0 | 0 | 0
Saturday | 5 | 21 | 4 | 3364 | 0 | 0 | 0 | 0 | 0 | 0 | 0 | 0 | 0 | 0 | 0 | 0 | 0 | 0 | 0 | 0 | 0 | 0 | 0 | 0 | 0 |  | 0 | 0 | 0 | 0 | 0 | 0 | 0 | 0 |  |  |  |  | 0 | 0 | 0 | 0 | 0 | 0 | 0 | 1 |  | 1 | 1 | 1 | 1 | 1 | 1 | 0 | 0 | 0 | 0 | 0 | 0 | 0 | 0 | 0 | 0 | 0 | 0 | 0 | 0 | 0 | 0 | 0 | 0 | 0 | 0 | 0 | 0 | 0 | 0 | 0
Saturday | 5 | 21 | 5 | 3365 | 0 | 0 | 0 | 0 | 0 | 0 | 0 | 0 | 0 | 0 | 0 | 0 | 0 | 0 | 0 | 0 | 0 | 0 | 0 | 0 | 0 |  | 0 | 0 | 0 | 0 | 0 | 0 | 0 | 0 |  |  |  |  | 0 | 0 | 0 | 0 | 0 | 0 | 0 | 1 |  | 1 | 1 | 1 | 1 | 1 | 1 | 0 | 0 | 0 | 0 | 0 | 0 | 0 | 0 | 0 | 0 | 0 | 0 | 0 | 0 | 0 | 0 | 0 | 0 | 0 | 0 | 0 | 0 | 0 | 0 | 0
Saturday | 5 | 21 | 6 | 3366 | 0 | 0 | 0 | 0 | 0 | 0 | 0 | 0 | 0 | 0 | 0 | 0 | 0 | 0 | 0 | 0 | 0 | 0 | 0 | 0 | 0 |  | 0 | 0 | 0 | 0 | 0 | 0 | 0 | 0 |  |  |  |  | 0 | 0 | 0 | 0 | 0 | 0 | 0 | 1 |  | 1 | 1 | 1 | 1 | 1 | 1 | 0 | 0 | 0 | 0 | 0 | 0 | 0 | 0 | 0 | 0 | 0 | 0 | 0 | 0 | 0 | 0 | 0 | 0 | 0 | 0 | 0 | 0 | 0 | 0 | 0
Saturday | 5 | 21 | 7 | 3367 | 0 | 0 | 0 | 0 | 0 | 0 | 0 | 0 | 0 | 0 | 0 | 0 | 0 | 0 | 0 | 0 | 0 | 0 | 0 | 0 | 0 |  | 0 | 0 | 0 | 0 | 0 | 0 | 0 | 0 |  |  |  |  | 0 | 0 | 0 | 0 | 0 | 0 | 0 | 1 |  | 1 | 1 | 1 | 1 | 1 | 1 | 0 | 0 | 0 | 0 | 0 | 0 | 0 | 0 | 0 | 0 | 0 | 0 | 0 | 0 | 0 | 0 | 0 | 0 | 0 | 0 | 0 | 0 | 0 | 0 | 0
Saturday | 5 | 21 | 8 | 3368 | 0 | 0 | 0 | 0 | 0 | 0 | 0 | 0 | 0 | 0 | 0 | 0 | 0 | 0 | 0 | 0 | 0 | 0 | 0 | 0 | 0 |  | 0 | 0 | 0 | 0 | 0 | 0 | 0 | 0 |  |  |  |  | 0 | 0 | 0 | 0 | 0 | 0 | 0 | 1 |  | 1 | 1 | 1 | 1 | 1 | 1 | 0 | 0 | 0 | 0 | 0 | 0 | 0 | 0 | 0 | 0 | 0 | 0 | 0 | 0 | 0 | 0 | 0 | 0 | 0 | 0 | 0 | 0 | 0 | 0 | 0
Saturday | 5 | 21 | 9 | 3369 | 0 | 0 | 0 | 0 | 0 | 0 | 0 | 0 | 0 | 0 | 0 | 0 | 0 | 0 | 0 | 0 | 0 | 0 | 0 | 0 | 0 |  | 0 | 0 | 0 | 0 | 0 | 0 | 0 | 0 |  |  |  |  | 0 | 0 | 0 | 0 | 0 | 0 | 0 | 1 |  | 1 | 1 | 1 | 1 | 1 | 1 | 0 | 0 | 0 | 0 | 0 | 0 | 0 | 0 | 0 | 0 | 0 | 0 | 0 | 0 | 0 | 0 | 0 | 0 | 0 | 0 | 0 | 0 | 0 | 0 | 0
Saturday | 5 | 21 | 10 | 3370 | 0 | 0 | 0 | 0 | 0 | 0 | 0 | 0 | 0 | 0 | 0 | 0 | 0 | 0 | 0 | 0 | 0 | 0 | 0 | 0 | 0 |  | 0 | 0 | 0 | 0 | 0 | 0 | 0 | 0 |  |  |  |  | 0 | 0 | 0 | 0 | 0 | 0 | 0 | 1 |  | 1 | 1 | 1 | 1 | 1 | 1 | 0 | 0 | 0 | 0 | 0 | 0 | 0 | 0 | 0 | 0 | 0 | 0 | 0 | 0 | 0 | 0 | 0 | 0 | 0 | 0 | 0 | 0 | 0 | 0 | 0
Saturday | 5 | 21 | 11 | 3371 | 0 | 0 | 0 | 0 | 0 | 0 | 0 | 0 | 0 | 0 | 0 | 0 | 0 | 0 | 0 | 0 | 0 | 0 | 0 | 0 | 0 |  | 0 | 0 | 0 | 0 | 0 | 0 | 0 | 0 |  |  |  |  | 0 | 0 | 0 | 0 | 0 | 0 | 0 | 1 |  | 1 | 1 | 1 | 1 | 1 | 1 | 0 | 0 | 0 | 0 | 0 | 0 | 0 | 0 | 0 | 0 | 0 | 0 | 0 | 0 | 0 | 0 | 0 | 0 | 0 | 0 | 0 | 0 | 0 | 0 | 0
Saturday | 5 | 21 | 12 | 3372 | 0 | 0 | 0 | 0 | 0 | 0 | 0 | 0 | 0 | 0 | 0 | 0 | 0 | 0 | 0 | 0 | 0 | 0 | 0 | 0 | 0 |  | 0 | 0 | 0 | 0 | 0 | 0 | 0 | 0 |  |  |  |  | 0 | 0 | 0 | 0 | 0 | 0 | 0 | 1 |  | 1 | 1 | 1 | 1 | 1 | 1 | 0 | 0 | 0 | 0 | 0 | 0 | 0 | 0 | 0 | 0 | 0 | 0 | 0 | 0 | 0 | 0 | 0 | 0 | 0 | 0 | 0 | 0 | 0 | 0 | 0
Saturday | 5 | 21 | 13 | 3373 | 0 | 0 | 0 | 0 | 0 | 0 | 0 | 0 | 0 | 0 | 0 | 0 | 0 | 0 | 0 | 0 | 0 | 0 | 0 | 0 | 0 |  | 0 | 0 | 0 | 0 | 0 | 0 | 0 | 0 |  |  |  |  | 0 | 0 | 0 | 0 | 0 | 0 | 0 | 1 |  | 1 | 1 | 1 | 1 | 1 | 1 | 0 | 0 | 0 | 0 | 0 | 0 | 0 | 0 | 0 | 0 | 0 | 0 | 0 | 0 | 0 | 0 | 0 | 0 | 0 | 0 | 0 | 0 | 0 | 0 | 0
Saturday | 5 | 21 | 14 | 3374 | 0 | 0 | 0 | 0 | 0 | 0 | 0 | 0 | 0 | 0 | 0 | 0 | 0 | 0 | 0 | 0 | 0 | 0 | 0 | 0 | 0 |  | 0 | 0 | 0 | 0 | 0 | 0 | 0 | 0 |  |  |  |  | 0 | 0 | 0 | 0 | 0 | 0 | 0 | 1 |  | 1 | 1 | 1 | 1 | 1 | 1 | 0 | 0 | 0 | 0 | 0 | 0 | 0 | 0 | 0 | 0 | 0 | 0 | 0 | 0 | 0 | 0 | 0 | 0 | 0 | 0 | 0 | 0 | 0 | 0 | 0
Saturday | 5 | 21 | 15 | 3375 | 0 | 0 | 0 | 0 | 0 | 0 | 0 | 0 | 0 | 0 | 0 | 0 | 0 | 0 | 0 | 0 | 0 | 0 | 0 | 0 | 0 |  | 0 | 0 | 0 | 0 | 0 | 0 | 0 | 0 |  |  |  |  | 0 | 0 | 0 | 0 | 0 | 0 | 0 | 1 |  | 1 | 1 | 1 | 1 | 1 | 1 | 0 | 0 | 0 | 0 | 0 | 0 | 0 | 0 | 0 | 0 | 0 | 0 | 0 | 0 | 0 | 0 | 0 | 0 | 0 | 0 | 0 | 0 | 0 | 0 | 0
Saturday | 5 | 21 | 16 | 3376 | 0 | 0 | 0 | 0 | 0 | 0 | 0 | 0 | 0 | 0 | 0 | 0 | 0 | 0 | 0 | 0 | 0 | 0 | 0 | 0 | 0 |  | 0 | 0 | 0 | 0 | 0 | 0 | 0 | 0 |  |  |  |  | 0 | 0 | 0 | 0 | 0 | 0 | 0 | 1 |  | 1 | 1 | 1 | 1 | 1 | 1 | 0 | 0 | 0 | 0 | 0 | 0 | 0 | 0 | 0 | 0 | 0 | 0 | 0 | 0 | 0 | 0 | 0 | 0 | 0 | 0 | 0 | 0 | 0 | 0 | 0
Saturday | 5 | 21 | 17 | 3377 | 0 | 0 | 0 | 0 | 0 | 0 | 0 | 0 | 0 | 0 | 0 | 0 | 0 | 0 | 0 | 0 | 0 | 0 | 0 | 0 | 0 |  | 0 | 0 | 0 | 0 | 0 | 0 | 0 | 0 |  |  |  |  | 0 | 0 | 0 | 0 | 0 | 0 | 0 | 1 |  | 1 | 1 | 1 | 1 | 1 | 1 | 0 | 0 | 0 | 0 | 0 | 0 | 0 | 0 | 0 | 0 | 0 | 0 | 0 | 0 | 0 | 0 | 0 | 0 | 0 | 0 | 0 | 0 | 0 | 0 | 0
Saturday | 5 | 21 | 18 | 3378 | 0 | 0 | 0 | 0 | 0 | 0 | 0 | 0 | 0 | 0 | 0 | 0 | 0 | 0 | 0 | 0 | 0 | 0 | 0 | 0 | 0 |  | 0 | 0 | 0 | 0 | 0 | 0 | 0 | 0 |  |  |  |  | 0 | 0 | 0 | 0 | 0 | 0 | 0 | 1 |  | 1 | 1 | 1 | 1 | 1 | 1 | 0 | 0 | 0 | 0 | 0 | 0 | 0 | 0 | 0 | 0 | 0 | 0 | 0 | 0 | 0 | 0 | 0 | 0 | 0 | 0 | 0 | 0 | 0 | 0 | 0
Saturday | 5 | 21 | 19 | 3379 | 0 | 0 | 0 | 0 | 0 | 0 | 0 | 0 | 0 | 0 | 0 | 0 | 0 | 0 | 0 | 0 | 0 | 0 | 0 | 0 | 0 |  | 0 | 0 | 0 | 0 | 0 | 0 | 0 | 0 |  |  |  |  | 0 | 0 | 0 | 0 | 0 | 0 | 0 | 1 |  | 1 | 1 | 1 | 1 | 1 | 1 | 0 | 0 | 0 | 0 | 0 | 0 | 0 | 0 | 0 | 0 | 0 | 0 | 0 | 0 | 0 | 0 | 0 | 0 | 0 | 0 | 0 | 0 | 0 | 0 | 0
Saturday | 5 | 21 | 20 | 3380 | 0 | 0 | 0 | 0 | 0 | 0 | 0 | 0 | 0 | 0 | 0 | 0 | 0 | 0 | 0 | 0 | 0 | 0 | 0 | 0 | 0 |  | 0 | 0 | 0 | 0 | 0 | 0 | 0 | 0 |  |  |  |  | 0 | 0 | 0 | 0 | 0 | 0 | 0 | 1 |  | 1 | 1 | 1 | 1 | 1 | 1 | 0 | 0 | 0 | 0 | 0 | 0 | 0 | 0 | 0 | 0 | 0 | 0 | 0 | 0 | 0 | 0 | 0 | 0 | 0 | 0 | 0 | 0 | 0 | 0 | 0
Saturday | 5 | 21 | 21 | 3381 | 0 | 0 | 0 | 0 | 0 | 0 | 0 | 0 | 0 | 0 | 0 | 0 | 0 | 0 | 0 | 0 | 0 | 0 | 0 | 0 | 0 |  | 0 | 0 | 0 | 0 | 0 | 0 | 0 | 0 |  |  |  |  | 0 | 0 | 0 | 0 | 0 | 0 | 0 | 1 |  | 1 | 1 | 1 | 1 | 1 | 1 | 0 | 0 | 0 | 0 | 0 | 0 | 0 | 0 | 0 | 0 | 0 | 0 | 0 | 0 | 0 | 0 | 0 | 0 | 0 | 0 | 0 | 0 | 0 | 0 | 0
Saturday | 5 | 21 | 22 | 3382 | 0 | 0 | 0 | 0 | 0 | 0 | 0 | 0 | 0 | 0 | 0 | 0 | 0 | 0 | 0 | 0 | 0 | 0 | 0 | 0 | 0 |  | 0 | 0 | 0 | 0 | 0 | 0 | 0 | 0 |  |  |  |  | 0 | 0 | 0 | 0 | 0 | 0 | 0 | 1 |  | 1 | 1 | 1 | 1 | 1 | 1 | 0 | 0 | 0 | 0 | 0 | 0 | 0 | 0 | 0 | 0 | 0 | 0 | 0 | 0 | 0 | 0 | 0 | 0 | 0 | 0 | 0 | 0 | 0 | 0 | 0
Saturday | 5 | 21 | 23 | 3383 | 0 | 0 | 0 | 0 | 0 | 0 | 0 | 0 | 0 | 0 | 0 | 0 | 0 | 0 | 0 | 0 | 0 | 0 | 0 | 0 | 0 |  | 0 | 0 | 0 | 0 | 0 | 0 | 0 | 0 |  |  |  |  | 0 | 0 | 0 | 0 | 0 | 0 | 0 | 1 |  | 1 | 1 | 1 | 1 | 1 | 1 | 0 | 0 | 0 | 0 | 0 | 0 | 0 | 0 | 0 | 0 | 0 | 0 | 0 | 0 | 0 | 0 | 0 | 0 | 0 | 0 | 0 | 0 | 0 | 0 | 0
Saturday | 5 | 21 | 24 | 3384 | 0 | 0 | 0 | 0 | 0 | 0 | 0 | 0 | 0 | 0 | 0 | 0 | 0 | 0 | 0 | 0 | 0 | 0 | 0 | 0 | 0 |  | 0 | 0 | 0 | 0 | 0 | 0 | 0 | 0 |  |  |  |  | 0 | 0 | 0 | 0 | 0 | 0 | 0 | 1 |  | 1 | 1 | 1 | 1 | 1 | 1 | 0 | 0 | 0 | 0 | 0 | 0 | 0 | 0 | 0 | 0 | 0 | 0 | 0 | 0 | 0 | 0 | 0 | 0 | 0 | 0 | 0 | 0 | 0 | 0 | 0
Sunday | 5 | 22 | 1 | 3385 | 0 | 0 | 0 | 0 | 0 | 0 | 0 | 0 | 0 | 0 | 0 | 0 | 0 | 0 | 0 | 0 | 0 | 0 | 0 | 0 | 0 |  | 0 | 0 | 0 | 0 | 0 | 0 | 0 | 0 |  |  |  |  | 0 | 0 | 0 | 0 | 0 | 0 | 0 | 1 |  | 1 | 1 | 1 | 1 | 1 | 1 | 0 | 0 | 0 | 0 | 0 | 0 | 0 | 0 | 0 | 0 | 0 | 0 | 0 | 0 | 0 | 0 | 0 | 0 | 0 | 0 | 0 | 0 | 0 | 0 | 0
Sunday | 5 | 22 | 2 | 3386 | 0 | 0 | 0 | 0 | 0 | 0 | 0 | 0 | 0 | 0 | 0 | 0 | 0 | 0 | 0 | 0 | 0 | 0 | 0 | 0 | 0 |  | 0 | 0 | 0 | 0 | 0 | 0 | 0 | 0 |  |  |  |  | 0 | 0 | 0 | 0 | 0 | 0 | 0 | 1 |  | 1 | 1 | 1 | 1 | 1 | 1 | 0 | 0 | 0 | 0 | 0 | 0 | 0 | 0 | 0 | 0 | 0 | 0 | 0 | 0 | 0 | 0 | 0 | 0 | 0 | 0 | 0 | 0 | 0 | 0 | 0
Sunday | 5 | 22 | 3 | 3387 | 0 | 0 | 0 | 0 | 0 | 0 | 0 | 0 | 0 | 0 | 0 | 0 | 0 | 0 | 0 | 0 | 0 | 0 | 0 | 0 | 0 |  | 0 | 0 | 0 | 0 | 0 | 0 | 0 | 0 |  |  |  |  | 0 | 0 | 0 | 0 | 0 | 0 | 0 | 1 |  | 1 | 1 | 1 | 1 | 1 | 1 | 0 | 0 | 0 | 0 | 0 | 0 | 0 | 0 | 0 | 0 | 0 | 0 | 0 | 0 | 0 | 0 | 0 | 0 | 0 | 0 | 0 | 0 | 0 | 0 | 0
Sunday | 5 | 22 | 4 | 3388 | 0 | 0 | 0 | 0 | 0 | 0 | 0 | 0 | 0 | 0 | 0 | 0 | 0 | 0 | 0 | 0 | 0 | 0 | 0 | 0 | 0 |  | 0 | 0 | 0 | 0 | 0 | 0 | 0 | 0 |  |  |  |  | 0 | 0 | 0 | 0 | 0 | 0 | 0 | 1 |  | 1 | 1 | 1 | 1 | 1 | 1 | 0 | 0 | 0 | 0 | 0 | 0 | 0 | 0 | 0 | 0 | 0 | 0 | 0 | 0 | 0 | 0 | 0 | 0 | 0 | 0 | 0 | 0 | 0 | 0 | 0
Sunday | 5 | 22 | 5 | 3389 | 0 | 0 | 0 | 0 | 0 | 0 | 0 | 0 | 0 | 0 | 0 | 0 | 0 | 0 | 0 | 0 | 0 | 0 | 0 | 0 | 0 |  | 0 | 0 | 0 | 0 | 0 | 0 | 0 | 0 |  |  |  |  | 0 | 0 | 0 | 0 | 0 | 0 | 0 | 1 |  | 1 | 1 | 1 | 1 | 1 | 1 | 0 | 0 | 0 | 0 | 0 | 0 | 0 | 0 | 0 | 0 | 0 | 0 | 0 | 0 | 0 | 0 | 0 | 0 | 0 | 0 | 0 | 0 | 0 | 0 | 0
Sunday | 5 | 22 | 6 | 3390 | 0 | 0 | 0 | 0 | 0 | 0 | 0 | 0 | 0 | 0 | 0 | 0 | 0 | 0 | 0 | 0 | 0 | 0 | 0 | 0 | 0 |  | 0 | 0 | 0 | 0 | 0 | 0 | 0 | 0 |  |  |  |  | 0 | 0 | 0 | 0 | 0 | 0 | 0 | 1 |  | 1 | 1 | 1 | 1 | 1 | 1 | 0 | 0 | 0 | 0 | 0 | 0 | 0 | 0 | 0 | 0 | 0 | 0 | 0 | 0 | 0 | 0 | 0 | 0 | 0 | 0 | 0 | 0 | 0 | 0 | 0
Sunday | 5 | 22 | 7 | 3391 | 0 | 0 | 0 | 0 | 0 | 0 | 0 | 0 | 0 | 0 | 0 | 0 | 0 | 0 | 0 | 0 | 0 | 0 | 0 | 0 | 0 |  | 0 | 0 | 0 | 0 | 0 | 0 | 0 | 0 |  |  |  |  | 0 | 0 | 0 | 0 | 0 | 0 | 0 | 1 |  | 1 | 1 | 1 | 1 | 1 | 1 | 0 | 0 | 0 | 0 | 0 | 0 | 0 | 0 | 0 | 0 | 0 | 0 | 0 | 0 | 0 | 0 | 0 | 0 | 0 | 0 | 0 | 0 | 0 | 0 | 0
Sunday | 5 | 22 | 8 | 3392 | 0 | 0 | 0 | 0 | 0 | 0 | 0 | 0 | 0 | 0 | 0 | 0 | 0 | 0 | 0 | 0 | 0 | 0 | 0 | 0 | 0 |  | 0 | 0 | 0 | 0 | 0 | 0 | 0 | 0 |  |  |  |  | 0 | 0 | 0 | 0 | 0 | 0 | 0 | 1 |  | 1 | 1 | 1 | 1 | 1 | 1 | 0 | 0 | 0 | 0 | 0 | 0 | 0 | 0 | 0 | 0 | 0 | 0 | 0 | 0 | 0 | 0 | 0 | 0 | 0 | 0 | 0 | 0 | 0 | 0 | 0
Sunday | 5 | 22 | 9 | 3393 | 0 | 0 | 0 | 0 | 0 | 0 | 0 | 0 | 0 | 0 | 0 | 0 | 0 | 0 | 0 | 0 | 0 | 0 | 0 | 0 | 0 |  | 0 | 0 | 0 | 0 | 0 | 0 | 0 | 0 |  |  |  |  | 0 | 0 | 0 | 0 | 0 | 0 | 0 | 1 |  | 1 | 1 | 1 | 1 | 1 | 1 | 0 | 0 | 0 | 0 | 0 | 0 | 0 | 0 | 0 | 0 | 0 | 0 | 0 | 0 | 0 | 0 | 0 | 0 | 0 | 0 | 0 | 0 | 0 | 0 | 0
Sunday | 5 | 22 | 10 | 3394 | 0 | 0 | 0 | 0 | 0 | 0 | 0 | 0 | 0 | 0 | 0 | 0 | 0 | 0 | 0 | 0 | 0 | 0 | 0 | 0 | 0 |  | 0 | 0 | 0 | 0 | 0 | 0 | 0 | 0 |  |  |  |  | 0 | 0 | 0 | 0 | 0 | 0 | 0 | 1 |  | 1 | 1 | 1 | 1 | 1 | 1 | 0 | 0 | 0 | 0 | 0 | 0 | 0 | 0 | 0 | 0 | 0 | 0 | 0 | 0 | 0 | 0 | 0 | 0 | 0 | 0 | 0 | 0 | 0 | 0 | 0
Sunday | 5 | 22 | 11 | 3395 | 0 | 0 | 0 | 0 | 0 | 0 | 0 | 0 | 0 | 0 | 0 | 0 | 0 | 0 | 0 | 0 | 0 | 0 | 0 | 0 | 0 |  | 0 | 0 | 0 | 0 | 0 | 0 | 0 | 0 |  |  |  |  | 0 | 0 | 0 | 0 | 0 | 0 | 0 | 1 |  | 1 | 1 | 1 | 1 | 1 | 1 | 0 | 0 | 0 | 0 | 0 | 0 | 0 | 0 | 0 | 0 | 0 | 0 | 0 | 0 | 0 | 0 | 0 | 0 | 0 | 0 | 0 | 0 | 0 | 0 | 0
Sunday | 5 | 22 | 12 | 3396 | 0 | 0 | 0 | 0 | 0 | 0 | 0 | 0 | 0 | 0 | 0 | 0 | 0 | 0 | 0 | 0 | 0 | 0 | 0 | 0 | 0 |  | 0 | 0 | 0 | 0 | 0 | 0 | 0 | 0 |  |  |  |  | 0 | 0 | 0 | 0 | 0 | 0 | 0 | 1 |  | 1 | 1 | 1 | 1 | 1 | 1 | 0 | 0 | 0 | 0 | 0 | 0 | 0 | 0 | 0 | 0 | 0 | 0 | 0 | 0 | 0 | 0 | 0 | 0 | 0 | 0 | 0 | 0 | 0 | 0 | 0
Sunday | 5 | 22 | 13 | 3397 | 0 | 0 | 0 | 0 | 0 | 0 | 0 | 0 | 0 | 0 | 0 | 0 | 0 | 0 | 0 | 0 | 0 | 0 | 0 | 0 | 0 |  | 0 | 0 | 0 | 0 | 0 | 0 | 0 | 0 |  |  |  |  | 0 | 0 | 0 | 0 | 0 | 0 | 0 | 1 |  | 1 | 1 | 1 | 1 | 1 | 1 | 0 | 0 | 0 | 0 | 0 | 0 | 0 | 0 | 0 | 0 | 0 | 0 | 0 | 0 | 0 | 0 | 0 | 0 | 0 | 0 | 0 | 0 | 0 | 0 | 0
Sunday | 5 | 22 | 14 | 3398 | 0 | 0 | 0 | 0 | 0 | 0 | 0 | 0 | 0 | 0 | 0 | 0 | 0 | 0 | 0 | 0 | 0 | 0 | 0 | 0 | 0 |  | 0 | 0 | 0 | 0 | 0 | 0 | 0 | 0 |  |  |  |  | 0 | 0 | 0 | 0 | 0 | 0 | 0 | 1 |  | 1 | 1 | 1 | 1 | 1 | 1 | 0 | 0 | 0 | 0 | 0 | 0 | 0 | 0 | 0 | 0 | 0 | 0 | 0 | 0 | 0 | 0 | 0 | 0 | 0 | 0 | 0 | 0 | 0 | 0 | 0
Sunday | 5 | 22 | 15 | 3399 | 0 | 0 | 0 | 0 | 0 | 0 | 0 | 0 | 0 | 0 | 0 | 0 | 0 | 0 | 0 | 0 | 0 | 0 | 0 | 0 | 0 |  | 0 | 0 | 0 | 0 | 0 | 0 | 0 | 0 |  |  |  |  | 0 | 0 | 0 | 0 | 0 | 0 | 0 | 1 |  | 1 | 1 | 1 | 1 | 1 | 1 | 0 | 0 | 0 | 0 | 0 | 0 | 0 | 0 | 0 | 0 | 0 | 0 | 0 | 0 | 0 | 0 | 0 | 0 | 0 | 0 | 0 | 0 | 0 | 0 | 0
Sunday | 5 | 22 | 16 | 3400 | 0 | 0 | 0 | 0 | 0 | 0 | 0 | 0 | 0 | 0 | 0 | 0 | 0 | 0 | 0 | 0 | 0 | 0 | 0 | 0 | 0 |  | 0 | 0 | 0 | 0 | 0 | 0 | 0 | 0 |  |  |  |  | 0 | 0 | 0 | 0 | 0 | 0 | 0 | 1 |  | 1 | 1 | 1 | 1 | 1 | 1 | 0 | 0 | 0 | 0 | 0 | 0 | 0 | 0 | 0 | 0 | 0 | 0 | 0 | 0 | 0 | 0 | 0 | 0 | 0 | 0 | 0 | 0 | 0 | 0 | 0
Sunday | 5 | 22 | 17 | 3401 | 0 | 0 | 0 | 0 | 0 | 0 | 0 | 0 | 0 | 0 | 0 | 0 | 0 | 0 | 0 | 0 | 0 | 0 | 0 | 0 | 0 |  | 0 | 0 | 0 | 0 | 0 | 0 | 0 | 0 |  |  |  |  | 0 | 0 | 0 | 0 | 0 | 0 | 0 | 1 |  | 1 | 1 | 1 | 1 | 1 | 1 | 0 | 0 | 0 | 0 | 0 | 0 | 0 | 0 | 0 | 0 | 0 | 0 | 0 | 0 | 0 | 0 | 0 | 0 | 0 | 0 | 0 | 0 | 0 | 0 | 0
Sunday | 5 | 22 | 18 | 3402 | 0 | 0 | 0 | 0 | 0 | 0 | 0 | 0 | 0 | 0 | 0 | 0 | 0 | 0 | 0 | 0 | 0 | 0 | 0 | 0 | 0 |  | 0 | 0 | 0 | 0 | 0 | 0 | 0 | 0 |  |  |  |  | 0 | 0 | 0 | 0 | 0 | 0 | 0 | 1 |  | 1 | 1 | 1 | 1 | 1 | 1 | 0 | 0 | 0 | 0 | 0 | 0 | 0 | 0 | 0 | 0 | 0 | 0 | 0 | 0 | 0 | 0 | 0 | 0 | 0 | 0 | 0 | 0 | 0 | 0 | 0
Sunday | 5 | 22 | 19 | 3403 | 0 | 0 | 0 | 0 | 0 | 0 | 0 | 0 | 0 | 0 | 0 | 0 | 0 | 0 | 0 | 0 | 0 | 0 | 0 | 0 | 0 |  | 0 | 0 | 0 | 0 | 0 | 0 | 0 | 0 |  |  |  |  | 0 | 0 | 0 | 0 | 0 | 0 | 0 | 1 |  | 1 | 1 | 1 | 1 | 1 | 1 | 0 | 0 | 0 | 0 | 0 | 0 | 0 | 0 | 0 | 0 | 0 | 0 | 0 | 0 | 0 | 0 | 0 | 0 | 0 | 0 | 0 | 0 | 0 | 0 | 0
Sunday | 5 | 22 | 20 | 3404 | 0 | 0 | 0 | 0 | 0 | 0 | 0 | 0 | 0 | 0 | 0 | 0 | 0 | 0 | 0 | 0 | 0 | 0 | 0 | 0 | 0 |  | 0 | 0 | 0 | 0 | 0 | 0 | 0 | 0 |  |  |  |  | 0 | 0 | 0 | 0 | 0 | 0 | 0 | 1 |  | 1 | 1 | 1 | 1 | 1 | 1 | 0 | 0 | 0 | 0 | 0 | 0 | 0 | 0 | 0 | 0 | 0 | 0 | 0 | 0 | 0 | 0 | 0 | 0 | 0 | 0 | 0 | 0 | 0 | 0 | 0
Sunday | 5 | 22 | 21 | 3405 | 0 | 0 | 0 | 0 | 0 | 0 | 0 | 0 | 0 | 0 | 0 | 0 | 0 | 0 | 0 | 0 | 0 | 0 | 0 | 0 | 0 |  | 0 | 0 | 0 | 0 | 0 | 0 | 0 | 0 |  |  |  |  | 0 | 0 | 0 | 0 | 0 | 0 | 0 | 1 |  | 1 | 1 | 1 | 1 | 1 | 1 | 0 | 0 | 0 | 0 | 0 | 0 | 0 | 0 | 0 | 0 | 0 | 0 | 0 | 0 | 0 | 0 | 0 | 0 | 0 | 0 | 0 | 0 | 0 | 0 | 0
Sunday | 5 | 22 | 22 | 3406 | 0 | 0 | 0 | 0 | 0 | 0 | 0 | 0 | 0 | 0 | 0 | 0 | 0 | 0 | 0 | 0 | 0 | 0 | 0 | 0 | 0 |  | 0 | 0 | 0 | 0 | 0 | 0 | 0 | 0 |  |  |  |  | 0 | 0 | 0 | 0 | 0 | 0 | 0 | 1 |  | 1 | 1 | 1 | 1 | 1 | 1 | 0 | 0 | 0 | 0 | 0 | 0 | 0 | 0 | 0 | 0 | 0 | 0 | 0 | 0 | 0 | 0 | 0 | 0 | 0 | 0 | 0 | 0 | 0 | 0 | 0
Sunday | 5 | 22 | 23 | 3407 | 0 | 0 | 0 | 0 | 0 | 0 | 0 | 0 | 0 | 0 | 0 | 0 | 0 | 0 | 0 | 0 | 0 | 0 | 0 | 0 | 0 |  | 0 | 0 | 0 | 0 | 0 | 0 | 0 | 0 |  |  |  |  | 0 | 0 | 0 | 0 | 0 | 0 | 0 | 1 |  | 1 | 1 | 1 | 1 | 1 | 1 | 0 | 0 | 0 | 0 | 0 | 0 | 0 | 0 | 0 | 0 | 0 | 0 | 0 | 0 | 0 | 0 | 0 | 0 | 0 | 0 | 0 | 0 | 0 | 0 | 0
Sunday | 5 | 22 | 24 | 3408 | 0 | 0 | 0 | 0 | 0 | 0 | 0 | 0 | 0 | 0 | 0 | 0 | 0 | 0 | 0 | 0 | 0 | 0 | 0 | 0 | 0 |  | 0 | 0 | 0 | 0 | 0 | 0 | 0 | 0 |  |  |  |  | 0 | 0 | 0 | 0 | 0 | 0 | 0 | 1 |  | 1 | 1 | 1 | 1 | 1 | 1 | 0 | 0 | 0 | 0 | 0 | 0 | 0 | 0 | 0 | 0 | 0 | 0 | 0 | 0 | 0 | 0 | 0 | 0 | 0 | 0 | 0 | 0 | 0 | 0 | 0
Monday | 5 | 23 | 1 | 3409 | 0 | 0 | 0 | 0 | 0 | 0 | 0 | 0 | 0 | 0 | 0 | 0 | 0 | 0 | 0 | 0 | 0 | 0 | 0 | 0 | 0 |  | 0 | 0 | 0 | 0 | 0 | 0 | 0 | 0 |  |  |  |  | 0 | 0 | 0 | 0 | 0 | 0 | 0 | 1 |  | 1 | 1 | 1 | 1 | 1 | 1 | 0 | 0 | 0 | 0 | 0 | 0 | 0 | 0 | 0 | 0 | 0 | 0 | 0 | 0 | 0 | 0 | 0 | 0 | 0 | 0 | 0 | 0 | 0 | 0 | 0
Monday | 5 | 23 | 2 | 3410 | 0 | 0 | 0 | 0 | 0 | 0 | 0 | 0 | 0 | 0 | 0 | 0 | 0 | 0 | 0 | 0 | 0 | 0 | 0 | 0 | 0 |  | 0 | 0 | 0 | 0 | 0 | 0 | 0 | 0 |  |  |  |  | 0 | 0 | 0 | 0 | 0 | 0 | 0 | 1 |  | 1 | 1 | 1 | 1 | 1 | 1 | 0 | 0 | 0 | 0 | 0 | 0 | 0 | 0 | 0 | 0 | 0 | 0 | 0 | 0 | 0 | 0 | 0 | 0 | 0 | 0 | 0 | 0 | 0 | 0 | 0
Monday | 5 | 23 | 3 | 3411 | 0 | 0 | 0 | 0 | 0 | 0 | 0 | 0 | 0 | 0 | 0 | 0 | 0 | 0 | 0 | 0 | 0 | 0 | 0 | 0 | 0 |  | 0 | 0 | 0 | 0 | 0 | 0 | 0 | 0 |  |  |  |  | 0 | 0 | 0 | 0 | 0 | 0 | 0 | 1 |  | 1 | 1 | 1 | 1 | 1 | 1 | 0 | 0 | 0 | 0 | 0 | 0 | 0 | 0 | 0 | 0 | 0 | 0 | 0 | 0 | 0 | 0 | 0 | 0 | 0 | 0 | 0 | 0 | 0 | 0 | 0
Monday | 5 | 23 | 4 | 3412 | 0 | 0 | 0 | 0 | 0 | 0 | 0 | 0 | 0 | 0 | 0 | 0 | 0 | 0 | 0 | 0 | 0 | 0 | 0 | 0 | 0 |  | 0 | 0 | 0 | 0 | 0 | 0 | 0 | 0 |  |  |  |  | 0 | 0 | 0 | 0 | 0 | 0 | 0 | 1 |  | 1 | 1 | 1 | 1 | 1 | 1 | 0 | 0 | 0 | 0 | 0 | 0 | 0 | 0 | 0 | 0 | 0 | 0 | 0 | 0 | 0 | 0 | 0 | 0 | 0 | 0 | 0 | 0 | 0 | 0 | 0
Monday | 5 | 23 | 5 | 3413 | 0 | 0 | 0 | 0 | 0 | 0 | 0 | 0 | 0 | 0 | 0 | 0 | 0 | 0 | 0 | 0 | 0 | 0 | 0 | 0 | 0 |  | 0 | 0 | 0 | 0 | 0 | 0 | 0 | 0 |  |  |  |  | 0 | 0 | 0 | 0 | 0 | 0 | 0 | 1 |  | 1 | 1 | 1 | 1 | 1 | 1 | 0 | 0 | 0 | 0 | 0 | 0 | 0 | 0 | 0 | 0 | 0 | 0 | 0 | 0 | 0 | 0 | 0 | 0 | 0 | 0 | 0 | 0 | 0 | 0 | 0
Monday | 5 | 23 | 6 | 3414 | 0 | 0 | 0 | 0 | 0 | 0 | 0 | 0 | 0 | 0 | 0 | 0 | 0 | 0 | 0 | 0 | 0 | 0 | 0 | 0 | 0 |  | 0 | 0 | 0 | 0 | 0 | 0 | 0 | 0 |  |  |  |  | 0 | 0 | 0 | 0 | 0 | 0 | 0 | 1 |  | 1 | 1 | 1 | 1 | 1 | 1 | 0 | 0 | 0 | 0 | 0 | 0 | 0 | 0 | 0 | 0 | 0 | 0 | 0 | 0 | 0 | 0 | 0 | 0 | 0 | 0 | 0 | 0 | 0 | 0 | 0
Monday | 5 | 23 | 7 | 3415 | 0 | 0 | 0 | 0 | 0 | 0 | 0 | 0 | 0 | 0 | 0 | 0 | 0 | 0 | 0 | 0 | 0 | 0 | 0 | 0 | 0 |  | 0 | 0 | 0 | 0 | 0 | 0 | 0 | 0 |  |  |  |  | 0 | 0 | 0 | 0 | 0 | 0 | 0 | 1 |  | 1 | 1 | 1 | 1 | 1 | 1 | 0 | 0 | 0 | 0 | 0 | 0 | 0 | 0 | 0 | 0 | 0 | 0 | 0 | 0 | 0 | 0 | 0 | 0 | 0 | 0 | 0 | 0 | 0 | 0 | 0
Monday | 5 | 23 | 8 | 3416 | 0 | 0 | 0 | 0 | 0 | 0 | 0 | 0 | 0 | 0 | 0 | 0 | 0 | 0 | 0 | 0 | 0 | 0 | 0 | 0 | 0 |  | 0 | 0 | 0 | 0 | 0 | 0 | 0 | 0 |  |  |  |  | 0 | 0 | 0 | 0 | 0 | 0 | 0 | 1 |  | 1 | 1 | 1 | 1 | 1 | 1 | 0 | 0 | 0 | 0 | 0 | 0 | 0 | 0 | 0 | 0 | 0 | 0 | 0 | 0 | 0 | 0 | 0 | 0 | 0 | 0 | 0 | 0 | 0 | 0 | 0
Monday | 5 | 23 | 9 | 3417 | 0 | 0 | 0 | 0 | 0 | 0 | 0 | 0 | 0 | 0 | 0 | 0 | 0 | 0 | 0 | 0 | 0 | 0 | 0 | 0 | 0 |  | 0 | 0 | 0 | 0 | 0 | 0 | 0 | 0 |  |  |  |  | 0 | 0 | 0 | 0 | 0 | 0 | 0 | 1 |  | 1 | 1 | 1 | 1 | 1 | 1 | 0 | 0 | 0 | 0 | 0 | 0 | 0 | 0 | 0 | 0 | 0 | 0 | 0 | 0 | 0 | 0 | 0 | 0 | 0 | 0 | 0 | 0 | 0 | 0 | 0
Monday | 5 | 23 | 10 | 3418 | 0 | 0 | 0 | 0 | 0 | 0 | 0 | 0 | 0 | 0 | 0 | 0 | 0 | 0 | 0 | 0 | 0 | 0 | 0 | 0 | 0 |  | 0 | 0 | 0 | 0 | 0 | 0 | 0 | 0 |  |  |  |  | 0 | 0 | 0 | 0 | 0 | 0 | 0 | 1 |  | 1 | 1 | 1 | 1 | 1 | 1 | 0 | 0 | 0 | 0 | 0 | 0 | 0 | 0 | 0 | 0 | 0 | 0 | 0 | 0 | 0 | 0 | 0 | 0 | 0 | 0 | 0 | 0 | 0 | 0 | 0
Monday | 5 | 23 | 11 | 3419 | 0 | 0 | 0 | 0 | 0 | 0 | 0 | 0 | 0 | 0 | 0 | 0 | 0 | 0 | 0 | 0 | 0 | 0 | 0 | 0 | 0 |  | 0 | 0 | 0 | 0 | 0 | 0 | 0 | 0 |  |  |  |  | 0 | 0 | 0 | 0 | 0 | 0 | 0 | 1 |  | 1 | 1 | 1 | 1 | 1 | 1 | 0 | 0 | 0 | 0 | 0 | 0 | 0 | 0 | 0 | 0 | 0 | 0 | 0 | 0 | 0 | 0 | 0 | 0 | 0 | 0 | 0 | 0 | 0 | 0 | 0
Monday | 5 | 23 | 12 | 3420 | 0 | 0 | 0 | 0 | 0 | 0 | 0 | 0 | 0 | 0 | 0 | 0 | 0 | 0 | 0 | 0 | 0 | 0 | 0 | 0 | 0 |  | 0 | 0 | 0 | 0 | 0 | 0 | 0 | 0 |  |  |  |  | 0 | 0 | 0 | 0 | 0 | 0 | 0 | 1 |  | 1 | 1 | 1 | 1 | 1 | 1 | 0 | 0 | 0 | 0 | 0 | 0 | 0 | 0 | 0 | 0 | 0 | 0 | 0 | 0 | 0 | 0 | 0 | 0 | 0 | 0 | 0 | 0 | 0 | 0 | 0
Monday | 5 | 23 | 13 | 3421 | 0 | 0 | 0 | 0 | 0 | 0 | 0 | 0 | 0 | 0 | 0 | 0 | 0 | 0 | 0 | 0 | 0 | 0 | 0 | 0 | 0 |  | 0 | 0 | 0 | 0 | 0 | 0 | 0 | 0 |  |  |  |  | 0 | 0 | 0 | 0 | 0 | 0 | 0 | 1 |  | 1 | 1 | 1 | 1 | 1 | 1 | 0 | 0 | 0 | 0 | 0 | 0 | 0 | 0 | 0 | 0 | 0 | 0 | 0 | 0 | 0 | 0 | 0 | 0 | 0 | 0 | 0 | 0 | 0 | 0 | 0
Monday | 5 | 23 | 14 | 3422 | 0 | 0 | 0 | 0 | 0 | 0 | 0 | 0 | 0 | 0 | 0 | 0 | 0 | 0 | 0 | 0 | 0 | 0 | 0 | 0 | 0 |  | 0 | 0 | 0 | 0 | 0 | 0 | 0 | 0 |  |  |  |  | 0 | 0 | 0 | 0 | 0 | 0 | 0 | 1 |  | 1 | 1 | 1 | 1 | 1 | 1 | 0 | 0 | 0 | 0 | 0 | 0 | 0 | 0 | 0 | 0 | 0 | 0 | 0 | 0 | 0 | 0 | 0 | 0 | 0 | 0 | 0 | 0 | 0 | 0 | 0
Monday | 5 | 23 | 15 | 3423 | 0 | 0 | 0 | 0 | 0 | 0 | 0 | 0 | 0 | 0 | 0 | 0 | 0 | 0 | 0 | 0 | 0 | 0 | 0 | 0 | 0 |  | 0 | 0 | 0 | 0 | 0 | 0 | 0 | 0 |  |  |  |  | 0 | 0 | 0 | 0 | 0 | 0 | 0 | 1 |  | 1 | 1 | 1 | 1 | 1 | 1 | 0 | 0 | 0 | 0 | 0 | 0 | 0 | 0 | 0 | 0 | 0 | 0 | 0 | 0 | 0 | 0 | 0 | 0 | 0 | 0 | 0 | 0 | 0 | 0 | 0
Monday | 5 | 23 | 16 | 3424 | 0 | 0 | 0 | 0 | 0 | 0 | 0 | 0 | 0 | 0 | 0 | 0 | 0 | 0 | 0 | 0 | 0 | 0 | 0 | 0 | 0 |  | 0 | 0 | 0 | 0 | 0 | 0 | 0 | 0 |  |  |  |  | 0 | 0 | 0 | 0 | 0 | 0 | 0 | 1 |  | 1 | 1 | 1 | 1 | 1 | 1 | 0 | 0 | 0 | 0 | 0 | 0 | 0 | 0 | 0 | 0 | 0 | 0 | 0 | 0 | 0 | 0 | 0 | 0 | 0 | 0 | 0 | 0 | 0 | 0 | 0
Monday | 5 | 23 | 17 | 3425 | 0 | 0 | 0 | 0 | 0 | 0 | 0 | 0 | 0 | 0 | 0 | 0 | 0 | 0 | 0 | 0 | 0 | 0 | 0 | 0 | 0 |  | 0 | 0 | 0 | 0 | 0 | 0 | 0 | 0 |  |  |  |  | 0 | 0 | 0 | 0 | 0 | 0 | 0 | 1 |  | 1 | 1 | 1 | 1 | 1 | 1 | 0 | 0 | 0 | 0 | 0 | 0 | 0 | 0 | 0 | 0 | 0 | 0 | 0 | 0 | 0 | 0 | 0 | 0 | 0 | 0 | 0 | 0 | 0 | 0 | 0
Monday | 5 | 23 | 18 | 3426 | 0 | 0 | 0 | 0 | 0 | 0 | 0 | 0 | 0 | 0 | 0 | 0 | 0 | 0 | 0 | 0 | 0 | 0 | 0 | 0 | 0 |  | 0 | 0 | 0 | 0 | 0 | 0 | 0 | 0 |  |  |  |  | 0 | 0 | 0 | 0 | 0 | 0 | 0 | 1 |  | 1 | 1 | 1 | 1 | 1 | 1 | 0 | 0 | 0 | 0 | 0 | 0 | 0 | 0 | 0 | 0 | 0 | 0 | 0 | 0 | 0 | 0 | 0 | 0 | 0 | 0 | 0 | 0 | 0 | 0 | 0
Monday | 5 | 23 | 19 | 3427 | 0 | 0 | 0 | 0 | 0 | 0 | 0 | 0 | 0 | 0 | 0 | 0 | 0 | 0 | 0 | 0 | 0 | 0 | 0 | 0 | 0 |  | 0 | 0 | 0 | 0 | 0 | 0 | 0 | 0 |  |  |  |  | 0 | 0 | 0 | 0 | 0 | 0 | 0 | 1 |  | 1 | 1 | 1 | 1 | 1 | 1 | 0 | 0 | 0 | 0 | 0 | 0 | 0 | 0 | 0 | 0 | 0 | 0 | 0 | 0 | 0 | 0 | 0 | 0 | 0 | 0 | 0 | 0 | 0 | 0 | 0
Monday | 5 | 23 | 20 | 3428 | 0 | 0 | 0 | 0 | 0 | 0 | 0 | 0 | 0 | 0 | 0 | 0 | 0 | 0 | 0 | 0 | 0 | 0 | 0 | 0 | 0 |  | 0 | 0 | 0 | 0 | 0 | 0 | 0 | 0 |  |  |  |  | 0 | 0 | 0 | 0 | 0 | 0 | 0 | 1 |  | 1 | 1 | 1 | 1 | 1 | 1 | 0 | 0 | 0 | 0 | 0 | 0 | 0 | 0 | 0 | 0 | 0 | 0 | 0 | 0 | 0 | 0 | 0 | 0 | 0 | 0 | 0 | 0 | 0 | 0 | 0
Monday | 5 | 23 | 21 | 3429 | 0 | 0 | 0 | 0 | 0 | 0 | 0 | 0 | 0 | 0 | 0 | 0 | 0 | 0 | 0 | 0 | 0 | 0 | 0 | 0 | 0 |  | 0 | 0 | 0 | 0 | 0 | 0 | 0 | 0 |  |  |  |  | 0 | 0 | 0 | 0 | 0 | 0 | 0 | 1 |  | 1 | 1 | 1 | 1 | 1 | 1 | 0 | 0 | 0 | 0 | 0 | 0 | 0 | 0 | 0 | 0 | 0 | 0 | 0 | 0 | 0 | 0 | 0 | 0 | 0 | 0 | 0 | 0 | 0 | 0 | 0
Monday | 5 | 23 | 22 | 3430 | 0 | 0 | 0 | 0 | 0 | 0 | 0 | 0 | 0 | 0 | 0 | 0 | 0 | 0 | 0 | 0 | 0 | 0 | 0 | 0 | 0 |  | 0 | 0 | 0 | 0 | 0 | 0 | 0 | 0 |  |  |  |  | 0 | 0 | 0 | 0 | 0 | 0 | 0 | 1 |  | 1 | 1 | 1 | 1 | 1 | 1 | 0 | 0 | 0 | 0 | 0 | 0 | 0 | 0 | 0 | 0 | 0 | 0 | 0 | 0 | 0 | 0 | 0 | 0 | 0 | 0 | 0 | 0 | 0 | 0 | 0
Monday | 5 | 23 | 23 | 3431 | 0 | 0 | 0 | 0 | 0 | 0 | 0 | 0 | 0 | 0 | 0 | 0 | 0 | 0 | 0 | 0 | 0 | 0 | 0 | 0 | 0 |  | 0 | 0 | 0 | 0 | 0 | 0 | 0 | 0 |  |  |  |  | 0 | 0 | 0 | 0 | 0 | 0 | 0 | 1 |  | 1 | 1 | 1 | 1 | 1 | 1 | 0 | 0 | 0 | 0 | 0 | 0 | 0 | 0 | 0 | 0 | 0 | 0 | 0 | 0 | 0 | 0 | 0 | 0 | 0 | 0 | 0 | 0 | 0 | 0 | 0
Monday | 5 | 23 | 24 | 3432 | 0 | 0 | 0 | 0 | 0 | 0 | 0 | 0 | 0 | 0 | 0 | 0 | 0 | 0 | 0 | 0 | 0 | 0 | 0 | 0 | 0 |  | 0 | 0 | 0 | 0 | 0 | 0 | 0 | 0 |  |  |  |  | 0 | 0 | 0 | 0 | 0 | 0 | 0 | 1 |  | 1 | 1 | 1 | 1 | 1 | 1 | 0 | 0 | 0 | 0 | 0 | 0 | 0 | 0 | 0 | 0 | 0 | 0 | 0 | 0 | 0 | 0 | 0 | 0 | 0 | 0 | 0 | 0 | 0 | 0 | 0
Tuesday | 5 | 24 | 1 | 3433 | 0 | 0 | 0 | 0 | 0 | 0 | 0 | 0 | 0 | 0 | 0 | 0 | 0 | 0 | 0 | 0 | 0 | 0 | 0 | 0 | 0 |  | 0 | 0 | 0 | 0 | 0 | 0 | 0 | 0 |  |  |  |  | 0 | 0 | 0 | 0 | 0 | 0 | 0 | 1 |  | 1 | 1 | 1 | 1 | 1 | 1 | 0 | 0 | 0 | 0 | 0 | 0 | 0 | 0 | 0 | 0 | 0 | 0 | 0 | 0 | 0 | 0 | 0 | 0 | 0 | 0 | 0 | 0 | 0 | 0 | 0
Tuesday | 5 | 24 | 2 | 3434 | 0 | 0 | 0 | 0 | 0 | 0 | 0 | 0 | 0 | 0 | 0 | 0 | 0 | 0 | 0 | 0 | 0 | 0 | 0 | 0 | 0 |  | 0 | 0 | 0 | 0 | 0 | 0 | 0 | 0 |  |  |  |  | 0 | 0 | 0 | 0 | 0 | 0 | 0 | 1 |  | 1 | 1 | 1 | 1 | 1 | 1 | 0 | 0 | 0 | 0 | 0 | 0 | 0 | 0 | 0 | 0 | 0 | 0 | 0 | 0 | 0 | 0 | 0 | 0 | 0 | 0 | 0 | 0 | 0 | 0 | 0
Tuesday | 5 | 24 | 3 | 3435 | 0 | 0 | 0 | 0 | 0 | 0 | 0 | 0 | 0 | 0 | 0 | 0 | 0 | 0 | 0 | 0 | 0 | 0 | 0 | 0 | 0 |  | 0 | 0 | 0 | 0 | 0 | 0 | 0 | 0 |  |  |  |  | 0 | 0 | 0 | 0 | 0 | 0 | 0 | 1 |  | 1 | 1 | 1 | 1 | 1 | 1 | 0 | 0 | 0 | 0 | 0 | 0 | 0 | 0 | 0 | 0 | 0 | 0 | 0 | 0 | 0 | 0 | 0 | 0 | 0 | 0 | 0 | 0 | 0 | 0 | 0
Tuesday | 5 | 24 | 4 | 3436 | 0 | 0 | 0 | 0 | 0 | 0 | 0 | 0 | 0 | 0 | 0 | 0 | 0 | 0 | 0 | 0 | 0 | 0 | 0 | 0 | 0 |  | 0 | 0 | 0 | 0 | 0 | 0 | 0 | 0 |  |  |  |  | 0 | 0 | 0 | 0 | 0 | 0 | 0 | 1 |  | 1 | 1 | 1 | 1 | 1 | 1 | 0 | 0 | 0 | 0 | 0 | 0 | 0 | 0 | 0 | 0 | 0 | 0 | 0 | 0 | 0 | 0 | 0 | 0 | 0 | 0 | 0 | 0 | 0 | 0 | 0
Tuesday | 5 | 24 | 5 | 3437 | 0 | 0 | 0 | 0 | 0 | 0 | 0 | 0 | 0 | 0 | 0 | 0 | 0 | 0 | 0 | 0 | 0 | 0 | 0 | 0 | 0 |  | 0 | 0 | 0 | 0 | 0 | 0 | 0 | 0 |  |  |  |  | 0 | 0 | 0 | 0 | 0 | 0 | 0 | 1 |  | 1 | 1 | 1 | 1 | 1 | 1 | 0 | 0 | 0 | 0 | 0 | 0 | 0 | 0 | 0 | 0 | 0 | 0 | 0 | 0 | 0 | 0 | 0 | 0 | 0 | 0 | 0 | 0 | 0 | 0 | 0
Tuesday | 5 | 24 | 6 | 3438 | 0 | 0 | 0 | 0 | 0 | 0 | 0 | 0 | 0 | 0 | 0 | 0 | 0 | 0 | 0 | 0 | 0 | 0 | 0 | 0 | 0 |  | 0 | 0 | 0 | 0 | 0 | 0 | 0 | 0 |  |  |  |  | 0 | 0 | 0 | 0 | 0 | 0 | 0 | 1 |  | 1 | 1 | 1 | 1 | 1 | 1 | 0 | 0 | 0 | 0 | 0 | 0 | 0 | 0 | 0 | 0 | 0 | 0 | 0 | 0 | 0 | 0 | 0 | 0 | 0 | 0 | 0 | 0 | 0 | 0 | 0
Tuesday | 5 | 24 | 7 | 3439 | 0 | 0 | 0 | 0 | 0 | 0 | 0 | 0 | 0 | 0 | 0 | 0 | 0 | 0 | 0 | 0 | 0 | 0 | 0 | 0 | 0 |  | 0 | 0 | 0 | 0 | 0 | 0 | 0 | 0 |  |  |  |  | 0 | 0 | 0 | 0 | 0 | 0 | 0 | 1 |  | 1 | 1 | 1 | 1 | 1 | 1 | 0 | 0 | 0 | 0 | 0 | 0 | 0 | 0 | 0 | 0 | 0 | 0 | 0 | 0 | 0 | 0 | 0 | 0 | 0 | 0 | 0 | 0 | 0 | 0 | 0
Tuesday | 5 | 24 | 8 | 3440 | 0 | 0 | 0 | 0 | 0 | 0 | 0 | 0 | 0 | 0 | 0 | 0 | 0 | 0 | 0 | 0 | 0 | 0 | 0 | 0 | 0 |  | 0 | 0 | 0 | 0 | 0 | 0 | 0 | 0 |  |  |  |  | 0 | 0 | 0 | 0 | 0 | 0 | 1 | 0 |  | 1 | 1 | 1 | 1 | #VALUE! | #VALUE! | 0 | 0 | 0 | 0 | 0 | 0 | 0 | 0 | 0 | 0 | 0 | 0 | 0 | 0 | 0 | 0 | 0 | 0 | 0 | 0 | 0 | 0 | 0 | 0 | 0
Tuesday | 5 | 24 | 9 | 3441 | 0 | 0 | 0 | 0 | 0 | 0 | 0 | 0 | 0 | 0 | 0 | 0 | 0 | 0 | 0 | 0 | 0 | 0 | 0 | 0 | 0 |  | 0 | 0 | 0 | 0 | 0 | 0 | 0 | 0 |  |  |  |  | 0 | 0 | 0 | 0 | 0 | 0 | 1 | 0 |  | 1 | 1 | 1 | 1 | #VALUE! | #VALUE! | 0 | 0 | 0 | 0 | 0 | 0 | 0 | 0 | 0 | 0 | 0 | 0 | 0 | 0 | 0 | 0 | 0 | 0 | 0 | 0 | 0 | 0 | 0 | 0 | 0
Tuesday | 5 | 24 | 10 | 3442 | 0 | 0 | 0 | 0 | 0 | 0 | 0 | 0 | 0 | 0 | 0 | 0 | 0 | 0 | 0 | 0 | 0 | 0 | 0 | 0 | 0 |  | 0 | 0 | 0 | 0 | 0 | 0 | 0 | 0 |  |  |  |  | 0 | 0 | 0 | 0 | 0 | 0 | 1 | 0 |  | 1 | 1 | 1 | 1 | #VALUE! | #VALUE! | 0 | 0 | 0 | 0 | 0 | 0 | 0 | 0 | 0 | 0 | 0 | 0 | 0 | 0 | 0 | 0 | 0 | 0 | 0 | 0 | 0 | 0 | 0 | 0 | 0
Tuesday | 5 | 24 | 11 | 3443 | 0 | 0 | 0 | 0 | 0 | 0 | 0 | 0 | 0 | 0 | 0 | 0 | 0 | 0 | 0 | 0 | 0 | 0 | 0 | 0 | 0 |  | 0 | 0 | 0 | 0 | 0 | 0 | 0 | 0 |  |  |  |  | 0 | 0 | 0 | 0 | 0 | 0 | 1 | 0 |  | 1 | 1 | 1 | 1 | #VALUE! | #VALUE! | 0 | 0 | 0 | 0 | 0 | 0 | 0 | 0 | 0 | 0 | 0 | 0 | 0 | 0 | 0 | 0 | 0 | 0 | 0 | 0 | 0 | 0 | 0 | 0 | 0
Tuesday | 5 | 24 | 12 | 3444 | 0 | 0 | 0 | 0 | 0 | 0 | 0 | 0 | 0 | 0 | 0 | 0 | 0 | 0 | 0 | 0 | 0 | 0 | 0 | 0 | 0 |  | 0 | 0 | 0 | 0 | 0 | 0 | 0 | 0 |  |  |  |  | 0 | 0 | 0 | 0 | 0 | 0 | 1 | 0 |  | 1 | 1 | 1 | 1 | #VALUE! | #VALUE! | 0 | 0 | 0 | 0 | 0 | 0 | 0 | 0 | 0 | 0 | 0 | 0 | 0 | 0 | 0 | 0 | 0 | 0 | 0 | 0 | 0 | 0 | 0 | 0 | 0
Tuesday | 5 | 24 | 13 | 3445 | 0 | 0 | 0 | 0 | 0 | 0 | 0 | 0 | 0 | 0 | 0 | 0 | 0 | 0 | 0 | 0 | 0 | 0 | 0 | 0 | 0 |  | 0 | 0 | 0 | 0 | 0 | 0 | 0 | 0 |  |  |  |  | 0 | 0 | 0 | 0 | 0 | 0 | 1 | 0 |  | 1 | 1 | 1 | 1 | #VALUE! | #VALUE! | 0 | 0 | 0 | 0 | 0 | 0 | 0 | 0 | 0 | 0 | 0 | 0 | 0 | 0 | 0 | 0 | 0 | 0 | 0 | 0 | 0 | 0 | 0 | 0 | 0
Tuesday | 5 | 24 | 14 | 3446 | 0 | 0 | 0 | 0 | 0 | 0 | 0 | 0 | 0 | 0 | 0 | 0 | 0 | 0 | 0 | 0 | 0 | 0 | 0 | 0 | 0 |  | 0 | 0 | 0 | 0 | 0 | 0 | 0 | 0 |  |  |  |  | 0 | 0 | 0 | 0 | 0 | 0 | 1 | 0 |  | 1 | 1 | 1 | 1 | #VALUE! | #VALUE! | 0 | 0 | 0 | 0 | 0 | 0 | 0 | 0 | 0 | 0 | 0 | 0 | 0 | 0 | 0 | 0 | 0 | 0 | 0 | 0 | 0 | 0 | 0 | 0 | 0
Tuesday | 5 | 24 | 15 | 3447 | 0 | 0 | 0 | 0 | 0 | 0 | 0 | 0 | 0 | 0 | 0 | 0 | 0 | 0 | 0 | 0 | 0 | 0 | 0 | 0 | 0 |  | 0 | 0 | 0 | 0 | 0 | 0 | 0 | 0 |  |  |  |  | 0 | 0 | 0 | 0 | 0 | 0 | 1 | 0 |  | 1 | 1 | 1 | 1 | #VALUE! | #VALUE! | 0 | 0 | 0 | 0 | 0 | 0 | 0 | 0 | 0 | 0 | 0 | 0 | 0 | 0 | 0 | 0 | 0 | 0 | 0 | 0 | 0 | 0 | 0 | 0 | 0
Tuesday | 5 | 24 | 16 | 3448 | 0 | 0 | 0 | 0 | 0 | 0 | 0 | 0 | 0 | 0 | 0 | 0 | 0 | 0 | 0 | 0 | 0 | 0 | 0 | 0 | 0 |  | 0 | 0 | 0 | 0 | 0 | 0 | 0 | 0 |  |  |  |  | 0 | 0 | 0 | 0 | 0 | 0 | 1 | 0 |  | 1 | 1 | 1 | 1 | #VALUE! | #VALUE! | 0 | 0 | 0 | 0 | 0 | 0 | 0 | 0 | 0 | 0 | 0 | 0 | 0 | 0 | 0 | 0 | 0 | 0 | 0 | 0 | 0 | 0 | 0 | 0 | 0
Tuesday | 5 | 24 | 17 | 3449 | 0 | 0 | 0 | 0 | 0 | 0 | 0 | 0 | 0 | 0 | 0 | 0 | 0 | 0 | 0 | 0 | 0 | 0 | 0 | 0 | 0 |  | 0 | 0 | 0 | 0 | 0 | 0 | 0 | 0 |  |  |  |  | 0 | 0 | 0 | 0 | 0 | 0 | 1 | 0 |  | 1 | 1 | 1 | 1 | #VALUE! | #VALUE! | 0 | 0 | 0 | 0 | 0 | 0 | 0 | 0 | 0 | 0 | 0 | 0 | 0 | 0 | 0 | 0 | 0 | 0 | 0 | 0 | 0 | 0 | 0 | 0 | 0
Tuesday | 5 | 24 | 18 | 3450 | 0 | 0 | 0 | 0 | 0 | 0 | 0 | 0 | 0 | 0 | 0 | 0 | 0 | 0 | 0 | 0 | 0 | 0 | 0 | 0 | 0 |  | 0 | 0 | 0 | 0 | 0 | 0 | 0 | 0 |  |  |  |  | 0 | 0 | 0 | 0 | 0 | 0 | 1 | 0 |  | 1 | 1 | 1 | 1 | #VALUE! | #VALUE! | 0 | 0 | 0 | 0 | 0 | 0 | 0 | 0 | 0 | 0 | 0 | 0 | 0 | 0 | 0 | 0 | 0 | 0 | 0 | 0 | 0 | 0 | 0 | 0 | 0
Tuesday | 5 | 24 | 19 | 3451 | 0 | 0 | 0 | 0 | 0 | 0 | 0 | 0 | 0 | 0 | 0 | 0 | 0 | 0 | 0 | 0 | 0 | 0 | 0 | 0 | 0 |  | 0 | 0 | 0 | 0 | 0 | 0 | 0 | 0 |  |  |  |  | 0 | 0 | 0 | 0 | 0 | 0 | 1 | 0 |  | 1 | 1 | 1 | 1 | #VALUE! | #VALUE! | 0 | 0 | 0 | 0 | 0 | 0 | 0 | 0 | 0 | 0 | 0 | 0 | 0 | 0 | 0 | 0 | 0 | 0 | 0 | 0 | 0 | 0 | 0 | 0 | 0
Tuesday | 5 | 24 | 20 | 3452 | 0 | 0 | 0 | 0 | 0 | 0 | 0 | 0 | 0 | 0 | 0 | 0 | 0 | 0 | 0 | 0 | 0 | 0 | 0 | 0 | 0 |  | 0 | 0 | 0 | 0 | 0 | 0 | 0 | 0 |  |  |  |  | 0 | 0 | 0 | 0 | 0 | 0 | 1 | 0 |  | 1 | 1 | 1 | 1 | #VALUE! | #VALUE! | 0 | 0 | 0 | 0 | 0 | 0 | 0 | 0 | 0 | 0 | 0 | 0 | 0 | 0 | 0 | 0 | 0 | 0 | 0 | 0 | 0 | 0 | 0 | 0 | 0
Tuesday | 5 | 24 | 21 | 3453 | 0 | 0 | 0 | 0 | 0 | 0 | 0 | 0 | 0 | 0 | 0 | 0 | 0 | 0 | 0 | 0 | 0 | 0 | 0 | 0 | 0 |  | 0 | 0 | 0 | 0 | 0 | 0 | 0 | 0 |  |  |  |  | 0 | 0 | 0 | 0 | 0 | 0 | 1 | 0 |  | 1 | 1 | 1 | 1 | #VALUE! | #VALUE! | 0 | 0 | 0 | 0 | 0 | 0 | 0 | 0 | 0 | 0 | 0 | 0 | 0 | 0 | 0 | 0 | 0 | 0 | 0 | 0 | 0 | 0 | 0 | 0 | 0
Tuesday | 5 | 24 | 22 | 3454 | 0 | 0 | 0 | 0 | 0 | 0 | 0 | 0 | 0 | 0 | 0 | 0 | 0 | 0 | 0 | 0 | 0 | 0 | 0 | 0 | 0 |  | 0 | 0 | 0 | 0 | 0 | 0 | 0 | 0 |  |  |  |  | 0 | 0 | 0 | 0 | 0 | 0 | 1 | 0 |  | 1 | 1 | 1 | 1 | #VALUE! | #VALUE! | 0 | 0 | 0 | 0 | 0 | 0 | 0 | 0 | 0 | 0 | 0 | 0 | 0 | 0 | 0 | 0 | 0 | 0 | 0 | 0 | 0 | 0 | 0 | 0 | 0
Tuesday | 5 | 24 | 23 | 3455 | 0 | 0 | 0 | 0 | 0 | 0 | 0 | 0 | 0 | 0 | 0 | 0 | 0 | 0 | 0 | 0 | 0 | 0 | 0 | 0 | 0 |  | 0 | 0 | 0 | 0 | 0 | 0 | 0 | 0 |  |  |  |  | 0 | 0 | 0 | 0 | 0 | 0 | 0 | 1 |  | 1 | 1 | 1 | 1 | 1 | 1 | 0 | 0 | 0 | 0 | 0 | 0 | 0 | 0 | 0 | 0 | 0 | 0 | 0 | 0 | 0 | 0 | 0 | 0 | 0 | 0 | 0 | 0 | 0 | 0 | 0
Tuesday | 5 | 24 | 24 | 3456 | 0 | 0 | 0 | 0 | 0 | 0 | 0 | 0 | 0 | 0 | 0 | 0 | 0 | 0 | 0 | 0 | 0 | 0 | 0 | 0 | 0 |  | 0 | 0 | 0 | 0 | 0 | 0 | 0 | 0 |  |  |  |  | 0 | 0 | 0 | 0 | 0 | 0 | 0 | 1 |  | 1 | 1 | 1 | 1 | 1 | 1 | 0 | 0 | 0 | 0 | 0 | 0 | 0 | 0 | 0 | 0 | 0 | 0 | 0 | 0 | 0 | 0 | 0 | 0 | 0 | 0 | 0 | 0 | 0 | 0 | 0
Wednesday | 5 | 25 | 1 | 3457 | 0 | 0 | 0 | 0 | 0 | 0 | 0 | 0 | 0 | 0 | 0 | 0 | 0 | 0 | 0 | 0 | 0 | 0 | 0 | 0 | 0 |  | 0 | 0 | 0 | 0 | 0 | 0 | 0 | 0 |  |  |  |  | 0 | 0 | 0 | 0 | 0 | 0 | 0 | 1 |  | 1 | 1 | 1 | 1 | 1 | 1 | 0 | 0 | 0 | 0 | 0 | 0 | 0 | 0 | 0 | 0 | 0 | 0 | 0 | 0 | 0 | 0 | 0 | 0 | 0 | 0 | 0 | 0 | 0 | 0 | 0
Wednesday | 5 | 25 | 2 | 3458 | 0 | 0 | 0 | 0 | 0 | 0 | 0 | 0 | 0 | 0 | 0 | 0 | 0 | 0 | 0 | 0 | 0 | 0 | 0 | 0 | 0 |  | 0 | 0 | 0 | 0 | 0 | 0 | 0 | 0 |  |  |  |  | 0 | 0 | 0 | 0 | 0 | 0 | 0 | 1 |  | 1 | 1 | 1 | 1 | 1 | 1 | 0 | 0 | 0 | 0 | 0 | 0 | 0 | 0 | 0 | 0 | 0 | 0 | 0 | 0 | 0 | 0 | 0 | 0 | 0 | 0 | 0 | 0 | 0 | 0 | 0
Wednesday | 5 | 25 | 3 | 3459 | 0 | 0 | 0 | 0 | 0 | 0 | 0 | 0 | 0 | 0 | 0 | 0 | 0 | 0 | 0 | 0 | 0 | 0 | 0 | 0 | 0 |  | 0 | 0 | 0 | 0 | 0 | 0 | 0 | 0 |  |  |  |  | 0 | 0 | 0 | 0 | 0 | 0 | 0 | 1 |  | 1 | 1 | 1 | 1 | 1 | 1 | 0 | 0 | 0 | 0 | 0 | 0 | 0 | 0 | 0 | 0 | 0 | 0 | 0 | 0 | 0 | 0 | 0 | 0 | 0 | 0 | 0 | 0 | 0 | 0 | 0
Wednesday | 5 | 25 | 4 | 3460 | 0 | 0 | 0 | 0 | 0 | 0 | 0 | 0 | 0 | 0 | 0 | 0 | 0 | 0 | 0 | 0 | 0 | 0 | 0 | 0 | 0 |  | 0 | 0 | 0 | 0 | 0 | 0 | 0 | 0 |  |  |  |  | 0 | 0 | 0 | 0 | 0 | 0 | 0 | 1 |  | 1 | 1 | 1 | 1 | 1 | 1 | 0 | 0 | 0 | 0 | 0 | 0 | 0 | 0 | 0 | 0 | 0 | 0 | 0 | 0 | 0 | 0 | 0 | 0 | 0 | 0 | 0 | 0 | 0 | 0 | 0
Wednesday | 5 | 25 | 5 | 3461 | 0 | 0 | 0 | 0 | 0 | 0 | 0 | 0 | 0 | 0 | 0 | 0 | 0 | 0 | 0 | 0 | 0 | 0 | 0 | 0 | 0 |  | 0 | 0 | 0 | 0 | 0 | 0 | 0 | 0 |  |  |  |  | 0 | 0 | 0 | 0 | 0 | 0 | 0 | 1 |  | 1 | 1 | 1 | 1 | 1 | 1 | 0 | 0 | 0 | 0 | 0 | 0 | 0 | 0 | 0 | 0 | 0 | 0 | 0 | 0 | 0 | 0 | 0 | 0 | 0 | 0 | 0 | 0 | 0 | 0 | 0
Wednesday | 5 | 25 | 6 | 3462 | 0 | 0 | 0 | 0 | 0 | 0 | 0 | 0 | 0 | 0 | 0 | 0 | 0 | 0 | 0 | 0 | 0 | 0 | 0 | 0 | 0 |  | 0 | 0 | 0 | 0 | 0 | 0 | 0 | 0 |  |  |  |  | 0 | 0 | 0 | 0 | 0 | 0 | 0 | 1 |  | 1 | 1 | 1 | 1 | 1 | 1 | 0 | 0 | 0 | 0 | 0 | 0 | 0 | 0 | 0 | 0 | 0 | 0 | 0 | 0 | 0 | 0 | 0 | 0 | 0 | 0 | 0 | 0 | 0 | 0 | 0
Wednesday | 5 | 25 | 7 | 3463 | 0 | 0 | 0 | 0 | 0 | 0 | 0 | 0 | 0 | 0 | 0 | 0 | 0 | 0 | 0 | 0 | 0 | 0 | 0 | 0 | 0 |  | 0 | 0 | 0 | 0 | 0 | 0 | 0 | 0 |  |  |  |  | 0 | 0 | 0 | 0 | 0 | 0 | 0 | 1 |  | 1 | 1 | 1 | 1 | 1 | 1 | 0 | 0 | 0 | 0 | 0 | 0 | 0 | 0 | 0 | 0 | 0 | 0 | 0 | 0 | 0 | 0 | 0 | 0 | 0 | 0 | 0 | 0 | 0 | 0 | 0
Wednesday | 5 | 25 | 8 | 3464 | 0 | 0 | 0 | 0 | 0 | 0 | 0 | 0 | 0 | 0 | 0 | 0 | 0 | 0 | 0 | 0 | 0 | 0 | 0 | 0 | 0 |  | 0 | 0 | 0 | 0 | 0 | 0 | 0 | 0 |  |  |  |  | 0 | 0 | 0 | 0 | 0 | 0 | 1 | 0 |  | 1 | 1 | 1 | 1 | #VALUE! | #VALUE! | 0 | 0 | 0 | 0 | 0 | 0 | 0 | 0 | 0 | 0 | 0 | 0 | 0 | 0 | 0 | 0 | 0 | 0 | 0 | 0 | 0 | 0 | 0 | 0 | 0
Wednesday | 5 | 25 | 9 | 3465 | 0 | 0 | 0 | 0 | 0 | 0 | 0 | 0 | 0 | 0 | 0 | 0 | 0 | 0 | 0 | 0 | 0 | 0 | 0 | 0 | 0 |  | 0 | 0 | 0 | 0 | 0 | 0 | 0 | 0 |  |  |  |  | 0 | 0 | 0 | 0 | 0 | 0 | 1 | 0 |  | 1 | 1 | 1 | 1 | #VALUE! | #VALUE! | 0 | 0 | 0 | 0 | 0 | 0 | 0 | 0 | 0 | 0 | 0 | 0 | 0 | 0 | 0 | 0 | 0 | 0 | 0 | 0 | 0 | 0 | 0 | 0 | 0
Wednesday | 5 | 25 | 10 | 3466 | 0 | 0 | 0 | 0 | 0 | 0 | 0 | 0 | 0 | 0 | 0 | 0 | 0 | 0 | 0 | 0 | 0 | 0 | 0 | 0 | 0 |  | 0 | 0 | 0 | 0 | 0 | 0 | 0 | 0 |  |  |  |  | 0 | 0 | 0 | 0 | 0 | 0 | 1 | 0 |  | 1 | 1 | 1 | 1 | #VALUE! | #VALUE! | 0 | 0 | 0 | 0 | 0 | 0 | 0 | 0 | 0 | 0 | 0 | 0 | 0 | 0 | 0 | 0 | 0 | 0 | 0 | 0 | 0 | 0 | 0 | 0 | 0
Wednesday | 5 | 25 | 11 | 3467 | 0 | 0 | 0 | 0 | 0 | 0 | 0 | 0 | 0 | 0 | 0 | 0 | 0 | 0 | 0 | 0 | 0 | 0 | 0 | 0 | 0 |  | 0 | 0 | 0 | 0 | 0 | 0 | 0 | 0 |  |  |  |  | 0 | 0 | 0 | 0 | 0 | 0 | 1 | 0 |  | 1 | 1 | 1 | 1 | #VALUE! | #VALUE! | 0 | 0 | 0 | 0 | 0 | 0 | 0 | 0 | 0 | 0 | 0 | 0 | 0 | 0 | 0 | 0 | 0 | 0 | 0 | 0 | 0 | 0 | 0 | 0 | 0
Wednesday | 5 | 25 | 12 | 3468 | 0 | 0 | 0 | 0 | 0 | 0 | 0 | 0 | 0 | 0 | 0 | 0 | 0 | 0 | 0 | 0 | 0 | 0 | 0 | 0 | 0 |  | 0 | 0 | 0 | 0 | 0 | 0 | 0 | 0 |  |  |  |  | 0 | 0 | 0 | 0 | 0 | 0 | 1 | 0 |  | 1 | 1 | 1 | 1 | #VALUE! | #VALUE! | 0 | 0 | 0 | 0 | 0 | 0 | 0 | 0 | 0 | 0 | 0 | 0 | 0 | 0 | 0 | 0 | 0 | 0 | 0 | 0 | 0 | 0 | 0 | 0 | 0
Wednesday | 5 | 25 | 13 | 3469 | 0 | 0 | 0 | 0 | 0 | 0 | 0 | 0 | 0 | 0 | 0 | 0 | 0 | 0 | 0 | 0 | 0 | 0 | 0 | 0 | 0 |  | 0 | 0 | 0 | 0 | 0 | 0 | 0 | 0 |  |  |  |  | 0 | 0 | 0 | 0 | 0 | 0 | 1 | 0 |  | 1 | 1 | 1 | 1 | #VALUE! | #VALUE! | 0 | 0 | 0 | 0 | 0 | 0 | 0 | 0 | 0 | 0 | 0 | 0 | 0 | 0 | 0 | 0 | 0 | 0 | 0 | 0 | 0 | 0 | 0 | 0 | 0
Wednesday | 5 | 25 | 14 | 3470 | 0 | 0 | 0 | 0 | 0 | 0 | 0 | 0 | 0 | 0 | 0 | 0 | 0 | 0 | 0 | 0 | 0 | 0 | 0 | 0 | 0 |  | 0 | 0 | 0 | 0 | 0 | 0 | 0 | 0 |  |  |  |  | 0 | 0 | 0 | 0 | 0 | 0 | 1 | 0 |  | 1 | 1 | 1 | 1 | #VALUE! | #VALUE! | 0 | 0 | 0 | 0 | 0 | 0 | 0 | 0 | 0 | 0 | 0 | 0 | 0 | 0 | 0 | 0 | 0 | 0 | 0 | 0 | 0 | 0 | 0 | 0 | 0
Wednesday | 5 | 25 | 15 | 3471 | 0 | 0 | 0 | 0 | 0 | 0 | 0 | 0 | 0 | 0 | 0 | 0 | 0 | 0 | 0 | 0 | 0 | 0 | 0 | 0 | 0 |  | 0 | 0 | 0 | 0 | 0 | 0 | 0 | 0 |  |  |  |  | 0 | 0 | 0 | 0 | 0 | 0 | 1 | 0 |  | 1 | 1 | 1 | 1 | #VALUE! | #VALUE! | 0 | 0 | 0 | 0 | 0 | 0 | 0 | 0 | 0 | 0 | 0 | 0 | 0 | 0 | 0 | 0 | 0 | 0 | 0 | 0 | 0 | 0 | 0 | 0 | 0
Wednesday | 5 | 25 | 16 | 3472 | 0 | 0 | 0 | 0 | 0 | 0 | 0 | 0 | 0 | 0 | 0 | 0 | 0 | 0 | 0 | 0 | 0 | 0 | 0 | 0 | 0 |  | 0 | 0 | 0 | 0 | 0 | 0 | 0 | 0 |  |  |  |  | 0 | 0 | 0 | 0 | 0 | 0 | 1 | 0 |  | 1 | 1 | 1 | 1 | #VALUE! | #VALUE! | 0 | 0 | 0 | 0 | 0 | 0 | 0 | 0 | 0 | 0 | 0 | 0 | 0 | 0 | 0 | 0 | 0 | 0 | 0 | 0 | 0 | 0 | 0 | 0 | 0
Wednesday | 5 | 25 | 17 | 3473 | 0 | 0 | 0 | 0 | 0 | 0 | 0 | 0 | 0 | 0 | 0 | 0 | 0 | 0 | 0 | 0 | 0 | 0 | 0 | 0 | 0 |  | 0 | 0 | 0 | 0 | 0 | 0 | 0 | 0 |  |  |  |  | 0 | 0 | 0 | 0 | 0 | 0 | 1 | 0 |  | 1 | 1 | 1 | 1 | #VALUE! | #VALUE! | 0 | 0 | 0 | 0 | 0 | 0 | 0 | 0 | 0 | 0 | 0 | 0 | 0 | 0 | 0 | 0 | 0 | 0 | 0 | 0 | 0 | 0 | 0 | 0 | 0
Wednesday | 5 | 25 | 18 | 3474 | 0 | 0 | 0 | 0 | 0 | 0 | 0 | 0 | 0 | 0 | 0 | 0 | 0 | 0 | 0 | 0 | 0 | 0 | 0 | 0 | 0 |  | 0 | 0 | 0 | 0 | 0 | 0 | 0 | 0 |  |  |  |  | 0 | 0 | 0 | 0 | 0 | 0 | 1 | 0 |  | 1 | 1 | 1 | 1 | #VALUE! | #VALUE! | 0 | 0 | 0 | 0 | 0 | 0 | 0 | 0 | 0 | 0 | 0 | 0 | 0 | 0 | 0 | 0 | 0 | 0 | 0 | 0 | 0 | 0 | 0 | 0 | 0
Wednesday | 5 | 25 | 19 | 3475 | 0 | 0 | 0 | 0 | 0 | 0 | 0 | 0 | 0 | 0 | 0 | 0 | 0 | 0 | 0 | 0 | 0 | 0 | 0 | 0 | 0 |  | 0 | 0 | 0 | 0 | 0 | 0 | 0 | 0 |  |  |  |  | 0 | 0 | 0 | 0 | 0 | 0 | 1 | 0 |  | 1 | 1 | 1 | 1 | #VALUE! | #VALUE! | 0 | 0 | 0 | 0 | 0 | 0 | 0 | 0 | 0 | 0 | 0 | 0 | 0 | 0 | 0 | 0 | 0 | 0 | 0 | 0 | 0 | 0 | 0 | 0 | 0
Wednesday | 5 | 25 | 20 | 3476 | 0 | 0 | 0 | 0 | 0 | 0 | 0 | 0 | 0 | 0 | 0 | 0 | 0 | 0 | 0 | 0 | 0 | 0 | 0 | 0 | 0 |  | 0 | 0 | 0 | 0 | 0 | 0 | 0 | 0 |  |  |  |  | 0 | 0 | 0 | 0 | 0 | 0 | 1 | 0 |  | 1 | 1 | 1 | 1 | #VALUE! | #VALUE! | 0 | 0 | 0 | 0 | 0 | 0 | 0 | 0 | 0 | 0 | 0 | 0 | 0 | 0 | 0 | 0 | 0 | 0 | 0 | 0 | 0 | 0 | 0 | 0 | 0
Wednesday | 5 | 25 | 21 | 3477 | 0 | 0 | 0 | 0 | 0 | 0 | 0 | 0 | 0 | 0 | 0 | 0 | 0 | 0 | 0 | 0 | 0 | 0 | 0 | 0 | 0 |  | 0 | 0 | 0 | 0 | 0 | 0 | 0 | 0 |  |  |  |  | 0 | 0 | 0 | 0 | 0 | 0 | 1 | 0 |  | 1 | 1 | 1 | 1 | #VALUE! | #VALUE! | 0 | 0 | 0 | 0 | 0 | 0 | 0 | 0 | 0 | 0 | 0 | 0 | 0 | 0 | 0 | 0 | 0 | 0 | 0 | 0 | 0 | 0 | 0 | 0 | 0
Wednesday | 5 | 25 | 22 | 3478 | 0 | 0 | 0 | 0 | 0 | 0 | 0 | 0 | 0 | 0 | 0 | 0 | 0 | 0 | 0 | 0 | 0 | 0 | 0 | 0 | 0 |  | 0 | 0 | 0 | 0 | 0 | 0 | 0 | 0 |  |  |  |  | 0 | 0 | 0 | 0 | 0 | 0 | 1 | 0 |  | 1 | 1 | 1 | 1 | #VALUE! | #VALUE! | 0 | 0 | 0 | 0 | 0 | 0 | 0 | 0 | 0 | 0 | 0 | 0 | 0 | 0 | 0 | 0 | 0 | 0 | 0 | 0 | 0 | 0 | 0 | 0 | 0
Wednesday | 5 | 25 | 23 | 3479 | 0 | 0 | 0 | 0 | 0 | 0 | 0 | 0 | 0 | 0 | 0 | 0 | 0 | 0 | 0 | 0 | 0 | 0 | 0 | 0 | 0 |  | 0 | 0 | 0 | 0 | 0 | 0 | 0 | 0 |  |  |  |  | 0 | 0 | 0 | 0 | 0 | 0 | 0 | 1 |  | 1 | 1 | 1 | 1 | 1 | 1 | 0 | 0 | 0 | 0 | 0 | 0 | 0 | 0 | 0 | 0 | 0 | 0 | 0 | 0 | 0 | 0 | 0 | 0 | 0 | 0 | 0 | 0 | 0 | 0 | 0
Wednesday | 5 | 25 | 24 | 3480 | 0 | 0 | 0 | 0 | 0 | 0 | 0 | 0 | 0 | 0 | 0 | 0 | 0 | 0 | 0 | 0 | 0 | 0 | 0 | 0 | 0 |  | 0 | 0 | 0 | 0 | 0 | 0 | 0 | 0 |  |  |  |  | 0 | 0 | 0 | 0 | 0 | 0 | 0 | 1 |  | 1 | 1 | 1 | 1 | 1 | 1 | 0 | 0 | 0 | 0 | 0 | 0 | 0 | 0 | 0 | 0 | 0 | 0 | 0 | 0 | 0 | 0 | 0 | 0 | 0 | 0 | 0 | 0 | 0 | 0 | 0
Thursday | 5 | 26 | 1 | 3481 | 0 | 0 | 0 | 0 | 0 | 0 | 0 | 0 | 0 | 0 | 0 | 0 | 0 | 0 | 0 | 0 | 0 | 0 | 0 | 0 | 0 |  | 0 | 0 | 0 | 0 | 0 | 0 | 0 | 0 |  |  |  |  | 0 | 0 | 0 | 0 | 0 | 0 | 0 | 1 |  | 1 | 1 | 1 | 1 | 1 | 1 | 0 | 0 | 0 | 0 | 0 | 0 | 0 | 0 | 0 | 0 | 0 | 0 | 0 | 0 | 0 | 0 | 0 | 0 | 0 | 0 | 0 | 0 | 0 | 0 | 0
Thursday | 5 | 26 | 2 | 3482 | 0 | 0 | 0 | 0 | 0 | 0 | 0 | 0 | 0 | 0 | 0 | 0 | 0 | 0 | 0 | 0 | 0 | 0 | 0 | 0 | 0 |  | 0 | 0 | 0 | 0 | 0 | 0 | 0 | 0 |  |  |  |  | 0 | 0 | 0 | 0 | 0 | 0 | 0 | 1 |  | 1 | 1 | 1 | 1 | 1 | 1 | 0 | 0 | 0 | 0 | 0 | 0 | 0 | 0 | 0 | 0 | 0 | 0 | 0 | 0 | 0 | 0 | 0 | 0 | 0 | 0 | 0 | 0 | 0 | 0 | 0
Thursday | 5 | 26 | 3 | 3483 | 0 | 0 | 0 | 0 | 0 | 0 | 0 | 0 | 0 | 0 | 0 | 0 | 0 | 0 | 0 | 0 | 0 | 0 | 0 | 0 | 0 |  | 0 | 0 | 0 | 0 | 0 | 0 | 0 | 0 |  |  |  |  | 0 | 0 | 0 | 0 | 0 | 0 | 0 | 1 |  | 1 | 1 | 1 | 1 | 1 | 1 | 0 | 0 | 0 | 0 | 0 | 0 | 0 | 0 | 0 | 0 | 0 | 0 | 0 | 0 | 0 | 0 | 0 | 0 | 0 | 0 | 0 | 0 | 0 | 0 | 0
Thursday | 5 | 26 | 4 | 3484 | 0 | 0 | 0 | 0 | 0 | 0 | 0 | 0 | 0 | 0 | 0 | 0 | 0 | 0 | 0 | 0 | 0 | 0 | 0 | 0 | 0 |  | 0 | 0 | 0 | 0 | 0 | 0 | 0 | 0 |  |  |  |  | 0 | 0 | 0 | 0 | 0 | 0 | 0 | 1 |  | 1 | 1 | 1 | 1 | 1 | 1 | 0 | 0 | 0 | 0 | 0 | 0 | 0 | 0 | 0 | 0 | 0 | 0 | 0 | 0 | 0 | 0 | 0 | 0 | 0 | 0 | 0 | 0 | 0 | 0 | 0
Thursday | 5 | 26 | 5 | 3485 | 0 | 0 | 0 | 0 | 0 | 0 | 0 | 0 | 0 | 0 | 0 | 0 | 0 | 0 | 0 | 0 | 0 | 0 | 0 | 0 | 0 |  | 0 | 0 | 0 | 0 | 0 | 0 | 0 | 0 |  |  |  |  | 0 | 0 | 0 | 0 | 0 | 0 | 0 | 1 |  | 1 | 1 | 1 | 1 | 1 | 1 | 0 | 0 | 0 | 0 | 0 | 0 | 0 | 0 | 0 | 0 | 0 | 0 | 0 | 0 | 0 | 0 | 0 | 0 | 0 | 0 | 0 | 0 | 0 | 0 | 0
Thursday | 5 | 26 | 6 | 3486 | 0 | 0 | 0 | 0 | 0 | 0 | 0 | 0 | 0 | 0 | 0 | 0 | 0 | 0 | 0 | 0 | 0 | 0 | 0 | 0 | 0 |  | 0 | 0 | 0 | 0 | 0 | 0 | 0 | 0 |  |  |  |  | 0 | 0 | 0 | 0 | 0 | 0 | 0 | 1 |  | 1 | 1 | 1 | 1 | 1 | 1 | 0 | 0 | 0 | 0 | 0 | 0 | 0 | 0 | 0 | 0 | 0 | 0 | 0 | 0 | 0 | 0 | 0 | 0 | 0 | 0 | 0 | 0 | 0 | 0 | 0
Thursday | 5 | 26 | 7 | 3487 | 0 | 0 | 0 | 0 | 0 | 0 | 0 | 0 | 0 | 0 | 0 | 0 | 0 | 0 | 0 | 0 | 0 | 0 | 0 | 0 | 0 |  | 0 | 0 | 0 | 0 | 0 | 0 | 0 | 0 |  |  |  |  | 0 | 0 | 0 | 0 | 0 | 0 | 0 | 1 |  | 1 | 1 | 1 | 1 | 1 | 1 | 0 | 0 | 0 | 0 | 0 | 0 | 0 | 0 | 0 | 0 | 0 | 0 | 0 | 0 | 0 | 0 | 0 | 0 | 0 | 0 | 0 | 0 | 0 | 0 | 0
Thursday | 5 | 26 | 8 | 3488 | 0 | 0 | 0 | 0 | 0 | 0 | 0 | 0 | 0 | 0 | 0 | 0 | 0 | 0 | 0 | 0 | 0 | 0 | 0 | 0 | 0 |  | 0 | 0 | 0 | 0 | 0 | 0 | 0 | 0 |  |  |  |  | 0 | 0 | 0 | 0 | 0 | 0 | 1 | 0 |  | 1 | 1 | 1 | 1 | #VALUE! | #VALUE! | 0 | 0 | 0 | 0 | 0 | 0 | 0 | 0 | 0 | 0 | 0 | 0 | 0 | 0 | 0 | 0 | 0 | 0 | 0 | 0 | 0 | 0 | 0 | 0 | 0
Thursday | 5 | 26 | 9 | 3489 | 0 | 0 | 0 | 0 | 0 | 0 | 0 | 0 | 0 | 0 | 0 | 0 | 0 | 0 | 0 | 0 | 0 | 0 | 0 | 0 | 0 |  | 0 | 0 | 0 | 0 | 0 | 0 | 0 | 0 |  |  |  |  | 0 | 0 | 0 | 0 | 0 | 0 | 1 | 0 |  | 1 | 1 | 1 | 1 | #VALUE! | #VALUE! | 0 | 0 | 0 | 0 | 0 | 0 | 0 | 0 | 0 | 0 | 0 | 0 | 0 | 0 | 0 | 0 | 0 | 0 | 0 | 0 | 0 | 0 | 0 | 0 | 0
Thursday | 5 | 26 | 10 | 3490 | 0 | 0 | 0 | 0 | 0 | 0 | 0 | 0 | 0 | 0 | 0 | 0 | 0 | 0 | 0 | 0 | 0 | 0 | 0 | 0 | 0 |  | 0 | 0 | 0 | 0 | 0 | 0 | 0 | 0 |  |  |  |  | 0 | 0 | 0 | 0 | 0 | 0 | 1 | 0 |  | 1 | 1 | 1 | 1 | #VALUE! | #VALUE! | 0 | 0 | 0 | 0 | 0 | 0 | 0 | 0 | 0 | 0 | 0 | 0 | 0 | 0 | 0 | 0 | 0 | 0 | 0 | 0 | 0 | 0 | 0 | 0 | 0
Thursday | 5 | 26 | 11 | 3491 | 0 | 0 | 0 | 0 | 0 | 0 | 0 | 0 | 0 | 0 | 0 | 0 | 0 | 0 | 0 | 0 | 0 | 0 | 0 | 0 | 0 |  | 0 | 0 | 0 | 0 | 0 | 0 | 0 | 0 |  |  |  |  | 0 | 0 | 0 | 0 | 0 | 0 | 1 | 0 |  | 1 | 1 | 1 | 1 | #VALUE! | #VALUE! | 0 | 0 | 0 | 0 | 0 | 0 | 0 | 0 | 0 | 0 | 0 | 0 | 0 | 0 | 0 | 0 | 0 | 0 | 0 | 0 | 0 | 0 | 0 | 0 | 0
Thursday | 5 | 26 | 12 | 3492 | 0 | 0 | 0 | 0 | 0 | 0 | 0 | 0 | 0 | 0 | 0 | 0 | 0 | 0 | 0 | 0 | 0 | 0 | 0 | 0 | 0 |  | 0 | 0 | 0 | 0 | 0 | 0 | 0 | 0 |  |  |  |  | 0 | 0 | 0 | 0 | 0 | 0 | 1 | 0 |  | 1 | 1 | 1 | 1 | #VALUE! | #VALUE! | 0 | 0 | 0 | 0 | 0 | 0 | 0 | 0 | 0 | 0 | 0 | 0 | 0 | 0 | 0 | 0 | 0 | 0 | 0 | 0 | 0 | 0 | 0 | 0 | 0
Thursday | 5 | 26 | 13 | 3493 | 0 | 0 | 0 | 0 | 0 | 0 | 0 | 0 | 0 | 0 | 0 | 0 | 0 | 0 | 0 | 0 | 0 | 0 | 0 | 0 | 0 |  | 0 | 0 | 0 | 0 | 0 | 0 | 0 | 0 |  |  |  |  | 0 | 0 | 0 | 0 | 0 | 0 | 1 | 0 |  | 1 | 1 | 1 | 1 | #VALUE! | #VALUE! | 0 | 0 | 0 | 0 | 0 | 0 | 0 | 0 | 0 | 0 | 0 | 0 | 0 | 0 | 0 | 0 | 0 | 0 | 0 | 0 | 0 | 0 | 0 | 0 | 0
Thursday | 5 | 26 | 14 | 3494 | 0 | 0 | 0 | 0 | 0 | 0 | 0 | 0 | 0 | 0 | 0 | 0 | 0 | 0 | 0 | 0 | 0 | 0 | 0 | 0 | 0 |  | 0 | 0 | 0 | 0 | 0 | 0 | 0 | 0 |  |  |  |  | 0 | 0 | 0 | 0 | 0 | 0 | 1 | 0 |  | 1 | 1 | 1 | 1 | #VALUE! | #VALUE! | 0 | 0 | 0 | 0 | 0 | 0 | 0 | 0 | 0 | 0 | 0 | 0 | 0 | 0 | 0 | 0 | 0 | 0 | 0 | 0 | 0 | 0 | 0 | 0 | 0
Thursday | 5 | 26 | 15 | 3495 | 0 | 0 | 0 | 0 | 0 | 0 | 0 | 0 | 0 | 0 | 0 | 0 | 0 | 0 | 0 | 0 | 0 | 0 | 0 | 0 | 0 |  | 0 | 0 | 0 | 0 | 0 | 0 | 0 | 0 |  |  |  |  | 0 | 0 | 0 | 0 | 0 | 0 | 1 | 0 |  | 1 | 1 | 1 | 1 | #VALUE! | #VALUE! | 0 | 0 | 0 | 0 | 0 | 0 | 0 | 0 | 0 | 0 | 0 | 0 | 0 | 0 | 0 | 0 | 0 | 0 | 0 | 0 | 0 | 0 | 0 | 0 | 0
Thursday | 5 | 26 | 16 | 3496 | 0 | 0 | 0 | 0 | 0 | 0 | 0 | 0 | 0 | 0 | 0 | 0 | 0 | 0 | 0 | 0 | 0 | 0 | 0 | 0 | 0 |  | 0 | 0 | 0 | 0 | 0 | 0 | 0 | 0 |  |  |  |  | 0 | 0 | 0 | 0 | 0 | 0 | 1 | 0 |  | 1 | 1 | 1 | 1 | #VALUE! | #VALUE! | 0 | 0 | 0 | 0 | 0 | 0 | 0 | 0 | 0 | 0 | 0 | 0 | 0 | 0 | 0 | 0 | 0 | 0 | 0 | 0 | 0 | 0 | 0 | 0 | 0
Thursday | 5 | 26 | 17 | 3497 | 0 | 0 | 0 | 0 | 0 | 0 | 0 | 0 | 0 | 0 | 0 | 0 | 0 | 0 | 0 | 0 | 0 | 0 | 0 | 0 | 0 |  | 0 | 0 | 0 | 0 | 0 | 0 | 0 | 0 |  |  |  |  | 0 | 0 | 0 | 0 | 0 | 0 | 1 | 0 |  | 1 | 1 | 1 | 1 | #VALUE! | #VALUE! | 0 | 0 | 0 | 0 | 0 | 0 | 0 | 0 | 0 | 0 | 0 | 0 | 0 | 0 | 0 | 0 | 0 | 0 | 0 | 0 | 0 | 0 | 0 | 0 | 0
Thursday | 5 | 26 | 18 | 3498 | 0 | 0 | 0 | 0 | 0 | 0 | 0 | 0 | 0 | 0 | 0 | 0 | 0 | 0 | 0 | 0 | 0 | 0 | 0 | 0 | 0 |  | 0 | 0 | 0 | 0 | 0 | 0 | 0 | 0 |  |  |  |  | 0 | 0 | 0 | 0 | 0 | 0 | 1 | 0 |  | 1 | 1 | 1 | 1 | #VALUE! | #VALUE! | 0 | 0 | 0 | 0 | 0 | 0 | 0 | 0 | 0 | 0 | 0 | 0 | 0 | 0 | 0 | 0 | 0 | 0 | 0 | 0 | 0 | 0 | 0 | 0 | 0
Thursday | 5 | 26 | 19 | 3499 | 0 | 0 | 0 | 0 | 0 | 0 | 0 | 0 | 0 | 0 | 0 | 0 | 0 | 0 | 0 | 0 | 0 | 0 | 0 | 0 | 0 |  | 0 | 0 | 0 | 0 | 0 | 0 | 0 | 0 |  |  |  |  | 0 | 0 | 0 | 0 | 0 | 0 | 1 | 0 |  | 1 | 1 | 1 | 1 | #VALUE! | #VALUE! | 0 | 0 | 0 | 0 | 0 | 0 | 0 | 0 | 0 | 0 | 0 | 0 | 0 | 0 | 0 | 0 | 0 | 0 | 0 | 0 | 0 | 0 | 0 | 0 | 0
Thursday | 5 | 26 | 20 | 3500 | 0 | 0 | 0 | 0 | 0 | 0 | 0 | 0 | 0 | 0 | 0 | 0 | 0 | 0 | 0 | 0 | 0 | 0 | 0 | 0 | 0 |  | 0 | 0 | 0 | 0 | 0 | 0 | 0 | 0 |  |  |  |  | 0 | 0 | 0 | 0 | 0 | 0 | 1 | 0 |  | 1 | 1 | 1 | 1 | #VALUE! | #VALUE! | 0 | 0 | 0 | 0 | 0 | 0 | 0 | 0 | 0 | 0 | 0 | 0 | 0 | 0 | 0 | 0 | 0 | 0 | 0 | 0 | 0 | 0 | 0 | 0 | 0
Thursday | 5 | 26 | 21 | 3501 | 0 | 0 | 0 | 0 | 0 | 0 | 0 | 0 | 0 | 0 | 0 | 0 | 0 | 0 | 0 | 0 | 0 | 0 | 0 | 0 | 0 |  | 0 | 0 | 0 | 0 | 0 | 0 | 0 | 0 |  |  |  |  | 0 | 0 | 0 | 0 | 0 | 0 | 1 | 0 |  | 1 | 1 | 1 | 1 | #VALUE! | #VALUE! | 0 | 0 | 0 | 0 | 0 | 0 | 0 | 0 | 0 | 0 | 0 | 0 | 0 | 0 | 0 | 0 | 0 | 0 | 0 | 0 | 0 | 0 | 0 | 0 | 0
Thursday | 5 | 26 | 22 | 3502 | 0 | 0 | 0 | 0 | 0 | 0 | 0 | 0 | 0 | 0 | 0 | 0 | 0 | 0 | 0 | 0 | 0 | 0 | 0 | 0 | 0 |  | 0 | 0 | 0 | 0 | 0 | 0 | 0 | 0 |  |  |  |  | 0 | 0 | 0 | 0 | 0 | 0 | 1 | 0 |  | 1 | 1 | 1 | 1 | #VALUE! | #VALUE! | 0 | 0 | 0 | 0 | 0 | 0 | 0 | 0 | 0 | 0 | 0 | 0 | 0 | 0 | 0 | 0 | 0 | 0 | 0 | 0 | 0 | 0 | 0 | 0 | 0
Thursday | 5 | 26 | 23 | 3503 | 0 | 0 | 0 | 0 | 0 | 0 | 0 | 0 | 0 | 0 | 0 | 0 | 0 | 0 | 0 | 0 | 0 | 0 | 0 | 0 | 0 |  | 0 | 0 | 0 | 0 | 0 | 0 | 0 | 0 |  |  |  |  | 0 | 0 | 0 | 0 | 0 | 0 | 0 | 1 |  | 1 | 1 | 1 | 1 | 1 | 1 | 0 | 0 | 0 | 0 | 0 | 0 | 0 | 0 | 0 | 0 | 0 | 0 | 0 | 0 | 0 | 0 | 0 | 0 | 0 | 0 | 0 | 0 | 0 | 0 | 0
Thursday | 5 | 26 | 24 | 3504 | 0 | 0 | 0 | 0 | 0 | 0 | 0 | 0 | 0 | 0 | 0 | 0 | 0 | 0 | 0 | 0 | 0 | 0 | 0 | 0 | 0 |  | 0 | 0 | 0 | 0 | 0 | 0 | 0 | 0 |  |  |  |  | 0 | 0 | 0 | 0 | 0 | 0 | 0 | 1 |  | 1 | 1 | 1 | 1 | 1 | 1 | 0 | 0 | 0 | 0 | 0 | 0 | 0 | 0 | 0 | 0 | 0 | 0 | 0 | 0 | 0 | 0 | 0 | 0 | 0 | 0 | 0 | 0 | 0 | 0 | 0
Friday | 5 | 27 | 1 | 3505 | 0 | 0 | 0 | 0 | 0 | 0 | 0 | 0 | 0 | 0 | 0 | 0 | 0 | 0 | 0 | 0 | 0 | 0 | 0 | 0 | 0 |  | 0 | 0 | 0 | 0 | 0 | 0 | 0 | 0 |  |  |  |  | 0 | 0 | 0 | 0 | 0 | 0 | 0 | 1 |  | 1 | 1 | 1 | 1 | 1 | 1 | 0 | 0 | 0 | 0 | 0 | 0 | 0 | 0 | 0 | 0 | 0 | 0 | 0 | 0 | 0 | 0 | 0 | 0 | 0 | 0 | 0 | 0 | 0 | 0 | 0
Friday | 5 | 27 | 2 | 3506 | 0 | 0 | 0 | 0 | 0 | 0 | 0 | 0 | 0 | 0 | 0 | 0 | 0 | 0 | 0 | 0 | 0 | 0 | 0 | 0 | 0 |  | 0 | 0 | 0 | 0 | 0 | 0 | 0 | 0 |  |  |  |  | 0 | 0 | 0 | 0 | 0 | 0 | 0 | 1 |  | 1 | 1 | 1 | 1 | 1 | 1 | 0 | 0 | 0 | 0 | 0 | 0 | 0 | 0 | 0 | 0 | 0 | 0 | 0 | 0 | 0 | 0 | 0 | 0 | 0 | 0 | 0 | 0 | 0 | 0 | 0
Friday | 5 | 27 | 3 | 3507 | 0 | 0 | 0 | 0 | 0 | 0 | 0 | 0 | 0 | 0 | 0 | 0 | 0 | 0 | 0 | 0 | 0 | 0 | 0 | 0 | 0 |  | 0 | 0 | 0 | 0 | 0 | 0 | 0 | 0 |  |  |  |  | 0 | 0 | 0 | 0 | 0 | 0 | 0 | 1 |  | 1 | 1 | 1 | 1 | 1 | 1 | 0 | 0 | 0 | 0 | 0 | 0 | 0 | 0 | 0 | 0 | 0 | 0 | 0 | 0 | 0 | 0 | 0 | 0 | 0 | 0 | 0 | 0 | 0 | 0 | 0
Friday | 5 | 27 | 4 | 3508 | 0 | 0 | 0 | 0 | 0 | 0 | 0 | 0 | 0 | 0 | 0 | 0 | 0 | 0 | 0 | 0 | 0 | 0 | 0 | 0 | 0 |  | 0 | 0 | 0 | 0 | 0 | 0 | 0 | 0 |  |  |  |  | 0 | 0 | 0 | 0 | 0 | 0 | 0 | 1 |  | 1 | 1 | 1 | 1 | 1 | 1 | 0 | 0 | 0 | 0 | 0 | 0 | 0 | 0 | 0 | 0 | 0 | 0 | 0 | 0 | 0 | 0 | 0 | 0 | 0 | 0 | 0 | 0 | 0 | 0 | 0
Friday | 5 | 27 | 5 | 3509 | 0 | 0 | 0 | 0 | 0 | 0 | 0 | 0 | 0 | 0 | 0 | 0 | 0 | 0 | 0 | 0 | 0 | 0 | 0 | 0 | 0 |  | 0 | 0 | 0 | 0 | 0 | 0 | 0 | 0 |  |  |  |  | 0 | 0 | 0 | 0 | 0 | 0 | 0 | 1 |  | 1 | 1 | 1 | 1 | 1 | 1 | 0 | 0 | 0 | 0 | 0 | 0 | 0 | 0 | 0 | 0 | 0 | 0 | 0 | 0 | 0 | 0 | 0 | 0 | 0 | 0 | 0 | 0 | 0 | 0 | 0
Friday | 5 | 27 | 6 | 3510 | 0 | 0 | 0 | 0 | 0 | 0 | 0 | 0 | 0 | 0 | 0 | 0 | 0 | 0 | 0 | 0 | 0 | 0 | 0 | 0 | 0 |  | 0 | 0 | 0 | 0 | 0 | 0 | 0 | 0 |  |  |  |  | 0 | 0 | 0 | 0 | 0 | 0 | 0 | 1 |  | 1 | 1 | 1 | 1 | 1 | 1 | 0 | 0 | 0 | 0 | 0 | 0 | 0 | 0 | 0 | 0 | 0 | 0 | 0 | 0 | 0 | 0 | 0 | 0 | 0 | 0 | 0 | 0 | 0 | 0 | 0
Friday | 5 | 27 | 7 | 3511 | 0 | 0 | 0 | 0 | 0 | 0 | 0 | 0 | 0 | 0 | 0 | 0 | 0 | 0 | 0 | 0 | 0 | 0 | 0 | 0 | 0 |  | 0 | 0 | 0 | 0 | 0 | 0 | 0 | 0 |  |  |  |  | 0 | 0 | 0 | 0 | 0 | 0 | 0 | 1 |  | 1 | 1 | 1 | 1 | 1 | 1 | 0 | 0 | 0 | 0 | 0 | 0 | 0 | 0 | 0 | 0 | 0 | 0 | 0 | 0 | 0 | 0 | 0 | 0 | 0 | 0 | 0 | 0 | 0 | 0 | 0
Friday | 5 | 27 | 8 | 3512 | 0 | 0 | 0 | 0 | 0 | 0 | 0 | 0 | 0 | 0 | 0 | 0 | 0 | 0 | 0 | 0 | 0 | 0 | 0 | 0 | 0 |  | 0 | 0 | 0 | 0 | 0 | 0 | 0 | 0 |  |  |  |  | 0 | 0 | 0 | 0 | 0 | 0 | 1 | 0 |  | 1 | 1 | 1 | 1 | #VALUE! | #VALUE! | 0 | 0 | 0 | 0 | 0 | 0 | 0 | 0 | 0 | 0 | 0 | 0 | 0 | 0 | 0 | 0 | 0 | 0 | 0 | 0 | 0 | 0 | 0 | 0 | 0
Friday | 5 | 27 | 9 | 3513 | 0 | 0 | 0 | 0 | 0 | 0 | 0 | 0 | 0 | 0 | 0 | 0 | 0 | 0 | 0 | 0 | 0 | 0 | 0 | 0 | 0 |  | 0 | 0 | 0 | 0 | 0 | 0 | 0 | 0 |  |  |  |  | 0 | 0 | 0 | 0 | 0 | 0 | 1 | 0 |  | 1 | 1 | 1 | 1 | #VALUE! | #VALUE! | 0 | 0 | 0 | 0 | 0 | 0 | 0 | 0 | 0 | 0 | 0 | 0 | 0 | 0 | 0 | 0 | 0 | 0 | 0 | 0 | 0 | 0 | 0 | 0 | 0
Friday | 5 | 27 | 10 | 3514 | 0 | 0 | 0 | 0 | 0 | 0 | 0 | 0 | 0 | 0 | 0 | 0 | 0 | 0 | 0 | 0 | 0 | 0 | 0 | 0 | 0 |  | 0 | 0 | 0 | 0 | 0 | 0 | 0 | 0 |  |  |  |  | 0 | 0 | 0 | 0 | 0 | 0 | 1 | 0 |  | 1 | 1 | 1 | 1 | #VALUE! | #VALUE! | 0 | 0 | 0 | 0 | 0 | 0 | 0 | 0 | 0 | 0 | 0 | 0 | 0 | 0 | 0 | 0 | 0 | 0 | 0 | 0 | 0 | 0 | 0 | 0 | 0
Friday | 5 | 27 | 11 | 3515 | 0 | 0 | 0 | 0 | 0 | 0 | 0 | 0 | 0 | 0 | 0 | 0 | 0 | 0 | 0 | 0 | 0 | 0 | 0 | 0 | 0 |  | 0 | 0 | 0 | 0 | 0 | 0 | 0 | 0 |  |  |  |  | 0 | 0 | 0 | 0 | 0 | 0 | 1 | 0 |  | 1 | 1 | 1 | 1 | #VALUE! | #VALUE! | 0 | 0 | 0 | 0 | 0 | 0 | 0 | 0 | 0 | 0 | 0 | 0 | 0 | 0 | 0 | 0 | 0 | 0 | 0 | 0 | 0 | 0 | 0 | 0 | 0
Friday | 5 | 27 | 12 | 3516 | 0 | 0 | 0 | 0 | 0 | 0 | 0 | 0 | 0 | 0 | 0 | 0 | 0 | 0 | 0 | 0 | 0 | 0 | 0 | 0 | 0 |  | 0 | 0 | 0 | 0 | 0 | 0 | 0 | 0 |  |  |  |  | 0 | 0 | 0 | 0 | 0 | 0 | 1 | 0 |  | 1 | 1 | 1 | 1 | #VALUE! | #VALUE! | 0 | 0 | 0 | 0 | 0 | 0 | 0 | 0 | 0 | 0 | 0 | 0 | 0 | 0 | 0 | 0 | 0 | 0 | 0 | 0 | 0 | 0 | 0 | 0 | 0
Friday | 5 | 27 | 13 | 3517 | 0 | 0 | 0 | 0 | 0 | 0 | 0 | 0 | 0 | 0 | 0 | 0 | 0 | 0 | 0 | 0 | 0 | 0 | 0 | 0 | 0 |  | 0 | 0 | 0 | 0 | 0 | 0 | 0 | 0 |  |  |  |  | 0 | 0 | 0 | 0 | 0 | 0 | 1 | 0 |  | 1 | 1 | 1 | 1 | #VALUE! | #VALUE! | 0 | 0 | 0 | 0 | 0 | 0 | 0 | 0 | 0 | 0 | 0 | 0 | 0 | 0 | 0 | 0 | 0 | 0 | 0 | 0 | 0 | 0 | 0 | 0 | 0
Friday | 5 | 27 | 14 | 3518 | 0 | 0 | 0 | 0 | 0 | 0 | 0 | 0 | 0 | 0 | 0 | 0 | 0 | 0 | 0 | 0 | 0 | 0 | 0 | 0 | 0 |  | 0 | 0 | 0 | 0 | 0 | 0 | 0 | 0 |  |  |  |  | 0 | 0 | 0 | 0 | 0 | 0 | 1 | 0 |  | 1 | 1 | 1 | 1 | #VALUE! | #VALUE! | 0 | 0 | 0 | 0 | 0 | 0 | 0 | 0 | 0 | 0 | 0 | 0 | 0 | 0 | 0 | 0 | 0 | 0 | 0 | 0 | 0 | 0 | 0 | 0 | 0
Friday | 5 | 27 | 15 | 3519 | 0 | 0 | 0 | 0 | 0 | 0 | 0 | 0 | 0 | 0 | 0 | 0 | 0 | 0 | 0 | 0 | 0 | 0 | 0 | 0 | 0 |  | 0 | 0 | 0 | 0 | 0 | 0 | 0 | 0 |  |  |  |  | 0 | 0 | 0 | 0 | 0 | 0 | 1 | 0 |  | 1 | 1 | 1 | 1 | #VALUE! | #VALUE! | 0 | 0 | 0 | 0 | 0 | 0 | 0 | 0 | 0 | 0 | 0 | 0 | 0 | 0 | 0 | 0 | 0 | 0 | 0 | 0 | 0 | 0 | 0 | 0 | 0
Friday | 5 | 27 | 16 | 3520 | 0 | 0 | 0 | 0 | 0 | 0 | 0 | 0 | 0 | 0 | 0 | 0 | 0 | 0 | 0 | 0 | 0 | 0 | 0 | 0 | 0 |  | 0 | 0 | 0 | 0 | 0 | 0 | 0 | 0 |  |  |  |  | 0 | 0 | 0 | 0 | 0 | 0 | 1 | 0 |  | 1 | 1 | 1 | 1 | #VALUE! | #VALUE! | 0 | 0 | 0 | 0 | 0 | 0 | 0 | 0 | 0 | 0 | 0 | 0 | 0 | 0 | 0 | 0 | 0 | 0 | 0 | 0 | 0 | 0 | 0 | 0 | 0
Friday | 5 | 27 | 17 | 3521 | 0 | 0 | 0 | 0 | 0 | 0 | 0 | 0 | 0 | 0 | 0 | 0 | 0 | 0 | 0 | 0 | 0 | 0 | 0 | 0 | 0 |  | 0 | 0 | 0 | 0 | 0 | 0 | 0 | 0 |  |  |  |  | 0 | 0 | 0 | 0 | 0 | 0 | 1 | 0 |  | 1 | 1 | 1 | 1 | #VALUE! | #VALUE! | 0 | 0 | 0 | 0 | 0 | 0 | 0 | 0 | 0 | 0 | 0 | 0 | 0 | 0 | 0 | 0 | 0 | 0 | 0 | 0 | 0 | 0 | 0 | 0 | 0
Friday | 5 | 27 | 18 | 3522 | 0 | 0 | 0 | 0 | 0 | 0 | 0 | 0 | 0 | 0 | 0 | 0 | 0 | 0 | 0 | 0 | 0 | 0 | 0 | 0 | 0 |  | 0 | 0 | 0 | 0 | 0 | 0 | 0 | 0 |  |  |  |  | 0 | 0 | 0 | 0 | 0 | 0 | 1 | 0 |  | 1 | 1 | 1 | 1 | #VALUE! | #VALUE! | 0 | 0 | 0 | 0 | 0 | 0 | 0 | 0 | 0 | 0 | 0 | 0 | 0 | 0 | 0 | 0 | 0 | 0 | 0 | 0 | 0 | 0 | 0 | 0 | 0
Friday | 5 | 27 | 19 | 3523 | 0 | 0 | 0 | 0 | 0 | 0 | 0 | 0 | 0 | 0 | 0 | 0 | 0 | 0 | 0 | 0 | 0 | 0 | 0 | 0 | 0 |  | 0 | 0 | 0 | 0 | 0 | 0 | 0 | 0 |  |  |  |  | 0 | 0 | 0 | 0 | 0 | 0 | 1 | 0 |  | 1 | 1 | 1 | 1 | #VALUE! | #VALUE! | 0 | 0 | 0 | 0 | 0 | 0 | 0 | 0 | 0 | 0 | 0 | 0 | 0 | 0 | 0 | 0 | 0 | 0 | 0 | 0 | 0 | 0 | 0 | 0 | 0
Friday | 5 | 27 | 20 | 3524 | 0 | 0 | 0 | 0 | 0 | 0 | 0 | 0 | 0 | 0 | 0 | 0 | 0 | 0 | 0 | 0 | 0 | 0 | 0 | 0 | 0 |  | 0 | 0 | 0 | 0 | 0 | 0 | 0 | 0 |  |  |  |  | 0 | 0 | 0 | 0 | 0 | 0 | 1 | 0 |  | 1 | 1 | 1 | 1 | #VALUE! | #VALUE! | 0 | 0 | 0 | 0 | 0 | 0 | 0 | 0 | 0 | 0 | 0 | 0 | 0 | 0 | 0 | 0 | 0 | 0 | 0 | 0 | 0 | 0 | 0 | 0 | 0
Friday | 5 | 27 | 21 | 3525 | 0 | 0 | 0 | 0 | 0 | 0 | 0 | 0 | 0 | 0 | 0 | 0 | 0 | 0 | 0 | 0 | 0 | 0 | 0 | 0 | 0 |  | 0 | 0 | 0 | 0 | 0 | 0 | 0 | 0 |  |  |  |  | 0 | 0 | 0 | 0 | 0 | 0 | 1 | 0 |  | 1 | 1 | 1 | 1 | #VALUE! | #VALUE! | 0 | 0 | 0 | 0 | 0 | 0 | 0 | 0 | 0 | 0 | 0 | 0 | 0 | 0 | 0 | 0 | 0 | 0 | 0 | 0 | 0 | 0 | 0 | 0 | 0
Friday | 5 | 27 | 22 | 3526 | 0 | 0 | 0 | 0 | 0 | 0 | 0 | 0 | 0 | 0 | 0 | 0 | 0 | 0 | 0 | 0 | 0 | 0 | 0 | 0 | 0 |  | 0 | 0 | 0 | 0 | 0 | 0 | 0 | 0 |  |  |  |  | 0 | 0 | 0 | 0 | 0 | 0 | 1 | 0 |  | 1 | 1 | 1 | 1 | #VALUE! | #VALUE! | 0 | 0 | 0 | 0 | 0 | 0 | 0 | 0 | 0 | 0 | 0 | 0 | 0 | 0 | 0 | 0 | 0 | 0 | 0 | 0 | 0 | 0 | 0 | 0 | 0
Friday | 5 | 27 | 23 | 3527 | 0 | 0 | 0 | 0 | 0 | 0 | 0 | 0 | 0 | 0 | 0 | 0 | 0 | 0 | 0 | 0 | 0 | 0 | 0 | 0 | 0 |  | 0 | 0 | 0 | 0 | 0 | 0 | 0 | 0 |  |  |  |  | 0 | 0 | 0 | 0 | 0 | 0 | 0 | 1 |  | 1 | 1 | 1 | 1 | 1 | 1 | 0 | 0 | 0 | 0 | 0 | 0 | 0 | 0 | 0 | 0 | 0 | 0 | 0 | 0 | 0 | 0 | 0 | 0 | 0 | 0 | 0 | 0 | 0 | 0 | 0
Friday | 5 | 27 | 24 | 3528 | 0 | 0 | 0 | 0 | 0 | 0 | 0 | 0 | 0 | 0 | 0 | 0 | 0 | 0 | 0 | 0 | 0 | 0 | 0 | 0 | 0 |  | 0 | 0 | 0 | 0 | 0 | 0 | 0 | 0 |  |  |  |  | 0 | 0 | 0 | 0 | 0 | 0 | 0 | 1 |  | 1 | 1 | 1 | 1 | 1 | 1 | 0 | 0 | 0 | 0 | 0 | 0 | 0 | 0 | 0 | 0 | 0 | 0 | 0 | 0 | 0 | 0 | 0 | 0 | 0 | 0 | 0 | 0 | 0 | 0 | 0
Saturday | 5 | 28 | 1 | 3529 | 0 | 0 | 0 | 0 | 0 | 0 | 0 | 0 | 0 | 0 | 0 | 0 | 0 | 0 | 0 | 0 | 0 | 0 | 0 | 0 | 0 |  | 0 | 0 | 0 | 0 | 0 | 0 | 0 | 0 |  |  |  |  | 0 | 0 | 0 | 0 | 0 | 0 | 0 | 1 |  | 1 | 1 | 1 | 1 | 1 | 1 | 0 | 0 | 0 | 0 | 0 | 0 | 0 | 0 | 0 | 0 | 0 | 0 | 0 | 0 | 0 | 0 | 0 | 0 | 0 | 0 | 0 | 0 | 0 | 0 | 0
Saturday | 5 | 28 | 2 | 3530 | 0 | 0 | 0 | 0 | 0 | 0 | 0 | 0 | 0 | 0 | 0 | 0 | 0 | 0 | 0 | 0 | 0 | 0 | 0 | 0 | 0 |  | 0 | 0 | 0 | 0 | 0 | 0 | 0 | 0 |  |  |  |  | 0 | 0 | 0 | 0 | 0 | 0 | 0 | 1 |  | 1 | 1 | 1 | 1 | 1 | 1 | 0 | 0 | 0 | 0 | 0 | 0 | 0 | 0 | 0 | 0 | 0 | 0 | 0 | 0 | 0 | 0 | 0 | 0 | 0 | 0 | 0 | 0 | 0 | 0 | 0
Saturday | 5 | 28 | 3 | 3531 | 0 | 0 | 0 | 0 | 0 | 0 | 0 | 0 | 0 | 0 | 0 | 0 | 0 | 0 | 0 | 0 | 0 | 0 | 0 | 0 | 0 |  | 0 | 0 | 0 | 0 | 0 | 0 | 0 | 0 |  |  |  |  | 0 | 0 | 0 | 0 | 0 | 0 | 0 | 1 |  | 1 | 1 | 1 | 1 | 1 | 1 | 0 | 0 | 0 | 0 | 0 | 0 | 0 | 0 | 0 | 0 | 0 | 0 | 0 | 0 | 0 | 0 | 0 | 0 | 0 | 0 | 0 | 0 | 0 | 0 | 0
Saturday | 5 | 28 | 4 | 3532 | 0 | 0 | 0 | 0 | 0 | 0 | 0 | 0 | 0 | 0 | 0 | 0 | 0 | 0 | 0 | 0 | 0 | 0 | 0 | 0 | 0 |  | 0 | 0 | 0 | 0 | 0 | 0 | 0 | 0 |  |  |  |  | 0 | 0 | 0 | 0 | 0 | 0 | 0 | 1 |  | 1 | 1 | 1 | 1 | 1 | 1 | 0 | 0 | 0 | 0 | 0 | 0 | 0 | 0 | 0 | 0 | 0 | 0 | 0 | 0 | 0 | 0 | 0 | 0 | 0 | 0 | 0 | 0 | 0 | 0 | 0
Saturday | 5 | 28 | 5 | 3533 | 0 | 0 | 0 | 0 | 0 | 0 | 0 | 0 | 0 | 0 | 0 | 0 | 0 | 0 | 0 | 0 | 0 | 0 | 0 | 0 | 0 |  | 0 | 0 | 0 | 0 | 0 | 0 | 0 | 0 |  |  |  |  | 0 | 0 | 0 | 0 | 0 | 0 | 0 | 1 |  | 1 | 1 | 1 | 1 | 1 | 1 | 0 | 0 | 0 | 0 | 0 | 0 | 0 | 0 | 0 | 0 | 0 | 0 | 0 | 0 | 0 | 0 | 0 | 0 | 0 | 0 | 0 | 0 | 0 | 0 | 0
Saturday | 5 | 28 | 6 | 3534 | 0 | 0 | 0 | 0 | 0 | 0 | 0 | 0 | 0 | 0 | 0 | 0 | 0 | 0 | 0 | 0 | 0 | 0 | 0 | 0 | 0 |  | 0 | 0 | 0 | 0 | 0 | 0 | 0 | 0 |  |  |  |  | 0 | 0 | 0 | 0 | 0 | 0 | 0 | 1 |  | 1 | 1 | 1 | 1 | 1 | 1 | 0 | 0 | 0 | 0 | 0 | 0 | 0 | 0 | 0 | 0 | 0 | 0 | 0 | 0 | 0 | 0 | 0 | 0 | 0 | 0 | 0 | 0 | 0 | 0 | 0
Saturday | 5 | 28 | 7 | 3535 | 0 | 0 | 0 | 0 | 0 | 0 | 0 | 0 | 0 | 0 | 0 | 0 | 0 | 0 | 0 | 0 | 0 | 0 | 0 | 0 | 0 |  | 0 | 0 | 0 | 0 | 0 | 0 | 0 | 0 |  |  |  |  | 0 | 0 | 0 | 0 | 0 | 0 | 0 | 1 |  | 1 | 1 | 1 | 1 | 1 | 1 | 0 | 0 | 0 | 0 | 0 | 0 | 0 | 0 | 0 | 0 | 0 | 0 | 0 | 0 | 0 | 0 | 0 | 0 | 0 | 0 | 0 | 0 | 0 | 0 | 0
Saturday | 5 | 28 | 8 | 3536 | 0 | 0 | 0 | 0 | 0 | 0 | 0 | 0 | 0 | 0 | 0 | 0 | 0 | 0 | 0 | 0 | 0 | 0 | 0 | 0 | 0 |  | 0 | 0 | 0 | 0 | 0 | 0 | 0 | 0 |  |  |  |  | 0 | 0 | 0 | 0 | 0 | 0 | 0 | 1 |  | 1 | 1 | 1 | 1 | 1 | 1 | 0 | 0 | 0 | 0 | 0 | 0 | 0 | 0 | 0 | 0 | 0 | 0 | 0 | 0 | 0 | 0 | 0 | 0 | 0 | 0 | 0 | 0 | 0 | 0 | 0
Saturday | 5 | 28 | 9 | 3537 | 0 | 0 | 0 | 0 | 0 | 0 | 0 | 0 | 0 | 0 | 0 | 0 | 0 | 0 | 0 | 0 | 0 | 0 | 0 | 0 | 0 |  | 0 | 0 | 0 | 0 | 0 | 0 | 0 | 0 |  |  |  |  | 0 | 0 | 0 | 0 | 0 | 0 | 0 | 1 |  | 1 | 1 | 1 | 1 | 1 | 1 | 0 | 0 | 0 | 0 | 0 | 0 | 0 | 0 | 0 | 0 | 0 | 0 | 0 | 0 | 0 | 0 | 0 | 0 | 0 | 0 | 0 | 0 | 0 | 0 | 0
Saturday | 5 | 28 | 10 | 3538 | 0 | 0 | 0 | 0 | 0 | 0 | 0 | 0 | 0 | 0 | 0 | 0 | 0 | 0 | 0 | 0 | 0 | 0 | 0 | 0 | 0 |  | 0 | 0 | 0 | 0 | 0 | 0 | 0 | 0 |  |  |  |  | 0 | 0 | 0 | 0 | 0 | 0 | 0 | 1 |  | 1 | 1 | 1 | 1 | 1 | 1 | 0 | 0 | 0 | 0 | 0 | 0 | 0 | 0 | 0 | 0 | 0 | 0 | 0 | 0 | 0 | 0 | 0 | 0 | 0 | 0 | 0 | 0 | 0 | 0 | 0
Saturday | 5 | 28 | 11 | 3539 | 0 | 0 | 0 | 0 | 0 | 0 | 0 | 0 | 0 | 0 | 0 | 0 | 0 | 0 | 0 | 0 | 0 | 0 | 0 | 0 | 0 |  | 0 | 0 | 0 | 0 | 0 | 0 | 0 | 0 |  |  |  |  | 0 | 0 | 0 | 0 | 0 | 0 | 0 | 1 |  | 1 | 1 | 1 | 1 | 1 | 1 | 0 | 0 | 0 | 0 | 0 | 0 | 0 | 0 | 0 | 0 | 0 | 0 | 0 | 0 | 0 | 0 | 0 | 0 | 0 | 0 | 0 | 0 | 0 | 0 | 0
Saturday | 5 | 28 | 12 | 3540 | 0 | 0 | 0 | 0 | 0 | 0 | 0 | 0 | 0 | 0 | 0 | 0 | 0 | 0 | 0 | 0 | 0 | 0 | 0 | 0 | 0 |  | 0 | 0 | 0 | 0 | 0 | 0 | 0 | 0 |  |  |  |  | 0 | 0 | 0 | 0 | 0 | 0 | 0 | 1 |  | 1 | 1 | 1 | 1 | 1 | 1 | 0 | 0 | 0 | 0 | 0 | 0 | 0 | 0 | 0 | 0 | 0 | 0 | 0 | 0 | 0 | 0 | 0 | 0 | 0 | 0 | 0 | 0 | 0 | 0 | 0
Saturday | 5 | 28 | 13 | 3541 | 0 | 0 | 0 | 0 | 0 | 0 | 0 | 0 | 0 | 0 | 0 | 0 | 0 | 0 | 0 | 0 | 0 | 0 | 0 | 0 | 0 |  | 0 | 0 | 0 | 0 | 0 | 0 | 0 | 0 |  |  |  |  | 0 | 0 | 0 | 0 | 0 | 0 | 0 | 1 |  | 1 | 1 | 1 | 1 | 1 | 1 | 0 | 0 | 0 | 0 | 0 | 0 | 0 | 0 | 0 | 0 | 0 | 0 | 0 | 0 | 0 | 0 | 0 | 0 | 0 | 0 | 0 | 0 | 0 | 0 | 0
Saturday | 5 | 28 | 14 | 3542 | 0 | 0 | 0 | 0 | 0 | 0 | 0 | 0 | 0 | 0 | 0 | 0 | 0 | 0 | 0 | 0 | 0 | 0 | 0 | 0 | 0 |  | 0 | 0 | 0 | 0 | 0 | 0 | 0 | 0 |  |  |  |  | 0 | 0 | 0 | 0 | 0 | 0 | 0 | 1 |  | 1 | 1 | 1 | 1 | 1 | 1 | 0 | 0 | 0 | 0 | 0 | 0 | 0 | 0 | 0 | 0 | 0 | 0 | 0 | 0 | 0 | 0 | 0 | 0 | 0 | 0 | 0 | 0 | 0 | 0 | 0
Saturday | 5 | 28 | 15 | 3543 | 0 | 0 | 0 | 0 | 0 | 0 | 0 | 0 | 0 | 0 | 0 | 0 | 0 | 0 | 0 | 0 | 0 | 0 | 0 | 0 | 0 |  | 0 | 0 | 0 | 0 | 0 | 0 | 0 | 0 |  |  |  |  | 0 | 0 | 0 | 0 | 0 | 0 | 0 | 1 |  | 1 | 1 | 1 | 1 | 1 | 1 | 0 | 0 | 0 | 0 | 0 | 0 | 0 | 0 | 0 | 0 | 0 | 0 | 0 | 0 | 0 | 0 | 0 | 0 | 0 | 0 | 0 | 0 | 0 | 0 | 0
Saturday | 5 | 28 | 16 | 3544 | 0 | 0 | 0 | 0 | 0 | 0 | 0 | 0 | 0 | 0 | 0 | 0 | 0 | 0 | 0 | 0 | 0 | 0 | 0 | 0 | 0 |  | 0 | 0 | 0 | 0 | 0 | 0 | 0 | 0 |  |  |  |  | 0 | 0 | 0 | 0 | 0 | 0 | 0 | 1 |  | 1 | 1 | 1 | 1 | 1 | 1 | 0 | 0 | 0 | 0 | 0 | 0 | 0 | 0 | 0 | 0 | 0 | 0 | 0 | 0 | 0 | 0 | 0 | 0 | 0 | 0 | 0 | 0 | 0 | 0 | 0
Saturday | 5 | 28 | 17 | 3545 | 0 | 0 | 0 | 0 | 0 | 0 | 0 | 0 | 0 | 0 | 0 | 0 | 0 | 0 | 0 | 0 | 0 | 0 | 0 | 0 | 0 |  | 0 | 0 | 0 | 0 | 0 | 0 | 0 | 0 |  |  |  |  | 0 | 0 | 0 | 0 | 0 | 0 | 0 | 1 |  | 1 | 1 | 1 | 1 | 1 | 1 | 0 | 0 | 0 | 0 | 0 | 0 | 0 | 0 | 0 | 0 | 0 | 0 | 0 | 0 | 0 | 0 | 0 | 0 | 0 | 0 | 0 | 0 | 0 | 0 | 0
Saturday | 5 | 28 | 18 | 3546 | 0 | 0 | 0 | 0 | 0 | 0 | 0 | 0 | 0 | 0 | 0 | 0 | 0 | 0 | 0 | 0 | 0 | 0 | 0 | 0 | 0 |  | 0 | 0 | 0 | 0 | 0 | 0 | 0 | 0 |  |  |  |  | 0 | 0 | 0 | 0 | 0 | 0 | 0 | 1 |  | 1 | 1 | 1 | 1 | 1 | 1 | 0 | 0 | 0 | 0 | 0 | 0 | 0 | 0 | 0 | 0 | 0 | 0 | 0 | 0 | 0 | 0 | 0 | 0 | 0 | 0 | 0 | 0 | 0 | 0 | 0
Saturday | 5 | 28 | 19 | 3547 | 0 | 0 | 0 | 0 | 0 | 0 | 0 | 0 | 0 | 0 | 0 | 0 | 0 | 0 | 0 | 0 | 0 | 0 | 0 | 0 | 0 |  | 0 | 0 | 0 | 0 | 0 | 0 | 0 | 0 |  |  |  |  | 0 | 0 | 0 | 0 | 0 | 0 | 0 | 1 |  | 1 | 1 | 1 | 1 | 1 | 1 | 0 | 0 | 0 | 0 | 0 | 0 | 0 | 0 | 0 | 0 | 0 | 0 | 0 | 0 | 0 | 0 | 0 | 0 | 0 | 0 | 0 | 0 | 0 | 0 | 0
Saturday | 5 | 28 | 20 | 3548 | 0 | 0 | 0 | 0 | 0 | 0 | 0 | 0 | 0 | 0 | 0 | 0 | 0 | 0 | 0 | 0 | 0 | 0 | 0 | 0 | 0 |  | 0 | 0 | 0 | 0 | 0 | 0 | 0 | 0 |  |  |  |  | 0 | 0 | 0 | 0 | 0 | 0 | 0 | 1 |  | 1 | 1 | 1 | 1 | 1 | 1 | 0 | 0 | 0 | 0 | 0 | 0 | 0 | 0 | 0 | 0 | 0 | 0 | 0 | 0 | 0 | 0 | 0 | 0 | 0 | 0 | 0 | 0 | 0 | 0 | 0
Saturday | 5 | 28 | 21 | 3549 | 0 | 0 | 0 | 0 | 0 | 0 | 0 | 0 | 0 | 0 | 0 | 0 | 0 | 0 | 0 | 0 | 0 | 0 | 0 | 0 | 0 |  | 0 | 0 | 0 | 0 | 0 | 0 | 0 | 0 |  |  |  |  | 0 | 0 | 0 | 0 | 0 | 0 | 0 | 1 |  | 1 | 1 | 1 | 1 | 1 | 1 | 0 | 0 | 0 | 0 | 0 | 0 | 0 | 0 | 0 | 0 | 0 | 0 | 0 | 0 | 0 | 0 | 0 | 0 | 0 | 0 | 0 | 0 | 0 | 0 | 0
Saturday | 5 | 28 | 22 | 3550 | 0 | 0 | 0 | 0 | 0 | 0 | 0 | 0 | 0 | 0 | 0 | 0 | 0 | 0 | 0 | 0 | 0 | 0 | 0 | 0 | 0 |  | 0 | 0 | 0 | 0 | 0 | 0 | 0 | 0 |  |  |  |  | 0 | 0 | 0 | 0 | 0 | 0 | 0 | 1 |  | 1 | 1 | 1 | 1 | 1 | 1 | 0 | 0 | 0 | 0 | 0 | 0 | 0 | 0 | 0 | 0 | 0 | 0 | 0 | 0 | 0 | 0 | 0 | 0 | 0 | 0 | 0 | 0 | 0 | 0 | 0
Saturday | 5 | 28 | 23 | 3551 | 0 | 0 | 0 | 0 | 0 | 0 | 0 | 0 | 0 | 0 | 0 | 0 | 0 | 0 | 0 | 0 | 0 | 0 | 0 | 0 | 0 |  | 0 | 0 | 0 | 0 | 0 | 0 | 0 | 0 |  |  |  |  | 0 | 0 | 0 | 0 | 0 | 0 | 0 | 1 |  | 1 | 1 | 1 | 1 | 1 | 1 | 0 | 0 | 0 | 0 | 0 | 0 | 0 | 0 | 0 | 0 | 0 | 0 | 0 | 0 | 0 | 0 | 0 | 0 | 0 | 0 | 0 | 0 | 0 | 0 | 0
Saturday | 5 | 28 | 24 | 3552 | 0 | 0 | 0 | 0 | 0 | 0 | 0 | 0 | 0 | 0 | 0 | 0 | 0 | 0 | 0 | 0 | 0 | 0 | 0 | 0 | 0 |  | 0 | 0 | 0 | 0 | 0 | 0 | 0 | 0 |  |  |  |  | 0 | 0 | 0 | 0 | 0 | 0 | 0 | 1 |  | 1 | 1 | 1 | 1 | 1 | 1 | 0 | 0 | 0 | 0 | 0 | 0 | 0 | 0 | 0 | 0 | 0 | 0 | 0 | 0 | 0 | 0 | 0 | 0 | 0 | 0 | 0 | 0 | 0 | 0 | 0
Sunday | 5 | 29 | 1 | 3553 | 0 | 0 | 0 | 0 | 0 | 0 | 0 | 0 | 0 | 0 | 0 | 0 | 0 | 0 | 0 | 0 | 0 | 0 | 0 | 0 | 0 |  | 0 | 0 | 0 | 0 | 0 | 0 | 0 | 0 |  |  |  |  | 0 | 0 | 0 | 0 | 0 | 0 | 0 | 1 |  | 1 | 1 | 1 | 1 | 1 | 1 | 0 | 0 | 0 | 0 | 0 | 0 | 0 | 0 | 0 | 0 | 0 | 0 | 0 | 0 | 0 | 0 | 0 | 0 | 0 | 0 | 0 | 0 | 0 | 0 | 0
Sunday | 5 | 29 | 2 | 3554 | 0 | 0 | 0 | 0 | 0 | 0 | 0 | 0 | 0 | 0 | 0 | 0 | 0 | 0 | 0 | 0 | 0 | 0 | 0 | 0 | 0 |  | 0 | 0 | 0 | 0 | 0 | 0 | 0 | 0 |  |  |  |  | 0 | 0 | 0 | 0 | 0 | 0 | 0 | 1 |  | 1 | 1 | 1 | 1 | 1 | 1 | 0 | 0 | 0 | 0 | 0 | 0 | 0 | 0 | 0 | 0 | 0 | 0 | 0 | 0 | 0 | 0 | 0 | 0 | 0 | 0 | 0 | 0 | 0 | 0 | 0
Sunday | 5 | 29 | 3 | 3555 | 0 | 0 | 0 | 0 | 0 | 0 | 0 | 0 | 0 | 0 | 0 | 0 | 0 | 0 | 0 | 0 | 0 | 0 | 0 | 0 | 0 |  | 0 | 0 | 0 | 0 | 0 | 0 | 0 | 0 |  |  |  |  | 0 | 0 | 0 | 0 | 0 | 0 | 0 | 1 |  | 1 | 1 | 1 | 1 | 1 | 1 | 0 | 0 | 0 | 0 | 0 | 0 | 0 | 0 | 0 | 0 | 0 | 0 | 0 | 0 | 0 | 0 | 0 | 0 | 0 | 0 | 0 | 0 | 0 | 0 | 0
Sunday | 5 | 29 | 4 | 3556 | 0 | 0 | 0 | 0 | 0 | 0 | 0 | 0 | 0 | 0 | 0 | 0 | 0 | 0 | 0 | 0 | 0 | 0 | 0 | 0 | 0 |  | 0 | 0 | 0 | 0 | 0 | 0 | 0 | 0 |  |  |  |  | 0 | 0 | 0 | 0 | 0 | 0 | 0 | 1 |  | 1 | 1 | 1 | 1 | 1 | 1 | 0 | 0 | 0 | 0 | 0 | 0 | 0 | 0 | 0 | 0 | 0 | 0 | 0 | 0 | 0 | 0 | 0 | 0 | 0 | 0 | 0 | 0 | 0 | 0 | 0
Sunday | 5 | 29 | 5 | 3557 | 0 | 0 | 0 | 0 | 0 | 0 | 0 | 0 | 0 | 0 | 0 | 0 | 0 | 0 | 0 | 0 | 0 | 0 | 0 | 0 | 0 |  | 0 | 0 | 0 | 0 | 0 | 0 | 0 | 0 |  |  |  |  | 0 | 0 | 0 | 0 | 0 | 0 | 0 | 1 |  | 1 | 1 | 1 | 1 | 1 | 1 | 0 | 0 | 0 | 0 | 0 | 0 | 0 | 0 | 0 | 0 | 0 | 0 | 0 | 0 | 0 | 0 | 0 | 0 | 0 | 0 | 0 | 0 | 0 | 0 | 0
Sunday | 5 | 29 | 6 | 3558 | 0 | 0 | 0 | 0 | 0 | 0 | 0 | 0 | 0 | 0 | 0 | 0 | 0 | 0 | 0 | 0 | 0 | 0 | 0 | 0 | 0 |  | 0 | 0 | 0 | 0 | 0 | 0 | 0 | 0 |  |  |  |  | 0 | 0 | 0 | 0 | 0 | 0 | 0 | 1 |  | 1 | 1 | 1 | 1 | 1 | 1 | 0 | 0 | 0 | 0 | 0 | 0 | 0 | 0 | 0 | 0 | 0 | 0 | 0 | 0 | 0 | 0 | 0 | 0 | 0 | 0 | 0 | 0 | 0 | 0 | 0
Sunday | 5 | 29 | 7 | 3559 | 0 | 0 | 0 | 0 | 0 | 0 | 0 | 0 | 0 | 0 | 0 | 0 | 0 | 0 | 0 | 0 | 0 | 0 | 0 | 0 | 0 |  | 0 | 0 | 0 | 0 | 0 | 0 | 0 | 0 |  |  |  |  | 0 | 0 | 0 | 0 | 0 | 0 | 0 | 1 |  | 1 | 1 | 1 | 1 | 1 | 1 | 0 | 0 | 0 | 0 | 0 | 0 | 0 | 0 | 0 | 0 | 0 | 0 | 0 | 0 | 0 | 0 | 0 | 0 | 0 | 0 | 0 | 0 | 0 | 0 | 0
Sunday | 5 | 29 | 8 | 3560 | 0 | 0 | 0 | 0 | 0 | 0 | 0 | 0 | 0 | 0 | 0 | 0 | 0 | 0 | 0 | 0 | 0 | 0 | 0 | 0 | 0 |  | 0 | 0 | 0 | 0 | 0 | 0 | 0 | 0 |  |  |  |  | 0 | 0 | 0 | 0 | 0 | 0 | 0 | 1 |  | 1 | 1 | 1 | 1 | 1 | 1 | 0 | 0 | 0 | 0 | 0 | 0 | 0 | 0 | 0 | 0 | 0 | 0 | 0 | 0 | 0 | 0 | 0 | 0 | 0 | 0 | 0 | 0 | 0 | 0 | 0
Sunday | 5 | 29 | 9 | 3561 | 0 | 0 | 0 | 0 | 0 | 0 | 0 | 0 | 0 | 0 | 0 | 0 | 0 | 0 | 0 | 0 | 0 | 0 | 0 | 0 | 0 |  | 0 | 0 | 0 | 0 | 0 | 0 | 0 | 0 |  |  |  |  | 0 | 0 | 0 | 0 | 0 | 0 | 0 | 1 |  | 1 | 1 | 1 | 1 | 1 | 1 | 0 | 0 | 0 | 0 | 0 | 0 | 0 | 0 | 0 | 0 | 0 | 0 | 0 | 0 | 0 | 0 | 0 | 0 | 0 | 0 | 0 | 0 | 0 | 0 | 0
Sunday | 5 | 29 | 10 | 3562 | 0 | 0 | 0 | 0 | 0 | 0 | 0 | 0 | 0 | 0 | 0 | 0 | 0 | 0 | 0 | 0 | 0 | 0 | 0 | 0 | 0 |  | 0 | 0 | 0 | 0 | 0 | 0 | 0 | 0 |  |  |  |  | 0 | 0 | 0 | 0 | 0 | 0 | 0 | 1 |  | 1 | 1 | 1 | 1 | 1 | 1 | 0 | 0 | 0 | 0 | 0 | 0 | 0 | 0 | 0 | 0 | 0 | 0 | 0 | 0 | 0 | 0 | 0 | 0 | 0 | 0 | 0 | 0 | 0 | 0 | 0
Sunday | 5 | 29 | 11 | 3563 | 0 | 0 | 0 | 0 | 0 | 0 | 0 | 0 | 0 | 0 | 0 | 0 | 0 | 0 | 0 | 0 | 0 | 0 | 0 | 0 | 0 |  | 0 | 0 | 0 | 0 | 0 | 0 | 0 | 0 |  |  |  |  | 0 | 0 | 0 | 0 | 0 | 0 | 0 | 1 |  | 1 | 1 | 1 | 1 | 1 | 1 | 0 | 0 | 0 | 0 | 0 | 0 | 0 | 0 | 0 | 0 | 0 | 0 | 0 | 0 | 0 | 0 | 0 | 0 | 0 | 0 | 0 | 0 | 0 | 0 | 0
Sunday | 5 | 29 | 12 | 3564 | 0 | 0 | 0 | 0 | 0 | 0 | 0 | 0 | 0 | 0 | 0 | 0 | 0 | 0 | 0 | 0 | 0 | 0 | 0 | 0 | 0 |  | 0 | 0 | 0 | 0 | 0 | 0 | 0 | 0 |  |  |  |  | 0 | 0 | 0 | 0 | 0 | 0 | 0 | 1 |  | 1 | 1 | 1 | 1 | 1 | 1 | 0 | 0 | 0 | 0 | 0 | 0 | 0 | 0 | 0 | 0 | 0 | 0 | 0 | 0 | 0 | 0 | 0 | 0 | 0 | 0 | 0 | 0 | 0 | 0 | 0
Sunday | 5 | 29 | 13 | 3565 | 0 | 0 | 0 | 0 | 0 | 0 | 0 | 0 | 0 | 0 | 0 | 0 | 0 | 0 | 0 | 0 | 0 | 0 | 0 | 0 | 0 |  | 0 | 0 | 0 | 0 | 0 | 0 | 0 | 0 |  |  |  |  | 0 | 0 | 0 | 0 | 0 | 0 | 0 | 1 |  | 1 | 1 | 1 | 1 | 1 | 1 | 0 | 0 | 0 | 0 | 0 | 0 | 0 | 0 | 0 | 0 | 0 | 0 | 0 | 0 | 0 | 0 | 0 | 0 | 0 | 0 | 0 | 0 | 0 | 0 | 0
Sunday | 5 | 29 | 14 | 3566 | 0 | 0 | 0 | 0 | 0 | 0 | 0 | 0 | 0 | 0 | 0 | 0 | 0 | 0 | 0 | 0 | 0 | 0 | 0 | 0 | 0 |  | 0 | 0 | 0 | 0 | 0 | 0 | 0 | 0 |  |  |  |  | 0 | 0 | 0 | 0 | 0 | 0 | 0 | 1 |  | 1 | 1 | 1 | 1 | 1 | 1 | 0 | 0 | 0 | 0 | 0 | 0 | 0 | 0 | 0 | 0 | 0 | 0 | 0 | 0 | 0 | 0 | 0 | 0 | 0 | 0 | 0 | 0 | 0 | 0 | 0
Sunday | 5 | 29 | 15 | 3567 | 0 | 0 | 0 | 0 | 0 | 0 | 0 | 0 | 0 | 0 | 0 | 0 | 0 | 0 | 0 | 0 | 0 | 0 | 0 | 0 | 0 |  | 0 | 0 | 0 | 0 | 0 | 0 | 0 | 0 |  |  |  |  | 0 | 0 | 0 | 0 | 0 | 0 | 0 | 1 |  | 1 | 1 | 1 | 1 | 1 | 1 | 0 | 0 | 0 | 0 | 0 | 0 | 0 | 0 | 0 | 0 | 0 | 0 | 0 | 0 | 0 | 0 | 0 | 0 | 0 | 0 | 0 | 0 | 0 | 0 | 0
Sunday | 5 | 29 | 16 | 3568 | 0 | 0 | 0 | 0 | 0 | 0 | 0 | 0 | 0 | 0 | 0 | 0 | 0 | 0 | 0 | 0 | 0 | 0 | 0 | 0 | 0 |  | 0 | 0 | 0 | 0 | 0 | 0 | 0 | 0 |  |  |  |  | 0 | 0 | 0 | 0 | 0 | 0 | 0 | 1 |  | 1 | 1 | 1 | 1 | 1 | 1 | 0 | 0 | 0 | 0 | 0 | 0 | 0 | 0 | 0 | 0 | 0 | 0 | 0 | 0 | 0 | 0 | 0 | 0 | 0 | 0 | 0 | 0 | 0 | 0 | 0
Sunday | 5 | 29 | 17 | 3569 | 0 | 0 | 0 | 0 | 0 | 0 | 0 | 0 | 0 | 0 | 0 | 0 | 0 | 0 | 0 | 0 | 0 | 0 | 0 | 0 | 0 |  | 0 | 0 | 0 | 0 | 0 | 0 | 0 | 0 |  |  |  |  | 0 | 0 | 0 | 0 | 0 | 0 | 0 | 1 |  | 1 | 1 | 1 | 1 | 1 | 1 | 0 | 0 | 0 | 0 | 0 | 0 | 0 | 0 | 0 | 0 | 0 | 0 | 0 | 0 | 0 | 0 | 0 | 0 | 0 | 0 | 0 | 0 | 0 | 0 | 0
Sunday | 5 | 29 | 18 | 3570 | 0 | 0 | 0 | 0 | 0 | 0 | 0 | 0 | 0 | 0 | 0 | 0 | 0 | 0 | 0 | 0 | 0 | 0 | 0 | 0 | 0 |  | 0 | 0 | 0 | 0 | 0 | 0 | 0 | 0 |  |  |  |  | 0 | 0 | 0 | 0 | 0 | 0 | 0 | 1 |  | 1 | 1 | 1 | 1 | 1 | 1 | 0 | 0 | 0 | 0 | 0 | 0 | 0 | 0 | 0 | 0 | 0 | 0 | 0 | 0 | 0 | 0 | 0 | 0 | 0 | 0 | 0 | 0 | 0 | 0 | 0
Sunday | 5 | 29 | 19 | 3571 | 0 | 0 | 0 | 0 | 0 | 0 | 0 | 0 | 0 | 0 | 0 | 0 | 0 | 0 | 0 | 0 | 0 | 0 | 0 | 0 | 0 |  | 0 | 0 | 0 | 0 | 0 | 0 | 0 | 0 |  |  |  |  | 0 | 0 | 0 | 0 | 0 | 0 | 0 | 1 |  | 1 | 1 | 1 | 1 | 1 | 1 | 0 | 0 | 0 | 0 | 0 | 0 | 0 | 0 | 0 | 0 | 0 | 0 | 0 | 0 | 0 | 0 | 0 | 0 | 0 | 0 | 0 | 0 | 0 | 0 | 0
Sunday | 5 | 29 | 20 | 3572 | 0 | 0 | 0 | 0 | 0 | 0 | 0 | 0 | 0 | 0 | 0 | 0 | 0 | 0 | 0 | 0 | 0 | 0 | 0 | 0 | 0 |  | 0 | 0 | 0 | 0 | 0 | 0 | 0 | 0 |  |  |  |  | 0 | 0 | 0 | 0 | 0 | 0 | 0 | 1 |  | 1 | 1 | 1 | 1 | 1 | 1 | 0 | 0 | 0 | 0 | 0 | 0 | 0 | 0 | 0 | 0 | 0 | 0 | 0 | 0 | 0 | 0 | 0 | 0 | 0 | 0 | 0 | 0 | 0 | 0 | 0
Sunday | 5 | 29 | 21 | 3573 | 0 | 0 | 0 | 0 | 0 | 0 | 0 | 0 | 0 | 0 | 0 | 0 | 0 | 0 | 0 | 0 | 0 | 0 | 0 | 0 | 0 |  | 0 | 0 | 0 | 0 | 0 | 0 | 0 | 0 |  |  |  |  | 0 | 0 | 0 | 0 | 0 | 0 | 0 | 1 |  | 1 | 1 | 1 | 1 | 1 | 1 | 0 | 0 | 0 | 0 | 0 | 0 | 0 | 0 | 0 | 0 | 0 | 0 | 0 | 0 | 0 | 0 | 0 | 0 | 0 | 0 | 0 | 0 | 0 | 0 | 0
Sunday | 5 | 29 | 22 | 3574 | 0 | 0 | 0 | 0 | 0 | 0 | 0 | 0 | 0 | 0 | 0 | 0 | 0 | 0 | 0 | 0 | 0 | 0 | 0 | 0 | 0 |  | 0 | 0 | 0 | 0 | 0 | 0 | 0 | 0 |  |  |  |  | 0 | 0 | 0 | 0 | 0 | 0 | 0 | 1 |  | 1 | 1 | 1 | 1 | 1 | 1 | 0 | 0 | 0 | 0 | 0 | 0 | 0 | 0 | 0 | 0 | 0 | 0 | 0 | 0 | 0 | 0 | 0 | 0 | 0 | 0 | 0 | 0 | 0 | 0 | 0
Sunday | 5 | 29 | 23 | 3575 | 0 | 0 | 0 | 0 | 0 | 0 | 0 | 0 | 0 | 0 | 0 | 0 | 0 | 0 | 0 | 0 | 0 | 0 | 0 | 0 | 0 |  | 0 | 0 | 0 | 0 | 0 | 0 | 0 | 0 |  |  |  |  | 0 | 0 | 0 | 0 | 0 | 0 | 0 | 1 |  | 1 | 1 | 1 | 1 | 1 | 1 | 0 | 0 | 0 | 0 | 0 | 0 | 0 | 0 | 0 | 0 | 0 | 0 | 0 | 0 | 0 | 0 | 0 | 0 | 0 | 0 | 0 | 0 | 0 | 0 | 0
Sunday | 5 | 29 | 24 | 3576 | 0 | 0 | 0 | 0 | 0 | 0 | 0 | 0 | 0 | 0 | 0 | 0 | 0 | 0 | 0 | 0 | 0 | 0 | 0 | 0 | 0 |  | 0 | 0 | 0 | 0 | 0 | 0 | 0 | 0 |  |  |  |  | 0 | 0 | 0 | 0 | 0 | 0 | 0 | 1 |  | 1 | 1 | 1 | 1 | 1 | 1 | 0 | 0 | 0 | 0 | 0 | 0 | 0 | 0 | 0 | 0 | 0 | 0 | 0 | 0 | 0 | 0 | 0 | 0 | 0 | 0 | 0 | 0 | 0 | 0 | 0
Monday | 5 | 30 | 1 | 3577 | 0 | 0 | 0 | 0 | 0 | 0 | 0 | 0 | 0 | 0 | 0 | 0 | 0 | 0 | 0 | 0 | 0 | 0 | 0 | 0 | 0 |  | 0 | 0 | 0 | 0 | 0 | 0 | 0 | 0 |  |  |  |  | 0 | 0 | 0 | 0 | 0 | 0 | 0 | 1 |  | 1 | 1 | 1 | 1 | 1 | 1 | 0 | 0 | 0 | 0 | 0 | 0 | 0 | 0 | 0 | 0 | 0 | 0 | 0 | 0 | 0 | 0 | 0 | 0 | 0 | 0 | 0 | 0 | 0 | 0 | 0
Monday | 5 | 30 | 2 | 3578 | 0 | 0 | 0 | 0 | 0 | 0 | 0 | 0 | 0 | 0 | 0 | 0 | 0 | 0 | 0 | 0 | 0 | 0 | 0 | 0 | 0 |  | 0 | 0 | 0 | 0 | 0 | 0 | 0 | 0 |  |  |  |  | 0 | 0 | 0 | 0 | 0 | 0 | 0 | 1 |  | 1 | 1 | 1 | 1 | 1 | 1 | 0 | 0 | 0 | 0 | 0 | 0 | 0 | 0 | 0 | 0 | 0 | 0 | 0 | 0 | 0 | 0 | 0 | 0 | 0 | 0 | 0 | 0 | 0 | 0 | 0
Monday | 5 | 30 | 3 | 3579 | 0 | 0 | 0 | 0 | 0 | 0 | 0 | 0 | 0 | 0 | 0 | 0 | 0 | 0 | 0 | 0 | 0 | 0 | 0 | 0 | 0 |  | 0 | 0 | 0 | 0 | 0 | 0 | 0 | 0 |  |  |  |  | 0 | 0 | 0 | 0 | 0 | 0 | 0 | 1 |  | 1 | 1 | 1 | 1 | 1 | 1 | 0 | 0 | 0 | 0 | 0 | 0 | 0 | 0 | 0 | 0 | 0 | 0 | 0 | 0 | 0 | 0 | 0 | 0 | 0 | 0 | 0 | 0 | 0 | 0 | 0
Monday | 5 | 30 | 4 | 3580 | 0 | 0 | 0 | 0 | 0 | 0 | 0 | 0 | 0 | 0 | 0 | 0 | 0 | 0 | 0 | 0 | 0 | 0 | 0 | 0 | 0 |  | 0 | 0 | 0 | 0 | 0 | 0 | 0 | 0 |  |  |  |  | 0 | 0 | 0 | 0 | 0 | 0 | 0 | 1 |  | 1 | 1 | 1 | 1 | 1 | 1 | 0 | 0 | 0 | 0 | 0 | 0 | 0 | 0 | 0 | 0 | 0 | 0 | 0 | 0 | 0 | 0 | 0 | 0 | 0 | 0 | 0 | 0 | 0 | 0 | 0
Monday | 5 | 30 | 5 | 3581 | 0 | 0 | 0 | 0 | 0 | 0 | 0 | 0 | 0 | 0 | 0 | 0 | 0 | 0 | 0 | 0 | 0 | 0 | 0 | 0 | 0 |  | 0 | 0 | 0 | 0 | 0 | 0 | 0 | 0 |  |  |  |  | 0 | 0 | 0 | 0 | 0 | 0 | 0 | 1 |  | 1 | 1 | 1 | 1 | 1 | 1 | 0 | 0 | 0 | 0 | 0 | 0 | 0 | 0 | 0 | 0 | 0 | 0 | 0 | 0 | 0 | 0 | 0 | 0 | 0 | 0 | 0 | 0 | 0 | 0 | 0
Monday | 5 | 30 | 6 | 3582 | 0 | 0 | 0 | 0 | 0 | 0 | 0 | 0 | 0 | 0 | 0 | 0 | 0 | 0 | 0 | 0 | 0 | 0 | 0 | 0 | 0 |  | 0 | 0 | 0 | 0 | 0 | 0 | 0 | 0 |  |  |  |  | 0 | 0 | 0 | 0 | 0 | 0 | 0 | 1 |  | 1 | 1 | 1 | 1 | 1 | 1 | 0 | 0 | 0 | 0 | 0 | 0 | 0 | 0 | 0 | 0 | 0 | 0 | 0 | 0 | 0 | 0 | 0 | 0 | 0 | 0 | 0 | 0 | 0 | 0 | 0
Monday | 5 | 30 | 7 | 3583 | 0 | 0 | 0 | 0 | 0 | 0 | 0 | 0 | 0 | 0 | 0 | 0 | 0 | 0 | 0 | 0 | 0 | 0 | 0 | 0 | 0 |  | 0 | 0 | 0 | 0 | 0 | 0 | 0 | 0 |  |  |  |  | 0 | 0 | 0 | 0 | 0 | 0 | 0 | 1 |  | 1 | 1 | 1 | 1 | 1 | 1 | 0 | 0 | 0 | 0 | 0 | 0 | 0 | 0 | 0 | 0 | 0 | 0 | 0 | 0 | 0 | 0 | 0 | 0 | 0 | 0 | 0 | 0 | 0 | 0 | 0
Monday | 5 | 30 | 8 | 3584 | 0 | 0 | 0 | 0 | 0 | 0 | 0 | 0 | 0 | 0 | 0 | 0 | 0 | 0 | 0 | 0 | 0 | 0 | 0 | 0 | 0 |  | 0 | 0 | 0 | 0 | 0 | 0 | 0 | 0 |  |  |  |  | 0 | 0 | 0 | 0 | 0 | 0 | 1 | 0 |  | 1 | 1 | 1 | 1 | #VALUE! | #VALUE! | 0 | 0 | 0 | 0 | 0 | 0 | 0 | 0 | 0 | 0 | 0 | 0 | 0 | 0 | 0 | 0 | 0 | 0 | 0 | 0 | 0 | 0 | 0 | 0 | 0
Monday | 5 | 30 | 9 | 3585 | 0 | 0 | 0 | 0 | 0 | 0 | 0 | 0 | 0 | 0 | 0 | 0 | 0 | 0 | 0 | 0 | 0 | 0 | 0 | 0 | 0 |  | 0 | 0 | 0 | 0 | 0 | 0 | 0 | 0 |  |  |  |  | 0 | 0 | 0 | 0 | 0 | 0 | 1 | 0 |  | 1 | 1 | 1 | 1 | #VALUE! | #VALUE! | 0 | 0 | 0 | 0 | 0 | 0 | 0 | 0 | 0 | 0 | 0 | 0 | 0 | 0 | 0 | 0 | 0 | 0 | 0 | 0 | 0 | 0 | 0 | 0 | 0
Monday | 5 | 30 | 10 | 3586 | 0 | 0 | 0 | 0 | 0 | 0 | 0 | 0 | 0 | 0 | 0 | 0 | 0 | 0 | 0 | 0 | 0 | 0 | 0 | 0 | 0 |  | 0 | 0 | 0 | 0 | 0 | 0 | 0 | 0 |  |  |  |  | 0 | 0 | 0 | 0 | 0 | 0 | 1 | 0 |  | 1 | 1 | 1 | 1 | #VALUE! | #VALUE! | 0 | 0 | 0 | 0 | 0 | 0 | 0 | 0 | 0 | 0 | 0 | 0 | 0 | 0 | 0 | 0 | 0 | 0 | 0 | 0 | 0 | 0 | 0 | 0 | 0
Monday | 5 | 30 | 11 | 3587 | 0 | 0 | 0 | 0 | 0 | 0 | 0 | 0 | 0 | 0 | 0 | 0 | 0 | 0 | 0 | 0 | 0 | 0 | 0 | 0 | 0 |  | 0 | 0 | 0 | 0 | 0 | 0 | 0 | 0 |  |  |  |  | 0 | 0 | 0 | 0 | 0 | 0 | 1 | 0 |  | 1 | 1 | 1 | 1 | #VALUE! | #VALUE! | 0 | 0 | 0 | 0 | 0 | 0 | 0 | 0 | 0 | 0 | 0 | 0 | 0 | 0 | 0 | 0 | 0 | 0 | 0 | 0 | 0 | 0 | 0 | 0 | 0
Monday | 5 | 30 | 12 | 3588 | 0 | 0 | 0 | 0 | 0 | 0 | 0 | 0 | 0 | 0 | 0 | 0 | 0 | 0 | 0 | 0 | 0 | 0 | 0 | 0 | 0 |  | 0 | 0 | 0 | 0 | 0 | 0 | 0 | 0 |  |  |  |  | 0 | 0 | 0 | 0 | 0 | 0 | 1 | 0 |  | 1 | 1 | 1 | 1 | #VALUE! | #VALUE! | 0 | 0 | 0 | 0 | 0 | 0 | 0 | 0 | 0 | 0 | 0 | 0 | 0 | 0 | 0 | 0 | 0 | 0 | 0 | 0 | 0 | 0 | 0 | 0 | 0
Monday | 5 | 30 | 13 | 3589 | 0 | 0 | 0 | 0 | 0 | 0 | 0 | 0 | 0 | 0 | 0 | 0 | 0 | 0 | 0 | 0 | 0 | 0 | 0 | 0 | 0 |  | 0 | 0 | 0 | 0 | 0 | 0 | 0 | 0 |  |  |  |  | 0 | 0 | 0 | 0 | 0 | 0 | 1 | 0 |  | 1 | 1 | 1 | 1 | #VALUE! | #VALUE! | 0 | 0 | 0 | 0 | 0 | 0 | 0 | 0 | 0 | 0 | 0 | 0 | 0 | 0 | 0 | 0 | 0 | 0 | 0 | 0 | 0 | 0 | 0 | 0 | 0
Monday | 5 | 30 | 14 | 3590 | 0 | 0 | 0 | 0 | 0 | 0 | 0 | 0 | 0 | 0 | 0 | 0 | 0 | 0 | 0 | 0 | 0 | 0 | 0 | 0 | 0 |  | 0 | 0 | 0 | 0 | 0 | 0 | 0 | 0 |  |  |  |  | 0 | 0 | 0 | 0 | 0 | 0 | 1 | 0 |  | 1 | 1 | 1 | 1 | #VALUE! | #VALUE! | 0 | 0 | 0 | 0 | 0 | 0 | 0 | 0 | 0 | 0 | 0 | 0 | 0 | 0 | 0 | 0 | 0 | 0 | 0 | 0 | 0 | 0 | 0 | 0 | 0
Monday | 5 | 30 | 15 | 3591 | 0 | 0 | 0 | 0 | 0 | 0 | 0 | 0 | 0 | 0 | 0 | 0 | 0 | 0 | 0 | 0 | 0 | 0 | 0 | 0 | 0 |  | 0 | 0 | 0 | 0 | 0 | 0 | 0 | 0 |  |  |  |  | 0 | 0 | 0 | 0 | 0 | 0 | 1 | 0 |  | 1 | 1 | 1 | 1 | #VALUE! | #VALUE! | 0 | 0 | 0 | 0 | 0 | 0 | 0 | 0 | 0 | 0 | 0 | 0 | 0 | 0 | 0 | 0 | 0 | 0 | 0 | 0 | 0 | 0 | 0 | 0 | 0
Monday | 5 | 30 | 16 | 3592 | 0 | 0 | 0 | 0 | 0 | 0 | 0 | 0 | 0 | 0 | 0 | 0 | 0 | 0 | 0 | 0 | 0 | 0 | 0 | 0 | 0 |  | 0 | 0 | 0 | 0 | 0 | 0 | 0 | 0 |  |  |  |  | 0 | 0 | 0 | 0 | 0 | 0 | 1 | 0 |  | 1 | 1 | 1 | 1 | #VALUE! | #VALUE! | 0 | 0 | 0 | 0 | 0 | 0 | 0 | 0 | 0 | 0 | 0 | 0 | 0 | 0 | 0 | 0 | 0 | 0 | 0 | 0 | 0 | 0 | 0 | 0 | 0
Monday | 5 | 30 | 17 | 3593 | 0 | 0 | 0 | 0 | 0 | 0 | 0 | 0 | 0 | 0 | 0 | 0 | 0 | 0 | 0 | 0 | 0 | 0 | 0 | 0 | 0 |  | 0 | 0 | 0 | 0 | 0 | 0 | 0 | 0 |  |  |  |  | 0 | 0 | 0 | 0 | 0 | 0 | 1 | 0 |  | 1 | 1 | 1 | 1 | #VALUE! | #VALUE! | 0 | 0 | 0 | 0 | 0 | 0 | 0 | 0 | 0 | 0 | 0 | 0 | 0 | 0 | 0 | 0 | 0 | 0 | 0 | 0 | 0 | 0 | 0 | 0 | 0
Monday | 5 | 30 | 18 | 3594 | 0 | 0 | 0 | 0 | 0 | 0 | 0 | 0 | 0 | 0 | 0 | 0 | 0 | 0 | 0 | 0 | 0 | 0 | 0 | 0 | 0 |  | 0 | 0 | 0 | 0 | 0 | 0 | 0 | 0 |  |  |  |  | 0 | 0 | 0 | 0 | 0 | 0 | 1 | 0 |  | 1 | 1 | 1 | 1 | #VALUE! | #VALUE! | 0 | 0 | 0 | 0 | 0 | 0 | 0 | 0 | 0 | 0 | 0 | 0 | 0 | 0 | 0 | 0 | 0 | 0 | 0 | 0 | 0 | 0 | 0 | 0 | 0
Monday | 5 | 30 | 19 | 3595 | 0 | 0 | 0 | 0 | 0 | 0 | 0 | 0 | 0 | 0 | 0 | 0 | 0 | 0 | 0 | 0 | 0 | 0 | 0 | 0 | 0 |  | 0 | 0 | 0 | 0 | 0 | 0 | 0 | 0 |  |  |  |  | 0 | 0 | 0 | 0 | 0 | 0 | 1 | 0 |  | 1 | 1 | 1 | 1 | #VALUE! | #VALUE! | 0 | 0 | 0 | 0 | 0 | 0 | 0 | 0 | 0 | 0 | 0 | 0 | 0 | 0 | 0 | 0 | 0 | 0 | 0 | 0 | 0 | 0 | 0 | 0 | 0
Monday | 5 | 30 | 20 | 3596 | 0 | 0 | 0 | 0 | 0 | 0 | 0 | 0 | 0 | 0 | 0 | 0 | 0 | 0 | 0 | 0 | 0 | 0 | 0 | 0 | 0 |  | 0 | 0 | 0 | 0 | 0 | 0 | 0 | 0 |  |  |  |  | 0 | 0 | 0 | 0 | 0 | 0 | 1 | 0 |  | 1 | 1 | 1 | 1 | #VALUE! | #VALUE! | 0 | 0 | 0 | 0 | 0 | 0 | 0 | 0 | 0 | 0 | 0 | 0 | 0 | 0 | 0 | 0 | 0 | 0 | 0 | 0 | 0 | 0 | 0 | 0 | 0
Monday | 5 | 30 | 21 | 3597 | 0 | 0 | 0 | 0 | 0 | 0 | 0 | 0 | 0 | 0 | 0 | 0 | 0 | 0 | 0 | 0 | 0 | 0 | 0 | 0 | 0 |  | 0 | 0 | 0 | 0 | 0 | 0 | 0 | 0 |  |  |  |  | 0 | 0 | 0 | 0 | 0 | 0 | 1 | 0 |  | 1 | 1 | 1 | 1 | #VALUE! | #VALUE! | 0 | 0 | 0 | 0 | 0 | 0 | 0 | 0 | 0 | 0 | 0 | 0 | 0 | 0 | 0 | 0 | 0 | 0 | 0 | 0 | 0 | 0 | 0 | 0 | 0
Monday | 5 | 30 | 22 | 3598 | 0 | 0 | 0 | 0 | 0 | 0 | 0 | 0 | 0 | 0 | 0 | 0 | 0 | 0 | 0 | 0 | 0 | 0 | 0 | 0 | 0 |  | 0 | 0 | 0 | 0 | 0 | 0 | 0 | 0 |  |  |  |  | 0 | 0 | 0 | 0 | 0 | 0 | 1 | 0 |  | 1 | 1 | 1 | 1 | #VALUE! | #VALUE! | 0 | 0 | 0 | 0 | 0 | 0 | 0 | 0 | 0 | 0 | 0 | 0 | 0 | 0 | 0 | 0 | 0 | 0 | 0 | 0 | 0 | 0 | 0 | 0 | 0
Monday | 5 | 30 | 23 | 3599 | 0 | 0 | 0 | 0 | 0 | 0 | 0 | 0 | 0 | 0 | 0 | 0 | 0 | 0 | 0 | 0 | 0 | 0 | 0 | 0 | 0 |  | 0 | 0 | 0 | 0 | 0 | 0 | 0 | 0 |  |  |  |  | 0 | 0 | 0 | 0 | 0 | 0 | 0 | 1 |  | 1 | 1 | 1 | 1 | 1 | 1 | 0 | 0 | 0 | 0 | 0 | 0 | 0 | 0 | 0 | 0 | 0 | 0 | 0 | 0 | 0 | 0 | 0 | 0 | 0 | 0 | 0 | 0 | 0 | 0 | 0
Monday | 5 | 30 | 24 | 3600 | 0 | 0 | 0 | 0 | 0 | 0 | 0 | 0 | 0 | 0 | 0 | 0 | 0 | 0 | 0 | 0 | 0 | 0 | 0 | 0 | 0 |  | 0 | 0 | 0 | 0 | 0 | 0 | 0 | 0 |  |  |  |  | 0 | 0 | 0 | 0 | 0 | 0 | 0 | 1 |  | 1 | 1 | 1 | 1 | 1 | 1 | 0 | 0 | 0 | 0 | 0 | 0 | 0 | 0 | 0 | 0 | 0 | 0 | 0 | 0 | 0 | 0 | 0 | 0 | 0 | 0 | 0 | 0 | 0 | 0 | 0
Tuesday | 5 | 31 | 1 | 3601 | 0 | 0 | 0 | 0 | 0 | 0 | 0 | 0 | 0 | 0 | 0 | 0 | 0 | 0 | 0 | 0 | 0 | 0 | 0 | 0 | 0 |  | 0 | 0 | 0 | 0 | 0 | 0 | 0 | 0 |  |  |  |  | 0 | 0 | 0 | 0 | 0 | 0 | 0 | 1 |  | 1 | 1 | 1 | 1 | 1 | 1 | 0 | 0 | 0 | 0 | 0 | 0 | 0 | 0 | 0 | 0 | 0 | 0 | 0 | 0 | 0 | 0 | 0 | 0 | 0 | 0 | 0 | 0 | 0 | 0 | 0
Tuesday | 5 | 31 | 2 | 3602 | 0 | 0 | 0 | 0 | 0 | 0 | 0 | 0 | 0 | 0 | 0 | 0 | 0 | 0 | 0 | 0 | 0 | 0 | 0 | 0 | 0 |  | 0 | 0 | 0 | 0 | 0 | 0 | 0 | 0 |  |  |  |  | 0 | 0 | 0 | 0 | 0 | 0 | 0 | 1 |  | 1 | 1 | 1 | 1 | 1 | 1 | 0 | 0 | 0 | 0 | 0 | 0 | 0 | 0 | 0 | 0 | 0 | 0 | 0 | 0 | 0 | 0 | 0 | 0 | 0 | 0 | 0 | 0 | 0 | 0 | 0
Tuesday | 5 | 31 | 3 | 3603 | 0 | 0 | 0 | 0 | 0 | 0 | 0 | 0 | 0 | 0 | 0 | 0 | 0 | 0 | 0 | 0 | 0 | 0 | 0 | 0 | 0 |  | 0 | 0 | 0 | 0 | 0 | 0 | 0 | 0 |  |  |  |  | 0 | 0 | 0 | 0 | 0 | 0 | 0 | 1 |  | 1 | 1 | 1 | 1 | 1 | 1 | 0 | 0 | 0 | 0 | 0 | 0 | 0 | 0 | 0 | 0 | 0 | 0 | 0 | 0 | 0 | 0 | 0 | 0 | 0 | 0 | 0 | 0 | 0 | 0 | 0
Tuesday | 5 | 31 | 4 | 3604 | 0 | 0 | 0 | 0 | 0 | 0 | 0 | 0 | 0 | 0 | 0 | 0 | 0 | 0 | 0 | 0 | 0 | 0 | 0 | 0 | 0 |  | 0 | 0 | 0 | 0 | 0 | 0 | 0 | 0 |  |  |  |  | 0 | 0 | 0 | 0 | 0 | 0 | 0 | 1 |  | 1 | 1 | 1 | 1 | 1 | 1 | 0 | 0 | 0 | 0 | 0 | 0 | 0 | 0 | 0 | 0 | 0 | 0 | 0 | 0 | 0 | 0 | 0 | 0 | 0 | 0 | 0 | 0 | 0 | 0 | 0
Tuesday | 5 | 31 | 5 | 3605 | 0 | 0 | 0 | 0 | 0 | 0 | 0 | 0 | 0 | 0 | 0 | 0 | 0 | 0 | 0 | 0 | 0 | 0 | 0 | 0 | 0 |  | 0 | 0 | 0 | 0 | 0 | 0 | 0 | 0 |  |  |  |  | 0 | 0 | 0 | 0 | 0 | 0 | 0 | 1 |  | 1 | 1 | 1 | 1 | 1 | 1 | 0 | 0 | 0 | 0 | 0 | 0 | 0 | 0 | 0 | 0 | 0 | 0 | 0 | 0 | 0 | 0 | 0 | 0 | 0 | 0 | 0 | 0 | 0 | 0 | 0
Tuesday | 5 | 31 | 6 | 3606 | 0 | 0 | 0 | 0 | 0 | 0 | 0 | 0 | 0 | 0 | 0 | 0 | 0 | 0 | 0 | 0 | 0 | 0 | 0 | 0 | 0 |  | 0 | 0 | 0 | 0 | 0 | 0 | 0 | 0 |  |  |  |  | 0 | 0 | 0 | 0 | 0 | 0 | 0 | 1 |  | 1 | 1 | 1 | 1 | 1 | 1 | 0 | 0 | 0 | 0 | 0 | 0 | 0 | 0 | 0 | 0 | 0 | 0 | 0 | 0 | 0 | 0 | 0 | 0 | 0 | 0 | 0 | 0 | 0 | 0 | 0
Tuesday | 5 | 31 | 7 | 3607 | 0 | 0 | 0 | 0 | 0 | 0 | 0 | 0 | 0 | 0 | 0 | 0 | 0 | 0 | 0 | 0 | 0 | 0 | 0 | 0 | 0 |  | 0 | 0 | 0 | 0 | 0 | 0 | 0 | 0 |  |  |  |  | 0 | 0 | 0 | 0 | 0 | 0 | 0 | 1 |  | 1 | 1 | 1 | 1 | 1 | 1 | 0 | 0 | 0 | 0 | 0 | 0 | 0 | 0 | 0 | 0 | 0 | 0 | 0 | 0 | 0 | 0 | 0 | 0 | 0 | 0 | 0 | 0 | 0 | 0 | 0
Tuesday | 5 | 31 | 8 | 3608 | 0 | 0 | 0 | 0 | 0 | 0 | 0 | 0 | 0 | 0 | 0 | 0 | 0 | 0 | 0 | 0 | 0 | 0 | 0 | 0 | 0 |  | 0 | 0 | 0 | 0 | 0 | 0 | 0 | 0 |  |  |  |  | 0 | 0 | 0 | 0 | 0 | 0 | 1 | 0 |  | 1 | 1 | 1 | 1 | #VALUE! | #VALUE! | 0 | 0 | 0 | 0 | 0 | 0 | 0 | 0 | 0 | 0 | 0 | 0 | 0 | 0 | 0 | 0 | 0 | 0 | 0 | 0 | 0 | 0 | 0 | 0 | 0
Tuesday | 5 | 31 | 9 | 3609 | 0 | 0 | 0 | 0 | 0 | 0 | 0 | 0 | 0 | 0 | 0 | 0 | 0 | 0 | 0 | 0 | 0 | 0 | 0 | 0 | 0 |  | 0 | 0 | 0 | 0 | 0 | 0 | 0 | 0 |  |  |  |  | 0 | 0 | 0 | 0 | 0 | 0 | 1 | 0 |  | 1 | 1 | 1 | 1 | #VALUE! | #VALUE! | 0 | 0 | 0 | 0 | 0 | 0 | 0 | 0 | 0 | 0 | 0 | 0 | 0 | 0 | 0 | 0 | 0 | 0 | 0 | 0 | 0 | 0 | 0 | 0 | 0
Tuesday | 5 | 31 | 10 | 3610 | 0 | 0 | 0 | 0 | 0 | 0 | 0 | 0 | 0 | 0 | 0 | 0 | 0 | 0 | 0 | 0 | 0 | 0 | 0 | 0 | 0 |  | 0 | 0 | 0 | 0 | 0 | 0 | 0 | 0 |  |  |  |  | 0 | 0 | 0 | 0 | 0 | 0 | 1 | 0 |  | 1 | 1 | 1 | 1 | #VALUE! | #VALUE! | 0 | 0 | 0 | 0 | 0 | 0 | 0 | 0 | 0 | 0 | 0 | 0 | 0 | 0 | 0 | 0 | 0 | 0 | 0 | 0 | 0 | 0 | 0 | 0 | 0
Tuesday | 5 | 31 | 11 | 3611 | 0 | 0 | 0 | 0 | 0 | 0 | 0 | 0 | 0 | 0 | 0 | 0 | 0 | 0 | 0 | 0 | 0 | 0 | 0 | 0 | 0 |  | 0 | 0 | 0 | 0 | 0 | 0 | 0 | 0 |  |  |  |  | 0 | 0 | 0 | 0 | 0 | 0 | 1 | 0 |  | 1 | 1 | 1 | 1 | #VALUE! | #VALUE! | 0 | 0 | 0 | 0 | 0 | 0 | 0 | 0 | 0 | 0 | 0 | 0 | 0 | 0 | 0 | 0 | 0 | 0 | 0 | 0 | 0 | 0 | 0 | 0 | 0
Tuesday | 5 | 31 | 12 | 3612 | 0 | 0 | 0 | 0 | 0 | 0 | 0 | 0 | 0 | 0 | 0 | 0 | 0 | 0 | 0 | 0 | 0 | 0 | 0 | 0 | 0 |  | 0 | 0 | 0 | 0 | 0 | 0 | 0 | 0 |  |  |  |  | 0 | 0 | 0 | 0 | 0 | 0 | 1 | 0 |  | 1 | 1 | 1 | 1 | #VALUE! | #VALUE! | 0 | 0 | 0 | 0 | 0 | 0 | 0 | 0 | 0 | 0 | 0 | 0 | 0 | 0 | 0 | 0 | 0 | 0 | 0 | 0 | 0 | 0 | 0 | 0 | 0
Tuesday | 5 | 31 | 13 | 3613 | 0 | 0 | 0 | 0 | 0 | 0 | 0 | 0 | 0 | 0 | 0 | 0 | 0 | 0 | 0 | 0 | 0 | 0 | 0 | 0 | 0 |  | 0 | 0 | 0 | 0 | 0 | 0 | 0 | 0 |  |  |  |  | 0 | 0 | 0 | 0 | 0 | 0 | 1 | 0 |  | 1 | 1 | 1 | 1 | #VALUE! | #VALUE! | 0 | 0 | 0 | 0 | 0 | 0 | 0 | 0 | 0 | 0 | 0 | 0 | 0 | 0 | 0 | 0 | 0 | 0 | 0 | 0 | 0 | 0 | 0 | 0 | 0
Tuesday | 5 | 31 | 14 | 3614 | 0 | 0 | 0 | 0 | 0 | 0 | 0 | 0 | 0 | 0 | 0 | 0 | 0 | 0 | 0 | 0 | 0 | 0 | 0 | 0 | 0 |  | 0 | 0 | 0 | 0 | 0 | 0 | 0 | 0 |  |  |  |  | 0 | 0 | 0 | 0 | 0 | 0 | 1 | 0 |  | 1 | 1 | 1 | 1 | #VALUE! | #VALUE! | 0 | 0 | 0 | 0 | 0 | 0 | 0 | 0 | 0 | 0 | 0 | 0 | 0 | 0 | 0 | 0 | 0 | 0 | 0 | 0 | 0 | 0 | 0 | 0 | 0
Tuesday | 5 | 31 | 15 | 3615 | 0 | 0 | 0 | 0 | 0 | 0 | 0 | 0 | 0 | 0 | 0 | 0 | 0 | 0 | 0 | 0 | 0 | 0 | 0 | 0 | 0 |  | 0 | 0 | 0 | 0 | 0 | 0 | 0 | 0 |  |  |  |  | 0 | 0 | 0 | 0 | 0 | 0 | 1 | 0 |  | 1 | 1 | 1 | 1 | #VALUE! | #VALUE! | 0 | 0 | 0 | 0 | 0 | 0 | 0 | 0 | 0 | 0 | 0 | 0 | 0 | 0 | 0 | 0 | 0 | 0 | 0 | 0 | 0 | 0 | 0 | 0 | 0
Tuesday | 5 | 31 | 16 | 3616 | 0 | 0 | 0 | 0 | 0 | 0 | 0 | 0 | 0 | 0 | 0 | 0 | 0 | 0 | 0 | 0 | 0 | 0 | 0 | 0 | 0 |  | 0 | 0 | 0 | 0 | 0 | 0 | 0 | 0 |  |  |  |  | 0 | 0 | 0 | 0 | 0 | 0 | 1 | 0 |  | 1 | 1 | 1 | 1 | #VALUE! | #VALUE! | 0 | 0 | 0 | 0 | 0 | 0 | 0 | 0 | 0 | 0 | 0 | 0 | 0 | 0 | 0 | 0 | 0 | 0 | 0 | 0 | 0 | 0 | 0 | 0 | 0
Tuesday | 5 | 31 | 17 | 3617 | 0 | 0 | 0 | 0 | 0 | 0 | 0 | 0 | 0 | 0 | 0 | 0 | 0 | 0 | 0 | 0 | 0 | 0 | 0 | 0 | 0 |  | 0 | 0 | 0 | 0 | 0 | 0 | 0 | 0 |  |  |  |  | 0 | 0 | 0 | 0 | 0 | 0 | 1 | 0 |  | 1 | 1 | 1 | 1 | #VALUE! | #VALUE! | 0 | 0 | 0 | 0 | 0 | 0 | 0 | 0 | 0 | 0 | 0 | 0 | 0 | 0 | 0 | 0 | 0 | 0 | 0 | 0 | 0 | 0 | 0 | 0 | 0
Tuesday | 5 | 31 | 18 | 3618 | 0 | 0 | 0 | 0 | 0 | 0 | 0 | 0 | 0 | 0 | 0 | 0 | 0 | 0 | 0 | 0 | 0 | 0 | 0 | 0 | 0 |  | 0 | 0 | 0 | 0 | 0 | 0 | 0 | 0 |  |  |  |  | 0 | 0 | 0 | 0 | 0 | 0 | 1 | 0 |  | 1 | 1 | 1 | 1 | #VALUE! | #VALUE! | 0 | 0 | 0 | 0 | 0 | 0 | 0 | 0 | 0 | 0 | 0 | 0 | 0 | 0 | 0 | 0 | 0 | 0 | 0 | 0 | 0 | 0 | 0 | 0 | 0
Tuesday | 5 | 31 | 19 | 3619 | 0 | 0 | 0 | 0 | 0 | 0 | 0 | 0 | 0 | 0 | 0 | 0 | 0 | 0 | 0 | 0 | 0 | 0 | 0 | 0 | 0 |  | 0 | 0 | 0 | 0 | 0 | 0 | 0 | 0 |  |  |  |  | 0 | 0 | 0 | 0 | 0 | 0 | 1 | 0 |  | 1 | 1 | 1 | 1 | #VALUE! | #VALUE! | 0 | 0 | 0 | 0 | 0 | 0 | 0 | 0 | 0 | 0 | 0 | 0 | 0 | 0 | 0 | 0 | 0 | 0 | 0 | 0 | 0 | 0 | 0 | 0 | 0
Tuesday | 5 | 31 | 20 | 3620 | 0 | 0 | 0 | 0 | 0 | 0 | 0 | 0 | 0 | 0 | 0 | 0 | 0 | 0 | 0 | 0 | 0 | 0 | 0 | 0 | 0 |  | 0 | 0 | 0 | 0 | 0 | 0 | 0 | 0 |  |  |  |  | 0 | 0 | 0 | 0 | 0 | 0 | 1 | 0 |  | 1 | 1 | 1 | 1 | #VALUE! | #VALUE! | 0 | 0 | 0 | 0 | 0 | 0 | 0 | 0 | 0 | 0 | 0 | 0 | 0 | 0 | 0 | 0 | 0 | 0 | 0 | 0 | 0 | 0 | 0 | 0 | 0
Tuesday | 5 | 31 | 21 | 3621 | 0 | 0 | 0 | 0 | 0 | 0 | 0 | 0 | 0 | 0 | 0 | 0 | 0 | 0 | 0 | 0 | 0 | 0 | 0 | 0 | 0 |  | 0 | 0 | 0 | 0 | 0 | 0 | 0 | 0 |  |  |  |  | 0 | 0 | 0 | 0 | 0 | 0 | 1 | 0 |  | 1 | 1 | 1 | 1 | #VALUE! | #VALUE! | 0 | 0 | 0 | 0 | 0 | 0 | 0 | 0 | 0 | 0 | 0 | 0 | 0 | 0 | 0 | 0 | 0 | 0 | 0 | 0 | 0 | 0 | 0 | 0 | 0
Tuesday | 5 | 31 | 22 | 3622 | 0 | 0 | 0 | 0 | 0 | 0 | 0 | 0 | 0 | 0 | 0 | 0 | 0 | 0 | 0 | 0 | 0 | 0 | 0 | 0 | 0 |  | 0 | 0 | 0 | 0 | 0 | 0 | 0 | 0 |  |  |  |  | 0 | 0 | 0 | 0 | 0 | 0 | 1 | 0 |  | 1 | 1 | 1 | 1 | #VALUE! | #VALUE! | 0 | 0 | 0 | 0 | 0 | 0 | 0 | 0 | 0 | 0 | 0 | 0 | 0 | 0 | 0 | 0 | 0 | 0 | 0 | 0 | 0 | 0 | 0 | 0 | 0
Tuesday | 5 | 31 | 23 | 3623 | 0 | 0 | 0 | 0 | 0 | 0 | 0 | 0 | 0 | 0 | 0 | 0 | 0 | 0 | 0 | 0 | 0 | 0 | 0 | 0 | 0 |  | 0 | 0 | 0 | 0 | 0 | 0 | 0 | 0 |  |  |  |  | 0 | 0 | 0 | 0 | 0 | 0 | 0 | 1 |  | 1 | 1 | 1 | 1 | 1 | 1 | 0 | 0 | 0 | 0 | 0 | 0 | 0 | 0 | 0 | 0 | 0 | 0 | 0 | 0 | 0 | 0 | 0 | 0 | 0 | 0 | 0 | 0 | 0 | 0 | 0
Tuesday | 5 | 31 | 24 | 3624 | 0 | 0 | 0 | 0 | 0 | 0 | 0 | 0 | 0 | 0 | 0 | 0 | 0 | 0 | 0 | 0 | 0 | 0 | 0 | 0 | 0 |  | 0 | 0 | 0 | 0 | 0 | 0 | 0 | 0 |  |  |  |  | 0 | 0 | 0 | 0 | 0 | 0 | 0 | 1 |  | 1 | 1 | 1 | 1 | 1 | 1 | 0 | 0 | 0 | 0 | 0 | 0 | 0 | 0 | 0 | 0 | 0 | 0 | 0 | 0 | 0 | 0 | 0 | 0 | 0 | 0 | 0 | 0 | 0 | 0 | 0
Wednesday | 6 | 1 | 1 | 3625 | 0 | 0 | 0 | 0 | 0 | 0 | 0 | 0 | 0 | 0 | 0 | 0 | 0 | 0 | 0 | 0 | 0 | 0 | 0 | 0 | 0 |  | 0 | 0 | 0 | 0 | 0 | 0 | 0 | 0 |  |  |  |  | 0 | 0 | 0 | 0 | 0 | 1 | 0 | 0 |  | 1 | 1 | 1 | 1 | 1 | 1 | 0 | 0 | 0 | 0 | 0 | 0 | 0 | 0 | 0 | 0 | 0 | 0 | 0 | 0 | 0 | 0 | 0 | 0 | 0 | 0 | 0 | 0 | 0 | 0 | 0
Wednesday | 6 | 1 | 2 | 3626 | 0 | 0 | 0 | 0 | 0 | 0 | 0 | 0 | 0 | 0 | 0 | 0 | 0 | 0 | 0 | 0 | 0 | 0 | 0 | 0 | 0 |  | 0 | 0 | 0 | 0 | 0 | 0 | 0 | 0 |  |  |  |  | 0 | 0 | 0 | 0 | 0 | 1 | 0 | 0 |  | 1 | 1 | 1 | 1 | 1 | 1 | 0 | 0 | 0 | 0 | 0 | 0 | 0 | 0 | 0 | 0 | 0 | 0 | 0 | 0 | 0 | 0 | 0 | 0 | 0 | 0 | 0 | 0 | 0 | 0 | 0
Wednesday | 6 | 1 | 3 | 3627 | 0 | 0 | 0 | 0 | 0 | 0 | 0 | 0 | 0 | 0 | 0 | 0 | 0 | 0 | 0 | 0 | 0 | 0 | 0 | 0 | 0 |  | 0 | 0 | 0 | 0 | 0 | 0 | 0 | 0 |  |  |  |  | 0 | 0 | 0 | 0 | 0 | 1 | 0 | 0 |  | 1 | 1 | 1 | 1 | 1 | 1 | 0 | 0 | 0 | 0 | 0 | 0 | 0 | 0 | 0 | 0 | 0 | 0 | 0 | 0 | 0 | 0 | 0 | 0 | 0 | 0 | 0 | 0 | 0 | 0 | 0
Wednesday | 6 | 1 | 4 | 3628 | 0 | 0 | 0 | 0 | 0 | 0 | 0 | 0 | 0 | 0 | 0 | 0 | 0 | 0 | 0 | 0 | 0 | 0 | 0 | 0 | 0 |  | 0 | 0 | 0 | 0 | 0 | 0 | 0 | 0 |  |  |  |  | 0 | 0 | 0 | 0 | 0 | 1 | 0 | 0 |  | 1 | 1 | 1 | 1 | 1 | 1 | 0 | 0 | 0 | 0 | 0 | 0 | 0 | 0 | 0 | 0 | 0 | 0 | 0 | 0 | 0 | 0 | 0 | 0 | 0 | 0 | 0 | 0 | 0 | 0 | 0
Wednesday | 6 | 1 | 5 | 3629 | 0 | 0 | 0 | 0 | 0 | 0 | 0 | 0 | 0 | 0 | 0 | 0 | 0 | 0 | 0 | 0 | 0 | 0 | 0 | 0 | 0 |  | 0 | 0 | 0 | 0 | 0 | 0 | 0 | 0 |  |  |  |  | 0 | 0 | 0 | 0 | 0 | 1 | 0 | 0 |  | 1 | 1 | 1 | 1 | 1 | 1 | 0 | 0 | 0 | 0 | 0 | 0 | 0 | 0 | 0 | 0 | 0 | 0 | 0 | 0 | 0 | 0 | 0 | 0 | 0 | 0 | 0 | 0 | 0 | 0 | 0
Wednesday | 6 | 1 | 6 | 3630 | 0 | 0 | 0 | 0 | 0 | 0 | 0 | 0 | 0 | 0 | 0 | 0 | 0 | 0 | 0 | 0 | 0 | 0 | 0 | 0 | 0 |  | 0 | 0 | 0 | 0 | 0 | 0 | 0 | 0 |  |  |  |  | 0 | 0 | 0 | 0 | 0 | 1 | 0 | 0 |  | 1 | 1 | 1 | 1 | 1 | 1 | 0 | 0 | 0 | 0 | 0 | 0 | 0 | 0 | 0 | 0 | 0 | 0 | 0 | 0 | 0 | 0 | 0 | 0 | 0 | 0 | 0 | 0 | 0 | 0 | 0
Wednesday | 6 | 1 | 7 | 3631 | 0 | 0 | 0 | 0 | 0 | 0 | 0 | 0 | 0 | 0 | 0 | 0 | 0 | 0 | 0 | 0 | 0 | 0 | 0 | 0 | 0 |  | 0 | 0 | 0 | 0 | 0 | 0 | 0 | 0 |  |  |  |  | 0 | 0 | 0 | 0 | 0 | 1 | 0 | 0 |  | 1 | 1 | 1 | 1 | 1 | 1 | 0 | 0 | 0 | 0 | 0 | 0 | 0 | 0 | 0 | 0 | 0 | 0 | 0 | 0 | 0 | 0 | 0 | 0 | 0 | 0 | 0 | 0 | 0 | 0 | 0
Wednesday | 6 | 1 | 8 | 3632 | 0 | 0 | 0 | 0 | 0 | 0 | 0 | 0 | 0 | 0 | 0 | 0 | 0 | 0 | 0 | 0 | 0 | 0 | 0 | 0 | 0 |  | 0 | 0 | 0 | 0 | 0 | 0 | 0 | 0 |  |  |  |  | 0 | 0 | 0 | 0 | 1 | 0 | 0 | 0 |  | 1 | 1 | 1 | #VALUE! | 1 | #VALUE! | 0 | 0 | 0 | 0 | 0 | 0 | 0 | 0 | 0 | 0 | 0 | 0 | 0 | 0 | 0 | 0 | 0 | 0 | 0 | 0 | 0 | 0 | 0 | 0 | 0
Wednesday | 6 | 1 | 9 | 3633 | 0 | 0 | 0 | 0 | 0 | 0 | 0 | 0 | 0 | 0 | 0 | 0 | 0 | 0 | 0 | 0 | 0 | 0 | 0 | 0 | 0 |  | 0 | 0 | 0 | 0 | 0 | 0 | 0 | 0 |  |  |  |  | 0 | 0 | 0 | 0 | 1 | 0 | 0 | 0 |  | 1 | 1 | 1 | #VALUE! | 1 | #VALUE! | 0 | 0 | 0 | 0 | 0 | 0 | 0 | 0 | 0 | 0 | 0 | 0 | 0 | 0 | 0 | 0 | 0 | 0 | 0 | 0 | 0 | 0 | 0 | 0 | 0
Wednesday | 6 | 1 | 10 | 3634 | 0 | 0 | 0 | 0 | 0 | 0 | 0 | 0 | 0 | 0 | 0 | 0 | 0 | 0 | 0 | 0 | 0 | 0 | 0 | 0 | 0 |  | 0 | 0 | 0 | 0 | 0 | 0 | 0 | 0 |  |  |  |  | 0 | 0 | 0 | 0 | 1 | 0 | 0 | 0 |  | 1 | 1 | 1 | #VALUE! | 1 | #VALUE! | 0 | 0 | 0 | 0 | 0 | 0 | 0 | 0 | 0 | 0 | 0 | 0 | 0 | 0 | 0 | 0 | 0 | 0 | 0 | 0 | 0 | 0 | 0 | 0 | 0
Wednesday | 6 | 1 | 11 | 3635 | 0 | 0 | 0 | 0 | 0 | 0 | 0 | 0 | 0 | 0 | 0 | 0 | 0 | 0 | 0 | 0 | 0 | 0 | 0 | 0 | 0 |  | 0 | 0 | 0 | 0 | 0 | 0 | 0 | 0 |  |  |  |  | 0 | 0 | 0 | 0 | 1 | 0 | 0 | 0 |  | 1 | 1 | 1 | #VALUE! | 1 | #VALUE! | 0 | 0 | 0 | 0 | 0 | 0 | 0 | 0 | 0 | 0 | 0 | 0 | 0 | 0 | 0 | 0 | 0 | 0 | 0 | 0 | 0 | 0 | 0 | 0 | 0
Wednesday | 6 | 1 | 12 | 3636 | 0 | 0 | 0 | 0 | 0 | 0 | 0 | 0 | 0 | 0 | 0 | 0 | 0 | 0 | 0 | 0 | 0 | 0 | 0 | 0 | 0 |  | 0 | 0 | 0 | 0 | 0 | 0 | 0 | 0 |  |  |  |  | 0 | 0 | 0 | 0 | 1 | 0 | 0 | 0 |  | 1 | 1 | 1 | #VALUE! | 1 | #VALUE! | 0 | 0 | 0 | 0 | 0 | 0 | 0 | 0 | 0 | 0 | 0 | 0 | 0 | 0 | 0 | 0 | 0 | 0 | 0 | 0 | 0 | 0 | 0 | 0 | 0
Wednesday | 6 | 1 | 13 | 3637 | 0 | 0 | 0 | 0 | 0 | 0 | 0 | 0 | 0 | 0 | 0 | 0 | 0 | 0 | 0 | 0 | 0 | 0 | 0 | 0 | 0 |  | 0 | 0 | 0 | 0 | 0 | 0 | 0 | 0 |  |  |  |  | 0 | 0 | 0 | 0 | 1 | 0 | 0 | 0 |  | 1 | 1 | 1 | #VALUE! | 1 | #VALUE! | 0 | 0 | 0 | 0 | 0 | 0 | 0 | 0 | 0 | 0 | 0 | 0 | 0 | 0 | 0 | 0 | 0 | 0 | 0 | 0 | 0 | 0 | 0 | 0 | 0
Wednesday | 6 | 1 | 14 | 3638 | 0 | 0 | 0 | 0 | 0 | 0 | 0 | 0 | 0 | 0 | 0 | 0 | 0 | 0 | 0 | 0 | 0 | 0 | 0 | 0 | 0 |  | 0 | 0 | 0 | 0 | 0 | 0 | 0 | 0 |  |  |  |  | 0 | 0 | 0 | 1 | 0 | 0 | 0 | 0 |  | 1 | 1 | #VALUE! | 1 | 1 | #VALUE! | 0 | 0 | 0 | 0 | 0 | 0 | 0 | 0 | 0 | 0 | 0 | 0 | 0 | 0 | 0 | 0 | 0 | 0 | 0 | 0 | 0 | 0 | 0 | 0 | 0
Wednesday | 6 | 1 | 15 | 3639 | 0 | 0 | 0 | 0 | 0 | 0 | 0 | 0 | 0 | 0 | 0 | 0 | 0 | 0 | 0 | 0 | 0 | 0 | 0 | 0 | 0 |  | 0 | 0 | 0 | 0 | 0 | 0 | 0 | 0 |  |  |  |  | 0 | 0 | 0 | 1 | 0 | 0 | 0 | 0 |  | 1 | 1 | #VALUE! | 1 | 1 | #VALUE! | 0 | 0 | 0 | 0 | 0 | 0 | 0 | 0 | 0 | 0 | 0 | 0 | 0 | 0 | 0 | 0 | 0 | 0 | 0 | 0 | 0 | 0 | 0 | 0 | 0
Wednesday | 6 | 1 | 16 | 3640 | 0 | 0 | 0 | 0 | 0 | 0 | 0 | 0 | 0 | 0 | 0 | 0 | 0 | 0 | 0 | 0 | 0 | 0 | 0 | 0 | 0 |  | 0 | 0 | 0 | 0 | 0 | 0 | 0 | 0 |  |  |  |  | 0 | 0 | 0 | 1 | 0 | 0 | 0 | 0 |  | 1 | 1 | #VALUE! | 1 | 1 | #VALUE! | 0 | 0 | 0 | 0 | 0 | 0 | 0 | 0 | 0 | 0 | 0 | 0 | 0 | 0 | 0 | 0 | 0 | 0 | 0 | 0 | 0 | 0 | 0 | 0 | 0
Wednesday | 6 | 1 | 17 | 3641 | 0 | 0 | 0 | 0 | 0 | 0 | 0 | 0 | 0 | 0 | 0 | 0 | 0 | 0 | 0 | 0 | 0 | 0 | 0 | 0 | 0 |  | 0 | 0 | 0 | 0 | 0 | 0 | 0 | 0 |  |  |  |  | 0 | 0 | 0 | 1 | 0 | 0 | 0 | 0 |  | 1 | 1 | #VALUE! | 1 | 1 | #VALUE! | 0 | 0 | 0 | 0 | 0 | 0 | 0 | 0 | 0 | 0 | 0 | 0 | 0 | 0 | 0 | 0 | 0 | 0 | 0 | 0 | 0 | 0 | 0 | 0 | 0
Wednesday | 6 | 1 | 18 | 3642 | 0 | 0 | 0 | 0 | 0 | 0 | 0 | 0 | 0 | 0 | 0 | 0 | 0 | 0 | 0 | 0 | 0 | 0 | 0 | 0 | 0 |  | 0 | 0 | 0 | 0 | 0 | 0 | 0 | 0 |  |  |  |  | 0 | 0 | 0 | 1 | 0 | 0 | 0 | 0 |  | 1 | 1 | #VALUE! | 1 | 1 | #VALUE! | 0 | 0 | 0 | 0 | 0 | 0 | 0 | 0 | 0 | 0 | 0 | 0 | 0 | 0 | 0 | 0 | 0 | 0 | 0 | 0 | 0 | 0 | 0 | 0 | 0
Wednesday | 6 | 1 | 19 | 3643 | 0 | 0 | 0 | 0 | 0 | 0 | 0 | 0 | 0 | 0 | 0 | 0 | 0 | 0 | 0 | 0 | 0 | 0 | 0 | 0 | 0 |  | 0 | 0 | 0 | 0 | 0 | 0 | 0 | 0 |  |  |  |  | 0 | 0 | 0 | 1 | 0 | 0 | 0 | 0 |  | 1 | 1 | #VALUE! | 1 | 1 | #VALUE! | 0 | 0 | 0 | 0 | 0 | 0 | 0 | 0 | 0 | 0 | 0 | 0 | 0 | 0 | 0 | 0 | 0 | 0 | 0 | 0 | 0 | 0 | 0 | 0 | 0
Wednesday | 6 | 1 | 20 | 3644 | 0 | 0 | 0 | 0 | 0 | 0 | 0 | 0 | 0 | 0 | 0 | 0 | 0 | 0 | 0 | 0 | 0 | 0 | 0 | 0 | 0 |  | 0 | 0 | 0 | 0 | 0 | 0 | 0 | 0 |  |  |  |  | 0 | 0 | 0 | 0 | 1 | 0 | 0 | 0 |  | 1 | 1 | 1 | #VALUE! | 1 | #VALUE! | 0 | 0 | 0 | 0 | 0 | 0 | 0 | 0 | 0 | 0 | 0 | 0 | 0 | 0 | 0 | 0 | 0 | 0 | 0 | 0 | 0 | 0 | 0 | 0 | 0
Wednesday | 6 | 1 | 21 | 3645 | 0 | 0 | 0 | 0 | 0 | 0 | 0 | 0 | 0 | 0 | 0 | 0 | 0 | 0 | 0 | 0 | 0 | 0 | 0 | 0 | 0 |  | 0 | 0 | 0 | 0 | 0 | 0 | 0 | 0 |  |  |  |  | 0 | 0 | 0 | 0 | 1 | 0 | 0 | 0 |  | 1 | 1 | 1 | #VALUE! | 1 | #VALUE! | 0 | 0 | 0 | 0 | 0 | 0 | 0 | 0 | 0 | 0 | 0 | 0 | 0 | 0 | 0 | 0 | 0 | 0 | 0 | 0 | 0 | 0 | 0 | 0 | 0
Wednesday | 6 | 1 | 22 | 3646 | 0 | 0 | 0 | 0 | 0 | 0 | 0 | 0 | 0 | 0 | 0 | 0 | 0 | 0 | 0 | 0 | 0 | 0 | 0 | 0 | 0 |  | 0 | 0 | 0 | 0 | 0 | 0 | 0 | 0 |  |  |  |  | 0 | 0 | 0 | 0 | 1 | 0 | 0 | 0 |  | 1 | 1 | 1 | #VALUE! | 1 | #VALUE! | 0 | 0 | 0 | 0 | 0 | 0 | 0 | 0 | 0 | 0 | 0 | 0 | 0 | 0 | 0 | 0 | 0 | 0 | 0 | 0 | 0 | 0 | 0 | 0 | 0
Wednesday | 6 | 1 | 23 | 3647 | 0 | 0 | 0 | 0 | 0 | 0 | 0 | 0 | 0 | 0 | 0 | 0 | 0 | 0 | 0 | 0 | 0 | 0 | 0 | 0 | 0 |  | 0 | 0 | 0 | 0 | 0 | 0 | 0 | 0 |  |  |  |  | 0 | 0 | 0 | 0 | 0 | 1 | 0 | 0 |  | 1 | 1 | 1 | 1 | 1 | 1 | 0 | 0 | 0 | 0 | 0 | 0 | 0 | 0 | 0 | 0 | 0 | 0 | 0 | 0 | 0 | 0 | 0 | 0 | 0 | 0 | 0 | 0 | 0 | 0 | 0
Wednesday | 6 | 1 | 24 | 3648 | 0 | 0 | 0 | 0 | 0 | 0 | 0 | 0 | 0 | 0 | 0 | 0 | 0 | 0 | 0 | 0 | 0 | 0 | 0 | 0 | 0 |  | 0 | 0 | 0 | 0 | 0 | 0 | 0 | 0 |  |  |  |  | 0 | 0 | 0 | 0 | 0 | 1 | 0 | 0 |  | 1 | 1 | 1 | 1 | 1 | 1 | 0 | 0 | 0 | 0 | 0 | 0 | 0 | 0 | 0 | 0 | 0 | 0 | 0 | 0 | 0 | 0 | 0 | 0 | 0 | 0 | 0 | 0 | 0 | 0 | 0
Thursday | 6 | 2 | 1 | 3649 | 0 | 0 | 0 | 0 | 0 | 0 | 0 | 0 | 0 | 0 | 0 | 0 | 0 | 0 | 0 | 0 | 0 | 0 | 0 | 0 | 0 |  | 0 | 0 | 0 | 0 | 0 | 0 | 0 | 0 |  |  |  |  | 0 | 0 | 0 | 0 | 0 | 1 | 0 | 0 |  | 1 | 1 | 1 | 1 | 1 | 1 | 0 | 0 | 0 | 0 | 0 | 0 | 0 | 0 | 0 | 0 | 0 | 0 | 0 | 0 | 0 | 0 | 0 | 0 | 0 | 0 | 0 | 0 | 0 | 0 | 0
Thursday | 6 | 2 | 2 | 3650 | 0 | 0 | 0 | 0 | 0 | 0 | 0 | 0 | 0 | 0 | 0 | 0 | 0 | 0 | 0 | 0 | 0 | 0 | 0 | 0 | 0 |  | 0 | 0 | 0 | 0 | 0 | 0 | 0 | 0 |  |  |  |  | 0 | 0 | 0 | 0 | 0 | 1 | 0 | 0 |  | 1 | 1 | 1 | 1 | 1 | 1 | 0 | 0 | 0 | 0 | 0 | 0 | 0 | 0 | 0 | 0 | 0 | 0 | 0 | 0 | 0 | 0 | 0 | 0 | 0 | 0 | 0 | 0 | 0 | 0 | 0
Thursday | 6 | 2 | 3 | 3651 | 0 | 0 | 0 | 0 | 0 | 0 | 0 | 0 | 0 | 0 | 0 | 0 | 0 | 0 | 0 | 0 | 0 | 0 | 0 | 0 | 0 |  | 0 | 0 | 0 | 0 | 0 | 0 | 0 | 0 |  |  |  |  | 0 | 0 | 0 | 0 | 0 | 1 | 0 | 0 |  | 1 | 1 | 1 | 1 | 1 | 1 | 0 | 0 | 0 | 0 | 0 | 0 | 0 | 0 | 0 | 0 | 0 | 0 | 0 | 0 | 0 | 0 | 0 | 0 | 0 | 0 | 0 | 0 | 0 | 0 | 0
Thursday | 6 | 2 | 4 | 3652 | 0 | 0 | 0 | 0 | 0 | 0 | 0 | 0 | 0 | 0 | 0 | 0 | 0 | 0 | 0 | 0 | 0 | 0 | 0 | 0 | 0 |  | 0 | 0 | 0 | 0 | 0 | 0 | 0 | 0 |  |  |  |  | 0 | 0 | 0 | 0 | 0 | 1 | 0 | 0 |  | 1 | 1 | 1 | 1 | 1 | 1 | 0 | 0 | 0 | 0 | 0 | 0 | 0 | 0 | 0 | 0 | 0 | 0 | 0 | 0 | 0 | 0 | 0 | 0 | 0 | 0 | 0 | 0 | 0 | 0 | 0
Thursday | 6 | 2 | 5 | 3653 | 0 | 0 | 0 | 0 | 0 | 0 | 0 | 0 | 0 | 0 | 0 | 0 | 0 | 0 | 0 | 0 | 0 | 0 | 0 | 0 | 0 |  | 0 | 0 | 0 | 0 | 0 | 0 | 0 | 0 |  |  |  |  | 0 | 0 | 0 | 0 | 0 | 1 | 0 | 0 |  | 1 | 1 | 1 | 1 | 1 | 1 | 0 | 0 | 0 | 0 | 0 | 0 | 0 | 0 | 0 | 0 | 0 | 0 | 0 | 0 | 0 | 0 | 0 | 0 | 0 | 0 | 0 | 0 | 0 | 0 | 0
Thursday | 6 | 2 | 6 | 3654 | 0 | 0 | 0 | 0 | 0 | 0 | 0 | 0 | 0 | 0 | 0 | 0 | 0 | 0 | 0 | 0 | 0 | 0 | 0 | 0 | 0 |  | 0 | 0 | 0 | 0 | 0 | 0 | 0 | 0 |  |  |  |  | 0 | 0 | 0 | 0 | 0 | 1 | 0 | 0 |  | 1 | 1 | 1 | 1 | 1 | 1 | 0 | 0 | 0 | 0 | 0 | 0 | 0 | 0 | 0 | 0 | 0 | 0 | 0 | 0 | 0 | 0 | 0 | 0 | 0 | 0 | 0 | 0 | 0 | 0 | 0
Thursday | 6 | 2 | 7 | 3655 | 0 | 0 | 0 | 0 | 0 | 0 | 0 | 0 | 0 | 0 | 0 | 0 | 0 | 0 | 0 | 0 | 0 | 0 | 0 | 0 | 0 |  | 0 | 0 | 0 | 0 | 0 | 0 | 0 | 0 |  |  |  |  | 0 | 0 | 0 | 0 | 0 | 1 | 0 | 0 |  | 1 | 1 | 1 | 1 | 1 | 1 | 0 | 0 | 0 | 0 | 0 | 0 | 0 | 0 | 0 | 0 | 0 | 0 | 0 | 0 | 0 | 0 | 0 | 0 | 0 | 0 | 0 | 0 | 0 | 0 | 0
Thursday | 6 | 2 | 8 | 3656 | 0 | 0 | 0 | 0 | 0 | 0 | 0 | 0 | 0 | 0 | 0 | 0 | 0 | 0 | 0 | 0 | 0 | 0 | 0 | 0 | 0 |  | 0 | 0 | 0 | 0 | 0 | 0 | 0 | 0 |  |  |  |  | 0 | 0 | 0 | 0 | 1 | 0 | 0 | 0 |  | 1 | 1 | 1 | #VALUE! | 1 | #VALUE! | 0 | 0 | 0 | 0 | 0 | 0 | 0 | 0 | 0 | 0 | 0 | 0 | 0 | 0 | 0 | 0 | 0 | 0 | 0 | 0 | 0 | 0 | 0 | 0 | 0
Thursday | 6 | 2 | 9 | 3657 | 0 | 0 | 0 | 0 | 0 | 0 | 0 | 0 | 0 | 0 | 0 | 0 | 0 | 0 | 0 | 0 | 0 | 0 | 0 | 0 | 0 |  | 0 | 0 | 0 | 0 | 0 | 0 | 0 | 0 |  |  |  |  | 0 | 0 | 0 | 0 | 1 | 0 | 0 | 0 |  | 1 | 1 | 1 | #VALUE! | 1 | #VALUE! | 0 | 0 | 0 | 0 | 0 | 0 | 0 | 0 | 0 | 0 | 0 | 0 | 0 | 0 | 0 | 0 | 0 | 0 | 0 | 0 | 0 | 0 | 0 | 0 | 0
Thursday | 6 | 2 | 10 | 3658 | 0 | 0 | 0 | 0 | 0 | 0 | 0 | 0 | 0 | 0 | 0 | 0 | 0 | 0 | 0 | 0 | 0 | 0 | 0 | 0 | 0 |  | 0 | 0 | 0 | 0 | 0 | 0 | 0 | 0 |  |  |  |  | 0 | 0 | 0 | 0 | 1 | 0 | 0 | 0 |  | 1 | 1 | 1 | #VALUE! | 1 | #VALUE! | 0 | 0 | 0 | 0 | 0 | 0 | 0 | 0 | 0 | 0 | 0 | 0 | 0 | 0 | 0 | 0 | 0 | 0 | 0 | 0 | 0 | 0 | 0 | 0 | 0
Thursday | 6 | 2 | 11 | 3659 | 0 | 0 | 0 | 0 | 0 | 0 | 0 | 0 | 0 | 0 | 0 | 0 | 0 | 0 | 0 | 0 | 0 | 0 | 0 | 0 | 0 |  | 0 | 0 | 0 | 0 | 0 | 0 | 0 | 0 |  |  |  |  | 0 | 0 | 0 | 0 | 1 | 0 | 0 | 0 |  | 1 | 1 | 1 | #VALUE! | 1 | #VALUE! | 0 | 0 | 0 | 0 | 0 | 0 | 0 | 0 | 0 | 0 | 0 | 0 | 0 | 0 | 0 | 0 | 0 | 0 | 0 | 0 | 0 | 0 | 0 | 0 | 0
Thursday | 6 | 2 | 12 | 3660 | 0 | 0 | 0 | 0 | 0 | 0 | 0 | 0 | 0 | 0 | 0 | 0 | 0 | 0 | 0 | 0 | 0 | 0 | 0 | 0 | 0 |  | 0 | 0 | 0 | 0 | 0 | 0 | 0 | 0 |  |  |  |  | 0 | 0 | 0 | 0 | 1 | 0 | 0 | 0 |  | 1 | 1 | 1 | #VALUE! | 1 | #VALUE! | 0 | 0 | 0 | 0 | 0 | 0 | 0 | 0 | 0 | 0 | 0 | 0 | 0 | 0 | 0 | 0 | 0 | 0 | 0 | 0 | 0 | 0 | 0 | 0 | 0
Thursday | 6 | 2 | 13 | 3661 | 0 | 0 | 0 | 0 | 0 | 0 | 0 | 0 | 0 | 0 | 0 | 0 | 0 | 0 | 0 | 0 | 0 | 0 | 0 | 0 | 0 |  | 0 | 0 | 0 | 0 | 0 | 0 | 0 | 0 |  |  |  |  | 0 | 0 | 0 | 0 | 1 | 0 | 0 | 0 |  | 1 | 1 | 1 | #VALUE! | 1 | #VALUE! | 0 | 0 | 0 | 0 | 0 | 0 | 0 | 0 | 0 | 0 | 0 | 0 | 0 | 0 | 0 | 0 | 0 | 0 | 0 | 0 | 0 | 0 | 0 | 0 | 0
Thursday | 6 | 2 | 14 | 3662 | 0 | 0 | 0 | 0 | 0 | 0 | 0 | 0 | 0 | 0 | 0 | 0 | 0 | 0 | 0 | 0 | 0 | 0 | 0 | 0 | 0 |  | 0 | 0 | 0 | 0 | 0 | 0 | 0 | 0 |  |  |  |  | 0 | 0 | 0 | 1 | 0 | 0 | 0 | 0 |  | 1 | 1 | #VALUE! | 1 | 1 | #VALUE! | 0 | 0 | 0 | 0 | 0 | 0 | 0 | 0 | 0 | 0 | 0 | 0 | 0 | 0 | 0 | 0 | 0 | 0 | 0 | 0 | 0 | 0 | 0 | 0 | 0
Thursday | 6 | 2 | 15 | 3663 | 0 | 0 | 0 | 0 | 0 | 0 | 0 | 0 | 0 | 0 | 0 | 0 | 0 | 0 | 0 | 0 | 0 | 0 | 0 | 0 | 0 |  | 0 | 0 | 0 | 0 | 0 | 0 | 0 | 0 |  |  |  |  | 0 | 0 | 0 | 1 | 0 | 0 | 0 | 0 |  | 1 | 1 | #VALUE! | 1 | 1 | #VALUE! | 0 | 0 | 0 | 0 | 0 | 0 | 0 | 0 | 0 | 0 | 0 | 0 | 0 | 0 | 0 | 0 | 0 | 0 | 0 | 0 | 0 | 0 | 0 | 0 | 0
Thursday | 6 | 2 | 16 | 3664 | 0 | 0 | 0 | 0 | 0 | 0 | 0 | 0 | 0 | 0 | 0 | 0 | 0 | 0 | 0 | 0 | 0 | 0 | 0 | 0 | 0 |  | 0 | 0 | 0 | 0 | 0 | 0 | 0 | 0 |  |  |  |  | 0 | 0 | 0 | 1 | 0 | 0 | 0 | 0 |  | 1 | 1 | #VALUE! | 1 | 1 | #VALUE! | 0 | 0 | 0 | 0 | 0 | 0 | 0 | 0 | 0 | 0 | 0 | 0 | 0 | 0 | 0 | 0 | 0 | 0 | 0 | 0 | 0 | 0 | 0 | 0 | 0
Thursday | 6 | 2 | 17 | 3665 | 0 | 0 | 0 | 0 | 0 | 0 | 0 | 0 | 0 | 0 | 0 | 0 | 0 | 0 | 0 | 0 | 0 | 0 | 0 | 0 | 0 |  | 0 | 0 | 0 | 0 | 0 | 0 | 0 | 0 |  |  |  |  | 0 | 0 | 0 | 1 | 0 | 0 | 0 | 0 |  | 1 | 1 | #VALUE! | 1 | 1 | #VALUE! | 0 | 0 | 0 | 0 | 0 | 0 | 0 | 0 | 0 | 0 | 0 | 0 | 0 | 0 | 0 | 0 | 0 | 0 | 0 | 0 | 0 | 0 | 0 | 0 | 0
Thursday | 6 | 2 | 18 | 3666 | 0 | 0 | 0 | 0 | 0 | 0 | 0 | 0 | 0 | 0 | 0 | 0 | 0 | 0 | 0 | 0 | 0 | 0 | 0 | 0 | 0 |  | 0 | 0 | 0 | 0 | 0 | 0 | 0 | 0 |  |  |  |  | 0 | 0 | 0 | 1 | 0 | 0 | 0 | 0 |  | 1 | 1 | #VALUE! | 1 | 1 | #VALUE! | 0 | 0 | 0 | 0 | 0 | 0 | 0 | 0 | 0 | 0 | 0 | 0 | 0 | 0 | 0 | 0 | 0 | 0 | 0 | 0 | 0 | 0 | 0 | 0 | 0
Thursday | 6 | 2 | 19 | 3667 | 0 | 0 | 0 | 0 | 0 | 0 | 0 | 0 | 0 | 0 | 0 | 0 | 0 | 0 | 0 | 0 | 0 | 0 | 0 | 0 | 0 |  | 0 | 0 | 0 | 0 | 0 | 0 | 0 | 0 |  |  |  |  | 0 | 0 | 0 | 1 | 0 | 0 | 0 | 0 |  | 1 | 1 | #VALUE! | 1 | 1 | #VALUE! | 0 | 0 | 0 | 0 | 0 | 0 | 0 | 0 | 0 | 0 | 0 | 0 | 0 | 0 | 0 | 0 | 0 | 0 | 0 | 0 | 0 | 0 | 0 | 0 | 0
Thursday | 6 | 2 | 20 | 3668 | 0 | 0 | 0 | 0 | 0 | 0 | 0 | 0 | 0 | 0 | 0 | 0 | 0 | 0 | 0 | 0 | 0 | 0 | 0 | 0 | 0 |  | 0 | 0 | 0 | 0 | 0 | 0 | 0 | 0 |  |  |  |  | 0 | 0 | 0 | 0 | 1 | 0 | 0 | 0 |  | 1 | 1 | 1 | #VALUE! | 1 | #VALUE! | 0 | 0 | 0 | 0 | 0 | 0 | 0 | 0 | 0 | 0 | 0 | 0 | 0 | 0 | 0 | 0 | 0 | 0 | 0 | 0 | 0 | 0 | 0 | 0 | 0
Thursday | 6 | 2 | 21 | 3669 | 0 | 0 | 0 | 0 | 0 | 0 | 0 | 0 | 0 | 0 | 0 | 0 | 0 | 0 | 0 | 0 | 0 | 0 | 0 | 0 | 0 |  | 0 | 0 | 0 | 0 | 0 | 0 | 0 | 0 |  |  |  |  | 0 | 0 | 0 | 0 | 1 | 0 | 0 | 0 |  | 1 | 1 | 1 | #VALUE! | 1 | #VALUE! | 0 | 0 | 0 | 0 | 0 | 0 | 0 | 0 | 0 | 0 | 0 | 0 | 0 | 0 | 0 | 0 | 0 | 0 | 0 | 0 | 0 | 0 | 0 | 0 | 0
Thursday | 6 | 2 | 22 | 3670 | 0 | 0 | 0 | 0 | 0 | 0 | 0 | 0 | 0 | 0 | 0 | 0 | 0 | 0 | 0 | 0 | 0 | 0 | 0 | 0 | 0 |  | 0 | 0 | 0 | 0 | 0 | 0 | 0 | 0 |  |  |  |  | 0 | 0 | 0 | 0 | 1 | 0 | 0 | 0 |  | 1 | 1 | 1 | #VALUE! | 1 | #VALUE! | 0 | 0 | 0 | 0 | 0 | 0 | 0 | 0 | 0 | 0 | 0 | 0 | 0 | 0 | 0 | 0 | 0 | 0 | 0 | 0 | 0 | 0 | 0 | 0 | 0
Thursday | 6 | 2 | 23 | 3671 | 0 | 0 | 0 | 0 | 0 | 0 | 0 | 0 | 0 | 0 | 0 | 0 | 0 | 0 | 0 | 0 | 0 | 0 | 0 | 0 | 0 |  | 0 | 0 | 0 | 0 | 0 | 0 | 0 | 0 |  |  |  |  | 0 | 0 | 0 | 0 | 0 | 1 | 0 | 0 |  | 1 | 1 | 1 | 1 | 1 | 1 | 0 | 0 | 0 | 0 | 0 | 0 | 0 | 0 | 0 | 0 | 0 | 0 | 0 | 0 | 0 | 0 | 0 | 0 | 0 | 0 | 0 | 0 | 0 | 0 | 0
Thursday | 6 | 2 | 24 | 3672 | 0 | 0 | 0 | 0 | 0 | 0 | 0 | 0 | 0 | 0 | 0 | 0 | 0 | 0 | 0 | 0 | 0 | 0 | 0 | 0 | 0 |  | 0 | 0 | 0 | 0 | 0 | 0 | 0 | 0 |  |  |  |  | 0 | 0 | 0 | 0 | 0 | 1 | 0 | 0 |  | 1 | 1 | 1 | 1 | 1 | 1 | 0 | 0 | 0 | 0 | 0 | 0 | 0 | 0 | 0 | 0 | 0 | 0 | 0 | 0 | 0 | 0 | 0 | 0 | 0 | 0 | 0 | 0 | 0 | 0 | 0
Friday | 6 | 3 | 1 | 3673 | 0 | 0 | 0 | 0 | 0 | 0 | 0 | 0 | 0 | 0 | 0 | 0 | 0 | 0 | 0 | 0 | 0 | 0 | 0 | 0 | 0 |  | 0 | 0 | 0 | 0 | 0 | 0 | 0 | 0 |  |  |  |  | 0 | 0 | 0 | 0 | 0 | 1 | 0 | 0 |  | 1 | 1 | 1 | 1 | 1 | 1 | 0 | 0 | 0 | 0 | 0 | 0 | 0 | 0 | 0 | 0 | 0 | 0 | 0 | 0 | 0 | 0 | 0 | 0 | 0 | 0 | 0 | 0 | 0 | 0 | 0
Friday | 6 | 3 | 2 | 3674 | 0 | 0 | 0 | 0 | 0 | 0 | 0 | 0 | 0 | 0 | 0 | 0 | 0 | 0 | 0 | 0 | 0 | 0 | 0 | 0 | 0 |  | 0 | 0 | 0 | 0 | 0 | 0 | 0 | 0 |  |  |  |  | 0 | 0 | 0 | 0 | 0 | 1 | 0 | 0 |  | 1 | 1 | 1 | 1 | 1 | 1 | 0 | 0 | 0 | 0 | 0 | 0 | 0 | 0 | 0 | 0 | 0 | 0 | 0 | 0 | 0 | 0 | 0 | 0 | 0 | 0 | 0 | 0 | 0 | 0 | 0
Friday | 6 | 3 | 3 | 3675 | 0 | 0 | 0 | 0 | 0 | 0 | 0 | 0 | 0 | 0 | 0 | 0 | 0 | 0 | 0 | 0 | 0 | 0 | 0 | 0 | 0 |  | 0 | 0 | 0 | 0 | 0 | 0 | 0 | 0 |  |  |  |  | 0 | 0 | 0 | 0 | 0 | 1 | 0 | 0 |  | 1 | 1 | 1 | 1 | 1 | 1 | 0 | 0 | 0 | 0 | 0 | 0 | 0 | 0 | 0 | 0 | 0 | 0 | 0 | 0 | 0 | 0 | 0 | 0 | 0 | 0 | 0 | 0 | 0 | 0 | 0
Friday | 6 | 3 | 4 | 3676 | 0 | 0 | 0 | 0 | 0 | 0 | 0 | 0 | 0 | 0 | 0 | 0 | 0 | 0 | 0 | 0 | 0 | 0 | 0 | 0 | 0 |  | 0 | 0 | 0 | 0 | 0 | 0 | 0 | 0 |  |  |  |  | 0 | 0 | 0 | 0 | 0 | 1 | 0 | 0 |  | 1 | 1 | 1 | 1 | 1 | 1 | 0 | 0 | 0 | 0 | 0 | 0 | 0 | 0 | 0 | 0 | 0 | 0 | 0 | 0 | 0 | 0 | 0 | 0 | 0 | 0 | 0 | 0 | 0 | 0 | 0
Friday | 6 | 3 | 5 | 3677 | 0 | 0 | 0 | 0 | 0 | 0 | 0 | 0 | 0 | 0 | 0 | 0 | 0 | 0 | 0 | 0 | 0 | 0 | 0 | 0 | 0 |  | 0 | 0 | 0 | 0 | 0 | 0 | 0 | 0 |  |  |  |  | 0 | 0 | 0 | 0 | 0 | 1 | 0 | 0 |  | 1 | 1 | 1 | 1 | 1 | 1 | 0 | 0 | 0 | 0 | 0 | 0 | 0 | 0 | 0 | 0 | 0 | 0 | 0 | 0 | 0 | 0 | 0 | 0 | 0 | 0 | 0 | 0 | 0 | 0 | 0
Friday | 6 | 3 | 6 | 3678 | 0 | 0 | 0 | 0 | 0 | 0 | 0 | 0 | 0 | 0 | 0 | 0 | 0 | 0 | 0 | 0 | 0 | 0 | 0 | 0 | 0 |  | 0 | 0 | 0 | 0 | 0 | 0 | 0 | 0 |  |  |  |  | 0 | 0 | 0 | 0 | 0 | 1 | 0 | 0 |  | 1 | 1 | 1 | 1 | 1 | 1 | 0 | 0 | 0 | 0 | 0 | 0 | 0 | 0 | 0 | 0 | 0 | 0 | 0 | 0 | 0 | 0 | 0 | 0 | 0 | 0 | 0 | 0 | 0 | 0 | 0
Friday | 6 | 3 | 7 | 3679 | 0 | 0 | 0 | 0 | 0 | 0 | 0 | 0 | 0 | 0 | 0 | 0 | 0 | 0 | 0 | 0 | 0 | 0 | 0 | 0 | 0 |  | 0 | 0 | 0 | 0 | 0 | 0 | 0 | 0 |  |  |  |  | 0 | 0 | 0 | 0 | 0 | 1 | 0 | 0 |  | 1 | 1 | 1 | 1 | 1 | 1 | 0 | 0 | 0 | 0 | 0 | 0 | 0 | 0 | 0 | 0 | 0 | 0 | 0 | 0 | 0 | 0 | 0 | 0 | 0 | 0 | 0 | 0 | 0 | 0 | 0
Friday | 6 | 3 | 8 | 3680 | 0 | 0 | 0 | 0 | 0 | 0 | 0 | 0 | 0 | 0 | 0 | 0 | 0 | 0 | 0 | 0 | 0 | 0 | 0 | 0 | 0 |  | 0 | 0 | 0 | 0 | 0 | 0 | 0 | 0 |  |  |  |  | 0 | 0 | 0 | 0 | 1 | 0 | 0 | 0 |  | 1 | 1 | 1 | #VALUE! | 1 | #VALUE! | 0 | 0 | 0 | 0 | 0 | 0 | 0 | 0 | 0 | 0 | 0 | 0 | 0 | 0 | 0 | 0 | 0 | 0 | 0 | 0 | 0 | 0 | 0 | 0 | 0
Friday | 6 | 3 | 9 | 3681 | 0 | 0 | 0 | 0 | 0 | 0 | 0 | 0 | 0 | 0 | 0 | 0 | 0 | 0 | 0 | 0 | 0 | 0 | 0 | 0 | 0 |  | 0 | 0 | 0 | 0 | 0 | 0 | 0 | 0 |  |  |  |  | 0 | 0 | 0 | 0 | 1 | 0 | 0 | 0 |  | 1 | 1 | 1 | #VALUE! | 1 | #VALUE! | 0 | 0 | 0 | 0 | 0 | 0 | 0 | 0 | 0 | 0 | 0 | 0 | 0 | 0 | 0 | 0 | 0 | 0 | 0 | 0 | 0 | 0 | 0 | 0 | 0
Friday | 6 | 3 | 10 | 3682 | 0 | 0 | 0 | 0 | 0 | 0 | 0 | 0 | 0 | 0 | 0 | 0 | 0 | 0 | 0 | 0 | 0 | 0 | 0 | 0 | 0 |  | 0 | 0 | 0 | 0 | 0 | 0 | 0 | 0 |  |  |  |  | 0 | 0 | 0 | 0 | 1 | 0 | 0 | 0 |  | 1 | 1 | 1 | #VALUE! | 1 | #VALUE! | 0 | 0 | 0 | 0 | 0 | 0 | 0 | 0 | 0 | 0 | 0 | 0 | 0 | 0 | 0 | 0 | 0 | 0 | 0 | 0 | 0 | 0 | 0 | 0 | 0
Friday | 6 | 3 | 11 | 3683 | 0 | 0 | 0 | 0 | 0 | 0 | 0 | 0 | 0 | 0 | 0 | 0 | 0 | 0 | 0 | 0 | 0 | 0 | 0 | 0 | 0 |  | 0 | 0 | 0 | 0 | 0 | 0 | 0 | 0 |  |  |  |  | 0 | 0 | 0 | 0 | 1 | 0 | 0 | 0 |  | 1 | 1 | 1 | #VALUE! | 1 | #VALUE! | 0 | 0 | 0 | 0 | 0 | 0 | 0 | 0 | 0 | 0 | 0 | 0 | 0 | 0 | 0 | 0 | 0 | 0 | 0 | 0 | 0 | 0 | 0 | 0 | 0
Friday | 6 | 3 | 12 | 3684 | 0 | 0 | 0 | 0 | 0 | 0 | 0 | 0 | 0 | 0 | 0 | 0 | 0 | 0 | 0 | 0 | 0 | 0 | 0 | 0 | 0 |  | 0 | 0 | 0 | 0 | 0 | 0 | 0 | 0 |  |  |  |  | 0 | 0 | 0 | 0 | 1 | 0 | 0 | 0 |  | 1 | 1 | 1 | #VALUE! | 1 | #VALUE! | 0 | 0 | 0 | 0 | 0 | 0 | 0 | 0 | 0 | 0 | 0 | 0 | 0 | 0 | 0 | 0 | 0 | 0 | 0 | 0 | 0 | 0 | 0 | 0 | 0
Friday | 6 | 3 | 13 | 3685 | 0 | 0 | 0 | 0 | 0 | 0 | 0 | 0 | 0 | 0 | 0 | 0 | 0 | 0 | 0 | 0 | 0 | 0 | 0 | 0 | 0 |  | 0 | 0 | 0 | 0 | 0 | 0 | 0 | 0 |  |  |  |  | 0 | 0 | 0 | 0 | 1 | 0 | 0 | 0 |  | 1 | 1 | 1 | #VALUE! | 1 | #VALUE! | 0 | 0 | 0 | 0 | 0 | 0 | 0 | 0 | 0 | 0 | 0 | 0 | 0 | 0 | 0 | 0 | 0 | 0 | 0 | 0 | 0 | 0 | 0 | 0 | 0
Friday | 6 | 3 | 14 | 3686 | 0 | 0 | 0 | 0 | 0 | 0 | 0 | 0 | 0 | 0 | 0 | 0 | 0 | 0 | 0 | 0 | 0 | 0 | 0 | 0 | 0 |  | 0 | 0 | 0 | 0 | 0 | 0 | 0 | 0 |  |  |  |  | 0 | 0 | 0 | 1 | 0 | 0 | 0 | 0 |  | 1 | 1 | #VALUE! | 1 | 1 | #VALUE! | 0 | 0 | 0 | 0 | 0 | 0 | 0 | 0 | 0 | 0 | 0 | 0 | 0 | 0 | 0 | 0 | 0 | 0 | 0 | 0 | 0 | 0 | 0 | 0 | 0
Friday | 6 | 3 | 15 | 3687 | 0 | 0 | 0 | 0 | 0 | 0 | 0 | 0 | 0 | 0 | 0 | 0 | 0 | 0 | 0 | 0 | 0 | 0 | 0 | 0 | 0 |  | 0 | 0 | 0 | 0 | 0 | 0 | 0 | 0 |  |  |  |  | 0 | 0 | 0 | 1 | 0 | 0 | 0 | 0 |  | 1 | 1 | #VALUE! | 1 | 1 | #VALUE! | 0 | 0 | 0 | 0 | 0 | 0 | 0 | 0 | 0 | 0 | 0 | 0 | 0 | 0 | 0 | 0 | 0 | 0 | 0 | 0 | 0 | 0 | 0 | 0 | 0
Friday | 6 | 3 | 16 | 3688 | 0 | 0 | 0 | 0 | 0 | 0 | 0 | 0 | 0 | 0 | 0 | 0 | 0 | 0 | 0 | 0 | 0 | 0 | 0 | 0 | 0 |  | 0 | 0 | 0 | 0 | 0 | 0 | 0 | 0 |  |  |  |  | 0 | 0 | 0 | 1 | 0 | 0 | 0 | 0 |  | 1 | 1 | #VALUE! | 1 | 1 | #VALUE! | 0 | 0 | 0 | 0 | 0 | 0 | 0 | 0 | 0 | 0 | 0 | 0 | 0 | 0 | 0 | 0 | 0 | 0 | 0 | 0 | 0 | 0 | 0 | 0 | 0
Friday | 6 | 3 | 17 | 3689 | 0 | 0 | 0 | 0 | 0 | 0 | 0 | 0 | 0 | 0 | 0 | 0 | 0 | 0 | 0 | 0 | 0 | 0 | 0 | 0 | 0 |  | 0 | 0 | 0 | 0 | 0 | 0 | 0 | 0 |  |  |  |  | 0 | 0 | 0 | 1 | 0 | 0 | 0 | 0 |  | 1 | 1 | #VALUE! | 1 | 1 | #VALUE! | 0 | 0 | 0 | 0 | 0 | 0 | 0 | 0 | 0 | 0 | 0 | 0 | 0 | 0 | 0 | 0 | 0 | 0 | 0 | 0 | 0 | 0 | 0 | 0 | 0
Friday | 6 | 3 | 18 | 3690 | 0 | 0 | 0 | 0 | 0 | 0 | 0 | 0 | 0 | 0 | 0 | 0 | 0 | 0 | 0 | 0 | 0 | 0 | 0 | 0 | 0 |  | 0 | 0 | 0 | 0 | 0 | 0 | 0 | 0 |  |  |  |  | 0 | 0 | 0 | 1 | 0 | 0 | 0 | 0 |  | 1 | 1 | #VALUE! | 1 | 1 | #VALUE! | 0 | 0 | 0 | 0 | 0 | 0 | 0 | 0 | 0 | 0 | 0 | 0 | 0 | 0 | 0 | 0 | 0 | 0 | 0 | 0 | 0 | 0 | 0 | 0 | 0
Friday | 6 | 3 | 19 | 3691 | 0 | 0 | 0 | 0 | 0 | 0 | 0 | 0 | 0 | 0 | 0 | 0 | 0 | 0 | 0 | 0 | 0 | 0 | 0 | 0 | 0 |  | 0 | 0 | 0 | 0 | 0 | 0 | 0 | 0 |  |  |  |  | 0 | 0 | 0 | 1 | 0 | 0 | 0 | 0 |  | 1 | 1 | #VALUE! | 1 | 1 | #VALUE! | 0 | 0 | 0 | 0 | 0 | 0 | 0 | 0 | 0 | 0 | 0 | 0 | 0 | 0 | 0 | 0 | 0 | 0 | 0 | 0 | 0 | 0 | 0 | 0 | 0
Friday | 6 | 3 | 20 | 3692 | 0 | 0 | 0 | 0 | 0 | 0 | 0 | 0 | 0 | 0 | 0 | 0 | 0 | 0 | 0 | 0 | 0 | 0 | 0 | 0 | 0 |  | 0 | 0 | 0 | 0 | 0 | 0 | 0 | 0 |  |  |  |  | 0 | 0 | 0 | 0 | 1 | 0 | 0 | 0 |  | 1 | 1 | 1 | #VALUE! | 1 | #VALUE! | 0 | 0 | 0 | 0 | 0 | 0 | 0 | 0 | 0 | 0 | 0 | 0 | 0 | 0 | 0 | 0 | 0 | 0 | 0 | 0 | 0 | 0 | 0 | 0 | 0
Friday | 6 | 3 | 21 | 3693 | 0 | 0 | 0 | 0 | 0 | 0 | 0 | 0 | 0 | 0 | 0 | 0 | 0 | 0 | 0 | 0 | 0 | 0 | 0 | 0 | 0 |  | 0 | 0 | 0 | 0 | 0 | 0 | 0 | 0 |  |  |  |  | 0 | 0 | 0 | 0 | 1 | 0 | 0 | 0 |  | 1 | 1 | 1 | #VALUE! | 1 | #VALUE! | 0 | 0 | 0 | 0 | 0 | 0 | 0 | 0 | 0 | 0 | 0 | 0 | 0 | 0 | 0 | 0 | 0 | 0 | 0 | 0 | 0 | 0 | 0 | 0 | 0
Friday | 6 | 3 | 22 | 3694 | 0 | 0 | 0 | 0 | 0 | 0 | 0 | 0 | 0 | 0 | 0 | 0 | 0 | 0 | 0 | 0 | 0 | 0 | 0 | 0 | 0 |  | 0 | 0 | 0 | 0 | 0 | 0 | 0 | 0 |  |  |  |  | 0 | 0 | 0 | 0 | 1 | 0 | 0 | 0 |  | 1 | 1 | 1 | #VALUE! | 1 | #VALUE! | 0 | 0 | 0 | 0 | 0 | 0 | 0 | 0 | 0 | 0 | 0 | 0 | 0 | 0 | 0 | 0 | 0 | 0 | 0 | 0 | 0 | 0 | 0 | 0 | 0
Friday | 6 | 3 | 23 | 3695 | 0 | 0 | 0 | 0 | 0 | 0 | 0 | 0 | 0 | 0 | 0 | 0 | 0 | 0 | 0 | 0 | 0 | 0 | 0 | 0 | 0 |  | 0 | 0 | 0 | 0 | 0 | 0 | 0 | 0 |  |  |  |  | 0 | 0 | 0 | 0 | 0 | 1 | 0 | 0 |  | 1 | 1 | 1 | 1 | 1 | 1 | 0 | 0 | 0 | 0 | 0 | 0 | 0 | 0 | 0 | 0 | 0 | 0 | 0 | 0 | 0 | 0 | 0 | 0 | 0 | 0 | 0 | 0 | 0 | 0 | 0
Friday | 6 | 3 | 24 | 3696 | 0 | 0 | 0 | 0 | 0 | 0 | 0 | 0 | 0 | 0 | 0 | 0 | 0 | 0 | 0 | 0 | 0 | 0 | 0 | 0 | 0 |  | 0 | 0 | 0 | 0 | 0 | 0 | 0 | 0 |  |  |  |  | 0 | 0 | 0 | 0 | 0 | 1 | 0 | 0 |  | 1 | 1 | 1 | 1 | 1 | 1 | 0 | 0 | 0 | 0 | 0 | 0 | 0 | 0 | 0 | 0 | 0 | 0 | 0 | 0 | 0 | 0 | 0 | 0 | 0 | 0 | 0 | 0 | 0 | 0 | 0
Saturday | 6 | 4 | 1 | 3697 | 0 | 0 | 0 | 0 | 0 | 0 | 0 | 0 | 0 | 0 | 0 | 0 | 0 | 0 | 0 | 0 | 0 | 0 | 0 | 0 | 0 |  | 0 | 0 | 0 | 0 | 0 | 0 | 0 | 0 |  |  |  |  | 0 | 0 | 0 | 0 | 0 | 1 | 0 | 0 |  | 1 | 1 | 1 | 1 | 1 | 1 | 0 | 0 | 0 | 0 | 0 | 0 | 0 | 0 | 0 | 0 | 0 | 0 | 0 | 0 | 0 | 0 | 0 | 0 | 0 | 0 | 0 | 0 | 0 | 0 | 0
Saturday | 6 | 4 | 2 | 3698 | 0 | 0 | 0 | 0 | 0 | 0 | 0 | 0 | 0 | 0 | 0 | 0 | 0 | 0 | 0 | 0 | 0 | 0 | 0 | 0 | 0 |  | 0 | 0 | 0 | 0 | 0 | 0 | 0 | 0 |  |  |  |  | 0 | 0 | 0 | 0 | 0 | 1 | 0 | 0 |  | 1 | 1 | 1 | 1 | 1 | 1 | 0 | 0 | 0 | 0 | 0 | 0 | 0 | 0 | 0 | 0 | 0 | 0 | 0 | 0 | 0 | 0 | 0 | 0 | 0 | 0 | 0 | 0 | 0 | 0 | 0
Saturday | 6 | 4 | 3 | 3699 | 0 | 0 | 0 | 0 | 0 | 0 | 0 | 0 | 0 | 0 | 0 | 0 | 0 | 0 | 0 | 0 | 0 | 0 | 0 | 0 | 0 |  | 0 | 0 | 0 | 0 | 0 | 0 | 0 | 0 |  |  |  |  | 0 | 0 | 0 | 0 | 0 | 1 | 0 | 0 |  | 1 | 1 | 1 | 1 | 1 | 1 | 0 | 0 | 0 | 0 | 0 | 0 | 0 | 0 | 0 | 0 | 0 | 0 | 0 | 0 | 0 | 0 | 0 | 0 | 0 | 0 | 0 | 0 | 0 | 0 | 0
Saturday | 6 | 4 | 4 | 3700 | 0 | 0 | 0 | 0 | 0 | 0 | 0 | 0 | 0 | 0 | 0 | 0 | 0 | 0 | 0 | 0 | 0 | 0 | 0 | 0 | 0 |  | 0 | 0 | 0 | 0 | 0 | 0 | 0 | 0 |  |  |  |  | 0 | 0 | 0 | 0 | 0 | 1 | 0 | 0 |  | 1 | 1 | 1 | 1 | 1 | 1 | 0 | 0 | 0 | 0 | 0 | 0 | 0 | 0 | 0 | 0 | 0 | 0 | 0 | 0 | 0 | 0 | 0 | 0 | 0 | 0 | 0 | 0 | 0 | 0 | 0
Saturday | 6 | 4 | 5 | 3701 | 0 | 0 | 0 | 0 | 0 | 0 | 0 | 0 | 0 | 0 | 0 | 0 | 0 | 0 | 0 | 0 | 0 | 0 | 0 | 0 | 0 |  | 0 | 0 | 0 | 0 | 0 | 0 | 0 | 0 |  |  |  |  | 0 | 0 | 0 | 0 | 0 | 1 | 0 | 0 |  | 1 | 1 | 1 | 1 | 1 | 1 | 0 | 0 | 0 | 0 | 0 | 0 | 0 | 0 | 0 | 0 | 0 | 0 | 0 | 0 | 0 | 0 | 0 | 0 | 0 | 0 | 0 | 0 | 0 | 0 | 0
Saturday | 6 | 4 | 6 | 3702 | 0 | 0 | 0 | 0 | 0 | 0 | 0 | 0 | 0 | 0 | 0 | 0 | 0 | 0 | 0 | 0 | 0 | 0 | 0 | 0 | 0 |  | 0 | 0 | 0 | 0 | 0 | 0 | 0 | 0 |  |  |  |  | 0 | 0 | 0 | 0 | 0 | 1 | 0 | 0 |  | 1 | 1 | 1 | 1 | 1 | 1 | 0 | 0 | 0 | 0 | 0 | 0 | 0 | 0 | 0 | 0 | 0 | 0 | 0 | 0 | 0 | 0 | 0 | 0 | 0 | 0 | 0 | 0 | 0 | 0 | 0
Saturday | 6 | 4 | 7 | 3703 | 0 | 0 | 0 | 0 | 0 | 0 | 0 | 0 | 0 | 0 | 0 | 0 | 0 | 0 | 0 | 0 | 0 | 0 | 0 | 0 | 0 |  | 0 | 0 | 0 | 0 | 0 | 0 | 0 | 0 |  |  |  |  | 0 | 0 | 0 | 0 | 0 | 1 | 0 | 0 |  | 1 | 1 | 1 | 1 | 1 | 1 | 0 | 0 | 0 | 0 | 0 | 0 | 0 | 0 | 0 | 0 | 0 | 0 | 0 | 0 | 0 | 0 | 0 | 0 | 0 | 0 | 0 | 0 | 0 | 0 | 0
Saturday | 6 | 4 | 8 | 3704 | 0 | 0 | 0 | 0 | 0 | 0 | 0 | 0 | 0 | 0 | 0 | 0 | 0 | 0 | 0 | 0 | 0 | 0 | 0 | 0 | 0 |  | 0 | 0 | 0 | 0 | 0 | 0 | 0 | 0 |  |  |  |  | 0 | 0 | 0 | 0 | 0 | 1 | 0 | 0 |  | 1 | 1 | 1 | 1 | 1 | 1 | 0 | 0 | 0 | 0 | 0 | 0 | 0 | 0 | 0 | 0 | 0 | 0 | 0 | 0 | 0 | 0 | 0 | 0 | 0 | 0 | 0 | 0 | 0 | 0 | 0
Saturday | 6 | 4 | 9 | 3705 | 0 | 0 | 0 | 0 | 0 | 0 | 0 | 0 | 0 | 0 | 0 | 0 | 0 | 0 | 0 | 0 | 0 | 0 | 0 | 0 | 0 |  | 0 | 0 | 0 | 0 | 0 | 0 | 0 | 0 |  |  |  |  | 0 | 0 | 0 | 0 | 0 | 1 | 0 | 0 |  | 1 | 1 | 1 | 1 | 1 | 1 | 0 | 0 | 0 | 0 | 0 | 0 | 0 | 0 | 0 | 0 | 0 | 0 | 0 | 0 | 0 | 0 | 0 | 0 | 0 | 0 | 0 | 0 | 0 | 0 | 0
Saturday | 6 | 4 | 10 | 3706 | 0 | 0 | 0 | 0 | 0 | 0 | 0 | 0 | 0 | 0 | 0 | 0 | 0 | 0 | 0 | 0 | 0 | 0 | 0 | 0 | 0 |  | 0 | 0 | 0 | 0 | 0 | 0 | 0 | 0 |  |  |  |  | 0 | 0 | 0 | 0 | 0 | 1 | 0 | 0 |  | 1 | 1 | 1 | 1 | 1 | 1 | 0 | 0 | 0 | 0 | 0 | 0 | 0 | 0 | 0 | 0 | 0 | 0 | 0 | 0 | 0 | 0 | 0 | 0 | 0 | 0 | 0 | 0 | 0 | 0 | 0
Saturday | 6 | 4 | 11 | 3707 | 0 | 0 | 0 | 0 | 0 | 0 | 0 | 0 | 0 | 0 | 0 | 0 | 0 | 0 | 0 | 0 | 0 | 0 | 0 | 0 | 0 |  | 0 | 0 | 0 | 0 | 0 | 0 | 0 | 0 |  |  |  |  | 0 | 0 | 0 | 0 | 0 | 1 | 0 | 0 |  | 1 | 1 | 1 | 1 | 1 | 1 | 0 | 0 | 0 | 0 | 0 | 0 | 0 | 0 | 0 | 0 | 0 | 0 | 0 | 0 | 0 | 0 | 0 | 0 | 0 | 0 | 0 | 0 | 0 | 0 | 0
Saturday | 6 | 4 | 12 | 3708 | 0 | 0 | 0 | 0 | 0 | 0 | 0 | 0 | 0 | 0 | 0 | 0 | 0 | 0 | 0 | 0 | 0 | 0 | 0 | 0 | 0 |  | 0 | 0 | 0 | 0 | 0 | 0 | 0 | 0 |  |  |  |  | 0 | 0 | 0 | 0 | 0 | 1 | 0 | 0 |  | 1 | 1 | 1 | 1 | 1 | 1 | 0 | 0 | 0 | 0 | 0 | 0 | 0 | 0 | 0 | 0 | 0 | 0 | 0 | 0 | 0 | 0 | 0 | 0 | 0 | 0 | 0 | 0 | 0 | 0 | 0
Saturday | 6 | 4 | 13 | 3709 | 0 | 0 | 0 | 0 | 0 | 0 | 0 | 0 | 0 | 0 | 0 | 0 | 0 | 0 | 0 | 0 | 0 | 0 | 0 | 0 | 0 |  | 0 | 0 | 0 | 0 | 0 | 0 | 0 | 0 |  |  |  |  | 0 | 0 | 0 | 0 | 0 | 1 | 0 | 0 |  | 1 | 1 | 1 | 1 | 1 | 1 | 0 | 0 | 0 | 0 | 0 | 0 | 0 | 0 | 0 | 0 | 0 | 0 | 0 | 0 | 0 | 0 | 0 | 0 | 0 | 0 | 0 | 0 | 0 | 0 | 0
Saturday | 6 | 4 | 14 | 3710 | 0 | 0 | 0 | 0 | 0 | 0 | 0 | 0 | 0 | 0 | 0 | 0 | 0 | 0 | 0 | 0 | 0 | 0 | 0 | 0 | 0 |  | 0 | 0 | 0 | 0 | 0 | 0 | 0 | 0 |  |  |  |  | 0 | 0 | 0 | 0 | 0 | 1 | 0 | 0 |  | 1 | 1 | 1 | 1 | 1 | 1 | 0 | 0 | 0 | 0 | 0 | 0 | 0 | 0 | 0 | 0 | 0 | 0 | 0 | 0 | 0 | 0 | 0 | 0 | 0 | 0 | 0 | 0 | 0 | 0 | 0
Saturday | 6 | 4 | 15 | 3711 | 0 | 0 | 0 | 0 | 0 | 0 | 0 | 0 | 0 | 0 | 0 | 0 | 0 | 0 | 0 | 0 | 0 | 0 | 0 | 0 | 0 |  | 0 | 0 | 0 | 0 | 0 | 0 | 0 | 0 |  |  |  |  | 0 | 0 | 0 | 0 | 0 | 1 | 0 | 0 |  | 1 | 1 | 1 | 1 | 1 | 1 | 0 | 0 | 0 | 0 | 0 | 0 | 0 | 0 | 0 | 0 | 0 | 0 | 0 | 0 | 0 | 0 | 0 | 0 | 0 | 0 | 0 | 0 | 0 | 0 | 0
Saturday | 6 | 4 | 16 | 3712 | 0 | 0 | 0 | 0 | 0 | 0 | 0 | 0 | 0 | 0 | 0 | 0 | 0 | 0 | 0 | 0 | 0 | 0 | 0 | 0 | 0 |  | 0 | 0 | 0 | 0 | 0 | 0 | 0 | 0 |  |  |  |  | 0 | 0 | 0 | 0 | 0 | 1 | 0 | 0 |  | 1 | 1 | 1 | 1 | 1 | 1 | 0 | 0 | 0 | 0 | 0 | 0 | 0 | 0 | 0 | 0 | 0 | 0 | 0 | 0 | 0 | 0 | 0 | 0 | 0 | 0 | 0 | 0 | 0 | 0 | 0
Saturday | 6 | 4 | 17 | 3713 | 0 | 0 | 0 | 0 | 0 | 0 | 0 | 0 | 0 | 0 | 0 | 0 | 0 | 0 | 0 | 0 | 0 | 0 | 0 | 0 | 0 |  | 0 | 0 | 0 | 0 | 0 | 0 | 0 | 0 |  |  |  |  | 0 | 0 | 0 | 0 | 0 | 1 | 0 | 0 |  | 1 | 1 | 1 | 1 | 1 | 1 | 0 | 0 | 0 | 0 | 0 | 0 | 0 | 0 | 0 | 0 | 0 | 0 | 0 | 0 | 0 | 0 | 0 | 0 | 0 | 0 | 0 | 0 | 0 | 0 | 0
Saturday | 6 | 4 | 18 | 3714 | 0 | 0 | 0 | 0 | 0 | 0 | 0 | 0 | 0 | 0 | 0 | 0 | 0 | 0 | 0 | 0 | 0 | 0 | 0 | 0 | 0 |  | 0 | 0 | 0 | 0 | 0 | 0 | 0 | 0 |  |  |  |  | 0 | 0 | 0 | 0 | 0 | 1 | 0 | 0 |  | 1 | 1 | 1 | 1 | 1 | 1 | 0 | 0 | 0 | 0 | 0 | 0 | 0 | 0 | 0 | 0 | 0 | 0 | 0 | 0 | 0 | 0 | 0 | 0 | 0 | 0 | 0 | 0 | 0 | 0 | 0
Saturday | 6 | 4 | 19 | 3715 | 0 | 0 | 0 | 0 | 0 | 0 | 0 | 0 | 0 | 0 | 0 | 0 | 0 | 0 | 0 | 0 | 0 | 0 | 0 | 0 | 0 |  | 0 | 0 | 0 | 0 | 0 | 0 | 0 | 0 |  |  |  |  | 0 | 0 | 0 | 0 | 0 | 1 | 0 | 0 |  | 1 | 1 | 1 | 1 | 1 | 1 | 0 | 0 | 0 | 0 | 0 | 0 | 0 | 0 | 0 | 0 | 0 | 0 | 0 | 0 | 0 | 0 | 0 | 0 | 0 | 0 | 0 | 0 | 0 | 0 | 0
Saturday | 6 | 4 | 20 | 3716 | 0 | 0 | 0 | 0 | 0 | 0 | 0 | 0 | 0 | 0 | 0 | 0 | 0 | 0 | 0 | 0 | 0 | 0 | 0 | 0 | 0 |  | 0 | 0 | 0 | 0 | 0 | 0 | 0 | 0 |  |  |  |  | 0 | 0 | 0 | 0 | 0 | 1 | 0 | 0 |  | 1 | 1 | 1 | 1 | 1 | 1 | 0 | 0 | 0 | 0 | 0 | 0 | 0 | 0 | 0 | 0 | 0 | 0 | 0 | 0 | 0 | 0 | 0 | 0 | 0 | 0 | 0 | 0 | 0 | 0 | 0
Saturday | 6 | 4 | 21 | 3717 | 0 | 0 | 0 | 0 | 0 | 0 | 0 | 0 | 0 | 0 | 0 | 0 | 0 | 0 | 0 | 0 | 0 | 0 | 0 | 0 | 0 |  | 0 | 0 | 0 | 0 | 0 | 0 | 0 | 0 |  |  |  |  | 0 | 0 | 0 | 0 | 0 | 1 | 0 | 0 |  | 1 | 1 | 1 | 1 | 1 | 1 | 0 | 0 | 0 | 0 | 0 | 0 | 0 | 0 | 0 | 0 | 0 | 0 | 0 | 0 | 0 | 0 | 0 | 0 | 0 | 0 | 0 | 0 | 0 | 0 | 0
Saturday | 6 | 4 | 22 | 3718 | 0 | 0 | 0 | 0 | 0 | 0 | 0 | 0 | 0 | 0 | 0 | 0 | 0 | 0 | 0 | 0 | 0 | 0 | 0 | 0 | 0 |  | 0 | 0 | 0 | 0 | 0 | 0 | 0 | 0 |  |  |  |  | 0 | 0 | 0 | 0 | 0 | 1 | 0 | 0 |  | 1 | 1 | 1 | 1 | 1 | 1 | 0 | 0 | 0 | 0 | 0 | 0 | 0 | 0 | 0 | 0 | 0 | 0 | 0 | 0 | 0 | 0 | 0 | 0 | 0 | 0 | 0 | 0 | 0 | 0 | 0
Saturday | 6 | 4 | 23 | 3719 | 0 | 0 | 0 | 0 | 0 | 0 | 0 | 0 | 0 | 0 | 0 | 0 | 0 | 0 | 0 | 0 | 0 | 0 | 0 | 0 | 0 |  | 0 | 0 | 0 | 0 | 0 | 0 | 0 | 0 |  |  |  |  | 0 | 0 | 0 | 0 | 0 | 1 | 0 | 0 |  | 1 | 1 | 1 | 1 | 1 | 1 | 0 | 0 | 0 | 0 | 0 | 0 | 0 | 0 | 0 | 0 | 0 | 0 | 0 | 0 | 0 | 0 | 0 | 0 | 0 | 0 | 0 | 0 | 0 | 0 | 0
Saturday | 6 | 4 | 24 | 3720 | 0 | 0 | 0 | 0 | 0 | 0 | 0 | 0 | 0 | 0 | 0 | 0 | 0 | 0 | 0 | 0 | 0 | 0 | 0 | 0 | 0 |  | 0 | 0 | 0 | 0 | 0 | 0 | 0 | 0 |  |  |  |  | 0 | 0 | 0 | 0 | 0 | 1 | 0 | 0 |  | 1 | 1 | 1 | 1 | 1 | 1 | 0 | 0 | 0 | 0 | 0 | 0 | 0 | 0 | 0 | 0 | 0 | 0 | 0 | 0 | 0 | 0 | 0 | 0 | 0 | 0 | 0 | 0 | 0 | 0 | 0
Sunday | 6 | 5 | 1 | 3721 | 0 | 0 | 0 | 0 | 0 | 0 | 0 | 0 | 0 | 0 | 0 | 0 | 0 | 0 | 0 | 0 | 0 | 0 | 0 | 0 | 0 |  | 0 | 0 | 0 | 0 | 0 | 0 | 0 | 0 |  |  |  |  | 0 | 0 | 0 | 0 | 0 | 1 | 0 | 0 |  | 1 | 1 | 1 | 1 | 1 | 1 | 0 | 0 | 0 | 0 | 0 | 0 | 0 | 0 | 0 | 0 | 0 | 0 | 0 | 0 | 0 | 0 | 0 | 0 | 0 | 0 | 0 | 0 | 0 | 0 | 0
Sunday | 6 | 5 | 2 | 3722 | 0 | 0 | 0 | 0 | 0 | 0 | 0 | 0 | 0 | 0 | 0 | 0 | 0 | 0 | 0 | 0 | 0 | 0 | 0 | 0 | 0 |  | 0 | 0 | 0 | 0 | 0 | 0 | 0 | 0 |  |  |  |  | 0 | 0 | 0 | 0 | 0 | 1 | 0 | 0 |  | 1 | 1 | 1 | 1 | 1 | 1 | 0 | 0 | 0 | 0 | 0 | 0 | 0 | 0 | 0 | 0 | 0 | 0 | 0 | 0 | 0 | 0 | 0 | 0 | 0 | 0 | 0 | 0 | 0 | 0 | 0
Sunday | 6 | 5 | 3 | 3723 | 0 | 0 | 0 | 0 | 0 | 0 | 0 | 0 | 0 | 0 | 0 | 0 | 0 | 0 | 0 | 0 | 0 | 0 | 0 | 0 | 0 |  | 0 | 0 | 0 | 0 | 0 | 0 | 0 | 0 |  |  |  |  | 0 | 0 | 0 | 0 | 0 | 1 | 0 | 0 |  | 1 | 1 | 1 | 1 | 1 | 1 | 0 | 0 | 0 | 0 | 0 | 0 | 0 | 0 | 0 | 0 | 0 | 0 | 0 | 0 | 0 | 0 | 0 | 0 | 0 | 0 | 0 | 0 | 0 | 0 | 0
Sunday | 6 | 5 | 4 | 3724 | 0 | 0 | 0 | 0 | 0 | 0 | 0 | 0 | 0 | 0 | 0 | 0 | 0 | 0 | 0 | 0 | 0 | 0 | 0 | 0 | 0 |  | 0 | 0 | 0 | 0 | 0 | 0 | 0 | 0 |  |  |  |  | 0 | 0 | 0 | 0 | 0 | 1 | 0 | 0 |  | 1 | 1 | 1 | 1 | 1 | 1 | 0 | 0 | 0 | 0 | 0 | 0 | 0 | 0 | 0 | 0 | 0 | 0 | 0 | 0 | 0 | 0 | 0 | 0 | 0 | 0 | 0 | 0 | 0 | 0 | 0
Sunday | 6 | 5 | 5 | 3725 | 0 | 0 | 0 | 0 | 0 | 0 | 0 | 0 | 0 | 0 | 0 | 0 | 0 | 0 | 0 | 0 | 0 | 0 | 0 | 0 | 0 |  | 0 | 0 | 0 | 0 | 0 | 0 | 0 | 0 |  |  |  |  | 0 | 0 | 0 | 0 | 0 | 1 | 0 | 0 |  | 1 | 1 | 1 | 1 | 1 | 1 | 0 | 0 | 0 | 0 | 0 | 0 | 0 | 0 | 0 | 0 | 0 | 0 | 0 | 0 | 0 | 0 | 0 | 0 | 0 | 0 | 0 | 0 | 0 | 0 | 0
Sunday | 6 | 5 | 6 | 3726 | 0 | 0 | 0 | 0 | 0 | 0 | 0 | 0 | 0 | 0 | 0 | 0 | 0 | 0 | 0 | 0 | 0 | 0 | 0 | 0 | 0 |  | 0 | 0 | 0 | 0 | 0 | 0 | 0 | 0 |  |  |  |  | 0 | 0 | 0 | 0 | 0 | 1 | 0 | 0 |  | 1 | 1 | 1 | 1 | 1 | 1 | 0 | 0 | 0 | 0 | 0 | 0 | 0 | 0 | 0 | 0 | 0 | 0 | 0 | 0 | 0 | 0 | 0 | 0 | 0 | 0 | 0 | 0 | 0 | 0 | 0
Sunday | 6 | 5 | 7 | 3727 | 0 | 0 | 0 | 0 | 0 | 0 | 0 | 0 | 0 | 0 | 0 | 0 | 0 | 0 | 0 | 0 | 0 | 0 | 0 | 0 | 0 |  | 0 | 0 | 0 | 0 | 0 | 0 | 0 | 0 |  |  |  |  | 0 | 0 | 0 | 0 | 0 | 1 | 0 | 0 |  | 1 | 1 | 1 | 1 | 1 | 1 | 0 | 0 | 0 | 0 | 0 | 0 | 0 | 0 | 0 | 0 | 0 | 0 | 0 | 0 | 0 | 0 | 0 | 0 | 0 | 0 | 0 | 0 | 0 | 0 | 0
Sunday | 6 | 5 | 8 | 3728 | 0 | 0 | 0 | 0 | 0 | 0 | 0 | 0 | 0 | 0 | 0 | 0 | 0 | 0 | 0 | 0 | 0 | 0 | 0 | 0 | 0 |  | 0 | 0 | 0 | 0 | 0 | 0 | 0 | 0 |  |  |  |  | 0 | 0 | 0 | 0 | 0 | 1 | 0 | 0 |  | 1 | 1 | 1 | 1 | 1 | 1 | 0 | 0 | 0 | 0 | 0 | 0 | 0 | 0 | 0 | 0 | 0 | 0 | 0 | 0 | 0 | 0 | 0 | 0 | 0 | 0 | 0 | 0 | 0 | 0 | 0
Sunday | 6 | 5 | 9 | 3729 | 0 | 0 | 0 | 0 | 0 | 0 | 0 | 0 | 0 | 0 | 0 | 0 | 0 | 0 | 0 | 0 | 0 | 0 | 0 | 0 | 0 |  | 0 | 0 | 0 | 0 | 0 | 0 | 0 | 0 |  |  |  |  | 0 | 0 | 0 | 0 | 0 | 1 | 0 | 0 |  | 1 | 1 | 1 | 1 | 1 | 1 | 0 | 0 | 0 | 0 | 0 | 0 | 0 | 0 | 0 | 0 | 0 | 0 | 0 | 0 | 0 | 0 | 0 | 0 | 0 | 0 | 0 | 0 | 0 | 0 | 0
Sunday | 6 | 5 | 10 | 3730 | 0 | 0 | 0 | 0 | 0 | 0 | 0 | 0 | 0 | 0 | 0 | 0 | 0 | 0 | 0 | 0 | 0 | 0 | 0 | 0 | 0 |  | 0 | 0 | 0 | 0 | 0 | 0 | 0 | 0 |  |  |  |  | 0 | 0 | 0 | 0 | 0 | 1 | 0 | 0 |  | 1 | 1 | 1 | 1 | 1 | 1 | 0 | 0 | 0 | 0 | 0 | 0 | 0 | 0 | 0 | 0 | 0 | 0 | 0 | 0 | 0 | 0 | 0 | 0 | 0 | 0 | 0 | 0 | 0 | 0 | 0
Sunday | 6 | 5 | 11 | 3731 | 0 | 0 | 0 | 0 | 0 | 0 | 0 | 0 | 0 | 0 | 0 | 0 | 0 | 0 | 0 | 0 | 0 | 0 | 0 | 0 | 0 |  | 0 | 0 | 0 | 0 | 0 | 0 | 0 | 0 |  |  |  |  | 0 | 0 | 0 | 0 | 0 | 1 | 0 | 0 |  | 1 | 1 | 1 | 1 | 1 | 1 | 0 | 0 | 0 | 0 | 0 | 0 | 0 | 0 | 0 | 0 | 0 | 0 | 0 | 0 | 0 | 0 | 0 | 0 | 0 | 0 | 0 | 0 | 0 | 0 | 0
Sunday | 6 | 5 | 12 | 3732 | 0 | 0 | 0 | 0 | 0 | 0 | 0 | 0 | 0 | 0 | 0 | 0 | 0 | 0 | 0 | 0 | 0 | 0 | 0 | 0 | 0 |  | 0 | 0 | 0 | 0 | 0 | 0 | 0 | 0 |  |  |  |  | 0 | 0 | 0 | 0 | 0 | 1 | 0 | 0 |  | 1 | 1 | 1 | 1 | 1 | 1 | 0 | 0 | 0 | 0 | 0 | 0 | 0 | 0 | 0 | 0 | 0 | 0 | 0 | 0 | 0 | 0 | 0 | 0 | 0 | 0 | 0 | 0 | 0 | 0 | 0
Sunday | 6 | 5 | 13 | 3733 | 0 | 0 | 0 | 0 | 0 | 0 | 0 | 0 | 0 | 0 | 0 | 0 | 0 | 0 | 0 | 0 | 0 | 0 | 0 | 0 | 0 |  | 0 | 0 | 0 | 0 | 0 | 0 | 0 | 0 |  |  |  |  | 0 | 0 | 0 | 0 | 0 | 1 | 0 | 0 |  | 1 | 1 | 1 | 1 | 1 | 1 | 0 | 0 | 0 | 0 | 0 | 0 | 0 | 0 | 0 | 0 | 0 | 0 | 0 | 0 | 0 | 0 | 0 | 0 | 0 | 0 | 0 | 0 | 0 | 0 | 0
Sunday | 6 | 5 | 14 | 3734 | 0 | 0 | 0 | 0 | 0 | 0 | 0 | 0 | 0 | 0 | 0 | 0 | 0 | 0 | 0 | 0 | 0 | 0 | 0 | 0 | 0 |  | 0 | 0 | 0 | 0 | 0 | 0 | 0 | 0 |  |  |  |  | 0 | 0 | 0 | 0 | 0 | 1 | 0 | 0 |  | 1 | 1 | 1 | 1 | 1 | 1 | 0 | 0 | 0 | 0 | 0 | 0 | 0 | 0 | 0 | 0 | 0 | 0 | 0 | 0 | 0 | 0 | 0 | 0 | 0 | 0 | 0 | 0 | 0 | 0 | 0
Sunday | 6 | 5 | 15 | 3735 | 0 | 0 | 0 | 0 | 0 | 0 | 0 | 0 | 0 | 0 | 0 | 0 | 0 | 0 | 0 | 0 | 0 | 0 | 0 | 0 | 0 |  | 0 | 0 | 0 | 0 | 0 | 0 | 0 | 0 |  |  |  |  | 0 | 0 | 0 | 0 | 0 | 1 | 0 | 0 |  | 1 | 1 | 1 | 1 | 1 | 1 | 0 | 0 | 0 | 0 | 0 | 0 | 0 | 0 | 0 | 0 | 0 | 0 | 0 | 0 | 0 | 0 | 0 | 0 | 0 | 0 | 0 | 0 | 0 | 0 | 0
Sunday | 6 | 5 | 16 | 3736 | 0 | 0 | 0 | 0 | 0 | 0 | 0 | 0 | 0 | 0 | 0 | 0 | 0 | 0 | 0 | 0 | 0 | 0 | 0 | 0 | 0 |  | 0 | 0 | 0 | 0 | 0 | 0 | 0 | 0 |  |  |  |  | 0 | 0 | 0 | 0 | 0 | 1 | 0 | 0 |  | 1 | 1 | 1 | 1 | 1 | 1 | 0 | 0 | 0 | 0 | 0 | 0 | 0 | 0 | 0 | 0 | 0 | 0 | 0 | 0 | 0 | 0 | 0 | 0 | 0 | 0 | 0 | 0 | 0 | 0 | 0
Sunday | 6 | 5 | 17 | 3737 | 0 | 0 | 0 | 0 | 0 | 0 | 0 | 0 | 0 | 0 | 0 | 0 | 0 | 0 | 0 | 0 | 0 | 0 | 0 | 0 | 0 |  | 0 | 0 | 0 | 0 | 0 | 0 | 0 | 0 |  |  |  |  | 0 | 0 | 0 | 0 | 0 | 1 | 0 | 0 |  | 1 | 1 | 1 | 1 | 1 | 1 | 0 | 0 | 0 | 0 | 0 | 0 | 0 | 0 | 0 | 0 | 0 | 0 | 0 | 0 | 0 | 0 | 0 | 0 | 0 | 0 | 0 | 0 | 0 | 0 | 0
Sunday | 6 | 5 | 18 | 3738 | 0 | 0 | 0 | 0 | 0 | 0 | 0 | 0 | 0 | 0 | 0 | 0 | 0 | 0 | 0 | 0 | 0 | 0 | 0 | 0 | 0 |  | 0 | 0 | 0 | 0 | 0 | 0 | 0 | 0 |  |  |  |  | 0 | 0 | 0 | 0 | 0 | 1 | 0 | 0 |  | 1 | 1 | 1 | 1 | 1 | 1 | 0 | 0 | 0 | 0 | 0 | 0 | 0 | 0 | 0 | 0 | 0 | 0 | 0 | 0 | 0 | 0 | 0 | 0 | 0 | 0 | 0 | 0 | 0 | 0 | 0
Sunday | 6 | 5 | 19 | 3739 | 0 | 0 | 0 | 0 | 0 | 0 | 0 | 0 | 0 | 0 | 0 | 0 | 0 | 0 | 0 | 0 | 0 | 0 | 0 | 0 | 0 |  | 0 | 0 | 0 | 0 | 0 | 0 | 0 | 0 |  |  |  |  | 0 | 0 | 0 | 0 | 0 | 1 | 0 | 0 |  | 1 | 1 | 1 | 1 | 1 | 1 | 0 | 0 | 0 | 0 | 0 | 0 | 0 | 0 | 0 | 0 | 0 | 0 | 0 | 0 | 0 | 0 | 0 | 0 | 0 | 0 | 0 | 0 | 0 | 0 | 0
Sunday | 6 | 5 | 20 | 3740 | 0 | 0 | 0 | 0 | 0 | 0 | 0 | 0 | 0 | 0 | 0 | 0 | 0 | 0 | 0 | 0 | 0 | 0 | 0 | 0 | 0 |  | 0 | 0 | 0 | 0 | 0 | 0 | 0 | 0 |  |  |  |  | 0 | 0 | 0 | 0 | 0 | 1 | 0 | 0 |  | 1 | 1 | 1 | 1 | 1 | 1 | 0 | 0 | 0 | 0 | 0 | 0 | 0 | 0 | 0 | 0 | 0 | 0 | 0 | 0 | 0 | 0 | 0 | 0 | 0 | 0 | 0 | 0 | 0 | 0 | 0
Sunday | 6 | 5 | 21 | 3741 | 0 | 0 | 0 | 0 | 0 | 0 | 0 | 0 | 0 | 0 | 0 | 0 | 0 | 0 | 0 | 0 | 0 | 0 | 0 | 0 | 0 |  | 0 | 0 | 0 | 0 | 0 | 0 | 0 | 0 |  |  |  |  | 0 | 0 | 0 | 0 | 0 | 1 | 0 | 0 |  | 1 | 1 | 1 | 1 | 1 | 1 | 0 | 0 | 0 | 0 | 0 | 0 | 0 | 0 | 0 | 0 | 0 | 0 | 0 | 0 | 0 | 0 | 0 | 0 | 0 | 0 | 0 | 0 | 0 | 0 | 0
Sunday | 6 | 5 | 22 | 3742 | 0 | 0 | 0 | 0 | 0 | 0 | 0 | 0 | 0 | 0 | 0 | 0 | 0 | 0 | 0 | 0 | 0 | 0 | 0 | 0 | 0 |  | 0 | 0 | 0 | 0 | 0 | 0 | 0 | 0 |  |  |  |  | 0 | 0 | 0 | 0 | 0 | 1 | 0 | 0 |  | 1 | 1 | 1 | 1 | 1 | 1 | 0 | 0 | 0 | 0 | 0 | 0 | 0 | 0 | 0 | 0 | 0 | 0 | 0 | 0 | 0 | 0 | 0 | 0 | 0 | 0 | 0 | 0 | 0 | 0 | 0
Sunday | 6 | 5 | 23 | 3743 | 0 | 0 | 0 | 0 | 0 | 0 | 0 | 0 | 0 | 0 | 0 | 0 | 0 | 0 | 0 | 0 | 0 | 0 | 0 | 0 | 0 |  | 0 | 0 | 0 | 0 | 0 | 0 | 0 | 0 |  |  |  |  | 0 | 0 | 0 | 0 | 0 | 1 | 0 | 0 |  | 1 | 1 | 1 | 1 | 1 | 1 | 0 | 0 | 0 | 0 | 0 | 0 | 0 | 0 | 0 | 0 | 0 | 0 | 0 | 0 | 0 | 0 | 0 | 0 | 0 | 0 | 0 | 0 | 0 | 0 | 0
Sunday | 6 | 5 | 24 | 3744 | 0 | 0 | 0 | 0 | 0 | 0 | 0 | 0 | 0 | 0 | 0 | 0 | 0 | 0 | 0 | 0 | 0 | 0 | 0 | 0 | 0 |  | 0 | 0 | 0 | 0 | 0 | 0 | 0 | 0 |  |  |  |  | 0 | 0 | 0 | 0 | 0 | 1 | 0 | 0 |  | 1 | 1 | 1 | 1 | 1 | 1 | 0 | 0 | 0 | 0 | 0 | 0 | 0 | 0 | 0 | 0 | 0 | 0 | 0 | 0 | 0 | 0 | 0 | 0 | 0 | 0 | 0 | 0 | 0 | 0 | 0
Monday | 6 | 6 | 1 | 3745 | 0 | 0 | 0 | 0 | 0 | 0 | 0 | 0 | 0 | 0 | 0 | 0 | 0 | 0 | 0 | 0 | 0 | 0 | 0 | 0 | 0 |  | 0 | 0 | 0 | 0 | 0 | 0 | 0 | 0 |  |  |  |  | 0 | 0 | 0 | 0 | 0 | 1 | 0 | 0 |  | 1 | 1 | 1 | 1 | 1 | 1 | 0 | 0 | 0 | 0 | 0 | 0 | 0 | 0 | 0 | 0 | 0 | 0 | 0 | 0 | 0 | 0 | 0 | 0 | 0 | 0 | 0 | 0 | 0 | 0 | 0
Monday | 6 | 6 | 2 | 3746 | 0 | 0 | 0 | 0 | 0 | 0 | 0 | 0 | 0 | 0 | 0 | 0 | 0 | 0 | 0 | 0 | 0 | 0 | 0 | 0 | 0 |  | 0 | 0 | 0 | 0 | 0 | 0 | 0 | 0 |  |  |  |  | 0 | 0 | 0 | 0 | 0 | 1 | 0 | 0 |  | 1 | 1 | 1 | 1 | 1 | 1 | 0 | 0 | 0 | 0 | 0 | 0 | 0 | 0 | 0 | 0 | 0 | 0 | 0 | 0 | 0 | 0 | 0 | 0 | 0 | 0 | 0 | 0 | 0 | 0 | 0
Monday | 6 | 6 | 3 | 3747 | 0 | 0 | 0 | 0 | 0 | 0 | 0 | 0 | 0 | 0 | 0 | 0 | 0 | 0 | 0 | 0 | 0 | 0 | 0 | 0 | 0 |  | 0 | 0 | 0 | 0 | 0 | 0 | 0 | 0 |  |  |  |  | 0 | 0 | 0 | 0 | 0 | 1 | 0 | 0 |  | 1 | 1 | 1 | 1 | 1 | 1 | 0 | 0 | 0 | 0 | 0 | 0 | 0 | 0 | 0 | 0 | 0 | 0 | 0 | 0 | 0 | 0 | 0 | 0 | 0 | 0 | 0 | 0 | 0 | 0 | 0
Monday | 6 | 6 | 4 | 3748 | 0 | 0 | 0 | 0 | 0 | 0 | 0 | 0 | 0 | 0 | 0 | 0 | 0 | 0 | 0 | 0 | 0 | 0 | 0 | 0 | 0 |  | 0 | 0 | 0 | 0 | 0 | 0 | 0 | 0 |  |  |  |  | 0 | 0 | 0 | 0 | 0 | 1 | 0 | 0 |  | 1 | 1 | 1 | 1 | 1 | 1 | 0 | 0 | 0 | 0 | 0 | 0 | 0 | 0 | 0 | 0 | 0 | 0 | 0 | 0 | 0 | 0 | 0 | 0 | 0 | 0 | 0 | 0 | 0 | 0 | 0
Monday | 6 | 6 | 5 | 3749 | 0 | 0 | 0 | 0 | 0 | 0 | 0 | 0 | 0 | 0 | 0 | 0 | 0 | 0 | 0 | 0 | 0 | 0 | 0 | 0 | 0 |  | 0 | 0 | 0 | 0 | 0 | 0 | 0 | 0 |  |  |  |  | 0 | 0 | 0 | 0 | 0 | 1 | 0 | 0 |  | 1 | 1 | 1 | 1 | 1 | 1 | 0 | 0 | 0 | 0 | 0 | 0 | 0 | 0 | 0 | 0 | 0 | 0 | 0 | 0 | 0 | 0 | 0 | 0 | 0 | 0 | 0 | 0 | 0 | 0 | 0
Monday | 6 | 6 | 6 | 3750 | 0 | 0 | 0 | 0 | 0 | 0 | 0 | 0 | 0 | 0 | 0 | 0 | 0 | 0 | 0 | 0 | 0 | 0 | 0 | 0 | 0 |  | 0 | 0 | 0 | 0 | 0 | 0 | 0 | 0 |  |  |  |  | 0 | 0 | 0 | 0 | 0 | 1 | 0 | 0 |  | 1 | 1 | 1 | 1 | 1 | 1 | 0 | 0 | 0 | 0 | 0 | 0 | 0 | 0 | 0 | 0 | 0 | 0 | 0 | 0 | 0 | 0 | 0 | 0 | 0 | 0 | 0 | 0 | 0 | 0 | 0
Monday | 6 | 6 | 7 | 3751 | 0 | 0 | 0 | 0 | 0 | 0 | 0 | 0 | 0 | 0 | 0 | 0 | 0 | 0 | 0 | 0 | 0 | 0 | 0 | 0 | 0 |  | 0 | 0 | 0 | 0 | 0 | 0 | 0 | 0 |  |  |  |  | 0 | 0 | 0 | 0 | 0 | 1 | 0 | 0 |  | 1 | 1 | 1 | 1 | 1 | 1 | 0 | 0 | 0 | 0 | 0 | 0 | 0 | 0 | 0 | 0 | 0 | 0 | 0 | 0 | 0 | 0 | 0 | 0 | 0 | 0 | 0 | 0 | 0 | 0 | 0
Monday | 6 | 6 | 8 | 3752 | 0 | 0 | 0 | 0 | 0 | 0 | 0 | 0 | 0 | 0 | 0 | 0 | 0 | 0 | 0 | 0 | 0 | 0 | 0 | 0 | 0 |  | 0 | 0 | 0 | 0 | 0 | 0 | 0 | 0 |  |  |  |  | 0 | 0 | 0 | 0 | 1 | 0 | 0 | 0 |  | 1 | 1 | 1 | #VALUE! | 1 | #VALUE! | 0 | 0 | 0 | 0 | 0 | 0 | 0 | 0 | 0 | 0 | 0 | 0 | 0 | 0 | 0 | 0 | 0 | 0 | 0 | 0 | 0 | 0 | 0 | 0 | 0
Monday | 6 | 6 | 9 | 3753 | 0 | 0 | 0 | 0 | 0 | 0 | 0 | 0 | 0 | 0 | 0 | 0 | 0 | 0 | 0 | 0 | 0 | 0 | 0 | 0 | 0 |  | 0 | 0 | 0 | 0 | 0 | 0 | 0 | 0 |  |  |  |  | 0 | 0 | 0 | 0 | 1 | 0 | 0 | 0 |  | 1 | 1 | 1 | #VALUE! | 1 | #VALUE! | 0 | 0 | 0 | 0 | 0 | 0 | 0 | 0 | 0 | 0 | 0 | 0 | 0 | 0 | 0 | 0 | 0 | 0 | 0 | 0 | 0 | 0 | 0 | 0 | 0
Monday | 6 | 6 | 10 | 3754 | 0 | 0 | 0 | 0 | 0 | 0 | 0 | 0 | 0 | 0 | 0 | 0 | 0 | 0 | 0 | 0 | 0 | 0 | 0 | 0 | 0 |  | 0 | 0 | 0 | 0 | 0 | 0 | 0 | 0 |  |  |  |  | 0 | 0 | 0 | 0 | 1 | 0 | 0 | 0 |  | 1 | 1 | 1 | #VALUE! | 1 | #VALUE! | 0 | 0 | 0 | 0 | 0 | 0 | 0 | 0 | 0 | 0 | 0 | 0 | 0 | 0 | 0 | 0 | 0 | 0 | 0 | 0 | 0 | 0 | 0 | 0 | 0
Monday | 6 | 6 | 11 | 3755 | 0 | 0 | 0 | 0 | 0 | 0 | 0 | 0 | 0 | 0 | 0 | 0 | 0 | 0 | 0 | 0 | 0 | 0 | 0 | 0 | 0 |  | 0 | 0 | 0 | 0 | 0 | 0 | 0 | 0 |  |  |  |  | 0 | 0 | 0 | 0 | 1 | 0 | 0 | 0 |  | 1 | 1 | 1 | #VALUE! | 1 | #VALUE! | 0 | 0 | 0 | 0 | 0 | 0 | 0 | 0 | 0 | 0 | 0 | 0 | 0 | 0 | 0 | 0 | 0 | 0 | 0 | 0 | 0 | 0 | 0 | 0 | 0
Monday | 6 | 6 | 12 | 3756 | 0 | 0 | 0 | 0 | 0 | 0 | 0 | 0 | 0 | 0 | 0 | 0 | 0 | 0 | 0 | 0 | 0 | 0 | 0 | 0 | 0 |  | 0 | 0 | 0 | 0 | 0 | 0 | 0 | 0 |  |  |  |  | 0 | 0 | 0 | 0 | 1 | 0 | 0 | 0 |  | 1 | 1 | 1 | #VALUE! | 1 | #VALUE! | 0 | 0 | 0 | 0 | 0 | 0 | 0 | 0 | 0 | 0 | 0 | 0 | 0 | 0 | 0 | 0 | 0 | 0 | 0 | 0 | 0 | 0 | 0 | 0 | 0
Monday | 6 | 6 | 13 | 3757 | 0 | 0 | 0 | 0 | 0 | 0 | 0 | 0 | 0 | 0 | 0 | 0 | 0 | 0 | 0 | 0 | 0 | 0 | 0 | 0 | 0 |  | 0 | 0 | 0 | 0 | 0 | 0 | 0 | 0 |  |  |  |  | 0 | 0 | 0 | 0 | 1 | 0 | 0 | 0 |  | 1 | 1 | 1 | #VALUE! | 1 | #VALUE! | 0 | 0 | 0 | 0 | 0 | 0 | 0 | 0 | 0 | 0 | 0 | 0 | 0 | 0 | 0 | 0 | 0 | 0 | 0 | 0 | 0 | 0 | 0 | 0 | 0
Monday | 6 | 6 | 14 | 3758 | 0 | 0 | 0 | 0 | 0 | 0 | 0 | 0 | 0 | 0 | 0 | 0 | 0 | 0 | 0 | 0 | 0 | 0 | 0 | 0 | 0 |  | 0 | 0 | 0 | 0 | 0 | 0 | 0 | 0 |  |  |  |  | 0 | 0 | 0 | 1 | 0 | 0 | 0 | 0 |  | 1 | 1 | #VALUE! | 1 | 1 | #VALUE! | 0 | 0 | 0 | 0 | 0 | 0 | 0 | 0 | 0 | 0 | 0 | 0 | 0 | 0 | 0 | 0 | 0 | 0 | 0 | 0 | 0 | 0 | 0 | 0 | 0
Monday | 6 | 6 | 15 | 3759 | 0 | 0 | 0 | 0 | 0 | 0 | 0 | 0 | 0 | 0 | 0 | 0 | 0 | 0 | 0 | 0 | 0 | 0 | 0 | 0 | 0 |  | 0 | 0 | 0 | 0 | 0 | 0 | 0 | 0 |  |  |  |  | 0 | 0 | 0 | 1 | 0 | 0 | 0 | 0 |  | 1 | 1 | #VALUE! | 1 | 1 | #VALUE! | 0 | 0 | 0 | 0 | 0 | 0 | 0 | 0 | 0 | 0 | 0 | 0 | 0 | 0 | 0 | 0 | 0 | 0 | 0 | 0 | 0 | 0 | 0 | 0 | 0
Monday | 6 | 6 | 16 | 3760 | 0 | 0 | 0 | 0 | 0 | 0 | 0 | 0 | 0 | 0 | 0 | 0 | 0 | 0 | 0 | 0 | 0 | 0 | 0 | 0 | 0 |  | 0 | 0 | 0 | 0 | 0 | 0 | 0 | 0 |  |  |  |  | 0 | 0 | 0 | 1 | 0 | 0 | 0 | 0 |  | 1 | 1 | #VALUE! | 1 | 1 | #VALUE! | 0 | 0 | 0 | 0 | 0 | 0 | 0 | 0 | 0 | 0 | 0 | 0 | 0 | 0 | 0 | 0 | 0 | 0 | 0 | 0 | 0 | 0 | 0 | 0 | 0
Monday | 6 | 6 | 17 | 3761 | 0 | 0 | 0 | 0 | 0 | 0 | 0 | 0 | 0 | 0 | 0 | 0 | 0 | 0 | 0 | 0 | 0 | 0 | 0 | 0 | 0 |  | 0 | 0 | 0 | 0 | 0 | 0 | 0 | 0 |  |  |  |  | 0 | 0 | 0 | 1 | 0 | 0 | 0 | 0 |  | 1 | 1 | #VALUE! | 1 | 1 | #VALUE! | 0 | 0 | 0 | 0 | 0 | 0 | 0 | 0 | 0 | 0 | 0 | 0 | 0 | 0 | 0 | 0 | 0 | 0 | 0 | 0 | 0 | 0 | 0 | 0 | 0
Monday | 6 | 6 | 18 | 3762 | 0 | 0 | 0 | 0 | 0 | 0 | 0 | 0 | 0 | 0 | 0 | 0 | 0 | 0 | 0 | 0 | 0 | 0 | 0 | 0 | 0 |  | 0 | 0 | 0 | 0 | 0 | 0 | 0 | 0 |  |  |  |  | 0 | 0 | 0 | 1 | 0 | 0 | 0 | 0 |  | 1 | 1 | #VALUE! | 1 | 1 | #VALUE! | 0 | 0 | 0 | 0 | 0 | 0 | 0 | 0 | 0 | 0 | 0 | 0 | 0 | 0 | 0 | 0 | 0 | 0 | 0 | 0 | 0 | 0 | 0 | 0 | 0
Monday | 6 | 6 | 19 | 3763 | 0 | 0 | 0 | 0 | 0 | 0 | 0 | 0 | 0 | 0 | 0 | 0 | 0 | 0 | 0 | 0 | 0 | 0 | 0 | 0 | 0 |  | 0 | 0 | 0 | 0 | 0 | 0 | 0 | 0 |  |  |  |  | 0 | 0 | 0 | 1 | 0 | 0 | 0 | 0 |  | 1 | 1 | #VALUE! | 1 | 1 | #VALUE! | 0 | 0 | 0 | 0 | 0 | 0 | 0 | 0 | 0 | 0 | 0 | 0 | 0 | 0 | 0 | 0 | 0 | 0 | 0 | 0 | 0 | 0 | 0 | 0 | 0
Monday | 6 | 6 | 20 | 3764 | 0 | 0 | 0 | 0 | 0 | 0 | 0 | 0 | 0 | 0 | 0 | 0 | 0 | 0 | 0 | 0 | 0 | 0 | 0 | 0 | 0 |  | 0 | 0 | 0 | 0 | 0 | 0 | 0 | 0 |  |  |  |  | 0 | 0 | 0 | 0 | 1 | 0 | 0 | 0 |  | 1 | 1 | 1 | #VALUE! | 1 | #VALUE! | 0 | 0 | 0 | 0 | 0 | 0 | 0 | 0 | 0 | 0 | 0 | 0 | 0 | 0 | 0 | 0 | 0 | 0 | 0 | 0 | 0 | 0 | 0 | 0 | 0
Monday | 6 | 6 | 21 | 3765 | 0 | 0 | 0 | 0 | 0 | 0 | 0 | 0 | 0 | 0 | 0 | 0 | 0 | 0 | 0 | 0 | 0 | 0 | 0 | 0 | 0 |  | 0 | 0 | 0 | 0 | 0 | 0 | 0 | 0 |  |  |  |  | 0 | 0 | 0 | 0 | 1 | 0 | 0 | 0 |  | 1 | 1 | 1 | #VALUE! | 1 | #VALUE! | 0 | 0 | 0 | 0 | 0 | 0 | 0 | 0 | 0 | 0 | 0 | 0 | 0 | 0 | 0 | 0 | 0 | 0 | 0 | 0 | 0 | 0 | 0 | 0 | 0
Monday | 6 | 6 | 22 | 3766 | 0 | 0 | 0 | 0 | 0 | 0 | 0 | 0 | 0 | 0 | 0 | 0 | 0 | 0 | 0 | 0 | 0 | 0 | 0 | 0 | 0 |  | 0 | 0 | 0 | 0 | 0 | 0 | 0 | 0 |  |  |  |  | 0 | 0 | 0 | 0 | 1 | 0 | 0 | 0 |  | 1 | 1 | 1 | #VALUE! | 1 | #VALUE! | 0 | 0 | 0 | 0 | 0 | 0 | 0 | 0 | 0 | 0 | 0 | 0 | 0 | 0 | 0 | 0 | 0 | 0 | 0 | 0 | 0 | 0 | 0 | 0 | 0
Monday | 6 | 6 | 23 | 3767 | 0 | 0 | 0 | 0 | 0 | 0 | 0 | 0 | 0 | 0 | 0 | 0 | 0 | 0 | 0 | 0 | 0 | 0 | 0 | 0 | 0 |  | 0 | 0 | 0 | 0 | 0 | 0 | 0 | 0 |  |  |  |  | 0 | 0 | 0 | 0 | 0 | 1 | 0 | 0 |  | 1 | 1 | 1 | 1 | 1 | 1 | 0 | 0 | 0 | 0 | 0 | 0 | 0 | 0 | 0 | 0 | 0 | 0 | 0 | 0 | 0 | 0 | 0 | 0 | 0 | 0 | 0 | 0 | 0 | 0 | 0
Monday | 6 | 6 | 24 | 3768 | 0 | 0 | 0 | 0 | 0 | 0 | 0 | 0 | 0 | 0 | 0 | 0 | 0 | 0 | 0 | 0 | 0 | 0 | 0 | 0 | 0 |  | 0 | 0 | 0 | 0 | 0 | 0 | 0 | 0 |  |  |  |  | 0 | 0 | 0 | 0 | 0 | 1 | 0 | 0 |  | 1 | 1 | 1 | 1 | 1 | 1 | 0 | 0 | 0 | 0 | 0 | 0 | 0 | 0 | 0 | 0 | 0 | 0 | 0 | 0 | 0 | 0 | 0 | 0 | 0 | 0 | 0 | 0 | 0 | 0 | 0
Tuesday | 6 | 7 | 1 | 3769 | 0 | 0 | 0 | 0 | 0 | 0 | 0 | 0 | 0 | 0 | 0 | 0 | 0 | 0 | 0 | 0 | 0 | 0 | 0 | 0 | 0 |  | 0 | 0 | 0 | 0 | 0 | 0 | 0 | 0 |  |  |  |  | 0 | 0 | 0 | 0 | 0 | 1 | 0 | 0 |  | 1 | 1 | 1 | 1 | 1 | 1 | 0 | 0 | 0 | 0 | 0 | 0 | 0 | 0 | 0 | 0 | 0 | 0 | 0 | 0 | 0 | 0 | 0 | 0 | 0 | 0 | 0 | 0 | 0 | 0 | 0
Tuesday | 6 | 7 | 2 | 3770 | 0 | 0 | 0 | 0 | 0 | 0 | 0 | 0 | 0 | 0 | 0 | 0 | 0 | 0 | 0 | 0 | 0 | 0 | 0 | 0 | 0 |  | 0 | 0 | 0 | 0 | 0 | 0 | 0 | 0 |  |  |  |  | 0 | 0 | 0 | 0 | 0 | 1 | 0 | 0 |  | 1 | 1 | 1 | 1 | 1 | 1 | 0 | 0 | 0 | 0 | 0 | 0 | 0 | 0 | 0 | 0 | 0 | 0 | 0 | 0 | 0 | 0 | 0 | 0 | 0 | 0 | 0 | 0 | 0 | 0 | 0
Tuesday | 6 | 7 | 3 | 3771 | 0 | 0 | 0 | 0 | 0 | 0 | 0 | 0 | 0 | 0 | 0 | 0 | 0 | 0 | 0 | 0 | 0 | 0 | 0 | 0 | 0 |  | 0 | 0 | 0 | 0 | 0 | 0 | 0 | 0 |  |  |  |  | 0 | 0 | 0 | 0 | 0 | 1 | 0 | 0 |  | 1 | 1 | 1 | 1 | 1 | 1 | 0 | 0 | 0 | 0 | 0 | 0 | 0 | 0 | 0 | 0 | 0 | 0 | 0 | 0 | 0 | 0 | 0 | 0 | 0 | 0 | 0 | 0 | 0 | 0 | 0
Tuesday | 6 | 7 | 4 | 3772 | 0 | 0 | 0 | 0 | 0 | 0 | 0 | 0 | 0 | 0 | 0 | 0 | 0 | 0 | 0 | 0 | 0 | 0 | 0 | 0 | 0 |  | 0 | 0 | 0 | 0 | 0 | 0 | 0 | 0 |  |  |  |  | 0 | 0 | 0 | 0 | 0 | 1 | 0 | 0 |  | 1 | 1 | 1 | 1 | 1 | 1 | 0 | 0 | 0 | 0 | 0 | 0 | 0 | 0 | 0 | 0 | 0 | 0 | 0 | 0 | 0 | 0 | 0 | 0 | 0 | 0 | 0 | 0 | 0 | 0 | 0
Tuesday | 6 | 7 | 5 | 3773 | 0 | 0 | 0 | 0 | 0 | 0 | 0 | 0 | 0 | 0 | 0 | 0 | 0 | 0 | 0 | 0 | 0 | 0 | 0 | 0 | 0 |  | 0 | 0 | 0 | 0 | 0 | 0 | 0 | 0 |  |  |  |  | 0 | 0 | 0 | 0 | 0 | 1 | 0 | 0 |  | 1 | 1 | 1 | 1 | 1 | 1 | 0 | 0 | 0 | 0 | 0 | 0 | 0 | 0 | 0 | 0 | 0 | 0 | 0 | 0 | 0 | 0 | 0 | 0 | 0 | 0 | 0 | 0 | 0 | 0 | 0
Tuesday | 6 | 7 | 6 | 3774 | 0 | 0 | 0 | 0 | 0 | 0 | 0 | 0 | 0 | 0 | 0 | 0 | 0 | 0 | 0 | 0 | 0 | 0 | 0 | 0 | 0 |  | 0 | 0 | 0 | 0 | 0 | 0 | 0 | 0 |  |  |  |  | 0 | 0 | 0 | 0 | 0 | 1 | 0 | 0 |  | 1 | 1 | 1 | 1 | 1 | 1 | 0 | 0 | 0 | 0 | 0 | 0 | 0 | 0 | 0 | 0 | 0 | 0 | 0 | 0 | 0 | 0 | 0 | 0 | 0 | 0 | 0 | 0 | 0 | 0 | 0
Tuesday | 6 | 7 | 7 | 3775 | 0 | 0 | 0 | 0 | 0 | 0 | 0 | 0 | 0 | 0 | 0 | 0 | 0 | 0 | 0 | 0 | 0 | 0 | 0 | 0 | 0 |  | 0 | 0 | 0 | 0 | 0 | 0 | 0 | 0 |  |  |  |  | 0 | 0 | 0 | 0 | 0 | 1 | 0 | 0 |  | 1 | 1 | 1 | 1 | 1 | 1 | 0 | 0 | 0 | 0 | 0 | 0 | 0 | 0 | 0 | 0 | 0 | 0 | 0 | 0 | 0 | 0 | 0 | 0 | 0 | 0 | 0 | 0 | 0 | 0 | 0
Tuesday | 6 | 7 | 8 | 3776 | 0 | 0 | 0 | 0 | 0 | 0 | 0 | 0 | 0 | 0 | 0 | 0 | 0 | 0 | 0 | 0 | 0 | 0 | 0 | 0 | 0 |  | 0 | 0 | 0 | 0 | 0 | 0 | 0 | 0 |  |  |  |  | 0 | 0 | 0 | 0 | 1 | 0 | 0 | 0 |  | 1 | 1 | 1 | #VALUE! | 1 | #VALUE! | 0 | 0 | 0 | 0 | 0 | 0 | 0 | 0 | 0 | 0 | 0 | 0 | 0 | 0 | 0 | 0 | 0 | 0 | 0 | 0 | 0 | 0 | 0 | 0 | 0
Tuesday | 6 | 7 | 9 | 3777 | 0 | 0 | 0 | 0 | 0 | 0 | 0 | 0 | 0 | 0 | 0 | 0 | 0 | 0 | 0 | 0 | 0 | 0 | 0 | 0 | 0 |  | 0 | 0 | 0 | 0 | 0 | 0 | 0 | 0 |  |  |  |  | 0 | 0 | 0 | 0 | 1 | 0 | 0 | 0 |  | 1 | 1 | 1 | #VALUE! | 1 | #VALUE! | 0 | 0 | 0 | 0 | 0 | 0 | 0 | 0 | 0 | 0 | 0 | 0 | 0 | 0 | 0 | 0 | 0 | 0 | 0 | 0 | 0 | 0 | 0 | 0 | 0
Tuesday | 6 | 7 | 10 | 3778 | 0 | 0 | 0 | 0 | 0 | 0 | 0 | 0 | 0 | 0 | 0 | 0 | 0 | 0 | 0 | 0 | 0 | 0 | 0 | 0 | 0 |  | 0 | 0 | 0 | 0 | 0 | 0 | 0 | 0 |  |  |  |  | 0 | 0 | 0 | 0 | 1 | 0 | 0 | 0 |  | 1 | 1 | 1 | #VALUE! | 1 | #VALUE! | 0 | 0 | 0 | 0 | 0 | 0 | 0 | 0 | 0 | 0 | 0 | 0 | 0 | 0 | 0 | 0 | 0 | 0 | 0 | 0 | 0 | 0 | 0 | 0 | 0
Tuesday | 6 | 7 | 11 | 3779 | 0 | 0 | 0 | 0 | 0 | 0 | 0 | 0 | 0 | 0 | 0 | 0 | 0 | 0 | 0 | 0 | 0 | 0 | 0 | 0 | 0 |  | 0 | 0 | 0 | 0 | 0 | 0 | 0 | 0 |  |  |  |  | 0 | 0 | 0 | 0 | 1 | 0 | 0 | 0 |  | 1 | 1 | 1 | #VALUE! | 1 | #VALUE! | 0 | 0 | 0 | 0 | 0 | 0 | 0 | 0 | 0 | 0 | 0 | 0 | 0 | 0 | 0 | 0 | 0 | 0 | 0 | 0 | 0 | 0 | 0 | 0 | 0
Tuesday | 6 | 7 | 12 | 3780 | 0 | 0 | 0 | 0 | 0 | 0 | 0 | 0 | 0 | 0 | 0 | 0 | 0 | 0 | 0 | 0 | 0 | 0 | 0 | 0 | 0 |  | 0 | 0 | 0 | 0 | 0 | 0 | 0 | 0 |  |  |  |  | 0 | 0 | 0 | 0 | 1 | 0 | 0 | 0 |  | 1 | 1 | 1 | #VALUE! | 1 | #VALUE! | 0 | 0 | 0 | 0 | 0 | 0 | 0 | 0 | 0 | 0 | 0 | 0 | 0 | 0 | 0 | 0 | 0 | 0 | 0 | 0 | 0 | 0 | 0 | 0 | 0
Tuesday | 6 | 7 | 13 | 3781 | 0 | 0 | 0 | 0 | 0 | 0 | 0 | 0 | 0 | 0 | 0 | 0 | 0 | 0 | 0 | 0 | 0 | 0 | 0 | 0 | 0 |  | 0 | 0 | 0 | 0 | 0 | 0 | 0 | 0 |  |  |  |  | 0 | 0 | 0 | 0 | 1 | 0 | 0 | 0 |  | 1 | 1 | 1 | #VALUE! | 1 | #VALUE! | 0 | 0 | 0 | 0 | 0 | 0 | 0 | 0 | 0 | 0 | 0 | 0 | 0 | 0 | 0 | 0 | 0 | 0 | 0 | 0 | 0 | 0 | 0 | 0 | 0
Tuesday | 6 | 7 | 14 | 3782 | 0 | 0 | 0 | 0 | 0 | 0 | 0 | 0 | 0 | 0 | 0 | 0 | 0 | 0 | 0 | 0 | 0 | 0 | 0 | 0 | 0 |  | 0 | 0 | 0 | 0 | 0 | 0 | 0 | 0 |  |  |  |  | 0 | 0 | 0 | 1 | 0 | 0 | 0 | 0 |  | 1 | 1 | #VALUE! | 1 | 1 | #VALUE! | 0 | 0 | 0 | 0 | 0 | 0 | 0 | 0 | 0 | 0 | 0 | 0 | 0 | 0 | 0 | 0 | 0 | 0 | 0 | 0 | 0 | 0 | 0 | 0 | 0
Tuesday | 6 | 7 | 15 | 3783 | 0 | 0 | 0 | 0 | 0 | 0 | 0 | 0 | 0 | 0 | 0 | 0 | 0 | 0 | 0 | 0 | 0 | 0 | 0 | 0 | 0 |  | 0 | 0 | 0 | 0 | 0 | 0 | 0 | 0 |  |  |  |  | 0 | 0 | 0 | 1 | 0 | 0 | 0 | 0 |  | 1 | 1 | #VALUE! | 1 | 1 | #VALUE! | 0 | 0 | 0 | 0 | 0 | 0 | 0 | 0 | 0 | 0 | 0 | 0 | 0 | 0 | 0 | 0 | 0 | 0 | 0 | 0 | 0 | 0 | 0 | 0 | 0
Tuesday | 6 | 7 | 16 | 3784 | 0 | 0 | 0 | 0 | 0 | 0 | 0 | 0 | 0 | 0 | 0 | 0 | 0 | 0 | 0 | 0 | 0 | 0 | 0 | 0 | 0 |  | 0 | 0 | 0 | 0 | 0 | 0 | 0 | 0 |  |  |  |  | 0 | 0 | 0 | 1 | 0 | 0 | 0 | 0 |  | 1 | 1 | #VALUE! | 1 | 1 | #VALUE! | 0 | 0 | 0 | 0 | 0 | 0 | 0 | 0 | 0 | 0 | 0 | 0 | 0 | 0 | 0 | 0 | 0 | 0 | 0 | 0 | 0 | 0 | 0 | 0 | 0
Tuesday | 6 | 7 | 17 | 3785 | 0 | 0 | 0 | 0 | 0 | 0 | 0 | 0 | 0 | 0 | 0 | 0 | 0 | 0 | 0 | 0 | 0 | 0 | 0 | 0 | 0 |  | 0 | 0 | 0 | 0 | 0 | 0 | 0 | 0 |  |  |  |  | 0 | 0 | 0 | 1 | 0 | 0 | 0 | 0 |  | 1 | 1 | #VALUE! | 1 | 1 | #VALUE! | 0 | 0 | 0 | 0 | 0 | 0 | 0 | 0 | 0 | 0 | 0 | 0 | 0 | 0 | 0 | 0 | 0 | 0 | 0 | 0 | 0 | 0 | 0 | 0 | 0
Tuesday | 6 | 7 | 18 | 3786 | 0 | 0 | 0 | 0 | 0 | 0 | 0 | 0 | 0 | 0 | 0 | 0 | 0 | 0 | 0 | 0 | 0 | 0 | 0 | 0 | 0 |  | 0 | 0 | 0 | 0 | 0 | 0 | 0 | 0 |  |  |  |  | 0 | 0 | 0 | 1 | 0 | 0 | 0 | 0 |  | 1 | 1 | #VALUE! | 1 | 1 | #VALUE! | 0 | 0 | 0 | 0 | 0 | 0 | 0 | 0 | 0 | 0 | 0 | 0 | 0 | 0 | 0 | 0 | 0 | 0 | 0 | 0 | 0 | 0 | 0 | 0 | 0
Tuesday | 6 | 7 | 19 | 3787 | 0 | 0 | 0 | 0 | 0 | 0 | 0 | 0 | 0 | 0 | 0 | 0 | 0 | 0 | 0 | 0 | 0 | 0 | 0 | 0 | 0 |  | 0 | 0 | 0 | 0 | 0 | 0 | 0 | 0 |  |  |  |  | 0 | 0 | 0 | 1 | 0 | 0 | 0 | 0 |  | 1 | 1 | #VALUE! | 1 | 1 | #VALUE! | 0 | 0 | 0 | 0 | 0 | 0 | 0 | 0 | 0 | 0 | 0 | 0 | 0 | 0 | 0 | 0 | 0 | 0 | 0 | 0 | 0 | 0 | 0 | 0 | 0
Tuesday | 6 | 7 | 20 | 3788 | 0 | 0 | 0 | 0 | 0 | 0 | 0 | 0 | 0 | 0 | 0 | 0 | 0 | 0 | 0 | 0 | 0 | 0 | 0 | 0 | 0 |  | 0 | 0 | 0 | 0 | 0 | 0 | 0 | 0 |  |  |  |  | 0 | 0 | 0 | 0 | 1 | 0 | 0 | 0 |  | 1 | 1 | 1 | #VALUE! | 1 | #VALUE! | 0 | 0 | 0 | 0 | 0 | 0 | 0 | 0 | 0 | 0 | 0 | 0 | 0 | 0 | 0 | 0 | 0 | 0 | 0 | 0 | 0 | 0 | 0 | 0 | 0
Tuesday | 6 | 7 | 21 | 3789 | 0 | 0 | 0 | 0 | 0 | 0 | 0 | 0 | 0 | 0 | 0 | 0 | 0 | 0 | 0 | 0 | 0 | 0 | 0 | 0 | 0 |  | 0 | 0 | 0 | 0 | 0 | 0 | 0 | 0 |  |  |  |  | 0 | 0 | 0 | 0 | 1 | 0 | 0 | 0 |  | 1 | 1 | 1 | #VALUE! | 1 | #VALUE! | 0 | 0 | 0 | 0 | 0 | 0 | 0 | 0 | 0 | 0 | 0 | 0 | 0 | 0 | 0 | 0 | 0 | 0 | 0 | 0 | 0 | 0 | 0 | 0 | 0
Tuesday | 6 | 7 | 22 | 3790 | 0 | 0 | 0 | 0 | 0 | 0 | 0 | 0 | 0 | 0 | 0 | 0 | 0 | 0 | 0 | 0 | 0 | 0 | 0 | 0 | 0 |  | 0 | 0 | 0 | 0 | 0 | 0 | 0 | 0 |  |  |  |  | 0 | 0 | 0 | 0 | 1 | 0 | 0 | 0 |  | 1 | 1 | 1 | #VALUE! | 1 | #VALUE! | 0 | 0 | 0 | 0 | 0 | 0 | 0 | 0 | 0 | 0 | 0 | 0 | 0 | 0 | 0 | 0 | 0 | 0 | 0 | 0 | 0 | 0 | 0 | 0 | 0
Tuesday | 6 | 7 | 23 | 3791 | 0 | 0 | 0 | 0 | 0 | 0 | 0 | 0 | 0 | 0 | 0 | 0 | 0 | 0 | 0 | 0 | 0 | 0 | 0 | 0 | 0 |  | 0 | 0 | 0 | 0 | 0 | 0 | 0 | 0 |  |  |  |  | 0 | 0 | 0 | 0 | 0 | 1 | 0 | 0 |  | 1 | 1 | 1 | 1 | 1 | 1 | 0 | 0 | 0 | 0 | 0 | 0 | 0 | 0 | 0 | 0 | 0 | 0 | 0 | 0 | 0 | 0 | 0 | 0 | 0 | 0 | 0 | 0 | 0 | 0 | 0
Tuesday | 6 | 7 | 24 | 3792 | 0 | 0 | 0 | 0 | 0 | 0 | 0 | 0 | 0 | 0 | 0 | 0 | 0 | 0 | 0 | 0 | 0 | 0 | 0 | 0 | 0 |  | 0 | 0 | 0 | 0 | 0 | 0 | 0 | 0 |  |  |  |  | 0 | 0 | 0 | 0 | 0 | 1 | 0 | 0 |  | 1 | 1 | 1 | 1 | 1 | 1 | 0 | 0 | 0 | 0 | 0 | 0 | 0 | 0 | 0 | 0 | 0 | 0 | 0 | 0 | 0 | 0 | 0 | 0 | 0 | 0 | 0 | 0 | 0 | 0 | 0
Wednesday | 6 | 8 | 1 | 3793 | 0 | 0 | 0 | 0 | 0 | 0 | 0 | 0 | 0 | 0 | 0 | 0 | 0 | 0 | 0 | 0 | 0 | 0 | 0 | 0 | 0 |  | 0 | 0 | 0 | 0 | 0 | 0 | 0 | 0 |  |  |  |  | 0 | 0 | 0 | 0 | 0 | 1 | 0 | 0 |  | 1 | 1 | 1 | 1 | 1 | 1 | 0 | 0 | 0 | 0 | 0 | 0 | 0 | 0 | 0 | 0 | 0 | 0 | 0 | 0 | 0 | 0 | 0 | 0 | 0 | 0 | 0 | 0 | 0 | 0 | 0
Wednesday | 6 | 8 | 2 | 3794 | 0 | 0 | 0 | 0 | 0 | 0 | 0 | 0 | 0 | 0 | 0 | 0 | 0 | 0 | 0 | 0 | 0 | 0 | 0 | 0 | 0 |  | 0 | 0 | 0 | 0 | 0 | 0 | 0 | 0 |  |  |  |  | 0 | 0 | 0 | 0 | 0 | 1 | 0 | 0 |  | 1 | 1 | 1 | 1 | 1 | 1 | 0 | 0 | 0 | 0 | 0 | 0 | 0 | 0 | 0 | 0 | 0 | 0 | 0 | 0 | 0 | 0 | 0 | 0 | 0 | 0 | 0 | 0 | 0 | 0 | 0
Wednesday | 6 | 8 | 3 | 3795 | 0 | 0 | 0 | 0 | 0 | 0 | 0 | 0 | 0 | 0 | 0 | 0 | 0 | 0 | 0 | 0 | 0 | 0 | 0 | 0 | 0 |  | 0 | 0 | 0 | 0 | 0 | 0 | 0 | 0 |  |  |  |  | 0 | 0 | 0 | 0 | 0 | 1 | 0 | 0 |  | 1 | 1 | 1 | 1 | 1 | 1 | 0 | 0 | 0 | 0 | 0 | 0 | 0 | 0 | 0 | 0 | 0 | 0 | 0 | 0 | 0 | 0 | 0 | 0 | 0 | 0 | 0 | 0 | 0 | 0 | 0
Wednesday | 6 | 8 | 4 | 3796 | 0 | 0 | 0 | 0 | 0 | 0 | 0 | 0 | 0 | 0 | 0 | 0 | 0 | 0 | 0 | 0 | 0 | 0 | 0 | 0 | 0 |  | 0 | 0 | 0 | 0 | 0 | 0 | 0 | 0 |  |  |  |  | 0 | 0 | 0 | 0 | 0 | 1 | 0 | 0 |  | 1 | 1 | 1 | 1 | 1 | 1 | 0 | 0 | 0 | 0 | 0 | 0 | 0 | 0 | 0 | 0 | 0 | 0 | 0 | 0 | 0 | 0 | 0 | 0 | 0 | 0 | 0 | 0 | 0 | 0 | 0
Wednesday | 6 | 8 | 5 | 3797 | 0 | 0 | 0 | 0 | 0 | 0 | 0 | 0 | 0 | 0 | 0 | 0 | 0 | 0 | 0 | 0 | 0 | 0 | 0 | 0 | 0 |  | 0 | 0 | 0 | 0 | 0 | 0 | 0 | 0 |  |  |  |  | 0 | 0 | 0 | 0 | 0 | 1 | 0 | 0 |  | 1 | 1 | 1 | 1 | 1 | 1 | 0 | 0 | 0 | 0 | 0 | 0 | 0 | 0 | 0 | 0 | 0 | 0 | 0 | 0 | 0 | 0 | 0 | 0 | 0 | 0 | 0 | 0 | 0 | 0 | 0
Wednesday | 6 | 8 | 6 | 3798 | 0 | 0 | 0 | 0 | 0 | 0 | 0 | 0 | 0 | 0 | 0 | 0 | 0 | 0 | 0 | 0 | 0 | 0 | 0 | 0 | 0 |  | 0 | 0 | 0 | 0 | 0 | 0 | 0 | 0 |  |  |  |  | 0 | 0 | 0 | 0 | 0 | 1 | 0 | 0 |  | 1 | 1 | 1 | 1 | 1 | 1 | 0 | 0 | 0 | 0 | 0 | 0 | 0 | 0 | 0 | 0 | 0 | 0 | 0 | 0 | 0 | 0 | 0 | 0 | 0 | 0 | 0 | 0 | 0 | 0 | 0
Wednesday | 6 | 8 | 7 | 3799 | 0 | 0 | 0 | 0 | 0 | 0 | 0 | 0 | 0 | 0 | 0 | 0 | 0 | 0 | 0 | 0 | 0 | 0 | 0 | 0 | 0 |  | 0 | 0 | 0 | 0 | 0 | 0 | 0 | 0 |  |  |  |  | 0 | 0 | 0 | 0 | 0 | 1 | 0 | 0 |  | 1 | 1 | 1 | 1 | 1 | 1 | 0 | 0 | 0 | 0 | 0 | 0 | 0 | 0 | 0 | 0 | 0 | 0 | 0 | 0 | 0 | 0 | 0 | 0 | 0 | 0 | 0 | 0 | 0 | 0 | 0
Wednesday | 6 | 8 | 8 | 3800 | 0 | 0 | 0 | 0 | 0 | 0 | 0 | 0 | 0 | 0 | 0 | 0 | 0 | 0 | 0 | 0 | 0 | 0 | 0 | 0 | 0 |  | 0 | 0 | 0 | 0 | 0 | 0 | 0 | 0 |  |  |  |  | 0 | 0 | 0 | 0 | 1 | 0 | 0 | 0 |  | 1 | 1 | 1 | #VALUE! | 1 | #VALUE! | 0 | 0 | 0 | 0 | 0 | 0 | 0 | 0 | 0 | 0 | 0 | 0 | 0 | 0 | 0 | 0 | 0 | 0 | 0 | 0 | 0 | 0 | 0 | 0 | 0
Wednesday | 6 | 8 | 9 | 3801 | 0 | 0 | 0 | 0 | 0 | 0 | 0 | 0 | 0 | 0 | 0 | 0 | 0 | 0 | 0 | 0 | 0 | 0 | 0 | 0 | 0 |  | 0 | 0 | 0 | 0 | 0 | 0 | 0 | 0 |  |  |  |  | 0 | 0 | 0 | 0 | 1 | 0 | 0 | 0 |  | 1 | 1 | 1 | #VALUE! | 1 | #VALUE! | 0 | 0 | 0 | 0 | 0 | 0 | 0 | 0 | 0 | 0 | 0 | 0 | 0 | 0 | 0 | 0 | 0 | 0 | 0 | 0 | 0 | 0 | 0 | 0 | 0
Wednesday | 6 | 8 | 10 | 3802 | 0 | 0 | 0 | 0 | 0 | 0 | 0 | 0 | 0 | 0 | 0 | 0 | 0 | 0 | 0 | 0 | 0 | 0 | 0 | 0 | 0 |  | 0 | 0 | 0 | 0 | 0 | 0 | 0 | 0 |  |  |  |  | 0 | 0 | 0 | 0 | 1 | 0 | 0 | 0 |  | 1 | 1 | 1 | #VALUE! | 1 | #VALUE! | 0 | 0 | 0 | 0 | 0 | 0 | 0 | 0 | 0 | 0 | 0 | 0 | 0 | 0 | 0 | 0 | 0 | 0 | 0 | 0 | 0 | 0 | 0 | 0 | 0
Wednesday | 6 | 8 | 11 | 3803 | 0 | 0 | 0 | 0 | 0 | 0 | 0 | 0 | 0 | 0 | 0 | 0 | 0 | 0 | 0 | 0 | 0 | 0 | 0 | 0 | 0 |  | 0 | 0 | 0 | 0 | 0 | 0 | 0 | 0 |  |  |  |  | 0 | 0 | 0 | 0 | 1 | 0 | 0 | 0 |  | 1 | 1 | 1 | #VALUE! | 1 | #VALUE! | 0 | 0 | 0 | 0 | 0 | 0 | 0 | 0 | 0 | 0 | 0 | 0 | 0 | 0 | 0 | 0 | 0 | 0 | 0 | 0 | 0 | 0 | 0 | 0 | 0
Wednesday | 6 | 8 | 12 | 3804 | 0 | 0 | 0 | 0 | 0 | 0 | 0 | 0 | 0 | 0 | 0 | 0 | 0 | 0 | 0 | 0 | 0 | 0 | 0 | 0 | 0 |  | 0 | 0 | 0 | 0 | 0 | 0 | 0 | 0 |  |  |  |  | 0 | 0 | 0 | 0 | 1 | 0 | 0 | 0 |  | 1 | 1 | 1 | #VALUE! | 1 | #VALUE! | 0 | 0 | 0 | 0 | 0 | 0 | 0 | 0 | 0 | 0 | 0 | 0 | 0 | 0 | 0 | 0 | 0 | 0 | 0 | 0 | 0 | 0 | 0 | 0 | 0
Wednesday | 6 | 8 | 13 | 3805 | 0 | 0 | 0 | 0 | 0 | 0 | 0 | 0 | 0 | 0 | 0 | 0 | 0 | 0 | 0 | 0 | 0 | 0 | 0 | 0 | 0 |  | 0 | 0 | 0 | 0 | 0 | 0 | 0 | 0 |  |  |  |  | 0 | 0 | 0 | 0 | 1 | 0 | 0 | 0 |  | 1 | 1 | 1 | #VALUE! | 1 | #VALUE! | 0 | 0 | 0 | 0 | 0 | 0 | 0 | 0 | 0 | 0 | 0 | 0 | 0 | 0 | 0 | 0 | 0 | 0 | 0 | 0 | 0 | 0 | 0 | 0 | 0
Wednesday | 6 | 8 | 14 | 3806 | 0 | 0 | 0 | 0 | 0 | 0 | 0 | 0 | 0 | 0 | 0 | 0 | 0 | 0 | 0 | 0 | 0 | 0 | 0 | 0 | 0 |  | 0 | 0 | 0 | 0 | 0 | 0 | 0 | 0 |  |  |  |  | 0 | 0 | 0 | 1 | 0 | 0 | 0 | 0 |  | 1 | 1 | #VALUE! | 1 | 1 | #VALUE! | 0 | 0 | 0 | 0 | 0 | 0 | 0 | 0 | 0 | 0 | 0 | 0 | 0 | 0 | 0 | 0 | 0 | 0 | 0 | 0 | 0 | 0 | 0 | 0 | 0
Wednesday | 6 | 8 | 15 | 3807 | 0 | 0 | 0 | 0 | 0 | 0 | 0 | 0 | 0 | 0 | 0 | 0 | 0 | 0 | 0 | 0 | 0 | 0 | 0 | 0 | 0 |  | 0 | 0 | 0 | 0 | 0 | 0 | 0 | 0 |  |  |  |  | 0 | 0 | 0 | 1 | 0 | 0 | 0 | 0 |  | 1 | 1 | #VALUE! | 1 | 1 | #VALUE! | 0 | 0 | 0 | 0 | 0 | 0 | 0 | 0 | 0 | 0 | 0 | 0 | 0 | 0 | 0 | 0 | 0 | 0 | 0 | 0 | 0 | 0 | 0 | 0 | 0
Wednesday | 6 | 8 | 16 | 3808 | 0 | 0 | 0 | 0 | 0 | 0 | 0 | 0 | 0 | 0 | 0 | 0 | 0 | 0 | 0 | 0 | 0 | 0 | 0 | 0 | 0 |  | 0 | 0 | 0 | 0 | 0 | 0 | 0 | 0 |  |  |  |  | 0 | 0 | 0 | 1 | 0 | 0 | 0 | 0 |  | 1 | 1 | #VALUE! | 1 | 1 | #VALUE! | 0 | 0 | 0 | 0 | 0 | 0 | 0 | 0 | 0 | 0 | 0 | 0 | 0 | 0 | 0 | 0 | 0 | 0 | 0 | 0 | 0 | 0 | 0 | 0 | 0
Wednesday | 6 | 8 | 17 | 3809 | 0 | 0 | 0 | 0 | 0 | 0 | 0 | 0 | 0 | 0 | 0 | 0 | 0 | 0 | 0 | 0 | 0 | 0 | 0 | 0 | 0 |  | 0 | 0 | 0 | 0 | 0 | 0 | 0 | 0 |  |  |  |  | 0 | 0 | 0 | 1 | 0 | 0 | 0 | 0 |  | 1 | 1 | #VALUE! | 1 | 1 | #VALUE! | 0 | 0 | 0 | 0 | 0 | 0 | 0 | 0 | 0 | 0 | 0 | 0 | 0 | 0 | 0 | 0 | 0 | 0 | 0 | 0 | 0 | 0 | 0 | 0 | 0
Wednesday | 6 | 8 | 18 | 3810 | 0 | 0 | 0 | 0 | 0 | 0 | 0 | 0 | 0 | 0 | 0 | 0 | 0 | 0 | 0 | 0 | 0 | 0 | 0 | 0 | 0 |  | 0 | 0 | 0 | 0 | 0 | 0 | 0 | 0 |  |  |  |  | 0 | 0 | 0 | 1 | 0 | 0 | 0 | 0 |  | 1 | 1 | #VALUE! | 1 | 1 | #VALUE! | 0 | 0 | 0 | 0 | 0 | 0 | 0 | 0 | 0 | 0 | 0 | 0 | 0 | 0 | 0 | 0 | 0 | 0 | 0 | 0 | 0 | 0 | 0 | 0 | 0
Wednesday | 6 | 8 | 19 | 3811 | 0 | 0 | 0 | 0 | 0 | 0 | 0 | 0 | 0 | 0 | 0 | 0 | 0 | 0 | 0 | 0 | 0 | 0 | 0 | 0 | 0 |  | 0 | 0 | 0 | 0 | 0 | 0 | 0 | 0 |  |  |  |  | 0 | 0 | 0 | 1 | 0 | 0 | 0 | 0 |  | 1 | 1 | #VALUE! | 1 | 1 | #VALUE! | 0 | 0 | 0 | 0 | 0 | 0 | 0 | 0 | 0 | 0 | 0 | 0 | 0 | 0 | 0 | 0 | 0 | 0 | 0 | 0 | 0 | 0 | 0 | 0 | 0
Wednesday | 6 | 8 | 20 | 3812 | 0 | 0 | 0 | 0 | 0 | 0 | 0 | 0 | 0 | 0 | 0 | 0 | 0 | 0 | 0 | 0 | 0 | 0 | 0 | 0 | 0 |  | 0 | 0 | 0 | 0 | 0 | 0 | 0 | 0 |  |  |  |  | 0 | 0 | 0 | 0 | 1 | 0 | 0 | 0 |  | 1 | 1 | 1 | #VALUE! | 1 | #VALUE! | 0 | 0 | 0 | 0 | 0 | 0 | 0 | 0 | 0 | 0 | 0 | 0 | 0 | 0 | 0 | 0 | 0 | 0 | 0 | 0 | 0 | 0 | 0 | 0 | 0
Wednesday | 6 | 8 | 21 | 3813 | 0 | 0 | 0 | 0 | 0 | 0 | 0 | 0 | 0 | 0 | 0 | 0 | 0 | 0 | 0 | 0 | 0 | 0 | 0 | 0 | 0 |  | 0 | 0 | 0 | 0 | 0 | 0 | 0 | 0 |  |  |  |  | 0 | 0 | 0 | 0 | 1 | 0 | 0 | 0 |  | 1 | 1 | 1 | #VALUE! | 1 | #VALUE! | 0 | 0 | 0 | 0 | 0 | 0 | 0 | 0 | 0 | 0 | 0 | 0 | 0 | 0 | 0 | 0 | 0 | 0 | 0 | 0 | 0 | 0 | 0 | 0 | 0
Wednesday | 6 | 8 | 22 | 3814 | 0 | 0 | 0 | 0 | 0 | 0 | 0 | 0 | 0 | 0 | 0 | 0 | 0 | 0 | 0 | 0 | 0 | 0 | 0 | 0 | 0 |  | 0 | 0 | 0 | 0 | 0 | 0 | 0 | 0 |  |  |  |  | 0 | 0 | 0 | 0 | 1 | 0 | 0 | 0 |  | 1 | 1 | 1 | #VALUE! | 1 | #VALUE! | 0 | 0 | 0 | 0 | 0 | 0 | 0 | 0 | 0 | 0 | 0 | 0 | 0 | 0 | 0 | 0 | 0 | 0 | 0 | 0 | 0 | 0 | 0 | 0 | 0
Wednesday | 6 | 8 | 23 | 3815 | 0 | 0 | 0 | 0 | 0 | 0 | 0 | 0 | 0 | 0 | 0 | 0 | 0 | 0 | 0 | 0 | 0 | 0 | 0 | 0 | 0 |  | 0 | 0 | 0 | 0 | 0 | 0 | 0 | 0 |  |  |  |  | 0 | 0 | 0 | 0 | 0 | 1 | 0 | 0 |  | 1 | 1 | 1 | 1 | 1 | 1 | 0 | 0 | 0 | 0 | 0 | 0 | 0 | 0 | 0 | 0 | 0 | 0 | 0 | 0 | 0 | 0 | 0 | 0 | 0 | 0 | 0 | 0 | 0 | 0 | 0
Wednesday | 6 | 8 | 24 | 3816 | 0 | 0 | 0 | 0 | 0 | 0 | 0 | 0 | 0 | 0 | 0 | 0 | 0 | 0 | 0 | 0 | 0 | 0 | 0 | 0 | 0 |  | 0 | 0 | 0 | 0 | 0 | 0 | 0 | 0 |  |  |  |  | 0 | 0 | 0 | 0 | 0 | 1 | 0 | 0 |  | 1 | 1 | 1 | 1 | 1 | 1 | 0 | 0 | 0 | 0 | 0 | 0 | 0 | 0 | 0 | 0 | 0 | 0 | 0 | 0 | 0 | 0 | 0 | 0 | 0 | 0 | 0 | 0 | 0 | 0 | 0
Thursday | 6 | 9 | 1 | 3817 | 0 | 0 | 0 | 0 | 0 | 0 | 0 | 0 | 0 | 0 | 0 | 0 | 0 | 0 | 0 | 0 | 0 | 0 | 0 | 0 | 0 |  | 0 | 0 | 0 | 0 | 0 | 0 | 0 | 0 |  |  |  |  | 0 | 0 | 0 | 0 | 0 | 1 | 0 | 0 |  | 1 | 1 | 1 | 1 | 1 | 1 | 0 | 0 | 0 | 0 | 0 | 0 | 0 | 0 | 0 | 0 | 0 | 0 | 0 | 0 | 0 | 0 | 0 | 0 | 0 | 0 | 0 | 0 | 0 | 0 | 0
Thursday | 6 | 9 | 2 | 3818 | 0 | 0 | 0 | 0 | 0 | 0 | 0 | 0 | 0 | 0 | 0 | 0 | 0 | 0 | 0 | 0 | 0 | 0 | 0 | 0 | 0 |  | 0 | 0 | 0 | 0 | 0 | 0 | 0 | 0 |  |  |  |  | 0 | 0 | 0 | 0 | 0 | 1 | 0 | 0 |  | 1 | 1 | 1 | 1 | 1 | 1 | 0 | 0 | 0 | 0 | 0 | 0 | 0 | 0 | 0 | 0 | 0 | 0 | 0 | 0 | 0 | 0 | 0 | 0 | 0 | 0 | 0 | 0 | 0 | 0 | 0
Thursday | 6 | 9 | 3 | 3819 | 0 | 0 | 0 | 0 | 0 | 0 | 0 | 0 | 0 | 0 | 0 | 0 | 0 | 0 | 0 | 0 | 0 | 0 | 0 | 0 | 0 |  | 0 | 0 | 0 | 0 | 0 | 0 | 0 | 0 |  |  |  |  | 0 | 0 | 0 | 0 | 0 | 1 | 0 | 0 |  | 1 | 1 | 1 | 1 | 1 | 1 | 0 | 0 | 0 | 0 | 0 | 0 | 0 | 0 | 0 | 0 | 0 | 0 | 0 | 0 | 0 | 0 | 0 | 0 | 0 | 0 | 0 | 0 | 0 | 0 | 0
Thursday | 6 | 9 | 4 | 3820 | 0 | 0 | 0 | 0 | 0 | 0 | 0 | 0 | 0 | 0 | 0 | 0 | 0 | 0 | 0 | 0 | 0 | 0 | 0 | 0 | 0 |  | 0 | 0 | 0 | 0 | 0 | 0 | 0 | 0 |  |  |  |  | 0 | 0 | 0 | 0 | 0 | 1 | 0 | 0 |  | 1 | 1 | 1 | 1 | 1 | 1 | 0 | 0 | 0 | 0 | 0 | 0 | 0 | 0 | 0 | 0 | 0 | 0 | 0 | 0 | 0 | 0 | 0 | 0 | 0 | 0 | 0 | 0 | 0 | 0 | 0
Thursday | 6 | 9 | 5 | 3821 | 0 | 0 | 0 | 0 | 0 | 0 | 0 | 0 | 0 | 0 | 0 | 0 | 0 | 0 | 0 | 0 | 0 | 0 | 0 | 0 | 0 |  | 0 | 0 | 0 | 0 | 0 | 0 | 0 | 0 |  |  |  |  | 0 | 0 | 0 | 0 | 0 | 1 | 0 | 0 |  | 1 | 1 | 1 | 1 | 1 | 1 | 0 | 0 | 0 | 0 | 0 | 0 | 0 | 0 | 0 | 0 | 0 | 0 | 0 | 0 | 0 | 0 | 0 | 0 | 0 | 0 | 0 | 0 | 0 | 0 | 0
Thursday | 6 | 9 | 6 | 3822 | 0 | 0 | 0 | 0 | 0 | 0 | 0 | 0 | 0 | 0 | 0 | 0 | 0 | 0 | 0 | 0 | 0 | 0 | 0 | 0 | 0 |  | 0 | 0 | 0 | 0 | 0 | 0 | 0 | 0 |  |  |  |  | 0 | 0 | 0 | 0 | 0 | 1 | 0 | 0 |  | 1 | 1 | 1 | 1 | 1 | 1 | 0 | 0 | 0 | 0 | 0 | 0 | 0 | 0 | 0 | 0 | 0 | 0 | 0 | 0 | 0 | 0 | 0 | 0 | 0 | 0 | 0 | 0 | 0 | 0 | 0
Thursday | 6 | 9 | 7 | 3823 | 0 | 0 | 0 | 0 | 0 | 0 | 0 | 0 | 0 | 0 | 0 | 0 | 0 | 0 | 0 | 0 | 0 | 0 | 0 | 0 | 0 |  | 0 | 0 | 0 | 0 | 0 | 0 | 0 | 0 |  |  |  |  | 0 | 0 | 0 | 0 | 0 | 1 | 0 | 0 |  | 1 | 1 | 1 | 1 | 1 | 1 | 0 | 0 | 0 | 0 | 0 | 0 | 0 | 0 | 0 | 0 | 0 | 0 | 0 | 0 | 0 | 0 | 0 | 0 | 0 | 0 | 0 | 0 | 0 | 0 | 0
Thursday | 6 | 9 | 8 | 3824 | 0 | 0 | 0 | 0 | 0 | 0 | 0 | 0 | 0 | 0 | 0 | 0 | 0 | 0 | 0 | 0 | 0 | 0 | 0 | 0 | 0 |  | 0 | 0 | 0 | 0 | 0 | 0 | 0 | 0 |  |  |  |  | 0 | 0 | 0 | 0 | 1 | 0 | 0 | 0 |  | 1 | 1 | 1 | #VALUE! | 1 | #VALUE! | 0 | 0 | 0 | 0 | 0 | 0 | 0 | 0 | 0 | 0 | 0 | 0 | 0 | 0 | 0 | 0 | 0 | 0 | 0 | 0 | 0 | 0 | 0 | 0 | 0
Thursday | 6 | 9 | 9 | 3825 | 0 | 0 | 0 | 0 | 0 | 0 | 0 | 0 | 0 | 0 | 0 | 0 | 0 | 0 | 0 | 0 | 0 | 0 | 0 | 0 | 0 |  | 0 | 0 | 0 | 0 | 0 | 0 | 0 | 0 |  |  |  |  | 0 | 0 | 0 | 0 | 1 | 0 | 0 | 0 |  | 1 | 1 | 1 | #VALUE! | 1 | #VALUE! | 0 | 0 | 0 | 0 | 0 | 0 | 0 | 0 | 0 | 0 | 0 | 0 | 0 | 0 | 0 | 0 | 0 | 0 | 0 | 0 | 0 | 0 | 0 | 0 | 0
Thursday | 6 | 9 | 10 | 3826 | 0 | 0 | 0 | 0 | 0 | 0 | 0 | 0 | 0 | 0 | 0 | 0 | 0 | 0 | 0 | 0 | 0 | 0 | 0 | 0 | 0 |  | 0 | 0 | 0 | 0 | 0 | 0 | 0 | 0 |  |  |  |  | 0 | 0 | 0 | 0 | 1 | 0 | 0 | 0 |  | 1 | 1 | 1 | #VALUE! | 1 | #VALUE! | 0 | 0 | 0 | 0 | 0 | 0 | 0 | 0 | 0 | 0 | 0 | 0 | 0 | 0 | 0 | 0 | 0 | 0 | 0 | 0 | 0 | 0 | 0 | 0 | 0
Thursday | 6 | 9 | 11 | 3827 | 0 | 0 | 0 | 0 | 0 | 0 | 0 | 0 | 0 | 0 | 0 | 0 | 0 | 0 | 0 | 0 | 0 | 0 | 0 | 0 | 0 |  | 0 | 0 | 0 | 0 | 0 | 0 | 0 | 0 |  |  |  |  | 0 | 0 | 0 | 0 | 1 | 0 | 0 | 0 |  | 1 | 1 | 1 | #VALUE! | 1 | #VALUE! | 0 | 0 | 0 | 0 | 0 | 0 | 0 | 0 | 0 | 0 | 0 | 0 | 0 | 0 | 0 | 0 | 0 | 0 | 0 | 0 | 0 | 0 | 0 | 0 | 0
Thursday | 6 | 9 | 12 | 3828 | 0 | 0 | 0 | 0 | 0 | 0 | 0 | 0 | 0 | 0 | 0 | 0 | 0 | 0 | 0 | 0 | 0 | 0 | 0 | 0 | 0 |  | 0 | 0 | 0 | 0 | 0 | 0 | 0 | 0 |  |  |  |  | 0 | 0 | 0 | 0 | 1 | 0 | 0 | 0 |  | 1 | 1 | 1 | #VALUE! | 1 | #VALUE! | 0 | 0 | 0 | 0 | 0 | 0 | 0 | 0 | 0 | 0 | 0 | 0 | 0 | 0 | 0 | 0 | 0 | 0 | 0 | 0 | 0 | 0 | 0 | 0 | 0
Thursday | 6 | 9 | 13 | 3829 | 0 | 0 | 0 | 0 | 0 | 0 | 0 | 0 | 0 | 0 | 0 | 0 | 0 | 0 | 0 | 0 | 0 | 0 | 0 | 0 | 0 |  | 0 | 0 | 0 | 0 | 0 | 0 | 0 | 0 |  |  |  |  | 0 | 0 | 0 | 0 | 1 | 0 | 0 | 0 |  | 1 | 1 | 1 | #VALUE! | 1 | #VALUE! | 0 | 0 | 0 | 0 | 0 | 0 | 0 | 0 | 0 | 0 | 0 | 0 | 0 | 0 | 0 | 0 | 0 | 0 | 0 | 0 | 0 | 0 | 0 | 0 | 0
Thursday | 6 | 9 | 14 | 3830 | 0 | 0 | 0 | 0 | 0 | 0 | 0 | 0 | 0 | 0 | 0 | 0 | 0 | 0 | 0 | 0 | 0 | 0 | 0 | 0 | 0 |  | 0 | 0 | 0 | 0 | 0 | 0 | 0 | 0 |  |  |  |  | 0 | 0 | 0 | 1 | 0 | 0 | 0 | 0 |  | 1 | 1 | #VALUE! | 1 | 1 | #VALUE! | 0 | 0 | 0 | 0 | 0 | 0 | 0 | 0 | 0 | 0 | 0 | 0 | 0 | 0 | 0 | 0 | 0 | 0 | 0 | 0 | 0 | 0 | 0 | 0 | 0
Thursday | 6 | 9 | 15 | 3831 | 0 | 0 | 0 | 0 | 0 | 0 | 0 | 0 | 0 | 0 | 0 | 0 | 0 | 0 | 0 | 0 | 0 | 0 | 0 | 0 | 0 |  | 0 | 0 | 0 | 0 | 0 | 0 | 0 | 0 |  |  |  |  | 0 | 0 | 0 | 1 | 0 | 0 | 0 | 0 |  | 1 | 1 | #VALUE! | 1 | 1 | #VALUE! | 0 | 0 | 0 | 0 | 0 | 0 | 0 | 0 | 0 | 0 | 0 | 0 | 0 | 0 | 0 | 0 | 0 | 0 | 0 | 0 | 0 | 0 | 0 | 0 | 0
Thursday | 6 | 9 | 16 | 3832 | 0 | 0 | 0 | 0 | 0 | 0 | 0 | 0 | 0 | 0 | 0 | 0 | 0 | 0 | 0 | 0 | 0 | 0 | 0 | 0 | 0 |  | 0 | 0 | 0 | 0 | 0 | 0 | 0 | 0 |  |  |  |  | 0 | 0 | 0 | 1 | 0 | 0 | 0 | 0 |  | 1 | 1 | #VALUE! | 1 | 1 | #VALUE! | 0 | 0 | 0 | 0 | 0 | 0 | 0 | 0 | 0 | 0 | 0 | 0 | 0 | 0 | 0 | 0 | 0 | 0 | 0 | 0 | 0 | 0 | 0 | 0 | 0
Thursday | 6 | 9 | 17 | 3833 | 0 | 0 | 0 | 0 | 0 | 0 | 0 | 0 | 0 | 0 | 0 | 0 | 0 | 0 | 0 | 0 | 0 | 0 | 0 | 0 | 0 |  | 0 | 0 | 0 | 0 | 0 | 0 | 0 | 0 |  |  |  |  | 0 | 0 | 0 | 1 | 0 | 0 | 0 | 0 |  | 1 | 1 | #VALUE! | 1 | 1 | #VALUE! | 0 | 0 | 0 | 0 | 0 | 0 | 0 | 0 | 0 | 0 | 0 | 0 | 0 | 0 | 0 | 0 | 0 | 0 | 0 | 0 | 0 | 0 | 0 | 0 | 0
Thursday | 6 | 9 | 18 | 3834 | 0 | 0 | 0 | 0 | 0 | 0 | 0 | 0 | 0 | 0 | 0 | 0 | 0 | 0 | 0 | 0 | 0 | 0 | 0 | 0 | 0 |  | 0 | 0 | 0 | 0 | 0 | 0 | 0 | 0 |  |  |  |  | 0 | 0 | 0 | 1 | 0 | 0 | 0 | 0 |  | 1 | 1 | #VALUE! | 1 | 1 | #VALUE! | 0 | 0 | 0 | 0 | 0 | 0 | 0 | 0 | 0 | 0 | 0 | 0 | 0 | 0 | 0 | 0 | 0 | 0 | 0 | 0 | 0 | 0 | 0 | 0 | 0
Thursday | 6 | 9 | 19 | 3835 | 0 | 0 | 0 | 0 | 0 | 0 | 0 | 0 | 0 | 0 | 0 | 0 | 0 | 0 | 0 | 0 | 0 | 0 | 0 | 0 | 0 |  | 0 | 0 | 0 | 0 | 0 | 0 | 0 | 0 |  |  |  |  | 0 | 0 | 0 | 1 | 0 | 0 | 0 | 0 |  | 1 | 1 | #VALUE! | 1 | 1 | #VALUE! | 0 | 0 | 0 | 0 | 0 | 0 | 0 | 0 | 0 | 0 | 0 | 0 | 0 | 0 | 0 | 0 | 0 | 0 | 0 | 0 | 0 | 0 | 0 | 0 | 0
Thursday | 6 | 9 | 20 | 3836 | 0 | 0 | 0 | 0 | 0 | 0 | 0 | 0 | 0 | 0 | 0 | 0 | 0 | 0 | 0 | 0 | 0 | 0 | 0 | 0 | 0 |  | 0 | 0 | 0 | 0 | 0 | 0 | 0 | 0 |  |  |  |  | 0 | 0 | 0 | 0 | 1 | 0 | 0 | 0 |  | 1 | 1 | 1 | #VALUE! | 1 | #VALUE! | 0 | 0 | 0 | 0 | 0 | 0 | 0 | 0 | 0 | 0 | 0 | 0 | 0 | 0 | 0 | 0 | 0 | 0 | 0 | 0 | 0 | 0 | 0 | 0 | 0
Thursday | 6 | 9 | 21 | 3837 | 0 | 0 | 0 | 0 | 0 | 0 | 0 | 0 | 0 | 0 | 0 | 0 | 0 | 0 | 0 | 0 | 0 | 0 | 0 | 0 | 0 |  | 0 | 0 | 0 | 0 | 0 | 0 | 0 | 0 |  |  |  |  | 0 | 0 | 0 | 0 | 1 | 0 | 0 | 0 |  | 1 | 1 | 1 | #VALUE! | 1 | #VALUE! | 0 | 0 | 0 | 0 | 0 | 0 | 0 | 0 | 0 | 0 | 0 | 0 | 0 | 0 | 0 | 0 | 0 | 0 | 0 | 0 | 0 | 0 | 0 | 0 | 0
Thursday | 6 | 9 | 22 | 3838 | 0 | 0 | 0 | 0 | 0 | 0 | 0 | 0 | 0 | 0 | 0 | 0 | 0 | 0 | 0 | 0 | 0 | 0 | 0 | 0 | 0 |  | 0 | 0 | 0 | 0 | 0 | 0 | 0 | 0 |  |  |  |  | 0 | 0 | 0 | 0 | 1 | 0 | 0 | 0 |  | 1 | 1 | 1 | #VALUE! | 1 | #VALUE! | 0 | 0 | 0 | 0 | 0 | 0 | 0 | 0 | 0 | 0 | 0 | 0 | 0 | 0 | 0 | 0 | 0 | 0 | 0 | 0 | 0 | 0 | 0 | 0 | 0
Thursday | 6 | 9 | 23 | 3839 | 0 | 0 | 0 | 0 | 0 | 0 | 0 | 0 | 0 | 0 | 0 | 0 | 0 | 0 | 0 | 0 | 0 | 0 | 0 | 0 | 0 |  | 0 | 0 | 0 | 0 | 0 | 0 | 0 | 0 |  |  |  |  | 0 | 0 | 0 | 0 | 0 | 1 | 0 | 0 |  | 1 | 1 | 1 | 1 | 1 | 1 | 0 | 0 | 0 | 0 | 0 | 0 | 0 | 0 | 0 | 0 | 0 | 0 | 0 | 0 | 0 | 0 | 0 | 0 | 0 | 0 | 0 | 0 | 0 | 0 | 0
Thursday | 6 | 9 | 24 | 3840 | 0 | 0 | 0 | 0 | 0 | 0 | 0 | 0 | 0 | 0 | 0 | 0 | 0 | 0 | 0 | 0 | 0 | 0 | 0 | 0 | 0 |  | 0 | 0 | 0 | 0 | 0 | 0 | 0 | 0 |  |  |  |  | 0 | 0 | 0 | 0 | 0 | 1 | 0 | 0 |  | 1 | 1 | 1 | 1 | 1 | 1 | 0 | 0 | 0 | 0 | 0 | 0 | 0 | 0 | 0 | 0 | 0 | 0 | 0 | 0 | 0 | 0 | 0 | 0 | 0 | 0 | 0 | 0 | 0 | 0 | 0
Friday | 6 | 10 | 1 | 3841 | 0 | 0 | 0 | 0 | 0 | 0 | 0 | 0 | 0 | 0 | 0 | 0 | 0 | 0 | 0 | 0 | 0 | 0 | 0 | 0 | 0 |  | 0 | 0 | 0 | 0 | 0 | 0 | 0 | 0 |  |  |  |  | 0 | 0 | 0 | 0 | 0 | 1 | 0 | 0 |  | 1 | 1 | 1 | 1 | 1 | 1 | 0 | 0 | 0 | 0 | 0 | 0 | 0 | 0 | 0 | 0 | 0 | 0 | 0 | 0 | 0 | 0 | 0 | 0 | 0 | 0 | 0 | 0 | 0 | 0 | 0
Friday | 6 | 10 | 2 | 3842 | 0 | 0 | 0 | 0 | 0 | 0 | 0 | 0 | 0 | 0 | 0 | 0 | 0 | 0 | 0 | 0 | 0 | 0 | 0 | 0 | 0 |  | 0 | 0 | 0 | 0 | 0 | 0 | 0 | 0 |  |  |  |  | 0 | 0 | 0 | 0 | 0 | 1 | 0 | 0 |  | 1 | 1 | 1 | 1 | 1 | 1 | 0 | 0 | 0 | 0 | 0 | 0 | 0 | 0 | 0 | 0 | 0 | 0 | 0 | 0 | 0 | 0 | 0 | 0 | 0 | 0 | 0 | 0 | 0 | 0 | 0
Friday | 6 | 10 | 3 | 3843 | 0 | 0 | 0 | 0 | 0 | 0 | 0 | 0 | 0 | 0 | 0 | 0 | 0 | 0 | 0 | 0 | 0 | 0 | 0 | 0 | 0 |  | 0 | 0 | 0 | 0 | 0 | 0 | 0 | 0 |  |  |  |  | 0 | 0 | 0 | 0 | 0 | 1 | 0 | 0 |  | 1 | 1 | 1 | 1 | 1 | 1 | 0 | 0 | 0 | 0 | 0 | 0 | 0 | 0 | 0 | 0 | 0 | 0 | 0 | 0 | 0 | 0 | 0 | 0 | 0 | 0 | 0 | 0 | 0 | 0 | 0
Friday | 6 | 10 | 4 | 3844 | 0 | 0 | 0 | 0 | 0 | 0 | 0 | 0 | 0 | 0 | 0 | 0 | 0 | 0 | 0 | 0 | 0 | 0 | 0 | 0 | 0 |  | 0 | 0 | 0 | 0 | 0 | 0 | 0 | 0 |  |  |  |  | 0 | 0 | 0 | 0 | 0 | 1 | 0 | 0 |  | 1 | 1 | 1 | 1 | 1 | 1 | 0 | 0 | 0 | 0 | 0 | 0 | 0 | 0 | 0 | 0 | 0 | 0 | 0 | 0 | 0 | 0 | 0 | 0 | 0 | 0 | 0 | 0 | 0 | 0 | 0
Friday | 6 | 10 | 5 | 3845 | 0 | 0 | 0 | 0 | 0 | 0 | 0 | 0 | 0 | 0 | 0 | 0 | 0 | 0 | 0 | 0 | 0 | 0 | 0 | 0 | 0 |  | 0 | 0 | 0 | 0 | 0 | 0 | 0 | 0 |  |  |  |  | 0 | 0 | 0 | 0 | 0 | 1 | 0 | 0 |  | 1 | 1 | 1 | 1 | 1 | 1 | 0 | 0 | 0 | 0 | 0 | 0 | 0 | 0 | 0 | 0 | 0 | 0 | 0 | 0 | 0 | 0 | 0 | 0 | 0 | 0 | 0 | 0 | 0 | 0 | 0
Friday | 6 | 10 | 6 | 3846 | 0 | 0 | 0 | 0 | 0 | 0 | 0 | 0 | 0 | 0 | 0 | 0 | 0 | 0 | 0 | 0 | 0 | 0 | 0 | 0 | 0 |  | 0 | 0 | 0 | 0 | 0 | 0 | 0 | 0 |  |  |  |  | 0 | 0 | 0 | 0 | 0 | 1 | 0 | 0 |  | 1 | 1 | 1 | 1 | 1 | 1 | 0 | 0 | 0 | 0 | 0 | 0 | 0 | 0 | 0 | 0 | 0 | 0 | 0 | 0 | 0 | 0 | 0 | 0 | 0 | 0 | 0 | 0 | 0 | 0 | 0
Friday | 6 | 10 | 7 | 3847 | 0 | 0 | 0 | 0 | 0 | 0 | 0 | 0 | 0 | 0 | 0 | 0 | 0 | 0 | 0 | 0 | 0 | 0 | 0 | 0 | 0 |  | 0 | 0 | 0 | 0 | 0 | 0 | 0 | 0 |  |  |  |  | 0 | 0 | 0 | 0 | 0 | 1 | 0 | 0 |  | 1 | 1 | 1 | 1 | 1 | 1 | 0 | 0 | 0 | 0 | 0 | 0 | 0 | 0 | 0 | 0 | 0 | 0 | 0 | 0 | 0 | 0 | 0 | 0 | 0 | 0 | 0 | 0 | 0 | 0 | 0
Friday | 6 | 10 | 8 | 3848 | 0 | 0 | 0 | 0 | 0 | 0 | 0 | 0 | 0 | 0 | 0 | 0 | 0 | 0 | 0 | 0 | 0 | 0 | 0 | 0 | 0 |  | 0 | 0 | 0 | 0 | 0 | 0 | 0 | 0 |  |  |  |  | 0 | 0 | 0 | 0 | 1 | 0 | 0 | 0 |  | 1 | 1 | 1 | #VALUE! | 1 | #VALUE! | 0 | 0 | 0 | 0 | 0 | 0 | 0 | 0 | 0 | 0 | 0 | 0 | 0 | 0 | 0 | 0 | 0 | 0 | 0 | 0 | 0 | 0 | 0 | 0 | 0
Friday | 6 | 10 | 9 | 3849 | 0 | 0 | 0 | 0 | 0 | 0 | 0 | 0 | 0 | 0 | 0 | 0 | 0 | 0 | 0 | 0 | 0 | 0 | 0 | 0 | 0 |  | 0 | 0 | 0 | 0 | 0 | 0 | 0 | 0 |  |  |  |  | 0 | 0 | 0 | 0 | 1 | 0 | 0 | 0 |  | 1 | 1 | 1 | #VALUE! | 1 | #VALUE! | 0 | 0 | 0 | 0 | 0 | 0 | 0 | 0 | 0 | 0 | 0 | 0 | 0 | 0 | 0 | 0 | 0 | 0 | 0 | 0 | 0 | 0 | 0 | 0 | 0
Friday | 6 | 10 | 10 | 3850 | 0 | 0 | 0 | 0 | 0 | 0 | 0 | 0 | 0 | 0 | 0 | 0 | 0 | 0 | 0 | 0 | 0 | 0 | 0 | 0 | 0 |  | 0 | 0 | 0 | 0 | 0 | 0 | 0 | 0 |  |  |  |  | 0 | 0 | 0 | 0 | 1 | 0 | 0 | 0 |  | 1 | 1 | 1 | #VALUE! | 1 | #VALUE! | 0 | 0 | 0 | 0 | 0 | 0 | 0 | 0 | 0 | 0 | 0 | 0 | 0 | 0 | 0 | 0 | 0 | 0 | 0 | 0 | 0 | 0 | 0 | 0 | 0
Friday | 6 | 10 | 11 | 3851 | 0 | 0 | 0 | 0 | 0 | 0 | 0 | 0 | 0 | 0 | 0 | 0 | 0 | 0 | 0 | 0 | 0 | 0 | 0 | 0 | 0 |  | 0 | 0 | 0 | 0 | 0 | 0 | 0 | 0 |  |  |  |  | 0 | 0 | 0 | 0 | 1 | 0 | 0 | 0 |  | 1 | 1 | 1 | #VALUE! | 1 | #VALUE! | 0 | 0 | 0 | 0 | 0 | 0 | 0 | 0 | 0 | 0 | 0 | 0 | 0 | 0 | 0 | 0 | 0 | 0 | 0 | 0 | 0 | 0 | 0 | 0 | 0
Friday | 6 | 10 | 12 | 3852 | 0 | 0 | 0 | 0 | 0 | 0 | 0 | 0 | 0 | 0 | 0 | 0 | 0 | 0 | 0 | 0 | 0 | 0 | 0 | 0 | 0 |  | 0 | 0 | 0 | 0 | 0 | 0 | 0 | 0 |  |  |  |  | 0 | 0 | 0 | 0 | 1 | 0 | 0 | 0 |  | 1 | 1 | 1 | #VALUE! | 1 | #VALUE! | 0 | 0 | 0 | 0 | 0 | 0 | 0 | 0 | 0 | 0 | 0 | 0 | 0 | 0 | 0 | 0 | 0 | 0 | 0 | 0 | 0 | 0 | 0 | 0 | 0
Friday | 6 | 10 | 13 | 3853 | 0 | 0 | 0 | 0 | 0 | 0 | 0 | 0 | 0 | 0 | 0 | 0 | 0 | 0 | 0 | 0 | 0 | 0 | 0 | 0 | 0 |  | 0 | 0 | 0 | 0 | 0 | 0 | 0 | 0 |  |  |  |  | 0 | 0 | 0 | 0 | 1 | 0 | 0 | 0 |  | 1 | 1 | 1 | #VALUE! | 1 | #VALUE! | 0 | 0 | 0 | 0 | 0 | 0 | 0 | 0 | 0 | 0 | 0 | 0 | 0 | 0 | 0 | 0 | 0 | 0 | 0 | 0 | 0 | 0 | 0 | 0 | 0
Friday | 6 | 10 | 14 | 3854 | 0 | 0 | 0 | 0 | 0 | 0 | 0 | 0 | 0 | 0 | 0 | 0 | 0 | 0 | 0 | 0 | 0 | 0 | 0 | 0 | 0 |  | 0 | 0 | 0 | 0 | 0 | 0 | 0 | 0 |  |  |  |  | 0 | 0 | 0 | 1 | 0 | 0 | 0 | 0 |  | 1 | 1 | #VALUE! | 1 | 1 | #VALUE! | 0 | 0 | 0 | 0 | 0 | 0 | 0 | 0 | 0 | 0 | 0 | 0 | 0 | 0 | 0 | 0 | 0 | 0 | 0 | 0 | 0 | 0 | 0 | 0 | 0
Friday | 6 | 10 | 15 | 3855 | 0 | 0 | 0 | 0 | 0 | 0 | 0 | 0 | 0 | 0 | 0 | 0 | 0 | 0 | 0 | 0 | 0 | 0 | 0 | 0 | 0 |  | 0 | 0 | 0 | 0 | 0 | 0 | 0 | 0 |  |  |  |  | 0 | 0 | 0 | 1 | 0 | 0 | 0 | 0 |  | 1 | 1 | #VALUE! | 1 | 1 | #VALUE! | 0 | 0 | 0 | 0 | 0 | 0 | 0 | 0 | 0 | 0 | 0 | 0 | 0 | 0 | 0 | 0 | 0 | 0 | 0 | 0 | 0 | 0 | 0 | 0 | 0
Friday | 6 | 10 | 16 | 3856 | 0 | 0 | 0 | 0 | 0 | 0 | 0 | 0 | 0 | 0 | 0 | 0 | 0 | 0 | 0 | 0 | 0 | 0 | 0 | 0 | 0 |  | 0 | 0 | 0 | 0 | 0 | 0 | 0 | 0 |  |  |  |  | 0 | 0 | 0 | 1 | 0 | 0 | 0 | 0 |  | 1 | 1 | #VALUE! | 1 | 1 | #VALUE! | 0 | 0 | 0 | 0 | 0 | 0 | 0 | 0 | 0 | 0 | 0 | 0 | 0 | 0 | 0 | 0 | 0 | 0 | 0 | 0 | 0 | 0 | 0 | 0 | 0
Friday | 6 | 10 | 17 | 3857 | 0 | 0 | 0 | 0 | 0 | 0 | 0 | 0 | 0 | 0 | 0 | 0 | 0 | 0 | 0 | 0 | 0 | 0 | 0 | 0 | 0 |  | 0 | 0 | 0 | 0 | 0 | 0 | 0 | 0 |  |  |  |  | 0 | 0 | 0 | 1 | 0 | 0 | 0 | 0 |  | 1 | 1 | #VALUE! | 1 | 1 | #VALUE! | 0 | 0 | 0 | 0 | 0 | 0 | 0 | 0 | 0 | 0 | 0 | 0 | 0 | 0 | 0 | 0 | 0 | 0 | 0 | 0 | 0 | 0 | 0 | 0 | 0
Friday | 6 | 10 | 18 | 3858 | 0 | 0 | 0 | 0 | 0 | 0 | 0 | 0 | 0 | 0 | 0 | 0 | 0 | 0 | 0 | 0 | 0 | 0 | 0 | 0 | 0 |  | 0 | 0 | 0 | 0 | 0 | 0 | 0 | 0 |  |  |  |  | 0 | 0 | 0 | 1 | 0 | 0 | 0 | 0 |  | 1 | 1 | #VALUE! | 1 | 1 | #VALUE! | 0 | 0 | 0 | 0 | 0 | 0 | 0 | 0 | 0 | 0 | 0 | 0 | 0 | 0 | 0 | 0 | 0 | 0 | 0 | 0 | 0 | 0 | 0 | 0 | 0
Friday | 6 | 10 | 19 | 3859 | 0 | 0 | 0 | 0 | 0 | 0 | 0 | 0 | 0 | 0 | 0 | 0 | 0 | 0 | 0 | 0 | 0 | 0 | 0 | 0 | 0 |  | 0 | 0 | 0 | 0 | 0 | 0 | 0 | 0 |  |  |  |  | 0 | 0 | 0 | 1 | 0 | 0 | 0 | 0 |  | 1 | 1 | #VALUE! | 1 | 1 | #VALUE! | 0 | 0 | 0 | 0 | 0 | 0 | 0 | 0 | 0 | 0 | 0 | 0 | 0 | 0 | 0 | 0 | 0 | 0 | 0 | 0 | 0 | 0 | 0 | 0 | 0
Friday | 6 | 10 | 20 | 3860 | 0 | 0 | 0 | 0 | 0 | 0 | 0 | 0 | 0 | 0 | 0 | 0 | 0 | 0 | 0 | 0 | 0 | 0 | 0 | 0 | 0 |  | 0 | 0 | 0 | 0 | 0 | 0 | 0 | 0 |  |  |  |  | 0 | 0 | 0 | 0 | 1 | 0 | 0 | 0 |  | 1 | 1 | 1 | #VALUE! | 1 | #VALUE! | 0 | 0 | 0 | 0 | 0 | 0 | 0 | 0 | 0 | 0 | 0 | 0 | 0 | 0 | 0 | 0 | 0 | 0 | 0 | 0 | 0 | 0 | 0 | 0 | 0
Friday | 6 | 10 | 21 | 3861 | 0 | 0 | 0 | 0 | 0 | 0 | 0 | 0 | 0 | 0 | 0 | 0 | 0 | 0 | 0 | 0 | 0 | 0 | 0 | 0 | 0 |  | 0 | 0 | 0 | 0 | 0 | 0 | 0 | 0 |  |  |  |  | 0 | 0 | 0 | 0 | 1 | 0 | 0 | 0 |  | 1 | 1 | 1 | #VALUE! | 1 | #VALUE! | 0 | 0 | 0 | 0 | 0 | 0 | 0 | 0 | 0 | 0 | 0 | 0 | 0 | 0 | 0 | 0 | 0 | 0 | 0 | 0 | 0 | 0 | 0 | 0 | 0
Friday | 6 | 10 | 22 | 3862 | 0 | 0 | 0 | 0 | 0 | 0 | 0 | 0 | 0 | 0 | 0 | 0 | 0 | 0 | 0 | 0 | 0 | 0 | 0 | 0 | 0 |  | 0 | 0 | 0 | 0 | 0 | 0 | 0 | 0 |  |  |  |  | 0 | 0 | 0 | 0 | 1 | 0 | 0 | 0 |  | 1 | 1 | 1 | #VALUE! | 1 | #VALUE! | 0 | 0 | 0 | 0 | 0 | 0 | 0 | 0 | 0 | 0 | 0 | 0 | 0 | 0 | 0 | 0 | 0 | 0 | 0 | 0 | 0 | 0 | 0 | 0 | 0
Friday | 6 | 10 | 23 | 3863 | 0 | 0 | 0 | 0 | 0 | 0 | 0 | 0 | 0 | 0 | 0 | 0 | 0 | 0 | 0 | 0 | 0 | 0 | 0 | 0 | 0 |  | 0 | 0 | 0 | 0 | 0 | 0 | 0 | 0 |  |  |  |  | 0 | 0 | 0 | 0 | 0 | 1 | 0 | 0 |  | 1 | 1 | 1 | 1 | 1 | 1 | 0 | 0 | 0 | 0 | 0 | 0 | 0 | 0 | 0 | 0 | 0 | 0 | 0 | 0 | 0 | 0 | 0 | 0 | 0 | 0 | 0 | 0 | 0 | 0 | 0
Friday | 6 | 10 | 24 | 3864 | 0 | 0 | 0 | 0 | 0 | 0 | 0 | 0 | 0 | 0 | 0 | 0 | 0 | 0 | 0 | 0 | 0 | 0 | 0 | 0 | 0 |  | 0 | 0 | 0 | 0 | 0 | 0 | 0 | 0 |  |  |  |  | 0 | 0 | 0 | 0 | 0 | 1 | 0 | 0 |  | 1 | 1 | 1 | 1 | 1 | 1 | 0 | 0 | 0 | 0 | 0 | 0 | 0 | 0 | 0 | 0 | 0 | 0 | 0 | 0 | 0 | 0 | 0 | 0 | 0 | 0 | 0 | 0 | 0 | 0 | 0
Saturday | 6 | 11 | 1 | 3865 | 0 | 0 | 0 | 0 | 0 | 0 | 0 | 0 | 0 | 0 | 0 | 0 | 0 | 0 | 0 | 0 | 0 | 0 | 0 | 0 | 0 |  | 0 | 0 | 0 | 0 | 0 | 0 | 0 | 0 |  |  |  |  | 0 | 0 | 0 | 0 | 0 | 1 | 0 | 0 |  | 1 | 1 | 1 | 1 | 1 | 1 | 0 | 0 | 0 | 0 | 0 | 0 | 0 | 0 | 0 | 0 | 0 | 0 | 0 | 0 | 0 | 0 | 0 | 0 | 0 | 0 | 0 | 0 | 0 | 0 | 0
Saturday | 6 | 11 | 2 | 3866 | 0 | 0 | 0 | 0 | 0 | 0 | 0 | 0 | 0 | 0 | 0 | 0 | 0 | 0 | 0 | 0 | 0 | 0 | 0 | 0 | 0 |  | 0 | 0 | 0 | 0 | 0 | 0 | 0 | 0 |  |  |  |  | 0 | 0 | 0 | 0 | 0 | 1 | 0 | 0 |  | 1 | 1 | 1 | 1 | 1 | 1 | 0 | 0 | 0 | 0 | 0 | 0 | 0 | 0 | 0 | 0 | 0 | 0 | 0 | 0 | 0 | 0 | 0 | 0 | 0 | 0 | 0 | 0 | 0 | 0 | 0
Saturday | 6 | 11 | 3 | 3867 | 0 | 0 | 0 | 0 | 0 | 0 | 0 | 0 | 0 | 0 | 0 | 0 | 0 | 0 | 0 | 0 | 0 | 0 | 0 | 0 | 0 |  | 0 | 0 | 0 | 0 | 0 | 0 | 0 | 0 |  |  |  |  | 0 | 0 | 0 | 0 | 0 | 1 | 0 | 0 |  | 1 | 1 | 1 | 1 | 1 | 1 | 0 | 0 | 0 | 0 | 0 | 0 | 0 | 0 | 0 | 0 | 0 | 0 | 0 | 0 | 0 | 0 | 0 | 0 | 0 | 0 | 0 | 0 | 0 | 0 | 0
Saturday | 6 | 11 | 4 | 3868 | 0 | 0 | 0 | 0 | 0 | 0 | 0 | 0 | 0 | 0 | 0 | 0 | 0 | 0 | 0 | 0 | 0 | 0 | 0 | 0 | 0 |  | 0 | 0 | 0 | 0 | 0 | 0 | 0 | 0 |  |  |  |  | 0 | 0 | 0 | 0 | 0 | 1 | 0 | 0 |  | 1 | 1 | 1 | 1 | 1 | 1 | 0 | 0 | 0 | 0 | 0 | 0 | 0 | 0 | 0 | 0 | 0 | 0 | 0 | 0 | 0 | 0 | 0 | 0 | 0 | 0 | 0 | 0 | 0 | 0 | 0
Saturday | 6 | 11 | 5 | 3869 | 0 | 0 | 0 | 0 | 0 | 0 | 0 | 0 | 0 | 0 | 0 | 0 | 0 | 0 | 0 | 0 | 0 | 0 | 0 | 0 | 0 |  | 0 | 0 | 0 | 0 | 0 | 0 | 0 | 0 |  |  |  |  | 0 | 0 | 0 | 0 | 0 | 1 | 0 | 0 |  | 1 | 1 | 1 | 1 | 1 | 1 | 0 | 0 | 0 | 0 | 0 | 0 | 0 | 0 | 0 | 0 | 0 | 0 | 0 | 0 | 0 | 0 | 0 | 0 | 0 | 0 | 0 | 0 | 0 | 0 | 0
Saturday | 6 | 11 | 6 | 3870 | 0 | 0 | 0 | 0 | 0 | 0 | 0 | 0 | 0 | 0 | 0 | 0 | 0 | 0 | 0 | 0 | 0 | 0 | 0 | 0 | 0 |  | 0 | 0 | 0 | 0 | 0 | 0 | 0 | 0 |  |  |  |  | 0 | 0 | 0 | 0 | 0 | 1 | 0 | 0 |  | 1 | 1 | 1 | 1 | 1 | 1 | 0 | 0 | 0 | 0 | 0 | 0 | 0 | 0 | 0 | 0 | 0 | 0 | 0 | 0 | 0 | 0 | 0 | 0 | 0 | 0 | 0 | 0 | 0 | 0 | 0
Saturday | 6 | 11 | 7 | 3871 | 0 | 0 | 0 | 0 | 0 | 0 | 0 | 0 | 0 | 0 | 0 | 0 | 0 | 0 | 0 | 0 | 0 | 0 | 0 | 0 | 0 |  | 0 | 0 | 0 | 0 | 0 | 0 | 0 | 0 |  |  |  |  | 0 | 0 | 0 | 0 | 0 | 1 | 0 | 0 |  | 1 | 1 | 1 | 1 | 1 | 1 | 0 | 0 | 0 | 0 | 0 | 0 | 0 | 0 | 0 | 0 | 0 | 0 | 0 | 0 | 0 | 0 | 0 | 0 | 0 | 0 | 0 | 0 | 0 | 0 | 0
Saturday | 6 | 11 | 8 | 3872 | 0 | 0 | 0 | 0 | 0 | 0 | 0 | 0 | 0 | 0 | 0 | 0 | 0 | 0 | 0 | 0 | 0 | 0 | 0 | 0 | 0 |  | 0 | 0 | 0 | 0 | 0 | 0 | 0 | 0 |  |  |  |  | 0 | 0 | 0 | 0 | 0 | 1 | 0 | 0 |  | 1 | 1 | 1 | 1 | 1 | 1 | 0 | 0 | 0 | 0 | 0 | 0 | 0 | 0 | 0 | 0 | 0 | 0 | 0 | 0 | 0 | 0 | 0 | 0 | 0 | 0 | 0 | 0 | 0 | 0 | 0
Saturday | 6 | 11 | 9 | 3873 | 0 | 0 | 0 | 0 | 0 | 0 | 0 | 0 | 0 | 0 | 0 | 0 | 0 | 0 | 0 | 0 | 0 | 0 | 0 | 0 | 0 |  | 0 | 0 | 0 | 0 | 0 | 0 | 0 | 0 |  |  |  |  | 0 | 0 | 0 | 0 | 0 | 1 | 0 | 0 |  | 1 | 1 | 1 | 1 | 1 | 1 | 0 | 0 | 0 | 0 | 0 | 0 | 0 | 0 | 0 | 0 | 0 | 0 | 0 | 0 | 0 | 0 | 0 | 0 | 0 | 0 | 0 | 0 | 0 | 0 | 0
Saturday | 6 | 11 | 10 | 3874 | 0 | 0 | 0 | 0 | 0 | 0 | 0 | 0 | 0 | 0 | 0 | 0 | 0 | 0 | 0 | 0 | 0 | 0 | 0 | 0 | 0 |  | 0 | 0 | 0 | 0 | 0 | 0 | 0 | 0 |  |  |  |  | 0 | 0 | 0 | 0 | 0 | 1 | 0 | 0 |  | 1 | 1 | 1 | 1 | 1 | 1 | 0 | 0 | 0 | 0 | 0 | 0 | 0 | 0 | 0 | 0 | 0 | 0 | 0 | 0 | 0 | 0 | 0 | 0 | 0 | 0 | 0 | 0 | 0 | 0 | 0
Saturday | 6 | 11 | 11 | 3875 | 0 | 0 | 0 | 0 | 0 | 0 | 0 | 0 | 0 | 0 | 0 | 0 | 0 | 0 | 0 | 0 | 0 | 0 | 0 | 0 | 0 |  | 0 | 0 | 0 | 0 | 0 | 0 | 0 | 0 |  |  |  |  | 0 | 0 | 0 | 0 | 0 | 1 | 0 | 0 |  | 1 | 1 | 1 | 1 | 1 | 1 | 0 | 0 | 0 | 0 | 0 | 0 | 0 | 0 | 0 | 0 | 0 | 0 | 0 | 0 | 0 | 0 | 0 | 0 | 0 | 0 | 0 | 0 | 0 | 0 | 0
Saturday | 6 | 11 | 12 | 3876 | 0 | 0 | 0 | 0 | 0 | 0 | 0 | 0 | 0 | 0 | 0 | 0 | 0 | 0 | 0 | 0 | 0 | 0 | 0 | 0 | 0 |  | 0 | 0 | 0 | 0 | 0 | 0 | 0 | 0 |  |  |  |  | 0 | 0 | 0 | 0 | 0 | 1 | 0 | 0 |  | 1 | 1 | 1 | 1 | 1 | 1 | 0 | 0 | 0 | 0 | 0 | 0 | 0 | 0 | 0 | 0 | 0 | 0 | 0 | 0 | 0 | 0 | 0 | 0 | 0 | 0 | 0 | 0 | 0 | 0 | 0
Saturday | 6 | 11 | 13 | 3877 | 0 | 0 | 0 | 0 | 0 | 0 | 0 | 0 | 0 | 0 | 0 | 0 | 0 | 0 | 0 | 0 | 0 | 0 | 0 | 0 | 0 |  | 0 | 0 | 0 | 0 | 0 | 0 | 0 | 0 |  |  |  |  | 0 | 0 | 0 | 0 | 0 | 1 | 0 | 0 |  | 1 | 1 | 1 | 1 | 1 | 1 | 0 | 0 | 0 | 0 | 0 | 0 | 0 | 0 | 0 | 0 | 0 | 0 | 0 | 0 | 0 | 0 | 0 | 0 | 0 | 0 | 0 | 0 | 0 | 0 | 0
Saturday | 6 | 11 | 14 | 3878 | 0 | 0 | 0 | 0 | 0 | 0 | 0 | 0 | 0 | 0 | 0 | 0 | 0 | 0 | 0 | 0 | 0 | 0 | 0 | 0 | 0 |  | 0 | 0 | 0 | 0 | 0 | 0 | 0 | 0 |  |  |  |  | 0 | 0 | 0 | 0 | 0 | 1 | 0 | 0 |  | 1 | 1 | 1 | 1 | 1 | 1 | 0 | 0 | 0 | 0 | 0 | 0 | 0 | 0 | 0 | 0 | 0 | 0 | 0 | 0 | 0 | 0 | 0 | 0 | 0 | 0 | 0 | 0 | 0 | 0 | 0
Saturday | 6 | 11 | 15 | 3879 | 0 | 0 | 0 | 0 | 0 | 0 | 0 | 0 | 0 | 0 | 0 | 0 | 0 | 0 | 0 | 0 | 0 | 0 | 0 | 0 | 0 |  | 0 | 0 | 0 | 0 | 0 | 0 | 0 | 0 |  |  |  |  | 0 | 0 | 0 | 0 | 0 | 1 | 0 | 0 |  | 1 | 1 | 1 | 1 | 1 | 1 | 0 | 0 | 0 | 0 | 0 | 0 | 0 | 0 | 0 | 0 | 0 | 0 | 0 | 0 | 0 | 0 | 0 | 0 | 0 | 0 | 0 | 0 | 0 | 0 | 0
Saturday | 6 | 11 | 16 | 3880 | 0 | 0 | 0 | 0 | 0 | 0 | 0 | 0 | 0 | 0 | 0 | 0 | 0 | 0 | 0 | 0 | 0 | 0 | 0 | 0 | 0 |  | 0 | 0 | 0 | 0 | 0 | 0 | 0 | 0 |  |  |  |  | 0 | 0 | 0 | 0 | 0 | 1 | 0 | 0 |  | 1 | 1 | 1 | 1 | 1 | 1 | 0 | 0 | 0 | 0 | 0 | 0 | 0 | 0 | 0 | 0 | 0 | 0 | 0 | 0 | 0 | 0 | 0 | 0 | 0 | 0 | 0 | 0 | 0 | 0 | 0
Saturday | 6 | 11 | 17 | 3881 | 0 | 0 | 0 | 0 | 0 | 0 | 0 | 0 | 0 | 0 | 0 | 0 | 0 | 0 | 0 | 0 | 0 | 0 | 0 | 0 | 0 |  | 0 | 0 | 0 | 0 | 0 | 0 | 0 | 0 |  |  |  |  | 0 | 0 | 0 | 0 | 0 | 1 | 0 | 0 |  | 1 | 1 | 1 | 1 | 1 | 1 | 0 | 0 | 0 | 0 | 0 | 0 | 0 | 0 | 0 | 0 | 0 | 0 | 0 | 0 | 0 | 0 | 0 | 0 | 0 | 0 | 0 | 0 | 0 | 0 | 0
Saturday | 6 | 11 | 18 | 3882 | 0 | 0 | 0 | 0 | 0 | 0 | 0 | 0 | 0 | 0 | 0 | 0 | 0 | 0 | 0 | 0 | 0 | 0 | 0 | 0 | 0 |  | 0 | 0 | 0 | 0 | 0 | 0 | 0 | 0 |  |  |  |  | 0 | 0 | 0 | 0 | 0 | 1 | 0 | 0 |  | 1 | 1 | 1 | 1 | 1 | 1 | 0 | 0 | 0 | 0 | 0 | 0 | 0 | 0 | 0 | 0 | 0 | 0 | 0 | 0 | 0 | 0 | 0 | 0 | 0 | 0 | 0 | 0 | 0 | 0 | 0
Saturday | 6 | 11 | 19 | 3883 | 0 | 0 | 0 | 0 | 0 | 0 | 0 | 0 | 0 | 0 | 0 | 0 | 0 | 0 | 0 | 0 | 0 | 0 | 0 | 0 | 0 |  | 0 | 0 | 0 | 0 | 0 | 0 | 0 | 0 |  |  |  |  | 0 | 0 | 0 | 0 | 0 | 1 | 0 | 0 |  | 1 | 1 | 1 | 1 | 1 | 1 | 0 | 0 | 0 | 0 | 0 | 0 | 0 | 0 | 0 | 0 | 0 | 0 | 0 | 0 | 0 | 0 | 0 | 0 | 0 | 0 | 0 | 0 | 0 | 0 | 0
Saturday | 6 | 11 | 20 | 3884 | 0 | 0 | 0 | 0 | 0 | 0 | 0 | 0 | 0 | 0 | 0 | 0 | 0 | 0 | 0 | 0 | 0 | 0 | 0 | 0 | 0 |  | 0 | 0 | 0 | 0 | 0 | 0 | 0 | 0 |  |  |  |  | 0 | 0 | 0 | 0 | 0 | 1 | 0 | 0 |  | 1 | 1 | 1 | 1 | 1 | 1 | 0 | 0 | 0 | 0 | 0 | 0 | 0 | 0 | 0 | 0 | 0 | 0 | 0 | 0 | 0 | 0 | 0 | 0 | 0 | 0 | 0 | 0 | 0 | 0 | 0
Saturday | 6 | 11 | 21 | 3885 | 0 | 0 | 0 | 0 | 0 | 0 | 0 | 0 | 0 | 0 | 0 | 0 | 0 | 0 | 0 | 0 | 0 | 0 | 0 | 0 | 0 |  | 0 | 0 | 0 | 0 | 0 | 0 | 0 | 0 |  |  |  |  | 0 | 0 | 0 | 0 | 0 | 1 | 0 | 0 |  | 1 | 1 | 1 | 1 | 1 | 1 | 0 | 0 | 0 | 0 | 0 | 0 | 0 | 0 | 0 | 0 | 0 | 0 | 0 | 0 | 0 | 0 | 0 | 0 | 0 | 0 | 0 | 0 | 0 | 0 | 0
Saturday | 6 | 11 | 22 | 3886 | 0 | 0 | 0 | 0 | 0 | 0 | 0 | 0 | 0 | 0 | 0 | 0 | 0 | 0 | 0 | 0 | 0 | 0 | 0 | 0 | 0 |  | 0 | 0 | 0 | 0 | 0 | 0 | 0 | 0 |  |  |  |  | 0 | 0 | 0 | 0 | 0 | 1 | 0 | 0 |  | 1 | 1 | 1 | 1 | 1 | 1 | 0 | 0 | 0 | 0 | 0 | 0 | 0 | 0 | 0 | 0 | 0 | 0 | 0 | 0 | 0 | 0 | 0 | 0 | 0 | 0 | 0 | 0 | 0 | 0 | 0
Saturday | 6 | 11 | 23 | 3887 | 0 | 0 | 0 | 0 | 0 | 0 | 0 | 0 | 0 | 0 | 0 | 0 | 0 | 0 | 0 | 0 | 0 | 0 | 0 | 0 | 0 |  | 0 | 0 | 0 | 0 | 0 | 0 | 0 | 0 |  |  |  |  | 0 | 0 | 0 | 0 | 0 | 1 | 0 | 0 |  | 1 | 1 | 1 | 1 | 1 | 1 | 0 | 0 | 0 | 0 | 0 | 0 | 0 | 0 | 0 | 0 | 0 | 0 | 0 | 0 | 0 | 0 | 0 | 0 | 0 | 0 | 0 | 0 | 0 | 0 | 0
Saturday | 6 | 11 | 24 | 3888 | 0 | 0 | 0 | 0 | 0 | 0 | 0 | 0 | 0 | 0 | 0 | 0 | 0 | 0 | 0 | 0 | 0 | 0 | 0 | 0 | 0 |  | 0 | 0 | 0 | 0 | 0 | 0 | 0 | 0 |  |  |  |  | 0 | 0 | 0 | 0 | 0 | 1 | 0 | 0 |  | 1 | 1 | 1 | 1 | 1 | 1 | 0 | 0 | 0 | 0 | 0 | 0 | 0 | 0 | 0 | 0 | 0 | 0 | 0 | 0 | 0 | 0 | 0 | 0 | 0 | 0 | 0 | 0 | 0 | 0 | 0
Sunday | 6 | 12 | 1 | 3889 | 0 | 0 | 0 | 0 | 0 | 0 | 0 | 0 | 0 | 0 | 0 | 0 | 0 | 0 | 0 | 0 | 0 | 0 | 0 | 0 | 0 |  | 0 | 0 | 0 | 0 | 0 | 0 | 0 | 0 |  |  |  |  | 0 | 0 | 0 | 0 | 0 | 1 | 0 | 0 |  | 1 | 1 | 1 | 1 | 1 | 1 | 0 | 0 | 0 | 0 | 0 | 0 | 0 | 0 | 0 | 0 | 0 | 0 | 0 | 0 | 0 | 0 | 0 | 0 | 0 | 0 | 0 | 0 | 0 | 0 | 0
Sunday | 6 | 12 | 2 | 3890 | 0 | 0 | 0 | 0 | 0 | 0 | 0 | 0 | 0 | 0 | 0 | 0 | 0 | 0 | 0 | 0 | 0 | 0 | 0 | 0 | 0 |  | 0 | 0 | 0 | 0 | 0 | 0 | 0 | 0 |  |  |  |  | 0 | 0 | 0 | 0 | 0 | 1 | 0 | 0 |  | 1 | 1 | 1 | 1 | 1 | 1 | 0 | 0 | 0 | 0 | 0 | 0 | 0 | 0 | 0 | 0 | 0 | 0 | 0 | 0 | 0 | 0 | 0 | 0 | 0 | 0 | 0 | 0 | 0 | 0 | 0
Sunday | 6 | 12 | 3 | 3891 | 0 | 0 | 0 | 0 | 0 | 0 | 0 | 0 | 0 | 0 | 0 | 0 | 0 | 0 | 0 | 0 | 0 | 0 | 0 | 0 | 0 |  | 0 | 0 | 0 | 0 | 0 | 0 | 0 | 0 |  |  |  |  | 0 | 0 | 0 | 0 | 0 | 1 | 0 | 0 |  | 1 | 1 | 1 | 1 | 1 | 1 | 0 | 0 | 0 | 0 | 0 | 0 | 0 | 0 | 0 | 0 | 0 | 0 | 0 | 0 | 0 | 0 | 0 | 0 | 0 | 0 | 0 | 0 | 0 | 0 | 0
Sunday | 6 | 12 | 4 | 3892 | 0 | 0 | 0 | 0 | 0 | 0 | 0 | 0 | 0 | 0 | 0 | 0 | 0 | 0 | 0 | 0 | 0 | 0 | 0 | 0 | 0 |  | 0 | 0 | 0 | 0 | 0 | 0 | 0 | 0 |  |  |  |  | 0 | 0 | 0 | 0 | 0 | 1 | 0 | 0 |  | 1 | 1 | 1 | 1 | 1 | 1 | 0 | 0 | 0 | 0 | 0 | 0 | 0 | 0 | 0 | 0 | 0 | 0 | 0 | 0 | 0 | 0 | 0 | 0 | 0 | 0 | 0 | 0 | 0 | 0 | 0
Sunday | 6 | 12 | 5 | 3893 | 0 | 0 | 0 | 0 | 0 | 0 | 0 | 0 | 0 | 0 | 0 | 0 | 0 | 0 | 0 | 0 | 0 | 0 | 0 | 0 | 0 |  | 0 | 0 | 0 | 0 | 0 | 0 | 0 | 0 |  |  |  |  | 0 | 0 | 0 | 0 | 0 | 1 | 0 | 0 |  | 1 | 1 | 1 | 1 | 1 | 1 | 0 | 0 | 0 | 0 | 0 | 0 | 0 | 0 | 0 | 0 | 0 | 0 | 0 | 0 | 0 | 0 | 0 | 0 | 0 | 0 | 0 | 0 | 0 | 0 | 0
Sunday | 6 | 12 | 6 | 3894 | 0 | 0 | 0 | 0 | 0 | 0 | 0 | 0 | 0 | 0 | 0 | 0 | 0 | 0 | 0 | 0 | 0 | 0 | 0 | 0 | 0 |  | 0 | 0 | 0 | 0 | 0 | 0 | 0 | 0 |  |  |  |  | 0 | 0 | 0 | 0 | 0 | 1 | 0 | 0 |  | 1 | 1 | 1 | 1 | 1 | 1 | 0 | 0 | 0 | 0 | 0 | 0 | 0 | 0 | 0 | 0 | 0 | 0 | 0 | 0 | 0 | 0 | 0 | 0 | 0 | 0 | 0 | 0 | 0 | 0 | 0
Sunday | 6 | 12 | 7 | 3895 | 0 | 0 | 0 | 0 | 0 | 0 | 0 | 0 | 0 | 0 | 0 | 0 | 0 | 0 | 0 | 0 | 0 | 0 | 0 | 0 | 0 |  | 0 | 0 | 0 | 0 | 0 | 0 | 0 | 0 |  |  |  |  | 0 | 0 | 0 | 0 | 0 | 1 | 0 | 0 |  | 1 | 1 | 1 | 1 | 1 | 1 | 0 | 0 | 0 | 0 | 0 | 0 | 0 | 0 | 0 | 0 | 0 | 0 | 0 | 0 | 0 | 0 | 0 | 0 | 0 | 0 | 0 | 0 | 0 | 0 | 0
Sunday | 6 | 12 | 8 | 3896 | 0 | 0 | 0 | 0 | 0 | 0 | 0 | 0 | 0 | 0 | 0 | 0 | 0 | 0 | 0 | 0 | 0 | 0 | 0 | 0 | 0 |  | 0 | 0 | 0 | 0 | 0 | 0 | 0 | 0 |  |  |  |  | 0 | 0 | 0 | 0 | 0 | 1 | 0 | 0 |  | 1 | 1 | 1 | 1 | 1 | 1 | 0 | 0 | 0 | 0 | 0 | 0 | 0 | 0 | 0 | 0 | 0 | 0 | 0 | 0 | 0 | 0 | 0 | 0 | 0 | 0 | 0 | 0 | 0 | 0 | 0
Sunday | 6 | 12 | 9 | 3897 | 0 | 0 | 0 | 0 | 0 | 0 | 0 | 0 | 0 | 0 | 0 | 0 | 0 | 0 | 0 | 0 | 0 | 0 | 0 | 0 | 0 |  | 0 | 0 | 0 | 0 | 0 | 0 | 0 | 0 |  |  |  |  | 0 | 0 | 0 | 0 | 0 | 1 | 0 | 0 |  | 1 | 1 | 1 | 1 | 1 | 1 | 0 | 0 | 0 | 0 | 0 | 0 | 0 | 0 | 0 | 0 | 0 | 0 | 0 | 0 | 0 | 0 | 0 | 0 | 0 | 0 | 0 | 0 | 0 | 0 | 0
Sunday | 6 | 12 | 10 | 3898 | 0 | 0 | 0 | 0 | 0 | 0 | 0 | 0 | 0 | 0 | 0 | 0 | 0 | 0 | 0 | 0 | 0 | 0 | 0 | 0 | 0 |  | 0 | 0 | 0 | 0 | 0 | 0 | 0 | 0 |  |  |  |  | 0 | 0 | 0 | 0 | 0 | 1 | 0 | 0 |  | 1 | 1 | 1 | 1 | 1 | 1 | 0 | 0 | 0 | 0 | 0 | 0 | 0 | 0 | 0 | 0 | 0 | 0 | 0 | 0 | 0 | 0 | 0 | 0 | 0 | 0 | 0 | 0 | 0 | 0 | 0
Sunday | 6 | 12 | 11 | 3899 | 0 | 0 | 0 | 0 | 0 | 0 | 0 | 0 | 0 | 0 | 0 | 0 | 0 | 0 | 0 | 0 | 0 | 0 | 0 | 0 | 0 |  | 0 | 0 | 0 | 0 | 0 | 0 | 0 | 0 |  |  |  |  | 0 | 0 | 0 | 0 | 0 | 1 | 0 | 0 |  | 1 | 1 | 1 | 1 | 1 | 1 | 0 | 0 | 0 | 0 | 0 | 0 | 0 | 0 | 0 | 0 | 0 | 0 | 0 | 0 | 0 | 0 | 0 | 0 | 0 | 0 | 0 | 0 | 0 | 0 | 0
Sunday | 6 | 12 | 12 | 3900 | 0 | 0 | 0 | 0 | 0 | 0 | 0 | 0 | 0 | 0 | 0 | 0 | 0 | 0 | 0 | 0 | 0 | 0 | 0 | 0 | 0 |  | 0 | 0 | 0 | 0 | 0 | 0 | 0 | 0 |  |  |  |  | 0 | 0 | 0 | 0 | 0 | 1 | 0 | 0 |  | 1 | 1 | 1 | 1 | 1 | 1 | 0 | 0 | 0 | 0 | 0 | 0 | 0 | 0 | 0 | 0 | 0 | 0 | 0 | 0 | 0 | 0 | 0 | 0 | 0 | 0 | 0 | 0 | 0 | 0 | 0
Sunday | 6 | 12 | 13 | 3901 | 0 | 0 | 0 | 0 | 0 | 0 | 0 | 0 | 0 | 0 | 0 | 0 | 0 | 0 | 0 | 0 | 0 | 0 | 0 | 0 | 0 |  | 0 | 0 | 0 | 0 | 0 | 0 | 0 | 0 |  |  |  |  | 0 | 0 | 0 | 0 | 0 | 1 | 0 | 0 |  | 1 | 1 | 1 | 1 | 1 | 1 | 0 | 0 | 0 | 0 | 0 | 0 | 0 | 0 | 0 | 0 | 0 | 0 | 0 | 0 | 0 | 0 | 0 | 0 | 0 | 0 | 0 | 0 | 0 | 0 | 0
Sunday | 6 | 12 | 14 | 3902 | 0 | 0 | 0 | 0 | 0 | 0 | 0 | 0 | 0 | 0 | 0 | 0 | 0 | 0 | 0 | 0 | 0 | 0 | 0 | 0 | 0 |  | 0 | 0 | 0 | 0 | 0 | 0 | 0 | 0 |  |  |  |  | 0 | 0 | 0 | 0 | 0 | 1 | 0 | 0 |  | 1 | 1 | 1 | 1 | 1 | 1 | 0 | 0 | 0 | 0 | 0 | 0 | 0 | 0 | 0 | 0 | 0 | 0 | 0 | 0 | 0 | 0 | 0 | 0 | 0 | 0 | 0 | 0 | 0 | 0 | 0
Sunday | 6 | 12 | 15 | 3903 | 0 | 0 | 0 | 0 | 0 | 0 | 0 | 0 | 0 | 0 | 0 | 0 | 0 | 0 | 0 | 0 | 0 | 0 | 0 | 0 | 0 |  | 0 | 0 | 0 | 0 | 0 | 0 | 0 | 0 |  |  |  |  | 0 | 0 | 0 | 0 | 0 | 1 | 0 | 0 |  | 1 | 1 | 1 | 1 | 1 | 1 | 0 | 0 | 0 | 0 | 0 | 0 | 0 | 0 | 0 | 0 | 0 | 0 | 0 | 0 | 0 | 0 | 0 | 0 | 0 | 0 | 0 | 0 | 0 | 0 | 0
Sunday | 6 | 12 | 16 | 3904 | 0 | 0 | 0 | 0 | 0 | 0 | 0 | 0 | 0 | 0 | 0 | 0 | 0 | 0 | 0 | 0 | 0 | 0 | 0 | 0 | 0 |  | 0 | 0 | 0 | 0 | 0 | 0 | 0 | 0 |  |  |  |  | 0 | 0 | 0 | 0 | 0 | 1 | 0 | 0 |  | 1 | 1 | 1 | 1 | 1 | 1 | 0 | 0 | 0 | 0 | 0 | 0 | 0 | 0 | 0 | 0 | 0 | 0 | 0 | 0 | 0 | 0 | 0 | 0 | 0 | 0 | 0 | 0 | 0 | 0 | 0
Sunday | 6 | 12 | 17 | 3905 | 0 | 0 | 0 | 0 | 0 | 0 | 0 | 0 | 0 | 0 | 0 | 0 | 0 | 0 | 0 | 0 | 0 | 0 | 0 | 0 | 0 |  | 0 | 0 | 0 | 0 | 0 | 0 | 0 | 0 |  |  |  |  | 0 | 0 | 0 | 0 | 0 | 1 | 0 | 0 |  | 1 | 1 | 1 | 1 | 1 | 1 | 0 | 0 | 0 | 0 | 0 | 0 | 0 | 0 | 0 | 0 | 0 | 0 | 0 | 0 | 0 | 0 | 0 | 0 | 0 | 0 | 0 | 0 | 0 | 0 | 0
Sunday | 6 | 12 | 18 | 3906 | 0 | 0 | 0 | 0 | 0 | 0 | 0 | 0 | 0 | 0 | 0 | 0 | 0 | 0 | 0 | 0 | 0 | 0 | 0 | 0 | 0 |  | 0 | 0 | 0 | 0 | 0 | 0 | 0 | 0 |  |  |  |  | 0 | 0 | 0 | 0 | 0 | 1 | 0 | 0 |  | 1 | 1 | 1 | 1 | 1 | 1 | 0 | 0 | 0 | 0 | 0 | 0 | 0 | 0 | 0 | 0 | 0 | 0 | 0 | 0 | 0 | 0 | 0 | 0 | 0 | 0 | 0 | 0 | 0 | 0 | 0
Sunday | 6 | 12 | 19 | 3907 | 0 | 0 | 0 | 0 | 0 | 0 | 0 | 0 | 0 | 0 | 0 | 0 | 0 | 0 | 0 | 0 | 0 | 0 | 0 | 0 | 0 |  | 0 | 0 | 0 | 0 | 0 | 0 | 0 | 0 |  |  |  |  | 0 | 0 | 0 | 0 | 0 | 1 | 0 | 0 |  | 1 | 1 | 1 | 1 | 1 | 1 | 0 | 0 | 0 | 0 | 0 | 0 | 0 | 0 | 0 | 0 | 0 | 0 | 0 | 0 | 0 | 0 | 0 | 0 | 0 | 0 | 0 | 0 | 0 | 0 | 0
Sunday | 6 | 12 | 20 | 3908 | 0 | 0 | 0 | 0 | 0 | 0 | 0 | 0 | 0 | 0 | 0 | 0 | 0 | 0 | 0 | 0 | 0 | 0 | 0 | 0 | 0 |  | 0 | 0 | 0 | 0 | 0 | 0 | 0 | 0 |  |  |  |  | 0 | 0 | 0 | 0 | 0 | 1 | 0 | 0 |  | 1 | 1 | 1 | 1 | 1 | 1 | 0 | 0 | 0 | 0 | 0 | 0 | 0 | 0 | 0 | 0 | 0 | 0 | 0 | 0 | 0 | 0 | 0 | 0 | 0 | 0 | 0 | 0 | 0 | 0 | 0
Sunday | 6 | 12 | 21 | 3909 | 0 | 0 | 0 | 0 | 0 | 0 | 0 | 0 | 0 | 0 | 0 | 0 | 0 | 0 | 0 | 0 | 0 | 0 | 0 | 0 | 0 |  | 0 | 0 | 0 | 0 | 0 | 0 | 0 | 0 |  |  |  |  | 0 | 0 | 0 | 0 | 0 | 1 | 0 | 0 |  | 1 | 1 | 1 | 1 | 1 | 1 | 0 | 0 | 0 | 0 | 0 | 0 | 0 | 0 | 0 | 0 | 0 | 0 | 0 | 0 | 0 | 0 | 0 | 0 | 0 | 0 | 0 | 0 | 0 | 0 | 0
Sunday | 6 | 12 | 22 | 3910 | 0 | 0 | 0 | 0 | 0 | 0 | 0 | 0 | 0 | 0 | 0 | 0 | 0 | 0 | 0 | 0 | 0 | 0 | 0 | 0 | 0 |  | 0 | 0 | 0 | 0 | 0 | 0 | 0 | 0 |  |  |  |  | 0 | 0 | 0 | 0 | 0 | 1 | 0 | 0 |  | 1 | 1 | 1 | 1 | 1 | 1 | 0 | 0 | 0 | 0 | 0 | 0 | 0 | 0 | 0 | 0 | 0 | 0 | 0 | 0 | 0 | 0 | 0 | 0 | 0 | 0 | 0 | 0 | 0 | 0 | 0
Sunday | 6 | 12 | 23 | 3911 | 0 | 0 | 0 | 0 | 0 | 0 | 0 | 0 | 0 | 0 | 0 | 0 | 0 | 0 | 0 | 0 | 0 | 0 | 0 | 0 | 0 |  | 0 | 0 | 0 | 0 | 0 | 0 | 0 | 0 |  |  |  |  | 0 | 0 | 0 | 0 | 0 | 1 | 0 | 0 |  | 1 | 1 | 1 | 1 | 1 | 1 | 0 | 0 | 0 | 0 | 0 | 0 | 0 | 0 | 0 | 0 | 0 | 0 | 0 | 0 | 0 | 0 | 0 | 0 | 0 | 0 | 0 | 0 | 0 | 0 | 0
Sunday | 6 | 12 | 24 | 3912 | 0 | 0 | 0 | 0 | 0 | 0 | 0 | 0 | 0 | 0 | 0 | 0 | 0 | 0 | 0 | 0 | 0 | 0 | 0 | 0 | 0 |  | 0 | 0 | 0 | 0 | 0 | 0 | 0 | 0 |  |  |  |  | 0 | 0 | 0 | 0 | 0 | 1 | 0 | 0 |  | 1 | 1 | 1 | 1 | 1 | 1 | 0 | 0 | 0 | 0 | 0 | 0 | 0 | 0 | 0 | 0 | 0 | 0 | 0 | 0 | 0 | 0 | 0 | 0 | 0 | 0 | 0 | 0 | 0 | 0 | 0
Monday | 6 | 13 | 1 | 3913 | 0 | 0 | 0 | 0 | 0 | 0 | 0 | 0 | 0 | 0 | 0 | 0 | 0 | 0 | 0 | 0 | 0 | 0 | 0 | 0 | 0 |  | 0 | 0 | 0 | 0 | 0 | 0 | 0 | 0 |  |  |  |  | 0 | 0 | 0 | 0 | 0 | 1 | 0 | 0 |  | 1 | 1 | 1 | 1 | 1 | 1 | 0 | 0 | 0 | 0 | 0 | 0 | 0 | 0 | 0 | 0 | 0 | 0 | 0 | 0 | 0 | 0 | 0 | 0 | 0 | 0 | 0 | 0 | 0 | 0 | 0
Monday | 6 | 13 | 2 | 3914 | 0 | 0 | 0 | 0 | 0 | 0 | 0 | 0 | 0 | 0 | 0 | 0 | 0 | 0 | 0 | 0 | 0 | 0 | 0 | 0 | 0 |  | 0 | 0 | 0 | 0 | 0 | 0 | 0 | 0 |  |  |  |  | 0 | 0 | 0 | 0 | 0 | 1 | 0 | 0 |  | 1 | 1 | 1 | 1 | 1 | 1 | 0 | 0 | 0 | 0 | 0 | 0 | 0 | 0 | 0 | 0 | 0 | 0 | 0 | 0 | 0 | 0 | 0 | 0 | 0 | 0 | 0 | 0 | 0 | 0 | 0
Monday | 6 | 13 | 3 | 3915 | 0 | 0 | 0 | 0 | 0 | 0 | 0 | 0 | 0 | 0 | 0 | 0 | 0 | 0 | 0 | 0 | 0 | 0 | 0 | 0 | 0 |  | 0 | 0 | 0 | 0 | 0 | 0 | 0 | 0 |  |  |  |  | 0 | 0 | 0 | 0 | 0 | 1 | 0 | 0 |  | 1 | 1 | 1 | 1 | 1 | 1 | 0 | 0 | 0 | 0 | 0 | 0 | 0 | 0 | 0 | 0 | 0 | 0 | 0 | 0 | 0 | 0 | 0 | 0 | 0 | 0 | 0 | 0 | 0 | 0 | 0
Monday | 6 | 13 | 4 | 3916 | 0 | 0 | 0 | 0 | 0 | 0 | 0 | 0 | 0 | 0 | 0 | 0 | 0 | 0 | 0 | 0 | 0 | 0 | 0 | 0 | 0 |  | 0 | 0 | 0 | 0 | 0 | 0 | 0 | 0 |  |  |  |  | 0 | 0 | 0 | 0 | 0 | 1 | 0 | 0 |  | 1 | 1 | 1 | 1 | 1 | 1 | 0 | 0 | 0 | 0 | 0 | 0 | 0 | 0 | 0 | 0 | 0 | 0 | 0 | 0 | 0 | 0 | 0 | 0 | 0 | 0 | 0 | 0 | 0 | 0 | 0
Monday | 6 | 13 | 5 | 3917 | 0 | 0 | 0 | 0 | 0 | 0 | 0 | 0 | 0 | 0 | 0 | 0 | 0 | 0 | 0 | 0 | 0 | 0 | 0 | 0 | 0 |  | 0 | 0 | 0 | 0 | 0 | 0 | 0 | 0 |  |  |  |  | 0 | 0 | 0 | 0 | 0 | 1 | 0 | 0 |  | 1 | 1 | 1 | 1 | 1 | 1 | 0 | 0 | 0 | 0 | 0 | 0 | 0 | 0 | 0 | 0 | 0 | 0 | 0 | 0 | 0 | 0 | 0 | 0 | 0 | 0 | 0 | 0 | 0 | 0 | 0
Monday | 6 | 13 | 6 | 3918 | 0 | 0 | 0 | 0 | 0 | 0 | 0 | 0 | 0 | 0 | 0 | 0 | 0 | 0 | 0 | 0 | 0 | 0 | 0 | 0 | 0 |  | 0 | 0 | 0 | 0 | 0 | 0 | 0 | 0 |  |  |  |  | 0 | 0 | 0 | 0 | 0 | 1 | 0 | 0 |  | 1 | 1 | 1 | 1 | 1 | 1 | 0 | 0 | 0 | 0 | 0 | 0 | 0 | 0 | 0 | 0 | 0 | 0 | 0 | 0 | 0 | 0 | 0 | 0 | 0 | 0 | 0 | 0 | 0 | 0 | 0
Monday | 6 | 13 | 7 | 3919 | 0 | 0 | 0 | 0 | 0 | 0 | 0 | 0 | 0 | 0 | 0 | 0 | 0 | 0 | 0 | 0 | 0 | 0 | 0 | 0 | 0 |  | 0 | 0 | 0 | 0 | 0 | 0 | 0 | 0 |  |  |  |  | 0 | 0 | 0 | 0 | 0 | 1 | 0 | 0 |  | 1 | 1 | 1 | 1 | 1 | 1 | 0 | 0 | 0 | 0 | 0 | 0 | 0 | 0 | 0 | 0 | 0 | 0 | 0 | 0 | 0 | 0 | 0 | 0 | 0 | 0 | 0 | 0 | 0 | 0 | 0
Monday | 6 | 13 | 8 | 3920 | 0 | 0 | 0 | 0 | 0 | 0 | 0 | 0 | 0 | 0 | 0 | 0 | 0 | 0 | 0 | 0 | 0 | 0 | 0 | 0 | 0 |  | 0 | 0 | 0 | 0 | 0 | 0 | 0 | 0 |  |  |  |  | 0 | 0 | 0 | 0 | 1 | 0 | 0 | 0 |  | 1 | 1 | 1 | #VALUE! | 1 | #VALUE! | 0 | 0 | 0 | 0 | 0 | 0 | 0 | 0 | 0 | 0 | 0 | 0 | 0 | 0 | 0 | 0 | 0 | 0 | 0 | 0 | 0 | 0 | 0 | 0 | 0
Monday | 6 | 13 | 9 | 3921 | 0 | 0 | 0 | 0 | 0 | 0 | 0 | 0 | 0 | 0 | 0 | 0 | 0 | 0 | 0 | 0 | 0 | 0 | 0 | 0 | 0 |  | 0 | 0 | 0 | 0 | 0 | 0 | 0 | 0 |  |  |  |  | 0 | 0 | 0 | 0 | 1 | 0 | 0 | 0 |  | 1 | 1 | 1 | #VALUE! | 1 | #VALUE! | 0 | 0 | 0 | 0 | 0 | 0 | 0 | 0 | 0 | 0 | 0 | 0 | 0 | 0 | 0 | 0 | 0 | 0 | 0 | 0 | 0 | 0 | 0 | 0 | 0
Monday | 6 | 13 | 10 | 3922 | 0 | 0 | 0 | 0 | 0 | 0 | 0 | 0 | 0 | 0 | 0 | 0 | 0 | 0 | 0 | 0 | 0 | 0 | 0 | 0 | 0 |  | 0 | 0 | 0 | 0 | 0 | 0 | 0 | 0 |  |  |  |  | 0 | 0 | 0 | 0 | 1 | 0 | 0 | 0 |  | 1 | 1 | 1 | #VALUE! | 1 | #VALUE! | 0 | 0 | 0 | 0 | 0 | 0 | 0 | 0 | 0 | 0 | 0 | 0 | 0 | 0 | 0 | 0 | 0 | 0 | 0 | 0 | 0 | 0 | 0 | 0 | 0
Monday | 6 | 13 | 11 | 3923 | 0 | 0 | 0 | 0 | 0 | 0 | 0 | 0 | 0 | 0 | 0 | 0 | 0 | 0 | 0 | 0 | 0 | 0 | 0 | 0 | 0 |  | 0 | 0 | 0 | 0 | 0 | 0 | 0 | 0 |  |  |  |  | 0 | 0 | 0 | 0 | 1 | 0 | 0 | 0 |  | 1 | 1 | 1 | #VALUE! | 1 | #VALUE! | 0 | 0 | 0 | 0 | 0 | 0 | 0 | 0 | 0 | 0 | 0 | 0 | 0 | 0 | 0 | 0 | 0 | 0 | 0 | 0 | 0 | 0 | 0 | 0 | 0
Monday | 6 | 13 | 12 | 3924 | 0 | 0 | 0 | 0 | 0 | 0 | 0 | 0 | 0 | 0 | 0 | 0 | 0 | 0 | 0 | 0 | 0 | 0 | 0 | 0 | 0 |  | 0 | 0 | 0 | 0 | 0 | 0 | 0 | 0 |  |  |  |  | 0 | 0 | 0 | 0 | 1 | 0 | 0 | 0 |  | 1 | 1 | 1 | #VALUE! | 1 | #VALUE! | 0 | 0 | 0 | 0 | 0 | 0 | 0 | 0 | 0 | 0 | 0 | 0 | 0 | 0 | 0 | 0 | 0 | 0 | 0 | 0 | 0 | 0 | 0 | 0 | 0
Monday | 6 | 13 | 13 | 3925 | 0 | 0 | 0 | 0 | 0 | 0 | 0 | 0 | 0 | 0 | 0 | 0 | 0 | 0 | 0 | 0 | 0 | 0 | 0 | 0 | 0 |  | 0 | 0 | 0 | 0 | 0 | 0 | 0 | 0 |  |  |  |  | 0 | 0 | 0 | 0 | 1 | 0 | 0 | 0 |  | 1 | 1 | 1 | #VALUE! | 1 | #VALUE! | 0 | 0 | 0 | 0 | 0 | 0 | 0 | 0 | 0 | 0 | 0 | 0 | 0 | 0 | 0 | 0 | 0 | 0 | 0 | 0 | 0 | 0 | 0 | 0 | 0
Monday | 6 | 13 | 14 | 3926 | 0 | 0 | 0 | 0 | 0 | 0 | 0 | 0 | 0 | 0 | 0 | 0 | 0 | 0 | 0 | 0 | 0 | 0 | 0 | 0 | 0 |  | 0 | 0 | 0 | 0 | 0 | 0 | 0 | 0 |  |  |  |  | 0 | 0 | 0 | 1 | 0 | 0 | 0 | 0 |  | 1 | 1 | #VALUE! | 1 | 1 | #VALUE! | 0 | 0 | 0 | 0 | 0 | 0 | 0 | 0 | 0 | 0 | 0 | 0 | 0 | 0 | 0 | 0 | 0 | 0 | 0 | 0 | 0 | 0 | 0 | 0 | 0
Monday | 6 | 13 | 15 | 3927 | 0 | 0 | 0 | 0 | 0 | 0 | 0 | 0 | 0 | 0 | 0 | 0 | 0 | 0 | 0 | 0 | 0 | 0 | 0 | 0 | 0 |  | 0 | 0 | 0 | 0 | 0 | 0 | 0 | 0 |  |  |  |  | 0 | 0 | 0 | 1 | 0 | 0 | 0 | 0 |  | 1 | 1 | #VALUE! | 1 | 1 | #VALUE! | 0 | 0 | 0 | 0 | 0 | 0 | 0 | 0 | 0 | 0 | 0 | 0 | 0 | 0 | 0 | 0 | 0 | 0 | 0 | 0 | 0 | 0 | 0 | 0 | 0
Monday | 6 | 13 | 16 | 3928 | 0 | 0 | 0 | 0 | 0 | 0 | 0 | 0 | 0 | 0 | 0 | 0 | 0 | 0 | 0 | 0 | 0 | 0 | 0 | 0 | 0 |  | 0 | 0 | 0 | 0 | 0 | 0 | 0 | 0 |  |  |  |  | 0 | 0 | 0 | 1 | 0 | 0 | 0 | 0 |  | 1 | 1 | #VALUE! | 1 | 1 | #VALUE! | 0 | 0 | 0 | 0 | 0 | 0 | 0 | 0 | 0 | 0 | 0 | 0 | 0 | 0 | 0 | 0 | 0 | 0 | 0 | 0 | 0 | 0 | 0 | 0 | 0
Monday | 6 | 13 | 17 | 3929 | 0 | 0 | 0 | 0 | 0 | 0 | 0 | 0 | 0 | 0 | 0 | 0 | 0 | 0 | 0 | 0 | 0 | 0 | 0 | 0 | 0 |  | 0 | 0 | 0 | 0 | 0 | 0 | 0 | 0 |  |  |  |  | 0 | 0 | 0 | 1 | 0 | 0 | 0 | 0 |  | 1 | 1 | #VALUE! | 1 | 1 | #VALUE! | 0 | 0 | 0 | 0 | 0 | 0 | 0 | 0 | 0 | 0 | 0 | 0 | 0 | 0 | 0 | 0 | 0 | 0 | 0 | 0 | 0 | 0 | 0 | 0 | 0
Monday | 6 | 13 | 18 | 3930 | 0 | 0 | 0 | 0 | 0 | 0 | 0 | 0 | 0 | 0 | 0 | 0 | 0 | 0 | 0 | 0 | 0 | 0 | 0 | 0 | 0 |  | 0 | 0 | 0 | 0 | 0 | 0 | 0 | 0 |  |  |  |  | 0 | 0 | 0 | 1 | 0 | 0 | 0 | 0 |  | 1 | 1 | #VALUE! | 1 | 1 | #VALUE! | 0 | 0 | 0 | 0 | 0 | 0 | 0 | 0 | 0 | 0 | 0 | 0 | 0 | 0 | 0 | 0 | 0 | 0 | 0 | 0 | 0 | 0 | 0 | 0 | 0
Monday | 6 | 13 | 19 | 3931 | 0 | 0 | 0 | 0 | 0 | 0 | 0 | 0 | 0 | 0 | 0 | 0 | 0 | 0 | 0 | 0 | 0 | 0 | 0 | 0 | 0 |  | 0 | 0 | 0 | 0 | 0 | 0 | 0 | 0 |  |  |  |  | 0 | 0 | 0 | 1 | 0 | 0 | 0 | 0 |  | 1 | 1 | #VALUE! | 1 | 1 | #VALUE! | 0 | 0 | 0 | 0 | 0 | 0 | 0 | 0 | 0 | 0 | 0 | 0 | 0 | 0 | 0 | 0 | 0 | 0 | 0 | 0 | 0 | 0 | 0 | 0 | 0
Monday | 6 | 13 | 20 | 3932 | 0 | 0 | 0 | 0 | 0 | 0 | 0 | 0 | 0 | 0 | 0 | 0 | 0 | 0 | 0 | 0 | 0 | 0 | 0 | 0 | 0 |  | 0 | 0 | 0 | 0 | 0 | 0 | 0 | 0 |  |  |  |  | 0 | 0 | 0 | 0 | 1 | 0 | 0 | 0 |  | 1 | 1 | 1 | #VALUE! | 1 | #VALUE! | 0 | 0 | 0 | 0 | 0 | 0 | 0 | 0 | 0 | 0 | 0 | 0 | 0 | 0 | 0 | 0 | 0 | 0 | 0 | 0 | 0 | 0 | 0 | 0 | 0
Monday | 6 | 13 | 21 | 3933 | 0 | 0 | 0 | 0 | 0 | 0 | 0 | 0 | 0 | 0 | 0 | 0 | 0 | 0 | 0 | 0 | 0 | 0 | 0 | 0 | 0 |  | 0 | 0 | 0 | 0 | 0 | 0 | 0 | 0 |  |  |  |  | 0 | 0 | 0 | 0 | 1 | 0 | 0 | 0 |  | 1 | 1 | 1 | #VALUE! | 1 | #VALUE! | 0 | 0 | 0 | 0 | 0 | 0 | 0 | 0 | 0 | 0 | 0 | 0 | 0 | 0 | 0 | 0 | 0 | 0 | 0 | 0 | 0 | 0 | 0 | 0 | 0
Monday | 6 | 13 | 22 | 3934 | 0 | 0 | 0 | 0 | 0 | 0 | 0 | 0 | 0 | 0 | 0 | 0 | 0 | 0 | 0 | 0 | 0 | 0 | 0 | 0 | 0 |  | 0 | 0 | 0 | 0 | 0 | 0 | 0 | 0 |  |  |  |  | 0 | 0 | 0 | 0 | 1 | 0 | 0 | 0 |  | 1 | 1 | 1 | #VALUE! | 1 | #VALUE! | 0 | 0 | 0 | 0 | 0 | 0 | 0 | 0 | 0 | 0 | 0 | 0 | 0 | 0 | 0 | 0 | 0 | 0 | 0 | 0 | 0 | 0 | 0 | 0 | 0
Monday | 6 | 13 | 23 | 3935 | 0 | 0 | 0 | 0 | 0 | 0 | 0 | 0 | 0 | 0 | 0 | 0 | 0 | 0 | 0 | 0 | 0 | 0 | 0 | 0 | 0 |  | 0 | 0 | 0 | 0 | 0 | 0 | 0 | 0 |  |  |  |  | 0 | 0 | 0 | 0 | 0 | 1 | 0 | 0 |  | 1 | 1 | 1 | 1 | 1 | 1 | 0 | 0 | 0 | 0 | 0 | 0 | 0 | 0 | 0 | 0 | 0 | 0 | 0 | 0 | 0 | 0 | 0 | 0 | 0 | 0 | 0 | 0 | 0 | 0 | 0
Monday | 6 | 13 | 24 | 3936 | 0 | 0 | 0 | 0 | 0 | 0 | 0 | 0 | 0 | 0 | 0 | 0 | 0 | 0 | 0 | 0 | 0 | 0 | 0 | 0 | 0 |  | 0 | 0 | 0 | 0 | 0 | 0 | 0 | 0 |  |  |  |  | 0 | 0 | 0 | 0 | 0 | 1 | 0 | 0 |  | 1 | 1 | 1 | 1 | 1 | 1 | 0 | 0 | 0 | 0 | 0 | 0 | 0 | 0 | 0 | 0 | 0 | 0 | 0 | 0 | 0 | 0 | 0 | 0 | 0 | 0 | 0 | 0 | 0 | 0 | 0
Tuesday | 6 | 14 | 1 | 3937 | 0 | 0 | 0 | 0 | 0 | 0 | 0 | 0 | 0 | 0 | 0 | 0 | 0 | 0 | 0 | 0 | 0 | 0 | 0 | 0 | 0 |  | 0 | 0 | 0 | 0 | 0 | 0 | 0 | 0 |  |  |  |  | 0 | 0 | 0 | 0 | 0 | 1 | 0 | 0 |  | 1 | 1 | 1 | 1 | 1 | 1 | 0 | 0 | 0 | 0 | 0 | 0 | 0 | 0 | 0 | 0 | 0 | 0 | 0 | 0 | 0 | 0 | 0 | 0 | 0 | 0 | 0 | 0 | 0 | 0 | 0
Tuesday | 6 | 14 | 2 | 3938 | 0 | 0 | 0 | 0 | 0 | 0 | 0 | 0 | 0 | 0 | 0 | 0 | 0 | 0 | 0 | 0 | 0 | 0 | 0 | 0 | 0 |  | 0 | 0 | 0 | 0 | 0 | 0 | 0 | 0 |  |  |  |  | 0 | 0 | 0 | 0 | 0 | 1 | 0 | 0 |  | 1 | 1 | 1 | 1 | 1 | 1 | 0 | 0 | 0 | 0 | 0 | 0 | 0 | 0 | 0 | 0 | 0 | 0 | 0 | 0 | 0 | 0 | 0 | 0 | 0 | 0 | 0 | 0 | 0 | 0 | 0
Tuesday | 6 | 14 | 3 | 3939 | 0 | 0 | 0 | 0 | 0 | 0 | 0 | 0 | 0 | 0 | 0 | 0 | 0 | 0 | 0 | 0 | 0 | 0 | 0 | 0 | 0 |  | 0 | 0 | 0 | 0 | 0 | 0 | 0 | 0 |  |  |  |  | 0 | 0 | 0 | 0 | 0 | 1 | 0 | 0 |  | 1 | 1 | 1 | 1 | 1 | 1 | 0 | 0 | 0 | 0 | 0 | 0 | 0 | 0 | 0 | 0 | 0 | 0 | 0 | 0 | 0 | 0 | 0 | 0 | 0 | 0 | 0 | 0 | 0 | 0 | 0
Tuesday | 6 | 14 | 4 | 3940 | 0 | 0 | 0 | 0 | 0 | 0 | 0 | 0 | 0 | 0 | 0 | 0 | 0 | 0 | 0 | 0 | 0 | 0 | 0 | 0 | 0 |  | 0 | 0 | 0 | 0 | 0 | 0 | 0 | 0 |  |  |  |  | 0 | 0 | 0 | 0 | 0 | 1 | 0 | 0 |  | 1 | 1 | 1 | 1 | 1 | 1 | 0 | 0 | 0 | 0 | 0 | 0 | 0 | 0 | 0 | 0 | 0 | 0 | 0 | 0 | 0 | 0 | 0 | 0 | 0 | 0 | 0 | 0 | 0 | 0 | 0
Tuesday | 6 | 14 | 5 | 3941 | 0 | 0 | 0 | 0 | 0 | 0 | 0 | 0 | 0 | 0 | 0 | 0 | 0 | 0 | 0 | 0 | 0 | 0 | 0 | 0 | 0 |  | 0 | 0 | 0 | 0 | 0 | 0 | 0 | 0 |  |  |  |  | 0 | 0 | 0 | 0 | 0 | 1 | 0 | 0 |  | 1 | 1 | 1 | 1 | 1 | 1 | 0 | 0 | 0 | 0 | 0 | 0 | 0 | 0 | 0 | 0 | 0 | 0 | 0 | 0 | 0 | 0 | 0 | 0 | 0 | 0 | 0 | 0 | 0 | 0 | 0
Tuesday | 6 | 14 | 6 | 3942 | 0 | 0 | 0 | 0 | 0 | 0 | 0 | 0 | 0 | 0 | 0 | 0 | 0 | 0 | 0 | 0 | 0 | 0 | 0 | 0 | 0 |  | 0 | 0 | 0 | 0 | 0 | 0 | 0 | 0 |  |  |  |  | 0 | 0 | 0 | 0 | 0 | 1 | 0 | 0 |  | 1 | 1 | 1 | 1 | 1 | 1 | 0 | 0 | 0 | 0 | 0 | 0 | 0 | 0 | 0 | 0 | 0 | 0 | 0 | 0 | 0 | 0 | 0 | 0 | 0 | 0 | 0 | 0 | 0 | 0 | 0
Tuesday | 6 | 14 | 7 | 3943 | 0 | 0 | 0 | 0 | 0 | 0 | 0 | 0 | 0 | 0 | 0 | 0 | 0 | 0 | 0 | 0 | 0 | 0 | 0 | 0 | 0 |  | 0 | 0 | 0 | 0 | 0 | 0 | 0 | 0 |  |  |  |  | 0 | 0 | 0 | 0 | 0 | 1 | 0 | 0 |  | 1 | 1 | 1 | 1 | 1 | 1 | 0 | 0 | 0 | 0 | 0 | 0 | 0 | 0 | 0 | 0 | 0 | 0 | 0 | 0 | 0 | 0 | 0 | 0 | 0 | 0 | 0 | 0 | 0 | 0 | 0
Tuesday | 6 | 14 | 8 | 3944 | 0 | 0 | 0 | 0 | 0 | 0 | 0 | 0 | 0 | 0 | 0 | 0 | 0 | 0 | 0 | 0 | 0 | 0 | 0 | 0 | 0 |  | 0 | 0 | 0 | 0 | 0 | 0 | 0 | 0 |  |  |  |  | 0 | 0 | 0 | 0 | 1 | 0 | 0 | 0 |  | 1 | 1 | 1 | #VALUE! | 1 | #VALUE! | 0 | 0 | 0 | 0 | 0 | 0 | 0 | 0 | 0 | 0 | 0 | 0 | 0 | 0 | 0 | 0 | 0 | 0 | 0 | 0 | 0 | 0 | 0 | 0 | 0
Tuesday | 6 | 14 | 9 | 3945 | 0 | 0 | 0 | 0 | 0 | 0 | 0 | 0 | 0 | 0 | 0 | 0 | 0 | 0 | 0 | 0 | 0 | 0 | 0 | 0 | 0 |  | 0 | 0 | 0 | 0 | 0 | 0 | 0 | 0 |  |  |  |  | 0 | 0 | 0 | 0 | 1 | 0 | 0 | 0 |  | 1 | 1 | 1 | #VALUE! | 1 | #VALUE! | 0 | 0 | 0 | 0 | 0 | 0 | 0 | 0 | 0 | 0 | 0 | 0 | 0 | 0 | 0 | 0 | 0 | 0 | 0 | 0 | 0 | 0 | 0 | 0 | 0
Tuesday | 6 | 14 | 10 | 3946 | 0 | 0 | 0 | 0 | 0 | 0 | 0 | 0 | 0 | 0 | 0 | 0 | 0 | 0 | 0 | 0 | 0 | 0 | 0 | 0 | 0 |  | 0 | 0 | 0 | 0 | 0 | 0 | 0 | 0 |  |  |  |  | 0 | 0 | 0 | 0 | 1 | 0 | 0 | 0 |  | 1 | 1 | 1 | #VALUE! | 1 | #VALUE! | 0 | 0 | 0 | 0 | 0 | 0 | 0 | 0 | 0 | 0 | 0 | 0 | 0 | 0 | 0 | 0 | 0 | 0 | 0 | 0 | 0 | 0 | 0 | 0 | 0
Tuesday | 6 | 14 | 11 | 3947 | 0 | 0 | 0 | 0 | 0 | 0 | 0 | 0 | 0 | 0 | 0 | 0 | 0 | 0 | 0 | 0 | 0 | 0 | 0 | 0 | 0 |  | 0 | 0 | 0 | 0 | 0 | 0 | 0 | 0 |  |  |  |  | 0 | 0 | 0 | 0 | 1 | 0 | 0 | 0 |  | 1 | 1 | 1 | #VALUE! | 1 | #VALUE! | 0 | 0 | 0 | 0 | 0 | 0 | 0 | 0 | 0 | 0 | 0 | 0 | 0 | 0 | 0 | 0 | 0 | 0 | 0 | 0 | 0 | 0 | 0 | 0 | 0
Tuesday | 6 | 14 | 12 | 3948 | 0 | 0 | 0 | 0 | 0 | 0 | 0 | 0 | 0 | 0 | 0 | 0 | 0 | 0 | 0 | 0 | 0 | 0 | 0 | 0 | 0 |  | 0 | 0 | 0 | 0 | 0 | 0 | 0 | 0 |  |  |  |  | 0 | 0 | 0 | 0 | 1 | 0 | 0 | 0 |  | 1 | 1 | 1 | #VALUE! | 1 | #VALUE! | 0 | 0 | 0 | 0 | 0 | 0 | 0 | 0 | 0 | 0 | 0 | 0 | 0 | 0 | 0 | 0 | 0 | 0 | 0 | 0 | 0 | 0 | 0 | 0 | 0
Tuesday | 6 | 14 | 13 | 3949 | 0 | 0 | 0 | 0 | 0 | 0 | 0 | 0 | 0 | 0 | 0 | 0 | 0 | 0 | 0 | 0 | 0 | 0 | 0 | 0 | 0 |  | 0 | 0 | 0 | 0 | 0 | 0 | 0 | 0 |  |  |  |  | 0 | 0 | 0 | 0 | 1 | 0 | 0 | 0 |  | 1 | 1 | 1 | #VALUE! | 1 | #VALUE! | 0 | 0 | 0 | 0 | 0 | 0 | 0 | 0 | 0 | 0 | 0 | 0 | 0 | 0 | 0 | 0 | 0 | 0 | 0 | 0 | 0 | 0 | 0 | 0 | 0
Tuesday | 6 | 14 | 14 | 3950 | 0 | 0 | 0 | 0 | 0 | 0 | 0 | 0 | 0 | 0 | 0 | 0 | 0 | 0 | 0 | 0 | 0 | 0 | 0 | 0 | 0 |  | 0 | 0 | 0 | 0 | 0 | 0 | 0 | 0 |  |  |  |  | 0 | 0 | 0 | 1 | 0 | 0 | 0 | 0 |  | 1 | 1 | #VALUE! | 1 | 1 | #VALUE! | 0 | 0 | 0 | 0 | 0 | 0 | 0 | 0 | 0 | 0 | 0 | 0 | 0 | 0 | 0 | 0 | 0 | 0 | 0 | 0 | 0 | 0 | 0 | 0 | 0
Tuesday | 6 | 14 | 15 | 3951 | 0 | 0 | 0 | 0 | 0 | 0 | 0 | 0 | 0 | 0 | 0 | 0 | 0 | 0 | 0 | 0 | 0 | 0 | 0 | 0 | 0 |  | 0 | 0 | 0 | 0 | 0 | 0 | 0 | 0 |  |  |  |  | 0 | 0 | 0 | 1 | 0 | 0 | 0 | 0 |  | 1 | 1 | #VALUE! | 1 | 1 | #VALUE! | 0 | 0 | 0 | 0 | 0 | 0 | 0 | 0 | 0 | 0 | 0 | 0 | 0 | 0 | 0 | 0 | 0 | 0 | 0 | 0 | 0 | 0 | 0 | 0 | 0
Tuesday | 6 | 14 | 16 | 3952 | 0 | 0 | 0 | 0 | 0 | 0 | 0 | 0 | 0 | 0 | 0 | 0 | 0 | 0 | 0 | 0 | 0 | 0 | 0 | 0 | 0 |  | 0 | 0 | 0 | 0 | 0 | 0 | 0 | 0 |  |  |  |  | 0 | 0 | 0 | 1 | 0 | 0 | 0 | 0 |  | 1 | 1 | #VALUE! | 1 | 1 | #VALUE! | 0 | 0 | 0 | 0 | 0 | 0 | 0 | 0 | 0 | 0 | 0 | 0 | 0 | 0 | 0 | 0 | 0 | 0 | 0 | 0 | 0 | 0 | 0 | 0 | 0
Tuesday | 6 | 14 | 17 | 3953 | 0 | 0 | 0 | 0 | 0 | 0 | 0 | 0 | 0 | 0 | 0 | 0 | 0 | 0 | 0 | 0 | 0 | 0 | 0 | 0 | 0 |  | 0 | 0 | 0 | 0 | 0 | 0 | 0 | 0 |  |  |  |  | 0 | 0 | 0 | 1 | 0 | 0 | 0 | 0 |  | 1 | 1 | #VALUE! | 1 | 1 | #VALUE! | 0 | 0 | 0 | 0 | 0 | 0 | 0 | 0 | 0 | 0 | 0 | 0 | 0 | 0 | 0 | 0 | 0 | 0 | 0 | 0 | 0 | 0 | 0 | 0 | 0
Tuesday | 6 | 14 | 18 | 3954 | 0 | 0 | 0 | 0 | 0 | 0 | 0 | 0 | 0 | 0 | 0 | 0 | 0 | 0 | 0 | 0 | 0 | 0 | 0 | 0 | 0 |  | 0 | 0 | 0 | 0 | 0 | 0 | 0 | 0 |  |  |  |  | 0 | 0 | 0 | 1 | 0 | 0 | 0 | 0 |  | 1 | 1 | #VALUE! | 1 | 1 | #VALUE! | 0 | 0 | 0 | 0 | 0 | 0 | 0 | 0 | 0 | 0 | 0 | 0 | 0 | 0 | 0 | 0 | 0 | 0 | 0 | 0 | 0 | 0 | 0 | 0 | 0
Tuesday | 6 | 14 | 19 | 3955 | 0 | 0 | 0 | 0 | 0 | 0 | 0 | 0 | 0 | 0 | 0 | 0 | 0 | 0 | 0 | 0 | 0 | 0 | 0 | 0 | 0 |  | 0 | 0 | 0 | 0 | 0 | 0 | 0 | 0 |  |  |  |  | 0 | 0 | 0 | 1 | 0 | 0 | 0 | 0 |  | 1 | 1 | #VALUE! | 1 | 1 | #VALUE! | 0 | 0 | 0 | 0 | 0 | 0 | 0 | 0 | 0 | 0 | 0 | 0 | 0 | 0 | 0 | 0 | 0 | 0 | 0 | 0 | 0 | 0 | 0 | 0 | 0
Tuesday | 6 | 14 | 20 | 3956 | 0 | 0 | 0 | 0 | 0 | 0 | 0 | 0 | 0 | 0 | 0 | 0 | 0 | 0 | 0 | 0 | 0 | 0 | 0 | 0 | 0 |  | 0 | 0 | 0 | 0 | 0 | 0 | 0 | 0 |  |  |  |  | 0 | 0 | 0 | 0 | 1 | 0 | 0 | 0 |  | 1 | 1 | 1 | #VALUE! | 1 | #VALUE! | 0 | 0 | 0 | 0 | 0 | 0 | 0 | 0 | 0 | 0 | 0 | 0 | 0 | 0 | 0 | 0 | 0 | 0 | 0 | 0 | 0 | 0 | 0 | 0 | 0
Tuesday | 6 | 14 | 21 | 3957 | 0 | 0 | 0 | 0 | 0 | 0 | 0 | 0 | 0 | 0 | 0 | 0 | 0 | 0 | 0 | 0 | 0 | 0 | 0 | 0 | 0 |  | 0 | 0 | 0 | 0 | 0 | 0 | 0 | 0 |  |  |  |  | 0 | 0 | 0 | 0 | 1 | 0 | 0 | 0 |  | 1 | 1 | 1 | #VALUE! | 1 | #VALUE! | 0 | 0 | 0 | 0 | 0 | 0 | 0 | 0 | 0 | 0 | 0 | 0 | 0 | 0 | 0 | 0 | 0 | 0 | 0 | 0 | 0 | 0 | 0 | 0 | 0
Tuesday | 6 | 14 | 22 | 3958 | 0 | 0 | 0 | 0 | 0 | 0 | 0 | 0 | 0 | 0 | 0 | 0 | 0 | 0 | 0 | 0 | 0 | 0 | 0 | 0 | 0 |  | 0 | 0 | 0 | 0 | 0 | 0 | 0 | 0 |  |  |  |  | 0 | 0 | 0 | 0 | 1 | 0 | 0 | 0 |  | 1 | 1 | 1 | #VALUE! | 1 | #VALUE! | 0 | 0 | 0 | 0 | 0 | 0 | 0 | 0 | 0 | 0 | 0 | 0 | 0 | 0 | 0 | 0 | 0 | 0 | 0 | 0 | 0 | 0 | 0 | 0 | 0
Tuesday | 6 | 14 | 23 | 3959 | 0 | 0 | 0 | 0 | 0 | 0 | 0 | 0 | 0 | 0 | 0 | 0 | 0 | 0 | 0 | 0 | 0 | 0 | 0 | 0 | 0 |  | 0 | 0 | 0 | 0 | 0 | 0 | 0 | 0 |  |  |  |  | 0 | 0 | 0 | 0 | 0 | 1 | 0 | 0 |  | 1 | 1 | 1 | 1 | 1 | 1 | 0 | 0 | 0 | 0 | 0 | 0 | 0 | 0 | 0 | 0 | 0 | 0 | 0 | 0 | 0 | 0 | 0 | 0 | 0 | 0 | 0 | 0 | 0 | 0 | 0
Tuesday | 6 | 14 | 24 | 3960 | 0 | 0 | 0 | 0 | 0 | 0 | 0 | 0 | 0 | 0 | 0 | 0 | 0 | 0 | 0 | 0 | 0 | 0 | 0 | 0 | 0 |  | 0 | 0 | 0 | 0 | 0 | 0 | 0 | 0 |  |  |  |  | 0 | 0 | 0 | 0 | 0 | 1 | 0 | 0 |  | 1 | 1 | 1 | 1 | 1 | 1 | 0 | 0 | 0 | 0 | 0 | 0 | 0 | 0 | 0 | 0 | 0 | 0 | 0 | 0 | 0 | 0 | 0 | 0 | 0 | 0 | 0 | 0 | 0 | 0 | 0
Wednesday | 6 | 15 | 1 | 3961 | 0 | 0 | 0 | 0 | 0 | 0 | 0 | 0 | 0 | 0 | 0 | 0 | 0 | 0 | 0 | 0 | 0 | 0 | 0 | 0 | 0 |  | 0 | 0 | 0 | 0 | 0 | 0 | 0 | 0 |  |  |  |  | 0 | 0 | 0 | 0 | 0 | 1 | 0 | 0 |  | 1 | 1 | 1 | 1 | 1 | 1 | 0 | 0 | 0 | 0 | 0 | 0 | 0 | 0 | 0 | 0 | 0 | 0 | 0 | 0 | 0 | 0 | 0 | 0 | 0 | 0 | 0 | 0 | 0 | 0 | 0
Wednesday | 6 | 15 | 2 | 3962 | 0 | 0 | 0 | 0 | 0 | 0 | 0 | 0 | 0 | 0 | 0 | 0 | 0 | 0 | 0 | 0 | 0 | 0 | 0 | 0 | 0 |  | 0 | 0 | 0 | 0 | 0 | 0 | 0 | 0 |  |  |  |  | 0 | 0 | 0 | 0 | 0 | 1 | 0 | 0 |  | 1 | 1 | 1 | 1 | 1 | 1 | 0 | 0 | 0 | 0 | 0 | 0 | 0 | 0 | 0 | 0 | 0 | 0 | 0 | 0 | 0 | 0 | 0 | 0 | 0 | 0 | 0 | 0 | 0 | 0 | 0
Wednesday | 6 | 15 | 3 | 3963 | 0 | 0 | 0 | 0 | 0 | 0 | 0 | 0 | 0 | 0 | 0 | 0 | 0 | 0 | 0 | 0 | 0 | 0 | 0 | 0 | 0 |  | 0 | 0 | 0 | 0 | 0 | 0 | 0 | 0 |  |  |  |  | 0 | 0 | 0 | 0 | 0 | 1 | 0 | 0 |  | 1 | 1 | 1 | 1 | 1 | 1 | 0 | 0 | 0 | 0 | 0 | 0 | 0 | 0 | 0 | 0 | 0 | 0 | 0 | 0 | 0 | 0 | 0 | 0 | 0 | 0 | 0 | 0 | 0 | 0 | 0
Wednesday | 6 | 15 | 4 | 3964 | 0 | 0 | 0 | 0 | 0 | 0 | 0 | 0 | 0 | 0 | 0 | 0 | 0 | 0 | 0 | 0 | 0 | 0 | 0 | 0 | 0 |  | 0 | 0 | 0 | 0 | 0 | 0 | 0 | 0 |  |  |  |  | 0 | 0 | 0 | 0 | 0 | 1 | 0 | 0 |  | 1 | 1 | 1 | 1 | 1 | 1 | 0 | 0 | 0 | 0 | 0 | 0 | 0 | 0 | 0 | 0 | 0 | 0 | 0 | 0 | 0 | 0 | 0 | 0 | 0 | 0 | 0 | 0 | 0 | 0 | 0
Wednesday | 6 | 15 | 5 | 3965 | 0 | 0 | 0 | 0 | 0 | 0 | 0 | 0 | 0 | 0 | 0 | 0 | 0 | 0 | 0 | 0 | 0 | 0 | 0 | 0 | 0 |  | 0 | 0 | 0 | 0 | 0 | 0 | 0 | 0 |  |  |  |  | 0 | 0 | 0 | 0 | 0 | 1 | 0 | 0 |  | 1 | 1 | 1 | 1 | 1 | 1 | 0 | 0 | 0 | 0 | 0 | 0 | 0 | 0 | 0 | 0 | 0 | 0 | 0 | 0 | 0 | 0 | 0 | 0 | 0 | 0 | 0 | 0 | 0 | 0 | 0
Wednesday | 6 | 15 | 6 | 3966 | 0 | 0 | 0 | 0 | 0 | 0 | 0 | 0 | 0 | 0 | 0 | 0 | 0 | 0 | 0 | 0 | 0 | 0 | 0 | 0 | 0 |  | 0 | 0 | 0 | 0 | 0 | 0 | 0 | 0 |  |  |  |  | 0 | 0 | 0 | 0 | 0 | 1 | 0 | 0 |  | 1 | 1 | 1 | 1 | 1 | 1 | 0 | 0 | 0 | 0 | 0 | 0 | 0 | 0 | 0 | 0 | 0 | 0 | 0 | 0 | 0 | 0 | 0 | 0 | 0 | 0 | 0 | 0 | 0 | 0 | 0
Wednesday | 6 | 15 | 7 | 3967 | 0 | 0 | 0 | 0 | 0 | 0 | 0 | 0 | 0 | 0 | 0 | 0 | 0 | 0 | 0 | 0 | 0 | 0 | 0 | 0 | 0 |  | 0 | 0 | 0 | 0 | 0 | 0 | 0 | 0 |  |  |  |  | 0 | 0 | 0 | 0 | 0 | 1 | 0 | 0 |  | 1 | 1 | 1 | 1 | 1 | 1 | 0 | 0 | 0 | 0 | 0 | 0 | 0 | 0 | 0 | 0 | 0 | 0 | 0 | 0 | 0 | 0 | 0 | 0 | 0 | 0 | 0 | 0 | 0 | 0 | 0
Wednesday | 6 | 15 | 8 | 3968 | 0 | 0 | 0 | 0 | 0 | 0 | 0 | 0 | 0 | 0 | 0 | 0 | 0 | 0 | 0 | 0 | 0 | 0 | 0 | 0 | 0 |  | 0 | 0 | 0 | 0 | 0 | 0 | 0 | 0 |  |  |  |  | 0 | 0 | 0 | 0 | 1 | 0 | 0 | 0 |  | 1 | 1 | 1 | #VALUE! | 1 | #VALUE! | 0 | 0 | 0 | 0 | 0 | 0 | 0 | 0 | 0 | 0 | 0 | 0 | 0 | 0 | 0 | 0 | 0 | 0 | 0 | 0 | 0 | 0 | 0 | 0 | 0
Wednesday | 6 | 15 | 9 | 3969 | 0 | 0 | 0 | 0 | 0 | 0 | 0 | 0 | 0 | 0 | 0 | 0 | 0 | 0 | 0 | 0 | 0 | 0 | 0 | 0 | 0 |  | 0 | 0 | 0 | 0 | 0 | 0 | 0 | 0 |  |  |  |  | 0 | 0 | 0 | 0 | 1 | 0 | 0 | 0 |  | 1 | 1 | 1 | #VALUE! | 1 | #VALUE! | 0 | 0 | 0 | 0 | 0 | 0 | 0 | 0 | 0 | 0 | 0 | 0 | 0 | 0 | 0 | 0 | 0 | 0 | 0 | 0 | 0 | 0 | 0 | 0 | 0
Wednesday | 6 | 15 | 10 | 3970 | 0 | 0 | 0 | 0 | 0 | 0 | 0 | 0 | 0 | 0 | 0 | 0 | 0 | 0 | 0 | 0 | 0 | 0 | 0 | 0 | 0 |  | 0 | 0 | 0 | 0 | 0 | 0 | 0 | 0 |  |  |  |  | 0 | 0 | 0 | 0 | 1 | 0 | 0 | 0 |  | 1 | 1 | 1 | #VALUE! | 1 | #VALUE! | 0 | 0 | 0 | 0 | 0 | 0 | 0 | 0 | 0 | 0 | 0 | 0 | 0 | 0 | 0 | 0 | 0 | 0 | 0 | 0 | 0 | 0 | 0 | 0 | 0
Wednesday | 6 | 15 | 11 | 3971 | 0 | 0 | 0 | 0 | 0 | 0 | 0 | 0 | 0 | 0 | 0 | 0 | 0 | 0 | 0 | 0 | 0 | 0 | 0 | 0 | 0 |  | 0 | 0 | 0 | 0 | 0 | 0 | 0 | 0 |  |  |  |  | 0 | 0 | 0 | 0 | 1 | 0 | 0 | 0 |  | 1 | 1 | 1 | #VALUE! | 1 | #VALUE! | 0 | 0 | 0 | 0 | 0 | 0 | 0 | 0 | 0 | 0 | 0 | 0 | 0 | 0 | 0 | 0 | 0 | 0 | 0 | 0 | 0 | 0 | 0 | 0 | 0
Wednesday | 6 | 15 | 12 | 3972 | 0 | 0 | 0 | 0 | 0 | 0 | 0 | 0 | 0 | 0 | 0 | 0 | 0 | 0 | 0 | 0 | 0 | 0 | 0 | 0 | 0 |  | 0 | 0 | 0 | 0 | 0 | 0 | 0 | 0 |  |  |  |  | 0 | 0 | 0 | 0 | 1 | 0 | 0 | 0 |  | 1 | 1 | 1 | #VALUE! | 1 | #VALUE! | 0 | 0 | 0 | 0 | 0 | 0 | 0 | 0 | 0 | 0 | 0 | 0 | 0 | 0 | 0 | 0 | 0 | 0 | 0 | 0 | 0 | 0 | 0 | 0 | 0
Wednesday | 6 | 15 | 13 | 3973 | 0 | 0 | 0 | 0 | 0 | 0 | 0 | 0 | 0 | 0 | 0 | 0 | 0 | 0 | 0 | 0 | 0 | 0 | 0 | 0 | 0 |  | 0 | 0 | 0 | 0 | 0 | 0 | 0 | 0 |  |  |  |  | 0 | 0 | 0 | 0 | 1 | 0 | 0 | 0 |  | 1 | 1 | 1 | #VALUE! | 1 | #VALUE! | 0 | 0 | 0 | 0 | 0 | 0 | 0 | 0 | 0 | 0 | 0 | 0 | 0 | 0 | 0 | 0 | 0 | 0 | 0 | 0 | 0 | 0 | 0 | 0 | 0
Wednesday | 6 | 15 | 14 | 3974 | 0 | 0 | 0 | 0 | 0 | 0 | 0 | 0 | 0 | 0 | 0 | 0 | 0 | 0 | 0 | 0 | 0 | 0 | 0 | 0 | 0 |  | 0 | 0 | 0 | 0 | 0 | 0 | 0 | 0 |  |  |  |  | 0 | 0 | 0 | 1 | 0 | 0 | 0 | 0 |  | 1 | 1 | #VALUE! | 1 | 1 | #VALUE! | 0 | 0 | 0 | 0 | 0 | 0 | 0 | 0 | 0 | 0 | 0 | 0 | 0 | 0 | 0 | 0 | 0 | 0 | 0 | 0 | 0 | 0 | 0 | 0 | 0
Wednesday | 6 | 15 | 15 | 3975 | 0 | 0 | 0 | 0 | 0 | 0 | 0 | 0 | 0 | 0 | 0 | 0 | 0 | 0 | 0 | 0 | 0 | 0 | 0 | 0 | 0 |  | 0 | 0 | 0 | 0 | 0 | 0 | 0 | 0 |  |  |  |  | 0 | 0 | 0 | 1 | 0 | 0 | 0 | 0 |  | 1 | 1 | #VALUE! | 1 | 1 | #VALUE! | 0 | 0 | 0 | 0 | 0 | 0 | 0 | 0 | 0 | 0 | 0 | 0 | 0 | 0 | 0 | 0 | 0 | 0 | 0 | 0 | 0 | 0 | 0 | 0 | 0
Wednesday | 6 | 15 | 16 | 3976 | 0 | 0 | 0 | 0 | 0 | 0 | 0 | 0 | 0 | 0 | 0 | 0 | 0 | 0 | 0 | 0 | 0 | 0 | 0 | 0 | 0 |  | 0 | 0 | 0 | 0 | 0 | 0 | 0 | 0 |  |  |  |  | 0 | 0 | 0 | 1 | 0 | 0 | 0 | 0 |  | 1 | 1 | #VALUE! | 1 | 1 | #VALUE! | 0 | 0 | 0 | 0 | 0 | 0 | 0 | 0 | 0 | 0 | 0 | 0 | 0 | 0 | 0 | 0 | 0 | 0 | 0 | 0 | 0 | 0 | 0 | 0 | 0
Wednesday | 6 | 15 | 17 | 3977 | 0 | 0 | 0 | 0 | 0 | 0 | 0 | 0 | 0 | 0 | 0 | 0 | 0 | 0 | 0 | 0 | 0 | 0 | 0 | 0 | 0 |  | 0 | 0 | 0 | 0 | 0 | 0 | 0 | 0 |  |  |  |  | 0 | 0 | 0 | 1 | 0 | 0 | 0 | 0 |  | 1 | 1 | #VALUE! | 1 | 1 | #VALUE! | 0 | 0 | 0 | 0 | 0 | 0 | 0 | 0 | 0 | 0 | 0 | 0 | 0 | 0 | 0 | 0 | 0 | 0 | 0 | 0 | 0 | 0 | 0 | 0 | 0
Wednesday | 6 | 15 | 18 | 3978 | 0 | 0 | 0 | 0 | 0 | 0 | 0 | 0 | 0 | 0 | 0 | 0 | 0 | 0 | 0 | 0 | 0 | 0 | 0 | 0 | 0 |  | 0 | 0 | 0 | 0 | 0 | 0 | 0 | 0 |  |  |  |  | 0 | 0 | 0 | 1 | 0 | 0 | 0 | 0 |  | 1 | 1 | #VALUE! | 1 | 1 | #VALUE! | 0 | 0 | 0 | 0 | 0 | 0 | 0 | 0 | 0 | 0 | 0 | 0 | 0 | 0 | 0 | 0 | 0 | 0 | 0 | 0 | 0 | 0 | 0 | 0 | 0
Wednesday | 6 | 15 | 19 | 3979 | 0 | 0 | 0 | 0 | 0 | 0 | 0 | 0 | 0 | 0 | 0 | 0 | 0 | 0 | 0 | 0 | 0 | 0 | 0 | 0 | 0 |  | 0 | 0 | 0 | 0 | 0 | 0 | 0 | 0 |  |  |  |  | 0 | 0 | 0 | 1 | 0 | 0 | 0 | 0 |  | 1 | 1 | #VALUE! | 1 | 1 | #VALUE! | 0 | 0 | 0 | 0 | 0 | 0 | 0 | 0 | 0 | 0 | 0 | 0 | 0 | 0 | 0 | 0 | 0 | 0 | 0 | 0 | 0 | 0 | 0 | 0 | 0
Wednesday | 6 | 15 | 20 | 3980 | 0 | 0 | 0 | 0 | 0 | 0 | 0 | 0 | 0 | 0 | 0 | 0 | 0 | 0 | 0 | 0 | 0 | 0 | 0 | 0 | 0 |  | 0 | 0 | 0 | 0 | 0 | 0 | 0 | 0 |  |  |  |  | 0 | 0 | 0 | 0 | 1 | 0 | 0 | 0 |  | 1 | 1 | 1 | #VALUE! | 1 | #VALUE! | 0 | 0 | 0 | 0 | 0 | 0 | 0 | 0 | 0 | 0 | 0 | 0 | 0 | 0 | 0 | 0 | 0 | 0 | 0 | 0 | 0 | 0 | 0 | 0 | 0
Wednesday | 6 | 15 | 21 | 3981 | 0 | 0 | 0 | 0 | 0 | 0 | 0 | 0 | 0 | 0 | 0 | 0 | 0 | 0 | 0 | 0 | 0 | 0 | 0 | 0 | 0 |  | 0 | 0 | 0 | 0 | 0 | 0 | 0 | 0 |  |  |  |  | 0 | 0 | 0 | 0 | 1 | 0 | 0 | 0 |  | 1 | 1 | 1 | #VALUE! | 1 | #VALUE! | 0 | 0 | 0 | 0 | 0 | 0 | 0 | 0 | 0 | 0 | 0 | 0 | 0 | 0 | 0 | 0 | 0 | 0 | 0 | 0 | 0 | 0 | 0 | 0 | 0
Wednesday | 6 | 15 | 22 | 3982 | 0 | 0 | 0 | 0 | 0 | 0 | 0 | 0 | 0 | 0 | 0 | 0 | 0 | 0 | 0 | 0 | 0 | 0 | 0 | 0 | 0 |  | 0 | 0 | 0 | 0 | 0 | 0 | 0 | 0 |  |  |  |  | 0 | 0 | 0 | 0 | 1 | 0 | 0 | 0 |  | 1 | 1 | 1 | #VALUE! | 1 | #VALUE! | 0 | 0 | 0 | 0 | 0 | 0 | 0 | 0 | 0 | 0 | 0 | 0 | 0 | 0 | 0 | 0 | 0 | 0 | 0 | 0 | 0 | 0 | 0 | 0 | 0
Wednesday | 6 | 15 | 23 | 3983 | 0 | 0 | 0 | 0 | 0 | 0 | 0 | 0 | 0 | 0 | 0 | 0 | 0 | 0 | 0 | 0 | 0 | 0 | 0 | 0 | 0 |  | 0 | 0 | 0 | 0 | 0 | 0 | 0 | 0 |  |  |  |  | 0 | 0 | 0 | 0 | 0 | 1 | 0 | 0 |  | 1 | 1 | 1 | 1 | 1 | 1 | 0 | 0 | 0 | 0 | 0 | 0 | 0 | 0 | 0 | 0 | 0 | 0 | 0 | 0 | 0 | 0 | 0 | 0 | 0 | 0 | 0 | 0 | 0 | 0 | 0
Wednesday | 6 | 15 | 24 | 3984 | 0 | 0 | 0 | 0 | 0 | 0 | 0 | 0 | 0 | 0 | 0 | 0 | 0 | 0 | 0 | 0 | 0 | 0 | 0 | 0 | 0 |  | 0 | 0 | 0 | 0 | 0 | 0 | 0 | 0 |  |  |  |  | 0 | 0 | 0 | 0 | 0 | 1 | 0 | 0 |  | 1 | 1 | 1 | 1 | 1 | 1 | 0 | 0 | 0 | 0 | 0 | 0 | 0 | 0 | 0 | 0 | 0 | 0 | 0 | 0 | 0 | 0 | 0 | 0 | 0 | 0 | 0 | 0 | 0 | 0 | 0
Thursday | 6 | 16 | 1 | 3985 | 0 | 0 | 0 | 0 | 0 | 0 | 0 | 0 | 0 | 0 | 0 | 0 | 0 | 0 | 0 | 0 | 0 | 0 | 0 | 0 | 0 |  | 0 | 0 | 0 | 0 | 0 | 0 | 0 | 0 |  |  |  |  | 0 | 0 | 0 | 0 | 0 | 1 | 0 | 0 |  | 1 | 1 | 1 | 1 | 1 | 1 | 0 | 0 | 0 | 0 | 0 | 0 | 0 | 0 | 0 | 0 | 0 | 0 | 0 | 0 | 0 | 0 | 0 | 0 | 0 | 0 | 0 | 0 | 0 | 0 | 0
Thursday | 6 | 16 | 2 | 3986 | 0 | 0 | 0 | 0 | 0 | 0 | 0 | 0 | 0 | 0 | 0 | 0 | 0 | 0 | 0 | 0 | 0 | 0 | 0 | 0 | 0 |  | 0 | 0 | 0 | 0 | 0 | 0 | 0 | 0 |  |  |  |  | 0 | 0 | 0 | 0 | 0 | 1 | 0 | 0 |  | 1 | 1 | 1 | 1 | 1 | 1 | 0 | 0 | 0 | 0 | 0 | 0 | 0 | 0 | 0 | 0 | 0 | 0 | 0 | 0 | 0 | 0 | 0 | 0 | 0 | 0 | 0 | 0 | 0 | 0 | 0
Thursday | 6 | 16 | 3 | 3987 | 0 | 0 | 0 | 0 | 0 | 0 | 0 | 0 | 0 | 0 | 0 | 0 | 0 | 0 | 0 | 0 | 0 | 0 | 0 | 0 | 0 |  | 0 | 0 | 0 | 0 | 0 | 0 | 0 | 0 |  |  |  |  | 0 | 0 | 0 | 0 | 0 | 1 | 0 | 0 |  | 1 | 1 | 1 | 1 | 1 | 1 | 0 | 0 | 0 | 0 | 0 | 0 | 0 | 0 | 0 | 0 | 0 | 0 | 0 | 0 | 0 | 0 | 0 | 0 | 0 | 0 | 0 | 0 | 0 | 0 | 0
Thursday | 6 | 16 | 4 | 3988 | 0 | 0 | 0 | 0 | 0 | 0 | 0 | 0 | 0 | 0 | 0 | 0 | 0 | 0 | 0 | 0 | 0 | 0 | 0 | 0 | 0 |  | 0 | 0 | 0 | 0 | 0 | 0 | 0 | 0 |  |  |  |  | 0 | 0 | 0 | 0 | 0 | 1 | 0 | 0 |  | 1 | 1 | 1 | 1 | 1 | 1 | 0 | 0 | 0 | 0 | 0 | 0 | 0 | 0 | 0 | 0 | 0 | 0 | 0 | 0 | 0 | 0 | 0 | 0 | 0 | 0 | 0 | 0 | 0 | 0 | 0
Thursday | 6 | 16 | 5 | 3989 | 0 | 0 | 0 | 0 | 0 | 0 | 0 | 0 | 0 | 0 | 0 | 0 | 0 | 0 | 0 | 0 | 0 | 0 | 0 | 0 | 0 |  | 0 | 0 | 0 | 0 | 0 | 0 | 0 | 0 |  |  |  |  | 0 | 0 | 0 | 0 | 0 | 1 | 0 | 0 |  | 1 | 1 | 1 | 1 | 1 | 1 | 0 | 0 | 0 | 0 | 0 | 0 | 0 | 0 | 0 | 0 | 0 | 0 | 0 | 0 | 0 | 0 | 0 | 0 | 0 | 0 | 0 | 0 | 0 | 0 | 0
Thursday | 6 | 16 | 6 | 3990 | 0 | 0 | 0 | 0 | 0 | 0 | 0 | 0 | 0 | 0 | 0 | 0 | 0 | 0 | 0 | 0 | 0 | 0 | 0 | 0 | 0 |  | 0 | 0 | 0 | 0 | 0 | 0 | 0 | 0 |  |  |  |  | 0 | 0 | 0 | 0 | 0 | 1 | 0 | 0 |  | 1 | 1 | 1 | 1 | 1 | 1 | 0 | 0 | 0 | 0 | 0 | 0 | 0 | 0 | 0 | 0 | 0 | 0 | 0 | 0 | 0 | 0 | 0 | 0 | 0 | 0 | 0 | 0 | 0 | 0 | 0
Thursday | 6 | 16 | 7 | 3991 | 0 | 0 | 0 | 0 | 0 | 0 | 0 | 0 | 0 | 0 | 0 | 0 | 0 | 0 | 0 | 0 | 0 | 0 | 0 | 0 | 0 |  | 0 | 0 | 0 | 0 | 0 | 0 | 0 | 0 |  |  |  |  | 0 | 0 | 0 | 0 | 0 | 1 | 0 | 0 |  | 1 | 1 | 1 | 1 | 1 | 1 | 0 | 0 | 0 | 0 | 0 | 0 | 0 | 0 | 0 | 0 | 0 | 0 | 0 | 0 | 0 | 0 | 0 | 0 | 0 | 0 | 0 | 0 | 0 | 0 | 0
Thursday | 6 | 16 | 8 | 3992 | 0 | 0 | 0 | 0 | 0 | 0 | 0 | 0 | 0 | 0 | 0 | 0 | 0 | 0 | 0 | 0 | 0 | 0 | 0 | 0 | 0 |  | 0 | 0 | 0 | 0 | 0 | 0 | 0 | 0 |  |  |  |  | 0 | 0 | 0 | 0 | 1 | 0 | 0 | 0 |  | 1 | 1 | 1 | #VALUE! | 1 | #VALUE! | 0 | 0 | 0 | 0 | 0 | 0 | 0 | 0 | 0 | 0 | 0 | 0 | 0 | 0 | 0 | 0 | 0 | 0 | 0 | 0 | 0 | 0 | 0 | 0 | 0
Thursday | 6 | 16 | 9 | 3993 | 0 | 0 | 0 | 0 | 0 | 0 | 0 | 0 | 0 | 0 | 0 | 0 | 0 | 0 | 0 | 0 | 0 | 0 | 0 | 0 | 0 |  | 0 | 0 | 0 | 0 | 0 | 0 | 0 | 0 |  |  |  |  | 0 | 0 | 0 | 0 | 1 | 0 | 0 | 0 |  | 1 | 1 | 1 | #VALUE! | 1 | #VALUE! | 0 | 0 | 0 | 0 | 0 | 0 | 0 | 0 | 0 | 0 | 0 | 0 | 0 | 0 | 0 | 0 | 0 | 0 | 0 | 0 | 0 | 0 | 0 | 0 | 0
Thursday | 6 | 16 | 10 | 3994 | 0 | 0 | 0 | 0 | 0 | 0 | 0 | 0 | 0 | 0 | 0 | 0 | 0 | 0 | 0 | 0 | 0 | 0 | 0 | 0 | 0 |  | 0 | 0 | 0 | 0 | 0 | 0 | 0 | 0 |  |  |  |  | 0 | 0 | 0 | 0 | 1 | 0 | 0 | 0 |  | 1 | 1 | 1 | #VALUE! | 1 | #VALUE! | 0 | 0 | 0 | 0 | 0 | 0 | 0 | 0 | 0 | 0 | 0 | 0 | 0 | 0 | 0 | 0 | 0 | 0 | 0 | 0 | 0 | 0 | 0 | 0 | 0
Thursday | 6 | 16 | 11 | 3995 | 0 | 0 | 0 | 0 | 0 | 0 | 0 | 0 | 0 | 0 | 0 | 0 | 0 | 0 | 0 | 0 | 0 | 0 | 0 | 0 | 0 |  | 0 | 0 | 0 | 0 | 0 | 0 | 0 | 0 |  |  |  |  | 0 | 0 | 0 | 0 | 1 | 0 | 0 | 0 |  | 1 | 1 | 1 | #VALUE! | 1 | #VALUE! | 0 | 0 | 0 | 0 | 0 | 0 | 0 | 0 | 0 | 0 | 0 | 0 | 0 | 0 | 0 | 0 | 0 | 0 | 0 | 0 | 0 | 0 | 0 | 0 | 0
Thursday | 6 | 16 | 12 | 3996 | 0 | 0 | 0 | 0 | 0 | 0 | 0 | 0 | 0 | 0 | 0 | 0 | 0 | 0 | 0 | 0 | 0 | 0 | 0 | 0 | 0 |  | 0 | 0 | 0 | 0 | 0 | 0 | 0 | 0 |  |  |  |  | 0 | 0 | 0 | 0 | 1 | 0 | 0 | 0 |  | 1 | 1 | 1 | #VALUE! | 1 | #VALUE! | 0 | 0 | 0 | 0 | 0 | 0 | 0 | 0 | 0 | 0 | 0 | 0 | 0 | 0 | 0 | 0 | 0 | 0 | 0 | 0 | 0 | 0 | 0 | 0 | 0
Thursday | 6 | 16 | 13 | 3997 | 0 | 0 | 0 | 0 | 0 | 0 | 0 | 0 | 0 | 0 | 0 | 0 | 0 | 0 | 0 | 0 | 0 | 0 | 0 | 0 | 0 |  | 0 | 0 | 0 | 0 | 0 | 0 | 0 | 0 |  |  |  |  | 0 | 0 | 0 | 0 | 1 | 0 | 0 | 0 |  | 1 | 1 | 1 | #VALUE! | 1 | #VALUE! | 0 | 0 | 0 | 0 | 0 | 0 | 0 | 0 | 0 | 0 | 0 | 0 | 0 | 0 | 0 | 0 | 0 | 0 | 0 | 0 | 0 | 0 | 0 | 0 | 0
Thursday | 6 | 16 | 14 | 3998 | 0 | 0 | 0 | 0 | 0 | 0 | 0 | 0 | 0 | 0 | 0 | 0 | 0 | 0 | 0 | 0 | 0 | 0 | 0 | 0 | 0 |  | 0 | 0 | 0 | 0 | 0 | 0 | 0 | 0 |  |  |  |  | 0 | 0 | 0 | 1 | 0 | 0 | 0 | 0 |  | 1 | 1 | #VALUE! | 1 | 1 | #VALUE! | 0 | 0 | 0 | 0 | 0 | 0 | 0 | 0 | 0 | 0 | 0 | 0 | 0 | 0 | 0 | 0 | 0 | 0 | 0 | 0 | 0 | 0 | 0 | 0 | 0
Thursday | 6 | 16 | 15 | 3999 | 0 | 0 | 0 | 0 | 0 | 0 | 0 | 0 | 0 | 0 | 0 | 0 | 0 | 0 | 0 | 0 | 0 | 0 | 0 | 0 | 0 |  | 0 | 0 | 0 | 0 | 0 | 0 | 0 | 0 |  |  |  |  | 0 | 0 | 0 | 1 | 0 | 0 | 0 | 0 |  | 1 | 1 | #VALUE! | 1 | 1 | #VALUE! | 0 | 0 | 0 | 0 | 0 | 0 | 0 | 0 | 0 | 0 | 0 | 0 | 0 | 0 | 0 | 0 | 0 | 0 | 0 | 0 | 0 | 0 | 0 | 0 | 0
Thursday | 6 | 16 | 16 | 4000 | 0 | 0 | 0 | 0 | 0 | 0 | 0 | 0 | 0 | 0 | 0 | 0 | 0 | 0 | 0 | 0 | 0 | 0 | 0 | 0 | 0 |  | 0 | 0 | 0 | 0 | 0 | 0 | 0 | 0 |  |  |  |  | 0 | 0 | 0 | 1 | 0 | 0 | 0 | 0 |  | 1 | 1 | #VALUE! | 1 | 1 | #VALUE! | 0 | 0 | 0 | 0 | 0 | 0 | 0 | 0 | 0 | 0 | 0 | 0 | 0 | 0 | 0 | 0 | 0 | 0 | 0 | 0 | 0 | 0 | 0 | 0 | 0
Thursday | 6 | 16 | 17 | 4001 | 0 | 0 | 0 | 0 | 0 | 0 | 0 | 0 | 0 | 0 | 0 | 0 | 0 | 0 | 0 | 0 | 0 | 0 | 0 | 0 | 0 |  | 0 | 0 | 0 | 0 | 0 | 0 | 0 | 0 |  |  |  |  | 0 | 0 | 0 | 1 | 0 | 0 | 0 | 0 |  | 1 | 1 | #VALUE! | 1 | 1 | #VALUE! | 0 | 0 | 0 | 0 | 0 | 0 | 0 | 0 | 0 | 0 | 0 | 0 | 0 | 0 | 0 | 0 | 0 | 0 | 0 | 0 | 0 | 0 | 0 | 0 | 0
Thursday | 6 | 16 | 18 | 4002 | 0 | 0 | 0 | 0 | 0 | 0 | 0 | 0 | 0 | 0 | 0 | 0 | 0 | 0 | 0 | 0 | 0 | 0 | 0 | 0 | 0 |  | 0 | 0 | 0 | 0 | 0 | 0 | 0 | 0 |  |  |  |  | 0 | 0 | 0 | 1 | 0 | 0 | 0 | 0 |  | 1 | 1 | #VALUE! | 1 | 1 | #VALUE! | 0 | 0 | 0 | 0 | 0 | 0 | 0 | 0 | 0 | 0 | 0 | 0 | 0 | 0 | 0 | 0 | 0 | 0 | 0 | 0 | 0 | 0 | 0 | 0 | 0
Thursday | 6 | 16 | 19 | 4003 | 0 | 0 | 0 | 0 | 0 | 0 | 0 | 0 | 0 | 0 | 0 | 0 | 0 | 0 | 0 | 0 | 0 | 0 | 0 | 0 | 0 |  | 0 | 0 | 0 | 0 | 0 | 0 | 0 | 0 |  |  |  |  | 0 | 0 | 0 | 1 | 0 | 0 | 0 | 0 |  | 1 | 1 | #VALUE! | 1 | 1 | #VALUE! | 0 | 0 | 0 | 0 | 0 | 0 | 0 | 0 | 0 | 0 | 0 | 0 | 0 | 0 | 0 | 0 | 0 | 0 | 0 | 0 | 0 | 0 | 0 | 0 | 0
Thursday | 6 | 16 | 20 | 4004 | 0 | 0 | 0 | 0 | 0 | 0 | 0 | 0 | 0 | 0 | 0 | 0 | 0 | 0 | 0 | 0 | 0 | 0 | 0 | 0 | 0 |  | 0 | 0 | 0 | 0 | 0 | 0 | 0 | 0 |  |  |  |  | 0 | 0 | 0 | 0 | 1 | 0 | 0 | 0 |  | 1 | 1 | 1 | #VALUE! | 1 | #VALUE! | 0 | 0 | 0 | 0 | 0 | 0 | 0 | 0 | 0 | 0 | 0 | 0 | 0 | 0 | 0 | 0 | 0 | 0 | 0 | 0 | 0 | 0 | 0 | 0 | 0
Thursday | 6 | 16 | 21 | 4005 | 0 | 0 | 0 | 0 | 0 | 0 | 0 | 0 | 0 | 0 | 0 | 0 | 0 | 0 | 0 | 0 | 0 | 0 | 0 | 0 | 0 |  | 0 | 0 | 0 | 0 | 0 | 0 | 0 | 0 |  |  |  |  | 0 | 0 | 0 | 0 | 1 | 0 | 0 | 0 |  | 1 | 1 | 1 | #VALUE! | 1 | #VALUE! | 0 | 0 | 0 | 0 | 0 | 0 | 0 | 0 | 0 | 0 | 0 | 0 | 0 | 0 | 0 | 0 | 0 | 0 | 0 | 0 | 0 | 0 | 0 | 0 | 0
Thursday | 6 | 16 | 22 | 4006 | 0 | 0 | 0 | 0 | 0 | 0 | 0 | 0 | 0 | 0 | 0 | 0 | 0 | 0 | 0 | 0 | 0 | 0 | 0 | 0 | 0 |  | 0 | 0 | 0 | 0 | 0 | 0 | 0 | 0 |  |  |  |  | 0 | 0 | 0 | 0 | 1 | 0 | 0 | 0 |  | 1 | 1 | 1 | #VALUE! | 1 | #VALUE! | 0 | 0 | 0 | 0 | 0 | 0 | 0 | 0 | 0 | 0 | 0 | 0 | 0 | 0 | 0 | 0 | 0 | 0 | 0 | 0 | 0 | 0 | 0 | 0 | 0
Thursday | 6 | 16 | 23 | 4007 | 0 | 0 | 0 | 0 | 0 | 0 | 0 | 0 | 0 | 0 | 0 | 0 | 0 | 0 | 0 | 0 | 0 | 0 | 0 | 0 | 0 |  | 0 | 0 | 0 | 0 | 0 | 0 | 0 | 0 |  |  |  |  | 0 | 0 | 0 | 0 | 0 | 1 | 0 | 0 |  | 1 | 1 | 1 | 1 | 1 | 1 | 0 | 0 | 0 | 0 | 0 | 0 | 0 | 0 | 0 | 0 | 0 | 0 | 0 | 0 | 0 | 0 | 0 | 0 | 0 | 0 | 0 | 0 | 0 | 0 | 0
Thursday | 6 | 16 | 24 | 4008 | 0 | 0 | 0 | 0 | 0 | 0 | 0 | 0 | 0 | 0 | 0 | 0 | 0 | 0 | 0 | 0 | 0 | 0 | 0 | 0 | 0 |  | 0 | 0 | 0 | 0 | 0 | 0 | 0 | 0 |  |  |  |  | 0 | 0 | 0 | 0 | 0 | 1 | 0 | 0 |  | 1 | 1 | 1 | 1 | 1 | 1 | 0 | 0 | 0 | 0 | 0 | 0 | 0 | 0 | 0 | 0 | 0 | 0 | 0 | 0 | 0 | 0 | 0 | 0 | 0 | 0 | 0 | 0 | 0 | 0 | 0
Friday | 6 | 17 | 1 | 4009 | 0 | 0 | 0 | 0 | 0 | 0 | 0 | 0 | 0 | 0 | 0 | 0 | 0 | 0 | 0 | 0 | 0 | 0 | 0 | 0 | 0 |  | 0 | 0 | 0 | 0 | 0 | 0 | 0 | 0 |  |  |  |  | 0 | 0 | 0 | 0 | 0 | 1 | 0 | 0 |  | 1 | 1 | 1 | 1 | 1 | 1 | 0 | 0 | 0 | 0 | 0 | 0 | 0 | 0 | 0 | 0 | 0 | 0 | 0 | 0 | 0 | 0 | 0 | 0 | 0 | 0 | 0 | 0 | 0 | 0 | 0
Friday | 6 | 17 | 2 | 4010 | 0 | 0 | 0 | 0 | 0 | 0 | 0 | 0 | 0 | 0 | 0 | 0 | 0 | 0 | 0 | 0 | 0 | 0 | 0 | 0 | 0 |  | 0 | 0 | 0 | 0 | 0 | 0 | 0 | 0 |  |  |  |  | 0 | 0 | 0 | 0 | 0 | 1 | 0 | 0 |  | 1 | 1 | 1 | 1 | 1 | 1 | 0 | 0 | 0 | 0 | 0 | 0 | 0 | 0 | 0 | 0 | 0 | 0 | 0 | 0 | 0 | 0 | 0 | 0 | 0 | 0 | 0 | 0 | 0 | 0 | 0
Friday | 6 | 17 | 3 | 4011 | 0 | 0 | 0 | 0 | 0 | 0 | 0 | 0 | 0 | 0 | 0 | 0 | 0 | 0 | 0 | 0 | 0 | 0 | 0 | 0 | 0 |  | 0 | 0 | 0 | 0 | 0 | 0 | 0 | 0 |  |  |  |  | 0 | 0 | 0 | 0 | 0 | 1 | 0 | 0 |  | 1 | 1 | 1 | 1 | 1 | 1 | 0 | 0 | 0 | 0 | 0 | 0 | 0 | 0 | 0 | 0 | 0 | 0 | 0 | 0 | 0 | 0 | 0 | 0 | 0 | 0 | 0 | 0 | 0 | 0 | 0
Friday | 6 | 17 | 4 | 4012 | 0 | 0 | 0 | 0 | 0 | 0 | 0 | 0 | 0 | 0 | 0 | 0 | 0 | 0 | 0 | 0 | 0 | 0 | 0 | 0 | 0 |  | 0 | 0 | 0 | 0 | 0 | 0 | 0 | 0 |  |  |  |  | 0 | 0 | 0 | 0 | 0 | 1 | 0 | 0 |  | 1 | 1 | 1 | 1 | 1 | 1 | 0 | 0 | 0 | 0 | 0 | 0 | 0 | 0 | 0 | 0 | 0 | 0 | 0 | 0 | 0 | 0 | 0 | 0 | 0 | 0 | 0 | 0 | 0 | 0 | 0
Friday | 6 | 17 | 5 | 4013 | 0 | 0 | 0 | 0 | 0 | 0 | 0 | 0 | 0 | 0 | 0 | 0 | 0 | 0 | 0 | 0 | 0 | 0 | 0 | 0 | 0 |  | 0 | 0 | 0 | 0 | 0 | 0 | 0 | 0 |  |  |  |  | 0 | 0 | 0 | 0 | 0 | 1 | 0 | 0 |  | 1 | 1 | 1 | 1 | 1 | 1 | 0 | 0 | 0 | 0 | 0 | 0 | 0 | 0 | 0 | 0 | 0 | 0 | 0 | 0 | 0 | 0 | 0 | 0 | 0 | 0 | 0 | 0 | 0 | 0 | 0
Friday | 6 | 17 | 6 | 4014 | 0 | 0 | 0 | 0 | 0 | 0 | 0 | 0 | 0 | 0 | 0 | 0 | 0 | 0 | 0 | 0 | 0 | 0 | 0 | 0 | 0 |  | 0 | 0 | 0 | 0 | 0 | 0 | 0 | 0 |  |  |  |  | 0 | 0 | 0 | 0 | 0 | 1 | 0 | 0 |  | 1 | 1 | 1 | 1 | 1 | 1 | 0 | 0 | 0 | 0 | 0 | 0 | 0 | 0 | 0 | 0 | 0 | 0 | 0 | 0 | 0 | 0 | 0 | 0 | 0 | 0 | 0 | 0 | 0 | 0 | 0
Friday | 6 | 17 | 7 | 4015 | 0 | 0 | 0 | 0 | 0 | 0 | 0 | 0 | 0 | 0 | 0 | 0 | 0 | 0 | 0 | 0 | 0 | 0 | 0 | 0 | 0 |  | 0 | 0 | 0 | 0 | 0 | 0 | 0 | 0 |  |  |  |  | 0 | 0 | 0 | 0 | 0 | 1 | 0 | 0 |  | 1 | 1 | 1 | 1 | 1 | 1 | 0 | 0 | 0 | 0 | 0 | 0 | 0 | 0 | 0 | 0 | 0 | 0 | 0 | 0 | 0 | 0 | 0 | 0 | 0 | 0 | 0 | 0 | 0 | 0 | 0
Friday | 6 | 17 | 8 | 4016 | 0 | 0 | 0 | 0 | 0 | 0 | 0 | 0 | 0 | 0 | 0 | 0 | 0 | 0 | 0 | 0 | 0 | 0 | 0 | 0 | 0 |  | 0 | 0 | 0 | 0 | 0 | 0 | 0 | 0 |  |  |  |  | 0 | 0 | 0 | 0 | 1 | 0 | 0 | 0 |  | 1 | 1 | 1 | #VALUE! | 1 | #VALUE! | 0 | 0 | 0 | 0 | 0 | 0 | 0 | 0 | 0 | 0 | 0 | 0 | 0 | 0 | 0 | 0 | 0 | 0 | 0 | 0 | 0 | 0 | 0 | 0 | 0
Friday | 6 | 17 | 9 | 4017 | 0 | 0 | 0 | 0 | 0 | 0 | 0 | 0 | 0 | 0 | 0 | 0 | 0 | 0 | 0 | 0 | 0 | 0 | 0 | 0 | 0 |  | 0 | 0 | 0 | 0 | 0 | 0 | 0 | 0 |  |  |  |  | 0 | 0 | 0 | 0 | 1 | 0 | 0 | 0 |  | 1 | 1 | 1 | #VALUE! | 1 | #VALUE! | 0 | 0 | 0 | 0 | 0 | 0 | 0 | 0 | 0 | 0 | 0 | 0 | 0 | 0 | 0 | 0 | 0 | 0 | 0 | 0 | 0 | 0 | 0 | 0 | 0
Friday | 6 | 17 | 10 | 4018 | 0 | 0 | 0 | 0 | 0 | 0 | 0 | 0 | 0 | 0 | 0 | 0 | 0 | 0 | 0 | 0 | 0 | 0 | 0 | 0 | 0 |  | 0 | 0 | 0 | 0 | 0 | 0 | 0 | 0 |  |  |  |  | 0 | 0 | 0 | 0 | 1 | 0 | 0 | 0 |  | 1 | 1 | 1 | #VALUE! | 1 | #VALUE! | 0 | 0 | 0 | 0 | 0 | 0 | 0 | 0 | 0 | 0 | 0 | 0 | 0 | 0 | 0 | 0 | 0 | 0 | 0 | 0 | 0 | 0 | 0 | 0 | 0
Friday | 6 | 17 | 11 | 4019 | 0 | 0 | 0 | 0 | 0 | 0 | 0 | 0 | 0 | 0 | 0 | 0 | 0 | 0 | 0 | 0 | 0 | 0 | 0 | 0 | 0 |  | 0 | 0 | 0 | 0 | 0 | 0 | 0 | 0 |  |  |  |  | 0 | 0 | 0 | 0 | 1 | 0 | 0 | 0 |  | 1 | 1 | 1 | #VALUE! | 1 | #VALUE! | 0 | 0 | 0 | 0 | 0 | 0 | 0 | 0 | 0 | 0 | 0 | 0 | 0 | 0 | 0 | 0 | 0 | 0 | 0 | 0 | 0 | 0 | 0 | 0 | 0
Friday | 6 | 17 | 12 | 4020 | 0 | 0 | 0 | 0 | 0 | 0 | 0 | 0 | 0 | 0 | 0 | 0 | 0 | 0 | 0 | 0 | 0 | 0 | 0 | 0 | 0 |  | 0 | 0 | 0 | 0 | 0 | 0 | 0 | 0 |  |  |  |  | 0 | 0 | 0 | 0 | 1 | 0 | 0 | 0 |  | 1 | 1 | 1 | #VALUE! | 1 | #VALUE! | 0 | 0 | 0 | 0 | 0 | 0 | 0 | 0 | 0 | 0 | 0 | 0 | 0 | 0 | 0 | 0 | 0 | 0 | 0 | 0 | 0 | 0 | 0 | 0 | 0
Friday | 6 | 17 | 13 | 4021 | 0 | 0 | 0 | 0 | 0 | 0 | 0 | 0 | 0 | 0 | 0 | 0 | 0 | 0 | 0 | 0 | 0 | 0 | 0 | 0 | 0 |  | 0 | 0 | 0 | 0 | 0 | 0 | 0 | 0 |  |  |  |  | 0 | 0 | 0 | 0 | 1 | 0 | 0 | 0 |  | 1 | 1 | 1 | #VALUE! | 1 | #VALUE! | 0 | 0 | 0 | 0 | 0 | 0 | 0 | 0 | 0 | 0 | 0 | 0 | 0 | 0 | 0 | 0 | 0 | 0 | 0 | 0 | 0 | 0 | 0 | 0 | 0
Friday | 6 | 17 | 14 | 4022 | 0 | 0 | 0 | 0 | 0 | 0 | 0 | 0 | 0 | 0 | 0 | 0 | 0 | 0 | 0 | 0 | 0 | 0 | 0 | 0 | 0 |  | 0 | 0 | 0 | 0 | 0 | 0 | 0 | 0 |  |  |  |  | 0 | 0 | 0 | 1 | 0 | 0 | 0 | 0 |  | 1 | 1 | #VALUE! | 1 | 1 | #VALUE! | 0 | 0 | 0 | 0 | 0 | 0 | 0 | 0 | 0 | 0 | 0 | 0 | 0 | 0 | 0 | 0 | 0 | 0 | 0 | 0 | 0 | 0 | 0 | 0 | 0
Friday | 6 | 17 | 15 | 4023 | 0 | 0 | 0 | 0 | 0 | 0 | 0 | 0 | 0 | 0 | 0 | 0 | 0 | 0 | 0 | 0 | 0 | 0 | 0 | 0 | 0 |  | 0 | 0 | 0 | 0 | 0 | 0 | 0 | 0 |  |  |  |  | 0 | 0 | 0 | 1 | 0 | 0 | 0 | 0 |  | 1 | 1 | #VALUE! | 1 | 1 | #VALUE! | 0 | 0 | 0 | 0 | 0 | 0 | 0 | 0 | 0 | 0 | 0 | 0 | 0 | 0 | 0 | 0 | 0 | 0 | 0 | 0 | 0 | 0 | 0 | 0 | 0
Friday | 6 | 17 | 16 | 4024 | 0 | 0 | 0 | 0 | 0 | 0 | 0 | 0 | 0 | 0 | 0 | 0 | 0 | 0 | 0 | 0 | 0 | 0 | 0 | 0 | 0 |  | 0 | 0 | 0 | 0 | 0 | 0 | 0 | 0 |  |  |  |  | 0 | 0 | 0 | 1 | 0 | 0 | 0 | 0 |  | 1 | 1 | #VALUE! | 1 | 1 | #VALUE! | 0 | 0 | 0 | 0 | 0 | 0 | 0 | 0 | 0 | 0 | 0 | 0 | 0 | 0 | 0 | 0 | 0 | 0 | 0 | 0 | 0 | 0 | 0 | 0 | 0
Friday | 6 | 17 | 17 | 4025 | 0 | 0 | 0 | 0 | 0 | 0 | 0 | 0 | 0 | 0 | 0 | 0 | 0 | 0 | 0 | 0 | 0 | 0 | 0 | 0 | 0 |  | 0 | 0 | 0 | 0 | 0 | 0 | 0 | 0 |  |  |  |  | 0 | 0 | 0 | 1 | 0 | 0 | 0 | 0 |  | 1 | 1 | #VALUE! | 1 | 1 | #VALUE! | 0 | 0 | 0 | 0 | 0 | 0 | 0 | 0 | 0 | 0 | 0 | 0 | 0 | 0 | 0 | 0 | 0 | 0 | 0 | 0 | 0 | 0 | 0 | 0 | 0
Friday | 6 | 17 | 18 | 4026 | 0 | 0 | 0 | 0 | 0 | 0 | 0 | 0 | 0 | 0 | 0 | 0 | 0 | 0 | 0 | 0 | 0 | 0 | 0 | 0 | 0 |  | 0 | 0 | 0 | 0 | 0 | 0 | 0 | 0 |  |  |  |  | 0 | 0 | 0 | 1 | 0 | 0 | 0 | 0 |  | 1 | 1 | #VALUE! | 1 | 1 | #VALUE! | 0 | 0 | 0 | 0 | 0 | 0 | 0 | 0 | 0 | 0 | 0 | 0 | 0 | 0 | 0 | 0 | 0 | 0 | 0 | 0 | 0 | 0 | 0 | 0 | 0
Friday | 6 | 17 | 19 | 4027 | 0 | 0 | 0 | 0 | 0 | 0 | 0 | 0 | 0 | 0 | 0 | 0 | 0 | 0 | 0 | 0 | 0 | 0 | 0 | 0 | 0 |  | 0 | 0 | 0 | 0 | 0 | 0 | 0 | 0 |  |  |  |  | 0 | 0 | 0 | 1 | 0 | 0 | 0 | 0 |  | 1 | 1 | #VALUE! | 1 | 1 | #VALUE! | 0 | 0 | 0 | 0 | 0 | 0 | 0 | 0 | 0 | 0 | 0 | 0 | 0 | 0 | 0 | 0 | 0 | 0 | 0 | 0 | 0 | 0 | 0 | 0 | 0
Friday | 6 | 17 | 20 | 4028 | 0 | 0 | 0 | 0 | 0 | 0 | 0 | 0 | 0 | 0 | 0 | 0 | 0 | 0 | 0 | 0 | 0 | 0 | 0 | 0 | 0 |  | 0 | 0 | 0 | 0 | 0 | 0 | 0 | 0 |  |  |  |  | 0 | 0 | 0 | 0 | 1 | 0 | 0 | 0 |  | 1 | 1 | 1 | #VALUE! | 1 | #VALUE! | 0 | 0 | 0 | 0 | 0 | 0 | 0 | 0 | 0 | 0 | 0 | 0 | 0 | 0 | 0 | 0 | 0 | 0 | 0 | 0 | 0 | 0 | 0 | 0 | 0
Friday | 6 | 17 | 21 | 4029 | 0 | 0 | 0 | 0 | 0 | 0 | 0 | 0 | 0 | 0 | 0 | 0 | 0 | 0 | 0 | 0 | 0 | 0 | 0 | 0 | 0 |  | 0 | 0 | 0 | 0 | 0 | 0 | 0 | 0 |  |  |  |  | 0 | 0 | 0 | 0 | 1 | 0 | 0 | 0 |  | 1 | 1 | 1 | #VALUE! | 1 | #VALUE! | 0 | 0 | 0 | 0 | 0 | 0 | 0 | 0 | 0 | 0 | 0 | 0 | 0 | 0 | 0 | 0 | 0 | 0 | 0 | 0 | 0 | 0 | 0 | 0 | 0
Friday | 6 | 17 | 22 | 4030 | 0 | 0 | 0 | 0 | 0 | 0 | 0 | 0 | 0 | 0 | 0 | 0 | 0 | 0 | 0 | 0 | 0 | 0 | 0 | 0 | 0 |  | 0 | 0 | 0 | 0 | 0 | 0 | 0 | 0 |  |  |  |  | 0 | 0 | 0 | 0 | 1 | 0 | 0 | 0 |  | 1 | 1 | 1 | #VALUE! | 1 | #VALUE! | 0 | 0 | 0 | 0 | 0 | 0 | 0 | 0 | 0 | 0 | 0 | 0 | 0 | 0 | 0 | 0 | 0 | 0 | 0 | 0 | 0 | 0 | 0 | 0 | 0
Friday | 6 | 17 | 23 | 4031 | 0 | 0 | 0 | 0 | 0 | 0 | 0 | 0 | 0 | 0 | 0 | 0 | 0 | 0 | 0 | 0 | 0 | 0 | 0 | 0 | 0 |  | 0 | 0 | 0 | 0 | 0 | 0 | 0 | 0 |  |  |  |  | 0 | 0 | 0 | 0 | 0 | 1 | 0 | 0 |  | 1 | 1 | 1 | 1 | 1 | 1 | 0 | 0 | 0 | 0 | 0 | 0 | 0 | 0 | 0 | 0 | 0 | 0 | 0 | 0 | 0 | 0 | 0 | 0 | 0 | 0 | 0 | 0 | 0 | 0 | 0
Friday | 6 | 17 | 24 | 4032 | 0 | 0 | 0 | 0 | 0 | 0 | 0 | 0 | 0 | 0 | 0 | 0 | 0 | 0 | 0 | 0 | 0 | 0 | 0 | 0 | 0 |  | 0 | 0 | 0 | 0 | 0 | 0 | 0 | 0 |  |  |  |  | 0 | 0 | 0 | 0 | 0 | 1 | 0 | 0 |  | 1 | 1 | 1 | 1 | 1 | 1 | 0 | 0 | 0 | 0 | 0 | 0 | 0 | 0 | 0 | 0 | 0 | 0 | 0 | 0 | 0 | 0 | 0 | 0 | 0 | 0 | 0 | 0 | 0 | 0 | 0
Saturday | 6 | 18 | 1 | 4033 | 0 | 0 | 0 | 0 | 0 | 0 | 0 | 0 | 0 | 0 | 0 | 0 | 0 | 0 | 0 | 0 | 0 | 0 | 0 | 0 | 0 |  | 0 | 0 | 0 | 0 | 0 | 0 | 0 | 0 |  |  |  |  | 0 | 0 | 0 | 0 | 0 | 1 | 0 | 0 |  | 1 | 1 | 1 | 1 | 1 | 1 | 0 | 0 | 0 | 0 | 0 | 0 | 0 | 0 | 0 | 0 | 0 | 0 | 0 | 0 | 0 | 0 | 0 | 0 | 0 | 0 | 0 | 0 | 0 | 0 | 0
Saturday | 6 | 18 | 2 | 4034 | 0 | 0 | 0 | 0 | 0 | 0 | 0 | 0 | 0 | 0 | 0 | 0 | 0 | 0 | 0 | 0 | 0 | 0 | 0 | 0 | 0 |  | 0 | 0 | 0 | 0 | 0 | 0 | 0 | 0 |  |  |  |  | 0 | 0 | 0 | 0 | 0 | 1 | 0 | 0 |  | 1 | 1 | 1 | 1 | 1 | 1 | 0 | 0 | 0 | 0 | 0 | 0 | 0 | 0 | 0 | 0 | 0 | 0 | 0 | 0 | 0 | 0 | 0 | 0 | 0 | 0 | 0 | 0 | 0 | 0 | 0
Saturday | 6 | 18 | 3 | 4035 | 0 | 0 | 0 | 0 | 0 | 0 | 0 | 0 | 0 | 0 | 0 | 0 | 0 | 0 | 0 | 0 | 0 | 0 | 0 | 0 | 0 |  | 0 | 0 | 0 | 0 | 0 | 0 | 0 | 0 |  |  |  |  | 0 | 0 | 0 | 0 | 0 | 1 | 0 | 0 |  | 1 | 1 | 1 | 1 | 1 | 1 | 0 | 0 | 0 | 0 | 0 | 0 | 0 | 0 | 0 | 0 | 0 | 0 | 0 | 0 | 0 | 0 | 0 | 0 | 0 | 0 | 0 | 0 | 0 | 0 | 0
Saturday | 6 | 18 | 4 | 4036 | 0 | 0 | 0 | 0 | 0 | 0 | 0 | 0 | 0 | 0 | 0 | 0 | 0 | 0 | 0 | 0 | 0 | 0 | 0 | 0 | 0 |  | 0 | 0 | 0 | 0 | 0 | 0 | 0 | 0 |  |  |  |  | 0 | 0 | 0 | 0 | 0 | 1 | 0 | 0 |  | 1 | 1 | 1 | 1 | 1 | 1 | 0 | 0 | 0 | 0 | 0 | 0 | 0 | 0 | 0 | 0 | 0 | 0 | 0 | 0 | 0 | 0 | 0 | 0 | 0 | 0 | 0 | 0 | 0 | 0 | 0
Saturday | 6 | 18 | 5 | 4037 | 0 | 0 | 0 | 0 | 0 | 0 | 0 | 0 | 0 | 0 | 0 | 0 | 0 | 0 | 0 | 0 | 0 | 0 | 0 | 0 | 0 |  | 0 | 0 | 0 | 0 | 0 | 0 | 0 | 0 |  |  |  |  | 0 | 0 | 0 | 0 | 0 | 1 | 0 | 0 |  | 1 | 1 | 1 | 1 | 1 | 1 | 0 | 0 | 0 | 0 | 0 | 0 | 0 | 0 | 0 | 0 | 0 | 0 | 0 | 0 | 0 | 0 | 0 | 0 | 0 | 0 | 0 | 0 | 0 | 0 | 0
Saturday | 6 | 18 | 6 | 4038 | 0 | 0 | 0 | 0 | 0 | 0 | 0 | 0 | 0 | 0 | 0 | 0 | 0 | 0 | 0 | 0 | 0 | 0 | 0 | 0 | 0 |  | 0 | 0 | 0 | 0 | 0 | 0 | 0 | 0 |  |  |  |  | 0 | 0 | 0 | 0 | 0 | 1 | 0 | 0 |  | 1 | 1 | 1 | 1 | 1 | 1 | 0 | 0 | 0 | 0 | 0 | 0 | 0 | 0 | 0 | 0 | 0 | 0 | 0 | 0 | 0 | 0 | 0 | 0 | 0 | 0 | 0 | 0 | 0 | 0 | 0
Saturday | 6 | 18 | 7 | 4039 | 0 | 0 | 0 | 0 | 0 | 0 | 0 | 0 | 0 | 0 | 0 | 0 | 0 | 0 | 0 | 0 | 0 | 0 | 0 | 0 | 0 |  | 0 | 0 | 0 | 0 | 0 | 0 | 0 | 0 |  |  |  |  | 0 | 0 | 0 | 0 | 0 | 1 | 0 | 0 |  | 1 | 1 | 1 | 1 | 1 | 1 | 0 | 0 | 0 | 0 | 0 | 0 | 0 | 0 | 0 | 0 | 0 | 0 | 0 | 0 | 0 | 0 | 0 | 0 | 0 | 0 | 0 | 0 | 0 | 0 | 0
Saturday | 6 | 18 | 8 | 4040 | 0 | 0 | 0 | 0 | 0 | 0 | 0 | 0 | 0 | 0 | 0 | 0 | 0 | 0 | 0 | 0 | 0 | 0 | 0 | 0 | 0 |  | 0 | 0 | 0 | 0 | 0 | 0 | 0 | 0 |  |  |  |  | 0 | 0 | 0 | 0 | 0 | 1 | 0 | 0 |  | 1 | 1 | 1 | 1 | 1 | 1 | 0 | 0 | 0 | 0 | 0 | 0 | 0 | 0 | 0 | 0 | 0 | 0 | 0 | 0 | 0 | 0 | 0 | 0 | 0 | 0 | 0 | 0 | 0 | 0 | 0
Saturday | 6 | 18 | 9 | 4041 | 0 | 0 | 0 | 0 | 0 | 0 | 0 | 0 | 0 | 0 | 0 | 0 | 0 | 0 | 0 | 0 | 0 | 0 | 0 | 0 | 0 |  | 0 | 0 | 0 | 0 | 0 | 0 | 0 | 0 |  |  |  |  | 0 | 0 | 0 | 0 | 0 | 1 | 0 | 0 |  | 1 | 1 | 1 | 1 | 1 | 1 | 0 | 0 | 0 | 0 | 0 | 0 | 0 | 0 | 0 | 0 | 0 | 0 | 0 | 0 | 0 | 0 | 0 | 0 | 0 | 0 | 0 | 0 | 0 | 0 | 0
Saturday | 6 | 18 | 10 | 4042 | 0 | 0 | 0 | 0 | 0 | 0 | 0 | 0 | 0 | 0 | 0 | 0 | 0 | 0 | 0 | 0 | 0 | 0 | 0 | 0 | 0 |  | 0 | 0 | 0 | 0 | 0 | 0 | 0 | 0 |  |  |  |  | 0 | 0 | 0 | 0 | 0 | 1 | 0 | 0 |  | 1 | 1 | 1 | 1 | 1 | 1 | 0 | 0 | 0 | 0 | 0 | 0 | 0 | 0 | 0 | 0 | 0 | 0 | 0 | 0 | 0 | 0 | 0 | 0 | 0 | 0 | 0 | 0 | 0 | 0 | 0
Saturday | 6 | 18 | 11 | 4043 | 0 | 0 | 0 | 0 | 0 | 0 | 0 | 0 | 0 | 0 | 0 | 0 | 0 | 0 | 0 | 0 | 0 | 0 | 0 | 0 | 0 |  | 0 | 0 | 0 | 0 | 0 | 0 | 0 | 0 |  |  |  |  | 0 | 0 | 0 | 0 | 0 | 1 | 0 | 0 |  | 1 | 1 | 1 | 1 | 1 | 1 | 0 | 0 | 0 | 0 | 0 | 0 | 0 | 0 | 0 | 0 | 0 | 0 | 0 | 0 | 0 | 0 | 0 | 0 | 0 | 0 | 0 | 0 | 0 | 0 | 0
Saturday | 6 | 18 | 12 | 4044 | 0 | 0 | 0 | 0 | 0 | 0 | 0 | 0 | 0 | 0 | 0 | 0 | 0 | 0 | 0 | 0 | 0 | 0 | 0 | 0 | 0 |  | 0 | 0 | 0 | 0 | 0 | 0 | 0 | 0 |  |  |  |  | 0 | 0 | 0 | 0 | 0 | 1 | 0 | 0 |  | 1 | 1 | 1 | 1 | 1 | 1 | 0 | 0 | 0 | 0 | 0 | 0 | 0 | 0 | 0 | 0 | 0 | 0 | 0 | 0 | 0 | 0 | 0 | 0 | 0 | 0 | 0 | 0 | 0 | 0 | 0
Saturday | 6 | 18 | 13 | 4045 | 0 | 0 | 0 | 0 | 0 | 0 | 0 | 0 | 0 | 0 | 0 | 0 | 0 | 0 | 0 | 0 | 0 | 0 | 0 | 0 | 0 |  | 0 | 0 | 0 | 0 | 0 | 0 | 0 | 0 |  |  |  |  | 0 | 0 | 0 | 0 | 0 | 1 | 0 | 0 |  | 1 | 1 | 1 | 1 | 1 | 1 | 0 | 0 | 0 | 0 | 0 | 0 | 0 | 0 | 0 | 0 | 0 | 0 | 0 | 0 | 0 | 0 | 0 | 0 | 0 | 0 | 0 | 0 | 0 | 0 | 0
Saturday | 6 | 18 | 14 | 4046 | 0 | 0 | 0 | 0 | 0 | 0 | 0 | 0 | 0 | 0 | 0 | 0 | 0 | 0 | 0 | 0 | 0 | 0 | 0 | 0 | 0 |  | 0 | 0 | 0 | 0 | 0 | 0 | 0 | 0 |  |  |  |  | 0 | 0 | 0 | 0 | 0 | 1 | 0 | 0 |  | 1 | 1 | 1 | 1 | 1 | 1 | 0 | 0 | 0 | 0 | 0 | 0 | 0 | 0 | 0 | 0 | 0 | 0 | 0 | 0 | 0 | 0 | 0 | 0 | 0 | 0 | 0 | 0 | 0 | 0 | 0
Saturday | 6 | 18 | 15 | 4047 | 0 | 0 | 0 | 0 | 0 | 0 | 0 | 0 | 0 | 0 | 0 | 0 | 0 | 0 | 0 | 0 | 0 | 0 | 0 | 0 | 0 |  | 0 | 0 | 0 | 0 | 0 | 0 | 0 | 0 |  |  |  |  | 0 | 0 | 0 | 0 | 0 | 1 | 0 | 0 |  | 1 | 1 | 1 | 1 | 1 | 1 | 0 | 0 | 0 | 0 | 0 | 0 | 0 | 0 | 0 | 0 | 0 | 0 | 0 | 0 | 0 | 0 | 0 | 0 | 0 | 0 | 0 | 0 | 0 | 0 | 0
Saturday | 6 | 18 | 16 | 4048 | 0 | 0 | 0 | 0 | 0 | 0 | 0 | 0 | 0 | 0 | 0 | 0 | 0 | 0 | 0 | 0 | 0 | 0 | 0 | 0 | 0 |  | 0 | 0 | 0 | 0 | 0 | 0 | 0 | 0 |  |  |  |  | 0 | 0 | 0 | 0 | 0 | 1 | 0 | 0 |  | 1 | 1 | 1 | 1 | 1 | 1 | 0 | 0 | 0 | 0 | 0 | 0 | 0 | 0 | 0 | 0 | 0 | 0 | 0 | 0 | 0 | 0 | 0 | 0 | 0 | 0 | 0 | 0 | 0 | 0 | 0
Saturday | 6 | 18 | 17 | 4049 | 0 | 0 | 0 | 0 | 0 | 0 | 0 | 0 | 0 | 0 | 0 | 0 | 0 | 0 | 0 | 0 | 0 | 0 | 0 | 0 | 0 |  | 0 | 0 | 0 | 0 | 0 | 0 | 0 | 0 |  |  |  |  | 0 | 0 | 0 | 0 | 0 | 1 | 0 | 0 |  | 1 | 1 | 1 | 1 | 1 | 1 | 0 | 0 | 0 | 0 | 0 | 0 | 0 | 0 | 0 | 0 | 0 | 0 | 0 | 0 | 0 | 0 | 0 | 0 | 0 | 0 | 0 | 0 | 0 | 0 | 0
Saturday | 6 | 18 | 18 | 4050 | 0 | 0 | 0 | 0 | 0 | 0 | 0 | 0 | 0 | 0 | 0 | 0 | 0 | 0 | 0 | 0 | 0 | 0 | 0 | 0 | 0 |  | 0 | 0 | 0 | 0 | 0 | 0 | 0 | 0 |  |  |  |  | 0 | 0 | 0 | 0 | 0 | 1 | 0 | 0 |  | 1 | 1 | 1 | 1 | 1 | 1 | 0 | 0 | 0 | 0 | 0 | 0 | 0 | 0 | 0 | 0 | 0 | 0 | 0 | 0 | 0 | 0 | 0 | 0 | 0 | 0 | 0 | 0 | 0 | 0 | 0
Saturday | 6 | 18 | 19 | 4051 | 0 | 0 | 0 | 0 | 0 | 0 | 0 | 0 | 0 | 0 | 0 | 0 | 0 | 0 | 0 | 0 | 0 | 0 | 0 | 0 | 0 |  | 0 | 0 | 0 | 0 | 0 | 0 | 0 | 0 |  |  |  |  | 0 | 0 | 0 | 0 | 0 | 1 | 0 | 0 |  | 1 | 1 | 1 | 1 | 1 | 1 | 0 | 0 | 0 | 0 | 0 | 0 | 0 | 0 | 0 | 0 | 0 | 0 | 0 | 0 | 0 | 0 | 0 | 0 | 0 | 0 | 0 | 0 | 0 | 0 | 0
Saturday | 6 | 18 | 20 | 4052 | 0 | 0 | 0 | 0 | 0 | 0 | 0 | 0 | 0 | 0 | 0 | 0 | 0 | 0 | 0 | 0 | 0 | 0 | 0 | 0 | 0 |  | 0 | 0 | 0 | 0 | 0 | 0 | 0 | 0 |  |  |  |  | 0 | 0 | 0 | 0 | 0 | 1 | 0 | 0 |  | 1 | 1 | 1 | 1 | 1 | 1 | 0 | 0 | 0 | 0 | 0 | 0 | 0 | 0 | 0 | 0 | 0 | 0 | 0 | 0 | 0 | 0 | 0 | 0 | 0 | 0 | 0 | 0 | 0 | 0 | 0
Saturday | 6 | 18 | 21 | 4053 | 0 | 0 | 0 | 0 | 0 | 0 | 0 | 0 | 0 | 0 | 0 | 0 | 0 | 0 | 0 | 0 | 0 | 0 | 0 | 0 | 0 |  | 0 | 0 | 0 | 0 | 0 | 0 | 0 | 0 |  |  |  |  | 0 | 0 | 0 | 0 | 0 | 1 | 0 | 0 |  | 1 | 1 | 1 | 1 | 1 | 1 | 0 | 0 | 0 | 0 | 0 | 0 | 0 | 0 | 0 | 0 | 0 | 0 | 0 | 0 | 0 | 0 | 0 | 0 | 0 | 0 | 0 | 0 | 0 | 0 | 0
Saturday | 6 | 18 | 22 | 4054 | 0 | 0 | 0 | 0 | 0 | 0 | 0 | 0 | 0 | 0 | 0 | 0 | 0 | 0 | 0 | 0 | 0 | 0 | 0 | 0 | 0 |  | 0 | 0 | 0 | 0 | 0 | 0 | 0 | 0 |  |  |  |  | 0 | 0 | 0 | 0 | 0 | 1 | 0 | 0 |  | 1 | 1 | 1 | 1 | 1 | 1 | 0 | 0 | 0 | 0 | 0 | 0 | 0 | 0 | 0 | 0 | 0 | 0 | 0 | 0 | 0 | 0 | 0 | 0 | 0 | 0 | 0 | 0 | 0 | 0 | 0
Saturday | 6 | 18 | 23 | 4055 | 0 | 0 | 0 | 0 | 0 | 0 | 0 | 0 | 0 | 0 | 0 | 0 | 0 | 0 | 0 | 0 | 0 | 0 | 0 | 0 | 0 |  | 0 | 0 | 0 | 0 | 0 | 0 | 0 | 0 |  |  |  |  | 0 | 0 | 0 | 0 | 0 | 1 | 0 | 0 |  | 1 | 1 | 1 | 1 | 1 | 1 | 0 | 0 | 0 | 0 | 0 | 0 | 0 | 0 | 0 | 0 | 0 | 0 | 0 | 0 | 0 | 0 | 0 | 0 | 0 | 0 | 0 | 0 | 0 | 0 | 0
Saturday | 6 | 18 | 24 | 4056 | 0 | 0 | 0 | 0 | 0 | 0 | 0 | 0 | 0 | 0 | 0 | 0 | 0 | 0 | 0 | 0 | 0 | 0 | 0 | 0 | 0 |  | 0 | 0 | 0 | 0 | 0 | 0 | 0 | 0 |  |  |  |  | 0 | 0 | 0 | 0 | 0 | 1 | 0 | 0 |  | 1 | 1 | 1 | 1 | 1 | 1 | 0 | 0 | 0 | 0 | 0 | 0 | 0 | 0 | 0 | 0 | 0 | 0 | 0 | 0 | 0 | 0 | 0 | 0 | 0 | 0 | 0 | 0 | 0 | 0 | 0
Sunday | 6 | 19 | 1 | 4057 | 0 | 0 | 0 | 0 | 0 | 0 | 0 | 0 | 0 | 0 | 0 | 0 | 0 | 0 | 0 | 0 | 0 | 0 | 0 | 0 | 0 |  | 0 | 0 | 0 | 0 | 0 | 0 | 0 | 0 |  |  |  |  | 0 | 0 | 0 | 0 | 0 | 1 | 0 | 0 |  | 1 | 1 | 1 | 1 | 1 | 1 | 0 | 0 | 0 | 0 | 0 | 0 | 0 | 0 | 0 | 0 | 0 | 0 | 0 | 0 | 0 | 0 | 0 | 0 | 0 | 0 | 0 | 0 | 0 | 0 | 0
Sunday | 6 | 19 | 2 | 4058 | 0 | 0 | 0 | 0 | 0 | 0 | 0 | 0 | 0 | 0 | 0 | 0 | 0 | 0 | 0 | 0 | 0 | 0 | 0 | 0 | 0 |  | 0 | 0 | 0 | 0 | 0 | 0 | 0 | 0 |  |  |  |  | 0 | 0 | 0 | 0 | 0 | 1 | 0 | 0 |  | 1 | 1 | 1 | 1 | 1 | 1 | 0 | 0 | 0 | 0 | 0 | 0 | 0 | 0 | 0 | 0 | 0 | 0 | 0 | 0 | 0 | 0 | 0 | 0 | 0 | 0 | 0 | 0 | 0 | 0 | 0
Sunday | 6 | 19 | 3 | 4059 | 0 | 0 | 0 | 0 | 0 | 0 | 0 | 0 | 0 | 0 | 0 | 0 | 0 | 0 | 0 | 0 | 0 | 0 | 0 | 0 | 0 |  | 0 | 0 | 0 | 0 | 0 | 0 | 0 | 0 |  |  |  |  | 0 | 0 | 0 | 0 | 0 | 1 | 0 | 0 |  | 1 | 1 | 1 | 1 | 1 | 1 | 0 | 0 | 0 | 0 | 0 | 0 | 0 | 0 | 0 | 0 | 0 | 0 | 0 | 0 | 0 | 0 | 0 | 0 | 0 | 0 | 0 | 0 | 0 | 0 | 0
Sunday | 6 | 19 | 4 | 4060 | 0 | 0 | 0 | 0 | 0 | 0 | 0 | 0 | 0 | 0 | 0 | 0 | 0 | 0 | 0 | 0 | 0 | 0 | 0 | 0 | 0 |  | 0 | 0 | 0 | 0 | 0 | 0 | 0 | 0 |  |  |  |  | 0 | 0 | 0 | 0 | 0 | 1 | 0 | 0 |  | 1 | 1 | 1 | 1 | 1 | 1 | 0 | 0 | 0 | 0 | 0 | 0 | 0 | 0 | 0 | 0 | 0 | 0 | 0 | 0 | 0 | 0 | 0 | 0 | 0 | 0 | 0 | 0 | 0 | 0 | 0
Sunday | 6 | 19 | 5 | 4061 | 0 | 0 | 0 | 0 | 0 | 0 | 0 | 0 | 0 | 0 | 0 | 0 | 0 | 0 | 0 | 0 | 0 | 0 | 0 | 0 | 0 |  | 0 | 0 | 0 | 0 | 0 | 0 | 0 | 0 |  |  |  |  | 0 | 0 | 0 | 0 | 0 | 1 | 0 | 0 |  | 1 | 1 | 1 | 1 | 1 | 1 | 0 | 0 | 0 | 0 | 0 | 0 | 0 | 0 | 0 | 0 | 0 | 0 | 0 | 0 | 0 | 0 | 0 | 0 | 0 | 0 | 0 | 0 | 0 | 0 | 0
Sunday | 6 | 19 | 6 | 4062 | 0 | 0 | 0 | 0 | 0 | 0 | 0 | 0 | 0 | 0 | 0 | 0 | 0 | 0 | 0 | 0 | 0 | 0 | 0 | 0 | 0 |  | 0 | 0 | 0 | 0 | 0 | 0 | 0 | 0 |  |  |  |  | 0 | 0 | 0 | 0 | 0 | 1 | 0 | 0 |  | 1 | 1 | 1 | 1 | 1 | 1 | 0 | 0 | 0 | 0 | 0 | 0 | 0 | 0 | 0 | 0 | 0 | 0 | 0 | 0 | 0 | 0 | 0 | 0 | 0 | 0 | 0 | 0 | 0 | 0 | 0
Sunday | 6 | 19 | 7 | 4063 | 0 | 0 | 0 | 0 | 0 | 0 | 0 | 0 | 0 | 0 | 0 | 0 | 0 | 0 | 0 | 0 | 0 | 0 | 0 | 0 | 0 |  | 0 | 0 | 0 | 0 | 0 | 0 | 0 | 0 |  |  |  |  | 0 | 0 | 0 | 0 | 0 | 1 | 0 | 0 |  | 1 | 1 | 1 | 1 | 1 | 1 | 0 | 0 | 0 | 0 | 0 | 0 | 0 | 0 | 0 | 0 | 0 | 0 | 0 | 0 | 0 | 0 | 0 | 0 | 0 | 0 | 0 | 0 | 0 | 0 | 0
Sunday | 6 | 19 | 8 | 4064 | 0 | 0 | 0 | 0 | 0 | 0 | 0 | 0 | 0 | 0 | 0 | 0 | 0 | 0 | 0 | 0 | 0 | 0 | 0 | 0 | 0 |  | 0 | 0 | 0 | 0 | 0 | 0 | 0 | 0 |  |  |  |  | 0 | 0 | 0 | 0 | 0 | 1 | 0 | 0 |  | 1 | 1 | 1 | 1 | 1 | 1 | 0 | 0 | 0 | 0 | 0 | 0 | 0 | 0 | 0 | 0 | 0 | 0 | 0 | 0 | 0 | 0 | 0 | 0 | 0 | 0 | 0 | 0 | 0 | 0 | 0
Sunday | 6 | 19 | 9 | 4065 | 0 | 0 | 0 | 0 | 0 | 0 | 0 | 0 | 0 | 0 | 0 | 0 | 0 | 0 | 0 | 0 | 0 | 0 | 0 | 0 | 0 |  | 0 | 0 | 0 | 0 | 0 | 0 | 0 | 0 |  |  |  |  | 0 | 0 | 0 | 0 | 0 | 1 | 0 | 0 |  | 1 | 1 | 1 | 1 | 1 | 1 | 0 | 0 | 0 | 0 | 0 | 0 | 0 | 0 | 0 | 0 | 0 | 0 | 0 | 0 | 0 | 0 | 0 | 0 | 0 | 0 | 0 | 0 | 0 | 0 | 0
Sunday | 6 | 19 | 10 | 4066 | 0 | 0 | 0 | 0 | 0 | 0 | 0 | 0 | 0 | 0 | 0 | 0 | 0 | 0 | 0 | 0 | 0 | 0 | 0 | 0 | 0 |  | 0 | 0 | 0 | 0 | 0 | 0 | 0 | 0 |  |  |  |  | 0 | 0 | 0 | 0 | 0 | 1 | 0 | 0 |  | 1 | 1 | 1 | 1 | 1 | 1 | 0 | 0 | 0 | 0 | 0 | 0 | 0 | 0 | 0 | 0 | 0 | 0 | 0 | 0 | 0 | 0 | 0 | 0 | 0 | 0 | 0 | 0 | 0 | 0 | 0
Sunday | 6 | 19 | 11 | 4067 | 0 | 0 | 0 | 0 | 0 | 0 | 0 | 0 | 0 | 0 | 0 | 0 | 0 | 0 | 0 | 0 | 0 | 0 | 0 | 0 | 0 |  | 0 | 0 | 0 | 0 | 0 | 0 | 0 | 0 |  |  |  |  | 0 | 0 | 0 | 0 | 0 | 1 | 0 | 0 |  | 1 | 1 | 1 | 1 | 1 | 1 | 0 | 0 | 0 | 0 | 0 | 0 | 0 | 0 | 0 | 0 | 0 | 0 | 0 | 0 | 0 | 0 | 0 | 0 | 0 | 0 | 0 | 0 | 0 | 0 | 0
Sunday | 6 | 19 | 12 | 4068 | 0 | 0 | 0 | 0 | 0 | 0 | 0 | 0 | 0 | 0 | 0 | 0 | 0 | 0 | 0 | 0 | 0 | 0 | 0 | 0 | 0 |  | 0 | 0 | 0 | 0 | 0 | 0 | 0 | 0 |  |  |  |  | 0 | 0 | 0 | 0 | 0 | 1 | 0 | 0 |  | 1 | 1 | 1 | 1 | 1 | 1 | 0 | 0 | 0 | 0 | 0 | 0 | 0 | 0 | 0 | 0 | 0 | 0 | 0 | 0 | 0 | 0 | 0 | 0 | 0 | 0 | 0 | 0 | 0 | 0 | 0
Sunday | 6 | 19 | 13 | 4069 | 0 | 0 | 0 | 0 | 0 | 0 | 0 | 0 | 0 | 0 | 0 | 0 | 0 | 0 | 0 | 0 | 0 | 0 | 0 | 0 | 0 |  | 0 | 0 | 0 | 0 | 0 | 0 | 0 | 0 |  |  |  |  | 0 | 0 | 0 | 0 | 0 | 1 | 0 | 0 |  | 1 | 1 | 1 | 1 | 1 | 1 | 0 | 0 | 0 | 0 | 0 | 0 | 0 | 0 | 0 | 0 | 0 | 0 | 0 | 0 | 0 | 0 | 0 | 0 | 0 | 0 | 0 | 0 | 0 | 0 | 0
Sunday | 6 | 19 | 14 | 4070 | 0 | 0 | 0 | 0 | 0 | 0 | 0 | 0 | 0 | 0 | 0 | 0 | 0 | 0 | 0 | 0 | 0 | 0 | 0 | 0 | 0 |  | 0 | 0 | 0 | 0 | 0 | 0 | 0 | 0 |  |  |  |  | 0 | 0 | 0 | 0 | 0 | 1 | 0 | 0 |  | 1 | 1 | 1 | 1 | 1 | 1 | 0 | 0 | 0 | 0 | 0 | 0 | 0 | 0 | 0 | 0 | 0 | 0 | 0 | 0 | 0 | 0 | 0 | 0 | 0 | 0 | 0 | 0 | 0 | 0 | 0
Sunday | 6 | 19 | 15 | 4071 | 0 | 0 | 0 | 0 | 0 | 0 | 0 | 0 | 0 | 0 | 0 | 0 | 0 | 0 | 0 | 0 | 0 | 0 | 0 | 0 | 0 |  | 0 | 0 | 0 | 0 | 0 | 0 | 0 | 0 |  |  |  |  | 0 | 0 | 0 | 0 | 0 | 1 | 0 | 0 |  | 1 | 1 | 1 | 1 | 1 | 1 | 0 | 0 | 0 | 0 | 0 | 0 | 0 | 0 | 0 | 0 | 0 | 0 | 0 | 0 | 0 | 0 | 0 | 0 | 0 | 0 | 0 | 0 | 0 | 0 | 0
Sunday | 6 | 19 | 16 | 4072 | 0 | 0 | 0 | 0 | 0 | 0 | 0 | 0 | 0 | 0 | 0 | 0 | 0 | 0 | 0 | 0 | 0 | 0 | 0 | 0 | 0 |  | 0 | 0 | 0 | 0 | 0 | 0 | 0 | 0 |  |  |  |  | 0 | 0 | 0 | 0 | 0 | 1 | 0 | 0 |  | 1 | 1 | 1 | 1 | 1 | 1 | 0 | 0 | 0 | 0 | 0 | 0 | 0 | 0 | 0 | 0 | 0 | 0 | 0 | 0 | 0 | 0 | 0 | 0 | 0 | 0 | 0 | 0 | 0 | 0 | 0
Sunday | 6 | 19 | 17 | 4073 | 0 | 0 | 0 | 0 | 0 | 0 | 0 | 0 | 0 | 0 | 0 | 0 | 0 | 0 | 0 | 0 | 0 | 0 | 0 | 0 | 0 |  | 0 | 0 | 0 | 0 | 0 | 0 | 0 | 0 |  |  |  |  | 0 | 0 | 0 | 0 | 0 | 1 | 0 | 0 |  | 1 | 1 | 1 | 1 | 1 | 1 | 0 | 0 | 0 | 0 | 0 | 0 | 0 | 0 | 0 | 0 | 0 | 0 | 0 | 0 | 0 | 0 | 0 | 0 | 0 | 0 | 0 | 0 | 0 | 0 | 0
Sunday | 6 | 19 | 18 | 4074 | 0 | 0 | 0 | 0 | 0 | 0 | 0 | 0 | 0 | 0 | 0 | 0 | 0 | 0 | 0 | 0 | 0 | 0 | 0 | 0 | 0 |  | 0 | 0 | 0 | 0 | 0 | 0 | 0 | 0 |  |  |  |  | 0 | 0 | 0 | 0 | 0 | 1 | 0 | 0 |  | 1 | 1 | 1 | 1 | 1 | 1 | 0 | 0 | 0 | 0 | 0 | 0 | 0 | 0 | 0 | 0 | 0 | 0 | 0 | 0 | 0 | 0 | 0 | 0 | 0 | 0 | 0 | 0 | 0 | 0 | 0
Sunday | 6 | 19 | 19 | 4075 | 0 | 0 | 0 | 0 | 0 | 0 | 0 | 0 | 0 | 0 | 0 | 0 | 0 | 0 | 0 | 0 | 0 | 0 | 0 | 0 | 0 |  | 0 | 0 | 0 | 0 | 0 | 0 | 0 | 0 |  |  |  |  | 0 | 0 | 0 | 0 | 0 | 1 | 0 | 0 |  | 1 | 1 | 1 | 1 | 1 | 1 | 0 | 0 | 0 | 0 | 0 | 0 | 0 | 0 | 0 | 0 | 0 | 0 | 0 | 0 | 0 | 0 | 0 | 0 | 0 | 0 | 0 | 0 | 0 | 0 | 0
Sunday | 6 | 19 | 20 | 4076 | 0 | 0 | 0 | 0 | 0 | 0 | 0 | 0 | 0 | 0 | 0 | 0 | 0 | 0 | 0 | 0 | 0 | 0 | 0 | 0 | 0 |  | 0 | 0 | 0 | 0 | 0 | 0 | 0 | 0 |  |  |  |  | 0 | 0 | 0 | 0 | 0 | 1 | 0 | 0 |  | 1 | 1 | 1 | 1 | 1 | 1 | 0 | 0 | 0 | 0 | 0 | 0 | 0 | 0 | 0 | 0 | 0 | 0 | 0 | 0 | 0 | 0 | 0 | 0 | 0 | 0 | 0 | 0 | 0 | 0 | 0
Sunday | 6 | 19 | 21 | 4077 | 0 | 0 | 0 | 0 | 0 | 0 | 0 | 0 | 0 | 0 | 0 | 0 | 0 | 0 | 0 | 0 | 0 | 0 | 0 | 0 | 0 |  | 0 | 0 | 0 | 0 | 0 | 0 | 0 | 0 |  |  |  |  | 0 | 0 | 0 | 0 | 0 | 1 | 0 | 0 |  | 1 | 1 | 1 | 1 | 1 | 1 | 0 | 0 | 0 | 0 | 0 | 0 | 0 | 0 | 0 | 0 | 0 | 0 | 0 | 0 | 0 | 0 | 0 | 0 | 0 | 0 | 0 | 0 | 0 | 0 | 0
Sunday | 6 | 19 | 22 | 4078 | 0 | 0 | 0 | 0 | 0 | 0 | 0 | 0 | 0 | 0 | 0 | 0 | 0 | 0 | 0 | 0 | 0 | 0 | 0 | 0 | 0 |  | 0 | 0 | 0 | 0 | 0 | 0 | 0 | 0 |  |  |  |  | 0 | 0 | 0 | 0 | 0 | 1 | 0 | 0 |  | 1 | 1 | 1 | 1 | 1 | 1 | 0 | 0 | 0 | 0 | 0 | 0 | 0 | 0 | 0 | 0 | 0 | 0 | 0 | 0 | 0 | 0 | 0 | 0 | 0 | 0 | 0 | 0 | 0 | 0 | 0
Sunday | 6 | 19 | 23 | 4079 | 0 | 0 | 0 | 0 | 0 | 0 | 0 | 0 | 0 | 0 | 0 | 0 | 0 | 0 | 0 | 0 | 0 | 0 | 0 | 0 | 0 |  | 0 | 0 | 0 | 0 | 0 | 0 | 0 | 0 |  |  |  |  | 0 | 0 | 0 | 0 | 0 | 1 | 0 | 0 |  | 1 | 1 | 1 | 1 | 1 | 1 | 0 | 0 | 0 | 0 | 0 | 0 | 0 | 0 | 0 | 0 | 0 | 0 | 0 | 0 | 0 | 0 | 0 | 0 | 0 | 0 | 0 | 0 | 0 | 0 | 0
Sunday | 6 | 19 | 24 | 4080 | 0 | 0 | 0 | 0 | 0 | 0 | 0 | 0 | 0 | 0 | 0 | 0 | 0 | 0 | 0 | 0 | 0 | 0 | 0 | 0 | 0 |  | 0 | 0 | 0 | 0 | 0 | 0 | 0 | 0 |  |  |  |  | 0 | 0 | 0 | 0 | 0 | 1 | 0 | 0 |  | 1 | 1 | 1 | 1 | 1 | 1 | 0 | 0 | 0 | 0 | 0 | 0 | 0 | 0 | 0 | 0 | 0 | 0 | 0 | 0 | 0 | 0 | 0 | 0 | 0 | 0 | 0 | 0 | 0 | 0 | 0
Monday | 6 | 20 | 1 | 4081 | 0 | 0 | 0 | 0 | 0 | 0 | 0 | 0 | 0 | 0 | 0 | 0 | 0 | 0 | 0 | 0 | 0 | 0 | 0 | 0 | 0 |  | 0 | 0 | 0 | 0 | 0 | 0 | 0 | 0 |  |  |  |  | 0 | 0 | 0 | 0 | 0 | 1 | 0 | 0 |  | 1 | 1 | 1 | 1 | 1 | 1 | 0 | 0 | 0 | 0 | 0 | 0 | 0 | 0 | 0 | 0 | 0 | 0 | 0 | 0 | 0 | 0 | 0 | 0 | 0 | 0 | 0 | 0 | 0 | 0 | 0
Monday | 6 | 20 | 2 | 4082 | 0 | 0 | 0 | 0 | 0 | 0 | 0 | 0 | 0 | 0 | 0 | 0 | 0 | 0 | 0 | 0 | 0 | 0 | 0 | 0 | 0 |  | 0 | 0 | 0 | 0 | 0 | 0 | 0 | 0 |  |  |  |  | 0 | 0 | 0 | 0 | 0 | 1 | 0 | 0 |  | 1 | 1 | 1 | 1 | 1 | 1 | 0 | 0 | 0 | 0 | 0 | 0 | 0 | 0 | 0 | 0 | 0 | 0 | 0 | 0 | 0 | 0 | 0 | 0 | 0 | 0 | 0 | 0 | 0 | 0 | 0
Monday | 6 | 20 | 3 | 4083 | 0 | 0 | 0 | 0 | 0 | 0 | 0 | 0 | 0 | 0 | 0 | 0 | 0 | 0 | 0 | 0 | 0 | 0 | 0 | 0 | 0 |  | 0 | 0 | 0 | 0 | 0 | 0 | 0 | 0 |  |  |  |  | 0 | 0 | 0 | 0 | 0 | 1 | 0 | 0 |  | 1 | 1 | 1 | 1 | 1 | 1 | 0 | 0 | 0 | 0 | 0 | 0 | 0 | 0 | 0 | 0 | 0 | 0 | 0 | 0 | 0 | 0 | 0 | 0 | 0 | 0 | 0 | 0 | 0 | 0 | 0
Monday | 6 | 20 | 4 | 4084 | 0 | 0 | 0 | 0 | 0 | 0 | 0 | 0 | 0 | 0 | 0 | 0 | 0 | 0 | 0 | 0 | 0 | 0 | 0 | 0 | 0 |  | 0 | 0 | 0 | 0 | 0 | 0 | 0 | 0 |  |  |  |  | 0 | 0 | 0 | 0 | 0 | 1 | 0 | 0 |  | 1 | 1 | 1 | 1 | 1 | 1 | 0 | 0 | 0 | 0 | 0 | 0 | 0 | 0 | 0 | 0 | 0 | 0 | 0 | 0 | 0 | 0 | 0 | 0 | 0 | 0 | 0 | 0 | 0 | 0 | 0
Monday | 6 | 20 | 5 | 4085 | 0 | 0 | 0 | 0 | 0 | 0 | 0 | 0 | 0 | 0 | 0 | 0 | 0 | 0 | 0 | 0 | 0 | 0 | 0 | 0 | 0 |  | 0 | 0 | 0 | 0 | 0 | 0 | 0 | 0 |  |  |  |  | 0 | 0 | 0 | 0 | 0 | 1 | 0 | 0 |  | 1 | 1 | 1 | 1 | 1 | 1 | 0 | 0 | 0 | 0 | 0 | 0 | 0 | 0 | 0 | 0 | 0 | 0 | 0 | 0 | 0 | 0 | 0 | 0 | 0 | 0 | 0 | 0 | 0 | 0 | 0
Monday | 6 | 20 | 6 | 4086 | 0 | 0 | 0 | 0 | 0 | 0 | 0 | 0 | 0 | 0 | 0 | 0 | 0 | 0 | 0 | 0 | 0 | 0 | 0 | 0 | 0 |  | 0 | 0 | 0 | 0 | 0 | 0 | 0 | 0 |  |  |  |  | 0 | 0 | 0 | 0 | 0 | 1 | 0 | 0 |  | 1 | 1 | 1 | 1 | 1 | 1 | 0 | 0 | 0 | 0 | 0 | 0 | 0 | 0 | 0 | 0 | 0 | 0 | 0 | 0 | 0 | 0 | 0 | 0 | 0 | 0 | 0 | 0 | 0 | 0 | 0
Monday | 6 | 20 | 7 | 4087 | 0 | 0 | 0 | 0 | 0 | 0 | 0 | 0 | 0 | 0 | 0 | 0 | 0 | 0 | 0 | 0 | 0 | 0 | 0 | 0 | 0 |  | 0 | 0 | 0 | 0 | 0 | 0 | 0 | 0 |  |  |  |  | 0 | 0 | 0 | 0 | 0 | 1 | 0 | 0 |  | 1 | 1 | 1 | 1 | 1 | 1 | 0 | 0 | 0 | 0 | 0 | 0 | 0 | 0 | 0 | 0 | 0 | 0 | 0 | 0 | 0 | 0 | 0 | 0 | 0 | 0 | 0 | 0 | 0 | 0 | 0
Monday | 6 | 20 | 8 | 4088 | 0 | 0 | 0 | 0 | 0 | 0 | 0 | 0 | 0 | 0 | 0 | 0 | 0 | 0 | 0 | 0 | 0 | 0 | 0 | 0 | 0 |  | 0 | 0 | 0 | 0 | 0 | 0 | 0 | 0 |  |  |  |  | 0 | 0 | 0 | 0 | 1 | 0 | 0 | 0 |  | 1 | 1 | 1 | #VALUE! | 1 | #VALUE! | 0 | 0 | 0 | 0 | 0 | 0 | 0 | 0 | 0 | 0 | 0 | 0 | 0 | 0 | 0 | 0 | 0 | 0 | 0 | 0 | 0 | 0 | 0 | 0 | 0
Monday | 6 | 20 | 9 | 4089 | 0 | 0 | 0 | 0 | 0 | 0 | 0 | 0 | 0 | 0 | 0 | 0 | 0 | 0 | 0 | 0 | 0 | 0 | 0 | 0 | 0 |  | 0 | 0 | 0 | 0 | 0 | 0 | 0 | 0 |  |  |  |  | 0 | 0 | 0 | 0 | 1 | 0 | 0 | 0 |  | 1 | 1 | 1 | #VALUE! | 1 | #VALUE! | 0 | 0 | 0 | 0 | 0 | 0 | 0 | 0 | 0 | 0 | 0 | 0 | 0 | 0 | 0 | 0 | 0 | 0 | 0 | 0 | 0 | 0 | 0 | 0 | 0
Monday | 6 | 20 | 10 | 4090 | 0 | 0 | 0 | 0 | 0 | 0 | 0 | 0 | 0 | 0 | 0 | 0 | 0 | 0 | 0 | 0 | 0 | 0 | 0 | 0 | 0 |  | 0 | 0 | 0 | 0 | 0 | 0 | 0 | 0 |  |  |  |  | 0 | 0 | 0 | 0 | 1 | 0 | 0 | 0 |  | 1 | 1 | 1 | #VALUE! | 1 | #VALUE! | 0 | 0 | 0 | 0 | 0 | 0 | 0 | 0 | 0 | 0 | 0 | 0 | 0 | 0 | 0 | 0 | 0 | 0 | 0 | 0 | 0 | 0 | 0 | 0 | 0
Monday | 6 | 20 | 11 | 4091 | 0 | 0 | 0 | 0 | 0 | 0 | 0 | 0 | 0 | 0 | 0 | 0 | 0 | 0 | 0 | 0 | 0 | 0 | 0 | 0 | 0 |  | 0 | 0 | 0 | 0 | 0 | 0 | 0 | 0 |  |  |  |  | 0 | 0 | 0 | 0 | 1 | 0 | 0 | 0 |  | 1 | 1 | 1 | #VALUE! | 1 | #VALUE! | 0 | 0 | 0 | 0 | 0 | 0 | 0 | 0 | 0 | 0 | 0 | 0 | 0 | 0 | 0 | 0 | 0 | 0 | 0 | 0 | 0 | 0 | 0 | 0 | 0
Monday | 6 | 20 | 12 | 4092 | 0 | 0 | 0 | 0 | 0 | 0 | 0 | 0 | 0 | 0 | 0 | 0 | 0 | 0 | 0 | 0 | 0 | 0 | 0 | 0 | 0 |  | 0 | 0 | 0 | 0 | 0 | 0 | 0 | 0 |  |  |  |  | 0 | 0 | 0 | 0 | 1 | 0 | 0 | 0 |  | 1 | 1 | 1 | #VALUE! | 1 | #VALUE! | 0 | 0 | 0 | 0 | 0 | 0 | 0 | 0 | 0 | 0 | 0 | 0 | 0 | 0 | 0 | 0 | 0 | 0 | 0 | 0 | 0 | 0 | 0 | 0 | 0
Monday | 6 | 20 | 13 | 4093 | 0 | 0 | 0 | 0 | 0 | 0 | 0 | 0 | 0 | 0 | 0 | 0 | 0 | 0 | 0 | 0 | 0 | 0 | 0 | 0 | 0 |  | 0 | 0 | 0 | 0 | 0 | 0 | 0 | 0 |  |  |  |  | 0 | 0 | 0 | 0 | 1 | 0 | 0 | 0 |  | 1 | 1 | 1 | #VALUE! | 1 | #VALUE! | 0 | 0 | 0 | 0 | 0 | 0 | 0 | 0 | 0 | 0 | 0 | 0 | 0 | 0 | 0 | 0 | 0 | 0 | 0 | 0 | 0 | 0 | 0 | 0 | 0
Monday | 6 | 20 | 14 | 4094 | 0 | 0 | 0 | 0 | 0 | 0 | 0 | 0 | 0 | 0 | 0 | 0 | 0 | 0 | 0 | 0 | 0 | 0 | 0 | 0 | 0 |  | 0 | 0 | 0 | 0 | 0 | 0 | 0 | 0 |  |  |  |  | 0 | 0 | 0 | 1 | 0 | 0 | 0 | 0 |  | 1 | 1 | #VALUE! | 1 | 1 | #VALUE! | 0 | 0 | 0 | 0 | 0 | 0 | 0 | 0 | 0 | 0 | 0 | 0 | 0 | 0 | 0 | 0 | 0 | 0 | 0 | 0 | 0 | 0 | 0 | 0 | 0
Monday | 6 | 20 | 15 | 4095 | 0 | 0 | 0 | 0 | 0 | 0 | 0 | 0 | 0 | 0 | 0 | 0 | 0 | 0 | 0 | 0 | 0 | 0 | 0 | 0 | 0 |  | 0 | 0 | 0 | 0 | 0 | 0 | 0 | 0 |  |  |  |  | 0 | 0 | 0 | 1 | 0 | 0 | 0 | 0 |  | 1 | 1 | #VALUE! | 1 | 1 | #VALUE! | 0 | 0 | 0 | 0 | 0 | 0 | 0 | 0 | 0 | 0 | 0 | 0 | 0 | 0 | 0 | 0 | 0 | 0 | 0 | 0 | 0 | 0 | 0 | 0 | 0
Monday | 6 | 20 | 16 | 4096 | 0 | 0 | 0 | 0 | 0 | 0 | 0 | 0 | 0 | 0 | 0 | 0 | 0 | 0 | 0 | 0 | 0 | 0 | 0 | 0 | 0 |  | 0 | 0 | 0 | 0 | 0 | 0 | 0 | 0 |  |  |  |  | 0 | 0 | 0 | 1 | 0 | 0 | 0 | 0 |  | 1 | 1 | #VALUE! | 1 | 1 | #VALUE! | 0 | 0 | 0 | 0 | 0 | 0 | 0 | 0 | 0 | 0 | 0 | 0 | 0 | 0 | 0 | 0 | 0 | 0 | 0 | 0 | 0 | 0 | 0 | 0 | 0
Monday | 6 | 20 | 17 | 4097 | 0 | 0 | 0 | 0 | 0 | 0 | 0 | 0 | 0 | 0 | 0 | 0 | 0 | 0 | 0 | 0 | 0 | 0 | 0 | 0 | 0 |  | 0 | 0 | 0 | 0 | 0 | 0 | 0 | 0 |  |  |  |  | 0 | 0 | 0 | 1 | 0 | 0 | 0 | 0 |  | 1 | 1 | #VALUE! | 1 | 1 | #VALUE! | 0 | 0 | 0 | 0 | 0 | 0 | 0 | 0 | 0 | 0 | 0 | 0 | 0 | 0 | 0 | 0 | 0 | 0 | 0 | 0 | 0 | 0 | 0 | 0 | 0
Monday | 6 | 20 | 18 | 4098 | 0 | 0 | 0 | 0 | 0 | 0 | 0 | 0 | 0 | 0 | 0 | 0 | 0 | 0 | 0 | 0 | 0 | 0 | 0 | 0 | 0 |  | 0 | 0 | 0 | 0 | 0 | 0 | 0 | 0 |  |  |  |  | 0 | 0 | 0 | 1 | 0 | 0 | 0 | 0 |  | 1 | 1 | #VALUE! | 1 | 1 | #VALUE! | 0 | 0 | 0 | 0 | 0 | 0 | 0 | 0 | 0 | 0 | 0 | 0 | 0 | 0 | 0 | 0 | 0 | 0 | 0 | 0 | 0 | 0 | 0 | 0 | 0
Monday | 6 | 20 | 19 | 4099 | 0 | 0 | 0 | 0 | 0 | 0 | 0 | 0 | 0 | 0 | 0 | 0 | 0 | 0 | 0 | 0 | 0 | 0 | 0 | 0 | 0 |  | 0 | 0 | 0 | 0 | 0 | 0 | 0 | 0 |  |  |  |  | 0 | 0 | 0 | 1 | 0 | 0 | 0 | 0 |  | 1 | 1 | #VALUE! | 1 | 1 | #VALUE! | 0 | 0 | 0 | 0 | 0 | 0 | 0 | 0 | 0 | 0 | 0 | 0 | 0 | 0 | 0 | 0 | 0 | 0 | 0 | 0 | 0 | 0 | 0 | 0 | 0
Monday | 6 | 20 | 20 | 4100 | 0 | 0 | 0 | 0 | 0 | 0 | 0 | 0 | 0 | 0 | 0 | 0 | 0 | 0 | 0 | 0 | 0 | 0 | 0 | 0 | 0 |  | 0 | 0 | 0 | 0 | 0 | 0 | 0 | 0 |  |  |  |  | 0 | 0 | 0 | 0 | 1 | 0 | 0 | 0 |  | 1 | 1 | 1 | #VALUE! | 1 | #VALUE! | 0 | 0 | 0 | 0 | 0 | 0 | 0 | 0 | 0 | 0 | 0 | 0 | 0 | 0 | 0 | 0 | 0 | 0 | 0 | 0 | 0 | 0 | 0 | 0 | 0
Monday | 6 | 20 | 21 | 4101 | 0 | 0 | 0 | 0 | 0 | 0 | 0 | 0 | 0 | 0 | 0 | 0 | 0 | 0 | 0 | 0 | 0 | 0 | 0 | 0 | 0 |  | 0 | 0 | 0 | 0 | 0 | 0 | 0 | 0 |  |  |  |  | 0 | 0 | 0 | 0 | 1 | 0 | 0 | 0 |  | 1 | 1 | 1 | #VALUE! | 1 | #VALUE! | 0 | 0 | 0 | 0 | 0 | 0 | 0 | 0 | 0 | 0 | 0 | 0 | 0 | 0 | 0 | 0 | 0 | 0 | 0 | 0 | 0 | 0 | 0 | 0 | 0
Monday | 6 | 20 | 22 | 4102 | 0 | 0 | 0 | 0 | 0 | 0 | 0 | 0 | 0 | 0 | 0 | 0 | 0 | 0 | 0 | 0 | 0 | 0 | 0 | 0 | 0 |  | 0 | 0 | 0 | 0 | 0 | 0 | 0 | 0 |  |  |  |  | 0 | 0 | 0 | 0 | 1 | 0 | 0 | 0 |  | 1 | 1 | 1 | #VALUE! | 1 | #VALUE! | 0 | 0 | 0 | 0 | 0 | 0 | 0 | 0 | 0 | 0 | 0 | 0 | 0 | 0 | 0 | 0 | 0 | 0 | 0 | 0 | 0 | 0 | 0 | 0 | 0
Monday | 6 | 20 | 23 | 4103 | 0 | 0 | 0 | 0 | 0 | 0 | 0 | 0 | 0 | 0 | 0 | 0 | 0 | 0 | 0 | 0 | 0 | 0 | 0 | 0 | 0 |  | 0 | 0 | 0 | 0 | 0 | 0 | 0 | 0 |  |  |  |  | 0 | 0 | 0 | 0 | 0 | 1 | 0 | 0 |  | 1 | 1 | 1 | 1 | 1 | 1 | 0 | 0 | 0 | 0 | 0 | 0 | 0 | 0 | 0 | 0 | 0 | 0 | 0 | 0 | 0 | 0 | 0 | 0 | 0 | 0 | 0 | 0 | 0 | 0 | 0
Monday | 6 | 20 | 24 | 4104 | 0 | 0 | 0 | 0 | 0 | 0 | 0 | 0 | 0 | 0 | 0 | 0 | 0 | 0 | 0 | 0 | 0 | 0 | 0 | 0 | 0 |  | 0 | 0 | 0 | 0 | 0 | 0 | 0 | 0 |  |  |  |  | 0 | 0 | 0 | 0 | 0 | 1 | 0 | 0 |  | 1 | 1 | 1 | 1 | 1 | 1 | 0 | 0 | 0 | 0 | 0 | 0 | 0 | 0 | 0 | 0 | 0 | 0 | 0 | 0 | 0 | 0 | 0 | 0 | 0 | 0 | 0 | 0 | 0 | 0 | 0
Tuesday | 6 | 21 | 1 | 4105 | 0 | 0 | 0 | 0 | 0 | 0 | 0 | 0 | 0 | 0 | 0 | 0 | 0 | 0 | 0 | 0 | 0 | 0 | 0 | 0 | 0 |  | 0 | 0 | 0 | 0 | 0 | 0 | 0 | 0 |  |  |  |  | 0 | 0 | 0 | 0 | 0 | 1 | 0 | 0 |  | 1 | 1 | 1 | 1 | 1 | 1 | 0 | 0 | 0 | 0 | 0 | 0 | 0 | 0 | 0 | 0 | 0 | 0 | 0 | 0 | 0 | 0 | 0 | 0 | 0 | 0 | 0 | 0 | 0 | 0 | 0
Tuesday | 6 | 21 | 2 | 4106 | 0 | 0 | 0 | 0 | 0 | 0 | 0 | 0 | 0 | 0 | 0 | 0 | 0 | 0 | 0 | 0 | 0 | 0 | 0 | 0 | 0 |  | 0 | 0 | 0 | 0 | 0 | 0 | 0 | 0 |  |  |  |  | 0 | 0 | 0 | 0 | 0 | 1 | 0 | 0 |  | 1 | 1 | 1 | 1 | 1 | 1 | 0 | 0 | 0 | 0 | 0 | 0 | 0 | 0 | 0 | 0 | 0 | 0 | 0 | 0 | 0 | 0 | 0 | 0 | 0 | 0 | 0 | 0 | 0 | 0 | 0
Tuesday | 6 | 21 | 3 | 4107 | 0 | 0 | 0 | 0 | 0 | 0 | 0 | 0 | 0 | 0 | 0 | 0 | 0 | 0 | 0 | 0 | 0 | 0 | 0 | 0 | 0 |  | 0 | 0 | 0 | 0 | 0 | 0 | 0 | 0 |  |  |  |  | 0 | 0 | 0 | 0 | 0 | 1 | 0 | 0 |  | 1 | 1 | 1 | 1 | 1 | 1 | 0 | 0 | 0 | 0 | 0 | 0 | 0 | 0 | 0 | 0 | 0 | 0 | 0 | 0 | 0 | 0 | 0 | 0 | 0 | 0 | 0 | 0 | 0 | 0 | 0
Tuesday | 6 | 21 | 4 | 4108 | 0 | 0 | 0 | 0 | 0 | 0 | 0 | 0 | 0 | 0 | 0 | 0 | 0 | 0 | 0 | 0 | 0 | 0 | 0 | 0 | 0 |  | 0 | 0 | 0 | 0 | 0 | 0 | 0 | 0 |  |  |  |  | 0 | 0 | 0 | 0 | 0 | 1 | 0 | 0 |  | 1 | 1 | 1 | 1 | 1 | 1 | 0 | 0 | 0 | 0 | 0 | 0 | 0 | 0 | 0 | 0 | 0 | 0 | 0 | 0 | 0 | 0 | 0 | 0 | 0 | 0 | 0 | 0 | 0 | 0 | 0
Tuesday | 6 | 21 | 5 | 4109 | 0 | 0 | 0 | 0 | 0 | 0 | 0 | 0 | 0 | 0 | 0 | 0 | 0 | 0 | 0 | 0 | 0 | 0 | 0 | 0 | 0 |  | 0 | 0 | 0 | 0 | 0 | 0 | 0 | 0 |  |  |  |  | 0 | 0 | 0 | 0 | 0 | 1 | 0 | 0 |  | 1 | 1 | 1 | 1 | 1 | 1 | 0 | 0 | 0 | 0 | 0 | 0 | 0 | 0 | 0 | 0 | 0 | 0 | 0 | 0 | 0 | 0 | 0 | 0 | 0 | 0 | 0 | 0 | 0 | 0 | 0
Tuesday | 6 | 21 | 6 | 4110 | 0 | 0 | 0 | 0 | 0 | 0 | 0 | 0 | 0 | 0 | 0 | 0 | 0 | 0 | 0 | 0 | 0 | 0 | 0 | 0 | 0 |  | 0 | 0 | 0 | 0 | 0 | 0 | 0 | 0 |  |  |  |  | 0 | 0 | 0 | 0 | 0 | 1 | 0 | 0 |  | 1 | 1 | 1 | 1 | 1 | 1 | 0 | 0 | 0 | 0 | 0 | 0 | 0 | 0 | 0 | 0 | 0 | 0 | 0 | 0 | 0 | 0 | 0 | 0 | 0 | 0 | 0 | 0 | 0 | 0 | 0
Tuesday | 6 | 21 | 7 | 4111 | 0 | 0 | 0 | 0 | 0 | 0 | 0 | 0 | 0 | 0 | 0 | 0 | 0 | 0 | 0 | 0 | 0 | 0 | 0 | 0 | 0 |  | 0 | 0 | 0 | 0 | 0 | 0 | 0 | 0 |  |  |  |  | 0 | 0 | 0 | 0 | 0 | 1 | 0 | 0 |  | 1 | 1 | 1 | 1 | 1 | 1 | 0 | 0 | 0 | 0 | 0 | 0 | 0 | 0 | 0 | 0 | 0 | 0 | 0 | 0 | 0 | 0 | 0 | 0 | 0 | 0 | 0 | 0 | 0 | 0 | 0
Tuesday | 6 | 21 | 8 | 4112 | 0 | 0 | 0 | 0 | 0 | 0 | 0 | 0 | 0 | 0 | 0 | 0 | 0 | 0 | 0 | 0 | 0 | 0 | 0 | 0 | 0 |  | 0 | 0 | 0 | 0 | 0 | 0 | 0 | 0 |  |  |  |  | 0 | 0 | 0 | 0 | 1 | 0 | 0 | 0 |  | 1 | 1 | 1 | #VALUE! | 1 | #VALUE! | 0 | 0 | 0 | 0 | 0 | 0 | 0 | 0 | 0 | 0 | 0 | 0 | 0 | 0 | 0 | 0 | 0 | 0 | 0 | 0 | 0 | 0 | 0 | 0 | 0
Tuesday | 6 | 21 | 9 | 4113 | 0 | 0 | 0 | 0 | 0 | 0 | 0 | 0 | 0 | 0 | 0 | 0 | 0 | 0 | 0 | 0 | 0 | 0 | 0 | 0 | 0 |  | 0 | 0 | 0 | 0 | 0 | 0 | 0 | 0 |  |  |  |  | 0 | 0 | 0 | 0 | 1 | 0 | 0 | 0 |  | 1 | 1 | 1 | #VALUE! | 1 | #VALUE! | 0 | 0 | 0 | 0 | 0 | 0 | 0 | 0 | 0 | 0 | 0 | 0 | 0 | 0 | 0 | 0 | 0 | 0 | 0 | 0 | 0 | 0 | 0 | 0 | 0
Tuesday | 6 | 21 | 10 | 4114 | 0 | 0 | 0 | 0 | 0 | 0 | 0 | 0 | 0 | 0 | 0 | 0 | 0 | 0 | 0 | 0 | 0 | 0 | 0 | 0 | 0 |  | 0 | 0 | 0 | 0 | 0 | 0 | 0 | 0 |  |  |  |  | 0 | 0 | 0 | 0 | 1 | 0 | 0 | 0 |  | 1 | 1 | 1 | #VALUE! | 1 | #VALUE! | 0 | 0 | 0 | 0 | 0 | 0 | 0 | 0 | 0 | 0 | 0 | 0 | 0 | 0 | 0 | 0 | 0 | 0 | 0 | 0 | 0 | 0 | 0 | 0 | 0
Tuesday | 6 | 21 | 11 | 4115 | 0 | 0 | 0 | 0 | 0 | 0 | 0 | 0 | 0 | 0 | 0 | 0 | 0 | 0 | 0 | 0 | 0 | 0 | 0 | 0 | 0 |  | 0 | 0 | 0 | 0 | 0 | 0 | 0 | 0 |  |  |  |  | 0 | 0 | 0 | 0 | 1 | 0 | 0 | 0 |  | 1 | 1 | 1 | #VALUE! | 1 | #VALUE! | 0 | 0 | 0 | 0 | 0 | 0 | 0 | 0 | 0 | 0 | 0 | 0 | 0 | 0 | 0 | 0 | 0 | 0 | 0 | 0 | 0 | 0 | 0 | 0 | 0
Tuesday | 6 | 21 | 12 | 4116 | 0 | 0 | 0 | 0 | 0 | 0 | 0 | 0 | 0 | 0 | 0 | 0 | 0 | 0 | 0 | 0 | 0 | 0 | 0 | 0 | 0 |  | 0 | 0 | 0 | 0 | 0 | 0 | 0 | 0 |  |  |  |  | 0 | 0 | 0 | 0 | 1 | 0 | 0 | 0 |  | 1 | 1 | 1 | #VALUE! | 1 | #VALUE! | 0 | 0 | 0 | 0 | 0 | 0 | 0 | 0 | 0 | 0 | 0 | 0 | 0 | 0 | 0 | 0 | 0 | 0 | 0 | 0 | 0 | 0 | 0 | 0 | 0
Tuesday | 6 | 21 | 13 | 4117 | 0 | 0 | 0 | 0 | 0 | 0 | 0 | 0 | 0 | 0 | 0 | 0 | 0 | 0 | 0 | 0 | 0 | 0 | 0 | 0 | 0 |  | 0 | 0 | 0 | 0 | 0 | 0 | 0 | 0 |  |  |  |  | 0 | 0 | 0 | 0 | 1 | 0 | 0 | 0 |  | 1 | 1 | 1 | #VALUE! | 1 | #VALUE! | 0 | 0 | 0 | 0 | 0 | 0 | 0 | 0 | 0 | 0 | 0 | 0 | 0 | 0 | 0 | 0 | 0 | 0 | 0 | 0 | 0 | 0 | 0 | 0 | 0
Tuesday | 6 | 21 | 14 | 4118 | 0 | 0 | 0 | 0 | 0 | 0 | 0 | 0 | 0 | 0 | 0 | 0 | 0 | 0 | 0 | 0 | 0 | 0 | 0 | 0 | 0 |  | 0 | 0 | 0 | 0 | 0 | 0 | 0 | 0 |  |  |  |  | 0 | 0 | 0 | 1 | 0 | 0 | 0 | 0 |  | 1 | 1 | #VALUE! | 1 | 1 | #VALUE! | 0 | 0 | 0 | 0 | 0 | 0 | 0 | 0 | 0 | 0 | 0 | 0 | 0 | 0 | 0 | 0 | 0 | 0 | 0 | 0 | 0 | 0 | 0 | 0 | 0
Tuesday | 6 | 21 | 15 | 4119 | 0 | 0 | 0 | 0 | 0 | 0 | 0 | 0 | 0 | 0 | 0 | 0 | 0 | 0 | 0 | 0 | 0 | 0 | 0 | 0 | 0 |  | 0 | 0 | 0 | 0 | 0 | 0 | 0 | 0 |  |  |  |  | 0 | 0 | 0 | 1 | 0 | 0 | 0 | 0 |  | 1 | 1 | #VALUE! | 1 | 1 | #VALUE! | 0 | 0 | 0 | 0 | 0 | 0 | 0 | 0 | 0 | 0 | 0 | 0 | 0 | 0 | 0 | 0 | 0 | 0 | 0 | 0 | 0 | 0 | 0 | 0 | 0
Tuesday | 6 | 21 | 16 | 4120 | 0 | 0 | 0 | 0 | 0 | 0 | 0 | 0 | 0 | 0 | 0 | 0 | 0 | 0 | 0 | 0 | 0 | 0 | 0 | 0 | 0 |  | 0 | 0 | 0 | 0 | 0 | 0 | 0 | 0 |  |  |  |  | 0 | 0 | 0 | 1 | 0 | 0 | 0 | 0 |  | 1 | 1 | #VALUE! | 1 | 1 | #VALUE! | 0 | 0 | 0 | 0 | 0 | 0 | 0 | 0 | 0 | 0 | 0 | 0 | 0 | 0 | 0 | 0 | 0 | 0 | 0 | 0 | 0 | 0 | 0 | 0 | 0
Tuesday | 6 | 21 | 17 | 4121 | 0 | 0 | 0 | 0 | 0 | 0 | 0 | 0 | 0 | 0 | 0 | 0 | 0 | 0 | 0 | 0 | 0 | 0 | 0 | 0 | 0 |  | 0 | 0 | 0 | 0 | 0 | 0 | 0 | 0 |  |  |  |  | 0 | 0 | 0 | 1 | 0 | 0 | 0 | 0 |  | 1 | 1 | #VALUE! | 1 | 1 | #VALUE! | 0 | 0 | 0 | 0 | 0 | 0 | 0 | 0 | 0 | 0 | 0 | 0 | 0 | 0 | 0 | 0 | 0 | 0 | 0 | 0 | 0 | 0 | 0 | 0 | 0
Tuesday | 6 | 21 | 18 | 4122 | 0 | 0 | 0 | 0 | 0 | 0 | 0 | 0 | 0 | 0 | 0 | 0 | 0 | 0 | 0 | 0 | 0 | 0 | 0 | 0 | 0 |  | 0 | 0 | 0 | 0 | 0 | 0 | 0 | 0 |  |  |  |  | 0 | 0 | 0 | 1 | 0 | 0 | 0 | 0 |  | 1 | 1 | #VALUE! | 1 | 1 | #VALUE! | 0 | 0 | 0 | 0 | 0 | 0 | 0 | 0 | 0 | 0 | 0 | 0 | 0 | 0 | 0 | 0 | 0 | 0 | 0 | 0 | 0 | 0 | 0 | 0 | 0
Tuesday | 6 | 21 | 19 | 4123 | 0 | 0 | 0 | 0 | 0 | 0 | 0 | 0 | 0 | 0 | 0 | 0 | 0 | 0 | 0 | 0 | 0 | 0 | 0 | 0 | 0 |  | 0 | 0 | 0 | 0 | 0 | 0 | 0 | 0 |  |  |  |  | 0 | 0 | 0 | 1 | 0 | 0 | 0 | 0 |  | 1 | 1 | #VALUE! | 1 | 1 | #VALUE! | 0 | 0 | 0 | 0 | 0 | 0 | 0 | 0 | 0 | 0 | 0 | 0 | 0 | 0 | 0 | 0 | 0 | 0 | 0 | 0 | 0 | 0 | 0 | 0 | 0
Tuesday | 6 | 21 | 20 | 4124 | 0 | 0 | 0 | 0 | 0 | 0 | 0 | 0 | 0 | 0 | 0 | 0 | 0 | 0 | 0 | 0 | 0 | 0 | 0 | 0 | 0 |  | 0 | 0 | 0 | 0 | 0 | 0 | 0 | 0 |  |  |  |  | 0 | 0 | 0 | 0 | 1 | 0 | 0 | 0 |  | 1 | 1 | 1 | #VALUE! | 1 | #VALUE! | 0 | 0 | 0 | 0 | 0 | 0 | 0 | 0 | 0 | 0 | 0 | 0 | 0 | 0 | 0 | 0 | 0 | 0 | 0 | 0 | 0 | 0 | 0 | 0 | 0
Tuesday | 6 | 21 | 21 | 4125 | 0 | 0 | 0 | 0 | 0 | 0 | 0 | 0 | 0 | 0 | 0 | 0 | 0 | 0 | 0 | 0 | 0 | 0 | 0 | 0 | 0 |  | 0 | 0 | 0 | 0 | 0 | 0 | 0 | 0 |  |  |  |  | 0 | 0 | 0 | 0 | 1 | 0 | 0 | 0 |  | 1 | 1 | 1 | #VALUE! | 1 | #VALUE! | 0 | 0 | 0 | 0 | 0 | 0 | 0 | 0 | 0 | 0 | 0 | 0 | 0 | 0 | 0 | 0 | 0 | 0 | 0 | 0 | 0 | 0 | 0 | 0 | 0
Tuesday | 6 | 21 | 22 | 4126 | 0 | 0 | 0 | 0 | 0 | 0 | 0 | 0 | 0 | 0 | 0 | 0 | 0 | 0 | 0 | 0 | 0 | 0 | 0 | 0 | 0 |  | 0 | 0 | 0 | 0 | 0 | 0 | 0 | 0 |  |  |  |  | 0 | 0 | 0 | 0 | 1 | 0 | 0 | 0 |  | 1 | 1 | 1 | #VALUE! | 1 | #VALUE! | 0 | 0 | 0 | 0 | 0 | 0 | 0 | 0 | 0 | 0 | 0 | 0 | 0 | 0 | 0 | 0 | 0 | 0 | 0 | 0 | 0 | 0 | 0 | 0 | 0
Tuesday | 6 | 21 | 23 | 4127 | 0 | 0 | 0 | 0 | 0 | 0 | 0 | 0 | 0 | 0 | 0 | 0 | 0 | 0 | 0 | 0 | 0 | 0 | 0 | 0 | 0 |  | 0 | 0 | 0 | 0 | 0 | 0 | 0 | 0 |  |  |  |  | 0 | 0 | 0 | 0 | 0 | 1 | 0 | 0 |  | 1 | 1 | 1 | 1 | 1 | 1 | 0 | 0 | 0 | 0 | 0 | 0 | 0 | 0 | 0 | 0 | 0 | 0 | 0 | 0 | 0 | 0 | 0 | 0 | 0 | 0 | 0 | 0 | 0 | 0 | 0
Tuesday | 6 | 21 | 24 | 4128 | 0 | 0 | 0 | 0 | 0 | 0 | 0 | 0 | 0 | 0 | 0 | 0 | 0 | 0 | 0 | 0 | 0 | 0 | 0 | 0 | 0 |  | 0 | 0 | 0 | 0 | 0 | 0 | 0 | 0 |  |  |  |  | 0 | 0 | 0 | 0 | 0 | 1 | 0 | 0 |  | 1 | 1 | 1 | 1 | 1 | 1 | 0 | 0 | 0 | 0 | 0 | 0 | 0 | 0 | 0 | 0 | 0 | 0 | 0 | 0 | 0 | 0 | 0 | 0 | 0 | 0 | 0 | 0 | 0 | 0 | 0
Wednesday | 6 | 22 | 1 | 4129 | 0 | 0 | 0 | 0 | 0 | 0 | 0 | 0 | 0 | 0 | 0 | 0 | 0 | 0 | 0 | 0 | 0 | 0 | 0 | 0 | 0 |  | 0 | 0 | 0 | 0 | 0 | 0 | 0 | 0 |  |  |  |  | 0 | 0 | 0 | 0 | 0 | 1 | 0 | 0 |  | 1 | 1 | 1 | 1 | 1 | 1 | 0 | 0 | 0 | 0 | 0 | 0 | 0 | 0 | 0 | 0 | 0 | 0 | 0 | 0 | 0 | 0 | 0 | 0 | 0 | 0 | 0 | 0 | 0 | 0 | 0
Wednesday | 6 | 22 | 2 | 4130 | 0 | 0 | 0 | 0 | 0 | 0 | 0 | 0 | 0 | 0 | 0 | 0 | 0 | 0 | 0 | 0 | 0 | 0 | 0 | 0 | 0 |  | 0 | 0 | 0 | 0 | 0 | 0 | 0 | 0 |  |  |  |  | 0 | 0 | 0 | 0 | 0 | 1 | 0 | 0 |  | 1 | 1 | 1 | 1 | 1 | 1 | 0 | 0 | 0 | 0 | 0 | 0 | 0 | 0 | 0 | 0 | 0 | 0 | 0 | 0 | 0 | 0 | 0 | 0 | 0 | 0 | 0 | 0 | 0 | 0 | 0
Wednesday | 6 | 22 | 3 | 4131 | 0 | 0 | 0 | 0 | 0 | 0 | 0 | 0 | 0 | 0 | 0 | 0 | 0 | 0 | 0 | 0 | 0 | 0 | 0 | 0 | 0 |  | 0 | 0 | 0 | 0 | 0 | 0 | 0 | 0 |  |  |  |  | 0 | 0 | 0 | 0 | 0 | 1 | 0 | 0 |  | 1 | 1 | 1 | 1 | 1 | 1 | 0 | 0 | 0 | 0 | 0 | 0 | 0 | 0 | 0 | 0 | 0 | 0 | 0 | 0 | 0 | 0 | 0 | 0 | 0 | 0 | 0 | 0 | 0 | 0 | 0
Wednesday | 6 | 22 | 4 | 4132 | 0 | 0 | 0 | 0 | 0 | 0 | 0 | 0 | 0 | 0 | 0 | 0 | 0 | 0 | 0 | 0 | 0 | 0 | 0 | 0 | 0 |  | 0 | 0 | 0 | 0 | 0 | 0 | 0 | 0 |  |  |  |  | 0 | 0 | 0 | 0 | 0 | 1 | 0 | 0 |  | 1 | 1 | 1 | 1 | 1 | 1 | 0 | 0 | 0 | 0 | 0 | 0 | 0 | 0 | 0 | 0 | 0 | 0 | 0 | 0 | 0 | 0 | 0 | 0 | 0 | 0 | 0 | 0 | 0 | 0 | 0
Wednesday | 6 | 22 | 5 | 4133 | 0 | 0 | 0 | 0 | 0 | 0 | 0 | 0 | 0 | 0 | 0 | 0 | 0 | 0 | 0 | 0 | 0 | 0 | 0 | 0 | 0 |  | 0 | 0 | 0 | 0 | 0 | 0 | 0 | 0 |  |  |  |  | 0 | 0 | 0 | 0 | 0 | 1 | 0 | 0 |  | 1 | 1 | 1 | 1 | 1 | 1 | 0 | 0 | 0 | 0 | 0 | 0 | 0 | 0 | 0 | 0 | 0 | 0 | 0 | 0 | 0 | 0 | 0 | 0 | 0 | 0 | 0 | 0 | 0 | 0 | 0
Wednesday | 6 | 22 | 6 | 4134 | 0 | 0 | 0 | 0 | 0 | 0 | 0 | 0 | 0 | 0 | 0 | 0 | 0 | 0 | 0 | 0 | 0 | 0 | 0 | 0 | 0 |  | 0 | 0 | 0 | 0 | 0 | 0 | 0 | 0 |  |  |  |  | 0 | 0 | 0 | 0 | 0 | 1 | 0 | 0 |  | 1 | 1 | 1 | 1 | 1 | 1 | 0 | 0 | 0 | 0 | 0 | 0 | 0 | 0 | 0 | 0 | 0 | 0 | 0 | 0 | 0 | 0 | 0 | 0 | 0 | 0 | 0 | 0 | 0 | 0 | 0
Wednesday | 6 | 22 | 7 | 4135 | 0 | 0 | 0 | 0 | 0 | 0 | 0 | 0 | 0 | 0 | 0 | 0 | 0 | 0 | 0 | 0 | 0 | 0 | 0 | 0 | 0 |  | 0 | 0 | 0 | 0 | 0 | 0 | 0 | 0 |  |  |  |  | 0 | 0 | 0 | 0 | 0 | 1 | 0 | 0 |  | 1 | 1 | 1 | 1 | 1 | 1 | 0 | 0 | 0 | 0 | 0 | 0 | 0 | 0 | 0 | 0 | 0 | 0 | 0 | 0 | 0 | 0 | 0 | 0 | 0 | 0 | 0 | 0 | 0 | 0 | 0
Wednesday | 6 | 22 | 8 | 4136 | 0 | 0 | 0 | 0 | 0 | 0 | 0 | 0 | 0 | 0 | 0 | 0 | 0 | 0 | 0 | 0 | 0 | 0 | 0 | 0 | 0 |  | 0 | 0 | 0 | 0 | 0 | 0 | 0 | 0 |  |  |  |  | 0 | 0 | 0 | 0 | 1 | 0 | 0 | 0 |  | 1 | 1 | 1 | #VALUE! | 1 | #VALUE! | 0 | 0 | 0 | 0 | 0 | 0 | 0 | 0 | 0 | 0 | 0 | 0 | 0 | 0 | 0 | 0 | 0 | 0 | 0 | 0 | 0 | 0 | 0 | 0 | 0
Wednesday | 6 | 22 | 9 | 4137 | 0 | 0 | 0 | 0 | 0 | 0 | 0 | 0 | 0 | 0 | 0 | 0 | 0 | 0 | 0 | 0 | 0 | 0 | 0 | 0 | 0 |  | 0 | 0 | 0 | 0 | 0 | 0 | 0 | 0 |  |  |  |  | 0 | 0 | 0 | 0 | 1 | 0 | 0 | 0 |  | 1 | 1 | 1 | #VALUE! | 1 | #VALUE! | 0 | 0 | 0 | 0 | 0 | 0 | 0 | 0 | 0 | 0 | 0 | 0 | 0 | 0 | 0 | 0 | 0 | 0 | 0 | 0 | 0 | 0 | 0 | 0 | 0
Wednesday | 6 | 22 | 10 | 4138 | 0 | 0 | 0 | 0 | 0 | 0 | 0 | 0 | 0 | 0 | 0 | 0 | 0 | 0 | 0 | 0 | 0 | 0 | 0 | 0 | 0 |  | 0 | 0 | 0 | 0 | 0 | 0 | 0 | 0 |  |  |  |  | 0 | 0 | 0 | 0 | 1 | 0 | 0 | 0 |  | 1 | 1 | 1 | #VALUE! | 1 | #VALUE! | 0 | 0 | 0 | 0 | 0 | 0 | 0 | 0 | 0 | 0 | 0 | 0 | 0 | 0 | 0 | 0 | 0 | 0 | 0 | 0 | 0 | 0 | 0 | 0 | 0
Wednesday | 6 | 22 | 11 | 4139 | 0 | 0 | 0 | 0 | 0 | 0 | 0 | 0 | 0 | 0 | 0 | 0 | 0 | 0 | 0 | 0 | 0 | 0 | 0 | 0 | 0 |  | 0 | 0 | 0 | 0 | 0 | 0 | 0 | 0 |  |  |  |  | 0 | 0 | 0 | 0 | 1 | 0 | 0 | 0 |  | 1 | 1 | 1 | #VALUE! | 1 | #VALUE! | 0 | 0 | 0 | 0 | 0 | 0 | 0 | 0 | 0 | 0 | 0 | 0 | 0 | 0 | 0 | 0 | 0 | 0 | 0 | 0 | 0 | 0 | 0 | 0 | 0
Wednesday | 6 | 22 | 12 | 4140 | 0 | 0 | 0 | 0 | 0 | 0 | 0 | 0 | 0 | 0 | 0 | 0 | 0 | 0 | 0 | 0 | 0 | 0 | 0 | 0 | 0 |  | 0 | 0 | 0 | 0 | 0 | 0 | 0 | 0 |  |  |  |  | 0 | 0 | 0 | 0 | 1 | 0 | 0 | 0 |  | 1 | 1 | 1 | #VALUE! | 1 | #VALUE! | 0 | 0 | 0 | 0 | 0 | 0 | 0 | 0 | 0 | 0 | 0 | 0 | 0 | 0 | 0 | 0 | 0 | 0 | 0 | 0 | 0 | 0 | 0 | 0 | 0
Wednesday | 6 | 22 | 13 | 4141 | 0 | 0 | 0 | 0 | 0 | 0 | 0 | 0 | 0 | 0 | 0 | 0 | 0 | 0 | 0 | 0 | 0 | 0 | 0 | 0 | 0 |  | 0 | 0 | 0 | 0 | 0 | 0 | 0 | 0 |  |  |  |  | 0 | 0 | 0 | 0 | 1 | 0 | 0 | 0 |  | 1 | 1 | 1 | #VALUE! | 1 | #VALUE! | 0 | 0 | 0 | 0 | 0 | 0 | 0 | 0 | 0 | 0 | 0 | 0 | 0 | 0 | 0 | 0 | 0 | 0 | 0 | 0 | 0 | 0 | 0 | 0 | 0
Wednesday | 6 | 22 | 14 | 4142 | 0 | 0 | 0 | 0 | 0 | 0 | 0 | 0 | 0 | 0 | 0 | 0 | 0 | 0 | 0 | 0 | 0 | 0 | 0 | 0 | 0 |  | 0 | 0 | 0 | 0 | 0 | 0 | 0 | 0 |  |  |  |  | 0 | 0 | 0 | 1 | 0 | 0 | 0 | 0 |  | 1 | 1 | #VALUE! | 1 | 1 | #VALUE! | 0 | 0 | 0 | 0 | 0 | 0 | 0 | 0 | 0 | 0 | 0 | 0 | 0 | 0 | 0 | 0 | 0 | 0 | 0 | 0 | 0 | 0 | 0 | 0 | 0
Wednesday | 6 | 22 | 15 | 4143 | 0 | 0 | 0 | 0 | 0 | 0 | 0 | 0 | 0 | 0 | 0 | 0 | 0 | 0 | 0 | 0 | 0 | 0 | 0 | 0 | 0 |  | 0 | 0 | 0 | 0 | 0 | 0 | 0 | 0 |  |  |  |  | 0 | 0 | 0 | 1 | 0 | 0 | 0 | 0 |  | 1 | 1 | #VALUE! | 1 | 1 | #VALUE! | 0 | 0 | 0 | 0 | 0 | 0 | 0 | 0 | 0 | 0 | 0 | 0 | 0 | 0 | 0 | 0 | 0 | 0 | 0 | 0 | 0 | 0 | 0 | 0 | 0
Wednesday | 6 | 22 | 16 | 4144 | 0 | 0 | 0 | 0 | 0 | 0 | 0 | 0 | 0 | 0 | 0 | 0 | 0 | 0 | 0 | 0 | 0 | 0 | 0 | 0 | 0 |  | 0 | 0 | 0 | 0 | 0 | 0 | 0 | 0 |  |  |  |  | 0 | 0 | 0 | 1 | 0 | 0 | 0 | 0 |  | 1 | 1 | #VALUE! | 1 | 1 | #VALUE! | 0 | 0 | 0 | 0 | 0 | 0 | 0 | 0 | 0 | 0 | 0 | 0 | 0 | 0 | 0 | 0 | 0 | 0 | 0 | 0 | 0 | 0 | 0 | 0 | 0
Wednesday | 6 | 22 | 17 | 4145 | 0 | 0 | 0 | 0 | 0 | 0 | 0 | 0 | 0 | 0 | 0 | 0 | 0 | 0 | 0 | 0 | 0 | 0 | 0 | 0 | 0 |  | 0 | 0 | 0 | 0 | 0 | 0 | 0 | 0 |  |  |  |  | 0 | 0 | 0 | 1 | 0 | 0 | 0 | 0 |  | 1 | 1 | #VALUE! | 1 | 1 | #VALUE! | 0 | 0 | 0 | 0 | 0 | 0 | 0 | 0 | 0 | 0 | 0 | 0 | 0 | 0 | 0 | 0 | 0 | 0 | 0 | 0 | 0 | 0 | 0 | 0 | 0
Wednesday | 6 | 22 | 18 | 4146 | 0 | 0 | 0 | 0 | 0 | 0 | 0 | 0 | 0 | 0 | 0 | 0 | 0 | 0 | 0 | 0 | 0 | 0 | 0 | 0 | 0 |  | 0 | 0 | 0 | 0 | 0 | 0 | 0 | 0 |  |  |  |  | 0 | 0 | 0 | 1 | 0 | 0 | 0 | 0 |  | 1 | 1 | #VALUE! | 1 | 1 | #VALUE! | 0 | 0 | 0 | 0 | 0 | 0 | 0 | 0 | 0 | 0 | 0 | 0 | 0 | 0 | 0 | 0 | 0 | 0 | 0 | 0 | 0 | 0 | 0 | 0 | 0
Wednesday | 6 | 22 | 19 | 4147 | 0 | 0 | 0 | 0 | 0 | 0 | 0 | 0 | 0 | 0 | 0 | 0 | 0 | 0 | 0 | 0 | 0 | 0 | 0 | 0 | 0 |  | 0 | 0 | 0 | 0 | 0 | 0 | 0 | 0 |  |  |  |  | 0 | 0 | 0 | 1 | 0 | 0 | 0 | 0 |  | 1 | 1 | #VALUE! | 1 | 1 | #VALUE! | 0 | 0 | 0 | 0 | 0 | 0 | 0 | 0 | 0 | 0 | 0 | 0 | 0 | 0 | 0 | 0 | 0 | 0 | 0 | 0 | 0 | 0 | 0 | 0 | 0
Wednesday | 6 | 22 | 20 | 4148 | 0 | 0 | 0 | 0 | 0 | 0 | 0 | 0 | 0 | 0 | 0 | 0 | 0 | 0 | 0 | 0 | 0 | 0 | 0 | 0 | 0 |  | 0 | 0 | 0 | 0 | 0 | 0 | 0 | 0 |  |  |  |  | 0 | 0 | 0 | 0 | 1 | 0 | 0 | 0 |  | 1 | 1 | 1 | #VALUE! | 1 | #VALUE! | 0 | 0 | 0 | 0 | 0 | 0 | 0 | 0 | 0 | 0 | 0 | 0 | 0 | 0 | 0 | 0 | 0 | 0 | 0 | 0 | 0 | 0 | 0 | 0 | 0
Wednesday | 6 | 22 | 21 | 4149 | 0 | 0 | 0 | 0 | 0 | 0 | 0 | 0 | 0 | 0 | 0 | 0 | 0 | 0 | 0 | 0 | 0 | 0 | 0 | 0 | 0 |  | 0 | 0 | 0 | 0 | 0 | 0 | 0 | 0 |  |  |  |  | 0 | 0 | 0 | 0 | 1 | 0 | 0 | 0 |  | 1 | 1 | 1 | #VALUE! | 1 | #VALUE! | 0 | 0 | 0 | 0 | 0 | 0 | 0 | 0 | 0 | 0 | 0 | 0 | 0 | 0 | 0 | 0 | 0 | 0 | 0 | 0 | 0 | 0 | 0 | 0 | 0
Wednesday | 6 | 22 | 22 | 4150 | 0 | 0 | 0 | 0 | 0 | 0 | 0 | 0 | 0 | 0 | 0 | 0 | 0 | 0 | 0 | 0 | 0 | 0 | 0 | 0 | 0 |  | 0 | 0 | 0 | 0 | 0 | 0 | 0 | 0 |  |  |  |  | 0 | 0 | 0 | 0 | 1 | 0 | 0 | 0 |  | 1 | 1 | 1 | #VALUE! | 1 | #VALUE! | 0 | 0 | 0 | 0 | 0 | 0 | 0 | 0 | 0 | 0 | 0 | 0 | 0 | 0 | 0 | 0 | 0 | 0 | 0 | 0 | 0 | 0 | 0 | 0 | 0
Wednesday | 6 | 22 | 23 | 4151 | 0 | 0 | 0 | 0 | 0 | 0 | 0 | 0 | 0 | 0 | 0 | 0 | 0 | 0 | 0 | 0 | 0 | 0 | 0 | 0 | 0 |  | 0 | 0 | 0 | 0 | 0 | 0 | 0 | 0 |  |  |  |  | 0 | 0 | 0 | 0 | 0 | 1 | 0 | 0 |  | 1 | 1 | 1 | 1 | 1 | 1 | 0 | 0 | 0 | 0 | 0 | 0 | 0 | 0 | 0 | 0 | 0 | 0 | 0 | 0 | 0 | 0 | 0 | 0 | 0 | 0 | 0 | 0 | 0 | 0 | 0
Wednesday | 6 | 22 | 24 | 4152 | 0 | 0 | 0 | 0 | 0 | 0 | 0 | 0 | 0 | 0 | 0 | 0 | 0 | 0 | 0 | 0 | 0 | 0 | 0 | 0 | 0 |  | 0 | 0 | 0 | 0 | 0 | 0 | 0 | 0 |  |  |  |  | 0 | 0 | 0 | 0 | 0 | 1 | 0 | 0 |  | 1 | 1 | 1 | 1 | 1 | 1 | 0 | 0 | 0 | 0 | 0 | 0 | 0 | 0 | 0 | 0 | 0 | 0 | 0 | 0 | 0 | 0 | 0 | 0 | 0 | 0 | 0 | 0 | 0 | 0 | 0
Thursday | 6 | 23 | 1 | 4153 | 0 | 0 | 0 | 0 | 0 | 0 | 0 | 0 | 0 | 0 | 0 | 0 | 0 | 0 | 0 | 0 | 0 | 0 | 0 | 0 | 0 |  | 0 | 0 | 0 | 0 | 0 | 0 | 0 | 0 |  |  |  |  | 0 | 0 | 0 | 0 | 0 | 1 | 0 | 0 |  | 1 | 1 | 1 | 1 | 1 | 1 | 0 | 0 | 0 | 0 | 0 | 0 | 0 | 0 | 0 | 0 | 0 | 0 | 0 | 0 | 0 | 0 | 0 | 0 | 0 | 0 | 0 | 0 | 0 | 0 | 0
Thursday | 6 | 23 | 2 | 4154 | 0 | 0 | 0 | 0 | 0 | 0 | 0 | 0 | 0 | 0 | 0 | 0 | 0 | 0 | 0 | 0 | 0 | 0 | 0 | 0 | 0 |  | 0 | 0 | 0 | 0 | 0 | 0 | 0 | 0 |  |  |  |  | 0 | 0 | 0 | 0 | 0 | 1 | 0 | 0 |  | 1 | 1 | 1 | 1 | 1 | 1 | 0 | 0 | 0 | 0 | 0 | 0 | 0 | 0 | 0 | 0 | 0 | 0 | 0 | 0 | 0 | 0 | 0 | 0 | 0 | 0 | 0 | 0 | 0 | 0 | 0
Thursday | 6 | 23 | 3 | 4155 | 0 | 0 | 0 | 0 | 0 | 0 | 0 | 0 | 0 | 0 | 0 | 0 | 0 | 0 | 0 | 0 | 0 | 0 | 0 | 0 | 0 |  | 0 | 0 | 0 | 0 | 0 | 0 | 0 | 0 |  |  |  |  | 0 | 0 | 0 | 0 | 0 | 1 | 0 | 0 |  | 1 | 1 | 1 | 1 | 1 | 1 | 0 | 0 | 0 | 0 | 0 | 0 | 0 | 0 | 0 | 0 | 0 | 0 | 0 | 0 | 0 | 0 | 0 | 0 | 0 | 0 | 0 | 0 | 0 | 0 | 0
Thursday | 6 | 23 | 4 | 4156 | 0 | 0 | 0 | 0 | 0 | 0 | 0 | 0 | 0 | 0 | 0 | 0 | 0 | 0 | 0 | 0 | 0 | 0 | 0 | 0 | 0 |  | 0 | 0 | 0 | 0 | 0 | 0 | 0 | 0 |  |  |  |  | 0 | 0 | 0 | 0 | 0 | 1 | 0 | 0 |  | 1 | 1 | 1 | 1 | 1 | 1 | 0 | 0 | 0 | 0 | 0 | 0 | 0 | 0 | 0 | 0 | 0 | 0 | 0 | 0 | 0 | 0 | 0 | 0 | 0 | 0 | 0 | 0 | 0 | 0 | 0
Thursday | 6 | 23 | 5 | 4157 | 0 | 0 | 0 | 0 | 0 | 0 | 0 | 0 | 0 | 0 | 0 | 0 | 0 | 0 | 0 | 0 | 0 | 0 | 0 | 0 | 0 |  | 0 | 0 | 0 | 0 | 0 | 0 | 0 | 0 |  |  |  |  | 0 | 0 | 0 | 0 | 0 | 1 | 0 | 0 |  | 1 | 1 | 1 | 1 | 1 | 1 | 0 | 0 | 0 | 0 | 0 | 0 | 0 | 0 | 0 | 0 | 0 | 0 | 0 | 0 | 0 | 0 | 0 | 0 | 0 | 0 | 0 | 0 | 0 | 0 | 0
Thursday | 6 | 23 | 6 | 4158 | 0 | 0 | 0 | 0 | 0 | 0 | 0 | 0 | 0 | 0 | 0 | 0 | 0 | 0 | 0 | 0 | 0 | 0 | 0 | 0 | 0 |  | 0 | 0 | 0 | 0 | 0 | 0 | 0 | 0 |  |  |  |  | 0 | 0 | 0 | 0 | 0 | 1 | 0 | 0 |  | 1 | 1 | 1 | 1 | 1 | 1 | 0 | 0 | 0 | 0 | 0 | 0 | 0 | 0 | 0 | 0 | 0 | 0 | 0 | 0 | 0 | 0 | 0 | 0 | 0 | 0 | 0 | 0 | 0 | 0 | 0
Thursday | 6 | 23 | 7 | 4159 | 0 | 0 | 0 | 0 | 0 | 0 | 0 | 0 | 0 | 0 | 0 | 0 | 0 | 0 | 0 | 0 | 0 | 0 | 0 | 0 | 0 |  | 0 | 0 | 0 | 0 | 0 | 0 | 0 | 0 |  |  |  |  | 0 | 0 | 0 | 0 | 0 | 1 | 0 | 0 |  | 1 | 1 | 1 | 1 | 1 | 1 | 0 | 0 | 0 | 0 | 0 | 0 | 0 | 0 | 0 | 0 | 0 | 0 | 0 | 0 | 0 | 0 | 0 | 0 | 0 | 0 | 0 | 0 | 0 | 0 | 0
Thursday | 6 | 23 | 8 | 4160 | 0 | 0 | 0 | 0 | 0 | 0 | 0 | 0 | 0 | 0 | 0 | 0 | 0 | 0 | 0 | 0 | 0 | 0 | 0 | 0 | 0 |  | 0 | 0 | 0 | 0 | 0 | 0 | 0 | 0 |  |  |  |  | 0 | 0 | 0 | 0 | 1 | 0 | 0 | 0 |  | 1 | 1 | 1 | #VALUE! | 1 | #VALUE! | 0 | 0 | 0 | 0 | 0 | 0 | 0 | 0 | 0 | 0 | 0 | 0 | 0 | 0 | 0 | 0 | 0 | 0 | 0 | 0 | 0 | 0 | 0 | 0 | 0
Thursday | 6 | 23 | 9 | 4161 | 0 | 0 | 0 | 0 | 0 | 0 | 0 | 0 | 0 | 0 | 0 | 0 | 0 | 0 | 0 | 0 | 0 | 0 | 0 | 0 | 0 |  | 0 | 0 | 0 | 0 | 0 | 0 | 0 | 0 |  |  |  |  | 0 | 0 | 0 | 0 | 1 | 0 | 0 | 0 |  | 1 | 1 | 1 | #VALUE! | 1 | #VALUE! | 0 | 0 | 0 | 0 | 0 | 0 | 0 | 0 | 0 | 0 | 0 | 0 | 0 | 0 | 0 | 0 | 0 | 0 | 0 | 0 | 0 | 0 | 0 | 0 | 0
Thursday | 6 | 23 | 10 | 4162 | 0 | 0 | 0 | 0 | 0 | 0 | 0 | 0 | 0 | 0 | 0 | 0 | 0 | 0 | 0 | 0 | 0 | 0 | 0 | 0 | 0 |  | 0 | 0 | 0 | 0 | 0 | 0 | 0 | 0 |  |  |  |  | 0 | 0 | 0 | 0 | 1 | 0 | 0 | 0 |  | 1 | 1 | 1 | #VALUE! | 1 | #VALUE! | 0 | 0 | 0 | 0 | 0 | 0 | 0 | 0 | 0 | 0 | 0 | 0 | 0 | 0 | 0 | 0 | 0 | 0 | 0 | 0 | 0 | 0 | 0 | 0 | 0
Thursday | 6 | 23 | 11 | 4163 | 0 | 0 | 0 | 0 | 0 | 0 | 0 | 0 | 0 | 0 | 0 | 0 | 0 | 0 | 0 | 0 | 0 | 0 | 0 | 0 | 0 |  | 0 | 0 | 0 | 0 | 0 | 0 | 0 | 0 |  |  |  |  | 0 | 0 | 0 | 0 | 1 | 0 | 0 | 0 |  | 1 | 1 | 1 | #VALUE! | 1 | #VALUE! | 0 | 0 | 0 | 0 | 0 | 0 | 0 | 0 | 0 | 0 | 0 | 0 | 0 | 0 | 0 | 0 | 0 | 0 | 0 | 0 | 0 | 0 | 0 | 0 | 0
Thursday | 6 | 23 | 12 | 4164 | 0 | 0 | 0 | 0 | 0 | 0 | 0 | 0 | 0 | 0 | 0 | 0 | 0 | 0 | 0 | 0 | 0 | 0 | 0 | 0 | 0 |  | 0 | 0 | 0 | 0 | 0 | 0 | 0 | 0 |  |  |  |  | 0 | 0 | 0 | 0 | 1 | 0 | 0 | 0 |  | 1 | 1 | 1 | #VALUE! | 1 | #VALUE! | 0 | 0 | 0 | 0 | 0 | 0 | 0 | 0 | 0 | 0 | 0 | 0 | 0 | 0 | 0 | 0 | 0 | 0 | 0 | 0 | 0 | 0 | 0 | 0 | 0
Thursday | 6 | 23 | 13 | 4165 | 0 | 0 | 0 | 0 | 0 | 0 | 0 | 0 | 0 | 0 | 0 | 0 | 0 | 0 | 0 | 0 | 0 | 0 | 0 | 0 | 0 |  | 0 | 0 | 0 | 0 | 0 | 0 | 0 | 0 |  |  |  |  | 0 | 0 | 0 | 0 | 1 | 0 | 0 | 0 |  | 1 | 1 | 1 | #VALUE! | 1 | #VALUE! | 0 | 0 | 0 | 0 | 0 | 0 | 0 | 0 | 0 | 0 | 0 | 0 | 0 | 0 | 0 | 0 | 0 | 0 | 0 | 0 | 0 | 0 | 0 | 0 | 0
Thursday | 6 | 23 | 14 | 4166 | 0 | 0 | 0 | 0 | 0 | 0 | 0 | 0 | 0 | 0 | 0 | 0 | 0 | 0 | 0 | 0 | 0 | 0 | 0 | 0 | 0 |  | 0 | 0 | 0 | 0 | 0 | 0 | 0 | 0 |  |  |  |  | 0 | 0 | 0 | 1 | 0 | 0 | 0 | 0 |  | 1 | 1 | #VALUE! | 1 | 1 | #VALUE! | 0 | 0 | 0 | 0 | 0 | 0 | 0 | 0 | 0 | 0 | 0 | 0 | 0 | 0 | 0 | 0 | 0 | 0 | 0 | 0 | 0 | 0 | 0 | 0 | 0
Thursday | 6 | 23 | 15 | 4167 | 0 | 0 | 0 | 0 | 0 | 0 | 0 | 0 | 0 | 0 | 0 | 0 | 0 | 0 | 0 | 0 | 0 | 0 | 0 | 0 | 0 |  | 0 | 0 | 0 | 0 | 0 | 0 | 0 | 0 |  |  |  |  | 0 | 0 | 0 | 1 | 0 | 0 | 0 | 0 |  | 1 | 1 | #VALUE! | 1 | 1 | #VALUE! | 0 | 0 | 0 | 0 | 0 | 0 | 0 | 0 | 0 | 0 | 0 | 0 | 0 | 0 | 0 | 0 | 0 | 0 | 0 | 0 | 0 | 0 | 0 | 0 | 0
Thursday | 6 | 23 | 16 | 4168 | 0 | 0 | 0 | 0 | 0 | 0 | 0 | 0 | 0 | 0 | 0 | 0 | 0 | 0 | 0 | 0 | 0 | 0 | 0 | 0 | 0 |  | 0 | 0 | 0 | 0 | 0 | 0 | 0 | 0 |  |  |  |  | 0 | 0 | 0 | 1 | 0 | 0 | 0 | 0 |  | 1 | 1 | #VALUE! | 1 | 1 | #VALUE! | 0 | 0 | 0 | 0 | 0 | 0 | 0 | 0 | 0 | 0 | 0 | 0 | 0 | 0 | 0 | 0 | 0 | 0 | 0 | 0 | 0 | 0 | 0 | 0 | 0
Thursday | 6 | 23 | 17 | 4169 | 0 | 0 | 0 | 0 | 0 | 0 | 0 | 0 | 0 | 0 | 0 | 0 | 0 | 0 | 0 | 0 | 0 | 0 | 0 | 0 | 0 |  | 0 | 0 | 0 | 0 | 0 | 0 | 0 | 0 |  |  |  |  | 0 | 0 | 0 | 1 | 0 | 0 | 0 | 0 |  | 1 | 1 | #VALUE! | 1 | 1 | #VALUE! | 0 | 0 | 0 | 0 | 0 | 0 | 0 | 0 | 0 | 0 | 0 | 0 | 0 | 0 | 0 | 0 | 0 | 0 | 0 | 0 | 0 | 0 | 0 | 0 | 0
Thursday | 6 | 23 | 18 | 4170 | 0 | 0 | 0 | 0 | 0 | 0 | 0 | 0 | 0 | 0 | 0 | 0 | 0 | 0 | 0 | 0 | 0 | 0 | 0 | 0 | 0 |  | 0 | 0 | 0 | 0 | 0 | 0 | 0 | 0 |  |  |  |  | 0 | 0 | 0 | 1 | 0 | 0 | 0 | 0 |  | 1 | 1 | #VALUE! | 1 | 1 | #VALUE! | 0 | 0 | 0 | 0 | 0 | 0 | 0 | 0 | 0 | 0 | 0 | 0 | 0 | 0 | 0 | 0 | 0 | 0 | 0 | 0 | 0 | 0 | 0 | 0 | 0
Thursday | 6 | 23 | 19 | 4171 | 0 | 0 | 0 | 0 | 0 | 0 | 0 | 0 | 0 | 0 | 0 | 0 | 0 | 0 | 0 | 0 | 0 | 0 | 0 | 0 | 0 |  | 0 | 0 | 0 | 0 | 0 | 0 | 0 | 0 |  |  |  |  | 0 | 0 | 0 | 1 | 0 | 0 | 0 | 0 |  | 1 | 1 | #VALUE! | 1 | 1 | #VALUE! | 0 | 0 | 0 | 0 | 0 | 0 | 0 | 0 | 0 | 0 | 0 | 0 | 0 | 0 | 0 | 0 | 0 | 0 | 0 | 0 | 0 | 0 | 0 | 0 | 0
Thursday | 6 | 23 | 20 | 4172 | 0 | 0 | 0 | 0 | 0 | 0 | 0 | 0 | 0 | 0 | 0 | 0 | 0 | 0 | 0 | 0 | 0 | 0 | 0 | 0 | 0 |  | 0 | 0 | 0 | 0 | 0 | 0 | 0 | 0 |  |  |  |  | 0 | 0 | 0 | 0 | 1 | 0 | 0 | 0 |  | 1 | 1 | 1 | #VALUE! | 1 | #VALUE! | 0 | 0 | 0 | 0 | 0 | 0 | 0 | 0 | 0 | 0 | 0 | 0 | 0 | 0 | 0 | 0 | 0 | 0 | 0 | 0 | 0 | 0 | 0 | 0 | 0
Thursday | 6 | 23 | 21 | 4173 | 0 | 0 | 0 | 0 | 0 | 0 | 0 | 0 | 0 | 0 | 0 | 0 | 0 | 0 | 0 | 0 | 0 | 0 | 0 | 0 | 0 |  | 0 | 0 | 0 | 0 | 0 | 0 | 0 | 0 |  |  |  |  | 0 | 0 | 0 | 0 | 1 | 0 | 0 | 0 |  | 1 | 1 | 1 | #VALUE! | 1 | #VALUE! | 0 | 0 | 0 | 0 | 0 | 0 | 0 | 0 | 0 | 0 | 0 | 0 | 0 | 0 | 0 | 0 | 0 | 0 | 0 | 0 | 0 | 0 | 0 | 0 | 0
Thursday | 6 | 23 | 22 | 4174 | 0 | 0 | 0 | 0 | 0 | 0 | 0 | 0 | 0 | 0 | 0 | 0 | 0 | 0 | 0 | 0 | 0 | 0 | 0 | 0 | 0 |  | 0 | 0 | 0 | 0 | 0 | 0 | 0 | 0 |  |  |  |  | 0 | 0 | 0 | 0 | 1 | 0 | 0 | 0 |  | 1 | 1 | 1 | #VALUE! | 1 | #VALUE! | 0 | 0 | 0 | 0 | 0 | 0 | 0 | 0 | 0 | 0 | 0 | 0 | 0 | 0 | 0 | 0 | 0 | 0 | 0 | 0 | 0 | 0 | 0 | 0 | 0
Thursday | 6 | 23 | 23 | 4175 | 0 | 0 | 0 | 0 | 0 | 0 | 0 | 0 | 0 | 0 | 0 | 0 | 0 | 0 | 0 | 0 | 0 | 0 | 0 | 0 | 0 |  | 0 | 0 | 0 | 0 | 0 | 0 | 0 | 0 |  |  |  |  | 0 | 0 | 0 | 0 | 0 | 1 | 0 | 0 |  | 1 | 1 | 1 | 1 | 1 | 1 | 0 | 0 | 0 | 0 | 0 | 0 | 0 | 0 | 0 | 0 | 0 | 0 | 0 | 0 | 0 | 0 | 0 | 0 | 0 | 0 | 0 | 0 | 0 | 0 | 0
Thursday | 6 | 23 | 24 | 4176 | 0 | 0 | 0 | 0 | 0 | 0 | 0 | 0 | 0 | 0 | 0 | 0 | 0 | 0 | 0 | 0 | 0 | 0 | 0 | 0 | 0 |  | 0 | 0 | 0 | 0 | 0 | 0 | 0 | 0 |  |  |  |  | 0 | 0 | 0 | 0 | 0 | 1 | 0 | 0 |  | 1 | 1 | 1 | 1 | 1 | 1 | 0 | 0 | 0 | 0 | 0 | 0 | 0 | 0 | 0 | 0 | 0 | 0 | 0 | 0 | 0 | 0 | 0 | 0 | 0 | 0 | 0 | 0 | 0 | 0 | 0
Friday | 6 | 24 | 1 | 4177 | 0 | 0 | 0 | 0 | 0 | 0 | 0 | 0 | 0 | 0 | 0 | 0 | 0 | 0 | 0 | 0 | 0 | 0 | 0 | 0 | 0 |  | 0 | 0 | 0 | 0 | 0 | 0 | 0 | 0 |  |  |  |  | 0 | 0 | 0 | 0 | 0 | 1 | 0 | 0 |  | 1 | 1 | 1 | 1 | 1 | 1 | 0 | 0 | 0 | 0 | 0 | 0 | 0 | 0 | 0 | 0 | 0 | 0 | 0 | 0 | 0 | 0 | 0 | 0 | 0 | 0 | 0 | 0 | 0 | 0 | 0
Friday | 6 | 24 | 2 | 4178 | 0 | 0 | 0 | 0 | 0 | 0 | 0 | 0 | 0 | 0 | 0 | 0 | 0 | 0 | 0 | 0 | 0 | 0 | 0 | 0 | 0 |  | 0 | 0 | 0 | 0 | 0 | 0 | 0 | 0 |  |  |  |  | 0 | 0 | 0 | 0 | 0 | 1 | 0 | 0 |  | 1 | 1 | 1 | 1 | 1 | 1 | 0 | 0 | 0 | 0 | 0 | 0 | 0 | 0 | 0 | 0 | 0 | 0 | 0 | 0 | 0 | 0 | 0 | 0 | 0 | 0 | 0 | 0 | 0 | 0 | 0
Friday | 6 | 24 | 3 | 4179 | 0 | 0 | 0 | 0 | 0 | 0 | 0 | 0 | 0 | 0 | 0 | 0 | 0 | 0 | 0 | 0 | 0 | 0 | 0 | 0 | 0 |  | 0 | 0 | 0 | 0 | 0 | 0 | 0 | 0 |  |  |  |  | 0 | 0 | 0 | 0 | 0 | 1 | 0 | 0 |  | 1 | 1 | 1 | 1 | 1 | 1 | 0 | 0 | 0 | 0 | 0 | 0 | 0 | 0 | 0 | 0 | 0 | 0 | 0 | 0 | 0 | 0 | 0 | 0 | 0 | 0 | 0 | 0 | 0 | 0 | 0
Friday | 6 | 24 | 4 | 4180 | 0 | 0 | 0 | 0 | 0 | 0 | 0 | 0 | 0 | 0 | 0 | 0 | 0 | 0 | 0 | 0 | 0 | 0 | 0 | 0 | 0 |  | 0 | 0 | 0 | 0 | 0 | 0 | 0 | 0 |  |  |  |  | 0 | 0 | 0 | 0 | 0 | 1 | 0 | 0 |  | 1 | 1 | 1 | 1 | 1 | 1 | 0 | 0 | 0 | 0 | 0 | 0 | 0 | 0 | 0 | 0 | 0 | 0 | 0 | 0 | 0 | 0 | 0 | 0 | 0 | 0 | 0 | 0 | 0 | 0 | 0
Friday | 6 | 24 | 5 | 4181 | 0 | 0 | 0 | 0 | 0 | 0 | 0 | 0 | 0 | 0 | 0 | 0 | 0 | 0 | 0 | 0 | 0 | 0 | 0 | 0 | 0 |  | 0 | 0 | 0 | 0 | 0 | 0 | 0 | 0 |  |  |  |  | 0 | 0 | 0 | 0 | 0 | 1 | 0 | 0 |  | 1 | 1 | 1 | 1 | 1 | 1 | 0 | 0 | 0 | 0 | 0 | 0 | 0 | 0 | 0 | 0 | 0 | 0 | 0 | 0 | 0 | 0 | 0 | 0 | 0 | 0 | 0 | 0 | 0 | 0 | 0
Friday | 6 | 24 | 6 | 4182 | 0 | 0 | 0 | 0 | 0 | 0 | 0 | 0 | 0 | 0 | 0 | 0 | 0 | 0 | 0 | 0 | 0 | 0 | 0 | 0 | 0 |  | 0 | 0 | 0 | 0 | 0 | 0 | 0 | 0 |  |  |  |  | 0 | 0 | 0 | 0 | 0 | 1 | 0 | 0 |  | 1 | 1 | 1 | 1 | 1 | 1 | 0 | 0 | 0 | 0 | 0 | 0 | 0 | 0 | 0 | 0 | 0 | 0 | 0 | 0 | 0 | 0 | 0 | 0 | 0 | 0 | 0 | 0 | 0 | 0 | 0
Friday | 6 | 24 | 7 | 4183 | 0 | 0 | 0 | 0 | 0 | 0 | 0 | 0 | 0 | 0 | 0 | 0 | 0 | 0 | 0 | 0 | 0 | 0 | 0 | 0 | 0 |  | 0 | 0 | 0 | 0 | 0 | 0 | 0 | 0 |  |  |  |  | 0 | 0 | 0 | 0 | 0 | 1 | 0 | 0 |  | 1 | 1 | 1 | 1 | 1 | 1 | 0 | 0 | 0 | 0 | 0 | 0 | 0 | 0 | 0 | 0 | 0 | 0 | 0 | 0 | 0 | 0 | 0 | 0 | 0 | 0 | 0 | 0 | 0 | 0 | 0
Friday | 6 | 24 | 8 | 4184 | 0 | 0 | 0 | 0 | 0 | 0 | 0 | 0 | 0 | 0 | 0 | 0 | 0 | 0 | 0 | 0 | 0 | 0 | 0 | 0 | 0 |  | 0 | 0 | 0 | 0 | 0 | 0 | 0 | 0 |  |  |  |  | 0 | 0 | 0 | 0 | 1 | 0 | 0 | 0 |  | 1 | 1 | 1 | #VALUE! | 1 | #VALUE! | 0 | 0 | 0 | 0 | 0 | 0 | 0 | 0 | 0 | 0 | 0 | 0 | 0 | 0 | 0 | 0 | 0 | 0 | 0 | 0 | 0 | 0 | 0 | 0 | 0
Friday | 6 | 24 | 9 | 4185 | 0 | 0 | 0 | 0 | 0 | 0 | 0 | 0 | 0 | 0 | 0 | 0 | 0 | 0 | 0 | 0 | 0 | 0 | 0 | 0 | 0 |  | 0 | 0 | 0 | 0 | 0 | 0 | 0 | 0 |  |  |  |  | 0 | 0 | 0 | 0 | 1 | 0 | 0 | 0 |  | 1 | 1 | 1 | #VALUE! | 1 | #VALUE! | 0 | 0 | 0 | 0 | 0 | 0 | 0 | 0 | 0 | 0 | 0 | 0 | 0 | 0 | 0 | 0 | 0 | 0 | 0 | 0 | 0 | 0 | 0 | 0 | 0
Friday | 6 | 24 | 10 | 4186 | 0 | 0 | 0 | 0 | 0 | 0 | 0 | 0 | 0 | 0 | 0 | 0 | 0 | 0 | 0 | 0 | 0 | 0 | 0 | 0 | 0 |  | 0 | 0 | 0 | 0 | 0 | 0 | 0 | 0 |  |  |  |  | 0 | 0 | 0 | 0 | 1 | 0 | 0 | 0 |  | 1 | 1 | 1 | #VALUE! | 1 | #VALUE! | 0 | 0 | 0 | 0 | 0 | 0 | 0 | 0 | 0 | 0 | 0 | 0 | 0 | 0 | 0 | 0 | 0 | 0 | 0 | 0 | 0 | 0 | 0 | 0 | 0
Friday | 6 | 24 | 11 | 4187 | 0 | 0 | 0 | 0 | 0 | 0 | 0 | 0 | 0 | 0 | 0 | 0 | 0 | 0 | 0 | 0 | 0 | 0 | 0 | 0 | 0 |  | 0 | 0 | 0 | 0 | 0 | 0 | 0 | 0 |  |  |  |  | 0 | 0 | 0 | 0 | 1 | 0 | 0 | 0 |  | 1 | 1 | 1 | #VALUE! | 1 | #VALUE! | 0 | 0 | 0 | 0 | 0 | 0 | 0 | 0 | 0 | 0 | 0 | 0 | 0 | 0 | 0 | 0 | 0 | 0 | 0 | 0 | 0 | 0 | 0 | 0 | 0
Friday | 6 | 24 | 12 | 4188 | 0 | 0 | 0 | 0 | 0 | 0 | 0 | 0 | 0 | 0 | 0 | 0 | 0 | 0 | 0 | 0 | 0 | 0 | 0 | 0 | 0 |  | 0 | 0 | 0 | 0 | 0 | 0 | 0 | 0 |  |  |  |  | 0 | 0 | 0 | 0 | 1 | 0 | 0 | 0 |  | 1 | 1 | 1 | #VALUE! | 1 | #VALUE! | 0 | 0 | 0 | 0 | 0 | 0 | 0 | 0 | 0 | 0 | 0 | 0 | 0 | 0 | 0 | 0 | 0 | 0 | 0 | 0 | 0 | 0 | 0 | 0 | 0
Friday | 6 | 24 | 13 | 4189 | 0 | 0 | 0 | 0 | 0 | 0 | 0 | 0 | 0 | 0 | 0 | 0 | 0 | 0 | 0 | 0 | 0 | 0 | 0 | 0 | 0 |  | 0 | 0 | 0 | 0 | 0 | 0 | 0 | 0 |  |  |  |  | 0 | 0 | 0 | 0 | 1 | 0 | 0 | 0 |  | 1 | 1 | 1 | #VALUE! | 1 | #VALUE! | 0 | 0 | 0 | 0 | 0 | 0 | 0 | 0 | 0 | 0 | 0 | 0 | 0 | 0 | 0 | 0 | 0 | 0 | 0 | 0 | 0 | 0 | 0 | 0 | 0
Friday | 6 | 24 | 14 | 4190 | 0 | 0 | 0 | 0 | 0 | 0 | 0 | 0 | 0 | 0 | 0 | 0 | 0 | 0 | 0 | 0 | 0 | 0 | 0 | 0 | 0 |  | 0 | 0 | 0 | 0 | 0 | 0 | 0 | 0 |  |  |  |  | 0 | 0 | 0 | 1 | 0 | 0 | 0 | 0 |  | 1 | 1 | #VALUE! | 1 | 1 | #VALUE! | 0 | 0 | 0 | 0 | 0 | 0 | 0 | 0 | 0 | 0 | 0 | 0 | 0 | 0 | 0 | 0 | 0 | 0 | 0 | 0 | 0 | 0 | 0 | 0 | 0
Friday | 6 | 24 | 15 | 4191 | 0 | 0 | 0 | 0 | 0 | 0 | 0 | 0 | 0 | 0 | 0 | 0 | 0 | 0 | 0 | 0 | 0 | 0 | 0 | 0 | 0 |  | 0 | 0 | 0 | 0 | 0 | 0 | 0 | 0 |  |  |  |  | 0 | 0 | 0 | 1 | 0 | 0 | 0 | 0 |  | 1 | 1 | #VALUE! | 1 | 1 | #VALUE! | 0 | 0 | 0 | 0 | 0 | 0 | 0 | 0 | 0 | 0 | 0 | 0 | 0 | 0 | 0 | 0 | 0 | 0 | 0 | 0 | 0 | 0 | 0 | 0 | 0
Friday | 6 | 24 | 16 | 4192 | 0 | 0 | 0 | 0 | 0 | 0 | 0 | 0 | 0 | 0 | 0 | 0 | 0 | 0 | 0 | 0 | 0 | 0 | 0 | 0 | 0 |  | 0 | 0 | 0 | 0 | 0 | 0 | 0 | 0 |  |  |  |  | 0 | 0 | 0 | 1 | 0 | 0 | 0 | 0 |  | 1 | 1 | #VALUE! | 1 | 1 | #VALUE! | 0 | 0 | 0 | 0 | 0 | 0 | 0 | 0 | 0 | 0 | 0 | 0 | 0 | 0 | 0 | 0 | 0 | 0 | 0 | 0 | 0 | 0 | 0 | 0 | 0
Friday | 6 | 24 | 17 | 4193 | 0 | 0 | 0 | 0 | 0 | 0 | 0 | 0 | 0 | 0 | 0 | 0 | 0 | 0 | 0 | 0 | 0 | 0 | 0 | 0 | 0 |  | 0 | 0 | 0 | 0 | 0 | 0 | 0 | 0 |  |  |  |  | 0 | 0 | 0 | 1 | 0 | 0 | 0 | 0 |  | 1 | 1 | #VALUE! | 1 | 1 | #VALUE! | 0 | 0 | 0 | 0 | 0 | 0 | 0 | 0 | 0 | 0 | 0 | 0 | 0 | 0 | 0 | 0 | 0 | 0 | 0 | 0 | 0 | 0 | 0 | 0 | 0
Friday | 6 | 24 | 18 | 4194 | 0 | 0 | 0 | 0 | 0 | 0 | 0 | 0 | 0 | 0 | 0 | 0 | 0 | 0 | 0 | 0 | 0 | 0 | 0 | 0 | 0 |  | 0 | 0 | 0 | 0 | 0 | 0 | 0 | 0 |  |  |  |  | 0 | 0 | 0 | 1 | 0 | 0 | 0 | 0 |  | 1 | 1 | #VALUE! | 1 | 1 | #VALUE! | 0 | 0 | 0 | 0 | 0 | 0 | 0 | 0 | 0 | 0 | 0 | 0 | 0 | 0 | 0 | 0 | 0 | 0 | 0 | 0 | 0 | 0 | 0 | 0 | 0
Friday | 6 | 24 | 19 | 4195 | 0 | 0 | 0 | 0 | 0 | 0 | 0 | 0 | 0 | 0 | 0 | 0 | 0 | 0 | 0 | 0 | 0 | 0 | 0 | 0 | 0 |  | 0 | 0 | 0 | 0 | 0 | 0 | 0 | 0 |  |  |  |  | 0 | 0 | 0 | 1 | 0 | 0 | 0 | 0 |  | 1 | 1 | #VALUE! | 1 | 1 | #VALUE! | 0 | 0 | 0 | 0 | 0 | 0 | 0 | 0 | 0 | 0 | 0 | 0 | 0 | 0 | 0 | 0 | 0 | 0 | 0 | 0 | 0 | 0 | 0 | 0 | 0
Friday | 6 | 24 | 20 | 4196 | 0 | 0 | 0 | 0 | 0 | 0 | 0 | 0 | 0 | 0 | 0 | 0 | 0 | 0 | 0 | 0 | 0 | 0 | 0 | 0 | 0 |  | 0 | 0 | 0 | 0 | 0 | 0 | 0 | 0 |  |  |  |  | 0 | 0 | 0 | 0 | 1 | 0 | 0 | 0 |  | 1 | 1 | 1 | #VALUE! | 1 | #VALUE! | 0 | 0 | 0 | 0 | 0 | 0 | 0 | 0 | 0 | 0 | 0 | 0 | 0 | 0 | 0 | 0 | 0 | 0 | 0 | 0 | 0 | 0 | 0 | 0 | 0
Friday | 6 | 24 | 21 | 4197 | 0 | 0 | 0 | 0 | 0 | 0 | 0 | 0 | 0 | 0 | 0 | 0 | 0 | 0 | 0 | 0 | 0 | 0 | 0 | 0 | 0 |  | 0 | 0 | 0 | 0 | 0 | 0 | 0 | 0 |  |  |  |  | 0 | 0 | 0 | 0 | 1 | 0 | 0 | 0 |  | 1 | 1 | 1 | #VALUE! | 1 | #VALUE! | 0 | 0 | 0 | 0 | 0 | 0 | 0 | 0 | 0 | 0 | 0 | 0 | 0 | 0 | 0 | 0 | 0 | 0 | 0 | 0 | 0 | 0 | 0 | 0 | 0
Friday | 6 | 24 | 22 | 4198 | 0 | 0 | 0 | 0 | 0 | 0 | 0 | 0 | 0 | 0 | 0 | 0 | 0 | 0 | 0 | 0 | 0 | 0 | 0 | 0 | 0 |  | 0 | 0 | 0 | 0 | 0 | 0 | 0 | 0 |  |  |  |  | 0 | 0 | 0 | 0 | 1 | 0 | 0 | 0 |  | 1 | 1 | 1 | #VALUE! | 1 | #VALUE! | 0 | 0 | 0 | 0 | 0 | 0 | 0 | 0 | 0 | 0 | 0 | 0 | 0 | 0 | 0 | 0 | 0 | 0 | 0 | 0 | 0 | 0 | 0 | 0 | 0
Friday | 6 | 24 | 23 | 4199 | 0 | 0 | 0 | 0 | 0 | 0 | 0 | 0 | 0 | 0 | 0 | 0 | 0 | 0 | 0 | 0 | 0 | 0 | 0 | 0 | 0 |  | 0 | 0 | 0 | 0 | 0 | 0 | 0 | 0 |  |  |  |  | 0 | 0 | 0 | 0 | 0 | 1 | 0 | 0 |  | 1 | 1 | 1 | 1 | 1 | 1 | 0 | 0 | 0 | 0 | 0 | 0 | 0 | 0 | 0 | 0 | 0 | 0 | 0 | 0 | 0 | 0 | 0 | 0 | 0 | 0 | 0 | 0 | 0 | 0 | 0
Friday | 6 | 24 | 24 | 4200 | 0 | 0 | 0 | 0 | 0 | 0 | 0 | 0 | 0 | 0 | 0 | 0 | 0 | 0 | 0 | 0 | 0 | 0 | 0 | 0 | 0 |  | 0 | 0 | 0 | 0 | 0 | 0 | 0 | 0 |  |  |  |  | 0 | 0 | 0 | 0 | 0 | 1 | 0 | 0 |  | 1 | 1 | 1 | 1 | 1 | 1 | 0 | 0 | 0 | 0 | 0 | 0 | 0 | 0 | 0 | 0 | 0 | 0 | 0 | 0 | 0 | 0 | 0 | 0 | 0 | 0 | 0 | 0 | 0 | 0 | 0
Saturday | 6 | 25 | 1 | 4201 | 0 | 0 | 0 | 0 | 0 | 0 | 0 | 0 | 0 | 0 | 0 | 0 | 0 | 0 | 0 | 0 | 0 | 0 | 0 | 0 | 0 |  | 0 | 0 | 0 | 0 | 0 | 0 | 0 | 0 |  |  |  |  | 0 | 0 | 0 | 0 | 0 | 1 | 0 | 0 |  | 1 | 1 | 1 | 1 | 1 | 1 | 0 | 0 | 0 | 0 | 0 | 0 | 0 | 0 | 0 | 0 | 0 | 0 | 0 | 0 | 0 | 0 | 0 | 0 | 0 | 0 | 0 | 0 | 0 | 0 | 0
Saturday | 6 | 25 | 2 | 4202 | 0 | 0 | 0 | 0 | 0 | 0 | 0 | 0 | 0 | 0 | 0 | 0 | 0 | 0 | 0 | 0 | 0 | 0 | 0 | 0 | 0 |  | 0 | 0 | 0 | 0 | 0 | 0 | 0 | 0 |  |  |  |  | 0 | 0 | 0 | 0 | 0 | 1 | 0 | 0 |  | 1 | 1 | 1 | 1 | 1 | 1 | 0 | 0 | 0 | 0 | 0 | 0 | 0 | 0 | 0 | 0 | 0 | 0 | 0 | 0 | 0 | 0 | 0 | 0 | 0 | 0 | 0 | 0 | 0 | 0 | 0
Saturday | 6 | 25 | 3 | 4203 | 0 | 0 | 0 | 0 | 0 | 0 | 0 | 0 | 0 | 0 | 0 | 0 | 0 | 0 | 0 | 0 | 0 | 0 | 0 | 0 | 0 |  | 0 | 0 | 0 | 0 | 0 | 0 | 0 | 0 |  |  |  |  | 0 | 0 | 0 | 0 | 0 | 1 | 0 | 0 |  | 1 | 1 | 1 | 1 | 1 | 1 | 0 | 0 | 0 | 0 | 0 | 0 | 0 | 0 | 0 | 0 | 0 | 0 | 0 | 0 | 0 | 0 | 0 | 0 | 0 | 0 | 0 | 0 | 0 | 0 | 0
Saturday | 6 | 25 | 4 | 4204 | 0 | 0 | 0 | 0 | 0 | 0 | 0 | 0 | 0 | 0 | 0 | 0 | 0 | 0 | 0 | 0 | 0 | 0 | 0 | 0 | 0 |  | 0 | 0 | 0 | 0 | 0 | 0 | 0 | 0 |  |  |  |  | 0 | 0 | 0 | 0 | 0 | 1 | 0 | 0 |  | 1 | 1 | 1 | 1 | 1 | 1 | 0 | 0 | 0 | 0 | 0 | 0 | 0 | 0 | 0 | 0 | 0 | 0 | 0 | 0 | 0 | 0 | 0 | 0 | 0 | 0 | 0 | 0 | 0 | 0 | 0
Saturday | 6 | 25 | 5 | 4205 | 0 | 0 | 0 | 0 | 0 | 0 | 0 | 0 | 0 | 0 | 0 | 0 | 0 | 0 | 0 | 0 | 0 | 0 | 0 | 0 | 0 |  | 0 | 0 | 0 | 0 | 0 | 0 | 0 | 0 |  |  |  |  | 0 | 0 | 0 | 0 | 0 | 1 | 0 | 0 |  | 1 | 1 | 1 | 1 | 1 | 1 | 0 | 0 | 0 | 0 | 0 | 0 | 0 | 0 | 0 | 0 | 0 | 0 | 0 | 0 | 0 | 0 | 0 | 0 | 0 | 0 | 0 | 0 | 0 | 0 | 0
Saturday | 6 | 25 | 6 | 4206 | 0 | 0 | 0 | 0 | 0 | 0 | 0 | 0 | 0 | 0 | 0 | 0 | 0 | 0 | 0 | 0 | 0 | 0 | 0 | 0 | 0 |  | 0 | 0 | 0 | 0 | 0 | 0 | 0 | 0 |  |  |  |  | 0 | 0 | 0 | 0 | 0 | 1 | 0 | 0 |  | 1 | 1 | 1 | 1 | 1 | 1 | 0 | 0 | 0 | 0 | 0 | 0 | 0 | 0 | 0 | 0 | 0 | 0 | 0 | 0 | 0 | 0 | 0 | 0 | 0 | 0 | 0 | 0 | 0 | 0 | 0
Saturday | 6 | 25 | 7 | 4207 | 0 | 0 | 0 | 0 | 0 | 0 | 0 | 0 | 0 | 0 | 0 | 0 | 0 | 0 | 0 | 0 | 0 | 0 | 0 | 0 | 0 |  | 0 | 0 | 0 | 0 | 0 | 0 | 0 | 0 |  |  |  |  | 0 | 0 | 0 | 0 | 0 | 1 | 0 | 0 |  | 1 | 1 | 1 | 1 | 1 | 1 | 0 | 0 | 0 | 0 | 0 | 0 | 0 | 0 | 0 | 0 | 0 | 0 | 0 | 0 | 0 | 0 | 0 | 0 | 0 | 0 | 0 | 0 | 0 | 0 | 0
Saturday | 6 | 25 | 8 | 4208 | 0 | 0 | 0 | 0 | 0 | 0 | 0 | 0 | 0 | 0 | 0 | 0 | 0 | 0 | 0 | 0 | 0 | 0 | 0 | 0 | 0 |  | 0 | 0 | 0 | 0 | 0 | 0 | 0 | 0 |  |  |  |  | 0 | 0 | 0 | 0 | 0 | 1 | 0 | 0 |  | 1 | 1 | 1 | 1 | 1 | 1 | 0 | 0 | 0 | 0 | 0 | 0 | 0 | 0 | 0 | 0 | 0 | 0 | 0 | 0 | 0 | 0 | 0 | 0 | 0 | 0 | 0 | 0 | 0 | 0 | 0
Saturday | 6 | 25 | 9 | 4209 | 0 | 0 | 0 | 0 | 0 | 0 | 0 | 0 | 0 | 0 | 0 | 0 | 0 | 0 | 0 | 0 | 0 | 0 | 0 | 0 | 0 |  | 0 | 0 | 0 | 0 | 0 | 0 | 0 | 0 |  |  |  |  | 0 | 0 | 0 | 0 | 0 | 1 | 0 | 0 |  | 1 | 1 | 1 | 1 | 1 | 1 | 0 | 0 | 0 | 0 | 0 | 0 | 0 | 0 | 0 | 0 | 0 | 0 | 0 | 0 | 0 | 0 | 0 | 0 | 0 | 0 | 0 | 0 | 0 | 0 | 0
Saturday | 6 | 25 | 10 | 4210 | 0 | 0 | 0 | 0 | 0 | 0 | 0 | 0 | 0 | 0 | 0 | 0 | 0 | 0 | 0 | 0 | 0 | 0 | 0 | 0 | 0 |  | 0 | 0 | 0 | 0 | 0 | 0 | 0 | 0 |  |  |  |  | 0 | 0 | 0 | 0 | 0 | 1 | 0 | 0 |  | 1 | 1 | 1 | 1 | 1 | 1 | 0 | 0 | 0 | 0 | 0 | 0 | 0 | 0 | 0 | 0 | 0 | 0 | 0 | 0 | 0 | 0 | 0 | 0 | 0 | 0 | 0 | 0 | 0 | 0 | 0
Saturday | 6 | 25 | 11 | 4211 | 0 | 0 | 0 | 0 | 0 | 0 | 0 | 0 | 0 | 0 | 0 | 0 | 0 | 0 | 0 | 0 | 0 | 0 | 0 | 0 | 0 |  | 0 | 0 | 0 | 0 | 0 | 0 | 0 | 0 |  |  |  |  | 0 | 0 | 0 | 0 | 0 | 1 | 0 | 0 |  | 1 | 1 | 1 | 1 | 1 | 1 | 0 | 0 | 0 | 0 | 0 | 0 | 0 | 0 | 0 | 0 | 0 | 0 | 0 | 0 | 0 | 0 | 0 | 0 | 0 | 0 | 0 | 0 | 0 | 0 | 0
Saturday | 6 | 25 | 12 | 4212 | 0 | 0 | 0 | 0 | 0 | 0 | 0 | 0 | 0 | 0 | 0 | 0 | 0 | 0 | 0 | 0 | 0 | 0 | 0 | 0 | 0 |  | 0 | 0 | 0 | 0 | 0 | 0 | 0 | 0 |  |  |  |  | 0 | 0 | 0 | 0 | 0 | 1 | 0 | 0 |  | 1 | 1 | 1 | 1 | 1 | 1 | 0 | 0 | 0 | 0 | 0 | 0 | 0 | 0 | 0 | 0 | 0 | 0 | 0 | 0 | 0 | 0 | 0 | 0 | 0 | 0 | 0 | 0 | 0 | 0 | 0
Saturday | 6 | 25 | 13 | 4213 | 0 | 0 | 0 | 0 | 0 | 0 | 0 | 0 | 0 | 0 | 0 | 0 | 0 | 0 | 0 | 0 | 0 | 0 | 0 | 0 | 0 |  | 0 | 0 | 0 | 0 | 0 | 0 | 0 | 0 |  |  |  |  | 0 | 0 | 0 | 0 | 0 | 1 | 0 | 0 |  | 1 | 1 | 1 | 1 | 1 | 1 | 0 | 0 | 0 | 0 | 0 | 0 | 0 | 0 | 0 | 0 | 0 | 0 | 0 | 0 | 0 | 0 | 0 | 0 | 0 | 0 | 0 | 0 | 0 | 0 | 0
Saturday | 6 | 25 | 14 | 4214 | 0 | 0 | 0 | 0 | 0 | 0 | 0 | 0 | 0 | 0 | 0 | 0 | 0 | 0 | 0 | 0 | 0 | 0 | 0 | 0 | 0 |  | 0 | 0 | 0 | 0 | 0 | 0 | 0 | 0 |  |  |  |  | 0 | 0 | 0 | 0 | 0 | 1 | 0 | 0 |  | 1 | 1 | 1 | 1 | 1 | 1 | 0 | 0 | 0 | 0 | 0 | 0 | 0 | 0 | 0 | 0 | 0 | 0 | 0 | 0 | 0 | 0 | 0 | 0 | 0 | 0 | 0 | 0 | 0 | 0 | 0
Saturday | 6 | 25 | 15 | 4215 | 0 | 0 | 0 | 0 | 0 | 0 | 0 | 0 | 0 | 0 | 0 | 0 | 0 | 0 | 0 | 0 | 0 | 0 | 0 | 0 | 0 |  | 0 | 0 | 0 | 0 | 0 | 0 | 0 | 0 |  |  |  |  | 0 | 0 | 0 | 0 | 0 | 1 | 0 | 0 |  | 1 | 1 | 1 | 1 | 1 | 1 | 0 | 0 | 0 | 0 | 0 | 0 | 0 | 0 | 0 | 0 | 0 | 0 | 0 | 0 | 0 | 0 | 0 | 0 | 0 | 0 | 0 | 0 | 0 | 0 | 0
Saturday | 6 | 25 | 16 | 4216 | 0 | 0 | 0 | 0 | 0 | 0 | 0 | 0 | 0 | 0 | 0 | 0 | 0 | 0 | 0 | 0 | 0 | 0 | 0 | 0 | 0 |  | 0 | 0 | 0 | 0 | 0 | 0 | 0 | 0 |  |  |  |  | 0 | 0 | 0 | 0 | 0 | 1 | 0 | 0 |  | 1 | 1 | 1 | 1 | 1 | 1 | 0 | 0 | 0 | 0 | 0 | 0 | 0 | 0 | 0 | 0 | 0 | 0 | 0 | 0 | 0 | 0 | 0 | 0 | 0 | 0 | 0 | 0 | 0 | 0 | 0
Saturday | 6 | 25 | 17 | 4217 | 0 | 0 | 0 | 0 | 0 | 0 | 0 | 0 | 0 | 0 | 0 | 0 | 0 | 0 | 0 | 0 | 0 | 0 | 0 | 0 | 0 |  | 0 | 0 | 0 | 0 | 0 | 0 | 0 | 0 |  |  |  |  | 0 | 0 | 0 | 0 | 0 | 1 | 0 | 0 |  | 1 | 1 | 1 | 1 | 1 | 1 | 0 | 0 | 0 | 0 | 0 | 0 | 0 | 0 | 0 | 0 | 0 | 0 | 0 | 0 | 0 | 0 | 0 | 0 | 0 | 0 | 0 | 0 | 0 | 0 | 0
Saturday | 6 | 25 | 18 | 4218 | 0 | 0 | 0 | 0 | 0 | 0 | 0 | 0 | 0 | 0 | 0 | 0 | 0 | 0 | 0 | 0 | 0 | 0 | 0 | 0 | 0 |  | 0 | 0 | 0 | 0 | 0 | 0 | 0 | 0 |  |  |  |  | 0 | 0 | 0 | 0 | 0 | 1 | 0 | 0 |  | 1 | 1 | 1 | 1 | 1 | 1 | 0 | 0 | 0 | 0 | 0 | 0 | 0 | 0 | 0 | 0 | 0 | 0 | 0 | 0 | 0 | 0 | 0 | 0 | 0 | 0 | 0 | 0 | 0 | 0 | 0
Saturday | 6 | 25 | 19 | 4219 | 0 | 0 | 0 | 0 | 0 | 0 | 0 | 0 | 0 | 0 | 0 | 0 | 0 | 0 | 0 | 0 | 0 | 0 | 0 | 0 | 0 |  | 0 | 0 | 0 | 0 | 0 | 0 | 0 | 0 |  |  |  |  | 0 | 0 | 0 | 0 | 0 | 1 | 0 | 0 |  | 1 | 1 | 1 | 1 | 1 | 1 | 0 | 0 | 0 | 0 | 0 | 0 | 0 | 0 | 0 | 0 | 0 | 0 | 0 | 0 | 0 | 0 | 0 | 0 | 0 | 0 | 0 | 0 | 0 | 0 | 0
Saturday | 6 | 25 | 20 | 4220 | 0 | 0 | 0 | 0 | 0 | 0 | 0 | 0 | 0 | 0 | 0 | 0 | 0 | 0 | 0 | 0 | 0 | 0 | 0 | 0 | 0 |  | 0 | 0 | 0 | 0 | 0 | 0 | 0 | 0 |  |  |  |  | 0 | 0 | 0 | 0 | 0 | 1 | 0 | 0 |  | 1 | 1 | 1 | 1 | 1 | 1 | 0 | 0 | 0 | 0 | 0 | 0 | 0 | 0 | 0 | 0 | 0 | 0 | 0 | 0 | 0 | 0 | 0 | 0 | 0 | 0 | 0 | 0 | 0 | 0 | 0
Saturday | 6 | 25 | 21 | 4221 | 0 | 0 | 0 | 0 | 0 | 0 | 0 | 0 | 0 | 0 | 0 | 0 | 0 | 0 | 0 | 0 | 0 | 0 | 0 | 0 | 0 |  | 0 | 0 | 0 | 0 | 0 | 0 | 0 | 0 |  |  |  |  | 0 | 0 | 0 | 0 | 0 | 1 | 0 | 0 |  | 1 | 1 | 1 | 1 | 1 | 1 | 0 | 0 | 0 | 0 | 0 | 0 | 0 | 0 | 0 | 0 | 0 | 0 | 0 | 0 | 0 | 0 | 0 | 0 | 0 | 0 | 0 | 0 | 0 | 0 | 0
Saturday | 6 | 25 | 22 | 4222 | 0 | 0 | 0 | 0 | 0 | 0 | 0 | 0 | 0 | 0 | 0 | 0 | 0 | 0 | 0 | 0 | 0 | 0 | 0 | 0 | 0 |  | 0 | 0 | 0 | 0 | 0 | 0 | 0 | 0 |  |  |  |  | 0 | 0 | 0 | 0 | 0 | 1 | 0 | 0 |  | 1 | 1 | 1 | 1 | 1 | 1 | 0 | 0 | 0 | 0 | 0 | 0 | 0 | 0 | 0 | 0 | 0 | 0 | 0 | 0 | 0 | 0 | 0 | 0 | 0 | 0 | 0 | 0 | 0 | 0 | 0
Saturday | 6 | 25 | 23 | 4223 | 0 | 0 | 0 | 0 | 0 | 0 | 0 | 0 | 0 | 0 | 0 | 0 | 0 | 0 | 0 | 0 | 0 | 0 | 0 | 0 | 0 |  | 0 | 0 | 0 | 0 | 0 | 0 | 0 | 0 |  |  |  |  | 0 | 0 | 0 | 0 | 0 | 1 | 0 | 0 |  | 1 | 1 | 1 | 1 | 1 | 1 | 0 | 0 | 0 | 0 | 0 | 0 | 0 | 0 | 0 | 0 | 0 | 0 | 0 | 0 | 0 | 0 | 0 | 0 | 0 | 0 | 0 | 0 | 0 | 0 | 0
Saturday | 6 | 25 | 24 | 4224 | 0 | 0 | 0 | 0 | 0 | 0 | 0 | 0 | 0 | 0 | 0 | 0 | 0 | 0 | 0 | 0 | 0 | 0 | 0 | 0 | 0 |  | 0 | 0 | 0 | 0 | 0 | 0 | 0 | 0 |  |  |  |  | 0 | 0 | 0 | 0 | 0 | 1 | 0 | 0 |  | 1 | 1 | 1 | 1 | 1 | 1 | 0 | 0 | 0 | 0 | 0 | 0 | 0 | 0 | 0 | 0 | 0 | 0 | 0 | 0 | 0 | 0 | 0 | 0 | 0 | 0 | 0 | 0 | 0 | 0 | 0
Sunday | 6 | 26 | 1 | 4225 | 0 | 0 | 0 | 0 | 0 | 0 | 0 | 0 | 0 | 0 | 0 | 0 | 0 | 0 | 0 | 0 | 0 | 0 | 0 | 0 | 0 |  | 0 | 0 | 0 | 0 | 0 | 0 | 0 | 0 |  |  |  |  | 0 | 0 | 0 | 0 | 0 | 1 | 0 | 0 |  | 1 | 1 | 1 | 1 | 1 | 1 | 0 | 0 | 0 | 0 | 0 | 0 | 0 | 0 | 0 | 0 | 0 | 0 | 0 | 0 | 0 | 0 | 0 | 0 | 0 | 0 | 0 | 0 | 0 | 0 | 0
Sunday | 6 | 26 | 2 | 4226 | 0 | 0 | 0 | 0 | 0 | 0 | 0 | 0 | 0 | 0 | 0 | 0 | 0 | 0 | 0 | 0 | 0 | 0 | 0 | 0 | 0 |  | 0 | 0 | 0 | 0 | 0 | 0 | 0 | 0 |  |  |  |  | 0 | 0 | 0 | 0 | 0 | 1 | 0 | 0 |  | 1 | 1 | 1 | 1 | 1 | 1 | 0 | 0 | 0 | 0 | 0 | 0 | 0 | 0 | 0 | 0 | 0 | 0 | 0 | 0 | 0 | 0 | 0 | 0 | 0 | 0 | 0 | 0 | 0 | 0 | 0
Sunday | 6 | 26 | 3 | 4227 | 0 | 0 | 0 | 0 | 0 | 0 | 0 | 0 | 0 | 0 | 0 | 0 | 0 | 0 | 0 | 0 | 0 | 0 | 0 | 0 | 0 |  | 0 | 0 | 0 | 0 | 0 | 0 | 0 | 0 |  |  |  |  | 0 | 0 | 0 | 0 | 0 | 1 | 0 | 0 |  | 1 | 1 | 1 | 1 | 1 | 1 | 0 | 0 | 0 | 0 | 0 | 0 | 0 | 0 | 0 | 0 | 0 | 0 | 0 | 0 | 0 | 0 | 0 | 0 | 0 | 0 | 0 | 0 | 0 | 0 | 0
Sunday | 6 | 26 | 4 | 4228 | 0 | 0 | 0 | 0 | 0 | 0 | 0 | 0 | 0 | 0 | 0 | 0 | 0 | 0 | 0 | 0 | 0 | 0 | 0 | 0 | 0 |  | 0 | 0 | 0 | 0 | 0 | 0 | 0 | 0 |  |  |  |  | 0 | 0 | 0 | 0 | 0 | 1 | 0 | 0 |  | 1 | 1 | 1 | 1 | 1 | 1 | 0 | 0 | 0 | 0 | 0 | 0 | 0 | 0 | 0 | 0 | 0 | 0 | 0 | 0 | 0 | 0 | 0 | 0 | 0 | 0 | 0 | 0 | 0 | 0 | 0
Sunday | 6 | 26 | 5 | 4229 | 0 | 0 | 0 | 0 | 0 | 0 | 0 | 0 | 0 | 0 | 0 | 0 | 0 | 0 | 0 | 0 | 0 | 0 | 0 | 0 | 0 |  | 0 | 0 | 0 | 0 | 0 | 0 | 0 | 0 |  |  |  |  | 0 | 0 | 0 | 0 | 0 | 1 | 0 | 0 |  | 1 | 1 | 1 | 1 | 1 | 1 | 0 | 0 | 0 | 0 | 0 | 0 | 0 | 0 | 0 | 0 | 0 | 0 | 0 | 0 | 0 | 0 | 0 | 0 | 0 | 0 | 0 | 0 | 0 | 0 | 0
Sunday | 6 | 26 | 6 | 4230 | 0 | 0 | 0 | 0 | 0 | 0 | 0 | 0 | 0 | 0 | 0 | 0 | 0 | 0 | 0 | 0 | 0 | 0 | 0 | 0 | 0 |  | 0 | 0 | 0 | 0 | 0 | 0 | 0 | 0 |  |  |  |  | 0 | 0 | 0 | 0 | 0 | 1 | 0 | 0 |  | 1 | 1 | 1 | 1 | 1 | 1 | 0 | 0 | 0 | 0 | 0 | 0 | 0 | 0 | 0 | 0 | 0 | 0 | 0 | 0 | 0 | 0 | 0 | 0 | 0 | 0 | 0 | 0 | 0 | 0 | 0
Sunday | 6 | 26 | 7 | 4231 | 0 | 0 | 0 | 0 | 0 | 0 | 0 | 0 | 0 | 0 | 0 | 0 | 0 | 0 | 0 | 0 | 0 | 0 | 0 | 0 | 0 |  | 0 | 0 | 0 | 0 | 0 | 0 | 0 | 0 |  |  |  |  | 0 | 0 | 0 | 0 | 0 | 1 | 0 | 0 |  | 1 | 1 | 1 | 1 | 1 | 1 | 0 | 0 | 0 | 0 | 0 | 0 | 0 | 0 | 0 | 0 | 0 | 0 | 0 | 0 | 0 | 0 | 0 | 0 | 0 | 0 | 0 | 0 | 0 | 0 | 0
Sunday | 6 | 26 | 8 | 4232 | 0 | 0 | 0 | 0 | 0 | 0 | 0 | 0 | 0 | 0 | 0 | 0 | 0 | 0 | 0 | 0 | 0 | 0 | 0 | 0 | 0 |  | 0 | 0 | 0 | 0 | 0 | 0 | 0 | 0 |  |  |  |  | 0 | 0 | 0 | 0 | 0 | 1 | 0 | 0 |  | 1 | 1 | 1 | 1 | 1 | 1 | 0 | 0 | 0 | 0 | 0 | 0 | 0 | 0 | 0 | 0 | 0 | 0 | 0 | 0 | 0 | 0 | 0 | 0 | 0 | 0 | 0 | 0 | 0 | 0 | 0
Sunday | 6 | 26 | 9 | 4233 | 0 | 0 | 0 | 0 | 0 | 0 | 0 | 0 | 0 | 0 | 0 | 0 | 0 | 0 | 0 | 0 | 0 | 0 | 0 | 0 | 0 |  | 0 | 0 | 0 | 0 | 0 | 0 | 0 | 0 |  |  |  |  | 0 | 0 | 0 | 0 | 0 | 1 | 0 | 0 |  | 1 | 1 | 1 | 1 | 1 | 1 | 0 | 0 | 0 | 0 | 0 | 0 | 0 | 0 | 0 | 0 | 0 | 0 | 0 | 0 | 0 | 0 | 0 | 0 | 0 | 0 | 0 | 0 | 0 | 0 | 0
Sunday | 6 | 26 | 10 | 4234 | 0 | 0 | 0 | 0 | 0 | 0 | 0 | 0 | 0 | 0 | 0 | 0 | 0 | 0 | 0 | 0 | 0 | 0 | 0 | 0 | 0 |  | 0 | 0 | 0 | 0 | 0 | 0 | 0 | 0 |  |  |  |  | 0 | 0 | 0 | 0 | 0 | 1 | 0 | 0 |  | 1 | 1 | 1 | 1 | 1 | 1 | 0 | 0 | 0 | 0 | 0 | 0 | 0 | 0 | 0 | 0 | 0 | 0 | 0 | 0 | 0 | 0 | 0 | 0 | 0 | 0 | 0 | 0 | 0 | 0 | 0
Sunday | 6 | 26 | 11 | 4235 | 0 | 0 | 0 | 0 | 0 | 0 | 0 | 0 | 0 | 0 | 0 | 0 | 0 | 0 | 0 | 0 | 0 | 0 | 0 | 0 | 0 |  | 0 | 0 | 0 | 0 | 0 | 0 | 0 | 0 |  |  |  |  | 0 | 0 | 0 | 0 | 0 | 1 | 0 | 0 |  | 1 | 1 | 1 | 1 | 1 | 1 | 0 | 0 | 0 | 0 | 0 | 0 | 0 | 0 | 0 | 0 | 0 | 0 | 0 | 0 | 0 | 0 | 0 | 0 | 0 | 0 | 0 | 0 | 0 | 0 | 0
Sunday | 6 | 26 | 12 | 4236 | 0 | 0 | 0 | 0 | 0 | 0 | 0 | 0 | 0 | 0 | 0 | 0 | 0 | 0 | 0 | 0 | 0 | 0 | 0 | 0 | 0 |  | 0 | 0 | 0 | 0 | 0 | 0 | 0 | 0 |  |  |  |  | 0 | 0 | 0 | 0 | 0 | 1 | 0 | 0 |  | 1 | 1 | 1 | 1 | 1 | 1 | 0 | 0 | 0 | 0 | 0 | 0 | 0 | 0 | 0 | 0 | 0 | 0 | 0 | 0 | 0 | 0 | 0 | 0 | 0 | 0 | 0 | 0 | 0 | 0 | 0
Sunday | 6 | 26 | 13 | 4237 | 0 | 0 | 0 | 0 | 0 | 0 | 0 | 0 | 0 | 0 | 0 | 0 | 0 | 0 | 0 | 0 | 0 | 0 | 0 | 0 | 0 |  | 0 | 0 | 0 | 0 | 0 | 0 | 0 | 0 |  |  |  |  | 0 | 0 | 0 | 0 | 0 | 1 | 0 | 0 |  | 1 | 1 | 1 | 1 | 1 | 1 | 0 | 0 | 0 | 0 | 0 | 0 | 0 | 0 | 0 | 0 | 0 | 0 | 0 | 0 | 0 | 0 | 0 | 0 | 0 | 0 | 0 | 0 | 0 | 0 | 0
Sunday | 6 | 26 | 14 | 4238 | 0 | 0 | 0 | 0 | 0 | 0 | 0 | 0 | 0 | 0 | 0 | 0 | 0 | 0 | 0 | 0 | 0 | 0 | 0 | 0 | 0 |  | 0 | 0 | 0 | 0 | 0 | 0 | 0 | 0 |  |  |  |  | 0 | 0 | 0 | 0 | 0 | 1 | 0 | 0 |  | 1 | 1 | 1 | 1 | 1 | 1 | 0 | 0 | 0 | 0 | 0 | 0 | 0 | 0 | 0 | 0 | 0 | 0 | 0 | 0 | 0 | 0 | 0 | 0 | 0 | 0 | 0 | 0 | 0 | 0 | 0
Sunday | 6 | 26 | 15 | 4239 | 0 | 0 | 0 | 0 | 0 | 0 | 0 | 0 | 0 | 0 | 0 | 0 | 0 | 0 | 0 | 0 | 0 | 0 | 0 | 0 | 0 |  | 0 | 0 | 0 | 0 | 0 | 0 | 0 | 0 |  |  |  |  | 0 | 0 | 0 | 0 | 0 | 1 | 0 | 0 |  | 1 | 1 | 1 | 1 | 1 | 1 | 0 | 0 | 0 | 0 | 0 | 0 | 0 | 0 | 0 | 0 | 0 | 0 | 0 | 0 | 0 | 0 | 0 | 0 | 0 | 0 | 0 | 0 | 0 | 0 | 0
Sunday | 6 | 26 | 16 | 4240 | 0 | 0 | 0 | 0 | 0 | 0 | 0 | 0 | 0 | 0 | 0 | 0 | 0 | 0 | 0 | 0 | 0 | 0 | 0 | 0 | 0 |  | 0 | 0 | 0 | 0 | 0 | 0 | 0 | 0 |  |  |  |  | 0 | 0 | 0 | 0 | 0 | 1 | 0 | 0 |  | 1 | 1 | 1 | 1 | 1 | 1 | 0 | 0 | 0 | 0 | 0 | 0 | 0 | 0 | 0 | 0 | 0 | 0 | 0 | 0 | 0 | 0 | 0 | 0 | 0 | 0 | 0 | 0 | 0 | 0 | 0
Sunday | 6 | 26 | 17 | 4241 | 0 | 0 | 0 | 0 | 0 | 0 | 0 | 0 | 0 | 0 | 0 | 0 | 0 | 0 | 0 | 0 | 0 | 0 | 0 | 0 | 0 |  | 0 | 0 | 0 | 0 | 0 | 0 | 0 | 0 |  |  |  |  | 0 | 0 | 0 | 0 | 0 | 1 | 0 | 0 |  | 1 | 1 | 1 | 1 | 1 | 1 | 0 | 0 | 0 | 0 | 0 | 0 | 0 | 0 | 0 | 0 | 0 | 0 | 0 | 0 | 0 | 0 | 0 | 0 | 0 | 0 | 0 | 0 | 0 | 0 | 0
Sunday | 6 | 26 | 18 | 4242 | 0 | 0 | 0 | 0 | 0 | 0 | 0 | 0 | 0 | 0 | 0 | 0 | 0 | 0 | 0 | 0 | 0 | 0 | 0 | 0 | 0 |  | 0 | 0 | 0 | 0 | 0 | 0 | 0 | 0 |  |  |  |  | 0 | 0 | 0 | 0 | 0 | 1 | 0 | 0 |  | 1 | 1 | 1 | 1 | 1 | 1 | 0 | 0 | 0 | 0 | 0 | 0 | 0 | 0 | 0 | 0 | 0 | 0 | 0 | 0 | 0 | 0 | 0 | 0 | 0 | 0 | 0 | 0 | 0 | 0 | 0
Sunday | 6 | 26 | 19 | 4243 | 0 | 0 | 0 | 0 | 0 | 0 | 0 | 0 | 0 | 0 | 0 | 0 | 0 | 0 | 0 | 0 | 0 | 0 | 0 | 0 | 0 |  | 0 | 0 | 0 | 0 | 0 | 0 | 0 | 0 |  |  |  |  | 0 | 0 | 0 | 0 | 0 | 1 | 0 | 0 |  | 1 | 1 | 1 | 1 | 1 | 1 | 0 | 0 | 0 | 0 | 0 | 0 | 0 | 0 | 0 | 0 | 0 | 0 | 0 | 0 | 0 | 0 | 0 | 0 | 0 | 0 | 0 | 0 | 0 | 0 | 0
Sunday | 6 | 26 | 20 | 4244 | 0 | 0 | 0 | 0 | 0 | 0 | 0 | 0 | 0 | 0 | 0 | 0 | 0 | 0 | 0 | 0 | 0 | 0 | 0 | 0 | 0 |  | 0 | 0 | 0 | 0 | 0 | 0 | 0 | 0 |  |  |  |  | 0 | 0 | 0 | 0 | 0 | 1 | 0 | 0 |  | 1 | 1 | 1 | 1 | 1 | 1 | 0 | 0 | 0 | 0 | 0 | 0 | 0 | 0 | 0 | 0 | 0 | 0 | 0 | 0 | 0 | 0 | 0 | 0 | 0 | 0 | 0 | 0 | 0 | 0 | 0
Sunday | 6 | 26 | 21 | 4245 | 0 | 0 | 0 | 0 | 0 | 0 | 0 | 0 | 0 | 0 | 0 | 0 | 0 | 0 | 0 | 0 | 0 | 0 | 0 | 0 | 0 |  | 0 | 0 | 0 | 0 | 0 | 0 | 0 | 0 |  |  |  |  | 0 | 0 | 0 | 0 | 0 | 1 | 0 | 0 |  | 1 | 1 | 1 | 1 | 1 | 1 | 0 | 0 | 0 | 0 | 0 | 0 | 0 | 0 | 0 | 0 | 0 | 0 | 0 | 0 | 0 | 0 | 0 | 0 | 0 | 0 | 0 | 0 | 0 | 0 | 0
Sunday | 6 | 26 | 22 | 4246 | 0 | 0 | 0 | 0 | 0 | 0 | 0 | 0 | 0 | 0 | 0 | 0 | 0 | 0 | 0 | 0 | 0 | 0 | 0 | 0 | 0 |  | 0 | 0 | 0 | 0 | 0 | 0 | 0 | 0 |  |  |  |  | 0 | 0 | 0 | 0 | 0 | 1 | 0 | 0 |  | 1 | 1 | 1 | 1 | 1 | 1 | 0 | 0 | 0 | 0 | 0 | 0 | 0 | 0 | 0 | 0 | 0 | 0 | 0 | 0 | 0 | 0 | 0 | 0 | 0 | 0 | 0 | 0 | 0 | 0 | 0
Sunday | 6 | 26 | 23 | 4247 | 0 | 0 | 0 | 0 | 0 | 0 | 0 | 0 | 0 | 0 | 0 | 0 | 0 | 0 | 0 | 0 | 0 | 0 | 0 | 0 | 0 |  | 0 | 0 | 0 | 0 | 0 | 0 | 0 | 0 |  |  |  |  | 0 | 0 | 0 | 0 | 0 | 1 | 0 | 0 |  | 1 | 1 | 1 | 1 | 1 | 1 | 0 | 0 | 0 | 0 | 0 | 0 | 0 | 0 | 0 | 0 | 0 | 0 | 0 | 0 | 0 | 0 | 0 | 0 | 0 | 0 | 0 | 0 | 0 | 0 | 0
Sunday | 6 | 26 | 24 | 4248 | 0 | 0 | 0 | 0 | 0 | 0 | 0 | 0 | 0 | 0 | 0 | 0 | 0 | 0 | 0 | 0 | 0 | 0 | 0 | 0 | 0 |  | 0 | 0 | 0 | 0 | 0 | 0 | 0 | 0 |  |  |  |  | 0 | 0 | 0 | 0 | 0 | 1 | 0 | 0 |  | 1 | 1 | 1 | 1 | 1 | 1 | 0 | 0 | 0 | 0 | 0 | 0 | 0 | 0 | 0 | 0 | 0 | 0 | 0 | 0 | 0 | 0 | 0 | 0 | 0 | 0 | 0 | 0 | 0 | 0 | 0
Monday | 6 | 27 | 1 | 4249 | 0 | 0 | 0 | 0 | 0 | 0 | 0 | 0 | 0 | 0 | 0 | 0 | 0 | 0 | 0 | 0 | 0 | 0 | 0 | 0 | 0 |  | 0 | 0 | 0 | 0 | 0 | 0 | 0 | 0 |  |  |  |  | 0 | 0 | 0 | 0 | 0 | 1 | 0 | 0 |  | 1 | 1 | 1 | 1 | 1 | 1 | 0 | 0 | 0 | 0 | 0 | 0 | 0 | 0 | 0 | 0 | 0 | 0 | 0 | 0 | 0 | 0 | 0 | 0 | 0 | 0 | 0 | 0 | 0 | 0 | 0
Monday | 6 | 27 | 2 | 4250 | 0 | 0 | 0 | 0 | 0 | 0 | 0 | 0 | 0 | 0 | 0 | 0 | 0 | 0 | 0 | 0 | 0 | 0 | 0 | 0 | 0 |  | 0 | 0 | 0 | 0 | 0 | 0 | 0 | 0 |  |  |  |  | 0 | 0 | 0 | 0 | 0 | 1 | 0 | 0 |  | 1 | 1 | 1 | 1 | 1 | 1 | 0 | 0 | 0 | 0 | 0 | 0 | 0 | 0 | 0 | 0 | 0 | 0 | 0 | 0 | 0 | 0 | 0 | 0 | 0 | 0 | 0 | 0 | 0 | 0 | 0
Monday | 6 | 27 | 3 | 4251 | 0 | 0 | 0 | 0 | 0 | 0 | 0 | 0 | 0 | 0 | 0 | 0 | 0 | 0 | 0 | 0 | 0 | 0 | 0 | 0 | 0 |  | 0 | 0 | 0 | 0 | 0 | 0 | 0 | 0 |  |  |  |  | 0 | 0 | 0 | 0 | 0 | 1 | 0 | 0 |  | 1 | 1 | 1 | 1 | 1 | 1 | 0 | 0 | 0 | 0 | 0 | 0 | 0 | 0 | 0 | 0 | 0 | 0 | 0 | 0 | 0 | 0 | 0 | 0 | 0 | 0 | 0 | 0 | 0 | 0 | 0
Monday | 6 | 27 | 4 | 4252 | 0 | 0 | 0 | 0 | 0 | 0 | 0 | 0 | 0 | 0 | 0 | 0 | 0 | 0 | 0 | 0 | 0 | 0 | 0 | 0 | 0 |  | 0 | 0 | 0 | 0 | 0 | 0 | 0 | 0 |  |  |  |  | 0 | 0 | 0 | 0 | 0 | 1 | 0 | 0 |  | 1 | 1 | 1 | 1 | 1 | 1 | 0 | 0 | 0 | 0 | 0 | 0 | 0 | 0 | 0 | 0 | 0 | 0 | 0 | 0 | 0 | 0 | 0 | 0 | 0 | 0 | 0 | 0 | 0 | 0 | 0
Monday | 6 | 27 | 5 | 4253 | 0 | 0 | 0 | 0 | 0 | 0 | 0 | 0 | 0 | 0 | 0 | 0 | 0 | 0 | 0 | 0 | 0 | 0 | 0 | 0 | 0 |  | 0 | 0 | 0 | 0 | 0 | 0 | 0 | 0 |  |  |  |  | 0 | 0 | 0 | 0 | 0 | 1 | 0 | 0 |  | 1 | 1 | 1 | 1 | 1 | 1 | 0 | 0 | 0 | 0 | 0 | 0 | 0 | 0 | 0 | 0 | 0 | 0 | 0 | 0 | 0 | 0 | 0 | 0 | 0 | 0 | 0 | 0 | 0 | 0 | 0
Monday | 6 | 27 | 6 | 4254 | 0 | 0 | 0 | 0 | 0 | 0 | 0 | 0 | 0 | 0 | 0 | 0 | 0 | 0 | 0 | 0 | 0 | 0 | 0 | 0 | 0 |  | 0 | 0 | 0 | 0 | 0 | 0 | 0 | 0 |  |  |  |  | 0 | 0 | 0 | 0 | 0 | 1 | 0 | 0 |  | 1 | 1 | 1 | 1 | 1 | 1 | 0 | 0 | 0 | 0 | 0 | 0 | 0 | 0 | 0 | 0 | 0 | 0 | 0 | 0 | 0 | 0 | 0 | 0 | 0 | 0 | 0 | 0 | 0 | 0 | 0
Monday | 6 | 27 | 7 | 4255 | 0 | 0 | 0 | 0 | 0 | 0 | 0 | 0 | 0 | 0 | 0 | 0 | 0 | 0 | 0 | 0 | 0 | 0 | 0 | 0 | 0 |  | 0 | 0 | 0 | 0 | 0 | 0 | 0 | 0 |  |  |  |  | 0 | 0 | 0 | 0 | 0 | 1 | 0 | 0 |  | 1 | 1 | 1 | 1 | 1 | 1 | 0 | 0 | 0 | 0 | 0 | 0 | 0 | 0 | 0 | 0 | 0 | 0 | 0 | 0 | 0 | 0 | 0 | 0 | 0 | 0 | 0 | 0 | 0 | 0 | 0
Monday | 6 | 27 | 8 | 4256 | 0 | 0 | 0 | 0 | 0 | 0 | 0 | 0 | 0 | 0 | 0 | 0 | 0 | 0 | 0 | 0 | 0 | 0 | 0 | 0 | 0 |  | 0 | 0 | 0 | 0 | 0 | 0 | 0 | 0 |  |  |  |  | 0 | 0 | 0 | 0 | 1 | 0 | 0 | 0 |  | 1 | 1 | 1 | #VALUE! | 1 | #VALUE! | 0 | 0 | 0 | 0 | 0 | 0 | 0 | 0 | 0 | 0 | 0 | 0 | 0 | 0 | 0 | 0 | 0 | 0 | 0 | 0 | 0 | 0 | 0 | 0 | 0
Monday | 6 | 27 | 9 | 4257 | 0 | 0 | 0 | 0 | 0 | 0 | 0 | 0 | 0 | 0 | 0 | 0 | 0 | 0 | 0 | 0 | 0 | 0 | 0 | 0 | 0 |  | 0 | 0 | 0 | 0 | 0 | 0 | 0 | 0 |  |  |  |  | 0 | 0 | 0 | 0 | 1 | 0 | 0 | 0 |  | 1 | 1 | 1 | #VALUE! | 1 | #VALUE! | 0 | 0 | 0 | 0 | 0 | 0 | 0 | 0 | 0 | 0 | 0 | 0 | 0 | 0 | 0 | 0 | 0 | 0 | 0 | 0 | 0 | 0 | 0 | 0 | 0
Monday | 6 | 27 | 10 | 4258 | 0 | 0 | 0 | 0 | 0 | 0 | 0 | 0 | 0 | 0 | 0 | 0 | 0 | 0 | 0 | 0 | 0 | 0 | 0 | 0 | 0 |  | 0 | 0 | 0 | 0 | 0 | 0 | 0 | 0 |  |  |  |  | 0 | 0 | 0 | 0 | 1 | 0 | 0 | 0 |  | 1 | 1 | 1 | #VALUE! | 1 | #VALUE! | 0 | 0 | 0 | 0 | 0 | 0 | 0 | 0 | 0 | 0 | 0 | 0 | 0 | 0 | 0 | 0 | 0 | 0 | 0 | 0 | 0 | 0 | 0 | 0 | 0
Monday | 6 | 27 | 11 | 4259 | 0 | 0 | 0 | 0 | 0 | 0 | 0 | 0 | 0 | 0 | 0 | 0 | 0 | 0 | 0 | 0 | 0 | 0 | 0 | 0 | 0 |  | 0 | 0 | 0 | 0 | 0 | 0 | 0 | 0 |  |  |  |  | 0 | 0 | 0 | 0 | 1 | 0 | 0 | 0 |  | 1 | 1 | 1 | #VALUE! | 1 | #VALUE! | 0 | 0 | 0 | 0 | 0 | 0 | 0 | 0 | 0 | 0 | 0 | 0 | 0 | 0 | 0 | 0 | 0 | 0 | 0 | 0 | 0 | 0 | 0 | 0 | 0
Monday | 6 | 27 | 12 | 4260 | 0 | 0 | 0 | 0 | 0 | 0 | 0 | 0 | 0 | 0 | 0 | 0 | 0 | 0 | 0 | 0 | 0 | 0 | 0 | 0 | 0 |  | 0 | 0 | 0 | 0 | 0 | 0 | 0 | 0 |  |  |  |  | 0 | 0 | 0 | 0 | 1 | 0 | 0 | 0 |  | 1 | 1 | 1 | #VALUE! | 1 | #VALUE! | 0 | 0 | 0 | 0 | 0 | 0 | 0 | 0 | 0 | 0 | 0 | 0 | 0 | 0 | 0 | 0 | 0 | 0 | 0 | 0 | 0 | 0 | 0 | 0 | 0
Monday | 6 | 27 | 13 | 4261 | 0 | 0 | 0 | 0 | 0 | 0 | 0 | 0 | 0 | 0 | 0 | 0 | 0 | 0 | 0 | 0 | 0 | 0 | 0 | 0 | 0 |  | 0 | 0 | 0 | 0 | 0 | 0 | 0 | 0 |  |  |  |  | 0 | 0 | 0 | 0 | 1 | 0 | 0 | 0 |  | 1 | 1 | 1 | #VALUE! | 1 | #VALUE! | 0 | 0 | 0 | 0 | 0 | 0 | 0 | 0 | 0 | 0 | 0 | 0 | 0 | 0 | 0 | 0 | 0 | 0 | 0 | 0 | 0 | 0 | 0 | 0 | 0
Monday | 6 | 27 | 14 | 4262 | 0 | 0 | 0 | 0 | 0 | 0 | 0 | 0 | 0 | 0 | 0 | 0 | 0 | 0 | 0 | 0 | 0 | 0 | 0 | 0 | 0 |  | 0 | 0 | 0 | 0 | 0 | 0 | 0 | 0 |  |  |  |  | 0 | 0 | 0 | 1 | 0 | 0 | 0 | 0 |  | 1 | 1 | #VALUE! | 1 | 1 | #VALUE! | 0 | 0 | 0 | 0 | 0 | 0 | 0 | 0 | 0 | 0 | 0 | 0 | 0 | 0 | 0 | 0 | 0 | 0 | 0 | 0 | 0 | 0 | 0 | 0 | 0
Monday | 6 | 27 | 15 | 4263 | 0 | 0 | 0 | 0 | 0 | 0 | 0 | 0 | 0 | 0 | 0 | 0 | 0 | 0 | 0 | 0 | 0 | 0 | 0 | 0 | 0 |  | 0 | 0 | 0 | 0 | 0 | 0 | 0 | 0 |  |  |  |  | 0 | 0 | 0 | 1 | 0 | 0 | 0 | 0 |  | 1 | 1 | #VALUE! | 1 | 1 | #VALUE! | 0 | 0 | 0 | 0 | 0 | 0 | 0 | 0 | 0 | 0 | 0 | 0 | 0 | 0 | 0 | 0 | 0 | 0 | 0 | 0 | 0 | 0 | 0 | 0 | 0
Monday | 6 | 27 | 16 | 4264 | 0 | 0 | 0 | 0 | 0 | 0 | 0 | 0 | 0 | 0 | 0 | 0 | 0 | 0 | 0 | 0 | 0 | 0 | 0 | 0 | 0 |  | 0 | 0 | 0 | 0 | 0 | 0 | 0 | 0 |  |  |  |  | 0 | 0 | 0 | 1 | 0 | 0 | 0 | 0 |  | 1 | 1 | #VALUE! | 1 | 1 | #VALUE! | 0 | 0 | 0 | 0 | 0 | 0 | 0 | 0 | 0 | 0 | 0 | 0 | 0 | 0 | 0 | 0 | 0 | 0 | 0 | 0 | 0 | 0 | 0 | 0 | 0
Monday | 6 | 27 | 17 | 4265 | 0 | 0 | 0 | 0 | 0 | 0 | 0 | 0 | 0 | 0 | 0 | 0 | 0 | 0 | 0 | 0 | 0 | 0 | 0 | 0 | 0 |  | 0 | 0 | 0 | 0 | 0 | 0 | 0 | 0 |  |  |  |  | 0 | 0 | 0 | 1 | 0 | 0 | 0 | 0 |  | 1 | 1 | #VALUE! | 1 | 1 | #VALUE! | 0 | 0 | 0 | 0 | 0 | 0 | 0 | 0 | 0 | 0 | 0 | 0 | 0 | 0 | 0 | 0 | 0 | 0 | 0 | 0 | 0 | 0 | 0 | 0 | 0
Monday | 6 | 27 | 18 | 4266 | 0 | 0 | 0 | 0 | 0 | 0 | 0 | 0 | 0 | 0 | 0 | 0 | 0 | 0 | 0 | 0 | 0 | 0 | 0 | 0 | 0 |  | 0 | 0 | 0 | 0 | 0 | 0 | 0 | 0 |  |  |  |  | 0 | 0 | 0 | 1 | 0 | 0 | 0 | 0 |  | 1 | 1 | #VALUE! | 1 | 1 | #VALUE! | 0 | 0 | 0 | 0 | 0 | 0 | 0 | 0 | 0 | 0 | 0 | 0 | 0 | 0 | 0 | 0 | 0 | 0 | 0 | 0 | 0 | 0 | 0 | 0 | 0
Monday | 6 | 27 | 19 | 4267 | 0 | 0 | 0 | 0 | 0 | 0 | 0 | 0 | 0 | 0 | 0 | 0 | 0 | 0 | 0 | 0 | 0 | 0 | 0 | 0 | 0 |  | 0 | 0 | 0 | 0 | 0 | 0 | 0 | 0 |  |  |  |  | 0 | 0 | 0 | 1 | 0 | 0 | 0 | 0 |  | 1 | 1 | #VALUE! | 1 | 1 | #VALUE! | 0 | 0 | 0 | 0 | 0 | 0 | 0 | 0 | 0 | 0 | 0 | 0 | 0 | 0 | 0 | 0 | 0 | 0 | 0 | 0 | 0 | 0 | 0 | 0 | 0
Monday | 6 | 27 | 20 | 4268 | 0 | 0 | 0 | 0 | 0 | 0 | 0 | 0 | 0 | 0 | 0 | 0 | 0 | 0 | 0 | 0 | 0 | 0 | 0 | 0 | 0 |  | 0 | 0 | 0 | 0 | 0 | 0 | 0 | 0 |  |  |  |  | 0 | 0 | 0 | 0 | 1 | 0 | 0 | 0 |  | 1 | 1 | 1 | #VALUE! | 1 | #VALUE! | 0 | 0 | 0 | 0 | 0 | 0 | 0 | 0 | 0 | 0 | 0 | 0 | 0 | 0 | 0 | 0 | 0 | 0 | 0 | 0 | 0 | 0 | 0 | 0 | 0
Monday | 6 | 27 | 21 | 4269 | 0 | 0 | 0 | 0 | 0 | 0 | 0 | 0 | 0 | 0 | 0 | 0 | 0 | 0 | 0 | 0 | 0 | 0 | 0 | 0 | 0 |  | 0 | 0 | 0 | 0 | 0 | 0 | 0 | 0 |  |  |  |  | 0 | 0 | 0 | 0 | 1 | 0 | 0 | 0 |  | 1 | 1 | 1 | #VALUE! | 1 | #VALUE! | 0 | 0 | 0 | 0 | 0 | 0 | 0 | 0 | 0 | 0 | 0 | 0 | 0 | 0 | 0 | 0 | 0 | 0 | 0 | 0 | 0 | 0 | 0 | 0 | 0
Monday | 6 | 27 | 22 | 4270 | 0 | 0 | 0 | 0 | 0 | 0 | 0 | 0 | 0 | 0 | 0 | 0 | 0 | 0 | 0 | 0 | 0 | 0 | 0 | 0 | 0 |  | 0 | 0 | 0 | 0 | 0 | 0 | 0 | 0 |  |  |  |  | 0 | 0 | 0 | 0 | 1 | 0 | 0 | 0 |  | 1 | 1 | 1 | #VALUE! | 1 | #VALUE! | 0 | 0 | 0 | 0 | 0 | 0 | 0 | 0 | 0 | 0 | 0 | 0 | 0 | 0 | 0 | 0 | 0 | 0 | 0 | 0 | 0 | 0 | 0 | 0 | 0
Monday | 6 | 27 | 23 | 4271 | 0 | 0 | 0 | 0 | 0 | 0 | 0 | 0 | 0 | 0 | 0 | 0 | 0 | 0 | 0 | 0 | 0 | 0 | 0 | 0 | 0 |  | 0 | 0 | 0 | 0 | 0 | 0 | 0 | 0 |  |  |  |  | 0 | 0 | 0 | 0 | 0 | 1 | 0 | 0 |  | 1 | 1 | 1 | 1 | 1 | 1 | 0 | 0 | 0 | 0 | 0 | 0 | 0 | 0 | 0 | 0 | 0 | 0 | 0 | 0 | 0 | 0 | 0 | 0 | 0 | 0 | 0 | 0 | 0 | 0 | 0
Monday | 6 | 27 | 24 | 4272 | 0 | 0 | 0 | 0 | 0 | 0 | 0 | 0 | 0 | 0 | 0 | 0 | 0 | 0 | 0 | 0 | 0 | 0 | 0 | 0 | 0 |  | 0 | 0 | 0 | 0 | 0 | 0 | 0 | 0 |  |  |  |  | 0 | 0 | 0 | 0 | 0 | 1 | 0 | 0 |  | 1 | 1 | 1 | 1 | 1 | 1 | 0 | 0 | 0 | 0 | 0 | 0 | 0 | 0 | 0 | 0 | 0 | 0 | 0 | 0 | 0 | 0 | 0 | 0 | 0 | 0 | 0 | 0 | 0 | 0 | 0
Tuesday | 6 | 28 | 1 | 4273 | 0 | 0 | 0 | 0 | 0 | 0 | 0 | 0 | 0 | 0 | 0 | 0 | 0 | 0 | 0 | 0 | 0 | 0 | 0 | 0 | 0 |  | 0 | 0 | 0 | 0 | 0 | 0 | 0 | 0 |  |  |  |  | 0 | 0 | 0 | 0 | 0 | 1 | 0 | 0 |  | 1 | 1 | 1 | 1 | 1 | 1 | 0 | 0 | 0 | 0 | 0 | 0 | 0 | 0 | 0 | 0 | 0 | 0 | 0 | 0 | 0 | 0 | 0 | 0 | 0 | 0 | 0 | 0 | 0 | 0 | 0
Tuesday | 6 | 28 | 2 | 4274 | 0 | 0 | 0 | 0 | 0 | 0 | 0 | 0 | 0 | 0 | 0 | 0 | 0 | 0 | 0 | 0 | 0 | 0 | 0 | 0 | 0 |  | 0 | 0 | 0 | 0 | 0 | 0 | 0 | 0 |  |  |  |  | 0 | 0 | 0 | 0 | 0 | 1 | 0 | 0 |  | 1 | 1 | 1 | 1 | 1 | 1 | 0 | 0 | 0 | 0 | 0 | 0 | 0 | 0 | 0 | 0 | 0 | 0 | 0 | 0 | 0 | 0 | 0 | 0 | 0 | 0 | 0 | 0 | 0 | 0 | 0
Tuesday | 6 | 28 | 3 | 4275 | 0 | 0 | 0 | 0 | 0 | 0 | 0 | 0 | 0 | 0 | 0 | 0 | 0 | 0 | 0 | 0 | 0 | 0 | 0 | 0 | 0 |  | 0 | 0 | 0 | 0 | 0 | 0 | 0 | 0 |  |  |  |  | 0 | 0 | 0 | 0 | 0 | 1 | 0 | 0 |  | 1 | 1 | 1 | 1 | 1 | 1 | 0 | 0 | 0 | 0 | 0 | 0 | 0 | 0 | 0 | 0 | 0 | 0 | 0 | 0 | 0 | 0 | 0 | 0 | 0 | 0 | 0 | 0 | 0 | 0 | 0
Tuesday | 6 | 28 | 4 | 4276 | 0 | 0 | 0 | 0 | 0 | 0 | 0 | 0 | 0 | 0 | 0 | 0 | 0 | 0 | 0 | 0 | 0 | 0 | 0 | 0 | 0 |  | 0 | 0 | 0 | 0 | 0 | 0 | 0 | 0 |  |  |  |  | 0 | 0 | 0 | 0 | 0 | 1 | 0 | 0 |  | 1 | 1 | 1 | 1 | 1 | 1 | 0 | 0 | 0 | 0 | 0 | 0 | 0 | 0 | 0 | 0 | 0 | 0 | 0 | 0 | 0 | 0 | 0 | 0 | 0 | 0 | 0 | 0 | 0 | 0 | 0
Tuesday | 6 | 28 | 5 | 4277 | 0 | 0 | 0 | 0 | 0 | 0 | 0 | 0 | 0 | 0 | 0 | 0 | 0 | 0 | 0 | 0 | 0 | 0 | 0 | 0 | 0 |  | 0 | 0 | 0 | 0 | 0 | 0 | 0 | 0 |  |  |  |  | 0 | 0 | 0 | 0 | 0 | 1 | 0 | 0 |  | 1 | 1 | 1 | 1 | 1 | 1 | 0 | 0 | 0 | 0 | 0 | 0 | 0 | 0 | 0 | 0 | 0 | 0 | 0 | 0 | 0 | 0 | 0 | 0 | 0 | 0 | 0 | 0 | 0 | 0 | 0
Tuesday | 6 | 28 | 6 | 4278 | 0 | 0 | 0 | 0 | 0 | 0 | 0 | 0 | 0 | 0 | 0 | 0 | 0 | 0 | 0 | 0 | 0 | 0 | 0 | 0 | 0 |  | 0 | 0 | 0 | 0 | 0 | 0 | 0 | 0 |  |  |  |  | 0 | 0 | 0 | 0 | 0 | 1 | 0 | 0 |  | 1 | 1 | 1 | 1 | 1 | 1 | 0 | 0 | 0 | 0 | 0 | 0 | 0 | 0 | 0 | 0 | 0 | 0 | 0 | 0 | 0 | 0 | 0 | 0 | 0 | 0 | 0 | 0 | 0 | 0 | 0
Tuesday | 6 | 28 | 7 | 4279 | 0 | 0 | 0 | 0 | 0 | 0 | 0 | 0 | 0 | 0 | 0 | 0 | 0 | 0 | 0 | 0 | 0 | 0 | 0 | 0 | 0 |  | 0 | 0 | 0 | 0 | 0 | 0 | 0 | 0 |  |  |  |  | 0 | 0 | 0 | 0 | 0 | 1 | 0 | 0 |  | 1 | 1 | 1 | 1 | 1 | 1 | 0 | 0 | 0 | 0 | 0 | 0 | 0 | 0 | 0 | 0 | 0 | 0 | 0 | 0 | 0 | 0 | 0 | 0 | 0 | 0 | 0 | 0 | 0 | 0 | 0
Tuesday | 6 | 28 | 8 | 4280 | 0 | 0 | 0 | 0 | 0 | 0 | 0 | 0 | 0 | 0 | 0 | 0 | 0 | 0 | 0 | 0 | 0 | 0 | 0 | 0 | 0 |  | 0 | 0 | 0 | 0 | 0 | 0 | 0 | 0 |  |  |  |  | 0 | 0 | 0 | 0 | 1 | 0 | 0 | 0 |  | 1 | 1 | 1 | #VALUE! | 1 | #VALUE! | 0 | 0 | 0 | 0 | 0 | 0 | 0 | 0 | 0 | 0 | 0 | 0 | 0 | 0 | 0 | 0 | 0 | 0 | 0 | 0 | 0 | 0 | 0 | 0 | 0
Tuesday | 6 | 28 | 9 | 4281 | 0 | 0 | 0 | 0 | 0 | 0 | 0 | 0 | 0 | 0 | 0 | 0 | 0 | 0 | 0 | 0 | 0 | 0 | 0 | 0 | 0 |  | 0 | 0 | 0 | 0 | 0 | 0 | 0 | 0 |  |  |  |  | 0 | 0 | 0 | 0 | 1 | 0 | 0 | 0 |  | 1 | 1 | 1 | #VALUE! | 1 | #VALUE! | 0 | 0 | 0 | 0 | 0 | 0 | 0 | 0 | 0 | 0 | 0 | 0 | 0 | 0 | 0 | 0 | 0 | 0 | 0 | 0 | 0 | 0 | 0 | 0 | 0
Tuesday | 6 | 28 | 10 | 4282 | 0 | 0 | 0 | 0 | 0 | 0 | 0 | 0 | 0 | 0 | 0 | 0 | 0 | 0 | 0 | 0 | 0 | 0 | 0 | 0 | 0 |  | 0 | 0 | 0 | 0 | 0 | 0 | 0 | 0 |  |  |  |  | 0 | 0 | 0 | 0 | 1 | 0 | 0 | 0 |  | 1 | 1 | 1 | #VALUE! | 1 | #VALUE! | 0 | 0 | 0 | 0 | 0 | 0 | 0 | 0 | 0 | 0 | 0 | 0 | 0 | 0 | 0 | 0 | 0 | 0 | 0 | 0 | 0 | 0 | 0 | 0 | 0
Tuesday | 6 | 28 | 11 | 4283 | 0 | 0 | 0 | 0 | 0 | 0 | 0 | 0 | 0 | 0 | 0 | 0 | 0 | 0 | 0 | 0 | 0 | 0 | 0 | 0 | 0 |  | 0 | 0 | 0 | 0 | 0 | 0 | 0 | 0 |  |  |  |  | 0 | 0 | 0 | 0 | 1 | 0 | 0 | 0 |  | 1 | 1 | 1 | #VALUE! | 1 | #VALUE! | 0 | 0 | 0 | 0 | 0 | 0 | 0 | 0 | 0 | 0 | 0 | 0 | 0 | 0 | 0 | 0 | 0 | 0 | 0 | 0 | 0 | 0 | 0 | 0 | 0
Tuesday | 6 | 28 | 12 | 4284 | 0 | 0 | 0 | 0 | 0 | 0 | 0 | 0 | 0 | 0 | 0 | 0 | 0 | 0 | 0 | 0 | 0 | 0 | 0 | 0 | 0 |  | 0 | 0 | 0 | 0 | 0 | 0 | 0 | 0 |  |  |  |  | 0 | 0 | 0 | 0 | 1 | 0 | 0 | 0 |  | 1 | 1 | 1 | #VALUE! | 1 | #VALUE! | 0 | 0 | 0 | 0 | 0 | 0 | 0 | 0 | 0 | 0 | 0 | 0 | 0 | 0 | 0 | 0 | 0 | 0 | 0 | 0 | 0 | 0 | 0 | 0 | 0
Tuesday | 6 | 28 | 13 | 4285 | 0 | 0 | 0 | 0 | 0 | 0 | 0 | 0 | 0 | 0 | 0 | 0 | 0 | 0 | 0 | 0 | 0 | 0 | 0 | 0 | 0 |  | 0 | 0 | 0 | 0 | 0 | 0 | 0 | 0 |  |  |  |  | 0 | 0 | 0 | 0 | 1 | 0 | 0 | 0 |  | 1 | 1 | 1 | #VALUE! | 1 | #VALUE! | 0 | 0 | 0 | 0 | 0 | 0 | 0 | 0 | 0 | 0 | 0 | 0 | 0 | 0 | 0 | 0 | 0 | 0 | 0 | 0 | 0 | 0 | 0 | 0 | 0
Tuesday | 6 | 28 | 14 | 4286 | 0 | 0 | 0 | 0 | 0 | 0 | 0 | 0 | 0 | 0 | 0 | 0 | 0 | 0 | 0 | 0 | 0 | 0 | 0 | 0 | 0 |  | 0 | 0 | 0 | 0 | 0 | 0 | 0 | 0 |  |  |  |  | 0 | 0 | 0 | 1 | 0 | 0 | 0 | 0 |  | 1 | 1 | #VALUE! | 1 | 1 | #VALUE! | 0 | 0 | 0 | 0 | 0 | 0 | 0 | 0 | 0 | 0 | 0 | 0 | 0 | 0 | 0 | 0 | 0 | 0 | 0 | 0 | 0 | 0 | 0 | 0 | 0
Tuesday | 6 | 28 | 15 | 4287 | 0 | 0 | 0 | 0 | 0 | 0 | 0 | 0 | 0 | 0 | 0 | 0 | 0 | 0 | 0 | 0 | 0 | 0 | 0 | 0 | 0 |  | 0 | 0 | 0 | 0 | 0 | 0 | 0 | 0 |  |  |  |  | 0 | 0 | 0 | 1 | 0 | 0 | 0 | 0 |  | 1 | 1 | #VALUE! | 1 | 1 | #VALUE! | 0 | 0 | 0 | 0 | 0 | 0 | 0 | 0 | 0 | 0 | 0 | 0 | 0 | 0 | 0 | 0 | 0 | 0 | 0 | 0 | 0 | 0 | 0 | 0 | 0
Tuesday | 6 | 28 | 16 | 4288 | 0 | 0 | 0 | 0 | 0 | 0 | 0 | 0 | 0 | 0 | 0 | 0 | 0 | 0 | 0 | 0 | 0 | 0 | 0 | 0 | 0 |  | 0 | 0 | 0 | 0 | 0 | 0 | 0 | 0 |  |  |  |  | 0 | 0 | 0 | 1 | 0 | 0 | 0 | 0 |  | 1 | 1 | #VALUE! | 1 | 1 | #VALUE! | 0 | 0 | 0 | 0 | 0 | 0 | 0 | 0 | 0 | 0 | 0 | 0 | 0 | 0 | 0 | 0 | 0 | 0 | 0 | 0 | 0 | 0 | 0 | 0 | 0
Tuesday | 6 | 28 | 17 | 4289 | 0 | 0 | 0 | 0 | 0 | 0 | 0 | 0 | 0 | 0 | 0 | 0 | 0 | 0 | 0 | 0 | 0 | 0 | 0 | 0 | 0 |  | 0 | 0 | 0 | 0 | 0 | 0 | 0 | 0 |  |  |  |  | 0 | 0 | 0 | 1 | 0 | 0 | 0 | 0 |  | 1 | 1 | #VALUE! | 1 | 1 | #VALUE! | 0 | 0 | 0 | 0 | 0 | 0 | 0 | 0 | 0 | 0 | 0 | 0 | 0 | 0 | 0 | 0 | 0 | 0 | 0 | 0 | 0 | 0 | 0 | 0 | 0
Tuesday | 6 | 28 | 18 | 4290 | 0 | 0 | 0 | 0 | 0 | 0 | 0 | 0 | 0 | 0 | 0 | 0 | 0 | 0 | 0 | 0 | 0 | 0 | 0 | 0 | 0 |  | 0 | 0 | 0 | 0 | 0 | 0 | 0 | 0 |  |  |  |  | 0 | 0 | 0 | 1 | 0 | 0 | 0 | 0 |  | 1 | 1 | #VALUE! | 1 | 1 | #VALUE! | 0 | 0 | 0 | 0 | 0 | 0 | 0 | 0 | 0 | 0 | 0 | 0 | 0 | 0 | 0 | 0 | 0 | 0 | 0 | 0 | 0 | 0 | 0 | 0 | 0
Tuesday | 6 | 28 | 19 | 4291 | 0 | 0 | 0 | 0 | 0 | 0 | 0 | 0 | 0 | 0 | 0 | 0 | 0 | 0 | 0 | 0 | 0 | 0 | 0 | 0 | 0 |  | 0 | 0 | 0 | 0 | 0 | 0 | 0 | 0 |  |  |  |  | 0 | 0 | 0 | 1 | 0 | 0 | 0 | 0 |  | 1 | 1 | #VALUE! | 1 | 1 | #VALUE! | 0 | 0 | 0 | 0 | 0 | 0 | 0 | 0 | 0 | 0 | 0 | 0 | 0 | 0 | 0 | 0 | 0 | 0 | 0 | 0 | 0 | 0 | 0 | 0 | 0
Tuesday | 6 | 28 | 20 | 4292 | 0 | 0 | 0 | 0 | 0 | 0 | 0 | 0 | 0 | 0 | 0 | 0 | 0 | 0 | 0 | 0 | 0 | 0 | 0 | 0 | 0 |  | 0 | 0 | 0 | 0 | 0 | 0 | 0 | 0 |  |  |  |  | 0 | 0 | 0 | 0 | 1 | 0 | 0 | 0 |  | 1 | 1 | 1 | #VALUE! | 1 | #VALUE! | 0 | 0 | 0 | 0 | 0 | 0 | 0 | 0 | 0 | 0 | 0 | 0 | 0 | 0 | 0 | 0 | 0 | 0 | 0 | 0 | 0 | 0 | 0 | 0 | 0
Tuesday | 6 | 28 | 21 | 4293 | 0 | 0 | 0 | 0 | 0 | 0 | 0 | 0 | 0 | 0 | 0 | 0 | 0 | 0 | 0 | 0 | 0 | 0 | 0 | 0 | 0 |  | 0 | 0 | 0 | 0 | 0 | 0 | 0 | 0 |  |  |  |  | 0 | 0 | 0 | 0 | 1 | 0 | 0 | 0 |  | 1 | 1 | 1 | #VALUE! | 1 | #VALUE! | 0 | 0 | 0 | 0 | 0 | 0 | 0 | 0 | 0 | 0 | 0 | 0 | 0 | 0 | 0 | 0 | 0 | 0 | 0 | 0 | 0 | 0 | 0 | 0 | 0
Tuesday | 6 | 28 | 22 | 4294 | 0 | 0 | 0 | 0 | 0 | 0 | 0 | 0 | 0 | 0 | 0 | 0 | 0 | 0 | 0 | 0 | 0 | 0 | 0 | 0 | 0 |  | 0 | 0 | 0 | 0 | 0 | 0 | 0 | 0 |  |  |  |  | 0 | 0 | 0 | 0 | 1 | 0 | 0 | 0 |  | 1 | 1 | 1 | #VALUE! | 1 | #VALUE! | 0 | 0 | 0 | 0 | 0 | 0 | 0 | 0 | 0 | 0 | 0 | 0 | 0 | 0 | 0 | 0 | 0 | 0 | 0 | 0 | 0 | 0 | 0 | 0 | 0
Tuesday | 6 | 28 | 23 | 4295 | 0 | 0 | 0 | 0 | 0 | 0 | 0 | 0 | 0 | 0 | 0 | 0 | 0 | 0 | 0 | 0 | 0 | 0 | 0 | 0 | 0 |  | 0 | 0 | 0 | 0 | 0 | 0 | 0 | 0 |  |  |  |  | 0 | 0 | 0 | 0 | 0 | 1 | 0 | 0 |  | 1 | 1 | 1 | 1 | 1 | 1 | 0 | 0 | 0 | 0 | 0 | 0 | 0 | 0 | 0 | 0 | 0 | 0 | 0 | 0 | 0 | 0 | 0 | 0 | 0 | 0 | 0 | 0 | 0 | 0 | 0
Tuesday | 6 | 28 | 24 | 4296 | 0 | 0 | 0 | 0 | 0 | 0 | 0 | 0 | 0 | 0 | 0 | 0 | 0 | 0 | 0 | 0 | 0 | 0 | 0 | 0 | 0 |  | 0 | 0 | 0 | 0 | 0 | 0 | 0 | 0 |  |  |  |  | 0 | 0 | 0 | 0 | 0 | 1 | 0 | 0 |  | 1 | 1 | 1 | 1 | 1 | 1 | 0 | 0 | 0 | 0 | 0 | 0 | 0 | 0 | 0 | 0 | 0 | 0 | 0 | 0 | 0 | 0 | 0 | 0 | 0 | 0 | 0 | 0 | 0 | 0 | 0
Wednesday | 6 | 29 | 1 | 4297 | 0 | 0 | 0 | 0 | 0 | 0 | 0 | 0 | 0 | 0 | 0 | 0 | 0 | 0 | 0 | 0 | 0 | 0 | 0 | 0 | 0 |  | 0 | 0 | 0 | 0 | 0 | 0 | 0 | 0 |  |  |  |  | 0 | 0 | 0 | 0 | 0 | 1 | 0 | 0 |  | 1 | 1 | 1 | 1 | 1 | 1 | 0 | 0 | 0 | 0 | 0 | 0 | 0 | 0 | 0 | 0 | 0 | 0 | 0 | 0 | 0 | 0 | 0 | 0 | 0 | 0 | 0 | 0 | 0 | 0 | 0
Wednesday | 6 | 29 | 2 | 4298 | 0 | 0 | 0 | 0 | 0 | 0 | 0 | 0 | 0 | 0 | 0 | 0 | 0 | 0 | 0 | 0 | 0 | 0 | 0 | 0 | 0 |  | 0 | 0 | 0 | 0 | 0 | 0 | 0 | 0 |  |  |  |  | 0 | 0 | 0 | 0 | 0 | 1 | 0 | 0 |  | 1 | 1 | 1 | 1 | 1 | 1 | 0 | 0 | 0 | 0 | 0 | 0 | 0 | 0 | 0 | 0 | 0 | 0 | 0 | 0 | 0 | 0 | 0 | 0 | 0 | 0 | 0 | 0 | 0 | 0 | 0
Wednesday | 6 | 29 | 3 | 4299 | 0 | 0 | 0 | 0 | 0 | 0 | 0 | 0 | 0 | 0 | 0 | 0 | 0 | 0 | 0 | 0 | 0 | 0 | 0 | 0 | 0 |  | 0 | 0 | 0 | 0 | 0 | 0 | 0 | 0 |  |  |  |  | 0 | 0 | 0 | 0 | 0 | 1 | 0 | 0 |  | 1 | 1 | 1 | 1 | 1 | 1 | 0 | 0 | 0 | 0 | 0 | 0 | 0 | 0 | 0 | 0 | 0 | 0 | 0 | 0 | 0 | 0 | 0 | 0 | 0 | 0 | 0 | 0 | 0 | 0 | 0
Wednesday | 6 | 29 | 4 | 4300 | 0 | 0 | 0 | 0 | 0 | 0 | 0 | 0 | 0 | 0 | 0 | 0 | 0 | 0 | 0 | 0 | 0 | 0 | 0 | 0 | 0 |  | 0 | 0 | 0 | 0 | 0 | 0 | 0 | 0 |  |  |  |  | 0 | 0 | 0 | 0 | 0 | 1 | 0 | 0 |  | 1 | 1 | 1 | 1 | 1 | 1 | 0 | 0 | 0 | 0 | 0 | 0 | 0 | 0 | 0 | 0 | 0 | 0 | 0 | 0 | 0 | 0 | 0 | 0 | 0 | 0 | 0 | 0 | 0 | 0 | 0
Wednesday | 6 | 29 | 5 | 4301 | 0 | 0 | 0 | 0 | 0 | 0 | 0 | 0 | 0 | 0 | 0 | 0 | 0 | 0 | 0 | 0 | 0 | 0 | 0 | 0 | 0 |  | 0 | 0 | 0 | 0 | 0 | 0 | 0 | 0 |  |  |  |  | 0 | 0 | 0 | 0 | 0 | 1 | 0 | 0 |  | 1 | 1 | 1 | 1 | 1 | 1 | 0 | 0 | 0 | 0 | 0 | 0 | 0 | 0 | 0 | 0 | 0 | 0 | 0 | 0 | 0 | 0 | 0 | 0 | 0 | 0 | 0 | 0 | 0 | 0 | 0
Wednesday | 6 | 29 | 6 | 4302 | 0 | 0 | 0 | 0 | 0 | 0 | 0 | 0 | 0 | 0 | 0 | 0 | 0 | 0 | 0 | 0 | 0 | 0 | 0 | 0 | 0 |  | 0 | 0 | 0 | 0 | 0 | 0 | 0 | 0 |  |  |  |  | 0 | 0 | 0 | 0 | 0 | 1 | 0 | 0 |  | 1 | 1 | 1 | 1 | 1 | 1 | 0 | 0 | 0 | 0 | 0 | 0 | 0 | 0 | 0 | 0 | 0 | 0 | 0 | 0 | 0 | 0 | 0 | 0 | 0 | 0 | 0 | 0 | 0 | 0 | 0
Wednesday | 6 | 29 | 7 | 4303 | 0 | 0 | 0 | 0 | 0 | 0 | 0 | 0 | 0 | 0 | 0 | 0 | 0 | 0 | 0 | 0 | 0 | 0 | 0 | 0 | 0 |  | 0 | 0 | 0 | 0 | 0 | 0 | 0 | 0 |  |  |  |  | 0 | 0 | 0 | 0 | 0 | 1 | 0 | 0 |  | 1 | 1 | 1 | 1 | 1 | 1 | 0 | 0 | 0 | 0 | 0 | 0 | 0 | 0 | 0 | 0 | 0 | 0 | 0 | 0 | 0 | 0 | 0 | 0 | 0 | 0 | 0 | 0 | 0 | 0 | 0
Wednesday | 6 | 29 | 8 | 4304 | 0 | 0 | 0 | 0 | 0 | 0 | 0 | 0 | 0 | 0 | 0 | 0 | 0 | 0 | 0 | 0 | 0 | 0 | 0 | 0 | 0 |  | 0 | 0 | 0 | 0 | 0 | 0 | 0 | 0 |  |  |  |  | 0 | 0 | 0 | 0 | 1 | 0 | 0 | 0 |  | 1 | 1 | 1 | #VALUE! | 1 | #VALUE! | 0 | 0 | 0 | 0 | 0 | 0 | 0 | 0 | 0 | 0 | 0 | 0 | 0 | 0 | 0 | 0 | 0 | 0 | 0 | 0 | 0 | 0 | 0 | 0 | 0
Wednesday | 6 | 29 | 9 | 4305 | 0 | 0 | 0 | 0 | 0 | 0 | 0 | 0 | 0 | 0 | 0 | 0 | 0 | 0 | 0 | 0 | 0 | 0 | 0 | 0 | 0 |  | 0 | 0 | 0 | 0 | 0 | 0 | 0 | 0 |  |  |  |  | 0 | 0 | 0 | 0 | 1 | 0 | 0 | 0 |  | 1 | 1 | 1 | #VALUE! | 1 | #VALUE! | 0 | 0 | 0 | 0 | 0 | 0 | 0 | 0 | 0 | 0 | 0 | 0 | 0 | 0 | 0 | 0 | 0 | 0 | 0 | 0 | 0 | 0 | 0 | 0 | 0
Wednesday | 6 | 29 | 10 | 4306 | 0 | 0 | 0 | 0 | 0 | 0 | 0 | 0 | 0 | 0 | 0 | 0 | 0 | 0 | 0 | 0 | 0 | 0 | 0 | 0 | 0 |  | 0 | 0 | 0 | 0 | 0 | 0 | 0 | 0 |  |  |  |  | 0 | 0 | 0 | 0 | 1 | 0 | 0 | 0 |  | 1 | 1 | 1 | #VALUE! | 1 | #VALUE! | 0 | 0 | 0 | 0 | 0 | 0 | 0 | 0 | 0 | 0 | 0 | 0 | 0 | 0 | 0 | 0 | 0 | 0 | 0 | 0 | 0 | 0 | 0 | 0 | 0
Wednesday | 6 | 29 | 11 | 4307 | 0 | 0 | 0 | 0 | 0 | 0 | 0 | 0 | 0 | 0 | 0 | 0 | 0 | 0 | 0 | 0 | 0 | 0 | 0 | 0 | 0 |  | 0 | 0 | 0 | 0 | 0 | 0 | 0 | 0 |  |  |  |  | 0 | 0 | 0 | 0 | 1 | 0 | 0 | 0 |  | 1 | 1 | 1 | #VALUE! | 1 | #VALUE! | 0 | 0 | 0 | 0 | 0 | 0 | 0 | 0 | 0 | 0 | 0 | 0 | 0 | 0 | 0 | 0 | 0 | 0 | 0 | 0 | 0 | 0 | 0 | 0 | 0
Wednesday | 6 | 29 | 12 | 4308 | 0 | 0 | 0 | 0 | 0 | 0 | 0 | 0 | 0 | 0 | 0 | 0 | 0 | 0 | 0 | 0 | 0 | 0 | 0 | 0 | 0 |  | 0 | 0 | 0 | 0 | 0 | 0 | 0 | 0 |  |  |  |  | 0 | 0 | 0 | 0 | 1 | 0 | 0 | 0 |  | 1 | 1 | 1 | #VALUE! | 1 | #VALUE! | 0 | 0 | 0 | 0 | 0 | 0 | 0 | 0 | 0 | 0 | 0 | 0 | 0 | 0 | 0 | 0 | 0 | 0 | 0 | 0 | 0 | 0 | 0 | 0 | 0
Wednesday | 6 | 29 | 13 | 4309 | 0 | 0 | 0 | 0 | 0 | 0 | 0 | 0 | 0 | 0 | 0 | 0 | 0 | 0 | 0 | 0 | 0 | 0 | 0 | 0 | 0 |  | 0 | 0 | 0 | 0 | 0 | 0 | 0 | 0 |  |  |  |  | 0 | 0 | 0 | 0 | 1 | 0 | 0 | 0 |  | 1 | 1 | 1 | #VALUE! | 1 | #VALUE! | 0 | 0 | 0 | 0 | 0 | 0 | 0 | 0 | 0 | 0 | 0 | 0 | 0 | 0 | 0 | 0 | 0 | 0 | 0 | 0 | 0 | 0 | 0 | 0 | 0
Wednesday | 6 | 29 | 14 | 4310 | 0 | 0 | 0 | 0 | 0 | 0 | 0 | 0 | 0 | 0 | 0 | 0 | 0 | 0 | 0 | 0 | 0 | 0 | 0 | 0 | 0 |  | 0 | 0 | 0 | 0 | 0 | 0 | 0 | 0 |  |  |  |  | 0 | 0 | 0 | 1 | 0 | 0 | 0 | 0 |  | 1 | 1 | #VALUE! | 1 | 1 | #VALUE! | 0 | 0 | 0 | 0 | 0 | 0 | 0 | 0 | 0 | 0 | 0 | 0 | 0 | 0 | 0 | 0 | 0 | 0 | 0 | 0 | 0 | 0 | 0 | 0 | 0
Wednesday | 6 | 29 | 15 | 4311 | 0 | 0 | 0 | 0 | 0 | 0 | 0 | 0 | 0 | 0 | 0 | 0 | 0 | 0 | 0 | 0 | 0 | 0 | 0 | 0 | 0 |  | 0 | 0 | 0 | 0 | 0 | 0 | 0 | 0 |  |  |  |  | 0 | 0 | 0 | 1 | 0 | 0 | 0 | 0 |  | 1 | 1 | #VALUE! | 1 | 1 | #VALUE! | 0 | 0 | 0 | 0 | 0 | 0 | 0 | 0 | 0 | 0 | 0 | 0 | 0 | 0 | 0 | 0 | 0 | 0 | 0 | 0 | 0 | 0 | 0 | 0 | 0
Wednesday | 6 | 29 | 16 | 4312 | 0 | 0 | 0 | 0 | 0 | 0 | 0 | 0 | 0 | 0 | 0 | 0 | 0 | 0 | 0 | 0 | 0 | 0 | 0 | 0 | 0 |  | 0 | 0 | 0 | 0 | 0 | 0 | 0 | 0 |  |  |  |  | 0 | 0 | 0 | 1 | 0 | 0 | 0 | 0 |  | 1 | 1 | #VALUE! | 1 | 1 | #VALUE! | 0 | 0 | 0 | 0 | 0 | 0 | 0 | 0 | 0 | 0 | 0 | 0 | 0 | 0 | 0 | 0 | 0 | 0 | 0 | 0 | 0 | 0 | 0 | 0 | 0
Wednesday | 6 | 29 | 17 | 4313 | 0 | 0 | 0 | 0 | 0 | 0 | 0 | 0 | 0 | 0 | 0 | 0 | 0 | 0 | 0 | 0 | 0 | 0 | 0 | 0 | 0 |  | 0 | 0 | 0 | 0 | 0 | 0 | 0 | 0 |  |  |  |  | 0 | 0 | 0 | 1 | 0 | 0 | 0 | 0 |  | 1 | 1 | #VALUE! | 1 | 1 | #VALUE! | 0 | 0 | 0 | 0 | 0 | 0 | 0 | 0 | 0 | 0 | 0 | 0 | 0 | 0 | 0 | 0 | 0 | 0 | 0 | 0 | 0 | 0 | 0 | 0 | 0
Wednesday | 6 | 29 | 18 | 4314 | 0 | 0 | 0 | 0 | 0 | 0 | 0 | 0 | 0 | 0 | 0 | 0 | 0 | 0 | 0 | 0 | 0 | 0 | 0 | 0 | 0 |  | 0 | 0 | 0 | 0 | 0 | 0 | 0 | 0 |  |  |  |  | 0 | 0 | 0 | 1 | 0 | 0 | 0 | 0 |  | 1 | 1 | #VALUE! | 1 | 1 | #VALUE! | 0 | 0 | 0 | 0 | 0 | 0 | 0 | 0 | 0 | 0 | 0 | 0 | 0 | 0 | 0 | 0 | 0 | 0 | 0 | 0 | 0 | 0 | 0 | 0 | 0
Wednesday | 6 | 29 | 19 | 4315 | 0 | 0 | 0 | 0 | 0 | 0 | 0 | 0 | 0 | 0 | 0 | 0 | 0 | 0 | 0 | 0 | 0 | 0 | 0 | 0 | 0 |  | 0 | 0 | 0 | 0 | 0 | 0 | 0 | 0 |  |  |  |  | 0 | 0 | 0 | 1 | 0 | 0 | 0 | 0 |  | 1 | 1 | #VALUE! | 1 | 1 | #VALUE! | 0 | 0 | 0 | 0 | 0 | 0 | 0 | 0 | 0 | 0 | 0 | 0 | 0 | 0 | 0 | 0 | 0 | 0 | 0 | 0 | 0 | 0 | 0 | 0 | 0
Wednesday | 6 | 29 | 20 | 4316 | 0 | 0 | 0 | 0 | 0 | 0 | 0 | 0 | 0 | 0 | 0 | 0 | 0 | 0 | 0 | 0 | 0 | 0 | 0 | 0 | 0 |  | 0 | 0 | 0 | 0 | 0 | 0 | 0 | 0 |  |  |  |  | 0 | 0 | 0 | 0 | 1 | 0 | 0 | 0 |  | 1 | 1 | 1 | #VALUE! | 1 | #VALUE! | 0 | 0 | 0 | 0 | 0 | 0 | 0 | 0 | 0 | 0 | 0 | 0 | 0 | 0 | 0 | 0 | 0 | 0 | 0 | 0 | 0 | 0 | 0 | 0 | 0
Wednesday | 6 | 29 | 21 | 4317 | 0 | 0 | 0 | 0 | 0 | 0 | 0 | 0 | 0 | 0 | 0 | 0 | 0 | 0 | 0 | 0 | 0 | 0 | 0 | 0 | 0 |  | 0 | 0 | 0 | 0 | 0 | 0 | 0 | 0 |  |  |  |  | 0 | 0 | 0 | 0 | 1 | 0 | 0 | 0 |  | 1 | 1 | 1 | #VALUE! | 1 | #VALUE! | 0 | 0 | 0 | 0 | 0 | 0 | 0 | 0 | 0 | 0 | 0 | 0 | 0 | 0 | 0 | 0 | 0 | 0 | 0 | 0 | 0 | 0 | 0 | 0 | 0
Wednesday | 6 | 29 | 22 | 4318 | 0 | 0 | 0 | 0 | 0 | 0 | 0 | 0 | 0 | 0 | 0 | 0 | 0 | 0 | 0 | 0 | 0 | 0 | 0 | 0 | 0 |  | 0 | 0 | 0 | 0 | 0 | 0 | 0 | 0 |  |  |  |  | 0 | 0 | 0 | 0 | 1 | 0 | 0 | 0 |  | 1 | 1 | 1 | #VALUE! | 1 | #VALUE! | 0 | 0 | 0 | 0 | 0 | 0 | 0 | 0 | 0 | 0 | 0 | 0 | 0 | 0 | 0 | 0 | 0 | 0 | 0 | 0 | 0 | 0 | 0 | 0 | 0
Wednesday | 6 | 29 | 23 | 4319 | 0 | 0 | 0 | 0 | 0 | 0 | 0 | 0 | 0 | 0 | 0 | 0 | 0 | 0 | 0 | 0 | 0 | 0 | 0 | 0 | 0 |  | 0 | 0 | 0 | 0 | 0 | 0 | 0 | 0 |  |  |  |  | 0 | 0 | 0 | 0 | 0 | 1 | 0 | 0 |  | 1 | 1 | 1 | 1 | 1 | 1 | 0 | 0 | 0 | 0 | 0 | 0 | 0 | 0 | 0 | 0 | 0 | 0 | 0 | 0 | 0 | 0 | 0 | 0 | 0 | 0 | 0 | 0 | 0 | 0 | 0
Wednesday | 6 | 29 | 24 | 4320 | 0 | 0 | 0 | 0 | 0 | 0 | 0 | 0 | 0 | 0 | 0 | 0 | 0 | 0 | 0 | 0 | 0 | 0 | 0 | 0 | 0 |  | 0 | 0 | 0 | 0 | 0 | 0 | 0 | 0 |  |  |  |  | 0 | 0 | 0 | 0 | 0 | 1 | 0 | 0 |  | 1 | 1 | 1 | 1 | 1 | 1 | 0 | 0 | 0 | 0 | 0 | 0 | 0 | 0 | 0 | 0 | 0 | 0 | 0 | 0 | 0 | 0 | 0 | 0 | 0 | 0 | 0 | 0 | 0 | 0 | 0
Thursday | 6 | 30 | 1 | 4321 | 0 | 0 | 0 | 0 | 0 | 0 | 0 | 0 | 0 | 0 | 0 | 0 | 0 | 0 | 0 | 0 | 0 | 0 | 0 | 0 | 0 |  | 0 | 0 | 0 | 0 | 0 | 0 | 0 | 0 |  |  |  |  | 0 | 0 | 0 | 0 | 0 | 1 | 0 | 0 |  | 1 | 1 | 1 | 1 | 1 | 1 | 0 | 0 | 0 | 0 | 0 | 0 | 0 | 0 | 0 | 0 | 0 | 0 | 0 | 0 | 0 | 0 | 0 | 0 | 0 | 0 | 0 | 0 | 0 | 0 | 0
Thursday | 6 | 30 | 2 | 4322 | 0 | 0 | 0 | 0 | 0 | 0 | 0 | 0 | 0 | 0 | 0 | 0 | 0 | 0 | 0 | 0 | 0 | 0 | 0 | 0 | 0 |  | 0 | 0 | 0 | 0 | 0 | 0 | 0 | 0 |  |  |  |  | 0 | 0 | 0 | 0 | 0 | 1 | 0 | 0 |  | 1 | 1 | 1 | 1 | 1 | 1 | 0 | 0 | 0 | 0 | 0 | 0 | 0 | 0 | 0 | 0 | 0 | 0 | 0 | 0 | 0 | 0 | 0 | 0 | 0 | 0 | 0 | 0 | 0 | 0 | 0
Thursday | 6 | 30 | 3 | 4323 | 0 | 0 | 0 | 0 | 0 | 0 | 0 | 0 | 0 | 0 | 0 | 0 | 0 | 0 | 0 | 0 | 0 | 0 | 0 | 0 | 0 |  | 0 | 0 | 0 | 0 | 0 | 0 | 0 | 0 |  |  |  |  | 0 | 0 | 0 | 0 | 0 | 1 | 0 | 0 |  | 1 | 1 | 1 | 1 | 1 | 1 | 0 | 0 | 0 | 0 | 0 | 0 | 0 | 0 | 0 | 0 | 0 | 0 | 0 | 0 | 0 | 0 | 0 | 0 | 0 | 0 | 0 | 0 | 0 | 0 | 0
Thursday | 6 | 30 | 4 | 4324 | 0 | 0 | 0 | 0 | 0 | 0 | 0 | 0 | 0 | 0 | 0 | 0 | 0 | 0 | 0 | 0 | 0 | 0 | 0 | 0 | 0 |  | 0 | 0 | 0 | 0 | 0 | 0 | 0 | 0 |  |  |  |  | 0 | 0 | 0 | 0 | 0 | 1 | 0 | 0 |  | 1 | 1 | 1 | 1 | 1 | 1 | 0 | 0 | 0 | 0 | 0 | 0 | 0 | 0 | 0 | 0 | 0 | 0 | 0 | 0 | 0 | 0 | 0 | 0 | 0 | 0 | 0 | 0 | 0 | 0 | 0
Thursday | 6 | 30 | 5 | 4325 | 0 | 0 | 0 | 0 | 0 | 0 | 0 | 0 | 0 | 0 | 0 | 0 | 0 | 0 | 0 | 0 | 0 | 0 | 0 | 0 | 0 |  | 0 | 0 | 0 | 0 | 0 | 0 | 0 | 0 |  |  |  |  | 0 | 0 | 0 | 0 | 0 | 1 | 0 | 0 |  | 1 | 1 | 1 | 1 | 1 | 1 | 0 | 0 | 0 | 0 | 0 | 0 | 0 | 0 | 0 | 0 | 0 | 0 | 0 | 0 | 0 | 0 | 0 | 0 | 0 | 0 | 0 | 0 | 0 | 0 | 0
Thursday | 6 | 30 | 6 | 4326 | 0 | 0 | 0 | 0 | 0 | 0 | 0 | 0 | 0 | 0 | 0 | 0 | 0 | 0 | 0 | 0 | 0 | 0 | 0 | 0 | 0 |  | 0 | 0 | 0 | 0 | 0 | 0 | 0 | 0 |  |  |  |  | 0 | 0 | 0 | 0 | 0 | 1 | 0 | 0 |  | 1 | 1 | 1 | 1 | 1 | 1 | 0 | 0 | 0 | 0 | 0 | 0 | 0 | 0 | 0 | 0 | 0 | 0 | 0 | 0 | 0 | 0 | 0 | 0 | 0 | 0 | 0 | 0 | 0 | 0 | 0
Thursday | 6 | 30 | 7 | 4327 | 0 | 0 | 0 | 0 | 0 | 0 | 0 | 0 | 0 | 0 | 0 | 0 | 0 | 0 | 0 | 0 | 0 | 0 | 0 | 0 | 0 |  | 0 | 0 | 0 | 0 | 0 | 0 | 0 | 0 |  |  |  |  | 0 | 0 | 0 | 0 | 0 | 1 | 0 | 0 |  | 1 | 1 | 1 | 1 | 1 | 1 | 0 | 0 | 0 | 0 | 0 | 0 | 0 | 0 | 0 | 0 | 0 | 0 | 0 | 0 | 0 | 0 | 0 | 0 | 0 | 0 | 0 | 0 | 0 | 0 | 0
Thursday | 6 | 30 | 8 | 4328 | 0 | 0 | 0 | 0 | 0 | 0 | 0 | 0 | 0 | 0 | 0 | 0 | 0 | 0 | 0 | 0 | 0 | 0 | 0 | 0 | 0 |  | 0 | 0 | 0 | 0 | 0 | 0 | 0 | 0 |  |  |  |  | 0 | 0 | 0 | 0 | 1 | 0 | 0 | 0 |  | 1 | 1 | 1 | #VALUE! | 1 | #VALUE! | 0 | 0 | 0 | 0 | 0 | 0 | 0 | 0 | 0 | 0 | 0 | 0 | 0 | 0 | 0 | 0 | 0 | 0 | 0 | 0 | 0 | 0 | 0 | 0 | 0
Thursday | 6 | 30 | 9 | 4329 | 0 | 0 | 0 | 0 | 0 | 0 | 0 | 0 | 0 | 0 | 0 | 0 | 0 | 0 | 0 | 0 | 0 | 0 | 0 | 0 | 0 |  | 0 | 0 | 0 | 0 | 0 | 0 | 0 | 0 |  |  |  |  | 0 | 0 | 0 | 0 | 1 | 0 | 0 | 0 |  | 1 | 1 | 1 | #VALUE! | 1 | #VALUE! | 0 | 0 | 0 | 0 | 0 | 0 | 0 | 0 | 0 | 0 | 0 | 0 | 0 | 0 | 0 | 0 | 0 | 0 | 0 | 0 | 0 | 0 | 0 | 0 | 0
Thursday | 6 | 30 | 10 | 4330 | 0 | 0 | 0 | 0 | 0 | 0 | 0 | 0 | 0 | 0 | 0 | 0 | 0 | 0 | 0 | 0 | 0 | 0 | 0 | 0 | 0 |  | 0 | 0 | 0 | 0 | 0 | 0 | 0 | 0 |  |  |  |  | 0 | 0 | 0 | 0 | 1 | 0 | 0 | 0 |  | 1 | 1 | 1 | #VALUE! | 1 | #VALUE! | 0 | 0 | 0 | 0 | 0 | 0 | 0 | 0 | 0 | 0 | 0 | 0 | 0 | 0 | 0 | 0 | 0 | 0 | 0 | 0 | 0 | 0 | 0 | 0 | 0
Thursday | 6 | 30 | 11 | 4331 | 0 | 0 | 0 | 0 | 0 | 0 | 0 | 0 | 0 | 0 | 0 | 0 | 0 | 0 | 0 | 0 | 0 | 0 | 0 | 0 | 0 |  | 0 | 0 | 0 | 0 | 0 | 0 | 0 | 0 |  |  |  |  | 0 | 0 | 0 | 0 | 1 | 0 | 0 | 0 |  | 1 | 1 | 1 | #VALUE! | 1 | #VALUE! | 0 | 0 | 0 | 0 | 0 | 0 | 0 | 0 | 0 | 0 | 0 | 0 | 0 | 0 | 0 | 0 | 0 | 0 | 0 | 0 | 0 | 0 | 0 | 0 | 0
Thursday | 6 | 30 | 12 | 4332 | 0 | 0 | 0 | 0 | 0 | 0 | 0 | 0 | 0 | 0 | 0 | 0 | 0 | 0 | 0 | 0 | 0 | 0 | 0 | 0 | 0 |  | 0 | 0 | 0 | 0 | 0 | 0 | 0 | 0 |  |  |  |  | 0 | 0 | 0 | 0 | 1 | 0 | 0 | 0 |  | 1 | 1 | 1 | #VALUE! | 1 | #VALUE! | 0 | 0 | 0 | 0 | 0 | 0 | 0 | 0 | 0 | 0 | 0 | 0 | 0 | 0 | 0 | 0 | 0 | 0 | 0 | 0 | 0 | 0 | 0 | 0 | 0
Thursday | 6 | 30 | 13 | 4333 | 0 | 0 | 0 | 0 | 0 | 0 | 0 | 0 | 0 | 0 | 0 | 0 | 0 | 0 | 0 | 0 | 0 | 0 | 0 | 0 | 0 |  | 0 | 0 | 0 | 0 | 0 | 0 | 0 | 0 |  |  |  |  | 0 | 0 | 0 | 0 | 1 | 0 | 0 | 0 |  | 1 | 1 | 1 | #VALUE! | 1 | #VALUE! | 0 | 0 | 0 | 0 | 0 | 0 | 0 | 0 | 0 | 0 | 0 | 0 | 0 | 0 | 0 | 0 | 0 | 0 | 0 | 0 | 0 | 0 | 0 | 0 | 0
Thursday | 6 | 30 | 14 | 4334 | 0 | 0 | 0 | 0 | 0 | 0 | 0 | 0 | 0 | 0 | 0 | 0 | 0 | 0 | 0 | 0 | 0 | 0 | 0 | 0 | 0 |  | 0 | 0 | 0 | 0 | 0 | 0 | 0 | 0 |  |  |  |  | 0 | 0 | 0 | 1 | 0 | 0 | 0 | 0 |  | 1 | 1 | #VALUE! | 1 | 1 | #VALUE! | 0 | 0 | 0 | 0 | 0 | 0 | 0 | 0 | 0 | 0 | 0 | 0 | 0 | 0 | 0 | 0 | 0 | 0 | 0 | 0 | 0 | 0 | 0 | 0 | 0
Thursday | 6 | 30 | 15 | 4335 | 0 | 0 | 0 | 0 | 0 | 0 | 0 | 0 | 0 | 0 | 0 | 0 | 0 | 0 | 0 | 0 | 0 | 0 | 0 | 0 | 0 |  | 0 | 0 | 0 | 0 | 0 | 0 | 0 | 0 |  |  |  |  | 0 | 0 | 0 | 1 | 0 | 0 | 0 | 0 |  | 1 | 1 | #VALUE! | 1 | 1 | #VALUE! | 0 | 0 | 0 | 0 | 0 | 0 | 0 | 0 | 0 | 0 | 0 | 0 | 0 | 0 | 0 | 0 | 0 | 0 | 0 | 0 | 0 | 0 | 0 | 0 | 0
Thursday | 6 | 30 | 16 | 4336 | 0 | 0 | 0 | 0 | 0 | 0 | 0 | 0 | 0 | 0 | 0 | 0 | 0 | 0 | 0 | 0 | 0 | 0 | 0 | 0 | 0 |  | 0 | 0 | 0 | 0 | 0 | 0 | 0 | 0 |  |  |  |  | 0 | 0 | 0 | 1 | 0 | 0 | 0 | 0 |  | 1 | 1 | #VALUE! | 1 | 1 | #VALUE! | 0 | 0 | 0 | 0 | 0 | 0 | 0 | 0 | 0 | 0 | 0 | 0 | 0 | 0 | 0 | 0 | 0 | 0 | 0 | 0 | 0 | 0 | 0 | 0 | 0
Thursday | 6 | 30 | 17 | 4337 | 0 | 0 | 0 | 0 | 0 | 0 | 0 | 0 | 0 | 0 | 0 | 0 | 0 | 0 | 0 | 0 | 0 | 0 | 0 | 0 | 0 |  | 0 | 0 | 0 | 0 | 0 | 0 | 0 | 0 |  |  |  |  | 0 | 0 | 0 | 1 | 0 | 0 | 0 | 0 |  | 1 | 1 | #VALUE! | 1 | 1 | #VALUE! | 0 | 0 | 0 | 0 | 0 | 0 | 0 | 0 | 0 | 0 | 0 | 0 | 0 | 0 | 0 | 0 | 0 | 0 | 0 | 0 | 0 | 0 | 0 | 0 | 0
Thursday | 6 | 30 | 18 | 4338 | 0 | 0 | 0 | 0 | 0 | 0 | 0 | 0 | 0 | 0 | 0 | 0 | 0 | 0 | 0 | 0 | 0 | 0 | 0 | 0 | 0 |  | 0 | 0 | 0 | 0 | 0 | 0 | 0 | 0 |  |  |  |  | 0 | 0 | 0 | 1 | 0 | 0 | 0 | 0 |  | 1 | 1 | #VALUE! | 1 | 1 | #VALUE! | 0 | 0 | 0 | 0 | 0 | 0 | 0 | 0 | 0 | 0 | 0 | 0 | 0 | 0 | 0 | 0 | 0 | 0 | 0 | 0 | 0 | 0 | 0 | 0 | 0
Thursday | 6 | 30 | 19 | 4339 | 0 | 0 | 0 | 0 | 0 | 0 | 0 | 0 | 0 | 0 | 0 | 0 | 0 | 0 | 0 | 0 | 0 | 0 | 0 | 0 | 0 |  | 0 | 0 | 0 | 0 | 0 | 0 | 0 | 0 |  |  |  |  | 0 | 0 | 0 | 1 | 0 | 0 | 0 | 0 |  | 1 | 1 | #VALUE! | 1 | 1 | #VALUE! | 0 | 0 | 0 | 0 | 0 | 0 | 0 | 0 | 0 | 0 | 0 | 0 | 0 | 0 | 0 | 0 | 0 | 0 | 0 | 0 | 0 | 0 | 0 | 0 | 0
Thursday | 6 | 30 | 20 | 4340 | 0 | 0 | 0 | 0 | 0 | 0 | 0 | 0 | 0 | 0 | 0 | 0 | 0 | 0 | 0 | 0 | 0 | 0 | 0 | 0 | 0 |  | 0 | 0 | 0 | 0 | 0 | 0 | 0 | 0 |  |  |  |  | 0 | 0 | 0 | 0 | 1 | 0 | 0 | 0 |  | 1 | 1 | 1 | #VALUE! | 1 | #VALUE! | 0 | 0 | 0 | 0 | 0 | 0 | 0 | 0 | 0 | 0 | 0 | 0 | 0 | 0 | 0 | 0 | 0 | 0 | 0 | 0 | 0 | 0 | 0 | 0 | 0
Thursday | 6 | 30 | 21 | 4341 | 0 | 0 | 0 | 0 | 0 | 0 | 0 | 0 | 0 | 0 | 0 | 0 | 0 | 0 | 0 | 0 | 0 | 0 | 0 | 0 | 0 |  | 0 | 0 | 0 | 0 | 0 | 0 | 0 | 0 |  |  |  |  | 0 | 0 | 0 | 0 | 1 | 0 | 0 | 0 |  | 1 | 1 | 1 | #VALUE! | 1 | #VALUE! | 0 | 0 | 0 | 0 | 0 | 0 | 0 | 0 | 0 | 0 | 0 | 0 | 0 | 0 | 0 | 0 | 0 | 0 | 0 | 0 | 0 | 0 | 0 | 0 | 0
Thursday | 6 | 30 | 22 | 4342 | 0 | 0 | 0 | 0 | 0 | 0 | 0 | 0 | 0 | 0 | 0 | 0 | 0 | 0 | 0 | 0 | 0 | 0 | 0 | 0 | 0 |  | 0 | 0 | 0 | 0 | 0 | 0 | 0 | 0 |  |  |  |  | 0 | 0 | 0 | 0 | 1 | 0 | 0 | 0 |  | 1 | 1 | 1 | #VALUE! | 1 | #VALUE! | 0 | 0 | 0 | 0 | 0 | 0 | 0 | 0 | 0 | 0 | 0 | 0 | 0 | 0 | 0 | 0 | 0 | 0 | 0 | 0 | 0 | 0 | 0 | 0 | 0
Thursday | 6 | 30 | 23 | 4343 | 0 | 0 | 0 | 0 | 0 | 0 | 0 | 0 | 0 | 0 | 0 | 0 | 0 | 0 | 0 | 0 | 0 | 0 | 0 | 0 | 0 |  | 0 | 0 | 0 | 0 | 0 | 0 | 0 | 0 |  |  |  |  | 0 | 0 | 0 | 0 | 0 | 1 | 0 | 0 |  | 1 | 1 | 1 | 1 | 1 | 1 | 0 | 0 | 0 | 0 | 0 | 0 | 0 | 0 | 0 | 0 | 0 | 0 | 0 | 0 | 0 | 0 | 0 | 0 | 0 | 0 | 0 | 0 | 0 | 0 | 0
Thursday | 6 | 30 | 24 | 4344 | 0 | 0 | 0 | 0 | 0 | 0 | 0 | 0 | 0 | 0 | 0 | 0 | 0 | 0 | 0 | 0 | 0 | 0 | 0 | 0 | 0 |  | 0 | 0 | 0 | 0 | 0 | 0 | 0 | 0 |  |  |  |  | 0 | 0 | 0 | 0 | 0 | 1 | 0 | 0 |  | 1 | 1 | 1 | 1 | 1 | 1 | 0 | 0 | 0 | 0 | 0 | 0 | 0 | 0 | 0 | 0 | 0 | 0 | 0 | 0 | 0 | 0 | 0 | 0 | 0 | 0 | 0 | 0 | 0 | 0 | 0
Friday | 7 | 1 | 1 | 4345 | 0 | 0 | 0 | 0 | 0 | 0 | 0 | 0 | 0 | 0 | 0 | 0 | 0 | 0 | 0 | 0 | 0 | 0 | 0 | 0 | 0 |  | 0 | 0 | 0 | 0 | 0 | 0 | 0 | 0 |  |  |  |  | 0 | 0 | 0 | 0 | 0 | 1 | 0 | 0 |  | 1 | 1 | 1 | 1 | 1 | 1 | 0 | 0 | 0 | 0 | 0 | 0 | 0 | 0 | 0 | 0 | 0 | 0 | 0 | 0 | 0 | 0 | 0 | 0 | 0 | 0 | 0 | 0 | 0 | 0 | 0
Friday | 7 | 1 | 2 | 4346 | 0 | 0 | 0 | 0 | 0 | 0 | 0 | 0 | 0 | 0 | 0 | 0 | 0 | 0 | 0 | 0 | 0 | 0 | 0 | 0 | 0 |  | 0 | 0 | 0 | 0 | 0 | 0 | 0 | 0 |  |  |  |  | 0 | 0 | 0 | 0 | 0 | 1 | 0 | 0 |  | 1 | 1 | 1 | 1 | 1 | 1 | 0 | 0 | 0 | 0 | 0 | 0 | 0 | 0 | 0 | 0 | 0 | 0 | 0 | 0 | 0 | 0 | 0 | 0 | 0 | 0 | 0 | 0 | 0 | 0 | 0
Friday | 7 | 1 | 3 | 4347 | 0 | 0 | 0 | 0 | 0 | 0 | 0 | 0 | 0 | 0 | 0 | 0 | 0 | 0 | 0 | 0 | 0 | 0 | 0 | 0 | 0 |  | 0 | 0 | 0 | 0 | 0 | 0 | 0 | 0 |  |  |  |  | 0 | 0 | 0 | 0 | 0 | 1 | 0 | 0 |  | 1 | 1 | 1 | 1 | 1 | 1 | 0 | 0 | 0 | 0 | 0 | 0 | 0 | 0 | 0 | 0 | 0 | 0 | 0 | 0 | 0 | 0 | 0 | 0 | 0 | 0 | 0 | 0 | 0 | 0 | 0
Friday | 7 | 1 | 4 | 4348 | 0 | 0 | 0 | 0 | 0 | 0 | 0 | 0 | 0 | 0 | 0 | 0 | 0 | 0 | 0 | 0 | 0 | 0 | 0 | 0 | 0 |  | 0 | 0 | 0 | 0 | 0 | 0 | 0 | 0 |  |  |  |  | 0 | 0 | 0 | 0 | 0 | 1 | 0 | 0 |  | 1 | 1 | 1 | 1 | 1 | 1 | 0 | 0 | 0 | 0 | 0 | 0 | 0 | 0 | 0 | 0 | 0 | 0 | 0 | 0 | 0 | 0 | 0 | 0 | 0 | 0 | 0 | 0 | 0 | 0 | 0
Friday | 7 | 1 | 5 | 4349 | 0 | 0 | 0 | 0 | 0 | 0 | 0 | 0 | 0 | 0 | 0 | 0 | 0 | 0 | 0 | 0 | 0 | 0 | 0 | 0 | 0 |  | 0 | 0 | 0 | 0 | 0 | 0 | 0 | 0 |  |  |  |  | 0 | 0 | 0 | 0 | 0 | 1 | 0 | 0 |  | 1 | 1 | 1 | 1 | 1 | 1 | 0 | 0 | 0 | 0 | 0 | 0 | 0 | 0 | 0 | 0 | 0 | 0 | 0 | 0 | 0 | 0 | 0 | 0 | 0 | 0 | 0 | 0 | 0 | 0 | 0
Friday | 7 | 1 | 6 | 4350 | 0 | 0 | 0 | 0 | 0 | 0 | 0 | 0 | 0 | 0 | 0 | 0 | 0 | 0 | 0 | 0 | 0 | 0 | 0 | 0 | 0 |  | 0 | 0 | 0 | 0 | 0 | 0 | 0 | 0 |  |  |  |  | 0 | 0 | 0 | 0 | 0 | 1 | 0 | 0 |  | 1 | 1 | 1 | 1 | 1 | 1 | 0 | 0 | 0 | 0 | 0 | 0 | 0 | 0 | 0 | 0 | 0 | 0 | 0 | 0 | 0 | 0 | 0 | 0 | 0 | 0 | 0 | 0 | 0 | 0 | 0
Friday | 7 | 1 | 7 | 4351 | 0 | 0 | 0 | 0 | 0 | 0 | 0 | 0 | 0 | 0 | 0 | 0 | 0 | 0 | 0 | 0 | 0 | 0 | 0 | 0 | 0 |  | 0 | 0 | 0 | 0 | 0 | 0 | 0 | 0 |  |  |  |  | 0 | 0 | 0 | 0 | 0 | 1 | 0 | 0 |  | 1 | 1 | 1 | 1 | 1 | 1 | 0 | 0 | 0 | 0 | 0 | 0 | 0 | 0 | 0 | 0 | 0 | 0 | 0 | 0 | 0 | 0 | 0 | 0 | 0 | 0 | 0 | 0 | 0 | 0 | 0
Friday | 7 | 1 | 8 | 4352 | 0 | 0 | 0 | 0 | 0 | 0 | 0 | 0 | 0 | 0 | 0 | 0 | 0 | 0 | 0 | 0 | 0 | 0 | 0 | 0 | 0 |  | 0 | 0 | 0 | 0 | 0 | 0 | 0 | 0 |  |  |  |  | 0 | 0 | 0 | 0 | 0 | 1 | 0 | 0 |  | 1 | 1 | 1 | 1 | 1 | 1 | 0 | 0 | 0 | 0 | 0 | 0 | 0 | 0 | 0 | 0 | 0 | 0 | 0 | 0 | 0 | 0 | 0 | 0 | 0 | 0 | 0 | 0 | 0 | 0 | 0
Friday | 7 | 1 | 9 | 4353 | 0 | 0 | 0 | 0 | 0 | 0 | 0 | 0 | 0 | 0 | 0 | 0 | 0 | 0 | 0 | 0 | 0 | 0 | 0 | 0 | 0 |  | 0 | 0 | 0 | 0 | 0 | 0 | 0 | 0 |  |  |  |  | 0 | 0 | 0 | 0 | 0 | 1 | 0 | 0 |  | 1 | 1 | 1 | 1 | 1 | 1 | 0 | 0 | 0 | 0 | 0 | 0 | 0 | 0 | 0 | 0 | 0 | 0 | 0 | 0 | 0 | 0 | 0 | 0 | 0 | 0 | 0 | 0 | 0 | 0 | 0
Friday | 7 | 1 | 10 | 4354 | 0 | 0 | 0 | 0 | 0 | 0 | 0 | 0 | 0 | 0 | 0 | 0 | 0 | 0 | 0 | 0 | 0 | 0 | 0 | 0 | 0 |  | 0 | 0 | 0 | 0 | 0 | 0 | 0 | 0 |  |  |  |  | 0 | 0 | 0 | 0 | 0 | 1 | 0 | 0 |  | 1 | 1 | 1 | 1 | 1 | 1 | 0 | 0 | 0 | 0 | 0 | 0 | 0 | 0 | 0 | 0 | 0 | 0 | 0 | 0 | 0 | 0 | 0 | 0 | 0 | 0 | 0 | 0 | 0 | 0 | 0
Friday | 7 | 1 | 11 | 4355 | 0 | 0 | 0 | 0 | 0 | 0 | 0 | 0 | 0 | 0 | 0 | 0 | 0 | 0 | 0 | 0 | 0 | 0 | 0 | 0 | 0 |  | 0 | 0 | 0 | 0 | 0 | 0 | 0 | 0 |  |  |  |  | 0 | 0 | 0 | 0 | 0 | 1 | 0 | 0 |  | 1 | 1 | 1 | 1 | 1 | 1 | 0 | 0 | 0 | 0 | 0 | 0 | 0 | 0 | 0 | 0 | 0 | 0 | 0 | 0 | 0 | 0 | 0 | 0 | 0 | 0 | 0 | 0 | 0 | 0 | 0
Friday | 7 | 1 | 12 | 4356 | 0 | 0 | 0 | 0 | 0 | 0 | 0 | 0 | 0 | 0 | 0 | 0 | 0 | 0 | 0 | 0 | 0 | 0 | 0 | 0 | 0 |  | 0 | 0 | 0 | 0 | 0 | 0 | 0 | 0 |  |  |  |  | 0 | 0 | 0 | 0 | 0 | 1 | 0 | 0 |  | 1 | 1 | 1 | 1 | 1 | 1 | 0 | 0 | 0 | 0 | 0 | 0 | 0 | 0 | 0 | 0 | 0 | 0 | 0 | 0 | 0 | 0 | 0 | 0 | 0 | 0 | 0 | 0 | 0 | 0 | 0
Friday | 7 | 1 | 13 | 4357 | 0 | 0 | 0 | 0 | 0 | 0 | 0 | 0 | 0 | 0 | 0 | 0 | 0 | 0 | 0 | 0 | 0 | 0 | 0 | 0 | 0 |  | 0 | 0 | 0 | 0 | 0 | 0 | 0 | 0 |  |  |  |  | 0 | 0 | 0 | 0 | 0 | 1 | 0 | 0 |  | 1 | 1 | 1 | 1 | 1 | 1 | 0 | 0 | 0 | 0 | 0 | 0 | 0 | 0 | 0 | 0 | 0 | 0 | 0 | 0 | 0 | 0 | 0 | 0 | 0 | 0 | 0 | 0 | 0 | 0 | 0
Friday | 7 | 1 | 14 | 4358 | 0 | 0 | 0 | 0 | 0 | 0 | 0 | 0 | 0 | 0 | 0 | 0 | 0 | 0 | 0 | 0 | 0 | 0 | 0 | 0 | 0 |  | 0 | 0 | 0 | 0 | 0 | 0 | 0 | 0 |  |  |  |  | 0 | 0 | 0 | 0 | 0 | 1 | 0 | 0 |  | 1 | 1 | 1 | 1 | 1 | 1 | 0 | 0 | 0 | 0 | 0 | 0 | 0 | 0 | 0 | 0 | 0 | 0 | 0 | 0 | 0 | 0 | 0 | 0 | 0 | 0 | 0 | 0 | 0 | 0 | 0
Friday | 7 | 1 | 15 | 4359 | 0 | 0 | 0 | 0 | 0 | 0 | 0 | 0 | 0 | 0 | 0 | 0 | 0 | 0 | 0 | 0 | 0 | 0 | 0 | 0 | 0 |  | 0 | 0 | 0 | 0 | 0 | 0 | 0 | 0 |  |  |  |  | 0 | 0 | 0 | 0 | 0 | 1 | 0 | 0 |  | 1 | 1 | 1 | 1 | 1 | 1 | 0 | 0 | 0 | 0 | 0 | 0 | 0 | 0 | 0 | 0 | 0 | 0 | 0 | 0 | 0 | 0 | 0 | 0 | 0 | 0 | 0 | 0 | 0 | 0 | 0
Friday | 7 | 1 | 16 | 4360 | 0 | 0 | 0 | 0 | 0 | 0 | 0 | 0 | 0 | 0 | 0 | 0 | 0 | 0 | 0 | 0 | 0 | 0 | 0 | 0 | 0 |  | 0 | 0 | 0 | 0 | 0 | 0 | 0 | 0 |  |  |  |  | 0 | 0 | 0 | 0 | 0 | 1 | 0 | 0 |  | 1 | 1 | 1 | 1 | 1 | 1 | 0 | 0 | 0 | 0 | 0 | 0 | 0 | 0 | 0 | 0 | 0 | 0 | 0 | 0 | 0 | 0 | 0 | 0 | 0 | 0 | 0 | 0 | 0 | 0 | 0
Friday | 7 | 1 | 17 | 4361 | 0 | 0 | 0 | 0 | 0 | 0 | 0 | 0 | 0 | 0 | 0 | 0 | 0 | 0 | 0 | 0 | 0 | 0 | 0 | 0 | 0 |  | 0 | 0 | 0 | 0 | 0 | 0 | 0 | 0 |  |  |  |  | 0 | 0 | 0 | 0 | 0 | 1 | 0 | 0 |  | 1 | 1 | 1 | 1 | 1 | 1 | 0 | 0 | 0 | 0 | 0 | 0 | 0 | 0 | 0 | 0 | 0 | 0 | 0 | 0 | 0 | 0 | 0 | 0 | 0 | 0 | 0 | 0 | 0 | 0 | 0
Friday | 7 | 1 | 18 | 4362 | 0 | 0 | 0 | 0 | 0 | 0 | 0 | 0 | 0 | 0 | 0 | 0 | 0 | 0 | 0 | 0 | 0 | 0 | 0 | 0 | 0 |  | 0 | 0 | 0 | 0 | 0 | 0 | 0 | 0 |  |  |  |  | 0 | 0 | 0 | 0 | 0 | 1 | 0 | 0 |  | 1 | 1 | 1 | 1 | 1 | 1 | 0 | 0 | 0 | 0 | 0 | 0 | 0 | 0 | 0 | 0 | 0 | 0 | 0 | 0 | 0 | 0 | 0 | 0 | 0 | 0 | 0 | 0 | 0 | 0 | 0
Friday | 7 | 1 | 19 | 4363 | 0 | 0 | 0 | 0 | 0 | 0 | 0 | 0 | 0 | 0 | 0 | 0 | 0 | 0 | 0 | 0 | 0 | 0 | 0 | 0 | 0 |  | 0 | 0 | 0 | 0 | 0 | 0 | 0 | 0 |  |  |  |  | 0 | 0 | 0 | 0 | 0 | 1 | 0 | 0 |  | 1 | 1 | 1 | 1 | 1 | 1 | 0 | 0 | 0 | 0 | 0 | 0 | 0 | 0 | 0 | 0 | 0 | 0 | 0 | 0 | 0 | 0 | 0 | 0 | 0 | 0 | 0 | 0 | 0 | 0 | 0
Friday | 7 | 1 | 20 | 4364 | 0 | 0 | 0 | 0 | 0 | 0 | 0 | 0 | 0 | 0 | 0 | 0 | 0 | 0 | 0 | 0 | 0 | 0 | 0 | 0 | 0 |  | 0 | 0 | 0 | 0 | 0 | 0 | 0 | 0 |  |  |  |  | 0 | 0 | 0 | 0 | 0 | 1 | 0 | 0 |  | 1 | 1 | 1 | 1 | 1 | 1 | 0 | 0 | 0 | 0 | 0 | 0 | 0 | 0 | 0 | 0 | 0 | 0 | 0 | 0 | 0 | 0 | 0 | 0 | 0 | 0 | 0 | 0 | 0 | 0 | 0
Friday | 7 | 1 | 21 | 4365 | 0 | 0 | 0 | 0 | 0 | 0 | 0 | 0 | 0 | 0 | 0 | 0 | 0 | 0 | 0 | 0 | 0 | 0 | 0 | 0 | 0 |  | 0 | 0 | 0 | 0 | 0 | 0 | 0 | 0 |  |  |  |  | 0 | 0 | 0 | 0 | 0 | 1 | 0 | 0 |  | 1 | 1 | 1 | 1 | 1 | 1 | 0 | 0 | 0 | 0 | 0 | 0 | 0 | 0 | 0 | 0 | 0 | 0 | 0 | 0 | 0 | 0 | 0 | 0 | 0 | 0 | 0 | 0 | 0 | 0 | 0
Friday | 7 | 1 | 22 | 4366 | 0 | 0 | 0 | 0 | 0 | 0 | 0 | 0 | 0 | 0 | 0 | 0 | 0 | 0 | 0 | 0 | 0 | 0 | 0 | 0 | 0 |  | 0 | 0 | 0 | 0 | 0 | 0 | 0 | 0 |  |  |  |  | 0 | 0 | 0 | 0 | 0 | 1 | 0 | 0 |  | 1 | 1 | 1 | 1 | 1 | 1 | 0 | 0 | 0 | 0 | 0 | 0 | 0 | 0 | 0 | 0 | 0 | 0 | 0 | 0 | 0 | 0 | 0 | 0 | 0 | 0 | 0 | 0 | 0 | 0 | 0
Friday | 7 | 1 | 23 | 4367 | 0 | 0 | 0 | 0 | 0 | 0 | 0 | 0 | 0 | 0 | 0 | 0 | 0 | 0 | 0 | 0 | 0 | 0 | 0 | 0 | 0 |  | 0 | 0 | 0 | 0 | 0 | 0 | 0 | 0 |  |  |  |  | 0 | 0 | 0 | 0 | 0 | 1 | 0 | 0 |  | 1 | 1 | 1 | 1 | 1 | 1 | 0 | 0 | 0 | 0 | 0 | 0 | 0 | 0 | 0 | 0 | 0 | 0 | 0 | 0 | 0 | 0 | 0 | 0 | 0 | 0 | 0 | 0 | 0 | 0 | 0
Friday | 7 | 1 | 24 | 4368 | 0 | 0 | 0 | 0 | 0 | 0 | 0 | 0 | 0 | 0 | 0 | 0 | 0 | 0 | 0 | 0 | 0 | 0 | 0 | 0 | 0 |  | 0 | 0 | 0 | 0 | 0 | 0 | 0 | 0 |  |  |  |  | 0 | 0 | 0 | 0 | 0 | 1 | 0 | 0 |  | 1 | 1 | 1 | 1 | 1 | 1 | 0 | 0 | 0 | 0 | 0 | 0 | 0 | 0 | 0 | 0 | 0 | 0 | 0 | 0 | 0 | 0 | 0 | 0 | 0 | 0 | 0 | 0 | 0 | 0 | 0
Saturday | 7 | 2 | 1 | 4369 | 0 | 0 | 0 | 0 | 0 | 0 | 0 | 0 | 0 | 0 | 0 | 0 | 0 | 0 | 0 | 0 | 0 | 0 | 0 | 0 | 0 |  | 0 | 0 | 0 | 0 | 0 | 0 | 0 | 0 |  |  |  |  | 0 | 0 | 0 | 0 | 0 | 1 | 0 | 0 |  | 1 | 1 | 1 | 1 | 1 | 1 | 0 | 0 | 0 | 0 | 0 | 0 | 0 | 0 | 0 | 0 | 0 | 0 | 0 | 0 | 0 | 0 | 0 | 0 | 0 | 0 | 0 | 0 | 0 | 0 | 0
Saturday | 7 | 2 | 2 | 4370 | 0 | 0 | 0 | 0 | 0 | 0 | 0 | 0 | 0 | 0 | 0 | 0 | 0 | 0 | 0 | 0 | 0 | 0 | 0 | 0 | 0 |  | 0 | 0 | 0 | 0 | 0 | 0 | 0 | 0 |  |  |  |  | 0 | 0 | 0 | 0 | 0 | 1 | 0 | 0 |  | 1 | 1 | 1 | 1 | 1 | 1 | 0 | 0 | 0 | 0 | 0 | 0 | 0 | 0 | 0 | 0 | 0 | 0 | 0 | 0 | 0 | 0 | 0 | 0 | 0 | 0 | 0 | 0 | 0 | 0 | 0
Saturday | 7 | 2 | 3 | 4371 | 0 | 0 | 0 | 0 | 0 | 0 | 0 | 0 | 0 | 0 | 0 | 0 | 0 | 0 | 0 | 0 | 0 | 0 | 0 | 0 | 0 |  | 0 | 0 | 0 | 0 | 0 | 0 | 0 | 0 |  |  |  |  | 0 | 0 | 0 | 0 | 0 | 1 | 0 | 0 |  | 1 | 1 | 1 | 1 | 1 | 1 | 0 | 0 | 0 | 0 | 0 | 0 | 0 | 0 | 0 | 0 | 0 | 0 | 0 | 0 | 0 | 0 | 0 | 0 | 0 | 0 | 0 | 0 | 0 | 0 | 0
Saturday | 7 | 2 | 4 | 4372 | 0 | 0 | 0 | 0 | 0 | 0 | 0 | 0 | 0 | 0 | 0 | 0 | 0 | 0 | 0 | 0 | 0 | 0 | 0 | 0 | 0 |  | 0 | 0 | 0 | 0 | 0 | 0 | 0 | 0 |  |  |  |  | 0 | 0 | 0 | 0 | 0 | 1 | 0 | 0 |  | 1 | 1 | 1 | 1 | 1 | 1 | 0 | 0 | 0 | 0 | 0 | 0 | 0 | 0 | 0 | 0 | 0 | 0 | 0 | 0 | 0 | 0 | 0 | 0 | 0 | 0 | 0 | 0 | 0 | 0 | 0
Saturday | 7 | 2 | 5 | 4373 | 0 | 0 | 0 | 0 | 0 | 0 | 0 | 0 | 0 | 0 | 0 | 0 | 0 | 0 | 0 | 0 | 0 | 0 | 0 | 0 | 0 |  | 0 | 0 | 0 | 0 | 0 | 0 | 0 | 0 |  |  |  |  | 0 | 0 | 0 | 0 | 0 | 1 | 0 | 0 |  | 1 | 1 | 1 | 1 | 1 | 1 | 0 | 0 | 0 | 0 | 0 | 0 | 0 | 0 | 0 | 0 | 0 | 0 | 0 | 0 | 0 | 0 | 0 | 0 | 0 | 0 | 0 | 0 | 0 | 0 | 0
Saturday | 7 | 2 | 6 | 4374 | 0 | 0 | 0 | 0 | 0 | 0 | 0 | 0 | 0 | 0 | 0 | 0 | 0 | 0 | 0 | 0 | 0 | 0 | 0 | 0 | 0 |  | 0 | 0 | 0 | 0 | 0 | 0 | 0 | 0 |  |  |  |  | 0 | 0 | 0 | 0 | 0 | 1 | 0 | 0 |  | 1 | 1 | 1 | 1 | 1 | 1 | 0 | 0 | 0 | 0 | 0 | 0 | 0 | 0 | 0 | 0 | 0 | 0 | 0 | 0 | 0 | 0 | 0 | 0 | 0 | 0 | 0 | 0 | 0 | 0 | 0
Saturday | 7 | 2 | 7 | 4375 | 0 | 0 | 0 | 0 | 0 | 0 | 0 | 0 | 0 | 0 | 0 | 0 | 0 | 0 | 0 | 0 | 0 | 0 | 0 | 0 | 0 |  | 0 | 0 | 0 | 0 | 0 | 0 | 0 | 0 |  |  |  |  | 0 | 0 | 0 | 0 | 0 | 1 | 0 | 0 |  | 1 | 1 | 1 | 1 | 1 | 1 | 0 | 0 | 0 | 0 | 0 | 0 | 0 | 0 | 0 | 0 | 0 | 0 | 0 | 0 | 0 | 0 | 0 | 0 | 0 | 0 | 0 | 0 | 0 | 0 | 0
Saturday | 7 | 2 | 8 | 4376 | 0 | 0 | 0 | 0 | 0 | 0 | 0 | 0 | 0 | 0 | 0 | 0 | 0 | 0 | 0 | 0 | 0 | 0 | 0 | 0 | 0 |  | 0 | 0 | 0 | 0 | 0 | 0 | 0 | 0 |  |  |  |  | 0 | 0 | 0 | 0 | 0 | 1 | 0 | 0 |  | 1 | 1 | 1 | 1 | 1 | 1 | 0 | 0 | 0 | 0 | 0 | 0 | 0 | 0 | 0 | 0 | 0 | 0 | 0 | 0 | 0 | 0 | 0 | 0 | 0 | 0 | 0 | 0 | 0 | 0 | 0
Saturday | 7 | 2 | 9 | 4377 | 0 | 0 | 0 | 0 | 0 | 0 | 0 | 0 | 0 | 0 | 0 | 0 | 0 | 0 | 0 | 0 | 0 | 0 | 0 | 0 | 0 |  | 0 | 0 | 0 | 0 | 0 | 0 | 0 | 0 |  |  |  |  | 0 | 0 | 0 | 0 | 0 | 1 | 0 | 0 |  | 1 | 1 | 1 | 1 | 1 | 1 | 0 | 0 | 0 | 0 | 0 | 0 | 0 | 0 | 0 | 0 | 0 | 0 | 0 | 0 | 0 | 0 | 0 | 0 | 0 | 0 | 0 | 0 | 0 | 0 | 0
Saturday | 7 | 2 | 10 | 4378 | 0 | 0 | 0 | 0 | 0 | 0 | 0 | 0 | 0 | 0 | 0 | 0 | 0 | 0 | 0 | 0 | 0 | 0 | 0 | 0 | 0 |  | 0 | 0 | 0 | 0 | 0 | 0 | 0 | 0 |  |  |  |  | 0 | 0 | 0 | 0 | 0 | 1 | 0 | 0 |  | 1 | 1 | 1 | 1 | 1 | 1 | 0 | 0 | 0 | 0 | 0 | 0 | 0 | 0 | 0 | 0 | 0 | 0 | 0 | 0 | 0 | 0 | 0 | 0 | 0 | 0 | 0 | 0 | 0 | 0 | 0
Saturday | 7 | 2 | 11 | 4379 | 0 | 0 | 0 | 0 | 0 | 0 | 0 | 0 | 0 | 0 | 0 | 0 | 0 | 0 | 0 | 0 | 0 | 0 | 0 | 0 | 0 |  | 0 | 0 | 0 | 0 | 0 | 0 | 0 | 0 |  |  |  |  | 0 | 0 | 0 | 0 | 0 | 1 | 0 | 0 |  | 1 | 1 | 1 | 1 | 1 | 1 | 0 | 0 | 0 | 0 | 0 | 0 | 0 | 0 | 0 | 0 | 0 | 0 | 0 | 0 | 0 | 0 | 0 | 0 | 0 | 0 | 0 | 0 | 0 | 0 | 0
Saturday | 7 | 2 | 12 | 4380 | 0 | 0 | 0 | 0 | 0 | 0 | 0 | 0 | 0 | 0 | 0 | 0 | 0 | 0 | 0 | 0 | 0 | 0 | 0 | 0 | 0 |  | 0 | 0 | 0 | 0 | 0 | 0 | 0 | 0 |  |  |  |  | 0 | 0 | 0 | 0 | 0 | 1 | 0 | 0 |  | 1 | 1 | 1 | 1 | 1 | 1 | 0 | 0 | 0 | 0 | 0 | 0 | 0 | 0 | 0 | 0 | 0 | 0 | 0 | 0 | 0 | 0 | 0 | 0 | 0 | 0 | 0 | 0 | 0 | 0 | 0
Saturday | 7 | 2 | 13 | 4381 | 0 | 0 | 0 | 0 | 0 | 0 | 0 | 0 | 0 | 0 | 0 | 0 | 0 | 0 | 0 | 0 | 0 | 0 | 0 | 0 | 0 |  | 0 | 0 | 0 | 0 | 0 | 0 | 0 | 0 |  |  |  |  | 0 | 0 | 0 | 0 | 0 | 1 | 0 | 0 |  | 1 | 1 | 1 | 1 | 1 | 1 | 0 | 0 | 0 | 0 | 0 | 0 | 0 | 0 | 0 | 0 | 0 | 0 | 0 | 0 | 0 | 0 | 0 | 0 | 0 | 0 | 0 | 0 | 0 | 0 | 0
Saturday | 7 | 2 | 14 | 4382 | 0 | 0 | 0 | 0 | 0 | 0 | 0 | 0 | 0 | 0 | 0 | 0 | 0 | 0 | 0 | 0 | 0 | 0 | 0 | 0 | 0 |  | 0 | 0 | 0 | 0 | 0 | 0 | 0 | 0 |  |  |  |  | 0 | 0 | 0 | 0 | 0 | 1 | 0 | 0 |  | 1 | 1 | 1 | 1 | 1 | 1 | 0 | 0 | 0 | 0 | 0 | 0 | 0 | 0 | 0 | 0 | 0 | 0 | 0 | 0 | 0 | 0 | 0 | 0 | 0 | 0 | 0 | 0 | 0 | 0 | 0
Saturday | 7 | 2 | 15 | 4383 | 0 | 0 | 0 | 0 | 0 | 0 | 0 | 0 | 0 | 0 | 0 | 0 | 0 | 0 | 0 | 0 | 0 | 0 | 0 | 0 | 0 |  | 0 | 0 | 0 | 0 | 0 | 0 | 0 | 0 |  |  |  |  | 0 | 0 | 0 | 0 | 0 | 1 | 0 | 0 |  | 1 | 1 | 1 | 1 | 1 | 1 | 0 | 0 | 0 | 0 | 0 | 0 | 0 | 0 | 0 | 0 | 0 | 0 | 0 | 0 | 0 | 0 | 0 | 0 | 0 | 0 | 0 | 0 | 0 | 0 | 0
Saturday | 7 | 2 | 16 | 4384 | 0 | 0 | 0 | 0 | 0 | 0 | 0 | 0 | 0 | 0 | 0 | 0 | 0 | 0 | 0 | 0 | 0 | 0 | 0 | 0 | 0 |  | 0 | 0 | 0 | 0 | 0 | 0 | 0 | 0 |  |  |  |  | 0 | 0 | 0 | 0 | 0 | 1 | 0 | 0 |  | 1 | 1 | 1 | 1 | 1 | 1 | 0 | 0 | 0 | 0 | 0 | 0 | 0 | 0 | 0 | 0 | 0 | 0 | 0 | 0 | 0 | 0 | 0 | 0 | 0 | 0 | 0 | 0 | 0 | 0 | 0
Saturday | 7 | 2 | 17 | 4385 | 0 | 0 | 0 | 0 | 0 | 0 | 0 | 0 | 0 | 0 | 0 | 0 | 0 | 0 | 0 | 0 | 0 | 0 | 0 | 0 | 0 |  | 0 | 0 | 0 | 0 | 0 | 0 | 0 | 0 |  |  |  |  | 0 | 0 | 0 | 0 | 0 | 1 | 0 | 0 |  | 1 | 1 | 1 | 1 | 1 | 1 | 0 | 0 | 0 | 0 | 0 | 0 | 0 | 0 | 0 | 0 | 0 | 0 | 0 | 0 | 0 | 0 | 0 | 0 | 0 | 0 | 0 | 0 | 0 | 0 | 0
Saturday | 7 | 2 | 18 | 4386 | 0 | 0 | 0 | 0 | 0 | 0 | 0 | 0 | 0 | 0 | 0 | 0 | 0 | 0 | 0 | 0 | 0 | 0 | 0 | 0 | 0 |  | 0 | 0 | 0 | 0 | 0 | 0 | 0 | 0 |  |  |  |  | 0 | 0 | 0 | 0 | 0 | 1 | 0 | 0 |  | 1 | 1 | 1 | 1 | 1 | 1 | 0 | 0 | 0 | 0 | 0 | 0 | 0 | 0 | 0 | 0 | 0 | 0 | 0 | 0 | 0 | 0 | 0 | 0 | 0 | 0 | 0 | 0 | 0 | 0 | 0
Saturday | 7 | 2 | 19 | 4387 | 0 | 0 | 0 | 0 | 0 | 0 | 0 | 0 | 0 | 0 | 0 | 0 | 0 | 0 | 0 | 0 | 0 | 0 | 0 | 0 | 0 |  | 0 | 0 | 0 | 0 | 0 | 0 | 0 | 0 |  |  |  |  | 0 | 0 | 0 | 0 | 0 | 1 | 0 | 0 |  | 1 | 1 | 1 | 1 | 1 | 1 | 0 | 0 | 0 | 0 | 0 | 0 | 0 | 0 | 0 | 0 | 0 | 0 | 0 | 0 | 0 | 0 | 0 | 0 | 0 | 0 | 0 | 0 | 0 | 0 | 0
Saturday | 7 | 2 | 20 | 4388 | 0 | 0 | 0 | 0 | 0 | 0 | 0 | 0 | 0 | 0 | 0 | 0 | 0 | 0 | 0 | 0 | 0 | 0 | 0 | 0 | 0 |  | 0 | 0 | 0 | 0 | 0 | 0 | 0 | 0 |  |  |  |  | 0 | 0 | 0 | 0 | 0 | 1 | 0 | 0 |  | 1 | 1 | 1 | 1 | 1 | 1 | 0 | 0 | 0 | 0 | 0 | 0 | 0 | 0 | 0 | 0 | 0 | 0 | 0 | 0 | 0 | 0 | 0 | 0 | 0 | 0 | 0 | 0 | 0 | 0 | 0
Saturday | 7 | 2 | 21 | 4389 | 0 | 0 | 0 | 0 | 0 | 0 | 0 | 0 | 0 | 0 | 0 | 0 | 0 | 0 | 0 | 0 | 0 | 0 | 0 | 0 | 0 |  | 0 | 0 | 0 | 0 | 0 | 0 | 0 | 0 |  |  |  |  | 0 | 0 | 0 | 0 | 0 | 1 | 0 | 0 |  | 1 | 1 | 1 | 1 | 1 | 1 | 0 | 0 | 0 | 0 | 0 | 0 | 0 | 0 | 0 | 0 | 0 | 0 | 0 | 0 | 0 | 0 | 0 | 0 | 0 | 0 | 0 | 0 | 0 | 0 | 0
Saturday | 7 | 2 | 22 | 4390 | 0 | 0 | 0 | 0 | 0 | 0 | 0 | 0 | 0 | 0 | 0 | 0 | 0 | 0 | 0 | 0 | 0 | 0 | 0 | 0 | 0 |  | 0 | 0 | 0 | 0 | 0 | 0 | 0 | 0 |  |  |  |  | 0 | 0 | 0 | 0 | 0 | 1 | 0 | 0 |  | 1 | 1 | 1 | 1 | 1 | 1 | 0 | 0 | 0 | 0 | 0 | 0 | 0 | 0 | 0 | 0 | 0 | 0 | 0 | 0 | 0 | 0 | 0 | 0 | 0 | 0 | 0 | 0 | 0 | 0 | 0
Saturday | 7 | 2 | 23 | 4391 | 0 | 0 | 0 | 0 | 0 | 0 | 0 | 0 | 0 | 0 | 0 | 0 | 0 | 0 | 0 | 0 | 0 | 0 | 0 | 0 | 0 |  | 0 | 0 | 0 | 0 | 0 | 0 | 0 | 0 |  |  |  |  | 0 | 0 | 0 | 0 | 0 | 1 | 0 | 0 |  | 1 | 1 | 1 | 1 | 1 | 1 | 0 | 0 | 0 | 0 | 0 | 0 | 0 | 0 | 0 | 0 | 0 | 0 | 0 | 0 | 0 | 0 | 0 | 0 | 0 | 0 | 0 | 0 | 0 | 0 | 0
Saturday | 7 | 2 | 24 | 4392 | 0 | 0 | 0 | 0 | 0 | 0 | 0 | 0 | 0 | 0 | 0 | 0 | 0 | 0 | 0 | 0 | 0 | 0 | 0 | 0 | 0 |  | 0 | 0 | 0 | 0 | 0 | 0 | 0 | 0 |  |  |  |  | 0 | 0 | 0 | 0 | 0 | 1 | 0 | 0 |  | 1 | 1 | 1 | 1 | 1 | 1 | 0 | 0 | 0 | 0 | 0 | 0 | 0 | 0 | 0 | 0 | 0 | 0 | 0 | 0 | 0 | 0 | 0 | 0 | 0 | 0 | 0 | 0 | 0 | 0 | 0
Sunday | 7 | 3 | 1 | 4393 | 0 | 0 | 0 | 0 | 0 | 0 | 0 | 0 | 0 | 0 | 0 | 0 | 0 | 0 | 0 | 0 | 0 | 0 | 0 | 0 | 0 |  | 0 | 0 | 0 | 0 | 0 | 0 | 0 | 0 |  |  |  |  | 0 | 0 | 0 | 0 | 0 | 1 | 0 | 0 |  | 1 | 1 | 1 | 1 | 1 | 1 | 0 | 0 | 0 | 0 | 0 | 0 | 0 | 0 | 0 | 0 | 0 | 0 | 0 | 0 | 0 | 0 | 0 | 0 | 0 | 0 | 0 | 0 | 0 | 0 | 0
Sunday | 7 | 3 | 2 | 4394 | 0 | 0 | 0 | 0 | 0 | 0 | 0 | 0 | 0 | 0 | 0 | 0 | 0 | 0 | 0 | 0 | 0 | 0 | 0 | 0 | 0 |  | 0 | 0 | 0 | 0 | 0 | 0 | 0 | 0 |  |  |  |  | 0 | 0 | 0 | 0 | 0 | 1 | 0 | 0 |  | 1 | 1 | 1 | 1 | 1 | 1 | 0 | 0 | 0 | 0 | 0 | 0 | 0 | 0 | 0 | 0 | 0 | 0 | 0 | 0 | 0 | 0 | 0 | 0 | 0 | 0 | 0 | 0 | 0 | 0 | 0
Sunday | 7 | 3 | 3 | 4395 | 0 | 0 | 0 | 0 | 0 | 0 | 0 | 0 | 0 | 0 | 0 | 0 | 0 | 0 | 0 | 0 | 0 | 0 | 0 | 0 | 0 |  | 0 | 0 | 0 | 0 | 0 | 0 | 0 | 0 |  |  |  |  | 0 | 0 | 0 | 0 | 0 | 1 | 0 | 0 |  | 1 | 1 | 1 | 1 | 1 | 1 | 0 | 0 | 0 | 0 | 0 | 0 | 0 | 0 | 0 | 0 | 0 | 0 | 0 | 0 | 0 | 0 | 0 | 0 | 0 | 0 | 0 | 0 | 0 | 0 | 0
Sunday | 7 | 3 | 4 | 4396 | 0 | 0 | 0 | 0 | 0 | 0 | 0 | 0 | 0 | 0 | 0 | 0 | 0 | 0 | 0 | 0 | 0 | 0 | 0 | 0 | 0 |  | 0 | 0 | 0 | 0 | 0 | 0 | 0 | 0 |  |  |  |  | 0 | 0 | 0 | 0 | 0 | 1 | 0 | 0 |  | 1 | 1 | 1 | 1 | 1 | 1 | 0 | 0 | 0 | 0 | 0 | 0 | 0 | 0 | 0 | 0 | 0 | 0 | 0 | 0 | 0 | 0 | 0 | 0 | 0 | 0 | 0 | 0 | 0 | 0 | 0
Sunday | 7 | 3 | 5 | 4397 | 0 | 0 | 0 | 0 | 0 | 0 | 0 | 0 | 0 | 0 | 0 | 0 | 0 | 0 | 0 | 0 | 0 | 0 | 0 | 0 | 0 |  | 0 | 0 | 0 | 0 | 0 | 0 | 0 | 0 |  |  |  |  | 0 | 0 | 0 | 0 | 0 | 1 | 0 | 0 |  | 1 | 1 | 1 | 1 | 1 | 1 | 0 | 0 | 0 | 0 | 0 | 0 | 0 | 0 | 0 | 0 | 0 | 0 | 0 | 0 | 0 | 0 | 0 | 0 | 0 | 0 | 0 | 0 | 0 | 0 | 0
Sunday | 7 | 3 | 6 | 4398 | 0 | 0 | 0 | 0 | 0 | 0 | 0 | 0 | 0 | 0 | 0 | 0 | 0 | 0 | 0 | 0 | 0 | 0 | 0 | 0 | 0 |  | 0 | 0 | 0 | 0 | 0 | 0 | 0 | 0 |  |  |  |  | 0 | 0 | 0 | 0 | 0 | 1 | 0 | 0 |  | 1 | 1 | 1 | 1 | 1 | 1 | 0 | 0 | 0 | 0 | 0 | 0 | 0 | 0 | 0 | 0 | 0 | 0 | 0 | 0 | 0 | 0 | 0 | 0 | 0 | 0 | 0 | 0 | 0 | 0 | 0
Sunday | 7 | 3 | 7 | 4399 | 0 | 0 | 0 | 0 | 0 | 0 | 0 | 0 | 0 | 0 | 0 | 0 | 0 | 0 | 0 | 0 | 0 | 0 | 0 | 0 | 0 |  | 0 | 0 | 0 | 0 | 0 | 0 | 0 | 0 |  |  |  |  | 0 | 0 | 0 | 0 | 0 | 1 | 0 | 0 |  | 1 | 1 | 1 | 1 | 1 | 1 | 0 | 0 | 0 | 0 | 0 | 0 | 0 | 0 | 0 | 0 | 0 | 0 | 0 | 0 | 0 | 0 | 0 | 0 | 0 | 0 | 0 | 0 | 0 | 0 | 0
Sunday | 7 | 3 | 8 | 4400 | 0 | 0 | 0 | 0 | 0 | 0 | 0 | 0 | 0 | 0 | 0 | 0 | 0 | 0 | 0 | 0 | 0 | 0 | 0 | 0 | 0 |  | 0 | 0 | 0 | 0 | 0 | 0 | 0 | 0 |  |  |  |  | 0 | 0 | 0 | 0 | 0 | 1 | 0 | 0 |  | 1 | 1 | 1 | 1 | 1 | 1 | 0 | 0 | 0 | 0 | 0 | 0 | 0 | 0 | 0 | 0 | 0 | 0 | 0 | 0 | 0 | 0 | 0 | 0 | 0 | 0 | 0 | 0 | 0 | 0 | 0
Sunday | 7 | 3 | 9 | 4401 | 0 | 0 | 0 | 0 | 0 | 0 | 0 | 0 | 0 | 0 | 0 | 0 | 0 | 0 | 0 | 0 | 0 | 0 | 0 | 0 | 0 |  | 0 | 0 | 0 | 0 | 0 | 0 | 0 | 0 |  |  |  |  | 0 | 0 | 0 | 0 | 0 | 1 | 0 | 0 |  | 1 | 1 | 1 | 1 | 1 | 1 | 0 | 0 | 0 | 0 | 0 | 0 | 0 | 0 | 0 | 0 | 0 | 0 | 0 | 0 | 0 | 0 | 0 | 0 | 0 | 0 | 0 | 0 | 0 | 0 | 0
Sunday | 7 | 3 | 10 | 4402 | 0 | 0 | 0 | 0 | 0 | 0 | 0 | 0 | 0 | 0 | 0 | 0 | 0 | 0 | 0 | 0 | 0 | 0 | 0 | 0 | 0 |  | 0 | 0 | 0 | 0 | 0 | 0 | 0 | 0 |  |  |  |  | 0 | 0 | 0 | 0 | 0 | 1 | 0 | 0 |  | 1 | 1 | 1 | 1 | 1 | 1 | 0 | 0 | 0 | 0 | 0 | 0 | 0 | 0 | 0 | 0 | 0 | 0 | 0 | 0 | 0 | 0 | 0 | 0 | 0 | 0 | 0 | 0 | 0 | 0 | 0
Sunday | 7 | 3 | 11 | 4403 | 0 | 0 | 0 | 0 | 0 | 0 | 0 | 0 | 0 | 0 | 0 | 0 | 0 | 0 | 0 | 0 | 0 | 0 | 0 | 0 | 0 |  | 0 | 0 | 0 | 0 | 0 | 0 | 0 | 0 |  |  |  |  | 0 | 0 | 0 | 0 | 0 | 1 | 0 | 0 |  | 1 | 1 | 1 | 1 | 1 | 1 | 0 | 0 | 0 | 0 | 0 | 0 | 0 | 0 | 0 | 0 | 0 | 0 | 0 | 0 | 0 | 0 | 0 | 0 | 0 | 0 | 0 | 0 | 0 | 0 | 0
Sunday | 7 | 3 | 12 | 4404 | 0 | 0 | 0 | 0 | 0 | 0 | 0 | 0 | 0 | 0 | 0 | 0 | 0 | 0 | 0 | 0 | 0 | 0 | 0 | 0 | 0 |  | 0 | 0 | 0 | 0 | 0 | 0 | 0 | 0 |  |  |  |  | 0 | 0 | 0 | 0 | 0 | 1 | 0 | 0 |  | 1 | 1 | 1 | 1 | 1 | 1 | 0 | 0 | 0 | 0 | 0 | 0 | 0 | 0 | 0 | 0 | 0 | 0 | 0 | 0 | 0 | 0 | 0 | 0 | 0 | 0 | 0 | 0 | 0 | 0 | 0
Sunday | 7 | 3 | 13 | 4405 | 0 | 0 | 0 | 0 | 0 | 0 | 0 | 0 | 0 | 0 | 0 | 0 | 0 | 0 | 0 | 0 | 0 | 0 | 0 | 0 | 0 |  | 0 | 0 | 0 | 0 | 0 | 0 | 0 | 0 |  |  |  |  | 0 | 0 | 0 | 0 | 0 | 1 | 0 | 0 |  | 1 | 1 | 1 | 1 | 1 | 1 | 0 | 0 | 0 | 0 | 0 | 0 | 0 | 0 | 0 | 0 | 0 | 0 | 0 | 0 | 0 | 0 | 0 | 0 | 0 | 0 | 0 | 0 | 0 | 0 | 0
Sunday | 7 | 3 | 14 | 4406 | 0 | 0 | 0 | 0 | 0 | 0 | 0 | 0 | 0 | 0 | 0 | 0 | 0 | 0 | 0 | 0 | 0 | 0 | 0 | 0 | 0 |  | 0 | 0 | 0 | 0 | 0 | 0 | 0 | 0 |  |  |  |  | 0 | 0 | 0 | 0 | 0 | 1 | 0 | 0 |  | 1 | 1 | 1 | 1 | 1 | 1 | 0 | 0 | 0 | 0 | 0 | 0 | 0 | 0 | 0 | 0 | 0 | 0 | 0 | 0 | 0 | 0 | 0 | 0 | 0 | 0 | 0 | 0 | 0 | 0 | 0
Sunday | 7 | 3 | 15 | 4407 | 0 | 0 | 0 | 0 | 0 | 0 | 0 | 0 | 0 | 0 | 0 | 0 | 0 | 0 | 0 | 0 | 0 | 0 | 0 | 0 | 0 |  | 0 | 0 | 0 | 0 | 0 | 0 | 0 | 0 |  |  |  |  | 0 | 0 | 0 | 0 | 0 | 1 | 0 | 0 |  | 1 | 1 | 1 | 1 | 1 | 1 | 0 | 0 | 0 | 0 | 0 | 0 | 0 | 0 | 0 | 0 | 0 | 0 | 0 | 0 | 0 | 0 | 0 | 0 | 0 | 0 | 0 | 0 | 0 | 0 | 0
Sunday | 7 | 3 | 16 | 4408 | 0 | 0 | 0 | 0 | 0 | 0 | 0 | 0 | 0 | 0 | 0 | 0 | 0 | 0 | 0 | 0 | 0 | 0 | 0 | 0 | 0 |  | 0 | 0 | 0 | 0 | 0 | 0 | 0 | 0 |  |  |  |  | 0 | 0 | 0 | 0 | 0 | 1 | 0 | 0 |  | 1 | 1 | 1 | 1 | 1 | 1 | 0 | 0 | 0 | 0 | 0 | 0 | 0 | 0 | 0 | 0 | 0 | 0 | 0 | 0 | 0 | 0 | 0 | 0 | 0 | 0 | 0 | 0 | 0 | 0 | 0
Sunday | 7 | 3 | 17 | 4409 | 0 | 0 | 0 | 0 | 0 | 0 | 0 | 0 | 0 | 0 | 0 | 0 | 0 | 0 | 0 | 0 | 0 | 0 | 0 | 0 | 0 |  | 0 | 0 | 0 | 0 | 0 | 0 | 0 | 0 |  |  |  |  | 0 | 0 | 0 | 0 | 0 | 1 | 0 | 0 |  | 1 | 1 | 1 | 1 | 1 | 1 | 0 | 0 | 0 | 0 | 0 | 0 | 0 | 0 | 0 | 0 | 0 | 0 | 0 | 0 | 0 | 0 | 0 | 0 | 0 | 0 | 0 | 0 | 0 | 0 | 0
Sunday | 7 | 3 | 18 | 4410 | 0 | 0 | 0 | 0 | 0 | 0 | 0 | 0 | 0 | 0 | 0 | 0 | 0 | 0 | 0 | 0 | 0 | 0 | 0 | 0 | 0 |  | 0 | 0 | 0 | 0 | 0 | 0 | 0 | 0 |  |  |  |  | 0 | 0 | 0 | 0 | 0 | 1 | 0 | 0 |  | 1 | 1 | 1 | 1 | 1 | 1 | 0 | 0 | 0 | 0 | 0 | 0 | 0 | 0 | 0 | 0 | 0 | 0 | 0 | 0 | 0 | 0 | 0 | 0 | 0 | 0 | 0 | 0 | 0 | 0 | 0
Sunday | 7 | 3 | 19 | 4411 | 0 | 0 | 0 | 0 | 0 | 0 | 0 | 0 | 0 | 0 | 0 | 0 | 0 | 0 | 0 | 0 | 0 | 0 | 0 | 0 | 0 |  | 0 | 0 | 0 | 0 | 0 | 0 | 0 | 0 |  |  |  |  | 0 | 0 | 0 | 0 | 0 | 1 | 0 | 0 |  | 1 | 1 | 1 | 1 | 1 | 1 | 0 | 0 | 0 | 0 | 0 | 0 | 0 | 0 | 0 | 0 | 0 | 0 | 0 | 0 | 0 | 0 | 0 | 0 | 0 | 0 | 0 | 0 | 0 | 0 | 0
Sunday | 7 | 3 | 20 | 4412 | 0 | 0 | 0 | 0 | 0 | 0 | 0 | 0 | 0 | 0 | 0 | 0 | 0 | 0 | 0 | 0 | 0 | 0 | 0 | 0 | 0 |  | 0 | 0 | 0 | 0 | 0 | 0 | 0 | 0 |  |  |  |  | 0 | 0 | 0 | 0 | 0 | 1 | 0 | 0 |  | 1 | 1 | 1 | 1 | 1 | 1 | 0 | 0 | 0 | 0 | 0 | 0 | 0 | 0 | 0 | 0 | 0 | 0 | 0 | 0 | 0 | 0 | 0 | 0 | 0 | 0 | 0 | 0 | 0 | 0 | 0
Sunday | 7 | 3 | 21 | 4413 | 0 | 0 | 0 | 0 | 0 | 0 | 0 | 0 | 0 | 0 | 0 | 0 | 0 | 0 | 0 | 0 | 0 | 0 | 0 | 0 | 0 |  | 0 | 0 | 0 | 0 | 0 | 0 | 0 | 0 |  |  |  |  | 0 | 0 | 0 | 0 | 0 | 1 | 0 | 0 |  | 1 | 1 | 1 | 1 | 1 | 1 | 0 | 0 | 0 | 0 | 0 | 0 | 0 | 0 | 0 | 0 | 0 | 0 | 0 | 0 | 0 | 0 | 0 | 0 | 0 | 0 | 0 | 0 | 0 | 0 | 0
Sunday | 7 | 3 | 22 | 4414 | 0 | 0 | 0 | 0 | 0 | 0 | 0 | 0 | 0 | 0 | 0 | 0 | 0 | 0 | 0 | 0 | 0 | 0 | 0 | 0 | 0 |  | 0 | 0 | 0 | 0 | 0 | 0 | 0 | 0 |  |  |  |  | 0 | 0 | 0 | 0 | 0 | 1 | 0 | 0 |  | 1 | 1 | 1 | 1 | 1 | 1 | 0 | 0 | 0 | 0 | 0 | 0 | 0 | 0 | 0 | 0 | 0 | 0 | 0 | 0 | 0 | 0 | 0 | 0 | 0 | 0 | 0 | 0 | 0 | 0 | 0
Sunday | 7 | 3 | 23 | 4415 | 0 | 0 | 0 | 0 | 0 | 0 | 0 | 0 | 0 | 0 | 0 | 0 | 0 | 0 | 0 | 0 | 0 | 0 | 0 | 0 | 0 |  | 0 | 0 | 0 | 0 | 0 | 0 | 0 | 0 |  |  |  |  | 0 | 0 | 0 | 0 | 0 | 1 | 0 | 0 |  | 1 | 1 | 1 | 1 | 1 | 1 | 0 | 0 | 0 | 0 | 0 | 0 | 0 | 0 | 0 | 0 | 0 | 0 | 0 | 0 | 0 | 0 | 0 | 0 | 0 | 0 | 0 | 0 | 0 | 0 | 0
Sunday | 7 | 3 | 24 | 4416 | 0 | 0 | 0 | 0 | 0 | 0 | 0 | 0 | 0 | 0 | 0 | 0 | 0 | 0 | 0 | 0 | 0 | 0 | 0 | 0 | 0 |  | 0 | 0 | 0 | 0 | 0 | 0 | 0 | 0 |  |  |  |  | 0 | 0 | 0 | 0 | 0 | 1 | 0 | 0 |  | 1 | 1 | 1 | 1 | 1 | 1 | 0 | 0 | 0 | 0 | 0 | 0 | 0 | 0 | 0 | 0 | 0 | 0 | 0 | 0 | 0 | 0 | 0 | 0 | 0 | 0 | 0 | 0 | 0 | 0 | 0
Monday | 7 | 4 | 1 | 4417 | 0 | 0 | 0 | 0 | 0 | 0 | 0 | 0 | 0 | 0 | 0 | 0 | 0 | 0 | 0 | 0 | 0 | 0 | 0 | 0 | 0 |  | 0 | 0 | 0 | 0 | 0 | 0 | 0 | 0 |  |  |  |  | 0 | 0 | 0 | 0 | 0 | 1 | 0 | 0 |  | 1 | 1 | 1 | 1 | 1 | 1 | 0 | 0 | 0 | 0 | 0 | 0 | 0 | 0 | 0 | 0 | 0 | 0 | 0 | 0 | 0 | 0 | 0 | 0 | 0 | 0 | 0 | 0 | 0 | 0 | 0
Monday | 7 | 4 | 2 | 4418 | 0 | 0 | 0 | 0 | 0 | 0 | 0 | 0 | 0 | 0 | 0 | 0 | 0 | 0 | 0 | 0 | 0 | 0 | 0 | 0 | 0 |  | 0 | 0 | 0 | 0 | 0 | 0 | 0 | 0 |  |  |  |  | 0 | 0 | 0 | 0 | 0 | 1 | 0 | 0 |  | 1 | 1 | 1 | 1 | 1 | 1 | 0 | 0 | 0 | 0 | 0 | 0 | 0 | 0 | 0 | 0 | 0 | 0 | 0 | 0 | 0 | 0 | 0 | 0 | 0 | 0 | 0 | 0 | 0 | 0 | 0
Monday | 7 | 4 | 3 | 4419 | 0 | 0 | 0 | 0 | 0 | 0 | 0 | 0 | 0 | 0 | 0 | 0 | 0 | 0 | 0 | 0 | 0 | 0 | 0 | 0 | 0 |  | 0 | 0 | 0 | 0 | 0 | 0 | 0 | 0 |  |  |  |  | 0 | 0 | 0 | 0 | 0 | 1 | 0 | 0 |  | 1 | 1 | 1 | 1 | 1 | 1 | 0 | 0 | 0 | 0 | 0 | 0 | 0 | 0 | 0 | 0 | 0 | 0 | 0 | 0 | 0 | 0 | 0 | 0 | 0 | 0 | 0 | 0 | 0 | 0 | 0
Monday | 7 | 4 | 4 | 4420 | 0 | 0 | 0 | 0 | 0 | 0 | 0 | 0 | 0 | 0 | 0 | 0 | 0 | 0 | 0 | 0 | 0 | 0 | 0 | 0 | 0 |  | 0 | 0 | 0 | 0 | 0 | 0 | 0 | 0 |  |  |  |  | 0 | 0 | 0 | 0 | 0 | 1 | 0 | 0 |  | 1 | 1 | 1 | 1 | 1 | 1 | 0 | 0 | 0 | 0 | 0 | 0 | 0 | 0 | 0 | 0 | 0 | 0 | 0 | 0 | 0 | 0 | 0 | 0 | 0 | 0 | 0 | 0 | 0 | 0 | 0
Monday | 7 | 4 | 5 | 4421 | 0 | 0 | 0 | 0 | 0 | 0 | 0 | 0 | 0 | 0 | 0 | 0 | 0 | 0 | 0 | 0 | 0 | 0 | 0 | 0 | 0 |  | 0 | 0 | 0 | 0 | 0 | 0 | 0 | 0 |  |  |  |  | 0 | 0 | 0 | 0 | 0 | 1 | 0 | 0 |  | 1 | 1 | 1 | 1 | 1 | 1 | 0 | 0 | 0 | 0 | 0 | 0 | 0 | 0 | 0 | 0 | 0 | 0 | 0 | 0 | 0 | 0 | 0 | 0 | 0 | 0 | 0 | 0 | 0 | 0 | 0
Monday | 7 | 4 | 6 | 4422 | 0 | 0 | 0 | 0 | 0 | 0 | 0 | 0 | 0 | 0 | 0 | 0 | 0 | 0 | 0 | 0 | 0 | 0 | 0 | 0 | 0 |  | 0 | 0 | 0 | 0 | 0 | 0 | 0 | 0 |  |  |  |  | 0 | 0 | 0 | 0 | 0 | 1 | 0 | 0 |  | 1 | 1 | 1 | 1 | 1 | 1 | 0 | 0 | 0 | 0 | 0 | 0 | 0 | 0 | 0 | 0 | 0 | 0 | 0 | 0 | 0 | 0 | 0 | 0 | 0 | 0 | 0 | 0 | 0 | 0 | 0
Monday | 7 | 4 | 7 | 4423 | 0 | 0 | 0 | 0 | 0 | 0 | 0 | 0 | 0 | 0 | 0 | 0 | 0 | 0 | 0 | 0 | 0 | 0 | 0 | 0 | 0 |  | 0 | 0 | 0 | 0 | 0 | 0 | 0 | 0 |  |  |  |  | 0 | 0 | 0 | 0 | 0 | 1 | 0 | 0 |  | 1 | 1 | 1 | 1 | 1 | 1 | 0 | 0 | 0 | 0 | 0 | 0 | 0 | 0 | 0 | 0 | 0 | 0 | 0 | 0 | 0 | 0 | 0 | 0 | 0 | 0 | 0 | 0 | 0 | 0 | 0
Monday | 7 | 4 | 8 | 4424 | 0 | 0 | 0 | 0 | 0 | 0 | 0 | 0 | 0 | 0 | 0 | 0 | 0 | 0 | 0 | 0 | 0 | 0 | 0 | 0 | 0 |  | 0 | 0 | 0 | 0 | 0 | 0 | 0 | 0 |  |  |  |  | 0 | 0 | 0 | 0 | 1 | 0 | 0 | 0 |  | 1 | 1 | 1 | #VALUE! | 1 | #VALUE! | 0 | 0 | 0 | 0 | 0 | 0 | 0 | 0 | 0 | 0 | 0 | 0 | 0 | 0 | 0 | 0 | 0 | 0 | 0 | 0 | 0 | 0 | 0 | 0 | 0
Monday | 7 | 4 | 9 | 4425 | 0 | 0 | 0 | 0 | 0 | 0 | 0 | 0 | 0 | 0 | 0 | 0 | 0 | 0 | 0 | 0 | 0 | 0 | 0 | 0 | 0 |  | 0 | 0 | 0 | 0 | 0 | 0 | 0 | 0 |  |  |  |  | 0 | 0 | 0 | 0 | 1 | 0 | 0 | 0 |  | 1 | 1 | 1 | #VALUE! | 1 | #VALUE! | 0 | 0 | 0 | 0 | 0 | 0 | 0 | 0 | 0 | 0 | 0 | 0 | 0 | 0 | 0 | 0 | 0 | 0 | 0 | 0 | 0 | 0 | 0 | 0 | 0
Monday | 7 | 4 | 10 | 4426 | 0 | 0 | 0 | 0 | 0 | 0 | 0 | 0 | 0 | 0 | 0 | 0 | 0 | 0 | 0 | 0 | 0 | 0 | 0 | 0 | 0 |  | 0 | 0 | 0 | 0 | 0 | 0 | 0 | 0 |  |  |  |  | 0 | 0 | 0 | 0 | 1 | 0 | 0 | 0 |  | 1 | 1 | 1 | #VALUE! | 1 | #VALUE! | 0 | 0 | 0 | 0 | 0 | 0 | 0 | 0 | 0 | 0 | 0 | 0 | 0 | 0 | 0 | 0 | 0 | 0 | 0 | 0 | 0 | 0 | 0 | 0 | 0
Monday | 7 | 4 | 11 | 4427 | 0 | 0 | 0 | 0 | 0 | 0 | 0 | 0 | 0 | 0 | 0 | 0 | 0 | 0 | 0 | 0 | 0 | 0 | 0 | 0 | 0 |  | 0 | 0 | 0 | 0 | 0 | 0 | 0 | 0 |  |  |  |  | 0 | 0 | 0 | 0 | 1 | 0 | 0 | 0 |  | 1 | 1 | 1 | #VALUE! | 1 | #VALUE! | 0 | 0 | 0 | 0 | 0 | 0 | 0 | 0 | 0 | 0 | 0 | 0 | 0 | 0 | 0 | 0 | 0 | 0 | 0 | 0 | 0 | 0 | 0 | 0 | 0
Monday | 7 | 4 | 12 | 4428 | 0 | 0 | 0 | 0 | 0 | 0 | 0 | 0 | 0 | 0 | 0 | 0 | 0 | 0 | 0 | 0 | 0 | 0 | 0 | 0 | 0 |  | 0 | 0 | 0 | 0 | 0 | 0 | 0 | 0 |  |  |  |  | 0 | 0 | 0 | 0 | 1 | 0 | 0 | 0 |  | 1 | 1 | 1 | #VALUE! | 1 | #VALUE! | 0 | 0 | 0 | 0 | 0 | 0 | 0 | 0 | 0 | 0 | 0 | 0 | 0 | 0 | 0 | 0 | 0 | 0 | 0 | 0 | 0 | 0 | 0 | 0 | 0
Monday | 7 | 4 | 13 | 4429 | 0 | 0 | 0 | 0 | 0 | 0 | 0 | 0 | 0 | 0 | 0 | 0 | 0 | 0 | 0 | 0 | 0 | 0 | 0 | 0 | 0 |  | 0 | 0 | 0 | 0 | 0 | 0 | 0 | 0 |  |  |  |  | 0 | 0 | 0 | 0 | 1 | 0 | 0 | 0 |  | 1 | 1 | 1 | #VALUE! | 1 | #VALUE! | 0 | 0 | 0 | 0 | 0 | 0 | 0 | 0 | 0 | 0 | 0 | 0 | 0 | 0 | 0 | 0 | 0 | 0 | 0 | 0 | 0 | 0 | 0 | 0 | 0
Monday | 7 | 4 | 14 | 4430 | 0 | 0 | 0 | 0 | 0 | 0 | 0 | 0 | 0 | 0 | 0 | 0 | 0 | 0 | 0 | 0 | 0 | 0 | 0 | 0 | 0 |  | 0 | 0 | 0 | 0 | 0 | 0 | 0 | 0 |  |  |  |  | 0 | 0 | 0 | 1 | 0 | 0 | 0 | 0 |  | 1 | 1 | #VALUE! | 1 | 1 | #VALUE! | 0 | 0 | 0 | 0 | 0 | 0 | 0 | 0 | 0 | 0 | 0 | 0 | 0 | 0 | 0 | 0 | 0 | 0 | 0 | 0 | 0 | 0 | 0 | 0 | 0
Monday | 7 | 4 | 15 | 4431 | 0 | 0 | 0 | 0 | 0 | 0 | 0 | 0 | 0 | 0 | 0 | 0 | 0 | 0 | 0 | 0 | 0 | 0 | 0 | 0 | 0 |  | 0 | 0 | 0 | 0 | 0 | 0 | 0 | 0 |  |  |  |  | 0 | 0 | 0 | 1 | 0 | 0 | 0 | 0 |  | 1 | 1 | #VALUE! | 1 | 1 | #VALUE! | 0 | 0 | 0 | 0 | 0 | 0 | 0 | 0 | 0 | 0 | 0 | 0 | 0 | 0 | 0 | 0 | 0 | 0 | 0 | 0 | 0 | 0 | 0 | 0 | 0
Monday | 7 | 4 | 16 | 4432 | 0 | 0 | 0 | 0 | 0 | 0 | 0 | 0 | 0 | 0 | 0 | 0 | 0 | 0 | 0 | 0 | 0 | 0 | 0 | 0 | 0 |  | 0 | 0 | 0 | 0 | 0 | 0 | 0 | 0 |  |  |  |  | 0 | 0 | 0 | 1 | 0 | 0 | 0 | 0 |  | 1 | 1 | #VALUE! | 1 | 1 | #VALUE! | 0 | 0 | 0 | 0 | 0 | 0 | 0 | 0 | 0 | 0 | 0 | 0 | 0 | 0 | 0 | 0 | 0 | 0 | 0 | 0 | 0 | 0 | 0 | 0 | 0
Monday | 7 | 4 | 17 | 4433 | 0 | 0 | 0 | 0 | 0 | 0 | 0 | 0 | 0 | 0 | 0 | 0 | 0 | 0 | 0 | 0 | 0 | 0 | 0 | 0 | 0 |  | 0 | 0 | 0 | 0 | 0 | 0 | 0 | 0 |  |  |  |  | 0 | 0 | 0 | 1 | 0 | 0 | 0 | 0 |  | 1 | 1 | #VALUE! | 1 | 1 | #VALUE! | 0 | 0 | 0 | 0 | 0 | 0 | 0 | 0 | 0 | 0 | 0 | 0 | 0 | 0 | 0 | 0 | 0 | 0 | 0 | 0 | 0 | 0 | 0 | 0 | 0
Monday | 7 | 4 | 18 | 4434 | 0 | 0 | 0 | 0 | 0 | 0 | 0 | 0 | 0 | 0 | 0 | 0 | 0 | 0 | 0 | 0 | 0 | 0 | 0 | 0 | 0 |  | 0 | 0 | 0 | 0 | 0 | 0 | 0 | 0 |  |  |  |  | 0 | 0 | 0 | 1 | 0 | 0 | 0 | 0 |  | 1 | 1 | #VALUE! | 1 | 1 | #VALUE! | 0 | 0 | 0 | 0 | 0 | 0 | 0 | 0 | 0 | 0 | 0 | 0 | 0 | 0 | 0 | 0 | 0 | 0 | 0 | 0 | 0 | 0 | 0 | 0 | 0
Monday | 7 | 4 | 19 | 4435 | 0 | 0 | 0 | 0 | 0 | 0 | 0 | 0 | 0 | 0 | 0 | 0 | 0 | 0 | 0 | 0 | 0 | 0 | 0 | 0 | 0 |  | 0 | 0 | 0 | 0 | 0 | 0 | 0 | 0 |  |  |  |  | 0 | 0 | 0 | 1 | 0 | 0 | 0 | 0 |  | 1 | 1 | #VALUE! | 1 | 1 | #VALUE! | 0 | 0 | 0 | 0 | 0 | 0 | 0 | 0 | 0 | 0 | 0 | 0 | 0 | 0 | 0 | 0 | 0 | 0 | 0 | 0 | 0 | 0 | 0 | 0 | 0
Monday | 7 | 4 | 20 | 4436 | 0 | 0 | 0 | 0 | 0 | 0 | 0 | 0 | 0 | 0 | 0 | 0 | 0 | 0 | 0 | 0 | 0 | 0 | 0 | 0 | 0 |  | 0 | 0 | 0 | 0 | 0 | 0 | 0 | 0 |  |  |  |  | 0 | 0 | 0 | 0 | 1 | 0 | 0 | 0 |  | 1 | 1 | 1 | #VALUE! | 1 | #VALUE! | 0 | 0 | 0 | 0 | 0 | 0 | 0 | 0 | 0 | 0 | 0 | 0 | 0 | 0 | 0 | 0 | 0 | 0 | 0 | 0 | 0 | 0 | 0 | 0 | 0
Monday | 7 | 4 | 21 | 4437 | 0 | 0 | 0 | 0 | 0 | 0 | 0 | 0 | 0 | 0 | 0 | 0 | 0 | 0 | 0 | 0 | 0 | 0 | 0 | 0 | 0 |  | 0 | 0 | 0 | 0 | 0 | 0 | 0 | 0 |  |  |  |  | 0 | 0 | 0 | 0 | 1 | 0 | 0 | 0 |  | 1 | 1 | 1 | #VALUE! | 1 | #VALUE! | 0 | 0 | 0 | 0 | 0 | 0 | 0 | 0 | 0 | 0 | 0 | 0 | 0 | 0 | 0 | 0 | 0 | 0 | 0 | 0 | 0 | 0 | 0 | 0 | 0
Monday | 7 | 4 | 22 | 4438 | 0 | 0 | 0 | 0 | 0 | 0 | 0 | 0 | 0 | 0 | 0 | 0 | 0 | 0 | 0 | 0 | 0 | 0 | 0 | 0 | 0 |  | 0 | 0 | 0 | 0 | 0 | 0 | 0 | 0 |  |  |  |  | 0 | 0 | 0 | 0 | 1 | 0 | 0 | 0 |  | 1 | 1 | 1 | #VALUE! | 1 | #VALUE! | 0 | 0 | 0 | 0 | 0 | 0 | 0 | 0 | 0 | 0 | 0 | 0 | 0 | 0 | 0 | 0 | 0 | 0 | 0 | 0 | 0 | 0 | 0 | 0 | 0
Monday | 7 | 4 | 23 | 4439 | 0 | 0 | 0 | 0 | 0 | 0 | 0 | 0 | 0 | 0 | 0 | 0 | 0 | 0 | 0 | 0 | 0 | 0 | 0 | 0 | 0 |  | 0 | 0 | 0 | 0 | 0 | 0 | 0 | 0 |  |  |  |  | 0 | 0 | 0 | 0 | 0 | 1 | 0 | 0 |  | 1 | 1 | 1 | 1 | 1 | 1 | 0 | 0 | 0 | 0 | 0 | 0 | 0 | 0 | 0 | 0 | 0 | 0 | 0 | 0 | 0 | 0 | 0 | 0 | 0 | 0 | 0 | 0 | 0 | 0 | 0
Monday | 7 | 4 | 24 | 4440 | 0 | 0 | 0 | 0 | 0 | 0 | 0 | 0 | 0 | 0 | 0 | 0 | 0 | 0 | 0 | 0 | 0 | 0 | 0 | 0 | 0 |  | 0 | 0 | 0 | 0 | 0 | 0 | 0 | 0 |  |  |  |  | 0 | 0 | 0 | 0 | 0 | 1 | 0 | 0 |  | 1 | 1 | 1 | 1 | 1 | 1 | 0 | 0 | 0 | 0 | 0 | 0 | 0 | 0 | 0 | 0 | 0 | 0 | 0 | 0 | 0 | 0 | 0 | 0 | 0 | 0 | 0 | 0 | 0 | 0 | 0
Tuesday | 7 | 5 | 1 | 4441 | 0 | 0 | 0 | 0 | 0 | 0 | 0 | 0 | 0 | 0 | 0 | 0 | 0 | 0 | 0 | 0 | 0 | 0 | 0 | 0 | 0 |  | 0 | 0 | 0 | 0 | 0 | 0 | 0 | 0 |  |  |  |  | 0 | 0 | 0 | 0 | 0 | 1 | 0 | 0 |  | 1 | 1 | 1 | 1 | 1 | 1 | 0 | 0 | 0 | 0 | 0 | 0 | 0 | 0 | 0 | 0 | 0 | 0 | 0 | 0 | 0 | 0 | 0 | 0 | 0 | 0 | 0 | 0 | 0 | 0 | 0
Tuesday | 7 | 5 | 2 | 4442 | 0 | 0 | 0 | 0 | 0 | 0 | 0 | 0 | 0 | 0 | 0 | 0 | 0 | 0 | 0 | 0 | 0 | 0 | 0 | 0 | 0 |  | 0 | 0 | 0 | 0 | 0 | 0 | 0 | 0 |  |  |  |  | 0 | 0 | 0 | 0 | 0 | 1 | 0 | 0 |  | 1 | 1 | 1 | 1 | 1 | 1 | 0 | 0 | 0 | 0 | 0 | 0 | 0 | 0 | 0 | 0 | 0 | 0 | 0 | 0 | 0 | 0 | 0 | 0 | 0 | 0 | 0 | 0 | 0 | 0 | 0
Tuesday | 7 | 5 | 3 | 4443 | 0 | 0 | 0 | 0 | 0 | 0 | 0 | 0 | 0 | 0 | 0 | 0 | 0 | 0 | 0 | 0 | 0 | 0 | 0 | 0 | 0 |  | 0 | 0 | 0 | 0 | 0 | 0 | 0 | 0 |  |  |  |  | 0 | 0 | 0 | 0 | 0 | 1 | 0 | 0 |  | 1 | 1 | 1 | 1 | 1 | 1 | 0 | 0 | 0 | 0 | 0 | 0 | 0 | 0 | 0 | 0 | 0 | 0 | 0 | 0 | 0 | 0 | 0 | 0 | 0 | 0 | 0 | 0 | 0 | 0 | 0
Tuesday | 7 | 5 | 4 | 4444 | 0 | 0 | 0 | 0 | 0 | 0 | 0 | 0 | 0 | 0 | 0 | 0 | 0 | 0 | 0 | 0 | 0 | 0 | 0 | 0 | 0 |  | 0 | 0 | 0 | 0 | 0 | 0 | 0 | 0 |  |  |  |  | 0 | 0 | 0 | 0 | 0 | 1 | 0 | 0 |  | 1 | 1 | 1 | 1 | 1 | 1 | 0 | 0 | 0 | 0 | 0 | 0 | 0 | 0 | 0 | 0 | 0 | 0 | 0 | 0 | 0 | 0 | 0 | 0 | 0 | 0 | 0 | 0 | 0 | 0 | 0
Tuesday | 7 | 5 | 5 | 4445 | 0 | 0 | 0 | 0 | 0 | 0 | 0 | 0 | 0 | 0 | 0 | 0 | 0 | 0 | 0 | 0 | 0 | 0 | 0 | 0 | 0 |  | 0 | 0 | 0 | 0 | 0 | 0 | 0 | 0 |  |  |  |  | 0 | 0 | 0 | 0 | 0 | 1 | 0 | 0 |  | 1 | 1 | 1 | 1 | 1 | 1 | 0 | 0 | 0 | 0 | 0 | 0 | 0 | 0 | 0 | 0 | 0 | 0 | 0 | 0 | 0 | 0 | 0 | 0 | 0 | 0 | 0 | 0 | 0 | 0 | 0
Tuesday | 7 | 5 | 6 | 4446 | 0 | 0 | 0 | 0 | 0 | 0 | 0 | 0 | 0 | 0 | 0 | 0 | 0 | 0 | 0 | 0 | 0 | 0 | 0 | 0 | 0 |  | 0 | 0 | 0 | 0 | 0 | 0 | 0 | 0 |  |  |  |  | 0 | 0 | 0 | 0 | 0 | 1 | 0 | 0 |  | 1 | 1 | 1 | 1 | 1 | 1 | 0 | 0 | 0 | 0 | 0 | 0 | 0 | 0 | 0 | 0 | 0 | 0 | 0 | 0 | 0 | 0 | 0 | 0 | 0 | 0 | 0 | 0 | 0 | 0 | 0
Tuesday | 7 | 5 | 7 | 4447 | 0 | 0 | 0 | 0 | 0 | 0 | 0 | 0 | 0 | 0 | 0 | 0 | 0 | 0 | 0 | 0 | 0 | 0 | 0 | 0 | 0 |  | 0 | 0 | 0 | 0 | 0 | 0 | 0 | 0 |  |  |  |  | 0 | 0 | 0 | 0 | 0 | 1 | 0 | 0 |  | 1 | 1 | 1 | 1 | 1 | 1 | 0 | 0 | 0 | 0 | 0 | 0 | 0 | 0 | 0 | 0 | 0 | 0 | 0 | 0 | 0 | 0 | 0 | 0 | 0 | 0 | 0 | 0 | 0 | 0 | 0
Tuesday | 7 | 5 | 8 | 4448 | 0 | 0 | 0 | 0 | 0 | 0 | 0 | 0 | 0 | 0 | 0 | 0 | 0 | 0 | 0 | 0 | 0 | 0 | 0 | 0 | 0 |  | 0 | 0 | 0 | 0 | 0 | 0 | 0 | 0 |  |  |  |  | 0 | 0 | 0 | 0 | 1 | 0 | 0 | 0 |  | 1 | 1 | 1 | #VALUE! | 1 | #VALUE! | 0 | 0 | 0 | 0 | 0 | 0 | 0 | 0 | 0 | 0 | 0 | 0 | 0 | 0 | 0 | 0 | 0 | 0 | 0 | 0 | 0 | 0 | 0 | 0 | 0
Tuesday | 7 | 5 | 9 | 4449 | 0 | 0 | 0 | 0 | 0 | 0 | 0 | 0 | 0 | 0 | 0 | 0 | 0 | 0 | 0 | 0 | 0 | 0 | 0 | 0 | 0 |  | 0 | 0 | 0 | 0 | 0 | 0 | 0 | 0 |  |  |  |  | 0 | 0 | 0 | 0 | 1 | 0 | 0 | 0 |  | 1 | 1 | 1 | #VALUE! | 1 | #VALUE! | 0 | 0 | 0 | 0 | 0 | 0 | 0 | 0 | 0 | 0 | 0 | 0 | 0 | 0 | 0 | 0 | 0 | 0 | 0 | 0 | 0 | 0 | 0 | 0 | 0
Tuesday | 7 | 5 | 10 | 4450 | 0 | 0 | 0 | 0 | 0 | 0 | 0 | 0 | 0 | 0 | 0 | 0 | 0 | 0 | 0 | 0 | 0 | 0 | 0 | 0 | 0 |  | 0 | 0 | 0 | 0 | 0 | 0 | 0 | 0 |  |  |  |  | 0 | 0 | 0 | 0 | 1 | 0 | 0 | 0 |  | 1 | 1 | 1 | #VALUE! | 1 | #VALUE! | 0 | 0 | 0 | 0 | 0 | 0 | 0 | 0 | 0 | 0 | 0 | 0 | 0 | 0 | 0 | 0 | 0 | 0 | 0 | 0 | 0 | 0 | 0 | 0 | 0
Tuesday | 7 | 5 | 11 | 4451 | 0 | 0 | 0 | 0 | 0 | 0 | 0 | 0 | 0 | 0 | 0 | 0 | 0 | 0 | 0 | 0 | 0 | 0 | 0 | 0 | 0 |  | 0 | 0 | 0 | 0 | 0 | 0 | 0 | 0 |  |  |  |  | 0 | 0 | 0 | 0 | 1 | 0 | 0 | 0 |  | 1 | 1 | 1 | #VALUE! | 1 | #VALUE! | 0 | 0 | 0 | 0 | 0 | 0 | 0 | 0 | 0 | 0 | 0 | 0 | 0 | 0 | 0 | 0 | 0 | 0 | 0 | 0 | 0 | 0 | 0 | 0 | 0
Tuesday | 7 | 5 | 12 | 4452 | 0 | 0 | 0 | 0 | 0 | 0 | 0 | 0 | 0 | 0 | 0 | 0 | 0 | 0 | 0 | 0 | 0 | 0 | 0 | 0 | 0 |  | 0 | 0 | 0 | 0 | 0 | 0 | 0 | 0 |  |  |  |  | 0 | 0 | 0 | 0 | 1 | 0 | 0 | 0 |  | 1 | 1 | 1 | #VALUE! | 1 | #VALUE! | 0 | 0 | 0 | 0 | 0 | 0 | 0 | 0 | 0 | 0 | 0 | 0 | 0 | 0 | 0 | 0 | 0 | 0 | 0 | 0 | 0 | 0 | 0 | 0 | 0
Tuesday | 7 | 5 | 13 | 4453 | 0 | 0 | 0 | 0 | 0 | 0 | 0 | 0 | 0 | 0 | 0 | 0 | 0 | 0 | 0 | 0 | 0 | 0 | 0 | 0 | 0 |  | 0 | 0 | 0 | 0 | 0 | 0 | 0 | 0 |  |  |  |  | 0 | 0 | 0 | 0 | 1 | 0 | 0 | 0 |  | 1 | 1 | 1 | #VALUE! | 1 | #VALUE! | 0 | 0 | 0 | 0 | 0 | 0 | 0 | 0 | 0 | 0 | 0 | 0 | 0 | 0 | 0 | 0 | 0 | 0 | 0 | 0 | 0 | 0 | 0 | 0 | 0
Tuesday | 7 | 5 | 14 | 4454 | 0 | 0 | 0 | 0 | 0 | 0 | 0 | 0 | 0 | 0 | 0 | 0 | 0 | 0 | 0 | 0 | 0 | 0 | 0 | 0 | 0 |  | 0 | 0 | 0 | 0 | 0 | 0 | 0 | 0 |  |  |  |  | 0 | 0 | 0 | 1 | 0 | 0 | 0 | 0 |  | 1 | 1 | #VALUE! | 1 | 1 | #VALUE! | 0 | 0 | 0 | 0 | 0 | 0 | 0 | 0 | 0 | 0 | 0 | 0 | 0 | 0 | 0 | 0 | 0 | 0 | 0 | 0 | 0 | 0 | 0 | 0 | 0
Tuesday | 7 | 5 | 15 | 4455 | 0 | 0 | 0 | 0 | 0 | 0 | 0 | 0 | 0 | 0 | 0 | 0 | 0 | 0 | 0 | 0 | 0 | 0 | 0 | 0 | 0 |  | 0 | 0 | 0 | 0 | 0 | 0 | 0 | 0 |  |  |  |  | 0 | 0 | 0 | 1 | 0 | 0 | 0 | 0 |  | 1 | 1 | #VALUE! | 1 | 1 | #VALUE! | 0 | 0 | 0 | 0 | 0 | 0 | 0 | 0 | 0 | 0 | 0 | 0 | 0 | 0 | 0 | 0 | 0 | 0 | 0 | 0 | 0 | 0 | 0 | 0 | 0
Tuesday | 7 | 5 | 16 | 4456 | 0 | 0 | 0 | 0 | 0 | 0 | 0 | 0 | 0 | 0 | 0 | 0 | 0 | 0 | 0 | 0 | 0 | 0 | 0 | 0 | 0 |  | 0 | 0 | 0 | 0 | 0 | 0 | 0 | 0 |  |  |  |  | 0 | 0 | 0 | 1 | 0 | 0 | 0 | 0 |  | 1 | 1 | #VALUE! | 1 | 1 | #VALUE! | 0 | 0 | 0 | 0 | 0 | 0 | 0 | 0 | 0 | 0 | 0 | 0 | 0 | 0 | 0 | 0 | 0 | 0 | 0 | 0 | 0 | 0 | 0 | 0 | 0
Tuesday | 7 | 5 | 17 | 4457 | 0 | 0 | 0 | 0 | 0 | 0 | 0 | 0 | 0 | 0 | 0 | 0 | 0 | 0 | 0 | 0 | 0 | 0 | 0 | 0 | 0 |  | 0 | 0 | 0 | 0 | 0 | 0 | 0 | 0 |  |  |  |  | 0 | 0 | 0 | 1 | 0 | 0 | 0 | 0 |  | 1 | 1 | #VALUE! | 1 | 1 | #VALUE! | 0 | 0 | 0 | 0 | 0 | 0 | 0 | 0 | 0 | 0 | 0 | 0 | 0 | 0 | 0 | 0 | 0 | 0 | 0 | 0 | 0 | 0 | 0 | 0 | 0
Tuesday | 7 | 5 | 18 | 4458 | 0 | 0 | 0 | 0 | 0 | 0 | 0 | 0 | 0 | 0 | 0 | 0 | 0 | 0 | 0 | 0 | 0 | 0 | 0 | 0 | 0 |  | 0 | 0 | 0 | 0 | 0 | 0 | 0 | 0 |  |  |  |  | 0 | 0 | 0 | 1 | 0 | 0 | 0 | 0 |  | 1 | 1 | #VALUE! | 1 | 1 | #VALUE! | 0 | 0 | 0 | 0 | 0 | 0 | 0 | 0 | 0 | 0 | 0 | 0 | 0 | 0 | 0 | 0 | 0 | 0 | 0 | 0 | 0 | 0 | 0 | 0 | 0
Tuesday | 7 | 5 | 19 | 4459 | 0 | 0 | 0 | 0 | 0 | 0 | 0 | 0 | 0 | 0 | 0 | 0 | 0 | 0 | 0 | 0 | 0 | 0 | 0 | 0 | 0 |  | 0 | 0 | 0 | 0 | 0 | 0 | 0 | 0 |  |  |  |  | 0 | 0 | 0 | 1 | 0 | 0 | 0 | 0 |  | 1 | 1 | #VALUE! | 1 | 1 | #VALUE! | 0 | 0 | 0 | 0 | 0 | 0 | 0 | 0 | 0 | 0 | 0 | 0 | 0 | 0 | 0 | 0 | 0 | 0 | 0 | 0 | 0 | 0 | 0 | 0 | 0
Tuesday | 7 | 5 | 20 | 4460 | 0 | 0 | 0 | 0 | 0 | 0 | 0 | 0 | 0 | 0 | 0 | 0 | 0 | 0 | 0 | 0 | 0 | 0 | 0 | 0 | 0 |  | 0 | 0 | 0 | 0 | 0 | 0 | 0 | 0 |  |  |  |  | 0 | 0 | 0 | 0 | 1 | 0 | 0 | 0 |  | 1 | 1 | 1 | #VALUE! | 1 | #VALUE! | 0 | 0 | 0 | 0 | 0 | 0 | 0 | 0 | 0 | 0 | 0 | 0 | 0 | 0 | 0 | 0 | 0 | 0 | 0 | 0 | 0 | 0 | 0 | 0 | 0
Tuesday | 7 | 5 | 21 | 4461 | 0 | 0 | 0 | 0 | 0 | 0 | 0 | 0 | 0 | 0 | 0 | 0 | 0 | 0 | 0 | 0 | 0 | 0 | 0 | 0 | 0 |  | 0 | 0 | 0 | 0 | 0 | 0 | 0 | 0 |  |  |  |  | 0 | 0 | 0 | 0 | 1 | 0 | 0 | 0 |  | 1 | 1 | 1 | #VALUE! | 1 | #VALUE! | 0 | 0 | 0 | 0 | 0 | 0 | 0 | 0 | 0 | 0 | 0 | 0 | 0 | 0 | 0 | 0 | 0 | 0 | 0 | 0 | 0 | 0 | 0 | 0 | 0
Tuesday | 7 | 5 | 22 | 4462 | 0 | 0 | 0 | 0 | 0 | 0 | 0 | 0 | 0 | 0 | 0 | 0 | 0 | 0 | 0 | 0 | 0 | 0 | 0 | 0 | 0 |  | 0 | 0 | 0 | 0 | 0 | 0 | 0 | 0 |  |  |  |  | 0 | 0 | 0 | 0 | 1 | 0 | 0 | 0 |  | 1 | 1 | 1 | #VALUE! | 1 | #VALUE! | 0 | 0 | 0 | 0 | 0 | 0 | 0 | 0 | 0 | 0 | 0 | 0 | 0 | 0 | 0 | 0 | 0 | 0 | 0 | 0 | 0 | 0 | 0 | 0 | 0
Tuesday | 7 | 5 | 23 | 4463 | 0 | 0 | 0 | 0 | 0 | 0 | 0 | 0 | 0 | 0 | 0 | 0 | 0 | 0 | 0 | 0 | 0 | 0 | 0 | 0 | 0 |  | 0 | 0 | 0 | 0 | 0 | 0 | 0 | 0 |  |  |  |  | 0 | 0 | 0 | 0 | 0 | 1 | 0 | 0 |  | 1 | 1 | 1 | 1 | 1 | 1 | 0 | 0 | 0 | 0 | 0 | 0 | 0 | 0 | 0 | 0 | 0 | 0 | 0 | 0 | 0 | 0 | 0 | 0 | 0 | 0 | 0 | 0 | 0 | 0 | 0
Tuesday | 7 | 5 | 24 | 4464 | 0 | 0 | 0 | 0 | 0 | 0 | 0 | 0 | 0 | 0 | 0 | 0 | 0 | 0 | 0 | 0 | 0 | 0 | 0 | 0 | 0 |  | 0 | 0 | 0 | 0 | 0 | 0 | 0 | 0 |  |  |  |  | 0 | 0 | 0 | 0 | 0 | 1 | 0 | 0 |  | 1 | 1 | 1 | 1 | 1 | 1 | 0 | 0 | 0 | 0 | 0 | 0 | 0 | 0 | 0 | 0 | 0 | 0 | 0 | 0 | 0 | 0 | 0 | 0 | 0 | 0 | 0 | 0 | 0 | 0 | 0
Wednesday | 7 | 6 | 1 | 4465 | 0 | 0 | 0 | 0 | 0 | 0 | 0 | 0 | 0 | 0 | 0 | 0 | 0 | 0 | 0 | 0 | 0 | 0 | 0 | 0 | 0 |  | 0 | 0 | 0 | 0 | 0 | 0 | 0 | 0 |  |  |  |  | 0 | 0 | 0 | 0 | 0 | 1 | 0 | 0 |  | 1 | 1 | 1 | 1 | 1 | 1 | 0 | 0 | 0 | 0 | 0 | 0 | 0 | 0 | 0 | 0 | 0 | 0 | 0 | 0 | 0 | 0 | 0 | 0 | 0 | 0 | 0 | 0 | 0 | 0 | 0
Wednesday | 7 | 6 | 2 | 4466 | 0 | 0 | 0 | 0 | 0 | 0 | 0 | 0 | 0 | 0 | 0 | 0 | 0 | 0 | 0 | 0 | 0 | 0 | 0 | 0 | 0 |  | 0 | 0 | 0 | 0 | 0 | 0 | 0 | 0 |  |  |  |  | 0 | 0 | 0 | 0 | 0 | 1 | 0 | 0 |  | 1 | 1 | 1 | 1 | 1 | 1 | 0 | 0 | 0 | 0 | 0 | 0 | 0 | 0 | 0 | 0 | 0 | 0 | 0 | 0 | 0 | 0 | 0 | 0 | 0 | 0 | 0 | 0 | 0 | 0 | 0
Wednesday | 7 | 6 | 3 | 4467 | 0 | 0 | 0 | 0 | 0 | 0 | 0 | 0 | 0 | 0 | 0 | 0 | 0 | 0 | 0 | 0 | 0 | 0 | 0 | 0 | 0 |  | 0 | 0 | 0 | 0 | 0 | 0 | 0 | 0 |  |  |  |  | 0 | 0 | 0 | 0 | 0 | 1 | 0 | 0 |  | 1 | 1 | 1 | 1 | 1 | 1 | 0 | 0 | 0 | 0 | 0 | 0 | 0 | 0 | 0 | 0 | 0 | 0 | 0 | 0 | 0 | 0 | 0 | 0 | 0 | 0 | 0 | 0 | 0 | 0 | 0
Wednesday | 7 | 6 | 4 | 4468 | 0 | 0 | 0 | 0 | 0 | 0 | 0 | 0 | 0 | 0 | 0 | 0 | 0 | 0 | 0 | 0 | 0 | 0 | 0 | 0 | 0 |  | 0 | 0 | 0 | 0 | 0 | 0 | 0 | 0 |  |  |  |  | 0 | 0 | 0 | 0 | 0 | 1 | 0 | 0 |  | 1 | 1 | 1 | 1 | 1 | 1 | 0 | 0 | 0 | 0 | 0 | 0 | 0 | 0 | 0 | 0 | 0 | 0 | 0 | 0 | 0 | 0 | 0 | 0 | 0 | 0 | 0 | 0 | 0 | 0 | 0
Wednesday | 7 | 6 | 5 | 4469 | 0 | 0 | 0 | 0 | 0 | 0 | 0 | 0 | 0 | 0 | 0 | 0 | 0 | 0 | 0 | 0 | 0 | 0 | 0 | 0 | 0 |  | 0 | 0 | 0 | 0 | 0 | 0 | 0 | 0 |  |  |  |  | 0 | 0 | 0 | 0 | 0 | 1 | 0 | 0 |  | 1 | 1 | 1 | 1 | 1 | 1 | 0 | 0 | 0 | 0 | 0 | 0 | 0 | 0 | 0 | 0 | 0 | 0 | 0 | 0 | 0 | 0 | 0 | 0 | 0 | 0 | 0 | 0 | 0 | 0 | 0
Wednesday | 7 | 6 | 6 | 4470 | 0 | 0 | 0 | 0 | 0 | 0 | 0 | 0 | 0 | 0 | 0 | 0 | 0 | 0 | 0 | 0 | 0 | 0 | 0 | 0 | 0 |  | 0 | 0 | 0 | 0 | 0 | 0 | 0 | 0 |  |  |  |  | 0 | 0 | 0 | 0 | 0 | 1 | 0 | 0 |  | 1 | 1 | 1 | 1 | 1 | 1 | 0 | 0 | 0 | 0 | 0 | 0 | 0 | 0 | 0 | 0 | 0 | 0 | 0 | 0 | 0 | 0 | 0 | 0 | 0 | 0 | 0 | 0 | 0 | 0 | 0
Wednesday | 7 | 6 | 7 | 4471 | 0 | 0 | 0 | 0 | 0 | 0 | 0 | 0 | 0 | 0 | 0 | 0 | 0 | 0 | 0 | 0 | 0 | 0 | 0 | 0 | 0 |  | 0 | 0 | 0 | 0 | 0 | 0 | 0 | 0 |  |  |  |  | 0 | 0 | 0 | 0 | 0 | 1 | 0 | 0 |  | 1 | 1 | 1 | 1 | 1 | 1 | 0 | 0 | 0 | 0 | 0 | 0 | 0 | 0 | 0 | 0 | 0 | 0 | 0 | 0 | 0 | 0 | 0 | 0 | 0 | 0 | 0 | 0 | 0 | 0 | 0
Wednesday | 7 | 6 | 8 | 4472 | 0 | 0 | 0 | 0 | 0 | 0 | 0 | 0 | 0 | 0 | 0 | 0 | 0 | 0 | 0 | 0 | 0 | 0 | 0 | 0 | 0 |  | 0 | 0 | 0 | 0 | 0 | 0 | 0 | 0 |  |  |  |  | 0 | 0 | 0 | 0 | 1 | 0 | 0 | 0 |  | 1 | 1 | 1 | #VALUE! | 1 | #VALUE! | 0 | 0 | 0 | 0 | 0 | 0 | 0 | 0 | 0 | 0 | 0 | 0 | 0 | 0 | 0 | 0 | 0 | 0 | 0 | 0 | 0 | 0 | 0 | 0 | 0
Wednesday | 7 | 6 | 9 | 4473 | 0 | 0 | 0 | 0 | 0 | 0 | 0 | 0 | 0 | 0 | 0 | 0 | 0 | 0 | 0 | 0 | 0 | 0 | 0 | 0 | 0 |  | 0 | 0 | 0 | 0 | 0 | 0 | 0 | 0 |  |  |  |  | 0 | 0 | 0 | 0 | 1 | 0 | 0 | 0 |  | 1 | 1 | 1 | #VALUE! | 1 | #VALUE! | 0 | 0 | 0 | 0 | 0 | 0 | 0 | 0 | 0 | 0 | 0 | 0 | 0 | 0 | 0 | 0 | 0 | 0 | 0 | 0 | 0 | 0 | 0 | 0 | 0
Wednesday | 7 | 6 | 10 | 4474 | 0 | 0 | 0 | 0 | 0 | 0 | 0 | 0 | 0 | 0 | 0 | 0 | 0 | 0 | 0 | 0 | 0 | 0 | 0 | 0 | 0 |  | 0 | 0 | 0 | 0 | 0 | 0 | 0 | 0 |  |  |  |  | 0 | 0 | 0 | 0 | 1 | 0 | 0 | 0 |  | 1 | 1 | 1 | #VALUE! | 1 | #VALUE! | 0 | 0 | 0 | 0 | 0 | 0 | 0 | 0 | 0 | 0 | 0 | 0 | 0 | 0 | 0 | 0 | 0 | 0 | 0 | 0 | 0 | 0 | 0 | 0 | 0
Wednesday | 7 | 6 | 11 | 4475 | 0 | 0 | 0 | 0 | 0 | 0 | 0 | 0 | 0 | 0 | 0 | 0 | 0 | 0 | 0 | 0 | 0 | 0 | 0 | 0 | 0 |  | 0 | 0 | 0 | 0 | 0 | 0 | 0 | 0 |  |  |  |  | 0 | 0 | 0 | 0 | 1 | 0 | 0 | 0 |  | 1 | 1 | 1 | #VALUE! | 1 | #VALUE! | 0 | 0 | 0 | 0 | 0 | 0 | 0 | 0 | 0 | 0 | 0 | 0 | 0 | 0 | 0 | 0 | 0 | 0 | 0 | 0 | 0 | 0 | 0 | 0 | 0
Wednesday | 7 | 6 | 12 | 4476 | 0 | 0 | 0 | 0 | 0 | 0 | 0 | 0 | 0 | 0 | 0 | 0 | 0 | 0 | 0 | 0 | 0 | 0 | 0 | 0 | 0 |  | 0 | 0 | 0 | 0 | 0 | 0 | 0 | 0 |  |  |  |  | 0 | 0 | 0 | 0 | 1 | 0 | 0 | 0 |  | 1 | 1 | 1 | #VALUE! | 1 | #VALUE! | 0 | 0 | 0 | 0 | 0 | 0 | 0 | 0 | 0 | 0 | 0 | 0 | 0 | 0 | 0 | 0 | 0 | 0 | 0 | 0 | 0 | 0 | 0 | 0 | 0
Wednesday | 7 | 6 | 13 | 4477 | 0 | 0 | 0 | 0 | 0 | 0 | 0 | 0 | 0 | 0 | 0 | 0 | 0 | 0 | 0 | 0 | 0 | 0 | 0 | 0 | 0 |  | 0 | 0 | 0 | 0 | 0 | 0 | 0 | 0 |  |  |  |  | 0 | 0 | 0 | 0 | 1 | 0 | 0 | 0 |  | 1 | 1 | 1 | #VALUE! | 1 | #VALUE! | 0 | 0 | 0 | 0 | 0 | 0 | 0 | 0 | 0 | 0 | 0 | 0 | 0 | 0 | 0 | 0 | 0 | 0 | 0 | 0 | 0 | 0 | 0 | 0 | 0
Wednesday | 7 | 6 | 14 | 4478 | 0 | 0 | 0 | 0 | 0 | 0 | 0 | 0 | 0 | 0 | 0 | 0 | 0 | 0 | 0 | 0 | 0 | 0 | 0 | 0 | 0 |  | 0 | 0 | 0 | 0 | 0 | 0 | 0 | 0 |  |  |  |  | 0 | 0 | 0 | 1 | 0 | 0 | 0 | 0 |  | 1 | 1 | #VALUE! | 1 | 1 | #VALUE! | 0 | 0 | 0 | 0 | 0 | 0 | 0 | 0 | 0 | 0 | 0 | 0 | 0 | 0 | 0 | 0 | 0 | 0 | 0 | 0 | 0 | 0 | 0 | 0 | 0
Wednesday | 7 | 6 | 15 | 4479 | 0 | 0 | 0 | 0 | 0 | 0 | 0 | 0 | 0 | 0 | 0 | 0 | 0 | 0 | 0 | 0 | 0 | 0 | 0 | 0 | 0 |  | 0 | 0 | 0 | 0 | 0 | 0 | 0 | 0 |  |  |  |  | 0 | 0 | 0 | 1 | 0 | 0 | 0 | 0 |  | 1 | 1 | #VALUE! | 1 | 1 | #VALUE! | 0 | 0 | 0 | 0 | 0 | 0 | 0 | 0 | 0 | 0 | 0 | 0 | 0 | 0 | 0 | 0 | 0 | 0 | 0 | 0 | 0 | 0 | 0 | 0 | 0
Wednesday | 7 | 6 | 16 | 4480 | 0 | 0 | 0 | 0 | 0 | 0 | 0 | 0 | 0 | 0 | 0 | 0 | 0 | 0 | 0 | 0 | 0 | 0 | 0 | 0 | 0 |  | 0 | 0 | 0 | 0 | 0 | 0 | 0 | 0 |  |  |  |  | 0 | 0 | 0 | 1 | 0 | 0 | 0 | 0 |  | 1 | 1 | #VALUE! | 1 | 1 | #VALUE! | 0 | 0 | 0 | 0 | 0 | 0 | 0 | 0 | 0 | 0 | 0 | 0 | 0 | 0 | 0 | 0 | 0 | 0 | 0 | 0 | 0 | 0 | 0 | 0 | 0
Wednesday | 7 | 6 | 17 | 4481 | 0 | 0 | 0 | 0 | 0 | 0 | 0 | 0 | 0 | 0 | 0 | 0 | 0 | 0 | 0 | 0 | 0 | 0 | 0 | 0 | 0 |  | 0 | 0 | 0 | 0 | 0 | 0 | 0 | 0 |  |  |  |  | 0 | 0 | 0 | 1 | 0 | 0 | 0 | 0 |  | 1 | 1 | #VALUE! | 1 | 1 | #VALUE! | 0 | 0 | 0 | 0 | 0 | 0 | 0 | 0 | 0 | 0 | 0 | 0 | 0 | 0 | 0 | 0 | 0 | 0 | 0 | 0 | 0 | 0 | 0 | 0 | 0
Wednesday | 7 | 6 | 18 | 4482 | 0 | 0 | 0 | 0 | 0 | 0 | 0 | 0 | 0 | 0 | 0 | 0 | 0 | 0 | 0 | 0 | 0 | 0 | 0 | 0 | 0 |  | 0 | 0 | 0 | 0 | 0 | 0 | 0 | 0 |  |  |  |  | 0 | 0 | 0 | 1 | 0 | 0 | 0 | 0 |  | 1 | 1 | #VALUE! | 1 | 1 | #VALUE! | 0 | 0 | 0 | 0 | 0 | 0 | 0 | 0 | 0 | 0 | 0 | 0 | 0 | 0 | 0 | 0 | 0 | 0 | 0 | 0 | 0 | 0 | 0 | 0 | 0
Wednesday | 7 | 6 | 19 | 4483 | 0 | 0 | 0 | 0 | 0 | 0 | 0 | 0 | 0 | 0 | 0 | 0 | 0 | 0 | 0 | 0 | 0 | 0 | 0 | 0 | 0 |  | 0 | 0 | 0 | 0 | 0 | 0 | 0 | 0 |  |  |  |  | 0 | 0 | 0 | 1 | 0 | 0 | 0 | 0 |  | 1 | 1 | #VALUE! | 1 | 1 | #VALUE! | 0 | 0 | 0 | 0 | 0 | 0 | 0 | 0 | 0 | 0 | 0 | 0 | 0 | 0 | 0 | 0 | 0 | 0 | 0 | 0 | 0 | 0 | 0 | 0 | 0
Wednesday | 7 | 6 | 20 | 4484 | 0 | 0 | 0 | 0 | 0 | 0 | 0 | 0 | 0 | 0 | 0 | 0 | 0 | 0 | 0 | 0 | 0 | 0 | 0 | 0 | 0 |  | 0 | 0 | 0 | 0 | 0 | 0 | 0 | 0 |  |  |  |  | 0 | 0 | 0 | 0 | 1 | 0 | 0 | 0 |  | 1 | 1 | 1 | #VALUE! | 1 | #VALUE! | 0 | 0 | 0 | 0 | 0 | 0 | 0 | 0 | 0 | 0 | 0 | 0 | 0 | 0 | 0 | 0 | 0 | 0 | 0 | 0 | 0 | 0 | 0 | 0 | 0
Wednesday | 7 | 6 | 21 | 4485 | 0 | 0 | 0 | 0 | 0 | 0 | 0 | 0 | 0 | 0 | 0 | 0 | 0 | 0 | 0 | 0 | 0 | 0 | 0 | 0 | 0 |  | 0 | 0 | 0 | 0 | 0 | 0 | 0 | 0 |  |  |  |  | 0 | 0 | 0 | 0 | 1 | 0 | 0 | 0 |  | 1 | 1 | 1 | #VALUE! | 1 | #VALUE! | 0 | 0 | 0 | 0 | 0 | 0 | 0 | 0 | 0 | 0 | 0 | 0 | 0 | 0 | 0 | 0 | 0 | 0 | 0 | 0 | 0 | 0 | 0 | 0 | 0
Wednesday | 7 | 6 | 22 | 4486 | 0 | 0 | 0 | 0 | 0 | 0 | 0 | 0 | 0 | 0 | 0 | 0 | 0 | 0 | 0 | 0 | 0 | 0 | 0 | 0 | 0 |  | 0 | 0 | 0 | 0 | 0 | 0 | 0 | 0 |  |  |  |  | 0 | 0 | 0 | 0 | 1 | 0 | 0 | 0 |  | 1 | 1 | 1 | #VALUE! | 1 | #VALUE! | 0 | 0 | 0 | 0 | 0 | 0 | 0 | 0 | 0 | 0 | 0 | 0 | 0 | 0 | 0 | 0 | 0 | 0 | 0 | 0 | 0 | 0 | 0 | 0 | 0
Wednesday | 7 | 6 | 23 | 4487 | 0 | 0 | 0 | 0 | 0 | 0 | 0 | 0 | 0 | 0 | 0 | 0 | 0 | 0 | 0 | 0 | 0 | 0 | 0 | 0 | 0 |  | 0 | 0 | 0 | 0 | 0 | 0 | 0 | 0 |  |  |  |  | 0 | 0 | 0 | 0 | 0 | 1 | 0 | 0 |  | 1 | 1 | 1 | 1 | 1 | 1 | 0 | 0 | 0 | 0 | 0 | 0 | 0 | 0 | 0 | 0 | 0 | 0 | 0 | 0 | 0 | 0 | 0 | 0 | 0 | 0 | 0 | 0 | 0 | 0 | 0
Wednesday | 7 | 6 | 24 | 4488 | 0 | 0 | 0 | 0 | 0 | 0 | 0 | 0 | 0 | 0 | 0 | 0 | 0 | 0 | 0 | 0 | 0 | 0 | 0 | 0 | 0 |  | 0 | 0 | 0 | 0 | 0 | 0 | 0 | 0 |  |  |  |  | 0 | 0 | 0 | 0 | 0 | 1 | 0 | 0 |  | 1 | 1 | 1 | 1 | 1 | 1 | 0 | 0 | 0 | 0 | 0 | 0 | 0 | 0 | 0 | 0 | 0 | 0 | 0 | 0 | 0 | 0 | 0 | 0 | 0 | 0 | 0 | 0 | 0 | 0 | 0
Thursday | 7 | 7 | 1 | 4489 | 0 | 0 | 0 | 0 | 0 | 0 | 0 | 0 | 0 | 0 | 0 | 0 | 0 | 0 | 0 | 0 | 0 | 0 | 0 | 0 | 0 |  | 0 | 0 | 0 | 0 | 0 | 0 | 0 | 0 |  |  |  |  | 0 | 0 | 0 | 0 | 0 | 1 | 0 | 0 |  | 1 | 1 | 1 | 1 | 1 | 1 | 0 | 0 | 0 | 0 | 0 | 0 | 0 | 0 | 0 | 0 | 0 | 0 | 0 | 0 | 0 | 0 | 0 | 0 | 0 | 0 | 0 | 0 | 0 | 0 | 0
Thursday | 7 | 7 | 2 | 4490 | 0 | 0 | 0 | 0 | 0 | 0 | 0 | 0 | 0 | 0 | 0 | 0 | 0 | 0 | 0 | 0 | 0 | 0 | 0 | 0 | 0 |  | 0 | 0 | 0 | 0 | 0 | 0 | 0 | 0 |  |  |  |  | 0 | 0 | 0 | 0 | 0 | 1 | 0 | 0 |  | 1 | 1 | 1 | 1 | 1 | 1 | 0 | 0 | 0 | 0 | 0 | 0 | 0 | 0 | 0 | 0 | 0 | 0 | 0 | 0 | 0 | 0 | 0 | 0 | 0 | 0 | 0 | 0 | 0 | 0 | 0
Thursday | 7 | 7 | 3 | 4491 | 0 | 0 | 0 | 0 | 0 | 0 | 0 | 0 | 0 | 0 | 0 | 0 | 0 | 0 | 0 | 0 | 0 | 0 | 0 | 0 | 0 |  | 0 | 0 | 0 | 0 | 0 | 0 | 0 | 0 |  |  |  |  | 0 | 0 | 0 | 0 | 0 | 1 | 0 | 0 |  | 1 | 1 | 1 | 1 | 1 | 1 | 0 | 0 | 0 | 0 | 0 | 0 | 0 | 0 | 0 | 0 | 0 | 0 | 0 | 0 | 0 | 0 | 0 | 0 | 0 | 0 | 0 | 0 | 0 | 0 | 0
Thursday | 7 | 7 | 4 | 4492 | 0 | 0 | 0 | 0 | 0 | 0 | 0 | 0 | 0 | 0 | 0 | 0 | 0 | 0 | 0 | 0 | 0 | 0 | 0 | 0 | 0 |  | 0 | 0 | 0 | 0 | 0 | 0 | 0 | 0 |  |  |  |  | 0 | 0 | 0 | 0 | 0 | 1 | 0 | 0 |  | 1 | 1 | 1 | 1 | 1 | 1 | 0 | 0 | 0 | 0 | 0 | 0 | 0 | 0 | 0 | 0 | 0 | 0 | 0 | 0 | 0 | 0 | 0 | 0 | 0 | 0 | 0 | 0 | 0 | 0 | 0
Thursday | 7 | 7 | 5 | 4493 | 0 | 0 | 0 | 0 | 0 | 0 | 0 | 0 | 0 | 0 | 0 | 0 | 0 | 0 | 0 | 0 | 0 | 0 | 0 | 0 | 0 |  | 0 | 0 | 0 | 0 | 0 | 0 | 0 | 0 |  |  |  |  | 0 | 0 | 0 | 0 | 0 | 1 | 0 | 0 |  | 1 | 1 | 1 | 1 | 1 | 1 | 0 | 0 | 0 | 0 | 0 | 0 | 0 | 0 | 0 | 0 | 0 | 0 | 0 | 0 | 0 | 0 | 0 | 0 | 0 | 0 | 0 | 0 | 0 | 0 | 0
Thursday | 7 | 7 | 6 | 4494 | 0 | 0 | 0 | 0 | 0 | 0 | 0 | 0 | 0 | 0 | 0 | 0 | 0 | 0 | 0 | 0 | 0 | 0 | 0 | 0 | 0 |  | 0 | 0 | 0 | 0 | 0 | 0 | 0 | 0 |  |  |  |  | 0 | 0 | 0 | 0 | 0 | 1 | 0 | 0 |  | 1 | 1 | 1 | 1 | 1 | 1 | 0 | 0 | 0 | 0 | 0 | 0 | 0 | 0 | 0 | 0 | 0 | 0 | 0 | 0 | 0 | 0 | 0 | 0 | 0 | 0 | 0 | 0 | 0 | 0 | 0
Thursday | 7 | 7 | 7 | 4495 | 0 | 0 | 0 | 0 | 0 | 0 | 0 | 0 | 0 | 0 | 0 | 0 | 0 | 0 | 0 | 0 | 0 | 0 | 0 | 0 | 0 |  | 0 | 0 | 0 | 0 | 0 | 0 | 0 | 0 |  |  |  |  | 0 | 0 | 0 | 0 | 0 | 1 | 0 | 0 |  | 1 | 1 | 1 | 1 | 1 | 1 | 0 | 0 | 0 | 0 | 0 | 0 | 0 | 0 | 0 | 0 | 0 | 0 | 0 | 0 | 0 | 0 | 0 | 0 | 0 | 0 | 0 | 0 | 0 | 0 | 0
Thursday | 7 | 7 | 8 | 4496 | 0 | 0 | 0 | 0 | 0 | 0 | 0 | 0 | 0 | 0 | 0 | 0 | 0 | 0 | 0 | 0 | 0 | 0 | 0 | 0 | 0 |  | 0 | 0 | 0 | 0 | 0 | 0 | 0 | 0 |  |  |  |  | 0 | 0 | 0 | 0 | 1 | 0 | 0 | 0 |  | 1 | 1 | 1 | #VALUE! | 1 | #VALUE! | 0 | 0 | 0 | 0 | 0 | 0 | 0 | 0 | 0 | 0 | 0 | 0 | 0 | 0 | 0 | 0 | 0 | 0 | 0 | 0 | 0 | 0 | 0 | 0 | 0
Thursday | 7 | 7 | 9 | 4497 | 0 | 0 | 0 | 0 | 0 | 0 | 0 | 0 | 0 | 0 | 0 | 0 | 0 | 0 | 0 | 0 | 0 | 0 | 0 | 0 | 0 |  | 0 | 0 | 0 | 0 | 0 | 0 | 0 | 0 |  |  |  |  | 0 | 0 | 0 | 0 | 1 | 0 | 0 | 0 |  | 1 | 1 | 1 | #VALUE! | 1 | #VALUE! | 0 | 0 | 0 | 0 | 0 | 0 | 0 | 0 | 0 | 0 | 0 | 0 | 0 | 0 | 0 | 0 | 0 | 0 | 0 | 0 | 0 | 0 | 0 | 0 | 0
Thursday | 7 | 7 | 10 | 4498 | 0 | 0 | 0 | 0 | 0 | 0 | 0 | 0 | 0 | 0 | 0 | 0 | 0 | 0 | 0 | 0 | 0 | 0 | 0 | 0 | 0 |  | 0 | 0 | 0 | 0 | 0 | 0 | 0 | 0 |  |  |  |  | 0 | 0 | 0 | 0 | 1 | 0 | 0 | 0 |  | 1 | 1 | 1 | #VALUE! | 1 | #VALUE! | 0 | 0 | 0 | 0 | 0 | 0 | 0 | 0 | 0 | 0 | 0 | 0 | 0 | 0 | 0 | 0 | 0 | 0 | 0 | 0 | 0 | 0 | 0 | 0 | 0
Thursday | 7 | 7 | 11 | 4499 | 0 | 0 | 0 | 0 | 0 | 0 | 0 | 0 | 0 | 0 | 0 | 0 | 0 | 0 | 0 | 0 | 0 | 0 | 0 | 0 | 0 |  | 0 | 0 | 0 | 0 | 0 | 0 | 0 | 0 |  |  |  |  | 0 | 0 | 0 | 0 | 1 | 0 | 0 | 0 |  | 1 | 1 | 1 | #VALUE! | 1 | #VALUE! | 0 | 0 | 0 | 0 | 0 | 0 | 0 | 0 | 0 | 0 | 0 | 0 | 0 | 0 | 0 | 0 | 0 | 0 | 0 | 0 | 0 | 0 | 0 | 0 | 0
Thursday | 7 | 7 | 12 | 4500 | 0 | 0 | 0 | 0 | 0 | 0 | 0 | 0 | 0 | 0 | 0 | 0 | 0 | 0 | 0 | 0 | 0 | 0 | 0 | 0 | 0 |  | 0 | 0 | 0 | 0 | 0 | 0 | 0 | 0 |  |  |  |  | 0 | 0 | 0 | 0 | 1 | 0 | 0 | 0 |  | 1 | 1 | 1 | #VALUE! | 1 | #VALUE! | 0 | 0 | 0 | 0 | 0 | 0 | 0 | 0 | 0 | 0 | 0 | 0 | 0 | 0 | 0 | 0 | 0 | 0 | 0 | 0 | 0 | 0 | 0 | 0 | 0
Thursday | 7 | 7 | 13 | 4501 | 0 | 0 | 0 | 0 | 0 | 0 | 0 | 0 | 0 | 0 | 0 | 0 | 0 | 0 | 0 | 0 | 0 | 0 | 0 | 0 | 0 |  | 0 | 0 | 0 | 0 | 0 | 0 | 0 | 0 |  |  |  |  | 0 | 0 | 0 | 0 | 1 | 0 | 0 | 0 |  | 1 | 1 | 1 | #VALUE! | 1 | #VALUE! | 0 | 0 | 0 | 0 | 0 | 0 | 0 | 0 | 0 | 0 | 0 | 0 | 0 | 0 | 0 | 0 | 0 | 0 | 0 | 0 | 0 | 0 | 0 | 0 | 0
Thursday | 7 | 7 | 14 | 4502 | 0 | 0 | 0 | 0 | 0 | 0 | 0 | 0 | 0 | 0 | 0 | 0 | 0 | 0 | 0 | 0 | 0 | 0 | 0 | 0 | 0 |  | 0 | 0 | 0 | 0 | 0 | 0 | 0 | 0 |  |  |  |  | 0 | 0 | 0 | 1 | 0 | 0 | 0 | 0 |  | 1 | 1 | #VALUE! | 1 | 1 | #VALUE! | 0 | 0 | 0 | 0 | 0 | 0 | 0 | 0 | 0 | 0 | 0 | 0 | 0 | 0 | 0 | 0 | 0 | 0 | 0 | 0 | 0 | 0 | 0 | 0 | 0
Thursday | 7 | 7 | 15 | 4503 | 0 | 0 | 0 | 0 | 0 | 0 | 0 | 0 | 0 | 0 | 0 | 0 | 0 | 0 | 0 | 0 | 0 | 0 | 0 | 0 | 0 |  | 0 | 0 | 0 | 0 | 0 | 0 | 0 | 0 |  |  |  |  | 0 | 0 | 0 | 1 | 0 | 0 | 0 | 0 |  | 1 | 1 | #VALUE! | 1 | 1 | #VALUE! | 0 | 0 | 0 | 0 | 0 | 0 | 0 | 0 | 0 | 0 | 0 | 0 | 0 | 0 | 0 | 0 | 0 | 0 | 0 | 0 | 0 | 0 | 0 | 0 | 0
Thursday | 7 | 7 | 16 | 4504 | 0 | 0 | 0 | 0 | 0 | 0 | 0 | 0 | 0 | 0 | 0 | 0 | 0 | 0 | 0 | 0 | 0 | 0 | 0 | 0 | 0 |  | 0 | 0 | 0 | 0 | 0 | 0 | 0 | 0 |  |  |  |  | 0 | 0 | 0 | 1 | 0 | 0 | 0 | 0 |  | 1 | 1 | #VALUE! | 1 | 1 | #VALUE! | 0 | 0 | 0 | 0 | 0 | 0 | 0 | 0 | 0 | 0 | 0 | 0 | 0 | 0 | 0 | 0 | 0 | 0 | 0 | 0 | 0 | 0 | 0 | 0 | 0
Thursday | 7 | 7 | 17 | 4505 | 0 | 0 | 0 | 0 | 0 | 0 | 0 | 0 | 0 | 0 | 0 | 0 | 0 | 0 | 0 | 0 | 0 | 0 | 0 | 0 | 0 |  | 0 | 0 | 0 | 0 | 0 | 0 | 0 | 0 |  |  |  |  | 0 | 0 | 0 | 1 | 0 | 0 | 0 | 0 |  | 1 | 1 | #VALUE! | 1 | 1 | #VALUE! | 0 | 0 | 0 | 0 | 0 | 0 | 0 | 0 | 0 | 0 | 0 | 0 | 0 | 0 | 0 | 0 | 0 | 0 | 0 | 0 | 0 | 0 | 0 | 0 | 0
Thursday | 7 | 7 | 18 | 4506 | 0 | 0 | 0 | 0 | 0 | 0 | 0 | 0 | 0 | 0 | 0 | 0 | 0 | 0 | 0 | 0 | 0 | 0 | 0 | 0 | 0 |  | 0 | 0 | 0 | 0 | 0 | 0 | 0 | 0 |  |  |  |  | 0 | 0 | 0 | 1 | 0 | 0 | 0 | 0 |  | 1 | 1 | #VALUE! | 1 | 1 | #VALUE! | 0 | 0 | 0 | 0 | 0 | 0 | 0 | 0 | 0 | 0 | 0 | 0 | 0 | 0 | 0 | 0 | 0 | 0 | 0 | 0 | 0 | 0 | 0 | 0 | 0
Thursday | 7 | 7 | 19 | 4507 | 0 | 0 | 0 | 0 | 0 | 0 | 0 | 0 | 0 | 0 | 0 | 0 | 0 | 0 | 0 | 0 | 0 | 0 | 0 | 0 | 0 |  | 0 | 0 | 0 | 0 | 0 | 0 | 0 | 0 |  |  |  |  | 0 | 0 | 0 | 1 | 0 | 0 | 0 | 0 |  | 1 | 1 | #VALUE! | 1 | 1 | #VALUE! | 0 | 0 | 0 | 0 | 0 | 0 | 0 | 0 | 0 | 0 | 0 | 0 | 0 | 0 | 0 | 0 | 0 | 0 | 0 | 0 | 0 | 0 | 0 | 0 | 0
Thursday | 7 | 7 | 20 | 4508 | 0 | 0 | 0 | 0 | 0 | 0 | 0 | 0 | 0 | 0 | 0 | 0 | 0 | 0 | 0 | 0 | 0 | 0 | 0 | 0 | 0 |  | 0 | 0 | 0 | 0 | 0 | 0 | 0 | 0 |  |  |  |  | 0 | 0 | 0 | 0 | 1 | 0 | 0 | 0 |  | 1 | 1 | 1 | #VALUE! | 1 | #VALUE! | 0 | 0 | 0 | 0 | 0 | 0 | 0 | 0 | 0 | 0 | 0 | 0 | 0 | 0 | 0 | 0 | 0 | 0 | 0 | 0 | 0 | 0 | 0 | 0 | 0
Thursday | 7 | 7 | 21 | 4509 | 0 | 0 | 0 | 0 | 0 | 0 | 0 | 0 | 0 | 0 | 0 | 0 | 0 | 0 | 0 | 0 | 0 | 0 | 0 | 0 | 0 |  | 0 | 0 | 0 | 0 | 0 | 0 | 0 | 0 |  |  |  |  | 0 | 0 | 0 | 0 | 1 | 0 | 0 | 0 |  | 1 | 1 | 1 | #VALUE! | 1 | #VALUE! | 0 | 0 | 0 | 0 | 0 | 0 | 0 | 0 | 0 | 0 | 0 | 0 | 0 | 0 | 0 | 0 | 0 | 0 | 0 | 0 | 0 | 0 | 0 | 0 | 0
Thursday | 7 | 7 | 22 | 4510 | 0 | 0 | 0 | 0 | 0 | 0 | 0 | 0 | 0 | 0 | 0 | 0 | 0 | 0 | 0 | 0 | 0 | 0 | 0 | 0 | 0 |  | 0 | 0 | 0 | 0 | 0 | 0 | 0 | 0 |  |  |  |  | 0 | 0 | 0 | 0 | 1 | 0 | 0 | 0 |  | 1 | 1 | 1 | #VALUE! | 1 | #VALUE! | 0 | 0 | 0 | 0 | 0 | 0 | 0 | 0 | 0 | 0 | 0 | 0 | 0 | 0 | 0 | 0 | 0 | 0 | 0 | 0 | 0 | 0 | 0 | 0 | 0
Thursday | 7 | 7 | 23 | 4511 | 0 | 0 | 0 | 0 | 0 | 0 | 0 | 0 | 0 | 0 | 0 | 0 | 0 | 0 | 0 | 0 | 0 | 0 | 0 | 0 | 0 |  | 0 | 0 | 0 | 0 | 0 | 0 | 0 | 0 |  |  |  |  | 0 | 0 | 0 | 0 | 0 | 1 | 0 | 0 |  | 1 | 1 | 1 | 1 | 1 | 1 | 0 | 0 | 0 | 0 | 0 | 0 | 0 | 0 | 0 | 0 | 0 | 0 | 0 | 0 | 0 | 0 | 0 | 0 | 0 | 0 | 0 | 0 | 0 | 0 | 0
Thursday | 7 | 7 | 24 | 4512 | 0 | 0 | 0 | 0 | 0 | 0 | 0 | 0 | 0 | 0 | 0 | 0 | 0 | 0 | 0 | 0 | 0 | 0 | 0 | 0 | 0 |  | 0 | 0 | 0 | 0 | 0 | 0 | 0 | 0 |  |  |  |  | 0 | 0 | 0 | 0 | 0 | 1 | 0 | 0 |  | 1 | 1 | 1 | 1 | 1 | 1 | 0 | 0 | 0 | 0 | 0 | 0 | 0 | 0 | 0 | 0 | 0 | 0 | 0 | 0 | 0 | 0 | 0 | 0 | 0 | 0 | 0 | 0 | 0 | 0 | 0
Friday | 7 | 8 | 1 | 4513 | 0 | 0 | 0 | 0 | 0 | 0 | 0 | 0 | 0 | 0 | 0 | 0 | 0 | 0 | 0 | 0 | 0 | 0 | 0 | 0 | 0 |  | 0 | 0 | 0 | 0 | 0 | 0 | 0 | 0 |  |  |  |  | 0 | 0 | 0 | 0 | 0 | 1 | 0 | 0 |  | 1 | 1 | 1 | 1 | 1 | 1 | 0 | 0 | 0 | 0 | 0 | 0 | 0 | 0 | 0 | 0 | 0 | 0 | 0 | 0 | 0 | 0 | 0 | 0 | 0 | 0 | 0 | 0 | 0 | 0 | 0
Friday | 7 | 8 | 2 | 4514 | 0 | 0 | 0 | 0 | 0 | 0 | 0 | 0 | 0 | 0 | 0 | 0 | 0 | 0 | 0 | 0 | 0 | 0 | 0 | 0 | 0 |  | 0 | 0 | 0 | 0 | 0 | 0 | 0 | 0 |  |  |  |  | 0 | 0 | 0 | 0 | 0 | 1 | 0 | 0 |  | 1 | 1 | 1 | 1 | 1 | 1 | 0 | 0 | 0 | 0 | 0 | 0 | 0 | 0 | 0 | 0 | 0 | 0 | 0 | 0 | 0 | 0 | 0 | 0 | 0 | 0 | 0 | 0 | 0 | 0 | 0
Friday | 7 | 8 | 3 | 4515 | 0 | 0 | 0 | 0 | 0 | 0 | 0 | 0 | 0 | 0 | 0 | 0 | 0 | 0 | 0 | 0 | 0 | 0 | 0 | 0 | 0 |  | 0 | 0 | 0 | 0 | 0 | 0 | 0 | 0 |  |  |  |  | 0 | 0 | 0 | 0 | 0 | 1 | 0 | 0 |  | 1 | 1 | 1 | 1 | 1 | 1 | 0 | 0 | 0 | 0 | 0 | 0 | 0 | 0 | 0 | 0 | 0 | 0 | 0 | 0 | 0 | 0 | 0 | 0 | 0 | 0 | 0 | 0 | 0 | 0 | 0
Friday | 7 | 8 | 4 | 4516 | 0 | 0 | 0 | 0 | 0 | 0 | 0 | 0 | 0 | 0 | 0 | 0 | 0 | 0 | 0 | 0 | 0 | 0 | 0 | 0 | 0 |  | 0 | 0 | 0 | 0 | 0 | 0 | 0 | 0 |  |  |  |  | 0 | 0 | 0 | 0 | 0 | 1 | 0 | 0 |  | 1 | 1 | 1 | 1 | 1 | 1 | 0 | 0 | 0 | 0 | 0 | 0 | 0 | 0 | 0 | 0 | 0 | 0 | 0 | 0 | 0 | 0 | 0 | 0 | 0 | 0 | 0 | 0 | 0 | 0 | 0
Friday | 7 | 8 | 5 | 4517 | 0 | 0 | 0 | 0 | 0 | 0 | 0 | 0 | 0 | 0 | 0 | 0 | 0 | 0 | 0 | 0 | 0 | 0 | 0 | 0 | 0 |  | 0 | 0 | 0 | 0 | 0 | 0 | 0 | 0 |  |  |  |  | 0 | 0 | 0 | 0 | 0 | 1 | 0 | 0 |  | 1 | 1 | 1 | 1 | 1 | 1 | 0 | 0 | 0 | 0 | 0 | 0 | 0 | 0 | 0 | 0 | 0 | 0 | 0 | 0 | 0 | 0 | 0 | 0 | 0 | 0 | 0 | 0 | 0 | 0 | 0
Friday | 7 | 8 | 6 | 4518 | 0 | 0 | 0 | 0 | 0 | 0 | 0 | 0 | 0 | 0 | 0 | 0 | 0 | 0 | 0 | 0 | 0 | 0 | 0 | 0 | 0 |  | 0 | 0 | 0 | 0 | 0 | 0 | 0 | 0 |  |  |  |  | 0 | 0 | 0 | 0 | 0 | 1 | 0 | 0 |  | 1 | 1 | 1 | 1 | 1 | 1 | 0 | 0 | 0 | 0 | 0 | 0 | 0 | 0 | 0 | 0 | 0 | 0 | 0 | 0 | 0 | 0 | 0 | 0 | 0 | 0 | 0 | 0 | 0 | 0 | 0
Friday | 7 | 8 | 7 | 4519 | 0 | 0 | 0 | 0 | 0 | 0 | 0 | 0 | 0 | 0 | 0 | 0 | 0 | 0 | 0 | 0 | 0 | 0 | 0 | 0 | 0 |  | 0 | 0 | 0 | 0 | 0 | 0 | 0 | 0 |  |  |  |  | 0 | 0 | 0 | 0 | 0 | 1 | 0 | 0 |  | 1 | 1 | 1 | 1 | 1 | 1 | 0 | 0 | 0 | 0 | 0 | 0 | 0 | 0 | 0 | 0 | 0 | 0 | 0 | 0 | 0 | 0 | 0 | 0 | 0 | 0 | 0 | 0 | 0 | 0 | 0
Friday | 7 | 8 | 8 | 4520 | 0 | 0 | 0 | 0 | 0 | 0 | 0 | 0 | 0 | 0 | 0 | 0 | 0 | 0 | 0 | 0 | 0 | 0 | 0 | 0 | 0 |  | 0 | 0 | 0 | 0 | 0 | 0 | 0 | 0 |  |  |  |  | 0 | 0 | 0 | 0 | 1 | 0 | 0 | 0 |  | 1 | 1 | 1 | #VALUE! | 1 | #VALUE! | 0 | 0 | 0 | 0 | 0 | 0 | 0 | 0 | 0 | 0 | 0 | 0 | 0 | 0 | 0 | 0 | 0 | 0 | 0 | 0 | 0 | 0 | 0 | 0 | 0
Friday | 7 | 8 | 9 | 4521 | 0 | 0 | 0 | 0 | 0 | 0 | 0 | 0 | 0 | 0 | 0 | 0 | 0 | 0 | 0 | 0 | 0 | 0 | 0 | 0 | 0 |  | 0 | 0 | 0 | 0 | 0 | 0 | 0 | 0 |  |  |  |  | 0 | 0 | 0 | 0 | 1 | 0 | 0 | 0 |  | 1 | 1 | 1 | #VALUE! | 1 | #VALUE! | 0 | 0 | 0 | 0 | 0 | 0 | 0 | 0 | 0 | 0 | 0 | 0 | 0 | 0 | 0 | 0 | 0 | 0 | 0 | 0 | 0 | 0 | 0 | 0 | 0
Friday | 7 | 8 | 10 | 4522 | 0 | 0 | 0 | 0 | 0 | 0 | 0 | 0 | 0 | 0 | 0 | 0 | 0 | 0 | 0 | 0 | 0 | 0 | 0 | 0 | 0 |  | 0 | 0 | 0 | 0 | 0 | 0 | 0 | 0 |  |  |  |  | 0 | 0 | 0 | 0 | 1 | 0 | 0 | 0 |  | 1 | 1 | 1 | #VALUE! | 1 | #VALUE! | 0 | 0 | 0 | 0 | 0 | 0 | 0 | 0 | 0 | 0 | 0 | 0 | 0 | 0 | 0 | 0 | 0 | 0 | 0 | 0 | 0 | 0 | 0 | 0 | 0
Friday | 7 | 8 | 11 | 4523 | 0 | 0 | 0 | 0 | 0 | 0 | 0 | 0 | 0 | 0 | 0 | 0 | 0 | 0 | 0 | 0 | 0 | 0 | 0 | 0 | 0 |  | 0 | 0 | 0 | 0 | 0 | 0 | 0 | 0 |  |  |  |  | 0 | 0 | 0 | 0 | 1 | 0 | 0 | 0 |  | 1 | 1 | 1 | #VALUE! | 1 | #VALUE! | 0 | 0 | 0 | 0 | 0 | 0 | 0 | 0 | 0 | 0 | 0 | 0 | 0 | 0 | 0 | 0 | 0 | 0 | 0 | 0 | 0 | 0 | 0 | 0 | 0
Friday | 7 | 8 | 12 | 4524 | 0 | 0 | 0 | 0 | 0 | 0 | 0 | 0 | 0 | 0 | 0 | 0 | 0 | 0 | 0 | 0 | 0 | 0 | 0 | 0 | 0 |  | 0 | 0 | 0 | 0 | 0 | 0 | 0 | 0 |  |  |  |  | 0 | 0 | 0 | 0 | 1 | 0 | 0 | 0 |  | 1 | 1 | 1 | #VALUE! | 1 | #VALUE! | 0 | 0 | 0 | 0 | 0 | 0 | 0 | 0 | 0 | 0 | 0 | 0 | 0 | 0 | 0 | 0 | 0 | 0 | 0 | 0 | 0 | 0 | 0 | 0 | 0
Friday | 7 | 8 | 13 | 4525 | 0 | 0 | 0 | 0 | 0 | 0 | 0 | 0 | 0 | 0 | 0 | 0 | 0 | 0 | 0 | 0 | 0 | 0 | 0 | 0 | 0 |  | 0 | 0 | 0 | 0 | 0 | 0 | 0 | 0 |  |  |  |  | 0 | 0 | 0 | 0 | 1 | 0 | 0 | 0 |  | 1 | 1 | 1 | #VALUE! | 1 | #VALUE! | 0 | 0 | 0 | 0 | 0 | 0 | 0 | 0 | 0 | 0 | 0 | 0 | 0 | 0 | 0 | 0 | 0 | 0 | 0 | 0 | 0 | 0 | 0 | 0 | 0
Friday | 7 | 8 | 14 | 4526 | 0 | 0 | 0 | 0 | 0 | 0 | 0 | 0 | 0 | 0 | 0 | 0 | 0 | 0 | 0 | 0 | 0 | 0 | 0 | 0 | 0 |  | 0 | 0 | 0 | 0 | 0 | 0 | 0 | 0 |  |  |  |  | 0 | 0 | 0 | 1 | 0 | 0 | 0 | 0 |  | 1 | 1 | #VALUE! | 1 | 1 | #VALUE! | 0 | 0 | 0 | 0 | 0 | 0 | 0 | 0 | 0 | 0 | 0 | 0 | 0 | 0 | 0 | 0 | 0 | 0 | 0 | 0 | 0 | 0 | 0 | 0 | 0
Friday | 7 | 8 | 15 | 4527 | 0 | 0 | 0 | 0 | 0 | 0 | 0 | 0 | 0 | 0 | 0 | 0 | 0 | 0 | 0 | 0 | 0 | 0 | 0 | 0 | 0 |  | 0 | 0 | 0 | 0 | 0 | 0 | 0 | 0 |  |  |  |  | 0 | 0 | 0 | 1 | 0 | 0 | 0 | 0 |  | 1 | 1 | #VALUE! | 1 | 1 | #VALUE! | 0 | 0 | 0 | 0 | 0 | 0 | 0 | 0 | 0 | 0 | 0 | 0 | 0 | 0 | 0 | 0 | 0 | 0 | 0 | 0 | 0 | 0 | 0 | 0 | 0
Friday | 7 | 8 | 16 | 4528 | 0 | 0 | 0 | 0 | 0 | 0 | 0 | 0 | 0 | 0 | 0 | 0 | 0 | 0 | 0 | 0 | 0 | 0 | 0 | 0 | 0 |  | 0 | 0 | 0 | 0 | 0 | 0 | 0 | 0 |  |  |  |  | 0 | 0 | 0 | 1 | 0 | 0 | 0 | 0 |  | 1 | 1 | #VALUE! | 1 | 1 | #VALUE! | 0 | 0 | 0 | 0 | 0 | 0 | 0 | 0 | 0 | 0 | 0 | 0 | 0 | 0 | 0 | 0 | 0 | 0 | 0 | 0 | 0 | 0 | 0 | 0 | 0
Friday | 7 | 8 | 17 | 4529 | 0 | 0 | 0 | 0 | 0 | 0 | 0 | 0 | 0 | 0 | 0 | 0 | 0 | 0 | 0 | 0 | 0 | 0 | 0 | 0 | 0 |  | 0 | 0 | 0 | 0 | 0 | 0 | 0 | 0 |  |  |  |  | 0 | 0 | 0 | 1 | 0 | 0 | 0 | 0 |  | 1 | 1 | #VALUE! | 1 | 1 | #VALUE! | 0 | 0 | 0 | 0 | 0 | 0 | 0 | 0 | 0 | 0 | 0 | 0 | 0 | 0 | 0 | 0 | 0 | 0 | 0 | 0 | 0 | 0 | 0 | 0 | 0
Friday | 7 | 8 | 18 | 4530 | 0 | 0 | 0 | 0 | 0 | 0 | 0 | 0 | 0 | 0 | 0 | 0 | 0 | 0 | 0 | 0 | 0 | 0 | 0 | 0 | 0 |  | 0 | 0 | 0 | 0 | 0 | 0 | 0 | 0 |  |  |  |  | 0 | 0 | 0 | 1 | 0 | 0 | 0 | 0 |  | 1 | 1 | #VALUE! | 1 | 1 | #VALUE! | 0 | 0 | 0 | 0 | 0 | 0 | 0 | 0 | 0 | 0 | 0 | 0 | 0 | 0 | 0 | 0 | 0 | 0 | 0 | 0 | 0 | 0 | 0 | 0 | 0
Friday | 7 | 8 | 19 | 4531 | 0 | 0 | 0 | 0 | 0 | 0 | 0 | 0 | 0 | 0 | 0 | 0 | 0 | 0 | 0 | 0 | 0 | 0 | 0 | 0 | 0 |  | 0 | 0 | 0 | 0 | 0 | 0 | 0 | 0 |  |  |  |  | 0 | 0 | 0 | 1 | 0 | 0 | 0 | 0 |  | 1 | 1 | #VALUE! | 1 | 1 | #VALUE! | 0 | 0 | 0 | 0 | 0 | 0 | 0 | 0 | 0 | 0 | 0 | 0 | 0 | 0 | 0 | 0 | 0 | 0 | 0 | 0 | 0 | 0 | 0 | 0 | 0
Friday | 7 | 8 | 20 | 4532 | 0 | 0 | 0 | 0 | 0 | 0 | 0 | 0 | 0 | 0 | 0 | 0 | 0 | 0 | 0 | 0 | 0 | 0 | 0 | 0 | 0 |  | 0 | 0 | 0 | 0 | 0 | 0 | 0 | 0 |  |  |  |  | 0 | 0 | 0 | 0 | 1 | 0 | 0 | 0 |  | 1 | 1 | 1 | #VALUE! | 1 | #VALUE! | 0 | 0 | 0 | 0 | 0 | 0 | 0 | 0 | 0 | 0 | 0 | 0 | 0 | 0 | 0 | 0 | 0 | 0 | 0 | 0 | 0 | 0 | 0 | 0 | 0
Friday | 7 | 8 | 21 | 4533 | 0 | 0 | 0 | 0 | 0 | 0 | 0 | 0 | 0 | 0 | 0 | 0 | 0 | 0 | 0 | 0 | 0 | 0 | 0 | 0 | 0 |  | 0 | 0 | 0 | 0 | 0 | 0 | 0 | 0 |  |  |  |  | 0 | 0 | 0 | 0 | 1 | 0 | 0 | 0 |  | 1 | 1 | 1 | #VALUE! | 1 | #VALUE! | 0 | 0 | 0 | 0 | 0 | 0 | 0 | 0 | 0 | 0 | 0 | 0 | 0 | 0 | 0 | 0 | 0 | 0 | 0 | 0 | 0 | 0 | 0 | 0 | 0
Friday | 7 | 8 | 22 | 4534 | 0 | 0 | 0 | 0 | 0 | 0 | 0 | 0 | 0 | 0 | 0 | 0 | 0 | 0 | 0 | 0 | 0 | 0 | 0 | 0 | 0 |  | 0 | 0 | 0 | 0 | 0 | 0 | 0 | 0 |  |  |  |  | 0 | 0 | 0 | 0 | 1 | 0 | 0 | 0 |  | 1 | 1 | 1 | #VALUE! | 1 | #VALUE! | 0 | 0 | 0 | 0 | 0 | 0 | 0 | 0 | 0 | 0 | 0 | 0 | 0 | 0 | 0 | 0 | 0 | 0 | 0 | 0 | 0 | 0 | 0 | 0 | 0
Friday | 7 | 8 | 23 | 4535 | 0 | 0 | 0 | 0 | 0 | 0 | 0 | 0 | 0 | 0 | 0 | 0 | 0 | 0 | 0 | 0 | 0 | 0 | 0 | 0 | 0 |  | 0 | 0 | 0 | 0 | 0 | 0 | 0 | 0 |  |  |  |  | 0 | 0 | 0 | 0 | 0 | 1 | 0 | 0 |  | 1 | 1 | 1 | 1 | 1 | 1 | 0 | 0 | 0 | 0 | 0 | 0 | 0 | 0 | 0 | 0 | 0 | 0 | 0 | 0 | 0 | 0 | 0 | 0 | 0 | 0 | 0 | 0 | 0 | 0 | 0
Friday | 7 | 8 | 24 | 4536 | 0 | 0 | 0 | 0 | 0 | 0 | 0 | 0 | 0 | 0 | 0 | 0 | 0 | 0 | 0 | 0 | 0 | 0 | 0 | 0 | 0 |  | 0 | 0 | 0 | 0 | 0 | 0 | 0 | 0 |  |  |  |  | 0 | 0 | 0 | 0 | 0 | 1 | 0 | 0 |  | 1 | 1 | 1 | 1 | 1 | 1 | 0 | 0 | 0 | 0 | 0 | 0 | 0 | 0 | 0 | 0 | 0 | 0 | 0 | 0 | 0 | 0 | 0 | 0 | 0 | 0 | 0 | 0 | 0 | 0 | 0
Saturday | 7 | 9 | 1 | 4537 | 0 | 0 | 0 | 0 | 0 | 0 | 0 | 0 | 0 | 0 | 0 | 0 | 0 | 0 | 0 | 0 | 0 | 0 | 0 | 0 | 0 |  | 0 | 0 | 0 | 0 | 0 | 0 | 0 | 0 |  |  |  |  | 0 | 0 | 0 | 0 | 0 | 1 | 0 | 0 |  | 1 | 1 | 1 | 1 | 1 | 1 | 0 | 0 | 0 | 0 | 0 | 0 | 0 | 0 | 0 | 0 | 0 | 0 | 0 | 0 | 0 | 0 | 0 | 0 | 0 | 0 | 0 | 0 | 0 | 0 | 0
Saturday | 7 | 9 | 2 | 4538 | 0 | 0 | 0 | 0 | 0 | 0 | 0 | 0 | 0 | 0 | 0 | 0 | 0 | 0 | 0 | 0 | 0 | 0 | 0 | 0 | 0 |  | 0 | 0 | 0 | 0 | 0 | 0 | 0 | 0 |  |  |  |  | 0 | 0 | 0 | 0 | 0 | 1 | 0 | 0 |  | 1 | 1 | 1 | 1 | 1 | 1 | 0 | 0 | 0 | 0 | 0 | 0 | 0 | 0 | 0 | 0 | 0 | 0 | 0 | 0 | 0 | 0 | 0 | 0 | 0 | 0 | 0 | 0 | 0 | 0 | 0
Saturday | 7 | 9 | 3 | 4539 | 0 | 0 | 0 | 0 | 0 | 0 | 0 | 0 | 0 | 0 | 0 | 0 | 0 | 0 | 0 | 0 | 0 | 0 | 0 | 0 | 0 |  | 0 | 0 | 0 | 0 | 0 | 0 | 0 | 0 |  |  |  |  | 0 | 0 | 0 | 0 | 0 | 1 | 0 | 0 |  | 1 | 1 | 1 | 1 | 1 | 1 | 0 | 0 | 0 | 0 | 0 | 0 | 0 | 0 | 0 | 0 | 0 | 0 | 0 | 0 | 0 | 0 | 0 | 0 | 0 | 0 | 0 | 0 | 0 | 0 | 0
Saturday | 7 | 9 | 4 | 4540 | 0 | 0 | 0 | 0 | 0 | 0 | 0 | 0 | 0 | 0 | 0 | 0 | 0 | 0 | 0 | 0 | 0 | 0 | 0 | 0 | 0 |  | 0 | 0 | 0 | 0 | 0 | 0 | 0 | 0 |  |  |  |  | 0 | 0 | 0 | 0 | 0 | 1 | 0 | 0 |  | 1 | 1 | 1 | 1 | 1 | 1 | 0 | 0 | 0 | 0 | 0 | 0 | 0 | 0 | 0 | 0 | 0 | 0 | 0 | 0 | 0 | 0 | 0 | 0 | 0 | 0 | 0 | 0 | 0 | 0 | 0
Saturday | 7 | 9 | 5 | 4541 | 0 | 0 | 0 | 0 | 0 | 0 | 0 | 0 | 0 | 0 | 0 | 0 | 0 | 0 | 0 | 0 | 0 | 0 | 0 | 0 | 0 |  | 0 | 0 | 0 | 0 | 0 | 0 | 0 | 0 |  |  |  |  | 0 | 0 | 0 | 0 | 0 | 1 | 0 | 0 |  | 1 | 1 | 1 | 1 | 1 | 1 | 0 | 0 | 0 | 0 | 0 | 0 | 0 | 0 | 0 | 0 | 0 | 0 | 0 | 0 | 0 | 0 | 0 | 0 | 0 | 0 | 0 | 0 | 0 | 0 | 0
Saturday | 7 | 9 | 6 | 4542 | 0 | 0 | 0 | 0 | 0 | 0 | 0 | 0 | 0 | 0 | 0 | 0 | 0 | 0 | 0 | 0 | 0 | 0 | 0 | 0 | 0 |  | 0 | 0 | 0 | 0 | 0 | 0 | 0 | 0 |  |  |  |  | 0 | 0 | 0 | 0 | 0 | 1 | 0 | 0 |  | 1 | 1 | 1 | 1 | 1 | 1 | 0 | 0 | 0 | 0 | 0 | 0 | 0 | 0 | 0 | 0 | 0 | 0 | 0 | 0 | 0 | 0 | 0 | 0 | 0 | 0 | 0 | 0 | 0 | 0 | 0
Saturday | 7 | 9 | 7 | 4543 | 0 | 0 | 0 | 0 | 0 | 0 | 0 | 0 | 0 | 0 | 0 | 0 | 0 | 0 | 0 | 0 | 0 | 0 | 0 | 0 | 0 |  | 0 | 0 | 0 | 0 | 0 | 0 | 0 | 0 |  |  |  |  | 0 | 0 | 0 | 0 | 0 | 1 | 0 | 0 |  | 1 | 1 | 1 | 1 | 1 | 1 | 0 | 0 | 0 | 0 | 0 | 0 | 0 | 0 | 0 | 0 | 0 | 0 | 0 | 0 | 0 | 0 | 0 | 0 | 0 | 0 | 0 | 0 | 0 | 0 | 0
Saturday | 7 | 9 | 8 | 4544 | 0 | 0 | 0 | 0 | 0 | 0 | 0 | 0 | 0 | 0 | 0 | 0 | 0 | 0 | 0 | 0 | 0 | 0 | 0 | 0 | 0 |  | 0 | 0 | 0 | 0 | 0 | 0 | 0 | 0 |  |  |  |  | 0 | 0 | 0 | 0 | 0 | 1 | 0 | 0 |  | 1 | 1 | 1 | 1 | 1 | 1 | 0 | 0 | 0 | 0 | 0 | 0 | 0 | 0 | 0 | 0 | 0 | 0 | 0 | 0 | 0 | 0 | 0 | 0 | 0 | 0 | 0 | 0 | 0 | 0 | 0
Saturday | 7 | 9 | 9 | 4545 | 0 | 0 | 0 | 0 | 0 | 0 | 0 | 0 | 0 | 0 | 0 | 0 | 0 | 0 | 0 | 0 | 0 | 0 | 0 | 0 | 0 |  | 0 | 0 | 0 | 0 | 0 | 0 | 0 | 0 |  |  |  |  | 0 | 0 | 0 | 0 | 0 | 1 | 0 | 0 |  | 1 | 1 | 1 | 1 | 1 | 1 | 0 | 0 | 0 | 0 | 0 | 0 | 0 | 0 | 0 | 0 | 0 | 0 | 0 | 0 | 0 | 0 | 0 | 0 | 0 | 0 | 0 | 0 | 0 | 0 | 0
Saturday | 7 | 9 | 10 | 4546 | 0 | 0 | 0 | 0 | 0 | 0 | 0 | 0 | 0 | 0 | 0 | 0 | 0 | 0 | 0 | 0 | 0 | 0 | 0 | 0 | 0 |  | 0 | 0 | 0 | 0 | 0 | 0 | 0 | 0 |  |  |  |  | 0 | 0 | 0 | 0 | 0 | 1 | 0 | 0 |  | 1 | 1 | 1 | 1 | 1 | 1 | 0 | 0 | 0 | 0 | 0 | 0 | 0 | 0 | 0 | 0 | 0 | 0 | 0 | 0 | 0 | 0 | 0 | 0 | 0 | 0 | 0 | 0 | 0 | 0 | 0
Saturday | 7 | 9 | 11 | 4547 | 0 | 0 | 0 | 0 | 0 | 0 | 0 | 0 | 0 | 0 | 0 | 0 | 0 | 0 | 0 | 0 | 0 | 0 | 0 | 0 | 0 |  | 0 | 0 | 0 | 0 | 0 | 0 | 0 | 0 |  |  |  |  | 0 | 0 | 0 | 0 | 0 | 1 | 0 | 0 |  | 1 | 1 | 1 | 1 | 1 | 1 | 0 | 0 | 0 | 0 | 0 | 0 | 0 | 0 | 0 | 0 | 0 | 0 | 0 | 0 | 0 | 0 | 0 | 0 | 0 | 0 | 0 | 0 | 0 | 0 | 0
Saturday | 7 | 9 | 12 | 4548 | 0 | 0 | 0 | 0 | 0 | 0 | 0 | 0 | 0 | 0 | 0 | 0 | 0 | 0 | 0 | 0 | 0 | 0 | 0 | 0 | 0 |  | 0 | 0 | 0 | 0 | 0 | 0 | 0 | 0 |  |  |  |  | 0 | 0 | 0 | 0 | 0 | 1 | 0 | 0 |  | 1 | 1 | 1 | 1 | 1 | 1 | 0 | 0 | 0 | 0 | 0 | 0 | 0 | 0 | 0 | 0 | 0 | 0 | 0 | 0 | 0 | 0 | 0 | 0 | 0 | 0 | 0 | 0 | 0 | 0 | 0
Saturday | 7 | 9 | 13 | 4549 | 0 | 0 | 0 | 0 | 0 | 0 | 0 | 0 | 0 | 0 | 0 | 0 | 0 | 0 | 0 | 0 | 0 | 0 | 0 | 0 | 0 |  | 0 | 0 | 0 | 0 | 0 | 0 | 0 | 0 |  |  |  |  | 0 | 0 | 0 | 0 | 0 | 1 | 0 | 0 |  | 1 | 1 | 1 | 1 | 1 | 1 | 0 | 0 | 0 | 0 | 0 | 0 | 0 | 0 | 0 | 0 | 0 | 0 | 0 | 0 | 0 | 0 | 0 | 0 | 0 | 0 | 0 | 0 | 0 | 0 | 0
Saturday | 7 | 9 | 14 | 4550 | 0 | 0 | 0 | 0 | 0 | 0 | 0 | 0 | 0 | 0 | 0 | 0 | 0 | 0 | 0 | 0 | 0 | 0 | 0 | 0 | 0 |  | 0 | 0 | 0 | 0 | 0 | 0 | 0 | 0 |  |  |  |  | 0 | 0 | 0 | 0 | 0 | 1 | 0 | 0 |  | 1 | 1 | 1 | 1 | 1 | 1 | 0 | 0 | 0 | 0 | 0 | 0 | 0 | 0 | 0 | 0 | 0 | 0 | 0 | 0 | 0 | 0 | 0 | 0 | 0 | 0 | 0 | 0 | 0 | 0 | 0
Saturday | 7 | 9 | 15 | 4551 | 0 | 0 | 0 | 0 | 0 | 0 | 0 | 0 | 0 | 0 | 0 | 0 | 0 | 0 | 0 | 0 | 0 | 0 | 0 | 0 | 0 |  | 0 | 0 | 0 | 0 | 0 | 0 | 0 | 0 |  |  |  |  | 0 | 0 | 0 | 0 | 0 | 1 | 0 | 0 |  | 1 | 1 | 1 | 1 | 1 | 1 | 0 | 0 | 0 | 0 | 0 | 0 | 0 | 0 | 0 | 0 | 0 | 0 | 0 | 0 | 0 | 0 | 0 | 0 | 0 | 0 | 0 | 0 | 0 | 0 | 0
Saturday | 7 | 9 | 16 | 4552 | 0 | 0 | 0 | 0 | 0 | 0 | 0 | 0 | 0 | 0 | 0 | 0 | 0 | 0 | 0 | 0 | 0 | 0 | 0 | 0 | 0 |  | 0 | 0 | 0 | 0 | 0 | 0 | 0 | 0 |  |  |  |  | 0 | 0 | 0 | 0 | 0 | 1 | 0 | 0 |  | 1 | 1 | 1 | 1 | 1 | 1 | 0 | 0 | 0 | 0 | 0 | 0 | 0 | 0 | 0 | 0 | 0 | 0 | 0 | 0 | 0 | 0 | 0 | 0 | 0 | 0 | 0 | 0 | 0 | 0 | 0
Saturday | 7 | 9 | 17 | 4553 | 0 | 0 | 0 | 0 | 0 | 0 | 0 | 0 | 0 | 0 | 0 | 0 | 0 | 0 | 0 | 0 | 0 | 0 | 0 | 0 | 0 |  | 0 | 0 | 0 | 0 | 0 | 0 | 0 | 0 |  |  |  |  | 0 | 0 | 0 | 0 | 0 | 1 | 0 | 0 |  | 1 | 1 | 1 | 1 | 1 | 1 | 0 | 0 | 0 | 0 | 0 | 0 | 0 | 0 | 0 | 0 | 0 | 0 | 0 | 0 | 0 | 0 | 0 | 0 | 0 | 0 | 0 | 0 | 0 | 0 | 0
Saturday | 7 | 9 | 18 | 4554 | 0 | 0 | 0 | 0 | 0 | 0 | 0 | 0 | 0 | 0 | 0 | 0 | 0 | 0 | 0 | 0 | 0 | 0 | 0 | 0 | 0 |  | 0 | 0 | 0 | 0 | 0 | 0 | 0 | 0 |  |  |  |  | 0 | 0 | 0 | 0 | 0 | 1 | 0 | 0 |  | 1 | 1 | 1 | 1 | 1 | 1 | 0 | 0 | 0 | 0 | 0 | 0 | 0 | 0 | 0 | 0 | 0 | 0 | 0 | 0 | 0 | 0 | 0 | 0 | 0 | 0 | 0 | 0 | 0 | 0 | 0
Saturday | 7 | 9 | 19 | 4555 | 0 | 0 | 0 | 0 | 0 | 0 | 0 | 0 | 0 | 0 | 0 | 0 | 0 | 0 | 0 | 0 | 0 | 0 | 0 | 0 | 0 |  | 0 | 0 | 0 | 0 | 0 | 0 | 0 | 0 |  |  |  |  | 0 | 0 | 0 | 0 | 0 | 1 | 0 | 0 |  | 1 | 1 | 1 | 1 | 1 | 1 | 0 | 0 | 0 | 0 | 0 | 0 | 0 | 0 | 0 | 0 | 0 | 0 | 0 | 0 | 0 | 0 | 0 | 0 | 0 | 0 | 0 | 0 | 0 | 0 | 0
Saturday | 7 | 9 | 20 | 4556 | 0 | 0 | 0 | 0 | 0 | 0 | 0 | 0 | 0 | 0 | 0 | 0 | 0 | 0 | 0 | 0 | 0 | 0 | 0 | 0 | 0 |  | 0 | 0 | 0 | 0 | 0 | 0 | 0 | 0 |  |  |  |  | 0 | 0 | 0 | 0 | 0 | 1 | 0 | 0 |  | 1 | 1 | 1 | 1 | 1 | 1 | 0 | 0 | 0 | 0 | 0 | 0 | 0 | 0 | 0 | 0 | 0 | 0 | 0 | 0 | 0 | 0 | 0 | 0 | 0 | 0 | 0 | 0 | 0 | 0 | 0
Saturday | 7 | 9 | 21 | 4557 | 0 | 0 | 0 | 0 | 0 | 0 | 0 | 0 | 0 | 0 | 0 | 0 | 0 | 0 | 0 | 0 | 0 | 0 | 0 | 0 | 0 |  | 0 | 0 | 0 | 0 | 0 | 0 | 0 | 0 |  |  |  |  | 0 | 0 | 0 | 0 | 0 | 1 | 0 | 0 |  | 1 | 1 | 1 | 1 | 1 | 1 | 0 | 0 | 0 | 0 | 0 | 0 | 0 | 0 | 0 | 0 | 0 | 0 | 0 | 0 | 0 | 0 | 0 | 0 | 0 | 0 | 0 | 0 | 0 | 0 | 0
Saturday | 7 | 9 | 22 | 4558 | 0 | 0 | 0 | 0 | 0 | 0 | 0 | 0 | 0 | 0 | 0 | 0 | 0 | 0 | 0 | 0 | 0 | 0 | 0 | 0 | 0 |  | 0 | 0 | 0 | 0 | 0 | 0 | 0 | 0 |  |  |  |  | 0 | 0 | 0 | 0 | 0 | 1 | 0 | 0 |  | 1 | 1 | 1 | 1 | 1 | 1 | 0 | 0 | 0 | 0 | 0 | 0 | 0 | 0 | 0 | 0 | 0 | 0 | 0 | 0 | 0 | 0 | 0 | 0 | 0 | 0 | 0 | 0 | 0 | 0 | 0
Saturday | 7 | 9 | 23 | 4559 | 0 | 0 | 0 | 0 | 0 | 0 | 0 | 0 | 0 | 0 | 0 | 0 | 0 | 0 | 0 | 0 | 0 | 0 | 0 | 0 | 0 |  | 0 | 0 | 0 | 0 | 0 | 0 | 0 | 0 |  |  |  |  | 0 | 0 | 0 | 0 | 0 | 1 | 0 | 0 |  | 1 | 1 | 1 | 1 | 1 | 1 | 0 | 0 | 0 | 0 | 0 | 0 | 0 | 0 | 0 | 0 | 0 | 0 | 0 | 0 | 0 | 0 | 0 | 0 | 0 | 0 | 0 | 0 | 0 | 0 | 0
Saturday | 7 | 9 | 24 | 4560 | 0 | 0 | 0 | 0 | 0 | 0 | 0 | 0 | 0 | 0 | 0 | 0 | 0 | 0 | 0 | 0 | 0 | 0 | 0 | 0 | 0 |  | 0 | 0 | 0 | 0 | 0 | 0 | 0 | 0 |  |  |  |  | 0 | 0 | 0 | 0 | 0 | 1 | 0 | 0 |  | 1 | 1 | 1 | 1 | 1 | 1 | 0 | 0 | 0 | 0 | 0 | 0 | 0 | 0 | 0 | 0 | 0 | 0 | 0 | 0 | 0 | 0 | 0 | 0 | 0 | 0 | 0 | 0 | 0 | 0 | 0
Sunday | 7 | 10 | 1 | 4561 | 0 | 0 | 0 | 0 | 0 | 0 | 0 | 0 | 0 | 0 | 0 | 0 | 0 | 0 | 0 | 0 | 0 | 0 | 0 | 0 | 0 |  | 0 | 0 | 0 | 0 | 0 | 0 | 0 | 0 |  |  |  |  | 0 | 0 | 0 | 0 | 0 | 1 | 0 | 0 |  | 1 | 1 | 1 | 1 | 1 | 1 | 0 | 0 | 0 | 0 | 0 | 0 | 0 | 0 | 0 | 0 | 0 | 0 | 0 | 0 | 0 | 0 | 0 | 0 | 0 | 0 | 0 | 0 | 0 | 0 | 0
Sunday | 7 | 10 | 2 | 4562 | 0 | 0 | 0 | 0 | 0 | 0 | 0 | 0 | 0 | 0 | 0 | 0 | 0 | 0 | 0 | 0 | 0 | 0 | 0 | 0 | 0 |  | 0 | 0 | 0 | 0 | 0 | 0 | 0 | 0 |  |  |  |  | 0 | 0 | 0 | 0 | 0 | 1 | 0 | 0 |  | 1 | 1 | 1 | 1 | 1 | 1 | 0 | 0 | 0 | 0 | 0 | 0 | 0 | 0 | 0 | 0 | 0 | 0 | 0 | 0 | 0 | 0 | 0 | 0 | 0 | 0 | 0 | 0 | 0 | 0 | 0
Sunday | 7 | 10 | 3 | 4563 | 0 | 0 | 0 | 0 | 0 | 0 | 0 | 0 | 0 | 0 | 0 | 0 | 0 | 0 | 0 | 0 | 0 | 0 | 0 | 0 | 0 |  | 0 | 0 | 0 | 0 | 0 | 0 | 0 | 0 |  |  |  |  | 0 | 0 | 0 | 0 | 0 | 1 | 0 | 0 |  | 1 | 1 | 1 | 1 | 1 | 1 | 0 | 0 | 0 | 0 | 0 | 0 | 0 | 0 | 0 | 0 | 0 | 0 | 0 | 0 | 0 | 0 | 0 | 0 | 0 | 0 | 0 | 0 | 0 | 0 | 0
Sunday | 7 | 10 | 4 | 4564 | 0 | 0 | 0 | 0 | 0 | 0 | 0 | 0 | 0 | 0 | 0 | 0 | 0 | 0 | 0 | 0 | 0 | 0 | 0 | 0 | 0 |  | 0 | 0 | 0 | 0 | 0 | 0 | 0 | 0 |  |  |  |  | 0 | 0 | 0 | 0 | 0 | 1 | 0 | 0 |  | 1 | 1 | 1 | 1 | 1 | 1 | 0 | 0 | 0 | 0 | 0 | 0 | 0 | 0 | 0 | 0 | 0 | 0 | 0 | 0 | 0 | 0 | 0 | 0 | 0 | 0 | 0 | 0 | 0 | 0 | 0
Sunday | 7 | 10 | 5 | 4565 | 0 | 0 | 0 | 0 | 0 | 0 | 0 | 0 | 0 | 0 | 0 | 0 | 0 | 0 | 0 | 0 | 0 | 0 | 0 | 0 | 0 |  | 0 | 0 | 0 | 0 | 0 | 0 | 0 | 0 |  |  |  |  | 0 | 0 | 0 | 0 | 0 | 1 | 0 | 0 |  | 1 | 1 | 1 | 1 | 1 | 1 | 0 | 0 | 0 | 0 | 0 | 0 | 0 | 0 | 0 | 0 | 0 | 0 | 0 | 0 | 0 | 0 | 0 | 0 | 0 | 0 | 0 | 0 | 0 | 0 | 0
Sunday | 7 | 10 | 6 | 4566 | 0 | 0 | 0 | 0 | 0 | 0 | 0 | 0 | 0 | 0 | 0 | 0 | 0 | 0 | 0 | 0 | 0 | 0 | 0 | 0 | 0 |  | 0 | 0 | 0 | 0 | 0 | 0 | 0 | 0 |  |  |  |  | 0 | 0 | 0 | 0 | 0 | 1 | 0 | 0 |  | 1 | 1 | 1 | 1 | 1 | 1 | 0 | 0 | 0 | 0 | 0 | 0 | 0 | 0 | 0 | 0 | 0 | 0 | 0 | 0 | 0 | 0 | 0 | 0 | 0 | 0 | 0 | 0 | 0 | 0 | 0
Sunday | 7 | 10 | 7 | 4567 | 0 | 0 | 0 | 0 | 0 | 0 | 0 | 0 | 0 | 0 | 0 | 0 | 0 | 0 | 0 | 0 | 0 | 0 | 0 | 0 | 0 |  | 0 | 0 | 0 | 0 | 0 | 0 | 0 | 0 |  |  |  |  | 0 | 0 | 0 | 0 | 0 | 1 | 0 | 0 |  | 1 | 1 | 1 | 1 | 1 | 1 | 0 | 0 | 0 | 0 | 0 | 0 | 0 | 0 | 0 | 0 | 0 | 0 | 0 | 0 | 0 | 0 | 0 | 0 | 0 | 0 | 0 | 0 | 0 | 0 | 0
Sunday | 7 | 10 | 8 | 4568 | 0 | 0 | 0 | 0 | 0 | 0 | 0 | 0 | 0 | 0 | 0 | 0 | 0 | 0 | 0 | 0 | 0 | 0 | 0 | 0 | 0 |  | 0 | 0 | 0 | 0 | 0 | 0 | 0 | 0 |  |  |  |  | 0 | 0 | 0 | 0 | 0 | 1 | 0 | 0 |  | 1 | 1 | 1 | 1 | 1 | 1 | 0 | 0 | 0 | 0 | 0 | 0 | 0 | 0 | 0 | 0 | 0 | 0 | 0 | 0 | 0 | 0 | 0 | 0 | 0 | 0 | 0 | 0 | 0 | 0 | 0
Sunday | 7 | 10 | 9 | 4569 | 0 | 0 | 0 | 0 | 0 | 0 | 0 | 0 | 0 | 0 | 0 | 0 | 0 | 0 | 0 | 0 | 0 | 0 | 0 | 0 | 0 |  | 0 | 0 | 0 | 0 | 0 | 0 | 0 | 0 |  |  |  |  | 0 | 0 | 0 | 0 | 0 | 1 | 0 | 0 |  | 1 | 1 | 1 | 1 | 1 | 1 | 0 | 0 | 0 | 0 | 0 | 0 | 0 | 0 | 0 | 0 | 0 | 0 | 0 | 0 | 0 | 0 | 0 | 0 | 0 | 0 | 0 | 0 | 0 | 0 | 0
Sunday | 7 | 10 | 10 | 4570 | 0 | 0 | 0 | 0 | 0 | 0 | 0 | 0 | 0 | 0 | 0 | 0 | 0 | 0 | 0 | 0 | 0 | 0 | 0 | 0 | 0 |  | 0 | 0 | 0 | 0 | 0 | 0 | 0 | 0 |  |  |  |  | 0 | 0 | 0 | 0 | 0 | 1 | 0 | 0 |  | 1 | 1 | 1 | 1 | 1 | 1 | 0 | 0 | 0 | 0 | 0 | 0 | 0 | 0 | 0 | 0 | 0 | 0 | 0 | 0 | 0 | 0 | 0 | 0 | 0 | 0 | 0 | 0 | 0 | 0 | 0
Sunday | 7 | 10 | 11 | 4571 | 0 | 0 | 0 | 0 | 0 | 0 | 0 | 0 | 0 | 0 | 0 | 0 | 0 | 0 | 0 | 0 | 0 | 0 | 0 | 0 | 0 |  | 0 | 0 | 0 | 0 | 0 | 0 | 0 | 0 |  |  |  |  | 0 | 0 | 0 | 0 | 0 | 1 | 0 | 0 |  | 1 | 1 | 1 | 1 | 1 | 1 | 0 | 0 | 0 | 0 | 0 | 0 | 0 | 0 | 0 | 0 | 0 | 0 | 0 | 0 | 0 | 0 | 0 | 0 | 0 | 0 | 0 | 0 | 0 | 0 | 0
Sunday | 7 | 10 | 12 | 4572 | 0 | 0 | 0 | 0 | 0 | 0 | 0 | 0 | 0 | 0 | 0 | 0 | 0 | 0 | 0 | 0 | 0 | 0 | 0 | 0 | 0 |  | 0 | 0 | 0 | 0 | 0 | 0 | 0 | 0 |  |  |  |  | 0 | 0 | 0 | 0 | 0 | 1 | 0 | 0 |  | 1 | 1 | 1 | 1 | 1 | 1 | 0 | 0 | 0 | 0 | 0 | 0 | 0 | 0 | 0 | 0 | 0 | 0 | 0 | 0 | 0 | 0 | 0 | 0 | 0 | 0 | 0 | 0 | 0 | 0 | 0
Sunday | 7 | 10 | 13 | 4573 | 0 | 0 | 0 | 0 | 0 | 0 | 0 | 0 | 0 | 0 | 0 | 0 | 0 | 0 | 0 | 0 | 0 | 0 | 0 | 0 | 0 |  | 0 | 0 | 0 | 0 | 0 | 0 | 0 | 0 |  |  |  |  | 0 | 0 | 0 | 0 | 0 | 1 | 0 | 0 |  | 1 | 1 | 1 | 1 | 1 | 1 | 0 | 0 | 0 | 0 | 0 | 0 | 0 | 0 | 0 | 0 | 0 | 0 | 0 | 0 | 0 | 0 | 0 | 0 | 0 | 0 | 0 | 0 | 0 | 0 | 0
Sunday | 7 | 10 | 14 | 4574 | 0 | 0 | 0 | 0 | 0 | 0 | 0 | 0 | 0 | 0 | 0 | 0 | 0 | 0 | 0 | 0 | 0 | 0 | 0 | 0 | 0 |  | 0 | 0 | 0 | 0 | 0 | 0 | 0 | 0 |  |  |  |  | 0 | 0 | 0 | 0 | 0 | 1 | 0 | 0 |  | 1 | 1 | 1 | 1 | 1 | 1 | 0 | 0 | 0 | 0 | 0 | 0 | 0 | 0 | 0 | 0 | 0 | 0 | 0 | 0 | 0 | 0 | 0 | 0 | 0 | 0 | 0 | 0 | 0 | 0 | 0
Sunday | 7 | 10 | 15 | 4575 | 0 | 0 | 0 | 0 | 0 | 0 | 0 | 0 | 0 | 0 | 0 | 0 | 0 | 0 | 0 | 0 | 0 | 0 | 0 | 0 | 0 |  | 0 | 0 | 0 | 0 | 0 | 0 | 0 | 0 |  |  |  |  | 0 | 0 | 0 | 0 | 0 | 1 | 0 | 0 |  | 1 | 1 | 1 | 1 | 1 | 1 | 0 | 0 | 0 | 0 | 0 | 0 | 0 | 0 | 0 | 0 | 0 | 0 | 0 | 0 | 0 | 0 | 0 | 0 | 0 | 0 | 0 | 0 | 0 | 0 | 0
Sunday | 7 | 10 | 16 | 4576 | 0 | 0 | 0 | 0 | 0 | 0 | 0 | 0 | 0 | 0 | 0 | 0 | 0 | 0 | 0 | 0 | 0 | 0 | 0 | 0 | 0 |  | 0 | 0 | 0 | 0 | 0 | 0 | 0 | 0 |  |  |  |  | 0 | 0 | 0 | 0 | 0 | 1 | 0 | 0 |  | 1 | 1 | 1 | 1 | 1 | 1 | 0 | 0 | 0 | 0 | 0 | 0 | 0 | 0 | 0 | 0 | 0 | 0 | 0 | 0 | 0 | 0 | 0 | 0 | 0 | 0 | 0 | 0 | 0 | 0 | 0
Sunday | 7 | 10 | 17 | 4577 | 0 | 0 | 0 | 0 | 0 | 0 | 0 | 0 | 0 | 0 | 0 | 0 | 0 | 0 | 0 | 0 | 0 | 0 | 0 | 0 | 0 |  | 0 | 0 | 0 | 0 | 0 | 0 | 0 | 0 |  |  |  |  | 0 | 0 | 0 | 0 | 0 | 1 | 0 | 0 |  | 1 | 1 | 1 | 1 | 1 | 1 | 0 | 0 | 0 | 0 | 0 | 0 | 0 | 0 | 0 | 0 | 0 | 0 | 0 | 0 | 0 | 0 | 0 | 0 | 0 | 0 | 0 | 0 | 0 | 0 | 0
Sunday | 7 | 10 | 18 | 4578 | 0 | 0 | 0 | 0 | 0 | 0 | 0 | 0 | 0 | 0 | 0 | 0 | 0 | 0 | 0 | 0 | 0 | 0 | 0 | 0 | 0 |  | 0 | 0 | 0 | 0 | 0 | 0 | 0 | 0 |  |  |  |  | 0 | 0 | 0 | 0 | 0 | 1 | 0 | 0 |  | 1 | 1 | 1 | 1 | 1 | 1 | 0 | 0 | 0 | 0 | 0 | 0 | 0 | 0 | 0 | 0 | 0 | 0 | 0 | 0 | 0 | 0 | 0 | 0 | 0 | 0 | 0 | 0 | 0 | 0 | 0
Sunday | 7 | 10 | 19 | 4579 | 0 | 0 | 0 | 0 | 0 | 0 | 0 | 0 | 0 | 0 | 0 | 0 | 0 | 0 | 0 | 0 | 0 | 0 | 0 | 0 | 0 |  | 0 | 0 | 0 | 0 | 0 | 0 | 0 | 0 |  |  |  |  | 0 | 0 | 0 | 0 | 0 | 1 | 0 | 0 |  | 1 | 1 | 1 | 1 | 1 | 1 | 0 | 0 | 0 | 0 | 0 | 0 | 0 | 0 | 0 | 0 | 0 | 0 | 0 | 0 | 0 | 0 | 0 | 0 | 0 | 0 | 0 | 0 | 0 | 0 | 0
Sunday | 7 | 10 | 20 | 4580 | 0 | 0 | 0 | 0 | 0 | 0 | 0 | 0 | 0 | 0 | 0 | 0 | 0 | 0 | 0 | 0 | 0 | 0 | 0 | 0 | 0 |  | 0 | 0 | 0 | 0 | 0 | 0 | 0 | 0 |  |  |  |  | 0 | 0 | 0 | 0 | 0 | 1 | 0 | 0 |  | 1 | 1 | 1 | 1 | 1 | 1 | 0 | 0 | 0 | 0 | 0 | 0 | 0 | 0 | 0 | 0 | 0 | 0 | 0 | 0 | 0 | 0 | 0 | 0 | 0 | 0 | 0 | 0 | 0 | 0 | 0
Sunday | 7 | 10 | 21 | 4581 | 0 | 0 | 0 | 0 | 0 | 0 | 0 | 0 | 0 | 0 | 0 | 0 | 0 | 0 | 0 | 0 | 0 | 0 | 0 | 0 | 0 |  | 0 | 0 | 0 | 0 | 0 | 0 | 0 | 0 |  |  |  |  | 0 | 0 | 0 | 0 | 0 | 1 | 0 | 0 |  | 1 | 1 | 1 | 1 | 1 | 1 | 0 | 0 | 0 | 0 | 0 | 0 | 0 | 0 | 0 | 0 | 0 | 0 | 0 | 0 | 0 | 0 | 0 | 0 | 0 | 0 | 0 | 0 | 0 | 0 | 0
Sunday | 7 | 10 | 22 | 4582 | 0 | 0 | 0 | 0 | 0 | 0 | 0 | 0 | 0 | 0 | 0 | 0 | 0 | 0 | 0 | 0 | 0 | 0 | 0 | 0 | 0 |  | 0 | 0 | 0 | 0 | 0 | 0 | 0 | 0 |  |  |  |  | 0 | 0 | 0 | 0 | 0 | 1 | 0 | 0 |  | 1 | 1 | 1 | 1 | 1 | 1 | 0 | 0 | 0 | 0 | 0 | 0 | 0 | 0 | 0 | 0 | 0 | 0 | 0 | 0 | 0 | 0 | 0 | 0 | 0 | 0 | 0 | 0 | 0 | 0 | 0
Sunday | 7 | 10 | 23 | 4583 | 0 | 0 | 0 | 0 | 0 | 0 | 0 | 0 | 0 | 0 | 0 | 0 | 0 | 0 | 0 | 0 | 0 | 0 | 0 | 0 | 0 |  | 0 | 0 | 0 | 0 | 0 | 0 | 0 | 0 |  |  |  |  | 0 | 0 | 0 | 0 | 0 | 1 | 0 | 0 |  | 1 | 1 | 1 | 1 | 1 | 1 | 0 | 0 | 0 | 0 | 0 | 0 | 0 | 0 | 0 | 0 | 0 | 0 | 0 | 0 | 0 | 0 | 0 | 0 | 0 | 0 | 0 | 0 | 0 | 0 | 0
Sunday | 7 | 10 | 24 | 4584 | 0 | 0 | 0 | 0 | 0 | 0 | 0 | 0 | 0 | 0 | 0 | 0 | 0 | 0 | 0 | 0 | 0 | 0 | 0 | 0 | 0 |  | 0 | 0 | 0 | 0 | 0 | 0 | 0 | 0 |  |  |  |  | 0 | 0 | 0 | 0 | 0 | 1 | 0 | 0 |  | 1 | 1 | 1 | 1 | 1 | 1 | 0 | 0 | 0 | 0 | 0 | 0 | 0 | 0 | 0 | 0 | 0 | 0 | 0 | 0 | 0 | 0 | 0 | 0 | 0 | 0 | 0 | 0 | 0 | 0 | 0
Monday | 7 | 11 | 1 | 4585 | 0 | 0 | 0 | 0 | 0 | 0 | 0 | 0 | 0 | 0 | 0 | 0 | 0 | 0 | 0 | 0 | 0 | 0 | 0 | 0 | 0 |  | 0 | 0 | 0 | 0 | 0 | 0 | 0 | 0 |  |  |  |  | 0 | 0 | 0 | 0 | 0 | 1 | 0 | 0 |  | 1 | 1 | 1 | 1 | 1 | 1 | 0 | 0 | 0 | 0 | 0 | 0 | 0 | 0 | 0 | 0 | 0 | 0 | 0 | 0 | 0 | 0 | 0 | 0 | 0 | 0 | 0 | 0 | 0 | 0 | 0
Monday | 7 | 11 | 2 | 4586 | 0 | 0 | 0 | 0 | 0 | 0 | 0 | 0 | 0 | 0 | 0 | 0 | 0 | 0 | 0 | 0 | 0 | 0 | 0 | 0 | 0 |  | 0 | 0 | 0 | 0 | 0 | 0 | 0 | 0 |  |  |  |  | 0 | 0 | 0 | 0 | 0 | 1 | 0 | 0 |  | 1 | 1 | 1 | 1 | 1 | 1 | 0 | 0 | 0 | 0 | 0 | 0 | 0 | 0 | 0 | 0 | 0 | 0 | 0 | 0 | 0 | 0 | 0 | 0 | 0 | 0 | 0 | 0 | 0 | 0 | 0
Monday | 7 | 11 | 3 | 4587 | 0 | 0 | 0 | 0 | 0 | 0 | 0 | 0 | 0 | 0 | 0 | 0 | 0 | 0 | 0 | 0 | 0 | 0 | 0 | 0 | 0 |  | 0 | 0 | 0 | 0 | 0 | 0 | 0 | 0 |  |  |  |  | 0 | 0 | 0 | 0 | 0 | 1 | 0 | 0 |  | 1 | 1 | 1 | 1 | 1 | 1 | 0 | 0 | 0 | 0 | 0 | 0 | 0 | 0 | 0 | 0 | 0 | 0 | 0 | 0 | 0 | 0 | 0 | 0 | 0 | 0 | 0 | 0 | 0 | 0 | 0
Monday | 7 | 11 | 4 | 4588 | 0 | 0 | 0 | 0 | 0 | 0 | 0 | 0 | 0 | 0 | 0 | 0 | 0 | 0 | 0 | 0 | 0 | 0 | 0 | 0 | 0 |  | 0 | 0 | 0 | 0 | 0 | 0 | 0 | 0 |  |  |  |  | 0 | 0 | 0 | 0 | 0 | 1 | 0 | 0 |  | 1 | 1 | 1 | 1 | 1 | 1 | 0 | 0 | 0 | 0 | 0 | 0 | 0 | 0 | 0 | 0 | 0 | 0 | 0 | 0 | 0 | 0 | 0 | 0 | 0 | 0 | 0 | 0 | 0 | 0 | 0
Monday | 7 | 11 | 5 | 4589 | 0 | 0 | 0 | 0 | 0 | 0 | 0 | 0 | 0 | 0 | 0 | 0 | 0 | 0 | 0 | 0 | 0 | 0 | 0 | 0 | 0 |  | 0 | 0 | 0 | 0 | 0 | 0 | 0 | 0 |  |  |  |  | 0 | 0 | 0 | 0 | 0 | 1 | 0 | 0 |  | 1 | 1 | 1 | 1 | 1 | 1 | 0 | 0 | 0 | 0 | 0 | 0 | 0 | 0 | 0 | 0 | 0 | 0 | 0 | 0 | 0 | 0 | 0 | 0 | 0 | 0 | 0 | 0 | 0 | 0 | 0
Monday | 7 | 11 | 6 | 4590 | 0 | 0 | 0 | 0 | 0 | 0 | 0 | 0 | 0 | 0 | 0 | 0 | 0 | 0 | 0 | 0 | 0 | 0 | 0 | 0 | 0 |  | 0 | 0 | 0 | 0 | 0 | 0 | 0 | 0 |  |  |  |  | 0 | 0 | 0 | 0 | 0 | 1 | 0 | 0 |  | 1 | 1 | 1 | 1 | 1 | 1 | 0 | 0 | 0 | 0 | 0 | 0 | 0 | 0 | 0 | 0 | 0 | 0 | 0 | 0 | 0 | 0 | 0 | 0 | 0 | 0 | 0 | 0 | 0 | 0 | 0
Monday | 7 | 11 | 7 | 4591 | 0 | 0 | 0 | 0 | 0 | 0 | 0 | 0 | 0 | 0 | 0 | 0 | 0 | 0 | 0 | 0 | 0 | 0 | 0 | 0 | 0 |  | 0 | 0 | 0 | 0 | 0 | 0 | 0 | 0 |  |  |  |  | 0 | 0 | 0 | 0 | 0 | 1 | 0 | 0 |  | 1 | 1 | 1 | 1 | 1 | 1 | 0 | 0 | 0 | 0 | 0 | 0 | 0 | 0 | 0 | 0 | 0 | 0 | 0 | 0 | 0 | 0 | 0 | 0 | 0 | 0 | 0 | 0 | 0 | 0 | 0
Monday | 7 | 11 | 8 | 4592 | 0 | 0 | 0 | 0 | 0 | 0 | 0 | 0 | 0 | 0 | 0 | 0 | 0 | 0 | 0 | 0 | 0 | 0 | 0 | 0 | 0 |  | 0 | 0 | 0 | 0 | 0 | 0 | 0 | 0 |  |  |  |  | 0 | 0 | 0 | 0 | 1 | 0 | 0 | 0 |  | 1 | 1 | 1 | #VALUE! | 1 | #VALUE! | 0 | 0 | 0 | 0 | 0 | 0 | 0 | 0 | 0 | 0 | 0 | 0 | 0 | 0 | 0 | 0 | 0 | 0 | 0 | 0 | 0 | 0 | 0 | 0 | 0
Monday | 7 | 11 | 9 | 4593 | 0 | 0 | 0 | 0 | 0 | 0 | 0 | 0 | 0 | 0 | 0 | 0 | 0 | 0 | 0 | 0 | 0 | 0 | 0 | 0 | 0 |  | 0 | 0 | 0 | 0 | 0 | 0 | 0 | 0 |  |  |  |  | 0 | 0 | 0 | 0 | 1 | 0 | 0 | 0 |  | 1 | 1 | 1 | #VALUE! | 1 | #VALUE! | 0 | 0 | 0 | 0 | 0 | 0 | 0 | 0 | 0 | 0 | 0 | 0 | 0 | 0 | 0 | 0 | 0 | 0 | 0 | 0 | 0 | 0 | 0 | 0 | 0
Monday | 7 | 11 | 10 | 4594 | 0 | 0 | 0 | 0 | 0 | 0 | 0 | 0 | 0 | 0 | 0 | 0 | 0 | 0 | 0 | 0 | 0 | 0 | 0 | 0 | 0 |  | 0 | 0 | 0 | 0 | 0 | 0 | 0 | 0 |  |  |  |  | 0 | 0 | 0 | 0 | 1 | 0 | 0 | 0 |  | 1 | 1 | 1 | #VALUE! | 1 | #VALUE! | 0 | 0 | 0 | 0 | 0 | 0 | 0 | 0 | 0 | 0 | 0 | 0 | 0 | 0 | 0 | 0 | 0 | 0 | 0 | 0 | 0 | 0 | 0 | 0 | 0
Monday | 7 | 11 | 11 | 4595 | 0 | 0 | 0 | 0 | 0 | 0 | 0 | 0 | 0 | 0 | 0 | 0 | 0 | 0 | 0 | 0 | 0 | 0 | 0 | 0 | 0 |  | 0 | 0 | 0 | 0 | 0 | 0 | 0 | 0 |  |  |  |  | 0 | 0 | 0 | 0 | 1 | 0 | 0 | 0 |  | 1 | 1 | 1 | #VALUE! | 1 | #VALUE! | 0 | 0 | 0 | 0 | 0 | 0 | 0 | 0 | 0 | 0 | 0 | 0 | 0 | 0 | 0 | 0 | 0 | 0 | 0 | 0 | 0 | 0 | 0 | 0 | 0
Monday | 7 | 11 | 12 | 4596 | 0 | 0 | 0 | 0 | 0 | 0 | 0 | 0 | 0 | 0 | 0 | 0 | 0 | 0 | 0 | 0 | 0 | 0 | 0 | 0 | 0 |  | 0 | 0 | 0 | 0 | 0 | 0 | 0 | 0 |  |  |  |  | 0 | 0 | 0 | 0 | 1 | 0 | 0 | 0 |  | 1 | 1 | 1 | #VALUE! | 1 | #VALUE! | 0 | 0 | 0 | 0 | 0 | 0 | 0 | 0 | 0 | 0 | 0 | 0 | 0 | 0 | 0 | 0 | 0 | 0 | 0 | 0 | 0 | 0 | 0 | 0 | 0
Monday | 7 | 11 | 13 | 4597 | 0 | 0 | 0 | 0 | 0 | 0 | 0 | 0 | 0 | 0 | 0 | 0 | 0 | 0 | 0 | 0 | 0 | 0 | 0 | 0 | 0 |  | 0 | 0 | 0 | 0 | 0 | 0 | 0 | 0 |  |  |  |  | 0 | 0 | 0 | 0 | 1 | 0 | 0 | 0 |  | 1 | 1 | 1 | #VALUE! | 1 | #VALUE! | 0 | 0 | 0 | 0 | 0 | 0 | 0 | 0 | 0 | 0 | 0 | 0 | 0 | 0 | 0 | 0 | 0 | 0 | 0 | 0 | 0 | 0 | 0 | 0 | 0
Monday | 7 | 11 | 14 | 4598 | 0 | 0 | 0 | 0 | 0 | 0 | 0 | 0 | 0 | 0 | 0 | 0 | 0 | 0 | 0 | 0 | 0 | 0 | 0 | 0 | 0 |  | 0 | 0 | 0 | 0 | 0 | 0 | 0 | 0 |  |  |  |  | 0 | 0 | 0 | 1 | 0 | 0 | 0 | 0 |  | 1 | 1 | #VALUE! | 1 | 1 | #VALUE! | 0 | 0 | 0 | 0 | 0 | 0 | 0 | 0 | 0 | 0 | 0 | 0 | 0 | 0 | 0 | 0 | 0 | 0 | 0 | 0 | 0 | 0 | 0 | 0 | 0
Monday | 7 | 11 | 15 | 4599 | 0 | 0 | 0 | 0 | 0 | 0 | 0 | 0 | 0 | 0 | 0 | 0 | 0 | 0 | 0 | 0 | 0 | 0 | 0 | 0 | 0 |  | 0 | 0 | 0 | 0 | 0 | 0 | 0 | 0 |  |  |  |  | 0 | 0 | 0 | 1 | 0 | 0 | 0 | 0 |  | 1 | 1 | #VALUE! | 1 | 1 | #VALUE! | 0 | 0 | 0 | 0 | 0 | 0 | 0 | 0 | 0 | 0 | 0 | 0 | 0 | 0 | 0 | 0 | 0 | 0 | 0 | 0 | 0 | 0 | 0 | 0 | 0
Monday | 7 | 11 | 16 | 4600 | 0 | 0 | 0 | 0 | 0 | 0 | 0 | 0 | 0 | 0 | 0 | 0 | 0 | 0 | 0 | 0 | 0 | 0 | 0 | 0 | 0 |  | 0 | 0 | 0 | 0 | 0 | 0 | 0 | 0 |  |  |  |  | 0 | 0 | 0 | 1 | 0 | 0 | 0 | 0 |  | 1 | 1 | #VALUE! | 1 | 1 | #VALUE! | 0 | 0 | 0 | 0 | 0 | 0 | 0 | 0 | 0 | 0 | 0 | 0 | 0 | 0 | 0 | 0 | 0 | 0 | 0 | 0 | 0 | 0 | 0 | 0 | 0
Monday | 7 | 11 | 17 | 4601 | 0 | 0 | 0 | 0 | 0 | 0 | 0 | 0 | 0 | 0 | 0 | 0 | 0 | 0 | 0 | 0 | 0 | 0 | 0 | 0 | 0 |  | 0 | 0 | 0 | 0 | 0 | 0 | 0 | 0 |  |  |  |  | 0 | 0 | 0 | 1 | 0 | 0 | 0 | 0 |  | 1 | 1 | #VALUE! | 1 | 1 | #VALUE! | 0 | 0 | 0 | 0 | 0 | 0 | 0 | 0 | 0 | 0 | 0 | 0 | 0 | 0 | 0 | 0 | 0 | 0 | 0 | 0 | 0 | 0 | 0 | 0 | 0
Monday | 7 | 11 | 18 | 4602 | 0 | 0 | 0 | 0 | 0 | 0 | 0 | 0 | 0 | 0 | 0 | 0 | 0 | 0 | 0 | 0 | 0 | 0 | 0 | 0 | 0 |  | 0 | 0 | 0 | 0 | 0 | 0 | 0 | 0 |  |  |  |  | 0 | 0 | 0 | 1 | 0 | 0 | 0 | 0 |  | 1 | 1 | #VALUE! | 1 | 1 | #VALUE! | 0 | 0 | 0 | 0 | 0 | 0 | 0 | 0 | 0 | 0 | 0 | 0 | 0 | 0 | 0 | 0 | 0 | 0 | 0 | 0 | 0 | 0 | 0 | 0 | 0
Monday | 7 | 11 | 19 | 4603 | 0 | 0 | 0 | 0 | 0 | 0 | 0 | 0 | 0 | 0 | 0 | 0 | 0 | 0 | 0 | 0 | 0 | 0 | 0 | 0 | 0 |  | 0 | 0 | 0 | 0 | 0 | 0 | 0 | 0 |  |  |  |  | 0 | 0 | 0 | 1 | 0 | 0 | 0 | 0 |  | 1 | 1 | #VALUE! | 1 | 1 | #VALUE! | 0 | 0 | 0 | 0 | 0 | 0 | 0 | 0 | 0 | 0 | 0 | 0 | 0 | 0 | 0 | 0 | 0 | 0 | 0 | 0 | 0 | 0 | 0 | 0 | 0
Monday | 7 | 11 | 20 | 4604 | 0 | 0 | 0 | 0 | 0 | 0 | 0 | 0 | 0 | 0 | 0 | 0 | 0 | 0 | 0 | 0 | 0 | 0 | 0 | 0 | 0 |  | 0 | 0 | 0 | 0 | 0 | 0 | 0 | 0 |  |  |  |  | 0 | 0 | 0 | 0 | 1 | 0 | 0 | 0 |  | 1 | 1 | 1 | #VALUE! | 1 | #VALUE! | 0 | 0 | 0 | 0 | 0 | 0 | 0 | 0 | 0 | 0 | 0 | 0 | 0 | 0 | 0 | 0 | 0 | 0 | 0 | 0 | 0 | 0 | 0 | 0 | 0
Monday | 7 | 11 | 21 | 4605 | 0 | 0 | 0 | 0 | 0 | 0 | 0 | 0 | 0 | 0 | 0 | 0 | 0 | 0 | 0 | 0 | 0 | 0 | 0 | 0 | 0 |  | 0 | 0 | 0 | 0 | 0 | 0 | 0 | 0 |  |  |  |  | 0 | 0 | 0 | 0 | 1 | 0 | 0 | 0 |  | 1 | 1 | 1 | #VALUE! | 1 | #VALUE! | 0 | 0 | 0 | 0 | 0 | 0 | 0 | 0 | 0 | 0 | 0 | 0 | 0 | 0 | 0 | 0 | 0 | 0 | 0 | 0 | 0 | 0 | 0 | 0 | 0
Monday | 7 | 11 | 22 | 4606 | 0 | 0 | 0 | 0 | 0 | 0 | 0 | 0 | 0 | 0 | 0 | 0 | 0 | 0 | 0 | 0 | 0 | 0 | 0 | 0 | 0 |  | 0 | 0 | 0 | 0 | 0 | 0 | 0 | 0 |  |  |  |  | 0 | 0 | 0 | 0 | 1 | 0 | 0 | 0 |  | 1 | 1 | 1 | #VALUE! | 1 | #VALUE! | 0 | 0 | 0 | 0 | 0 | 0 | 0 | 0 | 0 | 0 | 0 | 0 | 0 | 0 | 0 | 0 | 0 | 0 | 0 | 0 | 0 | 0 | 0 | 0 | 0
Monday | 7 | 11 | 23 | 4607 | 0 | 0 | 0 | 0 | 0 | 0 | 0 | 0 | 0 | 0 | 0 | 0 | 0 | 0 | 0 | 0 | 0 | 0 | 0 | 0 | 0 |  | 0 | 0 | 0 | 0 | 0 | 0 | 0 | 0 |  |  |  |  | 0 | 0 | 0 | 0 | 0 | 1 | 0 | 0 |  | 1 | 1 | 1 | 1 | 1 | 1 | 0 | 0 | 0 | 0 | 0 | 0 | 0 | 0 | 0 | 0 | 0 | 0 | 0 | 0 | 0 | 0 | 0 | 0 | 0 | 0 | 0 | 0 | 0 | 0 | 0
Monday | 7 | 11 | 24 | 4608 | 0 | 0 | 0 | 0 | 0 | 0 | 0 | 0 | 0 | 0 | 0 | 0 | 0 | 0 | 0 | 0 | 0 | 0 | 0 | 0 | 0 |  | 0 | 0 | 0 | 0 | 0 | 0 | 0 | 0 |  |  |  |  | 0 | 0 | 0 | 0 | 0 | 1 | 0 | 0 |  | 1 | 1 | 1 | 1 | 1 | 1 | 0 | 0 | 0 | 0 | 0 | 0 | 0 | 0 | 0 | 0 | 0 | 0 | 0 | 0 | 0 | 0 | 0 | 0 | 0 | 0 | 0 | 0 | 0 | 0 | 0
Tuesday | 7 | 12 | 1 | 4609 | 0 | 0 | 0 | 0 | 0 | 0 | 0 | 0 | 0 | 0 | 0 | 0 | 0 | 0 | 0 | 0 | 0 | 0 | 0 | 0 | 0 |  | 0 | 0 | 0 | 0 | 0 | 0 | 0 | 0 |  |  |  |  | 0 | 0 | 0 | 0 | 0 | 1 | 0 | 0 |  | 1 | 1 | 1 | 1 | 1 | 1 | 0 | 0 | 0 | 0 | 0 | 0 | 0 | 0 | 0 | 0 | 0 | 0 | 0 | 0 | 0 | 0 | 0 | 0 | 0 | 0 | 0 | 0 | 0 | 0 | 0
Tuesday | 7 | 12 | 2 | 4610 | 0 | 0 | 0 | 0 | 0 | 0 | 0 | 0 | 0 | 0 | 0 | 0 | 0 | 0 | 0 | 0 | 0 | 0 | 0 | 0 | 0 |  | 0 | 0 | 0 | 0 | 0 | 0 | 0 | 0 |  |  |  |  | 0 | 0 | 0 | 0 | 0 | 1 | 0 | 0 |  | 1 | 1 | 1 | 1 | 1 | 1 | 0 | 0 | 0 | 0 | 0 | 0 | 0 | 0 | 0 | 0 | 0 | 0 | 0 | 0 | 0 | 0 | 0 | 0 | 0 | 0 | 0 | 0 | 0 | 0 | 0
Tuesday | 7 | 12 | 3 | 4611 | 0 | 0 | 0 | 0 | 0 | 0 | 0 | 0 | 0 | 0 | 0 | 0 | 0 | 0 | 0 | 0 | 0 | 0 | 0 | 0 | 0 |  | 0 | 0 | 0 | 0 | 0 | 0 | 0 | 0 |  |  |  |  | 0 | 0 | 0 | 0 | 0 | 1 | 0 | 0 |  | 1 | 1 | 1 | 1 | 1 | 1 | 0 | 0 | 0 | 0 | 0 | 0 | 0 | 0 | 0 | 0 | 0 | 0 | 0 | 0 | 0 | 0 | 0 | 0 | 0 | 0 | 0 | 0 | 0 | 0 | 0
Tuesday | 7 | 12 | 4 | 4612 | 0 | 0 | 0 | 0 | 0 | 0 | 0 | 0 | 0 | 0 | 0 | 0 | 0 | 0 | 0 | 0 | 0 | 0 | 0 | 0 | 0 |  | 0 | 0 | 0 | 0 | 0 | 0 | 0 | 0 |  |  |  |  | 0 | 0 | 0 | 0 | 0 | 1 | 0 | 0 |  | 1 | 1 | 1 | 1 | 1 | 1 | 0 | 0 | 0 | 0 | 0 | 0 | 0 | 0 | 0 | 0 | 0 | 0 | 0 | 0 | 0 | 0 | 0 | 0 | 0 | 0 | 0 | 0 | 0 | 0 | 0
Tuesday | 7 | 12 | 5 | 4613 | 0 | 0 | 0 | 0 | 0 | 0 | 0 | 0 | 0 | 0 | 0 | 0 | 0 | 0 | 0 | 0 | 0 | 0 | 0 | 0 | 0 |  | 0 | 0 | 0 | 0 | 0 | 0 | 0 | 0 |  |  |  |  | 0 | 0 | 0 | 0 | 0 | 1 | 0 | 0 |  | 1 | 1 | 1 | 1 | 1 | 1 | 0 | 0 | 0 | 0 | 0 | 0 | 0 | 0 | 0 | 0 | 0 | 0 | 0 | 0 | 0 | 0 | 0 | 0 | 0 | 0 | 0 | 0 | 0 | 0 | 0
Tuesday | 7 | 12 | 6 | 4614 | 0 | 0 | 0 | 0 | 0 | 0 | 0 | 0 | 0 | 0 | 0 | 0 | 0 | 0 | 0 | 0 | 0 | 0 | 0 | 0 | 0 |  | 0 | 0 | 0 | 0 | 0 | 0 | 0 | 0 |  |  |  |  | 0 | 0 | 0 | 0 | 0 | 1 | 0 | 0 |  | 1 | 1 | 1 | 1 | 1 | 1 | 0 | 0 | 0 | 0 | 0 | 0 | 0 | 0 | 0 | 0 | 0 | 0 | 0 | 0 | 0 | 0 | 0 | 0 | 0 | 0 | 0 | 0 | 0 | 0 | 0
Tuesday | 7 | 12 | 7 | 4615 | 0 | 0 | 0 | 0 | 0 | 0 | 0 | 0 | 0 | 0 | 0 | 0 | 0 | 0 | 0 | 0 | 0 | 0 | 0 | 0 | 0 |  | 0 | 0 | 0 | 0 | 0 | 0 | 0 | 0 |  |  |  |  | 0 | 0 | 0 | 0 | 0 | 1 | 0 | 0 |  | 1 | 1 | 1 | 1 | 1 | 1 | 0 | 0 | 0 | 0 | 0 | 0 | 0 | 0 | 0 | 0 | 0 | 0 | 0 | 0 | 0 | 0 | 0 | 0 | 0 | 0 | 0 | 0 | 0 | 0 | 0
Tuesday | 7 | 12 | 8 | 4616 | 0 | 0 | 0 | 0 | 0 | 0 | 0 | 0 | 0 | 0 | 0 | 0 | 0 | 0 | 0 | 0 | 0 | 0 | 0 | 0 | 0 |  | 0 | 0 | 0 | 0 | 0 | 0 | 0 | 0 |  |  |  |  | 0 | 0 | 0 | 0 | 1 | 0 | 0 | 0 |  | 1 | 1 | 1 | #VALUE! | 1 | #VALUE! | 0 | 0 | 0 | 0 | 0 | 0 | 0 | 0 | 0 | 0 | 0 | 0 | 0 | 0 | 0 | 0 | 0 | 0 | 0 | 0 | 0 | 0 | 0 | 0 | 0
Tuesday | 7 | 12 | 9 | 4617 | 0 | 0 | 0 | 0 | 0 | 0 | 0 | 0 | 0 | 0 | 0 | 0 | 0 | 0 | 0 | 0 | 0 | 0 | 0 | 0 | 0 |  | 0 | 0 | 0 | 0 | 0 | 0 | 0 | 0 |  |  |  |  | 0 | 0 | 0 | 0 | 1 | 0 | 0 | 0 |  | 1 | 1 | 1 | #VALUE! | 1 | #VALUE! | 0 | 0 | 0 | 0 | 0 | 0 | 0 | 0 | 0 | 0 | 0 | 0 | 0 | 0 | 0 | 0 | 0 | 0 | 0 | 0 | 0 | 0 | 0 | 0 | 0
Tuesday | 7 | 12 | 10 | 4618 | 0 | 0 | 0 | 0 | 0 | 0 | 0 | 0 | 0 | 0 | 0 | 0 | 0 | 0 | 0 | 0 | 0 | 0 | 0 | 0 | 0 |  | 0 | 0 | 0 | 0 | 0 | 0 | 0 | 0 |  |  |  |  | 0 | 0 | 0 | 0 | 1 | 0 | 0 | 0 |  | 1 | 1 | 1 | #VALUE! | 1 | #VALUE! | 0 | 0 | 0 | 0 | 0 | 0 | 0 | 0 | 0 | 0 | 0 | 0 | 0 | 0 | 0 | 0 | 0 | 0 | 0 | 0 | 0 | 0 | 0 | 0 | 0
Tuesday | 7 | 12 | 11 | 4619 | 0 | 0 | 0 | 0 | 0 | 0 | 0 | 0 | 0 | 0 | 0 | 0 | 0 | 0 | 0 | 0 | 0 | 0 | 0 | 0 | 0 |  | 0 | 0 | 0 | 0 | 0 | 0 | 0 | 0 |  |  |  |  | 0 | 0 | 0 | 0 | 1 | 0 | 0 | 0 |  | 1 | 1 | 1 | #VALUE! | 1 | #VALUE! | 0 | 0 | 0 | 0 | 0 | 0 | 0 | 0 | 0 | 0 | 0 | 0 | 0 | 0 | 0 | 0 | 0 | 0 | 0 | 0 | 0 | 0 | 0 | 0 | 0
Tuesday | 7 | 12 | 12 | 4620 | 0 | 0 | 0 | 0 | 0 | 0 | 0 | 0 | 0 | 0 | 0 | 0 | 0 | 0 | 0 | 0 | 0 | 0 | 0 | 0 | 0 |  | 0 | 0 | 0 | 0 | 0 | 0 | 0 | 0 |  |  |  |  | 0 | 0 | 0 | 0 | 1 | 0 | 0 | 0 |  | 1 | 1 | 1 | #VALUE! | 1 | #VALUE! | 0 | 0 | 0 | 0 | 0 | 0 | 0 | 0 | 0 | 0 | 0 | 0 | 0 | 0 | 0 | 0 | 0 | 0 | 0 | 0 | 0 | 0 | 0 | 0 | 0
Tuesday | 7 | 12 | 13 | 4621 | 0 | 0 | 0 | 0 | 0 | 0 | 0 | 0 | 0 | 0 | 0 | 0 | 0 | 0 | 0 | 0 | 0 | 0 | 0 | 0 | 0 |  | 0 | 0 | 0 | 0 | 0 | 0 | 0 | 0 |  |  |  |  | 0 | 0 | 0 | 0 | 1 | 0 | 0 | 0 |  | 1 | 1 | 1 | #VALUE! | 1 | #VALUE! | 0 | 0 | 0 | 0 | 0 | 0 | 0 | 0 | 0 | 0 | 0 | 0 | 0 | 0 | 0 | 0 | 0 | 0 | 0 | 0 | 0 | 0 | 0 | 0 | 0
Tuesday | 7 | 12 | 14 | 4622 | 0 | 0 | 0 | 0 | 0 | 0 | 0 | 0 | 0 | 0 | 0 | 0 | 0 | 0 | 0 | 0 | 0 | 0 | 0 | 0 | 0 |  | 0 | 0 | 0 | 0 | 0 | 0 | 0 | 0 |  |  |  |  | 0 | 0 | 0 | 1 | 0 | 0 | 0 | 0 |  | 1 | 1 | #VALUE! | 1 | 1 | #VALUE! | 0 | 0 | 0 | 0 | 0 | 0 | 0 | 0 | 0 | 0 | 0 | 0 | 0 | 0 | 0 | 0 | 0 | 0 | 0 | 0 | 0 | 0 | 0 | 0 | 0
Tuesday | 7 | 12 | 15 | 4623 | 0 | 0 | 0 | 0 | 0 | 0 | 0 | 0 | 0 | 0 | 0 | 0 | 0 | 0 | 0 | 0 | 0 | 0 | 0 | 0 | 0 |  | 0 | 0 | 0 | 0 | 0 | 0 | 0 | 0 |  |  |  |  | 0 | 0 | 0 | 1 | 0 | 0 | 0 | 0 |  | 1 | 1 | #VALUE! | 1 | 1 | #VALUE! | 0 | 0 | 0 | 0 | 0 | 0 | 0 | 0 | 0 | 0 | 0 | 0 | 0 | 0 | 0 | 0 | 0 | 0 | 0 | 0 | 0 | 0 | 0 | 0 | 0
Tuesday | 7 | 12 | 16 | 4624 | 0 | 0 | 0 | 0 | 0 | 0 | 0 | 0 | 0 | 0 | 0 | 0 | 0 | 0 | 0 | 0 | 0 | 0 | 0 | 0 | 0 |  | 0 | 0 | 0 | 0 | 0 | 0 | 0 | 0 |  |  |  |  | 0 | 0 | 0 | 1 | 0 | 0 | 0 | 0 |  | 1 | 1 | #VALUE! | 1 | 1 | #VALUE! | 0 | 0 | 0 | 0 | 0 | 0 | 0 | 0 | 0 | 0 | 0 | 0 | 0 | 0 | 0 | 0 | 0 | 0 | 0 | 0 | 0 | 0 | 0 | 0 | 0
Tuesday | 7 | 12 | 17 | 4625 | 0 | 0 | 0 | 0 | 0 | 0 | 0 | 0 | 0 | 0 | 0 | 0 | 0 | 0 | 0 | 0 | 0 | 0 | 0 | 0 | 0 |  | 0 | 0 | 0 | 0 | 0 | 0 | 0 | 0 |  |  |  |  | 0 | 0 | 0 | 1 | 0 | 0 | 0 | 0 |  | 1 | 1 | #VALUE! | 1 | 1 | #VALUE! | 0 | 0 | 0 | 0 | 0 | 0 | 0 | 0 | 0 | 0 | 0 | 0 | 0 | 0 | 0 | 0 | 0 | 0 | 0 | 0 | 0 | 0 | 0 | 0 | 0
Tuesday | 7 | 12 | 18 | 4626 | 0 | 0 | 0 | 0 | 0 | 0 | 0 | 0 | 0 | 0 | 0 | 0 | 0 | 0 | 0 | 0 | 0 | 0 | 0 | 0 | 0 |  | 0 | 0 | 0 | 0 | 0 | 0 | 0 | 0 |  |  |  |  | 0 | 0 | 0 | 1 | 0 | 0 | 0 | 0 |  | 1 | 1 | #VALUE! | 1 | 1 | #VALUE! | 0 | 0 | 0 | 0 | 0 | 0 | 0 | 0 | 0 | 0 | 0 | 0 | 0 | 0 | 0 | 0 | 0 | 0 | 0 | 0 | 0 | 0 | 0 | 0 | 0
Tuesday | 7 | 12 | 19 | 4627 | 0 | 0 | 0 | 0 | 0 | 0 | 0 | 0 | 0 | 0 | 0 | 0 | 0 | 0 | 0 | 0 | 0 | 0 | 0 | 0 | 0 |  | 0 | 0 | 0 | 0 | 0 | 0 | 0 | 0 |  |  |  |  | 0 | 0 | 0 | 1 | 0 | 0 | 0 | 0 |  | 1 | 1 | #VALUE! | 1 | 1 | #VALUE! | 0 | 0 | 0 | 0 | 0 | 0 | 0 | 0 | 0 | 0 | 0 | 0 | 0 | 0 | 0 | 0 | 0 | 0 | 0 | 0 | 0 | 0 | 0 | 0 | 0
Tuesday | 7 | 12 | 20 | 4628 | 0 | 0 | 0 | 0 | 0 | 0 | 0 | 0 | 0 | 0 | 0 | 0 | 0 | 0 | 0 | 0 | 0 | 0 | 0 | 0 | 0 |  | 0 | 0 | 0 | 0 | 0 | 0 | 0 | 0 |  |  |  |  | 0 | 0 | 0 | 0 | 1 | 0 | 0 | 0 |  | 1 | 1 | 1 | #VALUE! | 1 | #VALUE! | 0 | 0 | 0 | 0 | 0 | 0 | 0 | 0 | 0 | 0 | 0 | 0 | 0 | 0 | 0 | 0 | 0 | 0 | 0 | 0 | 0 | 0 | 0 | 0 | 0
Tuesday | 7 | 12 | 21 | 4629 | 0 | 0 | 0 | 0 | 0 | 0 | 0 | 0 | 0 | 0 | 0 | 0 | 0 | 0 | 0 | 0 | 0 | 0 | 0 | 0 | 0 |  | 0 | 0 | 0 | 0 | 0 | 0 | 0 | 0 |  |  |  |  | 0 | 0 | 0 | 0 | 1 | 0 | 0 | 0 |  | 1 | 1 | 1 | #VALUE! | 1 | #VALUE! | 0 | 0 | 0 | 0 | 0 | 0 | 0 | 0 | 0 | 0 | 0 | 0 | 0 | 0 | 0 | 0 | 0 | 0 | 0 | 0 | 0 | 0 | 0 | 0 | 0
Tuesday | 7 | 12 | 22 | 4630 | 0 | 0 | 0 | 0 | 0 | 0 | 0 | 0 | 0 | 0 | 0 | 0 | 0 | 0 | 0 | 0 | 0 | 0 | 0 | 0 | 0 |  | 0 | 0 | 0 | 0 | 0 | 0 | 0 | 0 |  |  |  |  | 0 | 0 | 0 | 0 | 1 | 0 | 0 | 0 |  | 1 | 1 | 1 | #VALUE! | 1 | #VALUE! | 0 | 0 | 0 | 0 | 0 | 0 | 0 | 0 | 0 | 0 | 0 | 0 | 0 | 0 | 0 | 0 | 0 | 0 | 0 | 0 | 0 | 0 | 0 | 0 | 0
Tuesday | 7 | 12 | 23 | 4631 | 0 | 0 | 0 | 0 | 0 | 0 | 0 | 0 | 0 | 0 | 0 | 0 | 0 | 0 | 0 | 0 | 0 | 0 | 0 | 0 | 0 |  | 0 | 0 | 0 | 0 | 0 | 0 | 0 | 0 |  |  |  |  | 0 | 0 | 0 | 0 | 0 | 1 | 0 | 0 |  | 1 | 1 | 1 | 1 | 1 | 1 | 0 | 0 | 0 | 0 | 0 | 0 | 0 | 0 | 0 | 0 | 0 | 0 | 0 | 0 | 0 | 0 | 0 | 0 | 0 | 0 | 0 | 0 | 0 | 0 | 0
Tuesday | 7 | 12 | 24 | 4632 | 0 | 0 | 0 | 0 | 0 | 0 | 0 | 0 | 0 | 0 | 0 | 0 | 0 | 0 | 0 | 0 | 0 | 0 | 0 | 0 | 0 |  | 0 | 0 | 0 | 0 | 0 | 0 | 0 | 0 |  |  |  |  | 0 | 0 | 0 | 0 | 0 | 1 | 0 | 0 |  | 1 | 1 | 1 | 1 | 1 | 1 | 0 | 0 | 0 | 0 | 0 | 0 | 0 | 0 | 0 | 0 | 0 | 0 | 0 | 0 | 0 | 0 | 0 | 0 | 0 | 0 | 0 | 0 | 0 | 0 | 0
Wednesday | 7 | 13 | 1 | 4633 | 0 | 0 | 0 | 0 | 0 | 0 | 0 | 0 | 0 | 0 | 0 | 0 | 0 | 0 | 0 | 0 | 0 | 0 | 0 | 0 | 0 |  | 0 | 0 | 0 | 0 | 0 | 0 | 0 | 0 |  |  |  |  | 0 | 0 | 0 | 0 | 0 | 1 | 0 | 0 |  | 1 | 1 | 1 | 1 | 1 | 1 | 0 | 0 | 0 | 0 | 0 | 0 | 0 | 0 | 0 | 0 | 0 | 0 | 0 | 0 | 0 | 0 | 0 | 0 | 0 | 0 | 0 | 0 | 0 | 0 | 0
Wednesday | 7 | 13 | 2 | 4634 | 0 | 0 | 0 | 0 | 0 | 0 | 0 | 0 | 0 | 0 | 0 | 0 | 0 | 0 | 0 | 0 | 0 | 0 | 0 | 0 | 0 |  | 0 | 0 | 0 | 0 | 0 | 0 | 0 | 0 |  |  |  |  | 0 | 0 | 0 | 0 | 0 | 1 | 0 | 0 |  | 1 | 1 | 1 | 1 | 1 | 1 | 0 | 0 | 0 | 0 | 0 | 0 | 0 | 0 | 0 | 0 | 0 | 0 | 0 | 0 | 0 | 0 | 0 | 0 | 0 | 0 | 0 | 0 | 0 | 0 | 0
Wednesday | 7 | 13 | 3 | 4635 | 0 | 0 | 0 | 0 | 0 | 0 | 0 | 0 | 0 | 0 | 0 | 0 | 0 | 0 | 0 | 0 | 0 | 0 | 0 | 0 | 0 |  | 0 | 0 | 0 | 0 | 0 | 0 | 0 | 0 |  |  |  |  | 0 | 0 | 0 | 0 | 0 | 1 | 0 | 0 |  | 1 | 1 | 1 | 1 | 1 | 1 | 0 | 0 | 0 | 0 | 0 | 0 | 0 | 0 | 0 | 0 | 0 | 0 | 0 | 0 | 0 | 0 | 0 | 0 | 0 | 0 | 0 | 0 | 0 | 0 | 0
Wednesday | 7 | 13 | 4 | 4636 | 0 | 0 | 0 | 0 | 0 | 0 | 0 | 0 | 0 | 0 | 0 | 0 | 0 | 0 | 0 | 0 | 0 | 0 | 0 | 0 | 0 |  | 0 | 0 | 0 | 0 | 0 | 0 | 0 | 0 |  |  |  |  | 0 | 0 | 0 | 0 | 0 | 1 | 0 | 0 |  | 1 | 1 | 1 | 1 | 1 | 1 | 0 | 0 | 0 | 0 | 0 | 0 | 0 | 0 | 0 | 0 | 0 | 0 | 0 | 0 | 0 | 0 | 0 | 0 | 0 | 0 | 0 | 0 | 0 | 0 | 0
Wednesday | 7 | 13 | 5 | 4637 | 0 | 0 | 0 | 0 | 0 | 0 | 0 | 0 | 0 | 0 | 0 | 0 | 0 | 0 | 0 | 0 | 0 | 0 | 0 | 0 | 0 |  | 0 | 0 | 0 | 0 | 0 | 0 | 0 | 0 |  |  |  |  | 0 | 0 | 0 | 0 | 0 | 1 | 0 | 0 |  | 1 | 1 | 1 | 1 | 1 | 1 | 0 | 0 | 0 | 0 | 0 | 0 | 0 | 0 | 0 | 0 | 0 | 0 | 0 | 0 | 0 | 0 | 0 | 0 | 0 | 0 | 0 | 0 | 0 | 0 | 0
Wednesday | 7 | 13 | 6 | 4638 | 0 | 0 | 0 | 0 | 0 | 0 | 0 | 0 | 0 | 0 | 0 | 0 | 0 | 0 | 0 | 0 | 0 | 0 | 0 | 0 | 0 |  | 0 | 0 | 0 | 0 | 0 | 0 | 0 | 0 |  |  |  |  | 0 | 0 | 0 | 0 | 0 | 1 | 0 | 0 |  | 1 | 1 | 1 | 1 | 1 | 1 | 0 | 0 | 0 | 0 | 0 | 0 | 0 | 0 | 0 | 0 | 0 | 0 | 0 | 0 | 0 | 0 | 0 | 0 | 0 | 0 | 0 | 0 | 0 | 0 | 0
Wednesday | 7 | 13 | 7 | 4639 | 0 | 0 | 0 | 0 | 0 | 0 | 0 | 0 | 0 | 0 | 0 | 0 | 0 | 0 | 0 | 0 | 0 | 0 | 0 | 0 | 0 |  | 0 | 0 | 0 | 0 | 0 | 0 | 0 | 0 |  |  |  |  | 0 | 0 | 0 | 0 | 0 | 1 | 0 | 0 |  | 1 | 1 | 1 | 1 | 1 | 1 | 0 | 0 | 0 | 0 | 0 | 0 | 0 | 0 | 0 | 0 | 0 | 0 | 0 | 0 | 0 | 0 | 0 | 0 | 0 | 0 | 0 | 0 | 0 | 0 | 0
Wednesday | 7 | 13 | 8 | 4640 | 0 | 0 | 0 | 0 | 0 | 0 | 0 | 0 | 0 | 0 | 0 | 0 | 0 | 0 | 0 | 0 | 0 | 0 | 0 | 0 | 0 |  | 0 | 0 | 0 | 0 | 0 | 0 | 0 | 0 |  |  |  |  | 0 | 0 | 0 | 0 | 1 | 0 | 0 | 0 |  | 1 | 1 | 1 | #VALUE! | 1 | #VALUE! | 0 | 0 | 0 | 0 | 0 | 0 | 0 | 0 | 0 | 0 | 0 | 0 | 0 | 0 | 0 | 0 | 0 | 0 | 0 | 0 | 0 | 0 | 0 | 0 | 0
Wednesday | 7 | 13 | 9 | 4641 | 0 | 0 | 0 | 0 | 0 | 0 | 0 | 0 | 0 | 0 | 0 | 0 | 0 | 0 | 0 | 0 | 0 | 0 | 0 | 0 | 0 |  | 0 | 0 | 0 | 0 | 0 | 0 | 0 | 0 |  |  |  |  | 0 | 0 | 0 | 0 | 1 | 0 | 0 | 0 |  | 1 | 1 | 1 | #VALUE! | 1 | #VALUE! | 0 | 0 | 0 | 0 | 0 | 0 | 0 | 0 | 0 | 0 | 0 | 0 | 0 | 0 | 0 | 0 | 0 | 0 | 0 | 0 | 0 | 0 | 0 | 0 | 0
Wednesday | 7 | 13 | 10 | 4642 | 0 | 0 | 0 | 0 | 0 | 0 | 0 | 0 | 0 | 0 | 0 | 0 | 0 | 0 | 0 | 0 | 0 | 0 | 0 | 0 | 0 |  | 0 | 0 | 0 | 0 | 0 | 0 | 0 | 0 |  |  |  |  | 0 | 0 | 0 | 0 | 1 | 0 | 0 | 0 |  | 1 | 1 | 1 | #VALUE! | 1 | #VALUE! | 0 | 0 | 0 | 0 | 0 | 0 | 0 | 0 | 0 | 0 | 0 | 0 | 0 | 0 | 0 | 0 | 0 | 0 | 0 | 0 | 0 | 0 | 0 | 0 | 0
Wednesday | 7 | 13 | 11 | 4643 | 0 | 0 | 0 | 0 | 0 | 0 | 0 | 0 | 0 | 0 | 0 | 0 | 0 | 0 | 0 | 0 | 0 | 0 | 0 | 0 | 0 |  | 0 | 0 | 0 | 0 | 0 | 0 | 0 | 0 |  |  |  |  | 0 | 0 | 0 | 0 | 1 | 0 | 0 | 0 |  | 1 | 1 | 1 | #VALUE! | 1 | #VALUE! | 0 | 0 | 0 | 0 | 0 | 0 | 0 | 0 | 0 | 0 | 0 | 0 | 0 | 0 | 0 | 0 | 0 | 0 | 0 | 0 | 0 | 0 | 0 | 0 | 0
Wednesday | 7 | 13 | 12 | 4644 | 0 | 0 | 0 | 0 | 0 | 0 | 0 | 0 | 0 | 0 | 0 | 0 | 0 | 0 | 0 | 0 | 0 | 0 | 0 | 0 | 0 |  | 0 | 0 | 0 | 0 | 0 | 0 | 0 | 0 |  |  |  |  | 0 | 0 | 0 | 0 | 1 | 0 | 0 | 0 |  | 1 | 1 | 1 | #VALUE! | 1 | #VALUE! | 0 | 0 | 0 | 0 | 0 | 0 | 0 | 0 | 0 | 0 | 0 | 0 | 0 | 0 | 0 | 0 | 0 | 0 | 0 | 0 | 0 | 0 | 0 | 0 | 0
Wednesday | 7 | 13 | 13 | 4645 | 0 | 0 | 0 | 0 | 0 | 0 | 0 | 0 | 0 | 0 | 0 | 0 | 0 | 0 | 0 | 0 | 0 | 0 | 0 | 0 | 0 |  | 0 | 0 | 0 | 0 | 0 | 0 | 0 | 0 |  |  |  |  | 0 | 0 | 0 | 0 | 1 | 0 | 0 | 0 |  | 1 | 1 | 1 | #VALUE! | 1 | #VALUE! | 0 | 0 | 0 | 0 | 0 | 0 | 0 | 0 | 0 | 0 | 0 | 0 | 0 | 0 | 0 | 0 | 0 | 0 | 0 | 0 | 0 | 0 | 0 | 0 | 0
Wednesday | 7 | 13 | 14 | 4646 | 0 | 0 | 0 | 0 | 0 | 0 | 0 | 0 | 0 | 0 | 0 | 0 | 0 | 0 | 0 | 0 | 0 | 0 | 0 | 0 | 0 |  | 0 | 0 | 0 | 0 | 0 | 0 | 0 | 0 |  |  |  |  | 0 | 0 | 0 | 1 | 0 | 0 | 0 | 0 |  | 1 | 1 | #VALUE! | 1 | 1 | #VALUE! | 0 | 0 | 0 | 0 | 0 | 0 | 0 | 0 | 0 | 0 | 0 | 0 | 0 | 0 | 0 | 0 | 0 | 0 | 0 | 0 | 0 | 0 | 0 | 0 | 0
Wednesday | 7 | 13 | 15 | 4647 | 0 | 0 | 0 | 0 | 0 | 0 | 0 | 0 | 0 | 0 | 0 | 0 | 0 | 0 | 0 | 0 | 0 | 0 | 0 | 0 | 0 |  | 0 | 0 | 0 | 0 | 0 | 0 | 0 | 0 |  |  |  |  | 0 | 0 | 0 | 1 | 0 | 0 | 0 | 0 |  | 1 | 1 | #VALUE! | 1 | 1 | #VALUE! | 0 | 0 | 0 | 0 | 0 | 0 | 0 | 0 | 0 | 0 | 0 | 0 | 0 | 0 | 0 | 0 | 0 | 0 | 0 | 0 | 0 | 0 | 0 | 0 | 0
Wednesday | 7 | 13 | 16 | 4648 | 0 | 0 | 0 | 0 | 0 | 0 | 0 | 0 | 0 | 0 | 0 | 0 | 0 | 0 | 0 | 0 | 0 | 0 | 0 | 0 | 0 |  | 0 | 0 | 0 | 0 | 0 | 0 | 0 | 0 |  |  |  |  | 0 | 0 | 0 | 1 | 0 | 0 | 0 | 0 |  | 1 | 1 | #VALUE! | 1 | 1 | #VALUE! | 0 | 0 | 0 | 0 | 0 | 0 | 0 | 0 | 0 | 0 | 0 | 0 | 0 | 0 | 0 | 0 | 0 | 0 | 0 | 0 | 0 | 0 | 0 | 0 | 0
Wednesday | 7 | 13 | 17 | 4649 | 0 | 0 | 0 | 0 | 0 | 0 | 0 | 0 | 0 | 0 | 0 | 0 | 0 | 0 | 0 | 0 | 0 | 0 | 0 | 0 | 0 |  | 0 | 0 | 0 | 0 | 0 | 0 | 0 | 0 |  |  |  |  | 0 | 0 | 0 | 1 | 0 | 0 | 0 | 0 |  | 1 | 1 | #VALUE! | 1 | 1 | #VALUE! | 0 | 0 | 0 | 0 | 0 | 0 | 0 | 0 | 0 | 0 | 0 | 0 | 0 | 0 | 0 | 0 | 0 | 0 | 0 | 0 | 0 | 0 | 0 | 0 | 0
Wednesday | 7 | 13 | 18 | 4650 | 0 | 0 | 0 | 0 | 0 | 0 | 0 | 0 | 0 | 0 | 0 | 0 | 0 | 0 | 0 | 0 | 0 | 0 | 0 | 0 | 0 |  | 0 | 0 | 0 | 0 | 0 | 0 | 0 | 0 |  |  |  |  | 0 | 0 | 0 | 1 | 0 | 0 | 0 | 0 |  | 1 | 1 | #VALUE! | 1 | 1 | #VALUE! | 0 | 0 | 0 | 0 | 0 | 0 | 0 | 0 | 0 | 0 | 0 | 0 | 0 | 0 | 0 | 0 | 0 | 0 | 0 | 0 | 0 | 0 | 0 | 0 | 0
Wednesday | 7 | 13 | 19 | 4651 | 0 | 0 | 0 | 0 | 0 | 0 | 0 | 0 | 0 | 0 | 0 | 0 | 0 | 0 | 0 | 0 | 0 | 0 | 0 | 0 | 0 |  | 0 | 0 | 0 | 0 | 0 | 0 | 0 | 0 |  |  |  |  | 0 | 0 | 0 | 1 | 0 | 0 | 0 | 0 |  | 1 | 1 | #VALUE! | 1 | 1 | #VALUE! | 0 | 0 | 0 | 0 | 0 | 0 | 0 | 0 | 0 | 0 | 0 | 0 | 0 | 0 | 0 | 0 | 0 | 0 | 0 | 0 | 0 | 0 | 0 | 0 | 0
Wednesday | 7 | 13 | 20 | 4652 | 0 | 0 | 0 | 0 | 0 | 0 | 0 | 0 | 0 | 0 | 0 | 0 | 0 | 0 | 0 | 0 | 0 | 0 | 0 | 0 | 0 |  | 0 | 0 | 0 | 0 | 0 | 0 | 0 | 0 |  |  |  |  | 0 | 0 | 0 | 0 | 1 | 0 | 0 | 0 |  | 1 | 1 | 1 | #VALUE! | 1 | #VALUE! | 0 | 0 | 0 | 0 | 0 | 0 | 0 | 0 | 0 | 0 | 0 | 0 | 0 | 0 | 0 | 0 | 0 | 0 | 0 | 0 | 0 | 0 | 0 | 0 | 0
Wednesday | 7 | 13 | 21 | 4653 | 0 | 0 | 0 | 0 | 0 | 0 | 0 | 0 | 0 | 0 | 0 | 0 | 0 | 0 | 0 | 0 | 0 | 0 | 0 | 0 | 0 |  | 0 | 0 | 0 | 0 | 0 | 0 | 0 | 0 |  |  |  |  | 0 | 0 | 0 | 0 | 1 | 0 | 0 | 0 |  | 1 | 1 | 1 | #VALUE! | 1 | #VALUE! | 0 | 0 | 0 | 0 | 0 | 0 | 0 | 0 | 0 | 0 | 0 | 0 | 0 | 0 | 0 | 0 | 0 | 0 | 0 | 0 | 0 | 0 | 0 | 0 | 0
Wednesday | 7 | 13 | 22 | 4654 | 0 | 0 | 0 | 0 | 0 | 0 | 0 | 0 | 0 | 0 | 0 | 0 | 0 | 0 | 0 | 0 | 0 | 0 | 0 | 0 | 0 |  | 0 | 0 | 0 | 0 | 0 | 0 | 0 | 0 |  |  |  |  | 0 | 0 | 0 | 0 | 1 | 0 | 0 | 0 |  | 1 | 1 | 1 | #VALUE! | 1 | #VALUE! | 0 | 0 | 0 | 0 | 0 | 0 | 0 | 0 | 0 | 0 | 0 | 0 | 0 | 0 | 0 | 0 | 0 | 0 | 0 | 0 | 0 | 0 | 0 | 0 | 0
Wednesday | 7 | 13 | 23 | 4655 | 0 | 0 | 0 | 0 | 0 | 0 | 0 | 0 | 0 | 0 | 0 | 0 | 0 | 0 | 0 | 0 | 0 | 0 | 0 | 0 | 0 |  | 0 | 0 | 0 | 0 | 0 | 0 | 0 | 0 |  |  |  |  | 0 | 0 | 0 | 0 | 0 | 1 | 0 | 0 |  | 1 | 1 | 1 | 1 | 1 | 1 | 0 | 0 | 0 | 0 | 0 | 0 | 0 | 0 | 0 | 0 | 0 | 0 | 0 | 0 | 0 | 0 | 0 | 0 | 0 | 0 | 0 | 0 | 0 | 0 | 0
Wednesday | 7 | 13 | 24 | 4656 | 0 | 0 | 0 | 0 | 0 | 0 | 0 | 0 | 0 | 0 | 0 | 0 | 0 | 0 | 0 | 0 | 0 | 0 | 0 | 0 | 0 |  | 0 | 0 | 0 | 0 | 0 | 0 | 0 | 0 |  |  |  |  | 0 | 0 | 0 | 0 | 0 | 1 | 0 | 0 |  | 1 | 1 | 1 | 1 | 1 | 1 | 0 | 0 | 0 | 0 | 0 | 0 | 0 | 0 | 0 | 0 | 0 | 0 | 0 | 0 | 0 | 0 | 0 | 0 | 0 | 0 | 0 | 0 | 0 | 0 | 0
Thursday | 7 | 14 | 1 | 4657 | 0 | 0 | 0 | 0 | 0 | 0 | 0 | 0 | 0 | 0 | 0 | 0 | 0 | 0 | 0 | 0 | 0 | 0 | 0 | 0 | 0 |  | 0 | 0 | 0 | 0 | 0 | 0 | 0 | 0 |  |  |  |  | 0 | 0 | 0 | 0 | 0 | 1 | 0 | 0 |  | 1 | 1 | 1 | 1 | 1 | 1 | 0 | 0 | 0 | 0 | 0 | 0 | 0 | 0 | 0 | 0 | 0 | 0 | 0 | 0 | 0 | 0 | 0 | 0 | 0 | 0 | 0 | 0 | 0 | 0 | 0
Thursday | 7 | 14 | 2 | 4658 | 0 | 0 | 0 | 0 | 0 | 0 | 0 | 0 | 0 | 0 | 0 | 0 | 0 | 0 | 0 | 0 | 0 | 0 | 0 | 0 | 0 |  | 0 | 0 | 0 | 0 | 0 | 0 | 0 | 0 |  |  |  |  | 0 | 0 | 0 | 0 | 0 | 1 | 0 | 0 |  | 1 | 1 | 1 | 1 | 1 | 1 | 0 | 0 | 0 | 0 | 0 | 0 | 0 | 0 | 0 | 0 | 0 | 0 | 0 | 0 | 0 | 0 | 0 | 0 | 0 | 0 | 0 | 0 | 0 | 0 | 0
Thursday | 7 | 14 | 3 | 4659 | 0 | 0 | 0 | 0 | 0 | 0 | 0 | 0 | 0 | 0 | 0 | 0 | 0 | 0 | 0 | 0 | 0 | 0 | 0 | 0 | 0 |  | 0 | 0 | 0 | 0 | 0 | 0 | 0 | 0 |  |  |  |  | 0 | 0 | 0 | 0 | 0 | 1 | 0 | 0 |  | 1 | 1 | 1 | 1 | 1 | 1 | 0 | 0 | 0 | 0 | 0 | 0 | 0 | 0 | 0 | 0 | 0 | 0 | 0 | 0 | 0 | 0 | 0 | 0 | 0 | 0 | 0 | 0 | 0 | 0 | 0
Thursday | 7 | 14 | 4 | 4660 | 0 | 0 | 0 | 0 | 0 | 0 | 0 | 0 | 0 | 0 | 0 | 0 | 0 | 0 | 0 | 0 | 0 | 0 | 0 | 0 | 0 |  | 0 | 0 | 0 | 0 | 0 | 0 | 0 | 0 |  |  |  |  | 0 | 0 | 0 | 0 | 0 | 1 | 0 | 0 |  | 1 | 1 | 1 | 1 | 1 | 1 | 0 | 0 | 0 | 0 | 0 | 0 | 0 | 0 | 0 | 0 | 0 | 0 | 0 | 0 | 0 | 0 | 0 | 0 | 0 | 0 | 0 | 0 | 0 | 0 | 0
Thursday | 7 | 14 | 5 | 4661 | 0 | 0 | 0 | 0 | 0 | 0 | 0 | 0 | 0 | 0 | 0 | 0 | 0 | 0 | 0 | 0 | 0 | 0 | 0 | 0 | 0 |  | 0 | 0 | 0 | 0 | 0 | 0 | 0 | 0 |  |  |  |  | 0 | 0 | 0 | 0 | 0 | 1 | 0 | 0 |  | 1 | 1 | 1 | 1 | 1 | 1 | 0 | 0 | 0 | 0 | 0 | 0 | 0 | 0 | 0 | 0 | 0 | 0 | 0 | 0 | 0 | 0 | 0 | 0 | 0 | 0 | 0 | 0 | 0 | 0 | 0
Thursday | 7 | 14 | 6 | 4662 | 0 | 0 | 0 | 0 | 0 | 0 | 0 | 0 | 0 | 0 | 0 | 0 | 0 | 0 | 0 | 0 | 0 | 0 | 0 | 0 | 0 |  | 0 | 0 | 0 | 0 | 0 | 0 | 0 | 0 |  |  |  |  | 0 | 0 | 0 | 0 | 0 | 1 | 0 | 0 |  | 1 | 1 | 1 | 1 | 1 | 1 | 0 | 0 | 0 | 0 | 0 | 0 | 0 | 0 | 0 | 0 | 0 | 0 | 0 | 0 | 0 | 0 | 0 | 0 | 0 | 0 | 0 | 0 | 0 | 0 | 0
Thursday | 7 | 14 | 7 | 4663 | 0 | 0 | 0 | 0 | 0 | 0 | 0 | 0 | 0 | 0 | 0 | 0 | 0 | 0 | 0 | 0 | 0 | 0 | 0 | 0 | 0 |  | 0 | 0 | 0 | 0 | 0 | 0 | 0 | 0 |  |  |  |  | 0 | 0 | 0 | 0 | 0 | 1 | 0 | 0 |  | 1 | 1 | 1 | 1 | 1 | 1 | 0 | 0 | 0 | 0 | 0 | 0 | 0 | 0 | 0 | 0 | 0 | 0 | 0 | 0 | 0 | 0 | 0 | 0 | 0 | 0 | 0 | 0 | 0 | 0 | 0
Thursday | 7 | 14 | 8 | 4664 | 0 | 0 | 0 | 0 | 0 | 0 | 0 | 0 | 0 | 0 | 0 | 0 | 0 | 0 | 0 | 0 | 0 | 0 | 0 | 0 | 0 |  | 0 | 0 | 0 | 0 | 0 | 0 | 0 | 0 |  |  |  |  | 0 | 0 | 0 | 0 | 1 | 0 | 0 | 0 |  | 1 | 1 | 1 | #VALUE! | 1 | #VALUE! | 0 | 0 | 0 | 0 | 0 | 0 | 0 | 0 | 0 | 0 | 0 | 0 | 0 | 0 | 0 | 0 | 0 | 0 | 0 | 0 | 0 | 0 | 0 | 0 | 0
Thursday | 7 | 14 | 9 | 4665 | 0 | 0 | 0 | 0 | 0 | 0 | 0 | 0 | 0 | 0 | 0 | 0 | 0 | 0 | 0 | 0 | 0 | 0 | 0 | 0 | 0 |  | 0 | 0 | 0 | 0 | 0 | 0 | 0 | 0 |  |  |  |  | 0 | 0 | 0 | 0 | 1 | 0 | 0 | 0 |  | 1 | 1 | 1 | #VALUE! | 1 | #VALUE! | 0 | 0 | 0 | 0 | 0 | 0 | 0 | 0 | 0 | 0 | 0 | 0 | 0 | 0 | 0 | 0 | 0 | 0 | 0 | 0 | 0 | 0 | 0 | 0 | 0
Thursday | 7 | 14 | 10 | 4666 | 0 | 0 | 0 | 0 | 0 | 0 | 0 | 0 | 0 | 0 | 0 | 0 | 0 | 0 | 0 | 0 | 0 | 0 | 0 | 0 | 0 |  | 0 | 0 | 0 | 0 | 0 | 0 | 0 | 0 |  |  |  |  | 0 | 0 | 0 | 0 | 1 | 0 | 0 | 0 |  | 1 | 1 | 1 | #VALUE! | 1 | #VALUE! | 0 | 0 | 0 | 0 | 0 | 0 | 0 | 0 | 0 | 0 | 0 | 0 | 0 | 0 | 0 | 0 | 0 | 0 | 0 | 0 | 0 | 0 | 0 | 0 | 0
Thursday | 7 | 14 | 11 | 4667 | 0 | 0 | 0 | 0 | 0 | 0 | 0 | 0 | 0 | 0 | 0 | 0 | 0 | 0 | 0 | 0 | 0 | 0 | 0 | 0 | 0 |  | 0 | 0 | 0 | 0 | 0 | 0 | 0 | 0 |  |  |  |  | 0 | 0 | 0 | 0 | 1 | 0 | 0 | 0 |  | 1 | 1 | 1 | #VALUE! | 1 | #VALUE! | 0 | 0 | 0 | 0 | 0 | 0 | 0 | 0 | 0 | 0 | 0 | 0 | 0 | 0 | 0 | 0 | 0 | 0 | 0 | 0 | 0 | 0 | 0 | 0 | 0
Thursday | 7 | 14 | 12 | 4668 | 0 | 0 | 0 | 0 | 0 | 0 | 0 | 0 | 0 | 0 | 0 | 0 | 0 | 0 | 0 | 0 | 0 | 0 | 0 | 0 | 0 |  | 0 | 0 | 0 | 0 | 0 | 0 | 0 | 0 |  |  |  |  | 0 | 0 | 0 | 0 | 1 | 0 | 0 | 0 |  | 1 | 1 | 1 | #VALUE! | 1 | #VALUE! | 0 | 0 | 0 | 0 | 0 | 0 | 0 | 0 | 0 | 0 | 0 | 0 | 0 | 0 | 0 | 0 | 0 | 0 | 0 | 0 | 0 | 0 | 0 | 0 | 0
Thursday | 7 | 14 | 13 | 4669 | 0 | 0 | 0 | 0 | 0 | 0 | 0 | 0 | 0 | 0 | 0 | 0 | 0 | 0 | 0 | 0 | 0 | 0 | 0 | 0 | 0 |  | 0 | 0 | 0 | 0 | 0 | 0 | 0 | 0 |  |  |  |  | 0 | 0 | 0 | 0 | 1 | 0 | 0 | 0 |  | 1 | 1 | 1 | #VALUE! | 1 | #VALUE! | 0 | 0 | 0 | 0 | 0 | 0 | 0 | 0 | 0 | 0 | 0 | 0 | 0 | 0 | 0 | 0 | 0 | 0 | 0 | 0 | 0 | 0 | 0 | 0 | 0
Thursday | 7 | 14 | 14 | 4670 | 0 | 0 | 0 | 0 | 0 | 0 | 0 | 0 | 0 | 0 | 0 | 0 | 0 | 0 | 0 | 0 | 0 | 0 | 0 | 0 | 0 |  | 0 | 0 | 0 | 0 | 0 | 0 | 0 | 0 |  |  |  |  | 0 | 0 | 0 | 1 | 0 | 0 | 0 | 0 |  | 1 | 1 | #VALUE! | 1 | 1 | #VALUE! | 0 | 0 | 0 | 0 | 0 | 0 | 0 | 0 | 0 | 0 | 0 | 0 | 0 | 0 | 0 | 0 | 0 | 0 | 0 | 0 | 0 | 0 | 0 | 0 | 0
Thursday | 7 | 14 | 15 | 4671 | 0 | 0 | 0 | 0 | 0 | 0 | 0 | 0 | 0 | 0 | 0 | 0 | 0 | 0 | 0 | 0 | 0 | 0 | 0 | 0 | 0 |  | 0 | 0 | 0 | 0 | 0 | 0 | 0 | 0 |  |  |  |  | 0 | 0 | 0 | 1 | 0 | 0 | 0 | 0 |  | 1 | 1 | #VALUE! | 1 | 1 | #VALUE! | 0 | 0 | 0 | 0 | 0 | 0 | 0 | 0 | 0 | 0 | 0 | 0 | 0 | 0 | 0 | 0 | 0 | 0 | 0 | 0 | 0 | 0 | 0 | 0 | 0
Thursday | 7 | 14 | 16 | 4672 | 0 | 0 | 0 | 0 | 0 | 0 | 0 | 0 | 0 | 0 | 0 | 0 | 0 | 0 | 0 | 0 | 0 | 0 | 0 | 0 | 0 |  | 0 | 0 | 0 | 0 | 0 | 0 | 0 | 0 |  |  |  |  | 0 | 0 | 0 | 1 | 0 | 0 | 0 | 0 |  | 1 | 1 | #VALUE! | 1 | 1 | #VALUE! | 0 | 0 | 0 | 0 | 0 | 0 | 0 | 0 | 0 | 0 | 0 | 0 | 0 | 0 | 0 | 0 | 0 | 0 | 0 | 0 | 0 | 0 | 0 | 0 | 0
Thursday | 7 | 14 | 17 | 4673 | 0 | 0 | 0 | 0 | 0 | 0 | 0 | 0 | 0 | 0 | 0 | 0 | 0 | 0 | 0 | 0 | 0 | 0 | 0 | 0 | 0 |  | 0 | 0 | 0 | 0 | 0 | 0 | 0 | 0 |  |  |  |  | 0 | 0 | 0 | 1 | 0 | 0 | 0 | 0 |  | 1 | 1 | #VALUE! | 1 | 1 | #VALUE! | 0 | 0 | 0 | 0 | 0 | 0 | 0 | 0 | 0 | 0 | 0 | 0 | 0 | 0 | 0 | 0 | 0 | 0 | 0 | 0 | 0 | 0 | 0 | 0 | 0
Thursday | 7 | 14 | 18 | 4674 | 0 | 0 | 0 | 0 | 0 | 0 | 0 | 0 | 0 | 0 | 0 | 0 | 0 | 0 | 0 | 0 | 0 | 0 | 0 | 0 | 0 |  | 0 | 0 | 0 | 0 | 0 | 0 | 0 | 0 |  |  |  |  | 0 | 0 | 0 | 1 | 0 | 0 | 0 | 0 |  | 1 | 1 | #VALUE! | 1 | 1 | #VALUE! | 0 | 0 | 0 | 0 | 0 | 0 | 0 | 0 | 0 | 0 | 0 | 0 | 0 | 0 | 0 | 0 | 0 | 0 | 0 | 0 | 0 | 0 | 0 | 0 | 0
Thursday | 7 | 14 | 19 | 4675 | 0 | 0 | 0 | 0 | 0 | 0 | 0 | 0 | 0 | 0 | 0 | 0 | 0 | 0 | 0 | 0 | 0 | 0 | 0 | 0 | 0 |  | 0 | 0 | 0 | 0 | 0 | 0 | 0 | 0 |  |  |  |  | 0 | 0 | 0 | 1 | 0 | 0 | 0 | 0 |  | 1 | 1 | #VALUE! | 1 | 1 | #VALUE! | 0 | 0 | 0 | 0 | 0 | 0 | 0 | 0 | 0 | 0 | 0 | 0 | 0 | 0 | 0 | 0 | 0 | 0 | 0 | 0 | 0 | 0 | 0 | 0 | 0
Thursday | 7 | 14 | 20 | 4676 | 0 | 0 | 0 | 0 | 0 | 0 | 0 | 0 | 0 | 0 | 0 | 0 | 0 | 0 | 0 | 0 | 0 | 0 | 0 | 0 | 0 |  | 0 | 0 | 0 | 0 | 0 | 0 | 0 | 0 |  |  |  |  | 0 | 0 | 0 | 0 | 1 | 0 | 0 | 0 |  | 1 | 1 | 1 | #VALUE! | 1 | #VALUE! | 0 | 0 | 0 | 0 | 0 | 0 | 0 | 0 | 0 | 0 | 0 | 0 | 0 | 0 | 0 | 0 | 0 | 0 | 0 | 0 | 0 | 0 | 0 | 0 | 0
Thursday | 7 | 14 | 21 | 4677 | 0 | 0 | 0 | 0 | 0 | 0 | 0 | 0 | 0 | 0 | 0 | 0 | 0 | 0 | 0 | 0 | 0 | 0 | 0 | 0 | 0 |  | 0 | 0 | 0 | 0 | 0 | 0 | 0 | 0 |  |  |  |  | 0 | 0 | 0 | 0 | 1 | 0 | 0 | 0 |  | 1 | 1 | 1 | #VALUE! | 1 | #VALUE! | 0 | 0 | 0 | 0 | 0 | 0 | 0 | 0 | 0 | 0 | 0 | 0 | 0 | 0 | 0 | 0 | 0 | 0 | 0 | 0 | 0 | 0 | 0 | 0 | 0
Thursday | 7 | 14 | 22 | 4678 | 0 | 0 | 0 | 0 | 0 | 0 | 0 | 0 | 0 | 0 | 0 | 0 | 0 | 0 | 0 | 0 | 0 | 0 | 0 | 0 | 0 |  | 0 | 0 | 0 | 0 | 0 | 0 | 0 | 0 |  |  |  |  | 0 | 0 | 0 | 0 | 1 | 0 | 0 | 0 |  | 1 | 1 | 1 | #VALUE! | 1 | #VALUE! | 0 | 0 | 0 | 0 | 0 | 0 | 0 | 0 | 0 | 0 | 0 | 0 | 0 | 0 | 0 | 0 | 0 | 0 | 0 | 0 | 0 | 0 | 0 | 0 | 0
Thursday | 7 | 14 | 23 | 4679 | 0 | 0 | 0 | 0 | 0 | 0 | 0 | 0 | 0 | 0 | 0 | 0 | 0 | 0 | 0 | 0 | 0 | 0 | 0 | 0 | 0 |  | 0 | 0 | 0 | 0 | 0 | 0 | 0 | 0 |  |  |  |  | 0 | 0 | 0 | 0 | 0 | 1 | 0 | 0 |  | 1 | 1 | 1 | 1 | 1 | 1 | 0 | 0 | 0 | 0 | 0 | 0 | 0 | 0 | 0 | 0 | 0 | 0 | 0 | 0 | 0 | 0 | 0 | 0 | 0 | 0 | 0 | 0 | 0 | 0 | 0
Thursday | 7 | 14 | 24 | 4680 | 0 | 0 | 0 | 0 | 0 | 0 | 0 | 0 | 0 | 0 | 0 | 0 | 0 | 0 | 0 | 0 | 0 | 0 | 0 | 0 | 0 |  | 0 | 0 | 0 | 0 | 0 | 0 | 0 | 0 |  |  |  |  | 0 | 0 | 0 | 0 | 0 | 1 | 0 | 0 |  | 1 | 1 | 1 | 1 | 1 | 1 | 0 | 0 | 0 | 0 | 0 | 0 | 0 | 0 | 0 | 0 | 0 | 0 | 0 | 0 | 0 | 0 | 0 | 0 | 0 | 0 | 0 | 0 | 0 | 0 | 0
Friday | 7 | 15 | 1 | 4681 | 0 | 0 | 0 | 0 | 0 | 0 | 0 | 0 | 0 | 0 | 0 | 0 | 0 | 0 | 0 | 0 | 0 | 0 | 0 | 0 | 0 |  | 0 | 0 | 0 | 0 | 0 | 0 | 0 | 0 |  |  |  |  | 0 | 0 | 0 | 0 | 0 | 1 | 0 | 0 |  | 1 | 1 | 1 | 1 | 1 | 1 | 0 | 0 | 0 | 0 | 0 | 0 | 0 | 0 | 0 | 0 | 0 | 0 | 0 | 0 | 0 | 0 | 0 | 0 | 0 | 0 | 0 | 0 | 0 | 0 | 0
Friday | 7 | 15 | 2 | 4682 | 0 | 0 | 0 | 0 | 0 | 0 | 0 | 0 | 0 | 0 | 0 | 0 | 0 | 0 | 0 | 0 | 0 | 0 | 0 | 0 | 0 |  | 0 | 0 | 0 | 0 | 0 | 0 | 0 | 0 |  |  |  |  | 0 | 0 | 0 | 0 | 0 | 1 | 0 | 0 |  | 1 | 1 | 1 | 1 | 1 | 1 | 0 | 0 | 0 | 0 | 0 | 0 | 0 | 0 | 0 | 0 | 0 | 0 | 0 | 0 | 0 | 0 | 0 | 0 | 0 | 0 | 0 | 0 | 0 | 0 | 0
Friday | 7 | 15 | 3 | 4683 | 0 | 0 | 0 | 0 | 0 | 0 | 0 | 0 | 0 | 0 | 0 | 0 | 0 | 0 | 0 | 0 | 0 | 0 | 0 | 0 | 0 |  | 0 | 0 | 0 | 0 | 0 | 0 | 0 | 0 |  |  |  |  | 0 | 0 | 0 | 0 | 0 | 1 | 0 | 0 |  | 1 | 1 | 1 | 1 | 1 | 1 | 0 | 0 | 0 | 0 | 0 | 0 | 0 | 0 | 0 | 0 | 0 | 0 | 0 | 0 | 0 | 0 | 0 | 0 | 0 | 0 | 0 | 0 | 0 | 0 | 0
Friday | 7 | 15 | 4 | 4684 | 0 | 0 | 0 | 0 | 0 | 0 | 0 | 0 | 0 | 0 | 0 | 0 | 0 | 0 | 0 | 0 | 0 | 0 | 0 | 0 | 0 |  | 0 | 0 | 0 | 0 | 0 | 0 | 0 | 0 |  |  |  |  | 0 | 0 | 0 | 0 | 0 | 1 | 0 | 0 |  | 1 | 1 | 1 | 1 | 1 | 1 | 0 | 0 | 0 | 0 | 0 | 0 | 0 | 0 | 0 | 0 | 0 | 0 | 0 | 0 | 0 | 0 | 0 | 0 | 0 | 0 | 0 | 0 | 0 | 0 | 0
Friday | 7 | 15 | 5 | 4685 | 0 | 0 | 0 | 0 | 0 | 0 | 0 | 0 | 0 | 0 | 0 | 0 | 0 | 0 | 0 | 0 | 0 | 0 | 0 | 0 | 0 |  | 0 | 0 | 0 | 0 | 0 | 0 | 0 | 0 |  |  |  |  | 0 | 0 | 0 | 0 | 0 | 1 | 0 | 0 |  | 1 | 1 | 1 | 1 | 1 | 1 | 0 | 0 | 0 | 0 | 0 | 0 | 0 | 0 | 0 | 0 | 0 | 0 | 0 | 0 | 0 | 0 | 0 | 0 | 0 | 0 | 0 | 0 | 0 | 0 | 0
Friday | 7 | 15 | 6 | 4686 | 0 | 0 | 0 | 0 | 0 | 0 | 0 | 0 | 0 | 0 | 0 | 0 | 0 | 0 | 0 | 0 | 0 | 0 | 0 | 0 | 0 |  | 0 | 0 | 0 | 0 | 0 | 0 | 0 | 0 |  |  |  |  | 0 | 0 | 0 | 0 | 0 | 1 | 0 | 0 |  | 1 | 1 | 1 | 1 | 1 | 1 | 0 | 0 | 0 | 0 | 0 | 0 | 0 | 0 | 0 | 0 | 0 | 0 | 0 | 0 | 0 | 0 | 0 | 0 | 0 | 0 | 0 | 0 | 0 | 0 | 0
Friday | 7 | 15 | 7 | 4687 | 0 | 0 | 0 | 0 | 0 | 0 | 0 | 0 | 0 | 0 | 0 | 0 | 0 | 0 | 0 | 0 | 0 | 0 | 0 | 0 | 0 |  | 0 | 0 | 0 | 0 | 0 | 0 | 0 | 0 |  |  |  |  | 0 | 0 | 0 | 0 | 0 | 1 | 0 | 0 |  | 1 | 1 | 1 | 1 | 1 | 1 | 0 | 0 | 0 | 0 | 0 | 0 | 0 | 0 | 0 | 0 | 0 | 0 | 0 | 0 | 0 | 0 | 0 | 0 | 0 | 0 | 0 | 0 | 0 | 0 | 0
Friday | 7 | 15 | 8 | 4688 | 0 | 0 | 0 | 0 | 0 | 0 | 0 | 0 | 0 | 0 | 0 | 0 | 0 | 0 | 0 | 0 | 0 | 0 | 0 | 0 | 0 |  | 0 | 0 | 0 | 0 | 0 | 0 | 0 | 0 |  |  |  |  | 0 | 0 | 0 | 0 | 1 | 0 | 0 | 0 |  | 1 | 1 | 1 | #VALUE! | 1 | #VALUE! | 0 | 0 | 0 | 0 | 0 | 0 | 0 | 0 | 0 | 0 | 0 | 0 | 0 | 0 | 0 | 0 | 0 | 0 | 0 | 0 | 0 | 0 | 0 | 0 | 0
Friday | 7 | 15 | 9 | 4689 | 0 | 0 | 0 | 0 | 0 | 0 | 0 | 0 | 0 | 0 | 0 | 0 | 0 | 0 | 0 | 0 | 0 | 0 | 0 | 0 | 0 |  | 0 | 0 | 0 | 0 | 0 | 0 | 0 | 0 |  |  |  |  | 0 | 0 | 0 | 0 | 1 | 0 | 0 | 0 |  | 1 | 1 | 1 | #VALUE! | 1 | #VALUE! | 0 | 0 | 0 | 0 | 0 | 0 | 0 | 0 | 0 | 0 | 0 | 0 | 0 | 0 | 0 | 0 | 0 | 0 | 0 | 0 | 0 | 0 | 0 | 0 | 0
Friday | 7 | 15 | 10 | 4690 | 0 | 0 | 0 | 0 | 0 | 0 | 0 | 0 | 0 | 0 | 0 | 0 | 0 | 0 | 0 | 0 | 0 | 0 | 0 | 0 | 0 |  | 0 | 0 | 0 | 0 | 0 | 0 | 0 | 0 |  |  |  |  | 0 | 0 | 0 | 0 | 1 | 0 | 0 | 0 |  | 1 | 1 | 1 | #VALUE! | 1 | #VALUE! | 0 | 0 | 0 | 0 | 0 | 0 | 0 | 0 | 0 | 0 | 0 | 0 | 0 | 0 | 0 | 0 | 0 | 0 | 0 | 0 | 0 | 0 | 0 | 0 | 0
Friday | 7 | 15 | 11 | 4691 | 0 | 0 | 0 | 0 | 0 | 0 | 0 | 0 | 0 | 0 | 0 | 0 | 0 | 0 | 0 | 0 | 0 | 0 | 0 | 0 | 0 |  | 0 | 0 | 0 | 0 | 0 | 0 | 0 | 0 |  |  |  |  | 0 | 0 | 0 | 0 | 1 | 0 | 0 | 0 |  | 1 | 1 | 1 | #VALUE! | 1 | #VALUE! | 0 | 0 | 0 | 0 | 0 | 0 | 0 | 0 | 0 | 0 | 0 | 0 | 0 | 0 | 0 | 0 | 0 | 0 | 0 | 0 | 0 | 0 | 0 | 0 | 0
Friday | 7 | 15 | 12 | 4692 | 0 | 0 | 0 | 0 | 0 | 0 | 0 | 0 | 0 | 0 | 0 | 0 | 0 | 0 | 0 | 0 | 0 | 0 | 0 | 0 | 0 |  | 0 | 0 | 0 | 0 | 0 | 0 | 0 | 0 |  |  |  |  | 0 | 0 | 0 | 0 | 1 | 0 | 0 | 0 |  | 1 | 1 | 1 | #VALUE! | 1 | #VALUE! | 0 | 0 | 0 | 0 | 0 | 0 | 0 | 0 | 0 | 0 | 0 | 0 | 0 | 0 | 0 | 0 | 0 | 0 | 0 | 0 | 0 | 0 | 0 | 0 | 0
Friday | 7 | 15 | 13 | 4693 | 0 | 0 | 0 | 0 | 0 | 0 | 0 | 0 | 0 | 0 | 0 | 0 | 0 | 0 | 0 | 0 | 0 | 0 | 0 | 0 | 0 |  | 0 | 0 | 0 | 0 | 0 | 0 | 0 | 0 |  |  |  |  | 0 | 0 | 0 | 0 | 1 | 0 | 0 | 0 |  | 1 | 1 | 1 | #VALUE! | 1 | #VALUE! | 0 | 0 | 0 | 0 | 0 | 0 | 0 | 0 | 0 | 0 | 0 | 0 | 0 | 0 | 0 | 0 | 0 | 0 | 0 | 0 | 0 | 0 | 0 | 0 | 0
Friday | 7 | 15 | 14 | 4694 | 0 | 0 | 0 | 0 | 0 | 0 | 0 | 0 | 0 | 0 | 0 | 0 | 0 | 0 | 0 | 0 | 0 | 0 | 0 | 0 | 0 |  | 0 | 0 | 0 | 0 | 0 | 0 | 0 | 0 |  |  |  |  | 0 | 0 | 0 | 1 | 0 | 0 | 0 | 0 |  | 1 | 1 | #VALUE! | 1 | 1 | #VALUE! | 0 | 0 | 0 | 0 | 0 | 0 | 0 | 0 | 0 | 0 | 0 | 0 | 0 | 0 | 0 | 0 | 0 | 0 | 0 | 0 | 0 | 0 | 0 | 0 | 0
Friday | 7 | 15 | 15 | 4695 | 0 | 0 | 0 | 0 | 0 | 0 | 0 | 0 | 0 | 0 | 0 | 0 | 0 | 0 | 0 | 0 | 0 | 0 | 0 | 0 | 0 |  | 0 | 0 | 0 | 0 | 0 | 0 | 0 | 0 |  |  |  |  | 0 | 0 | 0 | 1 | 0 | 0 | 0 | 0 |  | 1 | 1 | #VALUE! | 1 | 1 | #VALUE! | 0 | 0 | 0 | 0 | 0 | 0 | 0 | 0 | 0 | 0 | 0 | 0 | 0 | 0 | 0 | 0 | 0 | 0 | 0 | 0 | 0 | 0 | 0 | 0 | 0
Friday | 7 | 15 | 16 | 4696 | 0 | 0 | 0 | 0 | 0 | 0 | 0 | 0 | 0 | 0 | 0 | 0 | 0 | 0 | 0 | 0 | 0 | 0 | 0 | 0 | 0 |  | 0 | 0 | 0 | 0 | 0 | 0 | 0 | 0 |  |  |  |  | 0 | 0 | 0 | 1 | 0 | 0 | 0 | 0 |  | 1 | 1 | #VALUE! | 1 | 1 | #VALUE! | 0 | 0 | 0 | 0 | 0 | 0 | 0 | 0 | 0 | 0 | 0 | 0 | 0 | 0 | 0 | 0 | 0 | 0 | 0 | 0 | 0 | 0 | 0 | 0 | 0
Friday | 7 | 15 | 17 | 4697 | 0 | 0 | 0 | 0 | 0 | 0 | 0 | 0 | 0 | 0 | 0 | 0 | 0 | 0 | 0 | 0 | 0 | 0 | 0 | 0 | 0 |  | 0 | 0 | 0 | 0 | 0 | 0 | 0 | 0 |  |  |  |  | 0 | 0 | 0 | 1 | 0 | 0 | 0 | 0 |  | 1 | 1 | #VALUE! | 1 | 1 | #VALUE! | 0 | 0 | 0 | 0 | 0 | 0 | 0 | 0 | 0 | 0 | 0 | 0 | 0 | 0 | 0 | 0 | 0 | 0 | 0 | 0 | 0 | 0 | 0 | 0 | 0
Friday | 7 | 15 | 18 | 4698 | 0 | 0 | 0 | 0 | 0 | 0 | 0 | 0 | 0 | 0 | 0 | 0 | 0 | 0 | 0 | 0 | 0 | 0 | 0 | 0 | 0 |  | 0 | 0 | 0 | 0 | 0 | 0 | 0 | 0 |  |  |  |  | 0 | 0 | 0 | 1 | 0 | 0 | 0 | 0 |  | 1 | 1 | #VALUE! | 1 | 1 | #VALUE! | 0 | 0 | 0 | 0 | 0 | 0 | 0 | 0 | 0 | 0 | 0 | 0 | 0 | 0 | 0 | 0 | 0 | 0 | 0 | 0 | 0 | 0 | 0 | 0 | 0
Friday | 7 | 15 | 19 | 4699 | 0 | 0 | 0 | 0 | 0 | 0 | 0 | 0 | 0 | 0 | 0 | 0 | 0 | 0 | 0 | 0 | 0 | 0 | 0 | 0 | 0 |  | 0 | 0 | 0 | 0 | 0 | 0 | 0 | 0 |  |  |  |  | 0 | 0 | 0 | 1 | 0 | 0 | 0 | 0 |  | 1 | 1 | #VALUE! | 1 | 1 | #VALUE! | 0 | 0 | 0 | 0 | 0 | 0 | 0 | 0 | 0 | 0 | 0 | 0 | 0 | 0 | 0 | 0 | 0 | 0 | 0 | 0 | 0 | 0 | 0 | 0 | 0
Friday | 7 | 15 | 20 | 4700 | 0 | 0 | 0 | 0 | 0 | 0 | 0 | 0 | 0 | 0 | 0 | 0 | 0 | 0 | 0 | 0 | 0 | 0 | 0 | 0 | 0 |  | 0 | 0 | 0 | 0 | 0 | 0 | 0 | 0 |  |  |  |  | 0 | 0 | 0 | 0 | 1 | 0 | 0 | 0 |  | 1 | 1 | 1 | #VALUE! | 1 | #VALUE! | 0 | 0 | 0 | 0 | 0 | 0 | 0 | 0 | 0 | 0 | 0 | 0 | 0 | 0 | 0 | 0 | 0 | 0 | 0 | 0 | 0 | 0 | 0 | 0 | 0
Friday | 7 | 15 | 21 | 4701 | 0 | 0 | 0 | 0 | 0 | 0 | 0 | 0 | 0 | 0 | 0 | 0 | 0 | 0 | 0 | 0 | 0 | 0 | 0 | 0 | 0 |  | 0 | 0 | 0 | 0 | 0 | 0 | 0 | 0 |  |  |  |  | 0 | 0 | 0 | 0 | 1 | 0 | 0 | 0 |  | 1 | 1 | 1 | #VALUE! | 1 | #VALUE! | 0 | 0 | 0 | 0 | 0 | 0 | 0 | 0 | 0 | 0 | 0 | 0 | 0 | 0 | 0 | 0 | 0 | 0 | 0 | 0 | 0 | 0 | 0 | 0 | 0
Friday | 7 | 15 | 22 | 4702 | 0 | 0 | 0 | 0 | 0 | 0 | 0 | 0 | 0 | 0 | 0 | 0 | 0 | 0 | 0 | 0 | 0 | 0 | 0 | 0 | 0 |  | 0 | 0 | 0 | 0 | 0 | 0 | 0 | 0 |  |  |  |  | 0 | 0 | 0 | 0 | 1 | 0 | 0 | 0 |  | 1 | 1 | 1 | #VALUE! | 1 | #VALUE! | 0 | 0 | 0 | 0 | 0 | 0 | 0 | 0 | 0 | 0 | 0 | 0 | 0 | 0 | 0 | 0 | 0 | 0 | 0 | 0 | 0 | 0 | 0 | 0 | 0
Friday | 7 | 15 | 23 | 4703 | 0 | 0 | 0 | 0 | 0 | 0 | 0 | 0 | 0 | 0 | 0 | 0 | 0 | 0 | 0 | 0 | 0 | 0 | 0 | 0 | 0 |  | 0 | 0 | 0 | 0 | 0 | 0 | 0 | 0 |  |  |  |  | 0 | 0 | 0 | 0 | 0 | 1 | 0 | 0 |  | 1 | 1 | 1 | 1 | 1 | 1 | 0 | 0 | 0 | 0 | 0 | 0 | 0 | 0 | 0 | 0 | 0 | 0 | 0 | 0 | 0 | 0 | 0 | 0 | 0 | 0 | 0 | 0 | 0 | 0 | 0
Friday | 7 | 15 | 24 | 4704 | 0 | 0 | 0 | 0 | 0 | 0 | 0 | 0 | 0 | 0 | 0 | 0 | 0 | 0 | 0 | 0 | 0 | 0 | 0 | 0 | 0 |  | 0 | 0 | 0 | 0 | 0 | 0 | 0 | 0 |  |  |  |  | 0 | 0 | 0 | 0 | 0 | 1 | 0 | 0 |  | 1 | 1 | 1 | 1 | 1 | 1 | 0 | 0 | 0 | 0 | 0 | 0 | 0 | 0 | 0 | 0 | 0 | 0 | 0 | 0 | 0 | 0 | 0 | 0 | 0 | 0 | 0 | 0 | 0 | 0 | 0
Saturday | 7 | 16 | 1 | 4705 | 0 | 0 | 0 | 0 | 0 | 0 | 0 | 0 | 0 | 0 | 0 | 0 | 0 | 0 | 0 | 0 | 0 | 0 | 0 | 0 | 0 |  | 0 | 0 | 0 | 0 | 0 | 0 | 0 | 0 |  |  |  |  | 0 | 0 | 0 | 0 | 0 | 1 | 0 | 0 |  | 1 | 1 | 1 | 1 | 1 | 1 | 0 | 0 | 0 | 0 | 0 | 0 | 0 | 0 | 0 | 0 | 0 | 0 | 0 | 0 | 0 | 0 | 0 | 0 | 0 | 0 | 0 | 0 | 0 | 0 | 0
Saturday | 7 | 16 | 2 | 4706 | 0 | 0 | 0 | 0 | 0 | 0 | 0 | 0 | 0 | 0 | 0 | 0 | 0 | 0 | 0 | 0 | 0 | 0 | 0 | 0 | 0 |  | 0 | 0 | 0 | 0 | 0 | 0 | 0 | 0 |  |  |  |  | 0 | 0 | 0 | 0 | 0 | 1 | 0 | 0 |  | 1 | 1 | 1 | 1 | 1 | 1 | 0 | 0 | 0 | 0 | 0 | 0 | 0 | 0 | 0 | 0 | 0 | 0 | 0 | 0 | 0 | 0 | 0 | 0 | 0 | 0 | 0 | 0 | 0 | 0 | 0
Saturday | 7 | 16 | 3 | 4707 | 0 | 0 | 0 | 0 | 0 | 0 | 0 | 0 | 0 | 0 | 0 | 0 | 0 | 0 | 0 | 0 | 0 | 0 | 0 | 0 | 0 |  | 0 | 0 | 0 | 0 | 0 | 0 | 0 | 0 |  |  |  |  | 0 | 0 | 0 | 0 | 0 | 1 | 0 | 0 |  | 1 | 1 | 1 | 1 | 1 | 1 | 0 | 0 | 0 | 0 | 0 | 0 | 0 | 0 | 0 | 0 | 0 | 0 | 0 | 0 | 0 | 0 | 0 | 0 | 0 | 0 | 0 | 0 | 0 | 0 | 0
Saturday | 7 | 16 | 4 | 4708 | 0 | 0 | 0 | 0 | 0 | 0 | 0 | 0 | 0 | 0 | 0 | 0 | 0 | 0 | 0 | 0 | 0 | 0 | 0 | 0 | 0 |  | 0 | 0 | 0 | 0 | 0 | 0 | 0 | 0 |  |  |  |  | 0 | 0 | 0 | 0 | 0 | 1 | 0 | 0 |  | 1 | 1 | 1 | 1 | 1 | 1 | 0 | 0 | 0 | 0 | 0 | 0 | 0 | 0 | 0 | 0 | 0 | 0 | 0 | 0 | 0 | 0 | 0 | 0 | 0 | 0 | 0 | 0 | 0 | 0 | 0
Saturday | 7 | 16 | 5 | 4709 | 0 | 0 | 0 | 0 | 0 | 0 | 0 | 0 | 0 | 0 | 0 | 0 | 0 | 0 | 0 | 0 | 0 | 0 | 0 | 0 | 0 |  | 0 | 0 | 0 | 0 | 0 | 0 | 0 | 0 |  |  |  |  | 0 | 0 | 0 | 0 | 0 | 1 | 0 | 0 |  | 1 | 1 | 1 | 1 | 1 | 1 | 0 | 0 | 0 | 0 | 0 | 0 | 0 | 0 | 0 | 0 | 0 | 0 | 0 | 0 | 0 | 0 | 0 | 0 | 0 | 0 | 0 | 0 | 0 | 0 | 0
Saturday | 7 | 16 | 6 | 4710 | 0 | 0 | 0 | 0 | 0 | 0 | 0 | 0 | 0 | 0 | 0 | 0 | 0 | 0 | 0 | 0 | 0 | 0 | 0 | 0 | 0 |  | 0 | 0 | 0 | 0 | 0 | 0 | 0 | 0 |  |  |  |  | 0 | 0 | 0 | 0 | 0 | 1 | 0 | 0 |  | 1 | 1 | 1 | 1 | 1 | 1 | 0 | 0 | 0 | 0 | 0 | 0 | 0 | 0 | 0 | 0 | 0 | 0 | 0 | 0 | 0 | 0 | 0 | 0 | 0 | 0 | 0 | 0 | 0 | 0 | 0
Saturday | 7 | 16 | 7 | 4711 | 0 | 0 | 0 | 0 | 0 | 0 | 0 | 0 | 0 | 0 | 0 | 0 | 0 | 0 | 0 | 0 | 0 | 0 | 0 | 0 | 0 |  | 0 | 0 | 0 | 0 | 0 | 0 | 0 | 0 |  |  |  |  | 0 | 0 | 0 | 0 | 0 | 1 | 0 | 0 |  | 1 | 1 | 1 | 1 | 1 | 1 | 0 | 0 | 0 | 0 | 0 | 0 | 0 | 0 | 0 | 0 | 0 | 0 | 0 | 0 | 0 | 0 | 0 | 0 | 0 | 0 | 0 | 0 | 0 | 0 | 0
Saturday | 7 | 16 | 8 | 4712 | 0 | 0 | 0 | 0 | 0 | 0 | 0 | 0 | 0 | 0 | 0 | 0 | 0 | 0 | 0 | 0 | 0 | 0 | 0 | 0 | 0 |  | 0 | 0 | 0 | 0 | 0 | 0 | 0 | 0 |  |  |  |  | 0 | 0 | 0 | 0 | 0 | 1 | 0 | 0 |  | 1 | 1 | 1 | 1 | 1 | 1 | 0 | 0 | 0 | 0 | 0 | 0 | 0 | 0 | 0 | 0 | 0 | 0 | 0 | 0 | 0 | 0 | 0 | 0 | 0 | 0 | 0 | 0 | 0 | 0 | 0
Saturday | 7 | 16 | 9 | 4713 | 0 | 0 | 0 | 0 | 0 | 0 | 0 | 0 | 0 | 0 | 0 | 0 | 0 | 0 | 0 | 0 | 0 | 0 | 0 | 0 | 0 |  | 0 | 0 | 0 | 0 | 0 | 0 | 0 | 0 |  |  |  |  | 0 | 0 | 0 | 0 | 0 | 1 | 0 | 0 |  | 1 | 1 | 1 | 1 | 1 | 1 | 0 | 0 | 0 | 0 | 0 | 0 | 0 | 0 | 0 | 0 | 0 | 0 | 0 | 0 | 0 | 0 | 0 | 0 | 0 | 0 | 0 | 0 | 0 | 0 | 0
Saturday | 7 | 16 | 10 | 4714 | 0 | 0 | 0 | 0 | 0 | 0 | 0 | 0 | 0 | 0 | 0 | 0 | 0 | 0 | 0 | 0 | 0 | 0 | 0 | 0 | 0 |  | 0 | 0 | 0 | 0 | 0 | 0 | 0 | 0 |  |  |  |  | 0 | 0 | 0 | 0 | 0 | 1 | 0 | 0 |  | 1 | 1 | 1 | 1 | 1 | 1 | 0 | 0 | 0 | 0 | 0 | 0 | 0 | 0 | 0 | 0 | 0 | 0 | 0 | 0 | 0 | 0 | 0 | 0 | 0 | 0 | 0 | 0 | 0 | 0 | 0
Saturday | 7 | 16 | 11 | 4715 | 0 | 0 | 0 | 0 | 0 | 0 | 0 | 0 | 0 | 0 | 0 | 0 | 0 | 0 | 0 | 0 | 0 | 0 | 0 | 0 | 0 |  | 0 | 0 | 0 | 0 | 0 | 0 | 0 | 0 |  |  |  |  | 0 | 0 | 0 | 0 | 0 | 1 | 0 | 0 |  | 1 | 1 | 1 | 1 | 1 | 1 | 0 | 0 | 0 | 0 | 0 | 0 | 0 | 0 | 0 | 0 | 0 | 0 | 0 | 0 | 0 | 0 | 0 | 0 | 0 | 0 | 0 | 0 | 0 | 0 | 0
Saturday | 7 | 16 | 12 | 4716 | 0 | 0 | 0 | 0 | 0 | 0 | 0 | 0 | 0 | 0 | 0 | 0 | 0 | 0 | 0 | 0 | 0 | 0 | 0 | 0 | 0 |  | 0 | 0 | 0 | 0 | 0 | 0 | 0 | 0 |  |  |  |  | 0 | 0 | 0 | 0 | 0 | 1 | 0 | 0 |  | 1 | 1 | 1 | 1 | 1 | 1 | 0 | 0 | 0 | 0 | 0 | 0 | 0 | 0 | 0 | 0 | 0 | 0 | 0 | 0 | 0 | 0 | 0 | 0 | 0 | 0 | 0 | 0 | 0 | 0 | 0
Saturday | 7 | 16 | 13 | 4717 | 0 | 0 | 0 | 0 | 0 | 0 | 0 | 0 | 0 | 0 | 0 | 0 | 0 | 0 | 0 | 0 | 0 | 0 | 0 | 0 | 0 |  | 0 | 0 | 0 | 0 | 0 | 0 | 0 | 0 |  |  |  |  | 0 | 0 | 0 | 0 | 0 | 1 | 0 | 0 |  | 1 | 1 | 1 | 1 | 1 | 1 | 0 | 0 | 0 | 0 | 0 | 0 | 0 | 0 | 0 | 0 | 0 | 0 | 0 | 0 | 0 | 0 | 0 | 0 | 0 | 0 | 0 | 0 | 0 | 0 | 0
Saturday | 7 | 16 | 14 | 4718 | 0 | 0 | 0 | 0 | 0 | 0 | 0 | 0 | 0 | 0 | 0 | 0 | 0 | 0 | 0 | 0 | 0 | 0 | 0 | 0 | 0 |  | 0 | 0 | 0 | 0 | 0 | 0 | 0 | 0 |  |  |  |  | 0 | 0 | 0 | 0 | 0 | 1 | 0 | 0 |  | 1 | 1 | 1 | 1 | 1 | 1 | 0 | 0 | 0 | 0 | 0 | 0 | 0 | 0 | 0 | 0 | 0 | 0 | 0 | 0 | 0 | 0 | 0 | 0 | 0 | 0 | 0 | 0 | 0 | 0 | 0
Saturday | 7 | 16 | 15 | 4719 | 0 | 0 | 0 | 0 | 0 | 0 | 0 | 0 | 0 | 0 | 0 | 0 | 0 | 0 | 0 | 0 | 0 | 0 | 0 | 0 | 0 |  | 0 | 0 | 0 | 0 | 0 | 0 | 0 | 0 |  |  |  |  | 0 | 0 | 0 | 0 | 0 | 1 | 0 | 0 |  | 1 | 1 | 1 | 1 | 1 | 1 | 0 | 0 | 0 | 0 | 0 | 0 | 0 | 0 | 0 | 0 | 0 | 0 | 0 | 0 | 0 | 0 | 0 | 0 | 0 | 0 | 0 | 0 | 0 | 0 | 0
Saturday | 7 | 16 | 16 | 4720 | 0 | 0 | 0 | 0 | 0 | 0 | 0 | 0 | 0 | 0 | 0 | 0 | 0 | 0 | 0 | 0 | 0 | 0 | 0 | 0 | 0 |  | 0 | 0 | 0 | 0 | 0 | 0 | 0 | 0 |  |  |  |  | 0 | 0 | 0 | 0 | 0 | 1 | 0 | 0 |  | 1 | 1 | 1 | 1 | 1 | 1 | 0 | 0 | 0 | 0 | 0 | 0 | 0 | 0 | 0 | 0 | 0 | 0 | 0 | 0 | 0 | 0 | 0 | 0 | 0 | 0 | 0 | 0 | 0 | 0 | 0
Saturday | 7 | 16 | 17 | 4721 | 0 | 0 | 0 | 0 | 0 | 0 | 0 | 0 | 0 | 0 | 0 | 0 | 0 | 0 | 0 | 0 | 0 | 0 | 0 | 0 | 0 |  | 0 | 0 | 0 | 0 | 0 | 0 | 0 | 0 |  |  |  |  | 0 | 0 | 0 | 0 | 0 | 1 | 0 | 0 |  | 1 | 1 | 1 | 1 | 1 | 1 | 0 | 0 | 0 | 0 | 0 | 0 | 0 | 0 | 0 | 0 | 0 | 0 | 0 | 0 | 0 | 0 | 0 | 0 | 0 | 0 | 0 | 0 | 0 | 0 | 0
Saturday | 7 | 16 | 18 | 4722 | 0 | 0 | 0 | 0 | 0 | 0 | 0 | 0 | 0 | 0 | 0 | 0 | 0 | 0 | 0 | 0 | 0 | 0 | 0 | 0 | 0 |  | 0 | 0 | 0 | 0 | 0 | 0 | 0 | 0 |  |  |  |  | 0 | 0 | 0 | 0 | 0 | 1 | 0 | 0 |  | 1 | 1 | 1 | 1 | 1 | 1 | 0 | 0 | 0 | 0 | 0 | 0 | 0 | 0 | 0 | 0 | 0 | 0 | 0 | 0 | 0 | 0 | 0 | 0 | 0 | 0 | 0 | 0 | 0 | 0 | 0
Saturday | 7 | 16 | 19 | 4723 | 0 | 0 | 0 | 0 | 0 | 0 | 0 | 0 | 0 | 0 | 0 | 0 | 0 | 0 | 0 | 0 | 0 | 0 | 0 | 0 | 0 |  | 0 | 0 | 0 | 0 | 0 | 0 | 0 | 0 |  |  |  |  | 0 | 0 | 0 | 0 | 0 | 1 | 0 | 0 |  | 1 | 1 | 1 | 1 | 1 | 1 | 0 | 0 | 0 | 0 | 0 | 0 | 0 | 0 | 0 | 0 | 0 | 0 | 0 | 0 | 0 | 0 | 0 | 0 | 0 | 0 | 0 | 0 | 0 | 0 | 0
Saturday | 7 | 16 | 20 | 4724 | 0 | 0 | 0 | 0 | 0 | 0 | 0 | 0 | 0 | 0 | 0 | 0 | 0 | 0 | 0 | 0 | 0 | 0 | 0 | 0 | 0 |  | 0 | 0 | 0 | 0 | 0 | 0 | 0 | 0 |  |  |  |  | 0 | 0 | 0 | 0 | 0 | 1 | 0 | 0 |  | 1 | 1 | 1 | 1 | 1 | 1 | 0 | 0 | 0 | 0 | 0 | 0 | 0 | 0 | 0 | 0 | 0 | 0 | 0 | 0 | 0 | 0 | 0 | 0 | 0 | 0 | 0 | 0 | 0 | 0 | 0
Saturday | 7 | 16 | 21 | 4725 | 0 | 0 | 0 | 0 | 0 | 0 | 0 | 0 | 0 | 0 | 0 | 0 | 0 | 0 | 0 | 0 | 0 | 0 | 0 | 0 | 0 |  | 0 | 0 | 0 | 0 | 0 | 0 | 0 | 0 |  |  |  |  | 0 | 0 | 0 | 0 | 0 | 1 | 0 | 0 |  | 1 | 1 | 1 | 1 | 1 | 1 | 0 | 0 | 0 | 0 | 0 | 0 | 0 | 0 | 0 | 0 | 0 | 0 | 0 | 0 | 0 | 0 | 0 | 0 | 0 | 0 | 0 | 0 | 0 | 0 | 0
Saturday | 7 | 16 | 22 | 4726 | 0 | 0 | 0 | 0 | 0 | 0 | 0 | 0 | 0 | 0 | 0 | 0 | 0 | 0 | 0 | 0 | 0 | 0 | 0 | 0 | 0 |  | 0 | 0 | 0 | 0 | 0 | 0 | 0 | 0 |  |  |  |  | 0 | 0 | 0 | 0 | 0 | 1 | 0 | 0 |  | 1 | 1 | 1 | 1 | 1 | 1 | 0 | 0 | 0 | 0 | 0 | 0 | 0 | 0 | 0 | 0 | 0 | 0 | 0 | 0 | 0 | 0 | 0 | 0 | 0 | 0 | 0 | 0 | 0 | 0 | 0
Saturday | 7 | 16 | 23 | 4727 | 0 | 0 | 0 | 0 | 0 | 0 | 0 | 0 | 0 | 0 | 0 | 0 | 0 | 0 | 0 | 0 | 0 | 0 | 0 | 0 | 0 |  | 0 | 0 | 0 | 0 | 0 | 0 | 0 | 0 |  |  |  |  | 0 | 0 | 0 | 0 | 0 | 1 | 0 | 0 |  | 1 | 1 | 1 | 1 | 1 | 1 | 0 | 0 | 0 | 0 | 0 | 0 | 0 | 0 | 0 | 0 | 0 | 0 | 0 | 0 | 0 | 0 | 0 | 0 | 0 | 0 | 0 | 0 | 0 | 0 | 0
Saturday | 7 | 16 | 24 | 4728 | 0 | 0 | 0 | 0 | 0 | 0 | 0 | 0 | 0 | 0 | 0 | 0 | 0 | 0 | 0 | 0 | 0 | 0 | 0 | 0 | 0 |  | 0 | 0 | 0 | 0 | 0 | 0 | 0 | 0 |  |  |  |  | 0 | 0 | 0 | 0 | 0 | 1 | 0 | 0 |  | 1 | 1 | 1 | 1 | 1 | 1 | 0 | 0 | 0 | 0 | 0 | 0 | 0 | 0 | 0 | 0 | 0 | 0 | 0 | 0 | 0 | 0 | 0 | 0 | 0 | 0 | 0 | 0 | 0 | 0 | 0
Sunday | 7 | 17 | 1 | 4729 | 0 | 0 | 0 | 0 | 0 | 0 | 0 | 0 | 0 | 0 | 0 | 0 | 0 | 0 | 0 | 0 | 0 | 0 | 0 | 0 | 0 |  | 0 | 0 | 0 | 0 | 0 | 0 | 0 | 0 |  |  |  |  | 0 | 0 | 0 | 0 | 0 | 1 | 0 | 0 |  | 1 | 1 | 1 | 1 | 1 | 1 | 0 | 0 | 0 | 0 | 0 | 0 | 0 | 0 | 0 | 0 | 0 | 0 | 0 | 0 | 0 | 0 | 0 | 0 | 0 | 0 | 0 | 0 | 0 | 0 | 0
Sunday | 7 | 17 | 2 | 4730 | 0 | 0 | 0 | 0 | 0 | 0 | 0 | 0 | 0 | 0 | 0 | 0 | 0 | 0 | 0 | 0 | 0 | 0 | 0 | 0 | 0 |  | 0 | 0 | 0 | 0 | 0 | 0 | 0 | 0 |  |  |  |  | 0 | 0 | 0 | 0 | 0 | 1 | 0 | 0 |  | 1 | 1 | 1 | 1 | 1 | 1 | 0 | 0 | 0 | 0 | 0 | 0 | 0 | 0 | 0 | 0 | 0 | 0 | 0 | 0 | 0 | 0 | 0 | 0 | 0 | 0 | 0 | 0 | 0 | 0 | 0
Sunday | 7 | 17 | 3 | 4731 | 0 | 0 | 0 | 0 | 0 | 0 | 0 | 0 | 0 | 0 | 0 | 0 | 0 | 0 | 0 | 0 | 0 | 0 | 0 | 0 | 0 |  | 0 | 0 | 0 | 0 | 0 | 0 | 0 | 0 |  |  |  |  | 0 | 0 | 0 | 0 | 0 | 1 | 0 | 0 |  | 1 | 1 | 1 | 1 | 1 | 1 | 0 | 0 | 0 | 0 | 0 | 0 | 0 | 0 | 0 | 0 | 0 | 0 | 0 | 0 | 0 | 0 | 0 | 0 | 0 | 0 | 0 | 0 | 0 | 0 | 0
Sunday | 7 | 17 | 4 | 4732 | 0 | 0 | 0 | 0 | 0 | 0 | 0 | 0 | 0 | 0 | 0 | 0 | 0 | 0 | 0 | 0 | 0 | 0 | 0 | 0 | 0 |  | 0 | 0 | 0 | 0 | 0 | 0 | 0 | 0 |  |  |  |  | 0 | 0 | 0 | 0 | 0 | 1 | 0 | 0 |  | 1 | 1 | 1 | 1 | 1 | 1 | 0 | 0 | 0 | 0 | 0 | 0 | 0 | 0 | 0 | 0 | 0 | 0 | 0 | 0 | 0 | 0 | 0 | 0 | 0 | 0 | 0 | 0 | 0 | 0 | 0
Sunday | 7 | 17 | 5 | 4733 | 0 | 0 | 0 | 0 | 0 | 0 | 0 | 0 | 0 | 0 | 0 | 0 | 0 | 0 | 0 | 0 | 0 | 0 | 0 | 0 | 0 |  | 0 | 0 | 0 | 0 | 0 | 0 | 0 | 0 |  |  |  |  | 0 | 0 | 0 | 0 | 0 | 1 | 0 | 0 |  | 1 | 1 | 1 | 1 | 1 | 1 | 0 | 0 | 0 | 0 | 0 | 0 | 0 | 0 | 0 | 0 | 0 | 0 | 0 | 0 | 0 | 0 | 0 | 0 | 0 | 0 | 0 | 0 | 0 | 0 | 0
Sunday | 7 | 17 | 6 | 4734 | 0 | 0 | 0 | 0 | 0 | 0 | 0 | 0 | 0 | 0 | 0 | 0 | 0 | 0 | 0 | 0 | 0 | 0 | 0 | 0 | 0 |  | 0 | 0 | 0 | 0 | 0 | 0 | 0 | 0 |  |  |  |  | 0 | 0 | 0 | 0 | 0 | 1 | 0 | 0 |  | 1 | 1 | 1 | 1 | 1 | 1 | 0 | 0 | 0 | 0 | 0 | 0 | 0 | 0 | 0 | 0 | 0 | 0 | 0 | 0 | 0 | 0 | 0 | 0 | 0 | 0 | 0 | 0 | 0 | 0 | 0
Sunday | 7 | 17 | 7 | 4735 | 0 | 0 | 0 | 0 | 0 | 0 | 0 | 0 | 0 | 0 | 0 | 0 | 0 | 0 | 0 | 0 | 0 | 0 | 0 | 0 | 0 |  | 0 | 0 | 0 | 0 | 0 | 0 | 0 | 0 |  |  |  |  | 0 | 0 | 0 | 0 | 0 | 1 | 0 | 0 |  | 1 | 1 | 1 | 1 | 1 | 1 | 0 | 0 | 0 | 0 | 0 | 0 | 0 | 0 | 0 | 0 | 0 | 0 | 0 | 0 | 0 | 0 | 0 | 0 | 0 | 0 | 0 | 0 | 0 | 0 | 0
Sunday | 7 | 17 | 8 | 4736 | 0 | 0 | 0 | 0 | 0 | 0 | 0 | 0 | 0 | 0 | 0 | 0 | 0 | 0 | 0 | 0 | 0 | 0 | 0 | 0 | 0 |  | 0 | 0 | 0 | 0 | 0 | 0 | 0 | 0 |  |  |  |  | 0 | 0 | 0 | 0 | 0 | 1 | 0 | 0 |  | 1 | 1 | 1 | 1 | 1 | 1 | 0 | 0 | 0 | 0 | 0 | 0 | 0 | 0 | 0 | 0 | 0 | 0 | 0 | 0 | 0 | 0 | 0 | 0 | 0 | 0 | 0 | 0 | 0 | 0 | 0
Sunday | 7 | 17 | 9 | 4737 | 0 | 0 | 0 | 0 | 0 | 0 | 0 | 0 | 0 | 0 | 0 | 0 | 0 | 0 | 0 | 0 | 0 | 0 | 0 | 0 | 0 |  | 0 | 0 | 0 | 0 | 0 | 0 | 0 | 0 |  |  |  |  | 0 | 0 | 0 | 0 | 0 | 1 | 0 | 0 |  | 1 | 1 | 1 | 1 | 1 | 1 | 0 | 0 | 0 | 0 | 0 | 0 | 0 | 0 | 0 | 0 | 0 | 0 | 0 | 0 | 0 | 0 | 0 | 0 | 0 | 0 | 0 | 0 | 0 | 0 | 0
Sunday | 7 | 17 | 10 | 4738 | 0 | 0 | 0 | 0 | 0 | 0 | 0 | 0 | 0 | 0 | 0 | 0 | 0 | 0 | 0 | 0 | 0 | 0 | 0 | 0 | 0 |  | 0 | 0 | 0 | 0 | 0 | 0 | 0 | 0 |  |  |  |  | 0 | 0 | 0 | 0 | 0 | 1 | 0 | 0 |  | 1 | 1 | 1 | 1 | 1 | 1 | 0 | 0 | 0 | 0 | 0 | 0 | 0 | 0 | 0 | 0 | 0 | 0 | 0 | 0 | 0 | 0 | 0 | 0 | 0 | 0 | 0 | 0 | 0 | 0 | 0
Sunday | 7 | 17 | 11 | 4739 | 0 | 0 | 0 | 0 | 0 | 0 | 0 | 0 | 0 | 0 | 0 | 0 | 0 | 0 | 0 | 0 | 0 | 0 | 0 | 0 | 0 |  | 0 | 0 | 0 | 0 | 0 | 0 | 0 | 0 |  |  |  |  | 0 | 0 | 0 | 0 | 0 | 1 | 0 | 0 |  | 1 | 1 | 1 | 1 | 1 | 1 | 0 | 0 | 0 | 0 | 0 | 0 | 0 | 0 | 0 | 0 | 0 | 0 | 0 | 0 | 0 | 0 | 0 | 0 | 0 | 0 | 0 | 0 | 0 | 0 | 0
Sunday | 7 | 17 | 12 | 4740 | 0 | 0 | 0 | 0 | 0 | 0 | 0 | 0 | 0 | 0 | 0 | 0 | 0 | 0 | 0 | 0 | 0 | 0 | 0 | 0 | 0 |  | 0 | 0 | 0 | 0 | 0 | 0 | 0 | 0 |  |  |  |  | 0 | 0 | 0 | 0 | 0 | 1 | 0 | 0 |  | 1 | 1 | 1 | 1 | 1 | 1 | 0 | 0 | 0 | 0 | 0 | 0 | 0 | 0 | 0 | 0 | 0 | 0 | 0 | 0 | 0 | 0 | 0 | 0 | 0 | 0 | 0 | 0 | 0 | 0 | 0
Sunday | 7 | 17 | 13 | 4741 | 0 | 0 | 0 | 0 | 0 | 0 | 0 | 0 | 0 | 0 | 0 | 0 | 0 | 0 | 0 | 0 | 0 | 0 | 0 | 0 | 0 |  | 0 | 0 | 0 | 0 | 0 | 0 | 0 | 0 |  |  |  |  | 0 | 0 | 0 | 0 | 0 | 1 | 0 | 0 |  | 1 | 1 | 1 | 1 | 1 | 1 | 0 | 0 | 0 | 0 | 0 | 0 | 0 | 0 | 0 | 0 | 0 | 0 | 0 | 0 | 0 | 0 | 0 | 0 | 0 | 0 | 0 | 0 | 0 | 0 | 0
Sunday | 7 | 17 | 14 | 4742 | 0 | 0 | 0 | 0 | 0 | 0 | 0 | 0 | 0 | 0 | 0 | 0 | 0 | 0 | 0 | 0 | 0 | 0 | 0 | 0 | 0 |  | 0 | 0 | 0 | 0 | 0 | 0 | 0 | 0 |  |  |  |  | 0 | 0 | 0 | 0 | 0 | 1 | 0 | 0 |  | 1 | 1 | 1 | 1 | 1 | 1 | 0 | 0 | 0 | 0 | 0 | 0 | 0 | 0 | 0 | 0 | 0 | 0 | 0 | 0 | 0 | 0 | 0 | 0 | 0 | 0 | 0 | 0 | 0 | 0 | 0
Sunday | 7 | 17 | 15 | 4743 | 0 | 0 | 0 | 0 | 0 | 0 | 0 | 0 | 0 | 0 | 0 | 0 | 0 | 0 | 0 | 0 | 0 | 0 | 0 | 0 | 0 |  | 0 | 0 | 0 | 0 | 0 | 0 | 0 | 0 |  |  |  |  | 0 | 0 | 0 | 0 | 0 | 1 | 0 | 0 |  | 1 | 1 | 1 | 1 | 1 | 1 | 0 | 0 | 0 | 0 | 0 | 0 | 0 | 0 | 0 | 0 | 0 | 0 | 0 | 0 | 0 | 0 | 0 | 0 | 0 | 0 | 0 | 0 | 0 | 0 | 0
Sunday | 7 | 17 | 16 | 4744 | 0 | 0 | 0 | 0 | 0 | 0 | 0 | 0 | 0 | 0 | 0 | 0 | 0 | 0 | 0 | 0 | 0 | 0 | 0 | 0 | 0 |  | 0 | 0 | 0 | 0 | 0 | 0 | 0 | 0 |  |  |  |  | 0 | 0 | 0 | 0 | 0 | 1 | 0 | 0 |  | 1 | 1 | 1 | 1 | 1 | 1 | 0 | 0 | 0 | 0 | 0 | 0 | 0 | 0 | 0 | 0 | 0 | 0 | 0 | 0 | 0 | 0 | 0 | 0 | 0 | 0 | 0 | 0 | 0 | 0 | 0
Sunday | 7 | 17 | 17 | 4745 | 0 | 0 | 0 | 0 | 0 | 0 | 0 | 0 | 0 | 0 | 0 | 0 | 0 | 0 | 0 | 0 | 0 | 0 | 0 | 0 | 0 |  | 0 | 0 | 0 | 0 | 0 | 0 | 0 | 0 |  |  |  |  | 0 | 0 | 0 | 0 | 0 | 1 | 0 | 0 |  | 1 | 1 | 1 | 1 | 1 | 1 | 0 | 0 | 0 | 0 | 0 | 0 | 0 | 0 | 0 | 0 | 0 | 0 | 0 | 0 | 0 | 0 | 0 | 0 | 0 | 0 | 0 | 0 | 0 | 0 | 0
Sunday | 7 | 17 | 18 | 4746 | 0 | 0 | 0 | 0 | 0 | 0 | 0 | 0 | 0 | 0 | 0 | 0 | 0 | 0 | 0 | 0 | 0 | 0 | 0 | 0 | 0 |  | 0 | 0 | 0 | 0 | 0 | 0 | 0 | 0 |  |  |  |  | 0 | 0 | 0 | 0 | 0 | 1 | 0 | 0 |  | 1 | 1 | 1 | 1 | 1 | 1 | 0 | 0 | 0 | 0 | 0 | 0 | 0 | 0 | 0 | 0 | 0 | 0 | 0 | 0 | 0 | 0 | 0 | 0 | 0 | 0 | 0 | 0 | 0 | 0 | 0
Sunday | 7 | 17 | 19 | 4747 | 0 | 0 | 0 | 0 | 0 | 0 | 0 | 0 | 0 | 0 | 0 | 0 | 0 | 0 | 0 | 0 | 0 | 0 | 0 | 0 | 0 |  | 0 | 0 | 0 | 0 | 0 | 0 | 0 | 0 |  |  |  |  | 0 | 0 | 0 | 0 | 0 | 1 | 0 | 0 |  | 1 | 1 | 1 | 1 | 1 | 1 | 0 | 0 | 0 | 0 | 0 | 0 | 0 | 0 | 0 | 0 | 0 | 0 | 0 | 0 | 0 | 0 | 0 | 0 | 0 | 0 | 0 | 0 | 0 | 0 | 0
Sunday | 7 | 17 | 20 | 4748 | 0 | 0 | 0 | 0 | 0 | 0 | 0 | 0 | 0 | 0 | 0 | 0 | 0 | 0 | 0 | 0 | 0 | 0 | 0 | 0 | 0 |  | 0 | 0 | 0 | 0 | 0 | 0 | 0 | 0 |  |  |  |  | 0 | 0 | 0 | 0 | 0 | 1 | 0 | 0 |  | 1 | 1 | 1 | 1 | 1 | 1 | 0 | 0 | 0 | 0 | 0 | 0 | 0 | 0 | 0 | 0 | 0 | 0 | 0 | 0 | 0 | 0 | 0 | 0 | 0 | 0 | 0 | 0 | 0 | 0 | 0
Sunday | 7 | 17 | 21 | 4749 | 0 | 0 | 0 | 0 | 0 | 0 | 0 | 0 | 0 | 0 | 0 | 0 | 0 | 0 | 0 | 0 | 0 | 0 | 0 | 0 | 0 |  | 0 | 0 | 0 | 0 | 0 | 0 | 0 | 0 |  |  |  |  | 0 | 0 | 0 | 0 | 0 | 1 | 0 | 0 |  | 1 | 1 | 1 | 1 | 1 | 1 | 0 | 0 | 0 | 0 | 0 | 0 | 0 | 0 | 0 | 0 | 0 | 0 | 0 | 0 | 0 | 0 | 0 | 0 | 0 | 0 | 0 | 0 | 0 | 0 | 0
Sunday | 7 | 17 | 22 | 4750 | 0 | 0 | 0 | 0 | 0 | 0 | 0 | 0 | 0 | 0 | 0 | 0 | 0 | 0 | 0 | 0 | 0 | 0 | 0 | 0 | 0 |  | 0 | 0 | 0 | 0 | 0 | 0 | 0 | 0 |  |  |  |  | 0 | 0 | 0 | 0 | 0 | 1 | 0 | 0 |  | 1 | 1 | 1 | 1 | 1 | 1 | 0 | 0 | 0 | 0 | 0 | 0 | 0 | 0 | 0 | 0 | 0 | 0 | 0 | 0 | 0 | 0 | 0 | 0 | 0 | 0 | 0 | 0 | 0 | 0 | 0
Sunday | 7 | 17 | 23 | 4751 | 0 | 0 | 0 | 0 | 0 | 0 | 0 | 0 | 0 | 0 | 0 | 0 | 0 | 0 | 0 | 0 | 0 | 0 | 0 | 0 | 0 |  | 0 | 0 | 0 | 0 | 0 | 0 | 0 | 0 |  |  |  |  | 0 | 0 | 0 | 0 | 0 | 1 | 0 | 0 |  | 1 | 1 | 1 | 1 | 1 | 1 | 0 | 0 | 0 | 0 | 0 | 0 | 0 | 0 | 0 | 0 | 0 | 0 | 0 | 0 | 0 | 0 | 0 | 0 | 0 | 0 | 0 | 0 | 0 | 0 | 0
Sunday | 7 | 17 | 24 | 4752 | 0 | 0 | 0 | 0 | 0 | 0 | 0 | 0 | 0 | 0 | 0 | 0 | 0 | 0 | 0 | 0 | 0 | 0 | 0 | 0 | 0 |  | 0 | 0 | 0 | 0 | 0 | 0 | 0 | 0 |  |  |  |  | 0 | 0 | 0 | 0 | 0 | 1 | 0 | 0 |  | 1 | 1 | 1 | 1 | 1 | 1 | 0 | 0 | 0 | 0 | 0 | 0 | 0 | 0 | 0 | 0 | 0 | 0 | 0 | 0 | 0 | 0 | 0 | 0 | 0 | 0 | 0 | 0 | 0 | 0 | 0
Monday | 7 | 18 | 1 | 4753 | 0 | 0 | 0 | 0 | 0 | 0 | 0 | 0 | 0 | 0 | 0 | 0 | 0 | 0 | 0 | 0 | 0 | 0 | 0 | 0 | 0 |  | 0 | 0 | 0 | 0 | 0 | 0 | 0 | 0 |  |  |  |  | 0 | 0 | 0 | 0 | 0 | 1 | 0 | 0 |  | 1 | 1 | 1 | 1 | 1 | 1 | 0 | 0 | 0 | 0 | 0 | 0 | 0 | 0 | 0 | 0 | 0 | 0 | 0 | 0 | 0 | 0 | 0 | 0 | 0 | 0 | 0 | 0 | 0 | 0 | 0
Monday | 7 | 18 | 2 | 4754 | 0 | 0 | 0 | 0 | 0 | 0 | 0 | 0 | 0 | 0 | 0 | 0 | 0 | 0 | 0 | 0 | 0 | 0 | 0 | 0 | 0 |  | 0 | 0 | 0 | 0 | 0 | 0 | 0 | 0 |  |  |  |  | 0 | 0 | 0 | 0 | 0 | 1 | 0 | 0 |  | 1 | 1 | 1 | 1 | 1 | 1 | 0 | 0 | 0 | 0 | 0 | 0 | 0 | 0 | 0 | 0 | 0 | 0 | 0 | 0 | 0 | 0 | 0 | 0 | 0 | 0 | 0 | 0 | 0 | 0 | 0
Monday | 7 | 18 | 3 | 4755 | 0 | 0 | 0 | 0 | 0 | 0 | 0 | 0 | 0 | 0 | 0 | 0 | 0 | 0 | 0 | 0 | 0 | 0 | 0 | 0 | 0 |  | 0 | 0 | 0 | 0 | 0 | 0 | 0 | 0 |  |  |  |  | 0 | 0 | 0 | 0 | 0 | 1 | 0 | 0 |  | 1 | 1 | 1 | 1 | 1 | 1 | 0 | 0 | 0 | 0 | 0 | 0 | 0 | 0 | 0 | 0 | 0 | 0 | 0 | 0 | 0 | 0 | 0 | 0 | 0 | 0 | 0 | 0 | 0 | 0 | 0
Monday | 7 | 18 | 4 | 4756 | 0 | 0 | 0 | 0 | 0 | 0 | 0 | 0 | 0 | 0 | 0 | 0 | 0 | 0 | 0 | 0 | 0 | 0 | 0 | 0 | 0 |  | 0 | 0 | 0 | 0 | 0 | 0 | 0 | 0 |  |  |  |  | 0 | 0 | 0 | 0 | 0 | 1 | 0 | 0 |  | 1 | 1 | 1 | 1 | 1 | 1 | 0 | 0 | 0 | 0 | 0 | 0 | 0 | 0 | 0 | 0 | 0 | 0 | 0 | 0 | 0 | 0 | 0 | 0 | 0 | 0 | 0 | 0 | 0 | 0 | 0
Monday | 7 | 18 | 5 | 4757 | 0 | 0 | 0 | 0 | 0 | 0 | 0 | 0 | 0 | 0 | 0 | 0 | 0 | 0 | 0 | 0 | 0 | 0 | 0 | 0 | 0 |  | 0 | 0 | 0 | 0 | 0 | 0 | 0 | 0 |  |  |  |  | 0 | 0 | 0 | 0 | 0 | 1 | 0 | 0 |  | 1 | 1 | 1 | 1 | 1 | 1 | 0 | 0 | 0 | 0 | 0 | 0 | 0 | 0 | 0 | 0 | 0 | 0 | 0 | 0 | 0 | 0 | 0 | 0 | 0 | 0 | 0 | 0 | 0 | 0 | 0
Monday | 7 | 18 | 6 | 4758 | 0 | 0 | 0 | 0 | 0 | 0 | 0 | 0 | 0 | 0 | 0 | 0 | 0 | 0 | 0 | 0 | 0 | 0 | 0 | 0 | 0 |  | 0 | 0 | 0 | 0 | 0 | 0 | 0 | 0 |  |  |  |  | 0 | 0 | 0 | 0 | 0 | 1 | 0 | 0 |  | 1 | 1 | 1 | 1 | 1 | 1 | 0 | 0 | 0 | 0 | 0 | 0 | 0 | 0 | 0 | 0 | 0 | 0 | 0 | 0 | 0 | 0 | 0 | 0 | 0 | 0 | 0 | 0 | 0 | 0 | 0
Monday | 7 | 18 | 7 | 4759 | 0 | 0 | 0 | 0 | 0 | 0 | 0 | 0 | 0 | 0 | 0 | 0 | 0 | 0 | 0 | 0 | 0 | 0 | 0 | 0 | 0 |  | 0 | 0 | 0 | 0 | 0 | 0 | 0 | 0 |  |  |  |  | 0 | 0 | 0 | 0 | 0 | 1 | 0 | 0 |  | 1 | 1 | 1 | 1 | 1 | 1 | 0 | 0 | 0 | 0 | 0 | 0 | 0 | 0 | 0 | 0 | 0 | 0 | 0 | 0 | 0 | 0 | 0 | 0 | 0 | 0 | 0 | 0 | 0 | 0 | 0
Monday | 7 | 18 | 8 | 4760 | 0 | 0 | 0 | 0 | 0 | 0 | 0 | 0 | 0 | 0 | 0 | 0 | 0 | 0 | 0 | 0 | 0 | 0 | 0 | 0 | 0 |  | 0 | 0 | 0 | 0 | 0 | 0 | 0 | 0 |  |  |  |  | 0 | 0 | 0 | 0 | 1 | 0 | 0 | 0 |  | 1 | 1 | 1 | #VALUE! | 1 | #VALUE! | 0 | 0 | 0 | 0 | 0 | 0 | 0 | 0 | 0 | 0 | 0 | 0 | 0 | 0 | 0 | 0 | 0 | 0 | 0 | 0 | 0 | 0 | 0 | 0 | 0
Monday | 7 | 18 | 9 | 4761 | 0 | 0 | 0 | 0 | 0 | 0 | 0 | 0 | 0 | 0 | 0 | 0 | 0 | 0 | 0 | 0 | 0 | 0 | 0 | 0 | 0 |  | 0 | 0 | 0 | 0 | 0 | 0 | 0 | 0 |  |  |  |  | 0 | 0 | 0 | 0 | 1 | 0 | 0 | 0 |  | 1 | 1 | 1 | #VALUE! | 1 | #VALUE! | 0 | 0 | 0 | 0 | 0 | 0 | 0 | 0 | 0 | 0 | 0 | 0 | 0 | 0 | 0 | 0 | 0 | 0 | 0 | 0 | 0 | 0 | 0 | 0 | 0
Monday | 7 | 18 | 10 | 4762 | 0 | 0 | 0 | 0 | 0 | 0 | 0 | 0 | 0 | 0 | 0 | 0 | 0 | 0 | 0 | 0 | 0 | 0 | 0 | 0 | 0 |  | 0 | 0 | 0 | 0 | 0 | 0 | 0 | 0 |  |  |  |  | 0 | 0 | 0 | 0 | 1 | 0 | 0 | 0 |  | 1 | 1 | 1 | #VALUE! | 1 | #VALUE! | 0 | 0 | 0 | 0 | 0 | 0 | 0 | 0 | 0 | 0 | 0 | 0 | 0 | 0 | 0 | 0 | 0 | 0 | 0 | 0 | 0 | 0 | 0 | 0 | 0
Monday | 7 | 18 | 11 | 4763 | 0 | 0 | 0 | 0 | 0 | 0 | 0 | 0 | 0 | 0 | 0 | 0 | 0 | 0 | 0 | 0 | 0 | 0 | 0 | 0 | 0 |  | 0 | 0 | 0 | 0 | 0 | 0 | 0 | 0 |  |  |  |  | 0 | 0 | 0 | 0 | 1 | 0 | 0 | 0 |  | 1 | 1 | 1 | #VALUE! | 1 | #VALUE! | 0 | 0 | 0 | 0 | 0 | 0 | 0 | 0 | 0 | 0 | 0 | 0 | 0 | 0 | 0 | 0 | 0 | 0 | 0 | 0 | 0 | 0 | 0 | 0 | 0
Monday | 7 | 18 | 12 | 4764 | 0 | 0 | 0 | 0 | 0 | 0 | 0 | 0 | 0 | 0 | 0 | 0 | 0 | 0 | 0 | 0 | 0 | 0 | 0 | 0 | 0 |  | 0 | 0 | 0 | 0 | 0 | 0 | 0 | 0 |  |  |  |  | 0 | 0 | 0 | 0 | 1 | 0 | 0 | 0 |  | 1 | 1 | 1 | #VALUE! | 1 | #VALUE! | 0 | 0 | 0 | 0 | 0 | 0 | 0 | 0 | 0 | 0 | 0 | 0 | 0 | 0 | 0 | 0 | 0 | 0 | 0 | 0 | 0 | 0 | 0 | 0 | 0
Monday | 7 | 18 | 13 | 4765 | 0 | 0 | 0 | 0 | 0 | 0 | 0 | 0 | 0 | 0 | 0 | 0 | 0 | 0 | 0 | 0 | 0 | 0 | 0 | 0 | 0 |  | 0 | 0 | 0 | 0 | 0 | 0 | 0 | 0 |  |  |  |  | 0 | 0 | 0 | 0 | 1 | 0 | 0 | 0 |  | 1 | 1 | 1 | #VALUE! | 1 | #VALUE! | 0 | 0 | 0 | 0 | 0 | 0 | 0 | 0 | 0 | 0 | 0 | 0 | 0 | 0 | 0 | 0 | 0 | 0 | 0 | 0 | 0 | 0 | 0 | 0 | 0
Monday | 7 | 18 | 14 | 4766 | 0 | 0 | 0 | 0 | 0 | 0 | 0 | 0 | 0 | 0 | 0 | 0 | 0 | 0 | 0 | 0 | 0 | 0 | 0 | 0 | 0 |  | 0 | 0 | 0 | 0 | 0 | 0 | 0 | 0 |  |  |  |  | 0 | 0 | 0 | 1 | 0 | 0 | 0 | 0 |  | 1 | 1 | #VALUE! | 1 | 1 | #VALUE! | 0 | 0 | 0 | 0 | 0 | 0 | 0 | 0 | 0 | 0 | 0 | 0 | 0 | 0 | 0 | 0 | 0 | 0 | 0 | 0 | 0 | 0 | 0 | 0 | 0
Monday | 7 | 18 | 15 | 4767 | 0 | 0 | 0 | 0 | 0 | 0 | 0 | 0 | 0 | 0 | 0 | 0 | 0 | 0 | 0 | 0 | 0 | 0 | 0 | 0 | 0 |  | 0 | 0 | 0 | 0 | 0 | 0 | 0 | 0 |  |  |  |  | 0 | 0 | 0 | 1 | 0 | 0 | 0 | 0 |  | 1 | 1 | #VALUE! | 1 | 1 | #VALUE! | 0 | 0 | 0 | 0 | 0 | 0 | 0 | 0 | 0 | 0 | 0 | 0 | 0 | 0 | 0 | 0 | 0 | 0 | 0 | 0 | 0 | 0 | 0 | 0 | 0
Monday | 7 | 18 | 16 | 4768 | 0 | 0 | 0 | 0 | 0 | 0 | 0 | 0 | 0 | 0 | 0 | 0 | 0 | 0 | 0 | 0 | 0 | 0 | 0 | 0 | 0 |  | 0 | 0 | 0 | 0 | 0 | 0 | 0 | 0 |  |  |  |  | 0 | 0 | 0 | 1 | 0 | 0 | 0 | 0 |  | 1 | 1 | #VALUE! | 1 | 1 | #VALUE! | 0 | 0 | 0 | 0 | 0 | 0 | 0 | 0 | 0 | 0 | 0 | 0 | 0 | 0 | 0 | 0 | 0 | 0 | 0 | 0 | 0 | 0 | 0 | 0 | 0
Monday | 7 | 18 | 17 | 4769 | 0 | 0 | 0 | 0 | 0 | 0 | 0 | 0 | 0 | 0 | 0 | 0 | 0 | 0 | 0 | 0 | 0 | 0 | 0 | 0 | 0 |  | 0 | 0 | 0 | 0 | 0 | 0 | 0 | 0 |  |  |  |  | 0 | 0 | 0 | 1 | 0 | 0 | 0 | 0 |  | 1 | 1 | #VALUE! | 1 | 1 | #VALUE! | 0 | 0 | 0 | 0 | 0 | 0 | 0 | 0 | 0 | 0 | 0 | 0 | 0 | 0 | 0 | 0 | 0 | 0 | 0 | 0 | 0 | 0 | 0 | 0 | 0
Monday | 7 | 18 | 18 | 4770 | 0 | 0 | 0 | 0 | 0 | 0 | 0 | 0 | 0 | 0 | 0 | 0 | 0 | 0 | 0 | 0 | 0 | 0 | 0 | 0 | 0 |  | 0 | 0 | 0 | 0 | 0 | 0 | 0 | 0 |  |  |  |  | 0 | 0 | 0 | 1 | 0 | 0 | 0 | 0 |  | 1 | 1 | #VALUE! | 1 | 1 | #VALUE! | 0 | 0 | 0 | 0 | 0 | 0 | 0 | 0 | 0 | 0 | 0 | 0 | 0 | 0 | 0 | 0 | 0 | 0 | 0 | 0 | 0 | 0 | 0 | 0 | 0
Monday | 7 | 18 | 19 | 4771 | 0 | 0 | 0 | 0 | 0 | 0 | 0 | 0 | 0 | 0 | 0 | 0 | 0 | 0 | 0 | 0 | 0 | 0 | 0 | 0 | 0 |  | 0 | 0 | 0 | 0 | 0 | 0 | 0 | 0 |  |  |  |  | 0 | 0 | 0 | 1 | 0 | 0 | 0 | 0 |  | 1 | 1 | #VALUE! | 1 | 1 | #VALUE! | 0 | 0 | 0 | 0 | 0 | 0 | 0 | 0 | 0 | 0 | 0 | 0 | 0 | 0 | 0 | 0 | 0 | 0 | 0 | 0 | 0 | 0 | 0 | 0 | 0
Monday | 7 | 18 | 20 | 4772 | 0 | 0 | 0 | 0 | 0 | 0 | 0 | 0 | 0 | 0 | 0 | 0 | 0 | 0 | 0 | 0 | 0 | 0 | 0 | 0 | 0 |  | 0 | 0 | 0 | 0 | 0 | 0 | 0 | 0 |  |  |  |  | 0 | 0 | 0 | 0 | 1 | 0 | 0 | 0 |  | 1 | 1 | 1 | #VALUE! | 1 | #VALUE! | 0 | 0 | 0 | 0 | 0 | 0 | 0 | 0 | 0 | 0 | 0 | 0 | 0 | 0 | 0 | 0 | 0 | 0 | 0 | 0 | 0 | 0 | 0 | 0 | 0
Monday | 7 | 18 | 21 | 4773 | 0 | 0 | 0 | 0 | 0 | 0 | 0 | 0 | 0 | 0 | 0 | 0 | 0 | 0 | 0 | 0 | 0 | 0 | 0 | 0 | 0 |  | 0 | 0 | 0 | 0 | 0 | 0 | 0 | 0 |  |  |  |  | 0 | 0 | 0 | 0 | 1 | 0 | 0 | 0 |  | 1 | 1 | 1 | #VALUE! | 1 | #VALUE! | 0 | 0 | 0 | 0 | 0 | 0 | 0 | 0 | 0 | 0 | 0 | 0 | 0 | 0 | 0 | 0 | 0 | 0 | 0 | 0 | 0 | 0 | 0 | 0 | 0
Monday | 7 | 18 | 22 | 4774 | 0 | 0 | 0 | 0 | 0 | 0 | 0 | 0 | 0 | 0 | 0 | 0 | 0 | 0 | 0 | 0 | 0 | 0 | 0 | 0 | 0 |  | 0 | 0 | 0 | 0 | 0 | 0 | 0 | 0 |  |  |  |  | 0 | 0 | 0 | 0 | 1 | 0 | 0 | 0 |  | 1 | 1 | 1 | #VALUE! | 1 | #VALUE! | 0 | 0 | 0 | 0 | 0 | 0 | 0 | 0 | 0 | 0 | 0 | 0 | 0 | 0 | 0 | 0 | 0 | 0 | 0 | 0 | 0 | 0 | 0 | 0 | 0
Monday | 7 | 18 | 23 | 4775 | 0 | 0 | 0 | 0 | 0 | 0 | 0 | 0 | 0 | 0 | 0 | 0 | 0 | 0 | 0 | 0 | 0 | 0 | 0 | 0 | 0 |  | 0 | 0 | 0 | 0 | 0 | 0 | 0 | 0 |  |  |  |  | 0 | 0 | 0 | 0 | 0 | 1 | 0 | 0 |  | 1 | 1 | 1 | 1 | 1 | 1 | 0 | 0 | 0 | 0 | 0 | 0 | 0 | 0 | 0 | 0 | 0 | 0 | 0 | 0 | 0 | 0 | 0 | 0 | 0 | 0 | 0 | 0 | 0 | 0 | 0
Monday | 7 | 18 | 24 | 4776 | 0 | 0 | 0 | 0 | 0 | 0 | 0 | 0 | 0 | 0 | 0 | 0 | 0 | 0 | 0 | 0 | 0 | 0 | 0 | 0 | 0 |  | 0 | 0 | 0 | 0 | 0 | 0 | 0 | 0 |  |  |  |  | 0 | 0 | 0 | 0 | 0 | 1 | 0 | 0 |  | 1 | 1 | 1 | 1 | 1 | 1 | 0 | 0 | 0 | 0 | 0 | 0 | 0 | 0 | 0 | 0 | 0 | 0 | 0 | 0 | 0 | 0 | 0 | 0 | 0 | 0 | 0 | 0 | 0 | 0 | 0
Tuesday | 7 | 19 | 1 | 4777 | 0 | 0 | 0 | 0 | 0 | 0 | 0 | 0 | 0 | 0 | 0 | 0 | 0 | 0 | 0 | 0 | 0 | 0 | 0 | 0 | 0 |  | 0 | 0 | 0 | 0 | 0 | 0 | 0 | 0 |  |  |  |  | 0 | 0 | 0 | 0 | 0 | 1 | 0 | 0 |  | 1 | 1 | 1 | 1 | 1 | 1 | 0 | 0 | 0 | 0 | 0 | 0 | 0 | 0 | 0 | 0 | 0 | 0 | 0 | 0 | 0 | 0 | 0 | 0 | 0 | 0 | 0 | 0 | 0 | 0 | 0
Tuesday | 7 | 19 | 2 | 4778 | 0 | 0 | 0 | 0 | 0 | 0 | 0 | 0 | 0 | 0 | 0 | 0 | 0 | 0 | 0 | 0 | 0 | 0 | 0 | 0 | 0 |  | 0 | 0 | 0 | 0 | 0 | 0 | 0 | 0 |  |  |  |  | 0 | 0 | 0 | 0 | 0 | 1 | 0 | 0 |  | 1 | 1 | 1 | 1 | 1 | 1 | 0 | 0 | 0 | 0 | 0 | 0 | 0 | 0 | 0 | 0 | 0 | 0 | 0 | 0 | 0 | 0 | 0 | 0 | 0 | 0 | 0 | 0 | 0 | 0 | 0
Tuesday | 7 | 19 | 3 | 4779 | 0 | 0 | 0 | 0 | 0 | 0 | 0 | 0 | 0 | 0 | 0 | 0 | 0 | 0 | 0 | 0 | 0 | 0 | 0 | 0 | 0 |  | 0 | 0 | 0 | 0 | 0 | 0 | 0 | 0 |  |  |  |  | 0 | 0 | 0 | 0 | 0 | 1 | 0 | 0 |  | 1 | 1 | 1 | 1 | 1 | 1 | 0 | 0 | 0 | 0 | 0 | 0 | 0 | 0 | 0 | 0 | 0 | 0 | 0 | 0 | 0 | 0 | 0 | 0 | 0 | 0 | 0 | 0 | 0 | 0 | 0
Tuesday | 7 | 19 | 4 | 4780 | 0 | 0 | 0 | 0 | 0 | 0 | 0 | 0 | 0 | 0 | 0 | 0 | 0 | 0 | 0 | 0 | 0 | 0 | 0 | 0 | 0 |  | 0 | 0 | 0 | 0 | 0 | 0 | 0 | 0 |  |  |  |  | 0 | 0 | 0 | 0 | 0 | 1 | 0 | 0 |  | 1 | 1 | 1 | 1 | 1 | 1 | 0 | 0 | 0 | 0 | 0 | 0 | 0 | 0 | 0 | 0 | 0 | 0 | 0 | 0 | 0 | 0 | 0 | 0 | 0 | 0 | 0 | 0 | 0 | 0 | 0
Tuesday | 7 | 19 | 5 | 4781 | 0 | 0 | 0 | 0 | 0 | 0 | 0 | 0 | 0 | 0 | 0 | 0 | 0 | 0 | 0 | 0 | 0 | 0 | 0 | 0 | 0 |  | 0 | 0 | 0 | 0 | 0 | 0 | 0 | 0 |  |  |  |  | 0 | 0 | 0 | 0 | 0 | 1 | 0 | 0 |  | 1 | 1 | 1 | 1 | 1 | 1 | 0 | 0 | 0 | 0 | 0 | 0 | 0 | 0 | 0 | 0 | 0 | 0 | 0 | 0 | 0 | 0 | 0 | 0 | 0 | 0 | 0 | 0 | 0 | 0 | 0
Tuesday | 7 | 19 | 6 | 4782 | 0 | 0 | 0 | 0 | 0 | 0 | 0 | 0 | 0 | 0 | 0 | 0 | 0 | 0 | 0 | 0 | 0 | 0 | 0 | 0 | 0 |  | 0 | 0 | 0 | 0 | 0 | 0 | 0 | 0 |  |  |  |  | 0 | 0 | 0 | 0 | 0 | 1 | 0 | 0 |  | 1 | 1 | 1 | 1 | 1 | 1 | 0 | 0 | 0 | 0 | 0 | 0 | 0 | 0 | 0 | 0 | 0 | 0 | 0 | 0 | 0 | 0 | 0 | 0 | 0 | 0 | 0 | 0 | 0 | 0 | 0
Tuesday | 7 | 19 | 7 | 4783 | 0 | 0 | 0 | 0 | 0 | 0 | 0 | 0 | 0 | 0 | 0 | 0 | 0 | 0 | 0 | 0 | 0 | 0 | 0 | 0 | 0 |  | 0 | 0 | 0 | 0 | 0 | 0 | 0 | 0 |  |  |  |  | 0 | 0 | 0 | 0 | 0 | 1 | 0 | 0 |  | 1 | 1 | 1 | 1 | 1 | 1 | 0 | 0 | 0 | 0 | 0 | 0 | 0 | 0 | 0 | 0 | 0 | 0 | 0 | 0 | 0 | 0 | 0 | 0 | 0 | 0 | 0 | 0 | 0 | 0 | 0
Tuesday | 7 | 19 | 8 | 4784 | 0 | 0 | 0 | 0 | 0 | 0 | 0 | 0 | 0 | 0 | 0 | 0 | 0 | 0 | 0 | 0 | 0 | 0 | 0 | 0 | 0 |  | 0 | 0 | 0 | 0 | 0 | 0 | 0 | 0 |  |  |  |  | 0 | 0 | 0 | 0 | 1 | 0 | 0 | 0 |  | 1 | 1 | 1 | #VALUE! | 1 | #VALUE! | 0 | 0 | 0 | 0 | 0 | 0 | 0 | 0 | 0 | 0 | 0 | 0 | 0 | 0 | 0 | 0 | 0 | 0 | 0 | 0 | 0 | 0 | 0 | 0 | 0
Tuesday | 7 | 19 | 9 | 4785 | 0 | 0 | 0 | 0 | 0 | 0 | 0 | 0 | 0 | 0 | 0 | 0 | 0 | 0 | 0 | 0 | 0 | 0 | 0 | 0 | 0 |  | 0 | 0 | 0 | 0 | 0 | 0 | 0 | 0 |  |  |  |  | 0 | 0 | 0 | 0 | 1 | 0 | 0 | 0 |  | 1 | 1 | 1 | #VALUE! | 1 | #VALUE! | 0 | 0 | 0 | 0 | 0 | 0 | 0 | 0 | 0 | 0 | 0 | 0 | 0 | 0 | 0 | 0 | 0 | 0 | 0 | 0 | 0 | 0 | 0 | 0 | 0
Tuesday | 7 | 19 | 10 | 4786 | 0 | 0 | 0 | 0 | 0 | 0 | 0 | 0 | 0 | 0 | 0 | 0 | 0 | 0 | 0 | 0 | 0 | 0 | 0 | 0 | 0 |  | 0 | 0 | 0 | 0 | 0 | 0 | 0 | 0 |  |  |  |  | 0 | 0 | 0 | 0 | 1 | 0 | 0 | 0 |  | 1 | 1 | 1 | #VALUE! | 1 | #VALUE! | 0 | 0 | 0 | 0 | 0 | 0 | 0 | 0 | 0 | 0 | 0 | 0 | 0 | 0 | 0 | 0 | 0 | 0 | 0 | 0 | 0 | 0 | 0 | 0 | 0
Tuesday | 7 | 19 | 11 | 4787 | 0 | 0 | 0 | 0 | 0 | 0 | 0 | 0 | 0 | 0 | 0 | 0 | 0 | 0 | 0 | 0 | 0 | 0 | 0 | 0 | 0 |  | 0 | 0 | 0 | 0 | 0 | 0 | 0 | 0 |  |  |  |  | 0 | 0 | 0 | 0 | 1 | 0 | 0 | 0 |  | 1 | 1 | 1 | #VALUE! | 1 | #VALUE! | 0 | 0 | 0 | 0 | 0 | 0 | 0 | 0 | 0 | 0 | 0 | 0 | 0 | 0 | 0 | 0 | 0 | 0 | 0 | 0 | 0 | 0 | 0 | 0 | 0
Tuesday | 7 | 19 | 12 | 4788 | 0 | 0 | 0 | 0 | 0 | 0 | 0 | 0 | 0 | 0 | 0 | 0 | 0 | 0 | 0 | 0 | 0 | 0 | 0 | 0 | 0 |  | 0 | 0 | 0 | 0 | 0 | 0 | 0 | 0 |  |  |  |  | 0 | 0 | 0 | 0 | 1 | 0 | 0 | 0 |  | 1 | 1 | 1 | #VALUE! | 1 | #VALUE! | 0 | 0 | 0 | 0 | 0 | 0 | 0 | 0 | 0 | 0 | 0 | 0 | 0 | 0 | 0 | 0 | 0 | 0 | 0 | 0 | 0 | 0 | 0 | 0 | 0
Tuesday | 7 | 19 | 13 | 4789 | 0 | 0 | 0 | 0 | 0 | 0 | 0 | 0 | 0 | 0 | 0 | 0 | 0 | 0 | 0 | 0 | 0 | 0 | 0 | 0 | 0 |  | 0 | 0 | 0 | 0 | 0 | 0 | 0 | 0 |  |  |  |  | 0 | 0 | 0 | 0 | 1 | 0 | 0 | 0 |  | 1 | 1 | 1 | #VALUE! | 1 | #VALUE! | 0 | 0 | 0 | 0 | 0 | 0 | 0 | 0 | 0 | 0 | 0 | 0 | 0 | 0 | 0 | 0 | 0 | 0 | 0 | 0 | 0 | 0 | 0 | 0 | 0
Tuesday | 7 | 19 | 14 | 4790 | 0 | 0 | 0 | 0 | 0 | 0 | 0 | 0 | 0 | 0 | 0 | 0 | 0 | 0 | 0 | 0 | 0 | 0 | 0 | 0 | 0 |  | 0 | 0 | 0 | 0 | 0 | 0 | 0 | 0 |  |  |  |  | 0 | 0 | 0 | 1 | 0 | 0 | 0 | 0 |  | 1 | 1 | #VALUE! | 1 | 1 | #VALUE! | 0 | 0 | 0 | 0 | 0 | 0 | 0 | 0 | 0 | 0 | 0 | 0 | 0 | 0 | 0 | 0 | 0 | 0 | 0 | 0 | 0 | 0 | 0 | 0 | 0
Tuesday | 7 | 19 | 15 | 4791 | 0 | 0 | 0 | 0 | 0 | 0 | 0 | 0 | 0 | 0 | 0 | 0 | 0 | 0 | 0 | 0 | 0 | 0 | 0 | 0 | 0 |  | 0 | 0 | 0 | 0 | 0 | 0 | 0 | 0 |  |  |  |  | 0 | 0 | 0 | 1 | 0 | 0 | 0 | 0 |  | 1 | 1 | #VALUE! | 1 | 1 | #VALUE! | 0 | 0 | 0 | 0 | 0 | 0 | 0 | 0 | 0 | 0 | 0 | 0 | 0 | 0 | 0 | 0 | 0 | 0 | 0 | 0 | 0 | 0 | 0 | 0 | 0
Tuesday | 7 | 19 | 16 | 4792 | 0 | 0 | 0 | 0 | 0 | 0 | 0 | 0 | 0 | 0 | 0 | 0 | 0 | 0 | 0 | 0 | 0 | 0 | 0 | 0 | 0 |  | 0 | 0 | 0 | 0 | 0 | 0 | 0 | 0 |  |  |  |  | 0 | 0 | 0 | 1 | 0 | 0 | 0 | 0 |  | 1 | 1 | #VALUE! | 1 | 1 | #VALUE! | 0 | 0 | 0 | 0 | 0 | 0 | 0 | 0 | 0 | 0 | 0 | 0 | 0 | 0 | 0 | 0 | 0 | 0 | 0 | 0 | 0 | 0 | 0 | 0 | 0
Tuesday | 7 | 19 | 17 | 4793 | 0 | 0 | 0 | 0 | 0 | 0 | 0 | 0 | 0 | 0 | 0 | 0 | 0 | 0 | 0 | 0 | 0 | 0 | 0 | 0 | 0 |  | 0 | 0 | 0 | 0 | 0 | 0 | 0 | 0 |  |  |  |  | 0 | 0 | 0 | 1 | 0 | 0 | 0 | 0 |  | 1 | 1 | #VALUE! | 1 | 1 | #VALUE! | 0 | 0 | 0 | 0 | 0 | 0 | 0 | 0 | 0 | 0 | 0 | 0 | 0 | 0 | 0 | 0 | 0 | 0 | 0 | 0 | 0 | 0 | 0 | 0 | 0
Tuesday | 7 | 19 | 18 | 4794 | 0 | 0 | 0 | 0 | 0 | 0 | 0 | 0 | 0 | 0 | 0 | 0 | 0 | 0 | 0 | 0 | 0 | 0 | 0 | 0 | 0 |  | 0 | 0 | 0 | 0 | 0 | 0 | 0 | 0 |  |  |  |  | 0 | 0 | 0 | 1 | 0 | 0 | 0 | 0 |  | 1 | 1 | #VALUE! | 1 | 1 | #VALUE! | 0 | 0 | 0 | 0 | 0 | 0 | 0 | 0 | 0 | 0 | 0 | 0 | 0 | 0 | 0 | 0 | 0 | 0 | 0 | 0 | 0 | 0 | 0 | 0 | 0
Tuesday | 7 | 19 | 19 | 4795 | 0 | 0 | 0 | 0 | 0 | 0 | 0 | 0 | 0 | 0 | 0 | 0 | 0 | 0 | 0 | 0 | 0 | 0 | 0 | 0 | 0 |  | 0 | 0 | 0 | 0 | 0 | 0 | 0 | 0 |  |  |  |  | 0 | 0 | 0 | 1 | 0 | 0 | 0 | 0 |  | 1 | 1 | #VALUE! | 1 | 1 | #VALUE! | 0 | 0 | 0 | 0 | 0 | 0 | 0 | 0 | 0 | 0 | 0 | 0 | 0 | 0 | 0 | 0 | 0 | 0 | 0 | 0 | 0 | 0 | 0 | 0 | 0
Tuesday | 7 | 19 | 20 | 4796 | 0 | 0 | 0 | 0 | 0 | 0 | 0 | 0 | 0 | 0 | 0 | 0 | 0 | 0 | 0 | 0 | 0 | 0 | 0 | 0 | 0 |  | 0 | 0 | 0 | 0 | 0 | 0 | 0 | 0 |  |  |  |  | 0 | 0 | 0 | 0 | 1 | 0 | 0 | 0 |  | 1 | 1 | 1 | #VALUE! | 1 | #VALUE! | 0 | 0 | 0 | 0 | 0 | 0 | 0 | 0 | 0 | 0 | 0 | 0 | 0 | 0 | 0 | 0 | 0 | 0 | 0 | 0 | 0 | 0 | 0 | 0 | 0
Tuesday | 7 | 19 | 21 | 4797 | 0 | 0 | 0 | 0 | 0 | 0 | 0 | 0 | 0 | 0 | 0 | 0 | 0 | 0 | 0 | 0 | 0 | 0 | 0 | 0 | 0 |  | 0 | 0 | 0 | 0 | 0 | 0 | 0 | 0 |  |  |  |  | 0 | 0 | 0 | 0 | 1 | 0 | 0 | 0 |  | 1 | 1 | 1 | #VALUE! | 1 | #VALUE! | 0 | 0 | 0 | 0 | 0 | 0 | 0 | 0 | 0 | 0 | 0 | 0 | 0 | 0 | 0 | 0 | 0 | 0 | 0 | 0 | 0 | 0 | 0 | 0 | 0
Tuesday | 7 | 19 | 22 | 4798 | 0 | 0 | 0 | 0 | 0 | 0 | 0 | 0 | 0 | 0 | 0 | 0 | 0 | 0 | 0 | 0 | 0 | 0 | 0 | 0 | 0 |  | 0 | 0 | 0 | 0 | 0 | 0 | 0 | 0 |  |  |  |  | 0 | 0 | 0 | 0 | 1 | 0 | 0 | 0 |  | 1 | 1 | 1 | #VALUE! | 1 | #VALUE! | 0 | 0 | 0 | 0 | 0 | 0 | 0 | 0 | 0 | 0 | 0 | 0 | 0 | 0 | 0 | 0 | 0 | 0 | 0 | 0 | 0 | 0 | 0 | 0 | 0
Tuesday | 7 | 19 | 23 | 4799 | 0 | 0 | 0 | 0 | 0 | 0 | 0 | 0 | 0 | 0 | 0 | 0 | 0 | 0 | 0 | 0 | 0 | 0 | 0 | 0 | 0 |  | 0 | 0 | 0 | 0 | 0 | 0 | 0 | 0 |  |  |  |  | 0 | 0 | 0 | 0 | 0 | 1 | 0 | 0 |  | 1 | 1 | 1 | 1 | 1 | 1 | 0 | 0 | 0 | 0 | 0 | 0 | 0 | 0 | 0 | 0 | 0 | 0 | 0 | 0 | 0 | 0 | 0 | 0 | 0 | 0 | 0 | 0 | 0 | 0 | 0
Tuesday | 7 | 19 | 24 | 4800 | 0 | 0 | 0 | 0 | 0 | 0 | 0 | 0 | 0 | 0 | 0 | 0 | 0 | 0 | 0 | 0 | 0 | 0 | 0 | 0 | 0 |  | 0 | 0 | 0 | 0 | 0 | 0 | 0 | 0 |  |  |  |  | 0 | 0 | 0 | 0 | 0 | 1 | 0 | 0 |  | 1 | 1 | 1 | 1 | 1 | 1 | 0 | 0 | 0 | 0 | 0 | 0 | 0 | 0 | 0 | 0 | 0 | 0 | 0 | 0 | 0 | 0 | 0 | 0 | 0 | 0 | 0 | 0 | 0 | 0 | 0
Wednesday | 7 | 20 | 1 | 4801 | 0 | 0 | 0 | 0 | 0 | 0 | 0 | 0 | 0 | 0 | 0 | 0 | 0 | 0 | 0 | 0 | 0 | 0 | 0 | 0 | 0 |  | 0 | 0 | 0 | 0 | 0 | 0 | 0 | 0 |  |  |  |  | 0 | 0 | 0 | 0 | 0 | 1 | 0 | 0 |  | 1 | 1 | 1 | 1 | 1 | 1 | 0 | 0 | 0 | 0 | 0 | 0 | 0 | 0 | 0 | 0 | 0 | 0 | 0 | 0 | 0 | 0 | 0 | 0 | 0 | 0 | 0 | 0 | 0 | 0 | 0
Wednesday | 7 | 20 | 2 | 4802 | 0 | 0 | 0 | 0 | 0 | 0 | 0 | 0 | 0 | 0 | 0 | 0 | 0 | 0 | 0 | 0 | 0 | 0 | 0 | 0 | 0 |  | 0 | 0 | 0 | 0 | 0 | 0 | 0 | 0 |  |  |  |  | 0 | 0 | 0 | 0 | 0 | 1 | 0 | 0 |  | 1 | 1 | 1 | 1 | 1 | 1 | 0 | 0 | 0 | 0 | 0 | 0 | 0 | 0 | 0 | 0 | 0 | 0 | 0 | 0 | 0 | 0 | 0 | 0 | 0 | 0 | 0 | 0 | 0 | 0 | 0
Wednesday | 7 | 20 | 3 | 4803 | 0 | 0 | 0 | 0 | 0 | 0 | 0 | 0 | 0 | 0 | 0 | 0 | 0 | 0 | 0 | 0 | 0 | 0 | 0 | 0 | 0 |  | 0 | 0 | 0 | 0 | 0 | 0 | 0 | 0 |  |  |  |  | 0 | 0 | 0 | 0 | 0 | 1 | 0 | 0 |  | 1 | 1 | 1 | 1 | 1 | 1 | 0 | 0 | 0 | 0 | 0 | 0 | 0 | 0 | 0 | 0 | 0 | 0 | 0 | 0 | 0 | 0 | 0 | 0 | 0 | 0 | 0 | 0 | 0 | 0 | 0
Wednesday | 7 | 20 | 4 | 4804 | 0 | 0 | 0 | 0 | 0 | 0 | 0 | 0 | 0 | 0 | 0 | 0 | 0 | 0 | 0 | 0 | 0 | 0 | 0 | 0 | 0 |  | 0 | 0 | 0 | 0 | 0 | 0 | 0 | 0 |  |  |  |  | 0 | 0 | 0 | 0 | 0 | 1 | 0 | 0 |  | 1 | 1 | 1 | 1 | 1 | 1 | 0 | 0 | 0 | 0 | 0 | 0 | 0 | 0 | 0 | 0 | 0 | 0 | 0 | 0 | 0 | 0 | 0 | 0 | 0 | 0 | 0 | 0 | 0 | 0 | 0
Wednesday | 7 | 20 | 5 | 4805 | 0 | 0 | 0 | 0 | 0 | 0 | 0 | 0 | 0 | 0 | 0 | 0 | 0 | 0 | 0 | 0 | 0 | 0 | 0 | 0 | 0 |  | 0 | 0 | 0 | 0 | 0 | 0 | 0 | 0 |  |  |  |  | 0 | 0 | 0 | 0 | 0 | 1 | 0 | 0 |  | 1 | 1 | 1 | 1 | 1 | 1 | 0 | 0 | 0 | 0 | 0 | 0 | 0 | 0 | 0 | 0 | 0 | 0 | 0 | 0 | 0 | 0 | 0 | 0 | 0 | 0 | 0 | 0 | 0 | 0 | 0
Wednesday | 7 | 20 | 6 | 4806 | 0 | 0 | 0 | 0 | 0 | 0 | 0 | 0 | 0 | 0 | 0 | 0 | 0 | 0 | 0 | 0 | 0 | 0 | 0 | 0 | 0 |  | 0 | 0 | 0 | 0 | 0 | 0 | 0 | 0 |  |  |  |  | 0 | 0 | 0 | 0 | 0 | 1 | 0 | 0 |  | 1 | 1 | 1 | 1 | 1 | 1 | 0 | 0 | 0 | 0 | 0 | 0 | 0 | 0 | 0 | 0 | 0 | 0 | 0 | 0 | 0 | 0 | 0 | 0 | 0 | 0 | 0 | 0 | 0 | 0 | 0
Wednesday | 7 | 20 | 7 | 4807 | 0 | 0 | 0 | 0 | 0 | 0 | 0 | 0 | 0 | 0 | 0 | 0 | 0 | 0 | 0 | 0 | 0 | 0 | 0 | 0 | 0 |  | 0 | 0 | 0 | 0 | 0 | 0 | 0 | 0 |  |  |  |  | 0 | 0 | 0 | 0 | 0 | 1 | 0 | 0 |  | 1 | 1 | 1 | 1 | 1 | 1 | 0 | 0 | 0 | 0 | 0 | 0 | 0 | 0 | 0 | 0 | 0 | 0 | 0 | 0 | 0 | 0 | 0 | 0 | 0 | 0 | 0 | 0 | 0 | 0 | 0
Wednesday | 7 | 20 | 8 | 4808 | 0 | 0 | 0 | 0 | 0 | 0 | 0 | 0 | 0 | 0 | 0 | 0 | 0 | 0 | 0 | 0 | 0 | 0 | 0 | 0 | 0 |  | 0 | 0 | 0 | 0 | 0 | 0 | 0 | 0 |  |  |  |  | 0 | 0 | 0 | 0 | 1 | 0 | 0 | 0 |  | 1 | 1 | 1 | #VALUE! | 1 | #VALUE! | 0 | 0 | 0 | 0 | 0 | 0 | 0 | 0 | 0 | 0 | 0 | 0 | 0 | 0 | 0 | 0 | 0 | 0 | 0 | 0 | 0 | 0 | 0 | 0 | 0
Wednesday | 7 | 20 | 9 | 4809 | 0 | 0 | 0 | 0 | 0 | 0 | 0 | 0 | 0 | 0 | 0 | 0 | 0 | 0 | 0 | 0 | 0 | 0 | 0 | 0 | 0 |  | 0 | 0 | 0 | 0 | 0 | 0 | 0 | 0 |  |  |  |  | 0 | 0 | 0 | 0 | 1 | 0 | 0 | 0 |  | 1 | 1 | 1 | #VALUE! | 1 | #VALUE! | 0 | 0 | 0 | 0 | 0 | 0 | 0 | 0 | 0 | 0 | 0 | 0 | 0 | 0 | 0 | 0 | 0 | 0 | 0 | 0 | 0 | 0 | 0 | 0 | 0
Wednesday | 7 | 20 | 10 | 4810 | 0 | 0 | 0 | 0 | 0 | 0 | 0 | 0 | 0 | 0 | 0 | 0 | 0 | 0 | 0 | 0 | 0 | 0 | 0 | 0 | 0 |  | 0 | 0 | 0 | 0 | 0 | 0 | 0 | 0 |  |  |  |  | 0 | 0 | 0 | 0 | 1 | 0 | 0 | 0 |  | 1 | 1 | 1 | #VALUE! | 1 | #VALUE! | 0 | 0 | 0 | 0 | 0 | 0 | 0 | 0 | 0 | 0 | 0 | 0 | 0 | 0 | 0 | 0 | 0 | 0 | 0 | 0 | 0 | 0 | 0 | 0 | 0
Wednesday | 7 | 20 | 11 | 4811 | 0 | 0 | 0 | 0 | 0 | 0 | 0 | 0 | 0 | 0 | 0 | 0 | 0 | 0 | 0 | 0 | 0 | 0 | 0 | 0 | 0 |  | 0 | 0 | 0 | 0 | 0 | 0 | 0 | 0 |  |  |  |  | 0 | 0 | 0 | 0 | 1 | 0 | 0 | 0 |  | 1 | 1 | 1 | #VALUE! | 1 | #VALUE! | 0 | 0 | 0 | 0 | 0 | 0 | 0 | 0 | 0 | 0 | 0 | 0 | 0 | 0 | 0 | 0 | 0 | 0 | 0 | 0 | 0 | 0 | 0 | 0 | 0
Wednesday | 7 | 20 | 12 | 4812 | 0 | 0 | 0 | 0 | 0 | 0 | 0 | 0 | 0 | 0 | 0 | 0 | 0 | 0 | 0 | 0 | 0 | 0 | 0 | 0 | 0 |  | 0 | 0 | 0 | 0 | 0 | 0 | 0 | 0 |  |  |  |  | 0 | 0 | 0 | 0 | 1 | 0 | 0 | 0 |  | 1 | 1 | 1 | #VALUE! | 1 | #VALUE! | 0 | 0 | 0 | 0 | 0 | 0 | 0 | 0 | 0 | 0 | 0 | 0 | 0 | 0 | 0 | 0 | 0 | 0 | 0 | 0 | 0 | 0 | 0 | 0 | 0
Wednesday | 7 | 20 | 13 | 4813 | 0 | 0 | 0 | 0 | 0 | 0 | 0 | 0 | 0 | 0 | 0 | 0 | 0 | 0 | 0 | 0 | 0 | 0 | 0 | 0 | 0 |  | 0 | 0 | 0 | 0 | 0 | 0 | 0 | 0 |  |  |  |  | 0 | 0 | 0 | 0 | 1 | 0 | 0 | 0 |  | 1 | 1 | 1 | #VALUE! | 1 | #VALUE! | 0 | 0 | 0 | 0 | 0 | 0 | 0 | 0 | 0 | 0 | 0 | 0 | 0 | 0 | 0 | 0 | 0 | 0 | 0 | 0 | 0 | 0 | 0 | 0 | 0
Wednesday | 7 | 20 | 14 | 4814 | 0 | 0 | 0 | 0 | 0 | 0 | 0 | 0 | 0 | 0 | 0 | 0 | 0 | 0 | 0 | 0 | 0 | 0 | 0 | 0 | 0 |  | 0 | 0 | 0 | 0 | 0 | 0 | 0 | 0 |  |  |  |  | 0 | 0 | 0 | 1 | 0 | 0 | 0 | 0 |  | 1 | 1 | #VALUE! | 1 | 1 | #VALUE! | 0 | 0 | 0 | 0 | 0 | 0 | 0 | 0 | 0 | 0 | 0 | 0 | 0 | 0 | 0 | 0 | 0 | 0 | 0 | 0 | 0 | 0 | 0 | 0 | 0
Wednesday | 7 | 20 | 15 | 4815 | 0 | 0 | 0 | 0 | 0 | 0 | 0 | 0 | 0 | 0 | 0 | 0 | 0 | 0 | 0 | 0 | 0 | 0 | 0 | 0 | 0 |  | 0 | 0 | 0 | 0 | 0 | 0 | 0 | 0 |  |  |  |  | 0 | 0 | 0 | 1 | 0 | 0 | 0 | 0 |  | 1 | 1 | #VALUE! | 1 | 1 | #VALUE! | 0 | 0 | 0 | 0 | 0 | 0 | 0 | 0 | 0 | 0 | 0 | 0 | 0 | 0 | 0 | 0 | 0 | 0 | 0 | 0 | 0 | 0 | 0 | 0 | 0
Wednesday | 7 | 20 | 16 | 4816 | 0 | 0 | 0 | 0 | 0 | 0 | 0 | 0 | 0 | 0 | 0 | 0 | 0 | 0 | 0 | 0 | 0 | 0 | 0 | 0 | 0 |  | 0 | 0 | 0 | 0 | 0 | 0 | 0 | 0 |  |  |  |  | 0 | 0 | 0 | 1 | 0 | 0 | 0 | 0 |  | 1 | 1 | #VALUE! | 1 | 1 | #VALUE! | 0 | 0 | 0 | 0 | 0 | 0 | 0 | 0 | 0 | 0 | 0 | 0 | 0 | 0 | 0 | 0 | 0 | 0 | 0 | 0 | 0 | 0 | 0 | 0 | 0
Wednesday | 7 | 20 | 17 | 4817 | 0 | 0 | 0 | 0 | 0 | 0 | 0 | 0 | 0 | 0 | 0 | 0 | 0 | 0 | 0 | 0 | 0 | 0 | 0 | 0 | 0 |  | 0 | 0 | 0 | 0 | 0 | 0 | 0 | 0 |  |  |  |  | 0 | 0 | 0 | 1 | 0 | 0 | 0 | 0 |  | 1 | 1 | #VALUE! | 1 | 1 | #VALUE! | 0 | 0 | 0 | 0 | 0 | 0 | 0 | 0 | 0 | 0 | 0 | 0 | 0 | 0 | 0 | 0 | 0 | 0 | 0 | 0 | 0 | 0 | 0 | 0 | 0
Wednesday | 7 | 20 | 18 | 4818 | 0 | 0 | 0 | 0 | 0 | 0 | 0 | 0 | 0 | 0 | 0 | 0 | 0 | 0 | 0 | 0 | 0 | 0 | 0 | 0 | 0 |  | 0 | 0 | 0 | 0 | 0 | 0 | 0 | 0 |  |  |  |  | 0 | 0 | 0 | 1 | 0 | 0 | 0 | 0 |  | 1 | 1 | #VALUE! | 1 | 1 | #VALUE! | 0 | 0 | 0 | 0 | 0 | 0 | 0 | 0 | 0 | 0 | 0 | 0 | 0 | 0 | 0 | 0 | 0 | 0 | 0 | 0 | 0 | 0 | 0 | 0 | 0
Wednesday | 7 | 20 | 19 | 4819 | 0 | 0 | 0 | 0 | 0 | 0 | 0 | 0 | 0 | 0 | 0 | 0 | 0 | 0 | 0 | 0 | 0 | 0 | 0 | 0 | 0 |  | 0 | 0 | 0 | 0 | 0 | 0 | 0 | 0 |  |  |  |  | 0 | 0 | 0 | 1 | 0 | 0 | 0 | 0 |  | 1 | 1 | #VALUE! | 1 | 1 | #VALUE! | 0 | 0 | 0 | 0 | 0 | 0 | 0 | 0 | 0 | 0 | 0 | 0 | 0 | 0 | 0 | 0 | 0 | 0 | 0 | 0 | 0 | 0 | 0 | 0 | 0
Wednesday | 7 | 20 | 20 | 4820 | 0 | 0 | 0 | 0 | 0 | 0 | 0 | 0 | 0 | 0 | 0 | 0 | 0 | 0 | 0 | 0 | 0 | 0 | 0 | 0 | 0 |  | 0 | 0 | 0 | 0 | 0 | 0 | 0 | 0 |  |  |  |  | 0 | 0 | 0 | 0 | 1 | 0 | 0 | 0 |  | 1 | 1 | 1 | #VALUE! | 1 | #VALUE! | 0 | 0 | 0 | 0 | 0 | 0 | 0 | 0 | 0 | 0 | 0 | 0 | 0 | 0 | 0 | 0 | 0 | 0 | 0 | 0 | 0 | 0 | 0 | 0 | 0
Wednesday | 7 | 20 | 21 | 4821 | 0 | 0 | 0 | 0 | 0 | 0 | 0 | 0 | 0 | 0 | 0 | 0 | 0 | 0 | 0 | 0 | 0 | 0 | 0 | 0 | 0 |  | 0 | 0 | 0 | 0 | 0 | 0 | 0 | 0 |  |  |  |  | 0 | 0 | 0 | 0 | 1 | 0 | 0 | 0 |  | 1 | 1 | 1 | #VALUE! | 1 | #VALUE! | 0 | 0 | 0 | 0 | 0 | 0 | 0 | 0 | 0 | 0 | 0 | 0 | 0 | 0 | 0 | 0 | 0 | 0 | 0 | 0 | 0 | 0 | 0 | 0 | 0
Wednesday | 7 | 20 | 22 | 4822 | 0 | 0 | 0 | 0 | 0 | 0 | 0 | 0 | 0 | 0 | 0 | 0 | 0 | 0 | 0 | 0 | 0 | 0 | 0 | 0 | 0 |  | 0 | 0 | 0 | 0 | 0 | 0 | 0 | 0 |  |  |  |  | 0 | 0 | 0 | 0 | 1 | 0 | 0 | 0 |  | 1 | 1 | 1 | #VALUE! | 1 | #VALUE! | 0 | 0 | 0 | 0 | 0 | 0 | 0 | 0 | 0 | 0 | 0 | 0 | 0 | 0 | 0 | 0 | 0 | 0 | 0 | 0 | 0 | 0 | 0 | 0 | 0
Wednesday | 7 | 20 | 23 | 4823 | 0 | 0 | 0 | 0 | 0 | 0 | 0 | 0 | 0 | 0 | 0 | 0 | 0 | 0 | 0 | 0 | 0 | 0 | 0 | 0 | 0 |  | 0 | 0 | 0 | 0 | 0 | 0 | 0 | 0 |  |  |  |  | 0 | 0 | 0 | 0 | 0 | 1 | 0 | 0 |  | 1 | 1 | 1 | 1 | 1 | 1 | 0 | 0 | 0 | 0 | 0 | 0 | 0 | 0 | 0 | 0 | 0 | 0 | 0 | 0 | 0 | 0 | 0 | 0 | 0 | 0 | 0 | 0 | 0 | 0 | 0
Wednesday | 7 | 20 | 24 | 4824 | 0 | 0 | 0 | 0 | 0 | 0 | 0 | 0 | 0 | 0 | 0 | 0 | 0 | 0 | 0 | 0 | 0 | 0 | 0 | 0 | 0 |  | 0 | 0 | 0 | 0 | 0 | 0 | 0 | 0 |  |  |  |  | 0 | 0 | 0 | 0 | 0 | 1 | 0 | 0 |  | 1 | 1 | 1 | 1 | 1 | 1 | 0 | 0 | 0 | 0 | 0 | 0 | 0 | 0 | 0 | 0 | 0 | 0 | 0 | 0 | 0 | 0 | 0 | 0 | 0 | 0 | 0 | 0 | 0 | 0 | 0
Thursday | 7 | 21 | 1 | 4825 | 0 | 0 | 0 | 0 | 0 | 0 | 0 | 0 | 0 | 0 | 0 | 0 | 0 | 0 | 0 | 0 | 0 | 0 | 0 | 0 | 0 |  | 0 | 0 | 0 | 0 | 0 | 0 | 0 | 0 |  |  |  |  | 0 | 0 | 0 | 0 | 0 | 1 | 0 | 0 |  | 1 | 1 | 1 | 1 | 1 | 1 | 0 | 0 | 0 | 0 | 0 | 0 | 0 | 0 | 0 | 0 | 0 | 0 | 0 | 0 | 0 | 0 | 0 | 0 | 0 | 0 | 0 | 0 | 0 | 0 | 0
Thursday | 7 | 21 | 2 | 4826 | 0 | 0 | 0 | 0 | 0 | 0 | 0 | 0 | 0 | 0 | 0 | 0 | 0 | 0 | 0 | 0 | 0 | 0 | 0 | 0 | 0 |  | 0 | 0 | 0 | 0 | 0 | 0 | 0 | 0 |  |  |  |  | 0 | 0 | 0 | 0 | 0 | 1 | 0 | 0 |  | 1 | 1 | 1 | 1 | 1 | 1 | 0 | 0 | 0 | 0 | 0 | 0 | 0 | 0 | 0 | 0 | 0 | 0 | 0 | 0 | 0 | 0 | 0 | 0 | 0 | 0 | 0 | 0 | 0 | 0 | 0
Thursday | 7 | 21 | 3 | 4827 | 0 | 0 | 0 | 0 | 0 | 0 | 0 | 0 | 0 | 0 | 0 | 0 | 0 | 0 | 0 | 0 | 0 | 0 | 0 | 0 | 0 |  | 0 | 0 | 0 | 0 | 0 | 0 | 0 | 0 |  |  |  |  | 0 | 0 | 0 | 0 | 0 | 1 | 0 | 0 |  | 1 | 1 | 1 | 1 | 1 | 1 | 0 | 0 | 0 | 0 | 0 | 0 | 0 | 0 | 0 | 0 | 0 | 0 | 0 | 0 | 0 | 0 | 0 | 0 | 0 | 0 | 0 | 0 | 0 | 0 | 0
Thursday | 7 | 21 | 4 | 4828 | 0 | 0 | 0 | 0 | 0 | 0 | 0 | 0 | 0 | 0 | 0 | 0 | 0 | 0 | 0 | 0 | 0 | 0 | 0 | 0 | 0 |  | 0 | 0 | 0 | 0 | 0 | 0 | 0 | 0 |  |  |  |  | 0 | 0 | 0 | 0 | 0 | 1 | 0 | 0 |  | 1 | 1 | 1 | 1 | 1 | 1 | 0 | 0 | 0 | 0 | 0 | 0 | 0 | 0 | 0 | 0 | 0 | 0 | 0 | 0 | 0 | 0 | 0 | 0 | 0 | 0 | 0 | 0 | 0 | 0 | 0
Thursday | 7 | 21 | 5 | 4829 | 0 | 0 | 0 | 0 | 0 | 0 | 0 | 0 | 0 | 0 | 0 | 0 | 0 | 0 | 0 | 0 | 0 | 0 | 0 | 0 | 0 |  | 0 | 0 | 0 | 0 | 0 | 0 | 0 | 0 |  |  |  |  | 0 | 0 | 0 | 0 | 0 | 1 | 0 | 0 |  | 1 | 1 | 1 | 1 | 1 | 1 | 0 | 0 | 0 | 0 | 0 | 0 | 0 | 0 | 0 | 0 | 0 | 0 | 0 | 0 | 0 | 0 | 0 | 0 | 0 | 0 | 0 | 0 | 0 | 0 | 0
Thursday | 7 | 21 | 6 | 4830 | 0 | 0 | 0 | 0 | 0 | 0 | 0 | 0 | 0 | 0 | 0 | 0 | 0 | 0 | 0 | 0 | 0 | 0 | 0 | 0 | 0 |  | 0 | 0 | 0 | 0 | 0 | 0 | 0 | 0 |  |  |  |  | 0 | 0 | 0 | 0 | 0 | 1 | 0 | 0 |  | 1 | 1 | 1 | 1 | 1 | 1 | 0 | 0 | 0 | 0 | 0 | 0 | 0 | 0 | 0 | 0 | 0 | 0 | 0 | 0 | 0 | 0 | 0 | 0 | 0 | 0 | 0 | 0 | 0 | 0 | 0
Thursday | 7 | 21 | 7 | 4831 | 0 | 0 | 0 | 0 | 0 | 0 | 0 | 0 | 0 | 0 | 0 | 0 | 0 | 0 | 0 | 0 | 0 | 0 | 0 | 0 | 0 |  | 0 | 0 | 0 | 0 | 0 | 0 | 0 | 0 |  |  |  |  | 0 | 0 | 0 | 0 | 0 | 1 | 0 | 0 |  | 1 | 1 | 1 | 1 | 1 | 1 | 0 | 0 | 0 | 0 | 0 | 0 | 0 | 0 | 0 | 0 | 0 | 0 | 0 | 0 | 0 | 0 | 0 | 0 | 0 | 0 | 0 | 0 | 0 | 0 | 0
Thursday | 7 | 21 | 8 | 4832 | 0 | 0 | 0 | 0 | 0 | 0 | 0 | 0 | 0 | 0 | 0 | 0 | 0 | 0 | 0 | 0 | 0 | 0 | 0 | 0 | 0 |  | 0 | 0 | 0 | 0 | 0 | 0 | 0 | 0 |  |  |  |  | 0 | 0 | 0 | 0 | 1 | 0 | 0 | 0 |  | 1 | 1 | 1 | #VALUE! | 1 | #VALUE! | 0 | 0 | 0 | 0 | 0 | 0 | 0 | 0 | 0 | 0 | 0 | 0 | 0 | 0 | 0 | 0 | 0 | 0 | 0 | 0 | 0 | 0 | 0 | 0 | 0
Thursday | 7 | 21 | 9 | 4833 | 0 | 0 | 0 | 0 | 0 | 0 | 0 | 0 | 0 | 0 | 0 | 0 | 0 | 0 | 0 | 0 | 0 | 0 | 0 | 0 | 0 |  | 0 | 0 | 0 | 0 | 0 | 0 | 0 | 0 |  |  |  |  | 0 | 0 | 0 | 0 | 1 | 0 | 0 | 0 |  | 1 | 1 | 1 | #VALUE! | 1 | #VALUE! | 0 | 0 | 0 | 0 | 0 | 0 | 0 | 0 | 0 | 0 | 0 | 0 | 0 | 0 | 0 | 0 | 0 | 0 | 0 | 0 | 0 | 0 | 0 | 0 | 0
Thursday | 7 | 21 | 10 | 4834 | 0 | 0 | 0 | 0 | 0 | 0 | 0 | 0 | 0 | 0 | 0 | 0 | 0 | 0 | 0 | 0 | 0 | 0 | 0 | 0 | 0 |  | 0 | 0 | 0 | 0 | 0 | 0 | 0 | 0 |  |  |  |  | 0 | 0 | 0 | 0 | 1 | 0 | 0 | 0 |  | 1 | 1 | 1 | #VALUE! | 1 | #VALUE! | 0 | 0 | 0 | 0 | 0 | 0 | 0 | 0 | 0 | 0 | 0 | 0 | 0 | 0 | 0 | 0 | 0 | 0 | 0 | 0 | 0 | 0 | 0 | 0 | 0
Thursday | 7 | 21 | 11 | 4835 | 0 | 0 | 0 | 0 | 0 | 0 | 0 | 0 | 0 | 0 | 0 | 0 | 0 | 0 | 0 | 0 | 0 | 0 | 0 | 0 | 0 |  | 0 | 0 | 0 | 0 | 0 | 0 | 0 | 0 |  |  |  |  | 0 | 0 | 0 | 0 | 1 | 0 | 0 | 0 |  | 1 | 1 | 1 | #VALUE! | 1 | #VALUE! | 0 | 0 | 0 | 0 | 0 | 0 | 0 | 0 | 0 | 0 | 0 | 0 | 0 | 0 | 0 | 0 | 0 | 0 | 0 | 0 | 0 | 0 | 0 | 0 | 0
Thursday | 7 | 21 | 12 | 4836 | 0 | 0 | 0 | 0 | 0 | 0 | 0 | 0 | 0 | 0 | 0 | 0 | 0 | 0 | 0 | 0 | 0 | 0 | 0 | 0 | 0 |  | 0 | 0 | 0 | 0 | 0 | 0 | 0 | 0 |  |  |  |  | 0 | 0 | 0 | 0 | 1 | 0 | 0 | 0 |  | 1 | 1 | 1 | #VALUE! | 1 | #VALUE! | 0 | 0 | 0 | 0 | 0 | 0 | 0 | 0 | 0 | 0 | 0 | 0 | 0 | 0 | 0 | 0 | 0 | 0 | 0 | 0 | 0 | 0 | 0 | 0 | 0
Thursday | 7 | 21 | 13 | 4837 | 0 | 0 | 0 | 0 | 0 | 0 | 0 | 0 | 0 | 0 | 0 | 0 | 0 | 0 | 0 | 0 | 0 | 0 | 0 | 0 | 0 |  | 0 | 0 | 0 | 0 | 0 | 0 | 0 | 0 |  |  |  |  | 0 | 0 | 0 | 0 | 1 | 0 | 0 | 0 |  | 1 | 1 | 1 | #VALUE! | 1 | #VALUE! | 0 | 0 | 0 | 0 | 0 | 0 | 0 | 0 | 0 | 0 | 0 | 0 | 0 | 0 | 0 | 0 | 0 | 0 | 0 | 0 | 0 | 0 | 0 | 0 | 0
Thursday | 7 | 21 | 14 | 4838 | 0 | 0 | 0 | 0 | 0 | 0 | 0 | 0 | 0 | 0 | 0 | 0 | 0 | 0 | 0 | 0 | 0 | 0 | 0 | 0 | 0 |  | 0 | 0 | 0 | 0 | 0 | 0 | 0 | 0 |  |  |  |  | 0 | 0 | 0 | 1 | 0 | 0 | 0 | 0 |  | 1 | 1 | #VALUE! | 1 | 1 | #VALUE! | 0 | 0 | 0 | 0 | 0 | 0 | 0 | 0 | 0 | 0 | 0 | 0 | 0 | 0 | 0 | 0 | 0 | 0 | 0 | 0 | 0 | 0 | 0 | 0 | 0
Thursday | 7 | 21 | 15 | 4839 | 0 | 0 | 0 | 0 | 0 | 0 | 0 | 0 | 0 | 0 | 0 | 0 | 0 | 0 | 0 | 0 | 0 | 0 | 0 | 0 | 0 |  | 0 | 0 | 0 | 0 | 0 | 0 | 0 | 0 |  |  |  |  | 0 | 0 | 0 | 1 | 0 | 0 | 0 | 0 |  | 1 | 1 | #VALUE! | 1 | 1 | #VALUE! | 0 | 0 | 0 | 0 | 0 | 0 | 0 | 0 | 0 | 0 | 0 | 0 | 0 | 0 | 0 | 0 | 0 | 0 | 0 | 0 | 0 | 0 | 0 | 0 | 0
Thursday | 7 | 21 | 16 | 4840 | 0 | 0 | 0 | 0 | 0 | 0 | 0 | 0 | 0 | 0 | 0 | 0 | 0 | 0 | 0 | 0 | 0 | 0 | 0 | 0 | 0 |  | 0 | 0 | 0 | 0 | 0 | 0 | 0 | 0 |  |  |  |  | 0 | 0 | 0 | 1 | 0 | 0 | 0 | 0 |  | 1 | 1 | #VALUE! | 1 | 1 | #VALUE! | 0 | 0 | 0 | 0 | 0 | 0 | 0 | 0 | 0 | 0 | 0 | 0 | 0 | 0 | 0 | 0 | 0 | 0 | 0 | 0 | 0 | 0 | 0 | 0 | 0
Thursday | 7 | 21 | 17 | 4841 | 0 | 0 | 0 | 0 | 0 | 0 | 0 | 0 | 0 | 0 | 0 | 0 | 0 | 0 | 0 | 0 | 0 | 0 | 0 | 0 | 0 |  | 0 | 0 | 0 | 0 | 0 | 0 | 0 | 0 |  |  |  |  | 0 | 0 | 0 | 1 | 0 | 0 | 0 | 0 |  | 1 | 1 | #VALUE! | 1 | 1 | #VALUE! | 0 | 0 | 0 | 0 | 0 | 0 | 0 | 0 | 0 | 0 | 0 | 0 | 0 | 0 | 0 | 0 | 0 | 0 | 0 | 0 | 0 | 0 | 0 | 0 | 0
Thursday | 7 | 21 | 18 | 4842 | 0 | 0 | 0 | 0 | 0 | 0 | 0 | 0 | 0 | 0 | 0 | 0 | 0 | 0 | 0 | 0 | 0 | 0 | 0 | 0 | 0 |  | 0 | 0 | 0 | 0 | 0 | 0 | 0 | 0 |  |  |  |  | 0 | 0 | 0 | 1 | 0 | 0 | 0 | 0 |  | 1 | 1 | #VALUE! | 1 | 1 | #VALUE! | 0 | 0 | 0 | 0 | 0 | 0 | 0 | 0 | 0 | 0 | 0 | 0 | 0 | 0 | 0 | 0 | 0 | 0 | 0 | 0 | 0 | 0 | 0 | 0 | 0
Thursday | 7 | 21 | 19 | 4843 | 0 | 0 | 0 | 0 | 0 | 0 | 0 | 0 | 0 | 0 | 0 | 0 | 0 | 0 | 0 | 0 | 0 | 0 | 0 | 0 | 0 |  | 0 | 0 | 0 | 0 | 0 | 0 | 0 | 0 |  |  |  |  | 0 | 0 | 0 | 1 | 0 | 0 | 0 | 0 |  | 1 | 1 | #VALUE! | 1 | 1 | #VALUE! | 0 | 0 | 0 | 0 | 0 | 0 | 0 | 0 | 0 | 0 | 0 | 0 | 0 | 0 | 0 | 0 | 0 | 0 | 0 | 0 | 0 | 0 | 0 | 0 | 0
Thursday | 7 | 21 | 20 | 4844 | 0 | 0 | 0 | 0 | 0 | 0 | 0 | 0 | 0 | 0 | 0 | 0 | 0 | 0 | 0 | 0 | 0 | 0 | 0 | 0 | 0 |  | 0 | 0 | 0 | 0 | 0 | 0 | 0 | 0 |  |  |  |  | 0 | 0 | 0 | 0 | 1 | 0 | 0 | 0 |  | 1 | 1 | 1 | #VALUE! | 1 | #VALUE! | 0 | 0 | 0 | 0 | 0 | 0 | 0 | 0 | 0 | 0 | 0 | 0 | 0 | 0 | 0 | 0 | 0 | 0 | 0 | 0 | 0 | 0 | 0 | 0 | 0
Thursday | 7 | 21 | 21 | 4845 | 0 | 0 | 0 | 0 | 0 | 0 | 0 | 0 | 0 | 0 | 0 | 0 | 0 | 0 | 0 | 0 | 0 | 0 | 0 | 0 | 0 |  | 0 | 0 | 0 | 0 | 0 | 0 | 0 | 0 |  |  |  |  | 0 | 0 | 0 | 0 | 1 | 0 | 0 | 0 |  | 1 | 1 | 1 | #VALUE! | 1 | #VALUE! | 0 | 0 | 0 | 0 | 0 | 0 | 0 | 0 | 0 | 0 | 0 | 0 | 0 | 0 | 0 | 0 | 0 | 0 | 0 | 0 | 0 | 0 | 0 | 0 | 0
Thursday | 7 | 21 | 22 | 4846 | 0 | 0 | 0 | 0 | 0 | 0 | 0 | 0 | 0 | 0 | 0 | 0 | 0 | 0 | 0 | 0 | 0 | 0 | 0 | 0 | 0 |  | 0 | 0 | 0 | 0 | 0 | 0 | 0 | 0 |  |  |  |  | 0 | 0 | 0 | 0 | 1 | 0 | 0 | 0 |  | 1 | 1 | 1 | #VALUE! | 1 | #VALUE! | 0 | 0 | 0 | 0 | 0 | 0 | 0 | 0 | 0 | 0 | 0 | 0 | 0 | 0 | 0 | 0 | 0 | 0 | 0 | 0 | 0 | 0 | 0 | 0 | 0
Thursday | 7 | 21 | 23 | 4847 | 0 | 0 | 0 | 0 | 0 | 0 | 0 | 0 | 0 | 0 | 0 | 0 | 0 | 0 | 0 | 0 | 0 | 0 | 0 | 0 | 0 |  | 0 | 0 | 0 | 0 | 0 | 0 | 0 | 0 |  |  |  |  | 0 | 0 | 0 | 0 | 0 | 1 | 0 | 0 |  | 1 | 1 | 1 | 1 | 1 | 1 | 0 | 0 | 0 | 0 | 0 | 0 | 0 | 0 | 0 | 0 | 0 | 0 | 0 | 0 | 0 | 0 | 0 | 0 | 0 | 0 | 0 | 0 | 0 | 0 | 0
Thursday | 7 | 21 | 24 | 4848 | 0 | 0 | 0 | 0 | 0 | 0 | 0 | 0 | 0 | 0 | 0 | 0 | 0 | 0 | 0 | 0 | 0 | 0 | 0 | 0 | 0 |  | 0 | 0 | 0 | 0 | 0 | 0 | 0 | 0 |  |  |  |  | 0 | 0 | 0 | 0 | 0 | 1 | 0 | 0 |  | 1 | 1 | 1 | 1 | 1 | 1 | 0 | 0 | 0 | 0 | 0 | 0 | 0 | 0 | 0 | 0 | 0 | 0 | 0 | 0 | 0 | 0 | 0 | 0 | 0 | 0 | 0 | 0 | 0 | 0 | 0
Friday | 7 | 22 | 1 | 4849 | 0 | 0 | 0 | 0 | 0 | 0 | 0 | 0 | 0 | 0 | 0 | 0 | 0 | 0 | 0 | 0 | 0 | 0 | 0 | 0 | 0 |  | 0 | 0 | 0 | 0 | 0 | 0 | 0 | 0 |  |  |  |  | 0 | 0 | 0 | 0 | 0 | 1 | 0 | 0 |  | 1 | 1 | 1 | 1 | 1 | 1 | 0 | 0 | 0 | 0 | 0 | 0 | 0 | 0 | 0 | 0 | 0 | 0 | 0 | 0 | 0 | 0 | 0 | 0 | 0 | 0 | 0 | 0 | 0 | 0 | 0
Friday | 7 | 22 | 2 | 4850 | 0 | 0 | 0 | 0 | 0 | 0 | 0 | 0 | 0 | 0 | 0 | 0 | 0 | 0 | 0 | 0 | 0 | 0 | 0 | 0 | 0 |  | 0 | 0 | 0 | 0 | 0 | 0 | 0 | 0 |  |  |  |  | 0 | 0 | 0 | 0 | 0 | 1 | 0 | 0 |  | 1 | 1 | 1 | 1 | 1 | 1 | 0 | 0 | 0 | 0 | 0 | 0 | 0 | 0 | 0 | 0 | 0 | 0 | 0 | 0 | 0 | 0 | 0 | 0 | 0 | 0 | 0 | 0 | 0 | 0 | 0
Friday | 7 | 22 | 3 | 4851 | 0 | 0 | 0 | 0 | 0 | 0 | 0 | 0 | 0 | 0 | 0 | 0 | 0 | 0 | 0 | 0 | 0 | 0 | 0 | 0 | 0 |  | 0 | 0 | 0 | 0 | 0 | 0 | 0 | 0 |  |  |  |  | 0 | 0 | 0 | 0 | 0 | 1 | 0 | 0 |  | 1 | 1 | 1 | 1 | 1 | 1 | 0 | 0 | 0 | 0 | 0 | 0 | 0 | 0 | 0 | 0 | 0 | 0 | 0 | 0 | 0 | 0 | 0 | 0 | 0 | 0 | 0 | 0 | 0 | 0 | 0
Friday | 7 | 22 | 4 | 4852 | 0 | 0 | 0 | 0 | 0 | 0 | 0 | 0 | 0 | 0 | 0 | 0 | 0 | 0 | 0 | 0 | 0 | 0 | 0 | 0 | 0 |  | 0 | 0 | 0 | 0 | 0 | 0 | 0 | 0 |  |  |  |  | 0 | 0 | 0 | 0 | 0 | 1 | 0 | 0 |  | 1 | 1 | 1 | 1 | 1 | 1 | 0 | 0 | 0 | 0 | 0 | 0 | 0 | 0 | 0 | 0 | 0 | 0 | 0 | 0 | 0 | 0 | 0 | 0 | 0 | 0 | 0 | 0 | 0 | 0 | 0
Friday | 7 | 22 | 5 | 4853 | 0 | 0 | 0 | 0 | 0 | 0 | 0 | 0 | 0 | 0 | 0 | 0 | 0 | 0 | 0 | 0 | 0 | 0 | 0 | 0 | 0 |  | 0 | 0 | 0 | 0 | 0 | 0 | 0 | 0 |  |  |  |  | 0 | 0 | 0 | 0 | 0 | 1 | 0 | 0 |  | 1 | 1 | 1 | 1 | 1 | 1 | 0 | 0 | 0 | 0 | 0 | 0 | 0 | 0 | 0 | 0 | 0 | 0 | 0 | 0 | 0 | 0 | 0 | 0 | 0 | 0 | 0 | 0 | 0 | 0 | 0
Friday | 7 | 22 | 6 | 4854 | 0 | 0 | 0 | 0 | 0 | 0 | 0 | 0 | 0 | 0 | 0 | 0 | 0 | 0 | 0 | 0 | 0 | 0 | 0 | 0 | 0 |  | 0 | 0 | 0 | 0 | 0 | 0 | 0 | 0 |  |  |  |  | 0 | 0 | 0 | 0 | 0 | 1 | 0 | 0 |  | 1 | 1 | 1 | 1 | 1 | 1 | 0 | 0 | 0 | 0 | 0 | 0 | 0 | 0 | 0 | 0 | 0 | 0 | 0 | 0 | 0 | 0 | 0 | 0 | 0 | 0 | 0 | 0 | 0 | 0 | 0
Friday | 7 | 22 | 7 | 4855 | 0 | 0 | 0 | 0 | 0 | 0 | 0 | 0 | 0 | 0 | 0 | 0 | 0 | 0 | 0 | 0 | 0 | 0 | 0 | 0 | 0 |  | 0 | 0 | 0 | 0 | 0 | 0 | 0 | 0 |  |  |  |  | 0 | 0 | 0 | 0 | 0 | 1 | 0 | 0 |  | 1 | 1 | 1 | 1 | 1 | 1 | 0 | 0 | 0 | 0 | 0 | 0 | 0 | 0 | 0 | 0 | 0 | 0 | 0 | 0 | 0 | 0 | 0 | 0 | 0 | 0 | 0 | 0 | 0 | 0 | 0
Friday | 7 | 22 | 8 | 4856 | 0 | 0 | 0 | 0 | 0 | 0 | 0 | 0 | 0 | 0 | 0 | 0 | 0 | 0 | 0 | 0 | 0 | 0 | 0 | 0 | 0 |  | 0 | 0 | 0 | 0 | 0 | 0 | 0 | 0 |  |  |  |  | 0 | 0 | 0 | 0 | 1 | 0 | 0 | 0 |  | 1 | 1 | 1 | #VALUE! | 1 | #VALUE! | 0 | 0 | 0 | 0 | 0 | 0 | 0 | 0 | 0 | 0 | 0 | 0 | 0 | 0 | 0 | 0 | 0 | 0 | 0 | 0 | 0 | 0 | 0 | 0 | 0
Friday | 7 | 22 | 9 | 4857 | 0 | 0 | 0 | 0 | 0 | 0 | 0 | 0 | 0 | 0 | 0 | 0 | 0 | 0 | 0 | 0 | 0 | 0 | 0 | 0 | 0 |  | 0 | 0 | 0 | 0 | 0 | 0 | 0 | 0 |  |  |  |  | 0 | 0 | 0 | 0 | 1 | 0 | 0 | 0 |  | 1 | 1 | 1 | #VALUE! | 1 | #VALUE! | 0 | 0 | 0 | 0 | 0 | 0 | 0 | 0 | 0 | 0 | 0 | 0 | 0 | 0 | 0 | 0 | 0 | 0 | 0 | 0 | 0 | 0 | 0 | 0 | 0
Friday | 7 | 22 | 10 | 4858 | 0 | 0 | 0 | 0 | 0 | 0 | 0 | 0 | 0 | 0 | 0 | 0 | 0 | 0 | 0 | 0 | 0 | 0 | 0 | 0 | 0 |  | 0 | 0 | 0 | 0 | 0 | 0 | 0 | 0 |  |  |  |  | 0 | 0 | 0 | 0 | 1 | 0 | 0 | 0 |  | 1 | 1 | 1 | #VALUE! | 1 | #VALUE! | 0 | 0 | 0 | 0 | 0 | 0 | 0 | 0 | 0 | 0 | 0 | 0 | 0 | 0 | 0 | 0 | 0 | 0 | 0 | 0 | 0 | 0 | 0 | 0 | 0
Friday | 7 | 22 | 11 | 4859 | 0 | 0 | 0 | 0 | 0 | 0 | 0 | 0 | 0 | 0 | 0 | 0 | 0 | 0 | 0 | 0 | 0 | 0 | 0 | 0 | 0 |  | 0 | 0 | 0 | 0 | 0 | 0 | 0 | 0 |  |  |  |  | 0 | 0 | 0 | 0 | 1 | 0 | 0 | 0 |  | 1 | 1 | 1 | #VALUE! | 1 | #VALUE! | 0 | 0 | 0 | 0 | 0 | 0 | 0 | 0 | 0 | 0 | 0 | 0 | 0 | 0 | 0 | 0 | 0 | 0 | 0 | 0 | 0 | 0 | 0 | 0 | 0
Friday | 7 | 22 | 12 | 4860 | 0 | 0 | 0 | 0 | 0 | 0 | 0 | 0 | 0 | 0 | 0 | 0 | 0 | 0 | 0 | 0 | 0 | 0 | 0 | 0 | 0 |  | 0 | 0 | 0 | 0 | 0 | 0 | 0 | 0 |  |  |  |  | 0 | 0 | 0 | 0 | 1 | 0 | 0 | 0 |  | 1 | 1 | 1 | #VALUE! | 1 | #VALUE! | 0 | 0 | 0 | 0 | 0 | 0 | 0 | 0 | 0 | 0 | 0 | 0 | 0 | 0 | 0 | 0 | 0 | 0 | 0 | 0 | 0 | 0 | 0 | 0 | 0
Friday | 7 | 22 | 13 | 4861 | 0 | 0 | 0 | 0 | 0 | 0 | 0 | 0 | 0 | 0 | 0 | 0 | 0 | 0 | 0 | 0 | 0 | 0 | 0 | 0 | 0 |  | 0 | 0 | 0 | 0 | 0 | 0 | 0 | 0 |  |  |  |  | 0 | 0 | 0 | 0 | 1 | 0 | 0 | 0 |  | 1 | 1 | 1 | #VALUE! | 1 | #VALUE! | 0 | 0 | 0 | 0 | 0 | 0 | 0 | 0 | 0 | 0 | 0 | 0 | 0 | 0 | 0 | 0 | 0 | 0 | 0 | 0 | 0 | 0 | 0 | 0 | 0
Friday | 7 | 22 | 14 | 4862 | 0 | 0 | 0 | 0 | 0 | 0 | 0 | 0 | 0 | 0 | 0 | 0 | 0 | 0 | 0 | 0 | 0 | 0 | 0 | 0 | 0 |  | 0 | 0 | 0 | 0 | 0 | 0 | 0 | 0 |  |  |  |  | 0 | 0 | 0 | 1 | 0 | 0 | 0 | 0 |  | 1 | 1 | #VALUE! | 1 | 1 | #VALUE! | 0 | 0 | 0 | 0 | 0 | 0 | 0 | 0 | 0 | 0 | 0 | 0 | 0 | 0 | 0 | 0 | 0 | 0 | 0 | 0 | 0 | 0 | 0 | 0 | 0
Friday | 7 | 22 | 15 | 4863 | 0 | 0 | 0 | 0 | 0 | 0 | 0 | 0 | 0 | 0 | 0 | 0 | 0 | 0 | 0 | 0 | 0 | 0 | 0 | 0 | 0 |  | 0 | 0 | 0 | 0 | 0 | 0 | 0 | 0 |  |  |  |  | 0 | 0 | 0 | 1 | 0 | 0 | 0 | 0 |  | 1 | 1 | #VALUE! | 1 | 1 | #VALUE! | 0 | 0 | 0 | 0 | 0 | 0 | 0 | 0 | 0 | 0 | 0 | 0 | 0 | 0 | 0 | 0 | 0 | 0 | 0 | 0 | 0 | 0 | 0 | 0 | 0
Friday | 7 | 22 | 16 | 4864 | 0 | 0 | 0 | 0 | 0 | 0 | 0 | 0 | 0 | 0 | 0 | 0 | 0 | 0 | 0 | 0 | 0 | 0 | 0 | 0 | 0 |  | 0 | 0 | 0 | 0 | 0 | 0 | 0 | 0 |  |  |  |  | 0 | 0 | 0 | 1 | 0 | 0 | 0 | 0 |  | 1 | 1 | #VALUE! | 1 | 1 | #VALUE! | 0 | 0 | 0 | 0 | 0 | 0 | 0 | 0 | 0 | 0 | 0 | 0 | 0 | 0 | 0 | 0 | 0 | 0 | 0 | 0 | 0 | 0 | 0 | 0 | 0
Friday | 7 | 22 | 17 | 4865 | 0 | 0 | 0 | 0 | 0 | 0 | 0 | 0 | 0 | 0 | 0 | 0 | 0 | 0 | 0 | 0 | 0 | 0 | 0 | 0 | 0 |  | 0 | 0 | 0 | 0 | 0 | 0 | 0 | 0 |  |  |  |  | 0 | 0 | 0 | 1 | 0 | 0 | 0 | 0 |  | 1 | 1 | #VALUE! | 1 | 1 | #VALUE! | 0 | 0 | 0 | 0 | 0 | 0 | 0 | 0 | 0 | 0 | 0 | 0 | 0 | 0 | 0 | 0 | 0 | 0 | 0 | 0 | 0 | 0 | 0 | 0 | 0
Friday | 7 | 22 | 18 | 4866 | 0 | 0 | 0 | 0 | 0 | 0 | 0 | 0 | 0 | 0 | 0 | 0 | 0 | 0 | 0 | 0 | 0 | 0 | 0 | 0 | 0 |  | 0 | 0 | 0 | 0 | 0 | 0 | 0 | 0 |  |  |  |  | 0 | 0 | 0 | 1 | 0 | 0 | 0 | 0 |  | 1 | 1 | #VALUE! | 1 | 1 | #VALUE! | 0 | 0 | 0 | 0 | 0 | 0 | 0 | 0 | 0 | 0 | 0 | 0 | 0 | 0 | 0 | 0 | 0 | 0 | 0 | 0 | 0 | 0 | 0 | 0 | 0
Friday | 7 | 22 | 19 | 4867 | 0 | 0 | 0 | 0 | 0 | 0 | 0 | 0 | 0 | 0 | 0 | 0 | 0 | 0 | 0 | 0 | 0 | 0 | 0 | 0 | 0 |  | 0 | 0 | 0 | 0 | 0 | 0 | 0 | 0 |  |  |  |  | 0 | 0 | 0 | 1 | 0 | 0 | 0 | 0 |  | 1 | 1 | #VALUE! | 1 | 1 | #VALUE! | 0 | 0 | 0 | 0 | 0 | 0 | 0 | 0 | 0 | 0 | 0 | 0 | 0 | 0 | 0 | 0 | 0 | 0 | 0 | 0 | 0 | 0 | 0 | 0 | 0
Friday | 7 | 22 | 20 | 4868 | 0 | 0 | 0 | 0 | 0 | 0 | 0 | 0 | 0 | 0 | 0 | 0 | 0 | 0 | 0 | 0 | 0 | 0 | 0 | 0 | 0 |  | 0 | 0 | 0 | 0 | 0 | 0 | 0 | 0 |  |  |  |  | 0 | 0 | 0 | 0 | 1 | 0 | 0 | 0 |  | 1 | 1 | 1 | #VALUE! | 1 | #VALUE! | 0 | 0 | 0 | 0 | 0 | 0 | 0 | 0 | 0 | 0 | 0 | 0 | 0 | 0 | 0 | 0 | 0 | 0 | 0 | 0 | 0 | 0 | 0 | 0 | 0
Friday | 7 | 22 | 21 | 4869 | 0 | 0 | 0 | 0 | 0 | 0 | 0 | 0 | 0 | 0 | 0 | 0 | 0 | 0 | 0 | 0 | 0 | 0 | 0 | 0 | 0 |  | 0 | 0 | 0 | 0 | 0 | 0 | 0 | 0 |  |  |  |  | 0 | 0 | 0 | 0 | 1 | 0 | 0 | 0 |  | 1 | 1 | 1 | #VALUE! | 1 | #VALUE! | 0 | 0 | 0 | 0 | 0 | 0 | 0 | 0 | 0 | 0 | 0 | 0 | 0 | 0 | 0 | 0 | 0 | 0 | 0 | 0 | 0 | 0 | 0 | 0 | 0
Friday | 7 | 22 | 22 | 4870 | 0 | 0 | 0 | 0 | 0 | 0 | 0 | 0 | 0 | 0 | 0 | 0 | 0 | 0 | 0 | 0 | 0 | 0 | 0 | 0 | 0 |  | 0 | 0 | 0 | 0 | 0 | 0 | 0 | 0 |  |  |  |  | 0 | 0 | 0 | 0 | 1 | 0 | 0 | 0 |  | 1 | 1 | 1 | #VALUE! | 1 | #VALUE! | 0 | 0 | 0 | 0 | 0 | 0 | 0 | 0 | 0 | 0 | 0 | 0 | 0 | 0 | 0 | 0 | 0 | 0 | 0 | 0 | 0 | 0 | 0 | 0 | 0
Friday | 7 | 22 | 23 | 4871 | 0 | 0 | 0 | 0 | 0 | 0 | 0 | 0 | 0 | 0 | 0 | 0 | 0 | 0 | 0 | 0 | 0 | 0 | 0 | 0 | 0 |  | 0 | 0 | 0 | 0 | 0 | 0 | 0 | 0 |  |  |  |  | 0 | 0 | 0 | 0 | 0 | 1 | 0 | 0 |  | 1 | 1 | 1 | 1 | 1 | 1 | 0 | 0 | 0 | 0 | 0 | 0 | 0 | 0 | 0 | 0 | 0 | 0 | 0 | 0 | 0 | 0 | 0 | 0 | 0 | 0 | 0 | 0 | 0 | 0 | 0
Friday | 7 | 22 | 24 | 4872 | 0 | 0 | 0 | 0 | 0 | 0 | 0 | 0 | 0 | 0 | 0 | 0 | 0 | 0 | 0 | 0 | 0 | 0 | 0 | 0 | 0 |  | 0 | 0 | 0 | 0 | 0 | 0 | 0 | 0 |  |  |  |  | 0 | 0 | 0 | 0 | 0 | 1 | 0 | 0 |  | 1 | 1 | 1 | 1 | 1 | 1 | 0 | 0 | 0 | 0 | 0 | 0 | 0 | 0 | 0 | 0 | 0 | 0 | 0 | 0 | 0 | 0 | 0 | 0 | 0 | 0 | 0 | 0 | 0 | 0 | 0
Saturday | 7 | 23 | 1 | 4873 | 0 | 0 | 0 | 0 | 0 | 0 | 0 | 0 | 0 | 0 | 0 | 0 | 0 | 0 | 0 | 0 | 0 | 0 | 0 | 0 | 0 |  | 0 | 0 | 0 | 0 | 0 | 0 | 0 | 0 |  |  |  |  | 0 | 0 | 0 | 0 | 0 | 1 | 0 | 0 |  | 1 | 1 | 1 | 1 | 1 | 1 | 0 | 0 | 0 | 0 | 0 | 0 | 0 | 0 | 0 | 0 | 0 | 0 | 0 | 0 | 0 | 0 | 0 | 0 | 0 | 0 | 0 | 0 | 0 | 0 | 0
Saturday | 7 | 23 | 2 | 4874 | 0 | 0 | 0 | 0 | 0 | 0 | 0 | 0 | 0 | 0 | 0 | 0 | 0 | 0 | 0 | 0 | 0 | 0 | 0 | 0 | 0 |  | 0 | 0 | 0 | 0 | 0 | 0 | 0 | 0 |  |  |  |  | 0 | 0 | 0 | 0 | 0 | 1 | 0 | 0 |  | 1 | 1 | 1 | 1 | 1 | 1 | 0 | 0 | 0 | 0 | 0 | 0 | 0 | 0 | 0 | 0 | 0 | 0 | 0 | 0 | 0 | 0 | 0 | 0 | 0 | 0 | 0 | 0 | 0 | 0 | 0
Saturday | 7 | 23 | 3 | 4875 | 0 | 0 | 0 | 0 | 0 | 0 | 0 | 0 | 0 | 0 | 0 | 0 | 0 | 0 | 0 | 0 | 0 | 0 | 0 | 0 | 0 |  | 0 | 0 | 0 | 0 | 0 | 0 | 0 | 0 |  |  |  |  | 0 | 0 | 0 | 0 | 0 | 1 | 0 | 0 |  | 1 | 1 | 1 | 1 | 1 | 1 | 0 | 0 | 0 | 0 | 0 | 0 | 0 | 0 | 0 | 0 | 0 | 0 | 0 | 0 | 0 | 0 | 0 | 0 | 0 | 0 | 0 | 0 | 0 | 0 | 0
Saturday | 7 | 23 | 4 | 4876 | 0 | 0 | 0 | 0 | 0 | 0 | 0 | 0 | 0 | 0 | 0 | 0 | 0 | 0 | 0 | 0 | 0 | 0 | 0 | 0 | 0 |  | 0 | 0 | 0 | 0 | 0 | 0 | 0 | 0 |  |  |  |  | 0 | 0 | 0 | 0 | 0 | 1 | 0 | 0 |  | 1 | 1 | 1 | 1 | 1 | 1 | 0 | 0 | 0 | 0 | 0 | 0 | 0 | 0 | 0 | 0 | 0 | 0 | 0 | 0 | 0 | 0 | 0 | 0 | 0 | 0 | 0 | 0 | 0 | 0 | 0
Saturday | 7 | 23 | 5 | 4877 | 0 | 0 | 0 | 0 | 0 | 0 | 0 | 0 | 0 | 0 | 0 | 0 | 0 | 0 | 0 | 0 | 0 | 0 | 0 | 0 | 0 |  | 0 | 0 | 0 | 0 | 0 | 0 | 0 | 0 |  |  |  |  | 0 | 0 | 0 | 0 | 0 | 1 | 0 | 0 |  | 1 | 1 | 1 | 1 | 1 | 1 | 0 | 0 | 0 | 0 | 0 | 0 | 0 | 0 | 0 | 0 | 0 | 0 | 0 | 0 | 0 | 0 | 0 | 0 | 0 | 0 | 0 | 0 | 0 | 0 | 0
Saturday | 7 | 23 | 6 | 4878 | 0 | 0 | 0 | 0 | 0 | 0 | 0 | 0 | 0 | 0 | 0 | 0 | 0 | 0 | 0 | 0 | 0 | 0 | 0 | 0 | 0 |  | 0 | 0 | 0 | 0 | 0 | 0 | 0 | 0 |  |  |  |  | 0 | 0 | 0 | 0 | 0 | 1 | 0 | 0 |  | 1 | 1 | 1 | 1 | 1 | 1 | 0 | 0 | 0 | 0 | 0 | 0 | 0 | 0 | 0 | 0 | 0 | 0 | 0 | 0 | 0 | 0 | 0 | 0 | 0 | 0 | 0 | 0 | 0 | 0 | 0
Saturday | 7 | 23 | 7 | 4879 | 0 | 0 | 0 | 0 | 0 | 0 | 0 | 0 | 0 | 0 | 0 | 0 | 0 | 0 | 0 | 0 | 0 | 0 | 0 | 0 | 0 |  | 0 | 0 | 0 | 0 | 0 | 0 | 0 | 0 |  |  |  |  | 0 | 0 | 0 | 0 | 0 | 1 | 0 | 0 |  | 1 | 1 | 1 | 1 | 1 | 1 | 0 | 0 | 0 | 0 | 0 | 0 | 0 | 0 | 0 | 0 | 0 | 0 | 0 | 0 | 0 | 0 | 0 | 0 | 0 | 0 | 0 | 0 | 0 | 0 | 0
Saturday | 7 | 23 | 8 | 4880 | 0 | 0 | 0 | 0 | 0 | 0 | 0 | 0 | 0 | 0 | 0 | 0 | 0 | 0 | 0 | 0 | 0 | 0 | 0 | 0 | 0 |  | 0 | 0 | 0 | 0 | 0 | 0 | 0 | 0 |  |  |  |  | 0 | 0 | 0 | 0 | 0 | 1 | 0 | 0 |  | 1 | 1 | 1 | 1 | 1 | 1 | 0 | 0 | 0 | 0 | 0 | 0 | 0 | 0 | 0 | 0 | 0 | 0 | 0 | 0 | 0 | 0 | 0 | 0 | 0 | 0 | 0 | 0 | 0 | 0 | 0
Saturday | 7 | 23 | 9 | 4881 | 0 | 0 | 0 | 0 | 0 | 0 | 0 | 0 | 0 | 0 | 0 | 0 | 0 | 0 | 0 | 0 | 0 | 0 | 0 | 0 | 0 |  | 0 | 0 | 0 | 0 | 0 | 0 | 0 | 0 |  |  |  |  | 0 | 0 | 0 | 0 | 0 | 1 | 0 | 0 |  | 1 | 1 | 1 | 1 | 1 | 1 | 0 | 0 | 0 | 0 | 0 | 0 | 0 | 0 | 0 | 0 | 0 | 0 | 0 | 0 | 0 | 0 | 0 | 0 | 0 | 0 | 0 | 0 | 0 | 0 | 0
Saturday | 7 | 23 | 10 | 4882 | 0 | 0 | 0 | 0 | 0 | 0 | 0 | 0 | 0 | 0 | 0 | 0 | 0 | 0 | 0 | 0 | 0 | 0 | 0 | 0 | 0 |  | 0 | 0 | 0 | 0 | 0 | 0 | 0 | 0 |  |  |  |  | 0 | 0 | 0 | 0 | 0 | 1 | 0 | 0 |  | 1 | 1 | 1 | 1 | 1 | 1 | 0 | 0 | 0 | 0 | 0 | 0 | 0 | 0 | 0 | 0 | 0 | 0 | 0 | 0 | 0 | 0 | 0 | 0 | 0 | 0 | 0 | 0 | 0 | 0 | 0
Saturday | 7 | 23 | 11 | 4883 | 0 | 0 | 0 | 0 | 0 | 0 | 0 | 0 | 0 | 0 | 0 | 0 | 0 | 0 | 0 | 0 | 0 | 0 | 0 | 0 | 0 |  | 0 | 0 | 0 | 0 | 0 | 0 | 0 | 0 |  |  |  |  | 0 | 0 | 0 | 0 | 0 | 1 | 0 | 0 |  | 1 | 1 | 1 | 1 | 1 | 1 | 0 | 0 | 0 | 0 | 0 | 0 | 0 | 0 | 0 | 0 | 0 | 0 | 0 | 0 | 0 | 0 | 0 | 0 | 0 | 0 | 0 | 0 | 0 | 0 | 0
Saturday | 7 | 23 | 12 | 4884 | 0 | 0 | 0 | 0 | 0 | 0 | 0 | 0 | 0 | 0 | 0 | 0 | 0 | 0 | 0 | 0 | 0 | 0 | 0 | 0 | 0 |  | 0 | 0 | 0 | 0 | 0 | 0 | 0 | 0 |  |  |  |  | 0 | 0 | 0 | 0 | 0 | 1 | 0 | 0 |  | 1 | 1 | 1 | 1 | 1 | 1 | 0 | 0 | 0 | 0 | 0 | 0 | 0 | 0 | 0 | 0 | 0 | 0 | 0 | 0 | 0 | 0 | 0 | 0 | 0 | 0 | 0 | 0 | 0 | 0 | 0
Saturday | 7 | 23 | 13 | 4885 | 0 | 0 | 0 | 0 | 0 | 0 | 0 | 0 | 0 | 0 | 0 | 0 | 0 | 0 | 0 | 0 | 0 | 0 | 0 | 0 | 0 |  | 0 | 0 | 0 | 0 | 0 | 0 | 0 | 0 |  |  |  |  | 0 | 0 | 0 | 0 | 0 | 1 | 0 | 0 |  | 1 | 1 | 1 | 1 | 1 | 1 | 0 | 0 | 0 | 0 | 0 | 0 | 0 | 0 | 0 | 0 | 0 | 0 | 0 | 0 | 0 | 0 | 0 | 0 | 0 | 0 | 0 | 0 | 0 | 0 | 0
Saturday | 7 | 23 | 14 | 4886 | 0 | 0 | 0 | 0 | 0 | 0 | 0 | 0 | 0 | 0 | 0 | 0 | 0 | 0 | 0 | 0 | 0 | 0 | 0 | 0 | 0 |  | 0 | 0 | 0 | 0 | 0 | 0 | 0 | 0 |  |  |  |  | 0 | 0 | 0 | 0 | 0 | 1 | 0 | 0 |  | 1 | 1 | 1 | 1 | 1 | 1 | 0 | 0 | 0 | 0 | 0 | 0 | 0 | 0 | 0 | 0 | 0 | 0 | 0 | 0 | 0 | 0 | 0 | 0 | 0 | 0 | 0 | 0 | 0 | 0 | 0
Saturday | 7 | 23 | 15 | 4887 | 0 | 0 | 0 | 0 | 0 | 0 | 0 | 0 | 0 | 0 | 0 | 0 | 0 | 0 | 0 | 0 | 0 | 0 | 0 | 0 | 0 |  | 0 | 0 | 0 | 0 | 0 | 0 | 0 | 0 |  |  |  |  | 0 | 0 | 0 | 0 | 0 | 1 | 0 | 0 |  | 1 | 1 | 1 | 1 | 1 | 1 | 0 | 0 | 0 | 0 | 0 | 0 | 0 | 0 | 0 | 0 | 0 | 0 | 0 | 0 | 0 | 0 | 0 | 0 | 0 | 0 | 0 | 0 | 0 | 0 | 0
Saturday | 7 | 23 | 16 | 4888 | 0 | 0 | 0 | 0 | 0 | 0 | 0 | 0 | 0 | 0 | 0 | 0 | 0 | 0 | 0 | 0 | 0 | 0 | 0 | 0 | 0 |  | 0 | 0 | 0 | 0 | 0 | 0 | 0 | 0 |  |  |  |  | 0 | 0 | 0 | 0 | 0 | 1 | 0 | 0 |  | 1 | 1 | 1 | 1 | 1 | 1 | 0 | 0 | 0 | 0 | 0 | 0 | 0 | 0 | 0 | 0 | 0 | 0 | 0 | 0 | 0 | 0 | 0 | 0 | 0 | 0 | 0 | 0 | 0 | 0 | 0
Saturday | 7 | 23 | 17 | 4889 | 0 | 0 | 0 | 0 | 0 | 0 | 0 | 0 | 0 | 0 | 0 | 0 | 0 | 0 | 0 | 0 | 0 | 0 | 0 | 0 | 0 |  | 0 | 0 | 0 | 0 | 0 | 0 | 0 | 0 |  |  |  |  | 0 | 0 | 0 | 0 | 0 | 1 | 0 | 0 |  | 1 | 1 | 1 | 1 | 1 | 1 | 0 | 0 | 0 | 0 | 0 | 0 | 0 | 0 | 0 | 0 | 0 | 0 | 0 | 0 | 0 | 0 | 0 | 0 | 0 | 0 | 0 | 0 | 0 | 0 | 0
Saturday | 7 | 23 | 18 | 4890 | 0 | 0 | 0 | 0 | 0 | 0 | 0 | 0 | 0 | 0 | 0 | 0 | 0 | 0 | 0 | 0 | 0 | 0 | 0 | 0 | 0 |  | 0 | 0 | 0 | 0 | 0 | 0 | 0 | 0 |  |  |  |  | 0 | 0 | 0 | 0 | 0 | 1 | 0 | 0 |  | 1 | 1 | 1 | 1 | 1 | 1 | 0 | 0 | 0 | 0 | 0 | 0 | 0 | 0 | 0 | 0 | 0 | 0 | 0 | 0 | 0 | 0 | 0 | 0 | 0 | 0 | 0 | 0 | 0 | 0 | 0
Saturday | 7 | 23 | 19 | 4891 | 0 | 0 | 0 | 0 | 0 | 0 | 0 | 0 | 0 | 0 | 0 | 0 | 0 | 0 | 0 | 0 | 0 | 0 | 0 | 0 | 0 |  | 0 | 0 | 0 | 0 | 0 | 0 | 0 | 0 |  |  |  |  | 0 | 0 | 0 | 0 | 0 | 1 | 0 | 0 |  | 1 | 1 | 1 | 1 | 1 | 1 | 0 | 0 | 0 | 0 | 0 | 0 | 0 | 0 | 0 | 0 | 0 | 0 | 0 | 0 | 0 | 0 | 0 | 0 | 0 | 0 | 0 | 0 | 0 | 0 | 0
Saturday | 7 | 23 | 20 | 4892 | 0 | 0 | 0 | 0 | 0 | 0 | 0 | 0 | 0 | 0 | 0 | 0 | 0 | 0 | 0 | 0 | 0 | 0 | 0 | 0 | 0 |  | 0 | 0 | 0 | 0 | 0 | 0 | 0 | 0 |  |  |  |  | 0 | 0 | 0 | 0 | 0 | 1 | 0 | 0 |  | 1 | 1 | 1 | 1 | 1 | 1 | 0 | 0 | 0 | 0 | 0 | 0 | 0 | 0 | 0 | 0 | 0 | 0 | 0 | 0 | 0 | 0 | 0 | 0 | 0 | 0 | 0 | 0 | 0 | 0 | 0
Saturday | 7 | 23 | 21 | 4893 | 0 | 0 | 0 | 0 | 0 | 0 | 0 | 0 | 0 | 0 | 0 | 0 | 0 | 0 | 0 | 0 | 0 | 0 | 0 | 0 | 0 |  | 0 | 0 | 0 | 0 | 0 | 0 | 0 | 0 |  |  |  |  | 0 | 0 | 0 | 0 | 0 | 1 | 0 | 0 |  | 1 | 1 | 1 | 1 | 1 | 1 | 0 | 0 | 0 | 0 | 0 | 0 | 0 | 0 | 0 | 0 | 0 | 0 | 0 | 0 | 0 | 0 | 0 | 0 | 0 | 0 | 0 | 0 | 0 | 0 | 0
Saturday | 7 | 23 | 22 | 4894 | 0 | 0 | 0 | 0 | 0 | 0 | 0 | 0 | 0 | 0 | 0 | 0 | 0 | 0 | 0 | 0 | 0 | 0 | 0 | 0 | 0 |  | 0 | 0 | 0 | 0 | 0 | 0 | 0 | 0 |  |  |  |  | 0 | 0 | 0 | 0 | 0 | 1 | 0 | 0 |  | 1 | 1 | 1 | 1 | 1 | 1 | 0 | 0 | 0 | 0 | 0 | 0 | 0 | 0 | 0 | 0 | 0 | 0 | 0 | 0 | 0 | 0 | 0 | 0 | 0 | 0 | 0 | 0 | 0 | 0 | 0
Saturday | 7 | 23 | 23 | 4895 | 0 | 0 | 0 | 0 | 0 | 0 | 0 | 0 | 0 | 0 | 0 | 0 | 0 | 0 | 0 | 0 | 0 | 0 | 0 | 0 | 0 |  | 0 | 0 | 0 | 0 | 0 | 0 | 0 | 0 |  |  |  |  | 0 | 0 | 0 | 0 | 0 | 1 | 0 | 0 |  | 1 | 1 | 1 | 1 | 1 | 1 | 0 | 0 | 0 | 0 | 0 | 0 | 0 | 0 | 0 | 0 | 0 | 0 | 0 | 0 | 0 | 0 | 0 | 0 | 0 | 0 | 0 | 0 | 0 | 0 | 0
Saturday | 7 | 23 | 24 | 4896 | 0 | 0 | 0 | 0 | 0 | 0 | 0 | 0 | 0 | 0 | 0 | 0 | 0 | 0 | 0 | 0 | 0 | 0 | 0 | 0 | 0 |  | 0 | 0 | 0 | 0 | 0 | 0 | 0 | 0 |  |  |  |  | 0 | 0 | 0 | 0 | 0 | 1 | 0 | 0 |  | 1 | 1 | 1 | 1 | 1 | 1 | 0 | 0 | 0 | 0 | 0 | 0 | 0 | 0 | 0 | 0 | 0 | 0 | 0 | 0 | 0 | 0 | 0 | 0 | 0 | 0 | 0 | 0 | 0 | 0 | 0
Sunday | 7 | 24 | 1 | 4897 | 0 | 0 | 0 | 0 | 0 | 0 | 0 | 0 | 0 | 0 | 0 | 0 | 0 | 0 | 0 | 0 | 0 | 0 | 0 | 0 | 0 |  | 0 | 0 | 0 | 0 | 0 | 0 | 0 | 0 |  |  |  |  | 0 | 0 | 0 | 0 | 0 | 1 | 0 | 0 |  | 1 | 1 | 1 | 1 | 1 | 1 | 0 | 0 | 0 | 0 | 0 | 0 | 0 | 0 | 0 | 0 | 0 | 0 | 0 | 0 | 0 | 0 | 0 | 0 | 0 | 0 | 0 | 0 | 0 | 0 | 0
Sunday | 7 | 24 | 2 | 4898 | 0 | 0 | 0 | 0 | 0 | 0 | 0 | 0 | 0 | 0 | 0 | 0 | 0 | 0 | 0 | 0 | 0 | 0 | 0 | 0 | 0 |  | 0 | 0 | 0 | 0 | 0 | 0 | 0 | 0 |  |  |  |  | 0 | 0 | 0 | 0 | 0 | 1 | 0 | 0 |  | 1 | 1 | 1 | 1 | 1 | 1 | 0 | 0 | 0 | 0 | 0 | 0 | 0 | 0 | 0 | 0 | 0 | 0 | 0 | 0 | 0 | 0 | 0 | 0 | 0 | 0 | 0 | 0 | 0 | 0 | 0
Sunday | 7 | 24 | 3 | 4899 | 0 | 0 | 0 | 0 | 0 | 0 | 0 | 0 | 0 | 0 | 0 | 0 | 0 | 0 | 0 | 0 | 0 | 0 | 0 | 0 | 0 |  | 0 | 0 | 0 | 0 | 0 | 0 | 0 | 0 |  |  |  |  | 0 | 0 | 0 | 0 | 0 | 1 | 0 | 0 |  | 1 | 1 | 1 | 1 | 1 | 1 | 0 | 0 | 0 | 0 | 0 | 0 | 0 | 0 | 0 | 0 | 0 | 0 | 0 | 0 | 0 | 0 | 0 | 0 | 0 | 0 | 0 | 0 | 0 | 0 | 0
Sunday | 7 | 24 | 4 | 4900 | 0 | 0 | 0 | 0 | 0 | 0 | 0 | 0 | 0 | 0 | 0 | 0 | 0 | 0 | 0 | 0 | 0 | 0 | 0 | 0 | 0 |  | 0 | 0 | 0 | 0 | 0 | 0 | 0 | 0 |  |  |  |  | 0 | 0 | 0 | 0 | 0 | 1 | 0 | 0 |  | 1 | 1 | 1 | 1 | 1 | 1 | 0 | 0 | 0 | 0 | 0 | 0 | 0 | 0 | 0 | 0 | 0 | 0 | 0 | 0 | 0 | 0 | 0 | 0 | 0 | 0 | 0 | 0 | 0 | 0 | 0
Sunday | 7 | 24 | 5 | 4901 | 0 | 0 | 0 | 0 | 0 | 0 | 0 | 0 | 0 | 0 | 0 | 0 | 0 | 0 | 0 | 0 | 0 | 0 | 0 | 0 | 0 |  | 0 | 0 | 0 | 0 | 0 | 0 | 0 | 0 |  |  |  |  | 0 | 0 | 0 | 0 | 0 | 1 | 0 | 0 |  | 1 | 1 | 1 | 1 | 1 | 1 | 0 | 0 | 0 | 0 | 0 | 0 | 0 | 0 | 0 | 0 | 0 | 0 | 0 | 0 | 0 | 0 | 0 | 0 | 0 | 0 | 0 | 0 | 0 | 0 | 0
Sunday | 7 | 24 | 6 | 4902 | 0 | 0 | 0 | 0 | 0 | 0 | 0 | 0 | 0 | 0 | 0 | 0 | 0 | 0 | 0 | 0 | 0 | 0 | 0 | 0 | 0 |  | 0 | 0 | 0 | 0 | 0 | 0 | 0 | 0 |  |  |  |  | 0 | 0 | 0 | 0 | 0 | 1 | 0 | 0 |  | 1 | 1 | 1 | 1 | 1 | 1 | 0 | 0 | 0 | 0 | 0 | 0 | 0 | 0 | 0 | 0 | 0 | 0 | 0 | 0 | 0 | 0 | 0 | 0 | 0 | 0 | 0 | 0 | 0 | 0 | 0
Sunday | 7 | 24 | 7 | 4903 | 0 | 0 | 0 | 0 | 0 | 0 | 0 | 0 | 0 | 0 | 0 | 0 | 0 | 0 | 0 | 0 | 0 | 0 | 0 | 0 | 0 |  | 0 | 0 | 0 | 0 | 0 | 0 | 0 | 0 |  |  |  |  | 0 | 0 | 0 | 0 | 0 | 1 | 0 | 0 |  | 1 | 1 | 1 | 1 | 1 | 1 | 0 | 0 | 0 | 0 | 0 | 0 | 0 | 0 | 0 | 0 | 0 | 0 | 0 | 0 | 0 | 0 | 0 | 0 | 0 | 0 | 0 | 0 | 0 | 0 | 0
Sunday | 7 | 24 | 8 | 4904 | 0 | 0 | 0 | 0 | 0 | 0 | 0 | 0 | 0 | 0 | 0 | 0 | 0 | 0 | 0 | 0 | 0 | 0 | 0 | 0 | 0 |  | 0 | 0 | 0 | 0 | 0 | 0 | 0 | 0 |  |  |  |  | 0 | 0 | 0 | 0 | 0 | 1 | 0 | 0 |  | 1 | 1 | 1 | 1 | 1 | 1 | 0 | 0 | 0 | 0 | 0 | 0 | 0 | 0 | 0 | 0 | 0 | 0 | 0 | 0 | 0 | 0 | 0 | 0 | 0 | 0 | 0 | 0 | 0 | 0 | 0
Sunday | 7 | 24 | 9 | 4905 | 0 | 0 | 0 | 0 | 0 | 0 | 0 | 0 | 0 | 0 | 0 | 0 | 0 | 0 | 0 | 0 | 0 | 0 | 0 | 0 | 0 |  | 0 | 0 | 0 | 0 | 0 | 0 | 0 | 0 |  |  |  |  | 0 | 0 | 0 | 0 | 0 | 1 | 0 | 0 |  | 1 | 1 | 1 | 1 | 1 | 1 | 0 | 0 | 0 | 0 | 0 | 0 | 0 | 0 | 0 | 0 | 0 | 0 | 0 | 0 | 0 | 0 | 0 | 0 | 0 | 0 | 0 | 0 | 0 | 0 | 0
Sunday | 7 | 24 | 10 | 4906 | 0 | 0 | 0 | 0 | 0 | 0 | 0 | 0 | 0 | 0 | 0 | 0 | 0 | 0 | 0 | 0 | 0 | 0 | 0 | 0 | 0 |  | 0 | 0 | 0 | 0 | 0 | 0 | 0 | 0 |  |  |  |  | 0 | 0 | 0 | 0 | 0 | 1 | 0 | 0 |  | 1 | 1 | 1 | 1 | 1 | 1 | 0 | 0 | 0 | 0 | 0 | 0 | 0 | 0 | 0 | 0 | 0 | 0 | 0 | 0 | 0 | 0 | 0 | 0 | 0 | 0 | 0 | 0 | 0 | 0 | 0
Sunday | 7 | 24 | 11 | 4907 | 0 | 0 | 0 | 0 | 0 | 0 | 0 | 0 | 0 | 0 | 0 | 0 | 0 | 0 | 0 | 0 | 0 | 0 | 0 | 0 | 0 |  | 0 | 0 | 0 | 0 | 0 | 0 | 0 | 0 |  |  |  |  | 0 | 0 | 0 | 0 | 0 | 1 | 0 | 0 |  | 1 | 1 | 1 | 1 | 1 | 1 | 0 | 0 | 0 | 0 | 0 | 0 | 0 | 0 | 0 | 0 | 0 | 0 | 0 | 0 | 0 | 0 | 0 | 0 | 0 | 0 | 0 | 0 | 0 | 0 | 0
Sunday | 7 | 24 | 12 | 4908 | 0 | 0 | 0 | 0 | 0 | 0 | 0 | 0 | 0 | 0 | 0 | 0 | 0 | 0 | 0 | 0 | 0 | 0 | 0 | 0 | 0 |  | 0 | 0 | 0 | 0 | 0 | 0 | 0 | 0 |  |  |  |  | 0 | 0 | 0 | 0 | 0 | 1 | 0 | 0 |  | 1 | 1 | 1 | 1 | 1 | 1 | 0 | 0 | 0 | 0 | 0 | 0 | 0 | 0 | 0 | 0 | 0 | 0 | 0 | 0 | 0 | 0 | 0 | 0 | 0 | 0 | 0 | 0 | 0 | 0 | 0
Sunday | 7 | 24 | 13 | 4909 | 0 | 0 | 0 | 0 | 0 | 0 | 0 | 0 | 0 | 0 | 0 | 0 | 0 | 0 | 0 | 0 | 0 | 0 | 0 | 0 | 0 |  | 0 | 0 | 0 | 0 | 0 | 0 | 0 | 0 |  |  |  |  | 0 | 0 | 0 | 0 | 0 | 1 | 0 | 0 |  | 1 | 1 | 1 | 1 | 1 | 1 | 0 | 0 | 0 | 0 | 0 | 0 | 0 | 0 | 0 | 0 | 0 | 0 | 0 | 0 | 0 | 0 | 0 | 0 | 0 | 0 | 0 | 0 | 0 | 0 | 0
Sunday | 7 | 24 | 14 | 4910 | 0 | 0 | 0 | 0 | 0 | 0 | 0 | 0 | 0 | 0 | 0 | 0 | 0 | 0 | 0 | 0 | 0 | 0 | 0 | 0 | 0 |  | 0 | 0 | 0 | 0 | 0 | 0 | 0 | 0 |  |  |  |  | 0 | 0 | 0 | 0 | 0 | 1 | 0 | 0 |  | 1 | 1 | 1 | 1 | 1 | 1 | 0 | 0 | 0 | 0 | 0 | 0 | 0 | 0 | 0 | 0 | 0 | 0 | 0 | 0 | 0 | 0 | 0 | 0 | 0 | 0 | 0 | 0 | 0 | 0 | 0
Sunday | 7 | 24 | 15 | 4911 | 0 | 0 | 0 | 0 | 0 | 0 | 0 | 0 | 0 | 0 | 0 | 0 | 0 | 0 | 0 | 0 | 0 | 0 | 0 | 0 | 0 |  | 0 | 0 | 0 | 0 | 0 | 0 | 0 | 0 |  |  |  |  | 0 | 0 | 0 | 0 | 0 | 1 | 0 | 0 |  | 1 | 1 | 1 | 1 | 1 | 1 | 0 | 0 | 0 | 0 | 0 | 0 | 0 | 0 | 0 | 0 | 0 | 0 | 0 | 0 | 0 | 0 | 0 | 0 | 0 | 0 | 0 | 0 | 0 | 0 | 0
Sunday | 7 | 24 | 16 | 4912 | 0 | 0 | 0 | 0 | 0 | 0 | 0 | 0 | 0 | 0 | 0 | 0 | 0 | 0 | 0 | 0 | 0 | 0 | 0 | 0 | 0 |  | 0 | 0 | 0 | 0 | 0 | 0 | 0 | 0 |  |  |  |  | 0 | 0 | 0 | 0 | 0 | 1 | 0 | 0 |  | 1 | 1 | 1 | 1 | 1 | 1 | 0 | 0 | 0 | 0 | 0 | 0 | 0 | 0 | 0 | 0 | 0 | 0 | 0 | 0 | 0 | 0 | 0 | 0 | 0 | 0 | 0 | 0 | 0 | 0 | 0
Sunday | 7 | 24 | 17 | 4913 | 0 | 0 | 0 | 0 | 0 | 0 | 0 | 0 | 0 | 0 | 0 | 0 | 0 | 0 | 0 | 0 | 0 | 0 | 0 | 0 | 0 |  | 0 | 0 | 0 | 0 | 0 | 0 | 0 | 0 |  |  |  |  | 0 | 0 | 0 | 0 | 0 | 1 | 0 | 0 |  | 1 | 1 | 1 | 1 | 1 | 1 | 0 | 0 | 0 | 0 | 0 | 0 | 0 | 0 | 0 | 0 | 0 | 0 | 0 | 0 | 0 | 0 | 0 | 0 | 0 | 0 | 0 | 0 | 0 | 0 | 0
Sunday | 7 | 24 | 18 | 4914 | 0 | 0 | 0 | 0 | 0 | 0 | 0 | 0 | 0 | 0 | 0 | 0 | 0 | 0 | 0 | 0 | 0 | 0 | 0 | 0 | 0 |  | 0 | 0 | 0 | 0 | 0 | 0 | 0 | 0 |  |  |  |  | 0 | 0 | 0 | 0 | 0 | 1 | 0 | 0 |  | 1 | 1 | 1 | 1 | 1 | 1 | 0 | 0 | 0 | 0 | 0 | 0 | 0 | 0 | 0 | 0 | 0 | 0 | 0 | 0 | 0 | 0 | 0 | 0 | 0 | 0 | 0 | 0 | 0 | 0 | 0
Sunday | 7 | 24 | 19 | 4915 | 0 | 0 | 0 | 0 | 0 | 0 | 0 | 0 | 0 | 0 | 0 | 0 | 0 | 0 | 0 | 0 | 0 | 0 | 0 | 0 | 0 |  | 0 | 0 | 0 | 0 | 0 | 0 | 0 | 0 |  |  |  |  | 0 | 0 | 0 | 0 | 0 | 1 | 0 | 0 |  | 1 | 1 | 1 | 1 | 1 | 1 | 0 | 0 | 0 | 0 | 0 | 0 | 0 | 0 | 0 | 0 | 0 | 0 | 0 | 0 | 0 | 0 | 0 | 0 | 0 | 0 | 0 | 0 | 0 | 0 | 0
Sunday | 7 | 24 | 20 | 4916 | 0 | 0 | 0 | 0 | 0 | 0 | 0 | 0 | 0 | 0 | 0 | 0 | 0 | 0 | 0 | 0 | 0 | 0 | 0 | 0 | 0 |  | 0 | 0 | 0 | 0 | 0 | 0 | 0 | 0 |  |  |  |  | 0 | 0 | 0 | 0 | 0 | 1 | 0 | 0 |  | 1 | 1 | 1 | 1 | 1 | 1 | 0 | 0 | 0 | 0 | 0 | 0 | 0 | 0 | 0 | 0 | 0 | 0 | 0 | 0 | 0 | 0 | 0 | 0 | 0 | 0 | 0 | 0 | 0 | 0 | 0
Sunday | 7 | 24 | 21 | 4917 | 0 | 0 | 0 | 0 | 0 | 0 | 0 | 0 | 0 | 0 | 0 | 0 | 0 | 0 | 0 | 0 | 0 | 0 | 0 | 0 | 0 |  | 0 | 0 | 0 | 0 | 0 | 0 | 0 | 0 |  |  |  |  | 0 | 0 | 0 | 0 | 0 | 1 | 0 | 0 |  | 1 | 1 | 1 | 1 | 1 | 1 | 0 | 0 | 0 | 0 | 0 | 0 | 0 | 0 | 0 | 0 | 0 | 0 | 0 | 0 | 0 | 0 | 0 | 0 | 0 | 0 | 0 | 0 | 0 | 0 | 0
Sunday | 7 | 24 | 22 | 4918 | 0 | 0 | 0 | 0 | 0 | 0 | 0 | 0 | 0 | 0 | 0 | 0 | 0 | 0 | 0 | 0 | 0 | 0 | 0 | 0 | 0 |  | 0 | 0 | 0 | 0 | 0 | 0 | 0 | 0 |  |  |  |  | 0 | 0 | 0 | 0 | 0 | 1 | 0 | 0 |  | 1 | 1 | 1 | 1 | 1 | 1 | 0 | 0 | 0 | 0 | 0 | 0 | 0 | 0 | 0 | 0 | 0 | 0 | 0 | 0 | 0 | 0 | 0 | 0 | 0 | 0 | 0 | 0 | 0 | 0 | 0
Sunday | 7 | 24 | 23 | 4919 | 0 | 0 | 0 | 0 | 0 | 0 | 0 | 0 | 0 | 0 | 0 | 0 | 0 | 0 | 0 | 0 | 0 | 0 | 0 | 0 | 0 |  | 0 | 0 | 0 | 0 | 0 | 0 | 0 | 0 |  |  |  |  | 0 | 0 | 0 | 0 | 0 | 1 | 0 | 0 |  | 1 | 1 | 1 | 1 | 1 | 1 | 0 | 0 | 0 | 0 | 0 | 0 | 0 | 0 | 0 | 0 | 0 | 0 | 0 | 0 | 0 | 0 | 0 | 0 | 0 | 0 | 0 | 0 | 0 | 0 | 0
Sunday | 7 | 24 | 24 | 4920 | 0 | 0 | 0 | 0 | 0 | 0 | 0 | 0 | 0 | 0 | 0 | 0 | 0 | 0 | 0 | 0 | 0 | 0 | 0 | 0 | 0 |  | 0 | 0 | 0 | 0 | 0 | 0 | 0 | 0 |  |  |  |  | 0 | 0 | 0 | 0 | 0 | 1 | 0 | 0 |  | 1 | 1 | 1 | 1 | 1 | 1 | 0 | 0 | 0 | 0 | 0 | 0 | 0 | 0 | 0 | 0 | 0 | 0 | 0 | 0 | 0 | 0 | 0 | 0 | 0 | 0 | 0 | 0 | 0 | 0 | 0
Monday | 7 | 25 | 1 | 4921 | 0 | 0 | 0 | 0 | 0 | 0 | 0 | 0 | 0 | 0 | 0 | 0 | 0 | 0 | 0 | 0 | 0 | 0 | 0 | 0 | 0 |  | 0 | 0 | 0 | 0 | 0 | 0 | 0 | 0 |  |  |  |  | 0 | 0 | 0 | 0 | 0 | 1 | 0 | 0 |  | 1 | 1 | 1 | 1 | 1 | 1 | 0 | 0 | 0 | 0 | 0 | 0 | 0 | 0 | 0 | 0 | 0 | 0 | 0 | 0 | 0 | 0 | 0 | 0 | 0 | 0 | 0 | 0 | 0 | 0 | 0
Monday | 7 | 25 | 2 | 4922 | 0 | 0 | 0 | 0 | 0 | 0 | 0 | 0 | 0 | 0 | 0 | 0 | 0 | 0 | 0 | 0 | 0 | 0 | 0 | 0 | 0 |  | 0 | 0 | 0 | 0 | 0 | 0 | 0 | 0 |  |  |  |  | 0 | 0 | 0 | 0 | 0 | 1 | 0 | 0 |  | 1 | 1 | 1 | 1 | 1 | 1 | 0 | 0 | 0 | 0 | 0 | 0 | 0 | 0 | 0 | 0 | 0 | 0 | 0 | 0 | 0 | 0 | 0 | 0 | 0 | 0 | 0 | 0 | 0 | 0 | 0
Monday | 7 | 25 | 3 | 4923 | 0 | 0 | 0 | 0 | 0 | 0 | 0 | 0 | 0 | 0 | 0 | 0 | 0 | 0 | 0 | 0 | 0 | 0 | 0 | 0 | 0 |  | 0 | 0 | 0 | 0 | 0 | 0 | 0 | 0 |  |  |  |  | 0 | 0 | 0 | 0 | 0 | 1 | 0 | 0 |  | 1 | 1 | 1 | 1 | 1 | 1 | 0 | 0 | 0 | 0 | 0 | 0 | 0 | 0 | 0 | 0 | 0 | 0 | 0 | 0 | 0 | 0 | 0 | 0 | 0 | 0 | 0 | 0 | 0 | 0 | 0
Monday | 7 | 25 | 4 | 4924 | 0 | 0 | 0 | 0 | 0 | 0 | 0 | 0 | 0 | 0 | 0 | 0 | 0 | 0 | 0 | 0 | 0 | 0 | 0 | 0 | 0 |  | 0 | 0 | 0 | 0 | 0 | 0 | 0 | 0 |  |  |  |  | 0 | 0 | 0 | 0 | 0 | 1 | 0 | 0 |  | 1 | 1 | 1 | 1 | 1 | 1 | 0 | 0 | 0 | 0 | 0 | 0 | 0 | 0 | 0 | 0 | 0 | 0 | 0 | 0 | 0 | 0 | 0 | 0 | 0 | 0 | 0 | 0 | 0 | 0 | 0
Monday | 7 | 25 | 5 | 4925 | 0 | 0 | 0 | 0 | 0 | 0 | 0 | 0 | 0 | 0 | 0 | 0 | 0 | 0 | 0 | 0 | 0 | 0 | 0 | 0 | 0 |  | 0 | 0 | 0 | 0 | 0 | 0 | 0 | 0 |  |  |  |  | 0 | 0 | 0 | 0 | 0 | 1 | 0 | 0 |  | 1 | 1 | 1 | 1 | 1 | 1 | 0 | 0 | 0 | 0 | 0 | 0 | 0 | 0 | 0 | 0 | 0 | 0 | 0 | 0 | 0 | 0 | 0 | 0 | 0 | 0 | 0 | 0 | 0 | 0 | 0
Monday | 7 | 25 | 6 | 4926 | 0 | 0 | 0 | 0 | 0 | 0 | 0 | 0 | 0 | 0 | 0 | 0 | 0 | 0 | 0 | 0 | 0 | 0 | 0 | 0 | 0 |  | 0 | 0 | 0 | 0 | 0 | 0 | 0 | 0 |  |  |  |  | 0 | 0 | 0 | 0 | 0 | 1 | 0 | 0 |  | 1 | 1 | 1 | 1 | 1 | 1 | 0 | 0 | 0 | 0 | 0 | 0 | 0 | 0 | 0 | 0 | 0 | 0 | 0 | 0 | 0 | 0 | 0 | 0 | 0 | 0 | 0 | 0 | 0 | 0 | 0
Monday | 7 | 25 | 7 | 4927 | 0 | 0 | 0 | 0 | 0 | 0 | 0 | 0 | 0 | 0 | 0 | 0 | 0 | 0 | 0 | 0 | 0 | 0 | 0 | 0 | 0 |  | 0 | 0 | 0 | 0 | 0 | 0 | 0 | 0 |  |  |  |  | 0 | 0 | 0 | 0 | 0 | 1 | 0 | 0 |  | 1 | 1 | 1 | 1 | 1 | 1 | 0 | 0 | 0 | 0 | 0 | 0 | 0 | 0 | 0 | 0 | 0 | 0 | 0 | 0 | 0 | 0 | 0 | 0 | 0 | 0 | 0 | 0 | 0 | 0 | 0
Monday | 7 | 25 | 8 | 4928 | 0 | 0 | 0 | 0 | 0 | 0 | 0 | 0 | 0 | 0 | 0 | 0 | 0 | 0 | 0 | 0 | 0 | 0 | 0 | 0 | 0 |  | 0 | 0 | 0 | 0 | 0 | 0 | 0 | 0 |  |  |  |  | 0 | 0 | 0 | 0 | 1 | 0 | 0 | 0 |  | 1 | 1 | 1 | #VALUE! | 1 | #VALUE! | 0 | 0 | 0 | 0 | 0 | 0 | 0 | 0 | 0 | 0 | 0 | 0 | 0 | 0 | 0 | 0 | 0 | 0 | 0 | 0 | 0 | 0 | 0 | 0 | 0
Monday | 7 | 25 | 9 | 4929 | 0 | 0 | 0 | 0 | 0 | 0 | 0 | 0 | 0 | 0 | 0 | 0 | 0 | 0 | 0 | 0 | 0 | 0 | 0 | 0 | 0 |  | 0 | 0 | 0 | 0 | 0 | 0 | 0 | 0 |  |  |  |  | 0 | 0 | 0 | 0 | 1 | 0 | 0 | 0 |  | 1 | 1 | 1 | #VALUE! | 1 | #VALUE! | 0 | 0 | 0 | 0 | 0 | 0 | 0 | 0 | 0 | 0 | 0 | 0 | 0 | 0 | 0 | 0 | 0 | 0 | 0 | 0 | 0 | 0 | 0 | 0 | 0
Monday | 7 | 25 | 10 | 4930 | 0 | 0 | 0 | 0 | 0 | 0 | 0 | 0 | 0 | 0 | 0 | 0 | 0 | 0 | 0 | 0 | 0 | 0 | 0 | 0 | 0 |  | 0 | 0 | 0 | 0 | 0 | 0 | 0 | 0 |  |  |  |  | 0 | 0 | 0 | 0 | 1 | 0 | 0 | 0 |  | 1 | 1 | 1 | #VALUE! | 1 | #VALUE! | 0 | 0 | 0 | 0 | 0 | 0 | 0 | 0 | 0 | 0 | 0 | 0 | 0 | 0 | 0 | 0 | 0 | 0 | 0 | 0 | 0 | 0 | 0 | 0 | 0
Monday | 7 | 25 | 11 | 4931 | 0 | 0 | 0 | 0 | 0 | 0 | 0 | 0 | 0 | 0 | 0 | 0 | 0 | 0 | 0 | 0 | 0 | 0 | 0 | 0 | 0 |  | 0 | 0 | 0 | 0 | 0 | 0 | 0 | 0 |  |  |  |  | 0 | 0 | 0 | 0 | 1 | 0 | 0 | 0 |  | 1 | 1 | 1 | #VALUE! | 1 | #VALUE! | 0 | 0 | 0 | 0 | 0 | 0 | 0 | 0 | 0 | 0 | 0 | 0 | 0 | 0 | 0 | 0 | 0 | 0 | 0 | 0 | 0 | 0 | 0 | 0 | 0
Monday | 7 | 25 | 12 | 4932 | 0 | 0 | 0 | 0 | 0 | 0 | 0 | 0 | 0 | 0 | 0 | 0 | 0 | 0 | 0 | 0 | 0 | 0 | 0 | 0 | 0 |  | 0 | 0 | 0 | 0 | 0 | 0 | 0 | 0 |  |  |  |  | 0 | 0 | 0 | 0 | 1 | 0 | 0 | 0 |  | 1 | 1 | 1 | #VALUE! | 1 | #VALUE! | 0 | 0 | 0 | 0 | 0 | 0 | 0 | 0 | 0 | 0 | 0 | 0 | 0 | 0 | 0 | 0 | 0 | 0 | 0 | 0 | 0 | 0 | 0 | 0 | 0
Monday | 7 | 25 | 13 | 4933 | 0 | 0 | 0 | 0 | 0 | 0 | 0 | 0 | 0 | 0 | 0 | 0 | 0 | 0 | 0 | 0 | 0 | 0 | 0 | 0 | 0 |  | 0 | 0 | 0 | 0 | 0 | 0 | 0 | 0 |  |  |  |  | 0 | 0 | 0 | 0 | 1 | 0 | 0 | 0 |  | 1 | 1 | 1 | #VALUE! | 1 | #VALUE! | 0 | 0 | 0 | 0 | 0 | 0 | 0 | 0 | 0 | 0 | 0 | 0 | 0 | 0 | 0 | 0 | 0 | 0 | 0 | 0 | 0 | 0 | 0 | 0 | 0
Monday | 7 | 25 | 14 | 4934 | 0 | 0 | 0 | 0 | 0 | 0 | 0 | 0 | 0 | 0 | 0 | 0 | 0 | 0 | 0 | 0 | 0 | 0 | 0 | 0 | 0 |  | 0 | 0 | 0 | 0 | 0 | 0 | 0 | 0 |  |  |  |  | 0 | 0 | 0 | 1 | 0 | 0 | 0 | 0 |  | 1 | 1 | #VALUE! | 1 | 1 | #VALUE! | 0 | 0 | 0 | 0 | 0 | 0 | 0 | 0 | 0 | 0 | 0 | 0 | 0 | 0 | 0 | 0 | 0 | 0 | 0 | 0 | 0 | 0 | 0 | 0 | 0
Monday | 7 | 25 | 15 | 4935 | 0 | 0 | 0 | 0 | 0 | 0 | 0 | 0 | 0 | 0 | 0 | 0 | 0 | 0 | 0 | 0 | 0 | 0 | 0 | 0 | 0 |  | 0 | 0 | 0 | 0 | 0 | 0 | 0 | 0 |  |  |  |  | 0 | 0 | 0 | 1 | 0 | 0 | 0 | 0 |  | 1 | 1 | #VALUE! | 1 | 1 | #VALUE! | 0 | 0 | 0 | 0 | 0 | 0 | 0 | 0 | 0 | 0 | 0 | 0 | 0 | 0 | 0 | 0 | 0 | 0 | 0 | 0 | 0 | 0 | 0 | 0 | 0
Monday | 7 | 25 | 16 | 4936 | 0 | 0 | 0 | 0 | 0 | 0 | 0 | 0 | 0 | 0 | 0 | 0 | 0 | 0 | 0 | 0 | 0 | 0 | 0 | 0 | 0 |  | 0 | 0 | 0 | 0 | 0 | 0 | 0 | 0 |  |  |  |  | 0 | 0 | 0 | 1 | 0 | 0 | 0 | 0 |  | 1 | 1 | #VALUE! | 1 | 1 | #VALUE! | 0 | 0 | 0 | 0 | 0 | 0 | 0 | 0 | 0 | 0 | 0 | 0 | 0 | 0 | 0 | 0 | 0 | 0 | 0 | 0 | 0 | 0 | 0 | 0 | 0
Monday | 7 | 25 | 17 | 4937 | 0 | 0 | 0 | 0 | 0 | 0 | 0 | 0 | 0 | 0 | 0 | 0 | 0 | 0 | 0 | 0 | 0 | 0 | 0 | 0 | 0 |  | 0 | 0 | 0 | 0 | 0 | 0 | 0 | 0 |  |  |  |  | 0 | 0 | 0 | 1 | 0 | 0 | 0 | 0 |  | 1 | 1 | #VALUE! | 1 | 1 | #VALUE! | 0 | 0 | 0 | 0 | 0 | 0 | 0 | 0 | 0 | 0 | 0 | 0 | 0 | 0 | 0 | 0 | 0 | 0 | 0 | 0 | 0 | 0 | 0 | 0 | 0
Monday | 7 | 25 | 18 | 4938 | 0 | 0 | 0 | 0 | 0 | 0 | 0 | 0 | 0 | 0 | 0 | 0 | 0 | 0 | 0 | 0 | 0 | 0 | 0 | 0 | 0 |  | 0 | 0 | 0 | 0 | 0 | 0 | 0 | 0 |  |  |  |  | 0 | 0 | 0 | 1 | 0 | 0 | 0 | 0 |  | 1 | 1 | #VALUE! | 1 | 1 | #VALUE! | 0 | 0 | 0 | 0 | 0 | 0 | 0 | 0 | 0 | 0 | 0 | 0 | 0 | 0 | 0 | 0 | 0 | 0 | 0 | 0 | 0 | 0 | 0 | 0 | 0
Monday | 7 | 25 | 19 | 4939 | 0 | 0 | 0 | 0 | 0 | 0 | 0 | 0 | 0 | 0 | 0 | 0 | 0 | 0 | 0 | 0 | 0 | 0 | 0 | 0 | 0 |  | 0 | 0 | 0 | 0 | 0 | 0 | 0 | 0 |  |  |  |  | 0 | 0 | 0 | 1 | 0 | 0 | 0 | 0 |  | 1 | 1 | #VALUE! | 1 | 1 | #VALUE! | 0 | 0 | 0 | 0 | 0 | 0 | 0 | 0 | 0 | 0 | 0 | 0 | 0 | 0 | 0 | 0 | 0 | 0 | 0 | 0 | 0 | 0 | 0 | 0 | 0
Monday | 7 | 25 | 20 | 4940 | 0 | 0 | 0 | 0 | 0 | 0 | 0 | 0 | 0 | 0 | 0 | 0 | 0 | 0 | 0 | 0 | 0 | 0 | 0 | 0 | 0 |  | 0 | 0 | 0 | 0 | 0 | 0 | 0 | 0 |  |  |  |  | 0 | 0 | 0 | 0 | 1 | 0 | 0 | 0 |  | 1 | 1 | 1 | #VALUE! | 1 | #VALUE! | 0 | 0 | 0 | 0 | 0 | 0 | 0 | 0 | 0 | 0 | 0 | 0 | 0 | 0 | 0 | 0 | 0 | 0 | 0 | 0 | 0 | 0 | 0 | 0 | 0
Monday | 7 | 25 | 21 | 4941 | 0 | 0 | 0 | 0 | 0 | 0 | 0 | 0 | 0 | 0 | 0 | 0 | 0 | 0 | 0 | 0 | 0 | 0 | 0 | 0 | 0 |  | 0 | 0 | 0 | 0 | 0 | 0 | 0 | 0 |  |  |  |  | 0 | 0 | 0 | 0 | 1 | 0 | 0 | 0 |  | 1 | 1 | 1 | #VALUE! | 1 | #VALUE! | 0 | 0 | 0 | 0 | 0 | 0 | 0 | 0 | 0 | 0 | 0 | 0 | 0 | 0 | 0 | 0 | 0 | 0 | 0 | 0 | 0 | 0 | 0 | 0 | 0
Monday | 7 | 25 | 22 | 4942 | 0 | 0 | 0 | 0 | 0 | 0 | 0 | 0 | 0 | 0 | 0 | 0 | 0 | 0 | 0 | 0 | 0 | 0 | 0 | 0 | 0 |  | 0 | 0 | 0 | 0 | 0 | 0 | 0 | 0 |  |  |  |  | 0 | 0 | 0 | 0 | 1 | 0 | 0 | 0 |  | 1 | 1 | 1 | #VALUE! | 1 | #VALUE! | 0 | 0 | 0 | 0 | 0 | 0 | 0 | 0 | 0 | 0 | 0 | 0 | 0 | 0 | 0 | 0 | 0 | 0 | 0 | 0 | 0 | 0 | 0 | 0 | 0
Monday | 7 | 25 | 23 | 4943 | 0 | 0 | 0 | 0 | 0 | 0 | 0 | 0 | 0 | 0 | 0 | 0 | 0 | 0 | 0 | 0 | 0 | 0 | 0 | 0 | 0 |  | 0 | 0 | 0 | 0 | 0 | 0 | 0 | 0 |  |  |  |  | 0 | 0 | 0 | 0 | 0 | 1 | 0 | 0 |  | 1 | 1 | 1 | 1 | 1 | 1 | 0 | 0 | 0 | 0 | 0 | 0 | 0 | 0 | 0 | 0 | 0 | 0 | 0 | 0 | 0 | 0 | 0 | 0 | 0 | 0 | 0 | 0 | 0 | 0 | 0
Monday | 7 | 25 | 24 | 4944 | 0 | 0 | 0 | 0 | 0 | 0 | 0 | 0 | 0 | 0 | 0 | 0 | 0 | 0 | 0 | 0 | 0 | 0 | 0 | 0 | 0 |  | 0 | 0 | 0 | 0 | 0 | 0 | 0 | 0 |  |  |  |  | 0 | 0 | 0 | 0 | 0 | 1 | 0 | 0 |  | 1 | 1 | 1 | 1 | 1 | 1 | 0 | 0 | 0 | 0 | 0 | 0 | 0 | 0 | 0 | 0 | 0 | 0 | 0 | 0 | 0 | 0 | 0 | 0 | 0 | 0 | 0 | 0 | 0 | 0 | 0
Tuesday | 7 | 26 | 1 | 4945 | 0 | 0 | 0 | 0 | 0 | 0 | 0 | 0 | 0 | 0 | 0 | 0 | 0 | 0 | 0 | 0 | 0 | 0 | 0 | 0 | 0 |  | 0 | 0 | 0 | 0 | 0 | 0 | 0 | 0 |  |  |  |  | 0 | 0 | 0 | 0 | 0 | 1 | 0 | 0 |  | 1 | 1 | 1 | 1 | 1 | 1 | 0 | 0 | 0 | 0 | 0 | 0 | 0 | 0 | 0 | 0 | 0 | 0 | 0 | 0 | 0 | 0 | 0 | 0 | 0 | 0 | 0 | 0 | 0 | 0 | 0
Tuesday | 7 | 26 | 2 | 4946 | 0 | 0 | 0 | 0 | 0 | 0 | 0 | 0 | 0 | 0 | 0 | 0 | 0 | 0 | 0 | 0 | 0 | 0 | 0 | 0 | 0 |  | 0 | 0 | 0 | 0 | 0 | 0 | 0 | 0 |  |  |  |  | 0 | 0 | 0 | 0 | 0 | 1 | 0 | 0 |  | 1 | 1 | 1 | 1 | 1 | 1 | 0 | 0 | 0 | 0 | 0 | 0 | 0 | 0 | 0 | 0 | 0 | 0 | 0 | 0 | 0 | 0 | 0 | 0 | 0 | 0 | 0 | 0 | 0 | 0 | 0
Tuesday | 7 | 26 | 3 | 4947 | 0 | 0 | 0 | 0 | 0 | 0 | 0 | 0 | 0 | 0 | 0 | 0 | 0 | 0 | 0 | 0 | 0 | 0 | 0 | 0 | 0 |  | 0 | 0 | 0 | 0 | 0 | 0 | 0 | 0 |  |  |  |  | 0 | 0 | 0 | 0 | 0 | 1 | 0 | 0 |  | 1 | 1 | 1 | 1 | 1 | 1 | 0 | 0 | 0 | 0 | 0 | 0 | 0 | 0 | 0 | 0 | 0 | 0 | 0 | 0 | 0 | 0 | 0 | 0 | 0 | 0 | 0 | 0 | 0 | 0 | 0
Tuesday | 7 | 26 | 4 | 4948 | 0 | 0 | 0 | 0 | 0 | 0 | 0 | 0 | 0 | 0 | 0 | 0 | 0 | 0 | 0 | 0 | 0 | 0 | 0 | 0 | 0 |  | 0 | 0 | 0 | 0 | 0 | 0 | 0 | 0 |  |  |  |  | 0 | 0 | 0 | 0 | 0 | 1 | 0 | 0 |  | 1 | 1 | 1 | 1 | 1 | 1 | 0 | 0 | 0 | 0 | 0 | 0 | 0 | 0 | 0 | 0 | 0 | 0 | 0 | 0 | 0 | 0 | 0 | 0 | 0 | 0 | 0 | 0 | 0 | 0 | 0
Tuesday | 7 | 26 | 5 | 4949 | 0 | 0 | 0 | 0 | 0 | 0 | 0 | 0 | 0 | 0 | 0 | 0 | 0 | 0 | 0 | 0 | 0 | 0 | 0 | 0 | 0 |  | 0 | 0 | 0 | 0 | 0 | 0 | 0 | 0 |  |  |  |  | 0 | 0 | 0 | 0 | 0 | 1 | 0 | 0 |  | 1 | 1 | 1 | 1 | 1 | 1 | 0 | 0 | 0 | 0 | 0 | 0 | 0 | 0 | 0 | 0 | 0 | 0 | 0 | 0 | 0 | 0 | 0 | 0 | 0 | 0 | 0 | 0 | 0 | 0 | 0
Tuesday | 7 | 26 | 6 | 4950 | 0 | 0 | 0 | 0 | 0 | 0 | 0 | 0 | 0 | 0 | 0 | 0 | 0 | 0 | 0 | 0 | 0 | 0 | 0 | 0 | 0 |  | 0 | 0 | 0 | 0 | 0 | 0 | 0 | 0 |  |  |  |  | 0 | 0 | 0 | 0 | 0 | 1 | 0 | 0 |  | 1 | 1 | 1 | 1 | 1 | 1 | 0 | 0 | 0 | 0 | 0 | 0 | 0 | 0 | 0 | 0 | 0 | 0 | 0 | 0 | 0 | 0 | 0 | 0 | 0 | 0 | 0 | 0 | 0 | 0 | 0
Tuesday | 7 | 26 | 7 | 4951 | 0 | 0 | 0 | 0 | 0 | 0 | 0 | 0 | 0 | 0 | 0 | 0 | 0 | 0 | 0 | 0 | 0 | 0 | 0 | 0 | 0 |  | 0 | 0 | 0 | 0 | 0 | 0 | 0 | 0 |  |  |  |  | 0 | 0 | 0 | 0 | 0 | 1 | 0 | 0 |  | 1 | 1 | 1 | 1 | 1 | 1 | 0 | 0 | 0 | 0 | 0 | 0 | 0 | 0 | 0 | 0 | 0 | 0 | 0 | 0 | 0 | 0 | 0 | 0 | 0 | 0 | 0 | 0 | 0 | 0 | 0
Tuesday | 7 | 26 | 8 | 4952 | 0 | 0 | 0 | 0 | 0 | 0 | 0 | 0 | 0 | 0 | 0 | 0 | 0 | 0 | 0 | 0 | 0 | 0 | 0 | 0 | 0 |  | 0 | 0 | 0 | 0 | 0 | 0 | 0 | 0 |  |  |  |  | 0 | 0 | 0 | 0 | 1 | 0 | 0 | 0 |  | 1 | 1 | 1 | #VALUE! | 1 | #VALUE! | 0 | 0 | 0 | 0 | 0 | 0 | 0 | 0 | 0 | 0 | 0 | 0 | 0 | 0 | 0 | 0 | 0 | 0 | 0 | 0 | 0 | 0 | 0 | 0 | 0
Tuesday | 7 | 26 | 9 | 4953 | 0 | 0 | 0 | 0 | 0 | 0 | 0 | 0 | 0 | 0 | 0 | 0 | 0 | 0 | 0 | 0 | 0 | 0 | 0 | 0 | 0 |  | 0 | 0 | 0 | 0 | 0 | 0 | 0 | 0 |  |  |  |  | 0 | 0 | 0 | 0 | 1 | 0 | 0 | 0 |  | 1 | 1 | 1 | #VALUE! | 1 | #VALUE! | 0 | 0 | 0 | 0 | 0 | 0 | 0 | 0 | 0 | 0 | 0 | 0 | 0 | 0 | 0 | 0 | 0 | 0 | 0 | 0 | 0 | 0 | 0 | 0 | 0
Tuesday | 7 | 26 | 10 | 4954 | 0 | 0 | 0 | 0 | 0 | 0 | 0 | 0 | 0 | 0 | 0 | 0 | 0 | 0 | 0 | 0 | 0 | 0 | 0 | 0 | 0 |  | 0 | 0 | 0 | 0 | 0 | 0 | 0 | 0 |  |  |  |  | 0 | 0 | 0 | 0 | 1 | 0 | 0 | 0 |  | 1 | 1 | 1 | #VALUE! | 1 | #VALUE! | 0 | 0 | 0 | 0 | 0 | 0 | 0 | 0 | 0 | 0 | 0 | 0 | 0 | 0 | 0 | 0 | 0 | 0 | 0 | 0 | 0 | 0 | 0 | 0 | 0
Tuesday | 7 | 26 | 11 | 4955 | 0 | 0 | 0 | 0 | 0 | 0 | 0 | 0 | 0 | 0 | 0 | 0 | 0 | 0 | 0 | 0 | 0 | 0 | 0 | 0 | 0 |  | 0 | 0 | 0 | 0 | 0 | 0 | 0 | 0 |  |  |  |  | 0 | 0 | 0 | 0 | 1 | 0 | 0 | 0 |  | 1 | 1 | 1 | #VALUE! | 1 | #VALUE! | 0 | 0 | 0 | 0 | 0 | 0 | 0 | 0 | 0 | 0 | 0 | 0 | 0 | 0 | 0 | 0 | 0 | 0 | 0 | 0 | 0 | 0 | 0 | 0 | 0
Tuesday | 7 | 26 | 12 | 4956 | 0 | 0 | 0 | 0 | 0 | 0 | 0 | 0 | 0 | 0 | 0 | 0 | 0 | 0 | 0 | 0 | 0 | 0 | 0 | 0 | 0 |  | 0 | 0 | 0 | 0 | 0 | 0 | 0 | 0 |  |  |  |  | 0 | 0 | 0 | 0 | 1 | 0 | 0 | 0 |  | 1 | 1 | 1 | #VALUE! | 1 | #VALUE! | 0 | 0 | 0 | 0 | 0 | 0 | 0 | 0 | 0 | 0 | 0 | 0 | 0 | 0 | 0 | 0 | 0 | 0 | 0 | 0 | 0 | 0 | 0 | 0 | 0
Tuesday | 7 | 26 | 13 | 4957 | 0 | 0 | 0 | 0 | 0 | 0 | 0 | 0 | 0 | 0 | 0 | 0 | 0 | 0 | 0 | 0 | 0 | 0 | 0 | 0 | 0 |  | 0 | 0 | 0 | 0 | 0 | 0 | 0 | 0 |  |  |  |  | 0 | 0 | 0 | 0 | 1 | 0 | 0 | 0 |  | 1 | 1 | 1 | #VALUE! | 1 | #VALUE! | 0 | 0 | 0 | 0 | 0 | 0 | 0 | 0 | 0 | 0 | 0 | 0 | 0 | 0 | 0 | 0 | 0 | 0 | 0 | 0 | 0 | 0 | 0 | 0 | 0
Tuesday | 7 | 26 | 14 | 4958 | 0 | 0 | 0 | 0 | 0 | 0 | 0 | 0 | 0 | 0 | 0 | 0 | 0 | 0 | 0 | 0 | 0 | 0 | 0 | 0 | 0 |  | 0 | 0 | 0 | 0 | 0 | 0 | 0 | 0 |  |  |  |  | 0 | 0 | 0 | 1 | 0 | 0 | 0 | 0 |  | 1 | 1 | #VALUE! | 1 | 1 | #VALUE! | 0 | 0 | 0 | 0 | 0 | 0 | 0 | 0 | 0 | 0 | 0 | 0 | 0 | 0 | 0 | 0 | 0 | 0 | 0 | 0 | 0 | 0 | 0 | 0 | 0
Tuesday | 7 | 26 | 15 | 4959 | 0 | 0 | 0 | 0 | 0 | 0 | 0 | 0 | 0 | 0 | 0 | 0 | 0 | 0 | 0 | 0 | 0 | 0 | 0 | 0 | 0 |  | 0 | 0 | 0 | 0 | 0 | 0 | 0 | 0 |  |  |  |  | 0 | 0 | 0 | 1 | 0 | 0 | 0 | 0 |  | 1 | 1 | #VALUE! | 1 | 1 | #VALUE! | 0 | 0 | 0 | 0 | 0 | 0 | 0 | 0 | 0 | 0 | 0 | 0 | 0 | 0 | 0 | 0 | 0 | 0 | 0 | 0 | 0 | 0 | 0 | 0 | 0
Tuesday | 7 | 26 | 16 | 4960 | 0 | 0 | 0 | 0 | 0 | 0 | 0 | 0 | 0 | 0 | 0 | 0 | 0 | 0 | 0 | 0 | 0 | 0 | 0 | 0 | 0 |  | 0 | 0 | 0 | 0 | 0 | 0 | 0 | 0 |  |  |  |  | 0 | 0 | 0 | 1 | 0 | 0 | 0 | 0 |  | 1 | 1 | #VALUE! | 1 | 1 | #VALUE! | 0 | 0 | 0 | 0 | 0 | 0 | 0 | 0 | 0 | 0 | 0 | 0 | 0 | 0 | 0 | 0 | 0 | 0 | 0 | 0 | 0 | 0 | 0 | 0 | 0
Tuesday | 7 | 26 | 17 | 4961 | 0 | 0 | 0 | 0 | 0 | 0 | 0 | 0 | 0 | 0 | 0 | 0 | 0 | 0 | 0 | 0 | 0 | 0 | 0 | 0 | 0 |  | 0 | 0 | 0 | 0 | 0 | 0 | 0 | 0 |  |  |  |  | 0 | 0 | 0 | 1 | 0 | 0 | 0 | 0 |  | 1 | 1 | #VALUE! | 1 | 1 | #VALUE! | 0 | 0 | 0 | 0 | 0 | 0 | 0 | 0 | 0 | 0 | 0 | 0 | 0 | 0 | 0 | 0 | 0 | 0 | 0 | 0 | 0 | 0 | 0 | 0 | 0
Tuesday | 7 | 26 | 18 | 4962 | 0 | 0 | 0 | 0 | 0 | 0 | 0 | 0 | 0 | 0 | 0 | 0 | 0 | 0 | 0 | 0 | 0 | 0 | 0 | 0 | 0 |  | 0 | 0 | 0 | 0 | 0 | 0 | 0 | 0 |  |  |  |  | 0 | 0 | 0 | 1 | 0 | 0 | 0 | 0 |  | 1 | 1 | #VALUE! | 1 | 1 | #VALUE! | 0 | 0 | 0 | 0 | 0 | 0 | 0 | 0 | 0 | 0 | 0 | 0 | 0 | 0 | 0 | 0 | 0 | 0 | 0 | 0 | 0 | 0 | 0 | 0 | 0
Tuesday | 7 | 26 | 19 | 4963 | 0 | 0 | 0 | 0 | 0 | 0 | 0 | 0 | 0 | 0 | 0 | 0 | 0 | 0 | 0 | 0 | 0 | 0 | 0 | 0 | 0 |  | 0 | 0 | 0 | 0 | 0 | 0 | 0 | 0 |  |  |  |  | 0 | 0 | 0 | 1 | 0 | 0 | 0 | 0 |  | 1 | 1 | #VALUE! | 1 | 1 | #VALUE! | 0 | 0 | 0 | 0 | 0 | 0 | 0 | 0 | 0 | 0 | 0 | 0 | 0 | 0 | 0 | 0 | 0 | 0 | 0 | 0 | 0 | 0 | 0 | 0 | 0
Tuesday | 7 | 26 | 20 | 4964 | 0 | 0 | 0 | 0 | 0 | 0 | 0 | 0 | 0 | 0 | 0 | 0 | 0 | 0 | 0 | 0 | 0 | 0 | 0 | 0 | 0 |  | 0 | 0 | 0 | 0 | 0 | 0 | 0 | 0 |  |  |  |  | 0 | 0 | 0 | 0 | 1 | 0 | 0 | 0 |  | 1 | 1 | 1 | #VALUE! | 1 | #VALUE! | 0 | 0 | 0 | 0 | 0 | 0 | 0 | 0 | 0 | 0 | 0 | 0 | 0 | 0 | 0 | 0 | 0 | 0 | 0 | 0 | 0 | 0 | 0 | 0 | 0
Tuesday | 7 | 26 | 21 | 4965 | 0 | 0 | 0 | 0 | 0 | 0 | 0 | 0 | 0 | 0 | 0 | 0 | 0 | 0 | 0 | 0 | 0 | 0 | 0 | 0 | 0 |  | 0 | 0 | 0 | 0 | 0 | 0 | 0 | 0 |  |  |  |  | 0 | 0 | 0 | 0 | 1 | 0 | 0 | 0 |  | 1 | 1 | 1 | #VALUE! | 1 | #VALUE! | 0 | 0 | 0 | 0 | 0 | 0 | 0 | 0 | 0 | 0 | 0 | 0 | 0 | 0 | 0 | 0 | 0 | 0 | 0 | 0 | 0 | 0 | 0 | 0 | 0
Tuesday | 7 | 26 | 22 | 4966 | 0 | 0 | 0 | 0 | 0 | 0 | 0 | 0 | 0 | 0 | 0 | 0 | 0 | 0 | 0 | 0 | 0 | 0 | 0 | 0 | 0 |  | 0 | 0 | 0 | 0 | 0 | 0 | 0 | 0 |  |  |  |  | 0 | 0 | 0 | 0 | 1 | 0 | 0 | 0 |  | 1 | 1 | 1 | #VALUE! | 1 | #VALUE! | 0 | 0 | 0 | 0 | 0 | 0 | 0 | 0 | 0 | 0 | 0 | 0 | 0 | 0 | 0 | 0 | 0 | 0 | 0 | 0 | 0 | 0 | 0 | 0 | 0
Tuesday | 7 | 26 | 23 | 4967 | 0 | 0 | 0 | 0 | 0 | 0 | 0 | 0 | 0 | 0 | 0 | 0 | 0 | 0 | 0 | 0 | 0 | 0 | 0 | 0 | 0 |  | 0 | 0 | 0 | 0 | 0 | 0 | 0 | 0 |  |  |  |  | 0 | 0 | 0 | 0 | 0 | 1 | 0 | 0 |  | 1 | 1 | 1 | 1 | 1 | 1 | 0 | 0 | 0 | 0 | 0 | 0 | 0 | 0 | 0 | 0 | 0 | 0 | 0 | 0 | 0 | 0 | 0 | 0 | 0 | 0 | 0 | 0 | 0 | 0 | 0
Tuesday | 7 | 26 | 24 | 4968 | 0 | 0 | 0 | 0 | 0 | 0 | 0 | 0 | 0 | 0 | 0 | 0 | 0 | 0 | 0 | 0 | 0 | 0 | 0 | 0 | 0 |  | 0 | 0 | 0 | 0 | 0 | 0 | 0 | 0 |  |  |  |  | 0 | 0 | 0 | 0 | 0 | 1 | 0 | 0 |  | 1 | 1 | 1 | 1 | 1 | 1 | 0 | 0 | 0 | 0 | 0 | 0 | 0 | 0 | 0 | 0 | 0 | 0 | 0 | 0 | 0 | 0 | 0 | 0 | 0 | 0 | 0 | 0 | 0 | 0 | 0
Wednesday | 7 | 27 | 1 | 4969 | 0 | 0 | 0 | 0 | 0 | 0 | 0 | 0 | 0 | 0 | 0 | 0 | 0 | 0 | 0 | 0 | 0 | 0 | 0 | 0 | 0 |  | 0 | 0 | 0 | 0 | 0 | 0 | 0 | 0 |  |  |  |  | 0 | 0 | 0 | 0 | 0 | 1 | 0 | 0 |  | 1 | 1 | 1 | 1 | 1 | 1 | 0 | 0 | 0 | 0 | 0 | 0 | 0 | 0 | 0 | 0 | 0 | 0 | 0 | 0 | 0 | 0 | 0 | 0 | 0 | 0 | 0 | 0 | 0 | 0 | 0
Wednesday | 7 | 27 | 2 | 4970 | 0 | 0 | 0 | 0 | 0 | 0 | 0 | 0 | 0 | 0 | 0 | 0 | 0 | 0 | 0 | 0 | 0 | 0 | 0 | 0 | 0 |  | 0 | 0 | 0 | 0 | 0 | 0 | 0 | 0 |  |  |  |  | 0 | 0 | 0 | 0 | 0 | 1 | 0 | 0 |  | 1 | 1 | 1 | 1 | 1 | 1 | 0 | 0 | 0 | 0 | 0 | 0 | 0 | 0 | 0 | 0 | 0 | 0 | 0 | 0 | 0 | 0 | 0 | 0 | 0 | 0 | 0 | 0 | 0 | 0 | 0
Wednesday | 7 | 27 | 3 | 4971 | 0 | 0 | 0 | 0 | 0 | 0 | 0 | 0 | 0 | 0 | 0 | 0 | 0 | 0 | 0 | 0 | 0 | 0 | 0 | 0 | 0 |  | 0 | 0 | 0 | 0 | 0 | 0 | 0 | 0 |  |  |  |  | 0 | 0 | 0 | 0 | 0 | 1 | 0 | 0 |  | 1 | 1 | 1 | 1 | 1 | 1 | 0 | 0 | 0 | 0 | 0 | 0 | 0 | 0 | 0 | 0 | 0 | 0 | 0 | 0 | 0 | 0 | 0 | 0 | 0 | 0 | 0 | 0 | 0 | 0 | 0
Wednesday | 7 | 27 | 4 | 4972 | 0 | 0 | 0 | 0 | 0 | 0 | 0 | 0 | 0 | 0 | 0 | 0 | 0 | 0 | 0 | 0 | 0 | 0 | 0 | 0 | 0 |  | 0 | 0 | 0 | 0 | 0 | 0 | 0 | 0 |  |  |  |  | 0 | 0 | 0 | 0 | 0 | 1 | 0 | 0 |  | 1 | 1 | 1 | 1 | 1 | 1 | 0 | 0 | 0 | 0 | 0 | 0 | 0 | 0 | 0 | 0 | 0 | 0 | 0 | 0 | 0 | 0 | 0 | 0 | 0 | 0 | 0 | 0 | 0 | 0 | 0
Wednesday | 7 | 27 | 5 | 4973 | 0 | 0 | 0 | 0 | 0 | 0 | 0 | 0 | 0 | 0 | 0 | 0 | 0 | 0 | 0 | 0 | 0 | 0 | 0 | 0 | 0 |  | 0 | 0 | 0 | 0 | 0 | 0 | 0 | 0 |  |  |  |  | 0 | 0 | 0 | 0 | 0 | 1 | 0 | 0 |  | 1 | 1 | 1 | 1 | 1 | 1 | 0 | 0 | 0 | 0 | 0 | 0 | 0 | 0 | 0 | 0 | 0 | 0 | 0 | 0 | 0 | 0 | 0 | 0 | 0 | 0 | 0 | 0 | 0 | 0 | 0
Wednesday | 7 | 27 | 6 | 4974 | 0 | 0 | 0 | 0 | 0 | 0 | 0 | 0 | 0 | 0 | 0 | 0 | 0 | 0 | 0 | 0 | 0 | 0 | 0 | 0 | 0 |  | 0 | 0 | 0 | 0 | 0 | 0 | 0 | 0 |  |  |  |  | 0 | 0 | 0 | 0 | 0 | 1 | 0 | 0 |  | 1 | 1 | 1 | 1 | 1 | 1 | 0 | 0 | 0 | 0 | 0 | 0 | 0 | 0 | 0 | 0 | 0 | 0 | 0 | 0 | 0 | 0 | 0 | 0 | 0 | 0 | 0 | 0 | 0 | 0 | 0
Wednesday | 7 | 27 | 7 | 4975 | 0 | 0 | 0 | 0 | 0 | 0 | 0 | 0 | 0 | 0 | 0 | 0 | 0 | 0 | 0 | 0 | 0 | 0 | 0 | 0 | 0 |  | 0 | 0 | 0 | 0 | 0 | 0 | 0 | 0 |  |  |  |  | 0 | 0 | 0 | 0 | 0 | 1 | 0 | 0 |  | 1 | 1 | 1 | 1 | 1 | 1 | 0 | 0 | 0 | 0 | 0 | 0 | 0 | 0 | 0 | 0 | 0 | 0 | 0 | 0 | 0 | 0 | 0 | 0 | 0 | 0 | 0 | 0 | 0 | 0 | 0
Wednesday | 7 | 27 | 8 | 4976 | 0 | 0 | 0 | 0 | 0 | 0 | 0 | 0 | 0 | 0 | 0 | 0 | 0 | 0 | 0 | 0 | 0 | 0 | 0 | 0 | 0 |  | 0 | 0 | 0 | 0 | 0 | 0 | 0 | 0 |  |  |  |  | 0 | 0 | 0 | 0 | 1 | 0 | 0 | 0 |  | 1 | 1 | 1 | #VALUE! | 1 | #VALUE! | 0 | 0 | 0 | 0 | 0 | 0 | 0 | 0 | 0 | 0 | 0 | 0 | 0 | 0 | 0 | 0 | 0 | 0 | 0 | 0 | 0 | 0 | 0 | 0 | 0
Wednesday | 7 | 27 | 9 | 4977 | 0 | 0 | 0 | 0 | 0 | 0 | 0 | 0 | 0 | 0 | 0 | 0 | 0 | 0 | 0 | 0 | 0 | 0 | 0 | 0 | 0 |  | 0 | 0 | 0 | 0 | 0 | 0 | 0 | 0 |  |  |  |  | 0 | 0 | 0 | 0 | 1 | 0 | 0 | 0 |  | 1 | 1 | 1 | #VALUE! | 1 | #VALUE! | 0 | 0 | 0 | 0 | 0 | 0 | 0 | 0 | 0 | 0 | 0 | 0 | 0 | 0 | 0 | 0 | 0 | 0 | 0 | 0 | 0 | 0 | 0 | 0 | 0
Wednesday | 7 | 27 | 10 | 4978 | 0 | 0 | 0 | 0 | 0 | 0 | 0 | 0 | 0 | 0 | 0 | 0 | 0 | 0 | 0 | 0 | 0 | 0 | 0 | 0 | 0 |  | 0 | 0 | 0 | 0 | 0 | 0 | 0 | 0 |  |  |  |  | 0 | 0 | 0 | 0 | 1 | 0 | 0 | 0 |  | 1 | 1 | 1 | #VALUE! | 1 | #VALUE! | 0 | 0 | 0 | 0 | 0 | 0 | 0 | 0 | 0 | 0 | 0 | 0 | 0 | 0 | 0 | 0 | 0 | 0 | 0 | 0 | 0 | 0 | 0 | 0 | 0
Wednesday | 7 | 27 | 11 | 4979 | 0 | 0 | 0 | 0 | 0 | 0 | 0 | 0 | 0 | 0 | 0 | 0 | 0 | 0 | 0 | 0 | 0 | 0 | 0 | 0 | 0 |  | 0 | 0 | 0 | 0 | 0 | 0 | 0 | 0 |  |  |  |  | 0 | 0 | 0 | 0 | 1 | 0 | 0 | 0 |  | 1 | 1 | 1 | #VALUE! | 1 | #VALUE! | 0 | 0 | 0 | 0 | 0 | 0 | 0 | 0 | 0 | 0 | 0 | 0 | 0 | 0 | 0 | 0 | 0 | 0 | 0 | 0 | 0 | 0 | 0 | 0 | 0
Wednesday | 7 | 27 | 12 | 4980 | 0 | 0 | 0 | 0 | 0 | 0 | 0 | 0 | 0 | 0 | 0 | 0 | 0 | 0 | 0 | 0 | 0 | 0 | 0 | 0 | 0 |  | 0 | 0 | 0 | 0 | 0 | 0 | 0 | 0 |  |  |  |  | 0 | 0 | 0 | 0 | 1 | 0 | 0 | 0 |  | 1 | 1 | 1 | #VALUE! | 1 | #VALUE! | 0 | 0 | 0 | 0 | 0 | 0 | 0 | 0 | 0 | 0 | 0 | 0 | 0 | 0 | 0 | 0 | 0 | 0 | 0 | 0 | 0 | 0 | 0 | 0 | 0
Wednesday | 7 | 27 | 13 | 4981 | 0 | 0 | 0 | 0 | 0 | 0 | 0 | 0 | 0 | 0 | 0 | 0 | 0 | 0 | 0 | 0 | 0 | 0 | 0 | 0 | 0 |  | 0 | 0 | 0 | 0 | 0 | 0 | 0 | 0 |  |  |  |  | 0 | 0 | 0 | 0 | 1 | 0 | 0 | 0 |  | 1 | 1 | 1 | #VALUE! | 1 | #VALUE! | 0 | 0 | 0 | 0 | 0 | 0 | 0 | 0 | 0 | 0 | 0 | 0 | 0 | 0 | 0 | 0 | 0 | 0 | 0 | 0 | 0 | 0 | 0 | 0 | 0
Wednesday | 7 | 27 | 14 | 4982 | 0 | 0 | 0 | 0 | 0 | 0 | 0 | 0 | 0 | 0 | 0 | 0 | 0 | 0 | 0 | 0 | 0 | 0 | 0 | 0 | 0 |  | 0 | 0 | 0 | 0 | 0 | 0 | 0 | 0 |  |  |  |  | 0 | 0 | 0 | 1 | 0 | 0 | 0 | 0 |  | 1 | 1 | #VALUE! | 1 | 1 | #VALUE! | 0 | 0 | 0 | 0 | 0 | 0 | 0 | 0 | 0 | 0 | 0 | 0 | 0 | 0 | 0 | 0 | 0 | 0 | 0 | 0 | 0 | 0 | 0 | 0 | 0
Wednesday | 7 | 27 | 15 | 4983 | 0 | 0 | 0 | 0 | 0 | 0 | 0 | 0 | 0 | 0 | 0 | 0 | 0 | 0 | 0 | 0 | 0 | 0 | 0 | 0 | 0 |  | 0 | 0 | 0 | 0 | 0 | 0 | 0 | 0 |  |  |  |  | 0 | 0 | 0 | 1 | 0 | 0 | 0 | 0 |  | 1 | 1 | #VALUE! | 1 | 1 | #VALUE! | 0 | 0 | 0 | 0 | 0 | 0 | 0 | 0 | 0 | 0 | 0 | 0 | 0 | 0 | 0 | 0 | 0 | 0 | 0 | 0 | 0 | 0 | 0 | 0 | 0
Wednesday | 7 | 27 | 16 | 4984 | 0 | 0 | 0 | 0 | 0 | 0 | 0 | 0 | 0 | 0 | 0 | 0 | 0 | 0 | 0 | 0 | 0 | 0 | 0 | 0 | 0 |  | 0 | 0 | 0 | 0 | 0 | 0 | 0 | 0 |  |  |  |  | 0 | 0 | 0 | 1 | 0 | 0 | 0 | 0 |  | 1 | 1 | #VALUE! | 1 | 1 | #VALUE! | 0 | 0 | 0 | 0 | 0 | 0 | 0 | 0 | 0 | 0 | 0 | 0 | 0 | 0 | 0 | 0 | 0 | 0 | 0 | 0 | 0 | 0 | 0 | 0 | 0
Wednesday | 7 | 27 | 17 | 4985 | 0 | 0 | 0 | 0 | 0 | 0 | 0 | 0 | 0 | 0 | 0 | 0 | 0 | 0 | 0 | 0 | 0 | 0 | 0 | 0 | 0 |  | 0 | 0 | 0 | 0 | 0 | 0 | 0 | 0 |  |  |  |  | 0 | 0 | 0 | 1 | 0 | 0 | 0 | 0 |  | 1 | 1 | #VALUE! | 1 | 1 | #VALUE! | 0 | 0 | 0 | 0 | 0 | 0 | 0 | 0 | 0 | 0 | 0 | 0 | 0 | 0 | 0 | 0 | 0 | 0 | 0 | 0 | 0 | 0 | 0 | 0 | 0
Wednesday | 7 | 27 | 18 | 4986 | 0 | 0 | 0 | 0 | 0 | 0 | 0 | 0 | 0 | 0 | 0 | 0 | 0 | 0 | 0 | 0 | 0 | 0 | 0 | 0 | 0 |  | 0 | 0 | 0 | 0 | 0 | 0 | 0 | 0 |  |  |  |  | 0 | 0 | 0 | 1 | 0 | 0 | 0 | 0 |  | 1 | 1 | #VALUE! | 1 | 1 | #VALUE! | 0 | 0 | 0 | 0 | 0 | 0 | 0 | 0 | 0 | 0 | 0 | 0 | 0 | 0 | 0 | 0 | 0 | 0 | 0 | 0 | 0 | 0 | 0 | 0 | 0
Wednesday | 7 | 27 | 19 | 4987 | 0 | 0 | 0 | 0 | 0 | 0 | 0 | 0 | 0 | 0 | 0 | 0 | 0 | 0 | 0 | 0 | 0 | 0 | 0 | 0 | 0 |  | 0 | 0 | 0 | 0 | 0 | 0 | 0 | 0 |  |  |  |  | 0 | 0 | 0 | 1 | 0 | 0 | 0 | 0 |  | 1 | 1 | #VALUE! | 1 | 1 | #VALUE! | 0 | 0 | 0 | 0 | 0 | 0 | 0 | 0 | 0 | 0 | 0 | 0 | 0 | 0 | 0 | 0 | 0 | 0 | 0 | 0 | 0 | 0 | 0 | 0 | 0
Wednesday | 7 | 27 | 20 | 4988 | 0 | 0 | 0 | 0 | 0 | 0 | 0 | 0 | 0 | 0 | 0 | 0 | 0 | 0 | 0 | 0 | 0 | 0 | 0 | 0 | 0 |  | 0 | 0 | 0 | 0 | 0 | 0 | 0 | 0 |  |  |  |  | 0 | 0 | 0 | 0 | 1 | 0 | 0 | 0 |  | 1 | 1 | 1 | #VALUE! | 1 | #VALUE! | 0 | 0 | 0 | 0 | 0 | 0 | 0 | 0 | 0 | 0 | 0 | 0 | 0 | 0 | 0 | 0 | 0 | 0 | 0 | 0 | 0 | 0 | 0 | 0 | 0
Wednesday | 7 | 27 | 21 | 4989 | 0 | 0 | 0 | 0 | 0 | 0 | 0 | 0 | 0 | 0 | 0 | 0 | 0 | 0 | 0 | 0 | 0 | 0 | 0 | 0 | 0 |  | 0 | 0 | 0 | 0 | 0 | 0 | 0 | 0 |  |  |  |  | 0 | 0 | 0 | 0 | 1 | 0 | 0 | 0 |  | 1 | 1 | 1 | #VALUE! | 1 | #VALUE! | 0 | 0 | 0 | 0 | 0 | 0 | 0 | 0 | 0 | 0 | 0 | 0 | 0 | 0 | 0 | 0 | 0 | 0 | 0 | 0 | 0 | 0 | 0 | 0 | 0
Wednesday | 7 | 27 | 22 | 4990 | 0 | 0 | 0 | 0 | 0 | 0 | 0 | 0 | 0 | 0 | 0 | 0 | 0 | 0 | 0 | 0 | 0 | 0 | 0 | 0 | 0 |  | 0 | 0 | 0 | 0 | 0 | 0 | 0 | 0 |  |  |  |  | 0 | 0 | 0 | 0 | 1 | 0 | 0 | 0 |  | 1 | 1 | 1 | #VALUE! | 1 | #VALUE! | 0 | 0 | 0 | 0 | 0 | 0 | 0 | 0 | 0 | 0 | 0 | 0 | 0 | 0 | 0 | 0 | 0 | 0 | 0 | 0 | 0 | 0 | 0 | 0 | 0
Wednesday | 7 | 27 | 23 | 4991 | 0 | 0 | 0 | 0 | 0 | 0 | 0 | 0 | 0 | 0 | 0 | 0 | 0 | 0 | 0 | 0 | 0 | 0 | 0 | 0 | 0 |  | 0 | 0 | 0 | 0 | 0 | 0 | 0 | 0 |  |  |  |  | 0 | 0 | 0 | 0 | 0 | 1 | 0 | 0 |  | 1 | 1 | 1 | 1 | 1 | 1 | 0 | 0 | 0 | 0 | 0 | 0 | 0 | 0 | 0 | 0 | 0 | 0 | 0 | 0 | 0 | 0 | 0 | 0 | 0 | 0 | 0 | 0 | 0 | 0 | 0
Wednesday | 7 | 27 | 24 | 4992 | 0 | 0 | 0 | 0 | 0 | 0 | 0 | 0 | 0 | 0 | 0 | 0 | 0 | 0 | 0 | 0 | 0 | 0 | 0 | 0 | 0 |  | 0 | 0 | 0 | 0 | 0 | 0 | 0 | 0 |  |  |  |  | 0 | 0 | 0 | 0 | 0 | 1 | 0 | 0 |  | 1 | 1 | 1 | 1 | 1 | 1 | 0 | 0 | 0 | 0 | 0 | 0 | 0 | 0 | 0 | 0 | 0 | 0 | 0 | 0 | 0 | 0 | 0 | 0 | 0 | 0 | 0 | 0 | 0 | 0 | 0
Thursday | 7 | 28 | 1 | 4993 | 0 | 0 | 0 | 0 | 0 | 0 | 0 | 0 | 0 | 0 | 0 | 0 | 0 | 0 | 0 | 0 | 0 | 0 | 0 | 0 | 0 |  | 0 | 0 | 0 | 0 | 0 | 0 | 0 | 0 |  |  |  |  | 0 | 0 | 0 | 0 | 0 | 1 | 0 | 0 |  | 1 | 1 | 1 | 1 | 1 | 1 | 0 | 0 | 0 | 0 | 0 | 0 | 0 | 0 | 0 | 0 | 0 | 0 | 0 | 0 | 0 | 0 | 0 | 0 | 0 | 0 | 0 | 0 | 0 | 0 | 0
Thursday | 7 | 28 | 2 | 4994 | 0 | 0 | 0 | 0 | 0 | 0 | 0 | 0 | 0 | 0 | 0 | 0 | 0 | 0 | 0 | 0 | 0 | 0 | 0 | 0 | 0 |  | 0 | 0 | 0 | 0 | 0 | 0 | 0 | 0 |  |  |  |  | 0 | 0 | 0 | 0 | 0 | 1 | 0 | 0 |  | 1 | 1 | 1 | 1 | 1 | 1 | 0 | 0 | 0 | 0 | 0 | 0 | 0 | 0 | 0 | 0 | 0 | 0 | 0 | 0 | 0 | 0 | 0 | 0 | 0 | 0 | 0 | 0 | 0 | 0 | 0
Thursday | 7 | 28 | 3 | 4995 | 0 | 0 | 0 | 0 | 0 | 0 | 0 | 0 | 0 | 0 | 0 | 0 | 0 | 0 | 0 | 0 | 0 | 0 | 0 | 0 | 0 |  | 0 | 0 | 0 | 0 | 0 | 0 | 0 | 0 |  |  |  |  | 0 | 0 | 0 | 0 | 0 | 1 | 0 | 0 |  | 1 | 1 | 1 | 1 | 1 | 1 | 0 | 0 | 0 | 0 | 0 | 0 | 0 | 0 | 0 | 0 | 0 | 0 | 0 | 0 | 0 | 0 | 0 | 0 | 0 | 0 | 0 | 0 | 0 | 0 | 0
Thursday | 7 | 28 | 4 | 4996 | 0 | 0 | 0 | 0 | 0 | 0 | 0 | 0 | 0 | 0 | 0 | 0 | 0 | 0 | 0 | 0 | 0 | 0 | 0 | 0 | 0 |  | 0 | 0 | 0 | 0 | 0 | 0 | 0 | 0 |  |  |  |  | 0 | 0 | 0 | 0 | 0 | 1 | 0 | 0 |  | 1 | 1 | 1 | 1 | 1 | 1 | 0 | 0 | 0 | 0 | 0 | 0 | 0 | 0 | 0 | 0 | 0 | 0 | 0 | 0 | 0 | 0 | 0 | 0 | 0 | 0 | 0 | 0 | 0 | 0 | 0
Thursday | 7 | 28 | 5 | 4997 | 0 | 0 | 0 | 0 | 0 | 0 | 0 | 0 | 0 | 0 | 0 | 0 | 0 | 0 | 0 | 0 | 0 | 0 | 0 | 0 | 0 |  | 0 | 0 | 0 | 0 | 0 | 0 | 0 | 0 |  |  |  |  | 0 | 0 | 0 | 0 | 0 | 1 | 0 | 0 |  | 1 | 1 | 1 | 1 | 1 | 1 | 0 | 0 | 0 | 0 | 0 | 0 | 0 | 0 | 0 | 0 | 0 | 0 | 0 | 0 | 0 | 0 | 0 | 0 | 0 | 0 | 0 | 0 | 0 | 0 | 0
Thursday | 7 | 28 | 6 | 4998 | 0 | 0 | 0 | 0 | 0 | 0 | 0 | 0 | 0 | 0 | 0 | 0 | 0 | 0 | 0 | 0 | 0 | 0 | 0 | 0 | 0 |  | 0 | 0 | 0 | 0 | 0 | 0 | 0 | 0 |  |  |  |  | 0 | 0 | 0 | 0 | 0 | 1 | 0 | 0 |  | 1 | 1 | 1 | 1 | 1 | 1 | 0 | 0 | 0 | 0 | 0 | 0 | 0 | 0 | 0 | 0 | 0 | 0 | 0 | 0 | 0 | 0 | 0 | 0 | 0 | 0 | 0 | 0 | 0 | 0 | 0
Thursday | 7 | 28 | 7 | 4999 | 0 | 0 | 0 | 0 | 0 | 0 | 0 | 0 | 0 | 0 | 0 | 0 | 0 | 0 | 0 | 0 | 0 | 0 | 0 | 0 | 0 |  | 0 | 0 | 0 | 0 | 0 | 0 | 0 | 0 |  |  |  |  | 0 | 0 | 0 | 0 | 0 | 1 | 0 | 0 |  | 1 | 1 | 1 | 1 | 1 | 1 | 0 | 0 | 0 | 0 | 0 | 0 | 0 | 0 | 0 | 0 | 0 | 0 | 0 | 0 | 0 | 0 | 0 | 0 | 0 | 0 | 0 | 0 | 0 | 0 | 0
Thursday | 7 | 28 | 8 | 5000 | 0 | 0 | 0 | 0 | 0 | 0 | 0 | 0 | 0 | 0 | 0 | 0 | 0 | 0 | 0 | 0 | 0 | 0 | 0 | 0 | 0 |  | 0 | 0 | 0 | 0 | 0 | 0 | 0 | 0 |  |  |  |  | 0 | 0 | 0 | 0 | 1 | 0 | 0 | 0 |  | 1 | 1 | 1 | #VALUE! | 1 | #VALUE! | 0 | 0 | 0 | 0 | 0 | 0 | 0 | 0 | 0 | 0 | 0 | 0 | 0 | 0 | 0 | 0 | 0 | 0 | 0 | 0 | 0 | 0 | 0 | 0 | 0
Thursday | 7 | 28 | 9 | 5001 | 0 | 0 | 0 | 0 | 0 | 0 | 0 | 0 | 0 | 0 | 0 | 0 | 0 | 0 | 0 | 0 | 0 | 0 | 0 | 0 | 0 |  | 0 | 0 | 0 | 0 | 0 | 0 | 0 | 0 |  |  |  |  | 0 | 0 | 0 | 0 | 1 | 0 | 0 | 0 |  | 1 | 1 | 1 | #VALUE! | 1 | #VALUE! | 0 | 0 | 0 | 0 | 0 | 0 | 0 | 0 | 0 | 0 | 0 | 0 | 0 | 0 | 0 | 0 | 0 | 0 | 0 | 0 | 0 | 0 | 0 | 0 | 0
Thursday | 7 | 28 | 10 | 5002 | 0 | 0 | 0 | 0 | 0 | 0 | 0 | 0 | 0 | 0 | 0 | 0 | 0 | 0 | 0 | 0 | 0 | 0 | 0 | 0 | 0 |  | 0 | 0 | 0 | 0 | 0 | 0 | 0 | 0 |  |  |  |  | 0 | 0 | 0 | 0 | 1 | 0 | 0 | 0 |  | 1 | 1 | 1 | #VALUE! | 1 | #VALUE! | 0 | 0 | 0 | 0 | 0 | 0 | 0 | 0 | 0 | 0 | 0 | 0 | 0 | 0 | 0 | 0 | 0 | 0 | 0 | 0 | 0 | 0 | 0 | 0 | 0
Thursday | 7 | 28 | 11 | 5003 | 0 | 0 | 0 | 0 | 0 | 0 | 0 | 0 | 0 | 0 | 0 | 0 | 0 | 0 | 0 | 0 | 0 | 0 | 0 | 0 | 0 |  | 0 | 0 | 0 | 0 | 0 | 0 | 0 | 0 |  |  |  |  | 0 | 0 | 0 | 0 | 1 | 0 | 0 | 0 |  | 1 | 1 | 1 | #VALUE! | 1 | #VALUE! | 0 | 0 | 0 | 0 | 0 | 0 | 0 | 0 | 0 | 0 | 0 | 0 | 0 | 0 | 0 | 0 | 0 | 0 | 0 | 0 | 0 | 0 | 0 | 0 | 0
Thursday | 7 | 28 | 12 | 5004 | 0 | 0 | 0 | 0 | 0 | 0 | 0 | 0 | 0 | 0 | 0 | 0 | 0 | 0 | 0 | 0 | 0 | 0 | 0 | 0 | 0 |  | 0 | 0 | 0 | 0 | 0 | 0 | 0 | 0 |  |  |  |  | 0 | 0 | 0 | 0 | 1 | 0 | 0 | 0 |  | 1 | 1 | 1 | #VALUE! | 1 | #VALUE! | 0 | 0 | 0 | 0 | 0 | 0 | 0 | 0 | 0 | 0 | 0 | 0 | 0 | 0 | 0 | 0 | 0 | 0 | 0 | 0 | 0 | 0 | 0 | 0 | 0
Thursday | 7 | 28 | 13 | 5005 | 0 | 0 | 0 | 0 | 0 | 0 | 0 | 0 | 0 | 0 | 0 | 0 | 0 | 0 | 0 | 0 | 0 | 0 | 0 | 0 | 0 |  | 0 | 0 | 0 | 0 | 0 | 0 | 0 | 0 |  |  |  |  | 0 | 0 | 0 | 0 | 1 | 0 | 0 | 0 |  | 1 | 1 | 1 | #VALUE! | 1 | #VALUE! | 0 | 0 | 0 | 0 | 0 | 0 | 0 | 0 | 0 | 0 | 0 | 0 | 0 | 0 | 0 | 0 | 0 | 0 | 0 | 0 | 0 | 0 | 0 | 0 | 0
Thursday | 7 | 28 | 14 | 5006 | 0 | 0 | 0 | 0 | 0 | 0 | 0 | 0 | 0 | 0 | 0 | 0 | 0 | 0 | 0 | 0 | 0 | 0 | 0 | 0 | 0 |  | 0 | 0 | 0 | 0 | 0 | 0 | 0 | 0 |  |  |  |  | 0 | 0 | 0 | 1 | 0 | 0 | 0 | 0 |  | 1 | 1 | #VALUE! | 1 | 1 | #VALUE! | 0 | 0 | 0 | 0 | 0 | 0 | 0 | 0 | 0 | 0 | 0 | 0 | 0 | 0 | 0 | 0 | 0 | 0 | 0 | 0 | 0 | 0 | 0 | 0 | 0
Thursday | 7 | 28 | 15 | 5007 | 0 | 0 | 0 | 0 | 0 | 0 | 0 | 0 | 0 | 0 | 0 | 0 | 0 | 0 | 0 | 0 | 0 | 0 | 0 | 0 | 0 |  | 0 | 0 | 0 | 0 | 0 | 0 | 0 | 0 |  |  |  |  | 0 | 0 | 0 | 1 | 0 | 0 | 0 | 0 |  | 1 | 1 | #VALUE! | 1 | 1 | #VALUE! | 0 | 0 | 0 | 0 | 0 | 0 | 0 | 0 | 0 | 0 | 0 | 0 | 0 | 0 | 0 | 0 | 0 | 0 | 0 | 0 | 0 | 0 | 0 | 0 | 0
Thursday | 7 | 28 | 16 | 5008 | 0 | 0 | 0 | 0 | 0 | 0 | 0 | 0 | 0 | 0 | 0 | 0 | 0 | 0 | 0 | 0 | 0 | 0 | 0 | 0 | 0 |  | 0 | 0 | 0 | 0 | 0 | 0 | 0 | 0 |  |  |  |  | 0 | 0 | 0 | 1 | 0 | 0 | 0 | 0 |  | 1 | 1 | #VALUE! | 1 | 1 | #VALUE! | 0 | 0 | 0 | 0 | 0 | 0 | 0 | 0 | 0 | 0 | 0 | 0 | 0 | 0 | 0 | 0 | 0 | 0 | 0 | 0 | 0 | 0 | 0 | 0 | 0
Thursday | 7 | 28 | 17 | 5009 | 0 | 0 | 0 | 0 | 0 | 0 | 0 | 0 | 0 | 0 | 0 | 0 | 0 | 0 | 0 | 0 | 0 | 0 | 0 | 0 | 0 |  | 0 | 0 | 0 | 0 | 0 | 0 | 0 | 0 |  |  |  |  | 0 | 0 | 0 | 1 | 0 | 0 | 0 | 0 |  | 1 | 1 | #VALUE! | 1 | 1 | #VALUE! | 0 | 0 | 0 | 0 | 0 | 0 | 0 | 0 | 0 | 0 | 0 | 0 | 0 | 0 | 0 | 0 | 0 | 0 | 0 | 0 | 0 | 0 | 0 | 0 | 0
Thursday | 7 | 28 | 18 | 5010 | 0 | 0 | 0 | 0 | 0 | 0 | 0 | 0 | 0 | 0 | 0 | 0 | 0 | 0 | 0 | 0 | 0 | 0 | 0 | 0 | 0 |  | 0 | 0 | 0 | 0 | 0 | 0 | 0 | 0 |  |  |  |  | 0 | 0 | 0 | 1 | 0 | 0 | 0 | 0 |  | 1 | 1 | #VALUE! | 1 | 1 | #VALUE! | 0 | 0 | 0 | 0 | 0 | 0 | 0 | 0 | 0 | 0 | 0 | 0 | 0 | 0 | 0 | 0 | 0 | 0 | 0 | 0 | 0 | 0 | 0 | 0 | 0
Thursday | 7 | 28 | 19 | 5011 | 0 | 0 | 0 | 0 | 0 | 0 | 0 | 0 | 0 | 0 | 0 | 0 | 0 | 0 | 0 | 0 | 0 | 0 | 0 | 0 | 0 |  | 0 | 0 | 0 | 0 | 0 | 0 | 0 | 0 |  |  |  |  | 0 | 0 | 0 | 1 | 0 | 0 | 0 | 0 |  | 1 | 1 | #VALUE! | 1 | 1 | #VALUE! | 0 | 0 | 0 | 0 | 0 | 0 | 0 | 0 | 0 | 0 | 0 | 0 | 0 | 0 | 0 | 0 | 0 | 0 | 0 | 0 | 0 | 0 | 0 | 0 | 0
Thursday | 7 | 28 | 20 | 5012 | 0 | 0 | 0 | 0 | 0 | 0 | 0 | 0 | 0 | 0 | 0 | 0 | 0 | 0 | 0 | 0 | 0 | 0 | 0 | 0 | 0 |  | 0 | 0 | 0 | 0 | 0 | 0 | 0 | 0 |  |  |  |  | 0 | 0 | 0 | 0 | 1 | 0 | 0 | 0 |  | 1 | 1 | 1 | #VALUE! | 1 | #VALUE! | 0 | 0 | 0 | 0 | 0 | 0 | 0 | 0 | 0 | 0 | 0 | 0 | 0 | 0 | 0 | 0 | 0 | 0 | 0 | 0 | 0 | 0 | 0 | 0 | 0
Thursday | 7 | 28 | 21 | 5013 | 0 | 0 | 0 | 0 | 0 | 0 | 0 | 0 | 0 | 0 | 0 | 0 | 0 | 0 | 0 | 0 | 0 | 0 | 0 | 0 | 0 |  | 0 | 0 | 0 | 0 | 0 | 0 | 0 | 0 |  |  |  |  | 0 | 0 | 0 | 0 | 1 | 0 | 0 | 0 |  | 1 | 1 | 1 | #VALUE! | 1 | #VALUE! | 0 | 0 | 0 | 0 | 0 | 0 | 0 | 0 | 0 | 0 | 0 | 0 | 0 | 0 | 0 | 0 | 0 | 0 | 0 | 0 | 0 | 0 | 0 | 0 | 0
Thursday | 7 | 28 | 22 | 5014 | 0 | 0 | 0 | 0 | 0 | 0 | 0 | 0 | 0 | 0 | 0 | 0 | 0 | 0 | 0 | 0 | 0 | 0 | 0 | 0 | 0 |  | 0 | 0 | 0 | 0 | 0 | 0 | 0 | 0 |  |  |  |  | 0 | 0 | 0 | 0 | 1 | 0 | 0 | 0 |  | 1 | 1 | 1 | #VALUE! | 1 | #VALUE! | 0 | 0 | 0 | 0 | 0 | 0 | 0 | 0 | 0 | 0 | 0 | 0 | 0 | 0 | 0 | 0 | 0 | 0 | 0 | 0 | 0 | 0 | 0 | 0 | 0
Thursday | 7 | 28 | 23 | 5015 | 0 | 0 | 0 | 0 | 0 | 0 | 0 | 0 | 0 | 0 | 0 | 0 | 0 | 0 | 0 | 0 | 0 | 0 | 0 | 0 | 0 |  | 0 | 0 | 0 | 0 | 0 | 0 | 0 | 0 |  |  |  |  | 0 | 0 | 0 | 0 | 0 | 1 | 0 | 0 |  | 1 | 1 | 1 | 1 | 1 | 1 | 0 | 0 | 0 | 0 | 0 | 0 | 0 | 0 | 0 | 0 | 0 | 0 | 0 | 0 | 0 | 0 | 0 | 0 | 0 | 0 | 0 | 0 | 0 | 0 | 0
Thursday | 7 | 28 | 24 | 5016 | 0 | 0 | 0 | 0 | 0 | 0 | 0 | 0 | 0 | 0 | 0 | 0 | 0 | 0 | 0 | 0 | 0 | 0 | 0 | 0 | 0 |  | 0 | 0 | 0 | 0 | 0 | 0 | 0 | 0 |  |  |  |  | 0 | 0 | 0 | 0 | 0 | 1 | 0 | 0 |  | 1 | 1 | 1 | 1 | 1 | 1 | 0 | 0 | 0 | 0 | 0 | 0 | 0 | 0 | 0 | 0 | 0 | 0 | 0 | 0 | 0 | 0 | 0 | 0 | 0 | 0 | 0 | 0 | 0 | 0 | 0
Friday | 7 | 29 | 1 | 5017 | 0 | 0 | 0 | 0 | 0 | 0 | 0 | 0 | 0 | 0 | 0 | 0 | 0 | 0 | 0 | 0 | 0 | 0 | 0 | 0 | 0 |  | 0 | 0 | 0 | 0 | 0 | 0 | 0 | 0 |  |  |  |  | 0 | 0 | 0 | 0 | 0 | 1 | 0 | 0 |  | 1 | 1 | 1 | 1 | 1 | 1 | 0 | 0 | 0 | 0 | 0 | 0 | 0 | 0 | 0 | 0 | 0 | 0 | 0 | 0 | 0 | 0 | 0 | 0 | 0 | 0 | 0 | 0 | 0 | 0 | 0
Friday | 7 | 29 | 2 | 5018 | 0 | 0 | 0 | 0 | 0 | 0 | 0 | 0 | 0 | 0 | 0 | 0 | 0 | 0 | 0 | 0 | 0 | 0 | 0 | 0 | 0 |  | 0 | 0 | 0 | 0 | 0 | 0 | 0 | 0 |  |  |  |  | 0 | 0 | 0 | 0 | 0 | 1 | 0 | 0 |  | 1 | 1 | 1 | 1 | 1 | 1 | 0 | 0 | 0 | 0 | 0 | 0 | 0 | 0 | 0 | 0 | 0 | 0 | 0 | 0 | 0 | 0 | 0 | 0 | 0 | 0 | 0 | 0 | 0 | 0 | 0
Friday | 7 | 29 | 3 | 5019 | 0 | 0 | 0 | 0 | 0 | 0 | 0 | 0 | 0 | 0 | 0 | 0 | 0 | 0 | 0 | 0 | 0 | 0 | 0 | 0 | 0 |  | 0 | 0 | 0 | 0 | 0 | 0 | 0 | 0 |  |  |  |  | 0 | 0 | 0 | 0 | 0 | 1 | 0 | 0 |  | 1 | 1 | 1 | 1 | 1 | 1 | 0 | 0 | 0 | 0 | 0 | 0 | 0 | 0 | 0 | 0 | 0 | 0 | 0 | 0 | 0 | 0 | 0 | 0 | 0 | 0 | 0 | 0 | 0 | 0 | 0
Friday | 7 | 29 | 4 | 5020 | 0 | 0 | 0 | 0 | 0 | 0 | 0 | 0 | 0 | 0 | 0 | 0 | 0 | 0 | 0 | 0 | 0 | 0 | 0 | 0 | 0 |  | 0 | 0 | 0 | 0 | 0 | 0 | 0 | 0 |  |  |  |  | 0 | 0 | 0 | 0 | 0 | 1 | 0 | 0 |  | 1 | 1 | 1 | 1 | 1 | 1 | 0 | 0 | 0 | 0 | 0 | 0 | 0 | 0 | 0 | 0 | 0 | 0 | 0 | 0 | 0 | 0 | 0 | 0 | 0 | 0 | 0 | 0 | 0 | 0 | 0
Friday | 7 | 29 | 5 | 5021 | 0 | 0 | 0 | 0 | 0 | 0 | 0 | 0 | 0 | 0 | 0 | 0 | 0 | 0 | 0 | 0 | 0 | 0 | 0 | 0 | 0 |  | 0 | 0 | 0 | 0 | 0 | 0 | 0 | 0 |  |  |  |  | 0 | 0 | 0 | 0 | 0 | 1 | 0 | 0 |  | 1 | 1 | 1 | 1 | 1 | 1 | 0 | 0 | 0 | 0 | 0 | 0 | 0 | 0 | 0 | 0 | 0 | 0 | 0 | 0 | 0 | 0 | 0 | 0 | 0 | 0 | 0 | 0 | 0 | 0 | 0
Friday | 7 | 29 | 6 | 5022 | 0 | 0 | 0 | 0 | 0 | 0 | 0 | 0 | 0 | 0 | 0 | 0 | 0 | 0 | 0 | 0 | 0 | 0 | 0 | 0 | 0 |  | 0 | 0 | 0 | 0 | 0 | 0 | 0 | 0 |  |  |  |  | 0 | 0 | 0 | 0 | 0 | 1 | 0 | 0 |  | 1 | 1 | 1 | 1 | 1 | 1 | 0 | 0 | 0 | 0 | 0 | 0 | 0 | 0 | 0 | 0 | 0 | 0 | 0 | 0 | 0 | 0 | 0 | 0 | 0 | 0 | 0 | 0 | 0 | 0 | 0
Friday | 7 | 29 | 7 | 5023 | 0 | 0 | 0 | 0 | 0 | 0 | 0 | 0 | 0 | 0 | 0 | 0 | 0 | 0 | 0 | 0 | 0 | 0 | 0 | 0 | 0 |  | 0 | 0 | 0 | 0 | 0 | 0 | 0 | 0 |  |  |  |  | 0 | 0 | 0 | 0 | 0 | 1 | 0 | 0 |  | 1 | 1 | 1 | 1 | 1 | 1 | 0 | 0 | 0 | 0 | 0 | 0 | 0 | 0 | 0 | 0 | 0 | 0 | 0 | 0 | 0 | 0 | 0 | 0 | 0 | 0 | 0 | 0 | 0 | 0 | 0
Friday | 7 | 29 | 8 | 5024 | 0 | 0 | 0 | 0 | 0 | 0 | 0 | 0 | 0 | 0 | 0 | 0 | 0 | 0 | 0 | 0 | 0 | 0 | 0 | 0 | 0 |  | 0 | 0 | 0 | 0 | 0 | 0 | 0 | 0 |  |  |  |  | 0 | 0 | 0 | 0 | 1 | 0 | 0 | 0 |  | 1 | 1 | 1 | #VALUE! | 1 | #VALUE! | 0 | 0 | 0 | 0 | 0 | 0 | 0 | 0 | 0 | 0 | 0 | 0 | 0 | 0 | 0 | 0 | 0 | 0 | 0 | 0 | 0 | 0 | 0 | 0 | 0
Friday | 7 | 29 | 9 | 5025 | 0 | 0 | 0 | 0 | 0 | 0 | 0 | 0 | 0 | 0 | 0 | 0 | 0 | 0 | 0 | 0 | 0 | 0 | 0 | 0 | 0 |  | 0 | 0 | 0 | 0 | 0 | 0 | 0 | 0 |  |  |  |  | 0 | 0 | 0 | 0 | 1 | 0 | 0 | 0 |  | 1 | 1 | 1 | #VALUE! | 1 | #VALUE! | 0 | 0 | 0 | 0 | 0 | 0 | 0 | 0 | 0 | 0 | 0 | 0 | 0 | 0 | 0 | 0 | 0 | 0 | 0 | 0 | 0 | 0 | 0 | 0 | 0
Friday | 7 | 29 | 10 | 5026 | 0 | 0 | 0 | 0 | 0 | 0 | 0 | 0 | 0 | 0 | 0 | 0 | 0 | 0 | 0 | 0 | 0 | 0 | 0 | 0 | 0 |  | 0 | 0 | 0 | 0 | 0 | 0 | 0 | 0 |  |  |  |  | 0 | 0 | 0 | 0 | 1 | 0 | 0 | 0 |  | 1 | 1 | 1 | #VALUE! | 1 | #VALUE! | 0 | 0 | 0 | 0 | 0 | 0 | 0 | 0 | 0 | 0 | 0 | 0 | 0 | 0 | 0 | 0 | 0 | 0 | 0 | 0 | 0 | 0 | 0 | 0 | 0
Friday | 7 | 29 | 11 | 5027 | 0 | 0 | 0 | 0 | 0 | 0 | 0 | 0 | 0 | 0 | 0 | 0 | 0 | 0 | 0 | 0 | 0 | 0 | 0 | 0 | 0 |  | 0 | 0 | 0 | 0 | 0 | 0 | 0 | 0 |  |  |  |  | 0 | 0 | 0 | 0 | 1 | 0 | 0 | 0 |  | 1 | 1 | 1 | #VALUE! | 1 | #VALUE! | 0 | 0 | 0 | 0 | 0 | 0 | 0 | 0 | 0 | 0 | 0 | 0 | 0 | 0 | 0 | 0 | 0 | 0 | 0 | 0 | 0 | 0 | 0 | 0 | 0
Friday | 7 | 29 | 12 | 5028 | 0 | 0 | 0 | 0 | 0 | 0 | 0 | 0 | 0 | 0 | 0 | 0 | 0 | 0 | 0 | 0 | 0 | 0 | 0 | 0 | 0 |  | 0 | 0 | 0 | 0 | 0 | 0 | 0 | 0 |  |  |  |  | 0 | 0 | 0 | 0 | 1 | 0 | 0 | 0 |  | 1 | 1 | 1 | #VALUE! | 1 | #VALUE! | 0 | 0 | 0 | 0 | 0 | 0 | 0 | 0 | 0 | 0 | 0 | 0 | 0 | 0 | 0 | 0 | 0 | 0 | 0 | 0 | 0 | 0 | 0 | 0 | 0
Friday | 7 | 29 | 13 | 5029 | 0 | 0 | 0 | 0 | 0 | 0 | 0 | 0 | 0 | 0 | 0 | 0 | 0 | 0 | 0 | 0 | 0 | 0 | 0 | 0 | 0 |  | 0 | 0 | 0 | 0 | 0 | 0 | 0 | 0 |  |  |  |  | 0 | 0 | 0 | 0 | 1 | 0 | 0 | 0 |  | 1 | 1 | 1 | #VALUE! | 1 | #VALUE! | 0 | 0 | 0 | 0 | 0 | 0 | 0 | 0 | 0 | 0 | 0 | 0 | 0 | 0 | 0 | 0 | 0 | 0 | 0 | 0 | 0 | 0 | 0 | 0 | 0
Friday | 7 | 29 | 14 | 5030 | 0 | 0 | 0 | 0 | 0 | 0 | 0 | 0 | 0 | 0 | 0 | 0 | 0 | 0 | 0 | 0 | 0 | 0 | 0 | 0 | 0 |  | 0 | 0 | 0 | 0 | 0 | 0 | 0 | 0 |  |  |  |  | 0 | 0 | 0 | 1 | 0 | 0 | 0 | 0 |  | 1 | 1 | #VALUE! | 1 | 1 | #VALUE! | 0 | 0 | 0 | 0 | 0 | 0 | 0 | 0 | 0 | 0 | 0 | 0 | 0 | 0 | 0 | 0 | 0 | 0 | 0 | 0 | 0 | 0 | 0 | 0 | 0
Friday | 7 | 29 | 15 | 5031 | 0 | 0 | 0 | 0 | 0 | 0 | 0 | 0 | 0 | 0 | 0 | 0 | 0 | 0 | 0 | 0 | 0 | 0 | 0 | 0 | 0 |  | 0 | 0 | 0 | 0 | 0 | 0 | 0 | 0 |  |  |  |  | 0 | 0 | 0 | 1 | 0 | 0 | 0 | 0 |  | 1 | 1 | #VALUE! | 1 | 1 | #VALUE! | 0 | 0 | 0 | 0 | 0 | 0 | 0 | 0 | 0 | 0 | 0 | 0 | 0 | 0 | 0 | 0 | 0 | 0 | 0 | 0 | 0 | 0 | 0 | 0 | 0
Friday | 7 | 29 | 16 | 5032 | 0 | 0 | 0 | 0 | 0 | 0 | 0 | 0 | 0 | 0 | 0 | 0 | 0 | 0 | 0 | 0 | 0 | 0 | 0 | 0 | 0 |  | 0 | 0 | 0 | 0 | 0 | 0 | 0 | 0 |  |  |  |  | 0 | 0 | 0 | 1 | 0 | 0 | 0 | 0 |  | 1 | 1 | #VALUE! | 1 | 1 | #VALUE! | 0 | 0 | 0 | 0 | 0 | 0 | 0 | 0 | 0 | 0 | 0 | 0 | 0 | 0 | 0 | 0 | 0 | 0 | 0 | 0 | 0 | 0 | 0 | 0 | 0
Friday | 7 | 29 | 17 | 5033 | 0 | 0 | 0 | 0 | 0 | 0 | 0 | 0 | 0 | 0 | 0 | 0 | 0 | 0 | 0 | 0 | 0 | 0 | 0 | 0 | 0 |  | 0 | 0 | 0 | 0 | 0 | 0 | 0 | 0 |  |  |  |  | 0 | 0 | 0 | 1 | 0 | 0 | 0 | 0 |  | 1 | 1 | #VALUE! | 1 | 1 | #VALUE! | 0 | 0 | 0 | 0 | 0 | 0 | 0 | 0 | 0 | 0 | 0 | 0 | 0 | 0 | 0 | 0 | 0 | 0 | 0 | 0 | 0 | 0 | 0 | 0 | 0
Friday | 7 | 29 | 18 | 5034 | 0 | 0 | 0 | 0 | 0 | 0 | 0 | 0 | 0 | 0 | 0 | 0 | 0 | 0 | 0 | 0 | 0 | 0 | 0 | 0 | 0 |  | 0 | 0 | 0 | 0 | 0 | 0 | 0 | 0 |  |  |  |  | 0 | 0 | 0 | 1 | 0 | 0 | 0 | 0 |  | 1 | 1 | #VALUE! | 1 | 1 | #VALUE! | 0 | 0 | 0 | 0 | 0 | 0 | 0 | 0 | 0 | 0 | 0 | 0 | 0 | 0 | 0 | 0 | 0 | 0 | 0 | 0 | 0 | 0 | 0 | 0 | 0
Friday | 7 | 29 | 19 | 5035 | 0 | 0 | 0 | 0 | 0 | 0 | 0 | 0 | 0 | 0 | 0 | 0 | 0 | 0 | 0 | 0 | 0 | 0 | 0 | 0 | 0 |  | 0 | 0 | 0 | 0 | 0 | 0 | 0 | 0 |  |  |  |  | 0 | 0 | 0 | 1 | 0 | 0 | 0 | 0 |  | 1 | 1 | #VALUE! | 1 | 1 | #VALUE! | 0 | 0 | 0 | 0 | 0 | 0 | 0 | 0 | 0 | 0 | 0 | 0 | 0 | 0 | 0 | 0 | 0 | 0 | 0 | 0 | 0 | 0 | 0 | 0 | 0
Friday | 7 | 29 | 20 | 5036 | 0 | 0 | 0 | 0 | 0 | 0 | 0 | 0 | 0 | 0 | 0 | 0 | 0 | 0 | 0 | 0 | 0 | 0 | 0 | 0 | 0 |  | 0 | 0 | 0 | 0 | 0 | 0 | 0 | 0 |  |  |  |  | 0 | 0 | 0 | 0 | 1 | 0 | 0 | 0 |  | 1 | 1 | 1 | #VALUE! | 1 | #VALUE! | 0 | 0 | 0 | 0 | 0 | 0 | 0 | 0 | 0 | 0 | 0 | 0 | 0 | 0 | 0 | 0 | 0 | 0 | 0 | 0 | 0 | 0 | 0 | 0 | 0
Friday | 7 | 29 | 21 | 5037 | 0 | 0 | 0 | 0 | 0 | 0 | 0 | 0 | 0 | 0 | 0 | 0 | 0 | 0 | 0 | 0 | 0 | 0 | 0 | 0 | 0 |  | 0 | 0 | 0 | 0 | 0 | 0 | 0 | 0 |  |  |  |  | 0 | 0 | 0 | 0 | 1 | 0 | 0 | 0 |  | 1 | 1 | 1 | #VALUE! | 1 | #VALUE! | 0 | 0 | 0 | 0 | 0 | 0 | 0 | 0 | 0 | 0 | 0 | 0 | 0 | 0 | 0 | 0 | 0 | 0 | 0 | 0 | 0 | 0 | 0 | 0 | 0
Friday | 7 | 29 | 22 | 5038 | 0 | 0 | 0 | 0 | 0 | 0 | 0 | 0 | 0 | 0 | 0 | 0 | 0 | 0 | 0 | 0 | 0 | 0 | 0 | 0 | 0 |  | 0 | 0 | 0 | 0 | 0 | 0 | 0 | 0 |  |  |  |  | 0 | 0 | 0 | 0 | 1 | 0 | 0 | 0 |  | 1 | 1 | 1 | #VALUE! | 1 | #VALUE! | 0 | 0 | 0 | 0 | 0 | 0 | 0 | 0 | 0 | 0 | 0 | 0 | 0 | 0 | 0 | 0 | 0 | 0 | 0 | 0 | 0 | 0 | 0 | 0 | 0
Friday | 7 | 29 | 23 | 5039 | 0 | 0 | 0 | 0 | 0 | 0 | 0 | 0 | 0 | 0 | 0 | 0 | 0 | 0 | 0 | 0 | 0 | 0 | 0 | 0 | 0 |  | 0 | 0 | 0 | 0 | 0 | 0 | 0 | 0 |  |  |  |  | 0 | 0 | 0 | 0 | 0 | 1 | 0 | 0 |  | 1 | 1 | 1 | 1 | 1 | 1 | 0 | 0 | 0 | 0 | 0 | 0 | 0 | 0 | 0 | 0 | 0 | 0 | 0 | 0 | 0 | 0 | 0 | 0 | 0 | 0 | 0 | 0 | 0 | 0 | 0
Friday | 7 | 29 | 24 | 5040 | 0 | 0 | 0 | 0 | 0 | 0 | 0 | 0 | 0 | 0 | 0 | 0 | 0 | 0 | 0 | 0 | 0 | 0 | 0 | 0 | 0 |  | 0 | 0 | 0 | 0 | 0 | 0 | 0 | 0 |  |  |  |  | 0 | 0 | 0 | 0 | 0 | 1 | 0 | 0 |  | 1 | 1 | 1 | 1 | 1 | 1 | 0 | 0 | 0 | 0 | 0 | 0 | 0 | 0 | 0 | 0 | 0 | 0 | 0 | 0 | 0 | 0 | 0 | 0 | 0 | 0 | 0 | 0 | 0 | 0 | 0
Saturday | 7 | 30 | 1 | 5041 | 0 | 0 | 0 | 0 | 0 | 0 | 0 | 0 | 0 | 0 | 0 | 0 | 0 | 0 | 0 | 0 | 0 | 0 | 0 | 0 | 0 |  | 0 | 0 | 0 | 0 | 0 | 0 | 0 | 0 |  |  |  |  | 0 | 0 | 0 | 0 | 0 | 1 | 0 | 0 |  | 1 | 1 | 1 | 1 | 1 | 1 | 0 | 0 | 0 | 0 | 0 | 0 | 0 | 0 | 0 | 0 | 0 | 0 | 0 | 0 | 0 | 0 | 0 | 0 | 0 | 0 | 0 | 0 | 0 | 0 | 0
Saturday | 7 | 30 | 2 | 5042 | 0 | 0 | 0 | 0 | 0 | 0 | 0 | 0 | 0 | 0 | 0 | 0 | 0 | 0 | 0 | 0 | 0 | 0 | 0 | 0 | 0 |  | 0 | 0 | 0 | 0 | 0 | 0 | 0 | 0 |  |  |  |  | 0 | 0 | 0 | 0 | 0 | 1 | 0 | 0 |  | 1 | 1 | 1 | 1 | 1 | 1 | 0 | 0 | 0 | 0 | 0 | 0 | 0 | 0 | 0 | 0 | 0 | 0 | 0 | 0 | 0 | 0 | 0 | 0 | 0 | 0 | 0 | 0 | 0 | 0 | 0
Saturday | 7 | 30 | 3 | 5043 | 0 | 0 | 0 | 0 | 0 | 0 | 0 | 0 | 0 | 0 | 0 | 0 | 0 | 0 | 0 | 0 | 0 | 0 | 0 | 0 | 0 |  | 0 | 0 | 0 | 0 | 0 | 0 | 0 | 0 |  |  |  |  | 0 | 0 | 0 | 0 | 0 | 1 | 0 | 0 |  | 1 | 1 | 1 | 1 | 1 | 1 | 0 | 0 | 0 | 0 | 0 | 0 | 0 | 0 | 0 | 0 | 0 | 0 | 0 | 0 | 0 | 0 | 0 | 0 | 0 | 0 | 0 | 0 | 0 | 0 | 0
Saturday | 7 | 30 | 4 | 5044 | 0 | 0 | 0 | 0 | 0 | 0 | 0 | 0 | 0 | 0 | 0 | 0 | 0 | 0 | 0 | 0 | 0 | 0 | 0 | 0 | 0 |  | 0 | 0 | 0 | 0 | 0 | 0 | 0 | 0 |  |  |  |  | 0 | 0 | 0 | 0 | 0 | 1 | 0 | 0 |  | 1 | 1 | 1 | 1 | 1 | 1 | 0 | 0 | 0 | 0 | 0 | 0 | 0 | 0 | 0 | 0 | 0 | 0 | 0 | 0 | 0 | 0 | 0 | 0 | 0 | 0 | 0 | 0 | 0 | 0 | 0
Saturday | 7 | 30 | 5 | 5045 | 0 | 0 | 0 | 0 | 0 | 0 | 0 | 0 | 0 | 0 | 0 | 0 | 0 | 0 | 0 | 0 | 0 | 0 | 0 | 0 | 0 |  | 0 | 0 | 0 | 0 | 0 | 0 | 0 | 0 |  |  |  |  | 0 | 0 | 0 | 0 | 0 | 1 | 0 | 0 |  | 1 | 1 | 1 | 1 | 1 | 1 | 0 | 0 | 0 | 0 | 0 | 0 | 0 | 0 | 0 | 0 | 0 | 0 | 0 | 0 | 0 | 0 | 0 | 0 | 0 | 0 | 0 | 0 | 0 | 0 | 0
Saturday | 7 | 30 | 6 | 5046 | 0 | 0 | 0 | 0 | 0 | 0 | 0 | 0 | 0 | 0 | 0 | 0 | 0 | 0 | 0 | 0 | 0 | 0 | 0 | 0 | 0 |  | 0 | 0 | 0 | 0 | 0 | 0 | 0 | 0 |  |  |  |  | 0 | 0 | 0 | 0 | 0 | 1 | 0 | 0 |  | 1 | 1 | 1 | 1 | 1 | 1 | 0 | 0 | 0 | 0 | 0 | 0 | 0 | 0 | 0 | 0 | 0 | 0 | 0 | 0 | 0 | 0 | 0 | 0 | 0 | 0 | 0 | 0 | 0 | 0 | 0
Saturday | 7 | 30 | 7 | 5047 | 0 | 0 | 0 | 0 | 0 | 0 | 0 | 0 | 0 | 0 | 0 | 0 | 0 | 0 | 0 | 0 | 0 | 0 | 0 | 0 | 0 |  | 0 | 0 | 0 | 0 | 0 | 0 | 0 | 0 |  |  |  |  | 0 | 0 | 0 | 0 | 0 | 1 | 0 | 0 |  | 1 | 1 | 1 | 1 | 1 | 1 | 0 | 0 | 0 | 0 | 0 | 0 | 0 | 0 | 0 | 0 | 0 | 0 | 0 | 0 | 0 | 0 | 0 | 0 | 0 | 0 | 0 | 0 | 0 | 0 | 0
Saturday | 7 | 30 | 8 | 5048 | 0 | 0 | 0 | 0 | 0 | 0 | 0 | 0 | 0 | 0 | 0 | 0 | 0 | 0 | 0 | 0 | 0 | 0 | 0 | 0 | 0 |  | 0 | 0 | 0 | 0 | 0 | 0 | 0 | 0 |  |  |  |  | 0 | 0 | 0 | 0 | 0 | 1 | 0 | 0 |  | 1 | 1 | 1 | 1 | 1 | 1 | 0 | 0 | 0 | 0 | 0 | 0 | 0 | 0 | 0 | 0 | 0 | 0 | 0 | 0 | 0 | 0 | 0 | 0 | 0 | 0 | 0 | 0 | 0 | 0 | 0
Saturday | 7 | 30 | 9 | 5049 | 0 | 0 | 0 | 0 | 0 | 0 | 0 | 0 | 0 | 0 | 0 | 0 | 0 | 0 | 0 | 0 | 0 | 0 | 0 | 0 | 0 |  | 0 | 0 | 0 | 0 | 0 | 0 | 0 | 0 |  |  |  |  | 0 | 0 | 0 | 0 | 0 | 1 | 0 | 0 |  | 1 | 1 | 1 | 1 | 1 | 1 | 0 | 0 | 0 | 0 | 0 | 0 | 0 | 0 | 0 | 0 | 0 | 0 | 0 | 0 | 0 | 0 | 0 | 0 | 0 | 0 | 0 | 0 | 0 | 0 | 0
Saturday | 7 | 30 | 10 | 5050 | 0 | 0 | 0 | 0 | 0 | 0 | 0 | 0 | 0 | 0 | 0 | 0 | 0 | 0 | 0 | 0 | 0 | 0 | 0 | 0 | 0 |  | 0 | 0 | 0 | 0 | 0 | 0 | 0 | 0 |  |  |  |  | 0 | 0 | 0 | 0 | 0 | 1 | 0 | 0 |  | 1 | 1 | 1 | 1 | 1 | 1 | 0 | 0 | 0 | 0 | 0 | 0 | 0 | 0 | 0 | 0 | 0 | 0 | 0 | 0 | 0 | 0 | 0 | 0 | 0 | 0 | 0 | 0 | 0 | 0 | 0
Saturday | 7 | 30 | 11 | 5051 | 0 | 0 | 0 | 0 | 0 | 0 | 0 | 0 | 0 | 0 | 0 | 0 | 0 | 0 | 0 | 0 | 0 | 0 | 0 | 0 | 0 |  | 0 | 0 | 0 | 0 | 0 | 0 | 0 | 0 |  |  |  |  | 0 | 0 | 0 | 0 | 0 | 1 | 0 | 0 |  | 1 | 1 | 1 | 1 | 1 | 1 | 0 | 0 | 0 | 0 | 0 | 0 | 0 | 0 | 0 | 0 | 0 | 0 | 0 | 0 | 0 | 0 | 0 | 0 | 0 | 0 | 0 | 0 | 0 | 0 | 0
Saturday | 7 | 30 | 12 | 5052 | 0 | 0 | 0 | 0 | 0 | 0 | 0 | 0 | 0 | 0 | 0 | 0 | 0 | 0 | 0 | 0 | 0 | 0 | 0 | 0 | 0 |  | 0 | 0 | 0 | 0 | 0 | 0 | 0 | 0 |  |  |  |  | 0 | 0 | 0 | 0 | 0 | 1 | 0 | 0 |  | 1 | 1 | 1 | 1 | 1 | 1 | 0 | 0 | 0 | 0 | 0 | 0 | 0 | 0 | 0 | 0 | 0 | 0 | 0 | 0 | 0 | 0 | 0 | 0 | 0 | 0 | 0 | 0 | 0 | 0 | 0
Saturday | 7 | 30 | 13 | 5053 | 0 | 0 | 0 | 0 | 0 | 0 | 0 | 0 | 0 | 0 | 0 | 0 | 0 | 0 | 0 | 0 | 0 | 0 | 0 | 0 | 0 |  | 0 | 0 | 0 | 0 | 0 | 0 | 0 | 0 |  |  |  |  | 0 | 0 | 0 | 0 | 0 | 1 | 0 | 0 |  | 1 | 1 | 1 | 1 | 1 | 1 | 0 | 0 | 0 | 0 | 0 | 0 | 0 | 0 | 0 | 0 | 0 | 0 | 0 | 0 | 0 | 0 | 0 | 0 | 0 | 0 | 0 | 0 | 0 | 0 | 0
Saturday | 7 | 30 | 14 | 5054 | 0 | 0 | 0 | 0 | 0 | 0 | 0 | 0 | 0 | 0 | 0 | 0 | 0 | 0 | 0 | 0 | 0 | 0 | 0 | 0 | 0 |  | 0 | 0 | 0 | 0 | 0 | 0 | 0 | 0 |  |  |  |  | 0 | 0 | 0 | 0 | 0 | 1 | 0 | 0 |  | 1 | 1 | 1 | 1 | 1 | 1 | 0 | 0 | 0 | 0 | 0 | 0 | 0 | 0 | 0 | 0 | 0 | 0 | 0 | 0 | 0 | 0 | 0 | 0 | 0 | 0 | 0 | 0 | 0 | 0 | 0
Saturday | 7 | 30 | 15 | 5055 | 0 | 0 | 0 | 0 | 0 | 0 | 0 | 0 | 0 | 0 | 0 | 0 | 0 | 0 | 0 | 0 | 0 | 0 | 0 | 0 | 0 |  | 0 | 0 | 0 | 0 | 0 | 0 | 0 | 0 |  |  |  |  | 0 | 0 | 0 | 0 | 0 | 1 | 0 | 0 |  | 1 | 1 | 1 | 1 | 1 | 1 | 0 | 0 | 0 | 0 | 0 | 0 | 0 | 0 | 0 | 0 | 0 | 0 | 0 | 0 | 0 | 0 | 0 | 0 | 0 | 0 | 0 | 0 | 0 | 0 | 0
Saturday | 7 | 30 | 16 | 5056 | 0 | 0 | 0 | 0 | 0 | 0 | 0 | 0 | 0 | 0 | 0 | 0 | 0 | 0 | 0 | 0 | 0 | 0 | 0 | 0 | 0 |  | 0 | 0 | 0 | 0 | 0 | 0 | 0 | 0 |  |  |  |  | 0 | 0 | 0 | 0 | 0 | 1 | 0 | 0 |  | 1 | 1 | 1 | 1 | 1 | 1 | 0 | 0 | 0 | 0 | 0 | 0 | 0 | 0 | 0 | 0 | 0 | 0 | 0 | 0 | 0 | 0 | 0 | 0 | 0 | 0 | 0 | 0 | 0 | 0 | 0
Saturday | 7 | 30 | 17 | 5057 | 0 | 0 | 0 | 0 | 0 | 0 | 0 | 0 | 0 | 0 | 0 | 0 | 0 | 0 | 0 | 0 | 0 | 0 | 0 | 0 | 0 |  | 0 | 0 | 0 | 0 | 0 | 0 | 0 | 0 |  |  |  |  | 0 | 0 | 0 | 0 | 0 | 1 | 0 | 0 |  | 1 | 1 | 1 | 1 | 1 | 1 | 0 | 0 | 0 | 0 | 0 | 0 | 0 | 0 | 0 | 0 | 0 | 0 | 0 | 0 | 0 | 0 | 0 | 0 | 0 | 0 | 0 | 0 | 0 | 0 | 0
Saturday | 7 | 30 | 18 | 5058 | 0 | 0 | 0 | 0 | 0 | 0 | 0 | 0 | 0 | 0 | 0 | 0 | 0 | 0 | 0 | 0 | 0 | 0 | 0 | 0 | 0 |  | 0 | 0 | 0 | 0 | 0 | 0 | 0 | 0 |  |  |  |  | 0 | 0 | 0 | 0 | 0 | 1 | 0 | 0 |  | 1 | 1 | 1 | 1 | 1 | 1 | 0 | 0 | 0 | 0 | 0 | 0 | 0 | 0 | 0 | 0 | 0 | 0 | 0 | 0 | 0 | 0 | 0 | 0 | 0 | 0 | 0 | 0 | 0 | 0 | 0
Saturday | 7 | 30 | 19 | 5059 | 0 | 0 | 0 | 0 | 0 | 0 | 0 | 0 | 0 | 0 | 0 | 0 | 0 | 0 | 0 | 0 | 0 | 0 | 0 | 0 | 0 |  | 0 | 0 | 0 | 0 | 0 | 0 | 0 | 0 |  |  |  |  | 0 | 0 | 0 | 0 | 0 | 1 | 0 | 0 |  | 1 | 1 | 1 | 1 | 1 | 1 | 0 | 0 | 0 | 0 | 0 | 0 | 0 | 0 | 0 | 0 | 0 | 0 | 0 | 0 | 0 | 0 | 0 | 0 | 0 | 0 | 0 | 0 | 0 | 0 | 0
Saturday | 7 | 30 | 20 | 5060 | 0 | 0 | 0 | 0 | 0 | 0 | 0 | 0 | 0 | 0 | 0 | 0 | 0 | 0 | 0 | 0 | 0 | 0 | 0 | 0 | 0 |  | 0 | 0 | 0 | 0 | 0 | 0 | 0 | 0 |  |  |  |  | 0 | 0 | 0 | 0 | 0 | 1 | 0 | 0 |  | 1 | 1 | 1 | 1 | 1 | 1 | 0 | 0 | 0 | 0 | 0 | 0 | 0 | 0 | 0 | 0 | 0 | 0 | 0 | 0 | 0 | 0 | 0 | 0 | 0 | 0 | 0 | 0 | 0 | 0 | 0
Saturday | 7 | 30 | 21 | 5061 | 0 | 0 | 0 | 0 | 0 | 0 | 0 | 0 | 0 | 0 | 0 | 0 | 0 | 0 | 0 | 0 | 0 | 0 | 0 | 0 | 0 |  | 0 | 0 | 0 | 0 | 0 | 0 | 0 | 0 |  |  |  |  | 0 | 0 | 0 | 0 | 0 | 1 | 0 | 0 |  | 1 | 1 | 1 | 1 | 1 | 1 | 0 | 0 | 0 | 0 | 0 | 0 | 0 | 0 | 0 | 0 | 0 | 0 | 0 | 0 | 0 | 0 | 0 | 0 | 0 | 0 | 0 | 0 | 0 | 0 | 0
Saturday | 7 | 30 | 22 | 5062 | 0 | 0 | 0 | 0 | 0 | 0 | 0 | 0 | 0 | 0 | 0 | 0 | 0 | 0 | 0 | 0 | 0 | 0 | 0 | 0 | 0 |  | 0 | 0 | 0 | 0 | 0 | 0 | 0 | 0 |  |  |  |  | 0 | 0 | 0 | 0 | 0 | 1 | 0 | 0 |  | 1 | 1 | 1 | 1 | 1 | 1 | 0 | 0 | 0 | 0 | 0 | 0 | 0 | 0 | 0 | 0 | 0 | 0 | 0 | 0 | 0 | 0 | 0 | 0 | 0 | 0 | 0 | 0 | 0 | 0 | 0
Saturday | 7 | 30 | 23 | 5063 | 0 | 0 | 0 | 0 | 0 | 0 | 0 | 0 | 0 | 0 | 0 | 0 | 0 | 0 | 0 | 0 | 0 | 0 | 0 | 0 | 0 |  | 0 | 0 | 0 | 0 | 0 | 0 | 0 | 0 |  |  |  |  | 0 | 0 | 0 | 0 | 0 | 1 | 0 | 0 |  | 1 | 1 | 1 | 1 | 1 | 1 | 0 | 0 | 0 | 0 | 0 | 0 | 0 | 0 | 0 | 0 | 0 | 0 | 0 | 0 | 0 | 0 | 0 | 0 | 0 | 0 | 0 | 0 | 0 | 0 | 0
Saturday | 7 | 30 | 24 | 5064 | 0 | 0 | 0 | 0 | 0 | 0 | 0 | 0 | 0 | 0 | 0 | 0 | 0 | 0 | 0 | 0 | 0 | 0 | 0 | 0 | 0 |  | 0 | 0 | 0 | 0 | 0 | 0 | 0 | 0 |  |  |  |  | 0 | 0 | 0 | 0 | 0 | 1 | 0 | 0 |  | 1 | 1 | 1 | 1 | 1 | 1 | 0 | 0 | 0 | 0 | 0 | 0 | 0 | 0 | 0 | 0 | 0 | 0 | 0 | 0 | 0 | 0 | 0 | 0 | 0 | 0 | 0 | 0 | 0 | 0 | 0
Sunday | 7 | 31 | 1 | 5065 | 0 | 0 | 0 | 0 | 0 | 0 | 0 | 0 | 0 | 0 | 0 | 0 | 0 | 0 | 0 | 0 | 0 | 0 | 0 | 0 | 0 |  | 0 | 0 | 0 | 0 | 0 | 0 | 0 | 0 |  |  |  |  | 0 | 0 | 0 | 0 | 0 | 1 | 0 | 0 |  | 1 | 1 | 1 | 1 | 1 | 1 | 0 | 0 | 0 | 0 | 0 | 0 | 0 | 0 | 0 | 0 | 0 | 0 | 0 | 0 | 0 | 0 | 0 | 0 | 0 | 0 | 0 | 0 | 0 | 0 | 0
Sunday | 7 | 31 | 2 | 5066 | 0 | 0 | 0 | 0 | 0 | 0 | 0 | 0 | 0 | 0 | 0 | 0 | 0 | 0 | 0 | 0 | 0 | 0 | 0 | 0 | 0 |  | 0 | 0 | 0 | 0 | 0 | 0 | 0 | 0 |  |  |  |  | 0 | 0 | 0 | 0 | 0 | 1 | 0 | 0 |  | 1 | 1 | 1 | 1 | 1 | 1 | 0 | 0 | 0 | 0 | 0 | 0 | 0 | 0 | 0 | 0 | 0 | 0 | 0 | 0 | 0 | 0 | 0 | 0 | 0 | 0 | 0 | 0 | 0 | 0 | 0
Sunday | 7 | 31 | 3 | 5067 | 0 | 0 | 0 | 0 | 0 | 0 | 0 | 0 | 0 | 0 | 0 | 0 | 0 | 0 | 0 | 0 | 0 | 0 | 0 | 0 | 0 |  | 0 | 0 | 0 | 0 | 0 | 0 | 0 | 0 |  |  |  |  | 0 | 0 | 0 | 0 | 0 | 1 | 0 | 0 |  | 1 | 1 | 1 | 1 | 1 | 1 | 0 | 0 | 0 | 0 | 0 | 0 | 0 | 0 | 0 | 0 | 0 | 0 | 0 | 0 | 0 | 0 | 0 | 0 | 0 | 0 | 0 | 0 | 0 | 0 | 0
Sunday | 7 | 31 | 4 | 5068 | 0 | 0 | 0 | 0 | 0 | 0 | 0 | 0 | 0 | 0 | 0 | 0 | 0 | 0 | 0 | 0 | 0 | 0 | 0 | 0 | 0 |  | 0 | 0 | 0 | 0 | 0 | 0 | 0 | 0 |  |  |  |  | 0 | 0 | 0 | 0 | 0 | 1 | 0 | 0 |  | 1 | 1 | 1 | 1 | 1 | 1 | 0 | 0 | 0 | 0 | 0 | 0 | 0 | 0 | 0 | 0 | 0 | 0 | 0 | 0 | 0 | 0 | 0 | 0 | 0 | 0 | 0 | 0 | 0 | 0 | 0
Sunday | 7 | 31 | 5 | 5069 | 0 | 0 | 0 | 0 | 0 | 0 | 0 | 0 | 0 | 0 | 0 | 0 | 0 | 0 | 0 | 0 | 0 | 0 | 0 | 0 | 0 |  | 0 | 0 | 0 | 0 | 0 | 0 | 0 | 0 |  |  |  |  | 0 | 0 | 0 | 0 | 0 | 1 | 0 | 0 |  | 1 | 1 | 1 | 1 | 1 | 1 | 0 | 0 | 0 | 0 | 0 | 0 | 0 | 0 | 0 | 0 | 0 | 0 | 0 | 0 | 0 | 0 | 0 | 0 | 0 | 0 | 0 | 0 | 0 | 0 | 0
Sunday | 7 | 31 | 6 | 5070 | 0 | 0 | 0 | 0 | 0 | 0 | 0 | 0 | 0 | 0 | 0 | 0 | 0 | 0 | 0 | 0 | 0 | 0 | 0 | 0 | 0 |  | 0 | 0 | 0 | 0 | 0 | 0 | 0 | 0 |  |  |  |  | 0 | 0 | 0 | 0 | 0 | 1 | 0 | 0 |  | 1 | 1 | 1 | 1 | 1 | 1 | 0 | 0 | 0 | 0 | 0 | 0 | 0 | 0 | 0 | 0 | 0 | 0 | 0 | 0 | 0 | 0 | 0 | 0 | 0 | 0 | 0 | 0 | 0 | 0 | 0
Sunday | 7 | 31 | 7 | 5071 | 0 | 0 | 0 | 0 | 0 | 0 | 0 | 0 | 0 | 0 | 0 | 0 | 0 | 0 | 0 | 0 | 0 | 0 | 0 | 0 | 0 |  | 0 | 0 | 0 | 0 | 0 | 0 | 0 | 0 |  |  |  |  | 0 | 0 | 0 | 0 | 0 | 1 | 0 | 0 |  | 1 | 1 | 1 | 1 | 1 | 1 | 0 | 0 | 0 | 0 | 0 | 0 | 0 | 0 | 0 | 0 | 0 | 0 | 0 | 0 | 0 | 0 | 0 | 0 | 0 | 0 | 0 | 0 | 0 | 0 | 0
Sunday | 7 | 31 | 8 | 5072 | 0 | 0 | 0 | 0 | 0 | 0 | 0 | 0 | 0 | 0 | 0 | 0 | 0 | 0 | 0 | 0 | 0 | 0 | 0 | 0 | 0 |  | 0 | 0 | 0 | 0 | 0 | 0 | 0 | 0 |  |  |  |  | 0 | 0 | 0 | 0 | 0 | 1 | 0 | 0 |  | 1 | 1 | 1 | 1 | 1 | 1 | 0 | 0 | 0 | 0 | 0 | 0 | 0 | 0 | 0 | 0 | 0 | 0 | 0 | 0 | 0 | 0 | 0 | 0 | 0 | 0 | 0 | 0 | 0 | 0 | 0
Sunday | 7 | 31 | 9 | 5073 | 0 | 0 | 0 | 0 | 0 | 0 | 0 | 0 | 0 | 0 | 0 | 0 | 0 | 0 | 0 | 0 | 0 | 0 | 0 | 0 | 0 |  | 0 | 0 | 0 | 0 | 0 | 0 | 0 | 0 |  |  |  |  | 0 | 0 | 0 | 0 | 0 | 1 | 0 | 0 |  | 1 | 1 | 1 | 1 | 1 | 1 | 0 | 0 | 0 | 0 | 0 | 0 | 0 | 0 | 0 | 0 | 0 | 0 | 0 | 0 | 0 | 0 | 0 | 0 | 0 | 0 | 0 | 0 | 0 | 0 | 0
Sunday | 7 | 31 | 10 | 5074 | 0 | 0 | 0 | 0 | 0 | 0 | 0 | 0 | 0 | 0 | 0 | 0 | 0 | 0 | 0 | 0 | 0 | 0 | 0 | 0 | 0 |  | 0 | 0 | 0 | 0 | 0 | 0 | 0 | 0 |  |  |  |  | 0 | 0 | 0 | 0 | 0 | 1 | 0 | 0 |  | 1 | 1 | 1 | 1 | 1 | 1 | 0 | 0 | 0 | 0 | 0 | 0 | 0 | 0 | 0 | 0 | 0 | 0 | 0 | 0 | 0 | 0 | 0 | 0 | 0 | 0 | 0 | 0 | 0 | 0 | 0
Sunday | 7 | 31 | 11 | 5075 | 0 | 0 | 0 | 0 | 0 | 0 | 0 | 0 | 0 | 0 | 0 | 0 | 0 | 0 | 0 | 0 | 0 | 0 | 0 | 0 | 0 |  | 0 | 0 | 0 | 0 | 0 | 0 | 0 | 0 |  |  |  |  | 0 | 0 | 0 | 0 | 0 | 1 | 0 | 0 |  | 1 | 1 | 1 | 1 | 1 | 1 | 0 | 0 | 0 | 0 | 0 | 0 | 0 | 0 | 0 | 0 | 0 | 0 | 0 | 0 | 0 | 0 | 0 | 0 | 0 | 0 | 0 | 0 | 0 | 0 | 0
Sunday | 7 | 31 | 12 | 5076 | 0 | 0 | 0 | 0 | 0 | 0 | 0 | 0 | 0 | 0 | 0 | 0 | 0 | 0 | 0 | 0 | 0 | 0 | 0 | 0 | 0 |  | 0 | 0 | 0 | 0 | 0 | 0 | 0 | 0 |  |  |  |  | 0 | 0 | 0 | 0 | 0 | 1 | 0 | 0 |  | 1 | 1 | 1 | 1 | 1 | 1 | 0 | 0 | 0 | 0 | 0 | 0 | 0 | 0 | 0 | 0 | 0 | 0 | 0 | 0 | 0 | 0 | 0 | 0 | 0 | 0 | 0 | 0 | 0 | 0 | 0
Sunday | 7 | 31 | 13 | 5077 | 0 | 0 | 0 | 0 | 0 | 0 | 0 | 0 | 0 | 0 | 0 | 0 | 0 | 0 | 0 | 0 | 0 | 0 | 0 | 0 | 0 |  | 0 | 0 | 0 | 0 | 0 | 0 | 0 | 0 |  |  |  |  | 0 | 0 | 0 | 0 | 0 | 1 | 0 | 0 |  | 1 | 1 | 1 | 1 | 1 | 1 | 0 | 0 | 0 | 0 | 0 | 0 | 0 | 0 | 0 | 0 | 0 | 0 | 0 | 0 | 0 | 0 | 0 | 0 | 0 | 0 | 0 | 0 | 0 | 0 | 0
Sunday | 7 | 31 | 14 | 5078 | 0 | 0 | 0 | 0 | 0 | 0 | 0 | 0 | 0 | 0 | 0 | 0 | 0 | 0 | 0 | 0 | 0 | 0 | 0 | 0 | 0 |  | 0 | 0 | 0 | 0 | 0 | 0 | 0 | 0 |  |  |  |  | 0 | 0 | 0 | 0 | 0 | 1 | 0 | 0 |  | 1 | 1 | 1 | 1 | 1 | 1 | 0 | 0 | 0 | 0 | 0 | 0 | 0 | 0 | 0 | 0 | 0 | 0 | 0 | 0 | 0 | 0 | 0 | 0 | 0 | 0 | 0 | 0 | 0 | 0 | 0
Sunday | 7 | 31 | 15 | 5079 | 0 | 0 | 0 | 0 | 0 | 0 | 0 | 0 | 0 | 0 | 0 | 0 | 0 | 0 | 0 | 0 | 0 | 0 | 0 | 0 | 0 |  | 0 | 0 | 0 | 0 | 0 | 0 | 0 | 0 |  |  |  |  | 0 | 0 | 0 | 0 | 0 | 1 | 0 | 0 |  | 1 | 1 | 1 | 1 | 1 | 1 | 0 | 0 | 0 | 0 | 0 | 0 | 0 | 0 | 0 | 0 | 0 | 0 | 0 | 0 | 0 | 0 | 0 | 0 | 0 | 0 | 0 | 0 | 0 | 0 | 0
Sunday | 7 | 31 | 16 | 5080 | 0 | 0 | 0 | 0 | 0 | 0 | 0 | 0 | 0 | 0 | 0 | 0 | 0 | 0 | 0 | 0 | 0 | 0 | 0 | 0 | 0 |  | 0 | 0 | 0 | 0 | 0 | 0 | 0 | 0 |  |  |  |  | 0 | 0 | 0 | 0 | 0 | 1 | 0 | 0 |  | 1 | 1 | 1 | 1 | 1 | 1 | 0 | 0 | 0 | 0 | 0 | 0 | 0 | 0 | 0 | 0 | 0 | 0 | 0 | 0 | 0 | 0 | 0 | 0 | 0 | 0 | 0 | 0 | 0 | 0 | 0
Sunday | 7 | 31 | 17 | 5081 | 0 | 0 | 0 | 0 | 0 | 0 | 0 | 0 | 0 | 0 | 0 | 0 | 0 | 0 | 0 | 0 | 0 | 0 | 0 | 0 | 0 |  | 0 | 0 | 0 | 0 | 0 | 0 | 0 | 0 |  |  |  |  | 0 | 0 | 0 | 0 | 0 | 1 | 0 | 0 |  | 1 | 1 | 1 | 1 | 1 | 1 | 0 | 0 | 0 | 0 | 0 | 0 | 0 | 0 | 0 | 0 | 0 | 0 | 0 | 0 | 0 | 0 | 0 | 0 | 0 | 0 | 0 | 0 | 0 | 0 | 0
Sunday | 7 | 31 | 18 | 5082 | 0 | 0 | 0 | 0 | 0 | 0 | 0 | 0 | 0 | 0 | 0 | 0 | 0 | 0 | 0 | 0 | 0 | 0 | 0 | 0 | 0 |  | 0 | 0 | 0 | 0 | 0 | 0 | 0 | 0 |  |  |  |  | 0 | 0 | 0 | 0 | 0 | 1 | 0 | 0 |  | 1 | 1 | 1 | 1 | 1 | 1 | 0 | 0 | 0 | 0 | 0 | 0 | 0 | 0 | 0 | 0 | 0 | 0 | 0 | 0 | 0 | 0 | 0 | 0 | 0 | 0 | 0 | 0 | 0 | 0 | 0
Sunday | 7 | 31 | 19 | 5083 | 0 | 0 | 0 | 0 | 0 | 0 | 0 | 0 | 0 | 0 | 0 | 0 | 0 | 0 | 0 | 0 | 0 | 0 | 0 | 0 | 0 |  | 0 | 0 | 0 | 0 | 0 | 0 | 0 | 0 |  |  |  |  | 0 | 0 | 0 | 0 | 0 | 1 | 0 | 0 |  | 1 | 1 | 1 | 1 | 1 | 1 | 0 | 0 | 0 | 0 | 0 | 0 | 0 | 0 | 0 | 0 | 0 | 0 | 0 | 0 | 0 | 0 | 0 | 0 | 0 | 0 | 0 | 0 | 0 | 0 | 0
Sunday | 7 | 31 | 20 | 5084 | 0 | 0 | 0 | 0 | 0 | 0 | 0 | 0 | 0 | 0 | 0 | 0 | 0 | 0 | 0 | 0 | 0 | 0 | 0 | 0 | 0 |  | 0 | 0 | 0 | 0 | 0 | 0 | 0 | 0 |  |  |  |  | 0 | 0 | 0 | 0 | 0 | 1 | 0 | 0 |  | 1 | 1 | 1 | 1 | 1 | 1 | 0 | 0 | 0 | 0 | 0 | 0 | 0 | 0 | 0 | 0 | 0 | 0 | 0 | 0 | 0 | 0 | 0 | 0 | 0 | 0 | 0 | 0 | 0 | 0 | 0
Sunday | 7 | 31 | 21 | 5085 | 0 | 0 | 0 | 0 | 0 | 0 | 0 | 0 | 0 | 0 | 0 | 0 | 0 | 0 | 0 | 0 | 0 | 0 | 0 | 0 | 0 |  | 0 | 0 | 0 | 0 | 0 | 0 | 0 | 0 |  |  |  |  | 0 | 0 | 0 | 0 | 0 | 1 | 0 | 0 |  | 1 | 1 | 1 | 1 | 1 | 1 | 0 | 0 | 0 | 0 | 0 | 0 | 0 | 0 | 0 | 0 | 0 | 0 | 0 | 0 | 0 | 0 | 0 | 0 | 0 | 0 | 0 | 0 | 0 | 0 | 0
Sunday | 7 | 31 | 22 | 5086 | 0 | 0 | 0 | 0 | 0 | 0 | 0 | 0 | 0 | 0 | 0 | 0 | 0 | 0 | 0 | 0 | 0 | 0 | 0 | 0 | 0 |  | 0 | 0 | 0 | 0 | 0 | 0 | 0 | 0 |  |  |  |  | 0 | 0 | 0 | 0 | 0 | 1 | 0 | 0 |  | 1 | 1 | 1 | 1 | 1 | 1 | 0 | 0 | 0 | 0 | 0 | 0 | 0 | 0 | 0 | 0 | 0 | 0 | 0 | 0 | 0 | 0 | 0 | 0 | 0 | 0 | 0 | 0 | 0 | 0 | 0
Sunday | 7 | 31 | 23 | 5087 | 0 | 0 | 0 | 0 | 0 | 0 | 0 | 0 | 0 | 0 | 0 | 0 | 0 | 0 | 0 | 0 | 0 | 0 | 0 | 0 | 0 |  | 0 | 0 | 0 | 0 | 0 | 0 | 0 | 0 |  |  |  |  | 0 | 0 | 0 | 0 | 0 | 1 | 0 | 0 |  | 1 | 1 | 1 | 1 | 1 | 1 | 0 | 0 | 0 | 0 | 0 | 0 | 0 | 0 | 0 | 0 | 0 | 0 | 0 | 0 | 0 | 0 | 0 | 0 | 0 | 0 | 0 | 0 | 0 | 0 | 0
Sunday | 7 | 31 | 24 | 5088 | 0 | 0 | 0 | 0 | 0 | 0 | 0 | 0 | 0 | 0 | 0 | 0 | 0 | 0 | 0 | 0 | 0 | 0 | 0 | 0 | 0 |  | 0 | 0 | 0 | 0 | 0 | 0 | 0 | 0 |  |  |  |  | 0 | 0 | 0 | 0 | 0 | 1 | 0 | 0 |  | 1 | 1 | 1 | 1 | 1 | 1 | 0 | 0 | 0 | 0 | 0 | 0 | 0 | 0 | 0 | 0 | 0 | 0 | 0 | 0 | 0 | 0 | 0 | 0 | 0 | 0 | 0 | 0 | 0 | 0 | 0
Monday | 8 | 1 | 1 | 5089 | 0 | 0 | 0 | 0 | 0 | 0 | 0 | 0 | 0 | 0 | 0 | 0 | 0 | 0 | 0 | 0 | 0 | 0 | 0 | 0 | 0 |  | 0 | 0 | 0 | 0 | 0 | 0 | 0 | 0 |  |  |  |  | 0 | 0 | 0 | 0 | 0 | 1 | 0 | 0 |  | 1 | 1 | 1 | 1 | 1 | 1 | 0 | 0 | 0 | 0 | 0 | 0 | 0 | 0 | 0 | 0 | 0 | 0 | 0 | 0 | 0 | 0 | 0 | 0 | 0 | 0 | 0 | 0 | 0 | 0 | 0
Monday | 8 | 1 | 2 | 5090 | 0 | 0 | 0 | 0 | 0 | 0 | 0 | 0 | 0 | 0 | 0 | 0 | 0 | 0 | 0 | 0 | 0 | 0 | 0 | 0 | 0 |  | 0 | 0 | 0 | 0 | 0 | 0 | 0 | 0 |  |  |  |  | 0 | 0 | 0 | 0 | 0 | 1 | 0 | 0 |  | 1 | 1 | 1 | 1 | 1 | 1 | 0 | 0 | 0 | 0 | 0 | 0 | 0 | 0 | 0 | 0 | 0 | 0 | 0 | 0 | 0 | 0 | 0 | 0 | 0 | 0 | 0 | 0 | 0 | 0 | 0
Monday | 8 | 1 | 3 | 5091 | 0 | 0 | 0 | 0 | 0 | 0 | 0 | 0 | 0 | 0 | 0 | 0 | 0 | 0 | 0 | 0 | 0 | 0 | 0 | 0 | 0 |  | 0 | 0 | 0 | 0 | 0 | 0 | 0 | 0 |  |  |  |  | 0 | 0 | 0 | 0 | 0 | 1 | 0 | 0 |  | 1 | 1 | 1 | 1 | 1 | 1 | 0 | 0 | 0 | 0 | 0 | 0 | 0 | 0 | 0 | 0 | 0 | 0 | 0 | 0 | 0 | 0 | 0 | 0 | 0 | 0 | 0 | 0 | 0 | 0 | 0
Monday | 8 | 1 | 4 | 5092 | 0 | 0 | 0 | 0 | 0 | 0 | 0 | 0 | 0 | 0 | 0 | 0 | 0 | 0 | 0 | 0 | 0 | 0 | 0 | 0 | 0 |  | 0 | 0 | 0 | 0 | 0 | 0 | 0 | 0 |  |  |  |  | 0 | 0 | 0 | 0 | 0 | 1 | 0 | 0 |  | 1 | 1 | 1 | 1 | 1 | 1 | 0 | 0 | 0 | 0 | 0 | 0 | 0 | 0 | 0 | 0 | 0 | 0 | 0 | 0 | 0 | 0 | 0 | 0 | 0 | 0 | 0 | 0 | 0 | 0 | 0
Monday | 8 | 1 | 5 | 5093 | 0 | 0 | 0 | 0 | 0 | 0 | 0 | 0 | 0 | 0 | 0 | 0 | 0 | 0 | 0 | 0 | 0 | 0 | 0 | 0 | 0 |  | 0 | 0 | 0 | 0 | 0 | 0 | 0 | 0 |  |  |  |  | 0 | 0 | 0 | 0 | 0 | 1 | 0 | 0 |  | 1 | 1 | 1 | 1 | 1 | 1 | 0 | 0 | 0 | 0 | 0 | 0 | 0 | 0 | 0 | 0 | 0 | 0 | 0 | 0 | 0 | 0 | 0 | 0 | 0 | 0 | 0 | 0 | 0 | 0 | 0
Monday | 8 | 1 | 6 | 5094 | 0 | 0 | 0 | 0 | 0 | 0 | 0 | 0 | 0 | 0 | 0 | 0 | 0 | 0 | 0 | 0 | 0 | 0 | 0 | 0 | 0 |  | 0 | 0 | 0 | 0 | 0 | 0 | 0 | 0 |  |  |  |  | 0 | 0 | 0 | 0 | 0 | 1 | 0 | 0 |  | 1 | 1 | 1 | 1 | 1 | 1 | 0 | 0 | 0 | 0 | 0 | 0 | 0 | 0 | 0 | 0 | 0 | 0 | 0 | 0 | 0 | 0 | 0 | 0 | 0 | 0 | 0 | 0 | 0 | 0 | 0
Monday | 8 | 1 | 7 | 5095 | 0 | 0 | 0 | 0 | 0 | 0 | 0 | 0 | 0 | 0 | 0 | 0 | 0 | 0 | 0 | 0 | 0 | 0 | 0 | 0 | 0 |  | 0 | 0 | 0 | 0 | 0 | 0 | 0 | 0 |  |  |  |  | 0 | 0 | 0 | 0 | 0 | 1 | 0 | 0 |  | 1 | 1 | 1 | 1 | 1 | 1 | 0 | 0 | 0 | 0 | 0 | 0 | 0 | 0 | 0 | 0 | 0 | 0 | 0 | 0 | 0 | 0 | 0 | 0 | 0 | 0 | 0 | 0 | 0 | 0 | 0
Monday | 8 | 1 | 8 | 5096 | 0 | 0 | 0 | 0 | 0 | 0 | 0 | 0 | 0 | 0 | 0 | 0 | 0 | 0 | 0 | 0 | 0 | 0 | 0 | 0 | 0 |  | 0 | 0 | 0 | 0 | 0 | 0 | 0 | 0 |  |  |  |  | 0 | 0 | 0 | 0 | 0 | 1 | 0 | 0 |  | 1 | 1 | 1 | 1 | 1 | 1 | 0 | 0 | 0 | 0 | 0 | 0 | 0 | 0 | 0 | 0 | 0 | 0 | 0 | 0 | 0 | 0 | 0 | 0 | 0 | 0 | 0 | 0 | 0 | 0 | 0
Monday | 8 | 1 | 9 | 5097 | 0 | 0 | 0 | 0 | 0 | 0 | 0 | 0 | 0 | 0 | 0 | 0 | 0 | 0 | 0 | 0 | 0 | 0 | 0 | 0 | 0 |  | 0 | 0 | 0 | 0 | 0 | 0 | 0 | 0 |  |  |  |  | 0 | 0 | 0 | 0 | 0 | 1 | 0 | 0 |  | 1 | 1 | 1 | 1 | 1 | 1 | 0 | 0 | 0 | 0 | 0 | 0 | 0 | 0 | 0 | 0 | 0 | 0 | 0 | 0 | 0 | 0 | 0 | 0 | 0 | 0 | 0 | 0 | 0 | 0 | 0
Monday | 8 | 1 | 10 | 5098 | 0 | 0 | 0 | 0 | 0 | 0 | 0 | 0 | 0 | 0 | 0 | 0 | 0 | 0 | 0 | 0 | 0 | 0 | 0 | 0 | 0 |  | 0 | 0 | 0 | 0 | 0 | 0 | 0 | 0 |  |  |  |  | 0 | 0 | 0 | 0 | 0 | 1 | 0 | 0 |  | 1 | 1 | 1 | 1 | 1 | 1 | 0 | 0 | 0 | 0 | 0 | 0 | 0 | 0 | 0 | 0 | 0 | 0 | 0 | 0 | 0 | 0 | 0 | 0 | 0 | 0 | 0 | 0 | 0 | 0 | 0
Monday | 8 | 1 | 11 | 5099 | 0 | 0 | 0 | 0 | 0 | 0 | 0 | 0 | 0 | 0 | 0 | 0 | 0 | 0 | 0 | 0 | 0 | 0 | 0 | 0 | 0 |  | 0 | 0 | 0 | 0 | 0 | 0 | 0 | 0 |  |  |  |  | 0 | 0 | 0 | 0 | 0 | 1 | 0 | 0 |  | 1 | 1 | 1 | 1 | 1 | 1 | 0 | 0 | 0 | 0 | 0 | 0 | 0 | 0 | 0 | 0 | 0 | 0 | 0 | 0 | 0 | 0 | 0 | 0 | 0 | 0 | 0 | 0 | 0 | 0 | 0
Monday | 8 | 1 | 12 | 5100 | 0 | 0 | 0 | 0 | 0 | 0 | 0 | 0 | 0 | 0 | 0 | 0 | 0 | 0 | 0 | 0 | 0 | 0 | 0 | 0 | 0 |  | 0 | 0 | 0 | 0 | 0 | 0 | 0 | 0 |  |  |  |  | 0 | 0 | 0 | 0 | 0 | 1 | 0 | 0 |  | 1 | 1 | 1 | 1 | 1 | 1 | 0 | 0 | 0 | 0 | 0 | 0 | 0 | 0 | 0 | 0 | 0 | 0 | 0 | 0 | 0 | 0 | 0 | 0 | 0 | 0 | 0 | 0 | 0 | 0 | 0
Monday | 8 | 1 | 13 | 5101 | 0 | 0 | 0 | 0 | 0 | 0 | 0 | 0 | 0 | 0 | 0 | 0 | 0 | 0 | 0 | 0 | 0 | 0 | 0 | 0 | 0 |  | 0 | 0 | 0 | 0 | 0 | 0 | 0 | 0 |  |  |  |  | 0 | 0 | 0 | 0 | 0 | 1 | 0 | 0 |  | 1 | 1 | 1 | 1 | 1 | 1 | 0 | 0 | 0 | 0 | 0 | 0 | 0 | 0 | 0 | 0 | 0 | 0 | 0 | 0 | 0 | 0 | 0 | 0 | 0 | 0 | 0 | 0 | 0 | 0 | 0
Monday | 8 | 1 | 14 | 5102 | 0 | 0 | 0 | 0 | 0 | 0 | 0 | 0 | 0 | 0 | 0 | 0 | 0 | 0 | 0 | 0 | 0 | 0 | 0 | 0 | 0 |  | 0 | 0 | 0 | 0 | 0 | 0 | 0 | 0 |  |  |  |  | 0 | 0 | 0 | 0 | 0 | 1 | 0 | 0 |  | 1 | 1 | 1 | 1 | 1 | 1 | 0 | 0 | 0 | 0 | 0 | 0 | 0 | 0 | 0 | 0 | 0 | 0 | 0 | 0 | 0 | 0 | 0 | 0 | 0 | 0 | 0 | 0 | 0 | 0 | 0
Monday | 8 | 1 | 15 | 5103 | 0 | 0 | 0 | 0 | 0 | 0 | 0 | 0 | 0 | 0 | 0 | 0 | 0 | 0 | 0 | 0 | 0 | 0 | 0 | 0 | 0 |  | 0 | 0 | 0 | 0 | 0 | 0 | 0 | 0 |  |  |  |  | 0 | 0 | 0 | 0 | 0 | 1 | 0 | 0 |  | 1 | 1 | 1 | 1 | 1 | 1 | 0 | 0 | 0 | 0 | 0 | 0 | 0 | 0 | 0 | 0 | 0 | 0 | 0 | 0 | 0 | 0 | 0 | 0 | 0 | 0 | 0 | 0 | 0 | 0 | 0
Monday | 8 | 1 | 16 | 5104 | 0 | 0 | 0 | 0 | 0 | 0 | 0 | 0 | 0 | 0 | 0 | 0 | 0 | 0 | 0 | 0 | 0 | 0 | 0 | 0 | 0 |  | 0 | 0 | 0 | 0 | 0 | 0 | 0 | 0 |  |  |  |  | 0 | 0 | 0 | 0 | 0 | 1 | 0 | 0 |  | 1 | 1 | 1 | 1 | 1 | 1 | 0 | 0 | 0 | 0 | 0 | 0 | 0 | 0 | 0 | 0 | 0 | 0 | 0 | 0 | 0 | 0 | 0 | 0 | 0 | 0 | 0 | 0 | 0 | 0 | 0
Monday | 8 | 1 | 17 | 5105 | 0 | 0 | 0 | 0 | 0 | 0 | 0 | 0 | 0 | 0 | 0 | 0 | 0 | 0 | 0 | 0 | 0 | 0 | 0 | 0 | 0 |  | 0 | 0 | 0 | 0 | 0 | 0 | 0 | 0 |  |  |  |  | 0 | 0 | 0 | 0 | 0 | 1 | 0 | 0 |  | 1 | 1 | 1 | 1 | 1 | 1 | 0 | 0 | 0 | 0 | 0 | 0 | 0 | 0 | 0 | 0 | 0 | 0 | 0 | 0 | 0 | 0 | 0 | 0 | 0 | 0 | 0 | 0 | 0 | 0 | 0
Monday | 8 | 1 | 18 | 5106 | 0 | 0 | 0 | 0 | 0 | 0 | 0 | 0 | 0 | 0 | 0 | 0 | 0 | 0 | 0 | 0 | 0 | 0 | 0 | 0 | 0 |  | 0 | 0 | 0 | 0 | 0 | 0 | 0 | 0 |  |  |  |  | 0 | 0 | 0 | 0 | 0 | 1 | 0 | 0 |  | 1 | 1 | 1 | 1 | 1 | 1 | 0 | 0 | 0 | 0 | 0 | 0 | 0 | 0 | 0 | 0 | 0 | 0 | 0 | 0 | 0 | 0 | 0 | 0 | 0 | 0 | 0 | 0 | 0 | 0 | 0
Monday | 8 | 1 | 19 | 5107 | 0 | 0 | 0 | 0 | 0 | 0 | 0 | 0 | 0 | 0 | 0 | 0 | 0 | 0 | 0 | 0 | 0 | 0 | 0 | 0 | 0 |  | 0 | 0 | 0 | 0 | 0 | 0 | 0 | 0 |  |  |  |  | 0 | 0 | 0 | 0 | 0 | 1 | 0 | 0 |  | 1 | 1 | 1 | 1 | 1 | 1 | 0 | 0 | 0 | 0 | 0 | 0 | 0 | 0 | 0 | 0 | 0 | 0 | 0 | 0 | 0 | 0 | 0 | 0 | 0 | 0 | 0 | 0 | 0 | 0 | 0
Monday | 8 | 1 | 20 | 5108 | 0 | 0 | 0 | 0 | 0 | 0 | 0 | 0 | 0 | 0 | 0 | 0 | 0 | 0 | 0 | 0 | 0 | 0 | 0 | 0 | 0 |  | 0 | 0 | 0 | 0 | 0 | 0 | 0 | 0 |  |  |  |  | 0 | 0 | 0 | 0 | 0 | 1 | 0 | 0 |  | 1 | 1 | 1 | 1 | 1 | 1 | 0 | 0 | 0 | 0 | 0 | 0 | 0 | 0 | 0 | 0 | 0 | 0 | 0 | 0 | 0 | 0 | 0 | 0 | 0 | 0 | 0 | 0 | 0 | 0 | 0
Monday | 8 | 1 | 21 | 5109 | 0 | 0 | 0 | 0 | 0 | 0 | 0 | 0 | 0 | 0 | 0 | 0 | 0 | 0 | 0 | 0 | 0 | 0 | 0 | 0 | 0 |  | 0 | 0 | 0 | 0 | 0 | 0 | 0 | 0 |  |  |  |  | 0 | 0 | 0 | 0 | 0 | 1 | 0 | 0 |  | 1 | 1 | 1 | 1 | 1 | 1 | 0 | 0 | 0 | 0 | 0 | 0 | 0 | 0 | 0 | 0 | 0 | 0 | 0 | 0 | 0 | 0 | 0 | 0 | 0 | 0 | 0 | 0 | 0 | 0 | 0
Monday | 8 | 1 | 22 | 5110 | 0 | 0 | 0 | 0 | 0 | 0 | 0 | 0 | 0 | 0 | 0 | 0 | 0 | 0 | 0 | 0 | 0 | 0 | 0 | 0 | 0 |  | 0 | 0 | 0 | 0 | 0 | 0 | 0 | 0 |  |  |  |  | 0 | 0 | 0 | 0 | 0 | 1 | 0 | 0 |  | 1 | 1 | 1 | 1 | 1 | 1 | 0 | 0 | 0 | 0 | 0 | 0 | 0 | 0 | 0 | 0 | 0 | 0 | 0 | 0 | 0 | 0 | 0 | 0 | 0 | 0 | 0 | 0 | 0 | 0 | 0
Monday | 8 | 1 | 23 | 5111 | 0 | 0 | 0 | 0 | 0 | 0 | 0 | 0 | 0 | 0 | 0 | 0 | 0 | 0 | 0 | 0 | 0 | 0 | 0 | 0 | 0 |  | 0 | 0 | 0 | 0 | 0 | 0 | 0 | 0 |  |  |  |  | 0 | 0 | 0 | 0 | 0 | 1 | 0 | 0 |  | 1 | 1 | 1 | 1 | 1 | 1 | 0 | 0 | 0 | 0 | 0 | 0 | 0 | 0 | 0 | 0 | 0 | 0 | 0 | 0 | 0 | 0 | 0 | 0 | 0 | 0 | 0 | 0 | 0 | 0 | 0
Monday | 8 | 1 | 24 | 5112 | 0 | 0 | 0 | 0 | 0 | 0 | 0 | 0 | 0 | 0 | 0 | 0 | 0 | 0 | 0 | 0 | 0 | 0 | 0 | 0 | 0 |  | 0 | 0 | 0 | 0 | 0 | 0 | 0 | 0 |  |  |  |  | 0 | 0 | 0 | 0 | 0 | 1 | 0 | 0 |  | 1 | 1 | 1 | 1 | 1 | 1 | 0 | 0 | 0 | 0 | 0 | 0 | 0 | 0 | 0 | 0 | 0 | 0 | 0 | 0 | 0 | 0 | 0 | 0 | 0 | 0 | 0 | 0 | 0 | 0 | 0
Tuesday | 8 | 2 | 1 | 5113 | 0 | 0 | 0 | 0 | 0 | 0 | 0 | 0 | 0 | 0 | 0 | 0 | 0 | 0 | 0 | 0 | 0 | 0 | 0 | 0 | 0 |  | 0 | 0 | 0 | 0 | 0 | 0 | 0 | 0 |  |  |  |  | 0 | 0 | 0 | 0 | 0 | 1 | 0 | 0 |  | 1 | 1 | 1 | 1 | 1 | 1 | 0 | 0 | 0 | 0 | 0 | 0 | 0 | 0 | 0 | 0 | 0 | 0 | 0 | 0 | 0 | 0 | 0 | 0 | 0 | 0 | 0 | 0 | 0 | 0 | 0
Tuesday | 8 | 2 | 2 | 5114 | 0 | 0 | 0 | 0 | 0 | 0 | 0 | 0 | 0 | 0 | 0 | 0 | 0 | 0 | 0 | 0 | 0 | 0 | 0 | 0 | 0 |  | 0 | 0 | 0 | 0 | 0 | 0 | 0 | 0 |  |  |  |  | 0 | 0 | 0 | 0 | 0 | 1 | 0 | 0 |  | 1 | 1 | 1 | 1 | 1 | 1 | 0 | 0 | 0 | 0 | 0 | 0 | 0 | 0 | 0 | 0 | 0 | 0 | 0 | 0 | 0 | 0 | 0 | 0 | 0 | 0 | 0 | 0 | 0 | 0 | 0
Tuesday | 8 | 2 | 3 | 5115 | 0 | 0 | 0 | 0 | 0 | 0 | 0 | 0 | 0 | 0 | 0 | 0 | 0 | 0 | 0 | 0 | 0 | 0 | 0 | 0 | 0 |  | 0 | 0 | 0 | 0 | 0 | 0 | 0 | 0 |  |  |  |  | 0 | 0 | 0 | 0 | 0 | 1 | 0 | 0 |  | 1 | 1 | 1 | 1 | 1 | 1 | 0 | 0 | 0 | 0 | 0 | 0 | 0 | 0 | 0 | 0 | 0 | 0 | 0 | 0 | 0 | 0 | 0 | 0 | 0 | 0 | 0 | 0 | 0 | 0 | 0
Tuesday | 8 | 2 | 4 | 5116 | 0 | 0 | 0 | 0 | 0 | 0 | 0 | 0 | 0 | 0 | 0 | 0 | 0 | 0 | 0 | 0 | 0 | 0 | 0 | 0 | 0 |  | 0 | 0 | 0 | 0 | 0 | 0 | 0 | 0 |  |  |  |  | 0 | 0 | 0 | 0 | 0 | 1 | 0 | 0 |  | 1 | 1 | 1 | 1 | 1 | 1 | 0 | 0 | 0 | 0 | 0 | 0 | 0 | 0 | 0 | 0 | 0 | 0 | 0 | 0 | 0 | 0 | 0 | 0 | 0 | 0 | 0 | 0 | 0 | 0 | 0
Tuesday | 8 | 2 | 5 | 5117 | 0 | 0 | 0 | 0 | 0 | 0 | 0 | 0 | 0 | 0 | 0 | 0 | 0 | 0 | 0 | 0 | 0 | 0 | 0 | 0 | 0 |  | 0 | 0 | 0 | 0 | 0 | 0 | 0 | 0 |  |  |  |  | 0 | 0 | 0 | 0 | 0 | 1 | 0 | 0 |  | 1 | 1 | 1 | 1 | 1 | 1 | 0 | 0 | 0 | 0 | 0 | 0 | 0 | 0 | 0 | 0 | 0 | 0 | 0 | 0 | 0 | 0 | 0 | 0 | 0 | 0 | 0 | 0 | 0 | 0 | 0
Tuesday | 8 | 2 | 6 | 5118 | 0 | 0 | 0 | 0 | 0 | 0 | 0 | 0 | 0 | 0 | 0 | 0 | 0 | 0 | 0 | 0 | 0 | 0 | 0 | 0 | 0 |  | 0 | 0 | 0 | 0 | 0 | 0 | 0 | 0 |  |  |  |  | 0 | 0 | 0 | 0 | 0 | 1 | 0 | 0 |  | 1 | 1 | 1 | 1 | 1 | 1 | 0 | 0 | 0 | 0 | 0 | 0 | 0 | 0 | 0 | 0 | 0 | 0 | 0 | 0 | 0 | 0 | 0 | 0 | 0 | 0 | 0 | 0 | 0 | 0 | 0
Tuesday | 8 | 2 | 7 | 5119 | 0 | 0 | 0 | 0 | 0 | 0 | 0 | 0 | 0 | 0 | 0 | 0 | 0 | 0 | 0 | 0 | 0 | 0 | 0 | 0 | 0 |  | 0 | 0 | 0 | 0 | 0 | 0 | 0 | 0 |  |  |  |  | 0 | 0 | 0 | 0 | 0 | 1 | 0 | 0 |  | 1 | 1 | 1 | 1 | 1 | 1 | 0 | 0 | 0 | 0 | 0 | 0 | 0 | 0 | 0 | 0 | 0 | 0 | 0 | 0 | 0 | 0 | 0 | 0 | 0 | 0 | 0 | 0 | 0 | 0 | 0
Tuesday | 8 | 2 | 8 | 5120 | 0 | 0 | 0 | 0 | 0 | 0 | 0 | 0 | 0 | 0 | 0 | 0 | 0 | 0 | 0 | 0 | 0 | 0 | 0 | 0 | 0 |  | 0 | 0 | 0 | 0 | 0 | 0 | 0 | 0 |  |  |  |  | 0 | 0 | 0 | 0 | 1 | 0 | 0 | 0 |  | 1 | 1 | 1 | #VALUE! | 1 | #VALUE! | 0 | 0 | 0 | 0 | 0 | 0 | 0 | 0 | 0 | 0 | 0 | 0 | 0 | 0 | 0 | 0 | 0 | 0 | 0 | 0 | 0 | 0 | 0 | 0 | 0
Tuesday | 8 | 2 | 9 | 5121 | 0 | 0 | 0 | 0 | 0 | 0 | 0 | 0 | 0 | 0 | 0 | 0 | 0 | 0 | 0 | 0 | 0 | 0 | 0 | 0 | 0 |  | 0 | 0 | 0 | 0 | 0 | 0 | 0 | 0 |  |  |  |  | 0 | 0 | 0 | 0 | 1 | 0 | 0 | 0 |  | 1 | 1 | 1 | #VALUE! | 1 | #VALUE! | 0 | 0 | 0 | 0 | 0 | 0 | 0 | 0 | 0 | 0 | 0 | 0 | 0 | 0 | 0 | 0 | 0 | 0 | 0 | 0 | 0 | 0 | 0 | 0 | 0
Tuesday | 8 | 2 | 10 | 5122 | 0 | 0 | 0 | 0 | 0 | 0 | 0 | 0 | 0 | 0 | 0 | 0 | 0 | 0 | 0 | 0 | 0 | 0 | 0 | 0 | 0 |  | 0 | 0 | 0 | 0 | 0 | 0 | 0 | 0 |  |  |  |  | 0 | 0 | 0 | 0 | 1 | 0 | 0 | 0 |  | 1 | 1 | 1 | #VALUE! | 1 | #VALUE! | 0 | 0 | 0 | 0 | 0 | 0 | 0 | 0 | 0 | 0 | 0 | 0 | 0 | 0 | 0 | 0 | 0 | 0 | 0 | 0 | 0 | 0 | 0 | 0 | 0
Tuesday | 8 | 2 | 11 | 5123 | 0 | 0 | 0 | 0 | 0 | 0 | 0 | 0 | 0 | 0 | 0 | 0 | 0 | 0 | 0 | 0 | 0 | 0 | 0 | 0 | 0 |  | 0 | 0 | 0 | 0 | 0 | 0 | 0 | 0 |  |  |  |  | 0 | 0 | 0 | 0 | 1 | 0 | 0 | 0 |  | 1 | 1 | 1 | #VALUE! | 1 | #VALUE! | 0 | 0 | 0 | 0 | 0 | 0 | 0 | 0 | 0 | 0 | 0 | 0 | 0 | 0 | 0 | 0 | 0 | 0 | 0 | 0 | 0 | 0 | 0 | 0 | 0
Tuesday | 8 | 2 | 12 | 5124 | 0 | 0 | 0 | 0 | 0 | 0 | 0 | 0 | 0 | 0 | 0 | 0 | 0 | 0 | 0 | 0 | 0 | 0 | 0 | 0 | 0 |  | 0 | 0 | 0 | 0 | 0 | 0 | 0 | 0 |  |  |  |  | 0 | 0 | 0 | 0 | 1 | 0 | 0 | 0 |  | 1 | 1 | 1 | #VALUE! | 1 | #VALUE! | 0 | 0 | 0 | 0 | 0 | 0 | 0 | 0 | 0 | 0 | 0 | 0 | 0 | 0 | 0 | 0 | 0 | 0 | 0 | 0 | 0 | 0 | 0 | 0 | 0
Tuesday | 8 | 2 | 13 | 5125 | 0 | 0 | 0 | 0 | 0 | 0 | 0 | 0 | 0 | 0 | 0 | 0 | 0 | 0 | 0 | 0 | 0 | 0 | 0 | 0 | 0 |  | 0 | 0 | 0 | 0 | 0 | 0 | 0 | 0 |  |  |  |  | 0 | 0 | 0 | 0 | 1 | 0 | 0 | 0 |  | 1 | 1 | 1 | #VALUE! | 1 | #VALUE! | 0 | 0 | 0 | 0 | 0 | 0 | 0 | 0 | 0 | 0 | 0 | 0 | 0 | 0 | 0 | 0 | 0 | 0 | 0 | 0 | 0 | 0 | 0 | 0 | 0
Tuesday | 8 | 2 | 14 | 5126 | 0 | 0 | 0 | 0 | 0 | 0 | 0 | 0 | 0 | 0 | 0 | 0 | 0 | 0 | 0 | 0 | 0 | 0 | 0 | 0 | 0 |  | 0 | 0 | 0 | 0 | 0 | 0 | 0 | 0 |  |  |  |  | 0 | 0 | 0 | 1 | 0 | 0 | 0 | 0 |  | 1 | 1 | #VALUE! | 1 | 1 | #VALUE! | 0 | 0 | 0 | 0 | 0 | 0 | 0 | 0 | 0 | 0 | 0 | 0 | 0 | 0 | 0 | 0 | 0 | 0 | 0 | 0 | 0 | 0 | 0 | 0 | 0
Tuesday | 8 | 2 | 15 | 5127 | 0 | 0 | 0 | 0 | 0 | 0 | 0 | 0 | 0 | 0 | 0 | 0 | 0 | 0 | 0 | 0 | 0 | 0 | 0 | 0 | 0 |  | 0 | 0 | 0 | 0 | 0 | 0 | 0 | 0 |  |  |  |  | 0 | 0 | 0 | 1 | 0 | 0 | 0 | 0 |  | 1 | 1 | #VALUE! | 1 | 1 | #VALUE! | 0 | 0 | 0 | 0 | 0 | 0 | 0 | 0 | 0 | 0 | 0 | 0 | 0 | 0 | 0 | 0 | 0 | 0 | 0 | 0 | 0 | 0 | 0 | 0 | 0
Tuesday | 8 | 2 | 16 | 5128 | 0 | 0 | 0 | 0 | 0 | 0 | 0 | 0 | 0 | 0 | 0 | 0 | 0 | 0 | 0 | 0 | 0 | 0 | 0 | 0 | 0 |  | 0 | 0 | 0 | 0 | 0 | 0 | 0 | 0 |  |  |  |  | 0 | 0 | 0 | 1 | 0 | 0 | 0 | 0 |  | 1 | 1 | #VALUE! | 1 | 1 | #VALUE! | 0 | 0 | 0 | 0 | 0 | 0 | 0 | 0 | 0 | 0 | 0 | 0 | 0 | 0 | 0 | 0 | 0 | 0 | 0 | 0 | 0 | 0 | 0 | 0 | 0
Tuesday | 8 | 2 | 17 | 5129 | 0 | 0 | 0 | 0 | 0 | 0 | 0 | 0 | 0 | 0 | 0 | 0 | 0 | 0 | 0 | 0 | 0 | 0 | 0 | 0 | 0 |  | 0 | 0 | 0 | 0 | 0 | 0 | 0 | 0 |  |  |  |  | 0 | 0 | 0 | 1 | 0 | 0 | 0 | 0 |  | 1 | 1 | #VALUE! | 1 | 1 | #VALUE! | 0 | 0 | 0 | 0 | 0 | 0 | 0 | 0 | 0 | 0 | 0 | 0 | 0 | 0 | 0 | 0 | 0 | 0 | 0 | 0 | 0 | 0 | 0 | 0 | 0
Tuesday | 8 | 2 | 18 | 5130 | 0 | 0 | 0 | 0 | 0 | 0 | 0 | 0 | 0 | 0 | 0 | 0 | 0 | 0 | 0 | 0 | 0 | 0 | 0 | 0 | 0 |  | 0 | 0 | 0 | 0 | 0 | 0 | 0 | 0 |  |  |  |  | 0 | 0 | 0 | 1 | 0 | 0 | 0 | 0 |  | 1 | 1 | #VALUE! | 1 | 1 | #VALUE! | 0 | 0 | 0 | 0 | 0 | 0 | 0 | 0 | 0 | 0 | 0 | 0 | 0 | 0 | 0 | 0 | 0 | 0 | 0 | 0 | 0 | 0 | 0 | 0 | 0
Tuesday | 8 | 2 | 19 | 5131 | 0 | 0 | 0 | 0 | 0 | 0 | 0 | 0 | 0 | 0 | 0 | 0 | 0 | 0 | 0 | 0 | 0 | 0 | 0 | 0 | 0 |  | 0 | 0 | 0 | 0 | 0 | 0 | 0 | 0 |  |  |  |  | 0 | 0 | 0 | 1 | 0 | 0 | 0 | 0 |  | 1 | 1 | #VALUE! | 1 | 1 | #VALUE! | 0 | 0 | 0 | 0 | 0 | 0 | 0 | 0 | 0 | 0 | 0 | 0 | 0 | 0 | 0 | 0 | 0 | 0 | 0 | 0 | 0 | 0 | 0 | 0 | 0
Tuesday | 8 | 2 | 20 | 5132 | 0 | 0 | 0 | 0 | 0 | 0 | 0 | 0 | 0 | 0 | 0 | 0 | 0 | 0 | 0 | 0 | 0 | 0 | 0 | 0 | 0 |  | 0 | 0 | 0 | 0 | 0 | 0 | 0 | 0 |  |  |  |  | 0 | 0 | 0 | 0 | 1 | 0 | 0 | 0 |  | 1 | 1 | 1 | #VALUE! | 1 | #VALUE! | 0 | 0 | 0 | 0 | 0 | 0 | 0 | 0 | 0 | 0 | 0 | 0 | 0 | 0 | 0 | 0 | 0 | 0 | 0 | 0 | 0 | 0 | 0 | 0 | 0
Tuesday | 8 | 2 | 21 | 5133 | 0 | 0 | 0 | 0 | 0 | 0 | 0 | 0 | 0 | 0 | 0 | 0 | 0 | 0 | 0 | 0 | 0 | 0 | 0 | 0 | 0 |  | 0 | 0 | 0 | 0 | 0 | 0 | 0 | 0 |  |  |  |  | 0 | 0 | 0 | 0 | 1 | 0 | 0 | 0 |  | 1 | 1 | 1 | #VALUE! | 1 | #VALUE! | 0 | 0 | 0 | 0 | 0 | 0 | 0 | 0 | 0 | 0 | 0 | 0 | 0 | 0 | 0 | 0 | 0 | 0 | 0 | 0 | 0 | 0 | 0 | 0 | 0
Tuesday | 8 | 2 | 22 | 5134 | 0 | 0 | 0 | 0 | 0 | 0 | 0 | 0 | 0 | 0 | 0 | 0 | 0 | 0 | 0 | 0 | 0 | 0 | 0 | 0 | 0 |  | 0 | 0 | 0 | 0 | 0 | 0 | 0 | 0 |  |  |  |  | 0 | 0 | 0 | 0 | 1 | 0 | 0 | 0 |  | 1 | 1 | 1 | #VALUE! | 1 | #VALUE! | 0 | 0 | 0 | 0 | 0 | 0 | 0 | 0 | 0 | 0 | 0 | 0 | 0 | 0 | 0 | 0 | 0 | 0 | 0 | 0 | 0 | 0 | 0 | 0 | 0
Tuesday | 8 | 2 | 23 | 5135 | 0 | 0 | 0 | 0 | 0 | 0 | 0 | 0 | 0 | 0 | 0 | 0 | 0 | 0 | 0 | 0 | 0 | 0 | 0 | 0 | 0 |  | 0 | 0 | 0 | 0 | 0 | 0 | 0 | 0 |  |  |  |  | 0 | 0 | 0 | 0 | 0 | 1 | 0 | 0 |  | 1 | 1 | 1 | 1 | 1 | 1 | 0 | 0 | 0 | 0 | 0 | 0 | 0 | 0 | 0 | 0 | 0 | 0 | 0 | 0 | 0 | 0 | 0 | 0 | 0 | 0 | 0 | 0 | 0 | 0 | 0
Tuesday | 8 | 2 | 24 | 5136 | 0 | 0 | 0 | 0 | 0 | 0 | 0 | 0 | 0 | 0 | 0 | 0 | 0 | 0 | 0 | 0 | 0 | 0 | 0 | 0 | 0 |  | 0 | 0 | 0 | 0 | 0 | 0 | 0 | 0 |  |  |  |  | 0 | 0 | 0 | 0 | 0 | 1 | 0 | 0 |  | 1 | 1 | 1 | 1 | 1 | 1 | 0 | 0 | 0 | 0 | 0 | 0 | 0 | 0 | 0 | 0 | 0 | 0 | 0 | 0 | 0 | 0 | 0 | 0 | 0 | 0 | 0 | 0 | 0 | 0 | 0
Wednesday | 8 | 3 | 1 | 5137 | 0 | 0 | 0 | 0 | 0 | 0 | 0 | 0 | 0 | 0 | 0 | 0 | 0 | 0 | 0 | 0 | 0 | 0 | 0 | 0 | 0 |  | 0 | 0 | 0 | 0 | 0 | 0 | 0 | 0 |  |  |  |  | 0 | 0 | 0 | 0 | 0 | 1 | 0 | 0 |  | 1 | 1 | 1 | 1 | 1 | 1 | 0 | 0 | 0 | 0 | 0 | 0 | 0 | 0 | 0 | 0 | 0 | 0 | 0 | 0 | 0 | 0 | 0 | 0 | 0 | 0 | 0 | 0 | 0 | 0 | 0
Wednesday | 8 | 3 | 2 | 5138 | 0 | 0 | 0 | 0 | 0 | 0 | 0 | 0 | 0 | 0 | 0 | 0 | 0 | 0 | 0 | 0 | 0 | 0 | 0 | 0 | 0 |  | 0 | 0 | 0 | 0 | 0 | 0 | 0 | 0 |  |  |  |  | 0 | 0 | 0 | 0 | 0 | 1 | 0 | 0 |  | 1 | 1 | 1 | 1 | 1 | 1 | 0 | 0 | 0 | 0 | 0 | 0 | 0 | 0 | 0 | 0 | 0 | 0 | 0 | 0 | 0 | 0 | 0 | 0 | 0 | 0 | 0 | 0 | 0 | 0 | 0
Wednesday | 8 | 3 | 3 | 5139 | 0 | 0 | 0 | 0 | 0 | 0 | 0 | 0 | 0 | 0 | 0 | 0 | 0 | 0 | 0 | 0 | 0 | 0 | 0 | 0 | 0 |  | 0 | 0 | 0 | 0 | 0 | 0 | 0 | 0 |  |  |  |  | 0 | 0 | 0 | 0 | 0 | 1 | 0 | 0 |  | 1 | 1 | 1 | 1 | 1 | 1 | 0 | 0 | 0 | 0 | 0 | 0 | 0 | 0 | 0 | 0 | 0 | 0 | 0 | 0 | 0 | 0 | 0 | 0 | 0 | 0 | 0 | 0 | 0 | 0 | 0
Wednesday | 8 | 3 | 4 | 5140 | 0 | 0 | 0 | 0 | 0 | 0 | 0 | 0 | 0 | 0 | 0 | 0 | 0 | 0 | 0 | 0 | 0 | 0 | 0 | 0 | 0 |  | 0 | 0 | 0 | 0 | 0 | 0 | 0 | 0 |  |  |  |  | 0 | 0 | 0 | 0 | 0 | 1 | 0 | 0 |  | 1 | 1 | 1 | 1 | 1 | 1 | 0 | 0 | 0 | 0 | 0 | 0 | 0 | 0 | 0 | 0 | 0 | 0 | 0 | 0 | 0 | 0 | 0 | 0 | 0 | 0 | 0 | 0 | 0 | 0 | 0
Wednesday | 8 | 3 | 5 | 5141 | 0 | 0 | 0 | 0 | 0 | 0 | 0 | 0 | 0 | 0 | 0 | 0 | 0 | 0 | 0 | 0 | 0 | 0 | 0 | 0 | 0 |  | 0 | 0 | 0 | 0 | 0 | 0 | 0 | 0 |  |  |  |  | 0 | 0 | 0 | 0 | 0 | 1 | 0 | 0 |  | 1 | 1 | 1 | 1 | 1 | 1 | 0 | 0 | 0 | 0 | 0 | 0 | 0 | 0 | 0 | 0 | 0 | 0 | 0 | 0 | 0 | 0 | 0 | 0 | 0 | 0 | 0 | 0 | 0 | 0 | 0
Wednesday | 8 | 3 | 6 | 5142 | 0 | 0 | 0 | 0 | 0 | 0 | 0 | 0 | 0 | 0 | 0 | 0 | 0 | 0 | 0 | 0 | 0 | 0 | 0 | 0 | 0 |  | 0 | 0 | 0 | 0 | 0 | 0 | 0 | 0 |  |  |  |  | 0 | 0 | 0 | 0 | 0 | 1 | 0 | 0 |  | 1 | 1 | 1 | 1 | 1 | 1 | 0 | 0 | 0 | 0 | 0 | 0 | 0 | 0 | 0 | 0 | 0 | 0 | 0 | 0 | 0 | 0 | 0 | 0 | 0 | 0 | 0 | 0 | 0 | 0 | 0
Wednesday | 8 | 3 | 7 | 5143 | 0 | 0 | 0 | 0 | 0 | 0 | 0 | 0 | 0 | 0 | 0 | 0 | 0 | 0 | 0 | 0 | 0 | 0 | 0 | 0 | 0 |  | 0 | 0 | 0 | 0 | 0 | 0 | 0 | 0 |  |  |  |  | 0 | 0 | 0 | 0 | 0 | 1 | 0 | 0 |  | 1 | 1 | 1 | 1 | 1 | 1 | 0 | 0 | 0 | 0 | 0 | 0 | 0 | 0 | 0 | 0 | 0 | 0 | 0 | 0 | 0 | 0 | 0 | 0 | 0 | 0 | 0 | 0 | 0 | 0 | 0
Wednesday | 8 | 3 | 8 | 5144 | 0 | 0 | 0 | 0 | 0 | 0 | 0 | 0 | 0 | 0 | 0 | 0 | 0 | 0 | 0 | 0 | 0 | 0 | 0 | 0 | 0 |  | 0 | 0 | 0 | 0 | 0 | 0 | 0 | 0 |  |  |  |  | 0 | 0 | 0 | 0 | 1 | 0 | 0 | 0 |  | 1 | 1 | 1 | #VALUE! | 1 | #VALUE! | 0 | 0 | 0 | 0 | 0 | 0 | 0 | 0 | 0 | 0 | 0 | 0 | 0 | 0 | 0 | 0 | 0 | 0 | 0 | 0 | 0 | 0 | 0 | 0 | 0
Wednesday | 8 | 3 | 9 | 5145 | 0 | 0 | 0 | 0 | 0 | 0 | 0 | 0 | 0 | 0 | 0 | 0 | 0 | 0 | 0 | 0 | 0 | 0 | 0 | 0 | 0 |  | 0 | 0 | 0 | 0 | 0 | 0 | 0 | 0 |  |  |  |  | 0 | 0 | 0 | 0 | 1 | 0 | 0 | 0 |  | 1 | 1 | 1 | #VALUE! | 1 | #VALUE! | 0 | 0 | 0 | 0 | 0 | 0 | 0 | 0 | 0 | 0 | 0 | 0 | 0 | 0 | 0 | 0 | 0 | 0 | 0 | 0 | 0 | 0 | 0 | 0 | 0
Wednesday | 8 | 3 | 10 | 5146 | 0 | 0 | 0 | 0 | 0 | 0 | 0 | 0 | 0 | 0 | 0 | 0 | 0 | 0 | 0 | 0 | 0 | 0 | 0 | 0 | 0 |  | 0 | 0 | 0 | 0 | 0 | 0 | 0 | 0 |  |  |  |  | 0 | 0 | 0 | 0 | 1 | 0 | 0 | 0 |  | 1 | 1 | 1 | #VALUE! | 1 | #VALUE! | 0 | 0 | 0 | 0 | 0 | 0 | 0 | 0 | 0 | 0 | 0 | 0 | 0 | 0 | 0 | 0 | 0 | 0 | 0 | 0 | 0 | 0 | 0 | 0 | 0
Wednesday | 8 | 3 | 11 | 5147 | 0 | 0 | 0 | 0 | 0 | 0 | 0 | 0 | 0 | 0 | 0 | 0 | 0 | 0 | 0 | 0 | 0 | 0 | 0 | 0 | 0 |  | 0 | 0 | 0 | 0 | 0 | 0 | 0 | 0 |  |  |  |  | 0 | 0 | 0 | 0 | 1 | 0 | 0 | 0 |  | 1 | 1 | 1 | #VALUE! | 1 | #VALUE! | 0 | 0 | 0 | 0 | 0 | 0 | 0 | 0 | 0 | 0 | 0 | 0 | 0 | 0 | 0 | 0 | 0 | 0 | 0 | 0 | 0 | 0 | 0 | 0 | 0
Wednesday | 8 | 3 | 12 | 5148 | 0 | 0 | 0 | 0 | 0 | 0 | 0 | 0 | 0 | 0 | 0 | 0 | 0 | 0 | 0 | 0 | 0 | 0 | 0 | 0 | 0 |  | 0 | 0 | 0 | 0 | 0 | 0 | 0 | 0 |  |  |  |  | 0 | 0 | 0 | 0 | 1 | 0 | 0 | 0 |  | 1 | 1 | 1 | #VALUE! | 1 | #VALUE! | 0 | 0 | 0 | 0 | 0 | 0 | 0 | 0 | 0 | 0 | 0 | 0 | 0 | 0 | 0 | 0 | 0 | 0 | 0 | 0 | 0 | 0 | 0 | 0 | 0
Wednesday | 8 | 3 | 13 | 5149 | 0 | 0 | 0 | 0 | 0 | 0 | 0 | 0 | 0 | 0 | 0 | 0 | 0 | 0 | 0 | 0 | 0 | 0 | 0 | 0 | 0 |  | 0 | 0 | 0 | 0 | 0 | 0 | 0 | 0 |  |  |  |  | 0 | 0 | 0 | 0 | 1 | 0 | 0 | 0 |  | 1 | 1 | 1 | #VALUE! | 1 | #VALUE! | 0 | 0 | 0 | 0 | 0 | 0 | 0 | 0 | 0 | 0 | 0 | 0 | 0 | 0 | 0 | 0 | 0 | 0 | 0 | 0 | 0 | 0 | 0 | 0 | 0
Wednesday | 8 | 3 | 14 | 5150 | 0 | 0 | 0 | 0 | 0 | 0 | 0 | 0 | 0 | 0 | 0 | 0 | 0 | 0 | 0 | 0 | 0 | 0 | 0 | 0 | 0 |  | 0 | 0 | 0 | 0 | 0 | 0 | 0 | 0 |  |  |  |  | 0 | 0 | 0 | 1 | 0 | 0 | 0 | 0 |  | 1 | 1 | #VALUE! | 1 | 1 | #VALUE! | 0 | 0 | 0 | 0 | 0 | 0 | 0 | 0 | 0 | 0 | 0 | 0 | 0 | 0 | 0 | 0 | 0 | 0 | 0 | 0 | 0 | 0 | 0 | 0 | 0
Wednesday | 8 | 3 | 15 | 5151 | 0 | 0 | 0 | 0 | 0 | 0 | 0 | 0 | 0 | 0 | 0 | 0 | 0 | 0 | 0 | 0 | 0 | 0 | 0 | 0 | 0 |  | 0 | 0 | 0 | 0 | 0 | 0 | 0 | 0 |  |  |  |  | 0 | 0 | 0 | 1 | 0 | 0 | 0 | 0 |  | 1 | 1 | #VALUE! | 1 | 1 | #VALUE! | 0 | 0 | 0 | 0 | 0 | 0 | 0 | 0 | 0 | 0 | 0 | 0 | 0 | 0 | 0 | 0 | 0 | 0 | 0 | 0 | 0 | 0 | 0 | 0 | 0
Wednesday | 8 | 3 | 16 | 5152 | 0 | 0 | 0 | 0 | 0 | 0 | 0 | 0 | 0 | 0 | 0 | 0 | 0 | 0 | 0 | 0 | 0 | 0 | 0 | 0 | 0 |  | 0 | 0 | 0 | 0 | 0 | 0 | 0 | 0 |  |  |  |  | 0 | 0 | 0 | 1 | 0 | 0 | 0 | 0 |  | 1 | 1 | #VALUE! | 1 | 1 | #VALUE! | 0 | 0 | 0 | 0 | 0 | 0 | 0 | 0 | 0 | 0 | 0 | 0 | 0 | 0 | 0 | 0 | 0 | 0 | 0 | 0 | 0 | 0 | 0 | 0 | 0
Wednesday | 8 | 3 | 17 | 5153 | 0 | 0 | 0 | 0 | 0 | 0 | 0 | 0 | 0 | 0 | 0 | 0 | 0 | 0 | 0 | 0 | 0 | 0 | 0 | 0 | 0 |  | 0 | 0 | 0 | 0 | 0 | 0 | 0 | 0 |  |  |  |  | 0 | 0 | 0 | 1 | 0 | 0 | 0 | 0 |  | 1 | 1 | #VALUE! | 1 | 1 | #VALUE! | 0 | 0 | 0 | 0 | 0 | 0 | 0 | 0 | 0 | 0 | 0 | 0 | 0 | 0 | 0 | 0 | 0 | 0 | 0 | 0 | 0 | 0 | 0 | 0 | 0
Wednesday | 8 | 3 | 18 | 5154 | 0 | 0 | 0 | 0 | 0 | 0 | 0 | 0 | 0 | 0 | 0 | 0 | 0 | 0 | 0 | 0 | 0 | 0 | 0 | 0 | 0 |  | 0 | 0 | 0 | 0 | 0 | 0 | 0 | 0 |  |  |  |  | 0 | 0 | 0 | 1 | 0 | 0 | 0 | 0 |  | 1 | 1 | #VALUE! | 1 | 1 | #VALUE! | 0 | 0 | 0 | 0 | 0 | 0 | 0 | 0 | 0 | 0 | 0 | 0 | 0 | 0 | 0 | 0 | 0 | 0 | 0 | 0 | 0 | 0 | 0 | 0 | 0
Wednesday | 8 | 3 | 19 | 5155 | 0 | 0 | 0 | 0 | 0 | 0 | 0 | 0 | 0 | 0 | 0 | 0 | 0 | 0 | 0 | 0 | 0 | 0 | 0 | 0 | 0 |  | 0 | 0 | 0 | 0 | 0 | 0 | 0 | 0 |  |  |  |  | 0 | 0 | 0 | 1 | 0 | 0 | 0 | 0 |  | 1 | 1 | #VALUE! | 1 | 1 | #VALUE! | 0 | 0 | 0 | 0 | 0 | 0 | 0 | 0 | 0 | 0 | 0 | 0 | 0 | 0 | 0 | 0 | 0 | 0 | 0 | 0 | 0 | 0 | 0 | 0 | 0
Wednesday | 8 | 3 | 20 | 5156 | 0 | 0 | 0 | 0 | 0 | 0 | 0 | 0 | 0 | 0 | 0 | 0 | 0 | 0 | 0 | 0 | 0 | 0 | 0 | 0 | 0 |  | 0 | 0 | 0 | 0 | 0 | 0 | 0 | 0 |  |  |  |  | 0 | 0 | 0 | 0 | 1 | 0 | 0 | 0 |  | 1 | 1 | 1 | #VALUE! | 1 | #VALUE! | 0 | 0 | 0 | 0 | 0 | 0 | 0 | 0 | 0 | 0 | 0 | 0 | 0 | 0 | 0 | 0 | 0 | 0 | 0 | 0 | 0 | 0 | 0 | 0 | 0
Wednesday | 8 | 3 | 21 | 5157 | 0 | 0 | 0 | 0 | 0 | 0 | 0 | 0 | 0 | 0 | 0 | 0 | 0 | 0 | 0 | 0 | 0 | 0 | 0 | 0 | 0 |  | 0 | 0 | 0 | 0 | 0 | 0 | 0 | 0 |  |  |  |  | 0 | 0 | 0 | 0 | 1 | 0 | 0 | 0 |  | 1 | 1 | 1 | #VALUE! | 1 | #VALUE! | 0 | 0 | 0 | 0 | 0 | 0 | 0 | 0 | 0 | 0 | 0 | 0 | 0 | 0 | 0 | 0 | 0 | 0 | 0 | 0 | 0 | 0 | 0 | 0 | 0
Wednesday | 8 | 3 | 22 | 5158 | 0 | 0 | 0 | 0 | 0 | 0 | 0 | 0 | 0 | 0 | 0 | 0 | 0 | 0 | 0 | 0 | 0 | 0 | 0 | 0 | 0 |  | 0 | 0 | 0 | 0 | 0 | 0 | 0 | 0 |  |  |  |  | 0 | 0 | 0 | 0 | 1 | 0 | 0 | 0 |  | 1 | 1 | 1 | #VALUE! | 1 | #VALUE! | 0 | 0 | 0 | 0 | 0 | 0 | 0 | 0 | 0 | 0 | 0 | 0 | 0 | 0 | 0 | 0 | 0 | 0 | 0 | 0 | 0 | 0 | 0 | 0 | 0
Wednesday | 8 | 3 | 23 | 5159 | 0 | 0 | 0 | 0 | 0 | 0 | 0 | 0 | 0 | 0 | 0 | 0 | 0 | 0 | 0 | 0 | 0 | 0 | 0 | 0 | 0 |  | 0 | 0 | 0 | 0 | 0 | 0 | 0 | 0 |  |  |  |  | 0 | 0 | 0 | 0 | 0 | 1 | 0 | 0 |  | 1 | 1 | 1 | 1 | 1 | 1 | 0 | 0 | 0 | 0 | 0 | 0 | 0 | 0 | 0 | 0 | 0 | 0 | 0 | 0 | 0 | 0 | 0 | 0 | 0 | 0 | 0 | 0 | 0 | 0 | 0
Wednesday | 8 | 3 | 24 | 5160 | 0 | 0 | 0 | 0 | 0 | 0 | 0 | 0 | 0 | 0 | 0 | 0 | 0 | 0 | 0 | 0 | 0 | 0 | 0 | 0 | 0 |  | 0 | 0 | 0 | 0 | 0 | 0 | 0 | 0 |  |  |  |  | 0 | 0 | 0 | 0 | 0 | 1 | 0 | 0 |  | 1 | 1 | 1 | 1 | 1 | 1 | 0 | 0 | 0 | 0 | 0 | 0 | 0 | 0 | 0 | 0 | 0 | 0 | 0 | 0 | 0 | 0 | 0 | 0 | 0 | 0 | 0 | 0 | 0 | 0 | 0
Thursday | 8 | 4 | 1 | 5161 | 0 | 0 | 0 | 0 | 0 | 0 | 0 | 0 | 0 | 0 | 0 | 0 | 0 | 0 | 0 | 0 | 0 | 0 | 0 | 0 | 0 |  | 0 | 0 | 0 | 0 | 0 | 0 | 0 | 0 |  |  |  |  | 0 | 0 | 0 | 0 | 0 | 1 | 0 | 0 |  | 1 | 1 | 1 | 1 | 1 | 1 | 0 | 0 | 0 | 0 | 0 | 0 | 0 | 0 | 0 | 0 | 0 | 0 | 0 | 0 | 0 | 0 | 0 | 0 | 0 | 0 | 0 | 0 | 0 | 0 | 0
Thursday | 8 | 4 | 2 | 5162 | 0 | 0 | 0 | 0 | 0 | 0 | 0 | 0 | 0 | 0 | 0 | 0 | 0 | 0 | 0 | 0 | 0 | 0 | 0 | 0 | 0 |  | 0 | 0 | 0 | 0 | 0 | 0 | 0 | 0 |  |  |  |  | 0 | 0 | 0 | 0 | 0 | 1 | 0 | 0 |  | 1 | 1 | 1 | 1 | 1 | 1 | 0 | 0 | 0 | 0 | 0 | 0 | 0 | 0 | 0 | 0 | 0 | 0 | 0 | 0 | 0 | 0 | 0 | 0 | 0 | 0 | 0 | 0 | 0 | 0 | 0
Thursday | 8 | 4 | 3 | 5163 | 0 | 0 | 0 | 0 | 0 | 0 | 0 | 0 | 0 | 0 | 0 | 0 | 0 | 0 | 0 | 0 | 0 | 0 | 0 | 0 | 0 |  | 0 | 0 | 0 | 0 | 0 | 0 | 0 | 0 |  |  |  |  | 0 | 0 | 0 | 0 | 0 | 1 | 0 | 0 |  | 1 | 1 | 1 | 1 | 1 | 1 | 0 | 0 | 0 | 0 | 0 | 0 | 0 | 0 | 0 | 0 | 0 | 0 | 0 | 0 | 0 | 0 | 0 | 0 | 0 | 0 | 0 | 0 | 0 | 0 | 0
Thursday | 8 | 4 | 4 | 5164 | 0 | 0 | 0 | 0 | 0 | 0 | 0 | 0 | 0 | 0 | 0 | 0 | 0 | 0 | 0 | 0 | 0 | 0 | 0 | 0 | 0 |  | 0 | 0 | 0 | 0 | 0 | 0 | 0 | 0 |  |  |  |  | 0 | 0 | 0 | 0 | 0 | 1 | 0 | 0 |  | 1 | 1 | 1 | 1 | 1 | 1 | 0 | 0 | 0 | 0 | 0 | 0 | 0 | 0 | 0 | 0 | 0 | 0 | 0 | 0 | 0 | 0 | 0 | 0 | 0 | 0 | 0 | 0 | 0 | 0 | 0
Thursday | 8 | 4 | 5 | 5165 | 0 | 0 | 0 | 0 | 0 | 0 | 0 | 0 | 0 | 0 | 0 | 0 | 0 | 0 | 0 | 0 | 0 | 0 | 0 | 0 | 0 |  | 0 | 0 | 0 | 0 | 0 | 0 | 0 | 0 |  |  |  |  | 0 | 0 | 0 | 0 | 0 | 1 | 0 | 0 |  | 1 | 1 | 1 | 1 | 1 | 1 | 0 | 0 | 0 | 0 | 0 | 0 | 0 | 0 | 0 | 0 | 0 | 0 | 0 | 0 | 0 | 0 | 0 | 0 | 0 | 0 | 0 | 0 | 0 | 0 | 0
Thursday | 8 | 4 | 6 | 5166 | 0 | 0 | 0 | 0 | 0 | 0 | 0 | 0 | 0 | 0 | 0 | 0 | 0 | 0 | 0 | 0 | 0 | 0 | 0 | 0 | 0 |  | 0 | 0 | 0 | 0 | 0 | 0 | 0 | 0 |  |  |  |  | 0 | 0 | 0 | 0 | 0 | 1 | 0 | 0 |  | 1 | 1 | 1 | 1 | 1 | 1 | 0 | 0 | 0 | 0 | 0 | 0 | 0 | 0 | 0 | 0 | 0 | 0 | 0 | 0 | 0 | 0 | 0 | 0 | 0 | 0 | 0 | 0 | 0 | 0 | 0
Thursday | 8 | 4 | 7 | 5167 | 0 | 0 | 0 | 0 | 0 | 0 | 0 | 0 | 0 | 0 | 0 | 0 | 0 | 0 | 0 | 0 | 0 | 0 | 0 | 0 | 0 |  | 0 | 0 | 0 | 0 | 0 | 0 | 0 | 0 |  |  |  |  | 0 | 0 | 0 | 0 | 0 | 1 | 0 | 0 |  | 1 | 1 | 1 | 1 | 1 | 1 | 0 | 0 | 0 | 0 | 0 | 0 | 0 | 0 | 0 | 0 | 0 | 0 | 0 | 0 | 0 | 0 | 0 | 0 | 0 | 0 | 0 | 0 | 0 | 0 | 0
Thursday | 8 | 4 | 8 | 5168 | 0 | 0 | 0 | 0 | 0 | 0 | 0 | 0 | 0 | 0 | 0 | 0 | 0 | 0 | 0 | 0 | 0 | 0 | 0 | 0 | 0 |  | 0 | 0 | 0 | 0 | 0 | 0 | 0 | 0 |  |  |  |  | 0 | 0 | 0 | 0 | 1 | 0 | 0 | 0 |  | 1 | 1 | 1 | #VALUE! | 1 | #VALUE! | 0 | 0 | 0 | 0 | 0 | 0 | 0 | 0 | 0 | 0 | 0 | 0 | 0 | 0 | 0 | 0 | 0 | 0 | 0 | 0 | 0 | 0 | 0 | 0 | 0
Thursday | 8 | 4 | 9 | 5169 | 0 | 0 | 0 | 0 | 0 | 0 | 0 | 0 | 0 | 0 | 0 | 0 | 0 | 0 | 0 | 0 | 0 | 0 | 0 | 0 | 0 |  | 0 | 0 | 0 | 0 | 0 | 0 | 0 | 0 |  |  |  |  | 0 | 0 | 0 | 0 | 1 | 0 | 0 | 0 |  | 1 | 1 | 1 | #VALUE! | 1 | #VALUE! | 0 | 0 | 0 | 0 | 0 | 0 | 0 | 0 | 0 | 0 | 0 | 0 | 0 | 0 | 0 | 0 | 0 | 0 | 0 | 0 | 0 | 0 | 0 | 0 | 0
Thursday | 8 | 4 | 10 | 5170 | 0 | 0 | 0 | 0 | 0 | 0 | 0 | 0 | 0 | 0 | 0 | 0 | 0 | 0 | 0 | 0 | 0 | 0 | 0 | 0 | 0 |  | 0 | 0 | 0 | 0 | 0 | 0 | 0 | 0 |  |  |  |  | 0 | 0 | 0 | 0 | 1 | 0 | 0 | 0 |  | 1 | 1 | 1 | #VALUE! | 1 | #VALUE! | 0 | 0 | 0 | 0 | 0 | 0 | 0 | 0 | 0 | 0 | 0 | 0 | 0 | 0 | 0 | 0 | 0 | 0 | 0 | 0 | 0 | 0 | 0 | 0 | 0
Thursday | 8 | 4 | 11 | 5171 | 0 | 0 | 0 | 0 | 0 | 0 | 0 | 0 | 0 | 0 | 0 | 0 | 0 | 0 | 0 | 0 | 0 | 0 | 0 | 0 | 0 |  | 0 | 0 | 0 | 0 | 0 | 0 | 0 | 0 |  |  |  |  | 0 | 0 | 0 | 0 | 1 | 0 | 0 | 0 |  | 1 | 1 | 1 | #VALUE! | 1 | #VALUE! | 0 | 0 | 0 | 0 | 0 | 0 | 0 | 0 | 0 | 0 | 0 | 0 | 0 | 0 | 0 | 0 | 0 | 0 | 0 | 0 | 0 | 0 | 0 | 0 | 0
Thursday | 8 | 4 | 12 | 5172 | 0 | 0 | 0 | 0 | 0 | 0 | 0 | 0 | 0 | 0 | 0 | 0 | 0 | 0 | 0 | 0 | 0 | 0 | 0 | 0 | 0 |  | 0 | 0 | 0 | 0 | 0 | 0 | 0 | 0 |  |  |  |  | 0 | 0 | 0 | 0 | 1 | 0 | 0 | 0 |  | 1 | 1 | 1 | #VALUE! | 1 | #VALUE! | 0 | 0 | 0 | 0 | 0 | 0 | 0 | 0 | 0 | 0 | 0 | 0 | 0 | 0 | 0 | 0 | 0 | 0 | 0 | 0 | 0 | 0 | 0 | 0 | 0
Thursday | 8 | 4 | 13 | 5173 | 0 | 0 | 0 | 0 | 0 | 0 | 0 | 0 | 0 | 0 | 0 | 0 | 0 | 0 | 0 | 0 | 0 | 0 | 0 | 0 | 0 |  | 0 | 0 | 0 | 0 | 0 | 0 | 0 | 0 |  |  |  |  | 0 | 0 | 0 | 0 | 1 | 0 | 0 | 0 |  | 1 | 1 | 1 | #VALUE! | 1 | #VALUE! | 0 | 0 | 0 | 0 | 0 | 0 | 0 | 0 | 0 | 0 | 0 | 0 | 0 | 0 | 0 | 0 | 0 | 0 | 0 | 0 | 0 | 0 | 0 | 0 | 0
Thursday | 8 | 4 | 14 | 5174 | 0 | 0 | 0 | 0 | 0 | 0 | 0 | 0 | 0 | 0 | 0 | 0 | 0 | 0 | 0 | 0 | 0 | 0 | 0 | 0 | 0 |  | 0 | 0 | 0 | 0 | 0 | 0 | 0 | 0 |  |  |  |  | 0 | 0 | 0 | 1 | 0 | 0 | 0 | 0 |  | 1 | 1 | #VALUE! | 1 | 1 | #VALUE! | 0 | 0 | 0 | 0 | 0 | 0 | 0 | 0 | 0 | 0 | 0 | 0 | 0 | 0 | 0 | 0 | 0 | 0 | 0 | 0 | 0 | 0 | 0 | 0 | 0
Thursday | 8 | 4 | 15 | 5175 | 0 | 0 | 0 | 0 | 0 | 0 | 0 | 0 | 0 | 0 | 0 | 0 | 0 | 0 | 0 | 0 | 0 | 0 | 0 | 0 | 0 |  | 0 | 0 | 0 | 0 | 0 | 0 | 0 | 0 |  |  |  |  | 0 | 0 | 0 | 1 | 0 | 0 | 0 | 0 |  | 1 | 1 | #VALUE! | 1 | 1 | #VALUE! | 0 | 0 | 0 | 0 | 0 | 0 | 0 | 0 | 0 | 0 | 0 | 0 | 0 | 0 | 0 | 0 | 0 | 0 | 0 | 0 | 0 | 0 | 0 | 0 | 0
Thursday | 8 | 4 | 16 | 5176 | 0 | 0 | 0 | 0 | 0 | 0 | 0 | 0 | 0 | 0 | 0 | 0 | 0 | 0 | 0 | 0 | 0 | 0 | 0 | 0 | 0 |  | 0 | 0 | 0 | 0 | 0 | 0 | 0 | 0 |  |  |  |  | 0 | 0 | 0 | 1 | 0 | 0 | 0 | 0 |  | 1 | 1 | #VALUE! | 1 | 1 | #VALUE! | 0 | 0 | 0 | 0 | 0 | 0 | 0 | 0 | 0 | 0 | 0 | 0 | 0 | 0 | 0 | 0 | 0 | 0 | 0 | 0 | 0 | 0 | 0 | 0 | 0
Thursday | 8 | 4 | 17 | 5177 | 0 | 0 | 0 | 0 | 0 | 0 | 0 | 0 | 0 | 0 | 0 | 0 | 0 | 0 | 0 | 0 | 0 | 0 | 0 | 0 | 0 |  | 0 | 0 | 0 | 0 | 0 | 0 | 0 | 0 |  |  |  |  | 0 | 0 | 0 | 1 | 0 | 0 | 0 | 0 |  | 1 | 1 | #VALUE! | 1 | 1 | #VALUE! | 0 | 0 | 0 | 0 | 0 | 0 | 0 | 0 | 0 | 0 | 0 | 0 | 0 | 0 | 0 | 0 | 0 | 0 | 0 | 0 | 0 | 0 | 0 | 0 | 0
Thursday | 8 | 4 | 18 | 5178 | 0 | 0 | 0 | 0 | 0 | 0 | 0 | 0 | 0 | 0 | 0 | 0 | 0 | 0 | 0 | 0 | 0 | 0 | 0 | 0 | 0 |  | 0 | 0 | 0 | 0 | 0 | 0 | 0 | 0 |  |  |  |  | 0 | 0 | 0 | 1 | 0 | 0 | 0 | 0 |  | 1 | 1 | #VALUE! | 1 | 1 | #VALUE! | 0 | 0 | 0 | 0 | 0 | 0 | 0 | 0 | 0 | 0 | 0 | 0 | 0 | 0 | 0 | 0 | 0 | 0 | 0 | 0 | 0 | 0 | 0 | 0 | 0
Thursday | 8 | 4 | 19 | 5179 | 0 | 0 | 0 | 0 | 0 | 0 | 0 | 0 | 0 | 0 | 0 | 0 | 0 | 0 | 0 | 0 | 0 | 0 | 0 | 0 | 0 |  | 0 | 0 | 0 | 0 | 0 | 0 | 0 | 0 |  |  |  |  | 0 | 0 | 0 | 1 | 0 | 0 | 0 | 0 |  | 1 | 1 | #VALUE! | 1 | 1 | #VALUE! | 0 | 0 | 0 | 0 | 0 | 0 | 0 | 0 | 0 | 0 | 0 | 0 | 0 | 0 | 0 | 0 | 0 | 0 | 0 | 0 | 0 | 0 | 0 | 0 | 0
Thursday | 8 | 4 | 20 | 5180 | 0 | 0 | 0 | 0 | 0 | 0 | 0 | 0 | 0 | 0 | 0 | 0 | 0 | 0 | 0 | 0 | 0 | 0 | 0 | 0 | 0 |  | 0 | 0 | 0 | 0 | 0 | 0 | 0 | 0 |  |  |  |  | 0 | 0 | 0 | 0 | 1 | 0 | 0 | 0 |  | 1 | 1 | 1 | #VALUE! | 1 | #VALUE! | 0 | 0 | 0 | 0 | 0 | 0 | 0 | 0 | 0 | 0 | 0 | 0 | 0 | 0 | 0 | 0 | 0 | 0 | 0 | 0 | 0 | 0 | 0 | 0 | 0
Thursday | 8 | 4 | 21 | 5181 | 0 | 0 | 0 | 0 | 0 | 0 | 0 | 0 | 0 | 0 | 0 | 0 | 0 | 0 | 0 | 0 | 0 | 0 | 0 | 0 | 0 |  | 0 | 0 | 0 | 0 | 0 | 0 | 0 | 0 |  |  |  |  | 0 | 0 | 0 | 0 | 1 | 0 | 0 | 0 |  | 1 | 1 | 1 | #VALUE! | 1 | #VALUE! | 0 | 0 | 0 | 0 | 0 | 0 | 0 | 0 | 0 | 0 | 0 | 0 | 0 | 0 | 0 | 0 | 0 | 0 | 0 | 0 | 0 | 0 | 0 | 0 | 0
Thursday | 8 | 4 | 22 | 5182 | 0 | 0 | 0 | 0 | 0 | 0 | 0 | 0 | 0 | 0 | 0 | 0 | 0 | 0 | 0 | 0 | 0 | 0 | 0 | 0 | 0 |  | 0 | 0 | 0 | 0 | 0 | 0 | 0 | 0 |  |  |  |  | 0 | 0 | 0 | 0 | 1 | 0 | 0 | 0 |  | 1 | 1 | 1 | #VALUE! | 1 | #VALUE! | 0 | 0 | 0 | 0 | 0 | 0 | 0 | 0 | 0 | 0 | 0 | 0 | 0 | 0 | 0 | 0 | 0 | 0 | 0 | 0 | 0 | 0 | 0 | 0 | 0
Thursday | 8 | 4 | 23 | 5183 | 0 | 0 | 0 | 0 | 0 | 0 | 0 | 0 | 0 | 0 | 0 | 0 | 0 | 0 | 0 | 0 | 0 | 0 | 0 | 0 | 0 |  | 0 | 0 | 0 | 0 | 0 | 0 | 0 | 0 |  |  |  |  | 0 | 0 | 0 | 0 | 0 | 1 | 0 | 0 |  | 1 | 1 | 1 | 1 | 1 | 1 | 0 | 0 | 0 | 0 | 0 | 0 | 0 | 0 | 0 | 0 | 0 | 0 | 0 | 0 | 0 | 0 | 0 | 0 | 0 | 0 | 0 | 0 | 0 | 0 | 0
Thursday | 8 | 4 | 24 | 5184 | 0 | 0 | 0 | 0 | 0 | 0 | 0 | 0 | 0 | 0 | 0 | 0 | 0 | 0 | 0 | 0 | 0 | 0 | 0 | 0 | 0 |  | 0 | 0 | 0 | 0 | 0 | 0 | 0 | 0 |  |  |  |  | 0 | 0 | 0 | 0 | 0 | 1 | 0 | 0 |  | 1 | 1 | 1 | 1 | 1 | 1 | 0 | 0 | 0 | 0 | 0 | 0 | 0 | 0 | 0 | 0 | 0 | 0 | 0 | 0 | 0 | 0 | 0 | 0 | 0 | 0 | 0 | 0 | 0 | 0 | 0
Friday | 8 | 5 | 1 | 5185 | 0 | 0 | 0 | 0 | 0 | 0 | 0 | 0 | 0 | 0 | 0 | 0 | 0 | 0 | 0 | 0 | 0 | 0 | 0 | 0 | 0 |  | 0 | 0 | 0 | 0 | 0 | 0 | 0 | 0 |  |  |  |  | 0 | 0 | 0 | 0 | 0 | 1 | 0 | 0 |  | 1 | 1 | 1 | 1 | 1 | 1 | 0 | 0 | 0 | 0 | 0 | 0 | 0 | 0 | 0 | 0 | 0 | 0 | 0 | 0 | 0 | 0 | 0 | 0 | 0 | 0 | 0 | 0 | 0 | 0 | 0
Friday | 8 | 5 | 2 | 5186 | 0 | 0 | 0 | 0 | 0 | 0 | 0 | 0 | 0 | 0 | 0 | 0 | 0 | 0 | 0 | 0 | 0 | 0 | 0 | 0 | 0 |  | 0 | 0 | 0 | 0 | 0 | 0 | 0 | 0 |  |  |  |  | 0 | 0 | 0 | 0 | 0 | 1 | 0 | 0 |  | 1 | 1 | 1 | 1 | 1 | 1 | 0 | 0 | 0 | 0 | 0 | 0 | 0 | 0 | 0 | 0 | 0 | 0 | 0 | 0 | 0 | 0 | 0 | 0 | 0 | 0 | 0 | 0 | 0 | 0 | 0
Friday | 8 | 5 | 3 | 5187 | 0 | 0 | 0 | 0 | 0 | 0 | 0 | 0 | 0 | 0 | 0 | 0 | 0 | 0 | 0 | 0 | 0 | 0 | 0 | 0 | 0 |  | 0 | 0 | 0 | 0 | 0 | 0 | 0 | 0 |  |  |  |  | 0 | 0 | 0 | 0 | 0 | 1 | 0 | 0 |  | 1 | 1 | 1 | 1 | 1 | 1 | 0 | 0 | 0 | 0 | 0 | 0 | 0 | 0 | 0 | 0 | 0 | 0 | 0 | 0 | 0 | 0 | 0 | 0 | 0 | 0 | 0 | 0 | 0 | 0 | 0
Friday | 8 | 5 | 4 | 5188 | 0 | 0 | 0 | 0 | 0 | 0 | 0 | 0 | 0 | 0 | 0 | 0 | 0 | 0 | 0 | 0 | 0 | 0 | 0 | 0 | 0 |  | 0 | 0 | 0 | 0 | 0 | 0 | 0 | 0 |  |  |  |  | 0 | 0 | 0 | 0 | 0 | 1 | 0 | 0 |  | 1 | 1 | 1 | 1 | 1 | 1 | 0 | 0 | 0 | 0 | 0 | 0 | 0 | 0 | 0 | 0 | 0 | 0 | 0 | 0 | 0 | 0 | 0 | 0 | 0 | 0 | 0 | 0 | 0 | 0 | 0
Friday | 8 | 5 | 5 | 5189 | 0 | 0 | 0 | 0 | 0 | 0 | 0 | 0 | 0 | 0 | 0 | 0 | 0 | 0 | 0 | 0 | 0 | 0 | 0 | 0 | 0 |  | 0 | 0 | 0 | 0 | 0 | 0 | 0 | 0 |  |  |  |  | 0 | 0 | 0 | 0 | 0 | 1 | 0 | 0 |  | 1 | 1 | 1 | 1 | 1 | 1 | 0 | 0 | 0 | 0 | 0 | 0 | 0 | 0 | 0 | 0 | 0 | 0 | 0 | 0 | 0 | 0 | 0 | 0 | 0 | 0 | 0 | 0 | 0 | 0 | 0
Friday | 8 | 5 | 6 | 5190 | 0 | 0 | 0 | 0 | 0 | 0 | 0 | 0 | 0 | 0 | 0 | 0 | 0 | 0 | 0 | 0 | 0 | 0 | 0 | 0 | 0 |  | 0 | 0 | 0 | 0 | 0 | 0 | 0 | 0 |  |  |  |  | 0 | 0 | 0 | 0 | 0 | 1 | 0 | 0 |  | 1 | 1 | 1 | 1 | 1 | 1 | 0 | 0 | 0 | 0 | 0 | 0 | 0 | 0 | 0 | 0 | 0 | 0 | 0 | 0 | 0 | 0 | 0 | 0 | 0 | 0 | 0 | 0 | 0 | 0 | 0
Friday | 8 | 5 | 7 | 5191 | 0 | 0 | 0 | 0 | 0 | 0 | 0 | 0 | 0 | 0 | 0 | 0 | 0 | 0 | 0 | 0 | 0 | 0 | 0 | 0 | 0 |  | 0 | 0 | 0 | 0 | 0 | 0 | 0 | 0 |  |  |  |  | 0 | 0 | 0 | 0 | 0 | 1 | 0 | 0 |  | 1 | 1 | 1 | 1 | 1 | 1 | 0 | 0 | 0 | 0 | 0 | 0 | 0 | 0 | 0 | 0 | 0 | 0 | 0 | 0 | 0 | 0 | 0 | 0 | 0 | 0 | 0 | 0 | 0 | 0 | 0
Friday | 8 | 5 | 8 | 5192 | 0 | 0 | 0 | 0 | 0 | 0 | 0 | 0 | 0 | 0 | 0 | 0 | 0 | 0 | 0 | 0 | 0 | 0 | 0 | 0 | 0 |  | 0 | 0 | 0 | 0 | 0 | 0 | 0 | 0 |  |  |  |  | 0 | 0 | 0 | 0 | 1 | 0 | 0 | 0 |  | 1 | 1 | 1 | #VALUE! | 1 | #VALUE! | 0 | 0 | 0 | 0 | 0 | 0 | 0 | 0 | 0 | 0 | 0 | 0 | 0 | 0 | 0 | 0 | 0 | 0 | 0 | 0 | 0 | 0 | 0 | 0 | 0
Friday | 8 | 5 | 9 | 5193 | 0 | 0 | 0 | 0 | 0 | 0 | 0 | 0 | 0 | 0 | 0 | 0 | 0 | 0 | 0 | 0 | 0 | 0 | 0 | 0 | 0 |  | 0 | 0 | 0 | 0 | 0 | 0 | 0 | 0 |  |  |  |  | 0 | 0 | 0 | 0 | 1 | 0 | 0 | 0 |  | 1 | 1 | 1 | #VALUE! | 1 | #VALUE! | 0 | 0 | 0 | 0 | 0 | 0 | 0 | 0 | 0 | 0 | 0 | 0 | 0 | 0 | 0 | 0 | 0 | 0 | 0 | 0 | 0 | 0 | 0 | 0 | 0
Friday | 8 | 5 | 10 | 5194 | 0 | 0 | 0 | 0 | 0 | 0 | 0 | 0 | 0 | 0 | 0 | 0 | 0 | 0 | 0 | 0 | 0 | 0 | 0 | 0 | 0 |  | 0 | 0 | 0 | 0 | 0 | 0 | 0 | 0 |  |  |  |  | 0 | 0 | 0 | 0 | 1 | 0 | 0 | 0 |  | 1 | 1 | 1 | #VALUE! | 1 | #VALUE! | 0 | 0 | 0 | 0 | 0 | 0 | 0 | 0 | 0 | 0 | 0 | 0 | 0 | 0 | 0 | 0 | 0 | 0 | 0 | 0 | 0 | 0 | 0 | 0 | 0
Friday | 8 | 5 | 11 | 5195 | 0 | 0 | 0 | 0 | 0 | 0 | 0 | 0 | 0 | 0 | 0 | 0 | 0 | 0 | 0 | 0 | 0 | 0 | 0 | 0 | 0 |  | 0 | 0 | 0 | 0 | 0 | 0 | 0 | 0 |  |  |  |  | 0 | 0 | 0 | 0 | 1 | 0 | 0 | 0 |  | 1 | 1 | 1 | #VALUE! | 1 | #VALUE! | 0 | 0 | 0 | 0 | 0 | 0 | 0 | 0 | 0 | 0 | 0 | 0 | 0 | 0 | 0 | 0 | 0 | 0 | 0 | 0 | 0 | 0 | 0 | 0 | 0
Friday | 8 | 5 | 12 | 5196 | 0 | 0 | 0 | 0 | 0 | 0 | 0 | 0 | 0 | 0 | 0 | 0 | 0 | 0 | 0 | 0 | 0 | 0 | 0 | 0 | 0 |  | 0 | 0 | 0 | 0 | 0 | 0 | 0 | 0 |  |  |  |  | 0 | 0 | 0 | 0 | 1 | 0 | 0 | 0 |  | 1 | 1 | 1 | #VALUE! | 1 | #VALUE! | 0 | 0 | 0 | 0 | 0 | 0 | 0 | 0 | 0 | 0 | 0 | 0 | 0 | 0 | 0 | 0 | 0 | 0 | 0 | 0 | 0 | 0 | 0 | 0 | 0
Friday | 8 | 5 | 13 | 5197 | 0 | 0 | 0 | 0 | 0 | 0 | 0 | 0 | 0 | 0 | 0 | 0 | 0 | 0 | 0 | 0 | 0 | 0 | 0 | 0 | 0 |  | 0 | 0 | 0 | 0 | 0 | 0 | 0 | 0 |  |  |  |  | 0 | 0 | 0 | 0 | 1 | 0 | 0 | 0 |  | 1 | 1 | 1 | #VALUE! | 1 | #VALUE! | 0 | 0 | 0 | 0 | 0 | 0 | 0 | 0 | 0 | 0 | 0 | 0 | 0 | 0 | 0 | 0 | 0 | 0 | 0 | 0 | 0 | 0 | 0 | 0 | 0
Friday | 8 | 5 | 14 | 5198 | 0 | 0 | 0 | 0 | 0 | 0 | 0 | 0 | 0 | 0 | 0 | 0 | 0 | 0 | 0 | 0 | 0 | 0 | 0 | 0 | 0 |  | 0 | 0 | 0 | 0 | 0 | 0 | 0 | 0 |  |  |  |  | 0 | 0 | 0 | 1 | 0 | 0 | 0 | 0 |  | 1 | 1 | #VALUE! | 1 | 1 | #VALUE! | 0 | 0 | 0 | 0 | 0 | 0 | 0 | 0 | 0 | 0 | 0 | 0 | 0 | 0 | 0 | 0 | 0 | 0 | 0 | 0 | 0 | 0 | 0 | 0 | 0
Friday | 8 | 5 | 15 | 5199 | 0 | 0 | 0 | 0 | 0 | 0 | 0 | 0 | 0 | 0 | 0 | 0 | 0 | 0 | 0 | 0 | 0 | 0 | 0 | 0 | 0 |  | 0 | 0 | 0 | 0 | 0 | 0 | 0 | 0 |  |  |  |  | 0 | 0 | 0 | 1 | 0 | 0 | 0 | 0 |  | 1 | 1 | #VALUE! | 1 | 1 | #VALUE! | 0 | 0 | 0 | 0 | 0 | 0 | 0 | 0 | 0 | 0 | 0 | 0 | 0 | 0 | 0 | 0 | 0 | 0 | 0 | 0 | 0 | 0 | 0 | 0 | 0
Friday | 8 | 5 | 16 | 5200 | 0 | 0 | 0 | 0 | 0 | 0 | 0 | 0 | 0 | 0 | 0 | 0 | 0 | 0 | 0 | 0 | 0 | 0 | 0 | 0 | 0 |  | 0 | 0 | 0 | 0 | 0 | 0 | 0 | 0 |  |  |  |  | 0 | 0 | 0 | 1 | 0 | 0 | 0 | 0 |  | 1 | 1 | #VALUE! | 1 | 1 | #VALUE! | 0 | 0 | 0 | 0 | 0 | 0 | 0 | 0 | 0 | 0 | 0 | 0 | 0 | 0 | 0 | 0 | 0 | 0 | 0 | 0 | 0 | 0 | 0 | 0 | 0
Friday | 8 | 5 | 17 | 5201 | 0 | 0 | 0 | 0 | 0 | 0 | 0 | 0 | 0 | 0 | 0 | 0 | 0 | 0 | 0 | 0 | 0 | 0 | 0 | 0 | 0 |  | 0 | 0 | 0 | 0 | 0 | 0 | 0 | 0 |  |  |  |  | 0 | 0 | 0 | 1 | 0 | 0 | 0 | 0 |  | 1 | 1 | #VALUE! | 1 | 1 | #VALUE! | 0 | 0 | 0 | 0 | 0 | 0 | 0 | 0 | 0 | 0 | 0 | 0 | 0 | 0 | 0 | 0 | 0 | 0 | 0 | 0 | 0 | 0 | 0 | 0 | 0
Friday | 8 | 5 | 18 | 5202 | 0 | 0 | 0 | 0 | 0 | 0 | 0 | 0 | 0 | 0 | 0 | 0 | 0 | 0 | 0 | 0 | 0 | 0 | 0 | 0 | 0 |  | 0 | 0 | 0 | 0 | 0 | 0 | 0 | 0 |  |  |  |  | 0 | 0 | 0 | 1 | 0 | 0 | 0 | 0 |  | 1 | 1 | #VALUE! | 1 | 1 | #VALUE! | 0 | 0 | 0 | 0 | 0 | 0 | 0 | 0 | 0 | 0 | 0 | 0 | 0 | 0 | 0 | 0 | 0 | 0 | 0 | 0 | 0 | 0 | 0 | 0 | 0
Friday | 8 | 5 | 19 | 5203 | 0 | 0 | 0 | 0 | 0 | 0 | 0 | 0 | 0 | 0 | 0 | 0 | 0 | 0 | 0 | 0 | 0 | 0 | 0 | 0 | 0 |  | 0 | 0 | 0 | 0 | 0 | 0 | 0 | 0 |  |  |  |  | 0 | 0 | 0 | 1 | 0 | 0 | 0 | 0 |  | 1 | 1 | #VALUE! | 1 | 1 | #VALUE! | 0 | 0 | 0 | 0 | 0 | 0 | 0 | 0 | 0 | 0 | 0 | 0 | 0 | 0 | 0 | 0 | 0 | 0 | 0 | 0 | 0 | 0 | 0 | 0 | 0
Friday | 8 | 5 | 20 | 5204 | 0 | 0 | 0 | 0 | 0 | 0 | 0 | 0 | 0 | 0 | 0 | 0 | 0 | 0 | 0 | 0 | 0 | 0 | 0 | 0 | 0 |  | 0 | 0 | 0 | 0 | 0 | 0 | 0 | 0 |  |  |  |  | 0 | 0 | 0 | 0 | 1 | 0 | 0 | 0 |  | 1 | 1 | 1 | #VALUE! | 1 | #VALUE! | 0 | 0 | 0 | 0 | 0 | 0 | 0 | 0 | 0 | 0 | 0 | 0 | 0 | 0 | 0 | 0 | 0 | 0 | 0 | 0 | 0 | 0 | 0 | 0 | 0
Friday | 8 | 5 | 21 | 5205 | 0 | 0 | 0 | 0 | 0 | 0 | 0 | 0 | 0 | 0 | 0 | 0 | 0 | 0 | 0 | 0 | 0 | 0 | 0 | 0 | 0 |  | 0 | 0 | 0 | 0 | 0 | 0 | 0 | 0 |  |  |  |  | 0 | 0 | 0 | 0 | 1 | 0 | 0 | 0 |  | 1 | 1 | 1 | #VALUE! | 1 | #VALUE! | 0 | 0 | 0 | 0 | 0 | 0 | 0 | 0 | 0 | 0 | 0 | 0 | 0 | 0 | 0 | 0 | 0 | 0 | 0 | 0 | 0 | 0 | 0 | 0 | 0
Friday | 8 | 5 | 22 | 5206 | 0 | 0 | 0 | 0 | 0 | 0 | 0 | 0 | 0 | 0 | 0 | 0 | 0 | 0 | 0 | 0 | 0 | 0 | 0 | 0 | 0 |  | 0 | 0 | 0 | 0 | 0 | 0 | 0 | 0 |  |  |  |  | 0 | 0 | 0 | 0 | 1 | 0 | 0 | 0 |  | 1 | 1 | 1 | #VALUE! | 1 | #VALUE! | 0 | 0 | 0 | 0 | 0 | 0 | 0 | 0 | 0 | 0 | 0 | 0 | 0 | 0 | 0 | 0 | 0 | 0 | 0 | 0 | 0 | 0 | 0 | 0 | 0
Friday | 8 | 5 | 23 | 5207 | 0 | 0 | 0 | 0 | 0 | 0 | 0 | 0 | 0 | 0 | 0 | 0 | 0 | 0 | 0 | 0 | 0 | 0 | 0 | 0 | 0 |  | 0 | 0 | 0 | 0 | 0 | 0 | 0 | 0 |  |  |  |  | 0 | 0 | 0 | 0 | 0 | 1 | 0 | 0 |  | 1 | 1 | 1 | 1 | 1 | 1 | 0 | 0 | 0 | 0 | 0 | 0 | 0 | 0 | 0 | 0 | 0 | 0 | 0 | 0 | 0 | 0 | 0 | 0 | 0 | 0 | 0 | 0 | 0 | 0 | 0
Friday | 8 | 5 | 24 | 5208 | 0 | 0 | 0 | 0 | 0 | 0 | 0 | 0 | 0 | 0 | 0 | 0 | 0 | 0 | 0 | 0 | 0 | 0 | 0 | 0 | 0 |  | 0 | 0 | 0 | 0 | 0 | 0 | 0 | 0 |  |  |  |  | 0 | 0 | 0 | 0 | 0 | 1 | 0 | 0 |  | 1 | 1 | 1 | 1 | 1 | 1 | 0 | 0 | 0 | 0 | 0 | 0 | 0 | 0 | 0 | 0 | 0 | 0 | 0 | 0 | 0 | 0 | 0 | 0 | 0 | 0 | 0 | 0 | 0 | 0 | 0
Saturday | 8 | 6 | 1 | 5209 | 0 | 0 | 0 | 0 | 0 | 0 | 0 | 0 | 0 | 0 | 0 | 0 | 0 | 0 | 0 | 0 | 0 | 0 | 0 | 0 | 0 |  | 0 | 0 | 0 | 0 | 0 | 0 | 0 | 0 |  |  |  |  | 0 | 0 | 0 | 0 | 0 | 1 | 0 | 0 |  | 1 | 1 | 1 | 1 | 1 | 1 | 0 | 0 | 0 | 0 | 0 | 0 | 0 | 0 | 0 | 0 | 0 | 0 | 0 | 0 | 0 | 0 | 0 | 0 | 0 | 0 | 0 | 0 | 0 | 0 | 0
Saturday | 8 | 6 | 2 | 5210 | 0 | 0 | 0 | 0 | 0 | 0 | 0 | 0 | 0 | 0 | 0 | 0 | 0 | 0 | 0 | 0 | 0 | 0 | 0 | 0 | 0 |  | 0 | 0 | 0 | 0 | 0 | 0 | 0 | 0 |  |  |  |  | 0 | 0 | 0 | 0 | 0 | 1 | 0 | 0 |  | 1 | 1 | 1 | 1 | 1 | 1 | 0 | 0 | 0 | 0 | 0 | 0 | 0 | 0 | 0 | 0 | 0 | 0 | 0 | 0 | 0 | 0 | 0 | 0 | 0 | 0 | 0 | 0 | 0 | 0 | 0
Saturday | 8 | 6 | 3 | 5211 | 0 | 0 | 0 | 0 | 0 | 0 | 0 | 0 | 0 | 0 | 0 | 0 | 0 | 0 | 0 | 0 | 0 | 0 | 0 | 0 | 0 |  | 0 | 0 | 0 | 0 | 0 | 0 | 0 | 0 |  |  |  |  | 0 | 0 | 0 | 0 | 0 | 1 | 0 | 0 |  | 1 | 1 | 1 | 1 | 1 | 1 | 0 | 0 | 0 | 0 | 0 | 0 | 0 | 0 | 0 | 0 | 0 | 0 | 0 | 0 | 0 | 0 | 0 | 0 | 0 | 0 | 0 | 0 | 0 | 0 | 0
Saturday | 8 | 6 | 4 | 5212 | 0 | 0 | 0 | 0 | 0 | 0 | 0 | 0 | 0 | 0 | 0 | 0 | 0 | 0 | 0 | 0 | 0 | 0 | 0 | 0 | 0 |  | 0 | 0 | 0 | 0 | 0 | 0 | 0 | 0 |  |  |  |  | 0 | 0 | 0 | 0 | 0 | 1 | 0 | 0 |  | 1 | 1 | 1 | 1 | 1 | 1 | 0 | 0 | 0 | 0 | 0 | 0 | 0 | 0 | 0 | 0 | 0 | 0 | 0 | 0 | 0 | 0 | 0 | 0 | 0 | 0 | 0 | 0 | 0 | 0 | 0
Saturday | 8 | 6 | 5 | 5213 | 0 | 0 | 0 | 0 | 0 | 0 | 0 | 0 | 0 | 0 | 0 | 0 | 0 | 0 | 0 | 0 | 0 | 0 | 0 | 0 | 0 |  | 0 | 0 | 0 | 0 | 0 | 0 | 0 | 0 |  |  |  |  | 0 | 0 | 0 | 0 | 0 | 1 | 0 | 0 |  | 1 | 1 | 1 | 1 | 1 | 1 | 0 | 0 | 0 | 0 | 0 | 0 | 0 | 0 | 0 | 0 | 0 | 0 | 0 | 0 | 0 | 0 | 0 | 0 | 0 | 0 | 0 | 0 | 0 | 0 | 0
Saturday | 8 | 6 | 6 | 5214 | 0 | 0 | 0 | 0 | 0 | 0 | 0 | 0 | 0 | 0 | 0 | 0 | 0 | 0 | 0 | 0 | 0 | 0 | 0 | 0 | 0 |  | 0 | 0 | 0 | 0 | 0 | 0 | 0 | 0 |  |  |  |  | 0 | 0 | 0 | 0 | 0 | 1 | 0 | 0 |  | 1 | 1 | 1 | 1 | 1 | 1 | 0 | 0 | 0 | 0 | 0 | 0 | 0 | 0 | 0 | 0 | 0 | 0 | 0 | 0 | 0 | 0 | 0 | 0 | 0 | 0 | 0 | 0 | 0 | 0 | 0
Saturday | 8 | 6 | 7 | 5215 | 0 | 0 | 0 | 0 | 0 | 0 | 0 | 0 | 0 | 0 | 0 | 0 | 0 | 0 | 0 | 0 | 0 | 0 | 0 | 0 | 0 |  | 0 | 0 | 0 | 0 | 0 | 0 | 0 | 0 |  |  |  |  | 0 | 0 | 0 | 0 | 0 | 1 | 0 | 0 |  | 1 | 1 | 1 | 1 | 1 | 1 | 0 | 0 | 0 | 0 | 0 | 0 | 0 | 0 | 0 | 0 | 0 | 0 | 0 | 0 | 0 | 0 | 0 | 0 | 0 | 0 | 0 | 0 | 0 | 0 | 0
Saturday | 8 | 6 | 8 | 5216 | 0 | 0 | 0 | 0 | 0 | 0 | 0 | 0 | 0 | 0 | 0 | 0 | 0 | 0 | 0 | 0 | 0 | 0 | 0 | 0 | 0 |  | 0 | 0 | 0 | 0 | 0 | 0 | 0 | 0 |  |  |  |  | 0 | 0 | 0 | 0 | 0 | 1 | 0 | 0 |  | 1 | 1 | 1 | 1 | 1 | 1 | 0 | 0 | 0 | 0 | 0 | 0 | 0 | 0 | 0 | 0 | 0 | 0 | 0 | 0 | 0 | 0 | 0 | 0 | 0 | 0 | 0 | 0 | 0 | 0 | 0
Saturday | 8 | 6 | 9 | 5217 | 0 | 0 | 0 | 0 | 0 | 0 | 0 | 0 | 0 | 0 | 0 | 0 | 0 | 0 | 0 | 0 | 0 | 0 | 0 | 0 | 0 |  | 0 | 0 | 0 | 0 | 0 | 0 | 0 | 0 |  |  |  |  | 0 | 0 | 0 | 0 | 0 | 1 | 0 | 0 |  | 1 | 1 | 1 | 1 | 1 | 1 | 0 | 0 | 0 | 0 | 0 | 0 | 0 | 0 | 0 | 0 | 0 | 0 | 0 | 0 | 0 | 0 | 0 | 0 | 0 | 0 | 0 | 0 | 0 | 0 | 0
Saturday | 8 | 6 | 10 | 5218 | 0 | 0 | 0 | 0 | 0 | 0 | 0 | 0 | 0 | 0 | 0 | 0 | 0 | 0 | 0 | 0 | 0 | 0 | 0 | 0 | 0 |  | 0 | 0 | 0 | 0 | 0 | 0 | 0 | 0 |  |  |  |  | 0 | 0 | 0 | 0 | 0 | 1 | 0 | 0 |  | 1 | 1 | 1 | 1 | 1 | 1 | 0 | 0 | 0 | 0 | 0 | 0 | 0 | 0 | 0 | 0 | 0 | 0 | 0 | 0 | 0 | 0 | 0 | 0 | 0 | 0 | 0 | 0 | 0 | 0 | 0
Saturday | 8 | 6 | 11 | 5219 | 0 | 0 | 0 | 0 | 0 | 0 | 0 | 0 | 0 | 0 | 0 | 0 | 0 | 0 | 0 | 0 | 0 | 0 | 0 | 0 | 0 |  | 0 | 0 | 0 | 0 | 0 | 0 | 0 | 0 |  |  |  |  | 0 | 0 | 0 | 0 | 0 | 1 | 0 | 0 |  | 1 | 1 | 1 | 1 | 1 | 1 | 0 | 0 | 0 | 0 | 0 | 0 | 0 | 0 | 0 | 0 | 0 | 0 | 0 | 0 | 0 | 0 | 0 | 0 | 0 | 0 | 0 | 0 | 0 | 0 | 0
Saturday | 8 | 6 | 12 | 5220 | 0 | 0 | 0 | 0 | 0 | 0 | 0 | 0 | 0 | 0 | 0 | 0 | 0 | 0 | 0 | 0 | 0 | 0 | 0 | 0 | 0 |  | 0 | 0 | 0 | 0 | 0 | 0 | 0 | 0 |  |  |  |  | 0 | 0 | 0 | 0 | 0 | 1 | 0 | 0 |  | 1 | 1 | 1 | 1 | 1 | 1 | 0 | 0 | 0 | 0 | 0 | 0 | 0 | 0 | 0 | 0 | 0 | 0 | 0 | 0 | 0 | 0 | 0 | 0 | 0 | 0 | 0 | 0 | 0 | 0 | 0
Saturday | 8 | 6 | 13 | 5221 | 0 | 0 | 0 | 0 | 0 | 0 | 0 | 0 | 0 | 0 | 0 | 0 | 0 | 0 | 0 | 0 | 0 | 0 | 0 | 0 | 0 |  | 0 | 0 | 0 | 0 | 0 | 0 | 0 | 0 |  |  |  |  | 0 | 0 | 0 | 0 | 0 | 1 | 0 | 0 |  | 1 | 1 | 1 | 1 | 1 | 1 | 0 | 0 | 0 | 0 | 0 | 0 | 0 | 0 | 0 | 0 | 0 | 0 | 0 | 0 | 0 | 0 | 0 | 0 | 0 | 0 | 0 | 0 | 0 | 0 | 0
Saturday | 8 | 6 | 14 | 5222 | 0 | 0 | 0 | 0 | 0 | 0 | 0 | 0 | 0 | 0 | 0 | 0 | 0 | 0 | 0 | 0 | 0 | 0 | 0 | 0 | 0 |  | 0 | 0 | 0 | 0 | 0 | 0 | 0 | 0 |  |  |  |  | 0 | 0 | 0 | 0 | 0 | 1 | 0 | 0 |  | 1 | 1 | 1 | 1 | 1 | 1 | 0 | 0 | 0 | 0 | 0 | 0 | 0 | 0 | 0 | 0 | 0 | 0 | 0 | 0 | 0 | 0 | 0 | 0 | 0 | 0 | 0 | 0 | 0 | 0 | 0
Saturday | 8 | 6 | 15 | 5223 | 0 | 0 | 0 | 0 | 0 | 0 | 0 | 0 | 0 | 0 | 0 | 0 | 0 | 0 | 0 | 0 | 0 | 0 | 0 | 0 | 0 |  | 0 | 0 | 0 | 0 | 0 | 0 | 0 | 0 |  |  |  |  | 0 | 0 | 0 | 0 | 0 | 1 | 0 | 0 |  | 1 | 1 | 1 | 1 | 1 | 1 | 0 | 0 | 0 | 0 | 0 | 0 | 0 | 0 | 0 | 0 | 0 | 0 | 0 | 0 | 0 | 0 | 0 | 0 | 0 | 0 | 0 | 0 | 0 | 0 | 0
Saturday | 8 | 6 | 16 | 5224 | 0 | 0 | 0 | 0 | 0 | 0 | 0 | 0 | 0 | 0 | 0 | 0 | 0 | 0 | 0 | 0 | 0 | 0 | 0 | 0 | 0 |  | 0 | 0 | 0 | 0 | 0 | 0 | 0 | 0 |  |  |  |  | 0 | 0 | 0 | 0 | 0 | 1 | 0 | 0 |  | 1 | 1 | 1 | 1 | 1 | 1 | 0 | 0 | 0 | 0 | 0 | 0 | 0 | 0 | 0 | 0 | 0 | 0 | 0 | 0 | 0 | 0 | 0 | 0 | 0 | 0 | 0 | 0 | 0 | 0 | 0
Saturday | 8 | 6 | 17 | 5225 | 0 | 0 | 0 | 0 | 0 | 0 | 0 | 0 | 0 | 0 | 0 | 0 | 0 | 0 | 0 | 0 | 0 | 0 | 0 | 0 | 0 |  | 0 | 0 | 0 | 0 | 0 | 0 | 0 | 0 |  |  |  |  | 0 | 0 | 0 | 0 | 0 | 1 | 0 | 0 |  | 1 | 1 | 1 | 1 | 1 | 1 | 0 | 0 | 0 | 0 | 0 | 0 | 0 | 0 | 0 | 0 | 0 | 0 | 0 | 0 | 0 | 0 | 0 | 0 | 0 | 0 | 0 | 0 | 0 | 0 | 0
Saturday | 8 | 6 | 18 | 5226 | 0 | 0 | 0 | 0 | 0 | 0 | 0 | 0 | 0 | 0 | 0 | 0 | 0 | 0 | 0 | 0 | 0 | 0 | 0 | 0 | 0 |  | 0 | 0 | 0 | 0 | 0 | 0 | 0 | 0 |  |  |  |  | 0 | 0 | 0 | 0 | 0 | 1 | 0 | 0 |  | 1 | 1 | 1 | 1 | 1 | 1 | 0 | 0 | 0 | 0 | 0 | 0 | 0 | 0 | 0 | 0 | 0 | 0 | 0 | 0 | 0 | 0 | 0 | 0 | 0 | 0 | 0 | 0 | 0 | 0 | 0
Saturday | 8 | 6 | 19 | 5227 | 0 | 0 | 0 | 0 | 0 | 0 | 0 | 0 | 0 | 0 | 0 | 0 | 0 | 0 | 0 | 0 | 0 | 0 | 0 | 0 | 0 |  | 0 | 0 | 0 | 0 | 0 | 0 | 0 | 0 |  |  |  |  | 0 | 0 | 0 | 0 | 0 | 1 | 0 | 0 |  | 1 | 1 | 1 | 1 | 1 | 1 | 0 | 0 | 0 | 0 | 0 | 0 | 0 | 0 | 0 | 0 | 0 | 0 | 0 | 0 | 0 | 0 | 0 | 0 | 0 | 0 | 0 | 0 | 0 | 0 | 0
Saturday | 8 | 6 | 20 | 5228 | 0 | 0 | 0 | 0 | 0 | 0 | 0 | 0 | 0 | 0 | 0 | 0 | 0 | 0 | 0 | 0 | 0 | 0 | 0 | 0 | 0 |  | 0 | 0 | 0 | 0 | 0 | 0 | 0 | 0 |  |  |  |  | 0 | 0 | 0 | 0 | 0 | 1 | 0 | 0 |  | 1 | 1 | 1 | 1 | 1 | 1 | 0 | 0 | 0 | 0 | 0 | 0 | 0 | 0 | 0 | 0 | 0 | 0 | 0 | 0 | 0 | 0 | 0 | 0 | 0 | 0 | 0 | 0 | 0 | 0 | 0
Saturday | 8 | 6 | 21 | 5229 | 0 | 0 | 0 | 0 | 0 | 0 | 0 | 0 | 0 | 0 | 0 | 0 | 0 | 0 | 0 | 0 | 0 | 0 | 0 | 0 | 0 |  | 0 | 0 | 0 | 0 | 0 | 0 | 0 | 0 |  |  |  |  | 0 | 0 | 0 | 0 | 0 | 1 | 0 | 0 |  | 1 | 1 | 1 | 1 | 1 | 1 | 0 | 0 | 0 | 0 | 0 | 0 | 0 | 0 | 0 | 0 | 0 | 0 | 0 | 0 | 0 | 0 | 0 | 0 | 0 | 0 | 0 | 0 | 0 | 0 | 0
Saturday | 8 | 6 | 22 | 5230 | 0 | 0 | 0 | 0 | 0 | 0 | 0 | 0 | 0 | 0 | 0 | 0 | 0 | 0 | 0 | 0 | 0 | 0 | 0 | 0 | 0 |  | 0 | 0 | 0 | 0 | 0 | 0 | 0 | 0 |  |  |  |  | 0 | 0 | 0 | 0 | 0 | 1 | 0 | 0 |  | 1 | 1 | 1 | 1 | 1 | 1 | 0 | 0 | 0 | 0 | 0 | 0 | 0 | 0 | 0 | 0 | 0 | 0 | 0 | 0 | 0 | 0 | 0 | 0 | 0 | 0 | 0 | 0 | 0 | 0 | 0
Saturday | 8 | 6 | 23 | 5231 | 0 | 0 | 0 | 0 | 0 | 0 | 0 | 0 | 0 | 0 | 0 | 0 | 0 | 0 | 0 | 0 | 0 | 0 | 0 | 0 | 0 |  | 0 | 0 | 0 | 0 | 0 | 0 | 0 | 0 |  |  |  |  | 0 | 0 | 0 | 0 | 0 | 1 | 0 | 0 |  | 1 | 1 | 1 | 1 | 1 | 1 | 0 | 0 | 0 | 0 | 0 | 0 | 0 | 0 | 0 | 0 | 0 | 0 | 0 | 0 | 0 | 0 | 0 | 0 | 0 | 0 | 0 | 0 | 0 | 0 | 0
Saturday | 8 | 6 | 24 | 5232 | 0 | 0 | 0 | 0 | 0 | 0 | 0 | 0 | 0 | 0 | 0 | 0 | 0 | 0 | 0 | 0 | 0 | 0 | 0 | 0 | 0 |  | 0 | 0 | 0 | 0 | 0 | 0 | 0 | 0 |  |  |  |  | 0 | 0 | 0 | 0 | 0 | 1 | 0 | 0 |  | 1 | 1 | 1 | 1 | 1 | 1 | 0 | 0 | 0 | 0 | 0 | 0 | 0 | 0 | 0 | 0 | 0 | 0 | 0 | 0 | 0 | 0 | 0 | 0 | 0 | 0 | 0 | 0 | 0 | 0 | 0
Sunday | 8 | 7 | 1 | 5233 | 0 | 0 | 0 | 0 | 0 | 0 | 0 | 0 | 0 | 0 | 0 | 0 | 0 | 0 | 0 | 0 | 0 | 0 | 0 | 0 | 0 |  | 0 | 0 | 0 | 0 | 0 | 0 | 0 | 0 |  |  |  |  | 0 | 0 | 0 | 0 | 0 | 1 | 0 | 0 |  | 1 | 1 | 1 | 1 | 1 | 1 | 0 | 0 | 0 | 0 | 0 | 0 | 0 | 0 | 0 | 0 | 0 | 0 | 0 | 0 | 0 | 0 | 0 | 0 | 0 | 0 | 0 | 0 | 0 | 0 | 0
Sunday | 8 | 7 | 2 | 5234 | 0 | 0 | 0 | 0 | 0 | 0 | 0 | 0 | 0 | 0 | 0 | 0 | 0 | 0 | 0 | 0 | 0 | 0 | 0 | 0 | 0 |  | 0 | 0 | 0 | 0 | 0 | 0 | 0 | 0 |  |  |  |  | 0 | 0 | 0 | 0 | 0 | 1 | 0 | 0 |  | 1 | 1 | 1 | 1 | 1 | 1 | 0 | 0 | 0 | 0 | 0 | 0 | 0 | 0 | 0 | 0 | 0 | 0 | 0 | 0 | 0 | 0 | 0 | 0 | 0 | 0 | 0 | 0 | 0 | 0 | 0
Sunday | 8 | 7 | 3 | 5235 | 0 | 0 | 0 | 0 | 0 | 0 | 0 | 0 | 0 | 0 | 0 | 0 | 0 | 0 | 0 | 0 | 0 | 0 | 0 | 0 | 0 |  | 0 | 0 | 0 | 0 | 0 | 0 | 0 | 0 |  |  |  |  | 0 | 0 | 0 | 0 | 0 | 1 | 0 | 0 |  | 1 | 1 | 1 | 1 | 1 | 1 | 0 | 0 | 0 | 0 | 0 | 0 | 0 | 0 | 0 | 0 | 0 | 0 | 0 | 0 | 0 | 0 | 0 | 0 | 0 | 0 | 0 | 0 | 0 | 0 | 0
Sunday | 8 | 7 | 4 | 5236 | 0 | 0 | 0 | 0 | 0 | 0 | 0 | 0 | 0 | 0 | 0 | 0 | 0 | 0 | 0 | 0 | 0 | 0 | 0 | 0 | 0 |  | 0 | 0 | 0 | 0 | 0 | 0 | 0 | 0 |  |  |  |  | 0 | 0 | 0 | 0 | 0 | 1 | 0 | 0 |  | 1 | 1 | 1 | 1 | 1 | 1 | 0 | 0 | 0 | 0 | 0 | 0 | 0 | 0 | 0 | 0 | 0 | 0 | 0 | 0 | 0 | 0 | 0 | 0 | 0 | 0 | 0 | 0 | 0 | 0 | 0
Sunday | 8 | 7 | 5 | 5237 | 0 | 0 | 0 | 0 | 0 | 0 | 0 | 0 | 0 | 0 | 0 | 0 | 0 | 0 | 0 | 0 | 0 | 0 | 0 | 0 | 0 |  | 0 | 0 | 0 | 0 | 0 | 0 | 0 | 0 |  |  |  |  | 0 | 0 | 0 | 0 | 0 | 1 | 0 | 0 |  | 1 | 1 | 1 | 1 | 1 | 1 | 0 | 0 | 0 | 0 | 0 | 0 | 0 | 0 | 0 | 0 | 0 | 0 | 0 | 0 | 0 | 0 | 0 | 0 | 0 | 0 | 0 | 0 | 0 | 0 | 0
Sunday | 8 | 7 | 6 | 5238 | 0 | 0 | 0 | 0 | 0 | 0 | 0 | 0 | 0 | 0 | 0 | 0 | 0 | 0 | 0 | 0 | 0 | 0 | 0 | 0 | 0 |  | 0 | 0 | 0 | 0 | 0 | 0 | 0 | 0 |  |  |  |  | 0 | 0 | 0 | 0 | 0 | 1 | 0 | 0 |  | 1 | 1 | 1 | 1 | 1 | 1 | 0 | 0 | 0 | 0 | 0 | 0 | 0 | 0 | 0 | 0 | 0 | 0 | 0 | 0 | 0 | 0 | 0 | 0 | 0 | 0 | 0 | 0 | 0 | 0 | 0
Sunday | 8 | 7 | 7 | 5239 | 0 | 0 | 0 | 0 | 0 | 0 | 0 | 0 | 0 | 0 | 0 | 0 | 0 | 0 | 0 | 0 | 0 | 0 | 0 | 0 | 0 |  | 0 | 0 | 0 | 0 | 0 | 0 | 0 | 0 |  |  |  |  | 0 | 0 | 0 | 0 | 0 | 1 | 0 | 0 |  | 1 | 1 | 1 | 1 | 1 | 1 | 0 | 0 | 0 | 0 | 0 | 0 | 0 | 0 | 0 | 0 | 0 | 0 | 0 | 0 | 0 | 0 | 0 | 0 | 0 | 0 | 0 | 0 | 0 | 0 | 0
Sunday | 8 | 7 | 8 | 5240 | 0 | 0 | 0 | 0 | 0 | 0 | 0 | 0 | 0 | 0 | 0 | 0 | 0 | 0 | 0 | 0 | 0 | 0 | 0 | 0 | 0 |  | 0 | 0 | 0 | 0 | 0 | 0 | 0 | 0 |  |  |  |  | 0 | 0 | 0 | 0 | 0 | 1 | 0 | 0 |  | 1 | 1 | 1 | 1 | 1 | 1 | 0 | 0 | 0 | 0 | 0 | 0 | 0 | 0 | 0 | 0 | 0 | 0 | 0 | 0 | 0 | 0 | 0 | 0 | 0 | 0 | 0 | 0 | 0 | 0 | 0
Sunday | 8 | 7 | 9 | 5241 | 0 | 0 | 0 | 0 | 0 | 0 | 0 | 0 | 0 | 0 | 0 | 0 | 0 | 0 | 0 | 0 | 0 | 0 | 0 | 0 | 0 |  | 0 | 0 | 0 | 0 | 0 | 0 | 0 | 0 |  |  |  |  | 0 | 0 | 0 | 0 | 0 | 1 | 0 | 0 |  | 1 | 1 | 1 | 1 | 1 | 1 | 0 | 0 | 0 | 0 | 0 | 0 | 0 | 0 | 0 | 0 | 0 | 0 | 0 | 0 | 0 | 0 | 0 | 0 | 0 | 0 | 0 | 0 | 0 | 0 | 0
Sunday | 8 | 7 | 10 | 5242 | 0 | 0 | 0 | 0 | 0 | 0 | 0 | 0 | 0 | 0 | 0 | 0 | 0 | 0 | 0 | 0 | 0 | 0 | 0 | 0 | 0 |  | 0 | 0 | 0 | 0 | 0 | 0 | 0 | 0 |  |  |  |  | 0 | 0 | 0 | 0 | 0 | 1 | 0 | 0 |  | 1 | 1 | 1 | 1 | 1 | 1 | 0 | 0 | 0 | 0 | 0 | 0 | 0 | 0 | 0 | 0 | 0 | 0 | 0 | 0 | 0 | 0 | 0 | 0 | 0 | 0 | 0 | 0 | 0 | 0 | 0
Sunday | 8 | 7 | 11 | 5243 | 0 | 0 | 0 | 0 | 0 | 0 | 0 | 0 | 0 | 0 | 0 | 0 | 0 | 0 | 0 | 0 | 0 | 0 | 0 | 0 | 0 |  | 0 | 0 | 0 | 0 | 0 | 0 | 0 | 0 |  |  |  |  | 0 | 0 | 0 | 0 | 0 | 1 | 0 | 0 |  | 1 | 1 | 1 | 1 | 1 | 1 | 0 | 0 | 0 | 0 | 0 | 0 | 0 | 0 | 0 | 0 | 0 | 0 | 0 | 0 | 0 | 0 | 0 | 0 | 0 | 0 | 0 | 0 | 0 | 0 | 0
Sunday | 8 | 7 | 12 | 5244 | 0 | 0 | 0 | 0 | 0 | 0 | 0 | 0 | 0 | 0 | 0 | 0 | 0 | 0 | 0 | 0 | 0 | 0 | 0 | 0 | 0 |  | 0 | 0 | 0 | 0 | 0 | 0 | 0 | 0 |  |  |  |  | 0 | 0 | 0 | 0 | 0 | 1 | 0 | 0 |  | 1 | 1 | 1 | 1 | 1 | 1 | 0 | 0 | 0 | 0 | 0 | 0 | 0 | 0 | 0 | 0 | 0 | 0 | 0 | 0 | 0 | 0 | 0 | 0 | 0 | 0 | 0 | 0 | 0 | 0 | 0
Sunday | 8 | 7 | 13 | 5245 | 0 | 0 | 0 | 0 | 0 | 0 | 0 | 0 | 0 | 0 | 0 | 0 | 0 | 0 | 0 | 0 | 0 | 0 | 0 | 0 | 0 |  | 0 | 0 | 0 | 0 | 0 | 0 | 0 | 0 |  |  |  |  | 0 | 0 | 0 | 0 | 0 | 1 | 0 | 0 |  | 1 | 1 | 1 | 1 | 1 | 1 | 0 | 0 | 0 | 0 | 0 | 0 | 0 | 0 | 0 | 0 | 0 | 0 | 0 | 0 | 0 | 0 | 0 | 0 | 0 | 0 | 0 | 0 | 0 | 0 | 0
Sunday | 8 | 7 | 14 | 5246 | 0 | 0 | 0 | 0 | 0 | 0 | 0 | 0 | 0 | 0 | 0 | 0 | 0 | 0 | 0 | 0 | 0 | 0 | 0 | 0 | 0 |  | 0 | 0 | 0 | 0 | 0 | 0 | 0 | 0 |  |  |  |  | 0 | 0 | 0 | 0 | 0 | 1 | 0 | 0 |  | 1 | 1 | 1 | 1 | 1 | 1 | 0 | 0 | 0 | 0 | 0 | 0 | 0 | 0 | 0 | 0 | 0 | 0 | 0 | 0 | 0 | 0 | 0 | 0 | 0 | 0 | 0 | 0 | 0 | 0 | 0
Sunday | 8 | 7 | 15 | 5247 | 0 | 0 | 0 | 0 | 0 | 0 | 0 | 0 | 0 | 0 | 0 | 0 | 0 | 0 | 0 | 0 | 0 | 0 | 0 | 0 | 0 |  | 0 | 0 | 0 | 0 | 0 | 0 | 0 | 0 |  |  |  |  | 0 | 0 | 0 | 0 | 0 | 1 | 0 | 0 |  | 1 | 1 | 1 | 1 | 1 | 1 | 0 | 0 | 0 | 0 | 0 | 0 | 0 | 0 | 0 | 0 | 0 | 0 | 0 | 0 | 0 | 0 | 0 | 0 | 0 | 0 | 0 | 0 | 0 | 0 | 0
Sunday | 8 | 7 | 16 | 5248 | 0 | 0 | 0 | 0 | 0 | 0 | 0 | 0 | 0 | 0 | 0 | 0 | 0 | 0 | 0 | 0 | 0 | 0 | 0 | 0 | 0 |  | 0 | 0 | 0 | 0 | 0 | 0 | 0 | 0 |  |  |  |  | 0 | 0 | 0 | 0 | 0 | 1 | 0 | 0 |  | 1 | 1 | 1 | 1 | 1 | 1 | 0 | 0 | 0 | 0 | 0 | 0 | 0 | 0 | 0 | 0 | 0 | 0 | 0 | 0 | 0 | 0 | 0 | 0 | 0 | 0 | 0 | 0 | 0 | 0 | 0
Sunday | 8 | 7 | 17 | 5249 | 0 | 0 | 0 | 0 | 0 | 0 | 0 | 0 | 0 | 0 | 0 | 0 | 0 | 0 | 0 | 0 | 0 | 0 | 0 | 0 | 0 |  | 0 | 0 | 0 | 0 | 0 | 0 | 0 | 0 |  |  |  |  | 0 | 0 | 0 | 0 | 0 | 1 | 0 | 0 |  | 1 | 1 | 1 | 1 | 1 | 1 | 0 | 0 | 0 | 0 | 0 | 0 | 0 | 0 | 0 | 0 | 0 | 0 | 0 | 0 | 0 | 0 | 0 | 0 | 0 | 0 | 0 | 0 | 0 | 0 | 0
Sunday | 8 | 7 | 18 | 5250 | 0 | 0 | 0 | 0 | 0 | 0 | 0 | 0 | 0 | 0 | 0 | 0 | 0 | 0 | 0 | 0 | 0 | 0 | 0 | 0 | 0 |  | 0 | 0 | 0 | 0 | 0 | 0 | 0 | 0 |  |  |  |  | 0 | 0 | 0 | 0 | 0 | 1 | 0 | 0 |  | 1 | 1 | 1 | 1 | 1 | 1 | 0 | 0 | 0 | 0 | 0 | 0 | 0 | 0 | 0 | 0 | 0 | 0 | 0 | 0 | 0 | 0 | 0 | 0 | 0 | 0 | 0 | 0 | 0 | 0 | 0
Sunday | 8 | 7 | 19 | 5251 | 0 | 0 | 0 | 0 | 0 | 0 | 0 | 0 | 0 | 0 | 0 | 0 | 0 | 0 | 0 | 0 | 0 | 0 | 0 | 0 | 0 |  | 0 | 0 | 0 | 0 | 0 | 0 | 0 | 0 |  |  |  |  | 0 | 0 | 0 | 0 | 0 | 1 | 0 | 0 |  | 1 | 1 | 1 | 1 | 1 | 1 | 0 | 0 | 0 | 0 | 0 | 0 | 0 | 0 | 0 | 0 | 0 | 0 | 0 | 0 | 0 | 0 | 0 | 0 | 0 | 0 | 0 | 0 | 0 | 0 | 0
Sunday | 8 | 7 | 20 | 5252 | 0 | 0 | 0 | 0 | 0 | 0 | 0 | 0 | 0 | 0 | 0 | 0 | 0 | 0 | 0 | 0 | 0 | 0 | 0 | 0 | 0 |  | 0 | 0 | 0 | 0 | 0 | 0 | 0 | 0 |  |  |  |  | 0 | 0 | 0 | 0 | 0 | 1 | 0 | 0 |  | 1 | 1 | 1 | 1 | 1 | 1 | 0 | 0 | 0 | 0 | 0 | 0 | 0 | 0 | 0 | 0 | 0 | 0 | 0 | 0 | 0 | 0 | 0 | 0 | 0 | 0 | 0 | 0 | 0 | 0 | 0
Sunday | 8 | 7 | 21 | 5253 | 0 | 0 | 0 | 0 | 0 | 0 | 0 | 0 | 0 | 0 | 0 | 0 | 0 | 0 | 0 | 0 | 0 | 0 | 0 | 0 | 0 |  | 0 | 0 | 0 | 0 | 0 | 0 | 0 | 0 |  |  |  |  | 0 | 0 | 0 | 0 | 0 | 1 | 0 | 0 |  | 1 | 1 | 1 | 1 | 1 | 1 | 0 | 0 | 0 | 0 | 0 | 0 | 0 | 0 | 0 | 0 | 0 | 0 | 0 | 0 | 0 | 0 | 0 | 0 | 0 | 0 | 0 | 0 | 0 | 0 | 0
Sunday | 8 | 7 | 22 | 5254 | 0 | 0 | 0 | 0 | 0 | 0 | 0 | 0 | 0 | 0 | 0 | 0 | 0 | 0 | 0 | 0 | 0 | 0 | 0 | 0 | 0 |  | 0 | 0 | 0 | 0 | 0 | 0 | 0 | 0 |  |  |  |  | 0 | 0 | 0 | 0 | 0 | 1 | 0 | 0 |  | 1 | 1 | 1 | 1 | 1 | 1 | 0 | 0 | 0 | 0 | 0 | 0 | 0 | 0 | 0 | 0 | 0 | 0 | 0 | 0 | 0 | 0 | 0 | 0 | 0 | 0 | 0 | 0 | 0 | 0 | 0
Sunday | 8 | 7 | 23 | 5255 | 0 | 0 | 0 | 0 | 0 | 0 | 0 | 0 | 0 | 0 | 0 | 0 | 0 | 0 | 0 | 0 | 0 | 0 | 0 | 0 | 0 |  | 0 | 0 | 0 | 0 | 0 | 0 | 0 | 0 |  |  |  |  | 0 | 0 | 0 | 0 | 0 | 1 | 0 | 0 |  | 1 | 1 | 1 | 1 | 1 | 1 | 0 | 0 | 0 | 0 | 0 | 0 | 0 | 0 | 0 | 0 | 0 | 0 | 0 | 0 | 0 | 0 | 0 | 0 | 0 | 0 | 0 | 0 | 0 | 0 | 0
Sunday | 8 | 7 | 24 | 5256 | 0 | 0 | 0 | 0 | 0 | 0 | 0 | 0 | 0 | 0 | 0 | 0 | 0 | 0 | 0 | 0 | 0 | 0 | 0 | 0 | 0 |  | 0 | 0 | 0 | 0 | 0 | 0 | 0 | 0 |  |  |  |  | 0 | 0 | 0 | 0 | 0 | 1 | 0 | 0 |  | 1 | 1 | 1 | 1 | 1 | 1 | 0 | 0 | 0 | 0 | 0 | 0 | 0 | 0 | 0 | 0 | 0 | 0 | 0 | 0 | 0 | 0 | 0 | 0 | 0 | 0 | 0 | 0 | 0 | 0 | 0
Monday | 8 | 8 | 1 | 5257 | 0 | 0 | 0 | 0 | 0 | 0 | 0 | 0 | 0 | 0 | 0 | 0 | 0 | 0 | 0 | 0 | 0 | 0 | 0 | 0 | 0 |  | 0 | 0 | 0 | 0 | 0 | 0 | 0 | 0 |  |  |  |  | 0 | 0 | 0 | 0 | 0 | 1 | 0 | 0 |  | 1 | 1 | 1 | 1 | 1 | 1 | 0 | 0 | 0 | 0 | 0 | 0 | 0 | 0 | 0 | 0 | 0 | 0 | 0 | 0 | 0 | 0 | 0 | 0 | 0 | 0 | 0 | 0 | 0 | 0 | 0
Monday | 8 | 8 | 2 | 5258 | 0 | 0 | 0 | 0 | 0 | 0 | 0 | 0 | 0 | 0 | 0 | 0 | 0 | 0 | 0 | 0 | 0 | 0 | 0 | 0 | 0 |  | 0 | 0 | 0 | 0 | 0 | 0 | 0 | 0 |  |  |  |  | 0 | 0 | 0 | 0 | 0 | 1 | 0 | 0 |  | 1 | 1 | 1 | 1 | 1 | 1 | 0 | 0 | 0 | 0 | 0 | 0 | 0 | 0 | 0 | 0 | 0 | 0 | 0 | 0 | 0 | 0 | 0 | 0 | 0 | 0 | 0 | 0 | 0 | 0 | 0
Monday | 8 | 8 | 3 | 5259 | 0 | 0 | 0 | 0 | 0 | 0 | 0 | 0 | 0 | 0 | 0 | 0 | 0 | 0 | 0 | 0 | 0 | 0 | 0 | 0 | 0 |  | 0 | 0 | 0 | 0 | 0 | 0 | 0 | 0 |  |  |  |  | 0 | 0 | 0 | 0 | 0 | 1 | 0 | 0 |  | 1 | 1 | 1 | 1 | 1 | 1 | 0 | 0 | 0 | 0 | 0 | 0 | 0 | 0 | 0 | 0 | 0 | 0 | 0 | 0 | 0 | 0 | 0 | 0 | 0 | 0 | 0 | 0 | 0 | 0 | 0
Monday | 8 | 8 | 4 | 5260 | 0 | 0 | 0 | 0 | 0 | 0 | 0 | 0 | 0 | 0 | 0 | 0 | 0 | 0 | 0 | 0 | 0 | 0 | 0 | 0 | 0 |  | 0 | 0 | 0 | 0 | 0 | 0 | 0 | 0 |  |  |  |  | 0 | 0 | 0 | 0 | 0 | 1 | 0 | 0 |  | 1 | 1 | 1 | 1 | 1 | 1 | 0 | 0 | 0 | 0 | 0 | 0 | 0 | 0 | 0 | 0 | 0 | 0 | 0 | 0 | 0 | 0 | 0 | 0 | 0 | 0 | 0 | 0 | 0 | 0 | 0
Monday | 8 | 8 | 5 | 5261 | 0 | 0 | 0 | 0 | 0 | 0 | 0 | 0 | 0 | 0 | 0 | 0 | 0 | 0 | 0 | 0 | 0 | 0 | 0 | 0 | 0 |  | 0 | 0 | 0 | 0 | 0 | 0 | 0 | 0 |  |  |  |  | 0 | 0 | 0 | 0 | 0 | 1 | 0 | 0 |  | 1 | 1 | 1 | 1 | 1 | 1 | 0 | 0 | 0 | 0 | 0 | 0 | 0 | 0 | 0 | 0 | 0 | 0 | 0 | 0 | 0 | 0 | 0 | 0 | 0 | 0 | 0 | 0 | 0 | 0 | 0
Monday | 8 | 8 | 6 | 5262 | 0 | 0 | 0 | 0 | 0 | 0 | 0 | 0 | 0 | 0 | 0 | 0 | 0 | 0 | 0 | 0 | 0 | 0 | 0 | 0 | 0 |  | 0 | 0 | 0 | 0 | 0 | 0 | 0 | 0 |  |  |  |  | 0 | 0 | 0 | 0 | 0 | 1 | 0 | 0 |  | 1 | 1 | 1 | 1 | 1 | 1 | 0 | 0 | 0 | 0 | 0 | 0 | 0 | 0 | 0 | 0 | 0 | 0 | 0 | 0 | 0 | 0 | 0 | 0 | 0 | 0 | 0 | 0 | 0 | 0 | 0
Monday | 8 | 8 | 7 | 5263 | 0 | 0 | 0 | 0 | 0 | 0 | 0 | 0 | 0 | 0 | 0 | 0 | 0 | 0 | 0 | 0 | 0 | 0 | 0 | 0 | 0 |  | 0 | 0 | 0 | 0 | 0 | 0 | 0 | 0 |  |  |  |  | 0 | 0 | 0 | 0 | 0 | 1 | 0 | 0 |  | 1 | 1 | 1 | 1 | 1 | 1 | 0 | 0 | 0 | 0 | 0 | 0 | 0 | 0 | 0 | 0 | 0 | 0 | 0 | 0 | 0 | 0 | 0 | 0 | 0 | 0 | 0 | 0 | 0 | 0 | 0
Monday | 8 | 8 | 8 | 5264 | 0 | 0 | 0 | 0 | 0 | 0 | 0 | 0 | 0 | 0 | 0 | 0 | 0 | 0 | 0 | 0 | 0 | 0 | 0 | 0 | 0 |  | 0 | 0 | 0 | 0 | 0 | 0 | 0 | 0 |  |  |  |  | 0 | 0 | 0 | 0 | 1 | 0 | 0 | 0 |  | 1 | 1 | 1 | #VALUE! | 1 | #VALUE! | 0 | 0 | 0 | 0 | 0 | 0 | 0 | 0 | 0 | 0 | 0 | 0 | 0 | 0 | 0 | 0 | 0 | 0 | 0 | 0 | 0 | 0 | 0 | 0 | 0
Monday | 8 | 8 | 9 | 5265 | 0 | 0 | 0 | 0 | 0 | 0 | 0 | 0 | 0 | 0 | 0 | 0 | 0 | 0 | 0 | 0 | 0 | 0 | 0 | 0 | 0 |  | 0 | 0 | 0 | 0 | 0 | 0 | 0 | 0 |  |  |  |  | 0 | 0 | 0 | 0 | 1 | 0 | 0 | 0 |  | 1 | 1 | 1 | #VALUE! | 1 | #VALUE! | 0 | 0 | 0 | 0 | 0 | 0 | 0 | 0 | 0 | 0 | 0 | 0 | 0 | 0 | 0 | 0 | 0 | 0 | 0 | 0 | 0 | 0 | 0 | 0 | 0
Monday | 8 | 8 | 10 | 5266 | 0 | 0 | 0 | 0 | 0 | 0 | 0 | 0 | 0 | 0 | 0 | 0 | 0 | 0 | 0 | 0 | 0 | 0 | 0 | 0 | 0 |  | 0 | 0 | 0 | 0 | 0 | 0 | 0 | 0 |  |  |  |  | 0 | 0 | 0 | 0 | 1 | 0 | 0 | 0 |  | 1 | 1 | 1 | #VALUE! | 1 | #VALUE! | 0 | 0 | 0 | 0 | 0 | 0 | 0 | 0 | 0 | 0 | 0 | 0 | 0 | 0 | 0 | 0 | 0 | 0 | 0 | 0 | 0 | 0 | 0 | 0 | 0
Monday | 8 | 8 | 11 | 5267 | 0 | 0 | 0 | 0 | 0 | 0 | 0 | 0 | 0 | 0 | 0 | 0 | 0 | 0 | 0 | 0 | 0 | 0 | 0 | 0 | 0 |  | 0 | 0 | 0 | 0 | 0 | 0 | 0 | 0 |  |  |  |  | 0 | 0 | 0 | 0 | 1 | 0 | 0 | 0 |  | 1 | 1 | 1 | #VALUE! | 1 | #VALUE! | 0 | 0 | 0 | 0 | 0 | 0 | 0 | 0 | 0 | 0 | 0 | 0 | 0 | 0 | 0 | 0 | 0 | 0 | 0 | 0 | 0 | 0 | 0 | 0 | 0
Monday | 8 | 8 | 12 | 5268 | 0 | 0 | 0 | 0 | 0 | 0 | 0 | 0 | 0 | 0 | 0 | 0 | 0 | 0 | 0 | 0 | 0 | 0 | 0 | 0 | 0 |  | 0 | 0 | 0 | 0 | 0 | 0 | 0 | 0 |  |  |  |  | 0 | 0 | 0 | 0 | 1 | 0 | 0 | 0 |  | 1 | 1 | 1 | #VALUE! | 1 | #VALUE! | 0 | 0 | 0 | 0 | 0 | 0 | 0 | 0 | 0 | 0 | 0 | 0 | 0 | 0 | 0 | 0 | 0 | 0 | 0 | 0 | 0 | 0 | 0 | 0 | 0
Monday | 8 | 8 | 13 | 5269 | 0 | 0 | 0 | 0 | 0 | 0 | 0 | 0 | 0 | 0 | 0 | 0 | 0 | 0 | 0 | 0 | 0 | 0 | 0 | 0 | 0 |  | 0 | 0 | 0 | 0 | 0 | 0 | 0 | 0 |  |  |  |  | 0 | 0 | 0 | 0 | 1 | 0 | 0 | 0 |  | 1 | 1 | 1 | #VALUE! | 1 | #VALUE! | 0 | 0 | 0 | 0 | 0 | 0 | 0 | 0 | 0 | 0 | 0 | 0 | 0 | 0 | 0 | 0 | 0 | 0 | 0 | 0 | 0 | 0 | 0 | 0 | 0
Monday | 8 | 8 | 14 | 5270 | 0 | 0 | 0 | 0 | 0 | 0 | 0 | 0 | 0 | 0 | 0 | 0 | 0 | 0 | 0 | 0 | 0 | 0 | 0 | 0 | 0 |  | 0 | 0 | 0 | 0 | 0 | 0 | 0 | 0 |  |  |  |  | 0 | 0 | 0 | 1 | 0 | 0 | 0 | 0 |  | 1 | 1 | #VALUE! | 1 | 1 | #VALUE! | 0 | 0 | 0 | 0 | 0 | 0 | 0 | 0 | 0 | 0 | 0 | 0 | 0 | 0 | 0 | 0 | 0 | 0 | 0 | 0 | 0 | 0 | 0 | 0 | 0
Monday | 8 | 8 | 15 | 5271 | 0 | 0 | 0 | 0 | 0 | 0 | 0 | 0 | 0 | 0 | 0 | 0 | 0 | 0 | 0 | 0 | 0 | 0 | 0 | 0 | 0 |  | 0 | 0 | 0 | 0 | 0 | 0 | 0 | 0 |  |  |  |  | 0 | 0 | 0 | 1 | 0 | 0 | 0 | 0 |  | 1 | 1 | #VALUE! | 1 | 1 | #VALUE! | 0 | 0 | 0 | 0 | 0 | 0 | 0 | 0 | 0 | 0 | 0 | 0 | 0 | 0 | 0 | 0 | 0 | 0 | 0 | 0 | 0 | 0 | 0 | 0 | 0
Monday | 8 | 8 | 16 | 5272 | 0 | 0 | 0 | 0 | 0 | 0 | 0 | 0 | 0 | 0 | 0 | 0 | 0 | 0 | 0 | 0 | 0 | 0 | 0 | 0 | 0 |  | 0 | 0 | 0 | 0 | 0 | 0 | 0 | 0 |  |  |  |  | 0 | 0 | 0 | 1 | 0 | 0 | 0 | 0 |  | 1 | 1 | #VALUE! | 1 | 1 | #VALUE! | 0 | 0 | 0 | 0 | 0 | 0 | 0 | 0 | 0 | 0 | 0 | 0 | 0 | 0 | 0 | 0 | 0 | 0 | 0 | 0 | 0 | 0 | 0 | 0 | 0
Monday | 8 | 8 | 17 | 5273 | 0 | 0 | 0 | 0 | 0 | 0 | 0 | 0 | 0 | 0 | 0 | 0 | 0 | 0 | 0 | 0 | 0 | 0 | 0 | 0 | 0 |  | 0 | 0 | 0 | 0 | 0 | 0 | 0 | 0 |  |  |  |  | 0 | 0 | 0 | 1 | 0 | 0 | 0 | 0 |  | 1 | 1 | #VALUE! | 1 | 1 | #VALUE! | 0 | 0 | 0 | 0 | 0 | 0 | 0 | 0 | 0 | 0 | 0 | 0 | 0 | 0 | 0 | 0 | 0 | 0 | 0 | 0 | 0 | 0 | 0 | 0 | 0
Monday | 8 | 8 | 18 | 5274 | 0 | 0 | 0 | 0 | 0 | 0 | 0 | 0 | 0 | 0 | 0 | 0 | 0 | 0 | 0 | 0 | 0 | 0 | 0 | 0 | 0 |  | 0 | 0 | 0 | 0 | 0 | 0 | 0 | 0 |  |  |  |  | 0 | 0 | 0 | 1 | 0 | 0 | 0 | 0 |  | 1 | 1 | #VALUE! | 1 | 1 | #VALUE! | 0 | 0 | 0 | 0 | 0 | 0 | 0 | 0 | 0 | 0 | 0 | 0 | 0 | 0 | 0 | 0 | 0 | 0 | 0 | 0 | 0 | 0 | 0 | 0 | 0
Monday | 8 | 8 | 19 | 5275 | 0 | 0 | 0 | 0 | 0 | 0 | 0 | 0 | 0 | 0 | 0 | 0 | 0 | 0 | 0 | 0 | 0 | 0 | 0 | 0 | 0 |  | 0 | 0 | 0 | 0 | 0 | 0 | 0 | 0 |  |  |  |  | 0 | 0 | 0 | 1 | 0 | 0 | 0 | 0 |  | 1 | 1 | #VALUE! | 1 | 1 | #VALUE! | 0 | 0 | 0 | 0 | 0 | 0 | 0 | 0 | 0 | 0 | 0 | 0 | 0 | 0 | 0 | 0 | 0 | 0 | 0 | 0 | 0 | 0 | 0 | 0 | 0
Monday | 8 | 8 | 20 | 5276 | 0 | 0 | 0 | 0 | 0 | 0 | 0 | 0 | 0 | 0 | 0 | 0 | 0 | 0 | 0 | 0 | 0 | 0 | 0 | 0 | 0 |  | 0 | 0 | 0 | 0 | 0 | 0 | 0 | 0 |  |  |  |  | 0 | 0 | 0 | 0 | 1 | 0 | 0 | 0 |  | 1 | 1 | 1 | #VALUE! | 1 | #VALUE! | 0 | 0 | 0 | 0 | 0 | 0 | 0 | 0 | 0 | 0 | 0 | 0 | 0 | 0 | 0 | 0 | 0 | 0 | 0 | 0 | 0 | 0 | 0 | 0 | 0
Monday | 8 | 8 | 21 | 5277 | 0 | 0 | 0 | 0 | 0 | 0 | 0 | 0 | 0 | 0 | 0 | 0 | 0 | 0 | 0 | 0 | 0 | 0 | 0 | 0 | 0 |  | 0 | 0 | 0 | 0 | 0 | 0 | 0 | 0 |  |  |  |  | 0 | 0 | 0 | 0 | 1 | 0 | 0 | 0 |  | 1 | 1 | 1 | #VALUE! | 1 | #VALUE! | 0 | 0 | 0 | 0 | 0 | 0 | 0 | 0 | 0 | 0 | 0 | 0 | 0 | 0 | 0 | 0 | 0 | 0 | 0 | 0 | 0 | 0 | 0 | 0 | 0
Monday | 8 | 8 | 22 | 5278 | 0 | 0 | 0 | 0 | 0 | 0 | 0 | 0 | 0 | 0 | 0 | 0 | 0 | 0 | 0 | 0 | 0 | 0 | 0 | 0 | 0 |  | 0 | 0 | 0 | 0 | 0 | 0 | 0 | 0 |  |  |  |  | 0 | 0 | 0 | 0 | 1 | 0 | 0 | 0 |  | 1 | 1 | 1 | #VALUE! | 1 | #VALUE! | 0 | 0 | 0 | 0 | 0 | 0 | 0 | 0 | 0 | 0 | 0 | 0 | 0 | 0 | 0 | 0 | 0 | 0 | 0 | 0 | 0 | 0 | 0 | 0 | 0
Monday | 8 | 8 | 23 | 5279 | 0 | 0 | 0 | 0 | 0 | 0 | 0 | 0 | 0 | 0 | 0 | 0 | 0 | 0 | 0 | 0 | 0 | 0 | 0 | 0 | 0 |  | 0 | 0 | 0 | 0 | 0 | 0 | 0 | 0 |  |  |  |  | 0 | 0 | 0 | 0 | 0 | 1 | 0 | 0 |  | 1 | 1 | 1 | 1 | 1 | 1 | 0 | 0 | 0 | 0 | 0 | 0 | 0 | 0 | 0 | 0 | 0 | 0 | 0 | 0 | 0 | 0 | 0 | 0 | 0 | 0 | 0 | 0 | 0 | 0 | 0
Monday | 8 | 8 | 24 | 5280 | 0 | 0 | 0 | 0 | 0 | 0 | 0 | 0 | 0 | 0 | 0 | 0 | 0 | 0 | 0 | 0 | 0 | 0 | 0 | 0 | 0 |  | 0 | 0 | 0 | 0 | 0 | 0 | 0 | 0 |  |  |  |  | 0 | 0 | 0 | 0 | 0 | 1 | 0 | 0 |  | 1 | 1 | 1 | 1 | 1 | 1 | 0 | 0 | 0 | 0 | 0 | 0 | 0 | 0 | 0 | 0 | 0 | 0 | 0 | 0 | 0 | 0 | 0 | 0 | 0 | 0 | 0 | 0 | 0 | 0 | 0
Tuesday | 8 | 9 | 1 | 5281 | 0 | 0 | 0 | 0 | 0 | 0 | 0 | 0 | 0 | 0 | 0 | 0 | 0 | 0 | 0 | 0 | 0 | 0 | 0 | 0 | 0 |  | 0 | 0 | 0 | 0 | 0 | 0 | 0 | 0 |  |  |  |  | 0 | 0 | 0 | 0 | 0 | 1 | 0 | 0 |  | 1 | 1 | 1 | 1 | 1 | 1 | 0 | 0 | 0 | 0 | 0 | 0 | 0 | 0 | 0 | 0 | 0 | 0 | 0 | 0 | 0 | 0 | 0 | 0 | 0 | 0 | 0 | 0 | 0 | 0 | 0
Tuesday | 8 | 9 | 2 | 5282 | 0 | 0 | 0 | 0 | 0 | 0 | 0 | 0 | 0 | 0 | 0 | 0 | 0 | 0 | 0 | 0 | 0 | 0 | 0 | 0 | 0 |  | 0 | 0 | 0 | 0 | 0 | 0 | 0 | 0 |  |  |  |  | 0 | 0 | 0 | 0 | 0 | 1 | 0 | 0 |  | 1 | 1 | 1 | 1 | 1 | 1 | 0 | 0 | 0 | 0 | 0 | 0 | 0 | 0 | 0 | 0 | 0 | 0 | 0 | 0 | 0 | 0 | 0 | 0 | 0 | 0 | 0 | 0 | 0 | 0 | 0
Tuesday | 8 | 9 | 3 | 5283 | 0 | 0 | 0 | 0 | 0 | 0 | 0 | 0 | 0 | 0 | 0 | 0 | 0 | 0 | 0 | 0 | 0 | 0 | 0 | 0 | 0 |  | 0 | 0 | 0 | 0 | 0 | 0 | 0 | 0 |  |  |  |  | 0 | 0 | 0 | 0 | 0 | 1 | 0 | 0 |  | 1 | 1 | 1 | 1 | 1 | 1 | 0 | 0 | 0 | 0 | 0 | 0 | 0 | 0 | 0 | 0 | 0 | 0 | 0 | 0 | 0 | 0 | 0 | 0 | 0 | 0 | 0 | 0 | 0 | 0 | 0
Tuesday | 8 | 9 | 4 | 5284 | 0 | 0 | 0 | 0 | 0 | 0 | 0 | 0 | 0 | 0 | 0 | 0 | 0 | 0 | 0 | 0 | 0 | 0 | 0 | 0 | 0 |  | 0 | 0 | 0 | 0 | 0 | 0 | 0 | 0 |  |  |  |  | 0 | 0 | 0 | 0 | 0 | 1 | 0 | 0 |  | 1 | 1 | 1 | 1 | 1 | 1 | 0 | 0 | 0 | 0 | 0 | 0 | 0 | 0 | 0 | 0 | 0 | 0 | 0 | 0 | 0 | 0 | 0 | 0 | 0 | 0 | 0 | 0 | 0 | 0 | 0
Tuesday | 8 | 9 | 5 | 5285 | 0 | 0 | 0 | 0 | 0 | 0 | 0 | 0 | 0 | 0 | 0 | 0 | 0 | 0 | 0 | 0 | 0 | 0 | 0 | 0 | 0 |  | 0 | 0 | 0 | 0 | 0 | 0 | 0 | 0 |  |  |  |  | 0 | 0 | 0 | 0 | 0 | 1 | 0 | 0 |  | 1 | 1 | 1 | 1 | 1 | 1 | 0 | 0 | 0 | 0 | 0 | 0 | 0 | 0 | 0 | 0 | 0 | 0 | 0 | 0 | 0 | 0 | 0 | 0 | 0 | 0 | 0 | 0 | 0 | 0 | 0
Tuesday | 8 | 9 | 6 | 5286 | 0 | 0 | 0 | 0 | 0 | 0 | 0 | 0 | 0 | 0 | 0 | 0 | 0 | 0 | 0 | 0 | 0 | 0 | 0 | 0 | 0 |  | 0 | 0 | 0 | 0 | 0 | 0 | 0 | 0 |  |  |  |  | 0 | 0 | 0 | 0 | 0 | 1 | 0 | 0 |  | 1 | 1 | 1 | 1 | 1 | 1 | 0 | 0 | 0 | 0 | 0 | 0 | 0 | 0 | 0 | 0 | 0 | 0 | 0 | 0 | 0 | 0 | 0 | 0 | 0 | 0 | 0 | 0 | 0 | 0 | 0
Tuesday | 8 | 9 | 7 | 5287 | 0 | 0 | 0 | 0 | 0 | 0 | 0 | 0 | 0 | 0 | 0 | 0 | 0 | 0 | 0 | 0 | 0 | 0 | 0 | 0 | 0 |  | 0 | 0 | 0 | 0 | 0 | 0 | 0 | 0 |  |  |  |  | 0 | 0 | 0 | 0 | 0 | 1 | 0 | 0 |  | 1 | 1 | 1 | 1 | 1 | 1 | 0 | 0 | 0 | 0 | 0 | 0 | 0 | 0 | 0 | 0 | 0 | 0 | 0 | 0 | 0 | 0 | 0 | 0 | 0 | 0 | 0 | 0 | 0 | 0 | 0
Tuesday | 8 | 9 | 8 | 5288 | 0 | 0 | 0 | 0 | 0 | 0 | 0 | 0 | 0 | 0 | 0 | 0 | 0 | 0 | 0 | 0 | 0 | 0 | 0 | 0 | 0 |  | 0 | 0 | 0 | 0 | 0 | 0 | 0 | 0 |  |  |  |  | 0 | 0 | 0 | 0 | 1 | 0 | 0 | 0 |  | 1 | 1 | 1 | #VALUE! | 1 | #VALUE! | 0 | 0 | 0 | 0 | 0 | 0 | 0 | 0 | 0 | 0 | 0 | 0 | 0 | 0 | 0 | 0 | 0 | 0 | 0 | 0 | 0 | 0 | 0 | 0 | 0
Tuesday | 8 | 9 | 9 | 5289 | 0 | 0 | 0 | 0 | 0 | 0 | 0 | 0 | 0 | 0 | 0 | 0 | 0 | 0 | 0 | 0 | 0 | 0 | 0 | 0 | 0 |  | 0 | 0 | 0 | 0 | 0 | 0 | 0 | 0 |  |  |  |  | 0 | 0 | 0 | 0 | 1 | 0 | 0 | 0 |  | 1 | 1 | 1 | #VALUE! | 1 | #VALUE! | 0 | 0 | 0 | 0 | 0 | 0 | 0 | 0 | 0 | 0 | 0 | 0 | 0 | 0 | 0 | 0 | 0 | 0 | 0 | 0 | 0 | 0 | 0 | 0 | 0
Tuesday | 8 | 9 | 10 | 5290 | 0 | 0 | 0 | 0 | 0 | 0 | 0 | 0 | 0 | 0 | 0 | 0 | 0 | 0 | 0 | 0 | 0 | 0 | 0 | 0 | 0 |  | 0 | 0 | 0 | 0 | 0 | 0 | 0 | 0 |  |  |  |  | 0 | 0 | 0 | 0 | 1 | 0 | 0 | 0 |  | 1 | 1 | 1 | #VALUE! | 1 | #VALUE! | 0 | 0 | 0 | 0 | 0 | 0 | 0 | 0 | 0 | 0 | 0 | 0 | 0 | 0 | 0 | 0 | 0 | 0 | 0 | 0 | 0 | 0 | 0 | 0 | 0
Tuesday | 8 | 9 | 11 | 5291 | 0 | 0 | 0 | 0 | 0 | 0 | 0 | 0 | 0 | 0 | 0 | 0 | 0 | 0 | 0 | 0 | 0 | 0 | 0 | 0 | 0 |  | 0 | 0 | 0 | 0 | 0 | 0 | 0 | 0 |  |  |  |  | 0 | 0 | 0 | 0 | 1 | 0 | 0 | 0 |  | 1 | 1 | 1 | #VALUE! | 1 | #VALUE! | 0 | 0 | 0 | 0 | 0 | 0 | 0 | 0 | 0 | 0 | 0 | 0 | 0 | 0 | 0 | 0 | 0 | 0 | 0 | 0 | 0 | 0 | 0 | 0 | 0
Tuesday | 8 | 9 | 12 | 5292 | 0 | 0 | 0 | 0 | 0 | 0 | 0 | 0 | 0 | 0 | 0 | 0 | 0 | 0 | 0 | 0 | 0 | 0 | 0 | 0 | 0 |  | 0 | 0 | 0 | 0 | 0 | 0 | 0 | 0 |  |  |  |  | 0 | 0 | 0 | 0 | 1 | 0 | 0 | 0 |  | 1 | 1 | 1 | #VALUE! | 1 | #VALUE! | 0 | 0 | 0 | 0 | 0 | 0 | 0 | 0 | 0 | 0 | 0 | 0 | 0 | 0 | 0 | 0 | 0 | 0 | 0 | 0 | 0 | 0 | 0 | 0 | 0
Tuesday | 8 | 9 | 13 | 5293 | 0 | 0 | 0 | 0 | 0 | 0 | 0 | 0 | 0 | 0 | 0 | 0 | 0 | 0 | 0 | 0 | 0 | 0 | 0 | 0 | 0 |  | 0 | 0 | 0 | 0 | 0 | 0 | 0 | 0 |  |  |  |  | 0 | 0 | 0 | 0 | 1 | 0 | 0 | 0 |  | 1 | 1 | 1 | #VALUE! | 1 | #VALUE! | 0 | 0 | 0 | 0 | 0 | 0 | 0 | 0 | 0 | 0 | 0 | 0 | 0 | 0 | 0 | 0 | 0 | 0 | 0 | 0 | 0 | 0 | 0 | 0 | 0
Tuesday | 8 | 9 | 14 | 5294 | 0 | 0 | 0 | 0 | 0 | 0 | 0 | 0 | 0 | 0 | 0 | 0 | 0 | 0 | 0 | 0 | 0 | 0 | 0 | 0 | 0 |  | 0 | 0 | 0 | 0 | 0 | 0 | 0 | 0 |  |  |  |  | 0 | 0 | 0 | 1 | 0 | 0 | 0 | 0 |  | 1 | 1 | #VALUE! | 1 | 1 | #VALUE! | 0 | 0 | 0 | 0 | 0 | 0 | 0 | 0 | 0 | 0 | 0 | 0 | 0 | 0 | 0 | 0 | 0 | 0 | 0 | 0 | 0 | 0 | 0 | 0 | 0
Tuesday | 8 | 9 | 15 | 5295 | 0 | 0 | 0 | 0 | 0 | 0 | 0 | 0 | 0 | 0 | 0 | 0 | 0 | 0 | 0 | 0 | 0 | 0 | 0 | 0 | 0 |  | 0 | 0 | 0 | 0 | 0 | 0 | 0 | 0 |  |  |  |  | 0 | 0 | 0 | 1 | 0 | 0 | 0 | 0 |  | 1 | 1 | #VALUE! | 1 | 1 | #VALUE! | 0 | 0 | 0 | 0 | 0 | 0 | 0 | 0 | 0 | 0 | 0 | 0 | 0 | 0 | 0 | 0 | 0 | 0 | 0 | 0 | 0 | 0 | 0 | 0 | 0
Tuesday | 8 | 9 | 16 | 5296 | 0 | 0 | 0 | 0 | 0 | 0 | 0 | 0 | 0 | 0 | 0 | 0 | 0 | 0 | 0 | 0 | 0 | 0 | 0 | 0 | 0 |  | 0 | 0 | 0 | 0 | 0 | 0 | 0 | 0 |  |  |  |  | 0 | 0 | 0 | 1 | 0 | 0 | 0 | 0 |  | 1 | 1 | #VALUE! | 1 | 1 | #VALUE! | 0 | 0 | 0 | 0 | 0 | 0 | 0 | 0 | 0 | 0 | 0 | 0 | 0 | 0 | 0 | 0 | 0 | 0 | 0 | 0 | 0 | 0 | 0 | 0 | 0
Tuesday | 8 | 9 | 17 | 5297 | 0 | 0 | 0 | 0 | 0 | 0 | 0 | 0 | 0 | 0 | 0 | 0 | 0 | 0 | 0 | 0 | 0 | 0 | 0 | 0 | 0 |  | 0 | 0 | 0 | 0 | 0 | 0 | 0 | 0 |  |  |  |  | 0 | 0 | 0 | 1 | 0 | 0 | 0 | 0 |  | 1 | 1 | #VALUE! | 1 | 1 | #VALUE! | 0 | 0 | 0 | 0 | 0 | 0 | 0 | 0 | 0 | 0 | 0 | 0 | 0 | 0 | 0 | 0 | 0 | 0 | 0 | 0 | 0 | 0 | 0 | 0 | 0
Tuesday | 8 | 9 | 18 | 5298 | 0 | 0 | 0 | 0 | 0 | 0 | 0 | 0 | 0 | 0 | 0 | 0 | 0 | 0 | 0 | 0 | 0 | 0 | 0 | 0 | 0 |  | 0 | 0 | 0 | 0 | 0 | 0 | 0 | 0 |  |  |  |  | 0 | 0 | 0 | 1 | 0 | 0 | 0 | 0 |  | 1 | 1 | #VALUE! | 1 | 1 | #VALUE! | 0 | 0 | 0 | 0 | 0 | 0 | 0 | 0 | 0 | 0 | 0 | 0 | 0 | 0 | 0 | 0 | 0 | 0 | 0 | 0 | 0 | 0 | 0 | 0 | 0
Tuesday | 8 | 9 | 19 | 5299 | 0 | 0 | 0 | 0 | 0 | 0 | 0 | 0 | 0 | 0 | 0 | 0 | 0 | 0 | 0 | 0 | 0 | 0 | 0 | 0 | 0 |  | 0 | 0 | 0 | 0 | 0 | 0 | 0 | 0 |  |  |  |  | 0 | 0 | 0 | 1 | 0 | 0 | 0 | 0 |  | 1 | 1 | #VALUE! | 1 | 1 | #VALUE! | 0 | 0 | 0 | 0 | 0 | 0 | 0 | 0 | 0 | 0 | 0 | 0 | 0 | 0 | 0 | 0 | 0 | 0 | 0 | 0 | 0 | 0 | 0 | 0 | 0
Tuesday | 8 | 9 | 20 | 5300 | 0 | 0 | 0 | 0 | 0 | 0 | 0 | 0 | 0 | 0 | 0 | 0 | 0 | 0 | 0 | 0 | 0 | 0 | 0 | 0 | 0 |  | 0 | 0 | 0 | 0 | 0 | 0 | 0 | 0 |  |  |  |  | 0 | 0 | 0 | 0 | 1 | 0 | 0 | 0 |  | 1 | 1 | 1 | #VALUE! | 1 | #VALUE! | 0 | 0 | 0 | 0 | 0 | 0 | 0 | 0 | 0 | 0 | 0 | 0 | 0 | 0 | 0 | 0 | 0 | 0 | 0 | 0 | 0 | 0 | 0 | 0 | 0
Tuesday | 8 | 9 | 21 | 5301 | 0 | 0 | 0 | 0 | 0 | 0 | 0 | 0 | 0 | 0 | 0 | 0 | 0 | 0 | 0 | 0 | 0 | 0 | 0 | 0 | 0 |  | 0 | 0 | 0 | 0 | 0 | 0 | 0 | 0 |  |  |  |  | 0 | 0 | 0 | 0 | 1 | 0 | 0 | 0 |  | 1 | 1 | 1 | #VALUE! | 1 | #VALUE! | 0 | 0 | 0 | 0 | 0 | 0 | 0 | 0 | 0 | 0 | 0 | 0 | 0 | 0 | 0 | 0 | 0 | 0 | 0 | 0 | 0 | 0 | 0 | 0 | 0
Tuesday | 8 | 9 | 22 | 5302 | 0 | 0 | 0 | 0 | 0 | 0 | 0 | 0 | 0 | 0 | 0 | 0 | 0 | 0 | 0 | 0 | 0 | 0 | 0 | 0 | 0 |  | 0 | 0 | 0 | 0 | 0 | 0 | 0 | 0 |  |  |  |  | 0 | 0 | 0 | 0 | 1 | 0 | 0 | 0 |  | 1 | 1 | 1 | #VALUE! | 1 | #VALUE! | 0 | 0 | 0 | 0 | 0 | 0 | 0 | 0 | 0 | 0 | 0 | 0 | 0 | 0 | 0 | 0 | 0 | 0 | 0 | 0 | 0 | 0 | 0 | 0 | 0
Tuesday | 8 | 9 | 23 | 5303 | 0 | 0 | 0 | 0 | 0 | 0 | 0 | 0 | 0 | 0 | 0 | 0 | 0 | 0 | 0 | 0 | 0 | 0 | 0 | 0 | 0 |  | 0 | 0 | 0 | 0 | 0 | 0 | 0 | 0 |  |  |  |  | 0 | 0 | 0 | 0 | 0 | 1 | 0 | 0 |  | 1 | 1 | 1 | 1 | 1 | 1 | 0 | 0 | 0 | 0 | 0 | 0 | 0 | 0 | 0 | 0 | 0 | 0 | 0 | 0 | 0 | 0 | 0 | 0 | 0 | 0 | 0 | 0 | 0 | 0 | 0
Tuesday | 8 | 9 | 24 | 5304 | 0 | 0 | 0 | 0 | 0 | 0 | 0 | 0 | 0 | 0 | 0 | 0 | 0 | 0 | 0 | 0 | 0 | 0 | 0 | 0 | 0 |  | 0 | 0 | 0 | 0 | 0 | 0 | 0 | 0 |  |  |  |  | 0 | 0 | 0 | 0 | 0 | 1 | 0 | 0 |  | 1 | 1 | 1 | 1 | 1 | 1 | 0 | 0 | 0 | 0 | 0 | 0 | 0 | 0 | 0 | 0 | 0 | 0 | 0 | 0 | 0 | 0 | 0 | 0 | 0 | 0 | 0 | 0 | 0 | 0 | 0
Wednesday | 8 | 10 | 1 | 5305 | 0 | 0 | 0 | 0 | 0 | 0 | 0 | 0 | 0 | 0 | 0 | 0 | 0 | 0 | 0 | 0 | 0 | 0 | 0 | 0 | 0 |  | 0 | 0 | 0 | 0 | 0 | 0 | 0 | 0 |  |  |  |  | 0 | 0 | 0 | 0 | 0 | 1 | 0 | 0 |  | 1 | 1 | 1 | 1 | 1 | 1 | 0 | 0 | 0 | 0 | 0 | 0 | 0 | 0 | 0 | 0 | 0 | 0 | 0 | 0 | 0 | 0 | 0 | 0 | 0 | 0 | 0 | 0 | 0 | 0 | 0
Wednesday | 8 | 10 | 2 | 5306 | 0 | 0 | 0 | 0 | 0 | 0 | 0 | 0 | 0 | 0 | 0 | 0 | 0 | 0 | 0 | 0 | 0 | 0 | 0 | 0 | 0 |  | 0 | 0 | 0 | 0 | 0 | 0 | 0 | 0 |  |  |  |  | 0 | 0 | 0 | 0 | 0 | 1 | 0 | 0 |  | 1 | 1 | 1 | 1 | 1 | 1 | 0 | 0 | 0 | 0 | 0 | 0 | 0 | 0 | 0 | 0 | 0 | 0 | 0 | 0 | 0 | 0 | 0 | 0 | 0 | 0 | 0 | 0 | 0 | 0 | 0
Wednesday | 8 | 10 | 3 | 5307 | 0 | 0 | 0 | 0 | 0 | 0 | 0 | 0 | 0 | 0 | 0 | 0 | 0 | 0 | 0 | 0 | 0 | 0 | 0 | 0 | 0 |  | 0 | 0 | 0 | 0 | 0 | 0 | 0 | 0 |  |  |  |  | 0 | 0 | 0 | 0 | 0 | 1 | 0 | 0 |  | 1 | 1 | 1 | 1 | 1 | 1 | 0 | 0 | 0 | 0 | 0 | 0 | 0 | 0 | 0 | 0 | 0 | 0 | 0 | 0 | 0 | 0 | 0 | 0 | 0 | 0 | 0 | 0 | 0 | 0 | 0
Wednesday | 8 | 10 | 4 | 5308 | 0 | 0 | 0 | 0 | 0 | 0 | 0 | 0 | 0 | 0 | 0 | 0 | 0 | 0 | 0 | 0 | 0 | 0 | 0 | 0 | 0 |  | 0 | 0 | 0 | 0 | 0 | 0 | 0 | 0 |  |  |  |  | 0 | 0 | 0 | 0 | 0 | 1 | 0 | 0 |  | 1 | 1 | 1 | 1 | 1 | 1 | 0 | 0 | 0 | 0 | 0 | 0 | 0 | 0 | 0 | 0 | 0 | 0 | 0 | 0 | 0 | 0 | 0 | 0 | 0 | 0 | 0 | 0 | 0 | 0 | 0
Wednesday | 8 | 10 | 5 | 5309 | 0 | 0 | 0 | 0 | 0 | 0 | 0 | 0 | 0 | 0 | 0 | 0 | 0 | 0 | 0 | 0 | 0 | 0 | 0 | 0 | 0 |  | 0 | 0 | 0 | 0 | 0 | 0 | 0 | 0 |  |  |  |  | 0 | 0 | 0 | 0 | 0 | 1 | 0 | 0 |  | 1 | 1 | 1 | 1 | 1 | 1 | 0 | 0 | 0 | 0 | 0 | 0 | 0 | 0 | 0 | 0 | 0 | 0 | 0 | 0 | 0 | 0 | 0 | 0 | 0 | 0 | 0 | 0 | 0 | 0 | 0
Wednesday | 8 | 10 | 6 | 5310 | 0 | 0 | 0 | 0 | 0 | 0 | 0 | 0 | 0 | 0 | 0 | 0 | 0 | 0 | 0 | 0 | 0 | 0 | 0 | 0 | 0 |  | 0 | 0 | 0 | 0 | 0 | 0 | 0 | 0 |  |  |  |  | 0 | 0 | 0 | 0 | 0 | 1 | 0 | 0 |  | 1 | 1 | 1 | 1 | 1 | 1 | 0 | 0 | 0 | 0 | 0 | 0 | 0 | 0 | 0 | 0 | 0 | 0 | 0 | 0 | 0 | 0 | 0 | 0 | 0 | 0 | 0 | 0 | 0 | 0 | 0
Wednesday | 8 | 10 | 7 | 5311 | 0 | 0 | 0 | 0 | 0 | 0 | 0 | 0 | 0 | 0 | 0 | 0 | 0 | 0 | 0 | 0 | 0 | 0 | 0 | 0 | 0 |  | 0 | 0 | 0 | 0 | 0 | 0 | 0 | 0 |  |  |  |  | 0 | 0 | 0 | 0 | 0 | 1 | 0 | 0 |  | 1 | 1 | 1 | 1 | 1 | 1 | 0 | 0 | 0 | 0 | 0 | 0 | 0 | 0 | 0 | 0 | 0 | 0 | 0 | 0 | 0 | 0 | 0 | 0 | 0 | 0 | 0 | 0 | 0 | 0 | 0
Wednesday | 8 | 10 | 8 | 5312 | 0 | 0 | 0 | 0 | 0 | 0 | 0 | 0 | 0 | 0 | 0 | 0 | 0 | 0 | 0 | 0 | 0 | 0 | 0 | 0 | 0 |  | 0 | 0 | 0 | 0 | 0 | 0 | 0 | 0 |  |  |  |  | 0 | 0 | 0 | 0 | 1 | 0 | 0 | 0 |  | 1 | 1 | 1 | #VALUE! | 1 | #VALUE! | 0 | 0 | 0 | 0 | 0 | 0 | 0 | 0 | 0 | 0 | 0 | 0 | 0 | 0 | 0 | 0 | 0 | 0 | 0 | 0 | 0 | 0 | 0 | 0 | 0
Wednesday | 8 | 10 | 9 | 5313 | 0 | 0 | 0 | 0 | 0 | 0 | 0 | 0 | 0 | 0 | 0 | 0 | 0 | 0 | 0 | 0 | 0 | 0 | 0 | 0 | 0 |  | 0 | 0 | 0 | 0 | 0 | 0 | 0 | 0 |  |  |  |  | 0 | 0 | 0 | 0 | 1 | 0 | 0 | 0 |  | 1 | 1 | 1 | #VALUE! | 1 | #VALUE! | 0 | 0 | 0 | 0 | 0 | 0 | 0 | 0 | 0 | 0 | 0 | 0 | 0 | 0 | 0 | 0 | 0 | 0 | 0 | 0 | 0 | 0 | 0 | 0 | 0
Wednesday | 8 | 10 | 10 | 5314 | 0 | 0 | 0 | 0 | 0 | 0 | 0 | 0 | 0 | 0 | 0 | 0 | 0 | 0 | 0 | 0 | 0 | 0 | 0 | 0 | 0 |  | 0 | 0 | 0 | 0 | 0 | 0 | 0 | 0 |  |  |  |  | 0 | 0 | 0 | 0 | 1 | 0 | 0 | 0 |  | 1 | 1 | 1 | #VALUE! | 1 | #VALUE! | 0 | 0 | 0 | 0 | 0 | 0 | 0 | 0 | 0 | 0 | 0 | 0 | 0 | 0 | 0 | 0 | 0 | 0 | 0 | 0 | 0 | 0 | 0 | 0 | 0
Wednesday | 8 | 10 | 11 | 5315 | 0 | 0 | 0 | 0 | 0 | 0 | 0 | 0 | 0 | 0 | 0 | 0 | 0 | 0 | 0 | 0 | 0 | 0 | 0 | 0 | 0 |  | 0 | 0 | 0 | 0 | 0 | 0 | 0 | 0 |  |  |  |  | 0 | 0 | 0 | 0 | 1 | 0 | 0 | 0 |  | 1 | 1 | 1 | #VALUE! | 1 | #VALUE! | 0 | 0 | 0 | 0 | 0 | 0 | 0 | 0 | 0 | 0 | 0 | 0 | 0 | 0 | 0 | 0 | 0 | 0 | 0 | 0 | 0 | 0 | 0 | 0 | 0
Wednesday | 8 | 10 | 12 | 5316 | 0 | 0 | 0 | 0 | 0 | 0 | 0 | 0 | 0 | 0 | 0 | 0 | 0 | 0 | 0 | 0 | 0 | 0 | 0 | 0 | 0 |  | 0 | 0 | 0 | 0 | 0 | 0 | 0 | 0 |  |  |  |  | 0 | 0 | 0 | 0 | 1 | 0 | 0 | 0 |  | 1 | 1 | 1 | #VALUE! | 1 | #VALUE! | 0 | 0 | 0 | 0 | 0 | 0 | 0 | 0 | 0 | 0 | 0 | 0 | 0 | 0 | 0 | 0 | 0 | 0 | 0 | 0 | 0 | 0 | 0 | 0 | 0
Wednesday | 8 | 10 | 13 | 5317 | 0 | 0 | 0 | 0 | 0 | 0 | 0 | 0 | 0 | 0 | 0 | 0 | 0 | 0 | 0 | 0 | 0 | 0 | 0 | 0 | 0 |  | 0 | 0 | 0 | 0 | 0 | 0 | 0 | 0 |  |  |  |  | 0 | 0 | 0 | 0 | 1 | 0 | 0 | 0 |  | 1 | 1 | 1 | #VALUE! | 1 | #VALUE! | 0 | 0 | 0 | 0 | 0 | 0 | 0 | 0 | 0 | 0 | 0 | 0 | 0 | 0 | 0 | 0 | 0 | 0 | 0 | 0 | 0 | 0 | 0 | 0 | 0
Wednesday | 8 | 10 | 14 | 5318 | 0 | 0 | 0 | 0 | 0 | 0 | 0 | 0 | 0 | 0 | 0 | 0 | 0 | 0 | 0 | 0 | 0 | 0 | 0 | 0 | 0 |  | 0 | 0 | 0 | 0 | 0 | 0 | 0 | 0 |  |  |  |  | 0 | 0 | 0 | 1 | 0 | 0 | 0 | 0 |  | 1 | 1 | #VALUE! | 1 | 1 | #VALUE! | 0 | 0 | 0 | 0 | 0 | 0 | 0 | 0 | 0 | 0 | 0 | 0 | 0 | 0 | 0 | 0 | 0 | 0 | 0 | 0 | 0 | 0 | 0 | 0 | 0
Wednesday | 8 | 10 | 15 | 5319 | 0 | 0 | 0 | 0 | 0 | 0 | 0 | 0 | 0 | 0 | 0 | 0 | 0 | 0 | 0 | 0 | 0 | 0 | 0 | 0 | 0 |  | 0 | 0 | 0 | 0 | 0 | 0 | 0 | 0 |  |  |  |  | 0 | 0 | 0 | 1 | 0 | 0 | 0 | 0 |  | 1 | 1 | #VALUE! | 1 | 1 | #VALUE! | 0 | 0 | 0 | 0 | 0 | 0 | 0 | 0 | 0 | 0 | 0 | 0 | 0 | 0 | 0 | 0 | 0 | 0 | 0 | 0 | 0 | 0 | 0 | 0 | 0
Wednesday | 8 | 10 | 16 | 5320 | 0 | 0 | 0 | 0 | 0 | 0 | 0 | 0 | 0 | 0 | 0 | 0 | 0 | 0 | 0 | 0 | 0 | 0 | 0 | 0 | 0 |  | 0 | 0 | 0 | 0 | 0 | 0 | 0 | 0 |  |  |  |  | 0 | 0 | 0 | 1 | 0 | 0 | 0 | 0 |  | 1 | 1 | #VALUE! | 1 | 1 | #VALUE! | 0 | 0 | 0 | 0 | 0 | 0 | 0 | 0 | 0 | 0 | 0 | 0 | 0 | 0 | 0 | 0 | 0 | 0 | 0 | 0 | 0 | 0 | 0 | 0 | 0
Wednesday | 8 | 10 | 17 | 5321 | 0 | 0 | 0 | 0 | 0 | 0 | 0 | 0 | 0 | 0 | 0 | 0 | 0 | 0 | 0 | 0 | 0 | 0 | 0 | 0 | 0 |  | 0 | 0 | 0 | 0 | 0 | 0 | 0 | 0 |  |  |  |  | 0 | 0 | 0 | 1 | 0 | 0 | 0 | 0 |  | 1 | 1 | #VALUE! | 1 | 1 | #VALUE! | 0 | 0 | 0 | 0 | 0 | 0 | 0 | 0 | 0 | 0 | 0 | 0 | 0 | 0 | 0 | 0 | 0 | 0 | 0 | 0 | 0 | 0 | 0 | 0 | 0
Wednesday | 8 | 10 | 18 | 5322 | 0 | 0 | 0 | 0 | 0 | 0 | 0 | 0 | 0 | 0 | 0 | 0 | 0 | 0 | 0 | 0 | 0 | 0 | 0 | 0 | 0 |  | 0 | 0 | 0 | 0 | 0 | 0 | 0 | 0 |  |  |  |  | 0 | 0 | 0 | 1 | 0 | 0 | 0 | 0 |  | 1 | 1 | #VALUE! | 1 | 1 | #VALUE! | 0 | 0 | 0 | 0 | 0 | 0 | 0 | 0 | 0 | 0 | 0 | 0 | 0 | 0 | 0 | 0 | 0 | 0 | 0 | 0 | 0 | 0 | 0 | 0 | 0
Wednesday | 8 | 10 | 19 | 5323 | 0 | 0 | 0 | 0 | 0 | 0 | 0 | 0 | 0 | 0 | 0 | 0 | 0 | 0 | 0 | 0 | 0 | 0 | 0 | 0 | 0 |  | 0 | 0 | 0 | 0 | 0 | 0 | 0 | 0 |  |  |  |  | 0 | 0 | 0 | 1 | 0 | 0 | 0 | 0 |  | 1 | 1 | #VALUE! | 1 | 1 | #VALUE! | 0 | 0 | 0 | 0 | 0 | 0 | 0 | 0 | 0 | 0 | 0 | 0 | 0 | 0 | 0 | 0 | 0 | 0 | 0 | 0 | 0 | 0 | 0 | 0 | 0
Wednesday | 8 | 10 | 20 | 5324 | 0 | 0 | 0 | 0 | 0 | 0 | 0 | 0 | 0 | 0 | 0 | 0 | 0 | 0 | 0 | 0 | 0 | 0 | 0 | 0 | 0 |  | 0 | 0 | 0 | 0 | 0 | 0 | 0 | 0 |  |  |  |  | 0 | 0 | 0 | 0 | 1 | 0 | 0 | 0 |  | 1 | 1 | 1 | #VALUE! | 1 | #VALUE! | 0 | 0 | 0 | 0 | 0 | 0 | 0 | 0 | 0 | 0 | 0 | 0 | 0 | 0 | 0 | 0 | 0 | 0 | 0 | 0 | 0 | 0 | 0 | 0 | 0
Wednesday | 8 | 10 | 21 | 5325 | 0 | 0 | 0 | 0 | 0 | 0 | 0 | 0 | 0 | 0 | 0 | 0 | 0 | 0 | 0 | 0 | 0 | 0 | 0 | 0 | 0 |  | 0 | 0 | 0 | 0 | 0 | 0 | 0 | 0 |  |  |  |  | 0 | 0 | 0 | 0 | 1 | 0 | 0 | 0 |  | 1 | 1 | 1 | #VALUE! | 1 | #VALUE! | 0 | 0 | 0 | 0 | 0 | 0 | 0 | 0 | 0 | 0 | 0 | 0 | 0 | 0 | 0 | 0 | 0 | 0 | 0 | 0 | 0 | 0 | 0 | 0 | 0
Wednesday | 8 | 10 | 22 | 5326 | 0 | 0 | 0 | 0 | 0 | 0 | 0 | 0 | 0 | 0 | 0 | 0 | 0 | 0 | 0 | 0 | 0 | 0 | 0 | 0 | 0 |  | 0 | 0 | 0 | 0 | 0 | 0 | 0 | 0 |  |  |  |  | 0 | 0 | 0 | 0 | 1 | 0 | 0 | 0 |  | 1 | 1 | 1 | #VALUE! | 1 | #VALUE! | 0 | 0 | 0 | 0 | 0 | 0 | 0 | 0 | 0 | 0 | 0 | 0 | 0 | 0 | 0 | 0 | 0 | 0 | 0 | 0 | 0 | 0 | 0 | 0 | 0
Wednesday | 8 | 10 | 23 | 5327 | 0 | 0 | 0 | 0 | 0 | 0 | 0 | 0 | 0 | 0 | 0 | 0 | 0 | 0 | 0 | 0 | 0 | 0 | 0 | 0 | 0 |  | 0 | 0 | 0 | 0 | 0 | 0 | 0 | 0 |  |  |  |  | 0 | 0 | 0 | 0 | 0 | 1 | 0 | 0 |  | 1 | 1 | 1 | 1 | 1 | 1 | 0 | 0 | 0 | 0 | 0 | 0 | 0 | 0 | 0 | 0 | 0 | 0 | 0 | 0 | 0 | 0 | 0 | 0 | 0 | 0 | 0 | 0 | 0 | 0 | 0
Wednesday | 8 | 10 | 24 | 5328 | 0 | 0 | 0 | 0 | 0 | 0 | 0 | 0 | 0 | 0 | 0 | 0 | 0 | 0 | 0 | 0 | 0 | 0 | 0 | 0 | 0 |  | 0 | 0 | 0 | 0 | 0 | 0 | 0 | 0 |  |  |  |  | 0 | 0 | 0 | 0 | 0 | 1 | 0 | 0 |  | 1 | 1 | 1 | 1 | 1 | 1 | 0 | 0 | 0 | 0 | 0 | 0 | 0 | 0 | 0 | 0 | 0 | 0 | 0 | 0 | 0 | 0 | 0 | 0 | 0 | 0 | 0 | 0 | 0 | 0 | 0
Thursday | 8 | 11 | 1 | 5329 | 0 | 0 | 0 | 0 | 0 | 0 | 0 | 0 | 0 | 0 | 0 | 0 | 0 | 0 | 0 | 0 | 0 | 0 | 0 | 0 | 0 |  | 0 | 0 | 0 | 0 | 0 | 0 | 0 | 0 |  |  |  |  | 0 | 0 | 0 | 0 | 0 | 1 | 0 | 0 |  | 1 | 1 | 1 | 1 | 1 | 1 | 0 | 0 | 0 | 0 | 0 | 0 | 0 | 0 | 0 | 0 | 0 | 0 | 0 | 0 | 0 | 0 | 0 | 0 | 0 | 0 | 0 | 0 | 0 | 0 | 0
Thursday | 8 | 11 | 2 | 5330 | 0 | 0 | 0 | 0 | 0 | 0 | 0 | 0 | 0 | 0 | 0 | 0 | 0 | 0 | 0 | 0 | 0 | 0 | 0 | 0 | 0 |  | 0 | 0 | 0 | 0 | 0 | 0 | 0 | 0 |  |  |  |  | 0 | 0 | 0 | 0 | 0 | 1 | 0 | 0 |  | 1 | 1 | 1 | 1 | 1 | 1 | 0 | 0 | 0 | 0 | 0 | 0 | 0 | 0 | 0 | 0 | 0 | 0 | 0 | 0 | 0 | 0 | 0 | 0 | 0 | 0 | 0 | 0 | 0 | 0 | 0
Thursday | 8 | 11 | 3 | 5331 | 0 | 0 | 0 | 0 | 0 | 0 | 0 | 0 | 0 | 0 | 0 | 0 | 0 | 0 | 0 | 0 | 0 | 0 | 0 | 0 | 0 |  | 0 | 0 | 0 | 0 | 0 | 0 | 0 | 0 |  |  |  |  | 0 | 0 | 0 | 0 | 0 | 1 | 0 | 0 |  | 1 | 1 | 1 | 1 | 1 | 1 | 0 | 0 | 0 | 0 | 0 | 0 | 0 | 0 | 0 | 0 | 0 | 0 | 0 | 0 | 0 | 0 | 0 | 0 | 0 | 0 | 0 | 0 | 0 | 0 | 0
Thursday | 8 | 11 | 4 | 5332 | 0 | 0 | 0 | 0 | 0 | 0 | 0 | 0 | 0 | 0 | 0 | 0 | 0 | 0 | 0 | 0 | 0 | 0 | 0 | 0 | 0 |  | 0 | 0 | 0 | 0 | 0 | 0 | 0 | 0 |  |  |  |  | 0 | 0 | 0 | 0 | 0 | 1 | 0 | 0 |  | 1 | 1 | 1 | 1 | 1 | 1 | 0 | 0 | 0 | 0 | 0 | 0 | 0 | 0 | 0 | 0 | 0 | 0 | 0 | 0 | 0 | 0 | 0 | 0 | 0 | 0 | 0 | 0 | 0 | 0 | 0
Thursday | 8 | 11 | 5 | 5333 | 0 | 0 | 0 | 0 | 0 | 0 | 0 | 0 | 0 | 0 | 0 | 0 | 0 | 0 | 0 | 0 | 0 | 0 | 0 | 0 | 0 |  | 0 | 0 | 0 | 0 | 0 | 0 | 0 | 0 |  |  |  |  | 0 | 0 | 0 | 0 | 0 | 1 | 0 | 0 |  | 1 | 1 | 1 | 1 | 1 | 1 | 0 | 0 | 0 | 0 | 0 | 0 | 0 | 0 | 0 | 0 | 0 | 0 | 0 | 0 | 0 | 0 | 0 | 0 | 0 | 0 | 0 | 0 | 0 | 0 | 0
Thursday | 8 | 11 | 6 | 5334 | 0 | 0 | 0 | 0 | 0 | 0 | 0 | 0 | 0 | 0 | 0 | 0 | 0 | 0 | 0 | 0 | 0 | 0 | 0 | 0 | 0 |  | 0 | 0 | 0 | 0 | 0 | 0 | 0 | 0 |  |  |  |  | 0 | 0 | 0 | 0 | 0 | 1 | 0 | 0 |  | 1 | 1 | 1 | 1 | 1 | 1 | 0 | 0 | 0 | 0 | 0 | 0 | 0 | 0 | 0 | 0 | 0 | 0 | 0 | 0 | 0 | 0 | 0 | 0 | 0 | 0 | 0 | 0 | 0 | 0 | 0
Thursday | 8 | 11 | 7 | 5335 | 0 | 0 | 0 | 0 | 0 | 0 | 0 | 0 | 0 | 0 | 0 | 0 | 0 | 0 | 0 | 0 | 0 | 0 | 0 | 0 | 0 |  | 0 | 0 | 0 | 0 | 0 | 0 | 0 | 0 |  |  |  |  | 0 | 0 | 0 | 0 | 0 | 1 | 0 | 0 |  | 1 | 1 | 1 | 1 | 1 | 1 | 0 | 0 | 0 | 0 | 0 | 0 | 0 | 0 | 0 | 0 | 0 | 0 | 0 | 0 | 0 | 0 | 0 | 0 | 0 | 0 | 0 | 0 | 0 | 0 | 0
Thursday | 8 | 11 | 8 | 5336 | 0 | 0 | 0 | 0 | 0 | 0 | 0 | 0 | 0 | 0 | 0 | 0 | 0 | 0 | 0 | 0 | 0 | 0 | 0 | 0 | 0 |  | 0 | 0 | 0 | 0 | 0 | 0 | 0 | 0 |  |  |  |  | 0 | 0 | 0 | 0 | 1 | 0 | 0 | 0 |  | 1 | 1 | 1 | #VALUE! | 1 | #VALUE! | 0 | 0 | 0 | 0 | 0 | 0 | 0 | 0 | 0 | 0 | 0 | 0 | 0 | 0 | 0 | 0 | 0 | 0 | 0 | 0 | 0 | 0 | 0 | 0 | 0
Thursday | 8 | 11 | 9 | 5337 | 0 | 0 | 0 | 0 | 0 | 0 | 0 | 0 | 0 | 0 | 0 | 0 | 0 | 0 | 0 | 0 | 0 | 0 | 0 | 0 | 0 |  | 0 | 0 | 0 | 0 | 0 | 0 | 0 | 0 |  |  |  |  | 0 | 0 | 0 | 0 | 1 | 0 | 0 | 0 |  | 1 | 1 | 1 | #VALUE! | 1 | #VALUE! | 0 | 0 | 0 | 0 | 0 | 0 | 0 | 0 | 0 | 0 | 0 | 0 | 0 | 0 | 0 | 0 | 0 | 0 | 0 | 0 | 0 | 0 | 0 | 0 | 0
Thursday | 8 | 11 | 10 | 5338 | 0 | 0 | 0 | 0 | 0 | 0 | 0 | 0 | 0 | 0 | 0 | 0 | 0 | 0 | 0 | 0 | 0 | 0 | 0 | 0 | 0 |  | 0 | 0 | 0 | 0 | 0 | 0 | 0 | 0 |  |  |  |  | 0 | 0 | 0 | 0 | 1 | 0 | 0 | 0 |  | 1 | 1 | 1 | #VALUE! | 1 | #VALUE! | 0 | 0 | 0 | 0 | 0 | 0 | 0 | 0 | 0 | 0 | 0 | 0 | 0 | 0 | 0 | 0 | 0 | 0 | 0 | 0 | 0 | 0 | 0 | 0 | 0
Thursday | 8 | 11 | 11 | 5339 | 0 | 0 | 0 | 0 | 0 | 0 | 0 | 0 | 0 | 0 | 0 | 0 | 0 | 0 | 0 | 0 | 0 | 0 | 0 | 0 | 0 |  | 0 | 0 | 0 | 0 | 0 | 0 | 0 | 0 |  |  |  |  | 0 | 0 | 0 | 0 | 1 | 0 | 0 | 0 |  | 1 | 1 | 1 | #VALUE! | 1 | #VALUE! | 0 | 0 | 0 | 0 | 0 | 0 | 0 | 0 | 0 | 0 | 0 | 0 | 0 | 0 | 0 | 0 | 0 | 0 | 0 | 0 | 0 | 0 | 0 | 0 | 0
Thursday | 8 | 11 | 12 | 5340 | 0 | 0 | 0 | 0 | 0 | 0 | 0 | 0 | 0 | 0 | 0 | 0 | 0 | 0 | 0 | 0 | 0 | 0 | 0 | 0 | 0 |  | 0 | 0 | 0 | 0 | 0 | 0 | 0 | 0 |  |  |  |  | 0 | 0 | 0 | 0 | 1 | 0 | 0 | 0 |  | 1 | 1 | 1 | #VALUE! | 1 | #VALUE! | 0 | 0 | 0 | 0 | 0 | 0 | 0 | 0 | 0 | 0 | 0 | 0 | 0 | 0 | 0 | 0 | 0 | 0 | 0 | 0 | 0 | 0 | 0 | 0 | 0
Thursday | 8 | 11 | 13 | 5341 | 0 | 0 | 0 | 0 | 0 | 0 | 0 | 0 | 0 | 0 | 0 | 0 | 0 | 0 | 0 | 0 | 0 | 0 | 0 | 0 | 0 |  | 0 | 0 | 0 | 0 | 0 | 0 | 0 | 0 |  |  |  |  | 0 | 0 | 0 | 0 | 1 | 0 | 0 | 0 |  | 1 | 1 | 1 | #VALUE! | 1 | #VALUE! | 0 | 0 | 0 | 0 | 0 | 0 | 0 | 0 | 0 | 0 | 0 | 0 | 0 | 0 | 0 | 0 | 0 | 0 | 0 | 0 | 0 | 0 | 0 | 0 | 0
Thursday | 8 | 11 | 14 | 5342 | 0 | 0 | 0 | 0 | 0 | 0 | 0 | 0 | 0 | 0 | 0 | 0 | 0 | 0 | 0 | 0 | 0 | 0 | 0 | 0 | 0 |  | 0 | 0 | 0 | 0 | 0 | 0 | 0 | 0 |  |  |  |  | 0 | 0 | 0 | 1 | 0 | 0 | 0 | 0 |  | 1 | 1 | #VALUE! | 1 | 1 | #VALUE! | 0 | 0 | 0 | 0 | 0 | 0 | 0 | 0 | 0 | 0 | 0 | 0 | 0 | 0 | 0 | 0 | 0 | 0 | 0 | 0 | 0 | 0 | 0 | 0 | 0
Thursday | 8 | 11 | 15 | 5343 | 0 | 0 | 0 | 0 | 0 | 0 | 0 | 0 | 0 | 0 | 0 | 0 | 0 | 0 | 0 | 0 | 0 | 0 | 0 | 0 | 0 |  | 0 | 0 | 0 | 0 | 0 | 0 | 0 | 0 |  |  |  |  | 0 | 0 | 0 | 1 | 0 | 0 | 0 | 0 |  | 1 | 1 | #VALUE! | 1 | 1 | #VALUE! | 0 | 0 | 0 | 0 | 0 | 0 | 0 | 0 | 0 | 0 | 0 | 0 | 0 | 0 | 0 | 0 | 0 | 0 | 0 | 0 | 0 | 0 | 0 | 0 | 0
Thursday | 8 | 11 | 16 | 5344 | 0 | 0 | 0 | 0 | 0 | 0 | 0 | 0 | 0 | 0 | 0 | 0 | 0 | 0 | 0 | 0 | 0 | 0 | 0 | 0 | 0 |  | 0 | 0 | 0 | 0 | 0 | 0 | 0 | 0 |  |  |  |  | 0 | 0 | 0 | 1 | 0 | 0 | 0 | 0 |  | 1 | 1 | #VALUE! | 1 | 1 | #VALUE! | 0 | 0 | 0 | 0 | 0 | 0 | 0 | 0 | 0 | 0 | 0 | 0 | 0 | 0 | 0 | 0 | 0 | 0 | 0 | 0 | 0 | 0 | 0 | 0 | 0
Thursday | 8 | 11 | 17 | 5345 | 0 | 0 | 0 | 0 | 0 | 0 | 0 | 0 | 0 | 0 | 0 | 0 | 0 | 0 | 0 | 0 | 0 | 0 | 0 | 0 | 0 |  | 0 | 0 | 0 | 0 | 0 | 0 | 0 | 0 |  |  |  |  | 0 | 0 | 0 | 1 | 0 | 0 | 0 | 0 |  | 1 | 1 | #VALUE! | 1 | 1 | #VALUE! | 0 | 0 | 0 | 0 | 0 | 0 | 0 | 0 | 0 | 0 | 0 | 0 | 0 | 0 | 0 | 0 | 0 | 0 | 0 | 0 | 0 | 0 | 0 | 0 | 0
Thursday | 8 | 11 | 18 | 5346 | 0 | 0 | 0 | 0 | 0 | 0 | 0 | 0 | 0 | 0 | 0 | 0 | 0 | 0 | 0 | 0 | 0 | 0 | 0 | 0 | 0 |  | 0 | 0 | 0 | 0 | 0 | 0 | 0 | 0 |  |  |  |  | 0 | 0 | 0 | 1 | 0 | 0 | 0 | 0 |  | 1 | 1 | #VALUE! | 1 | 1 | #VALUE! | 0 | 0 | 0 | 0 | 0 | 0 | 0 | 0 | 0 | 0 | 0 | 0 | 0 | 0 | 0 | 0 | 0 | 0 | 0 | 0 | 0 | 0 | 0 | 0 | 0
Thursday | 8 | 11 | 19 | 5347 | 0 | 0 | 0 | 0 | 0 | 0 | 0 | 0 | 0 | 0 | 0 | 0 | 0 | 0 | 0 | 0 | 0 | 0 | 0 | 0 | 0 |  | 0 | 0 | 0 | 0 | 0 | 0 | 0 | 0 |  |  |  |  | 0 | 0 | 0 | 1 | 0 | 0 | 0 | 0 |  | 1 | 1 | #VALUE! | 1 | 1 | #VALUE! | 0 | 0 | 0 | 0 | 0 | 0 | 0 | 0 | 0 | 0 | 0 | 0 | 0 | 0 | 0 | 0 | 0 | 0 | 0 | 0 | 0 | 0 | 0 | 0 | 0
Thursday | 8 | 11 | 20 | 5348 | 0 | 0 | 0 | 0 | 0 | 0 | 0 | 0 | 0 | 0 | 0 | 0 | 0 | 0 | 0 | 0 | 0 | 0 | 0 | 0 | 0 |  | 0 | 0 | 0 | 0 | 0 | 0 | 0 | 0 |  |  |  |  | 0 | 0 | 0 | 0 | 1 | 0 | 0 | 0 |  | 1 | 1 | 1 | #VALUE! | 1 | #VALUE! | 0 | 0 | 0 | 0 | 0 | 0 | 0 | 0 | 0 | 0 | 0 | 0 | 0 | 0 | 0 | 0 | 0 | 0 | 0 | 0 | 0 | 0 | 0 | 0 | 0
Thursday | 8 | 11 | 21 | 5349 | 0 | 0 | 0 | 0 | 0 | 0 | 0 | 0 | 0 | 0 | 0 | 0 | 0 | 0 | 0 | 0 | 0 | 0 | 0 | 0 | 0 |  | 0 | 0 | 0 | 0 | 0 | 0 | 0 | 0 |  |  |  |  | 0 | 0 | 0 | 0 | 1 | 0 | 0 | 0 |  | 1 | 1 | 1 | #VALUE! | 1 | #VALUE! | 0 | 0 | 0 | 0 | 0 | 0 | 0 | 0 | 0 | 0 | 0 | 0 | 0 | 0 | 0 | 0 | 0 | 0 | 0 | 0 | 0 | 0 | 0 | 0 | 0
Thursday | 8 | 11 | 22 | 5350 | 0 | 0 | 0 | 0 | 0 | 0 | 0 | 0 | 0 | 0 | 0 | 0 | 0 | 0 | 0 | 0 | 0 | 0 | 0 | 0 | 0 |  | 0 | 0 | 0 | 0 | 0 | 0 | 0 | 0 |  |  |  |  | 0 | 0 | 0 | 0 | 1 | 0 | 0 | 0 |  | 1 | 1 | 1 | #VALUE! | 1 | #VALUE! | 0 | 0 | 0 | 0 | 0 | 0 | 0 | 0 | 0 | 0 | 0 | 0 | 0 | 0 | 0 | 0 | 0 | 0 | 0 | 0 | 0 | 0 | 0 | 0 | 0
Thursday | 8 | 11 | 23 | 5351 | 0 | 0 | 0 | 0 | 0 | 0 | 0 | 0 | 0 | 0 | 0 | 0 | 0 | 0 | 0 | 0 | 0 | 0 | 0 | 0 | 0 |  | 0 | 0 | 0 | 0 | 0 | 0 | 0 | 0 |  |  |  |  | 0 | 0 | 0 | 0 | 0 | 1 | 0 | 0 |  | 1 | 1 | 1 | 1 | 1 | 1 | 0 | 0 | 0 | 0 | 0 | 0 | 0 | 0 | 0 | 0 | 0 | 0 | 0 | 0 | 0 | 0 | 0 | 0 | 0 | 0 | 0 | 0 | 0 | 0 | 0
Thursday | 8 | 11 | 24 | 5352 | 0 | 0 | 0 | 0 | 0 | 0 | 0 | 0 | 0 | 0 | 0 | 0 | 0 | 0 | 0 | 0 | 0 | 0 | 0 | 0 | 0 |  | 0 | 0 | 0 | 0 | 0 | 0 | 0 | 0 |  |  |  |  | 0 | 0 | 0 | 0 | 0 | 1 | 0 | 0 |  | 1 | 1 | 1 | 1 | 1 | 1 | 0 | 0 | 0 | 0 | 0 | 0 | 0 | 0 | 0 | 0 | 0 | 0 | 0 | 0 | 0 | 0 | 0 | 0 | 0 | 0 | 0 | 0 | 0 | 0 | 0
Friday | 8 | 12 | 1 | 5353 | 0 | 0 | 0 | 0 | 0 | 0 | 0 | 0 | 0 | 0 | 0 | 0 | 0 | 0 | 0 | 0 | 0 | 0 | 0 | 0 | 0 |  | 0 | 0 | 0 | 0 | 0 | 0 | 0 | 0 |  |  |  |  | 0 | 0 | 0 | 0 | 0 | 1 | 0 | 0 |  | 1 | 1 | 1 | 1 | 1 | 1 | 0 | 0 | 0 | 0 | 0 | 0 | 0 | 0 | 0 | 0 | 0 | 0 | 0 | 0 | 0 | 0 | 0 | 0 | 0 | 0 | 0 | 0 | 0 | 0 | 0
Friday | 8 | 12 | 2 | 5354 | 0 | 0 | 0 | 0 | 0 | 0 | 0 | 0 | 0 | 0 | 0 | 0 | 0 | 0 | 0 | 0 | 0 | 0 | 0 | 0 | 0 |  | 0 | 0 | 0 | 0 | 0 | 0 | 0 | 0 |  |  |  |  | 0 | 0 | 0 | 0 | 0 | 1 | 0 | 0 |  | 1 | 1 | 1 | 1 | 1 | 1 | 0 | 0 | 0 | 0 | 0 | 0 | 0 | 0 | 0 | 0 | 0 | 0 | 0 | 0 | 0 | 0 | 0 | 0 | 0 | 0 | 0 | 0 | 0 | 0 | 0
Friday | 8 | 12 | 3 | 5355 | 0 | 0 | 0 | 0 | 0 | 0 | 0 | 0 | 0 | 0 | 0 | 0 | 0 | 0 | 0 | 0 | 0 | 0 | 0 | 0 | 0 |  | 0 | 0 | 0 | 0 | 0 | 0 | 0 | 0 |  |  |  |  | 0 | 0 | 0 | 0 | 0 | 1 | 0 | 0 |  | 1 | 1 | 1 | 1 | 1 | 1 | 0 | 0 | 0 | 0 | 0 | 0 | 0 | 0 | 0 | 0 | 0 | 0 | 0 | 0 | 0 | 0 | 0 | 0 | 0 | 0 | 0 | 0 | 0 | 0 | 0
Friday | 8 | 12 | 4 | 5356 | 0 | 0 | 0 | 0 | 0 | 0 | 0 | 0 | 0 | 0 | 0 | 0 | 0 | 0 | 0 | 0 | 0 | 0 | 0 | 0 | 0 |  | 0 | 0 | 0 | 0 | 0 | 0 | 0 | 0 |  |  |  |  | 0 | 0 | 0 | 0 | 0 | 1 | 0 | 0 |  | 1 | 1 | 1 | 1 | 1 | 1 | 0 | 0 | 0 | 0 | 0 | 0 | 0 | 0 | 0 | 0 | 0 | 0 | 0 | 0 | 0 | 0 | 0 | 0 | 0 | 0 | 0 | 0 | 0 | 0 | 0
Friday | 8 | 12 | 5 | 5357 | 0 | 0 | 0 | 0 | 0 | 0 | 0 | 0 | 0 | 0 | 0 | 0 | 0 | 0 | 0 | 0 | 0 | 0 | 0 | 0 | 0 |  | 0 | 0 | 0 | 0 | 0 | 0 | 0 | 0 |  |  |  |  | 0 | 0 | 0 | 0 | 0 | 1 | 0 | 0 |  | 1 | 1 | 1 | 1 | 1 | 1 | 0 | 0 | 0 | 0 | 0 | 0 | 0 | 0 | 0 | 0 | 0 | 0 | 0 | 0 | 0 | 0 | 0 | 0 | 0 | 0 | 0 | 0 | 0 | 0 | 0
Friday | 8 | 12 | 6 | 5358 | 0 | 0 | 0 | 0 | 0 | 0 | 0 | 0 | 0 | 0 | 0 | 0 | 0 | 0 | 0 | 0 | 0 | 0 | 0 | 0 | 0 |  | 0 | 0 | 0 | 0 | 0 | 0 | 0 | 0 |  |  |  |  | 0 | 0 | 0 | 0 | 0 | 1 | 0 | 0 |  | 1 | 1 | 1 | 1 | 1 | 1 | 0 | 0 | 0 | 0 | 0 | 0 | 0 | 0 | 0 | 0 | 0 | 0 | 0 | 0 | 0 | 0 | 0 | 0 | 0 | 0 | 0 | 0 | 0 | 0 | 0
Friday | 8 | 12 | 7 | 5359 | 0 | 0 | 0 | 0 | 0 | 0 | 0 | 0 | 0 | 0 | 0 | 0 | 0 | 0 | 0 | 0 | 0 | 0 | 0 | 0 | 0 |  | 0 | 0 | 0 | 0 | 0 | 0 | 0 | 0 |  |  |  |  | 0 | 0 | 0 | 0 | 0 | 1 | 0 | 0 |  | 1 | 1 | 1 | 1 | 1 | 1 | 0 | 0 | 0 | 0 | 0 | 0 | 0 | 0 | 0 | 0 | 0 | 0 | 0 | 0 | 0 | 0 | 0 | 0 | 0 | 0 | 0 | 0 | 0 | 0 | 0
Friday | 8 | 12 | 8 | 5360 | 0 | 0 | 0 | 0 | 0 | 0 | 0 | 0 | 0 | 0 | 0 | 0 | 0 | 0 | 0 | 0 | 0 | 0 | 0 | 0 | 0 |  | 0 | 0 | 0 | 0 | 0 | 0 | 0 | 0 |  |  |  |  | 0 | 0 | 0 | 0 | 1 | 0 | 0 | 0 |  | 1 | 1 | 1 | #VALUE! | 1 | #VALUE! | 0 | 0 | 0 | 0 | 0 | 0 | 0 | 0 | 0 | 0 | 0 | 0 | 0 | 0 | 0 | 0 | 0 | 0 | 0 | 0 | 0 | 0 | 0 | 0 | 0
Friday | 8 | 12 | 9 | 5361 | 0 | 0 | 0 | 0 | 0 | 0 | 0 | 0 | 0 | 0 | 0 | 0 | 0 | 0 | 0 | 0 | 0 | 0 | 0 | 0 | 0 |  | 0 | 0 | 0 | 0 | 0 | 0 | 0 | 0 |  |  |  |  | 0 | 0 | 0 | 0 | 1 | 0 | 0 | 0 |  | 1 | 1 | 1 | #VALUE! | 1 | #VALUE! | 0 | 0 | 0 | 0 | 0 | 0 | 0 | 0 | 0 | 0 | 0 | 0 | 0 | 0 | 0 | 0 | 0 | 0 | 0 | 0 | 0 | 0 | 0 | 0 | 0
Friday | 8 | 12 | 10 | 5362 | 0 | 0 | 0 | 0 | 0 | 0 | 0 | 0 | 0 | 0 | 0 | 0 | 0 | 0 | 0 | 0 | 0 | 0 | 0 | 0 | 0 |  | 0 | 0 | 0 | 0 | 0 | 0 | 0 | 0 |  |  |  |  | 0 | 0 | 0 | 0 | 1 | 0 | 0 | 0 |  | 1 | 1 | 1 | #VALUE! | 1 | #VALUE! | 0 | 0 | 0 | 0 | 0 | 0 | 0 | 0 | 0 | 0 | 0 | 0 | 0 | 0 | 0 | 0 | 0 | 0 | 0 | 0 | 0 | 0 | 0 | 0 | 0
Friday | 8 | 12 | 11 | 5363 | 0 | 0 | 0 | 0 | 0 | 0 | 0 | 0 | 0 | 0 | 0 | 0 | 0 | 0 | 0 | 0 | 0 | 0 | 0 | 0 | 0 |  | 0 | 0 | 0 | 0 | 0 | 0 | 0 | 0 |  |  |  |  | 0 | 0 | 0 | 0 | 1 | 0 | 0 | 0 |  | 1 | 1 | 1 | #VALUE! | 1 | #VALUE! | 0 | 0 | 0 | 0 | 0 | 0 | 0 | 0 | 0 | 0 | 0 | 0 | 0 | 0 | 0 | 0 | 0 | 0 | 0 | 0 | 0 | 0 | 0 | 0 | 0
Friday | 8 | 12 | 12 | 5364 | 0 | 0 | 0 | 0 | 0 | 0 | 0 | 0 | 0 | 0 | 0 | 0 | 0 | 0 | 0 | 0 | 0 | 0 | 0 | 0 | 0 |  | 0 | 0 | 0 | 0 | 0 | 0 | 0 | 0 |  |  |  |  | 0 | 0 | 0 | 0 | 1 | 0 | 0 | 0 |  | 1 | 1 | 1 | #VALUE! | 1 | #VALUE! | 0 | 0 | 0 | 0 | 0 | 0 | 0 | 0 | 0 | 0 | 0 | 0 | 0 | 0 | 0 | 0 | 0 | 0 | 0 | 0 | 0 | 0 | 0 | 0 | 0
Friday | 8 | 12 | 13 | 5365 | 0 | 0 | 0 | 0 | 0 | 0 | 0 | 0 | 0 | 0 | 0 | 0 | 0 | 0 | 0 | 0 | 0 | 0 | 0 | 0 | 0 |  | 0 | 0 | 0 | 0 | 0 | 0 | 0 | 0 |  |  |  |  | 0 | 0 | 0 | 0 | 1 | 0 | 0 | 0 |  | 1 | 1 | 1 | #VALUE! | 1 | #VALUE! | 0 | 0 | 0 | 0 | 0 | 0 | 0 | 0 | 0 | 0 | 0 | 0 | 0 | 0 | 0 | 0 | 0 | 0 | 0 | 0 | 0 | 0 | 0 | 0 | 0
Friday | 8 | 12 | 14 | 5366 | 0 | 0 | 0 | 0 | 0 | 0 | 0 | 0 | 0 | 0 | 0 | 0 | 0 | 0 | 0 | 0 | 0 | 0 | 0 | 0 | 0 |  | 0 | 0 | 0 | 0 | 0 | 0 | 0 | 0 |  |  |  |  | 0 | 0 | 0 | 1 | 0 | 0 | 0 | 0 |  | 1 | 1 | #VALUE! | 1 | 1 | #VALUE! | 0 | 0 | 0 | 0 | 0 | 0 | 0 | 0 | 0 | 0 | 0 | 0 | 0 | 0 | 0 | 0 | 0 | 0 | 0 | 0 | 0 | 0 | 0 | 0 | 0
Friday | 8 | 12 | 15 | 5367 | 0 | 0 | 0 | 0 | 0 | 0 | 0 | 0 | 0 | 0 | 0 | 0 | 0 | 0 | 0 | 0 | 0 | 0 | 0 | 0 | 0 |  | 0 | 0 | 0 | 0 | 0 | 0 | 0 | 0 |  |  |  |  | 0 | 0 | 0 | 1 | 0 | 0 | 0 | 0 |  | 1 | 1 | #VALUE! | 1 | 1 | #VALUE! | 0 | 0 | 0 | 0 | 0 | 0 | 0 | 0 | 0 | 0 | 0 | 0 | 0 | 0 | 0 | 0 | 0 | 0 | 0 | 0 | 0 | 0 | 0 | 0 | 0
Friday | 8 | 12 | 16 | 5368 | 0 | 0 | 0 | 0 | 0 | 0 | 0 | 0 | 0 | 0 | 0 | 0 | 0 | 0 | 0 | 0 | 0 | 0 | 0 | 0 | 0 |  | 0 | 0 | 0 | 0 | 0 | 0 | 0 | 0 |  |  |  |  | 0 | 0 | 0 | 1 | 0 | 0 | 0 | 0 |  | 1 | 1 | #VALUE! | 1 | 1 | #VALUE! | 0 | 0 | 0 | 0 | 0 | 0 | 0 | 0 | 0 | 0 | 0 | 0 | 0 | 0 | 0 | 0 | 0 | 0 | 0 | 0 | 0 | 0 | 0 | 0 | 0
Friday | 8 | 12 | 17 | 5369 | 0 | 0 | 0 | 0 | 0 | 0 | 0 | 0 | 0 | 0 | 0 | 0 | 0 | 0 | 0 | 0 | 0 | 0 | 0 | 0 | 0 |  | 0 | 0 | 0 | 0 | 0 | 0 | 0 | 0 |  |  |  |  | 0 | 0 | 0 | 1 | 0 | 0 | 0 | 0 |  | 1 | 1 | #VALUE! | 1 | 1 | #VALUE! | 0 | 0 | 0 | 0 | 0 | 0 | 0 | 0 | 0 | 0 | 0 | 0 | 0 | 0 | 0 | 0 | 0 | 0 | 0 | 0 | 0 | 0 | 0 | 0 | 0
Friday | 8 | 12 | 18 | 5370 | 0 | 0 | 0 | 0 | 0 | 0 | 0 | 0 | 0 | 0 | 0 | 0 | 0 | 0 | 0 | 0 | 0 | 0 | 0 | 0 | 0 |  | 0 | 0 | 0 | 0 | 0 | 0 | 0 | 0 |  |  |  |  | 0 | 0 | 0 | 1 | 0 | 0 | 0 | 0 |  | 1 | 1 | #VALUE! | 1 | 1 | #VALUE! | 0 | 0 | 0 | 0 | 0 | 0 | 0 | 0 | 0 | 0 | 0 | 0 | 0 | 0 | 0 | 0 | 0 | 0 | 0 | 0 | 0 | 0 | 0 | 0 | 0
Friday | 8 | 12 | 19 | 5371 | 0 | 0 | 0 | 0 | 0 | 0 | 0 | 0 | 0 | 0 | 0 | 0 | 0 | 0 | 0 | 0 | 0 | 0 | 0 | 0 | 0 |  | 0 | 0 | 0 | 0 | 0 | 0 | 0 | 0 |  |  |  |  | 0 | 0 | 0 | 1 | 0 | 0 | 0 | 0 |  | 1 | 1 | #VALUE! | 1 | 1 | #VALUE! | 0 | 0 | 0 | 0 | 0 | 0 | 0 | 0 | 0 | 0 | 0 | 0 | 0 | 0 | 0 | 0 | 0 | 0 | 0 | 0 | 0 | 0 | 0 | 0 | 0
Friday | 8 | 12 | 20 | 5372 | 0 | 0 | 0 | 0 | 0 | 0 | 0 | 0 | 0 | 0 | 0 | 0 | 0 | 0 | 0 | 0 | 0 | 0 | 0 | 0 | 0 |  | 0 | 0 | 0 | 0 | 0 | 0 | 0 | 0 |  |  |  |  | 0 | 0 | 0 | 0 | 1 | 0 | 0 | 0 |  | 1 | 1 | 1 | #VALUE! | 1 | #VALUE! | 0 | 0 | 0 | 0 | 0 | 0 | 0 | 0 | 0 | 0 | 0 | 0 | 0 | 0 | 0 | 0 | 0 | 0 | 0 | 0 | 0 | 0 | 0 | 0 | 0
Friday | 8 | 12 | 21 | 5373 | 0 | 0 | 0 | 0 | 0 | 0 | 0 | 0 | 0 | 0 | 0 | 0 | 0 | 0 | 0 | 0 | 0 | 0 | 0 | 0 | 0 |  | 0 | 0 | 0 | 0 | 0 | 0 | 0 | 0 |  |  |  |  | 0 | 0 | 0 | 0 | 1 | 0 | 0 | 0 |  | 1 | 1 | 1 | #VALUE! | 1 | #VALUE! | 0 | 0 | 0 | 0 | 0 | 0 | 0 | 0 | 0 | 0 | 0 | 0 | 0 | 0 | 0 | 0 | 0 | 0 | 0 | 0 | 0 | 0 | 0 | 0 | 0
Friday | 8 | 12 | 22 | 5374 | 0 | 0 | 0 | 0 | 0 | 0 | 0 | 0 | 0 | 0 | 0 | 0 | 0 | 0 | 0 | 0 | 0 | 0 | 0 | 0 | 0 |  | 0 | 0 | 0 | 0 | 0 | 0 | 0 | 0 |  |  |  |  | 0 | 0 | 0 | 0 | 1 | 0 | 0 | 0 |  | 1 | 1 | 1 | #VALUE! | 1 | #VALUE! | 0 | 0 | 0 | 0 | 0 | 0 | 0 | 0 | 0 | 0 | 0 | 0 | 0 | 0 | 0 | 0 | 0 | 0 | 0 | 0 | 0 | 0 | 0 | 0 | 0
Friday | 8 | 12 | 23 | 5375 | 0 | 0 | 0 | 0 | 0 | 0 | 0 | 0 | 0 | 0 | 0 | 0 | 0 | 0 | 0 | 0 | 0 | 0 | 0 | 0 | 0 |  | 0 | 0 | 0 | 0 | 0 | 0 | 0 | 0 |  |  |  |  | 0 | 0 | 0 | 0 | 0 | 1 | 0 | 0 |  | 1 | 1 | 1 | 1 | 1 | 1 | 0 | 0 | 0 | 0 | 0 | 0 | 0 | 0 | 0 | 0 | 0 | 0 | 0 | 0 | 0 | 0 | 0 | 0 | 0 | 0 | 0 | 0 | 0 | 0 | 0
Friday | 8 | 12 | 24 | 5376 | 0 | 0 | 0 | 0 | 0 | 0 | 0 | 0 | 0 | 0 | 0 | 0 | 0 | 0 | 0 | 0 | 0 | 0 | 0 | 0 | 0 |  | 0 | 0 | 0 | 0 | 0 | 0 | 0 | 0 |  |  |  |  | 0 | 0 | 0 | 0 | 0 | 1 | 0 | 0 |  | 1 | 1 | 1 | 1 | 1 | 1 | 0 | 0 | 0 | 0 | 0 | 0 | 0 | 0 | 0 | 0 | 0 | 0 | 0 | 0 | 0 | 0 | 0 | 0 | 0 | 0 | 0 | 0 | 0 | 0 | 0
Saturday | 8 | 13 | 1 | 5377 | 0 | 0 | 0 | 0 | 0 | 0 | 0 | 0 | 0 | 0 | 0 | 0 | 0 | 0 | 0 | 0 | 0 | 0 | 0 | 0 | 0 |  | 0 | 0 | 0 | 0 | 0 | 0 | 0 | 0 |  |  |  |  | 0 | 0 | 0 | 0 | 0 | 1 | 0 | 0 |  | 1 | 1 | 1 | 1 | 1 | 1 | 0 | 0 | 0 | 0 | 0 | 0 | 0 | 0 | 0 | 0 | 0 | 0 | 0 | 0 | 0 | 0 | 0 | 0 | 0 | 0 | 0 | 0 | 0 | 0 | 0
Saturday | 8 | 13 | 2 | 5378 | 0 | 0 | 0 | 0 | 0 | 0 | 0 | 0 | 0 | 0 | 0 | 0 | 0 | 0 | 0 | 0 | 0 | 0 | 0 | 0 | 0 |  | 0 | 0 | 0 | 0 | 0 | 0 | 0 | 0 |  |  |  |  | 0 | 0 | 0 | 0 | 0 | 1 | 0 | 0 |  | 1 | 1 | 1 | 1 | 1 | 1 | 0 | 0 | 0 | 0 | 0 | 0 | 0 | 0 | 0 | 0 | 0 | 0 | 0 | 0 | 0 | 0 | 0 | 0 | 0 | 0 | 0 | 0 | 0 | 0 | 0
Saturday | 8 | 13 | 3 | 5379 | 0 | 0 | 0 | 0 | 0 | 0 | 0 | 0 | 0 | 0 | 0 | 0 | 0 | 0 | 0 | 0 | 0 | 0 | 0 | 0 | 0 |  | 0 | 0 | 0 | 0 | 0 | 0 | 0 | 0 |  |  |  |  | 0 | 0 | 0 | 0 | 0 | 1 | 0 | 0 |  | 1 | 1 | 1 | 1 | 1 | 1 | 0 | 0 | 0 | 0 | 0 | 0 | 0 | 0 | 0 | 0 | 0 | 0 | 0 | 0 | 0 | 0 | 0 | 0 | 0 | 0 | 0 | 0 | 0 | 0 | 0
Saturday | 8 | 13 | 4 | 5380 | 0 | 0 | 0 | 0 | 0 | 0 | 0 | 0 | 0 | 0 | 0 | 0 | 0 | 0 | 0 | 0 | 0 | 0 | 0 | 0 | 0 |  | 0 | 0 | 0 | 0 | 0 | 0 | 0 | 0 |  |  |  |  | 0 | 0 | 0 | 0 | 0 | 1 | 0 | 0 |  | 1 | 1 | 1 | 1 | 1 | 1 | 0 | 0 | 0 | 0 | 0 | 0 | 0 | 0 | 0 | 0 | 0 | 0 | 0 | 0 | 0 | 0 | 0 | 0 | 0 | 0 | 0 | 0 | 0 | 0 | 0
Saturday | 8 | 13 | 5 | 5381 | 0 | 0 | 0 | 0 | 0 | 0 | 0 | 0 | 0 | 0 | 0 | 0 | 0 | 0 | 0 | 0 | 0 | 0 | 0 | 0 | 0 |  | 0 | 0 | 0 | 0 | 0 | 0 | 0 | 0 |  |  |  |  | 0 | 0 | 0 | 0 | 0 | 1 | 0 | 0 |  | 1 | 1 | 1 | 1 | 1 | 1 | 0 | 0 | 0 | 0 | 0 | 0 | 0 | 0 | 0 | 0 | 0 | 0 | 0 | 0 | 0 | 0 | 0 | 0 | 0 | 0 | 0 | 0 | 0 | 0 | 0
Saturday | 8 | 13 | 6 | 5382 | 0 | 0 | 0 | 0 | 0 | 0 | 0 | 0 | 0 | 0 | 0 | 0 | 0 | 0 | 0 | 0 | 0 | 0 | 0 | 0 | 0 |  | 0 | 0 | 0 | 0 | 0 | 0 | 0 | 0 |  |  |  |  | 0 | 0 | 0 | 0 | 0 | 1 | 0 | 0 |  | 1 | 1 | 1 | 1 | 1 | 1 | 0 | 0 | 0 | 0 | 0 | 0 | 0 | 0 | 0 | 0 | 0 | 0 | 0 | 0 | 0 | 0 | 0 | 0 | 0 | 0 | 0 | 0 | 0 | 0 | 0
Saturday | 8 | 13 | 7 | 5383 | 0 | 0 | 0 | 0 | 0 | 0 | 0 | 0 | 0 | 0 | 0 | 0 | 0 | 0 | 0 | 0 | 0 | 0 | 0 | 0 | 0 |  | 0 | 0 | 0 | 0 | 0 | 0 | 0 | 0 |  |  |  |  | 0 | 0 | 0 | 0 | 0 | 1 | 0 | 0 |  | 1 | 1 | 1 | 1 | 1 | 1 | 0 | 0 | 0 | 0 | 0 | 0 | 0 | 0 | 0 | 0 | 0 | 0 | 0 | 0 | 0 | 0 | 0 | 0 | 0 | 0 | 0 | 0 | 0 | 0 | 0
Saturday | 8 | 13 | 8 | 5384 | 0 | 0 | 0 | 0 | 0 | 0 | 0 | 0 | 0 | 0 | 0 | 0 | 0 | 0 | 0 | 0 | 0 | 0 | 0 | 0 | 0 |  | 0 | 0 | 0 | 0 | 0 | 0 | 0 | 0 |  |  |  |  | 0 | 0 | 0 | 0 | 0 | 1 | 0 | 0 |  | 1 | 1 | 1 | 1 | 1 | 1 | 0 | 0 | 0 | 0 | 0 | 0 | 0 | 0 | 0 | 0 | 0 | 0 | 0 | 0 | 0 | 0 | 0 | 0 | 0 | 0 | 0 | 0 | 0 | 0 | 0
Saturday | 8 | 13 | 9 | 5385 | 0 | 0 | 0 | 0 | 0 | 0 | 0 | 0 | 0 | 0 | 0 | 0 | 0 | 0 | 0 | 0 | 0 | 0 | 0 | 0 | 0 |  | 0 | 0 | 0 | 0 | 0 | 0 | 0 | 0 |  |  |  |  | 0 | 0 | 0 | 0 | 0 | 1 | 0 | 0 |  | 1 | 1 | 1 | 1 | 1 | 1 | 0 | 0 | 0 | 0 | 0 | 0 | 0 | 0 | 0 | 0 | 0 | 0 | 0 | 0 | 0 | 0 | 0 | 0 | 0 | 0 | 0 | 0 | 0 | 0 | 0
Saturday | 8 | 13 | 10 | 5386 | 0 | 0 | 0 | 0 | 0 | 0 | 0 | 0 | 0 | 0 | 0 | 0 | 0 | 0 | 0 | 0 | 0 | 0 | 0 | 0 | 0 |  | 0 | 0 | 0 | 0 | 0 | 0 | 0 | 0 |  |  |  |  | 0 | 0 | 0 | 0 | 0 | 1 | 0 | 0 |  | 1 | 1 | 1 | 1 | 1 | 1 | 0 | 0 | 0 | 0 | 0 | 0 | 0 | 0 | 0 | 0 | 0 | 0 | 0 | 0 | 0 | 0 | 0 | 0 | 0 | 0 | 0 | 0 | 0 | 0 | 0
Saturday | 8 | 13 | 11 | 5387 | 0 | 0 | 0 | 0 | 0 | 0 | 0 | 0 | 0 | 0 | 0 | 0 | 0 | 0 | 0 | 0 | 0 | 0 | 0 | 0 | 0 |  | 0 | 0 | 0 | 0 | 0 | 0 | 0 | 0 |  |  |  |  | 0 | 0 | 0 | 0 | 0 | 1 | 0 | 0 |  | 1 | 1 | 1 | 1 | 1 | 1 | 0 | 0 | 0 | 0 | 0 | 0 | 0 | 0 | 0 | 0 | 0 | 0 | 0 | 0 | 0 | 0 | 0 | 0 | 0 | 0 | 0 | 0 | 0 | 0 | 0
Saturday | 8 | 13 | 12 | 5388 | 0 | 0 | 0 | 0 | 0 | 0 | 0 | 0 | 0 | 0 | 0 | 0 | 0 | 0 | 0 | 0 | 0 | 0 | 0 | 0 | 0 |  | 0 | 0 | 0 | 0 | 0 | 0 | 0 | 0 |  |  |  |  | 0 | 0 | 0 | 0 | 0 | 1 | 0 | 0 |  | 1 | 1 | 1 | 1 | 1 | 1 | 0 | 0 | 0 | 0 | 0 | 0 | 0 | 0 | 0 | 0 | 0 | 0 | 0 | 0 | 0 | 0 | 0 | 0 | 0 | 0 | 0 | 0 | 0 | 0 | 0
Saturday | 8 | 13 | 13 | 5389 | 0 | 0 | 0 | 0 | 0 | 0 | 0 | 0 | 0 | 0 | 0 | 0 | 0 | 0 | 0 | 0 | 0 | 0 | 0 | 0 | 0 |  | 0 | 0 | 0 | 0 | 0 | 0 | 0 | 0 |  |  |  |  | 0 | 0 | 0 | 0 | 0 | 1 | 0 | 0 |  | 1 | 1 | 1 | 1 | 1 | 1 | 0 | 0 | 0 | 0 | 0 | 0 | 0 | 0 | 0 | 0 | 0 | 0 | 0 | 0 | 0 | 0 | 0 | 0 | 0 | 0 | 0 | 0 | 0 | 0 | 0
Saturday | 8 | 13 | 14 | 5390 | 0 | 0 | 0 | 0 | 0 | 0 | 0 | 0 | 0 | 0 | 0 | 0 | 0 | 0 | 0 | 0 | 0 | 0 | 0 | 0 | 0 |  | 0 | 0 | 0 | 0 | 0 | 0 | 0 | 0 |  |  |  |  | 0 | 0 | 0 | 0 | 0 | 1 | 0 | 0 |  | 1 | 1 | 1 | 1 | 1 | 1 | 0 | 0 | 0 | 0 | 0 | 0 | 0 | 0 | 0 | 0 | 0 | 0 | 0 | 0 | 0 | 0 | 0 | 0 | 0 | 0 | 0 | 0 | 0 | 0 | 0
Saturday | 8 | 13 | 15 | 5391 | 0 | 0 | 0 | 0 | 0 | 0 | 0 | 0 | 0 | 0 | 0 | 0 | 0 | 0 | 0 | 0 | 0 | 0 | 0 | 0 | 0 |  | 0 | 0 | 0 | 0 | 0 | 0 | 0 | 0 |  |  |  |  | 0 | 0 | 0 | 0 | 0 | 1 | 0 | 0 |  | 1 | 1 | 1 | 1 | 1 | 1 | 0 | 0 | 0 | 0 | 0 | 0 | 0 | 0 | 0 | 0 | 0 | 0 | 0 | 0 | 0 | 0 | 0 | 0 | 0 | 0 | 0 | 0 | 0 | 0 | 0
Saturday | 8 | 13 | 16 | 5392 | 0 | 0 | 0 | 0 | 0 | 0 | 0 | 0 | 0 | 0 | 0 | 0 | 0 | 0 | 0 | 0 | 0 | 0 | 0 | 0 | 0 |  | 0 | 0 | 0 | 0 | 0 | 0 | 0 | 0 |  |  |  |  | 0 | 0 | 0 | 0 | 0 | 1 | 0 | 0 |  | 1 | 1 | 1 | 1 | 1 | 1 | 0 | 0 | 0 | 0 | 0 | 0 | 0 | 0 | 0 | 0 | 0 | 0 | 0 | 0 | 0 | 0 | 0 | 0 | 0 | 0 | 0 | 0 | 0 | 0 | 0
Saturday | 8 | 13 | 17 | 5393 | 0 | 0 | 0 | 0 | 0 | 0 | 0 | 0 | 0 | 0 | 0 | 0 | 0 | 0 | 0 | 0 | 0 | 0 | 0 | 0 | 0 |  | 0 | 0 | 0 | 0 | 0 | 0 | 0 | 0 |  |  |  |  | 0 | 0 | 0 | 0 | 0 | 1 | 0 | 0 |  | 1 | 1 | 1 | 1 | 1 | 1 | 0 | 0 | 0 | 0 | 0 | 0 | 0 | 0 | 0 | 0 | 0 | 0 | 0 | 0 | 0 | 0 | 0 | 0 | 0 | 0 | 0 | 0 | 0 | 0 | 0
Saturday | 8 | 13 | 18 | 5394 | 0 | 0 | 0 | 0 | 0 | 0 | 0 | 0 | 0 | 0 | 0 | 0 | 0 | 0 | 0 | 0 | 0 | 0 | 0 | 0 | 0 |  | 0 | 0 | 0 | 0 | 0 | 0 | 0 | 0 |  |  |  |  | 0 | 0 | 0 | 0 | 0 | 1 | 0 | 0 |  | 1 | 1 | 1 | 1 | 1 | 1 | 0 | 0 | 0 | 0 | 0 | 0 | 0 | 0 | 0 | 0 | 0 | 0 | 0 | 0 | 0 | 0 | 0 | 0 | 0 | 0 | 0 | 0 | 0 | 0 | 0
Saturday | 8 | 13 | 19 | 5395 | 0 | 0 | 0 | 0 | 0 | 0 | 0 | 0 | 0 | 0 | 0 | 0 | 0 | 0 | 0 | 0 | 0 | 0 | 0 | 0 | 0 |  | 0 | 0 | 0 | 0 | 0 | 0 | 0 | 0 |  |  |  |  | 0 | 0 | 0 | 0 | 0 | 1 | 0 | 0 |  | 1 | 1 | 1 | 1 | 1 | 1 | 0 | 0 | 0 | 0 | 0 | 0 | 0 | 0 | 0 | 0 | 0 | 0 | 0 | 0 | 0 | 0 | 0 | 0 | 0 | 0 | 0 | 0 | 0 | 0 | 0
Saturday | 8 | 13 | 20 | 5396 | 0 | 0 | 0 | 0 | 0 | 0 | 0 | 0 | 0 | 0 | 0 | 0 | 0 | 0 | 0 | 0 | 0 | 0 | 0 | 0 | 0 |  | 0 | 0 | 0 | 0 | 0 | 0 | 0 | 0 |  |  |  |  | 0 | 0 | 0 | 0 | 0 | 1 | 0 | 0 |  | 1 | 1 | 1 | 1 | 1 | 1 | 0 | 0 | 0 | 0 | 0 | 0 | 0 | 0 | 0 | 0 | 0 | 0 | 0 | 0 | 0 | 0 | 0 | 0 | 0 | 0 | 0 | 0 | 0 | 0 | 0
Saturday | 8 | 13 | 21 | 5397 | 0 | 0 | 0 | 0 | 0 | 0 | 0 | 0 | 0 | 0 | 0 | 0 | 0 | 0 | 0 | 0 | 0 | 0 | 0 | 0 | 0 |  | 0 | 0 | 0 | 0 | 0 | 0 | 0 | 0 |  |  |  |  | 0 | 0 | 0 | 0 | 0 | 1 | 0 | 0 |  | 1 | 1 | 1 | 1 | 1 | 1 | 0 | 0 | 0 | 0 | 0 | 0 | 0 | 0 | 0 | 0 | 0 | 0 | 0 | 0 | 0 | 0 | 0 | 0 | 0 | 0 | 0 | 0 | 0 | 0 | 0
Saturday | 8 | 13 | 22 | 5398 | 0 | 0 | 0 | 0 | 0 | 0 | 0 | 0 | 0 | 0 | 0 | 0 | 0 | 0 | 0 | 0 | 0 | 0 | 0 | 0 | 0 |  | 0 | 0 | 0 | 0 | 0 | 0 | 0 | 0 |  |  |  |  | 0 | 0 | 0 | 0 | 0 | 1 | 0 | 0 |  | 1 | 1 | 1 | 1 | 1 | 1 | 0 | 0 | 0 | 0 | 0 | 0 | 0 | 0 | 0 | 0 | 0 | 0 | 0 | 0 | 0 | 0 | 0 | 0 | 0 | 0 | 0 | 0 | 0 | 0 | 0
Saturday | 8 | 13 | 23 | 5399 | 0 | 0 | 0 | 0 | 0 | 0 | 0 | 0 | 0 | 0 | 0 | 0 | 0 | 0 | 0 | 0 | 0 | 0 | 0 | 0 | 0 |  | 0 | 0 | 0 | 0 | 0 | 0 | 0 | 0 |  |  |  |  | 0 | 0 | 0 | 0 | 0 | 1 | 0 | 0 |  | 1 | 1 | 1 | 1 | 1 | 1 | 0 | 0 | 0 | 0 | 0 | 0 | 0 | 0 | 0 | 0 | 0 | 0 | 0 | 0 | 0 | 0 | 0 | 0 | 0 | 0 | 0 | 0 | 0 | 0 | 0
Saturday | 8 | 13 | 24 | 5400 | 0 | 0 | 0 | 0 | 0 | 0 | 0 | 0 | 0 | 0 | 0 | 0 | 0 | 0 | 0 | 0 | 0 | 0 | 0 | 0 | 0 |  | 0 | 0 | 0 | 0 | 0 | 0 | 0 | 0 |  |  |  |  | 0 | 0 | 0 | 0 | 0 | 1 | 0 | 0 |  | 1 | 1 | 1 | 1 | 1 | 1 | 0 | 0 | 0 | 0 | 0 | 0 | 0 | 0 | 0 | 0 | 0 | 0 | 0 | 0 | 0 | 0 | 0 | 0 | 0 | 0 | 0 | 0 | 0 | 0 | 0
Sunday | 8 | 14 | 1 | 5401 | 0 | 0 | 0 | 0 | 0 | 0 | 0 | 0 | 0 | 0 | 0 | 0 | 0 | 0 | 0 | 0 | 0 | 0 | 0 | 0 | 0 |  | 0 | 0 | 0 | 0 | 0 | 0 | 0 | 0 |  |  |  |  | 0 | 0 | 0 | 0 | 0 | 1 | 0 | 0 |  | 1 | 1 | 1 | 1 | 1 | 1 | 0 | 0 | 0 | 0 | 0 | 0 | 0 | 0 | 0 | 0 | 0 | 0 | 0 | 0 | 0 | 0 | 0 | 0 | 0 | 0 | 0 | 0 | 0 | 0 | 0
Sunday | 8 | 14 | 2 | 5402 | 0 | 0 | 0 | 0 | 0 | 0 | 0 | 0 | 0 | 0 | 0 | 0 | 0 | 0 | 0 | 0 | 0 | 0 | 0 | 0 | 0 |  | 0 | 0 | 0 | 0 | 0 | 0 | 0 | 0 |  |  |  |  | 0 | 0 | 0 | 0 | 0 | 1 | 0 | 0 |  | 1 | 1 | 1 | 1 | 1 | 1 | 0 | 0 | 0 | 0 | 0 | 0 | 0 | 0 | 0 | 0 | 0 | 0 | 0 | 0 | 0 | 0 | 0 | 0 | 0 | 0 | 0 | 0 | 0 | 0 | 0
Sunday | 8 | 14 | 3 | 5403 | 0 | 0 | 0 | 0 | 0 | 0 | 0 | 0 | 0 | 0 | 0 | 0 | 0 | 0 | 0 | 0 | 0 | 0 | 0 | 0 | 0 |  | 0 | 0 | 0 | 0 | 0 | 0 | 0 | 0 |  |  |  |  | 0 | 0 | 0 | 0 | 0 | 1 | 0 | 0 |  | 1 | 1 | 1 | 1 | 1 | 1 | 0 | 0 | 0 | 0 | 0 | 0 | 0 | 0 | 0 | 0 | 0 | 0 | 0 | 0 | 0 | 0 | 0 | 0 | 0 | 0 | 0 | 0 | 0 | 0 | 0
Sunday | 8 | 14 | 4 | 5404 | 0 | 0 | 0 | 0 | 0 | 0 | 0 | 0 | 0 | 0 | 0 | 0 | 0 | 0 | 0 | 0 | 0 | 0 | 0 | 0 | 0 |  | 0 | 0 | 0 | 0 | 0 | 0 | 0 | 0 |  |  |  |  | 0 | 0 | 0 | 0 | 0 | 1 | 0 | 0 |  | 1 | 1 | 1 | 1 | 1 | 1 | 0 | 0 | 0 | 0 | 0 | 0 | 0 | 0 | 0 | 0 | 0 | 0 | 0 | 0 | 0 | 0 | 0 | 0 | 0 | 0 | 0 | 0 | 0 | 0 | 0
Sunday | 8 | 14 | 5 | 5405 | 0 | 0 | 0 | 0 | 0 | 0 | 0 | 0 | 0 | 0 | 0 | 0 | 0 | 0 | 0 | 0 | 0 | 0 | 0 | 0 | 0 |  | 0 | 0 | 0 | 0 | 0 | 0 | 0 | 0 |  |  |  |  | 0 | 0 | 0 | 0 | 0 | 1 | 0 | 0 |  | 1 | 1 | 1 | 1 | 1 | 1 | 0 | 0 | 0 | 0 | 0 | 0 | 0 | 0 | 0 | 0 | 0 | 0 | 0 | 0 | 0 | 0 | 0 | 0 | 0 | 0 | 0 | 0 | 0 | 0 | 0
Sunday | 8 | 14 | 6 | 5406 | 0 | 0 | 0 | 0 | 0 | 0 | 0 | 0 | 0 | 0 | 0 | 0 | 0 | 0 | 0 | 0 | 0 | 0 | 0 | 0 | 0 |  | 0 | 0 | 0 | 0 | 0 | 0 | 0 | 0 |  |  |  |  | 0 | 0 | 0 | 0 | 0 | 1 | 0 | 0 |  | 1 | 1 | 1 | 1 | 1 | 1 | 0 | 0 | 0 | 0 | 0 | 0 | 0 | 0 | 0 | 0 | 0 | 0 | 0 | 0 | 0 | 0 | 0 | 0 | 0 | 0 | 0 | 0 | 0 | 0 | 0
Sunday | 8 | 14 | 7 | 5407 | 0 | 0 | 0 | 0 | 0 | 0 | 0 | 0 | 0 | 0 | 0 | 0 | 0 | 0 | 0 | 0 | 0 | 0 | 0 | 0 | 0 |  | 0 | 0 | 0 | 0 | 0 | 0 | 0 | 0 |  |  |  |  | 0 | 0 | 0 | 0 | 0 | 1 | 0 | 0 |  | 1 | 1 | 1 | 1 | 1 | 1 | 0 | 0 | 0 | 0 | 0 | 0 | 0 | 0 | 0 | 0 | 0 | 0 | 0 | 0 | 0 | 0 | 0 | 0 | 0 | 0 | 0 | 0 | 0 | 0 | 0
Sunday | 8 | 14 | 8 | 5408 | 0 | 0 | 0 | 0 | 0 | 0 | 0 | 0 | 0 | 0 | 0 | 0 | 0 | 0 | 0 | 0 | 0 | 0 | 0 | 0 | 0 |  | 0 | 0 | 0 | 0 | 0 | 0 | 0 | 0 |  |  |  |  | 0 | 0 | 0 | 0 | 0 | 1 | 0 | 0 |  | 1 | 1 | 1 | 1 | 1 | 1 | 0 | 0 | 0 | 0 | 0 | 0 | 0 | 0 | 0 | 0 | 0 | 0 | 0 | 0 | 0 | 0 | 0 | 0 | 0 | 0 | 0 | 0 | 0 | 0 | 0
Sunday | 8 | 14 | 9 | 5409 | 0 | 0 | 0 | 0 | 0 | 0 | 0 | 0 | 0 | 0 | 0 | 0 | 0 | 0 | 0 | 0 | 0 | 0 | 0 | 0 | 0 |  | 0 | 0 | 0 | 0 | 0 | 0 | 0 | 0 |  |  |  |  | 0 | 0 | 0 | 0 | 0 | 1 | 0 | 0 |  | 1 | 1 | 1 | 1 | 1 | 1 | 0 | 0 | 0 | 0 | 0 | 0 | 0 | 0 | 0 | 0 | 0 | 0 | 0 | 0 | 0 | 0 | 0 | 0 | 0 | 0 | 0 | 0 | 0 | 0 | 0
Sunday | 8 | 14 | 10 | 5410 | 0 | 0 | 0 | 0 | 0 | 0 | 0 | 0 | 0 | 0 | 0 | 0 | 0 | 0 | 0 | 0 | 0 | 0 | 0 | 0 | 0 |  | 0 | 0 | 0 | 0 | 0 | 0 | 0 | 0 |  |  |  |  | 0 | 0 | 0 | 0 | 0 | 1 | 0 | 0 |  | 1 | 1 | 1 | 1 | 1 | 1 | 0 | 0 | 0 | 0 | 0 | 0 | 0 | 0 | 0 | 0 | 0 | 0 | 0 | 0 | 0 | 0 | 0 | 0 | 0 | 0 | 0 | 0 | 0 | 0 | 0
Sunday | 8 | 14 | 11 | 5411 | 0 | 0 | 0 | 0 | 0 | 0 | 0 | 0 | 0 | 0 | 0 | 0 | 0 | 0 | 0 | 0 | 0 | 0 | 0 | 0 | 0 |  | 0 | 0 | 0 | 0 | 0 | 0 | 0 | 0 |  |  |  |  | 0 | 0 | 0 | 0 | 0 | 1 | 0 | 0 |  | 1 | 1 | 1 | 1 | 1 | 1 | 0 | 0 | 0 | 0 | 0 | 0 | 0 | 0 | 0 | 0 | 0 | 0 | 0 | 0 | 0 | 0 | 0 | 0 | 0 | 0 | 0 | 0 | 0 | 0 | 0
Sunday | 8 | 14 | 12 | 5412 | 0 | 0 | 0 | 0 | 0 | 0 | 0 | 0 | 0 | 0 | 0 | 0 | 0 | 0 | 0 | 0 | 0 | 0 | 0 | 0 | 0 |  | 0 | 0 | 0 | 0 | 0 | 0 | 0 | 0 |  |  |  |  | 0 | 0 | 0 | 0 | 0 | 1 | 0 | 0 |  | 1 | 1 | 1 | 1 | 1 | 1 | 0 | 0 | 0 | 0 | 0 | 0 | 0 | 0 | 0 | 0 | 0 | 0 | 0 | 0 | 0 | 0 | 0 | 0 | 0 | 0 | 0 | 0 | 0 | 0 | 0
Sunday | 8 | 14 | 13 | 5413 | 0 | 0 | 0 | 0 | 0 | 0 | 0 | 0 | 0 | 0 | 0 | 0 | 0 | 0 | 0 | 0 | 0 | 0 | 0 | 0 | 0 |  | 0 | 0 | 0 | 0 | 0 | 0 | 0 | 0 |  |  |  |  | 0 | 0 | 0 | 0 | 0 | 1 | 0 | 0 |  | 1 | 1 | 1 | 1 | 1 | 1 | 0 | 0 | 0 | 0 | 0 | 0 | 0 | 0 | 0 | 0 | 0 | 0 | 0 | 0 | 0 | 0 | 0 | 0 | 0 | 0 | 0 | 0 | 0 | 0 | 0
Sunday | 8 | 14 | 14 | 5414 | 0 | 0 | 0 | 0 | 0 | 0 | 0 | 0 | 0 | 0 | 0 | 0 | 0 | 0 | 0 | 0 | 0 | 0 | 0 | 0 | 0 |  | 0 | 0 | 0 | 0 | 0 | 0 | 0 | 0 |  |  |  |  | 0 | 0 | 0 | 0 | 0 | 1 | 0 | 0 |  | 1 | 1 | 1 | 1 | 1 | 1 | 0 | 0 | 0 | 0 | 0 | 0 | 0 | 0 | 0 | 0 | 0 | 0 | 0 | 0 | 0 | 0 | 0 | 0 | 0 | 0 | 0 | 0 | 0 | 0 | 0
Sunday | 8 | 14 | 15 | 5415 | 0 | 0 | 0 | 0 | 0 | 0 | 0 | 0 | 0 | 0 | 0 | 0 | 0 | 0 | 0 | 0 | 0 | 0 | 0 | 0 | 0 |  | 0 | 0 | 0 | 0 | 0 | 0 | 0 | 0 |  |  |  |  | 0 | 0 | 0 | 0 | 0 | 1 | 0 | 0 |  | 1 | 1 | 1 | 1 | 1 | 1 | 0 | 0 | 0 | 0 | 0 | 0 | 0 | 0 | 0 | 0 | 0 | 0 | 0 | 0 | 0 | 0 | 0 | 0 | 0 | 0 | 0 | 0 | 0 | 0 | 0
Sunday | 8 | 14 | 16 | 5416 | 0 | 0 | 0 | 0 | 0 | 0 | 0 | 0 | 0 | 0 | 0 | 0 | 0 | 0 | 0 | 0 | 0 | 0 | 0 | 0 | 0 |  | 0 | 0 | 0 | 0 | 0 | 0 | 0 | 0 |  |  |  |  | 0 | 0 | 0 | 0 | 0 | 1 | 0 | 0 |  | 1 | 1 | 1 | 1 | 1 | 1 | 0 | 0 | 0 | 0 | 0 | 0 | 0 | 0 | 0 | 0 | 0 | 0 | 0 | 0 | 0 | 0 | 0 | 0 | 0 | 0 | 0 | 0 | 0 | 0 | 0
Sunday | 8 | 14 | 17 | 5417 | 0 | 0 | 0 | 0 | 0 | 0 | 0 | 0 | 0 | 0 | 0 | 0 | 0 | 0 | 0 | 0 | 0 | 0 | 0 | 0 | 0 |  | 0 | 0 | 0 | 0 | 0 | 0 | 0 | 0 |  |  |  |  | 0 | 0 | 0 | 0 | 0 | 1 | 0 | 0 |  | 1 | 1 | 1 | 1 | 1 | 1 | 0 | 0 | 0 | 0 | 0 | 0 | 0 | 0 | 0 | 0 | 0 | 0 | 0 | 0 | 0 | 0 | 0 | 0 | 0 | 0 | 0 | 0 | 0 | 0 | 0
Sunday | 8 | 14 | 18 | 5418 | 0 | 0 | 0 | 0 | 0 | 0 | 0 | 0 | 0 | 0 | 0 | 0 | 0 | 0 | 0 | 0 | 0 | 0 | 0 | 0 | 0 |  | 0 | 0 | 0 | 0 | 0 | 0 | 0 | 0 |  |  |  |  | 0 | 0 | 0 | 0 | 0 | 1 | 0 | 0 |  | 1 | 1 | 1 | 1 | 1 | 1 | 0 | 0 | 0 | 0 | 0 | 0 | 0 | 0 | 0 | 0 | 0 | 0 | 0 | 0 | 0 | 0 | 0 | 0 | 0 | 0 | 0 | 0 | 0 | 0 | 0
Sunday | 8 | 14 | 19 | 5419 | 0 | 0 | 0 | 0 | 0 | 0 | 0 | 0 | 0 | 0 | 0 | 0 | 0 | 0 | 0 | 0 | 0 | 0 | 0 | 0 | 0 |  | 0 | 0 | 0 | 0 | 0 | 0 | 0 | 0 |  |  |  |  | 0 | 0 | 0 | 0 | 0 | 1 | 0 | 0 |  | 1 | 1 | 1 | 1 | 1 | 1 | 0 | 0 | 0 | 0 | 0 | 0 | 0 | 0 | 0 | 0 | 0 | 0 | 0 | 0 | 0 | 0 | 0 | 0 | 0 | 0 | 0 | 0 | 0 | 0 | 0
Sunday | 8 | 14 | 20 | 5420 | 0 | 0 | 0 | 0 | 0 | 0 | 0 | 0 | 0 | 0 | 0 | 0 | 0 | 0 | 0 | 0 | 0 | 0 | 0 | 0 | 0 |  | 0 | 0 | 0 | 0 | 0 | 0 | 0 | 0 |  |  |  |  | 0 | 0 | 0 | 0 | 0 | 1 | 0 | 0 |  | 1 | 1 | 1 | 1 | 1 | 1 | 0 | 0 | 0 | 0 | 0 | 0 | 0 | 0 | 0 | 0 | 0 | 0 | 0 | 0 | 0 | 0 | 0 | 0 | 0 | 0 | 0 | 0 | 0 | 0 | 0
Sunday | 8 | 14 | 21 | 5421 | 0 | 0 | 0 | 0 | 0 | 0 | 0 | 0 | 0 | 0 | 0 | 0 | 0 | 0 | 0 | 0 | 0 | 0 | 0 | 0 | 0 |  | 0 | 0 | 0 | 0 | 0 | 0 | 0 | 0 |  |  |  |  | 0 | 0 | 0 | 0 | 0 | 1 | 0 | 0 |  | 1 | 1 | 1 | 1 | 1 | 1 | 0 | 0 | 0 | 0 | 0 | 0 | 0 | 0 | 0 | 0 | 0 | 0 | 0 | 0 | 0 | 0 | 0 | 0 | 0 | 0 | 0 | 0 | 0 | 0 | 0
Sunday | 8 | 14 | 22 | 5422 | 0 | 0 | 0 | 0 | 0 | 0 | 0 | 0 | 0 | 0 | 0 | 0 | 0 | 0 | 0 | 0 | 0 | 0 | 0 | 0 | 0 |  | 0 | 0 | 0 | 0 | 0 | 0 | 0 | 0 |  |  |  |  | 0 | 0 | 0 | 0 | 0 | 1 | 0 | 0 |  | 1 | 1 | 1 | 1 | 1 | 1 | 0 | 0 | 0 | 0 | 0 | 0 | 0 | 0 | 0 | 0 | 0 | 0 | 0 | 0 | 0 | 0 | 0 | 0 | 0 | 0 | 0 | 0 | 0 | 0 | 0
Sunday | 8 | 14 | 23 | 5423 | 0 | 0 | 0 | 0 | 0 | 0 | 0 | 0 | 0 | 0 | 0 | 0 | 0 | 0 | 0 | 0 | 0 | 0 | 0 | 0 | 0 |  | 0 | 0 | 0 | 0 | 0 | 0 | 0 | 0 |  |  |  |  | 0 | 0 | 0 | 0 | 0 | 1 | 0 | 0 |  | 1 | 1 | 1 | 1 | 1 | 1 | 0 | 0 | 0 | 0 | 0 | 0 | 0 | 0 | 0 | 0 | 0 | 0 | 0 | 0 | 0 | 0 | 0 | 0 | 0 | 0 | 0 | 0 | 0 | 0 | 0
Sunday | 8 | 14 | 24 | 5424 | 0 | 0 | 0 | 0 | 0 | 0 | 0 | 0 | 0 | 0 | 0 | 0 | 0 | 0 | 0 | 0 | 0 | 0 | 0 | 0 | 0 |  | 0 | 0 | 0 | 0 | 0 | 0 | 0 | 0 |  |  |  |  | 0 | 0 | 0 | 0 | 0 | 1 | 0 | 0 |  | 1 | 1 | 1 | 1 | 1 | 1 | 0 | 0 | 0 | 0 | 0 | 0 | 0 | 0 | 0 | 0 | 0 | 0 | 0 | 0 | 0 | 0 | 0 | 0 | 0 | 0 | 0 | 0 | 0 | 0 | 0
Monday | 8 | 15 | 1 | 5425 | 0 | 0 | 0 | 0 | 0 | 0 | 0 | 0 | 0 | 0 | 0 | 0 | 0 | 0 | 0 | 0 | 0 | 0 | 0 | 0 | 0 |  | 0 | 0 | 0 | 0 | 0 | 0 | 0 | 0 |  |  |  |  | 0 | 0 | 0 | 0 | 0 | 1 | 0 | 0 |  | 1 | 1 | 1 | 1 | 1 | 1 | 0 | 0 | 0 | 0 | 0 | 0 | 0 | 0 | 0 | 0 | 0 | 0 | 0 | 0 | 0 | 0 | 0 | 0 | 0 | 0 | 0 | 0 | 0 | 0 | 0
Monday | 8 | 15 | 2 | 5426 | 0 | 0 | 0 | 0 | 0 | 0 | 0 | 0 | 0 | 0 | 0 | 0 | 0 | 0 | 0 | 0 | 0 | 0 | 0 | 0 | 0 |  | 0 | 0 | 0 | 0 | 0 | 0 | 0 | 0 |  |  |  |  | 0 | 0 | 0 | 0 | 0 | 1 | 0 | 0 |  | 1 | 1 | 1 | 1 | 1 | 1 | 0 | 0 | 0 | 0 | 0 | 0 | 0 | 0 | 0 | 0 | 0 | 0 | 0 | 0 | 0 | 0 | 0 | 0 | 0 | 0 | 0 | 0 | 0 | 0 | 0
Monday | 8 | 15 | 3 | 5427 | 0 | 0 | 0 | 0 | 0 | 0 | 0 | 0 | 0 | 0 | 0 | 0 | 0 | 0 | 0 | 0 | 0 | 0 | 0 | 0 | 0 |  | 0 | 0 | 0 | 0 | 0 | 0 | 0 | 0 |  |  |  |  | 0 | 0 | 0 | 0 | 0 | 1 | 0 | 0 |  | 1 | 1 | 1 | 1 | 1 | 1 | 0 | 0 | 0 | 0 | 0 | 0 | 0 | 0 | 0 | 0 | 0 | 0 | 0 | 0 | 0 | 0 | 0 | 0 | 0 | 0 | 0 | 0 | 0 | 0 | 0
Monday | 8 | 15 | 4 | 5428 | 0 | 0 | 0 | 0 | 0 | 0 | 0 | 0 | 0 | 0 | 0 | 0 | 0 | 0 | 0 | 0 | 0 | 0 | 0 | 0 | 0 |  | 0 | 0 | 0 | 0 | 0 | 0 | 0 | 0 |  |  |  |  | 0 | 0 | 0 | 0 | 0 | 1 | 0 | 0 |  | 1 | 1 | 1 | 1 | 1 | 1 | 0 | 0 | 0 | 0 | 0 | 0 | 0 | 0 | 0 | 0 | 0 | 0 | 0 | 0 | 0 | 0 | 0 | 0 | 0 | 0 | 0 | 0 | 0 | 0 | 0
Monday | 8 | 15 | 5 | 5429 | 0 | 0 | 0 | 0 | 0 | 0 | 0 | 0 | 0 | 0 | 0 | 0 | 0 | 0 | 0 | 0 | 0 | 0 | 0 | 0 | 0 |  | 0 | 0 | 0 | 0 | 0 | 0 | 0 | 0 |  |  |  |  | 0 | 0 | 0 | 0 | 0 | 1 | 0 | 0 |  | 1 | 1 | 1 | 1 | 1 | 1 | 0 | 0 | 0 | 0 | 0 | 0 | 0 | 0 | 0 | 0 | 0 | 0 | 0 | 0 | 0 | 0 | 0 | 0 | 0 | 0 | 0 | 0 | 0 | 0 | 0
Monday | 8 | 15 | 6 | 5430 | 0 | 0 | 0 | 0 | 0 | 0 | 0 | 0 | 0 | 0 | 0 | 0 | 0 | 0 | 0 | 0 | 0 | 0 | 0 | 0 | 0 |  | 0 | 0 | 0 | 0 | 0 | 0 | 0 | 0 |  |  |  |  | 0 | 0 | 0 | 0 | 0 | 1 | 0 | 0 |  | 1 | 1 | 1 | 1 | 1 | 1 | 0 | 0 | 0 | 0 | 0 | 0 | 0 | 0 | 0 | 0 | 0 | 0 | 0 | 0 | 0 | 0 | 0 | 0 | 0 | 0 | 0 | 0 | 0 | 0 | 0
Monday | 8 | 15 | 7 | 5431 | 0 | 0 | 0 | 0 | 0 | 0 | 0 | 0 | 0 | 0 | 0 | 0 | 0 | 0 | 0 | 0 | 0 | 0 | 0 | 0 | 0 |  | 0 | 0 | 0 | 0 | 0 | 0 | 0 | 0 |  |  |  |  | 0 | 0 | 0 | 0 | 0 | 1 | 0 | 0 |  | 1 | 1 | 1 | 1 | 1 | 1 | 0 | 0 | 0 | 0 | 0 | 0 | 0 | 0 | 0 | 0 | 0 | 0 | 0 | 0 | 0 | 0 | 0 | 0 | 0 | 0 | 0 | 0 | 0 | 0 | 0
Monday | 8 | 15 | 8 | 5432 | 0 | 0 | 0 | 0 | 0 | 0 | 0 | 0 | 0 | 0 | 0 | 0 | 0 | 0 | 0 | 0 | 0 | 0 | 0 | 0 | 0 |  | 0 | 0 | 0 | 0 | 0 | 0 | 0 | 0 |  |  |  |  | 0 | 0 | 0 | 0 | 1 | 0 | 0 | 0 |  | 1 | 1 | 1 | #VALUE! | 1 | #VALUE! | 0 | 0 | 0 | 0 | 0 | 0 | 0 | 0 | 0 | 0 | 0 | 0 | 0 | 0 | 0 | 0 | 0 | 0 | 0 | 0 | 0 | 0 | 0 | 0 | 0
Monday | 8 | 15 | 9 | 5433 | 0 | 0 | 0 | 0 | 0 | 0 | 0 | 0 | 0 | 0 | 0 | 0 | 0 | 0 | 0 | 0 | 0 | 0 | 0 | 0 | 0 |  | 0 | 0 | 0 | 0 | 0 | 0 | 0 | 0 |  |  |  |  | 0 | 0 | 0 | 0 | 1 | 0 | 0 | 0 |  | 1 | 1 | 1 | #VALUE! | 1 | #VALUE! | 0 | 0 | 0 | 0 | 0 | 0 | 0 | 0 | 0 | 0 | 0 | 0 | 0 | 0 | 0 | 0 | 0 | 0 | 0 | 0 | 0 | 0 | 0 | 0 | 0
Monday | 8 | 15 | 10 | 5434 | 0 | 0 | 0 | 0 | 0 | 0 | 0 | 0 | 0 | 0 | 0 | 0 | 0 | 0 | 0 | 0 | 0 | 0 | 0 | 0 | 0 |  | 0 | 0 | 0 | 0 | 0 | 0 | 0 | 0 |  |  |  |  | 0 | 0 | 0 | 0 | 1 | 0 | 0 | 0 |  | 1 | 1 | 1 | #VALUE! | 1 | #VALUE! | 0 | 0 | 0 | 0 | 0 | 0 | 0 | 0 | 0 | 0 | 0 | 0 | 0 | 0 | 0 | 0 | 0 | 0 | 0 | 0 | 0 | 0 | 0 | 0 | 0
Monday | 8 | 15 | 11 | 5435 | 0 | 0 | 0 | 0 | 0 | 0 | 0 | 0 | 0 | 0 | 0 | 0 | 0 | 0 | 0 | 0 | 0 | 0 | 0 | 0 | 0 |  | 0 | 0 | 0 | 0 | 0 | 0 | 0 | 0 |  |  |  |  | 0 | 0 | 0 | 0 | 1 | 0 | 0 | 0 |  | 1 | 1 | 1 | #VALUE! | 1 | #VALUE! | 0 | 0 | 0 | 0 | 0 | 0 | 0 | 0 | 0 | 0 | 0 | 0 | 0 | 0 | 0 | 0 | 0 | 0 | 0 | 0 | 0 | 0 | 0 | 0 | 0
Monday | 8 | 15 | 12 | 5436 | 0 | 0 | 0 | 0 | 0 | 0 | 0 | 0 | 0 | 0 | 0 | 0 | 0 | 0 | 0 | 0 | 0 | 0 | 0 | 0 | 0 |  | 0 | 0 | 0 | 0 | 0 | 0 | 0 | 0 |  |  |  |  | 0 | 0 | 0 | 0 | 1 | 0 | 0 | 0 |  | 1 | 1 | 1 | #VALUE! | 1 | #VALUE! | 0 | 0 | 0 | 0 | 0 | 0 | 0 | 0 | 0 | 0 | 0 | 0 | 0 | 0 | 0 | 0 | 0 | 0 | 0 | 0 | 0 | 0 | 0 | 0 | 0
Monday | 8 | 15 | 13 | 5437 | 0 | 0 | 0 | 0 | 0 | 0 | 0 | 0 | 0 | 0 | 0 | 0 | 0 | 0 | 0 | 0 | 0 | 0 | 0 | 0 | 0 |  | 0 | 0 | 0 | 0 | 0 | 0 | 0 | 0 |  |  |  |  | 0 | 0 | 0 | 0 | 1 | 0 | 0 | 0 |  | 1 | 1 | 1 | #VALUE! | 1 | #VALUE! | 0 | 0 | 0 | 0 | 0 | 0 | 0 | 0 | 0 | 0 | 0 | 0 | 0 | 0 | 0 | 0 | 0 | 0 | 0 | 0 | 0 | 0 | 0 | 0 | 0
Monday | 8 | 15 | 14 | 5438 | 0 | 0 | 0 | 0 | 0 | 0 | 0 | 0 | 0 | 0 | 0 | 0 | 0 | 0 | 0 | 0 | 0 | 0 | 0 | 0 | 0 |  | 0 | 0 | 0 | 0 | 0 | 0 | 0 | 0 |  |  |  |  | 0 | 0 | 0 | 1 | 0 | 0 | 0 | 0 |  | 1 | 1 | #VALUE! | 1 | 1 | #VALUE! | 0 | 0 | 0 | 0 | 0 | 0 | 0 | 0 | 0 | 0 | 0 | 0 | 0 | 0 | 0 | 0 | 0 | 0 | 0 | 0 | 0 | 0 | 0 | 0 | 0
Monday | 8 | 15 | 15 | 5439 | 0 | 0 | 0 | 0 | 0 | 0 | 0 | 0 | 0 | 0 | 0 | 0 | 0 | 0 | 0 | 0 | 0 | 0 | 0 | 0 | 0 |  | 0 | 0 | 0 | 0 | 0 | 0 | 0 | 0 |  |  |  |  | 0 | 0 | 0 | 1 | 0 | 0 | 0 | 0 |  | 1 | 1 | #VALUE! | 1 | 1 | #VALUE! | 0 | 0 | 0 | 0 | 0 | 0 | 0 | 0 | 0 | 0 | 0 | 0 | 0 | 0 | 0 | 0 | 0 | 0 | 0 | 0 | 0 | 0 | 0 | 0 | 0
Monday | 8 | 15 | 16 | 5440 | 0 | 0 | 0 | 0 | 0 | 0 | 0 | 0 | 0 | 0 | 0 | 0 | 0 | 0 | 0 | 0 | 0 | 0 | 0 | 0 | 0 |  | 0 | 0 | 0 | 0 | 0 | 0 | 0 | 0 |  |  |  |  | 0 | 0 | 0 | 1 | 0 | 0 | 0 | 0 |  | 1 | 1 | #VALUE! | 1 | 1 | #VALUE! | 0 | 0 | 0 | 0 | 0 | 0 | 0 | 0 | 0 | 0 | 0 | 0 | 0 | 0 | 0 | 0 | 0 | 0 | 0 | 0 | 0 | 0 | 0 | 0 | 0
Monday | 8 | 15 | 17 | 5441 | 0 | 0 | 0 | 0 | 0 | 0 | 0 | 0 | 0 | 0 | 0 | 0 | 0 | 0 | 0 | 0 | 0 | 0 | 0 | 0 | 0 |  | 0 | 0 | 0 | 0 | 0 | 0 | 0 | 0 |  |  |  |  | 0 | 0 | 0 | 1 | 0 | 0 | 0 | 0 |  | 1 | 1 | #VALUE! | 1 | 1 | #VALUE! | 0 | 0 | 0 | 0 | 0 | 0 | 0 | 0 | 0 | 0 | 0 | 0 | 0 | 0 | 0 | 0 | 0 | 0 | 0 | 0 | 0 | 0 | 0 | 0 | 0
Monday | 8 | 15 | 18 | 5442 | 0 | 0 | 0 | 0 | 0 | 0 | 0 | 0 | 0 | 0 | 0 | 0 | 0 | 0 | 0 | 0 | 0 | 0 | 0 | 0 | 0 |  | 0 | 0 | 0 | 0 | 0 | 0 | 0 | 0 |  |  |  |  | 0 | 0 | 0 | 1 | 0 | 0 | 0 | 0 |  | 1 | 1 | #VALUE! | 1 | 1 | #VALUE! | 0 | 0 | 0 | 0 | 0 | 0 | 0 | 0 | 0 | 0 | 0 | 0 | 0 | 0 | 0 | 0 | 0 | 0 | 0 | 0 | 0 | 0 | 0 | 0 | 0
Monday | 8 | 15 | 19 | 5443 | 0 | 0 | 0 | 0 | 0 | 0 | 0 | 0 | 0 | 0 | 0 | 0 | 0 | 0 | 0 | 0 | 0 | 0 | 0 | 0 | 0 |  | 0 | 0 | 0 | 0 | 0 | 0 | 0 | 0 |  |  |  |  | 0 | 0 | 0 | 1 | 0 | 0 | 0 | 0 |  | 1 | 1 | #VALUE! | 1 | 1 | #VALUE! | 0 | 0 | 0 | 0 | 0 | 0 | 0 | 0 | 0 | 0 | 0 | 0 | 0 | 0 | 0 | 0 | 0 | 0 | 0 | 0 | 0 | 0 | 0 | 0 | 0
Monday | 8 | 15 | 20 | 5444 | 0 | 0 | 0 | 0 | 0 | 0 | 0 | 0 | 0 | 0 | 0 | 0 | 0 | 0 | 0 | 0 | 0 | 0 | 0 | 0 | 0 |  | 0 | 0 | 0 | 0 | 0 | 0 | 0 | 0 |  |  |  |  | 0 | 0 | 0 | 0 | 1 | 0 | 0 | 0 |  | 1 | 1 | 1 | #VALUE! | 1 | #VALUE! | 0 | 0 | 0 | 0 | 0 | 0 | 0 | 0 | 0 | 0 | 0 | 0 | 0 | 0 | 0 | 0 | 0 | 0 | 0 | 0 | 0 | 0 | 0 | 0 | 0
Monday | 8 | 15 | 21 | 5445 | 0 | 0 | 0 | 0 | 0 | 0 | 0 | 0 | 0 | 0 | 0 | 0 | 0 | 0 | 0 | 0 | 0 | 0 | 0 | 0 | 0 |  | 0 | 0 | 0 | 0 | 0 | 0 | 0 | 0 |  |  |  |  | 0 | 0 | 0 | 0 | 1 | 0 | 0 | 0 |  | 1 | 1 | 1 | #VALUE! | 1 | #VALUE! | 0 | 0 | 0 | 0 | 0 | 0 | 0 | 0 | 0 | 0 | 0 | 0 | 0 | 0 | 0 | 0 | 0 | 0 | 0 | 0 | 0 | 0 | 0 | 0 | 0
Monday | 8 | 15 | 22 | 5446 | 0 | 0 | 0 | 0 | 0 | 0 | 0 | 0 | 0 | 0 | 0 | 0 | 0 | 0 | 0 | 0 | 0 | 0 | 0 | 0 | 0 |  | 0 | 0 | 0 | 0 | 0 | 0 | 0 | 0 |  |  |  |  | 0 | 0 | 0 | 0 | 1 | 0 | 0 | 0 |  | 1 | 1 | 1 | #VALUE! | 1 | #VALUE! | 0 | 0 | 0 | 0 | 0 | 0 | 0 | 0 | 0 | 0 | 0 | 0 | 0 | 0 | 0 | 0 | 0 | 0 | 0 | 0 | 0 | 0 | 0 | 0 | 0
Monday | 8 | 15 | 23 | 5447 | 0 | 0 | 0 | 0 | 0 | 0 | 0 | 0 | 0 | 0 | 0 | 0 | 0 | 0 | 0 | 0 | 0 | 0 | 0 | 0 | 0 |  | 0 | 0 | 0 | 0 | 0 | 0 | 0 | 0 |  |  |  |  | 0 | 0 | 0 | 0 | 0 | 1 | 0 | 0 |  | 1 | 1 | 1 | 1 | 1 | 1 | 0 | 0 | 0 | 0 | 0 | 0 | 0 | 0 | 0 | 0 | 0 | 0 | 0 | 0 | 0 | 0 | 0 | 0 | 0 | 0 | 0 | 0 | 0 | 0 | 0
Monday | 8 | 15 | 24 | 5448 | 0 | 0 | 0 | 0 | 0 | 0 | 0 | 0 | 0 | 0 | 0 | 0 | 0 | 0 | 0 | 0 | 0 | 0 | 0 | 0 | 0 |  | 0 | 0 | 0 | 0 | 0 | 0 | 0 | 0 |  |  |  |  | 0 | 0 | 0 | 0 | 0 | 1 | 0 | 0 |  | 1 | 1 | 1 | 1 | 1 | 1 | 0 | 0 | 0 | 0 | 0 | 0 | 0 | 0 | 0 | 0 | 0 | 0 | 0 | 0 | 0 | 0 | 0 | 0 | 0 | 0 | 0 | 0 | 0 | 0 | 0
Tuesday | 8 | 16 | 1 | 5449 | 0 | 0 | 0 | 0 | 0 | 0 | 0 | 0 | 0 | 0 | 0 | 0 | 0 | 0 | 0 | 0 | 0 | 0 | 0 | 0 | 0 |  | 0 | 0 | 0 | 0 | 0 | 0 | 0 | 0 |  |  |  |  | 0 | 0 | 0 | 0 | 0 | 1 | 0 | 0 |  | 1 | 1 | 1 | 1 | 1 | 1 | 0 | 0 | 0 | 0 | 0 | 0 | 0 | 0 | 0 | 0 | 0 | 0 | 0 | 0 | 0 | 0 | 0 | 0 | 0 | 0 | 0 | 0 | 0 | 0 | 0
Tuesday | 8 | 16 | 2 | 5450 | 0 | 0 | 0 | 0 | 0 | 0 | 0 | 0 | 0 | 0 | 0 | 0 | 0 | 0 | 0 | 0 | 0 | 0 | 0 | 0 | 0 |  | 0 | 0 | 0 | 0 | 0 | 0 | 0 | 0 |  |  |  |  | 0 | 0 | 0 | 0 | 0 | 1 | 0 | 0 |  | 1 | 1 | 1 | 1 | 1 | 1 | 0 | 0 | 0 | 0 | 0 | 0 | 0 | 0 | 0 | 0 | 0 | 0 | 0 | 0 | 0 | 0 | 0 | 0 | 0 | 0 | 0 | 0 | 0 | 0 | 0
Tuesday | 8 | 16 | 3 | 5451 | 0 | 0 | 0 | 0 | 0 | 0 | 0 | 0 | 0 | 0 | 0 | 0 | 0 | 0 | 0 | 0 | 0 | 0 | 0 | 0 | 0 |  | 0 | 0 | 0 | 0 | 0 | 0 | 0 | 0 |  |  |  |  | 0 | 0 | 0 | 0 | 0 | 1 | 0 | 0 |  | 1 | 1 | 1 | 1 | 1 | 1 | 0 | 0 | 0 | 0 | 0 | 0 | 0 | 0 | 0 | 0 | 0 | 0 | 0 | 0 | 0 | 0 | 0 | 0 | 0 | 0 | 0 | 0 | 0 | 0 | 0
Tuesday | 8 | 16 | 4 | 5452 | 0 | 0 | 0 | 0 | 0 | 0 | 0 | 0 | 0 | 0 | 0 | 0 | 0 | 0 | 0 | 0 | 0 | 0 | 0 | 0 | 0 |  | 0 | 0 | 0 | 0 | 0 | 0 | 0 | 0 |  |  |  |  | 0 | 0 | 0 | 0 | 0 | 1 | 0 | 0 |  | 1 | 1 | 1 | 1 | 1 | 1 | 0 | 0 | 0 | 0 | 0 | 0 | 0 | 0 | 0 | 0 | 0 | 0 | 0 | 0 | 0 | 0 | 0 | 0 | 0 | 0 | 0 | 0 | 0 | 0 | 0
Tuesday | 8 | 16 | 5 | 5453 | 0 | 0 | 0 | 0 | 0 | 0 | 0 | 0 | 0 | 0 | 0 | 0 | 0 | 0 | 0 | 0 | 0 | 0 | 0 | 0 | 0 |  | 0 | 0 | 0 | 0 | 0 | 0 | 0 | 0 |  |  |  |  | 0 | 0 | 0 | 0 | 0 | 1 | 0 | 0 |  | 1 | 1 | 1 | 1 | 1 | 1 | 0 | 0 | 0 | 0 | 0 | 0 | 0 | 0 | 0 | 0 | 0 | 0 | 0 | 0 | 0 | 0 | 0 | 0 | 0 | 0 | 0 | 0 | 0 | 0 | 0
Tuesday | 8 | 16 | 6 | 5454 | 0 | 0 | 0 | 0 | 0 | 0 | 0 | 0 | 0 | 0 | 0 | 0 | 0 | 0 | 0 | 0 | 0 | 0 | 0 | 0 | 0 |  | 0 | 0 | 0 | 0 | 0 | 0 | 0 | 0 |  |  |  |  | 0 | 0 | 0 | 0 | 0 | 1 | 0 | 0 |  | 1 | 1 | 1 | 1 | 1 | 1 | 0 | 0 | 0 | 0 | 0 | 0 | 0 | 0 | 0 | 0 | 0 | 0 | 0 | 0 | 0 | 0 | 0 | 0 | 0 | 0 | 0 | 0 | 0 | 0 | 0
Tuesday | 8 | 16 | 7 | 5455 | 0 | 0 | 0 | 0 | 0 | 0 | 0 | 0 | 0 | 0 | 0 | 0 | 0 | 0 | 0 | 0 | 0 | 0 | 0 | 0 | 0 |  | 0 | 0 | 0 | 0 | 0 | 0 | 0 | 0 |  |  |  |  | 0 | 0 | 0 | 0 | 0 | 1 | 0 | 0 |  | 1 | 1 | 1 | 1 | 1 | 1 | 0 | 0 | 0 | 0 | 0 | 0 | 0 | 0 | 0 | 0 | 0 | 0 | 0 | 0 | 0 | 0 | 0 | 0 | 0 | 0 | 0 | 0 | 0 | 0 | 0
Tuesday | 8 | 16 | 8 | 5456 | 0 | 0 | 0 | 0 | 0 | 0 | 0 | 0 | 0 | 0 | 0 | 0 | 0 | 0 | 0 | 0 | 0 | 0 | 0 | 0 | 0 |  | 0 | 0 | 0 | 0 | 0 | 0 | 0 | 0 |  |  |  |  | 0 | 0 | 0 | 0 | 1 | 0 | 0 | 0 |  | 1 | 1 | 1 | #VALUE! | 1 | #VALUE! | 0 | 0 | 0 | 0 | 0 | 0 | 0 | 0 | 0 | 0 | 0 | 0 | 0 | 0 | 0 | 0 | 0 | 0 | 0 | 0 | 0 | 0 | 0 | 0 | 0
Tuesday | 8 | 16 | 9 | 5457 | 0 | 0 | 0 | 0 | 0 | 0 | 0 | 0 | 0 | 0 | 0 | 0 | 0 | 0 | 0 | 0 | 0 | 0 | 0 | 0 | 0 |  | 0 | 0 | 0 | 0 | 0 | 0 | 0 | 0 |  |  |  |  | 0 | 0 | 0 | 0 | 1 | 0 | 0 | 0 |  | 1 | 1 | 1 | #VALUE! | 1 | #VALUE! | 0 | 0 | 0 | 0 | 0 | 0 | 0 | 0 | 0 | 0 | 0 | 0 | 0 | 0 | 0 | 0 | 0 | 0 | 0 | 0 | 0 | 0 | 0 | 0 | 0
Tuesday | 8 | 16 | 10 | 5458 | 0 | 0 | 0 | 0 | 0 | 0 | 0 | 0 | 0 | 0 | 0 | 0 | 0 | 0 | 0 | 0 | 0 | 0 | 0 | 0 | 0 |  | 0 | 0 | 0 | 0 | 0 | 0 | 0 | 0 |  |  |  |  | 0 | 0 | 0 | 0 | 1 | 0 | 0 | 0 |  | 1 | 1 | 1 | #VALUE! | 1 | #VALUE! | 0 | 0 | 0 | 0 | 0 | 0 | 0 | 0 | 0 | 0 | 0 | 0 | 0 | 0 | 0 | 0 | 0 | 0 | 0 | 0 | 0 | 0 | 0 | 0 | 0
Tuesday | 8 | 16 | 11 | 5459 | 0 | 0 | 0 | 0 | 0 | 0 | 0 | 0 | 0 | 0 | 0 | 0 | 0 | 0 | 0 | 0 | 0 | 0 | 0 | 0 | 0 |  | 0 | 0 | 0 | 0 | 0 | 0 | 0 | 0 |  |  |  |  | 0 | 0 | 0 | 0 | 1 | 0 | 0 | 0 |  | 1 | 1 | 1 | #VALUE! | 1 | #VALUE! | 0 | 0 | 0 | 0 | 0 | 0 | 0 | 0 | 0 | 0 | 0 | 0 | 0 | 0 | 0 | 0 | 0 | 0 | 0 | 0 | 0 | 0 | 0 | 0 | 0
Tuesday | 8 | 16 | 12 | 5460 | 0 | 0 | 0 | 0 | 0 | 0 | 0 | 0 | 0 | 0 | 0 | 0 | 0 | 0 | 0 | 0 | 0 | 0 | 0 | 0 | 0 |  | 0 | 0 | 0 | 0 | 0 | 0 | 0 | 0 |  |  |  |  | 0 | 0 | 0 | 0 | 1 | 0 | 0 | 0 |  | 1 | 1 | 1 | #VALUE! | 1 | #VALUE! | 0 | 0 | 0 | 0 | 0 | 0 | 0 | 0 | 0 | 0 | 0 | 0 | 0 | 0 | 0 | 0 | 0 | 0 | 0 | 0 | 0 | 0 | 0 | 0 | 0
Tuesday | 8 | 16 | 13 | 5461 | 0 | 0 | 0 | 0 | 0 | 0 | 0 | 0 | 0 | 0 | 0 | 0 | 0 | 0 | 0 | 0 | 0 | 0 | 0 | 0 | 0 |  | 0 | 0 | 0 | 0 | 0 | 0 | 0 | 0 |  |  |  |  | 0 | 0 | 0 | 0 | 1 | 0 | 0 | 0 |  | 1 | 1 | 1 | #VALUE! | 1 | #VALUE! | 0 | 0 | 0 | 0 | 0 | 0 | 0 | 0 | 0 | 0 | 0 | 0 | 0 | 0 | 0 | 0 | 0 | 0 | 0 | 0 | 0 | 0 | 0 | 0 | 0
Tuesday | 8 | 16 | 14 | 5462 | 0 | 0 | 0 | 0 | 0 | 0 | 0 | 0 | 0 | 0 | 0 | 0 | 0 | 0 | 0 | 0 | 0 | 0 | 0 | 0 | 0 |  | 0 | 0 | 0 | 0 | 0 | 0 | 0 | 0 |  |  |  |  | 0 | 0 | 0 | 1 | 0 | 0 | 0 | 0 |  | 1 | 1 | #VALUE! | 1 | 1 | #VALUE! | 0 | 0 | 0 | 0 | 0 | 0 | 0 | 0 | 0 | 0 | 0 | 0 | 0 | 0 | 0 | 0 | 0 | 0 | 0 | 0 | 0 | 0 | 0 | 0 | 0
Tuesday | 8 | 16 | 15 | 5463 | 0 | 0 | 0 | 0 | 0 | 0 | 0 | 0 | 0 | 0 | 0 | 0 | 0 | 0 | 0 | 0 | 0 | 0 | 0 | 0 | 0 |  | 0 | 0 | 0 | 0 | 0 | 0 | 0 | 0 |  |  |  |  | 0 | 0 | 0 | 1 | 0 | 0 | 0 | 0 |  | 1 | 1 | #VALUE! | 1 | 1 | #VALUE! | 0 | 0 | 0 | 0 | 0 | 0 | 0 | 0 | 0 | 0 | 0 | 0 | 0 | 0 | 0 | 0 | 0 | 0 | 0 | 0 | 0 | 0 | 0 | 0 | 0
Tuesday | 8 | 16 | 16 | 5464 | 0 | 0 | 0 | 0 | 0 | 0 | 0 | 0 | 0 | 0 | 0 | 0 | 0 | 0 | 0 | 0 | 0 | 0 | 0 | 0 | 0 |  | 0 | 0 | 0 | 0 | 0 | 0 | 0 | 0 |  |  |  |  | 0 | 0 | 0 | 1 | 0 | 0 | 0 | 0 |  | 1 | 1 | #VALUE! | 1 | 1 | #VALUE! | 0 | 0 | 0 | 0 | 0 | 0 | 0 | 0 | 0 | 0 | 0 | 0 | 0 | 0 | 0 | 0 | 0 | 0 | 0 | 0 | 0 | 0 | 0 | 0 | 0
Tuesday | 8 | 16 | 17 | 5465 | 0 | 0 | 0 | 0 | 0 | 0 | 0 | 0 | 0 | 0 | 0 | 0 | 0 | 0 | 0 | 0 | 0 | 0 | 0 | 0 | 0 |  | 0 | 0 | 0 | 0 | 0 | 0 | 0 | 0 |  |  |  |  | 0 | 0 | 0 | 1 | 0 | 0 | 0 | 0 |  | 1 | 1 | #VALUE! | 1 | 1 | #VALUE! | 0 | 0 | 0 | 0 | 0 | 0 | 0 | 0 | 0 | 0 | 0 | 0 | 0 | 0 | 0 | 0 | 0 | 0 | 0 | 0 | 0 | 0 | 0 | 0 | 0
Tuesday | 8 | 16 | 18 | 5466 | 0 | 0 | 0 | 0 | 0 | 0 | 0 | 0 | 0 | 0 | 0 | 0 | 0 | 0 | 0 | 0 | 0 | 0 | 0 | 0 | 0 |  | 0 | 0 | 0 | 0 | 0 | 0 | 0 | 0 |  |  |  |  | 0 | 0 | 0 | 1 | 0 | 0 | 0 | 0 |  | 1 | 1 | #VALUE! | 1 | 1 | #VALUE! | 0 | 0 | 0 | 0 | 0 | 0 | 0 | 0 | 0 | 0 | 0 | 0 | 0 | 0 | 0 | 0 | 0 | 0 | 0 | 0 | 0 | 0 | 0 | 0 | 0
Tuesday | 8 | 16 | 19 | 5467 | 0 | 0 | 0 | 0 | 0 | 0 | 0 | 0 | 0 | 0 | 0 | 0 | 0 | 0 | 0 | 0 | 0 | 0 | 0 | 0 | 0 |  | 0 | 0 | 0 | 0 | 0 | 0 | 0 | 0 |  |  |  |  | 0 | 0 | 0 | 1 | 0 | 0 | 0 | 0 |  | 1 | 1 | #VALUE! | 1 | 1 | #VALUE! | 0 | 0 | 0 | 0 | 0 | 0 | 0 | 0 | 0 | 0 | 0 | 0 | 0 | 0 | 0 | 0 | 0 | 0 | 0 | 0 | 0 | 0 | 0 | 0 | 0
Tuesday | 8 | 16 | 20 | 5468 | 0 | 0 | 0 | 0 | 0 | 0 | 0 | 0 | 0 | 0 | 0 | 0 | 0 | 0 | 0 | 0 | 0 | 0 | 0 | 0 | 0 |  | 0 | 0 | 0 | 0 | 0 | 0 | 0 | 0 |  |  |  |  | 0 | 0 | 0 | 0 | 1 | 0 | 0 | 0 |  | 1 | 1 | 1 | #VALUE! | 1 | #VALUE! | 0 | 0 | 0 | 0 | 0 | 0 | 0 | 0 | 0 | 0 | 0 | 0 | 0 | 0 | 0 | 0 | 0 | 0 | 0 | 0 | 0 | 0 | 0 | 0 | 0
Tuesday | 8 | 16 | 21 | 5469 | 0 | 0 | 0 | 0 | 0 | 0 | 0 | 0 | 0 | 0 | 0 | 0 | 0 | 0 | 0 | 0 | 0 | 0 | 0 | 0 | 0 |  | 0 | 0 | 0 | 0 | 0 | 0 | 0 | 0 |  |  |  |  | 0 | 0 | 0 | 0 | 1 | 0 | 0 | 0 |  | 1 | 1 | 1 | #VALUE! | 1 | #VALUE! | 0 | 0 | 0 | 0 | 0 | 0 | 0 | 0 | 0 | 0 | 0 | 0 | 0 | 0 | 0 | 0 | 0 | 0 | 0 | 0 | 0 | 0 | 0 | 0 | 0
Tuesday | 8 | 16 | 22 | 5470 | 0 | 0 | 0 | 0 | 0 | 0 | 0 | 0 | 0 | 0 | 0 | 0 | 0 | 0 | 0 | 0 | 0 | 0 | 0 | 0 | 0 |  | 0 | 0 | 0 | 0 | 0 | 0 | 0 | 0 |  |  |  |  | 0 | 0 | 0 | 0 | 1 | 0 | 0 | 0 |  | 1 | 1 | 1 | #VALUE! | 1 | #VALUE! | 0 | 0 | 0 | 0 | 0 | 0 | 0 | 0 | 0 | 0 | 0 | 0 | 0 | 0 | 0 | 0 | 0 | 0 | 0 | 0 | 0 | 0 | 0 | 0 | 0
Tuesday | 8 | 16 | 23 | 5471 | 0 | 0 | 0 | 0 | 0 | 0 | 0 | 0 | 0 | 0 | 0 | 0 | 0 | 0 | 0 | 0 | 0 | 0 | 0 | 0 | 0 |  | 0 | 0 | 0 | 0 | 0 | 0 | 0 | 0 |  |  |  |  | 0 | 0 | 0 | 0 | 0 | 1 | 0 | 0 |  | 1 | 1 | 1 | 1 | 1 | 1 | 0 | 0 | 0 | 0 | 0 | 0 | 0 | 0 | 0 | 0 | 0 | 0 | 0 | 0 | 0 | 0 | 0 | 0 | 0 | 0 | 0 | 0 | 0 | 0 | 0
Tuesday | 8 | 16 | 24 | 5472 | 0 | 0 | 0 | 0 | 0 | 0 | 0 | 0 | 0 | 0 | 0 | 0 | 0 | 0 | 0 | 0 | 0 | 0 | 0 | 0 | 0 |  | 0 | 0 | 0 | 0 | 0 | 0 | 0 | 0 |  |  |  |  | 0 | 0 | 0 | 0 | 0 | 1 | 0 | 0 |  | 1 | 1 | 1 | 1 | 1 | 1 | 0 | 0 | 0 | 0 | 0 | 0 | 0 | 0 | 0 | 0 | 0 | 0 | 0 | 0 | 0 | 0 | 0 | 0 | 0 | 0 | 0 | 0 | 0 | 0 | 0
Wednesday | 8 | 17 | 1 | 5473 | 0 | 0 | 0 | 0 | 0 | 0 | 0 | 0 | 0 | 0 | 0 | 0 | 0 | 0 | 0 | 0 | 0 | 0 | 0 | 0 | 0 |  | 0 | 0 | 0 | 0 | 0 | 0 | 0 | 0 |  |  |  |  | 0 | 0 | 0 | 0 | 0 | 1 | 0 | 0 |  | 1 | 1 | 1 | 1 | 1 | 1 | 0 | 0 | 0 | 0 | 0 | 0 | 0 | 0 | 0 | 0 | 0 | 0 | 0 | 0 | 0 | 0 | 0 | 0 | 0 | 0 | 0 | 0 | 0 | 0 | 0
Wednesday | 8 | 17 | 2 | 5474 | 0 | 0 | 0 | 0 | 0 | 0 | 0 | 0 | 0 | 0 | 0 | 0 | 0 | 0 | 0 | 0 | 0 | 0 | 0 | 0 | 0 |  | 0 | 0 | 0 | 0 | 0 | 0 | 0 | 0 |  |  |  |  | 0 | 0 | 0 | 0 | 0 | 1 | 0 | 0 |  | 1 | 1 | 1 | 1 | 1 | 1 | 0 | 0 | 0 | 0 | 0 | 0 | 0 | 0 | 0 | 0 | 0 | 0 | 0 | 0 | 0 | 0 | 0 | 0 | 0 | 0 | 0 | 0 | 0 | 0 | 0
Wednesday | 8 | 17 | 3 | 5475 | 0 | 0 | 0 | 0 | 0 | 0 | 0 | 0 | 0 | 0 | 0 | 0 | 0 | 0 | 0 | 0 | 0 | 0 | 0 | 0 | 0 |  | 0 | 0 | 0 | 0 | 0 | 0 | 0 | 0 |  |  |  |  | 0 | 0 | 0 | 0 | 0 | 1 | 0 | 0 |  | 1 | 1 | 1 | 1 | 1 | 1 | 0 | 0 | 0 | 0 | 0 | 0 | 0 | 0 | 0 | 0 | 0 | 0 | 0 | 0 | 0 | 0 | 0 | 0 | 0 | 0 | 0 | 0 | 0 | 0 | 0
Wednesday | 8 | 17 | 4 | 5476 | 0 | 0 | 0 | 0 | 0 | 0 | 0 | 0 | 0 | 0 | 0 | 0 | 0 | 0 | 0 | 0 | 0 | 0 | 0 | 0 | 0 |  | 0 | 0 | 0 | 0 | 0 | 0 | 0 | 0 |  |  |  |  | 0 | 0 | 0 | 0 | 0 | 1 | 0 | 0 |  | 1 | 1 | 1 | 1 | 1 | 1 | 0 | 0 | 0 | 0 | 0 | 0 | 0 | 0 | 0 | 0 | 0 | 0 | 0 | 0 | 0 | 0 | 0 | 0 | 0 | 0 | 0 | 0 | 0 | 0 | 0
Wednesday | 8 | 17 | 5 | 5477 | 0 | 0 | 0 | 0 | 0 | 0 | 0 | 0 | 0 | 0 | 0 | 0 | 0 | 0 | 0 | 0 | 0 | 0 | 0 | 0 | 0 |  | 0 | 0 | 0 | 0 | 0 | 0 | 0 | 0 |  |  |  |  | 0 | 0 | 0 | 0 | 0 | 1 | 0 | 0 |  | 1 | 1 | 1 | 1 | 1 | 1 | 0 | 0 | 0 | 0 | 0 | 0 | 0 | 0 | 0 | 0 | 0 | 0 | 0 | 0 | 0 | 0 | 0 | 0 | 0 | 0 | 0 | 0 | 0 | 0 | 0
Wednesday | 8 | 17 | 6 | 5478 | 0 | 0 | 0 | 0 | 0 | 0 | 0 | 0 | 0 | 0 | 0 | 0 | 0 | 0 | 0 | 0 | 0 | 0 | 0 | 0 | 0 |  | 0 | 0 | 0 | 0 | 0 | 0 | 0 | 0 |  |  |  |  | 0 | 0 | 0 | 0 | 0 | 1 | 0 | 0 |  | 1 | 1 | 1 | 1 | 1 | 1 | 0 | 0 | 0 | 0 | 0 | 0 | 0 | 0 | 0 | 0 | 0 | 0 | 0 | 0 | 0 | 0 | 0 | 0 | 0 | 0 | 0 | 0 | 0 | 0 | 0
Wednesday | 8 | 17 | 7 | 5479 | 0 | 0 | 0 | 0 | 0 | 0 | 0 | 0 | 0 | 0 | 0 | 0 | 0 | 0 | 0 | 0 | 0 | 0 | 0 | 0 | 0 |  | 0 | 0 | 0 | 0 | 0 | 0 | 0 | 0 |  |  |  |  | 0 | 0 | 0 | 0 | 0 | 1 | 0 | 0 |  | 1 | 1 | 1 | 1 | 1 | 1 | 0 | 0 | 0 | 0 | 0 | 0 | 0 | 0 | 0 | 0 | 0 | 0 | 0 | 0 | 0 | 0 | 0 | 0 | 0 | 0 | 0 | 0 | 0 | 0 | 0
Wednesday | 8 | 17 | 8 | 5480 | 0 | 0 | 0 | 0 | 0 | 0 | 0 | 0 | 0 | 0 | 0 | 0 | 0 | 0 | 0 | 0 | 0 | 0 | 0 | 0 | 0 |  | 0 | 0 | 0 | 0 | 0 | 0 | 0 | 0 |  |  |  |  | 0 | 0 | 0 | 0 | 1 | 0 | 0 | 0 |  | 1 | 1 | 1 | #VALUE! | 1 | #VALUE! | 0 | 0 | 0 | 0 | 0 | 0 | 0 | 0 | 0 | 0 | 0 | 0 | 0 | 0 | 0 | 0 | 0 | 0 | 0 | 0 | 0 | 0 | 0 | 0 | 0
Wednesday | 8 | 17 | 9 | 5481 | 0 | 0 | 0 | 0 | 0 | 0 | 0 | 0 | 0 | 0 | 0 | 0 | 0 | 0 | 0 | 0 | 0 | 0 | 0 | 0 | 0 |  | 0 | 0 | 0 | 0 | 0 | 0 | 0 | 0 |  |  |  |  | 0 | 0 | 0 | 0 | 1 | 0 | 0 | 0 |  | 1 | 1 | 1 | #VALUE! | 1 | #VALUE! | 0 | 0 | 0 | 0 | 0 | 0 | 0 | 0 | 0 | 0 | 0 | 0 | 0 | 0 | 0 | 0 | 0 | 0 | 0 | 0 | 0 | 0 | 0 | 0 | 0
Wednesday | 8 | 17 | 10 | 5482 | 0 | 0 | 0 | 0 | 0 | 0 | 0 | 0 | 0 | 0 | 0 | 0 | 0 | 0 | 0 | 0 | 0 | 0 | 0 | 0 | 0 |  | 0 | 0 | 0 | 0 | 0 | 0 | 0 | 0 |  |  |  |  | 0 | 0 | 0 | 0 | 1 | 0 | 0 | 0 |  | 1 | 1 | 1 | #VALUE! | 1 | #VALUE! | 0 | 0 | 0 | 0 | 0 | 0 | 0 | 0 | 0 | 0 | 0 | 0 | 0 | 0 | 0 | 0 | 0 | 0 | 0 | 0 | 0 | 0 | 0 | 0 | 0
Wednesday | 8 | 17 | 11 | 5483 | 0 | 0 | 0 | 0 | 0 | 0 | 0 | 0 | 0 | 0 | 0 | 0 | 0 | 0 | 0 | 0 | 0 | 0 | 0 | 0 | 0 |  | 0 | 0 | 0 | 0 | 0 | 0 | 0 | 0 |  |  |  |  | 0 | 0 | 0 | 0 | 1 | 0 | 0 | 0 |  | 1 | 1 | 1 | #VALUE! | 1 | #VALUE! | 0 | 0 | 0 | 0 | 0 | 0 | 0 | 0 | 0 | 0 | 0 | 0 | 0 | 0 | 0 | 0 | 0 | 0 | 0 | 0 | 0 | 0 | 0 | 0 | 0
Wednesday | 8 | 17 | 12 | 5484 | 0 | 0 | 0 | 0 | 0 | 0 | 0 | 0 | 0 | 0 | 0 | 0 | 0 | 0 | 0 | 0 | 0 | 0 | 0 | 0 | 0 |  | 0 | 0 | 0 | 0 | 0 | 0 | 0 | 0 |  |  |  |  | 0 | 0 | 0 | 0 | 1 | 0 | 0 | 0 |  | 1 | 1 | 1 | #VALUE! | 1 | #VALUE! | 0 | 0 | 0 | 0 | 0 | 0 | 0 | 0 | 0 | 0 | 0 | 0 | 0 | 0 | 0 | 0 | 0 | 0 | 0 | 0 | 0 | 0 | 0 | 0 | 0
Wednesday | 8 | 17 | 13 | 5485 | 0 | 0 | 0 | 0 | 0 | 0 | 0 | 0 | 0 | 0 | 0 | 0 | 0 | 0 | 0 | 0 | 0 | 0 | 0 | 0 | 0 |  | 0 | 0 | 0 | 0 | 0 | 0 | 0 | 0 |  |  |  |  | 0 | 0 | 0 | 0 | 1 | 0 | 0 | 0 |  | 1 | 1 | 1 | #VALUE! | 1 | #VALUE! | 0 | 0 | 0 | 0 | 0 | 0 | 0 | 0 | 0 | 0 | 0 | 0 | 0 | 0 | 0 | 0 | 0 | 0 | 0 | 0 | 0 | 0 | 0 | 0 | 0
Wednesday | 8 | 17 | 14 | 5486 | 0 | 0 | 0 | 0 | 0 | 0 | 0 | 0 | 0 | 0 | 0 | 0 | 0 | 0 | 0 | 0 | 0 | 0 | 0 | 0 | 0 |  | 0 | 0 | 0 | 0 | 0 | 0 | 0 | 0 |  |  |  |  | 0 | 0 | 0 | 1 | 0 | 0 | 0 | 0 |  | 1 | 1 | #VALUE! | 1 | 1 | #VALUE! | 0 | 0 | 0 | 0 | 0 | 0 | 0 | 0 | 0 | 0 | 0 | 0 | 0 | 0 | 0 | 0 | 0 | 0 | 0 | 0 | 0 | 0 | 0 | 0 | 0
Wednesday | 8 | 17 | 15 | 5487 | 0 | 0 | 0 | 0 | 0 | 0 | 0 | 0 | 0 | 0 | 0 | 0 | 0 | 0 | 0 | 0 | 0 | 0 | 0 | 0 | 0 |  | 0 | 0 | 0 | 0 | 0 | 0 | 0 | 0 |  |  |  |  | 0 | 0 | 0 | 1 | 0 | 0 | 0 | 0 |  | 1 | 1 | #VALUE! | 1 | 1 | #VALUE! | 0 | 0 | 0 | 0 | 0 | 0 | 0 | 0 | 0 | 0 | 0 | 0 | 0 | 0 | 0 | 0 | 0 | 0 | 0 | 0 | 0 | 0 | 0 | 0 | 0
Wednesday | 8 | 17 | 16 | 5488 | 0 | 0 | 0 | 0 | 0 | 0 | 0 | 0 | 0 | 0 | 0 | 0 | 0 | 0 | 0 | 0 | 0 | 0 | 0 | 0 | 0 |  | 0 | 0 | 0 | 0 | 0 | 0 | 0 | 0 |  |  |  |  | 0 | 0 | 0 | 1 | 0 | 0 | 0 | 0 |  | 1 | 1 | #VALUE! | 1 | 1 | #VALUE! | 0 | 0 | 0 | 0 | 0 | 0 | 0 | 0 | 0 | 0 | 0 | 0 | 0 | 0 | 0 | 0 | 0 | 0 | 0 | 0 | 0 | 0 | 0 | 0 | 0
Wednesday | 8 | 17 | 17 | 5489 | 0 | 0 | 0 | 0 | 0 | 0 | 0 | 0 | 0 | 0 | 0 | 0 | 0 | 0 | 0 | 0 | 0 | 0 | 0 | 0 | 0 |  | 0 | 0 | 0 | 0 | 0 | 0 | 0 | 0 |  |  |  |  | 0 | 0 | 0 | 1 | 0 | 0 | 0 | 0 |  | 1 | 1 | #VALUE! | 1 | 1 | #VALUE! | 0 | 0 | 0 | 0 | 0 | 0 | 0 | 0 | 0 | 0 | 0 | 0 | 0 | 0 | 0 | 0 | 0 | 0 | 0 | 0 | 0 | 0 | 0 | 0 | 0
Wednesday | 8 | 17 | 18 | 5490 | 0 | 0 | 0 | 0 | 0 | 0 | 0 | 0 | 0 | 0 | 0 | 0 | 0 | 0 | 0 | 0 | 0 | 0 | 0 | 0 | 0 |  | 0 | 0 | 0 | 0 | 0 | 0 | 0 | 0 |  |  |  |  | 0 | 0 | 0 | 1 | 0 | 0 | 0 | 0 |  | 1 | 1 | #VALUE! | 1 | 1 | #VALUE! | 0 | 0 | 0 | 0 | 0 | 0 | 0 | 0 | 0 | 0 | 0 | 0 | 0 | 0 | 0 | 0 | 0 | 0 | 0 | 0 | 0 | 0 | 0 | 0 | 0
Wednesday | 8 | 17 | 19 | 5491 | 0 | 0 | 0 | 0 | 0 | 0 | 0 | 0 | 0 | 0 | 0 | 0 | 0 | 0 | 0 | 0 | 0 | 0 | 0 | 0 | 0 |  | 0 | 0 | 0 | 0 | 0 | 0 | 0 | 0 |  |  |  |  | 0 | 0 | 0 | 1 | 0 | 0 | 0 | 0 |  | 1 | 1 | #VALUE! | 1 | 1 | #VALUE! | 0 | 0 | 0 | 0 | 0 | 0 | 0 | 0 | 0 | 0 | 0 | 0 | 0 | 0 | 0 | 0 | 0 | 0 | 0 | 0 | 0 | 0 | 0 | 0 | 0
Wednesday | 8 | 17 | 20 | 5492 | 0 | 0 | 0 | 0 | 0 | 0 | 0 | 0 | 0 | 0 | 0 | 0 | 0 | 0 | 0 | 0 | 0 | 0 | 0 | 0 | 0 |  | 0 | 0 | 0 | 0 | 0 | 0 | 0 | 0 |  |  |  |  | 0 | 0 | 0 | 0 | 1 | 0 | 0 | 0 |  | 1 | 1 | 1 | #VALUE! | 1 | #VALUE! | 0 | 0 | 0 | 0 | 0 | 0 | 0 | 0 | 0 | 0 | 0 | 0 | 0 | 0 | 0 | 0 | 0 | 0 | 0 | 0 | 0 | 0 | 0 | 0 | 0
Wednesday | 8 | 17 | 21 | 5493 | 0 | 0 | 0 | 0 | 0 | 0 | 0 | 0 | 0 | 0 | 0 | 0 | 0 | 0 | 0 | 0 | 0 | 0 | 0 | 0 | 0 |  | 0 | 0 | 0 | 0 | 0 | 0 | 0 | 0 |  |  |  |  | 0 | 0 | 0 | 0 | 1 | 0 | 0 | 0 |  | 1 | 1 | 1 | #VALUE! | 1 | #VALUE! | 0 | 0 | 0 | 0 | 0 | 0 | 0 | 0 | 0 | 0 | 0 | 0 | 0 | 0 | 0 | 0 | 0 | 0 | 0 | 0 | 0 | 0 | 0 | 0 | 0
Wednesday | 8 | 17 | 22 | 5494 | 0 | 0 | 0 | 0 | 0 | 0 | 0 | 0 | 0 | 0 | 0 | 0 | 0 | 0 | 0 | 0 | 0 | 0 | 0 | 0 | 0 |  | 0 | 0 | 0 | 0 | 0 | 0 | 0 | 0 |  |  |  |  | 0 | 0 | 0 | 0 | 1 | 0 | 0 | 0 |  | 1 | 1 | 1 | #VALUE! | 1 | #VALUE! | 0 | 0 | 0 | 0 | 0 | 0 | 0 | 0 | 0 | 0 | 0 | 0 | 0 | 0 | 0 | 0 | 0 | 0 | 0 | 0 | 0 | 0 | 0 | 0 | 0
Wednesday | 8 | 17 | 23 | 5495 | 0 | 0 | 0 | 0 | 0 | 0 | 0 | 0 | 0 | 0 | 0 | 0 | 0 | 0 | 0 | 0 | 0 | 0 | 0 | 0 | 0 |  | 0 | 0 | 0 | 0 | 0 | 0 | 0 | 0 |  |  |  |  | 0 | 0 | 0 | 0 | 0 | 1 | 0 | 0 |  | 1 | 1 | 1 | 1 | 1 | 1 | 0 | 0 | 0 | 0 | 0 | 0 | 0 | 0 | 0 | 0 | 0 | 0 | 0 | 0 | 0 | 0 | 0 | 0 | 0 | 0 | 0 | 0 | 0 | 0 | 0
Wednesday | 8 | 17 | 24 | 5496 | 0 | 0 | 0 | 0 | 0 | 0 | 0 | 0 | 0 | 0 | 0 | 0 | 0 | 0 | 0 | 0 | 0 | 0 | 0 | 0 | 0 |  | 0 | 0 | 0 | 0 | 0 | 0 | 0 | 0 |  |  |  |  | 0 | 0 | 0 | 0 | 0 | 1 | 0 | 0 |  | 1 | 1 | 1 | 1 | 1 | 1 | 0 | 0 | 0 | 0 | 0 | 0 | 0 | 0 | 0 | 0 | 0 | 0 | 0 | 0 | 0 | 0 | 0 | 0 | 0 | 0 | 0 | 0 | 0 | 0 | 0
Thursday | 8 | 18 | 1 | 5497 | 0 | 0 | 0 | 0 | 0 | 0 | 0 | 0 | 0 | 0 | 0 | 0 | 0 | 0 | 0 | 0 | 0 | 0 | 0 | 0 | 0 |  | 0 | 0 | 0 | 0 | 0 | 0 | 0 | 0 |  |  |  |  | 0 | 0 | 0 | 0 | 0 | 1 | 0 | 0 |  | 1 | 1 | 1 | 1 | 1 | 1 | 0 | 0 | 0 | 0 | 0 | 0 | 0 | 0 | 0 | 0 | 0 | 0 | 0 | 0 | 0 | 0 | 0 | 0 | 0 | 0 | 0 | 0 | 0 | 0 | 0
Thursday | 8 | 18 | 2 | 5498 | 0 | 0 | 0 | 0 | 0 | 0 | 0 | 0 | 0 | 0 | 0 | 0 | 0 | 0 | 0 | 0 | 0 | 0 | 0 | 0 | 0 |  | 0 | 0 | 0 | 0 | 0 | 0 | 0 | 0 |  |  |  |  | 0 | 0 | 0 | 0 | 0 | 1 | 0 | 0 |  | 1 | 1 | 1 | 1 | 1 | 1 | 0 | 0 | 0 | 0 | 0 | 0 | 0 | 0 | 0 | 0 | 0 | 0 | 0 | 0 | 0 | 0 | 0 | 0 | 0 | 0 | 0 | 0 | 0 | 0 | 0
Thursday | 8 | 18 | 3 | 5499 | 0 | 0 | 0 | 0 | 0 | 0 | 0 | 0 | 0 | 0 | 0 | 0 | 0 | 0 | 0 | 0 | 0 | 0 | 0 | 0 | 0 |  | 0 | 0 | 0 | 0 | 0 | 0 | 0 | 0 |  |  |  |  | 0 | 0 | 0 | 0 | 0 | 1 | 0 | 0 |  | 1 | 1 | 1 | 1 | 1 | 1 | 0 | 0 | 0 | 0 | 0 | 0 | 0 | 0 | 0 | 0 | 0 | 0 | 0 | 0 | 0 | 0 | 0 | 0 | 0 | 0 | 0 | 0 | 0 | 0 | 0
Thursday | 8 | 18 | 4 | 5500 | 0 | 0 | 0 | 0 | 0 | 0 | 0 | 0 | 0 | 0 | 0 | 0 | 0 | 0 | 0 | 0 | 0 | 0 | 0 | 0 | 0 |  | 0 | 0 | 0 | 0 | 0 | 0 | 0 | 0 |  |  |  |  | 0 | 0 | 0 | 0 | 0 | 1 | 0 | 0 |  | 1 | 1 | 1 | 1 | 1 | 1 | 0 | 0 | 0 | 0 | 0 | 0 | 0 | 0 | 0 | 0 | 0 | 0 | 0 | 0 | 0 | 0 | 0 | 0 | 0 | 0 | 0 | 0 | 0 | 0 | 0
Thursday | 8 | 18 | 5 | 5501 | 0 | 0 | 0 | 0 | 0 | 0 | 0 | 0 | 0 | 0 | 0 | 0 | 0 | 0 | 0 | 0 | 0 | 0 | 0 | 0 | 0 |  | 0 | 0 | 0 | 0 | 0 | 0 | 0 | 0 |  |  |  |  | 0 | 0 | 0 | 0 | 0 | 1 | 0 | 0 |  | 1 | 1 | 1 | 1 | 1 | 1 | 0 | 0 | 0 | 0 | 0 | 0 | 0 | 0 | 0 | 0 | 0 | 0 | 0 | 0 | 0 | 0 | 0 | 0 | 0 | 0 | 0 | 0 | 0 | 0 | 0
Thursday | 8 | 18 | 6 | 5502 | 0 | 0 | 0 | 0 | 0 | 0 | 0 | 0 | 0 | 0 | 0 | 0 | 0 | 0 | 0 | 0 | 0 | 0 | 0 | 0 | 0 |  | 0 | 0 | 0 | 0 | 0 | 0 | 0 | 0 |  |  |  |  | 0 | 0 | 0 | 0 | 0 | 1 | 0 | 0 |  | 1 | 1 | 1 | 1 | 1 | 1 | 0 | 0 | 0 | 0 | 0 | 0 | 0 | 0 | 0 | 0 | 0 | 0 | 0 | 0 | 0 | 0 | 0 | 0 | 0 | 0 | 0 | 0 | 0 | 0 | 0
Thursday | 8 | 18 | 7 | 5503 | 0 | 0 | 0 | 0 | 0 | 0 | 0 | 0 | 0 | 0 | 0 | 0 | 0 | 0 | 0 | 0 | 0 | 0 | 0 | 0 | 0 |  | 0 | 0 | 0 | 0 | 0 | 0 | 0 | 0 |  |  |  |  | 0 | 0 | 0 | 0 | 0 | 1 | 0 | 0 |  | 1 | 1 | 1 | 1 | 1 | 1 | 0 | 0 | 0 | 0 | 0 | 0 | 0 | 0 | 0 | 0 | 0 | 0 | 0 | 0 | 0 | 0 | 0 | 0 | 0 | 0 | 0 | 0 | 0 | 0 | 0
Thursday | 8 | 18 | 8 | 5504 | 0 | 0 | 0 | 0 | 0 | 0 | 0 | 0 | 0 | 0 | 0 | 0 | 0 | 0 | 0 | 0 | 0 | 0 | 0 | 0 | 0 |  | 0 | 0 | 0 | 0 | 0 | 0 | 0 | 0 |  |  |  |  | 0 | 0 | 0 | 0 | 1 | 0 | 0 | 0 |  | 1 | 1 | 1 | #VALUE! | 1 | #VALUE! | 0 | 0 | 0 | 0 | 0 | 0 | 0 | 0 | 0 | 0 | 0 | 0 | 0 | 0 | 0 | 0 | 0 | 0 | 0 | 0 | 0 | 0 | 0 | 0 | 0
Thursday | 8 | 18 | 9 | 5505 | 0 | 0 | 0 | 0 | 0 | 0 | 0 | 0 | 0 | 0 | 0 | 0 | 0 | 0 | 0 | 0 | 0 | 0 | 0 | 0 | 0 |  | 0 | 0 | 0 | 0 | 0 | 0 | 0 | 0 |  |  |  |  | 0 | 0 | 0 | 0 | 1 | 0 | 0 | 0 |  | 1 | 1 | 1 | #VALUE! | 1 | #VALUE! | 0 | 0 | 0 | 0 | 0 | 0 | 0 | 0 | 0 | 0 | 0 | 0 | 0 | 0 | 0 | 0 | 0 | 0 | 0 | 0 | 0 | 0 | 0 | 0 | 0
Thursday | 8 | 18 | 10 | 5506 | 0 | 0 | 0 | 0 | 0 | 0 | 0 | 0 | 0 | 0 | 0 | 0 | 0 | 0 | 0 | 0 | 0 | 0 | 0 | 0 | 0 |  | 0 | 0 | 0 | 0 | 0 | 0 | 0 | 0 |  |  |  |  | 0 | 0 | 0 | 0 | 1 | 0 | 0 | 0 |  | 1 | 1 | 1 | #VALUE! | 1 | #VALUE! | 0 | 0 | 0 | 0 | 0 | 0 | 0 | 0 | 0 | 0 | 0 | 0 | 0 | 0 | 0 | 0 | 0 | 0 | 0 | 0 | 0 | 0 | 0 | 0 | 0
Thursday | 8 | 18 | 11 | 5507 | 0 | 0 | 0 | 0 | 0 | 0 | 0 | 0 | 0 | 0 | 0 | 0 | 0 | 0 | 0 | 0 | 0 | 0 | 0 | 0 | 0 |  | 0 | 0 | 0 | 0 | 0 | 0 | 0 | 0 |  |  |  |  | 0 | 0 | 0 | 0 | 1 | 0 | 0 | 0 |  | 1 | 1 | 1 | #VALUE! | 1 | #VALUE! | 0 | 0 | 0 | 0 | 0 | 0 | 0 | 0 | 0 | 0 | 0 | 0 | 0 | 0 | 0 | 0 | 0 | 0 | 0 | 0 | 0 | 0 | 0 | 0 | 0
Thursday | 8 | 18 | 12 | 5508 | 0 | 0 | 0 | 0 | 0 | 0 | 0 | 0 | 0 | 0 | 0 | 0 | 0 | 0 | 0 | 0 | 0 | 0 | 0 | 0 | 0 |  | 0 | 0 | 0 | 0 | 0 | 0 | 0 | 0 |  |  |  |  | 0 | 0 | 0 | 0 | 1 | 0 | 0 | 0 |  | 1 | 1 | 1 | #VALUE! | 1 | #VALUE! | 0 | 0 | 0 | 0 | 0 | 0 | 0 | 0 | 0 | 0 | 0 | 0 | 0 | 0 | 0 | 0 | 0 | 0 | 0 | 0 | 0 | 0 | 0 | 0 | 0
Thursday | 8 | 18 | 13 | 5509 | 0 | 0 | 0 | 0 | 0 | 0 | 0 | 0 | 0 | 0 | 0 | 0 | 0 | 0 | 0 | 0 | 0 | 0 | 0 | 0 | 0 |  | 0 | 0 | 0 | 0 | 0 | 0 | 0 | 0 |  |  |  |  | 0 | 0 | 0 | 0 | 1 | 0 | 0 | 0 |  | 1 | 1 | 1 | #VALUE! | 1 | #VALUE! | 0 | 0 | 0 | 0 | 0 | 0 | 0 | 0 | 0 | 0 | 0 | 0 | 0 | 0 | 0 | 0 | 0 | 0 | 0 | 0 | 0 | 0 | 0 | 0 | 0
Thursday | 8 | 18 | 14 | 5510 | 0 | 0 | 0 | 0 | 0 | 0 | 0 | 0 | 0 | 0 | 0 | 0 | 0 | 0 | 0 | 0 | 0 | 0 | 0 | 0 | 0 |  | 0 | 0 | 0 | 0 | 0 | 0 | 0 | 0 |  |  |  |  | 0 | 0 | 0 | 1 | 0 | 0 | 0 | 0 |  | 1 | 1 | #VALUE! | 1 | 1 | #VALUE! | 0 | 0 | 0 | 0 | 0 | 0 | 0 | 0 | 0 | 0 | 0 | 0 | 0 | 0 | 0 | 0 | 0 | 0 | 0 | 0 | 0 | 0 | 0 | 0 | 0
Thursday | 8 | 18 | 15 | 5511 | 0 | 0 | 0 | 0 | 0 | 0 | 0 | 0 | 0 | 0 | 0 | 0 | 0 | 0 | 0 | 0 | 0 | 0 | 0 | 0 | 0 |  | 0 | 0 | 0 | 0 | 0 | 0 | 0 | 0 |  |  |  |  | 0 | 0 | 0 | 1 | 0 | 0 | 0 | 0 |  | 1 | 1 | #VALUE! | 1 | 1 | #VALUE! | 0 | 0 | 0 | 0 | 0 | 0 | 0 | 0 | 0 | 0 | 0 | 0 | 0 | 0 | 0 | 0 | 0 | 0 | 0 | 0 | 0 | 0 | 0 | 0 | 0
Thursday | 8 | 18 | 16 | 5512 | 0 | 0 | 0 | 0 | 0 | 0 | 0 | 0 | 0 | 0 | 0 | 0 | 0 | 0 | 0 | 0 | 0 | 0 | 0 | 0 | 0 |  | 0 | 0 | 0 | 0 | 0 | 0 | 0 | 0 |  |  |  |  | 0 | 0 | 0 | 1 | 0 | 0 | 0 | 0 |  | 1 | 1 | #VALUE! | 1 | 1 | #VALUE! | 0 | 0 | 0 | 0 | 0 | 0 | 0 | 0 | 0 | 0 | 0 | 0 | 0 | 0 | 0 | 0 | 0 | 0 | 0 | 0 | 0 | 0 | 0 | 0 | 0
Thursday | 8 | 18 | 17 | 5513 | 0 | 0 | 0 | 0 | 0 | 0 | 0 | 0 | 0 | 0 | 0 | 0 | 0 | 0 | 0 | 0 | 0 | 0 | 0 | 0 | 0 |  | 0 | 0 | 0 | 0 | 0 | 0 | 0 | 0 |  |  |  |  | 0 | 0 | 0 | 1 | 0 | 0 | 0 | 0 |  | 1 | 1 | #VALUE! | 1 | 1 | #VALUE! | 0 | 0 | 0 | 0 | 0 | 0 | 0 | 0 | 0 | 0 | 0 | 0 | 0 | 0 | 0 | 0 | 0 | 0 | 0 | 0 | 0 | 0 | 0 | 0 | 0
Thursday | 8 | 18 | 18 | 5514 | 0 | 0 | 0 | 0 | 0 | 0 | 0 | 0 | 0 | 0 | 0 | 0 | 0 | 0 | 0 | 0 | 0 | 0 | 0 | 0 | 0 |  | 0 | 0 | 0 | 0 | 0 | 0 | 0 | 0 |  |  |  |  | 0 | 0 | 0 | 1 | 0 | 0 | 0 | 0 |  | 1 | 1 | #VALUE! | 1 | 1 | #VALUE! | 0 | 0 | 0 | 0 | 0 | 0 | 0 | 0 | 0 | 0 | 0 | 0 | 0 | 0 | 0 | 0 | 0 | 0 | 0 | 0 | 0 | 0 | 0 | 0 | 0
Thursday | 8 | 18 | 19 | 5515 | 0 | 0 | 0 | 0 | 0 | 0 | 0 | 0 | 0 | 0 | 0 | 0 | 0 | 0 | 0 | 0 | 0 | 0 | 0 | 0 | 0 |  | 0 | 0 | 0 | 0 | 0 | 0 | 0 | 0 |  |  |  |  | 0 | 0 | 0 | 1 | 0 | 0 | 0 | 0 |  | 1 | 1 | #VALUE! | 1 | 1 | #VALUE! | 0 | 0 | 0 | 0 | 0 | 0 | 0 | 0 | 0 | 0 | 0 | 0 | 0 | 0 | 0 | 0 | 0 | 0 | 0 | 0 | 0 | 0 | 0 | 0 | 0
Thursday | 8 | 18 | 20 | 5516 | 0 | 0 | 0 | 0 | 0 | 0 | 0 | 0 | 0 | 0 | 0 | 0 | 0 | 0 | 0 | 0 | 0 | 0 | 0 | 0 | 0 |  | 0 | 0 | 0 | 0 | 0 | 0 | 0 | 0 |  |  |  |  | 0 | 0 | 0 | 0 | 1 | 0 | 0 | 0 |  | 1 | 1 | 1 | #VALUE! | 1 | #VALUE! | 0 | 0 | 0 | 0 | 0 | 0 | 0 | 0 | 0 | 0 | 0 | 0 | 0 | 0 | 0 | 0 | 0 | 0 | 0 | 0 | 0 | 0 | 0 | 0 | 0
Thursday | 8 | 18 | 21 | 5517 | 0 | 0 | 0 | 0 | 0 | 0 | 0 | 0 | 0 | 0 | 0 | 0 | 0 | 0 | 0 | 0 | 0 | 0 | 0 | 0 | 0 |  | 0 | 0 | 0 | 0 | 0 | 0 | 0 | 0 |  |  |  |  | 0 | 0 | 0 | 0 | 1 | 0 | 0 | 0 |  | 1 | 1 | 1 | #VALUE! | 1 | #VALUE! | 0 | 0 | 0 | 0 | 0 | 0 | 0 | 0 | 0 | 0 | 0 | 0 | 0 | 0 | 0 | 0 | 0 | 0 | 0 | 0 | 0 | 0 | 0 | 0 | 0
Thursday | 8 | 18 | 22 | 5518 | 0 | 0 | 0 | 0 | 0 | 0 | 0 | 0 | 0 | 0 | 0 | 0 | 0 | 0 | 0 | 0 | 0 | 0 | 0 | 0 | 0 |  | 0 | 0 | 0 | 0 | 0 | 0 | 0 | 0 |  |  |  |  | 0 | 0 | 0 | 0 | 1 | 0 | 0 | 0 |  | 1 | 1 | 1 | #VALUE! | 1 | #VALUE! | 0 | 0 | 0 | 0 | 0 | 0 | 0 | 0 | 0 | 0 | 0 | 0 | 0 | 0 | 0 | 0 | 0 | 0 | 0 | 0 | 0 | 0 | 0 | 0 | 0
Thursday | 8 | 18 | 23 | 5519 | 0 | 0 | 0 | 0 | 0 | 0 | 0 | 0 | 0 | 0 | 0 | 0 | 0 | 0 | 0 | 0 | 0 | 0 | 0 | 0 | 0 |  | 0 | 0 | 0 | 0 | 0 | 0 | 0 | 0 |  |  |  |  | 0 | 0 | 0 | 0 | 0 | 1 | 0 | 0 |  | 1 | 1 | 1 | 1 | 1 | 1 | 0 | 0 | 0 | 0 | 0 | 0 | 0 | 0 | 0 | 0 | 0 | 0 | 0 | 0 | 0 | 0 | 0 | 0 | 0 | 0 | 0 | 0 | 0 | 0 | 0
Thursday | 8 | 18 | 24 | 5520 | 0 | 0 | 0 | 0 | 0 | 0 | 0 | 0 | 0 | 0 | 0 | 0 | 0 | 0 | 0 | 0 | 0 | 0 | 0 | 0 | 0 |  | 0 | 0 | 0 | 0 | 0 | 0 | 0 | 0 |  |  |  |  | 0 | 0 | 0 | 0 | 0 | 1 | 0 | 0 |  | 1 | 1 | 1 | 1 | 1 | 1 | 0 | 0 | 0 | 0 | 0 | 0 | 0 | 0 | 0 | 0 | 0 | 0 | 0 | 0 | 0 | 0 | 0 | 0 | 0 | 0 | 0 | 0 | 0 | 0 | 0
Friday | 8 | 19 | 1 | 5521 | 0 | 0 | 0 | 0 | 0 | 0 | 0 | 0 | 0 | 0 | 0 | 0 | 0 | 0 | 0 | 0 | 0 | 0 | 0 | 0 | 0 |  | 0 | 0 | 0 | 0 | 0 | 0 | 0 | 0 |  |  |  |  | 0 | 0 | 0 | 0 | 0 | 1 | 0 | 0 |  | 1 | 1 | 1 | 1 | 1 | 1 | 0 | 0 | 0 | 0 | 0 | 0 | 0 | 0 | 0 | 0 | 0 | 0 | 0 | 0 | 0 | 0 | 0 | 0 | 0 | 0 | 0 | 0 | 0 | 0 | 0
Friday | 8 | 19 | 2 | 5522 | 0 | 0 | 0 | 0 | 0 | 0 | 0 | 0 | 0 | 0 | 0 | 0 | 0 | 0 | 0 | 0 | 0 | 0 | 0 | 0 | 0 |  | 0 | 0 | 0 | 0 | 0 | 0 | 0 | 0 |  |  |  |  | 0 | 0 | 0 | 0 | 0 | 1 | 0 | 0 |  | 1 | 1 | 1 | 1 | 1 | 1 | 0 | 0 | 0 | 0 | 0 | 0 | 0 | 0 | 0 | 0 | 0 | 0 | 0 | 0 | 0 | 0 | 0 | 0 | 0 | 0 | 0 | 0 | 0 | 0 | 0
Friday | 8 | 19 | 3 | 5523 | 0 | 0 | 0 | 0 | 0 | 0 | 0 | 0 | 0 | 0 | 0 | 0 | 0 | 0 | 0 | 0 | 0 | 0 | 0 | 0 | 0 |  | 0 | 0 | 0 | 0 | 0 | 0 | 0 | 0 |  |  |  |  | 0 | 0 | 0 | 0 | 0 | 1 | 0 | 0 |  | 1 | 1 | 1 | 1 | 1 | 1 | 0 | 0 | 0 | 0 | 0 | 0 | 0 | 0 | 0 | 0 | 0 | 0 | 0 | 0 | 0 | 0 | 0 | 0 | 0 | 0 | 0 | 0 | 0 | 0 | 0
Friday | 8 | 19 | 4 | 5524 | 0 | 0 | 0 | 0 | 0 | 0 | 0 | 0 | 0 | 0 | 0 | 0 | 0 | 0 | 0 | 0 | 0 | 0 | 0 | 0 | 0 |  | 0 | 0 | 0 | 0 | 0 | 0 | 0 | 0 |  |  |  |  | 0 | 0 | 0 | 0 | 0 | 1 | 0 | 0 |  | 1 | 1 | 1 | 1 | 1 | 1 | 0 | 0 | 0 | 0 | 0 | 0 | 0 | 0 | 0 | 0 | 0 | 0 | 0 | 0 | 0 | 0 | 0 | 0 | 0 | 0 | 0 | 0 | 0 | 0 | 0
Friday | 8 | 19 | 5 | 5525 | 0 | 0 | 0 | 0 | 0 | 0 | 0 | 0 | 0 | 0 | 0 | 0 | 0 | 0 | 0 | 0 | 0 | 0 | 0 | 0 | 0 |  | 0 | 0 | 0 | 0 | 0 | 0 | 0 | 0 |  |  |  |  | 0 | 0 | 0 | 0 | 0 | 1 | 0 | 0 |  | 1 | 1 | 1 | 1 | 1 | 1 | 0 | 0 | 0 | 0 | 0 | 0 | 0 | 0 | 0 | 0 | 0 | 0 | 0 | 0 | 0 | 0 | 0 | 0 | 0 | 0 | 0 | 0 | 0 | 0 | 0
Friday | 8 | 19 | 6 | 5526 | 0 | 0 | 0 | 0 | 0 | 0 | 0 | 0 | 0 | 0 | 0 | 0 | 0 | 0 | 0 | 0 | 0 | 0 | 0 | 0 | 0 |  | 0 | 0 | 0 | 0 | 0 | 0 | 0 | 0 |  |  |  |  | 0 | 0 | 0 | 0 | 0 | 1 | 0 | 0 |  | 1 | 1 | 1 | 1 | 1 | 1 | 0 | 0 | 0 | 0 | 0 | 0 | 0 | 0 | 0 | 0 | 0 | 0 | 0 | 0 | 0 | 0 | 0 | 0 | 0 | 0 | 0 | 0 | 0 | 0 | 0
Friday | 8 | 19 | 7 | 5527 | 0 | 0 | 0 | 0 | 0 | 0 | 0 | 0 | 0 | 0 | 0 | 0 | 0 | 0 | 0 | 0 | 0 | 0 | 0 | 0 | 0 |  | 0 | 0 | 0 | 0 | 0 | 0 | 0 | 0 |  |  |  |  | 0 | 0 | 0 | 0 | 0 | 1 | 0 | 0 |  | 1 | 1 | 1 | 1 | 1 | 1 | 0 | 0 | 0 | 0 | 0 | 0 | 0 | 0 | 0 | 0 | 0 | 0 | 0 | 0 | 0 | 0 | 0 | 0 | 0 | 0 | 0 | 0 | 0 | 0 | 0
Friday | 8 | 19 | 8 | 5528 | 0 | 0 | 0 | 0 | 0 | 0 | 0 | 0 | 0 | 0 | 0 | 0 | 0 | 0 | 0 | 0 | 0 | 0 | 0 | 0 | 0 |  | 0 | 0 | 0 | 0 | 0 | 0 | 0 | 0 |  |  |  |  | 0 | 0 | 0 | 0 | 1 | 0 | 0 | 0 |  | 1 | 1 | 1 | #VALUE! | 1 | #VALUE! | 0 | 0 | 0 | 0 | 0 | 0 | 0 | 0 | 0 | 0 | 0 | 0 | 0 | 0 | 0 | 0 | 0 | 0 | 0 | 0 | 0 | 0 | 0 | 0 | 0
Friday | 8 | 19 | 9 | 5529 | 0 | 0 | 0 | 0 | 0 | 0 | 0 | 0 | 0 | 0 | 0 | 0 | 0 | 0 | 0 | 0 | 0 | 0 | 0 | 0 | 0 |  | 0 | 0 | 0 | 0 | 0 | 0 | 0 | 0 |  |  |  |  | 0 | 0 | 0 | 0 | 1 | 0 | 0 | 0 |  | 1 | 1 | 1 | #VALUE! | 1 | #VALUE! | 0 | 0 | 0 | 0 | 0 | 0 | 0 | 0 | 0 | 0 | 0 | 0 | 0 | 0 | 0 | 0 | 0 | 0 | 0 | 0 | 0 | 0 | 0 | 0 | 0
Friday | 8 | 19 | 10 | 5530 | 0 | 0 | 0 | 0 | 0 | 0 | 0 | 0 | 0 | 0 | 0 | 0 | 0 | 0 | 0 | 0 | 0 | 0 | 0 | 0 | 0 |  | 0 | 0 | 0 | 0 | 0 | 0 | 0 | 0 |  |  |  |  | 0 | 0 | 0 | 0 | 1 | 0 | 0 | 0 |  | 1 | 1 | 1 | #VALUE! | 1 | #VALUE! | 0 | 0 | 0 | 0 | 0 | 0 | 0 | 0 | 0 | 0 | 0 | 0 | 0 | 0 | 0 | 0 | 0 | 0 | 0 | 0 | 0 | 0 | 0 | 0 | 0
Friday | 8 | 19 | 11 | 5531 | 0 | 0 | 0 | 0 | 0 | 0 | 0 | 0 | 0 | 0 | 0 | 0 | 0 | 0 | 0 | 0 | 0 | 0 | 0 | 0 | 0 |  | 0 | 0 | 0 | 0 | 0 | 0 | 0 | 0 |  |  |  |  | 0 | 0 | 0 | 0 | 1 | 0 | 0 | 0 |  | 1 | 1 | 1 | #VALUE! | 1 | #VALUE! | 0 | 0 | 0 | 0 | 0 | 0 | 0 | 0 | 0 | 0 | 0 | 0 | 0 | 0 | 0 | 0 | 0 | 0 | 0 | 0 | 0 | 0 | 0 | 0 | 0
Friday | 8 | 19 | 12 | 5532 | 0 | 0 | 0 | 0 | 0 | 0 | 0 | 0 | 0 | 0 | 0 | 0 | 0 | 0 | 0 | 0 | 0 | 0 | 0 | 0 | 0 |  | 0 | 0 | 0 | 0 | 0 | 0 | 0 | 0 |  |  |  |  | 0 | 0 | 0 | 0 | 1 | 0 | 0 | 0 |  | 1 | 1 | 1 | #VALUE! | 1 | #VALUE! | 0 | 0 | 0 | 0 | 0 | 0 | 0 | 0 | 0 | 0 | 0 | 0 | 0 | 0 | 0 | 0 | 0 | 0 | 0 | 0 | 0 | 0 | 0 | 0 | 0
Friday | 8 | 19 | 13 | 5533 | 0 | 0 | 0 | 0 | 0 | 0 | 0 | 0 | 0 | 0 | 0 | 0 | 0 | 0 | 0 | 0 | 0 | 0 | 0 | 0 | 0 |  | 0 | 0 | 0 | 0 | 0 | 0 | 0 | 0 |  |  |  |  | 0 | 0 | 0 | 0 | 1 | 0 | 0 | 0 |  | 1 | 1 | 1 | #VALUE! | 1 | #VALUE! | 0 | 0 | 0 | 0 | 0 | 0 | 0 | 0 | 0 | 0 | 0 | 0 | 0 | 0 | 0 | 0 | 0 | 0 | 0 | 0 | 0 | 0 | 0 | 0 | 0
Friday | 8 | 19 | 14 | 5534 | 0 | 0 | 0 | 0 | 0 | 0 | 0 | 0 | 0 | 0 | 0 | 0 | 0 | 0 | 0 | 0 | 0 | 0 | 0 | 0 | 0 |  | 0 | 0 | 0 | 0 | 0 | 0 | 0 | 0 |  |  |  |  | 0 | 0 | 0 | 1 | 0 | 0 | 0 | 0 |  | 1 | 1 | #VALUE! | 1 | 1 | #VALUE! | 0 | 0 | 0 | 0 | 0 | 0 | 0 | 0 | 0 | 0 | 0 | 0 | 0 | 0 | 0 | 0 | 0 | 0 | 0 | 0 | 0 | 0 | 0 | 0 | 0
Friday | 8 | 19 | 15 | 5535 | 0 | 0 | 0 | 0 | 0 | 0 | 0 | 0 | 0 | 0 | 0 | 0 | 0 | 0 | 0 | 0 | 0 | 0 | 0 | 0 | 0 |  | 0 | 0 | 0 | 0 | 0 | 0 | 0 | 0 |  |  |  |  | 0 | 0 | 0 | 1 | 0 | 0 | 0 | 0 |  | 1 | 1 | #VALUE! | 1 | 1 | #VALUE! | 0 | 0 | 0 | 0 | 0 | 0 | 0 | 0 | 0 | 0 | 0 | 0 | 0 | 0 | 0 | 0 | 0 | 0 | 0 | 0 | 0 | 0 | 0 | 0 | 0
Friday | 8 | 19 | 16 | 5536 | 0 | 0 | 0 | 0 | 0 | 0 | 0 | 0 | 0 | 0 | 0 | 0 | 0 | 0 | 0 | 0 | 0 | 0 | 0 | 0 | 0 |  | 0 | 0 | 0 | 0 | 0 | 0 | 0 | 0 |  |  |  |  | 0 | 0 | 0 | 1 | 0 | 0 | 0 | 0 |  | 1 | 1 | #VALUE! | 1 | 1 | #VALUE! | 0 | 0 | 0 | 0 | 0 | 0 | 0 | 0 | 0 | 0 | 0 | 0 | 0 | 0 | 0 | 0 | 0 | 0 | 0 | 0 | 0 | 0 | 0 | 0 | 0
Friday | 8 | 19 | 17 | 5537 | 0 | 0 | 0 | 0 | 0 | 0 | 0 | 0 | 0 | 0 | 0 | 0 | 0 | 0 | 0 | 0 | 0 | 0 | 0 | 0 | 0 |  | 0 | 0 | 0 | 0 | 0 | 0 | 0 | 0 |  |  |  |  | 0 | 0 | 0 | 1 | 0 | 0 | 0 | 0 |  | 1 | 1 | #VALUE! | 1 | 1 | #VALUE! | 0 | 0 | 0 | 0 | 0 | 0 | 0 | 0 | 0 | 0 | 0 | 0 | 0 | 0 | 0 | 0 | 0 | 0 | 0 | 0 | 0 | 0 | 0 | 0 | 0
Friday | 8 | 19 | 18 | 5538 | 0 | 0 | 0 | 0 | 0 | 0 | 0 | 0 | 0 | 0 | 0 | 0 | 0 | 0 | 0 | 0 | 0 | 0 | 0 | 0 | 0 |  | 0 | 0 | 0 | 0 | 0 | 0 | 0 | 0 |  |  |  |  | 0 | 0 | 0 | 1 | 0 | 0 | 0 | 0 |  | 1 | 1 | #VALUE! | 1 | 1 | #VALUE! | 0 | 0 | 0 | 0 | 0 | 0 | 0 | 0 | 0 | 0 | 0 | 0 | 0 | 0 | 0 | 0 | 0 | 0 | 0 | 0 | 0 | 0 | 0 | 0 | 0
Friday | 8 | 19 | 19 | 5539 | 0 | 0 | 0 | 0 | 0 | 0 | 0 | 0 | 0 | 0 | 0 | 0 | 0 | 0 | 0 | 0 | 0 | 0 | 0 | 0 | 0 |  | 0 | 0 | 0 | 0 | 0 | 0 | 0 | 0 |  |  |  |  | 0 | 0 | 0 | 1 | 0 | 0 | 0 | 0 |  | 1 | 1 | #VALUE! | 1 | 1 | #VALUE! | 0 | 0 | 0 | 0 | 0 | 0 | 0 | 0 | 0 | 0 | 0 | 0 | 0 | 0 | 0 | 0 | 0 | 0 | 0 | 0 | 0 | 0 | 0 | 0 | 0
Friday | 8 | 19 | 20 | 5540 | 0 | 0 | 0 | 0 | 0 | 0 | 0 | 0 | 0 | 0 | 0 | 0 | 0 | 0 | 0 | 0 | 0 | 0 | 0 | 0 | 0 |  | 0 | 0 | 0 | 0 | 0 | 0 | 0 | 0 |  |  |  |  | 0 | 0 | 0 | 0 | 1 | 0 | 0 | 0 |  | 1 | 1 | 1 | #VALUE! | 1 | #VALUE! | 0 | 0 | 0 | 0 | 0 | 0 | 0 | 0 | 0 | 0 | 0 | 0 | 0 | 0 | 0 | 0 | 0 | 0 | 0 | 0 | 0 | 0 | 0 | 0 | 0
Friday | 8 | 19 | 21 | 5541 | 0 | 0 | 0 | 0 | 0 | 0 | 0 | 0 | 0 | 0 | 0 | 0 | 0 | 0 | 0 | 0 | 0 | 0 | 0 | 0 | 0 |  | 0 | 0 | 0 | 0 | 0 | 0 | 0 | 0 |  |  |  |  | 0 | 0 | 0 | 0 | 1 | 0 | 0 | 0 |  | 1 | 1 | 1 | #VALUE! | 1 | #VALUE! | 0 | 0 | 0 | 0 | 0 | 0 | 0 | 0 | 0 | 0 | 0 | 0 | 0 | 0 | 0 | 0 | 0 | 0 | 0 | 0 | 0 | 0 | 0 | 0 | 0
Friday | 8 | 19 | 22 | 5542 | 0 | 0 | 0 | 0 | 0 | 0 | 0 | 0 | 0 | 0 | 0 | 0 | 0 | 0 | 0 | 0 | 0 | 0 | 0 | 0 | 0 |  | 0 | 0 | 0 | 0 | 0 | 0 | 0 | 0 |  |  |  |  | 0 | 0 | 0 | 0 | 1 | 0 | 0 | 0 |  | 1 | 1 | 1 | #VALUE! | 1 | #VALUE! | 0 | 0 | 0 | 0 | 0 | 0 | 0 | 0 | 0 | 0 | 0 | 0 | 0 | 0 | 0 | 0 | 0 | 0 | 0 | 0 | 0 | 0 | 0 | 0 | 0
Friday | 8 | 19 | 23 | 5543 | 0 | 0 | 0 | 0 | 0 | 0 | 0 | 0 | 0 | 0 | 0 | 0 | 0 | 0 | 0 | 0 | 0 | 0 | 0 | 0 | 0 |  | 0 | 0 | 0 | 0 | 0 | 0 | 0 | 0 |  |  |  |  | 0 | 0 | 0 | 0 | 0 | 1 | 0 | 0 |  | 1 | 1 | 1 | 1 | 1 | 1 | 0 | 0 | 0 | 0 | 0 | 0 | 0 | 0 | 0 | 0 | 0 | 0 | 0 | 0 | 0 | 0 | 0 | 0 | 0 | 0 | 0 | 0 | 0 | 0 | 0
Friday | 8 | 19 | 24 | 5544 | 0 | 0 | 0 | 0 | 0 | 0 | 0 | 0 | 0 | 0 | 0 | 0 | 0 | 0 | 0 | 0 | 0 | 0 | 0 | 0 | 0 |  | 0 | 0 | 0 | 0 | 0 | 0 | 0 | 0 |  |  |  |  | 0 | 0 | 0 | 0 | 0 | 1 | 0 | 0 |  | 1 | 1 | 1 | 1 | 1 | 1 | 0 | 0 | 0 | 0 | 0 | 0 | 0 | 0 | 0 | 0 | 0 | 0 | 0 | 0 | 0 | 0 | 0 | 0 | 0 | 0 | 0 | 0 | 0 | 0 | 0
Saturday | 8 | 20 | 1 | 5545 | 0 | 0 | 0 | 0 | 0 | 0 | 0 | 0 | 0 | 0 | 0 | 0 | 0 | 0 | 0 | 0 | 0 | 0 | 0 | 0 | 0 |  | 0 | 0 | 0 | 0 | 0 | 0 | 0 | 0 |  |  |  |  | 0 | 0 | 0 | 0 | 0 | 1 | 0 | 0 |  | 1 | 1 | 1 | 1 | 1 | 1 | 0 | 0 | 0 | 0 | 0 | 0 | 0 | 0 | 0 | 0 | 0 | 0 | 0 | 0 | 0 | 0 | 0 | 0 | 0 | 0 | 0 | 0 | 0 | 0 | 0
Saturday | 8 | 20 | 2 | 5546 | 0 | 0 | 0 | 0 | 0 | 0 | 0 | 0 | 0 | 0 | 0 | 0 | 0 | 0 | 0 | 0 | 0 | 0 | 0 | 0 | 0 |  | 0 | 0 | 0 | 0 | 0 | 0 | 0 | 0 |  |  |  |  | 0 | 0 | 0 | 0 | 0 | 1 | 0 | 0 |  | 1 | 1 | 1 | 1 | 1 | 1 | 0 | 0 | 0 | 0 | 0 | 0 | 0 | 0 | 0 | 0 | 0 | 0 | 0 | 0 | 0 | 0 | 0 | 0 | 0 | 0 | 0 | 0 | 0 | 0 | 0
Saturday | 8 | 20 | 3 | 5547 | 0 | 0 | 0 | 0 | 0 | 0 | 0 | 0 | 0 | 0 | 0 | 0 | 0 | 0 | 0 | 0 | 0 | 0 | 0 | 0 | 0 |  | 0 | 0 | 0 | 0 | 0 | 0 | 0 | 0 |  |  |  |  | 0 | 0 | 0 | 0 | 0 | 1 | 0 | 0 |  | 1 | 1 | 1 | 1 | 1 | 1 | 0 | 0 | 0 | 0 | 0 | 0 | 0 | 0 | 0 | 0 | 0 | 0 | 0 | 0 | 0 | 0 | 0 | 0 | 0 | 0 | 0 | 0 | 0 | 0 | 0
Saturday | 8 | 20 | 4 | 5548 | 0 | 0 | 0 | 0 | 0 | 0 | 0 | 0 | 0 | 0 | 0 | 0 | 0 | 0 | 0 | 0 | 0 | 0 | 0 | 0 | 0 |  | 0 | 0 | 0 | 0 | 0 | 0 | 0 | 0 |  |  |  |  | 0 | 0 | 0 | 0 | 0 | 1 | 0 | 0 |  | 1 | 1 | 1 | 1 | 1 | 1 | 0 | 0 | 0 | 0 | 0 | 0 | 0 | 0 | 0 | 0 | 0 | 0 | 0 | 0 | 0 | 0 | 0 | 0 | 0 | 0 | 0 | 0 | 0 | 0 | 0
Saturday | 8 | 20 | 5 | 5549 | 0 | 0 | 0 | 0 | 0 | 0 | 0 | 0 | 0 | 0 | 0 | 0 | 0 | 0 | 0 | 0 | 0 | 0 | 0 | 0 | 0 |  | 0 | 0 | 0 | 0 | 0 | 0 | 0 | 0 |  |  |  |  | 0 | 0 | 0 | 0 | 0 | 1 | 0 | 0 |  | 1 | 1 | 1 | 1 | 1 | 1 | 0 | 0 | 0 | 0 | 0 | 0 | 0 | 0 | 0 | 0 | 0 | 0 | 0 | 0 | 0 | 0 | 0 | 0 | 0 | 0 | 0 | 0 | 0 | 0 | 0
Saturday | 8 | 20 | 6 | 5550 | 0 | 0 | 0 | 0 | 0 | 0 | 0 | 0 | 0 | 0 | 0 | 0 | 0 | 0 | 0 | 0 | 0 | 0 | 0 | 0 | 0 |  | 0 | 0 | 0 | 0 | 0 | 0 | 0 | 0 |  |  |  |  | 0 | 0 | 0 | 0 | 0 | 1 | 0 | 0 |  | 1 | 1 | 1 | 1 | 1 | 1 | 0 | 0 | 0 | 0 | 0 | 0 | 0 | 0 | 0 | 0 | 0 | 0 | 0 | 0 | 0 | 0 | 0 | 0 | 0 | 0 | 0 | 0 | 0 | 0 | 0
Saturday | 8 | 20 | 7 | 5551 | 0 | 0 | 0 | 0 | 0 | 0 | 0 | 0 | 0 | 0 | 0 | 0 | 0 | 0 | 0 | 0 | 0 | 0 | 0 | 0 | 0 |  | 0 | 0 | 0 | 0 | 0 | 0 | 0 | 0 |  |  |  |  | 0 | 0 | 0 | 0 | 0 | 1 | 0 | 0 |  | 1 | 1 | 1 | 1 | 1 | 1 | 0 | 0 | 0 | 0 | 0 | 0 | 0 | 0 | 0 | 0 | 0 | 0 | 0 | 0 | 0 | 0 | 0 | 0 | 0 | 0 | 0 | 0 | 0 | 0 | 0
Saturday | 8 | 20 | 8 | 5552 | 0 | 0 | 0 | 0 | 0 | 0 | 0 | 0 | 0 | 0 | 0 | 0 | 0 | 0 | 0 | 0 | 0 | 0 | 0 | 0 | 0 |  | 0 | 0 | 0 | 0 | 0 | 0 | 0 | 0 |  |  |  |  | 0 | 0 | 0 | 0 | 0 | 1 | 0 | 0 |  | 1 | 1 | 1 | 1 | 1 | 1 | 0 | 0 | 0 | 0 | 0 | 0 | 0 | 0 | 0 | 0 | 0 | 0 | 0 | 0 | 0 | 0 | 0 | 0 | 0 | 0 | 0 | 0 | 0 | 0 | 0
Saturday | 8 | 20 | 9 | 5553 | 0 | 0 | 0 | 0 | 0 | 0 | 0 | 0 | 0 | 0 | 0 | 0 | 0 | 0 | 0 | 0 | 0 | 0 | 0 | 0 | 0 |  | 0 | 0 | 0 | 0 | 0 | 0 | 0 | 0 |  |  |  |  | 0 | 0 | 0 | 0 | 0 | 1 | 0 | 0 |  | 1 | 1 | 1 | 1 | 1 | 1 | 0 | 0 | 0 | 0 | 0 | 0 | 0 | 0 | 0 | 0 | 0 | 0 | 0 | 0 | 0 | 0 | 0 | 0 | 0 | 0 | 0 | 0 | 0 | 0 | 0
Saturday | 8 | 20 | 10 | 5554 | 0 | 0 | 0 | 0 | 0 | 0 | 0 | 0 | 0 | 0 | 0 | 0 | 0 | 0 | 0 | 0 | 0 | 0 | 0 | 0 | 0 |  | 0 | 0 | 0 | 0 | 0 | 0 | 0 | 0 |  |  |  |  | 0 | 0 | 0 | 0 | 0 | 1 | 0 | 0 |  | 1 | 1 | 1 | 1 | 1 | 1 | 0 | 0 | 0 | 0 | 0 | 0 | 0 | 0 | 0 | 0 | 0 | 0 | 0 | 0 | 0 | 0 | 0 | 0 | 0 | 0 | 0 | 0 | 0 | 0 | 0
Saturday | 8 | 20 | 11 | 5555 | 0 | 0 | 0 | 0 | 0 | 0 | 0 | 0 | 0 | 0 | 0 | 0 | 0 | 0 | 0 | 0 | 0 | 0 | 0 | 0 | 0 |  | 0 | 0 | 0 | 0 | 0 | 0 | 0 | 0 |  |  |  |  | 0 | 0 | 0 | 0 | 0 | 1 | 0 | 0 |  | 1 | 1 | 1 | 1 | 1 | 1 | 0 | 0 | 0 | 0 | 0 | 0 | 0 | 0 | 0 | 0 | 0 | 0 | 0 | 0 | 0 | 0 | 0 | 0 | 0 | 0 | 0 | 0 | 0 | 0 | 0
Saturday | 8 | 20 | 12 | 5556 | 0 | 0 | 0 | 0 | 0 | 0 | 0 | 0 | 0 | 0 | 0 | 0 | 0 | 0 | 0 | 0 | 0 | 0 | 0 | 0 | 0 |  | 0 | 0 | 0 | 0 | 0 | 0 | 0 | 0 |  |  |  |  | 0 | 0 | 0 | 0 | 0 | 1 | 0 | 0 |  | 1 | 1 | 1 | 1 | 1 | 1 | 0 | 0 | 0 | 0 | 0 | 0 | 0 | 0 | 0 | 0 | 0 | 0 | 0 | 0 | 0 | 0 | 0 | 0 | 0 | 0 | 0 | 0 | 0 | 0 | 0
Saturday | 8 | 20 | 13 | 5557 | 0 | 0 | 0 | 0 | 0 | 0 | 0 | 0 | 0 | 0 | 0 | 0 | 0 | 0 | 0 | 0 | 0 | 0 | 0 | 0 | 0 |  | 0 | 0 | 0 | 0 | 0 | 0 | 0 | 0 |  |  |  |  | 0 | 0 | 0 | 0 | 0 | 1 | 0 | 0 |  | 1 | 1 | 1 | 1 | 1 | 1 | 0 | 0 | 0 | 0 | 0 | 0 | 0 | 0 | 0 | 0 | 0 | 0 | 0 | 0 | 0 | 0 | 0 | 0 | 0 | 0 | 0 | 0 | 0 | 0 | 0
Saturday | 8 | 20 | 14 | 5558 | 0 | 0 | 0 | 0 | 0 | 0 | 0 | 0 | 0 | 0 | 0 | 0 | 0 | 0 | 0 | 0 | 0 | 0 | 0 | 0 | 0 |  | 0 | 0 | 0 | 0 | 0 | 0 | 0 | 0 |  |  |  |  | 0 | 0 | 0 | 0 | 0 | 1 | 0 | 0 |  | 1 | 1 | 1 | 1 | 1 | 1 | 0 | 0 | 0 | 0 | 0 | 0 | 0 | 0 | 0 | 0 | 0 | 0 | 0 | 0 | 0 | 0 | 0 | 0 | 0 | 0 | 0 | 0 | 0 | 0 | 0
Saturday | 8 | 20 | 15 | 5559 | 0 | 0 | 0 | 0 | 0 | 0 | 0 | 0 | 0 | 0 | 0 | 0 | 0 | 0 | 0 | 0 | 0 | 0 | 0 | 0 | 0 |  | 0 | 0 | 0 | 0 | 0 | 0 | 0 | 0 |  |  |  |  | 0 | 0 | 0 | 0 | 0 | 1 | 0 | 0 |  | 1 | 1 | 1 | 1 | 1 | 1 | 0 | 0 | 0 | 0 | 0 | 0 | 0 | 0 | 0 | 0 | 0 | 0 | 0 | 0 | 0 | 0 | 0 | 0 | 0 | 0 | 0 | 0 | 0 | 0 | 0
Saturday | 8 | 20 | 16 | 5560 | 0 | 0 | 0 | 0 | 0 | 0 | 0 | 0 | 0 | 0 | 0 | 0 | 0 | 0 | 0 | 0 | 0 | 0 | 0 | 0 | 0 |  | 0 | 0 | 0 | 0 | 0 | 0 | 0 | 0 |  |  |  |  | 0 | 0 | 0 | 0 | 0 | 1 | 0 | 0 |  | 1 | 1 | 1 | 1 | 1 | 1 | 0 | 0 | 0 | 0 | 0 | 0 | 0 | 0 | 0 | 0 | 0 | 0 | 0 | 0 | 0 | 0 | 0 | 0 | 0 | 0 | 0 | 0 | 0 | 0 | 0
Saturday | 8 | 20 | 17 | 5561 | 0 | 0 | 0 | 0 | 0 | 0 | 0 | 0 | 0 | 0 | 0 | 0 | 0 | 0 | 0 | 0 | 0 | 0 | 0 | 0 | 0 |  | 0 | 0 | 0 | 0 | 0 | 0 | 0 | 0 |  |  |  |  | 0 | 0 | 0 | 0 | 0 | 1 | 0 | 0 |  | 1 | 1 | 1 | 1 | 1 | 1 | 0 | 0 | 0 | 0 | 0 | 0 | 0 | 0 | 0 | 0 | 0 | 0 | 0 | 0 | 0 | 0 | 0 | 0 | 0 | 0 | 0 | 0 | 0 | 0 | 0
Saturday | 8 | 20 | 18 | 5562 | 0 | 0 | 0 | 0 | 0 | 0 | 0 | 0 | 0 | 0 | 0 | 0 | 0 | 0 | 0 | 0 | 0 | 0 | 0 | 0 | 0 |  | 0 | 0 | 0 | 0 | 0 | 0 | 0 | 0 |  |  |  |  | 0 | 0 | 0 | 0 | 0 | 1 | 0 | 0 |  | 1 | 1 | 1 | 1 | 1 | 1 | 0 | 0 | 0 | 0 | 0 | 0 | 0 | 0 | 0 | 0 | 0 | 0 | 0 | 0 | 0 | 0 | 0 | 0 | 0 | 0 | 0 | 0 | 0 | 0 | 0
Saturday | 8 | 20 | 19 | 5563 | 0 | 0 | 0 | 0 | 0 | 0 | 0 | 0 | 0 | 0 | 0 | 0 | 0 | 0 | 0 | 0 | 0 | 0 | 0 | 0 | 0 |  | 0 | 0 | 0 | 0 | 0 | 0 | 0 | 0 |  |  |  |  | 0 | 0 | 0 | 0 | 0 | 1 | 0 | 0 |  | 1 | 1 | 1 | 1 | 1 | 1 | 0 | 0 | 0 | 0 | 0 | 0 | 0 | 0 | 0 | 0 | 0 | 0 | 0 | 0 | 0 | 0 | 0 | 0 | 0 | 0 | 0 | 0 | 0 | 0 | 0
Saturday | 8 | 20 | 20 | 5564 | 0 | 0 | 0 | 0 | 0 | 0 | 0 | 0 | 0 | 0 | 0 | 0 | 0 | 0 | 0 | 0 | 0 | 0 | 0 | 0 | 0 |  | 0 | 0 | 0 | 0 | 0 | 0 | 0 | 0 |  |  |  |  | 0 | 0 | 0 | 0 | 0 | 1 | 0 | 0 |  | 1 | 1 | 1 | 1 | 1 | 1 | 0 | 0 | 0 | 0 | 0 | 0 | 0 | 0 | 0 | 0 | 0 | 0 | 0 | 0 | 0 | 0 | 0 | 0 | 0 | 0 | 0 | 0 | 0 | 0 | 0
Saturday | 8 | 20 | 21 | 5565 | 0 | 0 | 0 | 0 | 0 | 0 | 0 | 0 | 0 | 0 | 0 | 0 | 0 | 0 | 0 | 0 | 0 | 0 | 0 | 0 | 0 |  | 0 | 0 | 0 | 0 | 0 | 0 | 0 | 0 |  |  |  |  | 0 | 0 | 0 | 0 | 0 | 1 | 0 | 0 |  | 1 | 1 | 1 | 1 | 1 | 1 | 0 | 0 | 0 | 0 | 0 | 0 | 0 | 0 | 0 | 0 | 0 | 0 | 0 | 0 | 0 | 0 | 0 | 0 | 0 | 0 | 0 | 0 | 0 | 0 | 0
Saturday | 8 | 20 | 22 | 5566 | 0 | 0 | 0 | 0 | 0 | 0 | 0 | 0 | 0 | 0 | 0 | 0 | 0 | 0 | 0 | 0 | 0 | 0 | 0 | 0 | 0 |  | 0 | 0 | 0 | 0 | 0 | 0 | 0 | 0 |  |  |  |  | 0 | 0 | 0 | 0 | 0 | 1 | 0 | 0 |  | 1 | 1 | 1 | 1 | 1 | 1 | 0 | 0 | 0 | 0 | 0 | 0 | 0 | 0 | 0 | 0 | 0 | 0 | 0 | 0 | 0 | 0 | 0 | 0 | 0 | 0 | 0 | 0 | 0 | 0 | 0
Saturday | 8 | 20 | 23 | 5567 | 0 | 0 | 0 | 0 | 0 | 0 | 0 | 0 | 0 | 0 | 0 | 0 | 0 | 0 | 0 | 0 | 0 | 0 | 0 | 0 | 0 |  | 0 | 0 | 0 | 0 | 0 | 0 | 0 | 0 |  |  |  |  | 0 | 0 | 0 | 0 | 0 | 1 | 0 | 0 |  | 1 | 1 | 1 | 1 | 1 | 1 | 0 | 0 | 0 | 0 | 0 | 0 | 0 | 0 | 0 | 0 | 0 | 0 | 0 | 0 | 0 | 0 | 0 | 0 | 0 | 0 | 0 | 0 | 0 | 0 | 0
Saturday | 8 | 20 | 24 | 5568 | 0 | 0 | 0 | 0 | 0 | 0 | 0 | 0 | 0 | 0 | 0 | 0 | 0 | 0 | 0 | 0 | 0 | 0 | 0 | 0 | 0 |  | 0 | 0 | 0 | 0 | 0 | 0 | 0 | 0 |  |  |  |  | 0 | 0 | 0 | 0 | 0 | 1 | 0 | 0 |  | 1 | 1 | 1 | 1 | 1 | 1 | 0 | 0 | 0 | 0 | 0 | 0 | 0 | 0 | 0 | 0 | 0 | 0 | 0 | 0 | 0 | 0 | 0 | 0 | 0 | 0 | 0 | 0 | 0 | 0 | 0
Sunday | 8 | 21 | 1 | 5569 | 0 | 0 | 0 | 0 | 0 | 0 | 0 | 0 | 0 | 0 | 0 | 0 | 0 | 0 | 0 | 0 | 0 | 0 | 0 | 0 | 0 |  | 0 | 0 | 0 | 0 | 0 | 0 | 0 | 0 |  |  |  |  | 0 | 0 | 0 | 0 | 0 | 1 | 0 | 0 |  | 1 | 1 | 1 | 1 | 1 | 1 | 0 | 0 | 0 | 0 | 0 | 0 | 0 | 0 | 0 | 0 | 0 | 0 | 0 | 0 | 0 | 0 | 0 | 0 | 0 | 0 | 0 | 0 | 0 | 0 | 0
Sunday | 8 | 21 | 2 | 5570 | 0 | 0 | 0 | 0 | 0 | 0 | 0 | 0 | 0 | 0 | 0 | 0 | 0 | 0 | 0 | 0 | 0 | 0 | 0 | 0 | 0 |  | 0 | 0 | 0 | 0 | 0 | 0 | 0 | 0 |  |  |  |  | 0 | 0 | 0 | 0 | 0 | 1 | 0 | 0 |  | 1 | 1 | 1 | 1 | 1 | 1 | 0 | 0 | 0 | 0 | 0 | 0 | 0 | 0 | 0 | 0 | 0 | 0 | 0 | 0 | 0 | 0 | 0 | 0 | 0 | 0 | 0 | 0 | 0 | 0 | 0
Sunday | 8 | 21 | 3 | 5571 | 0 | 0 | 0 | 0 | 0 | 0 | 0 | 0 | 0 | 0 | 0 | 0 | 0 | 0 | 0 | 0 | 0 | 0 | 0 | 0 | 0 |  | 0 | 0 | 0 | 0 | 0 | 0 | 0 | 0 |  |  |  |  | 0 | 0 | 0 | 0 | 0 | 1 | 0 | 0 |  | 1 | 1 | 1 | 1 | 1 | 1 | 0 | 0 | 0 | 0 | 0 | 0 | 0 | 0 | 0 | 0 | 0 | 0 | 0 | 0 | 0 | 0 | 0 | 0 | 0 | 0 | 0 | 0 | 0 | 0 | 0
Sunday | 8 | 21 | 4 | 5572 | 0 | 0 | 0 | 0 | 0 | 0 | 0 | 0 | 0 | 0 | 0 | 0 | 0 | 0 | 0 | 0 | 0 | 0 | 0 | 0 | 0 |  | 0 | 0 | 0 | 0 | 0 | 0 | 0 | 0 |  |  |  |  | 0 | 0 | 0 | 0 | 0 | 1 | 0 | 0 |  | 1 | 1 | 1 | 1 | 1 | 1 | 0 | 0 | 0 | 0 | 0 | 0 | 0 | 0 | 0 | 0 | 0 | 0 | 0 | 0 | 0 | 0 | 0 | 0 | 0 | 0 | 0 | 0 | 0 | 0 | 0
Sunday | 8 | 21 | 5 | 5573 | 0 | 0 | 0 | 0 | 0 | 0 | 0 | 0 | 0 | 0 | 0 | 0 | 0 | 0 | 0 | 0 | 0 | 0 | 0 | 0 | 0 |  | 0 | 0 | 0 | 0 | 0 | 0 | 0 | 0 |  |  |  |  | 0 | 0 | 0 | 0 | 0 | 1 | 0 | 0 |  | 1 | 1 | 1 | 1 | 1 | 1 | 0 | 0 | 0 | 0 | 0 | 0 | 0 | 0 | 0 | 0 | 0 | 0 | 0 | 0 | 0 | 0 | 0 | 0 | 0 | 0 | 0 | 0 | 0 | 0 | 0
Sunday | 8 | 21 | 6 | 5574 | 0 | 0 | 0 | 0 | 0 | 0 | 0 | 0 | 0 | 0 | 0 | 0 | 0 | 0 | 0 | 0 | 0 | 0 | 0 | 0 | 0 |  | 0 | 0 | 0 | 0 | 0 | 0 | 0 | 0 |  |  |  |  | 0 | 0 | 0 | 0 | 0 | 1 | 0 | 0 |  | 1 | 1 | 1 | 1 | 1 | 1 | 0 | 0 | 0 | 0 | 0 | 0 | 0 | 0 | 0 | 0 | 0 | 0 | 0 | 0 | 0 | 0 | 0 | 0 | 0 | 0 | 0 | 0 | 0 | 0 | 0
Sunday | 8 | 21 | 7 | 5575 | 0 | 0 | 0 | 0 | 0 | 0 | 0 | 0 | 0 | 0 | 0 | 0 | 0 | 0 | 0 | 0 | 0 | 0 | 0 | 0 | 0 |  | 0 | 0 | 0 | 0 | 0 | 0 | 0 | 0 |  |  |  |  | 0 | 0 | 0 | 0 | 0 | 1 | 0 | 0 |  | 1 | 1 | 1 | 1 | 1 | 1 | 0 | 0 | 0 | 0 | 0 | 0 | 0 | 0 | 0 | 0 | 0 | 0 | 0 | 0 | 0 | 0 | 0 | 0 | 0 | 0 | 0 | 0 | 0 | 0 | 0
Sunday | 8 | 21 | 8 | 5576 | 0 | 0 | 0 | 0 | 0 | 0 | 0 | 0 | 0 | 0 | 0 | 0 | 0 | 0 | 0 | 0 | 0 | 0 | 0 | 0 | 0 |  | 0 | 0 | 0 | 0 | 0 | 0 | 0 | 0 |  |  |  |  | 0 | 0 | 0 | 0 | 0 | 1 | 0 | 0 |  | 1 | 1 | 1 | 1 | 1 | 1 | 0 | 0 | 0 | 0 | 0 | 0 | 0 | 0 | 0 | 0 | 0 | 0 | 0 | 0 | 0 | 0 | 0 | 0 | 0 | 0 | 0 | 0 | 0 | 0 | 0
Sunday | 8 | 21 | 9 | 5577 | 0 | 0 | 0 | 0 | 0 | 0 | 0 | 0 | 0 | 0 | 0 | 0 | 0 | 0 | 0 | 0 | 0 | 0 | 0 | 0 | 0 |  | 0 | 0 | 0 | 0 | 0 | 0 | 0 | 0 |  |  |  |  | 0 | 0 | 0 | 0 | 0 | 1 | 0 | 0 |  | 1 | 1 | 1 | 1 | 1 | 1 | 0 | 0 | 0 | 0 | 0 | 0 | 0 | 0 | 0 | 0 | 0 | 0 | 0 | 0 | 0 | 0 | 0 | 0 | 0 | 0 | 0 | 0 | 0 | 0 | 0
Sunday | 8 | 21 | 10 | 5578 | 0 | 0 | 0 | 0 | 0 | 0 | 0 | 0 | 0 | 0 | 0 | 0 | 0 | 0 | 0 | 0 | 0 | 0 | 0 | 0 | 0 |  | 0 | 0 | 0 | 0 | 0 | 0 | 0 | 0 |  |  |  |  | 0 | 0 | 0 | 0 | 0 | 1 | 0 | 0 |  | 1 | 1 | 1 | 1 | 1 | 1 | 0 | 0 | 0 | 0 | 0 | 0 | 0 | 0 | 0 | 0 | 0 | 0 | 0 | 0 | 0 | 0 | 0 | 0 | 0 | 0 | 0 | 0 | 0 | 0 | 0
Sunday | 8 | 21 | 11 | 5579 | 0 | 0 | 0 | 0 | 0 | 0 | 0 | 0 | 0 | 0 | 0 | 0 | 0 | 0 | 0 | 0 | 0 | 0 | 0 | 0 | 0 |  | 0 | 0 | 0 | 0 | 0 | 0 | 0 | 0 |  |  |  |  | 0 | 0 | 0 | 0 | 0 | 1 | 0 | 0 |  | 1 | 1 | 1 | 1 | 1 | 1 | 0 | 0 | 0 | 0 | 0 | 0 | 0 | 0 | 0 | 0 | 0 | 0 | 0 | 0 | 0 | 0 | 0 | 0 | 0 | 0 | 0 | 0 | 0 | 0 | 0
Sunday | 8 | 21 | 12 | 5580 | 0 | 0 | 0 | 0 | 0 | 0 | 0 | 0 | 0 | 0 | 0 | 0 | 0 | 0 | 0 | 0 | 0 | 0 | 0 | 0 | 0 |  | 0 | 0 | 0 | 0 | 0 | 0 | 0 | 0 |  |  |  |  | 0 | 0 | 0 | 0 | 0 | 1 | 0 | 0 |  | 1 | 1 | 1 | 1 | 1 | 1 | 0 | 0 | 0 | 0 | 0 | 0 | 0 | 0 | 0 | 0 | 0 | 0 | 0 | 0 | 0 | 0 | 0 | 0 | 0 | 0 | 0 | 0 | 0 | 0 | 0
Sunday | 8 | 21 | 13 | 5581 | 0 | 0 | 0 | 0 | 0 | 0 | 0 | 0 | 0 | 0 | 0 | 0 | 0 | 0 | 0 | 0 | 0 | 0 | 0 | 0 | 0 |  | 0 | 0 | 0 | 0 | 0 | 0 | 0 | 0 |  |  |  |  | 0 | 0 | 0 | 0 | 0 | 1 | 0 | 0 |  | 1 | 1 | 1 | 1 | 1 | 1 | 0 | 0 | 0 | 0 | 0 | 0 | 0 | 0 | 0 | 0 | 0 | 0 | 0 | 0 | 0 | 0 | 0 | 0 | 0 | 0 | 0 | 0 | 0 | 0 | 0
Sunday | 8 | 21 | 14 | 5582 | 0 | 0 | 0 | 0 | 0 | 0 | 0 | 0 | 0 | 0 | 0 | 0 | 0 | 0 | 0 | 0 | 0 | 0 | 0 | 0 | 0 |  | 0 | 0 | 0 | 0 | 0 | 0 | 0 | 0 |  |  |  |  | 0 | 0 | 0 | 0 | 0 | 1 | 0 | 0 |  | 1 | 1 | 1 | 1 | 1 | 1 | 0 | 0 | 0 | 0 | 0 | 0 | 0 | 0 | 0 | 0 | 0 | 0 | 0 | 0 | 0 | 0 | 0 | 0 | 0 | 0 | 0 | 0 | 0 | 0 | 0
Sunday | 8 | 21 | 15 | 5583 | 0 | 0 | 0 | 0 | 0 | 0 | 0 | 0 | 0 | 0 | 0 | 0 | 0 | 0 | 0 | 0 | 0 | 0 | 0 | 0 | 0 |  | 0 | 0 | 0 | 0 | 0 | 0 | 0 | 0 |  |  |  |  | 0 | 0 | 0 | 0 | 0 | 1 | 0 | 0 |  | 1 | 1 | 1 | 1 | 1 | 1 | 0 | 0 | 0 | 0 | 0 | 0 | 0 | 0 | 0 | 0 | 0 | 0 | 0 | 0 | 0 | 0 | 0 | 0 | 0 | 0 | 0 | 0 | 0 | 0 | 0
Sunday | 8 | 21 | 16 | 5584 | 0 | 0 | 0 | 0 | 0 | 0 | 0 | 0 | 0 | 0 | 0 | 0 | 0 | 0 | 0 | 0 | 0 | 0 | 0 | 0 | 0 |  | 0 | 0 | 0 | 0 | 0 | 0 | 0 | 0 |  |  |  |  | 0 | 0 | 0 | 0 | 0 | 1 | 0 | 0 |  | 1 | 1 | 1 | 1 | 1 | 1 | 0 | 0 | 0 | 0 | 0 | 0 | 0 | 0 | 0 | 0 | 0 | 0 | 0 | 0 | 0 | 0 | 0 | 0 | 0 | 0 | 0 | 0 | 0 | 0 | 0
Sunday | 8 | 21 | 17 | 5585 | 0 | 0 | 0 | 0 | 0 | 0 | 0 | 0 | 0 | 0 | 0 | 0 | 0 | 0 | 0 | 0 | 0 | 0 | 0 | 0 | 0 |  | 0 | 0 | 0 | 0 | 0 | 0 | 0 | 0 |  |  |  |  | 0 | 0 | 0 | 0 | 0 | 1 | 0 | 0 |  | 1 | 1 | 1 | 1 | 1 | 1 | 0 | 0 | 0 | 0 | 0 | 0 | 0 | 0 | 0 | 0 | 0 | 0 | 0 | 0 | 0 | 0 | 0 | 0 | 0 | 0 | 0 | 0 | 0 | 0 | 0
Sunday | 8 | 21 | 18 | 5586 | 0 | 0 | 0 | 0 | 0 | 0 | 0 | 0 | 0 | 0 | 0 | 0 | 0 | 0 | 0 | 0 | 0 | 0 | 0 | 0 | 0 |  | 0 | 0 | 0 | 0 | 0 | 0 | 0 | 0 |  |  |  |  | 0 | 0 | 0 | 0 | 0 | 1 | 0 | 0 |  | 1 | 1 | 1 | 1 | 1 | 1 | 0 | 0 | 0 | 0 | 0 | 0 | 0 | 0 | 0 | 0 | 0 | 0 | 0 | 0 | 0 | 0 | 0 | 0 | 0 | 0 | 0 | 0 | 0 | 0 | 0
Sunday | 8 | 21 | 19 | 5587 | 0 | 0 | 0 | 0 | 0 | 0 | 0 | 0 | 0 | 0 | 0 | 0 | 0 | 0 | 0 | 0 | 0 | 0 | 0 | 0 | 0 |  | 0 | 0 | 0 | 0 | 0 | 0 | 0 | 0 |  |  |  |  | 0 | 0 | 0 | 0 | 0 | 1 | 0 | 0 |  | 1 | 1 | 1 | 1 | 1 | 1 | 0 | 0 | 0 | 0 | 0 | 0 | 0 | 0 | 0 | 0 | 0 | 0 | 0 | 0 | 0 | 0 | 0 | 0 | 0 | 0 | 0 | 0 | 0 | 0 | 0
Sunday | 8 | 21 | 20 | 5588 | 0 | 0 | 0 | 0 | 0 | 0 | 0 | 0 | 0 | 0 | 0 | 0 | 0 | 0 | 0 | 0 | 0 | 0 | 0 | 0 | 0 |  | 0 | 0 | 0 | 0 | 0 | 0 | 0 | 0 |  |  |  |  | 0 | 0 | 0 | 0 | 0 | 1 | 0 | 0 |  | 1 | 1 | 1 | 1 | 1 | 1 | 0 | 0 | 0 | 0 | 0 | 0 | 0 | 0 | 0 | 0 | 0 | 0 | 0 | 0 | 0 | 0 | 0 | 0 | 0 | 0 | 0 | 0 | 0 | 0 | 0
Sunday | 8 | 21 | 21 | 5589 | 0 | 0 | 0 | 0 | 0 | 0 | 0 | 0 | 0 | 0 | 0 | 0 | 0 | 0 | 0 | 0 | 0 | 0 | 0 | 0 | 0 |  | 0 | 0 | 0 | 0 | 0 | 0 | 0 | 0 |  |  |  |  | 0 | 0 | 0 | 0 | 0 | 1 | 0 | 0 |  | 1 | 1 | 1 | 1 | 1 | 1 | 0 | 0 | 0 | 0 | 0 | 0 | 0 | 0 | 0 | 0 | 0 | 0 | 0 | 0 | 0 | 0 | 0 | 0 | 0 | 0 | 0 | 0 | 0 | 0 | 0
Sunday | 8 | 21 | 22 | 5590 | 0 | 0 | 0 | 0 | 0 | 0 | 0 | 0 | 0 | 0 | 0 | 0 | 0 | 0 | 0 | 0 | 0 | 0 | 0 | 0 | 0 |  | 0 | 0 | 0 | 0 | 0 | 0 | 0 | 0 |  |  |  |  | 0 | 0 | 0 | 0 | 0 | 1 | 0 | 0 |  | 1 | 1 | 1 | 1 | 1 | 1 | 0 | 0 | 0 | 0 | 0 | 0 | 0 | 0 | 0 | 0 | 0 | 0 | 0 | 0 | 0 | 0 | 0 | 0 | 0 | 0 | 0 | 0 | 0 | 0 | 0
Sunday | 8 | 21 | 23 | 5591 | 0 | 0 | 0 | 0 | 0 | 0 | 0 | 0 | 0 | 0 | 0 | 0 | 0 | 0 | 0 | 0 | 0 | 0 | 0 | 0 | 0 |  | 0 | 0 | 0 | 0 | 0 | 0 | 0 | 0 |  |  |  |  | 0 | 0 | 0 | 0 | 0 | 1 | 0 | 0 |  | 1 | 1 | 1 | 1 | 1 | 1 | 0 | 0 | 0 | 0 | 0 | 0 | 0 | 0 | 0 | 0 | 0 | 0 | 0 | 0 | 0 | 0 | 0 | 0 | 0 | 0 | 0 | 0 | 0 | 0 | 0
Sunday | 8 | 21 | 24 | 5592 | 0 | 0 | 0 | 0 | 0 | 0 | 0 | 0 | 0 | 0 | 0 | 0 | 0 | 0 | 0 | 0 | 0 | 0 | 0 | 0 | 0 |  | 0 | 0 | 0 | 0 | 0 | 0 | 0 | 0 |  |  |  |  | 0 | 0 | 0 | 0 | 0 | 1 | 0 | 0 |  | 1 | 1 | 1 | 1 | 1 | 1 | 0 | 0 | 0 | 0 | 0 | 0 | 0 | 0 | 0 | 0 | 0 | 0 | 0 | 0 | 0 | 0 | 0 | 0 | 0 | 0 | 0 | 0 | 0 | 0 | 0
Monday | 8 | 22 | 1 | 5593 | 0 | 0 | 0 | 0 | 0 | 0 | 0 | 0 | 0 | 0 | 0 | 0 | 0 | 0 | 0 | 0 | 0 | 0 | 0 | 0 | 0 |  | 0 | 0 | 0 | 0 | 0 | 0 | 0 | 0 |  |  |  |  | 0 | 0 | 0 | 0 | 0 | 1 | 0 | 0 |  | 1 | 1 | 1 | 1 | 1 | 1 | 0 | 0 | 0 | 0 | 0 | 0 | 0 | 0 | 0 | 0 | 0 | 0 | 0 | 0 | 0 | 0 | 0 | 0 | 0 | 0 | 0 | 0 | 0 | 0 | 0
Monday | 8 | 22 | 2 | 5594 | 0 | 0 | 0 | 0 | 0 | 0 | 0 | 0 | 0 | 0 | 0 | 0 | 0 | 0 | 0 | 0 | 0 | 0 | 0 | 0 | 0 |  | 0 | 0 | 0 | 0 | 0 | 0 | 0 | 0 |  |  |  |  | 0 | 0 | 0 | 0 | 0 | 1 | 0 | 0 |  | 1 | 1 | 1 | 1 | 1 | 1 | 0 | 0 | 0 | 0 | 0 | 0 | 0 | 0 | 0 | 0 | 0 | 0 | 0 | 0 | 0 | 0 | 0 | 0 | 0 | 0 | 0 | 0 | 0 | 0 | 0
Monday | 8 | 22 | 3 | 5595 | 0 | 0 | 0 | 0 | 0 | 0 | 0 | 0 | 0 | 0 | 0 | 0 | 0 | 0 | 0 | 0 | 0 | 0 | 0 | 0 | 0 |  | 0 | 0 | 0 | 0 | 0 | 0 | 0 | 0 |  |  |  |  | 0 | 0 | 0 | 0 | 0 | 1 | 0 | 0 |  | 1 | 1 | 1 | 1 | 1 | 1 | 0 | 0 | 0 | 0 | 0 | 0 | 0 | 0 | 0 | 0 | 0 | 0 | 0 | 0 | 0 | 0 | 0 | 0 | 0 | 0 | 0 | 0 | 0 | 0 | 0
Monday | 8 | 22 | 4 | 5596 | 0 | 0 | 0 | 0 | 0 | 0 | 0 | 0 | 0 | 0 | 0 | 0 | 0 | 0 | 0 | 0 | 0 | 0 | 0 | 0 | 0 |  | 0 | 0 | 0 | 0 | 0 | 0 | 0 | 0 |  |  |  |  | 0 | 0 | 0 | 0 | 0 | 1 | 0 | 0 |  | 1 | 1 | 1 | 1 | 1 | 1 | 0 | 0 | 0 | 0 | 0 | 0 | 0 | 0 | 0 | 0 | 0 | 0 | 0 | 0 | 0 | 0 | 0 | 0 | 0 | 0 | 0 | 0 | 0 | 0 | 0
Monday | 8 | 22 | 5 | 5597 | 0 | 0 | 0 | 0 | 0 | 0 | 0 | 0 | 0 | 0 | 0 | 0 | 0 | 0 | 0 | 0 | 0 | 0 | 0 | 0 | 0 |  | 0 | 0 | 0 | 0 | 0 | 0 | 0 | 0 |  |  |  |  | 0 | 0 | 0 | 0 | 0 | 1 | 0 | 0 |  | 1 | 1 | 1 | 1 | 1 | 1 | 0 | 0 | 0 | 0 | 0 | 0 | 0 | 0 | 0 | 0 | 0 | 0 | 0 | 0 | 0 | 0 | 0 | 0 | 0 | 0 | 0 | 0 | 0 | 0 | 0
Monday | 8 | 22 | 6 | 5598 | 0 | 0 | 0 | 0 | 0 | 0 | 0 | 0 | 0 | 0 | 0 | 0 | 0 | 0 | 0 | 0 | 0 | 0 | 0 | 0 | 0 |  | 0 | 0 | 0 | 0 | 0 | 0 | 0 | 0 |  |  |  |  | 0 | 0 | 0 | 0 | 0 | 1 | 0 | 0 |  | 1 | 1 | 1 | 1 | 1 | 1 | 0 | 0 | 0 | 0 | 0 | 0 | 0 | 0 | 0 | 0 | 0 | 0 | 0 | 0 | 0 | 0 | 0 | 0 | 0 | 0 | 0 | 0 | 0 | 0 | 0
Monday | 8 | 22 | 7 | 5599 | 0 | 0 | 0 | 0 | 0 | 0 | 0 | 0 | 0 | 0 | 0 | 0 | 0 | 0 | 0 | 0 | 0 | 0 | 0 | 0 | 0 |  | 0 | 0 | 0 | 0 | 0 | 0 | 0 | 0 |  |  |  |  | 0 | 0 | 0 | 0 | 0 | 1 | 0 | 0 |  | 1 | 1 | 1 | 1 | 1 | 1 | 0 | 0 | 0 | 0 | 0 | 0 | 0 | 0 | 0 | 0 | 0 | 0 | 0 | 0 | 0 | 0 | 0 | 0 | 0 | 0 | 0 | 0 | 0 | 0 | 0
Monday | 8 | 22 | 8 | 5600 | 0 | 0 | 0 | 0 | 0 | 0 | 0 | 0 | 0 | 0 | 0 | 0 | 0 | 0 | 0 | 0 | 0 | 0 | 0 | 0 | 0 |  | 0 | 0 | 0 | 0 | 0 | 0 | 0 | 0 |  |  |  |  | 0 | 0 | 0 | 0 | 1 | 0 | 0 | 0 |  | 1 | 1 | 1 | #VALUE! | 1 | #VALUE! | 0 | 0 | 0 | 0 | 0 | 0 | 0 | 0 | 0 | 0 | 0 | 0 | 0 | 0 | 0 | 0 | 0 | 0 | 0 | 0 | 0 | 0 | 0 | 0 | 0
Monday | 8 | 22 | 9 | 5601 | 0 | 0 | 0 | 0 | 0 | 0 | 0 | 0 | 0 | 0 | 0 | 0 | 0 | 0 | 0 | 0 | 0 | 0 | 0 | 0 | 0 |  | 0 | 0 | 0 | 0 | 0 | 0 | 0 | 0 |  |  |  |  | 0 | 0 | 0 | 0 | 1 | 0 | 0 | 0 |  | 1 | 1 | 1 | #VALUE! | 1 | #VALUE! | 0 | 0 | 0 | 0 | 0 | 0 | 0 | 0 | 0 | 0 | 0 | 0 | 0 | 0 | 0 | 0 | 0 | 0 | 0 | 0 | 0 | 0 | 0 | 0 | 0
Monday | 8 | 22 | 10 | 5602 | 0 | 0 | 0 | 0 | 0 | 0 | 0 | 0 | 0 | 0 | 0 | 0 | 0 | 0 | 0 | 0 | 0 | 0 | 0 | 0 | 0 |  | 0 | 0 | 0 | 0 | 0 | 0 | 0 | 0 |  |  |  |  | 0 | 0 | 0 | 0 | 1 | 0 | 0 | 0 |  | 1 | 1 | 1 | #VALUE! | 1 | #VALUE! | 0 | 0 | 0 | 0 | 0 | 0 | 0 | 0 | 0 | 0 | 0 | 0 | 0 | 0 | 0 | 0 | 0 | 0 | 0 | 0 | 0 | 0 | 0 | 0 | 0
Monday | 8 | 22 | 11 | 5603 | 0 | 0 | 0 | 0 | 0 | 0 | 0 | 0 | 0 | 0 | 0 | 0 | 0 | 0 | 0 | 0 | 0 | 0 | 0 | 0 | 0 |  | 0 | 0 | 0 | 0 | 0 | 0 | 0 | 0 |  |  |  |  | 0 | 0 | 0 | 0 | 1 | 0 | 0 | 0 |  | 1 | 1 | 1 | #VALUE! | 1 | #VALUE! | 0 | 0 | 0 | 0 | 0 | 0 | 0 | 0 | 0 | 0 | 0 | 0 | 0 | 0 | 0 | 0 | 0 | 0 | 0 | 0 | 0 | 0 | 0 | 0 | 0
Monday | 8 | 22 | 12 | 5604 | 0 | 0 | 0 | 0 | 0 | 0 | 0 | 0 | 0 | 0 | 0 | 0 | 0 | 0 | 0 | 0 | 0 | 0 | 0 | 0 | 0 |  | 0 | 0 | 0 | 0 | 0 | 0 | 0 | 0 |  |  |  |  | 0 | 0 | 0 | 0 | 1 | 0 | 0 | 0 |  | 1 | 1 | 1 | #VALUE! | 1 | #VALUE! | 0 | 0 | 0 | 0 | 0 | 0 | 0 | 0 | 0 | 0 | 0 | 0 | 0 | 0 | 0 | 0 | 0 | 0 | 0 | 0 | 0 | 0 | 0 | 0 | 0
Monday | 8 | 22 | 13 | 5605 | 0 | 0 | 0 | 0 | 0 | 0 | 0 | 0 | 0 | 0 | 0 | 0 | 0 | 0 | 0 | 0 | 0 | 0 | 0 | 0 | 0 |  | 0 | 0 | 0 | 0 | 0 | 0 | 0 | 0 |  |  |  |  | 0 | 0 | 0 | 0 | 1 | 0 | 0 | 0 |  | 1 | 1 | 1 | #VALUE! | 1 | #VALUE! | 0 | 0 | 0 | 0 | 0 | 0 | 0 | 0 | 0 | 0 | 0 | 0 | 0 | 0 | 0 | 0 | 0 | 0 | 0 | 0 | 0 | 0 | 0 | 0 | 0
Monday | 8 | 22 | 14 | 5606 | 0 | 0 | 0 | 0 | 0 | 0 | 0 | 0 | 0 | 0 | 0 | 0 | 0 | 0 | 0 | 0 | 0 | 0 | 0 | 0 | 0 |  | 0 | 0 | 0 | 0 | 0 | 0 | 0 | 0 |  |  |  |  | 0 | 0 | 0 | 1 | 0 | 0 | 0 | 0 |  | 1 | 1 | #VALUE! | 1 | 1 | #VALUE! | 0 | 0 | 0 | 0 | 0 | 0 | 0 | 0 | 0 | 0 | 0 | 0 | 0 | 0 | 0 | 0 | 0 | 0 | 0 | 0 | 0 | 0 | 0 | 0 | 0
Monday | 8 | 22 | 15 | 5607 | 0 | 0 | 0 | 0 | 0 | 0 | 0 | 0 | 0 | 0 | 0 | 0 | 0 | 0 | 0 | 0 | 0 | 0 | 0 | 0 | 0 |  | 0 | 0 | 0 | 0 | 0 | 0 | 0 | 0 |  |  |  |  | 0 | 0 | 0 | 1 | 0 | 0 | 0 | 0 |  | 1 | 1 | #VALUE! | 1 | 1 | #VALUE! | 0 | 0 | 0 | 0 | 0 | 0 | 0 | 0 | 0 | 0 | 0 | 0 | 0 | 0 | 0 | 0 | 0 | 0 | 0 | 0 | 0 | 0 | 0 | 0 | 0
Monday | 8 | 22 | 16 | 5608 | 0 | 0 | 0 | 0 | 0 | 0 | 0 | 0 | 0 | 0 | 0 | 0 | 0 | 0 | 0 | 0 | 0 | 0 | 0 | 0 | 0 |  | 0 | 0 | 0 | 0 | 0 | 0 | 0 | 0 |  |  |  |  | 0 | 0 | 0 | 1 | 0 | 0 | 0 | 0 |  | 1 | 1 | #VALUE! | 1 | 1 | #VALUE! | 0 | 0 | 0 | 0 | 0 | 0 | 0 | 0 | 0 | 0 | 0 | 0 | 0 | 0 | 0 | 0 | 0 | 0 | 0 | 0 | 0 | 0 | 0 | 0 | 0
Monday | 8 | 22 | 17 | 5609 | 0 | 0 | 0 | 0 | 0 | 0 | 0 | 0 | 0 | 0 | 0 | 0 | 0 | 0 | 0 | 0 | 0 | 0 | 0 | 0 | 0 |  | 0 | 0 | 0 | 0 | 0 | 0 | 0 | 0 |  |  |  |  | 0 | 0 | 0 | 1 | 0 | 0 | 0 | 0 |  | 1 | 1 | #VALUE! | 1 | 1 | #VALUE! | 0 | 0 | 0 | 0 | 0 | 0 | 0 | 0 | 0 | 0 | 0 | 0 | 0 | 0 | 0 | 0 | 0 | 0 | 0 | 0 | 0 | 0 | 0 | 0 | 0
Monday | 8 | 22 | 18 | 5610 | 0 | 0 | 0 | 0 | 0 | 0 | 0 | 0 | 0 | 0 | 0 | 0 | 0 | 0 | 0 | 0 | 0 | 0 | 0 | 0 | 0 |  | 0 | 0 | 0 | 0 | 0 | 0 | 0 | 0 |  |  |  |  | 0 | 0 | 0 | 1 | 0 | 0 | 0 | 0 |  | 1 | 1 | #VALUE! | 1 | 1 | #VALUE! | 0 | 0 | 0 | 0 | 0 | 0 | 0 | 0 | 0 | 0 | 0 | 0 | 0 | 0 | 0 | 0 | 0 | 0 | 0 | 0 | 0 | 0 | 0 | 0 | 0
Monday | 8 | 22 | 19 | 5611 | 0 | 0 | 0 | 0 | 0 | 0 | 0 | 0 | 0 | 0 | 0 | 0 | 0 | 0 | 0 | 0 | 0 | 0 | 0 | 0 | 0 |  | 0 | 0 | 0 | 0 | 0 | 0 | 0 | 0 |  |  |  |  | 0 | 0 | 0 | 1 | 0 | 0 | 0 | 0 |  | 1 | 1 | #VALUE! | 1 | 1 | #VALUE! | 0 | 0 | 0 | 0 | 0 | 0 | 0 | 0 | 0 | 0 | 0 | 0 | 0 | 0 | 0 | 0 | 0 | 0 | 0 | 0 | 0 | 0 | 0 | 0 | 0
Monday | 8 | 22 | 20 | 5612 | 0 | 0 | 0 | 0 | 0 | 0 | 0 | 0 | 0 | 0 | 0 | 0 | 0 | 0 | 0 | 0 | 0 | 0 | 0 | 0 | 0 |  | 0 | 0 | 0 | 0 | 0 | 0 | 0 | 0 |  |  |  |  | 0 | 0 | 0 | 0 | 1 | 0 | 0 | 0 |  | 1 | 1 | 1 | #VALUE! | 1 | #VALUE! | 0 | 0 | 0 | 0 | 0 | 0 | 0 | 0 | 0 | 0 | 0 | 0 | 0 | 0 | 0 | 0 | 0 | 0 | 0 | 0 | 0 | 0 | 0 | 0 | 0
Monday | 8 | 22 | 21 | 5613 | 0 | 0 | 0 | 0 | 0 | 0 | 0 | 0 | 0 | 0 | 0 | 0 | 0 | 0 | 0 | 0 | 0 | 0 | 0 | 0 | 0 |  | 0 | 0 | 0 | 0 | 0 | 0 | 0 | 0 |  |  |  |  | 0 | 0 | 0 | 0 | 1 | 0 | 0 | 0 |  | 1 | 1 | 1 | #VALUE! | 1 | #VALUE! | 0 | 0 | 0 | 0 | 0 | 0 | 0 | 0 | 0 | 0 | 0 | 0 | 0 | 0 | 0 | 0 | 0 | 0 | 0 | 0 | 0 | 0 | 0 | 0 | 0
Monday | 8 | 22 | 22 | 5614 | 0 | 0 | 0 | 0 | 0 | 0 | 0 | 0 | 0 | 0 | 0 | 0 | 0 | 0 | 0 | 0 | 0 | 0 | 0 | 0 | 0 |  | 0 | 0 | 0 | 0 | 0 | 0 | 0 | 0 |  |  |  |  | 0 | 0 | 0 | 0 | 1 | 0 | 0 | 0 |  | 1 | 1 | 1 | #VALUE! | 1 | #VALUE! | 0 | 0 | 0 | 0 | 0 | 0 | 0 | 0 | 0 | 0 | 0 | 0 | 0 | 0 | 0 | 0 | 0 | 0 | 0 | 0 | 0 | 0 | 0 | 0 | 0
Monday | 8 | 22 | 23 | 5615 | 0 | 0 | 0 | 0 | 0 | 0 | 0 | 0 | 0 | 0 | 0 | 0 | 0 | 0 | 0 | 0 | 0 | 0 | 0 | 0 | 0 |  | 0 | 0 | 0 | 0 | 0 | 0 | 0 | 0 |  |  |  |  | 0 | 0 | 0 | 0 | 0 | 1 | 0 | 0 |  | 1 | 1 | 1 | 1 | 1 | 1 | 0 | 0 | 0 | 0 | 0 | 0 | 0 | 0 | 0 | 0 | 0 | 0 | 0 | 0 | 0 | 0 | 0 | 0 | 0 | 0 | 0 | 0 | 0 | 0 | 0
Monday | 8 | 22 | 24 | 5616 | 0 | 0 | 0 | 0 | 0 | 0 | 0 | 0 | 0 | 0 | 0 | 0 | 0 | 0 | 0 | 0 | 0 | 0 | 0 | 0 | 0 |  | 0 | 0 | 0 | 0 | 0 | 0 | 0 | 0 |  |  |  |  | 0 | 0 | 0 | 0 | 0 | 1 | 0 | 0 |  | 1 | 1 | 1 | 1 | 1 | 1 | 0 | 0 | 0 | 0 | 0 | 0 | 0 | 0 | 0 | 0 | 0 | 0 | 0 | 0 | 0 | 0 | 0 | 0 | 0 | 0 | 0 | 0 | 0 | 0 | 0
Tuesday | 8 | 23 | 1 | 5617 | 0 | 0 | 0 | 0 | 0 | 0 | 0 | 0 | 0 | 0 | 0 | 0 | 0 | 0 | 0 | 0 | 0 | 0 | 0 | 0 | 0 |  | 0 | 0 | 0 | 0 | 0 | 0 | 0 | 0 |  |  |  |  | 0 | 0 | 0 | 0 | 0 | 1 | 0 | 0 |  | 1 | 1 | 1 | 1 | 1 | 1 | 0 | 0 | 0 | 0 | 0 | 0 | 0 | 0 | 0 | 0 | 0 | 0 | 0 | 0 | 0 | 0 | 0 | 0 | 0 | 0 | 0 | 0 | 0 | 0 | 0
Tuesday | 8 | 23 | 2 | 5618 | 0 | 0 | 0 | 0 | 0 | 0 | 0 | 0 | 0 | 0 | 0 | 0 | 0 | 0 | 0 | 0 | 0 | 0 | 0 | 0 | 0 |  | 0 | 0 | 0 | 0 | 0 | 0 | 0 | 0 |  |  |  |  | 0 | 0 | 0 | 0 | 0 | 1 | 0 | 0 |  | 1 | 1 | 1 | 1 | 1 | 1 | 0 | 0 | 0 | 0 | 0 | 0 | 0 | 0 | 0 | 0 | 0 | 0 | 0 | 0 | 0 | 0 | 0 | 0 | 0 | 0 | 0 | 0 | 0 | 0 | 0
Tuesday | 8 | 23 | 3 | 5619 | 0 | 0 | 0 | 0 | 0 | 0 | 0 | 0 | 0 | 0 | 0 | 0 | 0 | 0 | 0 | 0 | 0 | 0 | 0 | 0 | 0 |  | 0 | 0 | 0 | 0 | 0 | 0 | 0 | 0 |  |  |  |  | 0 | 0 | 0 | 0 | 0 | 1 | 0 | 0 |  | 1 | 1 | 1 | 1 | 1 | 1 | 0 | 0 | 0 | 0 | 0 | 0 | 0 | 0 | 0 | 0 | 0 | 0 | 0 | 0 | 0 | 0 | 0 | 0 | 0 | 0 | 0 | 0 | 0 | 0 | 0
Tuesday | 8 | 23 | 4 | 5620 | 0 | 0 | 0 | 0 | 0 | 0 | 0 | 0 | 0 | 0 | 0 | 0 | 0 | 0 | 0 | 0 | 0 | 0 | 0 | 0 | 0 |  | 0 | 0 | 0 | 0 | 0 | 0 | 0 | 0 |  |  |  |  | 0 | 0 | 0 | 0 | 0 | 1 | 0 | 0 |  | 1 | 1 | 1 | 1 | 1 | 1 | 0 | 0 | 0 | 0 | 0 | 0 | 0 | 0 | 0 | 0 | 0 | 0 | 0 | 0 | 0 | 0 | 0 | 0 | 0 | 0 | 0 | 0 | 0 | 0 | 0
Tuesday | 8 | 23 | 5 | 5621 | 0 | 0 | 0 | 0 | 0 | 0 | 0 | 0 | 0 | 0 | 0 | 0 | 0 | 0 | 0 | 0 | 0 | 0 | 0 | 0 | 0 |  | 0 | 0 | 0 | 0 | 0 | 0 | 0 | 0 |  |  |  |  | 0 | 0 | 0 | 0 | 0 | 1 | 0 | 0 |  | 1 | 1 | 1 | 1 | 1 | 1 | 0 | 0 | 0 | 0 | 0 | 0 | 0 | 0 | 0 | 0 | 0 | 0 | 0 | 0 | 0 | 0 | 0 | 0 | 0 | 0 | 0 | 0 | 0 | 0 | 0
Tuesday | 8 | 23 | 6 | 5622 | 0 | 0 | 0 | 0 | 0 | 0 | 0 | 0 | 0 | 0 | 0 | 0 | 0 | 0 | 0 | 0 | 0 | 0 | 0 | 0 | 0 |  | 0 | 0 | 0 | 0 | 0 | 0 | 0 | 0 |  |  |  |  | 0 | 0 | 0 | 0 | 0 | 1 | 0 | 0 |  | 1 | 1 | 1 | 1 | 1 | 1 | 0 | 0 | 0 | 0 | 0 | 0 | 0 | 0 | 0 | 0 | 0 | 0 | 0 | 0 | 0 | 0 | 0 | 0 | 0 | 0 | 0 | 0 | 0 | 0 | 0
Tuesday | 8 | 23 | 7 | 5623 | 0 | 0 | 0 | 0 | 0 | 0 | 0 | 0 | 0 | 0 | 0 | 0 | 0 | 0 | 0 | 0 | 0 | 0 | 0 | 0 | 0 |  | 0 | 0 | 0 | 0 | 0 | 0 | 0 | 0 |  |  |  |  | 0 | 0 | 0 | 0 | 0 | 1 | 0 | 0 |  | 1 | 1 | 1 | 1 | 1 | 1 | 0 | 0 | 0 | 0 | 0 | 0 | 0 | 0 | 0 | 0 | 0 | 0 | 0 | 0 | 0 | 0 | 0 | 0 | 0 | 0 | 0 | 0 | 0 | 0 | 0
Tuesday | 8 | 23 | 8 | 5624 | 0 | 0 | 0 | 0 | 0 | 0 | 0 | 0 | 0 | 0 | 0 | 0 | 0 | 0 | 0 | 0 | 0 | 0 | 0 | 0 | 0 |  | 0 | 0 | 0 | 0 | 0 | 0 | 0 | 0 |  |  |  |  | 0 | 0 | 0 | 0 | 1 | 0 | 0 | 0 |  | 1 | 1 | 1 | #VALUE! | 1 | #VALUE! | 0 | 0 | 0 | 0 | 0 | 0 | 0 | 0 | 0 | 0 | 0 | 0 | 0 | 0 | 0 | 0 | 0 | 0 | 0 | 0 | 0 | 0 | 0 | 0 | 0
Tuesday | 8 | 23 | 9 | 5625 | 0 | 0 | 0 | 0 | 0 | 0 | 0 | 0 | 0 | 0 | 0 | 0 | 0 | 0 | 0 | 0 | 0 | 0 | 0 | 0 | 0 |  | 0 | 0 | 0 | 0 | 0 | 0 | 0 | 0 |  |  |  |  | 0 | 0 | 0 | 0 | 1 | 0 | 0 | 0 |  | 1 | 1 | 1 | #VALUE! | 1 | #VALUE! | 0 | 0 | 0 | 0 | 0 | 0 | 0 | 0 | 0 | 0 | 0 | 0 | 0 | 0 | 0 | 0 | 0 | 0 | 0 | 0 | 0 | 0 | 0 | 0 | 0
Tuesday | 8 | 23 | 10 | 5626 | 0 | 0 | 0 | 0 | 0 | 0 | 0 | 0 | 0 | 0 | 0 | 0 | 0 | 0 | 0 | 0 | 0 | 0 | 0 | 0 | 0 |  | 0 | 0 | 0 | 0 | 0 | 0 | 0 | 0 |  |  |  |  | 0 | 0 | 0 | 0 | 1 | 0 | 0 | 0 |  | 1 | 1 | 1 | #VALUE! | 1 | #VALUE! | 0 | 0 | 0 | 0 | 0 | 0 | 0 | 0 | 0 | 0 | 0 | 0 | 0 | 0 | 0 | 0 | 0 | 0 | 0 | 0 | 0 | 0 | 0 | 0 | 0
Tuesday | 8 | 23 | 11 | 5627 | 0 | 0 | 0 | 0 | 0 | 0 | 0 | 0 | 0 | 0 | 0 | 0 | 0 | 0 | 0 | 0 | 0 | 0 | 0 | 0 | 0 |  | 0 | 0 | 0 | 0 | 0 | 0 | 0 | 0 |  |  |  |  | 0 | 0 | 0 | 0 | 1 | 0 | 0 | 0 |  | 1 | 1 | 1 | #VALUE! | 1 | #VALUE! | 0 | 0 | 0 | 0 | 0 | 0 | 0 | 0 | 0 | 0 | 0 | 0 | 0 | 0 | 0 | 0 | 0 | 0 | 0 | 0 | 0 | 0 | 0 | 0 | 0
Tuesday | 8 | 23 | 12 | 5628 | 0 | 0 | 0 | 0 | 0 | 0 | 0 | 0 | 0 | 0 | 0 | 0 | 0 | 0 | 0 | 0 | 0 | 0 | 0 | 0 | 0 |  | 0 | 0 | 0 | 0 | 0 | 0 | 0 | 0 |  |  |  |  | 0 | 0 | 0 | 0 | 1 | 0 | 0 | 0 |  | 1 | 1 | 1 | #VALUE! | 1 | #VALUE! | 0 | 0 | 0 | 0 | 0 | 0 | 0 | 0 | 0 | 0 | 0 | 0 | 0 | 0 | 0 | 0 | 0 | 0 | 0 | 0 | 0 | 0 | 0 | 0 | 0
Tuesday | 8 | 23 | 13 | 5629 | 0 | 0 | 0 | 0 | 0 | 0 | 0 | 0 | 0 | 0 | 0 | 0 | 0 | 0 | 0 | 0 | 0 | 0 | 0 | 0 | 0 |  | 0 | 0 | 0 | 0 | 0 | 0 | 0 | 0 |  |  |  |  | 0 | 0 | 0 | 0 | 1 | 0 | 0 | 0 |  | 1 | 1 | 1 | #VALUE! | 1 | #VALUE! | 0 | 0 | 0 | 0 | 0 | 0 | 0 | 0 | 0 | 0 | 0 | 0 | 0 | 0 | 0 | 0 | 0 | 0 | 0 | 0 | 0 | 0 | 0 | 0 | 0
Tuesday | 8 | 23 | 14 | 5630 | 0 | 0 | 0 | 0 | 0 | 0 | 0 | 0 | 0 | 0 | 0 | 0 | 0 | 0 | 0 | 0 | 0 | 0 | 0 | 0 | 0 |  | 0 | 0 | 0 | 0 | 0 | 0 | 0 | 0 |  |  |  |  | 0 | 0 | 0 | 1 | 0 | 0 | 0 | 0 |  | 1 | 1 | #VALUE! | 1 | 1 | #VALUE! | 0 | 0 | 0 | 0 | 0 | 0 | 0 | 0 | 0 | 0 | 0 | 0 | 0 | 0 | 0 | 0 | 0 | 0 | 0 | 0 | 0 | 0 | 0 | 0 | 0
Tuesday | 8 | 23 | 15 | 5631 | 0 | 0 | 0 | 0 | 0 | 0 | 0 | 0 | 0 | 0 | 0 | 0 | 0 | 0 | 0 | 0 | 0 | 0 | 0 | 0 | 0 |  | 0 | 0 | 0 | 0 | 0 | 0 | 0 | 0 |  |  |  |  | 0 | 0 | 0 | 1 | 0 | 0 | 0 | 0 |  | 1 | 1 | #VALUE! | 1 | 1 | #VALUE! | 0 | 0 | 0 | 0 | 0 | 0 | 0 | 0 | 0 | 0 | 0 | 0 | 0 | 0 | 0 | 0 | 0 | 0 | 0 | 0 | 0 | 0 | 0 | 0 | 0
Tuesday | 8 | 23 | 16 | 5632 | 0 | 0 | 0 | 0 | 0 | 0 | 0 | 0 | 0 | 0 | 0 | 0 | 0 | 0 | 0 | 0 | 0 | 0 | 0 | 0 | 0 |  | 0 | 0 | 0 | 0 | 0 | 0 | 0 | 0 |  |  |  |  | 0 | 0 | 0 | 1 | 0 | 0 | 0 | 0 |  | 1 | 1 | #VALUE! | 1 | 1 | #VALUE! | 0 | 0 | 0 | 0 | 0 | 0 | 0 | 0 | 0 | 0 | 0 | 0 | 0 | 0 | 0 | 0 | 0 | 0 | 0 | 0 | 0 | 0 | 0 | 0 | 0
Tuesday | 8 | 23 | 17 | 5633 | 0 | 0 | 0 | 0 | 0 | 0 | 0 | 0 | 0 | 0 | 0 | 0 | 0 | 0 | 0 | 0 | 0 | 0 | 0 | 0 | 0 |  | 0 | 0 | 0 | 0 | 0 | 0 | 0 | 0 |  |  |  |  | 0 | 0 | 0 | 1 | 0 | 0 | 0 | 0 |  | 1 | 1 | #VALUE! | 1 | 1 | #VALUE! | 0 | 0 | 0 | 0 | 0 | 0 | 0 | 0 | 0 | 0 | 0 | 0 | 0 | 0 | 0 | 0 | 0 | 0 | 0 | 0 | 0 | 0 | 0 | 0 | 0
Tuesday | 8 | 23 | 18 | 5634 | 0 | 0 | 0 | 0 | 0 | 0 | 0 | 0 | 0 | 0 | 0 | 0 | 0 | 0 | 0 | 0 | 0 | 0 | 0 | 0 | 0 |  | 0 | 0 | 0 | 0 | 0 | 0 | 0 | 0 |  |  |  |  | 0 | 0 | 0 | 1 | 0 | 0 | 0 | 0 |  | 1 | 1 | #VALUE! | 1 | 1 | #VALUE! | 0 | 0 | 0 | 0 | 0 | 0 | 0 | 0 | 0 | 0 | 0 | 0 | 0 | 0 | 0 | 0 | 0 | 0 | 0 | 0 | 0 | 0 | 0 | 0 | 0
Tuesday | 8 | 23 | 19 | 5635 | 0 | 0 | 0 | 0 | 0 | 0 | 0 | 0 | 0 | 0 | 0 | 0 | 0 | 0 | 0 | 0 | 0 | 0 | 0 | 0 | 0 |  | 0 | 0 | 0 | 0 | 0 | 0 | 0 | 0 |  |  |  |  | 0 | 0 | 0 | 1 | 0 | 0 | 0 | 0 |  | 1 | 1 | #VALUE! | 1 | 1 | #VALUE! | 0 | 0 | 0 | 0 | 0 | 0 | 0 | 0 | 0 | 0 | 0 | 0 | 0 | 0 | 0 | 0 | 0 | 0 | 0 | 0 | 0 | 0 | 0 | 0 | 0
Tuesday | 8 | 23 | 20 | 5636 | 0 | 0 | 0 | 0 | 0 | 0 | 0 | 0 | 0 | 0 | 0 | 0 | 0 | 0 | 0 | 0 | 0 | 0 | 0 | 0 | 0 |  | 0 | 0 | 0 | 0 | 0 | 0 | 0 | 0 |  |  |  |  | 0 | 0 | 0 | 0 | 1 | 0 | 0 | 0 |  | 1 | 1 | 1 | #VALUE! | 1 | #VALUE! | 0 | 0 | 0 | 0 | 0 | 0 | 0 | 0 | 0 | 0 | 0 | 0 | 0 | 0 | 0 | 0 | 0 | 0 | 0 | 0 | 0 | 0 | 0 | 0 | 0
Tuesday | 8 | 23 | 21 | 5637 | 0 | 0 | 0 | 0 | 0 | 0 | 0 | 0 | 0 | 0 | 0 | 0 | 0 | 0 | 0 | 0 | 0 | 0 | 0 | 0 | 0 |  | 0 | 0 | 0 | 0 | 0 | 0 | 0 | 0 |  |  |  |  | 0 | 0 | 0 | 0 | 1 | 0 | 0 | 0 |  | 1 | 1 | 1 | #VALUE! | 1 | #VALUE! | 0 | 0 | 0 | 0 | 0 | 0 | 0 | 0 | 0 | 0 | 0 | 0 | 0 | 0 | 0 | 0 | 0 | 0 | 0 | 0 | 0 | 0 | 0 | 0 | 0
Tuesday | 8 | 23 | 22 | 5638 | 0 | 0 | 0 | 0 | 0 | 0 | 0 | 0 | 0 | 0 | 0 | 0 | 0 | 0 | 0 | 0 | 0 | 0 | 0 | 0 | 0 |  | 0 | 0 | 0 | 0 | 0 | 0 | 0 | 0 |  |  |  |  | 0 | 0 | 0 | 0 | 1 | 0 | 0 | 0 |  | 1 | 1 | 1 | #VALUE! | 1 | #VALUE! | 0 | 0 | 0 | 0 | 0 | 0 | 0 | 0 | 0 | 0 | 0 | 0 | 0 | 0 | 0 | 0 | 0 | 0 | 0 | 0 | 0 | 0 | 0 | 0 | 0
Tuesday | 8 | 23 | 23 | 5639 | 0 | 0 | 0 | 0 | 0 | 0 | 0 | 0 | 0 | 0 | 0 | 0 | 0 | 0 | 0 | 0 | 0 | 0 | 0 | 0 | 0 |  | 0 | 0 | 0 | 0 | 0 | 0 | 0 | 0 |  |  |  |  | 0 | 0 | 0 | 0 | 0 | 1 | 0 | 0 |  | 1 | 1 | 1 | 1 | 1 | 1 | 0 | 0 | 0 | 0 | 0 | 0 | 0 | 0 | 0 | 0 | 0 | 0 | 0 | 0 | 0 | 0 | 0 | 0 | 0 | 0 | 0 | 0 | 0 | 0 | 0
Tuesday | 8 | 23 | 24 | 5640 | 0 | 0 | 0 | 0 | 0 | 0 | 0 | 0 | 0 | 0 | 0 | 0 | 0 | 0 | 0 | 0 | 0 | 0 | 0 | 0 | 0 |  | 0 | 0 | 0 | 0 | 0 | 0 | 0 | 0 |  |  |  |  | 0 | 0 | 0 | 0 | 0 | 1 | 0 | 0 |  | 1 | 1 | 1 | 1 | 1 | 1 | 0 | 0 | 0 | 0 | 0 | 0 | 0 | 0 | 0 | 0 | 0 | 0 | 0 | 0 | 0 | 0 | 0 | 0 | 0 | 0 | 0 | 0 | 0 | 0 | 0
Wednesday | 8 | 24 | 1 | 5641 | 0 | 0 | 0 | 0 | 0 | 0 | 0 | 0 | 0 | 0 | 0 | 0 | 0 | 0 | 0 | 0 | 0 | 0 | 0 | 0 | 0 |  | 0 | 0 | 0 | 0 | 0 | 0 | 0 | 0 |  |  |  |  | 0 | 0 | 0 | 0 | 0 | 1 | 0 | 0 |  | 1 | 1 | 1 | 1 | 1 | 1 | 0 | 0 | 0 | 0 | 0 | 0 | 0 | 0 | 0 | 0 | 0 | 0 | 0 | 0 | 0 | 0 | 0 | 0 | 0 | 0 | 0 | 0 | 0 | 0 | 0
Wednesday | 8 | 24 | 2 | 5642 | 0 | 0 | 0 | 0 | 0 | 0 | 0 | 0 | 0 | 0 | 0 | 0 | 0 | 0 | 0 | 0 | 0 | 0 | 0 | 0 | 0 |  | 0 | 0 | 0 | 0 | 0 | 0 | 0 | 0 |  |  |  |  | 0 | 0 | 0 | 0 | 0 | 1 | 0 | 0 |  | 1 | 1 | 1 | 1 | 1 | 1 | 0 | 0 | 0 | 0 | 0 | 0 | 0 | 0 | 0 | 0 | 0 | 0 | 0 | 0 | 0 | 0 | 0 | 0 | 0 | 0 | 0 | 0 | 0 | 0 | 0
Wednesday | 8 | 24 | 3 | 5643 | 0 | 0 | 0 | 0 | 0 | 0 | 0 | 0 | 0 | 0 | 0 | 0 | 0 | 0 | 0 | 0 | 0 | 0 | 0 | 0 | 0 |  | 0 | 0 | 0 | 0 | 0 | 0 | 0 | 0 |  |  |  |  | 0 | 0 | 0 | 0 | 0 | 1 | 0 | 0 |  | 1 | 1 | 1 | 1 | 1 | 1 | 0 | 0 | 0 | 0 | 0 | 0 | 0 | 0 | 0 | 0 | 0 | 0 | 0 | 0 | 0 | 0 | 0 | 0 | 0 | 0 | 0 | 0 | 0 | 0 | 0
Wednesday | 8 | 24 | 4 | 5644 | 0 | 0 | 0 | 0 | 0 | 0 | 0 | 0 | 0 | 0 | 0 | 0 | 0 | 0 | 0 | 0 | 0 | 0 | 0 | 0 | 0 |  | 0 | 0 | 0 | 0 | 0 | 0 | 0 | 0 |  |  |  |  | 0 | 0 | 0 | 0 | 0 | 1 | 0 | 0 |  | 1 | 1 | 1 | 1 | 1 | 1 | 0 | 0 | 0 | 0 | 0 | 0 | 0 | 0 | 0 | 0 | 0 | 0 | 0 | 0 | 0 | 0 | 0 | 0 | 0 | 0 | 0 | 0 | 0 | 0 | 0
Wednesday | 8 | 24 | 5 | 5645 | 0 | 0 | 0 | 0 | 0 | 0 | 0 | 0 | 0 | 0 | 0 | 0 | 0 | 0 | 0 | 0 | 0 | 0 | 0 | 0 | 0 |  | 0 | 0 | 0 | 0 | 0 | 0 | 0 | 0 |  |  |  |  | 0 | 0 | 0 | 0 | 0 | 1 | 0 | 0 |  | 1 | 1 | 1 | 1 | 1 | 1 | 0 | 0 | 0 | 0 | 0 | 0 | 0 | 0 | 0 | 0 | 0 | 0 | 0 | 0 | 0 | 0 | 0 | 0 | 0 | 0 | 0 | 0 | 0 | 0 | 0
Wednesday | 8 | 24 | 6 | 5646 | 0 | 0 | 0 | 0 | 0 | 0 | 0 | 0 | 0 | 0 | 0 | 0 | 0 | 0 | 0 | 0 | 0 | 0 | 0 | 0 | 0 |  | 0 | 0 | 0 | 0 | 0 | 0 | 0 | 0 |  |  |  |  | 0 | 0 | 0 | 0 | 0 | 1 | 0 | 0 |  | 1 | 1 | 1 | 1 | 1 | 1 | 0 | 0 | 0 | 0 | 0 | 0 | 0 | 0 | 0 | 0 | 0 | 0 | 0 | 0 | 0 | 0 | 0 | 0 | 0 | 0 | 0 | 0 | 0 | 0 | 0
Wednesday | 8 | 24 | 7 | 5647 | 0 | 0 | 0 | 0 | 0 | 0 | 0 | 0 | 0 | 0 | 0 | 0 | 0 | 0 | 0 | 0 | 0 | 0 | 0 | 0 | 0 |  | 0 | 0 | 0 | 0 | 0 | 0 | 0 | 0 |  |  |  |  | 0 | 0 | 0 | 0 | 0 | 1 | 0 | 0 |  | 1 | 1 | 1 | 1 | 1 | 1 | 0 | 0 | 0 | 0 | 0 | 0 | 0 | 0 | 0 | 0 | 0 | 0 | 0 | 0 | 0 | 0 | 0 | 0 | 0 | 0 | 0 | 0 | 0 | 0 | 0
Wednesday | 8 | 24 | 8 | 5648 | 0 | 0 | 0 | 0 | 0 | 0 | 0 | 0 | 0 | 0 | 0 | 0 | 0 | 0 | 0 | 0 | 0 | 0 | 0 | 0 | 0 |  | 0 | 0 | 0 | 0 | 0 | 0 | 0 | 0 |  |  |  |  | 0 | 0 | 0 | 0 | 1 | 0 | 0 | 0 |  | 1 | 1 | 1 | #VALUE! | 1 | #VALUE! | 0 | 0 | 0 | 0 | 0 | 0 | 0 | 0 | 0 | 0 | 0 | 0 | 0 | 0 | 0 | 0 | 0 | 0 | 0 | 0 | 0 | 0 | 0 | 0 | 0
Wednesday | 8 | 24 | 9 | 5649 | 0 | 0 | 0 | 0 | 0 | 0 | 0 | 0 | 0 | 0 | 0 | 0 | 0 | 0 | 0 | 0 | 0 | 0 | 0 | 0 | 0 |  | 0 | 0 | 0 | 0 | 0 | 0 | 0 | 0 |  |  |  |  | 0 | 0 | 0 | 0 | 1 | 0 | 0 | 0 |  | 1 | 1 | 1 | #VALUE! | 1 | #VALUE! | 0 | 0 | 0 | 0 | 0 | 0 | 0 | 0 | 0 | 0 | 0 | 0 | 0 | 0 | 0 | 0 | 0 | 0 | 0 | 0 | 0 | 0 | 0 | 0 | 0
Wednesday | 8 | 24 | 10 | 5650 | 0 | 0 | 0 | 0 | 0 | 0 | 0 | 0 | 0 | 0 | 0 | 0 | 0 | 0 | 0 | 0 | 0 | 0 | 0 | 0 | 0 |  | 0 | 0 | 0 | 0 | 0 | 0 | 0 | 0 |  |  |  |  | 0 | 0 | 0 | 0 | 1 | 0 | 0 | 0 |  | 1 | 1 | 1 | #VALUE! | 1 | #VALUE! | 0 | 0 | 0 | 0 | 0 | 0 | 0 | 0 | 0 | 0 | 0 | 0 | 0 | 0 | 0 | 0 | 0 | 0 | 0 | 0 | 0 | 0 | 0 | 0 | 0
Wednesday | 8 | 24 | 11 | 5651 | 0 | 0 | 0 | 0 | 0 | 0 | 0 | 0 | 0 | 0 | 0 | 0 | 0 | 0 | 0 | 0 | 0 | 0 | 0 | 0 | 0 |  | 0 | 0 | 0 | 0 | 0 | 0 | 0 | 0 |  |  |  |  | 0 | 0 | 0 | 0 | 1 | 0 | 0 | 0 |  | 1 | 1 | 1 | #VALUE! | 1 | #VALUE! | 0 | 0 | 0 | 0 | 0 | 0 | 0 | 0 | 0 | 0 | 0 | 0 | 0 | 0 | 0 | 0 | 0 | 0 | 0 | 0 | 0 | 0 | 0 | 0 | 0
Wednesday | 8 | 24 | 12 | 5652 | 0 | 0 | 0 | 0 | 0 | 0 | 0 | 0 | 0 | 0 | 0 | 0 | 0 | 0 | 0 | 0 | 0 | 0 | 0 | 0 | 0 |  | 0 | 0 | 0 | 0 | 0 | 0 | 0 | 0 |  |  |  |  | 0 | 0 | 0 | 0 | 1 | 0 | 0 | 0 |  | 1 | 1 | 1 | #VALUE! | 1 | #VALUE! | 0 | 0 | 0 | 0 | 0 | 0 | 0 | 0 | 0 | 0 | 0 | 0 | 0 | 0 | 0 | 0 | 0 | 0 | 0 | 0 | 0 | 0 | 0 | 0 | 0
Wednesday | 8 | 24 | 13 | 5653 | 0 | 0 | 0 | 0 | 0 | 0 | 0 | 0 | 0 | 0 | 0 | 0 | 0 | 0 | 0 | 0 | 0 | 0 | 0 | 0 | 0 |  | 0 | 0 | 0 | 0 | 0 | 0 | 0 | 0 |  |  |  |  | 0 | 0 | 0 | 0 | 1 | 0 | 0 | 0 |  | 1 | 1 | 1 | #VALUE! | 1 | #VALUE! | 0 | 0 | 0 | 0 | 0 | 0 | 0 | 0 | 0 | 0 | 0 | 0 | 0 | 0 | 0 | 0 | 0 | 0 | 0 | 0 | 0 | 0 | 0 | 0 | 0
Wednesday | 8 | 24 | 14 | 5654 | 0 | 0 | 0 | 0 | 0 | 0 | 0 | 0 | 0 | 0 | 0 | 0 | 0 | 0 | 0 | 0 | 0 | 0 | 0 | 0 | 0 |  | 0 | 0 | 0 | 0 | 0 | 0 | 0 | 0 |  |  |  |  | 0 | 0 | 0 | 1 | 0 | 0 | 0 | 0 |  | 1 | 1 | #VALUE! | 1 | 1 | #VALUE! | 0 | 0 | 0 | 0 | 0 | 0 | 0 | 0 | 0 | 0 | 0 | 0 | 0 | 0 | 0 | 0 | 0 | 0 | 0 | 0 | 0 | 0 | 0 | 0 | 0
Wednesday | 8 | 24 | 15 | 5655 | 0 | 0 | 0 | 0 | 0 | 0 | 0 | 0 | 0 | 0 | 0 | 0 | 0 | 0 | 0 | 0 | 0 | 0 | 0 | 0 | 0 |  | 0 | 0 | 0 | 0 | 0 | 0 | 0 | 0 |  |  |  |  | 0 | 0 | 0 | 1 | 0 | 0 | 0 | 0 |  | 1 | 1 | #VALUE! | 1 | 1 | #VALUE! | 0 | 0 | 0 | 0 | 0 | 0 | 0 | 0 | 0 | 0 | 0 | 0 | 0 | 0 | 0 | 0 | 0 | 0 | 0 | 0 | 0 | 0 | 0 | 0 | 0
Wednesday | 8 | 24 | 16 | 5656 | 0 | 0 | 0 | 0 | 0 | 0 | 0 | 0 | 0 | 0 | 0 | 0 | 0 | 0 | 0 | 0 | 0 | 0 | 0 | 0 | 0 |  | 0 | 0 | 0 | 0 | 0 | 0 | 0 | 0 |  |  |  |  | 0 | 0 | 0 | 1 | 0 | 0 | 0 | 0 |  | 1 | 1 | #VALUE! | 1 | 1 | #VALUE! | 0 | 0 | 0 | 0 | 0 | 0 | 0 | 0 | 0 | 0 | 0 | 0 | 0 | 0 | 0 | 0 | 0 | 0 | 0 | 0 | 0 | 0 | 0 | 0 | 0
Wednesday | 8 | 24 | 17 | 5657 | 0 | 0 | 0 | 0 | 0 | 0 | 0 | 0 | 0 | 0 | 0 | 0 | 0 | 0 | 0 | 0 | 0 | 0 | 0 | 0 | 0 |  | 0 | 0 | 0 | 0 | 0 | 0 | 0 | 0 |  |  |  |  | 0 | 0 | 0 | 1 | 0 | 0 | 0 | 0 |  | 1 | 1 | #VALUE! | 1 | 1 | #VALUE! | 0 | 0 | 0 | 0 | 0 | 0 | 0 | 0 | 0 | 0 | 0 | 0 | 0 | 0 | 0 | 0 | 0 | 0 | 0 | 0 | 0 | 0 | 0 | 0 | 0
Wednesday | 8 | 24 | 18 | 5658 | 0 | 0 | 0 | 0 | 0 | 0 | 0 | 0 | 0 | 0 | 0 | 0 | 0 | 0 | 0 | 0 | 0 | 0 | 0 | 0 | 0 |  | 0 | 0 | 0 | 0 | 0 | 0 | 0 | 0 |  |  |  |  | 0 | 0 | 0 | 1 | 0 | 0 | 0 | 0 |  | 1 | 1 | #VALUE! | 1 | 1 | #VALUE! | 0 | 0 | 0 | 0 | 0 | 0 | 0 | 0 | 0 | 0 | 0 | 0 | 0 | 0 | 0 | 0 | 0 | 0 | 0 | 0 | 0 | 0 | 0 | 0 | 0
Wednesday | 8 | 24 | 19 | 5659 | 0 | 0 | 0 | 0 | 0 | 0 | 0 | 0 | 0 | 0 | 0 | 0 | 0 | 0 | 0 | 0 | 0 | 0 | 0 | 0 | 0 |  | 0 | 0 | 0 | 0 | 0 | 0 | 0 | 0 |  |  |  |  | 0 | 0 | 0 | 1 | 0 | 0 | 0 | 0 |  | 1 | 1 | #VALUE! | 1 | 1 | #VALUE! | 0 | 0 | 0 | 0 | 0 | 0 | 0 | 0 | 0 | 0 | 0 | 0 | 0 | 0 | 0 | 0 | 0 | 0 | 0 | 0 | 0 | 0 | 0 | 0 | 0
Wednesday | 8 | 24 | 20 | 5660 | 0 | 0 | 0 | 0 | 0 | 0 | 0 | 0 | 0 | 0 | 0 | 0 | 0 | 0 | 0 | 0 | 0 | 0 | 0 | 0 | 0 |  | 0 | 0 | 0 | 0 | 0 | 0 | 0 | 0 |  |  |  |  | 0 | 0 | 0 | 0 | 1 | 0 | 0 | 0 |  | 1 | 1 | 1 | #VALUE! | 1 | #VALUE! | 0 | 0 | 0 | 0 | 0 | 0 | 0 | 0 | 0 | 0 | 0 | 0 | 0 | 0 | 0 | 0 | 0 | 0 | 0 | 0 | 0 | 0 | 0 | 0 | 0
Wednesday | 8 | 24 | 21 | 5661 | 0 | 0 | 0 | 0 | 0 | 0 | 0 | 0 | 0 | 0 | 0 | 0 | 0 | 0 | 0 | 0 | 0 | 0 | 0 | 0 | 0 |  | 0 | 0 | 0 | 0 | 0 | 0 | 0 | 0 |  |  |  |  | 0 | 0 | 0 | 0 | 1 | 0 | 0 | 0 |  | 1 | 1 | 1 | #VALUE! | 1 | #VALUE! | 0 | 0 | 0 | 0 | 0 | 0 | 0 | 0 | 0 | 0 | 0 | 0 | 0 | 0 | 0 | 0 | 0 | 0 | 0 | 0 | 0 | 0 | 0 | 0 | 0
Wednesday | 8 | 24 | 22 | 5662 | 0 | 0 | 0 | 0 | 0 | 0 | 0 | 0 | 0 | 0 | 0 | 0 | 0 | 0 | 0 | 0 | 0 | 0 | 0 | 0 | 0 |  | 0 | 0 | 0 | 0 | 0 | 0 | 0 | 0 |  |  |  |  | 0 | 0 | 0 | 0 | 1 | 0 | 0 | 0 |  | 1 | 1 | 1 | #VALUE! | 1 | #VALUE! | 0 | 0 | 0 | 0 | 0 | 0 | 0 | 0 | 0 | 0 | 0 | 0 | 0 | 0 | 0 | 0 | 0 | 0 | 0 | 0 | 0 | 0 | 0 | 0 | 0
Wednesday | 8 | 24 | 23 | 5663 | 0 | 0 | 0 | 0 | 0 | 0 | 0 | 0 | 0 | 0 | 0 | 0 | 0 | 0 | 0 | 0 | 0 | 0 | 0 | 0 | 0 |  | 0 | 0 | 0 | 0 | 0 | 0 | 0 | 0 |  |  |  |  | 0 | 0 | 0 | 0 | 0 | 1 | 0 | 0 |  | 1 | 1 | 1 | 1 | 1 | 1 | 0 | 0 | 0 | 0 | 0 | 0 | 0 | 0 | 0 | 0 | 0 | 0 | 0 | 0 | 0 | 0 | 0 | 0 | 0 | 0 | 0 | 0 | 0 | 0 | 0
Wednesday | 8 | 24 | 24 | 5664 | 0 | 0 | 0 | 0 | 0 | 0 | 0 | 0 | 0 | 0 | 0 | 0 | 0 | 0 | 0 | 0 | 0 | 0 | 0 | 0 | 0 |  | 0 | 0 | 0 | 0 | 0 | 0 | 0 | 0 |  |  |  |  | 0 | 0 | 0 | 0 | 0 | 1 | 0 | 0 |  | 1 | 1 | 1 | 1 | 1 | 1 | 0 | 0 | 0 | 0 | 0 | 0 | 0 | 0 | 0 | 0 | 0 | 0 | 0 | 0 | 0 | 0 | 0 | 0 | 0 | 0 | 0 | 0 | 0 | 0 | 0
Thursday | 8 | 25 | 1 | 5665 | 0 | 0 | 0 | 0 | 0 | 0 | 0 | 0 | 0 | 0 | 0 | 0 | 0 | 0 | 0 | 0 | 0 | 0 | 0 | 0 | 0 |  | 0 | 0 | 0 | 0 | 0 | 0 | 0 | 0 |  |  |  |  | 0 | 0 | 0 | 0 | 0 | 1 | 0 | 0 |  | 1 | 1 | 1 | 1 | 1 | 1 | 0 | 0 | 0 | 0 | 0 | 0 | 0 | 0 | 0 | 0 | 0 | 0 | 0 | 0 | 0 | 0 | 0 | 0 | 0 | 0 | 0 | 0 | 0 | 0 | 0
Thursday | 8 | 25 | 2 | 5666 | 0 | 0 | 0 | 0 | 0 | 0 | 0 | 0 | 0 | 0 | 0 | 0 | 0 | 0 | 0 | 0 | 0 | 0 | 0 | 0 | 0 |  | 0 | 0 | 0 | 0 | 0 | 0 | 0 | 0 |  |  |  |  | 0 | 0 | 0 | 0 | 0 | 1 | 0 | 0 |  | 1 | 1 | 1 | 1 | 1 | 1 | 0 | 0 | 0 | 0 | 0 | 0 | 0 | 0 | 0 | 0 | 0 | 0 | 0 | 0 | 0 | 0 | 0 | 0 | 0 | 0 | 0 | 0 | 0 | 0 | 0
Thursday | 8 | 25 | 3 | 5667 | 0 | 0 | 0 | 0 | 0 | 0 | 0 | 0 | 0 | 0 | 0 | 0 | 0 | 0 | 0 | 0 | 0 | 0 | 0 | 0 | 0 |  | 0 | 0 | 0 | 0 | 0 | 0 | 0 | 0 |  |  |  |  | 0 | 0 | 0 | 0 | 0 | 1 | 0 | 0 |  | 1 | 1 | 1 | 1 | 1 | 1 | 0 | 0 | 0 | 0 | 0 | 0 | 0 | 0 | 0 | 0 | 0 | 0 | 0 | 0 | 0 | 0 | 0 | 0 | 0 | 0 | 0 | 0 | 0 | 0 | 0
Thursday | 8 | 25 | 4 | 5668 | 0 | 0 | 0 | 0 | 0 | 0 | 0 | 0 | 0 | 0 | 0 | 0 | 0 | 0 | 0 | 0 | 0 | 0 | 0 | 0 | 0 |  | 0 | 0 | 0 | 0 | 0 | 0 | 0 | 0 |  |  |  |  | 0 | 0 | 0 | 0 | 0 | 1 | 0 | 0 |  | 1 | 1 | 1 | 1 | 1 | 1 | 0 | 0 | 0 | 0 | 0 | 0 | 0 | 0 | 0 | 0 | 0 | 0 | 0 | 0 | 0 | 0 | 0 | 0 | 0 | 0 | 0 | 0 | 0 | 0 | 0
Thursday | 8 | 25 | 5 | 5669 | 0 | 0 | 0 | 0 | 0 | 0 | 0 | 0 | 0 | 0 | 0 | 0 | 0 | 0 | 0 | 0 | 0 | 0 | 0 | 0 | 0 |  | 0 | 0 | 0 | 0 | 0 | 0 | 0 | 0 |  |  |  |  | 0 | 0 | 0 | 0 | 0 | 1 | 0 | 0 |  | 1 | 1 | 1 | 1 | 1 | 1 | 0 | 0 | 0 | 0 | 0 | 0 | 0 | 0 | 0 | 0 | 0 | 0 | 0 | 0 | 0 | 0 | 0 | 0 | 0 | 0 | 0 | 0 | 0 | 0 | 0
Thursday | 8 | 25 | 6 | 5670 | 0 | 0 | 0 | 0 | 0 | 0 | 0 | 0 | 0 | 0 | 0 | 0 | 0 | 0 | 0 | 0 | 0 | 0 | 0 | 0 | 0 |  | 0 | 0 | 0 | 0 | 0 | 0 | 0 | 0 |  |  |  |  | 0 | 0 | 0 | 0 | 0 | 1 | 0 | 0 |  | 1 | 1 | 1 | 1 | 1 | 1 | 0 | 0 | 0 | 0 | 0 | 0 | 0 | 0 | 0 | 0 | 0 | 0 | 0 | 0 | 0 | 0 | 0 | 0 | 0 | 0 | 0 | 0 | 0 | 0 | 0
Thursday | 8 | 25 | 7 | 5671 | 0 | 0 | 0 | 0 | 0 | 0 | 0 | 0 | 0 | 0 | 0 | 0 | 0 | 0 | 0 | 0 | 0 | 0 | 0 | 0 | 0 |  | 0 | 0 | 0 | 0 | 0 | 0 | 0 | 0 |  |  |  |  | 0 | 0 | 0 | 0 | 0 | 1 | 0 | 0 |  | 1 | 1 | 1 | 1 | 1 | 1 | 0 | 0 | 0 | 0 | 0 | 0 | 0 | 0 | 0 | 0 | 0 | 0 | 0 | 0 | 0 | 0 | 0 | 0 | 0 | 0 | 0 | 0 | 0 | 0 | 0
Thursday | 8 | 25 | 8 | 5672 | 0 | 0 | 0 | 0 | 0 | 0 | 0 | 0 | 0 | 0 | 0 | 0 | 0 | 0 | 0 | 0 | 0 | 0 | 0 | 0 | 0 |  | 0 | 0 | 0 | 0 | 0 | 0 | 0 | 0 |  |  |  |  | 0 | 0 | 0 | 0 | 1 | 0 | 0 | 0 |  | 1 | 1 | 1 | #VALUE! | 1 | #VALUE! | 0 | 0 | 0 | 0 | 0 | 0 | 0 | 0 | 0 | 0 | 0 | 0 | 0 | 0 | 0 | 0 | 0 | 0 | 0 | 0 | 0 | 0 | 0 | 0 | 0
Thursday | 8 | 25 | 9 | 5673 | 0 | 0 | 0 | 0 | 0 | 0 | 0 | 0 | 0 | 0 | 0 | 0 | 0 | 0 | 0 | 0 | 0 | 0 | 0 | 0 | 0 |  | 0 | 0 | 0 | 0 | 0 | 0 | 0 | 0 |  |  |  |  | 0 | 0 | 0 | 0 | 1 | 0 | 0 | 0 |  | 1 | 1 | 1 | #VALUE! | 1 | #VALUE! | 0 | 0 | 0 | 0 | 0 | 0 | 0 | 0 | 0 | 0 | 0 | 0 | 0 | 0 | 0 | 0 | 0 | 0 | 0 | 0 | 0 | 0 | 0 | 0 | 0
Thursday | 8 | 25 | 10 | 5674 | 0 | 0 | 0 | 0 | 0 | 0 | 0 | 0 | 0 | 0 | 0 | 0 | 0 | 0 | 0 | 0 | 0 | 0 | 0 | 0 | 0 |  | 0 | 0 | 0 | 0 | 0 | 0 | 0 | 0 |  |  |  |  | 0 | 0 | 0 | 0 | 1 | 0 | 0 | 0 |  | 1 | 1 | 1 | #VALUE! | 1 | #VALUE! | 0 | 0 | 0 | 0 | 0 | 0 | 0 | 0 | 0 | 0 | 0 | 0 | 0 | 0 | 0 | 0 | 0 | 0 | 0 | 0 | 0 | 0 | 0 | 0 | 0
Thursday | 8 | 25 | 11 | 5675 | 0 | 0 | 0 | 0 | 0 | 0 | 0 | 0 | 0 | 0 | 0 | 0 | 0 | 0 | 0 | 0 | 0 | 0 | 0 | 0 | 0 |  | 0 | 0 | 0 | 0 | 0 | 0 | 0 | 0 |  |  |  |  | 0 | 0 | 0 | 0 | 1 | 0 | 0 | 0 |  | 1 | 1 | 1 | #VALUE! | 1 | #VALUE! | 0 | 0 | 0 | 0 | 0 | 0 | 0 | 0 | 0 | 0 | 0 | 0 | 0 | 0 | 0 | 0 | 0 | 0 | 0 | 0 | 0 | 0 | 0 | 0 | 0
Thursday | 8 | 25 | 12 | 5676 | 0 | 0 | 0 | 0 | 0 | 0 | 0 | 0 | 0 | 0 | 0 | 0 | 0 | 0 | 0 | 0 | 0 | 0 | 0 | 0 | 0 |  | 0 | 0 | 0 | 0 | 0 | 0 | 0 | 0 |  |  |  |  | 0 | 0 | 0 | 0 | 1 | 0 | 0 | 0 |  | 1 | 1 | 1 | #VALUE! | 1 | #VALUE! | 0 | 0 | 0 | 0 | 0 | 0 | 0 | 0 | 0 | 0 | 0 | 0 | 0 | 0 | 0 | 0 | 0 | 0 | 0 | 0 | 0 | 0 | 0 | 0 | 0
Thursday | 8 | 25 | 13 | 5677 | 0 | 0 | 0 | 0 | 0 | 0 | 0 | 0 | 0 | 0 | 0 | 0 | 0 | 0 | 0 | 0 | 0 | 0 | 0 | 0 | 0 |  | 0 | 0 | 0 | 0 | 0 | 0 | 0 | 0 |  |  |  |  | 0 | 0 | 0 | 0 | 1 | 0 | 0 | 0 |  | 1 | 1 | 1 | #VALUE! | 1 | #VALUE! | 0 | 0 | 0 | 0 | 0 | 0 | 0 | 0 | 0 | 0 | 0 | 0 | 0 | 0 | 0 | 0 | 0 | 0 | 0 | 0 | 0 | 0 | 0 | 0 | 0
Thursday | 8 | 25 | 14 | 5678 | 0 | 0 | 0 | 0 | 0 | 0 | 0 | 0 | 0 | 0 | 0 | 0 | 0 | 0 | 0 | 0 | 0 | 0 | 0 | 0 | 0 |  | 0 | 0 | 0 | 0 | 0 | 0 | 0 | 0 |  |  |  |  | 0 | 0 | 0 | 1 | 0 | 0 | 0 | 0 |  | 1 | 1 | #VALUE! | 1 | 1 | #VALUE! | 0 | 0 | 0 | 0 | 0 | 0 | 0 | 0 | 0 | 0 | 0 | 0 | 0 | 0 | 0 | 0 | 0 | 0 | 0 | 0 | 0 | 0 | 0 | 0 | 0
Thursday | 8 | 25 | 15 | 5679 | 0 | 0 | 0 | 0 | 0 | 0 | 0 | 0 | 0 | 0 | 0 | 0 | 0 | 0 | 0 | 0 | 0 | 0 | 0 | 0 | 0 |  | 0 | 0 | 0 | 0 | 0 | 0 | 0 | 0 |  |  |  |  | 0 | 0 | 0 | 1 | 0 | 0 | 0 | 0 |  | 1 | 1 | #VALUE! | 1 | 1 | #VALUE! | 0 | 0 | 0 | 0 | 0 | 0 | 0 | 0 | 0 | 0 | 0 | 0 | 0 | 0 | 0 | 0 | 0 | 0 | 0 | 0 | 0 | 0 | 0 | 0 | 0
Thursday | 8 | 25 | 16 | 5680 | 0 | 0 | 0 | 0 | 0 | 0 | 0 | 0 | 0 | 0 | 0 | 0 | 0 | 0 | 0 | 0 | 0 | 0 | 0 | 0 | 0 |  | 0 | 0 | 0 | 0 | 0 | 0 | 0 | 0 |  |  |  |  | 0 | 0 | 0 | 1 | 0 | 0 | 0 | 0 |  | 1 | 1 | #VALUE! | 1 | 1 | #VALUE! | 0 | 0 | 0 | 0 | 0 | 0 | 0 | 0 | 0 | 0 | 0 | 0 | 0 | 0 | 0 | 0 | 0 | 0 | 0 | 0 | 0 | 0 | 0 | 0 | 0
Thursday | 8 | 25 | 17 | 5681 | 0 | 0 | 0 | 0 | 0 | 0 | 0 | 0 | 0 | 0 | 0 | 0 | 0 | 0 | 0 | 0 | 0 | 0 | 0 | 0 | 0 |  | 0 | 0 | 0 | 0 | 0 | 0 | 0 | 0 |  |  |  |  | 0 | 0 | 0 | 1 | 0 | 0 | 0 | 0 |  | 1 | 1 | #VALUE! | 1 | 1 | #VALUE! | 0 | 0 | 0 | 0 | 0 | 0 | 0 | 0 | 0 | 0 | 0 | 0 | 0 | 0 | 0 | 0 | 0 | 0 | 0 | 0 | 0 | 0 | 0 | 0 | 0
Thursday | 8 | 25 | 18 | 5682 | 0 | 0 | 0 | 0 | 0 | 0 | 0 | 0 | 0 | 0 | 0 | 0 | 0 | 0 | 0 | 0 | 0 | 0 | 0 | 0 | 0 |  | 0 | 0 | 0 | 0 | 0 | 0 | 0 | 0 |  |  |  |  | 0 | 0 | 0 | 1 | 0 | 0 | 0 | 0 |  | 1 | 1 | #VALUE! | 1 | 1 | #VALUE! | 0 | 0 | 0 | 0 | 0 | 0 | 0 | 0 | 0 | 0 | 0 | 0 | 0 | 0 | 0 | 0 | 0 | 0 | 0 | 0 | 0 | 0 | 0 | 0 | 0
Thursday | 8 | 25 | 19 | 5683 | 0 | 0 | 0 | 0 | 0 | 0 | 0 | 0 | 0 | 0 | 0 | 0 | 0 | 0 | 0 | 0 | 0 | 0 | 0 | 0 | 0 |  | 0 | 0 | 0 | 0 | 0 | 0 | 0 | 0 |  |  |  |  | 0 | 0 | 0 | 1 | 0 | 0 | 0 | 0 |  | 1 | 1 | #VALUE! | 1 | 1 | #VALUE! | 0 | 0 | 0 | 0 | 0 | 0 | 0 | 0 | 0 | 0 | 0 | 0 | 0 | 0 | 0 | 0 | 0 | 0 | 0 | 0 | 0 | 0 | 0 | 0 | 0
Thursday | 8 | 25 | 20 | 5684 | 0 | 0 | 0 | 0 | 0 | 0 | 0 | 0 | 0 | 0 | 0 | 0 | 0 | 0 | 0 | 0 | 0 | 0 | 0 | 0 | 0 |  | 0 | 0 | 0 | 0 | 0 | 0 | 0 | 0 |  |  |  |  | 0 | 0 | 0 | 0 | 1 | 0 | 0 | 0 |  | 1 | 1 | 1 | #VALUE! | 1 | #VALUE! | 0 | 0 | 0 | 0 | 0 | 0 | 0 | 0 | 0 | 0 | 0 | 0 | 0 | 0 | 0 | 0 | 0 | 0 | 0 | 0 | 0 | 0 | 0 | 0 | 0
Thursday | 8 | 25 | 21 | 5685 | 0 | 0 | 0 | 0 | 0 | 0 | 0 | 0 | 0 | 0 | 0 | 0 | 0 | 0 | 0 | 0 | 0 | 0 | 0 | 0 | 0 |  | 0 | 0 | 0 | 0 | 0 | 0 | 0 | 0 |  |  |  |  | 0 | 0 | 0 | 0 | 1 | 0 | 0 | 0 |  | 1 | 1 | 1 | #VALUE! | 1 | #VALUE! | 0 | 0 | 0 | 0 | 0 | 0 | 0 | 0 | 0 | 0 | 0 | 0 | 0 | 0 | 0 | 0 | 0 | 0 | 0 | 0 | 0 | 0 | 0 | 0 | 0
Thursday | 8 | 25 | 22 | 5686 | 0 | 0 | 0 | 0 | 0 | 0 | 0 | 0 | 0 | 0 | 0 | 0 | 0 | 0 | 0 | 0 | 0 | 0 | 0 | 0 | 0 |  | 0 | 0 | 0 | 0 | 0 | 0 | 0 | 0 |  |  |  |  | 0 | 0 | 0 | 0 | 1 | 0 | 0 | 0 |  | 1 | 1 | 1 | #VALUE! | 1 | #VALUE! | 0 | 0 | 0 | 0 | 0 | 0 | 0 | 0 | 0 | 0 | 0 | 0 | 0 | 0 | 0 | 0 | 0 | 0 | 0 | 0 | 0 | 0 | 0 | 0 | 0
Thursday | 8 | 25 | 23 | 5687 | 0 | 0 | 0 | 0 | 0 | 0 | 0 | 0 | 0 | 0 | 0 | 0 | 0 | 0 | 0 | 0 | 0 | 0 | 0 | 0 | 0 |  | 0 | 0 | 0 | 0 | 0 | 0 | 0 | 0 |  |  |  |  | 0 | 0 | 0 | 0 | 0 | 1 | 0 | 0 |  | 1 | 1 | 1 | 1 | 1 | 1 | 0 | 0 | 0 | 0 | 0 | 0 | 0 | 0 | 0 | 0 | 0 | 0 | 0 | 0 | 0 | 0 | 0 | 0 | 0 | 0 | 0 | 0 | 0 | 0 | 0
Thursday | 8 | 25 | 24 | 5688 | 0 | 0 | 0 | 0 | 0 | 0 | 0 | 0 | 0 | 0 | 0 | 0 | 0 | 0 | 0 | 0 | 0 | 0 | 0 | 0 | 0 |  | 0 | 0 | 0 | 0 | 0 | 0 | 0 | 0 |  |  |  |  | 0 | 0 | 0 | 0 | 0 | 1 | 0 | 0 |  | 1 | 1 | 1 | 1 | 1 | 1 | 0 | 0 | 0 | 0 | 0 | 0 | 0 | 0 | 0 | 0 | 0 | 0 | 0 | 0 | 0 | 0 | 0 | 0 | 0 | 0 | 0 | 0 | 0 | 0 | 0
Friday | 8 | 26 | 1 | 5689 | 0 | 0 | 0 | 0 | 0 | 0 | 0 | 0 | 0 | 0 | 0 | 0 | 0 | 0 | 0 | 0 | 0 | 0 | 0 | 0 | 0 |  | 0 | 0 | 0 | 0 | 0 | 0 | 0 | 0 |  |  |  |  | 0 | 0 | 0 | 0 | 0 | 1 | 0 | 0 |  | 1 | 1 | 1 | 1 | 1 | 1 | 0 | 0 | 0 | 0 | 0 | 0 | 0 | 0 | 0 | 0 | 0 | 0 | 0 | 0 | 0 | 0 | 0 | 0 | 0 | 0 | 0 | 0 | 0 | 0 | 0
Friday | 8 | 26 | 2 | 5690 | 0 | 0 | 0 | 0 | 0 | 0 | 0 | 0 | 0 | 0 | 0 | 0 | 0 | 0 | 0 | 0 | 0 | 0 | 0 | 0 | 0 |  | 0 | 0 | 0 | 0 | 0 | 0 | 0 | 0 |  |  |  |  | 0 | 0 | 0 | 0 | 0 | 1 | 0 | 0 |  | 1 | 1 | 1 | 1 | 1 | 1 | 0 | 0 | 0 | 0 | 0 | 0 | 0 | 0 | 0 | 0 | 0 | 0 | 0 | 0 | 0 | 0 | 0 | 0 | 0 | 0 | 0 | 0 | 0 | 0 | 0
Friday | 8 | 26 | 3 | 5691 | 0 | 0 | 0 | 0 | 0 | 0 | 0 | 0 | 0 | 0 | 0 | 0 | 0 | 0 | 0 | 0 | 0 | 0 | 0 | 0 | 0 |  | 0 | 0 | 0 | 0 | 0 | 0 | 0 | 0 |  |  |  |  | 0 | 0 | 0 | 0 | 0 | 1 | 0 | 0 |  | 1 | 1 | 1 | 1 | 1 | 1 | 0 | 0 | 0 | 0 | 0 | 0 | 0 | 0 | 0 | 0 | 0 | 0 | 0 | 0 | 0 | 0 | 0 | 0 | 0 | 0 | 0 | 0 | 0 | 0 | 0
Friday | 8 | 26 | 4 | 5692 | 0 | 0 | 0 | 0 | 0 | 0 | 0 | 0 | 0 | 0 | 0 | 0 | 0 | 0 | 0 | 0 | 0 | 0 | 0 | 0 | 0 |  | 0 | 0 | 0 | 0 | 0 | 0 | 0 | 0 |  |  |  |  | 0 | 0 | 0 | 0 | 0 | 1 | 0 | 0 |  | 1 | 1 | 1 | 1 | 1 | 1 | 0 | 0 | 0 | 0 | 0 | 0 | 0 | 0 | 0 | 0 | 0 | 0 | 0 | 0 | 0 | 0 | 0 | 0 | 0 | 0 | 0 | 0 | 0 | 0 | 0
Friday | 8 | 26 | 5 | 5693 | 0 | 0 | 0 | 0 | 0 | 0 | 0 | 0 | 0 | 0 | 0 | 0 | 0 | 0 | 0 | 0 | 0 | 0 | 0 | 0 | 0 |  | 0 | 0 | 0 | 0 | 0 | 0 | 0 | 0 |  |  |  |  | 0 | 0 | 0 | 0 | 0 | 1 | 0 | 0 |  | 1 | 1 | 1 | 1 | 1 | 1 | 0 | 0 | 0 | 0 | 0 | 0 | 0 | 0 | 0 | 0 | 0 | 0 | 0 | 0 | 0 | 0 | 0 | 0 | 0 | 0 | 0 | 0 | 0 | 0 | 0
Friday | 8 | 26 | 6 | 5694 | 0 | 0 | 0 | 0 | 0 | 0 | 0 | 0 | 0 | 0 | 0 | 0 | 0 | 0 | 0 | 0 | 0 | 0 | 0 | 0 | 0 |  | 0 | 0 | 0 | 0 | 0 | 0 | 0 | 0 |  |  |  |  | 0 | 0 | 0 | 0 | 0 | 1 | 0 | 0 |  | 1 | 1 | 1 | 1 | 1 | 1 | 0 | 0 | 0 | 0 | 0 | 0 | 0 | 0 | 0 | 0 | 0 | 0 | 0 | 0 | 0 | 0 | 0 | 0 | 0 | 0 | 0 | 0 | 0 | 0 | 0
Friday | 8 | 26 | 7 | 5695 | 0 | 0 | 0 | 0 | 0 | 0 | 0 | 0 | 0 | 0 | 0 | 0 | 0 | 0 | 0 | 0 | 0 | 0 | 0 | 0 | 0 |  | 0 | 0 | 0 | 0 | 0 | 0 | 0 | 0 |  |  |  |  | 0 | 0 | 0 | 0 | 0 | 1 | 0 | 0 |  | 1 | 1 | 1 | 1 | 1 | 1 | 0 | 0 | 0 | 0 | 0 | 0 | 0 | 0 | 0 | 0 | 0 | 0 | 0 | 0 | 0 | 0 | 0 | 0 | 0 | 0 | 0 | 0 | 0 | 0 | 0
Friday | 8 | 26 | 8 | 5696 | 0 | 0 | 0 | 0 | 0 | 0 | 0 | 0 | 0 | 0 | 0 | 0 | 0 | 0 | 0 | 0 | 0 | 0 | 0 | 0 | 0 |  | 0 | 0 | 0 | 0 | 0 | 0 | 0 | 0 |  |  |  |  | 0 | 0 | 0 | 0 | 1 | 0 | 0 | 0 |  | 1 | 1 | 1 | #VALUE! | 1 | #VALUE! | 0 | 0 | 0 | 0 | 0 | 0 | 0 | 0 | 0 | 0 | 0 | 0 | 0 | 0 | 0 | 0 | 0 | 0 | 0 | 0 | 0 | 0 | 0 | 0 | 0
Friday | 8 | 26 | 9 | 5697 | 0 | 0 | 0 | 0 | 0 | 0 | 0 | 0 | 0 | 0 | 0 | 0 | 0 | 0 | 0 | 0 | 0 | 0 | 0 | 0 | 0 |  | 0 | 0 | 0 | 0 | 0 | 0 | 0 | 0 |  |  |  |  | 0 | 0 | 0 | 0 | 1 | 0 | 0 | 0 |  | 1 | 1 | 1 | #VALUE! | 1 | #VALUE! | 0 | 0 | 0 | 0 | 0 | 0 | 0 | 0 | 0 | 0 | 0 | 0 | 0 | 0 | 0 | 0 | 0 | 0 | 0 | 0 | 0 | 0 | 0 | 0 | 0
Friday | 8 | 26 | 10 | 5698 | 0 | 0 | 0 | 0 | 0 | 0 | 0 | 0 | 0 | 0 | 0 | 0 | 0 | 0 | 0 | 0 | 0 | 0 | 0 | 0 | 0 |  | 0 | 0 | 0 | 0 | 0 | 0 | 0 | 0 |  |  |  |  | 0 | 0 | 0 | 0 | 1 | 0 | 0 | 0 |  | 1 | 1 | 1 | #VALUE! | 1 | #VALUE! | 0 | 0 | 0 | 0 | 0 | 0 | 0 | 0 | 0 | 0 | 0 | 0 | 0 | 0 | 0 | 0 | 0 | 0 | 0 | 0 | 0 | 0 | 0 | 0 | 0
Friday | 8 | 26 | 11 | 5699 | 0 | 0 | 0 | 0 | 0 | 0 | 0 | 0 | 0 | 0 | 0 | 0 | 0 | 0 | 0 | 0 | 0 | 0 | 0 | 0 | 0 |  | 0 | 0 | 0 | 0 | 0 | 0 | 0 | 0 |  |  |  |  | 0 | 0 | 0 | 0 | 1 | 0 | 0 | 0 |  | 1 | 1 | 1 | #VALUE! | 1 | #VALUE! | 0 | 0 | 0 | 0 | 0 | 0 | 0 | 0 | 0 | 0 | 0 | 0 | 0 | 0 | 0 | 0 | 0 | 0 | 0 | 0 | 0 | 0 | 0 | 0 | 0
Friday | 8 | 26 | 12 | 5700 | 0 | 0 | 0 | 0 | 0 | 0 | 0 | 0 | 0 | 0 | 0 | 0 | 0 | 0 | 0 | 0 | 0 | 0 | 0 | 0 | 0 |  | 0 | 0 | 0 | 0 | 0 | 0 | 0 | 0 |  |  |  |  | 0 | 0 | 0 | 0 | 1 | 0 | 0 | 0 |  | 1 | 1 | 1 | #VALUE! | 1 | #VALUE! | 0 | 0 | 0 | 0 | 0 | 0 | 0 | 0 | 0 | 0 | 0 | 0 | 0 | 0 | 0 | 0 | 0 | 0 | 0 | 0 | 0 | 0 | 0 | 0 | 0
Friday | 8 | 26 | 13 | 5701 | 0 | 0 | 0 | 0 | 0 | 0 | 0 | 0 | 0 | 0 | 0 | 0 | 0 | 0 | 0 | 0 | 0 | 0 | 0 | 0 | 0 |  | 0 | 0 | 0 | 0 | 0 | 0 | 0 | 0 |  |  |  |  | 0 | 0 | 0 | 0 | 1 | 0 | 0 | 0 |  | 1 | 1 | 1 | #VALUE! | 1 | #VALUE! | 0 | 0 | 0 | 0 | 0 | 0 | 0 | 0 | 0 | 0 | 0 | 0 | 0 | 0 | 0 | 0 | 0 | 0 | 0 | 0 | 0 | 0 | 0 | 0 | 0
Friday | 8 | 26 | 14 | 5702 | 0 | 0 | 0 | 0 | 0 | 0 | 0 | 0 | 0 | 0 | 0 | 0 | 0 | 0 | 0 | 0 | 0 | 0 | 0 | 0 | 0 |  | 0 | 0 | 0 | 0 | 0 | 0 | 0 | 0 |  |  |  |  | 0 | 0 | 0 | 1 | 0 | 0 | 0 | 0 |  | 1 | 1 | #VALUE! | 1 | 1 | #VALUE! | 0 | 0 | 0 | 0 | 0 | 0 | 0 | 0 | 0 | 0 | 0 | 0 | 0 | 0 | 0 | 0 | 0 | 0 | 0 | 0 | 0 | 0 | 0 | 0 | 0
Friday | 8 | 26 | 15 | 5703 | 0 | 0 | 0 | 0 | 0 | 0 | 0 | 0 | 0 | 0 | 0 | 0 | 0 | 0 | 0 | 0 | 0 | 0 | 0 | 0 | 0 |  | 0 | 0 | 0 | 0 | 0 | 0 | 0 | 0 |  |  |  |  | 0 | 0 | 0 | 1 | 0 | 0 | 0 | 0 |  | 1 | 1 | #VALUE! | 1 | 1 | #VALUE! | 0 | 0 | 0 | 0 | 0 | 0 | 0 | 0 | 0 | 0 | 0 | 0 | 0 | 0 | 0 | 0 | 0 | 0 | 0 | 0 | 0 | 0 | 0 | 0 | 0
Friday | 8 | 26 | 16 | 5704 | 0 | 0 | 0 | 0 | 0 | 0 | 0 | 0 | 0 | 0 | 0 | 0 | 0 | 0 | 0 | 0 | 0 | 0 | 0 | 0 | 0 |  | 0 | 0 | 0 | 0 | 0 | 0 | 0 | 0 |  |  |  |  | 0 | 0 | 0 | 1 | 0 | 0 | 0 | 0 |  | 1 | 1 | #VALUE! | 1 | 1 | #VALUE! | 0 | 0 | 0 | 0 | 0 | 0 | 0 | 0 | 0 | 0 | 0 | 0 | 0 | 0 | 0 | 0 | 0 | 0 | 0 | 0 | 0 | 0 | 0 | 0 | 0
Friday | 8 | 26 | 17 | 5705 | 0 | 0 | 0 | 0 | 0 | 0 | 0 | 0 | 0 | 0 | 0 | 0 | 0 | 0 | 0 | 0 | 0 | 0 | 0 | 0 | 0 |  | 0 | 0 | 0 | 0 | 0 | 0 | 0 | 0 |  |  |  |  | 0 | 0 | 0 | 1 | 0 | 0 | 0 | 0 |  | 1 | 1 | #VALUE! | 1 | 1 | #VALUE! | 0 | 0 | 0 | 0 | 0 | 0 | 0 | 0 | 0 | 0 | 0 | 0 | 0 | 0 | 0 | 0 | 0 | 0 | 0 | 0 | 0 | 0 | 0 | 0 | 0
Friday | 8 | 26 | 18 | 5706 | 0 | 0 | 0 | 0 | 0 | 0 | 0 | 0 | 0 | 0 | 0 | 0 | 0 | 0 | 0 | 0 | 0 | 0 | 0 | 0 | 0 |  | 0 | 0 | 0 | 0 | 0 | 0 | 0 | 0 |  |  |  |  | 0 | 0 | 0 | 1 | 0 | 0 | 0 | 0 |  | 1 | 1 | #VALUE! | 1 | 1 | #VALUE! | 0 | 0 | 0 | 0 | 0 | 0 | 0 | 0 | 0 | 0 | 0 | 0 | 0 | 0 | 0 | 0 | 0 | 0 | 0 | 0 | 0 | 0 | 0 | 0 | 0
Friday | 8 | 26 | 19 | 5707 | 0 | 0 | 0 | 0 | 0 | 0 | 0 | 0 | 0 | 0 | 0 | 0 | 0 | 0 | 0 | 0 | 0 | 0 | 0 | 0 | 0 |  | 0 | 0 | 0 | 0 | 0 | 0 | 0 | 0 |  |  |  |  | 0 | 0 | 0 | 1 | 0 | 0 | 0 | 0 |  | 1 | 1 | #VALUE! | 1 | 1 | #VALUE! | 0 | 0 | 0 | 0 | 0 | 0 | 0 | 0 | 0 | 0 | 0 | 0 | 0 | 0 | 0 | 0 | 0 | 0 | 0 | 0 | 0 | 0 | 0 | 0 | 0
Friday | 8 | 26 | 20 | 5708 | 0 | 0 | 0 | 0 | 0 | 0 | 0 | 0 | 0 | 0 | 0 | 0 | 0 | 0 | 0 | 0 | 0 | 0 | 0 | 0 | 0 |  | 0 | 0 | 0 | 0 | 0 | 0 | 0 | 0 |  |  |  |  | 0 | 0 | 0 | 0 | 1 | 0 | 0 | 0 |  | 1 | 1 | 1 | #VALUE! | 1 | #VALUE! | 0 | 0 | 0 | 0 | 0 | 0 | 0 | 0 | 0 | 0 | 0 | 0 | 0 | 0 | 0 | 0 | 0 | 0 | 0 | 0 | 0 | 0 | 0 | 0 | 0
Friday | 8 | 26 | 21 | 5709 | 0 | 0 | 0 | 0 | 0 | 0 | 0 | 0 | 0 | 0 | 0 | 0 | 0 | 0 | 0 | 0 | 0 | 0 | 0 | 0 | 0 |  | 0 | 0 | 0 | 0 | 0 | 0 | 0 | 0 |  |  |  |  | 0 | 0 | 0 | 0 | 1 | 0 | 0 | 0 |  | 1 | 1 | 1 | #VALUE! | 1 | #VALUE! | 0 | 0 | 0 | 0 | 0 | 0 | 0 | 0 | 0 | 0 | 0 | 0 | 0 | 0 | 0 | 0 | 0 | 0 | 0 | 0 | 0 | 0 | 0 | 0 | 0
Friday | 8 | 26 | 22 | 5710 | 0 | 0 | 0 | 0 | 0 | 0 | 0 | 0 | 0 | 0 | 0 | 0 | 0 | 0 | 0 | 0 | 0 | 0 | 0 | 0 | 0 |  | 0 | 0 | 0 | 0 | 0 | 0 | 0 | 0 |  |  |  |  | 0 | 0 | 0 | 0 | 1 | 0 | 0 | 0 |  | 1 | 1 | 1 | #VALUE! | 1 | #VALUE! | 0 | 0 | 0 | 0 | 0 | 0 | 0 | 0 | 0 | 0 | 0 | 0 | 0 | 0 | 0 | 0 | 0 | 0 | 0 | 0 | 0 | 0 | 0 | 0 | 0
Friday | 8 | 26 | 23 | 5711 | 0 | 0 | 0 | 0 | 0 | 0 | 0 | 0 | 0 | 0 | 0 | 0 | 0 | 0 | 0 | 0 | 0 | 0 | 0 | 0 | 0 |  | 0 | 0 | 0 | 0 | 0 | 0 | 0 | 0 |  |  |  |  | 0 | 0 | 0 | 0 | 0 | 1 | 0 | 0 |  | 1 | 1 | 1 | 1 | 1 | 1 | 0 | 0 | 0 | 0 | 0 | 0 | 0 | 0 | 0 | 0 | 0 | 0 | 0 | 0 | 0 | 0 | 0 | 0 | 0 | 0 | 0 | 0 | 0 | 0 | 0
Friday | 8 | 26 | 24 | 5712 | 0 | 0 | 0 | 0 | 0 | 0 | 0 | 0 | 0 | 0 | 0 | 0 | 0 | 0 | 0 | 0 | 0 | 0 | 0 | 0 | 0 |  | 0 | 0 | 0 | 0 | 0 | 0 | 0 | 0 |  |  |  |  | 0 | 0 | 0 | 0 | 0 | 1 | 0 | 0 |  | 1 | 1 | 1 | 1 | 1 | 1 | 0 | 0 | 0 | 0 | 0 | 0 | 0 | 0 | 0 | 0 | 0 | 0 | 0 | 0 | 0 | 0 | 0 | 0 | 0 | 0 | 0 | 0 | 0 | 0 | 0
Saturday | 8 | 27 | 1 | 5713 | 0 | 0 | 0 | 0 | 0 | 0 | 0 | 0 | 0 | 0 | 0 | 0 | 0 | 0 | 0 | 0 | 0 | 0 | 0 | 0 | 0 |  | 0 | 0 | 0 | 0 | 0 | 0 | 0 | 0 |  |  |  |  | 0 | 0 | 0 | 0 | 0 | 1 | 0 | 0 |  | 1 | 1 | 1 | 1 | 1 | 1 | 0 | 0 | 0 | 0 | 0 | 0 | 0 | 0 | 0 | 0 | 0 | 0 | 0 | 0 | 0 | 0 | 0 | 0 | 0 | 0 | 0 | 0 | 0 | 0 | 0
Saturday | 8 | 27 | 2 | 5714 | 0 | 0 | 0 | 0 | 0 | 0 | 0 | 0 | 0 | 0 | 0 | 0 | 0 | 0 | 0 | 0 | 0 | 0 | 0 | 0 | 0 |  | 0 | 0 | 0 | 0 | 0 | 0 | 0 | 0 |  |  |  |  | 0 | 0 | 0 | 0 | 0 | 1 | 0 | 0 |  | 1 | 1 | 1 | 1 | 1 | 1 | 0 | 0 | 0 | 0 | 0 | 0 | 0 | 0 | 0 | 0 | 0 | 0 | 0 | 0 | 0 | 0 | 0 | 0 | 0 | 0 | 0 | 0 | 0 | 0 | 0
Saturday | 8 | 27 | 3 | 5715 | 0 | 0 | 0 | 0 | 0 | 0 | 0 | 0 | 0 | 0 | 0 | 0 | 0 | 0 | 0 | 0 | 0 | 0 | 0 | 0 | 0 |  | 0 | 0 | 0 | 0 | 0 | 0 | 0 | 0 |  |  |  |  | 0 | 0 | 0 | 0 | 0 | 1 | 0 | 0 |  | 1 | 1 | 1 | 1 | 1 | 1 | 0 | 0 | 0 | 0 | 0 | 0 | 0 | 0 | 0 | 0 | 0 | 0 | 0 | 0 | 0 | 0 | 0 | 0 | 0 | 0 | 0 | 0 | 0 | 0 | 0
Saturday | 8 | 27 | 4 | 5716 | 0 | 0 | 0 | 0 | 0 | 0 | 0 | 0 | 0 | 0 | 0 | 0 | 0 | 0 | 0 | 0 | 0 | 0 | 0 | 0 | 0 |  | 0 | 0 | 0 | 0 | 0 | 0 | 0 | 0 |  |  |  |  | 0 | 0 | 0 | 0 | 0 | 1 | 0 | 0 |  | 1 | 1 | 1 | 1 | 1 | 1 | 0 | 0 | 0 | 0 | 0 | 0 | 0 | 0 | 0 | 0 | 0 | 0 | 0 | 0 | 0 | 0 | 0 | 0 | 0 | 0 | 0 | 0 | 0 | 0 | 0
Saturday | 8 | 27 | 5 | 5717 | 0 | 0 | 0 | 0 | 0 | 0 | 0 | 0 | 0 | 0 | 0 | 0 | 0 | 0 | 0 | 0 | 0 | 0 | 0 | 0 | 0 |  | 0 | 0 | 0 | 0 | 0 | 0 | 0 | 0 |  |  |  |  | 0 | 0 | 0 | 0 | 0 | 1 | 0 | 0 |  | 1 | 1 | 1 | 1 | 1 | 1 | 0 | 0 | 0 | 0 | 0 | 0 | 0 | 0 | 0 | 0 | 0 | 0 | 0 | 0 | 0 | 0 | 0 | 0 | 0 | 0 | 0 | 0 | 0 | 0 | 0
Saturday | 8 | 27 | 6 | 5718 | 0 | 0 | 0 | 0 | 0 | 0 | 0 | 0 | 0 | 0 | 0 | 0 | 0 | 0 | 0 | 0 | 0 | 0 | 0 | 0 | 0 |  | 0 | 0 | 0 | 0 | 0 | 0 | 0 | 0 |  |  |  |  | 0 | 0 | 0 | 0 | 0 | 1 | 0 | 0 |  | 1 | 1 | 1 | 1 | 1 | 1 | 0 | 0 | 0 | 0 | 0 | 0 | 0 | 0 | 0 | 0 | 0 | 0 | 0 | 0 | 0 | 0 | 0 | 0 | 0 | 0 | 0 | 0 | 0 | 0 | 0
Saturday | 8 | 27 | 7 | 5719 | 0 | 0 | 0 | 0 | 0 | 0 | 0 | 0 | 0 | 0 | 0 | 0 | 0 | 0 | 0 | 0 | 0 | 0 | 0 | 0 | 0 |  | 0 | 0 | 0 | 0 | 0 | 0 | 0 | 0 |  |  |  |  | 0 | 0 | 0 | 0 | 0 | 1 | 0 | 0 |  | 1 | 1 | 1 | 1 | 1 | 1 | 0 | 0 | 0 | 0 | 0 | 0 | 0 | 0 | 0 | 0 | 0 | 0 | 0 | 0 | 0 | 0 | 0 | 0 | 0 | 0 | 0 | 0 | 0 | 0 | 0
Saturday | 8 | 27 | 8 | 5720 | 0 | 0 | 0 | 0 | 0 | 0 | 0 | 0 | 0 | 0 | 0 | 0 | 0 | 0 | 0 | 0 | 0 | 0 | 0 | 0 | 0 |  | 0 | 0 | 0 | 0 | 0 | 0 | 0 | 0 |  |  |  |  | 0 | 0 | 0 | 0 | 0 | 1 | 0 | 0 |  | 1 | 1 | 1 | 1 | 1 | 1 | 0 | 0 | 0 | 0 | 0 | 0 | 0 | 0 | 0 | 0 | 0 | 0 | 0 | 0 | 0 | 0 | 0 | 0 | 0 | 0 | 0 | 0 | 0 | 0 | 0
Saturday | 8 | 27 | 9 | 5721 | 0 | 0 | 0 | 0 | 0 | 0 | 0 | 0 | 0 | 0 | 0 | 0 | 0 | 0 | 0 | 0 | 0 | 0 | 0 | 0 | 0 |  | 0 | 0 | 0 | 0 | 0 | 0 | 0 | 0 |  |  |  |  | 0 | 0 | 0 | 0 | 0 | 1 | 0 | 0 |  | 1 | 1 | 1 | 1 | 1 | 1 | 0 | 0 | 0 | 0 | 0 | 0 | 0 | 0 | 0 | 0 | 0 | 0 | 0 | 0 | 0 | 0 | 0 | 0 | 0 | 0 | 0 | 0 | 0 | 0 | 0
Saturday | 8 | 27 | 10 | 5722 | 0 | 0 | 0 | 0 | 0 | 0 | 0 | 0 | 0 | 0 | 0 | 0 | 0 | 0 | 0 | 0 | 0 | 0 | 0 | 0 | 0 |  | 0 | 0 | 0 | 0 | 0 | 0 | 0 | 0 |  |  |  |  | 0 | 0 | 0 | 0 | 0 | 1 | 0 | 0 |  | 1 | 1 | 1 | 1 | 1 | 1 | 0 | 0 | 0 | 0 | 0 | 0 | 0 | 0 | 0 | 0 | 0 | 0 | 0 | 0 | 0 | 0 | 0 | 0 | 0 | 0 | 0 | 0 | 0 | 0 | 0
Saturday | 8 | 27 | 11 | 5723 | 0 | 0 | 0 | 0 | 0 | 0 | 0 | 0 | 0 | 0 | 0 | 0 | 0 | 0 | 0 | 0 | 0 | 0 | 0 | 0 | 0 |  | 0 | 0 | 0 | 0 | 0 | 0 | 0 | 0 |  |  |  |  | 0 | 0 | 0 | 0 | 0 | 1 | 0 | 0 |  | 1 | 1 | 1 | 1 | 1 | 1 | 0 | 0 | 0 | 0 | 0 | 0 | 0 | 0 | 0 | 0 | 0 | 0 | 0 | 0 | 0 | 0 | 0 | 0 | 0 | 0 | 0 | 0 | 0 | 0 | 0
Saturday | 8 | 27 | 12 | 5724 | 0 | 0 | 0 | 0 | 0 | 0 | 0 | 0 | 0 | 0 | 0 | 0 | 0 | 0 | 0 | 0 | 0 | 0 | 0 | 0 | 0 |  | 0 | 0 | 0 | 0 | 0 | 0 | 0 | 0 |  |  |  |  | 0 | 0 | 0 | 0 | 0 | 1 | 0 | 0 |  | 1 | 1 | 1 | 1 | 1 | 1 | 0 | 0 | 0 | 0 | 0 | 0 | 0 | 0 | 0 | 0 | 0 | 0 | 0 | 0 | 0 | 0 | 0 | 0 | 0 | 0 | 0 | 0 | 0 | 0 | 0
Saturday | 8 | 27 | 13 | 5725 | 0 | 0 | 0 | 0 | 0 | 0 | 0 | 0 | 0 | 0 | 0 | 0 | 0 | 0 | 0 | 0 | 0 | 0 | 0 | 0 | 0 |  | 0 | 0 | 0 | 0 | 0 | 0 | 0 | 0 |  |  |  |  | 0 | 0 | 0 | 0 | 0 | 1 | 0 | 0 |  | 1 | 1 | 1 | 1 | 1 | 1 | 0 | 0 | 0 | 0 | 0 | 0 | 0 | 0 | 0 | 0 | 0 | 0 | 0 | 0 | 0 | 0 | 0 | 0 | 0 | 0 | 0 | 0 | 0 | 0 | 0
Saturday | 8 | 27 | 14 | 5726 | 0 | 0 | 0 | 0 | 0 | 0 | 0 | 0 | 0 | 0 | 0 | 0 | 0 | 0 | 0 | 0 | 0 | 0 | 0 | 0 | 0 |  | 0 | 0 | 0 | 0 | 0 | 0 | 0 | 0 |  |  |  |  | 0 | 0 | 0 | 0 | 0 | 1 | 0 | 0 |  | 1 | 1 | 1 | 1 | 1 | 1 | 0 | 0 | 0 | 0 | 0 | 0 | 0 | 0 | 0 | 0 | 0 | 0 | 0 | 0 | 0 | 0 | 0 | 0 | 0 | 0 | 0 | 0 | 0 | 0 | 0
Saturday | 8 | 27 | 15 | 5727 | 0 | 0 | 0 | 0 | 0 | 0 | 0 | 0 | 0 | 0 | 0 | 0 | 0 | 0 | 0 | 0 | 0 | 0 | 0 | 0 | 0 |  | 0 | 0 | 0 | 0 | 0 | 0 | 0 | 0 |  |  |  |  | 0 | 0 | 0 | 0 | 0 | 1 | 0 | 0 |  | 1 | 1 | 1 | 1 | 1 | 1 | 0 | 0 | 0 | 0 | 0 | 0 | 0 | 0 | 0 | 0 | 0 | 0 | 0 | 0 | 0 | 0 | 0 | 0 | 0 | 0 | 0 | 0 | 0 | 0 | 0
Saturday | 8 | 27 | 16 | 5728 | 0 | 0 | 0 | 0 | 0 | 0 | 0 | 0 | 0 | 0 | 0 | 0 | 0 | 0 | 0 | 0 | 0 | 0 | 0 | 0 | 0 |  | 0 | 0 | 0 | 0 | 0 | 0 | 0 | 0 |  |  |  |  | 0 | 0 | 0 | 0 | 0 | 1 | 0 | 0 |  | 1 | 1 | 1 | 1 | 1 | 1 | 0 | 0 | 0 | 0 | 0 | 0 | 0 | 0 | 0 | 0 | 0 | 0 | 0 | 0 | 0 | 0 | 0 | 0 | 0 | 0 | 0 | 0 | 0 | 0 | 0
Saturday | 8 | 27 | 17 | 5729 | 0 | 0 | 0 | 0 | 0 | 0 | 0 | 0 | 0 | 0 | 0 | 0 | 0 | 0 | 0 | 0 | 0 | 0 | 0 | 0 | 0 |  | 0 | 0 | 0 | 0 | 0 | 0 | 0 | 0 |  |  |  |  | 0 | 0 | 0 | 0 | 0 | 1 | 0 | 0 |  | 1 | 1 | 1 | 1 | 1 | 1 | 0 | 0 | 0 | 0 | 0 | 0 | 0 | 0 | 0 | 0 | 0 | 0 | 0 | 0 | 0 | 0 | 0 | 0 | 0 | 0 | 0 | 0 | 0 | 0 | 0
Saturday | 8 | 27 | 18 | 5730 | 0 | 0 | 0 | 0 | 0 | 0 | 0 | 0 | 0 | 0 | 0 | 0 | 0 | 0 | 0 | 0 | 0 | 0 | 0 | 0 | 0 |  | 0 | 0 | 0 | 0 | 0 | 0 | 0 | 0 |  |  |  |  | 0 | 0 | 0 | 0 | 0 | 1 | 0 | 0 |  | 1 | 1 | 1 | 1 | 1 | 1 | 0 | 0 | 0 | 0 | 0 | 0 | 0 | 0 | 0 | 0 | 0 | 0 | 0 | 0 | 0 | 0 | 0 | 0 | 0 | 0 | 0 | 0 | 0 | 0 | 0
Saturday | 8 | 27 | 19 | 5731 | 0 | 0 | 0 | 0 | 0 | 0 | 0 | 0 | 0 | 0 | 0 | 0 | 0 | 0 | 0 | 0 | 0 | 0 | 0 | 0 | 0 |  | 0 | 0 | 0 | 0 | 0 | 0 | 0 | 0 |  |  |  |  | 0 | 0 | 0 | 0 | 0 | 1 | 0 | 0 |  | 1 | 1 | 1 | 1 | 1 | 1 | 0 | 0 | 0 | 0 | 0 | 0 | 0 | 0 | 0 | 0 | 0 | 0 | 0 | 0 | 0 | 0 | 0 | 0 | 0 | 0 | 0 | 0 | 0 | 0 | 0
Saturday | 8 | 27 | 20 | 5732 | 0 | 0 | 0 | 0 | 0 | 0 | 0 | 0 | 0 | 0 | 0 | 0 | 0 | 0 | 0 | 0 | 0 | 0 | 0 | 0 | 0 |  | 0 | 0 | 0 | 0 | 0 | 0 | 0 | 0 |  |  |  |  | 0 | 0 | 0 | 0 | 0 | 1 | 0 | 0 |  | 1 | 1 | 1 | 1 | 1 | 1 | 0 | 0 | 0 | 0 | 0 | 0 | 0 | 0 | 0 | 0 | 0 | 0 | 0 | 0 | 0 | 0 | 0 | 0 | 0 | 0 | 0 | 0 | 0 | 0 | 0
Saturday | 8 | 27 | 21 | 5733 | 0 | 0 | 0 | 0 | 0 | 0 | 0 | 0 | 0 | 0 | 0 | 0 | 0 | 0 | 0 | 0 | 0 | 0 | 0 | 0 | 0 |  | 0 | 0 | 0 | 0 | 0 | 0 | 0 | 0 |  |  |  |  | 0 | 0 | 0 | 0 | 0 | 1 | 0 | 0 |  | 1 | 1 | 1 | 1 | 1 | 1 | 0 | 0 | 0 | 0 | 0 | 0 | 0 | 0 | 0 | 0 | 0 | 0 | 0 | 0 | 0 | 0 | 0 | 0 | 0 | 0 | 0 | 0 | 0 | 0 | 0
Saturday | 8 | 27 | 22 | 5734 | 0 | 0 | 0 | 0 | 0 | 0 | 0 | 0 | 0 | 0 | 0 | 0 | 0 | 0 | 0 | 0 | 0 | 0 | 0 | 0 | 0 |  | 0 | 0 | 0 | 0 | 0 | 0 | 0 | 0 |  |  |  |  | 0 | 0 | 0 | 0 | 0 | 1 | 0 | 0 |  | 1 | 1 | 1 | 1 | 1 | 1 | 0 | 0 | 0 | 0 | 0 | 0 | 0 | 0 | 0 | 0 | 0 | 0 | 0 | 0 | 0 | 0 | 0 | 0 | 0 | 0 | 0 | 0 | 0 | 0 | 0
Saturday | 8 | 27 | 23 | 5735 | 0 | 0 | 0 | 0 | 0 | 0 | 0 | 0 | 0 | 0 | 0 | 0 | 0 | 0 | 0 | 0 | 0 | 0 | 0 | 0 | 0 |  | 0 | 0 | 0 | 0 | 0 | 0 | 0 | 0 |  |  |  |  | 0 | 0 | 0 | 0 | 0 | 1 | 0 | 0 |  | 1 | 1 | 1 | 1 | 1 | 1 | 0 | 0 | 0 | 0 | 0 | 0 | 0 | 0 | 0 | 0 | 0 | 0 | 0 | 0 | 0 | 0 | 0 | 0 | 0 | 0 | 0 | 0 | 0 | 0 | 0
Saturday | 8 | 27 | 24 | 5736 | 0 | 0 | 0 | 0 | 0 | 0 | 0 | 0 | 0 | 0 | 0 | 0 | 0 | 0 | 0 | 0 | 0 | 0 | 0 | 0 | 0 |  | 0 | 0 | 0 | 0 | 0 | 0 | 0 | 0 |  |  |  |  | 0 | 0 | 0 | 0 | 0 | 1 | 0 | 0 |  | 1 | 1 | 1 | 1 | 1 | 1 | 0 | 0 | 0 | 0 | 0 | 0 | 0 | 0 | 0 | 0 | 0 | 0 | 0 | 0 | 0 | 0 | 0 | 0 | 0 | 0 | 0 | 0 | 0 | 0 | 0
Sunday | 8 | 28 | 1 | 5737 | 0 | 0 | 0 | 0 | 0 | 0 | 0 | 0 | 0 | 0 | 0 | 0 | 0 | 0 | 0 | 0 | 0 | 0 | 0 | 0 | 0 |  | 0 | 0 | 0 | 0 | 0 | 0 | 0 | 0 |  |  |  |  | 0 | 0 | 0 | 0 | 0 | 1 | 0 | 0 |  | 1 | 1 | 1 | 1 | 1 | 1 | 0 | 0 | 0 | 0 | 0 | 0 | 0 | 0 | 0 | 0 | 0 | 0 | 0 | 0 | 0 | 0 | 0 | 0 | 0 | 0 | 0 | 0 | 0 | 0 | 0
Sunday | 8 | 28 | 2 | 5738 | 0 | 0 | 0 | 0 | 0 | 0 | 0 | 0 | 0 | 0 | 0 | 0 | 0 | 0 | 0 | 0 | 0 | 0 | 0 | 0 | 0 |  | 0 | 0 | 0 | 0 | 0 | 0 | 0 | 0 |  |  |  |  | 0 | 0 | 0 | 0 | 0 | 1 | 0 | 0 |  | 1 | 1 | 1 | 1 | 1 | 1 | 0 | 0 | 0 | 0 | 0 | 0 | 0 | 0 | 0 | 0 | 0 | 0 | 0 | 0 | 0 | 0 | 0 | 0 | 0 | 0 | 0 | 0 | 0 | 0 | 0
Sunday | 8 | 28 | 3 | 5739 | 0 | 0 | 0 | 0 | 0 | 0 | 0 | 0 | 0 | 0 | 0 | 0 | 0 | 0 | 0 | 0 | 0 | 0 | 0 | 0 | 0 |  | 0 | 0 | 0 | 0 | 0 | 0 | 0 | 0 |  |  |  |  | 0 | 0 | 0 | 0 | 0 | 1 | 0 | 0 |  | 1 | 1 | 1 | 1 | 1 | 1 | 0 | 0 | 0 | 0 | 0 | 0 | 0 | 0 | 0 | 0 | 0 | 0 | 0 | 0 | 0 | 0 | 0 | 0 | 0 | 0 | 0 | 0 | 0 | 0 | 0
Sunday | 8 | 28 | 4 | 5740 | 0 | 0 | 0 | 0 | 0 | 0 | 0 | 0 | 0 | 0 | 0 | 0 | 0 | 0 | 0 | 0 | 0 | 0 | 0 | 0 | 0 |  | 0 | 0 | 0 | 0 | 0 | 0 | 0 | 0 |  |  |  |  | 0 | 0 | 0 | 0 | 0 | 1 | 0 | 0 |  | 1 | 1 | 1 | 1 | 1 | 1 | 0 | 0 | 0 | 0 | 0 | 0 | 0 | 0 | 0 | 0 | 0 | 0 | 0 | 0 | 0 | 0 | 0 | 0 | 0 | 0 | 0 | 0 | 0 | 0 | 0
Sunday | 8 | 28 | 5 | 5741 | 0 | 0 | 0 | 0 | 0 | 0 | 0 | 0 | 0 | 0 | 0 | 0 | 0 | 0 | 0 | 0 | 0 | 0 | 0 | 0 | 0 |  | 0 | 0 | 0 | 0 | 0 | 0 | 0 | 0 |  |  |  |  | 0 | 0 | 0 | 0 | 0 | 1 | 0 | 0 |  | 1 | 1 | 1 | 1 | 1 | 1 | 0 | 0 | 0 | 0 | 0 | 0 | 0 | 0 | 0 | 0 | 0 | 0 | 0 | 0 | 0 | 0 | 0 | 0 | 0 | 0 | 0 | 0 | 0 | 0 | 0
Sunday | 8 | 28 | 6 | 5742 | 0 | 0 | 0 | 0 | 0 | 0 | 0 | 0 | 0 | 0 | 0 | 0 | 0 | 0 | 0 | 0 | 0 | 0 | 0 | 0 | 0 |  | 0 | 0 | 0 | 0 | 0 | 0 | 0 | 0 |  |  |  |  | 0 | 0 | 0 | 0 | 0 | 1 | 0 | 0 |  | 1 | 1 | 1 | 1 | 1 | 1 | 0 | 0 | 0 | 0 | 0 | 0 | 0 | 0 | 0 | 0 | 0 | 0 | 0 | 0 | 0 | 0 | 0 | 0 | 0 | 0 | 0 | 0 | 0 | 0 | 0
Sunday | 8 | 28 | 7 | 5743 | 0 | 0 | 0 | 0 | 0 | 0 | 0 | 0 | 0 | 0 | 0 | 0 | 0 | 0 | 0 | 0 | 0 | 0 | 0 | 0 | 0 |  | 0 | 0 | 0 | 0 | 0 | 0 | 0 | 0 |  |  |  |  | 0 | 0 | 0 | 0 | 0 | 1 | 0 | 0 |  | 1 | 1 | 1 | 1 | 1 | 1 | 0 | 0 | 0 | 0 | 0 | 0 | 0 | 0 | 0 | 0 | 0 | 0 | 0 | 0 | 0 | 0 | 0 | 0 | 0 | 0 | 0 | 0 | 0 | 0 | 0
Sunday | 8 | 28 | 8 | 5744 | 0 | 0 | 0 | 0 | 0 | 0 | 0 | 0 | 0 | 0 | 0 | 0 | 0 | 0 | 0 | 0 | 0 | 0 | 0 | 0 | 0 |  | 0 | 0 | 0 | 0 | 0 | 0 | 0 | 0 |  |  |  |  | 0 | 0 | 0 | 0 | 0 | 1 | 0 | 0 |  | 1 | 1 | 1 | 1 | 1 | 1 | 0 | 0 | 0 | 0 | 0 | 0 | 0 | 0 | 0 | 0 | 0 | 0 | 0 | 0 | 0 | 0 | 0 | 0 | 0 | 0 | 0 | 0 | 0 | 0 | 0
Sunday | 8 | 28 | 9 | 5745 | 0 | 0 | 0 | 0 | 0 | 0 | 0 | 0 | 0 | 0 | 0 | 0 | 0 | 0 | 0 | 0 | 0 | 0 | 0 | 0 | 0 |  | 0 | 0 | 0 | 0 | 0 | 0 | 0 | 0 |  |  |  |  | 0 | 0 | 0 | 0 | 0 | 1 | 0 | 0 |  | 1 | 1 | 1 | 1 | 1 | 1 | 0 | 0 | 0 | 0 | 0 | 0 | 0 | 0 | 0 | 0 | 0 | 0 | 0 | 0 | 0 | 0 | 0 | 0 | 0 | 0 | 0 | 0 | 0 | 0 | 0
Sunday | 8 | 28 | 10 | 5746 | 0 | 0 | 0 | 0 | 0 | 0 | 0 | 0 | 0 | 0 | 0 | 0 | 0 | 0 | 0 | 0 | 0 | 0 | 0 | 0 | 0 |  | 0 | 0 | 0 | 0 | 0 | 0 | 0 | 0 |  |  |  |  | 0 | 0 | 0 | 0 | 0 | 1 | 0 | 0 |  | 1 | 1 | 1 | 1 | 1 | 1 | 0 | 0 | 0 | 0 | 0 | 0 | 0 | 0 | 0 | 0 | 0 | 0 | 0 | 0 | 0 | 0 | 0 | 0 | 0 | 0 | 0 | 0 | 0 | 0 | 0
Sunday | 8 | 28 | 11 | 5747 | 0 | 0 | 0 | 0 | 0 | 0 | 0 | 0 | 0 | 0 | 0 | 0 | 0 | 0 | 0 | 0 | 0 | 0 | 0 | 0 | 0 |  | 0 | 0 | 0 | 0 | 0 | 0 | 0 | 0 |  |  |  |  | 0 | 0 | 0 | 0 | 0 | 1 | 0 | 0 |  | 1 | 1 | 1 | 1 | 1 | 1 | 0 | 0 | 0 | 0 | 0 | 0 | 0 | 0 | 0 | 0 | 0 | 0 | 0 | 0 | 0 | 0 | 0 | 0 | 0 | 0 | 0 | 0 | 0 | 0 | 0
Sunday | 8 | 28 | 12 | 5748 | 0 | 0 | 0 | 0 | 0 | 0 | 0 | 0 | 0 | 0 | 0 | 0 | 0 | 0 | 0 | 0 | 0 | 0 | 0 | 0 | 0 |  | 0 | 0 | 0 | 0 | 0 | 0 | 0 | 0 |  |  |  |  | 0 | 0 | 0 | 0 | 0 | 1 | 0 | 0 |  | 1 | 1 | 1 | 1 | 1 | 1 | 0 | 0 | 0 | 0 | 0 | 0 | 0 | 0 | 0 | 0 | 0 | 0 | 0 | 0 | 0 | 0 | 0 | 0 | 0 | 0 | 0 | 0 | 0 | 0 | 0
Sunday | 8 | 28 | 13 | 5749 | 0 | 0 | 0 | 0 | 0 | 0 | 0 | 0 | 0 | 0 | 0 | 0 | 0 | 0 | 0 | 0 | 0 | 0 | 0 | 0 | 0 |  | 0 | 0 | 0 | 0 | 0 | 0 | 0 | 0 |  |  |  |  | 0 | 0 | 0 | 0 | 0 | 1 | 0 | 0 |  | 1 | 1 | 1 | 1 | 1 | 1 | 0 | 0 | 0 | 0 | 0 | 0 | 0 | 0 | 0 | 0 | 0 | 0 | 0 | 0 | 0 | 0 | 0 | 0 | 0 | 0 | 0 | 0 | 0 | 0 | 0
Sunday | 8 | 28 | 14 | 5750 | 0 | 0 | 0 | 0 | 0 | 0 | 0 | 0 | 0 | 0 | 0 | 0 | 0 | 0 | 0 | 0 | 0 | 0 | 0 | 0 | 0 |  | 0 | 0 | 0 | 0 | 0 | 0 | 0 | 0 |  |  |  |  | 0 | 0 | 0 | 0 | 0 | 1 | 0 | 0 |  | 1 | 1 | 1 | 1 | 1 | 1 | 0 | 0 | 0 | 0 | 0 | 0 | 0 | 0 | 0 | 0 | 0 | 0 | 0 | 0 | 0 | 0 | 0 | 0 | 0 | 0 | 0 | 0 | 0 | 0 | 0
Sunday | 8 | 28 | 15 | 5751 | 0 | 0 | 0 | 0 | 0 | 0 | 0 | 0 | 0 | 0 | 0 | 0 | 0 | 0 | 0 | 0 | 0 | 0 | 0 | 0 | 0 |  | 0 | 0 | 0 | 0 | 0 | 0 | 0 | 0 |  |  |  |  | 0 | 0 | 0 | 0 | 0 | 1 | 0 | 0 |  | 1 | 1 | 1 | 1 | 1 | 1 | 0 | 0 | 0 | 0 | 0 | 0 | 0 | 0 | 0 | 0 | 0 | 0 | 0 | 0 | 0 | 0 | 0 | 0 | 0 | 0 | 0 | 0 | 0 | 0 | 0
Sunday | 8 | 28 | 16 | 5752 | 0 | 0 | 0 | 0 | 0 | 0 | 0 | 0 | 0 | 0 | 0 | 0 | 0 | 0 | 0 | 0 | 0 | 0 | 0 | 0 | 0 |  | 0 | 0 | 0 | 0 | 0 | 0 | 0 | 0 |  |  |  |  | 0 | 0 | 0 | 0 | 0 | 1 | 0 | 0 |  | 1 | 1 | 1 | 1 | 1 | 1 | 0 | 0 | 0 | 0 | 0 | 0 | 0 | 0 | 0 | 0 | 0 | 0 | 0 | 0 | 0 | 0 | 0 | 0 | 0 | 0 | 0 | 0 | 0 | 0 | 0
Sunday | 8 | 28 | 17 | 5753 | 0 | 0 | 0 | 0 | 0 | 0 | 0 | 0 | 0 | 0 | 0 | 0 | 0 | 0 | 0 | 0 | 0 | 0 | 0 | 0 | 0 |  | 0 | 0 | 0 | 0 | 0 | 0 | 0 | 0 |  |  |  |  | 0 | 0 | 0 | 0 | 0 | 1 | 0 | 0 |  | 1 | 1 | 1 | 1 | 1 | 1 | 0 | 0 | 0 | 0 | 0 | 0 | 0 | 0 | 0 | 0 | 0 | 0 | 0 | 0 | 0 | 0 | 0 | 0 | 0 | 0 | 0 | 0 | 0 | 0 | 0
Sunday | 8 | 28 | 18 | 5754 | 0 | 0 | 0 | 0 | 0 | 0 | 0 | 0 | 0 | 0 | 0 | 0 | 0 | 0 | 0 | 0 | 0 | 0 | 0 | 0 | 0 |  | 0 | 0 | 0 | 0 | 0 | 0 | 0 | 0 |  |  |  |  | 0 | 0 | 0 | 0 | 0 | 1 | 0 | 0 |  | 1 | 1 | 1 | 1 | 1 | 1 | 0 | 0 | 0 | 0 | 0 | 0 | 0 | 0 | 0 | 0 | 0 | 0 | 0 | 0 | 0 | 0 | 0 | 0 | 0 | 0 | 0 | 0 | 0 | 0 | 0
Sunday | 8 | 28 | 19 | 5755 | 0 | 0 | 0 | 0 | 0 | 0 | 0 | 0 | 0 | 0 | 0 | 0 | 0 | 0 | 0 | 0 | 0 | 0 | 0 | 0 | 0 |  | 0 | 0 | 0 | 0 | 0 | 0 | 0 | 0 |  |  |  |  | 0 | 0 | 0 | 0 | 0 | 1 | 0 | 0 |  | 1 | 1 | 1 | 1 | 1 | 1 | 0 | 0 | 0 | 0 | 0 | 0 | 0 | 0 | 0 | 0 | 0 | 0 | 0 | 0 | 0 | 0 | 0 | 0 | 0 | 0 | 0 | 0 | 0 | 0 | 0
Sunday | 8 | 28 | 20 | 5756 | 0 | 0 | 0 | 0 | 0 | 0 | 0 | 0 | 0 | 0 | 0 | 0 | 0 | 0 | 0 | 0 | 0 | 0 | 0 | 0 | 0 |  | 0 | 0 | 0 | 0 | 0 | 0 | 0 | 0 |  |  |  |  | 0 | 0 | 0 | 0 | 0 | 1 | 0 | 0 |  | 1 | 1 | 1 | 1 | 1 | 1 | 0 | 0 | 0 | 0 | 0 | 0 | 0 | 0 | 0 | 0 | 0 | 0 | 0 | 0 | 0 | 0 | 0 | 0 | 0 | 0 | 0 | 0 | 0 | 0 | 0
Sunday | 8 | 28 | 21 | 5757 | 0 | 0 | 0 | 0 | 0 | 0 | 0 | 0 | 0 | 0 | 0 | 0 | 0 | 0 | 0 | 0 | 0 | 0 | 0 | 0 | 0 |  | 0 | 0 | 0 | 0 | 0 | 0 | 0 | 0 |  |  |  |  | 0 | 0 | 0 | 0 | 0 | 1 | 0 | 0 |  | 1 | 1 | 1 | 1 | 1 | 1 | 0 | 0 | 0 | 0 | 0 | 0 | 0 | 0 | 0 | 0 | 0 | 0 | 0 | 0 | 0 | 0 | 0 | 0 | 0 | 0 | 0 | 0 | 0 | 0 | 0
Sunday | 8 | 28 | 22 | 5758 | 0 | 0 | 0 | 0 | 0 | 0 | 0 | 0 | 0 | 0 | 0 | 0 | 0 | 0 | 0 | 0 | 0 | 0 | 0 | 0 | 0 |  | 0 | 0 | 0 | 0 | 0 | 0 | 0 | 0 |  |  |  |  | 0 | 0 | 0 | 0 | 0 | 1 | 0 | 0 |  | 1 | 1 | 1 | 1 | 1 | 1 | 0 | 0 | 0 | 0 | 0 | 0 | 0 | 0 | 0 | 0 | 0 | 0 | 0 | 0 | 0 | 0 | 0 | 0 | 0 | 0 | 0 | 0 | 0 | 0 | 0
Sunday | 8 | 28 | 23 | 5759 | 0 | 0 | 0 | 0 | 0 | 0 | 0 | 0 | 0 | 0 | 0 | 0 | 0 | 0 | 0 | 0 | 0 | 0 | 0 | 0 | 0 |  | 0 | 0 | 0 | 0 | 0 | 0 | 0 | 0 |  |  |  |  | 0 | 0 | 0 | 0 | 0 | 1 | 0 | 0 |  | 1 | 1 | 1 | 1 | 1 | 1 | 0 | 0 | 0 | 0 | 0 | 0 | 0 | 0 | 0 | 0 | 0 | 0 | 0 | 0 | 0 | 0 | 0 | 0 | 0 | 0 | 0 | 0 | 0 | 0 | 0
Sunday | 8 | 28 | 24 | 5760 | 0 | 0 | 0 | 0 | 0 | 0 | 0 | 0 | 0 | 0 | 0 | 0 | 0 | 0 | 0 | 0 | 0 | 0 | 0 | 0 | 0 |  | 0 | 0 | 0 | 0 | 0 | 0 | 0 | 0 |  |  |  |  | 0 | 0 | 0 | 0 | 0 | 1 | 0 | 0 |  | 1 | 1 | 1 | 1 | 1 | 1 | 0 | 0 | 0 | 0 | 0 | 0 | 0 | 0 | 0 | 0 | 0 | 0 | 0 | 0 | 0 | 0 | 0 | 0 | 0 | 0 | 0 | 0 | 0 | 0 | 0
Monday | 8 | 29 | 1 | 5761 | 0 | 0 | 0 | 0 | 0 | 0 | 0 | 0 | 0 | 0 | 0 | 0 | 0 | 0 | 0 | 0 | 0 | 0 | 0 | 0 | 0 |  | 0 | 0 | 0 | 0 | 0 | 0 | 0 | 0 |  |  |  |  | 0 | 0 | 0 | 0 | 0 | 1 | 0 | 0 |  | 1 | 1 | 1 | 1 | 1 | 1 | 0 | 0 | 0 | 0 | 0 | 0 | 0 | 0 | 0 | 0 | 0 | 0 | 0 | 0 | 0 | 0 | 0 | 0 | 0 | 0 | 0 | 0 | 0 | 0 | 0
Monday | 8 | 29 | 2 | 5762 | 0 | 0 | 0 | 0 | 0 | 0 | 0 | 0 | 0 | 0 | 0 | 0 | 0 | 0 | 0 | 0 | 0 | 0 | 0 | 0 | 0 |  | 0 | 0 | 0 | 0 | 0 | 0 | 0 | 0 |  |  |  |  | 0 | 0 | 0 | 0 | 0 | 1 | 0 | 0 |  | 1 | 1 | 1 | 1 | 1 | 1 | 0 | 0 | 0 | 0 | 0 | 0 | 0 | 0 | 0 | 0 | 0 | 0 | 0 | 0 | 0 | 0 | 0 | 0 | 0 | 0 | 0 | 0 | 0 | 0 | 0
Monday | 8 | 29 | 3 | 5763 | 0 | 0 | 0 | 0 | 0 | 0 | 0 | 0 | 0 | 0 | 0 | 0 | 0 | 0 | 0 | 0 | 0 | 0 | 0 | 0 | 0 |  | 0 | 0 | 0 | 0 | 0 | 0 | 0 | 0 |  |  |  |  | 0 | 0 | 0 | 0 | 0 | 1 | 0 | 0 |  | 1 | 1 | 1 | 1 | 1 | 1 | 0 | 0 | 0 | 0 | 0 | 0 | 0 | 0 | 0 | 0 | 0 | 0 | 0 | 0 | 0 | 0 | 0 | 0 | 0 | 0 | 0 | 0 | 0 | 0 | 0
Monday | 8 | 29 | 4 | 5764 | 0 | 0 | 0 | 0 | 0 | 0 | 0 | 0 | 0 | 0 | 0 | 0 | 0 | 0 | 0 | 0 | 0 | 0 | 0 | 0 | 0 |  | 0 | 0 | 0 | 0 | 0 | 0 | 0 | 0 |  |  |  |  | 0 | 0 | 0 | 0 | 0 | 1 | 0 | 0 |  | 1 | 1 | 1 | 1 | 1 | 1 | 0 | 0 | 0 | 0 | 0 | 0 | 0 | 0 | 0 | 0 | 0 | 0 | 0 | 0 | 0 | 0 | 0 | 0 | 0 | 0 | 0 | 0 | 0 | 0 | 0
Monday | 8 | 29 | 5 | 5765 | 0 | 0 | 0 | 0 | 0 | 0 | 0 | 0 | 0 | 0 | 0 | 0 | 0 | 0 | 0 | 0 | 0 | 0 | 0 | 0 | 0 |  | 0 | 0 | 0 | 0 | 0 | 0 | 0 | 0 |  |  |  |  | 0 | 0 | 0 | 0 | 0 | 1 | 0 | 0 |  | 1 | 1 | 1 | 1 | 1 | 1 | 0 | 0 | 0 | 0 | 0 | 0 | 0 | 0 | 0 | 0 | 0 | 0 | 0 | 0 | 0 | 0 | 0 | 0 | 0 | 0 | 0 | 0 | 0 | 0 | 0
Monday | 8 | 29 | 6 | 5766 | 0 | 0 | 0 | 0 | 0 | 0 | 0 | 0 | 0 | 0 | 0 | 0 | 0 | 0 | 0 | 0 | 0 | 0 | 0 | 0 | 0 |  | 0 | 0 | 0 | 0 | 0 | 0 | 0 | 0 |  |  |  |  | 0 | 0 | 0 | 0 | 0 | 1 | 0 | 0 |  | 1 | 1 | 1 | 1 | 1 | 1 | 0 | 0 | 0 | 0 | 0 | 0 | 0 | 0 | 0 | 0 | 0 | 0 | 0 | 0 | 0 | 0 | 0 | 0 | 0 | 0 | 0 | 0 | 0 | 0 | 0
Monday | 8 | 29 | 7 | 5767 | 0 | 0 | 0 | 0 | 0 | 0 | 0 | 0 | 0 | 0 | 0 | 0 | 0 | 0 | 0 | 0 | 0 | 0 | 0 | 0 | 0 |  | 0 | 0 | 0 | 0 | 0 | 0 | 0 | 0 |  |  |  |  | 0 | 0 | 0 | 0 | 0 | 1 | 0 | 0 |  | 1 | 1 | 1 | 1 | 1 | 1 | 0 | 0 | 0 | 0 | 0 | 0 | 0 | 0 | 0 | 0 | 0 | 0 | 0 | 0 | 0 | 0 | 0 | 0 | 0 | 0 | 0 | 0 | 0 | 0 | 0
Monday | 8 | 29 | 8 | 5768 | 0 | 0 | 0 | 0 | 0 | 0 | 0 | 0 | 0 | 0 | 0 | 0 | 0 | 0 | 0 | 0 | 0 | 0 | 0 | 0 | 0 |  | 0 | 0 | 0 | 0 | 0 | 0 | 0 | 0 |  |  |  |  | 0 | 0 | 0 | 0 | 1 | 0 | 0 | 0 |  | 1 | 1 | 1 | #VALUE! | 1 | #VALUE! | 0 | 0 | 0 | 0 | 0 | 0 | 0 | 0 | 0 | 0 | 0 | 0 | 0 | 0 | 0 | 0 | 0 | 0 | 0 | 0 | 0 | 0 | 0 | 0 | 0
Monday | 8 | 29 | 9 | 5769 | 0 | 0 | 0 | 0 | 0 | 0 | 0 | 0 | 0 | 0 | 0 | 0 | 0 | 0 | 0 | 0 | 0 | 0 | 0 | 0 | 0 |  | 0 | 0 | 0 | 0 | 0 | 0 | 0 | 0 |  |  |  |  | 0 | 0 | 0 | 0 | 1 | 0 | 0 | 0 |  | 1 | 1 | 1 | #VALUE! | 1 | #VALUE! | 0 | 0 | 0 | 0 | 0 | 0 | 0 | 0 | 0 | 0 | 0 | 0 | 0 | 0 | 0 | 0 | 0 | 0 | 0 | 0 | 0 | 0 | 0 | 0 | 0
Monday | 8 | 29 | 10 | 5770 | 0 | 0 | 0 | 0 | 0 | 0 | 0 | 0 | 0 | 0 | 0 | 0 | 0 | 0 | 0 | 0 | 0 | 0 | 0 | 0 | 0 |  | 0 | 0 | 0 | 0 | 0 | 0 | 0 | 0 |  |  |  |  | 0 | 0 | 0 | 0 | 1 | 0 | 0 | 0 |  | 1 | 1 | 1 | #VALUE! | 1 | #VALUE! | 0 | 0 | 0 | 0 | 0 | 0 | 0 | 0 | 0 | 0 | 0 | 0 | 0 | 0 | 0 | 0 | 0 | 0 | 0 | 0 | 0 | 0 | 0 | 0 | 0
Monday | 8 | 29 | 11 | 5771 | 0 | 0 | 0 | 0 | 0 | 0 | 0 | 0 | 0 | 0 | 0 | 0 | 0 | 0 | 0 | 0 | 0 | 0 | 0 | 0 | 0 |  | 0 | 0 | 0 | 0 | 0 | 0 | 0 | 0 |  |  |  |  | 0 | 0 | 0 | 0 | 1 | 0 | 0 | 0 |  | 1 | 1 | 1 | #VALUE! | 1 | #VALUE! | 0 | 0 | 0 | 0 | 0 | 0 | 0 | 0 | 0 | 0 | 0 | 0 | 0 | 0 | 0 | 0 | 0 | 0 | 0 | 0 | 0 | 0 | 0 | 0 | 0
Monday | 8 | 29 | 12 | 5772 | 0 | 0 | 0 | 0 | 0 | 0 | 0 | 0 | 0 | 0 | 0 | 0 | 0 | 0 | 0 | 0 | 0 | 0 | 0 | 0 | 0 |  | 0 | 0 | 0 | 0 | 0 | 0 | 0 | 0 |  |  |  |  | 0 | 0 | 0 | 0 | 1 | 0 | 0 | 0 |  | 1 | 1 | 1 | #VALUE! | 1 | #VALUE! | 0 | 0 | 0 | 0 | 0 | 0 | 0 | 0 | 0 | 0 | 0 | 0 | 0 | 0 | 0 | 0 | 0 | 0 | 0 | 0 | 0 | 0 | 0 | 0 | 0
Monday | 8 | 29 | 13 | 5773 | 0 | 0 | 0 | 0 | 0 | 0 | 0 | 0 | 0 | 0 | 0 | 0 | 0 | 0 | 0 | 0 | 0 | 0 | 0 | 0 | 0 |  | 0 | 0 | 0 | 0 | 0 | 0 | 0 | 0 |  |  |  |  | 0 | 0 | 0 | 0 | 1 | 0 | 0 | 0 |  | 1 | 1 | 1 | #VALUE! | 1 | #VALUE! | 0 | 0 | 0 | 0 | 0 | 0 | 0 | 0 | 0 | 0 | 0 | 0 | 0 | 0 | 0 | 0 | 0 | 0 | 0 | 0 | 0 | 0 | 0 | 0 | 0
Monday | 8 | 29 | 14 | 5774 | 0 | 0 | 0 | 0 | 0 | 0 | 0 | 0 | 0 | 0 | 0 | 0 | 0 | 0 | 0 | 0 | 0 | 0 | 0 | 0 | 0 |  | 0 | 0 | 0 | 0 | 0 | 0 | 0 | 0 |  |  |  |  | 0 | 0 | 0 | 1 | 0 | 0 | 0 | 0 |  | 1 | 1 | #VALUE! | 1 | 1 | #VALUE! | 0 | 0 | 0 | 0 | 0 | 0 | 0 | 0 | 0 | 0 | 0 | 0 | 0 | 0 | 0 | 0 | 0 | 0 | 0 | 0 | 0 | 0 | 0 | 0 | 0
Monday | 8 | 29 | 15 | 5775 | 0 | 0 | 0 | 0 | 0 | 0 | 0 | 0 | 0 | 0 | 0 | 0 | 0 | 0 | 0 | 0 | 0 | 0 | 0 | 0 | 0 |  | 0 | 0 | 0 | 0 | 0 | 0 | 0 | 0 |  |  |  |  | 0 | 0 | 0 | 1 | 0 | 0 | 0 | 0 |  | 1 | 1 | #VALUE! | 1 | 1 | #VALUE! | 0 | 0 | 0 | 0 | 0 | 0 | 0 | 0 | 0 | 0 | 0 | 0 | 0 | 0 | 0 | 0 | 0 | 0 | 0 | 0 | 0 | 0 | 0 | 0 | 0
Monday | 8 | 29 | 16 | 5776 | 0 | 0 | 0 | 0 | 0 | 0 | 0 | 0 | 0 | 0 | 0 | 0 | 0 | 0 | 0 | 0 | 0 | 0 | 0 | 0 | 0 |  | 0 | 0 | 0 | 0 | 0 | 0 | 0 | 0 |  |  |  |  | 0 | 0 | 0 | 1 | 0 | 0 | 0 | 0 |  | 1 | 1 | #VALUE! | 1 | 1 | #VALUE! | 0 | 0 | 0 | 0 | 0 | 0 | 0 | 0 | 0 | 0 | 0 | 0 | 0 | 0 | 0 | 0 | 0 | 0 | 0 | 0 | 0 | 0 | 0 | 0 | 0
Monday | 8 | 29 | 17 | 5777 | 0 | 0 | 0 | 0 | 0 | 0 | 0 | 0 | 0 | 0 | 0 | 0 | 0 | 0 | 0 | 0 | 0 | 0 | 0 | 0 | 0 |  | 0 | 0 | 0 | 0 | 0 | 0 | 0 | 0 |  |  |  |  | 0 | 0 | 0 | 1 | 0 | 0 | 0 | 0 |  | 1 | 1 | #VALUE! | 1 | 1 | #VALUE! | 0 | 0 | 0 | 0 | 0 | 0 | 0 | 0 | 0 | 0 | 0 | 0 | 0 | 0 | 0 | 0 | 0 | 0 | 0 | 0 | 0 | 0 | 0 | 0 | 0
Monday | 8 | 29 | 18 | 5778 | 0 | 0 | 0 | 0 | 0 | 0 | 0 | 0 | 0 | 0 | 0 | 0 | 0 | 0 | 0 | 0 | 0 | 0 | 0 | 0 | 0 |  | 0 | 0 | 0 | 0 | 0 | 0 | 0 | 0 |  |  |  |  | 0 | 0 | 0 | 1 | 0 | 0 | 0 | 0 |  | 1 | 1 | #VALUE! | 1 | 1 | #VALUE! | 0 | 0 | 0 | 0 | 0 | 0 | 0 | 0 | 0 | 0 | 0 | 0 | 0 | 0 | 0 | 0 | 0 | 0 | 0 | 0 | 0 | 0 | 0 | 0 | 0
Monday | 8 | 29 | 19 | 5779 | 0 | 0 | 0 | 0 | 0 | 0 | 0 | 0 | 0 | 0 | 0 | 0 | 0 | 0 | 0 | 0 | 0 | 0 | 0 | 0 | 0 |  | 0 | 0 | 0 | 0 | 0 | 0 | 0 | 0 |  |  |  |  | 0 | 0 | 0 | 1 | 0 | 0 | 0 | 0 |  | 1 | 1 | #VALUE! | 1 | 1 | #VALUE! | 0 | 0 | 0 | 0 | 0 | 0 | 0 | 0 | 0 | 0 | 0 | 0 | 0 | 0 | 0 | 0 | 0 | 0 | 0 | 0 | 0 | 0 | 0 | 0 | 0
Monday | 8 | 29 | 20 | 5780 | 0 | 0 | 0 | 0 | 0 | 0 | 0 | 0 | 0 | 0 | 0 | 0 | 0 | 0 | 0 | 0 | 0 | 0 | 0 | 0 | 0 |  | 0 | 0 | 0 | 0 | 0 | 0 | 0 | 0 |  |  |  |  | 0 | 0 | 0 | 0 | 1 | 0 | 0 | 0 |  | 1 | 1 | 1 | #VALUE! | 1 | #VALUE! | 0 | 0 | 0 | 0 | 0 | 0 | 0 | 0 | 0 | 0 | 0 | 0 | 0 | 0 | 0 | 0 | 0 | 0 | 0 | 0 | 0 | 0 | 0 | 0 | 0
Monday | 8 | 29 | 21 | 5781 | 0 | 0 | 0 | 0 | 0 | 0 | 0 | 0 | 0 | 0 | 0 | 0 | 0 | 0 | 0 | 0 | 0 | 0 | 0 | 0 | 0 |  | 0 | 0 | 0 | 0 | 0 | 0 | 0 | 0 |  |  |  |  | 0 | 0 | 0 | 0 | 1 | 0 | 0 | 0 |  | 1 | 1 | 1 | #VALUE! | 1 | #VALUE! | 0 | 0 | 0 | 0 | 0 | 0 | 0 | 0 | 0 | 0 | 0 | 0 | 0 | 0 | 0 | 0 | 0 | 0 | 0 | 0 | 0 | 0 | 0 | 0 | 0
Monday | 8 | 29 | 22 | 5782 | 0 | 0 | 0 | 0 | 0 | 0 | 0 | 0 | 0 | 0 | 0 | 0 | 0 | 0 | 0 | 0 | 0 | 0 | 0 | 0 | 0 |  | 0 | 0 | 0 | 0 | 0 | 0 | 0 | 0 |  |  |  |  | 0 | 0 | 0 | 0 | 1 | 0 | 0 | 0 |  | 1 | 1 | 1 | #VALUE! | 1 | #VALUE! | 0 | 0 | 0 | 0 | 0 | 0 | 0 | 0 | 0 | 0 | 0 | 0 | 0 | 0 | 0 | 0 | 0 | 0 | 0 | 0 | 0 | 0 | 0 | 0 | 0
Monday | 8 | 29 | 23 | 5783 | 0 | 0 | 0 | 0 | 0 | 0 | 0 | 0 | 0 | 0 | 0 | 0 | 0 | 0 | 0 | 0 | 0 | 0 | 0 | 0 | 0 |  | 0 | 0 | 0 | 0 | 0 | 0 | 0 | 0 |  |  |  |  | 0 | 0 | 0 | 0 | 0 | 1 | 0 | 0 |  | 1 | 1 | 1 | 1 | 1 | 1 | 0 | 0 | 0 | 0 | 0 | 0 | 0 | 0 | 0 | 0 | 0 | 0 | 0 | 0 | 0 | 0 | 0 | 0 | 0 | 0 | 0 | 0 | 0 | 0 | 0
Monday | 8 | 29 | 24 | 5784 | 0 | 0 | 0 | 0 | 0 | 0 | 0 | 0 | 0 | 0 | 0 | 0 | 0 | 0 | 0 | 0 | 0 | 0 | 0 | 0 | 0 |  | 0 | 0 | 0 | 0 | 0 | 0 | 0 | 0 |  |  |  |  | 0 | 0 | 0 | 0 | 0 | 1 | 0 | 0 |  | 1 | 1 | 1 | 1 | 1 | 1 | 0 | 0 | 0 | 0 | 0 | 0 | 0 | 0 | 0 | 0 | 0 | 0 | 0 | 0 | 0 | 0 | 0 | 0 | 0 | 0 | 0 | 0 | 0 | 0 | 0
Tuesday | 8 | 30 | 1 | 5785 | 0 | 0 | 0 | 0 | 0 | 0 | 0 | 0 | 0 | 0 | 0 | 0 | 0 | 0 | 0 | 0 | 0 | 0 | 0 | 0 | 0 |  | 0 | 0 | 0 | 0 | 0 | 0 | 0 | 0 |  |  |  |  | 0 | 0 | 0 | 0 | 0 | 1 | 0 | 0 |  | 1 | 1 | 1 | 1 | 1 | 1 | 0 | 0 | 0 | 0 | 0 | 0 | 0 | 0 | 0 | 0 | 0 | 0 | 0 | 0 | 0 | 0 | 0 | 0 | 0 | 0 | 0 | 0 | 0 | 0 | 0
Tuesday | 8 | 30 | 2 | 5786 | 0 | 0 | 0 | 0 | 0 | 0 | 0 | 0 | 0 | 0 | 0 | 0 | 0 | 0 | 0 | 0 | 0 | 0 | 0 | 0 | 0 |  | 0 | 0 | 0 | 0 | 0 | 0 | 0 | 0 |  |  |  |  | 0 | 0 | 0 | 0 | 0 | 1 | 0 | 0 |  | 1 | 1 | 1 | 1 | 1 | 1 | 0 | 0 | 0 | 0 | 0 | 0 | 0 | 0 | 0 | 0 | 0 | 0 | 0 | 0 | 0 | 0 | 0 | 0 | 0 | 0 | 0 | 0 | 0 | 0 | 0
Tuesday | 8 | 30 | 3 | 5787 | 0 | 0 | 0 | 0 | 0 | 0 | 0 | 0 | 0 | 0 | 0 | 0 | 0 | 0 | 0 | 0 | 0 | 0 | 0 | 0 | 0 |  | 0 | 0 | 0 | 0 | 0 | 0 | 0 | 0 |  |  |  |  | 0 | 0 | 0 | 0 | 0 | 1 | 0 | 0 |  | 1 | 1 | 1 | 1 | 1 | 1 | 0 | 0 | 0 | 0 | 0 | 0 | 0 | 0 | 0 | 0 | 0 | 0 | 0 | 0 | 0 | 0 | 0 | 0 | 0 | 0 | 0 | 0 | 0 | 0 | 0
Tuesday | 8 | 30 | 4 | 5788 | 0 | 0 | 0 | 0 | 0 | 0 | 0 | 0 | 0 | 0 | 0 | 0 | 0 | 0 | 0 | 0 | 0 | 0 | 0 | 0 | 0 |  | 0 | 0 | 0 | 0 | 0 | 0 | 0 | 0 |  |  |  |  | 0 | 0 | 0 | 0 | 0 | 1 | 0 | 0 |  | 1 | 1 | 1 | 1 | 1 | 1 | 0 | 0 | 0 | 0 | 0 | 0 | 0 | 0 | 0 | 0 | 0 | 0 | 0 | 0 | 0 | 0 | 0 | 0 | 0 | 0 | 0 | 0 | 0 | 0 | 0
Tuesday | 8 | 30 | 5 | 5789 | 0 | 0 | 0 | 0 | 0 | 0 | 0 | 0 | 0 | 0 | 0 | 0 | 0 | 0 | 0 | 0 | 0 | 0 | 0 | 0 | 0 |  | 0 | 0 | 0 | 0 | 0 | 0 | 0 | 0 |  |  |  |  | 0 | 0 | 0 | 0 | 0 | 1 | 0 | 0 |  | 1 | 1 | 1 | 1 | 1 | 1 | 0 | 0 | 0 | 0 | 0 | 0 | 0 | 0 | 0 | 0 | 0 | 0 | 0 | 0 | 0 | 0 | 0 | 0 | 0 | 0 | 0 | 0 | 0 | 0 | 0
Tuesday | 8 | 30 | 6 | 5790 | 0 | 0 | 0 | 0 | 0 | 0 | 0 | 0 | 0 | 0 | 0 | 0 | 0 | 0 | 0 | 0 | 0 | 0 | 0 | 0 | 0 |  | 0 | 0 | 0 | 0 | 0 | 0 | 0 | 0 |  |  |  |  | 0 | 0 | 0 | 0 | 0 | 1 | 0 | 0 |  | 1 | 1 | 1 | 1 | 1 | 1 | 0 | 0 | 0 | 0 | 0 | 0 | 0 | 0 | 0 | 0 | 0 | 0 | 0 | 0 | 0 | 0 | 0 | 0 | 0 | 0 | 0 | 0 | 0 | 0 | 0
Tuesday | 8 | 30 | 7 | 5791 | 0 | 0 | 0 | 0 | 0 | 0 | 0 | 0 | 0 | 0 | 0 | 0 | 0 | 0 | 0 | 0 | 0 | 0 | 0 | 0 | 0 |  | 0 | 0 | 0 | 0 | 0 | 0 | 0 | 0 |  |  |  |  | 0 | 0 | 0 | 0 | 0 | 1 | 0 | 0 |  | 1 | 1 | 1 | 1 | 1 | 1 | 0 | 0 | 0 | 0 | 0 | 0 | 0 | 0 | 0 | 0 | 0 | 0 | 0 | 0 | 0 | 0 | 0 | 0 | 0 | 0 | 0 | 0 | 0 | 0 | 0
Tuesday | 8 | 30 | 8 | 5792 | 0 | 0 | 0 | 0 | 0 | 0 | 0 | 0 | 0 | 0 | 0 | 0 | 0 | 0 | 0 | 0 | 0 | 0 | 0 | 0 | 0 |  | 0 | 0 | 0 | 0 | 0 | 0 | 0 | 0 |  |  |  |  | 0 | 0 | 0 | 0 | 1 | 0 | 0 | 0 |  | 1 | 1 | 1 | #VALUE! | 1 | #VALUE! | 0 | 0 | 0 | 0 | 0 | 0 | 0 | 0 | 0 | 0 | 0 | 0 | 0 | 0 | 0 | 0 | 0 | 0 | 0 | 0 | 0 | 0 | 0 | 0 | 0
Tuesday | 8 | 30 | 9 | 5793 | 0 | 0 | 0 | 0 | 0 | 0 | 0 | 0 | 0 | 0 | 0 | 0 | 0 | 0 | 0 | 0 | 0 | 0 | 0 | 0 | 0 |  | 0 | 0 | 0 | 0 | 0 | 0 | 0 | 0 |  |  |  |  | 0 | 0 | 0 | 0 | 1 | 0 | 0 | 0 |  | 1 | 1 | 1 | #VALUE! | 1 | #VALUE! | 0 | 0 | 0 | 0 | 0 | 0 | 0 | 0 | 0 | 0 | 0 | 0 | 0 | 0 | 0 | 0 | 0 | 0 | 0 | 0 | 0 | 0 | 0 | 0 | 0
Tuesday | 8 | 30 | 10 | 5794 | 0 | 0 | 0 | 0 | 0 | 0 | 0 | 0 | 0 | 0 | 0 | 0 | 0 | 0 | 0 | 0 | 0 | 0 | 0 | 0 | 0 |  | 0 | 0 | 0 | 0 | 0 | 0 | 0 | 0 |  |  |  |  | 0 | 0 | 0 | 0 | 1 | 0 | 0 | 0 |  | 1 | 1 | 1 | #VALUE! | 1 | #VALUE! | 0 | 0 | 0 | 0 | 0 | 0 | 0 | 0 | 0 | 0 | 0 | 0 | 0 | 0 | 0 | 0 | 0 | 0 | 0 | 0 | 0 | 0 | 0 | 0 | 0
Tuesday | 8 | 30 | 11 | 5795 | 0 | 0 | 0 | 0 | 0 | 0 | 0 | 0 | 0 | 0 | 0 | 0 | 0 | 0 | 0 | 0 | 0 | 0 | 0 | 0 | 0 |  | 0 | 0 | 0 | 0 | 0 | 0 | 0 | 0 |  |  |  |  | 0 | 0 | 0 | 0 | 1 | 0 | 0 | 0 |  | 1 | 1 | 1 | #VALUE! | 1 | #VALUE! | 0 | 0 | 0 | 0 | 0 | 0 | 0 | 0 | 0 | 0 | 0 | 0 | 0 | 0 | 0 | 0 | 0 | 0 | 0 | 0 | 0 | 0 | 0 | 0 | 0
Tuesday | 8 | 30 | 12 | 5796 | 0 | 0 | 0 | 0 | 0 | 0 | 0 | 0 | 0 | 0 | 0 | 0 | 0 | 0 | 0 | 0 | 0 | 0 | 0 | 0 | 0 |  | 0 | 0 | 0 | 0 | 0 | 0 | 0 | 0 |  |  |  |  | 0 | 0 | 0 | 0 | 1 | 0 | 0 | 0 |  | 1 | 1 | 1 | #VALUE! | 1 | #VALUE! | 0 | 0 | 0 | 0 | 0 | 0 | 0 | 0 | 0 | 0 | 0 | 0 | 0 | 0 | 0 | 0 | 0 | 0 | 0 | 0 | 0 | 0 | 0 | 0 | 0
Tuesday | 8 | 30 | 13 | 5797 | 0 | 0 | 0 | 0 | 0 | 0 | 0 | 0 | 0 | 0 | 0 | 0 | 0 | 0 | 0 | 0 | 0 | 0 | 0 | 0 | 0 |  | 0 | 0 | 0 | 0 | 0 | 0 | 0 | 0 |  |  |  |  | 0 | 0 | 0 | 0 | 1 | 0 | 0 | 0 |  | 1 | 1 | 1 | #VALUE! | 1 | #VALUE! | 0 | 0 | 0 | 0 | 0 | 0 | 0 | 0 | 0 | 0 | 0 | 0 | 0 | 0 | 0 | 0 | 0 | 0 | 0 | 0 | 0 | 0 | 0 | 0 | 0
Tuesday | 8 | 30 | 14 | 5798 | 0 | 0 | 0 | 0 | 0 | 0 | 0 | 0 | 0 | 0 | 0 | 0 | 0 | 0 | 0 | 0 | 0 | 0 | 0 | 0 | 0 |  | 0 | 0 | 0 | 0 | 0 | 0 | 0 | 0 |  |  |  |  | 0 | 0 | 0 | 1 | 0 | 0 | 0 | 0 |  | 1 | 1 | #VALUE! | 1 | 1 | #VALUE! | 0 | 0 | 0 | 0 | 0 | 0 | 0 | 0 | 0 | 0 | 0 | 0 | 0 | 0 | 0 | 0 | 0 | 0 | 0 | 0 | 0 | 0 | 0 | 0 | 0
Tuesday | 8 | 30 | 15 | 5799 | 0 | 0 | 0 | 0 | 0 | 0 | 0 | 0 | 0 | 0 | 0 | 0 | 0 | 0 | 0 | 0 | 0 | 0 | 0 | 0 | 0 |  | 0 | 0 | 0 | 0 | 0 | 0 | 0 | 0 |  |  |  |  | 0 | 0 | 0 | 1 | 0 | 0 | 0 | 0 |  | 1 | 1 | #VALUE! | 1 | 1 | #VALUE! | 0 | 0 | 0 | 0 | 0 | 0 | 0 | 0 | 0 | 0 | 0 | 0 | 0 | 0 | 0 | 0 | 0 | 0 | 0 | 0 | 0 | 0 | 0 | 0 | 0
Tuesday | 8 | 30 | 16 | 5800 | 0 | 0 | 0 | 0 | 0 | 0 | 0 | 0 | 0 | 0 | 0 | 0 | 0 | 0 | 0 | 0 | 0 | 0 | 0 | 0 | 0 |  | 0 | 0 | 0 | 0 | 0 | 0 | 0 | 0 |  |  |  |  | 0 | 0 | 0 | 1 | 0 | 0 | 0 | 0 |  | 1 | 1 | #VALUE! | 1 | 1 | #VALUE! | 0 | 0 | 0 | 0 | 0 | 0 | 0 | 0 | 0 | 0 | 0 | 0 | 0 | 0 | 0 | 0 | 0 | 0 | 0 | 0 | 0 | 0 | 0 | 0 | 0
Tuesday | 8 | 30 | 17 | 5801 | 0 | 0 | 0 | 0 | 0 | 0 | 0 | 0 | 0 | 0 | 0 | 0 | 0 | 0 | 0 | 0 | 0 | 0 | 0 | 0 | 0 |  | 0 | 0 | 0 | 0 | 0 | 0 | 0 | 0 |  |  |  |  | 0 | 0 | 0 | 1 | 0 | 0 | 0 | 0 |  | 1 | 1 | #VALUE! | 1 | 1 | #VALUE! | 0 | 0 | 0 | 0 | 0 | 0 | 0 | 0 | 0 | 0 | 0 | 0 | 0 | 0 | 0 | 0 | 0 | 0 | 0 | 0 | 0 | 0 | 0 | 0 | 0
Tuesday | 8 | 30 | 18 | 5802 | 0 | 0 | 0 | 0 | 0 | 0 | 0 | 0 | 0 | 0 | 0 | 0 | 0 | 0 | 0 | 0 | 0 | 0 | 0 | 0 | 0 |  | 0 | 0 | 0 | 0 | 0 | 0 | 0 | 0 |  |  |  |  | 0 | 0 | 0 | 1 | 0 | 0 | 0 | 0 |  | 1 | 1 | #VALUE! | 1 | 1 | #VALUE! | 0 | 0 | 0 | 0 | 0 | 0 | 0 | 0 | 0 | 0 | 0 | 0 | 0 | 0 | 0 | 0 | 0 | 0 | 0 | 0 | 0 | 0 | 0 | 0 | 0
Tuesday | 8 | 30 | 19 | 5803 | 0 | 0 | 0 | 0 | 0 | 0 | 0 | 0 | 0 | 0 | 0 | 0 | 0 | 0 | 0 | 0 | 0 | 0 | 0 | 0 | 0 |  | 0 | 0 | 0 | 0 | 0 | 0 | 0 | 0 |  |  |  |  | 0 | 0 | 0 | 1 | 0 | 0 | 0 | 0 |  | 1 | 1 | #VALUE! | 1 | 1 | #VALUE! | 0 | 0 | 0 | 0 | 0 | 0 | 0 | 0 | 0 | 0 | 0 | 0 | 0 | 0 | 0 | 0 | 0 | 0 | 0 | 0 | 0 | 0 | 0 | 0 | 0
Tuesday | 8 | 30 | 20 | 5804 | 0 | 0 | 0 | 0 | 0 | 0 | 0 | 0 | 0 | 0 | 0 | 0 | 0 | 0 | 0 | 0 | 0 | 0 | 0 | 0 | 0 |  | 0 | 0 | 0 | 0 | 0 | 0 | 0 | 0 |  |  |  |  | 0 | 0 | 0 | 0 | 1 | 0 | 0 | 0 |  | 1 | 1 | 1 | #VALUE! | 1 | #VALUE! | 0 | 0 | 0 | 0 | 0 | 0 | 0 | 0 | 0 | 0 | 0 | 0 | 0 | 0 | 0 | 0 | 0 | 0 | 0 | 0 | 0 | 0 | 0 | 0 | 0
Tuesday | 8 | 30 | 21 | 5805 | 0 | 0 | 0 | 0 | 0 | 0 | 0 | 0 | 0 | 0 | 0 | 0 | 0 | 0 | 0 | 0 | 0 | 0 | 0 | 0 | 0 |  | 0 | 0 | 0 | 0 | 0 | 0 | 0 | 0 |  |  |  |  | 0 | 0 | 0 | 0 | 1 | 0 | 0 | 0 |  | 1 | 1 | 1 | #VALUE! | 1 | #VALUE! | 0 | 0 | 0 | 0 | 0 | 0 | 0 | 0 | 0 | 0 | 0 | 0 | 0 | 0 | 0 | 0 | 0 | 0 | 0 | 0 | 0 | 0 | 0 | 0 | 0
Tuesday | 8 | 30 | 22 | 5806 | 0 | 0 | 0 | 0 | 0 | 0 | 0 | 0 | 0 | 0 | 0 | 0 | 0 | 0 | 0 | 0 | 0 | 0 | 0 | 0 | 0 |  | 0 | 0 | 0 | 0 | 0 | 0 | 0 | 0 |  |  |  |  | 0 | 0 | 0 | 0 | 1 | 0 | 0 | 0 |  | 1 | 1 | 1 | #VALUE! | 1 | #VALUE! | 0 | 0 | 0 | 0 | 0 | 0 | 0 | 0 | 0 | 0 | 0 | 0 | 0 | 0 | 0 | 0 | 0 | 0 | 0 | 0 | 0 | 0 | 0 | 0 | 0
Tuesday | 8 | 30 | 23 | 5807 | 0 | 0 | 0 | 0 | 0 | 0 | 0 | 0 | 0 | 0 | 0 | 0 | 0 | 0 | 0 | 0 | 0 | 0 | 0 | 0 | 0 |  | 0 | 0 | 0 | 0 | 0 | 0 | 0 | 0 |  |  |  |  | 0 | 0 | 0 | 0 | 0 | 1 | 0 | 0 |  | 1 | 1 | 1 | 1 | 1 | 1 | 0 | 0 | 0 | 0 | 0 | 0 | 0 | 0 | 0 | 0 | 0 | 0 | 0 | 0 | 0 | 0 | 0 | 0 | 0 | 0 | 0 | 0 | 0 | 0 | 0
Tuesday | 8 | 30 | 24 | 5808 | 0 | 0 | 0 | 0 | 0 | 0 | 0 | 0 | 0 | 0 | 0 | 0 | 0 | 0 | 0 | 0 | 0 | 0 | 0 | 0 | 0 |  | 0 | 0 | 0 | 0 | 0 | 0 | 0 | 0 |  |  |  |  | 0 | 0 | 0 | 0 | 0 | 1 | 0 | 0 |  | 1 | 1 | 1 | 1 | 1 | 1 | 0 | 0 | 0 | 0 | 0 | 0 | 0 | 0 | 0 | 0 | 0 | 0 | 0 | 0 | 0 | 0 | 0 | 0 | 0 | 0 | 0 | 0 | 0 | 0 | 0
Wednesday | 8 | 31 | 1 | 5809 | 0 | 0 | 0 | 0 | 0 | 0 | 0 | 0 | 0 | 0 | 0 | 0 | 0 | 0 | 0 | 0 | 0 | 0 | 0 | 0 | 0 |  | 0 | 0 | 0 | 0 | 0 | 0 | 0 | 0 |  |  |  |  | 0 | 0 | 0 | 0 | 0 | 1 | 0 | 0 |  | 1 | 1 | 1 | 1 | 1 | 1 | 0 | 0 | 0 | 0 | 0 | 0 | 0 | 0 | 0 | 0 | 0 | 0 | 0 | 0 | 0 | 0 | 0 | 0 | 0 | 0 | 0 | 0 | 0 | 0 | 0
Wednesday | 8 | 31 | 2 | 5810 | 0 | 0 | 0 | 0 | 0 | 0 | 0 | 0 | 0 | 0 | 0 | 0 | 0 | 0 | 0 | 0 | 0 | 0 | 0 | 0 | 0 |  | 0 | 0 | 0 | 0 | 0 | 0 | 0 | 0 |  |  |  |  | 0 | 0 | 0 | 0 | 0 | 1 | 0 | 0 |  | 1 | 1 | 1 | 1 | 1 | 1 | 0 | 0 | 0 | 0 | 0 | 0 | 0 | 0 | 0 | 0 | 0 | 0 | 0 | 0 | 0 | 0 | 0 | 0 | 0 | 0 | 0 | 0 | 0 | 0 | 0
Wednesday | 8 | 31 | 3 | 5811 | 0 | 0 | 0 | 0 | 0 | 0 | 0 | 0 | 0 | 0 | 0 | 0 | 0 | 0 | 0 | 0 | 0 | 0 | 0 | 0 | 0 |  | 0 | 0 | 0 | 0 | 0 | 0 | 0 | 0 |  |  |  |  | 0 | 0 | 0 | 0 | 0 | 1 | 0 | 0 |  | 1 | 1 | 1 | 1 | 1 | 1 | 0 | 0 | 0 | 0 | 0 | 0 | 0 | 0 | 0 | 0 | 0 | 0 | 0 | 0 | 0 | 0 | 0 | 0 | 0 | 0 | 0 | 0 | 0 | 0 | 0
Wednesday | 8 | 31 | 4 | 5812 | 0 | 0 | 0 | 0 | 0 | 0 | 0 | 0 | 0 | 0 | 0 | 0 | 0 | 0 | 0 | 0 | 0 | 0 | 0 | 0 | 0 |  | 0 | 0 | 0 | 0 | 0 | 0 | 0 | 0 |  |  |  |  | 0 | 0 | 0 | 0 | 0 | 1 | 0 | 0 |  | 1 | 1 | 1 | 1 | 1 | 1 | 0 | 0 | 0 | 0 | 0 | 0 | 0 | 0 | 0 | 0 | 0 | 0 | 0 | 0 | 0 | 0 | 0 | 0 | 0 | 0 | 0 | 0 | 0 | 0 | 0
Wednesday | 8 | 31 | 5 | 5813 | 0 | 0 | 0 | 0 | 0 | 0 | 0 | 0 | 0 | 0 | 0 | 0 | 0 | 0 | 0 | 0 | 0 | 0 | 0 | 0 | 0 |  | 0 | 0 | 0 | 0 | 0 | 0 | 0 | 0 |  |  |  |  | 0 | 0 | 0 | 0 | 0 | 1 | 0 | 0 |  | 1 | 1 | 1 | 1 | 1 | 1 | 0 | 0 | 0 | 0 | 0 | 0 | 0 | 0 | 0 | 0 | 0 | 0 | 0 | 0 | 0 | 0 | 0 | 0 | 0 | 0 | 0 | 0 | 0 | 0 | 0
Wednesday | 8 | 31 | 6 | 5814 | 0 | 0 | 0 | 0 | 0 | 0 | 0 | 0 | 0 | 0 | 0 | 0 | 0 | 0 | 0 | 0 | 0 | 0 | 0 | 0 | 0 |  | 0 | 0 | 0 | 0 | 0 | 0 | 0 | 0 |  |  |  |  | 0 | 0 | 0 | 0 | 0 | 1 | 0 | 0 |  | 1 | 1 | 1 | 1 | 1 | 1 | 0 | 0 | 0 | 0 | 0 | 0 | 0 | 0 | 0 | 0 | 0 | 0 | 0 | 0 | 0 | 0 | 0 | 0 | 0 | 0 | 0 | 0 | 0 | 0 | 0
Wednesday | 8 | 31 | 7 | 5815 | 0 | 0 | 0 | 0 | 0 | 0 | 0 | 0 | 0 | 0 | 0 | 0 | 0 | 0 | 0 | 0 | 0 | 0 | 0 | 0 | 0 |  | 0 | 0 | 0 | 0 | 0 | 0 | 0 | 0 |  |  |  |  | 0 | 0 | 0 | 0 | 0 | 1 | 0 | 0 |  | 1 | 1 | 1 | 1 | 1 | 1 | 0 | 0 | 0 | 0 | 0 | 0 | 0 | 0 | 0 | 0 | 0 | 0 | 0 | 0 | 0 | 0 | 0 | 0 | 0 | 0 | 0 | 0 | 0 | 0 | 0
Wednesday | 8 | 31 | 8 | 5816 | 0 | 0 | 0 | 0 | 0 | 0 | 0 | 0 | 0 | 0 | 0 | 0 | 0 | 0 | 0 | 0 | 0 | 0 | 0 | 0 | 0 |  | 0 | 0 | 0 | 0 | 0 | 0 | 0 | 0 |  |  |  |  | 0 | 0 | 0 | 0 | 1 | 0 | 0 | 0 |  | 1 | 1 | 1 | #VALUE! | 1 | #VALUE! | 0 | 0 | 0 | 0 | 0 | 0 | 0 | 0 | 0 | 0 | 0 | 0 | 0 | 0 | 0 | 0 | 0 | 0 | 0 | 0 | 0 | 0 | 0 | 0 | 0
Wednesday | 8 | 31 | 9 | 5817 | 0 | 0 | 0 | 0 | 0 | 0 | 0 | 0 | 0 | 0 | 0 | 0 | 0 | 0 | 0 | 0 | 0 | 0 | 0 | 0 | 0 |  | 0 | 0 | 0 | 0 | 0 | 0 | 0 | 0 |  |  |  |  | 0 | 0 | 0 | 0 | 1 | 0 | 0 | 0 |  | 1 | 1 | 1 | #VALUE! | 1 | #VALUE! | 0 | 0 | 0 | 0 | 0 | 0 | 0 | 0 | 0 | 0 | 0 | 0 | 0 | 0 | 0 | 0 | 0 | 0 | 0 | 0 | 0 | 0 | 0 | 0 | 0
Wednesday | 8 | 31 | 10 | 5818 | 0 | 0 | 0 | 0 | 0 | 0 | 0 | 0 | 0 | 0 | 0 | 0 | 0 | 0 | 0 | 0 | 0 | 0 | 0 | 0 | 0 |  | 0 | 0 | 0 | 0 | 0 | 0 | 0 | 0 |  |  |  |  | 0 | 0 | 0 | 0 | 1 | 0 | 0 | 0 |  | 1 | 1 | 1 | #VALUE! | 1 | #VALUE! | 0 | 0 | 0 | 0 | 0 | 0 | 0 | 0 | 0 | 0 | 0 | 0 | 0 | 0 | 0 | 0 | 0 | 0 | 0 | 0 | 0 | 0 | 0 | 0 | 0
Wednesday | 8 | 31 | 11 | 5819 | 0 | 0 | 0 | 0 | 0 | 0 | 0 | 0 | 0 | 0 | 0 | 0 | 0 | 0 | 0 | 0 | 0 | 0 | 0 | 0 | 0 |  | 0 | 0 | 0 | 0 | 0 | 0 | 0 | 0 |  |  |  |  | 0 | 0 | 0 | 0 | 1 | 0 | 0 | 0 |  | 1 | 1 | 1 | #VALUE! | 1 | #VALUE! | 0 | 0 | 0 | 0 | 0 | 0 | 0 | 0 | 0 | 0 | 0 | 0 | 0 | 0 | 0 | 0 | 0 | 0 | 0 | 0 | 0 | 0 | 0 | 0 | 0
Wednesday | 8 | 31 | 12 | 5820 | 0 | 0 | 0 | 0 | 0 | 0 | 0 | 0 | 0 | 0 | 0 | 0 | 0 | 0 | 0 | 0 | 0 | 0 | 0 | 0 | 0 |  | 0 | 0 | 0 | 0 | 0 | 0 | 0 | 0 |  |  |  |  | 0 | 0 | 0 | 0 | 1 | 0 | 0 | 0 |  | 1 | 1 | 1 | #VALUE! | 1 | #VALUE! | 0 | 0 | 0 | 0 | 0 | 0 | 0 | 0 | 0 | 0 | 0 | 0 | 0 | 0 | 0 | 0 | 0 | 0 | 0 | 0 | 0 | 0 | 0 | 0 | 0
Wednesday | 8 | 31 | 13 | 5821 | 0 | 0 | 0 | 0 | 0 | 0 | 0 | 0 | 0 | 0 | 0 | 0 | 0 | 0 | 0 | 0 | 0 | 0 | 0 | 0 | 0 |  | 0 | 0 | 0 | 0 | 0 | 0 | 0 | 0 |  |  |  |  | 0 | 0 | 0 | 0 | 1 | 0 | 0 | 0 |  | 1 | 1 | 1 | #VALUE! | 1 | #VALUE! | 0 | 0 | 0 | 0 | 0 | 0 | 0 | 0 | 0 | 0 | 0 | 0 | 0 | 0 | 0 | 0 | 0 | 0 | 0 | 0 | 0 | 0 | 0 | 0 | 0
Wednesday | 8 | 31 | 14 | 5822 | 0 | 0 | 0 | 0 | 0 | 0 | 0 | 0 | 0 | 0 | 0 | 0 | 0 | 0 | 0 | 0 | 0 | 0 | 0 | 0 | 0 |  | 0 | 0 | 0 | 0 | 0 | 0 | 0 | 0 |  |  |  |  | 0 | 0 | 0 | 1 | 0 | 0 | 0 | 0 |  | 1 | 1 | #VALUE! | 1 | 1 | #VALUE! | 0 | 0 | 0 | 0 | 0 | 0 | 0 | 0 | 0 | 0 | 0 | 0 | 0 | 0 | 0 | 0 | 0 | 0 | 0 | 0 | 0 | 0 | 0 | 0 | 0
Wednesday | 8 | 31 | 15 | 5823 | 0 | 0 | 0 | 0 | 0 | 0 | 0 | 0 | 0 | 0 | 0 | 0 | 0 | 0 | 0 | 0 | 0 | 0 | 0 | 0 | 0 |  | 0 | 0 | 0 | 0 | 0 | 0 | 0 | 0 |  |  |  |  | 0 | 0 | 0 | 1 | 0 | 0 | 0 | 0 |  | 1 | 1 | #VALUE! | 1 | 1 | #VALUE! | 0 | 0 | 0 | 0 | 0 | 0 | 0 | 0 | 0 | 0 | 0 | 0 | 0 | 0 | 0 | 0 | 0 | 0 | 0 | 0 | 0 | 0 | 0 | 0 | 0
Wednesday | 8 | 31 | 16 | 5824 | 0 | 0 | 0 | 0 | 0 | 0 | 0 | 0 | 0 | 0 | 0 | 0 | 0 | 0 | 0 | 0 | 0 | 0 | 0 | 0 | 0 |  | 0 | 0 | 0 | 0 | 0 | 0 | 0 | 0 |  |  |  |  | 0 | 0 | 0 | 1 | 0 | 0 | 0 | 0 |  | 1 | 1 | #VALUE! | 1 | 1 | #VALUE! | 0 | 0 | 0 | 0 | 0 | 0 | 0 | 0 | 0 | 0 | 0 | 0 | 0 | 0 | 0 | 0 | 0 | 0 | 0 | 0 | 0 | 0 | 0 | 0 | 0
Wednesday | 8 | 31 | 17 | 5825 | 0 | 0 | 0 | 0 | 0 | 0 | 0 | 0 | 0 | 0 | 0 | 0 | 0 | 0 | 0 | 0 | 0 | 0 | 0 | 0 | 0 |  | 0 | 0 | 0 | 0 | 0 | 0 | 0 | 0 |  |  |  |  | 0 | 0 | 0 | 1 | 0 | 0 | 0 | 0 |  | 1 | 1 | #VALUE! | 1 | 1 | #VALUE! | 0 | 0 | 0 | 0 | 0 | 0 | 0 | 0 | 0 | 0 | 0 | 0 | 0 | 0 | 0 | 0 | 0 | 0 | 0 | 0 | 0 | 0 | 0 | 0 | 0
Wednesday | 8 | 31 | 18 | 5826 | 0 | 0 | 0 | 0 | 0 | 0 | 0 | 0 | 0 | 0 | 0 | 0 | 0 | 0 | 0 | 0 | 0 | 0 | 0 | 0 | 0 |  | 0 | 0 | 0 | 0 | 0 | 0 | 0 | 0 |  |  |  |  | 0 | 0 | 0 | 1 | 0 | 0 | 0 | 0 |  | 1 | 1 | #VALUE! | 1 | 1 | #VALUE! | 0 | 0 | 0 | 0 | 0 | 0 | 0 | 0 | 0 | 0 | 0 | 0 | 0 | 0 | 0 | 0 | 0 | 0 | 0 | 0 | 0 | 0 | 0 | 0 | 0
Wednesday | 8 | 31 | 19 | 5827 | 0 | 0 | 0 | 0 | 0 | 0 | 0 | 0 | 0 | 0 | 0 | 0 | 0 | 0 | 0 | 0 | 0 | 0 | 0 | 0 | 0 |  | 0 | 0 | 0 | 0 | 0 | 0 | 0 | 0 |  |  |  |  | 0 | 0 | 0 | 1 | 0 | 0 | 0 | 0 |  | 1 | 1 | #VALUE! | 1 | 1 | #VALUE! | 0 | 0 | 0 | 0 | 0 | 0 | 0 | 0 | 0 | 0 | 0 | 0 | 0 | 0 | 0 | 0 | 0 | 0 | 0 | 0 | 0 | 0 | 0 | 0 | 0
Wednesday | 8 | 31 | 20 | 5828 | 0 | 0 | 0 | 0 | 0 | 0 | 0 | 0 | 0 | 0 | 0 | 0 | 0 | 0 | 0 | 0 | 0 | 0 | 0 | 0 | 0 |  | 0 | 0 | 0 | 0 | 0 | 0 | 0 | 0 |  |  |  |  | 0 | 0 | 0 | 0 | 1 | 0 | 0 | 0 |  | 1 | 1 | 1 | #VALUE! | 1 | #VALUE! | 0 | 0 | 0 | 0 | 0 | 0 | 0 | 0 | 0 | 0 | 0 | 0 | 0 | 0 | 0 | 0 | 0 | 0 | 0 | 0 | 0 | 0 | 0 | 0 | 0
Wednesday | 8 | 31 | 21 | 5829 | 0 | 0 | 0 | 0 | 0 | 0 | 0 | 0 | 0 | 0 | 0 | 0 | 0 | 0 | 0 | 0 | 0 | 0 | 0 | 0 | 0 |  | 0 | 0 | 0 | 0 | 0 | 0 | 0 | 0 |  |  |  |  | 0 | 0 | 0 | 0 | 1 | 0 | 0 | 0 |  | 1 | 1 | 1 | #VALUE! | 1 | #VALUE! | 0 | 0 | 0 | 0 | 0 | 0 | 0 | 0 | 0 | 0 | 0 | 0 | 0 | 0 | 0 | 0 | 0 | 0 | 0 | 0 | 0 | 0 | 0 | 0 | 0
Wednesday | 8 | 31 | 22 | 5830 | 0 | 0 | 0 | 0 | 0 | 0 | 0 | 0 | 0 | 0 | 0 | 0 | 0 | 0 | 0 | 0 | 0 | 0 | 0 | 0 | 0 |  | 0 | 0 | 0 | 0 | 0 | 0 | 0 | 0 |  |  |  |  | 0 | 0 | 0 | 0 | 1 | 0 | 0 | 0 |  | 1 | 1 | 1 | #VALUE! | 1 | #VALUE! | 0 | 0 | 0 | 0 | 0 | 0 | 0 | 0 | 0 | 0 | 0 | 0 | 0 | 0 | 0 | 0 | 0 | 0 | 0 | 0 | 0 | 0 | 0 | 0 | 0
Wednesday | 8 | 31 | 23 | 5831 | 0 | 0 | 0 | 0 | 0 | 0 | 0 | 0 | 0 | 0 | 0 | 0 | 0 | 0 | 0 | 0 | 0 | 0 | 0 | 0 | 0 |  | 0 | 0 | 0 | 0 | 0 | 0 | 0 | 0 |  |  |  |  | 0 | 0 | 0 | 0 | 0 | 1 | 0 | 0 |  | 1 | 1 | 1 | 1 | 1 | 1 | 0 | 0 | 0 | 0 | 0 | 0 | 0 | 0 | 0 | 0 | 0 | 0 | 0 | 0 | 0 | 0 | 0 | 0 | 0 | 0 | 0 | 0 | 0 | 0 | 0
Wednesday | 8 | 31 | 24 | 5832 | 0 | 0 | 0 | 0 | 0 | 0 | 0 | 0 | 0 | 0 | 0 | 0 | 0 | 0 | 0 | 0 | 0 | 0 | 0 | 0 | 0 |  | 0 | 0 | 0 | 0 | 0 | 0 | 0 | 0 |  |  |  |  | 0 | 0 | 0 | 0 | 0 | 1 | 0 | 0 |  | 1 | 1 | 1 | 1 | 1 | 1 | 0 | 0 | 0 | 0 | 0 | 0 | 0 | 0 | 0 | 0 | 0 | 0 | 0 | 0 | 0 | 0 | 0 | 0 | 0 | 0 | 0 | 0 | 0 | 0 | 0
Thursday | 9 | 1 | 1 | 5833 | 0 | 0 | 0 | 0 | 0 | 0 | 0 | 0 | 0 | 0 | 0 | 0 | 0 | 0 | 0 | 0 | 0 | 0 | 0 | 0 | 0 |  | 0 | 0 | 0 | 0 | 0 | 0 | 0 | 0 |  |  |  |  | 0 | 0 | 0 | 0 | 0 | 0 | 0 | 1 |  | 1 | 1 | 1 | 1 | 1 | 1 | 0 | 0 | 0 | 0 | 0 | 0 | 0 | 0 | 0 | 0 | 0 | 0 | 0 | 0 | 0 | 0 | 0 | 0 | 0 | 0 | 0 | 0 | 0 | 0 | 0
Thursday | 9 | 1 | 2 | 5834 | 0 | 0 | 0 | 0 | 0 | 0 | 0 | 0 | 0 | 0 | 0 | 0 | 0 | 0 | 0 | 0 | 0 | 0 | 0 | 0 | 0 |  | 0 | 0 | 0 | 0 | 0 | 0 | 0 | 0 |  |  |  |  | 0 | 0 | 0 | 0 | 0 | 0 | 0 | 1 |  | 1 | 1 | 1 | 1 | 1 | 1 | 0 | 0 | 0 | 0 | 0 | 0 | 0 | 0 | 0 | 0 | 0 | 0 | 0 | 0 | 0 | 0 | 0 | 0 | 0 | 0 | 0 | 0 | 0 | 0 | 0
Thursday | 9 | 1 | 3 | 5835 | 0 | 0 | 0 | 0 | 0 | 0 | 0 | 0 | 0 | 0 | 0 | 0 | 0 | 0 | 0 | 0 | 0 | 0 | 0 | 0 | 0 |  | 0 | 0 | 0 | 0 | 0 | 0 | 0 | 0 |  |  |  |  | 0 | 0 | 0 | 0 | 0 | 0 | 0 | 1 |  | 1 | 1 | 1 | 1 | 1 | 1 | 0 | 0 | 0 | 0 | 0 | 0 | 0 | 0 | 0 | 0 | 0 | 0 | 0 | 0 | 0 | 0 | 0 | 0 | 0 | 0 | 0 | 0 | 0 | 0 | 0
Thursday | 9 | 1 | 4 | 5836 | 0 | 0 | 0 | 0 | 0 | 0 | 0 | 0 | 0 | 0 | 0 | 0 | 0 | 0 | 0 | 0 | 0 | 0 | 0 | 0 | 0 |  | 0 | 0 | 0 | 0 | 0 | 0 | 0 | 0 |  |  |  |  | 0 | 0 | 0 | 0 | 0 | 0 | 0 | 1 |  | 1 | 1 | 1 | 1 | 1 | 1 | 0 | 0 | 0 | 0 | 0 | 0 | 0 | 0 | 0 | 0 | 0 | 0 | 0 | 0 | 0 | 0 | 0 | 0 | 0 | 0 | 0 | 0 | 0 | 0 | 0
Thursday | 9 | 1 | 5 | 5837 | 0 | 0 | 0 | 0 | 0 | 0 | 0 | 0 | 0 | 0 | 0 | 0 | 0 | 0 | 0 | 0 | 0 | 0 | 0 | 0 | 0 |  | 0 | 0 | 0 | 0 | 0 | 0 | 0 | 0 |  |  |  |  | 0 | 0 | 0 | 0 | 0 | 0 | 0 | 1 |  | 1 | 1 | 1 | 1 | 1 | 1 | 0 | 0 | 0 | 0 | 0 | 0 | 0 | 0 | 0 | 0 | 0 | 0 | 0 | 0 | 0 | 0 | 0 | 0 | 0 | 0 | 0 | 0 | 0 | 0 | 0
Thursday | 9 | 1 | 6 | 5838 | 0 | 0 | 0 | 0 | 0 | 0 | 0 | 0 | 0 | 0 | 0 | 0 | 0 | 0 | 0 | 0 | 0 | 0 | 0 | 0 | 0 |  | 0 | 0 | 0 | 0 | 0 | 0 | 0 | 0 |  |  |  |  | 0 | 0 | 0 | 0 | 0 | 0 | 0 | 1 |  | 1 | 1 | 1 | 1 | 1 | 1 | 0 | 0 | 0 | 0 | 0 | 0 | 0 | 0 | 0 | 0 | 0 | 0 | 0 | 0 | 0 | 0 | 0 | 0 | 0 | 0 | 0 | 0 | 0 | 0 | 0
Thursday | 9 | 1 | 7 | 5839 | 0 | 0 | 0 | 0 | 0 | 0 | 0 | 0 | 0 | 0 | 0 | 0 | 0 | 0 | 0 | 0 | 0 | 0 | 0 | 0 | 0 |  | 0 | 0 | 0 | 0 | 0 | 0 | 0 | 0 |  |  |  |  | 0 | 0 | 0 | 0 | 0 | 0 | 0 | 1 |  | 1 | 1 | 1 | 1 | 1 | 1 | 0 | 0 | 0 | 0 | 0 | 0 | 0 | 0 | 0 | 0 | 0 | 0 | 0 | 0 | 0 | 0 | 0 | 0 | 0 | 0 | 0 | 0 | 0 | 0 | 0
Thursday | 9 | 1 | 8 | 5840 | 0 | 0 | 0 | 0 | 0 | 0 | 0 | 0 | 0 | 0 | 0 | 0 | 0 | 0 | 0 | 0 | 0 | 0 | 0 | 0 | 0 |  | 0 | 0 | 0 | 0 | 0 | 0 | 0 | 0 |  |  |  |  | 0 | 0 | 0 | 0 | 0 | 0 | 1 | 0 |  | 1 | 1 | 1 | 1 | #VALUE! | #VALUE! | 0 | 0 | 0 | 0 | 0 | 0 | 0 | 0 | 0 | 0 | 0 | 0 | 0 | 0 | 0 | 0 | 0 | 0 | 0 | 0 | 0 | 0 | 0 | 0 | 0
Thursday | 9 | 1 | 9 | 5841 | 0 | 0 | 0 | 0 | 0 | 0 | 0 | 0 | 0 | 0 | 0 | 0 | 0 | 0 | 0 | 0 | 0 | 0 | 0 | 0 | 0 |  | 0 | 0 | 0 | 0 | 0 | 0 | 0 | 0 |  |  |  |  | 0 | 0 | 0 | 0 | 0 | 0 | 1 | 0 |  | 1 | 1 | 1 | 1 | #VALUE! | #VALUE! | 0 | 0 | 0 | 0 | 0 | 0 | 0 | 0 | 0 | 0 | 0 | 0 | 0 | 0 | 0 | 0 | 0 | 0 | 0 | 0 | 0 | 0 | 0 | 0 | 0
Thursday | 9 | 1 | 10 | 5842 | 0 | 0 | 0 | 0 | 0 | 0 | 0 | 0 | 0 | 0 | 0 | 0 | 0 | 0 | 0 | 0 | 0 | 0 | 0 | 0 | 0 |  | 0 | 0 | 0 | 0 | 0 | 0 | 0 | 0 |  |  |  |  | 0 | 0 | 0 | 0 | 0 | 0 | 1 | 0 |  | 1 | 1 | 1 | 1 | #VALUE! | #VALUE! | 0 | 0 | 0 | 0 | 0 | 0 | 0 | 0 | 0 | 0 | 0 | 0 | 0 | 0 | 0 | 0 | 0 | 0 | 0 | 0 | 0 | 0 | 0 | 0 | 0
Thursday | 9 | 1 | 11 | 5843 | 0 | 0 | 0 | 0 | 0 | 0 | 0 | 0 | 0 | 0 | 0 | 0 | 0 | 0 | 0 | 0 | 0 | 0 | 0 | 0 | 0 |  | 0 | 0 | 0 | 0 | 0 | 0 | 0 | 0 |  |  |  |  | 0 | 0 | 0 | 0 | 0 | 0 | 1 | 0 |  | 1 | 1 | 1 | 1 | #VALUE! | #VALUE! | 0 | 0 | 0 | 0 | 0 | 0 | 0 | 0 | 0 | 0 | 0 | 0 | 0 | 0 | 0 | 0 | 0 | 0 | 0 | 0 | 0 | 0 | 0 | 0 | 0
Thursday | 9 | 1 | 12 | 5844 | 0 | 0 | 0 | 0 | 0 | 0 | 0 | 0 | 0 | 0 | 0 | 0 | 0 | 0 | 0 | 0 | 0 | 0 | 0 | 0 | 0 |  | 0 | 0 | 0 | 0 | 0 | 0 | 0 | 0 |  |  |  |  | 0 | 0 | 0 | 0 | 0 | 0 | 1 | 0 |  | 1 | 1 | 1 | 1 | #VALUE! | #VALUE! | 0 | 0 | 0 | 0 | 0 | 0 | 0 | 0 | 0 | 0 | 0 | 0 | 0 | 0 | 0 | 0 | 0 | 0 | 0 | 0 | 0 | 0 | 0 | 0 | 0
Thursday | 9 | 1 | 13 | 5845 | 0 | 0 | 0 | 0 | 0 | 0 | 0 | 0 | 0 | 0 | 0 | 0 | 0 | 0 | 0 | 0 | 0 | 0 | 0 | 0 | 0 |  | 0 | 0 | 0 | 0 | 0 | 0 | 0 | 0 |  |  |  |  | 0 | 0 | 0 | 0 | 0 | 0 | 1 | 0 |  | 1 | 1 | 1 | 1 | #VALUE! | #VALUE! | 0 | 0 | 0 | 0 | 0 | 0 | 0 | 0 | 0 | 0 | 0 | 0 | 0 | 0 | 0 | 0 | 0 | 0 | 0 | 0 | 0 | 0 | 0 | 0 | 0
Thursday | 9 | 1 | 14 | 5846 | 0 | 0 | 0 | 0 | 0 | 0 | 0 | 0 | 0 | 0 | 0 | 0 | 0 | 0 | 0 | 0 | 0 | 0 | 0 | 0 | 0 |  | 0 | 0 | 0 | 0 | 0 | 0 | 0 | 0 |  |  |  |  | 0 | 0 | 0 | 0 | 0 | 0 | 1 | 0 |  | 1 | 1 | 1 | 1 | #VALUE! | #VALUE! | 0 | 0 | 0 | 0 | 0 | 0 | 0 | 0 | 0 | 0 | 0 | 0 | 0 | 0 | 0 | 0 | 0 | 0 | 0 | 0 | 0 | 0 | 0 | 0 | 0
Thursday | 9 | 1 | 15 | 5847 | 0 | 0 | 0 | 0 | 0 | 0 | 0 | 0 | 0 | 0 | 0 | 0 | 0 | 0 | 0 | 0 | 0 | 0 | 0 | 0 | 0 |  | 0 | 0 | 0 | 0 | 0 | 0 | 0 | 0 |  |  |  |  | 0 | 0 | 0 | 0 | 0 | 0 | 1 | 0 |  | 1 | 1 | 1 | 1 | #VALUE! | #VALUE! | 0 | 0 | 0 | 0 | 0 | 0 | 0 | 0 | 0 | 0 | 0 | 0 | 0 | 0 | 0 | 0 | 0 | 0 | 0 | 0 | 0 | 0 | 0 | 0 | 0
Thursday | 9 | 1 | 16 | 5848 | 0 | 0 | 0 | 0 | 0 | 0 | 0 | 0 | 0 | 0 | 0 | 0 | 0 | 0 | 0 | 0 | 0 | 0 | 0 | 0 | 0 |  | 0 | 0 | 0 | 0 | 0 | 0 | 0 | 0 |  |  |  |  | 0 | 0 | 0 | 0 | 0 | 0 | 1 | 0 |  | 1 | 1 | 1 | 1 | #VALUE! | #VALUE! | 0 | 0 | 0 | 0 | 0 | 0 | 0 | 0 | 0 | 0 | 0 | 0 | 0 | 0 | 0 | 0 | 0 | 0 | 0 | 0 | 0 | 0 | 0 | 0 | 0
Thursday | 9 | 1 | 17 | 5849 | 0 | 0 | 0 | 0 | 0 | 0 | 0 | 0 | 0 | 0 | 0 | 0 | 0 | 0 | 0 | 0 | 0 | 0 | 0 | 0 | 0 |  | 0 | 0 | 0 | 0 | 0 | 0 | 0 | 0 |  |  |  |  | 0 | 0 | 0 | 0 | 0 | 0 | 1 | 0 |  | 1 | 1 | 1 | 1 | #VALUE! | #VALUE! | 0 | 0 | 0 | 0 | 0 | 0 | 0 | 0 | 0 | 0 | 0 | 0 | 0 | 0 | 0 | 0 | 0 | 0 | 0 | 0 | 0 | 0 | 0 | 0 | 0
Thursday | 9 | 1 | 18 | 5850 | 0 | 0 | 0 | 0 | 0 | 0 | 0 | 0 | 0 | 0 | 0 | 0 | 0 | 0 | 0 | 0 | 0 | 0 | 0 | 0 | 0 |  | 0 | 0 | 0 | 0 | 0 | 0 | 0 | 0 |  |  |  |  | 0 | 0 | 0 | 0 | 0 | 0 | 1 | 0 |  | 1 | 1 | 1 | 1 | #VALUE! | #VALUE! | 0 | 0 | 0 | 0 | 0 | 0 | 0 | 0 | 0 | 0 | 0 | 0 | 0 | 0 | 0 | 0 | 0 | 0 | 0 | 0 | 0 | 0 | 0 | 0 | 0
Thursday | 9 | 1 | 19 | 5851 | 0 | 0 | 0 | 0 | 0 | 0 | 0 | 0 | 0 | 0 | 0 | 0 | 0 | 0 | 0 | 0 | 0 | 0 | 0 | 0 | 0 |  | 0 | 0 | 0 | 0 | 0 | 0 | 0 | 0 |  |  |  |  | 0 | 0 | 0 | 0 | 0 | 0 | 1 | 0 |  | 1 | 1 | 1 | 1 | #VALUE! | #VALUE! | 0 | 0 | 0 | 0 | 0 | 0 | 0 | 0 | 0 | 0 | 0 | 0 | 0 | 0 | 0 | 0 | 0 | 0 | 0 | 0 | 0 | 0 | 0 | 0 | 0
Thursday | 9 | 1 | 20 | 5852 | 0 | 0 | 0 | 0 | 0 | 0 | 0 | 0 | 0 | 0 | 0 | 0 | 0 | 0 | 0 | 0 | 0 | 0 | 0 | 0 | 0 |  | 0 | 0 | 0 | 0 | 0 | 0 | 0 | 0 |  |  |  |  | 0 | 0 | 0 | 0 | 0 | 0 | 1 | 0 |  | 1 | 1 | 1 | 1 | #VALUE! | #VALUE! | 0 | 0 | 0 | 0 | 0 | 0 | 0 | 0 | 0 | 0 | 0 | 0 | 0 | 0 | 0 | 0 | 0 | 0 | 0 | 0 | 0 | 0 | 0 | 0 | 0
Thursday | 9 | 1 | 21 | 5853 | 0 | 0 | 0 | 0 | 0 | 0 | 0 | 0 | 0 | 0 | 0 | 0 | 0 | 0 | 0 | 0 | 0 | 0 | 0 | 0 | 0 |  | 0 | 0 | 0 | 0 | 0 | 0 | 0 | 0 |  |  |  |  | 0 | 0 | 0 | 0 | 0 | 0 | 1 | 0 |  | 1 | 1 | 1 | 1 | #VALUE! | #VALUE! | 0 | 0 | 0 | 0 | 0 | 0 | 0 | 0 | 0 | 0 | 0 | 0 | 0 | 0 | 0 | 0 | 0 | 0 | 0 | 0 | 0 | 0 | 0 | 0 | 0
Thursday | 9 | 1 | 22 | 5854 | 0 | 0 | 0 | 0 | 0 | 0 | 0 | 0 | 0 | 0 | 0 | 0 | 0 | 0 | 0 | 0 | 0 | 0 | 0 | 0 | 0 |  | 0 | 0 | 0 | 0 | 0 | 0 | 0 | 0 |  |  |  |  | 0 | 0 | 0 | 0 | 0 | 0 | 1 | 0 |  | 1 | 1 | 1 | 1 | #VALUE! | #VALUE! | 0 | 0 | 0 | 0 | 0 | 0 | 0 | 0 | 0 | 0 | 0 | 0 | 0 | 0 | 0 | 0 | 0 | 0 | 0 | 0 | 0 | 0 | 0 | 0 | 0
Thursday | 9 | 1 | 23 | 5855 | 0 | 0 | 0 | 0 | 0 | 0 | 0 | 0 | 0 | 0 | 0 | 0 | 0 | 0 | 0 | 0 | 0 | 0 | 0 | 0 | 0 |  | 0 | 0 | 0 | 0 | 0 | 0 | 0 | 0 |  |  |  |  | 0 | 0 | 0 | 0 | 0 | 0 | 0 | 1 |  | 1 | 1 | 1 | 1 | 1 | 1 | 0 | 0 | 0 | 0 | 0 | 0 | 0 | 0 | 0 | 0 | 0 | 0 | 0 | 0 | 0 | 0 | 0 | 0 | 0 | 0 | 0 | 0 | 0 | 0 | 0
Thursday | 9 | 1 | 24 | 5856 | 0 | 0 | 0 | 0 | 0 | 0 | 0 | 0 | 0 | 0 | 0 | 0 | 0 | 0 | 0 | 0 | 0 | 0 | 0 | 0 | 0 |  | 0 | 0 | 0 | 0 | 0 | 0 | 0 | 0 |  |  |  |  | 0 | 0 | 0 | 0 | 0 | 0 | 0 | 1 |  | 1 | 1 | 1 | 1 | 1 | 1 | 0 | 0 | 0 | 0 | 0 | 0 | 0 | 0 | 0 | 0 | 0 | 0 | 0 | 0 | 0 | 0 | 0 | 0 | 0 | 0 | 0 | 0 | 0 | 0 | 0
Friday | 9 | 2 | 1 | 5857 | 0 | 0 | 0 | 0 | 0 | 0 | 0 | 0 | 0 | 0 | 0 | 0 | 0 | 0 | 0 | 0 | 0 | 0 | 0 | 0 | 0 |  | 0 | 0 | 0 | 0 | 0 | 0 | 0 | 0 |  |  |  |  | 0 | 0 | 0 | 0 | 0 | 0 | 0 | 1 |  | 1 | 1 | 1 | 1 | 1 | 1 | 0 | 0 | 0 | 0 | 0 | 0 | 0 | 0 | 0 | 0 | 0 | 0 | 0 | 0 | 0 | 0 | 0 | 0 | 0 | 0 | 0 | 0 | 0 | 0 | 0
Friday | 9 | 2 | 2 | 5858 | 0 | 0 | 0 | 0 | 0 | 0 | 0 | 0 | 0 | 0 | 0 | 0 | 0 | 0 | 0 | 0 | 0 | 0 | 0 | 0 | 0 |  | 0 | 0 | 0 | 0 | 0 | 0 | 0 | 0 |  |  |  |  | 0 | 0 | 0 | 0 | 0 | 0 | 0 | 1 |  | 1 | 1 | 1 | 1 | 1 | 1 | 0 | 0 | 0 | 0 | 0 | 0 | 0 | 0 | 0 | 0 | 0 | 0 | 0 | 0 | 0 | 0 | 0 | 0 | 0 | 0 | 0 | 0 | 0 | 0 | 0
Friday | 9 | 2 | 3 | 5859 | 0 | 0 | 0 | 0 | 0 | 0 | 0 | 0 | 0 | 0 | 0 | 0 | 0 | 0 | 0 | 0 | 0 | 0 | 0 | 0 | 0 |  | 0 | 0 | 0 | 0 | 0 | 0 | 0 | 0 |  |  |  |  | 0 | 0 | 0 | 0 | 0 | 0 | 0 | 1 |  | 1 | 1 | 1 | 1 | 1 | 1 | 0 | 0 | 0 | 0 | 0 | 0 | 0 | 0 | 0 | 0 | 0 | 0 | 0 | 0 | 0 | 0 | 0 | 0 | 0 | 0 | 0 | 0 | 0 | 0 | 0
Friday | 9 | 2 | 4 | 5860 | 0 | 0 | 0 | 0 | 0 | 0 | 0 | 0 | 0 | 0 | 0 | 0 | 0 | 0 | 0 | 0 | 0 | 0 | 0 | 0 | 0 |  | 0 | 0 | 0 | 0 | 0 | 0 | 0 | 0 |  |  |  |  | 0 | 0 | 0 | 0 | 0 | 0 | 0 | 1 |  | 1 | 1 | 1 | 1 | 1 | 1 | 0 | 0 | 0 | 0 | 0 | 0 | 0 | 0 | 0 | 0 | 0 | 0 | 0 | 0 | 0 | 0 | 0 | 0 | 0 | 0 | 0 | 0 | 0 | 0 | 0
Friday | 9 | 2 | 5 | 5861 | 0 | 0 | 0 | 0 | 0 | 0 | 0 | 0 | 0 | 0 | 0 | 0 | 0 | 0 | 0 | 0 | 0 | 0 | 0 | 0 | 0 |  | 0 | 0 | 0 | 0 | 0 | 0 | 0 | 0 |  |  |  |  | 0 | 0 | 0 | 0 | 0 | 0 | 0 | 1 |  | 1 | 1 | 1 | 1 | 1 | 1 | 0 | 0 | 0 | 0 | 0 | 0 | 0 | 0 | 0 | 0 | 0 | 0 | 0 | 0 | 0 | 0 | 0 | 0 | 0 | 0 | 0 | 0 | 0 | 0 | 0
Friday | 9 | 2 | 6 | 5862 | 0 | 0 | 0 | 0 | 0 | 0 | 0 | 0 | 0 | 0 | 0 | 0 | 0 | 0 | 0 | 0 | 0 | 0 | 0 | 0 | 0 |  | 0 | 0 | 0 | 0 | 0 | 0 | 0 | 0 |  |  |  |  | 0 | 0 | 0 | 0 | 0 | 0 | 0 | 1 |  | 1 | 1 | 1 | 1 | 1 | 1 | 0 | 0 | 0 | 0 | 0 | 0 | 0 | 0 | 0 | 0 | 0 | 0 | 0 | 0 | 0 | 0 | 0 | 0 | 0 | 0 | 0 | 0 | 0 | 0 | 0
Friday | 9 | 2 | 7 | 5863 | 0 | 0 | 0 | 0 | 0 | 0 | 0 | 0 | 0 | 0 | 0 | 0 | 0 | 0 | 0 | 0 | 0 | 0 | 0 | 0 | 0 |  | 0 | 0 | 0 | 0 | 0 | 0 | 0 | 0 |  |  |  |  | 0 | 0 | 0 | 0 | 0 | 0 | 0 | 1 |  | 1 | 1 | 1 | 1 | 1 | 1 | 0 | 0 | 0 | 0 | 0 | 0 | 0 | 0 | 0 | 0 | 0 | 0 | 0 | 0 | 0 | 0 | 0 | 0 | 0 | 0 | 0 | 0 | 0 | 0 | 0
Friday | 9 | 2 | 8 | 5864 | 0 | 0 | 0 | 0 | 0 | 0 | 0 | 0 | 0 | 0 | 0 | 0 | 0 | 0 | 0 | 0 | 0 | 0 | 0 | 0 | 0 |  | 0 | 0 | 0 | 0 | 0 | 0 | 0 | 0 |  |  |  |  | 0 | 0 | 0 | 0 | 0 | 0 | 1 | 0 |  | 1 | 1 | 1 | 1 | #VALUE! | #VALUE! | 0 | 0 | 0 | 0 | 0 | 0 | 0 | 0 | 0 | 0 | 0 | 0 | 0 | 0 | 0 | 0 | 0 | 0 | 0 | 0 | 0 | 0 | 0 | 0 | 0
Friday | 9 | 2 | 9 | 5865 | 0 | 0 | 0 | 0 | 0 | 0 | 0 | 0 | 0 | 0 | 0 | 0 | 0 | 0 | 0 | 0 | 0 | 0 | 0 | 0 | 0 |  | 0 | 0 | 0 | 0 | 0 | 0 | 0 | 0 |  |  |  |  | 0 | 0 | 0 | 0 | 0 | 0 | 1 | 0 |  | 1 | 1 | 1 | 1 | #VALUE! | #VALUE! | 0 | 0 | 0 | 0 | 0 | 0 | 0 | 0 | 0 | 0 | 0 | 0 | 0 | 0 | 0 | 0 | 0 | 0 | 0 | 0 | 0 | 0 | 0 | 0 | 0
Friday | 9 | 2 | 10 | 5866 | 0 | 0 | 0 | 0 | 0 | 0 | 0 | 0 | 0 | 0 | 0 | 0 | 0 | 0 | 0 | 0 | 0 | 0 | 0 | 0 | 0 |  | 0 | 0 | 0 | 0 | 0 | 0 | 0 | 0 |  |  |  |  | 0 | 0 | 0 | 0 | 0 | 0 | 1 | 0 |  | 1 | 1 | 1 | 1 | #VALUE! | #VALUE! | 0 | 0 | 0 | 0 | 0 | 0 | 0 | 0 | 0 | 0 | 0 | 0 | 0 | 0 | 0 | 0 | 0 | 0 | 0 | 0 | 0 | 0 | 0 | 0 | 0
Friday | 9 | 2 | 11 | 5867 | 0 | 0 | 0 | 0 | 0 | 0 | 0 | 0 | 0 | 0 | 0 | 0 | 0 | 0 | 0 | 0 | 0 | 0 | 0 | 0 | 0 |  | 0 | 0 | 0 | 0 | 0 | 0 | 0 | 0 |  |  |  |  | 0 | 0 | 0 | 0 | 0 | 0 | 1 | 0 |  | 1 | 1 | 1 | 1 | #VALUE! | #VALUE! | 0 | 0 | 0 | 0 | 0 | 0 | 0 | 0 | 0 | 0 | 0 | 0 | 0 | 0 | 0 | 0 | 0 | 0 | 0 | 0 | 0 | 0 | 0 | 0 | 0
Friday | 9 | 2 | 12 | 5868 | 0 | 0 | 0 | 0 | 0 | 0 | 0 | 0 | 0 | 0 | 0 | 0 | 0 | 0 | 0 | 0 | 0 | 0 | 0 | 0 | 0 |  | 0 | 0 | 0 | 0 | 0 | 0 | 0 | 0 |  |  |  |  | 0 | 0 | 0 | 0 | 0 | 0 | 1 | 0 |  | 1 | 1 | 1 | 1 | #VALUE! | #VALUE! | 0 | 0 | 0 | 0 | 0 | 0 | 0 | 0 | 0 | 0 | 0 | 0 | 0 | 0 | 0 | 0 | 0 | 0 | 0 | 0 | 0 | 0 | 0 | 0 | 0
Friday | 9 | 2 | 13 | 5869 | 0 | 0 | 0 | 0 | 0 | 0 | 0 | 0 | 0 | 0 | 0 | 0 | 0 | 0 | 0 | 0 | 0 | 0 | 0 | 0 | 0 |  | 0 | 0 | 0 | 0 | 0 | 0 | 0 | 0 |  |  |  |  | 0 | 0 | 0 | 0 | 0 | 0 | 1 | 0 |  | 1 | 1 | 1 | 1 | #VALUE! | #VALUE! | 0 | 0 | 0 | 0 | 0 | 0 | 0 | 0 | 0 | 0 | 0 | 0 | 0 | 0 | 0 | 0 | 0 | 0 | 0 | 0 | 0 | 0 | 0 | 0 | 0
Friday | 9 | 2 | 14 | 5870 | 0 | 0 | 0 | 0 | 0 | 0 | 0 | 0 | 0 | 0 | 0 | 0 | 0 | 0 | 0 | 0 | 0 | 0 | 0 | 0 | 0 |  | 0 | 0 | 0 | 0 | 0 | 0 | 0 | 0 |  |  |  |  | 0 | 0 | 0 | 0 | 0 | 0 | 1 | 0 |  | 1 | 1 | 1 | 1 | #VALUE! | #VALUE! | 0 | 0 | 0 | 0 | 0 | 0 | 0 | 0 | 0 | 0 | 0 | 0 | 0 | 0 | 0 | 0 | 0 | 0 | 0 | 0 | 0 | 0 | 0 | 0 | 0
Friday | 9 | 2 | 15 | 5871 | 0 | 0 | 0 | 0 | 0 | 0 | 0 | 0 | 0 | 0 | 0 | 0 | 0 | 0 | 0 | 0 | 0 | 0 | 0 | 0 | 0 |  | 0 | 0 | 0 | 0 | 0 | 0 | 0 | 0 |  |  |  |  | 0 | 0 | 0 | 0 | 0 | 0 | 1 | 0 |  | 1 | 1 | 1 | 1 | #VALUE! | #VALUE! | 0 | 0 | 0 | 0 | 0 | 0 | 0 | 0 | 0 | 0 | 0 | 0 | 0 | 0 | 0 | 0 | 0 | 0 | 0 | 0 | 0 | 0 | 0 | 0 | 0
Friday | 9 | 2 | 16 | 5872 | 0 | 0 | 0 | 0 | 0 | 0 | 0 | 0 | 0 | 0 | 0 | 0 | 0 | 0 | 0 | 0 | 0 | 0 | 0 | 0 | 0 |  | 0 | 0 | 0 | 0 | 0 | 0 | 0 | 0 |  |  |  |  | 0 | 0 | 0 | 0 | 0 | 0 | 1 | 0 |  | 1 | 1 | 1 | 1 | #VALUE! | #VALUE! | 0 | 0 | 0 | 0 | 0 | 0 | 0 | 0 | 0 | 0 | 0 | 0 | 0 | 0 | 0 | 0 | 0 | 0 | 0 | 0 | 0 | 0 | 0 | 0 | 0
Friday | 9 | 2 | 17 | 5873 | 0 | 0 | 0 | 0 | 0 | 0 | 0 | 0 | 0 | 0 | 0 | 0 | 0 | 0 | 0 | 0 | 0 | 0 | 0 | 0 | 0 |  | 0 | 0 | 0 | 0 | 0 | 0 | 0 | 0 |  |  |  |  | 0 | 0 | 0 | 0 | 0 | 0 | 1 | 0 |  | 1 | 1 | 1 | 1 | #VALUE! | #VALUE! | 0 | 0 | 0 | 0 | 0 | 0 | 0 | 0 | 0 | 0 | 0 | 0 | 0 | 0 | 0 | 0 | 0 | 0 | 0 | 0 | 0 | 0 | 0 | 0 | 0
Friday | 9 | 2 | 18 | 5874 | 0 | 0 | 0 | 0 | 0 | 0 | 0 | 0 | 0 | 0 | 0 | 0 | 0 | 0 | 0 | 0 | 0 | 0 | 0 | 0 | 0 |  | 0 | 0 | 0 | 0 | 0 | 0 | 0 | 0 |  |  |  |  | 0 | 0 | 0 | 0 | 0 | 0 | 1 | 0 |  | 1 | 1 | 1 | 1 | #VALUE! | #VALUE! | 0 | 0 | 0 | 0 | 0 | 0 | 0 | 0 | 0 | 0 | 0 | 0 | 0 | 0 | 0 | 0 | 0 | 0 | 0 | 0 | 0 | 0 | 0 | 0 | 0
Friday | 9 | 2 | 19 | 5875 | 0 | 0 | 0 | 0 | 0 | 0 | 0 | 0 | 0 | 0 | 0 | 0 | 0 | 0 | 0 | 0 | 0 | 0 | 0 | 0 | 0 |  | 0 | 0 | 0 | 0 | 0 | 0 | 0 | 0 |  |  |  |  | 0 | 0 | 0 | 0 | 0 | 0 | 1 | 0 |  | 1 | 1 | 1 | 1 | #VALUE! | #VALUE! | 0 | 0 | 0 | 0 | 0 | 0 | 0 | 0 | 0 | 0 | 0 | 0 | 0 | 0 | 0 | 0 | 0 | 0 | 0 | 0 | 0 | 0 | 0 | 0 | 0
Friday | 9 | 2 | 20 | 5876 | 0 | 0 | 0 | 0 | 0 | 0 | 0 | 0 | 0 | 0 | 0 | 0 | 0 | 0 | 0 | 0 | 0 | 0 | 0 | 0 | 0 |  | 0 | 0 | 0 | 0 | 0 | 0 | 0 | 0 |  |  |  |  | 0 | 0 | 0 | 0 | 0 | 0 | 1 | 0 |  | 1 | 1 | 1 | 1 | #VALUE! | #VALUE! | 0 | 0 | 0 | 0 | 0 | 0 | 0 | 0 | 0 | 0 | 0 | 0 | 0 | 0 | 0 | 0 | 0 | 0 | 0 | 0 | 0 | 0 | 0 | 0 | 0
Friday | 9 | 2 | 21 | 5877 | 0 | 0 | 0 | 0 | 0 | 0 | 0 | 0 | 0 | 0 | 0 | 0 | 0 | 0 | 0 | 0 | 0 | 0 | 0 | 0 | 0 |  | 0 | 0 | 0 | 0 | 0 | 0 | 0 | 0 |  |  |  |  | 0 | 0 | 0 | 0 | 0 | 0 | 1 | 0 |  | 1 | 1 | 1 | 1 | #VALUE! | #VALUE! | 0 | 0 | 0 | 0 | 0 | 0 | 0 | 0 | 0 | 0 | 0 | 0 | 0 | 0 | 0 | 0 | 0 | 0 | 0 | 0 | 0 | 0 | 0 | 0 | 0
Friday | 9 | 2 | 22 | 5878 | 0 | 0 | 0 | 0 | 0 | 0 | 0 | 0 | 0 | 0 | 0 | 0 | 0 | 0 | 0 | 0 | 0 | 0 | 0 | 0 | 0 |  | 0 | 0 | 0 | 0 | 0 | 0 | 0 | 0 |  |  |  |  | 0 | 0 | 0 | 0 | 0 | 0 | 1 | 0 |  | 1 | 1 | 1 | 1 | #VALUE! | #VALUE! | 0 | 0 | 0 | 0 | 0 | 0 | 0 | 0 | 0 | 0 | 0 | 0 | 0 | 0 | 0 | 0 | 0 | 0 | 0 | 0 | 0 | 0 | 0 | 0 | 0
Friday | 9 | 2 | 23 | 5879 | 0 | 0 | 0 | 0 | 0 | 0 | 0 | 0 | 0 | 0 | 0 | 0 | 0 | 0 | 0 | 0 | 0 | 0 | 0 | 0 | 0 |  | 0 | 0 | 0 | 0 | 0 | 0 | 0 | 0 |  |  |  |  | 0 | 0 | 0 | 0 | 0 | 0 | 0 | 1 |  | 1 | 1 | 1 | 1 | 1 | 1 | 0 | 0 | 0 | 0 | 0 | 0 | 0 | 0 | 0 | 0 | 0 | 0 | 0 | 0 | 0 | 0 | 0 | 0 | 0 | 0 | 0 | 0 | 0 | 0 | 0
Friday | 9 | 2 | 24 | 5880 | 0 | 0 | 0 | 0 | 0 | 0 | 0 | 0 | 0 | 0 | 0 | 0 | 0 | 0 | 0 | 0 | 0 | 0 | 0 | 0 | 0 |  | 0 | 0 | 0 | 0 | 0 | 0 | 0 | 0 |  |  |  |  | 0 | 0 | 0 | 0 | 0 | 0 | 0 | 1 |  | 1 | 1 | 1 | 1 | 1 | 1 | 0 | 0 | 0 | 0 | 0 | 0 | 0 | 0 | 0 | 0 | 0 | 0 | 0 | 0 | 0 | 0 | 0 | 0 | 0 | 0 | 0 | 0 | 0 | 0 | 0
Saturday | 9 | 3 | 1 | 5881 | 0 | 0 | 0 | 0 | 0 | 0 | 0 | 0 | 0 | 0 | 0 | 0 | 0 | 0 | 0 | 0 | 0 | 0 | 0 | 0 | 0 |  | 0 | 0 | 0 | 0 | 0 | 0 | 0 | 0 |  |  |  |  | 0 | 0 | 0 | 0 | 0 | 0 | 0 | 1 |  | 1 | 1 | 1 | 1 | 1 | 1 | 0 | 0 | 0 | 0 | 0 | 0 | 0 | 0 | 0 | 0 | 0 | 0 | 0 | 0 | 0 | 0 | 0 | 0 | 0 | 0 | 0 | 0 | 0 | 0 | 0
Saturday | 9 | 3 | 2 | 5882 | 0 | 0 | 0 | 0 | 0 | 0 | 0 | 0 | 0 | 0 | 0 | 0 | 0 | 0 | 0 | 0 | 0 | 0 | 0 | 0 | 0 |  | 0 | 0 | 0 | 0 | 0 | 0 | 0 | 0 |  |  |  |  | 0 | 0 | 0 | 0 | 0 | 0 | 0 | 1 |  | 1 | 1 | 1 | 1 | 1 | 1 | 0 | 0 | 0 | 0 | 0 | 0 | 0 | 0 | 0 | 0 | 0 | 0 | 0 | 0 | 0 | 0 | 0 | 0 | 0 | 0 | 0 | 0 | 0 | 0 | 0
Saturday | 9 | 3 | 3 | 5883 | 0 | 0 | 0 | 0 | 0 | 0 | 0 | 0 | 0 | 0 | 0 | 0 | 0 | 0 | 0 | 0 | 0 | 0 | 0 | 0 | 0 |  | 0 | 0 | 0 | 0 | 0 | 0 | 0 | 0 |  |  |  |  | 0 | 0 | 0 | 0 | 0 | 0 | 0 | 1 |  | 1 | 1 | 1 | 1 | 1 | 1 | 0 | 0 | 0 | 0 | 0 | 0 | 0 | 0 | 0 | 0 | 0 | 0 | 0 | 0 | 0 | 0 | 0 | 0 | 0 | 0 | 0 | 0 | 0 | 0 | 0
Saturday | 9 | 3 | 4 | 5884 | 0 | 0 | 0 | 0 | 0 | 0 | 0 | 0 | 0 | 0 | 0 | 0 | 0 | 0 | 0 | 0 | 0 | 0 | 0 | 0 | 0 |  | 0 | 0 | 0 | 0 | 0 | 0 | 0 | 0 |  |  |  |  | 0 | 0 | 0 | 0 | 0 | 0 | 0 | 1 |  | 1 | 1 | 1 | 1 | 1 | 1 | 0 | 0 | 0 | 0 | 0 | 0 | 0 | 0 | 0 | 0 | 0 | 0 | 0 | 0 | 0 | 0 | 0 | 0 | 0 | 0 | 0 | 0 | 0 | 0 | 0
Saturday | 9 | 3 | 5 | 5885 | 0 | 0 | 0 | 0 | 0 | 0 | 0 | 0 | 0 | 0 | 0 | 0 | 0 | 0 | 0 | 0 | 0 | 0 | 0 | 0 | 0 |  | 0 | 0 | 0 | 0 | 0 | 0 | 0 | 0 |  |  |  |  | 0 | 0 | 0 | 0 | 0 | 0 | 0 | 1 |  | 1 | 1 | 1 | 1 | 1 | 1 | 0 | 0 | 0 | 0 | 0 | 0 | 0 | 0 | 0 | 0 | 0 | 0 | 0 | 0 | 0 | 0 | 0 | 0 | 0 | 0 | 0 | 0 | 0 | 0 | 0
Saturday | 9 | 3 | 6 | 5886 | 0 | 0 | 0 | 0 | 0 | 0 | 0 | 0 | 0 | 0 | 0 | 0 | 0 | 0 | 0 | 0 | 0 | 0 | 0 | 0 | 0 |  | 0 | 0 | 0 | 0 | 0 | 0 | 0 | 0 |  |  |  |  | 0 | 0 | 0 | 0 | 0 | 0 | 0 | 1 |  | 1 | 1 | 1 | 1 | 1 | 1 | 0 | 0 | 0 | 0 | 0 | 0 | 0 | 0 | 0 | 0 | 0 | 0 | 0 | 0 | 0 | 0 | 0 | 0 | 0 | 0 | 0 | 0 | 0 | 0 | 0
Saturday | 9 | 3 | 7 | 5887 | 0 | 0 | 0 | 0 | 0 | 0 | 0 | 0 | 0 | 0 | 0 | 0 | 0 | 0 | 0 | 0 | 0 | 0 | 0 | 0 | 0 |  | 0 | 0 | 0 | 0 | 0 | 0 | 0 | 0 |  |  |  |  | 0 | 0 | 0 | 0 | 0 | 0 | 0 | 1 |  | 1 | 1 | 1 | 1 | 1 | 1 | 0 | 0 | 0 | 0 | 0 | 0 | 0 | 0 | 0 | 0 | 0 | 0 | 0 | 0 | 0 | 0 | 0 | 0 | 0 | 0 | 0 | 0 | 0 | 0 | 0
Saturday | 9 | 3 | 8 | 5888 | 0 | 0 | 0 | 0 | 0 | 0 | 0 | 0 | 0 | 0 | 0 | 0 | 0 | 0 | 0 | 0 | 0 | 0 | 0 | 0 | 0 |  | 0 | 0 | 0 | 0 | 0 | 0 | 0 | 0 |  |  |  |  | 0 | 0 | 0 | 0 | 0 | 0 | 0 | 1 |  | 1 | 1 | 1 | 1 | 1 | 1 | 0 | 0 | 0 | 0 | 0 | 0 | 0 | 0 | 0 | 0 | 0 | 0 | 0 | 0 | 0 | 0 | 0 | 0 | 0 | 0 | 0 | 0 | 0 | 0 | 0
Saturday | 9 | 3 | 9 | 5889 | 0 | 0 | 0 | 0 | 0 | 0 | 0 | 0 | 0 | 0 | 0 | 0 | 0 | 0 | 0 | 0 | 0 | 0 | 0 | 0 | 0 |  | 0 | 0 | 0 | 0 | 0 | 0 | 0 | 0 |  |  |  |  | 0 | 0 | 0 | 0 | 0 | 0 | 0 | 1 |  | 1 | 1 | 1 | 1 | 1 | 1 | 0 | 0 | 0 | 0 | 0 | 0 | 0 | 0 | 0 | 0 | 0 | 0 | 0 | 0 | 0 | 0 | 0 | 0 | 0 | 0 | 0 | 0 | 0 | 0 | 0
Saturday | 9 | 3 | 10 | 5890 | 0 | 0 | 0 | 0 | 0 | 0 | 0 | 0 | 0 | 0 | 0 | 0 | 0 | 0 | 0 | 0 | 0 | 0 | 0 | 0 | 0 |  | 0 | 0 | 0 | 0 | 0 | 0 | 0 | 0 |  |  |  |  | 0 | 0 | 0 | 0 | 0 | 0 | 0 | 1 |  | 1 | 1 | 1 | 1 | 1 | 1 | 0 | 0 | 0 | 0 | 0 | 0 | 0 | 0 | 0 | 0 | 0 | 0 | 0 | 0 | 0 | 0 | 0 | 0 | 0 | 0 | 0 | 0 | 0 | 0 | 0
Saturday | 9 | 3 | 11 | 5891 | 0 | 0 | 0 | 0 | 0 | 0 | 0 | 0 | 0 | 0 | 0 | 0 | 0 | 0 | 0 | 0 | 0 | 0 | 0 | 0 | 0 |  | 0 | 0 | 0 | 0 | 0 | 0 | 0 | 0 |  |  |  |  | 0 | 0 | 0 | 0 | 0 | 0 | 0 | 1 |  | 1 | 1 | 1 | 1 | 1 | 1 | 0 | 0 | 0 | 0 | 0 | 0 | 0 | 0 | 0 | 0 | 0 | 0 | 0 | 0 | 0 | 0 | 0 | 0 | 0 | 0 | 0 | 0 | 0 | 0 | 0
Saturday | 9 | 3 | 12 | 5892 | 0 | 0 | 0 | 0 | 0 | 0 | 0 | 0 | 0 | 0 | 0 | 0 | 0 | 0 | 0 | 0 | 0 | 0 | 0 | 0 | 0 |  | 0 | 0 | 0 | 0 | 0 | 0 | 0 | 0 |  |  |  |  | 0 | 0 | 0 | 0 | 0 | 0 | 0 | 1 |  | 1 | 1 | 1 | 1 | 1 | 1 | 0 | 0 | 0 | 0 | 0 | 0 | 0 | 0 | 0 | 0 | 0 | 0 | 0 | 0 | 0 | 0 | 0 | 0 | 0 | 0 | 0 | 0 | 0 | 0 | 0
Saturday | 9 | 3 | 13 | 5893 | 0 | 0 | 0 | 0 | 0 | 0 | 0 | 0 | 0 | 0 | 0 | 0 | 0 | 0 | 0 | 0 | 0 | 0 | 0 | 0 | 0 |  | 0 | 0 | 0 | 0 | 0 | 0 | 0 | 0 |  |  |  |  | 0 | 0 | 0 | 0 | 0 | 0 | 0 | 1 |  | 1 | 1 | 1 | 1 | 1 | 1 | 0 | 0 | 0 | 0 | 0 | 0 | 0 | 0 | 0 | 0 | 0 | 0 | 0 | 0 | 0 | 0 | 0 | 0 | 0 | 0 | 0 | 0 | 0 | 0 | 0
Saturday | 9 | 3 | 14 | 5894 | 0 | 0 | 0 | 0 | 0 | 0 | 0 | 0 | 0 | 0 | 0 | 0 | 0 | 0 | 0 | 0 | 0 | 0 | 0 | 0 | 0 |  | 0 | 0 | 0 | 0 | 0 | 0 | 0 | 0 |  |  |  |  | 0 | 0 | 0 | 0 | 0 | 0 | 0 | 1 |  | 1 | 1 | 1 | 1 | 1 | 1 | 0 | 0 | 0 | 0 | 0 | 0 | 0 | 0 | 0 | 0 | 0 | 0 | 0 | 0 | 0 | 0 | 0 | 0 | 0 | 0 | 0 | 0 | 0 | 0 | 0
Saturday | 9 | 3 | 15 | 5895 | 0 | 0 | 0 | 0 | 0 | 0 | 0 | 0 | 0 | 0 | 0 | 0 | 0 | 0 | 0 | 0 | 0 | 0 | 0 | 0 | 0 |  | 0 | 0 | 0 | 0 | 0 | 0 | 0 | 0 |  |  |  |  | 0 | 0 | 0 | 0 | 0 | 0 | 0 | 1 |  | 1 | 1 | 1 | 1 | 1 | 1 | 0 | 0 | 0 | 0 | 0 | 0 | 0 | 0 | 0 | 0 | 0 | 0 | 0 | 0 | 0 | 0 | 0 | 0 | 0 | 0 | 0 | 0 | 0 | 0 | 0
Saturday | 9 | 3 | 16 | 5896 | 0 | 0 | 0 | 0 | 0 | 0 | 0 | 0 | 0 | 0 | 0 | 0 | 0 | 0 | 0 | 0 | 0 | 0 | 0 | 0 | 0 |  | 0 | 0 | 0 | 0 | 0 | 0 | 0 | 0 |  |  |  |  | 0 | 0 | 0 | 0 | 0 | 0 | 0 | 1 |  | 1 | 1 | 1 | 1 | 1 | 1 | 0 | 0 | 0 | 0 | 0 | 0 | 0 | 0 | 0 | 0 | 0 | 0 | 0 | 0 | 0 | 0 | 0 | 0 | 0 | 0 | 0 | 0 | 0 | 0 | 0
Saturday | 9 | 3 | 17 | 5897 | 0 | 0 | 0 | 0 | 0 | 0 | 0 | 0 | 0 | 0 | 0 | 0 | 0 | 0 | 0 | 0 | 0 | 0 | 0 | 0 | 0 |  | 0 | 0 | 0 | 0 | 0 | 0 | 0 | 0 |  |  |  |  | 0 | 0 | 0 | 0 | 0 | 0 | 0 | 1 |  | 1 | 1 | 1 | 1 | 1 | 1 | 0 | 0 | 0 | 0 | 0 | 0 | 0 | 0 | 0 | 0 | 0 | 0 | 0 | 0 | 0 | 0 | 0 | 0 | 0 | 0 | 0 | 0 | 0 | 0 | 0
Saturday | 9 | 3 | 18 | 5898 | 0 | 0 | 0 | 0 | 0 | 0 | 0 | 0 | 0 | 0 | 0 | 0 | 0 | 0 | 0 | 0 | 0 | 0 | 0 | 0 | 0 |  | 0 | 0 | 0 | 0 | 0 | 0 | 0 | 0 |  |  |  |  | 0 | 0 | 0 | 0 | 0 | 0 | 0 | 1 |  | 1 | 1 | 1 | 1 | 1 | 1 | 0 | 0 | 0 | 0 | 0 | 0 | 0 | 0 | 0 | 0 | 0 | 0 | 0 | 0 | 0 | 0 | 0 | 0 | 0 | 0 | 0 | 0 | 0 | 0 | 0
Saturday | 9 | 3 | 19 | 5899 | 0 | 0 | 0 | 0 | 0 | 0 | 0 | 0 | 0 | 0 | 0 | 0 | 0 | 0 | 0 | 0 | 0 | 0 | 0 | 0 | 0 |  | 0 | 0 | 0 | 0 | 0 | 0 | 0 | 0 |  |  |  |  | 0 | 0 | 0 | 0 | 0 | 0 | 0 | 1 |  | 1 | 1 | 1 | 1 | 1 | 1 | 0 | 0 | 0 | 0 | 0 | 0 | 0 | 0 | 0 | 0 | 0 | 0 | 0 | 0 | 0 | 0 | 0 | 0 | 0 | 0 | 0 | 0 | 0 | 0 | 0
Saturday | 9 | 3 | 20 | 5900 | 0 | 0 | 0 | 0 | 0 | 0 | 0 | 0 | 0 | 0 | 0 | 0 | 0 | 0 | 0 | 0 | 0 | 0 | 0 | 0 | 0 |  | 0 | 0 | 0 | 0 | 0 | 0 | 0 | 0 |  |  |  |  | 0 | 0 | 0 | 0 | 0 | 0 | 0 | 1 |  | 1 | 1 | 1 | 1 | 1 | 1 | 0 | 0 | 0 | 0 | 0 | 0 | 0 | 0 | 0 | 0 | 0 | 0 | 0 | 0 | 0 | 0 | 0 | 0 | 0 | 0 | 0 | 0 | 0 | 0 | 0
Saturday | 9 | 3 | 21 | 5901 | 0 | 0 | 0 | 0 | 0 | 0 | 0 | 0 | 0 | 0 | 0 | 0 | 0 | 0 | 0 | 0 | 0 | 0 | 0 | 0 | 0 |  | 0 | 0 | 0 | 0 | 0 | 0 | 0 | 0 |  |  |  |  | 0 | 0 | 0 | 0 | 0 | 0 | 0 | 1 |  | 1 | 1 | 1 | 1 | 1 | 1 | 0 | 0 | 0 | 0 | 0 | 0 | 0 | 0 | 0 | 0 | 0 | 0 | 0 | 0 | 0 | 0 | 0 | 0 | 0 | 0 | 0 | 0 | 0 | 0 | 0
Saturday | 9 | 3 | 22 | 5902 | 0 | 0 | 0 | 0 | 0 | 0 | 0 | 0 | 0 | 0 | 0 | 0 | 0 | 0 | 0 | 0 | 0 | 0 | 0 | 0 | 0 |  | 0 | 0 | 0 | 0 | 0 | 0 | 0 | 0 |  |  |  |  | 0 | 0 | 0 | 0 | 0 | 0 | 0 | 1 |  | 1 | 1 | 1 | 1 | 1 | 1 | 0 | 0 | 0 | 0 | 0 | 0 | 0 | 0 | 0 | 0 | 0 | 0 | 0 | 0 | 0 | 0 | 0 | 0 | 0 | 0 | 0 | 0 | 0 | 0 | 0
Saturday | 9 | 3 | 23 | 5903 | 0 | 0 | 0 | 0 | 0 | 0 | 0 | 0 | 0 | 0 | 0 | 0 | 0 | 0 | 0 | 0 | 0 | 0 | 0 | 0 | 0 |  | 0 | 0 | 0 | 0 | 0 | 0 | 0 | 0 |  |  |  |  | 0 | 0 | 0 | 0 | 0 | 0 | 0 | 1 |  | 1 | 1 | 1 | 1 | 1 | 1 | 0 | 0 | 0 | 0 | 0 | 0 | 0 | 0 | 0 | 0 | 0 | 0 | 0 | 0 | 0 | 0 | 0 | 0 | 0 | 0 | 0 | 0 | 0 | 0 | 0
Saturday | 9 | 3 | 24 | 5904 | 0 | 0 | 0 | 0 | 0 | 0 | 0 | 0 | 0 | 0 | 0 | 0 | 0 | 0 | 0 | 0 | 0 | 0 | 0 | 0 | 0 |  | 0 | 0 | 0 | 0 | 0 | 0 | 0 | 0 |  |  |  |  | 0 | 0 | 0 | 0 | 0 | 0 | 0 | 1 |  | 1 | 1 | 1 | 1 | 1 | 1 | 0 | 0 | 0 | 0 | 0 | 0 | 0 | 0 | 0 | 0 | 0 | 0 | 0 | 0 | 0 | 0 | 0 | 0 | 0 | 0 | 0 | 0 | 0 | 0 | 0
Sunday | 9 | 4 | 1 | 5905 | 0 | 0 | 0 | 0 | 0 | 0 | 0 | 0 | 0 | 0 | 0 | 0 | 0 | 0 | 0 | 0 | 0 | 0 | 0 | 0 | 0 |  | 0 | 0 | 0 | 0 | 0 | 0 | 0 | 0 |  |  |  |  | 0 | 0 | 0 | 0 | 0 | 0 | 0 | 1 |  | 1 | 1 | 1 | 1 | 1 | 1 | 0 | 0 | 0 | 0 | 0 | 0 | 0 | 0 | 0 | 0 | 0 | 0 | 0 | 0 | 0 | 0 | 0 | 0 | 0 | 0 | 0 | 0 | 0 | 0 | 0
Sunday | 9 | 4 | 2 | 5906 | 0 | 0 | 0 | 0 | 0 | 0 | 0 | 0 | 0 | 0 | 0 | 0 | 0 | 0 | 0 | 0 | 0 | 0 | 0 | 0 | 0 |  | 0 | 0 | 0 | 0 | 0 | 0 | 0 | 0 |  |  |  |  | 0 | 0 | 0 | 0 | 0 | 0 | 0 | 1 |  | 1 | 1 | 1 | 1 | 1 | 1 | 0 | 0 | 0 | 0 | 0 | 0 | 0 | 0 | 0 | 0 | 0 | 0 | 0 | 0 | 0 | 0 | 0 | 0 | 0 | 0 | 0 | 0 | 0 | 0 | 0
Sunday | 9 | 4 | 3 | 5907 | 0 | 0 | 0 | 0 | 0 | 0 | 0 | 0 | 0 | 0 | 0 | 0 | 0 | 0 | 0 | 0 | 0 | 0 | 0 | 0 | 0 |  | 0 | 0 | 0 | 0 | 0 | 0 | 0 | 0 |  |  |  |  | 0 | 0 | 0 | 0 | 0 | 0 | 0 | 1 |  | 1 | 1 | 1 | 1 | 1 | 1 | 0 | 0 | 0 | 0 | 0 | 0 | 0 | 0 | 0 | 0 | 0 | 0 | 0 | 0 | 0 | 0 | 0 | 0 | 0 | 0 | 0 | 0 | 0 | 0 | 0
Sunday | 9 | 4 | 4 | 5908 | 0 | 0 | 0 | 0 | 0 | 0 | 0 | 0 | 0 | 0 | 0 | 0 | 0 | 0 | 0 | 0 | 0 | 0 | 0 | 0 | 0 |  | 0 | 0 | 0 | 0 | 0 | 0 | 0 | 0 |  |  |  |  | 0 | 0 | 0 | 0 | 0 | 0 | 0 | 1 |  | 1 | 1 | 1 | 1 | 1 | 1 | 0 | 0 | 0 | 0 | 0 | 0 | 0 | 0 | 0 | 0 | 0 | 0 | 0 | 0 | 0 | 0 | 0 | 0 | 0 | 0 | 0 | 0 | 0 | 0 | 0
Sunday | 9 | 4 | 5 | 5909 | 0 | 0 | 0 | 0 | 0 | 0 | 0 | 0 | 0 | 0 | 0 | 0 | 0 | 0 | 0 | 0 | 0 | 0 | 0 | 0 | 0 |  | 0 | 0 | 0 | 0 | 0 | 0 | 0 | 0 |  |  |  |  | 0 | 0 | 0 | 0 | 0 | 0 | 0 | 1 |  | 1 | 1 | 1 | 1 | 1 | 1 | 0 | 0 | 0 | 0 | 0 | 0 | 0 | 0 | 0 | 0 | 0 | 0 | 0 | 0 | 0 | 0 | 0 | 0 | 0 | 0 | 0 | 0 | 0 | 0 | 0
Sunday | 9 | 4 | 6 | 5910 | 0 | 0 | 0 | 0 | 0 | 0 | 0 | 0 | 0 | 0 | 0 | 0 | 0 | 0 | 0 | 0 | 0 | 0 | 0 | 0 | 0 |  | 0 | 0 | 0 | 0 | 0 | 0 | 0 | 0 |  |  |  |  | 0 | 0 | 0 | 0 | 0 | 0 | 0 | 1 |  | 1 | 1 | 1 | 1 | 1 | 1 | 0 | 0 | 0 | 0 | 0 | 0 | 0 | 0 | 0 | 0 | 0 | 0 | 0 | 0 | 0 | 0 | 0 | 0 | 0 | 0 | 0 | 0 | 0 | 0 | 0
Sunday | 9 | 4 | 7 | 5911 | 0 | 0 | 0 | 0 | 0 | 0 | 0 | 0 | 0 | 0 | 0 | 0 | 0 | 0 | 0 | 0 | 0 | 0 | 0 | 0 | 0 |  | 0 | 0 | 0 | 0 | 0 | 0 | 0 | 0 |  |  |  |  | 0 | 0 | 0 | 0 | 0 | 0 | 0 | 1 |  | 1 | 1 | 1 | 1 | 1 | 1 | 0 | 0 | 0 | 0 | 0 | 0 | 0 | 0 | 0 | 0 | 0 | 0 | 0 | 0 | 0 | 0 | 0 | 0 | 0 | 0 | 0 | 0 | 0 | 0 | 0
Sunday | 9 | 4 | 8 | 5912 | 0 | 0 | 0 | 0 | 0 | 0 | 0 | 0 | 0 | 0 | 0 | 0 | 0 | 0 | 0 | 0 | 0 | 0 | 0 | 0 | 0 |  | 0 | 0 | 0 | 0 | 0 | 0 | 0 | 0 |  |  |  |  | 0 | 0 | 0 | 0 | 0 | 0 | 0 | 1 |  | 1 | 1 | 1 | 1 | 1 | 1 | 0 | 0 | 0 | 0 | 0 | 0 | 0 | 0 | 0 | 0 | 0 | 0 | 0 | 0 | 0 | 0 | 0 | 0 | 0 | 0 | 0 | 0 | 0 | 0 | 0
Sunday | 9 | 4 | 9 | 5913 | 0 | 0 | 0 | 0 | 0 | 0 | 0 | 0 | 0 | 0 | 0 | 0 | 0 | 0 | 0 | 0 | 0 | 0 | 0 | 0 | 0 |  | 0 | 0 | 0 | 0 | 0 | 0 | 0 | 0 |  |  |  |  | 0 | 0 | 0 | 0 | 0 | 0 | 0 | 1 |  | 1 | 1 | 1 | 1 | 1 | 1 | 0 | 0 | 0 | 0 | 0 | 0 | 0 | 0 | 0 | 0 | 0 | 0 | 0 | 0 | 0 | 0 | 0 | 0 | 0 | 0 | 0 | 0 | 0 | 0 | 0
Sunday | 9 | 4 | 10 | 5914 | 0 | 0 | 0 | 0 | 0 | 0 | 0 | 0 | 0 | 0 | 0 | 0 | 0 | 0 | 0 | 0 | 0 | 0 | 0 | 0 | 0 |  | 0 | 0 | 0 | 0 | 0 | 0 | 0 | 0 |  |  |  |  | 0 | 0 | 0 | 0 | 0 | 0 | 0 | 1 |  | 1 | 1 | 1 | 1 | 1 | 1 | 0 | 0 | 0 | 0 | 0 | 0 | 0 | 0 | 0 | 0 | 0 | 0 | 0 | 0 | 0 | 0 | 0 | 0 | 0 | 0 | 0 | 0 | 0 | 0 | 0
Sunday | 9 | 4 | 11 | 5915 | 0 | 0 | 0 | 0 | 0 | 0 | 0 | 0 | 0 | 0 | 0 | 0 | 0 | 0 | 0 | 0 | 0 | 0 | 0 | 0 | 0 |  | 0 | 0 | 0 | 0 | 0 | 0 | 0 | 0 |  |  |  |  | 0 | 0 | 0 | 0 | 0 | 0 | 0 | 1 |  | 1 | 1 | 1 | 1 | 1 | 1 | 0 | 0 | 0 | 0 | 0 | 0 | 0 | 0 | 0 | 0 | 0 | 0 | 0 | 0 | 0 | 0 | 0 | 0 | 0 | 0 | 0 | 0 | 0 | 0 | 0
Sunday | 9 | 4 | 12 | 5916 | 0 | 0 | 0 | 0 | 0 | 0 | 0 | 0 | 0 | 0 | 0 | 0 | 0 | 0 | 0 | 0 | 0 | 0 | 0 | 0 | 0 |  | 0 | 0 | 0 | 0 | 0 | 0 | 0 | 0 |  |  |  |  | 0 | 0 | 0 | 0 | 0 | 0 | 0 | 1 |  | 1 | 1 | 1 | 1 | 1 | 1 | 0 | 0 | 0 | 0 | 0 | 0 | 0 | 0 | 0 | 0 | 0 | 0 | 0 | 0 | 0 | 0 | 0 | 0 | 0 | 0 | 0 | 0 | 0 | 0 | 0
Sunday | 9 | 4 | 13 | 5917 | 0 | 0 | 0 | 0 | 0 | 0 | 0 | 0 | 0 | 0 | 0 | 0 | 0 | 0 | 0 | 0 | 0 | 0 | 0 | 0 | 0 |  | 0 | 0 | 0 | 0 | 0 | 0 | 0 | 0 |  |  |  |  | 0 | 0 | 0 | 0 | 0 | 0 | 0 | 1 |  | 1 | 1 | 1 | 1 | 1 | 1 | 0 | 0 | 0 | 0 | 0 | 0 | 0 | 0 | 0 | 0 | 0 | 0 | 0 | 0 | 0 | 0 | 0 | 0 | 0 | 0 | 0 | 0 | 0 | 0 | 0
Sunday | 9 | 4 | 14 | 5918 | 0 | 0 | 0 | 0 | 0 | 0 | 0 | 0 | 0 | 0 | 0 | 0 | 0 | 0 | 0 | 0 | 0 | 0 | 0 | 0 | 0 |  | 0 | 0 | 0 | 0 | 0 | 0 | 0 | 0 |  |  |  |  | 0 | 0 | 0 | 0 | 0 | 0 | 0 | 1 |  | 1 | 1 | 1 | 1 | 1 | 1 | 0 | 0 | 0 | 0 | 0 | 0 | 0 | 0 | 0 | 0 | 0 | 0 | 0 | 0 | 0 | 0 | 0 | 0 | 0 | 0 | 0 | 0 | 0 | 0 | 0
Sunday | 9 | 4 | 15 | 5919 | 0 | 0 | 0 | 0 | 0 | 0 | 0 | 0 | 0 | 0 | 0 | 0 | 0 | 0 | 0 | 0 | 0 | 0 | 0 | 0 | 0 |  | 0 | 0 | 0 | 0 | 0 | 0 | 0 | 0 |  |  |  |  | 0 | 0 | 0 | 0 | 0 | 0 | 0 | 1 |  | 1 | 1 | 1 | 1 | 1 | 1 | 0 | 0 | 0 | 0 | 0 | 0 | 0 | 0 | 0 | 0 | 0 | 0 | 0 | 0 | 0 | 0 | 0 | 0 | 0 | 0 | 0 | 0 | 0 | 0 | 0
Sunday | 9 | 4 | 16 | 5920 | 0 | 0 | 0 | 0 | 0 | 0 | 0 | 0 | 0 | 0 | 0 | 0 | 0 | 0 | 0 | 0 | 0 | 0 | 0 | 0 | 0 |  | 0 | 0 | 0 | 0 | 0 | 0 | 0 | 0 |  |  |  |  | 0 | 0 | 0 | 0 | 0 | 0 | 0 | 1 |  | 1 | 1 | 1 | 1 | 1 | 1 | 0 | 0 | 0 | 0 | 0 | 0 | 0 | 0 | 0 | 0 | 0 | 0 | 0 | 0 | 0 | 0 | 0 | 0 | 0 | 0 | 0 | 0 | 0 | 0 | 0
Sunday | 9 | 4 | 17 | 5921 | 0 | 0 | 0 | 0 | 0 | 0 | 0 | 0 | 0 | 0 | 0 | 0 | 0 | 0 | 0 | 0 | 0 | 0 | 0 | 0 | 0 |  | 0 | 0 | 0 | 0 | 0 | 0 | 0 | 0 |  |  |  |  | 0 | 0 | 0 | 0 | 0 | 0 | 0 | 1 |  | 1 | 1 | 1 | 1 | 1 | 1 | 0 | 0 | 0 | 0 | 0 | 0 | 0 | 0 | 0 | 0 | 0 | 0 | 0 | 0 | 0 | 0 | 0 | 0 | 0 | 0 | 0 | 0 | 0 | 0 | 0
Sunday | 9 | 4 | 18 | 5922 | 0 | 0 | 0 | 0 | 0 | 0 | 0 | 0 | 0 | 0 | 0 | 0 | 0 | 0 | 0 | 0 | 0 | 0 | 0 | 0 | 0 |  | 0 | 0 | 0 | 0 | 0 | 0 | 0 | 0 |  |  |  |  | 0 | 0 | 0 | 0 | 0 | 0 | 0 | 1 |  | 1 | 1 | 1 | 1 | 1 | 1 | 0 | 0 | 0 | 0 | 0 | 0 | 0 | 0 | 0 | 0 | 0 | 0 | 0 | 0 | 0 | 0 | 0 | 0 | 0 | 0 | 0 | 0 | 0 | 0 | 0
Sunday | 9 | 4 | 19 | 5923 | 0 | 0 | 0 | 0 | 0 | 0 | 0 | 0 | 0 | 0 | 0 | 0 | 0 | 0 | 0 | 0 | 0 | 0 | 0 | 0 | 0 |  | 0 | 0 | 0 | 0 | 0 | 0 | 0 | 0 |  |  |  |  | 0 | 0 | 0 | 0 | 0 | 0 | 0 | 1 |  | 1 | 1 | 1 | 1 | 1 | 1 | 0 | 0 | 0 | 0 | 0 | 0 | 0 | 0 | 0 | 0 | 0 | 0 | 0 | 0 | 0 | 0 | 0 | 0 | 0 | 0 | 0 | 0 | 0 | 0 | 0
Sunday | 9 | 4 | 20 | 5924 | 0 | 0 | 0 | 0 | 0 | 0 | 0 | 0 | 0 | 0 | 0 | 0 | 0 | 0 | 0 | 0 | 0 | 0 | 0 | 0 | 0 |  | 0 | 0 | 0 | 0 | 0 | 0 | 0 | 0 |  |  |  |  | 0 | 0 | 0 | 0 | 0 | 0 | 0 | 1 |  | 1 | 1 | 1 | 1 | 1 | 1 | 0 | 0 | 0 | 0 | 0 | 0 | 0 | 0 | 0 | 0 | 0 | 0 | 0 | 0 | 0 | 0 | 0 | 0 | 0 | 0 | 0 | 0 | 0 | 0 | 0
Sunday | 9 | 4 | 21 | 5925 | 0 | 0 | 0 | 0 | 0 | 0 | 0 | 0 | 0 | 0 | 0 | 0 | 0 | 0 | 0 | 0 | 0 | 0 | 0 | 0 | 0 |  | 0 | 0 | 0 | 0 | 0 | 0 | 0 | 0 |  |  |  |  | 0 | 0 | 0 | 0 | 0 | 0 | 0 | 1 |  | 1 | 1 | 1 | 1 | 1 | 1 | 0 | 0 | 0 | 0 | 0 | 0 | 0 | 0 | 0 | 0 | 0 | 0 | 0 | 0 | 0 | 0 | 0 | 0 | 0 | 0 | 0 | 0 | 0 | 0 | 0
Sunday | 9 | 4 | 22 | 5926 | 0 | 0 | 0 | 0 | 0 | 0 | 0 | 0 | 0 | 0 | 0 | 0 | 0 | 0 | 0 | 0 | 0 | 0 | 0 | 0 | 0 |  | 0 | 0 | 0 | 0 | 0 | 0 | 0 | 0 |  |  |  |  | 0 | 0 | 0 | 0 | 0 | 0 | 0 | 1 |  | 1 | 1 | 1 | 1 | 1 | 1 | 0 | 0 | 0 | 0 | 0 | 0 | 0 | 0 | 0 | 0 | 0 | 0 | 0 | 0 | 0 | 0 | 0 | 0 | 0 | 0 | 0 | 0 | 0 | 0 | 0
Sunday | 9 | 4 | 23 | 5927 | 0 | 0 | 0 | 0 | 0 | 0 | 0 | 0 | 0 | 0 | 0 | 0 | 0 | 0 | 0 | 0 | 0 | 0 | 0 | 0 | 0 |  | 0 | 0 | 0 | 0 | 0 | 0 | 0 | 0 |  |  |  |  | 0 | 0 | 0 | 0 | 0 | 0 | 0 | 1 |  | 1 | 1 | 1 | 1 | 1 | 1 | 0 | 0 | 0 | 0 | 0 | 0 | 0 | 0 | 0 | 0 | 0 | 0 | 0 | 0 | 0 | 0 | 0 | 0 | 0 | 0 | 0 | 0 | 0 | 0 | 0
Sunday | 9 | 4 | 24 | 5928 | 0 | 0 | 0 | 0 | 0 | 0 | 0 | 0 | 0 | 0 | 0 | 0 | 0 | 0 | 0 | 0 | 0 | 0 | 0 | 0 | 0 |  | 0 | 0 | 0 | 0 | 0 | 0 | 0 | 0 |  |  |  |  | 0 | 0 | 0 | 0 | 0 | 0 | 0 | 1 |  | 1 | 1 | 1 | 1 | 1 | 1 | 0 | 0 | 0 | 0 | 0 | 0 | 0 | 0 | 0 | 0 | 0 | 0 | 0 | 0 | 0 | 0 | 0 | 0 | 0 | 0 | 0 | 0 | 0 | 0 | 0
Monday | 9 | 5 | 1 | 5929 | 0 | 0 | 0 | 0 | 0 | 0 | 0 | 0 | 0 | 0 | 0 | 0 | 0 | 0 | 0 | 0 | 0 | 0 | 0 | 0 | 0 |  | 0 | 0 | 0 | 0 | 0 | 0 | 0 | 0 |  |  |  |  | 0 | 0 | 0 | 0 | 0 | 0 | 0 | 1 |  | 1 | 1 | 1 | 1 | 1 | 1 | 0 | 0 | 0 | 0 | 0 | 0 | 0 | 0 | 0 | 0 | 0 | 0 | 0 | 0 | 0 | 0 | 0 | 0 | 0 | 0 | 0 | 0 | 0 | 0 | 0
Monday | 9 | 5 | 2 | 5930 | 0 | 0 | 0 | 0 | 0 | 0 | 0 | 0 | 0 | 0 | 0 | 0 | 0 | 0 | 0 | 0 | 0 | 0 | 0 | 0 | 0 |  | 0 | 0 | 0 | 0 | 0 | 0 | 0 | 0 |  |  |  |  | 0 | 0 | 0 | 0 | 0 | 0 | 0 | 1 |  | 1 | 1 | 1 | 1 | 1 | 1 | 0 | 0 | 0 | 0 | 0 | 0 | 0 | 0 | 0 | 0 | 0 | 0 | 0 | 0 | 0 | 0 | 0 | 0 | 0 | 0 | 0 | 0 | 0 | 0 | 0
Monday | 9 | 5 | 3 | 5931 | 0 | 0 | 0 | 0 | 0 | 0 | 0 | 0 | 0 | 0 | 0 | 0 | 0 | 0 | 0 | 0 | 0 | 0 | 0 | 0 | 0 |  | 0 | 0 | 0 | 0 | 0 | 0 | 0 | 0 |  |  |  |  | 0 | 0 | 0 | 0 | 0 | 0 | 0 | 1 |  | 1 | 1 | 1 | 1 | 1 | 1 | 0 | 0 | 0 | 0 | 0 | 0 | 0 | 0 | 0 | 0 | 0 | 0 | 0 | 0 | 0 | 0 | 0 | 0 | 0 | 0 | 0 | 0 | 0 | 0 | 0
Monday | 9 | 5 | 4 | 5932 | 0 | 0 | 0 | 0 | 0 | 0 | 0 | 0 | 0 | 0 | 0 | 0 | 0 | 0 | 0 | 0 | 0 | 0 | 0 | 0 | 0 |  | 0 | 0 | 0 | 0 | 0 | 0 | 0 | 0 |  |  |  |  | 0 | 0 | 0 | 0 | 0 | 0 | 0 | 1 |  | 1 | 1 | 1 | 1 | 1 | 1 | 0 | 0 | 0 | 0 | 0 | 0 | 0 | 0 | 0 | 0 | 0 | 0 | 0 | 0 | 0 | 0 | 0 | 0 | 0 | 0 | 0 | 0 | 0 | 0 | 0
Monday | 9 | 5 | 5 | 5933 | 0 | 0 | 0 | 0 | 0 | 0 | 0 | 0 | 0 | 0 | 0 | 0 | 0 | 0 | 0 | 0 | 0 | 0 | 0 | 0 | 0 |  | 0 | 0 | 0 | 0 | 0 | 0 | 0 | 0 |  |  |  |  | 0 | 0 | 0 | 0 | 0 | 0 | 0 | 1 |  | 1 | 1 | 1 | 1 | 1 | 1 | 0 | 0 | 0 | 0 | 0 | 0 | 0 | 0 | 0 | 0 | 0 | 0 | 0 | 0 | 0 | 0 | 0 | 0 | 0 | 0 | 0 | 0 | 0 | 0 | 0
Monday | 9 | 5 | 6 | 5934 | 0 | 0 | 0 | 0 | 0 | 0 | 0 | 0 | 0 | 0 | 0 | 0 | 0 | 0 | 0 | 0 | 0 | 0 | 0 | 0 | 0 |  | 0 | 0 | 0 | 0 | 0 | 0 | 0 | 0 |  |  |  |  | 0 | 0 | 0 | 0 | 0 | 0 | 0 | 1 |  | 1 | 1 | 1 | 1 | 1 | 1 | 0 | 0 | 0 | 0 | 0 | 0 | 0 | 0 | 0 | 0 | 0 | 0 | 0 | 0 | 0 | 0 | 0 | 0 | 0 | 0 | 0 | 0 | 0 | 0 | 0
Monday | 9 | 5 | 7 | 5935 | 0 | 0 | 0 | 0 | 0 | 0 | 0 | 0 | 0 | 0 | 0 | 0 | 0 | 0 | 0 | 0 | 0 | 0 | 0 | 0 | 0 |  | 0 | 0 | 0 | 0 | 0 | 0 | 0 | 0 |  |  |  |  | 0 | 0 | 0 | 0 | 0 | 0 | 0 | 1 |  | 1 | 1 | 1 | 1 | 1 | 1 | 0 | 0 | 0 | 0 | 0 | 0 | 0 | 0 | 0 | 0 | 0 | 0 | 0 | 0 | 0 | 0 | 0 | 0 | 0 | 0 | 0 | 0 | 0 | 0 | 0
Monday | 9 | 5 | 8 | 5936 | 0 | 0 | 0 | 0 | 0 | 0 | 0 | 0 | 0 | 0 | 0 | 0 | 0 | 0 | 0 | 0 | 0 | 0 | 0 | 0 | 0 |  | 0 | 0 | 0 | 0 | 0 | 0 | 0 | 0 |  |  |  |  | 0 | 0 | 0 | 0 | 0 | 0 | 1 | 0 |  | 1 | 1 | 1 | 1 | #VALUE! | #VALUE! | 0 | 0 | 0 | 0 | 0 | 0 | 0 | 0 | 0 | 0 | 0 | 0 | 0 | 0 | 0 | 0 | 0 | 0 | 0 | 0 | 0 | 0 | 0 | 0 | 0
Monday | 9 | 5 | 9 | 5937 | 0 | 0 | 0 | 0 | 0 | 0 | 0 | 0 | 0 | 0 | 0 | 0 | 0 | 0 | 0 | 0 | 0 | 0 | 0 | 0 | 0 |  | 0 | 0 | 0 | 0 | 0 | 0 | 0 | 0 |  |  |  |  | 0 | 0 | 0 | 0 | 0 | 0 | 1 | 0 |  | 1 | 1 | 1 | 1 | #VALUE! | #VALUE! | 0 | 0 | 0 | 0 | 0 | 0 | 0 | 0 | 0 | 0 | 0 | 0 | 0 | 0 | 0 | 0 | 0 | 0 | 0 | 0 | 0 | 0 | 0 | 0 | 0
Monday | 9 | 5 | 10 | 5938 | 0 | 0 | 0 | 0 | 0 | 0 | 0 | 0 | 0 | 0 | 0 | 0 | 0 | 0 | 0 | 0 | 0 | 0 | 0 | 0 | 0 |  | 0 | 0 | 0 | 0 | 0 | 0 | 0 | 0 |  |  |  |  | 0 | 0 | 0 | 0 | 0 | 0 | 1 | 0 |  | 1 | 1 | 1 | 1 | #VALUE! | #VALUE! | 0 | 0 | 0 | 0 | 0 | 0 | 0 | 0 | 0 | 0 | 0 | 0 | 0 | 0 | 0 | 0 | 0 | 0 | 0 | 0 | 0 | 0 | 0 | 0 | 0
Monday | 9 | 5 | 11 | 5939 | 0 | 0 | 0 | 0 | 0 | 0 | 0 | 0 | 0 | 0 | 0 | 0 | 0 | 0 | 0 | 0 | 0 | 0 | 0 | 0 | 0 |  | 0 | 0 | 0 | 0 | 0 | 0 | 0 | 0 |  |  |  |  | 0 | 0 | 0 | 0 | 0 | 0 | 1 | 0 |  | 1 | 1 | 1 | 1 | #VALUE! | #VALUE! | 0 | 0 | 0 | 0 | 0 | 0 | 0 | 0 | 0 | 0 | 0 | 0 | 0 | 0 | 0 | 0 | 0 | 0 | 0 | 0 | 0 | 0 | 0 | 0 | 0
Monday | 9 | 5 | 12 | 5940 | 0 | 0 | 0 | 0 | 0 | 0 | 0 | 0 | 0 | 0 | 0 | 0 | 0 | 0 | 0 | 0 | 0 | 0 | 0 | 0 | 0 |  | 0 | 0 | 0 | 0 | 0 | 0 | 0 | 0 |  |  |  |  | 0 | 0 | 0 | 0 | 0 | 0 | 1 | 0 |  | 1 | 1 | 1 | 1 | #VALUE! | #VALUE! | 0 | 0 | 0 | 0 | 0 | 0 | 0 | 0 | 0 | 0 | 0 | 0 | 0 | 0 | 0 | 0 | 0 | 0 | 0 | 0 | 0 | 0 | 0 | 0 | 0
Monday | 9 | 5 | 13 | 5941 | 0 | 0 | 0 | 0 | 0 | 0 | 0 | 0 | 0 | 0 | 0 | 0 | 0 | 0 | 0 | 0 | 0 | 0 | 0 | 0 | 0 |  | 0 | 0 | 0 | 0 | 0 | 0 | 0 | 0 |  |  |  |  | 0 | 0 | 0 | 0 | 0 | 0 | 1 | 0 |  | 1 | 1 | 1 | 1 | #VALUE! | #VALUE! | 0 | 0 | 0 | 0 | 0 | 0 | 0 | 0 | 0 | 0 | 0 | 0 | 0 | 0 | 0 | 0 | 0 | 0 | 0 | 0 | 0 | 0 | 0 | 0 | 0
Monday | 9 | 5 | 14 | 5942 | 0 | 0 | 0 | 0 | 0 | 0 | 0 | 0 | 0 | 0 | 0 | 0 | 0 | 0 | 0 | 0 | 0 | 0 | 0 | 0 | 0 |  | 0 | 0 | 0 | 0 | 0 | 0 | 0 | 0 |  |  |  |  | 0 | 0 | 0 | 0 | 0 | 0 | 1 | 0 |  | 1 | 1 | 1 | 1 | #VALUE! | #VALUE! | 0 | 0 | 0 | 0 | 0 | 0 | 0 | 0 | 0 | 0 | 0 | 0 | 0 | 0 | 0 | 0 | 0 | 0 | 0 | 0 | 0 | 0 | 0 | 0 | 0
Monday | 9 | 5 | 15 | 5943 | 0 | 0 | 0 | 0 | 0 | 0 | 0 | 0 | 0 | 0 | 0 | 0 | 0 | 0 | 0 | 0 | 0 | 0 | 0 | 0 | 0 |  | 0 | 0 | 0 | 0 | 0 | 0 | 0 | 0 |  |  |  |  | 0 | 0 | 0 | 0 | 0 | 0 | 1 | 0 |  | 1 | 1 | 1 | 1 | #VALUE! | #VALUE! | 0 | 0 | 0 | 0 | 0 | 0 | 0 | 0 | 0 | 0 | 0 | 0 | 0 | 0 | 0 | 0 | 0 | 0 | 0 | 0 | 0 | 0 | 0 | 0 | 0
Monday | 9 | 5 | 16 | 5944 | 0 | 0 | 0 | 0 | 0 | 0 | 0 | 0 | 0 | 0 | 0 | 0 | 0 | 0 | 0 | 0 | 0 | 0 | 0 | 0 | 0 |  | 0 | 0 | 0 | 0 | 0 | 0 | 0 | 0 |  |  |  |  | 0 | 0 | 0 | 0 | 0 | 0 | 1 | 0 |  | 1 | 1 | 1 | 1 | #VALUE! | #VALUE! | 0 | 0 | 0 | 0 | 0 | 0 | 0 | 0 | 0 | 0 | 0 | 0 | 0 | 0 | 0 | 0 | 0 | 0 | 0 | 0 | 0 | 0 | 0 | 0 | 0
Monday | 9 | 5 | 17 | 5945 | 0 | 0 | 0 | 0 | 0 | 0 | 0 | 0 | 0 | 0 | 0 | 0 | 0 | 0 | 0 | 0 | 0 | 0 | 0 | 0 | 0 |  | 0 | 0 | 0 | 0 | 0 | 0 | 0 | 0 |  |  |  |  | 0 | 0 | 0 | 0 | 0 | 0 | 1 | 0 |  | 1 | 1 | 1 | 1 | #VALUE! | #VALUE! | 0 | 0 | 0 | 0 | 0 | 0 | 0 | 0 | 0 | 0 | 0 | 0 | 0 | 0 | 0 | 0 | 0 | 0 | 0 | 0 | 0 | 0 | 0 | 0 | 0
Monday | 9 | 5 | 18 | 5946 | 0 | 0 | 0 | 0 | 0 | 0 | 0 | 0 | 0 | 0 | 0 | 0 | 0 | 0 | 0 | 0 | 0 | 0 | 0 | 0 | 0 |  | 0 | 0 | 0 | 0 | 0 | 0 | 0 | 0 |  |  |  |  | 0 | 0 | 0 | 0 | 0 | 0 | 1 | 0 |  | 1 | 1 | 1 | 1 | #VALUE! | #VALUE! | 0 | 0 | 0 | 0 | 0 | 0 | 0 | 0 | 0 | 0 | 0 | 0 | 0 | 0 | 0 | 0 | 0 | 0 | 0 | 0 | 0 | 0 | 0 | 0 | 0
Monday | 9 | 5 | 19 | 5947 | 0 | 0 | 0 | 0 | 0 | 0 | 0 | 0 | 0 | 0 | 0 | 0 | 0 | 0 | 0 | 0 | 0 | 0 | 0 | 0 | 0 |  | 0 | 0 | 0 | 0 | 0 | 0 | 0 | 0 |  |  |  |  | 0 | 0 | 0 | 0 | 0 | 0 | 1 | 0 |  | 1 | 1 | 1 | 1 | #VALUE! | #VALUE! | 0 | 0 | 0 | 0 | 0 | 0 | 0 | 0 | 0 | 0 | 0 | 0 | 0 | 0 | 0 | 0 | 0 | 0 | 0 | 0 | 0 | 0 | 0 | 0 | 0
Monday | 9 | 5 | 20 | 5948 | 0 | 0 | 0 | 0 | 0 | 0 | 0 | 0 | 0 | 0 | 0 | 0 | 0 | 0 | 0 | 0 | 0 | 0 | 0 | 0 | 0 |  | 0 | 0 | 0 | 0 | 0 | 0 | 0 | 0 |  |  |  |  | 0 | 0 | 0 | 0 | 0 | 0 | 1 | 0 |  | 1 | 1 | 1 | 1 | #VALUE! | #VALUE! | 0 | 0 | 0 | 0 | 0 | 0 | 0 | 0 | 0 | 0 | 0 | 0 | 0 | 0 | 0 | 0 | 0 | 0 | 0 | 0 | 0 | 0 | 0 | 0 | 0
Monday | 9 | 5 | 21 | 5949 | 0 | 0 | 0 | 0 | 0 | 0 | 0 | 0 | 0 | 0 | 0 | 0 | 0 | 0 | 0 | 0 | 0 | 0 | 0 | 0 | 0 |  | 0 | 0 | 0 | 0 | 0 | 0 | 0 | 0 |  |  |  |  | 0 | 0 | 0 | 0 | 0 | 0 | 1 | 0 |  | 1 | 1 | 1 | 1 | #VALUE! | #VALUE! | 0 | 0 | 0 | 0 | 0 | 0 | 0 | 0 | 0 | 0 | 0 | 0 | 0 | 0 | 0 | 0 | 0 | 0 | 0 | 0 | 0 | 0 | 0 | 0 | 0
Monday | 9 | 5 | 22 | 5950 | 0 | 0 | 0 | 0 | 0 | 0 | 0 | 0 | 0 | 0 | 0 | 0 | 0 | 0 | 0 | 0 | 0 | 0 | 0 | 0 | 0 |  | 0 | 0 | 0 | 0 | 0 | 0 | 0 | 0 |  |  |  |  | 0 | 0 | 0 | 0 | 0 | 0 | 1 | 0 |  | 1 | 1 | 1 | 1 | #VALUE! | #VALUE! | 0 | 0 | 0 | 0 | 0 | 0 | 0 | 0 | 0 | 0 | 0 | 0 | 0 | 0 | 0 | 0 | 0 | 0 | 0 | 0 | 0 | 0 | 0 | 0 | 0
Monday | 9 | 5 | 23 | 5951 | 0 | 0 | 0 | 0 | 0 | 0 | 0 | 0 | 0 | 0 | 0 | 0 | 0 | 0 | 0 | 0 | 0 | 0 | 0 | 0 | 0 |  | 0 | 0 | 0 | 0 | 0 | 0 | 0 | 0 |  |  |  |  | 0 | 0 | 0 | 0 | 0 | 0 | 0 | 1 |  | 1 | 1 | 1 | 1 | 1 | 1 | 0 | 0 | 0 | 0 | 0 | 0 | 0 | 0 | 0 | 0 | 0 | 0 | 0 | 0 | 0 | 0 | 0 | 0 | 0 | 0 | 0 | 0 | 0 | 0 | 0
Monday | 9 | 5 | 24 | 5952 | 0 | 0 | 0 | 0 | 0 | 0 | 0 | 0 | 0 | 0 | 0 | 0 | 0 | 0 | 0 | 0 | 0 | 0 | 0 | 0 | 0 |  | 0 | 0 | 0 | 0 | 0 | 0 | 0 | 0 |  |  |  |  | 0 | 0 | 0 | 0 | 0 | 0 | 0 | 1 |  | 1 | 1 | 1 | 1 | 1 | 1 | 0 | 0 | 0 | 0 | 0 | 0 | 0 | 0 | 0 | 0 | 0 | 0 | 0 | 0 | 0 | 0 | 0 | 0 | 0 | 0 | 0 | 0 | 0 | 0 | 0
Tuesday | 9 | 6 | 1 | 5953 | 0 | 0 | 0 | 0 | 0 | 0 | 0 | 0 | 0 | 0 | 0 | 0 | 0 | 0 | 0 | 0 | 0 | 0 | 0 | 0 | 0 |  | 0 | 0 | 0 | 0 | 0 | 0 | 0 | 0 |  |  |  |  | 0 | 0 | 0 | 0 | 0 | 0 | 0 | 1 |  | 1 | 1 | 1 | 1 | 1 | 1 | 0 | 0 | 0 | 0 | 0 | 0 | 0 | 0 | 0 | 0 | 0 | 0 | 0 | 0 | 0 | 0 | 0 | 0 | 0 | 0 | 0 | 0 | 0 | 0 | 0
Tuesday | 9 | 6 | 2 | 5954 | 0 | 0 | 0 | 0 | 0 | 0 | 0 | 0 | 0 | 0 | 0 | 0 | 0 | 0 | 0 | 0 | 0 | 0 | 0 | 0 | 0 |  | 0 | 0 | 0 | 0 | 0 | 0 | 0 | 0 |  |  |  |  | 0 | 0 | 0 | 0 | 0 | 0 | 0 | 1 |  | 1 | 1 | 1 | 1 | 1 | 1 | 0 | 0 | 0 | 0 | 0 | 0 | 0 | 0 | 0 | 0 | 0 | 0 | 0 | 0 | 0 | 0 | 0 | 0 | 0 | 0 | 0 | 0 | 0 | 0 | 0
Tuesday | 9 | 6 | 3 | 5955 | 0 | 0 | 0 | 0 | 0 | 0 | 0 | 0 | 0 | 0 | 0 | 0 | 0 | 0 | 0 | 0 | 0 | 0 | 0 | 0 | 0 |  | 0 | 0 | 0 | 0 | 0 | 0 | 0 | 0 |  |  |  |  | 0 | 0 | 0 | 0 | 0 | 0 | 0 | 1 |  | 1 | 1 | 1 | 1 | 1 | 1 | 0 | 0 | 0 | 0 | 0 | 0 | 0 | 0 | 0 | 0 | 0 | 0 | 0 | 0 | 0 | 0 | 0 | 0 | 0 | 0 | 0 | 0 | 0 | 0 | 0
Tuesday | 9 | 6 | 4 | 5956 | 0 | 0 | 0 | 0 | 0 | 0 | 0 | 0 | 0 | 0 | 0 | 0 | 0 | 0 | 0 | 0 | 0 | 0 | 0 | 0 | 0 |  | 0 | 0 | 0 | 0 | 0 | 0 | 0 | 0 |  |  |  |  | 0 | 0 | 0 | 0 | 0 | 0 | 0 | 1 |  | 1 | 1 | 1 | 1 | 1 | 1 | 0 | 0 | 0 | 0 | 0 | 0 | 0 | 0 | 0 | 0 | 0 | 0 | 0 | 0 | 0 | 0 | 0 | 0 | 0 | 0 | 0 | 0 | 0 | 0 | 0
Tuesday | 9 | 6 | 5 | 5957 | 0 | 0 | 0 | 0 | 0 | 0 | 0 | 0 | 0 | 0 | 0 | 0 | 0 | 0 | 0 | 0 | 0 | 0 | 0 | 0 | 0 |  | 0 | 0 | 0 | 0 | 0 | 0 | 0 | 0 |  |  |  |  | 0 | 0 | 0 | 0 | 0 | 0 | 0 | 1 |  | 1 | 1 | 1 | 1 | 1 | 1 | 0 | 0 | 0 | 0 | 0 | 0 | 0 | 0 | 0 | 0 | 0 | 0 | 0 | 0 | 0 | 0 | 0 | 0 | 0 | 0 | 0 | 0 | 0 | 0 | 0
Tuesday | 9 | 6 | 6 | 5958 | 0 | 0 | 0 | 0 | 0 | 0 | 0 | 0 | 0 | 0 | 0 | 0 | 0 | 0 | 0 | 0 | 0 | 0 | 0 | 0 | 0 |  | 0 | 0 | 0 | 0 | 0 | 0 | 0 | 0 |  |  |  |  | 0 | 0 | 0 | 0 | 0 | 0 | 0 | 1 |  | 1 | 1 | 1 | 1 | 1 | 1 | 0 | 0 | 0 | 0 | 0 | 0 | 0 | 0 | 0 | 0 | 0 | 0 | 0 | 0 | 0 | 0 | 0 | 0 | 0 | 0 | 0 | 0 | 0 | 0 | 0
Tuesday | 9 | 6 | 7 | 5959 | 0 | 0 | 0 | 0 | 0 | 0 | 0 | 0 | 0 | 0 | 0 | 0 | 0 | 0 | 0 | 0 | 0 | 0 | 0 | 0 | 0 |  | 0 | 0 | 0 | 0 | 0 | 0 | 0 | 0 |  |  |  |  | 0 | 0 | 0 | 0 | 0 | 0 | 0 | 1 |  | 1 | 1 | 1 | 1 | 1 | 1 | 0 | 0 | 0 | 0 | 0 | 0 | 0 | 0 | 0 | 0 | 0 | 0 | 0 | 0 | 0 | 0 | 0 | 0 | 0 | 0 | 0 | 0 | 0 | 0 | 0
Tuesday | 9 | 6 | 8 | 5960 | 0 | 0 | 0 | 0 | 0 | 0 | 0 | 0 | 0 | 0 | 0 | 0 | 0 | 0 | 0 | 0 | 0 | 0 | 0 | 0 | 0 |  | 0 | 0 | 0 | 0 | 0 | 0 | 0 | 0 |  |  |  |  | 0 | 0 | 0 | 0 | 0 | 0 | 1 | 0 |  | 1 | 1 | 1 | 1 | #VALUE! | #VALUE! | 0 | 0 | 0 | 0 | 0 | 0 | 0 | 0 | 0 | 0 | 0 | 0 | 0 | 0 | 0 | 0 | 0 | 0 | 0 | 0 | 0 | 0 | 0 | 0 | 0
Tuesday | 9 | 6 | 9 | 5961 | 0 | 0 | 0 | 0 | 0 | 0 | 0 | 0 | 0 | 0 | 0 | 0 | 0 | 0 | 0 | 0 | 0 | 0 | 0 | 0 | 0 |  | 0 | 0 | 0 | 0 | 0 | 0 | 0 | 0 |  |  |  |  | 0 | 0 | 0 | 0 | 0 | 0 | 1 | 0 |  | 1 | 1 | 1 | 1 | #VALUE! | #VALUE! | 0 | 0 | 0 | 0 | 0 | 0 | 0 | 0 | 0 | 0 | 0 | 0 | 0 | 0 | 0 | 0 | 0 | 0 | 0 | 0 | 0 | 0 | 0 | 0 | 0
Tuesday | 9 | 6 | 10 | 5962 | 0 | 0 | 0 | 0 | 0 | 0 | 0 | 0 | 0 | 0 | 0 | 0 | 0 | 0 | 0 | 0 | 0 | 0 | 0 | 0 | 0 |  | 0 | 0 | 0 | 0 | 0 | 0 | 0 | 0 |  |  |  |  | 0 | 0 | 0 | 0 | 0 | 0 | 1 | 0 |  | 1 | 1 | 1 | 1 | #VALUE! | #VALUE! | 0 | 0 | 0 | 0 | 0 | 0 | 0 | 0 | 0 | 0 | 0 | 0 | 0 | 0 | 0 | 0 | 0 | 0 | 0 | 0 | 0 | 0 | 0 | 0 | 0
Tuesday | 9 | 6 | 11 | 5963 | 0 | 0 | 0 | 0 | 0 | 0 | 0 | 0 | 0 | 0 | 0 | 0 | 0 | 0 | 0 | 0 | 0 | 0 | 0 | 0 | 0 |  | 0 | 0 | 0 | 0 | 0 | 0 | 0 | 0 |  |  |  |  | 0 | 0 | 0 | 0 | 0 | 0 | 1 | 0 |  | 1 | 1 | 1 | 1 | #VALUE! | #VALUE! | 0 | 0 | 0 | 0 | 0 | 0 | 0 | 0 | 0 | 0 | 0 | 0 | 0 | 0 | 0 | 0 | 0 | 0 | 0 | 0 | 0 | 0 | 0 | 0 | 0
Tuesday | 9 | 6 | 12 | 5964 | 0 | 0 | 0 | 0 | 0 | 0 | 0 | 0 | 0 | 0 | 0 | 0 | 0 | 0 | 0 | 0 | 0 | 0 | 0 | 0 | 0 |  | 0 | 0 | 0 | 0 | 0 | 0 | 0 | 0 |  |  |  |  | 0 | 0 | 0 | 0 | 0 | 0 | 1 | 0 |  | 1 | 1 | 1 | 1 | #VALUE! | #VALUE! | 0 | 0 | 0 | 0 | 0 | 0 | 0 | 0 | 0 | 0 | 0 | 0 | 0 | 0 | 0 | 0 | 0 | 0 | 0 | 0 | 0 | 0 | 0 | 0 | 0
Tuesday | 9 | 6 | 13 | 5965 | 0 | 0 | 0 | 0 | 0 | 0 | 0 | 0 | 0 | 0 | 0 | 0 | 0 | 0 | 0 | 0 | 0 | 0 | 0 | 0 | 0 |  | 0 | 0 | 0 | 0 | 0 | 0 | 0 | 0 |  |  |  |  | 0 | 0 | 0 | 0 | 0 | 0 | 1 | 0 |  | 1 | 1 | 1 | 1 | #VALUE! | #VALUE! | 0 | 0 | 0 | 0 | 0 | 0 | 0 | 0 | 0 | 0 | 0 | 0 | 0 | 0 | 0 | 0 | 0 | 0 | 0 | 0 | 0 | 0 | 0 | 0 | 0
Tuesday | 9 | 6 | 14 | 5966 | 0 | 0 | 0 | 0 | 0 | 0 | 0 | 0 | 0 | 0 | 0 | 0 | 0 | 0 | 0 | 0 | 0 | 0 | 0 | 0 | 0 |  | 0 | 0 | 0 | 0 | 0 | 0 | 0 | 0 |  |  |  |  | 0 | 0 | 0 | 0 | 0 | 0 | 1 | 0 |  | 1 | 1 | 1 | 1 | #VALUE! | #VALUE! | 0 | 0 | 0 | 0 | 0 | 0 | 0 | 0 | 0 | 0 | 0 | 0 | 0 | 0 | 0 | 0 | 0 | 0 | 0 | 0 | 0 | 0 | 0 | 0 | 0
Tuesday | 9 | 6 | 15 | 5967 | 0 | 0 | 0 | 0 | 0 | 0 | 0 | 0 | 0 | 0 | 0 | 0 | 0 | 0 | 0 | 0 | 0 | 0 | 0 | 0 | 0 |  | 0 | 0 | 0 | 0 | 0 | 0 | 0 | 0 |  |  |  |  | 0 | 0 | 0 | 0 | 0 | 0 | 1 | 0 |  | 1 | 1 | 1 | 1 | #VALUE! | #VALUE! | 0 | 0 | 0 | 0 | 0 | 0 | 0 | 0 | 0 | 0 | 0 | 0 | 0 | 0 | 0 | 0 | 0 | 0 | 0 | 0 | 0 | 0 | 0 | 0 | 0
Tuesday | 9 | 6 | 16 | 5968 | 0 | 0 | 0 | 0 | 0 | 0 | 0 | 0 | 0 | 0 | 0 | 0 | 0 | 0 | 0 | 0 | 0 | 0 | 0 | 0 | 0 |  | 0 | 0 | 0 | 0 | 0 | 0 | 0 | 0 |  |  |  |  | 0 | 0 | 0 | 0 | 0 | 0 | 1 | 0 |  | 1 | 1 | 1 | 1 | #VALUE! | #VALUE! | 0 | 0 | 0 | 0 | 0 | 0 | 0 | 0 | 0 | 0 | 0 | 0 | 0 | 0 | 0 | 0 | 0 | 0 | 0 | 0 | 0 | 0 | 0 | 0 | 0
Tuesday | 9 | 6 | 17 | 5969 | 0 | 0 | 0 | 0 | 0 | 0 | 0 | 0 | 0 | 0 | 0 | 0 | 0 | 0 | 0 | 0 | 0 | 0 | 0 | 0 | 0 |  | 0 | 0 | 0 | 0 | 0 | 0 | 0 | 0 |  |  |  |  | 0 | 0 | 0 | 0 | 0 | 0 | 1 | 0 |  | 1 | 1 | 1 | 1 | #VALUE! | #VALUE! | 0 | 0 | 0 | 0 | 0 | 0 | 0 | 0 | 0 | 0 | 0 | 0 | 0 | 0 | 0 | 0 | 0 | 0 | 0 | 0 | 0 | 0 | 0 | 0 | 0
Tuesday | 9 | 6 | 18 | 5970 | 0 | 0 | 0 | 0 | 0 | 0 | 0 | 0 | 0 | 0 | 0 | 0 | 0 | 0 | 0 | 0 | 0 | 0 | 0 | 0 | 0 |  | 0 | 0 | 0 | 0 | 0 | 0 | 0 | 0 |  |  |  |  | 0 | 0 | 0 | 0 | 0 | 0 | 1 | 0 |  | 1 | 1 | 1 | 1 | #VALUE! | #VALUE! | 0 | 0 | 0 | 0 | 0 | 0 | 0 | 0 | 0 | 0 | 0 | 0 | 0 | 0 | 0 | 0 | 0 | 0 | 0 | 0 | 0 | 0 | 0 | 0 | 0
Tuesday | 9 | 6 | 19 | 5971 | 0 | 0 | 0 | 0 | 0 | 0 | 0 | 0 | 0 | 0 | 0 | 0 | 0 | 0 | 0 | 0 | 0 | 0 | 0 | 0 | 0 |  | 0 | 0 | 0 | 0 | 0 | 0 | 0 | 0 |  |  |  |  | 0 | 0 | 0 | 0 | 0 | 0 | 1 | 0 |  | 1 | 1 | 1 | 1 | #VALUE! | #VALUE! | 0 | 0 | 0 | 0 | 0 | 0 | 0 | 0 | 0 | 0 | 0 | 0 | 0 | 0 | 0 | 0 | 0 | 0 | 0 | 0 | 0 | 0 | 0 | 0 | 0
Tuesday | 9 | 6 | 20 | 5972 | 0 | 0 | 0 | 0 | 0 | 0 | 0 | 0 | 0 | 0 | 0 | 0 | 0 | 0 | 0 | 0 | 0 | 0 | 0 | 0 | 0 |  | 0 | 0 | 0 | 0 | 0 | 0 | 0 | 0 |  |  |  |  | 0 | 0 | 0 | 0 | 0 | 0 | 1 | 0 |  | 1 | 1 | 1 | 1 | #VALUE! | #VALUE! | 0 | 0 | 0 | 0 | 0 | 0 | 0 | 0 | 0 | 0 | 0 | 0 | 0 | 0 | 0 | 0 | 0 | 0 | 0 | 0 | 0 | 0 | 0 | 0 | 0
Tuesday | 9 | 6 | 21 | 5973 | 0 | 0 | 0 | 0 | 0 | 0 | 0 | 0 | 0 | 0 | 0 | 0 | 0 | 0 | 0 | 0 | 0 | 0 | 0 | 0 | 0 |  | 0 | 0 | 0 | 0 | 0 | 0 | 0 | 0 |  |  |  |  | 0 | 0 | 0 | 0 | 0 | 0 | 1 | 0 |  | 1 | 1 | 1 | 1 | #VALUE! | #VALUE! | 0 | 0 | 0 | 0 | 0 | 0 | 0 | 0 | 0 | 0 | 0 | 0 | 0 | 0 | 0 | 0 | 0 | 0 | 0 | 0 | 0 | 0 | 0 | 0 | 0
Tuesday | 9 | 6 | 22 | 5974 | 0 | 0 | 0 | 0 | 0 | 0 | 0 | 0 | 0 | 0 | 0 | 0 | 0 | 0 | 0 | 0 | 0 | 0 | 0 | 0 | 0 |  | 0 | 0 | 0 | 0 | 0 | 0 | 0 | 0 |  |  |  |  | 0 | 0 | 0 | 0 | 0 | 0 | 1 | 0 |  | 1 | 1 | 1 | 1 | #VALUE! | #VALUE! | 0 | 0 | 0 | 0 | 0 | 0 | 0 | 0 | 0 | 0 | 0 | 0 | 0 | 0 | 0 | 0 | 0 | 0 | 0 | 0 | 0 | 0 | 0 | 0 | 0
Tuesday | 9 | 6 | 23 | 5975 | 0 | 0 | 0 | 0 | 0 | 0 | 0 | 0 | 0 | 0 | 0 | 0 | 0 | 0 | 0 | 0 | 0 | 0 | 0 | 0 | 0 |  | 0 | 0 | 0 | 0 | 0 | 0 | 0 | 0 |  |  |  |  | 0 | 0 | 0 | 0 | 0 | 0 | 0 | 1 |  | 1 | 1 | 1 | 1 | 1 | 1 | 0 | 0 | 0 | 0 | 0 | 0 | 0 | 0 | 0 | 0 | 0 | 0 | 0 | 0 | 0 | 0 | 0 | 0 | 0 | 0 | 0 | 0 | 0 | 0 | 0
Tuesday | 9 | 6 | 24 | 5976 | 0 | 0 | 0 | 0 | 0 | 0 | 0 | 0 | 0 | 0 | 0 | 0 | 0 | 0 | 0 | 0 | 0 | 0 | 0 | 0 | 0 |  | 0 | 0 | 0 | 0 | 0 | 0 | 0 | 0 |  |  |  |  | 0 | 0 | 0 | 0 | 0 | 0 | 0 | 1 |  | 1 | 1 | 1 | 1 | 1 | 1 | 0 | 0 | 0 | 0 | 0 | 0 | 0 | 0 | 0 | 0 | 0 | 0 | 0 | 0 | 0 | 0 | 0 | 0 | 0 | 0 | 0 | 0 | 0 | 0 | 0
Wednesday | 9 | 7 | 1 | 5977 | 0 | 0 | 0 | 0 | 0 | 0 | 0 | 0 | 0 | 0 | 0 | 0 | 0 | 0 | 0 | 0 | 0 | 0 | 0 | 0 | 0 |  | 0 | 0 | 0 | 0 | 0 | 0 | 0 | 0 |  |  |  |  | 0 | 0 | 0 | 0 | 0 | 0 | 0 | 1 |  | 1 | 1 | 1 | 1 | 1 | 1 | 0 | 0 | 0 | 0 | 0 | 0 | 0 | 0 | 0 | 0 | 0 | 0 | 0 | 0 | 0 | 0 | 0 | 0 | 0 | 0 | 0 | 0 | 0 | 0 | 0
Wednesday | 9 | 7 | 2 | 5978 | 0 | 0 | 0 | 0 | 0 | 0 | 0 | 0 | 0 | 0 | 0 | 0 | 0 | 0 | 0 | 0 | 0 | 0 | 0 | 0 | 0 |  | 0 | 0 | 0 | 0 | 0 | 0 | 0 | 0 |  |  |  |  | 0 | 0 | 0 | 0 | 0 | 0 | 0 | 1 |  | 1 | 1 | 1 | 1 | 1 | 1 | 0 | 0 | 0 | 0 | 0 | 0 | 0 | 0 | 0 | 0 | 0 | 0 | 0 | 0 | 0 | 0 | 0 | 0 | 0 | 0 | 0 | 0 | 0 | 0 | 0
Wednesday | 9 | 7 | 3 | 5979 | 0 | 0 | 0 | 0 | 0 | 0 | 0 | 0 | 0 | 0 | 0 | 0 | 0 | 0 | 0 | 0 | 0 | 0 | 0 | 0 | 0 |  | 0 | 0 | 0 | 0 | 0 | 0 | 0 | 0 |  |  |  |  | 0 | 0 | 0 | 0 | 0 | 0 | 0 | 1 |  | 1 | 1 | 1 | 1 | 1 | 1 | 0 | 0 | 0 | 0 | 0 | 0 | 0 | 0 | 0 | 0 | 0 | 0 | 0 | 0 | 0 | 0 | 0 | 0 | 0 | 0 | 0 | 0 | 0 | 0 | 0
Wednesday | 9 | 7 | 4 | 5980 | 0 | 0 | 0 | 0 | 0 | 0 | 0 | 0 | 0 | 0 | 0 | 0 | 0 | 0 | 0 | 0 | 0 | 0 | 0 | 0 | 0 |  | 0 | 0 | 0 | 0 | 0 | 0 | 0 | 0 |  |  |  |  | 0 | 0 | 0 | 0 | 0 | 0 | 0 | 1 |  | 1 | 1 | 1 | 1 | 1 | 1 | 0 | 0 | 0 | 0 | 0 | 0 | 0 | 0 | 0 | 0 | 0 | 0 | 0 | 0 | 0 | 0 | 0 | 0 | 0 | 0 | 0 | 0 | 0 | 0 | 0
Wednesday | 9 | 7 | 5 | 5981 | 0 | 0 | 0 | 0 | 0 | 0 | 0 | 0 | 0 | 0 | 0 | 0 | 0 | 0 | 0 | 0 | 0 | 0 | 0 | 0 | 0 |  | 0 | 0 | 0 | 0 | 0 | 0 | 0 | 0 |  |  |  |  | 0 | 0 | 0 | 0 | 0 | 0 | 0 | 1 |  | 1 | 1 | 1 | 1 | 1 | 1 | 0 | 0 | 0 | 0 | 0 | 0 | 0 | 0 | 0 | 0 | 0 | 0 | 0 | 0 | 0 | 0 | 0 | 0 | 0 | 0 | 0 | 0 | 0 | 0 | 0
Wednesday | 9 | 7 | 6 | 5982 | 0 | 0 | 0 | 0 | 0 | 0 | 0 | 0 | 0 | 0 | 0 | 0 | 0 | 0 | 0 | 0 | 0 | 0 | 0 | 0 | 0 |  | 0 | 0 | 0 | 0 | 0 | 0 | 0 | 0 |  |  |  |  | 0 | 0 | 0 | 0 | 0 | 0 | 0 | 1 |  | 1 | 1 | 1 | 1 | 1 | 1 | 0 | 0 | 0 | 0 | 0 | 0 | 0 | 0 | 0 | 0 | 0 | 0 | 0 | 0 | 0 | 0 | 0 | 0 | 0 | 0 | 0 | 0 | 0 | 0 | 0
Wednesday | 9 | 7 | 7 | 5983 | 0 | 0 | 0 | 0 | 0 | 0 | 0 | 0 | 0 | 0 | 0 | 0 | 0 | 0 | 0 | 0 | 0 | 0 | 0 | 0 | 0 |  | 0 | 0 | 0 | 0 | 0 | 0 | 0 | 0 |  |  |  |  | 0 | 0 | 0 | 0 | 0 | 0 | 0 | 1 |  | 1 | 1 | 1 | 1 | 1 | 1 | 0 | 0 | 0 | 0 | 0 | 0 | 0 | 0 | 0 | 0 | 0 | 0 | 0 | 0 | 0 | 0 | 0 | 0 | 0 | 0 | 0 | 0 | 0 | 0 | 0
Wednesday | 9 | 7 | 8 | 5984 | 0 | 0 | 0 | 0 | 0 | 0 | 0 | 0 | 0 | 0 | 0 | 0 | 0 | 0 | 0 | 0 | 0 | 0 | 0 | 0 | 0 |  | 0 | 0 | 0 | 0 | 0 | 0 | 0 | 0 |  |  |  |  | 0 | 0 | 0 | 0 | 0 | 0 | 1 | 0 |  | 1 | 1 | 1 | 1 | #VALUE! | #VALUE! | 0 | 0 | 0 | 0 | 0 | 0 | 0 | 0 | 0 | 0 | 0 | 0 | 0 | 0 | 0 | 0 | 0 | 0 | 0 | 0 | 0 | 0 | 0 | 0 | 0
Wednesday | 9 | 7 | 9 | 5985 | 0 | 0 | 0 | 0 | 0 | 0 | 0 | 0 | 0 | 0 | 0 | 0 | 0 | 0 | 0 | 0 | 0 | 0 | 0 | 0 | 0 |  | 0 | 0 | 0 | 0 | 0 | 0 | 0 | 0 |  |  |  |  | 0 | 0 | 0 | 0 | 0 | 0 | 1 | 0 |  | 1 | 1 | 1 | 1 | #VALUE! | #VALUE! | 0 | 0 | 0 | 0 | 0 | 0 | 0 | 0 | 0 | 0 | 0 | 0 | 0 | 0 | 0 | 0 | 0 | 0 | 0 | 0 | 0 | 0 | 0 | 0 | 0
Wednesday | 9 | 7 | 10 | 5986 | 0 | 0 | 0 | 0 | 0 | 0 | 0 | 0 | 0 | 0 | 0 | 0 | 0 | 0 | 0 | 0 | 0 | 0 | 0 | 0 | 0 |  | 0 | 0 | 0 | 0 | 0 | 0 | 0 | 0 |  |  |  |  | 0 | 0 | 0 | 0 | 0 | 0 | 1 | 0 |  | 1 | 1 | 1 | 1 | #VALUE! | #VALUE! | 0 | 0 | 0 | 0 | 0 | 0 | 0 | 0 | 0 | 0 | 0 | 0 | 0 | 0 | 0 | 0 | 0 | 0 | 0 | 0 | 0 | 0 | 0 | 0 | 0
Wednesday | 9 | 7 | 11 | 5987 | 0 | 0 | 0 | 0 | 0 | 0 | 0 | 0 | 0 | 0 | 0 | 0 | 0 | 0 | 0 | 0 | 0 | 0 | 0 | 0 | 0 |  | 0 | 0 | 0 | 0 | 0 | 0 | 0 | 0 |  |  |  |  | 0 | 0 | 0 | 0 | 0 | 0 | 1 | 0 |  | 1 | 1 | 1 | 1 | #VALUE! | #VALUE! | 0 | 0 | 0 | 0 | 0 | 0 | 0 | 0 | 0 | 0 | 0 | 0 | 0 | 0 | 0 | 0 | 0 | 0 | 0 | 0 | 0 | 0 | 0 | 0 | 0
Wednesday | 9 | 7 | 12 | 5988 | 0 | 0 | 0 | 0 | 0 | 0 | 0 | 0 | 0 | 0 | 0 | 0 | 0 | 0 | 0 | 0 | 0 | 0 | 0 | 0 | 0 |  | 0 | 0 | 0 | 0 | 0 | 0 | 0 | 0 |  |  |  |  | 0 | 0 | 0 | 0 | 0 | 0 | 1 | 0 |  | 1 | 1 | 1 | 1 | #VALUE! | #VALUE! | 0 | 0 | 0 | 0 | 0 | 0 | 0 | 0 | 0 | 0 | 0 | 0 | 0 | 0 | 0 | 0 | 0 | 0 | 0 | 0 | 0 | 0 | 0 | 0 | 0
Wednesday | 9 | 7 | 13 | 5989 | 0 | 0 | 0 | 0 | 0 | 0 | 0 | 0 | 0 | 0 | 0 | 0 | 0 | 0 | 0 | 0 | 0 | 0 | 0 | 0 | 0 |  | 0 | 0 | 0 | 0 | 0 | 0 | 0 | 0 |  |  |  |  | 0 | 0 | 0 | 0 | 0 | 0 | 1 | 0 |  | 1 | 1 | 1 | 1 | #VALUE! | #VALUE! | 0 | 0 | 0 | 0 | 0 | 0 | 0 | 0 | 0 | 0 | 0 | 0 | 0 | 0 | 0 | 0 | 0 | 0 | 0 | 0 | 0 | 0 | 0 | 0 | 0
Wednesday | 9 | 7 | 14 | 5990 | 0 | 0 | 0 | 0 | 0 | 0 | 0 | 0 | 0 | 0 | 0 | 0 | 0 | 0 | 0 | 0 | 0 | 0 | 0 | 0 | 0 |  | 0 | 0 | 0 | 0 | 0 | 0 | 0 | 0 |  |  |  |  | 0 | 0 | 0 | 0 | 0 | 0 | 1 | 0 |  | 1 | 1 | 1 | 1 | #VALUE! | #VALUE! | 0 | 0 | 0 | 0 | 0 | 0 | 0 | 0 | 0 | 0 | 0 | 0 | 0 | 0 | 0 | 0 | 0 | 0 | 0 | 0 | 0 | 0 | 0 | 0 | 0
Wednesday | 9 | 7 | 15 | 5991 | 0 | 0 | 0 | 0 | 0 | 0 | 0 | 0 | 0 | 0 | 0 | 0 | 0 | 0 | 0 | 0 | 0 | 0 | 0 | 0 | 0 |  | 0 | 0 | 0 | 0 | 0 | 0 | 0 | 0 |  |  |  |  | 0 | 0 | 0 | 0 | 0 | 0 | 1 | 0 |  | 1 | 1 | 1 | 1 | #VALUE! | #VALUE! | 0 | 0 | 0 | 0 | 0 | 0 | 0 | 0 | 0 | 0 | 0 | 0 | 0 | 0 | 0 | 0 | 0 | 0 | 0 | 0 | 0 | 0 | 0 | 0 | 0
Wednesday | 9 | 7 | 16 | 5992 | 0 | 0 | 0 | 0 | 0 | 0 | 0 | 0 | 0 | 0 | 0 | 0 | 0 | 0 | 0 | 0 | 0 | 0 | 0 | 0 | 0 |  | 0 | 0 | 0 | 0 | 0 | 0 | 0 | 0 |  |  |  |  | 0 | 0 | 0 | 0 | 0 | 0 | 1 | 0 |  | 1 | 1 | 1 | 1 | #VALUE! | #VALUE! | 0 | 0 | 0 | 0 | 0 | 0 | 0 | 0 | 0 | 0 | 0 | 0 | 0 | 0 | 0 | 0 | 0 | 0 | 0 | 0 | 0 | 0 | 0 | 0 | 0
Wednesday | 9 | 7 | 17 | 5993 | 0 | 0 | 0 | 0 | 0 | 0 | 0 | 0 | 0 | 0 | 0 | 0 | 0 | 0 | 0 | 0 | 0 | 0 | 0 | 0 | 0 |  | 0 | 0 | 0 | 0 | 0 | 0 | 0 | 0 |  |  |  |  | 0 | 0 | 0 | 0 | 0 | 0 | 1 | 0 |  | 1 | 1 | 1 | 1 | #VALUE! | #VALUE! | 0 | 0 | 0 | 0 | 0 | 0 | 0 | 0 | 0 | 0 | 0 | 0 | 0 | 0 | 0 | 0 | 0 | 0 | 0 | 0 | 0 | 0 | 0 | 0 | 0
Wednesday | 9 | 7 | 18 | 5994 | 0 | 0 | 0 | 0 | 0 | 0 | 0 | 0 | 0 | 0 | 0 | 0 | 0 | 0 | 0 | 0 | 0 | 0 | 0 | 0 | 0 |  | 0 | 0 | 0 | 0 | 0 | 0 | 0 | 0 |  |  |  |  | 0 | 0 | 0 | 0 | 0 | 0 | 1 | 0 |  | 1 | 1 | 1 | 1 | #VALUE! | #VALUE! | 0 | 0 | 0 | 0 | 0 | 0 | 0 | 0 | 0 | 0 | 0 | 0 | 0 | 0 | 0 | 0 | 0 | 0 | 0 | 0 | 0 | 0 | 0 | 0 | 0
Wednesday | 9 | 7 | 19 | 5995 | 0 | 0 | 0 | 0 | 0 | 0 | 0 | 0 | 0 | 0 | 0 | 0 | 0 | 0 | 0 | 0 | 0 | 0 | 0 | 0 | 0 |  | 0 | 0 | 0 | 0 | 0 | 0 | 0 | 0 |  |  |  |  | 0 | 0 | 0 | 0 | 0 | 0 | 1 | 0 |  | 1 | 1 | 1 | 1 | #VALUE! | #VALUE! | 0 | 0 | 0 | 0 | 0 | 0 | 0 | 0 | 0 | 0 | 0 | 0 | 0 | 0 | 0 | 0 | 0 | 0 | 0 | 0 | 0 | 0 | 0 | 0 | 0
Wednesday | 9 | 7 | 20 | 5996 | 0 | 0 | 0 | 0 | 0 | 0 | 0 | 0 | 0 | 0 | 0 | 0 | 0 | 0 | 0 | 0 | 0 | 0 | 0 | 0 | 0 |  | 0 | 0 | 0 | 0 | 0 | 0 | 0 | 0 |  |  |  |  | 0 | 0 | 0 | 0 | 0 | 0 | 1 | 0 |  | 1 | 1 | 1 | 1 | #VALUE! | #VALUE! | 0 | 0 | 0 | 0 | 0 | 0 | 0 | 0 | 0 | 0 | 0 | 0 | 0 | 0 | 0 | 0 | 0 | 0 | 0 | 0 | 0 | 0 | 0 | 0 | 0
Wednesday | 9 | 7 | 21 | 5997 | 0 | 0 | 0 | 0 | 0 | 0 | 0 | 0 | 0 | 0 | 0 | 0 | 0 | 0 | 0 | 0 | 0 | 0 | 0 | 0 | 0 |  | 0 | 0 | 0 | 0 | 0 | 0 | 0 | 0 |  |  |  |  | 0 | 0 | 0 | 0 | 0 | 0 | 1 | 0 |  | 1 | 1 | 1 | 1 | #VALUE! | #VALUE! | 0 | 0 | 0 | 0 | 0 | 0 | 0 | 0 | 0 | 0 | 0 | 0 | 0 | 0 | 0 | 0 | 0 | 0 | 0 | 0 | 0 | 0 | 0 | 0 | 0
Wednesday | 9 | 7 | 22 | 5998 | 0 | 0 | 0 | 0 | 0 | 0 | 0 | 0 | 0 | 0 | 0 | 0 | 0 | 0 | 0 | 0 | 0 | 0 | 0 | 0 | 0 |  | 0 | 0 | 0 | 0 | 0 | 0 | 0 | 0 |  |  |  |  | 0 | 0 | 0 | 0 | 0 | 0 | 1 | 0 |  | 1 | 1 | 1 | 1 | #VALUE! | #VALUE! | 0 | 0 | 0 | 0 | 0 | 0 | 0 | 0 | 0 | 0 | 0 | 0 | 0 | 0 | 0 | 0 | 0 | 0 | 0 | 0 | 0 | 0 | 0 | 0 | 0
Wednesday | 9 | 7 | 23 | 5999 | 0 | 0 | 0 | 0 | 0 | 0 | 0 | 0 | 0 | 0 | 0 | 0 | 0 | 0 | 0 | 0 | 0 | 0 | 0 | 0 | 0 |  | 0 | 0 | 0 | 0 | 0 | 0 | 0 | 0 |  |  |  |  | 0 | 0 | 0 | 0 | 0 | 0 | 0 | 1 |  | 1 | 1 | 1 | 1 | 1 | 1 | 0 | 0 | 0 | 0 | 0 | 0 | 0 | 0 | 0 | 0 | 0 | 0 | 0 | 0 | 0 | 0 | 0 | 0 | 0 | 0 | 0 | 0 | 0 | 0 | 0
Wednesday | 9 | 7 | 24 | 6000 | 0 | 0 | 0 | 0 | 0 | 0 | 0 | 0 | 0 | 0 | 0 | 0 | 0 | 0 | 0 | 0 | 0 | 0 | 0 | 0 | 0 |  | 0 | 0 | 0 | 0 | 0 | 0 | 0 | 0 |  |  |  |  | 0 | 0 | 0 | 0 | 0 | 0 | 0 | 1 |  | 1 | 1 | 1 | 1 | 1 | 1 | 0 | 0 | 0 | 0 | 0 | 0 | 0 | 0 | 0 | 0 | 0 | 0 | 0 | 0 | 0 | 0 | 0 | 0 | 0 | 0 | 0 | 0 | 0 | 0 | 0
Thursday | 9 | 8 | 1 | 6001 | 0 | 0 | 0 | 0 | 0 | 0 | 0 | 0 | 0 | 0 | 0 | 0 | 0 | 0 | 0 | 0 | 0 | 0 | 0 | 0 | 0 |  | 0 | 0 | 0 | 0 | 0 | 0 | 0 | 0 |  |  |  |  | 0 | 0 | 0 | 0 | 0 | 0 | 0 | 1 |  | 1 | 1 | 1 | 1 | 1 | 1 | 0 | 0 | 0 | 0 | 0 | 0 | 0 | 0 | 0 | 0 | 0 | 0 | 0 | 0 | 0 | 0 | 0 | 0 | 0 | 0 | 0 | 0 | 0 | 0 | 0
Thursday | 9 | 8 | 2 | 6002 | 0 | 0 | 0 | 0 | 0 | 0 | 0 | 0 | 0 | 0 | 0 | 0 | 0 | 0 | 0 | 0 | 0 | 0 | 0 | 0 | 0 |  | 0 | 0 | 0 | 0 | 0 | 0 | 0 | 0 |  |  |  |  | 0 | 0 | 0 | 0 | 0 | 0 | 0 | 1 |  | 1 | 1 | 1 | 1 | 1 | 1 | 0 | 0 | 0 | 0 | 0 | 0 | 0 | 0 | 0 | 0 | 0 | 0 | 0 | 0 | 0 | 0 | 0 | 0 | 0 | 0 | 0 | 0 | 0 | 0 | 0
Thursday | 9 | 8 | 3 | 6003 | 0 | 0 | 0 | 0 | 0 | 0 | 0 | 0 | 0 | 0 | 0 | 0 | 0 | 0 | 0 | 0 | 0 | 0 | 0 | 0 | 0 |  | 0 | 0 | 0 | 0 | 0 | 0 | 0 | 0 |  |  |  |  | 0 | 0 | 0 | 0 | 0 | 0 | 0 | 1 |  | 1 | 1 | 1 | 1 | 1 | 1 | 0 | 0 | 0 | 0 | 0 | 0 | 0 | 0 | 0 | 0 | 0 | 0 | 0 | 0 | 0 | 0 | 0 | 0 | 0 | 0 | 0 | 0 | 0 | 0 | 0
Thursday | 9 | 8 | 4 | 6004 | 0 | 0 | 0 | 0 | 0 | 0 | 0 | 0 | 0 | 0 | 0 | 0 | 0 | 0 | 0 | 0 | 0 | 0 | 0 | 0 | 0 |  | 0 | 0 | 0 | 0 | 0 | 0 | 0 | 0 |  |  |  |  | 0 | 0 | 0 | 0 | 0 | 0 | 0 | 1 |  | 1 | 1 | 1 | 1 | 1 | 1 | 0 | 0 | 0 | 0 | 0 | 0 | 0 | 0 | 0 | 0 | 0 | 0 | 0 | 0 | 0 | 0 | 0 | 0 | 0 | 0 | 0 | 0 | 0 | 0 | 0
Thursday | 9 | 8 | 5 | 6005 | 0 | 0 | 0 | 0 | 0 | 0 | 0 | 0 | 0 | 0 | 0 | 0 | 0 | 0 | 0 | 0 | 0 | 0 | 0 | 0 | 0 |  | 0 | 0 | 0 | 0 | 0 | 0 | 0 | 0 |  |  |  |  | 0 | 0 | 0 | 0 | 0 | 0 | 0 | 1 |  | 1 | 1 | 1 | 1 | 1 | 1 | 0 | 0 | 0 | 0 | 0 | 0 | 0 | 0 | 0 | 0 | 0 | 0 | 0 | 0 | 0 | 0 | 0 | 0 | 0 | 0 | 0 | 0 | 0 | 0 | 0
Thursday | 9 | 8 | 6 | 6006 | 0 | 0 | 0 | 0 | 0 | 0 | 0 | 0 | 0 | 0 | 0 | 0 | 0 | 0 | 0 | 0 | 0 | 0 | 0 | 0 | 0 |  | 0 | 0 | 0 | 0 | 0 | 0 | 0 | 0 |  |  |  |  | 0 | 0 | 0 | 0 | 0 | 0 | 0 | 1 |  | 1 | 1 | 1 | 1 | 1 | 1 | 0 | 0 | 0 | 0 | 0 | 0 | 0 | 0 | 0 | 0 | 0 | 0 | 0 | 0 | 0 | 0 | 0 | 0 | 0 | 0 | 0 | 0 | 0 | 0 | 0
Thursday | 9 | 8 | 7 | 6007 | 0 | 0 | 0 | 0 | 0 | 0 | 0 | 0 | 0 | 0 | 0 | 0 | 0 | 0 | 0 | 0 | 0 | 0 | 0 | 0 | 0 |  | 0 | 0 | 0 | 0 | 0 | 0 | 0 | 0 |  |  |  |  | 0 | 0 | 0 | 0 | 0 | 0 | 0 | 1 |  | 1 | 1 | 1 | 1 | 1 | 1 | 0 | 0 | 0 | 0 | 0 | 0 | 0 | 0 | 0 | 0 | 0 | 0 | 0 | 0 | 0 | 0 | 0 | 0 | 0 | 0 | 0 | 0 | 0 | 0 | 0
Thursday | 9 | 8 | 8 | 6008 | 0 | 0 | 0 | 0 | 0 | 0 | 0 | 0 | 0 | 0 | 0 | 0 | 0 | 0 | 0 | 0 | 0 | 0 | 0 | 0 | 0 |  | 0 | 0 | 0 | 0 | 0 | 0 | 0 | 0 |  |  |  |  | 0 | 0 | 0 | 0 | 0 | 0 | 1 | 0 |  | 1 | 1 | 1 | 1 | #VALUE! | #VALUE! | 0 | 0 | 0 | 0 | 0 | 0 | 0 | 0 | 0 | 0 | 0 | 0 | 0 | 0 | 0 | 0 | 0 | 0 | 0 | 0 | 0 | 0 | 0 | 0 | 0
Thursday | 9 | 8 | 9 | 6009 | 0 | 0 | 0 | 0 | 0 | 0 | 0 | 0 | 0 | 0 | 0 | 0 | 0 | 0 | 0 | 0 | 0 | 0 | 0 | 0 | 0 |  | 0 | 0 | 0 | 0 | 0 | 0 | 0 | 0 |  |  |  |  | 0 | 0 | 0 | 0 | 0 | 0 | 1 | 0 |  | 1 | 1 | 1 | 1 | #VALUE! | #VALUE! | 0 | 0 | 0 | 0 | 0 | 0 | 0 | 0 | 0 | 0 | 0 | 0 | 0 | 0 | 0 | 0 | 0 | 0 | 0 | 0 | 0 | 0 | 0 | 0 | 0
Thursday | 9 | 8 | 10 | 6010 | 0 | 0 | 0 | 0 | 0 | 0 | 0 | 0 | 0 | 0 | 0 | 0 | 0 | 0 | 0 | 0 | 0 | 0 | 0 | 0 | 0 |  | 0 | 0 | 0 | 0 | 0 | 0 | 0 | 0 |  |  |  |  | 0 | 0 | 0 | 0 | 0 | 0 | 1 | 0 |  | 1 | 1 | 1 | 1 | #VALUE! | #VALUE! | 0 | 0 | 0 | 0 | 0 | 0 | 0 | 0 | 0 | 0 | 0 | 0 | 0 | 0 | 0 | 0 | 0 | 0 | 0 | 0 | 0 | 0 | 0 | 0 | 0
Thursday | 9 | 8 | 11 | 6011 | 0 | 0 | 0 | 0 | 0 | 0 | 0 | 0 | 0 | 0 | 0 | 0 | 0 | 0 | 0 | 0 | 0 | 0 | 0 | 0 | 0 |  | 0 | 0 | 0 | 0 | 0 | 0 | 0 | 0 |  |  |  |  | 0 | 0 | 0 | 0 | 0 | 0 | 1 | 0 |  | 1 | 1 | 1 | 1 | #VALUE! | #VALUE! | 0 | 0 | 0 | 0 | 0 | 0 | 0 | 0 | 0 | 0 | 0 | 0 | 0 | 0 | 0 | 0 | 0 | 0 | 0 | 0 | 0 | 0 | 0 | 0 | 0
Thursday | 9 | 8 | 12 | 6012 | 0 | 0 | 0 | 0 | 0 | 0 | 0 | 0 | 0 | 0 | 0 | 0 | 0 | 0 | 0 | 0 | 0 | 0 | 0 | 0 | 0 |  | 0 | 0 | 0 | 0 | 0 | 0 | 0 | 0 |  |  |  |  | 0 | 0 | 0 | 0 | 0 | 0 | 1 | 0 |  | 1 | 1 | 1 | 1 | #VALUE! | #VALUE! | 0 | 0 | 0 | 0 | 0 | 0 | 0 | 0 | 0 | 0 | 0 | 0 | 0 | 0 | 0 | 0 | 0 | 0 | 0 | 0 | 0 | 0 | 0 | 0 | 0
Thursday | 9 | 8 | 13 | 6013 | 0 | 0 | 0 | 0 | 0 | 0 | 0 | 0 | 0 | 0 | 0 | 0 | 0 | 0 | 0 | 0 | 0 | 0 | 0 | 0 | 0 |  | 0 | 0 | 0 | 0 | 0 | 0 | 0 | 0 |  |  |  |  | 0 | 0 | 0 | 0 | 0 | 0 | 1 | 0 |  | 1 | 1 | 1 | 1 | #VALUE! | #VALUE! | 0 | 0 | 0 | 0 | 0 | 0 | 0 | 0 | 0 | 0 | 0 | 0 | 0 | 0 | 0 | 0 | 0 | 0 | 0 | 0 | 0 | 0 | 0 | 0 | 0
Thursday | 9 | 8 | 14 | 6014 | 0 | 0 | 0 | 0 | 0 | 0 | 0 | 0 | 0 | 0 | 0 | 0 | 0 | 0 | 0 | 0 | 0 | 0 | 0 | 0 | 0 |  | 0 | 0 | 0 | 0 | 0 | 0 | 0 | 0 |  |  |  |  | 0 | 0 | 0 | 0 | 0 | 0 | 1 | 0 |  | 1 | 1 | 1 | 1 | #VALUE! | #VALUE! | 0 | 0 | 0 | 0 | 0 | 0 | 0 | 0 | 0 | 0 | 0 | 0 | 0 | 0 | 0 | 0 | 0 | 0 | 0 | 0 | 0 | 0 | 0 | 0 | 0
Thursday | 9 | 8 | 15 | 6015 | 0 | 0 | 0 | 0 | 0 | 0 | 0 | 0 | 0 | 0 | 0 | 0 | 0 | 0 | 0 | 0 | 0 | 0 | 0 | 0 | 0 |  | 0 | 0 | 0 | 0 | 0 | 0 | 0 | 0 |  |  |  |  | 0 | 0 | 0 | 0 | 0 | 0 | 1 | 0 |  | 1 | 1 | 1 | 1 | #VALUE! | #VALUE! | 0 | 0 | 0 | 0 | 0 | 0 | 0 | 0 | 0 | 0 | 0 | 0 | 0 | 0 | 0 | 0 | 0 | 0 | 0 | 0 | 0 | 0 | 0 | 0 | 0
Thursday | 9 | 8 | 16 | 6016 | 0 | 0 | 0 | 0 | 0 | 0 | 0 | 0 | 0 | 0 | 0 | 0 | 0 | 0 | 0 | 0 | 0 | 0 | 0 | 0 | 0 |  | 0 | 0 | 0 | 0 | 0 | 0 | 0 | 0 |  |  |  |  | 0 | 0 | 0 | 0 | 0 | 0 | 1 | 0 |  | 1 | 1 | 1 | 1 | #VALUE! | #VALUE! | 0 | 0 | 0 | 0 | 0 | 0 | 0 | 0 | 0 | 0 | 0 | 0 | 0 | 0 | 0 | 0 | 0 | 0 | 0 | 0 | 0 | 0 | 0 | 0 | 0
Thursday | 9 | 8 | 17 | 6017 | 0 | 0 | 0 | 0 | 0 | 0 | 0 | 0 | 0 | 0 | 0 | 0 | 0 | 0 | 0 | 0 | 0 | 0 | 0 | 0 | 0 |  | 0 | 0 | 0 | 0 | 0 | 0 | 0 | 0 |  |  |  |  | 0 | 0 | 0 | 0 | 0 | 0 | 1 | 0 |  | 1 | 1 | 1 | 1 | #VALUE! | #VALUE! | 0 | 0 | 0 | 0 | 0 | 0 | 0 | 0 | 0 | 0 | 0 | 0 | 0 | 0 | 0 | 0 | 0 | 0 | 0 | 0 | 0 | 0 | 0 | 0 | 0
Thursday | 9 | 8 | 18 | 6018 | 0 | 0 | 0 | 0 | 0 | 0 | 0 | 0 | 0 | 0 | 0 | 0 | 0 | 0 | 0 | 0 | 0 | 0 | 0 | 0 | 0 |  | 0 | 0 | 0 | 0 | 0 | 0 | 0 | 0 |  |  |  |  | 0 | 0 | 0 | 0 | 0 | 0 | 1 | 0 |  | 1 | 1 | 1 | 1 | #VALUE! | #VALUE! | 0 | 0 | 0 | 0 | 0 | 0 | 0 | 0 | 0 | 0 | 0 | 0 | 0 | 0 | 0 | 0 | 0 | 0 | 0 | 0 | 0 | 0 | 0 | 0 | 0
Thursday | 9 | 8 | 19 | 6019 | 0 | 0 | 0 | 0 | 0 | 0 | 0 | 0 | 0 | 0 | 0 | 0 | 0 | 0 | 0 | 0 | 0 | 0 | 0 | 0 | 0 |  | 0 | 0 | 0 | 0 | 0 | 0 | 0 | 0 |  |  |  |  | 0 | 0 | 0 | 0 | 0 | 0 | 1 | 0 |  | 1 | 1 | 1 | 1 | #VALUE! | #VALUE! | 0 | 0 | 0 | 0 | 0 | 0 | 0 | 0 | 0 | 0 | 0 | 0 | 0 | 0 | 0 | 0 | 0 | 0 | 0 | 0 | 0 | 0 | 0 | 0 | 0
Thursday | 9 | 8 | 20 | 6020 | 0 | 0 | 0 | 0 | 0 | 0 | 0 | 0 | 0 | 0 | 0 | 0 | 0 | 0 | 0 | 0 | 0 | 0 | 0 | 0 | 0 |  | 0 | 0 | 0 | 0 | 0 | 0 | 0 | 0 |  |  |  |  | 0 | 0 | 0 | 0 | 0 | 0 | 1 | 0 |  | 1 | 1 | 1 | 1 | #VALUE! | #VALUE! | 0 | 0 | 0 | 0 | 0 | 0 | 0 | 0 | 0 | 0 | 0 | 0 | 0 | 0 | 0 | 0 | 0 | 0 | 0 | 0 | 0 | 0 | 0 | 0 | 0
Thursday | 9 | 8 | 21 | 6021 | 0 | 0 | 0 | 0 | 0 | 0 | 0 | 0 | 0 | 0 | 0 | 0 | 0 | 0 | 0 | 0 | 0 | 0 | 0 | 0 | 0 |  | 0 | 0 | 0 | 0 | 0 | 0 | 0 | 0 |  |  |  |  | 0 | 0 | 0 | 0 | 0 | 0 | 1 | 0 |  | 1 | 1 | 1 | 1 | #VALUE! | #VALUE! | 0 | 0 | 0 | 0 | 0 | 0 | 0 | 0 | 0 | 0 | 0 | 0 | 0 | 0 | 0 | 0 | 0 | 0 | 0 | 0 | 0 | 0 | 0 | 0 | 0
Thursday | 9 | 8 | 22 | 6022 | 0 | 0 | 0 | 0 | 0 | 0 | 0 | 0 | 0 | 0 | 0 | 0 | 0 | 0 | 0 | 0 | 0 | 0 | 0 | 0 | 0 |  | 0 | 0 | 0 | 0 | 0 | 0 | 0 | 0 |  |  |  |  | 0 | 0 | 0 | 0 | 0 | 0 | 1 | 0 |  | 1 | 1 | 1 | 1 | #VALUE! | #VALUE! | 0 | 0 | 0 | 0 | 0 | 0 | 0 | 0 | 0 | 0 | 0 | 0 | 0 | 0 | 0 | 0 | 0 | 0 | 0 | 0 | 0 | 0 | 0 | 0 | 0
Thursday | 9 | 8 | 23 | 6023 | 0 | 0 | 0 | 0 | 0 | 0 | 0 | 0 | 0 | 0 | 0 | 0 | 0 | 0 | 0 | 0 | 0 | 0 | 0 | 0 | 0 |  | 0 | 0 | 0 | 0 | 0 | 0 | 0 | 0 |  |  |  |  | 0 | 0 | 0 | 0 | 0 | 0 | 0 | 1 |  | 1 | 1 | 1 | 1 | 1 | 1 | 0 | 0 | 0 | 0 | 0 | 0 | 0 | 0 | 0 | 0 | 0 | 0 | 0 | 0 | 0 | 0 | 0 | 0 | 0 | 0 | 0 | 0 | 0 | 0 | 0
Thursday | 9 | 8 | 24 | 6024 | 0 | 0 | 0 | 0 | 0 | 0 | 0 | 0 | 0 | 0 | 0 | 0 | 0 | 0 | 0 | 0 | 0 | 0 | 0 | 0 | 0 |  | 0 | 0 | 0 | 0 | 0 | 0 | 0 | 0 |  |  |  |  | 0 | 0 | 0 | 0 | 0 | 0 | 0 | 1 |  | 1 | 1 | 1 | 1 | 1 | 1 | 0 | 0 | 0 | 0 | 0 | 0 | 0 | 0 | 0 | 0 | 0 | 0 | 0 | 0 | 0 | 0 | 0 | 0 | 0 | 0 | 0 | 0 | 0 | 0 | 0
Friday | 9 | 9 | 1 | 6025 | 0 | 0 | 0 | 0 | 0 | 0 | 0 | 0 | 0 | 0 | 0 | 0 | 0 | 0 | 0 | 0 | 0 | 0 | 0 | 0 | 0 |  | 0 | 0 | 0 | 0 | 0 | 0 | 0 | 0 |  |  |  |  | 0 | 0 | 0 | 0 | 0 | 0 | 0 | 1 |  | 1 | 1 | 1 | 1 | 1 | 1 | 0 | 0 | 0 | 0 | 0 | 0 | 0 | 0 | 0 | 0 | 0 | 0 | 0 | 0 | 0 | 0 | 0 | 0 | 0 | 0 | 0 | 0 | 0 | 0 | 0
Friday | 9 | 9 | 2 | 6026 | 0 | 0 | 0 | 0 | 0 | 0 | 0 | 0 | 0 | 0 | 0 | 0 | 0 | 0 | 0 | 0 | 0 | 0 | 0 | 0 | 0 |  | 0 | 0 | 0 | 0 | 0 | 0 | 0 | 0 |  |  |  |  | 0 | 0 | 0 | 0 | 0 | 0 | 0 | 1 |  | 1 | 1 | 1 | 1 | 1 | 1 | 0 | 0 | 0 | 0 | 0 | 0 | 0 | 0 | 0 | 0 | 0 | 0 | 0 | 0 | 0 | 0 | 0 | 0 | 0 | 0 | 0 | 0 | 0 | 0 | 0
Friday | 9 | 9 | 3 | 6027 | 0 | 0 | 0 | 0 | 0 | 0 | 0 | 0 | 0 | 0 | 0 | 0 | 0 | 0 | 0 | 0 | 0 | 0 | 0 | 0 | 0 |  | 0 | 0 | 0 | 0 | 0 | 0 | 0 | 0 |  |  |  |  | 0 | 0 | 0 | 0 | 0 | 0 | 0 | 1 |  | 1 | 1 | 1 | 1 | 1 | 1 | 0 | 0 | 0 | 0 | 0 | 0 | 0 | 0 | 0 | 0 | 0 | 0 | 0 | 0 | 0 | 0 | 0 | 0 | 0 | 0 | 0 | 0 | 0 | 0 | 0
Friday | 9 | 9 | 4 | 6028 | 0 | 0 | 0 | 0 | 0 | 0 | 0 | 0 | 0 | 0 | 0 | 0 | 0 | 0 | 0 | 0 | 0 | 0 | 0 | 0 | 0 |  | 0 | 0 | 0 | 0 | 0 | 0 | 0 | 0 |  |  |  |  | 0 | 0 | 0 | 0 | 0 | 0 | 0 | 1 |  | 1 | 1 | 1 | 1 | 1 | 1 | 0 | 0 | 0 | 0 | 0 | 0 | 0 | 0 | 0 | 0 | 0 | 0 | 0 | 0 | 0 | 0 | 0 | 0 | 0 | 0 | 0 | 0 | 0 | 0 | 0
Friday | 9 | 9 | 5 | 6029 | 0 | 0 | 0 | 0 | 0 | 0 | 0 | 0 | 0 | 0 | 0 | 0 | 0 | 0 | 0 | 0 | 0 | 0 | 0 | 0 | 0 |  | 0 | 0 | 0 | 0 | 0 | 0 | 0 | 0 |  |  |  |  | 0 | 0 | 0 | 0 | 0 | 0 | 0 | 1 |  | 1 | 1 | 1 | 1 | 1 | 1 | 0 | 0 | 0 | 0 | 0 | 0 | 0 | 0 | 0 | 0 | 0 | 0 | 0 | 0 | 0 | 0 | 0 | 0 | 0 | 0 | 0 | 0 | 0 | 0 | 0
Friday | 9 | 9 | 6 | 6030 | 0 | 0 | 0 | 0 | 0 | 0 | 0 | 0 | 0 | 0 | 0 | 0 | 0 | 0 | 0 | 0 | 0 | 0 | 0 | 0 | 0 |  | 0 | 0 | 0 | 0 | 0 | 0 | 0 | 0 |  |  |  |  | 0 | 0 | 0 | 0 | 0 | 0 | 0 | 1 |  | 1 | 1 | 1 | 1 | 1 | 1 | 0 | 0 | 0 | 0 | 0 | 0 | 0 | 0 | 0 | 0 | 0 | 0 | 0 | 0 | 0 | 0 | 0 | 0 | 0 | 0 | 0 | 0 | 0 | 0 | 0
Friday | 9 | 9 | 7 | 6031 | 0 | 0 | 0 | 0 | 0 | 0 | 0 | 0 | 0 | 0 | 0 | 0 | 0 | 0 | 0 | 0 | 0 | 0 | 0 | 0 | 0 |  | 0 | 0 | 0 | 0 | 0 | 0 | 0 | 0 |  |  |  |  | 0 | 0 | 0 | 0 | 0 | 0 | 0 | 1 |  | 1 | 1 | 1 | 1 | 1 | 1 | 0 | 0 | 0 | 0 | 0 | 0 | 0 | 0 | 0 | 0 | 0 | 0 | 0 | 0 | 0 | 0 | 0 | 0 | 0 | 0 | 0 | 0 | 0 | 0 | 0
Friday | 9 | 9 | 8 | 6032 | 0 | 0 | 0 | 0 | 0 | 0 | 0 | 0 | 0 | 0 | 0 | 0 | 0 | 0 | 0 | 0 | 0 | 0 | 0 | 0 | 0 |  | 0 | 0 | 0 | 0 | 0 | 0 | 0 | 0 |  |  |  |  | 0 | 0 | 0 | 0 | 0 | 0 | 1 | 0 |  | 1 | 1 | 1 | 1 | #VALUE! | #VALUE! | 0 | 0 | 0 | 0 | 0 | 0 | 0 | 0 | 0 | 0 | 0 | 0 | 0 | 0 | 0 | 0 | 0 | 0 | 0 | 0 | 0 | 0 | 0 | 0 | 0
Friday | 9 | 9 | 9 | 6033 | 0 | 0 | 0 | 0 | 0 | 0 | 0 | 0 | 0 | 0 | 0 | 0 | 0 | 0 | 0 | 0 | 0 | 0 | 0 | 0 | 0 |  | 0 | 0 | 0 | 0 | 0 | 0 | 0 | 0 |  |  |  |  | 0 | 0 | 0 | 0 | 0 | 0 | 1 | 0 |  | 1 | 1 | 1 | 1 | #VALUE! | #VALUE! | 0 | 0 | 0 | 0 | 0 | 0 | 0 | 0 | 0 | 0 | 0 | 0 | 0 | 0 | 0 | 0 | 0 | 0 | 0 | 0 | 0 | 0 | 0 | 0 | 0
Friday | 9 | 9 | 10 | 6034 | 0 | 0 | 0 | 0 | 0 | 0 | 0 | 0 | 0 | 0 | 0 | 0 | 0 | 0 | 0 | 0 | 0 | 0 | 0 | 0 | 0 |  | 0 | 0 | 0 | 0 | 0 | 0 | 0 | 0 |  |  |  |  | 0 | 0 | 0 | 0 | 0 | 0 | 1 | 0 |  | 1 | 1 | 1 | 1 | #VALUE! | #VALUE! | 0 | 0 | 0 | 0 | 0 | 0 | 0 | 0 | 0 | 0 | 0 | 0 | 0 | 0 | 0 | 0 | 0 | 0 | 0 | 0 | 0 | 0 | 0 | 0 | 0
Friday | 9 | 9 | 11 | 6035 | 0 | 0 | 0 | 0 | 0 | 0 | 0 | 0 | 0 | 0 | 0 | 0 | 0 | 0 | 0 | 0 | 0 | 0 | 0 | 0 | 0 |  | 0 | 0 | 0 | 0 | 0 | 0 | 0 | 0 |  |  |  |  | 0 | 0 | 0 | 0 | 0 | 0 | 1 | 0 |  | 1 | 1 | 1 | 1 | #VALUE! | #VALUE! | 0 | 0 | 0 | 0 | 0 | 0 | 0 | 0 | 0 | 0 | 0 | 0 | 0 | 0 | 0 | 0 | 0 | 0 | 0 | 0 | 0 | 0 | 0 | 0 | 0
Friday | 9 | 9 | 12 | 6036 | 0 | 0 | 0 | 0 | 0 | 0 | 0 | 0 | 0 | 0 | 0 | 0 | 0 | 0 | 0 | 0 | 0 | 0 | 0 | 0 | 0 |  | 0 | 0 | 0 | 0 | 0 | 0 | 0 | 0 |  |  |  |  | 0 | 0 | 0 | 0 | 0 | 0 | 1 | 0 |  | 1 | 1 | 1 | 1 | #VALUE! | #VALUE! | 0 | 0 | 0 | 0 | 0 | 0 | 0 | 0 | 0 | 0 | 0 | 0 | 0 | 0 | 0 | 0 | 0 | 0 | 0 | 0 | 0 | 0 | 0 | 0 | 0
Friday | 9 | 9 | 13 | 6037 | 0 | 0 | 0 | 0 | 0 | 0 | 0 | 0 | 0 | 0 | 0 | 0 | 0 | 0 | 0 | 0 | 0 | 0 | 0 | 0 | 0 |  | 0 | 0 | 0 | 0 | 0 | 0 | 0 | 0 |  |  |  |  | 0 | 0 | 0 | 0 | 0 | 0 | 1 | 0 |  | 1 | 1 | 1 | 1 | #VALUE! | #VALUE! | 0 | 0 | 0 | 0 | 0 | 0 | 0 | 0 | 0 | 0 | 0 | 0 | 0 | 0 | 0 | 0 | 0 | 0 | 0 | 0 | 0 | 0 | 0 | 0 | 0
Friday | 9 | 9 | 14 | 6038 | 0 | 0 | 0 | 0 | 0 | 0 | 0 | 0 | 0 | 0 | 0 | 0 | 0 | 0 | 0 | 0 | 0 | 0 | 0 | 0 | 0 |  | 0 | 0 | 0 | 0 | 0 | 0 | 0 | 0 |  |  |  |  | 0 | 0 | 0 | 0 | 0 | 0 | 1 | 0 |  | 1 | 1 | 1 | 1 | #VALUE! | #VALUE! | 0 | 0 | 0 | 0 | 0 | 0 | 0 | 0 | 0 | 0 | 0 | 0 | 0 | 0 | 0 | 0 | 0 | 0 | 0 | 0 | 0 | 0 | 0 | 0 | 0
Friday | 9 | 9 | 15 | 6039 | 0 | 0 | 0 | 0 | 0 | 0 | 0 | 0 | 0 | 0 | 0 | 0 | 0 | 0 | 0 | 0 | 0 | 0 | 0 | 0 | 0 |  | 0 | 0 | 0 | 0 | 0 | 0 | 0 | 0 |  |  |  |  | 0 | 0 | 0 | 0 | 0 | 0 | 1 | 0 |  | 1 | 1 | 1 | 1 | #VALUE! | #VALUE! | 0 | 0 | 0 | 0 | 0 | 0 | 0 | 0 | 0 | 0 | 0 | 0 | 0 | 0 | 0 | 0 | 0 | 0 | 0 | 0 | 0 | 0 | 0 | 0 | 0
Friday | 9 | 9 | 16 | 6040 | 0 | 0 | 0 | 0 | 0 | 0 | 0 | 0 | 0 | 0 | 0 | 0 | 0 | 0 | 0 | 0 | 0 | 0 | 0 | 0 | 0 |  | 0 | 0 | 0 | 0 | 0 | 0 | 0 | 0 |  |  |  |  | 0 | 0 | 0 | 0 | 0 | 0 | 1 | 0 |  | 1 | 1 | 1 | 1 | #VALUE! | #VALUE! | 0 | 0 | 0 | 0 | 0 | 0 | 0 | 0 | 0 | 0 | 0 | 0 | 0 | 0 | 0 | 0 | 0 | 0 | 0 | 0 | 0 | 0 | 0 | 0 | 0
Friday | 9 | 9 | 17 | 6041 | 0 | 0 | 0 | 0 | 0 | 0 | 0 | 0 | 0 | 0 | 0 | 0 | 0 | 0 | 0 | 0 | 0 | 0 | 0 | 0 | 0 |  | 0 | 0 | 0 | 0 | 0 | 0 | 0 | 0 |  |  |  |  | 0 | 0 | 0 | 0 | 0 | 0 | 1 | 0 |  | 1 | 1 | 1 | 1 | #VALUE! | #VALUE! | 0 | 0 | 0 | 0 | 0 | 0 | 0 | 0 | 0 | 0 | 0 | 0 | 0 | 0 | 0 | 0 | 0 | 0 | 0 | 0 | 0 | 0 | 0 | 0 | 0
Friday | 9 | 9 | 18 | 6042 | 0 | 0 | 0 | 0 | 0 | 0 | 0 | 0 | 0 | 0 | 0 | 0 | 0 | 0 | 0 | 0 | 0 | 0 | 0 | 0 | 0 |  | 0 | 0 | 0 | 0 | 0 | 0 | 0 | 0 |  |  |  |  | 0 | 0 | 0 | 0 | 0 | 0 | 1 | 0 |  | 1 | 1 | 1 | 1 | #VALUE! | #VALUE! | 0 | 0 | 0 | 0 | 0 | 0 | 0 | 0 | 0 | 0 | 0 | 0 | 0 | 0 | 0 | 0 | 0 | 0 | 0 | 0 | 0 | 0 | 0 | 0 | 0
Friday | 9 | 9 | 19 | 6043 | 0 | 0 | 0 | 0 | 0 | 0 | 0 | 0 | 0 | 0 | 0 | 0 | 0 | 0 | 0 | 0 | 0 | 0 | 0 | 0 | 0 |  | 0 | 0 | 0 | 0 | 0 | 0 | 0 | 0 |  |  |  |  | 0 | 0 | 0 | 0 | 0 | 0 | 1 | 0 |  | 1 | 1 | 1 | 1 | #VALUE! | #VALUE! | 0 | 0 | 0 | 0 | 0 | 0 | 0 | 0 | 0 | 0 | 0 | 0 | 0 | 0 | 0 | 0 | 0 | 0 | 0 | 0 | 0 | 0 | 0 | 0 | 0
Friday | 9 | 9 | 20 | 6044 | 0 | 0 | 0 | 0 | 0 | 0 | 0 | 0 | 0 | 0 | 0 | 0 | 0 | 0 | 0 | 0 | 0 | 0 | 0 | 0 | 0 |  | 0 | 0 | 0 | 0 | 0 | 0 | 0 | 0 |  |  |  |  | 0 | 0 | 0 | 0 | 0 | 0 | 1 | 0 |  | 1 | 1 | 1 | 1 | #VALUE! | #VALUE! | 0 | 0 | 0 | 0 | 0 | 0 | 0 | 0 | 0 | 0 | 0 | 0 | 0 | 0 | 0 | 0 | 0 | 0 | 0 | 0 | 0 | 0 | 0 | 0 | 0
Friday | 9 | 9 | 21 | 6045 | 0 | 0 | 0 | 0 | 0 | 0 | 0 | 0 | 0 | 0 | 0 | 0 | 0 | 0 | 0 | 0 | 0 | 0 | 0 | 0 | 0 |  | 0 | 0 | 0 | 0 | 0 | 0 | 0 | 0 |  |  |  |  | 0 | 0 | 0 | 0 | 0 | 0 | 1 | 0 |  | 1 | 1 | 1 | 1 | #VALUE! | #VALUE! | 0 | 0 | 0 | 0 | 0 | 0 | 0 | 0 | 0 | 0 | 0 | 0 | 0 | 0 | 0 | 0 | 0 | 0 | 0 | 0 | 0 | 0 | 0 | 0 | 0
Friday | 9 | 9 | 22 | 6046 | 0 | 0 | 0 | 0 | 0 | 0 | 0 | 0 | 0 | 0 | 0 | 0 | 0 | 0 | 0 | 0 | 0 | 0 | 0 | 0 | 0 |  | 0 | 0 | 0 | 0 | 0 | 0 | 0 | 0 |  |  |  |  | 0 | 0 | 0 | 0 | 0 | 0 | 1 | 0 |  | 1 | 1 | 1 | 1 | #VALUE! | #VALUE! | 0 | 0 | 0 | 0 | 0 | 0 | 0 | 0 | 0 | 0 | 0 | 0 | 0 | 0 | 0 | 0 | 0 | 0 | 0 | 0 | 0 | 0 | 0 | 0 | 0
Friday | 9 | 9 | 23 | 6047 | 0 | 0 | 0 | 0 | 0 | 0 | 0 | 0 | 0 | 0 | 0 | 0 | 0 | 0 | 0 | 0 | 0 | 0 | 0 | 0 | 0 |  | 0 | 0 | 0 | 0 | 0 | 0 | 0 | 0 |  |  |  |  | 0 | 0 | 0 | 0 | 0 | 0 | 0 | 1 |  | 1 | 1 | 1 | 1 | 1 | 1 | 0 | 0 | 0 | 0 | 0 | 0 | 0 | 0 | 0 | 0 | 0 | 0 | 0 | 0 | 0 | 0 | 0 | 0 | 0 | 0 | 0 | 0 | 0 | 0 | 0
Friday | 9 | 9 | 24 | 6048 | 0 | 0 | 0 | 0 | 0 | 0 | 0 | 0 | 0 | 0 | 0 | 0 | 0 | 0 | 0 | 0 | 0 | 0 | 0 | 0 | 0 |  | 0 | 0 | 0 | 0 | 0 | 0 | 0 | 0 |  |  |  |  | 0 | 0 | 0 | 0 | 0 | 0 | 0 | 1 |  | 1 | 1 | 1 | 1 | 1 | 1 | 0 | 0 | 0 | 0 | 0 | 0 | 0 | 0 | 0 | 0 | 0 | 0 | 0 | 0 | 0 | 0 | 0 | 0 | 0 | 0 | 0 | 0 | 0 | 0 | 0
Saturday | 9 | 10 | 1 | 6049 | 0 | 0 | 0 | 0 | 0 | 0 | 0 | 0 | 0 | 0 | 0 | 0 | 0 | 0 | 0 | 0 | 0 | 0 | 0 | 0 | 0 |  | 0 | 0 | 0 | 0 | 0 | 0 | 0 | 0 |  |  |  |  | 0 | 0 | 0 | 0 | 0 | 0 | 0 | 1 |  | 1 | 1 | 1 | 1 | 1 | 1 | 0 | 0 | 0 | 0 | 0 | 0 | 0 | 0 | 0 | 0 | 0 | 0 | 0 | 0 | 0 | 0 | 0 | 0 | 0 | 0 | 0 | 0 | 0 | 0 | 0
Saturday | 9 | 10 | 2 | 6050 | 0 | 0 | 0 | 0 | 0 | 0 | 0 | 0 | 0 | 0 | 0 | 0 | 0 | 0 | 0 | 0 | 0 | 0 | 0 | 0 | 0 |  | 0 | 0 | 0 | 0 | 0 | 0 | 0 | 0 |  |  |  |  | 0 | 0 | 0 | 0 | 0 | 0 | 0 | 1 |  | 1 | 1 | 1 | 1 | 1 | 1 | 0 | 0 | 0 | 0 | 0 | 0 | 0 | 0 | 0 | 0 | 0 | 0 | 0 | 0 | 0 | 0 | 0 | 0 | 0 | 0 | 0 | 0 | 0 | 0 | 0
Saturday | 9 | 10 | 3 | 6051 | 0 | 0 | 0 | 0 | 0 | 0 | 0 | 0 | 0 | 0 | 0 | 0 | 0 | 0 | 0 | 0 | 0 | 0 | 0 | 0 | 0 |  | 0 | 0 | 0 | 0 | 0 | 0 | 0 | 0 |  |  |  |  | 0 | 0 | 0 | 0 | 0 | 0 | 0 | 1 |  | 1 | 1 | 1 | 1 | 1 | 1 | 0 | 0 | 0 | 0 | 0 | 0 | 0 | 0 | 0 | 0 | 0 | 0 | 0 | 0 | 0 | 0 | 0 | 0 | 0 | 0 | 0 | 0 | 0 | 0 | 0
Saturday | 9 | 10 | 4 | 6052 | 0 | 0 | 0 | 0 | 0 | 0 | 0 | 0 | 0 | 0 | 0 | 0 | 0 | 0 | 0 | 0 | 0 | 0 | 0 | 0 | 0 |  | 0 | 0 | 0 | 0 | 0 | 0 | 0 | 0 |  |  |  |  | 0 | 0 | 0 | 0 | 0 | 0 | 0 | 1 |  | 1 | 1 | 1 | 1 | 1 | 1 | 0 | 0 | 0 | 0 | 0 | 0 | 0 | 0 | 0 | 0 | 0 | 0 | 0 | 0 | 0 | 0 | 0 | 0 | 0 | 0 | 0 | 0 | 0 | 0 | 0
Saturday | 9 | 10 | 5 | 6053 | 0 | 0 | 0 | 0 | 0 | 0 | 0 | 0 | 0 | 0 | 0 | 0 | 0 | 0 | 0 | 0 | 0 | 0 | 0 | 0 | 0 |  | 0 | 0 | 0 | 0 | 0 | 0 | 0 | 0 |  |  |  |  | 0 | 0 | 0 | 0 | 0 | 0 | 0 | 1 |  | 1 | 1 | 1 | 1 | 1 | 1 | 0 | 0 | 0 | 0 | 0 | 0 | 0 | 0 | 0 | 0 | 0 | 0 | 0 | 0 | 0 | 0 | 0 | 0 | 0 | 0 | 0 | 0 | 0 | 0 | 0
Saturday | 9 | 10 | 6 | 6054 | 0 | 0 | 0 | 0 | 0 | 0 | 0 | 0 | 0 | 0 | 0 | 0 | 0 | 0 | 0 | 0 | 0 | 0 | 0 | 0 | 0 |  | 0 | 0 | 0 | 0 | 0 | 0 | 0 | 0 |  |  |  |  | 0 | 0 | 0 | 0 | 0 | 0 | 0 | 1 |  | 1 | 1 | 1 | 1 | 1 | 1 | 0 | 0 | 0 | 0 | 0 | 0 | 0 | 0 | 0 | 0 | 0 | 0 | 0 | 0 | 0 | 0 | 0 | 0 | 0 | 0 | 0 | 0 | 0 | 0 | 0
Saturday | 9 | 10 | 7 | 6055 | 0 | 0 | 0 | 0 | 0 | 0 | 0 | 0 | 0 | 0 | 0 | 0 | 0 | 0 | 0 | 0 | 0 | 0 | 0 | 0 | 0 |  | 0 | 0 | 0 | 0 | 0 | 0 | 0 | 0 |  |  |  |  | 0 | 0 | 0 | 0 | 0 | 0 | 0 | 1 |  | 1 | 1 | 1 | 1 | 1 | 1 | 0 | 0 | 0 | 0 | 0 | 0 | 0 | 0 | 0 | 0 | 0 | 0 | 0 | 0 | 0 | 0 | 0 | 0 | 0 | 0 | 0 | 0 | 0 | 0 | 0
Saturday | 9 | 10 | 8 | 6056 | 0 | 0 | 0 | 0 | 0 | 0 | 0 | 0 | 0 | 0 | 0 | 0 | 0 | 0 | 0 | 0 | 0 | 0 | 0 | 0 | 0 |  | 0 | 0 | 0 | 0 | 0 | 0 | 0 | 0 |  |  |  |  | 0 | 0 | 0 | 0 | 0 | 0 | 0 | 1 |  | 1 | 1 | 1 | 1 | 1 | 1 | 0 | 0 | 0 | 0 | 0 | 0 | 0 | 0 | 0 | 0 | 0 | 0 | 0 | 0 | 0 | 0 | 0 | 0 | 0 | 0 | 0 | 0 | 0 | 0 | 0
Saturday | 9 | 10 | 9 | 6057 | 0 | 0 | 0 | 0 | 0 | 0 | 0 | 0 | 0 | 0 | 0 | 0 | 0 | 0 | 0 | 0 | 0 | 0 | 0 | 0 | 0 |  | 0 | 0 | 0 | 0 | 0 | 0 | 0 | 0 |  |  |  |  | 0 | 0 | 0 | 0 | 0 | 0 | 0 | 1 |  | 1 | 1 | 1 | 1 | 1 | 1 | 0 | 0 | 0 | 0 | 0 | 0 | 0 | 0 | 0 | 0 | 0 | 0 | 0 | 0 | 0 | 0 | 0 | 0 | 0 | 0 | 0 | 0 | 0 | 0 | 0
Saturday | 9 | 10 | 10 | 6058 | 0 | 0 | 0 | 0 | 0 | 0 | 0 | 0 | 0 | 0 | 0 | 0 | 0 | 0 | 0 | 0 | 0 | 0 | 0 | 0 | 0 |  | 0 | 0 | 0 | 0 | 0 | 0 | 0 | 0 |  |  |  |  | 0 | 0 | 0 | 0 | 0 | 0 | 0 | 1 |  | 1 | 1 | 1 | 1 | 1 | 1 | 0 | 0 | 0 | 0 | 0 | 0 | 0 | 0 | 0 | 0 | 0 | 0 | 0 | 0 | 0 | 0 | 0 | 0 | 0 | 0 | 0 | 0 | 0 | 0 | 0
Saturday | 9 | 10 | 11 | 6059 | 0 | 0 | 0 | 0 | 0 | 0 | 0 | 0 | 0 | 0 | 0 | 0 | 0 | 0 | 0 | 0 | 0 | 0 | 0 | 0 | 0 |  | 0 | 0 | 0 | 0 | 0 | 0 | 0 | 0 |  |  |  |  | 0 | 0 | 0 | 0 | 0 | 0 | 0 | 1 |  | 1 | 1 | 1 | 1 | 1 | 1 | 0 | 0 | 0 | 0 | 0 | 0 | 0 | 0 | 0 | 0 | 0 | 0 | 0 | 0 | 0 | 0 | 0 | 0 | 0 | 0 | 0 | 0 | 0 | 0 | 0
Saturday | 9 | 10 | 12 | 6060 | 0 | 0 | 0 | 0 | 0 | 0 | 0 | 0 | 0 | 0 | 0 | 0 | 0 | 0 | 0 | 0 | 0 | 0 | 0 | 0 | 0 |  | 0 | 0 | 0 | 0 | 0 | 0 | 0 | 0 |  |  |  |  | 0 | 0 | 0 | 0 | 0 | 0 | 0 | 1 |  | 1 | 1 | 1 | 1 | 1 | 1 | 0 | 0 | 0 | 0 | 0 | 0 | 0 | 0 | 0 | 0 | 0 | 0 | 0 | 0 | 0 | 0 | 0 | 0 | 0 | 0 | 0 | 0 | 0 | 0 | 0
Saturday | 9 | 10 | 13 | 6061 | 0 | 0 | 0 | 0 | 0 | 0 | 0 | 0 | 0 | 0 | 0 | 0 | 0 | 0 | 0 | 0 | 0 | 0 | 0 | 0 | 0 |  | 0 | 0 | 0 | 0 | 0 | 0 | 0 | 0 |  |  |  |  | 0 | 0 | 0 | 0 | 0 | 0 | 0 | 1 |  | 1 | 1 | 1 | 1 | 1 | 1 | 0 | 0 | 0 | 0 | 0 | 0 | 0 | 0 | 0 | 0 | 0 | 0 | 0 | 0 | 0 | 0 | 0 | 0 | 0 | 0 | 0 | 0 | 0 | 0 | 0
Saturday | 9 | 10 | 14 | 6062 | 0 | 0 | 0 | 0 | 0 | 0 | 0 | 0 | 0 | 0 | 0 | 0 | 0 | 0 | 0 | 0 | 0 | 0 | 0 | 0 | 0 |  | 0 | 0 | 0 | 0 | 0 | 0 | 0 | 0 |  |  |  |  | 0 | 0 | 0 | 0 | 0 | 0 | 0 | 1 |  | 1 | 1 | 1 | 1 | 1 | 1 | 0 | 0 | 0 | 0 | 0 | 0 | 0 | 0 | 0 | 0 | 0 | 0 | 0 | 0 | 0 | 0 | 0 | 0 | 0 | 0 | 0 | 0 | 0 | 0 | 0
Saturday | 9 | 10 | 15 | 6063 | 0 | 0 | 0 | 0 | 0 | 0 | 0 | 0 | 0 | 0 | 0 | 0 | 0 | 0 | 0 | 0 | 0 | 0 | 0 | 0 | 0 |  | 0 | 0 | 0 | 0 | 0 | 0 | 0 | 0 |  |  |  |  | 0 | 0 | 0 | 0 | 0 | 0 | 0 | 1 |  | 1 | 1 | 1 | 1 | 1 | 1 | 0 | 0 | 0 | 0 | 0 | 0 | 0 | 0 | 0 | 0 | 0 | 0 | 0 | 0 | 0 | 0 | 0 | 0 | 0 | 0 | 0 | 0 | 0 | 0 | 0
Saturday | 9 | 10 | 16 | 6064 | 0 | 0 | 0 | 0 | 0 | 0 | 0 | 0 | 0 | 0 | 0 | 0 | 0 | 0 | 0 | 0 | 0 | 0 | 0 | 0 | 0 |  | 0 | 0 | 0 | 0 | 0 | 0 | 0 | 0 |  |  |  |  | 0 | 0 | 0 | 0 | 0 | 0 | 0 | 1 |  | 1 | 1 | 1 | 1 | 1 | 1 | 0 | 0 | 0 | 0 | 0 | 0 | 0 | 0 | 0 | 0 | 0 | 0 | 0 | 0 | 0 | 0 | 0 | 0 | 0 | 0 | 0 | 0 | 0 | 0 | 0
Saturday | 9 | 10 | 17 | 6065 | 0 | 0 | 0 | 0 | 0 | 0 | 0 | 0 | 0 | 0 | 0 | 0 | 0 | 0 | 0 | 0 | 0 | 0 | 0 | 0 | 0 |  | 0 | 0 | 0 | 0 | 0 | 0 | 0 | 0 |  |  |  |  | 0 | 0 | 0 | 0 | 0 | 0 | 0 | 1 |  | 1 | 1 | 1 | 1 | 1 | 1 | 0 | 0 | 0 | 0 | 0 | 0 | 0 | 0 | 0 | 0 | 0 | 0 | 0 | 0 | 0 | 0 | 0 | 0 | 0 | 0 | 0 | 0 | 0 | 0 | 0
Saturday | 9 | 10 | 18 | 6066 | 0 | 0 | 0 | 0 | 0 | 0 | 0 | 0 | 0 | 0 | 0 | 0 | 0 | 0 | 0 | 0 | 0 | 0 | 0 | 0 | 0 |  | 0 | 0 | 0 | 0 | 0 | 0 | 0 | 0 |  |  |  |  | 0 | 0 | 0 | 0 | 0 | 0 | 0 | 1 |  | 1 | 1 | 1 | 1 | 1 | 1 | 0 | 0 | 0 | 0 | 0 | 0 | 0 | 0 | 0 | 0 | 0 | 0 | 0 | 0 | 0 | 0 | 0 | 0 | 0 | 0 | 0 | 0 | 0 | 0 | 0
Saturday | 9 | 10 | 19 | 6067 | 0 | 0 | 0 | 0 | 0 | 0 | 0 | 0 | 0 | 0 | 0 | 0 | 0 | 0 | 0 | 0 | 0 | 0 | 0 | 0 | 0 |  | 0 | 0 | 0 | 0 | 0 | 0 | 0 | 0 |  |  |  |  | 0 | 0 | 0 | 0 | 0 | 0 | 0 | 1 |  | 1 | 1 | 1 | 1 | 1 | 1 | 0 | 0 | 0 | 0 | 0 | 0 | 0 | 0 | 0 | 0 | 0 | 0 | 0 | 0 | 0 | 0 | 0 | 0 | 0 | 0 | 0 | 0 | 0 | 0 | 0
Saturday | 9 | 10 | 20 | 6068 | 0 | 0 | 0 | 0 | 0 | 0 | 0 | 0 | 0 | 0 | 0 | 0 | 0 | 0 | 0 | 0 | 0 | 0 | 0 | 0 | 0 |  | 0 | 0 | 0 | 0 | 0 | 0 | 0 | 0 |  |  |  |  | 0 | 0 | 0 | 0 | 0 | 0 | 0 | 1 |  | 1 | 1 | 1 | 1 | 1 | 1 | 0 | 0 | 0 | 0 | 0 | 0 | 0 | 0 | 0 | 0 | 0 | 0 | 0 | 0 | 0 | 0 | 0 | 0 | 0 | 0 | 0 | 0 | 0 | 0 | 0
Saturday | 9 | 10 | 21 | 6069 | 0 | 0 | 0 | 0 | 0 | 0 | 0 | 0 | 0 | 0 | 0 | 0 | 0 | 0 | 0 | 0 | 0 | 0 | 0 | 0 | 0 |  | 0 | 0 | 0 | 0 | 0 | 0 | 0 | 0 |  |  |  |  | 0 | 0 | 0 | 0 | 0 | 0 | 0 | 1 |  | 1 | 1 | 1 | 1 | 1 | 1 | 0 | 0 | 0 | 0 | 0 | 0 | 0 | 0 | 0 | 0 | 0 | 0 | 0 | 0 | 0 | 0 | 0 | 0 | 0 | 0 | 0 | 0 | 0 | 0 | 0
Saturday | 9 | 10 | 22 | 6070 | 0 | 0 | 0 | 0 | 0 | 0 | 0 | 0 | 0 | 0 | 0 | 0 | 0 | 0 | 0 | 0 | 0 | 0 | 0 | 0 | 0 |  | 0 | 0 | 0 | 0 | 0 | 0 | 0 | 0 |  |  |  |  | 0 | 0 | 0 | 0 | 0 | 0 | 0 | 1 |  | 1 | 1 | 1 | 1 | 1 | 1 | 0 | 0 | 0 | 0 | 0 | 0 | 0 | 0 | 0 | 0 | 0 | 0 | 0 | 0 | 0 | 0 | 0 | 0 | 0 | 0 | 0 | 0 | 0 | 0 | 0
Saturday | 9 | 10 | 23 | 6071 | 0 | 0 | 0 | 0 | 0 | 0 | 0 | 0 | 0 | 0 | 0 | 0 | 0 | 0 | 0 | 0 | 0 | 0 | 0 | 0 | 0 |  | 0 | 0 | 0 | 0 | 0 | 0 | 0 | 0 |  |  |  |  | 0 | 0 | 0 | 0 | 0 | 0 | 0 | 1 |  | 1 | 1 | 1 | 1 | 1 | 1 | 0 | 0 | 0 | 0 | 0 | 0 | 0 | 0 | 0 | 0 | 0 | 0 | 0 | 0 | 0 | 0 | 0 | 0 | 0 | 0 | 0 | 0 | 0 | 0 | 0
Saturday | 9 | 10 | 24 | 6072 | 0 | 0 | 0 | 0 | 0 | 0 | 0 | 0 | 0 | 0 | 0 | 0 | 0 | 0 | 0 | 0 | 0 | 0 | 0 | 0 | 0 |  | 0 | 0 | 0 | 0 | 0 | 0 | 0 | 0 |  |  |  |  | 0 | 0 | 0 | 0 | 0 | 0 | 0 | 1 |  | 1 | 1 | 1 | 1 | 1 | 1 | 0 | 0 | 0 | 0 | 0 | 0 | 0 | 0 | 0 | 0 | 0 | 0 | 0 | 0 | 0 | 0 | 0 | 0 | 0 | 0 | 0 | 0 | 0 | 0 | 0
Sunday | 9 | 11 | 1 | 6073 | 0 | 0 | 0 | 0 | 0 | 0 | 0 | 0 | 0 | 0 | 0 | 0 | 0 | 0 | 0 | 0 | 0 | 0 | 0 | 0 | 0 |  | 0 | 0 | 0 | 0 | 0 | 0 | 0 | 0 |  |  |  |  | 0 | 0 | 0 | 0 | 0 | 0 | 0 | 1 |  | 1 | 1 | 1 | 1 | 1 | 1 | 0 | 0 | 0 | 0 | 0 | 0 | 0 | 0 | 0 | 0 | 0 | 0 | 0 | 0 | 0 | 0 | 0 | 0 | 0 | 0 | 0 | 0 | 0 | 0 | 0
Sunday | 9 | 11 | 2 | 6074 | 0 | 0 | 0 | 0 | 0 | 0 | 0 | 0 | 0 | 0 | 0 | 0 | 0 | 0 | 0 | 0 | 0 | 0 | 0 | 0 | 0 |  | 0 | 0 | 0 | 0 | 0 | 0 | 0 | 0 |  |  |  |  | 0 | 0 | 0 | 0 | 0 | 0 | 0 | 1 |  | 1 | 1 | 1 | 1 | 1 | 1 | 0 | 0 | 0 | 0 | 0 | 0 | 0 | 0 | 0 | 0 | 0 | 0 | 0 | 0 | 0 | 0 | 0 | 0 | 0 | 0 | 0 | 0 | 0 | 0 | 0
Sunday | 9 | 11 | 3 | 6075 | 0 | 0 | 0 | 0 | 0 | 0 | 0 | 0 | 0 | 0 | 0 | 0 | 0 | 0 | 0 | 0 | 0 | 0 | 0 | 0 | 0 |  | 0 | 0 | 0 | 0 | 0 | 0 | 0 | 0 |  |  |  |  | 0 | 0 | 0 | 0 | 0 | 0 | 0 | 1 |  | 1 | 1 | 1 | 1 | 1 | 1 | 0 | 0 | 0 | 0 | 0 | 0 | 0 | 0 | 0 | 0 | 0 | 0 | 0 | 0 | 0 | 0 | 0 | 0 | 0 | 0 | 0 | 0 | 0 | 0 | 0
Sunday | 9 | 11 | 4 | 6076 | 0 | 0 | 0 | 0 | 0 | 0 | 0 | 0 | 0 | 0 | 0 | 0 | 0 | 0 | 0 | 0 | 0 | 0 | 0 | 0 | 0 |  | 0 | 0 | 0 | 0 | 0 | 0 | 0 | 0 |  |  |  |  | 0 | 0 | 0 | 0 | 0 | 0 | 0 | 1 |  | 1 | 1 | 1 | 1 | 1 | 1 | 0 | 0 | 0 | 0 | 0 | 0 | 0 | 0 | 0 | 0 | 0 | 0 | 0 | 0 | 0 | 0 | 0 | 0 | 0 | 0 | 0 | 0 | 0 | 0 | 0
Sunday | 9 | 11 | 5 | 6077 | 0 | 0 | 0 | 0 | 0 | 0 | 0 | 0 | 0 | 0 | 0 | 0 | 0 | 0 | 0 | 0 | 0 | 0 | 0 | 0 | 0 |  | 0 | 0 | 0 | 0 | 0 | 0 | 0 | 0 |  |  |  |  | 0 | 0 | 0 | 0 | 0 | 0 | 0 | 1 |  | 1 | 1 | 1 | 1 | 1 | 1 | 0 | 0 | 0 | 0 | 0 | 0 | 0 | 0 | 0 | 0 | 0 | 0 | 0 | 0 | 0 | 0 | 0 | 0 | 0 | 0 | 0 | 0 | 0 | 0 | 0
Sunday | 9 | 11 | 6 | 6078 | 0 | 0 | 0 | 0 | 0 | 0 | 0 | 0 | 0 | 0 | 0 | 0 | 0 | 0 | 0 | 0 | 0 | 0 | 0 | 0 | 0 |  | 0 | 0 | 0 | 0 | 0 | 0 | 0 | 0 |  |  |  |  | 0 | 0 | 0 | 0 | 0 | 0 | 0 | 1 |  | 1 | 1 | 1 | 1 | 1 | 1 | 0 | 0 | 0 | 0 | 0 | 0 | 0 | 0 | 0 | 0 | 0 | 0 | 0 | 0 | 0 | 0 | 0 | 0 | 0 | 0 | 0 | 0 | 0 | 0 | 0
Sunday | 9 | 11 | 7 | 6079 | 0 | 0 | 0 | 0 | 0 | 0 | 0 | 0 | 0 | 0 | 0 | 0 | 0 | 0 | 0 | 0 | 0 | 0 | 0 | 0 | 0 |  | 0 | 0 | 0 | 0 | 0 | 0 | 0 | 0 |  |  |  |  | 0 | 0 | 0 | 0 | 0 | 0 | 0 | 1 |  | 1 | 1 | 1 | 1 | 1 | 1 | 0 | 0 | 0 | 0 | 0 | 0 | 0 | 0 | 0 | 0 | 0 | 0 | 0 | 0 | 0 | 0 | 0 | 0 | 0 | 0 | 0 | 0 | 0 | 0 | 0
Sunday | 9 | 11 | 8 | 6080 | 0 | 0 | 0 | 0 | 0 | 0 | 0 | 0 | 0 | 0 | 0 | 0 | 0 | 0 | 0 | 0 | 0 | 0 | 0 | 0 | 0 |  | 0 | 0 | 0 | 0 | 0 | 0 | 0 | 0 |  |  |  |  | 0 | 0 | 0 | 0 | 0 | 0 | 0 | 1 |  | 1 | 1 | 1 | 1 | 1 | 1 | 0 | 0 | 0 | 0 | 0 | 0 | 0 | 0 | 0 | 0 | 0 | 0 | 0 | 0 | 0 | 0 | 0 | 0 | 0 | 0 | 0 | 0 | 0 | 0 | 0
Sunday | 9 | 11 | 9 | 6081 | 0 | 0 | 0 | 0 | 0 | 0 | 0 | 0 | 0 | 0 | 0 | 0 | 0 | 0 | 0 | 0 | 0 | 0 | 0 | 0 | 0 |  | 0 | 0 | 0 | 0 | 0 | 0 | 0 | 0 |  |  |  |  | 0 | 0 | 0 | 0 | 0 | 0 | 0 | 1 |  | 1 | 1 | 1 | 1 | 1 | 1 | 0 | 0 | 0 | 0 | 0 | 0 | 0 | 0 | 0 | 0 | 0 | 0 | 0 | 0 | 0 | 0 | 0 | 0 | 0 | 0 | 0 | 0 | 0 | 0 | 0
Sunday | 9 | 11 | 10 | 6082 | 0 | 0 | 0 | 0 | 0 | 0 | 0 | 0 | 0 | 0 | 0 | 0 | 0 | 0 | 0 | 0 | 0 | 0 | 0 | 0 | 0 |  | 0 | 0 | 0 | 0 | 0 | 0 | 0 | 0 |  |  |  |  | 0 | 0 | 0 | 0 | 0 | 0 | 0 | 1 |  | 1 | 1 | 1 | 1 | 1 | 1 | 0 | 0 | 0 | 0 | 0 | 0 | 0 | 0 | 0 | 0 | 0 | 0 | 0 | 0 | 0 | 0 | 0 | 0 | 0 | 0 | 0 | 0 | 0 | 0 | 0
Sunday | 9 | 11 | 11 | 6083 | 0 | 0 | 0 | 0 | 0 | 0 | 0 | 0 | 0 | 0 | 0 | 0 | 0 | 0 | 0 | 0 | 0 | 0 | 0 | 0 | 0 |  | 0 | 0 | 0 | 0 | 0 | 0 | 0 | 0 |  |  |  |  | 0 | 0 | 0 | 0 | 0 | 0 | 0 | 1 |  | 1 | 1 | 1 | 1 | 1 | 1 | 0 | 0 | 0 | 0 | 0 | 0 | 0 | 0 | 0 | 0 | 0 | 0 | 0 | 0 | 0 | 0 | 0 | 0 | 0 | 0 | 0 | 0 | 0 | 0 | 0
Sunday | 9 | 11 | 12 | 6084 | 0 | 0 | 0 | 0 | 0 | 0 | 0 | 0 | 0 | 0 | 0 | 0 | 0 | 0 | 0 | 0 | 0 | 0 | 0 | 0 | 0 |  | 0 | 0 | 0 | 0 | 0 | 0 | 0 | 0 |  |  |  |  | 0 | 0 | 0 | 0 | 0 | 0 | 0 | 1 |  | 1 | 1 | 1 | 1 | 1 | 1 | 0 | 0 | 0 | 0 | 0 | 0 | 0 | 0 | 0 | 0 | 0 | 0 | 0 | 0 | 0 | 0 | 0 | 0 | 0 | 0 | 0 | 0 | 0 | 0 | 0
Sunday | 9 | 11 | 13 | 6085 | 0 | 0 | 0 | 0 | 0 | 0 | 0 | 0 | 0 | 0 | 0 | 0 | 0 | 0 | 0 | 0 | 0 | 0 | 0 | 0 | 0 |  | 0 | 0 | 0 | 0 | 0 | 0 | 0 | 0 |  |  |  |  | 0 | 0 | 0 | 0 | 0 | 0 | 0 | 1 |  | 1 | 1 | 1 | 1 | 1 | 1 | 0 | 0 | 0 | 0 | 0 | 0 | 0 | 0 | 0 | 0 | 0 | 0 | 0 | 0 | 0 | 0 | 0 | 0 | 0 | 0 | 0 | 0 | 0 | 0 | 0
Sunday | 9 | 11 | 14 | 6086 | 0 | 0 | 0 | 0 | 0 | 0 | 0 | 0 | 0 | 0 | 0 | 0 | 0 | 0 | 0 | 0 | 0 | 0 | 0 | 0 | 0 |  | 0 | 0 | 0 | 0 | 0 | 0 | 0 | 0 |  |  |  |  | 0 | 0 | 0 | 0 | 0 | 0 | 0 | 1 |  | 1 | 1 | 1 | 1 | 1 | 1 | 0 | 0 | 0 | 0 | 0 | 0 | 0 | 0 | 0 | 0 | 0 | 0 | 0 | 0 | 0 | 0 | 0 | 0 | 0 | 0 | 0 | 0 | 0 | 0 | 0
Sunday | 9 | 11 | 15 | 6087 | 0 | 0 | 0 | 0 | 0 | 0 | 0 | 0 | 0 | 0 | 0 | 0 | 0 | 0 | 0 | 0 | 0 | 0 | 0 | 0 | 0 |  | 0 | 0 | 0 | 0 | 0 | 0 | 0 | 0 |  |  |  |  | 0 | 0 | 0 | 0 | 0 | 0 | 0 | 1 |  | 1 | 1 | 1 | 1 | 1 | 1 | 0 | 0 | 0 | 0 | 0 | 0 | 0 | 0 | 0 | 0 | 0 | 0 | 0 | 0 | 0 | 0 | 0 | 0 | 0 | 0 | 0 | 0 | 0 | 0 | 0
Sunday | 9 | 11 | 16 | 6088 | 0 | 0 | 0 | 0 | 0 | 0 | 0 | 0 | 0 | 0 | 0 | 0 | 0 | 0 | 0 | 0 | 0 | 0 | 0 | 0 | 0 |  | 0 | 0 | 0 | 0 | 0 | 0 | 0 | 0 |  |  |  |  | 0 | 0 | 0 | 0 | 0 | 0 | 0 | 1 |  | 1 | 1 | 1 | 1 | 1 | 1 | 0 | 0 | 0 | 0 | 0 | 0 | 0 | 0 | 0 | 0 | 0 | 0 | 0 | 0 | 0 | 0 | 0 | 0 | 0 | 0 | 0 | 0 | 0 | 0 | 0
Sunday | 9 | 11 | 17 | 6089 | 0 | 0 | 0 | 0 | 0 | 0 | 0 | 0 | 0 | 0 | 0 | 0 | 0 | 0 | 0 | 0 | 0 | 0 | 0 | 0 | 0 |  | 0 | 0 | 0 | 0 | 0 | 0 | 0 | 0 |  |  |  |  | 0 | 0 | 0 | 0 | 0 | 0 | 0 | 1 |  | 1 | 1 | 1 | 1 | 1 | 1 | 0 | 0 | 0 | 0 | 0 | 0 | 0 | 0 | 0 | 0 | 0 | 0 | 0 | 0 | 0 | 0 | 0 | 0 | 0 | 0 | 0 | 0 | 0 | 0 | 0
Sunday | 9 | 11 | 18 | 6090 | 0 | 0 | 0 | 0 | 0 | 0 | 0 | 0 | 0 | 0 | 0 | 0 | 0 | 0 | 0 | 0 | 0 | 0 | 0 | 0 | 0 |  | 0 | 0 | 0 | 0 | 0 | 0 | 0 | 0 |  |  |  |  | 0 | 0 | 0 | 0 | 0 | 0 | 0 | 1 |  | 1 | 1 | 1 | 1 | 1 | 1 | 0 | 0 | 0 | 0 | 0 | 0 | 0 | 0 | 0 | 0 | 0 | 0 | 0 | 0 | 0 | 0 | 0 | 0 | 0 | 0 | 0 | 0 | 0 | 0 | 0
Sunday | 9 | 11 | 19 | 6091 | 0 | 0 | 0 | 0 | 0 | 0 | 0 | 0 | 0 | 0 | 0 | 0 | 0 | 0 | 0 | 0 | 0 | 0 | 0 | 0 | 0 |  | 0 | 0 | 0 | 0 | 0 | 0 | 0 | 0 |  |  |  |  | 0 | 0 | 0 | 0 | 0 | 0 | 0 | 1 |  | 1 | 1 | 1 | 1 | 1 | 1 | 0 | 0 | 0 | 0 | 0 | 0 | 0 | 0 | 0 | 0 | 0 | 0 | 0 | 0 | 0 | 0 | 0 | 0 | 0 | 0 | 0 | 0 | 0 | 0 | 0
Sunday | 9 | 11 | 20 | 6092 | 0 | 0 | 0 | 0 | 0 | 0 | 0 | 0 | 0 | 0 | 0 | 0 | 0 | 0 | 0 | 0 | 0 | 0 | 0 | 0 | 0 |  | 0 | 0 | 0 | 0 | 0 | 0 | 0 | 0 |  |  |  |  | 0 | 0 | 0 | 0 | 0 | 0 | 0 | 1 |  | 1 | 1 | 1 | 1 | 1 | 1 | 0 | 0 | 0 | 0 | 0 | 0 | 0 | 0 | 0 | 0 | 0 | 0 | 0 | 0 | 0 | 0 | 0 | 0 | 0 | 0 | 0 | 0 | 0 | 0 | 0
Sunday | 9 | 11 | 21 | 6093 | 0 | 0 | 0 | 0 | 0 | 0 | 0 | 0 | 0 | 0 | 0 | 0 | 0 | 0 | 0 | 0 | 0 | 0 | 0 | 0 | 0 |  | 0 | 0 | 0 | 0 | 0 | 0 | 0 | 0 |  |  |  |  | 0 | 0 | 0 | 0 | 0 | 0 | 0 | 1 |  | 1 | 1 | 1 | 1 | 1 | 1 | 0 | 0 | 0 | 0 | 0 | 0 | 0 | 0 | 0 | 0 | 0 | 0 | 0 | 0 | 0 | 0 | 0 | 0 | 0 | 0 | 0 | 0 | 0 | 0 | 0
Sunday | 9 | 11 | 22 | 6094 | 0 | 0 | 0 | 0 | 0 | 0 | 0 | 0 | 0 | 0 | 0 | 0 | 0 | 0 | 0 | 0 | 0 | 0 | 0 | 0 | 0 |  | 0 | 0 | 0 | 0 | 0 | 0 | 0 | 0 |  |  |  |  | 0 | 0 | 0 | 0 | 0 | 0 | 0 | 1 |  | 1 | 1 | 1 | 1 | 1 | 1 | 0 | 0 | 0 | 0 | 0 | 0 | 0 | 0 | 0 | 0 | 0 | 0 | 0 | 0 | 0 | 0 | 0 | 0 | 0 | 0 | 0 | 0 | 0 | 0 | 0
Sunday | 9 | 11 | 23 | 6095 | 0 | 0 | 0 | 0 | 0 | 0 | 0 | 0 | 0 | 0 | 0 | 0 | 0 | 0 | 0 | 0 | 0 | 0 | 0 | 0 | 0 |  | 0 | 0 | 0 | 0 | 0 | 0 | 0 | 0 |  |  |  |  | 0 | 0 | 0 | 0 | 0 | 0 | 0 | 1 |  | 1 | 1 | 1 | 1 | 1 | 1 | 0 | 0 | 0 | 0 | 0 | 0 | 0 | 0 | 0 | 0 | 0 | 0 | 0 | 0 | 0 | 0 | 0 | 0 | 0 | 0 | 0 | 0 | 0 | 0 | 0
Sunday | 9 | 11 | 24 | 6096 | 0 | 0 | 0 | 0 | 0 | 0 | 0 | 0 | 0 | 0 | 0 | 0 | 0 | 0 | 0 | 0 | 0 | 0 | 0 | 0 | 0 |  | 0 | 0 | 0 | 0 | 0 | 0 | 0 | 0 |  |  |  |  | 0 | 0 | 0 | 0 | 0 | 0 | 0 | 1 |  | 1 | 1 | 1 | 1 | 1 | 1 | 0 | 0 | 0 | 0 | 0 | 0 | 0 | 0 | 0 | 0 | 0 | 0 | 0 | 0 | 0 | 0 | 0 | 0 | 0 | 0 | 0 | 0 | 0 | 0 | 0
Monday | 9 | 12 | 1 | 6097 | 0 | 0 | 0 | 0 | 0 | 0 | 0 | 0 | 0 | 0 | 0 | 0 | 0 | 0 | 0 | 0 | 0 | 0 | 0 | 0 | 0 |  | 0 | 0 | 0 | 0 | 0 | 0 | 0 | 0 |  |  |  |  | 0 | 0 | 0 | 0 | 0 | 0 | 0 | 1 |  | 1 | 1 | 1 | 1 | 1 | 1 | 0 | 0 | 0 | 0 | 0 | 0 | 0 | 0 | 0 | 0 | 0 | 0 | 0 | 0 | 0 | 0 | 0 | 0 | 0 | 0 | 0 | 0 | 0 | 0 | 0
Monday | 9 | 12 | 2 | 6098 | 0 | 0 | 0 | 0 | 0 | 0 | 0 | 0 | 0 | 0 | 0 | 0 | 0 | 0 | 0 | 0 | 0 | 0 | 0 | 0 | 0 |  | 0 | 0 | 0 | 0 | 0 | 0 | 0 | 0 |  |  |  |  | 0 | 0 | 0 | 0 | 0 | 0 | 0 | 1 |  | 1 | 1 | 1 | 1 | 1 | 1 | 0 | 0 | 0 | 0 | 0 | 0 | 0 | 0 | 0 | 0 | 0 | 0 | 0 | 0 | 0 | 0 | 0 | 0 | 0 | 0 | 0 | 0 | 0 | 0 | 0
Monday | 9 | 12 | 3 | 6099 | 0 | 0 | 0 | 0 | 0 | 0 | 0 | 0 | 0 | 0 | 0 | 0 | 0 | 0 | 0 | 0 | 0 | 0 | 0 | 0 | 0 |  | 0 | 0 | 0 | 0 | 0 | 0 | 0 | 0 |  |  |  |  | 0 | 0 | 0 | 0 | 0 | 0 | 0 | 1 |  | 1 | 1 | 1 | 1 | 1 | 1 | 0 | 0 | 0 | 0 | 0 | 0 | 0 | 0 | 0 | 0 | 0 | 0 | 0 | 0 | 0 | 0 | 0 | 0 | 0 | 0 | 0 | 0 | 0 | 0 | 0
Monday | 9 | 12 | 4 | 6100 | 0 | 0 | 0 | 0 | 0 | 0 | 0 | 0 | 0 | 0 | 0 | 0 | 0 | 0 | 0 | 0 | 0 | 0 | 0 | 0 | 0 |  | 0 | 0 | 0 | 0 | 0 | 0 | 0 | 0 |  |  |  |  | 0 | 0 | 0 | 0 | 0 | 0 | 0 | 1 |  | 1 | 1 | 1 | 1 | 1 | 1 | 0 | 0 | 0 | 0 | 0 | 0 | 0 | 0 | 0 | 0 | 0 | 0 | 0 | 0 | 0 | 0 | 0 | 0 | 0 | 0 | 0 | 0 | 0 | 0 | 0
Monday | 9 | 12 | 5 | 6101 | 0 | 0 | 0 | 0 | 0 | 0 | 0 | 0 | 0 | 0 | 0 | 0 | 0 | 0 | 0 | 0 | 0 | 0 | 0 | 0 | 0 |  | 0 | 0 | 0 | 0 | 0 | 0 | 0 | 0 |  |  |  |  | 0 | 0 | 0 | 0 | 0 | 0 | 0 | 1 |  | 1 | 1 | 1 | 1 | 1 | 1 | 0 | 0 | 0 | 0 | 0 | 0 | 0 | 0 | 0 | 0 | 0 | 0 | 0 | 0 | 0 | 0 | 0 | 0 | 0 | 0 | 0 | 0 | 0 | 0 | 0
Monday | 9 | 12 | 6 | 6102 | 0 | 0 | 0 | 0 | 0 | 0 | 0 | 0 | 0 | 0 | 0 | 0 | 0 | 0 | 0 | 0 | 0 | 0 | 0 | 0 | 0 |  | 0 | 0 | 0 | 0 | 0 | 0 | 0 | 0 |  |  |  |  | 0 | 0 | 0 | 0 | 0 | 0 | 0 | 1 |  | 1 | 1 | 1 | 1 | 1 | 1 | 0 | 0 | 0 | 0 | 0 | 0 | 0 | 0 | 0 | 0 | 0 | 0 | 0 | 0 | 0 | 0 | 0 | 0 | 0 | 0 | 0 | 0 | 0 | 0 | 0
Monday | 9 | 12 | 7 | 6103 | 0 | 0 | 0 | 0 | 0 | 0 | 0 | 0 | 0 | 0 | 0 | 0 | 0 | 0 | 0 | 0 | 0 | 0 | 0 | 0 | 0 |  | 0 | 0 | 0 | 0 | 0 | 0 | 0 | 0 |  |  |  |  | 0 | 0 | 0 | 0 | 0 | 0 | 0 | 1 |  | 1 | 1 | 1 | 1 | 1 | 1 | 0 | 0 | 0 | 0 | 0 | 0 | 0 | 0 | 0 | 0 | 0 | 0 | 0 | 0 | 0 | 0 | 0 | 0 | 0 | 0 | 0 | 0 | 0 | 0 | 0
Monday | 9 | 12 | 8 | 6104 | 0 | 0 | 0 | 0 | 0 | 0 | 0 | 0 | 0 | 0 | 0 | 0 | 0 | 0 | 0 | 0 | 0 | 0 | 0 | 0 | 0 |  | 0 | 0 | 0 | 0 | 0 | 0 | 0 | 0 |  |  |  |  | 0 | 0 | 0 | 0 | 0 | 0 | 1 | 0 |  | 1 | 1 | 1 | 1 | #VALUE! | #VALUE! | 0 | 0 | 0 | 0 | 0 | 0 | 0 | 0 | 0 | 0 | 0 | 0 | 0 | 0 | 0 | 0 | 0 | 0 | 0 | 0 | 0 | 0 | 0 | 0 | 0
Monday | 9 | 12 | 9 | 6105 | 0 | 0 | 0 | 0 | 0 | 0 | 0 | 0 | 0 | 0 | 0 | 0 | 0 | 0 | 0 | 0 | 0 | 0 | 0 | 0 | 0 |  | 0 | 0 | 0 | 0 | 0 | 0 | 0 | 0 |  |  |  |  | 0 | 0 | 0 | 0 | 0 | 0 | 1 | 0 |  | 1 | 1 | 1 | 1 | #VALUE! | #VALUE! | 0 | 0 | 0 | 0 | 0 | 0 | 0 | 0 | 0 | 0 | 0 | 0 | 0 | 0 | 0 | 0 | 0 | 0 | 0 | 0 | 0 | 0 | 0 | 0 | 0
Monday | 9 | 12 | 10 | 6106 | 0 | 0 | 0 | 0 | 0 | 0 | 0 | 0 | 0 | 0 | 0 | 0 | 0 | 0 | 0 | 0 | 0 | 0 | 0 | 0 | 0 |  | 0 | 0 | 0 | 0 | 0 | 0 | 0 | 0 |  |  |  |  | 0 | 0 | 0 | 0 | 0 | 0 | 1 | 0 |  | 1 | 1 | 1 | 1 | #VALUE! | #VALUE! | 0 | 0 | 0 | 0 | 0 | 0 | 0 | 0 | 0 | 0 | 0 | 0 | 0 | 0 | 0 | 0 | 0 | 0 | 0 | 0 | 0 | 0 | 0 | 0 | 0
Monday | 9 | 12 | 11 | 6107 | 0 | 0 | 0 | 0 | 0 | 0 | 0 | 0 | 0 | 0 | 0 | 0 | 0 | 0 | 0 | 0 | 0 | 0 | 0 | 0 | 0 |  | 0 | 0 | 0 | 0 | 0 | 0 | 0 | 0 |  |  |  |  | 0 | 0 | 0 | 0 | 0 | 0 | 1 | 0 |  | 1 | 1 | 1 | 1 | #VALUE! | #VALUE! | 0 | 0 | 0 | 0 | 0 | 0 | 0 | 0 | 0 | 0 | 0 | 0 | 0 | 0 | 0 | 0 | 0 | 0 | 0 | 0 | 0 | 0 | 0 | 0 | 0
Monday | 9 | 12 | 12 | 6108 | 0 | 0 | 0 | 0 | 0 | 0 | 0 | 0 | 0 | 0 | 0 | 0 | 0 | 0 | 0 | 0 | 0 | 0 | 0 | 0 | 0 |  | 0 | 0 | 0 | 0 | 0 | 0 | 0 | 0 |  |  |  |  | 0 | 0 | 0 | 0 | 0 | 0 | 1 | 0 |  | 1 | 1 | 1 | 1 | #VALUE! | #VALUE! | 0 | 0 | 0 | 0 | 0 | 0 | 0 | 0 | 0 | 0 | 0 | 0 | 0 | 0 | 0 | 0 | 0 | 0 | 0 | 0 | 0 | 0 | 0 | 0 | 0
Monday | 9 | 12 | 13 | 6109 | 0 | 0 | 0 | 0 | 0 | 0 | 0 | 0 | 0 | 0 | 0 | 0 | 0 | 0 | 0 | 0 | 0 | 0 | 0 | 0 | 0 |  | 0 | 0 | 0 | 0 | 0 | 0 | 0 | 0 |  |  |  |  | 0 | 0 | 0 | 0 | 0 | 0 | 1 | 0 |  | 1 | 1 | 1 | 1 | #VALUE! | #VALUE! | 0 | 0 | 0 | 0 | 0 | 0 | 0 | 0 | 0 | 0 | 0 | 0 | 0 | 0 | 0 | 0 | 0 | 0 | 0 | 0 | 0 | 0 | 0 | 0 | 0
Monday | 9 | 12 | 14 | 6110 | 0 | 0 | 0 | 0 | 0 | 0 | 0 | 0 | 0 | 0 | 0 | 0 | 0 | 0 | 0 | 0 | 0 | 0 | 0 | 0 | 0 |  | 0 | 0 | 0 | 0 | 0 | 0 | 0 | 0 |  |  |  |  | 0 | 0 | 0 | 0 | 0 | 0 | 1 | 0 |  | 1 | 1 | 1 | 1 | #VALUE! | #VALUE! | 0 | 0 | 0 | 0 | 0 | 0 | 0 | 0 | 0 | 0 | 0 | 0 | 0 | 0 | 0 | 0 | 0 | 0 | 0 | 0 | 0 | 0 | 0 | 0 | 0
Monday | 9 | 12 | 15 | 6111 | 0 | 0 | 0 | 0 | 0 | 0 | 0 | 0 | 0 | 0 | 0 | 0 | 0 | 0 | 0 | 0 | 0 | 0 | 0 | 0 | 0 |  | 0 | 0 | 0 | 0 | 0 | 0 | 0 | 0 |  |  |  |  | 0 | 0 | 0 | 0 | 0 | 0 | 1 | 0 |  | 1 | 1 | 1 | 1 | #VALUE! | #VALUE! | 0 | 0 | 0 | 0 | 0 | 0 | 0 | 0 | 0 | 0 | 0 | 0 | 0 | 0 | 0 | 0 | 0 | 0 | 0 | 0 | 0 | 0 | 0 | 0 | 0
Monday | 9 | 12 | 16 | 6112 | 0 | 0 | 0 | 0 | 0 | 0 | 0 | 0 | 0 | 0 | 0 | 0 | 0 | 0 | 0 | 0 | 0 | 0 | 0 | 0 | 0 |  | 0 | 0 | 0 | 0 | 0 | 0 | 0 | 0 |  |  |  |  | 0 | 0 | 0 | 0 | 0 | 0 | 1 | 0 |  | 1 | 1 | 1 | 1 | #VALUE! | #VALUE! | 0 | 0 | 0 | 0 | 0 | 0 | 0 | 0 | 0 | 0 | 0 | 0 | 0 | 0 | 0 | 0 | 0 | 0 | 0 | 0 | 0 | 0 | 0 | 0 | 0
Monday | 9 | 12 | 17 | 6113 | 0 | 0 | 0 | 0 | 0 | 0 | 0 | 0 | 0 | 0 | 0 | 0 | 0 | 0 | 0 | 0 | 0 | 0 | 0 | 0 | 0 |  | 0 | 0 | 0 | 0 | 0 | 0 | 0 | 0 |  |  |  |  | 0 | 0 | 0 | 0 | 0 | 0 | 1 | 0 |  | 1 | 1 | 1 | 1 | #VALUE! | #VALUE! | 0 | 0 | 0 | 0 | 0 | 0 | 0 | 0 | 0 | 0 | 0 | 0 | 0 | 0 | 0 | 0 | 0 | 0 | 0 | 0 | 0 | 0 | 0 | 0 | 0
Monday | 9 | 12 | 18 | 6114 | 0 | 0 | 0 | 0 | 0 | 0 | 0 | 0 | 0 | 0 | 0 | 0 | 0 | 0 | 0 | 0 | 0 | 0 | 0 | 0 | 0 |  | 0 | 0 | 0 | 0 | 0 | 0 | 0 | 0 |  |  |  |  | 0 | 0 | 0 | 0 | 0 | 0 | 1 | 0 |  | 1 | 1 | 1 | 1 | #VALUE! | #VALUE! | 0 | 0 | 0 | 0 | 0 | 0 | 0 | 0 | 0 | 0 | 0 | 0 | 0 | 0 | 0 | 0 | 0 | 0 | 0 | 0 | 0 | 0 | 0 | 0 | 0
Monday | 9 | 12 | 19 | 6115 | 0 | 0 | 0 | 0 | 0 | 0 | 0 | 0 | 0 | 0 | 0 | 0 | 0 | 0 | 0 | 0 | 0 | 0 | 0 | 0 | 0 |  | 0 | 0 | 0 | 0 | 0 | 0 | 0 | 0 |  |  |  |  | 0 | 0 | 0 | 0 | 0 | 0 | 1 | 0 |  | 1 | 1 | 1 | 1 | #VALUE! | #VALUE! | 0 | 0 | 0 | 0 | 0 | 0 | 0 | 0 | 0 | 0 | 0 | 0 | 0 | 0 | 0 | 0 | 0 | 0 | 0 | 0 | 0 | 0 | 0 | 0 | 0
Monday | 9 | 12 | 20 | 6116 | 0 | 0 | 0 | 0 | 0 | 0 | 0 | 0 | 0 | 0 | 0 | 0 | 0 | 0 | 0 | 0 | 0 | 0 | 0 | 0 | 0 |  | 0 | 0 | 0 | 0 | 0 | 0 | 0 | 0 |  |  |  |  | 0 | 0 | 0 | 0 | 0 | 0 | 1 | 0 |  | 1 | 1 | 1 | 1 | #VALUE! | #VALUE! | 0 | 0 | 0 | 0 | 0 | 0 | 0 | 0 | 0 | 0 | 0 | 0 | 0 | 0 | 0 | 0 | 0 | 0 | 0 | 0 | 0 | 0 | 0 | 0 | 0
Monday | 9 | 12 | 21 | 6117 | 0 | 0 | 0 | 0 | 0 | 0 | 0 | 0 | 0 | 0 | 0 | 0 | 0 | 0 | 0 | 0 | 0 | 0 | 0 | 0 | 0 |  | 0 | 0 | 0 | 0 | 0 | 0 | 0 | 0 |  |  |  |  | 0 | 0 | 0 | 0 | 0 | 0 | 1 | 0 |  | 1 | 1 | 1 | 1 | #VALUE! | #VALUE! | 0 | 0 | 0 | 0 | 0 | 0 | 0 | 0 | 0 | 0 | 0 | 0 | 0 | 0 | 0 | 0 | 0 | 0 | 0 | 0 | 0 | 0 | 0 | 0 | 0
Monday | 9 | 12 | 22 | 6118 | 0 | 0 | 0 | 0 | 0 | 0 | 0 | 0 | 0 | 0 | 0 | 0 | 0 | 0 | 0 | 0 | 0 | 0 | 0 | 0 | 0 |  | 0 | 0 | 0 | 0 | 0 | 0 | 0 | 0 |  |  |  |  | 0 | 0 | 0 | 0 | 0 | 0 | 1 | 0 |  | 1 | 1 | 1 | 1 | #VALUE! | #VALUE! | 0 | 0 | 0 | 0 | 0 | 0 | 0 | 0 | 0 | 0 | 0 | 0 | 0 | 0 | 0 | 0 | 0 | 0 | 0 | 0 | 0 | 0 | 0 | 0 | 0
Monday | 9 | 12 | 23 | 6119 | 0 | 0 | 0 | 0 | 0 | 0 | 0 | 0 | 0 | 0 | 0 | 0 | 0 | 0 | 0 | 0 | 0 | 0 | 0 | 0 | 0 |  | 0 | 0 | 0 | 0 | 0 | 0 | 0 | 0 |  |  |  |  | 0 | 0 | 0 | 0 | 0 | 0 | 0 | 1 |  | 1 | 1 | 1 | 1 | 1 | 1 | 0 | 0 | 0 | 0 | 0 | 0 | 0 | 0 | 0 | 0 | 0 | 0 | 0 | 0 | 0 | 0 | 0 | 0 | 0 | 0 | 0 | 0 | 0 | 0 | 0
Monday | 9 | 12 | 24 | 6120 | 0 | 0 | 0 | 0 | 0 | 0 | 0 | 0 | 0 | 0 | 0 | 0 | 0 | 0 | 0 | 0 | 0 | 0 | 0 | 0 | 0 |  | 0 | 0 | 0 | 0 | 0 | 0 | 0 | 0 |  |  |  |  | 0 | 0 | 0 | 0 | 0 | 0 | 0 | 1 |  | 1 | 1 | 1 | 1 | 1 | 1 | 0 | 0 | 0 | 0 | 0 | 0 | 0 | 0 | 0 | 0 | 0 | 0 | 0 | 0 | 0 | 0 | 0 | 0 | 0 | 0 | 0 | 0 | 0 | 0 | 0
Tuesday | 9 | 13 | 1 | 6121 | 0 | 0 | 0 | 0 | 0 | 0 | 0 | 0 | 0 | 0 | 0 | 0 | 0 | 0 | 0 | 0 | 0 | 0 | 0 | 0 | 0 |  | 0 | 0 | 0 | 0 | 0 | 0 | 0 | 0 |  |  |  |  | 0 | 0 | 0 | 0 | 0 | 0 | 0 | 1 |  | 1 | 1 | 1 | 1 | 1 | 1 | 0 | 0 | 0 | 0 | 0 | 0 | 0 | 0 | 0 | 0 | 0 | 0 | 0 | 0 | 0 | 0 | 0 | 0 | 0 | 0 | 0 | 0 | 0 | 0 | 0
Tuesday | 9 | 13 | 2 | 6122 | 0 | 0 | 0 | 0 | 0 | 0 | 0 | 0 | 0 | 0 | 0 | 0 | 0 | 0 | 0 | 0 | 0 | 0 | 0 | 0 | 0 |  | 0 | 0 | 0 | 0 | 0 | 0 | 0 | 0 |  |  |  |  | 0 | 0 | 0 | 0 | 0 | 0 | 0 | 1 |  | 1 | 1 | 1 | 1 | 1 | 1 | 0 | 0 | 0 | 0 | 0 | 0 | 0 | 0 | 0 | 0 | 0 | 0 | 0 | 0 | 0 | 0 | 0 | 0 | 0 | 0 | 0 | 0 | 0 | 0 | 0
Tuesday | 9 | 13 | 3 | 6123 | 0 | 0 | 0 | 0 | 0 | 0 | 0 | 0 | 0 | 0 | 0 | 0 | 0 | 0 | 0 | 0 | 0 | 0 | 0 | 0 | 0 |  | 0 | 0 | 0 | 0 | 0 | 0 | 0 | 0 |  |  |  |  | 0 | 0 | 0 | 0 | 0 | 0 | 0 | 1 |  | 1 | 1 | 1 | 1 | 1 | 1 | 0 | 0 | 0 | 0 | 0 | 0 | 0 | 0 | 0 | 0 | 0 | 0 | 0 | 0 | 0 | 0 | 0 | 0 | 0 | 0 | 0 | 0 | 0 | 0 | 0
Tuesday | 9 | 13 | 4 | 6124 | 0 | 0 | 0 | 0 | 0 | 0 | 0 | 0 | 0 | 0 | 0 | 0 | 0 | 0 | 0 | 0 | 0 | 0 | 0 | 0 | 0 |  | 0 | 0 | 0 | 0 | 0 | 0 | 0 | 0 |  |  |  |  | 0 | 0 | 0 | 0 | 0 | 0 | 0 | 1 |  | 1 | 1 | 1 | 1 | 1 | 1 | 0 | 0 | 0 | 0 | 0 | 0 | 0 | 0 | 0 | 0 | 0 | 0 | 0 | 0 | 0 | 0 | 0 | 0 | 0 | 0 | 0 | 0 | 0 | 0 | 0
Tuesday | 9 | 13 | 5 | 6125 | 0 | 0 | 0 | 0 | 0 | 0 | 0 | 0 | 0 | 0 | 0 | 0 | 0 | 0 | 0 | 0 | 0 | 0 | 0 | 0 | 0 |  | 0 | 0 | 0 | 0 | 0 | 0 | 0 | 0 |  |  |  |  | 0 | 0 | 0 | 0 | 0 | 0 | 0 | 1 |  | 1 | 1 | 1 | 1 | 1 | 1 | 0 | 0 | 0 | 0 | 0 | 0 | 0 | 0 | 0 | 0 | 0 | 0 | 0 | 0 | 0 | 0 | 0 | 0 | 0 | 0 | 0 | 0 | 0 | 0 | 0
Tuesday | 9 | 13 | 6 | 6126 | 0 | 0 | 0 | 0 | 0 | 0 | 0 | 0 | 0 | 0 | 0 | 0 | 0 | 0 | 0 | 0 | 0 | 0 | 0 | 0 | 0 |  | 0 | 0 | 0 | 0 | 0 | 0 | 0 | 0 |  |  |  |  | 0 | 0 | 0 | 0 | 0 | 0 | 0 | 1 |  | 1 | 1 | 1 | 1 | 1 | 1 | 0 | 0 | 0 | 0 | 0 | 0 | 0 | 0 | 0 | 0 | 0 | 0 | 0 | 0 | 0 | 0 | 0 | 0 | 0 | 0 | 0 | 0 | 0 | 0 | 0
Tuesday | 9 | 13 | 7 | 6127 | 0 | 0 | 0 | 0 | 0 | 0 | 0 | 0 | 0 | 0 | 0 | 0 | 0 | 0 | 0 | 0 | 0 | 0 | 0 | 0 | 0 |  | 0 | 0 | 0 | 0 | 0 | 0 | 0 | 0 |  |  |  |  | 0 | 0 | 0 | 0 | 0 | 0 | 0 | 1 |  | 1 | 1 | 1 | 1 | 1 | 1 | 0 | 0 | 0 | 0 | 0 | 0 | 0 | 0 | 0 | 0 | 0 | 0 | 0 | 0 | 0 | 0 | 0 | 0 | 0 | 0 | 0 | 0 | 0 | 0 | 0
Tuesday | 9 | 13 | 8 | 6128 | 0 | 0 | 0 | 0 | 0 | 0 | 0 | 0 | 0 | 0 | 0 | 0 | 0 | 0 | 0 | 0 | 0 | 0 | 0 | 0 | 0 |  | 0 | 0 | 0 | 0 | 0 | 0 | 0 | 0 |  |  |  |  | 0 | 0 | 0 | 0 | 0 | 0 | 1 | 0 |  | 1 | 1 | 1 | 1 | #VALUE! | #VALUE! | 0 | 0 | 0 | 0 | 0 | 0 | 0 | 0 | 0 | 0 | 0 | 0 | 0 | 0 | 0 | 0 | 0 | 0 | 0 | 0 | 0 | 0 | 0 | 0 | 0
Tuesday | 9 | 13 | 9 | 6129 | 0 | 0 | 0 | 0 | 0 | 0 | 0 | 0 | 0 | 0 | 0 | 0 | 0 | 0 | 0 | 0 | 0 | 0 | 0 | 0 | 0 |  | 0 | 0 | 0 | 0 | 0 | 0 | 0 | 0 |  |  |  |  | 0 | 0 | 0 | 0 | 0 | 0 | 1 | 0 |  | 1 | 1 | 1 | 1 | #VALUE! | #VALUE! | 0 | 0 | 0 | 0 | 0 | 0 | 0 | 0 | 0 | 0 | 0 | 0 | 0 | 0 | 0 | 0 | 0 | 0 | 0 | 0 | 0 | 0 | 0 | 0 | 0
Tuesday | 9 | 13 | 10 | 6130 | 0 | 0 | 0 | 0 | 0 | 0 | 0 | 0 | 0 | 0 | 0 | 0 | 0 | 0 | 0 | 0 | 0 | 0 | 0 | 0 | 0 |  | 0 | 0 | 0 | 0 | 0 | 0 | 0 | 0 |  |  |  |  | 0 | 0 | 0 | 0 | 0 | 0 | 1 | 0 |  | 1 | 1 | 1 | 1 | #VALUE! | #VALUE! | 0 | 0 | 0 | 0 | 0 | 0 | 0 | 0 | 0 | 0 | 0 | 0 | 0 | 0 | 0 | 0 | 0 | 0 | 0 | 0 | 0 | 0 | 0 | 0 | 0
Tuesday | 9 | 13 | 11 | 6131 | 0 | 0 | 0 | 0 | 0 | 0 | 0 | 0 | 0 | 0 | 0 | 0 | 0 | 0 | 0 | 0 | 0 | 0 | 0 | 0 | 0 |  | 0 | 0 | 0 | 0 | 0 | 0 | 0 | 0 |  |  |  |  | 0 | 0 | 0 | 0 | 0 | 0 | 1 | 0 |  | 1 | 1 | 1 | 1 | #VALUE! | #VALUE! | 0 | 0 | 0 | 0 | 0 | 0 | 0 | 0 | 0 | 0 | 0 | 0 | 0 | 0 | 0 | 0 | 0 | 0 | 0 | 0 | 0 | 0 | 0 | 0 | 0
Tuesday | 9 | 13 | 12 | 6132 | 0 | 0 | 0 | 0 | 0 | 0 | 0 | 0 | 0 | 0 | 0 | 0 | 0 | 0 | 0 | 0 | 0 | 0 | 0 | 0 | 0 |  | 0 | 0 | 0 | 0 | 0 | 0 | 0 | 0 |  |  |  |  | 0 | 0 | 0 | 0 | 0 | 0 | 1 | 0 |  | 1 | 1 | 1 | 1 | #VALUE! | #VALUE! | 0 | 0 | 0 | 0 | 0 | 0 | 0 | 0 | 0 | 0 | 0 | 0 | 0 | 0 | 0 | 0 | 0 | 0 | 0 | 0 | 0 | 0 | 0 | 0 | 0
Tuesday | 9 | 13 | 13 | 6133 | 0 | 0 | 0 | 0 | 0 | 0 | 0 | 0 | 0 | 0 | 0 | 0 | 0 | 0 | 0 | 0 | 0 | 0 | 0 | 0 | 0 |  | 0 | 0 | 0 | 0 | 0 | 0 | 0 | 0 |  |  |  |  | 0 | 0 | 0 | 0 | 0 | 0 | 1 | 0 |  | 1 | 1 | 1 | 1 | #VALUE! | #VALUE! | 0 | 0 | 0 | 0 | 0 | 0 | 0 | 0 | 0 | 0 | 0 | 0 | 0 | 0 | 0 | 0 | 0 | 0 | 0 | 0 | 0 | 0 | 0 | 0 | 0
Tuesday | 9 | 13 | 14 | 6134 | 0 | 0 | 0 | 0 | 0 | 0 | 0 | 0 | 0 | 0 | 0 | 0 | 0 | 0 | 0 | 0 | 0 | 0 | 0 | 0 | 0 |  | 0 | 0 | 0 | 0 | 0 | 0 | 0 | 0 |  |  |  |  | 0 | 0 | 0 | 0 | 0 | 0 | 1 | 0 |  | 1 | 1 | 1 | 1 | #VALUE! | #VALUE! | 0 | 0 | 0 | 0 | 0 | 0 | 0 | 0 | 0 | 0 | 0 | 0 | 0 | 0 | 0 | 0 | 0 | 0 | 0 | 0 | 0 | 0 | 0 | 0 | 0
Tuesday | 9 | 13 | 15 | 6135 | 0 | 0 | 0 | 0 | 0 | 0 | 0 | 0 | 0 | 0 | 0 | 0 | 0 | 0 | 0 | 0 | 0 | 0 | 0 | 0 | 0 |  | 0 | 0 | 0 | 0 | 0 | 0 | 0 | 0 |  |  |  |  | 0 | 0 | 0 | 0 | 0 | 0 | 1 | 0 |  | 1 | 1 | 1 | 1 | #VALUE! | #VALUE! | 0 | 0 | 0 | 0 | 0 | 0 | 0 | 0 | 0 | 0 | 0 | 0 | 0 | 0 | 0 | 0 | 0 | 0 | 0 | 0 | 0 | 0 | 0 | 0 | 0
Tuesday | 9 | 13 | 16 | 6136 | 0 | 0 | 0 | 0 | 0 | 0 | 0 | 0 | 0 | 0 | 0 | 0 | 0 | 0 | 0 | 0 | 0 | 0 | 0 | 0 | 0 |  | 0 | 0 | 0 | 0 | 0 | 0 | 0 | 0 |  |  |  |  | 0 | 0 | 0 | 0 | 0 | 0 | 1 | 0 |  | 1 | 1 | 1 | 1 | #VALUE! | #VALUE! | 0 | 0 | 0 | 0 | 0 | 0 | 0 | 0 | 0 | 0 | 0 | 0 | 0 | 0 | 0 | 0 | 0 | 0 | 0 | 0 | 0 | 0 | 0 | 0 | 0
Tuesday | 9 | 13 | 17 | 6137 | 0 | 0 | 0 | 0 | 0 | 0 | 0 | 0 | 0 | 0 | 0 | 0 | 0 | 0 | 0 | 0 | 0 | 0 | 0 | 0 | 0 |  | 0 | 0 | 0 | 0 | 0 | 0 | 0 | 0 |  |  |  |  | 0 | 0 | 0 | 0 | 0 | 0 | 1 | 0 |  | 1 | 1 | 1 | 1 | #VALUE! | #VALUE! | 0 | 0 | 0 | 0 | 0 | 0 | 0 | 0 | 0 | 0 | 0 | 0 | 0 | 0 | 0 | 0 | 0 | 0 | 0 | 0 | 0 | 0 | 0 | 0 | 0
Tuesday | 9 | 13 | 18 | 6138 | 0 | 0 | 0 | 0 | 0 | 0 | 0 | 0 | 0 | 0 | 0 | 0 | 0 | 0 | 0 | 0 | 0 | 0 | 0 | 0 | 0 |  | 0 | 0 | 0 | 0 | 0 | 0 | 0 | 0 |  |  |  |  | 0 | 0 | 0 | 0 | 0 | 0 | 1 | 0 |  | 1 | 1 | 1 | 1 | #VALUE! | #VALUE! | 0 | 0 | 0 | 0 | 0 | 0 | 0 | 0 | 0 | 0 | 0 | 0 | 0 | 0 | 0 | 0 | 0 | 0 | 0 | 0 | 0 | 0 | 0 | 0 | 0
Tuesday | 9 | 13 | 19 | 6139 | 0 | 0 | 0 | 0 | 0 | 0 | 0 | 0 | 0 | 0 | 0 | 0 | 0 | 0 | 0 | 0 | 0 | 0 | 0 | 0 | 0 |  | 0 | 0 | 0 | 0 | 0 | 0 | 0 | 0 |  |  |  |  | 0 | 0 | 0 | 0 | 0 | 0 | 1 | 0 |  | 1 | 1 | 1 | 1 | #VALUE! | #VALUE! | 0 | 0 | 0 | 0 | 0 | 0 | 0 | 0 | 0 | 0 | 0 | 0 | 0 | 0 | 0 | 0 | 0 | 0 | 0 | 0 | 0 | 0 | 0 | 0 | 0
Tuesday | 9 | 13 | 20 | 6140 | 0 | 0 | 0 | 0 | 0 | 0 | 0 | 0 | 0 | 0 | 0 | 0 | 0 | 0 | 0 | 0 | 0 | 0 | 0 | 0 | 0 |  | 0 | 0 | 0 | 0 | 0 | 0 | 0 | 0 |  |  |  |  | 0 | 0 | 0 | 0 | 0 | 0 | 1 | 0 |  | 1 | 1 | 1 | 1 | #VALUE! | #VALUE! | 0 | 0 | 0 | 0 | 0 | 0 | 0 | 0 | 0 | 0 | 0 | 0 | 0 | 0 | 0 | 0 | 0 | 0 | 0 | 0 | 0 | 0 | 0 | 0 | 0
Tuesday | 9 | 13 | 21 | 6141 | 0 | 0 | 0 | 0 | 0 | 0 | 0 | 0 | 0 | 0 | 0 | 0 | 0 | 0 | 0 | 0 | 0 | 0 | 0 | 0 | 0 |  | 0 | 0 | 0 | 0 | 0 | 0 | 0 | 0 |  |  |  |  | 0 | 0 | 0 | 0 | 0 | 0 | 1 | 0 |  | 1 | 1 | 1 | 1 | #VALUE! | #VALUE! | 0 | 0 | 0 | 0 | 0 | 0 | 0 | 0 | 0 | 0 | 0 | 0 | 0 | 0 | 0 | 0 | 0 | 0 | 0 | 0 | 0 | 0 | 0 | 0 | 0
Tuesday | 9 | 13 | 22 | 6142 | 0 | 0 | 0 | 0 | 0 | 0 | 0 | 0 | 0 | 0 | 0 | 0 | 0 | 0 | 0 | 0 | 0 | 0 | 0 | 0 | 0 |  | 0 | 0 | 0 | 0 | 0 | 0 | 0 | 0 |  |  |  |  | 0 | 0 | 0 | 0 | 0 | 0 | 1 | 0 |  | 1 | 1 | 1 | 1 | #VALUE! | #VALUE! | 0 | 0 | 0 | 0 | 0 | 0 | 0 | 0 | 0 | 0 | 0 | 0 | 0 | 0 | 0 | 0 | 0 | 0 | 0 | 0 | 0 | 0 | 0 | 0 | 0
Tuesday | 9 | 13 | 23 | 6143 | 0 | 0 | 0 | 0 | 0 | 0 | 0 | 0 | 0 | 0 | 0 | 0 | 0 | 0 | 0 | 0 | 0 | 0 | 0 | 0 | 0 |  | 0 | 0 | 0 | 0 | 0 | 0 | 0 | 0 |  |  |  |  | 0 | 0 | 0 | 0 | 0 | 0 | 0 | 1 |  | 1 | 1 | 1 | 1 | 1 | 1 | 0 | 0 | 0 | 0 | 0 | 0 | 0 | 0 | 0 | 0 | 0 | 0 | 0 | 0 | 0 | 0 | 0 | 0 | 0 | 0 | 0 | 0 | 0 | 0 | 0
Tuesday | 9 | 13 | 24 | 6144 | 0 | 0 | 0 | 0 | 0 | 0 | 0 | 0 | 0 | 0 | 0 | 0 | 0 | 0 | 0 | 0 | 0 | 0 | 0 | 0 | 0 |  | 0 | 0 | 0 | 0 | 0 | 0 | 0 | 0 |  |  |  |  | 0 | 0 | 0 | 0 | 0 | 0 | 0 | 1 |  | 1 | 1 | 1 | 1 | 1 | 1 | 0 | 0 | 0 | 0 | 0 | 0 | 0 | 0 | 0 | 0 | 0 | 0 | 0 | 0 | 0 | 0 | 0 | 0 | 0 | 0 | 0 | 0 | 0 | 0 | 0
Wednesday | 9 | 14 | 1 | 6145 | 0 | 0 | 0 | 0 | 0 | 0 | 0 | 0 | 0 | 0 | 0 | 0 | 0 | 0 | 0 | 0 | 0 | 0 | 0 | 0 | 0 |  | 0 | 0 | 0 | 0 | 0 | 0 | 0 | 0 |  |  |  |  | 0 | 0 | 0 | 0 | 0 | 0 | 0 | 1 |  | 1 | 1 | 1 | 1 | 1 | 1 | 0 | 0 | 0 | 0 | 0 | 0 | 0 | 0 | 0 | 0 | 0 | 0 | 0 | 0 | 0 | 0 | 0 | 0 | 0 | 0 | 0 | 0 | 0 | 0 | 0
Wednesday | 9 | 14 | 2 | 6146 | 0 | 0 | 0 | 0 | 0 | 0 | 0 | 0 | 0 | 0 | 0 | 0 | 0 | 0 | 0 | 0 | 0 | 0 | 0 | 0 | 0 |  | 0 | 0 | 0 | 0 | 0 | 0 | 0 | 0 |  |  |  |  | 0 | 0 | 0 | 0 | 0 | 0 | 0 | 1 |  | 1 | 1 | 1 | 1 | 1 | 1 | 0 | 0 | 0 | 0 | 0 | 0 | 0 | 0 | 0 | 0 | 0 | 0 | 0 | 0 | 0 | 0 | 0 | 0 | 0 | 0 | 0 | 0 | 0 | 0 | 0
Wednesday | 9 | 14 | 3 | 6147 | 0 | 0 | 0 | 0 | 0 | 0 | 0 | 0 | 0 | 0 | 0 | 0 | 0 | 0 | 0 | 0 | 0 | 0 | 0 | 0 | 0 |  | 0 | 0 | 0 | 0 | 0 | 0 | 0 | 0 |  |  |  |  | 0 | 0 | 0 | 0 | 0 | 0 | 0 | 1 |  | 1 | 1 | 1 | 1 | 1 | 1 | 0 | 0 | 0 | 0 | 0 | 0 | 0 | 0 | 0 | 0 | 0 | 0 | 0 | 0 | 0 | 0 | 0 | 0 | 0 | 0 | 0 | 0 | 0 | 0 | 0
Wednesday | 9 | 14 | 4 | 6148 | 0 | 0 | 0 | 0 | 0 | 0 | 0 | 0 | 0 | 0 | 0 | 0 | 0 | 0 | 0 | 0 | 0 | 0 | 0 | 0 | 0 |  | 0 | 0 | 0 | 0 | 0 | 0 | 0 | 0 |  |  |  |  | 0 | 0 | 0 | 0 | 0 | 0 | 0 | 1 |  | 1 | 1 | 1 | 1 | 1 | 1 | 0 | 0 | 0 | 0 | 0 | 0 | 0 | 0 | 0 | 0 | 0 | 0 | 0 | 0 | 0 | 0 | 0 | 0 | 0 | 0 | 0 | 0 | 0 | 0 | 0
Wednesday | 9 | 14 | 5 | 6149 | 0 | 0 | 0 | 0 | 0 | 0 | 0 | 0 | 0 | 0 | 0 | 0 | 0 | 0 | 0 | 0 | 0 | 0 | 0 | 0 | 0 |  | 0 | 0 | 0 | 0 | 0 | 0 | 0 | 0 |  |  |  |  | 0 | 0 | 0 | 0 | 0 | 0 | 0 | 1 |  | 1 | 1 | 1 | 1 | 1 | 1 | 0 | 0 | 0 | 0 | 0 | 0 | 0 | 0 | 0 | 0 | 0 | 0 | 0 | 0 | 0 | 0 | 0 | 0 | 0 | 0 | 0 | 0 | 0 | 0 | 0
Wednesday | 9 | 14 | 6 | 6150 | 0 | 0 | 0 | 0 | 0 | 0 | 0 | 0 | 0 | 0 | 0 | 0 | 0 | 0 | 0 | 0 | 0 | 0 | 0 | 0 | 0 |  | 0 | 0 | 0 | 0 | 0 | 0 | 0 | 0 |  |  |  |  | 0 | 0 | 0 | 0 | 0 | 0 | 0 | 1 |  | 1 | 1 | 1 | 1 | 1 | 1 | 0 | 0 | 0 | 0 | 0 | 0 | 0 | 0 | 0 | 0 | 0 | 0 | 0 | 0 | 0 | 0 | 0 | 0 | 0 | 0 | 0 | 0 | 0 | 0 | 0
Wednesday | 9 | 14 | 7 | 6151 | 0 | 0 | 0 | 0 | 0 | 0 | 0 | 0 | 0 | 0 | 0 | 0 | 0 | 0 | 0 | 0 | 0 | 0 | 0 | 0 | 0 |  | 0 | 0 | 0 | 0 | 0 | 0 | 0 | 0 |  |  |  |  | 0 | 0 | 0 | 0 | 0 | 0 | 0 | 1 |  | 1 | 1 | 1 | 1 | 1 | 1 | 0 | 0 | 0 | 0 | 0 | 0 | 0 | 0 | 0 | 0 | 0 | 0 | 0 | 0 | 0 | 0 | 0 | 0 | 0 | 0 | 0 | 0 | 0 | 0 | 0
Wednesday | 9 | 14 | 8 | 6152 | 0 | 0 | 0 | 0 | 0 | 0 | 0 | 0 | 0 | 0 | 0 | 0 | 0 | 0 | 0 | 0 | 0 | 0 | 0 | 0 | 0 |  | 0 | 0 | 0 | 0 | 0 | 0 | 0 | 0 |  |  |  |  | 0 | 0 | 0 | 0 | 0 | 0 | 1 | 0 |  | 1 | 1 | 1 | 1 | #VALUE! | #VALUE! | 0 | 0 | 0 | 0 | 0 | 0 | 0 | 0 | 0 | 0 | 0 | 0 | 0 | 0 | 0 | 0 | 0 | 0 | 0 | 0 | 0 | 0 | 0 | 0 | 0
Wednesday | 9 | 14 | 9 | 6153 | 0 | 0 | 0 | 0 | 0 | 0 | 0 | 0 | 0 | 0 | 0 | 0 | 0 | 0 | 0 | 0 | 0 | 0 | 0 | 0 | 0 |  | 0 | 0 | 0 | 0 | 0 | 0 | 0 | 0 |  |  |  |  | 0 | 0 | 0 | 0 | 0 | 0 | 1 | 0 |  | 1 | 1 | 1 | 1 | #VALUE! | #VALUE! | 0 | 0 | 0 | 0 | 0 | 0 | 0 | 0 | 0 | 0 | 0 | 0 | 0 | 0 | 0 | 0 | 0 | 0 | 0 | 0 | 0 | 0 | 0 | 0 | 0
Wednesday | 9 | 14 | 10 | 6154 | 0 | 0 | 0 | 0 | 0 | 0 | 0 | 0 | 0 | 0 | 0 | 0 | 0 | 0 | 0 | 0 | 0 | 0 | 0 | 0 | 0 |  | 0 | 0 | 0 | 0 | 0 | 0 | 0 | 0 |  |  |  |  | 0 | 0 | 0 | 0 | 0 | 0 | 1 | 0 |  | 1 | 1 | 1 | 1 | #VALUE! | #VALUE! | 0 | 0 | 0 | 0 | 0 | 0 | 0 | 0 | 0 | 0 | 0 | 0 | 0 | 0 | 0 | 0 | 0 | 0 | 0 | 0 | 0 | 0 | 0 | 0 | 0
Wednesday | 9 | 14 | 11 | 6155 | 0 | 0 | 0 | 0 | 0 | 0 | 0 | 0 | 0 | 0 | 0 | 0 | 0 | 0 | 0 | 0 | 0 | 0 | 0 | 0 | 0 |  | 0 | 0 | 0 | 0 | 0 | 0 | 0 | 0 |  |  |  |  | 0 | 0 | 0 | 0 | 0 | 0 | 1 | 0 |  | 1 | 1 | 1 | 1 | #VALUE! | #VALUE! | 0 | 0 | 0 | 0 | 0 | 0 | 0 | 0 | 0 | 0 | 0 | 0 | 0 | 0 | 0 | 0 | 0 | 0 | 0 | 0 | 0 | 0 | 0 | 0 | 0
Wednesday | 9 | 14 | 12 | 6156 | 0 | 0 | 0 | 0 | 0 | 0 | 0 | 0 | 0 | 0 | 0 | 0 | 0 | 0 | 0 | 0 | 0 | 0 | 0 | 0 | 0 |  | 0 | 0 | 0 | 0 | 0 | 0 | 0 | 0 |  |  |  |  | 0 | 0 | 0 | 0 | 0 | 0 | 1 | 0 |  | 1 | 1 | 1 | 1 | #VALUE! | #VALUE! | 0 | 0 | 0 | 0 | 0 | 0 | 0 | 0 | 0 | 0 | 0 | 0 | 0 | 0 | 0 | 0 | 0 | 0 | 0 | 0 | 0 | 0 | 0 | 0 | 0
Wednesday | 9 | 14 | 13 | 6157 | 0 | 0 | 0 | 0 | 0 | 0 | 0 | 0 | 0 | 0 | 0 | 0 | 0 | 0 | 0 | 0 | 0 | 0 | 0 | 0 | 0 |  | 0 | 0 | 0 | 0 | 0 | 0 | 0 | 0 |  |  |  |  | 0 | 0 | 0 | 0 | 0 | 0 | 1 | 0 |  | 1 | 1 | 1 | 1 | #VALUE! | #VALUE! | 0 | 0 | 0 | 0 | 0 | 0 | 0 | 0 | 0 | 0 | 0 | 0 | 0 | 0 | 0 | 0 | 0 | 0 | 0 | 0 | 0 | 0 | 0 | 0 | 0
Wednesday | 9 | 14 | 14 | 6158 | 0 | 0 | 0 | 0 | 0 | 0 | 0 | 0 | 0 | 0 | 0 | 0 | 0 | 0 | 0 | 0 | 0 | 0 | 0 | 0 | 0 |  | 0 | 0 | 0 | 0 | 0 | 0 | 0 | 0 |  |  |  |  | 0 | 0 | 0 | 0 | 0 | 0 | 1 | 0 |  | 1 | 1 | 1 | 1 | #VALUE! | #VALUE! | 0 | 0 | 0 | 0 | 0 | 0 | 0 | 0 | 0 | 0 | 0 | 0 | 0 | 0 | 0 | 0 | 0 | 0 | 0 | 0 | 0 | 0 | 0 | 0 | 0
Wednesday | 9 | 14 | 15 | 6159 | 0 | 0 | 0 | 0 | 0 | 0 | 0 | 0 | 0 | 0 | 0 | 0 | 0 | 0 | 0 | 0 | 0 | 0 | 0 | 0 | 0 |  | 0 | 0 | 0 | 0 | 0 | 0 | 0 | 0 |  |  |  |  | 0 | 0 | 0 | 0 | 0 | 0 | 1 | 0 |  | 1 | 1 | 1 | 1 | #VALUE! | #VALUE! | 0 | 0 | 0 | 0 | 0 | 0 | 0 | 0 | 0 | 0 | 0 | 0 | 0 | 0 | 0 | 0 | 0 | 0 | 0 | 0 | 0 | 0 | 0 | 0 | 0
Wednesday | 9 | 14 | 16 | 6160 | 0 | 0 | 0 | 0 | 0 | 0 | 0 | 0 | 0 | 0 | 0 | 0 | 0 | 0 | 0 | 0 | 0 | 0 | 0 | 0 | 0 |  | 0 | 0 | 0 | 0 | 0 | 0 | 0 | 0 |  |  |  |  | 0 | 0 | 0 | 0 | 0 | 0 | 1 | 0 |  | 1 | 1 | 1 | 1 | #VALUE! | #VALUE! | 0 | 0 | 0 | 0 | 0 | 0 | 0 | 0 | 0 | 0 | 0 | 0 | 0 | 0 | 0 | 0 | 0 | 0 | 0 | 0 | 0 | 0 | 0 | 0 | 0
Wednesday | 9 | 14 | 17 | 6161 | 0 | 0 | 0 | 0 | 0 | 0 | 0 | 0 | 0 | 0 | 0 | 0 | 0 | 0 | 0 | 0 | 0 | 0 | 0 | 0 | 0 |  | 0 | 0 | 0 | 0 | 0 | 0 | 0 | 0 |  |  |  |  | 0 | 0 | 0 | 0 | 0 | 0 | 1 | 0 |  | 1 | 1 | 1 | 1 | #VALUE! | #VALUE! | 0 | 0 | 0 | 0 | 0 | 0 | 0 | 0 | 0 | 0 | 0 | 0 | 0 | 0 | 0 | 0 | 0 | 0 | 0 | 0 | 0 | 0 | 0 | 0 | 0
Wednesday | 9 | 14 | 18 | 6162 | 0 | 0 | 0 | 0 | 0 | 0 | 0 | 0 | 0 | 0 | 0 | 0 | 0 | 0 | 0 | 0 | 0 | 0 | 0 | 0 | 0 |  | 0 | 0 | 0 | 0 | 0 | 0 | 0 | 0 |  |  |  |  | 0 | 0 | 0 | 0 | 0 | 0 | 1 | 0 |  | 1 | 1 | 1 | 1 | #VALUE! | #VALUE! | 0 | 0 | 0 | 0 | 0 | 0 | 0 | 0 | 0 | 0 | 0 | 0 | 0 | 0 | 0 | 0 | 0 | 0 | 0 | 0 | 0 | 0 | 0 | 0 | 0
Wednesday | 9 | 14 | 19 | 6163 | 0 | 0 | 0 | 0 | 0 | 0 | 0 | 0 | 0 | 0 | 0 | 0 | 0 | 0 | 0 | 0 | 0 | 0 | 0 | 0 | 0 |  | 0 | 0 | 0 | 0 | 0 | 0 | 0 | 0 |  |  |  |  | 0 | 0 | 0 | 0 | 0 | 0 | 1 | 0 |  | 1 | 1 | 1 | 1 | #VALUE! | #VALUE! | 0 | 0 | 0 | 0 | 0 | 0 | 0 | 0 | 0 | 0 | 0 | 0 | 0 | 0 | 0 | 0 | 0 | 0 | 0 | 0 | 0 | 0 | 0 | 0 | 0
Wednesday | 9 | 14 | 20 | 6164 | 0 | 0 | 0 | 0 | 0 | 0 | 0 | 0 | 0 | 0 | 0 | 0 | 0 | 0 | 0 | 0 | 0 | 0 | 0 | 0 | 0 |  | 0 | 0 | 0 | 0 | 0 | 0 | 0 | 0 |  |  |  |  | 0 | 0 | 0 | 0 | 0 | 0 | 1 | 0 |  | 1 | 1 | 1 | 1 | #VALUE! | #VALUE! | 0 | 0 | 0 | 0 | 0 | 0 | 0 | 0 | 0 | 0 | 0 | 0 | 0 | 0 | 0 | 0 | 0 | 0 | 0 | 0 | 0 | 0 | 0 | 0 | 0
Wednesday | 9 | 14 | 21 | 6165 | 0 | 0 | 0 | 0 | 0 | 0 | 0 | 0 | 0 | 0 | 0 | 0 | 0 | 0 | 0 | 0 | 0 | 0 | 0 | 0 | 0 |  | 0 | 0 | 0 | 0 | 0 | 0 | 0 | 0 |  |  |  |  | 0 | 0 | 0 | 0 | 0 | 0 | 1 | 0 |  | 1 | 1 | 1 | 1 | #VALUE! | #VALUE! | 0 | 0 | 0 | 0 | 0 | 0 | 0 | 0 | 0 | 0 | 0 | 0 | 0 | 0 | 0 | 0 | 0 | 0 | 0 | 0 | 0 | 0 | 0 | 0 | 0
Wednesday | 9 | 14 | 22 | 6166 | 0 | 0 | 0 | 0 | 0 | 0 | 0 | 0 | 0 | 0 | 0 | 0 | 0 | 0 | 0 | 0 | 0 | 0 | 0 | 0 | 0 |  | 0 | 0 | 0 | 0 | 0 | 0 | 0 | 0 |  |  |  |  | 0 | 0 | 0 | 0 | 0 | 0 | 1 | 0 |  | 1 | 1 | 1 | 1 | #VALUE! | #VALUE! | 0 | 0 | 0 | 0 | 0 | 0 | 0 | 0 | 0 | 0 | 0 | 0 | 0 | 0 | 0 | 0 | 0 | 0 | 0 | 0 | 0 | 0 | 0 | 0 | 0
Wednesday | 9 | 14 | 23 | 6167 | 0 | 0 | 0 | 0 | 0 | 0 | 0 | 0 | 0 | 0 | 0 | 0 | 0 | 0 | 0 | 0 | 0 | 0 | 0 | 0 | 0 |  | 0 | 0 | 0 | 0 | 0 | 0 | 0 | 0 |  |  |  |  | 0 | 0 | 0 | 0 | 0 | 0 | 0 | 1 |  | 1 | 1 | 1 | 1 | 1 | 1 | 0 | 0 | 0 | 0 | 0 | 0 | 0 | 0 | 0 | 0 | 0 | 0 | 0 | 0 | 0 | 0 | 0 | 0 | 0 | 0 | 0 | 0 | 0 | 0 | 0
Wednesday | 9 | 14 | 24 | 6168 | 0 | 0 | 0 | 0 | 0 | 0 | 0 | 0 | 0 | 0 | 0 | 0 | 0 | 0 | 0 | 0 | 0 | 0 | 0 | 0 | 0 |  | 0 | 0 | 0 | 0 | 0 | 0 | 0 | 0 |  |  |  |  | 0 | 0 | 0 | 0 | 0 | 0 | 0 | 1 |  | 1 | 1 | 1 | 1 | 1 | 1 | 0 | 0 | 0 | 0 | 0 | 0 | 0 | 0 | 0 | 0 | 0 | 0 | 0 | 0 | 0 | 0 | 0 | 0 | 0 | 0 | 0 | 0 | 0 | 0 | 0
Thursday | 9 | 15 | 1 | 6169 | 0 | 0 | 0 | 0 | 0 | 0 | 0 | 0 | 0 | 0 | 0 | 0 | 0 | 0 | 0 | 0 | 0 | 0 | 0 | 0 | 0 |  | 0 | 0 | 0 | 0 | 0 | 0 | 0 | 0 |  |  |  |  | 0 | 0 | 0 | 0 | 0 | 0 | 0 | 1 |  | 1 | 1 | 1 | 1 | 1 | 1 | 0 | 0 | 0 | 0 | 0 | 0 | 0 | 0 | 0 | 0 | 0 | 0 | 0 | 0 | 0 | 0 | 0 | 0 | 0 | 0 | 0 | 0 | 0 | 0 | 0
Thursday | 9 | 15 | 2 | 6170 | 0 | 0 | 0 | 0 | 0 | 0 | 0 | 0 | 0 | 0 | 0 | 0 | 0 | 0 | 0 | 0 | 0 | 0 | 0 | 0 | 0 |  | 0 | 0 | 0 | 0 | 0 | 0 | 0 | 0 |  |  |  |  | 0 | 0 | 0 | 0 | 0 | 0 | 0 | 1 |  | 1 | 1 | 1 | 1 | 1 | 1 | 0 | 0 | 0 | 0 | 0 | 0 | 0 | 0 | 0 | 0 | 0 | 0 | 0 | 0 | 0 | 0 | 0 | 0 | 0 | 0 | 0 | 0 | 0 | 0 | 0
Thursday | 9 | 15 | 3 | 6171 | 0 | 0 | 0 | 0 | 0 | 0 | 0 | 0 | 0 | 0 | 0 | 0 | 0 | 0 | 0 | 0 | 0 | 0 | 0 | 0 | 0 |  | 0 | 0 | 0 | 0 | 0 | 0 | 0 | 0 |  |  |  |  | 0 | 0 | 0 | 0 | 0 | 0 | 0 | 1 |  | 1 | 1 | 1 | 1 | 1 | 1 | 0 | 0 | 0 | 0 | 0 | 0 | 0 | 0 | 0 | 0 | 0 | 0 | 0 | 0 | 0 | 0 | 0 | 0 | 0 | 0 | 0 | 0 | 0 | 0 | 0
Thursday | 9 | 15 | 4 | 6172 | 0 | 0 | 0 | 0 | 0 | 0 | 0 | 0 | 0 | 0 | 0 | 0 | 0 | 0 | 0 | 0 | 0 | 0 | 0 | 0 | 0 |  | 0 | 0 | 0 | 0 | 0 | 0 | 0 | 0 |  |  |  |  | 0 | 0 | 0 | 0 | 0 | 0 | 0 | 1 |  | 1 | 1 | 1 | 1 | 1 | 1 | 0 | 0 | 0 | 0 | 0 | 0 | 0 | 0 | 0 | 0 | 0 | 0 | 0 | 0 | 0 | 0 | 0 | 0 | 0 | 0 | 0 | 0 | 0 | 0 | 0
Thursday | 9 | 15 | 5 | 6173 | 0 | 0 | 0 | 0 | 0 | 0 | 0 | 0 | 0 | 0 | 0 | 0 | 0 | 0 | 0 | 0 | 0 | 0 | 0 | 0 | 0 |  | 0 | 0 | 0 | 0 | 0 | 0 | 0 | 0 |  |  |  |  | 0 | 0 | 0 | 0 | 0 | 0 | 0 | 1 |  | 1 | 1 | 1 | 1 | 1 | 1 | 0 | 0 | 0 | 0 | 0 | 0 | 0 | 0 | 0 | 0 | 0 | 0 | 0 | 0 | 0 | 0 | 0 | 0 | 0 | 0 | 0 | 0 | 0 | 0 | 0
Thursday | 9 | 15 | 6 | 6174 | 0 | 0 | 0 | 0 | 0 | 0 | 0 | 0 | 0 | 0 | 0 | 0 | 0 | 0 | 0 | 0 | 0 | 0 | 0 | 0 | 0 |  | 0 | 0 | 0 | 0 | 0 | 0 | 0 | 0 |  |  |  |  | 0 | 0 | 0 | 0 | 0 | 0 | 0 | 1 |  | 1 | 1 | 1 | 1 | 1 | 1 | 0 | 0 | 0 | 0 | 0 | 0 | 0 | 0 | 0 | 0 | 0 | 0 | 0 | 0 | 0 | 0 | 0 | 0 | 0 | 0 | 0 | 0 | 0 | 0 | 0
Thursday | 9 | 15 | 7 | 6175 | 0 | 0 | 0 | 0 | 0 | 0 | 0 | 0 | 0 | 0 | 0 | 0 | 0 | 0 | 0 | 0 | 0 | 0 | 0 | 0 | 0 |  | 0 | 0 | 0 | 0 | 0 | 0 | 0 | 0 |  |  |  |  | 0 | 0 | 0 | 0 | 0 | 0 | 0 | 1 |  | 1 | 1 | 1 | 1 | 1 | 1 | 0 | 0 | 0 | 0 | 0 | 0 | 0 | 0 | 0 | 0 | 0 | 0 | 0 | 0 | 0 | 0 | 0 | 0 | 0 | 0 | 0 | 0 | 0 | 0 | 0
Thursday | 9 | 15 | 8 | 6176 | 0 | 0 | 0 | 0 | 0 | 0 | 0 | 0 | 0 | 0 | 0 | 0 | 0 | 0 | 0 | 0 | 0 | 0 | 0 | 0 | 0 |  | 0 | 0 | 0 | 0 | 0 | 0 | 0 | 0 |  |  |  |  | 0 | 0 | 0 | 0 | 0 | 0 | 1 | 0 |  | 1 | 1 | 1 | 1 | #VALUE! | #VALUE! | 0 | 0 | 0 | 0 | 0 | 0 | 0 | 0 | 0 | 0 | 0 | 0 | 0 | 0 | 0 | 0 | 0 | 0 | 0 | 0 | 0 | 0 | 0 | 0 | 0
Thursday | 9 | 15 | 9 | 6177 | 0 | 0 | 0 | 0 | 0 | 0 | 0 | 0 | 0 | 0 | 0 | 0 | 0 | 0 | 0 | 0 | 0 | 0 | 0 | 0 | 0 |  | 0 | 0 | 0 | 0 | 0 | 0 | 0 | 0 |  |  |  |  | 0 | 0 | 0 | 0 | 0 | 0 | 1 | 0 |  | 1 | 1 | 1 | 1 | #VALUE! | #VALUE! | 0 | 0 | 0 | 0 | 0 | 0 | 0 | 0 | 0 | 0 | 0 | 0 | 0 | 0 | 0 | 0 | 0 | 0 | 0 | 0 | 0 | 0 | 0 | 0 | 0
Thursday | 9 | 15 | 10 | 6178 | 0 | 0 | 0 | 0 | 0 | 0 | 0 | 0 | 0 | 0 | 0 | 0 | 0 | 0 | 0 | 0 | 0 | 0 | 0 | 0 | 0 |  | 0 | 0 | 0 | 0 | 0 | 0 | 0 | 0 |  |  |  |  | 0 | 0 | 0 | 0 | 0 | 0 | 1 | 0 |  | 1 | 1 | 1 | 1 | #VALUE! | #VALUE! | 0 | 0 | 0 | 0 | 0 | 0 | 0 | 0 | 0 | 0 | 0 | 0 | 0 | 0 | 0 | 0 | 0 | 0 | 0 | 0 | 0 | 0 | 0 | 0 | 0
Thursday | 9 | 15 | 11 | 6179 | 0 | 0 | 0 | 0 | 0 | 0 | 0 | 0 | 0 | 0 | 0 | 0 | 0 | 0 | 0 | 0 | 0 | 0 | 0 | 0 | 0 |  | 0 | 0 | 0 | 0 | 0 | 0 | 0 | 0 |  |  |  |  | 0 | 0 | 0 | 0 | 0 | 0 | 1 | 0 |  | 1 | 1 | 1 | 1 | #VALUE! | #VALUE! | 0 | 0 | 0 | 0 | 0 | 0 | 0 | 0 | 0 | 0 | 0 | 0 | 0 | 0 | 0 | 0 | 0 | 0 | 0 | 0 | 0 | 0 | 0 | 0 | 0
Thursday | 9 | 15 | 12 | 6180 | 0 | 0 | 0 | 0 | 0 | 0 | 0 | 0 | 0 | 0 | 0 | 0 | 0 | 0 | 0 | 0 | 0 | 0 | 0 | 0 | 0 |  | 0 | 0 | 0 | 0 | 0 | 0 | 0 | 0 |  |  |  |  | 0 | 0 | 0 | 0 | 0 | 0 | 1 | 0 |  | 1 | 1 | 1 | 1 | #VALUE! | #VALUE! | 0 | 0 | 0 | 0 | 0 | 0 | 0 | 0 | 0 | 0 | 0 | 0 | 0 | 0 | 0 | 0 | 0 | 0 | 0 | 0 | 0 | 0 | 0 | 0 | 0
Thursday | 9 | 15 | 13 | 6181 | 0 | 0 | 0 | 0 | 0 | 0 | 0 | 0 | 0 | 0 | 0 | 0 | 0 | 0 | 0 | 0 | 0 | 0 | 0 | 0 | 0 |  | 0 | 0 | 0 | 0 | 0 | 0 | 0 | 0 |  |  |  |  | 0 | 0 | 0 | 0 | 0 | 0 | 1 | 0 |  | 1 | 1 | 1 | 1 | #VALUE! | #VALUE! | 0 | 0 | 0 | 0 | 0 | 0 | 0 | 0 | 0 | 0 | 0 | 0 | 0 | 0 | 0 | 0 | 0 | 0 | 0 | 0 | 0 | 0 | 0 | 0 | 0
Thursday | 9 | 15 | 14 | 6182 | 0 | 0 | 0 | 0 | 0 | 0 | 0 | 0 | 0 | 0 | 0 | 0 | 0 | 0 | 0 | 0 | 0 | 0 | 0 | 0 | 0 |  | 0 | 0 | 0 | 0 | 0 | 0 | 0 | 0 |  |  |  |  | 0 | 0 | 0 | 0 | 0 | 0 | 1 | 0 |  | 1 | 1 | 1 | 1 | #VALUE! | #VALUE! | 0 | 0 | 0 | 0 | 0 | 0 | 0 | 0 | 0 | 0 | 0 | 0 | 0 | 0 | 0 | 0 | 0 | 0 | 0 | 0 | 0 | 0 | 0 | 0 | 0
Thursday | 9 | 15 | 15 | 6183 | 0 | 0 | 0 | 0 | 0 | 0 | 0 | 0 | 0 | 0 | 0 | 0 | 0 | 0 | 0 | 0 | 0 | 0 | 0 | 0 | 0 |  | 0 | 0 | 0 | 0 | 0 | 0 | 0 | 0 |  |  |  |  | 0 | 0 | 0 | 0 | 0 | 0 | 1 | 0 |  | 1 | 1 | 1 | 1 | #VALUE! | #VALUE! | 0 | 0 | 0 | 0 | 0 | 0 | 0 | 0 | 0 | 0 | 0 | 0 | 0 | 0 | 0 | 0 | 0 | 0 | 0 | 0 | 0 | 0 | 0 | 0 | 0
Thursday | 9 | 15 | 16 | 6184 | 0 | 0 | 0 | 0 | 0 | 0 | 0 | 0 | 0 | 0 | 0 | 0 | 0 | 0 | 0 | 0 | 0 | 0 | 0 | 0 | 0 |  | 0 | 0 | 0 | 0 | 0 | 0 | 0 | 0 |  |  |  |  | 0 | 0 | 0 | 0 | 0 | 0 | 1 | 0 |  | 1 | 1 | 1 | 1 | #VALUE! | #VALUE! | 0 | 0 | 0 | 0 | 0 | 0 | 0 | 0 | 0 | 0 | 0 | 0 | 0 | 0 | 0 | 0 | 0 | 0 | 0 | 0 | 0 | 0 | 0 | 0 | 0
Thursday | 9 | 15 | 17 | 6185 | 0 | 0 | 0 | 0 | 0 | 0 | 0 | 0 | 0 | 0 | 0 | 0 | 0 | 0 | 0 | 0 | 0 | 0 | 0 | 0 | 0 |  | 0 | 0 | 0 | 0 | 0 | 0 | 0 | 0 |  |  |  |  | 0 | 0 | 0 | 0 | 0 | 0 | 1 | 0 |  | 1 | 1 | 1 | 1 | #VALUE! | #VALUE! | 0 | 0 | 0 | 0 | 0 | 0 | 0 | 0 | 0 | 0 | 0 | 0 | 0 | 0 | 0 | 0 | 0 | 0 | 0 | 0 | 0 | 0 | 0 | 0 | 0
Thursday | 9 | 15 | 18 | 6186 | 0 | 0 | 0 | 0 | 0 | 0 | 0 | 0 | 0 | 0 | 0 | 0 | 0 | 0 | 0 | 0 | 0 | 0 | 0 | 0 | 0 |  | 0 | 0 | 0 | 0 | 0 | 0 | 0 | 0 |  |  |  |  | 0 | 0 | 0 | 0 | 0 | 0 | 1 | 0 |  | 1 | 1 | 1 | 1 | #VALUE! | #VALUE! | 0 | 0 | 0 | 0 | 0 | 0 | 0 | 0 | 0 | 0 | 0 | 0 | 0 | 0 | 0 | 0 | 0 | 0 | 0 | 0 | 0 | 0 | 0 | 0 | 0
Thursday | 9 | 15 | 19 | 6187 | 0 | 0 | 0 | 0 | 0 | 0 | 0 | 0 | 0 | 0 | 0 | 0 | 0 | 0 | 0 | 0 | 0 | 0 | 0 | 0 | 0 |  | 0 | 0 | 0 | 0 | 0 | 0 | 0 | 0 |  |  |  |  | 0 | 0 | 0 | 0 | 0 | 0 | 1 | 0 |  | 1 | 1 | 1 | 1 | #VALUE! | #VALUE! | 0 | 0 | 0 | 0 | 0 | 0 | 0 | 0 | 0 | 0 | 0 | 0 | 0 | 0 | 0 | 0 | 0 | 0 | 0 | 0 | 0 | 0 | 0 | 0 | 0
Thursday | 9 | 15 | 20 | 6188 | 0 | 0 | 0 | 0 | 0 | 0 | 0 | 0 | 0 | 0 | 0 | 0 | 0 | 0 | 0 | 0 | 0 | 0 | 0 | 0 | 0 |  | 0 | 0 | 0 | 0 | 0 | 0 | 0 | 0 |  |  |  |  | 0 | 0 | 0 | 0 | 0 | 0 | 1 | 0 |  | 1 | 1 | 1 | 1 | #VALUE! | #VALUE! | 0 | 0 | 0 | 0 | 0 | 0 | 0 | 0 | 0 | 0 | 0 | 0 | 0 | 0 | 0 | 0 | 0 | 0 | 0 | 0 | 0 | 0 | 0 | 0 | 0
Thursday | 9 | 15 | 21 | 6189 | 0 | 0 | 0 | 0 | 0 | 0 | 0 | 0 | 0 | 0 | 0 | 0 | 0 | 0 | 0 | 0 | 0 | 0 | 0 | 0 | 0 |  | 0 | 0 | 0 | 0 | 0 | 0 | 0 | 0 |  |  |  |  | 0 | 0 | 0 | 0 | 0 | 0 | 1 | 0 |  | 1 | 1 | 1 | 1 | #VALUE! | #VALUE! | 0 | 0 | 0 | 0 | 0 | 0 | 0 | 0 | 0 | 0 | 0 | 0 | 0 | 0 | 0 | 0 | 0 | 0 | 0 | 0 | 0 | 0 | 0 | 0 | 0
Thursday | 9 | 15 | 22 | 6190 | 0 | 0 | 0 | 0 | 0 | 0 | 0 | 0 | 0 | 0 | 0 | 0 | 0 | 0 | 0 | 0 | 0 | 0 | 0 | 0 | 0 |  | 0 | 0 | 0 | 0 | 0 | 0 | 0 | 0 |  |  |  |  | 0 | 0 | 0 | 0 | 0 | 0 | 1 | 0 |  | 1 | 1 | 1 | 1 | #VALUE! | #VALUE! | 0 | 0 | 0 | 0 | 0 | 0 | 0 | 0 | 0 | 0 | 0 | 0 | 0 | 0 | 0 | 0 | 0 | 0 | 0 | 0 | 0 | 0 | 0 | 0 | 0
Thursday | 9 | 15 | 23 | 6191 | 0 | 0 | 0 | 0 | 0 | 0 | 0 | 0 | 0 | 0 | 0 | 0 | 0 | 0 | 0 | 0 | 0 | 0 | 0 | 0 | 0 |  | 0 | 0 | 0 | 0 | 0 | 0 | 0 | 0 |  |  |  |  | 0 | 0 | 0 | 0 | 0 | 0 | 0 | 1 |  | 1 | 1 | 1 | 1 | 1 | 1 | 0 | 0 | 0 | 0 | 0 | 0 | 0 | 0 | 0 | 0 | 0 | 0 | 0 | 0 | 0 | 0 | 0 | 0 | 0 | 0 | 0 | 0 | 0 | 0 | 0
Thursday | 9 | 15 | 24 | 6192 | 0 | 0 | 0 | 0 | 0 | 0 | 0 | 0 | 0 | 0 | 0 | 0 | 0 | 0 | 0 | 0 | 0 | 0 | 0 | 0 | 0 |  | 0 | 0 | 0 | 0 | 0 | 0 | 0 | 0 |  |  |  |  | 0 | 0 | 0 | 0 | 0 | 0 | 0 | 1 |  | 1 | 1 | 1 | 1 | 1 | 1 | 0 | 0 | 0 | 0 | 0 | 0 | 0 | 0 | 0 | 0 | 0 | 0 | 0 | 0 | 0 | 0 | 0 | 0 | 0 | 0 | 0 | 0 | 0 | 0 | 0
Friday | 9 | 16 | 1 | 6193 | 0 | 0 | 0 | 0 | 0 | 0 | 0 | 0 | 0 | 0 | 0 | 0 | 0 | 0 | 0 | 0 | 0 | 0 | 0 | 0 | 0 |  | 0 | 0 | 0 | 0 | 0 | 0 | 0 | 0 |  |  |  |  | 0 | 0 | 0 | 0 | 0 | 0 | 0 | 1 |  | 1 | 1 | 1 | 1 | 1 | 1 | 0 | 0 | 0 | 0 | 0 | 0 | 0 | 0 | 0 | 0 | 0 | 0 | 0 | 0 | 0 | 0 | 0 | 0 | 0 | 0 | 0 | 0 | 0 | 0 | 0
Friday | 9 | 16 | 2 | 6194 | 0 | 0 | 0 | 0 | 0 | 0 | 0 | 0 | 0 | 0 | 0 | 0 | 0 | 0 | 0 | 0 | 0 | 0 | 0 | 0 | 0 |  | 0 | 0 | 0 | 0 | 0 | 0 | 0 | 0 |  |  |  |  | 0 | 0 | 0 | 0 | 0 | 0 | 0 | 1 |  | 1 | 1 | 1 | 1 | 1 | 1 | 0 | 0 | 0 | 0 | 0 | 0 | 0 | 0 | 0 | 0 | 0 | 0 | 0 | 0 | 0 | 0 | 0 | 0 | 0 | 0 | 0 | 0 | 0 | 0 | 0
Friday | 9 | 16 | 3 | 6195 | 0 | 0 | 0 | 0 | 0 | 0 | 0 | 0 | 0 | 0 | 0 | 0 | 0 | 0 | 0 | 0 | 0 | 0 | 0 | 0 | 0 |  | 0 | 0 | 0 | 0 | 0 | 0 | 0 | 0 |  |  |  |  | 0 | 0 | 0 | 0 | 0 | 0 | 0 | 1 |  | 1 | 1 | 1 | 1 | 1 | 1 | 0 | 0 | 0 | 0 | 0 | 0 | 0 | 0 | 0 | 0 | 0 | 0 | 0 | 0 | 0 | 0 | 0 | 0 | 0 | 0 | 0 | 0 | 0 | 0 | 0
Friday | 9 | 16 | 4 | 6196 | 0 | 0 | 0 | 0 | 0 | 0 | 0 | 0 | 0 | 0 | 0 | 0 | 0 | 0 | 0 | 0 | 0 | 0 | 0 | 0 | 0 |  | 0 | 0 | 0 | 0 | 0 | 0 | 0 | 0 |  |  |  |  | 0 | 0 | 0 | 0 | 0 | 0 | 0 | 1 |  | 1 | 1 | 1 | 1 | 1 | 1 | 0 | 0 | 0 | 0 | 0 | 0 | 0 | 0 | 0 | 0 | 0 | 0 | 0 | 0 | 0 | 0 | 0 | 0 | 0 | 0 | 0 | 0 | 0 | 0 | 0
Friday | 9 | 16 | 5 | 6197 | 0 | 0 | 0 | 0 | 0 | 0 | 0 | 0 | 0 | 0 | 0 | 0 | 0 | 0 | 0 | 0 | 0 | 0 | 0 | 0 | 0 |  | 0 | 0 | 0 | 0 | 0 | 0 | 0 | 0 |  |  |  |  | 0 | 0 | 0 | 0 | 0 | 0 | 0 | 1 |  | 1 | 1 | 1 | 1 | 1 | 1 | 0 | 0 | 0 | 0 | 0 | 0 | 0 | 0 | 0 | 0 | 0 | 0 | 0 | 0 | 0 | 0 | 0 | 0 | 0 | 0 | 0 | 0 | 0 | 0 | 0
Friday | 9 | 16 | 6 | 6198 | 0 | 0 | 0 | 0 | 0 | 0 | 0 | 0 | 0 | 0 | 0 | 0 | 0 | 0 | 0 | 0 | 0 | 0 | 0 | 0 | 0 |  | 0 | 0 | 0 | 0 | 0 | 0 | 0 | 0 |  |  |  |  | 0 | 0 | 0 | 0 | 0 | 0 | 0 | 1 |  | 1 | 1 | 1 | 1 | 1 | 1 | 0 | 0 | 0 | 0 | 0 | 0 | 0 | 0 | 0 | 0 | 0 | 0 | 0 | 0 | 0 | 0 | 0 | 0 | 0 | 0 | 0 | 0 | 0 | 0 | 0
Friday | 9 | 16 | 7 | 6199 | 0 | 0 | 0 | 0 | 0 | 0 | 0 | 0 | 0 | 0 | 0 | 0 | 0 | 0 | 0 | 0 | 0 | 0 | 0 | 0 | 0 |  | 0 | 0 | 0 | 0 | 0 | 0 | 0 | 0 |  |  |  |  | 0 | 0 | 0 | 0 | 0 | 0 | 0 | 1 |  | 1 | 1 | 1 | 1 | 1 | 1 | 0 | 0 | 0 | 0 | 0 | 0 | 0 | 0 | 0 | 0 | 0 | 0 | 0 | 0 | 0 | 0 | 0 | 0 | 0 | 0 | 0 | 0 | 0 | 0 | 0
Friday | 9 | 16 | 8 | 6200 | 0 | 0 | 0 | 0 | 0 | 0 | 0 | 0 | 0 | 0 | 0 | 0 | 0 | 0 | 0 | 0 | 0 | 0 | 0 | 0 | 0 |  | 0 | 0 | 0 | 0 | 0 | 0 | 0 | 0 |  |  |  |  | 0 | 0 | 0 | 0 | 0 | 0 | 1 | 0 |  | 1 | 1 | 1 | 1 | #VALUE! | #VALUE! | 0 | 0 | 0 | 0 | 0 | 0 | 0 | 0 | 0 | 0 | 0 | 0 | 0 | 0 | 0 | 0 | 0 | 0 | 0 | 0 | 0 | 0 | 0 | 0 | 0
Friday | 9 | 16 | 9 | 6201 | 0 | 0 | 0 | 0 | 0 | 0 | 0 | 0 | 0 | 0 | 0 | 0 | 0 | 0 | 0 | 0 | 0 | 0 | 0 | 0 | 0 |  | 0 | 0 | 0 | 0 | 0 | 0 | 0 | 0 |  |  |  |  | 0 | 0 | 0 | 0 | 0 | 0 | 1 | 0 |  | 1 | 1 | 1 | 1 | #VALUE! | #VALUE! | 0 | 0 | 0 | 0 | 0 | 0 | 0 | 0 | 0 | 0 | 0 | 0 | 0 | 0 | 0 | 0 | 0 | 0 | 0 | 0 | 0 | 0 | 0 | 0 | 0
Friday | 9 | 16 | 10 | 6202 | 0 | 0 | 0 | 0 | 0 | 0 | 0 | 0 | 0 | 0 | 0 | 0 | 0 | 0 | 0 | 0 | 0 | 0 | 0 | 0 | 0 |  | 0 | 0 | 0 | 0 | 0 | 0 | 0 | 0 |  |  |  |  | 0 | 0 | 0 | 0 | 0 | 0 | 1 | 0 |  | 1 | 1 | 1 | 1 | #VALUE! | #VALUE! | 0 | 0 | 0 | 0 | 0 | 0 | 0 | 0 | 0 | 0 | 0 | 0 | 0 | 0 | 0 | 0 | 0 | 0 | 0 | 0 | 0 | 0 | 0 | 0 | 0
Friday | 9 | 16 | 11 | 6203 | 0 | 0 | 0 | 0 | 0 | 0 | 0 | 0 | 0 | 0 | 0 | 0 | 0 | 0 | 0 | 0 | 0 | 0 | 0 | 0 | 0 |  | 0 | 0 | 0 | 0 | 0 | 0 | 0 | 0 |  |  |  |  | 0 | 0 | 0 | 0 | 0 | 0 | 1 | 0 |  | 1 | 1 | 1 | 1 | #VALUE! | #VALUE! | 0 | 0 | 0 | 0 | 0 | 0 | 0 | 0 | 0 | 0 | 0 | 0 | 0 | 0 | 0 | 0 | 0 | 0 | 0 | 0 | 0 | 0 | 0 | 0 | 0
Friday | 9 | 16 | 12 | 6204 | 0 | 0 | 0 | 0 | 0 | 0 | 0 | 0 | 0 | 0 | 0 | 0 | 0 | 0 | 0 | 0 | 0 | 0 | 0 | 0 | 0 |  | 0 | 0 | 0 | 0 | 0 | 0 | 0 | 0 |  |  |  |  | 0 | 0 | 0 | 0 | 0 | 0 | 1 | 0 |  | 1 | 1 | 1 | 1 | #VALUE! | #VALUE! | 0 | 0 | 0 | 0 | 0 | 0 | 0 | 0 | 0 | 0 | 0 | 0 | 0 | 0 | 0 | 0 | 0 | 0 | 0 | 0 | 0 | 0 | 0 | 0 | 0
Friday | 9 | 16 | 13 | 6205 | 0 | 0 | 0 | 0 | 0 | 0 | 0 | 0 | 0 | 0 | 0 | 0 | 0 | 0 | 0 | 0 | 0 | 0 | 0 | 0 | 0 |  | 0 | 0 | 0 | 0 | 0 | 0 | 0 | 0 |  |  |  |  | 0 | 0 | 0 | 0 | 0 | 0 | 1 | 0 |  | 1 | 1 | 1 | 1 | #VALUE! | #VALUE! | 0 | 0 | 0 | 0 | 0 | 0 | 0 | 0 | 0 | 0 | 0 | 0 | 0 | 0 | 0 | 0 | 0 | 0 | 0 | 0 | 0 | 0 | 0 | 0 | 0
Friday | 9 | 16 | 14 | 6206 | 0 | 0 | 0 | 0 | 0 | 0 | 0 | 0 | 0 | 0 | 0 | 0 | 0 | 0 | 0 | 0 | 0 | 0 | 0 | 0 | 0 |  | 0 | 0 | 0 | 0 | 0 | 0 | 0 | 0 |  |  |  |  | 0 | 0 | 0 | 0 | 0 | 0 | 1 | 0 |  | 1 | 1 | 1 | 1 | #VALUE! | #VALUE! | 0 | 0 | 0 | 0 | 0 | 0 | 0 | 0 | 0 | 0 | 0 | 0 | 0 | 0 | 0 | 0 | 0 | 0 | 0 | 0 | 0 | 0 | 0 | 0 | 0
Friday | 9 | 16 | 15 | 6207 | 0 | 0 | 0 | 0 | 0 | 0 | 0 | 0 | 0 | 0 | 0 | 0 | 0 | 0 | 0 | 0 | 0 | 0 | 0 | 0 | 0 |  | 0 | 0 | 0 | 0 | 0 | 0 | 0 | 0 |  |  |  |  | 0 | 0 | 0 | 0 | 0 | 0 | 1 | 0 |  | 1 | 1 | 1 | 1 | #VALUE! | #VALUE! | 0 | 0 | 0 | 0 | 0 | 0 | 0 | 0 | 0 | 0 | 0 | 0 | 0 | 0 | 0 | 0 | 0 | 0 | 0 | 0 | 0 | 0 | 0 | 0 | 0
Friday | 9 | 16 | 16 | 6208 | 0 | 0 | 0 | 0 | 0 | 0 | 0 | 0 | 0 | 0 | 0 | 0 | 0 | 0 | 0 | 0 | 0 | 0 | 0 | 0 | 0 |  | 0 | 0 | 0 | 0 | 0 | 0 | 0 | 0 |  |  |  |  | 0 | 0 | 0 | 0 | 0 | 0 | 1 | 0 |  | 1 | 1 | 1 | 1 | #VALUE! | #VALUE! | 0 | 0 | 0 | 0 | 0 | 0 | 0 | 0 | 0 | 0 | 0 | 0 | 0 | 0 | 0 | 0 | 0 | 0 | 0 | 0 | 0 | 0 | 0 | 0 | 0
Friday | 9 | 16 | 17 | 6209 | 0 | 0 | 0 | 0 | 0 | 0 | 0 | 0 | 0 | 0 | 0 | 0 | 0 | 0 | 0 | 0 | 0 | 0 | 0 | 0 | 0 |  | 0 | 0 | 0 | 0 | 0 | 0 | 0 | 0 |  |  |  |  | 0 | 0 | 0 | 0 | 0 | 0 | 1 | 0 |  | 1 | 1 | 1 | 1 | #VALUE! | #VALUE! | 0 | 0 | 0 | 0 | 0 | 0 | 0 | 0 | 0 | 0 | 0 | 0 | 0 | 0 | 0 | 0 | 0 | 0 | 0 | 0 | 0 | 0 | 0 | 0 | 0
Friday | 9 | 16 | 18 | 6210 | 0 | 0 | 0 | 0 | 0 | 0 | 0 | 0 | 0 | 0 | 0 | 0 | 0 | 0 | 0 | 0 | 0 | 0 | 0 | 0 | 0 |  | 0 | 0 | 0 | 0 | 0 | 0 | 0 | 0 |  |  |  |  | 0 | 0 | 0 | 0 | 0 | 0 | 1 | 0 |  | 1 | 1 | 1 | 1 | #VALUE! | #VALUE! | 0 | 0 | 0 | 0 | 0 | 0 | 0 | 0 | 0 | 0 | 0 | 0 | 0 | 0 | 0 | 0 | 0 | 0 | 0 | 0 | 0 | 0 | 0 | 0 | 0
Friday | 9 | 16 | 19 | 6211 | 0 | 0 | 0 | 0 | 0 | 0 | 0 | 0 | 0 | 0 | 0 | 0 | 0 | 0 | 0 | 0 | 0 | 0 | 0 | 0 | 0 |  | 0 | 0 | 0 | 0 | 0 | 0 | 0 | 0 |  |  |  |  | 0 | 0 | 0 | 0 | 0 | 0 | 1 | 0 |  | 1 | 1 | 1 | 1 | #VALUE! | #VALUE! | 0 | 0 | 0 | 0 | 0 | 0 | 0 | 0 | 0 | 0 | 0 | 0 | 0 | 0 | 0 | 0 | 0 | 0 | 0 | 0 | 0 | 0 | 0 | 0 | 0
Friday | 9 | 16 | 20 | 6212 | 0 | 0 | 0 | 0 | 0 | 0 | 0 | 0 | 0 | 0 | 0 | 0 | 0 | 0 | 0 | 0 | 0 | 0 | 0 | 0 | 0 |  | 0 | 0 | 0 | 0 | 0 | 0 | 0 | 0 |  |  |  |  | 0 | 0 | 0 | 0 | 0 | 0 | 1 | 0 |  | 1 | 1 | 1 | 1 | #VALUE! | #VALUE! | 0 | 0 | 0 | 0 | 0 | 0 | 0 | 0 | 0 | 0 | 0 | 0 | 0 | 0 | 0 | 0 | 0 | 0 | 0 | 0 | 0 | 0 | 0 | 0 | 0
Friday | 9 | 16 | 21 | 6213 | 0 | 0 | 0 | 0 | 0 | 0 | 0 | 0 | 0 | 0 | 0 | 0 | 0 | 0 | 0 | 0 | 0 | 0 | 0 | 0 | 0 |  | 0 | 0 | 0 | 0 | 0 | 0 | 0 | 0 |  |  |  |  | 0 | 0 | 0 | 0 | 0 | 0 | 1 | 0 |  | 1 | 1 | 1 | 1 | #VALUE! | #VALUE! | 0 | 0 | 0 | 0 | 0 | 0 | 0 | 0 | 0 | 0 | 0 | 0 | 0 | 0 | 0 | 0 | 0 | 0 | 0 | 0 | 0 | 0 | 0 | 0 | 0
Friday | 9 | 16 | 22 | 6214 | 0 | 0 | 0 | 0 | 0 | 0 | 0 | 0 | 0 | 0 | 0 | 0 | 0 | 0 | 0 | 0 | 0 | 0 | 0 | 0 | 0 |  | 0 | 0 | 0 | 0 | 0 | 0 | 0 | 0 |  |  |  |  | 0 | 0 | 0 | 0 | 0 | 0 | 1 | 0 |  | 1 | 1 | 1 | 1 | #VALUE! | #VALUE! | 0 | 0 | 0 | 0 | 0 | 0 | 0 | 0 | 0 | 0 | 0 | 0 | 0 | 0 | 0 | 0 | 0 | 0 | 0 | 0 | 0 | 0 | 0 | 0 | 0
Friday | 9 | 16 | 23 | 6215 | 0 | 0 | 0 | 0 | 0 | 0 | 0 | 0 | 0 | 0 | 0 | 0 | 0 | 0 | 0 | 0 | 0 | 0 | 0 | 0 | 0 |  | 0 | 0 | 0 | 0 | 0 | 0 | 0 | 0 |  |  |  |  | 0 | 0 | 0 | 0 | 0 | 0 | 0 | 1 |  | 1 | 1 | 1 | 1 | 1 | 1 | 0 | 0 | 0 | 0 | 0 | 0 | 0 | 0 | 0 | 0 | 0 | 0 | 0 | 0 | 0 | 0 | 0 | 0 | 0 | 0 | 0 | 0 | 0 | 0 | 0
Friday | 9 | 16 | 24 | 6216 | 0 | 0 | 0 | 0 | 0 | 0 | 0 | 0 | 0 | 0 | 0 | 0 | 0 | 0 | 0 | 0 | 0 | 0 | 0 | 0 | 0 |  | 0 | 0 | 0 | 0 | 0 | 0 | 0 | 0 |  |  |  |  | 0 | 0 | 0 | 0 | 0 | 0 | 0 | 1 |  | 1 | 1 | 1 | 1 | 1 | 1 | 0 | 0 | 0 | 0 | 0 | 0 | 0 | 0 | 0 | 0 | 0 | 0 | 0 | 0 | 0 | 0 | 0 | 0 | 0 | 0 | 0 | 0 | 0 | 0 | 0
Saturday | 9 | 17 | 1 | 6217 | 0 | 0 | 0 | 0 | 0 | 0 | 0 | 0 | 0 | 0 | 0 | 0 | 0 | 0 | 0 | 0 | 0 | 0 | 0 | 0 | 0 |  | 0 | 0 | 0 | 0 | 0 | 0 | 0 | 0 |  |  |  |  | 0 | 0 | 0 | 0 | 0 | 0 | 0 | 1 |  | 1 | 1 | 1 | 1 | 1 | 1 | 0 | 0 | 0 | 0 | 0 | 0 | 0 | 0 | 0 | 0 | 0 | 0 | 0 | 0 | 0 | 0 | 0 | 0 | 0 | 0 | 0 | 0 | 0 | 0 | 0
Saturday | 9 | 17 | 2 | 6218 | 0 | 0 | 0 | 0 | 0 | 0 | 0 | 0 | 0 | 0 | 0 | 0 | 0 | 0 | 0 | 0 | 0 | 0 | 0 | 0 | 0 |  | 0 | 0 | 0 | 0 | 0 | 0 | 0 | 0 |  |  |  |  | 0 | 0 | 0 | 0 | 0 | 0 | 0 | 1 |  | 1 | 1 | 1 | 1 | 1 | 1 | 0 | 0 | 0 | 0 | 0 | 0 | 0 | 0 | 0 | 0 | 0 | 0 | 0 | 0 | 0 | 0 | 0 | 0 | 0 | 0 | 0 | 0 | 0 | 0 | 0
Saturday | 9 | 17 | 3 | 6219 | 0 | 0 | 0 | 0 | 0 | 0 | 0 | 0 | 0 | 0 | 0 | 0 | 0 | 0 | 0 | 0 | 0 | 0 | 0 | 0 | 0 |  | 0 | 0 | 0 | 0 | 0 | 0 | 0 | 0 |  |  |  |  | 0 | 0 | 0 | 0 | 0 | 0 | 0 | 1 |  | 1 | 1 | 1 | 1 | 1 | 1 | 0 | 0 | 0 | 0 | 0 | 0 | 0 | 0 | 0 | 0 | 0 | 0 | 0 | 0 | 0 | 0 | 0 | 0 | 0 | 0 | 0 | 0 | 0 | 0 | 0
Saturday | 9 | 17 | 4 | 6220 | 0 | 0 | 0 | 0 | 0 | 0 | 0 | 0 | 0 | 0 | 0 | 0 | 0 | 0 | 0 | 0 | 0 | 0 | 0 | 0 | 0 |  | 0 | 0 | 0 | 0 | 0 | 0 | 0 | 0 |  |  |  |  | 0 | 0 | 0 | 0 | 0 | 0 | 0 | 1 |  | 1 | 1 | 1 | 1 | 1 | 1 | 0 | 0 | 0 | 0 | 0 | 0 | 0 | 0 | 0 | 0 | 0 | 0 | 0 | 0 | 0 | 0 | 0 | 0 | 0 | 0 | 0 | 0 | 0 | 0 | 0
Saturday | 9 | 17 | 5 | 6221 | 0 | 0 | 0 | 0 | 0 | 0 | 0 | 0 | 0 | 0 | 0 | 0 | 0 | 0 | 0 | 0 | 0 | 0 | 0 | 0 | 0 |  | 0 | 0 | 0 | 0 | 0 | 0 | 0 | 0 |  |  |  |  | 0 | 0 | 0 | 0 | 0 | 0 | 0 | 1 |  | 1 | 1 | 1 | 1 | 1 | 1 | 0 | 0 | 0 | 0 | 0 | 0 | 0 | 0 | 0 | 0 | 0 | 0 | 0 | 0 | 0 | 0 | 0 | 0 | 0 | 0 | 0 | 0 | 0 | 0 | 0
Saturday | 9 | 17 | 6 | 6222 | 0 | 0 | 0 | 0 | 0 | 0 | 0 | 0 | 0 | 0 | 0 | 0 | 0 | 0 | 0 | 0 | 0 | 0 | 0 | 0 | 0 |  | 0 | 0 | 0 | 0 | 0 | 0 | 0 | 0 |  |  |  |  | 0 | 0 | 0 | 0 | 0 | 0 | 0 | 1 |  | 1 | 1 | 1 | 1 | 1 | 1 | 0 | 0 | 0 | 0 | 0 | 0 | 0 | 0 | 0 | 0 | 0 | 0 | 0 | 0 | 0 | 0 | 0 | 0 | 0 | 0 | 0 | 0 | 0 | 0 | 0
Saturday | 9 | 17 | 7 | 6223 | 0 | 0 | 0 | 0 | 0 | 0 | 0 | 0 | 0 | 0 | 0 | 0 | 0 | 0 | 0 | 0 | 0 | 0 | 0 | 0 | 0 |  | 0 | 0 | 0 | 0 | 0 | 0 | 0 | 0 |  |  |  |  | 0 | 0 | 0 | 0 | 0 | 0 | 0 | 1 |  | 1 | 1 | 1 | 1 | 1 | 1 | 0 | 0 | 0 | 0 | 0 | 0 | 0 | 0 | 0 | 0 | 0 | 0 | 0 | 0 | 0 | 0 | 0 | 0 | 0 | 0 | 0 | 0 | 0 | 0 | 0
Saturday | 9 | 17 | 8 | 6224 | 0 | 0 | 0 | 0 | 0 | 0 | 0 | 0 | 0 | 0 | 0 | 0 | 0 | 0 | 0 | 0 | 0 | 0 | 0 | 0 | 0 |  | 0 | 0 | 0 | 0 | 0 | 0 | 0 | 0 |  |  |  |  | 0 | 0 | 0 | 0 | 0 | 0 | 0 | 1 |  | 1 | 1 | 1 | 1 | 1 | 1 | 0 | 0 | 0 | 0 | 0 | 0 | 0 | 0 | 0 | 0 | 0 | 0 | 0 | 0 | 0 | 0 | 0 | 0 | 0 | 0 | 0 | 0 | 0 | 0 | 0
Saturday | 9 | 17 | 9 | 6225 | 0 | 0 | 0 | 0 | 0 | 0 | 0 | 0 | 0 | 0 | 0 | 0 | 0 | 0 | 0 | 0 | 0 | 0 | 0 | 0 | 0 |  | 0 | 0 | 0 | 0 | 0 | 0 | 0 | 0 |  |  |  |  | 0 | 0 | 0 | 0 | 0 | 0 | 0 | 1 |  | 1 | 1 | 1 | 1 | 1 | 1 | 0 | 0 | 0 | 0 | 0 | 0 | 0 | 0 | 0 | 0 | 0 | 0 | 0 | 0 | 0 | 0 | 0 | 0 | 0 | 0 | 0 | 0 | 0 | 0 | 0
Saturday | 9 | 17 | 10 | 6226 | 0 | 0 | 0 | 0 | 0 | 0 | 0 | 0 | 0 | 0 | 0 | 0 | 0 | 0 | 0 | 0 | 0 | 0 | 0 | 0 | 0 |  | 0 | 0 | 0 | 0 | 0 | 0 | 0 | 0 |  |  |  |  | 0 | 0 | 0 | 0 | 0 | 0 | 0 | 1 |  | 1 | 1 | 1 | 1 | 1 | 1 | 0 | 0 | 0 | 0 | 0 | 0 | 0 | 0 | 0 | 0 | 0 | 0 | 0 | 0 | 0 | 0 | 0 | 0 | 0 | 0 | 0 | 0 | 0 | 0 | 0
Saturday | 9 | 17 | 11 | 6227 | 0 | 0 | 0 | 0 | 0 | 0 | 0 | 0 | 0 | 0 | 0 | 0 | 0 | 0 | 0 | 0 | 0 | 0 | 0 | 0 | 0 |  | 0 | 0 | 0 | 0 | 0 | 0 | 0 | 0 |  |  |  |  | 0 | 0 | 0 | 0 | 0 | 0 | 0 | 1 |  | 1 | 1 | 1 | 1 | 1 | 1 | 0 | 0 | 0 | 0 | 0 | 0 | 0 | 0 | 0 | 0 | 0 | 0 | 0 | 0 | 0 | 0 | 0 | 0 | 0 | 0 | 0 | 0 | 0 | 0 | 0
Saturday | 9 | 17 | 12 | 6228 | 0 | 0 | 0 | 0 | 0 | 0 | 0 | 0 | 0 | 0 | 0 | 0 | 0 | 0 | 0 | 0 | 0 | 0 | 0 | 0 | 0 |  | 0 | 0 | 0 | 0 | 0 | 0 | 0 | 0 |  |  |  |  | 0 | 0 | 0 | 0 | 0 | 0 | 0 | 1 |  | 1 | 1 | 1 | 1 | 1 | 1 | 0 | 0 | 0 | 0 | 0 | 0 | 0 | 0 | 0 | 0 | 0 | 0 | 0 | 0 | 0 | 0 | 0 | 0 | 0 | 0 | 0 | 0 | 0 | 0 | 0
Saturday | 9 | 17 | 13 | 6229 | 0 | 0 | 0 | 0 | 0 | 0 | 0 | 0 | 0 | 0 | 0 | 0 | 0 | 0 | 0 | 0 | 0 | 0 | 0 | 0 | 0 |  | 0 | 0 | 0 | 0 | 0 | 0 | 0 | 0 |  |  |  |  | 0 | 0 | 0 | 0 | 0 | 0 | 0 | 1 |  | 1 | 1 | 1 | 1 | 1 | 1 | 0 | 0 | 0 | 0 | 0 | 0 | 0 | 0 | 0 | 0 | 0 | 0 | 0 | 0 | 0 | 0 | 0 | 0 | 0 | 0 | 0 | 0 | 0 | 0 | 0
Saturday | 9 | 17 | 14 | 6230 | 0 | 0 | 0 | 0 | 0 | 0 | 0 | 0 | 0 | 0 | 0 | 0 | 0 | 0 | 0 | 0 | 0 | 0 | 0 | 0 | 0 |  | 0 | 0 | 0 | 0 | 0 | 0 | 0 | 0 |  |  |  |  | 0 | 0 | 0 | 0 | 0 | 0 | 0 | 1 |  | 1 | 1 | 1 | 1 | 1 | 1 | 0 | 0 | 0 | 0 | 0 | 0 | 0 | 0 | 0 | 0 | 0 | 0 | 0 | 0 | 0 | 0 | 0 | 0 | 0 | 0 | 0 | 0 | 0 | 0 | 0
Saturday | 9 | 17 | 15 | 6231 | 0 | 0 | 0 | 0 | 0 | 0 | 0 | 0 | 0 | 0 | 0 | 0 | 0 | 0 | 0 | 0 | 0 | 0 | 0 | 0 | 0 |  | 0 | 0 | 0 | 0 | 0 | 0 | 0 | 0 |  |  |  |  | 0 | 0 | 0 | 0 | 0 | 0 | 0 | 1 |  | 1 | 1 | 1 | 1 | 1 | 1 | 0 | 0 | 0 | 0 | 0 | 0 | 0 | 0 | 0 | 0 | 0 | 0 | 0 | 0 | 0 | 0 | 0 | 0 | 0 | 0 | 0 | 0 | 0 | 0 | 0
Saturday | 9 | 17 | 16 | 6232 | 0 | 0 | 0 | 0 | 0 | 0 | 0 | 0 | 0 | 0 | 0 | 0 | 0 | 0 | 0 | 0 | 0 | 0 | 0 | 0 | 0 |  | 0 | 0 | 0 | 0 | 0 | 0 | 0 | 0 |  |  |  |  | 0 | 0 | 0 | 0 | 0 | 0 | 0 | 1 |  | 1 | 1 | 1 | 1 | 1 | 1 | 0 | 0 | 0 | 0 | 0 | 0 | 0 | 0 | 0 | 0 | 0 | 0 | 0 | 0 | 0 | 0 | 0 | 0 | 0 | 0 | 0 | 0 | 0 | 0 | 0
Saturday | 9 | 17 | 17 | 6233 | 0 | 0 | 0 | 0 | 0 | 0 | 0 | 0 | 0 | 0 | 0 | 0 | 0 | 0 | 0 | 0 | 0 | 0 | 0 | 0 | 0 |  | 0 | 0 | 0 | 0 | 0 | 0 | 0 | 0 |  |  |  |  | 0 | 0 | 0 | 0 | 0 | 0 | 0 | 1 |  | 1 | 1 | 1 | 1 | 1 | 1 | 0 | 0 | 0 | 0 | 0 | 0 | 0 | 0 | 0 | 0 | 0 | 0 | 0 | 0 | 0 | 0 | 0 | 0 | 0 | 0 | 0 | 0 | 0 | 0 | 0
Saturday | 9 | 17 | 18 | 6234 | 0 | 0 | 0 | 0 | 0 | 0 | 0 | 0 | 0 | 0 | 0 | 0 | 0 | 0 | 0 | 0 | 0 | 0 | 0 | 0 | 0 |  | 0 | 0 | 0 | 0 | 0 | 0 | 0 | 0 |  |  |  |  | 0 | 0 | 0 | 0 | 0 | 0 | 0 | 1 |  | 1 | 1 | 1 | 1 | 1 | 1 | 0 | 0 | 0 | 0 | 0 | 0 | 0 | 0 | 0 | 0 | 0 | 0 | 0 | 0 | 0 | 0 | 0 | 0 | 0 | 0 | 0 | 0 | 0 | 0 | 0
Saturday | 9 | 17 | 19 | 6235 | 0 | 0 | 0 | 0 | 0 | 0 | 0 | 0 | 0 | 0 | 0 | 0 | 0 | 0 | 0 | 0 | 0 | 0 | 0 | 0 | 0 |  | 0 | 0 | 0 | 0 | 0 | 0 | 0 | 0 |  |  |  |  | 0 | 0 | 0 | 0 | 0 | 0 | 0 | 1 |  | 1 | 1 | 1 | 1 | 1 | 1 | 0 | 0 | 0 | 0 | 0 | 0 | 0 | 0 | 0 | 0 | 0 | 0 | 0 | 0 | 0 | 0 | 0 | 0 | 0 | 0 | 0 | 0 | 0 | 0 | 0
Saturday | 9 | 17 | 20 | 6236 | 0 | 0 | 0 | 0 | 0 | 0 | 0 | 0 | 0 | 0 | 0 | 0 | 0 | 0 | 0 | 0 | 0 | 0 | 0 | 0 | 0 |  | 0 | 0 | 0 | 0 | 0 | 0 | 0 | 0 |  |  |  |  | 0 | 0 | 0 | 0 | 0 | 0 | 0 | 1 |  | 1 | 1 | 1 | 1 | 1 | 1 | 0 | 0 | 0 | 0 | 0 | 0 | 0 | 0 | 0 | 0 | 0 | 0 | 0 | 0 | 0 | 0 | 0 | 0 | 0 | 0 | 0 | 0 | 0 | 0 | 0
Saturday | 9 | 17 | 21 | 6237 | 0 | 0 | 0 | 0 | 0 | 0 | 0 | 0 | 0 | 0 | 0 | 0 | 0 | 0 | 0 | 0 | 0 | 0 | 0 | 0 | 0 |  | 0 | 0 | 0 | 0 | 0 | 0 | 0 | 0 |  |  |  |  | 0 | 0 | 0 | 0 | 0 | 0 | 0 | 1 |  | 1 | 1 | 1 | 1 | 1 | 1 | 0 | 0 | 0 | 0 | 0 | 0 | 0 | 0 | 0 | 0 | 0 | 0 | 0 | 0 | 0 | 0 | 0 | 0 | 0 | 0 | 0 | 0 | 0 | 0 | 0
Saturday | 9 | 17 | 22 | 6238 | 0 | 0 | 0 | 0 | 0 | 0 | 0 | 0 | 0 | 0 | 0 | 0 | 0 | 0 | 0 | 0 | 0 | 0 | 0 | 0 | 0 |  | 0 | 0 | 0 | 0 | 0 | 0 | 0 | 0 |  |  |  |  | 0 | 0 | 0 | 0 | 0 | 0 | 0 | 1 |  | 1 | 1 | 1 | 1 | 1 | 1 | 0 | 0 | 0 | 0 | 0 | 0 | 0 | 0 | 0 | 0 | 0 | 0 | 0 | 0 | 0 | 0 | 0 | 0 | 0 | 0 | 0 | 0 | 0 | 0 | 0
Saturday | 9 | 17 | 23 | 6239 | 0 | 0 | 0 | 0 | 0 | 0 | 0 | 0 | 0 | 0 | 0 | 0 | 0 | 0 | 0 | 0 | 0 | 0 | 0 | 0 | 0 |  | 0 | 0 | 0 | 0 | 0 | 0 | 0 | 0 |  |  |  |  | 0 | 0 | 0 | 0 | 0 | 0 | 0 | 1 |  | 1 | 1 | 1 | 1 | 1 | 1 | 0 | 0 | 0 | 0 | 0 | 0 | 0 | 0 | 0 | 0 | 0 | 0 | 0 | 0 | 0 | 0 | 0 | 0 | 0 | 0 | 0 | 0 | 0 | 0 | 0
Saturday | 9 | 17 | 24 | 6240 | 0 | 0 | 0 | 0 | 0 | 0 | 0 | 0 | 0 | 0 | 0 | 0 | 0 | 0 | 0 | 0 | 0 | 0 | 0 | 0 | 0 |  | 0 | 0 | 0 | 0 | 0 | 0 | 0 | 0 |  |  |  |  | 0 | 0 | 0 | 0 | 0 | 0 | 0 | 1 |  | 1 | 1 | 1 | 1 | 1 | 1 | 0 | 0 | 0 | 0 | 0 | 0 | 0 | 0 | 0 | 0 | 0 | 0 | 0 | 0 | 0 | 0 | 0 | 0 | 0 | 0 | 0 | 0 | 0 | 0 | 0
Sunday | 9 | 18 | 1 | 6241 | 0 | 0 | 0 | 0 | 0 | 0 | 0 | 0 | 0 | 0 | 0 | 0 | 0 | 0 | 0 | 0 | 0 | 0 | 0 | 0 | 0 |  | 0 | 0 | 0 | 0 | 0 | 0 | 0 | 0 |  |  |  |  | 0 | 0 | 0 | 0 | 0 | 0 | 0 | 1 |  | 1 | 1 | 1 | 1 | 1 | 1 | 0 | 0 | 0 | 0 | 0 | 0 | 0 | 0 | 0 | 0 | 0 | 0 | 0 | 0 | 0 | 0 | 0 | 0 | 0 | 0 | 0 | 0 | 0 | 0 | 0
Sunday | 9 | 18 | 2 | 6242 | 0 | 0 | 0 | 0 | 0 | 0 | 0 | 0 | 0 | 0 | 0 | 0 | 0 | 0 | 0 | 0 | 0 | 0 | 0 | 0 | 0 |  | 0 | 0 | 0 | 0 | 0 | 0 | 0 | 0 |  |  |  |  | 0 | 0 | 0 | 0 | 0 | 0 | 0 | 1 |  | 1 | 1 | 1 | 1 | 1 | 1 | 0 | 0 | 0 | 0 | 0 | 0 | 0 | 0 | 0 | 0 | 0 | 0 | 0 | 0 | 0 | 0 | 0 | 0 | 0 | 0 | 0 | 0 | 0 | 0 | 0
Sunday | 9 | 18 | 3 | 6243 | 0 | 0 | 0 | 0 | 0 | 0 | 0 | 0 | 0 | 0 | 0 | 0 | 0 | 0 | 0 | 0 | 0 | 0 | 0 | 0 | 0 |  | 0 | 0 | 0 | 0 | 0 | 0 | 0 | 0 |  |  |  |  | 0 | 0 | 0 | 0 | 0 | 0 | 0 | 1 |  | 1 | 1 | 1 | 1 | 1 | 1 | 0 | 0 | 0 | 0 | 0 | 0 | 0 | 0 | 0 | 0 | 0 | 0 | 0 | 0 | 0 | 0 | 0 | 0 | 0 | 0 | 0 | 0 | 0 | 0 | 0
Sunday | 9 | 18 | 4 | 6244 | 0 | 0 | 0 | 0 | 0 | 0 | 0 | 0 | 0 | 0 | 0 | 0 | 0 | 0 | 0 | 0 | 0 | 0 | 0 | 0 | 0 |  | 0 | 0 | 0 | 0 | 0 | 0 | 0 | 0 |  |  |  |  | 0 | 0 | 0 | 0 | 0 | 0 | 0 | 1 |  | 1 | 1 | 1 | 1 | 1 | 1 | 0 | 0 | 0 | 0 | 0 | 0 | 0 | 0 | 0 | 0 | 0 | 0 | 0 | 0 | 0 | 0 | 0 | 0 | 0 | 0 | 0 | 0 | 0 | 0 | 0
Sunday | 9 | 18 | 5 | 6245 | 0 | 0 | 0 | 0 | 0 | 0 | 0 | 0 | 0 | 0 | 0 | 0 | 0 | 0 | 0 | 0 | 0 | 0 | 0 | 0 | 0 |  | 0 | 0 | 0 | 0 | 0 | 0 | 0 | 0 |  |  |  |  | 0 | 0 | 0 | 0 | 0 | 0 | 0 | 1 |  | 1 | 1 | 1 | 1 | 1 | 1 | 0 | 0 | 0 | 0 | 0 | 0 | 0 | 0 | 0 | 0 | 0 | 0 | 0 | 0 | 0 | 0 | 0 | 0 | 0 | 0 | 0 | 0 | 0 | 0 | 0
Sunday | 9 | 18 | 6 | 6246 | 0 | 0 | 0 | 0 | 0 | 0 | 0 | 0 | 0 | 0 | 0 | 0 | 0 | 0 | 0 | 0 | 0 | 0 | 0 | 0 | 0 |  | 0 | 0 | 0 | 0 | 0 | 0 | 0 | 0 |  |  |  |  | 0 | 0 | 0 | 0 | 0 | 0 | 0 | 1 |  | 1 | 1 | 1 | 1 | 1 | 1 | 0 | 0 | 0 | 0 | 0 | 0 | 0 | 0 | 0 | 0 | 0 | 0 | 0 | 0 | 0 | 0 | 0 | 0 | 0 | 0 | 0 | 0 | 0 | 0 | 0
Sunday | 9 | 18 | 7 | 6247 | 0 | 0 | 0 | 0 | 0 | 0 | 0 | 0 | 0 | 0 | 0 | 0 | 0 | 0 | 0 | 0 | 0 | 0 | 0 | 0 | 0 |  | 0 | 0 | 0 | 0 | 0 | 0 | 0 | 0 |  |  |  |  | 0 | 0 | 0 | 0 | 0 | 0 | 0 | 1 |  | 1 | 1 | 1 | 1 | 1 | 1 | 0 | 0 | 0 | 0 | 0 | 0 | 0 | 0 | 0 | 0 | 0 | 0 | 0 | 0 | 0 | 0 | 0 | 0 | 0 | 0 | 0 | 0 | 0 | 0 | 0
Sunday | 9 | 18 | 8 | 6248 | 0 | 0 | 0 | 0 | 0 | 0 | 0 | 0 | 0 | 0 | 0 | 0 | 0 | 0 | 0 | 0 | 0 | 0 | 0 | 0 | 0 |  | 0 | 0 | 0 | 0 | 0 | 0 | 0 | 0 |  |  |  |  | 0 | 0 | 0 | 0 | 0 | 0 | 0 | 1 |  | 1 | 1 | 1 | 1 | 1 | 1 | 0 | 0 | 0 | 0 | 0 | 0 | 0 | 0 | 0 | 0 | 0 | 0 | 0 | 0 | 0 | 0 | 0 | 0 | 0 | 0 | 0 | 0 | 0 | 0 | 0
Sunday | 9 | 18 | 9 | 6249 | 0 | 0 | 0 | 0 | 0 | 0 | 0 | 0 | 0 | 0 | 0 | 0 | 0 | 0 | 0 | 0 | 0 | 0 | 0 | 0 | 0 |  | 0 | 0 | 0 | 0 | 0 | 0 | 0 | 0 |  |  |  |  | 0 | 0 | 0 | 0 | 0 | 0 | 0 | 1 |  | 1 | 1 | 1 | 1 | 1 | 1 | 0 | 0 | 0 | 0 | 0 | 0 | 0 | 0 | 0 | 0 | 0 | 0 | 0 | 0 | 0 | 0 | 0 | 0 | 0 | 0 | 0 | 0 | 0 | 0 | 0
Sunday | 9 | 18 | 10 | 6250 | 0 | 0 | 0 | 0 | 0 | 0 | 0 | 0 | 0 | 0 | 0 | 0 | 0 | 0 | 0 | 0 | 0 | 0 | 0 | 0 | 0 |  | 0 | 0 | 0 | 0 | 0 | 0 | 0 | 0 |  |  |  |  | 0 | 0 | 0 | 0 | 0 | 0 | 0 | 1 |  | 1 | 1 | 1 | 1 | 1 | 1 | 0 | 0 | 0 | 0 | 0 | 0 | 0 | 0 | 0 | 0 | 0 | 0 | 0 | 0 | 0 | 0 | 0 | 0 | 0 | 0 | 0 | 0 | 0 | 0 | 0
Sunday | 9 | 18 | 11 | 6251 | 0 | 0 | 0 | 0 | 0 | 0 | 0 | 0 | 0 | 0 | 0 | 0 | 0 | 0 | 0 | 0 | 0 | 0 | 0 | 0 | 0 |  | 0 | 0 | 0 | 0 | 0 | 0 | 0 | 0 |  |  |  |  | 0 | 0 | 0 | 0 | 0 | 0 | 0 | 1 |  | 1 | 1 | 1 | 1 | 1 | 1 | 0 | 0 | 0 | 0 | 0 | 0 | 0 | 0 | 0 | 0 | 0 | 0 | 0 | 0 | 0 | 0 | 0 | 0 | 0 | 0 | 0 | 0 | 0 | 0 | 0
Sunday | 9 | 18 | 12 | 6252 | 0 | 0 | 0 | 0 | 0 | 0 | 0 | 0 | 0 | 0 | 0 | 0 | 0 | 0 | 0 | 0 | 0 | 0 | 0 | 0 | 0 |  | 0 | 0 | 0 | 0 | 0 | 0 | 0 | 0 |  |  |  |  | 0 | 0 | 0 | 0 | 0 | 0 | 0 | 1 |  | 1 | 1 | 1 | 1 | 1 | 1 | 0 | 0 | 0 | 0 | 0 | 0 | 0 | 0 | 0 | 0 | 0 | 0 | 0 | 0 | 0 | 0 | 0 | 0 | 0 | 0 | 0 | 0 | 0 | 0 | 0
Sunday | 9 | 18 | 13 | 6253 | 0 | 0 | 0 | 0 | 0 | 0 | 0 | 0 | 0 | 0 | 0 | 0 | 0 | 0 | 0 | 0 | 0 | 0 | 0 | 0 | 0 |  | 0 | 0 | 0 | 0 | 0 | 0 | 0 | 0 |  |  |  |  | 0 | 0 | 0 | 0 | 0 | 0 | 0 | 1 |  | 1 | 1 | 1 | 1 | 1 | 1 | 0 | 0 | 0 | 0 | 0 | 0 | 0 | 0 | 0 | 0 | 0 | 0 | 0 | 0 | 0 | 0 | 0 | 0 | 0 | 0 | 0 | 0 | 0 | 0 | 0
Sunday | 9 | 18 | 14 | 6254 | 0 | 0 | 0 | 0 | 0 | 0 | 0 | 0 | 0 | 0 | 0 | 0 | 0 | 0 | 0 | 0 | 0 | 0 | 0 | 0 | 0 |  | 0 | 0 | 0 | 0 | 0 | 0 | 0 | 0 |  |  |  |  | 0 | 0 | 0 | 0 | 0 | 0 | 0 | 1 |  | 1 | 1 | 1 | 1 | 1 | 1 | 0 | 0 | 0 | 0 | 0 | 0 | 0 | 0 | 0 | 0 | 0 | 0 | 0 | 0 | 0 | 0 | 0 | 0 | 0 | 0 | 0 | 0 | 0 | 0 | 0
Sunday | 9 | 18 | 15 | 6255 | 0 | 0 | 0 | 0 | 0 | 0 | 0 | 0 | 0 | 0 | 0 | 0 | 0 | 0 | 0 | 0 | 0 | 0 | 0 | 0 | 0 |  | 0 | 0 | 0 | 0 | 0 | 0 | 0 | 0 |  |  |  |  | 0 | 0 | 0 | 0 | 0 | 0 | 0 | 1 |  | 1 | 1 | 1 | 1 | 1 | 1 | 0 | 0 | 0 | 0 | 0 | 0 | 0 | 0 | 0 | 0 | 0 | 0 | 0 | 0 | 0 | 0 | 0 | 0 | 0 | 0 | 0 | 0 | 0 | 0 | 0
Sunday | 9 | 18 | 16 | 6256 | 0 | 0 | 0 | 0 | 0 | 0 | 0 | 0 | 0 | 0 | 0 | 0 | 0 | 0 | 0 | 0 | 0 | 0 | 0 | 0 | 0 |  | 0 | 0 | 0 | 0 | 0 | 0 | 0 | 0 |  |  |  |  | 0 | 0 | 0 | 0 | 0 | 0 | 0 | 1 |  | 1 | 1 | 1 | 1 | 1 | 1 | 0 | 0 | 0 | 0 | 0 | 0 | 0 | 0 | 0 | 0 | 0 | 0 | 0 | 0 | 0 | 0 | 0 | 0 | 0 | 0 | 0 | 0 | 0 | 0 | 0
Sunday | 9 | 18 | 17 | 6257 | 0 | 0 | 0 | 0 | 0 | 0 | 0 | 0 | 0 | 0 | 0 | 0 | 0 | 0 | 0 | 0 | 0 | 0 | 0 | 0 | 0 |  | 0 | 0 | 0 | 0 | 0 | 0 | 0 | 0 |  |  |  |  | 0 | 0 | 0 | 0 | 0 | 0 | 0 | 1 |  | 1 | 1 | 1 | 1 | 1 | 1 | 0 | 0 | 0 | 0 | 0 | 0 | 0 | 0 | 0 | 0 | 0 | 0 | 0 | 0 | 0 | 0 | 0 | 0 | 0 | 0 | 0 | 0 | 0 | 0 | 0
Sunday | 9 | 18 | 18 | 6258 | 0 | 0 | 0 | 0 | 0 | 0 | 0 | 0 | 0 | 0 | 0 | 0 | 0 | 0 | 0 | 0 | 0 | 0 | 0 | 0 | 0 |  | 0 | 0 | 0 | 0 | 0 | 0 | 0 | 0 |  |  |  |  | 0 | 0 | 0 | 0 | 0 | 0 | 0 | 1 |  | 1 | 1 | 1 | 1 | 1 | 1 | 0 | 0 | 0 | 0 | 0 | 0 | 0 | 0 | 0 | 0 | 0 | 0 | 0 | 0 | 0 | 0 | 0 | 0 | 0 | 0 | 0 | 0 | 0 | 0 | 0
Sunday | 9 | 18 | 19 | 6259 | 0 | 0 | 0 | 0 | 0 | 0 | 0 | 0 | 0 | 0 | 0 | 0 | 0 | 0 | 0 | 0 | 0 | 0 | 0 | 0 | 0 |  | 0 | 0 | 0 | 0 | 0 | 0 | 0 | 0 |  |  |  |  | 0 | 0 | 0 | 0 | 0 | 0 | 0 | 1 |  | 1 | 1 | 1 | 1 | 1 | 1 | 0 | 0 | 0 | 0 | 0 | 0 | 0 | 0 | 0 | 0 | 0 | 0 | 0 | 0 | 0 | 0 | 0 | 0 | 0 | 0 | 0 | 0 | 0 | 0 | 0
Sunday | 9 | 18 | 20 | 6260 | 0 | 0 | 0 | 0 | 0 | 0 | 0 | 0 | 0 | 0 | 0 | 0 | 0 | 0 | 0 | 0 | 0 | 0 | 0 | 0 | 0 |  | 0 | 0 | 0 | 0 | 0 | 0 | 0 | 0 |  |  |  |  | 0 | 0 | 0 | 0 | 0 | 0 | 0 | 1 |  | 1 | 1 | 1 | 1 | 1 | 1 | 0 | 0 | 0 | 0 | 0 | 0 | 0 | 0 | 0 | 0 | 0 | 0 | 0 | 0 | 0 | 0 | 0 | 0 | 0 | 0 | 0 | 0 | 0 | 0 | 0
Sunday | 9 | 18 | 21 | 6261 | 0 | 0 | 0 | 0 | 0 | 0 | 0 | 0 | 0 | 0 | 0 | 0 | 0 | 0 | 0 | 0 | 0 | 0 | 0 | 0 | 0 |  | 0 | 0 | 0 | 0 | 0 | 0 | 0 | 0 |  |  |  |  | 0 | 0 | 0 | 0 | 0 | 0 | 0 | 1 |  | 1 | 1 | 1 | 1 | 1 | 1 | 0 | 0 | 0 | 0 | 0 | 0 | 0 | 0 | 0 | 0 | 0 | 0 | 0 | 0 | 0 | 0 | 0 | 0 | 0 | 0 | 0 | 0 | 0 | 0 | 0
Sunday | 9 | 18 | 22 | 6262 | 0 | 0 | 0 | 0 | 0 | 0 | 0 | 0 | 0 | 0 | 0 | 0 | 0 | 0 | 0 | 0 | 0 | 0 | 0 | 0 | 0 |  | 0 | 0 | 0 | 0 | 0 | 0 | 0 | 0 |  |  |  |  | 0 | 0 | 0 | 0 | 0 | 0 | 0 | 1 |  | 1 | 1 | 1 | 1 | 1 | 1 | 0 | 0 | 0 | 0 | 0 | 0 | 0 | 0 | 0 | 0 | 0 | 0 | 0 | 0 | 0 | 0 | 0 | 0 | 0 | 0 | 0 | 0 | 0 | 0 | 0
Sunday | 9 | 18 | 23 | 6263 | 0 | 0 | 0 | 0 | 0 | 0 | 0 | 0 | 0 | 0 | 0 | 0 | 0 | 0 | 0 | 0 | 0 | 0 | 0 | 0 | 0 |  | 0 | 0 | 0 | 0 | 0 | 0 | 0 | 0 |  |  |  |  | 0 | 0 | 0 | 0 | 0 | 0 | 0 | 1 |  | 1 | 1 | 1 | 1 | 1 | 1 | 0 | 0 | 0 | 0 | 0 | 0 | 0 | 0 | 0 | 0 | 0 | 0 | 0 | 0 | 0 | 0 | 0 | 0 | 0 | 0 | 0 | 0 | 0 | 0 | 0
Sunday | 9 | 18 | 24 | 6264 | 0 | 0 | 0 | 0 | 0 | 0 | 0 | 0 | 0 | 0 | 0 | 0 | 0 | 0 | 0 | 0 | 0 | 0 | 0 | 0 | 0 |  | 0 | 0 | 0 | 0 | 0 | 0 | 0 | 0 |  |  |  |  | 0 | 0 | 0 | 0 | 0 | 0 | 0 | 1 |  | 1 | 1 | 1 | 1 | 1 | 1 | 0 | 0 | 0 | 0 | 0 | 0 | 0 | 0 | 0 | 0 | 0 | 0 | 0 | 0 | 0 | 0 | 0 | 0 | 0 | 0 | 0 | 0 | 0 | 0 | 0
Monday | 9 | 19 | 1 | 6265 | 0 | 0 | 0 | 0 | 0 | 0 | 0 | 0 | 0 | 0 | 0 | 0 | 0 | 0 | 0 | 0 | 0 | 0 | 0 | 0 | 0 |  | 0 | 0 | 0 | 0 | 0 | 0 | 0 | 0 |  |  |  |  | 0 | 0 | 0 | 0 | 0 | 0 | 0 | 1 |  | 1 | 1 | 1 | 1 | 1 | 1 | 0 | 0 | 0 | 0 | 0 | 0 | 0 | 0 | 0 | 0 | 0 | 0 | 0 | 0 | 0 | 0 | 0 | 0 | 0 | 0 | 0 | 0 | 0 | 0 | 0
Monday | 9 | 19 | 2 | 6266 | 0 | 0 | 0 | 0 | 0 | 0 | 0 | 0 | 0 | 0 | 0 | 0 | 0 | 0 | 0 | 0 | 0 | 0 | 0 | 0 | 0 |  | 0 | 0 | 0 | 0 | 0 | 0 | 0 | 0 |  |  |  |  | 0 | 0 | 0 | 0 | 0 | 0 | 0 | 1 |  | 1 | 1 | 1 | 1 | 1 | 1 | 0 | 0 | 0 | 0 | 0 | 0 | 0 | 0 | 0 | 0 | 0 | 0 | 0 | 0 | 0 | 0 | 0 | 0 | 0 | 0 | 0 | 0 | 0 | 0 | 0
Monday | 9 | 19 | 3 | 6267 | 0 | 0 | 0 | 0 | 0 | 0 | 0 | 0 | 0 | 0 | 0 | 0 | 0 | 0 | 0 | 0 | 0 | 0 | 0 | 0 | 0 |  | 0 | 0 | 0 | 0 | 0 | 0 | 0 | 0 |  |  |  |  | 0 | 0 | 0 | 0 | 0 | 0 | 0 | 1 |  | 1 | 1 | 1 | 1 | 1 | 1 | 0 | 0 | 0 | 0 | 0 | 0 | 0 | 0 | 0 | 0 | 0 | 0 | 0 | 0 | 0 | 0 | 0 | 0 | 0 | 0 | 0 | 0 | 0 | 0 | 0
Monday | 9 | 19 | 4 | 6268 | 0 | 0 | 0 | 0 | 0 | 0 | 0 | 0 | 0 | 0 | 0 | 0 | 0 | 0 | 0 | 0 | 0 | 0 | 0 | 0 | 0 |  | 0 | 0 | 0 | 0 | 0 | 0 | 0 | 0 |  |  |  |  | 0 | 0 | 0 | 0 | 0 | 0 | 0 | 1 |  | 1 | 1 | 1 | 1 | 1 | 1 | 0 | 0 | 0 | 0 | 0 | 0 | 0 | 0 | 0 | 0 | 0 | 0 | 0 | 0 | 0 | 0 | 0 | 0 | 0 | 0 | 0 | 0 | 0 | 0 | 0
Monday | 9 | 19 | 5 | 6269 | 0 | 0 | 0 | 0 | 0 | 0 | 0 | 0 | 0 | 0 | 0 | 0 | 0 | 0 | 0 | 0 | 0 | 0 | 0 | 0 | 0 |  | 0 | 0 | 0 | 0 | 0 | 0 | 0 | 0 |  |  |  |  | 0 | 0 | 0 | 0 | 0 | 0 | 0 | 1 |  | 1 | 1 | 1 | 1 | 1 | 1 | 0 | 0 | 0 | 0 | 0 | 0 | 0 | 0 | 0 | 0 | 0 | 0 | 0 | 0 | 0 | 0 | 0 | 0 | 0 | 0 | 0 | 0 | 0 | 0 | 0
Monday | 9 | 19 | 6 | 6270 | 0 | 0 | 0 | 0 | 0 | 0 | 0 | 0 | 0 | 0 | 0 | 0 | 0 | 0 | 0 | 0 | 0 | 0 | 0 | 0 | 0 |  | 0 | 0 | 0 | 0 | 0 | 0 | 0 | 0 |  |  |  |  | 0 | 0 | 0 | 0 | 0 | 0 | 0 | 1 |  | 1 | 1 | 1 | 1 | 1 | 1 | 0 | 0 | 0 | 0 | 0 | 0 | 0 | 0 | 0 | 0 | 0 | 0 | 0 | 0 | 0 | 0 | 0 | 0 | 0 | 0 | 0 | 0 | 0 | 0 | 0
Monday | 9 | 19 | 7 | 6271 | 0 | 0 | 0 | 0 | 0 | 0 | 0 | 0 | 0 | 0 | 0 | 0 | 0 | 0 | 0 | 0 | 0 | 0 | 0 | 0 | 0 |  | 0 | 0 | 0 | 0 | 0 | 0 | 0 | 0 |  |  |  |  | 0 | 0 | 0 | 0 | 0 | 0 | 0 | 1 |  | 1 | 1 | 1 | 1 | 1 | 1 | 0 | 0 | 0 | 0 | 0 | 0 | 0 | 0 | 0 | 0 | 0 | 0 | 0 | 0 | 0 | 0 | 0 | 0 | 0 | 0 | 0 | 0 | 0 | 0 | 0
Monday | 9 | 19 | 8 | 6272 | 0 | 0 | 0 | 0 | 0 | 0 | 0 | 0 | 0 | 0 | 0 | 0 | 0 | 0 | 0 | 0 | 0 | 0 | 0 | 0 | 0 |  | 0 | 0 | 0 | 0 | 0 | 0 | 0 | 0 |  |  |  |  | 0 | 0 | 0 | 0 | 0 | 0 | 1 | 0 |  | 1 | 1 | 1 | 1 | #VALUE! | #VALUE! | 0 | 0 | 0 | 0 | 0 | 0 | 0 | 0 | 0 | 0 | 0 | 0 | 0 | 0 | 0 | 0 | 0 | 0 | 0 | 0 | 0 | 0 | 0 | 0 | 0
Monday | 9 | 19 | 9 | 6273 | 0 | 0 | 0 | 0 | 0 | 0 | 0 | 0 | 0 | 0 | 0 | 0 | 0 | 0 | 0 | 0 | 0 | 0 | 0 | 0 | 0 |  | 0 | 0 | 0 | 0 | 0 | 0 | 0 | 0 |  |  |  |  | 0 | 0 | 0 | 0 | 0 | 0 | 1 | 0 |  | 1 | 1 | 1 | 1 | #VALUE! | #VALUE! | 0 | 0 | 0 | 0 | 0 | 0 | 0 | 0 | 0 | 0 | 0 | 0 | 0 | 0 | 0 | 0 | 0 | 0 | 0 | 0 | 0 | 0 | 0 | 0 | 0
Monday | 9 | 19 | 10 | 6274 | 0 | 0 | 0 | 0 | 0 | 0 | 0 | 0 | 0 | 0 | 0 | 0 | 0 | 0 | 0 | 0 | 0 | 0 | 0 | 0 | 0 |  | 0 | 0 | 0 | 0 | 0 | 0 | 0 | 0 |  |  |  |  | 0 | 0 | 0 | 0 | 0 | 0 | 1 | 0 |  | 1 | 1 | 1 | 1 | #VALUE! | #VALUE! | 0 | 0 | 0 | 0 | 0 | 0 | 0 | 0 | 0 | 0 | 0 | 0 | 0 | 0 | 0 | 0 | 0 | 0 | 0 | 0 | 0 | 0 | 0 | 0 | 0
Monday | 9 | 19 | 11 | 6275 | 0 | 0 | 0 | 0 | 0 | 0 | 0 | 0 | 0 | 0 | 0 | 0 | 0 | 0 | 0 | 0 | 0 | 0 | 0 | 0 | 0 |  | 0 | 0 | 0 | 0 | 0 | 0 | 0 | 0 |  |  |  |  | 0 | 0 | 0 | 0 | 0 | 0 | 1 | 0 |  | 1 | 1 | 1 | 1 | #VALUE! | #VALUE! | 0 | 0 | 0 | 0 | 0 | 0 | 0 | 0 | 0 | 0 | 0 | 0 | 0 | 0 | 0 | 0 | 0 | 0 | 0 | 0 | 0 | 0 | 0 | 0 | 0
Monday | 9 | 19 | 12 | 6276 | 0 | 0 | 0 | 0 | 0 | 0 | 0 | 0 | 0 | 0 | 0 | 0 | 0 | 0 | 0 | 0 | 0 | 0 | 0 | 0 | 0 |  | 0 | 0 | 0 | 0 | 0 | 0 | 0 | 0 |  |  |  |  | 0 | 0 | 0 | 0 | 0 | 0 | 1 | 0 |  | 1 | 1 | 1 | 1 | #VALUE! | #VALUE! | 0 | 0 | 0 | 0 | 0 | 0 | 0 | 0 | 0 | 0 | 0 | 0 | 0 | 0 | 0 | 0 | 0 | 0 | 0 | 0 | 0 | 0 | 0 | 0 | 0
Monday | 9 | 19 | 13 | 6277 | 0 | 0 | 0 | 0 | 0 | 0 | 0 | 0 | 0 | 0 | 0 | 0 | 0 | 0 | 0 | 0 | 0 | 0 | 0 | 0 | 0 |  | 0 | 0 | 0 | 0 | 0 | 0 | 0 | 0 |  |  |  |  | 0 | 0 | 0 | 0 | 0 | 0 | 1 | 0 |  | 1 | 1 | 1 | 1 | #VALUE! | #VALUE! | 0 | 0 | 0 | 0 | 0 | 0 | 0 | 0 | 0 | 0 | 0 | 0 | 0 | 0 | 0 | 0 | 0 | 0 | 0 | 0 | 0 | 0 | 0 | 0 | 0
Monday | 9 | 19 | 14 | 6278 | 0 | 0 | 0 | 0 | 0 | 0 | 0 | 0 | 0 | 0 | 0 | 0 | 0 | 0 | 0 | 0 | 0 | 0 | 0 | 0 | 0 |  | 0 | 0 | 0 | 0 | 0 | 0 | 0 | 0 |  |  |  |  | 0 | 0 | 0 | 0 | 0 | 0 | 1 | 0 |  | 1 | 1 | 1 | 1 | #VALUE! | #VALUE! | 0 | 0 | 0 | 0 | 0 | 0 | 0 | 0 | 0 | 0 | 0 | 0 | 0 | 0 | 0 | 0 | 0 | 0 | 0 | 0 | 0 | 0 | 0 | 0 | 0
Monday | 9 | 19 | 15 | 6279 | 0 | 0 | 0 | 0 | 0 | 0 | 0 | 0 | 0 | 0 | 0 | 0 | 0 | 0 | 0 | 0 | 0 | 0 | 0 | 0 | 0 |  | 0 | 0 | 0 | 0 | 0 | 0 | 0 | 0 |  |  |  |  | 0 | 0 | 0 | 0 | 0 | 0 | 1 | 0 |  | 1 | 1 | 1 | 1 | #VALUE! | #VALUE! | 0 | 0 | 0 | 0 | 0 | 0 | 0 | 0 | 0 | 0 | 0 | 0 | 0 | 0 | 0 | 0 | 0 | 0 | 0 | 0 | 0 | 0 | 0 | 0 | 0
Monday | 9 | 19 | 16 | 6280 | 0 | 0 | 0 | 0 | 0 | 0 | 0 | 0 | 0 | 0 | 0 | 0 | 0 | 0 | 0 | 0 | 0 | 0 | 0 | 0 | 0 |  | 0 | 0 | 0 | 0 | 0 | 0 | 0 | 0 |  |  |  |  | 0 | 0 | 0 | 0 | 0 | 0 | 1 | 0 |  | 1 | 1 | 1 | 1 | #VALUE! | #VALUE! | 0 | 0 | 0 | 0 | 0 | 0 | 0 | 0 | 0 | 0 | 0 | 0 | 0 | 0 | 0 | 0 | 0 | 0 | 0 | 0 | 0 | 0 | 0 | 0 | 0
Monday | 9 | 19 | 17 | 6281 | 0 | 0 | 0 | 0 | 0 | 0 | 0 | 0 | 0 | 0 | 0 | 0 | 0 | 0 | 0 | 0 | 0 | 0 | 0 | 0 | 0 |  | 0 | 0 | 0 | 0 | 0 | 0 | 0 | 0 |  |  |  |  | 0 | 0 | 0 | 0 | 0 | 0 | 1 | 0 |  | 1 | 1 | 1 | 1 | #VALUE! | #VALUE! | 0 | 0 | 0 | 0 | 0 | 0 | 0 | 0 | 0 | 0 | 0 | 0 | 0 | 0 | 0 | 0 | 0 | 0 | 0 | 0 | 0 | 0 | 0 | 0 | 0
Monday | 9 | 19 | 18 | 6282 | 0 | 0 | 0 | 0 | 0 | 0 | 0 | 0 | 0 | 0 | 0 | 0 | 0 | 0 | 0 | 0 | 0 | 0 | 0 | 0 | 0 |  | 0 | 0 | 0 | 0 | 0 | 0 | 0 | 0 |  |  |  |  | 0 | 0 | 0 | 0 | 0 | 0 | 1 | 0 |  | 1 | 1 | 1 | 1 | #VALUE! | #VALUE! | 0 | 0 | 0 | 0 | 0 | 0 | 0 | 0 | 0 | 0 | 0 | 0 | 0 | 0 | 0 | 0 | 0 | 0 | 0 | 0 | 0 | 0 | 0 | 0 | 0
Monday | 9 | 19 | 19 | 6283 | 0 | 0 | 0 | 0 | 0 | 0 | 0 | 0 | 0 | 0 | 0 | 0 | 0 | 0 | 0 | 0 | 0 | 0 | 0 | 0 | 0 |  | 0 | 0 | 0 | 0 | 0 | 0 | 0 | 0 |  |  |  |  | 0 | 0 | 0 | 0 | 0 | 0 | 1 | 0 |  | 1 | 1 | 1 | 1 | #VALUE! | #VALUE! | 0 | 0 | 0 | 0 | 0 | 0 | 0 | 0 | 0 | 0 | 0 | 0 | 0 | 0 | 0 | 0 | 0 | 0 | 0 | 0 | 0 | 0 | 0 | 0 | 0
Monday | 9 | 19 | 20 | 6284 | 0 | 0 | 0 | 0 | 0 | 0 | 0 | 0 | 0 | 0 | 0 | 0 | 0 | 0 | 0 | 0 | 0 | 0 | 0 | 0 | 0 |  | 0 | 0 | 0 | 0 | 0 | 0 | 0 | 0 |  |  |  |  | 0 | 0 | 0 | 0 | 0 | 0 | 1 | 0 |  | 1 | 1 | 1 | 1 | #VALUE! | #VALUE! | 0 | 0 | 0 | 0 | 0 | 0 | 0 | 0 | 0 | 0 | 0 | 0 | 0 | 0 | 0 | 0 | 0 | 0 | 0 | 0 | 0 | 0 | 0 | 0 | 0
Monday | 9 | 19 | 21 | 6285 | 0 | 0 | 0 | 0 | 0 | 0 | 0 | 0 | 0 | 0 | 0 | 0 | 0 | 0 | 0 | 0 | 0 | 0 | 0 | 0 | 0 |  | 0 | 0 | 0 | 0 | 0 | 0 | 0 | 0 |  |  |  |  | 0 | 0 | 0 | 0 | 0 | 0 | 1 | 0 |  | 1 | 1 | 1 | 1 | #VALUE! | #VALUE! | 0 | 0 | 0 | 0 | 0 | 0 | 0 | 0 | 0 | 0 | 0 | 0 | 0 | 0 | 0 | 0 | 0 | 0 | 0 | 0 | 0 | 0 | 0 | 0 | 0
Monday | 9 | 19 | 22 | 6286 | 0 | 0 | 0 | 0 | 0 | 0 | 0 | 0 | 0 | 0 | 0 | 0 | 0 | 0 | 0 | 0 | 0 | 0 | 0 | 0 | 0 |  | 0 | 0 | 0 | 0 | 0 | 0 | 0 | 0 |  |  |  |  | 0 | 0 | 0 | 0 | 0 | 0 | 1 | 0 |  | 1 | 1 | 1 | 1 | #VALUE! | #VALUE! | 0 | 0 | 0 | 0 | 0 | 0 | 0 | 0 | 0 | 0 | 0 | 0 | 0 | 0 | 0 | 0 | 0 | 0 | 0 | 0 | 0 | 0 | 0 | 0 | 0
Monday | 9 | 19 | 23 | 6287 | 0 | 0 | 0 | 0 | 0 | 0 | 0 | 0 | 0 | 0 | 0 | 0 | 0 | 0 | 0 | 0 | 0 | 0 | 0 | 0 | 0 |  | 0 | 0 | 0 | 0 | 0 | 0 | 0 | 0 |  |  |  |  | 0 | 0 | 0 | 0 | 0 | 0 | 0 | 1 |  | 1 | 1 | 1 | 1 | 1 | 1 | 0 | 0 | 0 | 0 | 0 | 0 | 0 | 0 | 0 | 0 | 0 | 0 | 0 | 0 | 0 | 0 | 0 | 0 | 0 | 0 | 0 | 0 | 0 | 0 | 0
Monday | 9 | 19 | 24 | 6288 | 0 | 0 | 0 | 0 | 0 | 0 | 0 | 0 | 0 | 0 | 0 | 0 | 0 | 0 | 0 | 0 | 0 | 0 | 0 | 0 | 0 |  | 0 | 0 | 0 | 0 | 0 | 0 | 0 | 0 |  |  |  |  | 0 | 0 | 0 | 0 | 0 | 0 | 0 | 1 |  | 1 | 1 | 1 | 1 | 1 | 1 | 0 | 0 | 0 | 0 | 0 | 0 | 0 | 0 | 0 | 0 | 0 | 0 | 0 | 0 | 0 | 0 | 0 | 0 | 0 | 0 | 0 | 0 | 0 | 0 | 0
Tuesday | 9 | 20 | 1 | 6289 | 0 | 0 | 0 | 0 | 0 | 0 | 0 | 0 | 0 | 0 | 0 | 0 | 0 | 0 | 0 | 0 | 0 | 0 | 0 | 0 | 0 |  | 0 | 0 | 0 | 0 | 0 | 0 | 0 | 0 |  |  |  |  | 0 | 0 | 0 | 0 | 0 | 0 | 0 | 1 |  | 1 | 1 | 1 | 1 | 1 | 1 | 0 | 0 | 0 | 0 | 0 | 0 | 0 | 0 | 0 | 0 | 0 | 0 | 0 | 0 | 0 | 0 | 0 | 0 | 0 | 0 | 0 | 0 | 0 | 0 | 0
Tuesday | 9 | 20 | 2 | 6290 | 0 | 0 | 0 | 0 | 0 | 0 | 0 | 0 | 0 | 0 | 0 | 0 | 0 | 0 | 0 | 0 | 0 | 0 | 0 | 0 | 0 |  | 0 | 0 | 0 | 0 | 0 | 0 | 0 | 0 |  |  |  |  | 0 | 0 | 0 | 0 | 0 | 0 | 0 | 1 |  | 1 | 1 | 1 | 1 | 1 | 1 | 0 | 0 | 0 | 0 | 0 | 0 | 0 | 0 | 0 | 0 | 0 | 0 | 0 | 0 | 0 | 0 | 0 | 0 | 0 | 0 | 0 | 0 | 0 | 0 | 0
Tuesday | 9 | 20 | 3 | 6291 | 0 | 0 | 0 | 0 | 0 | 0 | 0 | 0 | 0 | 0 | 0 | 0 | 0 | 0 | 0 | 0 | 0 | 0 | 0 | 0 | 0 |  | 0 | 0 | 0 | 0 | 0 | 0 | 0 | 0 |  |  |  |  | 0 | 0 | 0 | 0 | 0 | 0 | 0 | 1 |  | 1 | 1 | 1 | 1 | 1 | 1 | 0 | 0 | 0 | 0 | 0 | 0 | 0 | 0 | 0 | 0 | 0 | 0 | 0 | 0 | 0 | 0 | 0 | 0 | 0 | 0 | 0 | 0 | 0 | 0 | 0
Tuesday | 9 | 20 | 4 | 6292 | 0 | 0 | 0 | 0 | 0 | 0 | 0 | 0 | 0 | 0 | 0 | 0 | 0 | 0 | 0 | 0 | 0 | 0 | 0 | 0 | 0 |  | 0 | 0 | 0 | 0 | 0 | 0 | 0 | 0 |  |  |  |  | 0 | 0 | 0 | 0 | 0 | 0 | 0 | 1 |  | 1 | 1 | 1 | 1 | 1 | 1 | 0 | 0 | 0 | 0 | 0 | 0 | 0 | 0 | 0 | 0 | 0 | 0 | 0 | 0 | 0 | 0 | 0 | 0 | 0 | 0 | 0 | 0 | 0 | 0 | 0
Tuesday | 9 | 20 | 5 | 6293 | 0 | 0 | 0 | 0 | 0 | 0 | 0 | 0 | 0 | 0 | 0 | 0 | 0 | 0 | 0 | 0 | 0 | 0 | 0 | 0 | 0 |  | 0 | 0 | 0 | 0 | 0 | 0 | 0 | 0 |  |  |  |  | 0 | 0 | 0 | 0 | 0 | 0 | 0 | 1 |  | 1 | 1 | 1 | 1 | 1 | 1 | 0 | 0 | 0 | 0 | 0 | 0 | 0 | 0 | 0 | 0 | 0 | 0 | 0 | 0 | 0 | 0 | 0 | 0 | 0 | 0 | 0 | 0 | 0 | 0 | 0
Tuesday | 9 | 20 | 6 | 6294 | 0 | 0 | 0 | 0 | 0 | 0 | 0 | 0 | 0 | 0 | 0 | 0 | 0 | 0 | 0 | 0 | 0 | 0 | 0 | 0 | 0 |  | 0 | 0 | 0 | 0 | 0 | 0 | 0 | 0 |  |  |  |  | 0 | 0 | 0 | 0 | 0 | 0 | 0 | 1 |  | 1 | 1 | 1 | 1 | 1 | 1 | 0 | 0 | 0 | 0 | 0 | 0 | 0 | 0 | 0 | 0 | 0 | 0 | 0 | 0 | 0 | 0 | 0 | 0 | 0 | 0 | 0 | 0 | 0 | 0 | 0
Tuesday | 9 | 20 | 7 | 6295 | 0 | 0 | 0 | 0 | 0 | 0 | 0 | 0 | 0 | 0 | 0 | 0 | 0 | 0 | 0 | 0 | 0 | 0 | 0 | 0 | 0 |  | 0 | 0 | 0 | 0 | 0 | 0 | 0 | 0 |  |  |  |  | 0 | 0 | 0 | 0 | 0 | 0 | 0 | 1 |  | 1 | 1 | 1 | 1 | 1 | 1 | 0 | 0 | 0 | 0 | 0 | 0 | 0 | 0 | 0 | 0 | 0 | 0 | 0 | 0 | 0 | 0 | 0 | 0 | 0 | 0 | 0 | 0 | 0 | 0 | 0
Tuesday | 9 | 20 | 8 | 6296 | 0 | 0 | 0 | 0 | 0 | 0 | 0 | 0 | 0 | 0 | 0 | 0 | 0 | 0 | 0 | 0 | 0 | 0 | 0 | 0 | 0 |  | 0 | 0 | 0 | 0 | 0 | 0 | 0 | 0 |  |  |  |  | 0 | 0 | 0 | 0 | 0 | 0 | 1 | 0 |  | 1 | 1 | 1 | 1 | #VALUE! | #VALUE! | 0 | 0 | 0 | 0 | 0 | 0 | 0 | 0 | 0 | 0 | 0 | 0 | 0 | 0 | 0 | 0 | 0 | 0 | 0 | 0 | 0 | 0 | 0 | 0 | 0
Tuesday | 9 | 20 | 9 | 6297 | 0 | 0 | 0 | 0 | 0 | 0 | 0 | 0 | 0 | 0 | 0 | 0 | 0 | 0 | 0 | 0 | 0 | 0 | 0 | 0 | 0 |  | 0 | 0 | 0 | 0 | 0 | 0 | 0 | 0 |  |  |  |  | 0 | 0 | 0 | 0 | 0 | 0 | 1 | 0 |  | 1 | 1 | 1 | 1 | #VALUE! | #VALUE! | 0 | 0 | 0 | 0 | 0 | 0 | 0 | 0 | 0 | 0 | 0 | 0 | 0 | 0 | 0 | 0 | 0 | 0 | 0 | 0 | 0 | 0 | 0 | 0 | 0
Tuesday | 9 | 20 | 10 | 6298 | 0 | 0 | 0 | 0 | 0 | 0 | 0 | 0 | 0 | 0 | 0 | 0 | 0 | 0 | 0 | 0 | 0 | 0 | 0 | 0 | 0 |  | 0 | 0 | 0 | 0 | 0 | 0 | 0 | 0 |  |  |  |  | 0 | 0 | 0 | 0 | 0 | 0 | 1 | 0 |  | 1 | 1 | 1 | 1 | #VALUE! | #VALUE! | 0 | 0 | 0 | 0 | 0 | 0 | 0 | 0 | 0 | 0 | 0 | 0 | 0 | 0 | 0 | 0 | 0 | 0 | 0 | 0 | 0 | 0 | 0 | 0 | 0
Tuesday | 9 | 20 | 11 | 6299 | 0 | 0 | 0 | 0 | 0 | 0 | 0 | 0 | 0 | 0 | 0 | 0 | 0 | 0 | 0 | 0 | 0 | 0 | 0 | 0 | 0 |  | 0 | 0 | 0 | 0 | 0 | 0 | 0 | 0 |  |  |  |  | 0 | 0 | 0 | 0 | 0 | 0 | 1 | 0 |  | 1 | 1 | 1 | 1 | #VALUE! | #VALUE! | 0 | 0 | 0 | 0 | 0 | 0 | 0 | 0 | 0 | 0 | 0 | 0 | 0 | 0 | 0 | 0 | 0 | 0 | 0 | 0 | 0 | 0 | 0 | 0 | 0
Tuesday | 9 | 20 | 12 | 6300 | 0 | 0 | 0 | 0 | 0 | 0 | 0 | 0 | 0 | 0 | 0 | 0 | 0 | 0 | 0 | 0 | 0 | 0 | 0 | 0 | 0 |  | 0 | 0 | 0 | 0 | 0 | 0 | 0 | 0 |  |  |  |  | 0 | 0 | 0 | 0 | 0 | 0 | 1 | 0 |  | 1 | 1 | 1 | 1 | #VALUE! | #VALUE! | 0 | 0 | 0 | 0 | 0 | 0 | 0 | 0 | 0 | 0 | 0 | 0 | 0 | 0 | 0 | 0 | 0 | 0 | 0 | 0 | 0 | 0 | 0 | 0 | 0
Tuesday | 9 | 20 | 13 | 6301 | 0 | 0 | 0 | 0 | 0 | 0 | 0 | 0 | 0 | 0 | 0 | 0 | 0 | 0 | 0 | 0 | 0 | 0 | 0 | 0 | 0 |  | 0 | 0 | 0 | 0 | 0 | 0 | 0 | 0 |  |  |  |  | 0 | 0 | 0 | 0 | 0 | 0 | 1 | 0 |  | 1 | 1 | 1 | 1 | #VALUE! | #VALUE! | 0 | 0 | 0 | 0 | 0 | 0 | 0 | 0 | 0 | 0 | 0 | 0 | 0 | 0 | 0 | 0 | 0 | 0 | 0 | 0 | 0 | 0 | 0 | 0 | 0
Tuesday | 9 | 20 | 14 | 6302 | 0 | 0 | 0 | 0 | 0 | 0 | 0 | 0 | 0 | 0 | 0 | 0 | 0 | 0 | 0 | 0 | 0 | 0 | 0 | 0 | 0 |  | 0 | 0 | 0 | 0 | 0 | 0 | 0 | 0 |  |  |  |  | 0 | 0 | 0 | 0 | 0 | 0 | 1 | 0 |  | 1 | 1 | 1 | 1 | #VALUE! | #VALUE! | 0 | 0 | 0 | 0 | 0 | 0 | 0 | 0 | 0 | 0 | 0 | 0 | 0 | 0 | 0 | 0 | 0 | 0 | 0 | 0 | 0 | 0 | 0 | 0 | 0
Tuesday | 9 | 20 | 15 | 6303 | 0 | 0 | 0 | 0 | 0 | 0 | 0 | 0 | 0 | 0 | 0 | 0 | 0 | 0 | 0 | 0 | 0 | 0 | 0 | 0 | 0 |  | 0 | 0 | 0 | 0 | 0 | 0 | 0 | 0 |  |  |  |  | 0 | 0 | 0 | 0 | 0 | 0 | 1 | 0 |  | 1 | 1 | 1 | 1 | #VALUE! | #VALUE! | 0 | 0 | 0 | 0 | 0 | 0 | 0 | 0 | 0 | 0 | 0 | 0 | 0 | 0 | 0 | 0 | 0 | 0 | 0 | 0 | 0 | 0 | 0 | 0 | 0
Tuesday | 9 | 20 | 16 | 6304 | 0 | 0 | 0 | 0 | 0 | 0 | 0 | 0 | 0 | 0 | 0 | 0 | 0 | 0 | 0 | 0 | 0 | 0 | 0 | 0 | 0 |  | 0 | 0 | 0 | 0 | 0 | 0 | 0 | 0 |  |  |  |  | 0 | 0 | 0 | 0 | 0 | 0 | 1 | 0 |  | 1 | 1 | 1 | 1 | #VALUE! | #VALUE! | 0 | 0 | 0 | 0 | 0 | 0 | 0 | 0 | 0 | 0 | 0 | 0 | 0 | 0 | 0 | 0 | 0 | 0 | 0 | 0 | 0 | 0 | 0 | 0 | 0
Tuesday | 9 | 20 | 17 | 6305 | 0 | 0 | 0 | 0 | 0 | 0 | 0 | 0 | 0 | 0 | 0 | 0 | 0 | 0 | 0 | 0 | 0 | 0 | 0 | 0 | 0 |  | 0 | 0 | 0 | 0 | 0 | 0 | 0 | 0 |  |  |  |  | 0 | 0 | 0 | 0 | 0 | 0 | 1 | 0 |  | 1 | 1 | 1 | 1 | #VALUE! | #VALUE! | 0 | 0 | 0 | 0 | 0 | 0 | 0 | 0 | 0 | 0 | 0 | 0 | 0 | 0 | 0 | 0 | 0 | 0 | 0 | 0 | 0 | 0 | 0 | 0 | 0
Tuesday | 9 | 20 | 18 | 6306 | 0 | 0 | 0 | 0 | 0 | 0 | 0 | 0 | 0 | 0 | 0 | 0 | 0 | 0 | 0 | 0 | 0 | 0 | 0 | 0 | 0 |  | 0 | 0 | 0 | 0 | 0 | 0 | 0 | 0 |  |  |  |  | 0 | 0 | 0 | 0 | 0 | 0 | 1 | 0 |  | 1 | 1 | 1 | 1 | #VALUE! | #VALUE! | 0 | 0 | 0 | 0 | 0 | 0 | 0 | 0 | 0 | 0 | 0 | 0 | 0 | 0 | 0 | 0 | 0 | 0 | 0 | 0 | 0 | 0 | 0 | 0 | 0
Tuesday | 9 | 20 | 19 | 6307 | 0 | 0 | 0 | 0 | 0 | 0 | 0 | 0 | 0 | 0 | 0 | 0 | 0 | 0 | 0 | 0 | 0 | 0 | 0 | 0 | 0 |  | 0 | 0 | 0 | 0 | 0 | 0 | 0 | 0 |  |  |  |  | 0 | 0 | 0 | 0 | 0 | 0 | 1 | 0 |  | 1 | 1 | 1 | 1 | #VALUE! | #VALUE! | 0 | 0 | 0 | 0 | 0 | 0 | 0 | 0 | 0 | 0 | 0 | 0 | 0 | 0 | 0 | 0 | 0 | 0 | 0 | 0 | 0 | 0 | 0 | 0 | 0
Tuesday | 9 | 20 | 20 | 6308 | 0 | 0 | 0 | 0 | 0 | 0 | 0 | 0 | 0 | 0 | 0 | 0 | 0 | 0 | 0 | 0 | 0 | 0 | 0 | 0 | 0 |  | 0 | 0 | 0 | 0 | 0 | 0 | 0 | 0 |  |  |  |  | 0 | 0 | 0 | 0 | 0 | 0 | 1 | 0 |  | 1 | 1 | 1 | 1 | #VALUE! | #VALUE! | 0 | 0 | 0 | 0 | 0 | 0 | 0 | 0 | 0 | 0 | 0 | 0 | 0 | 0 | 0 | 0 | 0 | 0 | 0 | 0 | 0 | 0 | 0 | 0 | 0
Tuesday | 9 | 20 | 21 | 6309 | 0 | 0 | 0 | 0 | 0 | 0 | 0 | 0 | 0 | 0 | 0 | 0 | 0 | 0 | 0 | 0 | 0 | 0 | 0 | 0 | 0 |  | 0 | 0 | 0 | 0 | 0 | 0 | 0 | 0 |  |  |  |  | 0 | 0 | 0 | 0 | 0 | 0 | 1 | 0 |  | 1 | 1 | 1 | 1 | #VALUE! | #VALUE! | 0 | 0 | 0 | 0 | 0 | 0 | 0 | 0 | 0 | 0 | 0 | 0 | 0 | 0 | 0 | 0 | 0 | 0 | 0 | 0 | 0 | 0 | 0 | 0 | 0
Tuesday | 9 | 20 | 22 | 6310 | 0 | 0 | 0 | 0 | 0 | 0 | 0 | 0 | 0 | 0 | 0 | 0 | 0 | 0 | 0 | 0 | 0 | 0 | 0 | 0 | 0 |  | 0 | 0 | 0 | 0 | 0 | 0 | 0 | 0 |  |  |  |  | 0 | 0 | 0 | 0 | 0 | 0 | 1 | 0 |  | 1 | 1 | 1 | 1 | #VALUE! | #VALUE! | 0 | 0 | 0 | 0 | 0 | 0 | 0 | 0 | 0 | 0 | 0 | 0 | 0 | 0 | 0 | 0 | 0 | 0 | 0 | 0 | 0 | 0 | 0 | 0 | 0
Tuesday | 9 | 20 | 23 | 6311 | 0 | 0 | 0 | 0 | 0 | 0 | 0 | 0 | 0 | 0 | 0 | 0 | 0 | 0 | 0 | 0 | 0 | 0 | 0 | 0 | 0 |  | 0 | 0 | 0 | 0 | 0 | 0 | 0 | 0 |  |  |  |  | 0 | 0 | 0 | 0 | 0 | 0 | 0 | 1 |  | 1 | 1 | 1 | 1 | 1 | 1 | 0 | 0 | 0 | 0 | 0 | 0 | 0 | 0 | 0 | 0 | 0 | 0 | 0 | 0 | 0 | 0 | 0 | 0 | 0 | 0 | 0 | 0 | 0 | 0 | 0
Tuesday | 9 | 20 | 24 | 6312 | 0 | 0 | 0 | 0 | 0 | 0 | 0 | 0 | 0 | 0 | 0 | 0 | 0 | 0 | 0 | 0 | 0 | 0 | 0 | 0 | 0 |  | 0 | 0 | 0 | 0 | 0 | 0 | 0 | 0 |  |  |  |  | 0 | 0 | 0 | 0 | 0 | 0 | 0 | 1 |  | 1 | 1 | 1 | 1 | 1 | 1 | 0 | 0 | 0 | 0 | 0 | 0 | 0 | 0 | 0 | 0 | 0 | 0 | 0 | 0 | 0 | 0 | 0 | 0 | 0 | 0 | 0 | 0 | 0 | 0 | 0
Wednesday | 9 | 21 | 1 | 6313 | 0 | 0 | 0 | 0 | 0 | 0 | 0 | 0 | 0 | 0 | 0 | 0 | 0 | 0 | 0 | 0 | 0 | 0 | 0 | 0 | 0 |  | 0 | 0 | 0 | 0 | 0 | 0 | 0 | 0 |  |  |  |  | 0 | 0 | 0 | 0 | 0 | 0 | 0 | 1 |  | 1 | 1 | 1 | 1 | 1 | 1 | 0 | 0 | 0 | 0 | 0 | 0 | 0 | 0 | 0 | 0 | 0 | 0 | 0 | 0 | 0 | 0 | 0 | 0 | 0 | 0 | 0 | 0 | 0 | 0 | 0
Wednesday | 9 | 21 | 2 | 6314 | 0 | 0 | 0 | 0 | 0 | 0 | 0 | 0 | 0 | 0 | 0 | 0 | 0 | 0 | 0 | 0 | 0 | 0 | 0 | 0 | 0 |  | 0 | 0 | 0 | 0 | 0 | 0 | 0 | 0 |  |  |  |  | 0 | 0 | 0 | 0 | 0 | 0 | 0 | 1 |  | 1 | 1 | 1 | 1 | 1 | 1 | 0 | 0 | 0 | 0 | 0 | 0 | 0 | 0 | 0 | 0 | 0 | 0 | 0 | 0 | 0 | 0 | 0 | 0 | 0 | 0 | 0 | 0 | 0 | 0 | 0
Wednesday | 9 | 21 | 3 | 6315 | 0 | 0 | 0 | 0 | 0 | 0 | 0 | 0 | 0 | 0 | 0 | 0 | 0 | 0 | 0 | 0 | 0 | 0 | 0 | 0 | 0 |  | 0 | 0 | 0 | 0 | 0 | 0 | 0 | 0 |  |  |  |  | 0 | 0 | 0 | 0 | 0 | 0 | 0 | 1 |  | 1 | 1 | 1 | 1 | 1 | 1 | 0 | 0 | 0 | 0 | 0 | 0 | 0 | 0 | 0 | 0 | 0 | 0 | 0 | 0 | 0 | 0 | 0 | 0 | 0 | 0 | 0 | 0 | 0 | 0 | 0
Wednesday | 9 | 21 | 4 | 6316 | 0 | 0 | 0 | 0 | 0 | 0 | 0 | 0 | 0 | 0 | 0 | 0 | 0 | 0 | 0 | 0 | 0 | 0 | 0 | 0 | 0 |  | 0 | 0 | 0 | 0 | 0 | 0 | 0 | 0 |  |  |  |  | 0 | 0 | 0 | 0 | 0 | 0 | 0 | 1 |  | 1 | 1 | 1 | 1 | 1 | 1 | 0 | 0 | 0 | 0 | 0 | 0 | 0 | 0 | 0 | 0 | 0 | 0 | 0 | 0 | 0 | 0 | 0 | 0 | 0 | 0 | 0 | 0 | 0 | 0 | 0
Wednesday | 9 | 21 | 5 | 6317 | 0 | 0 | 0 | 0 | 0 | 0 | 0 | 0 | 0 | 0 | 0 | 0 | 0 | 0 | 0 | 0 | 0 | 0 | 0 | 0 | 0 |  | 0 | 0 | 0 | 0 | 0 | 0 | 0 | 0 |  |  |  |  | 0 | 0 | 0 | 0 | 0 | 0 | 0 | 1 |  | 1 | 1 | 1 | 1 | 1 | 1 | 0 | 0 | 0 | 0 | 0 | 0 | 0 | 0 | 0 | 0 | 0 | 0 | 0 | 0 | 0 | 0 | 0 | 0 | 0 | 0 | 0 | 0 | 0 | 0 | 0
Wednesday | 9 | 21 | 6 | 6318 | 0 | 0 | 0 | 0 | 0 | 0 | 0 | 0 | 0 | 0 | 0 | 0 | 0 | 0 | 0 | 0 | 0 | 0 | 0 | 0 | 0 |  | 0 | 0 | 0 | 0 | 0 | 0 | 0 | 0 |  |  |  |  | 0 | 0 | 0 | 0 | 0 | 0 | 0 | 1 |  | 1 | 1 | 1 | 1 | 1 | 1 | 0 | 0 | 0 | 0 | 0 | 0 | 0 | 0 | 0 | 0 | 0 | 0 | 0 | 0 | 0 | 0 | 0 | 0 | 0 | 0 | 0 | 0 | 0 | 0 | 0
Wednesday | 9 | 21 | 7 | 6319 | 0 | 0 | 0 | 0 | 0 | 0 | 0 | 0 | 0 | 0 | 0 | 0 | 0 | 0 | 0 | 0 | 0 | 0 | 0 | 0 | 0 |  | 0 | 0 | 0 | 0 | 0 | 0 | 0 | 0 |  |  |  |  | 0 | 0 | 0 | 0 | 0 | 0 | 0 | 1 |  | 1 | 1 | 1 | 1 | 1 | 1 | 0 | 0 | 0 | 0 | 0 | 0 | 0 | 0 | 0 | 0 | 0 | 0 | 0 | 0 | 0 | 0 | 0 | 0 | 0 | 0 | 0 | 0 | 0 | 0 | 0
Wednesday | 9 | 21 | 8 | 6320 | 0 | 0 | 0 | 0 | 0 | 0 | 0 | 0 | 0 | 0 | 0 | 0 | 0 | 0 | 0 | 0 | 0 | 0 | 0 | 0 | 0 |  | 0 | 0 | 0 | 0 | 0 | 0 | 0 | 0 |  |  |  |  | 0 | 0 | 0 | 0 | 0 | 0 | 1 | 0 |  | 1 | 1 | 1 | 1 | #VALUE! | #VALUE! | 0 | 0 | 0 | 0 | 0 | 0 | 0 | 0 | 0 | 0 | 0 | 0 | 0 | 0 | 0 | 0 | 0 | 0 | 0 | 0 | 0 | 0 | 0 | 0 | 0
Wednesday | 9 | 21 | 9 | 6321 | 0 | 0 | 0 | 0 | 0 | 0 | 0 | 0 | 0 | 0 | 0 | 0 | 0 | 0 | 0 | 0 | 0 | 0 | 0 | 0 | 0 |  | 0 | 0 | 0 | 0 | 0 | 0 | 0 | 0 |  |  |  |  | 0 | 0 | 0 | 0 | 0 | 0 | 1 | 0 |  | 1 | 1 | 1 | 1 | #VALUE! | #VALUE! | 0 | 0 | 0 | 0 | 0 | 0 | 0 | 0 | 0 | 0 | 0 | 0 | 0 | 0 | 0 | 0 | 0 | 0 | 0 | 0 | 0 | 0 | 0 | 0 | 0
Wednesday | 9 | 21 | 10 | 6322 | 0 | 0 | 0 | 0 | 0 | 0 | 0 | 0 | 0 | 0 | 0 | 0 | 0 | 0 | 0 | 0 | 0 | 0 | 0 | 0 | 0 |  | 0 | 0 | 0 | 0 | 0 | 0 | 0 | 0 |  |  |  |  | 0 | 0 | 0 | 0 | 0 | 0 | 1 | 0 |  | 1 | 1 | 1 | 1 | #VALUE! | #VALUE! | 0 | 0 | 0 | 0 | 0 | 0 | 0 | 0 | 0 | 0 | 0 | 0 | 0 | 0 | 0 | 0 | 0 | 0 | 0 | 0 | 0 | 0 | 0 | 0 | 0
Wednesday | 9 | 21 | 11 | 6323 | 0 | 0 | 0 | 0 | 0 | 0 | 0 | 0 | 0 | 0 | 0 | 0 | 0 | 0 | 0 | 0 | 0 | 0 | 0 | 0 | 0 |  | 0 | 0 | 0 | 0 | 0 | 0 | 0 | 0 |  |  |  |  | 0 | 0 | 0 | 0 | 0 | 0 | 1 | 0 |  | 1 | 1 | 1 | 1 | #VALUE! | #VALUE! | 0 | 0 | 0 | 0 | 0 | 0 | 0 | 0 | 0 | 0 | 0 | 0 | 0 | 0 | 0 | 0 | 0 | 0 | 0 | 0 | 0 | 0 | 0 | 0 | 0
Wednesday | 9 | 21 | 12 | 6324 | 0 | 0 | 0 | 0 | 0 | 0 | 0 | 0 | 0 | 0 | 0 | 0 | 0 | 0 | 0 | 0 | 0 | 0 | 0 | 0 | 0 |  | 0 | 0 | 0 | 0 | 0 | 0 | 0 | 0 |  |  |  |  | 0 | 0 | 0 | 0 | 0 | 0 | 1 | 0 |  | 1 | 1 | 1 | 1 | #VALUE! | #VALUE! | 0 | 0 | 0 | 0 | 0 | 0 | 0 | 0 | 0 | 0 | 0 | 0 | 0 | 0 | 0 | 0 | 0 | 0 | 0 | 0 | 0 | 0 | 0 | 0 | 0
Wednesday | 9 | 21 | 13 | 6325 | 0 | 0 | 0 | 0 | 0 | 0 | 0 | 0 | 0 | 0 | 0 | 0 | 0 | 0 | 0 | 0 | 0 | 0 | 0 | 0 | 0 |  | 0 | 0 | 0 | 0 | 0 | 0 | 0 | 0 |  |  |  |  | 0 | 0 | 0 | 0 | 0 | 0 | 1 | 0 |  | 1 | 1 | 1 | 1 | #VALUE! | #VALUE! | 0 | 0 | 0 | 0 | 0 | 0 | 0 | 0 | 0 | 0 | 0 | 0 | 0 | 0 | 0 | 0 | 0 | 0 | 0 | 0 | 0 | 0 | 0 | 0 | 0
Wednesday | 9 | 21 | 14 | 6326 | 0 | 0 | 0 | 0 | 0 | 0 | 0 | 0 | 0 | 0 | 0 | 0 | 0 | 0 | 0 | 0 | 0 | 0 | 0 | 0 | 0 |  | 0 | 0 | 0 | 0 | 0 | 0 | 0 | 0 |  |  |  |  | 0 | 0 | 0 | 0 | 0 | 0 | 1 | 0 |  | 1 | 1 | 1 | 1 | #VALUE! | #VALUE! | 0 | 0 | 0 | 0 | 0 | 0 | 0 | 0 | 0 | 0 | 0 | 0 | 0 | 0 | 0 | 0 | 0 | 0 | 0 | 0 | 0 | 0 | 0 | 0 | 0
Wednesday | 9 | 21 | 15 | 6327 | 0 | 0 | 0 | 0 | 0 | 0 | 0 | 0 | 0 | 0 | 0 | 0 | 0 | 0 | 0 | 0 | 0 | 0 | 0 | 0 | 0 |  | 0 | 0 | 0 | 0 | 0 | 0 | 0 | 0 |  |  |  |  | 0 | 0 | 0 | 0 | 0 | 0 | 1 | 0 |  | 1 | 1 | 1 | 1 | #VALUE! | #VALUE! | 0 | 0 | 0 | 0 | 0 | 0 | 0 | 0 | 0 | 0 | 0 | 0 | 0 | 0 | 0 | 0 | 0 | 0 | 0 | 0 | 0 | 0 | 0 | 0 | 0
Wednesday | 9 | 21 | 16 | 6328 | 0 | 0 | 0 | 0 | 0 | 0 | 0 | 0 | 0 | 0 | 0 | 0 | 0 | 0 | 0 | 0 | 0 | 0 | 0 | 0 | 0 |  | 0 | 0 | 0 | 0 | 0 | 0 | 0 | 0 |  |  |  |  | 0 | 0 | 0 | 0 | 0 | 0 | 1 | 0 |  | 1 | 1 | 1 | 1 | #VALUE! | #VALUE! | 0 | 0 | 0 | 0 | 0 | 0 | 0 | 0 | 0 | 0 | 0 | 0 | 0 | 0 | 0 | 0 | 0 | 0 | 0 | 0 | 0 | 0 | 0 | 0 | 0
Wednesday | 9 | 21 | 17 | 6329 | 0 | 0 | 0 | 0 | 0 | 0 | 0 | 0 | 0 | 0 | 0 | 0 | 0 | 0 | 0 | 0 | 0 | 0 | 0 | 0 | 0 |  | 0 | 0 | 0 | 0 | 0 | 0 | 0 | 0 |  |  |  |  | 0 | 0 | 0 | 0 | 0 | 0 | 1 | 0 |  | 1 | 1 | 1 | 1 | #VALUE! | #VALUE! | 0 | 0 | 0 | 0 | 0 | 0 | 0 | 0 | 0 | 0 | 0 | 0 | 0 | 0 | 0 | 0 | 0 | 0 | 0 | 0 | 0 | 0 | 0 | 0 | 0
Wednesday | 9 | 21 | 18 | 6330 | 0 | 0 | 0 | 0 | 0 | 0 | 0 | 0 | 0 | 0 | 0 | 0 | 0 | 0 | 0 | 0 | 0 | 0 | 0 | 0 | 0 |  | 0 | 0 | 0 | 0 | 0 | 0 | 0 | 0 |  |  |  |  | 0 | 0 | 0 | 0 | 0 | 0 | 1 | 0 |  | 1 | 1 | 1 | 1 | #VALUE! | #VALUE! | 0 | 0 | 0 | 0 | 0 | 0 | 0 | 0 | 0 | 0 | 0 | 0 | 0 | 0 | 0 | 0 | 0 | 0 | 0 | 0 | 0 | 0 | 0 | 0 | 0
Wednesday | 9 | 21 | 19 | 6331 | 0 | 0 | 0 | 0 | 0 | 0 | 0 | 0 | 0 | 0 | 0 | 0 | 0 | 0 | 0 | 0 | 0 | 0 | 0 | 0 | 0 |  | 0 | 0 | 0 | 0 | 0 | 0 | 0 | 0 |  |  |  |  | 0 | 0 | 0 | 0 | 0 | 0 | 1 | 0 |  | 1 | 1 | 1 | 1 | #VALUE! | #VALUE! | 0 | 0 | 0 | 0 | 0 | 0 | 0 | 0 | 0 | 0 | 0 | 0 | 0 | 0 | 0 | 0 | 0 | 0 | 0 | 0 | 0 | 0 | 0 | 0 | 0
Wednesday | 9 | 21 | 20 | 6332 | 0 | 0 | 0 | 0 | 0 | 0 | 0 | 0 | 0 | 0 | 0 | 0 | 0 | 0 | 0 | 0 | 0 | 0 | 0 | 0 | 0 |  | 0 | 0 | 0 | 0 | 0 | 0 | 0 | 0 |  |  |  |  | 0 | 0 | 0 | 0 | 0 | 0 | 1 | 0 |  | 1 | 1 | 1 | 1 | #VALUE! | #VALUE! | 0 | 0 | 0 | 0 | 0 | 0 | 0 | 0 | 0 | 0 | 0 | 0 | 0 | 0 | 0 | 0 | 0 | 0 | 0 | 0 | 0 | 0 | 0 | 0 | 0
Wednesday | 9 | 21 | 21 | 6333 | 0 | 0 | 0 | 0 | 0 | 0 | 0 | 0 | 0 | 0 | 0 | 0 | 0 | 0 | 0 | 0 | 0 | 0 | 0 | 0 | 0 |  | 0 | 0 | 0 | 0 | 0 | 0 | 0 | 0 |  |  |  |  | 0 | 0 | 0 | 0 | 0 | 0 | 1 | 0 |  | 1 | 1 | 1 | 1 | #VALUE! | #VALUE! | 0 | 0 | 0 | 0 | 0 | 0 | 0 | 0 | 0 | 0 | 0 | 0 | 0 | 0 | 0 | 0 | 0 | 0 | 0 | 0 | 0 | 0 | 0 | 0 | 0
Wednesday | 9 | 21 | 22 | 6334 | 0 | 0 | 0 | 0 | 0 | 0 | 0 | 0 | 0 | 0 | 0 | 0 | 0 | 0 | 0 | 0 | 0 | 0 | 0 | 0 | 0 |  | 0 | 0 | 0 | 0 | 0 | 0 | 0 | 0 |  |  |  |  | 0 | 0 | 0 | 0 | 0 | 0 | 1 | 0 |  | 1 | 1 | 1 | 1 | #VALUE! | #VALUE! | 0 | 0 | 0 | 0 | 0 | 0 | 0 | 0 | 0 | 0 | 0 | 0 | 0 | 0 | 0 | 0 | 0 | 0 | 0 | 0 | 0 | 0 | 0 | 0 | 0
Wednesday | 9 | 21 | 23 | 6335 | 0 | 0 | 0 | 0 | 0 | 0 | 0 | 0 | 0 | 0 | 0 | 0 | 0 | 0 | 0 | 0 | 0 | 0 | 0 | 0 | 0 |  | 0 | 0 | 0 | 0 | 0 | 0 | 0 | 0 |  |  |  |  | 0 | 0 | 0 | 0 | 0 | 0 | 0 | 1 |  | 1 | 1 | 1 | 1 | 1 | 1 | 0 | 0 | 0 | 0 | 0 | 0 | 0 | 0 | 0 | 0 | 0 | 0 | 0 | 0 | 0 | 0 | 0 | 0 | 0 | 0 | 0 | 0 | 0 | 0 | 0
Wednesday | 9 | 21 | 24 | 6336 | 0 | 0 | 0 | 0 | 0 | 0 | 0 | 0 | 0 | 0 | 0 | 0 | 0 | 0 | 0 | 0 | 0 | 0 | 0 | 0 | 0 |  | 0 | 0 | 0 | 0 | 0 | 0 | 0 | 0 |  |  |  |  | 0 | 0 | 0 | 0 | 0 | 0 | 0 | 1 |  | 1 | 1 | 1 | 1 | 1 | 1 | 0 | 0 | 0 | 0 | 0 | 0 | 0 | 0 | 0 | 0 | 0 | 0 | 0 | 0 | 0 | 0 | 0 | 0 | 0 | 0 | 0 | 0 | 0 | 0 | 0
Thursday | 9 | 22 | 1 | 6337 | 0 | 0 | 0 | 0 | 0 | 0 | 0 | 0 | 0 | 0 | 0 | 0 | 0 | 0 | 0 | 0 | 0 | 0 | 0 | 0 | 0 |  | 0 | 0 | 0 | 0 | 0 | 0 | 0 | 0 |  |  |  |  | 0 | 0 | 0 | 0 | 0 | 0 | 0 | 1 |  | 1 | 1 | 1 | 1 | 1 | 1 | 0 | 0 | 0 | 0 | 0 | 0 | 0 | 0 | 0 | 0 | 0 | 0 | 0 | 0 | 0 | 0 | 0 | 0 | 0 | 0 | 0 | 0 | 0 | 0 | 0
Thursday | 9 | 22 | 2 | 6338 | 0 | 0 | 0 | 0 | 0 | 0 | 0 | 0 | 0 | 0 | 0 | 0 | 0 | 0 | 0 | 0 | 0 | 0 | 0 | 0 | 0 |  | 0 | 0 | 0 | 0 | 0 | 0 | 0 | 0 |  |  |  |  | 0 | 0 | 0 | 0 | 0 | 0 | 0 | 1 |  | 1 | 1 | 1 | 1 | 1 | 1 | 0 | 0 | 0 | 0 | 0 | 0 | 0 | 0 | 0 | 0 | 0 | 0 | 0 | 0 | 0 | 0 | 0 | 0 | 0 | 0 | 0 | 0 | 0 | 0 | 0
Thursday | 9 | 22 | 3 | 6339 | 0 | 0 | 0 | 0 | 0 | 0 | 0 | 0 | 0 | 0 | 0 | 0 | 0 | 0 | 0 | 0 | 0 | 0 | 0 | 0 | 0 |  | 0 | 0 | 0 | 0 | 0 | 0 | 0 | 0 |  |  |  |  | 0 | 0 | 0 | 0 | 0 | 0 | 0 | 1 |  | 1 | 1 | 1 | 1 | 1 | 1 | 0 | 0 | 0 | 0 | 0 | 0 | 0 | 0 | 0 | 0 | 0 | 0 | 0 | 0 | 0 | 0 | 0 | 0 | 0 | 0 | 0 | 0 | 0 | 0 | 0
Thursday | 9 | 22 | 4 | 6340 | 0 | 0 | 0 | 0 | 0 | 0 | 0 | 0 | 0 | 0 | 0 | 0 | 0 | 0 | 0 | 0 | 0 | 0 | 0 | 0 | 0 |  | 0 | 0 | 0 | 0 | 0 | 0 | 0 | 0 |  |  |  |  | 0 | 0 | 0 | 0 | 0 | 0 | 0 | 1 |  | 1 | 1 | 1 | 1 | 1 | 1 | 0 | 0 | 0 | 0 | 0 | 0 | 0 | 0 | 0 | 0 | 0 | 0 | 0 | 0 | 0 | 0 | 0 | 0 | 0 | 0 | 0 | 0 | 0 | 0 | 0
Thursday | 9 | 22 | 5 | 6341 | 0 | 0 | 0 | 0 | 0 | 0 | 0 | 0 | 0 | 0 | 0 | 0 | 0 | 0 | 0 | 0 | 0 | 0 | 0 | 0 | 0 |  | 0 | 0 | 0 | 0 | 0 | 0 | 0 | 0 |  |  |  |  | 0 | 0 | 0 | 0 | 0 | 0 | 0 | 1 |  | 1 | 1 | 1 | 1 | 1 | 1 | 0 | 0 | 0 | 0 | 0 | 0 | 0 | 0 | 0 | 0 | 0 | 0 | 0 | 0 | 0 | 0 | 0 | 0 | 0 | 0 | 0 | 0 | 0 | 0 | 0
Thursday | 9 | 22 | 6 | 6342 | 0 | 0 | 0 | 0 | 0 | 0 | 0 | 0 | 0 | 0 | 0 | 0 | 0 | 0 | 0 | 0 | 0 | 0 | 0 | 0 | 0 |  | 0 | 0 | 0 | 0 | 0 | 0 | 0 | 0 |  |  |  |  | 0 | 0 | 0 | 0 | 0 | 0 | 0 | 1 |  | 1 | 1 | 1 | 1 | 1 | 1 | 0 | 0 | 0 | 0 | 0 | 0 | 0 | 0 | 0 | 0 | 0 | 0 | 0 | 0 | 0 | 0 | 0 | 0 | 0 | 0 | 0 | 0 | 0 | 0 | 0
Thursday | 9 | 22 | 7 | 6343 | 0 | 0 | 0 | 0 | 0 | 0 | 0 | 0 | 0 | 0 | 0 | 0 | 0 | 0 | 0 | 0 | 0 | 0 | 0 | 0 | 0 |  | 0 | 0 | 0 | 0 | 0 | 0 | 0 | 0 |  |  |  |  | 0 | 0 | 0 | 0 | 0 | 0 | 0 | 1 |  | 1 | 1 | 1 | 1 | 1 | 1 | 0 | 0 | 0 | 0 | 0 | 0 | 0 | 0 | 0 | 0 | 0 | 0 | 0 | 0 | 0 | 0 | 0 | 0 | 0 | 0 | 0 | 0 | 0 | 0 | 0
Thursday | 9 | 22 | 8 | 6344 | 0 | 0 | 0 | 0 | 0 | 0 | 0 | 0 | 0 | 0 | 0 | 0 | 0 | 0 | 0 | 0 | 0 | 0 | 0 | 0 | 0 |  | 0 | 0 | 0 | 0 | 0 | 0 | 0 | 0 |  |  |  |  | 0 | 0 | 0 | 0 | 0 | 0 | 1 | 0 |  | 1 | 1 | 1 | 1 | #VALUE! | #VALUE! | 0 | 0 | 0 | 0 | 0 | 0 | 0 | 0 | 0 | 0 | 0 | 0 | 0 | 0 | 0 | 0 | 0 | 0 | 0 | 0 | 0 | 0 | 0 | 0 | 0
Thursday | 9 | 22 | 9 | 6345 | 0 | 0 | 0 | 0 | 0 | 0 | 0 | 0 | 0 | 0 | 0 | 0 | 0 | 0 | 0 | 0 | 0 | 0 | 0 | 0 | 0 |  | 0 | 0 | 0 | 0 | 0 | 0 | 0 | 0 |  |  |  |  | 0 | 0 | 0 | 0 | 0 | 0 | 1 | 0 |  | 1 | 1 | 1 | 1 | #VALUE! | #VALUE! | 0 | 0 | 0 | 0 | 0 | 0 | 0 | 0 | 0 | 0 | 0 | 0 | 0 | 0 | 0 | 0 | 0 | 0 | 0 | 0 | 0 | 0 | 0 | 0 | 0
Thursday | 9 | 22 | 10 | 6346 | 0 | 0 | 0 | 0 | 0 | 0 | 0 | 0 | 0 | 0 | 0 | 0 | 0 | 0 | 0 | 0 | 0 | 0 | 0 | 0 | 0 |  | 0 | 0 | 0 | 0 | 0 | 0 | 0 | 0 |  |  |  |  | 0 | 0 | 0 | 0 | 0 | 0 | 1 | 0 |  | 1 | 1 | 1 | 1 | #VALUE! | #VALUE! | 0 | 0 | 0 | 0 | 0 | 0 | 0 | 0 | 0 | 0 | 0 | 0 | 0 | 0 | 0 | 0 | 0 | 0 | 0 | 0 | 0 | 0 | 0 | 0 | 0
Thursday | 9 | 22 | 11 | 6347 | 0 | 0 | 0 | 0 | 0 | 0 | 0 | 0 | 0 | 0 | 0 | 0 | 0 | 0 | 0 | 0 | 0 | 0 | 0 | 0 | 0 |  | 0 | 0 | 0 | 0 | 0 | 0 | 0 | 0 |  |  |  |  | 0 | 0 | 0 | 0 | 0 | 0 | 1 | 0 |  | 1 | 1 | 1 | 1 | #VALUE! | #VALUE! | 0 | 0 | 0 | 0 | 0 | 0 | 0 | 0 | 0 | 0 | 0 | 0 | 0 | 0 | 0 | 0 | 0 | 0 | 0 | 0 | 0 | 0 | 0 | 0 | 0
Thursday | 9 | 22 | 12 | 6348 | 0 | 0 | 0 | 0 | 0 | 0 | 0 | 0 | 0 | 0 | 0 | 0 | 0 | 0 | 0 | 0 | 0 | 0 | 0 | 0 | 0 |  | 0 | 0 | 0 | 0 | 0 | 0 | 0 | 0 |  |  |  |  | 0 | 0 | 0 | 0 | 0 | 0 | 1 | 0 |  | 1 | 1 | 1 | 1 | #VALUE! | #VALUE! | 0 | 0 | 0 | 0 | 0 | 0 | 0 | 0 | 0 | 0 | 0 | 0 | 0 | 0 | 0 | 0 | 0 | 0 | 0 | 0 | 0 | 0 | 0 | 0 | 0
Thursday | 9 | 22 | 13 | 6349 | 0 | 0 | 0 | 0 | 0 | 0 | 0 | 0 | 0 | 0 | 0 | 0 | 0 | 0 | 0 | 0 | 0 | 0 | 0 | 0 | 0 |  | 0 | 0 | 0 | 0 | 0 | 0 | 0 | 0 |  |  |  |  | 0 | 0 | 0 | 0 | 0 | 0 | 1 | 0 |  | 1 | 1 | 1 | 1 | #VALUE! | #VALUE! | 0 | 0 | 0 | 0 | 0 | 0 | 0 | 0 | 0 | 0 | 0 | 0 | 0 | 0 | 0 | 0 | 0 | 0 | 0 | 0 | 0 | 0 | 0 | 0 | 0
Thursday | 9 | 22 | 14 | 6350 | 0 | 0 | 0 | 0 | 0 | 0 | 0 | 0 | 0 | 0 | 0 | 0 | 0 | 0 | 0 | 0 | 0 | 0 | 0 | 0 | 0 |  | 0 | 0 | 0 | 0 | 0 | 0 | 0 | 0 |  |  |  |  | 0 | 0 | 0 | 0 | 0 | 0 | 1 | 0 |  | 1 | 1 | 1 | 1 | #VALUE! | #VALUE! | 0 | 0 | 0 | 0 | 0 | 0 | 0 | 0 | 0 | 0 | 0 | 0 | 0 | 0 | 0 | 0 | 0 | 0 | 0 | 0 | 0 | 0 | 0 | 0 | 0
Thursday | 9 | 22 | 15 | 6351 | 0 | 0 | 0 | 0 | 0 | 0 | 0 | 0 | 0 | 0 | 0 | 0 | 0 | 0 | 0 | 0 | 0 | 0 | 0 | 0 | 0 |  | 0 | 0 | 0 | 0 | 0 | 0 | 0 | 0 |  |  |  |  | 0 | 0 | 0 | 0 | 0 | 0 | 1 | 0 |  | 1 | 1 | 1 | 1 | #VALUE! | #VALUE! | 0 | 0 | 0 | 0 | 0 | 0 | 0 | 0 | 0 | 0 | 0 | 0 | 0 | 0 | 0 | 0 | 0 | 0 | 0 | 0 | 0 | 0 | 0 | 0 | 0
Thursday | 9 | 22 | 16 | 6352 | 0 | 0 | 0 | 0 | 0 | 0 | 0 | 0 | 0 | 0 | 0 | 0 | 0 | 0 | 0 | 0 | 0 | 0 | 0 | 0 | 0 |  | 0 | 0 | 0 | 0 | 0 | 0 | 0 | 0 |  |  |  |  | 0 | 0 | 0 | 0 | 0 | 0 | 1 | 0 |  | 1 | 1 | 1 | 1 | #VALUE! | #VALUE! | 0 | 0 | 0 | 0 | 0 | 0 | 0 | 0 | 0 | 0 | 0 | 0 | 0 | 0 | 0 | 0 | 0 | 0 | 0 | 0 | 0 | 0 | 0 | 0 | 0
Thursday | 9 | 22 | 17 | 6353 | 0 | 0 | 0 | 0 | 0 | 0 | 0 | 0 | 0 | 0 | 0 | 0 | 0 | 0 | 0 | 0 | 0 | 0 | 0 | 0 | 0 |  | 0 | 0 | 0 | 0 | 0 | 0 | 0 | 0 |  |  |  |  | 0 | 0 | 0 | 0 | 0 | 0 | 1 | 0 |  | 1 | 1 | 1 | 1 | #VALUE! | #VALUE! | 0 | 0 | 0 | 0 | 0 | 0 | 0 | 0 | 0 | 0 | 0 | 0 | 0 | 0 | 0 | 0 | 0 | 0 | 0 | 0 | 0 | 0 | 0 | 0 | 0
Thursday | 9 | 22 | 18 | 6354 | 0 | 0 | 0 | 0 | 0 | 0 | 0 | 0 | 0 | 0 | 0 | 0 | 0 | 0 | 0 | 0 | 0 | 0 | 0 | 0 | 0 |  | 0 | 0 | 0 | 0 | 0 | 0 | 0 | 0 |  |  |  |  | 0 | 0 | 0 | 0 | 0 | 0 | 1 | 0 |  | 1 | 1 | 1 | 1 | #VALUE! | #VALUE! | 0 | 0 | 0 | 0 | 0 | 0 | 0 | 0 | 0 | 0 | 0 | 0 | 0 | 0 | 0 | 0 | 0 | 0 | 0 | 0 | 0 | 0 | 0 | 0 | 0
Thursday | 9 | 22 | 19 | 6355 | 0 | 0 | 0 | 0 | 0 | 0 | 0 | 0 | 0 | 0 | 0 | 0 | 0 | 0 | 0 | 0 | 0 | 0 | 0 | 0 | 0 |  | 0 | 0 | 0 | 0 | 0 | 0 | 0 | 0 |  |  |  |  | 0 | 0 | 0 | 0 | 0 | 0 | 1 | 0 |  | 1 | 1 | 1 | 1 | #VALUE! | #VALUE! | 0 | 0 | 0 | 0 | 0 | 0 | 0 | 0 | 0 | 0 | 0 | 0 | 0 | 0 | 0 | 0 | 0 | 0 | 0 | 0 | 0 | 0 | 0 | 0 | 0
Thursday | 9 | 22 | 20 | 6356 | 0 | 0 | 0 | 0 | 0 | 0 | 0 | 0 | 0 | 0 | 0 | 0 | 0 | 0 | 0 | 0 | 0 | 0 | 0 | 0 | 0 |  | 0 | 0 | 0 | 0 | 0 | 0 | 0 | 0 |  |  |  |  | 0 | 0 | 0 | 0 | 0 | 0 | 1 | 0 |  | 1 | 1 | 1 | 1 | #VALUE! | #VALUE! | 0 | 0 | 0 | 0 | 0 | 0 | 0 | 0 | 0 | 0 | 0 | 0 | 0 | 0 | 0 | 0 | 0 | 0 | 0 | 0 | 0 | 0 | 0 | 0 | 0
Thursday | 9 | 22 | 21 | 6357 | 0 | 0 | 0 | 0 | 0 | 0 | 0 | 0 | 0 | 0 | 0 | 0 | 0 | 0 | 0 | 0 | 0 | 0 | 0 | 0 | 0 |  | 0 | 0 | 0 | 0 | 0 | 0 | 0 | 0 |  |  |  |  | 0 | 0 | 0 | 0 | 0 | 0 | 1 | 0 |  | 1 | 1 | 1 | 1 | #VALUE! | #VALUE! | 0 | 0 | 0 | 0 | 0 | 0 | 0 | 0 | 0 | 0 | 0 | 0 | 0 | 0 | 0 | 0 | 0 | 0 | 0 | 0 | 0 | 0 | 0 | 0 | 0
Thursday | 9 | 22 | 22 | 6358 | 0 | 0 | 0 | 0 | 0 | 0 | 0 | 0 | 0 | 0 | 0 | 0 | 0 | 0 | 0 | 0 | 0 | 0 | 0 | 0 | 0 |  | 0 | 0 | 0 | 0 | 0 | 0 | 0 | 0 |  |  |  |  | 0 | 0 | 0 | 0 | 0 | 0 | 1 | 0 |  | 1 | 1 | 1 | 1 | #VALUE! | #VALUE! | 0 | 0 | 0 | 0 | 0 | 0 | 0 | 0 | 0 | 0 | 0 | 0 | 0 | 0 | 0 | 0 | 0 | 0 | 0 | 0 | 0 | 0 | 0 | 0 | 0
Thursday | 9 | 22 | 23 | 6359 | 0 | 0 | 0 | 0 | 0 | 0 | 0 | 0 | 0 | 0 | 0 | 0 | 0 | 0 | 0 | 0 | 0 | 0 | 0 | 0 | 0 |  | 0 | 0 | 0 | 0 | 0 | 0 | 0 | 0 |  |  |  |  | 0 | 0 | 0 | 0 | 0 | 0 | 0 | 1 |  | 1 | 1 | 1 | 1 | 1 | 1 | 0 | 0 | 0 | 0 | 0 | 0 | 0 | 0 | 0 | 0 | 0 | 0 | 0 | 0 | 0 | 0 | 0 | 0 | 0 | 0 | 0 | 0 | 0 | 0 | 0
Thursday | 9 | 22 | 24 | 6360 | 0 | 0 | 0 | 0 | 0 | 0 | 0 | 0 | 0 | 0 | 0 | 0 | 0 | 0 | 0 | 0 | 0 | 0 | 0 | 0 | 0 |  | 0 | 0 | 0 | 0 | 0 | 0 | 0 | 0 |  |  |  |  | 0 | 0 | 0 | 0 | 0 | 0 | 0 | 1 |  | 1 | 1 | 1 | 1 | 1 | 1 | 0 | 0 | 0 | 0 | 0 | 0 | 0 | 0 | 0 | 0 | 0 | 0 | 0 | 0 | 0 | 0 | 0 | 0 | 0 | 0 | 0 | 0 | 0 | 0 | 0
Friday | 9 | 23 | 1 | 6361 | 0 | 0 | 0 | 0 | 0 | 0 | 0 | 0 | 0 | 0 | 0 | 0 | 0 | 0 | 0 | 0 | 0 | 0 | 0 | 0 | 0 |  | 0 | 0 | 0 | 0 | 0 | 0 | 0 | 0 |  |  |  |  | 0 | 0 | 0 | 0 | 0 | 0 | 0 | 1 |  | 1 | 1 | 1 | 1 | 1 | 1 | 0 | 0 | 0 | 0 | 0 | 0 | 0 | 0 | 0 | 0 | 0 | 0 | 0 | 0 | 0 | 0 | 0 | 0 | 0 | 0 | 0 | 0 | 0 | 0 | 0
Friday | 9 | 23 | 2 | 6362 | 0 | 0 | 0 | 0 | 0 | 0 | 0 | 0 | 0 | 0 | 0 | 0 | 0 | 0 | 0 | 0 | 0 | 0 | 0 | 0 | 0 |  | 0 | 0 | 0 | 0 | 0 | 0 | 0 | 0 |  |  |  |  | 0 | 0 | 0 | 0 | 0 | 0 | 0 | 1 |  | 1 | 1 | 1 | 1 | 1 | 1 | 0 | 0 | 0 | 0 | 0 | 0 | 0 | 0 | 0 | 0 | 0 | 0 | 0 | 0 | 0 | 0 | 0 | 0 | 0 | 0 | 0 | 0 | 0 | 0 | 0
Friday | 9 | 23 | 3 | 6363 | 0 | 0 | 0 | 0 | 0 | 0 | 0 | 0 | 0 | 0 | 0 | 0 | 0 | 0 | 0 | 0 | 0 | 0 | 0 | 0 | 0 |  | 0 | 0 | 0 | 0 | 0 | 0 | 0 | 0 |  |  |  |  | 0 | 0 | 0 | 0 | 0 | 0 | 0 | 1 |  | 1 | 1 | 1 | 1 | 1 | 1 | 0 | 0 | 0 | 0 | 0 | 0 | 0 | 0 | 0 | 0 | 0 | 0 | 0 | 0 | 0 | 0 | 0 | 0 | 0 | 0 | 0 | 0 | 0 | 0 | 0
Friday | 9 | 23 | 4 | 6364 | 0 | 0 | 0 | 0 | 0 | 0 | 0 | 0 | 0 | 0 | 0 | 0 | 0 | 0 | 0 | 0 | 0 | 0 | 0 | 0 | 0 |  | 0 | 0 | 0 | 0 | 0 | 0 | 0 | 0 |  |  |  |  | 0 | 0 | 0 | 0 | 0 | 0 | 0 | 1 |  | 1 | 1 | 1 | 1 | 1 | 1 | 0 | 0 | 0 | 0 | 0 | 0 | 0 | 0 | 0 | 0 | 0 | 0 | 0 | 0 | 0 | 0 | 0 | 0 | 0 | 0 | 0 | 0 | 0 | 0 | 0
Friday | 9 | 23 | 5 | 6365 | 0 | 0 | 0 | 0 | 0 | 0 | 0 | 0 | 0 | 0 | 0 | 0 | 0 | 0 | 0 | 0 | 0 | 0 | 0 | 0 | 0 |  | 0 | 0 | 0 | 0 | 0 | 0 | 0 | 0 |  |  |  |  | 0 | 0 | 0 | 0 | 0 | 0 | 0 | 1 |  | 1 | 1 | 1 | 1 | 1 | 1 | 0 | 0 | 0 | 0 | 0 | 0 | 0 | 0 | 0 | 0 | 0 | 0 | 0 | 0 | 0 | 0 | 0 | 0 | 0 | 0 | 0 | 0 | 0 | 0 | 0
Friday | 9 | 23 | 6 | 6366 | 0 | 0 | 0 | 0 | 0 | 0 | 0 | 0 | 0 | 0 | 0 | 0 | 0 | 0 | 0 | 0 | 0 | 0 | 0 | 0 | 0 |  | 0 | 0 | 0 | 0 | 0 | 0 | 0 | 0 |  |  |  |  | 0 | 0 | 0 | 0 | 0 | 0 | 0 | 1 |  | 1 | 1 | 1 | 1 | 1 | 1 | 0 | 0 | 0 | 0 | 0 | 0 | 0 | 0 | 0 | 0 | 0 | 0 | 0 | 0 | 0 | 0 | 0 | 0 | 0 | 0 | 0 | 0 | 0 | 0 | 0
Friday | 9 | 23 | 7 | 6367 | 0 | 0 | 0 | 0 | 0 | 0 | 0 | 0 | 0 | 0 | 0 | 0 | 0 | 0 | 0 | 0 | 0 | 0 | 0 | 0 | 0 |  | 0 | 0 | 0 | 0 | 0 | 0 | 0 | 0 |  |  |  |  | 0 | 0 | 0 | 0 | 0 | 0 | 0 | 1 |  | 1 | 1 | 1 | 1 | 1 | 1 | 0 | 0 | 0 | 0 | 0 | 0 | 0 | 0 | 0 | 0 | 0 | 0 | 0 | 0 | 0 | 0 | 0 | 0 | 0 | 0 | 0 | 0 | 0 | 0 | 0
Friday | 9 | 23 | 8 | 6368 | 0 | 0 | 0 | 0 | 0 | 0 | 0 | 0 | 0 | 0 | 0 | 0 | 0 | 0 | 0 | 0 | 0 | 0 | 0 | 0 | 0 |  | 0 | 0 | 0 | 0 | 0 | 0 | 0 | 0 |  |  |  |  | 0 | 0 | 0 | 0 | 0 | 0 | 1 | 0 |  | 1 | 1 | 1 | 1 | #VALUE! | #VALUE! | 0 | 0 | 0 | 0 | 0 | 0 | 0 | 0 | 0 | 0 | 0 | 0 | 0 | 0 | 0 | 0 | 0 | 0 | 0 | 0 | 0 | 0 | 0 | 0 | 0
Friday | 9 | 23 | 9 | 6369 | 0 | 0 | 0 | 0 | 0 | 0 | 0 | 0 | 0 | 0 | 0 | 0 | 0 | 0 | 0 | 0 | 0 | 0 | 0 | 0 | 0 |  | 0 | 0 | 0 | 0 | 0 | 0 | 0 | 0 |  |  |  |  | 0 | 0 | 0 | 0 | 0 | 0 | 1 | 0 |  | 1 | 1 | 1 | 1 | #VALUE! | #VALUE! | 0 | 0 | 0 | 0 | 0 | 0 | 0 | 0 | 0 | 0 | 0 | 0 | 0 | 0 | 0 | 0 | 0 | 0 | 0 | 0 | 0 | 0 | 0 | 0 | 0
Friday | 9 | 23 | 10 | 6370 | 0 | 0 | 0 | 0 | 0 | 0 | 0 | 0 | 0 | 0 | 0 | 0 | 0 | 0 | 0 | 0 | 0 | 0 | 0 | 0 | 0 |  | 0 | 0 | 0 | 0 | 0 | 0 | 0 | 0 |  |  |  |  | 0 | 0 | 0 | 0 | 0 | 0 | 1 | 0 |  | 1 | 1 | 1 | 1 | #VALUE! | #VALUE! | 0 | 0 | 0 | 0 | 0 | 0 | 0 | 0 | 0 | 0 | 0 | 0 | 0 | 0 | 0 | 0 | 0 | 0 | 0 | 0 | 0 | 0 | 0 | 0 | 0
Friday | 9 | 23 | 11 | 6371 | 0 | 0 | 0 | 0 | 0 | 0 | 0 | 0 | 0 | 0 | 0 | 0 | 0 | 0 | 0 | 0 | 0 | 0 | 0 | 0 | 0 |  | 0 | 0 | 0 | 0 | 0 | 0 | 0 | 0 |  |  |  |  | 0 | 0 | 0 | 0 | 0 | 0 | 1 | 0 |  | 1 | 1 | 1 | 1 | #VALUE! | #VALUE! | 0 | 0 | 0 | 0 | 0 | 0 | 0 | 0 | 0 | 0 | 0 | 0 | 0 | 0 | 0 | 0 | 0 | 0 | 0 | 0 | 0 | 0 | 0 | 0 | 0
Friday | 9 | 23 | 12 | 6372 | 0 | 0 | 0 | 0 | 0 | 0 | 0 | 0 | 0 | 0 | 0 | 0 | 0 | 0 | 0 | 0 | 0 | 0 | 0 | 0 | 0 |  | 0 | 0 | 0 | 0 | 0 | 0 | 0 | 0 |  |  |  |  | 0 | 0 | 0 | 0 | 0 | 0 | 1 | 0 |  | 1 | 1 | 1 | 1 | #VALUE! | #VALUE! | 0 | 0 | 0 | 0 | 0 | 0 | 0 | 0 | 0 | 0 | 0 | 0 | 0 | 0 | 0 | 0 | 0 | 0 | 0 | 0 | 0 | 0 | 0 | 0 | 0
Friday | 9 | 23 | 13 | 6373 | 0 | 0 | 0 | 0 | 0 | 0 | 0 | 0 | 0 | 0 | 0 | 0 | 0 | 0 | 0 | 0 | 0 | 0 | 0 | 0 | 0 |  | 0 | 0 | 0 | 0 | 0 | 0 | 0 | 0 |  |  |  |  | 0 | 0 | 0 | 0 | 0 | 0 | 1 | 0 |  | 1 | 1 | 1 | 1 | #VALUE! | #VALUE! | 0 | 0 | 0 | 0 | 0 | 0 | 0 | 0 | 0 | 0 | 0 | 0 | 0 | 0 | 0 | 0 | 0 | 0 | 0 | 0 | 0 | 0 | 0 | 0 | 0
Friday | 9 | 23 | 14 | 6374 | 0 | 0 | 0 | 0 | 0 | 0 | 0 | 0 | 0 | 0 | 0 | 0 | 0 | 0 | 0 | 0 | 0 | 0 | 0 | 0 | 0 |  | 0 | 0 | 0 | 0 | 0 | 0 | 0 | 0 |  |  |  |  | 0 | 0 | 0 | 0 | 0 | 0 | 1 | 0 |  | 1 | 1 | 1 | 1 | #VALUE! | #VALUE! | 0 | 0 | 0 | 0 | 0 | 0 | 0 | 0 | 0 | 0 | 0 | 0 | 0 | 0 | 0 | 0 | 0 | 0 | 0 | 0 | 0 | 0 | 0 | 0 | 0
Friday | 9 | 23 | 15 | 6375 | 0 | 0 | 0 | 0 | 0 | 0 | 0 | 0 | 0 | 0 | 0 | 0 | 0 | 0 | 0 | 0 | 0 | 0 | 0 | 0 | 0 |  | 0 | 0 | 0 | 0 | 0 | 0 | 0 | 0 |  |  |  |  | 0 | 0 | 0 | 0 | 0 | 0 | 1 | 0 |  | 1 | 1 | 1 | 1 | #VALUE! | #VALUE! | 0 | 0 | 0 | 0 | 0 | 0 | 0 | 0 | 0 | 0 | 0 | 0 | 0 | 0 | 0 | 0 | 0 | 0 | 0 | 0 | 0 | 0 | 0 | 0 | 0
Friday | 9 | 23 | 16 | 6376 | 0 | 0 | 0 | 0 | 0 | 0 | 0 | 0 | 0 | 0 | 0 | 0 | 0 | 0 | 0 | 0 | 0 | 0 | 0 | 0 | 0 |  | 0 | 0 | 0 | 0 | 0 | 0 | 0 | 0 |  |  |  |  | 0 | 0 | 0 | 0 | 0 | 0 | 1 | 0 |  | 1 | 1 | 1 | 1 | #VALUE! | #VALUE! | 0 | 0 | 0 | 0 | 0 | 0 | 0 | 0 | 0 | 0 | 0 | 0 | 0 | 0 | 0 | 0 | 0 | 0 | 0 | 0 | 0 | 0 | 0 | 0 | 0
Friday | 9 | 23 | 17 | 6377 | 0 | 0 | 0 | 0 | 0 | 0 | 0 | 0 | 0 | 0 | 0 | 0 | 0 | 0 | 0 | 0 | 0 | 0 | 0 | 0 | 0 |  | 0 | 0 | 0 | 0 | 0 | 0 | 0 | 0 |  |  |  |  | 0 | 0 | 0 | 0 | 0 | 0 | 1 | 0 |  | 1 | 1 | 1 | 1 | #VALUE! | #VALUE! | 0 | 0 | 0 | 0 | 0 | 0 | 0 | 0 | 0 | 0 | 0 | 0 | 0 | 0 | 0 | 0 | 0 | 0 | 0 | 0 | 0 | 0 | 0 | 0 | 0
Friday | 9 | 23 | 18 | 6378 | 0 | 0 | 0 | 0 | 0 | 0 | 0 | 0 | 0 | 0 | 0 | 0 | 0 | 0 | 0 | 0 | 0 | 0 | 0 | 0 | 0 |  | 0 | 0 | 0 | 0 | 0 | 0 | 0 | 0 |  |  |  |  | 0 | 0 | 0 | 0 | 0 | 0 | 1 | 0 |  | 1 | 1 | 1 | 1 | #VALUE! | #VALUE! | 0 | 0 | 0 | 0 | 0 | 0 | 0 | 0 | 0 | 0 | 0 | 0 | 0 | 0 | 0 | 0 | 0 | 0 | 0 | 0 | 0 | 0 | 0 | 0 | 0
Friday | 9 | 23 | 19 | 6379 | 0 | 0 | 0 | 0 | 0 | 0 | 0 | 0 | 0 | 0 | 0 | 0 | 0 | 0 | 0 | 0 | 0 | 0 | 0 | 0 | 0 |  | 0 | 0 | 0 | 0 | 0 | 0 | 0 | 0 |  |  |  |  | 0 | 0 | 0 | 0 | 0 | 0 | 1 | 0 |  | 1 | 1 | 1 | 1 | #VALUE! | #VALUE! | 0 | 0 | 0 | 0 | 0 | 0 | 0 | 0 | 0 | 0 | 0 | 0 | 0 | 0 | 0 | 0 | 0 | 0 | 0 | 0 | 0 | 0 | 0 | 0 | 0
Friday | 9 | 23 | 20 | 6380 | 0 | 0 | 0 | 0 | 0 | 0 | 0 | 0 | 0 | 0 | 0 | 0 | 0 | 0 | 0 | 0 | 0 | 0 | 0 | 0 | 0 |  | 0 | 0 | 0 | 0 | 0 | 0 | 0 | 0 |  |  |  |  | 0 | 0 | 0 | 0 | 0 | 0 | 1 | 0 |  | 1 | 1 | 1 | 1 | #VALUE! | #VALUE! | 0 | 0 | 0 | 0 | 0 | 0 | 0 | 0 | 0 | 0 | 0 | 0 | 0 | 0 | 0 | 0 | 0 | 0 | 0 | 0 | 0 | 0 | 0 | 0 | 0
Friday | 9 | 23 | 21 | 6381 | 0 | 0 | 0 | 0 | 0 | 0 | 0 | 0 | 0 | 0 | 0 | 0 | 0 | 0 | 0 | 0 | 0 | 0 | 0 | 0 | 0 |  | 0 | 0 | 0 | 0 | 0 | 0 | 0 | 0 |  |  |  |  | 0 | 0 | 0 | 0 | 0 | 0 | 1 | 0 |  | 1 | 1 | 1 | 1 | #VALUE! | #VALUE! | 0 | 0 | 0 | 0 | 0 | 0 | 0 | 0 | 0 | 0 | 0 | 0 | 0 | 0 | 0 | 0 | 0 | 0 | 0 | 0 | 0 | 0 | 0 | 0 | 0
Friday | 9 | 23 | 22 | 6382 | 0 | 0 | 0 | 0 | 0 | 0 | 0 | 0 | 0 | 0 | 0 | 0 | 0 | 0 | 0 | 0 | 0 | 0 | 0 | 0 | 0 |  | 0 | 0 | 0 | 0 | 0 | 0 | 0 | 0 |  |  |  |  | 0 | 0 | 0 | 0 | 0 | 0 | 1 | 0 |  | 1 | 1 | 1 | 1 | #VALUE! | #VALUE! | 0 | 0 | 0 | 0 | 0 | 0 | 0 | 0 | 0 | 0 | 0 | 0 | 0 | 0 | 0 | 0 | 0 | 0 | 0 | 0 | 0 | 0 | 0 | 0 | 0
Friday | 9 | 23 | 23 | 6383 | 0 | 0 | 0 | 0 | 0 | 0 | 0 | 0 | 0 | 0 | 0 | 0 | 0 | 0 | 0 | 0 | 0 | 0 | 0 | 0 | 0 |  | 0 | 0 | 0 | 0 | 0 | 0 | 0 | 0 |  |  |  |  | 0 | 0 | 0 | 0 | 0 | 0 | 0 | 1 |  | 1 | 1 | 1 | 1 | 1 | 1 | 0 | 0 | 0 | 0 | 0 | 0 | 0 | 0 | 0 | 0 | 0 | 0 | 0 | 0 | 0 | 0 | 0 | 0 | 0 | 0 | 0 | 0 | 0 | 0 | 0
Friday | 9 | 23 | 24 | 6384 | 0 | 0 | 0 | 0 | 0 | 0 | 0 | 0 | 0 | 0 | 0 | 0 | 0 | 0 | 0 | 0 | 0 | 0 | 0 | 0 | 0 |  | 0 | 0 | 0 | 0 | 0 | 0 | 0 | 0 |  |  |  |  | 0 | 0 | 0 | 0 | 0 | 0 | 0 | 1 |  | 1 | 1 | 1 | 1 | 1 | 1 | 0 | 0 | 0 | 0 | 0 | 0 | 0 | 0 | 0 | 0 | 0 | 0 | 0 | 0 | 0 | 0 | 0 | 0 | 0 | 0 | 0 | 0 | 0 | 0 | 0
Saturday | 9 | 24 | 1 | 6385 | 0 | 0 | 0 | 0 | 0 | 0 | 0 | 0 | 0 | 0 | 0 | 0 | 0 | 0 | 0 | 0 | 0 | 0 | 0 | 0 | 0 |  | 0 | 0 | 0 | 0 | 0 | 0 | 0 | 0 |  |  |  |  | 0 | 0 | 0 | 0 | 0 | 0 | 0 | 1 |  | 1 | 1 | 1 | 1 | 1 | 1 | 0 | 0 | 0 | 0 | 0 | 0 | 0 | 0 | 0 | 0 | 0 | 0 | 0 | 0 | 0 | 0 | 0 | 0 | 0 | 0 | 0 | 0 | 0 | 0 | 0
Saturday | 9 | 24 | 2 | 6386 | 0 | 0 | 0 | 0 | 0 | 0 | 0 | 0 | 0 | 0 | 0 | 0 | 0 | 0 | 0 | 0 | 0 | 0 | 0 | 0 | 0 |  | 0 | 0 | 0 | 0 | 0 | 0 | 0 | 0 |  |  |  |  | 0 | 0 | 0 | 0 | 0 | 0 | 0 | 1 |  | 1 | 1 | 1 | 1 | 1 | 1 | 0 | 0 | 0 | 0 | 0 | 0 | 0 | 0 | 0 | 0 | 0 | 0 | 0 | 0 | 0 | 0 | 0 | 0 | 0 | 0 | 0 | 0 | 0 | 0 | 0
Saturday | 9 | 24 | 3 | 6387 | 0 | 0 | 0 | 0 | 0 | 0 | 0 | 0 | 0 | 0 | 0 | 0 | 0 | 0 | 0 | 0 | 0 | 0 | 0 | 0 | 0 |  | 0 | 0 | 0 | 0 | 0 | 0 | 0 | 0 |  |  |  |  | 0 | 0 | 0 | 0 | 0 | 0 | 0 | 1 |  | 1 | 1 | 1 | 1 | 1 | 1 | 0 | 0 | 0 | 0 | 0 | 0 | 0 | 0 | 0 | 0 | 0 | 0 | 0 | 0 | 0 | 0 | 0 | 0 | 0 | 0 | 0 | 0 | 0 | 0 | 0
Saturday | 9 | 24 | 4 | 6388 | 0 | 0 | 0 | 0 | 0 | 0 | 0 | 0 | 0 | 0 | 0 | 0 | 0 | 0 | 0 | 0 | 0 | 0 | 0 | 0 | 0 |  | 0 | 0 | 0 | 0 | 0 | 0 | 0 | 0 |  |  |  |  | 0 | 0 | 0 | 0 | 0 | 0 | 0 | 1 |  | 1 | 1 | 1 | 1 | 1 | 1 | 0 | 0 | 0 | 0 | 0 | 0 | 0 | 0 | 0 | 0 | 0 | 0 | 0 | 0 | 0 | 0 | 0 | 0 | 0 | 0 | 0 | 0 | 0 | 0 | 0
Saturday | 9 | 24 | 5 | 6389 | 0 | 0 | 0 | 0 | 0 | 0 | 0 | 0 | 0 | 0 | 0 | 0 | 0 | 0 | 0 | 0 | 0 | 0 | 0 | 0 | 0 |  | 0 | 0 | 0 | 0 | 0 | 0 | 0 | 0 |  |  |  |  | 0 | 0 | 0 | 0 | 0 | 0 | 0 | 1 |  | 1 | 1 | 1 | 1 | 1 | 1 | 0 | 0 | 0 | 0 | 0 | 0 | 0 | 0 | 0 | 0 | 0 | 0 | 0 | 0 | 0 | 0 | 0 | 0 | 0 | 0 | 0 | 0 | 0 | 0 | 0
Saturday | 9 | 24 | 6 | 6390 | 0 | 0 | 0 | 0 | 0 | 0 | 0 | 0 | 0 | 0 | 0 | 0 | 0 | 0 | 0 | 0 | 0 | 0 | 0 | 0 | 0 |  | 0 | 0 | 0 | 0 | 0 | 0 | 0 | 0 |  |  |  |  | 0 | 0 | 0 | 0 | 0 | 0 | 0 | 1 |  | 1 | 1 | 1 | 1 | 1 | 1 | 0 | 0 | 0 | 0 | 0 | 0 | 0 | 0 | 0 | 0 | 0 | 0 | 0 | 0 | 0 | 0 | 0 | 0 | 0 | 0 | 0 | 0 | 0 | 0 | 0
Saturday | 9 | 24 | 7 | 6391 | 0 | 0 | 0 | 0 | 0 | 0 | 0 | 0 | 0 | 0 | 0 | 0 | 0 | 0 | 0 | 0 | 0 | 0 | 0 | 0 | 0 |  | 0 | 0 | 0 | 0 | 0 | 0 | 0 | 0 |  |  |  |  | 0 | 0 | 0 | 0 | 0 | 0 | 0 | 1 |  | 1 | 1 | 1 | 1 | 1 | 1 | 0 | 0 | 0 | 0 | 0 | 0 | 0 | 0 | 0 | 0 | 0 | 0 | 0 | 0 | 0 | 0 | 0 | 0 | 0 | 0 | 0 | 0 | 0 | 0 | 0
Saturday | 9 | 24 | 8 | 6392 | 0 | 0 | 0 | 0 | 0 | 0 | 0 | 0 | 0 | 0 | 0 | 0 | 0 | 0 | 0 | 0 | 0 | 0 | 0 | 0 | 0 |  | 0 | 0 | 0 | 0 | 0 | 0 | 0 | 0 |  |  |  |  | 0 | 0 | 0 | 0 | 0 | 0 | 0 | 1 |  | 1 | 1 | 1 | 1 | 1 | 1 | 0 | 0 | 0 | 0 | 0 | 0 | 0 | 0 | 0 | 0 | 0 | 0 | 0 | 0 | 0 | 0 | 0 | 0 | 0 | 0 | 0 | 0 | 0 | 0 | 0
Saturday | 9 | 24 | 9 | 6393 | 0 | 0 | 0 | 0 | 0 | 0 | 0 | 0 | 0 | 0 | 0 | 0 | 0 | 0 | 0 | 0 | 0 | 0 | 0 | 0 | 0 |  | 0 | 0 | 0 | 0 | 0 | 0 | 0 | 0 |  |  |  |  | 0 | 0 | 0 | 0 | 0 | 0 | 0 | 1 |  | 1 | 1 | 1 | 1 | 1 | 1 | 0 | 0 | 0 | 0 | 0 | 0 | 0 | 0 | 0 | 0 | 0 | 0 | 0 | 0 | 0 | 0 | 0 | 0 | 0 | 0 | 0 | 0 | 0 | 0 | 0
Saturday | 9 | 24 | 10 | 6394 | 0 | 0 | 0 | 0 | 0 | 0 | 0 | 0 | 0 | 0 | 0 | 0 | 0 | 0 | 0 | 0 | 0 | 0 | 0 | 0 | 0 |  | 0 | 0 | 0 | 0 | 0 | 0 | 0 | 0 |  |  |  |  | 0 | 0 | 0 | 0 | 0 | 0 | 0 | 1 |  | 1 | 1 | 1 | 1 | 1 | 1 | 0 | 0 | 0 | 0 | 0 | 0 | 0 | 0 | 0 | 0 | 0 | 0 | 0 | 0 | 0 | 0 | 0 | 0 | 0 | 0 | 0 | 0 | 0 | 0 | 0
Saturday | 9 | 24 | 11 | 6395 | 0 | 0 | 0 | 0 | 0 | 0 | 0 | 0 | 0 | 0 | 0 | 0 | 0 | 0 | 0 | 0 | 0 | 0 | 0 | 0 | 0 |  | 0 | 0 | 0 | 0 | 0 | 0 | 0 | 0 |  |  |  |  | 0 | 0 | 0 | 0 | 0 | 0 | 0 | 1 |  | 1 | 1 | 1 | 1 | 1 | 1 | 0 | 0 | 0 | 0 | 0 | 0 | 0 | 0 | 0 | 0 | 0 | 0 | 0 | 0 | 0 | 0 | 0 | 0 | 0 | 0 | 0 | 0 | 0 | 0 | 0
Saturday | 9 | 24 | 12 | 6396 | 0 | 0 | 0 | 0 | 0 | 0 | 0 | 0 | 0 | 0 | 0 | 0 | 0 | 0 | 0 | 0 | 0 | 0 | 0 | 0 | 0 |  | 0 | 0 | 0 | 0 | 0 | 0 | 0 | 0 |  |  |  |  | 0 | 0 | 0 | 0 | 0 | 0 | 0 | 1 |  | 1 | 1 | 1 | 1 | 1 | 1 | 0 | 0 | 0 | 0 | 0 | 0 | 0 | 0 | 0 | 0 | 0 | 0 | 0 | 0 | 0 | 0 | 0 | 0 | 0 | 0 | 0 | 0 | 0 | 0 | 0
Saturday | 9 | 24 | 13 | 6397 | 0 | 0 | 0 | 0 | 0 | 0 | 0 | 0 | 0 | 0 | 0 | 0 | 0 | 0 | 0 | 0 | 0 | 0 | 0 | 0 | 0 |  | 0 | 0 | 0 | 0 | 0 | 0 | 0 | 0 |  |  |  |  | 0 | 0 | 0 | 0 | 0 | 0 | 0 | 1 |  | 1 | 1 | 1 | 1 | 1 | 1 | 0 | 0 | 0 | 0 | 0 | 0 | 0 | 0 | 0 | 0 | 0 | 0 | 0 | 0 | 0 | 0 | 0 | 0 | 0 | 0 | 0 | 0 | 0 | 0 | 0
Saturday | 9 | 24 | 14 | 6398 | 0 | 0 | 0 | 0 | 0 | 0 | 0 | 0 | 0 | 0 | 0 | 0 | 0 | 0 | 0 | 0 | 0 | 0 | 0 | 0 | 0 |  | 0 | 0 | 0 | 0 | 0 | 0 | 0 | 0 |  |  |  |  | 0 | 0 | 0 | 0 | 0 | 0 | 0 | 1 |  | 1 | 1 | 1 | 1 | 1 | 1 | 0 | 0 | 0 | 0 | 0 | 0 | 0 | 0 | 0 | 0 | 0 | 0 | 0 | 0 | 0 | 0 | 0 | 0 | 0 | 0 | 0 | 0 | 0 | 0 | 0
Saturday | 9 | 24 | 15 | 6399 | 0 | 0 | 0 | 0 | 0 | 0 | 0 | 0 | 0 | 0 | 0 | 0 | 0 | 0 | 0 | 0 | 0 | 0 | 0 | 0 | 0 |  | 0 | 0 | 0 | 0 | 0 | 0 | 0 | 0 |  |  |  |  | 0 | 0 | 0 | 0 | 0 | 0 | 0 | 1 |  | 1 | 1 | 1 | 1 | 1 | 1 | 0 | 0 | 0 | 0 | 0 | 0 | 0 | 0 | 0 | 0 | 0 | 0 | 0 | 0 | 0 | 0 | 0 | 0 | 0 | 0 | 0 | 0 | 0 | 0 | 0
Saturday | 9 | 24 | 16 | 6400 | 0 | 0 | 0 | 0 | 0 | 0 | 0 | 0 | 0 | 0 | 0 | 0 | 0 | 0 | 0 | 0 | 0 | 0 | 0 | 0 | 0 |  | 0 | 0 | 0 | 0 | 0 | 0 | 0 | 0 |  |  |  |  | 0 | 0 | 0 | 0 | 0 | 0 | 0 | 1 |  | 1 | 1 | 1 | 1 | 1 | 1 | 0 | 0 | 0 | 0 | 0 | 0 | 0 | 0 | 0 | 0 | 0 | 0 | 0 | 0 | 0 | 0 | 0 | 0 | 0 | 0 | 0 | 0 | 0 | 0 | 0
Saturday | 9 | 24 | 17 | 6401 | 0 | 0 | 0 | 0 | 0 | 0 | 0 | 0 | 0 | 0 | 0 | 0 | 0 | 0 | 0 | 0 | 0 | 0 | 0 | 0 | 0 |  | 0 | 0 | 0 | 0 | 0 | 0 | 0 | 0 |  |  |  |  | 0 | 0 | 0 | 0 | 0 | 0 | 0 | 1 |  | 1 | 1 | 1 | 1 | 1 | 1 | 0 | 0 | 0 | 0 | 0 | 0 | 0 | 0 | 0 | 0 | 0 | 0 | 0 | 0 | 0 | 0 | 0 | 0 | 0 | 0 | 0 | 0 | 0 | 0 | 0
Saturday | 9 | 24 | 18 | 6402 | 0 | 0 | 0 | 0 | 0 | 0 | 0 | 0 | 0 | 0 | 0 | 0 | 0 | 0 | 0 | 0 | 0 | 0 | 0 | 0 | 0 |  | 0 | 0 | 0 | 0 | 0 | 0 | 0 | 0 |  |  |  |  | 0 | 0 | 0 | 0 | 0 | 0 | 0 | 1 |  | 1 | 1 | 1 | 1 | 1 | 1 | 0 | 0 | 0 | 0 | 0 | 0 | 0 | 0 | 0 | 0 | 0 | 0 | 0 | 0 | 0 | 0 | 0 | 0 | 0 | 0 | 0 | 0 | 0 | 0 | 0
Saturday | 9 | 24 | 19 | 6403 | 0 | 0 | 0 | 0 | 0 | 0 | 0 | 0 | 0 | 0 | 0 | 0 | 0 | 0 | 0 | 0 | 0 | 0 | 0 | 0 | 0 |  | 0 | 0 | 0 | 0 | 0 | 0 | 0 | 0 |  |  |  |  | 0 | 0 | 0 | 0 | 0 | 0 | 0 | 1 |  | 1 | 1 | 1 | 1 | 1 | 1 | 0 | 0 | 0 | 0 | 0 | 0 | 0 | 0 | 0 | 0 | 0 | 0 | 0 | 0 | 0 | 0 | 0 | 0 | 0 | 0 | 0 | 0 | 0 | 0 | 0
Saturday | 9 | 24 | 20 | 6404 | 0 | 0 | 0 | 0 | 0 | 0 | 0 | 0 | 0 | 0 | 0 | 0 | 0 | 0 | 0 | 0 | 0 | 0 | 0 | 0 | 0 |  | 0 | 0 | 0 | 0 | 0 | 0 | 0 | 0 |  |  |  |  | 0 | 0 | 0 | 0 | 0 | 0 | 0 | 1 |  | 1 | 1 | 1 | 1 | 1 | 1 | 0 | 0 | 0 | 0 | 0 | 0 | 0 | 0 | 0 | 0 | 0 | 0 | 0 | 0 | 0 | 0 | 0 | 0 | 0 | 0 | 0 | 0 | 0 | 0 | 0
Saturday | 9 | 24 | 21 | 6405 | 0 | 0 | 0 | 0 | 0 | 0 | 0 | 0 | 0 | 0 | 0 | 0 | 0 | 0 | 0 | 0 | 0 | 0 | 0 | 0 | 0 |  | 0 | 0 | 0 | 0 | 0 | 0 | 0 | 0 |  |  |  |  | 0 | 0 | 0 | 0 | 0 | 0 | 0 | 1 |  | 1 | 1 | 1 | 1 | 1 | 1 | 0 | 0 | 0 | 0 | 0 | 0 | 0 | 0 | 0 | 0 | 0 | 0 | 0 | 0 | 0 | 0 | 0 | 0 | 0 | 0 | 0 | 0 | 0 | 0 | 0
Saturday | 9 | 24 | 22 | 6406 | 0 | 0 | 0 | 0 | 0 | 0 | 0 | 0 | 0 | 0 | 0 | 0 | 0 | 0 | 0 | 0 | 0 | 0 | 0 | 0 | 0 |  | 0 | 0 | 0 | 0 | 0 | 0 | 0 | 0 |  |  |  |  | 0 | 0 | 0 | 0 | 0 | 0 | 0 | 1 |  | 1 | 1 | 1 | 1 | 1 | 1 | 0 | 0 | 0 | 0 | 0 | 0 | 0 | 0 | 0 | 0 | 0 | 0 | 0 | 0 | 0 | 0 | 0 | 0 | 0 | 0 | 0 | 0 | 0 | 0 | 0
Saturday | 9 | 24 | 23 | 6407 | 0 | 0 | 0 | 0 | 0 | 0 | 0 | 0 | 0 | 0 | 0 | 0 | 0 | 0 | 0 | 0 | 0 | 0 | 0 | 0 | 0 |  | 0 | 0 | 0 | 0 | 0 | 0 | 0 | 0 |  |  |  |  | 0 | 0 | 0 | 0 | 0 | 0 | 0 | 1 |  | 1 | 1 | 1 | 1 | 1 | 1 | 0 | 0 | 0 | 0 | 0 | 0 | 0 | 0 | 0 | 0 | 0 | 0 | 0 | 0 | 0 | 0 | 0 | 0 | 0 | 0 | 0 | 0 | 0 | 0 | 0
Saturday | 9 | 24 | 24 | 6408 | 0 | 0 | 0 | 0 | 0 | 0 | 0 | 0 | 0 | 0 | 0 | 0 | 0 | 0 | 0 | 0 | 0 | 0 | 0 | 0 | 0 |  | 0 | 0 | 0 | 0 | 0 | 0 | 0 | 0 |  |  |  |  | 0 | 0 | 0 | 0 | 0 | 0 | 0 | 1 |  | 1 | 1 | 1 | 1 | 1 | 1 | 0 | 0 | 0 | 0 | 0 | 0 | 0 | 0 | 0 | 0 | 0 | 0 | 0 | 0 | 0 | 0 | 0 | 0 | 0 | 0 | 0 | 0 | 0 | 0 | 0
Sunday | 9 | 25 | 1 | 6409 | 0 | 0 | 0 | 0 | 0 | 0 | 0 | 0 | 0 | 0 | 0 | 0 | 0 | 0 | 0 | 0 | 0 | 0 | 0 | 0 | 0 |  | 0 | 0 | 0 | 0 | 0 | 0 | 0 | 0 |  |  |  |  | 0 | 0 | 0 | 0 | 0 | 0 | 0 | 1 |  | 1 | 1 | 1 | 1 | 1 | 1 | 0 | 0 | 0 | 0 | 0 | 0 | 0 | 0 | 0 | 0 | 0 | 0 | 0 | 0 | 0 | 0 | 0 | 0 | 0 | 0 | 0 | 0 | 0 | 0 | 0
Sunday | 9 | 25 | 2 | 6410 | 0 | 0 | 0 | 0 | 0 | 0 | 0 | 0 | 0 | 0 | 0 | 0 | 0 | 0 | 0 | 0 | 0 | 0 | 0 | 0 | 0 |  | 0 | 0 | 0 | 0 | 0 | 0 | 0 | 0 |  |  |  |  | 0 | 0 | 0 | 0 | 0 | 0 | 0 | 1 |  | 1 | 1 | 1 | 1 | 1 | 1 | 0 | 0 | 0 | 0 | 0 | 0 | 0 | 0 | 0 | 0 | 0 | 0 | 0 | 0 | 0 | 0 | 0 | 0 | 0 | 0 | 0 | 0 | 0 | 0 | 0
Sunday | 9 | 25 | 3 | 6411 | 0 | 0 | 0 | 0 | 0 | 0 | 0 | 0 | 0 | 0 | 0 | 0 | 0 | 0 | 0 | 0 | 0 | 0 | 0 | 0 | 0 |  | 0 | 0 | 0 | 0 | 0 | 0 | 0 | 0 |  |  |  |  | 0 | 0 | 0 | 0 | 0 | 0 | 0 | 1 |  | 1 | 1 | 1 | 1 | 1 | 1 | 0 | 0 | 0 | 0 | 0 | 0 | 0 | 0 | 0 | 0 | 0 | 0 | 0 | 0 | 0 | 0 | 0 | 0 | 0 | 0 | 0 | 0 | 0 | 0 | 0
Sunday | 9 | 25 | 4 | 6412 | 0 | 0 | 0 | 0 | 0 | 0 | 0 | 0 | 0 | 0 | 0 | 0 | 0 | 0 | 0 | 0 | 0 | 0 | 0 | 0 | 0 |  | 0 | 0 | 0 | 0 | 0 | 0 | 0 | 0 |  |  |  |  | 0 | 0 | 0 | 0 | 0 | 0 | 0 | 1 |  | 1 | 1 | 1 | 1 | 1 | 1 | 0 | 0 | 0 | 0 | 0 | 0 | 0 | 0 | 0 | 0 | 0 | 0 | 0 | 0 | 0 | 0 | 0 | 0 | 0 | 0 | 0 | 0 | 0 | 0 | 0
Sunday | 9 | 25 | 5 | 6413 | 0 | 0 | 0 | 0 | 0 | 0 | 0 | 0 | 0 | 0 | 0 | 0 | 0 | 0 | 0 | 0 | 0 | 0 | 0 | 0 | 0 |  | 0 | 0 | 0 | 0 | 0 | 0 | 0 | 0 |  |  |  |  | 0 | 0 | 0 | 0 | 0 | 0 | 0 | 1 |  | 1 | 1 | 1 | 1 | 1 | 1 | 0 | 0 | 0 | 0 | 0 | 0 | 0 | 0 | 0 | 0 | 0 | 0 | 0 | 0 | 0 | 0 | 0 | 0 | 0 | 0 | 0 | 0 | 0 | 0 | 0
Sunday | 9 | 25 | 6 | 6414 | 0 | 0 | 0 | 0 | 0 | 0 | 0 | 0 | 0 | 0 | 0 | 0 | 0 | 0 | 0 | 0 | 0 | 0 | 0 | 0 | 0 |  | 0 | 0 | 0 | 0 | 0 | 0 | 0 | 0 |  |  |  |  | 0 | 0 | 0 | 0 | 0 | 0 | 0 | 1 |  | 1 | 1 | 1 | 1 | 1 | 1 | 0 | 0 | 0 | 0 | 0 | 0 | 0 | 0 | 0 | 0 | 0 | 0 | 0 | 0 | 0 | 0 | 0 | 0 | 0 | 0 | 0 | 0 | 0 | 0 | 0
Sunday | 9 | 25 | 7 | 6415 | 0 | 0 | 0 | 0 | 0 | 0 | 0 | 0 | 0 | 0 | 0 | 0 | 0 | 0 | 0 | 0 | 0 | 0 | 0 | 0 | 0 |  | 0 | 0 | 0 | 0 | 0 | 0 | 0 | 0 |  |  |  |  | 0 | 0 | 0 | 0 | 0 | 0 | 0 | 1 |  | 1 | 1 | 1 | 1 | 1 | 1 | 0 | 0 | 0 | 0 | 0 | 0 | 0 | 0 | 0 | 0 | 0 | 0 | 0 | 0 | 0 | 0 | 0 | 0 | 0 | 0 | 0 | 0 | 0 | 0 | 0
Sunday | 9 | 25 | 8 | 6416 | 0 | 0 | 0 | 0 | 0 | 0 | 0 | 0 | 0 | 0 | 0 | 0 | 0 | 0 | 0 | 0 | 0 | 0 | 0 | 0 | 0 |  | 0 | 0 | 0 | 0 | 0 | 0 | 0 | 0 |  |  |  |  | 0 | 0 | 0 | 0 | 0 | 0 | 0 | 1 |  | 1 | 1 | 1 | 1 | 1 | 1 | 0 | 0 | 0 | 0 | 0 | 0 | 0 | 0 | 0 | 0 | 0 | 0 | 0 | 0 | 0 | 0 | 0 | 0 | 0 | 0 | 0 | 0 | 0 | 0 | 0
Sunday | 9 | 25 | 9 | 6417 | 0 | 0 | 0 | 0 | 0 | 0 | 0 | 0 | 0 | 0 | 0 | 0 | 0 | 0 | 0 | 0 | 0 | 0 | 0 | 0 | 0 |  | 0 | 0 | 0 | 0 | 0 | 0 | 0 | 0 |  |  |  |  | 0 | 0 | 0 | 0 | 0 | 0 | 0 | 1 |  | 1 | 1 | 1 | 1 | 1 | 1 | 0 | 0 | 0 | 0 | 0 | 0 | 0 | 0 | 0 | 0 | 0 | 0 | 0 | 0 | 0 | 0 | 0 | 0 | 0 | 0 | 0 | 0 | 0 | 0 | 0
Sunday | 9 | 25 | 10 | 6418 | 0 | 0 | 0 | 0 | 0 | 0 | 0 | 0 | 0 | 0 | 0 | 0 | 0 | 0 | 0 | 0 | 0 | 0 | 0 | 0 | 0 |  | 0 | 0 | 0 | 0 | 0 | 0 | 0 | 0 |  |  |  |  | 0 | 0 | 0 | 0 | 0 | 0 | 0 | 1 |  | 1 | 1 | 1 | 1 | 1 | 1 | 0 | 0 | 0 | 0 | 0 | 0 | 0 | 0 | 0 | 0 | 0 | 0 | 0 | 0 | 0 | 0 | 0 | 0 | 0 | 0 | 0 | 0 | 0 | 0 | 0
Sunday | 9 | 25 | 11 | 6419 | 0 | 0 | 0 | 0 | 0 | 0 | 0 | 0 | 0 | 0 | 0 | 0 | 0 | 0 | 0 | 0 | 0 | 0 | 0 | 0 | 0 |  | 0 | 0 | 0 | 0 | 0 | 0 | 0 | 0 |  |  |  |  | 0 | 0 | 0 | 0 | 0 | 0 | 0 | 1 |  | 1 | 1 | 1 | 1 | 1 | 1 | 0 | 0 | 0 | 0 | 0 | 0 | 0 | 0 | 0 | 0 | 0 | 0 | 0 | 0 | 0 | 0 | 0 | 0 | 0 | 0 | 0 | 0 | 0 | 0 | 0
Sunday | 9 | 25 | 12 | 6420 | 0 | 0 | 0 | 0 | 0 | 0 | 0 | 0 | 0 | 0 | 0 | 0 | 0 | 0 | 0 | 0 | 0 | 0 | 0 | 0 | 0 |  | 0 | 0 | 0 | 0 | 0 | 0 | 0 | 0 |  |  |  |  | 0 | 0 | 0 | 0 | 0 | 0 | 0 | 1 |  | 1 | 1 | 1 | 1 | 1 | 1 | 0 | 0 | 0 | 0 | 0 | 0 | 0 | 0 | 0 | 0 | 0 | 0 | 0 | 0 | 0 | 0 | 0 | 0 | 0 | 0 | 0 | 0 | 0 | 0 | 0
Sunday | 9 | 25 | 13 | 6421 | 0 | 0 | 0 | 0 | 0 | 0 | 0 | 0 | 0 | 0 | 0 | 0 | 0 | 0 | 0 | 0 | 0 | 0 | 0 | 0 | 0 |  | 0 | 0 | 0 | 0 | 0 | 0 | 0 | 0 |  |  |  |  | 0 | 0 | 0 | 0 | 0 | 0 | 0 | 1 |  | 1 | 1 | 1 | 1 | 1 | 1 | 0 | 0 | 0 | 0 | 0 | 0 | 0 | 0 | 0 | 0 | 0 | 0 | 0 | 0 | 0 | 0 | 0 | 0 | 0 | 0 | 0 | 0 | 0 | 0 | 0
Sunday | 9 | 25 | 14 | 6422 | 0 | 0 | 0 | 0 | 0 | 0 | 0 | 0 | 0 | 0 | 0 | 0 | 0 | 0 | 0 | 0 | 0 | 0 | 0 | 0 | 0 |  | 0 | 0 | 0 | 0 | 0 | 0 | 0 | 0 |  |  |  |  | 0 | 0 | 0 | 0 | 0 | 0 | 0 | 1 |  | 1 | 1 | 1 | 1 | 1 | 1 | 0 | 0 | 0 | 0 | 0 | 0 | 0 | 0 | 0 | 0 | 0 | 0 | 0 | 0 | 0 | 0 | 0 | 0 | 0 | 0 | 0 | 0 | 0 | 0 | 0
Sunday | 9 | 25 | 15 | 6423 | 0 | 0 | 0 | 0 | 0 | 0 | 0 | 0 | 0 | 0 | 0 | 0 | 0 | 0 | 0 | 0 | 0 | 0 | 0 | 0 | 0 |  | 0 | 0 | 0 | 0 | 0 | 0 | 0 | 0 |  |  |  |  | 0 | 0 | 0 | 0 | 0 | 0 | 0 | 1 |  | 1 | 1 | 1 | 1 | 1 | 1 | 0 | 0 | 0 | 0 | 0 | 0 | 0 | 0 | 0 | 0 | 0 | 0 | 0 | 0 | 0 | 0 | 0 | 0 | 0 | 0 | 0 | 0 | 0 | 0 | 0
Sunday | 9 | 25 | 16 | 6424 | 0 | 0 | 0 | 0 | 0 | 0 | 0 | 0 | 0 | 0 | 0 | 0 | 0 | 0 | 0 | 0 | 0 | 0 | 0 | 0 | 0 |  | 0 | 0 | 0 | 0 | 0 | 0 | 0 | 0 |  |  |  |  | 0 | 0 | 0 | 0 | 0 | 0 | 0 | 1 |  | 1 | 1 | 1 | 1 | 1 | 1 | 0 | 0 | 0 | 0 | 0 | 0 | 0 | 0 | 0 | 0 | 0 | 0 | 0 | 0 | 0 | 0 | 0 | 0 | 0 | 0 | 0 | 0 | 0 | 0 | 0
Sunday | 9 | 25 | 17 | 6425 | 0 | 0 | 0 | 0 | 0 | 0 | 0 | 0 | 0 | 0 | 0 | 0 | 0 | 0 | 0 | 0 | 0 | 0 | 0 | 0 | 0 |  | 0 | 0 | 0 | 0 | 0 | 0 | 0 | 0 |  |  |  |  | 0 | 0 | 0 | 0 | 0 | 0 | 0 | 1 |  | 1 | 1 | 1 | 1 | 1 | 1 | 0 | 0 | 0 | 0 | 0 | 0 | 0 | 0 | 0 | 0 | 0 | 0 | 0 | 0 | 0 | 0 | 0 | 0 | 0 | 0 | 0 | 0 | 0 | 0 | 0
Sunday | 9 | 25 | 18 | 6426 | 0 | 0 | 0 | 0 | 0 | 0 | 0 | 0 | 0 | 0 | 0 | 0 | 0 | 0 | 0 | 0 | 0 | 0 | 0 | 0 | 0 |  | 0 | 0 | 0 | 0 | 0 | 0 | 0 | 0 |  |  |  |  | 0 | 0 | 0 | 0 | 0 | 0 | 0 | 1 |  | 1 | 1 | 1 | 1 | 1 | 1 | 0 | 0 | 0 | 0 | 0 | 0 | 0 | 0 | 0 | 0 | 0 | 0 | 0 | 0 | 0 | 0 | 0 | 0 | 0 | 0 | 0 | 0 | 0 | 0 | 0
Sunday | 9 | 25 | 19 | 6427 | 0 | 0 | 0 | 0 | 0 | 0 | 0 | 0 | 0 | 0 | 0 | 0 | 0 | 0 | 0 | 0 | 0 | 0 | 0 | 0 | 0 |  | 0 | 0 | 0 | 0 | 0 | 0 | 0 | 0 |  |  |  |  | 0 | 0 | 0 | 0 | 0 | 0 | 0 | 1 |  | 1 | 1 | 1 | 1 | 1 | 1 | 0 | 0 | 0 | 0 | 0 | 0 | 0 | 0 | 0 | 0 | 0 | 0 | 0 | 0 | 0 | 0 | 0 | 0 | 0 | 0 | 0 | 0 | 0 | 0 | 0
Sunday | 9 | 25 | 20 | 6428 | 0 | 0 | 0 | 0 | 0 | 0 | 0 | 0 | 0 | 0 | 0 | 0 | 0 | 0 | 0 | 0 | 0 | 0 | 0 | 0 | 0 |  | 0 | 0 | 0 | 0 | 0 | 0 | 0 | 0 |  |  |  |  | 0 | 0 | 0 | 0 | 0 | 0 | 0 | 1 |  | 1 | 1 | 1 | 1 | 1 | 1 | 0 | 0 | 0 | 0 | 0 | 0 | 0 | 0 | 0 | 0 | 0 | 0 | 0 | 0 | 0 | 0 | 0 | 0 | 0 | 0 | 0 | 0 | 0 | 0 | 0
Sunday | 9 | 25 | 21 | 6429 | 0 | 0 | 0 | 0 | 0 | 0 | 0 | 0 | 0 | 0 | 0 | 0 | 0 | 0 | 0 | 0 | 0 | 0 | 0 | 0 | 0 |  | 0 | 0 | 0 | 0 | 0 | 0 | 0 | 0 |  |  |  |  | 0 | 0 | 0 | 0 | 0 | 0 | 0 | 1 |  | 1 | 1 | 1 | 1 | 1 | 1 | 0 | 0 | 0 | 0 | 0 | 0 | 0 | 0 | 0 | 0 | 0 | 0 | 0 | 0 | 0 | 0 | 0 | 0 | 0 | 0 | 0 | 0 | 0 | 0 | 0
Sunday | 9 | 25 | 22 | 6430 | 0 | 0 | 0 | 0 | 0 | 0 | 0 | 0 | 0 | 0 | 0 | 0 | 0 | 0 | 0 | 0 | 0 | 0 | 0 | 0 | 0 |  | 0 | 0 | 0 | 0 | 0 | 0 | 0 | 0 |  |  |  |  | 0 | 0 | 0 | 0 | 0 | 0 | 0 | 1 |  | 1 | 1 | 1 | 1 | 1 | 1 | 0 | 0 | 0 | 0 | 0 | 0 | 0 | 0 | 0 | 0 | 0 | 0 | 0 | 0 | 0 | 0 | 0 | 0 | 0 | 0 | 0 | 0 | 0 | 0 | 0
Sunday | 9 | 25 | 23 | 6431 | 0 | 0 | 0 | 0 | 0 | 0 | 0 | 0 | 0 | 0 | 0 | 0 | 0 | 0 | 0 | 0 | 0 | 0 | 0 | 0 | 0 |  | 0 | 0 | 0 | 0 | 0 | 0 | 0 | 0 |  |  |  |  | 0 | 0 | 0 | 0 | 0 | 0 | 0 | 1 |  | 1 | 1 | 1 | 1 | 1 | 1 | 0 | 0 | 0 | 0 | 0 | 0 | 0 | 0 | 0 | 0 | 0 | 0 | 0 | 0 | 0 | 0 | 0 | 0 | 0 | 0 | 0 | 0 | 0 | 0 | 0
Sunday | 9 | 25 | 24 | 6432 | 0 | 0 | 0 | 0 | 0 | 0 | 0 | 0 | 0 | 0 | 0 | 0 | 0 | 0 | 0 | 0 | 0 | 0 | 0 | 0 | 0 |  | 0 | 0 | 0 | 0 | 0 | 0 | 0 | 0 |  |  |  |  | 0 | 0 | 0 | 0 | 0 | 0 | 0 | 1 |  | 1 | 1 | 1 | 1 | 1 | 1 | 0 | 0 | 0 | 0 | 0 | 0 | 0 | 0 | 0 | 0 | 0 | 0 | 0 | 0 | 0 | 0 | 0 | 0 | 0 | 0 | 0 | 0 | 0 | 0 | 0
Monday | 9 | 26 | 1 | 6433 | 0 | 0 | 0 | 0 | 0 | 0 | 0 | 0 | 0 | 0 | 0 | 0 | 0 | 0 | 0 | 0 | 0 | 0 | 0 | 0 | 0 |  | 0 | 0 | 0 | 0 | 0 | 0 | 0 | 0 |  |  |  |  | 0 | 0 | 0 | 0 | 0 | 0 | 0 | 1 |  | 1 | 1 | 1 | 1 | 1 | 1 | 0 | 0 | 0 | 0 | 0 | 0 | 0 | 0 | 0 | 0 | 0 | 0 | 0 | 0 | 0 | 0 | 0 | 0 | 0 | 0 | 0 | 0 | 0 | 0 | 0
Monday | 9 | 26 | 2 | 6434 | 0 | 0 | 0 | 0 | 0 | 0 | 0 | 0 | 0 | 0 | 0 | 0 | 0 | 0 | 0 | 0 | 0 | 0 | 0 | 0 | 0 |  | 0 | 0 | 0 | 0 | 0 | 0 | 0 | 0 |  |  |  |  | 0 | 0 | 0 | 0 | 0 | 0 | 0 | 1 |  | 1 | 1 | 1 | 1 | 1 | 1 | 0 | 0 | 0 | 0 | 0 | 0 | 0 | 0 | 0 | 0 | 0 | 0 | 0 | 0 | 0 | 0 | 0 | 0 | 0 | 0 | 0 | 0 | 0 | 0 | 0
Monday | 9 | 26 | 3 | 6435 | 0 | 0 | 0 | 0 | 0 | 0 | 0 | 0 | 0 | 0 | 0 | 0 | 0 | 0 | 0 | 0 | 0 | 0 | 0 | 0 | 0 |  | 0 | 0 | 0 | 0 | 0 | 0 | 0 | 0 |  |  |  |  | 0 | 0 | 0 | 0 | 0 | 0 | 0 | 1 |  | 1 | 1 | 1 | 1 | 1 | 1 | 0 | 0 | 0 | 0 | 0 | 0 | 0 | 0 | 0 | 0 | 0 | 0 | 0 | 0 | 0 | 0 | 0 | 0 | 0 | 0 | 0 | 0 | 0 | 0 | 0
Monday | 9 | 26 | 4 | 6436 | 0 | 0 | 0 | 0 | 0 | 0 | 0 | 0 | 0 | 0 | 0 | 0 | 0 | 0 | 0 | 0 | 0 | 0 | 0 | 0 | 0 |  | 0 | 0 | 0 | 0 | 0 | 0 | 0 | 0 |  |  |  |  | 0 | 0 | 0 | 0 | 0 | 0 | 0 | 1 |  | 1 | 1 | 1 | 1 | 1 | 1 | 0 | 0 | 0 | 0 | 0 | 0 | 0 | 0 | 0 | 0 | 0 | 0 | 0 | 0 | 0 | 0 | 0 | 0 | 0 | 0 | 0 | 0 | 0 | 0 | 0
Monday | 9 | 26 | 5 | 6437 | 0 | 0 | 0 | 0 | 0 | 0 | 0 | 0 | 0 | 0 | 0 | 0 | 0 | 0 | 0 | 0 | 0 | 0 | 0 | 0 | 0 |  | 0 | 0 | 0 | 0 | 0 | 0 | 0 | 0 |  |  |  |  | 0 | 0 | 0 | 0 | 0 | 0 | 0 | 1 |  | 1 | 1 | 1 | 1 | 1 | 1 | 0 | 0 | 0 | 0 | 0 | 0 | 0 | 0 | 0 | 0 | 0 | 0 | 0 | 0 | 0 | 0 | 0 | 0 | 0 | 0 | 0 | 0 | 0 | 0 | 0
Monday | 9 | 26 | 6 | 6438 | 0 | 0 | 0 | 0 | 0 | 0 | 0 | 0 | 0 | 0 | 0 | 0 | 0 | 0 | 0 | 0 | 0 | 0 | 0 | 0 | 0 |  | 0 | 0 | 0 | 0 | 0 | 0 | 0 | 0 |  |  |  |  | 0 | 0 | 0 | 0 | 0 | 0 | 0 | 1 |  | 1 | 1 | 1 | 1 | 1 | 1 | 0 | 0 | 0 | 0 | 0 | 0 | 0 | 0 | 0 | 0 | 0 | 0 | 0 | 0 | 0 | 0 | 0 | 0 | 0 | 0 | 0 | 0 | 0 | 0 | 0
Monday | 9 | 26 | 7 | 6439 | 0 | 0 | 0 | 0 | 0 | 0 | 0 | 0 | 0 | 0 | 0 | 0 | 0 | 0 | 0 | 0 | 0 | 0 | 0 | 0 | 0 |  | 0 | 0 | 0 | 0 | 0 | 0 | 0 | 0 |  |  |  |  | 0 | 0 | 0 | 0 | 0 | 0 | 0 | 1 |  | 1 | 1 | 1 | 1 | 1 | 1 | 0 | 0 | 0 | 0 | 0 | 0 | 0 | 0 | 0 | 0 | 0 | 0 | 0 | 0 | 0 | 0 | 0 | 0 | 0 | 0 | 0 | 0 | 0 | 0 | 0
Monday | 9 | 26 | 8 | 6440 | 0 | 0 | 0 | 0 | 0 | 0 | 0 | 0 | 0 | 0 | 0 | 0 | 0 | 0 | 0 | 0 | 0 | 0 | 0 | 0 | 0 |  | 0 | 0 | 0 | 0 | 0 | 0 | 0 | 0 |  |  |  |  | 0 | 0 | 0 | 0 | 0 | 0 | 1 | 0 |  | 1 | 1 | 1 | 1 | #VALUE! | #VALUE! | 0 | 0 | 0 | 0 | 0 | 0 | 0 | 0 | 0 | 0 | 0 | 0 | 0 | 0 | 0 | 0 | 0 | 0 | 0 | 0 | 0 | 0 | 0 | 0 | 0
Monday | 9 | 26 | 9 | 6441 | 0 | 0 | 0 | 0 | 0 | 0 | 0 | 0 | 0 | 0 | 0 | 0 | 0 | 0 | 0 | 0 | 0 | 0 | 0 | 0 | 0 |  | 0 | 0 | 0 | 0 | 0 | 0 | 0 | 0 |  |  |  |  | 0 | 0 | 0 | 0 | 0 | 0 | 1 | 0 |  | 1 | 1 | 1 | 1 | #VALUE! | #VALUE! | 0 | 0 | 0 | 0 | 0 | 0 | 0 | 0 | 0 | 0 | 0 | 0 | 0 | 0 | 0 | 0 | 0 | 0 | 0 | 0 | 0 | 0 | 0 | 0 | 0
Monday | 9 | 26 | 10 | 6442 | 0 | 0 | 0 | 0 | 0 | 0 | 0 | 0 | 0 | 0 | 0 | 0 | 0 | 0 | 0 | 0 | 0 | 0 | 0 | 0 | 0 |  | 0 | 0 | 0 | 0 | 0 | 0 | 0 | 0 |  |  |  |  | 0 | 0 | 0 | 0 | 0 | 0 | 1 | 0 |  | 1 | 1 | 1 | 1 | #VALUE! | #VALUE! | 0 | 0 | 0 | 0 | 0 | 0 | 0 | 0 | 0 | 0 | 0 | 0 | 0 | 0 | 0 | 0 | 0 | 0 | 0 | 0 | 0 | 0 | 0 | 0 | 0
Monday | 9 | 26 | 11 | 6443 | 0 | 0 | 0 | 0 | 0 | 0 | 0 | 0 | 0 | 0 | 0 | 0 | 0 | 0 | 0 | 0 | 0 | 0 | 0 | 0 | 0 |  | 0 | 0 | 0 | 0 | 0 | 0 | 0 | 0 |  |  |  |  | 0 | 0 | 0 | 0 | 0 | 0 | 1 | 0 |  | 1 | 1 | 1 | 1 | #VALUE! | #VALUE! | 0 | 0 | 0 | 0 | 0 | 0 | 0 | 0 | 0 | 0 | 0 | 0 | 0 | 0 | 0 | 0 | 0 | 0 | 0 | 0 | 0 | 0 | 0 | 0 | 0
Monday | 9 | 26 | 12 | 6444 | 0 | 0 | 0 | 0 | 0 | 0 | 0 | 0 | 0 | 0 | 0 | 0 | 0 | 0 | 0 | 0 | 0 | 0 | 0 | 0 | 0 |  | 0 | 0 | 0 | 0 | 0 | 0 | 0 | 0 |  |  |  |  | 0 | 0 | 0 | 0 | 0 | 0 | 1 | 0 |  | 1 | 1 | 1 | 1 | #VALUE! | #VALUE! | 0 | 0 | 0 | 0 | 0 | 0 | 0 | 0 | 0 | 0 | 0 | 0 | 0 | 0 | 0 | 0 | 0 | 0 | 0 | 0 | 0 | 0 | 0 | 0 | 0
Monday | 9 | 26 | 13 | 6445 | 0 | 0 | 0 | 0 | 0 | 0 | 0 | 0 | 0 | 0 | 0 | 0 | 0 | 0 | 0 | 0 | 0 | 0 | 0 | 0 | 0 |  | 0 | 0 | 0 | 0 | 0 | 0 | 0 | 0 |  |  |  |  | 0 | 0 | 0 | 0 | 0 | 0 | 1 | 0 |  | 1 | 1 | 1 | 1 | #VALUE! | #VALUE! | 0 | 0 | 0 | 0 | 0 | 0 | 0 | 0 | 0 | 0 | 0 | 0 | 0 | 0 | 0 | 0 | 0 | 0 | 0 | 0 | 0 | 0 | 0 | 0 | 0
Monday | 9 | 26 | 14 | 6446 | 0 | 0 | 0 | 0 | 0 | 0 | 0 | 0 | 0 | 0 | 0 | 0 | 0 | 0 | 0 | 0 | 0 | 0 | 0 | 0 | 0 |  | 0 | 0 | 0 | 0 | 0 | 0 | 0 | 0 |  |  |  |  | 0 | 0 | 0 | 0 | 0 | 0 | 1 | 0 |  | 1 | 1 | 1 | 1 | #VALUE! | #VALUE! | 0 | 0 | 0 | 0 | 0 | 0 | 0 | 0 | 0 | 0 | 0 | 0 | 0 | 0 | 0 | 0 | 0 | 0 | 0 | 0 | 0 | 0 | 0 | 0 | 0
Monday | 9 | 26 | 15 | 6447 | 0 | 0 | 0 | 0 | 0 | 0 | 0 | 0 | 0 | 0 | 0 | 0 | 0 | 0 | 0 | 0 | 0 | 0 | 0 | 0 | 0 |  | 0 | 0 | 0 | 0 | 0 | 0 | 0 | 0 |  |  |  |  | 0 | 0 | 0 | 0 | 0 | 0 | 1 | 0 |  | 1 | 1 | 1 | 1 | #VALUE! | #VALUE! | 0 | 0 | 0 | 0 | 0 | 0 | 0 | 0 | 0 | 0 | 0 | 0 | 0 | 0 | 0 | 0 | 0 | 0 | 0 | 0 | 0 | 0 | 0 | 0 | 0
Monday | 9 | 26 | 16 | 6448 | 0 | 0 | 0 | 0 | 0 | 0 | 0 | 0 | 0 | 0 | 0 | 0 | 0 | 0 | 0 | 0 | 0 | 0 | 0 | 0 | 0 |  | 0 | 0 | 0 | 0 | 0 | 0 | 0 | 0 |  |  |  |  | 0 | 0 | 0 | 0 | 0 | 0 | 1 | 0 |  | 1 | 1 | 1 | 1 | #VALUE! | #VALUE! | 0 | 0 | 0 | 0 | 0 | 0 | 0 | 0 | 0 | 0 | 0 | 0 | 0 | 0 | 0 | 0 | 0 | 0 | 0 | 0 | 0 | 0 | 0 | 0 | 0
Monday | 9 | 26 | 17 | 6449 | 0 | 0 | 0 | 0 | 0 | 0 | 0 | 0 | 0 | 0 | 0 | 0 | 0 | 0 | 0 | 0 | 0 | 0 | 0 | 0 | 0 |  | 0 | 0 | 0 | 0 | 0 | 0 | 0 | 0 |  |  |  |  | 0 | 0 | 0 | 0 | 0 | 0 | 1 | 0 |  | 1 | 1 | 1 | 1 | #VALUE! | #VALUE! | 0 | 0 | 0 | 0 | 0 | 0 | 0 | 0 | 0 | 0 | 0 | 0 | 0 | 0 | 0 | 0 | 0 | 0 | 0 | 0 | 0 | 0 | 0 | 0 | 0
Monday | 9 | 26 | 18 | 6450 | 0 | 0 | 0 | 0 | 0 | 0 | 0 | 0 | 0 | 0 | 0 | 0 | 0 | 0 | 0 | 0 | 0 | 0 | 0 | 0 | 0 |  | 0 | 0 | 0 | 0 | 0 | 0 | 0 | 0 |  |  |  |  | 0 | 0 | 0 | 0 | 0 | 0 | 1 | 0 |  | 1 | 1 | 1 | 1 | #VALUE! | #VALUE! | 0 | 0 | 0 | 0 | 0 | 0 | 0 | 0 | 0 | 0 | 0 | 0 | 0 | 0 | 0 | 0 | 0 | 0 | 0 | 0 | 0 | 0 | 0 | 0 | 0
Monday | 9 | 26 | 19 | 6451 | 0 | 0 | 0 | 0 | 0 | 0 | 0 | 0 | 0 | 0 | 0 | 0 | 0 | 0 | 0 | 0 | 0 | 0 | 0 | 0 | 0 |  | 0 | 0 | 0 | 0 | 0 | 0 | 0 | 0 |  |  |  |  | 0 | 0 | 0 | 0 | 0 | 0 | 1 | 0 |  | 1 | 1 | 1 | 1 | #VALUE! | #VALUE! | 0 | 0 | 0 | 0 | 0 | 0 | 0 | 0 | 0 | 0 | 0 | 0 | 0 | 0 | 0 | 0 | 0 | 0 | 0 | 0 | 0 | 0 | 0 | 0 | 0
Monday | 9 | 26 | 20 | 6452 | 0 | 0 | 0 | 0 | 0 | 0 | 0 | 0 | 0 | 0 | 0 | 0 | 0 | 0 | 0 | 0 | 0 | 0 | 0 | 0 | 0 |  | 0 | 0 | 0 | 0 | 0 | 0 | 0 | 0 |  |  |  |  | 0 | 0 | 0 | 0 | 0 | 0 | 1 | 0 |  | 1 | 1 | 1 | 1 | #VALUE! | #VALUE! | 0 | 0 | 0 | 0 | 0 | 0 | 0 | 0 | 0 | 0 | 0 | 0 | 0 | 0 | 0 | 0 | 0 | 0 | 0 | 0 | 0 | 0 | 0 | 0 | 0
Monday | 9 | 26 | 21 | 6453 | 0 | 0 | 0 | 0 | 0 | 0 | 0 | 0 | 0 | 0 | 0 | 0 | 0 | 0 | 0 | 0 | 0 | 0 | 0 | 0 | 0 |  | 0 | 0 | 0 | 0 | 0 | 0 | 0 | 0 |  |  |  |  | 0 | 0 | 0 | 0 | 0 | 0 | 1 | 0 |  | 1 | 1 | 1 | 1 | #VALUE! | #VALUE! | 0 | 0 | 0 | 0 | 0 | 0 | 0 | 0 | 0 | 0 | 0 | 0 | 0 | 0 | 0 | 0 | 0 | 0 | 0 | 0 | 0 | 0 | 0 | 0 | 0
Monday | 9 | 26 | 22 | 6454 | 0 | 0 | 0 | 0 | 0 | 0 | 0 | 0 | 0 | 0 | 0 | 0 | 0 | 0 | 0 | 0 | 0 | 0 | 0 | 0 | 0 |  | 0 | 0 | 0 | 0 | 0 | 0 | 0 | 0 |  |  |  |  | 0 | 0 | 0 | 0 | 0 | 0 | 1 | 0 |  | 1 | 1 | 1 | 1 | #VALUE! | #VALUE! | 0 | 0 | 0 | 0 | 0 | 0 | 0 | 0 | 0 | 0 | 0 | 0 | 0 | 0 | 0 | 0 | 0 | 0 | 0 | 0 | 0 | 0 | 0 | 0 | 0
Monday | 9 | 26 | 23 | 6455 | 0 | 0 | 0 | 0 | 0 | 0 | 0 | 0 | 0 | 0 | 0 | 0 | 0 | 0 | 0 | 0 | 0 | 0 | 0 | 0 | 0 |  | 0 | 0 | 0 | 0 | 0 | 0 | 0 | 0 |  |  |  |  | 0 | 0 | 0 | 0 | 0 | 0 | 0 | 1 |  | 1 | 1 | 1 | 1 | 1 | 1 | 0 | 0 | 0 | 0 | 0 | 0 | 0 | 0 | 0 | 0 | 0 | 0 | 0 | 0 | 0 | 0 | 0 | 0 | 0 | 0 | 0 | 0 | 0 | 0 | 0
Monday | 9 | 26 | 24 | 6456 | 0 | 0 | 0 | 0 | 0 | 0 | 0 | 0 | 0 | 0 | 0 | 0 | 0 | 0 | 0 | 0 | 0 | 0 | 0 | 0 | 0 |  | 0 | 0 | 0 | 0 | 0 | 0 | 0 | 0 |  |  |  |  | 0 | 0 | 0 | 0 | 0 | 0 | 0 | 1 |  | 1 | 1 | 1 | 1 | 1 | 1 | 0 | 0 | 0 | 0 | 0 | 0 | 0 | 0 | 0 | 0 | 0 | 0 | 0 | 0 | 0 | 0 | 0 | 0 | 0 | 0 | 0 | 0 | 0 | 0 | 0
Tuesday | 9 | 27 | 1 | 6457 | 0 | 0 | 0 | 0 | 0 | 0 | 0 | 0 | 0 | 0 | 0 | 0 | 0 | 0 | 0 | 0 | 0 | 0 | 0 | 0 | 0 |  | 0 | 0 | 0 | 0 | 0 | 0 | 0 | 0 |  |  |  |  | 0 | 0 | 0 | 0 | 0 | 0 | 0 | 1 |  | 1 | 1 | 1 | 1 | 1 | 1 | 0 | 0 | 0 | 0 | 0 | 0 | 0 | 0 | 0 | 0 | 0 | 0 | 0 | 0 | 0 | 0 | 0 | 0 | 0 | 0 | 0 | 0 | 0 | 0 | 0
Tuesday | 9 | 27 | 2 | 6458 | 0 | 0 | 0 | 0 | 0 | 0 | 0 | 0 | 0 | 0 | 0 | 0 | 0 | 0 | 0 | 0 | 0 | 0 | 0 | 0 | 0 |  | 0 | 0 | 0 | 0 | 0 | 0 | 0 | 0 |  |  |  |  | 0 | 0 | 0 | 0 | 0 | 0 | 0 | 1 |  | 1 | 1 | 1 | 1 | 1 | 1 | 0 | 0 | 0 | 0 | 0 | 0 | 0 | 0 | 0 | 0 | 0 | 0 | 0 | 0 | 0 | 0 | 0 | 0 | 0 | 0 | 0 | 0 | 0 | 0 | 0
Tuesday | 9 | 27 | 3 | 6459 | 0 | 0 | 0 | 0 | 0 | 0 | 0 | 0 | 0 | 0 | 0 | 0 | 0 | 0 | 0 | 0 | 0 | 0 | 0 | 0 | 0 |  | 0 | 0 | 0 | 0 | 0 | 0 | 0 | 0 |  |  |  |  | 0 | 0 | 0 | 0 | 0 | 0 | 0 | 1 |  | 1 | 1 | 1 | 1 | 1 | 1 | 0 | 0 | 0 | 0 | 0 | 0 | 0 | 0 | 0 | 0 | 0 | 0 | 0 | 0 | 0 | 0 | 0 | 0 | 0 | 0 | 0 | 0 | 0 | 0 | 0
Tuesday | 9 | 27 | 4 | 6460 | 0 | 0 | 0 | 0 | 0 | 0 | 0 | 0 | 0 | 0 | 0 | 0 | 0 | 0 | 0 | 0 | 0 | 0 | 0 | 0 | 0 |  | 0 | 0 | 0 | 0 | 0 | 0 | 0 | 0 |  |  |  |  | 0 | 0 | 0 | 0 | 0 | 0 | 0 | 1 |  | 1 | 1 | 1 | 1 | 1 | 1 | 0 | 0 | 0 | 0 | 0 | 0 | 0 | 0 | 0 | 0 | 0 | 0 | 0 | 0 | 0 | 0 | 0 | 0 | 0 | 0 | 0 | 0 | 0 | 0 | 0
Tuesday | 9 | 27 | 5 | 6461 | 0 | 0 | 0 | 0 | 0 | 0 | 0 | 0 | 0 | 0 | 0 | 0 | 0 | 0 | 0 | 0 | 0 | 0 | 0 | 0 | 0 |  | 0 | 0 | 0 | 0 | 0 | 0 | 0 | 0 |  |  |  |  | 0 | 0 | 0 | 0 | 0 | 0 | 0 | 1 |  | 1 | 1 | 1 | 1 | 1 | 1 | 0 | 0 | 0 | 0 | 0 | 0 | 0 | 0 | 0 | 0 | 0 | 0 | 0 | 0 | 0 | 0 | 0 | 0 | 0 | 0 | 0 | 0 | 0 | 0 | 0
Tuesday | 9 | 27 | 6 | 6462 | 0 | 0 | 0 | 0 | 0 | 0 | 0 | 0 | 0 | 0 | 0 | 0 | 0 | 0 | 0 | 0 | 0 | 0 | 0 | 0 | 0 |  | 0 | 0 | 0 | 0 | 0 | 0 | 0 | 0 |  |  |  |  | 0 | 0 | 0 | 0 | 0 | 0 | 0 | 1 |  | 1 | 1 | 1 | 1 | 1 | 1 | 0 | 0 | 0 | 0 | 0 | 0 | 0 | 0 | 0 | 0 | 0 | 0 | 0 | 0 | 0 | 0 | 0 | 0 | 0 | 0 | 0 | 0 | 0 | 0 | 0
Tuesday | 9 | 27 | 7 | 6463 | 0 | 0 | 0 | 0 | 0 | 0 | 0 | 0 | 0 | 0 | 0 | 0 | 0 | 0 | 0 | 0 | 0 | 0 | 0 | 0 | 0 |  | 0 | 0 | 0 | 0 | 0 | 0 | 0 | 0 |  |  |  |  | 0 | 0 | 0 | 0 | 0 | 0 | 0 | 1 |  | 1 | 1 | 1 | 1 | 1 | 1 | 0 | 0 | 0 | 0 | 0 | 0 | 0 | 0 | 0 | 0 | 0 | 0 | 0 | 0 | 0 | 0 | 0 | 0 | 0 | 0 | 0 | 0 | 0 | 0 | 0
Tuesday | 9 | 27 | 8 | 6464 | 0 | 0 | 0 | 0 | 0 | 0 | 0 | 0 | 0 | 0 | 0 | 0 | 0 | 0 | 0 | 0 | 0 | 0 | 0 | 0 | 0 |  | 0 | 0 | 0 | 0 | 0 | 0 | 0 | 0 |  |  |  |  | 0 | 0 | 0 | 0 | 0 | 0 | 1 | 0 |  | 1 | 1 | 1 | 1 | #VALUE! | #VALUE! | 0 | 0 | 0 | 0 | 0 | 0 | 0 | 0 | 0 | 0 | 0 | 0 | 0 | 0 | 0 | 0 | 0 | 0 | 0 | 0 | 0 | 0 | 0 | 0 | 0
Tuesday | 9 | 27 | 9 | 6465 | 0 | 0 | 0 | 0 | 0 | 0 | 0 | 0 | 0 | 0 | 0 | 0 | 0 | 0 | 0 | 0 | 0 | 0 | 0 | 0 | 0 |  | 0 | 0 | 0 | 0 | 0 | 0 | 0 | 0 |  |  |  |  | 0 | 0 | 0 | 0 | 0 | 0 | 1 | 0 |  | 1 | 1 | 1 | 1 | #VALUE! | #VALUE! | 0 | 0 | 0 | 0 | 0 | 0 | 0 | 0 | 0 | 0 | 0 | 0 | 0 | 0 | 0 | 0 | 0 | 0 | 0 | 0 | 0 | 0 | 0 | 0 | 0
Tuesday | 9 | 27 | 10 | 6466 | 0 | 0 | 0 | 0 | 0 | 0 | 0 | 0 | 0 | 0 | 0 | 0 | 0 | 0 | 0 | 0 | 0 | 0 | 0 | 0 | 0 |  | 0 | 0 | 0 | 0 | 0 | 0 | 0 | 0 |  |  |  |  | 0 | 0 | 0 | 0 | 0 | 0 | 1 | 0 |  | 1 | 1 | 1 | 1 | #VALUE! | #VALUE! | 0 | 0 | 0 | 0 | 0 | 0 | 0 | 0 | 0 | 0 | 0 | 0 | 0 | 0 | 0 | 0 | 0 | 0 | 0 | 0 | 0 | 0 | 0 | 0 | 0
Tuesday | 9 | 27 | 11 | 6467 | 0 | 0 | 0 | 0 | 0 | 0 | 0 | 0 | 0 | 0 | 0 | 0 | 0 | 0 | 0 | 0 | 0 | 0 | 0 | 0 | 0 |  | 0 | 0 | 0 | 0 | 0 | 0 | 0 | 0 |  |  |  |  | 0 | 0 | 0 | 0 | 0 | 0 | 1 | 0 |  | 1 | 1 | 1 | 1 | #VALUE! | #VALUE! | 0 | 0 | 0 | 0 | 0 | 0 | 0 | 0 | 0 | 0 | 0 | 0 | 0 | 0 | 0 | 0 | 0 | 0 | 0 | 0 | 0 | 0 | 0 | 0 | 0
Tuesday | 9 | 27 | 12 | 6468 | 0 | 0 | 0 | 0 | 0 | 0 | 0 | 0 | 0 | 0 | 0 | 0 | 0 | 0 | 0 | 0 | 0 | 0 | 0 | 0 | 0 |  | 0 | 0 | 0 | 0 | 0 | 0 | 0 | 0 |  |  |  |  | 0 | 0 | 0 | 0 | 0 | 0 | 1 | 0 |  | 1 | 1 | 1 | 1 | #VALUE! | #VALUE! | 0 | 0 | 0 | 0 | 0 | 0 | 0 | 0 | 0 | 0 | 0 | 0 | 0 | 0 | 0 | 0 | 0 | 0 | 0 | 0 | 0 | 0 | 0 | 0 | 0
Tuesday | 9 | 27 | 13 | 6469 | 0 | 0 | 0 | 0 | 0 | 0 | 0 | 0 | 0 | 0 | 0 | 0 | 0 | 0 | 0 | 0 | 0 | 0 | 0 | 0 | 0 |  | 0 | 0 | 0 | 0 | 0 | 0 | 0 | 0 |  |  |  |  | 0 | 0 | 0 | 0 | 0 | 0 | 1 | 0 |  | 1 | 1 | 1 | 1 | #VALUE! | #VALUE! | 0 | 0 | 0 | 0 | 0 | 0 | 0 | 0 | 0 | 0 | 0 | 0 | 0 | 0 | 0 | 0 | 0 | 0 | 0 | 0 | 0 | 0 | 0 | 0 | 0
Tuesday | 9 | 27 | 14 | 6470 | 0 | 0 | 0 | 0 | 0 | 0 | 0 | 0 | 0 | 0 | 0 | 0 | 0 | 0 | 0 | 0 | 0 | 0 | 0 | 0 | 0 |  | 0 | 0 | 0 | 0 | 0 | 0 | 0 | 0 |  |  |  |  | 0 | 0 | 0 | 0 | 0 | 0 | 1 | 0 |  | 1 | 1 | 1 | 1 | #VALUE! | #VALUE! | 0 | 0 | 0 | 0 | 0 | 0 | 0 | 0 | 0 | 0 | 0 | 0 | 0 | 0 | 0 | 0 | 0 | 0 | 0 | 0 | 0 | 0 | 0 | 0 | 0
Tuesday | 9 | 27 | 15 | 6471 | 0 | 0 | 0 | 0 | 0 | 0 | 0 | 0 | 0 | 0 | 0 | 0 | 0 | 0 | 0 | 0 | 0 | 0 | 0 | 0 | 0 |  | 0 | 0 | 0 | 0 | 0 | 0 | 0 | 0 |  |  |  |  | 0 | 0 | 0 | 0 | 0 | 0 | 1 | 0 |  | 1 | 1 | 1 | 1 | #VALUE! | #VALUE! | 0 | 0 | 0 | 0 | 0 | 0 | 0 | 0 | 0 | 0 | 0 | 0 | 0 | 0 | 0 | 0 | 0 | 0 | 0 | 0 | 0 | 0 | 0 | 0 | 0
Tuesday | 9 | 27 | 16 | 6472 | 0 | 0 | 0 | 0 | 0 | 0 | 0 | 0 | 0 | 0 | 0 | 0 | 0 | 0 | 0 | 0 | 0 | 0 | 0 | 0 | 0 |  | 0 | 0 | 0 | 0 | 0 | 0 | 0 | 0 |  |  |  |  | 0 | 0 | 0 | 0 | 0 | 0 | 1 | 0 |  | 1 | 1 | 1 | 1 | #VALUE! | #VALUE! | 0 | 0 | 0 | 0 | 0 | 0 | 0 | 0 | 0 | 0 | 0 | 0 | 0 | 0 | 0 | 0 | 0 | 0 | 0 | 0 | 0 | 0 | 0 | 0 | 0
Tuesday | 9 | 27 | 17 | 6473 | 0 | 0 | 0 | 0 | 0 | 0 | 0 | 0 | 0 | 0 | 0 | 0 | 0 | 0 | 0 | 0 | 0 | 0 | 0 | 0 | 0 |  | 0 | 0 | 0 | 0 | 0 | 0 | 0 | 0 |  |  |  |  | 0 | 0 | 0 | 0 | 0 | 0 | 1 | 0 |  | 1 | 1 | 1 | 1 | #VALUE! | #VALUE! | 0 | 0 | 0 | 0 | 0 | 0 | 0 | 0 | 0 | 0 | 0 | 0 | 0 | 0 | 0 | 0 | 0 | 0 | 0 | 0 | 0 | 0 | 0 | 0 | 0
Tuesday | 9 | 27 | 18 | 6474 | 0 | 0 | 0 | 0 | 0 | 0 | 0 | 0 | 0 | 0 | 0 | 0 | 0 | 0 | 0 | 0 | 0 | 0 | 0 | 0 | 0 |  | 0 | 0 | 0 | 0 | 0 | 0 | 0 | 0 |  |  |  |  | 0 | 0 | 0 | 0 | 0 | 0 | 1 | 0 |  | 1 | 1 | 1 | 1 | #VALUE! | #VALUE! | 0 | 0 | 0 | 0 | 0 | 0 | 0 | 0 | 0 | 0 | 0 | 0 | 0 | 0 | 0 | 0 | 0 | 0 | 0 | 0 | 0 | 0 | 0 | 0 | 0
Tuesday | 9 | 27 | 19 | 6475 | 0 | 0 | 0 | 0 | 0 | 0 | 0 | 0 | 0 | 0 | 0 | 0 | 0 | 0 | 0 | 0 | 0 | 0 | 0 | 0 | 0 |  | 0 | 0 | 0 | 0 | 0 | 0 | 0 | 0 |  |  |  |  | 0 | 0 | 0 | 0 | 0 | 0 | 1 | 0 |  | 1 | 1 | 1 | 1 | #VALUE! | #VALUE! | 0 | 0 | 0 | 0 | 0 | 0 | 0 | 0 | 0 | 0 | 0 | 0 | 0 | 0 | 0 | 0 | 0 | 0 | 0 | 0 | 0 | 0 | 0 | 0 | 0
Tuesday | 9 | 27 | 20 | 6476 | 0 | 0 | 0 | 0 | 0 | 0 | 0 | 0 | 0 | 0 | 0 | 0 | 0 | 0 | 0 | 0 | 0 | 0 | 0 | 0 | 0 |  | 0 | 0 | 0 | 0 | 0 | 0 | 0 | 0 |  |  |  |  | 0 | 0 | 0 | 0 | 0 | 0 | 1 | 0 |  | 1 | 1 | 1 | 1 | #VALUE! | #VALUE! | 0 | 0 | 0 | 0 | 0 | 0 | 0 | 0 | 0 | 0 | 0 | 0 | 0 | 0 | 0 | 0 | 0 | 0 | 0 | 0 | 0 | 0 | 0 | 0 | 0
Tuesday | 9 | 27 | 21 | 6477 | 0 | 0 | 0 | 0 | 0 | 0 | 0 | 0 | 0 | 0 | 0 | 0 | 0 | 0 | 0 | 0 | 0 | 0 | 0 | 0 | 0 |  | 0 | 0 | 0 | 0 | 0 | 0 | 0 | 0 |  |  |  |  | 0 | 0 | 0 | 0 | 0 | 0 | 1 | 0 |  | 1 | 1 | 1 | 1 | #VALUE! | #VALUE! | 0 | 0 | 0 | 0 | 0 | 0 | 0 | 0 | 0 | 0 | 0 | 0 | 0 | 0 | 0 | 0 | 0 | 0 | 0 | 0 | 0 | 0 | 0 | 0 | 0
Tuesday | 9 | 27 | 22 | 6478 | 0 | 0 | 0 | 0 | 0 | 0 | 0 | 0 | 0 | 0 | 0 | 0 | 0 | 0 | 0 | 0 | 0 | 0 | 0 | 0 | 0 |  | 0 | 0 | 0 | 0 | 0 | 0 | 0 | 0 |  |  |  |  | 0 | 0 | 0 | 0 | 0 | 0 | 1 | 0 |  | 1 | 1 | 1 | 1 | #VALUE! | #VALUE! | 0 | 0 | 0 | 0 | 0 | 0 | 0 | 0 | 0 | 0 | 0 | 0 | 0 | 0 | 0 | 0 | 0 | 0 | 0 | 0 | 0 | 0 | 0 | 0 | 0
Tuesday | 9 | 27 | 23 | 6479 | 0 | 0 | 0 | 0 | 0 | 0 | 0 | 0 | 0 | 0 | 0 | 0 | 0 | 0 | 0 | 0 | 0 | 0 | 0 | 0 | 0 |  | 0 | 0 | 0 | 0 | 0 | 0 | 0 | 0 |  |  |  |  | 0 | 0 | 0 | 0 | 0 | 0 | 0 | 1 |  | 1 | 1 | 1 | 1 | 1 | 1 | 0 | 0 | 0 | 0 | 0 | 0 | 0 | 0 | 0 | 0 | 0 | 0 | 0 | 0 | 0 | 0 | 0 | 0 | 0 | 0 | 0 | 0 | 0 | 0 | 0
Tuesday | 9 | 27 | 24 | 6480 | 0 | 0 | 0 | 0 | 0 | 0 | 0 | 0 | 0 | 0 | 0 | 0 | 0 | 0 | 0 | 0 | 0 | 0 | 0 | 0 | 0 |  | 0 | 0 | 0 | 0 | 0 | 0 | 0 | 0 |  |  |  |  | 0 | 0 | 0 | 0 | 0 | 0 | 0 | 1 |  | 1 | 1 | 1 | 1 | 1 | 1 | 0 | 0 | 0 | 0 | 0 | 0 | 0 | 0 | 0 | 0 | 0 | 0 | 0 | 0 | 0 | 0 | 0 | 0 | 0 | 0 | 0 | 0 | 0 | 0 | 0
Wednesday | 9 | 28 | 1 | 6481 | 0 | 0 | 0 | 0 | 0 | 0 | 0 | 0 | 0 | 0 | 0 | 0 | 0 | 0 | 0 | 0 | 0 | 0 | 0 | 0 | 0 |  | 0 | 0 | 0 | 0 | 0 | 0 | 0 | 0 |  |  |  |  | 0 | 0 | 0 | 0 | 0 | 0 | 0 | 1 |  | 1 | 1 | 1 | 1 | 1 | 1 | 0 | 0 | 0 | 0 | 0 | 0 | 0 | 0 | 0 | 0 | 0 | 0 | 0 | 0 | 0 | 0 | 0 | 0 | 0 | 0 | 0 | 0 | 0 | 0 | 0
Wednesday | 9 | 28 | 2 | 6482 | 0 | 0 | 0 | 0 | 0 | 0 | 0 | 0 | 0 | 0 | 0 | 0 | 0 | 0 | 0 | 0 | 0 | 0 | 0 | 0 | 0 |  | 0 | 0 | 0 | 0 | 0 | 0 | 0 | 0 |  |  |  |  | 0 | 0 | 0 | 0 | 0 | 0 | 0 | 1 |  | 1 | 1 | 1 | 1 | 1 | 1 | 0 | 0 | 0 | 0 | 0 | 0 | 0 | 0 | 0 | 0 | 0 | 0 | 0 | 0 | 0 | 0 | 0 | 0 | 0 | 0 | 0 | 0 | 0 | 0 | 0
Wednesday | 9 | 28 | 3 | 6483 | 0 | 0 | 0 | 0 | 0 | 0 | 0 | 0 | 0 | 0 | 0 | 0 | 0 | 0 | 0 | 0 | 0 | 0 | 0 | 0 | 0 |  | 0 | 0 | 0 | 0 | 0 | 0 | 0 | 0 |  |  |  |  | 0 | 0 | 0 | 0 | 0 | 0 | 0 | 1 |  | 1 | 1 | 1 | 1 | 1 | 1 | 0 | 0 | 0 | 0 | 0 | 0 | 0 | 0 | 0 | 0 | 0 | 0 | 0 | 0 | 0 | 0 | 0 | 0 | 0 | 0 | 0 | 0 | 0 | 0 | 0
Wednesday | 9 | 28 | 4 | 6484 | 0 | 0 | 0 | 0 | 0 | 0 | 0 | 0 | 0 | 0 | 0 | 0 | 0 | 0 | 0 | 0 | 0 | 0 | 0 | 0 | 0 |  | 0 | 0 | 0 | 0 | 0 | 0 | 0 | 0 |  |  |  |  | 0 | 0 | 0 | 0 | 0 | 0 | 0 | 1 |  | 1 | 1 | 1 | 1 | 1 | 1 | 0 | 0 | 0 | 0 | 0 | 0 | 0 | 0 | 0 | 0 | 0 | 0 | 0 | 0 | 0 | 0 | 0 | 0 | 0 | 0 | 0 | 0 | 0 | 0 | 0
Wednesday | 9 | 28 | 5 | 6485 | 0 | 0 | 0 | 0 | 0 | 0 | 0 | 0 | 0 | 0 | 0 | 0 | 0 | 0 | 0 | 0 | 0 | 0 | 0 | 0 | 0 |  | 0 | 0 | 0 | 0 | 0 | 0 | 0 | 0 |  |  |  |  | 0 | 0 | 0 | 0 | 0 | 0 | 0 | 1 |  | 1 | 1 | 1 | 1 | 1 | 1 | 0 | 0 | 0 | 0 | 0 | 0 | 0 | 0 | 0 | 0 | 0 | 0 | 0 | 0 | 0 | 0 | 0 | 0 | 0 | 0 | 0 | 0 | 0 | 0 | 0
Wednesday | 9 | 28 | 6 | 6486 | 0 | 0 | 0 | 0 | 0 | 0 | 0 | 0 | 0 | 0 | 0 | 0 | 0 | 0 | 0 | 0 | 0 | 0 | 0 | 0 | 0 |  | 0 | 0 | 0 | 0 | 0 | 0 | 0 | 0 |  |  |  |  | 0 | 0 | 0 | 0 | 0 | 0 | 0 | 1 |  | 1 | 1 | 1 | 1 | 1 | 1 | 0 | 0 | 0 | 0 | 0 | 0 | 0 | 0 | 0 | 0 | 0 | 0 | 0 | 0 | 0 | 0 | 0 | 0 | 0 | 0 | 0 | 0 | 0 | 0 | 0
Wednesday | 9 | 28 | 7 | 6487 | 0 | 0 | 0 | 0 | 0 | 0 | 0 | 0 | 0 | 0 | 0 | 0 | 0 | 0 | 0 | 0 | 0 | 0 | 0 | 0 | 0 |  | 0 | 0 | 0 | 0 | 0 | 0 | 0 | 0 |  |  |  |  | 0 | 0 | 0 | 0 | 0 | 0 | 0 | 1 |  | 1 | 1 | 1 | 1 | 1 | 1 | 0 | 0 | 0 | 0 | 0 | 0 | 0 | 0 | 0 | 0 | 0 | 0 | 0 | 0 | 0 | 0 | 0 | 0 | 0 | 0 | 0 | 0 | 0 | 0 | 0
Wednesday | 9 | 28 | 8 | 6488 | 0 | 0 | 0 | 0 | 0 | 0 | 0 | 0 | 0 | 0 | 0 | 0 | 0 | 0 | 0 | 0 | 0 | 0 | 0 | 0 | 0 |  | 0 | 0 | 0 | 0 | 0 | 0 | 0 | 0 |  |  |  |  | 0 | 0 | 0 | 0 | 0 | 0 | 1 | 0 |  | 1 | 1 | 1 | 1 | #VALUE! | #VALUE! | 0 | 0 | 0 | 0 | 0 | 0 | 0 | 0 | 0 | 0 | 0 | 0 | 0 | 0 | 0 | 0 | 0 | 0 | 0 | 0 | 0 | 0 | 0 | 0 | 0
Wednesday | 9 | 28 | 9 | 6489 | 0 | 0 | 0 | 0 | 0 | 0 | 0 | 0 | 0 | 0 | 0 | 0 | 0 | 0 | 0 | 0 | 0 | 0 | 0 | 0 | 0 |  | 0 | 0 | 0 | 0 | 0 | 0 | 0 | 0 |  |  |  |  | 0 | 0 | 0 | 0 | 0 | 0 | 1 | 0 |  | 1 | 1 | 1 | 1 | #VALUE! | #VALUE! | 0 | 0 | 0 | 0 | 0 | 0 | 0 | 0 | 0 | 0 | 0 | 0 | 0 | 0 | 0 | 0 | 0 | 0 | 0 | 0 | 0 | 0 | 0 | 0 | 0
Wednesday | 9 | 28 | 10 | 6490 | 0 | 0 | 0 | 0 | 0 | 0 | 0 | 0 | 0 | 0 | 0 | 0 | 0 | 0 | 0 | 0 | 0 | 0 | 0 | 0 | 0 |  | 0 | 0 | 0 | 0 | 0 | 0 | 0 | 0 |  |  |  |  | 0 | 0 | 0 | 0 | 0 | 0 | 1 | 0 |  | 1 | 1 | 1 | 1 | #VALUE! | #VALUE! | 0 | 0 | 0 | 0 | 0 | 0 | 0 | 0 | 0 | 0 | 0 | 0 | 0 | 0 | 0 | 0 | 0 | 0 | 0 | 0 | 0 | 0 | 0 | 0 | 0
Wednesday | 9 | 28 | 11 | 6491 | 0 | 0 | 0 | 0 | 0 | 0 | 0 | 0 | 0 | 0 | 0 | 0 | 0 | 0 | 0 | 0 | 0 | 0 | 0 | 0 | 0 |  | 0 | 0 | 0 | 0 | 0 | 0 | 0 | 0 |  |  |  |  | 0 | 0 | 0 | 0 | 0 | 0 | 1 | 0 |  | 1 | 1 | 1 | 1 | #VALUE! | #VALUE! | 0 | 0 | 0 | 0 | 0 | 0 | 0 | 0 | 0 | 0 | 0 | 0 | 0 | 0 | 0 | 0 | 0 | 0 | 0 | 0 | 0 | 0 | 0 | 0 | 0
Wednesday | 9 | 28 | 12 | 6492 | 0 | 0 | 0 | 0 | 0 | 0 | 0 | 0 | 0 | 0 | 0 | 0 | 0 | 0 | 0 | 0 | 0 | 0 | 0 | 0 | 0 |  | 0 | 0 | 0 | 0 | 0 | 0 | 0 | 0 |  |  |  |  | 0 | 0 | 0 | 0 | 0 | 0 | 1 | 0 |  | 1 | 1 | 1 | 1 | #VALUE! | #VALUE! | 0 | 0 | 0 | 0 | 0 | 0 | 0 | 0 | 0 | 0 | 0 | 0 | 0 | 0 | 0 | 0 | 0 | 0 | 0 | 0 | 0 | 0 | 0 | 0 | 0
Wednesday | 9 | 28 | 13 | 6493 | 0 | 0 | 0 | 0 | 0 | 0 | 0 | 0 | 0 | 0 | 0 | 0 | 0 | 0 | 0 | 0 | 0 | 0 | 0 | 0 | 0 |  | 0 | 0 | 0 | 0 | 0 | 0 | 0 | 0 |  |  |  |  | 0 | 0 | 0 | 0 | 0 | 0 | 1 | 0 |  | 1 | 1 | 1 | 1 | #VALUE! | #VALUE! | 0 | 0 | 0 | 0 | 0 | 0 | 0 | 0 | 0 | 0 | 0 | 0 | 0 | 0 | 0 | 0 | 0 | 0 | 0 | 0 | 0 | 0 | 0 | 0 | 0
Wednesday | 9 | 28 | 14 | 6494 | 0 | 0 | 0 | 0 | 0 | 0 | 0 | 0 | 0 | 0 | 0 | 0 | 0 | 0 | 0 | 0 | 0 | 0 | 0 | 0 | 0 |  | 0 | 0 | 0 | 0 | 0 | 0 | 0 | 0 |  |  |  |  | 0 | 0 | 0 | 0 | 0 | 0 | 1 | 0 |  | 1 | 1 | 1 | 1 | #VALUE! | #VALUE! | 0 | 0 | 0 | 0 | 0 | 0 | 0 | 0 | 0 | 0 | 0 | 0 | 0 | 0 | 0 | 0 | 0 | 0 | 0 | 0 | 0 | 0 | 0 | 0 | 0
Wednesday | 9 | 28 | 15 | 6495 | 0 | 0 | 0 | 0 | 0 | 0 | 0 | 0 | 0 | 0 | 0 | 0 | 0 | 0 | 0 | 0 | 0 | 0 | 0 | 0 | 0 |  | 0 | 0 | 0 | 0 | 0 | 0 | 0 | 0 |  |  |  |  | 0 | 0 | 0 | 0 | 0 | 0 | 1 | 0 |  | 1 | 1 | 1 | 1 | #VALUE! | #VALUE! | 0 | 0 | 0 | 0 | 0 | 0 | 0 | 0 | 0 | 0 | 0 | 0 | 0 | 0 | 0 | 0 | 0 | 0 | 0 | 0 | 0 | 0 | 0 | 0 | 0
Wednesday | 9 | 28 | 16 | 6496 | 0 | 0 | 0 | 0 | 0 | 0 | 0 | 0 | 0 | 0 | 0 | 0 | 0 | 0 | 0 | 0 | 0 | 0 | 0 | 0 | 0 |  | 0 | 0 | 0 | 0 | 0 | 0 | 0 | 0 |  |  |  |  | 0 | 0 | 0 | 0 | 0 | 0 | 1 | 0 |  | 1 | 1 | 1 | 1 | #VALUE! | #VALUE! | 0 | 0 | 0 | 0 | 0 | 0 | 0 | 0 | 0 | 0 | 0 | 0 | 0 | 0 | 0 | 0 | 0 | 0 | 0 | 0 | 0 | 0 | 0 | 0 | 0
Wednesday | 9 | 28 | 17 | 6497 | 0 | 0 | 0 | 0 | 0 | 0 | 0 | 0 | 0 | 0 | 0 | 0 | 0 | 0 | 0 | 0 | 0 | 0 | 0 | 0 | 0 |  | 0 | 0 | 0 | 0 | 0 | 0 | 0 | 0 |  |  |  |  | 0 | 0 | 0 | 0 | 0 | 0 | 1 | 0 |  | 1 | 1 | 1 | 1 | #VALUE! | #VALUE! | 0 | 0 | 0 | 0 | 0 | 0 | 0 | 0 | 0 | 0 | 0 | 0 | 0 | 0 | 0 | 0 | 0 | 0 | 0 | 0 | 0 | 0 | 0 | 0 | 0
Wednesday | 9 | 28 | 18 | 6498 | 0 | 0 | 0 | 0 | 0 | 0 | 0 | 0 | 0 | 0 | 0 | 0 | 0 | 0 | 0 | 0 | 0 | 0 | 0 | 0 | 0 |  | 0 | 0 | 0 | 0 | 0 | 0 | 0 | 0 |  |  |  |  | 0 | 0 | 0 | 0 | 0 | 0 | 1 | 0 |  | 1 | 1 | 1 | 1 | #VALUE! | #VALUE! | 0 | 0 | 0 | 0 | 0 | 0 | 0 | 0 | 0 | 0 | 0 | 0 | 0 | 0 | 0 | 0 | 0 | 0 | 0 | 0 | 0 | 0 | 0 | 0 | 0
Wednesday | 9 | 28 | 19 | 6499 | 0 | 0 | 0 | 0 | 0 | 0 | 0 | 0 | 0 | 0 | 0 | 0 | 0 | 0 | 0 | 0 | 0 | 0 | 0 | 0 | 0 |  | 0 | 0 | 0 | 0 | 0 | 0 | 0 | 0 |  |  |  |  | 0 | 0 | 0 | 0 | 0 | 0 | 1 | 0 |  | 1 | 1 | 1 | 1 | #VALUE! | #VALUE! | 0 | 0 | 0 | 0 | 0 | 0 | 0 | 0 | 0 | 0 | 0 | 0 | 0 | 0 | 0 | 0 | 0 | 0 | 0 | 0 | 0 | 0 | 0 | 0 | 0
Wednesday | 9 | 28 | 20 | 6500 | 0 | 0 | 0 | 0 | 0 | 0 | 0 | 0 | 0 | 0 | 0 | 0 | 0 | 0 | 0 | 0 | 0 | 0 | 0 | 0 | 0 |  | 0 | 0 | 0 | 0 | 0 | 0 | 0 | 0 |  |  |  |  | 0 | 0 | 0 | 0 | 0 | 0 | 1 | 0 |  | 1 | 1 | 1 | 1 | #VALUE! | #VALUE! | 0 | 0 | 0 | 0 | 0 | 0 | 0 | 0 | 0 | 0 | 0 | 0 | 0 | 0 | 0 | 0 | 0 | 0 | 0 | 0 | 0 | 0 | 0 | 0 | 0
Wednesday | 9 | 28 | 21 | 6501 | 0 | 0 | 0 | 0 | 0 | 0 | 0 | 0 | 0 | 0 | 0 | 0 | 0 | 0 | 0 | 0 | 0 | 0 | 0 | 0 | 0 |  | 0 | 0 | 0 | 0 | 0 | 0 | 0 | 0 |  |  |  |  | 0 | 0 | 0 | 0 | 0 | 0 | 1 | 0 |  | 1 | 1 | 1 | 1 | #VALUE! | #VALUE! | 0 | 0 | 0 | 0 | 0 | 0 | 0 | 0 | 0 | 0 | 0 | 0 | 0 | 0 | 0 | 0 | 0 | 0 | 0 | 0 | 0 | 0 | 0 | 0 | 0
Wednesday | 9 | 28 | 22 | 6502 | 0 | 0 | 0 | 0 | 0 | 0 | 0 | 0 | 0 | 0 | 0 | 0 | 0 | 0 | 0 | 0 | 0 | 0 | 0 | 0 | 0 |  | 0 | 0 | 0 | 0 | 0 | 0 | 0 | 0 |  |  |  |  | 0 | 0 | 0 | 0 | 0 | 0 | 1 | 0 |  | 1 | 1 | 1 | 1 | #VALUE! | #VALUE! | 0 | 0 | 0 | 0 | 0 | 0 | 0 | 0 | 0 | 0 | 0 | 0 | 0 | 0 | 0 | 0 | 0 | 0 | 0 | 0 | 0 | 0 | 0 | 0 | 0
Wednesday | 9 | 28 | 23 | 6503 | 0 | 0 | 0 | 0 | 0 | 0 | 0 | 0 | 0 | 0 | 0 | 0 | 0 | 0 | 0 | 0 | 0 | 0 | 0 | 0 | 0 |  | 0 | 0 | 0 | 0 | 0 | 0 | 0 | 0 |  |  |  |  | 0 | 0 | 0 | 0 | 0 | 0 | 0 | 1 |  | 1 | 1 | 1 | 1 | 1 | 1 | 0 | 0 | 0 | 0 | 0 | 0 | 0 | 0 | 0 | 0 | 0 | 0 | 0 | 0 | 0 | 0 | 0 | 0 | 0 | 0 | 0 | 0 | 0 | 0 | 0
Wednesday | 9 | 28 | 24 | 6504 | 0 | 0 | 0 | 0 | 0 | 0 | 0 | 0 | 0 | 0 | 0 | 0 | 0 | 0 | 0 | 0 | 0 | 0 | 0 | 0 | 0 |  | 0 | 0 | 0 | 0 | 0 | 0 | 0 | 0 |  |  |  |  | 0 | 0 | 0 | 0 | 0 | 0 | 0 | 1 |  | 1 | 1 | 1 | 1 | 1 | 1 | 0 | 0 | 0 | 0 | 0 | 0 | 0 | 0 | 0 | 0 | 0 | 0 | 0 | 0 | 0 | 0 | 0 | 0 | 0 | 0 | 0 | 0 | 0 | 0 | 0
Thursday | 9 | 29 | 1 | 6505 | 0 | 0 | 0 | 0 | 0 | 0 | 0 | 0 | 0 | 0 | 0 | 0 | 0 | 0 | 0 | 0 | 0 | 0 | 0 | 0 | 0 |  | 0 | 0 | 0 | 0 | 0 | 0 | 0 | 0 |  |  |  |  | 0 | 0 | 0 | 0 | 0 | 0 | 0 | 1 |  | 1 | 1 | 1 | 1 | 1 | 1 | 0 | 0 | 0 | 0 | 0 | 0 | 0 | 0 | 0 | 0 | 0 | 0 | 0 | 0 | 0 | 0 | 0 | 0 | 0 | 0 | 0 | 0 | 0 | 0 | 0
Thursday | 9 | 29 | 2 | 6506 | 0 | 0 | 0 | 0 | 0 | 0 | 0 | 0 | 0 | 0 | 0 | 0 | 0 | 0 | 0 | 0 | 0 | 0 | 0 | 0 | 0 |  | 0 | 0 | 0 | 0 | 0 | 0 | 0 | 0 |  |  |  |  | 0 | 0 | 0 | 0 | 0 | 0 | 0 | 1 |  | 1 | 1 | 1 | 1 | 1 | 1 | 0 | 0 | 0 | 0 | 0 | 0 | 0 | 0 | 0 | 0 | 0 | 0 | 0 | 0 | 0 | 0 | 0 | 0 | 0 | 0 | 0 | 0 | 0 | 0 | 0
Thursday | 9 | 29 | 3 | 6507 | 0 | 0 | 0 | 0 | 0 | 0 | 0 | 0 | 0 | 0 | 0 | 0 | 0 | 0 | 0 | 0 | 0 | 0 | 0 | 0 | 0 |  | 0 | 0 | 0 | 0 | 0 | 0 | 0 | 0 |  |  |  |  | 0 | 0 | 0 | 0 | 0 | 0 | 0 | 1 |  | 1 | 1 | 1 | 1 | 1 | 1 | 0 | 0 | 0 | 0 | 0 | 0 | 0 | 0 | 0 | 0 | 0 | 0 | 0 | 0 | 0 | 0 | 0 | 0 | 0 | 0 | 0 | 0 | 0 | 0 | 0
Thursday | 9 | 29 | 4 | 6508 | 0 | 0 | 0 | 0 | 0 | 0 | 0 | 0 | 0 | 0 | 0 | 0 | 0 | 0 | 0 | 0 | 0 | 0 | 0 | 0 | 0 |  | 0 | 0 | 0 | 0 | 0 | 0 | 0 | 0 |  |  |  |  | 0 | 0 | 0 | 0 | 0 | 0 | 0 | 1 |  | 1 | 1 | 1 | 1 | 1 | 1 | 0 | 0 | 0 | 0 | 0 | 0 | 0 | 0 | 0 | 0 | 0 | 0 | 0 | 0 | 0 | 0 | 0 | 0 | 0 | 0 | 0 | 0 | 0 | 0 | 0
Thursday | 9 | 29 | 5 | 6509 | 0 | 0 | 0 | 0 | 0 | 0 | 0 | 0 | 0 | 0 | 0 | 0 | 0 | 0 | 0 | 0 | 0 | 0 | 0 | 0 | 0 |  | 0 | 0 | 0 | 0 | 0 | 0 | 0 | 0 |  |  |  |  | 0 | 0 | 0 | 0 | 0 | 0 | 0 | 1 |  | 1 | 1 | 1 | 1 | 1 | 1 | 0 | 0 | 0 | 0 | 0 | 0 | 0 | 0 | 0 | 0 | 0 | 0 | 0 | 0 | 0 | 0 | 0 | 0 | 0 | 0 | 0 | 0 | 0 | 0 | 0
Thursday | 9 | 29 | 6 | 6510 | 0 | 0 | 0 | 0 | 0 | 0 | 0 | 0 | 0 | 0 | 0 | 0 | 0 | 0 | 0 | 0 | 0 | 0 | 0 | 0 | 0 |  | 0 | 0 | 0 | 0 | 0 | 0 | 0 | 0 |  |  |  |  | 0 | 0 | 0 | 0 | 0 | 0 | 0 | 1 |  | 1 | 1 | 1 | 1 | 1 | 1 | 0 | 0 | 0 | 0 | 0 | 0 | 0 | 0 | 0 | 0 | 0 | 0 | 0 | 0 | 0 | 0 | 0 | 0 | 0 | 0 | 0 | 0 | 0 | 0 | 0
Thursday | 9 | 29 | 7 | 6511 | 0 | 0 | 0 | 0 | 0 | 0 | 0 | 0 | 0 | 0 | 0 | 0 | 0 | 0 | 0 | 0 | 0 | 0 | 0 | 0 | 0 |  | 0 | 0 | 0 | 0 | 0 | 0 | 0 | 0 |  |  |  |  | 0 | 0 | 0 | 0 | 0 | 0 | 0 | 1 |  | 1 | 1 | 1 | 1 | 1 | 1 | 0 | 0 | 0 | 0 | 0 | 0 | 0 | 0 | 0 | 0 | 0 | 0 | 0 | 0 | 0 | 0 | 0 | 0 | 0 | 0 | 0 | 0 | 0 | 0 | 0
Thursday | 9 | 29 | 8 | 6512 | 0 | 0 | 0 | 0 | 0 | 0 | 0 | 0 | 0 | 0 | 0 | 0 | 0 | 0 | 0 | 0 | 0 | 0 | 0 | 0 | 0 |  | 0 | 0 | 0 | 0 | 0 | 0 | 0 | 0 |  |  |  |  | 0 | 0 | 0 | 0 | 0 | 0 | 1 | 0 |  | 1 | 1 | 1 | 1 | #VALUE! | #VALUE! | 0 | 0 | 0 | 0 | 0 | 0 | 0 | 0 | 0 | 0 | 0 | 0 | 0 | 0 | 0 | 0 | 0 | 0 | 0 | 0 | 0 | 0 | 0 | 0 | 0
Thursday | 9 | 29 | 9 | 6513 | 0 | 0 | 0 | 0 | 0 | 0 | 0 | 0 | 0 | 0 | 0 | 0 | 0 | 0 | 0 | 0 | 0 | 0 | 0 | 0 | 0 |  | 0 | 0 | 0 | 0 | 0 | 0 | 0 | 0 |  |  |  |  | 0 | 0 | 0 | 0 | 0 | 0 | 1 | 0 |  | 1 | 1 | 1 | 1 | #VALUE! | #VALUE! | 0 | 0 | 0 | 0 | 0 | 0 | 0 | 0 | 0 | 0 | 0 | 0 | 0 | 0 | 0 | 0 | 0 | 0 | 0 | 0 | 0 | 0 | 0 | 0 | 0
Thursday | 9 | 29 | 10 | 6514 | 0 | 0 | 0 | 0 | 0 | 0 | 0 | 0 | 0 | 0 | 0 | 0 | 0 | 0 | 0 | 0 | 0 | 0 | 0 | 0 | 0 |  | 0 | 0 | 0 | 0 | 0 | 0 | 0 | 0 |  |  |  |  | 0 | 0 | 0 | 0 | 0 | 0 | 1 | 0 |  | 1 | 1 | 1 | 1 | #VALUE! | #VALUE! | 0 | 0 | 0 | 0 | 0 | 0 | 0 | 0 | 0 | 0 | 0 | 0 | 0 | 0 | 0 | 0 | 0 | 0 | 0 | 0 | 0 | 0 | 0 | 0 | 0
Thursday | 9 | 29 | 11 | 6515 | 0 | 0 | 0 | 0 | 0 | 0 | 0 | 0 | 0 | 0 | 0 | 0 | 0 | 0 | 0 | 0 | 0 | 0 | 0 | 0 | 0 |  | 0 | 0 | 0 | 0 | 0 | 0 | 0 | 0 |  |  |  |  | 0 | 0 | 0 | 0 | 0 | 0 | 1 | 0 |  | 1 | 1 | 1 | 1 | #VALUE! | #VALUE! | 0 | 0 | 0 | 0 | 0 | 0 | 0 | 0 | 0 | 0 | 0 | 0 | 0 | 0 | 0 | 0 | 0 | 0 | 0 | 0 | 0 | 0 | 0 | 0 | 0
Thursday | 9 | 29 | 12 | 6516 | 0 | 0 | 0 | 0 | 0 | 0 | 0 | 0 | 0 | 0 | 0 | 0 | 0 | 0 | 0 | 0 | 0 | 0 | 0 | 0 | 0 |  | 0 | 0 | 0 | 0 | 0 | 0 | 0 | 0 |  |  |  |  | 0 | 0 | 0 | 0 | 0 | 0 | 1 | 0 |  | 1 | 1 | 1 | 1 | #VALUE! | #VALUE! | 0 | 0 | 0 | 0 | 0 | 0 | 0 | 0 | 0 | 0 | 0 | 0 | 0 | 0 | 0 | 0 | 0 | 0 | 0 | 0 | 0 | 0 | 0 | 0 | 0
Thursday | 9 | 29 | 13 | 6517 | 0 | 0 | 0 | 0 | 0 | 0 | 0 | 0 | 0 | 0 | 0 | 0 | 0 | 0 | 0 | 0 | 0 | 0 | 0 | 0 | 0 |  | 0 | 0 | 0 | 0 | 0 | 0 | 0 | 0 |  |  |  |  | 0 | 0 | 0 | 0 | 0 | 0 | 1 | 0 |  | 1 | 1 | 1 | 1 | #VALUE! | #VALUE! | 0 | 0 | 0 | 0 | 0 | 0 | 0 | 0 | 0 | 0 | 0 | 0 | 0 | 0 | 0 | 0 | 0 | 0 | 0 | 0 | 0 | 0 | 0 | 0 | 0
Thursday | 9 | 29 | 14 | 6518 | 0 | 0 | 0 | 0 | 0 | 0 | 0 | 0 | 0 | 0 | 0 | 0 | 0 | 0 | 0 | 0 | 0 | 0 | 0 | 0 | 0 |  | 0 | 0 | 0 | 0 | 0 | 0 | 0 | 0 |  |  |  |  | 0 | 0 | 0 | 0 | 0 | 0 | 1 | 0 |  | 1 | 1 | 1 | 1 | #VALUE! | #VALUE! | 0 | 0 | 0 | 0 | 0 | 0 | 0 | 0 | 0 | 0 | 0 | 0 | 0 | 0 | 0 | 0 | 0 | 0 | 0 | 0 | 0 | 0 | 0 | 0 | 0
Thursday | 9 | 29 | 15 | 6519 | 0 | 0 | 0 | 0 | 0 | 0 | 0 | 0 | 0 | 0 | 0 | 0 | 0 | 0 | 0 | 0 | 0 | 0 | 0 | 0 | 0 |  | 0 | 0 | 0 | 0 | 0 | 0 | 0 | 0 |  |  |  |  | 0 | 0 | 0 | 0 | 0 | 0 | 1 | 0 |  | 1 | 1 | 1 | 1 | #VALUE! | #VALUE! | 0 | 0 | 0 | 0 | 0 | 0 | 0 | 0 | 0 | 0 | 0 | 0 | 0 | 0 | 0 | 0 | 0 | 0 | 0 | 0 | 0 | 0 | 0 | 0 | 0
Thursday | 9 | 29 | 16 | 6520 | 0 | 0 | 0 | 0 | 0 | 0 | 0 | 0 | 0 | 0 | 0 | 0 | 0 | 0 | 0 | 0 | 0 | 0 | 0 | 0 | 0 |  | 0 | 0 | 0 | 0 | 0 | 0 | 0 | 0 |  |  |  |  | 0 | 0 | 0 | 0 | 0 | 0 | 1 | 0 |  | 1 | 1 | 1 | 1 | #VALUE! | #VALUE! | 0 | 0 | 0 | 0 | 0 | 0 | 0 | 0 | 0 | 0 | 0 | 0 | 0 | 0 | 0 | 0 | 0 | 0 | 0 | 0 | 0 | 0 | 0 | 0 | 0
Thursday | 9 | 29 | 17 | 6521 | 0 | 0 | 0 | 0 | 0 | 0 | 0 | 0 | 0 | 0 | 0 | 0 | 0 | 0 | 0 | 0 | 0 | 0 | 0 | 0 | 0 |  | 0 | 0 | 0 | 0 | 0 | 0 | 0 | 0 |  |  |  |  | 0 | 0 | 0 | 0 | 0 | 0 | 1 | 0 |  | 1 | 1 | 1 | 1 | #VALUE! | #VALUE! | 0 | 0 | 0 | 0 | 0 | 0 | 0 | 0 | 0 | 0 | 0 | 0 | 0 | 0 | 0 | 0 | 0 | 0 | 0 | 0 | 0 | 0 | 0 | 0 | 0
Thursday | 9 | 29 | 18 | 6522 | 0 | 0 | 0 | 0 | 0 | 0 | 0 | 0 | 0 | 0 | 0 | 0 | 0 | 0 | 0 | 0 | 0 | 0 | 0 | 0 | 0 |  | 0 | 0 | 0 | 0 | 0 | 0 | 0 | 0 |  |  |  |  | 0 | 0 | 0 | 0 | 0 | 0 | 1 | 0 |  | 1 | 1 | 1 | 1 | #VALUE! | #VALUE! | 0 | 0 | 0 | 0 | 0 | 0 | 0 | 0 | 0 | 0 | 0 | 0 | 0 | 0 | 0 | 0 | 0 | 0 | 0 | 0 | 0 | 0 | 0 | 0 | 0
Thursday | 9 | 29 | 19 | 6523 | 0 | 0 | 0 | 0 | 0 | 0 | 0 | 0 | 0 | 0 | 0 | 0 | 0 | 0 | 0 | 0 | 0 | 0 | 0 | 0 | 0 |  | 0 | 0 | 0 | 0 | 0 | 0 | 0 | 0 |  |  |  |  | 0 | 0 | 0 | 0 | 0 | 0 | 1 | 0 |  | 1 | 1 | 1 | 1 | #VALUE! | #VALUE! | 0 | 0 | 0 | 0 | 0 | 0 | 0 | 0 | 0 | 0 | 0 | 0 | 0 | 0 | 0 | 0 | 0 | 0 | 0 | 0 | 0 | 0 | 0 | 0 | 0
Thursday | 9 | 29 | 20 | 6524 | 0 | 0 | 0 | 0 | 0 | 0 | 0 | 0 | 0 | 0 | 0 | 0 | 0 | 0 | 0 | 0 | 0 | 0 | 0 | 0 | 0 |  | 0 | 0 | 0 | 0 | 0 | 0 | 0 | 0 |  |  |  |  | 0 | 0 | 0 | 0 | 0 | 0 | 1 | 0 |  | 1 | 1 | 1 | 1 | #VALUE! | #VALUE! | 0 | 0 | 0 | 0 | 0 | 0 | 0 | 0 | 0 | 0 | 0 | 0 | 0 | 0 | 0 | 0 | 0 | 0 | 0 | 0 | 0 | 0 | 0 | 0 | 0
Thursday | 9 | 29 | 21 | 6525 | 0 | 0 | 0 | 0 | 0 | 0 | 0 | 0 | 0 | 0 | 0 | 0 | 0 | 0 | 0 | 0 | 0 | 0 | 0 | 0 | 0 |  | 0 | 0 | 0 | 0 | 0 | 0 | 0 | 0 |  |  |  |  | 0 | 0 | 0 | 0 | 0 | 0 | 1 | 0 |  | 1 | 1 | 1 | 1 | #VALUE! | #VALUE! | 0 | 0 | 0 | 0 | 0 | 0 | 0 | 0 | 0 | 0 | 0 | 0 | 0 | 0 | 0 | 0 | 0 | 0 | 0 | 0 | 0 | 0 | 0 | 0 | 0
Thursday | 9 | 29 | 22 | 6526 | 0 | 0 | 0 | 0 | 0 | 0 | 0 | 0 | 0 | 0 | 0 | 0 | 0 | 0 | 0 | 0 | 0 | 0 | 0 | 0 | 0 |  | 0 | 0 | 0 | 0 | 0 | 0 | 0 | 0 |  |  |  |  | 0 | 0 | 0 | 0 | 0 | 0 | 1 | 0 |  | 1 | 1 | 1 | 1 | #VALUE! | #VALUE! | 0 | 0 | 0 | 0 | 0 | 0 | 0 | 0 | 0 | 0 | 0 | 0 | 0 | 0 | 0 | 0 | 0 | 0 | 0 | 0 | 0 | 0 | 0 | 0 | 0
Thursday | 9 | 29 | 23 | 6527 | 0 | 0 | 0 | 0 | 0 | 0 | 0 | 0 | 0 | 0 | 0 | 0 | 0 | 0 | 0 | 0 | 0 | 0 | 0 | 0 | 0 |  | 0 | 0 | 0 | 0 | 0 | 0 | 0 | 0 |  |  |  |  | 0 | 0 | 0 | 0 | 0 | 0 | 0 | 1 |  | 1 | 1 | 1 | 1 | 1 | 1 | 0 | 0 | 0 | 0 | 0 | 0 | 0 | 0 | 0 | 0 | 0 | 0 | 0 | 0 | 0 | 0 | 0 | 0 | 0 | 0 | 0 | 0 | 0 | 0 | 0
Thursday | 9 | 29 | 24 | 6528 | 0 | 0 | 0 | 0 | 0 | 0 | 0 | 0 | 0 | 0 | 0 | 0 | 0 | 0 | 0 | 0 | 0 | 0 | 0 | 0 | 0 |  | 0 | 0 | 0 | 0 | 0 | 0 | 0 | 0 |  |  |  |  | 0 | 0 | 0 | 0 | 0 | 0 | 0 | 1 |  | 1 | 1 | 1 | 1 | 1 | 1 | 0 | 0 | 0 | 0 | 0 | 0 | 0 | 0 | 0 | 0 | 0 | 0 | 0 | 0 | 0 | 0 | 0 | 0 | 0 | 0 | 0 | 0 | 0 | 0 | 0
Friday | 9 | 30 | 1 | 6529 | 0 | 0 | 0 | 0 | 0 | 0 | 0 | 0 | 0 | 0 | 0 | 0 | 0 | 0 | 0 | 0 | 0 | 0 | 0 | 0 | 0 |  | 0 | 0 | 0 | 0 | 0 | 0 | 0 | 0 |  |  |  |  | 0 | 0 | 0 | 0 | 0 | 0 | 0 | 1 |  | 1 | 1 | 1 | 1 | 1 | 1 | 0 | 0 | 0 | 0 | 0 | 0 | 0 | 0 | 0 | 0 | 0 | 0 | 0 | 0 | 0 | 0 | 0 | 0 | 0 | 0 | 0 | 0 | 0 | 0 | 0
Friday | 9 | 30 | 2 | 6530 | 0 | 0 | 0 | 0 | 0 | 0 | 0 | 0 | 0 | 0 | 0 | 0 | 0 | 0 | 0 | 0 | 0 | 0 | 0 | 0 | 0 |  | 0 | 0 | 0 | 0 | 0 | 0 | 0 | 0 |  |  |  |  | 0 | 0 | 0 | 0 | 0 | 0 | 0 | 1 |  | 1 | 1 | 1 | 1 | 1 | 1 | 0 | 0 | 0 | 0 | 0 | 0 | 0 | 0 | 0 | 0 | 0 | 0 | 0 | 0 | 0 | 0 | 0 | 0 | 0 | 0 | 0 | 0 | 0 | 0 | 0
Friday | 9 | 30 | 3 | 6531 | 0 | 0 | 0 | 0 | 0 | 0 | 0 | 0 | 0 | 0 | 0 | 0 | 0 | 0 | 0 | 0 | 0 | 0 | 0 | 0 | 0 |  | 0 | 0 | 0 | 0 | 0 | 0 | 0 | 0 |  |  |  |  | 0 | 0 | 0 | 0 | 0 | 0 | 0 | 1 |  | 1 | 1 | 1 | 1 | 1 | 1 | 0 | 0 | 0 | 0 | 0 | 0 | 0 | 0 | 0 | 0 | 0 | 0 | 0 | 0 | 0 | 0 | 0 | 0 | 0 | 0 | 0 | 0 | 0 | 0 | 0
Friday | 9 | 30 | 4 | 6532 | 0 | 0 | 0 | 0 | 0 | 0 | 0 | 0 | 0 | 0 | 0 | 0 | 0 | 0 | 0 | 0 | 0 | 0 | 0 | 0 | 0 |  | 0 | 0 | 0 | 0 | 0 | 0 | 0 | 0 |  |  |  |  | 0 | 0 | 0 | 0 | 0 | 0 | 0 | 1 |  | 1 | 1 | 1 | 1 | 1 | 1 | 0 | 0 | 0 | 0 | 0 | 0 | 0 | 0 | 0 | 0 | 0 | 0 | 0 | 0 | 0 | 0 | 0 | 0 | 0 | 0 | 0 | 0 | 0 | 0 | 0
Friday | 9 | 30 | 5 | 6533 | 0 | 0 | 0 | 0 | 0 | 0 | 0 | 0 | 0 | 0 | 0 | 0 | 0 | 0 | 0 | 0 | 0 | 0 | 0 | 0 | 0 |  | 0 | 0 | 0 | 0 | 0 | 0 | 0 | 0 |  |  |  |  | 0 | 0 | 0 | 0 | 0 | 0 | 0 | 1 |  | 1 | 1 | 1 | 1 | 1 | 1 | 0 | 0 | 0 | 0 | 0 | 0 | 0 | 0 | 0 | 0 | 0 | 0 | 0 | 0 | 0 | 0 | 0 | 0 | 0 | 0 | 0 | 0 | 0 | 0 | 0
Friday | 9 | 30 | 6 | 6534 | 0 | 0 | 0 | 0 | 0 | 0 | 0 | 0 | 0 | 0 | 0 | 0 | 0 | 0 | 0 | 0 | 0 | 0 | 0 | 0 | 0 |  | 0 | 0 | 0 | 0 | 0 | 0 | 0 | 0 |  |  |  |  | 0 | 0 | 0 | 0 | 0 | 0 | 0 | 1 |  | 1 | 1 | 1 | 1 | 1 | 1 | 0 | 0 | 0 | 0 | 0 | 0 | 0 | 0 | 0 | 0 | 0 | 0 | 0 | 0 | 0 | 0 | 0 | 0 | 0 | 0 | 0 | 0 | 0 | 0 | 0
Friday | 9 | 30 | 7 | 6535 | 0 | 0 | 0 | 0 | 0 | 0 | 0 | 0 | 0 | 0 | 0 | 0 | 0 | 0 | 0 | 0 | 0 | 0 | 0 | 0 | 0 |  | 0 | 0 | 0 | 0 | 0 | 0 | 0 | 0 |  |  |  |  | 0 | 0 | 0 | 0 | 0 | 0 | 0 | 1 |  | 1 | 1 | 1 | 1 | 1 | 1 | 0 | 0 | 0 | 0 | 0 | 0 | 0 | 0 | 0 | 0 | 0 | 0 | 0 | 0 | 0 | 0 | 0 | 0 | 0 | 0 | 0 | 0 | 0 | 0 | 0
Friday | 9 | 30 | 8 | 6536 | 0 | 0 | 0 | 0 | 0 | 0 | 0 | 0 | 0 | 0 | 0 | 0 | 0 | 0 | 0 | 0 | 0 | 0 | 0 | 0 | 0 |  | 0 | 0 | 0 | 0 | 0 | 0 | 0 | 0 |  |  |  |  | 0 | 0 | 0 | 0 | 0 | 0 | 1 | 0 |  | 1 | 1 | 1 | 1 | #VALUE! | #VALUE! | 0 | 0 | 0 | 0 | 0 | 0 | 0 | 0 | 0 | 0 | 0 | 0 | 0 | 0 | 0 | 0 | 0 | 0 | 0 | 0 | 0 | 0 | 0 | 0 | 0
Friday | 9 | 30 | 9 | 6537 | 0 | 0 | 0 | 0 | 0 | 0 | 0 | 0 | 0 | 0 | 0 | 0 | 0 | 0 | 0 | 0 | 0 | 0 | 0 | 0 | 0 |  | 0 | 0 | 0 | 0 | 0 | 0 | 0 | 0 |  |  |  |  | 0 | 0 | 0 | 0 | 0 | 0 | 1 | 0 |  | 1 | 1 | 1 | 1 | #VALUE! | #VALUE! | 0 | 0 | 0 | 0 | 0 | 0 | 0 | 0 | 0 | 0 | 0 | 0 | 0 | 0 | 0 | 0 | 0 | 0 | 0 | 0 | 0 | 0 | 0 | 0 | 0
Friday | 9 | 30 | 10 | 6538 | 0 | 0 | 0 | 0 | 0 | 0 | 0 | 0 | 0 | 0 | 0 | 0 | 0 | 0 | 0 | 0 | 0 | 0 | 0 | 0 | 0 |  | 0 | 0 | 0 | 0 | 0 | 0 | 0 | 0 |  |  |  |  | 0 | 0 | 0 | 0 | 0 | 0 | 1 | 0 |  | 1 | 1 | 1 | 1 | #VALUE! | #VALUE! | 0 | 0 | 0 | 0 | 0 | 0 | 0 | 0 | 0 | 0 | 0 | 0 | 0 | 0 | 0 | 0 | 0 | 0 | 0 | 0 | 0 | 0 | 0 | 0 | 0
Friday | 9 | 30 | 11 | 6539 | 0 | 0 | 0 | 0 | 0 | 0 | 0 | 0 | 0 | 0 | 0 | 0 | 0 | 0 | 0 | 0 | 0 | 0 | 0 | 0 | 0 |  | 0 | 0 | 0 | 0 | 0 | 0 | 0 | 0 |  |  |  |  | 0 | 0 | 0 | 0 | 0 | 0 | 1 | 0 |  | 1 | 1 | 1 | 1 | #VALUE! | #VALUE! | 0 | 0 | 0 | 0 | 0 | 0 | 0 | 0 | 0 | 0 | 0 | 0 | 0 | 0 | 0 | 0 | 0 | 0 | 0 | 0 | 0 | 0 | 0 | 0 | 0
Friday | 9 | 30 | 12 | 6540 | 0 | 0 | 0 | 0 | 0 | 0 | 0 | 0 | 0 | 0 | 0 | 0 | 0 | 0 | 0 | 0 | 0 | 0 | 0 | 0 | 0 |  | 0 | 0 | 0 | 0 | 0 | 0 | 0 | 0 |  |  |  |  | 0 | 0 | 0 | 0 | 0 | 0 | 1 | 0 |  | 1 | 1 | 1 | 1 | #VALUE! | #VALUE! | 0 | 0 | 0 | 0 | 0 | 0 | 0 | 0 | 0 | 0 | 0 | 0 | 0 | 0 | 0 | 0 | 0 | 0 | 0 | 0 | 0 | 0 | 0 | 0 | 0
Friday | 9 | 30 | 13 | 6541 | 0 | 0 | 0 | 0 | 0 | 0 | 0 | 0 | 0 | 0 | 0 | 0 | 0 | 0 | 0 | 0 | 0 | 0 | 0 | 0 | 0 |  | 0 | 0 | 0 | 0 | 0 | 0 | 0 | 0 |  |  |  |  | 0 | 0 | 0 | 0 | 0 | 0 | 1 | 0 |  | 1 | 1 | 1 | 1 | #VALUE! | #VALUE! | 0 | 0 | 0 | 0 | 0 | 0 | 0 | 0 | 0 | 0 | 0 | 0 | 0 | 0 | 0 | 0 | 0 | 0 | 0 | 0 | 0 | 0 | 0 | 0 | 0
Friday | 9 | 30 | 14 | 6542 | 0 | 0 | 0 | 0 | 0 | 0 | 0 | 0 | 0 | 0 | 0 | 0 | 0 | 0 | 0 | 0 | 0 | 0 | 0 | 0 | 0 |  | 0 | 0 | 0 | 0 | 0 | 0 | 0 | 0 |  |  |  |  | 0 | 0 | 0 | 0 | 0 | 0 | 1 | 0 |  | 1 | 1 | 1 | 1 | #VALUE! | #VALUE! | 0 | 0 | 0 | 0 | 0 | 0 | 0 | 0 | 0 | 0 | 0 | 0 | 0 | 0 | 0 | 0 | 0 | 0 | 0 | 0 | 0 | 0 | 0 | 0 | 0
Friday | 9 | 30 | 15 | 6543 | 0 | 0 | 0 | 0 | 0 | 0 | 0 | 0 | 0 | 0 | 0 | 0 | 0 | 0 | 0 | 0 | 0 | 0 | 0 | 0 | 0 |  | 0 | 0 | 0 | 0 | 0 | 0 | 0 | 0 |  |  |  |  | 0 | 0 | 0 | 0 | 0 | 0 | 1 | 0 |  | 1 | 1 | 1 | 1 | #VALUE! | #VALUE! | 0 | 0 | 0 | 0 | 0 | 0 | 0 | 0 | 0 | 0 | 0 | 0 | 0 | 0 | 0 | 0 | 0 | 0 | 0 | 0 | 0 | 0 | 0 | 0 | 0
Friday | 9 | 30 | 16 | 6544 | 0 | 0 | 0 | 0 | 0 | 0 | 0 | 0 | 0 | 0 | 0 | 0 | 0 | 0 | 0 | 0 | 0 | 0 | 0 | 0 | 0 |  | 0 | 0 | 0 | 0 | 0 | 0 | 0 | 0 |  |  |  |  | 0 | 0 | 0 | 0 | 0 | 0 | 1 | 0 |  | 1 | 1 | 1 | 1 | #VALUE! | #VALUE! | 0 | 0 | 0 | 0 | 0 | 0 | 0 | 0 | 0 | 0 | 0 | 0 | 0 | 0 | 0 | 0 | 0 | 0 | 0 | 0 | 0 | 0 | 0 | 0 | 0
Friday | 9 | 30 | 17 | 6545 | 0 | 0 | 0 | 0 | 0 | 0 | 0 | 0 | 0 | 0 | 0 | 0 | 0 | 0 | 0 | 0 | 0 | 0 | 0 | 0 | 0 |  | 0 | 0 | 0 | 0 | 0 | 0 | 0 | 0 |  |  |  |  | 0 | 0 | 0 | 0 | 0 | 0 | 1 | 0 |  | 1 | 1 | 1 | 1 | #VALUE! | #VALUE! | 0 | 0 | 0 | 0 | 0 | 0 | 0 | 0 | 0 | 0 | 0 | 0 | 0 | 0 | 0 | 0 | 0 | 0 | 0 | 0 | 0 | 0 | 0 | 0 | 0
Friday | 9 | 30 | 18 | 6546 | 0 | 0 | 0 | 0 | 0 | 0 | 0 | 0 | 0 | 0 | 0 | 0 | 0 | 0 | 0 | 0 | 0 | 0 | 0 | 0 | 0 |  | 0 | 0 | 0 | 0 | 0 | 0 | 0 | 0 |  |  |  |  | 0 | 0 | 0 | 0 | 0 | 0 | 1 | 0 |  | 1 | 1 | 1 | 1 | #VALUE! | #VALUE! | 0 | 0 | 0 | 0 | 0 | 0 | 0 | 0 | 0 | 0 | 0 | 0 | 0 | 0 | 0 | 0 | 0 | 0 | 0 | 0 | 0 | 0 | 0 | 0 | 0
Friday | 9 | 30 | 19 | 6547 | 0 | 0 | 0 | 0 | 0 | 0 | 0 | 0 | 0 | 0 | 0 | 0 | 0 | 0 | 0 | 0 | 0 | 0 | 0 | 0 | 0 |  | 0 | 0 | 0 | 0 | 0 | 0 | 0 | 0 |  |  |  |  | 0 | 0 | 0 | 0 | 0 | 0 | 1 | 0 |  | 1 | 1 | 1 | 1 | #VALUE! | #VALUE! | 0 | 0 | 0 | 0 | 0 | 0 | 0 | 0 | 0 | 0 | 0 | 0 | 0 | 0 | 0 | 0 | 0 | 0 | 0 | 0 | 0 | 0 | 0 | 0 | 0
Friday | 9 | 30 | 20 | 6548 | 0 | 0 | 0 | 0 | 0 | 0 | 0 | 0 | 0 | 0 | 0 | 0 | 0 | 0 | 0 | 0 | 0 | 0 | 0 | 0 | 0 |  | 0 | 0 | 0 | 0 | 0 | 0 | 0 | 0 |  |  |  |  | 0 | 0 | 0 | 0 | 0 | 0 | 1 | 0 |  | 1 | 1 | 1 | 1 | #VALUE! | #VALUE! | 0 | 0 | 0 | 0 | 0 | 0 | 0 | 0 | 0 | 0 | 0 | 0 | 0 | 0 | 0 | 0 | 0 | 0 | 0 | 0 | 0 | 0 | 0 | 0 | 0
Friday | 9 | 30 | 21 | 6549 | 0 | 0 | 0 | 0 | 0 | 0 | 0 | 0 | 0 | 0 | 0 | 0 | 0 | 0 | 0 | 0 | 0 | 0 | 0 | 0 | 0 |  | 0 | 0 | 0 | 0 | 0 | 0 | 0 | 0 |  |  |  |  | 0 | 0 | 0 | 0 | 0 | 0 | 1 | 0 |  | 1 | 1 | 1 | 1 | #VALUE! | #VALUE! | 0 | 0 | 0 | 0 | 0 | 0 | 0 | 0 | 0 | 0 | 0 | 0 | 0 | 0 | 0 | 0 | 0 | 0 | 0 | 0 | 0 | 0 | 0 | 0 | 0
Friday | 9 | 30 | 22 | 6550 | 0 | 0 | 0 | 0 | 0 | 0 | 0 | 0 | 0 | 0 | 0 | 0 | 0 | 0 | 0 | 0 | 0 | 0 | 0 | 0 | 0 |  | 0 | 0 | 0 | 0 | 0 | 0 | 0 | 0 |  |  |  |  | 0 | 0 | 0 | 0 | 0 | 0 | 1 | 0 |  | 1 | 1 | 1 | 1 | #VALUE! | #VALUE! | 0 | 0 | 0 | 0 | 0 | 0 | 0 | 0 | 0 | 0 | 0 | 0 | 0 | 0 | 0 | 0 | 0 | 0 | 0 | 0 | 0 | 0 | 0 | 0 | 0
Friday | 9 | 30 | 23 | 6551 | 0 | 0 | 0 | 0 | 0 | 0 | 0 | 0 | 0 | 0 | 0 | 0 | 0 | 0 | 0 | 0 | 0 | 0 | 0 | 0 | 0 |  | 0 | 0 | 0 | 0 | 0 | 0 | 0 | 0 |  |  |  |  | 0 | 0 | 0 | 0 | 0 | 0 | 0 | 1 |  | 1 | 1 | 1 | 1 | 1 | 1 | 0 | 0 | 0 | 0 | 0 | 0 | 0 | 0 | 0 | 0 | 0 | 0 | 0 | 0 | 0 | 0 | 0 | 0 | 0 | 0 | 0 | 0 | 0 | 0 | 0
Friday | 9 | 30 | 24 | 6552 | 0 | 0 | 0 | 0 | 0 | 0 | 0 | 0 | 0 | 0 | 0 | 0 | 0 | 0 | 0 | 0 | 0 | 0 | 0 | 0 | 0 |  | 0 | 0 | 0 | 0 | 0 | 0 | 0 | 0 |  |  |  |  | 0 | 0 | 0 | 0 | 0 | 0 | 0 | 1 |  | 1 | 1 | 1 | 1 | 1 | 1 | 0 | 0 | 0 | 0 | 0 | 0 | 0 | 0 | 0 | 0 | 0 | 0 | 0 | 0 | 0 | 0 | 0 | 0 | 0 | 0 | 0 | 0 | 0 | 0 | 0
Saturday | 10 | 1 | 1 | 6553 | 0 | 0 | 0 | 0 | 0 | 0 | 0 | 0 | 0 | 0 | 0 | 0 | 0 | 0 | 0 | 0 | 0 | 0 | 0 | 0 | 0 |  | 0 | 0 | 0 | 0 | 0 | 0 | 0 | 0 |  |  |  |  | 0 | 0 | 0 | 0 | 0 | 0 | 0 | 1 |  | 1 | 1 | 1 | 1 | 1 | 1 | 0 | 0 | 0 | 0 | 0 | 0 | 0 | 0 | 0 | 0 | 0 | 0 | 0 | 0 | 0 | 0 | 0 | 0 | 0 | 0 | 0 | 0 | 0 | 0 | 0
Saturday | 10 | 1 | 2 | 6554 | 0 | 0 | 0 | 0 | 0 | 0 | 0 | 0 | 0 | 0 | 0 | 0 | 0 | 0 | 0 | 0 | 0 | 0 | 0 | 0 | 0 |  | 0 | 0 | 0 | 0 | 0 | 0 | 0 | 0 |  |  |  |  | 0 | 0 | 0 | 0 | 0 | 0 | 0 | 1 |  | 1 | 1 | 1 | 1 | 1 | 1 | 0 | 0 | 0 | 0 | 0 | 0 | 0 | 0 | 0 | 0 | 0 | 0 | 0 | 0 | 0 | 0 | 0 | 0 | 0 | 0 | 0 | 0 | 0 | 0 | 0
Saturday | 10 | 1 | 3 | 6555 | 0 | 0 | 0 | 0 | 0 | 0 | 0 | 0 | 0 | 0 | 0 | 0 | 0 | 0 | 0 | 0 | 0 | 0 | 0 | 0 | 0 |  | 0 | 0 | 0 | 0 | 0 | 0 | 0 | 0 |  |  |  |  | 0 | 0 | 0 | 0 | 0 | 0 | 0 | 1 |  | 1 | 1 | 1 | 1 | 1 | 1 | 0 | 0 | 0 | 0 | 0 | 0 | 0 | 0 | 0 | 0 | 0 | 0 | 0 | 0 | 0 | 0 | 0 | 0 | 0 | 0 | 0 | 0 | 0 | 0 | 0
Saturday | 10 | 1 | 4 | 6556 | 0 | 0 | 0 | 0 | 0 | 0 | 0 | 0 | 0 | 0 | 0 | 0 | 0 | 0 | 0 | 0 | 0 | 0 | 0 | 0 | 0 |  | 0 | 0 | 0 | 0 | 0 | 0 | 0 | 0 |  |  |  |  | 0 | 0 | 0 | 0 | 0 | 0 | 0 | 1 |  | 1 | 1 | 1 | 1 | 1 | 1 | 0 | 0 | 0 | 0 | 0 | 0 | 0 | 0 | 0 | 0 | 0 | 0 | 0 | 0 | 0 | 0 | 0 | 0 | 0 | 0 | 0 | 0 | 0 | 0 | 0
Saturday | 10 | 1 | 5 | 6557 | 0 | 0 | 0 | 0 | 0 | 0 | 0 | 0 | 0 | 0 | 0 | 0 | 0 | 0 | 0 | 0 | 0 | 0 | 0 | 0 | 0 |  | 0 | 0 | 0 | 0 | 0 | 0 | 0 | 0 |  |  |  |  | 0 | 0 | 0 | 0 | 0 | 0 | 0 | 1 |  | 1 | 1 | 1 | 1 | 1 | 1 | 0 | 0 | 0 | 0 | 0 | 0 | 0 | 0 | 0 | 0 | 0 | 0 | 0 | 0 | 0 | 0 | 0 | 0 | 0 | 0 | 0 | 0 | 0 | 0 | 0
Saturday | 10 | 1 | 6 | 6558 | 0 | 0 | 0 | 0 | 0 | 0 | 0 | 0 | 0 | 0 | 0 | 0 | 0 | 0 | 0 | 0 | 0 | 0 | 0 | 0 | 0 |  | 0 | 0 | 0 | 0 | 0 | 0 | 0 | 0 |  |  |  |  | 0 | 0 | 0 | 0 | 0 | 0 | 0 | 1 |  | 1 | 1 | 1 | 1 | 1 | 1 | 0 | 0 | 0 | 0 | 0 | 0 | 0 | 0 | 0 | 0 | 0 | 0 | 0 | 0 | 0 | 0 | 0 | 0 | 0 | 0 | 0 | 0 | 0 | 0 | 0
Saturday | 10 | 1 | 7 | 6559 | 0 | 0 | 0 | 0 | 0 | 0 | 0 | 0 | 0 | 0 | 0 | 0 | 0 | 0 | 0 | 0 | 0 | 0 | 0 | 0 | 0 |  | 0 | 0 | 0 | 0 | 0 | 0 | 0 | 0 |  |  |  |  | 0 | 0 | 0 | 0 | 0 | 0 | 0 | 1 |  | 1 | 1 | 1 | 1 | 1 | 1 | 0 | 0 | 0 | 0 | 0 | 0 | 0 | 0 | 0 | 0 | 0 | 0 | 0 | 0 | 0 | 0 | 0 | 0 | 0 | 0 | 0 | 0 | 0 | 0 | 0
Saturday | 10 | 1 | 8 | 6560 | 0 | 0 | 0 | 0 | 0 | 0 | 0 | 0 | 0 | 0 | 0 | 0 | 0 | 0 | 0 | 0 | 0 | 0 | 0 | 0 | 0 |  | 0 | 0 | 0 | 0 | 0 | 0 | 0 | 0 |  |  |  |  | 0 | 0 | 0 | 0 | 0 | 0 | 0 | 1 |  | 1 | 1 | 1 | 1 | 1 | 1 | 0 | 0 | 0 | 0 | 0 | 0 | 0 | 0 | 0 | 0 | 0 | 0 | 0 | 0 | 0 | 0 | 0 | 0 | 0 | 0 | 0 | 0 | 0 | 0 | 0
Saturday | 10 | 1 | 9 | 6561 | 0 | 0 | 0 | 0 | 0 | 0 | 0 | 0 | 0 | 0 | 0 | 0 | 0 | 0 | 0 | 0 | 0 | 0 | 0 | 0 | 0 |  | 0 | 0 | 0 | 0 | 0 | 0 | 0 | 0 |  |  |  |  | 0 | 0 | 0 | 0 | 0 | 0 | 0 | 1 |  | 1 | 1 | 1 | 1 | 1 | 1 | 0 | 0 | 0 | 0 | 0 | 0 | 0 | 0 | 0 | 0 | 0 | 0 | 0 | 0 | 0 | 0 | 0 | 0 | 0 | 0 | 0 | 0 | 0 | 0 | 0
Saturday | 10 | 1 | 10 | 6562 | 0 | 0 | 0 | 0 | 0 | 0 | 0 | 0 | 0 | 0 | 0 | 0 | 0 | 0 | 0 | 0 | 0 | 0 | 0 | 0 | 0 |  | 0 | 0 | 0 | 0 | 0 | 0 | 0 | 0 |  |  |  |  | 0 | 0 | 0 | 0 | 0 | 0 | 0 | 1 |  | 1 | 1 | 1 | 1 | 1 | 1 | 0 | 0 | 0 | 0 | 0 | 0 | 0 | 0 | 0 | 0 | 0 | 0 | 0 | 0 | 0 | 0 | 0 | 0 | 0 | 0 | 0 | 0 | 0 | 0 | 0
Saturday | 10 | 1 | 11 | 6563 | 0 | 0 | 0 | 0 | 0 | 0 | 0 | 0 | 0 | 0 | 0 | 0 | 0 | 0 | 0 | 0 | 0 | 0 | 0 | 0 | 0 |  | 0 | 0 | 0 | 0 | 0 | 0 | 0 | 0 |  |  |  |  | 0 | 0 | 0 | 0 | 0 | 0 | 0 | 1 |  | 1 | 1 | 1 | 1 | 1 | 1 | 0 | 0 | 0 | 0 | 0 | 0 | 0 | 0 | 0 | 0 | 0 | 0 | 0 | 0 | 0 | 0 | 0 | 0 | 0 | 0 | 0 | 0 | 0 | 0 | 0
Saturday | 10 | 1 | 12 | 6564 | 0 | 0 | 0 | 0 | 0 | 0 | 0 | 0 | 0 | 0 | 0 | 0 | 0 | 0 | 0 | 0 | 0 | 0 | 0 | 0 | 0 |  | 0 | 0 | 0 | 0 | 0 | 0 | 0 | 0 |  |  |  |  | 0 | 0 | 0 | 0 | 0 | 0 | 0 | 1 |  | 1 | 1 | 1 | 1 | 1 | 1 | 0 | 0 | 0 | 0 | 0 | 0 | 0 | 0 | 0 | 0 | 0 | 0 | 0 | 0 | 0 | 0 | 0 | 0 | 0 | 0 | 0 | 0 | 0 | 0 | 0
Saturday | 10 | 1 | 13 | 6565 | 0 | 0 | 0 | 0 | 0 | 0 | 0 | 0 | 0 | 0 | 0 | 0 | 0 | 0 | 0 | 0 | 0 | 0 | 0 | 0 | 0 |  | 0 | 0 | 0 | 0 | 0 | 0 | 0 | 0 |  |  |  |  | 0 | 0 | 0 | 0 | 0 | 0 | 0 | 1 |  | 1 | 1 | 1 | 1 | 1 | 1 | 0 | 0 | 0 | 0 | 0 | 0 | 0 | 0 | 0 | 0 | 0 | 0 | 0 | 0 | 0 | 0 | 0 | 0 | 0 | 0 | 0 | 0 | 0 | 0 | 0
Saturday | 10 | 1 | 14 | 6566 | 0 | 0 | 0 | 0 | 0 | 0 | 0 | 0 | 0 | 0 | 0 | 0 | 0 | 0 | 0 | 0 | 0 | 0 | 0 | 0 | 0 |  | 0 | 0 | 0 | 0 | 0 | 0 | 0 | 0 |  |  |  |  | 0 | 0 | 0 | 0 | 0 | 0 | 0 | 1 |  | 1 | 1 | 1 | 1 | 1 | 1 | 0 | 0 | 0 | 0 | 0 | 0 | 0 | 0 | 0 | 0 | 0 | 0 | 0 | 0 | 0 | 0 | 0 | 0 | 0 | 0 | 0 | 0 | 0 | 0 | 0
Saturday | 10 | 1 | 15 | 6567 | 0 | 0 | 0 | 0 | 0 | 0 | 0 | 0 | 0 | 0 | 0 | 0 | 0 | 0 | 0 | 0 | 0 | 0 | 0 | 0 | 0 |  | 0 | 0 | 0 | 0 | 0 | 0 | 0 | 0 |  |  |  |  | 0 | 0 | 0 | 0 | 0 | 0 | 0 | 1 |  | 1 | 1 | 1 | 1 | 1 | 1 | 0 | 0 | 0 | 0 | 0 | 0 | 0 | 0 | 0 | 0 | 0 | 0 | 0 | 0 | 0 | 0 | 0 | 0 | 0 | 0 | 0 | 0 | 0 | 0 | 0
Saturday | 10 | 1 | 16 | 6568 | 0 | 0 | 0 | 0 | 0 | 0 | 0 | 0 | 0 | 0 | 0 | 0 | 0 | 0 | 0 | 0 | 0 | 0 | 0 | 0 | 0 |  | 0 | 0 | 0 | 0 | 0 | 0 | 0 | 0 |  |  |  |  | 0 | 0 | 0 | 0 | 0 | 0 | 0 | 1 |  | 1 | 1 | 1 | 1 | 1 | 1 | 0 | 0 | 0 | 0 | 0 | 0 | 0 | 0 | 0 | 0 | 0 | 0 | 0 | 0 | 0 | 0 | 0 | 0 | 0 | 0 | 0 | 0 | 0 | 0 | 0
Saturday | 10 | 1 | 17 | 6569 | 0 | 0 | 0 | 0 | 0 | 0 | 0 | 0 | 0 | 0 | 0 | 0 | 0 | 0 | 0 | 0 | 0 | 0 | 0 | 0 | 0 |  | 0 | 0 | 0 | 0 | 0 | 0 | 0 | 0 |  |  |  |  | 0 | 0 | 0 | 0 | 0 | 0 | 0 | 1 |  | 1 | 1 | 1 | 1 | 1 | 1 | 0 | 0 | 0 | 0 | 0 | 0 | 0 | 0 | 0 | 0 | 0 | 0 | 0 | 0 | 0 | 0 | 0 | 0 | 0 | 0 | 0 | 0 | 0 | 0 | 0
Saturday | 10 | 1 | 18 | 6570 | 0 | 0 | 0 | 0 | 0 | 0 | 0 | 0 | 0 | 0 | 0 | 0 | 0 | 0 | 0 | 0 | 0 | 0 | 0 | 0 | 0 |  | 0 | 0 | 0 | 0 | 0 | 0 | 0 | 0 |  |  |  |  | 0 | 0 | 0 | 0 | 0 | 0 | 0 | 1 |  | 1 | 1 | 1 | 1 | 1 | 1 | 0 | 0 | 0 | 0 | 0 | 0 | 0 | 0 | 0 | 0 | 0 | 0 | 0 | 0 | 0 | 0 | 0 | 0 | 0 | 0 | 0 | 0 | 0 | 0 | 0
Saturday | 10 | 1 | 19 | 6571 | 0 | 0 | 0 | 0 | 0 | 0 | 0 | 0 | 0 | 0 | 0 | 0 | 0 | 0 | 0 | 0 | 0 | 0 | 0 | 0 | 0 |  | 0 | 0 | 0 | 0 | 0 | 0 | 0 | 0 |  |  |  |  | 0 | 0 | 0 | 0 | 0 | 0 | 0 | 1 |  | 1 | 1 | 1 | 1 | 1 | 1 | 0 | 0 | 0 | 0 | 0 | 0 | 0 | 0 | 0 | 0 | 0 | 0 | 0 | 0 | 0 | 0 | 0 | 0 | 0 | 0 | 0 | 0 | 0 | 0 | 0
Saturday | 10 | 1 | 20 | 6572 | 0 | 0 | 0 | 0 | 0 | 0 | 0 | 0 | 0 | 0 | 0 | 0 | 0 | 0 | 0 | 0 | 0 | 0 | 0 | 0 | 0 |  | 0 | 0 | 0 | 0 | 0 | 0 | 0 | 0 |  |  |  |  | 0 | 0 | 0 | 0 | 0 | 0 | 0 | 1 |  | 1 | 1 | 1 | 1 | 1 | 1 | 0 | 0 | 0 | 0 | 0 | 0 | 0 | 0 | 0 | 0 | 0 | 0 | 0 | 0 | 0 | 0 | 0 | 0 | 0 | 0 | 0 | 0 | 0 | 0 | 0
Saturday | 10 | 1 | 21 | 6573 | 0 | 0 | 0 | 0 | 0 | 0 | 0 | 0 | 0 | 0 | 0 | 0 | 0 | 0 | 0 | 0 | 0 | 0 | 0 | 0 | 0 |  | 0 | 0 | 0 | 0 | 0 | 0 | 0 | 0 |  |  |  |  | 0 | 0 | 0 | 0 | 0 | 0 | 0 | 1 |  | 1 | 1 | 1 | 1 | 1 | 1 | 0 | 0 | 0 | 0 | 0 | 0 | 0 | 0 | 0 | 0 | 0 | 0 | 0 | 0 | 0 | 0 | 0 | 0 | 0 | 0 | 0 | 0 | 0 | 0 | 0
Saturday | 10 | 1 | 22 | 6574 | 0 | 0 | 0 | 0 | 0 | 0 | 0 | 0 | 0 | 0 | 0 | 0 | 0 | 0 | 0 | 0 | 0 | 0 | 0 | 0 | 0 |  | 0 | 0 | 0 | 0 | 0 | 0 | 0 | 0 |  |  |  |  | 0 | 0 | 0 | 0 | 0 | 0 | 0 | 1 |  | 1 | 1 | 1 | 1 | 1 | 1 | 0 | 0 | 0 | 0 | 0 | 0 | 0 | 0 | 0 | 0 | 0 | 0 | 0 | 0 | 0 | 0 | 0 | 0 | 0 | 0 | 0 | 0 | 0 | 0 | 0
Saturday | 10 | 1 | 23 | 6575 | 0 | 0 | 0 | 0 | 0 | 0 | 0 | 0 | 0 | 0 | 0 | 0 | 0 | 0 | 0 | 0 | 0 | 0 | 0 | 0 | 0 |  | 0 | 0 | 0 | 0 | 0 | 0 | 0 | 0 |  |  |  |  | 0 | 0 | 0 | 0 | 0 | 0 | 0 | 1 |  | 1 | 1 | 1 | 1 | 1 | 1 | 0 | 0 | 0 | 0 | 0 | 0 | 0 | 0 | 0 | 0 | 0 | 0 | 0 | 0 | 0 | 0 | 0 | 0 | 0 | 0 | 0 | 0 | 0 | 0 | 0
Saturday | 10 | 1 | 24 | 6576 | 0 | 0 | 0 | 0 | 0 | 0 | 0 | 0 | 0 | 0 | 0 | 0 | 0 | 0 | 0 | 0 | 0 | 0 | 0 | 0 | 0 |  | 0 | 0 | 0 | 0 | 0 | 0 | 0 | 0 |  |  |  |  | 0 | 0 | 0 | 0 | 0 | 0 | 0 | 1 |  | 1 | 1 | 1 | 1 | 1 | 1 | 0 | 0 | 0 | 0 | 0 | 0 | 0 | 0 | 0 | 0 | 0 | 0 | 0 | 0 | 0 | 0 | 0 | 0 | 0 | 0 | 0 | 0 | 0 | 0 | 0
Sunday | 10 | 2 | 1 | 6577 | 0 | 0 | 0 | 0 | 0 | 0 | 0 | 0 | 0 | 0 | 0 | 0 | 0 | 0 | 0 | 0 | 0 | 0 | 0 | 0 | 0 |  | 0 | 0 | 0 | 0 | 0 | 0 | 0 | 0 |  |  |  |  | 0 | 0 | 0 | 0 | 0 | 0 | 0 | 1 |  | 1 | 1 | 1 | 1 | 1 | 1 | 0 | 0 | 0 | 0 | 0 | 0 | 0 | 0 | 0 | 0 | 0 | 0 | 0 | 0 | 0 | 0 | 0 | 0 | 0 | 0 | 0 | 0 | 0 | 0 | 0
Sunday | 10 | 2 | 2 | 6578 | 0 | 0 | 0 | 0 | 0 | 0 | 0 | 0 | 0 | 0 | 0 | 0 | 0 | 0 | 0 | 0 | 0 | 0 | 0 | 0 | 0 |  | 0 | 0 | 0 | 0 | 0 | 0 | 0 | 0 |  |  |  |  | 0 | 0 | 0 | 0 | 0 | 0 | 0 | 1 |  | 1 | 1 | 1 | 1 | 1 | 1 | 0 | 0 | 0 | 0 | 0 | 0 | 0 | 0 | 0 | 0 | 0 | 0 | 0 | 0 | 0 | 0 | 0 | 0 | 0 | 0 | 0 | 0 | 0 | 0 | 0
Sunday | 10 | 2 | 3 | 6579 | 0 | 0 | 0 | 0 | 0 | 0 | 0 | 0 | 0 | 0 | 0 | 0 | 0 | 0 | 0 | 0 | 0 | 0 | 0 | 0 | 0 |  | 0 | 0 | 0 | 0 | 0 | 0 | 0 | 0 |  |  |  |  | 0 | 0 | 0 | 0 | 0 | 0 | 0 | 1 |  | 1 | 1 | 1 | 1 | 1 | 1 | 0 | 0 | 0 | 0 | 0 | 0 | 0 | 0 | 0 | 0 | 0 | 0 | 0 | 0 | 0 | 0 | 0 | 0 | 0 | 0 | 0 | 0 | 0 | 0 | 0
Sunday | 10 | 2 | 4 | 6580 | 0 | 0 | 0 | 0 | 0 | 0 | 0 | 0 | 0 | 0 | 0 | 0 | 0 | 0 | 0 | 0 | 0 | 0 | 0 | 0 | 0 |  | 0 | 0 | 0 | 0 | 0 | 0 | 0 | 0 |  |  |  |  | 0 | 0 | 0 | 0 | 0 | 0 | 0 | 1 |  | 1 | 1 | 1 | 1 | 1 | 1 | 0 | 0 | 0 | 0 | 0 | 0 | 0 | 0 | 0 | 0 | 0 | 0 | 0 | 0 | 0 | 0 | 0 | 0 | 0 | 0 | 0 | 0 | 0 | 0 | 0
Sunday | 10 | 2 | 5 | 6581 | 0 | 0 | 0 | 0 | 0 | 0 | 0 | 0 | 0 | 0 | 0 | 0 | 0 | 0 | 0 | 0 | 0 | 0 | 0 | 0 | 0 |  | 0 | 0 | 0 | 0 | 0 | 0 | 0 | 0 |  |  |  |  | 0 | 0 | 0 | 0 | 0 | 0 | 0 | 1 |  | 1 | 1 | 1 | 1 | 1 | 1 | 0 | 0 | 0 | 0 | 0 | 0 | 0 | 0 | 0 | 0 | 0 | 0 | 0 | 0 | 0 | 0 | 0 | 0 | 0 | 0 | 0 | 0 | 0 | 0 | 0
Sunday | 10 | 2 | 6 | 6582 | 0 | 0 | 0 | 0 | 0 | 0 | 0 | 0 | 0 | 0 | 0 | 0 | 0 | 0 | 0 | 0 | 0 | 0 | 0 | 0 | 0 |  | 0 | 0 | 0 | 0 | 0 | 0 | 0 | 0 |  |  |  |  | 0 | 0 | 0 | 0 | 0 | 0 | 0 | 1 |  | 1 | 1 | 1 | 1 | 1 | 1 | 0 | 0 | 0 | 0 | 0 | 0 | 0 | 0 | 0 | 0 | 0 | 0 | 0 | 0 | 0 | 0 | 0 | 0 | 0 | 0 | 0 | 0 | 0 | 0 | 0
Sunday | 10 | 2 | 7 | 6583 | 0 | 0 | 0 | 0 | 0 | 0 | 0 | 0 | 0 | 0 | 0 | 0 | 0 | 0 | 0 | 0 | 0 | 0 | 0 | 0 | 0 |  | 0 | 0 | 0 | 0 | 0 | 0 | 0 | 0 |  |  |  |  | 0 | 0 | 0 | 0 | 0 | 0 | 0 | 1 |  | 1 | 1 | 1 | 1 | 1 | 1 | 0 | 0 | 0 | 0 | 0 | 0 | 0 | 0 | 0 | 0 | 0 | 0 | 0 | 0 | 0 | 0 | 0 | 0 | 0 | 0 | 0 | 0 | 0 | 0 | 0
Sunday | 10 | 2 | 8 | 6584 | 0 | 0 | 0 | 0 | 0 | 0 | 0 | 0 | 0 | 0 | 0 | 0 | 0 | 0 | 0 | 0 | 0 | 0 | 0 | 0 | 0 |  | 0 | 0 | 0 | 0 | 0 | 0 | 0 | 0 |  |  |  |  | 0 | 0 | 0 | 0 | 0 | 0 | 0 | 1 |  | 1 | 1 | 1 | 1 | 1 | 1 | 0 | 0 | 0 | 0 | 0 | 0 | 0 | 0 | 0 | 0 | 0 | 0 | 0 | 0 | 0 | 0 | 0 | 0 | 0 | 0 | 0 | 0 | 0 | 0 | 0
Sunday | 10 | 2 | 9 | 6585 | 0 | 0 | 0 | 0 | 0 | 0 | 0 | 0 | 0 | 0 | 0 | 0 | 0 | 0 | 0 | 0 | 0 | 0 | 0 | 0 | 0 |  | 0 | 0 | 0 | 0 | 0 | 0 | 0 | 0 |  |  |  |  | 0 | 0 | 0 | 0 | 0 | 0 | 0 | 1 |  | 1 | 1 | 1 | 1 | 1 | 1 | 0 | 0 | 0 | 0 | 0 | 0 | 0 | 0 | 0 | 0 | 0 | 0 | 0 | 0 | 0 | 0 | 0 | 0 | 0 | 0 | 0 | 0 | 0 | 0 | 0
Sunday | 10 | 2 | 10 | 6586 | 0 | 0 | 0 | 0 | 0 | 0 | 0 | 0 | 0 | 0 | 0 | 0 | 0 | 0 | 0 | 0 | 0 | 0 | 0 | 0 | 0 |  | 0 | 0 | 0 | 0 | 0 | 0 | 0 | 0 |  |  |  |  | 0 | 0 | 0 | 0 | 0 | 0 | 0 | 1 |  | 1 | 1 | 1 | 1 | 1 | 1 | 0 | 0 | 0 | 0 | 0 | 0 | 0 | 0 | 0 | 0 | 0 | 0 | 0 | 0 | 0 | 0 | 0 | 0 | 0 | 0 | 0 | 0 | 0 | 0 | 0
Sunday | 10 | 2 | 11 | 6587 | 0 | 0 | 0 | 0 | 0 | 0 | 0 | 0 | 0 | 0 | 0 | 0 | 0 | 0 | 0 | 0 | 0 | 0 | 0 | 0 | 0 |  | 0 | 0 | 0 | 0 | 0 | 0 | 0 | 0 |  |  |  |  | 0 | 0 | 0 | 0 | 0 | 0 | 0 | 1 |  | 1 | 1 | 1 | 1 | 1 | 1 | 0 | 0 | 0 | 0 | 0 | 0 | 0 | 0 | 0 | 0 | 0 | 0 | 0 | 0 | 0 | 0 | 0 | 0 | 0 | 0 | 0 | 0 | 0 | 0 | 0
Sunday | 10 | 2 | 12 | 6588 | 0 | 0 | 0 | 0 | 0 | 0 | 0 | 0 | 0 | 0 | 0 | 0 | 0 | 0 | 0 | 0 | 0 | 0 | 0 | 0 | 0 |  | 0 | 0 | 0 | 0 | 0 | 0 | 0 | 0 |  |  |  |  | 0 | 0 | 0 | 0 | 0 | 0 | 0 | 1 |  | 1 | 1 | 1 | 1 | 1 | 1 | 0 | 0 | 0 | 0 | 0 | 0 | 0 | 0 | 0 | 0 | 0 | 0 | 0 | 0 | 0 | 0 | 0 | 0 | 0 | 0 | 0 | 0 | 0 | 0 | 0
Sunday | 10 | 2 | 13 | 6589 | 0 | 0 | 0 | 0 | 0 | 0 | 0 | 0 | 0 | 0 | 0 | 0 | 0 | 0 | 0 | 0 | 0 | 0 | 0 | 0 | 0 |  | 0 | 0 | 0 | 0 | 0 | 0 | 0 | 0 |  |  |  |  | 0 | 0 | 0 | 0 | 0 | 0 | 0 | 1 |  | 1 | 1 | 1 | 1 | 1 | 1 | 0 | 0 | 0 | 0 | 0 | 0 | 0 | 0 | 0 | 0 | 0 | 0 | 0 | 0 | 0 | 0 | 0 | 0 | 0 | 0 | 0 | 0 | 0 | 0 | 0
Sunday | 10 | 2 | 14 | 6590 | 0 | 0 | 0 | 0 | 0 | 0 | 0 | 0 | 0 | 0 | 0 | 0 | 0 | 0 | 0 | 0 | 0 | 0 | 0 | 0 | 0 |  | 0 | 0 | 0 | 0 | 0 | 0 | 0 | 0 |  |  |  |  | 0 | 0 | 0 | 0 | 0 | 0 | 0 | 1 |  | 1 | 1 | 1 | 1 | 1 | 1 | 0 | 0 | 0 | 0 | 0 | 0 | 0 | 0 | 0 | 0 | 0 | 0 | 0 | 0 | 0 | 0 | 0 | 0 | 0 | 0 | 0 | 0 | 0 | 0 | 0
Sunday | 10 | 2 | 15 | 6591 | 0 | 0 | 0 | 0 | 0 | 0 | 0 | 0 | 0 | 0 | 0 | 0 | 0 | 0 | 0 | 0 | 0 | 0 | 0 | 0 | 0 |  | 0 | 0 | 0 | 0 | 0 | 0 | 0 | 0 |  |  |  |  | 0 | 0 | 0 | 0 | 0 | 0 | 0 | 1 |  | 1 | 1 | 1 | 1 | 1 | 1 | 0 | 0 | 0 | 0 | 0 | 0 | 0 | 0 | 0 | 0 | 0 | 0 | 0 | 0 | 0 | 0 | 0 | 0 | 0 | 0 | 0 | 0 | 0 | 0 | 0
Sunday | 10 | 2 | 16 | 6592 | 0 | 0 | 0 | 0 | 0 | 0 | 0 | 0 | 0 | 0 | 0 | 0 | 0 | 0 | 0 | 0 | 0 | 0 | 0 | 0 | 0 |  | 0 | 0 | 0 | 0 | 0 | 0 | 0 | 0 |  |  |  |  | 0 | 0 | 0 | 0 | 0 | 0 | 0 | 1 |  | 1 | 1 | 1 | 1 | 1 | 1 | 0 | 0 | 0 | 0 | 0 | 0 | 0 | 0 | 0 | 0 | 0 | 0 | 0 | 0 | 0 | 0 | 0 | 0 | 0 | 0 | 0 | 0 | 0 | 0 | 0
Sunday | 10 | 2 | 17 | 6593 | 0 | 0 | 0 | 0 | 0 | 0 | 0 | 0 | 0 | 0 | 0 | 0 | 0 | 0 | 0 | 0 | 0 | 0 | 0 | 0 | 0 |  | 0 | 0 | 0 | 0 | 0 | 0 | 0 | 0 |  |  |  |  | 0 | 0 | 0 | 0 | 0 | 0 | 0 | 1 |  | 1 | 1 | 1 | 1 | 1 | 1 | 0 | 0 | 0 | 0 | 0 | 0 | 0 | 0 | 0 | 0 | 0 | 0 | 0 | 0 | 0 | 0 | 0 | 0 | 0 | 0 | 0 | 0 | 0 | 0 | 0
Sunday | 10 | 2 | 18 | 6594 | 0 | 0 | 0 | 0 | 0 | 0 | 0 | 0 | 0 | 0 | 0 | 0 | 0 | 0 | 0 | 0 | 0 | 0 | 0 | 0 | 0 |  | 0 | 0 | 0 | 0 | 0 | 0 | 0 | 0 |  |  |  |  | 0 | 0 | 0 | 0 | 0 | 0 | 0 | 1 |  | 1 | 1 | 1 | 1 | 1 | 1 | 0 | 0 | 0 | 0 | 0 | 0 | 0 | 0 | 0 | 0 | 0 | 0 | 0 | 0 | 0 | 0 | 0 | 0 | 0 | 0 | 0 | 0 | 0 | 0 | 0
Sunday | 10 | 2 | 19 | 6595 | 0 | 0 | 0 | 0 | 0 | 0 | 0 | 0 | 0 | 0 | 0 | 0 | 0 | 0 | 0 | 0 | 0 | 0 | 0 | 0 | 0 |  | 0 | 0 | 0 | 0 | 0 | 0 | 0 | 0 |  |  |  |  | 0 | 0 | 0 | 0 | 0 | 0 | 0 | 1 |  | 1 | 1 | 1 | 1 | 1 | 1 | 0 | 0 | 0 | 0 | 0 | 0 | 0 | 0 | 0 | 0 | 0 | 0 | 0 | 0 | 0 | 0 | 0 | 0 | 0 | 0 | 0 | 0 | 0 | 0 | 0
Sunday | 10 | 2 | 20 | 6596 | 0 | 0 | 0 | 0 | 0 | 0 | 0 | 0 | 0 | 0 | 0 | 0 | 0 | 0 | 0 | 0 | 0 | 0 | 0 | 0 | 0 |  | 0 | 0 | 0 | 0 | 0 | 0 | 0 | 0 |  |  |  |  | 0 | 0 | 0 | 0 | 0 | 0 | 0 | 1 |  | 1 | 1 | 1 | 1 | 1 | 1 | 0 | 0 | 0 | 0 | 0 | 0 | 0 | 0 | 0 | 0 | 0 | 0 | 0 | 0 | 0 | 0 | 0 | 0 | 0 | 0 | 0 | 0 | 0 | 0 | 0
Sunday | 10 | 2 | 21 | 6597 | 0 | 0 | 0 | 0 | 0 | 0 | 0 | 0 | 0 | 0 | 0 | 0 | 0 | 0 | 0 | 0 | 0 | 0 | 0 | 0 | 0 |  | 0 | 0 | 0 | 0 | 0 | 0 | 0 | 0 |  |  |  |  | 0 | 0 | 0 | 0 | 0 | 0 | 0 | 1 |  | 1 | 1 | 1 | 1 | 1 | 1 | 0 | 0 | 0 | 0 | 0 | 0 | 0 | 0 | 0 | 0 | 0 | 0 | 0 | 0 | 0 | 0 | 0 | 0 | 0 | 0 | 0 | 0 | 0 | 0 | 0
Sunday | 10 | 2 | 22 | 6598 | 0 | 0 | 0 | 0 | 0 | 0 | 0 | 0 | 0 | 0 | 0 | 0 | 0 | 0 | 0 | 0 | 0 | 0 | 0 | 0 | 0 |  | 0 | 0 | 0 | 0 | 0 | 0 | 0 | 0 |  |  |  |  | 0 | 0 | 0 | 0 | 0 | 0 | 0 | 1 |  | 1 | 1 | 1 | 1 | 1 | 1 | 0 | 0 | 0 | 0 | 0 | 0 | 0 | 0 | 0 | 0 | 0 | 0 | 0 | 0 | 0 | 0 | 0 | 0 | 0 | 0 | 0 | 0 | 0 | 0 | 0
Sunday | 10 | 2 | 23 | 6599 | 0 | 0 | 0 | 0 | 0 | 0 | 0 | 0 | 0 | 0 | 0 | 0 | 0 | 0 | 0 | 0 | 0 | 0 | 0 | 0 | 0 |  | 0 | 0 | 0 | 0 | 0 | 0 | 0 | 0 |  |  |  |  | 0 | 0 | 0 | 0 | 0 | 0 | 0 | 1 |  | 1 | 1 | 1 | 1 | 1 | 1 | 0 | 0 | 0 | 0 | 0 | 0 | 0 | 0 | 0 | 0 | 0 | 0 | 0 | 0 | 0 | 0 | 0 | 0 | 0 | 0 | 0 | 0 | 0 | 0 | 0
Sunday | 10 | 2 | 24 | 6600 | 0 | 0 | 0 | 0 | 0 | 0 | 0 | 0 | 0 | 0 | 0 | 0 | 0 | 0 | 0 | 0 | 0 | 0 | 0 | 0 | 0 |  | 0 | 0 | 0 | 0 | 0 | 0 | 0 | 0 |  |  |  |  | 0 | 0 | 0 | 0 | 0 | 0 | 0 | 1 |  | 1 | 1 | 1 | 1 | 1 | 1 | 0 | 0 | 0 | 0 | 0 | 0 | 0 | 0 | 0 | 0 | 0 | 0 | 0 | 0 | 0 | 0 | 0 | 0 | 0 | 0 | 0 | 0 | 0 | 0 | 0
Monday | 10 | 3 | 1 | 6601 | 0 | 0 | 0 | 0 | 0 | 0 | 0 | 0 | 0 | 0 | 0 | 0 | 0 | 0 | 0 | 0 | 0 | 0 | 0 | 0 | 0 |  | 0 | 0 | 0 | 0 | 0 | 0 | 0 | 0 |  |  |  |  | 0 | 0 | 0 | 0 | 0 | 0 | 0 | 1 |  | 1 | 1 | 1 | 1 | 1 | 1 | 0 | 0 | 0 | 0 | 0 | 0 | 0 | 0 | 0 | 0 | 0 | 0 | 0 | 0 | 0 | 0 | 0 | 0 | 0 | 0 | 0 | 0 | 0 | 0 | 0
Monday | 10 | 3 | 2 | 6602 | 0 | 0 | 0 | 0 | 0 | 0 | 0 | 0 | 0 | 0 | 0 | 0 | 0 | 0 | 0 | 0 | 0 | 0 | 0 | 0 | 0 |  | 0 | 0 | 0 | 0 | 0 | 0 | 0 | 0 |  |  |  |  | 0 | 0 | 0 | 0 | 0 | 0 | 0 | 1 |  | 1 | 1 | 1 | 1 | 1 | 1 | 0 | 0 | 0 | 0 | 0 | 0 | 0 | 0 | 0 | 0 | 0 | 0 | 0 | 0 | 0 | 0 | 0 | 0 | 0 | 0 | 0 | 0 | 0 | 0 | 0
Monday | 10 | 3 | 3 | 6603 | 0 | 0 | 0 | 0 | 0 | 0 | 0 | 0 | 0 | 0 | 0 | 0 | 0 | 0 | 0 | 0 | 0 | 0 | 0 | 0 | 0 |  | 0 | 0 | 0 | 0 | 0 | 0 | 0 | 0 |  |  |  |  | 0 | 0 | 0 | 0 | 0 | 0 | 0 | 1 |  | 1 | 1 | 1 | 1 | 1 | 1 | 0 | 0 | 0 | 0 | 0 | 0 | 0 | 0 | 0 | 0 | 0 | 0 | 0 | 0 | 0 | 0 | 0 | 0 | 0 | 0 | 0 | 0 | 0 | 0 | 0
Monday | 10 | 3 | 4 | 6604 | 0 | 0 | 0 | 0 | 0 | 0 | 0 | 0 | 0 | 0 | 0 | 0 | 0 | 0 | 0 | 0 | 0 | 0 | 0 | 0 | 0 |  | 0 | 0 | 0 | 0 | 0 | 0 | 0 | 0 |  |  |  |  | 0 | 0 | 0 | 0 | 0 | 0 | 0 | 1 |  | 1 | 1 | 1 | 1 | 1 | 1 | 0 | 0 | 0 | 0 | 0 | 0 | 0 | 0 | 0 | 0 | 0 | 0 | 0 | 0 | 0 | 0 | 0 | 0 | 0 | 0 | 0 | 0 | 0 | 0 | 0
Monday | 10 | 3 | 5 | 6605 | 0 | 0 | 0 | 0 | 0 | 0 | 0 | 0 | 0 | 0 | 0 | 0 | 0 | 0 | 0 | 0 | 0 | 0 | 0 | 0 | 0 |  | 0 | 0 | 0 | 0 | 0 | 0 | 0 | 0 |  |  |  |  | 0 | 0 | 0 | 0 | 0 | 0 | 0 | 1 |  | 1 | 1 | 1 | 1 | 1 | 1 | 0 | 0 | 0 | 0 | 0 | 0 | 0 | 0 | 0 | 0 | 0 | 0 | 0 | 0 | 0 | 0 | 0 | 0 | 0 | 0 | 0 | 0 | 0 | 0 | 0
Monday | 10 | 3 | 6 | 6606 | 0 | 0 | 0 | 0 | 0 | 0 | 0 | 0 | 0 | 0 | 0 | 0 | 0 | 0 | 0 | 0 | 0 | 0 | 0 | 0 | 0 |  | 0 | 0 | 0 | 0 | 0 | 0 | 0 | 0 |  |  |  |  | 0 | 0 | 0 | 0 | 0 | 0 | 0 | 1 |  | 1 | 1 | 1 | 1 | 1 | 1 | 0 | 0 | 0 | 0 | 0 | 0 | 0 | 0 | 0 | 0 | 0 | 0 | 0 | 0 | 0 | 0 | 0 | 0 | 0 | 0 | 0 | 0 | 0 | 0 | 0
Monday | 10 | 3 | 7 | 6607 | 0 | 0 | 0 | 0 | 0 | 0 | 0 | 0 | 0 | 0 | 0 | 0 | 0 | 0 | 0 | 0 | 0 | 0 | 0 | 0 | 0 |  | 0 | 0 | 0 | 0 | 0 | 0 | 0 | 0 |  |  |  |  | 0 | 0 | 0 | 0 | 0 | 0 | 0 | 1 |  | 1 | 1 | 1 | 1 | 1 | 1 | 0 | 0 | 0 | 0 | 0 | 0 | 0 | 0 | 0 | 0 | 0 | 0 | 0 | 0 | 0 | 0 | 0 | 0 | 0 | 0 | 0 | 0 | 0 | 0 | 0
Monday | 10 | 3 | 8 | 6608 | 0 | 0 | 0 | 0 | 0 | 0 | 0 | 0 | 0 | 0 | 0 | 0 | 0 | 0 | 0 | 0 | 0 | 0 | 0 | 0 | 0 |  | 0 | 0 | 0 | 0 | 0 | 0 | 0 | 0 |  |  |  |  | 0 | 0 | 0 | 0 | 0 | 0 | 1 | 0 |  | 1 | 1 | 1 | 1 | #VALUE! | #VALUE! | 0 | 0 | 0 | 0 | 0 | 0 | 0 | 0 | 0 | 0 | 0 | 0 | 0 | 0 | 0 | 0 | 0 | 0 | 0 | 0 | 0 | 0 | 0 | 0 | 0
Monday | 10 | 3 | 9 | 6609 | 0 | 0 | 0 | 0 | 0 | 0 | 0 | 0 | 0 | 0 | 0 | 0 | 0 | 0 | 0 | 0 | 0 | 0 | 0 | 0 | 0 |  | 0 | 0 | 0 | 0 | 0 | 0 | 0 | 0 |  |  |  |  | 0 | 0 | 0 | 0 | 0 | 0 | 1 | 0 |  | 1 | 1 | 1 | 1 | #VALUE! | #VALUE! | 0 | 0 | 0 | 0 | 0 | 0 | 0 | 0 | 0 | 0 | 0 | 0 | 0 | 0 | 0 | 0 | 0 | 0 | 0 | 0 | 0 | 0 | 0 | 0 | 0
Monday | 10 | 3 | 10 | 6610 | 0 | 0 | 0 | 0 | 0 | 0 | 0 | 0 | 0 | 0 | 0 | 0 | 0 | 0 | 0 | 0 | 0 | 0 | 0 | 0 | 0 |  | 0 | 0 | 0 | 0 | 0 | 0 | 0 | 0 |  |  |  |  | 0 | 0 | 0 | 0 | 0 | 0 | 1 | 0 |  | 1 | 1 | 1 | 1 | #VALUE! | #VALUE! | 0 | 0 | 0 | 0 | 0 | 0 | 0 | 0 | 0 | 0 | 0 | 0 | 0 | 0 | 0 | 0 | 0 | 0 | 0 | 0 | 0 | 0 | 0 | 0 | 0
Monday | 10 | 3 | 11 | 6611 | 0 | 0 | 0 | 0 | 0 | 0 | 0 | 0 | 0 | 0 | 0 | 0 | 0 | 0 | 0 | 0 | 0 | 0 | 0 | 0 | 0 |  | 0 | 0 | 0 | 0 | 0 | 0 | 0 | 0 |  |  |  |  | 0 | 0 | 0 | 0 | 0 | 0 | 1 | 0 |  | 1 | 1 | 1 | 1 | #VALUE! | #VALUE! | 0 | 0 | 0 | 0 | 0 | 0 | 0 | 0 | 0 | 0 | 0 | 0 | 0 | 0 | 0 | 0 | 0 | 0 | 0 | 0 | 0 | 0 | 0 | 0 | 0
Monday | 10 | 3 | 12 | 6612 | 0 | 0 | 0 | 0 | 0 | 0 | 0 | 0 | 0 | 0 | 0 | 0 | 0 | 0 | 0 | 0 | 0 | 0 | 0 | 0 | 0 |  | 0 | 0 | 0 | 0 | 0 | 0 | 0 | 0 |  |  |  |  | 0 | 0 | 0 | 0 | 0 | 0 | 1 | 0 |  | 1 | 1 | 1 | 1 | #VALUE! | #VALUE! | 0 | 0 | 0 | 0 | 0 | 0 | 0 | 0 | 0 | 0 | 0 | 0 | 0 | 0 | 0 | 0 | 0 | 0 | 0 | 0 | 0 | 0 | 0 | 0 | 0
Monday | 10 | 3 | 13 | 6613 | 0 | 0 | 0 | 0 | 0 | 0 | 0 | 0 | 0 | 0 | 0 | 0 | 0 | 0 | 0 | 0 | 0 | 0 | 0 | 0 | 0 |  | 0 | 0 | 0 | 0 | 0 | 0 | 0 | 0 |  |  |  |  | 0 | 0 | 0 | 0 | 0 | 0 | 1 | 0 |  | 1 | 1 | 1 | 1 | #VALUE! | #VALUE! | 0 | 0 | 0 | 0 | 0 | 0 | 0 | 0 | 0 | 0 | 0 | 0 | 0 | 0 | 0 | 0 | 0 | 0 | 0 | 0 | 0 | 0 | 0 | 0 | 0
Monday | 10 | 3 | 14 | 6614 | 0 | 0 | 0 | 0 | 0 | 0 | 0 | 0 | 0 | 0 | 0 | 0 | 0 | 0 | 0 | 0 | 0 | 0 | 0 | 0 | 0 |  | 0 | 0 | 0 | 0 | 0 | 0 | 0 | 0 |  |  |  |  | 0 | 0 | 0 | 0 | 0 | 0 | 1 | 0 |  | 1 | 1 | 1 | 1 | #VALUE! | #VALUE! | 0 | 0 | 0 | 0 | 0 | 0 | 0 | 0 | 0 | 0 | 0 | 0 | 0 | 0 | 0 | 0 | 0 | 0 | 0 | 0 | 0 | 0 | 0 | 0 | 0
Monday | 10 | 3 | 15 | 6615 | 0 | 0 | 0 | 0 | 0 | 0 | 0 | 0 | 0 | 0 | 0 | 0 | 0 | 0 | 0 | 0 | 0 | 0 | 0 | 0 | 0 |  | 0 | 0 | 0 | 0 | 0 | 0 | 0 | 0 |  |  |  |  | 0 | 0 | 0 | 0 | 0 | 0 | 1 | 0 |  | 1 | 1 | 1 | 1 | #VALUE! | #VALUE! | 0 | 0 | 0 | 0 | 0 | 0 | 0 | 0 | 0 | 0 | 0 | 0 | 0 | 0 | 0 | 0 | 0 | 0 | 0 | 0 | 0 | 0 | 0 | 0 | 0
Monday | 10 | 3 | 16 | 6616 | 0 | 0 | 0 | 0 | 0 | 0 | 0 | 0 | 0 | 0 | 0 | 0 | 0 | 0 | 0 | 0 | 0 | 0 | 0 | 0 | 0 |  | 0 | 0 | 0 | 0 | 0 | 0 | 0 | 0 |  |  |  |  | 0 | 0 | 0 | 0 | 0 | 0 | 1 | 0 |  | 1 | 1 | 1 | 1 | #VALUE! | #VALUE! | 0 | 0 | 0 | 0 | 0 | 0 | 0 | 0 | 0 | 0 | 0 | 0 | 0 | 0 | 0 | 0 | 0 | 0 | 0 | 0 | 0 | 0 | 0 | 0 | 0
Monday | 10 | 3 | 17 | 6617 | 0 | 0 | 0 | 0 | 0 | 0 | 0 | 0 | 0 | 0 | 0 | 0 | 0 | 0 | 0 | 0 | 0 | 0 | 0 | 0 | 0 |  | 0 | 0 | 0 | 0 | 0 | 0 | 0 | 0 |  |  |  |  | 0 | 0 | 0 | 0 | 0 | 0 | 1 | 0 |  | 1 | 1 | 1 | 1 | #VALUE! | #VALUE! | 0 | 0 | 0 | 0 | 0 | 0 | 0 | 0 | 0 | 0 | 0 | 0 | 0 | 0 | 0 | 0 | 0 | 0 | 0 | 0 | 0 | 0 | 0 | 0 | 0
Monday | 10 | 3 | 18 | 6618 | 0 | 0 | 0 | 0 | 0 | 0 | 0 | 0 | 0 | 0 | 0 | 0 | 0 | 0 | 0 | 0 | 0 | 0 | 0 | 0 | 0 |  | 0 | 0 | 0 | 0 | 0 | 0 | 0 | 0 |  |  |  |  | 0 | 0 | 0 | 0 | 0 | 0 | 1 | 0 |  | 1 | 1 | 1 | 1 | #VALUE! | #VALUE! | 0 | 0 | 0 | 0 | 0 | 0 | 0 | 0 | 0 | 0 | 0 | 0 | 0 | 0 | 0 | 0 | 0 | 0 | 0 | 0 | 0 | 0 | 0 | 0 | 0
Monday | 10 | 3 | 19 | 6619 | 0 | 0 | 0 | 0 | 0 | 0 | 0 | 0 | 0 | 0 | 0 | 0 | 0 | 0 | 0 | 0 | 0 | 0 | 0 | 0 | 0 |  | 0 | 0 | 0 | 0 | 0 | 0 | 0 | 0 |  |  |  |  | 0 | 0 | 0 | 0 | 0 | 0 | 1 | 0 |  | 1 | 1 | 1 | 1 | #VALUE! | #VALUE! | 0 | 0 | 0 | 0 | 0 | 0 | 0 | 0 | 0 | 0 | 0 | 0 | 0 | 0 | 0 | 0 | 0 | 0 | 0 | 0 | 0 | 0 | 0 | 0 | 0
Monday | 10 | 3 | 20 | 6620 | 0 | 0 | 0 | 0 | 0 | 0 | 0 | 0 | 0 | 0 | 0 | 0 | 0 | 0 | 0 | 0 | 0 | 0 | 0 | 0 | 0 |  | 0 | 0 | 0 | 0 | 0 | 0 | 0 | 0 |  |  |  |  | 0 | 0 | 0 | 0 | 0 | 0 | 1 | 0 |  | 1 | 1 | 1 | 1 | #VALUE! | #VALUE! | 0 | 0 | 0 | 0 | 0 | 0 | 0 | 0 | 0 | 0 | 0 | 0 | 0 | 0 | 0 | 0 | 0 | 0 | 0 | 0 | 0 | 0 | 0 | 0 | 0
Monday | 10 | 3 | 21 | 6621 | 0 | 0 | 0 | 0 | 0 | 0 | 0 | 0 | 0 | 0 | 0 | 0 | 0 | 0 | 0 | 0 | 0 | 0 | 0 | 0 | 0 |  | 0 | 0 | 0 | 0 | 0 | 0 | 0 | 0 |  |  |  |  | 0 | 0 | 0 | 0 | 0 | 0 | 1 | 0 |  | 1 | 1 | 1 | 1 | #VALUE! | #VALUE! | 0 | 0 | 0 | 0 | 0 | 0 | 0 | 0 | 0 | 0 | 0 | 0 | 0 | 0 | 0 | 0 | 0 | 0 | 0 | 0 | 0 | 0 | 0 | 0 | 0
Monday | 10 | 3 | 22 | 6622 | 0 | 0 | 0 | 0 | 0 | 0 | 0 | 0 | 0 | 0 | 0 | 0 | 0 | 0 | 0 | 0 | 0 | 0 | 0 | 0 | 0 |  | 0 | 0 | 0 | 0 | 0 | 0 | 0 | 0 |  |  |  |  | 0 | 0 | 0 | 0 | 0 | 0 | 1 | 0 |  | 1 | 1 | 1 | 1 | #VALUE! | #VALUE! | 0 | 0 | 0 | 0 | 0 | 0 | 0 | 0 | 0 | 0 | 0 | 0 | 0 | 0 | 0 | 0 | 0 | 0 | 0 | 0 | 0 | 0 | 0 | 0 | 0
Monday | 10 | 3 | 23 | 6623 | 0 | 0 | 0 | 0 | 0 | 0 | 0 | 0 | 0 | 0 | 0 | 0 | 0 | 0 | 0 | 0 | 0 | 0 | 0 | 0 | 0 |  | 0 | 0 | 0 | 0 | 0 | 0 | 0 | 0 |  |  |  |  | 0 | 0 | 0 | 0 | 0 | 0 | 0 | 1 |  | 1 | 1 | 1 | 1 | 1 | 1 | 0 | 0 | 0 | 0 | 0 | 0 | 0 | 0 | 0 | 0 | 0 | 0 | 0 | 0 | 0 | 0 | 0 | 0 | 0 | 0 | 0 | 0 | 0 | 0 | 0
Monday | 10 | 3 | 24 | 6624 | 0 | 0 | 0 | 0 | 0 | 0 | 0 | 0 | 0 | 0 | 0 | 0 | 0 | 0 | 0 | 0 | 0 | 0 | 0 | 0 | 0 |  | 0 | 0 | 0 | 0 | 0 | 0 | 0 | 0 |  |  |  |  | 0 | 0 | 0 | 0 | 0 | 0 | 0 | 1 |  | 1 | 1 | 1 | 1 | 1 | 1 | 0 | 0 | 0 | 0 | 0 | 0 | 0 | 0 | 0 | 0 | 0 | 0 | 0 | 0 | 0 | 0 | 0 | 0 | 0 | 0 | 0 | 0 | 0 | 0 | 0
Tuesday | 10 | 4 | 1 | 6625 | 0 | 0 | 0 | 0 | 0 | 0 | 0 | 0 | 0 | 0 | 0 | 0 | 0 | 0 | 0 | 0 | 0 | 0 | 0 | 0 | 0 |  | 0 | 0 | 0 | 0 | 0 | 0 | 0 | 0 |  |  |  |  | 0 | 0 | 0 | 0 | 0 | 0 | 0 | 1 |  | 1 | 1 | 1 | 1 | 1 | 1 | 0 | 0 | 0 | 0 | 0 | 0 | 0 | 0 | 0 | 0 | 0 | 0 | 0 | 0 | 0 | 0 | 0 | 0 | 0 | 0 | 0 | 0 | 0 | 0 | 0
Tuesday | 10 | 4 | 2 | 6626 | 0 | 0 | 0 | 0 | 0 | 0 | 0 | 0 | 0 | 0 | 0 | 0 | 0 | 0 | 0 | 0 | 0 | 0 | 0 | 0 | 0 |  | 0 | 0 | 0 | 0 | 0 | 0 | 0 | 0 |  |  |  |  | 0 | 0 | 0 | 0 | 0 | 0 | 0 | 1 |  | 1 | 1 | 1 | 1 | 1 | 1 | 0 | 0 | 0 | 0 | 0 | 0 | 0 | 0 | 0 | 0 | 0 | 0 | 0 | 0 | 0 | 0 | 0 | 0 | 0 | 0 | 0 | 0 | 0 | 0 | 0
Tuesday | 10 | 4 | 3 | 6627 | 0 | 0 | 0 | 0 | 0 | 0 | 0 | 0 | 0 | 0 | 0 | 0 | 0 | 0 | 0 | 0 | 0 | 0 | 0 | 0 | 0 |  | 0 | 0 | 0 | 0 | 0 | 0 | 0 | 0 |  |  |  |  | 0 | 0 | 0 | 0 | 0 | 0 | 0 | 1 |  | 1 | 1 | 1 | 1 | 1 | 1 | 0 | 0 | 0 | 0 | 0 | 0 | 0 | 0 | 0 | 0 | 0 | 0 | 0 | 0 | 0 | 0 | 0 | 0 | 0 | 0 | 0 | 0 | 0 | 0 | 0
Tuesday | 10 | 4 | 4 | 6628 | 0 | 0 | 0 | 0 | 0 | 0 | 0 | 0 | 0 | 0 | 0 | 0 | 0 | 0 | 0 | 0 | 0 | 0 | 0 | 0 | 0 |  | 0 | 0 | 0 | 0 | 0 | 0 | 0 | 0 |  |  |  |  | 0 | 0 | 0 | 0 | 0 | 0 | 0 | 1 |  | 1 | 1 | 1 | 1 | 1 | 1 | 0 | 0 | 0 | 0 | 0 | 0 | 0 | 0 | 0 | 0 | 0 | 0 | 0 | 0 | 0 | 0 | 0 | 0 | 0 | 0 | 0 | 0 | 0 | 0 | 0
Tuesday | 10 | 4 | 5 | 6629 | 0 | 0 | 0 | 0 | 0 | 0 | 0 | 0 | 0 | 0 | 0 | 0 | 0 | 0 | 0 | 0 | 0 | 0 | 0 | 0 | 0 |  | 0 | 0 | 0 | 0 | 0 | 0 | 0 | 0 |  |  |  |  | 0 | 0 | 0 | 0 | 0 | 0 | 0 | 1 |  | 1 | 1 | 1 | 1 | 1 | 1 | 0 | 0 | 0 | 0 | 0 | 0 | 0 | 0 | 0 | 0 | 0 | 0 | 0 | 0 | 0 | 0 | 0 | 0 | 0 | 0 | 0 | 0 | 0 | 0 | 0
Tuesday | 10 | 4 | 6 | 6630 | 0 | 0 | 0 | 0 | 0 | 0 | 0 | 0 | 0 | 0 | 0 | 0 | 0 | 0 | 0 | 0 | 0 | 0 | 0 | 0 | 0 |  | 0 | 0 | 0 | 0 | 0 | 0 | 0 | 0 |  |  |  |  | 0 | 0 | 0 | 0 | 0 | 0 | 0 | 1 |  | 1 | 1 | 1 | 1 | 1 | 1 | 0 | 0 | 0 | 0 | 0 | 0 | 0 | 0 | 0 | 0 | 0 | 0 | 0 | 0 | 0 | 0 | 0 | 0 | 0 | 0 | 0 | 0 | 0 | 0 | 0
Tuesday | 10 | 4 | 7 | 6631 | 0 | 0 | 0 | 0 | 0 | 0 | 0 | 0 | 0 | 0 | 0 | 0 | 0 | 0 | 0 | 0 | 0 | 0 | 0 | 0 | 0 |  | 0 | 0 | 0 | 0 | 0 | 0 | 0 | 0 |  |  |  |  | 0 | 0 | 0 | 0 | 0 | 0 | 0 | 1 |  | 1 | 1 | 1 | 1 | 1 | 1 | 0 | 0 | 0 | 0 | 0 | 0 | 0 | 0 | 0 | 0 | 0 | 0 | 0 | 0 | 0 | 0 | 0 | 0 | 0 | 0 | 0 | 0 | 0 | 0 | 0
Tuesday | 10 | 4 | 8 | 6632 | 0 | 0 | 0 | 0 | 0 | 0 | 0 | 0 | 0 | 0 | 0 | 0 | 0 | 0 | 0 | 0 | 0 | 0 | 0 | 0 | 0 |  | 0 | 0 | 0 | 0 | 0 | 0 | 0 | 0 |  |  |  |  | 0 | 0 | 0 | 0 | 0 | 0 | 1 | 0 |  | 1 | 1 | 1 | 1 | #VALUE! | #VALUE! | 0 | 0 | 0 | 0 | 0 | 0 | 0 | 0 | 0 | 0 | 0 | 0 | 0 | 0 | 0 | 0 | 0 | 0 | 0 | 0 | 0 | 0 | 0 | 0 | 0
Tuesday | 10 | 4 | 9 | 6633 | 0 | 0 | 0 | 0 | 0 | 0 | 0 | 0 | 0 | 0 | 0 | 0 | 0 | 0 | 0 | 0 | 0 | 0 | 0 | 0 | 0 |  | 0 | 0 | 0 | 0 | 0 | 0 | 0 | 0 |  |  |  |  | 0 | 0 | 0 | 0 | 0 | 0 | 1 | 0 |  | 1 | 1 | 1 | 1 | #VALUE! | #VALUE! | 0 | 0 | 0 | 0 | 0 | 0 | 0 | 0 | 0 | 0 | 0 | 0 | 0 | 0 | 0 | 0 | 0 | 0 | 0 | 0 | 0 | 0 | 0 | 0 | 0
Tuesday | 10 | 4 | 10 | 6634 | 0 | 0 | 0 | 0 | 0 | 0 | 0 | 0 | 0 | 0 | 0 | 0 | 0 | 0 | 0 | 0 | 0 | 0 | 0 | 0 | 0 |  | 0 | 0 | 0 | 0 | 0 | 0 | 0 | 0 |  |  |  |  | 0 | 0 | 0 | 0 | 0 | 0 | 1 | 0 |  | 1 | 1 | 1 | 1 | #VALUE! | #VALUE! | 0 | 0 | 0 | 0 | 0 | 0 | 0 | 0 | 0 | 0 | 0 | 0 | 0 | 0 | 0 | 0 | 0 | 0 | 0 | 0 | 0 | 0 | 0 | 0 | 0
Tuesday | 10 | 4 | 11 | 6635 | 0 | 0 | 0 | 0 | 0 | 0 | 0 | 0 | 0 | 0 | 0 | 0 | 0 | 0 | 0 | 0 | 0 | 0 | 0 | 0 | 0 |  | 0 | 0 | 0 | 0 | 0 | 0 | 0 | 0 |  |  |  |  | 0 | 0 | 0 | 0 | 0 | 0 | 1 | 0 |  | 1 | 1 | 1 | 1 | #VALUE! | #VALUE! | 0 | 0 | 0 | 0 | 0 | 0 | 0 | 0 | 0 | 0 | 0 | 0 | 0 | 0 | 0 | 0 | 0 | 0 | 0 | 0 | 0 | 0 | 0 | 0 | 0
Tuesday | 10 | 4 | 12 | 6636 | 0 | 0 | 0 | 0 | 0 | 0 | 0 | 0 | 0 | 0 | 0 | 0 | 0 | 0 | 0 | 0 | 0 | 0 | 0 | 0 | 0 |  | 0 | 0 | 0 | 0 | 0 | 0 | 0 | 0 |  |  |  |  | 0 | 0 | 0 | 0 | 0 | 0 | 1 | 0 |  | 1 | 1 | 1 | 1 | #VALUE! | #VALUE! | 0 | 0 | 0 | 0 | 0 | 0 | 0 | 0 | 0 | 0 | 0 | 0 | 0 | 0 | 0 | 0 | 0 | 0 | 0 | 0 | 0 | 0 | 0 | 0 | 0
Tuesday | 10 | 4 | 13 | 6637 | 0 | 0 | 0 | 0 | 0 | 0 | 0 | 0 | 0 | 0 | 0 | 0 | 0 | 0 | 0 | 0 | 0 | 0 | 0 | 0 | 0 |  | 0 | 0 | 0 | 0 | 0 | 0 | 0 | 0 |  |  |  |  | 0 | 0 | 0 | 0 | 0 | 0 | 1 | 0 |  | 1 | 1 | 1 | 1 | #VALUE! | #VALUE! | 0 | 0 | 0 | 0 | 0 | 0 | 0 | 0 | 0 | 0 | 0 | 0 | 0 | 0 | 0 | 0 | 0 | 0 | 0 | 0 | 0 | 0 | 0 | 0 | 0
Tuesday | 10 | 4 | 14 | 6638 | 0 | 0 | 0 | 0 | 0 | 0 | 0 | 0 | 0 | 0 | 0 | 0 | 0 | 0 | 0 | 0 | 0 | 0 | 0 | 0 | 0 |  | 0 | 0 | 0 | 0 | 0 | 0 | 0 | 0 |  |  |  |  | 0 | 0 | 0 | 0 | 0 | 0 | 1 | 0 |  | 1 | 1 | 1 | 1 | #VALUE! | #VALUE! | 0 | 0 | 0 | 0 | 0 | 0 | 0 | 0 | 0 | 0 | 0 | 0 | 0 | 0 | 0 | 0 | 0 | 0 | 0 | 0 | 0 | 0 | 0 | 0 | 0
Tuesday | 10 | 4 | 15 | 6639 | 0 | 0 | 0 | 0 | 0 | 0 | 0 | 0 | 0 | 0 | 0 | 0 | 0 | 0 | 0 | 0 | 0 | 0 | 0 | 0 | 0 |  | 0 | 0 | 0 | 0 | 0 | 0 | 0 | 0 |  |  |  |  | 0 | 0 | 0 | 0 | 0 | 0 | 1 | 0 |  | 1 | 1 | 1 | 1 | #VALUE! | #VALUE! | 0 | 0 | 0 | 0 | 0 | 0 | 0 | 0 | 0 | 0 | 0 | 0 | 0 | 0 | 0 | 0 | 0 | 0 | 0 | 0 | 0 | 0 | 0 | 0 | 0
Tuesday | 10 | 4 | 16 | 6640 | 0 | 0 | 0 | 0 | 0 | 0 | 0 | 0 | 0 | 0 | 0 | 0 | 0 | 0 | 0 | 0 | 0 | 0 | 0 | 0 | 0 |  | 0 | 0 | 0 | 0 | 0 | 0 | 0 | 0 |  |  |  |  | 0 | 0 | 0 | 0 | 0 | 0 | 1 | 0 |  | 1 | 1 | 1 | 1 | #VALUE! | #VALUE! | 0 | 0 | 0 | 0 | 0 | 0 | 0 | 0 | 0 | 0 | 0 | 0 | 0 | 0 | 0 | 0 | 0 | 0 | 0 | 0 | 0 | 0 | 0 | 0 | 0
Tuesday | 10 | 4 | 17 | 6641 | 0 | 0 | 0 | 0 | 0 | 0 | 0 | 0 | 0 | 0 | 0 | 0 | 0 | 0 | 0 | 0 | 0 | 0 | 0 | 0 | 0 |  | 0 | 0 | 0 | 0 | 0 | 0 | 0 | 0 |  |  |  |  | 0 | 0 | 0 | 0 | 0 | 0 | 1 | 0 |  | 1 | 1 | 1 | 1 | #VALUE! | #VALUE! | 0 | 0 | 0 | 0 | 0 | 0 | 0 | 0 | 0 | 0 | 0 | 0 | 0 | 0 | 0 | 0 | 0 | 0 | 0 | 0 | 0 | 0 | 0 | 0 | 0
Tuesday | 10 | 4 | 18 | 6642 | 0 | 0 | 0 | 0 | 0 | 0 | 0 | 0 | 0 | 0 | 0 | 0 | 0 | 0 | 0 | 0 | 0 | 0 | 0 | 0 | 0 |  | 0 | 0 | 0 | 0 | 0 | 0 | 0 | 0 |  |  |  |  | 0 | 0 | 0 | 0 | 0 | 0 | 1 | 0 |  | 1 | 1 | 1 | 1 | #VALUE! | #VALUE! | 0 | 0 | 0 | 0 | 0 | 0 | 0 | 0 | 0 | 0 | 0 | 0 | 0 | 0 | 0 | 0 | 0 | 0 | 0 | 0 | 0 | 0 | 0 | 0 | 0
Tuesday | 10 | 4 | 19 | 6643 | 0 | 0 | 0 | 0 | 0 | 0 | 0 | 0 | 0 | 0 | 0 | 0 | 0 | 0 | 0 | 0 | 0 | 0 | 0 | 0 | 0 |  | 0 | 0 | 0 | 0 | 0 | 0 | 0 | 0 |  |  |  |  | 0 | 0 | 0 | 0 | 0 | 0 | 1 | 0 |  | 1 | 1 | 1 | 1 | #VALUE! | #VALUE! | 0 | 0 | 0 | 0 | 0 | 0 | 0 | 0 | 0 | 0 | 0 | 0 | 0 | 0 | 0 | 0 | 0 | 0 | 0 | 0 | 0 | 0 | 0 | 0 | 0
Tuesday | 10 | 4 | 20 | 6644 | 0 | 0 | 0 | 0 | 0 | 0 | 0 | 0 | 0 | 0 | 0 | 0 | 0 | 0 | 0 | 0 | 0 | 0 | 0 | 0 | 0 |  | 0 | 0 | 0 | 0 | 0 | 0 | 0 | 0 |  |  |  |  | 0 | 0 | 0 | 0 | 0 | 0 | 1 | 0 |  | 1 | 1 | 1 | 1 | #VALUE! | #VALUE! | 0 | 0 | 0 | 0 | 0 | 0 | 0 | 0 | 0 | 0 | 0 | 0 | 0 | 0 | 0 | 0 | 0 | 0 | 0 | 0 | 0 | 0 | 0 | 0 | 0
Tuesday | 10 | 4 | 21 | 6645 | 0 | 0 | 0 | 0 | 0 | 0 | 0 | 0 | 0 | 0 | 0 | 0 | 0 | 0 | 0 | 0 | 0 | 0 | 0 | 0 | 0 |  | 0 | 0 | 0 | 0 | 0 | 0 | 0 | 0 |  |  |  |  | 0 | 0 | 0 | 0 | 0 | 0 | 1 | 0 |  | 1 | 1 | 1 | 1 | #VALUE! | #VALUE! | 0 | 0 | 0 | 0 | 0 | 0 | 0 | 0 | 0 | 0 | 0 | 0 | 0 | 0 | 0 | 0 | 0 | 0 | 0 | 0 | 0 | 0 | 0 | 0 | 0
Tuesday | 10 | 4 | 22 | 6646 | 0 | 0 | 0 | 0 | 0 | 0 | 0 | 0 | 0 | 0 | 0 | 0 | 0 | 0 | 0 | 0 | 0 | 0 | 0 | 0 | 0 |  | 0 | 0 | 0 | 0 | 0 | 0 | 0 | 0 |  |  |  |  | 0 | 0 | 0 | 0 | 0 | 0 | 1 | 0 |  | 1 | 1 | 1 | 1 | #VALUE! | #VALUE! | 0 | 0 | 0 | 0 | 0 | 0 | 0 | 0 | 0 | 0 | 0 | 0 | 0 | 0 | 0 | 0 | 0 | 0 | 0 | 0 | 0 | 0 | 0 | 0 | 0
Tuesday | 10 | 4 | 23 | 6647 | 0 | 0 | 0 | 0 | 0 | 0 | 0 | 0 | 0 | 0 | 0 | 0 | 0 | 0 | 0 | 0 | 0 | 0 | 0 | 0 | 0 |  | 0 | 0 | 0 | 0 | 0 | 0 | 0 | 0 |  |  |  |  | 0 | 0 | 0 | 0 | 0 | 0 | 0 | 1 |  | 1 | 1 | 1 | 1 | 1 | 1 | 0 | 0 | 0 | 0 | 0 | 0 | 0 | 0 | 0 | 0 | 0 | 0 | 0 | 0 | 0 | 0 | 0 | 0 | 0 | 0 | 0 | 0 | 0 | 0 | 0
Tuesday | 10 | 4 | 24 | 6648 | 0 | 0 | 0 | 0 | 0 | 0 | 0 | 0 | 0 | 0 | 0 | 0 | 0 | 0 | 0 | 0 | 0 | 0 | 0 | 0 | 0 |  | 0 | 0 | 0 | 0 | 0 | 0 | 0 | 0 |  |  |  |  | 0 | 0 | 0 | 0 | 0 | 0 | 0 | 1 |  | 1 | 1 | 1 | 1 | 1 | 1 | 0 | 0 | 0 | 0 | 0 | 0 | 0 | 0 | 0 | 0 | 0 | 0 | 0 | 0 | 0 | 0 | 0 | 0 | 0 | 0 | 0 | 0 | 0 | 0 | 0
Wednesday | 10 | 5 | 1 | 6649 | 0 | 0 | 0 | 0 | 0 | 0 | 0 | 0 | 0 | 0 | 0 | 0 | 0 | 0 | 0 | 0 | 0 | 0 | 0 | 0 | 0 |  | 0 | 0 | 0 | 0 | 0 | 0 | 0 | 0 |  |  |  |  | 0 | 0 | 0 | 0 | 0 | 0 | 0 | 1 |  | 1 | 1 | 1 | 1 | 1 | 1 | 0 | 0 | 0 | 0 | 0 | 0 | 0 | 0 | 0 | 0 | 0 | 0 | 0 | 0 | 0 | 0 | 0 | 0 | 0 | 0 | 0 | 0 | 0 | 0 | 0
Wednesday | 10 | 5 | 2 | 6650 | 0 | 0 | 0 | 0 | 0 | 0 | 0 | 0 | 0 | 0 | 0 | 0 | 0 | 0 | 0 | 0 | 0 | 0 | 0 | 0 | 0 |  | 0 | 0 | 0 | 0 | 0 | 0 | 0 | 0 |  |  |  |  | 0 | 0 | 0 | 0 | 0 | 0 | 0 | 1 |  | 1 | 1 | 1 | 1 | 1 | 1 | 0 | 0 | 0 | 0 | 0 | 0 | 0 | 0 | 0 | 0 | 0 | 0 | 0 | 0 | 0 | 0 | 0 | 0 | 0 | 0 | 0 | 0 | 0 | 0 | 0
Wednesday | 10 | 5 | 3 | 6651 | 0 | 0 | 0 | 0 | 0 | 0 | 0 | 0 | 0 | 0 | 0 | 0 | 0 | 0 | 0 | 0 | 0 | 0 | 0 | 0 | 0 |  | 0 | 0 | 0 | 0 | 0 | 0 | 0 | 0 |  |  |  |  | 0 | 0 | 0 | 0 | 0 | 0 | 0 | 1 |  | 1 | 1 | 1 | 1 | 1 | 1 | 0 | 0 | 0 | 0 | 0 | 0 | 0 | 0 | 0 | 0 | 0 | 0 | 0 | 0 | 0 | 0 | 0 | 0 | 0 | 0 | 0 | 0 | 0 | 0 | 0
Wednesday | 10 | 5 | 4 | 6652 | 0 | 0 | 0 | 0 | 0 | 0 | 0 | 0 | 0 | 0 | 0 | 0 | 0 | 0 | 0 | 0 | 0 | 0 | 0 | 0 | 0 |  | 0 | 0 | 0 | 0 | 0 | 0 | 0 | 0 |  |  |  |  | 0 | 0 | 0 | 0 | 0 | 0 | 0 | 1 |  | 1 | 1 | 1 | 1 | 1 | 1 | 0 | 0 | 0 | 0 | 0 | 0 | 0 | 0 | 0 | 0 | 0 | 0 | 0 | 0 | 0 | 0 | 0 | 0 | 0 | 0 | 0 | 0 | 0 | 0 | 0
Wednesday | 10 | 5 | 5 | 6653 | 0 | 0 | 0 | 0 | 0 | 0 | 0 | 0 | 0 | 0 | 0 | 0 | 0 | 0 | 0 | 0 | 0 | 0 | 0 | 0 | 0 |  | 0 | 0 | 0 | 0 | 0 | 0 | 0 | 0 |  |  |  |  | 0 | 0 | 0 | 0 | 0 | 0 | 0 | 1 |  | 1 | 1 | 1 | 1 | 1 | 1 | 0 | 0 | 0 | 0 | 0 | 0 | 0 | 0 | 0 | 0 | 0 | 0 | 0 | 0 | 0 | 0 | 0 | 0 | 0 | 0 | 0 | 0 | 0 | 0 | 0
Wednesday | 10 | 5 | 6 | 6654 | 0 | 0 | 0 | 0 | 0 | 0 | 0 | 0 | 0 | 0 | 0 | 0 | 0 | 0 | 0 | 0 | 0 | 0 | 0 | 0 | 0 |  | 0 | 0 | 0 | 0 | 0 | 0 | 0 | 0 |  |  |  |  | 0 | 0 | 0 | 0 | 0 | 0 | 0 | 1 |  | 1 | 1 | 1 | 1 | 1 | 1 | 0 | 0 | 0 | 0 | 0 | 0 | 0 | 0 | 0 | 0 | 0 | 0 | 0 | 0 | 0 | 0 | 0 | 0 | 0 | 0 | 0 | 0 | 0 | 0 | 0
Wednesday | 10 | 5 | 7 | 6655 | 0 | 0 | 0 | 0 | 0 | 0 | 0 | 0 | 0 | 0 | 0 | 0 | 0 | 0 | 0 | 0 | 0 | 0 | 0 | 0 | 0 |  | 0 | 0 | 0 | 0 | 0 | 0 | 0 | 0 |  |  |  |  | 0 | 0 | 0 | 0 | 0 | 0 | 0 | 1 |  | 1 | 1 | 1 | 1 | 1 | 1 | 0 | 0 | 0 | 0 | 0 | 0 | 0 | 0 | 0 | 0 | 0 | 0 | 0 | 0 | 0 | 0 | 0 | 0 | 0 | 0 | 0 | 0 | 0 | 0 | 0
Wednesday | 10 | 5 | 8 | 6656 | 0 | 0 | 0 | 0 | 0 | 0 | 0 | 0 | 0 | 0 | 0 | 0 | 0 | 0 | 0 | 0 | 0 | 0 | 0 | 0 | 0 |  | 0 | 0 | 0 | 0 | 0 | 0 | 0 | 0 |  |  |  |  | 0 | 0 | 0 | 0 | 0 | 0 | 1 | 0 |  | 1 | 1 | 1 | 1 | #VALUE! | #VALUE! | 0 | 0 | 0 | 0 | 0 | 0 | 0 | 0 | 0 | 0 | 0 | 0 | 0 | 0 | 0 | 0 | 0 | 0 | 0 | 0 | 0 | 0 | 0 | 0 | 0
Wednesday | 10 | 5 | 9 | 6657 | 0 | 0 | 0 | 0 | 0 | 0 | 0 | 0 | 0 | 0 | 0 | 0 | 0 | 0 | 0 | 0 | 0 | 0 | 0 | 0 | 0 |  | 0 | 0 | 0 | 0 | 0 | 0 | 0 | 0 |  |  |  |  | 0 | 0 | 0 | 0 | 0 | 0 | 1 | 0 |  | 1 | 1 | 1 | 1 | #VALUE! | #VALUE! | 0 | 0 | 0 | 0 | 0 | 0 | 0 | 0 | 0 | 0 | 0 | 0 | 0 | 0 | 0 | 0 | 0 | 0 | 0 | 0 | 0 | 0 | 0 | 0 | 0
Wednesday | 10 | 5 | 10 | 6658 | 0 | 0 | 0 | 0 | 0 | 0 | 0 | 0 | 0 | 0 | 0 | 0 | 0 | 0 | 0 | 0 | 0 | 0 | 0 | 0 | 0 |  | 0 | 0 | 0 | 0 | 0 | 0 | 0 | 0 |  |  |  |  | 0 | 0 | 0 | 0 | 0 | 0 | 1 | 0 |  | 1 | 1 | 1 | 1 | #VALUE! | #VALUE! | 0 | 0 | 0 | 0 | 0 | 0 | 0 | 0 | 0 | 0 | 0 | 0 | 0 | 0 | 0 | 0 | 0 | 0 | 0 | 0 | 0 | 0 | 0 | 0 | 0
Wednesday | 10 | 5 | 11 | 6659 | 0 | 0 | 0 | 0 | 0 | 0 | 0 | 0 | 0 | 0 | 0 | 0 | 0 | 0 | 0 | 0 | 0 | 0 | 0 | 0 | 0 |  | 0 | 0 | 0 | 0 | 0 | 0 | 0 | 0 |  |  |  |  | 0 | 0 | 0 | 0 | 0 | 0 | 1 | 0 |  | 1 | 1 | 1 | 1 | #VALUE! | #VALUE! | 0 | 0 | 0 | 0 | 0 | 0 | 0 | 0 | 0 | 0 | 0 | 0 | 0 | 0 | 0 | 0 | 0 | 0 | 0 | 0 | 0 | 0 | 0 | 0 | 0
Wednesday | 10 | 5 | 12 | 6660 | 0 | 0 | 0 | 0 | 0 | 0 | 0 | 0 | 0 | 0 | 0 | 0 | 0 | 0 | 0 | 0 | 0 | 0 | 0 | 0 | 0 |  | 0 | 0 | 0 | 0 | 0 | 0 | 0 | 0 |  |  |  |  | 0 | 0 | 0 | 0 | 0 | 0 | 1 | 0 |  | 1 | 1 | 1 | 1 | #VALUE! | #VALUE! | 0 | 0 | 0 | 0 | 0 | 0 | 0 | 0 | 0 | 0 | 0 | 0 | 0 | 0 | 0 | 0 | 0 | 0 | 0 | 0 | 0 | 0 | 0 | 0 | 0
Wednesday | 10 | 5 | 13 | 6661 | 0 | 0 | 0 | 0 | 0 | 0 | 0 | 0 | 0 | 0 | 0 | 0 | 0 | 0 | 0 | 0 | 0 | 0 | 0 | 0 | 0 |  | 0 | 0 | 0 | 0 | 0 | 0 | 0 | 0 |  |  |  |  | 0 | 0 | 0 | 0 | 0 | 0 | 1 | 0 |  | 1 | 1 | 1 | 1 | #VALUE! | #VALUE! | 0 | 0 | 0 | 0 | 0 | 0 | 0 | 0 | 0 | 0 | 0 | 0 | 0 | 0 | 0 | 0 | 0 | 0 | 0 | 0 | 0 | 0 | 0 | 0 | 0
Wednesday | 10 | 5 | 14 | 6662 | 0 | 0 | 0 | 0 | 0 | 0 | 0 | 0 | 0 | 0 | 0 | 0 | 0 | 0 | 0 | 0 | 0 | 0 | 0 | 0 | 0 |  | 0 | 0 | 0 | 0 | 0 | 0 | 0 | 0 |  |  |  |  | 0 | 0 | 0 | 0 | 0 | 0 | 1 | 0 |  | 1 | 1 | 1 | 1 | #VALUE! | #VALUE! | 0 | 0 | 0 | 0 | 0 | 0 | 0 | 0 | 0 | 0 | 0 | 0 | 0 | 0 | 0 | 0 | 0 | 0 | 0 | 0 | 0 | 0 | 0 | 0 | 0
Wednesday | 10 | 5 | 15 | 6663 | 0 | 0 | 0 | 0 | 0 | 0 | 0 | 0 | 0 | 0 | 0 | 0 | 0 | 0 | 0 | 0 | 0 | 0 | 0 | 0 | 0 |  | 0 | 0 | 0 | 0 | 0 | 0 | 0 | 0 |  |  |  |  | 0 | 0 | 0 | 0 | 0 | 0 | 1 | 0 |  | 1 | 1 | 1 | 1 | #VALUE! | #VALUE! | 0 | 0 | 0 | 0 | 0 | 0 | 0 | 0 | 0 | 0 | 0 | 0 | 0 | 0 | 0 | 0 | 0 | 0 | 0 | 0 | 0 | 0 | 0 | 0 | 0
Wednesday | 10 | 5 | 16 | 6664 | 0 | 0 | 0 | 0 | 0 | 0 | 0 | 0 | 0 | 0 | 0 | 0 | 0 | 0 | 0 | 0 | 0 | 0 | 0 | 0 | 0 |  | 0 | 0 | 0 | 0 | 0 | 0 | 0 | 0 |  |  |  |  | 0 | 0 | 0 | 0 | 0 | 0 | 1 | 0 |  | 1 | 1 | 1 | 1 | #VALUE! | #VALUE! | 0 | 0 | 0 | 0 | 0 | 0 | 0 | 0 | 0 | 0 | 0 | 0 | 0 | 0 | 0 | 0 | 0 | 0 | 0 | 0 | 0 | 0 | 0 | 0 | 0
Wednesday | 10 | 5 | 17 | 6665 | 0 | 0 | 0 | 0 | 0 | 0 | 0 | 0 | 0 | 0 | 0 | 0 | 0 | 0 | 0 | 0 | 0 | 0 | 0 | 0 | 0 |  | 0 | 0 | 0 | 0 | 0 | 0 | 0 | 0 |  |  |  |  | 0 | 0 | 0 | 0 | 0 | 0 | 1 | 0 |  | 1 | 1 | 1 | 1 | #VALUE! | #VALUE! | 0 | 0 | 0 | 0 | 0 | 0 | 0 | 0 | 0 | 0 | 0 | 0 | 0 | 0 | 0 | 0 | 0 | 0 | 0 | 0 | 0 | 0 | 0 | 0 | 0
Wednesday | 10 | 5 | 18 | 6666 | 0 | 0 | 0 | 0 | 0 | 0 | 0 | 0 | 0 | 0 | 0 | 0 | 0 | 0 | 0 | 0 | 0 | 0 | 0 | 0 | 0 |  | 0 | 0 | 0 | 0 | 0 | 0 | 0 | 0 |  |  |  |  | 0 | 0 | 0 | 0 | 0 | 0 | 1 | 0 |  | 1 | 1 | 1 | 1 | #VALUE! | #VALUE! | 0 | 0 | 0 | 0 | 0 | 0 | 0 | 0 | 0 | 0 | 0 | 0 | 0 | 0 | 0 | 0 | 0 | 0 | 0 | 0 | 0 | 0 | 0 | 0 | 0
Wednesday | 10 | 5 | 19 | 6667 | 0 | 0 | 0 | 0 | 0 | 0 | 0 | 0 | 0 | 0 | 0 | 0 | 0 | 0 | 0 | 0 | 0 | 0 | 0 | 0 | 0 |  | 0 | 0 | 0 | 0 | 0 | 0 | 0 | 0 |  |  |  |  | 0 | 0 | 0 | 0 | 0 | 0 | 1 | 0 |  | 1 | 1 | 1 | 1 | #VALUE! | #VALUE! | 0 | 0 | 0 | 0 | 0 | 0 | 0 | 0 | 0 | 0 | 0 | 0 | 0 | 0 | 0 | 0 | 0 | 0 | 0 | 0 | 0 | 0 | 0 | 0 | 0
Wednesday | 10 | 5 | 20 | 6668 | 0 | 0 | 0 | 0 | 0 | 0 | 0 | 0 | 0 | 0 | 0 | 0 | 0 | 0 | 0 | 0 | 0 | 0 | 0 | 0 | 0 |  | 0 | 0 | 0 | 0 | 0 | 0 | 0 | 0 |  |  |  |  | 0 | 0 | 0 | 0 | 0 | 0 | 1 | 0 |  | 1 | 1 | 1 | 1 | #VALUE! | #VALUE! | 0 | 0 | 0 | 0 | 0 | 0 | 0 | 0 | 0 | 0 | 0 | 0 | 0 | 0 | 0 | 0 | 0 | 0 | 0 | 0 | 0 | 0 | 0 | 0 | 0
Wednesday | 10 | 5 | 21 | 6669 | 0 | 0 | 0 | 0 | 0 | 0 | 0 | 0 | 0 | 0 | 0 | 0 | 0 | 0 | 0 | 0 | 0 | 0 | 0 | 0 | 0 |  | 0 | 0 | 0 | 0 | 0 | 0 | 0 | 0 |  |  |  |  | 0 | 0 | 0 | 0 | 0 | 0 | 1 | 0 |  | 1 | 1 | 1 | 1 | #VALUE! | #VALUE! | 0 | 0 | 0 | 0 | 0 | 0 | 0 | 0 | 0 | 0 | 0 | 0 | 0 | 0 | 0 | 0 | 0 | 0 | 0 | 0 | 0 | 0 | 0 | 0 | 0
Wednesday | 10 | 5 | 22 | 6670 | 0 | 0 | 0 | 0 | 0 | 0 | 0 | 0 | 0 | 0 | 0 | 0 | 0 | 0 | 0 | 0 | 0 | 0 | 0 | 0 | 0 |  | 0 | 0 | 0 | 0 | 0 | 0 | 0 | 0 |  |  |  |  | 0 | 0 | 0 | 0 | 0 | 0 | 1 | 0 |  | 1 | 1 | 1 | 1 | #VALUE! | #VALUE! | 0 | 0 | 0 | 0 | 0 | 0 | 0 | 0 | 0 | 0 | 0 | 0 | 0 | 0 | 0 | 0 | 0 | 0 | 0 | 0 | 0 | 0 | 0 | 0 | 0
Wednesday | 10 | 5 | 23 | 6671 | 0 | 0 | 0 | 0 | 0 | 0 | 0 | 0 | 0 | 0 | 0 | 0 | 0 | 0 | 0 | 0 | 0 | 0 | 0 | 0 | 0 |  | 0 | 0 | 0 | 0 | 0 | 0 | 0 | 0 |  |  |  |  | 0 | 0 | 0 | 0 | 0 | 0 | 0 | 1 |  | 1 | 1 | 1 | 1 | 1 | 1 | 0 | 0 | 0 | 0 | 0 | 0 | 0 | 0 | 0 | 0 | 0 | 0 | 0 | 0 | 0 | 0 | 0 | 0 | 0 | 0 | 0 | 0 | 0 | 0 | 0
Wednesday | 10 | 5 | 24 | 6672 | 0 | 0 | 0 | 0 | 0 | 0 | 0 | 0 | 0 | 0 | 0 | 0 | 0 | 0 | 0 | 0 | 0 | 0 | 0 | 0 | 0 |  | 0 | 0 | 0 | 0 | 0 | 0 | 0 | 0 |  |  |  |  | 0 | 0 | 0 | 0 | 0 | 0 | 0 | 1 |  | 1 | 1 | 1 | 1 | 1 | 1 | 0 | 0 | 0 | 0 | 0 | 0 | 0 | 0 | 0 | 0 | 0 | 0 | 0 | 0 | 0 | 0 | 0 | 0 | 0 | 0 | 0 | 0 | 0 | 0 | 0
Thursday | 10 | 6 | 1 | 6673 | 0 | 0 | 0 | 0 | 0 | 0 | 0 | 0 | 0 | 0 | 0 | 0 | 0 | 0 | 0 | 0 | 0 | 0 | 0 | 0 | 0 |  | 0 | 0 | 0 | 0 | 0 | 0 | 0 | 0 |  |  |  |  | 0 | 0 | 0 | 0 | 0 | 0 | 0 | 1 |  | 1 | 1 | 1 | 1 | 1 | 1 | 0 | 0 | 0 | 0 | 0 | 0 | 0 | 0 | 0 | 0 | 0 | 0 | 0 | 0 | 0 | 0 | 0 | 0 | 0 | 0 | 0 | 0 | 0 | 0 | 0
Thursday | 10 | 6 | 2 | 6674 | 0 | 0 | 0 | 0 | 0 | 0 | 0 | 0 | 0 | 0 | 0 | 0 | 0 | 0 | 0 | 0 | 0 | 0 | 0 | 0 | 0 |  | 0 | 0 | 0 | 0 | 0 | 0 | 0 | 0 |  |  |  |  | 0 | 0 | 0 | 0 | 0 | 0 | 0 | 1 |  | 1 | 1 | 1 | 1 | 1 | 1 | 0 | 0 | 0 | 0 | 0 | 0 | 0 | 0 | 0 | 0 | 0 | 0 | 0 | 0 | 0 | 0 | 0 | 0 | 0 | 0 | 0 | 0 | 0 | 0 | 0
Thursday | 10 | 6 | 3 | 6675 | 0 | 0 | 0 | 0 | 0 | 0 | 0 | 0 | 0 | 0 | 0 | 0 | 0 | 0 | 0 | 0 | 0 | 0 | 0 | 0 | 0 |  | 0 | 0 | 0 | 0 | 0 | 0 | 0 | 0 |  |  |  |  | 0 | 0 | 0 | 0 | 0 | 0 | 0 | 1 |  | 1 | 1 | 1 | 1 | 1 | 1 | 0 | 0 | 0 | 0 | 0 | 0 | 0 | 0 | 0 | 0 | 0 | 0 | 0 | 0 | 0 | 0 | 0 | 0 | 0 | 0 | 0 | 0 | 0 | 0 | 0
Thursday | 10 | 6 | 4 | 6676 | 0 | 0 | 0 | 0 | 0 | 0 | 0 | 0 | 0 | 0 | 0 | 0 | 0 | 0 | 0 | 0 | 0 | 0 | 0 | 0 | 0 |  | 0 | 0 | 0 | 0 | 0 | 0 | 0 | 0 |  |  |  |  | 0 | 0 | 0 | 0 | 0 | 0 | 0 | 1 |  | 1 | 1 | 1 | 1 | 1 | 1 | 0 | 0 | 0 | 0 | 0 | 0 | 0 | 0 | 0 | 0 | 0 | 0 | 0 | 0 | 0 | 0 | 0 | 0 | 0 | 0 | 0 | 0 | 0 | 0 | 0
Thursday | 10 | 6 | 5 | 6677 | 0 | 0 | 0 | 0 | 0 | 0 | 0 | 0 | 0 | 0 | 0 | 0 | 0 | 0 | 0 | 0 | 0 | 0 | 0 | 0 | 0 |  | 0 | 0 | 0 | 0 | 0 | 0 | 0 | 0 |  |  |  |  | 0 | 0 | 0 | 0 | 0 | 0 | 0 | 1 |  | 1 | 1 | 1 | 1 | 1 | 1 | 0 | 0 | 0 | 0 | 0 | 0 | 0 | 0 | 0 | 0 | 0 | 0 | 0 | 0 | 0 | 0 | 0 | 0 | 0 | 0 | 0 | 0 | 0 | 0 | 0
Thursday | 10 | 6 | 6 | 6678 | 0 | 0 | 0 | 0 | 0 | 0 | 0 | 0 | 0 | 0 | 0 | 0 | 0 | 0 | 0 | 0 | 0 | 0 | 0 | 0 | 0 |  | 0 | 0 | 0 | 0 | 0 | 0 | 0 | 0 |  |  |  |  | 0 | 0 | 0 | 0 | 0 | 0 | 0 | 1 |  | 1 | 1 | 1 | 1 | 1 | 1 | 0 | 0 | 0 | 0 | 0 | 0 | 0 | 0 | 0 | 0 | 0 | 0 | 0 | 0 | 0 | 0 | 0 | 0 | 0 | 0 | 0 | 0 | 0 | 0 | 0
Thursday | 10 | 6 | 7 | 6679 | 0 | 0 | 0 | 0 | 0 | 0 | 0 | 0 | 0 | 0 | 0 | 0 | 0 | 0 | 0 | 0 | 0 | 0 | 0 | 0 | 0 |  | 0 | 0 | 0 | 0 | 0 | 0 | 0 | 0 |  |  |  |  | 0 | 0 | 0 | 0 | 0 | 0 | 0 | 1 |  | 1 | 1 | 1 | 1 | 1 | 1 | 0 | 0 | 0 | 0 | 0 | 0 | 0 | 0 | 0 | 0 | 0 | 0 | 0 | 0 | 0 | 0 | 0 | 0 | 0 | 0 | 0 | 0 | 0 | 0 | 0
Thursday | 10 | 6 | 8 | 6680 | 0 | 0 | 0 | 0 | 0 | 0 | 0 | 0 | 0 | 0 | 0 | 0 | 0 | 0 | 0 | 0 | 0 | 0 | 0 | 0 | 0 |  | 0 | 0 | 0 | 0 | 0 | 0 | 0 | 0 |  |  |  |  | 0 | 0 | 0 | 0 | 0 | 0 | 1 | 0 |  | 1 | 1 | 1 | 1 | #VALUE! | #VALUE! | 0 | 0 | 0 | 0 | 0 | 0 | 0 | 0 | 0 | 0 | 0 | 0 | 0 | 0 | 0 | 0 | 0 | 0 | 0 | 0 | 0 | 0 | 0 | 0 | 0
Thursday | 10 | 6 | 9 | 6681 | 0 | 0 | 0 | 0 | 0 | 0 | 0 | 0 | 0 | 0 | 0 | 0 | 0 | 0 | 0 | 0 | 0 | 0 | 0 | 0 | 0 |  | 0 | 0 | 0 | 0 | 0 | 0 | 0 | 0 |  |  |  |  | 0 | 0 | 0 | 0 | 0 | 0 | 1 | 0 |  | 1 | 1 | 1 | 1 | #VALUE! | #VALUE! | 0 | 0 | 0 | 0 | 0 | 0 | 0 | 0 | 0 | 0 | 0 | 0 | 0 | 0 | 0 | 0 | 0 | 0 | 0 | 0 | 0 | 0 | 0 | 0 | 0
Thursday | 10 | 6 | 10 | 6682 | 0 | 0 | 0 | 0 | 0 | 0 | 0 | 0 | 0 | 0 | 0 | 0 | 0 | 0 | 0 | 0 | 0 | 0 | 0 | 0 | 0 |  | 0 | 0 | 0 | 0 | 0 | 0 | 0 | 0 |  |  |  |  | 0 | 0 | 0 | 0 | 0 | 0 | 1 | 0 |  | 1 | 1 | 1 | 1 | #VALUE! | #VALUE! | 0 | 0 | 0 | 0 | 0 | 0 | 0 | 0 | 0 | 0 | 0 | 0 | 0 | 0 | 0 | 0 | 0 | 0 | 0 | 0 | 0 | 0 | 0 | 0 | 0
Thursday | 10 | 6 | 11 | 6683 | 0 | 0 | 0 | 0 | 0 | 0 | 0 | 0 | 0 | 0 | 0 | 0 | 0 | 0 | 0 | 0 | 0 | 0 | 0 | 0 | 0 |  | 0 | 0 | 0 | 0 | 0 | 0 | 0 | 0 |  |  |  |  | 0 | 0 | 0 | 0 | 0 | 0 | 1 | 0 |  | 1 | 1 | 1 | 1 | #VALUE! | #VALUE! | 0 | 0 | 0 | 0 | 0 | 0 | 0 | 0 | 0 | 0 | 0 | 0 | 0 | 0 | 0 | 0 | 0 | 0 | 0 | 0 | 0 | 0 | 0 | 0 | 0
Thursday | 10 | 6 | 12 | 6684 | 0 | 0 | 0 | 0 | 0 | 0 | 0 | 0 | 0 | 0 | 0 | 0 | 0 | 0 | 0 | 0 | 0 | 0 | 0 | 0 | 0 |  | 0 | 0 | 0 | 0 | 0 | 0 | 0 | 0 |  |  |  |  | 0 | 0 | 0 | 0 | 0 | 0 | 1 | 0 |  | 1 | 1 | 1 | 1 | #VALUE! | #VALUE! | 0 | 0 | 0 | 0 | 0 | 0 | 0 | 0 | 0 | 0 | 0 | 0 | 0 | 0 | 0 | 0 | 0 | 0 | 0 | 0 | 0 | 0 | 0 | 0 | 0
Thursday | 10 | 6 | 13 | 6685 | 0 | 0 | 0 | 0 | 0 | 0 | 0 | 0 | 0 | 0 | 0 | 0 | 0 | 0 | 0 | 0 | 0 | 0 | 0 | 0 | 0 |  | 0 | 0 | 0 | 0 | 0 | 0 | 0 | 0 |  |  |  |  | 0 | 0 | 0 | 0 | 0 | 0 | 1 | 0 |  | 1 | 1 | 1 | 1 | #VALUE! | #VALUE! | 0 | 0 | 0 | 0 | 0 | 0 | 0 | 0 | 0 | 0 | 0 | 0 | 0 | 0 | 0 | 0 | 0 | 0 | 0 | 0 | 0 | 0 | 0 | 0 | 0
Thursday | 10 | 6 | 14 | 6686 | 0 | 0 | 0 | 0 | 0 | 0 | 0 | 0 | 0 | 0 | 0 | 0 | 0 | 0 | 0 | 0 | 0 | 0 | 0 | 0 | 0 |  | 0 | 0 | 0 | 0 | 0 | 0 | 0 | 0 |  |  |  |  | 0 | 0 | 0 | 0 | 0 | 0 | 1 | 0 |  | 1 | 1 | 1 | 1 | #VALUE! | #VALUE! | 0 | 0 | 0 | 0 | 0 | 0 | 0 | 0 | 0 | 0 | 0 | 0 | 0 | 0 | 0 | 0 | 0 | 0 | 0 | 0 | 0 | 0 | 0 | 0 | 0
Thursday | 10 | 6 | 15 | 6687 | 0 | 0 | 0 | 0 | 0 | 0 | 0 | 0 | 0 | 0 | 0 | 0 | 0 | 0 | 0 | 0 | 0 | 0 | 0 | 0 | 0 |  | 0 | 0 | 0 | 0 | 0 | 0 | 0 | 0 |  |  |  |  | 0 | 0 | 0 | 0 | 0 | 0 | 1 | 0 |  | 1 | 1 | 1 | 1 | #VALUE! | #VALUE! | 0 | 0 | 0 | 0 | 0 | 0 | 0 | 0 | 0 | 0 | 0 | 0 | 0 | 0 | 0 | 0 | 0 | 0 | 0 | 0 | 0 | 0 | 0 | 0 | 0
Thursday | 10 | 6 | 16 | 6688 | 0 | 0 | 0 | 0 | 0 | 0 | 0 | 0 | 0 | 0 | 0 | 0 | 0 | 0 | 0 | 0 | 0 | 0 | 0 | 0 | 0 |  | 0 | 0 | 0 | 0 | 0 | 0 | 0 | 0 |  |  |  |  | 0 | 0 | 0 | 0 | 0 | 0 | 1 | 0 |  | 1 | 1 | 1 | 1 | #VALUE! | #VALUE! | 0 | 0 | 0 | 0 | 0 | 0 | 0 | 0 | 0 | 0 | 0 | 0 | 0 | 0 | 0 | 0 | 0 | 0 | 0 | 0 | 0 | 0 | 0 | 0 | 0
Thursday | 10 | 6 | 17 | 6689 | 0 | 0 | 0 | 0 | 0 | 0 | 0 | 0 | 0 | 0 | 0 | 0 | 0 | 0 | 0 | 0 | 0 | 0 | 0 | 0 | 0 |  | 0 | 0 | 0 | 0 | 0 | 0 | 0 | 0 |  |  |  |  | 0 | 0 | 0 | 0 | 0 | 0 | 1 | 0 |  | 1 | 1 | 1 | 1 | #VALUE! | #VALUE! | 0 | 0 | 0 | 0 | 0 | 0 | 0 | 0 | 0 | 0 | 0 | 0 | 0 | 0 | 0 | 0 | 0 | 0 | 0 | 0 | 0 | 0 | 0 | 0 | 0
Thursday | 10 | 6 | 18 | 6690 | 0 | 0 | 0 | 0 | 0 | 0 | 0 | 0 | 0 | 0 | 0 | 0 | 0 | 0 | 0 | 0 | 0 | 0 | 0 | 0 | 0 |  | 0 | 0 | 0 | 0 | 0 | 0 | 0 | 0 |  |  |  |  | 0 | 0 | 0 | 0 | 0 | 0 | 1 | 0 |  | 1 | 1 | 1 | 1 | #VALUE! | #VALUE! | 0 | 0 | 0 | 0 | 0 | 0 | 0 | 0 | 0 | 0 | 0 | 0 | 0 | 0 | 0 | 0 | 0 | 0 | 0 | 0 | 0 | 0 | 0 | 0 | 0
Thursday | 10 | 6 | 19 | 6691 | 0 | 0 | 0 | 0 | 0 | 0 | 0 | 0 | 0 | 0 | 0 | 0 | 0 | 0 | 0 | 0 | 0 | 0 | 0 | 0 | 0 |  | 0 | 0 | 0 | 0 | 0 | 0 | 0 | 0 |  |  |  |  | 0 | 0 | 0 | 0 | 0 | 0 | 1 | 0 |  | 1 | 1 | 1 | 1 | #VALUE! | #VALUE! | 0 | 0 | 0 | 0 | 0 | 0 | 0 | 0 | 0 | 0 | 0 | 0 | 0 | 0 | 0 | 0 | 0 | 0 | 0 | 0 | 0 | 0 | 0 | 0 | 0
Thursday | 10 | 6 | 20 | 6692 | 0 | 0 | 0 | 0 | 0 | 0 | 0 | 0 | 0 | 0 | 0 | 0 | 0 | 0 | 0 | 0 | 0 | 0 | 0 | 0 | 0 |  | 0 | 0 | 0 | 0 | 0 | 0 | 0 | 0 |  |  |  |  | 0 | 0 | 0 | 0 | 0 | 0 | 1 | 0 |  | 1 | 1 | 1 | 1 | #VALUE! | #VALUE! | 0 | 0 | 0 | 0 | 0 | 0 | 0 | 0 | 0 | 0 | 0 | 0 | 0 | 0 | 0 | 0 | 0 | 0 | 0 | 0 | 0 | 0 | 0 | 0 | 0
Thursday | 10 | 6 | 21 | 6693 | 0 | 0 | 0 | 0 | 0 | 0 | 0 | 0 | 0 | 0 | 0 | 0 | 0 | 0 | 0 | 0 | 0 | 0 | 0 | 0 | 0 |  | 0 | 0 | 0 | 0 | 0 | 0 | 0 | 0 |  |  |  |  | 0 | 0 | 0 | 0 | 0 | 0 | 1 | 0 |  | 1 | 1 | 1 | 1 | #VALUE! | #VALUE! | 0 | 0 | 0 | 0 | 0 | 0 | 0 | 0 | 0 | 0 | 0 | 0 | 0 | 0 | 0 | 0 | 0 | 0 | 0 | 0 | 0 | 0 | 0 | 0 | 0
Thursday | 10 | 6 | 22 | 6694 | 0 | 0 | 0 | 0 | 0 | 0 | 0 | 0 | 0 | 0 | 0 | 0 | 0 | 0 | 0 | 0 | 0 | 0 | 0 | 0 | 0 |  | 0 | 0 | 0 | 0 | 0 | 0 | 0 | 0 |  |  |  |  | 0 | 0 | 0 | 0 | 0 | 0 | 1 | 0 |  | 1 | 1 | 1 | 1 | #VALUE! | #VALUE! | 0 | 0 | 0 | 0 | 0 | 0 | 0 | 0 | 0 | 0 | 0 | 0 | 0 | 0 | 0 | 0 | 0 | 0 | 0 | 0 | 0 | 0 | 0 | 0 | 0
Thursday | 10 | 6 | 23 | 6695 | 0 | 0 | 0 | 0 | 0 | 0 | 0 | 0 | 0 | 0 | 0 | 0 | 0 | 0 | 0 | 0 | 0 | 0 | 0 | 0 | 0 |  | 0 | 0 | 0 | 0 | 0 | 0 | 0 | 0 |  |  |  |  | 0 | 0 | 0 | 0 | 0 | 0 | 0 | 1 |  | 1 | 1 | 1 | 1 | 1 | 1 | 0 | 0 | 0 | 0 | 0 | 0 | 0 | 0 | 0 | 0 | 0 | 0 | 0 | 0 | 0 | 0 | 0 | 0 | 0 | 0 | 0 | 0 | 0 | 0 | 0
Thursday | 10 | 6 | 24 | 6696 | 0 | 0 | 0 | 0 | 0 | 0 | 0 | 0 | 0 | 0 | 0 | 0 | 0 | 0 | 0 | 0 | 0 | 0 | 0 | 0 | 0 |  | 0 | 0 | 0 | 0 | 0 | 0 | 0 | 0 |  |  |  |  | 0 | 0 | 0 | 0 | 0 | 0 | 0 | 1 |  | 1 | 1 | 1 | 1 | 1 | 1 | 0 | 0 | 0 | 0 | 0 | 0 | 0 | 0 | 0 | 0 | 0 | 0 | 0 | 0 | 0 | 0 | 0 | 0 | 0 | 0 | 0 | 0 | 0 | 0 | 0
Friday | 10 | 7 | 1 | 6697 | 0 | 0 | 0 | 0 | 0 | 0 | 0 | 0 | 0 | 0 | 0 | 0 | 0 | 0 | 0 | 0 | 0 | 0 | 0 | 0 | 0 |  | 0 | 0 | 0 | 0 | 0 | 0 | 0 | 0 |  |  |  |  | 0 | 0 | 0 | 0 | 0 | 0 | 0 | 1 |  | 1 | 1 | 1 | 1 | 1 | 1 | 0 | 0 | 0 | 0 | 0 | 0 | 0 | 0 | 0 | 0 | 0 | 0 | 0 | 0 | 0 | 0 | 0 | 0 | 0 | 0 | 0 | 0 | 0 | 0 | 0
Friday | 10 | 7 | 2 | 6698 | 0 | 0 | 0 | 0 | 0 | 0 | 0 | 0 | 0 | 0 | 0 | 0 | 0 | 0 | 0 | 0 | 0 | 0 | 0 | 0 | 0 |  | 0 | 0 | 0 | 0 | 0 | 0 | 0 | 0 |  |  |  |  | 0 | 0 | 0 | 0 | 0 | 0 | 0 | 1 |  | 1 | 1 | 1 | 1 | 1 | 1 | 0 | 0 | 0 | 0 | 0 | 0 | 0 | 0 | 0 | 0 | 0 | 0 | 0 | 0 | 0 | 0 | 0 | 0 | 0 | 0 | 0 | 0 | 0 | 0 | 0
Friday | 10 | 7 | 3 | 6699 | 0 | 0 | 0 | 0 | 0 | 0 | 0 | 0 | 0 | 0 | 0 | 0 | 0 | 0 | 0 | 0 | 0 | 0 | 0 | 0 | 0 |  | 0 | 0 | 0 | 0 | 0 | 0 | 0 | 0 |  |  |  |  | 0 | 0 | 0 | 0 | 0 | 0 | 0 | 1 |  | 1 | 1 | 1 | 1 | 1 | 1 | 0 | 0 | 0 | 0 | 0 | 0 | 0 | 0 | 0 | 0 | 0 | 0 | 0 | 0 | 0 | 0 | 0 | 0 | 0 | 0 | 0 | 0 | 0 | 0 | 0
Friday | 10 | 7 | 4 | 6700 | 0 | 0 | 0 | 0 | 0 | 0 | 0 | 0 | 0 | 0 | 0 | 0 | 0 | 0 | 0 | 0 | 0 | 0 | 0 | 0 | 0 |  | 0 | 0 | 0 | 0 | 0 | 0 | 0 | 0 |  |  |  |  | 0 | 0 | 0 | 0 | 0 | 0 | 0 | 1 |  | 1 | 1 | 1 | 1 | 1 | 1 | 0 | 0 | 0 | 0 | 0 | 0 | 0 | 0 | 0 | 0 | 0 | 0 | 0 | 0 | 0 | 0 | 0 | 0 | 0 | 0 | 0 | 0 | 0 | 0 | 0
Friday | 10 | 7 | 5 | 6701 | 0 | 0 | 0 | 0 | 0 | 0 | 0 | 0 | 0 | 0 | 0 | 0 | 0 | 0 | 0 | 0 | 0 | 0 | 0 | 0 | 0 |  | 0 | 0 | 0 | 0 | 0 | 0 | 0 | 0 |  |  |  |  | 0 | 0 | 0 | 0 | 0 | 0 | 0 | 1 |  | 1 | 1 | 1 | 1 | 1 | 1 | 0 | 0 | 0 | 0 | 0 | 0 | 0 | 0 | 0 | 0 | 0 | 0 | 0 | 0 | 0 | 0 | 0 | 0 | 0 | 0 | 0 | 0 | 0 | 0 | 0
Friday | 10 | 7 | 6 | 6702 | 0 | 0 | 0 | 0 | 0 | 0 | 0 | 0 | 0 | 0 | 0 | 0 | 0 | 0 | 0 | 0 | 0 | 0 | 0 | 0 | 0 |  | 0 | 0 | 0 | 0 | 0 | 0 | 0 | 0 |  |  |  |  | 0 | 0 | 0 | 0 | 0 | 0 | 0 | 1 |  | 1 | 1 | 1 | 1 | 1 | 1 | 0 | 0 | 0 | 0 | 0 | 0 | 0 | 0 | 0 | 0 | 0 | 0 | 0 | 0 | 0 | 0 | 0 | 0 | 0 | 0 | 0 | 0 | 0 | 0 | 0
Friday | 10 | 7 | 7 | 6703 | 0 | 0 | 0 | 0 | 0 | 0 | 0 | 0 | 0 | 0 | 0 | 0 | 0 | 0 | 0 | 0 | 0 | 0 | 0 | 0 | 0 |  | 0 | 0 | 0 | 0 | 0 | 0 | 0 | 0 |  |  |  |  | 0 | 0 | 0 | 0 | 0 | 0 | 0 | 1 |  | 1 | 1 | 1 | 1 | 1 | 1 | 0 | 0 | 0 | 0 | 0 | 0 | 0 | 0 | 0 | 0 | 0 | 0 | 0 | 0 | 0 | 0 | 0 | 0 | 0 | 0 | 0 | 0 | 0 | 0 | 0
Friday | 10 | 7 | 8 | 6704 | 0 | 0 | 0 | 0 | 0 | 0 | 0 | 0 | 0 | 0 | 0 | 0 | 0 | 0 | 0 | 0 | 0 | 0 | 0 | 0 | 0 |  | 0 | 0 | 0 | 0 | 0 | 0 | 0 | 0 |  |  |  |  | 0 | 0 | 0 | 0 | 0 | 0 | 1 | 0 |  | 1 | 1 | 1 | 1 | #VALUE! | #VALUE! | 0 | 0 | 0 | 0 | 0 | 0 | 0 | 0 | 0 | 0 | 0 | 0 | 0 | 0 | 0 | 0 | 0 | 0 | 0 | 0 | 0 | 0 | 0 | 0 | 0
Friday | 10 | 7 | 9 | 6705 | 0 | 0 | 0 | 0 | 0 | 0 | 0 | 0 | 0 | 0 | 0 | 0 | 0 | 0 | 0 | 0 | 0 | 0 | 0 | 0 | 0 |  | 0 | 0 | 0 | 0 | 0 | 0 | 0 | 0 |  |  |  |  | 0 | 0 | 0 | 0 | 0 | 0 | 1 | 0 |  | 1 | 1 | 1 | 1 | #VALUE! | #VALUE! | 0 | 0 | 0 | 0 | 0 | 0 | 0 | 0 | 0 | 0 | 0 | 0 | 0 | 0 | 0 | 0 | 0 | 0 | 0 | 0 | 0 | 0 | 0 | 0 | 0
Friday | 10 | 7 | 10 | 6706 | 0 | 0 | 0 | 0 | 0 | 0 | 0 | 0 | 0 | 0 | 0 | 0 | 0 | 0 | 0 | 0 | 0 | 0 | 0 | 0 | 0 |  | 0 | 0 | 0 | 0 | 0 | 0 | 0 | 0 |  |  |  |  | 0 | 0 | 0 | 0 | 0 | 0 | 1 | 0 |  | 1 | 1 | 1 | 1 | #VALUE! | #VALUE! | 0 | 0 | 0 | 0 | 0 | 0 | 0 | 0 | 0 | 0 | 0 | 0 | 0 | 0 | 0 | 0 | 0 | 0 | 0 | 0 | 0 | 0 | 0 | 0 | 0
Friday | 10 | 7 | 11 | 6707 | 0 | 0 | 0 | 0 | 0 | 0 | 0 | 0 | 0 | 0 | 0 | 0 | 0 | 0 | 0 | 0 | 0 | 0 | 0 | 0 | 0 |  | 0 | 0 | 0 | 0 | 0 | 0 | 0 | 0 |  |  |  |  | 0 | 0 | 0 | 0 | 0 | 0 | 1 | 0 |  | 1 | 1 | 1 | 1 | #VALUE! | #VALUE! | 0 | 0 | 0 | 0 | 0 | 0 | 0 | 0 | 0 | 0 | 0 | 0 | 0 | 0 | 0 | 0 | 0 | 0 | 0 | 0 | 0 | 0 | 0 | 0 | 0
Friday | 10 | 7 | 12 | 6708 | 0 | 0 | 0 | 0 | 0 | 0 | 0 | 0 | 0 | 0 | 0 | 0 | 0 | 0 | 0 | 0 | 0 | 0 | 0 | 0 | 0 |  | 0 | 0 | 0 | 0 | 0 | 0 | 0 | 0 |  |  |  |  | 0 | 0 | 0 | 0 | 0 | 0 | 1 | 0 |  | 1 | 1 | 1 | 1 | #VALUE! | #VALUE! | 0 | 0 | 0 | 0 | 0 | 0 | 0 | 0 | 0 | 0 | 0 | 0 | 0 | 0 | 0 | 0 | 0 | 0 | 0 | 0 | 0 | 0 | 0 | 0 | 0
Friday | 10 | 7 | 13 | 6709 | 0 | 0 | 0 | 0 | 0 | 0 | 0 | 0 | 0 | 0 | 0 | 0 | 0 | 0 | 0 | 0 | 0 | 0 | 0 | 0 | 0 |  | 0 | 0 | 0 | 0 | 0 | 0 | 0 | 0 |  |  |  |  | 0 | 0 | 0 | 0 | 0 | 0 | 1 | 0 |  | 1 | 1 | 1 | 1 | #VALUE! | #VALUE! | 0 | 0 | 0 | 0 | 0 | 0 | 0 | 0 | 0 | 0 | 0 | 0 | 0 | 0 | 0 | 0 | 0 | 0 | 0 | 0 | 0 | 0 | 0 | 0 | 0
Friday | 10 | 7 | 14 | 6710 | 0 | 0 | 0 | 0 | 0 | 0 | 0 | 0 | 0 | 0 | 0 | 0 | 0 | 0 | 0 | 0 | 0 | 0 | 0 | 0 | 0 |  | 0 | 0 | 0 | 0 | 0 | 0 | 0 | 0 |  |  |  |  | 0 | 0 | 0 | 0 | 0 | 0 | 1 | 0 |  | 1 | 1 | 1 | 1 | #VALUE! | #VALUE! | 0 | 0 | 0 | 0 | 0 | 0 | 0 | 0 | 0 | 0 | 0 | 0 | 0 | 0 | 0 | 0 | 0 | 0 | 0 | 0 | 0 | 0 | 0 | 0 | 0
Friday | 10 | 7 | 15 | 6711 | 0 | 0 | 0 | 0 | 0 | 0 | 0 | 0 | 0 | 0 | 0 | 0 | 0 | 0 | 0 | 0 | 0 | 0 | 0 | 0 | 0 |  | 0 | 0 | 0 | 0 | 0 | 0 | 0 | 0 |  |  |  |  | 0 | 0 | 0 | 0 | 0 | 0 | 1 | 0 |  | 1 | 1 | 1 | 1 | #VALUE! | #VALUE! | 0 | 0 | 0 | 0 | 0 | 0 | 0 | 0 | 0 | 0 | 0 | 0 | 0 | 0 | 0 | 0 | 0 | 0 | 0 | 0 | 0 | 0 | 0 | 0 | 0
Friday | 10 | 7 | 16 | 6712 | 0 | 0 | 0 | 0 | 0 | 0 | 0 | 0 | 0 | 0 | 0 | 0 | 0 | 0 | 0 | 0 | 0 | 0 | 0 | 0 | 0 |  | 0 | 0 | 0 | 0 | 0 | 0 | 0 | 0 |  |  |  |  | 0 | 0 | 0 | 0 | 0 | 0 | 1 | 0 |  | 1 | 1 | 1 | 1 | #VALUE! | #VALUE! | 0 | 0 | 0 | 0 | 0 | 0 | 0 | 0 | 0 | 0 | 0 | 0 | 0 | 0 | 0 | 0 | 0 | 0 | 0 | 0 | 0 | 0 | 0 | 0 | 0
Friday | 10 | 7 | 17 | 6713 | 0 | 0 | 0 | 0 | 0 | 0 | 0 | 0 | 0 | 0 | 0 | 0 | 0 | 0 | 0 | 0 | 0 | 0 | 0 | 0 | 0 |  | 0 | 0 | 0 | 0 | 0 | 0 | 0 | 0 |  |  |  |  | 0 | 0 | 0 | 0 | 0 | 0 | 1 | 0 |  | 1 | 1 | 1 | 1 | #VALUE! | #VALUE! | 0 | 0 | 0 | 0 | 0 | 0 | 0 | 0 | 0 | 0 | 0 | 0 | 0 | 0 | 0 | 0 | 0 | 0 | 0 | 0 | 0 | 0 | 0 | 0 | 0
Friday | 10 | 7 | 18 | 6714 | 0 | 0 | 0 | 0 | 0 | 0 | 0 | 0 | 0 | 0 | 0 | 0 | 0 | 0 | 0 | 0 | 0 | 0 | 0 | 0 | 0 |  | 0 | 0 | 0 | 0 | 0 | 0 | 0 | 0 |  |  |  |  | 0 | 0 | 0 | 0 | 0 | 0 | 1 | 0 |  | 1 | 1 | 1 | 1 | #VALUE! | #VALUE! | 0 | 0 | 0 | 0 | 0 | 0 | 0 | 0 | 0 | 0 | 0 | 0 | 0 | 0 | 0 | 0 | 0 | 0 | 0 | 0 | 0 | 0 | 0 | 0 | 0
Friday | 10 | 7 | 19 | 6715 | 0 | 0 | 0 | 0 | 0 | 0 | 0 | 0 | 0 | 0 | 0 | 0 | 0 | 0 | 0 | 0 | 0 | 0 | 0 | 0 | 0 |  | 0 | 0 | 0 | 0 | 0 | 0 | 0 | 0 |  |  |  |  | 0 | 0 | 0 | 0 | 0 | 0 | 1 | 0 |  | 1 | 1 | 1 | 1 | #VALUE! | #VALUE! | 0 | 0 | 0 | 0 | 0 | 0 | 0 | 0 | 0 | 0 | 0 | 0 | 0 | 0 | 0 | 0 | 0 | 0 | 0 | 0 | 0 | 0 | 0 | 0 | 0
Friday | 10 | 7 | 20 | 6716 | 0 | 0 | 0 | 0 | 0 | 0 | 0 | 0 | 0 | 0 | 0 | 0 | 0 | 0 | 0 | 0 | 0 | 0 | 0 | 0 | 0 |  | 0 | 0 | 0 | 0 | 0 | 0 | 0 | 0 |  |  |  |  | 0 | 0 | 0 | 0 | 0 | 0 | 1 | 0 |  | 1 | 1 | 1 | 1 | #VALUE! | #VALUE! | 0 | 0 | 0 | 0 | 0 | 0 | 0 | 0 | 0 | 0 | 0 | 0 | 0 | 0 | 0 | 0 | 0 | 0 | 0 | 0 | 0 | 0 | 0 | 0 | 0
Friday | 10 | 7 | 21 | 6717 | 0 | 0 | 0 | 0 | 0 | 0 | 0 | 0 | 0 | 0 | 0 | 0 | 0 | 0 | 0 | 0 | 0 | 0 | 0 | 0 | 0 |  | 0 | 0 | 0 | 0 | 0 | 0 | 0 | 0 |  |  |  |  | 0 | 0 | 0 | 0 | 0 | 0 | 1 | 0 |  | 1 | 1 | 1 | 1 | #VALUE! | #VALUE! | 0 | 0 | 0 | 0 | 0 | 0 | 0 | 0 | 0 | 0 | 0 | 0 | 0 | 0 | 0 | 0 | 0 | 0 | 0 | 0 | 0 | 0 | 0 | 0 | 0
Friday | 10 | 7 | 22 | 6718 | 0 | 0 | 0 | 0 | 0 | 0 | 0 | 0 | 0 | 0 | 0 | 0 | 0 | 0 | 0 | 0 | 0 | 0 | 0 | 0 | 0 |  | 0 | 0 | 0 | 0 | 0 | 0 | 0 | 0 |  |  |  |  | 0 | 0 | 0 | 0 | 0 | 0 | 1 | 0 |  | 1 | 1 | 1 | 1 | #VALUE! | #VALUE! | 0 | 0 | 0 | 0 | 0 | 0 | 0 | 0 | 0 | 0 | 0 | 0 | 0 | 0 | 0 | 0 | 0 | 0 | 0 | 0 | 0 | 0 | 0 | 0 | 0
Friday | 10 | 7 | 23 | 6719 | 0 | 0 | 0 | 0 | 0 | 0 | 0 | 0 | 0 | 0 | 0 | 0 | 0 | 0 | 0 | 0 | 0 | 0 | 0 | 0 | 0 |  | 0 | 0 | 0 | 0 | 0 | 0 | 0 | 0 |  |  |  |  | 0 | 0 | 0 | 0 | 0 | 0 | 0 | 1 |  | 1 | 1 | 1 | 1 | 1 | 1 | 0 | 0 | 0 | 0 | 0 | 0 | 0 | 0 | 0 | 0 | 0 | 0 | 0 | 0 | 0 | 0 | 0 | 0 | 0 | 0 | 0 | 0 | 0 | 0 | 0
Friday | 10 | 7 | 24 | 6720 | 0 | 0 | 0 | 0 | 0 | 0 | 0 | 0 | 0 | 0 | 0 | 0 | 0 | 0 | 0 | 0 | 0 | 0 | 0 | 0 | 0 |  | 0 | 0 | 0 | 0 | 0 | 0 | 0 | 0 |  |  |  |  | 0 | 0 | 0 | 0 | 0 | 0 | 0 | 1 |  | 1 | 1 | 1 | 1 | 1 | 1 | 0 | 0 | 0 | 0 | 0 | 0 | 0 | 0 | 0 | 0 | 0 | 0 | 0 | 0 | 0 | 0 | 0 | 0 | 0 | 0 | 0 | 0 | 0 | 0 | 0
Saturday | 10 | 8 | 1 | 6721 | 0 | 0 | 0 | 0 | 0 | 0 | 0 | 0 | 0 | 0 | 0 | 0 | 0 | 0 | 0 | 0 | 0 | 0 | 0 | 0 | 0 |  | 0 | 0 | 0 | 0 | 0 | 0 | 0 | 0 |  |  |  |  | 0 | 0 | 0 | 0 | 0 | 0 | 0 | 1 |  | 1 | 1 | 1 | 1 | 1 | 1 | 0 | 0 | 0 | 0 | 0 | 0 | 0 | 0 | 0 | 0 | 0 | 0 | 0 | 0 | 0 | 0 | 0 | 0 | 0 | 0 | 0 | 0 | 0 | 0 | 0
Saturday | 10 | 8 | 2 | 6722 | 0 | 0 | 0 | 0 | 0 | 0 | 0 | 0 | 0 | 0 | 0 | 0 | 0 | 0 | 0 | 0 | 0 | 0 | 0 | 0 | 0 |  | 0 | 0 | 0 | 0 | 0 | 0 | 0 | 0 |  |  |  |  | 0 | 0 | 0 | 0 | 0 | 0 | 0 | 1 |  | 1 | 1 | 1 | 1 | 1 | 1 | 0 | 0 | 0 | 0 | 0 | 0 | 0 | 0 | 0 | 0 | 0 | 0 | 0 | 0 | 0 | 0 | 0 | 0 | 0 | 0 | 0 | 0 | 0 | 0 | 0
Saturday | 10 | 8 | 3 | 6723 | 0 | 0 | 0 | 0 | 0 | 0 | 0 | 0 | 0 | 0 | 0 | 0 | 0 | 0 | 0 | 0 | 0 | 0 | 0 | 0 | 0 |  | 0 | 0 | 0 | 0 | 0 | 0 | 0 | 0 |  |  |  |  | 0 | 0 | 0 | 0 | 0 | 0 | 0 | 1 |  | 1 | 1 | 1 | 1 | 1 | 1 | 0 | 0 | 0 | 0 | 0 | 0 | 0 | 0 | 0 | 0 | 0 | 0 | 0 | 0 | 0 | 0 | 0 | 0 | 0 | 0 | 0 | 0 | 0 | 0 | 0
Saturday | 10 | 8 | 4 | 6724 | 0 | 0 | 0 | 0 | 0 | 0 | 0 | 0 | 0 | 0 | 0 | 0 | 0 | 0 | 0 | 0 | 0 | 0 | 0 | 0 | 0 |  | 0 | 0 | 0 | 0 | 0 | 0 | 0 | 0 |  |  |  |  | 0 | 0 | 0 | 0 | 0 | 0 | 0 | 1 |  | 1 | 1 | 1 | 1 | 1 | 1 | 0 | 0 | 0 | 0 | 0 | 0 | 0 | 0 | 0 | 0 | 0 | 0 | 0 | 0 | 0 | 0 | 0 | 0 | 0 | 0 | 0 | 0 | 0 | 0 | 0
Saturday | 10 | 8 | 5 | 6725 | 0 | 0 | 0 | 0 | 0 | 0 | 0 | 0 | 0 | 0 | 0 | 0 | 0 | 0 | 0 | 0 | 0 | 0 | 0 | 0 | 0 |  | 0 | 0 | 0 | 0 | 0 | 0 | 0 | 0 |  |  |  |  | 0 | 0 | 0 | 0 | 0 | 0 | 0 | 1 |  | 1 | 1 | 1 | 1 | 1 | 1 | 0 | 0 | 0 | 0 | 0 | 0 | 0 | 0 | 0 | 0 | 0 | 0 | 0 | 0 | 0 | 0 | 0 | 0 | 0 | 0 | 0 | 0 | 0 | 0 | 0
Saturday | 10 | 8 | 6 | 6726 | 0 | 0 | 0 | 0 | 0 | 0 | 0 | 0 | 0 | 0 | 0 | 0 | 0 | 0 | 0 | 0 | 0 | 0 | 0 | 0 | 0 |  | 0 | 0 | 0 | 0 | 0 | 0 | 0 | 0 |  |  |  |  | 0 | 0 | 0 | 0 | 0 | 0 | 0 | 1 |  | 1 | 1 | 1 | 1 | 1 | 1 | 0 | 0 | 0 | 0 | 0 | 0 | 0 | 0 | 0 | 0 | 0 | 0 | 0 | 0 | 0 | 0 | 0 | 0 | 0 | 0 | 0 | 0 | 0 | 0 | 0
Saturday | 10 | 8 | 7 | 6727 | 0 | 0 | 0 | 0 | 0 | 0 | 0 | 0 | 0 | 0 | 0 | 0 | 0 | 0 | 0 | 0 | 0 | 0 | 0 | 0 | 0 |  | 0 | 0 | 0 | 0 | 0 | 0 | 0 | 0 |  |  |  |  | 0 | 0 | 0 | 0 | 0 | 0 | 0 | 1 |  | 1 | 1 | 1 | 1 | 1 | 1 | 0 | 0 | 0 | 0 | 0 | 0 | 0 | 0 | 0 | 0 | 0 | 0 | 0 | 0 | 0 | 0 | 0 | 0 | 0 | 0 | 0 | 0 | 0 | 0 | 0
Saturday | 10 | 8 | 8 | 6728 | 0 | 0 | 0 | 0 | 0 | 0 | 0 | 0 | 0 | 0 | 0 | 0 | 0 | 0 | 0 | 0 | 0 | 0 | 0 | 0 | 0 |  | 0 | 0 | 0 | 0 | 0 | 0 | 0 | 0 |  |  |  |  | 0 | 0 | 0 | 0 | 0 | 0 | 0 | 1 |  | 1 | 1 | 1 | 1 | 1 | 1 | 0 | 0 | 0 | 0 | 0 | 0 | 0 | 0 | 0 | 0 | 0 | 0 | 0 | 0 | 0 | 0 | 0 | 0 | 0 | 0 | 0 | 0 | 0 | 0 | 0
Saturday | 10 | 8 | 9 | 6729 | 0 | 0 | 0 | 0 | 0 | 0 | 0 | 0 | 0 | 0 | 0 | 0 | 0 | 0 | 0 | 0 | 0 | 0 | 0 | 0 | 0 |  | 0 | 0 | 0 | 0 | 0 | 0 | 0 | 0 |  |  |  |  | 0 | 0 | 0 | 0 | 0 | 0 | 0 | 1 |  | 1 | 1 | 1 | 1 | 1 | 1 | 0 | 0 | 0 | 0 | 0 | 0 | 0 | 0 | 0 | 0 | 0 | 0 | 0 | 0 | 0 | 0 | 0 | 0 | 0 | 0 | 0 | 0 | 0 | 0 | 0
Saturday | 10 | 8 | 10 | 6730 | 0 | 0 | 0 | 0 | 0 | 0 | 0 | 0 | 0 | 0 | 0 | 0 | 0 | 0 | 0 | 0 | 0 | 0 | 0 | 0 | 0 |  | 0 | 0 | 0 | 0 | 0 | 0 | 0 | 0 |  |  |  |  | 0 | 0 | 0 | 0 | 0 | 0 | 0 | 1 |  | 1 | 1 | 1 | 1 | 1 | 1 | 0 | 0 | 0 | 0 | 0 | 0 | 0 | 0 | 0 | 0 | 0 | 0 | 0 | 0 | 0 | 0 | 0 | 0 | 0 | 0 | 0 | 0 | 0 | 0 | 0
Saturday | 10 | 8 | 11 | 6731 | 0 | 0 | 0 | 0 | 0 | 0 | 0 | 0 | 0 | 0 | 0 | 0 | 0 | 0 | 0 | 0 | 0 | 0 | 0 | 0 | 0 |  | 0 | 0 | 0 | 0 | 0 | 0 | 0 | 0 |  |  |  |  | 0 | 0 | 0 | 0 | 0 | 0 | 0 | 1 |  | 1 | 1 | 1 | 1 | 1 | 1 | 0 | 0 | 0 | 0 | 0 | 0 | 0 | 0 | 0 | 0 | 0 | 0 | 0 | 0 | 0 | 0 | 0 | 0 | 0 | 0 | 0 | 0 | 0 | 0 | 0
Saturday | 10 | 8 | 12 | 6732 | 0 | 0 | 0 | 0 | 0 | 0 | 0 | 0 | 0 | 0 | 0 | 0 | 0 | 0 | 0 | 0 | 0 | 0 | 0 | 0 | 0 |  | 0 | 0 | 0 | 0 | 0 | 0 | 0 | 0 |  |  |  |  | 0 | 0 | 0 | 0 | 0 | 0 | 0 | 1 |  | 1 | 1 | 1 | 1 | 1 | 1 | 0 | 0 | 0 | 0 | 0 | 0 | 0 | 0 | 0 | 0 | 0 | 0 | 0 | 0 | 0 | 0 | 0 | 0 | 0 | 0 | 0 | 0 | 0 | 0 | 0
Saturday | 10 | 8 | 13 | 6733 | 0 | 0 | 0 | 0 | 0 | 0 | 0 | 0 | 0 | 0 | 0 | 0 | 0 | 0 | 0 | 0 | 0 | 0 | 0 | 0 | 0 |  | 0 | 0 | 0 | 0 | 0 | 0 | 0 | 0 |  |  |  |  | 0 | 0 | 0 | 0 | 0 | 0 | 0 | 1 |  | 1 | 1 | 1 | 1 | 1 | 1 | 0 | 0 | 0 | 0 | 0 | 0 | 0 | 0 | 0 | 0 | 0 | 0 | 0 | 0 | 0 | 0 | 0 | 0 | 0 | 0 | 0 | 0 | 0 | 0 | 0
Saturday | 10 | 8 | 14 | 6734 | 0 | 0 | 0 | 0 | 0 | 0 | 0 | 0 | 0 | 0 | 0 | 0 | 0 | 0 | 0 | 0 | 0 | 0 | 0 | 0 | 0 |  | 0 | 0 | 0 | 0 | 0 | 0 | 0 | 0 |  |  |  |  | 0 | 0 | 0 | 0 | 0 | 0 | 0 | 1 |  | 1 | 1 | 1 | 1 | 1 | 1 | 0 | 0 | 0 | 0 | 0 | 0 | 0 | 0 | 0 | 0 | 0 | 0 | 0 | 0 | 0 | 0 | 0 | 0 | 0 | 0 | 0 | 0 | 0 | 0 | 0
Saturday | 10 | 8 | 15 | 6735 | 0 | 0 | 0 | 0 | 0 | 0 | 0 | 0 | 0 | 0 | 0 | 0 | 0 | 0 | 0 | 0 | 0 | 0 | 0 | 0 | 0 |  | 0 | 0 | 0 | 0 | 0 | 0 | 0 | 0 |  |  |  |  | 0 | 0 | 0 | 0 | 0 | 0 | 0 | 1 |  | 1 | 1 | 1 | 1 | 1 | 1 | 0 | 0 | 0 | 0 | 0 | 0 | 0 | 0 | 0 | 0 | 0 | 0 | 0 | 0 | 0 | 0 | 0 | 0 | 0 | 0 | 0 | 0 | 0 | 0 | 0
Saturday | 10 | 8 | 16 | 6736 | 0 | 0 | 0 | 0 | 0 | 0 | 0 | 0 | 0 | 0 | 0 | 0 | 0 | 0 | 0 | 0 | 0 | 0 | 0 | 0 | 0 |  | 0 | 0 | 0 | 0 | 0 | 0 | 0 | 0 |  |  |  |  | 0 | 0 | 0 | 0 | 0 | 0 | 0 | 1 |  | 1 | 1 | 1 | 1 | 1 | 1 | 0 | 0 | 0 | 0 | 0 | 0 | 0 | 0 | 0 | 0 | 0 | 0 | 0 | 0 | 0 | 0 | 0 | 0 | 0 | 0 | 0 | 0 | 0 | 0 | 0
Saturday | 10 | 8 | 17 | 6737 | 0 | 0 | 0 | 0 | 0 | 0 | 0 | 0 | 0 | 0 | 0 | 0 | 0 | 0 | 0 | 0 | 0 | 0 | 0 | 0 | 0 |  | 0 | 0 | 0 | 0 | 0 | 0 | 0 | 0 |  |  |  |  | 0 | 0 | 0 | 0 | 0 | 0 | 0 | 1 |  | 1 | 1 | 1 | 1 | 1 | 1 | 0 | 0 | 0 | 0 | 0 | 0 | 0 | 0 | 0 | 0 | 0 | 0 | 0 | 0 | 0 | 0 | 0 | 0 | 0 | 0 | 0 | 0 | 0 | 0 | 0
Saturday | 10 | 8 | 18 | 6738 | 0 | 0 | 0 | 0 | 0 | 0 | 0 | 0 | 0 | 0 | 0 | 0 | 0 | 0 | 0 | 0 | 0 | 0 | 0 | 0 | 0 |  | 0 | 0 | 0 | 0 | 0 | 0 | 0 | 0 |  |  |  |  | 0 | 0 | 0 | 0 | 0 | 0 | 0 | 1 |  | 1 | 1 | 1 | 1 | 1 | 1 | 0 | 0 | 0 | 0 | 0 | 0 | 0 | 0 | 0 | 0 | 0 | 0 | 0 | 0 | 0 | 0 | 0 | 0 | 0 | 0 | 0 | 0 | 0 | 0 | 0
Saturday | 10 | 8 | 19 | 6739 | 0 | 0 | 0 | 0 | 0 | 0 | 0 | 0 | 0 | 0 | 0 | 0 | 0 | 0 | 0 | 0 | 0 | 0 | 0 | 0 | 0 |  | 0 | 0 | 0 | 0 | 0 | 0 | 0 | 0 |  |  |  |  | 0 | 0 | 0 | 0 | 0 | 0 | 0 | 1 |  | 1 | 1 | 1 | 1 | 1 | 1 | 0 | 0 | 0 | 0 | 0 | 0 | 0 | 0 | 0 | 0 | 0 | 0 | 0 | 0 | 0 | 0 | 0 | 0 | 0 | 0 | 0 | 0 | 0 | 0 | 0
Saturday | 10 | 8 | 20 | 6740 | 0 | 0 | 0 | 0 | 0 | 0 | 0 | 0 | 0 | 0 | 0 | 0 | 0 | 0 | 0 | 0 | 0 | 0 | 0 | 0 | 0 |  | 0 | 0 | 0 | 0 | 0 | 0 | 0 | 0 |  |  |  |  | 0 | 0 | 0 | 0 | 0 | 0 | 0 | 1 |  | 1 | 1 | 1 | 1 | 1 | 1 | 0 | 0 | 0 | 0 | 0 | 0 | 0 | 0 | 0 | 0 | 0 | 0 | 0 | 0 | 0 | 0 | 0 | 0 | 0 | 0 | 0 | 0 | 0 | 0 | 0
Saturday | 10 | 8 | 21 | 6741 | 0 | 0 | 0 | 0 | 0 | 0 | 0 | 0 | 0 | 0 | 0 | 0 | 0 | 0 | 0 | 0 | 0 | 0 | 0 | 0 | 0 |  | 0 | 0 | 0 | 0 | 0 | 0 | 0 | 0 |  |  |  |  | 0 | 0 | 0 | 0 | 0 | 0 | 0 | 1 |  | 1 | 1 | 1 | 1 | 1 | 1 | 0 | 0 | 0 | 0 | 0 | 0 | 0 | 0 | 0 | 0 | 0 | 0 | 0 | 0 | 0 | 0 | 0 | 0 | 0 | 0 | 0 | 0 | 0 | 0 | 0
Saturday | 10 | 8 | 22 | 6742 | 0 | 0 | 0 | 0 | 0 | 0 | 0 | 0 | 0 | 0 | 0 | 0 | 0 | 0 | 0 | 0 | 0 | 0 | 0 | 0 | 0 |  | 0 | 0 | 0 | 0 | 0 | 0 | 0 | 0 |  |  |  |  | 0 | 0 | 0 | 0 | 0 | 0 | 0 | 1 |  | 1 | 1 | 1 | 1 | 1 | 1 | 0 | 0 | 0 | 0 | 0 | 0 | 0 | 0 | 0 | 0 | 0 | 0 | 0 | 0 | 0 | 0 | 0 | 0 | 0 | 0 | 0 | 0 | 0 | 0 | 0
Saturday | 10 | 8 | 23 | 6743 | 0 | 0 | 0 | 0 | 0 | 0 | 0 | 0 | 0 | 0 | 0 | 0 | 0 | 0 | 0 | 0 | 0 | 0 | 0 | 0 | 0 |  | 0 | 0 | 0 | 0 | 0 | 0 | 0 | 0 |  |  |  |  | 0 | 0 | 0 | 0 | 0 | 0 | 0 | 1 |  | 1 | 1 | 1 | 1 | 1 | 1 | 0 | 0 | 0 | 0 | 0 | 0 | 0 | 0 | 0 | 0 | 0 | 0 | 0 | 0 | 0 | 0 | 0 | 0 | 0 | 0 | 0 | 0 | 0 | 0 | 0
Saturday | 10 | 8 | 24 | 6744 | 0 | 0 | 0 | 0 | 0 | 0 | 0 | 0 | 0 | 0 | 0 | 0 | 0 | 0 | 0 | 0 | 0 | 0 | 0 | 0 | 0 |  | 0 | 0 | 0 | 0 | 0 | 0 | 0 | 0 |  |  |  |  | 0 | 0 | 0 | 0 | 0 | 0 | 0 | 1 |  | 1 | 1 | 1 | 1 | 1 | 1 | 0 | 0 | 0 | 0 | 0 | 0 | 0 | 0 | 0 | 0 | 0 | 0 | 0 | 0 | 0 | 0 | 0 | 0 | 0 | 0 | 0 | 0 | 0 | 0 | 0
Sunday | 10 | 9 | 1 | 6745 | 0 | 0 | 0 | 0 | 0 | 0 | 0 | 0 | 0 | 0 | 0 | 0 | 0 | 0 | 0 | 0 | 0 | 0 | 0 | 0 | 0 |  | 0 | 0 | 0 | 0 | 0 | 0 | 0 | 0 |  |  |  |  | 0 | 0 | 0 | 0 | 0 | 0 | 0 | 1 |  | 1 | 1 | 1 | 1 | 1 | 1 | 0 | 0 | 0 | 0 | 0 | 0 | 0 | 0 | 0 | 0 | 0 | 0 | 0 | 0 | 0 | 0 | 0 | 0 | 0 | 0 | 0 | 0 | 0 | 0 | 0
Sunday | 10 | 9 | 2 | 6746 | 0 | 0 | 0 | 0 | 0 | 0 | 0 | 0 | 0 | 0 | 0 | 0 | 0 | 0 | 0 | 0 | 0 | 0 | 0 | 0 | 0 |  | 0 | 0 | 0 | 0 | 0 | 0 | 0 | 0 |  |  |  |  | 0 | 0 | 0 | 0 | 0 | 0 | 0 | 1 |  | 1 | 1 | 1 | 1 | 1 | 1 | 0 | 0 | 0 | 0 | 0 | 0 | 0 | 0 | 0 | 0 | 0 | 0 | 0 | 0 | 0 | 0 | 0 | 0 | 0 | 0 | 0 | 0 | 0 | 0 | 0
Sunday | 10 | 9 | 3 | 6747 | 0 | 0 | 0 | 0 | 0 | 0 | 0 | 0 | 0 | 0 | 0 | 0 | 0 | 0 | 0 | 0 | 0 | 0 | 0 | 0 | 0 |  | 0 | 0 | 0 | 0 | 0 | 0 | 0 | 0 |  |  |  |  | 0 | 0 | 0 | 0 | 0 | 0 | 0 | 1 |  | 1 | 1 | 1 | 1 | 1 | 1 | 0 | 0 | 0 | 0 | 0 | 0 | 0 | 0 | 0 | 0 | 0 | 0 | 0 | 0 | 0 | 0 | 0 | 0 | 0 | 0 | 0 | 0 | 0 | 0 | 0
Sunday | 10 | 9 | 4 | 6748 | 0 | 0 | 0 | 0 | 0 | 0 | 0 | 0 | 0 | 0 | 0 | 0 | 0 | 0 | 0 | 0 | 0 | 0 | 0 | 0 | 0 |  | 0 | 0 | 0 | 0 | 0 | 0 | 0 | 0 |  |  |  |  | 0 | 0 | 0 | 0 | 0 | 0 | 0 | 1 |  | 1 | 1 | 1 | 1 | 1 | 1 | 0 | 0 | 0 | 0 | 0 | 0 | 0 | 0 | 0 | 0 | 0 | 0 | 0 | 0 | 0 | 0 | 0 | 0 | 0 | 0 | 0 | 0 | 0 | 0 | 0
Sunday | 10 | 9 | 5 | 6749 | 0 | 0 | 0 | 0 | 0 | 0 | 0 | 0 | 0 | 0 | 0 | 0 | 0 | 0 | 0 | 0 | 0 | 0 | 0 | 0 | 0 |  | 0 | 0 | 0 | 0 | 0 | 0 | 0 | 0 |  |  |  |  | 0 | 0 | 0 | 0 | 0 | 0 | 0 | 1 |  | 1 | 1 | 1 | 1 | 1 | 1 | 0 | 0 | 0 | 0 | 0 | 0 | 0 | 0 | 0 | 0 | 0 | 0 | 0 | 0 | 0 | 0 | 0 | 0 | 0 | 0 | 0 | 0 | 0 | 0 | 0
Sunday | 10 | 9 | 6 | 6750 | 0 | 0 | 0 | 0 | 0 | 0 | 0 | 0 | 0 | 0 | 0 | 0 | 0 | 0 | 0 | 0 | 0 | 0 | 0 | 0 | 0 |  | 0 | 0 | 0 | 0 | 0 | 0 | 0 | 0 |  |  |  |  | 0 | 0 | 0 | 0 | 0 | 0 | 0 | 1 |  | 1 | 1 | 1 | 1 | 1 | 1 | 0 | 0 | 0 | 0 | 0 | 0 | 0 | 0 | 0 | 0 | 0 | 0 | 0 | 0 | 0 | 0 | 0 | 0 | 0 | 0 | 0 | 0 | 0 | 0 | 0
Sunday | 10 | 9 | 7 | 6751 | 0 | 0 | 0 | 0 | 0 | 0 | 0 | 0 | 0 | 0 | 0 | 0 | 0 | 0 | 0 | 0 | 0 | 0 | 0 | 0 | 0 |  | 0 | 0 | 0 | 0 | 0 | 0 | 0 | 0 |  |  |  |  | 0 | 0 | 0 | 0 | 0 | 0 | 0 | 1 |  | 1 | 1 | 1 | 1 | 1 | 1 | 0 | 0 | 0 | 0 | 0 | 0 | 0 | 0 | 0 | 0 | 0 | 0 | 0 | 0 | 0 | 0 | 0 | 0 | 0 | 0 | 0 | 0 | 0 | 0 | 0
Sunday | 10 | 9 | 8 | 6752 | 0 | 0 | 0 | 0 | 0 | 0 | 0 | 0 | 0 | 0 | 0 | 0 | 0 | 0 | 0 | 0 | 0 | 0 | 0 | 0 | 0 |  | 0 | 0 | 0 | 0 | 0 | 0 | 0 | 0 |  |  |  |  | 0 | 0 | 0 | 0 | 0 | 0 | 0 | 1 |  | 1 | 1 | 1 | 1 | 1 | 1 | 0 | 0 | 0 | 0 | 0 | 0 | 0 | 0 | 0 | 0 | 0 | 0 | 0 | 0 | 0 | 0 | 0 | 0 | 0 | 0 | 0 | 0 | 0 | 0 | 0
Sunday | 10 | 9 | 9 | 6753 | 0 | 0 | 0 | 0 | 0 | 0 | 0 | 0 | 0 | 0 | 0 | 0 | 0 | 0 | 0 | 0 | 0 | 0 | 0 | 0 | 0 |  | 0 | 0 | 0 | 0 | 0 | 0 | 0 | 0 |  |  |  |  | 0 | 0 | 0 | 0 | 0 | 0 | 0 | 1 |  | 1 | 1 | 1 | 1 | 1 | 1 | 0 | 0 | 0 | 0 | 0 | 0 | 0 | 0 | 0 | 0 | 0 | 0 | 0 | 0 | 0 | 0 | 0 | 0 | 0 | 0 | 0 | 0 | 0 | 0 | 0
Sunday | 10 | 9 | 10 | 6754 | 0 | 0 | 0 | 0 | 0 | 0 | 0 | 0 | 0 | 0 | 0 | 0 | 0 | 0 | 0 | 0 | 0 | 0 | 0 | 0 | 0 |  | 0 | 0 | 0 | 0 | 0 | 0 | 0 | 0 |  |  |  |  | 0 | 0 | 0 | 0 | 0 | 0 | 0 | 1 |  | 1 | 1 | 1 | 1 | 1 | 1 | 0 | 0 | 0 | 0 | 0 | 0 | 0 | 0 | 0 | 0 | 0 | 0 | 0 | 0 | 0 | 0 | 0 | 0 | 0 | 0 | 0 | 0 | 0 | 0 | 0
Sunday | 10 | 9 | 11 | 6755 | 0 | 0 | 0 | 0 | 0 | 0 | 0 | 0 | 0 | 0 | 0 | 0 | 0 | 0 | 0 | 0 | 0 | 0 | 0 | 0 | 0 |  | 0 | 0 | 0 | 0 | 0 | 0 | 0 | 0 |  |  |  |  | 0 | 0 | 0 | 0 | 0 | 0 | 0 | 1 |  | 1 | 1 | 1 | 1 | 1 | 1 | 0 | 0 | 0 | 0 | 0 | 0 | 0 | 0 | 0 | 0 | 0 | 0 | 0 | 0 | 0 | 0 | 0 | 0 | 0 | 0 | 0 | 0 | 0 | 0 | 0
Sunday | 10 | 9 | 12 | 6756 | 0 | 0 | 0 | 0 | 0 | 0 | 0 | 0 | 0 | 0 | 0 | 0 | 0 | 0 | 0 | 0 | 0 | 0 | 0 | 0 | 0 |  | 0 | 0 | 0 | 0 | 0 | 0 | 0 | 0 |  |  |  |  | 0 | 0 | 0 | 0 | 0 | 0 | 0 | 1 |  | 1 | 1 | 1 | 1 | 1 | 1 | 0 | 0 | 0 | 0 | 0 | 0 | 0 | 0 | 0 | 0 | 0 | 0 | 0 | 0 | 0 | 0 | 0 | 0 | 0 | 0 | 0 | 0 | 0 | 0 | 0
Sunday | 10 | 9 | 13 | 6757 | 0 | 0 | 0 | 0 | 0 | 0 | 0 | 0 | 0 | 0 | 0 | 0 | 0 | 0 | 0 | 0 | 0 | 0 | 0 | 0 | 0 |  | 0 | 0 | 0 | 0 | 0 | 0 | 0 | 0 |  |  |  |  | 0 | 0 | 0 | 0 | 0 | 0 | 0 | 1 |  | 1 | 1 | 1 | 1 | 1 | 1 | 0 | 0 | 0 | 0 | 0 | 0 | 0 | 0 | 0 | 0 | 0 | 0 | 0 | 0 | 0 | 0 | 0 | 0 | 0 | 0 | 0 | 0 | 0 | 0 | 0
Sunday | 10 | 9 | 14 | 6758 | 0 | 0 | 0 | 0 | 0 | 0 | 0 | 0 | 0 | 0 | 0 | 0 | 0 | 0 | 0 | 0 | 0 | 0 | 0 | 0 | 0 |  | 0 | 0 | 0 | 0 | 0 | 0 | 0 | 0 |  |  |  |  | 0 | 0 | 0 | 0 | 0 | 0 | 0 | 1 |  | 1 | 1 | 1 | 1 | 1 | 1 | 0 | 0 | 0 | 0 | 0 | 0 | 0 | 0 | 0 | 0 | 0 | 0 | 0 | 0 | 0 | 0 | 0 | 0 | 0 | 0 | 0 | 0 | 0 | 0 | 0
Sunday | 10 | 9 | 15 | 6759 | 0 | 0 | 0 | 0 | 0 | 0 | 0 | 0 | 0 | 0 | 0 | 0 | 0 | 0 | 0 | 0 | 0 | 0 | 0 | 0 | 0 |  | 0 | 0 | 0 | 0 | 0 | 0 | 0 | 0 |  |  |  |  | 0 | 0 | 0 | 0 | 0 | 0 | 0 | 1 |  | 1 | 1 | 1 | 1 | 1 | 1 | 0 | 0 | 0 | 0 | 0 | 0 | 0 | 0 | 0 | 0 | 0 | 0 | 0 | 0 | 0 | 0 | 0 | 0 | 0 | 0 | 0 | 0 | 0 | 0 | 0
Sunday | 10 | 9 | 16 | 6760 | 0 | 0 | 0 | 0 | 0 | 0 | 0 | 0 | 0 | 0 | 0 | 0 | 0 | 0 | 0 | 0 | 0 | 0 | 0 | 0 | 0 |  | 0 | 0 | 0 | 0 | 0 | 0 | 0 | 0 |  |  |  |  | 0 | 0 | 0 | 0 | 0 | 0 | 0 | 1 |  | 1 | 1 | 1 | 1 | 1 | 1 | 0 | 0 | 0 | 0 | 0 | 0 | 0 | 0 | 0 | 0 | 0 | 0 | 0 | 0 | 0 | 0 | 0 | 0 | 0 | 0 | 0 | 0 | 0 | 0 | 0
Sunday | 10 | 9 | 17 | 6761 | 0 | 0 | 0 | 0 | 0 | 0 | 0 | 0 | 0 | 0 | 0 | 0 | 0 | 0 | 0 | 0 | 0 | 0 | 0 | 0 | 0 |  | 0 | 0 | 0 | 0 | 0 | 0 | 0 | 0 |  |  |  |  | 0 | 0 | 0 | 0 | 0 | 0 | 0 | 1 |  | 1 | 1 | 1 | 1 | 1 | 1 | 0 | 0 | 0 | 0 | 0 | 0 | 0 | 0 | 0 | 0 | 0 | 0 | 0 | 0 | 0 | 0 | 0 | 0 | 0 | 0 | 0 | 0 | 0 | 0 | 0
Sunday | 10 | 9 | 18 | 6762 | 0 | 0 | 0 | 0 | 0 | 0 | 0 | 0 | 0 | 0 | 0 | 0 | 0 | 0 | 0 | 0 | 0 | 0 | 0 | 0 | 0 |  | 0 | 0 | 0 | 0 | 0 | 0 | 0 | 0 |  |  |  |  | 0 | 0 | 0 | 0 | 0 | 0 | 0 | 1 |  | 1 | 1 | 1 | 1 | 1 | 1 | 0 | 0 | 0 | 0 | 0 | 0 | 0 | 0 | 0 | 0 | 0 | 0 | 0 | 0 | 0 | 0 | 0 | 0 | 0 | 0 | 0 | 0 | 0 | 0 | 0
Sunday | 10 | 9 | 19 | 6763 | 0 | 0 | 0 | 0 | 0 | 0 | 0 | 0 | 0 | 0 | 0 | 0 | 0 | 0 | 0 | 0 | 0 | 0 | 0 | 0 | 0 |  | 0 | 0 | 0 | 0 | 0 | 0 | 0 | 0 |  |  |  |  | 0 | 0 | 0 | 0 | 0 | 0 | 0 | 1 |  | 1 | 1 | 1 | 1 | 1 | 1 | 0 | 0 | 0 | 0 | 0 | 0 | 0 | 0 | 0 | 0 | 0 | 0 | 0 | 0 | 0 | 0 | 0 | 0 | 0 | 0 | 0 | 0 | 0 | 0 | 0
Sunday | 10 | 9 | 20 | 6764 | 0 | 0 | 0 | 0 | 0 | 0 | 0 | 0 | 0 | 0 | 0 | 0 | 0 | 0 | 0 | 0 | 0 | 0 | 0 | 0 | 0 |  | 0 | 0 | 0 | 0 | 0 | 0 | 0 | 0 |  |  |  |  | 0 | 0 | 0 | 0 | 0 | 0 | 0 | 1 |  | 1 | 1 | 1 | 1 | 1 | 1 | 0 | 0 | 0 | 0 | 0 | 0 | 0 | 0 | 0 | 0 | 0 | 0 | 0 | 0 | 0 | 0 | 0 | 0 | 0 | 0 | 0 | 0 | 0 | 0 | 0
Sunday | 10 | 9 | 21 | 6765 | 0 | 0 | 0 | 0 | 0 | 0 | 0 | 0 | 0 | 0 | 0 | 0 | 0 | 0 | 0 | 0 | 0 | 0 | 0 | 0 | 0 |  | 0 | 0 | 0 | 0 | 0 | 0 | 0 | 0 |  |  |  |  | 0 | 0 | 0 | 0 | 0 | 0 | 0 | 1 |  | 1 | 1 | 1 | 1 | 1 | 1 | 0 | 0 | 0 | 0 | 0 | 0 | 0 | 0 | 0 | 0 | 0 | 0 | 0 | 0 | 0 | 0 | 0 | 0 | 0 | 0 | 0 | 0 | 0 | 0 | 0
Sunday | 10 | 9 | 22 | 6766 | 0 | 0 | 0 | 0 | 0 | 0 | 0 | 0 | 0 | 0 | 0 | 0 | 0 | 0 | 0 | 0 | 0 | 0 | 0 | 0 | 0 |  | 0 | 0 | 0 | 0 | 0 | 0 | 0 | 0 |  |  |  |  | 0 | 0 | 0 | 0 | 0 | 0 | 0 | 1 |  | 1 | 1 | 1 | 1 | 1 | 1 | 0 | 0 | 0 | 0 | 0 | 0 | 0 | 0 | 0 | 0 | 0 | 0 | 0 | 0 | 0 | 0 | 0 | 0 | 0 | 0 | 0 | 0 | 0 | 0 | 0
Sunday | 10 | 9 | 23 | 6767 | 0 | 0 | 0 | 0 | 0 | 0 | 0 | 0 | 0 | 0 | 0 | 0 | 0 | 0 | 0 | 0 | 0 | 0 | 0 | 0 | 0 |  | 0 | 0 | 0 | 0 | 0 | 0 | 0 | 0 |  |  |  |  | 0 | 0 | 0 | 0 | 0 | 0 | 0 | 1 |  | 1 | 1 | 1 | 1 | 1 | 1 | 0 | 0 | 0 | 0 | 0 | 0 | 0 | 0 | 0 | 0 | 0 | 0 | 0 | 0 | 0 | 0 | 0 | 0 | 0 | 0 | 0 | 0 | 0 | 0 | 0
Sunday | 10 | 9 | 24 | 6768 | 0 | 0 | 0 | 0 | 0 | 0 | 0 | 0 | 0 | 0 | 0 | 0 | 0 | 0 | 0 | 0 | 0 | 0 | 0 | 0 | 0 |  | 0 | 0 | 0 | 0 | 0 | 0 | 0 | 0 |  |  |  |  | 0 | 0 | 0 | 0 | 0 | 0 | 0 | 1 |  | 1 | 1 | 1 | 1 | 1 | 1 | 0 | 0 | 0 | 0 | 0 | 0 | 0 | 0 | 0 | 0 | 0 | 0 | 0 | 0 | 0 | 0 | 0 | 0 | 0 | 0 | 0 | 0 | 0 | 0 | 0
Monday | 10 | 10 | 1 | 6769 | 0 | 0 | 0 | 0 | 0 | 0 | 0 | 0 | 0 | 0 | 0 | 0 | 0 | 0 | 0 | 0 | 0 | 0 | 0 | 0 | 0 |  | 0 | 0 | 0 | 0 | 0 | 0 | 0 | 0 |  |  |  |  | 0 | 0 | 0 | 0 | 0 | 0 | 0 | 1 |  | 1 | 1 | 1 | 1 | 1 | 1 | 0 | 0 | 0 | 0 | 0 | 0 | 0 | 0 | 0 | 0 | 0 | 0 | 0 | 0 | 0 | 0 | 0 | 0 | 0 | 0 | 0 | 0 | 0 | 0 | 0
Monday | 10 | 10 | 2 | 6770 | 0 | 0 | 0 | 0 | 0 | 0 | 0 | 0 | 0 | 0 | 0 | 0 | 0 | 0 | 0 | 0 | 0 | 0 | 0 | 0 | 0 |  | 0 | 0 | 0 | 0 | 0 | 0 | 0 | 0 |  |  |  |  | 0 | 0 | 0 | 0 | 0 | 0 | 0 | 1 |  | 1 | 1 | 1 | 1 | 1 | 1 | 0 | 0 | 0 | 0 | 0 | 0 | 0 | 0 | 0 | 0 | 0 | 0 | 0 | 0 | 0 | 0 | 0 | 0 | 0 | 0 | 0 | 0 | 0 | 0 | 0
Monday | 10 | 10 | 3 | 6771 | 0 | 0 | 0 | 0 | 0 | 0 | 0 | 0 | 0 | 0 | 0 | 0 | 0 | 0 | 0 | 0 | 0 | 0 | 0 | 0 | 0 |  | 0 | 0 | 0 | 0 | 0 | 0 | 0 | 0 |  |  |  |  | 0 | 0 | 0 | 0 | 0 | 0 | 0 | 1 |  | 1 | 1 | 1 | 1 | 1 | 1 | 0 | 0 | 0 | 0 | 0 | 0 | 0 | 0 | 0 | 0 | 0 | 0 | 0 | 0 | 0 | 0 | 0 | 0 | 0 | 0 | 0 | 0 | 0 | 0 | 0
Monday | 10 | 10 | 4 | 6772 | 0 | 0 | 0 | 0 | 0 | 0 | 0 | 0 | 0 | 0 | 0 | 0 | 0 | 0 | 0 | 0 | 0 | 0 | 0 | 0 | 0 |  | 0 | 0 | 0 | 0 | 0 | 0 | 0 | 0 |  |  |  |  | 0 | 0 | 0 | 0 | 0 | 0 | 0 | 1 |  | 1 | 1 | 1 | 1 | 1 | 1 | 0 | 0 | 0 | 0 | 0 | 0 | 0 | 0 | 0 | 0 | 0 | 0 | 0 | 0 | 0 | 0 | 0 | 0 | 0 | 0 | 0 | 0 | 0 | 0 | 0
Monday | 10 | 10 | 5 | 6773 | 0 | 0 | 0 | 0 | 0 | 0 | 0 | 0 | 0 | 0 | 0 | 0 | 0 | 0 | 0 | 0 | 0 | 0 | 0 | 0 | 0 |  | 0 | 0 | 0 | 0 | 0 | 0 | 0 | 0 |  |  |  |  | 0 | 0 | 0 | 0 | 0 | 0 | 0 | 1 |  | 1 | 1 | 1 | 1 | 1 | 1 | 0 | 0 | 0 | 0 | 0 | 0 | 0 | 0 | 0 | 0 | 0 | 0 | 0 | 0 | 0 | 0 | 0 | 0 | 0 | 0 | 0 | 0 | 0 | 0 | 0
Monday | 10 | 10 | 6 | 6774 | 0 | 0 | 0 | 0 | 0 | 0 | 0 | 0 | 0 | 0 | 0 | 0 | 0 | 0 | 0 | 0 | 0 | 0 | 0 | 0 | 0 |  | 0 | 0 | 0 | 0 | 0 | 0 | 0 | 0 |  |  |  |  | 0 | 0 | 0 | 0 | 0 | 0 | 0 | 1 |  | 1 | 1 | 1 | 1 | 1 | 1 | 0 | 0 | 0 | 0 | 0 | 0 | 0 | 0 | 0 | 0 | 0 | 0 | 0 | 0 | 0 | 0 | 0 | 0 | 0 | 0 | 0 | 0 | 0 | 0 | 0
Monday | 10 | 10 | 7 | 6775 | 0 | 0 | 0 | 0 | 0 | 0 | 0 | 0 | 0 | 0 | 0 | 0 | 0 | 0 | 0 | 0 | 0 | 0 | 0 | 0 | 0 |  | 0 | 0 | 0 | 0 | 0 | 0 | 0 | 0 |  |  |  |  | 0 | 0 | 0 | 0 | 0 | 0 | 0 | 1 |  | 1 | 1 | 1 | 1 | 1 | 1 | 0 | 0 | 0 | 0 | 0 | 0 | 0 | 0 | 0 | 0 | 0 | 0 | 0 | 0 | 0 | 0 | 0 | 0 | 0 | 0 | 0 | 0 | 0 | 0 | 0
Monday | 10 | 10 | 8 | 6776 | 0 | 0 | 0 | 0 | 0 | 0 | 0 | 0 | 0 | 0 | 0 | 0 | 0 | 0 | 0 | 0 | 0 | 0 | 0 | 0 | 0 |  | 0 | 0 | 0 | 0 | 0 | 0 | 0 | 0 |  |  |  |  | 0 | 0 | 0 | 0 | 0 | 0 | 0 | 1 |  | 1 | 1 | 1 | 1 | 1 | 1 | 0 | 0 | 0 | 0 | 0 | 0 | 0 | 0 | 0 | 0 | 0 | 0 | 0 | 0 | 0 | 0 | 0 | 0 | 0 | 0 | 0 | 0 | 0 | 0 | 0
Monday | 10 | 10 | 9 | 6777 | 0 | 0 | 0 | 0 | 0 | 0 | 0 | 0 | 0 | 0 | 0 | 0 | 0 | 0 | 0 | 0 | 0 | 0 | 0 | 0 | 0 |  | 0 | 0 | 0 | 0 | 0 | 0 | 0 | 0 |  |  |  |  | 0 | 0 | 0 | 0 | 0 | 0 | 0 | 1 |  | 1 | 1 | 1 | 1 | 1 | 1 | 0 | 0 | 0 | 0 | 0 | 0 | 0 | 0 | 0 | 0 | 0 | 0 | 0 | 0 | 0 | 0 | 0 | 0 | 0 | 0 | 0 | 0 | 0 | 0 | 0
Monday | 10 | 10 | 10 | 6778 | 0 | 0 | 0 | 0 | 0 | 0 | 0 | 0 | 0 | 0 | 0 | 0 | 0 | 0 | 0 | 0 | 0 | 0 | 0 | 0 | 0 |  | 0 | 0 | 0 | 0 | 0 | 0 | 0 | 0 |  |  |  |  | 0 | 0 | 0 | 0 | 0 | 0 | 0 | 1 |  | 1 | 1 | 1 | 1 | 1 | 1 | 0 | 0 | 0 | 0 | 0 | 0 | 0 | 0 | 0 | 0 | 0 | 0 | 0 | 0 | 0 | 0 | 0 | 0 | 0 | 0 | 0 | 0 | 0 | 0 | 0
Monday | 10 | 10 | 11 | 6779 | 0 | 0 | 0 | 0 | 0 | 0 | 0 | 0 | 0 | 0 | 0 | 0 | 0 | 0 | 0 | 0 | 0 | 0 | 0 | 0 | 0 |  | 0 | 0 | 0 | 0 | 0 | 0 | 0 | 0 |  |  |  |  | 0 | 0 | 0 | 0 | 0 | 0 | 0 | 1 |  | 1 | 1 | 1 | 1 | 1 | 1 | 0 | 0 | 0 | 0 | 0 | 0 | 0 | 0 | 0 | 0 | 0 | 0 | 0 | 0 | 0 | 0 | 0 | 0 | 0 | 0 | 0 | 0 | 0 | 0 | 0
Monday | 10 | 10 | 12 | 6780 | 0 | 0 | 0 | 0 | 0 | 0 | 0 | 0 | 0 | 0 | 0 | 0 | 0 | 0 | 0 | 0 | 0 | 0 | 0 | 0 | 0 |  | 0 | 0 | 0 | 0 | 0 | 0 | 0 | 0 |  |  |  |  | 0 | 0 | 0 | 0 | 0 | 0 | 0 | 1 |  | 1 | 1 | 1 | 1 | 1 | 1 | 0 | 0 | 0 | 0 | 0 | 0 | 0 | 0 | 0 | 0 | 0 | 0 | 0 | 0 | 0 | 0 | 0 | 0 | 0 | 0 | 0 | 0 | 0 | 0 | 0
Monday | 10 | 10 | 13 | 6781 | 0 | 0 | 0 | 0 | 0 | 0 | 0 | 0 | 0 | 0 | 0 | 0 | 0 | 0 | 0 | 0 | 0 | 0 | 0 | 0 | 0 |  | 0 | 0 | 0 | 0 | 0 | 0 | 0 | 0 |  |  |  |  | 0 | 0 | 0 | 0 | 0 | 0 | 0 | 1 |  | 1 | 1 | 1 | 1 | 1 | 1 | 0 | 0 | 0 | 0 | 0 | 0 | 0 | 0 | 0 | 0 | 0 | 0 | 0 | 0 | 0 | 0 | 0 | 0 | 0 | 0 | 0 | 0 | 0 | 0 | 0
Monday | 10 | 10 | 14 | 6782 | 0 | 0 | 0 | 0 | 0 | 0 | 0 | 0 | 0 | 0 | 0 | 0 | 0 | 0 | 0 | 0 | 0 | 0 | 0 | 0 | 0 |  | 0 | 0 | 0 | 0 | 0 | 0 | 0 | 0 |  |  |  |  | 0 | 0 | 0 | 0 | 0 | 0 | 0 | 1 |  | 1 | 1 | 1 | 1 | 1 | 1 | 0 | 0 | 0 | 0 | 0 | 0 | 0 | 0 | 0 | 0 | 0 | 0 | 0 | 0 | 0 | 0 | 0 | 0 | 0 | 0 | 0 | 0 | 0 | 0 | 0
Monday | 10 | 10 | 15 | 6783 | 0 | 0 | 0 | 0 | 0 | 0 | 0 | 0 | 0 | 0 | 0 | 0 | 0 | 0 | 0 | 0 | 0 | 0 | 0 | 0 | 0 |  | 0 | 0 | 0 | 0 | 0 | 0 | 0 | 0 |  |  |  |  | 0 | 0 | 0 | 0 | 0 | 0 | 0 | 1 |  | 1 | 1 | 1 | 1 | 1 | 1 | 0 | 0 | 0 | 0 | 0 | 0 | 0 | 0 | 0 | 0 | 0 | 0 | 0 | 0 | 0 | 0 | 0 | 0 | 0 | 0 | 0 | 0 | 0 | 0 | 0
Monday | 10 | 10 | 16 | 6784 | 0 | 0 | 0 | 0 | 0 | 0 | 0 | 0 | 0 | 0 | 0 | 0 | 0 | 0 | 0 | 0 | 0 | 0 | 0 | 0 | 0 |  | 0 | 0 | 0 | 0 | 0 | 0 | 0 | 0 |  |  |  |  | 0 | 0 | 0 | 0 | 0 | 0 | 0 | 1 |  | 1 | 1 | 1 | 1 | 1 | 1 | 0 | 0 | 0 | 0 | 0 | 0 | 0 | 0 | 0 | 0 | 0 | 0 | 0 | 0 | 0 | 0 | 0 | 0 | 0 | 0 | 0 | 0 | 0 | 0 | 0
Monday | 10 | 10 | 17 | 6785 | 0 | 0 | 0 | 0 | 0 | 0 | 0 | 0 | 0 | 0 | 0 | 0 | 0 | 0 | 0 | 0 | 0 | 0 | 0 | 0 | 0 |  | 0 | 0 | 0 | 0 | 0 | 0 | 0 | 0 |  |  |  |  | 0 | 0 | 0 | 0 | 0 | 0 | 0 | 1 |  | 1 | 1 | 1 | 1 | 1 | 1 | 0 | 0 | 0 | 0 | 0 | 0 | 0 | 0 | 0 | 0 | 0 | 0 | 0 | 0 | 0 | 0 | 0 | 0 | 0 | 0 | 0 | 0 | 0 | 0 | 0
Monday | 10 | 10 | 18 | 6786 | 0 | 0 | 0 | 0 | 0 | 0 | 0 | 0 | 0 | 0 | 0 | 0 | 0 | 0 | 0 | 0 | 0 | 0 | 0 | 0 | 0 |  | 0 | 0 | 0 | 0 | 0 | 0 | 0 | 0 |  |  |  |  | 0 | 0 | 0 | 0 | 0 | 0 | 0 | 1 |  | 1 | 1 | 1 | 1 | 1 | 1 | 0 | 0 | 0 | 0 | 0 | 0 | 0 | 0 | 0 | 0 | 0 | 0 | 0 | 0 | 0 | 0 | 0 | 0 | 0 | 0 | 0 | 0 | 0 | 0 | 0
Monday | 10 | 10 | 19 | 6787 | 0 | 0 | 0 | 0 | 0 | 0 | 0 | 0 | 0 | 0 | 0 | 0 | 0 | 0 | 0 | 0 | 0 | 0 | 0 | 0 | 0 |  | 0 | 0 | 0 | 0 | 0 | 0 | 0 | 0 |  |  |  |  | 0 | 0 | 0 | 0 | 0 | 0 | 0 | 1 |  | 1 | 1 | 1 | 1 | 1 | 1 | 0 | 0 | 0 | 0 | 0 | 0 | 0 | 0 | 0 | 0 | 0 | 0 | 0 | 0 | 0 | 0 | 0 | 0 | 0 | 0 | 0 | 0 | 0 | 0 | 0
Monday | 10 | 10 | 20 | 6788 | 0 | 0 | 0 | 0 | 0 | 0 | 0 | 0 | 0 | 0 | 0 | 0 | 0 | 0 | 0 | 0 | 0 | 0 | 0 | 0 | 0 |  | 0 | 0 | 0 | 0 | 0 | 0 | 0 | 0 |  |  |  |  | 0 | 0 | 0 | 0 | 0 | 0 | 0 | 1 |  | 1 | 1 | 1 | 1 | 1 | 1 | 0 | 0 | 0 | 0 | 0 | 0 | 0 | 0 | 0 | 0 | 0 | 0 | 0 | 0 | 0 | 0 | 0 | 0 | 0 | 0 | 0 | 0 | 0 | 0 | 0
Monday | 10 | 10 | 21 | 6789 | 0 | 0 | 0 | 0 | 0 | 0 | 0 | 0 | 0 | 0 | 0 | 0 | 0 | 0 | 0 | 0 | 0 | 0 | 0 | 0 | 0 |  | 0 | 0 | 0 | 0 | 0 | 0 | 0 | 0 |  |  |  |  | 0 | 0 | 0 | 0 | 0 | 0 | 0 | 1 |  | 1 | 1 | 1 | 1 | 1 | 1 | 0 | 0 | 0 | 0 | 0 | 0 | 0 | 0 | 0 | 0 | 0 | 0 | 0 | 0 | 0 | 0 | 0 | 0 | 0 | 0 | 0 | 0 | 0 | 0 | 0
Monday | 10 | 10 | 22 | 6790 | 0 | 0 | 0 | 0 | 0 | 0 | 0 | 0 | 0 | 0 | 0 | 0 | 0 | 0 | 0 | 0 | 0 | 0 | 0 | 0 | 0 |  | 0 | 0 | 0 | 0 | 0 | 0 | 0 | 0 |  |  |  |  | 0 | 0 | 0 | 0 | 0 | 0 | 0 | 1 |  | 1 | 1 | 1 | 1 | 1 | 1 | 0 | 0 | 0 | 0 | 0 | 0 | 0 | 0 | 0 | 0 | 0 | 0 | 0 | 0 | 0 | 0 | 0 | 0 | 0 | 0 | 0 | 0 | 0 | 0 | 0
Monday | 10 | 10 | 23 | 6791 | 0 | 0 | 0 | 0 | 0 | 0 | 0 | 0 | 0 | 0 | 0 | 0 | 0 | 0 | 0 | 0 | 0 | 0 | 0 | 0 | 0 |  | 0 | 0 | 0 | 0 | 0 | 0 | 0 | 0 |  |  |  |  | 0 | 0 | 0 | 0 | 0 | 0 | 0 | 1 |  | 1 | 1 | 1 | 1 | 1 | 1 | 0 | 0 | 0 | 0 | 0 | 0 | 0 | 0 | 0 | 0 | 0 | 0 | 0 | 0 | 0 | 0 | 0 | 0 | 0 | 0 | 0 | 0 | 0 | 0 | 0
Monday | 10 | 10 | 24 | 6792 | 0 | 0 | 0 | 0 | 0 | 0 | 0 | 0 | 0 | 0 | 0 | 0 | 0 | 0 | 0 | 0 | 0 | 0 | 0 | 0 | 0 |  | 0 | 0 | 0 | 0 | 0 | 0 | 0 | 0 |  |  |  |  | 0 | 0 | 0 | 0 | 0 | 0 | 0 | 1 |  | 1 | 1 | 1 | 1 | 1 | 1 | 0 | 0 | 0 | 0 | 0 | 0 | 0 | 0 | 0 | 0 | 0 | 0 | 0 | 0 | 0 | 0 | 0 | 0 | 0 | 0 | 0 | 0 | 0 | 0 | 0
Tuesday | 10 | 11 | 1 | 6793 | 0 | 0 | 0 | 0 | 0 | 0 | 0 | 0 | 0 | 0 | 0 | 0 | 0 | 0 | 0 | 0 | 0 | 0 | 0 | 0 | 0 |  | 0 | 0 | 0 | 0 | 0 | 0 | 0 | 0 |  |  |  |  | 0 | 0 | 0 | 0 | 0 | 0 | 0 | 1 |  | 1 | 1 | 1 | 1 | 1 | 1 | 0 | 0 | 0 | 0 | 0 | 0 | 0 | 0 | 0 | 0 | 0 | 0 | 0 | 0 | 0 | 0 | 0 | 0 | 0 | 0 | 0 | 0 | 0 | 0 | 0
Tuesday | 10 | 11 | 2 | 6794 | 0 | 0 | 0 | 0 | 0 | 0 | 0 | 0 | 0 | 0 | 0 | 0 | 0 | 0 | 0 | 0 | 0 | 0 | 0 | 0 | 0 |  | 0 | 0 | 0 | 0 | 0 | 0 | 0 | 0 |  |  |  |  | 0 | 0 | 0 | 0 | 0 | 0 | 0 | 1 |  | 1 | 1 | 1 | 1 | 1 | 1 | 0 | 0 | 0 | 0 | 0 | 0 | 0 | 0 | 0 | 0 | 0 | 0 | 0 | 0 | 0 | 0 | 0 | 0 | 0 | 0 | 0 | 0 | 0 | 0 | 0
Tuesday | 10 | 11 | 3 | 6795 | 0 | 0 | 0 | 0 | 0 | 0 | 0 | 0 | 0 | 0 | 0 | 0 | 0 | 0 | 0 | 0 | 0 | 0 | 0 | 0 | 0 |  | 0 | 0 | 0 | 0 | 0 | 0 | 0 | 0 |  |  |  |  | 0 | 0 | 0 | 0 | 0 | 0 | 0 | 1 |  | 1 | 1 | 1 | 1 | 1 | 1 | 0 | 0 | 0 | 0 | 0 | 0 | 0 | 0 | 0 | 0 | 0 | 0 | 0 | 0 | 0 | 0 | 0 | 0 | 0 | 0 | 0 | 0 | 0 | 0 | 0
Tuesday | 10 | 11 | 4 | 6796 | 0 | 0 | 0 | 0 | 0 | 0 | 0 | 0 | 0 | 0 | 0 | 0 | 0 | 0 | 0 | 0 | 0 | 0 | 0 | 0 | 0 |  | 0 | 0 | 0 | 0 | 0 | 0 | 0 | 0 |  |  |  |  | 0 | 0 | 0 | 0 | 0 | 0 | 0 | 1 |  | 1 | 1 | 1 | 1 | 1 | 1 | 0 | 0 | 0 | 0 | 0 | 0 | 0 | 0 | 0 | 0 | 0 | 0 | 0 | 0 | 0 | 0 | 0 | 0 | 0 | 0 | 0 | 0 | 0 | 0 | 0
Tuesday | 10 | 11 | 5 | 6797 | 0 | 0 | 0 | 0 | 0 | 0 | 0 | 0 | 0 | 0 | 0 | 0 | 0 | 0 | 0 | 0 | 0 | 0 | 0 | 0 | 0 |  | 0 | 0 | 0 | 0 | 0 | 0 | 0 | 0 |  |  |  |  | 0 | 0 | 0 | 0 | 0 | 0 | 0 | 1 |  | 1 | 1 | 1 | 1 | 1 | 1 | 0 | 0 | 0 | 0 | 0 | 0 | 0 | 0 | 0 | 0 | 0 | 0 | 0 | 0 | 0 | 0 | 0 | 0 | 0 | 0 | 0 | 0 | 0 | 0 | 0
Tuesday | 10 | 11 | 6 | 6798 | 0 | 0 | 0 | 0 | 0 | 0 | 0 | 0 | 0 | 0 | 0 | 0 | 0 | 0 | 0 | 0 | 0 | 0 | 0 | 0 | 0 |  | 0 | 0 | 0 | 0 | 0 | 0 | 0 | 0 |  |  |  |  | 0 | 0 | 0 | 0 | 0 | 0 | 0 | 1 |  | 1 | 1 | 1 | 1 | 1 | 1 | 0 | 0 | 0 | 0 | 0 | 0 | 0 | 0 | 0 | 0 | 0 | 0 | 0 | 0 | 0 | 0 | 0 | 0 | 0 | 0 | 0 | 0 | 0 | 0 | 0
Tuesday | 10 | 11 | 7 | 6799 | 0 | 0 | 0 | 0 | 0 | 0 | 0 | 0 | 0 | 0 | 0 | 0 | 0 | 0 | 0 | 0 | 0 | 0 | 0 | 0 | 0 |  | 0 | 0 | 0 | 0 | 0 | 0 | 0 | 0 |  |  |  |  | 0 | 0 | 0 | 0 | 0 | 0 | 0 | 1 |  | 1 | 1 | 1 | 1 | 1 | 1 | 0 | 0 | 0 | 0 | 0 | 0 | 0 | 0 | 0 | 0 | 0 | 0 | 0 | 0 | 0 | 0 | 0 | 0 | 0 | 0 | 0 | 0 | 0 | 0 | 0
Tuesday | 10 | 11 | 8 | 6800 | 0 | 0 | 0 | 0 | 0 | 0 | 0 | 0 | 0 | 0 | 0 | 0 | 0 | 0 | 0 | 0 | 0 | 0 | 0 | 0 | 0 |  | 0 | 0 | 0 | 0 | 0 | 0 | 0 | 0 |  |  |  |  | 0 | 0 | 0 | 0 | 0 | 0 | 1 | 0 |  | 1 | 1 | 1 | 1 | #VALUE! | #VALUE! | 0 | 0 | 0 | 0 | 0 | 0 | 0 | 0 | 0 | 0 | 0 | 0 | 0 | 0 | 0 | 0 | 0 | 0 | 0 | 0 | 0 | 0 | 0 | 0 | 0
Tuesday | 10 | 11 | 9 | 6801 | 0 | 0 | 0 | 0 | 0 | 0 | 0 | 0 | 0 | 0 | 0 | 0 | 0 | 0 | 0 | 0 | 0 | 0 | 0 | 0 | 0 |  | 0 | 0 | 0 | 0 | 0 | 0 | 0 | 0 |  |  |  |  | 0 | 0 | 0 | 0 | 0 | 0 | 1 | 0 |  | 1 | 1 | 1 | 1 | #VALUE! | #VALUE! | 0 | 0 | 0 | 0 | 0 | 0 | 0 | 0 | 0 | 0 | 0 | 0 | 0 | 0 | 0 | 0 | 0 | 0 | 0 | 0 | 0 | 0 | 0 | 0 | 0
Tuesday | 10 | 11 | 10 | 6802 | 0 | 0 | 0 | 0 | 0 | 0 | 0 | 0 | 0 | 0 | 0 | 0 | 0 | 0 | 0 | 0 | 0 | 0 | 0 | 0 | 0 |  | 0 | 0 | 0 | 0 | 0 | 0 | 0 | 0 |  |  |  |  | 0 | 0 | 0 | 0 | 0 | 0 | 1 | 0 |  | 1 | 1 | 1 | 1 | #VALUE! | #VALUE! | 0 | 0 | 0 | 0 | 0 | 0 | 0 | 0 | 0 | 0 | 0 | 0 | 0 | 0 | 0 | 0 | 0 | 0 | 0 | 0 | 0 | 0 | 0 | 0 | 0
Tuesday | 10 | 11 | 11 | 6803 | 0 | 0 | 0 | 0 | 0 | 0 | 0 | 0 | 0 | 0 | 0 | 0 | 0 | 0 | 0 | 0 | 0 | 0 | 0 | 0 | 0 |  | 0 | 0 | 0 | 0 | 0 | 0 | 0 | 0 |  |  |  |  | 0 | 0 | 0 | 0 | 0 | 0 | 1 | 0 |  | 1 | 1 | 1 | 1 | #VALUE! | #VALUE! | 0 | 0 | 0 | 0 | 0 | 0 | 0 | 0 | 0 | 0 | 0 | 0 | 0 | 0 | 0 | 0 | 0 | 0 | 0 | 0 | 0 | 0 | 0 | 0 | 0
Tuesday | 10 | 11 | 12 | 6804 | 0 | 0 | 0 | 0 | 0 | 0 | 0 | 0 | 0 | 0 | 0 | 0 | 0 | 0 | 0 | 0 | 0 | 0 | 0 | 0 | 0 |  | 0 | 0 | 0 | 0 | 0 | 0 | 0 | 0 |  |  |  |  | 0 | 0 | 0 | 0 | 0 | 0 | 1 | 0 |  | 1 | 1 | 1 | 1 | #VALUE! | #VALUE! | 0 | 0 | 0 | 0 | 0 | 0 | 0 | 0 | 0 | 0 | 0 | 0 | 0 | 0 | 0 | 0 | 0 | 0 | 0 | 0 | 0 | 0 | 0 | 0 | 0
Tuesday | 10 | 11 | 13 | 6805 | 0 | 0 | 0 | 0 | 0 | 0 | 0 | 0 | 0 | 0 | 0 | 0 | 0 | 0 | 0 | 0 | 0 | 0 | 0 | 0 | 0 |  | 0 | 0 | 0 | 0 | 0 | 0 | 0 | 0 |  |  |  |  | 0 | 0 | 0 | 0 | 0 | 0 | 1 | 0 |  | 1 | 1 | 1 | 1 | #VALUE! | #VALUE! | 0 | 0 | 0 | 0 | 0 | 0 | 0 | 0 | 0 | 0 | 0 | 0 | 0 | 0 | 0 | 0 | 0 | 0 | 0 | 0 | 0 | 0 | 0 | 0 | 0
Tuesday | 10 | 11 | 14 | 6806 | 0 | 0 | 0 | 0 | 0 | 0 | 0 | 0 | 0 | 0 | 0 | 0 | 0 | 0 | 0 | 0 | 0 | 0 | 0 | 0 | 0 |  | 0 | 0 | 0 | 0 | 0 | 0 | 0 | 0 |  |  |  |  | 0 | 0 | 0 | 0 | 0 | 0 | 1 | 0 |  | 1 | 1 | 1 | 1 | #VALUE! | #VALUE! | 0 | 0 | 0 | 0 | 0 | 0 | 0 | 0 | 0 | 0 | 0 | 0 | 0 | 0 | 0 | 0 | 0 | 0 | 0 | 0 | 0 | 0 | 0 | 0 | 0
Tuesday | 10 | 11 | 15 | 6807 | 0 | 0 | 0 | 0 | 0 | 0 | 0 | 0 | 0 | 0 | 0 | 0 | 0 | 0 | 0 | 0 | 0 | 0 | 0 | 0 | 0 |  | 0 | 0 | 0 | 0 | 0 | 0 | 0 | 0 |  |  |  |  | 0 | 0 | 0 | 0 | 0 | 0 | 1 | 0 |  | 1 | 1 | 1 | 1 | #VALUE! | #VALUE! | 0 | 0 | 0 | 0 | 0 | 0 | 0 | 0 | 0 | 0 | 0 | 0 | 0 | 0 | 0 | 0 | 0 | 0 | 0 | 0 | 0 | 0 | 0 | 0 | 0
Tuesday | 10 | 11 | 16 | 6808 | 0 | 0 | 0 | 0 | 0 | 0 | 0 | 0 | 0 | 0 | 0 | 0 | 0 | 0 | 0 | 0 | 0 | 0 | 0 | 0 | 0 |  | 0 | 0 | 0 | 0 | 0 | 0 | 0 | 0 |  |  |  |  | 0 | 0 | 0 | 0 | 0 | 0 | 1 | 0 |  | 1 | 1 | 1 | 1 | #VALUE! | #VALUE! | 0 | 0 | 0 | 0 | 0 | 0 | 0 | 0 | 0 | 0 | 0 | 0 | 0 | 0 | 0 | 0 | 0 | 0 | 0 | 0 | 0 | 0 | 0 | 0 | 0
Tuesday | 10 | 11 | 17 | 6809 | 0 | 0 | 0 | 0 | 0 | 0 | 0 | 0 | 0 | 0 | 0 | 0 | 0 | 0 | 0 | 0 | 0 | 0 | 0 | 0 | 0 |  | 0 | 0 | 0 | 0 | 0 | 0 | 0 | 0 |  |  |  |  | 0 | 0 | 0 | 0 | 0 | 0 | 1 | 0 |  | 1 | 1 | 1 | 1 | #VALUE! | #VALUE! | 0 | 0 | 0 | 0 | 0 | 0 | 0 | 0 | 0 | 0 | 0 | 0 | 0 | 0 | 0 | 0 | 0 | 0 | 0 | 0 | 0 | 0 | 0 | 0 | 0
Tuesday | 10 | 11 | 18 | 6810 | 0 | 0 | 0 | 0 | 0 | 0 | 0 | 0 | 0 | 0 | 0 | 0 | 0 | 0 | 0 | 0 | 0 | 0 | 0 | 0 | 0 |  | 0 | 0 | 0 | 0 | 0 | 0 | 0 | 0 |  |  |  |  | 0 | 0 | 0 | 0 | 0 | 0 | 1 | 0 |  | 1 | 1 | 1 | 1 | #VALUE! | #VALUE! | 0 | 0 | 0 | 0 | 0 | 0 | 0 | 0 | 0 | 0 | 0 | 0 | 0 | 0 | 0 | 0 | 0 | 0 | 0 | 0 | 0 | 0 | 0 | 0 | 0
Tuesday | 10 | 11 | 19 | 6811 | 0 | 0 | 0 | 0 | 0 | 0 | 0 | 0 | 0 | 0 | 0 | 0 | 0 | 0 | 0 | 0 | 0 | 0 | 0 | 0 | 0 |  | 0 | 0 | 0 | 0 | 0 | 0 | 0 | 0 |  |  |  |  | 0 | 0 | 0 | 0 | 0 | 0 | 1 | 0 |  | 1 | 1 | 1 | 1 | #VALUE! | #VALUE! | 0 | 0 | 0 | 0 | 0 | 0 | 0 | 0 | 0 | 0 | 0 | 0 | 0 | 0 | 0 | 0 | 0 | 0 | 0 | 0 | 0 | 0 | 0 | 0 | 0
Tuesday | 10 | 11 | 20 | 6812 | 0 | 0 | 0 | 0 | 0 | 0 | 0 | 0 | 0 | 0 | 0 | 0 | 0 | 0 | 0 | 0 | 0 | 0 | 0 | 0 | 0 |  | 0 | 0 | 0 | 0 | 0 | 0 | 0 | 0 |  |  |  |  | 0 | 0 | 0 | 0 | 0 | 0 | 1 | 0 |  | 1 | 1 | 1 | 1 | #VALUE! | #VALUE! | 0 | 0 | 0 | 0 | 0 | 0 | 0 | 0 | 0 | 0 | 0 | 0 | 0 | 0 | 0 | 0 | 0 | 0 | 0 | 0 | 0 | 0 | 0 | 0 | 0
Tuesday | 10 | 11 | 21 | 6813 | 0 | 0 | 0 | 0 | 0 | 0 | 0 | 0 | 0 | 0 | 0 | 0 | 0 | 0 | 0 | 0 | 0 | 0 | 0 | 0 | 0 |  | 0 | 0 | 0 | 0 | 0 | 0 | 0 | 0 |  |  |  |  | 0 | 0 | 0 | 0 | 0 | 0 | 1 | 0 |  | 1 | 1 | 1 | 1 | #VALUE! | #VALUE! | 0 | 0 | 0 | 0 | 0 | 0 | 0 | 0 | 0 | 0 | 0 | 0 | 0 | 0 | 0 | 0 | 0 | 0 | 0 | 0 | 0 | 0 | 0 | 0 | 0
Tuesday | 10 | 11 | 22 | 6814 | 0 | 0 | 0 | 0 | 0 | 0 | 0 | 0 | 0 | 0 | 0 | 0 | 0 | 0 | 0 | 0 | 0 | 0 | 0 | 0 | 0 |  | 0 | 0 | 0 | 0 | 0 | 0 | 0 | 0 |  |  |  |  | 0 | 0 | 0 | 0 | 0 | 0 | 1 | 0 |  | 1 | 1 | 1 | 1 | #VALUE! | #VALUE! | 0 | 0 | 0 | 0 | 0 | 0 | 0 | 0 | 0 | 0 | 0 | 0 | 0 | 0 | 0 | 0 | 0 | 0 | 0 | 0 | 0 | 0 | 0 | 0 | 0
Tuesday | 10 | 11 | 23 | 6815 | 0 | 0 | 0 | 0 | 0 | 0 | 0 | 0 | 0 | 0 | 0 | 0 | 0 | 0 | 0 | 0 | 0 | 0 | 0 | 0 | 0 |  | 0 | 0 | 0 | 0 | 0 | 0 | 0 | 0 |  |  |  |  | 0 | 0 | 0 | 0 | 0 | 0 | 0 | 1 |  | 1 | 1 | 1 | 1 | 1 | 1 | 0 | 0 | 0 | 0 | 0 | 0 | 0 | 0 | 0 | 0 | 0 | 0 | 0 | 0 | 0 | 0 | 0 | 0 | 0 | 0 | 0 | 0 | 0 | 0 | 0
Tuesday | 10 | 11 | 24 | 6816 | 0 | 0 | 0 | 0 | 0 | 0 | 0 | 0 | 0 | 0 | 0 | 0 | 0 | 0 | 0 | 0 | 0 | 0 | 0 | 0 | 0 |  | 0 | 0 | 0 | 0 | 0 | 0 | 0 | 0 |  |  |  |  | 0 | 0 | 0 | 0 | 0 | 0 | 0 | 1 |  | 1 | 1 | 1 | 1 | 1 | 1 | 0 | 0 | 0 | 0 | 0 | 0 | 0 | 0 | 0 | 0 | 0 | 0 | 0 | 0 | 0 | 0 | 0 | 0 | 0 | 0 | 0 | 0 | 0 | 0 | 0
Wednesday | 10 | 12 | 1 | 6817 | 0 | 0 | 0 | 0 | 0 | 0 | 0 | 0 | 0 | 0 | 0 | 0 | 0 | 0 | 0 | 0 | 0 | 0 | 0 | 0 | 0 |  | 0 | 0 | 0 | 0 | 0 | 0 | 0 | 0 |  |  |  |  | 0 | 0 | 0 | 0 | 0 | 0 | 0 | 1 |  | 1 | 1 | 1 | 1 | 1 | 1 | 0 | 0 | 0 | 0 | 0 | 0 | 0 | 0 | 0 | 0 | 0 | 0 | 0 | 0 | 0 | 0 | 0 | 0 | 0 | 0 | 0 | 0 | 0 | 0 | 0
Wednesday | 10 | 12 | 2 | 6818 | 0 | 0 | 0 | 0 | 0 | 0 | 0 | 0 | 0 | 0 | 0 | 0 | 0 | 0 | 0 | 0 | 0 | 0 | 0 | 0 | 0 |  | 0 | 0 | 0 | 0 | 0 | 0 | 0 | 0 |  |  |  |  | 0 | 0 | 0 | 0 | 0 | 0 | 0 | 1 |  | 1 | 1 | 1 | 1 | 1 | 1 | 0 | 0 | 0 | 0 | 0 | 0 | 0 | 0 | 0 | 0 | 0 | 0 | 0 | 0 | 0 | 0 | 0 | 0 | 0 | 0 | 0 | 0 | 0 | 0 | 0
Wednesday | 10 | 12 | 3 | 6819 | 0 | 0 | 0 | 0 | 0 | 0 | 0 | 0 | 0 | 0 | 0 | 0 | 0 | 0 | 0 | 0 | 0 | 0 | 0 | 0 | 0 |  | 0 | 0 | 0 | 0 | 0 | 0 | 0 | 0 |  |  |  |  | 0 | 0 | 0 | 0 | 0 | 0 | 0 | 1 |  | 1 | 1 | 1 | 1 | 1 | 1 | 0 | 0 | 0 | 0 | 0 | 0 | 0 | 0 | 0 | 0 | 0 | 0 | 0 | 0 | 0 | 0 | 0 | 0 | 0 | 0 | 0 | 0 | 0 | 0 | 0
Wednesday | 10 | 12 | 4 | 6820 | 0 | 0 | 0 | 0 | 0 | 0 | 0 | 0 | 0 | 0 | 0 | 0 | 0 | 0 | 0 | 0 | 0 | 0 | 0 | 0 | 0 |  | 0 | 0 | 0 | 0 | 0 | 0 | 0 | 0 |  |  |  |  | 0 | 0 | 0 | 0 | 0 | 0 | 0 | 1 |  | 1 | 1 | 1 | 1 | 1 | 1 | 0 | 0 | 0 | 0 | 0 | 0 | 0 | 0 | 0 | 0 | 0 | 0 | 0 | 0 | 0 | 0 | 0 | 0 | 0 | 0 | 0 | 0 | 0 | 0 | 0
Wednesday | 10 | 12 | 5 | 6821 | 0 | 0 | 0 | 0 | 0 | 0 | 0 | 0 | 0 | 0 | 0 | 0 | 0 | 0 | 0 | 0 | 0 | 0 | 0 | 0 | 0 |  | 0 | 0 | 0 | 0 | 0 | 0 | 0 | 0 |  |  |  |  | 0 | 0 | 0 | 0 | 0 | 0 | 0 | 1 |  | 1 | 1 | 1 | 1 | 1 | 1 | 0 | 0 | 0 | 0 | 0 | 0 | 0 | 0 | 0 | 0 | 0 | 0 | 0 | 0 | 0 | 0 | 0 | 0 | 0 | 0 | 0 | 0 | 0 | 0 | 0
Wednesday | 10 | 12 | 6 | 6822 | 0 | 0 | 0 | 0 | 0 | 0 | 0 | 0 | 0 | 0 | 0 | 0 | 0 | 0 | 0 | 0 | 0 | 0 | 0 | 0 | 0 |  | 0 | 0 | 0 | 0 | 0 | 0 | 0 | 0 |  |  |  |  | 0 | 0 | 0 | 0 | 0 | 0 | 0 | 1 |  | 1 | 1 | 1 | 1 | 1 | 1 | 0 | 0 | 0 | 0 | 0 | 0 | 0 | 0 | 0 | 0 | 0 | 0 | 0 | 0 | 0 | 0 | 0 | 0 | 0 | 0 | 0 | 0 | 0 | 0 | 0
Wednesday | 10 | 12 | 7 | 6823 | 0 | 0 | 0 | 0 | 0 | 0 | 0 | 0 | 0 | 0 | 0 | 0 | 0 | 0 | 0 | 0 | 0 | 0 | 0 | 0 | 0 |  | 0 | 0 | 0 | 0 | 0 | 0 | 0 | 0 |  |  |  |  | 0 | 0 | 0 | 0 | 0 | 0 | 0 | 1 |  | 1 | 1 | 1 | 1 | 1 | 1 | 0 | 0 | 0 | 0 | 0 | 0 | 0 | 0 | 0 | 0 | 0 | 0 | 0 | 0 | 0 | 0 | 0 | 0 | 0 | 0 | 0 | 0 | 0 | 0 | 0
Wednesday | 10 | 12 | 8 | 6824 | 0 | 0 | 0 | 0 | 0 | 0 | 0 | 0 | 0 | 0 | 0 | 0 | 0 | 0 | 0 | 0 | 0 | 0 | 0 | 0 | 0 |  | 0 | 0 | 0 | 0 | 0 | 0 | 0 | 0 |  |  |  |  | 0 | 0 | 0 | 0 | 0 | 0 | 1 | 0 |  | 1 | 1 | 1 | 1 | #VALUE! | #VALUE! | 0 | 0 | 0 | 0 | 0 | 0 | 0 | 0 | 0 | 0 | 0 | 0 | 0 | 0 | 0 | 0 | 0 | 0 | 0 | 0 | 0 | 0 | 0 | 0 | 0
Wednesday | 10 | 12 | 9 | 6825 | 0 | 0 | 0 | 0 | 0 | 0 | 0 | 0 | 0 | 0 | 0 | 0 | 0 | 0 | 0 | 0 | 0 | 0 | 0 | 0 | 0 |  | 0 | 0 | 0 | 0 | 0 | 0 | 0 | 0 |  |  |  |  | 0 | 0 | 0 | 0 | 0 | 0 | 1 | 0 |  | 1 | 1 | 1 | 1 | #VALUE! | #VALUE! | 0 | 0 | 0 | 0 | 0 | 0 | 0 | 0 | 0 | 0 | 0 | 0 | 0 | 0 | 0 | 0 | 0 | 0 | 0 | 0 | 0 | 0 | 0 | 0 | 0
Wednesday | 10 | 12 | 10 | 6826 | 0 | 0 | 0 | 0 | 0 | 0 | 0 | 0 | 0 | 0 | 0 | 0 | 0 | 0 | 0 | 0 | 0 | 0 | 0 | 0 | 0 |  | 0 | 0 | 0 | 0 | 0 | 0 | 0 | 0 |  |  |  |  | 0 | 0 | 0 | 0 | 0 | 0 | 1 | 0 |  | 1 | 1 | 1 | 1 | #VALUE! | #VALUE! | 0 | 0 | 0 | 0 | 0 | 0 | 0 | 0 | 0 | 0 | 0 | 0 | 0 | 0 | 0 | 0 | 0 | 0 | 0 | 0 | 0 | 0 | 0 | 0 | 0
Wednesday | 10 | 12 | 11 | 6827 | 0 | 0 | 0 | 0 | 0 | 0 | 0 | 0 | 0 | 0 | 0 | 0 | 0 | 0 | 0 | 0 | 0 | 0 | 0 | 0 | 0 |  | 0 | 0 | 0 | 0 | 0 | 0 | 0 | 0 |  |  |  |  | 0 | 0 | 0 | 0 | 0 | 0 | 1 | 0 |  | 1 | 1 | 1 | 1 | #VALUE! | #VALUE! | 0 | 0 | 0 | 0 | 0 | 0 | 0 | 0 | 0 | 0 | 0 | 0 | 0 | 0 | 0 | 0 | 0 | 0 | 0 | 0 | 0 | 0 | 0 | 0 | 0
Wednesday | 10 | 12 | 12 | 6828 | 0 | 0 | 0 | 0 | 0 | 0 | 0 | 0 | 0 | 0 | 0 | 0 | 0 | 0 | 0 | 0 | 0 | 0 | 0 | 0 | 0 |  | 0 | 0 | 0 | 0 | 0 | 0 | 0 | 0 |  |  |  |  | 0 | 0 | 0 | 0 | 0 | 0 | 1 | 0 |  | 1 | 1 | 1 | 1 | #VALUE! | #VALUE! | 0 | 0 | 0 | 0 | 0 | 0 | 0 | 0 | 0 | 0 | 0 | 0 | 0 | 0 | 0 | 0 | 0 | 0 | 0 | 0 | 0 | 0 | 0 | 0 | 0
Wednesday | 10 | 12 | 13 | 6829 | 0 | 0 | 0 | 0 | 0 | 0 | 0 | 0 | 0 | 0 | 0 | 0 | 0 | 0 | 0 | 0 | 0 | 0 | 0 | 0 | 0 |  | 0 | 0 | 0 | 0 | 0 | 0 | 0 | 0 |  |  |  |  | 0 | 0 | 0 | 0 | 0 | 0 | 1 | 0 |  | 1 | 1 | 1 | 1 | #VALUE! | #VALUE! | 0 | 0 | 0 | 0 | 0 | 0 | 0 | 0 | 0 | 0 | 0 | 0 | 0 | 0 | 0 | 0 | 0 | 0 | 0 | 0 | 0 | 0 | 0 | 0 | 0
Wednesday | 10 | 12 | 14 | 6830 | 0 | 0 | 0 | 0 | 0 | 0 | 0 | 0 | 0 | 0 | 0 | 0 | 0 | 0 | 0 | 0 | 0 | 0 | 0 | 0 | 0 |  | 0 | 0 | 0 | 0 | 0 | 0 | 0 | 0 |  |  |  |  | 0 | 0 | 0 | 0 | 0 | 0 | 1 | 0 |  | 1 | 1 | 1 | 1 | #VALUE! | #VALUE! | 0 | 0 | 0 | 0 | 0 | 0 | 0 | 0 | 0 | 0 | 0 | 0 | 0 | 0 | 0 | 0 | 0 | 0 | 0 | 0 | 0 | 0 | 0 | 0 | 0
Wednesday | 10 | 12 | 15 | 6831 | 0 | 0 | 0 | 0 | 0 | 0 | 0 | 0 | 0 | 0 | 0 | 0 | 0 | 0 | 0 | 0 | 0 | 0 | 0 | 0 | 0 |  | 0 | 0 | 0 | 0 | 0 | 0 | 0 | 0 |  |  |  |  | 0 | 0 | 0 | 0 | 0 | 0 | 1 | 0 |  | 1 | 1 | 1 | 1 | #VALUE! | #VALUE! | 0 | 0 | 0 | 0 | 0 | 0 | 0 | 0 | 0 | 0 | 0 | 0 | 0 | 0 | 0 | 0 | 0 | 0 | 0 | 0 | 0 | 0 | 0 | 0 | 0
Wednesday | 10 | 12 | 16 | 6832 | 0 | 0 | 0 | 0 | 0 | 0 | 0 | 0 | 0 | 0 | 0 | 0 | 0 | 0 | 0 | 0 | 0 | 0 | 0 | 0 | 0 |  | 0 | 0 | 0 | 0 | 0 | 0 | 0 | 0 |  |  |  |  | 0 | 0 | 0 | 0 | 0 | 0 | 1 | 0 |  | 1 | 1 | 1 | 1 | #VALUE! | #VALUE! | 0 | 0 | 0 | 0 | 0 | 0 | 0 | 0 | 0 | 0 | 0 | 0 | 0 | 0 | 0 | 0 | 0 | 0 | 0 | 0 | 0 | 0 | 0 | 0 | 0
Wednesday | 10 | 12 | 17 | 6833 | 0 | 0 | 0 | 0 | 0 | 0 | 0 | 0 | 0 | 0 | 0 | 0 | 0 | 0 | 0 | 0 | 0 | 0 | 0 | 0 | 0 |  | 0 | 0 | 0 | 0 | 0 | 0 | 0 | 0 |  |  |  |  | 0 | 0 | 0 | 0 | 0 | 0 | 1 | 0 |  | 1 | 1 | 1 | 1 | #VALUE! | #VALUE! | 0 | 0 | 0 | 0 | 0 | 0 | 0 | 0 | 0 | 0 | 0 | 0 | 0 | 0 | 0 | 0 | 0 | 0 | 0 | 0 | 0 | 0 | 0 | 0 | 0
Wednesday | 10 | 12 | 18 | 6834 | 0 | 0 | 0 | 0 | 0 | 0 | 0 | 0 | 0 | 0 | 0 | 0 | 0 | 0 | 0 | 0 | 0 | 0 | 0 | 0 | 0 |  | 0 | 0 | 0 | 0 | 0 | 0 | 0 | 0 |  |  |  |  | 0 | 0 | 0 | 0 | 0 | 0 | 1 | 0 |  | 1 | 1 | 1 | 1 | #VALUE! | #VALUE! | 0 | 0 | 0 | 0 | 0 | 0 | 0 | 0 | 0 | 0 | 0 | 0 | 0 | 0 | 0 | 0 | 0 | 0 | 0 | 0 | 0 | 0 | 0 | 0 | 0
Wednesday | 10 | 12 | 19 | 6835 | 0 | 0 | 0 | 0 | 0 | 0 | 0 | 0 | 0 | 0 | 0 | 0 | 0 | 0 | 0 | 0 | 0 | 0 | 0 | 0 | 0 |  | 0 | 0 | 0 | 0 | 0 | 0 | 0 | 0 |  |  |  |  | 0 | 0 | 0 | 0 | 0 | 0 | 1 | 0 |  | 1 | 1 | 1 | 1 | #VALUE! | #VALUE! | 0 | 0 | 0 | 0 | 0 | 0 | 0 | 0 | 0 | 0 | 0 | 0 | 0 | 0 | 0 | 0 | 0 | 0 | 0 | 0 | 0 | 0 | 0 | 0 | 0
Wednesday | 10 | 12 | 20 | 6836 | 0 | 0 | 0 | 0 | 0 | 0 | 0 | 0 | 0 | 0 | 0 | 0 | 0 | 0 | 0 | 0 | 0 | 0 | 0 | 0 | 0 |  | 0 | 0 | 0 | 0 | 0 | 0 | 0 | 0 |  |  |  |  | 0 | 0 | 0 | 0 | 0 | 0 | 1 | 0 |  | 1 | 1 | 1 | 1 | #VALUE! | #VALUE! | 0 | 0 | 0 | 0 | 0 | 0 | 0 | 0 | 0 | 0 | 0 | 0 | 0 | 0 | 0 | 0 | 0 | 0 | 0 | 0 | 0 | 0 | 0 | 0 | 0
Wednesday | 10 | 12 | 21 | 6837 | 0 | 0 | 0 | 0 | 0 | 0 | 0 | 0 | 0 | 0 | 0 | 0 | 0 | 0 | 0 | 0 | 0 | 0 | 0 | 0 | 0 |  | 0 | 0 | 0 | 0 | 0 | 0 | 0 | 0 |  |  |  |  | 0 | 0 | 0 | 0 | 0 | 0 | 1 | 0 |  | 1 | 1 | 1 | 1 | #VALUE! | #VALUE! | 0 | 0 | 0 | 0 | 0 | 0 | 0 | 0 | 0 | 0 | 0 | 0 | 0 | 0 | 0 | 0 | 0 | 0 | 0 | 0 | 0 | 0 | 0 | 0 | 0
Wednesday | 10 | 12 | 22 | 6838 | 0 | 0 | 0 | 0 | 0 | 0 | 0 | 0 | 0 | 0 | 0 | 0 | 0 | 0 | 0 | 0 | 0 | 0 | 0 | 0 | 0 |  | 0 | 0 | 0 | 0 | 0 | 0 | 0 | 0 |  |  |  |  | 0 | 0 | 0 | 0 | 0 | 0 | 1 | 0 |  | 1 | 1 | 1 | 1 | #VALUE! | #VALUE! | 0 | 0 | 0 | 0 | 0 | 0 | 0 | 0 | 0 | 0 | 0 | 0 | 0 | 0 | 0 | 0 | 0 | 0 | 0 | 0 | 0 | 0 | 0 | 0 | 0
Wednesday | 10 | 12 | 23 | 6839 | 0 | 0 | 0 | 0 | 0 | 0 | 0 | 0 | 0 | 0 | 0 | 0 | 0 | 0 | 0 | 0 | 0 | 0 | 0 | 0 | 0 |  | 0 | 0 | 0 | 0 | 0 | 0 | 0 | 0 |  |  |  |  | 0 | 0 | 0 | 0 | 0 | 0 | 0 | 1 |  | 1 | 1 | 1 | 1 | 1 | 1 | 0 | 0 | 0 | 0 | 0 | 0 | 0 | 0 | 0 | 0 | 0 | 0 | 0 | 0 | 0 | 0 | 0 | 0 | 0 | 0 | 0 | 0 | 0 | 0 | 0
Wednesday | 10 | 12 | 24 | 6840 | 0 | 0 | 0 | 0 | 0 | 0 | 0 | 0 | 0 | 0 | 0 | 0 | 0 | 0 | 0 | 0 | 0 | 0 | 0 | 0 | 0 |  | 0 | 0 | 0 | 0 | 0 | 0 | 0 | 0 |  |  |  |  | 0 | 0 | 0 | 0 | 0 | 0 | 0 | 1 |  | 1 | 1 | 1 | 1 | 1 | 1 | 0 | 0 | 0 | 0 | 0 | 0 | 0 | 0 | 0 | 0 | 0 | 0 | 0 | 0 | 0 | 0 | 0 | 0 | 0 | 0 | 0 | 0 | 0 | 0 | 0
Thursday | 10 | 13 | 1 | 6841 | 0 | 0 | 0 | 0 | 0 | 0 | 0 | 0 | 0 | 0 | 0 | 0 | 0 | 0 | 0 | 0 | 0 | 0 | 0 | 0 | 0 |  | 0 | 0 | 0 | 0 | 0 | 0 | 0 | 0 |  |  |  |  | 0 | 0 | 0 | 0 | 0 | 0 | 0 | 1 |  | 1 | 1 | 1 | 1 | 1 | 1 | 0 | 0 | 0 | 0 | 0 | 0 | 0 | 0 | 0 | 0 | 0 | 0 | 0 | 0 | 0 | 0 | 0 | 0 | 0 | 0 | 0 | 0 | 0 | 0 | 0
Thursday | 10 | 13 | 2 | 6842 | 0 | 0 | 0 | 0 | 0 | 0 | 0 | 0 | 0 | 0 | 0 | 0 | 0 | 0 | 0 | 0 | 0 | 0 | 0 | 0 | 0 |  | 0 | 0 | 0 | 0 | 0 | 0 | 0 | 0 |  |  |  |  | 0 | 0 | 0 | 0 | 0 | 0 | 0 | 1 |  | 1 | 1 | 1 | 1 | 1 | 1 | 0 | 0 | 0 | 0 | 0 | 0 | 0 | 0 | 0 | 0 | 0 | 0 | 0 | 0 | 0 | 0 | 0 | 0 | 0 | 0 | 0 | 0 | 0 | 0 | 0
Thursday | 10 | 13 | 3 | 6843 | 0 | 0 | 0 | 0 | 0 | 0 | 0 | 0 | 0 | 0 | 0 | 0 | 0 | 0 | 0 | 0 | 0 | 0 | 0 | 0 | 0 |  | 0 | 0 | 0 | 0 | 0 | 0 | 0 | 0 |  |  |  |  | 0 | 0 | 0 | 0 | 0 | 0 | 0 | 1 |  | 1 | 1 | 1 | 1 | 1 | 1 | 0 | 0 | 0 | 0 | 0 | 0 | 0 | 0 | 0 | 0 | 0 | 0 | 0 | 0 | 0 | 0 | 0 | 0 | 0 | 0 | 0 | 0 | 0 | 0 | 0
Thursday | 10 | 13 | 4 | 6844 | 0 | 0 | 0 | 0 | 0 | 0 | 0 | 0 | 0 | 0 | 0 | 0 | 0 | 0 | 0 | 0 | 0 | 0 | 0 | 0 | 0 |  | 0 | 0 | 0 | 0 | 0 | 0 | 0 | 0 |  |  |  |  | 0 | 0 | 0 | 0 | 0 | 0 | 0 | 1 |  | 1 | 1 | 1 | 1 | 1 | 1 | 0 | 0 | 0 | 0 | 0 | 0 | 0 | 0 | 0 | 0 | 0 | 0 | 0 | 0 | 0 | 0 | 0 | 0 | 0 | 0 | 0 | 0 | 0 | 0 | 0
Thursday | 10 | 13 | 5 | 6845 | 0 | 0 | 0 | 0 | 0 | 0 | 0 | 0 | 0 | 0 | 0 | 0 | 0 | 0 | 0 | 0 | 0 | 0 | 0 | 0 | 0 |  | 0 | 0 | 0 | 0 | 0 | 0 | 0 | 0 |  |  |  |  | 0 | 0 | 0 | 0 | 0 | 0 | 0 | 1 |  | 1 | 1 | 1 | 1 | 1 | 1 | 0 | 0 | 0 | 0 | 0 | 0 | 0 | 0 | 0 | 0 | 0 | 0 | 0 | 0 | 0 | 0 | 0 | 0 | 0 | 0 | 0 | 0 | 0 | 0 | 0
Thursday | 10 | 13 | 6 | 6846 | 0 | 0 | 0 | 0 | 0 | 0 | 0 | 0 | 0 | 0 | 0 | 0 | 0 | 0 | 0 | 0 | 0 | 0 | 0 | 0 | 0 |  | 0 | 0 | 0 | 0 | 0 | 0 | 0 | 0 |  |  |  |  | 0 | 0 | 0 | 0 | 0 | 0 | 0 | 1 |  | 1 | 1 | 1 | 1 | 1 | 1 | 0 | 0 | 0 | 0 | 0 | 0 | 0 | 0 | 0 | 0 | 0 | 0 | 0 | 0 | 0 | 0 | 0 | 0 | 0 | 0 | 0 | 0 | 0 | 0 | 0
Thursday | 10 | 13 | 7 | 6847 | 0 | 0 | 0 | 0 | 0 | 0 | 0 | 0 | 0 | 0 | 0 | 0 | 0 | 0 | 0 | 0 | 0 | 0 | 0 | 0 | 0 |  | 0 | 0 | 0 | 0 | 0 | 0 | 0 | 0 |  |  |  |  | 0 | 0 | 0 | 0 | 0 | 0 | 0 | 1 |  | 1 | 1 | 1 | 1 | 1 | 1 | 0 | 0 | 0 | 0 | 0 | 0 | 0 | 0 | 0 | 0 | 0 | 0 | 0 | 0 | 0 | 0 | 0 | 0 | 0 | 0 | 0 | 0 | 0 | 0 | 0
Thursday | 10 | 13 | 8 | 6848 | 0 | 0 | 0 | 0 | 0 | 0 | 0 | 0 | 0 | 0 | 0 | 0 | 0 | 0 | 0 | 0 | 0 | 0 | 0 | 0 | 0 |  | 0 | 0 | 0 | 0 | 0 | 0 | 0 | 0 |  |  |  |  | 0 | 0 | 0 | 0 | 0 | 0 | 1 | 0 |  | 1 | 1 | 1 | 1 | #VALUE! | #VALUE! | 0 | 0 | 0 | 0 | 0 | 0 | 0 | 0 | 0 | 0 | 0 | 0 | 0 | 0 | 0 | 0 | 0 | 0 | 0 | 0 | 0 | 0 | 0 | 0 | 0
Thursday | 10 | 13 | 9 | 6849 | 0 | 0 | 0 | 0 | 0 | 0 | 0 | 0 | 0 | 0 | 0 | 0 | 0 | 0 | 0 | 0 | 0 | 0 | 0 | 0 | 0 |  | 0 | 0 | 0 | 0 | 0 | 0 | 0 | 0 |  |  |  |  | 0 | 0 | 0 | 0 | 0 | 0 | 1 | 0 |  | 1 | 1 | 1 | 1 | #VALUE! | #VALUE! | 0 | 0 | 0 | 0 | 0 | 0 | 0 | 0 | 0 | 0 | 0 | 0 | 0 | 0 | 0 | 0 | 0 | 0 | 0 | 0 | 0 | 0 | 0 | 0 | 0
Thursday | 10 | 13 | 10 | 6850 | 0 | 0 | 0 | 0 | 0 | 0 | 0 | 0 | 0 | 0 | 0 | 0 | 0 | 0 | 0 | 0 | 0 | 0 | 0 | 0 | 0 |  | 0 | 0 | 0 | 0 | 0 | 0 | 0 | 0 |  |  |  |  | 0 | 0 | 0 | 0 | 0 | 0 | 1 | 0 |  | 1 | 1 | 1 | 1 | #VALUE! | #VALUE! | 0 | 0 | 0 | 0 | 0 | 0 | 0 | 0 | 0 | 0 | 0 | 0 | 0 | 0 | 0 | 0 | 0 | 0 | 0 | 0 | 0 | 0 | 0 | 0 | 0
Thursday | 10 | 13 | 11 | 6851 | 0 | 0 | 0 | 0 | 0 | 0 | 0 | 0 | 0 | 0 | 0 | 0 | 0 | 0 | 0 | 0 | 0 | 0 | 0 | 0 | 0 |  | 0 | 0 | 0 | 0 | 0 | 0 | 0 | 0 |  |  |  |  | 0 | 0 | 0 | 0 | 0 | 0 | 1 | 0 |  | 1 | 1 | 1 | 1 | #VALUE! | #VALUE! | 0 | 0 | 0 | 0 | 0 | 0 | 0 | 0 | 0 | 0 | 0 | 0 | 0 | 0 | 0 | 0 | 0 | 0 | 0 | 0 | 0 | 0 | 0 | 0 | 0
Thursday | 10 | 13 | 12 | 6852 | 0 | 0 | 0 | 0 | 0 | 0 | 0 | 0 | 0 | 0 | 0 | 0 | 0 | 0 | 0 | 0 | 0 | 0 | 0 | 0 | 0 |  | 0 | 0 | 0 | 0 | 0 | 0 | 0 | 0 |  |  |  |  | 0 | 0 | 0 | 0 | 0 | 0 | 1 | 0 |  | 1 | 1 | 1 | 1 | #VALUE! | #VALUE! | 0 | 0 | 0 | 0 | 0 | 0 | 0 | 0 | 0 | 0 | 0 | 0 | 0 | 0 | 0 | 0 | 0 | 0 | 0 | 0 | 0 | 0 | 0 | 0 | 0
Thursday | 10 | 13 | 13 | 6853 | 0 | 0 | 0 | 0 | 0 | 0 | 0 | 0 | 0 | 0 | 0 | 0 | 0 | 0 | 0 | 0 | 0 | 0 | 0 | 0 | 0 |  | 0 | 0 | 0 | 0 | 0 | 0 | 0 | 0 |  |  |  |  | 0 | 0 | 0 | 0 | 0 | 0 | 1 | 0 |  | 1 | 1 | 1 | 1 | #VALUE! | #VALUE! | 0 | 0 | 0 | 0 | 0 | 0 | 0 | 0 | 0 | 0 | 0 | 0 | 0 | 0 | 0 | 0 | 0 | 0 | 0 | 0 | 0 | 0 | 0 | 0 | 0
Thursday | 10 | 13 | 14 | 6854 | 0 | 0 | 0 | 0 | 0 | 0 | 0 | 0 | 0 | 0 | 0 | 0 | 0 | 0 | 0 | 0 | 0 | 0 | 0 | 0 | 0 |  | 0 | 0 | 0 | 0 | 0 | 0 | 0 | 0 |  |  |  |  | 0 | 0 | 0 | 0 | 0 | 0 | 1 | 0 |  | 1 | 1 | 1 | 1 | #VALUE! | #VALUE! | 0 | 0 | 0 | 0 | 0 | 0 | 0 | 0 | 0 | 0 | 0 | 0 | 0 | 0 | 0 | 0 | 0 | 0 | 0 | 0 | 0 | 0 | 0 | 0 | 0
Thursday | 10 | 13 | 15 | 6855 | 0 | 0 | 0 | 0 | 0 | 0 | 0 | 0 | 0 | 0 | 0 | 0 | 0 | 0 | 0 | 0 | 0 | 0 | 0 | 0 | 0 |  | 0 | 0 | 0 | 0 | 0 | 0 | 0 | 0 |  |  |  |  | 0 | 0 | 0 | 0 | 0 | 0 | 1 | 0 |  | 1 | 1 | 1 | 1 | #VALUE! | #VALUE! | 0 | 0 | 0 | 0 | 0 | 0 | 0 | 0 | 0 | 0 | 0 | 0 | 0 | 0 | 0 | 0 | 0 | 0 | 0 | 0 | 0 | 0 | 0 | 0 | 0
Thursday | 10 | 13 | 16 | 6856 | 0 | 0 | 0 | 0 | 0 | 0 | 0 | 0 | 0 | 0 | 0 | 0 | 0 | 0 | 0 | 0 | 0 | 0 | 0 | 0 | 0 |  | 0 | 0 | 0 | 0 | 0 | 0 | 0 | 0 |  |  |  |  | 0 | 0 | 0 | 0 | 0 | 0 | 1 | 0 |  | 1 | 1 | 1 | 1 | #VALUE! | #VALUE! | 0 | 0 | 0 | 0 | 0 | 0 | 0 | 0 | 0 | 0 | 0 | 0 | 0 | 0 | 0 | 0 | 0 | 0 | 0 | 0 | 0 | 0 | 0 | 0 | 0
Thursday | 10 | 13 | 17 | 6857 | 0 | 0 | 0 | 0 | 0 | 0 | 0 | 0 | 0 | 0 | 0 | 0 | 0 | 0 | 0 | 0 | 0 | 0 | 0 | 0 | 0 |  | 0 | 0 | 0 | 0 | 0 | 0 | 0 | 0 |  |  |  |  | 0 | 0 | 0 | 0 | 0 | 0 | 1 | 0 |  | 1 | 1 | 1 | 1 | #VALUE! | #VALUE! | 0 | 0 | 0 | 0 | 0 | 0 | 0 | 0 | 0 | 0 | 0 | 0 | 0 | 0 | 0 | 0 | 0 | 0 | 0 | 0 | 0 | 0 | 0 | 0 | 0
Thursday | 10 | 13 | 18 | 6858 | 0 | 0 | 0 | 0 | 0 | 0 | 0 | 0 | 0 | 0 | 0 | 0 | 0 | 0 | 0 | 0 | 0 | 0 | 0 | 0 | 0 |  | 0 | 0 | 0 | 0 | 0 | 0 | 0 | 0 |  |  |  |  | 0 | 0 | 0 | 0 | 0 | 0 | 1 | 0 |  | 1 | 1 | 1 | 1 | #VALUE! | #VALUE! | 0 | 0 | 0 | 0 | 0 | 0 | 0 | 0 | 0 | 0 | 0 | 0 | 0 | 0 | 0 | 0 | 0 | 0 | 0 | 0 | 0 | 0 | 0 | 0 | 0
Thursday | 10 | 13 | 19 | 6859 | 0 | 0 | 0 | 0 | 0 | 0 | 0 | 0 | 0 | 0 | 0 | 0 | 0 | 0 | 0 | 0 | 0 | 0 | 0 | 0 | 0 |  | 0 | 0 | 0 | 0 | 0 | 0 | 0 | 0 |  |  |  |  | 0 | 0 | 0 | 0 | 0 | 0 | 1 | 0 |  | 1 | 1 | 1 | 1 | #VALUE! | #VALUE! | 0 | 0 | 0 | 0 | 0 | 0 | 0 | 0 | 0 | 0 | 0 | 0 | 0 | 0 | 0 | 0 | 0 | 0 | 0 | 0 | 0 | 0 | 0 | 0 | 0
Thursday | 10 | 13 | 20 | 6860 | 0 | 0 | 0 | 0 | 0 | 0 | 0 | 0 | 0 | 0 | 0 | 0 | 0 | 0 | 0 | 0 | 0 | 0 | 0 | 0 | 0 |  | 0 | 0 | 0 | 0 | 0 | 0 | 0 | 0 |  |  |  |  | 0 | 0 | 0 | 0 | 0 | 0 | 1 | 0 |  | 1 | 1 | 1 | 1 | #VALUE! | #VALUE! | 0 | 0 | 0 | 0 | 0 | 0 | 0 | 0 | 0 | 0 | 0 | 0 | 0 | 0 | 0 | 0 | 0 | 0 | 0 | 0 | 0 | 0 | 0 | 0 | 0
Thursday | 10 | 13 | 21 | 6861 | 0 | 0 | 0 | 0 | 0 | 0 | 0 | 0 | 0 | 0 | 0 | 0 | 0 | 0 | 0 | 0 | 0 | 0 | 0 | 0 | 0 |  | 0 | 0 | 0 | 0 | 0 | 0 | 0 | 0 |  |  |  |  | 0 | 0 | 0 | 0 | 0 | 0 | 1 | 0 |  | 1 | 1 | 1 | 1 | #VALUE! | #VALUE! | 0 | 0 | 0 | 0 | 0 | 0 | 0 | 0 | 0 | 0 | 0 | 0 | 0 | 0 | 0 | 0 | 0 | 0 | 0 | 0 | 0 | 0 | 0 | 0 | 0
Thursday | 10 | 13 | 22 | 6862 | 0 | 0 | 0 | 0 | 0 | 0 | 0 | 0 | 0 | 0 | 0 | 0 | 0 | 0 | 0 | 0 | 0 | 0 | 0 | 0 | 0 |  | 0 | 0 | 0 | 0 | 0 | 0 | 0 | 0 |  |  |  |  | 0 | 0 | 0 | 0 | 0 | 0 | 1 | 0 |  | 1 | 1 | 1 | 1 | #VALUE! | #VALUE! | 0 | 0 | 0 | 0 | 0 | 0 | 0 | 0 | 0 | 0 | 0 | 0 | 0 | 0 | 0 | 0 | 0 | 0 | 0 | 0 | 0 | 0 | 0 | 0 | 0
Thursday | 10 | 13 | 23 | 6863 | 0 | 0 | 0 | 0 | 0 | 0 | 0 | 0 | 0 | 0 | 0 | 0 | 0 | 0 | 0 | 0 | 0 | 0 | 0 | 0 | 0 |  | 0 | 0 | 0 | 0 | 0 | 0 | 0 | 0 |  |  |  |  | 0 | 0 | 0 | 0 | 0 | 0 | 0 | 1 |  | 1 | 1 | 1 | 1 | 1 | 1 | 0 | 0 | 0 | 0 | 0 | 0 | 0 | 0 | 0 | 0 | 0 | 0 | 0 | 0 | 0 | 0 | 0 | 0 | 0 | 0 | 0 | 0 | 0 | 0 | 0
Thursday | 10 | 13 | 24 | 6864 | 0 | 0 | 0 | 0 | 0 | 0 | 0 | 0 | 0 | 0 | 0 | 0 | 0 | 0 | 0 | 0 | 0 | 0 | 0 | 0 | 0 |  | 0 | 0 | 0 | 0 | 0 | 0 | 0 | 0 |  |  |  |  | 0 | 0 | 0 | 0 | 0 | 0 | 0 | 1 |  | 1 | 1 | 1 | 1 | 1 | 1 | 0 | 0 | 0 | 0 | 0 | 0 | 0 | 0 | 0 | 0 | 0 | 0 | 0 | 0 | 0 | 0 | 0 | 0 | 0 | 0 | 0 | 0 | 0 | 0 | 0
Friday | 10 | 14 | 1 | 6865 | 0 | 0 | 0 | 0 | 0 | 0 | 0 | 0 | 0 | 0 | 0 | 0 | 0 | 0 | 0 | 0 | 0 | 0 | 0 | 0 | 0 |  | 0 | 0 | 0 | 0 | 0 | 0 | 0 | 0 |  |  |  |  | 0 | 0 | 0 | 0 | 0 | 0 | 0 | 1 |  | 1 | 1 | 1 | 1 | 1 | 1 | 0 | 0 | 0 | 0 | 0 | 0 | 0 | 0 | 0 | 0 | 0 | 0 | 0 | 0 | 0 | 0 | 0 | 0 | 0 | 0 | 0 | 0 | 0 | 0 | 0
Friday | 10 | 14 | 2 | 6866 | 0 | 0 | 0 | 0 | 0 | 0 | 0 | 0 | 0 | 0 | 0 | 0 | 0 | 0 | 0 | 0 | 0 | 0 | 0 | 0 | 0 |  | 0 | 0 | 0 | 0 | 0 | 0 | 0 | 0 |  |  |  |  | 0 | 0 | 0 | 0 | 0 | 0 | 0 | 1 |  | 1 | 1 | 1 | 1 | 1 | 1 | 0 | 0 | 0 | 0 | 0 | 0 | 0 | 0 | 0 | 0 | 0 | 0 | 0 | 0 | 0 | 0 | 0 | 0 | 0 | 0 | 0 | 0 | 0 | 0 | 0
Friday | 10 | 14 | 3 | 6867 | 0 | 0 | 0 | 0 | 0 | 0 | 0 | 0 | 0 | 0 | 0 | 0 | 0 | 0 | 0 | 0 | 0 | 0 | 0 | 0 | 0 |  | 0 | 0 | 0 | 0 | 0 | 0 | 0 | 0 |  |  |  |  | 0 | 0 | 0 | 0 | 0 | 0 | 0 | 1 |  | 1 | 1 | 1 | 1 | 1 | 1 | 0 | 0 | 0 | 0 | 0 | 0 | 0 | 0 | 0 | 0 | 0 | 0 | 0 | 0 | 0 | 0 | 0 | 0 | 0 | 0 | 0 | 0 | 0 | 0 | 0
Friday | 10 | 14 | 4 | 6868 | 0 | 0 | 0 | 0 | 0 | 0 | 0 | 0 | 0 | 0 | 0 | 0 | 0 | 0 | 0 | 0 | 0 | 0 | 0 | 0 | 0 |  | 0 | 0 | 0 | 0 | 0 | 0 | 0 | 0 |  |  |  |  | 0 | 0 | 0 | 0 | 0 | 0 | 0 | 1 |  | 1 | 1 | 1 | 1 | 1 | 1 | 0 | 0 | 0 | 0 | 0 | 0 | 0 | 0 | 0 | 0 | 0 | 0 | 0 | 0 | 0 | 0 | 0 | 0 | 0 | 0 | 0 | 0 | 0 | 0 | 0
Friday | 10 | 14 | 5 | 6869 | 0 | 0 | 0 | 0 | 0 | 0 | 0 | 0 | 0 | 0 | 0 | 0 | 0 | 0 | 0 | 0 | 0 | 0 | 0 | 0 | 0 |  | 0 | 0 | 0 | 0 | 0 | 0 | 0 | 0 |  |  |  |  | 0 | 0 | 0 | 0 | 0 | 0 | 0 | 1 |  | 1 | 1 | 1 | 1 | 1 | 1 | 0 | 0 | 0 | 0 | 0 | 0 | 0 | 0 | 0 | 0 | 0 | 0 | 0 | 0 | 0 | 0 | 0 | 0 | 0 | 0 | 0 | 0 | 0 | 0 | 0
Friday | 10 | 14 | 6 | 6870 | 0 | 0 | 0 | 0 | 0 | 0 | 0 | 0 | 0 | 0 | 0 | 0 | 0 | 0 | 0 | 0 | 0 | 0 | 0 | 0 | 0 |  | 0 | 0 | 0 | 0 | 0 | 0 | 0 | 0 |  |  |  |  | 0 | 0 | 0 | 0 | 0 | 0 | 0 | 1 |  | 1 | 1 | 1 | 1 | 1 | 1 | 0 | 0 | 0 | 0 | 0 | 0 | 0 | 0 | 0 | 0 | 0 | 0 | 0 | 0 | 0 | 0 | 0 | 0 | 0 | 0 | 0 | 0 | 0 | 0 | 0
Friday | 10 | 14 | 7 | 6871 | 0 | 0 | 0 | 0 | 0 | 0 | 0 | 0 | 0 | 0 | 0 | 0 | 0 | 0 | 0 | 0 | 0 | 0 | 0 | 0 | 0 |  | 0 | 0 | 0 | 0 | 0 | 0 | 0 | 0 |  |  |  |  | 0 | 0 | 0 | 0 | 0 | 0 | 0 | 1 |  | 1 | 1 | 1 | 1 | 1 | 1 | 0 | 0 | 0 | 0 | 0 | 0 | 0 | 0 | 0 | 0 | 0 | 0 | 0 | 0 | 0 | 0 | 0 | 0 | 0 | 0 | 0 | 0 | 0 | 0 | 0
Friday | 10 | 14 | 8 | 6872 | 0 | 0 | 0 | 0 | 0 | 0 | 0 | 0 | 0 | 0 | 0 | 0 | 0 | 0 | 0 | 0 | 0 | 0 | 0 | 0 | 0 |  | 0 | 0 | 0 | 0 | 0 | 0 | 0 | 0 |  |  |  |  | 0 | 0 | 0 | 0 | 0 | 0 | 1 | 0 |  | 1 | 1 | 1 | 1 | #VALUE! | #VALUE! | 0 | 0 | 0 | 0 | 0 | 0 | 0 | 0 | 0 | 0 | 0 | 0 | 0 | 0 | 0 | 0 | 0 | 0 | 0 | 0 | 0 | 0 | 0 | 0 | 0
Friday | 10 | 14 | 9 | 6873 | 0 | 0 | 0 | 0 | 0 | 0 | 0 | 0 | 0 | 0 | 0 | 0 | 0 | 0 | 0 | 0 | 0 | 0 | 0 | 0 | 0 |  | 0 | 0 | 0 | 0 | 0 | 0 | 0 | 0 |  |  |  |  | 0 | 0 | 0 | 0 | 0 | 0 | 1 | 0 |  | 1 | 1 | 1 | 1 | #VALUE! | #VALUE! | 0 | 0 | 0 | 0 | 0 | 0 | 0 | 0 | 0 | 0 | 0 | 0 | 0 | 0 | 0 | 0 | 0 | 0 | 0 | 0 | 0 | 0 | 0 | 0 | 0
Friday | 10 | 14 | 10 | 6874 | 0 | 0 | 0 | 0 | 0 | 0 | 0 | 0 | 0 | 0 | 0 | 0 | 0 | 0 | 0 | 0 | 0 | 0 | 0 | 0 | 0 |  | 0 | 0 | 0 | 0 | 0 | 0 | 0 | 0 |  |  |  |  | 0 | 0 | 0 | 0 | 0 | 0 | 1 | 0 |  | 1 | 1 | 1 | 1 | #VALUE! | #VALUE! | 0 | 0 | 0 | 0 | 0 | 0 | 0 | 0 | 0 | 0 | 0 | 0 | 0 | 0 | 0 | 0 | 0 | 0 | 0 | 0 | 0 | 0 | 0 | 0 | 0
Friday | 10 | 14 | 11 | 6875 | 0 | 0 | 0 | 0 | 0 | 0 | 0 | 0 | 0 | 0 | 0 | 0 | 0 | 0 | 0 | 0 | 0 | 0 | 0 | 0 | 0 |  | 0 | 0 | 0 | 0 | 0 | 0 | 0 | 0 |  |  |  |  | 0 | 0 | 0 | 0 | 0 | 0 | 1 | 0 |  | 1 | 1 | 1 | 1 | #VALUE! | #VALUE! | 0 | 0 | 0 | 0 | 0 | 0 | 0 | 0 | 0 | 0 | 0 | 0 | 0 | 0 | 0 | 0 | 0 | 0 | 0 | 0 | 0 | 0 | 0 | 0 | 0
Friday | 10 | 14 | 12 | 6876 | 0 | 0 | 0 | 0 | 0 | 0 | 0 | 0 | 0 | 0 | 0 | 0 | 0 | 0 | 0 | 0 | 0 | 0 | 0 | 0 | 0 |  | 0 | 0 | 0 | 0 | 0 | 0 | 0 | 0 |  |  |  |  | 0 | 0 | 0 | 0 | 0 | 0 | 1 | 0 |  | 1 | 1 | 1 | 1 | #VALUE! | #VALUE! | 0 | 0 | 0 | 0 | 0 | 0 | 0 | 0 | 0 | 0 | 0 | 0 | 0 | 0 | 0 | 0 | 0 | 0 | 0 | 0 | 0 | 0 | 0 | 0 | 0
Friday | 10 | 14 | 13 | 6877 | 0 | 0 | 0 | 0 | 0 | 0 | 0 | 0 | 0 | 0 | 0 | 0 | 0 | 0 | 0 | 0 | 0 | 0 | 0 | 0 | 0 |  | 0 | 0 | 0 | 0 | 0 | 0 | 0 | 0 |  |  |  |  | 0 | 0 | 0 | 0 | 0 | 0 | 1 | 0 |  | 1 | 1 | 1 | 1 | #VALUE! | #VALUE! | 0 | 0 | 0 | 0 | 0 | 0 | 0 | 0 | 0 | 0 | 0 | 0 | 0 | 0 | 0 | 0 | 0 | 0 | 0 | 0 | 0 | 0 | 0 | 0 | 0
Friday | 10 | 14 | 14 | 6878 | 0 | 0 | 0 | 0 | 0 | 0 | 0 | 0 | 0 | 0 | 0 | 0 | 0 | 0 | 0 | 0 | 0 | 0 | 0 | 0 | 0 |  | 0 | 0 | 0 | 0 | 0 | 0 | 0 | 0 |  |  |  |  | 0 | 0 | 0 | 0 | 0 | 0 | 1 | 0 |  | 1 | 1 | 1 | 1 | #VALUE! | #VALUE! | 0 | 0 | 0 | 0 | 0 | 0 | 0 | 0 | 0 | 0 | 0 | 0 | 0 | 0 | 0 | 0 | 0 | 0 | 0 | 0 | 0 | 0 | 0 | 0 | 0
Friday | 10 | 14 | 15 | 6879 | 0 | 0 | 0 | 0 | 0 | 0 | 0 | 0 | 0 | 0 | 0 | 0 | 0 | 0 | 0 | 0 | 0 | 0 | 0 | 0 | 0 |  | 0 | 0 | 0 | 0 | 0 | 0 | 0 | 0 |  |  |  |  | 0 | 0 | 0 | 0 | 0 | 0 | 1 | 0 |  | 1 | 1 | 1 | 1 | #VALUE! | #VALUE! | 0 | 0 | 0 | 0 | 0 | 0 | 0 | 0 | 0 | 0 | 0 | 0 | 0 | 0 | 0 | 0 | 0 | 0 | 0 | 0 | 0 | 0 | 0 | 0 | 0
Friday | 10 | 14 | 16 | 6880 | 0 | 0 | 0 | 0 | 0 | 0 | 0 | 0 | 0 | 0 | 0 | 0 | 0 | 0 | 0 | 0 | 0 | 0 | 0 | 0 | 0 |  | 0 | 0 | 0 | 0 | 0 | 0 | 0 | 0 |  |  |  |  | 0 | 0 | 0 | 0 | 0 | 0 | 1 | 0 |  | 1 | 1 | 1 | 1 | #VALUE! | #VALUE! | 0 | 0 | 0 | 0 | 0 | 0 | 0 | 0 | 0 | 0 | 0 | 0 | 0 | 0 | 0 | 0 | 0 | 0 | 0 | 0 | 0 | 0 | 0 | 0 | 0
Friday | 10 | 14 | 17 | 6881 | 0 | 0 | 0 | 0 | 0 | 0 | 0 | 0 | 0 | 0 | 0 | 0 | 0 | 0 | 0 | 0 | 0 | 0 | 0 | 0 | 0 |  | 0 | 0 | 0 | 0 | 0 | 0 | 0 | 0 |  |  |  |  | 0 | 0 | 0 | 0 | 0 | 0 | 1 | 0 |  | 1 | 1 | 1 | 1 | #VALUE! | #VALUE! | 0 | 0 | 0 | 0 | 0 | 0 | 0 | 0 | 0 | 0 | 0 | 0 | 0 | 0 | 0 | 0 | 0 | 0 | 0 | 0 | 0 | 0 | 0 | 0 | 0
Friday | 10 | 14 | 18 | 6882 | 0 | 0 | 0 | 0 | 0 | 0 | 0 | 0 | 0 | 0 | 0 | 0 | 0 | 0 | 0 | 0 | 0 | 0 | 0 | 0 | 0 |  | 0 | 0 | 0 | 0 | 0 | 0 | 0 | 0 |  |  |  |  | 0 | 0 | 0 | 0 | 0 | 0 | 1 | 0 |  | 1 | 1 | 1 | 1 | #VALUE! | #VALUE! | 0 | 0 | 0 | 0 | 0 | 0 | 0 | 0 | 0 | 0 | 0 | 0 | 0 | 0 | 0 | 0 | 0 | 0 | 0 | 0 | 0 | 0 | 0 | 0 | 0
Friday | 10 | 14 | 19 | 6883 | 0 | 0 | 0 | 0 | 0 | 0 | 0 | 0 | 0 | 0 | 0 | 0 | 0 | 0 | 0 | 0 | 0 | 0 | 0 | 0 | 0 |  | 0 | 0 | 0 | 0 | 0 | 0 | 0 | 0 |  |  |  |  | 0 | 0 | 0 | 0 | 0 | 0 | 1 | 0 |  | 1 | 1 | 1 | 1 | #VALUE! | #VALUE! | 0 | 0 | 0 | 0 | 0 | 0 | 0 | 0 | 0 | 0 | 0 | 0 | 0 | 0 | 0 | 0 | 0 | 0 | 0 | 0 | 0 | 0 | 0 | 0 | 0
Friday | 10 | 14 | 20 | 6884 | 0 | 0 | 0 | 0 | 0 | 0 | 0 | 0 | 0 | 0 | 0 | 0 | 0 | 0 | 0 | 0 | 0 | 0 | 0 | 0 | 0 |  | 0 | 0 | 0 | 0 | 0 | 0 | 0 | 0 |  |  |  |  | 0 | 0 | 0 | 0 | 0 | 0 | 1 | 0 |  | 1 | 1 | 1 | 1 | #VALUE! | #VALUE! | 0 | 0 | 0 | 0 | 0 | 0 | 0 | 0 | 0 | 0 | 0 | 0 | 0 | 0 | 0 | 0 | 0 | 0 | 0 | 0 | 0 | 0 | 0 | 0 | 0
Friday | 10 | 14 | 21 | 6885 | 0 | 0 | 0 | 0 | 0 | 0 | 0 | 0 | 0 | 0 | 0 | 0 | 0 | 0 | 0 | 0 | 0 | 0 | 0 | 0 | 0 |  | 0 | 0 | 0 | 0 | 0 | 0 | 0 | 0 |  |  |  |  | 0 | 0 | 0 | 0 | 0 | 0 | 1 | 0 |  | 1 | 1 | 1 | 1 | #VALUE! | #VALUE! | 0 | 0 | 0 | 0 | 0 | 0 | 0 | 0 | 0 | 0 | 0 | 0 | 0 | 0 | 0 | 0 | 0 | 0 | 0 | 0 | 0 | 0 | 0 | 0 | 0
Friday | 10 | 14 | 22 | 6886 | 0 | 0 | 0 | 0 | 0 | 0 | 0 | 0 | 0 | 0 | 0 | 0 | 0 | 0 | 0 | 0 | 0 | 0 | 0 | 0 | 0 |  | 0 | 0 | 0 | 0 | 0 | 0 | 0 | 0 |  |  |  |  | 0 | 0 | 0 | 0 | 0 | 0 | 1 | 0 |  | 1 | 1 | 1 | 1 | #VALUE! | #VALUE! | 0 | 0 | 0 | 0 | 0 | 0 | 0 | 0 | 0 | 0 | 0 | 0 | 0 | 0 | 0 | 0 | 0 | 0 | 0 | 0 | 0 | 0 | 0 | 0 | 0
Friday | 10 | 14 | 23 | 6887 | 0 | 0 | 0 | 0 | 0 | 0 | 0 | 0 | 0 | 0 | 0 | 0 | 0 | 0 | 0 | 0 | 0 | 0 | 0 | 0 | 0 |  | 0 | 0 | 0 | 0 | 0 | 0 | 0 | 0 |  |  |  |  | 0 | 0 | 0 | 0 | 0 | 0 | 0 | 1 |  | 1 | 1 | 1 | 1 | 1 | 1 | 0 | 0 | 0 | 0 | 0 | 0 | 0 | 0 | 0 | 0 | 0 | 0 | 0 | 0 | 0 | 0 | 0 | 0 | 0 | 0 | 0 | 0 | 0 | 0 | 0
Friday | 10 | 14 | 24 | 6888 | 0 | 0 | 0 | 0 | 0 | 0 | 0 | 0 | 0 | 0 | 0 | 0 | 0 | 0 | 0 | 0 | 0 | 0 | 0 | 0 | 0 |  | 0 | 0 | 0 | 0 | 0 | 0 | 0 | 0 |  |  |  |  | 0 | 0 | 0 | 0 | 0 | 0 | 0 | 1 |  | 1 | 1 | 1 | 1 | 1 | 1 | 0 | 0 | 0 | 0 | 0 | 0 | 0 | 0 | 0 | 0 | 0 | 0 | 0 | 0 | 0 | 0 | 0 | 0 | 0 | 0 | 0 | 0 | 0 | 0 | 0
Saturday | 10 | 15 | 1 | 6889 | 0 | 0 | 0 | 0 | 0 | 0 | 0 | 0 | 0 | 0 | 0 | 0 | 0 | 0 | 0 | 0 | 0 | 0 | 0 | 0 | 0 |  | 0 | 0 | 0 | 0 | 0 | 0 | 0 | 0 |  |  |  |  | 0 | 0 | 0 | 0 | 0 | 0 | 0 | 1 |  | 1 | 1 | 1 | 1 | 1 | 1 | 0 | 0 | 0 | 0 | 0 | 0 | 0 | 0 | 0 | 0 | 0 | 0 | 0 | 0 | 0 | 0 | 0 | 0 | 0 | 0 | 0 | 0 | 0 | 0 | 0
Saturday | 10 | 15 | 2 | 6890 | 0 | 0 | 0 | 0 | 0 | 0 | 0 | 0 | 0 | 0 | 0 | 0 | 0 | 0 | 0 | 0 | 0 | 0 | 0 | 0 | 0 |  | 0 | 0 | 0 | 0 | 0 | 0 | 0 | 0 |  |  |  |  | 0 | 0 | 0 | 0 | 0 | 0 | 0 | 1 |  | 1 | 1 | 1 | 1 | 1 | 1 | 0 | 0 | 0 | 0 | 0 | 0 | 0 | 0 | 0 | 0 | 0 | 0 | 0 | 0 | 0 | 0 | 0 | 0 | 0 | 0 | 0 | 0 | 0 | 0 | 0
Saturday | 10 | 15 | 3 | 6891 | 0 | 0 | 0 | 0 | 0 | 0 | 0 | 0 | 0 | 0 | 0 | 0 | 0 | 0 | 0 | 0 | 0 | 0 | 0 | 0 | 0 |  | 0 | 0 | 0 | 0 | 0 | 0 | 0 | 0 |  |  |  |  | 0 | 0 | 0 | 0 | 0 | 0 | 0 | 1 |  | 1 | 1 | 1 | 1 | 1 | 1 | 0 | 0 | 0 | 0 | 0 | 0 | 0 | 0 | 0 | 0 | 0 | 0 | 0 | 0 | 0 | 0 | 0 | 0 | 0 | 0 | 0 | 0 | 0 | 0 | 0
Saturday | 10 | 15 | 4 | 6892 | 0 | 0 | 0 | 0 | 0 | 0 | 0 | 0 | 0 | 0 | 0 | 0 | 0 | 0 | 0 | 0 | 0 | 0 | 0 | 0 | 0 |  | 0 | 0 | 0 | 0 | 0 | 0 | 0 | 0 |  |  |  |  | 0 | 0 | 0 | 0 | 0 | 0 | 0 | 1 |  | 1 | 1 | 1 | 1 | 1 | 1 | 0 | 0 | 0 | 0 | 0 | 0 | 0 | 0 | 0 | 0 | 0 | 0 | 0 | 0 | 0 | 0 | 0 | 0 | 0 | 0 | 0 | 0 | 0 | 0 | 0
Saturday | 10 | 15 | 5 | 6893 | 0 | 0 | 0 | 0 | 0 | 0 | 0 | 0 | 0 | 0 | 0 | 0 | 0 | 0 | 0 | 0 | 0 | 0 | 0 | 0 | 0 |  | 0 | 0 | 0 | 0 | 0 | 0 | 0 | 0 |  |  |  |  | 0 | 0 | 0 | 0 | 0 | 0 | 0 | 1 |  | 1 | 1 | 1 | 1 | 1 | 1 | 0 | 0 | 0 | 0 | 0 | 0 | 0 | 0 | 0 | 0 | 0 | 0 | 0 | 0 | 0 | 0 | 0 | 0 | 0 | 0 | 0 | 0 | 0 | 0 | 0
Saturday | 10 | 15 | 6 | 6894 | 0 | 0 | 0 | 0 | 0 | 0 | 0 | 0 | 0 | 0 | 0 | 0 | 0 | 0 | 0 | 0 | 0 | 0 | 0 | 0 | 0 |  | 0 | 0 | 0 | 0 | 0 | 0 | 0 | 0 |  |  |  |  | 0 | 0 | 0 | 0 | 0 | 0 | 0 | 1 |  | 1 | 1 | 1 | 1 | 1 | 1 | 0 | 0 | 0 | 0 | 0 | 0 | 0 | 0 | 0 | 0 | 0 | 0 | 0 | 0 | 0 | 0 | 0 | 0 | 0 | 0 | 0 | 0 | 0 | 0 | 0
Saturday | 10 | 15 | 7 | 6895 | 0 | 0 | 0 | 0 | 0 | 0 | 0 | 0 | 0 | 0 | 0 | 0 | 0 | 0 | 0 | 0 | 0 | 0 | 0 | 0 | 0 |  | 0 | 0 | 0 | 0 | 0 | 0 | 0 | 0 |  |  |  |  | 0 | 0 | 0 | 0 | 0 | 0 | 0 | 1 |  | 1 | 1 | 1 | 1 | 1 | 1 | 0 | 0 | 0 | 0 | 0 | 0 | 0 | 0 | 0 | 0 | 0 | 0 | 0 | 0 | 0 | 0 | 0 | 0 | 0 | 0 | 0 | 0 | 0 | 0 | 0
Saturday | 10 | 15 | 8 | 6896 | 0 | 0 | 0 | 0 | 0 | 0 | 0 | 0 | 0 | 0 | 0 | 0 | 0 | 0 | 0 | 0 | 0 | 0 | 0 | 0 | 0 |  | 0 | 0 | 0 | 0 | 0 | 0 | 0 | 0 |  |  |  |  | 0 | 0 | 0 | 0 | 0 | 0 | 0 | 1 |  | 1 | 1 | 1 | 1 | 1 | 1 | 0 | 0 | 0 | 0 | 0 | 0 | 0 | 0 | 0 | 0 | 0 | 0 | 0 | 0 | 0 | 0 | 0 | 0 | 0 | 0 | 0 | 0 | 0 | 0 | 0
Saturday | 10 | 15 | 9 | 6897 | 0 | 0 | 0 | 0 | 0 | 0 | 0 | 0 | 0 | 0 | 0 | 0 | 0 | 0 | 0 | 0 | 0 | 0 | 0 | 0 | 0 |  | 0 | 0 | 0 | 0 | 0 | 0 | 0 | 0 |  |  |  |  | 0 | 0 | 0 | 0 | 0 | 0 | 0 | 1 |  | 1 | 1 | 1 | 1 | 1 | 1 | 0 | 0 | 0 | 0 | 0 | 0 | 0 | 0 | 0 | 0 | 0 | 0 | 0 | 0 | 0 | 0 | 0 | 0 | 0 | 0 | 0 | 0 | 0 | 0 | 0
Saturday | 10 | 15 | 10 | 6898 | 0 | 0 | 0 | 0 | 0 | 0 | 0 | 0 | 0 | 0 | 0 | 0 | 0 | 0 | 0 | 0 | 0 | 0 | 0 | 0 | 0 |  | 0 | 0 | 0 | 0 | 0 | 0 | 0 | 0 |  |  |  |  | 0 | 0 | 0 | 0 | 0 | 0 | 0 | 1 |  | 1 | 1 | 1 | 1 | 1 | 1 | 0 | 0 | 0 | 0 | 0 | 0 | 0 | 0 | 0 | 0 | 0 | 0 | 0 | 0 | 0 | 0 | 0 | 0 | 0 | 0 | 0 | 0 | 0 | 0 | 0
Saturday | 10 | 15 | 11 | 6899 | 0 | 0 | 0 | 0 | 0 | 0 | 0 | 0 | 0 | 0 | 0 | 0 | 0 | 0 | 0 | 0 | 0 | 0 | 0 | 0 | 0 |  | 0 | 0 | 0 | 0 | 0 | 0 | 0 | 0 |  |  |  |  | 0 | 0 | 0 | 0 | 0 | 0 | 0 | 1 |  | 1 | 1 | 1 | 1 | 1 | 1 | 0 | 0 | 0 | 0 | 0 | 0 | 0 | 0 | 0 | 0 | 0 | 0 | 0 | 0 | 0 | 0 | 0 | 0 | 0 | 0 | 0 | 0 | 0 | 0 | 0
Saturday | 10 | 15 | 12 | 6900 | 0 | 0 | 0 | 0 | 0 | 0 | 0 | 0 | 0 | 0 | 0 | 0 | 0 | 0 | 0 | 0 | 0 | 0 | 0 | 0 | 0 |  | 0 | 0 | 0 | 0 | 0 | 0 | 0 | 0 |  |  |  |  | 0 | 0 | 0 | 0 | 0 | 0 | 0 | 1 |  | 1 | 1 | 1 | 1 | 1 | 1 | 0 | 0 | 0 | 0 | 0 | 0 | 0 | 0 | 0 | 0 | 0 | 0 | 0 | 0 | 0 | 0 | 0 | 0 | 0 | 0 | 0 | 0 | 0 | 0 | 0
Saturday | 10 | 15 | 13 | 6901 | 0 | 0 | 0 | 0 | 0 | 0 | 0 | 0 | 0 | 0 | 0 | 0 | 0 | 0 | 0 | 0 | 0 | 0 | 0 | 0 | 0 |  | 0 | 0 | 0 | 0 | 0 | 0 | 0 | 0 |  |  |  |  | 0 | 0 | 0 | 0 | 0 | 0 | 0 | 1 |  | 1 | 1 | 1 | 1 | 1 | 1 | 0 | 0 | 0 | 0 | 0 | 0 | 0 | 0 | 0 | 0 | 0 | 0 | 0 | 0 | 0 | 0 | 0 | 0 | 0 | 0 | 0 | 0 | 0 | 0 | 0
Saturday | 10 | 15 | 14 | 6902 | 0 | 0 | 0 | 0 | 0 | 0 | 0 | 0 | 0 | 0 | 0 | 0 | 0 | 0 | 0 | 0 | 0 | 0 | 0 | 0 | 0 |  | 0 | 0 | 0 | 0 | 0 | 0 | 0 | 0 |  |  |  |  | 0 | 0 | 0 | 0 | 0 | 0 | 0 | 1 |  | 1 | 1 | 1 | 1 | 1 | 1 | 0 | 0 | 0 | 0 | 0 | 0 | 0 | 0 | 0 | 0 | 0 | 0 | 0 | 0 | 0 | 0 | 0 | 0 | 0 | 0 | 0 | 0 | 0 | 0 | 0
Saturday | 10 | 15 | 15 | 6903 | 0 | 0 | 0 | 0 | 0 | 0 | 0 | 0 | 0 | 0 | 0 | 0 | 0 | 0 | 0 | 0 | 0 | 0 | 0 | 0 | 0 |  | 0 | 0 | 0 | 0 | 0 | 0 | 0 | 0 |  |  |  |  | 0 | 0 | 0 | 0 | 0 | 0 | 0 | 1 |  | 1 | 1 | 1 | 1 | 1 | 1 | 0 | 0 | 0 | 0 | 0 | 0 | 0 | 0 | 0 | 0 | 0 | 0 | 0 | 0 | 0 | 0 | 0 | 0 | 0 | 0 | 0 | 0 | 0 | 0 | 0
Saturday | 10 | 15 | 16 | 6904 | 0 | 0 | 0 | 0 | 0 | 0 | 0 | 0 | 0 | 0 | 0 | 0 | 0 | 0 | 0 | 0 | 0 | 0 | 0 | 0 | 0 |  | 0 | 0 | 0 | 0 | 0 | 0 | 0 | 0 |  |  |  |  | 0 | 0 | 0 | 0 | 0 | 0 | 0 | 1 |  | 1 | 1 | 1 | 1 | 1 | 1 | 0 | 0 | 0 | 0 | 0 | 0 | 0 | 0 | 0 | 0 | 0 | 0 | 0 | 0 | 0 | 0 | 0 | 0 | 0 | 0 | 0 | 0 | 0 | 0 | 0
Saturday | 10 | 15 | 17 | 6905 | 0 | 0 | 0 | 0 | 0 | 0 | 0 | 0 | 0 | 0 | 0 | 0 | 0 | 0 | 0 | 0 | 0 | 0 | 0 | 0 | 0 |  | 0 | 0 | 0 | 0 | 0 | 0 | 0 | 0 |  |  |  |  | 0 | 0 | 0 | 0 | 0 | 0 | 0 | 1 |  | 1 | 1 | 1 | 1 | 1 | 1 | 0 | 0 | 0 | 0 | 0 | 0 | 0 | 0 | 0 | 0 | 0 | 0 | 0 | 0 | 0 | 0 | 0 | 0 | 0 | 0 | 0 | 0 | 0 | 0 | 0
Saturday | 10 | 15 | 18 | 6906 | 0 | 0 | 0 | 0 | 0 | 0 | 0 | 0 | 0 | 0 | 0 | 0 | 0 | 0 | 0 | 0 | 0 | 0 | 0 | 0 | 0 |  | 0 | 0 | 0 | 0 | 0 | 0 | 0 | 0 |  |  |  |  | 0 | 0 | 0 | 0 | 0 | 0 | 0 | 1 |  | 1 | 1 | 1 | 1 | 1 | 1 | 0 | 0 | 0 | 0 | 0 | 0 | 0 | 0 | 0 | 0 | 0 | 0 | 0 | 0 | 0 | 0 | 0 | 0 | 0 | 0 | 0 | 0 | 0 | 0 | 0
Saturday | 10 | 15 | 19 | 6907 | 0 | 0 | 0 | 0 | 0 | 0 | 0 | 0 | 0 | 0 | 0 | 0 | 0 | 0 | 0 | 0 | 0 | 0 | 0 | 0 | 0 |  | 0 | 0 | 0 | 0 | 0 | 0 | 0 | 0 |  |  |  |  | 0 | 0 | 0 | 0 | 0 | 0 | 0 | 1 |  | 1 | 1 | 1 | 1 | 1 | 1 | 0 | 0 | 0 | 0 | 0 | 0 | 0 | 0 | 0 | 0 | 0 | 0 | 0 | 0 | 0 | 0 | 0 | 0 | 0 | 0 | 0 | 0 | 0 | 0 | 0
Saturday | 10 | 15 | 20 | 6908 | 0 | 0 | 0 | 0 | 0 | 0 | 0 | 0 | 0 | 0 | 0 | 0 | 0 | 0 | 0 | 0 | 0 | 0 | 0 | 0 | 0 |  | 0 | 0 | 0 | 0 | 0 | 0 | 0 | 0 |  |  |  |  | 0 | 0 | 0 | 0 | 0 | 0 | 0 | 1 |  | 1 | 1 | 1 | 1 | 1 | 1 | 0 | 0 | 0 | 0 | 0 | 0 | 0 | 0 | 0 | 0 | 0 | 0 | 0 | 0 | 0 | 0 | 0 | 0 | 0 | 0 | 0 | 0 | 0 | 0 | 0
Saturday | 10 | 15 | 21 | 6909 | 0 | 0 | 0 | 0 | 0 | 0 | 0 | 0 | 0 | 0 | 0 | 0 | 0 | 0 | 0 | 0 | 0 | 0 | 0 | 0 | 0 |  | 0 | 0 | 0 | 0 | 0 | 0 | 0 | 0 |  |  |  |  | 0 | 0 | 0 | 0 | 0 | 0 | 0 | 1 |  | 1 | 1 | 1 | 1 | 1 | 1 | 0 | 0 | 0 | 0 | 0 | 0 | 0 | 0 | 0 | 0 | 0 | 0 | 0 | 0 | 0 | 0 | 0 | 0 | 0 | 0 | 0 | 0 | 0 | 0 | 0
Saturday | 10 | 15 | 22 | 6910 | 0 | 0 | 0 | 0 | 0 | 0 | 0 | 0 | 0 | 0 | 0 | 0 | 0 | 0 | 0 | 0 | 0 | 0 | 0 | 0 | 0 |  | 0 | 0 | 0 | 0 | 0 | 0 | 0 | 0 |  |  |  |  | 0 | 0 | 0 | 0 | 0 | 0 | 0 | 1 |  | 1 | 1 | 1 | 1 | 1 | 1 | 0 | 0 | 0 | 0 | 0 | 0 | 0 | 0 | 0 | 0 | 0 | 0 | 0 | 0 | 0 | 0 | 0 | 0 | 0 | 0 | 0 | 0 | 0 | 0 | 0
Saturday | 10 | 15 | 23 | 6911 | 0 | 0 | 0 | 0 | 0 | 0 | 0 | 0 | 0 | 0 | 0 | 0 | 0 | 0 | 0 | 0 | 0 | 0 | 0 | 0 | 0 |  | 0 | 0 | 0 | 0 | 0 | 0 | 0 | 0 |  |  |  |  | 0 | 0 | 0 | 0 | 0 | 0 | 0 | 1 |  | 1 | 1 | 1 | 1 | 1 | 1 | 0 | 0 | 0 | 0 | 0 | 0 | 0 | 0 | 0 | 0 | 0 | 0 | 0 | 0 | 0 | 0 | 0 | 0 | 0 | 0 | 0 | 0 | 0 | 0 | 0
Saturday | 10 | 15 | 24 | 6912 | 0 | 0 | 0 | 0 | 0 | 0 | 0 | 0 | 0 | 0 | 0 | 0 | 0 | 0 | 0 | 0 | 0 | 0 | 0 | 0 | 0 |  | 0 | 0 | 0 | 0 | 0 | 0 | 0 | 0 |  |  |  |  | 0 | 0 | 0 | 0 | 0 | 0 | 0 | 1 |  | 1 | 1 | 1 | 1 | 1 | 1 | 0 | 0 | 0 | 0 | 0 | 0 | 0 | 0 | 0 | 0 | 0 | 0 | 0 | 0 | 0 | 0 | 0 | 0 | 0 | 0 | 0 | 0 | 0 | 0 | 0
Sunday | 10 | 16 | 1 | 6913 | 0 | 0 | 0 | 0 | 0 | 0 | 0 | 0 | 0 | 0 | 0 | 0 | 0 | 0 | 0 | 0 | 0 | 0 | 0 | 0 | 0 |  | 0 | 0 | 0 | 0 | 0 | 0 | 0 | 0 |  |  |  |  | 0 | 0 | 0 | 0 | 0 | 0 | 0 | 1 |  | 1 | 1 | 1 | 1 | 1 | 1 | 0 | 0 | 0 | 0 | 0 | 0 | 0 | 0 | 0 | 0 | 0 | 0 | 0 | 0 | 0 | 0 | 0 | 0 | 0 | 0 | 0 | 0 | 0 | 0 | 0
Sunday | 10 | 16 | 2 | 6914 | 0 | 0 | 0 | 0 | 0 | 0 | 0 | 0 | 0 | 0 | 0 | 0 | 0 | 0 | 0 | 0 | 0 | 0 | 0 | 0 | 0 |  | 0 | 0 | 0 | 0 | 0 | 0 | 0 | 0 |  |  |  |  | 0 | 0 | 0 | 0 | 0 | 0 | 0 | 1 |  | 1 | 1 | 1 | 1 | 1 | 1 | 0 | 0 | 0 | 0 | 0 | 0 | 0 | 0 | 0 | 0 | 0 | 0 | 0 | 0 | 0 | 0 | 0 | 0 | 0 | 0 | 0 | 0 | 0 | 0 | 0
Sunday | 10 | 16 | 3 | 6915 | 0 | 0 | 0 | 0 | 0 | 0 | 0 | 0 | 0 | 0 | 0 | 0 | 0 | 0 | 0 | 0 | 0 | 0 | 0 | 0 | 0 |  | 0 | 0 | 0 | 0 | 0 | 0 | 0 | 0 |  |  |  |  | 0 | 0 | 0 | 0 | 0 | 0 | 0 | 1 |  | 1 | 1 | 1 | 1 | 1 | 1 | 0 | 0 | 0 | 0 | 0 | 0 | 0 | 0 | 0 | 0 | 0 | 0 | 0 | 0 | 0 | 0 | 0 | 0 | 0 | 0 | 0 | 0 | 0 | 0 | 0
Sunday | 10 | 16 | 4 | 6916 | 0 | 0 | 0 | 0 | 0 | 0 | 0 | 0 | 0 | 0 | 0 | 0 | 0 | 0 | 0 | 0 | 0 | 0 | 0 | 0 | 0 |  | 0 | 0 | 0 | 0 | 0 | 0 | 0 | 0 |  |  |  |  | 0 | 0 | 0 | 0 | 0 | 0 | 0 | 1 |  | 1 | 1 | 1 | 1 | 1 | 1 | 0 | 0 | 0 | 0 | 0 | 0 | 0 | 0 | 0 | 0 | 0 | 0 | 0 | 0 | 0 | 0 | 0 | 0 | 0 | 0 | 0 | 0 | 0 | 0 | 0
Sunday | 10 | 16 | 5 | 6917 | 0 | 0 | 0 | 0 | 0 | 0 | 0 | 0 | 0 | 0 | 0 | 0 | 0 | 0 | 0 | 0 | 0 | 0 | 0 | 0 | 0 |  | 0 | 0 | 0 | 0 | 0 | 0 | 0 | 0 |  |  |  |  | 0 | 0 | 0 | 0 | 0 | 0 | 0 | 1 |  | 1 | 1 | 1 | 1 | 1 | 1 | 0 | 0 | 0 | 0 | 0 | 0 | 0 | 0 | 0 | 0 | 0 | 0 | 0 | 0 | 0 | 0 | 0 | 0 | 0 | 0 | 0 | 0 | 0 | 0 | 0
Sunday | 10 | 16 | 6 | 6918 | 0 | 0 | 0 | 0 | 0 | 0 | 0 | 0 | 0 | 0 | 0 | 0 | 0 | 0 | 0 | 0 | 0 | 0 | 0 | 0 | 0 |  | 0 | 0 | 0 | 0 | 0 | 0 | 0 | 0 |  |  |  |  | 0 | 0 | 0 | 0 | 0 | 0 | 0 | 1 |  | 1 | 1 | 1 | 1 | 1 | 1 | 0 | 0 | 0 | 0 | 0 | 0 | 0 | 0 | 0 | 0 | 0 | 0 | 0 | 0 | 0 | 0 | 0 | 0 | 0 | 0 | 0 | 0 | 0 | 0 | 0
Sunday | 10 | 16 | 7 | 6919 | 0 | 0 | 0 | 0 | 0 | 0 | 0 | 0 | 0 | 0 | 0 | 0 | 0 | 0 | 0 | 0 | 0 | 0 | 0 | 0 | 0 |  | 0 | 0 | 0 | 0 | 0 | 0 | 0 | 0 |  |  |  |  | 0 | 0 | 0 | 0 | 0 | 0 | 0 | 1 |  | 1 | 1 | 1 | 1 | 1 | 1 | 0 | 0 | 0 | 0 | 0 | 0 | 0 | 0 | 0 | 0 | 0 | 0 | 0 | 0 | 0 | 0 | 0 | 0 | 0 | 0 | 0 | 0 | 0 | 0 | 0
Sunday | 10 | 16 | 8 | 6920 | 0 | 0 | 0 | 0 | 0 | 0 | 0 | 0 | 0 | 0 | 0 | 0 | 0 | 0 | 0 | 0 | 0 | 0 | 0 | 0 | 0 |  | 0 | 0 | 0 | 0 | 0 | 0 | 0 | 0 |  |  |  |  | 0 | 0 | 0 | 0 | 0 | 0 | 0 | 1 |  | 1 | 1 | 1 | 1 | 1 | 1 | 0 | 0 | 0 | 0 | 0 | 0 | 0 | 0 | 0 | 0 | 0 | 0 | 0 | 0 | 0 | 0 | 0 | 0 | 0 | 0 | 0 | 0 | 0 | 0 | 0
Sunday | 10 | 16 | 9 | 6921 | 0 | 0 | 0 | 0 | 0 | 0 | 0 | 0 | 0 | 0 | 0 | 0 | 0 | 0 | 0 | 0 | 0 | 0 | 0 | 0 | 0 |  | 0 | 0 | 0 | 0 | 0 | 0 | 0 | 0 |  |  |  |  | 0 | 0 | 0 | 0 | 0 | 0 | 0 | 1 |  | 1 | 1 | 1 | 1 | 1 | 1 | 0 | 0 | 0 | 0 | 0 | 0 | 0 | 0 | 0 | 0 | 0 | 0 | 0 | 0 | 0 | 0 | 0 | 0 | 0 | 0 | 0 | 0 | 0 | 0 | 0
Sunday | 10 | 16 | 10 | 6922 | 0 | 0 | 0 | 0 | 0 | 0 | 0 | 0 | 0 | 0 | 0 | 0 | 0 | 0 | 0 | 0 | 0 | 0 | 0 | 0 | 0 |  | 0 | 0 | 0 | 0 | 0 | 0 | 0 | 0 |  |  |  |  | 0 | 0 | 0 | 0 | 0 | 0 | 0 | 1 |  | 1 | 1 | 1 | 1 | 1 | 1 | 0 | 0 | 0 | 0 | 0 | 0 | 0 | 0 | 0 | 0 | 0 | 0 | 0 | 0 | 0 | 0 | 0 | 0 | 0 | 0 | 0 | 0 | 0 | 0 | 0
Sunday | 10 | 16 | 11 | 6923 | 0 | 0 | 0 | 0 | 0 | 0 | 0 | 0 | 0 | 0 | 0 | 0 | 0 | 0 | 0 | 0 | 0 | 0 | 0 | 0 | 0 |  | 0 | 0 | 0 | 0 | 0 | 0 | 0 | 0 |  |  |  |  | 0 | 0 | 0 | 0 | 0 | 0 | 0 | 1 |  | 1 | 1 | 1 | 1 | 1 | 1 | 0 | 0 | 0 | 0 | 0 | 0 | 0 | 0 | 0 | 0 | 0 | 0 | 0 | 0 | 0 | 0 | 0 | 0 | 0 | 0 | 0 | 0 | 0 | 0 | 0
Sunday | 10 | 16 | 12 | 6924 | 0 | 0 | 0 | 0 | 0 | 0 | 0 | 0 | 0 | 0 | 0 | 0 | 0 | 0 | 0 | 0 | 0 | 0 | 0 | 0 | 0 |  | 0 | 0 | 0 | 0 | 0 | 0 | 0 | 0 |  |  |  |  | 0 | 0 | 0 | 0 | 0 | 0 | 0 | 1 |  | 1 | 1 | 1 | 1 | 1 | 1 | 0 | 0 | 0 | 0 | 0 | 0 | 0 | 0 | 0 | 0 | 0 | 0 | 0 | 0 | 0 | 0 | 0 | 0 | 0 | 0 | 0 | 0 | 0 | 0 | 0
Sunday | 10 | 16 | 13 | 6925 | 0 | 0 | 0 | 0 | 0 | 0 | 0 | 0 | 0 | 0 | 0 | 0 | 0 | 0 | 0 | 0 | 0 | 0 | 0 | 0 | 0 |  | 0 | 0 | 0 | 0 | 0 | 0 | 0 | 0 |  |  |  |  | 0 | 0 | 0 | 0 | 0 | 0 | 0 | 1 |  | 1 | 1 | 1 | 1 | 1 | 1 | 0 | 0 | 0 | 0 | 0 | 0 | 0 | 0 | 0 | 0 | 0 | 0 | 0 | 0 | 0 | 0 | 0 | 0 | 0 | 0 | 0 | 0 | 0 | 0 | 0
Sunday | 10 | 16 | 14 | 6926 | 0 | 0 | 0 | 0 | 0 | 0 | 0 | 0 | 0 | 0 | 0 | 0 | 0 | 0 | 0 | 0 | 0 | 0 | 0 | 0 | 0 |  | 0 | 0 | 0 | 0 | 0 | 0 | 0 | 0 |  |  |  |  | 0 | 0 | 0 | 0 | 0 | 0 | 0 | 1 |  | 1 | 1 | 1 | 1 | 1 | 1 | 0 | 0 | 0 | 0 | 0 | 0 | 0 | 0 | 0 | 0 | 0 | 0 | 0 | 0 | 0 | 0 | 0 | 0 | 0 | 0 | 0 | 0 | 0 | 0 | 0
Sunday | 10 | 16 | 15 | 6927 | 0 | 0 | 0 | 0 | 0 | 0 | 0 | 0 | 0 | 0 | 0 | 0 | 0 | 0 | 0 | 0 | 0 | 0 | 0 | 0 | 0 |  | 0 | 0 | 0 | 0 | 0 | 0 | 0 | 0 |  |  |  |  | 0 | 0 | 0 | 0 | 0 | 0 | 0 | 1 |  | 1 | 1 | 1 | 1 | 1 | 1 | 0 | 0 | 0 | 0 | 0 | 0 | 0 | 0 | 0 | 0 | 0 | 0 | 0 | 0 | 0 | 0 | 0 | 0 | 0 | 0 | 0 | 0 | 0 | 0 | 0
Sunday | 10 | 16 | 16 | 6928 | 0 | 0 | 0 | 0 | 0 | 0 | 0 | 0 | 0 | 0 | 0 | 0 | 0 | 0 | 0 | 0 | 0 | 0 | 0 | 0 | 0 |  | 0 | 0 | 0 | 0 | 0 | 0 | 0 | 0 |  |  |  |  | 0 | 0 | 0 | 0 | 0 | 0 | 0 | 1 |  | 1 | 1 | 1 | 1 | 1 | 1 | 0 | 0 | 0 | 0 | 0 | 0 | 0 | 0 | 0 | 0 | 0 | 0 | 0 | 0 | 0 | 0 | 0 | 0 | 0 | 0 | 0 | 0 | 0 | 0 | 0
Sunday | 10 | 16 | 17 | 6929 | 0 | 0 | 0 | 0 | 0 | 0 | 0 | 0 | 0 | 0 | 0 | 0 | 0 | 0 | 0 | 0 | 0 | 0 | 0 | 0 | 0 |  | 0 | 0 | 0 | 0 | 0 | 0 | 0 | 0 |  |  |  |  | 0 | 0 | 0 | 0 | 0 | 0 | 0 | 1 |  | 1 | 1 | 1 | 1 | 1 | 1 | 0 | 0 | 0 | 0 | 0 | 0 | 0 | 0 | 0 | 0 | 0 | 0 | 0 | 0 | 0 | 0 | 0 | 0 | 0 | 0 | 0 | 0 | 0 | 0 | 0
Sunday | 10 | 16 | 18 | 6930 | 0 | 0 | 0 | 0 | 0 | 0 | 0 | 0 | 0 | 0 | 0 | 0 | 0 | 0 | 0 | 0 | 0 | 0 | 0 | 0 | 0 |  | 0 | 0 | 0 | 0 | 0 | 0 | 0 | 0 |  |  |  |  | 0 | 0 | 0 | 0 | 0 | 0 | 0 | 1 |  | 1 | 1 | 1 | 1 | 1 | 1 | 0 | 0 | 0 | 0 | 0 | 0 | 0 | 0 | 0 | 0 | 0 | 0 | 0 | 0 | 0 | 0 | 0 | 0 | 0 | 0 | 0 | 0 | 0 | 0 | 0
Sunday | 10 | 16 | 19 | 6931 | 0 | 0 | 0 | 0 | 0 | 0 | 0 | 0 | 0 | 0 | 0 | 0 | 0 | 0 | 0 | 0 | 0 | 0 | 0 | 0 | 0 |  | 0 | 0 | 0 | 0 | 0 | 0 | 0 | 0 |  |  |  |  | 0 | 0 | 0 | 0 | 0 | 0 | 0 | 1 |  | 1 | 1 | 1 | 1 | 1 | 1 | 0 | 0 | 0 | 0 | 0 | 0 | 0 | 0 | 0 | 0 | 0 | 0 | 0 | 0 | 0 | 0 | 0 | 0 | 0 | 0 | 0 | 0 | 0 | 0 | 0
Sunday | 10 | 16 | 20 | 6932 | 0 | 0 | 0 | 0 | 0 | 0 | 0 | 0 | 0 | 0 | 0 | 0 | 0 | 0 | 0 | 0 | 0 | 0 | 0 | 0 | 0 |  | 0 | 0 | 0 | 0 | 0 | 0 | 0 | 0 |  |  |  |  | 0 | 0 | 0 | 0 | 0 | 0 | 0 | 1 |  | 1 | 1 | 1 | 1 | 1 | 1 | 0 | 0 | 0 | 0 | 0 | 0 | 0 | 0 | 0 | 0 | 0 | 0 | 0 | 0 | 0 | 0 | 0 | 0 | 0 | 0 | 0 | 0 | 0 | 0 | 0
Sunday | 10 | 16 | 21 | 6933 | 0 | 0 | 0 | 0 | 0 | 0 | 0 | 0 | 0 | 0 | 0 | 0 | 0 | 0 | 0 | 0 | 0 | 0 | 0 | 0 | 0 |  | 0 | 0 | 0 | 0 | 0 | 0 | 0 | 0 |  |  |  |  | 0 | 0 | 0 | 0 | 0 | 0 | 0 | 1 |  | 1 | 1 | 1 | 1 | 1 | 1 | 0 | 0 | 0 | 0 | 0 | 0 | 0 | 0 | 0 | 0 | 0 | 0 | 0 | 0 | 0 | 0 | 0 | 0 | 0 | 0 | 0 | 0 | 0 | 0 | 0
Sunday | 10 | 16 | 22 | 6934 | 0 | 0 | 0 | 0 | 0 | 0 | 0 | 0 | 0 | 0 | 0 | 0 | 0 | 0 | 0 | 0 | 0 | 0 | 0 | 0 | 0 |  | 0 | 0 | 0 | 0 | 0 | 0 | 0 | 0 |  |  |  |  | 0 | 0 | 0 | 0 | 0 | 0 | 0 | 1 |  | 1 | 1 | 1 | 1 | 1 | 1 | 0 | 0 | 0 | 0 | 0 | 0 | 0 | 0 | 0 | 0 | 0 | 0 | 0 | 0 | 0 | 0 | 0 | 0 | 0 | 0 | 0 | 0 | 0 | 0 | 0
Sunday | 10 | 16 | 23 | 6935 | 0 | 0 | 0 | 0 | 0 | 0 | 0 | 0 | 0 | 0 | 0 | 0 | 0 | 0 | 0 | 0 | 0 | 0 | 0 | 0 | 0 |  | 0 | 0 | 0 | 0 | 0 | 0 | 0 | 0 |  |  |  |  | 0 | 0 | 0 | 0 | 0 | 0 | 0 | 1 |  | 1 | 1 | 1 | 1 | 1 | 1 | 0 | 0 | 0 | 0 | 0 | 0 | 0 | 0 | 0 | 0 | 0 | 0 | 0 | 0 | 0 | 0 | 0 | 0 | 0 | 0 | 0 | 0 | 0 | 0 | 0
Sunday | 10 | 16 | 24 | 6936 | 0 | 0 | 0 | 0 | 0 | 0 | 0 | 0 | 0 | 0 | 0 | 0 | 0 | 0 | 0 | 0 | 0 | 0 | 0 | 0 | 0 |  | 0 | 0 | 0 | 0 | 0 | 0 | 0 | 0 |  |  |  |  | 0 | 0 | 0 | 0 | 0 | 0 | 0 | 1 |  | 1 | 1 | 1 | 1 | 1 | 1 | 0 | 0 | 0 | 0 | 0 | 0 | 0 | 0 | 0 | 0 | 0 | 0 | 0 | 0 | 0 | 0 | 0 | 0 | 0 | 0 | 0 | 0 | 0 | 0 | 0
Monday | 10 | 17 | 1 | 6937 | 0 | 0 | 0 | 0 | 0 | 0 | 0 | 0 | 0 | 0 | 0 | 0 | 0 | 0 | 0 | 0 | 0 | 0 | 0 | 0 | 0 |  | 0 | 0 | 0 | 0 | 0 | 0 | 0 | 0 |  |  |  |  | 0 | 0 | 0 | 0 | 0 | 0 | 0 | 1 |  | 1 | 1 | 1 | 1 | 1 | 1 | 0 | 0 | 0 | 0 | 0 | 0 | 0 | 0 | 0 | 0 | 0 | 0 | 0 | 0 | 0 | 0 | 0 | 0 | 0 | 0 | 0 | 0 | 0 | 0 | 0
Monday | 10 | 17 | 2 | 6938 | 0 | 0 | 0 | 0 | 0 | 0 | 0 | 0 | 0 | 0 | 0 | 0 | 0 | 0 | 0 | 0 | 0 | 0 | 0 | 0 | 0 |  | 0 | 0 | 0 | 0 | 0 | 0 | 0 | 0 |  |  |  |  | 0 | 0 | 0 | 0 | 0 | 0 | 0 | 1 |  | 1 | 1 | 1 | 1 | 1 | 1 | 0 | 0 | 0 | 0 | 0 | 0 | 0 | 0 | 0 | 0 | 0 | 0 | 0 | 0 | 0 | 0 | 0 | 0 | 0 | 0 | 0 | 0 | 0 | 0 | 0
Monday | 10 | 17 | 3 | 6939 | 0 | 0 | 0 | 0 | 0 | 0 | 0 | 0 | 0 | 0 | 0 | 0 | 0 | 0 | 0 | 0 | 0 | 0 | 0 | 0 | 0 |  | 0 | 0 | 0 | 0 | 0 | 0 | 0 | 0 |  |  |  |  | 0 | 0 | 0 | 0 | 0 | 0 | 0 | 1 |  | 1 | 1 | 1 | 1 | 1 | 1 | 0 | 0 | 0 | 0 | 0 | 0 | 0 | 0 | 0 | 0 | 0 | 0 | 0 | 0 | 0 | 0 | 0 | 0 | 0 | 0 | 0 | 0 | 0 | 0 | 0
Monday | 10 | 17 | 4 | 6940 | 0 | 0 | 0 | 0 | 0 | 0 | 0 | 0 | 0 | 0 | 0 | 0 | 0 | 0 | 0 | 0 | 0 | 0 | 0 | 0 | 0 |  | 0 | 0 | 0 | 0 | 0 | 0 | 0 | 0 |  |  |  |  | 0 | 0 | 0 | 0 | 0 | 0 | 0 | 1 |  | 1 | 1 | 1 | 1 | 1 | 1 | 0 | 0 | 0 | 0 | 0 | 0 | 0 | 0 | 0 | 0 | 0 | 0 | 0 | 0 | 0 | 0 | 0 | 0 | 0 | 0 | 0 | 0 | 0 | 0 | 0
Monday | 10 | 17 | 5 | 6941 | 0 | 0 | 0 | 0 | 0 | 0 | 0 | 0 | 0 | 0 | 0 | 0 | 0 | 0 | 0 | 0 | 0 | 0 | 0 | 0 | 0 |  | 0 | 0 | 0 | 0 | 0 | 0 | 0 | 0 |  |  |  |  | 0 | 0 | 0 | 0 | 0 | 0 | 0 | 1 |  | 1 | 1 | 1 | 1 | 1 | 1 | 0 | 0 | 0 | 0 | 0 | 0 | 0 | 0 | 0 | 0 | 0 | 0 | 0 | 0 | 0 | 0 | 0 | 0 | 0 | 0 | 0 | 0 | 0 | 0 | 0
Monday | 10 | 17 | 6 | 6942 | 0 | 0 | 0 | 0 | 0 | 0 | 0 | 0 | 0 | 0 | 0 | 0 | 0 | 0 | 0 | 0 | 0 | 0 | 0 | 0 | 0 |  | 0 | 0 | 0 | 0 | 0 | 0 | 0 | 0 |  |  |  |  | 0 | 0 | 0 | 0 | 0 | 0 | 0 | 1 |  | 1 | 1 | 1 | 1 | 1 | 1 | 0 | 0 | 0 | 0 | 0 | 0 | 0 | 0 | 0 | 0 | 0 | 0 | 0 | 0 | 0 | 0 | 0 | 0 | 0 | 0 | 0 | 0 | 0 | 0 | 0
Monday | 10 | 17 | 7 | 6943 | 0 | 0 | 0 | 0 | 0 | 0 | 0 | 0 | 0 | 0 | 0 | 0 | 0 | 0 | 0 | 0 | 0 | 0 | 0 | 0 | 0 |  | 0 | 0 | 0 | 0 | 0 | 0 | 0 | 0 |  |  |  |  | 0 | 0 | 0 | 0 | 0 | 0 | 0 | 1 |  | 1 | 1 | 1 | 1 | 1 | 1 | 0 | 0 | 0 | 0 | 0 | 0 | 0 | 0 | 0 | 0 | 0 | 0 | 0 | 0 | 0 | 0 | 0 | 0 | 0 | 0 | 0 | 0 | 0 | 0 | 0
Monday | 10 | 17 | 8 | 6944 | 0 | 0 | 0 | 0 | 0 | 0 | 0 | 0 | 0 | 0 | 0 | 0 | 0 | 0 | 0 | 0 | 0 | 0 | 0 | 0 | 0 |  | 0 | 0 | 0 | 0 | 0 | 0 | 0 | 0 |  |  |  |  | 0 | 0 | 0 | 0 | 0 | 0 | 1 | 0 |  | 1 | 1 | 1 | 1 | #VALUE! | #VALUE! | 0 | 0 | 0 | 0 | 0 | 0 | 0 | 0 | 0 | 0 | 0 | 0 | 0 | 0 | 0 | 0 | 0 | 0 | 0 | 0 | 0 | 0 | 0 | 0 | 0
Monday | 10 | 17 | 9 | 6945 | 0 | 0 | 0 | 0 | 0 | 0 | 0 | 0 | 0 | 0 | 0 | 0 | 0 | 0 | 0 | 0 | 0 | 0 | 0 | 0 | 0 |  | 0 | 0 | 0 | 0 | 0 | 0 | 0 | 0 |  |  |  |  | 0 | 0 | 0 | 0 | 0 | 0 | 1 | 0 |  | 1 | 1 | 1 | 1 | #VALUE! | #VALUE! | 0 | 0 | 0 | 0 | 0 | 0 | 0 | 0 | 0 | 0 | 0 | 0 | 0 | 0 | 0 | 0 | 0 | 0 | 0 | 0 | 0 | 0 | 0 | 0 | 0
Monday | 10 | 17 | 10 | 6946 | 0 | 0 | 0 | 0 | 0 | 0 | 0 | 0 | 0 | 0 | 0 | 0 | 0 | 0 | 0 | 0 | 0 | 0 | 0 | 0 | 0 |  | 0 | 0 | 0 | 0 | 0 | 0 | 0 | 0 |  |  |  |  | 0 | 0 | 0 | 0 | 0 | 0 | 1 | 0 |  | 1 | 1 | 1 | 1 | #VALUE! | #VALUE! | 0 | 0 | 0 | 0 | 0 | 0 | 0 | 0 | 0 | 0 | 0 | 0 | 0 | 0 | 0 | 0 | 0 | 0 | 0 | 0 | 0 | 0 | 0 | 0 | 0
Monday | 10 | 17 | 11 | 6947 | 0 | 0 | 0 | 0 | 0 | 0 | 0 | 0 | 0 | 0 | 0 | 0 | 0 | 0 | 0 | 0 | 0 | 0 | 0 | 0 | 0 |  | 0 | 0 | 0 | 0 | 0 | 0 | 0 | 0 |  |  |  |  | 0 | 0 | 0 | 0 | 0 | 0 | 1 | 0 |  | 1 | 1 | 1 | 1 | #VALUE! | #VALUE! | 0 | 0 | 0 | 0 | 0 | 0 | 0 | 0 | 0 | 0 | 0 | 0 | 0 | 0 | 0 | 0 | 0 | 0 | 0 | 0 | 0 | 0 | 0 | 0 | 0
Monday | 10 | 17 | 12 | 6948 | 0 | 0 | 0 | 0 | 0 | 0 | 0 | 0 | 0 | 0 | 0 | 0 | 0 | 0 | 0 | 0 | 0 | 0 | 0 | 0 | 0 |  | 0 | 0 | 0 | 0 | 0 | 0 | 0 | 0 |  |  |  |  | 0 | 0 | 0 | 0 | 0 | 0 | 1 | 0 |  | 1 | 1 | 1 | 1 | #VALUE! | #VALUE! | 0 | 0 | 0 | 0 | 0 | 0 | 0 | 0 | 0 | 0 | 0 | 0 | 0 | 0 | 0 | 0 | 0 | 0 | 0 | 0 | 0 | 0 | 0 | 0 | 0
Monday | 10 | 17 | 13 | 6949 | 0 | 0 | 0 | 0 | 0 | 0 | 0 | 0 | 0 | 0 | 0 | 0 | 0 | 0 | 0 | 0 | 0 | 0 | 0 | 0 | 0 |  | 0 | 0 | 0 | 0 | 0 | 0 | 0 | 0 |  |  |  |  | 0 | 0 | 0 | 0 | 0 | 0 | 1 | 0 |  | 1 | 1 | 1 | 1 | #VALUE! | #VALUE! | 0 | 0 | 0 | 0 | 0 | 0 | 0 | 0 | 0 | 0 | 0 | 0 | 0 | 0 | 0 | 0 | 0 | 0 | 0 | 0 | 0 | 0 | 0 | 0 | 0
Monday | 10 | 17 | 14 | 6950 | 0 | 0 | 0 | 0 | 0 | 0 | 0 | 0 | 0 | 0 | 0 | 0 | 0 | 0 | 0 | 0 | 0 | 0 | 0 | 0 | 0 |  | 0 | 0 | 0 | 0 | 0 | 0 | 0 | 0 |  |  |  |  | 0 | 0 | 0 | 0 | 0 | 0 | 1 | 0 |  | 1 | 1 | 1 | 1 | #VALUE! | #VALUE! | 0 | 0 | 0 | 0 | 0 | 0 | 0 | 0 | 0 | 0 | 0 | 0 | 0 | 0 | 0 | 0 | 0 | 0 | 0 | 0 | 0 | 0 | 0 | 0 | 0
Monday | 10 | 17 | 15 | 6951 | 0 | 0 | 0 | 0 | 0 | 0 | 0 | 0 | 0 | 0 | 0 | 0 | 0 | 0 | 0 | 0 | 0 | 0 | 0 | 0 | 0 |  | 0 | 0 | 0 | 0 | 0 | 0 | 0 | 0 |  |  |  |  | 0 | 0 | 0 | 0 | 0 | 0 | 1 | 0 |  | 1 | 1 | 1 | 1 | #VALUE! | #VALUE! | 0 | 0 | 0 | 0 | 0 | 0 | 0 | 0 | 0 | 0 | 0 | 0 | 0 | 0 | 0 | 0 | 0 | 0 | 0 | 0 | 0 | 0 | 0 | 0 | 0
Monday | 10 | 17 | 16 | 6952 | 0 | 0 | 0 | 0 | 0 | 0 | 0 | 0 | 0 | 0 | 0 | 0 | 0 | 0 | 0 | 0 | 0 | 0 | 0 | 0 | 0 |  | 0 | 0 | 0 | 0 | 0 | 0 | 0 | 0 |  |  |  |  | 0 | 0 | 0 | 0 | 0 | 0 | 1 | 0 |  | 1 | 1 | 1 | 1 | #VALUE! | #VALUE! | 0 | 0 | 0 | 0 | 0 | 0 | 0 | 0 | 0 | 0 | 0 | 0 | 0 | 0 | 0 | 0 | 0 | 0 | 0 | 0 | 0 | 0 | 0 | 0 | 0
Monday | 10 | 17 | 17 | 6953 | 0 | 0 | 0 | 0 | 0 | 0 | 0 | 0 | 0 | 0 | 0 | 0 | 0 | 0 | 0 | 0 | 0 | 0 | 0 | 0 | 0 |  | 0 | 0 | 0 | 0 | 0 | 0 | 0 | 0 |  |  |  |  | 0 | 0 | 0 | 0 | 0 | 0 | 1 | 0 |  | 1 | 1 | 1 | 1 | #VALUE! | #VALUE! | 0 | 0 | 0 | 0 | 0 | 0 | 0 | 0 | 0 | 0 | 0 | 0 | 0 | 0 | 0 | 0 | 0 | 0 | 0 | 0 | 0 | 0 | 0 | 0 | 0
Monday | 10 | 17 | 18 | 6954 | 0 | 0 | 0 | 0 | 0 | 0 | 0 | 0 | 0 | 0 | 0 | 0 | 0 | 0 | 0 | 0 | 0 | 0 | 0 | 0 | 0 |  | 0 | 0 | 0 | 0 | 0 | 0 | 0 | 0 |  |  |  |  | 0 | 0 | 0 | 0 | 0 | 0 | 1 | 0 |  | 1 | 1 | 1 | 1 | #VALUE! | #VALUE! | 0 | 0 | 0 | 0 | 0 | 0 | 0 | 0 | 0 | 0 | 0 | 0 | 0 | 0 | 0 | 0 | 0 | 0 | 0 | 0 | 0 | 0 | 0 | 0 | 0
Monday | 10 | 17 | 19 | 6955 | 0 | 0 | 0 | 0 | 0 | 0 | 0 | 0 | 0 | 0 | 0 | 0 | 0 | 0 | 0 | 0 | 0 | 0 | 0 | 0 | 0 |  | 0 | 0 | 0 | 0 | 0 | 0 | 0 | 0 |  |  |  |  | 0 | 0 | 0 | 0 | 0 | 0 | 1 | 0 |  | 1 | 1 | 1 | 1 | #VALUE! | #VALUE! | 0 | 0 | 0 | 0 | 0 | 0 | 0 | 0 | 0 | 0 | 0 | 0 | 0 | 0 | 0 | 0 | 0 | 0 | 0 | 0 | 0 | 0 | 0 | 0 | 0
Monday | 10 | 17 | 20 | 6956 | 0 | 0 | 0 | 0 | 0 | 0 | 0 | 0 | 0 | 0 | 0 | 0 | 0 | 0 | 0 | 0 | 0 | 0 | 0 | 0 | 0 |  | 0 | 0 | 0 | 0 | 0 | 0 | 0 | 0 |  |  |  |  | 0 | 0 | 0 | 0 | 0 | 0 | 1 | 0 |  | 1 | 1 | 1 | 1 | #VALUE! | #VALUE! | 0 | 0 | 0 | 0 | 0 | 0 | 0 | 0 | 0 | 0 | 0 | 0 | 0 | 0 | 0 | 0 | 0 | 0 | 0 | 0 | 0 | 0 | 0 | 0 | 0
Monday | 10 | 17 | 21 | 6957 | 0 | 0 | 0 | 0 | 0 | 0 | 0 | 0 | 0 | 0 | 0 | 0 | 0 | 0 | 0 | 0 | 0 | 0 | 0 | 0 | 0 |  | 0 | 0 | 0 | 0 | 0 | 0 | 0 | 0 |  |  |  |  | 0 | 0 | 0 | 0 | 0 | 0 | 1 | 0 |  | 1 | 1 | 1 | 1 | #VALUE! | #VALUE! | 0 | 0 | 0 | 0 | 0 | 0 | 0 | 0 | 0 | 0 | 0 | 0 | 0 | 0 | 0 | 0 | 0 | 0 | 0 | 0 | 0 | 0 | 0 | 0 | 0
Monday | 10 | 17 | 22 | 6958 | 0 | 0 | 0 | 0 | 0 | 0 | 0 | 0 | 0 | 0 | 0 | 0 | 0 | 0 | 0 | 0 | 0 | 0 | 0 | 0 | 0 |  | 0 | 0 | 0 | 0 | 0 | 0 | 0 | 0 |  |  |  |  | 0 | 0 | 0 | 0 | 0 | 0 | 1 | 0 |  | 1 | 1 | 1 | 1 | #VALUE! | #VALUE! | 0 | 0 | 0 | 0 | 0 | 0 | 0 | 0 | 0 | 0 | 0 | 0 | 0 | 0 | 0 | 0 | 0 | 0 | 0 | 0 | 0 | 0 | 0 | 0 | 0
Monday | 10 | 17 | 23 | 6959 | 0 | 0 | 0 | 0 | 0 | 0 | 0 | 0 | 0 | 0 | 0 | 0 | 0 | 0 | 0 | 0 | 0 | 0 | 0 | 0 | 0 |  | 0 | 0 | 0 | 0 | 0 | 0 | 0 | 0 |  |  |  |  | 0 | 0 | 0 | 0 | 0 | 0 | 0 | 1 |  | 1 | 1 | 1 | 1 | 1 | 1 | 0 | 0 | 0 | 0 | 0 | 0 | 0 | 0 | 0 | 0 | 0 | 0 | 0 | 0 | 0 | 0 | 0 | 0 | 0 | 0 | 0 | 0 | 0 | 0 | 0
Monday | 10 | 17 | 24 | 6960 | 0 | 0 | 0 | 0 | 0 | 0 | 0 | 0 | 0 | 0 | 0 | 0 | 0 | 0 | 0 | 0 | 0 | 0 | 0 | 0 | 0 |  | 0 | 0 | 0 | 0 | 0 | 0 | 0 | 0 |  |  |  |  | 0 | 0 | 0 | 0 | 0 | 0 | 0 | 1 |  | 1 | 1 | 1 | 1 | 1 | 1 | 0 | 0 | 0 | 0 | 0 | 0 | 0 | 0 | 0 | 0 | 0 | 0 | 0 | 0 | 0 | 0 | 0 | 0 | 0 | 0 | 0 | 0 | 0 | 0 | 0
Tuesday | 10 | 18 | 1 | 6961 | 0 | 0 | 0 | 0 | 0 | 0 | 0 | 0 | 0 | 0 | 0 | 0 | 0 | 0 | 0 | 0 | 0 | 0 | 0 | 0 | 0 |  | 0 | 0 | 0 | 0 | 0 | 0 | 0 | 0 |  |  |  |  | 0 | 0 | 0 | 0 | 0 | 0 | 0 | 1 |  | 1 | 1 | 1 | 1 | 1 | 1 | 0 | 0 | 0 | 0 | 0 | 0 | 0 | 0 | 0 | 0 | 0 | 0 | 0 | 0 | 0 | 0 | 0 | 0 | 0 | 0 | 0 | 0 | 0 | 0 | 0
Tuesday | 10 | 18 | 2 | 6962 | 0 | 0 | 0 | 0 | 0 | 0 | 0 | 0 | 0 | 0 | 0 | 0 | 0 | 0 | 0 | 0 | 0 | 0 | 0 | 0 | 0 |  | 0 | 0 | 0 | 0 | 0 | 0 | 0 | 0 |  |  |  |  | 0 | 0 | 0 | 0 | 0 | 0 | 0 | 1 |  | 1 | 1 | 1 | 1 | 1 | 1 | 0 | 0 | 0 | 0 | 0 | 0 | 0 | 0 | 0 | 0 | 0 | 0 | 0 | 0 | 0 | 0 | 0 | 0 | 0 | 0 | 0 | 0 | 0 | 0 | 0
Tuesday | 10 | 18 | 3 | 6963 | 0 | 0 | 0 | 0 | 0 | 0 | 0 | 0 | 0 | 0 | 0 | 0 | 0 | 0 | 0 | 0 | 0 | 0 | 0 | 0 | 0 |  | 0 | 0 | 0 | 0 | 0 | 0 | 0 | 0 |  |  |  |  | 0 | 0 | 0 | 0 | 0 | 0 | 0 | 1 |  | 1 | 1 | 1 | 1 | 1 | 1 | 0 | 0 | 0 | 0 | 0 | 0 | 0 | 0 | 0 | 0 | 0 | 0 | 0 | 0 | 0 | 0 | 0 | 0 | 0 | 0 | 0 | 0 | 0 | 0 | 0
Tuesday | 10 | 18 | 4 | 6964 | 0 | 0 | 0 | 0 | 0 | 0 | 0 | 0 | 0 | 0 | 0 | 0 | 0 | 0 | 0 | 0 | 0 | 0 | 0 | 0 | 0 |  | 0 | 0 | 0 | 0 | 0 | 0 | 0 | 0 |  |  |  |  | 0 | 0 | 0 | 0 | 0 | 0 | 0 | 1 |  | 1 | 1 | 1 | 1 | 1 | 1 | 0 | 0 | 0 | 0 | 0 | 0 | 0 | 0 | 0 | 0 | 0 | 0 | 0 | 0 | 0 | 0 | 0 | 0 | 0 | 0 | 0 | 0 | 0 | 0 | 0
Tuesday | 10 | 18 | 5 | 6965 | 0 | 0 | 0 | 0 | 0 | 0 | 0 | 0 | 0 | 0 | 0 | 0 | 0 | 0 | 0 | 0 | 0 | 0 | 0 | 0 | 0 |  | 0 | 0 | 0 | 0 | 0 | 0 | 0 | 0 |  |  |  |  | 0 | 0 | 0 | 0 | 0 | 0 | 0 | 1 |  | 1 | 1 | 1 | 1 | 1 | 1 | 0 | 0 | 0 | 0 | 0 | 0 | 0 | 0 | 0 | 0 | 0 | 0 | 0 | 0 | 0 | 0 | 0 | 0 | 0 | 0 | 0 | 0 | 0 | 0 | 0
Tuesday | 10 | 18 | 6 | 6966 | 0 | 0 | 0 | 0 | 0 | 0 | 0 | 0 | 0 | 0 | 0 | 0 | 0 | 0 | 0 | 0 | 0 | 0 | 0 | 0 | 0 |  | 0 | 0 | 0 | 0 | 0 | 0 | 0 | 0 |  |  |  |  | 0 | 0 | 0 | 0 | 0 | 0 | 0 | 1 |  | 1 | 1 | 1 | 1 | 1 | 1 | 0 | 0 | 0 | 0 | 0 | 0 | 0 | 0 | 0 | 0 | 0 | 0 | 0 | 0 | 0 | 0 | 0 | 0 | 0 | 0 | 0 | 0 | 0 | 0 | 0
Tuesday | 10 | 18 | 7 | 6967 | 0 | 0 | 0 | 0 | 0 | 0 | 0 | 0 | 0 | 0 | 0 | 0 | 0 | 0 | 0 | 0 | 0 | 0 | 0 | 0 | 0 |  | 0 | 0 | 0 | 0 | 0 | 0 | 0 | 0 |  |  |  |  | 0 | 0 | 0 | 0 | 0 | 0 | 0 | 1 |  | 1 | 1 | 1 | 1 | 1 | 1 | 0 | 0 | 0 | 0 | 0 | 0 | 0 | 0 | 0 | 0 | 0 | 0 | 0 | 0 | 0 | 0 | 0 | 0 | 0 | 0 | 0 | 0 | 0 | 0 | 0
Tuesday | 10 | 18 | 8 | 6968 | 0 | 0 | 0 | 0 | 0 | 0 | 0 | 0 | 0 | 0 | 0 | 0 | 0 | 0 | 0 | 0 | 0 | 0 | 0 | 0 | 0 |  | 0 | 0 | 0 | 0 | 0 | 0 | 0 | 0 |  |  |  |  | 0 | 0 | 0 | 0 | 0 | 0 | 1 | 0 |  | 1 | 1 | 1 | 1 | #VALUE! | #VALUE! | 0 | 0 | 0 | 0 | 0 | 0 | 0 | 0 | 0 | 0 | 0 | 0 | 0 | 0 | 0 | 0 | 0 | 0 | 0 | 0 | 0 | 0 | 0 | 0 | 0
Tuesday | 10 | 18 | 9 | 6969 | 0 | 0 | 0 | 0 | 0 | 0 | 0 | 0 | 0 | 0 | 0 | 0 | 0 | 0 | 0 | 0 | 0 | 0 | 0 | 0 | 0 |  | 0 | 0 | 0 | 0 | 0 | 0 | 0 | 0 |  |  |  |  | 0 | 0 | 0 | 0 | 0 | 0 | 1 | 0 |  | 1 | 1 | 1 | 1 | #VALUE! | #VALUE! | 0 | 0 | 0 | 0 | 0 | 0 | 0 | 0 | 0 | 0 | 0 | 0 | 0 | 0 | 0 | 0 | 0 | 0 | 0 | 0 | 0 | 0 | 0 | 0 | 0
Tuesday | 10 | 18 | 10 | 6970 | 0 | 0 | 0 | 0 | 0 | 0 | 0 | 0 | 0 | 0 | 0 | 0 | 0 | 0 | 0 | 0 | 0 | 0 | 0 | 0 | 0 |  | 0 | 0 | 0 | 0 | 0 | 0 | 0 | 0 |  |  |  |  | 0 | 0 | 0 | 0 | 0 | 0 | 1 | 0 |  | 1 | 1 | 1 | 1 | #VALUE! | #VALUE! | 0 | 0 | 0 | 0 | 0 | 0 | 0 | 0 | 0 | 0 | 0 | 0 | 0 | 0 | 0 | 0 | 0 | 0 | 0 | 0 | 0 | 0 | 0 | 0 | 0
Tuesday | 10 | 18 | 11 | 6971 | 0 | 0 | 0 | 0 | 0 | 0 | 0 | 0 | 0 | 0 | 0 | 0 | 0 | 0 | 0 | 0 | 0 | 0 | 0 | 0 | 0 |  | 0 | 0 | 0 | 0 | 0 | 0 | 0 | 0 |  |  |  |  | 0 | 0 | 0 | 0 | 0 | 0 | 1 | 0 |  | 1 | 1 | 1 | 1 | #VALUE! | #VALUE! | 0 | 0 | 0 | 0 | 0 | 0 | 0 | 0 | 0 | 0 | 0 | 0 | 0 | 0 | 0 | 0 | 0 | 0 | 0 | 0 | 0 | 0 | 0 | 0 | 0
Tuesday | 10 | 18 | 12 | 6972 | 0 | 0 | 0 | 0 | 0 | 0 | 0 | 0 | 0 | 0 | 0 | 0 | 0 | 0 | 0 | 0 | 0 | 0 | 0 | 0 | 0 |  | 0 | 0 | 0 | 0 | 0 | 0 | 0 | 0 |  |  |  |  | 0 | 0 | 0 | 0 | 0 | 0 | 1 | 0 |  | 1 | 1 | 1 | 1 | #VALUE! | #VALUE! | 0 | 0 | 0 | 0 | 0 | 0 | 0 | 0 | 0 | 0 | 0 | 0 | 0 | 0 | 0 | 0 | 0 | 0 | 0 | 0 | 0 | 0 | 0 | 0 | 0
Tuesday | 10 | 18 | 13 | 6973 | 0 | 0 | 0 | 0 | 0 | 0 | 0 | 0 | 0 | 0 | 0 | 0 | 0 | 0 | 0 | 0 | 0 | 0 | 0 | 0 | 0 |  | 0 | 0 | 0 | 0 | 0 | 0 | 0 | 0 |  |  |  |  | 0 | 0 | 0 | 0 | 0 | 0 | 1 | 0 |  | 1 | 1 | 1 | 1 | #VALUE! | #VALUE! | 0 | 0 | 0 | 0 | 0 | 0 | 0 | 0 | 0 | 0 | 0 | 0 | 0 | 0 | 0 | 0 | 0 | 0 | 0 | 0 | 0 | 0 | 0 | 0 | 0
Tuesday | 10 | 18 | 14 | 6974 | 0 | 0 | 0 | 0 | 0 | 0 | 0 | 0 | 0 | 0 | 0 | 0 | 0 | 0 | 0 | 0 | 0 | 0 | 0 | 0 | 0 |  | 0 | 0 | 0 | 0 | 0 | 0 | 0 | 0 |  |  |  |  | 0 | 0 | 0 | 0 | 0 | 0 | 1 | 0 |  | 1 | 1 | 1 | 1 | #VALUE! | #VALUE! | 0 | 0 | 0 | 0 | 0 | 0 | 0 | 0 | 0 | 0 | 0 | 0 | 0 | 0 | 0 | 0 | 0 | 0 | 0 | 0 | 0 | 0 | 0 | 0 | 0
Tuesday | 10 | 18 | 15 | 6975 | 0 | 0 | 0 | 0 | 0 | 0 | 0 | 0 | 0 | 0 | 0 | 0 | 0 | 0 | 0 | 0 | 0 | 0 | 0 | 0 | 0 |  | 0 | 0 | 0 | 0 | 0 | 0 | 0 | 0 |  |  |  |  | 0 | 0 | 0 | 0 | 0 | 0 | 1 | 0 |  | 1 | 1 | 1 | 1 | #VALUE! | #VALUE! | 0 | 0 | 0 | 0 | 0 | 0 | 0 | 0 | 0 | 0 | 0 | 0 | 0 | 0 | 0 | 0 | 0 | 0 | 0 | 0 | 0 | 0 | 0 | 0 | 0
Tuesday | 10 | 18 | 16 | 6976 | 0 | 0 | 0 | 0 | 0 | 0 | 0 | 0 | 0 | 0 | 0 | 0 | 0 | 0 | 0 | 0 | 0 | 0 | 0 | 0 | 0 |  | 0 | 0 | 0 | 0 | 0 | 0 | 0 | 0 |  |  |  |  | 0 | 0 | 0 | 0 | 0 | 0 | 1 | 0 |  | 1 | 1 | 1 | 1 | #VALUE! | #VALUE! | 0 | 0 | 0 | 0 | 0 | 0 | 0 | 0 | 0 | 0 | 0 | 0 | 0 | 0 | 0 | 0 | 0 | 0 | 0 | 0 | 0 | 0 | 0 | 0 | 0
Tuesday | 10 | 18 | 17 | 6977 | 0 | 0 | 0 | 0 | 0 | 0 | 0 | 0 | 0 | 0 | 0 | 0 | 0 | 0 | 0 | 0 | 0 | 0 | 0 | 0 | 0 |  | 0 | 0 | 0 | 0 | 0 | 0 | 0 | 0 |  |  |  |  | 0 | 0 | 0 | 0 | 0 | 0 | 1 | 0 |  | 1 | 1 | 1 | 1 | #VALUE! | #VALUE! | 0 | 0 | 0 | 0 | 0 | 0 | 0 | 0 | 0 | 0 | 0 | 0 | 0 | 0 | 0 | 0 | 0 | 0 | 0 | 0 | 0 | 0 | 0 | 0 | 0
Tuesday | 10 | 18 | 18 | 6978 | 0 | 0 | 0 | 0 | 0 | 0 | 0 | 0 | 0 | 0 | 0 | 0 | 0 | 0 | 0 | 0 | 0 | 0 | 0 | 0 | 0 |  | 0 | 0 | 0 | 0 | 0 | 0 | 0 | 0 |  |  |  |  | 0 | 0 | 0 | 0 | 0 | 0 | 1 | 0 |  | 1 | 1 | 1 | 1 | #VALUE! | #VALUE! | 0 | 0 | 0 | 0 | 0 | 0 | 0 | 0 | 0 | 0 | 0 | 0 | 0 | 0 | 0 | 0 | 0 | 0 | 0 | 0 | 0 | 0 | 0 | 0 | 0
Tuesday | 10 | 18 | 19 | 6979 | 0 | 0 | 0 | 0 | 0 | 0 | 0 | 0 | 0 | 0 | 0 | 0 | 0 | 0 | 0 | 0 | 0 | 0 | 0 | 0 | 0 |  | 0 | 0 | 0 | 0 | 0 | 0 | 0 | 0 |  |  |  |  | 0 | 0 | 0 | 0 | 0 | 0 | 1 | 0 |  | 1 | 1 | 1 | 1 | #VALUE! | #VALUE! | 0 | 0 | 0 | 0 | 0 | 0 | 0 | 0 | 0 | 0 | 0 | 0 | 0 | 0 | 0 | 0 | 0 | 0 | 0 | 0 | 0 | 0 | 0 | 0 | 0
Tuesday | 10 | 18 | 20 | 6980 | 0 | 0 | 0 | 0 | 0 | 0 | 0 | 0 | 0 | 0 | 0 | 0 | 0 | 0 | 0 | 0 | 0 | 0 | 0 | 0 | 0 |  | 0 | 0 | 0 | 0 | 0 | 0 | 0 | 0 |  |  |  |  | 0 | 0 | 0 | 0 | 0 | 0 | 1 | 0 |  | 1 | 1 | 1 | 1 | #VALUE! | #VALUE! | 0 | 0 | 0 | 0 | 0 | 0 | 0 | 0 | 0 | 0 | 0 | 0 | 0 | 0 | 0 | 0 | 0 | 0 | 0 | 0 | 0 | 0 | 0 | 0 | 0
Tuesday | 10 | 18 | 21 | 6981 | 0 | 0 | 0 | 0 | 0 | 0 | 0 | 0 | 0 | 0 | 0 | 0 | 0 | 0 | 0 | 0 | 0 | 0 | 0 | 0 | 0 |  | 0 | 0 | 0 | 0 | 0 | 0 | 0 | 0 |  |  |  |  | 0 | 0 | 0 | 0 | 0 | 0 | 1 | 0 |  | 1 | 1 | 1 | 1 | #VALUE! | #VALUE! | 0 | 0 | 0 | 0 | 0 | 0 | 0 | 0 | 0 | 0 | 0 | 0 | 0 | 0 | 0 | 0 | 0 | 0 | 0 | 0 | 0 | 0 | 0 | 0 | 0
Tuesday | 10 | 18 | 22 | 6982 | 0 | 0 | 0 | 0 | 0 | 0 | 0 | 0 | 0 | 0 | 0 | 0 | 0 | 0 | 0 | 0 | 0 | 0 | 0 | 0 | 0 |  | 0 | 0 | 0 | 0 | 0 | 0 | 0 | 0 |  |  |  |  | 0 | 0 | 0 | 0 | 0 | 0 | 1 | 0 |  | 1 | 1 | 1 | 1 | #VALUE! | #VALUE! | 0 | 0 | 0 | 0 | 0 | 0 | 0 | 0 | 0 | 0 | 0 | 0 | 0 | 0 | 0 | 0 | 0 | 0 | 0 | 0 | 0 | 0 | 0 | 0 | 0
Tuesday | 10 | 18 | 23 | 6983 | 0 | 0 | 0 | 0 | 0 | 0 | 0 | 0 | 0 | 0 | 0 | 0 | 0 | 0 | 0 | 0 | 0 | 0 | 0 | 0 | 0 |  | 0 | 0 | 0 | 0 | 0 | 0 | 0 | 0 |  |  |  |  | 0 | 0 | 0 | 0 | 0 | 0 | 0 | 1 |  | 1 | 1 | 1 | 1 | 1 | 1 | 0 | 0 | 0 | 0 | 0 | 0 | 0 | 0 | 0 | 0 | 0 | 0 | 0 | 0 | 0 | 0 | 0 | 0 | 0 | 0 | 0 | 0 | 0 | 0 | 0
Tuesday | 10 | 18 | 24 | 6984 | 0 | 0 | 0 | 0 | 0 | 0 | 0 | 0 | 0 | 0 | 0 | 0 | 0 | 0 | 0 | 0 | 0 | 0 | 0 | 0 | 0 |  | 0 | 0 | 0 | 0 | 0 | 0 | 0 | 0 |  |  |  |  | 0 | 0 | 0 | 0 | 0 | 0 | 0 | 1 |  | 1 | 1 | 1 | 1 | 1 | 1 | 0 | 0 | 0 | 0 | 0 | 0 | 0 | 0 | 0 | 0 | 0 | 0 | 0 | 0 | 0 | 0 | 0 | 0 | 0 | 0 | 0 | 0 | 0 | 0 | 0
Wednesday | 10 | 19 | 1 | 6985 | 0 | 0 | 0 | 0 | 0 | 0 | 0 | 0 | 0 | 0 | 0 | 0 | 0 | 0 | 0 | 0 | 0 | 0 | 0 | 0 | 0 |  | 0 | 0 | 0 | 0 | 0 | 0 | 0 | 0 |  |  |  |  | 0 | 0 | 0 | 0 | 0 | 0 | 0 | 1 |  | 1 | 1 | 1 | 1 | 1 | 1 | 0 | 0 | 0 | 0 | 0 | 0 | 0 | 0 | 0 | 0 | 0 | 0 | 0 | 0 | 0 | 0 | 0 | 0 | 0 | 0 | 0 | 0 | 0 | 0 | 0
Wednesday | 10 | 19 | 2 | 6986 | 0 | 0 | 0 | 0 | 0 | 0 | 0 | 0 | 0 | 0 | 0 | 0 | 0 | 0 | 0 | 0 | 0 | 0 | 0 | 0 | 0 |  | 0 | 0 | 0 | 0 | 0 | 0 | 0 | 0 |  |  |  |  | 0 | 0 | 0 | 0 | 0 | 0 | 0 | 1 |  | 1 | 1 | 1 | 1 | 1 | 1 | 0 | 0 | 0 | 0 | 0 | 0 | 0 | 0 | 0 | 0 | 0 | 0 | 0 | 0 | 0 | 0 | 0 | 0 | 0 | 0 | 0 | 0 | 0 | 0 | 0
Wednesday | 10 | 19 | 3 | 6987 | 0 | 0 | 0 | 0 | 0 | 0 | 0 | 0 | 0 | 0 | 0 | 0 | 0 | 0 | 0 | 0 | 0 | 0 | 0 | 0 | 0 |  | 0 | 0 | 0 | 0 | 0 | 0 | 0 | 0 |  |  |  |  | 0 | 0 | 0 | 0 | 0 | 0 | 0 | 1 |  | 1 | 1 | 1 | 1 | 1 | 1 | 0 | 0 | 0 | 0 | 0 | 0 | 0 | 0 | 0 | 0 | 0 | 0 | 0 | 0 | 0 | 0 | 0 | 0 | 0 | 0 | 0 | 0 | 0 | 0 | 0
Wednesday | 10 | 19 | 4 | 6988 | 0 | 0 | 0 | 0 | 0 | 0 | 0 | 0 | 0 | 0 | 0 | 0 | 0 | 0 | 0 | 0 | 0 | 0 | 0 | 0 | 0 |  | 0 | 0 | 0 | 0 | 0 | 0 | 0 | 0 |  |  |  |  | 0 | 0 | 0 | 0 | 0 | 0 | 0 | 1 |  | 1 | 1 | 1 | 1 | 1 | 1 | 0 | 0 | 0 | 0 | 0 | 0 | 0 | 0 | 0 | 0 | 0 | 0 | 0 | 0 | 0 | 0 | 0 | 0 | 0 | 0 | 0 | 0 | 0 | 0 | 0
Wednesday | 10 | 19 | 5 | 6989 | 0 | 0 | 0 | 0 | 0 | 0 | 0 | 0 | 0 | 0 | 0 | 0 | 0 | 0 | 0 | 0 | 0 | 0 | 0 | 0 | 0 |  | 0 | 0 | 0 | 0 | 0 | 0 | 0 | 0 |  |  |  |  | 0 | 0 | 0 | 0 | 0 | 0 | 0 | 1 |  | 1 | 1 | 1 | 1 | 1 | 1 | 0 | 0 | 0 | 0 | 0 | 0 | 0 | 0 | 0 | 0 | 0 | 0 | 0 | 0 | 0 | 0 | 0 | 0 | 0 | 0 | 0 | 0 | 0 | 0 | 0
Wednesday | 10 | 19 | 6 | 6990 | 0 | 0 | 0 | 0 | 0 | 0 | 0 | 0 | 0 | 0 | 0 | 0 | 0 | 0 | 0 | 0 | 0 | 0 | 0 | 0 | 0 |  | 0 | 0 | 0 | 0 | 0 | 0 | 0 | 0 |  |  |  |  | 0 | 0 | 0 | 0 | 0 | 0 | 0 | 1 |  | 1 | 1 | 1 | 1 | 1 | 1 | 0 | 0 | 0 | 0 | 0 | 0 | 0 | 0 | 0 | 0 | 0 | 0 | 0 | 0 | 0 | 0 | 0 | 0 | 0 | 0 | 0 | 0 | 0 | 0 | 0
Wednesday | 10 | 19 | 7 | 6991 | 0 | 0 | 0 | 0 | 0 | 0 | 0 | 0 | 0 | 0 | 0 | 0 | 0 | 0 | 0 | 0 | 0 | 0 | 0 | 0 | 0 |  | 0 | 0 | 0 | 0 | 0 | 0 | 0 | 0 |  |  |  |  | 0 | 0 | 0 | 0 | 0 | 0 | 0 | 1 |  | 1 | 1 | 1 | 1 | 1 | 1 | 0 | 0 | 0 | 0 | 0 | 0 | 0 | 0 | 0 | 0 | 0 | 0 | 0 | 0 | 0 | 0 | 0 | 0 | 0 | 0 | 0 | 0 | 0 | 0 | 0
Wednesday | 10 | 19 | 8 | 6992 | 0 | 0 | 0 | 0 | 0 | 0 | 0 | 0 | 0 | 0 | 0 | 0 | 0 | 0 | 0 | 0 | 0 | 0 | 0 | 0 | 0 |  | 0 | 0 | 0 | 0 | 0 | 0 | 0 | 0 |  |  |  |  | 0 | 0 | 0 | 0 | 0 | 0 | 1 | 0 |  | 1 | 1 | 1 | 1 | #VALUE! | #VALUE! | 0 | 0 | 0 | 0 | 0 | 0 | 0 | 0 | 0 | 0 | 0 | 0 | 0 | 0 | 0 | 0 | 0 | 0 | 0 | 0 | 0 | 0 | 0 | 0 | 0
Wednesday | 10 | 19 | 9 | 6993 | 0 | 0 | 0 | 0 | 0 | 0 | 0 | 0 | 0 | 0 | 0 | 0 | 0 | 0 | 0 | 0 | 0 | 0 | 0 | 0 | 0 |  | 0 | 0 | 0 | 0 | 0 | 0 | 0 | 0 |  |  |  |  | 0 | 0 | 0 | 0 | 0 | 0 | 1 | 0 |  | 1 | 1 | 1 | 1 | #VALUE! | #VALUE! | 0 | 0 | 0 | 0 | 0 | 0 | 0 | 0 | 0 | 0 | 0 | 0 | 0 | 0 | 0 | 0 | 0 | 0 | 0 | 0 | 0 | 0 | 0 | 0 | 0
Wednesday | 10 | 19 | 10 | 6994 | 0 | 0 | 0 | 0 | 0 | 0 | 0 | 0 | 0 | 0 | 0 | 0 | 0 | 0 | 0 | 0 | 0 | 0 | 0 | 0 | 0 |  | 0 | 0 | 0 | 0 | 0 | 0 | 0 | 0 |  |  |  |  | 0 | 0 | 0 | 0 | 0 | 0 | 1 | 0 |  | 1 | 1 | 1 | 1 | #VALUE! | #VALUE! | 0 | 0 | 0 | 0 | 0 | 0 | 0 | 0 | 0 | 0 | 0 | 0 | 0 | 0 | 0 | 0 | 0 | 0 | 0 | 0 | 0 | 0 | 0 | 0 | 0
Wednesday | 10 | 19 | 11 | 6995 | 0 | 0 | 0 | 0 | 0 | 0 | 0 | 0 | 0 | 0 | 0 | 0 | 0 | 0 | 0 | 0 | 0 | 0 | 0 | 0 | 0 |  | 0 | 0 | 0 | 0 | 0 | 0 | 0 | 0 |  |  |  |  | 0 | 0 | 0 | 0 | 0 | 0 | 1 | 0 |  | 1 | 1 | 1 | 1 | #VALUE! | #VALUE! | 0 | 0 | 0 | 0 | 0 | 0 | 0 | 0 | 0 | 0 | 0 | 0 | 0 | 0 | 0 | 0 | 0 | 0 | 0 | 0 | 0 | 0 | 0 | 0 | 0
Wednesday | 10 | 19 | 12 | 6996 | 0 | 0 | 0 | 0 | 0 | 0 | 0 | 0 | 0 | 0 | 0 | 0 | 0 | 0 | 0 | 0 | 0 | 0 | 0 | 0 | 0 |  | 0 | 0 | 0 | 0 | 0 | 0 | 0 | 0 |  |  |  |  | 0 | 0 | 0 | 0 | 0 | 0 | 1 | 0 |  | 1 | 1 | 1 | 1 | #VALUE! | #VALUE! | 0 | 0 | 0 | 0 | 0 | 0 | 0 | 0 | 0 | 0 | 0 | 0 | 0 | 0 | 0 | 0 | 0 | 0 | 0 | 0 | 0 | 0 | 0 | 0 | 0
Wednesday | 10 | 19 | 13 | 6997 | 0 | 0 | 0 | 0 | 0 | 0 | 0 | 0 | 0 | 0 | 0 | 0 | 0 | 0 | 0 | 0 | 0 | 0 | 0 | 0 | 0 |  | 0 | 0 | 0 | 0 | 0 | 0 | 0 | 0 |  |  |  |  | 0 | 0 | 0 | 0 | 0 | 0 | 1 | 0 |  | 1 | 1 | 1 | 1 | #VALUE! | #VALUE! | 0 | 0 | 0 | 0 | 0 | 0 | 0 | 0 | 0 | 0 | 0 | 0 | 0 | 0 | 0 | 0 | 0 | 0 | 0 | 0 | 0 | 0 | 0 | 0 | 0
Wednesday | 10 | 19 | 14 | 6998 | 0 | 0 | 0 | 0 | 0 | 0 | 0 | 0 | 0 | 0 | 0 | 0 | 0 | 0 | 0 | 0 | 0 | 0 | 0 | 0 | 0 |  | 0 | 0 | 0 | 0 | 0 | 0 | 0 | 0 |  |  |  |  | 0 | 0 | 0 | 0 | 0 | 0 | 1 | 0 |  | 1 | 1 | 1 | 1 | #VALUE! | #VALUE! | 0 | 0 | 0 | 0 | 0 | 0 | 0 | 0 | 0 | 0 | 0 | 0 | 0 | 0 | 0 | 0 | 0 | 0 | 0 | 0 | 0 | 0 | 0 | 0 | 0
Wednesday | 10 | 19 | 15 | 6999 | 0 | 0 | 0 | 0 | 0 | 0 | 0 | 0 | 0 | 0 | 0 | 0 | 0 | 0 | 0 | 0 | 0 | 0 | 0 | 0 | 0 |  | 0 | 0 | 0 | 0 | 0 | 0 | 0 | 0 |  |  |  |  | 0 | 0 | 0 | 0 | 0 | 0 | 1 | 0 |  | 1 | 1 | 1 | 1 | #VALUE! | #VALUE! | 0 | 0 | 0 | 0 | 0 | 0 | 0 | 0 | 0 | 0 | 0 | 0 | 0 | 0 | 0 | 0 | 0 | 0 | 0 | 0 | 0 | 0 | 0 | 0 | 0
Wednesday | 10 | 19 | 16 | 7000 | 0 | 0 | 0 | 0 | 0 | 0 | 0 | 0 | 0 | 0 | 0 | 0 | 0 | 0 | 0 | 0 | 0 | 0 | 0 | 0 | 0 |  | 0 | 0 | 0 | 0 | 0 | 0 | 0 | 0 |  |  |  |  | 0 | 0 | 0 | 0 | 0 | 0 | 1 | 0 |  | 1 | 1 | 1 | 1 | #VALUE! | #VALUE! | 0 | 0 | 0 | 0 | 0 | 0 | 0 | 0 | 0 | 0 | 0 | 0 | 0 | 0 | 0 | 0 | 0 | 0 | 0 | 0 | 0 | 0 | 0 | 0 | 0
Wednesday | 10 | 19 | 17 | 7001 | 0 | 0 | 0 | 0 | 0 | 0 | 0 | 0 | 0 | 0 | 0 | 0 | 0 | 0 | 0 | 0 | 0 | 0 | 0 | 0 | 0 |  | 0 | 0 | 0 | 0 | 0 | 0 | 0 | 0 |  |  |  |  | 0 | 0 | 0 | 0 | 0 | 0 | 1 | 0 |  | 1 | 1 | 1 | 1 | #VALUE! | #VALUE! | 0 | 0 | 0 | 0 | 0 | 0 | 0 | 0 | 0 | 0 | 0 | 0 | 0 | 0 | 0 | 0 | 0 | 0 | 0 | 0 | 0 | 0 | 0 | 0 | 0
Wednesday | 10 | 19 | 18 | 7002 | 0 | 0 | 0 | 0 | 0 | 0 | 0 | 0 | 0 | 0 | 0 | 0 | 0 | 0 | 0 | 0 | 0 | 0 | 0 | 0 | 0 |  | 0 | 0 | 0 | 0 | 0 | 0 | 0 | 0 |  |  |  |  | 0 | 0 | 0 | 0 | 0 | 0 | 1 | 0 |  | 1 | 1 | 1 | 1 | #VALUE! | #VALUE! | 0 | 0 | 0 | 0 | 0 | 0 | 0 | 0 | 0 | 0 | 0 | 0 | 0 | 0 | 0 | 0 | 0 | 0 | 0 | 0 | 0 | 0 | 0 | 0 | 0
Wednesday | 10 | 19 | 19 | 7003 | 0 | 0 | 0 | 0 | 0 | 0 | 0 | 0 | 0 | 0 | 0 | 0 | 0 | 0 | 0 | 0 | 0 | 0 | 0 | 0 | 0 |  | 0 | 0 | 0 | 0 | 0 | 0 | 0 | 0 |  |  |  |  | 0 | 0 | 0 | 0 | 0 | 0 | 1 | 0 |  | 1 | 1 | 1 | 1 | #VALUE! | #VALUE! | 0 | 0 | 0 | 0 | 0 | 0 | 0 | 0 | 0 | 0 | 0 | 0 | 0 | 0 | 0 | 0 | 0 | 0 | 0 | 0 | 0 | 0 | 0 | 0 | 0
Wednesday | 10 | 19 | 20 | 7004 | 0 | 0 | 0 | 0 | 0 | 0 | 0 | 0 | 0 | 0 | 0 | 0 | 0 | 0 | 0 | 0 | 0 | 0 | 0 | 0 | 0 |  | 0 | 0 | 0 | 0 | 0 | 0 | 0 | 0 |  |  |  |  | 0 | 0 | 0 | 0 | 0 | 0 | 1 | 0 |  | 1 | 1 | 1 | 1 | #VALUE! | #VALUE! | 0 | 0 | 0 | 0 | 0 | 0 | 0 | 0 | 0 | 0 | 0 | 0 | 0 | 0 | 0 | 0 | 0 | 0 | 0 | 0 | 0 | 0 | 0 | 0 | 0
Wednesday | 10 | 19 | 21 | 7005 | 0 | 0 | 0 | 0 | 0 | 0 | 0 | 0 | 0 | 0 | 0 | 0 | 0 | 0 | 0 | 0 | 0 | 0 | 0 | 0 | 0 |  | 0 | 0 | 0 | 0 | 0 | 0 | 0 | 0 |  |  |  |  | 0 | 0 | 0 | 0 | 0 | 0 | 1 | 0 |  | 1 | 1 | 1 | 1 | #VALUE! | #VALUE! | 0 | 0 | 0 | 0 | 0 | 0 | 0 | 0 | 0 | 0 | 0 | 0 | 0 | 0 | 0 | 0 | 0 | 0 | 0 | 0 | 0 | 0 | 0 | 0 | 0
Wednesday | 10 | 19 | 22 | 7006 | 0 | 0 | 0 | 0 | 0 | 0 | 0 | 0 | 0 | 0 | 0 | 0 | 0 | 0 | 0 | 0 | 0 | 0 | 0 | 0 | 0 |  | 0 | 0 | 0 | 0 | 0 | 0 | 0 | 0 |  |  |  |  | 0 | 0 | 0 | 0 | 0 | 0 | 1 | 0 |  | 1 | 1 | 1 | 1 | #VALUE! | #VALUE! | 0 | 0 | 0 | 0 | 0 | 0 | 0 | 0 | 0 | 0 | 0 | 0 | 0 | 0 | 0 | 0 | 0 | 0 | 0 | 0 | 0 | 0 | 0 | 0 | 0
Wednesday | 10 | 19 | 23 | 7007 | 0 | 0 | 0 | 0 | 0 | 0 | 0 | 0 | 0 | 0 | 0 | 0 | 0 | 0 | 0 | 0 | 0 | 0 | 0 | 0 | 0 |  | 0 | 0 | 0 | 0 | 0 | 0 | 0 | 0 |  |  |  |  | 0 | 0 | 0 | 0 | 0 | 0 | 0 | 1 |  | 1 | 1 | 1 | 1 | 1 | 1 | 0 | 0 | 0 | 0 | 0 | 0 | 0 | 0 | 0 | 0 | 0 | 0 | 0 | 0 | 0 | 0 | 0 | 0 | 0 | 0 | 0 | 0 | 0 | 0 | 0
Wednesday | 10 | 19 | 24 | 7008 | 0 | 0 | 0 | 0 | 0 | 0 | 0 | 0 | 0 | 0 | 0 | 0 | 0 | 0 | 0 | 0 | 0 | 0 | 0 | 0 | 0 |  | 0 | 0 | 0 | 0 | 0 | 0 | 0 | 0 |  |  |  |  | 0 | 0 | 0 | 0 | 0 | 0 | 0 | 1 |  | 1 | 1 | 1 | 1 | 1 | 1 | 0 | 0 | 0 | 0 | 0 | 0 | 0 | 0 | 0 | 0 | 0 | 0 | 0 | 0 | 0 | 0 | 0 | 0 | 0 | 0 | 0 | 0 | 0 | 0 | 0
Thursday | 10 | 20 | 1 | 7009 | 0 | 0 | 0 | 0 | 0 | 0 | 0 | 0 | 0 | 0 | 0 | 0 | 0 | 0 | 0 | 0 | 0 | 0 | 0 | 0 | 0 |  | 0 | 0 | 0 | 0 | 0 | 0 | 0 | 0 |  |  |  |  | 0 | 0 | 0 | 0 | 0 | 0 | 0 | 1 |  | 1 | 1 | 1 | 1 | 1 | 1 | 0 | 0 | 0 | 0 | 0 | 0 | 0 | 0 | 0 | 0 | 0 | 0 | 0 | 0 | 0 | 0 | 0 | 0 | 0 | 0 | 0 | 0 | 0 | 0 | 0
Thursday | 10 | 20 | 2 | 7010 | 0 | 0 | 0 | 0 | 0 | 0 | 0 | 0 | 0 | 0 | 0 | 0 | 0 | 0 | 0 | 0 | 0 | 0 | 0 | 0 | 0 |  | 0 | 0 | 0 | 0 | 0 | 0 | 0 | 0 |  |  |  |  | 0 | 0 | 0 | 0 | 0 | 0 | 0 | 1 |  | 1 | 1 | 1 | 1 | 1 | 1 | 0 | 0 | 0 | 0 | 0 | 0 | 0 | 0 | 0 | 0 | 0 | 0 | 0 | 0 | 0 | 0 | 0 | 0 | 0 | 0 | 0 | 0 | 0 | 0 | 0
Thursday | 10 | 20 | 3 | 7011 | 0 | 0 | 0 | 0 | 0 | 0 | 0 | 0 | 0 | 0 | 0 | 0 | 0 | 0 | 0 | 0 | 0 | 0 | 0 | 0 | 0 |  | 0 | 0 | 0 | 0 | 0 | 0 | 0 | 0 |  |  |  |  | 0 | 0 | 0 | 0 | 0 | 0 | 0 | 1 |  | 1 | 1 | 1 | 1 | 1 | 1 | 0 | 0 | 0 | 0 | 0 | 0 | 0 | 0 | 0 | 0 | 0 | 0 | 0 | 0 | 0 | 0 | 0 | 0 | 0 | 0 | 0 | 0 | 0 | 0 | 0
Thursday | 10 | 20 | 4 | 7012 | 0 | 0 | 0 | 0 | 0 | 0 | 0 | 0 | 0 | 0 | 0 | 0 | 0 | 0 | 0 | 0 | 0 | 0 | 0 | 0 | 0 |  | 0 | 0 | 0 | 0 | 0 | 0 | 0 | 0 |  |  |  |  | 0 | 0 | 0 | 0 | 0 | 0 | 0 | 1 |  | 1 | 1 | 1 | 1 | 1 | 1 | 0 | 0 | 0 | 0 | 0 | 0 | 0 | 0 | 0 | 0 | 0 | 0 | 0 | 0 | 0 | 0 | 0 | 0 | 0 | 0 | 0 | 0 | 0 | 0 | 0
Thursday | 10 | 20 | 5 | 7013 | 0 | 0 | 0 | 0 | 0 | 0 | 0 | 0 | 0 | 0 | 0 | 0 | 0 | 0 | 0 | 0 | 0 | 0 | 0 | 0 | 0 |  | 0 | 0 | 0 | 0 | 0 | 0 | 0 | 0 |  |  |  |  | 0 | 0 | 0 | 0 | 0 | 0 | 0 | 1 |  | 1 | 1 | 1 | 1 | 1 | 1 | 0 | 0 | 0 | 0 | 0 | 0 | 0 | 0 | 0 | 0 | 0 | 0 | 0 | 0 | 0 | 0 | 0 | 0 | 0 | 0 | 0 | 0 | 0 | 0 | 0
Thursday | 10 | 20 | 6 | 7014 | 0 | 0 | 0 | 0 | 0 | 0 | 0 | 0 | 0 | 0 | 0 | 0 | 0 | 0 | 0 | 0 | 0 | 0 | 0 | 0 | 0 |  | 0 | 0 | 0 | 0 | 0 | 0 | 0 | 0 |  |  |  |  | 0 | 0 | 0 | 0 | 0 | 0 | 0 | 1 |  | 1 | 1 | 1 | 1 | 1 | 1 | 0 | 0 | 0 | 0 | 0 | 0 | 0 | 0 | 0 | 0 | 0 | 0 | 0 | 0 | 0 | 0 | 0 | 0 | 0 | 0 | 0 | 0 | 0 | 0 | 0
Thursday | 10 | 20 | 7 | 7015 | 0 | 0 | 0 | 0 | 0 | 0 | 0 | 0 | 0 | 0 | 0 | 0 | 0 | 0 | 0 | 0 | 0 | 0 | 0 | 0 | 0 |  | 0 | 0 | 0 | 0 | 0 | 0 | 0 | 0 |  |  |  |  | 0 | 0 | 0 | 0 | 0 | 0 | 0 | 1 |  | 1 | 1 | 1 | 1 | 1 | 1 | 0 | 0 | 0 | 0 | 0 | 0 | 0 | 0 | 0 | 0 | 0 | 0 | 0 | 0 | 0 | 0 | 0 | 0 | 0 | 0 | 0 | 0 | 0 | 0 | 0
Thursday | 10 | 20 | 8 | 7016 | 0 | 0 | 0 | 0 | 0 | 0 | 0 | 0 | 0 | 0 | 0 | 0 | 0 | 0 | 0 | 0 | 0 | 0 | 0 | 0 | 0 |  | 0 | 0 | 0 | 0 | 0 | 0 | 0 | 0 |  |  |  |  | 0 | 0 | 0 | 0 | 0 | 0 | 1 | 0 |  | 1 | 1 | 1 | 1 | #VALUE! | #VALUE! | 0 | 0 | 0 | 0 | 0 | 0 | 0 | 0 | 0 | 0 | 0 | 0 | 0 | 0 | 0 | 0 | 0 | 0 | 0 | 0 | 0 | 0 | 0 | 0 | 0
Thursday | 10 | 20 | 9 | 7017 | 0 | 0 | 0 | 0 | 0 | 0 | 0 | 0 | 0 | 0 | 0 | 0 | 0 | 0 | 0 | 0 | 0 | 0 | 0 | 0 | 0 |  | 0 | 0 | 0 | 0 | 0 | 0 | 0 | 0 |  |  |  |  | 0 | 0 | 0 | 0 | 0 | 0 | 1 | 0 |  | 1 | 1 | 1 | 1 | #VALUE! | #VALUE! | 0 | 0 | 0 | 0 | 0 | 0 | 0 | 0 | 0 | 0 | 0 | 0 | 0 | 0 | 0 | 0 | 0 | 0 | 0 | 0 | 0 | 0 | 0 | 0 | 0
Thursday | 10 | 20 | 10 | 7018 | 0 | 0 | 0 | 0 | 0 | 0 | 0 | 0 | 0 | 0 | 0 | 0 | 0 | 0 | 0 | 0 | 0 | 0 | 0 | 0 | 0 |  | 0 | 0 | 0 | 0 | 0 | 0 | 0 | 0 |  |  |  |  | 0 | 0 | 0 | 0 | 0 | 0 | 1 | 0 |  | 1 | 1 | 1 | 1 | #VALUE! | #VALUE! | 0 | 0 | 0 | 0 | 0 | 0 | 0 | 0 | 0 | 0 | 0 | 0 | 0 | 0 | 0 | 0 | 0 | 0 | 0 | 0 | 0 | 0 | 0 | 0 | 0
Thursday | 10 | 20 | 11 | 7019 | 0 | 0 | 0 | 0 | 0 | 0 | 0 | 0 | 0 | 0 | 0 | 0 | 0 | 0 | 0 | 0 | 0 | 0 | 0 | 0 | 0 |  | 0 | 0 | 0 | 0 | 0 | 0 | 0 | 0 |  |  |  |  | 0 | 0 | 0 | 0 | 0 | 0 | 1 | 0 |  | 1 | 1 | 1 | 1 | #VALUE! | #VALUE! | 0 | 0 | 0 | 0 | 0 | 0 | 0 | 0 | 0 | 0 | 0 | 0 | 0 | 0 | 0 | 0 | 0 | 0 | 0 | 0 | 0 | 0 | 0 | 0 | 0
Thursday | 10 | 20 | 12 | 7020 | 0 | 0 | 0 | 0 | 0 | 0 | 0 | 0 | 0 | 0 | 0 | 0 | 0 | 0 | 0 | 0 | 0 | 0 | 0 | 0 | 0 |  | 0 | 0 | 0 | 0 | 0 | 0 | 0 | 0 |  |  |  |  | 0 | 0 | 0 | 0 | 0 | 0 | 1 | 0 |  | 1 | 1 | 1 | 1 | #VALUE! | #VALUE! | 0 | 0 | 0 | 0 | 0 | 0 | 0 | 0 | 0 | 0 | 0 | 0 | 0 | 0 | 0 | 0 | 0 | 0 | 0 | 0 | 0 | 0 | 0 | 0 | 0
Thursday | 10 | 20 | 13 | 7021 | 0 | 0 | 0 | 0 | 0 | 0 | 0 | 0 | 0 | 0 | 0 | 0 | 0 | 0 | 0 | 0 | 0 | 0 | 0 | 0 | 0 |  | 0 | 0 | 0 | 0 | 0 | 0 | 0 | 0 |  |  |  |  | 0 | 0 | 0 | 0 | 0 | 0 | 1 | 0 |  | 1 | 1 | 1 | 1 | #VALUE! | #VALUE! | 0 | 0 | 0 | 0 | 0 | 0 | 0 | 0 | 0 | 0 | 0 | 0 | 0 | 0 | 0 | 0 | 0 | 0 | 0 | 0 | 0 | 0 | 0 | 0 | 0
Thursday | 10 | 20 | 14 | 7022 | 0 | 0 | 0 | 0 | 0 | 0 | 0 | 0 | 0 | 0 | 0 | 0 | 0 | 0 | 0 | 0 | 0 | 0 | 0 | 0 | 0 |  | 0 | 0 | 0 | 0 | 0 | 0 | 0 | 0 |  |  |  |  | 0 | 0 | 0 | 0 | 0 | 0 | 1 | 0 |  | 1 | 1 | 1 | 1 | #VALUE! | #VALUE! | 0 | 0 | 0 | 0 | 0 | 0 | 0 | 0 | 0 | 0 | 0 | 0 | 0 | 0 | 0 | 0 | 0 | 0 | 0 | 0 | 0 | 0 | 0 | 0 | 0
Thursday | 10 | 20 | 15 | 7023 | 0 | 0 | 0 | 0 | 0 | 0 | 0 | 0 | 0 | 0 | 0 | 0 | 0 | 0 | 0 | 0 | 0 | 0 | 0 | 0 | 0 |  | 0 | 0 | 0 | 0 | 0 | 0 | 0 | 0 |  |  |  |  | 0 | 0 | 0 | 0 | 0 | 0 | 1 | 0 |  | 1 | 1 | 1 | 1 | #VALUE! | #VALUE! | 0 | 0 | 0 | 0 | 0 | 0 | 0 | 0 | 0 | 0 | 0 | 0 | 0 | 0 | 0 | 0 | 0 | 0 | 0 | 0 | 0 | 0 | 0 | 0 | 0
Thursday | 10 | 20 | 16 | 7024 | 0 | 0 | 0 | 0 | 0 | 0 | 0 | 0 | 0 | 0 | 0 | 0 | 0 | 0 | 0 | 0 | 0 | 0 | 0 | 0 | 0 |  | 0 | 0 | 0 | 0 | 0 | 0 | 0 | 0 |  |  |  |  | 0 | 0 | 0 | 0 | 0 | 0 | 1 | 0 |  | 1 | 1 | 1 | 1 | #VALUE! | #VALUE! | 0 | 0 | 0 | 0 | 0 | 0 | 0 | 0 | 0 | 0 | 0 | 0 | 0 | 0 | 0 | 0 | 0 | 0 | 0 | 0 | 0 | 0 | 0 | 0 | 0
Thursday | 10 | 20 | 17 | 7025 | 0 | 0 | 0 | 0 | 0 | 0 | 0 | 0 | 0 | 0 | 0 | 0 | 0 | 0 | 0 | 0 | 0 | 0 | 0 | 0 | 0 |  | 0 | 0 | 0 | 0 | 0 | 0 | 0 | 0 |  |  |  |  | 0 | 0 | 0 | 0 | 0 | 0 | 1 | 0 |  | 1 | 1 | 1 | 1 | #VALUE! | #VALUE! | 0 | 0 | 0 | 0 | 0 | 0 | 0 | 0 | 0 | 0 | 0 | 0 | 0 | 0 | 0 | 0 | 0 | 0 | 0 | 0 | 0 | 0 | 0 | 0 | 0
Thursday | 10 | 20 | 18 | 7026 | 0 | 0 | 0 | 0 | 0 | 0 | 0 | 0 | 0 | 0 | 0 | 0 | 0 | 0 | 0 | 0 | 0 | 0 | 0 | 0 | 0 |  | 0 | 0 | 0 | 0 | 0 | 0 | 0 | 0 |  |  |  |  | 0 | 0 | 0 | 0 | 0 | 0 | 1 | 0 |  | 1 | 1 | 1 | 1 | #VALUE! | #VALUE! | 0 | 0 | 0 | 0 | 0 | 0 | 0 | 0 | 0 | 0 | 0 | 0 | 0 | 0 | 0 | 0 | 0 | 0 | 0 | 0 | 0 | 0 | 0 | 0 | 0
Thursday | 10 | 20 | 19 | 7027 | 0 | 0 | 0 | 0 | 0 | 0 | 0 | 0 | 0 | 0 | 0 | 0 | 0 | 0 | 0 | 0 | 0 | 0 | 0 | 0 | 0 |  | 0 | 0 | 0 | 0 | 0 | 0 | 0 | 0 |  |  |  |  | 0 | 0 | 0 | 0 | 0 | 0 | 1 | 0 |  | 1 | 1 | 1 | 1 | #VALUE! | #VALUE! | 0 | 0 | 0 | 0 | 0 | 0 | 0 | 0 | 0 | 0 | 0 | 0 | 0 | 0 | 0 | 0 | 0 | 0 | 0 | 0 | 0 | 0 | 0 | 0 | 0
Thursday | 10 | 20 | 20 | 7028 | 0 | 0 | 0 | 0 | 0 | 0 | 0 | 0 | 0 | 0 | 0 | 0 | 0 | 0 | 0 | 0 | 0 | 0 | 0 | 0 | 0 |  | 0 | 0 | 0 | 0 | 0 | 0 | 0 | 0 |  |  |  |  | 0 | 0 | 0 | 0 | 0 | 0 | 1 | 0 |  | 1 | 1 | 1 | 1 | #VALUE! | #VALUE! | 0 | 0 | 0 | 0 | 0 | 0 | 0 | 0 | 0 | 0 | 0 | 0 | 0 | 0 | 0 | 0 | 0 | 0 | 0 | 0 | 0 | 0 | 0 | 0 | 0
Thursday | 10 | 20 | 21 | 7029 | 0 | 0 | 0 | 0 | 0 | 0 | 0 | 0 | 0 | 0 | 0 | 0 | 0 | 0 | 0 | 0 | 0 | 0 | 0 | 0 | 0 |  | 0 | 0 | 0 | 0 | 0 | 0 | 0 | 0 |  |  |  |  | 0 | 0 | 0 | 0 | 0 | 0 | 1 | 0 |  | 1 | 1 | 1 | 1 | #VALUE! | #VALUE! | 0 | 0 | 0 | 0 | 0 | 0 | 0 | 0 | 0 | 0 | 0 | 0 | 0 | 0 | 0 | 0 | 0 | 0 | 0 | 0 | 0 | 0 | 0 | 0 | 0
Thursday | 10 | 20 | 22 | 7030 | 0 | 0 | 0 | 0 | 0 | 0 | 0 | 0 | 0 | 0 | 0 | 0 | 0 | 0 | 0 | 0 | 0 | 0 | 0 | 0 | 0 |  | 0 | 0 | 0 | 0 | 0 | 0 | 0 | 0 |  |  |  |  | 0 | 0 | 0 | 0 | 0 | 0 | 1 | 0 |  | 1 | 1 | 1 | 1 | #VALUE! | #VALUE! | 0 | 0 | 0 | 0 | 0 | 0 | 0 | 0 | 0 | 0 | 0 | 0 | 0 | 0 | 0 | 0 | 0 | 0 | 0 | 0 | 0 | 0 | 0 | 0 | 0
Thursday | 10 | 20 | 23 | 7031 | 0 | 0 | 0 | 0 | 0 | 0 | 0 | 0 | 0 | 0 | 0 | 0 | 0 | 0 | 0 | 0 | 0 | 0 | 0 | 0 | 0 |  | 0 | 0 | 0 | 0 | 0 | 0 | 0 | 0 |  |  |  |  | 0 | 0 | 0 | 0 | 0 | 0 | 0 | 1 |  | 1 | 1 | 1 | 1 | 1 | 1 | 0 | 0 | 0 | 0 | 0 | 0 | 0 | 0 | 0 | 0 | 0 | 0 | 0 | 0 | 0 | 0 | 0 | 0 | 0 | 0 | 0 | 0 | 0 | 0 | 0
Thursday | 10 | 20 | 24 | 7032 | 0 | 0 | 0 | 0 | 0 | 0 | 0 | 0 | 0 | 0 | 0 | 0 | 0 | 0 | 0 | 0 | 0 | 0 | 0 | 0 | 0 |  | 0 | 0 | 0 | 0 | 0 | 0 | 0 | 0 |  |  |  |  | 0 | 0 | 0 | 0 | 0 | 0 | 0 | 1 |  | 1 | 1 | 1 | 1 | 1 | 1 | 0 | 0 | 0 | 0 | 0 | 0 | 0 | 0 | 0 | 0 | 0 | 0 | 0 | 0 | 0 | 0 | 0 | 0 | 0 | 0 | 0 | 0 | 0 | 0 | 0
Friday | 10 | 21 | 1 | 7033 | 0 | 0 | 0 | 0 | 0 | 0 | 0 | 0 | 0 | 0 | 0 | 0 | 0 | 0 | 0 | 0 | 0 | 0 | 0 | 0 | 0 |  | 0 | 0 | 0 | 0 | 0 | 0 | 0 | 0 |  |  |  |  | 0 | 0 | 0 | 0 | 0 | 0 | 0 | 1 |  | 1 | 1 | 1 | 1 | 1 | 1 | 0 | 0 | 0 | 0 | 0 | 0 | 0 | 0 | 0 | 0 | 0 | 0 | 0 | 0 | 0 | 0 | 0 | 0 | 0 | 0 | 0 | 0 | 0 | 0 | 0
Friday | 10 | 21 | 2 | 7034 | 0 | 0 | 0 | 0 | 0 | 0 | 0 | 0 | 0 | 0 | 0 | 0 | 0 | 0 | 0 | 0 | 0 | 0 | 0 | 0 | 0 |  | 0 | 0 | 0 | 0 | 0 | 0 | 0 | 0 |  |  |  |  | 0 | 0 | 0 | 0 | 0 | 0 | 0 | 1 |  | 1 | 1 | 1 | 1 | 1 | 1 | 0 | 0 | 0 | 0 | 0 | 0 | 0 | 0 | 0 | 0 | 0 | 0 | 0 | 0 | 0 | 0 | 0 | 0 | 0 | 0 | 0 | 0 | 0 | 0 | 0
Friday | 10 | 21 | 3 | 7035 | 0 | 0 | 0 | 0 | 0 | 0 | 0 | 0 | 0 | 0 | 0 | 0 | 0 | 0 | 0 | 0 | 0 | 0 | 0 | 0 | 0 |  | 0 | 0 | 0 | 0 | 0 | 0 | 0 | 0 |  |  |  |  | 0 | 0 | 0 | 0 | 0 | 0 | 0 | 1 |  | 1 | 1 | 1 | 1 | 1 | 1 | 0 | 0 | 0 | 0 | 0 | 0 | 0 | 0 | 0 | 0 | 0 | 0 | 0 | 0 | 0 | 0 | 0 | 0 | 0 | 0 | 0 | 0 | 0 | 0 | 0
Friday | 10 | 21 | 4 | 7036 | 0 | 0 | 0 | 0 | 0 | 0 | 0 | 0 | 0 | 0 | 0 | 0 | 0 | 0 | 0 | 0 | 0 | 0 | 0 | 0 | 0 |  | 0 | 0 | 0 | 0 | 0 | 0 | 0 | 0 |  |  |  |  | 0 | 0 | 0 | 0 | 0 | 0 | 0 | 1 |  | 1 | 1 | 1 | 1 | 1 | 1 | 0 | 0 | 0 | 0 | 0 | 0 | 0 | 0 | 0 | 0 | 0 | 0 | 0 | 0 | 0 | 0 | 0 | 0 | 0 | 0 | 0 | 0 | 0 | 0 | 0
Friday | 10 | 21 | 5 | 7037 | 0 | 0 | 0 | 0 | 0 | 0 | 0 | 0 | 0 | 0 | 0 | 0 | 0 | 0 | 0 | 0 | 0 | 0 | 0 | 0 | 0 |  | 0 | 0 | 0 | 0 | 0 | 0 | 0 | 0 |  |  |  |  | 0 | 0 | 0 | 0 | 0 | 0 | 0 | 1 |  | 1 | 1 | 1 | 1 | 1 | 1 | 0 | 0 | 0 | 0 | 0 | 0 | 0 | 0 | 0 | 0 | 0 | 0 | 0 | 0 | 0 | 0 | 0 | 0 | 0 | 0 | 0 | 0 | 0 | 0 | 0
Friday | 10 | 21 | 6 | 7038 | 0 | 0 | 0 | 0 | 0 | 0 | 0 | 0 | 0 | 0 | 0 | 0 | 0 | 0 | 0 | 0 | 0 | 0 | 0 | 0 | 0 |  | 0 | 0 | 0 | 0 | 0 | 0 | 0 | 0 |  |  |  |  | 0 | 0 | 0 | 0 | 0 | 0 | 0 | 1 |  | 1 | 1 | 1 | 1 | 1 | 1 | 0 | 0 | 0 | 0 | 0 | 0 | 0 | 0 | 0 | 0 | 0 | 0 | 0 | 0 | 0 | 0 | 0 | 0 | 0 | 0 | 0 | 0 | 0 | 0 | 0
Friday | 10 | 21 | 7 | 7039 | 0 | 0 | 0 | 0 | 0 | 0 | 0 | 0 | 0 | 0 | 0 | 0 | 0 | 0 | 0 | 0 | 0 | 0 | 0 | 0 | 0 |  | 0 | 0 | 0 | 0 | 0 | 0 | 0 | 0 |  |  |  |  | 0 | 0 | 0 | 0 | 0 | 0 | 0 | 1 |  | 1 | 1 | 1 | 1 | 1 | 1 | 0 | 0 | 0 | 0 | 0 | 0 | 0 | 0 | 0 | 0 | 0 | 0 | 0 | 0 | 0 | 0 | 0 | 0 | 0 | 0 | 0 | 0 | 0 | 0 | 0
Friday | 10 | 21 | 8 | 7040 | 0 | 0 | 0 | 0 | 0 | 0 | 0 | 0 | 0 | 0 | 0 | 0 | 0 | 0 | 0 | 0 | 0 | 0 | 0 | 0 | 0 |  | 0 | 0 | 0 | 0 | 0 | 0 | 0 | 0 |  |  |  |  | 0 | 0 | 0 | 0 | 0 | 0 | 1 | 0 |  | 1 | 1 | 1 | 1 | #VALUE! | #VALUE! | 0 | 0 | 0 | 0 | 0 | 0 | 0 | 0 | 0 | 0 | 0 | 0 | 0 | 0 | 0 | 0 | 0 | 0 | 0 | 0 | 0 | 0 | 0 | 0 | 0
Friday | 10 | 21 | 9 | 7041 | 0 | 0 | 0 | 0 | 0 | 0 | 0 | 0 | 0 | 0 | 0 | 0 | 0 | 0 | 0 | 0 | 0 | 0 | 0 | 0 | 0 |  | 0 | 0 | 0 | 0 | 0 | 0 | 0 | 0 |  |  |  |  | 0 | 0 | 0 | 0 | 0 | 0 | 1 | 0 |  | 1 | 1 | 1 | 1 | #VALUE! | #VALUE! | 0 | 0 | 0 | 0 | 0 | 0 | 0 | 0 | 0 | 0 | 0 | 0 | 0 | 0 | 0 | 0 | 0 | 0 | 0 | 0 | 0 | 0 | 0 | 0 | 0
Friday | 10 | 21 | 10 | 7042 | 0 | 0 | 0 | 0 | 0 | 0 | 0 | 0 | 0 | 0 | 0 | 0 | 0 | 0 | 0 | 0 | 0 | 0 | 0 | 0 | 0 |  | 0 | 0 | 0 | 0 | 0 | 0 | 0 | 0 |  |  |  |  | 0 | 0 | 0 | 0 | 0 | 0 | 1 | 0 |  | 1 | 1 | 1 | 1 | #VALUE! | #VALUE! | 0 | 0 | 0 | 0 | 0 | 0 | 0 | 0 | 0 | 0 | 0 | 0 | 0 | 0 | 0 | 0 | 0 | 0 | 0 | 0 | 0 | 0 | 0 | 0 | 0
Friday | 10 | 21 | 11 | 7043 | 0 | 0 | 0 | 0 | 0 | 0 | 0 | 0 | 0 | 0 | 0 | 0 | 0 | 0 | 0 | 0 | 0 | 0 | 0 | 0 | 0 |  | 0 | 0 | 0 | 0 | 0 | 0 | 0 | 0 |  |  |  |  | 0 | 0 | 0 | 0 | 0 | 0 | 1 | 0 |  | 1 | 1 | 1 | 1 | #VALUE! | #VALUE! | 0 | 0 | 0 | 0 | 0 | 0 | 0 | 0 | 0 | 0 | 0 | 0 | 0 | 0 | 0 | 0 | 0 | 0 | 0 | 0 | 0 | 0 | 0 | 0 | 0
Friday | 10 | 21 | 12 | 7044 | 0 | 0 | 0 | 0 | 0 | 0 | 0 | 0 | 0 | 0 | 0 | 0 | 0 | 0 | 0 | 0 | 0 | 0 | 0 | 0 | 0 |  | 0 | 0 | 0 | 0 | 0 | 0 | 0 | 0 |  |  |  |  | 0 | 0 | 0 | 0 | 0 | 0 | 1 | 0 |  | 1 | 1 | 1 | 1 | #VALUE! | #VALUE! | 0 | 0 | 0 | 0 | 0 | 0 | 0 | 0 | 0 | 0 | 0 | 0 | 0 | 0 | 0 | 0 | 0 | 0 | 0 | 0 | 0 | 0 | 0 | 0 | 0
Friday | 10 | 21 | 13 | 7045 | 0 | 0 | 0 | 0 | 0 | 0 | 0 | 0 | 0 | 0 | 0 | 0 | 0 | 0 | 0 | 0 | 0 | 0 | 0 | 0 | 0 |  | 0 | 0 | 0 | 0 | 0 | 0 | 0 | 0 |  |  |  |  | 0 | 0 | 0 | 0 | 0 | 0 | 1 | 0 |  | 1 | 1 | 1 | 1 | #VALUE! | #VALUE! | 0 | 0 | 0 | 0 | 0 | 0 | 0 | 0 | 0 | 0 | 0 | 0 | 0 | 0 | 0 | 0 | 0 | 0 | 0 | 0 | 0 | 0 | 0 | 0 | 0
Friday | 10 | 21 | 14 | 7046 | 0 | 0 | 0 | 0 | 0 | 0 | 0 | 0 | 0 | 0 | 0 | 0 | 0 | 0 | 0 | 0 | 0 | 0 | 0 | 0 | 0 |  | 0 | 0 | 0 | 0 | 0 | 0 | 0 | 0 |  |  |  |  | 0 | 0 | 0 | 0 | 0 | 0 | 1 | 0 |  | 1 | 1 | 1 | 1 | #VALUE! | #VALUE! | 0 | 0 | 0 | 0 | 0 | 0 | 0 | 0 | 0 | 0 | 0 | 0 | 0 | 0 | 0 | 0 | 0 | 0 | 0 | 0 | 0 | 0 | 0 | 0 | 0
Friday | 10 | 21 | 15 | 7047 | 0 | 0 | 0 | 0 | 0 | 0 | 0 | 0 | 0 | 0 | 0 | 0 | 0 | 0 | 0 | 0 | 0 | 0 | 0 | 0 | 0 |  | 0 | 0 | 0 | 0 | 0 | 0 | 0 | 0 |  |  |  |  | 0 | 0 | 0 | 0 | 0 | 0 | 1 | 0 |  | 1 | 1 | 1 | 1 | #VALUE! | #VALUE! | 0 | 0 | 0 | 0 | 0 | 0 | 0 | 0 | 0 | 0 | 0 | 0 | 0 | 0 | 0 | 0 | 0 | 0 | 0 | 0 | 0 | 0 | 0 | 0 | 0
Friday | 10 | 21 | 16 | 7048 | 0 | 0 | 0 | 0 | 0 | 0 | 0 | 0 | 0 | 0 | 0 | 0 | 0 | 0 | 0 | 0 | 0 | 0 | 0 | 0 | 0 |  | 0 | 0 | 0 | 0 | 0 | 0 | 0 | 0 |  |  |  |  | 0 | 0 | 0 | 0 | 0 | 0 | 1 | 0 |  | 1 | 1 | 1 | 1 | #VALUE! | #VALUE! | 0 | 0 | 0 | 0 | 0 | 0 | 0 | 0 | 0 | 0 | 0 | 0 | 0 | 0 | 0 | 0 | 0 | 0 | 0 | 0 | 0 | 0 | 0 | 0 | 0
Friday | 10 | 21 | 17 | 7049 | 0 | 0 | 0 | 0 | 0 | 0 | 0 | 0 | 0 | 0 | 0 | 0 | 0 | 0 | 0 | 0 | 0 | 0 | 0 | 0 | 0 |  | 0 | 0 | 0 | 0 | 0 | 0 | 0 | 0 |  |  |  |  | 0 | 0 | 0 | 0 | 0 | 0 | 1 | 0 |  | 1 | 1 | 1 | 1 | #VALUE! | #VALUE! | 0 | 0 | 0 | 0 | 0 | 0 | 0 | 0 | 0 | 0 | 0 | 0 | 0 | 0 | 0 | 0 | 0 | 0 | 0 | 0 | 0 | 0 | 0 | 0 | 0
Friday | 10 | 21 | 18 | 7050 | 0 | 0 | 0 | 0 | 0 | 0 | 0 | 0 | 0 | 0 | 0 | 0 | 0 | 0 | 0 | 0 | 0 | 0 | 0 | 0 | 0 |  | 0 | 0 | 0 | 0 | 0 | 0 | 0 | 0 |  |  |  |  | 0 | 0 | 0 | 0 | 0 | 0 | 1 | 0 |  | 1 | 1 | 1 | 1 | #VALUE! | #VALUE! | 0 | 0 | 0 | 0 | 0 | 0 | 0 | 0 | 0 | 0 | 0 | 0 | 0 | 0 | 0 | 0 | 0 | 0 | 0 | 0 | 0 | 0 | 0 | 0 | 0
Friday | 10 | 21 | 19 | 7051 | 0 | 0 | 0 | 0 | 0 | 0 | 0 | 0 | 0 | 0 | 0 | 0 | 0 | 0 | 0 | 0 | 0 | 0 | 0 | 0 | 0 |  | 0 | 0 | 0 | 0 | 0 | 0 | 0 | 0 |  |  |  |  | 0 | 0 | 0 | 0 | 0 | 0 | 1 | 0 |  | 1 | 1 | 1 | 1 | #VALUE! | #VALUE! | 0 | 0 | 0 | 0 | 0 | 0 | 0 | 0 | 0 | 0 | 0 | 0 | 0 | 0 | 0 | 0 | 0 | 0 | 0 | 0 | 0 | 0 | 0 | 0 | 0
Friday | 10 | 21 | 20 | 7052 | 0 | 0 | 0 | 0 | 0 | 0 | 0 | 0 | 0 | 0 | 0 | 0 | 0 | 0 | 0 | 0 | 0 | 0 | 0 | 0 | 0 |  | 0 | 0 | 0 | 0 | 0 | 0 | 0 | 0 |  |  |  |  | 0 | 0 | 0 | 0 | 0 | 0 | 1 | 0 |  | 1 | 1 | 1 | 1 | #VALUE! | #VALUE! | 0 | 0 | 0 | 0 | 0 | 0 | 0 | 0 | 0 | 0 | 0 | 0 | 0 | 0 | 0 | 0 | 0 | 0 | 0 | 0 | 0 | 0 | 0 | 0 | 0
Friday | 10 | 21 | 21 | 7053 | 0 | 0 | 0 | 0 | 0 | 0 | 0 | 0 | 0 | 0 | 0 | 0 | 0 | 0 | 0 | 0 | 0 | 0 | 0 | 0 | 0 |  | 0 | 0 | 0 | 0 | 0 | 0 | 0 | 0 |  |  |  |  | 0 | 0 | 0 | 0 | 0 | 0 | 1 | 0 |  | 1 | 1 | 1 | 1 | #VALUE! | #VALUE! | 0 | 0 | 0 | 0 | 0 | 0 | 0 | 0 | 0 | 0 | 0 | 0 | 0 | 0 | 0 | 0 | 0 | 0 | 0 | 0 | 0 | 0 | 0 | 0 | 0
Friday | 10 | 21 | 22 | 7054 | 0 | 0 | 0 | 0 | 0 | 0 | 0 | 0 | 0 | 0 | 0 | 0 | 0 | 0 | 0 | 0 | 0 | 0 | 0 | 0 | 0 |  | 0 | 0 | 0 | 0 | 0 | 0 | 0 | 0 |  |  |  |  | 0 | 0 | 0 | 0 | 0 | 0 | 1 | 0 |  | 1 | 1 | 1 | 1 | #VALUE! | #VALUE! | 0 | 0 | 0 | 0 | 0 | 0 | 0 | 0 | 0 | 0 | 0 | 0 | 0 | 0 | 0 | 0 | 0 | 0 | 0 | 0 | 0 | 0 | 0 | 0 | 0
Friday | 10 | 21 | 23 | 7055 | 0 | 0 | 0 | 0 | 0 | 0 | 0 | 0 | 0 | 0 | 0 | 0 | 0 | 0 | 0 | 0 | 0 | 0 | 0 | 0 | 0 |  | 0 | 0 | 0 | 0 | 0 | 0 | 0 | 0 |  |  |  |  | 0 | 0 | 0 | 0 | 0 | 0 | 0 | 1 |  | 1 | 1 | 1 | 1 | 1 | 1 | 0 | 0 | 0 | 0 | 0 | 0 | 0 | 0 | 0 | 0 | 0 | 0 | 0 | 0 | 0 | 0 | 0 | 0 | 0 | 0 | 0 | 0 | 0 | 0 | 0
Friday | 10 | 21 | 24 | 7056 | 0 | 0 | 0 | 0 | 0 | 0 | 0 | 0 | 0 | 0 | 0 | 0 | 0 | 0 | 0 | 0 | 0 | 0 | 0 | 0 | 0 |  | 0 | 0 | 0 | 0 | 0 | 0 | 0 | 0 |  |  |  |  | 0 | 0 | 0 | 0 | 0 | 0 | 0 | 1 |  | 1 | 1 | 1 | 1 | 1 | 1 | 0 | 0 | 0 | 0 | 0 | 0 | 0 | 0 | 0 | 0 | 0 | 0 | 0 | 0 | 0 | 0 | 0 | 0 | 0 | 0 | 0 | 0 | 0 | 0 | 0
Saturday | 10 | 22 | 1 | 7057 | 0 | 0 | 0 | 0 | 0 | 0 | 0 | 0 | 0 | 0 | 0 | 0 | 0 | 0 | 0 | 0 | 0 | 0 | 0 | 0 | 0 |  | 0 | 0 | 0 | 0 | 0 | 0 | 0 | 0 |  |  |  |  | 0 | 0 | 0 | 0 | 0 | 0 | 0 | 1 |  | 1 | 1 | 1 | 1 | 1 | 1 | 0 | 0 | 0 | 0 | 0 | 0 | 0 | 0 | 0 | 0 | 0 | 0 | 0 | 0 | 0 | 0 | 0 | 0 | 0 | 0 | 0 | 0 | 0 | 0 | 0
Saturday | 10 | 22 | 2 | 7058 | 0 | 0 | 0 | 0 | 0 | 0 | 0 | 0 | 0 | 0 | 0 | 0 | 0 | 0 | 0 | 0 | 0 | 0 | 0 | 0 | 0 |  | 0 | 0 | 0 | 0 | 0 | 0 | 0 | 0 |  |  |  |  | 0 | 0 | 0 | 0 | 0 | 0 | 0 | 1 |  | 1 | 1 | 1 | 1 | 1 | 1 | 0 | 0 | 0 | 0 | 0 | 0 | 0 | 0 | 0 | 0 | 0 | 0 | 0 | 0 | 0 | 0 | 0 | 0 | 0 | 0 | 0 | 0 | 0 | 0 | 0
Saturday | 10 | 22 | 3 | 7059 | 0 | 0 | 0 | 0 | 0 | 0 | 0 | 0 | 0 | 0 | 0 | 0 | 0 | 0 | 0 | 0 | 0 | 0 | 0 | 0 | 0 |  | 0 | 0 | 0 | 0 | 0 | 0 | 0 | 0 |  |  |  |  | 0 | 0 | 0 | 0 | 0 | 0 | 0 | 1 |  | 1 | 1 | 1 | 1 | 1 | 1 | 0 | 0 | 0 | 0 | 0 | 0 | 0 | 0 | 0 | 0 | 0 | 0 | 0 | 0 | 0 | 0 | 0 | 0 | 0 | 0 | 0 | 0 | 0 | 0 | 0
Saturday | 10 | 22 | 4 | 7060 | 0 | 0 | 0 | 0 | 0 | 0 | 0 | 0 | 0 | 0 | 0 | 0 | 0 | 0 | 0 | 0 | 0 | 0 | 0 | 0 | 0 |  | 0 | 0 | 0 | 0 | 0 | 0 | 0 | 0 |  |  |  |  | 0 | 0 | 0 | 0 | 0 | 0 | 0 | 1 |  | 1 | 1 | 1 | 1 | 1 | 1 | 0 | 0 | 0 | 0 | 0 | 0 | 0 | 0 | 0 | 0 | 0 | 0 | 0 | 0 | 0 | 0 | 0 | 0 | 0 | 0 | 0 | 0 | 0 | 0 | 0
Saturday | 10 | 22 | 5 | 7061 | 0 | 0 | 0 | 0 | 0 | 0 | 0 | 0 | 0 | 0 | 0 | 0 | 0 | 0 | 0 | 0 | 0 | 0 | 0 | 0 | 0 |  | 0 | 0 | 0 | 0 | 0 | 0 | 0 | 0 |  |  |  |  | 0 | 0 | 0 | 0 | 0 | 0 | 0 | 1 |  | 1 | 1 | 1 | 1 | 1 | 1 | 0 | 0 | 0 | 0 | 0 | 0 | 0 | 0 | 0 | 0 | 0 | 0 | 0 | 0 | 0 | 0 | 0 | 0 | 0 | 0 | 0 | 0 | 0 | 0 | 0
Saturday | 10 | 22 | 6 | 7062 | 0 | 0 | 0 | 0 | 0 | 0 | 0 | 0 | 0 | 0 | 0 | 0 | 0 | 0 | 0 | 0 | 0 | 0 | 0 | 0 | 0 |  | 0 | 0 | 0 | 0 | 0 | 0 | 0 | 0 |  |  |  |  | 0 | 0 | 0 | 0 | 0 | 0 | 0 | 1 |  | 1 | 1 | 1 | 1 | 1 | 1 | 0 | 0 | 0 | 0 | 0 | 0 | 0 | 0 | 0 | 0 | 0 | 0 | 0 | 0 | 0 | 0 | 0 | 0 | 0 | 0 | 0 | 0 | 0 | 0 | 0
Saturday | 10 | 22 | 7 | 7063 | 0 | 0 | 0 | 0 | 0 | 0 | 0 | 0 | 0 | 0 | 0 | 0 | 0 | 0 | 0 | 0 | 0 | 0 | 0 | 0 | 0 |  | 0 | 0 | 0 | 0 | 0 | 0 | 0 | 0 |  |  |  |  | 0 | 0 | 0 | 0 | 0 | 0 | 0 | 1 |  | 1 | 1 | 1 | 1 | 1 | 1 | 0 | 0 | 0 | 0 | 0 | 0 | 0 | 0 | 0 | 0 | 0 | 0 | 0 | 0 | 0 | 0 | 0 | 0 | 0 | 0 | 0 | 0 | 0 | 0 | 0
Saturday | 10 | 22 | 8 | 7064 | 0 | 0 | 0 | 0 | 0 | 0 | 0 | 0 | 0 | 0 | 0 | 0 | 0 | 0 | 0 | 0 | 0 | 0 | 0 | 0 | 0 |  | 0 | 0 | 0 | 0 | 0 | 0 | 0 | 0 |  |  |  |  | 0 | 0 | 0 | 0 | 0 | 0 | 0 | 1 |  | 1 | 1 | 1 | 1 | 1 | 1 | 0 | 0 | 0 | 0 | 0 | 0 | 0 | 0 | 0 | 0 | 0 | 0 | 0 | 0 | 0 | 0 | 0 | 0 | 0 | 0 | 0 | 0 | 0 | 0 | 0
Saturday | 10 | 22 | 9 | 7065 | 0 | 0 | 0 | 0 | 0 | 0 | 0 | 0 | 0 | 0 | 0 | 0 | 0 | 0 | 0 | 0 | 0 | 0 | 0 | 0 | 0 |  | 0 | 0 | 0 | 0 | 0 | 0 | 0 | 0 |  |  |  |  | 0 | 0 | 0 | 0 | 0 | 0 | 0 | 1 |  | 1 | 1 | 1 | 1 | 1 | 1 | 0 | 0 | 0 | 0 | 0 | 0 | 0 | 0 | 0 | 0 | 0 | 0 | 0 | 0 | 0 | 0 | 0 | 0 | 0 | 0 | 0 | 0 | 0 | 0 | 0
Saturday | 10 | 22 | 10 | 7066 | 0 | 0 | 0 | 0 | 0 | 0 | 0 | 0 | 0 | 0 | 0 | 0 | 0 | 0 | 0 | 0 | 0 | 0 | 0 | 0 | 0 |  | 0 | 0 | 0 | 0 | 0 | 0 | 0 | 0 |  |  |  |  | 0 | 0 | 0 | 0 | 0 | 0 | 0 | 1 |  | 1 | 1 | 1 | 1 | 1 | 1 | 0 | 0 | 0 | 0 | 0 | 0 | 0 | 0 | 0 | 0 | 0 | 0 | 0 | 0 | 0 | 0 | 0 | 0 | 0 | 0 | 0 | 0 | 0 | 0 | 0
Saturday | 10 | 22 | 11 | 7067 | 0 | 0 | 0 | 0 | 0 | 0 | 0 | 0 | 0 | 0 | 0 | 0 | 0 | 0 | 0 | 0 | 0 | 0 | 0 | 0 | 0 |  | 0 | 0 | 0 | 0 | 0 | 0 | 0 | 0 |  |  |  |  | 0 | 0 | 0 | 0 | 0 | 0 | 0 | 1 |  | 1 | 1 | 1 | 1 | 1 | 1 | 0 | 0 | 0 | 0 | 0 | 0 | 0 | 0 | 0 | 0 | 0 | 0 | 0 | 0 | 0 | 0 | 0 | 0 | 0 | 0 | 0 | 0 | 0 | 0 | 0
Saturday | 10 | 22 | 12 | 7068 | 0 | 0 | 0 | 0 | 0 | 0 | 0 | 0 | 0 | 0 | 0 | 0 | 0 | 0 | 0 | 0 | 0 | 0 | 0 | 0 | 0 |  | 0 | 0 | 0 | 0 | 0 | 0 | 0 | 0 |  |  |  |  | 0 | 0 | 0 | 0 | 0 | 0 | 0 | 1 |  | 1 | 1 | 1 | 1 | 1 | 1 | 0 | 0 | 0 | 0 | 0 | 0 | 0 | 0 | 0 | 0 | 0 | 0 | 0 | 0 | 0 | 0 | 0 | 0 | 0 | 0 | 0 | 0 | 0 | 0 | 0
Saturday | 10 | 22 | 13 | 7069 | 0 | 0 | 0 | 0 | 0 | 0 | 0 | 0 | 0 | 0 | 0 | 0 | 0 | 0 | 0 | 0 | 0 | 0 | 0 | 0 | 0 |  | 0 | 0 | 0 | 0 | 0 | 0 | 0 | 0 |  |  |  |  | 0 | 0 | 0 | 0 | 0 | 0 | 0 | 1 |  | 1 | 1 | 1 | 1 | 1 | 1 | 0 | 0 | 0 | 0 | 0 | 0 | 0 | 0 | 0 | 0 | 0 | 0 | 0 | 0 | 0 | 0 | 0 | 0 | 0 | 0 | 0 | 0 | 0 | 0 | 0
Saturday | 10 | 22 | 14 | 7070 | 0 | 0 | 0 | 0 | 0 | 0 | 0 | 0 | 0 | 0 | 0 | 0 | 0 | 0 | 0 | 0 | 0 | 0 | 0 | 0 | 0 |  | 0 | 0 | 0 | 0 | 0 | 0 | 0 | 0 |  |  |  |  | 0 | 0 | 0 | 0 | 0 | 0 | 0 | 1 |  | 1 | 1 | 1 | 1 | 1 | 1 | 0 | 0 | 0 | 0 | 0 | 0 | 0 | 0 | 0 | 0 | 0 | 0 | 0 | 0 | 0 | 0 | 0 | 0 | 0 | 0 | 0 | 0 | 0 | 0 | 0
Saturday | 10 | 22 | 15 | 7071 | 0 | 0 | 0 | 0 | 0 | 0 | 0 | 0 | 0 | 0 | 0 | 0 | 0 | 0 | 0 | 0 | 0 | 0 | 0 | 0 | 0 |  | 0 | 0 | 0 | 0 | 0 | 0 | 0 | 0 |  |  |  |  | 0 | 0 | 0 | 0 | 0 | 0 | 0 | 1 |  | 1 | 1 | 1 | 1 | 1 | 1 | 0 | 0 | 0 | 0 | 0 | 0 | 0 | 0 | 0 | 0 | 0 | 0 | 0 | 0 | 0 | 0 | 0 | 0 | 0 | 0 | 0 | 0 | 0 | 0 | 0
Saturday | 10 | 22 | 16 | 7072 | 0 | 0 | 0 | 0 | 0 | 0 | 0 | 0 | 0 | 0 | 0 | 0 | 0 | 0 | 0 | 0 | 0 | 0 | 0 | 0 | 0 |  | 0 | 0 | 0 | 0 | 0 | 0 | 0 | 0 |  |  |  |  | 0 | 0 | 0 | 0 | 0 | 0 | 0 | 1 |  | 1 | 1 | 1 | 1 | 1 | 1 | 0 | 0 | 0 | 0 | 0 | 0 | 0 | 0 | 0 | 0 | 0 | 0 | 0 | 0 | 0 | 0 | 0 | 0 | 0 | 0 | 0 | 0 | 0 | 0 | 0
Saturday | 10 | 22 | 17 | 7073 | 0 | 0 | 0 | 0 | 0 | 0 | 0 | 0 | 0 | 0 | 0 | 0 | 0 | 0 | 0 | 0 | 0 | 0 | 0 | 0 | 0 |  | 0 | 0 | 0 | 0 | 0 | 0 | 0 | 0 |  |  |  |  | 0 | 0 | 0 | 0 | 0 | 0 | 0 | 1 |  | 1 | 1 | 1 | 1 | 1 | 1 | 0 | 0 | 0 | 0 | 0 | 0 | 0 | 0 | 0 | 0 | 0 | 0 | 0 | 0 | 0 | 0 | 0 | 0 | 0 | 0 | 0 | 0 | 0 | 0 | 0
Saturday | 10 | 22 | 18 | 7074 | 0 | 0 | 0 | 0 | 0 | 0 | 0 | 0 | 0 | 0 | 0 | 0 | 0 | 0 | 0 | 0 | 0 | 0 | 0 | 0 | 0 |  | 0 | 0 | 0 | 0 | 0 | 0 | 0 | 0 |  |  |  |  | 0 | 0 | 0 | 0 | 0 | 0 | 0 | 1 |  | 1 | 1 | 1 | 1 | 1 | 1 | 0 | 0 | 0 | 0 | 0 | 0 | 0 | 0 | 0 | 0 | 0 | 0 | 0 | 0 | 0 | 0 | 0 | 0 | 0 | 0 | 0 | 0 | 0 | 0 | 0
Saturday | 10 | 22 | 19 | 7075 | 0 | 0 | 0 | 0 | 0 | 0 | 0 | 0 | 0 | 0 | 0 | 0 | 0 | 0 | 0 | 0 | 0 | 0 | 0 | 0 | 0 |  | 0 | 0 | 0 | 0 | 0 | 0 | 0 | 0 |  |  |  |  | 0 | 0 | 0 | 0 | 0 | 0 | 0 | 1 |  | 1 | 1 | 1 | 1 | 1 | 1 | 0 | 0 | 0 | 0 | 0 | 0 | 0 | 0 | 0 | 0 | 0 | 0 | 0 | 0 | 0 | 0 | 0 | 0 | 0 | 0 | 0 | 0 | 0 | 0 | 0
Saturday | 10 | 22 | 20 | 7076 | 0 | 0 | 0 | 0 | 0 | 0 | 0 | 0 | 0 | 0 | 0 | 0 | 0 | 0 | 0 | 0 | 0 | 0 | 0 | 0 | 0 |  | 0 | 0 | 0 | 0 | 0 | 0 | 0 | 0 |  |  |  |  | 0 | 0 | 0 | 0 | 0 | 0 | 0 | 1 |  | 1 | 1 | 1 | 1 | 1 | 1 | 0 | 0 | 0 | 0 | 0 | 0 | 0 | 0 | 0 | 0 | 0 | 0 | 0 | 0 | 0 | 0 | 0 | 0 | 0 | 0 | 0 | 0 | 0 | 0 | 0
Saturday | 10 | 22 | 21 | 7077 | 0 | 0 | 0 | 0 | 0 | 0 | 0 | 0 | 0 | 0 | 0 | 0 | 0 | 0 | 0 | 0 | 0 | 0 | 0 | 0 | 0 |  | 0 | 0 | 0 | 0 | 0 | 0 | 0 | 0 |  |  |  |  | 0 | 0 | 0 | 0 | 0 | 0 | 0 | 1 |  | 1 | 1 | 1 | 1 | 1 | 1 | 0 | 0 | 0 | 0 | 0 | 0 | 0 | 0 | 0 | 0 | 0 | 0 | 0 | 0 | 0 | 0 | 0 | 0 | 0 | 0 | 0 | 0 | 0 | 0 | 0
Saturday | 10 | 22 | 22 | 7078 | 0 | 0 | 0 | 0 | 0 | 0 | 0 | 0 | 0 | 0 | 0 | 0 | 0 | 0 | 0 | 0 | 0 | 0 | 0 | 0 | 0 |  | 0 | 0 | 0 | 0 | 0 | 0 | 0 | 0 |  |  |  |  | 0 | 0 | 0 | 0 | 0 | 0 | 0 | 1 |  | 1 | 1 | 1 | 1 | 1 | 1 | 0 | 0 | 0 | 0 | 0 | 0 | 0 | 0 | 0 | 0 | 0 | 0 | 0 | 0 | 0 | 0 | 0 | 0 | 0 | 0 | 0 | 0 | 0 | 0 | 0
Saturday | 10 | 22 | 23 | 7079 | 0 | 0 | 0 | 0 | 0 | 0 | 0 | 0 | 0 | 0 | 0 | 0 | 0 | 0 | 0 | 0 | 0 | 0 | 0 | 0 | 0 |  | 0 | 0 | 0 | 0 | 0 | 0 | 0 | 0 |  |  |  |  | 0 | 0 | 0 | 0 | 0 | 0 | 0 | 1 |  | 1 | 1 | 1 | 1 | 1 | 1 | 0 | 0 | 0 | 0 | 0 | 0 | 0 | 0 | 0 | 0 | 0 | 0 | 0 | 0 | 0 | 0 | 0 | 0 | 0 | 0 | 0 | 0 | 0 | 0 | 0
Saturday | 10 | 22 | 24 | 7080 | 0 | 0 | 0 | 0 | 0 | 0 | 0 | 0 | 0 | 0 | 0 | 0 | 0 | 0 | 0 | 0 | 0 | 0 | 0 | 0 | 0 |  | 0 | 0 | 0 | 0 | 0 | 0 | 0 | 0 |  |  |  |  | 0 | 0 | 0 | 0 | 0 | 0 | 0 | 1 |  | 1 | 1 | 1 | 1 | 1 | 1 | 0 | 0 | 0 | 0 | 0 | 0 | 0 | 0 | 0 | 0 | 0 | 0 | 0 | 0 | 0 | 0 | 0 | 0 | 0 | 0 | 0 | 0 | 0 | 0 | 0
Sunday | 10 | 23 | 1 | 7081 | 0 | 0 | 0 | 0 | 0 | 0 | 0 | 0 | 0 | 0 | 0 | 0 | 0 | 0 | 0 | 0 | 0 | 0 | 0 | 0 | 0 |  | 0 | 0 | 0 | 0 | 0 | 0 | 0 | 0 |  |  |  |  | 0 | 0 | 0 | 0 | 0 | 0 | 0 | 1 |  | 1 | 1 | 1 | 1 | 1 | 1 | 0 | 0 | 0 | 0 | 0 | 0 | 0 | 0 | 0 | 0 | 0 | 0 | 0 | 0 | 0 | 0 | 0 | 0 | 0 | 0 | 0 | 0 | 0 | 0 | 0
Sunday | 10 | 23 | 2 | 7082 | 0 | 0 | 0 | 0 | 0 | 0 | 0 | 0 | 0 | 0 | 0 | 0 | 0 | 0 | 0 | 0 | 0 | 0 | 0 | 0 | 0 |  | 0 | 0 | 0 | 0 | 0 | 0 | 0 | 0 |  |  |  |  | 0 | 0 | 0 | 0 | 0 | 0 | 0 | 1 |  | 1 | 1 | 1 | 1 | 1 | 1 | 0 | 0 | 0 | 0 | 0 | 0 | 0 | 0 | 0 | 0 | 0 | 0 | 0 | 0 | 0 | 0 | 0 | 0 | 0 | 0 | 0 | 0 | 0 | 0 | 0
Sunday | 10 | 23 | 3 | 7083 | 0 | 0 | 0 | 0 | 0 | 0 | 0 | 0 | 0 | 0 | 0 | 0 | 0 | 0 | 0 | 0 | 0 | 0 | 0 | 0 | 0 |  | 0 | 0 | 0 | 0 | 0 | 0 | 0 | 0 |  |  |  |  | 0 | 0 | 0 | 0 | 0 | 0 | 0 | 1 |  | 1 | 1 | 1 | 1 | 1 | 1 | 0 | 0 | 0 | 0 | 0 | 0 | 0 | 0 | 0 | 0 | 0 | 0 | 0 | 0 | 0 | 0 | 0 | 0 | 0 | 0 | 0 | 0 | 0 | 0 | 0
Sunday | 10 | 23 | 4 | 7084 | 0 | 0 | 0 | 0 | 0 | 0 | 0 | 0 | 0 | 0 | 0 | 0 | 0 | 0 | 0 | 0 | 0 | 0 | 0 | 0 | 0 |  | 0 | 0 | 0 | 0 | 0 | 0 | 0 | 0 |  |  |  |  | 0 | 0 | 0 | 0 | 0 | 0 | 0 | 1 |  | 1 | 1 | 1 | 1 | 1 | 1 | 0 | 0 | 0 | 0 | 0 | 0 | 0 | 0 | 0 | 0 | 0 | 0 | 0 | 0 | 0 | 0 | 0 | 0 | 0 | 0 | 0 | 0 | 0 | 0 | 0
Sunday | 10 | 23 | 5 | 7085 | 0 | 0 | 0 | 0 | 0 | 0 | 0 | 0 | 0 | 0 | 0 | 0 | 0 | 0 | 0 | 0 | 0 | 0 | 0 | 0 | 0 |  | 0 | 0 | 0 | 0 | 0 | 0 | 0 | 0 |  |  |  |  | 0 | 0 | 0 | 0 | 0 | 0 | 0 | 1 |  | 1 | 1 | 1 | 1 | 1 | 1 | 0 | 0 | 0 | 0 | 0 | 0 | 0 | 0 | 0 | 0 | 0 | 0 | 0 | 0 | 0 | 0 | 0 | 0 | 0 | 0 | 0 | 0 | 0 | 0 | 0
Sunday | 10 | 23 | 6 | 7086 | 0 | 0 | 0 | 0 | 0 | 0 | 0 | 0 | 0 | 0 | 0 | 0 | 0 | 0 | 0 | 0 | 0 | 0 | 0 | 0 | 0 |  | 0 | 0 | 0 | 0 | 0 | 0 | 0 | 0 |  |  |  |  | 0 | 0 | 0 | 0 | 0 | 0 | 0 | 1 |  | 1 | 1 | 1 | 1 | 1 | 1 | 0 | 0 | 0 | 0 | 0 | 0 | 0 | 0 | 0 | 0 | 0 | 0 | 0 | 0 | 0 | 0 | 0 | 0 | 0 | 0 | 0 | 0 | 0 | 0 | 0
Sunday | 10 | 23 | 7 | 7087 | 0 | 0 | 0 | 0 | 0 | 0 | 0 | 0 | 0 | 0 | 0 | 0 | 0 | 0 | 0 | 0 | 0 | 0 | 0 | 0 | 0 |  | 0 | 0 | 0 | 0 | 0 | 0 | 0 | 0 |  |  |  |  | 0 | 0 | 0 | 0 | 0 | 0 | 0 | 1 |  | 1 | 1 | 1 | 1 | 1 | 1 | 0 | 0 | 0 | 0 | 0 | 0 | 0 | 0 | 0 | 0 | 0 | 0 | 0 | 0 | 0 | 0 | 0 | 0 | 0 | 0 | 0 | 0 | 0 | 0 | 0
Sunday | 10 | 23 | 8 | 7088 | 0 | 0 | 0 | 0 | 0 | 0 | 0 | 0 | 0 | 0 | 0 | 0 | 0 | 0 | 0 | 0 | 0 | 0 | 0 | 0 | 0 |  | 0 | 0 | 0 | 0 | 0 | 0 | 0 | 0 |  |  |  |  | 0 | 0 | 0 | 0 | 0 | 0 | 0 | 1 |  | 1 | 1 | 1 | 1 | 1 | 1 | 0 | 0 | 0 | 0 | 0 | 0 | 0 | 0 | 0 | 0 | 0 | 0 | 0 | 0 | 0 | 0 | 0 | 0 | 0 | 0 | 0 | 0 | 0 | 0 | 0
Sunday | 10 | 23 | 9 | 7089 | 0 | 0 | 0 | 0 | 0 | 0 | 0 | 0 | 0 | 0 | 0 | 0 | 0 | 0 | 0 | 0 | 0 | 0 | 0 | 0 | 0 |  | 0 | 0 | 0 | 0 | 0 | 0 | 0 | 0 |  |  |  |  | 0 | 0 | 0 | 0 | 0 | 0 | 0 | 1 |  | 1 | 1 | 1 | 1 | 1 | 1 | 0 | 0 | 0 | 0 | 0 | 0 | 0 | 0 | 0 | 0 | 0 | 0 | 0 | 0 | 0 | 0 | 0 | 0 | 0 | 0 | 0 | 0 | 0 | 0 | 0
Sunday | 10 | 23 | 10 | 7090 | 0 | 0 | 0 | 0 | 0 | 0 | 0 | 0 | 0 | 0 | 0 | 0 | 0 | 0 | 0 | 0 | 0 | 0 | 0 | 0 | 0 |  | 0 | 0 | 0 | 0 | 0 | 0 | 0 | 0 |  |  |  |  | 0 | 0 | 0 | 0 | 0 | 0 | 0 | 1 |  | 1 | 1 | 1 | 1 | 1 | 1 | 0 | 0 | 0 | 0 | 0 | 0 | 0 | 0 | 0 | 0 | 0 | 0 | 0 | 0 | 0 | 0 | 0 | 0 | 0 | 0 | 0 | 0 | 0 | 0 | 0
Sunday | 10 | 23 | 11 | 7091 | 0 | 0 | 0 | 0 | 0 | 0 | 0 | 0 | 0 | 0 | 0 | 0 | 0 | 0 | 0 | 0 | 0 | 0 | 0 | 0 | 0 |  | 0 | 0 | 0 | 0 | 0 | 0 | 0 | 0 |  |  |  |  | 0 | 0 | 0 | 0 | 0 | 0 | 0 | 1 |  | 1 | 1 | 1 | 1 | 1 | 1 | 0 | 0 | 0 | 0 | 0 | 0 | 0 | 0 | 0 | 0 | 0 | 0 | 0 | 0 | 0 | 0 | 0 | 0 | 0 | 0 | 0 | 0 | 0 | 0 | 0
Sunday | 10 | 23 | 12 | 7092 | 0 | 0 | 0 | 0 | 0 | 0 | 0 | 0 | 0 | 0 | 0 | 0 | 0 | 0 | 0 | 0 | 0 | 0 | 0 | 0 | 0 |  | 0 | 0 | 0 | 0 | 0 | 0 | 0 | 0 |  |  |  |  | 0 | 0 | 0 | 0 | 0 | 0 | 0 | 1 |  | 1 | 1 | 1 | 1 | 1 | 1 | 0 | 0 | 0 | 0 | 0 | 0 | 0 | 0 | 0 | 0 | 0 | 0 | 0 | 0 | 0 | 0 | 0 | 0 | 0 | 0 | 0 | 0 | 0 | 0 | 0
Sunday | 10 | 23 | 13 | 7093 | 0 | 0 | 0 | 0 | 0 | 0 | 0 | 0 | 0 | 0 | 0 | 0 | 0 | 0 | 0 | 0 | 0 | 0 | 0 | 0 | 0 |  | 0 | 0 | 0 | 0 | 0 | 0 | 0 | 0 |  |  |  |  | 0 | 0 | 0 | 0 | 0 | 0 | 0 | 1 |  | 1 | 1 | 1 | 1 | 1 | 1 | 0 | 0 | 0 | 0 | 0 | 0 | 0 | 0 | 0 | 0 | 0 | 0 | 0 | 0 | 0 | 0 | 0 | 0 | 0 | 0 | 0 | 0 | 0 | 0 | 0
Sunday | 10 | 23 | 14 | 7094 | 0 | 0 | 0 | 0 | 0 | 0 | 0 | 0 | 0 | 0 | 0 | 0 | 0 | 0 | 0 | 0 | 0 | 0 | 0 | 0 | 0 |  | 0 | 0 | 0 | 0 | 0 | 0 | 0 | 0 |  |  |  |  | 0 | 0 | 0 | 0 | 0 | 0 | 0 | 1 |  | 1 | 1 | 1 | 1 | 1 | 1 | 0 | 0 | 0 | 0 | 0 | 0 | 0 | 0 | 0 | 0 | 0 | 0 | 0 | 0 | 0 | 0 | 0 | 0 | 0 | 0 | 0 | 0 | 0 | 0 | 0
Sunday | 10 | 23 | 15 | 7095 | 0 | 0 | 0 | 0 | 0 | 0 | 0 | 0 | 0 | 0 | 0 | 0 | 0 | 0 | 0 | 0 | 0 | 0 | 0 | 0 | 0 |  | 0 | 0 | 0 | 0 | 0 | 0 | 0 | 0 |  |  |  |  | 0 | 0 | 0 | 0 | 0 | 0 | 0 | 1 |  | 1 | 1 | 1 | 1 | 1 | 1 | 0 | 0 | 0 | 0 | 0 | 0 | 0 | 0 | 0 | 0 | 0 | 0 | 0 | 0 | 0 | 0 | 0 | 0 | 0 | 0 | 0 | 0 | 0 | 0 | 0
Sunday | 10 | 23 | 16 | 7096 | 0 | 0 | 0 | 0 | 0 | 0 | 0 | 0 | 0 | 0 | 0 | 0 | 0 | 0 | 0 | 0 | 0 | 0 | 0 | 0 | 0 |  | 0 | 0 | 0 | 0 | 0 | 0 | 0 | 0 |  |  |  |  | 0 | 0 | 0 | 0 | 0 | 0 | 0 | 1 |  | 1 | 1 | 1 | 1 | 1 | 1 | 0 | 0 | 0 | 0 | 0 | 0 | 0 | 0 | 0 | 0 | 0 | 0 | 0 | 0 | 0 | 0 | 0 | 0 | 0 | 0 | 0 | 0 | 0 | 0 | 0
Sunday | 10 | 23 | 17 | 7097 | 0 | 0 | 0 | 0 | 0 | 0 | 0 | 0 | 0 | 0 | 0 | 0 | 0 | 0 | 0 | 0 | 0 | 0 | 0 | 0 | 0 |  | 0 | 0 | 0 | 0 | 0 | 0 | 0 | 0 |  |  |  |  | 0 | 0 | 0 | 0 | 0 | 0 | 0 | 1 |  | 1 | 1 | 1 | 1 | 1 | 1 | 0 | 0 | 0 | 0 | 0 | 0 | 0 | 0 | 0 | 0 | 0 | 0 | 0 | 0 | 0 | 0 | 0 | 0 | 0 | 0 | 0 | 0 | 0 | 0 | 0
Sunday | 10 | 23 | 18 | 7098 | 0 | 0 | 0 | 0 | 0 | 0 | 0 | 0 | 0 | 0 | 0 | 0 | 0 | 0 | 0 | 0 | 0 | 0 | 0 | 0 | 0 |  | 0 | 0 | 0 | 0 | 0 | 0 | 0 | 0 |  |  |  |  | 0 | 0 | 0 | 0 | 0 | 0 | 0 | 1 |  | 1 | 1 | 1 | 1 | 1 | 1 | 0 | 0 | 0 | 0 | 0 | 0 | 0 | 0 | 0 | 0 | 0 | 0 | 0 | 0 | 0 | 0 | 0 | 0 | 0 | 0 | 0 | 0 | 0 | 0 | 0
Sunday | 10 | 23 | 19 | 7099 | 0 | 0 | 0 | 0 | 0 | 0 | 0 | 0 | 0 | 0 | 0 | 0 | 0 | 0 | 0 | 0 | 0 | 0 | 0 | 0 | 0 |  | 0 | 0 | 0 | 0 | 0 | 0 | 0 | 0 |  |  |  |  | 0 | 0 | 0 | 0 | 0 | 0 | 0 | 1 |  | 1 | 1 | 1 | 1 | 1 | 1 | 0 | 0 | 0 | 0 | 0 | 0 | 0 | 0 | 0 | 0 | 0 | 0 | 0 | 0 | 0 | 0 | 0 | 0 | 0 | 0 | 0 | 0 | 0 | 0 | 0
Sunday | 10 | 23 | 20 | 7100 | 0 | 0 | 0 | 0 | 0 | 0 | 0 | 0 | 0 | 0 | 0 | 0 | 0 | 0 | 0 | 0 | 0 | 0 | 0 | 0 | 0 |  | 0 | 0 | 0 | 0 | 0 | 0 | 0 | 0 |  |  |  |  | 0 | 0 | 0 | 0 | 0 | 0 | 0 | 1 |  | 1 | 1 | 1 | 1 | 1 | 1 | 0 | 0 | 0 | 0 | 0 | 0 | 0 | 0 | 0 | 0 | 0 | 0 | 0 | 0 | 0 | 0 | 0 | 0 | 0 | 0 | 0 | 0 | 0 | 0 | 0
Sunday | 10 | 23 | 21 | 7101 | 0 | 0 | 0 | 0 | 0 | 0 | 0 | 0 | 0 | 0 | 0 | 0 | 0 | 0 | 0 | 0 | 0 | 0 | 0 | 0 | 0 |  | 0 | 0 | 0 | 0 | 0 | 0 | 0 | 0 |  |  |  |  | 0 | 0 | 0 | 0 | 0 | 0 | 0 | 1 |  | 1 | 1 | 1 | 1 | 1 | 1 | 0 | 0 | 0 | 0 | 0 | 0 | 0 | 0 | 0 | 0 | 0 | 0 | 0 | 0 | 0 | 0 | 0 | 0 | 0 | 0 | 0 | 0 | 0 | 0 | 0
Sunday | 10 | 23 | 22 | 7102 | 0 | 0 | 0 | 0 | 0 | 0 | 0 | 0 | 0 | 0 | 0 | 0 | 0 | 0 | 0 | 0 | 0 | 0 | 0 | 0 | 0 |  | 0 | 0 | 0 | 0 | 0 | 0 | 0 | 0 |  |  |  |  | 0 | 0 | 0 | 0 | 0 | 0 | 0 | 1 |  | 1 | 1 | 1 | 1 | 1 | 1 | 0 | 0 | 0 | 0 | 0 | 0 | 0 | 0 | 0 | 0 | 0 | 0 | 0 | 0 | 0 | 0 | 0 | 0 | 0 | 0 | 0 | 0 | 0 | 0 | 0
Sunday | 10 | 23 | 23 | 7103 | 0 | 0 | 0 | 0 | 0 | 0 | 0 | 0 | 0 | 0 | 0 | 0 | 0 | 0 | 0 | 0 | 0 | 0 | 0 | 0 | 0 |  | 0 | 0 | 0 | 0 | 0 | 0 | 0 | 0 |  |  |  |  | 0 | 0 | 0 | 0 | 0 | 0 | 0 | 1 |  | 1 | 1 | 1 | 1 | 1 | 1 | 0 | 0 | 0 | 0 | 0 | 0 | 0 | 0 | 0 | 0 | 0 | 0 | 0 | 0 | 0 | 0 | 0 | 0 | 0 | 0 | 0 | 0 | 0 | 0 | 0
Sunday | 10 | 23 | 24 | 7104 | 0 | 0 | 0 | 0 | 0 | 0 | 0 | 0 | 0 | 0 | 0 | 0 | 0 | 0 | 0 | 0 | 0 | 0 | 0 | 0 | 0 |  | 0 | 0 | 0 | 0 | 0 | 0 | 0 | 0 |  |  |  |  | 0 | 0 | 0 | 0 | 0 | 0 | 0 | 1 |  | 1 | 1 | 1 | 1 | 1 | 1 | 0 | 0 | 0 | 0 | 0 | 0 | 0 | 0 | 0 | 0 | 0 | 0 | 0 | 0 | 0 | 0 | 0 | 0 | 0 | 0 | 0 | 0 | 0 | 0 | 0
Monday | 10 | 24 | 1 | 7105 | 0 | 0 | 0 | 0 | 0 | 0 | 0 | 0 | 0 | 0 | 0 | 0 | 0 | 0 | 0 | 0 | 0 | 0 | 0 | 0 | 0 |  | 0 | 0 | 0 | 0 | 0 | 0 | 0 | 0 |  |  |  |  | 0 | 0 | 0 | 0 | 0 | 0 | 0 | 1 |  | 1 | 1 | 1 | 1 | 1 | 1 | 0 | 0 | 0 | 0 | 0 | 0 | 0 | 0 | 0 | 0 | 0 | 0 | 0 | 0 | 0 | 0 | 0 | 0 | 0 | 0 | 0 | 0 | 0 | 0 | 0
Monday | 10 | 24 | 2 | 7106 | 0 | 0 | 0 | 0 | 0 | 0 | 0 | 0 | 0 | 0 | 0 | 0 | 0 | 0 | 0 | 0 | 0 | 0 | 0 | 0 | 0 |  | 0 | 0 | 0 | 0 | 0 | 0 | 0 | 0 |  |  |  |  | 0 | 0 | 0 | 0 | 0 | 0 | 0 | 1 |  | 1 | 1 | 1 | 1 | 1 | 1 | 0 | 0 | 0 | 0 | 0 | 0 | 0 | 0 | 0 | 0 | 0 | 0 | 0 | 0 | 0 | 0 | 0 | 0 | 0 | 0 | 0 | 0 | 0 | 0 | 0
Monday | 10 | 24 | 3 | 7107 | 0 | 0 | 0 | 0 | 0 | 0 | 0 | 0 | 0 | 0 | 0 | 0 | 0 | 0 | 0 | 0 | 0 | 0 | 0 | 0 | 0 |  | 0 | 0 | 0 | 0 | 0 | 0 | 0 | 0 |  |  |  |  | 0 | 0 | 0 | 0 | 0 | 0 | 0 | 1 |  | 1 | 1 | 1 | 1 | 1 | 1 | 0 | 0 | 0 | 0 | 0 | 0 | 0 | 0 | 0 | 0 | 0 | 0 | 0 | 0 | 0 | 0 | 0 | 0 | 0 | 0 | 0 | 0 | 0 | 0 | 0
Monday | 10 | 24 | 4 | 7108 | 0 | 0 | 0 | 0 | 0 | 0 | 0 | 0 | 0 | 0 | 0 | 0 | 0 | 0 | 0 | 0 | 0 | 0 | 0 | 0 | 0 |  | 0 | 0 | 0 | 0 | 0 | 0 | 0 | 0 |  |  |  |  | 0 | 0 | 0 | 0 | 0 | 0 | 0 | 1 |  | 1 | 1 | 1 | 1 | 1 | 1 | 0 | 0 | 0 | 0 | 0 | 0 | 0 | 0 | 0 | 0 | 0 | 0 | 0 | 0 | 0 | 0 | 0 | 0 | 0 | 0 | 0 | 0 | 0 | 0 | 0
Monday | 10 | 24 | 5 | 7109 | 0 | 0 | 0 | 0 | 0 | 0 | 0 | 0 | 0 | 0 | 0 | 0 | 0 | 0 | 0 | 0 | 0 | 0 | 0 | 0 | 0 |  | 0 | 0 | 0 | 0 | 0 | 0 | 0 | 0 |  |  |  |  | 0 | 0 | 0 | 0 | 0 | 0 | 0 | 1 |  | 1 | 1 | 1 | 1 | 1 | 1 | 0 | 0 | 0 | 0 | 0 | 0 | 0 | 0 | 0 | 0 | 0 | 0 | 0 | 0 | 0 | 0 | 0 | 0 | 0 | 0 | 0 | 0 | 0 | 0 | 0
Monday | 10 | 24 | 6 | 7110 | 0 | 0 | 0 | 0 | 0 | 0 | 0 | 0 | 0 | 0 | 0 | 0 | 0 | 0 | 0 | 0 | 0 | 0 | 0 | 0 | 0 |  | 0 | 0 | 0 | 0 | 0 | 0 | 0 | 0 |  |  |  |  | 0 | 0 | 0 | 0 | 0 | 0 | 0 | 1 |  | 1 | 1 | 1 | 1 | 1 | 1 | 0 | 0 | 0 | 0 | 0 | 0 | 0 | 0 | 0 | 0 | 0 | 0 | 0 | 0 | 0 | 0 | 0 | 0 | 0 | 0 | 0 | 0 | 0 | 0 | 0
Monday | 10 | 24 | 7 | 7111 | 0 | 0 | 0 | 0 | 0 | 0 | 0 | 0 | 0 | 0 | 0 | 0 | 0 | 0 | 0 | 0 | 0 | 0 | 0 | 0 | 0 |  | 0 | 0 | 0 | 0 | 0 | 0 | 0 | 0 |  |  |  |  | 0 | 0 | 0 | 0 | 0 | 0 | 0 | 1 |  | 1 | 1 | 1 | 1 | 1 | 1 | 0 | 0 | 0 | 0 | 0 | 0 | 0 | 0 | 0 | 0 | 0 | 0 | 0 | 0 | 0 | 0 | 0 | 0 | 0 | 0 | 0 | 0 | 0 | 0 | 0
Monday | 10 | 24 | 8 | 7112 | 0 | 0 | 0 | 0 | 0 | 0 | 0 | 0 | 0 | 0 | 0 | 0 | 0 | 0 | 0 | 0 | 0 | 0 | 0 | 0 | 0 |  | 0 | 0 | 0 | 0 | 0 | 0 | 0 | 0 |  |  |  |  | 0 | 0 | 0 | 0 | 0 | 0 | 1 | 0 |  | 1 | 1 | 1 | 1 | #VALUE! | #VALUE! | 0 | 0 | 0 | 0 | 0 | 0 | 0 | 0 | 0 | 0 | 0 | 0 | 0 | 0 | 0 | 0 | 0 | 0 | 0 | 0 | 0 | 0 | 0 | 0 | 0
Monday | 10 | 24 | 9 | 7113 | 0 | 0 | 0 | 0 | 0 | 0 | 0 | 0 | 0 | 0 | 0 | 0 | 0 | 0 | 0 | 0 | 0 | 0 | 0 | 0 | 0 |  | 0 | 0 | 0 | 0 | 0 | 0 | 0 | 0 |  |  |  |  | 0 | 0 | 0 | 0 | 0 | 0 | 1 | 0 |  | 1 | 1 | 1 | 1 | #VALUE! | #VALUE! | 0 | 0 | 0 | 0 | 0 | 0 | 0 | 0 | 0 | 0 | 0 | 0 | 0 | 0 | 0 | 0 | 0 | 0 | 0 | 0 | 0 | 0 | 0 | 0 | 0
Monday | 10 | 24 | 10 | 7114 | 0 | 0 | 0 | 0 | 0 | 0 | 0 | 0 | 0 | 0 | 0 | 0 | 0 | 0 | 0 | 0 | 0 | 0 | 0 | 0 | 0 |  | 0 | 0 | 0 | 0 | 0 | 0 | 0 | 0 |  |  |  |  | 0 | 0 | 0 | 0 | 0 | 0 | 1 | 0 |  | 1 | 1 | 1 | 1 | #VALUE! | #VALUE! | 0 | 0 | 0 | 0 | 0 | 0 | 0 | 0 | 0 | 0 | 0 | 0 | 0 | 0 | 0 | 0 | 0 | 0 | 0 | 0 | 0 | 0 | 0 | 0 | 0
Monday | 10 | 24 | 11 | 7115 | 0 | 0 | 0 | 0 | 0 | 0 | 0 | 0 | 0 | 0 | 0 | 0 | 0 | 0 | 0 | 0 | 0 | 0 | 0 | 0 | 0 |  | 0 | 0 | 0 | 0 | 0 | 0 | 0 | 0 |  |  |  |  | 0 | 0 | 0 | 0 | 0 | 0 | 1 | 0 |  | 1 | 1 | 1 | 1 | #VALUE! | #VALUE! | 0 | 0 | 0 | 0 | 0 | 0 | 0 | 0 | 0 | 0 | 0 | 0 | 0 | 0 | 0 | 0 | 0 | 0 | 0 | 0 | 0 | 0 | 0 | 0 | 0
Monday | 10 | 24 | 12 | 7116 | 0 | 0 | 0 | 0 | 0 | 0 | 0 | 0 | 0 | 0 | 0 | 0 | 0 | 0 | 0 | 0 | 0 | 0 | 0 | 0 | 0 |  | 0 | 0 | 0 | 0 | 0 | 0 | 0 | 0 |  |  |  |  | 0 | 0 | 0 | 0 | 0 | 0 | 1 | 0 |  | 1 | 1 | 1 | 1 | #VALUE! | #VALUE! | 0 | 0 | 0 | 0 | 0 | 0 | 0 | 0 | 0 | 0 | 0 | 0 | 0 | 0 | 0 | 0 | 0 | 0 | 0 | 0 | 0 | 0 | 0 | 0 | 0
Monday | 10 | 24 | 13 | 7117 | 0 | 0 | 0 | 0 | 0 | 0 | 0 | 0 | 0 | 0 | 0 | 0 | 0 | 0 | 0 | 0 | 0 | 0 | 0 | 0 | 0 |  | 0 | 0 | 0 | 0 | 0 | 0 | 0 | 0 |  |  |  |  | 0 | 0 | 0 | 0 | 0 | 0 | 1 | 0 |  | 1 | 1 | 1 | 1 | #VALUE! | #VALUE! | 0 | 0 | 0 | 0 | 0 | 0 | 0 | 0 | 0 | 0 | 0 | 0 | 0 | 0 | 0 | 0 | 0 | 0 | 0 | 0 | 0 | 0 | 0 | 0 | 0
Monday | 10 | 24 | 14 | 7118 | 0 | 0 | 0 | 0 | 0 | 0 | 0 | 0 | 0 | 0 | 0 | 0 | 0 | 0 | 0 | 0 | 0 | 0 | 0 | 0 | 0 |  | 0 | 0 | 0 | 0 | 0 | 0 | 0 | 0 |  |  |  |  | 0 | 0 | 0 | 0 | 0 | 0 | 1 | 0 |  | 1 | 1 | 1 | 1 | #VALUE! | #VALUE! | 0 | 0 | 0 | 0 | 0 | 0 | 0 | 0 | 0 | 0 | 0 | 0 | 0 | 0 | 0 | 0 | 0 | 0 | 0 | 0 | 0 | 0 | 0 | 0 | 0
Monday | 10 | 24 | 15 | 7119 | 0 | 0 | 0 | 0 | 0 | 0 | 0 | 0 | 0 | 0 | 0 | 0 | 0 | 0 | 0 | 0 | 0 | 0 | 0 | 0 | 0 |  | 0 | 0 | 0 | 0 | 0 | 0 | 0 | 0 |  |  |  |  | 0 | 0 | 0 | 0 | 0 | 0 | 1 | 0 |  | 1 | 1 | 1 | 1 | #VALUE! | #VALUE! | 0 | 0 | 0 | 0 | 0 | 0 | 0 | 0 | 0 | 0 | 0 | 0 | 0 | 0 | 0 | 0 | 0 | 0 | 0 | 0 | 0 | 0 | 0 | 0 | 0
Monday | 10 | 24 | 16 | 7120 | 0 | 0 | 0 | 0 | 0 | 0 | 0 | 0 | 0 | 0 | 0 | 0 | 0 | 0 | 0 | 0 | 0 | 0 | 0 | 0 | 0 |  | 0 | 0 | 0 | 0 | 0 | 0 | 0 | 0 |  |  |  |  | 0 | 0 | 0 | 0 | 0 | 0 | 1 | 0 |  | 1 | 1 | 1 | 1 | #VALUE! | #VALUE! | 0 | 0 | 0 | 0 | 0 | 0 | 0 | 0 | 0 | 0 | 0 | 0 | 0 | 0 | 0 | 0 | 0 | 0 | 0 | 0 | 0 | 0 | 0 | 0 | 0
Monday | 10 | 24 | 17 | 7121 | 0 | 0 | 0 | 0 | 0 | 0 | 0 | 0 | 0 | 0 | 0 | 0 | 0 | 0 | 0 | 0 | 0 | 0 | 0 | 0 | 0 |  | 0 | 0 | 0 | 0 | 0 | 0 | 0 | 0 |  |  |  |  | 0 | 0 | 0 | 0 | 0 | 0 | 1 | 0 |  | 1 | 1 | 1 | 1 | #VALUE! | #VALUE! | 0 | 0 | 0 | 0 | 0 | 0 | 0 | 0 | 0 | 0 | 0 | 0 | 0 | 0 | 0 | 0 | 0 | 0 | 0 | 0 | 0 | 0 | 0 | 0 | 0
Monday | 10 | 24 | 18 | 7122 | 0 | 0 | 0 | 0 | 0 | 0 | 0 | 0 | 0 | 0 | 0 | 0 | 0 | 0 | 0 | 0 | 0 | 0 | 0 | 0 | 0 |  | 0 | 0 | 0 | 0 | 0 | 0 | 0 | 0 |  |  |  |  | 0 | 0 | 0 | 0 | 0 | 0 | 1 | 0 |  | 1 | 1 | 1 | 1 | #VALUE! | #VALUE! | 0 | 0 | 0 | 0 | 0 | 0 | 0 | 0 | 0 | 0 | 0 | 0 | 0 | 0 | 0 | 0 | 0 | 0 | 0 | 0 | 0 | 0 | 0 | 0 | 0
Monday | 10 | 24 | 19 | 7123 | 0 | 0 | 0 | 0 | 0 | 0 | 0 | 0 | 0 | 0 | 0 | 0 | 0 | 0 | 0 | 0 | 0 | 0 | 0 | 0 | 0 |  | 0 | 0 | 0 | 0 | 0 | 0 | 0 | 0 |  |  |  |  | 0 | 0 | 0 | 0 | 0 | 0 | 1 | 0 |  | 1 | 1 | 1 | 1 | #VALUE! | #VALUE! | 0 | 0 | 0 | 0 | 0 | 0 | 0 | 0 | 0 | 0 | 0 | 0 | 0 | 0 | 0 | 0 | 0 | 0 | 0 | 0 | 0 | 0 | 0 | 0 | 0
Monday | 10 | 24 | 20 | 7124 | 0 | 0 | 0 | 0 | 0 | 0 | 0 | 0 | 0 | 0 | 0 | 0 | 0 | 0 | 0 | 0 | 0 | 0 | 0 | 0 | 0 |  | 0 | 0 | 0 | 0 | 0 | 0 | 0 | 0 |  |  |  |  | 0 | 0 | 0 | 0 | 0 | 0 | 1 | 0 |  | 1 | 1 | 1 | 1 | #VALUE! | #VALUE! | 0 | 0 | 0 | 0 | 0 | 0 | 0 | 0 | 0 | 0 | 0 | 0 | 0 | 0 | 0 | 0 | 0 | 0 | 0 | 0 | 0 | 0 | 0 | 0 | 0
Monday | 10 | 24 | 21 | 7125 | 0 | 0 | 0 | 0 | 0 | 0 | 0 | 0 | 0 | 0 | 0 | 0 | 0 | 0 | 0 | 0 | 0 | 0 | 0 | 0 | 0 |  | 0 | 0 | 0 | 0 | 0 | 0 | 0 | 0 |  |  |  |  | 0 | 0 | 0 | 0 | 0 | 0 | 1 | 0 |  | 1 | 1 | 1 | 1 | #VALUE! | #VALUE! | 0 | 0 | 0 | 0 | 0 | 0 | 0 | 0 | 0 | 0 | 0 | 0 | 0 | 0 | 0 | 0 | 0 | 0 | 0 | 0 | 0 | 0 | 0 | 0 | 0
Monday | 10 | 24 | 22 | 7126 | 0 | 0 | 0 | 0 | 0 | 0 | 0 | 0 | 0 | 0 | 0 | 0 | 0 | 0 | 0 | 0 | 0 | 0 | 0 | 0 | 0 |  | 0 | 0 | 0 | 0 | 0 | 0 | 0 | 0 |  |  |  |  | 0 | 0 | 0 | 0 | 0 | 0 | 1 | 0 |  | 1 | 1 | 1 | 1 | #VALUE! | #VALUE! | 0 | 0 | 0 | 0 | 0 | 0 | 0 | 0 | 0 | 0 | 0 | 0 | 0 | 0 | 0 | 0 | 0 | 0 | 0 | 0 | 0 | 0 | 0 | 0 | 0
Monday | 10 | 24 | 23 | 7127 | 0 | 0 | 0 | 0 | 0 | 0 | 0 | 0 | 0 | 0 | 0 | 0 | 0 | 0 | 0 | 0 | 0 | 0 | 0 | 0 | 0 |  | 0 | 0 | 0 | 0 | 0 | 0 | 0 | 0 |  |  |  |  | 0 | 0 | 0 | 0 | 0 | 0 | 0 | 1 |  | 1 | 1 | 1 | 1 | 1 | 1 | 0 | 0 | 0 | 0 | 0 | 0 | 0 | 0 | 0 | 0 | 0 | 0 | 0 | 0 | 0 | 0 | 0 | 0 | 0 | 0 | 0 | 0 | 0 | 0 | 0
Monday | 10 | 24 | 24 | 7128 | 0 | 0 | 0 | 0 | 0 | 0 | 0 | 0 | 0 | 0 | 0 | 0 | 0 | 0 | 0 | 0 | 0 | 0 | 0 | 0 | 0 |  | 0 | 0 | 0 | 0 | 0 | 0 | 0 | 0 |  |  |  |  | 0 | 0 | 0 | 0 | 0 | 0 | 0 | 1 |  | 1 | 1 | 1 | 1 | 1 | 1 | 0 | 0 | 0 | 0 | 0 | 0 | 0 | 0 | 0 | 0 | 0 | 0 | 0 | 0 | 0 | 0 | 0 | 0 | 0 | 0 | 0 | 0 | 0 | 0 | 0
Tuesday | 10 | 25 | 1 | 7129 | 0 | 0 | 0 | 0 | 0 | 0 | 0 | 0 | 0 | 0 | 0 | 0 | 0 | 0 | 0 | 0 | 0 | 0 | 0 | 0 | 0 |  | 0 | 0 | 0 | 0 | 0 | 0 | 0 | 0 |  |  |  |  | 0 | 0 | 0 | 0 | 0 | 0 | 0 | 1 |  | 1 | 1 | 1 | 1 | 1 | 1 | 0 | 0 | 0 | 0 | 0 | 0 | 0 | 0 | 0 | 0 | 0 | 0 | 0 | 0 | 0 | 0 | 0 | 0 | 0 | 0 | 0 | 0 | 0 | 0 | 0
Tuesday | 10 | 25 | 2 | 7130 | 0 | 0 | 0 | 0 | 0 | 0 | 0 | 0 | 0 | 0 | 0 | 0 | 0 | 0 | 0 | 0 | 0 | 0 | 0 | 0 | 0 |  | 0 | 0 | 0 | 0 | 0 | 0 | 0 | 0 |  |  |  |  | 0 | 0 | 0 | 0 | 0 | 0 | 0 | 1 |  | 1 | 1 | 1 | 1 | 1 | 1 | 0 | 0 | 0 | 0 | 0 | 0 | 0 | 0 | 0 | 0 | 0 | 0 | 0 | 0 | 0 | 0 | 0 | 0 | 0 | 0 | 0 | 0 | 0 | 0 | 0
Tuesday | 10 | 25 | 3 | 7131 | 0 | 0 | 0 | 0 | 0 | 0 | 0 | 0 | 0 | 0 | 0 | 0 | 0 | 0 | 0 | 0 | 0 | 0 | 0 | 0 | 0 |  | 0 | 0 | 0 | 0 | 0 | 0 | 0 | 0 |  |  |  |  | 0 | 0 | 0 | 0 | 0 | 0 | 0 | 1 |  | 1 | 1 | 1 | 1 | 1 | 1 | 0 | 0 | 0 | 0 | 0 | 0 | 0 | 0 | 0 | 0 | 0 | 0 | 0 | 0 | 0 | 0 | 0 | 0 | 0 | 0 | 0 | 0 | 0 | 0 | 0
Tuesday | 10 | 25 | 4 | 7132 | 0 | 0 | 0 | 0 | 0 | 0 | 0 | 0 | 0 | 0 | 0 | 0 | 0 | 0 | 0 | 0 | 0 | 0 | 0 | 0 | 0 |  | 0 | 0 | 0 | 0 | 0 | 0 | 0 | 0 |  |  |  |  | 0 | 0 | 0 | 0 | 0 | 0 | 0 | 1 |  | 1 | 1 | 1 | 1 | 1 | 1 | 0 | 0 | 0 | 0 | 0 | 0 | 0 | 0 | 0 | 0 | 0 | 0 | 0 | 0 | 0 | 0 | 0 | 0 | 0 | 0 | 0 | 0 | 0 | 0 | 0
Tuesday | 10 | 25 | 5 | 7133 | 0 | 0 | 0 | 0 | 0 | 0 | 0 | 0 | 0 | 0 | 0 | 0 | 0 | 0 | 0 | 0 | 0 | 0 | 0 | 0 | 0 |  | 0 | 0 | 0 | 0 | 0 | 0 | 0 | 0 |  |  |  |  | 0 | 0 | 0 | 0 | 0 | 0 | 0 | 1 |  | 1 | 1 | 1 | 1 | 1 | 1 | 0 | 0 | 0 | 0 | 0 | 0 | 0 | 0 | 0 | 0 | 0 | 0 | 0 | 0 | 0 | 0 | 0 | 0 | 0 | 0 | 0 | 0 | 0 | 0 | 0
Tuesday | 10 | 25 | 6 | 7134 | 0 | 0 | 0 | 0 | 0 | 0 | 0 | 0 | 0 | 0 | 0 | 0 | 0 | 0 | 0 | 0 | 0 | 0 | 0 | 0 | 0 |  | 0 | 0 | 0 | 0 | 0 | 0 | 0 | 0 |  |  |  |  | 0 | 0 | 0 | 0 | 0 | 0 | 0 | 1 |  | 1 | 1 | 1 | 1 | 1 | 1 | 0 | 0 | 0 | 0 | 0 | 0 | 0 | 0 | 0 | 0 | 0 | 0 | 0 | 0 | 0 | 0 | 0 | 0 | 0 | 0 | 0 | 0 | 0 | 0 | 0
Tuesday | 10 | 25 | 7 | 7135 | 0 | 0 | 0 | 0 | 0 | 0 | 0 | 0 | 0 | 0 | 0 | 0 | 0 | 0 | 0 | 0 | 0 | 0 | 0 | 0 | 0 |  | 0 | 0 | 0 | 0 | 0 | 0 | 0 | 0 |  |  |  |  | 0 | 0 | 0 | 0 | 0 | 0 | 0 | 1 |  | 1 | 1 | 1 | 1 | 1 | 1 | 0 | 0 | 0 | 0 | 0 | 0 | 0 | 0 | 0 | 0 | 0 | 0 | 0 | 0 | 0 | 0 | 0 | 0 | 0 | 0 | 0 | 0 | 0 | 0 | 0
Tuesday | 10 | 25 | 8 | 7136 | 0 | 0 | 0 | 0 | 0 | 0 | 0 | 0 | 0 | 0 | 0 | 0 | 0 | 0 | 0 | 0 | 0 | 0 | 0 | 0 | 0 |  | 0 | 0 | 0 | 0 | 0 | 0 | 0 | 0 |  |  |  |  | 0 | 0 | 0 | 0 | 0 | 0 | 1 | 0 |  | 1 | 1 | 1 | 1 | #VALUE! | #VALUE! | 0 | 0 | 0 | 0 | 0 | 0 | 0 | 0 | 0 | 0 | 0 | 0 | 0 | 0 | 0 | 0 | 0 | 0 | 0 | 0 | 0 | 0 | 0 | 0 | 0
Tuesday | 10 | 25 | 9 | 7137 | 0 | 0 | 0 | 0 | 0 | 0 | 0 | 0 | 0 | 0 | 0 | 0 | 0 | 0 | 0 | 0 | 0 | 0 | 0 | 0 | 0 |  | 0 | 0 | 0 | 0 | 0 | 0 | 0 | 0 |  |  |  |  | 0 | 0 | 0 | 0 | 0 | 0 | 1 | 0 |  | 1 | 1 | 1 | 1 | #VALUE! | #VALUE! | 0 | 0 | 0 | 0 | 0 | 0 | 0 | 0 | 0 | 0 | 0 | 0 | 0 | 0 | 0 | 0 | 0 | 0 | 0 | 0 | 0 | 0 | 0 | 0 | 0
Tuesday | 10 | 25 | 10 | 7138 | 0 | 0 | 0 | 0 | 0 | 0 | 0 | 0 | 0 | 0 | 0 | 0 | 0 | 0 | 0 | 0 | 0 | 0 | 0 | 0 | 0 |  | 0 | 0 | 0 | 0 | 0 | 0 | 0 | 0 |  |  |  |  | 0 | 0 | 0 | 0 | 0 | 0 | 1 | 0 |  | 1 | 1 | 1 | 1 | #VALUE! | #VALUE! | 0 | 0 | 0 | 0 | 0 | 0 | 0 | 0 | 0 | 0 | 0 | 0 | 0 | 0 | 0 | 0 | 0 | 0 | 0 | 0 | 0 | 0 | 0 | 0 | 0
Tuesday | 10 | 25 | 11 | 7139 | 0 | 0 | 0 | 0 | 0 | 0 | 0 | 0 | 0 | 0 | 0 | 0 | 0 | 0 | 0 | 0 | 0 | 0 | 0 | 0 | 0 |  | 0 | 0 | 0 | 0 | 0 | 0 | 0 | 0 |  |  |  |  | 0 | 0 | 0 | 0 | 0 | 0 | 1 | 0 |  | 1 | 1 | 1 | 1 | #VALUE! | #VALUE! | 0 | 0 | 0 | 0 | 0 | 0 | 0 | 0 | 0 | 0 | 0 | 0 | 0 | 0 | 0 | 0 | 0 | 0 | 0 | 0 | 0 | 0 | 0 | 0 | 0
Tuesday | 10 | 25 | 12 | 7140 | 0 | 0 | 0 | 0 | 0 | 0 | 0 | 0 | 0 | 0 | 0 | 0 | 0 | 0 | 0 | 0 | 0 | 0 | 0 | 0 | 0 |  | 0 | 0 | 0 | 0 | 0 | 0 | 0 | 0 |  |  |  |  | 0 | 0 | 0 | 0 | 0 | 0 | 1 | 0 |  | 1 | 1 | 1 | 1 | #VALUE! | #VALUE! | 0 | 0 | 0 | 0 | 0 | 0 | 0 | 0 | 0 | 0 | 0 | 0 | 0 | 0 | 0 | 0 | 0 | 0 | 0 | 0 | 0 | 0 | 0 | 0 | 0
Tuesday | 10 | 25 | 13 | 7141 | 0 | 0 | 0 | 0 | 0 | 0 | 0 | 0 | 0 | 0 | 0 | 0 | 0 | 0 | 0 | 0 | 0 | 0 | 0 | 0 | 0 |  | 0 | 0 | 0 | 0 | 0 | 0 | 0 | 0 |  |  |  |  | 0 | 0 | 0 | 0 | 0 | 0 | 1 | 0 |  | 1 | 1 | 1 | 1 | #VALUE! | #VALUE! | 0 | 0 | 0 | 0 | 0 | 0 | 0 | 0 | 0 | 0 | 0 | 0 | 0 | 0 | 0 | 0 | 0 | 0 | 0 | 0 | 0 | 0 | 0 | 0 | 0
Tuesday | 10 | 25 | 14 | 7142 | 0 | 0 | 0 | 0 | 0 | 0 | 0 | 0 | 0 | 0 | 0 | 0 | 0 | 0 | 0 | 0 | 0 | 0 | 0 | 0 | 0 |  | 0 | 0 | 0 | 0 | 0 | 0 | 0 | 0 |  |  |  |  | 0 | 0 | 0 | 0 | 0 | 0 | 1 | 0 |  | 1 | 1 | 1 | 1 | #VALUE! | #VALUE! | 0 | 0 | 0 | 0 | 0 | 0 | 0 | 0 | 0 | 0 | 0 | 0 | 0 | 0 | 0 | 0 | 0 | 0 | 0 | 0 | 0 | 0 | 0 | 0 | 0
Tuesday | 10 | 25 | 15 | 7143 | 0 | 0 | 0 | 0 | 0 | 0 | 0 | 0 | 0 | 0 | 0 | 0 | 0 | 0 | 0 | 0 | 0 | 0 | 0 | 0 | 0 |  | 0 | 0 | 0 | 0 | 0 | 0 | 0 | 0 |  |  |  |  | 0 | 0 | 0 | 0 | 0 | 0 | 1 | 0 |  | 1 | 1 | 1 | 1 | #VALUE! | #VALUE! | 0 | 0 | 0 | 0 | 0 | 0 | 0 | 0 | 0 | 0 | 0 | 0 | 0 | 0 | 0 | 0 | 0 | 0 | 0 | 0 | 0 | 0 | 0 | 0 | 0
Tuesday | 10 | 25 | 16 | 7144 | 0 | 0 | 0 | 0 | 0 | 0 | 0 | 0 | 0 | 0 | 0 | 0 | 0 | 0 | 0 | 0 | 0 | 0 | 0 | 0 | 0 |  | 0 | 0 | 0 | 0 | 0 | 0 | 0 | 0 |  |  |  |  | 0 | 0 | 0 | 0 | 0 | 0 | 1 | 0 |  | 1 | 1 | 1 | 1 | #VALUE! | #VALUE! | 0 | 0 | 0 | 0 | 0 | 0 | 0 | 0 | 0 | 0 | 0 | 0 | 0 | 0 | 0 | 0 | 0 | 0 | 0 | 0 | 0 | 0 | 0 | 0 | 0
Tuesday | 10 | 25 | 17 | 7145 | 0 | 0 | 0 | 0 | 0 | 0 | 0 | 0 | 0 | 0 | 0 | 0 | 0 | 0 | 0 | 0 | 0 | 0 | 0 | 0 | 0 |  | 0 | 0 | 0 | 0 | 0 | 0 | 0 | 0 |  |  |  |  | 0 | 0 | 0 | 0 | 0 | 0 | 1 | 0 |  | 1 | 1 | 1 | 1 | #VALUE! | #VALUE! | 0 | 0 | 0 | 0 | 0 | 0 | 0 | 0 | 0 | 0 | 0 | 0 | 0 | 0 | 0 | 0 | 0 | 0 | 0 | 0 | 0 | 0 | 0 | 0 | 0
Tuesday | 10 | 25 | 18 | 7146 | 0 | 0 | 0 | 0 | 0 | 0 | 0 | 0 | 0 | 0 | 0 | 0 | 0 | 0 | 0 | 0 | 0 | 0 | 0 | 0 | 0 |  | 0 | 0 | 0 | 0 | 0 | 0 | 0 | 0 |  |  |  |  | 0 | 0 | 0 | 0 | 0 | 0 | 1 | 0 |  | 1 | 1 | 1 | 1 | #VALUE! | #VALUE! | 0 | 0 | 0 | 0 | 0 | 0 | 0 | 0 | 0 | 0 | 0 | 0 | 0 | 0 | 0 | 0 | 0 | 0 | 0 | 0 | 0 | 0 | 0 | 0 | 0
Tuesday | 10 | 25 | 19 | 7147 | 0 | 0 | 0 | 0 | 0 | 0 | 0 | 0 | 0 | 0 | 0 | 0 | 0 | 0 | 0 | 0 | 0 | 0 | 0 | 0 | 0 |  | 0 | 0 | 0 | 0 | 0 | 0 | 0 | 0 |  |  |  |  | 0 | 0 | 0 | 0 | 0 | 0 | 1 | 0 |  | 1 | 1 | 1 | 1 | #VALUE! | #VALUE! | 0 | 0 | 0 | 0 | 0 | 0 | 0 | 0 | 0 | 0 | 0 | 0 | 0 | 0 | 0 | 0 | 0 | 0 | 0 | 0 | 0 | 0 | 0 | 0 | 0
Tuesday | 10 | 25 | 20 | 7148 | 0 | 0 | 0 | 0 | 0 | 0 | 0 | 0 | 0 | 0 | 0 | 0 | 0 | 0 | 0 | 0 | 0 | 0 | 0 | 0 | 0 |  | 0 | 0 | 0 | 0 | 0 | 0 | 0 | 0 |  |  |  |  | 0 | 0 | 0 | 0 | 0 | 0 | 1 | 0 |  | 1 | 1 | 1 | 1 | #VALUE! | #VALUE! | 0 | 0 | 0 | 0 | 0 | 0 | 0 | 0 | 0 | 0 | 0 | 0 | 0 | 0 | 0 | 0 | 0 | 0 | 0 | 0 | 0 | 0 | 0 | 0 | 0
Tuesday | 10 | 25 | 21 | 7149 | 0 | 0 | 0 | 0 | 0 | 0 | 0 | 0 | 0 | 0 | 0 | 0 | 0 | 0 | 0 | 0 | 0 | 0 | 0 | 0 | 0 |  | 0 | 0 | 0 | 0 | 0 | 0 | 0 | 0 |  |  |  |  | 0 | 0 | 0 | 0 | 0 | 0 | 1 | 0 |  | 1 | 1 | 1 | 1 | #VALUE! | #VALUE! | 0 | 0 | 0 | 0 | 0 | 0 | 0 | 0 | 0 | 0 | 0 | 0 | 0 | 0 | 0 | 0 | 0 | 0 | 0 | 0 | 0 | 0 | 0 | 0 | 0
Tuesday | 10 | 25 | 22 | 7150 | 0 | 0 | 0 | 0 | 0 | 0 | 0 | 0 | 0 | 0 | 0 | 0 | 0 | 0 | 0 | 0 | 0 | 0 | 0 | 0 | 0 |  | 0 | 0 | 0 | 0 | 0 | 0 | 0 | 0 |  |  |  |  | 0 | 0 | 0 | 0 | 0 | 0 | 1 | 0 |  | 1 | 1 | 1 | 1 | #VALUE! | #VALUE! | 0 | 0 | 0 | 0 | 0 | 0 | 0 | 0 | 0 | 0 | 0 | 0 | 0 | 0 | 0 | 0 | 0 | 0 | 0 | 0 | 0 | 0 | 0 | 0 | 0
Tuesday | 10 | 25 | 23 | 7151 | 0 | 0 | 0 | 0 | 0 | 0 | 0 | 0 | 0 | 0 | 0 | 0 | 0 | 0 | 0 | 0 | 0 | 0 | 0 | 0 | 0 |  | 0 | 0 | 0 | 0 | 0 | 0 | 0 | 0 |  |  |  |  | 0 | 0 | 0 | 0 | 0 | 0 | 0 | 1 |  | 1 | 1 | 1 | 1 | 1 | 1 | 0 | 0 | 0 | 0 | 0 | 0 | 0 | 0 | 0 | 0 | 0 | 0 | 0 | 0 | 0 | 0 | 0 | 0 | 0 | 0 | 0 | 0 | 0 | 0 | 0
Tuesday | 10 | 25 | 24 | 7152 | 0 | 0 | 0 | 0 | 0 | 0 | 0 | 0 | 0 | 0 | 0 | 0 | 0 | 0 | 0 | 0 | 0 | 0 | 0 | 0 | 0 |  | 0 | 0 | 0 | 0 | 0 | 0 | 0 | 0 |  |  |  |  | 0 | 0 | 0 | 0 | 0 | 0 | 0 | 1 |  | 1 | 1 | 1 | 1 | 1 | 1 | 0 | 0 | 0 | 0 | 0 | 0 | 0 | 0 | 0 | 0 | 0 | 0 | 0 | 0 | 0 | 0 | 0 | 0 | 0 | 0 | 0 | 0 | 0 | 0 | 0
Wednesday | 10 | 26 | 1 | 7153 | 0 | 0 | 0 | 0 | 0 | 0 | 0 | 0 | 0 | 0 | 0 | 0 | 0 | 0 | 0 | 0 | 0 | 0 | 0 | 0 | 0 |  | 0 | 0 | 0 | 0 | 0 | 0 | 0 | 0 |  |  |  |  | 0 | 0 | 0 | 0 | 0 | 0 | 0 | 1 |  | 1 | 1 | 1 | 1 | 1 | 1 | 0 | 0 | 0 | 0 | 0 | 0 | 0 | 0 | 0 | 0 | 0 | 0 | 0 | 0 | 0 | 0 | 0 | 0 | 0 | 0 | 0 | 0 | 0 | 0 | 0
Wednesday | 10 | 26 | 2 | 7154 | 0 | 0 | 0 | 0 | 0 | 0 | 0 | 0 | 0 | 0 | 0 | 0 | 0 | 0 | 0 | 0 | 0 | 0 | 0 | 0 | 0 |  | 0 | 0 | 0 | 0 | 0 | 0 | 0 | 0 |  |  |  |  | 0 | 0 | 0 | 0 | 0 | 0 | 0 | 1 |  | 1 | 1 | 1 | 1 | 1 | 1 | 0 | 0 | 0 | 0 | 0 | 0 | 0 | 0 | 0 | 0 | 0 | 0 | 0 | 0 | 0 | 0 | 0 | 0 | 0 | 0 | 0 | 0 | 0 | 0 | 0
Wednesday | 10 | 26 | 3 | 7155 | 0 | 0 | 0 | 0 | 0 | 0 | 0 | 0 | 0 | 0 | 0 | 0 | 0 | 0 | 0 | 0 | 0 | 0 | 0 | 0 | 0 |  | 0 | 0 | 0 | 0 | 0 | 0 | 0 | 0 |  |  |  |  | 0 | 0 | 0 | 0 | 0 | 0 | 0 | 1 |  | 1 | 1 | 1 | 1 | 1 | 1 | 0 | 0 | 0 | 0 | 0 | 0 | 0 | 0 | 0 | 0 | 0 | 0 | 0 | 0 | 0 | 0 | 0 | 0 | 0 | 0 | 0 | 0 | 0 | 0 | 0
Wednesday | 10 | 26 | 4 | 7156 | 0 | 0 | 0 | 0 | 0 | 0 | 0 | 0 | 0 | 0 | 0 | 0 | 0 | 0 | 0 | 0 | 0 | 0 | 0 | 0 | 0 |  | 0 | 0 | 0 | 0 | 0 | 0 | 0 | 0 |  |  |  |  | 0 | 0 | 0 | 0 | 0 | 0 | 0 | 1 |  | 1 | 1 | 1 | 1 | 1 | 1 | 0 | 0 | 0 | 0 | 0 | 0 | 0 | 0 | 0 | 0 | 0 | 0 | 0 | 0 | 0 | 0 | 0 | 0 | 0 | 0 | 0 | 0 | 0 | 0 | 0
Wednesday | 10 | 26 | 5 | 7157 | 0 | 0 | 0 | 0 | 0 | 0 | 0 | 0 | 0 | 0 | 0 | 0 | 0 | 0 | 0 | 0 | 0 | 0 | 0 | 0 | 0 |  | 0 | 0 | 0 | 0 | 0 | 0 | 0 | 0 |  |  |  |  | 0 | 0 | 0 | 0 | 0 | 0 | 0 | 1 |  | 1 | 1 | 1 | 1 | 1 | 1 | 0 | 0 | 0 | 0 | 0 | 0 | 0 | 0 | 0 | 0 | 0 | 0 | 0 | 0 | 0 | 0 | 0 | 0 | 0 | 0 | 0 | 0 | 0 | 0 | 0
Wednesday | 10 | 26 | 6 | 7158 | 0 | 0 | 0 | 0 | 0 | 0 | 0 | 0 | 0 | 0 | 0 | 0 | 0 | 0 | 0 | 0 | 0 | 0 | 0 | 0 | 0 |  | 0 | 0 | 0 | 0 | 0 | 0 | 0 | 0 |  |  |  |  | 0 | 0 | 0 | 0 | 0 | 0 | 0 | 1 |  | 1 | 1 | 1 | 1 | 1 | 1 | 0 | 0 | 0 | 0 | 0 | 0 | 0 | 0 | 0 | 0 | 0 | 0 | 0 | 0 | 0 | 0 | 0 | 0 | 0 | 0 | 0 | 0 | 0 | 0 | 0
Wednesday | 10 | 26 | 7 | 7159 | 0 | 0 | 0 | 0 | 0 | 0 | 0 | 0 | 0 | 0 | 0 | 0 | 0 | 0 | 0 | 0 | 0 | 0 | 0 | 0 | 0 |  | 0 | 0 | 0 | 0 | 0 | 0 | 0 | 0 |  |  |  |  | 0 | 0 | 0 | 0 | 0 | 0 | 0 | 1 |  | 1 | 1 | 1 | 1 | 1 | 1 | 0 | 0 | 0 | 0 | 0 | 0 | 0 | 0 | 0 | 0 | 0 | 0 | 0 | 0 | 0 | 0 | 0 | 0 | 0 | 0 | 0 | 0 | 0 | 0 | 0
Wednesday | 10 | 26 | 8 | 7160 | 0 | 0 | 0 | 0 | 0 | 0 | 0 | 0 | 0 | 0 | 0 | 0 | 0 | 0 | 0 | 0 | 0 | 0 | 0 | 0 | 0 |  | 0 | 0 | 0 | 0 | 0 | 0 | 0 | 0 |  |  |  |  | 0 | 0 | 0 | 0 | 0 | 0 | 1 | 0 |  | 1 | 1 | 1 | 1 | #VALUE! | #VALUE! | 0 | 0 | 0 | 0 | 0 | 0 | 0 | 0 | 0 | 0 | 0 | 0 | 0 | 0 | 0 | 0 | 0 | 0 | 0 | 0 | 0 | 0 | 0 | 0 | 0
Wednesday | 10 | 26 | 9 | 7161 | 0 | 0 | 0 | 0 | 0 | 0 | 0 | 0 | 0 | 0 | 0 | 0 | 0 | 0 | 0 | 0 | 0 | 0 | 0 | 0 | 0 |  | 0 | 0 | 0 | 0 | 0 | 0 | 0 | 0 |  |  |  |  | 0 | 0 | 0 | 0 | 0 | 0 | 1 | 0 |  | 1 | 1 | 1 | 1 | #VALUE! | #VALUE! | 0 | 0 | 0 | 0 | 0 | 0 | 0 | 0 | 0 | 0 | 0 | 0 | 0 | 0 | 0 | 0 | 0 | 0 | 0 | 0 | 0 | 0 | 0 | 0 | 0
Wednesday | 10 | 26 | 10 | 7162 | 0 | 0 | 0 | 0 | 0 | 0 | 0 | 0 | 0 | 0 | 0 | 0 | 0 | 0 | 0 | 0 | 0 | 0 | 0 | 0 | 0 |  | 0 | 0 | 0 | 0 | 0 | 0 | 0 | 0 |  |  |  |  | 0 | 0 | 0 | 0 | 0 | 0 | 1 | 0 |  | 1 | 1 | 1 | 1 | #VALUE! | #VALUE! | 0 | 0 | 0 | 0 | 0 | 0 | 0 | 0 | 0 | 0 | 0 | 0 | 0 | 0 | 0 | 0 | 0 | 0 | 0 | 0 | 0 | 0 | 0 | 0 | 0
Wednesday | 10 | 26 | 11 | 7163 | 0 | 0 | 0 | 0 | 0 | 0 | 0 | 0 | 0 | 0 | 0 | 0 | 0 | 0 | 0 | 0 | 0 | 0 | 0 | 0 | 0 |  | 0 | 0 | 0 | 0 | 0 | 0 | 0 | 0 |  |  |  |  | 0 | 0 | 0 | 0 | 0 | 0 | 1 | 0 |  | 1 | 1 | 1 | 1 | #VALUE! | #VALUE! | 0 | 0 | 0 | 0 | 0 | 0 | 0 | 0 | 0 | 0 | 0 | 0 | 0 | 0 | 0 | 0 | 0 | 0 | 0 | 0 | 0 | 0 | 0 | 0 | 0
Wednesday | 10 | 26 | 12 | 7164 | 0 | 0 | 0 | 0 | 0 | 0 | 0 | 0 | 0 | 0 | 0 | 0 | 0 | 0 | 0 | 0 | 0 | 0 | 0 | 0 | 0 |  | 0 | 0 | 0 | 0 | 0 | 0 | 0 | 0 |  |  |  |  | 0 | 0 | 0 | 0 | 0 | 0 | 1 | 0 |  | 1 | 1 | 1 | 1 | #VALUE! | #VALUE! | 0 | 0 | 0 | 0 | 0 | 0 | 0 | 0 | 0 | 0 | 0 | 0 | 0 | 0 | 0 | 0 | 0 | 0 | 0 | 0 | 0 | 0 | 0 | 0 | 0
Wednesday | 10 | 26 | 13 | 7165 | 0 | 0 | 0 | 0 | 0 | 0 | 0 | 0 | 0 | 0 | 0 | 0 | 0 | 0 | 0 | 0 | 0 | 0 | 0 | 0 | 0 |  | 0 | 0 | 0 | 0 | 0 | 0 | 0 | 0 |  |  |  |  | 0 | 0 | 0 | 0 | 0 | 0 | 1 | 0 |  | 1 | 1 | 1 | 1 | #VALUE! | #VALUE! | 0 | 0 | 0 | 0 | 0 | 0 | 0 | 0 | 0 | 0 | 0 | 0 | 0 | 0 | 0 | 0 | 0 | 0 | 0 | 0 | 0 | 0 | 0 | 0 | 0
Wednesday | 10 | 26 | 14 | 7166 | 0 | 0 | 0 | 0 | 0 | 0 | 0 | 0 | 0 | 0 | 0 | 0 | 0 | 0 | 0 | 0 | 0 | 0 | 0 | 0 | 0 |  | 0 | 0 | 0 | 0 | 0 | 0 | 0 | 0 |  |  |  |  | 0 | 0 | 0 | 0 | 0 | 0 | 1 | 0 |  | 1 | 1 | 1 | 1 | #VALUE! | #VALUE! | 0 | 0 | 0 | 0 | 0 | 0 | 0 | 0 | 0 | 0 | 0 | 0 | 0 | 0 | 0 | 0 | 0 | 0 | 0 | 0 | 0 | 0 | 0 | 0 | 0
Wednesday | 10 | 26 | 15 | 7167 | 0 | 0 | 0 | 0 | 0 | 0 | 0 | 0 | 0 | 0 | 0 | 0 | 0 | 0 | 0 | 0 | 0 | 0 | 0 | 0 | 0 |  | 0 | 0 | 0 | 0 | 0 | 0 | 0 | 0 |  |  |  |  | 0 | 0 | 0 | 0 | 0 | 0 | 1 | 0 |  | 1 | 1 | 1 | 1 | #VALUE! | #VALUE! | 0 | 0 | 0 | 0 | 0 | 0 | 0 | 0 | 0 | 0 | 0 | 0 | 0 | 0 | 0 | 0 | 0 | 0 | 0 | 0 | 0 | 0 | 0 | 0 | 0
Wednesday | 10 | 26 | 16 | 7168 | 0 | 0 | 0 | 0 | 0 | 0 | 0 | 0 | 0 | 0 | 0 | 0 | 0 | 0 | 0 | 0 | 0 | 0 | 0 | 0 | 0 |  | 0 | 0 | 0 | 0 | 0 | 0 | 0 | 0 |  |  |  |  | 0 | 0 | 0 | 0 | 0 | 0 | 1 | 0 |  | 1 | 1 | 1 | 1 | #VALUE! | #VALUE! | 0 | 0 | 0 | 0 | 0 | 0 | 0 | 0 | 0 | 0 | 0 | 0 | 0 | 0 | 0 | 0 | 0 | 0 | 0 | 0 | 0 | 0 | 0 | 0 | 0
Wednesday | 10 | 26 | 17 | 7169 | 0 | 0 | 0 | 0 | 0 | 0 | 0 | 0 | 0 | 0 | 0 | 0 | 0 | 0 | 0 | 0 | 0 | 0 | 0 | 0 | 0 |  | 0 | 0 | 0 | 0 | 0 | 0 | 0 | 0 |  |  |  |  | 0 | 0 | 0 | 0 | 0 | 0 | 1 | 0 |  | 1 | 1 | 1 | 1 | #VALUE! | #VALUE! | 0 | 0 | 0 | 0 | 0 | 0 | 0 | 0 | 0 | 0 | 0 | 0 | 0 | 0 | 0 | 0 | 0 | 0 | 0 | 0 | 0 | 0 | 0 | 0 | 0
Wednesday | 10 | 26 | 18 | 7170 | 0 | 0 | 0 | 0 | 0 | 0 | 0 | 0 | 0 | 0 | 0 | 0 | 0 | 0 | 0 | 0 | 0 | 0 | 0 | 0 | 0 |  | 0 | 0 | 0 | 0 | 0 | 0 | 0 | 0 |  |  |  |  | 0 | 0 | 0 | 0 | 0 | 0 | 1 | 0 |  | 1 | 1 | 1 | 1 | #VALUE! | #VALUE! | 0 | 0 | 0 | 0 | 0 | 0 | 0 | 0 | 0 | 0 | 0 | 0 | 0 | 0 | 0 | 0 | 0 | 0 | 0 | 0 | 0 | 0 | 0 | 0 | 0
Wednesday | 10 | 26 | 19 | 7171 | 0 | 0 | 0 | 0 | 0 | 0 | 0 | 0 | 0 | 0 | 0 | 0 | 0 | 0 | 0 | 0 | 0 | 0 | 0 | 0 | 0 |  | 0 | 0 | 0 | 0 | 0 | 0 | 0 | 0 |  |  |  |  | 0 | 0 | 0 | 0 | 0 | 0 | 1 | 0 |  | 1 | 1 | 1 | 1 | #VALUE! | #VALUE! | 0 | 0 | 0 | 0 | 0 | 0 | 0 | 0 | 0 | 0 | 0 | 0 | 0 | 0 | 0 | 0 | 0 | 0 | 0 | 0 | 0 | 0 | 0 | 0 | 0
Wednesday | 10 | 26 | 20 | 7172 | 0 | 0 | 0 | 0 | 0 | 0 | 0 | 0 | 0 | 0 | 0 | 0 | 0 | 0 | 0 | 0 | 0 | 0 | 0 | 0 | 0 |  | 0 | 0 | 0 | 0 | 0 | 0 | 0 | 0 |  |  |  |  | 0 | 0 | 0 | 0 | 0 | 0 | 1 | 0 |  | 1 | 1 | 1 | 1 | #VALUE! | #VALUE! | 0 | 0 | 0 | 0 | 0 | 0 | 0 | 0 | 0 | 0 | 0 | 0 | 0 | 0 | 0 | 0 | 0 | 0 | 0 | 0 | 0 | 0 | 0 | 0 | 0
Wednesday | 10 | 26 | 21 | 7173 | 0 | 0 | 0 | 0 | 0 | 0 | 0 | 0 | 0 | 0 | 0 | 0 | 0 | 0 | 0 | 0 | 0 | 0 | 0 | 0 | 0 |  | 0 | 0 | 0 | 0 | 0 | 0 | 0 | 0 |  |  |  |  | 0 | 0 | 0 | 0 | 0 | 0 | 1 | 0 |  | 1 | 1 | 1 | 1 | #VALUE! | #VALUE! | 0 | 0 | 0 | 0 | 0 | 0 | 0 | 0 | 0 | 0 | 0 | 0 | 0 | 0 | 0 | 0 | 0 | 0 | 0 | 0 | 0 | 0 | 0 | 0 | 0
Wednesday | 10 | 26 | 22 | 7174 | 0 | 0 | 0 | 0 | 0 | 0 | 0 | 0 | 0 | 0 | 0 | 0 | 0 | 0 | 0 | 0 | 0 | 0 | 0 | 0 | 0 |  | 0 | 0 | 0 | 0 | 0 | 0 | 0 | 0 |  |  |  |  | 0 | 0 | 0 | 0 | 0 | 0 | 1 | 0 |  | 1 | 1 | 1 | 1 | #VALUE! | #VALUE! | 0 | 0 | 0 | 0 | 0 | 0 | 0 | 0 | 0 | 0 | 0 | 0 | 0 | 0 | 0 | 0 | 0 | 0 | 0 | 0 | 0 | 0 | 0 | 0 | 0
Wednesday | 10 | 26 | 23 | 7175 | 0 | 0 | 0 | 0 | 0 | 0 | 0 | 0 | 0 | 0 | 0 | 0 | 0 | 0 | 0 | 0 | 0 | 0 | 0 | 0 | 0 |  | 0 | 0 | 0 | 0 | 0 | 0 | 0 | 0 |  |  |  |  | 0 | 0 | 0 | 0 | 0 | 0 | 0 | 1 |  | 1 | 1 | 1 | 1 | 1 | 1 | 0 | 0 | 0 | 0 | 0 | 0 | 0 | 0 | 0 | 0 | 0 | 0 | 0 | 0 | 0 | 0 | 0 | 0 | 0 | 0 | 0 | 0 | 0 | 0 | 0
Wednesday | 10 | 26 | 24 | 7176 | 0 | 0 | 0 | 0 | 0 | 0 | 0 | 0 | 0 | 0 | 0 | 0 | 0 | 0 | 0 | 0 | 0 | 0 | 0 | 0 | 0 |  | 0 | 0 | 0 | 0 | 0 | 0 | 0 | 0 |  |  |  |  | 0 | 0 | 0 | 0 | 0 | 0 | 0 | 1 |  | 1 | 1 | 1 | 1 | 1 | 1 | 0 | 0 | 0 | 0 | 0 | 0 | 0 | 0 | 0 | 0 | 0 | 0 | 0 | 0 | 0 | 0 | 0 | 0 | 0 | 0 | 0 | 0 | 0 | 0 | 0
Thursday | 10 | 27 | 1 | 7177 | 0 | 0 | 0 | 0 | 0 | 0 | 0 | 0 | 0 | 0 | 0 | 0 | 0 | 0 | 0 | 0 | 0 | 0 | 0 | 0 | 0 |  | 0 | 0 | 0 | 0 | 0 | 0 | 0 | 0 |  |  |  |  | 0 | 0 | 0 | 0 | 0 | 0 | 0 | 1 |  | 1 | 1 | 1 | 1 | 1 | 1 | 0 | 0 | 0 | 0 | 0 | 0 | 0 | 0 | 0 | 0 | 0 | 0 | 0 | 0 | 0 | 0 | 0 | 0 | 0 | 0 | 0 | 0 | 0 | 0 | 0
Thursday | 10 | 27 | 2 | 7178 | 0 | 0 | 0 | 0 | 0 | 0 | 0 | 0 | 0 | 0 | 0 | 0 | 0 | 0 | 0 | 0 | 0 | 0 | 0 | 0 | 0 |  | 0 | 0 | 0 | 0 | 0 | 0 | 0 | 0 |  |  |  |  | 0 | 0 | 0 | 0 | 0 | 0 | 0 | 1 |  | 1 | 1 | 1 | 1 | 1 | 1 | 0 | 0 | 0 | 0 | 0 | 0 | 0 | 0 | 0 | 0 | 0 | 0 | 0 | 0 | 0 | 0 | 0 | 0 | 0 | 0 | 0 | 0 | 0 | 0 | 0
Thursday | 10 | 27 | 3 | 7179 | 0 | 0 | 0 | 0 | 0 | 0 | 0 | 0 | 0 | 0 | 0 | 0 | 0 | 0 | 0 | 0 | 0 | 0 | 0 | 0 | 0 |  | 0 | 0 | 0 | 0 | 0 | 0 | 0 | 0 |  |  |  |  | 0 | 0 | 0 | 0 | 0 | 0 | 0 | 1 |  | 1 | 1 | 1 | 1 | 1 | 1 | 0 | 0 | 0 | 0 | 0 | 0 | 0 | 0 | 0 | 0 | 0 | 0 | 0 | 0 | 0 | 0 | 0 | 0 | 0 | 0 | 0 | 0 | 0 | 0 | 0
Thursday | 10 | 27 | 4 | 7180 | 0 | 0 | 0 | 0 | 0 | 0 | 0 | 0 | 0 | 0 | 0 | 0 | 0 | 0 | 0 | 0 | 0 | 0 | 0 | 0 | 0 |  | 0 | 0 | 0 | 0 | 0 | 0 | 0 | 0 |  |  |  |  | 0 | 0 | 0 | 0 | 0 | 0 | 0 | 1 |  | 1 | 1 | 1 | 1 | 1 | 1 | 0 | 0 | 0 | 0 | 0 | 0 | 0 | 0 | 0 | 0 | 0 | 0 | 0 | 0 | 0 | 0 | 0 | 0 | 0 | 0 | 0 | 0 | 0 | 0 | 0
Thursday | 10 | 27 | 5 | 7181 | 0 | 0 | 0 | 0 | 0 | 0 | 0 | 0 | 0 | 0 | 0 | 0 | 0 | 0 | 0 | 0 | 0 | 0 | 0 | 0 | 0 |  | 0 | 0 | 0 | 0 | 0 | 0 | 0 | 0 |  |  |  |  | 0 | 0 | 0 | 0 | 0 | 0 | 0 | 1 |  | 1 | 1 | 1 | 1 | 1 | 1 | 0 | 0 | 0 | 0 | 0 | 0 | 0 | 0 | 0 | 0 | 0 | 0 | 0 | 0 | 0 | 0 | 0 | 0 | 0 | 0 | 0 | 0 | 0 | 0 | 0
Thursday | 10 | 27 | 6 | 7182 | 0 | 0 | 0 | 0 | 0 | 0 | 0 | 0 | 0 | 0 | 0 | 0 | 0 | 0 | 0 | 0 | 0 | 0 | 0 | 0 | 0 |  | 0 | 0 | 0 | 0 | 0 | 0 | 0 | 0 |  |  |  |  | 0 | 0 | 0 | 0 | 0 | 0 | 0 | 1 |  | 1 | 1 | 1 | 1 | 1 | 1 | 0 | 0 | 0 | 0 | 0 | 0 | 0 | 0 | 0 | 0 | 0 | 0 | 0 | 0 | 0 | 0 | 0 | 0 | 0 | 0 | 0 | 0 | 0 | 0 | 0
Thursday | 10 | 27 | 7 | 7183 | 0 | 0 | 0 | 0 | 0 | 0 | 0 | 0 | 0 | 0 | 0 | 0 | 0 | 0 | 0 | 0 | 0 | 0 | 0 | 0 | 0 |  | 0 | 0 | 0 | 0 | 0 | 0 | 0 | 0 |  |  |  |  | 0 | 0 | 0 | 0 | 0 | 0 | 0 | 1 |  | 1 | 1 | 1 | 1 | 1 | 1 | 0 | 0 | 0 | 0 | 0 | 0 | 0 | 0 | 0 | 0 | 0 | 0 | 0 | 0 | 0 | 0 | 0 | 0 | 0 | 0 | 0 | 0 | 0 | 0 | 0
Thursday | 10 | 27 | 8 | 7184 | 0 | 0 | 0 | 0 | 0 | 0 | 0 | 0 | 0 | 0 | 0 | 0 | 0 | 0 | 0 | 0 | 0 | 0 | 0 | 0 | 0 |  | 0 | 0 | 0 | 0 | 0 | 0 | 0 | 0 |  |  |  |  | 0 | 0 | 0 | 0 | 0 | 0 | 1 | 0 |  | 1 | 1 | 1 | 1 | #VALUE! | #VALUE! | 0 | 0 | 0 | 0 | 0 | 0 | 0 | 0 | 0 | 0 | 0 | 0 | 0 | 0 | 0 | 0 | 0 | 0 | 0 | 0 | 0 | 0 | 0 | 0 | 0
Thursday | 10 | 27 | 9 | 7185 | 0 | 0 | 0 | 0 | 0 | 0 | 0 | 0 | 0 | 0 | 0 | 0 | 0 | 0 | 0 | 0 | 0 | 0 | 0 | 0 | 0 |  | 0 | 0 | 0 | 0 | 0 | 0 | 0 | 0 |  |  |  |  | 0 | 0 | 0 | 0 | 0 | 0 | 1 | 0 |  | 1 | 1 | 1 | 1 | #VALUE! | #VALUE! | 0 | 0 | 0 | 0 | 0 | 0 | 0 | 0 | 0 | 0 | 0 | 0 | 0 | 0 | 0 | 0 | 0 | 0 | 0 | 0 | 0 | 0 | 0 | 0 | 0
Thursday | 10 | 27 | 10 | 7186 | 0 | 0 | 0 | 0 | 0 | 0 | 0 | 0 | 0 | 0 | 0 | 0 | 0 | 0 | 0 | 0 | 0 | 0 | 0 | 0 | 0 |  | 0 | 0 | 0 | 0 | 0 | 0 | 0 | 0 |  |  |  |  | 0 | 0 | 0 | 0 | 0 | 0 | 1 | 0 |  | 1 | 1 | 1 | 1 | #VALUE! | #VALUE! | 0 | 0 | 0 | 0 | 0 | 0 | 0 | 0 | 0 | 0 | 0 | 0 | 0 | 0 | 0 | 0 | 0 | 0 | 0 | 0 | 0 | 0 | 0 | 0 | 0
Thursday | 10 | 27 | 11 | 7187 | 0 | 0 | 0 | 0 | 0 | 0 | 0 | 0 | 0 | 0 | 0 | 0 | 0 | 0 | 0 | 0 | 0 | 0 | 0 | 0 | 0 |  | 0 | 0 | 0 | 0 | 0 | 0 | 0 | 0 |  |  |  |  | 0 | 0 | 0 | 0 | 0 | 0 | 1 | 0 |  | 1 | 1 | 1 | 1 | #VALUE! | #VALUE! | 0 | 0 | 0 | 0 | 0 | 0 | 0 | 0 | 0 | 0 | 0 | 0 | 0 | 0 | 0 | 0 | 0 | 0 | 0 | 0 | 0 | 0 | 0 | 0 | 0
Thursday | 10 | 27 | 12 | 7188 | 0 | 0 | 0 | 0 | 0 | 0 | 0 | 0 | 0 | 0 | 0 | 0 | 0 | 0 | 0 | 0 | 0 | 0 | 0 | 0 | 0 |  | 0 | 0 | 0 | 0 | 0 | 0 | 0 | 0 |  |  |  |  | 0 | 0 | 0 | 0 | 0 | 0 | 1 | 0 |  | 1 | 1 | 1 | 1 | #VALUE! | #VALUE! | 0 | 0 | 0 | 0 | 0 | 0 | 0 | 0 | 0 | 0 | 0 | 0 | 0 | 0 | 0 | 0 | 0 | 0 | 0 | 0 | 0 | 0 | 0 | 0 | 0
Thursday | 10 | 27 | 13 | 7189 | 0 | 0 | 0 | 0 | 0 | 0 | 0 | 0 | 0 | 0 | 0 | 0 | 0 | 0 | 0 | 0 | 0 | 0 | 0 | 0 | 0 |  | 0 | 0 | 0 | 0 | 0 | 0 | 0 | 0 |  |  |  |  | 0 | 0 | 0 | 0 | 0 | 0 | 1 | 0 |  | 1 | 1 | 1 | 1 | #VALUE! | #VALUE! | 0 | 0 | 0 | 0 | 0 | 0 | 0 | 0 | 0 | 0 | 0 | 0 | 0 | 0 | 0 | 0 | 0 | 0 | 0 | 0 | 0 | 0 | 0 | 0 | 0
Thursday | 10 | 27 | 14 | 7190 | 0 | 0 | 0 | 0 | 0 | 0 | 0 | 0 | 0 | 0 | 0 | 0 | 0 | 0 | 0 | 0 | 0 | 0 | 0 | 0 | 0 |  | 0 | 0 | 0 | 0 | 0 | 0 | 0 | 0 |  |  |  |  | 0 | 0 | 0 | 0 | 0 | 0 | 1 | 0 |  | 1 | 1 | 1 | 1 | #VALUE! | #VALUE! | 0 | 0 | 0 | 0 | 0 | 0 | 0 | 0 | 0 | 0 | 0 | 0 | 0 | 0 | 0 | 0 | 0 | 0 | 0 | 0 | 0 | 0 | 0 | 0 | 0
Thursday | 10 | 27 | 15 | 7191 | 0 | 0 | 0 | 0 | 0 | 0 | 0 | 0 | 0 | 0 | 0 | 0 | 0 | 0 | 0 | 0 | 0 | 0 | 0 | 0 | 0 |  | 0 | 0 | 0 | 0 | 0 | 0 | 0 | 0 |  |  |  |  | 0 | 0 | 0 | 0 | 0 | 0 | 1 | 0 |  | 1 | 1 | 1 | 1 | #VALUE! | #VALUE! | 0 | 0 | 0 | 0 | 0 | 0 | 0 | 0 | 0 | 0 | 0 | 0 | 0 | 0 | 0 | 0 | 0 | 0 | 0 | 0 | 0 | 0 | 0 | 0 | 0
Thursday | 10 | 27 | 16 | 7192 | 0 | 0 | 0 | 0 | 0 | 0 | 0 | 0 | 0 | 0 | 0 | 0 | 0 | 0 | 0 | 0 | 0 | 0 | 0 | 0 | 0 |  | 0 | 0 | 0 | 0 | 0 | 0 | 0 | 0 |  |  |  |  | 0 | 0 | 0 | 0 | 0 | 0 | 1 | 0 |  | 1 | 1 | 1 | 1 | #VALUE! | #VALUE! | 0 | 0 | 0 | 0 | 0 | 0 | 0 | 0 | 0 | 0 | 0 | 0 | 0 | 0 | 0 | 0 | 0 | 0 | 0 | 0 | 0 | 0 | 0 | 0 | 0
Thursday | 10 | 27 | 17 | 7193 | 0 | 0 | 0 | 0 | 0 | 0 | 0 | 0 | 0 | 0 | 0 | 0 | 0 | 0 | 0 | 0 | 0 | 0 | 0 | 0 | 0 |  | 0 | 0 | 0 | 0 | 0 | 0 | 0 | 0 |  |  |  |  | 0 | 0 | 0 | 0 | 0 | 0 | 1 | 0 |  | 1 | 1 | 1 | 1 | #VALUE! | #VALUE! | 0 | 0 | 0 | 0 | 0 | 0 | 0 | 0 | 0 | 0 | 0 | 0 | 0 | 0 | 0 | 0 | 0 | 0 | 0 | 0 | 0 | 0 | 0 | 0 | 0
Thursday | 10 | 27 | 18 | 7194 | 0 | 0 | 0 | 0 | 0 | 0 | 0 | 0 | 0 | 0 | 0 | 0 | 0 | 0 | 0 | 0 | 0 | 0 | 0 | 0 | 0 |  | 0 | 0 | 0 | 0 | 0 | 0 | 0 | 0 |  |  |  |  | 0 | 0 | 0 | 0 | 0 | 0 | 1 | 0 |  | 1 | 1 | 1 | 1 | #VALUE! | #VALUE! | 0 | 0 | 0 | 0 | 0 | 0 | 0 | 0 | 0 | 0 | 0 | 0 | 0 | 0 | 0 | 0 | 0 | 0 | 0 | 0 | 0 | 0 | 0 | 0 | 0
Thursday | 10 | 27 | 19 | 7195 | 0 | 0 | 0 | 0 | 0 | 0 | 0 | 0 | 0 | 0 | 0 | 0 | 0 | 0 | 0 | 0 | 0 | 0 | 0 | 0 | 0 |  | 0 | 0 | 0 | 0 | 0 | 0 | 0 | 0 |  |  |  |  | 0 | 0 | 0 | 0 | 0 | 0 | 1 | 0 |  | 1 | 1 | 1 | 1 | #VALUE! | #VALUE! | 0 | 0 | 0 | 0 | 0 | 0 | 0 | 0 | 0 | 0 | 0 | 0 | 0 | 0 | 0 | 0 | 0 | 0 | 0 | 0 | 0 | 0 | 0 | 0 | 0
Thursday | 10 | 27 | 20 | 7196 | 0 | 0 | 0 | 0 | 0 | 0 | 0 | 0 | 0 | 0 | 0 | 0 | 0 | 0 | 0 | 0 | 0 | 0 | 0 | 0 | 0 |  | 0 | 0 | 0 | 0 | 0 | 0 | 0 | 0 |  |  |  |  | 0 | 0 | 0 | 0 | 0 | 0 | 1 | 0 |  | 1 | 1 | 1 | 1 | #VALUE! | #VALUE! | 0 | 0 | 0 | 0 | 0 | 0 | 0 | 0 | 0 | 0 | 0 | 0 | 0 | 0 | 0 | 0 | 0 | 0 | 0 | 0 | 0 | 0 | 0 | 0 | 0
Thursday | 10 | 27 | 21 | 7197 | 0 | 0 | 0 | 0 | 0 | 0 | 0 | 0 | 0 | 0 | 0 | 0 | 0 | 0 | 0 | 0 | 0 | 0 | 0 | 0 | 0 |  | 0 | 0 | 0 | 0 | 0 | 0 | 0 | 0 |  |  |  |  | 0 | 0 | 0 | 0 | 0 | 0 | 1 | 0 |  | 1 | 1 | 1 | 1 | #VALUE! | #VALUE! | 0 | 0 | 0 | 0 | 0 | 0 | 0 | 0 | 0 | 0 | 0 | 0 | 0 | 0 | 0 | 0 | 0 | 0 | 0 | 0 | 0 | 0 | 0 | 0 | 0
Thursday | 10 | 27 | 22 | 7198 | 0 | 0 | 0 | 0 | 0 | 0 | 0 | 0 | 0 | 0 | 0 | 0 | 0 | 0 | 0 | 0 | 0 | 0 | 0 | 0 | 0 |  | 0 | 0 | 0 | 0 | 0 | 0 | 0 | 0 |  |  |  |  | 0 | 0 | 0 | 0 | 0 | 0 | 1 | 0 |  | 1 | 1 | 1 | 1 | #VALUE! | #VALUE! | 0 | 0 | 0 | 0 | 0 | 0 | 0 | 0 | 0 | 0 | 0 | 0 | 0 | 0 | 0 | 0 | 0 | 0 | 0 | 0 | 0 | 0 | 0 | 0 | 0
Thursday | 10 | 27 | 23 | 7199 | 0 | 0 | 0 | 0 | 0 | 0 | 0 | 0 | 0 | 0 | 0 | 0 | 0 | 0 | 0 | 0 | 0 | 0 | 0 | 0 | 0 |  | 0 | 0 | 0 | 0 | 0 | 0 | 0 | 0 |  |  |  |  | 0 | 0 | 0 | 0 | 0 | 0 | 0 | 1 |  | 1 | 1 | 1 | 1 | 1 | 1 | 0 | 0 | 0 | 0 | 0 | 0 | 0 | 0 | 0 | 0 | 0 | 0 | 0 | 0 | 0 | 0 | 0 | 0 | 0 | 0 | 0 | 0 | 0 | 0 | 0
Thursday | 10 | 27 | 24 | 7200 | 0 | 0 | 0 | 0 | 0 | 0 | 0 | 0 | 0 | 0 | 0 | 0 | 0 | 0 | 0 | 0 | 0 | 0 | 0 | 0 | 0 |  | 0 | 0 | 0 | 0 | 0 | 0 | 0 | 0 |  |  |  |  | 0 | 0 | 0 | 0 | 0 | 0 | 0 | 1 |  | 1 | 1 | 1 | 1 | 1 | 1 | 0 | 0 | 0 | 0 | 0 | 0 | 0 | 0 | 0 | 0 | 0 | 0 | 0 | 0 | 0 | 0 | 0 | 0 | 0 | 0 | 0 | 0 | 0 | 0 | 0
Friday | 10 | 28 | 1 | 7201 | 0 | 0 | 0 | 0 | 0 | 0 | 0 | 0 | 0 | 0 | 0 | 0 | 0 | 0 | 0 | 0 | 0 | 0 | 0 | 0 | 0 |  | 0 | 0 | 0 | 0 | 0 | 0 | 0 | 0 |  |  |  |  | 0 | 0 | 0 | 0 | 0 | 0 | 0 | 1 |  | 1 | 1 | 1 | 1 | 1 | 1 | 0 | 0 | 0 | 0 | 0 | 0 | 0 | 0 | 0 | 0 | 0 | 0 | 0 | 0 | 0 | 0 | 0 | 0 | 0 | 0 | 0 | 0 | 0 | 0 | 0
Friday | 10 | 28 | 2 | 7202 | 0 | 0 | 0 | 0 | 0 | 0 | 0 | 0 | 0 | 0 | 0 | 0 | 0 | 0 | 0 | 0 | 0 | 0 | 0 | 0 | 0 |  | 0 | 0 | 0 | 0 | 0 | 0 | 0 | 0 |  |  |  |  | 0 | 0 | 0 | 0 | 0 | 0 | 0 | 1 |  | 1 | 1 | 1 | 1 | 1 | 1 | 0 | 0 | 0 | 0 | 0 | 0 | 0 | 0 | 0 | 0 | 0 | 0 | 0 | 0 | 0 | 0 | 0 | 0 | 0 | 0 | 0 | 0 | 0 | 0 | 0
Friday | 10 | 28 | 3 | 7203 | 0 | 0 | 0 | 0 | 0 | 0 | 0 | 0 | 0 | 0 | 0 | 0 | 0 | 0 | 0 | 0 | 0 | 0 | 0 | 0 | 0 |  | 0 | 0 | 0 | 0 | 0 | 0 | 0 | 0 |  |  |  |  | 0 | 0 | 0 | 0 | 0 | 0 | 0 | 1 |  | 1 | 1 | 1 | 1 | 1 | 1 | 0 | 0 | 0 | 0 | 0 | 0 | 0 | 0 | 0 | 0 | 0 | 0 | 0 | 0 | 0 | 0 | 0 | 0 | 0 | 0 | 0 | 0 | 0 | 0 | 0
Friday | 10 | 28 | 4 | 7204 | 0 | 0 | 0 | 0 | 0 | 0 | 0 | 0 | 0 | 0 | 0 | 0 | 0 | 0 | 0 | 0 | 0 | 0 | 0 | 0 | 0 |  | 0 | 0 | 0 | 0 | 0 | 0 | 0 | 0 |  |  |  |  | 0 | 0 | 0 | 0 | 0 | 0 | 0 | 1 |  | 1 | 1 | 1 | 1 | 1 | 1 | 0 | 0 | 0 | 0 | 0 | 0 | 0 | 0 | 0 | 0 | 0 | 0 | 0 | 0 | 0 | 0 | 0 | 0 | 0 | 0 | 0 | 0 | 0 | 0 | 0
Friday | 10 | 28 | 5 | 7205 | 0 | 0 | 0 | 0 | 0 | 0 | 0 | 0 | 0 | 0 | 0 | 0 | 0 | 0 | 0 | 0 | 0 | 0 | 0 | 0 | 0 |  | 0 | 0 | 0 | 0 | 0 | 0 | 0 | 0 |  |  |  |  | 0 | 0 | 0 | 0 | 0 | 0 | 0 | 1 |  | 1 | 1 | 1 | 1 | 1 | 1 | 0 | 0 | 0 | 0 | 0 | 0 | 0 | 0 | 0 | 0 | 0 | 0 | 0 | 0 | 0 | 0 | 0 | 0 | 0 | 0 | 0 | 0 | 0 | 0 | 0
Friday | 10 | 28 | 6 | 7206 | 0 | 0 | 0 | 0 | 0 | 0 | 0 | 0 | 0 | 0 | 0 | 0 | 0 | 0 | 0 | 0 | 0 | 0 | 0 | 0 | 0 |  | 0 | 0 | 0 | 0 | 0 | 0 | 0 | 0 |  |  |  |  | 0 | 0 | 0 | 0 | 0 | 0 | 0 | 1 |  | 1 | 1 | 1 | 1 | 1 | 1 | 0 | 0 | 0 | 0 | 0 | 0 | 0 | 0 | 0 | 0 | 0 | 0 | 0 | 0 | 0 | 0 | 0 | 0 | 0 | 0 | 0 | 0 | 0 | 0 | 0
Friday | 10 | 28 | 7 | 7207 | 0 | 0 | 0 | 0 | 0 | 0 | 0 | 0 | 0 | 0 | 0 | 0 | 0 | 0 | 0 | 0 | 0 | 0 | 0 | 0 | 0 |  | 0 | 0 | 0 | 0 | 0 | 0 | 0 | 0 |  |  |  |  | 0 | 0 | 0 | 0 | 0 | 0 | 0 | 1 |  | 1 | 1 | 1 | 1 | 1 | 1 | 0 | 0 | 0 | 0 | 0 | 0 | 0 | 0 | 0 | 0 | 0 | 0 | 0 | 0 | 0 | 0 | 0 | 0 | 0 | 0 | 0 | 0 | 0 | 0 | 0
Friday | 10 | 28 | 8 | 7208 | 0 | 0 | 0 | 0 | 0 | 0 | 0 | 0 | 0 | 0 | 0 | 0 | 0 | 0 | 0 | 0 | 0 | 0 | 0 | 0 | 0 |  | 0 | 0 | 0 | 0 | 0 | 0 | 0 | 0 |  |  |  |  | 0 | 0 | 0 | 0 | 0 | 0 | 1 | 0 |  | 1 | 1 | 1 | 1 | #VALUE! | #VALUE! | 0 | 0 | 0 | 0 | 0 | 0 | 0 | 0 | 0 | 0 | 0 | 0 | 0 | 0 | 0 | 0 | 0 | 0 | 0 | 0 | 0 | 0 | 0 | 0 | 0
Friday | 10 | 28 | 9 | 7209 | 0 | 0 | 0 | 0 | 0 | 0 | 0 | 0 | 0 | 0 | 0 | 0 | 0 | 0 | 0 | 0 | 0 | 0 | 0 | 0 | 0 |  | 0 | 0 | 0 | 0 | 0 | 0 | 0 | 0 |  |  |  |  | 0 | 0 | 0 | 0 | 0 | 0 | 1 | 0 |  | 1 | 1 | 1 | 1 | #VALUE! | #VALUE! | 0 | 0 | 0 | 0 | 0 | 0 | 0 | 0 | 0 | 0 | 0 | 0 | 0 | 0 | 0 | 0 | 0 | 0 | 0 | 0 | 0 | 0 | 0 | 0 | 0
Friday | 10 | 28 | 10 | 7210 | 0 | 0 | 0 | 0 | 0 | 0 | 0 | 0 | 0 | 0 | 0 | 0 | 0 | 0 | 0 | 0 | 0 | 0 | 0 | 0 | 0 |  | 0 | 0 | 0 | 0 | 0 | 0 | 0 | 0 |  |  |  |  | 0 | 0 | 0 | 0 | 0 | 0 | 1 | 0 |  | 1 | 1 | 1 | 1 | #VALUE! | #VALUE! | 0 | 0 | 0 | 0 | 0 | 0 | 0 | 0 | 0 | 0 | 0 | 0 | 0 | 0 | 0 | 0 | 0 | 0 | 0 | 0 | 0 | 0 | 0 | 0 | 0
Friday | 10 | 28 | 11 | 7211 | 0 | 0 | 0 | 0 | 0 | 0 | 0 | 0 | 0 | 0 | 0 | 0 | 0 | 0 | 0 | 0 | 0 | 0 | 0 | 0 | 0 |  | 0 | 0 | 0 | 0 | 0 | 0 | 0 | 0 |  |  |  |  | 0 | 0 | 0 | 0 | 0 | 0 | 1 | 0 |  | 1 | 1 | 1 | 1 | #VALUE! | #VALUE! | 0 | 0 | 0 | 0 | 0 | 0 | 0 | 0 | 0 | 0 | 0 | 0 | 0 | 0 | 0 | 0 | 0 | 0 | 0 | 0 | 0 | 0 | 0 | 0 | 0
Friday | 10 | 28 | 12 | 7212 | 0 | 0 | 0 | 0 | 0 | 0 | 0 | 0 | 0 | 0 | 0 | 0 | 0 | 0 | 0 | 0 | 0 | 0 | 0 | 0 | 0 |  | 0 | 0 | 0 | 0 | 0 | 0 | 0 | 0 |  |  |  |  | 0 | 0 | 0 | 0 | 0 | 0 | 1 | 0 |  | 1 | 1 | 1 | 1 | #VALUE! | #VALUE! | 0 | 0 | 0 | 0 | 0 | 0 | 0 | 0 | 0 | 0 | 0 | 0 | 0 | 0 | 0 | 0 | 0 | 0 | 0 | 0 | 0 | 0 | 0 | 0 | 0
Friday | 10 | 28 | 13 | 7213 | 0 | 0 | 0 | 0 | 0 | 0 | 0 | 0 | 0 | 0 | 0 | 0 | 0 | 0 | 0 | 0 | 0 | 0 | 0 | 0 | 0 |  | 0 | 0 | 0 | 0 | 0 | 0 | 0 | 0 |  |  |  |  | 0 | 0 | 0 | 0 | 0 | 0 | 1 | 0 |  | 1 | 1 | 1 | 1 | #VALUE! | #VALUE! | 0 | 0 | 0 | 0 | 0 | 0 | 0 | 0 | 0 | 0 | 0 | 0 | 0 | 0 | 0 | 0 | 0 | 0 | 0 | 0 | 0 | 0 | 0 | 0 | 0
Friday | 10 | 28 | 14 | 7214 | 0 | 0 | 0 | 0 | 0 | 0 | 0 | 0 | 0 | 0 | 0 | 0 | 0 | 0 | 0 | 0 | 0 | 0 | 0 | 0 | 0 |  | 0 | 0 | 0 | 0 | 0 | 0 | 0 | 0 |  |  |  |  | 0 | 0 | 0 | 0 | 0 | 0 | 1 | 0 |  | 1 | 1 | 1 | 1 | #VALUE! | #VALUE! | 0 | 0 | 0 | 0 | 0 | 0 | 0 | 0 | 0 | 0 | 0 | 0 | 0 | 0 | 0 | 0 | 0 | 0 | 0 | 0 | 0 | 0 | 0 | 0 | 0
Friday | 10 | 28 | 15 | 7215 | 0 | 0 | 0 | 0 | 0 | 0 | 0 | 0 | 0 | 0 | 0 | 0 | 0 | 0 | 0 | 0 | 0 | 0 | 0 | 0 | 0 |  | 0 | 0 | 0 | 0 | 0 | 0 | 0 | 0 |  |  |  |  | 0 | 0 | 0 | 0 | 0 | 0 | 1 | 0 |  | 1 | 1 | 1 | 1 | #VALUE! | #VALUE! | 0 | 0 | 0 | 0 | 0 | 0 | 0 | 0 | 0 | 0 | 0 | 0 | 0 | 0 | 0 | 0 | 0 | 0 | 0 | 0 | 0 | 0 | 0 | 0 | 0
Friday | 10 | 28 | 16 | 7216 | 0 | 0 | 0 | 0 | 0 | 0 | 0 | 0 | 0 | 0 | 0 | 0 | 0 | 0 | 0 | 0 | 0 | 0 | 0 | 0 | 0 |  | 0 | 0 | 0 | 0 | 0 | 0 | 0 | 0 |  |  |  |  | 0 | 0 | 0 | 0 | 0 | 0 | 1 | 0 |  | 1 | 1 | 1 | 1 | #VALUE! | #VALUE! | 0 | 0 | 0 | 0 | 0 | 0 | 0 | 0 | 0 | 0 | 0 | 0 | 0 | 0 | 0 | 0 | 0 | 0 | 0 | 0 | 0 | 0 | 0 | 0 | 0
Friday | 10 | 28 | 17 | 7217 | 0 | 0 | 0 | 0 | 0 | 0 | 0 | 0 | 0 | 0 | 0 | 0 | 0 | 0 | 0 | 0 | 0 | 0 | 0 | 0 | 0 |  | 0 | 0 | 0 | 0 | 0 | 0 | 0 | 0 |  |  |  |  | 0 | 0 | 0 | 0 | 0 | 0 | 1 | 0 |  | 1 | 1 | 1 | 1 | #VALUE! | #VALUE! | 0 | 0 | 0 | 0 | 0 | 0 | 0 | 0 | 0 | 0 | 0 | 0 | 0 | 0 | 0 | 0 | 0 | 0 | 0 | 0 | 0 | 0 | 0 | 0 | 0
Friday | 10 | 28 | 18 | 7218 | 0 | 0 | 0 | 0 | 0 | 0 | 0 | 0 | 0 | 0 | 0 | 0 | 0 | 0 | 0 | 0 | 0 | 0 | 0 | 0 | 0 |  | 0 | 0 | 0 | 0 | 0 | 0 | 0 | 0 |  |  |  |  | 0 | 0 | 0 | 0 | 0 | 0 | 1 | 0 |  | 1 | 1 | 1 | 1 | #VALUE! | #VALUE! | 0 | 0 | 0 | 0 | 0 | 0 | 0 | 0 | 0 | 0 | 0 | 0 | 0 | 0 | 0 | 0 | 0 | 0 | 0 | 0 | 0 | 0 | 0 | 0 | 0
Friday | 10 | 28 | 19 | 7219 | 0 | 0 | 0 | 0 | 0 | 0 | 0 | 0 | 0 | 0 | 0 | 0 | 0 | 0 | 0 | 0 | 0 | 0 | 0 | 0 | 0 |  | 0 | 0 | 0 | 0 | 0 | 0 | 0 | 0 |  |  |  |  | 0 | 0 | 0 | 0 | 0 | 0 | 1 | 0 |  | 1 | 1 | 1 | 1 | #VALUE! | #VALUE! | 0 | 0 | 0 | 0 | 0 | 0 | 0 | 0 | 0 | 0 | 0 | 0 | 0 | 0 | 0 | 0 | 0 | 0 | 0 | 0 | 0 | 0 | 0 | 0 | 0
Friday | 10 | 28 | 20 | 7220 | 0 | 0 | 0 | 0 | 0 | 0 | 0 | 0 | 0 | 0 | 0 | 0 | 0 | 0 | 0 | 0 | 0 | 0 | 0 | 0 | 0 |  | 0 | 0 | 0 | 0 | 0 | 0 | 0 | 0 |  |  |  |  | 0 | 0 | 0 | 0 | 0 | 0 | 1 | 0 |  | 1 | 1 | 1 | 1 | #VALUE! | #VALUE! | 0 | 0 | 0 | 0 | 0 | 0 | 0 | 0 | 0 | 0 | 0 | 0 | 0 | 0 | 0 | 0 | 0 | 0 | 0 | 0 | 0 | 0 | 0 | 0 | 0
Friday | 10 | 28 | 21 | 7221 | 0 | 0 | 0 | 0 | 0 | 0 | 0 | 0 | 0 | 0 | 0 | 0 | 0 | 0 | 0 | 0 | 0 | 0 | 0 | 0 | 0 |  | 0 | 0 | 0 | 0 | 0 | 0 | 0 | 0 |  |  |  |  | 0 | 0 | 0 | 0 | 0 | 0 | 1 | 0 |  | 1 | 1 | 1 | 1 | #VALUE! | #VALUE! | 0 | 0 | 0 | 0 | 0 | 0 | 0 | 0 | 0 | 0 | 0 | 0 | 0 | 0 | 0 | 0 | 0 | 0 | 0 | 0 | 0 | 0 | 0 | 0 | 0
Friday | 10 | 28 | 22 | 7222 | 0 | 0 | 0 | 0 | 0 | 0 | 0 | 0 | 0 | 0 | 0 | 0 | 0 | 0 | 0 | 0 | 0 | 0 | 0 | 0 | 0 |  | 0 | 0 | 0 | 0 | 0 | 0 | 0 | 0 |  |  |  |  | 0 | 0 | 0 | 0 | 0 | 0 | 1 | 0 |  | 1 | 1 | 1 | 1 | #VALUE! | #VALUE! | 0 | 0 | 0 | 0 | 0 | 0 | 0 | 0 | 0 | 0 | 0 | 0 | 0 | 0 | 0 | 0 | 0 | 0 | 0 | 0 | 0 | 0 | 0 | 0 | 0
Friday | 10 | 28 | 23 | 7223 | 0 | 0 | 0 | 0 | 0 | 0 | 0 | 0 | 0 | 0 | 0 | 0 | 0 | 0 | 0 | 0 | 0 | 0 | 0 | 0 | 0 |  | 0 | 0 | 0 | 0 | 0 | 0 | 0 | 0 |  |  |  |  | 0 | 0 | 0 | 0 | 0 | 0 | 0 | 1 |  | 1 | 1 | 1 | 1 | 1 | 1 | 0 | 0 | 0 | 0 | 0 | 0 | 0 | 0 | 0 | 0 | 0 | 0 | 0 | 0 | 0 | 0 | 0 | 0 | 0 | 0 | 0 | 0 | 0 | 0 | 0
Friday | 10 | 28 | 24 | 7224 | 0 | 0 | 0 | 0 | 0 | 0 | 0 | 0 | 0 | 0 | 0 | 0 | 0 | 0 | 0 | 0 | 0 | 0 | 0 | 0 | 0 |  | 0 | 0 | 0 | 0 | 0 | 0 | 0 | 0 |  |  |  |  | 0 | 0 | 0 | 0 | 0 | 0 | 0 | 1 |  | 1 | 1 | 1 | 1 | 1 | 1 | 0 | 0 | 0 | 0 | 0 | 0 | 0 | 0 | 0 | 0 | 0 | 0 | 0 | 0 | 0 | 0 | 0 | 0 | 0 | 0 | 0 | 0 | 0 | 0 | 0
Saturday | 10 | 29 | 1 | 7225 | 0 | 0 | 0 | 0 | 0 | 0 | 0 | 0 | 0 | 0 | 0 | 0 | 0 | 0 | 0 | 0 | 0 | 0 | 0 | 0 | 0 |  | 0 | 0 | 0 | 0 | 0 | 0 | 0 | 0 |  |  |  |  | 0 | 0 | 0 | 0 | 0 | 0 | 0 | 1 |  | 1 | 1 | 1 | 1 | 1 | 1 | 0 | 0 | 0 | 0 | 0 | 0 | 0 | 0 | 0 | 0 | 0 | 0 | 0 | 0 | 0 | 0 | 0 | 0 | 0 | 0 | 0 | 0 | 0 | 0 | 0
Saturday | 10 | 29 | 2 | 7226 | 0 | 0 | 0 | 0 | 0 | 0 | 0 | 0 | 0 | 0 | 0 | 0 | 0 | 0 | 0 | 0 | 0 | 0 | 0 | 0 | 0 |  | 0 | 0 | 0 | 0 | 0 | 0 | 0 | 0 |  |  |  |  | 0 | 0 | 0 | 0 | 0 | 0 | 0 | 1 |  | 1 | 1 | 1 | 1 | 1 | 1 | 0 | 0 | 0 | 0 | 0 | 0 | 0 | 0 | 0 | 0 | 0 | 0 | 0 | 0 | 0 | 0 | 0 | 0 | 0 | 0 | 0 | 0 | 0 | 0 | 0
Saturday | 10 | 29 | 3 | 7227 | 0 | 0 | 0 | 0 | 0 | 0 | 0 | 0 | 0 | 0 | 0 | 0 | 0 | 0 | 0 | 0 | 0 | 0 | 0 | 0 | 0 |  | 0 | 0 | 0 | 0 | 0 | 0 | 0 | 0 |  |  |  |  | 0 | 0 | 0 | 0 | 0 | 0 | 0 | 1 |  | 1 | 1 | 1 | 1 | 1 | 1 | 0 | 0 | 0 | 0 | 0 | 0 | 0 | 0 | 0 | 0 | 0 | 0 | 0 | 0 | 0 | 0 | 0 | 0 | 0 | 0 | 0 | 0 | 0 | 0 | 0
Saturday | 10 | 29 | 4 | 7228 | 0 | 0 | 0 | 0 | 0 | 0 | 0 | 0 | 0 | 0 | 0 | 0 | 0 | 0 | 0 | 0 | 0 | 0 | 0 | 0 | 0 |  | 0 | 0 | 0 | 0 | 0 | 0 | 0 | 0 |  |  |  |  | 0 | 0 | 0 | 0 | 0 | 0 | 0 | 1 |  | 1 | 1 | 1 | 1 | 1 | 1 | 0 | 0 | 0 | 0 | 0 | 0 | 0 | 0 | 0 | 0 | 0 | 0 | 0 | 0 | 0 | 0 | 0 | 0 | 0 | 0 | 0 | 0 | 0 | 0 | 0
Saturday | 10 | 29 | 5 | 7229 | 0 | 0 | 0 | 0 | 0 | 0 | 0 | 0 | 0 | 0 | 0 | 0 | 0 | 0 | 0 | 0 | 0 | 0 | 0 | 0 | 0 |  | 0 | 0 | 0 | 0 | 0 | 0 | 0 | 0 |  |  |  |  | 0 | 0 | 0 | 0 | 0 | 0 | 0 | 1 |  | 1 | 1 | 1 | 1 | 1 | 1 | 0 | 0 | 0 | 0 | 0 | 0 | 0 | 0 | 0 | 0 | 0 | 0 | 0 | 0 | 0 | 0 | 0 | 0 | 0 | 0 | 0 | 0 | 0 | 0 | 0
Saturday | 10 | 29 | 6 | 7230 | 0 | 0 | 0 | 0 | 0 | 0 | 0 | 0 | 0 | 0 | 0 | 0 | 0 | 0 | 0 | 0 | 0 | 0 | 0 | 0 | 0 |  | 0 | 0 | 0 | 0 | 0 | 0 | 0 | 0 |  |  |  |  | 0 | 0 | 0 | 0 | 0 | 0 | 0 | 1 |  | 1 | 1 | 1 | 1 | 1 | 1 | 0 | 0 | 0 | 0 | 0 | 0 | 0 | 0 | 0 | 0 | 0 | 0 | 0 | 0 | 0 | 0 | 0 | 0 | 0 | 0 | 0 | 0 | 0 | 0 | 0
Saturday | 10 | 29 | 7 | 7231 | 0 | 0 | 0 | 0 | 0 | 0 | 0 | 0 | 0 | 0 | 0 | 0 | 0 | 0 | 0 | 0 | 0 | 0 | 0 | 0 | 0 |  | 0 | 0 | 0 | 0 | 0 | 0 | 0 | 0 |  |  |  |  | 0 | 0 | 0 | 0 | 0 | 0 | 0 | 1 |  | 1 | 1 | 1 | 1 | 1 | 1 | 0 | 0 | 0 | 0 | 0 | 0 | 0 | 0 | 0 | 0 | 0 | 0 | 0 | 0 | 0 | 0 | 0 | 0 | 0 | 0 | 0 | 0 | 0 | 0 | 0
Saturday | 10 | 29 | 8 | 7232 | 0 | 0 | 0 | 0 | 0 | 0 | 0 | 0 | 0 | 0 | 0 | 0 | 0 | 0 | 0 | 0 | 0 | 0 | 0 | 0 | 0 |  | 0 | 0 | 0 | 0 | 0 | 0 | 0 | 0 |  |  |  |  | 0 | 0 | 0 | 0 | 0 | 0 | 0 | 1 |  | 1 | 1 | 1 | 1 | 1 | 1 | 0 | 0 | 0 | 0 | 0 | 0 | 0 | 0 | 0 | 0 | 0 | 0 | 0 | 0 | 0 | 0 | 0 | 0 | 0 | 0 | 0 | 0 | 0 | 0 | 0
Saturday | 10 | 29 | 9 | 7233 | 0 | 0 | 0 | 0 | 0 | 0 | 0 | 0 | 0 | 0 | 0 | 0 | 0 | 0 | 0 | 0 | 0 | 0 | 0 | 0 | 0 |  | 0 | 0 | 0 | 0 | 0 | 0 | 0 | 0 |  |  |  |  | 0 | 0 | 0 | 0 | 0 | 0 | 0 | 1 |  | 1 | 1 | 1 | 1 | 1 | 1 | 0 | 0 | 0 | 0 | 0 | 0 | 0 | 0 | 0 | 0 | 0 | 0 | 0 | 0 | 0 | 0 | 0 | 0 | 0 | 0 | 0 | 0 | 0 | 0 | 0
Saturday | 10 | 29 | 10 | 7234 | 0 | 0 | 0 | 0 | 0 | 0 | 0 | 0 | 0 | 0 | 0 | 0 | 0 | 0 | 0 | 0 | 0 | 0 | 0 | 0 | 0 |  | 0 | 0 | 0 | 0 | 0 | 0 | 0 | 0 |  |  |  |  | 0 | 0 | 0 | 0 | 0 | 0 | 0 | 1 |  | 1 | 1 | 1 | 1 | 1 | 1 | 0 | 0 | 0 | 0 | 0 | 0 | 0 | 0 | 0 | 0 | 0 | 0 | 0 | 0 | 0 | 0 | 0 | 0 | 0 | 0 | 0 | 0 | 0 | 0 | 0
Saturday | 10 | 29 | 11 | 7235 | 0 | 0 | 0 | 0 | 0 | 0 | 0 | 0 | 0 | 0 | 0 | 0 | 0 | 0 | 0 | 0 | 0 | 0 | 0 | 0 | 0 |  | 0 | 0 | 0 | 0 | 0 | 0 | 0 | 0 |  |  |  |  | 0 | 0 | 0 | 0 | 0 | 0 | 0 | 1 |  | 1 | 1 | 1 | 1 | 1 | 1 | 0 | 0 | 0 | 0 | 0 | 0 | 0 | 0 | 0 | 0 | 0 | 0 | 0 | 0 | 0 | 0 | 0 | 0 | 0 | 0 | 0 | 0 | 0 | 0 | 0
Saturday | 10 | 29 | 12 | 7236 | 0 | 0 | 0 | 0 | 0 | 0 | 0 | 0 | 0 | 0 | 0 | 0 | 0 | 0 | 0 | 0 | 0 | 0 | 0 | 0 | 0 |  | 0 | 0 | 0 | 0 | 0 | 0 | 0 | 0 |  |  |  |  | 0 | 0 | 0 | 0 | 0 | 0 | 0 | 1 |  | 1 | 1 | 1 | 1 | 1 | 1 | 0 | 0 | 0 | 0 | 0 | 0 | 0 | 0 | 0 | 0 | 0 | 0 | 0 | 0 | 0 | 0 | 0 | 0 | 0 | 0 | 0 | 0 | 0 | 0 | 0
Saturday | 10 | 29 | 13 | 7237 | 0 | 0 | 0 | 0 | 0 | 0 | 0 | 0 | 0 | 0 | 0 | 0 | 0 | 0 | 0 | 0 | 0 | 0 | 0 | 0 | 0 |  | 0 | 0 | 0 | 0 | 0 | 0 | 0 | 0 |  |  |  |  | 0 | 0 | 0 | 0 | 0 | 0 | 0 | 1 |  | 1 | 1 | 1 | 1 | 1 | 1 | 0 | 0 | 0 | 0 | 0 | 0 | 0 | 0 | 0 | 0 | 0 | 0 | 0 | 0 | 0 | 0 | 0 | 0 | 0 | 0 | 0 | 0 | 0 | 0 | 0
Saturday | 10 | 29 | 14 | 7238 | 0 | 0 | 0 | 0 | 0 | 0 | 0 | 0 | 0 | 0 | 0 | 0 | 0 | 0 | 0 | 0 | 0 | 0 | 0 | 0 | 0 |  | 0 | 0 | 0 | 0 | 0 | 0 | 0 | 0 |  |  |  |  | 0 | 0 | 0 | 0 | 0 | 0 | 0 | 1 |  | 1 | 1 | 1 | 1 | 1 | 1 | 0 | 0 | 0 | 0 | 0 | 0 | 0 | 0 | 0 | 0 | 0 | 0 | 0 | 0 | 0 | 0 | 0 | 0 | 0 | 0 | 0 | 0 | 0 | 0 | 0
Saturday | 10 | 29 | 15 | 7239 | 0 | 0 | 0 | 0 | 0 | 0 | 0 | 0 | 0 | 0 | 0 | 0 | 0 | 0 | 0 | 0 | 0 | 0 | 0 | 0 | 0 |  | 0 | 0 | 0 | 0 | 0 | 0 | 0 | 0 |  |  |  |  | 0 | 0 | 0 | 0 | 0 | 0 | 0 | 1 |  | 1 | 1 | 1 | 1 | 1 | 1 | 0 | 0 | 0 | 0 | 0 | 0 | 0 | 0 | 0 | 0 | 0 | 0 | 0 | 0 | 0 | 0 | 0 | 0 | 0 | 0 | 0 | 0 | 0 | 0 | 0
Saturday | 10 | 29 | 16 | 7240 | 0 | 0 | 0 | 0 | 0 | 0 | 0 | 0 | 0 | 0 | 0 | 0 | 0 | 0 | 0 | 0 | 0 | 0 | 0 | 0 | 0 |  | 0 | 0 | 0 | 0 | 0 | 0 | 0 | 0 |  |  |  |  | 0 | 0 | 0 | 0 | 0 | 0 | 0 | 1 |  | 1 | 1 | 1 | 1 | 1 | 1 | 0 | 0 | 0 | 0 | 0 | 0 | 0 | 0 | 0 | 0 | 0 | 0 | 0 | 0 | 0 | 0 | 0 | 0 | 0 | 0 | 0 | 0 | 0 | 0 | 0
Saturday | 10 | 29 | 17 | 7241 | 0 | 0 | 0 | 0 | 0 | 0 | 0 | 0 | 0 | 0 | 0 | 0 | 0 | 0 | 0 | 0 | 0 | 0 | 0 | 0 | 0 |  | 0 | 0 | 0 | 0 | 0 | 0 | 0 | 0 |  |  |  |  | 0 | 0 | 0 | 0 | 0 | 0 | 0 | 1 |  | 1 | 1 | 1 | 1 | 1 | 1 | 0 | 0 | 0 | 0 | 0 | 0 | 0 | 0 | 0 | 0 | 0 | 0 | 0 | 0 | 0 | 0 | 0 | 0 | 0 | 0 | 0 | 0 | 0 | 0 | 0
Saturday | 10 | 29 | 18 | 7242 | 0 | 0 | 0 | 0 | 0 | 0 | 0 | 0 | 0 | 0 | 0 | 0 | 0 | 0 | 0 | 0 | 0 | 0 | 0 | 0 | 0 |  | 0 | 0 | 0 | 0 | 0 | 0 | 0 | 0 |  |  |  |  | 0 | 0 | 0 | 0 | 0 | 0 | 0 | 1 |  | 1 | 1 | 1 | 1 | 1 | 1 | 0 | 0 | 0 | 0 | 0 | 0 | 0 | 0 | 0 | 0 | 0 | 0 | 0 | 0 | 0 | 0 | 0 | 0 | 0 | 0 | 0 | 0 | 0 | 0 | 0
Saturday | 10 | 29 | 19 | 7243 | 0 | 0 | 0 | 0 | 0 | 0 | 0 | 0 | 0 | 0 | 0 | 0 | 0 | 0 | 0 | 0 | 0 | 0 | 0 | 0 | 0 |  | 0 | 0 | 0 | 0 | 0 | 0 | 0 | 0 |  |  |  |  | 0 | 0 | 0 | 0 | 0 | 0 | 0 | 1 |  | 1 | 1 | 1 | 1 | 1 | 1 | 0 | 0 | 0 | 0 | 0 | 0 | 0 | 0 | 0 | 0 | 0 | 0 | 0 | 0 | 0 | 0 | 0 | 0 | 0 | 0 | 0 | 0 | 0 | 0 | 0
Saturday | 10 | 29 | 20 | 7244 | 0 | 0 | 0 | 0 | 0 | 0 | 0 | 0 | 0 | 0 | 0 | 0 | 0 | 0 | 0 | 0 | 0 | 0 | 0 | 0 | 0 |  | 0 | 0 | 0 | 0 | 0 | 0 | 0 | 0 |  |  |  |  | 0 | 0 | 0 | 0 | 0 | 0 | 0 | 1 |  | 1 | 1 | 1 | 1 | 1 | 1 | 0 | 0 | 0 | 0 | 0 | 0 | 0 | 0 | 0 | 0 | 0 | 0 | 0 | 0 | 0 | 0 | 0 | 0 | 0 | 0 | 0 | 0 | 0 | 0 | 0
Saturday | 10 | 29 | 21 | 7245 | 0 | 0 | 0 | 0 | 0 | 0 | 0 | 0 | 0 | 0 | 0 | 0 | 0 | 0 | 0 | 0 | 0 | 0 | 0 | 0 | 0 |  | 0 | 0 | 0 | 0 | 0 | 0 | 0 | 0 |  |  |  |  | 0 | 0 | 0 | 0 | 0 | 0 | 0 | 1 |  | 1 | 1 | 1 | 1 | 1 | 1 | 0 | 0 | 0 | 0 | 0 | 0 | 0 | 0 | 0 | 0 | 0 | 0 | 0 | 0 | 0 | 0 | 0 | 0 | 0 | 0 | 0 | 0 | 0 | 0 | 0
Saturday | 10 | 29 | 22 | 7246 | 0 | 0 | 0 | 0 | 0 | 0 | 0 | 0 | 0 | 0 | 0 | 0 | 0 | 0 | 0 | 0 | 0 | 0 | 0 | 0 | 0 |  | 0 | 0 | 0 | 0 | 0 | 0 | 0 | 0 |  |  |  |  | 0 | 0 | 0 | 0 | 0 | 0 | 0 | 1 |  | 1 | 1 | 1 | 1 | 1 | 1 | 0 | 0 | 0 | 0 | 0 | 0 | 0 | 0 | 0 | 0 | 0 | 0 | 0 | 0 | 0 | 0 | 0 | 0 | 0 | 0 | 0 | 0 | 0 | 0 | 0
Saturday | 10 | 29 | 23 | 7247 | 0 | 0 | 0 | 0 | 0 | 0 | 0 | 0 | 0 | 0 | 0 | 0 | 0 | 0 | 0 | 0 | 0 | 0 | 0 | 0 | 0 |  | 0 | 0 | 0 | 0 | 0 | 0 | 0 | 0 |  |  |  |  | 0 | 0 | 0 | 0 | 0 | 0 | 0 | 1 |  | 1 | 1 | 1 | 1 | 1 | 1 | 0 | 0 | 0 | 0 | 0 | 0 | 0 | 0 | 0 | 0 | 0 | 0 | 0 | 0 | 0 | 0 | 0 | 0 | 0 | 0 | 0 | 0 | 0 | 0 | 0
Saturday | 10 | 29 | 24 | 7248 | 0 | 0 | 0 | 0 | 0 | 0 | 0 | 0 | 0 | 0 | 0 | 0 | 0 | 0 | 0 | 0 | 0 | 0 | 0 | 0 | 0 |  | 0 | 0 | 0 | 0 | 0 | 0 | 0 | 0 |  |  |  |  | 0 | 0 | 0 | 0 | 0 | 0 | 0 | 1 |  | 1 | 1 | 1 | 1 | 1 | 1 | 0 | 0 | 0 | 0 | 0 | 0 | 0 | 0 | 0 | 0 | 0 | 0 | 0 | 0 | 0 | 0 | 0 | 0 | 0 | 0 | 0 | 0 | 0 | 0 | 0
Sunday | 10 | 30 | 1 | 7249 | 0 | 0 | 0 | 0 | 0 | 0 | 0 | 0 | 0 | 0 | 0 | 0 | 0 | 0 | 0 | 0 | 0 | 0 | 0 | 0 | 0 |  | 0 | 0 | 0 | 0 | 0 | 0 | 0 | 0 |  |  |  |  | 0 | 0 | 0 | 0 | 0 | 0 | 0 | 1 |  | 1 | 1 | 1 | 1 | 1 | 1 | 0 | 0 | 0 | 0 | 0 | 0 | 0 | 0 | 0 | 0 | 0 | 0 | 0 | 0 | 0 | 0 | 0 | 0 | 0 | 0 | 0 | 0 | 0 | 0 | 0
Sunday | 10 | 30 | 2 | 7250 | 0 | 0 | 0 | 0 | 0 | 0 | 0 | 0 | 0 | 0 | 0 | 0 | 0 | 0 | 0 | 0 | 0 | 0 | 0 | 0 | 0 |  | 0 | 0 | 0 | 0 | 0 | 0 | 0 | 0 |  |  |  |  | 0 | 0 | 0 | 0 | 0 | 0 | 0 | 1 |  | 1 | 1 | 1 | 1 | 1 | 1 | 0 | 0 | 0 | 0 | 0 | 0 | 0 | 0 | 0 | 0 | 0 | 0 | 0 | 0 | 0 | 0 | 0 | 0 | 0 | 0 | 0 | 0 | 0 | 0 | 0
Sunday | 10 | 30 | 3 | 7251 | 0 | 0 | 0 | 0 | 0 | 0 | 0 | 0 | 0 | 0 | 0 | 0 | 0 | 0 | 0 | 0 | 0 | 0 | 0 | 0 | 0 |  | 0 | 0 | 0 | 0 | 0 | 0 | 0 | 0 |  |  |  |  | 0 | 0 | 0 | 0 | 0 | 0 | 0 | 1 |  | 1 | 1 | 1 | 1 | 1 | 1 | 0 | 0 | 0 | 0 | 0 | 0 | 0 | 0 | 0 | 0 | 0 | 0 | 0 | 0 | 0 | 0 | 0 | 0 | 0 | 0 | 0 | 0 | 0 | 0 | 0
Sunday | 10 | 30 | 4 | 7252 | 0 | 0 | 0 | 0 | 0 | 0 | 0 | 0 | 0 | 0 | 0 | 0 | 0 | 0 | 0 | 0 | 0 | 0 | 0 | 0 | 0 |  | 0 | 0 | 0 | 0 | 0 | 0 | 0 | 0 |  |  |  |  | 0 | 0 | 0 | 0 | 0 | 0 | 0 | 1 |  | 1 | 1 | 1 | 1 | 1 | 1 | 0 | 0 | 0 | 0 | 0 | 0 | 0 | 0 | 0 | 0 | 0 | 0 | 0 | 0 | 0 | 0 | 0 | 0 | 0 | 0 | 0 | 0 | 0 | 0 | 0
Sunday | 10 | 30 | 5 | 7253 | 0 | 0 | 0 | 0 | 0 | 0 | 0 | 0 | 0 | 0 | 0 | 0 | 0 | 0 | 0 | 0 | 0 | 0 | 0 | 0 | 0 |  | 0 | 0 | 0 | 0 | 0 | 0 | 0 | 0 |  |  |  |  | 0 | 0 | 0 | 0 | 0 | 0 | 0 | 1 |  | 1 | 1 | 1 | 1 | 1 | 1 | 0 | 0 | 0 | 0 | 0 | 0 | 0 | 0 | 0 | 0 | 0 | 0 | 0 | 0 | 0 | 0 | 0 | 0 | 0 | 0 | 0 | 0 | 0 | 0 | 0
Sunday | 10 | 30 | 6 | 7254 | 0 | 0 | 0 | 0 | 0 | 0 | 0 | 0 | 0 | 0 | 0 | 0 | 0 | 0 | 0 | 0 | 0 | 0 | 0 | 0 | 0 |  | 0 | 0 | 0 | 0 | 0 | 0 | 0 | 0 |  |  |  |  | 0 | 0 | 0 | 0 | 0 | 0 | 0 | 1 |  | 1 | 1 | 1 | 1 | 1 | 1 | 0 | 0 | 0 | 0 | 0 | 0 | 0 | 0 | 0 | 0 | 0 | 0 | 0 | 0 | 0 | 0 | 0 | 0 | 0 | 0 | 0 | 0 | 0 | 0 | 0
Sunday | 10 | 30 | 7 | 7255 | 0 | 0 | 0 | 0 | 0 | 0 | 0 | 0 | 0 | 0 | 0 | 0 | 0 | 0 | 0 | 0 | 0 | 0 | 0 | 0 | 0 |  | 0 | 0 | 0 | 0 | 0 | 0 | 0 | 0 |  |  |  |  | 0 | 0 | 0 | 0 | 0 | 0 | 0 | 1 |  | 1 | 1 | 1 | 1 | 1 | 1 | 0 | 0 | 0 | 0 | 0 | 0 | 0 | 0 | 0 | 0 | 0 | 0 | 0 | 0 | 0 | 0 | 0 | 0 | 0 | 0 | 0 | 0 | 0 | 0 | 0
Sunday | 10 | 30 | 8 | 7256 | 0 | 0 | 0 | 0 | 0 | 0 | 0 | 0 | 0 | 0 | 0 | 0 | 0 | 0 | 0 | 0 | 0 | 0 | 0 | 0 | 0 |  | 0 | 0 | 0 | 0 | 0 | 0 | 0 | 0 |  |  |  |  | 0 | 0 | 0 | 0 | 0 | 0 | 0 | 1 |  | 1 | 1 | 1 | 1 | 1 | 1 | 0 | 0 | 0 | 0 | 0 | 0 | 0 | 0 | 0 | 0 | 0 | 0 | 0 | 0 | 0 | 0 | 0 | 0 | 0 | 0 | 0 | 0 | 0 | 0 | 0
Sunday | 10 | 30 | 9 | 7257 | 0 | 0 | 0 | 0 | 0 | 0 | 0 | 0 | 0 | 0 | 0 | 0 | 0 | 0 | 0 | 0 | 0 | 0 | 0 | 0 | 0 |  | 0 | 0 | 0 | 0 | 0 | 0 | 0 | 0 |  |  |  |  | 0 | 0 | 0 | 0 | 0 | 0 | 0 | 1 |  | 1 | 1 | 1 | 1 | 1 | 1 | 0 | 0 | 0 | 0 | 0 | 0 | 0 | 0 | 0 | 0 | 0 | 0 | 0 | 0 | 0 | 0 | 0 | 0 | 0 | 0 | 0 | 0 | 0 | 0 | 0
Sunday | 10 | 30 | 10 | 7258 | 0 | 0 | 0 | 0 | 0 | 0 | 0 | 0 | 0 | 0 | 0 | 0 | 0 | 0 | 0 | 0 | 0 | 0 | 0 | 0 | 0 |  | 0 | 0 | 0 | 0 | 0 | 0 | 0 | 0 |  |  |  |  | 0 | 0 | 0 | 0 | 0 | 0 | 0 | 1 |  | 1 | 1 | 1 | 1 | 1 | 1 | 0 | 0 | 0 | 0 | 0 | 0 | 0 | 0 | 0 | 0 | 0 | 0 | 0 | 0 | 0 | 0 | 0 | 0 | 0 | 0 | 0 | 0 | 0 | 0 | 0
Sunday | 10 | 30 | 11 | 7259 | 0 | 0 | 0 | 0 | 0 | 0 | 0 | 0 | 0 | 0 | 0 | 0 | 0 | 0 | 0 | 0 | 0 | 0 | 0 | 0 | 0 |  | 0 | 0 | 0 | 0 | 0 | 0 | 0 | 0 |  |  |  |  | 0 | 0 | 0 | 0 | 0 | 0 | 0 | 1 |  | 1 | 1 | 1 | 1 | 1 | 1 | 0 | 0 | 0 | 0 | 0 | 0 | 0 | 0 | 0 | 0 | 0 | 0 | 0 | 0 | 0 | 0 | 0 | 0 | 0 | 0 | 0 | 0 | 0 | 0 | 0
Sunday | 10 | 30 | 12 | 7260 | 0 | 0 | 0 | 0 | 0 | 0 | 0 | 0 | 0 | 0 | 0 | 0 | 0 | 0 | 0 | 0 | 0 | 0 | 0 | 0 | 0 |  | 0 | 0 | 0 | 0 | 0 | 0 | 0 | 0 |  |  |  |  | 0 | 0 | 0 | 0 | 0 | 0 | 0 | 1 |  | 1 | 1 | 1 | 1 | 1 | 1 | 0 | 0 | 0 | 0 | 0 | 0 | 0 | 0 | 0 | 0 | 0 | 0 | 0 | 0 | 0 | 0 | 0 | 0 | 0 | 0 | 0 | 0 | 0 | 0 | 0
Sunday | 10 | 30 | 13 | 7261 | 0 | 0 | 0 | 0 | 0 | 0 | 0 | 0 | 0 | 0 | 0 | 0 | 0 | 0 | 0 | 0 | 0 | 0 | 0 | 0 | 0 |  | 0 | 0 | 0 | 0 | 0 | 0 | 0 | 0 |  |  |  |  | 0 | 0 | 0 | 0 | 0 | 0 | 0 | 1 |  | 1 | 1 | 1 | 1 | 1 | 1 | 0 | 0 | 0 | 0 | 0 | 0 | 0 | 0 | 0 | 0 | 0 | 0 | 0 | 0 | 0 | 0 | 0 | 0 | 0 | 0 | 0 | 0 | 0 | 0 | 0
Sunday | 10 | 30 | 14 | 7262 | 0 | 0 | 0 | 0 | 0 | 0 | 0 | 0 | 0 | 0 | 0 | 0 | 0 | 0 | 0 | 0 | 0 | 0 | 0 | 0 | 0 |  | 0 | 0 | 0 | 0 | 0 | 0 | 0 | 0 |  |  |  |  | 0 | 0 | 0 | 0 | 0 | 0 | 0 | 1 |  | 1 | 1 | 1 | 1 | 1 | 1 | 0 | 0 | 0 | 0 | 0 | 0 | 0 | 0 | 0 | 0 | 0 | 0 | 0 | 0 | 0 | 0 | 0 | 0 | 0 | 0 | 0 | 0 | 0 | 0 | 0
Sunday | 10 | 30 | 15 | 7263 | 0 | 0 | 0 | 0 | 0 | 0 | 0 | 0 | 0 | 0 | 0 | 0 | 0 | 0 | 0 | 0 | 0 | 0 | 0 | 0 | 0 |  | 0 | 0 | 0 | 0 | 0 | 0 | 0 | 0 |  |  |  |  | 0 | 0 | 0 | 0 | 0 | 0 | 0 | 1 |  | 1 | 1 | 1 | 1 | 1 | 1 | 0 | 0 | 0 | 0 | 0 | 0 | 0 | 0 | 0 | 0 | 0 | 0 | 0 | 0 | 0 | 0 | 0 | 0 | 0 | 0 | 0 | 0 | 0 | 0 | 0
Sunday | 10 | 30 | 16 | 7264 | 0 | 0 | 0 | 0 | 0 | 0 | 0 | 0 | 0 | 0 | 0 | 0 | 0 | 0 | 0 | 0 | 0 | 0 | 0 | 0 | 0 |  | 0 | 0 | 0 | 0 | 0 | 0 | 0 | 0 |  |  |  |  | 0 | 0 | 0 | 0 | 0 | 0 | 0 | 1 |  | 1 | 1 | 1 | 1 | 1 | 1 | 0 | 0 | 0 | 0 | 0 | 0 | 0 | 0 | 0 | 0 | 0 | 0 | 0 | 0 | 0 | 0 | 0 | 0 | 0 | 0 | 0 | 0 | 0 | 0 | 0
Sunday | 10 | 30 | 17 | 7265 | 0 | 0 | 0 | 0 | 0 | 0 | 0 | 0 | 0 | 0 | 0 | 0 | 0 | 0 | 0 | 0 | 0 | 0 | 0 | 0 | 0 |  | 0 | 0 | 0 | 0 | 0 | 0 | 0 | 0 |  |  |  |  | 0 | 0 | 0 | 0 | 0 | 0 | 0 | 1 |  | 1 | 1 | 1 | 1 | 1 | 1 | 0 | 0 | 0 | 0 | 0 | 0 | 0 | 0 | 0 | 0 | 0 | 0 | 0 | 0 | 0 | 0 | 0 | 0 | 0 | 0 | 0 | 0 | 0 | 0 | 0
Sunday | 10 | 30 | 18 | 7266 | 0 | 0 | 0 | 0 | 0 | 0 | 0 | 0 | 0 | 0 | 0 | 0 | 0 | 0 | 0 | 0 | 0 | 0 | 0 | 0 | 0 |  | 0 | 0 | 0 | 0 | 0 | 0 | 0 | 0 |  |  |  |  | 0 | 0 | 0 | 0 | 0 | 0 | 0 | 1 |  | 1 | 1 | 1 | 1 | 1 | 1 | 0 | 0 | 0 | 0 | 0 | 0 | 0 | 0 | 0 | 0 | 0 | 0 | 0 | 0 | 0 | 0 | 0 | 0 | 0 | 0 | 0 | 0 | 0 | 0 | 0
Sunday | 10 | 30 | 19 | 7267 | 0 | 0 | 0 | 0 | 0 | 0 | 0 | 0 | 0 | 0 | 0 | 0 | 0 | 0 | 0 | 0 | 0 | 0 | 0 | 0 | 0 |  | 0 | 0 | 0 | 0 | 0 | 0 | 0 | 0 |  |  |  |  | 0 | 0 | 0 | 0 | 0 | 0 | 0 | 1 |  | 1 | 1 | 1 | 1 | 1 | 1 | 0 | 0 | 0 | 0 | 0 | 0 | 0 | 0 | 0 | 0 | 0 | 0 | 0 | 0 | 0 | 0 | 0 | 0 | 0 | 0 | 0 | 0 | 0 | 0 | 0
Sunday | 10 | 30 | 20 | 7268 | 0 | 0 | 0 | 0 | 0 | 0 | 0 | 0 | 0 | 0 | 0 | 0 | 0 | 0 | 0 | 0 | 0 | 0 | 0 | 0 | 0 |  | 0 | 0 | 0 | 0 | 0 | 0 | 0 | 0 |  |  |  |  | 0 | 0 | 0 | 0 | 0 | 0 | 0 | 1 |  | 1 | 1 | 1 | 1 | 1 | 1 | 0 | 0 | 0 | 0 | 0 | 0 | 0 | 0 | 0 | 0 | 0 | 0 | 0 | 0 | 0 | 0 | 0 | 0 | 0 | 0 | 0 | 0 | 0 | 0 | 0
Sunday | 10 | 30 | 21 | 7269 | 0 | 0 | 0 | 0 | 0 | 0 | 0 | 0 | 0 | 0 | 0 | 0 | 0 | 0 | 0 | 0 | 0 | 0 | 0 | 0 | 0 |  | 0 | 0 | 0 | 0 | 0 | 0 | 0 | 0 |  |  |  |  | 0 | 0 | 0 | 0 | 0 | 0 | 0 | 1 |  | 1 | 1 | 1 | 1 | 1 | 1 | 0 | 0 | 0 | 0 | 0 | 0 | 0 | 0 | 0 | 0 | 0 | 0 | 0 | 0 | 0 | 0 | 0 | 0 | 0 | 0 | 0 | 0 | 0 | 0 | 0
Sunday | 10 | 30 | 22 | 7270 | 0 | 0 | 0 | 0 | 0 | 0 | 0 | 0 | 0 | 0 | 0 | 0 | 0 | 0 | 0 | 0 | 0 | 0 | 0 | 0 | 0 |  | 0 | 0 | 0 | 0 | 0 | 0 | 0 | 0 |  |  |  |  | 0 | 0 | 0 | 0 | 0 | 0 | 0 | 1 |  | 1 | 1 | 1 | 1 | 1 | 1 | 0 | 0 | 0 | 0 | 0 | 0 | 0 | 0 | 0 | 0 | 0 | 0 | 0 | 0 | 0 | 0 | 0 | 0 | 0 | 0 | 0 | 0 | 0 | 0 | 0
Sunday | 10 | 30 | 23 | 7271 | 0 | 0 | 0 | 0 | 0 | 0 | 0 | 0 | 0 | 0 | 0 | 0 | 0 | 0 | 0 | 0 | 0 | 0 | 0 | 0 | 0 |  | 0 | 0 | 0 | 0 | 0 | 0 | 0 | 0 |  |  |  |  | 0 | 0 | 0 | 0 | 0 | 0 | 0 | 1 |  | 1 | 1 | 1 | 1 | 1 | 1 | 0 | 0 | 0 | 0 | 0 | 0 | 0 | 0 | 0 | 0 | 0 | 0 | 0 | 0 | 0 | 0 | 0 | 0 | 0 | 0 | 0 | 0 | 0 | 0 | 0
Sunday | 10 | 30 | 24 | 7272 | 0 | 0 | 0 | 0 | 0 | 0 | 0 | 0 | 0 | 0 | 0 | 0 | 0 | 0 | 0 | 0 | 0 | 0 | 0 | 0 | 0 |  | 0 | 0 | 0 | 0 | 0 | 0 | 0 | 0 |  |  |  |  | 0 | 0 | 0 | 0 | 0 | 0 | 0 | 1 |  | 1 | 1 | 1 | 1 | 1 | 1 | 0 | 0 | 0 | 0 | 0 | 0 | 0 | 0 | 0 | 0 | 0 | 0 | 0 | 0 | 0 | 0 | 0 | 0 | 0 | 0 | 0 | 0 | 0 | 0 | 0
Monday | 10 | 31 | 1 | 7273 | 0 | 0 | 0 | 0 | 0 | 0 | 0 | 0 | 0 | 0 | 0 | 0 | 0 | 0 | 0 | 0 | 0 | 0 | 0 | 0 | 0 |  | 0 | 0 | 0 | 0 | 0 | 0 | 0 | 0 |  |  |  |  | 0 | 0 | 0 | 0 | 0 | 0 | 0 | 1 |  | 1 | 1 | 1 | 1 | 1 | 1 | 0 | 0 | 0 | 0 | 0 | 0 | 0 | 0 | 0 | 0 | 0 | 0 | 0 | 0 | 0 | 0 | 0 | 0 | 0 | 0 | 0 | 0 | 0 | 0 | 0
Monday | 10 | 31 | 2 | 7274 | 0 | 0 | 0 | 0 | 0 | 0 | 0 | 0 | 0 | 0 | 0 | 0 | 0 | 0 | 0 | 0 | 0 | 0 | 0 | 0 | 0 |  | 0 | 0 | 0 | 0 | 0 | 0 | 0 | 0 |  |  |  |  | 0 | 0 | 0 | 0 | 0 | 0 | 0 | 1 |  | 1 | 1 | 1 | 1 | 1 | 1 | 0 | 0 | 0 | 0 | 0 | 0 | 0 | 0 | 0 | 0 | 0 | 0 | 0 | 0 | 0 | 0 | 0 | 0 | 0 | 0 | 0 | 0 | 0 | 0 | 0
Monday | 10 | 31 | 3 | 7275 | 0 | 0 | 0 | 0 | 0 | 0 | 0 | 0 | 0 | 0 | 0 | 0 | 0 | 0 | 0 | 0 | 0 | 0 | 0 | 0 | 0 |  | 0 | 0 | 0 | 0 | 0 | 0 | 0 | 0 |  |  |  |  | 0 | 0 | 0 | 0 | 0 | 0 | 0 | 1 |  | 1 | 1 | 1 | 1 | 1 | 1 | 0 | 0 | 0 | 0 | 0 | 0 | 0 | 0 | 0 | 0 | 0 | 0 | 0 | 0 | 0 | 0 | 0 | 0 | 0 | 0 | 0 | 0 | 0 | 0 | 0
Monday | 10 | 31 | 4 | 7276 | 0 | 0 | 0 | 0 | 0 | 0 | 0 | 0 | 0 | 0 | 0 | 0 | 0 | 0 | 0 | 0 | 0 | 0 | 0 | 0 | 0 |  | 0 | 0 | 0 | 0 | 0 | 0 | 0 | 0 |  |  |  |  | 0 | 0 | 0 | 0 | 0 | 0 | 0 | 1 |  | 1 | 1 | 1 | 1 | 1 | 1 | 0 | 0 | 0 | 0 | 0 | 0 | 0 | 0 | 0 | 0 | 0 | 0 | 0 | 0 | 0 | 0 | 0 | 0 | 0 | 0 | 0 | 0 | 0 | 0 | 0
Monday | 10 | 31 | 5 | 7277 | 0 | 0 | 0 | 0 | 0 | 0 | 0 | 0 | 0 | 0 | 0 | 0 | 0 | 0 | 0 | 0 | 0 | 0 | 0 | 0 | 0 |  | 0 | 0 | 0 | 0 | 0 | 0 | 0 | 0 |  |  |  |  | 0 | 0 | 0 | 0 | 0 | 0 | 0 | 1 |  | 1 | 1 | 1 | 1 | 1 | 1 | 0 | 0 | 0 | 0 | 0 | 0 | 0 | 0 | 0 | 0 | 0 | 0 | 0 | 0 | 0 | 0 | 0 | 0 | 0 | 0 | 0 | 0 | 0 | 0 | 0
Monday | 10 | 31 | 6 | 7278 | 0 | 0 | 0 | 0 | 0 | 0 | 0 | 0 | 0 | 0 | 0 | 0 | 0 | 0 | 0 | 0 | 0 | 0 | 0 | 0 | 0 |  | 0 | 0 | 0 | 0 | 0 | 0 | 0 | 0 |  |  |  |  | 0 | 0 | 0 | 0 | 0 | 0 | 0 | 1 |  | 1 | 1 | 1 | 1 | 1 | 1 | 0 | 0 | 0 | 0 | 0 | 0 | 0 | 0 | 0 | 0 | 0 | 0 | 0 | 0 | 0 | 0 | 0 | 0 | 0 | 0 | 0 | 0 | 0 | 0 | 0
Monday | 10 | 31 | 7 | 7279 | 0 | 0 | 0 | 0 | 0 | 0 | 0 | 0 | 0 | 0 | 0 | 0 | 0 | 0 | 0 | 0 | 0 | 0 | 0 | 0 | 0 |  | 0 | 0 | 0 | 0 | 0 | 0 | 0 | 0 |  |  |  |  | 0 | 0 | 0 | 0 | 0 | 0 | 0 | 1 |  | 1 | 1 | 1 | 1 | 1 | 1 | 0 | 0 | 0 | 0 | 0 | 0 | 0 | 0 | 0 | 0 | 0 | 0 | 0 | 0 | 0 | 0 | 0 | 0 | 0 | 0 | 0 | 0 | 0 | 0 | 0
Monday | 10 | 31 | 8 | 7280 | 0 | 0 | 0 | 0 | 0 | 0 | 0 | 0 | 0 | 0 | 0 | 0 | 0 | 0 | 0 | 0 | 0 | 0 | 0 | 0 | 0 |  | 0 | 0 | 0 | 0 | 0 | 0 | 0 | 0 |  |  |  |  | 0 | 0 | 0 | 0 | 0 | 0 | 1 | 0 |  | 1 | 1 | 1 | 1 | #VALUE! | #VALUE! | 0 | 0 | 0 | 0 | 0 | 0 | 0 | 0 | 0 | 0 | 0 | 0 | 0 | 0 | 0 | 0 | 0 | 0 | 0 | 0 | 0 | 0 | 0 | 0 | 0
Monday | 10 | 31 | 9 | 7281 | 0 | 0 | 0 | 0 | 0 | 0 | 0 | 0 | 0 | 0 | 0 | 0 | 0 | 0 | 0 | 0 | 0 | 0 | 0 | 0 | 0 |  | 0 | 0 | 0 | 0 | 0 | 0 | 0 | 0 |  |  |  |  | 0 | 0 | 0 | 0 | 0 | 0 | 1 | 0 |  | 1 | 1 | 1 | 1 | #VALUE! | #VALUE! | 0 | 0 | 0 | 0 | 0 | 0 | 0 | 0 | 0 | 0 | 0 | 0 | 0 | 0 | 0 | 0 | 0 | 0 | 0 | 0 | 0 | 0 | 0 | 0 | 0
Monday | 10 | 31 | 10 | 7282 | 0 | 0 | 0 | 0 | 0 | 0 | 0 | 0 | 0 | 0 | 0 | 0 | 0 | 0 | 0 | 0 | 0 | 0 | 0 | 0 | 0 |  | 0 | 0 | 0 | 0 | 0 | 0 | 0 | 0 |  |  |  |  | 0 | 0 | 0 | 0 | 0 | 0 | 1 | 0 |  | 1 | 1 | 1 | 1 | #VALUE! | #VALUE! | 0 | 0 | 0 | 0 | 0 | 0 | 0 | 0 | 0 | 0 | 0 | 0 | 0 | 0 | 0 | 0 | 0 | 0 | 0 | 0 | 0 | 0 | 0 | 0 | 0
Monday | 10 | 31 | 11 | 7283 | 0 | 0 | 0 | 0 | 0 | 0 | 0 | 0 | 0 | 0 | 0 | 0 | 0 | 0 | 0 | 0 | 0 | 0 | 0 | 0 | 0 |  | 0 | 0 | 0 | 0 | 0 | 0 | 0 | 0 |  |  |  |  | 0 | 0 | 0 | 0 | 0 | 0 | 1 | 0 |  | 1 | 1 | 1 | 1 | #VALUE! | #VALUE! | 0 | 0 | 0 | 0 | 0 | 0 | 0 | 0 | 0 | 0 | 0 | 0 | 0 | 0 | 0 | 0 | 0 | 0 | 0 | 0 | 0 | 0 | 0 | 0 | 0
Monday | 10 | 31 | 12 | 7284 | 0 | 0 | 0 | 0 | 0 | 0 | 0 | 0 | 0 | 0 | 0 | 0 | 0 | 0 | 0 | 0 | 0 | 0 | 0 | 0 | 0 |  | 0 | 0 | 0 | 0 | 0 | 0 | 0 | 0 |  |  |  |  | 0 | 0 | 0 | 0 | 0 | 0 | 1 | 0 |  | 1 | 1 | 1 | 1 | #VALUE! | #VALUE! | 0 | 0 | 0 | 0 | 0 | 0 | 0 | 0 | 0 | 0 | 0 | 0 | 0 | 0 | 0 | 0 | 0 | 0 | 0 | 0 | 0 | 0 | 0 | 0 | 0
Monday | 10 | 31 | 13 | 7285 | 0 | 0 | 0 | 0 | 0 | 0 | 0 | 0 | 0 | 0 | 0 | 0 | 0 | 0 | 0 | 0 | 0 | 0 | 0 | 0 | 0 |  | 0 | 0 | 0 | 0 | 0 | 0 | 0 | 0 |  |  |  |  | 0 | 0 | 0 | 0 | 0 | 0 | 1 | 0 |  | 1 | 1 | 1 | 1 | #VALUE! | #VALUE! | 0 | 0 | 0 | 0 | 0 | 0 | 0 | 0 | 0 | 0 | 0 | 0 | 0 | 0 | 0 | 0 | 0 | 0 | 0 | 0 | 0 | 0 | 0 | 0 | 0
Monday | 10 | 31 | 14 | 7286 | 0 | 0 | 0 | 0 | 0 | 0 | 0 | 0 | 0 | 0 | 0 | 0 | 0 | 0 | 0 | 0 | 0 | 0 | 0 | 0 | 0 |  | 0 | 0 | 0 | 0 | 0 | 0 | 0 | 0 |  |  |  |  | 0 | 0 | 0 | 0 | 0 | 0 | 1 | 0 |  | 1 | 1 | 1 | 1 | #VALUE! | #VALUE! | 0 | 0 | 0 | 0 | 0 | 0 | 0 | 0 | 0 | 0 | 0 | 0 | 0 | 0 | 0 | 0 | 0 | 0 | 0 | 0 | 0 | 0 | 0 | 0 | 0
Monday | 10 | 31 | 15 | 7287 | 0 | 0 | 0 | 0 | 0 | 0 | 0 | 0 | 0 | 0 | 0 | 0 | 0 | 0 | 0 | 0 | 0 | 0 | 0 | 0 | 0 |  | 0 | 0 | 0 | 0 | 0 | 0 | 0 | 0 |  |  |  |  | 0 | 0 | 0 | 0 | 0 | 0 | 1 | 0 |  | 1 | 1 | 1 | 1 | #VALUE! | #VALUE! | 0 | 0 | 0 | 0 | 0 | 0 | 0 | 0 | 0 | 0 | 0 | 0 | 0 | 0 | 0 | 0 | 0 | 0 | 0 | 0 | 0 | 0 | 0 | 0 | 0
Monday | 10 | 31 | 16 | 7288 | 0 | 0 | 0 | 0 | 0 | 0 | 0 | 0 | 0 | 0 | 0 | 0 | 0 | 0 | 0 | 0 | 0 | 0 | 0 | 0 | 0 |  | 0 | 0 | 0 | 0 | 0 | 0 | 0 | 0 |  |  |  |  | 0 | 0 | 0 | 0 | 0 | 0 | 1 | 0 |  | 1 | 1 | 1 | 1 | #VALUE! | #VALUE! | 0 | 0 | 0 | 0 | 0 | 0 | 0 | 0 | 0 | 0 | 0 | 0 | 0 | 0 | 0 | 0 | 0 | 0 | 0 | 0 | 0 | 0 | 0 | 0 | 0
Monday | 10 | 31 | 17 | 7289 | 0 | 0 | 0 | 0 | 0 | 0 | 0 | 0 | 0 | 0 | 0 | 0 | 0 | 0 | 0 | 0 | 0 | 0 | 0 | 0 | 0 |  | 0 | 0 | 0 | 0 | 0 | 0 | 0 | 0 |  |  |  |  | 0 | 0 | 0 | 0 | 0 | 0 | 1 | 0 |  | 1 | 1 | 1 | 1 | #VALUE! | #VALUE! | 0 | 0 | 0 | 0 | 0 | 0 | 0 | 0 | 0 | 0 | 0 | 0 | 0 | 0 | 0 | 0 | 0 | 0 | 0 | 0 | 0 | 0 | 0 | 0 | 0
Monday | 10 | 31 | 18 | 7290 | 0 | 0 | 0 | 0 | 0 | 0 | 0 | 0 | 0 | 0 | 0 | 0 | 0 | 0 | 0 | 0 | 0 | 0 | 0 | 0 | 0 |  | 0 | 0 | 0 | 0 | 0 | 0 | 0 | 0 |  |  |  |  | 0 | 0 | 0 | 0 | 0 | 0 | 1 | 0 |  | 1 | 1 | 1 | 1 | #VALUE! | #VALUE! | 0 | 0 | 0 | 0 | 0 | 0 | 0 | 0 | 0 | 0 | 0 | 0 | 0 | 0 | 0 | 0 | 0 | 0 | 0 | 0 | 0 | 0 | 0 | 0 | 0
Monday | 10 | 31 | 19 | 7291 | 0 | 0 | 0 | 0 | 0 | 0 | 0 | 0 | 0 | 0 | 0 | 0 | 0 | 0 | 0 | 0 | 0 | 0 | 0 | 0 | 0 |  | 0 | 0 | 0 | 0 | 0 | 0 | 0 | 0 |  |  |  |  | 0 | 0 | 0 | 0 | 0 | 0 | 1 | 0 |  | 1 | 1 | 1 | 1 | #VALUE! | #VALUE! | 0 | 0 | 0 | 0 | 0 | 0 | 0 | 0 | 0 | 0 | 0 | 0 | 0 | 0 | 0 | 0 | 0 | 0 | 0 | 0 | 0 | 0 | 0 | 0 | 0
Monday | 10 | 31 | 20 | 7292 | 0 | 0 | 0 | 0 | 0 | 0 | 0 | 0 | 0 | 0 | 0 | 0 | 0 | 0 | 0 | 0 | 0 | 0 | 0 | 0 | 0 |  | 0 | 0 | 0 | 0 | 0 | 0 | 0 | 0 |  |  |  |  | 0 | 0 | 0 | 0 | 0 | 0 | 1 | 0 |  | 1 | 1 | 1 | 1 | #VALUE! | #VALUE! | 0 | 0 | 0 | 0 | 0 | 0 | 0 | 0 | 0 | 0 | 0 | 0 | 0 | 0 | 0 | 0 | 0 | 0 | 0 | 0 | 0 | 0 | 0 | 0 | 0
Monday | 10 | 31 | 21 | 7293 | 0 | 0 | 0 | 0 | 0 | 0 | 0 | 0 | 0 | 0 | 0 | 0 | 0 | 0 | 0 | 0 | 0 | 0 | 0 | 0 | 0 |  | 0 | 0 | 0 | 0 | 0 | 0 | 0 | 0 |  |  |  |  | 0 | 0 | 0 | 0 | 0 | 0 | 1 | 0 |  | 1 | 1 | 1 | 1 | #VALUE! | #VALUE! | 0 | 0 | 0 | 0 | 0 | 0 | 0 | 0 | 0 | 0 | 0 | 0 | 0 | 0 | 0 | 0 | 0 | 0 | 0 | 0 | 0 | 0 | 0 | 0 | 0
Monday | 10 | 31 | 22 | 7294 | 0 | 0 | 0 | 0 | 0 | 0 | 0 | 0 | 0 | 0 | 0 | 0 | 0 | 0 | 0 | 0 | 0 | 0 | 0 | 0 | 0 |  | 0 | 0 | 0 | 0 | 0 | 0 | 0 | 0 |  |  |  |  | 0 | 0 | 0 | 0 | 0 | 0 | 1 | 0 |  | 1 | 1 | 1 | 1 | #VALUE! | #VALUE! | 0 | 0 | 0 | 0 | 0 | 0 | 0 | 0 | 0 | 0 | 0 | 0 | 0 | 0 | 0 | 0 | 0 | 0 | 0 | 0 | 0 | 0 | 0 | 0 | 0
Monday | 10 | 31 | 23 | 7295 | 0 | 0 | 0 | 0 | 0 | 0 | 0 | 0 | 0 | 0 | 0 | 0 | 0 | 0 | 0 | 0 | 0 | 0 | 0 | 0 | 0 |  | 0 | 0 | 0 | 0 | 0 | 0 | 0 | 0 |  |  |  |  | 0 | 0 | 0 | 0 | 0 | 0 | 0 | 1 |  | 1 | 1 | 1 | 1 | 1 | 1 | 0 | 0 | 0 | 0 | 0 | 0 | 0 | 0 | 0 | 0 | 0 | 0 | 0 | 0 | 0 | 0 | 0 | 0 | 0 | 0 | 0 | 0 | 0 | 0 | 0
Monday | 10 | 31 | 24 | 7296 | 0 | 0 | 0 | 0 | 0 | 0 | 0 | 0 | 0 | 0 | 0 | 0 | 0 | 0 | 0 | 0 | 0 | 0 | 0 | 0 | 0 |  | 0 | 0 | 0 | 0 | 0 | 0 | 0 | 0 |  |  |  |  | 0 | 0 | 0 | 0 | 0 | 0 | 0 | 1 |  | 1 | 1 | 1 | 1 | 1 | 1 | 0 | 0 | 0 | 0 | 0 | 0 | 0 | 0 | 0 | 0 | 0 | 0 | 0 | 0 | 0 | 0 | 0 | 0 | 0 | 0 | 0 | 0 | 0 | 0 | 0
Tuesday | 11 | 1 | 1 | 7297 | 0 | 0 | 0 | 0 | 0 | 0 | 0 | 0 | 0 | 0 | 0 | 0 | 0 | 0 | 0 | 0 | 0 | 0 | 0 | 0 | 0 |  | 0 | 0 | 0 | 0 | 0 | 0 | 0 | 0 |  |  |  |  | 0 | 0 | 0 | 0 | 0 | 0 | 0 | 1 |  | 1 | 1 | 1 | 1 | 1 | 1 | 0 | 0 | 0 | 0 | 0 | 0 | 0 | 0 | 0 | 0 | 0 | 0 | 0 | 0 | 0 | 0 | 0 | 0 | 0 | 0 | 0 | 0 | 0 | 0 | 0
Tuesday | 11 | 1 | 2 | 7298 | 0 | 0 | 0 | 0 | 0 | 0 | 0 | 0 | 0 | 0 | 0 | 0 | 0 | 0 | 0 | 0 | 0 | 0 | 0 | 0 | 0 |  | 0 | 0 | 0 | 0 | 0 | 0 | 0 | 0 |  |  |  |  | 0 | 0 | 0 | 0 | 0 | 0 | 0 | 1 |  | 1 | 1 | 1 | 1 | 1 | 1 | 0 | 0 | 0 | 0 | 0 | 0 | 0 | 0 | 0 | 0 | 0 | 0 | 0 | 0 | 0 | 0 | 0 | 0 | 0 | 0 | 0 | 0 | 0 | 0 | 0
Tuesday | 11 | 1 | 3 | 7299 | 0 | 0 | 0 | 0 | 0 | 0 | 0 | 0 | 0 | 0 | 0 | 0 | 0 | 0 | 0 | 0 | 0 | 0 | 0 | 0 | 0 |  | 0 | 0 | 0 | 0 | 0 | 0 | 0 | 0 |  |  |  |  | 0 | 0 | 0 | 0 | 0 | 0 | 0 | 1 |  | 1 | 1 | 1 | 1 | 1 | 1 | 0 | 0 | 0 | 0 | 0 | 0 | 0 | 0 | 0 | 0 | 0 | 0 | 0 | 0 | 0 | 0 | 0 | 0 | 0 | 0 | 0 | 0 | 0 | 0 | 0
Tuesday | 11 | 1 | 4 | 7300 | 0 | 0 | 0 | 0 | 0 | 0 | 0 | 0 | 0 | 0 | 0 | 0 | 0 | 0 | 0 | 0 | 0 | 0 | 0 | 0 | 0 |  | 0 | 0 | 0 | 0 | 0 | 0 | 0 | 0 |  |  |  |  | 0 | 0 | 0 | 0 | 0 | 0 | 0 | 1 |  | 1 | 1 | 1 | 1 | 1 | 1 | 0 | 0 | 0 | 0 | 0 | 0 | 0 | 0 | 0 | 0 | 0 | 0 | 0 | 0 | 0 | 0 | 0 | 0 | 0 | 0 | 0 | 0 | 0 | 0 | 0
Tuesday | 11 | 1 | 5 | 7301 | 0 | 0 | 0 | 0 | 0 | 0 | 0 | 0 | 0 | 0 | 0 | 0 | 0 | 0 | 0 | 0 | 0 | 0 | 0 | 0 | 0 |  | 0 | 0 | 0 | 0 | 0 | 0 | 0 | 0 |  |  |  |  | 0 | 0 | 0 | 0 | 0 | 0 | 0 | 1 |  | 1 | 1 | 1 | 1 | 1 | 1 | 0 | 0 | 0 | 0 | 0 | 0 | 0 | 0 | 0 | 0 | 0 | 0 | 0 | 0 | 0 | 0 | 0 | 0 | 0 | 0 | 0 | 0 | 0 | 0 | 0
Tuesday | 11 | 1 | 6 | 7302 | 0 | 0 | 0 | 0 | 0 | 0 | 0 | 0 | 0 | 0 | 0 | 0 | 0 | 0 | 0 | 0 | 0 | 0 | 0 | 0 | 0 |  | 0 | 0 | 0 | 0 | 0 | 0 | 0 | 0 |  |  |  |  | 0 | 0 | 0 | 0 | 0 | 0 | 0 | 1 |  | 1 | 1 | 1 | 1 | 1 | 1 | 0 | 0 | 0 | 0 | 0 | 0 | 0 | 0 | 0 | 0 | 0 | 0 | 0 | 0 | 0 | 0 | 0 | 0 | 0 | 0 | 0 | 0 | 0 | 0 | 0
Tuesday | 11 | 1 | 7 | 7303 | 0 | 0 | 0 | 0 | 0 | 0 | 0 | 0 | 0 | 0 | 0 | 0 | 0 | 0 | 0 | 0 | 0 | 0 | 0 | 0 | 0 |  | 0 | 0 | 0 | 0 | 0 | 0 | 0 | 0 |  |  |  |  | 0 | 0 | 0 | 0 | 0 | 0 | 0 | 1 |  | 1 | 1 | 1 | 1 | 1 | 1 | 0 | 0 | 0 | 0 | 0 | 0 | 0 | 0 | 0 | 0 | 0 | 0 | 0 | 0 | 0 | 0 | 0 | 0 | 0 | 0 | 0 | 0 | 0 | 0 | 0
Tuesday | 11 | 1 | 8 | 7304 | 0 | 0 | 0 | 0 | 0 | 0 | 0 | 0 | 0 | 0 | 0 | 0 | 0 | 0 | 0 | 0 | 0 | 0 | 0 | 0 | 0 |  | 0 | 0 | 0 | 0 | 0 | 0 | 0 | 0 |  |  |  |  | 0 | 0 | 0 | 0 | 0 | 0 | 1 | 0 |  | 1 | 1 | 1 | 1 | #VALUE! | #VALUE! | 0 | 0 | 0 | 0 | 0 | 0 | 0 | 0 | 0 | 0 | 0 | 0 | 0 | 0 | 0 | 0 | 0 | 0 | 0 | 0 | 0 | 0 | 0 | 0 | 0
Tuesday | 11 | 1 | 9 | 7305 | 0 | 0 | 0 | 0 | 0 | 0 | 0 | 0 | 0 | 0 | 0 | 0 | 0 | 0 | 0 | 0 | 0 | 0 | 0 | 0 | 0 |  | 0 | 0 | 0 | 0 | 0 | 0 | 0 | 0 |  |  |  |  | 0 | 0 | 0 | 0 | 0 | 0 | 1 | 0 |  | 1 | 1 | 1 | 1 | #VALUE! | #VALUE! | 0 | 0 | 0 | 0 | 0 | 0 | 0 | 0 | 0 | 0 | 0 | 0 | 0 | 0 | 0 | 0 | 0 | 0 | 0 | 0 | 0 | 0 | 0 | 0 | 0
Tuesday | 11 | 1 | 10 | 7306 | 0 | 0 | 0 | 0 | 0 | 0 | 0 | 0 | 0 | 0 | 0 | 0 | 0 | 0 | 0 | 0 | 0 | 0 | 0 | 0 | 0 |  | 0 | 0 | 0 | 0 | 0 | 0 | 0 | 0 |  |  |  |  | 0 | 0 | 0 | 0 | 0 | 0 | 1 | 0 |  | 1 | 1 | 1 | 1 | #VALUE! | #VALUE! | 0 | 0 | 0 | 0 | 0 | 0 | 0 | 0 | 0 | 0 | 0 | 0 | 0 | 0 | 0 | 0 | 0 | 0 | 0 | 0 | 0 | 0 | 0 | 0 | 0
Tuesday | 11 | 1 | 11 | 7307 | 0 | 0 | 0 | 0 | 0 | 0 | 0 | 0 | 0 | 0 | 0 | 0 | 0 | 0 | 0 | 0 | 0 | 0 | 0 | 0 | 0 |  | 0 | 0 | 0 | 0 | 0 | 0 | 0 | 0 |  |  |  |  | 0 | 0 | 0 | 0 | 0 | 0 | 1 | 0 |  | 1 | 1 | 1 | 1 | #VALUE! | #VALUE! | 0 | 0 | 0 | 0 | 0 | 0 | 0 | 0 | 0 | 0 | 0 | 0 | 0 | 0 | 0 | 0 | 0 | 0 | 0 | 0 | 0 | 0 | 0 | 0 | 0
Tuesday | 11 | 1 | 12 | 7308 | 0 | 0 | 0 | 0 | 0 | 0 | 0 | 0 | 0 | 0 | 0 | 0 | 0 | 0 | 0 | 0 | 0 | 0 | 0 | 0 | 0 |  | 0 | 0 | 0 | 0 | 0 | 0 | 0 | 0 |  |  |  |  | 0 | 0 | 0 | 0 | 0 | 0 | 1 | 0 |  | 1 | 1 | 1 | 1 | #VALUE! | #VALUE! | 0 | 0 | 0 | 0 | 0 | 0 | 0 | 0 | 0 | 0 | 0 | 0 | 0 | 0 | 0 | 0 | 0 | 0 | 0 | 0 | 0 | 0 | 0 | 0 | 0
Tuesday | 11 | 1 | 13 | 7309 | 0 | 0 | 0 | 0 | 0 | 0 | 0 | 0 | 0 | 0 | 0 | 0 | 0 | 0 | 0 | 0 | 0 | 0 | 0 | 0 | 0 |  | 0 | 0 | 0 | 0 | 0 | 0 | 0 | 0 |  |  |  |  | 0 | 0 | 0 | 0 | 0 | 0 | 1 | 0 |  | 1 | 1 | 1 | 1 | #VALUE! | #VALUE! | 0 | 0 | 0 | 0 | 0 | 0 | 0 | 0 | 0 | 0 | 0 | 0 | 0 | 0 | 0 | 0 | 0 | 0 | 0 | 0 | 0 | 0 | 0 | 0 | 0
Tuesday | 11 | 1 | 14 | 7310 | 0 | 0 | 0 | 0 | 0 | 0 | 0 | 0 | 0 | 0 | 0 | 0 | 0 | 0 | 0 | 0 | 0 | 0 | 0 | 0 | 0 |  | 0 | 0 | 0 | 0 | 0 | 0 | 0 | 0 |  |  |  |  | 0 | 0 | 0 | 0 | 0 | 0 | 1 | 0 |  | 1 | 1 | 1 | 1 | #VALUE! | #VALUE! | 0 | 0 | 0 | 0 | 0 | 0 | 0 | 0 | 0 | 0 | 0 | 0 | 0 | 0 | 0 | 0 | 0 | 0 | 0 | 0 | 0 | 0 | 0 | 0 | 0
Tuesday | 11 | 1 | 15 | 7311 | 0 | 0 | 0 | 0 | 0 | 0 | 0 | 0 | 0 | 0 | 0 | 0 | 0 | 0 | 0 | 0 | 0 | 0 | 0 | 0 | 0 |  | 0 | 0 | 0 | 0 | 0 | 0 | 0 | 0 |  |  |  |  | 0 | 0 | 0 | 0 | 0 | 0 | 1 | 0 |  | 1 | 1 | 1 | 1 | #VALUE! | #VALUE! | 0 | 0 | 0 | 0 | 0 | 0 | 0 | 0 | 0 | 0 | 0 | 0 | 0 | 0 | 0 | 0 | 0 | 0 | 0 | 0 | 0 | 0 | 0 | 0 | 0
Tuesday | 11 | 1 | 16 | 7312 | 0 | 0 | 0 | 0 | 0 | 0 | 0 | 0 | 0 | 0 | 0 | 0 | 0 | 0 | 0 | 0 | 0 | 0 | 0 | 0 | 0 |  | 0 | 0 | 0 | 0 | 0 | 0 | 0 | 0 |  |  |  |  | 0 | 0 | 0 | 0 | 0 | 0 | 1 | 0 |  | 1 | 1 | 1 | 1 | #VALUE! | #VALUE! | 0 | 0 | 0 | 0 | 0 | 0 | 0 | 0 | 0 | 0 | 0 | 0 | 0 | 0 | 0 | 0 | 0 | 0 | 0 | 0 | 0 | 0 | 0 | 0 | 0
Tuesday | 11 | 1 | 17 | 7313 | 0 | 0 | 0 | 0 | 0 | 0 | 0 | 0 | 0 | 0 | 0 | 0 | 0 | 0 | 0 | 0 | 0 | 0 | 0 | 0 | 0 |  | 0 | 0 | 0 | 0 | 0 | 0 | 0 | 0 |  |  |  |  | 0 | 0 | 0 | 0 | 0 | 0 | 1 | 0 |  | 1 | 1 | 1 | 1 | #VALUE! | #VALUE! | 0 | 0 | 0 | 0 | 0 | 0 | 0 | 0 | 0 | 0 | 0 | 0 | 0 | 0 | 0 | 0 | 0 | 0 | 0 | 0 | 0 | 0 | 0 | 0 | 0
Tuesday | 11 | 1 | 18 | 7314 | 0 | 0 | 0 | 0 | 0 | 0 | 0 | 0 | 0 | 0 | 0 | 0 | 0 | 0 | 0 | 0 | 0 | 0 | 0 | 0 | 0 |  | 0 | 0 | 0 | 0 | 0 | 0 | 0 | 0 |  |  |  |  | 0 | 0 | 0 | 0 | 0 | 0 | 1 | 0 |  | 1 | 1 | 1 | 1 | #VALUE! | #VALUE! | 0 | 0 | 0 | 0 | 0 | 0 | 0 | 0 | 0 | 0 | 0 | 0 | 0 | 0 | 0 | 0 | 0 | 0 | 0 | 0 | 0 | 0 | 0 | 0 | 0
Tuesday | 11 | 1 | 19 | 7315 | 0 | 0 | 0 | 0 | 0 | 0 | 0 | 0 | 0 | 0 | 0 | 0 | 0 | 0 | 0 | 0 | 0 | 0 | 0 | 0 | 0 |  | 0 | 0 | 0 | 0 | 0 | 0 | 0 | 0 |  |  |  |  | 0 | 0 | 0 | 0 | 0 | 0 | 1 | 0 |  | 1 | 1 | 1 | 1 | #VALUE! | #VALUE! | 0 | 0 | 0 | 0 | 0 | 0 | 0 | 0 | 0 | 0 | 0 | 0 | 0 | 0 | 0 | 0 | 0 | 0 | 0 | 0 | 0 | 0 | 0 | 0 | 0
Tuesday | 11 | 1 | 20 | 7316 | 0 | 0 | 0 | 0 | 0 | 0 | 0 | 0 | 0 | 0 | 0 | 0 | 0 | 0 | 0 | 0 | 0 | 0 | 0 | 0 | 0 |  | 0 | 0 | 0 | 0 | 0 | 0 | 0 | 0 |  |  |  |  | 0 | 0 | 0 | 0 | 0 | 0 | 1 | 0 |  | 1 | 1 | 1 | 1 | #VALUE! | #VALUE! | 0 | 0 | 0 | 0 | 0 | 0 | 0 | 0 | 0 | 0 | 0 | 0 | 0 | 0 | 0 | 0 | 0 | 0 | 0 | 0 | 0 | 0 | 0 | 0 | 0
Tuesday | 11 | 1 | 21 | 7317 | 0 | 0 | 0 | 0 | 0 | 0 | 0 | 0 | 0 | 0 | 0 | 0 | 0 | 0 | 0 | 0 | 0 | 0 | 0 | 0 | 0 |  | 0 | 0 | 0 | 0 | 0 | 0 | 0 | 0 |  |  |  |  | 0 | 0 | 0 | 0 | 0 | 0 | 1 | 0 |  | 1 | 1 | 1 | 1 | #VALUE! | #VALUE! | 0 | 0 | 0 | 0 | 0 | 0 | 0 | 0 | 0 | 0 | 0 | 0 | 0 | 0 | 0 | 0 | 0 | 0 | 0 | 0 | 0 | 0 | 0 | 0 | 0
Tuesday | 11 | 1 | 22 | 7318 | 0 | 0 | 0 | 0 | 0 | 0 | 0 | 0 | 0 | 0 | 0 | 0 | 0 | 0 | 0 | 0 | 0 | 0 | 0 | 0 | 0 |  | 0 | 0 | 0 | 0 | 0 | 0 | 0 | 0 |  |  |  |  | 0 | 0 | 0 | 0 | 0 | 0 | 1 | 0 |  | 1 | 1 | 1 | 1 | #VALUE! | #VALUE! | 0 | 0 | 0 | 0 | 0 | 0 | 0 | 0 | 0 | 0 | 0 | 0 | 0 | 0 | 0 | 0 | 0 | 0 | 0 | 0 | 0 | 0 | 0 | 0 | 0
Tuesday | 11 | 1 | 23 | 7319 | 0 | 0 | 0 | 0 | 0 | 0 | 0 | 0 | 0 | 0 | 0 | 0 | 0 | 0 | 0 | 0 | 0 | 0 | 0 | 0 | 0 |  | 0 | 0 | 0 | 0 | 0 | 0 | 0 | 0 |  |  |  |  | 0 | 0 | 0 | 0 | 0 | 0 | 0 | 1 |  | 1 | 1 | 1 | 1 | 1 | 1 | 0 | 0 | 0 | 0 | 0 | 0 | 0 | 0 | 0 | 0 | 0 | 0 | 0 | 0 | 0 | 0 | 0 | 0 | 0 | 0 | 0 | 0 | 0 | 0 | 0
Tuesday | 11 | 1 | 24 | 7320 | 0 | 0 | 0 | 0 | 0 | 0 | 0 | 0 | 0 | 0 | 0 | 0 | 0 | 0 | 0 | 0 | 0 | 0 | 0 | 0 | 0 |  | 0 | 0 | 0 | 0 | 0 | 0 | 0 | 0 |  |  |  |  | 0 | 0 | 0 | 0 | 0 | 0 | 0 | 1 |  | 1 | 1 | 1 | 1 | 1 | 1 | 0 | 0 | 0 | 0 | 0 | 0 | 0 | 0 | 0 | 0 | 0 | 0 | 0 | 0 | 0 | 0 | 0 | 0 | 0 | 0 | 0 | 0 | 0 | 0 | 0
Wednesday | 11 | 2 | 1 | 7321 | 0 | 0 | 0 | 0 | 0 | 0 | 0 | 0 | 0 | 0 | 0 | 0 | 0 | 0 | 0 | 0 | 0 | 0 | 0 | 0 | 0 |  | 0 | 0 | 0 | 0 | 0 | 0 | 0 | 0 |  |  |  |  | 0 | 0 | 0 | 0 | 0 | 0 | 0 | 1 |  | 1 | 1 | 1 | 1 | 1 | 1 | 0 | 0 | 0 | 0 | 0 | 0 | 0 | 0 | 0 | 0 | 0 | 0 | 0 | 0 | 0 | 0 | 0 | 0 | 0 | 0 | 0 | 0 | 0 | 0 | 0
Wednesday | 11 | 2 | 2 | 7322 | 0 | 0 | 0 | 0 | 0 | 0 | 0 | 0 | 0 | 0 | 0 | 0 | 0 | 0 | 0 | 0 | 0 | 0 | 0 | 0 | 0 |  | 0 | 0 | 0 | 0 | 0 | 0 | 0 | 0 |  |  |  |  | 0 | 0 | 0 | 0 | 0 | 0 | 0 | 1 |  | 1 | 1 | 1 | 1 | 1 | 1 | 0 | 0 | 0 | 0 | 0 | 0 | 0 | 0 | 0 | 0 | 0 | 0 | 0 | 0 | 0 | 0 | 0 | 0 | 0 | 0 | 0 | 0 | 0 | 0 | 0
Wednesday | 11 | 2 | 3 | 7323 | 0 | 0 | 0 | 0 | 0 | 0 | 0 | 0 | 0 | 0 | 0 | 0 | 0 | 0 | 0 | 0 | 0 | 0 | 0 | 0 | 0 |  | 0 | 0 | 0 | 0 | 0 | 0 | 0 | 0 |  |  |  |  | 0 | 0 | 0 | 0 | 0 | 0 | 0 | 1 |  | 1 | 1 | 1 | 1 | 1 | 1 | 0 | 0 | 0 | 0 | 0 | 0 | 0 | 0 | 0 | 0 | 0 | 0 | 0 | 0 | 0 | 0 | 0 | 0 | 0 | 0 | 0 | 0 | 0 | 0 | 0
Wednesday | 11 | 2 | 4 | 7324 | 0 | 0 | 0 | 0 | 0 | 0 | 0 | 0 | 0 | 0 | 0 | 0 | 0 | 0 | 0 | 0 | 0 | 0 | 0 | 0 | 0 |  | 0 | 0 | 0 | 0 | 0 | 0 | 0 | 0 |  |  |  |  | 0 | 0 | 0 | 0 | 0 | 0 | 0 | 1 |  | 1 | 1 | 1 | 1 | 1 | 1 | 0 | 0 | 0 | 0 | 0 | 0 | 0 | 0 | 0 | 0 | 0 | 0 | 0 | 0 | 0 | 0 | 0 | 0 | 0 | 0 | 0 | 0 | 0 | 0 | 0
Wednesday | 11 | 2 | 5 | 7325 | 0 | 0 | 0 | 0 | 0 | 0 | 0 | 0 | 0 | 0 | 0 | 0 | 0 | 0 | 0 | 0 | 0 | 0 | 0 | 0 | 0 |  | 0 | 0 | 0 | 0 | 0 | 0 | 0 | 0 |  |  |  |  | 0 | 0 | 0 | 0 | 0 | 0 | 0 | 1 |  | 1 | 1 | 1 | 1 | 1 | 1 | 0 | 0 | 0 | 0 | 0 | 0 | 0 | 0 | 0 | 0 | 0 | 0 | 0 | 0 | 0 | 0 | 0 | 0 | 0 | 0 | 0 | 0 | 0 | 0 | 0
Wednesday | 11 | 2 | 6 | 7326 | 0 | 0 | 0 | 0 | 0 | 0 | 0 | 0 | 0 | 0 | 0 | 0 | 0 | 0 | 0 | 0 | 0 | 0 | 0 | 0 | 0 |  | 0 | 0 | 0 | 0 | 0 | 0 | 0 | 0 |  |  |  |  | 0 | 0 | 0 | 0 | 0 | 0 | 0 | 1 |  | 1 | 1 | 1 | 1 | 1 | 1 | 0 | 0 | 0 | 0 | 0 | 0 | 0 | 0 | 0 | 0 | 0 | 0 | 0 | 0 | 0 | 0 | 0 | 0 | 0 | 0 | 0 | 0 | 0 | 0 | 0
Wednesday | 11 | 2 | 7 | 7327 | 0 | 0 | 0 | 0 | 0 | 0 | 0 | 0 | 0 | 0 | 0 | 0 | 0 | 0 | 0 | 0 | 0 | 0 | 0 | 0 | 0 |  | 0 | 0 | 0 | 0 | 0 | 0 | 0 | 0 |  |  |  |  | 0 | 0 | 0 | 0 | 0 | 0 | 0 | 1 |  | 1 | 1 | 1 | 1 | 1 | 1 | 0 | 0 | 0 | 0 | 0 | 0 | 0 | 0 | 0 | 0 | 0 | 0 | 0 | 0 | 0 | 0 | 0 | 0 | 0 | 0 | 0 | 0 | 0 | 0 | 0
Wednesday | 11 | 2 | 8 | 7328 | 0 | 0 | 0 | 0 | 0 | 0 | 0 | 0 | 0 | 0 | 0 | 0 | 0 | 0 | 0 | 0 | 0 | 0 | 0 | 0 | 0 |  | 0 | 0 | 0 | 0 | 0 | 0 | 0 | 0 |  |  |  |  | 0 | 0 | 0 | 0 | 0 | 0 | 1 | 0 |  | 1 | 1 | 1 | 1 | #VALUE! | #VALUE! | 0 | 0 | 0 | 0 | 0 | 0 | 0 | 0 | 0 | 0 | 0 | 0 | 0 | 0 | 0 | 0 | 0 | 0 | 0 | 0 | 0 | 0 | 0 | 0 | 0
Wednesday | 11 | 2 | 9 | 7329 | 0 | 0 | 0 | 0 | 0 | 0 | 0 | 0 | 0 | 0 | 0 | 0 | 0 | 0 | 0 | 0 | 0 | 0 | 0 | 0 | 0 |  | 0 | 0 | 0 | 0 | 0 | 0 | 0 | 0 |  |  |  |  | 0 | 0 | 0 | 0 | 0 | 0 | 1 | 0 |  | 1 | 1 | 1 | 1 | #VALUE! | #VALUE! | 0 | 0 | 0 | 0 | 0 | 0 | 0 | 0 | 0 | 0 | 0 | 0 | 0 | 0 | 0 | 0 | 0 | 0 | 0 | 0 | 0 | 0 | 0 | 0 | 0
Wednesday | 11 | 2 | 10 | 7330 | 0 | 0 | 0 | 0 | 0 | 0 | 0 | 0 | 0 | 0 | 0 | 0 | 0 | 0 | 0 | 0 | 0 | 0 | 0 | 0 | 0 |  | 0 | 0 | 0 | 0 | 0 | 0 | 0 | 0 |  |  |  |  | 0 | 0 | 0 | 0 | 0 | 0 | 1 | 0 |  | 1 | 1 | 1 | 1 | #VALUE! | #VALUE! | 0 | 0 | 0 | 0 | 0 | 0 | 0 | 0 | 0 | 0 | 0 | 0 | 0 | 0 | 0 | 0 | 0 | 0 | 0 | 0 | 0 | 0 | 0 | 0 | 0
Wednesday | 11 | 2 | 11 | 7331 | 0 | 0 | 0 | 0 | 0 | 0 | 0 | 0 | 0 | 0 | 0 | 0 | 0 | 0 | 0 | 0 | 0 | 0 | 0 | 0 | 0 |  | 0 | 0 | 0 | 0 | 0 | 0 | 0 | 0 |  |  |  |  | 0 | 0 | 0 | 0 | 0 | 0 | 1 | 0 |  | 1 | 1 | 1 | 1 | #VALUE! | #VALUE! | 0 | 0 | 0 | 0 | 0 | 0 | 0 | 0 | 0 | 0 | 0 | 0 | 0 | 0 | 0 | 0 | 0 | 0 | 0 | 0 | 0 | 0 | 0 | 0 | 0
Wednesday | 11 | 2 | 12 | 7332 | 0 | 0 | 0 | 0 | 0 | 0 | 0 | 0 | 0 | 0 | 0 | 0 | 0 | 0 | 0 | 0 | 0 | 0 | 0 | 0 | 0 |  | 0 | 0 | 0 | 0 | 0 | 0 | 0 | 0 |  |  |  |  | 0 | 0 | 0 | 0 | 0 | 0 | 1 | 0 |  | 1 | 1 | 1 | 1 | #VALUE! | #VALUE! | 0 | 0 | 0 | 0 | 0 | 0 | 0 | 0 | 0 | 0 | 0 | 0 | 0 | 0 | 0 | 0 | 0 | 0 | 0 | 0 | 0 | 0 | 0 | 0 | 0
Wednesday | 11 | 2 | 13 | 7333 | 0 | 0 | 0 | 0 | 0 | 0 | 0 | 0 | 0 | 0 | 0 | 0 | 0 | 0 | 0 | 0 | 0 | 0 | 0 | 0 | 0 |  | 0 | 0 | 0 | 0 | 0 | 0 | 0 | 0 |  |  |  |  | 0 | 0 | 0 | 0 | 0 | 0 | 1 | 0 |  | 1 | 1 | 1 | 1 | #VALUE! | #VALUE! | 0 | 0 | 0 | 0 | 0 | 0 | 0 | 0 | 0 | 0 | 0 | 0 | 0 | 0 | 0 | 0 | 0 | 0 | 0 | 0 | 0 | 0 | 0 | 0 | 0
Wednesday | 11 | 2 | 14 | 7334 | 0 | 0 | 0 | 0 | 0 | 0 | 0 | 0 | 0 | 0 | 0 | 0 | 0 | 0 | 0 | 0 | 0 | 0 | 0 | 0 | 0 |  | 0 | 0 | 0 | 0 | 0 | 0 | 0 | 0 |  |  |  |  | 0 | 0 | 0 | 0 | 0 | 0 | 1 | 0 |  | 1 | 1 | 1 | 1 | #VALUE! | #VALUE! | 0 | 0 | 0 | 0 | 0 | 0 | 0 | 0 | 0 | 0 | 0 | 0 | 0 | 0 | 0 | 0 | 0 | 0 | 0 | 0 | 0 | 0 | 0 | 0 | 0
Wednesday | 11 | 2 | 15 | 7335 | 0 | 0 | 0 | 0 | 0 | 0 | 0 | 0 | 0 | 0 | 0 | 0 | 0 | 0 | 0 | 0 | 0 | 0 | 0 | 0 | 0 |  | 0 | 0 | 0 | 0 | 0 | 0 | 0 | 0 |  |  |  |  | 0 | 0 | 0 | 0 | 0 | 0 | 1 | 0 |  | 1 | 1 | 1 | 1 | #VALUE! | #VALUE! | 0 | 0 | 0 | 0 | 0 | 0 | 0 | 0 | 0 | 0 | 0 | 0 | 0 | 0 | 0 | 0 | 0 | 0 | 0 | 0 | 0 | 0 | 0 | 0 | 0
Wednesday | 11 | 2 | 16 | 7336 | 0 | 0 | 0 | 0 | 0 | 0 | 0 | 0 | 0 | 0 | 0 | 0 | 0 | 0 | 0 | 0 | 0 | 0 | 0 | 0 | 0 |  | 0 | 0 | 0 | 0 | 0 | 0 | 0 | 0 |  |  |  |  | 0 | 0 | 0 | 0 | 0 | 0 | 1 | 0 |  | 1 | 1 | 1 | 1 | #VALUE! | #VALUE! | 0 | 0 | 0 | 0 | 0 | 0 | 0 | 0 | 0 | 0 | 0 | 0 | 0 | 0 | 0 | 0 | 0 | 0 | 0 | 0 | 0 | 0 | 0 | 0 | 0
Wednesday | 11 | 2 | 17 | 7337 | 0 | 0 | 0 | 0 | 0 | 0 | 0 | 0 | 0 | 0 | 0 | 0 | 0 | 0 | 0 | 0 | 0 | 0 | 0 | 0 | 0 |  | 0 | 0 | 0 | 0 | 0 | 0 | 0 | 0 |  |  |  |  | 0 | 0 | 0 | 0 | 0 | 0 | 1 | 0 |  | 1 | 1 | 1 | 1 | #VALUE! | #VALUE! | 0 | 0 | 0 | 0 | 0 | 0 | 0 | 0 | 0 | 0 | 0 | 0 | 0 | 0 | 0 | 0 | 0 | 0 | 0 | 0 | 0 | 0 | 0 | 0 | 0
Wednesday | 11 | 2 | 18 | 7338 | 0 | 0 | 0 | 0 | 0 | 0 | 0 | 0 | 0 | 0 | 0 | 0 | 0 | 0 | 0 | 0 | 0 | 0 | 0 | 0 | 0 |  | 0 | 0 | 0 | 0 | 0 | 0 | 0 | 0 |  |  |  |  | 0 | 0 | 0 | 0 | 0 | 0 | 1 | 0 |  | 1 | 1 | 1 | 1 | #VALUE! | #VALUE! | 0 | 0 | 0 | 0 | 0 | 0 | 0 | 0 | 0 | 0 | 0 | 0 | 0 | 0 | 0 | 0 | 0 | 0 | 0 | 0 | 0 | 0 | 0 | 0 | 0
Wednesday | 11 | 2 | 19 | 7339 | 0 | 0 | 0 | 0 | 0 | 0 | 0 | 0 | 0 | 0 | 0 | 0 | 0 | 0 | 0 | 0 | 0 | 0 | 0 | 0 | 0 |  | 0 | 0 | 0 | 0 | 0 | 0 | 0 | 0 |  |  |  |  | 0 | 0 | 0 | 0 | 0 | 0 | 1 | 0 |  | 1 | 1 | 1 | 1 | #VALUE! | #VALUE! | 0 | 0 | 0 | 0 | 0 | 0 | 0 | 0 | 0 | 0 | 0 | 0 | 0 | 0 | 0 | 0 | 0 | 0 | 0 | 0 | 0 | 0 | 0 | 0 | 0
Wednesday | 11 | 2 | 20 | 7340 | 0 | 0 | 0 | 0 | 0 | 0 | 0 | 0 | 0 | 0 | 0 | 0 | 0 | 0 | 0 | 0 | 0 | 0 | 0 | 0 | 0 |  | 0 | 0 | 0 | 0 | 0 | 0 | 0 | 0 |  |  |  |  | 0 | 0 | 0 | 0 | 0 | 0 | 1 | 0 |  | 1 | 1 | 1 | 1 | #VALUE! | #VALUE! | 0 | 0 | 0 | 0 | 0 | 0 | 0 | 0 | 0 | 0 | 0 | 0 | 0 | 0 | 0 | 0 | 0 | 0 | 0 | 0 | 0 | 0 | 0 | 0 | 0
Wednesday | 11 | 2 | 21 | 7341 | 0 | 0 | 0 | 0 | 0 | 0 | 0 | 0 | 0 | 0 | 0 | 0 | 0 | 0 | 0 | 0 | 0 | 0 | 0 | 0 | 0 |  | 0 | 0 | 0 | 0 | 0 | 0 | 0 | 0 |  |  |  |  | 0 | 0 | 0 | 0 | 0 | 0 | 1 | 0 |  | 1 | 1 | 1 | 1 | #VALUE! | #VALUE! | 0 | 0 | 0 | 0 | 0 | 0 | 0 | 0 | 0 | 0 | 0 | 0 | 0 | 0 | 0 | 0 | 0 | 0 | 0 | 0 | 0 | 0 | 0 | 0 | 0
Wednesday | 11 | 2 | 22 | 7342 | 0 | 0 | 0 | 0 | 0 | 0 | 0 | 0 | 0 | 0 | 0 | 0 | 0 | 0 | 0 | 0 | 0 | 0 | 0 | 0 | 0 |  | 0 | 0 | 0 | 0 | 0 | 0 | 0 | 0 |  |  |  |  | 0 | 0 | 0 | 0 | 0 | 0 | 1 | 0 |  | 1 | 1 | 1 | 1 | #VALUE! | #VALUE! | 0 | 0 | 0 | 0 | 0 | 0 | 0 | 0 | 0 | 0 | 0 | 0 | 0 | 0 | 0 | 0 | 0 | 0 | 0 | 0 | 0 | 0 | 0 | 0 | 0
Wednesday | 11 | 2 | 23 | 7343 | 0 | 0 | 0 | 0 | 0 | 0 | 0 | 0 | 0 | 0 | 0 | 0 | 0 | 0 | 0 | 0 | 0 | 0 | 0 | 0 | 0 |  | 0 | 0 | 0 | 0 | 0 | 0 | 0 | 0 |  |  |  |  | 0 | 0 | 0 | 0 | 0 | 0 | 0 | 1 |  | 1 | 1 | 1 | 1 | 1 | 1 | 0 | 0 | 0 | 0 | 0 | 0 | 0 | 0 | 0 | 0 | 0 | 0 | 0 | 0 | 0 | 0 | 0 | 0 | 0 | 0 | 0 | 0 | 0 | 0 | 0
Wednesday | 11 | 2 | 24 | 7344 | 0 | 0 | 0 | 0 | 0 | 0 | 0 | 0 | 0 | 0 | 0 | 0 | 0 | 0 | 0 | 0 | 0 | 0 | 0 | 0 | 0 |  | 0 | 0 | 0 | 0 | 0 | 0 | 0 | 0 |  |  |  |  | 0 | 0 | 0 | 0 | 0 | 0 | 0 | 1 |  | 1 | 1 | 1 | 1 | 1 | 1 | 0 | 0 | 0 | 0 | 0 | 0 | 0 | 0 | 0 | 0 | 0 | 0 | 0 | 0 | 0 | 0 | 0 | 0 | 0 | 0 | 0 | 0 | 0 | 0 | 0
Thursday | 11 | 3 | 1 | 7345 | 0 | 0 | 0 | 0 | 0 | 0 | 0 | 0 | 0 | 0 | 0 | 0 | 0 | 0 | 0 | 0 | 0 | 0 | 0 | 0 | 0 |  | 0 | 0 | 0 | 0 | 0 | 0 | 0 | 0 |  |  |  |  | 0 | 0 | 0 | 0 | 0 | 0 | 0 | 1 |  | 1 | 1 | 1 | 1 | 1 | 1 | 0 | 0 | 0 | 0 | 0 | 0 | 0 | 0 | 0 | 0 | 0 | 0 | 0 | 0 | 0 | 0 | 0 | 0 | 0 | 0 | 0 | 0 | 0 | 0 | 0
Thursday | 11 | 3 | 2 | 7346 | 0 | 0 | 0 | 0 | 0 | 0 | 0 | 0 | 0 | 0 | 0 | 0 | 0 | 0 | 0 | 0 | 0 | 0 | 0 | 0 | 0 |  | 0 | 0 | 0 | 0 | 0 | 0 | 0 | 0 |  |  |  |  | 0 | 0 | 0 | 0 | 0 | 0 | 0 | 1 |  | 1 | 1 | 1 | 1 | 1 | 1 | 0 | 0 | 0 | 0 | 0 | 0 | 0 | 0 | 0 | 0 | 0 | 0 | 0 | 0 | 0 | 0 | 0 | 0 | 0 | 0 | 0 | 0 | 0 | 0 | 0
Thursday | 11 | 3 | 3 | 7347 | 0 | 0 | 0 | 0 | 0 | 0 | 0 | 0 | 0 | 0 | 0 | 0 | 0 | 0 | 0 | 0 | 0 | 0 | 0 | 0 | 0 |  | 0 | 0 | 0 | 0 | 0 | 0 | 0 | 0 |  |  |  |  | 0 | 0 | 0 | 0 | 0 | 0 | 0 | 1 |  | 1 | 1 | 1 | 1 | 1 | 1 | 0 | 0 | 0 | 0 | 0 | 0 | 0 | 0 | 0 | 0 | 0 | 0 | 0 | 0 | 0 | 0 | 0 | 0 | 0 | 0 | 0 | 0 | 0 | 0 | 0
Thursday | 11 | 3 | 4 | 7348 | 0 | 0 | 0 | 0 | 0 | 0 | 0 | 0 | 0 | 0 | 0 | 0 | 0 | 0 | 0 | 0 | 0 | 0 | 0 | 0 | 0 |  | 0 | 0 | 0 | 0 | 0 | 0 | 0 | 0 |  |  |  |  | 0 | 0 | 0 | 0 | 0 | 0 | 0 | 1 |  | 1 | 1 | 1 | 1 | 1 | 1 | 0 | 0 | 0 | 0 | 0 | 0 | 0 | 0 | 0 | 0 | 0 | 0 | 0 | 0 | 0 | 0 | 0 | 0 | 0 | 0 | 0 | 0 | 0 | 0 | 0
Thursday | 11 | 3 | 5 | 7349 | 0 | 0 | 0 | 0 | 0 | 0 | 0 | 0 | 0 | 0 | 0 | 0 | 0 | 0 | 0 | 0 | 0 | 0 | 0 | 0 | 0 |  | 0 | 0 | 0 | 0 | 0 | 0 | 0 | 0 |  |  |  |  | 0 | 0 | 0 | 0 | 0 | 0 | 0 | 1 |  | 1 | 1 | 1 | 1 | 1 | 1 | 0 | 0 | 0 | 0 | 0 | 0 | 0 | 0 | 0 | 0 | 0 | 0 | 0 | 0 | 0 | 0 | 0 | 0 | 0 | 0 | 0 | 0 | 0 | 0 | 0
Thursday | 11 | 3 | 6 | 7350 | 0 | 0 | 0 | 0 | 0 | 0 | 0 | 0 | 0 | 0 | 0 | 0 | 0 | 0 | 0 | 0 | 0 | 0 | 0 | 0 | 0 |  | 0 | 0 | 0 | 0 | 0 | 0 | 0 | 0 |  |  |  |  | 0 | 0 | 0 | 0 | 0 | 0 | 0 | 1 |  | 1 | 1 | 1 | 1 | 1 | 1 | 0 | 0 | 0 | 0 | 0 | 0 | 0 | 0 | 0 | 0 | 0 | 0 | 0 | 0 | 0 | 0 | 0 | 0 | 0 | 0 | 0 | 0 | 0 | 0 | 0
Thursday | 11 | 3 | 7 | 7351 | 0 | 0 | 0 | 0 | 0 | 0 | 0 | 0 | 0 | 0 | 0 | 0 | 0 | 0 | 0 | 0 | 0 | 0 | 0 | 0 | 0 |  | 0 | 0 | 0 | 0 | 0 | 0 | 0 | 0 |  |  |  |  | 0 | 0 | 0 | 0 | 0 | 0 | 0 | 1 |  | 1 | 1 | 1 | 1 | 1 | 1 | 0 | 0 | 0 | 0 | 0 | 0 | 0 | 0 | 0 | 0 | 0 | 0 | 0 | 0 | 0 | 0 | 0 | 0 | 0 | 0 | 0 | 0 | 0 | 0 | 0
Thursday | 11 | 3 | 8 | 7352 | 0 | 0 | 0 | 0 | 0 | 0 | 0 | 0 | 0 | 0 | 0 | 0 | 0 | 0 | 0 | 0 | 0 | 0 | 0 | 0 | 0 |  | 0 | 0 | 0 | 0 | 0 | 0 | 0 | 0 |  |  |  |  | 0 | 0 | 0 | 0 | 0 | 0 | 1 | 0 |  | 1 | 1 | 1 | 1 | #VALUE! | #VALUE! | 0 | 0 | 0 | 0 | 0 | 0 | 0 | 0 | 0 | 0 | 0 | 0 | 0 | 0 | 0 | 0 | 0 | 0 | 0 | 0 | 0 | 0 | 0 | 0 | 0
Thursday | 11 | 3 | 9 | 7353 | 0 | 0 | 0 | 0 | 0 | 0 | 0 | 0 | 0 | 0 | 0 | 0 | 0 | 0 | 0 | 0 | 0 | 0 | 0 | 0 | 0 |  | 0 | 0 | 0 | 0 | 0 | 0 | 0 | 0 |  |  |  |  | 0 | 0 | 0 | 0 | 0 | 0 | 1 | 0 |  | 1 | 1 | 1 | 1 | #VALUE! | #VALUE! | 0 | 0 | 0 | 0 | 0 | 0 | 0 | 0 | 0 | 0 | 0 | 0 | 0 | 0 | 0 | 0 | 0 | 0 | 0 | 0 | 0 | 0 | 0 | 0 | 0
Thursday | 11 | 3 | 10 | 7354 | 0 | 0 | 0 | 0 | 0 | 0 | 0 | 0 | 0 | 0 | 0 | 0 | 0 | 0 | 0 | 0 | 0 | 0 | 0 | 0 | 0 |  | 0 | 0 | 0 | 0 | 0 | 0 | 0 | 0 |  |  |  |  | 0 | 0 | 0 | 0 | 0 | 0 | 1 | 0 |  | 1 | 1 | 1 | 1 | #VALUE! | #VALUE! | 0 | 0 | 0 | 0 | 0 | 0 | 0 | 0 | 0 | 0 | 0 | 0 | 0 | 0 | 0 | 0 | 0 | 0 | 0 | 0 | 0 | 0 | 0 | 0 | 0
Thursday | 11 | 3 | 11 | 7355 | 0 | 0 | 0 | 0 | 0 | 0 | 0 | 0 | 0 | 0 | 0 | 0 | 0 | 0 | 0 | 0 | 0 | 0 | 0 | 0 | 0 |  | 0 | 0 | 0 | 0 | 0 | 0 | 0 | 0 |  |  |  |  | 0 | 0 | 0 | 0 | 0 | 0 | 1 | 0 |  | 1 | 1 | 1 | 1 | #VALUE! | #VALUE! | 0 | 0 | 0 | 0 | 0 | 0 | 0 | 0 | 0 | 0 | 0 | 0 | 0 | 0 | 0 | 0 | 0 | 0 | 0 | 0 | 0 | 0 | 0 | 0 | 0
Thursday | 11 | 3 | 12 | 7356 | 0 | 0 | 0 | 0 | 0 | 0 | 0 | 0 | 0 | 0 | 0 | 0 | 0 | 0 | 0 | 0 | 0 | 0 | 0 | 0 | 0 |  | 0 | 0 | 0 | 0 | 0 | 0 | 0 | 0 |  |  |  |  | 0 | 0 | 0 | 0 | 0 | 0 | 1 | 0 |  | 1 | 1 | 1 | 1 | #VALUE! | #VALUE! | 0 | 0 | 0 | 0 | 0 | 0 | 0 | 0 | 0 | 0 | 0 | 0 | 0 | 0 | 0 | 0 | 0 | 0 | 0 | 0 | 0 | 0 | 0 | 0 | 0
Thursday | 11 | 3 | 13 | 7357 | 0 | 0 | 0 | 0 | 0 | 0 | 0 | 0 | 0 | 0 | 0 | 0 | 0 | 0 | 0 | 0 | 0 | 0 | 0 | 0 | 0 |  | 0 | 0 | 0 | 0 | 0 | 0 | 0 | 0 |  |  |  |  | 0 | 0 | 0 | 0 | 0 | 0 | 1 | 0 |  | 1 | 1 | 1 | 1 | #VALUE! | #VALUE! | 0 | 0 | 0 | 0 | 0 | 0 | 0 | 0 | 0 | 0 | 0 | 0 | 0 | 0 | 0 | 0 | 0 | 0 | 0 | 0 | 0 | 0 | 0 | 0 | 0
Thursday | 11 | 3 | 14 | 7358 | 0 | 0 | 0 | 0 | 0 | 0 | 0 | 0 | 0 | 0 | 0 | 0 | 0 | 0 | 0 | 0 | 0 | 0 | 0 | 0 | 0 |  | 0 | 0 | 0 | 0 | 0 | 0 | 0 | 0 |  |  |  |  | 0 | 0 | 0 | 0 | 0 | 0 | 1 | 0 |  | 1 | 1 | 1 | 1 | #VALUE! | #VALUE! | 0 | 0 | 0 | 0 | 0 | 0 | 0 | 0 | 0 | 0 | 0 | 0 | 0 | 0 | 0 | 0 | 0 | 0 | 0 | 0 | 0 | 0 | 0 | 0 | 0
Thursday | 11 | 3 | 15 | 7359 | 0 | 0 | 0 | 0 | 0 | 0 | 0 | 0 | 0 | 0 | 0 | 0 | 0 | 0 | 0 | 0 | 0 | 0 | 0 | 0 | 0 |  | 0 | 0 | 0 | 0 | 0 | 0 | 0 | 0 |  |  |  |  | 0 | 0 | 0 | 0 | 0 | 0 | 1 | 0 |  | 1 | 1 | 1 | 1 | #VALUE! | #VALUE! | 0 | 0 | 0 | 0 | 0 | 0 | 0 | 0 | 0 | 0 | 0 | 0 | 0 | 0 | 0 | 0 | 0 | 0 | 0 | 0 | 0 | 0 | 0 | 0 | 0
Thursday | 11 | 3 | 16 | 7360 | 0 | 0 | 0 | 0 | 0 | 0 | 0 | 0 | 0 | 0 | 0 | 0 | 0 | 0 | 0 | 0 | 0 | 0 | 0 | 0 | 0 |  | 0 | 0 | 0 | 0 | 0 | 0 | 0 | 0 |  |  |  |  | 0 | 0 | 0 | 0 | 0 | 0 | 1 | 0 |  | 1 | 1 | 1 | 1 | #VALUE! | #VALUE! | 0 | 0 | 0 | 0 | 0 | 0 | 0 | 0 | 0 | 0 | 0 | 0 | 0 | 0 | 0 | 0 | 0 | 0 | 0 | 0 | 0 | 0 | 0 | 0 | 0
Thursday | 11 | 3 | 17 | 7361 | 0 | 0 | 0 | 0 | 0 | 0 | 0 | 0 | 0 | 0 | 0 | 0 | 0 | 0 | 0 | 0 | 0 | 0 | 0 | 0 | 0 |  | 0 | 0 | 0 | 0 | 0 | 0 | 0 | 0 |  |  |  |  | 0 | 0 | 0 | 0 | 0 | 0 | 1 | 0 |  | 1 | 1 | 1 | 1 | #VALUE! | #VALUE! | 0 | 0 | 0 | 0 | 0 | 0 | 0 | 0 | 0 | 0 | 0 | 0 | 0 | 0 | 0 | 0 | 0 | 0 | 0 | 0 | 0 | 0 | 0 | 0 | 0
Thursday | 11 | 3 | 18 | 7362 | 0 | 0 | 0 | 0 | 0 | 0 | 0 | 0 | 0 | 0 | 0 | 0 | 0 | 0 | 0 | 0 | 0 | 0 | 0 | 0 | 0 |  | 0 | 0 | 0 | 0 | 0 | 0 | 0 | 0 |  |  |  |  | 0 | 0 | 0 | 0 | 0 | 0 | 1 | 0 |  | 1 | 1 | 1 | 1 | #VALUE! | #VALUE! | 0 | 0 | 0 | 0 | 0 | 0 | 0 | 0 | 0 | 0 | 0 | 0 | 0 | 0 | 0 | 0 | 0 | 0 | 0 | 0 | 0 | 0 | 0 | 0 | 0
Thursday | 11 | 3 | 19 | 7363 | 0 | 0 | 0 | 0 | 0 | 0 | 0 | 0 | 0 | 0 | 0 | 0 | 0 | 0 | 0 | 0 | 0 | 0 | 0 | 0 | 0 |  | 0 | 0 | 0 | 0 | 0 | 0 | 0 | 0 |  |  |  |  | 0 | 0 | 0 | 0 | 0 | 0 | 1 | 0 |  | 1 | 1 | 1 | 1 | #VALUE! | #VALUE! | 0 | 0 | 0 | 0 | 0 | 0 | 0 | 0 | 0 | 0 | 0 | 0 | 0 | 0 | 0 | 0 | 0 | 0 | 0 | 0 | 0 | 0 | 0 | 0 | 0
Thursday | 11 | 3 | 20 | 7364 | 0 | 0 | 0 | 0 | 0 | 0 | 0 | 0 | 0 | 0 | 0 | 0 | 0 | 0 | 0 | 0 | 0 | 0 | 0 | 0 | 0 |  | 0 | 0 | 0 | 0 | 0 | 0 | 0 | 0 |  |  |  |  | 0 | 0 | 0 | 0 | 0 | 0 | 1 | 0 |  | 1 | 1 | 1 | 1 | #VALUE! | #VALUE! | 0 | 0 | 0 | 0 | 0 | 0 | 0 | 0 | 0 | 0 | 0 | 0 | 0 | 0 | 0 | 0 | 0 | 0 | 0 | 0 | 0 | 0 | 0 | 0 | 0
Thursday | 11 | 3 | 21 | 7365 | 0 | 0 | 0 | 0 | 0 | 0 | 0 | 0 | 0 | 0 | 0 | 0 | 0 | 0 | 0 | 0 | 0 | 0 | 0 | 0 | 0 |  | 0 | 0 | 0 | 0 | 0 | 0 | 0 | 0 |  |  |  |  | 0 | 0 | 0 | 0 | 0 | 0 | 1 | 0 |  | 1 | 1 | 1 | 1 | #VALUE! | #VALUE! | 0 | 0 | 0 | 0 | 0 | 0 | 0 | 0 | 0 | 0 | 0 | 0 | 0 | 0 | 0 | 0 | 0 | 0 | 0 | 0 | 0 | 0 | 0 | 0 | 0
Thursday | 11 | 3 | 22 | 7366 | 0 | 0 | 0 | 0 | 0 | 0 | 0 | 0 | 0 | 0 | 0 | 0 | 0 | 0 | 0 | 0 | 0 | 0 | 0 | 0 | 0 |  | 0 | 0 | 0 | 0 | 0 | 0 | 0 | 0 |  |  |  |  | 0 | 0 | 0 | 0 | 0 | 0 | 1 | 0 |  | 1 | 1 | 1 | 1 | #VALUE! | #VALUE! | 0 | 0 | 0 | 0 | 0 | 0 | 0 | 0 | 0 | 0 | 0 | 0 | 0 | 0 | 0 | 0 | 0 | 0 | 0 | 0 | 0 | 0 | 0 | 0 | 0
Thursday | 11 | 3 | 23 | 7367 | 0 | 0 | 0 | 0 | 0 | 0 | 0 | 0 | 0 | 0 | 0 | 0 | 0 | 0 | 0 | 0 | 0 | 0 | 0 | 0 | 0 |  | 0 | 0 | 0 | 0 | 0 | 0 | 0 | 0 |  |  |  |  | 0 | 0 | 0 | 0 | 0 | 0 | 0 | 1 |  | 1 | 1 | 1 | 1 | 1 | 1 | 0 | 0 | 0 | 0 | 0 | 0 | 0 | 0 | 0 | 0 | 0 | 0 | 0 | 0 | 0 | 0 | 0 | 0 | 0 | 0 | 0 | 0 | 0 | 0 | 0
Thursday | 11 | 3 | 24 | 7368 | 0 | 0 | 0 | 0 | 0 | 0 | 0 | 0 | 0 | 0 | 0 | 0 | 0 | 0 | 0 | 0 | 0 | 0 | 0 | 0 | 0 |  | 0 | 0 | 0 | 0 | 0 | 0 | 0 | 0 |  |  |  |  | 0 | 0 | 0 | 0 | 0 | 0 | 0 | 1 |  | 1 | 1 | 1 | 1 | 1 | 1 | 0 | 0 | 0 | 0 | 0 | 0 | 0 | 0 | 0 | 0 | 0 | 0 | 0 | 0 | 0 | 0 | 0 | 0 | 0 | 0 | 0 | 0 | 0 | 0 | 0
Friday | 11 | 4 | 1 | 7369 | 0 | 0 | 0 | 0 | 0 | 0 | 0 | 0 | 0 | 0 | 0 | 0 | 0 | 0 | 0 | 0 | 0 | 0 | 0 | 0 | 0 |  | 0 | 0 | 0 | 0 | 0 | 0 | 0 | 0 |  |  |  |  | 0 | 0 | 0 | 0 | 0 | 0 | 0 | 1 |  | 1 | 1 | 1 | 1 | 1 | 1 | 0 | 0 | 0 | 0 | 0 | 0 | 0 | 0 | 0 | 0 | 0 | 0 | 0 | 0 | 0 | 0 | 0 | 0 | 0 | 0 | 0 | 0 | 0 | 0 | 0
Friday | 11 | 4 | 2 | 7370 | 0 | 0 | 0 | 0 | 0 | 0 | 0 | 0 | 0 | 0 | 0 | 0 | 0 | 0 | 0 | 0 | 0 | 0 | 0 | 0 | 0 |  | 0 | 0 | 0 | 0 | 0 | 0 | 0 | 0 |  |  |  |  | 0 | 0 | 0 | 0 | 0 | 0 | 0 | 1 |  | 1 | 1 | 1 | 1 | 1 | 1 | 0 | 0 | 0 | 0 | 0 | 0 | 0 | 0 | 0 | 0 | 0 | 0 | 0 | 0 | 0 | 0 | 0 | 0 | 0 | 0 | 0 | 0 | 0 | 0 | 0
Friday | 11 | 4 | 3 | 7371 | 0 | 0 | 0 | 0 | 0 | 0 | 0 | 0 | 0 | 0 | 0 | 0 | 0 | 0 | 0 | 0 | 0 | 0 | 0 | 0 | 0 |  | 0 | 0 | 0 | 0 | 0 | 0 | 0 | 0 |  |  |  |  | 0 | 0 | 0 | 0 | 0 | 0 | 0 | 1 |  | 1 | 1 | 1 | 1 | 1 | 1 | 0 | 0 | 0 | 0 | 0 | 0 | 0 | 0 | 0 | 0 | 0 | 0 | 0 | 0 | 0 | 0 | 0 | 0 | 0 | 0 | 0 | 0 | 0 | 0 | 0
Friday | 11 | 4 | 4 | 7372 | 0 | 0 | 0 | 0 | 0 | 0 | 0 | 0 | 0 | 0 | 0 | 0 | 0 | 0 | 0 | 0 | 0 | 0 | 0 | 0 | 0 |  | 0 | 0 | 0 | 0 | 0 | 0 | 0 | 0 |  |  |  |  | 0 | 0 | 0 | 0 | 0 | 0 | 0 | 1 |  | 1 | 1 | 1 | 1 | 1 | 1 | 0 | 0 | 0 | 0 | 0 | 0 | 0 | 0 | 0 | 0 | 0 | 0 | 0 | 0 | 0 | 0 | 0 | 0 | 0 | 0 | 0 | 0 | 0 | 0 | 0
Friday | 11 | 4 | 5 | 7373 | 0 | 0 | 0 | 0 | 0 | 0 | 0 | 0 | 0 | 0 | 0 | 0 | 0 | 0 | 0 | 0 | 0 | 0 | 0 | 0 | 0 |  | 0 | 0 | 0 | 0 | 0 | 0 | 0 | 0 |  |  |  |  | 0 | 0 | 0 | 0 | 0 | 0 | 0 | 1 |  | 1 | 1 | 1 | 1 | 1 | 1 | 0 | 0 | 0 | 0 | 0 | 0 | 0 | 0 | 0 | 0 | 0 | 0 | 0 | 0 | 0 | 0 | 0 | 0 | 0 | 0 | 0 | 0 | 0 | 0 | 0
Friday | 11 | 4 | 6 | 7374 | 0 | 0 | 0 | 0 | 0 | 0 | 0 | 0 | 0 | 0 | 0 | 0 | 0 | 0 | 0 | 0 | 0 | 0 | 0 | 0 | 0 |  | 0 | 0 | 0 | 0 | 0 | 0 | 0 | 0 |  |  |  |  | 0 | 0 | 0 | 0 | 0 | 0 | 0 | 1 |  | 1 | 1 | 1 | 1 | 1 | 1 | 0 | 0 | 0 | 0 | 0 | 0 | 0 | 0 | 0 | 0 | 0 | 0 | 0 | 0 | 0 | 0 | 0 | 0 | 0 | 0 | 0 | 0 | 0 | 0 | 0
Friday | 11 | 4 | 7 | 7375 | 0 | 0 | 0 | 0 | 0 | 0 | 0 | 0 | 0 | 0 | 0 | 0 | 0 | 0 | 0 | 0 | 0 | 0 | 0 | 0 | 0 |  | 0 | 0 | 0 | 0 | 0 | 0 | 0 | 0 |  |  |  |  | 0 | 0 | 0 | 0 | 0 | 0 | 0 | 1 |  | 1 | 1 | 1 | 1 | 1 | 1 | 0 | 0 | 0 | 0 | 0 | 0 | 0 | 0 | 0 | 0 | 0 | 0 | 0 | 0 | 0 | 0 | 0 | 0 | 0 | 0 | 0 | 0 | 0 | 0 | 0
Friday | 11 | 4 | 8 | 7376 | 0 | 0 | 0 | 0 | 0 | 0 | 0 | 0 | 0 | 0 | 0 | 0 | 0 | 0 | 0 | 0 | 0 | 0 | 0 | 0 | 0 |  | 0 | 0 | 0 | 0 | 0 | 0 | 0 | 0 |  |  |  |  | 0 | 0 | 0 | 0 | 0 | 0 | 1 | 0 |  | 1 | 1 | 1 | 1 | #VALUE! | #VALUE! | 0 | 0 | 0 | 0 | 0 | 0 | 0 | 0 | 0 | 0 | 0 | 0 | 0 | 0 | 0 | 0 | 0 | 0 | 0 | 0 | 0 | 0 | 0 | 0 | 0
Friday | 11 | 4 | 9 | 7377 | 0 | 0 | 0 | 0 | 0 | 0 | 0 | 0 | 0 | 0 | 0 | 0 | 0 | 0 | 0 | 0 | 0 | 0 | 0 | 0 | 0 |  | 0 | 0 | 0 | 0 | 0 | 0 | 0 | 0 |  |  |  |  | 0 | 0 | 0 | 0 | 0 | 0 | 1 | 0 |  | 1 | 1 | 1 | 1 | #VALUE! | #VALUE! | 0 | 0 | 0 | 0 | 0 | 0 | 0 | 0 | 0 | 0 | 0 | 0 | 0 | 0 | 0 | 0 | 0 | 0 | 0 | 0 | 0 | 0 | 0 | 0 | 0
Friday | 11 | 4 | 10 | 7378 | 0 | 0 | 0 | 0 | 0 | 0 | 0 | 0 | 0 | 0 | 0 | 0 | 0 | 0 | 0 | 0 | 0 | 0 | 0 | 0 | 0 |  | 0 | 0 | 0 | 0 | 0 | 0 | 0 | 0 |  |  |  |  | 0 | 0 | 0 | 0 | 0 | 0 | 1 | 0 |  | 1 | 1 | 1 | 1 | #VALUE! | #VALUE! | 0 | 0 | 0 | 0 | 0 | 0 | 0 | 0 | 0 | 0 | 0 | 0 | 0 | 0 | 0 | 0 | 0 | 0 | 0 | 0 | 0 | 0 | 0 | 0 | 0
Friday | 11 | 4 | 11 | 7379 | 0 | 0 | 0 | 0 | 0 | 0 | 0 | 0 | 0 | 0 | 0 | 0 | 0 | 0 | 0 | 0 | 0 | 0 | 0 | 0 | 0 |  | 0 | 0 | 0 | 0 | 0 | 0 | 0 | 0 |  |  |  |  | 0 | 0 | 0 | 0 | 0 | 0 | 1 | 0 |  | 1 | 1 | 1 | 1 | #VALUE! | #VALUE! | 0 | 0 | 0 | 0 | 0 | 0 | 0 | 0 | 0 | 0 | 0 | 0 | 0 | 0 | 0 | 0 | 0 | 0 | 0 | 0 | 0 | 0 | 0 | 0 | 0
Friday | 11 | 4 | 12 | 7380 | 0 | 0 | 0 | 0 | 0 | 0 | 0 | 0 | 0 | 0 | 0 | 0 | 0 | 0 | 0 | 0 | 0 | 0 | 0 | 0 | 0 |  | 0 | 0 | 0 | 0 | 0 | 0 | 0 | 0 |  |  |  |  | 0 | 0 | 0 | 0 | 0 | 0 | 1 | 0 |  | 1 | 1 | 1 | 1 | #VALUE! | #VALUE! | 0 | 0 | 0 | 0 | 0 | 0 | 0 | 0 | 0 | 0 | 0 | 0 | 0 | 0 | 0 | 0 | 0 | 0 | 0 | 0 | 0 | 0 | 0 | 0 | 0
Friday | 11 | 4 | 13 | 7381 | 0 | 0 | 0 | 0 | 0 | 0 | 0 | 0 | 0 | 0 | 0 | 0 | 0 | 0 | 0 | 0 | 0 | 0 | 0 | 0 | 0 |  | 0 | 0 | 0 | 0 | 0 | 0 | 0 | 0 |  |  |  |  | 0 | 0 | 0 | 0 | 0 | 0 | 1 | 0 |  | 1 | 1 | 1 | 1 | #VALUE! | #VALUE! | 0 | 0 | 0 | 0 | 0 | 0 | 0 | 0 | 0 | 0 | 0 | 0 | 0 | 0 | 0 | 0 | 0 | 0 | 0 | 0 | 0 | 0 | 0 | 0 | 0
Friday | 11 | 4 | 14 | 7382 | 0 | 0 | 0 | 0 | 0 | 0 | 0 | 0 | 0 | 0 | 0 | 0 | 0 | 0 | 0 | 0 | 0 | 0 | 0 | 0 | 0 |  | 0 | 0 | 0 | 0 | 0 | 0 | 0 | 0 |  |  |  |  | 0 | 0 | 0 | 0 | 0 | 0 | 1 | 0 |  | 1 | 1 | 1 | 1 | #VALUE! | #VALUE! | 0 | 0 | 0 | 0 | 0 | 0 | 0 | 0 | 0 | 0 | 0 | 0 | 0 | 0 | 0 | 0 | 0 | 0 | 0 | 0 | 0 | 0 | 0 | 0 | 0
Friday | 11 | 4 | 15 | 7383 | 0 | 0 | 0 | 0 | 0 | 0 | 0 | 0 | 0 | 0 | 0 | 0 | 0 | 0 | 0 | 0 | 0 | 0 | 0 | 0 | 0 |  | 0 | 0 | 0 | 0 | 0 | 0 | 0 | 0 |  |  |  |  | 0 | 0 | 0 | 0 | 0 | 0 | 1 | 0 |  | 1 | 1 | 1 | 1 | #VALUE! | #VALUE! | 0 | 0 | 0 | 0 | 0 | 0 | 0 | 0 | 0 | 0 | 0 | 0 | 0 | 0 | 0 | 0 | 0 | 0 | 0 | 0 | 0 | 0 | 0 | 0 | 0
Friday | 11 | 4 | 16 | 7384 | 0 | 0 | 0 | 0 | 0 | 0 | 0 | 0 | 0 | 0 | 0 | 0 | 0 | 0 | 0 | 0 | 0 | 0 | 0 | 0 | 0 |  | 0 | 0 | 0 | 0 | 0 | 0 | 0 | 0 |  |  |  |  | 0 | 0 | 0 | 0 | 0 | 0 | 1 | 0 |  | 1 | 1 | 1 | 1 | #VALUE! | #VALUE! | 0 | 0 | 0 | 0 | 0 | 0 | 0 | 0 | 0 | 0 | 0 | 0 | 0 | 0 | 0 | 0 | 0 | 0 | 0 | 0 | 0 | 0 | 0 | 0 | 0
Friday | 11 | 4 | 17 | 7385 | 0 | 0 | 0 | 0 | 0 | 0 | 0 | 0 | 0 | 0 | 0 | 0 | 0 | 0 | 0 | 0 | 0 | 0 | 0 | 0 | 0 |  | 0 | 0 | 0 | 0 | 0 | 0 | 0 | 0 |  |  |  |  | 0 | 0 | 0 | 0 | 0 | 0 | 1 | 0 |  | 1 | 1 | 1 | 1 | #VALUE! | #VALUE! | 0 | 0 | 0 | 0 | 0 | 0 | 0 | 0 | 0 | 0 | 0 | 0 | 0 | 0 | 0 | 0 | 0 | 0 | 0 | 0 | 0 | 0 | 0 | 0 | 0
Friday | 11 | 4 | 18 | 7386 | 0 | 0 | 0 | 0 | 0 | 0 | 0 | 0 | 0 | 0 | 0 | 0 | 0 | 0 | 0 | 0 | 0 | 0 | 0 | 0 | 0 |  | 0 | 0 | 0 | 0 | 0 | 0 | 0 | 0 |  |  |  |  | 0 | 0 | 0 | 0 | 0 | 0 | 1 | 0 |  | 1 | 1 | 1 | 1 | #VALUE! | #VALUE! | 0 | 0 | 0 | 0 | 0 | 0 | 0 | 0 | 0 | 0 | 0 | 0 | 0 | 0 | 0 | 0 | 0 | 0 | 0 | 0 | 0 | 0 | 0 | 0 | 0
Friday | 11 | 4 | 19 | 7387 | 0 | 0 | 0 | 0 | 0 | 0 | 0 | 0 | 0 | 0 | 0 | 0 | 0 | 0 | 0 | 0 | 0 | 0 | 0 | 0 | 0 |  | 0 | 0 | 0 | 0 | 0 | 0 | 0 | 0 |  |  |  |  | 0 | 0 | 0 | 0 | 0 | 0 | 1 | 0 |  | 1 | 1 | 1 | 1 | #VALUE! | #VALUE! | 0 | 0 | 0 | 0 | 0 | 0 | 0 | 0 | 0 | 0 | 0 | 0 | 0 | 0 | 0 | 0 | 0 | 0 | 0 | 0 | 0 | 0 | 0 | 0 | 0
Friday | 11 | 4 | 20 | 7388 | 0 | 0 | 0 | 0 | 0 | 0 | 0 | 0 | 0 | 0 | 0 | 0 | 0 | 0 | 0 | 0 | 0 | 0 | 0 | 0 | 0 |  | 0 | 0 | 0 | 0 | 0 | 0 | 0 | 0 |  |  |  |  | 0 | 0 | 0 | 0 | 0 | 0 | 1 | 0 |  | 1 | 1 | 1 | 1 | #VALUE! | #VALUE! | 0 | 0 | 0 | 0 | 0 | 0 | 0 | 0 | 0 | 0 | 0 | 0 | 0 | 0 | 0 | 0 | 0 | 0 | 0 | 0 | 0 | 0 | 0 | 0 | 0
Friday | 11 | 4 | 21 | 7389 | 0 | 0 | 0 | 0 | 0 | 0 | 0 | 0 | 0 | 0 | 0 | 0 | 0 | 0 | 0 | 0 | 0 | 0 | 0 | 0 | 0 |  | 0 | 0 | 0 | 0 | 0 | 0 | 0 | 0 |  |  |  |  | 0 | 0 | 0 | 0 | 0 | 0 | 1 | 0 |  | 1 | 1 | 1 | 1 | #VALUE! | #VALUE! | 0 | 0 | 0 | 0 | 0 | 0 | 0 | 0 | 0 | 0 | 0 | 0 | 0 | 0 | 0 | 0 | 0 | 0 | 0 | 0 | 0 | 0 | 0 | 0 | 0
Friday | 11 | 4 | 22 | 7390 | 0 | 0 | 0 | 0 | 0 | 0 | 0 | 0 | 0 | 0 | 0 | 0 | 0 | 0 | 0 | 0 | 0 | 0 | 0 | 0 | 0 |  | 0 | 0 | 0 | 0 | 0 | 0 | 0 | 0 |  |  |  |  | 0 | 0 | 0 | 0 | 0 | 0 | 1 | 0 |  | 1 | 1 | 1 | 1 | #VALUE! | #VALUE! | 0 | 0 | 0 | 0 | 0 | 0 | 0 | 0 | 0 | 0 | 0 | 0 | 0 | 0 | 0 | 0 | 0 | 0 | 0 | 0 | 0 | 0 | 0 | 0 | 0
Friday | 11 | 4 | 23 | 7391 | 0 | 0 | 0 | 0 | 0 | 0 | 0 | 0 | 0 | 0 | 0 | 0 | 0 | 0 | 0 | 0 | 0 | 0 | 0 | 0 | 0 |  | 0 | 0 | 0 | 0 | 0 | 0 | 0 | 0 |  |  |  |  | 0 | 0 | 0 | 0 | 0 | 0 | 0 | 1 |  | 1 | 1 | 1 | 1 | 1 | 1 | 0 | 0 | 0 | 0 | 0 | 0 | 0 | 0 | 0 | 0 | 0 | 0 | 0 | 0 | 0 | 0 | 0 | 0 | 0 | 0 | 0 | 0 | 0 | 0 | 0
Friday | 11 | 4 | 24 | 7392 | 0 | 0 | 0 | 0 | 0 | 0 | 0 | 0 | 0 | 0 | 0 | 0 | 0 | 0 | 0 | 0 | 0 | 0 | 0 | 0 | 0 |  | 0 | 0 | 0 | 0 | 0 | 0 | 0 | 0 |  |  |  |  | 0 | 0 | 0 | 0 | 0 | 0 | 0 | 1 |  | 1 | 1 | 1 | 1 | 1 | 1 | 0 | 0 | 0 | 0 | 0 | 0 | 0 | 0 | 0 | 0 | 0 | 0 | 0 | 0 | 0 | 0 | 0 | 0 | 0 | 0 | 0 | 0 | 0 | 0 | 0
Saturday | 11 | 5 | 1 | 7393 | 0 | 0 | 0 | 0 | 0 | 0 | 0 | 0 | 0 | 0 | 0 | 0 | 0 | 0 | 0 | 0 | 0 | 0 | 0 | 0 | 0 |  | 0 | 0 | 0 | 0 | 0 | 0 | 0 | 0 |  |  |  |  | 0 | 0 | 0 | 0 | 0 | 0 | 0 | 1 |  | 1 | 1 | 1 | 1 | 1 | 1 | 0 | 0 | 0 | 0 | 0 | 0 | 0 | 0 | 0 | 0 | 0 | 0 | 0 | 0 | 0 | 0 | 0 | 0 | 0 | 0 | 0 | 0 | 0 | 0 | 0
Saturday | 11 | 5 | 2 | 7394 | 0 | 0 | 0 | 0 | 0 | 0 | 0 | 0 | 0 | 0 | 0 | 0 | 0 | 0 | 0 | 0 | 0 | 0 | 0 | 0 | 0 |  | 0 | 0 | 0 | 0 | 0 | 0 | 0 | 0 |  |  |  |  | 0 | 0 | 0 | 0 | 0 | 0 | 0 | 1 |  | 1 | 1 | 1 | 1 | 1 | 1 | 0 | 0 | 0 | 0 | 0 | 0 | 0 | 0 | 0 | 0 | 0 | 0 | 0 | 0 | 0 | 0 | 0 | 0 | 0 | 0 | 0 | 0 | 0 | 0 | 0
Saturday | 11 | 5 | 3 | 7395 | 0 | 0 | 0 | 0 | 0 | 0 | 0 | 0 | 0 | 0 | 0 | 0 | 0 | 0 | 0 | 0 | 0 | 0 | 0 | 0 | 0 |  | 0 | 0 | 0 | 0 | 0 | 0 | 0 | 0 |  |  |  |  | 0 | 0 | 0 | 0 | 0 | 0 | 0 | 1 |  | 1 | 1 | 1 | 1 | 1 | 1 | 0 | 0 | 0 | 0 | 0 | 0 | 0 | 0 | 0 | 0 | 0 | 0 | 0 | 0 | 0 | 0 | 0 | 0 | 0 | 0 | 0 | 0 | 0 | 0 | 0
Saturday | 11 | 5 | 4 | 7396 | 0 | 0 | 0 | 0 | 0 | 0 | 0 | 0 | 0 | 0 | 0 | 0 | 0 | 0 | 0 | 0 | 0 | 0 | 0 | 0 | 0 |  | 0 | 0 | 0 | 0 | 0 | 0 | 0 | 0 |  |  |  |  | 0 | 0 | 0 | 0 | 0 | 0 | 0 | 1 |  | 1 | 1 | 1 | 1 | 1 | 1 | 0 | 0 | 0 | 0 | 0 | 0 | 0 | 0 | 0 | 0 | 0 | 0 | 0 | 0 | 0 | 0 | 0 | 0 | 0 | 0 | 0 | 0 | 0 | 0 | 0
Saturday | 11 | 5 | 5 | 7397 | 0 | 0 | 0 | 0 | 0 | 0 | 0 | 0 | 0 | 0 | 0 | 0 | 0 | 0 | 0 | 0 | 0 | 0 | 0 | 0 | 0 |  | 0 | 0 | 0 | 0 | 0 | 0 | 0 | 0 |  |  |  |  | 0 | 0 | 0 | 0 | 0 | 0 | 0 | 1 |  | 1 | 1 | 1 | 1 | 1 | 1 | 0 | 0 | 0 | 0 | 0 | 0 | 0 | 0 | 0 | 0 | 0 | 0 | 0 | 0 | 0 | 0 | 0 | 0 | 0 | 0 | 0 | 0 | 0 | 0 | 0
Saturday | 11 | 5 | 6 | 7398 | 0 | 0 | 0 | 0 | 0 | 0 | 0 | 0 | 0 | 0 | 0 | 0 | 0 | 0 | 0 | 0 | 0 | 0 | 0 | 0 | 0 |  | 0 | 0 | 0 | 0 | 0 | 0 | 0 | 0 |  |  |  |  | 0 | 0 | 0 | 0 | 0 | 0 | 0 | 1 |  | 1 | 1 | 1 | 1 | 1 | 1 | 0 | 0 | 0 | 0 | 0 | 0 | 0 | 0 | 0 | 0 | 0 | 0 | 0 | 0 | 0 | 0 | 0 | 0 | 0 | 0 | 0 | 0 | 0 | 0 | 0
Saturday | 11 | 5 | 7 | 7399 | 0 | 0 | 0 | 0 | 0 | 0 | 0 | 0 | 0 | 0 | 0 | 0 | 0 | 0 | 0 | 0 | 0 | 0 | 0 | 0 | 0 |  | 0 | 0 | 0 | 0 | 0 | 0 | 0 | 0 |  |  |  |  | 0 | 0 | 0 | 0 | 0 | 0 | 0 | 1 |  | 1 | 1 | 1 | 1 | 1 | 1 | 0 | 0 | 0 | 0 | 0 | 0 | 0 | 0 | 0 | 0 | 0 | 0 | 0 | 0 | 0 | 0 | 0 | 0 | 0 | 0 | 0 | 0 | 0 | 0 | 0
Saturday | 11 | 5 | 8 | 7400 | 0 | 0 | 0 | 0 | 0 | 0 | 0 | 0 | 0 | 0 | 0 | 0 | 0 | 0 | 0 | 0 | 0 | 0 | 0 | 0 | 0 |  | 0 | 0 | 0 | 0 | 0 | 0 | 0 | 0 |  |  |  |  | 0 | 0 | 0 | 0 | 0 | 0 | 0 | 1 |  | 1 | 1 | 1 | 1 | 1 | 1 | 0 | 0 | 0 | 0 | 0 | 0 | 0 | 0 | 0 | 0 | 0 | 0 | 0 | 0 | 0 | 0 | 0 | 0 | 0 | 0 | 0 | 0 | 0 | 0 | 0
Saturday | 11 | 5 | 9 | 7401 | 0 | 0 | 0 | 0 | 0 | 0 | 0 | 0 | 0 | 0 | 0 | 0 | 0 | 0 | 0 | 0 | 0 | 0 | 0 | 0 | 0 |  | 0 | 0 | 0 | 0 | 0 | 0 | 0 | 0 |  |  |  |  | 0 | 0 | 0 | 0 | 0 | 0 | 0 | 1 |  | 1 | 1 | 1 | 1 | 1 | 1 | 0 | 0 | 0 | 0 | 0 | 0 | 0 | 0 | 0 | 0 | 0 | 0 | 0 | 0 | 0 | 0 | 0 | 0 | 0 | 0 | 0 | 0 | 0 | 0 | 0
Saturday | 11 | 5 | 10 | 7402 | 0 | 0 | 0 | 0 | 0 | 0 | 0 | 0 | 0 | 0 | 0 | 0 | 0 | 0 | 0 | 0 | 0 | 0 | 0 | 0 | 0 |  | 0 | 0 | 0 | 0 | 0 | 0 | 0 | 0 |  |  |  |  | 0 | 0 | 0 | 0 | 0 | 0 | 0 | 1 |  | 1 | 1 | 1 | 1 | 1 | 1 | 0 | 0 | 0 | 0 | 0 | 0 | 0 | 0 | 0 | 0 | 0 | 0 | 0 | 0 | 0 | 0 | 0 | 0 | 0 | 0 | 0 | 0 | 0 | 0 | 0
Saturday | 11 | 5 | 11 | 7403 | 0 | 0 | 0 | 0 | 0 | 0 | 0 | 0 | 0 | 0 | 0 | 0 | 0 | 0 | 0 | 0 | 0 | 0 | 0 | 0 | 0 |  | 0 | 0 | 0 | 0 | 0 | 0 | 0 | 0 |  |  |  |  | 0 | 0 | 0 | 0 | 0 | 0 | 0 | 1 |  | 1 | 1 | 1 | 1 | 1 | 1 | 0 | 0 | 0 | 0 | 0 | 0 | 0 | 0 | 0 | 0 | 0 | 0 | 0 | 0 | 0 | 0 | 0 | 0 | 0 | 0 | 0 | 0 | 0 | 0 | 0
Saturday | 11 | 5 | 12 | 7404 | 0 | 0 | 0 | 0 | 0 | 0 | 0 | 0 | 0 | 0 | 0 | 0 | 0 | 0 | 0 | 0 | 0 | 0 | 0 | 0 | 0 |  | 0 | 0 | 0 | 0 | 0 | 0 | 0 | 0 |  |  |  |  | 0 | 0 | 0 | 0 | 0 | 0 | 0 | 1 |  | 1 | 1 | 1 | 1 | 1 | 1 | 0 | 0 | 0 | 0 | 0 | 0 | 0 | 0 | 0 | 0 | 0 | 0 | 0 | 0 | 0 | 0 | 0 | 0 | 0 | 0 | 0 | 0 | 0 | 0 | 0
Saturday | 11 | 5 | 13 | 7405 | 0 | 0 | 0 | 0 | 0 | 0 | 0 | 0 | 0 | 0 | 0 | 0 | 0 | 0 | 0 | 0 | 0 | 0 | 0 | 0 | 0 |  | 0 | 0 | 0 | 0 | 0 | 0 | 0 | 0 |  |  |  |  | 0 | 0 | 0 | 0 | 0 | 0 | 0 | 1 |  | 1 | 1 | 1 | 1 | 1 | 1 | 0 | 0 | 0 | 0 | 0 | 0 | 0 | 0 | 0 | 0 | 0 | 0 | 0 | 0 | 0 | 0 | 0 | 0 | 0 | 0 | 0 | 0 | 0 | 0 | 0
Saturday | 11 | 5 | 14 | 7406 | 0 | 0 | 0 | 0 | 0 | 0 | 0 | 0 | 0 | 0 | 0 | 0 | 0 | 0 | 0 | 0 | 0 | 0 | 0 | 0 | 0 |  | 0 | 0 | 0 | 0 | 0 | 0 | 0 | 0 |  |  |  |  | 0 | 0 | 0 | 0 | 0 | 0 | 0 | 1 |  | 1 | 1 | 1 | 1 | 1 | 1 | 0 | 0 | 0 | 0 | 0 | 0 | 0 | 0 | 0 | 0 | 0 | 0 | 0 | 0 | 0 | 0 | 0 | 0 | 0 | 0 | 0 | 0 | 0 | 0 | 0
Saturday | 11 | 5 | 15 | 7407 | 0 | 0 | 0 | 0 | 0 | 0 | 0 | 0 | 0 | 0 | 0 | 0 | 0 | 0 | 0 | 0 | 0 | 0 | 0 | 0 | 0 |  | 0 | 0 | 0 | 0 | 0 | 0 | 0 | 0 |  |  |  |  | 0 | 0 | 0 | 0 | 0 | 0 | 0 | 1 |  | 1 | 1 | 1 | 1 | 1 | 1 | 0 | 0 | 0 | 0 | 0 | 0 | 0 | 0 | 0 | 0 | 0 | 0 | 0 | 0 | 0 | 0 | 0 | 0 | 0 | 0 | 0 | 0 | 0 | 0 | 0
Saturday | 11 | 5 | 16 | 7408 | 0 | 0 | 0 | 0 | 0 | 0 | 0 | 0 | 0 | 0 | 0 | 0 | 0 | 0 | 0 | 0 | 0 | 0 | 0 | 0 | 0 |  | 0 | 0 | 0 | 0 | 0 | 0 | 0 | 0 |  |  |  |  | 0 | 0 | 0 | 0 | 0 | 0 | 0 | 1 |  | 1 | 1 | 1 | 1 | 1 | 1 | 0 | 0 | 0 | 0 | 0 | 0 | 0 | 0 | 0 | 0 | 0 | 0 | 0 | 0 | 0 | 0 | 0 | 0 | 0 | 0 | 0 | 0 | 0 | 0 | 0
Saturday | 11 | 5 | 17 | 7409 | 0 | 0 | 0 | 0 | 0 | 0 | 0 | 0 | 0 | 0 | 0 | 0 | 0 | 0 | 0 | 0 | 0 | 0 | 0 | 0 | 0 |  | 0 | 0 | 0 | 0 | 0 | 0 | 0 | 0 |  |  |  |  | 0 | 0 | 0 | 0 | 0 | 0 | 0 | 1 |  | 1 | 1 | 1 | 1 | 1 | 1 | 0 | 0 | 0 | 0 | 0 | 0 | 0 | 0 | 0 | 0 | 0 | 0 | 0 | 0 | 0 | 0 | 0 | 0 | 0 | 0 | 0 | 0 | 0 | 0 | 0
Saturday | 11 | 5 | 18 | 7410 | 0 | 0 | 0 | 0 | 0 | 0 | 0 | 0 | 0 | 0 | 0 | 0 | 0 | 0 | 0 | 0 | 0 | 0 | 0 | 0 | 0 |  | 0 | 0 | 0 | 0 | 0 | 0 | 0 | 0 |  |  |  |  | 0 | 0 | 0 | 0 | 0 | 0 | 0 | 1 |  | 1 | 1 | 1 | 1 | 1 | 1 | 0 | 0 | 0 | 0 | 0 | 0 | 0 | 0 | 0 | 0 | 0 | 0 | 0 | 0 | 0 | 0 | 0 | 0 | 0 | 0 | 0 | 0 | 0 | 0 | 0
Saturday | 11 | 5 | 19 | 7411 | 0 | 0 | 0 | 0 | 0 | 0 | 0 | 0 | 0 | 0 | 0 | 0 | 0 | 0 | 0 | 0 | 0 | 0 | 0 | 0 | 0 |  | 0 | 0 | 0 | 0 | 0 | 0 | 0 | 0 |  |  |  |  | 0 | 0 | 0 | 0 | 0 | 0 | 0 | 1 |  | 1 | 1 | 1 | 1 | 1 | 1 | 0 | 0 | 0 | 0 | 0 | 0 | 0 | 0 | 0 | 0 | 0 | 0 | 0 | 0 | 0 | 0 | 0 | 0 | 0 | 0 | 0 | 0 | 0 | 0 | 0
Saturday | 11 | 5 | 20 | 7412 | 0 | 0 | 0 | 0 | 0 | 0 | 0 | 0 | 0 | 0 | 0 | 0 | 0 | 0 | 0 | 0 | 0 | 0 | 0 | 0 | 0 |  | 0 | 0 | 0 | 0 | 0 | 0 | 0 | 0 |  |  |  |  | 0 | 0 | 0 | 0 | 0 | 0 | 0 | 1 |  | 1 | 1 | 1 | 1 | 1 | 1 | 0 | 0 | 0 | 0 | 0 | 0 | 0 | 0 | 0 | 0 | 0 | 0 | 0 | 0 | 0 | 0 | 0 | 0 | 0 | 0 | 0 | 0 | 0 | 0 | 0
Saturday | 11 | 5 | 21 | 7413 | 0 | 0 | 0 | 0 | 0 | 0 | 0 | 0 | 0 | 0 | 0 | 0 | 0 | 0 | 0 | 0 | 0 | 0 | 0 | 0 | 0 |  | 0 | 0 | 0 | 0 | 0 | 0 | 0 | 0 |  |  |  |  | 0 | 0 | 0 | 0 | 0 | 0 | 0 | 1 |  | 1 | 1 | 1 | 1 | 1 | 1 | 0 | 0 | 0 | 0 | 0 | 0 | 0 | 0 | 0 | 0 | 0 | 0 | 0 | 0 | 0 | 0 | 0 | 0 | 0 | 0 | 0 | 0 | 0 | 0 | 0
Saturday | 11 | 5 | 22 | 7414 | 0 | 0 | 0 | 0 | 0 | 0 | 0 | 0 | 0 | 0 | 0 | 0 | 0 | 0 | 0 | 0 | 0 | 0 | 0 | 0 | 0 |  | 0 | 0 | 0 | 0 | 0 | 0 | 0 | 0 |  |  |  |  | 0 | 0 | 0 | 0 | 0 | 0 | 0 | 1 |  | 1 | 1 | 1 | 1 | 1 | 1 | 0 | 0 | 0 | 0 | 0 | 0 | 0 | 0 | 0 | 0 | 0 | 0 | 0 | 0 | 0 | 0 | 0 | 0 | 0 | 0 | 0 | 0 | 0 | 0 | 0
Saturday | 11 | 5 | 23 | 7415 | 0 | 0 | 0 | 0 | 0 | 0 | 0 | 0 | 0 | 0 | 0 | 0 | 0 | 0 | 0 | 0 | 0 | 0 | 0 | 0 | 0 |  | 0 | 0 | 0 | 0 | 0 | 0 | 0 | 0 |  |  |  |  | 0 | 0 | 0 | 0 | 0 | 0 | 0 | 1 |  | 1 | 1 | 1 | 1 | 1 | 1 | 0 | 0 | 0 | 0 | 0 | 0 | 0 | 0 | 0 | 0 | 0 | 0 | 0 | 0 | 0 | 0 | 0 | 0 | 0 | 0 | 0 | 0 | 0 | 0 | 0
Saturday | 11 | 5 | 24 | 7416 | 0 | 0 | 0 | 0 | 0 | 0 | 0 | 0 | 0 | 0 | 0 | 0 | 0 | 0 | 0 | 0 | 0 | 0 | 0 | 0 | 0 |  | 0 | 0 | 0 | 0 | 0 | 0 | 0 | 0 |  |  |  |  | 0 | 0 | 0 | 0 | 0 | 0 | 0 | 1 |  | 1 | 1 | 1 | 1 | 1 | 1 | 0 | 0 | 0 | 0 | 0 | 0 | 0 | 0 | 0 | 0 | 0 | 0 | 0 | 0 | 0 | 0 | 0 | 0 | 0 | 0 | 0 | 0 | 0 | 0 | 0
Sunday | 11 | 6 | 1 | 7417 | 0 | 0 | 0 | 0 | 0 | 0 | 0 | 0 | 0 | 0 | 0 | 0 | 0 | 0 | 0 | 0 | 0 | 0 | 0 | 0 | 0 |  | 0 | 0 | 0 | 0 | 0 | 0 | 0 | 0 |  |  |  |  | 0 | 0 | 0 | 0 | 0 | 0 | 0 | 1 |  | 1 | 1 | 1 | 1 | 1 | 1 | 0 | 0 | 0 | 0 | 0 | 0 | 0 | 0 | 0 | 0 | 0 | 0 | 0 | 0 | 0 | 0 | 0 | 0 | 0 | 0 | 0 | 0 | 0 | 0 | 0
Sunday | 11 | 6 | 2 | 7418 | 0 | 0 | 0 | 0 | 0 | 0 | 0 | 0 | 0 | 0 | 0 | 0 | 0 | 0 | 0 | 0 | 0 | 0 | 0 | 0 | 0 |  | 0 | 0 | 0 | 0 | 0 | 0 | 0 | 0 |  |  |  |  | 0 | 0 | 0 | 0 | 0 | 0 | 0 | 1 |  | 1 | 1 | 1 | 1 | 1 | 1 | 0 | 0 | 0 | 0 | 0 | 0 | 0 | 0 | 0 | 0 | 0 | 0 | 0 | 0 | 0 | 0 | 0 | 0 | 0 | 0 | 0 | 0 | 0 | 0 | 0
Sunday | 11 | 6 | 3 | 7419 | 0 | 0 | 0 | 0 | 0 | 0 | 0 | 0 | 0 | 0 | 0 | 0 | 0 | 0 | 0 | 0 | 0 | 0 | 0 | 0 | 0 |  | 0 | 0 | 0 | 0 | 0 | 0 | 0 | 0 |  |  |  |  | 0 | 0 | 0 | 0 | 0 | 0 | 0 | 1 |  | 1 | 1 | 1 | 1 | 1 | 1 | 0 | 0 | 0 | 0 | 0 | 0 | 0 | 0 | 0 | 0 | 0 | 0 | 0 | 0 | 0 | 0 | 0 | 0 | 0 | 0 | 0 | 0 | 0 | 0 | 0
Sunday | 11 | 6 | 4 | 7420 | 0 | 0 | 0 | 0 | 0 | 0 | 0 | 0 | 0 | 0 | 0 | 0 | 0 | 0 | 0 | 0 | 0 | 0 | 0 | 0 | 0 |  | 0 | 0 | 0 | 0 | 0 | 0 | 0 | 0 |  |  |  |  | 0 | 0 | 0 | 0 | 0 | 0 | 0 | 1 |  | 1 | 1 | 1 | 1 | 1 | 1 | 0 | 0 | 0 | 0 | 0 | 0 | 0 | 0 | 0 | 0 | 0 | 0 | 0 | 0 | 0 | 0 | 0 | 0 | 0 | 0 | 0 | 0 | 0 | 0 | 0
Sunday | 11 | 6 | 5 | 7421 | 0 | 0 | 0 | 0 | 0 | 0 | 0 | 0 | 0 | 0 | 0 | 0 | 0 | 0 | 0 | 0 | 0 | 0 | 0 | 0 | 0 |  | 0 | 0 | 0 | 0 | 0 | 0 | 0 | 0 |  |  |  |  | 0 | 0 | 0 | 0 | 0 | 0 | 0 | 1 |  | 1 | 1 | 1 | 1 | 1 | 1 | 0 | 0 | 0 | 0 | 0 | 0 | 0 | 0 | 0 | 0 | 0 | 0 | 0 | 0 | 0 | 0 | 0 | 0 | 0 | 0 | 0 | 0 | 0 | 0 | 0
Sunday | 11 | 6 | 6 | 7422 | 0 | 0 | 0 | 0 | 0 | 0 | 0 | 0 | 0 | 0 | 0 | 0 | 0 | 0 | 0 | 0 | 0 | 0 | 0 | 0 | 0 |  | 0 | 0 | 0 | 0 | 0 | 0 | 0 | 0 |  |  |  |  | 0 | 0 | 0 | 0 | 0 | 0 | 0 | 1 |  | 1 | 1 | 1 | 1 | 1 | 1 | 0 | 0 | 0 | 0 | 0 | 0 | 0 | 0 | 0 | 0 | 0 | 0 | 0 | 0 | 0 | 0 | 0 | 0 | 0 | 0 | 0 | 0 | 0 | 0 | 0
Sunday | 11 | 6 | 7 | 7423 | 0 | 0 | 0 | 0 | 0 | 0 | 0 | 0 | 0 | 0 | 0 | 0 | 0 | 0 | 0 | 0 | 0 | 0 | 0 | 0 | 0 |  | 0 | 0 | 0 | 0 | 0 | 0 | 0 | 0 |  |  |  |  | 0 | 0 | 0 | 0 | 0 | 0 | 0 | 1 |  | 1 | 1 | 1 | 1 | 1 | 1 | 0 | 0 | 0 | 0 | 0 | 0 | 0 | 0 | 0 | 0 | 0 | 0 | 0 | 0 | 0 | 0 | 0 | 0 | 0 | 0 | 0 | 0 | 0 | 0 | 0
Sunday | 11 | 6 | 8 | 7424 | 0 | 0 | 0 | 0 | 0 | 0 | 0 | 0 | 0 | 0 | 0 | 0 | 0 | 0 | 0 | 0 | 0 | 0 | 0 | 0 | 0 |  | 0 | 0 | 0 | 0 | 0 | 0 | 0 | 0 |  |  |  |  | 0 | 0 | 0 | 0 | 0 | 0 | 0 | 1 |  | 1 | 1 | 1 | 1 | 1 | 1 | 0 | 0 | 0 | 0 | 0 | 0 | 0 | 0 | 0 | 0 | 0 | 0 | 0 | 0 | 0 | 0 | 0 | 0 | 0 | 0 | 0 | 0 | 0 | 0 | 0
Sunday | 11 | 6 | 9 | 7425 | 0 | 0 | 0 | 0 | 0 | 0 | 0 | 0 | 0 | 0 | 0 | 0 | 0 | 0 | 0 | 0 | 0 | 0 | 0 | 0 | 0 |  | 0 | 0 | 0 | 0 | 0 | 0 | 0 | 0 |  |  |  |  | 0 | 0 | 0 | 0 | 0 | 0 | 0 | 1 |  | 1 | 1 | 1 | 1 | 1 | 1 | 0 | 0 | 0 | 0 | 0 | 0 | 0 | 0 | 0 | 0 | 0 | 0 | 0 | 0 | 0 | 0 | 0 | 0 | 0 | 0 | 0 | 0 | 0 | 0 | 0
Sunday | 11 | 6 | 10 | 7426 | 0 | 0 | 0 | 0 | 0 | 0 | 0 | 0 | 0 | 0 | 0 | 0 | 0 | 0 | 0 | 0 | 0 | 0 | 0 | 0 | 0 |  | 0 | 0 | 0 | 0 | 0 | 0 | 0 | 0 |  |  |  |  | 0 | 0 | 0 | 0 | 0 | 0 | 0 | 1 |  | 1 | 1 | 1 | 1 | 1 | 1 | 0 | 0 | 0 | 0 | 0 | 0 | 0 | 0 | 0 | 0 | 0 | 0 | 0 | 0 | 0 | 0 | 0 | 0 | 0 | 0 | 0 | 0 | 0 | 0 | 0
Sunday | 11 | 6 | 11 | 7427 | 0 | 0 | 0 | 0 | 0 | 0 | 0 | 0 | 0 | 0 | 0 | 0 | 0 | 0 | 0 | 0 | 0 | 0 | 0 | 0 | 0 |  | 0 | 0 | 0 | 0 | 0 | 0 | 0 | 0 |  |  |  |  | 0 | 0 | 0 | 0 | 0 | 0 | 0 | 1 |  | 1 | 1 | 1 | 1 | 1 | 1 | 0 | 0 | 0 | 0 | 0 | 0 | 0 | 0 | 0 | 0 | 0 | 0 | 0 | 0 | 0 | 0 | 0 | 0 | 0 | 0 | 0 | 0 | 0 | 0 | 0
Sunday | 11 | 6 | 12 | 7428 | 0 | 0 | 0 | 0 | 0 | 0 | 0 | 0 | 0 | 0 | 0 | 0 | 0 | 0 | 0 | 0 | 0 | 0 | 0 | 0 | 0 |  | 0 | 0 | 0 | 0 | 0 | 0 | 0 | 0 |  |  |  |  | 0 | 0 | 0 | 0 | 0 | 0 | 0 | 1 |  | 1 | 1 | 1 | 1 | 1 | 1 | 0 | 0 | 0 | 0 | 0 | 0 | 0 | 0 | 0 | 0 | 0 | 0 | 0 | 0 | 0 | 0 | 0 | 0 | 0 | 0 | 0 | 0 | 0 | 0 | 0
Sunday | 11 | 6 | 13 | 7429 | 0 | 0 | 0 | 0 | 0 | 0 | 0 | 0 | 0 | 0 | 0 | 0 | 0 | 0 | 0 | 0 | 0 | 0 | 0 | 0 | 0 |  | 0 | 0 | 0 | 0 | 0 | 0 | 0 | 0 |  |  |  |  | 0 | 0 | 0 | 0 | 0 | 0 | 0 | 1 |  | 1 | 1 | 1 | 1 | 1 | 1 | 0 | 0 | 0 | 0 | 0 | 0 | 0 | 0 | 0 | 0 | 0 | 0 | 0 | 0 | 0 | 0 | 0 | 0 | 0 | 0 | 0 | 0 | 0 | 0 | 0
Sunday | 11 | 6 | 14 | 7430 | 0 | 0 | 0 | 0 | 0 | 0 | 0 | 0 | 0 | 0 | 0 | 0 | 0 | 0 | 0 | 0 | 0 | 0 | 0 | 0 | 0 |  | 0 | 0 | 0 | 0 | 0 | 0 | 0 | 0 |  |  |  |  | 0 | 0 | 0 | 0 | 0 | 0 | 0 | 1 |  | 1 | 1 | 1 | 1 | 1 | 1 | 0 | 0 | 0 | 0 | 0 | 0 | 0 | 0 | 0 | 0 | 0 | 0 | 0 | 0 | 0 | 0 | 0 | 0 | 0 | 0 | 0 | 0 | 0 | 0 | 0
Sunday | 11 | 6 | 15 | 7431 | 0 | 0 | 0 | 0 | 0 | 0 | 0 | 0 | 0 | 0 | 0 | 0 | 0 | 0 | 0 | 0 | 0 | 0 | 0 | 0 | 0 |  | 0 | 0 | 0 | 0 | 0 | 0 | 0 | 0 |  |  |  |  | 0 | 0 | 0 | 0 | 0 | 0 | 0 | 1 |  | 1 | 1 | 1 | 1 | 1 | 1 | 0 | 0 | 0 | 0 | 0 | 0 | 0 | 0 | 0 | 0 | 0 | 0 | 0 | 0 | 0 | 0 | 0 | 0 | 0 | 0 | 0 | 0 | 0 | 0 | 0
Sunday | 11 | 6 | 16 | 7432 | 0 | 0 | 0 | 0 | 0 | 0 | 0 | 0 | 0 | 0 | 0 | 0 | 0 | 0 | 0 | 0 | 0 | 0 | 0 | 0 | 0 |  | 0 | 0 | 0 | 0 | 0 | 0 | 0 | 0 |  |  |  |  | 0 | 0 | 0 | 0 | 0 | 0 | 0 | 1 |  | 1 | 1 | 1 | 1 | 1 | 1 | 0 | 0 | 0 | 0 | 0 | 0 | 0 | 0 | 0 | 0 | 0 | 0 | 0 | 0 | 0 | 0 | 0 | 0 | 0 | 0 | 0 | 0 | 0 | 0 | 0
Sunday | 11 | 6 | 17 | 7433 | 0 | 0 | 0 | 0 | 0 | 0 | 0 | 0 | 0 | 0 | 0 | 0 | 0 | 0 | 0 | 0 | 0 | 0 | 0 | 0 | 0 |  | 0 | 0 | 0 | 0 | 0 | 0 | 0 | 0 |  |  |  |  | 0 | 0 | 0 | 0 | 0 | 0 | 0 | 1 |  | 1 | 1 | 1 | 1 | 1 | 1 | 0 | 0 | 0 | 0 | 0 | 0 | 0 | 0 | 0 | 0 | 0 | 0 | 0 | 0 | 0 | 0 | 0 | 0 | 0 | 0 | 0 | 0 | 0 | 0 | 0
Sunday | 11 | 6 | 18 | 7434 | 0 | 0 | 0 | 0 | 0 | 0 | 0 | 0 | 0 | 0 | 0 | 0 | 0 | 0 | 0 | 0 | 0 | 0 | 0 | 0 | 0 |  | 0 | 0 | 0 | 0 | 0 | 0 | 0 | 0 |  |  |  |  | 0 | 0 | 0 | 0 | 0 | 0 | 0 | 1 |  | 1 | 1 | 1 | 1 | 1 | 1 | 0 | 0 | 0 | 0 | 0 | 0 | 0 | 0 | 0 | 0 | 0 | 0 | 0 | 0 | 0 | 0 | 0 | 0 | 0 | 0 | 0 | 0 | 0 | 0 | 0
Sunday | 11 | 6 | 19 | 7435 | 0 | 0 | 0 | 0 | 0 | 0 | 0 | 0 | 0 | 0 | 0 | 0 | 0 | 0 | 0 | 0 | 0 | 0 | 0 | 0 | 0 |  | 0 | 0 | 0 | 0 | 0 | 0 | 0 | 0 |  |  |  |  | 0 | 0 | 0 | 0 | 0 | 0 | 0 | 1 |  | 1 | 1 | 1 | 1 | 1 | 1 | 0 | 0 | 0 | 0 | 0 | 0 | 0 | 0 | 0 | 0 | 0 | 0 | 0 | 0 | 0 | 0 | 0 | 0 | 0 | 0 | 0 | 0 | 0 | 0 | 0
Sunday | 11 | 6 | 20 | 7436 | 0 | 0 | 0 | 0 | 0 | 0 | 0 | 0 | 0 | 0 | 0 | 0 | 0 | 0 | 0 | 0 | 0 | 0 | 0 | 0 | 0 |  | 0 | 0 | 0 | 0 | 0 | 0 | 0 | 0 |  |  |  |  | 0 | 0 | 0 | 0 | 0 | 0 | 0 | 1 |  | 1 | 1 | 1 | 1 | 1 | 1 | 0 | 0 | 0 | 0 | 0 | 0 | 0 | 0 | 0 | 0 | 0 | 0 | 0 | 0 | 0 | 0 | 0 | 0 | 0 | 0 | 0 | 0 | 0 | 0 | 0
Sunday | 11 | 6 | 21 | 7437 | 0 | 0 | 0 | 0 | 0 | 0 | 0 | 0 | 0 | 0 | 0 | 0 | 0 | 0 | 0 | 0 | 0 | 0 | 0 | 0 | 0 |  | 0 | 0 | 0 | 0 | 0 | 0 | 0 | 0 |  |  |  |  | 0 | 0 | 0 | 0 | 0 | 0 | 0 | 1 |  | 1 | 1 | 1 | 1 | 1 | 1 | 0 | 0 | 0 | 0 | 0 | 0 | 0 | 0 | 0 | 0 | 0 | 0 | 0 | 0 | 0 | 0 | 0 | 0 | 0 | 0 | 0 | 0 | 0 | 0 | 0
Sunday | 11 | 6 | 22 | 7438 | 0 | 0 | 0 | 0 | 0 | 0 | 0 | 0 | 0 | 0 | 0 | 0 | 0 | 0 | 0 | 0 | 0 | 0 | 0 | 0 | 0 |  | 0 | 0 | 0 | 0 | 0 | 0 | 0 | 0 |  |  |  |  | 0 | 0 | 0 | 0 | 0 | 0 | 0 | 1 |  | 1 | 1 | 1 | 1 | 1 | 1 | 0 | 0 | 0 | 0 | 0 | 0 | 0 | 0 | 0 | 0 | 0 | 0 | 0 | 0 | 0 | 0 | 0 | 0 | 0 | 0 | 0 | 0 | 0 | 0 | 0
Sunday | 11 | 6 | 23 | 7439 | 0 | 0 | 0 | 0 | 0 | 0 | 0 | 0 | 0 | 0 | 0 | 0 | 0 | 0 | 0 | 0 | 0 | 0 | 0 | 0 | 0 |  | 0 | 0 | 0 | 0 | 0 | 0 | 0 | 0 |  |  |  |  | 0 | 0 | 0 | 0 | 0 | 0 | 0 | 1 |  | 1 | 1 | 1 | 1 | 1 | 1 | 0 | 0 | 0 | 0 | 0 | 0 | 0 | 0 | 0 | 0 | 0 | 0 | 0 | 0 | 0 | 0 | 0 | 0 | 0 | 0 | 0 | 0 | 0 | 0 | 0
Sunday | 11 | 6 | 24 | 7440 | 0 | 0 | 0 | 0 | 0 | 0 | 0 | 0 | 0 | 0 | 0 | 0 | 0 | 0 | 0 | 0 | 0 | 0 | 0 | 0 | 0 |  | 0 | 0 | 0 | 0 | 0 | 0 | 0 | 0 |  |  |  |  | 0 | 0 | 0 | 0 | 0 | 0 | 0 | 1 |  | 1 | 1 | 1 | 1 | 1 | 1 | 0 | 0 | 0 | 0 | 0 | 0 | 0 | 0 | 0 | 0 | 0 | 0 | 0 | 0 | 0 | 0 | 0 | 0 | 0 | 0 | 0 | 0 | 0 | 0 | 0
Monday | 11 | 7 | 1 | 7441 | 0 | 0 | 0 | 0 | 0 | 0 | 0 | 0 | 0 | 0 | 0 | 0 | 0 | 0 | 0 | 0 | 0 | 0 | 0 | 0 | 0 |  | 0 | 0 | 0 | 0 | 0 | 0 | 0 | 0 |  |  |  |  | 0 | 0 | 0 | 0 | 0 | 0 | 0 | 1 |  | 1 | 1 | 1 | 1 | 1 | 1 | 0 | 0 | 0 | 0 | 0 | 0 | 0 | 0 | 0 | 0 | 0 | 0 | 0 | 0 | 0 | 0 | 0 | 0 | 0 | 0 | 0 | 0 | 0 | 0 | 0
Monday | 11 | 7 | 2 | 7442 | 0 | 0 | 0 | 0 | 0 | 0 | 0 | 0 | 0 | 0 | 0 | 0 | 0 | 0 | 0 | 0 | 0 | 0 | 0 | 0 | 0 |  | 0 | 0 | 0 | 0 | 0 | 0 | 0 | 0 |  |  |  |  | 0 | 0 | 0 | 0 | 0 | 0 | 0 | 1 |  | 1 | 1 | 1 | 1 | 1 | 1 | 0 | 0 | 0 | 0 | 0 | 0 | 0 | 0 | 0 | 0 | 0 | 0 | 0 | 0 | 0 | 0 | 0 | 0 | 0 | 0 | 0 | 0 | 0 | 0 | 0
Monday | 11 | 7 | 3 | 7443 | 0 | 0 | 0 | 0 | 0 | 0 | 0 | 0 | 0 | 0 | 0 | 0 | 0 | 0 | 0 | 0 | 0 | 0 | 0 | 0 | 0 |  | 0 | 0 | 0 | 0 | 0 | 0 | 0 | 0 |  |  |  |  | 0 | 0 | 0 | 0 | 0 | 0 | 0 | 1 |  | 1 | 1 | 1 | 1 | 1 | 1 | 0 | 0 | 0 | 0 | 0 | 0 | 0 | 0 | 0 | 0 | 0 | 0 | 0 | 0 | 0 | 0 | 0 | 0 | 0 | 0 | 0 | 0 | 0 | 0 | 0
Monday | 11 | 7 | 4 | 7444 | 0 | 0 | 0 | 0 | 0 | 0 | 0 | 0 | 0 | 0 | 0 | 0 | 0 | 0 | 0 | 0 | 0 | 0 | 0 | 0 | 0 |  | 0 | 0 | 0 | 0 | 0 | 0 | 0 | 0 |  |  |  |  | 0 | 0 | 0 | 0 | 0 | 0 | 0 | 1 |  | 1 | 1 | 1 | 1 | 1 | 1 | 0 | 0 | 0 | 0 | 0 | 0 | 0 | 0 | 0 | 0 | 0 | 0 | 0 | 0 | 0 | 0 | 0 | 0 | 0 | 0 | 0 | 0 | 0 | 0 | 0
Monday | 11 | 7 | 5 | 7445 | 0 | 0 | 0 | 0 | 0 | 0 | 0 | 0 | 0 | 0 | 0 | 0 | 0 | 0 | 0 | 0 | 0 | 0 | 0 | 0 | 0 |  | 0 | 0 | 0 | 0 | 0 | 0 | 0 | 0 |  |  |  |  | 0 | 0 | 0 | 0 | 0 | 0 | 0 | 1 |  | 1 | 1 | 1 | 1 | 1 | 1 | 0 | 0 | 0 | 0 | 0 | 0 | 0 | 0 | 0 | 0 | 0 | 0 | 0 | 0 | 0 | 0 | 0 | 0 | 0 | 0 | 0 | 0 | 0 | 0 | 0
Monday | 11 | 7 | 6 | 7446 | 0 | 0 | 0 | 0 | 0 | 0 | 0 | 0 | 0 | 0 | 0 | 0 | 0 | 0 | 0 | 0 | 0 | 0 | 0 | 0 | 0 |  | 0 | 0 | 0 | 0 | 0 | 0 | 0 | 0 |  |  |  |  | 0 | 0 | 0 | 0 | 0 | 0 | 0 | 1 |  | 1 | 1 | 1 | 1 | 1 | 1 | 0 | 0 | 0 | 0 | 0 | 0 | 0 | 0 | 0 | 0 | 0 | 0 | 0 | 0 | 0 | 0 | 0 | 0 | 0 | 0 | 0 | 0 | 0 | 0 | 0
Monday | 11 | 7 | 7 | 7447 | 0 | 0 | 0 | 0 | 0 | 0 | 0 | 0 | 0 | 0 | 0 | 0 | 0 | 0 | 0 | 0 | 0 | 0 | 0 | 0 | 0 |  | 0 | 0 | 0 | 0 | 0 | 0 | 0 | 0 |  |  |  |  | 0 | 0 | 0 | 0 | 0 | 0 | 0 | 1 |  | 1 | 1 | 1 | 1 | 1 | 1 | 0 | 0 | 0 | 0 | 0 | 0 | 0 | 0 | 0 | 0 | 0 | 0 | 0 | 0 | 0 | 0 | 0 | 0 | 0 | 0 | 0 | 0 | 0 | 0 | 0
Monday | 11 | 7 | 8 | 7448 | 0 | 0 | 0 | 0 | 0 | 0 | 0 | 0 | 0 | 0 | 0 | 0 | 0 | 0 | 0 | 0 | 0 | 0 | 0 | 0 | 0 |  | 0 | 0 | 0 | 0 | 0 | 0 | 0 | 0 |  |  |  |  | 0 | 0 | 0 | 0 | 0 | 0 | 1 | 0 |  | 1 | 1 | 1 | 1 | #VALUE! | #VALUE! | 0 | 0 | 0 | 0 | 0 | 0 | 0 | 0 | 0 | 0 | 0 | 0 | 0 | 0 | 0 | 0 | 0 | 0 | 0 | 0 | 0 | 0 | 0 | 0 | 0
Monday | 11 | 7 | 9 | 7449 | 0 | 0 | 0 | 0 | 0 | 0 | 0 | 0 | 0 | 0 | 0 | 0 | 0 | 0 | 0 | 0 | 0 | 0 | 0 | 0 | 0 |  | 0 | 0 | 0 | 0 | 0 | 0 | 0 | 0 |  |  |  |  | 0 | 0 | 0 | 0 | 0 | 0 | 1 | 0 |  | 1 | 1 | 1 | 1 | #VALUE! | #VALUE! | 0 | 0 | 0 | 0 | 0 | 0 | 0 | 0 | 0 | 0 | 0 | 0 | 0 | 0 | 0 | 0 | 0 | 0 | 0 | 0 | 0 | 0 | 0 | 0 | 0
Monday | 11 | 7 | 10 | 7450 | 0 | 0 | 0 | 0 | 0 | 0 | 0 | 0 | 0 | 0 | 0 | 0 | 0 | 0 | 0 | 0 | 0 | 0 | 0 | 0 | 0 |  | 0 | 0 | 0 | 0 | 0 | 0 | 0 | 0 |  |  |  |  | 0 | 0 | 0 | 0 | 0 | 0 | 1 | 0 |  | 1 | 1 | 1 | 1 | #VALUE! | #VALUE! | 0 | 0 | 0 | 0 | 0 | 0 | 0 | 0 | 0 | 0 | 0 | 0 | 0 | 0 | 0 | 0 | 0 | 0 | 0 | 0 | 0 | 0 | 0 | 0 | 0
Monday | 11 | 7 | 11 | 7451 | 0 | 0 | 0 | 0 | 0 | 0 | 0 | 0 | 0 | 0 | 0 | 0 | 0 | 0 | 0 | 0 | 0 | 0 | 0 | 0 | 0 |  | 0 | 0 | 0 | 0 | 0 | 0 | 0 | 0 |  |  |  |  | 0 | 0 | 0 | 0 | 0 | 0 | 1 | 0 |  | 1 | 1 | 1 | 1 | #VALUE! | #VALUE! | 0 | 0 | 0 | 0 | 0 | 0 | 0 | 0 | 0 | 0 | 0 | 0 | 0 | 0 | 0 | 0 | 0 | 0 | 0 | 0 | 0 | 0 | 0 | 0 | 0
Monday | 11 | 7 | 12 | 7452 | 0 | 0 | 0 | 0 | 0 | 0 | 0 | 0 | 0 | 0 | 0 | 0 | 0 | 0 | 0 | 0 | 0 | 0 | 0 | 0 | 0 |  | 0 | 0 | 0 | 0 | 0 | 0 | 0 | 0 |  |  |  |  | 0 | 0 | 0 | 0 | 0 | 0 | 1 | 0 |  | 1 | 1 | 1 | 1 | #VALUE! | #VALUE! | 0 | 0 | 0 | 0 | 0 | 0 | 0 | 0 | 0 | 0 | 0 | 0 | 0 | 0 | 0 | 0 | 0 | 0 | 0 | 0 | 0 | 0 | 0 | 0 | 0
Monday | 11 | 7 | 13 | 7453 | 0 | 0 | 0 | 0 | 0 | 0 | 0 | 0 | 0 | 0 | 0 | 0 | 0 | 0 | 0 | 0 | 0 | 0 | 0 | 0 | 0 |  | 0 | 0 | 0 | 0 | 0 | 0 | 0 | 0 |  |  |  |  | 0 | 0 | 0 | 0 | 0 | 0 | 1 | 0 |  | 1 | 1 | 1 | 1 | #VALUE! | #VALUE! | 0 | 0 | 0 | 0 | 0 | 0 | 0 | 0 | 0 | 0 | 0 | 0 | 0 | 0 | 0 | 0 | 0 | 0 | 0 | 0 | 0 | 0 | 0 | 0 | 0
Monday | 11 | 7 | 14 | 7454 | 0 | 0 | 0 | 0 | 0 | 0 | 0 | 0 | 0 | 0 | 0 | 0 | 0 | 0 | 0 | 0 | 0 | 0 | 0 | 0 | 0 |  | 0 | 0 | 0 | 0 | 0 | 0 | 0 | 0 |  |  |  |  | 0 | 0 | 0 | 0 | 0 | 0 | 1 | 0 |  | 1 | 1 | 1 | 1 | #VALUE! | #VALUE! | 0 | 0 | 0 | 0 | 0 | 0 | 0 | 0 | 0 | 0 | 0 | 0 | 0 | 0 | 0 | 0 | 0 | 0 | 0 | 0 | 0 | 0 | 0 | 0 | 0
Monday | 11 | 7 | 15 | 7455 | 0 | 0 | 0 | 0 | 0 | 0 | 0 | 0 | 0 | 0 | 0 | 0 | 0 | 0 | 0 | 0 | 0 | 0 | 0 | 0 | 0 |  | 0 | 0 | 0 | 0 | 0 | 0 | 0 | 0 |  |  |  |  | 0 | 0 | 0 | 0 | 0 | 0 | 1 | 0 |  | 1 | 1 | 1 | 1 | #VALUE! | #VALUE! | 0 | 0 | 0 | 0 | 0 | 0 | 0 | 0 | 0 | 0 | 0 | 0 | 0 | 0 | 0 | 0 | 0 | 0 | 0 | 0 | 0 | 0 | 0 | 0 | 0
Monday | 11 | 7 | 16 | 7456 | 0 | 0 | 0 | 0 | 0 | 0 | 0 | 0 | 0 | 0 | 0 | 0 | 0 | 0 | 0 | 0 | 0 | 0 | 0 | 0 | 0 |  | 0 | 0 | 0 | 0 | 0 | 0 | 0 | 0 |  |  |  |  | 0 | 0 | 0 | 0 | 0 | 0 | 1 | 0 |  | 1 | 1 | 1 | 1 | #VALUE! | #VALUE! | 0 | 0 | 0 | 0 | 0 | 0 | 0 | 0 | 0 | 0 | 0 | 0 | 0 | 0 | 0 | 0 | 0 | 0 | 0 | 0 | 0 | 0 | 0 | 0 | 0
Monday | 11 | 7 | 17 | 7457 | 0 | 0 | 0 | 0 | 0 | 0 | 0 | 0 | 0 | 0 | 0 | 0 | 0 | 0 | 0 | 0 | 0 | 0 | 0 | 0 | 0 |  | 0 | 0 | 0 | 0 | 0 | 0 | 0 | 0 |  |  |  |  | 0 | 0 | 0 | 0 | 0 | 0 | 1 | 0 |  | 1 | 1 | 1 | 1 | #VALUE! | #VALUE! | 0 | 0 | 0 | 0 | 0 | 0 | 0 | 0 | 0 | 0 | 0 | 0 | 0 | 0 | 0 | 0 | 0 | 0 | 0 | 0 | 0 | 0 | 0 | 0 | 0
Monday | 11 | 7 | 18 | 7458 | 0 | 0 | 0 | 0 | 0 | 0 | 0 | 0 | 0 | 0 | 0 | 0 | 0 | 0 | 0 | 0 | 0 | 0 | 0 | 0 | 0 |  | 0 | 0 | 0 | 0 | 0 | 0 | 0 | 0 |  |  |  |  | 0 | 0 | 0 | 0 | 0 | 0 | 1 | 0 |  | 1 | 1 | 1 | 1 | #VALUE! | #VALUE! | 0 | 0 | 0 | 0 | 0 | 0 | 0 | 0 | 0 | 0 | 0 | 0 | 0 | 0 | 0 | 0 | 0 | 0 | 0 | 0 | 0 | 0 | 0 | 0 | 0
Monday | 11 | 7 | 19 | 7459 | 0 | 0 | 0 | 0 | 0 | 0 | 0 | 0 | 0 | 0 | 0 | 0 | 0 | 0 | 0 | 0 | 0 | 0 | 0 | 0 | 0 |  | 0 | 0 | 0 | 0 | 0 | 0 | 0 | 0 |  |  |  |  | 0 | 0 | 0 | 0 | 0 | 0 | 1 | 0 |  | 1 | 1 | 1 | 1 | #VALUE! | #VALUE! | 0 | 0 | 0 | 0 | 0 | 0 | 0 | 0 | 0 | 0 | 0 | 0 | 0 | 0 | 0 | 0 | 0 | 0 | 0 | 0 | 0 | 0 | 0 | 0 | 0
Monday | 11 | 7 | 20 | 7460 | 0 | 0 | 0 | 0 | 0 | 0 | 0 | 0 | 0 | 0 | 0 | 0 | 0 | 0 | 0 | 0 | 0 | 0 | 0 | 0 | 0 |  | 0 | 0 | 0 | 0 | 0 | 0 | 0 | 0 |  |  |  |  | 0 | 0 | 0 | 0 | 0 | 0 | 1 | 0 |  | 1 | 1 | 1 | 1 | #VALUE! | #VALUE! | 0 | 0 | 0 | 0 | 0 | 0 | 0 | 0 | 0 | 0 | 0 | 0 | 0 | 0 | 0 | 0 | 0 | 0 | 0 | 0 | 0 | 0 | 0 | 0 | 0
Monday | 11 | 7 | 21 | 7461 | 0 | 0 | 0 | 0 | 0 | 0 | 0 | 0 | 0 | 0 | 0 | 0 | 0 | 0 | 0 | 0 | 0 | 0 | 0 | 0 | 0 |  | 0 | 0 | 0 | 0 | 0 | 0 | 0 | 0 |  |  |  |  | 0 | 0 | 0 | 0 | 0 | 0 | 1 | 0 |  | 1 | 1 | 1 | 1 | #VALUE! | #VALUE! | 0 | 0 | 0 | 0 | 0 | 0 | 0 | 0 | 0 | 0 | 0 | 0 | 0 | 0 | 0 | 0 | 0 | 0 | 0 | 0 | 0 | 0 | 0 | 0 | 0
Monday | 11 | 7 | 22 | 7462 | 0 | 0 | 0 | 0 | 0 | 0 | 0 | 0 | 0 | 0 | 0 | 0 | 0 | 0 | 0 | 0 | 0 | 0 | 0 | 0 | 0 |  | 0 | 0 | 0 | 0 | 0 | 0 | 0 | 0 |  |  |  |  | 0 | 0 | 0 | 0 | 0 | 0 | 1 | 0 |  | 1 | 1 | 1 | 1 | #VALUE! | #VALUE! | 0 | 0 | 0 | 0 | 0 | 0 | 0 | 0 | 0 | 0 | 0 | 0 | 0 | 0 | 0 | 0 | 0 | 0 | 0 | 0 | 0 | 0 | 0 | 0 | 0
Monday | 11 | 7 | 23 | 7463 | 0 | 0 | 0 | 0 | 0 | 0 | 0 | 0 | 0 | 0 | 0 | 0 | 0 | 0 | 0 | 0 | 0 | 0 | 0 | 0 | 0 |  | 0 | 0 | 0 | 0 | 0 | 0 | 0 | 0 |  |  |  |  | 0 | 0 | 0 | 0 | 0 | 0 | 0 | 1 |  | 1 | 1 | 1 | 1 | 1 | 1 | 0 | 0 | 0 | 0 | 0 | 0 | 0 | 0 | 0 | 0 | 0 | 0 | 0 | 0 | 0 | 0 | 0 | 0 | 0 | 0 | 0 | 0 | 0 | 0 | 0
Monday | 11 | 7 | 24 | 7464 | 0 | 0 | 0 | 0 | 0 | 0 | 0 | 0 | 0 | 0 | 0 | 0 | 0 | 0 | 0 | 0 | 0 | 0 | 0 | 0 | 0 |  | 0 | 0 | 0 | 0 | 0 | 0 | 0 | 0 |  |  |  |  | 0 | 0 | 0 | 0 | 0 | 0 | 0 | 1 |  | 1 | 1 | 1 | 1 | 1 | 1 | 0 | 0 | 0 | 0 | 0 | 0 | 0 | 0 | 0 | 0 | 0 | 0 | 0 | 0 | 0 | 0 | 0 | 0 | 0 | 0 | 0 | 0 | 0 | 0 | 0
Tuesday | 11 | 8 | 1 | 7465 | 0 | 0 | 0 | 0 | 0 | 0 | 0 | 0 | 0 | 0 | 0 | 0 | 0 | 0 | 0 | 0 | 0 | 0 | 0 | 0 | 0 |  | 0 | 0 | 0 | 0 | 0 | 0 | 0 | 0 |  |  |  |  | 0 | 0 | 0 | 0 | 0 | 0 | 0 | 1 |  | 1 | 1 | 1 | 1 | 1 | 1 | 0 | 0 | 0 | 0 | 0 | 0 | 0 | 0 | 0 | 0 | 0 | 0 | 0 | 0 | 0 | 0 | 0 | 0 | 0 | 0 | 0 | 0 | 0 | 0 | 0
Tuesday | 11 | 8 | 2 | 7466 | 0 | 0 | 0 | 0 | 0 | 0 | 0 | 0 | 0 | 0 | 0 | 0 | 0 | 0 | 0 | 0 | 0 | 0 | 0 | 0 | 0 |  | 0 | 0 | 0 | 0 | 0 | 0 | 0 | 0 |  |  |  |  | 0 | 0 | 0 | 0 | 0 | 0 | 0 | 1 |  | 1 | 1 | 1 | 1 | 1 | 1 | 0 | 0 | 0 | 0 | 0 | 0 | 0 | 0 | 0 | 0 | 0 | 0 | 0 | 0 | 0 | 0 | 0 | 0 | 0 | 0 | 0 | 0 | 0 | 0 | 0
Tuesday | 11 | 8 | 3 | 7467 | 0 | 0 | 0 | 0 | 0 | 0 | 0 | 0 | 0 | 0 | 0 | 0 | 0 | 0 | 0 | 0 | 0 | 0 | 0 | 0 | 0 |  | 0 | 0 | 0 | 0 | 0 | 0 | 0 | 0 |  |  |  |  | 0 | 0 | 0 | 0 | 0 | 0 | 0 | 1 |  | 1 | 1 | 1 | 1 | 1 | 1 | 0 | 0 | 0 | 0 | 0 | 0 | 0 | 0 | 0 | 0 | 0 | 0 | 0 | 0 | 0 | 0 | 0 | 0 | 0 | 0 | 0 | 0 | 0 | 0 | 0
Tuesday | 11 | 8 | 4 | 7468 | 0 | 0 | 0 | 0 | 0 | 0 | 0 | 0 | 0 | 0 | 0 | 0 | 0 | 0 | 0 | 0 | 0 | 0 | 0 | 0 | 0 |  | 0 | 0 | 0 | 0 | 0 | 0 | 0 | 0 |  |  |  |  | 0 | 0 | 0 | 0 | 0 | 0 | 0 | 1 |  | 1 | 1 | 1 | 1 | 1 | 1 | 0 | 0 | 0 | 0 | 0 | 0 | 0 | 0 | 0 | 0 | 0 | 0 | 0 | 0 | 0 | 0 | 0 | 0 | 0 | 0 | 0 | 0 | 0 | 0 | 0
Tuesday | 11 | 8 | 5 | 7469 | 0 | 0 | 0 | 0 | 0 | 0 | 0 | 0 | 0 | 0 | 0 | 0 | 0 | 0 | 0 | 0 | 0 | 0 | 0 | 0 | 0 |  | 0 | 0 | 0 | 0 | 0 | 0 | 0 | 0 |  |  |  |  | 0 | 0 | 0 | 0 | 0 | 0 | 0 | 1 |  | 1 | 1 | 1 | 1 | 1 | 1 | 0 | 0 | 0 | 0 | 0 | 0 | 0 | 0 | 0 | 0 | 0 | 0 | 0 | 0 | 0 | 0 | 0 | 0 | 0 | 0 | 0 | 0 | 0 | 0 | 0
Tuesday | 11 | 8 | 6 | 7470 | 0 | 0 | 0 | 0 | 0 | 0 | 0 | 0 | 0 | 0 | 0 | 0 | 0 | 0 | 0 | 0 | 0 | 0 | 0 | 0 | 0 |  | 0 | 0 | 0 | 0 | 0 | 0 | 0 | 0 |  |  |  |  | 0 | 0 | 0 | 0 | 0 | 0 | 0 | 1 |  | 1 | 1 | 1 | 1 | 1 | 1 | 0 | 0 | 0 | 0 | 0 | 0 | 0 | 0 | 0 | 0 | 0 | 0 | 0 | 0 | 0 | 0 | 0 | 0 | 0 | 0 | 0 | 0 | 0 | 0 | 0
Tuesday | 11 | 8 | 7 | 7471 | 0 | 0 | 0 | 0 | 0 | 0 | 0 | 0 | 0 | 0 | 0 | 0 | 0 | 0 | 0 | 0 | 0 | 0 | 0 | 0 | 0 |  | 0 | 0 | 0 | 0 | 0 | 0 | 0 | 0 |  |  |  |  | 0 | 0 | 0 | 0 | 0 | 0 | 0 | 1 |  | 1 | 1 | 1 | 1 | 1 | 1 | 0 | 0 | 0 | 0 | 0 | 0 | 0 | 0 | 0 | 0 | 0 | 0 | 0 | 0 | 0 | 0 | 0 | 0 | 0 | 0 | 0 | 0 | 0 | 0 | 0
Tuesday | 11 | 8 | 8 | 7472 | 0 | 0 | 0 | 0 | 0 | 0 | 0 | 0 | 0 | 0 | 0 | 0 | 0 | 0 | 0 | 0 | 0 | 0 | 0 | 0 | 0 |  | 0 | 0 | 0 | 0 | 0 | 0 | 0 | 0 |  |  |  |  | 0 | 0 | 0 | 0 | 0 | 0 | 1 | 0 |  | 1 | 1 | 1 | 1 | #VALUE! | #VALUE! | 0 | 0 | 0 | 0 | 0 | 0 | 0 | 0 | 0 | 0 | 0 | 0 | 0 | 0 | 0 | 0 | 0 | 0 | 0 | 0 | 0 | 0 | 0 | 0 | 0
Tuesday | 11 | 8 | 9 | 7473 | 0 | 0 | 0 | 0 | 0 | 0 | 0 | 0 | 0 | 0 | 0 | 0 | 0 | 0 | 0 | 0 | 0 | 0 | 0 | 0 | 0 |  | 0 | 0 | 0 | 0 | 0 | 0 | 0 | 0 |  |  |  |  | 0 | 0 | 0 | 0 | 0 | 0 | 1 | 0 |  | 1 | 1 | 1 | 1 | #VALUE! | #VALUE! | 0 | 0 | 0 | 0 | 0 | 0 | 0 | 0 | 0 | 0 | 0 | 0 | 0 | 0 | 0 | 0 | 0 | 0 | 0 | 0 | 0 | 0 | 0 | 0 | 0
Tuesday | 11 | 8 | 10 | 7474 | 0 | 0 | 0 | 0 | 0 | 0 | 0 | 0 | 0 | 0 | 0 | 0 | 0 | 0 | 0 | 0 | 0 | 0 | 0 | 0 | 0 |  | 0 | 0 | 0 | 0 | 0 | 0 | 0 | 0 |  |  |  |  | 0 | 0 | 0 | 0 | 0 | 0 | 1 | 0 |  | 1 | 1 | 1 | 1 | #VALUE! | #VALUE! | 0 | 0 | 0 | 0 | 0 | 0 | 0 | 0 | 0 | 0 | 0 | 0 | 0 | 0 | 0 | 0 | 0 | 0 | 0 | 0 | 0 | 0 | 0 | 0 | 0
Tuesday | 11 | 8 | 11 | 7475 | 0 | 0 | 0 | 0 | 0 | 0 | 0 | 0 | 0 | 0 | 0 | 0 | 0 | 0 | 0 | 0 | 0 | 0 | 0 | 0 | 0 |  | 0 | 0 | 0 | 0 | 0 | 0 | 0 | 0 |  |  |  |  | 0 | 0 | 0 | 0 | 0 | 0 | 1 | 0 |  | 1 | 1 | 1 | 1 | #VALUE! | #VALUE! | 0 | 0 | 0 | 0 | 0 | 0 | 0 | 0 | 0 | 0 | 0 | 0 | 0 | 0 | 0 | 0 | 0 | 0 | 0 | 0 | 0 | 0 | 0 | 0 | 0
Tuesday | 11 | 8 | 12 | 7476 | 0 | 0 | 0 | 0 | 0 | 0 | 0 | 0 | 0 | 0 | 0 | 0 | 0 | 0 | 0 | 0 | 0 | 0 | 0 | 0 | 0 |  | 0 | 0 | 0 | 0 | 0 | 0 | 0 | 0 |  |  |  |  | 0 | 0 | 0 | 0 | 0 | 0 | 1 | 0 |  | 1 | 1 | 1 | 1 | #VALUE! | #VALUE! | 0 | 0 | 0 | 0 | 0 | 0 | 0 | 0 | 0 | 0 | 0 | 0 | 0 | 0 | 0 | 0 | 0 | 0 | 0 | 0 | 0 | 0 | 0 | 0 | 0
Tuesday | 11 | 8 | 13 | 7477 | 0 | 0 | 0 | 0 | 0 | 0 | 0 | 0 | 0 | 0 | 0 | 0 | 0 | 0 | 0 | 0 | 0 | 0 | 0 | 0 | 0 |  | 0 | 0 | 0 | 0 | 0 | 0 | 0 | 0 |  |  |  |  | 0 | 0 | 0 | 0 | 0 | 0 | 1 | 0 |  | 1 | 1 | 1 | 1 | #VALUE! | #VALUE! | 0 | 0 | 0 | 0 | 0 | 0 | 0 | 0 | 0 | 0 | 0 | 0 | 0 | 0 | 0 | 0 | 0 | 0 | 0 | 0 | 0 | 0 | 0 | 0 | 0
Tuesday | 11 | 8 | 14 | 7478 | 0 | 0 | 0 | 0 | 0 | 0 | 0 | 0 | 0 | 0 | 0 | 0 | 0 | 0 | 0 | 0 | 0 | 0 | 0 | 0 | 0 |  | 0 | 0 | 0 | 0 | 0 | 0 | 0 | 0 |  |  |  |  | 0 | 0 | 0 | 0 | 0 | 0 | 1 | 0 |  | 1 | 1 | 1 | 1 | #VALUE! | #VALUE! | 0 | 0 | 0 | 0 | 0 | 0 | 0 | 0 | 0 | 0 | 0 | 0 | 0 | 0 | 0 | 0 | 0 | 0 | 0 | 0 | 0 | 0 | 0 | 0 | 0
Tuesday | 11 | 8 | 15 | 7479 | 0 | 0 | 0 | 0 | 0 | 0 | 0 | 0 | 0 | 0 | 0 | 0 | 0 | 0 | 0 | 0 | 0 | 0 | 0 | 0 | 0 |  | 0 | 0 | 0 | 0 | 0 | 0 | 0 | 0 |  |  |  |  | 0 | 0 | 0 | 0 | 0 | 0 | 1 | 0 |  | 1 | 1 | 1 | 1 | #VALUE! | #VALUE! | 0 | 0 | 0 | 0 | 0 | 0 | 0 | 0 | 0 | 0 | 0 | 0 | 0 | 0 | 0 | 0 | 0 | 0 | 0 | 0 | 0 | 0 | 0 | 0 | 0
Tuesday | 11 | 8 | 16 | 7480 | 0 | 0 | 0 | 0 | 0 | 0 | 0 | 0 | 0 | 0 | 0 | 0 | 0 | 0 | 0 | 0 | 0 | 0 | 0 | 0 | 0 |  | 0 | 0 | 0 | 0 | 0 | 0 | 0 | 0 |  |  |  |  | 0 | 0 | 0 | 0 | 0 | 0 | 1 | 0 |  | 1 | 1 | 1 | 1 | #VALUE! | #VALUE! | 0 | 0 | 0 | 0 | 0 | 0 | 0 | 0 | 0 | 0 | 0 | 0 | 0 | 0 | 0 | 0 | 0 | 0 | 0 | 0 | 0 | 0 | 0 | 0 | 0
Tuesday | 11 | 8 | 17 | 7481 | 0 | 0 | 0 | 0 | 0 | 0 | 0 | 0 | 0 | 0 | 0 | 0 | 0 | 0 | 0 | 0 | 0 | 0 | 0 | 0 | 0 |  | 0 | 0 | 0 | 0 | 0 | 0 | 0 | 0 |  |  |  |  | 0 | 0 | 0 | 0 | 0 | 0 | 1 | 0 |  | 1 | 1 | 1 | 1 | #VALUE! | #VALUE! | 0 | 0 | 0 | 0 | 0 | 0 | 0 | 0 | 0 | 0 | 0 | 0 | 0 | 0 | 0 | 0 | 0 | 0 | 0 | 0 | 0 | 0 | 0 | 0 | 0
Tuesday | 11 | 8 | 18 | 7482 | 0 | 0 | 0 | 0 | 0 | 0 | 0 | 0 | 0 | 0 | 0 | 0 | 0 | 0 | 0 | 0 | 0 | 0 | 0 | 0 | 0 |  | 0 | 0 | 0 | 0 | 0 | 0 | 0 | 0 |  |  |  |  | 0 | 0 | 0 | 0 | 0 | 0 | 1 | 0 |  | 1 | 1 | 1 | 1 | #VALUE! | #VALUE! | 0 | 0 | 0 | 0 | 0 | 0 | 0 | 0 | 0 | 0 | 0 | 0 | 0 | 0 | 0 | 0 | 0 | 0 | 0 | 0 | 0 | 0 | 0 | 0 | 0
Tuesday | 11 | 8 | 19 | 7483 | 0 | 0 | 0 | 0 | 0 | 0 | 0 | 0 | 0 | 0 | 0 | 0 | 0 | 0 | 0 | 0 | 0 | 0 | 0 | 0 | 0 |  | 0 | 0 | 0 | 0 | 0 | 0 | 0 | 0 |  |  |  |  | 0 | 0 | 0 | 0 | 0 | 0 | 1 | 0 |  | 1 | 1 | 1 | 1 | #VALUE! | #VALUE! | 0 | 0 | 0 | 0 | 0 | 0 | 0 | 0 | 0 | 0 | 0 | 0 | 0 | 0 | 0 | 0 | 0 | 0 | 0 | 0 | 0 | 0 | 0 | 0 | 0
Tuesday | 11 | 8 | 20 | 7484 | 0 | 0 | 0 | 0 | 0 | 0 | 0 | 0 | 0 | 0 | 0 | 0 | 0 | 0 | 0 | 0 | 0 | 0 | 0 | 0 | 0 |  | 0 | 0 | 0 | 0 | 0 | 0 | 0 | 0 |  |  |  |  | 0 | 0 | 0 | 0 | 0 | 0 | 1 | 0 |  | 1 | 1 | 1 | 1 | #VALUE! | #VALUE! | 0 | 0 | 0 | 0 | 0 | 0 | 0 | 0 | 0 | 0 | 0 | 0 | 0 | 0 | 0 | 0 | 0 | 0 | 0 | 0 | 0 | 0 | 0 | 0 | 0
Tuesday | 11 | 8 | 21 | 7485 | 0 | 0 | 0 | 0 | 0 | 0 | 0 | 0 | 0 | 0 | 0 | 0 | 0 | 0 | 0 | 0 | 0 | 0 | 0 | 0 | 0 |  | 0 | 0 | 0 | 0 | 0 | 0 | 0 | 0 |  |  |  |  | 0 | 0 | 0 | 0 | 0 | 0 | 1 | 0 |  | 1 | 1 | 1 | 1 | #VALUE! | #VALUE! | 0 | 0 | 0 | 0 | 0 | 0 | 0 | 0 | 0 | 0 | 0 | 0 | 0 | 0 | 0 | 0 | 0 | 0 | 0 | 0 | 0 | 0 | 0 | 0 | 0
Tuesday | 11 | 8 | 22 | 7486 | 0 | 0 | 0 | 0 | 0 | 0 | 0 | 0 | 0 | 0 | 0 | 0 | 0 | 0 | 0 | 0 | 0 | 0 | 0 | 0 | 0 |  | 0 | 0 | 0 | 0 | 0 | 0 | 0 | 0 |  |  |  |  | 0 | 0 | 0 | 0 | 0 | 0 | 1 | 0 |  | 1 | 1 | 1 | 1 | #VALUE! | #VALUE! | 0 | 0 | 0 | 0 | 0 | 0 | 0 | 0 | 0 | 0 | 0 | 0 | 0 | 0 | 0 | 0 | 0 | 0 | 0 | 0 | 0 | 0 | 0 | 0 | 0
Tuesday | 11 | 8 | 23 | 7487 | 0 | 0 | 0 | 0 | 0 | 0 | 0 | 0 | 0 | 0 | 0 | 0 | 0 | 0 | 0 | 0 | 0 | 0 | 0 | 0 | 0 |  | 0 | 0 | 0 | 0 | 0 | 0 | 0 | 0 |  |  |  |  | 0 | 0 | 0 | 0 | 0 | 0 | 0 | 1 |  | 1 | 1 | 1 | 1 | 1 | 1 | 0 | 0 | 0 | 0 | 0 | 0 | 0 | 0 | 0 | 0 | 0 | 0 | 0 | 0 | 0 | 0 | 0 | 0 | 0 | 0 | 0 | 0 | 0 | 0 | 0
Tuesday | 11 | 8 | 24 | 7488 | 0 | 0 | 0 | 0 | 0 | 0 | 0 | 0 | 0 | 0 | 0 | 0 | 0 | 0 | 0 | 0 | 0 | 0 | 0 | 0 | 0 |  | 0 | 0 | 0 | 0 | 0 | 0 | 0 | 0 |  |  |  |  | 0 | 0 | 0 | 0 | 0 | 0 | 0 | 1 |  | 1 | 1 | 1 | 1 | 1 | 1 | 0 | 0 | 0 | 0 | 0 | 0 | 0 | 0 | 0 | 0 | 0 | 0 | 0 | 0 | 0 | 0 | 0 | 0 | 0 | 0 | 0 | 0 | 0 | 0 | 0
Wednesday | 11 | 9 | 1 | 7489 | 0 | 0 | 0 | 0 | 0 | 0 | 0 | 0 | 0 | 0 | 0 | 0 | 0 | 0 | 0 | 0 | 0 | 0 | 0 | 0 | 0 |  | 0 | 0 | 0 | 0 | 0 | 0 | 0 | 0 |  |  |  |  | 0 | 0 | 0 | 0 | 0 | 0 | 0 | 1 |  | 1 | 1 | 1 | 1 | 1 | 1 | 0 | 0 | 0 | 0 | 0 | 0 | 0 | 0 | 0 | 0 | 0 | 0 | 0 | 0 | 0 | 0 | 0 | 0 | 0 | 0 | 0 | 0 | 0 | 0 | 0
Wednesday | 11 | 9 | 2 | 7490 | 0 | 0 | 0 | 0 | 0 | 0 | 0 | 0 | 0 | 0 | 0 | 0 | 0 | 0 | 0 | 0 | 0 | 0 | 0 | 0 | 0 |  | 0 | 0 | 0 | 0 | 0 | 0 | 0 | 0 |  |  |  |  | 0 | 0 | 0 | 0 | 0 | 0 | 0 | 1 |  | 1 | 1 | 1 | 1 | 1 | 1 | 0 | 0 | 0 | 0 | 0 | 0 | 0 | 0 | 0 | 0 | 0 | 0 | 0 | 0 | 0 | 0 | 0 | 0 | 0 | 0 | 0 | 0 | 0 | 0 | 0
Wednesday | 11 | 9 | 3 | 7491 | 0 | 0 | 0 | 0 | 0 | 0 | 0 | 0 | 0 | 0 | 0 | 0 | 0 | 0 | 0 | 0 | 0 | 0 | 0 | 0 | 0 |  | 0 | 0 | 0 | 0 | 0 | 0 | 0 | 0 |  |  |  |  | 0 | 0 | 0 | 0 | 0 | 0 | 0 | 1 |  | 1 | 1 | 1 | 1 | 1 | 1 | 0 | 0 | 0 | 0 | 0 | 0 | 0 | 0 | 0 | 0 | 0 | 0 | 0 | 0 | 0 | 0 | 0 | 0 | 0 | 0 | 0 | 0 | 0 | 0 | 0
Wednesday | 11 | 9 | 4 | 7492 | 0 | 0 | 0 | 0 | 0 | 0 | 0 | 0 | 0 | 0 | 0 | 0 | 0 | 0 | 0 | 0 | 0 | 0 | 0 | 0 | 0 |  | 0 | 0 | 0 | 0 | 0 | 0 | 0 | 0 |  |  |  |  | 0 | 0 | 0 | 0 | 0 | 0 | 0 | 1 |  | 1 | 1 | 1 | 1 | 1 | 1 | 0 | 0 | 0 | 0 | 0 | 0 | 0 | 0 | 0 | 0 | 0 | 0 | 0 | 0 | 0 | 0 | 0 | 0 | 0 | 0 | 0 | 0 | 0 | 0 | 0
Wednesday | 11 | 9 | 5 | 7493 | 0 | 0 | 0 | 0 | 0 | 0 | 0 | 0 | 0 | 0 | 0 | 0 | 0 | 0 | 0 | 0 | 0 | 0 | 0 | 0 | 0 |  | 0 | 0 | 0 | 0 | 0 | 0 | 0 | 0 |  |  |  |  | 0 | 0 | 0 | 0 | 0 | 0 | 0 | 1 |  | 1 | 1 | 1 | 1 | 1 | 1 | 0 | 0 | 0 | 0 | 0 | 0 | 0 | 0 | 0 | 0 | 0 | 0 | 0 | 0 | 0 | 0 | 0 | 0 | 0 | 0 | 0 | 0 | 0 | 0 | 0
Wednesday | 11 | 9 | 6 | 7494 | 0 | 0 | 0 | 0 | 0 | 0 | 0 | 0 | 0 | 0 | 0 | 0 | 0 | 0 | 0 | 0 | 0 | 0 | 0 | 0 | 0 |  | 0 | 0 | 0 | 0 | 0 | 0 | 0 | 0 |  |  |  |  | 0 | 0 | 0 | 0 | 0 | 0 | 0 | 1 |  | 1 | 1 | 1 | 1 | 1 | 1 | 0 | 0 | 0 | 0 | 0 | 0 | 0 | 0 | 0 | 0 | 0 | 0 | 0 | 0 | 0 | 0 | 0 | 0 | 0 | 0 | 0 | 0 | 0 | 0 | 0
Wednesday | 11 | 9 | 7 | 7495 | 0 | 0 | 0 | 0 | 0 | 0 | 0 | 0 | 0 | 0 | 0 | 0 | 0 | 0 | 0 | 0 | 0 | 0 | 0 | 0 | 0 |  | 0 | 0 | 0 | 0 | 0 | 0 | 0 | 0 |  |  |  |  | 0 | 0 | 0 | 0 | 0 | 0 | 0 | 1 |  | 1 | 1 | 1 | 1 | 1 | 1 | 0 | 0 | 0 | 0 | 0 | 0 | 0 | 0 | 0 | 0 | 0 | 0 | 0 | 0 | 0 | 0 | 0 | 0 | 0 | 0 | 0 | 0 | 0 | 0 | 0
Wednesday | 11 | 9 | 8 | 7496 | 0 | 0 | 0 | 0 | 0 | 0 | 0 | 0 | 0 | 0 | 0 | 0 | 0 | 0 | 0 | 0 | 0 | 0 | 0 | 0 | 0 |  | 0 | 0 | 0 | 0 | 0 | 0 | 0 | 0 |  |  |  |  | 0 | 0 | 0 | 0 | 0 | 0 | 1 | 0 |  | 1 | 1 | 1 | 1 | #VALUE! | #VALUE! | 0 | 0 | 0 | 0 | 0 | 0 | 0 | 0 | 0 | 0 | 0 | 0 | 0 | 0 | 0 | 0 | 0 | 0 | 0 | 0 | 0 | 0 | 0 | 0 | 0
Wednesday | 11 | 9 | 9 | 7497 | 0 | 0 | 0 | 0 | 0 | 0 | 0 | 0 | 0 | 0 | 0 | 0 | 0 | 0 | 0 | 0 | 0 | 0 | 0 | 0 | 0 |  | 0 | 0 | 0 | 0 | 0 | 0 | 0 | 0 |  |  |  |  | 0 | 0 | 0 | 0 | 0 | 0 | 1 | 0 |  | 1 | 1 | 1 | 1 | #VALUE! | #VALUE! | 0 | 0 | 0 | 0 | 0 | 0 | 0 | 0 | 0 | 0 | 0 | 0 | 0 | 0 | 0 | 0 | 0 | 0 | 0 | 0 | 0 | 0 | 0 | 0 | 0
Wednesday | 11 | 9 | 10 | 7498 | 0 | 0 | 0 | 0 | 0 | 0 | 0 | 0 | 0 | 0 | 0 | 0 | 0 | 0 | 0 | 0 | 0 | 0 | 0 | 0 | 0 |  | 0 | 0 | 0 | 0 | 0 | 0 | 0 | 0 |  |  |  |  | 0 | 0 | 0 | 0 | 0 | 0 | 1 | 0 |  | 1 | 1 | 1 | 1 | #VALUE! | #VALUE! | 0 | 0 | 0 | 0 | 0 | 0 | 0 | 0 | 0 | 0 | 0 | 0 | 0 | 0 | 0 | 0 | 0 | 0 | 0 | 0 | 0 | 0 | 0 | 0 | 0
Wednesday | 11 | 9 | 11 | 7499 | 0 | 0 | 0 | 0 | 0 | 0 | 0 | 0 | 0 | 0 | 0 | 0 | 0 | 0 | 0 | 0 | 0 | 0 | 0 | 0 | 0 |  | 0 | 0 | 0 | 0 | 0 | 0 | 0 | 0 |  |  |  |  | 0 | 0 | 0 | 0 | 0 | 0 | 1 | 0 |  | 1 | 1 | 1 | 1 | #VALUE! | #VALUE! | 0 | 0 | 0 | 0 | 0 | 0 | 0 | 0 | 0 | 0 | 0 | 0 | 0 | 0 | 0 | 0 | 0 | 0 | 0 | 0 | 0 | 0 | 0 | 0 | 0
Wednesday | 11 | 9 | 12 | 7500 | 0 | 0 | 0 | 0 | 0 | 0 | 0 | 0 | 0 | 0 | 0 | 0 | 0 | 0 | 0 | 0 | 0 | 0 | 0 | 0 | 0 |  | 0 | 0 | 0 | 0 | 0 | 0 | 0 | 0 |  |  |  |  | 0 | 0 | 0 | 0 | 0 | 0 | 1 | 0 |  | 1 | 1 | 1 | 1 | #VALUE! | #VALUE! | 0 | 0 | 0 | 0 | 0 | 0 | 0 | 0 | 0 | 0 | 0 | 0 | 0 | 0 | 0 | 0 | 0 | 0 | 0 | 0 | 0 | 0 | 0 | 0 | 0
Wednesday | 11 | 9 | 13 | 7501 | 0 | 0 | 0 | 0 | 0 | 0 | 0 | 0 | 0 | 0 | 0 | 0 | 0 | 0 | 0 | 0 | 0 | 0 | 0 | 0 | 0 |  | 0 | 0 | 0 | 0 | 0 | 0 | 0 | 0 |  |  |  |  | 0 | 0 | 0 | 0 | 0 | 0 | 1 | 0 |  | 1 | 1 | 1 | 1 | #VALUE! | #VALUE! | 0 | 0 | 0 | 0 | 0 | 0 | 0 | 0 | 0 | 0 | 0 | 0 | 0 | 0 | 0 | 0 | 0 | 0 | 0 | 0 | 0 | 0 | 0 | 0 | 0
Wednesday | 11 | 9 | 14 | 7502 | 0 | 0 | 0 | 0 | 0 | 0 | 0 | 0 | 0 | 0 | 0 | 0 | 0 | 0 | 0 | 0 | 0 | 0 | 0 | 0 | 0 |  | 0 | 0 | 0 | 0 | 0 | 0 | 0 | 0 |  |  |  |  | 0 | 0 | 0 | 0 | 0 | 0 | 1 | 0 |  | 1 | 1 | 1 | 1 | #VALUE! | #VALUE! | 0 | 0 | 0 | 0 | 0 | 0 | 0 | 0 | 0 | 0 | 0 | 0 | 0 | 0 | 0 | 0 | 0 | 0 | 0 | 0 | 0 | 0 | 0 | 0 | 0
Wednesday | 11 | 9 | 15 | 7503 | 0 | 0 | 0 | 0 | 0 | 0 | 0 | 0 | 0 | 0 | 0 | 0 | 0 | 0 | 0 | 0 | 0 | 0 | 0 | 0 | 0 |  | 0 | 0 | 0 | 0 | 0 | 0 | 0 | 0 |  |  |  |  | 0 | 0 | 0 | 0 | 0 | 0 | 1 | 0 |  | 1 | 1 | 1 | 1 | #VALUE! | #VALUE! | 0 | 0 | 0 | 0 | 0 | 0 | 0 | 0 | 0 | 0 | 0 | 0 | 0 | 0 | 0 | 0 | 0 | 0 | 0 | 0 | 0 | 0 | 0 | 0 | 0
Wednesday | 11 | 9 | 16 | 7504 | 0 | 0 | 0 | 0 | 0 | 0 | 0 | 0 | 0 | 0 | 0 | 0 | 0 | 0 | 0 | 0 | 0 | 0 | 0 | 0 | 0 |  | 0 | 0 | 0 | 0 | 0 | 0 | 0 | 0 |  |  |  |  | 0 | 0 | 0 | 0 | 0 | 0 | 1 | 0 |  | 1 | 1 | 1 | 1 | #VALUE! | #VALUE! | 0 | 0 | 0 | 0 | 0 | 0 | 0 | 0 | 0 | 0 | 0 | 0 | 0 | 0 | 0 | 0 | 0 | 0 | 0 | 0 | 0 | 0 | 0 | 0 | 0
Wednesday | 11 | 9 | 17 | 7505 | 0 | 0 | 0 | 0 | 0 | 0 | 0 | 0 | 0 | 0 | 0 | 0 | 0 | 0 | 0 | 0 | 0 | 0 | 0 | 0 | 0 |  | 0 | 0 | 0 | 0 | 0 | 0 | 0 | 0 |  |  |  |  | 0 | 0 | 0 | 0 | 0 | 0 | 1 | 0 |  | 1 | 1 | 1 | 1 | #VALUE! | #VALUE! | 0 | 0 | 0 | 0 | 0 | 0 | 0 | 0 | 0 | 0 | 0 | 0 | 0 | 0 | 0 | 0 | 0 | 0 | 0 | 0 | 0 | 0 | 0 | 0 | 0
Wednesday | 11 | 9 | 18 | 7506 | 0 | 0 | 0 | 0 | 0 | 0 | 0 | 0 | 0 | 0 | 0 | 0 | 0 | 0 | 0 | 0 | 0 | 0 | 0 | 0 | 0 |  | 0 | 0 | 0 | 0 | 0 | 0 | 0 | 0 |  |  |  |  | 0 | 0 | 0 | 0 | 0 | 0 | 1 | 0 |  | 1 | 1 | 1 | 1 | #VALUE! | #VALUE! | 0 | 0 | 0 | 0 | 0 | 0 | 0 | 0 | 0 | 0 | 0 | 0 | 0 | 0 | 0 | 0 | 0 | 0 | 0 | 0 | 0 | 0 | 0 | 0 | 0
Wednesday | 11 | 9 | 19 | 7507 | 0 | 0 | 0 | 0 | 0 | 0 | 0 | 0 | 0 | 0 | 0 | 0 | 0 | 0 | 0 | 0 | 0 | 0 | 0 | 0 | 0 |  | 0 | 0 | 0 | 0 | 0 | 0 | 0 | 0 |  |  |  |  | 0 | 0 | 0 | 0 | 0 | 0 | 1 | 0 |  | 1 | 1 | 1 | 1 | #VALUE! | #VALUE! | 0 | 0 | 0 | 0 | 0 | 0 | 0 | 0 | 0 | 0 | 0 | 0 | 0 | 0 | 0 | 0 | 0 | 0 | 0 | 0 | 0 | 0 | 0 | 0 | 0
Wednesday | 11 | 9 | 20 | 7508 | 0 | 0 | 0 | 0 | 0 | 0 | 0 | 0 | 0 | 0 | 0 | 0 | 0 | 0 | 0 | 0 | 0 | 0 | 0 | 0 | 0 |  | 0 | 0 | 0 | 0 | 0 | 0 | 0 | 0 |  |  |  |  | 0 | 0 | 0 | 0 | 0 | 0 | 1 | 0 |  | 1 | 1 | 1 | 1 | #VALUE! | #VALUE! | 0 | 0 | 0 | 0 | 0 | 0 | 0 | 0 | 0 | 0 | 0 | 0 | 0 | 0 | 0 | 0 | 0 | 0 | 0 | 0 | 0 | 0 | 0 | 0 | 0
Wednesday | 11 | 9 | 21 | 7509 | 0 | 0 | 0 | 0 | 0 | 0 | 0 | 0 | 0 | 0 | 0 | 0 | 0 | 0 | 0 | 0 | 0 | 0 | 0 | 0 | 0 |  | 0 | 0 | 0 | 0 | 0 | 0 | 0 | 0 |  |  |  |  | 0 | 0 | 0 | 0 | 0 | 0 | 1 | 0 |  | 1 | 1 | 1 | 1 | #VALUE! | #VALUE! | 0 | 0 | 0 | 0 | 0 | 0 | 0 | 0 | 0 | 0 | 0 | 0 | 0 | 0 | 0 | 0 | 0 | 0 | 0 | 0 | 0 | 0 | 0 | 0 | 0
Wednesday | 11 | 9 | 22 | 7510 | 0 | 0 | 0 | 0 | 0 | 0 | 0 | 0 | 0 | 0 | 0 | 0 | 0 | 0 | 0 | 0 | 0 | 0 | 0 | 0 | 0 |  | 0 | 0 | 0 | 0 | 0 | 0 | 0 | 0 |  |  |  |  | 0 | 0 | 0 | 0 | 0 | 0 | 1 | 0 |  | 1 | 1 | 1 | 1 | #VALUE! | #VALUE! | 0 | 0 | 0 | 0 | 0 | 0 | 0 | 0 | 0 | 0 | 0 | 0 | 0 | 0 | 0 | 0 | 0 | 0 | 0 | 0 | 0 | 0 | 0 | 0 | 0
Wednesday | 11 | 9 | 23 | 7511 | 0 | 0 | 0 | 0 | 0 | 0 | 0 | 0 | 0 | 0 | 0 | 0 | 0 | 0 | 0 | 0 | 0 | 0 | 0 | 0 | 0 |  | 0 | 0 | 0 | 0 | 0 | 0 | 0 | 0 |  |  |  |  | 0 | 0 | 0 | 0 | 0 | 0 | 0 | 1 |  | 1 | 1 | 1 | 1 | 1 | 1 | 0 | 0 | 0 | 0 | 0 | 0 | 0 | 0 | 0 | 0 | 0 | 0 | 0 | 0 | 0 | 0 | 0 | 0 | 0 | 0 | 0 | 0 | 0 | 0 | 0
Wednesday | 11 | 9 | 24 | 7512 | 0 | 0 | 0 | 0 | 0 | 0 | 0 | 0 | 0 | 0 | 0 | 0 | 0 | 0 | 0 | 0 | 0 | 0 | 0 | 0 | 0 |  | 0 | 0 | 0 | 0 | 0 | 0 | 0 | 0 |  |  |  |  | 0 | 0 | 0 | 0 | 0 | 0 | 0 | 1 |  | 1 | 1 | 1 | 1 | 1 | 1 | 0 | 0 | 0 | 0 | 0 | 0 | 0 | 0 | 0 | 0 | 0 | 0 | 0 | 0 | 0 | 0 | 0 | 0 | 0 | 0 | 0 | 0 | 0 | 0 | 0
Thursday | 11 | 10 | 1 | 7513 | 0 | 0 | 0 | 0 | 0 | 0 | 0 | 0 | 0 | 0 | 0 | 0 | 0 | 0 | 0 | 0 | 0 | 0 | 0 | 0 | 0 |  | 0 | 0 | 0 | 0 | 0 | 0 | 0 | 0 |  |  |  |  | 0 | 0 | 0 | 0 | 0 | 0 | 0 | 1 |  | 1 | 1 | 1 | 1 | 1 | 1 | 0 | 0 | 0 | 0 | 0 | 0 | 0 | 0 | 0 | 0 | 0 | 0 | 0 | 0 | 0 | 0 | 0 | 0 | 0 | 0 | 0 | 0 | 0 | 0 | 0
Thursday | 11 | 10 | 2 | 7514 | 0 | 0 | 0 | 0 | 0 | 0 | 0 | 0 | 0 | 0 | 0 | 0 | 0 | 0 | 0 | 0 | 0 | 0 | 0 | 0 | 0 |  | 0 | 0 | 0 | 0 | 0 | 0 | 0 | 0 |  |  |  |  | 0 | 0 | 0 | 0 | 0 | 0 | 0 | 1 |  | 1 | 1 | 1 | 1 | 1 | 1 | 0 | 0 | 0 | 0 | 0 | 0 | 0 | 0 | 0 | 0 | 0 | 0 | 0 | 0 | 0 | 0 | 0 | 0 | 0 | 0 | 0 | 0 | 0 | 0 | 0
Thursday | 11 | 10 | 3 | 7515 | 0 | 0 | 0 | 0 | 0 | 0 | 0 | 0 | 0 | 0 | 0 | 0 | 0 | 0 | 0 | 0 | 0 | 0 | 0 | 0 | 0 |  | 0 | 0 | 0 | 0 | 0 | 0 | 0 | 0 |  |  |  |  | 0 | 0 | 0 | 0 | 0 | 0 | 0 | 1 |  | 1 | 1 | 1 | 1 | 1 | 1 | 0 | 0 | 0 | 0 | 0 | 0 | 0 | 0 | 0 | 0 | 0 | 0 | 0 | 0 | 0 | 0 | 0 | 0 | 0 | 0 | 0 | 0 | 0 | 0 | 0
Thursday | 11 | 10 | 4 | 7516 | 0 | 0 | 0 | 0 | 0 | 0 | 0 | 0 | 0 | 0 | 0 | 0 | 0 | 0 | 0 | 0 | 0 | 0 | 0 | 0 | 0 |  | 0 | 0 | 0 | 0 | 0 | 0 | 0 | 0 |  |  |  |  | 0 | 0 | 0 | 0 | 0 | 0 | 0 | 1 |  | 1 | 1 | 1 | 1 | 1 | 1 | 0 | 0 | 0 | 0 | 0 | 0 | 0 | 0 | 0 | 0 | 0 | 0 | 0 | 0 | 0 | 0 | 0 | 0 | 0 | 0 | 0 | 0 | 0 | 0 | 0
Thursday | 11 | 10 | 5 | 7517 | 0 | 0 | 0 | 0 | 0 | 0 | 0 | 0 | 0 | 0 | 0 | 0 | 0 | 0 | 0 | 0 | 0 | 0 | 0 | 0 | 0 |  | 0 | 0 | 0 | 0 | 0 | 0 | 0 | 0 |  |  |  |  | 0 | 0 | 0 | 0 | 0 | 0 | 0 | 1 |  | 1 | 1 | 1 | 1 | 1 | 1 | 0 | 0 | 0 | 0 | 0 | 0 | 0 | 0 | 0 | 0 | 0 | 0 | 0 | 0 | 0 | 0 | 0 | 0 | 0 | 0 | 0 | 0 | 0 | 0 | 0
Thursday | 11 | 10 | 6 | 7518 | 0 | 0 | 0 | 0 | 0 | 0 | 0 | 0 | 0 | 0 | 0 | 0 | 0 | 0 | 0 | 0 | 0 | 0 | 0 | 0 | 0 |  | 0 | 0 | 0 | 0 | 0 | 0 | 0 | 0 |  |  |  |  | 0 | 0 | 0 | 0 | 0 | 0 | 0 | 1 |  | 1 | 1 | 1 | 1 | 1 | 1 | 0 | 0 | 0 | 0 | 0 | 0 | 0 | 0 | 0 | 0 | 0 | 0 | 0 | 0 | 0 | 0 | 0 | 0 | 0 | 0 | 0 | 0 | 0 | 0 | 0
Thursday | 11 | 10 | 7 | 7519 | 0 | 0 | 0 | 0 | 0 | 0 | 0 | 0 | 0 | 0 | 0 | 0 | 0 | 0 | 0 | 0 | 0 | 0 | 0 | 0 | 0 |  | 0 | 0 | 0 | 0 | 0 | 0 | 0 | 0 |  |  |  |  | 0 | 0 | 0 | 0 | 0 | 0 | 0 | 1 |  | 1 | 1 | 1 | 1 | 1 | 1 | 0 | 0 | 0 | 0 | 0 | 0 | 0 | 0 | 0 | 0 | 0 | 0 | 0 | 0 | 0 | 0 | 0 | 0 | 0 | 0 | 0 | 0 | 0 | 0 | 0
Thursday | 11 | 10 | 8 | 7520 | 0 | 0 | 0 | 0 | 0 | 0 | 0 | 0 | 0 | 0 | 0 | 0 | 0 | 0 | 0 | 0 | 0 | 0 | 0 | 0 | 0 |  | 0 | 0 | 0 | 0 | 0 | 0 | 0 | 0 |  |  |  |  | 0 | 0 | 0 | 0 | 0 | 0 | 1 | 0 |  | 1 | 1 | 1 | 1 | #VALUE! | #VALUE! | 0 | 0 | 0 | 0 | 0 | 0 | 0 | 0 | 0 | 0 | 0 | 0 | 0 | 0 | 0 | 0 | 0 | 0 | 0 | 0 | 0 | 0 | 0 | 0 | 0
Thursday | 11 | 10 | 9 | 7521 | 0 | 0 | 0 | 0 | 0 | 0 | 0 | 0 | 0 | 0 | 0 | 0 | 0 | 0 | 0 | 0 | 0 | 0 | 0 | 0 | 0 |  | 0 | 0 | 0 | 0 | 0 | 0 | 0 | 0 |  |  |  |  | 0 | 0 | 0 | 0 | 0 | 0 | 1 | 0 |  | 1 | 1 | 1 | 1 | #VALUE! | #VALUE! | 0 | 0 | 0 | 0 | 0 | 0 | 0 | 0 | 0 | 0 | 0 | 0 | 0 | 0 | 0 | 0 | 0 | 0 | 0 | 0 | 0 | 0 | 0 | 0 | 0
Thursday | 11 | 10 | 10 | 7522 | 0 | 0 | 0 | 0 | 0 | 0 | 0 | 0 | 0 | 0 | 0 | 0 | 0 | 0 | 0 | 0 | 0 | 0 | 0 | 0 | 0 |  | 0 | 0 | 0 | 0 | 0 | 0 | 0 | 0 |  |  |  |  | 0 | 0 | 0 | 0 | 0 | 0 | 1 | 0 |  | 1 | 1 | 1 | 1 | #VALUE! | #VALUE! | 0 | 0 | 0 | 0 | 0 | 0 | 0 | 0 | 0 | 0 | 0 | 0 | 0 | 0 | 0 | 0 | 0 | 0 | 0 | 0 | 0 | 0 | 0 | 0 | 0
Thursday | 11 | 10 | 11 | 7523 | 0 | 0 | 0 | 0 | 0 | 0 | 0 | 0 | 0 | 0 | 0 | 0 | 0 | 0 | 0 | 0 | 0 | 0 | 0 | 0 | 0 |  | 0 | 0 | 0 | 0 | 0 | 0 | 0 | 0 |  |  |  |  | 0 | 0 | 0 | 0 | 0 | 0 | 1 | 0 |  | 1 | 1 | 1 | 1 | #VALUE! | #VALUE! | 0 | 0 | 0 | 0 | 0 | 0 | 0 | 0 | 0 | 0 | 0 | 0 | 0 | 0 | 0 | 0 | 0 | 0 | 0 | 0 | 0 | 0 | 0 | 0 | 0
Thursday | 11 | 10 | 12 | 7524 | 0 | 0 | 0 | 0 | 0 | 0 | 0 | 0 | 0 | 0 | 0 | 0 | 0 | 0 | 0 | 0 | 0 | 0 | 0 | 0 | 0 |  | 0 | 0 | 0 | 0 | 0 | 0 | 0 | 0 |  |  |  |  | 0 | 0 | 0 | 0 | 0 | 0 | 1 | 0 |  | 1 | 1 | 1 | 1 | #VALUE! | #VALUE! | 0 | 0 | 0 | 0 | 0 | 0 | 0 | 0 | 0 | 0 | 0 | 0 | 0 | 0 | 0 | 0 | 0 | 0 | 0 | 0 | 0 | 0 | 0 | 0 | 0
Thursday | 11 | 10 | 13 | 7525 | 0 | 0 | 0 | 0 | 0 | 0 | 0 | 0 | 0 | 0 | 0 | 0 | 0 | 0 | 0 | 0 | 0 | 0 | 0 | 0 | 0 |  | 0 | 0 | 0 | 0 | 0 | 0 | 0 | 0 |  |  |  |  | 0 | 0 | 0 | 0 | 0 | 0 | 1 | 0 |  | 1 | 1 | 1 | 1 | #VALUE! | #VALUE! | 0 | 0 | 0 | 0 | 0 | 0 | 0 | 0 | 0 | 0 | 0 | 0 | 0 | 0 | 0 | 0 | 0 | 0 | 0 | 0 | 0 | 0 | 0 | 0 | 0
Thursday | 11 | 10 | 14 | 7526 | 0 | 0 | 0 | 0 | 0 | 0 | 0 | 0 | 0 | 0 | 0 | 0 | 0 | 0 | 0 | 0 | 0 | 0 | 0 | 0 | 0 |  | 0 | 0 | 0 | 0 | 0 | 0 | 0 | 0 |  |  |  |  | 0 | 0 | 0 | 0 | 0 | 0 | 1 | 0 |  | 1 | 1 | 1 | 1 | #VALUE! | #VALUE! | 0 | 0 | 0 | 0 | 0 | 0 | 0 | 0 | 0 | 0 | 0 | 0 | 0 | 0 | 0 | 0 | 0 | 0 | 0 | 0 | 0 | 0 | 0 | 0 | 0
Thursday | 11 | 10 | 15 | 7527 | 0 | 0 | 0 | 0 | 0 | 0 | 0 | 0 | 0 | 0 | 0 | 0 | 0 | 0 | 0 | 0 | 0 | 0 | 0 | 0 | 0 |  | 0 | 0 | 0 | 0 | 0 | 0 | 0 | 0 |  |  |  |  | 0 | 0 | 0 | 0 | 0 | 0 | 1 | 0 |  | 1 | 1 | 1 | 1 | #VALUE! | #VALUE! | 0 | 0 | 0 | 0 | 0 | 0 | 0 | 0 | 0 | 0 | 0 | 0 | 0 | 0 | 0 | 0 | 0 | 0 | 0 | 0 | 0 | 0 | 0 | 0 | 0
Thursday | 11 | 10 | 16 | 7528 | 0 | 0 | 0 | 0 | 0 | 0 | 0 | 0 | 0 | 0 | 0 | 0 | 0 | 0 | 0 | 0 | 0 | 0 | 0 | 0 | 0 |  | 0 | 0 | 0 | 0 | 0 | 0 | 0 | 0 |  |  |  |  | 0 | 0 | 0 | 0 | 0 | 0 | 1 | 0 |  | 1 | 1 | 1 | 1 | #VALUE! | #VALUE! | 0 | 0 | 0 | 0 | 0 | 0 | 0 | 0 | 0 | 0 | 0 | 0 | 0 | 0 | 0 | 0 | 0 | 0 | 0 | 0 | 0 | 0 | 0 | 0 | 0
Thursday | 11 | 10 | 17 | 7529 | 0 | 0 | 0 | 0 | 0 | 0 | 0 | 0 | 0 | 0 | 0 | 0 | 0 | 0 | 0 | 0 | 0 | 0 | 0 | 0 | 0 |  | 0 | 0 | 0 | 0 | 0 | 0 | 0 | 0 |  |  |  |  | 0 | 0 | 0 | 0 | 0 | 0 | 1 | 0 |  | 1 | 1 | 1 | 1 | #VALUE! | #VALUE! | 0 | 0 | 0 | 0 | 0 | 0 | 0 | 0 | 0 | 0 | 0 | 0 | 0 | 0 | 0 | 0 | 0 | 0 | 0 | 0 | 0 | 0 | 0 | 0 | 0
Thursday | 11 | 10 | 18 | 7530 | 0 | 0 | 0 | 0 | 0 | 0 | 0 | 0 | 0 | 0 | 0 | 0 | 0 | 0 | 0 | 0 | 0 | 0 | 0 | 0 | 0 |  | 0 | 0 | 0 | 0 | 0 | 0 | 0 | 0 |  |  |  |  | 0 | 0 | 0 | 0 | 0 | 0 | 1 | 0 |  | 1 | 1 | 1 | 1 | #VALUE! | #VALUE! | 0 | 0 | 0 | 0 | 0 | 0 | 0 | 0 | 0 | 0 | 0 | 0 | 0 | 0 | 0 | 0 | 0 | 0 | 0 | 0 | 0 | 0 | 0 | 0 | 0
Thursday | 11 | 10 | 19 | 7531 | 0 | 0 | 0 | 0 | 0 | 0 | 0 | 0 | 0 | 0 | 0 | 0 | 0 | 0 | 0 | 0 | 0 | 0 | 0 | 0 | 0 |  | 0 | 0 | 0 | 0 | 0 | 0 | 0 | 0 |  |  |  |  | 0 | 0 | 0 | 0 | 0 | 0 | 1 | 0 |  | 1 | 1 | 1 | 1 | #VALUE! | #VALUE! | 0 | 0 | 0 | 0 | 0 | 0 | 0 | 0 | 0 | 0 | 0 | 0 | 0 | 0 | 0 | 0 | 0 | 0 | 0 | 0 | 0 | 0 | 0 | 0 | 0
Thursday | 11 | 10 | 20 | 7532 | 0 | 0 | 0 | 0 | 0 | 0 | 0 | 0 | 0 | 0 | 0 | 0 | 0 | 0 | 0 | 0 | 0 | 0 | 0 | 0 | 0 |  | 0 | 0 | 0 | 0 | 0 | 0 | 0 | 0 |  |  |  |  | 0 | 0 | 0 | 0 | 0 | 0 | 1 | 0 |  | 1 | 1 | 1 | 1 | #VALUE! | #VALUE! | 0 | 0 | 0 | 0 | 0 | 0 | 0 | 0 | 0 | 0 | 0 | 0 | 0 | 0 | 0 | 0 | 0 | 0 | 0 | 0 | 0 | 0 | 0 | 0 | 0
Thursday | 11 | 10 | 21 | 7533 | 0 | 0 | 0 | 0 | 0 | 0 | 0 | 0 | 0 | 0 | 0 | 0 | 0 | 0 | 0 | 0 | 0 | 0 | 0 | 0 | 0 |  | 0 | 0 | 0 | 0 | 0 | 0 | 0 | 0 |  |  |  |  | 0 | 0 | 0 | 0 | 0 | 0 | 1 | 0 |  | 1 | 1 | 1 | 1 | #VALUE! | #VALUE! | 0 | 0 | 0 | 0 | 0 | 0 | 0 | 0 | 0 | 0 | 0 | 0 | 0 | 0 | 0 | 0 | 0 | 0 | 0 | 0 | 0 | 0 | 0 | 0 | 0
Thursday | 11 | 10 | 22 | 7534 | 0 | 0 | 0 | 0 | 0 | 0 | 0 | 0 | 0 | 0 | 0 | 0 | 0 | 0 | 0 | 0 | 0 | 0 | 0 | 0 | 0 |  | 0 | 0 | 0 | 0 | 0 | 0 | 0 | 0 |  |  |  |  | 0 | 0 | 0 | 0 | 0 | 0 | 1 | 0 |  | 1 | 1 | 1 | 1 | #VALUE! | #VALUE! | 0 | 0 | 0 | 0 | 0 | 0 | 0 | 0 | 0 | 0 | 0 | 0 | 0 | 0 | 0 | 0 | 0 | 0 | 0 | 0 | 0 | 0 | 0 | 0 | 0
Thursday | 11 | 10 | 23 | 7535 | 0 | 0 | 0 | 0 | 0 | 0 | 0 | 0 | 0 | 0 | 0 | 0 | 0 | 0 | 0 | 0 | 0 | 0 | 0 | 0 | 0 |  | 0 | 0 | 0 | 0 | 0 | 0 | 0 | 0 |  |  |  |  | 0 | 0 | 0 | 0 | 0 | 0 | 0 | 1 |  | 1 | 1 | 1 | 1 | 1 | 1 | 0 | 0 | 0 | 0 | 0 | 0 | 0 | 0 | 0 | 0 | 0 | 0 | 0 | 0 | 0 | 0 | 0 | 0 | 0 | 0 | 0 | 0 | 0 | 0 | 0
Thursday | 11 | 10 | 24 | 7536 | 0 | 0 | 0 | 0 | 0 | 0 | 0 | 0 | 0 | 0 | 0 | 0 | 0 | 0 | 0 | 0 | 0 | 0 | 0 | 0 | 0 |  | 0 | 0 | 0 | 0 | 0 | 0 | 0 | 0 |  |  |  |  | 0 | 0 | 0 | 0 | 0 | 0 | 0 | 1 |  | 1 | 1 | 1 | 1 | 1 | 1 | 0 | 0 | 0 | 0 | 0 | 0 | 0 | 0 | 0 | 0 | 0 | 0 | 0 | 0 | 0 | 0 | 0 | 0 | 0 | 0 | 0 | 0 | 0 | 0 | 0
Friday | 11 | 11 | 1 | 7537 | 0 | 0 | 0 | 0 | 0 | 0 | 0 | 0 | 0 | 0 | 0 | 0 | 0 | 0 | 0 | 0 | 0 | 0 | 0 | 0 | 0 |  | 0 | 0 | 0 | 0 | 0 | 0 | 0 | 0 |  |  |  |  | 0 | 0 | 0 | 0 | 0 | 0 | 0 | 1 |  | 1 | 1 | 1 | 1 | 1 | 1 | 0 | 0 | 0 | 0 | 0 | 0 | 0 | 0 | 0 | 0 | 0 | 0 | 0 | 0 | 0 | 0 | 0 | 0 | 0 | 0 | 0 | 0 | 0 | 0 | 0
Friday | 11 | 11 | 2 | 7538 | 0 | 0 | 0 | 0 | 0 | 0 | 0 | 0 | 0 | 0 | 0 | 0 | 0 | 0 | 0 | 0 | 0 | 0 | 0 | 0 | 0 |  | 0 | 0 | 0 | 0 | 0 | 0 | 0 | 0 |  |  |  |  | 0 | 0 | 0 | 0 | 0 | 0 | 0 | 1 |  | 1 | 1 | 1 | 1 | 1 | 1 | 0 | 0 | 0 | 0 | 0 | 0 | 0 | 0 | 0 | 0 | 0 | 0 | 0 | 0 | 0 | 0 | 0 | 0 | 0 | 0 | 0 | 0 | 0 | 0 | 0
Friday | 11 | 11 | 3 | 7539 | 0 | 0 | 0 | 0 | 0 | 0 | 0 | 0 | 0 | 0 | 0 | 0 | 0 | 0 | 0 | 0 | 0 | 0 | 0 | 0 | 0 |  | 0 | 0 | 0 | 0 | 0 | 0 | 0 | 0 |  |  |  |  | 0 | 0 | 0 | 0 | 0 | 0 | 0 | 1 |  | 1 | 1 | 1 | 1 | 1 | 1 | 0 | 0 | 0 | 0 | 0 | 0 | 0 | 0 | 0 | 0 | 0 | 0 | 0 | 0 | 0 | 0 | 0 | 0 | 0 | 0 | 0 | 0 | 0 | 0 | 0
Friday | 11 | 11 | 4 | 7540 | 0 | 0 | 0 | 0 | 0 | 0 | 0 | 0 | 0 | 0 | 0 | 0 | 0 | 0 | 0 | 0 | 0 | 0 | 0 | 0 | 0 |  | 0 | 0 | 0 | 0 | 0 | 0 | 0 | 0 |  |  |  |  | 0 | 0 | 0 | 0 | 0 | 0 | 0 | 1 |  | 1 | 1 | 1 | 1 | 1 | 1 | 0 | 0 | 0 | 0 | 0 | 0 | 0 | 0 | 0 | 0 | 0 | 0 | 0 | 0 | 0 | 0 | 0 | 0 | 0 | 0 | 0 | 0 | 0 | 0 | 0
Friday | 11 | 11 | 5 | 7541 | 0 | 0 | 0 | 0 | 0 | 0 | 0 | 0 | 0 | 0 | 0 | 0 | 0 | 0 | 0 | 0 | 0 | 0 | 0 | 0 | 0 |  | 0 | 0 | 0 | 0 | 0 | 0 | 0 | 0 |  |  |  |  | 0 | 0 | 0 | 0 | 0 | 0 | 0 | 1 |  | 1 | 1 | 1 | 1 | 1 | 1 | 0 | 0 | 0 | 0 | 0 | 0 | 0 | 0 | 0 | 0 | 0 | 0 | 0 | 0 | 0 | 0 | 0 | 0 | 0 | 0 | 0 | 0 | 0 | 0 | 0
Friday | 11 | 11 | 6 | 7542 | 0 | 0 | 0 | 0 | 0 | 0 | 0 | 0 | 0 | 0 | 0 | 0 | 0 | 0 | 0 | 0 | 0 | 0 | 0 | 0 | 0 |  | 0 | 0 | 0 | 0 | 0 | 0 | 0 | 0 |  |  |  |  | 0 | 0 | 0 | 0 | 0 | 0 | 0 | 1 |  | 1 | 1 | 1 | 1 | 1 | 1 | 0 | 0 | 0 | 0 | 0 | 0 | 0 | 0 | 0 | 0 | 0 | 0 | 0 | 0 | 0 | 0 | 0 | 0 | 0 | 0 | 0 | 0 | 0 | 0 | 0
Friday | 11 | 11 | 7 | 7543 | 0 | 0 | 0 | 0 | 0 | 0 | 0 | 0 | 0 | 0 | 0 | 0 | 0 | 0 | 0 | 0 | 0 | 0 | 0 | 0 | 0 |  | 0 | 0 | 0 | 0 | 0 | 0 | 0 | 0 |  |  |  |  | 0 | 0 | 0 | 0 | 0 | 0 | 0 | 1 |  | 1 | 1 | 1 | 1 | 1 | 1 | 0 | 0 | 0 | 0 | 0 | 0 | 0 | 0 | 0 | 0 | 0 | 0 | 0 | 0 | 0 | 0 | 0 | 0 | 0 | 0 | 0 | 0 | 0 | 0 | 0
Friday | 11 | 11 | 8 | 7544 | 0 | 0 | 0 | 0 | 0 | 0 | 0 | 0 | 0 | 0 | 0 | 0 | 0 | 0 | 0 | 0 | 0 | 0 | 0 | 0 | 0 |  | 0 | 0 | 0 | 0 | 0 | 0 | 0 | 0 |  |  |  |  | 0 | 0 | 0 | 0 | 0 | 0 | 1 | 0 |  | 1 | 1 | 1 | 1 | #VALUE! | #VALUE! | 0 | 0 | 0 | 0 | 0 | 0 | 0 | 0 | 0 | 0 | 0 | 0 | 0 | 0 | 0 | 0 | 0 | 0 | 0 | 0 | 0 | 0 | 0 | 0 | 0
Friday | 11 | 11 | 9 | 7545 | 0 | 0 | 0 | 0 | 0 | 0 | 0 | 0 | 0 | 0 | 0 | 0 | 0 | 0 | 0 | 0 | 0 | 0 | 0 | 0 | 0 |  | 0 | 0 | 0 | 0 | 0 | 0 | 0 | 0 |  |  |  |  | 0 | 0 | 0 | 0 | 0 | 0 | 1 | 0 |  | 1 | 1 | 1 | 1 | #VALUE! | #VALUE! | 0 | 0 | 0 | 0 | 0 | 0 | 0 | 0 | 0 | 0 | 0 | 0 | 0 | 0 | 0 | 0 | 0 | 0 | 0 | 0 | 0 | 0 | 0 | 0 | 0
Friday | 11 | 11 | 10 | 7546 | 0 | 0 | 0 | 0 | 0 | 0 | 0 | 0 | 0 | 0 | 0 | 0 | 0 | 0 | 0 | 0 | 0 | 0 | 0 | 0 | 0 |  | 0 | 0 | 0 | 0 | 0 | 0 | 0 | 0 |  |  |  |  | 0 | 0 | 0 | 0 | 0 | 0 | 1 | 0 |  | 1 | 1 | 1 | 1 | #VALUE! | #VALUE! | 0 | 0 | 0 | 0 | 0 | 0 | 0 | 0 | 0 | 0 | 0 | 0 | 0 | 0 | 0 | 0 | 0 | 0 | 0 | 0 | 0 | 0 | 0 | 0 | 0
Friday | 11 | 11 | 11 | 7547 | 0 | 0 | 0 | 0 | 0 | 0 | 0 | 0 | 0 | 0 | 0 | 0 | 0 | 0 | 0 | 0 | 0 | 0 | 0 | 0 | 0 |  | 0 | 0 | 0 | 0 | 0 | 0 | 0 | 0 |  |  |  |  | 0 | 0 | 0 | 0 | 0 | 0 | 1 | 0 |  | 1 | 1 | 1 | 1 | #VALUE! | #VALUE! | 0 | 0 | 0 | 0 | 0 | 0 | 0 | 0 | 0 | 0 | 0 | 0 | 0 | 0 | 0 | 0 | 0 | 0 | 0 | 0 | 0 | 0 | 0 | 0 | 0
Friday | 11 | 11 | 12 | 7548 | 0 | 0 | 0 | 0 | 0 | 0 | 0 | 0 | 0 | 0 | 0 | 0 | 0 | 0 | 0 | 0 | 0 | 0 | 0 | 0 | 0 |  | 0 | 0 | 0 | 0 | 0 | 0 | 0 | 0 |  |  |  |  | 0 | 0 | 0 | 0 | 0 | 0 | 1 | 0 |  | 1 | 1 | 1 | 1 | #VALUE! | #VALUE! | 0 | 0 | 0 | 0 | 0 | 0 | 0 | 0 | 0 | 0 | 0 | 0 | 0 | 0 | 0 | 0 | 0 | 0 | 0 | 0 | 0 | 0 | 0 | 0 | 0
Friday | 11 | 11 | 13 | 7549 | 0 | 0 | 0 | 0 | 0 | 0 | 0 | 0 | 0 | 0 | 0 | 0 | 0 | 0 | 0 | 0 | 0 | 0 | 0 | 0 | 0 |  | 0 | 0 | 0 | 0 | 0 | 0 | 0 | 0 |  |  |  |  | 0 | 0 | 0 | 0 | 0 | 0 | 1 | 0 |  | 1 | 1 | 1 | 1 | #VALUE! | #VALUE! | 0 | 0 | 0 | 0 | 0 | 0 | 0 | 0 | 0 | 0 | 0 | 0 | 0 | 0 | 0 | 0 | 0 | 0 | 0 | 0 | 0 | 0 | 0 | 0 | 0
Friday | 11 | 11 | 14 | 7550 | 0 | 0 | 0 | 0 | 0 | 0 | 0 | 0 | 0 | 0 | 0 | 0 | 0 | 0 | 0 | 0 | 0 | 0 | 0 | 0 | 0 |  | 0 | 0 | 0 | 0 | 0 | 0 | 0 | 0 |  |  |  |  | 0 | 0 | 0 | 0 | 0 | 0 | 1 | 0 |  | 1 | 1 | 1 | 1 | #VALUE! | #VALUE! | 0 | 0 | 0 | 0 | 0 | 0 | 0 | 0 | 0 | 0 | 0 | 0 | 0 | 0 | 0 | 0 | 0 | 0 | 0 | 0 | 0 | 0 | 0 | 0 | 0
Friday | 11 | 11 | 15 | 7551 | 0 | 0 | 0 | 0 | 0 | 0 | 0 | 0 | 0 | 0 | 0 | 0 | 0 | 0 | 0 | 0 | 0 | 0 | 0 | 0 | 0 |  | 0 | 0 | 0 | 0 | 0 | 0 | 0 | 0 |  |  |  |  | 0 | 0 | 0 | 0 | 0 | 0 | 1 | 0 |  | 1 | 1 | 1 | 1 | #VALUE! | #VALUE! | 0 | 0 | 0 | 0 | 0 | 0 | 0 | 0 | 0 | 0 | 0 | 0 | 0 | 0 | 0 | 0 | 0 | 0 | 0 | 0 | 0 | 0 | 0 | 0 | 0
Friday | 11 | 11 | 16 | 7552 | 0 | 0 | 0 | 0 | 0 | 0 | 0 | 0 | 0 | 0 | 0 | 0 | 0 | 0 | 0 | 0 | 0 | 0 | 0 | 0 | 0 |  | 0 | 0 | 0 | 0 | 0 | 0 | 0 | 0 |  |  |  |  | 0 | 0 | 0 | 0 | 0 | 0 | 1 | 0 |  | 1 | 1 | 1 | 1 | #VALUE! | #VALUE! | 0 | 0 | 0 | 0 | 0 | 0 | 0 | 0 | 0 | 0 | 0 | 0 | 0 | 0 | 0 | 0 | 0 | 0 | 0 | 0 | 0 | 0 | 0 | 0 | 0
Friday | 11 | 11 | 17 | 7553 | 0 | 0 | 0 | 0 | 0 | 0 | 0 | 0 | 0 | 0 | 0 | 0 | 0 | 0 | 0 | 0 | 0 | 0 | 0 | 0 | 0 |  | 0 | 0 | 0 | 0 | 0 | 0 | 0 | 0 |  |  |  |  | 0 | 0 | 0 | 0 | 0 | 0 | 1 | 0 |  | 1 | 1 | 1 | 1 | #VALUE! | #VALUE! | 0 | 0 | 0 | 0 | 0 | 0 | 0 | 0 | 0 | 0 | 0 | 0 | 0 | 0 | 0 | 0 | 0 | 0 | 0 | 0 | 0 | 0 | 0 | 0 | 0
Friday | 11 | 11 | 18 | 7554 | 0 | 0 | 0 | 0 | 0 | 0 | 0 | 0 | 0 | 0 | 0 | 0 | 0 | 0 | 0 | 0 | 0 | 0 | 0 | 0 | 0 |  | 0 | 0 | 0 | 0 | 0 | 0 | 0 | 0 |  |  |  |  | 0 | 0 | 0 | 0 | 0 | 0 | 1 | 0 |  | 1 | 1 | 1 | 1 | #VALUE! | #VALUE! | 0 | 0 | 0 | 0 | 0 | 0 | 0 | 0 | 0 | 0 | 0 | 0 | 0 | 0 | 0 | 0 | 0 | 0 | 0 | 0 | 0 | 0 | 0 | 0 | 0
Friday | 11 | 11 | 19 | 7555 | 0 | 0 | 0 | 0 | 0 | 0 | 0 | 0 | 0 | 0 | 0 | 0 | 0 | 0 | 0 | 0 | 0 | 0 | 0 | 0 | 0 |  | 0 | 0 | 0 | 0 | 0 | 0 | 0 | 0 |  |  |  |  | 0 | 0 | 0 | 0 | 0 | 0 | 1 | 0 |  | 1 | 1 | 1 | 1 | #VALUE! | #VALUE! | 0 | 0 | 0 | 0 | 0 | 0 | 0 | 0 | 0 | 0 | 0 | 0 | 0 | 0 | 0 | 0 | 0 | 0 | 0 | 0 | 0 | 0 | 0 | 0 | 0
Friday | 11 | 11 | 20 | 7556 | 0 | 0 | 0 | 0 | 0 | 0 | 0 | 0 | 0 | 0 | 0 | 0 | 0 | 0 | 0 | 0 | 0 | 0 | 0 | 0 | 0 |  | 0 | 0 | 0 | 0 | 0 | 0 | 0 | 0 |  |  |  |  | 0 | 0 | 0 | 0 | 0 | 0 | 1 | 0 |  | 1 | 1 | 1 | 1 | #VALUE! | #VALUE! | 0 | 0 | 0 | 0 | 0 | 0 | 0 | 0 | 0 | 0 | 0 | 0 | 0 | 0 | 0 | 0 | 0 | 0 | 0 | 0 | 0 | 0 | 0 | 0 | 0
Friday | 11 | 11 | 21 | 7557 | 0 | 0 | 0 | 0 | 0 | 0 | 0 | 0 | 0 | 0 | 0 | 0 | 0 | 0 | 0 | 0 | 0 | 0 | 0 | 0 | 0 |  | 0 | 0 | 0 | 0 | 0 | 0 | 0 | 0 |  |  |  |  | 0 | 0 | 0 | 0 | 0 | 0 | 1 | 0 |  | 1 | 1 | 1 | 1 | #VALUE! | #VALUE! | 0 | 0 | 0 | 0 | 0 | 0 | 0 | 0 | 0 | 0 | 0 | 0 | 0 | 0 | 0 | 0 | 0 | 0 | 0 | 0 | 0 | 0 | 0 | 0 | 0
Friday | 11 | 11 | 22 | 7558 | 0 | 0 | 0 | 0 | 0 | 0 | 0 | 0 | 0 | 0 | 0 | 0 | 0 | 0 | 0 | 0 | 0 | 0 | 0 | 0 | 0 |  | 0 | 0 | 0 | 0 | 0 | 0 | 0 | 0 |  |  |  |  | 0 | 0 | 0 | 0 | 0 | 0 | 1 | 0 |  | 1 | 1 | 1 | 1 | #VALUE! | #VALUE! | 0 | 0 | 0 | 0 | 0 | 0 | 0 | 0 | 0 | 0 | 0 | 0 | 0 | 0 | 0 | 0 | 0 | 0 | 0 | 0 | 0 | 0 | 0 | 0 | 0
Friday | 11 | 11 | 23 | 7559 | 0 | 0 | 0 | 0 | 0 | 0 | 0 | 0 | 0 | 0 | 0 | 0 | 0 | 0 | 0 | 0 | 0 | 0 | 0 | 0 | 0 |  | 0 | 0 | 0 | 0 | 0 | 0 | 0 | 0 |  |  |  |  | 0 | 0 | 0 | 0 | 0 | 0 | 0 | 1 |  | 1 | 1 | 1 | 1 | 1 | 1 | 0 | 0 | 0 | 0 | 0 | 0 | 0 | 0 | 0 | 0 | 0 | 0 | 0 | 0 | 0 | 0 | 0 | 0 | 0 | 0 | 0 | 0 | 0 | 0 | 0
Friday | 11 | 11 | 24 | 7560 | 0 | 0 | 0 | 0 | 0 | 0 | 0 | 0 | 0 | 0 | 0 | 0 | 0 | 0 | 0 | 0 | 0 | 0 | 0 | 0 | 0 |  | 0 | 0 | 0 | 0 | 0 | 0 | 0 | 0 |  |  |  |  | 0 | 0 | 0 | 0 | 0 | 0 | 0 | 1 |  | 1 | 1 | 1 | 1 | 1 | 1 | 0 | 0 | 0 | 0 | 0 | 0 | 0 | 0 | 0 | 0 | 0 | 0 | 0 | 0 | 0 | 0 | 0 | 0 | 0 | 0 | 0 | 0 | 0 | 0 | 0
Saturday | 11 | 12 | 1 | 7561 | 0 | 0 | 0 | 0 | 0 | 0 | 0 | 0 | 0 | 0 | 0 | 0 | 0 | 0 | 0 | 0 | 0 | 0 | 0 | 0 | 0 |  | 0 | 0 | 0 | 0 | 0 | 0 | 0 | 0 |  |  |  |  | 0 | 0 | 0 | 0 | 0 | 0 | 0 | 1 |  | 1 | 1 | 1 | 1 | 1 | 1 | 0 | 0 | 0 | 0 | 0 | 0 | 0 | 0 | 0 | 0 | 0 | 0 | 0 | 0 | 0 | 0 | 0 | 0 | 0 | 0 | 0 | 0 | 0 | 0 | 0
Saturday | 11 | 12 | 2 | 7562 | 0 | 0 | 0 | 0 | 0 | 0 | 0 | 0 | 0 | 0 | 0 | 0 | 0 | 0 | 0 | 0 | 0 | 0 | 0 | 0 | 0 |  | 0 | 0 | 0 | 0 | 0 | 0 | 0 | 0 |  |  |  |  | 0 | 0 | 0 | 0 | 0 | 0 | 0 | 1 |  | 1 | 1 | 1 | 1 | 1 | 1 | 0 | 0 | 0 | 0 | 0 | 0 | 0 | 0 | 0 | 0 | 0 | 0 | 0 | 0 | 0 | 0 | 0 | 0 | 0 | 0 | 0 | 0 | 0 | 0 | 0
Saturday | 11 | 12 | 3 | 7563 | 0 | 0 | 0 | 0 | 0 | 0 | 0 | 0 | 0 | 0 | 0 | 0 | 0 | 0 | 0 | 0 | 0 | 0 | 0 | 0 | 0 |  | 0 | 0 | 0 | 0 | 0 | 0 | 0 | 0 |  |  |  |  | 0 | 0 | 0 | 0 | 0 | 0 | 0 | 1 |  | 1 | 1 | 1 | 1 | 1 | 1 | 0 | 0 | 0 | 0 | 0 | 0 | 0 | 0 | 0 | 0 | 0 | 0 | 0 | 0 | 0 | 0 | 0 | 0 | 0 | 0 | 0 | 0 | 0 | 0 | 0
Saturday | 11 | 12 | 4 | 7564 | 0 | 0 | 0 | 0 | 0 | 0 | 0 | 0 | 0 | 0 | 0 | 0 | 0 | 0 | 0 | 0 | 0 | 0 | 0 | 0 | 0 |  | 0 | 0 | 0 | 0 | 0 | 0 | 0 | 0 |  |  |  |  | 0 | 0 | 0 | 0 | 0 | 0 | 0 | 1 |  | 1 | 1 | 1 | 1 | 1 | 1 | 0 | 0 | 0 | 0 | 0 | 0 | 0 | 0 | 0 | 0 | 0 | 0 | 0 | 0 | 0 | 0 | 0 | 0 | 0 | 0 | 0 | 0 | 0 | 0 | 0
Saturday | 11 | 12 | 5 | 7565 | 0 | 0 | 0 | 0 | 0 | 0 | 0 | 0 | 0 | 0 | 0 | 0 | 0 | 0 | 0 | 0 | 0 | 0 | 0 | 0 | 0 |  | 0 | 0 | 0 | 0 | 0 | 0 | 0 | 0 |  |  |  |  | 0 | 0 | 0 | 0 | 0 | 0 | 0 | 1 |  | 1 | 1 | 1 | 1 | 1 | 1 | 0 | 0 | 0 | 0 | 0 | 0 | 0 | 0 | 0 | 0 | 0 | 0 | 0 | 0 | 0 | 0 | 0 | 0 | 0 | 0 | 0 | 0 | 0 | 0 | 0
Saturday | 11 | 12 | 6 | 7566 | 0 | 0 | 0 | 0 | 0 | 0 | 0 | 0 | 0 | 0 | 0 | 0 | 0 | 0 | 0 | 0 | 0 | 0 | 0 | 0 | 0 |  | 0 | 0 | 0 | 0 | 0 | 0 | 0 | 0 |  |  |  |  | 0 | 0 | 0 | 0 | 0 | 0 | 0 | 1 |  | 1 | 1 | 1 | 1 | 1 | 1 | 0 | 0 | 0 | 0 | 0 | 0 | 0 | 0 | 0 | 0 | 0 | 0 | 0 | 0 | 0 | 0 | 0 | 0 | 0 | 0 | 0 | 0 | 0 | 0 | 0
Saturday | 11 | 12 | 7 | 7567 | 0 | 0 | 0 | 0 | 0 | 0 | 0 | 0 | 0 | 0 | 0 | 0 | 0 | 0 | 0 | 0 | 0 | 0 | 0 | 0 | 0 |  | 0 | 0 | 0 | 0 | 0 | 0 | 0 | 0 |  |  |  |  | 0 | 0 | 0 | 0 | 0 | 0 | 0 | 1 |  | 1 | 1 | 1 | 1 | 1 | 1 | 0 | 0 | 0 | 0 | 0 | 0 | 0 | 0 | 0 | 0 | 0 | 0 | 0 | 0 | 0 | 0 | 0 | 0 | 0 | 0 | 0 | 0 | 0 | 0 | 0
Saturday | 11 | 12 | 8 | 7568 | 0 | 0 | 0 | 0 | 0 | 0 | 0 | 0 | 0 | 0 | 0 | 0 | 0 | 0 | 0 | 0 | 0 | 0 | 0 | 0 | 0 |  | 0 | 0 | 0 | 0 | 0 | 0 | 0 | 0 |  |  |  |  | 0 | 0 | 0 | 0 | 0 | 0 | 0 | 1 |  | 1 | 1 | 1 | 1 | 1 | 1 | 0 | 0 | 0 | 0 | 0 | 0 | 0 | 0 | 0 | 0 | 0 | 0 | 0 | 0 | 0 | 0 | 0 | 0 | 0 | 0 | 0 | 0 | 0 | 0 | 0
Saturday | 11 | 12 | 9 | 7569 | 0 | 0 | 0 | 0 | 0 | 0 | 0 | 0 | 0 | 0 | 0 | 0 | 0 | 0 | 0 | 0 | 0 | 0 | 0 | 0 | 0 |  | 0 | 0 | 0 | 0 | 0 | 0 | 0 | 0 |  |  |  |  | 0 | 0 | 0 | 0 | 0 | 0 | 0 | 1 |  | 1 | 1 | 1 | 1 | 1 | 1 | 0 | 0 | 0 | 0 | 0 | 0 | 0 | 0 | 0 | 0 | 0 | 0 | 0 | 0 | 0 | 0 | 0 | 0 | 0 | 0 | 0 | 0 | 0 | 0 | 0
Saturday | 11 | 12 | 10 | 7570 | 0 | 0 | 0 | 0 | 0 | 0 | 0 | 0 | 0 | 0 | 0 | 0 | 0 | 0 | 0 | 0 | 0 | 0 | 0 | 0 | 0 |  | 0 | 0 | 0 | 0 | 0 | 0 | 0 | 0 |  |  |  |  | 0 | 0 | 0 | 0 | 0 | 0 | 0 | 1 |  | 1 | 1 | 1 | 1 | 1 | 1 | 0 | 0 | 0 | 0 | 0 | 0 | 0 | 0 | 0 | 0 | 0 | 0 | 0 | 0 | 0 | 0 | 0 | 0 | 0 | 0 | 0 | 0 | 0 | 0 | 0
Saturday | 11 | 12 | 11 | 7571 | 0 | 0 | 0 | 0 | 0 | 0 | 0 | 0 | 0 | 0 | 0 | 0 | 0 | 0 | 0 | 0 | 0 | 0 | 0 | 0 | 0 |  | 0 | 0 | 0 | 0 | 0 | 0 | 0 | 0 |  |  |  |  | 0 | 0 | 0 | 0 | 0 | 0 | 0 | 1 |  | 1 | 1 | 1 | 1 | 1 | 1 | 0 | 0 | 0 | 0 | 0 | 0 | 0 | 0 | 0 | 0 | 0 | 0 | 0 | 0 | 0 | 0 | 0 | 0 | 0 | 0 | 0 | 0 | 0 | 0 | 0
Saturday | 11 | 12 | 12 | 7572 | 0 | 0 | 0 | 0 | 0 | 0 | 0 | 0 | 0 | 0 | 0 | 0 | 0 | 0 | 0 | 0 | 0 | 0 | 0 | 0 | 0 |  | 0 | 0 | 0 | 0 | 0 | 0 | 0 | 0 |  |  |  |  | 0 | 0 | 0 | 0 | 0 | 0 | 0 | 1 |  | 1 | 1 | 1 | 1 | 1 | 1 | 0 | 0 | 0 | 0 | 0 | 0 | 0 | 0 | 0 | 0 | 0 | 0 | 0 | 0 | 0 | 0 | 0 | 0 | 0 | 0 | 0 | 0 | 0 | 0 | 0
Saturday | 11 | 12 | 13 | 7573 | 0 | 0 | 0 | 0 | 0 | 0 | 0 | 0 | 0 | 0 | 0 | 0 | 0 | 0 | 0 | 0 | 0 | 0 | 0 | 0 | 0 |  | 0 | 0 | 0 | 0 | 0 | 0 | 0 | 0 |  |  |  |  | 0 | 0 | 0 | 0 | 0 | 0 | 0 | 1 |  | 1 | 1 | 1 | 1 | 1 | 1 | 0 | 0 | 0 | 0 | 0 | 0 | 0 | 0 | 0 | 0 | 0 | 0 | 0 | 0 | 0 | 0 | 0 | 0 | 0 | 0 | 0 | 0 | 0 | 0 | 0
Saturday | 11 | 12 | 14 | 7574 | 0 | 0 | 0 | 0 | 0 | 0 | 0 | 0 | 0 | 0 | 0 | 0 | 0 | 0 | 0 | 0 | 0 | 0 | 0 | 0 | 0 |  | 0 | 0 | 0 | 0 | 0 | 0 | 0 | 0 |  |  |  |  | 0 | 0 | 0 | 0 | 0 | 0 | 0 | 1 |  | 1 | 1 | 1 | 1 | 1 | 1 | 0 | 0 | 0 | 0 | 0 | 0 | 0 | 0 | 0 | 0 | 0 | 0 | 0 | 0 | 0 | 0 | 0 | 0 | 0 | 0 | 0 | 0 | 0 | 0 | 0
Saturday | 11 | 12 | 15 | 7575 | 0 | 0 | 0 | 0 | 0 | 0 | 0 | 0 | 0 | 0 | 0 | 0 | 0 | 0 | 0 | 0 | 0 | 0 | 0 | 0 | 0 |  | 0 | 0 | 0 | 0 | 0 | 0 | 0 | 0 |  |  |  |  | 0 | 0 | 0 | 0 | 0 | 0 | 0 | 1 |  | 1 | 1 | 1 | 1 | 1 | 1 | 0 | 0 | 0 | 0 | 0 | 0 | 0 | 0 | 0 | 0 | 0 | 0 | 0 | 0 | 0 | 0 | 0 | 0 | 0 | 0 | 0 | 0 | 0 | 0 | 0
Saturday | 11 | 12 | 16 | 7576 | 0 | 0 | 0 | 0 | 0 | 0 | 0 | 0 | 0 | 0 | 0 | 0 | 0 | 0 | 0 | 0 | 0 | 0 | 0 | 0 | 0 |  | 0 | 0 | 0 | 0 | 0 | 0 | 0 | 0 |  |  |  |  | 0 | 0 | 0 | 0 | 0 | 0 | 0 | 1 |  | 1 | 1 | 1 | 1 | 1 | 1 | 0 | 0 | 0 | 0 | 0 | 0 | 0 | 0 | 0 | 0 | 0 | 0 | 0 | 0 | 0 | 0 | 0 | 0 | 0 | 0 | 0 | 0 | 0 | 0 | 0
Saturday | 11 | 12 | 17 | 7577 | 0 | 0 | 0 | 0 | 0 | 0 | 0 | 0 | 0 | 0 | 0 | 0 | 0 | 0 | 0 | 0 | 0 | 0 | 0 | 0 | 0 |  | 0 | 0 | 0 | 0 | 0 | 0 | 0 | 0 |  |  |  |  | 0 | 0 | 0 | 0 | 0 | 0 | 0 | 1 |  | 1 | 1 | 1 | 1 | 1 | 1 | 0 | 0 | 0 | 0 | 0 | 0 | 0 | 0 | 0 | 0 | 0 | 0 | 0 | 0 | 0 | 0 | 0 | 0 | 0 | 0 | 0 | 0 | 0 | 0 | 0
Saturday | 11 | 12 | 18 | 7578 | 0 | 0 | 0 | 0 | 0 | 0 | 0 | 0 | 0 | 0 | 0 | 0 | 0 | 0 | 0 | 0 | 0 | 0 | 0 | 0 | 0 |  | 0 | 0 | 0 | 0 | 0 | 0 | 0 | 0 |  |  |  |  | 0 | 0 | 0 | 0 | 0 | 0 | 0 | 1 |  | 1 | 1 | 1 | 1 | 1 | 1 | 0 | 0 | 0 | 0 | 0 | 0 | 0 | 0 | 0 | 0 | 0 | 0 | 0 | 0 | 0 | 0 | 0 | 0 | 0 | 0 | 0 | 0 | 0 | 0 | 0
Saturday | 11 | 12 | 19 | 7579 | 0 | 0 | 0 | 0 | 0 | 0 | 0 | 0 | 0 | 0 | 0 | 0 | 0 | 0 | 0 | 0 | 0 | 0 | 0 | 0 | 0 |  | 0 | 0 | 0 | 0 | 0 | 0 | 0 | 0 |  |  |  |  | 0 | 0 | 0 | 0 | 0 | 0 | 0 | 1 |  | 1 | 1 | 1 | 1 | 1 | 1 | 0 | 0 | 0 | 0 | 0 | 0 | 0 | 0 | 0 | 0 | 0 | 0 | 0 | 0 | 0 | 0 | 0 | 0 | 0 | 0 | 0 | 0 | 0 | 0 | 0
Saturday | 11 | 12 | 20 | 7580 | 0 | 0 | 0 | 0 | 0 | 0 | 0 | 0 | 0 | 0 | 0 | 0 | 0 | 0 | 0 | 0 | 0 | 0 | 0 | 0 | 0 |  | 0 | 0 | 0 | 0 | 0 | 0 | 0 | 0 |  |  |  |  | 0 | 0 | 0 | 0 | 0 | 0 | 0 | 1 |  | 1 | 1 | 1 | 1 | 1 | 1 | 0 | 0 | 0 | 0 | 0 | 0 | 0 | 0 | 0 | 0 | 0 | 0 | 0 | 0 | 0 | 0 | 0 | 0 | 0 | 0 | 0 | 0 | 0 | 0 | 0
Saturday | 11 | 12 | 21 | 7581 | 0 | 0 | 0 | 0 | 0 | 0 | 0 | 0 | 0 | 0 | 0 | 0 | 0 | 0 | 0 | 0 | 0 | 0 | 0 | 0 | 0 |  | 0 | 0 | 0 | 0 | 0 | 0 | 0 | 0 |  |  |  |  | 0 | 0 | 0 | 0 | 0 | 0 | 0 | 1 |  | 1 | 1 | 1 | 1 | 1 | 1 | 0 | 0 | 0 | 0 | 0 | 0 | 0 | 0 | 0 | 0 | 0 | 0 | 0 | 0 | 0 | 0 | 0 | 0 | 0 | 0 | 0 | 0 | 0 | 0 | 0
Saturday | 11 | 12 | 22 | 7582 | 0 | 0 | 0 | 0 | 0 | 0 | 0 | 0 | 0 | 0 | 0 | 0 | 0 | 0 | 0 | 0 | 0 | 0 | 0 | 0 | 0 |  | 0 | 0 | 0 | 0 | 0 | 0 | 0 | 0 |  |  |  |  | 0 | 0 | 0 | 0 | 0 | 0 | 0 | 1 |  | 1 | 1 | 1 | 1 | 1 | 1 | 0 | 0 | 0 | 0 | 0 | 0 | 0 | 0 | 0 | 0 | 0 | 0 | 0 | 0 | 0 | 0 | 0 | 0 | 0 | 0 | 0 | 0 | 0 | 0 | 0
Saturday | 11 | 12 | 23 | 7583 | 0 | 0 | 0 | 0 | 0 | 0 | 0 | 0 | 0 | 0 | 0 | 0 | 0 | 0 | 0 | 0 | 0 | 0 | 0 | 0 | 0 |  | 0 | 0 | 0 | 0 | 0 | 0 | 0 | 0 |  |  |  |  | 0 | 0 | 0 | 0 | 0 | 0 | 0 | 1 |  | 1 | 1 | 1 | 1 | 1 | 1 | 0 | 0 | 0 | 0 | 0 | 0 | 0 | 0 | 0 | 0 | 0 | 0 | 0 | 0 | 0 | 0 | 0 | 0 | 0 | 0 | 0 | 0 | 0 | 0 | 0
Saturday | 11 | 12 | 24 | 7584 | 0 | 0 | 0 | 0 | 0 | 0 | 0 | 0 | 0 | 0 | 0 | 0 | 0 | 0 | 0 | 0 | 0 | 0 | 0 | 0 | 0 |  | 0 | 0 | 0 | 0 | 0 | 0 | 0 | 0 |  |  |  |  | 0 | 0 | 0 | 0 | 0 | 0 | 0 | 1 |  | 1 | 1 | 1 | 1 | 1 | 1 | 0 | 0 | 0 | 0 | 0 | 0 | 0 | 0 | 0 | 0 | 0 | 0 | 0 | 0 | 0 | 0 | 0 | 0 | 0 | 0 | 0 | 0 | 0 | 0 | 0
Sunday | 11 | 13 | 1 | 7585 | 0 | 0 | 0 | 0 | 0 | 0 | 0 | 0 | 0 | 0 | 0 | 0 | 0 | 0 | 0 | 0 | 0 | 0 | 0 | 0 | 0 |  | 0 | 0 | 0 | 0 | 0 | 0 | 0 | 0 |  |  |  |  | 0 | 0 | 0 | 0 | 0 | 0 | 0 | 1 |  | 1 | 1 | 1 | 1 | 1 | 1 | 0 | 0 | 0 | 0 | 0 | 0 | 0 | 0 | 0 | 0 | 0 | 0 | 0 | 0 | 0 | 0 | 0 | 0 | 0 | 0 | 0 | 0 | 0 | 0 | 0
Sunday | 11 | 13 | 2 | 7586 | 0 | 0 | 0 | 0 | 0 | 0 | 0 | 0 | 0 | 0 | 0 | 0 | 0 | 0 | 0 | 0 | 0 | 0 | 0 | 0 | 0 |  | 0 | 0 | 0 | 0 | 0 | 0 | 0 | 0 |  |  |  |  | 0 | 0 | 0 | 0 | 0 | 0 | 0 | 1 |  | 1 | 1 | 1 | 1 | 1 | 1 | 0 | 0 | 0 | 0 | 0 | 0 | 0 | 0 | 0 | 0 | 0 | 0 | 0 | 0 | 0 | 0 | 0 | 0 | 0 | 0 | 0 | 0 | 0 | 0 | 0
Sunday | 11 | 13 | 3 | 7587 | 0 | 0 | 0 | 0 | 0 | 0 | 0 | 0 | 0 | 0 | 0 | 0 | 0 | 0 | 0 | 0 | 0 | 0 | 0 | 0 | 0 |  | 0 | 0 | 0 | 0 | 0 | 0 | 0 | 0 |  |  |  |  | 0 | 0 | 0 | 0 | 0 | 0 | 0 | 1 |  | 1 | 1 | 1 | 1 | 1 | 1 | 0 | 0 | 0 | 0 | 0 | 0 | 0 | 0 | 0 | 0 | 0 | 0 | 0 | 0 | 0 | 0 | 0 | 0 | 0 | 0 | 0 | 0 | 0 | 0 | 0
Sunday | 11 | 13 | 4 | 7588 | 0 | 0 | 0 | 0 | 0 | 0 | 0 | 0 | 0 | 0 | 0 | 0 | 0 | 0 | 0 | 0 | 0 | 0 | 0 | 0 | 0 |  | 0 | 0 | 0 | 0 | 0 | 0 | 0 | 0 |  |  |  |  | 0 | 0 | 0 | 0 | 0 | 0 | 0 | 1 |  | 1 | 1 | 1 | 1 | 1 | 1 | 0 | 0 | 0 | 0 | 0 | 0 | 0 | 0 | 0 | 0 | 0 | 0 | 0 | 0 | 0 | 0 | 0 | 0 | 0 | 0 | 0 | 0 | 0 | 0 | 0
Sunday | 11 | 13 | 5 | 7589 | 0 | 0 | 0 | 0 | 0 | 0 | 0 | 0 | 0 | 0 | 0 | 0 | 0 | 0 | 0 | 0 | 0 | 0 | 0 | 0 | 0 |  | 0 | 0 | 0 | 0 | 0 | 0 | 0 | 0 |  |  |  |  | 0 | 0 | 0 | 0 | 0 | 0 | 0 | 1 |  | 1 | 1 | 1 | 1 | 1 | 1 | 0 | 0 | 0 | 0 | 0 | 0 | 0 | 0 | 0 | 0 | 0 | 0 | 0 | 0 | 0 | 0 | 0 | 0 | 0 | 0 | 0 | 0 | 0 | 0 | 0
Sunday | 11 | 13 | 6 | 7590 | 0 | 0 | 0 | 0 | 0 | 0 | 0 | 0 | 0 | 0 | 0 | 0 | 0 | 0 | 0 | 0 | 0 | 0 | 0 | 0 | 0 |  | 0 | 0 | 0 | 0 | 0 | 0 | 0 | 0 |  |  |  |  | 0 | 0 | 0 | 0 | 0 | 0 | 0 | 1 |  | 1 | 1 | 1 | 1 | 1 | 1 | 0 | 0 | 0 | 0 | 0 | 0 | 0 | 0 | 0 | 0 | 0 | 0 | 0 | 0 | 0 | 0 | 0 | 0 | 0 | 0 | 0 | 0 | 0 | 0 | 0
Sunday | 11 | 13 | 7 | 7591 | 0 | 0 | 0 | 0 | 0 | 0 | 0 | 0 | 0 | 0 | 0 | 0 | 0 | 0 | 0 | 0 | 0 | 0 | 0 | 0 | 0 |  | 0 | 0 | 0 | 0 | 0 | 0 | 0 | 0 |  |  |  |  | 0 | 0 | 0 | 0 | 0 | 0 | 0 | 1 |  | 1 | 1 | 1 | 1 | 1 | 1 | 0 | 0 | 0 | 0 | 0 | 0 | 0 | 0 | 0 | 0 | 0 | 0 | 0 | 0 | 0 | 0 | 0 | 0 | 0 | 0 | 0 | 0 | 0 | 0 | 0
Sunday | 11 | 13 | 8 | 7592 | 0 | 0 | 0 | 0 | 0 | 0 | 0 | 0 | 0 | 0 | 0 | 0 | 0 | 0 | 0 | 0 | 0 | 0 | 0 | 0 | 0 |  | 0 | 0 | 0 | 0 | 0 | 0 | 0 | 0 |  |  |  |  | 0 | 0 | 0 | 0 | 0 | 0 | 0 | 1 |  | 1 | 1 | 1 | 1 | 1 | 1 | 0 | 0 | 0 | 0 | 0 | 0 | 0 | 0 | 0 | 0 | 0 | 0 | 0 | 0 | 0 | 0 | 0 | 0 | 0 | 0 | 0 | 0 | 0 | 0 | 0
Sunday | 11 | 13 | 9 | 7593 | 0 | 0 | 0 | 0 | 0 | 0 | 0 | 0 | 0 | 0 | 0 | 0 | 0 | 0 | 0 | 0 | 0 | 0 | 0 | 0 | 0 |  | 0 | 0 | 0 | 0 | 0 | 0 | 0 | 0 |  |  |  |  | 0 | 0 | 0 | 0 | 0 | 0 | 0 | 1 |  | 1 | 1 | 1 | 1 | 1 | 1 | 0 | 0 | 0 | 0 | 0 | 0 | 0 | 0 | 0 | 0 | 0 | 0 | 0 | 0 | 0 | 0 | 0 | 0 | 0 | 0 | 0 | 0 | 0 | 0 | 0
Sunday | 11 | 13 | 10 | 7594 | 0 | 0 | 0 | 0 | 0 | 0 | 0 | 0 | 0 | 0 | 0 | 0 | 0 | 0 | 0 | 0 | 0 | 0 | 0 | 0 | 0 |  | 0 | 0 | 0 | 0 | 0 | 0 | 0 | 0 |  |  |  |  | 0 | 0 | 0 | 0 | 0 | 0 | 0 | 1 |  | 1 | 1 | 1 | 1 | 1 | 1 | 0 | 0 | 0 | 0 | 0 | 0 | 0 | 0 | 0 | 0 | 0 | 0 | 0 | 0 | 0 | 0 | 0 | 0 | 0 | 0 | 0 | 0 | 0 | 0 | 0
Sunday | 11 | 13 | 11 | 7595 | 0 | 0 | 0 | 0 | 0 | 0 | 0 | 0 | 0 | 0 | 0 | 0 | 0 | 0 | 0 | 0 | 0 | 0 | 0 | 0 | 0 |  | 0 | 0 | 0 | 0 | 0 | 0 | 0 | 0 |  |  |  |  | 0 | 0 | 0 | 0 | 0 | 0 | 0 | 1 |  | 1 | 1 | 1 | 1 | 1 | 1 | 0 | 0 | 0 | 0 | 0 | 0 | 0 | 0 | 0 | 0 | 0 | 0 | 0 | 0 | 0 | 0 | 0 | 0 | 0 | 0 | 0 | 0 | 0 | 0 | 0
Sunday | 11 | 13 | 12 | 7596 | 0 | 0 | 0 | 0 | 0 | 0 | 0 | 0 | 0 | 0 | 0 | 0 | 0 | 0 | 0 | 0 | 0 | 0 | 0 | 0 | 0 |  | 0 | 0 | 0 | 0 | 0 | 0 | 0 | 0 |  |  |  |  | 0 | 0 | 0 | 0 | 0 | 0 | 0 | 1 |  | 1 | 1 | 1 | 1 | 1 | 1 | 0 | 0 | 0 | 0 | 0 | 0 | 0 | 0 | 0 | 0 | 0 | 0 | 0 | 0 | 0 | 0 | 0 | 0 | 0 | 0 | 0 | 0 | 0 | 0 | 0
Sunday | 11 | 13 | 13 | 7597 | 0 | 0 | 0 | 0 | 0 | 0 | 0 | 0 | 0 | 0 | 0 | 0 | 0 | 0 | 0 | 0 | 0 | 0 | 0 | 0 | 0 |  | 0 | 0 | 0 | 0 | 0 | 0 | 0 | 0 |  |  |  |  | 0 | 0 | 0 | 0 | 0 | 0 | 0 | 1 |  | 1 | 1 | 1 | 1 | 1 | 1 | 0 | 0 | 0 | 0 | 0 | 0 | 0 | 0 | 0 | 0 | 0 | 0 | 0 | 0 | 0 | 0 | 0 | 0 | 0 | 0 | 0 | 0 | 0 | 0 | 0
Sunday | 11 | 13 | 14 | 7598 | 0 | 0 | 0 | 0 | 0 | 0 | 0 | 0 | 0 | 0 | 0 | 0 | 0 | 0 | 0 | 0 | 0 | 0 | 0 | 0 | 0 |  | 0 | 0 | 0 | 0 | 0 | 0 | 0 | 0 |  |  |  |  | 0 | 0 | 0 | 0 | 0 | 0 | 0 | 1 |  | 1 | 1 | 1 | 1 | 1 | 1 | 0 | 0 | 0 | 0 | 0 | 0 | 0 | 0 | 0 | 0 | 0 | 0 | 0 | 0 | 0 | 0 | 0 | 0 | 0 | 0 | 0 | 0 | 0 | 0 | 0
Sunday | 11 | 13 | 15 | 7599 | 0 | 0 | 0 | 0 | 0 | 0 | 0 | 0 | 0 | 0 | 0 | 0 | 0 | 0 | 0 | 0 | 0 | 0 | 0 | 0 | 0 |  | 0 | 0 | 0 | 0 | 0 | 0 | 0 | 0 |  |  |  |  | 0 | 0 | 0 | 0 | 0 | 0 | 0 | 1 |  | 1 | 1 | 1 | 1 | 1 | 1 | 0 | 0 | 0 | 0 | 0 | 0 | 0 | 0 | 0 | 0 | 0 | 0 | 0 | 0 | 0 | 0 | 0 | 0 | 0 | 0 | 0 | 0 | 0 | 0 | 0
Sunday | 11 | 13 | 16 | 7600 | 0 | 0 | 0 | 0 | 0 | 0 | 0 | 0 | 0 | 0 | 0 | 0 | 0 | 0 | 0 | 0 | 0 | 0 | 0 | 0 | 0 |  | 0 | 0 | 0 | 0 | 0 | 0 | 0 | 0 |  |  |  |  | 0 | 0 | 0 | 0 | 0 | 0 | 0 | 1 |  | 1 | 1 | 1 | 1 | 1 | 1 | 0 | 0 | 0 | 0 | 0 | 0 | 0 | 0 | 0 | 0 | 0 | 0 | 0 | 0 | 0 | 0 | 0 | 0 | 0 | 0 | 0 | 0 | 0 | 0 | 0
Sunday | 11 | 13 | 17 | 7601 | 0 | 0 | 0 | 0 | 0 | 0 | 0 | 0 | 0 | 0 | 0 | 0 | 0 | 0 | 0 | 0 | 0 | 0 | 0 | 0 | 0 |  | 0 | 0 | 0 | 0 | 0 | 0 | 0 | 0 |  |  |  |  | 0 | 0 | 0 | 0 | 0 | 0 | 0 | 1 |  | 1 | 1 | 1 | 1 | 1 | 1 | 0 | 0 | 0 | 0 | 0 | 0 | 0 | 0 | 0 | 0 | 0 | 0 | 0 | 0 | 0 | 0 | 0 | 0 | 0 | 0 | 0 | 0 | 0 | 0 | 0
Sunday | 11 | 13 | 18 | 7602 | 0 | 0 | 0 | 0 | 0 | 0 | 0 | 0 | 0 | 0 | 0 | 0 | 0 | 0 | 0 | 0 | 0 | 0 | 0 | 0 | 0 |  | 0 | 0 | 0 | 0 | 0 | 0 | 0 | 0 |  |  |  |  | 0 | 0 | 0 | 0 | 0 | 0 | 0 | 1 |  | 1 | 1 | 1 | 1 | 1 | 1 | 0 | 0 | 0 | 0 | 0 | 0 | 0 | 0 | 0 | 0 | 0 | 0 | 0 | 0 | 0 | 0 | 0 | 0 | 0 | 0 | 0 | 0 | 0 | 0 | 0
Sunday | 11 | 13 | 19 | 7603 | 0 | 0 | 0 | 0 | 0 | 0 | 0 | 0 | 0 | 0 | 0 | 0 | 0 | 0 | 0 | 0 | 0 | 0 | 0 | 0 | 0 |  | 0 | 0 | 0 | 0 | 0 | 0 | 0 | 0 |  |  |  |  | 0 | 0 | 0 | 0 | 0 | 0 | 0 | 1 |  | 1 | 1 | 1 | 1 | 1 | 1 | 0 | 0 | 0 | 0 | 0 | 0 | 0 | 0 | 0 | 0 | 0 | 0 | 0 | 0 | 0 | 0 | 0 | 0 | 0 | 0 | 0 | 0 | 0 | 0 | 0
Sunday | 11 | 13 | 20 | 7604 | 0 | 0 | 0 | 0 | 0 | 0 | 0 | 0 | 0 | 0 | 0 | 0 | 0 | 0 | 0 | 0 | 0 | 0 | 0 | 0 | 0 |  | 0 | 0 | 0 | 0 | 0 | 0 | 0 | 0 |  |  |  |  | 0 | 0 | 0 | 0 | 0 | 0 | 0 | 1 |  | 1 | 1 | 1 | 1 | 1 | 1 | 0 | 0 | 0 | 0 | 0 | 0 | 0 | 0 | 0 | 0 | 0 | 0 | 0 | 0 | 0 | 0 | 0 | 0 | 0 | 0 | 0 | 0 | 0 | 0 | 0
Sunday | 11 | 13 | 21 | 7605 | 0 | 0 | 0 | 0 | 0 | 0 | 0 | 0 | 0 | 0 | 0 | 0 | 0 | 0 | 0 | 0 | 0 | 0 | 0 | 0 | 0 |  | 0 | 0 | 0 | 0 | 0 | 0 | 0 | 0 |  |  |  |  | 0 | 0 | 0 | 0 | 0 | 0 | 0 | 1 |  | 1 | 1 | 1 | 1 | 1 | 1 | 0 | 0 | 0 | 0 | 0 | 0 | 0 | 0 | 0 | 0 | 0 | 0 | 0 | 0 | 0 | 0 | 0 | 0 | 0 | 0 | 0 | 0 | 0 | 0 | 0
Sunday | 11 | 13 | 22 | 7606 | 0 | 0 | 0 | 0 | 0 | 0 | 0 | 0 | 0 | 0 | 0 | 0 | 0 | 0 | 0 | 0 | 0 | 0 | 0 | 0 | 0 |  | 0 | 0 | 0 | 0 | 0 | 0 | 0 | 0 |  |  |  |  | 0 | 0 | 0 | 0 | 0 | 0 | 0 | 1 |  | 1 | 1 | 1 | 1 | 1 | 1 | 0 | 0 | 0 | 0 | 0 | 0 | 0 | 0 | 0 | 0 | 0 | 0 | 0 | 0 | 0 | 0 | 0 | 0 | 0 | 0 | 0 | 0 | 0 | 0 | 0
Sunday | 11 | 13 | 23 | 7607 | 0 | 0 | 0 | 0 | 0 | 0 | 0 | 0 | 0 | 0 | 0 | 0 | 0 | 0 | 0 | 0 | 0 | 0 | 0 | 0 | 0 |  | 0 | 0 | 0 | 0 | 0 | 0 | 0 | 0 |  |  |  |  | 0 | 0 | 0 | 0 | 0 | 0 | 0 | 1 |  | 1 | 1 | 1 | 1 | 1 | 1 | 0 | 0 | 0 | 0 | 0 | 0 | 0 | 0 | 0 | 0 | 0 | 0 | 0 | 0 | 0 | 0 | 0 | 0 | 0 | 0 | 0 | 0 | 0 | 0 | 0
Sunday | 11 | 13 | 24 | 7608 | 0 | 0 | 0 | 0 | 0 | 0 | 0 | 0 | 0 | 0 | 0 | 0 | 0 | 0 | 0 | 0 | 0 | 0 | 0 | 0 | 0 |  | 0 | 0 | 0 | 0 | 0 | 0 | 0 | 0 |  |  |  |  | 0 | 0 | 0 | 0 | 0 | 0 | 0 | 1 |  | 1 | 1 | 1 | 1 | 1 | 1 | 0 | 0 | 0 | 0 | 0 | 0 | 0 | 0 | 0 | 0 | 0 | 0 | 0 | 0 | 0 | 0 | 0 | 0 | 0 | 0 | 0 | 0 | 0 | 0 | 0
Monday | 11 | 14 | 1 | 7609 | 0 | 0 | 0 | 0 | 0 | 0 | 0 | 0 | 0 | 0 | 0 | 0 | 0 | 0 | 0 | 0 | 0 | 0 | 0 | 0 | 0 |  | 0 | 0 | 0 | 0 | 0 | 0 | 0 | 0 |  |  |  |  | 0 | 0 | 0 | 0 | 0 | 0 | 0 | 1 |  | 1 | 1 | 1 | 1 | 1 | 1 | 0 | 0 | 0 | 0 | 0 | 0 | 0 | 0 | 0 | 0 | 0 | 0 | 0 | 0 | 0 | 0 | 0 | 0 | 0 | 0 | 0 | 0 | 0 | 0 | 0
Monday | 11 | 14 | 2 | 7610 | 0 | 0 | 0 | 0 | 0 | 0 | 0 | 0 | 0 | 0 | 0 | 0 | 0 | 0 | 0 | 0 | 0 | 0 | 0 | 0 | 0 |  | 0 | 0 | 0 | 0 | 0 | 0 | 0 | 0 |  |  |  |  | 0 | 0 | 0 | 0 | 0 | 0 | 0 | 1 |  | 1 | 1 | 1 | 1 | 1 | 1 | 0 | 0 | 0 | 0 | 0 | 0 | 0 | 0 | 0 | 0 | 0 | 0 | 0 | 0 | 0 | 0 | 0 | 0 | 0 | 0 | 0 | 0 | 0 | 0 | 0
Monday | 11 | 14 | 3 | 7611 | 0 | 0 | 0 | 0 | 0 | 0 | 0 | 0 | 0 | 0 | 0 | 0 | 0 | 0 | 0 | 0 | 0 | 0 | 0 | 0 | 0 |  | 0 | 0 | 0 | 0 | 0 | 0 | 0 | 0 |  |  |  |  | 0 | 0 | 0 | 0 | 0 | 0 | 0 | 1 |  | 1 | 1 | 1 | 1 | 1 | 1 | 0 | 0 | 0 | 0 | 0 | 0 | 0 | 0 | 0 | 0 | 0 | 0 | 0 | 0 | 0 | 0 | 0 | 0 | 0 | 0 | 0 | 0 | 0 | 0 | 0
Monday | 11 | 14 | 4 | 7612 | 0 | 0 | 0 | 0 | 0 | 0 | 0 | 0 | 0 | 0 | 0 | 0 | 0 | 0 | 0 | 0 | 0 | 0 | 0 | 0 | 0 |  | 0 | 0 | 0 | 0 | 0 | 0 | 0 | 0 |  |  |  |  | 0 | 0 | 0 | 0 | 0 | 0 | 0 | 1 |  | 1 | 1 | 1 | 1 | 1 | 1 | 0 | 0 | 0 | 0 | 0 | 0 | 0 | 0 | 0 | 0 | 0 | 0 | 0 | 0 | 0 | 0 | 0 | 0 | 0 | 0 | 0 | 0 | 0 | 0 | 0
Monday | 11 | 14 | 5 | 7613 | 0 | 0 | 0 | 0 | 0 | 0 | 0 | 0 | 0 | 0 | 0 | 0 | 0 | 0 | 0 | 0 | 0 | 0 | 0 | 0 | 0 |  | 0 | 0 | 0 | 0 | 0 | 0 | 0 | 0 |  |  |  |  | 0 | 0 | 0 | 0 | 0 | 0 | 0 | 1 |  | 1 | 1 | 1 | 1 | 1 | 1 | 0 | 0 | 0 | 0 | 0 | 0 | 0 | 0 | 0 | 0 | 0 | 0 | 0 | 0 | 0 | 0 | 0 | 0 | 0 | 0 | 0 | 0 | 0 | 0 | 0
Monday | 11 | 14 | 6 | 7614 | 0 | 0 | 0 | 0 | 0 | 0 | 0 | 0 | 0 | 0 | 0 | 0 | 0 | 0 | 0 | 0 | 0 | 0 | 0 | 0 | 0 |  | 0 | 0 | 0 | 0 | 0 | 0 | 0 | 0 |  |  |  |  | 0 | 0 | 0 | 0 | 0 | 0 | 0 | 1 |  | 1 | 1 | 1 | 1 | 1 | 1 | 0 | 0 | 0 | 0 | 0 | 0 | 0 | 0 | 0 | 0 | 0 | 0 | 0 | 0 | 0 | 0 | 0 | 0 | 0 | 0 | 0 | 0 | 0 | 0 | 0
Monday | 11 | 14 | 7 | 7615 | 0 | 0 | 0 | 0 | 0 | 0 | 0 | 0 | 0 | 0 | 0 | 0 | 0 | 0 | 0 | 0 | 0 | 0 | 0 | 0 | 0 |  | 0 | 0 | 0 | 0 | 0 | 0 | 0 | 0 |  |  |  |  | 0 | 0 | 0 | 0 | 0 | 0 | 0 | 1 |  | 1 | 1 | 1 | 1 | 1 | 1 | 0 | 0 | 0 | 0 | 0 | 0 | 0 | 0 | 0 | 0 | 0 | 0 | 0 | 0 | 0 | 0 | 0 | 0 | 0 | 0 | 0 | 0 | 0 | 0 | 0
Monday | 11 | 14 | 8 | 7616 | 0 | 0 | 0 | 0 | 0 | 0 | 0 | 0 | 0 | 0 | 0 | 0 | 0 | 0 | 0 | 0 | 0 | 0 | 0 | 0 | 0 |  | 0 | 0 | 0 | 0 | 0 | 0 | 0 | 0 |  |  |  |  | 0 | 0 | 0 | 0 | 0 | 0 | 1 | 0 |  | 1 | 1 | 1 | 1 | #VALUE! | #VALUE! | 0 | 0 | 0 | 0 | 0 | 0 | 0 | 0 | 0 | 0 | 0 | 0 | 0 | 0 | 0 | 0 | 0 | 0 | 0 | 0 | 0 | 0 | 0 | 0 | 0
Monday | 11 | 14 | 9 | 7617 | 0 | 0 | 0 | 0 | 0 | 0 | 0 | 0 | 0 | 0 | 0 | 0 | 0 | 0 | 0 | 0 | 0 | 0 | 0 | 0 | 0 |  | 0 | 0 | 0 | 0 | 0 | 0 | 0 | 0 |  |  |  |  | 0 | 0 | 0 | 0 | 0 | 0 | 1 | 0 |  | 1 | 1 | 1 | 1 | #VALUE! | #VALUE! | 0 | 0 | 0 | 0 | 0 | 0 | 0 | 0 | 0 | 0 | 0 | 0 | 0 | 0 | 0 | 0 | 0 | 0 | 0 | 0 | 0 | 0 | 0 | 0 | 0
Monday | 11 | 14 | 10 | 7618 | 0 | 0 | 0 | 0 | 0 | 0 | 0 | 0 | 0 | 0 | 0 | 0 | 0 | 0 | 0 | 0 | 0 | 0 | 0 | 0 | 0 |  | 0 | 0 | 0 | 0 | 0 | 0 | 0 | 0 |  |  |  |  | 0 | 0 | 0 | 0 | 0 | 0 | 1 | 0 |  | 1 | 1 | 1 | 1 | #VALUE! | #VALUE! | 0 | 0 | 0 | 0 | 0 | 0 | 0 | 0 | 0 | 0 | 0 | 0 | 0 | 0 | 0 | 0 | 0 | 0 | 0 | 0 | 0 | 0 | 0 | 0 | 0
Monday | 11 | 14 | 11 | 7619 | 0 | 0 | 0 | 0 | 0 | 0 | 0 | 0 | 0 | 0 | 0 | 0 | 0 | 0 | 0 | 0 | 0 | 0 | 0 | 0 | 0 |  | 0 | 0 | 0 | 0 | 0 | 0 | 0 | 0 |  |  |  |  | 0 | 0 | 0 | 0 | 0 | 0 | 1 | 0 |  | 1 | 1 | 1 | 1 | #VALUE! | #VALUE! | 0 | 0 | 0 | 0 | 0 | 0 | 0 | 0 | 0 | 0 | 0 | 0 | 0 | 0 | 0 | 0 | 0 | 0 | 0 | 0 | 0 | 0 | 0 | 0 | 0
Monday | 11 | 14 | 12 | 7620 | 0 | 0 | 0 | 0 | 0 | 0 | 0 | 0 | 0 | 0 | 0 | 0 | 0 | 0 | 0 | 0 | 0 | 0 | 0 | 0 | 0 |  | 0 | 0 | 0 | 0 | 0 | 0 | 0 | 0 |  |  |  |  | 0 | 0 | 0 | 0 | 0 | 0 | 1 | 0 |  | 1 | 1 | 1 | 1 | #VALUE! | #VALUE! | 0 | 0 | 0 | 0 | 0 | 0 | 0 | 0 | 0 | 0 | 0 | 0 | 0 | 0 | 0 | 0 | 0 | 0 | 0 | 0 | 0 | 0 | 0 | 0 | 0
Monday | 11 | 14 | 13 | 7621 | 0 | 0 | 0 | 0 | 0 | 0 | 0 | 0 | 0 | 0 | 0 | 0 | 0 | 0 | 0 | 0 | 0 | 0 | 0 | 0 | 0 |  | 0 | 0 | 0 | 0 | 0 | 0 | 0 | 0 |  |  |  |  | 0 | 0 | 0 | 0 | 0 | 0 | 1 | 0 |  | 1 | 1 | 1 | 1 | #VALUE! | #VALUE! | 0 | 0 | 0 | 0 | 0 | 0 | 0 | 0 | 0 | 0 | 0 | 0 | 0 | 0 | 0 | 0 | 0 | 0 | 0 | 0 | 0 | 0 | 0 | 0 | 0
Monday | 11 | 14 | 14 | 7622 | 0 | 0 | 0 | 0 | 0 | 0 | 0 | 0 | 0 | 0 | 0 | 0 | 0 | 0 | 0 | 0 | 0 | 0 | 0 | 0 | 0 |  | 0 | 0 | 0 | 0 | 0 | 0 | 0 | 0 |  |  |  |  | 0 | 0 | 0 | 0 | 0 | 0 | 1 | 0 |  | 1 | 1 | 1 | 1 | #VALUE! | #VALUE! | 0 | 0 | 0 | 0 | 0 | 0 | 0 | 0 | 0 | 0 | 0 | 0 | 0 | 0 | 0 | 0 | 0 | 0 | 0 | 0 | 0 | 0 | 0 | 0 | 0
Monday | 11 | 14 | 15 | 7623 | 0 | 0 | 0 | 0 | 0 | 0 | 0 | 0 | 0 | 0 | 0 | 0 | 0 | 0 | 0 | 0 | 0 | 0 | 0 | 0 | 0 |  | 0 | 0 | 0 | 0 | 0 | 0 | 0 | 0 |  |  |  |  | 0 | 0 | 0 | 0 | 0 | 0 | 1 | 0 |  | 1 | 1 | 1 | 1 | #VALUE! | #VALUE! | 0 | 0 | 0 | 0 | 0 | 0 | 0 | 0 | 0 | 0 | 0 | 0 | 0 | 0 | 0 | 0 | 0 | 0 | 0 | 0 | 0 | 0 | 0 | 0 | 0
Monday | 11 | 14 | 16 | 7624 | 0 | 0 | 0 | 0 | 0 | 0 | 0 | 0 | 0 | 0 | 0 | 0 | 0 | 0 | 0 | 0 | 0 | 0 | 0 | 0 | 0 |  | 0 | 0 | 0 | 0 | 0 | 0 | 0 | 0 |  |  |  |  | 0 | 0 | 0 | 0 | 0 | 0 | 1 | 0 |  | 1 | 1 | 1 | 1 | #VALUE! | #VALUE! | 0 | 0 | 0 | 0 | 0 | 0 | 0 | 0 | 0 | 0 | 0 | 0 | 0 | 0 | 0 | 0 | 0 | 0 | 0 | 0 | 0 | 0 | 0 | 0 | 0
Monday | 11 | 14 | 17 | 7625 | 0 | 0 | 0 | 0 | 0 | 0 | 0 | 0 | 0 | 0 | 0 | 0 | 0 | 0 | 0 | 0 | 0 | 0 | 0 | 0 | 0 |  | 0 | 0 | 0 | 0 | 0 | 0 | 0 | 0 |  |  |  |  | 0 | 0 | 0 | 0 | 0 | 0 | 1 | 0 |  | 1 | 1 | 1 | 1 | #VALUE! | #VALUE! | 0 | 0 | 0 | 0 | 0 | 0 | 0 | 0 | 0 | 0 | 0 | 0 | 0 | 0 | 0 | 0 | 0 | 0 | 0 | 0 | 0 | 0 | 0 | 0 | 0
Monday | 11 | 14 | 18 | 7626 | 0 | 0 | 0 | 0 | 0 | 0 | 0 | 0 | 0 | 0 | 0 | 0 | 0 | 0 | 0 | 0 | 0 | 0 | 0 | 0 | 0 |  | 0 | 0 | 0 | 0 | 0 | 0 | 0 | 0 |  |  |  |  | 0 | 0 | 0 | 0 | 0 | 0 | 1 | 0 |  | 1 | 1 | 1 | 1 | #VALUE! | #VALUE! | 0 | 0 | 0 | 0 | 0 | 0 | 0 | 0 | 0 | 0 | 0 | 0 | 0 | 0 | 0 | 0 | 0 | 0 | 0 | 0 | 0 | 0 | 0 | 0 | 0
Monday | 11 | 14 | 19 | 7627 | 0 | 0 | 0 | 0 | 0 | 0 | 0 | 0 | 0 | 0 | 0 | 0 | 0 | 0 | 0 | 0 | 0 | 0 | 0 | 0 | 0 |  | 0 | 0 | 0 | 0 | 0 | 0 | 0 | 0 |  |  |  |  | 0 | 0 | 0 | 0 | 0 | 0 | 1 | 0 |  | 1 | 1 | 1 | 1 | #VALUE! | #VALUE! | 0 | 0 | 0 | 0 | 0 | 0 | 0 | 0 | 0 | 0 | 0 | 0 | 0 | 0 | 0 | 0 | 0 | 0 | 0 | 0 | 0 | 0 | 0 | 0 | 0
Monday | 11 | 14 | 20 | 7628 | 0 | 0 | 0 | 0 | 0 | 0 | 0 | 0 | 0 | 0 | 0 | 0 | 0 | 0 | 0 | 0 | 0 | 0 | 0 | 0 | 0 |  | 0 | 0 | 0 | 0 | 0 | 0 | 0 | 0 |  |  |  |  | 0 | 0 | 0 | 0 | 0 | 0 | 1 | 0 |  | 1 | 1 | 1 | 1 | #VALUE! | #VALUE! | 0 | 0 | 0 | 0 | 0 | 0 | 0 | 0 | 0 | 0 | 0 | 0 | 0 | 0 | 0 | 0 | 0 | 0 | 0 | 0 | 0 | 0 | 0 | 0 | 0
Monday | 11 | 14 | 21 | 7629 | 0 | 0 | 0 | 0 | 0 | 0 | 0 | 0 | 0 | 0 | 0 | 0 | 0 | 0 | 0 | 0 | 0 | 0 | 0 | 0 | 0 |  | 0 | 0 | 0 | 0 | 0 | 0 | 0 | 0 |  |  |  |  | 0 | 0 | 0 | 0 | 0 | 0 | 1 | 0 |  | 1 | 1 | 1 | 1 | #VALUE! | #VALUE! | 0 | 0 | 0 | 0 | 0 | 0 | 0 | 0 | 0 | 0 | 0 | 0 | 0 | 0 | 0 | 0 | 0 | 0 | 0 | 0 | 0 | 0 | 0 | 0 | 0
Monday | 11 | 14 | 22 | 7630 | 0 | 0 | 0 | 0 | 0 | 0 | 0 | 0 | 0 | 0 | 0 | 0 | 0 | 0 | 0 | 0 | 0 | 0 | 0 | 0 | 0 |  | 0 | 0 | 0 | 0 | 0 | 0 | 0 | 0 |  |  |  |  | 0 | 0 | 0 | 0 | 0 | 0 | 1 | 0 |  | 1 | 1 | 1 | 1 | #VALUE! | #VALUE! | 0 | 0 | 0 | 0 | 0 | 0 | 0 | 0 | 0 | 0 | 0 | 0 | 0 | 0 | 0 | 0 | 0 | 0 | 0 | 0 | 0 | 0 | 0 | 0 | 0
Monday | 11 | 14 | 23 | 7631 | 0 | 0 | 0 | 0 | 0 | 0 | 0 | 0 | 0 | 0 | 0 | 0 | 0 | 0 | 0 | 0 | 0 | 0 | 0 | 0 | 0 |  | 0 | 0 | 0 | 0 | 0 | 0 | 0 | 0 |  |  |  |  | 0 | 0 | 0 | 0 | 0 | 0 | 0 | 1 |  | 1 | 1 | 1 | 1 | 1 | 1 | 0 | 0 | 0 | 0 | 0 | 0 | 0 | 0 | 0 | 0 | 0 | 0 | 0 | 0 | 0 | 0 | 0 | 0 | 0 | 0 | 0 | 0 | 0 | 0 | 0
Monday | 11 | 14 | 24 | 7632 | 0 | 0 | 0 | 0 | 0 | 0 | 0 | 0 | 0 | 0 | 0 | 0 | 0 | 0 | 0 | 0 | 0 | 0 | 0 | 0 | 0 |  | 0 | 0 | 0 | 0 | 0 | 0 | 0 | 0 |  |  |  |  | 0 | 0 | 0 | 0 | 0 | 0 | 0 | 1 |  | 1 | 1 | 1 | 1 | 1 | 1 | 0 | 0 | 0 | 0 | 0 | 0 | 0 | 0 | 0 | 0 | 0 | 0 | 0 | 0 | 0 | 0 | 0 | 0 | 0 | 0 | 0 | 0 | 0 | 0 | 0
Tuesday | 11 | 15 | 1 | 7633 | 0 | 0 | 0 | 0 | 0 | 0 | 0 | 0 | 0 | 0 | 0 | 0 | 0 | 0 | 0 | 0 | 0 | 0 | 0 | 0 | 0 |  | 0 | 0 | 0 | 0 | 0 | 0 | 0 | 0 |  |  |  |  | 0 | 0 | 0 | 0 | 0 | 0 | 0 | 1 |  | 1 | 1 | 1 | 1 | 1 | 1 | 0 | 0 | 0 | 0 | 0 | 0 | 0 | 0 | 0 | 0 | 0 | 0 | 0 | 0 | 0 | 0 | 0 | 0 | 0 | 0 | 0 | 0 | 0 | 0 | 0
Tuesday | 11 | 15 | 2 | 7634 | 0 | 0 | 0 | 0 | 0 | 0 | 0 | 0 | 0 | 0 | 0 | 0 | 0 | 0 | 0 | 0 | 0 | 0 | 0 | 0 | 0 |  | 0 | 0 | 0 | 0 | 0 | 0 | 0 | 0 |  |  |  |  | 0 | 0 | 0 | 0 | 0 | 0 | 0 | 1 |  | 1 | 1 | 1 | 1 | 1 | 1 | 0 | 0 | 0 | 0 | 0 | 0 | 0 | 0 | 0 | 0 | 0 | 0 | 0 | 0 | 0 | 0 | 0 | 0 | 0 | 0 | 0 | 0 | 0 | 0 | 0
Tuesday | 11 | 15 | 3 | 7635 | 0 | 0 | 0 | 0 | 0 | 0 | 0 | 0 | 0 | 0 | 0 | 0 | 0 | 0 | 0 | 0 | 0 | 0 | 0 | 0 | 0 |  | 0 | 0 | 0 | 0 | 0 | 0 | 0 | 0 |  |  |  |  | 0 | 0 | 0 | 0 | 0 | 0 | 0 | 1 |  | 1 | 1 | 1 | 1 | 1 | 1 | 0 | 0 | 0 | 0 | 0 | 0 | 0 | 0 | 0 | 0 | 0 | 0 | 0 | 0 | 0 | 0 | 0 | 0 | 0 | 0 | 0 | 0 | 0 | 0 | 0
Tuesday | 11 | 15 | 4 | 7636 | 0 | 0 | 0 | 0 | 0 | 0 | 0 | 0 | 0 | 0 | 0 | 0 | 0 | 0 | 0 | 0 | 0 | 0 | 0 | 0 | 0 |  | 0 | 0 | 0 | 0 | 0 | 0 | 0 | 0 |  |  |  |  | 0 | 0 | 0 | 0 | 0 | 0 | 0 | 1 |  | 1 | 1 | 1 | 1 | 1 | 1 | 0 | 0 | 0 | 0 | 0 | 0 | 0 | 0 | 0 | 0 | 0 | 0 | 0 | 0 | 0 | 0 | 0 | 0 | 0 | 0 | 0 | 0 | 0 | 0 | 0
Tuesday | 11 | 15 | 5 | 7637 | 0 | 0 | 0 | 0 | 0 | 0 | 0 | 0 | 0 | 0 | 0 | 0 | 0 | 0 | 0 | 0 | 0 | 0 | 0 | 0 | 0 |  | 0 | 0 | 0 | 0 | 0 | 0 | 0 | 0 |  |  |  |  | 0 | 0 | 0 | 0 | 0 | 0 | 0 | 1 |  | 1 | 1 | 1 | 1 | 1 | 1 | 0 | 0 | 0 | 0 | 0 | 0 | 0 | 0 | 0 | 0 | 0 | 0 | 0 | 0 | 0 | 0 | 0 | 0 | 0 | 0 | 0 | 0 | 0 | 0 | 0
Tuesday | 11 | 15 | 6 | 7638 | 0 | 0 | 0 | 0 | 0 | 0 | 0 | 0 | 0 | 0 | 0 | 0 | 0 | 0 | 0 | 0 | 0 | 0 | 0 | 0 | 0 |  | 0 | 0 | 0 | 0 | 0 | 0 | 0 | 0 |  |  |  |  | 0 | 0 | 0 | 0 | 0 | 0 | 0 | 1 |  | 1 | 1 | 1 | 1 | 1 | 1 | 0 | 0 | 0 | 0 | 0 | 0 | 0 | 0 | 0 | 0 | 0 | 0 | 0 | 0 | 0 | 0 | 0 | 0 | 0 | 0 | 0 | 0 | 0 | 0 | 0
Tuesday | 11 | 15 | 7 | 7639 | 0 | 0 | 0 | 0 | 0 | 0 | 0 | 0 | 0 | 0 | 0 | 0 | 0 | 0 | 0 | 0 | 0 | 0 | 0 | 0 | 0 |  | 0 | 0 | 0 | 0 | 0 | 0 | 0 | 0 |  |  |  |  | 0 | 0 | 0 | 0 | 0 | 0 | 0 | 1 |  | 1 | 1 | 1 | 1 | 1 | 1 | 0 | 0 | 0 | 0 | 0 | 0 | 0 | 0 | 0 | 0 | 0 | 0 | 0 | 0 | 0 | 0 | 0 | 0 | 0 | 0 | 0 | 0 | 0 | 0 | 0
Tuesday | 11 | 15 | 8 | 7640 | 0 | 0 | 0 | 0 | 0 | 0 | 0 | 0 | 0 | 0 | 0 | 0 | 0 | 0 | 0 | 0 | 0 | 0 | 0 | 0 | 0 |  | 0 | 0 | 0 | 0 | 0 | 0 | 0 | 0 |  |  |  |  | 0 | 0 | 0 | 0 | 0 | 0 | 1 | 0 |  | 1 | 1 | 1 | 1 | #VALUE! | #VALUE! | 0 | 0 | 0 | 0 | 0 | 0 | 0 | 0 | 0 | 0 | 0 | 0 | 0 | 0 | 0 | 0 | 0 | 0 | 0 | 0 | 0 | 0 | 0 | 0 | 0
Tuesday | 11 | 15 | 9 | 7641 | 0 | 0 | 0 | 0 | 0 | 0 | 0 | 0 | 0 | 0 | 0 | 0 | 0 | 0 | 0 | 0 | 0 | 0 | 0 | 0 | 0 |  | 0 | 0 | 0 | 0 | 0 | 0 | 0 | 0 |  |  |  |  | 0 | 0 | 0 | 0 | 0 | 0 | 1 | 0 |  | 1 | 1 | 1 | 1 | #VALUE! | #VALUE! | 0 | 0 | 0 | 0 | 0 | 0 | 0 | 0 | 0 | 0 | 0 | 0 | 0 | 0 | 0 | 0 | 0 | 0 | 0 | 0 | 0 | 0 | 0 | 0 | 0
Tuesday | 11 | 15 | 10 | 7642 | 0 | 0 | 0 | 0 | 0 | 0 | 0 | 0 | 0 | 0 | 0 | 0 | 0 | 0 | 0 | 0 | 0 | 0 | 0 | 0 | 0 |  | 0 | 0 | 0 | 0 | 0 | 0 | 0 | 0 |  |  |  |  | 0 | 0 | 0 | 0 | 0 | 0 | 1 | 0 |  | 1 | 1 | 1 | 1 | #VALUE! | #VALUE! | 0 | 0 | 0 | 0 | 0 | 0 | 0 | 0 | 0 | 0 | 0 | 0 | 0 | 0 | 0 | 0 | 0 | 0 | 0 | 0 | 0 | 0 | 0 | 0 | 0
Tuesday | 11 | 15 | 11 | 7643 | 0 | 0 | 0 | 0 | 0 | 0 | 0 | 0 | 0 | 0 | 0 | 0 | 0 | 0 | 0 | 0 | 0 | 0 | 0 | 0 | 0 |  | 0 | 0 | 0 | 0 | 0 | 0 | 0 | 0 |  |  |  |  | 0 | 0 | 0 | 0 | 0 | 0 | 1 | 0 |  | 1 | 1 | 1 | 1 | #VALUE! | #VALUE! | 0 | 0 | 0 | 0 | 0 | 0 | 0 | 0 | 0 | 0 | 0 | 0 | 0 | 0 | 0 | 0 | 0 | 0 | 0 | 0 | 0 | 0 | 0 | 0 | 0
Tuesday | 11 | 15 | 12 | 7644 | 0 | 0 | 0 | 0 | 0 | 0 | 0 | 0 | 0 | 0 | 0 | 0 | 0 | 0 | 0 | 0 | 0 | 0 | 0 | 0 | 0 |  | 0 | 0 | 0 | 0 | 0 | 0 | 0 | 0 |  |  |  |  | 0 | 0 | 0 | 0 | 0 | 0 | 1 | 0 |  | 1 | 1 | 1 | 1 | #VALUE! | #VALUE! | 0 | 0 | 0 | 0 | 0 | 0 | 0 | 0 | 0 | 0 | 0 | 0 | 0 | 0 | 0 | 0 | 0 | 0 | 0 | 0 | 0 | 0 | 0 | 0 | 0
Tuesday | 11 | 15 | 13 | 7645 | 0 | 0 | 0 | 0 | 0 | 0 | 0 | 0 | 0 | 0 | 0 | 0 | 0 | 0 | 0 | 0 | 0 | 0 | 0 | 0 | 0 |  | 0 | 0 | 0 | 0 | 0 | 0 | 0 | 0 |  |  |  |  | 0 | 0 | 0 | 0 | 0 | 0 | 1 | 0 |  | 1 | 1 | 1 | 1 | #VALUE! | #VALUE! | 0 | 0 | 0 | 0 | 0 | 0 | 0 | 0 | 0 | 0 | 0 | 0 | 0 | 0 | 0 | 0 | 0 | 0 | 0 | 0 | 0 | 0 | 0 | 0 | 0
Tuesday | 11 | 15 | 14 | 7646 | 0 | 0 | 0 | 0 | 0 | 0 | 0 | 0 | 0 | 0 | 0 | 0 | 0 | 0 | 0 | 0 | 0 | 0 | 0 | 0 | 0 |  | 0 | 0 | 0 | 0 | 0 | 0 | 0 | 0 |  |  |  |  | 0 | 0 | 0 | 0 | 0 | 0 | 1 | 0 |  | 1 | 1 | 1 | 1 | #VALUE! | #VALUE! | 0 | 0 | 0 | 0 | 0 | 0 | 0 | 0 | 0 | 0 | 0 | 0 | 0 | 0 | 0 | 0 | 0 | 0 | 0 | 0 | 0 | 0 | 0 | 0 | 0
Tuesday | 11 | 15 | 15 | 7647 | 0 | 0 | 0 | 0 | 0 | 0 | 0 | 0 | 0 | 0 | 0 | 0 | 0 | 0 | 0 | 0 | 0 | 0 | 0 | 0 | 0 |  | 0 | 0 | 0 | 0 | 0 | 0 | 0 | 0 |  |  |  |  | 0 | 0 | 0 | 0 | 0 | 0 | 1 | 0 |  | 1 | 1 | 1 | 1 | #VALUE! | #VALUE! | 0 | 0 | 0 | 0 | 0 | 0 | 0 | 0 | 0 | 0 | 0 | 0 | 0 | 0 | 0 | 0 | 0 | 0 | 0 | 0 | 0 | 0 | 0 | 0 | 0
Tuesday | 11 | 15 | 16 | 7648 | 0 | 0 | 0 | 0 | 0 | 0 | 0 | 0 | 0 | 0 | 0 | 0 | 0 | 0 | 0 | 0 | 0 | 0 | 0 | 0 | 0 |  | 0 | 0 | 0 | 0 | 0 | 0 | 0 | 0 |  |  |  |  | 0 | 0 | 0 | 0 | 0 | 0 | 1 | 0 |  | 1 | 1 | 1 | 1 | #VALUE! | #VALUE! | 0 | 0 | 0 | 0 | 0 | 0 | 0 | 0 | 0 | 0 | 0 | 0 | 0 | 0 | 0 | 0 | 0 | 0 | 0 | 0 | 0 | 0 | 0 | 0 | 0
Tuesday | 11 | 15 | 17 | 7649 | 0 | 0 | 0 | 0 | 0 | 0 | 0 | 0 | 0 | 0 | 0 | 0 | 0 | 0 | 0 | 0 | 0 | 0 | 0 | 0 | 0 |  | 0 | 0 | 0 | 0 | 0 | 0 | 0 | 0 |  |  |  |  | 0 | 0 | 0 | 0 | 0 | 0 | 1 | 0 |  | 1 | 1 | 1 | 1 | #VALUE! | #VALUE! | 0 | 0 | 0 | 0 | 0 | 0 | 0 | 0 | 0 | 0 | 0 | 0 | 0 | 0 | 0 | 0 | 0 | 0 | 0 | 0 | 0 | 0 | 0 | 0 | 0
Tuesday | 11 | 15 | 18 | 7650 | 0 | 0 | 0 | 0 | 0 | 0 | 0 | 0 | 0 | 0 | 0 | 0 | 0 | 0 | 0 | 0 | 0 | 0 | 0 | 0 | 0 |  | 0 | 0 | 0 | 0 | 0 | 0 | 0 | 0 |  |  |  |  | 0 | 0 | 0 | 0 | 0 | 0 | 1 | 0 |  | 1 | 1 | 1 | 1 | #VALUE! | #VALUE! | 0 | 0 | 0 | 0 | 0 | 0 | 0 | 0 | 0 | 0 | 0 | 0 | 0 | 0 | 0 | 0 | 0 | 0 | 0 | 0 | 0 | 0 | 0 | 0 | 0
Tuesday | 11 | 15 | 19 | 7651 | 0 | 0 | 0 | 0 | 0 | 0 | 0 | 0 | 0 | 0 | 0 | 0 | 0 | 0 | 0 | 0 | 0 | 0 | 0 | 0 | 0 |  | 0 | 0 | 0 | 0 | 0 | 0 | 0 | 0 |  |  |  |  | 0 | 0 | 0 | 0 | 0 | 0 | 1 | 0 |  | 1 | 1 | 1 | 1 | #VALUE! | #VALUE! | 0 | 0 | 0 | 0 | 0 | 0 | 0 | 0 | 0 | 0 | 0 | 0 | 0 | 0 | 0 | 0 | 0 | 0 | 0 | 0 | 0 | 0 | 0 | 0 | 0
Tuesday | 11 | 15 | 20 | 7652 | 0 | 0 | 0 | 0 | 0 | 0 | 0 | 0 | 0 | 0 | 0 | 0 | 0 | 0 | 0 | 0 | 0 | 0 | 0 | 0 | 0 |  | 0 | 0 | 0 | 0 | 0 | 0 | 0 | 0 |  |  |  |  | 0 | 0 | 0 | 0 | 0 | 0 | 1 | 0 |  | 1 | 1 | 1 | 1 | #VALUE! | #VALUE! | 0 | 0 | 0 | 0 | 0 | 0 | 0 | 0 | 0 | 0 | 0 | 0 | 0 | 0 | 0 | 0 | 0 | 0 | 0 | 0 | 0 | 0 | 0 | 0 | 0
Tuesday | 11 | 15 | 21 | 7653 | 0 | 0 | 0 | 0 | 0 | 0 | 0 | 0 | 0 | 0 | 0 | 0 | 0 | 0 | 0 | 0 | 0 | 0 | 0 | 0 | 0 |  | 0 | 0 | 0 | 0 | 0 | 0 | 0 | 0 |  |  |  |  | 0 | 0 | 0 | 0 | 0 | 0 | 1 | 0 |  | 1 | 1 | 1 | 1 | #VALUE! | #VALUE! | 0 | 0 | 0 | 0 | 0 | 0 | 0 | 0 | 0 | 0 | 0 | 0 | 0 | 0 | 0 | 0 | 0 | 0 | 0 | 0 | 0 | 0 | 0 | 0 | 0
Tuesday | 11 | 15 | 22 | 7654 | 0 | 0 | 0 | 0 | 0 | 0 | 0 | 0 | 0 | 0 | 0 | 0 | 0 | 0 | 0 | 0 | 0 | 0 | 0 | 0 | 0 |  | 0 | 0 | 0 | 0 | 0 | 0 | 0 | 0 |  |  |  |  | 0 | 0 | 0 | 0 | 0 | 0 | 1 | 0 |  | 1 | 1 | 1 | 1 | #VALUE! | #VALUE! | 0 | 0 | 0 | 0 | 0 | 0 | 0 | 0 | 0 | 0 | 0 | 0 | 0 | 0 | 0 | 0 | 0 | 0 | 0 | 0 | 0 | 0 | 0 | 0 | 0
Tuesday | 11 | 15 | 23 | 7655 | 0 | 0 | 0 | 0 | 0 | 0 | 0 | 0 | 0 | 0 | 0 | 0 | 0 | 0 | 0 | 0 | 0 | 0 | 0 | 0 | 0 |  | 0 | 0 | 0 | 0 | 0 | 0 | 0 | 0 |  |  |  |  | 0 | 0 | 0 | 0 | 0 | 0 | 0 | 1 |  | 1 | 1 | 1 | 1 | 1 | 1 | 0 | 0 | 0 | 0 | 0 | 0 | 0 | 0 | 0 | 0 | 0 | 0 | 0 | 0 | 0 | 0 | 0 | 0 | 0 | 0 | 0 | 0 | 0 | 0 | 0
Tuesday | 11 | 15 | 24 | 7656 | 0 | 0 | 0 | 0 | 0 | 0 | 0 | 0 | 0 | 0 | 0 | 0 | 0 | 0 | 0 | 0 | 0 | 0 | 0 | 0 | 0 |  | 0 | 0 | 0 | 0 | 0 | 0 | 0 | 0 |  |  |  |  | 0 | 0 | 0 | 0 | 0 | 0 | 0 | 1 |  | 1 | 1 | 1 | 1 | 1 | 1 | 0 | 0 | 0 | 0 | 0 | 0 | 0 | 0 | 0 | 0 | 0 | 0 | 0 | 0 | 0 | 0 | 0 | 0 | 0 | 0 | 0 | 0 | 0 | 0 | 0
Wednesday | 11 | 16 | 1 | 7657 | 0 | 0 | 0 | 0 | 0 | 0 | 0 | 0 | 0 | 0 | 0 | 0 | 0 | 0 | 0 | 0 | 0 | 0 | 0 | 0 | 0 |  | 0 | 0 | 0 | 0 | 0 | 0 | 0 | 0 |  |  |  |  | 0 | 0 | 0 | 0 | 0 | 0 | 0 | 1 |  | 1 | 1 | 1 | 1 | 1 | 1 | 0 | 0 | 0 | 0 | 0 | 0 | 0 | 0 | 0 | 0 | 0 | 0 | 0 | 0 | 0 | 0 | 0 | 0 | 0 | 0 | 0 | 0 | 0 | 0 | 0
Wednesday | 11 | 16 | 2 | 7658 | 0 | 0 | 0 | 0 | 0 | 0 | 0 | 0 | 0 | 0 | 0 | 0 | 0 | 0 | 0 | 0 | 0 | 0 | 0 | 0 | 0 |  | 0 | 0 | 0 | 0 | 0 | 0 | 0 | 0 |  |  |  |  | 0 | 0 | 0 | 0 | 0 | 0 | 0 | 1 |  | 1 | 1 | 1 | 1 | 1 | 1 | 0 | 0 | 0 | 0 | 0 | 0 | 0 | 0 | 0 | 0 | 0 | 0 | 0 | 0 | 0 | 0 | 0 | 0 | 0 | 0 | 0 | 0 | 0 | 0 | 0
Wednesday | 11 | 16 | 3 | 7659 | 0 | 0 | 0 | 0 | 0 | 0 | 0 | 0 | 0 | 0 | 0 | 0 | 0 | 0 | 0 | 0 | 0 | 0 | 0 | 0 | 0 |  | 0 | 0 | 0 | 0 | 0 | 0 | 0 | 0 |  |  |  |  | 0 | 0 | 0 | 0 | 0 | 0 | 0 | 1 |  | 1 | 1 | 1 | 1 | 1 | 1 | 0 | 0 | 0 | 0 | 0 | 0 | 0 | 0 | 0 | 0 | 0 | 0 | 0 | 0 | 0 | 0 | 0 | 0 | 0 | 0 | 0 | 0 | 0 | 0 | 0
Wednesday | 11 | 16 | 4 | 7660 | 0 | 0 | 0 | 0 | 0 | 0 | 0 | 0 | 0 | 0 | 0 | 0 | 0 | 0 | 0 | 0 | 0 | 0 | 0 | 0 | 0 |  | 0 | 0 | 0 | 0 | 0 | 0 | 0 | 0 |  |  |  |  | 0 | 0 | 0 | 0 | 0 | 0 | 0 | 1 |  | 1 | 1 | 1 | 1 | 1 | 1 | 0 | 0 | 0 | 0 | 0 | 0 | 0 | 0 | 0 | 0 | 0 | 0 | 0 | 0 | 0 | 0 | 0 | 0 | 0 | 0 | 0 | 0 | 0 | 0 | 0
Wednesday | 11 | 16 | 5 | 7661 | 0 | 0 | 0 | 0 | 0 | 0 | 0 | 0 | 0 | 0 | 0 | 0 | 0 | 0 | 0 | 0 | 0 | 0 | 0 | 0 | 0 |  | 0 | 0 | 0 | 0 | 0 | 0 | 0 | 0 |  |  |  |  | 0 | 0 | 0 | 0 | 0 | 0 | 0 | 1 |  | 1 | 1 | 1 | 1 | 1 | 1 | 0 | 0 | 0 | 0 | 0 | 0 | 0 | 0 | 0 | 0 | 0 | 0 | 0 | 0 | 0 | 0 | 0 | 0 | 0 | 0 | 0 | 0 | 0 | 0 | 0
Wednesday | 11 | 16 | 6 | 7662 | 0 | 0 | 0 | 0 | 0 | 0 | 0 | 0 | 0 | 0 | 0 | 0 | 0 | 0 | 0 | 0 | 0 | 0 | 0 | 0 | 0 |  | 0 | 0 | 0 | 0 | 0 | 0 | 0 | 0 |  |  |  |  | 0 | 0 | 0 | 0 | 0 | 0 | 0 | 1 |  | 1 | 1 | 1 | 1 | 1 | 1 | 0 | 0 | 0 | 0 | 0 | 0 | 0 | 0 | 0 | 0 | 0 | 0 | 0 | 0 | 0 | 0 | 0 | 0 | 0 | 0 | 0 | 0 | 0 | 0 | 0
Wednesday | 11 | 16 | 7 | 7663 | 0 | 0 | 0 | 0 | 0 | 0 | 0 | 0 | 0 | 0 | 0 | 0 | 0 | 0 | 0 | 0 | 0 | 0 | 0 | 0 | 0 |  | 0 | 0 | 0 | 0 | 0 | 0 | 0 | 0 |  |  |  |  | 0 | 0 | 0 | 0 | 0 | 0 | 0 | 1 |  | 1 | 1 | 1 | 1 | 1 | 1 | 0 | 0 | 0 | 0 | 0 | 0 | 0 | 0 | 0 | 0 | 0 | 0 | 0 | 0 | 0 | 0 | 0 | 0 | 0 | 0 | 0 | 0 | 0 | 0 | 0
Wednesday | 11 | 16 | 8 | 7664 | 0 | 0 | 0 | 0 | 0 | 0 | 0 | 0 | 0 | 0 | 0 | 0 | 0 | 0 | 0 | 0 | 0 | 0 | 0 | 0 | 0 |  | 0 | 0 | 0 | 0 | 0 | 0 | 0 | 0 |  |  |  |  | 0 | 0 | 0 | 0 | 0 | 0 | 1 | 0 |  | 1 | 1 | 1 | 1 | #VALUE! | #VALUE! | 0 | 0 | 0 | 0 | 0 | 0 | 0 | 0 | 0 | 0 | 0 | 0 | 0 | 0 | 0 | 0 | 0 | 0 | 0 | 0 | 0 | 0 | 0 | 0 | 0
Wednesday | 11 | 16 | 9 | 7665 | 0 | 0 | 0 | 0 | 0 | 0 | 0 | 0 | 0 | 0 | 0 | 0 | 0 | 0 | 0 | 0 | 0 | 0 | 0 | 0 | 0 |  | 0 | 0 | 0 | 0 | 0 | 0 | 0 | 0 |  |  |  |  | 0 | 0 | 0 | 0 | 0 | 0 | 1 | 0 |  | 1 | 1 | 1 | 1 | #VALUE! | #VALUE! | 0 | 0 | 0 | 0 | 0 | 0 | 0 | 0 | 0 | 0 | 0 | 0 | 0 | 0 | 0 | 0 | 0 | 0 | 0 | 0 | 0 | 0 | 0 | 0 | 0
Wednesday | 11 | 16 | 10 | 7666 | 0 | 0 | 0 | 0 | 0 | 0 | 0 | 0 | 0 | 0 | 0 | 0 | 0 | 0 | 0 | 0 | 0 | 0 | 0 | 0 | 0 |  | 0 | 0 | 0 | 0 | 0 | 0 | 0 | 0 |  |  |  |  | 0 | 0 | 0 | 0 | 0 | 0 | 1 | 0 |  | 1 | 1 | 1 | 1 | #VALUE! | #VALUE! | 0 | 0 | 0 | 0 | 0 | 0 | 0 | 0 | 0 | 0 | 0 | 0 | 0 | 0 | 0 | 0 | 0 | 0 | 0 | 0 | 0 | 0 | 0 | 0 | 0
Wednesday | 11 | 16 | 11 | 7667 | 0 | 0 | 0 | 0 | 0 | 0 | 0 | 0 | 0 | 0 | 0 | 0 | 0 | 0 | 0 | 0 | 0 | 0 | 0 | 0 | 0 |  | 0 | 0 | 0 | 0 | 0 | 0 | 0 | 0 |  |  |  |  | 0 | 0 | 0 | 0 | 0 | 0 | 1 | 0 |  | 1 | 1 | 1 | 1 | #VALUE! | #VALUE! | 0 | 0 | 0 | 0 | 0 | 0 | 0 | 0 | 0 | 0 | 0 | 0 | 0 | 0 | 0 | 0 | 0 | 0 | 0 | 0 | 0 | 0 | 0 | 0 | 0
Wednesday | 11 | 16 | 12 | 7668 | 0 | 0 | 0 | 0 | 0 | 0 | 0 | 0 | 0 | 0 | 0 | 0 | 0 | 0 | 0 | 0 | 0 | 0 | 0 | 0 | 0 |  | 0 | 0 | 0 | 0 | 0 | 0 | 0 | 0 |  |  |  |  | 0 | 0 | 0 | 0 | 0 | 0 | 1 | 0 |  | 1 | 1 | 1 | 1 | #VALUE! | #VALUE! | 0 | 0 | 0 | 0 | 0 | 0 | 0 | 0 | 0 | 0 | 0 | 0 | 0 | 0 | 0 | 0 | 0 | 0 | 0 | 0 | 0 | 0 | 0 | 0 | 0
Wednesday | 11 | 16 | 13 | 7669 | 0 | 0 | 0 | 0 | 0 | 0 | 0 | 0 | 0 | 0 | 0 | 0 | 0 | 0 | 0 | 0 | 0 | 0 | 0 | 0 | 0 |  | 0 | 0 | 0 | 0 | 0 | 0 | 0 | 0 |  |  |  |  | 0 | 0 | 0 | 0 | 0 | 0 | 1 | 0 |  | 1 | 1 | 1 | 1 | #VALUE! | #VALUE! | 0 | 0 | 0 | 0 | 0 | 0 | 0 | 0 | 0 | 0 | 0 | 0 | 0 | 0 | 0 | 0 | 0 | 0 | 0 | 0 | 0 | 0 | 0 | 0 | 0
Wednesday | 11 | 16 | 14 | 7670 | 0 | 0 | 0 | 0 | 0 | 0 | 0 | 0 | 0 | 0 | 0 | 0 | 0 | 0 | 0 | 0 | 0 | 0 | 0 | 0 | 0 |  | 0 | 0 | 0 | 0 | 0 | 0 | 0 | 0 |  |  |  |  | 0 | 0 | 0 | 0 | 0 | 0 | 1 | 0 |  | 1 | 1 | 1 | 1 | #VALUE! | #VALUE! | 0 | 0 | 0 | 0 | 0 | 0 | 0 | 0 | 0 | 0 | 0 | 0 | 0 | 0 | 0 | 0 | 0 | 0 | 0 | 0 | 0 | 0 | 0 | 0 | 0
Wednesday | 11 | 16 | 15 | 7671 | 0 | 0 | 0 | 0 | 0 | 0 | 0 | 0 | 0 | 0 | 0 | 0 | 0 | 0 | 0 | 0 | 0 | 0 | 0 | 0 | 0 |  | 0 | 0 | 0 | 0 | 0 | 0 | 0 | 0 |  |  |  |  | 0 | 0 | 0 | 0 | 0 | 0 | 1 | 0 |  | 1 | 1 | 1 | 1 | #VALUE! | #VALUE! | 0 | 0 | 0 | 0 | 0 | 0 | 0 | 0 | 0 | 0 | 0 | 0 | 0 | 0 | 0 | 0 | 0 | 0 | 0 | 0 | 0 | 0 | 0 | 0 | 0
Wednesday | 11 | 16 | 16 | 7672 | 0 | 0 | 0 | 0 | 0 | 0 | 0 | 0 | 0 | 0 | 0 | 0 | 0 | 0 | 0 | 0 | 0 | 0 | 0 | 0 | 0 |  | 0 | 0 | 0 | 0 | 0 | 0 | 0 | 0 |  |  |  |  | 0 | 0 | 0 | 0 | 0 | 0 | 1 | 0 |  | 1 | 1 | 1 | 1 | #VALUE! | #VALUE! | 0 | 0 | 0 | 0 | 0 | 0 | 0 | 0 | 0 | 0 | 0 | 0 | 0 | 0 | 0 | 0 | 0 | 0 | 0 | 0 | 0 | 0 | 0 | 0 | 0
Wednesday | 11 | 16 | 17 | 7673 | 0 | 0 | 0 | 0 | 0 | 0 | 0 | 0 | 0 | 0 | 0 | 0 | 0 | 0 | 0 | 0 | 0 | 0 | 0 | 0 | 0 |  | 0 | 0 | 0 | 0 | 0 | 0 | 0 | 0 |  |  |  |  | 0 | 0 | 0 | 0 | 0 | 0 | 1 | 0 |  | 1 | 1 | 1 | 1 | #VALUE! | #VALUE! | 0 | 0 | 0 | 0 | 0 | 0 | 0 | 0 | 0 | 0 | 0 | 0 | 0 | 0 | 0 | 0 | 0 | 0 | 0 | 0 | 0 | 0 | 0 | 0 | 0
Wednesday | 11 | 16 | 18 | 7674 | 0 | 0 | 0 | 0 | 0 | 0 | 0 | 0 | 0 | 0 | 0 | 0 | 0 | 0 | 0 | 0 | 0 | 0 | 0 | 0 | 0 |  | 0 | 0 | 0 | 0 | 0 | 0 | 0 | 0 |  |  |  |  | 0 | 0 | 0 | 0 | 0 | 0 | 1 | 0 |  | 1 | 1 | 1 | 1 | #VALUE! | #VALUE! | 0 | 0 | 0 | 0 | 0 | 0 | 0 | 0 | 0 | 0 | 0 | 0 | 0 | 0 | 0 | 0 | 0 | 0 | 0 | 0 | 0 | 0 | 0 | 0 | 0
Wednesday | 11 | 16 | 19 | 7675 | 0 | 0 | 0 | 0 | 0 | 0 | 0 | 0 | 0 | 0 | 0 | 0 | 0 | 0 | 0 | 0 | 0 | 0 | 0 | 0 | 0 |  | 0 | 0 | 0 | 0 | 0 | 0 | 0 | 0 |  |  |  |  | 0 | 0 | 0 | 0 | 0 | 0 | 1 | 0 |  | 1 | 1 | 1 | 1 | #VALUE! | #VALUE! | 0 | 0 | 0 | 0 | 0 | 0 | 0 | 0 | 0 | 0 | 0 | 0 | 0 | 0 | 0 | 0 | 0 | 0 | 0 | 0 | 0 | 0 | 0 | 0 | 0
Wednesday | 11 | 16 | 20 | 7676 | 0 | 0 | 0 | 0 | 0 | 0 | 0 | 0 | 0 | 0 | 0 | 0 | 0 | 0 | 0 | 0 | 0 | 0 | 0 | 0 | 0 |  | 0 | 0 | 0 | 0 | 0 | 0 | 0 | 0 |  |  |  |  | 0 | 0 | 0 | 0 | 0 | 0 | 1 | 0 |  | 1 | 1 | 1 | 1 | #VALUE! | #VALUE! | 0 | 0 | 0 | 0 | 0 | 0 | 0 | 0 | 0 | 0 | 0 | 0 | 0 | 0 | 0 | 0 | 0 | 0 | 0 | 0 | 0 | 0 | 0 | 0 | 0
Wednesday | 11 | 16 | 21 | 7677 | 0 | 0 | 0 | 0 | 0 | 0 | 0 | 0 | 0 | 0 | 0 | 0 | 0 | 0 | 0 | 0 | 0 | 0 | 0 | 0 | 0 |  | 0 | 0 | 0 | 0 | 0 | 0 | 0 | 0 |  |  |  |  | 0 | 0 | 0 | 0 | 0 | 0 | 1 | 0 |  | 1 | 1 | 1 | 1 | #VALUE! | #VALUE! | 0 | 0 | 0 | 0 | 0 | 0 | 0 | 0 | 0 | 0 | 0 | 0 | 0 | 0 | 0 | 0 | 0 | 0 | 0 | 0 | 0 | 0 | 0 | 0 | 0
Wednesday | 11 | 16 | 22 | 7678 | 0 | 0 | 0 | 0 | 0 | 0 | 0 | 0 | 0 | 0 | 0 | 0 | 0 | 0 | 0 | 0 | 0 | 0 | 0 | 0 | 0 |  | 0 | 0 | 0 | 0 | 0 | 0 | 0 | 0 |  |  |  |  | 0 | 0 | 0 | 0 | 0 | 0 | 1 | 0 |  | 1 | 1 | 1 | 1 | #VALUE! | #VALUE! | 0 | 0 | 0 | 0 | 0 | 0 | 0 | 0 | 0 | 0 | 0 | 0 | 0 | 0 | 0 | 0 | 0 | 0 | 0 | 0 | 0 | 0 | 0 | 0 | 0
Wednesday | 11 | 16 | 23 | 7679 | 0 | 0 | 0 | 0 | 0 | 0 | 0 | 0 | 0 | 0 | 0 | 0 | 0 | 0 | 0 | 0 | 0 | 0 | 0 | 0 | 0 |  | 0 | 0 | 0 | 0 | 0 | 0 | 0 | 0 |  |  |  |  | 0 | 0 | 0 | 0 | 0 | 0 | 0 | 1 |  | 1 | 1 | 1 | 1 | 1 | 1 | 0 | 0 | 0 | 0 | 0 | 0 | 0 | 0 | 0 | 0 | 0 | 0 | 0 | 0 | 0 | 0 | 0 | 0 | 0 | 0 | 0 | 0 | 0 | 0 | 0
Wednesday | 11 | 16 | 24 | 7680 | 0 | 0 | 0 | 0 | 0 | 0 | 0 | 0 | 0 | 0 | 0 | 0 | 0 | 0 | 0 | 0 | 0 | 0 | 0 | 0 | 0 |  | 0 | 0 | 0 | 0 | 0 | 0 | 0 | 0 |  |  |  |  | 0 | 0 | 0 | 0 | 0 | 0 | 0 | 1 |  | 1 | 1 | 1 | 1 | 1 | 1 | 0 | 0 | 0 | 0 | 0 | 0 | 0 | 0 | 0 | 0 | 0 | 0 | 0 | 0 | 0 | 0 | 0 | 0 | 0 | 0 | 0 | 0 | 0 | 0 | 0
Thursday | 11 | 17 | 1 | 7681 | 0 | 0 | 0 | 0 | 0 | 0 | 0 | 0 | 0 | 0 | 0 | 0 | 0 | 0 | 0 | 0 | 0 | 0 | 0 | 0 | 0 |  | 0 | 0 | 0 | 0 | 0 | 0 | 0 | 0 |  |  |  |  | 0 | 0 | 0 | 0 | 0 | 0 | 0 | 1 |  | 1 | 1 | 1 | 1 | 1 | 1 | 0 | 0 | 0 | 0 | 0 | 0 | 0 | 0 | 0 | 0 | 0 | 0 | 0 | 0 | 0 | 0 | 0 | 0 | 0 | 0 | 0 | 0 | 0 | 0 | 0
Thursday | 11 | 17 | 2 | 7682 | 0 | 0 | 0 | 0 | 0 | 0 | 0 | 0 | 0 | 0 | 0 | 0 | 0 | 0 | 0 | 0 | 0 | 0 | 0 | 0 | 0 |  | 0 | 0 | 0 | 0 | 0 | 0 | 0 | 0 |  |  |  |  | 0 | 0 | 0 | 0 | 0 | 0 | 0 | 1 |  | 1 | 1 | 1 | 1 | 1 | 1 | 0 | 0 | 0 | 0 | 0 | 0 | 0 | 0 | 0 | 0 | 0 | 0 | 0 | 0 | 0 | 0 | 0 | 0 | 0 | 0 | 0 | 0 | 0 | 0 | 0
Thursday | 11 | 17 | 3 | 7683 | 0 | 0 | 0 | 0 | 0 | 0 | 0 | 0 | 0 | 0 | 0 | 0 | 0 | 0 | 0 | 0 | 0 | 0 | 0 | 0 | 0 |  | 0 | 0 | 0 | 0 | 0 | 0 | 0 | 0 |  |  |  |  | 0 | 0 | 0 | 0 | 0 | 0 | 0 | 1 |  | 1 | 1 | 1 | 1 | 1 | 1 | 0 | 0 | 0 | 0 | 0 | 0 | 0 | 0 | 0 | 0 | 0 | 0 | 0 | 0 | 0 | 0 | 0 | 0 | 0 | 0 | 0 | 0 | 0 | 0 | 0
Thursday | 11 | 17 | 4 | 7684 | 0 | 0 | 0 | 0 | 0 | 0 | 0 | 0 | 0 | 0 | 0 | 0 | 0 | 0 | 0 | 0 | 0 | 0 | 0 | 0 | 0 |  | 0 | 0 | 0 | 0 | 0 | 0 | 0 | 0 |  |  |  |  | 0 | 0 | 0 | 0 | 0 | 0 | 0 | 1 |  | 1 | 1 | 1 | 1 | 1 | 1 | 0 | 0 | 0 | 0 | 0 | 0 | 0 | 0 | 0 | 0 | 0 | 0 | 0 | 0 | 0 | 0 | 0 | 0 | 0 | 0 | 0 | 0 | 0 | 0 | 0
Thursday | 11 | 17 | 5 | 7685 | 0 | 0 | 0 | 0 | 0 | 0 | 0 | 0 | 0 | 0 | 0 | 0 | 0 | 0 | 0 | 0 | 0 | 0 | 0 | 0 | 0 |  | 0 | 0 | 0 | 0 | 0 | 0 | 0 | 0 |  |  |  |  | 0 | 0 | 0 | 0 | 0 | 0 | 0 | 1 |  | 1 | 1 | 1 | 1 | 1 | 1 | 0 | 0 | 0 | 0 | 0 | 0 | 0 | 0 | 0 | 0 | 0 | 0 | 0 | 0 | 0 | 0 | 0 | 0 | 0 | 0 | 0 | 0 | 0 | 0 | 0
Thursday | 11 | 17 | 6 | 7686 | 0 | 0 | 0 | 0 | 0 | 0 | 0 | 0 | 0 | 0 | 0 | 0 | 0 | 0 | 0 | 0 | 0 | 0 | 0 | 0 | 0 |  | 0 | 0 | 0 | 0 | 0 | 0 | 0 | 0 |  |  |  |  | 0 | 0 | 0 | 0 | 0 | 0 | 0 | 1 |  | 1 | 1 | 1 | 1 | 1 | 1 | 0 | 0 | 0 | 0 | 0 | 0 | 0 | 0 | 0 | 0 | 0 | 0 | 0 | 0 | 0 | 0 | 0 | 0 | 0 | 0 | 0 | 0 | 0 | 0 | 0
Thursday | 11 | 17 | 7 | 7687 | 0 | 0 | 0 | 0 | 0 | 0 | 0 | 0 | 0 | 0 | 0 | 0 | 0 | 0 | 0 | 0 | 0 | 0 | 0 | 0 | 0 |  | 0 | 0 | 0 | 0 | 0 | 0 | 0 | 0 |  |  |  |  | 0 | 0 | 0 | 0 | 0 | 0 | 0 | 1 |  | 1 | 1 | 1 | 1 | 1 | 1 | 0 | 0 | 0 | 0 | 0 | 0 | 0 | 0 | 0 | 0 | 0 | 0 | 0 | 0 | 0 | 0 | 0 | 0 | 0 | 0 | 0 | 0 | 0 | 0 | 0
Thursday | 11 | 17 | 8 | 7688 | 0 | 0 | 0 | 0 | 0 | 0 | 0 | 0 | 0 | 0 | 0 | 0 | 0 | 0 | 0 | 0 | 0 | 0 | 0 | 0 | 0 |  | 0 | 0 | 0 | 0 | 0 | 0 | 0 | 0 |  |  |  |  | 0 | 0 | 0 | 0 | 0 | 0 | 1 | 0 |  | 1 | 1 | 1 | 1 | #VALUE! | #VALUE! | 0 | 0 | 0 | 0 | 0 | 0 | 0 | 0 | 0 | 0 | 0 | 0 | 0 | 0 | 0 | 0 | 0 | 0 | 0 | 0 | 0 | 0 | 0 | 0 | 0
Thursday | 11 | 17 | 9 | 7689 | 0 | 0 | 0 | 0 | 0 | 0 | 0 | 0 | 0 | 0 | 0 | 0 | 0 | 0 | 0 | 0 | 0 | 0 | 0 | 0 | 0 |  | 0 | 0 | 0 | 0 | 0 | 0 | 0 | 0 |  |  |  |  | 0 | 0 | 0 | 0 | 0 | 0 | 1 | 0 |  | 1 | 1 | 1 | 1 | #VALUE! | #VALUE! | 0 | 0 | 0 | 0 | 0 | 0 | 0 | 0 | 0 | 0 | 0 | 0 | 0 | 0 | 0 | 0 | 0 | 0 | 0 | 0 | 0 | 0 | 0 | 0 | 0
Thursday | 11 | 17 | 10 | 7690 | 0 | 0 | 0 | 0 | 0 | 0 | 0 | 0 | 0 | 0 | 0 | 0 | 0 | 0 | 0 | 0 | 0 | 0 | 0 | 0 | 0 |  | 0 | 0 | 0 | 0 | 0 | 0 | 0 | 0 |  |  |  |  | 0 | 0 | 0 | 0 | 0 | 0 | 1 | 0 |  | 1 | 1 | 1 | 1 | #VALUE! | #VALUE! | 0 | 0 | 0 | 0 | 0 | 0 | 0 | 0 | 0 | 0 | 0 | 0 | 0 | 0 | 0 | 0 | 0 | 0 | 0 | 0 | 0 | 0 | 0 | 0 | 0
Thursday | 11 | 17 | 11 | 7691 | 0 | 0 | 0 | 0 | 0 | 0 | 0 | 0 | 0 | 0 | 0 | 0 | 0 | 0 | 0 | 0 | 0 | 0 | 0 | 0 | 0 |  | 0 | 0 | 0 | 0 | 0 | 0 | 0 | 0 |  |  |  |  | 0 | 0 | 0 | 0 | 0 | 0 | 1 | 0 |  | 1 | 1 | 1 | 1 | #VALUE! | #VALUE! | 0 | 0 | 0 | 0 | 0 | 0 | 0 | 0 | 0 | 0 | 0 | 0 | 0 | 0 | 0 | 0 | 0 | 0 | 0 | 0 | 0 | 0 | 0 | 0 | 0
Thursday | 11 | 17 | 12 | 7692 | 0 | 0 | 0 | 0 | 0 | 0 | 0 | 0 | 0 | 0 | 0 | 0 | 0 | 0 | 0 | 0 | 0 | 0 | 0 | 0 | 0 |  | 0 | 0 | 0 | 0 | 0 | 0 | 0 | 0 |  |  |  |  | 0 | 0 | 0 | 0 | 0 | 0 | 1 | 0 |  | 1 | 1 | 1 | 1 | #VALUE! | #VALUE! | 0 | 0 | 0 | 0 | 0 | 0 | 0 | 0 | 0 | 0 | 0 | 0 | 0 | 0 | 0 | 0 | 0 | 0 | 0 | 0 | 0 | 0 | 0 | 0 | 0
Thursday | 11 | 17 | 13 | 7693 | 0 | 0 | 0 | 0 | 0 | 0 | 0 | 0 | 0 | 0 | 0 | 0 | 0 | 0 | 0 | 0 | 0 | 0 | 0 | 0 | 0 |  | 0 | 0 | 0 | 0 | 0 | 0 | 0 | 0 |  |  |  |  | 0 | 0 | 0 | 0 | 0 | 0 | 1 | 0 |  | 1 | 1 | 1 | 1 | #VALUE! | #VALUE! | 0 | 0 | 0 | 0 | 0 | 0 | 0 | 0 | 0 | 0 | 0 | 0 | 0 | 0 | 0 | 0 | 0 | 0 | 0 | 0 | 0 | 0 | 0 | 0 | 0
Thursday | 11 | 17 | 14 | 7694 | 0 | 0 | 0 | 0 | 0 | 0 | 0 | 0 | 0 | 0 | 0 | 0 | 0 | 0 | 0 | 0 | 0 | 0 | 0 | 0 | 0 |  | 0 | 0 | 0 | 0 | 0 | 0 | 0 | 0 |  |  |  |  | 0 | 0 | 0 | 0 | 0 | 0 | 1 | 0 |  | 1 | 1 | 1 | 1 | #VALUE! | #VALUE! | 0 | 0 | 0 | 0 | 0 | 0 | 0 | 0 | 0 | 0 | 0 | 0 | 0 | 0 | 0 | 0 | 0 | 0 | 0 | 0 | 0 | 0 | 0 | 0 | 0
Thursday | 11 | 17 | 15 | 7695 | 0 | 0 | 0 | 0 | 0 | 0 | 0 | 0 | 0 | 0 | 0 | 0 | 0 | 0 | 0 | 0 | 0 | 0 | 0 | 0 | 0 |  | 0 | 0 | 0 | 0 | 0 | 0 | 0 | 0 |  |  |  |  | 0 | 0 | 0 | 0 | 0 | 0 | 1 | 0 |  | 1 | 1 | 1 | 1 | #VALUE! | #VALUE! | 0 | 0 | 0 | 0 | 0 | 0 | 0 | 0 | 0 | 0 | 0 | 0 | 0 | 0 | 0 | 0 | 0 | 0 | 0 | 0 | 0 | 0 | 0 | 0 | 0
Thursday | 11 | 17 | 16 | 7696 | 0 | 0 | 0 | 0 | 0 | 0 | 0 | 0 | 0 | 0 | 0 | 0 | 0 | 0 | 0 | 0 | 0 | 0 | 0 | 0 | 0 |  | 0 | 0 | 0 | 0 | 0 | 0 | 0 | 0 |  |  |  |  | 0 | 0 | 0 | 0 | 0 | 0 | 1 | 0 |  | 1 | 1 | 1 | 1 | #VALUE! | #VALUE! | 0 | 0 | 0 | 0 | 0 | 0 | 0 | 0 | 0 | 0 | 0 | 0 | 0 | 0 | 0 | 0 | 0 | 0 | 0 | 0 | 0 | 0 | 0 | 0 | 0
Thursday | 11 | 17 | 17 | 7697 | 0 | 0 | 0 | 0 | 0 | 0 | 0 | 0 | 0 | 0 | 0 | 0 | 0 | 0 | 0 | 0 | 0 | 0 | 0 | 0 | 0 |  | 0 | 0 | 0 | 0 | 0 | 0 | 0 | 0 |  |  |  |  | 0 | 0 | 0 | 0 | 0 | 0 | 1 | 0 |  | 1 | 1 | 1 | 1 | #VALUE! | #VALUE! | 0 | 0 | 0 | 0 | 0 | 0 | 0 | 0 | 0 | 0 | 0 | 0 | 0 | 0 | 0 | 0 | 0 | 0 | 0 | 0 | 0 | 0 | 0 | 0 | 0
Thursday | 11 | 17 | 18 | 7698 | 0 | 0 | 0 | 0 | 0 | 0 | 0 | 0 | 0 | 0 | 0 | 0 | 0 | 0 | 0 | 0 | 0 | 0 | 0 | 0 | 0 |  | 0 | 0 | 0 | 0 | 0 | 0 | 0 | 0 |  |  |  |  | 0 | 0 | 0 | 0 | 0 | 0 | 1 | 0 |  | 1 | 1 | 1 | 1 | #VALUE! | #VALUE! | 0 | 0 | 0 | 0 | 0 | 0 | 0 | 0 | 0 | 0 | 0 | 0 | 0 | 0 | 0 | 0 | 0 | 0 | 0 | 0 | 0 | 0 | 0 | 0 | 0
Thursday | 11 | 17 | 19 | 7699 | 0 | 0 | 0 | 0 | 0 | 0 | 0 | 0 | 0 | 0 | 0 | 0 | 0 | 0 | 0 | 0 | 0 | 0 | 0 | 0 | 0 |  | 0 | 0 | 0 | 0 | 0 | 0 | 0 | 0 |  |  |  |  | 0 | 0 | 0 | 0 | 0 | 0 | 1 | 0 |  | 1 | 1 | 1 | 1 | #VALUE! | #VALUE! | 0 | 0 | 0 | 0 | 0 | 0 | 0 | 0 | 0 | 0 | 0 | 0 | 0 | 0 | 0 | 0 | 0 | 0 | 0 | 0 | 0 | 0 | 0 | 0 | 0
Thursday | 11 | 17 | 20 | 7700 | 0 | 0 | 0 | 0 | 0 | 0 | 0 | 0 | 0 | 0 | 0 | 0 | 0 | 0 | 0 | 0 | 0 | 0 | 0 | 0 | 0 |  | 0 | 0 | 0 | 0 | 0 | 0 | 0 | 0 |  |  |  |  | 0 | 0 | 0 | 0 | 0 | 0 | 1 | 0 |  | 1 | 1 | 1 | 1 | #VALUE! | #VALUE! | 0 | 0 | 0 | 0 | 0 | 0 | 0 | 0 | 0 | 0 | 0 | 0 | 0 | 0 | 0 | 0 | 0 | 0 | 0 | 0 | 0 | 0 | 0 | 0 | 0
Thursday | 11 | 17 | 21 | 7701 | 0 | 0 | 0 | 0 | 0 | 0 | 0 | 0 | 0 | 0 | 0 | 0 | 0 | 0 | 0 | 0 | 0 | 0 | 0 | 0 | 0 |  | 0 | 0 | 0 | 0 | 0 | 0 | 0 | 0 |  |  |  |  | 0 | 0 | 0 | 0 | 0 | 0 | 1 | 0 |  | 1 | 1 | 1 | 1 | #VALUE! | #VALUE! | 0 | 0 | 0 | 0 | 0 | 0 | 0 | 0 | 0 | 0 | 0 | 0 | 0 | 0 | 0 | 0 | 0 | 0 | 0 | 0 | 0 | 0 | 0 | 0 | 0
Thursday | 11 | 17 | 22 | 7702 | 0 | 0 | 0 | 0 | 0 | 0 | 0 | 0 | 0 | 0 | 0 | 0 | 0 | 0 | 0 | 0 | 0 | 0 | 0 | 0 | 0 |  | 0 | 0 | 0 | 0 | 0 | 0 | 0 | 0 |  |  |  |  | 0 | 0 | 0 | 0 | 0 | 0 | 1 | 0 |  | 1 | 1 | 1 | 1 | #VALUE! | #VALUE! | 0 | 0 | 0 | 0 | 0 | 0 | 0 | 0 | 0 | 0 | 0 | 0 | 0 | 0 | 0 | 0 | 0 | 0 | 0 | 0 | 0 | 0 | 0 | 0 | 0
Thursday | 11 | 17 | 23 | 7703 | 0 | 0 | 0 | 0 | 0 | 0 | 0 | 0 | 0 | 0 | 0 | 0 | 0 | 0 | 0 | 0 | 0 | 0 | 0 | 0 | 0 |  | 0 | 0 | 0 | 0 | 0 | 0 | 0 | 0 |  |  |  |  | 0 | 0 | 0 | 0 | 0 | 0 | 0 | 1 |  | 1 | 1 | 1 | 1 | 1 | 1 | 0 | 0 | 0 | 0 | 0 | 0 | 0 | 0 | 0 | 0 | 0 | 0 | 0 | 0 | 0 | 0 | 0 | 0 | 0 | 0 | 0 | 0 | 0 | 0 | 0
Thursday | 11 | 17 | 24 | 7704 | 0 | 0 | 0 | 0 | 0 | 0 | 0 | 0 | 0 | 0 | 0 | 0 | 0 | 0 | 0 | 0 | 0 | 0 | 0 | 0 | 0 |  | 0 | 0 | 0 | 0 | 0 | 0 | 0 | 0 |  |  |  |  | 0 | 0 | 0 | 0 | 0 | 0 | 0 | 1 |  | 1 | 1 | 1 | 1 | 1 | 1 | 0 | 0 | 0 | 0 | 0 | 0 | 0 | 0 | 0 | 0 | 0 | 0 | 0 | 0 | 0 | 0 | 0 | 0 | 0 | 0 | 0 | 0 | 0 | 0 | 0
Friday | 11 | 18 | 1 | 7705 | 0 | 0 | 0 | 0 | 0 | 0 | 0 | 0 | 0 | 0 | 0 | 0 | 0 | 0 | 0 | 0 | 0 | 0 | 0 | 0 | 0 |  | 0 | 0 | 0 | 0 | 0 | 0 | 0 | 0 |  |  |  |  | 0 | 0 | 0 | 0 | 0 | 0 | 0 | 1 |  | 1 | 1 | 1 | 1 | 1 | 1 | 0 | 0 | 0 | 0 | 0 | 0 | 0 | 0 | 0 | 0 | 0 | 0 | 0 | 0 | 0 | 0 | 0 | 0 | 0 | 0 | 0 | 0 | 0 | 0 | 0
Friday | 11 | 18 | 2 | 7706 | 0 | 0 | 0 | 0 | 0 | 0 | 0 | 0 | 0 | 0 | 0 | 0 | 0 | 0 | 0 | 0 | 0 | 0 | 0 | 0 | 0 |  | 0 | 0 | 0 | 0 | 0 | 0 | 0 | 0 |  |  |  |  | 0 | 0 | 0 | 0 | 0 | 0 | 0 | 1 |  | 1 | 1 | 1 | 1 | 1 | 1 | 0 | 0 | 0 | 0 | 0 | 0 | 0 | 0 | 0 | 0 | 0 | 0 | 0 | 0 | 0 | 0 | 0 | 0 | 0 | 0 | 0 | 0 | 0 | 0 | 0
Friday | 11 | 18 | 3 | 7707 | 0 | 0 | 0 | 0 | 0 | 0 | 0 | 0 | 0 | 0 | 0 | 0 | 0 | 0 | 0 | 0 | 0 | 0 | 0 | 0 | 0 |  | 0 | 0 | 0 | 0 | 0 | 0 | 0 | 0 |  |  |  |  | 0 | 0 | 0 | 0 | 0 | 0 | 0 | 1 |  | 1 | 1 | 1 | 1 | 1 | 1 | 0 | 0 | 0 | 0 | 0 | 0 | 0 | 0 | 0 | 0 | 0 | 0 | 0 | 0 | 0 | 0 | 0 | 0 | 0 | 0 | 0 | 0 | 0 | 0 | 0
Friday | 11 | 18 | 4 | 7708 | 0 | 0 | 0 | 0 | 0 | 0 | 0 | 0 | 0 | 0 | 0 | 0 | 0 | 0 | 0 | 0 | 0 | 0 | 0 | 0 | 0 |  | 0 | 0 | 0 | 0 | 0 | 0 | 0 | 0 |  |  |  |  | 0 | 0 | 0 | 0 | 0 | 0 | 0 | 1 |  | 1 | 1 | 1 | 1 | 1 | 1 | 0 | 0 | 0 | 0 | 0 | 0 | 0 | 0 | 0 | 0 | 0 | 0 | 0 | 0 | 0 | 0 | 0 | 0 | 0 | 0 | 0 | 0 | 0 | 0 | 0
Friday | 11 | 18 | 5 | 7709 | 0 | 0 | 0 | 0 | 0 | 0 | 0 | 0 | 0 | 0 | 0 | 0 | 0 | 0 | 0 | 0 | 0 | 0 | 0 | 0 | 0 |  | 0 | 0 | 0 | 0 | 0 | 0 | 0 | 0 |  |  |  |  | 0 | 0 | 0 | 0 | 0 | 0 | 0 | 1 |  | 1 | 1 | 1 | 1 | 1 | 1 | 0 | 0 | 0 | 0 | 0 | 0 | 0 | 0 | 0 | 0 | 0 | 0 | 0 | 0 | 0 | 0 | 0 | 0 | 0 | 0 | 0 | 0 | 0 | 0 | 0
Friday | 11 | 18 | 6 | 7710 | 0 | 0 | 0 | 0 | 0 | 0 | 0 | 0 | 0 | 0 | 0 | 0 | 0 | 0 | 0 | 0 | 0 | 0 | 0 | 0 | 0 |  | 0 | 0 | 0 | 0 | 0 | 0 | 0 | 0 |  |  |  |  | 0 | 0 | 0 | 0 | 0 | 0 | 0 | 1 |  | 1 | 1 | 1 | 1 | 1 | 1 | 0 | 0 | 0 | 0 | 0 | 0 | 0 | 0 | 0 | 0 | 0 | 0 | 0 | 0 | 0 | 0 | 0 | 0 | 0 | 0 | 0 | 0 | 0 | 0 | 0
Friday | 11 | 18 | 7 | 7711 | 0 | 0 | 0 | 0 | 0 | 0 | 0 | 0 | 0 | 0 | 0 | 0 | 0 | 0 | 0 | 0 | 0 | 0 | 0 | 0 | 0 |  | 0 | 0 | 0 | 0 | 0 | 0 | 0 | 0 |  |  |  |  | 0 | 0 | 0 | 0 | 0 | 0 | 0 | 1 |  | 1 | 1 | 1 | 1 | 1 | 1 | 0 | 0 | 0 | 0 | 0 | 0 | 0 | 0 | 0 | 0 | 0 | 0 | 0 | 0 | 0 | 0 | 0 | 0 | 0 | 0 | 0 | 0 | 0 | 0 | 0
Friday | 11 | 18 | 8 | 7712 | 0 | 0 | 0 | 0 | 0 | 0 | 0 | 0 | 0 | 0 | 0 | 0 | 0 | 0 | 0 | 0 | 0 | 0 | 0 | 0 | 0 |  | 0 | 0 | 0 | 0 | 0 | 0 | 0 | 0 |  |  |  |  | 0 | 0 | 0 | 0 | 0 | 0 | 1 | 0 |  | 1 | 1 | 1 | 1 | #VALUE! | #VALUE! | 0 | 0 | 0 | 0 | 0 | 0 | 0 | 0 | 0 | 0 | 0 | 0 | 0 | 0 | 0 | 0 | 0 | 0 | 0 | 0 | 0 | 0 | 0 | 0 | 0
Friday | 11 | 18 | 9 | 7713 | 0 | 0 | 0 | 0 | 0 | 0 | 0 | 0 | 0 | 0 | 0 | 0 | 0 | 0 | 0 | 0 | 0 | 0 | 0 | 0 | 0 |  | 0 | 0 | 0 | 0 | 0 | 0 | 0 | 0 |  |  |  |  | 0 | 0 | 0 | 0 | 0 | 0 | 1 | 0 |  | 1 | 1 | 1 | 1 | #VALUE! | #VALUE! | 0 | 0 | 0 | 0 | 0 | 0 | 0 | 0 | 0 | 0 | 0 | 0 | 0 | 0 | 0 | 0 | 0 | 0 | 0 | 0 | 0 | 0 | 0 | 0 | 0
Friday | 11 | 18 | 10 | 7714 | 0 | 0 | 0 | 0 | 0 | 0 | 0 | 0 | 0 | 0 | 0 | 0 | 0 | 0 | 0 | 0 | 0 | 0 | 0 | 0 | 0 |  | 0 | 0 | 0 | 0 | 0 | 0 | 0 | 0 |  |  |  |  | 0 | 0 | 0 | 0 | 0 | 0 | 1 | 0 |  | 1 | 1 | 1 | 1 | #VALUE! | #VALUE! | 0 | 0 | 0 | 0 | 0 | 0 | 0 | 0 | 0 | 0 | 0 | 0 | 0 | 0 | 0 | 0 | 0 | 0 | 0 | 0 | 0 | 0 | 0 | 0 | 0
Friday | 11 | 18 | 11 | 7715 | 0 | 0 | 0 | 0 | 0 | 0 | 0 | 0 | 0 | 0 | 0 | 0 | 0 | 0 | 0 | 0 | 0 | 0 | 0 | 0 | 0 |  | 0 | 0 | 0 | 0 | 0 | 0 | 0 | 0 |  |  |  |  | 0 | 0 | 0 | 0 | 0 | 0 | 1 | 0 |  | 1 | 1 | 1 | 1 | #VALUE! | #VALUE! | 0 | 0 | 0 | 0 | 0 | 0 | 0 | 0 | 0 | 0 | 0 | 0 | 0 | 0 | 0 | 0 | 0 | 0 | 0 | 0 | 0 | 0 | 0 | 0 | 0
Friday | 11 | 18 | 12 | 7716 | 0 | 0 | 0 | 0 | 0 | 0 | 0 | 0 | 0 | 0 | 0 | 0 | 0 | 0 | 0 | 0 | 0 | 0 | 0 | 0 | 0 |  | 0 | 0 | 0 | 0 | 0 | 0 | 0 | 0 |  |  |  |  | 0 | 0 | 0 | 0 | 0 | 0 | 1 | 0 |  | 1 | 1 | 1 | 1 | #VALUE! | #VALUE! | 0 | 0 | 0 | 0 | 0 | 0 | 0 | 0 | 0 | 0 | 0 | 0 | 0 | 0 | 0 | 0 | 0 | 0 | 0 | 0 | 0 | 0 | 0 | 0 | 0
Friday | 11 | 18 | 13 | 7717 | 0 | 0 | 0 | 0 | 0 | 0 | 0 | 0 | 0 | 0 | 0 | 0 | 0 | 0 | 0 | 0 | 0 | 0 | 0 | 0 | 0 |  | 0 | 0 | 0 | 0 | 0 | 0 | 0 | 0 |  |  |  |  | 0 | 0 | 0 | 0 | 0 | 0 | 1 | 0 |  | 1 | 1 | 1 | 1 | #VALUE! | #VALUE! | 0 | 0 | 0 | 0 | 0 | 0 | 0 | 0 | 0 | 0 | 0 | 0 | 0 | 0 | 0 | 0 | 0 | 0 | 0 | 0 | 0 | 0 | 0 | 0 | 0
Friday | 11 | 18 | 14 | 7718 | 0 | 0 | 0 | 0 | 0 | 0 | 0 | 0 | 0 | 0 | 0 | 0 | 0 | 0 | 0 | 0 | 0 | 0 | 0 | 0 | 0 |  | 0 | 0 | 0 | 0 | 0 | 0 | 0 | 0 |  |  |  |  | 0 | 0 | 0 | 0 | 0 | 0 | 1 | 0 |  | 1 | 1 | 1 | 1 | #VALUE! | #VALUE! | 0 | 0 | 0 | 0 | 0 | 0 | 0 | 0 | 0 | 0 | 0 | 0 | 0 | 0 | 0 | 0 | 0 | 0 | 0 | 0 | 0 | 0 | 0 | 0 | 0
Friday | 11 | 18 | 15 | 7719 | 0 | 0 | 0 | 0 | 0 | 0 | 0 | 0 | 0 | 0 | 0 | 0 | 0 | 0 | 0 | 0 | 0 | 0 | 0 | 0 | 0 |  | 0 | 0 | 0 | 0 | 0 | 0 | 0 | 0 |  |  |  |  | 0 | 0 | 0 | 0 | 0 | 0 | 1 | 0 |  | 1 | 1 | 1 | 1 | #VALUE! | #VALUE! | 0 | 0 | 0 | 0 | 0 | 0 | 0 | 0 | 0 | 0 | 0 | 0 | 0 | 0 | 0 | 0 | 0 | 0 | 0 | 0 | 0 | 0 | 0 | 0 | 0
Friday | 11 | 18 | 16 | 7720 | 0 | 0 | 0 | 0 | 0 | 0 | 0 | 0 | 0 | 0 | 0 | 0 | 0 | 0 | 0 | 0 | 0 | 0 | 0 | 0 | 0 |  | 0 | 0 | 0 | 0 | 0 | 0 | 0 | 0 |  |  |  |  | 0 | 0 | 0 | 0 | 0 | 0 | 1 | 0 |  | 1 | 1 | 1 | 1 | #VALUE! | #VALUE! | 0 | 0 | 0 | 0 | 0 | 0 | 0 | 0 | 0 | 0 | 0 | 0 | 0 | 0 | 0 | 0 | 0 | 0 | 0 | 0 | 0 | 0 | 0 | 0 | 0
Friday | 11 | 18 | 17 | 7721 | 0 | 0 | 0 | 0 | 0 | 0 | 0 | 0 | 0 | 0 | 0 | 0 | 0 | 0 | 0 | 0 | 0 | 0 | 0 | 0 | 0 |  | 0 | 0 | 0 | 0 | 0 | 0 | 0 | 0 |  |  |  |  | 0 | 0 | 0 | 0 | 0 | 0 | 1 | 0 |  | 1 | 1 | 1 | 1 | #VALUE! | #VALUE! | 0 | 0 | 0 | 0 | 0 | 0 | 0 | 0 | 0 | 0 | 0 | 0 | 0 | 0 | 0 | 0 | 0 | 0 | 0 | 0 | 0 | 0 | 0 | 0 | 0
Friday | 11 | 18 | 18 | 7722 | 0 | 0 | 0 | 0 | 0 | 0 | 0 | 0 | 0 | 0 | 0 | 0 | 0 | 0 | 0 | 0 | 0 | 0 | 0 | 0 | 0 |  | 0 | 0 | 0 | 0 | 0 | 0 | 0 | 0 |  |  |  |  | 0 | 0 | 0 | 0 | 0 | 0 | 1 | 0 |  | 1 | 1 | 1 | 1 | #VALUE! | #VALUE! | 0 | 0 | 0 | 0 | 0 | 0 | 0 | 0 | 0 | 0 | 0 | 0 | 0 | 0 | 0 | 0 | 0 | 0 | 0 | 0 | 0 | 0 | 0 | 0 | 0
Friday | 11 | 18 | 19 | 7723 | 0 | 0 | 0 | 0 | 0 | 0 | 0 | 0 | 0 | 0 | 0 | 0 | 0 | 0 | 0 | 0 | 0 | 0 | 0 | 0 | 0 |  | 0 | 0 | 0 | 0 | 0 | 0 | 0 | 0 |  |  |  |  | 0 | 0 | 0 | 0 | 0 | 0 | 1 | 0 |  | 1 | 1 | 1 | 1 | #VALUE! | #VALUE! | 0 | 0 | 0 | 0 | 0 | 0 | 0 | 0 | 0 | 0 | 0 | 0 | 0 | 0 | 0 | 0 | 0 | 0 | 0 | 0 | 0 | 0 | 0 | 0 | 0
Friday | 11 | 18 | 20 | 7724 | 0 | 0 | 0 | 0 | 0 | 0 | 0 | 0 | 0 | 0 | 0 | 0 | 0 | 0 | 0 | 0 | 0 | 0 | 0 | 0 | 0 |  | 0 | 0 | 0 | 0 | 0 | 0 | 0 | 0 |  |  |  |  | 0 | 0 | 0 | 0 | 0 | 0 | 1 | 0 |  | 1 | 1 | 1 | 1 | #VALUE! | #VALUE! | 0 | 0 | 0 | 0 | 0 | 0 | 0 | 0 | 0 | 0 | 0 | 0 | 0 | 0 | 0 | 0 | 0 | 0 | 0 | 0 | 0 | 0 | 0 | 0 | 0
Friday | 11 | 18 | 21 | 7725 | 0 | 0 | 0 | 0 | 0 | 0 | 0 | 0 | 0 | 0 | 0 | 0 | 0 | 0 | 0 | 0 | 0 | 0 | 0 | 0 | 0 |  | 0 | 0 | 0 | 0 | 0 | 0 | 0 | 0 |  |  |  |  | 0 | 0 | 0 | 0 | 0 | 0 | 1 | 0 |  | 1 | 1 | 1 | 1 | #VALUE! | #VALUE! | 0 | 0 | 0 | 0 | 0 | 0 | 0 | 0 | 0 | 0 | 0 | 0 | 0 | 0 | 0 | 0 | 0 | 0 | 0 | 0 | 0 | 0 | 0 | 0 | 0
Friday | 11 | 18 | 22 | 7726 | 0 | 0 | 0 | 0 | 0 | 0 | 0 | 0 | 0 | 0 | 0 | 0 | 0 | 0 | 0 | 0 | 0 | 0 | 0 | 0 | 0 |  | 0 | 0 | 0 | 0 | 0 | 0 | 0 | 0 |  |  |  |  | 0 | 0 | 0 | 0 | 0 | 0 | 1 | 0 |  | 1 | 1 | 1 | 1 | #VALUE! | #VALUE! | 0 | 0 | 0 | 0 | 0 | 0 | 0 | 0 | 0 | 0 | 0 | 0 | 0 | 0 | 0 | 0 | 0 | 0 | 0 | 0 | 0 | 0 | 0 | 0 | 0
Friday | 11 | 18 | 23 | 7727 | 0 | 0 | 0 | 0 | 0 | 0 | 0 | 0 | 0 | 0 | 0 | 0 | 0 | 0 | 0 | 0 | 0 | 0 | 0 | 0 | 0 |  | 0 | 0 | 0 | 0 | 0 | 0 | 0 | 0 |  |  |  |  | 0 | 0 | 0 | 0 | 0 | 0 | 0 | 1 |  | 1 | 1 | 1 | 1 | 1 | 1 | 0 | 0 | 0 | 0 | 0 | 0 | 0 | 0 | 0 | 0 | 0 | 0 | 0 | 0 | 0 | 0 | 0 | 0 | 0 | 0 | 0 | 0 | 0 | 0 | 0
Friday | 11 | 18 | 24 | 7728 | 0 | 0 | 0 | 0 | 0 | 0 | 0 | 0 | 0 | 0 | 0 | 0 | 0 | 0 | 0 | 0 | 0 | 0 | 0 | 0 | 0 |  | 0 | 0 | 0 | 0 | 0 | 0 | 0 | 0 |  |  |  |  | 0 | 0 | 0 | 0 | 0 | 0 | 0 | 1 |  | 1 | 1 | 1 | 1 | 1 | 1 | 0 | 0 | 0 | 0 | 0 | 0 | 0 | 0 | 0 | 0 | 0 | 0 | 0 | 0 | 0 | 0 | 0 | 0 | 0 | 0 | 0 | 0 | 0 | 0 | 0
Saturday | 11 | 19 | 1 | 7729 | 0 | 0 | 0 | 0 | 0 | 0 | 0 | 0 | 0 | 0 | 0 | 0 | 0 | 0 | 0 | 0 | 0 | 0 | 0 | 0 | 0 |  | 0 | 0 | 0 | 0 | 0 | 0 | 0 | 0 |  |  |  |  | 0 | 0 | 0 | 0 | 0 | 0 | 0 | 1 |  | 1 | 1 | 1 | 1 | 1 | 1 | 0 | 0 | 0 | 0 | 0 | 0 | 0 | 0 | 0 | 0 | 0 | 0 | 0 | 0 | 0 | 0 | 0 | 0 | 0 | 0 | 0 | 0 | 0 | 0 | 0
Saturday | 11 | 19 | 2 | 7730 | 0 | 0 | 0 | 0 | 0 | 0 | 0 | 0 | 0 | 0 | 0 | 0 | 0 | 0 | 0 | 0 | 0 | 0 | 0 | 0 | 0 |  | 0 | 0 | 0 | 0 | 0 | 0 | 0 | 0 |  |  |  |  | 0 | 0 | 0 | 0 | 0 | 0 | 0 | 1 |  | 1 | 1 | 1 | 1 | 1 | 1 | 0 | 0 | 0 | 0 | 0 | 0 | 0 | 0 | 0 | 0 | 0 | 0 | 0 | 0 | 0 | 0 | 0 | 0 | 0 | 0 | 0 | 0 | 0 | 0 | 0
Saturday | 11 | 19 | 3 | 7731 | 0 | 0 | 0 | 0 | 0 | 0 | 0 | 0 | 0 | 0 | 0 | 0 | 0 | 0 | 0 | 0 | 0 | 0 | 0 | 0 | 0 |  | 0 | 0 | 0 | 0 | 0 | 0 | 0 | 0 |  |  |  |  | 0 | 0 | 0 | 0 | 0 | 0 | 0 | 1 |  | 1 | 1 | 1 | 1 | 1 | 1 | 0 | 0 | 0 | 0 | 0 | 0 | 0 | 0 | 0 | 0 | 0 | 0 | 0 | 0 | 0 | 0 | 0 | 0 | 0 | 0 | 0 | 0 | 0 | 0 | 0
Saturday | 11 | 19 | 4 | 7732 | 0 | 0 | 0 | 0 | 0 | 0 | 0 | 0 | 0 | 0 | 0 | 0 | 0 | 0 | 0 | 0 | 0 | 0 | 0 | 0 | 0 |  | 0 | 0 | 0 | 0 | 0 | 0 | 0 | 0 |  |  |  |  | 0 | 0 | 0 | 0 | 0 | 0 | 0 | 1 |  | 1 | 1 | 1 | 1 | 1 | 1 | 0 | 0 | 0 | 0 | 0 | 0 | 0 | 0 | 0 | 0 | 0 | 0 | 0 | 0 | 0 | 0 | 0 | 0 | 0 | 0 | 0 | 0 | 0 | 0 | 0
Saturday | 11 | 19 | 5 | 7733 | 0 | 0 | 0 | 0 | 0 | 0 | 0 | 0 | 0 | 0 | 0 | 0 | 0 | 0 | 0 | 0 | 0 | 0 | 0 | 0 | 0 |  | 0 | 0 | 0 | 0 | 0 | 0 | 0 | 0 |  |  |  |  | 0 | 0 | 0 | 0 | 0 | 0 | 0 | 1 |  | 1 | 1 | 1 | 1 | 1 | 1 | 0 | 0 | 0 | 0 | 0 | 0 | 0 | 0 | 0 | 0 | 0 | 0 | 0 | 0 | 0 | 0 | 0 | 0 | 0 | 0 | 0 | 0 | 0 | 0 | 0
Saturday | 11 | 19 | 6 | 7734 | 0 | 0 | 0 | 0 | 0 | 0 | 0 | 0 | 0 | 0 | 0 | 0 | 0 | 0 | 0 | 0 | 0 | 0 | 0 | 0 | 0 |  | 0 | 0 | 0 | 0 | 0 | 0 | 0 | 0 |  |  |  |  | 0 | 0 | 0 | 0 | 0 | 0 | 0 | 1 |  | 1 | 1 | 1 | 1 | 1 | 1 | 0 | 0 | 0 | 0 | 0 | 0 | 0 | 0 | 0 | 0 | 0 | 0 | 0 | 0 | 0 | 0 | 0 | 0 | 0 | 0 | 0 | 0 | 0 | 0 | 0
Saturday | 11 | 19 | 7 | 7735 | 0 | 0 | 0 | 0 | 0 | 0 | 0 | 0 | 0 | 0 | 0 | 0 | 0 | 0 | 0 | 0 | 0 | 0 | 0 | 0 | 0 |  | 0 | 0 | 0 | 0 | 0 | 0 | 0 | 0 |  |  |  |  | 0 | 0 | 0 | 0 | 0 | 0 | 0 | 1 |  | 1 | 1 | 1 | 1 | 1 | 1 | 0 | 0 | 0 | 0 | 0 | 0 | 0 | 0 | 0 | 0 | 0 | 0 | 0 | 0 | 0 | 0 | 0 | 0 | 0 | 0 | 0 | 0 | 0 | 0 | 0
Saturday | 11 | 19 | 8 | 7736 | 0 | 0 | 0 | 0 | 0 | 0 | 0 | 0 | 0 | 0 | 0 | 0 | 0 | 0 | 0 | 0 | 0 | 0 | 0 | 0 | 0 |  | 0 | 0 | 0 | 0 | 0 | 0 | 0 | 0 |  |  |  |  | 0 | 0 | 0 | 0 | 0 | 0 | 0 | 1 |  | 1 | 1 | 1 | 1 | 1 | 1 | 0 | 0 | 0 | 0 | 0 | 0 | 0 | 0 | 0 | 0 | 0 | 0 | 0 | 0 | 0 | 0 | 0 | 0 | 0 | 0 | 0 | 0 | 0 | 0 | 0
Saturday | 11 | 19 | 9 | 7737 | 0 | 0 | 0 | 0 | 0 | 0 | 0 | 0 | 0 | 0 | 0 | 0 | 0 | 0 | 0 | 0 | 0 | 0 | 0 | 0 | 0 |  | 0 | 0 | 0 | 0 | 0 | 0 | 0 | 0 |  |  |  |  | 0 | 0 | 0 | 0 | 0 | 0 | 0 | 1 |  | 1 | 1 | 1 | 1 | 1 | 1 | 0 | 0 | 0 | 0 | 0 | 0 | 0 | 0 | 0 | 0 | 0 | 0 | 0 | 0 | 0 | 0 | 0 | 0 | 0 | 0 | 0 | 0 | 0 | 0 | 0
Saturday | 11 | 19 | 10 | 7738 | 0 | 0 | 0 | 0 | 0 | 0 | 0 | 0 | 0 | 0 | 0 | 0 | 0 | 0 | 0 | 0 | 0 | 0 | 0 | 0 | 0 |  | 0 | 0 | 0 | 0 | 0 | 0 | 0 | 0 |  |  |  |  | 0 | 0 | 0 | 0 | 0 | 0 | 0 | 1 |  | 1 | 1 | 1 | 1 | 1 | 1 | 0 | 0 | 0 | 0 | 0 | 0 | 0 | 0 | 0 | 0 | 0 | 0 | 0 | 0 | 0 | 0 | 0 | 0 | 0 | 0 | 0 | 0 | 0 | 0 | 0
Saturday | 11 | 19 | 11 | 7739 | 0 | 0 | 0 | 0 | 0 | 0 | 0 | 0 | 0 | 0 | 0 | 0 | 0 | 0 | 0 | 0 | 0 | 0 | 0 | 0 | 0 |  | 0 | 0 | 0 | 0 | 0 | 0 | 0 | 0 |  |  |  |  | 0 | 0 | 0 | 0 | 0 | 0 | 0 | 1 |  | 1 | 1 | 1 | 1 | 1 | 1 | 0 | 0 | 0 | 0 | 0 | 0 | 0 | 0 | 0 | 0 | 0 | 0 | 0 | 0 | 0 | 0 | 0 | 0 | 0 | 0 | 0 | 0 | 0 | 0 | 0
Saturday | 11 | 19 | 12 | 7740 | 0 | 0 | 0 | 0 | 0 | 0 | 0 | 0 | 0 | 0 | 0 | 0 | 0 | 0 | 0 | 0 | 0 | 0 | 0 | 0 | 0 |  | 0 | 0 | 0 | 0 | 0 | 0 | 0 | 0 |  |  |  |  | 0 | 0 | 0 | 0 | 0 | 0 | 0 | 1 |  | 1 | 1 | 1 | 1 | 1 | 1 | 0 | 0 | 0 | 0 | 0 | 0 | 0 | 0 | 0 | 0 | 0 | 0 | 0 | 0 | 0 | 0 | 0 | 0 | 0 | 0 | 0 | 0 | 0 | 0 | 0
Saturday | 11 | 19 | 13 | 7741 | 0 | 0 | 0 | 0 | 0 | 0 | 0 | 0 | 0 | 0 | 0 | 0 | 0 | 0 | 0 | 0 | 0 | 0 | 0 | 0 | 0 |  | 0 | 0 | 0 | 0 | 0 | 0 | 0 | 0 |  |  |  |  | 0 | 0 | 0 | 0 | 0 | 0 | 0 | 1 |  | 1 | 1 | 1 | 1 | 1 | 1 | 0 | 0 | 0 | 0 | 0 | 0 | 0 | 0 | 0 | 0 | 0 | 0 | 0 | 0 | 0 | 0 | 0 | 0 | 0 | 0 | 0 | 0 | 0 | 0 | 0
Saturday | 11 | 19 | 14 | 7742 | 0 | 0 | 0 | 0 | 0 | 0 | 0 | 0 | 0 | 0 | 0 | 0 | 0 | 0 | 0 | 0 | 0 | 0 | 0 | 0 | 0 |  | 0 | 0 | 0 | 0 | 0 | 0 | 0 | 0 |  |  |  |  | 0 | 0 | 0 | 0 | 0 | 0 | 0 | 1 |  | 1 | 1 | 1 | 1 | 1 | 1 | 0 | 0 | 0 | 0 | 0 | 0 | 0 | 0 | 0 | 0 | 0 | 0 | 0 | 0 | 0 | 0 | 0 | 0 | 0 | 0 | 0 | 0 | 0 | 0 | 0
Saturday | 11 | 19 | 15 | 7743 | 0 | 0 | 0 | 0 | 0 | 0 | 0 | 0 | 0 | 0 | 0 | 0 | 0 | 0 | 0 | 0 | 0 | 0 | 0 | 0 | 0 |  | 0 | 0 | 0 | 0 | 0 | 0 | 0 | 0 |  |  |  |  | 0 | 0 | 0 | 0 | 0 | 0 | 0 | 1 |  | 1 | 1 | 1 | 1 | 1 | 1 | 0 | 0 | 0 | 0 | 0 | 0 | 0 | 0 | 0 | 0 | 0 | 0 | 0 | 0 | 0 | 0 | 0 | 0 | 0 | 0 | 0 | 0 | 0 | 0 | 0
Saturday | 11 | 19 | 16 | 7744 | 0 | 0 | 0 | 0 | 0 | 0 | 0 | 0 | 0 | 0 | 0 | 0 | 0 | 0 | 0 | 0 | 0 | 0 | 0 | 0 | 0 |  | 0 | 0 | 0 | 0 | 0 | 0 | 0 | 0 |  |  |  |  | 0 | 0 | 0 | 0 | 0 | 0 | 0 | 1 |  | 1 | 1 | 1 | 1 | 1 | 1 | 0 | 0 | 0 | 0 | 0 | 0 | 0 | 0 | 0 | 0 | 0 | 0 | 0 | 0 | 0 | 0 | 0 | 0 | 0 | 0 | 0 | 0 | 0 | 0 | 0
Saturday | 11 | 19 | 17 | 7745 | 0 | 0 | 0 | 0 | 0 | 0 | 0 | 0 | 0 | 0 | 0 | 0 | 0 | 0 | 0 | 0 | 0 | 0 | 0 | 0 | 0 |  | 0 | 0 | 0 | 0 | 0 | 0 | 0 | 0 |  |  |  |  | 0 | 0 | 0 | 0 | 0 | 0 | 0 | 1 |  | 1 | 1 | 1 | 1 | 1 | 1 | 0 | 0 | 0 | 0 | 0 | 0 | 0 | 0 | 0 | 0 | 0 | 0 | 0 | 0 | 0 | 0 | 0 | 0 | 0 | 0 | 0 | 0 | 0 | 0 | 0
Saturday | 11 | 19 | 18 | 7746 | 0 | 0 | 0 | 0 | 0 | 0 | 0 | 0 | 0 | 0 | 0 | 0 | 0 | 0 | 0 | 0 | 0 | 0 | 0 | 0 | 0 |  | 0 | 0 | 0 | 0 | 0 | 0 | 0 | 0 |  |  |  |  | 0 | 0 | 0 | 0 | 0 | 0 | 0 | 1 |  | 1 | 1 | 1 | 1 | 1 | 1 | 0 | 0 | 0 | 0 | 0 | 0 | 0 | 0 | 0 | 0 | 0 | 0 | 0 | 0 | 0 | 0 | 0 | 0 | 0 | 0 | 0 | 0 | 0 | 0 | 0
Saturday | 11 | 19 | 19 | 7747 | 0 | 0 | 0 | 0 | 0 | 0 | 0 | 0 | 0 | 0 | 0 | 0 | 0 | 0 | 0 | 0 | 0 | 0 | 0 | 0 | 0 |  | 0 | 0 | 0 | 0 | 0 | 0 | 0 | 0 |  |  |  |  | 0 | 0 | 0 | 0 | 0 | 0 | 0 | 1 |  | 1 | 1 | 1 | 1 | 1 | 1 | 0 | 0 | 0 | 0 | 0 | 0 | 0 | 0 | 0 | 0 | 0 | 0 | 0 | 0 | 0 | 0 | 0 | 0 | 0 | 0 | 0 | 0 | 0 | 0 | 0
Saturday | 11 | 19 | 20 | 7748 | 0 | 0 | 0 | 0 | 0 | 0 | 0 | 0 | 0 | 0 | 0 | 0 | 0 | 0 | 0 | 0 | 0 | 0 | 0 | 0 | 0 |  | 0 | 0 | 0 | 0 | 0 | 0 | 0 | 0 |  |  |  |  | 0 | 0 | 0 | 0 | 0 | 0 | 0 | 1 |  | 1 | 1 | 1 | 1 | 1 | 1 | 0 | 0 | 0 | 0 | 0 | 0 | 0 | 0 | 0 | 0 | 0 | 0 | 0 | 0 | 0 | 0 | 0 | 0 | 0 | 0 | 0 | 0 | 0 | 0 | 0
Saturday | 11 | 19 | 21 | 7749 | 0 | 0 | 0 | 0 | 0 | 0 | 0 | 0 | 0 | 0 | 0 | 0 | 0 | 0 | 0 | 0 | 0 | 0 | 0 | 0 | 0 |  | 0 | 0 | 0 | 0 | 0 | 0 | 0 | 0 |  |  |  |  | 0 | 0 | 0 | 0 | 0 | 0 | 0 | 1 |  | 1 | 1 | 1 | 1 | 1 | 1 | 0 | 0 | 0 | 0 | 0 | 0 | 0 | 0 | 0 | 0 | 0 | 0 | 0 | 0 | 0 | 0 | 0 | 0 | 0 | 0 | 0 | 0 | 0 | 0 | 0
Saturday | 11 | 19 | 22 | 7750 | 0 | 0 | 0 | 0 | 0 | 0 | 0 | 0 | 0 | 0 | 0 | 0 | 0 | 0 | 0 | 0 | 0 | 0 | 0 | 0 | 0 |  | 0 | 0 | 0 | 0 | 0 | 0 | 0 | 0 |  |  |  |  | 0 | 0 | 0 | 0 | 0 | 0 | 0 | 1 |  | 1 | 1 | 1 | 1 | 1 | 1 | 0 | 0 | 0 | 0 | 0 | 0 | 0 | 0 | 0 | 0 | 0 | 0 | 0 | 0 | 0 | 0 | 0 | 0 | 0 | 0 | 0 | 0 | 0 | 0 | 0
Saturday | 11 | 19 | 23 | 7751 | 0 | 0 | 0 | 0 | 0 | 0 | 0 | 0 | 0 | 0 | 0 | 0 | 0 | 0 | 0 | 0 | 0 | 0 | 0 | 0 | 0 |  | 0 | 0 | 0 | 0 | 0 | 0 | 0 | 0 |  |  |  |  | 0 | 0 | 0 | 0 | 0 | 0 | 0 | 1 |  | 1 | 1 | 1 | 1 | 1 | 1 | 0 | 0 | 0 | 0 | 0 | 0 | 0 | 0 | 0 | 0 | 0 | 0 | 0 | 0 | 0 | 0 | 0 | 0 | 0 | 0 | 0 | 0 | 0 | 0 | 0
Saturday | 11 | 19 | 24 | 7752 | 0 | 0 | 0 | 0 | 0 | 0 | 0 | 0 | 0 | 0 | 0 | 0 | 0 | 0 | 0 | 0 | 0 | 0 | 0 | 0 | 0 |  | 0 | 0 | 0 | 0 | 0 | 0 | 0 | 0 |  |  |  |  | 0 | 0 | 0 | 0 | 0 | 0 | 0 | 1 |  | 1 | 1 | 1 | 1 | 1 | 1 | 0 | 0 | 0 | 0 | 0 | 0 | 0 | 0 | 0 | 0 | 0 | 0 | 0 | 0 | 0 | 0 | 0 | 0 | 0 | 0 | 0 | 0 | 0 | 0 | 0
Sunday | 11 | 20 | 1 | 7753 | 0 | 0 | 0 | 0 | 0 | 0 | 0 | 0 | 0 | 0 | 0 | 0 | 0 | 0 | 0 | 0 | 0 | 0 | 0 | 0 | 0 |  | 0 | 0 | 0 | 0 | 0 | 0 | 0 | 0 |  |  |  |  | 0 | 0 | 0 | 0 | 0 | 0 | 0 | 1 |  | 1 | 1 | 1 | 1 | 1 | 1 | 0 | 0 | 0 | 0 | 0 | 0 | 0 | 0 | 0 | 0 | 0 | 0 | 0 | 0 | 0 | 0 | 0 | 0 | 0 | 0 | 0 | 0 | 0 | 0 | 0
Sunday | 11 | 20 | 2 | 7754 | 0 | 0 | 0 | 0 | 0 | 0 | 0 | 0 | 0 | 0 | 0 | 0 | 0 | 0 | 0 | 0 | 0 | 0 | 0 | 0 | 0 |  | 0 | 0 | 0 | 0 | 0 | 0 | 0 | 0 |  |  |  |  | 0 | 0 | 0 | 0 | 0 | 0 | 0 | 1 |  | 1 | 1 | 1 | 1 | 1 | 1 | 0 | 0 | 0 | 0 | 0 | 0 | 0 | 0 | 0 | 0 | 0 | 0 | 0 | 0 | 0 | 0 | 0 | 0 | 0 | 0 | 0 | 0 | 0 | 0 | 0
Sunday | 11 | 20 | 3 | 7755 | 0 | 0 | 0 | 0 | 0 | 0 | 0 | 0 | 0 | 0 | 0 | 0 | 0 | 0 | 0 | 0 | 0 | 0 | 0 | 0 | 0 |  | 0 | 0 | 0 | 0 | 0 | 0 | 0 | 0 |  |  |  |  | 0 | 0 | 0 | 0 | 0 | 0 | 0 | 1 |  | 1 | 1 | 1 | 1 | 1 | 1 | 0 | 0 | 0 | 0 | 0 | 0 | 0 | 0 | 0 | 0 | 0 | 0 | 0 | 0 | 0 | 0 | 0 | 0 | 0 | 0 | 0 | 0 | 0 | 0 | 0
Sunday | 11 | 20 | 4 | 7756 | 0 | 0 | 0 | 0 | 0 | 0 | 0 | 0 | 0 | 0 | 0 | 0 | 0 | 0 | 0 | 0 | 0 | 0 | 0 | 0 | 0 |  | 0 | 0 | 0 | 0 | 0 | 0 | 0 | 0 |  |  |  |  | 0 | 0 | 0 | 0 | 0 | 0 | 0 | 1 |  | 1 | 1 | 1 | 1 | 1 | 1 | 0 | 0 | 0 | 0 | 0 | 0 | 0 | 0 | 0 | 0 | 0 | 0 | 0 | 0 | 0 | 0 | 0 | 0 | 0 | 0 | 0 | 0 | 0 | 0 | 0
Sunday | 11 | 20 | 5 | 7757 | 0 | 0 | 0 | 0 | 0 | 0 | 0 | 0 | 0 | 0 | 0 | 0 | 0 | 0 | 0 | 0 | 0 | 0 | 0 | 0 | 0 |  | 0 | 0 | 0 | 0 | 0 | 0 | 0 | 0 |  |  |  |  | 0 | 0 | 0 | 0 | 0 | 0 | 0 | 1 |  | 1 | 1 | 1 | 1 | 1 | 1 | 0 | 0 | 0 | 0 | 0 | 0 | 0 | 0 | 0 | 0 | 0 | 0 | 0 | 0 | 0 | 0 | 0 | 0 | 0 | 0 | 0 | 0 | 0 | 0 | 0
Sunday | 11 | 20 | 6 | 7758 | 0 | 0 | 0 | 0 | 0 | 0 | 0 | 0 | 0 | 0 | 0 | 0 | 0 | 0 | 0 | 0 | 0 | 0 | 0 | 0 | 0 |  | 0 | 0 | 0 | 0 | 0 | 0 | 0 | 0 |  |  |  |  | 0 | 0 | 0 | 0 | 0 | 0 | 0 | 1 |  | 1 | 1 | 1 | 1 | 1 | 1 | 0 | 0 | 0 | 0 | 0 | 0 | 0 | 0 | 0 | 0 | 0 | 0 | 0 | 0 | 0 | 0 | 0 | 0 | 0 | 0 | 0 | 0 | 0 | 0 | 0
Sunday | 11 | 20 | 7 | 7759 | 0 | 0 | 0 | 0 | 0 | 0 | 0 | 0 | 0 | 0 | 0 | 0 | 0 | 0 | 0 | 0 | 0 | 0 | 0 | 0 | 0 |  | 0 | 0 | 0 | 0 | 0 | 0 | 0 | 0 |  |  |  |  | 0 | 0 | 0 | 0 | 0 | 0 | 0 | 1 |  | 1 | 1 | 1 | 1 | 1 | 1 | 0 | 0 | 0 | 0 | 0 | 0 | 0 | 0 | 0 | 0 | 0 | 0 | 0 | 0 | 0 | 0 | 0 | 0 | 0 | 0 | 0 | 0 | 0 | 0 | 0
Sunday | 11 | 20 | 8 | 7760 | 0 | 0 | 0 | 0 | 0 | 0 | 0 | 0 | 0 | 0 | 0 | 0 | 0 | 0 | 0 | 0 | 0 | 0 | 0 | 0 | 0 |  | 0 | 0 | 0 | 0 | 0 | 0 | 0 | 0 |  |  |  |  | 0 | 0 | 0 | 0 | 0 | 0 | 0 | 1 |  | 1 | 1 | 1 | 1 | 1 | 1 | 0 | 0 | 0 | 0 | 0 | 0 | 0 | 0 | 0 | 0 | 0 | 0 | 0 | 0 | 0 | 0 | 0 | 0 | 0 | 0 | 0 | 0 | 0 | 0 | 0
Sunday | 11 | 20 | 9 | 7761 | 0 | 0 | 0 | 0 | 0 | 0 | 0 | 0 | 0 | 0 | 0 | 0 | 0 | 0 | 0 | 0 | 0 | 0 | 0 | 0 | 0 |  | 0 | 0 | 0 | 0 | 0 | 0 | 0 | 0 |  |  |  |  | 0 | 0 | 0 | 0 | 0 | 0 | 0 | 1 |  | 1 | 1 | 1 | 1 | 1 | 1 | 0 | 0 | 0 | 0 | 0 | 0 | 0 | 0 | 0 | 0 | 0 | 0 | 0 | 0 | 0 | 0 | 0 | 0 | 0 | 0 | 0 | 0 | 0 | 0 | 0
Sunday | 11 | 20 | 10 | 7762 | 0 | 0 | 0 | 0 | 0 | 0 | 0 | 0 | 0 | 0 | 0 | 0 | 0 | 0 | 0 | 0 | 0 | 0 | 0 | 0 | 0 |  | 0 | 0 | 0 | 0 | 0 | 0 | 0 | 0 |  |  |  |  | 0 | 0 | 0 | 0 | 0 | 0 | 0 | 1 |  | 1 | 1 | 1 | 1 | 1 | 1 | 0 | 0 | 0 | 0 | 0 | 0 | 0 | 0 | 0 | 0 | 0 | 0 | 0 | 0 | 0 | 0 | 0 | 0 | 0 | 0 | 0 | 0 | 0 | 0 | 0
Sunday | 11 | 20 | 11 | 7763 | 0 | 0 | 0 | 0 | 0 | 0 | 0 | 0 | 0 | 0 | 0 | 0 | 0 | 0 | 0 | 0 | 0 | 0 | 0 | 0 | 0 |  | 0 | 0 | 0 | 0 | 0 | 0 | 0 | 0 |  |  |  |  | 0 | 0 | 0 | 0 | 0 | 0 | 0 | 1 |  | 1 | 1 | 1 | 1 | 1 | 1 | 0 | 0 | 0 | 0 | 0 | 0 | 0 | 0 | 0 | 0 | 0 | 0 | 0 | 0 | 0 | 0 | 0 | 0 | 0 | 0 | 0 | 0 | 0 | 0 | 0
Sunday | 11 | 20 | 12 | 7764 | 0 | 0 | 0 | 0 | 0 | 0 | 0 | 0 | 0 | 0 | 0 | 0 | 0 | 0 | 0 | 0 | 0 | 0 | 0 | 0 | 0 |  | 0 | 0 | 0 | 0 | 0 | 0 | 0 | 0 |  |  |  |  | 0 | 0 | 0 | 0 | 0 | 0 | 0 | 1 |  | 1 | 1 | 1 | 1 | 1 | 1 | 0 | 0 | 0 | 0 | 0 | 0 | 0 | 0 | 0 | 0 | 0 | 0 | 0 | 0 | 0 | 0 | 0 | 0 | 0 | 0 | 0 | 0 | 0 | 0 | 0
Sunday | 11 | 20 | 13 | 7765 | 0 | 0 | 0 | 0 | 0 | 0 | 0 | 0 | 0 | 0 | 0 | 0 | 0 | 0 | 0 | 0 | 0 | 0 | 0 | 0 | 0 |  | 0 | 0 | 0 | 0 | 0 | 0 | 0 | 0 |  |  |  |  | 0 | 0 | 0 | 0 | 0 | 0 | 0 | 1 |  | 1 | 1 | 1 | 1 | 1 | 1 | 0 | 0 | 0 | 0 | 0 | 0 | 0 | 0 | 0 | 0 | 0 | 0 | 0 | 0 | 0 | 0 | 0 | 0 | 0 | 0 | 0 | 0 | 0 | 0 | 0
Sunday | 11 | 20 | 14 | 7766 | 0 | 0 | 0 | 0 | 0 | 0 | 0 | 0 | 0 | 0 | 0 | 0 | 0 | 0 | 0 | 0 | 0 | 0 | 0 | 0 | 0 |  | 0 | 0 | 0 | 0 | 0 | 0 | 0 | 0 |  |  |  |  | 0 | 0 | 0 | 0 | 0 | 0 | 0 | 1 |  | 1 | 1 | 1 | 1 | 1 | 1 | 0 | 0 | 0 | 0 | 0 | 0 | 0 | 0 | 0 | 0 | 0 | 0 | 0 | 0 | 0 | 0 | 0 | 0 | 0 | 0 | 0 | 0 | 0 | 0 | 0
Sunday | 11 | 20 | 15 | 7767 | 0 | 0 | 0 | 0 | 0 | 0 | 0 | 0 | 0 | 0 | 0 | 0 | 0 | 0 | 0 | 0 | 0 | 0 | 0 | 0 | 0 |  | 0 | 0 | 0 | 0 | 0 | 0 | 0 | 0 |  |  |  |  | 0 | 0 | 0 | 0 | 0 | 0 | 0 | 1 |  | 1 | 1 | 1 | 1 | 1 | 1 | 0 | 0 | 0 | 0 | 0 | 0 | 0 | 0 | 0 | 0 | 0 | 0 | 0 | 0 | 0 | 0 | 0 | 0 | 0 | 0 | 0 | 0 | 0 | 0 | 0
Sunday | 11 | 20 | 16 | 7768 | 0 | 0 | 0 | 0 | 0 | 0 | 0 | 0 | 0 | 0 | 0 | 0 | 0 | 0 | 0 | 0 | 0 | 0 | 0 | 0 | 0 |  | 0 | 0 | 0 | 0 | 0 | 0 | 0 | 0 |  |  |  |  | 0 | 0 | 0 | 0 | 0 | 0 | 0 | 1 |  | 1 | 1 | 1 | 1 | 1 | 1 | 0 | 0 | 0 | 0 | 0 | 0 | 0 | 0 | 0 | 0 | 0 | 0 | 0 | 0 | 0 | 0 | 0 | 0 | 0 | 0 | 0 | 0 | 0 | 0 | 0
Sunday | 11 | 20 | 17 | 7769 | 0 | 0 | 0 | 0 | 0 | 0 | 0 | 0 | 0 | 0 | 0 | 0 | 0 | 0 | 0 | 0 | 0 | 0 | 0 | 0 | 0 |  | 0 | 0 | 0 | 0 | 0 | 0 | 0 | 0 |  |  |  |  | 0 | 0 | 0 | 0 | 0 | 0 | 0 | 1 |  | 1 | 1 | 1 | 1 | 1 | 1 | 0 | 0 | 0 | 0 | 0 | 0 | 0 | 0 | 0 | 0 | 0 | 0 | 0 | 0 | 0 | 0 | 0 | 0 | 0 | 0 | 0 | 0 | 0 | 0 | 0
Sunday | 11 | 20 | 18 | 7770 | 0 | 0 | 0 | 0 | 0 | 0 | 0 | 0 | 0 | 0 | 0 | 0 | 0 | 0 | 0 | 0 | 0 | 0 | 0 | 0 | 0 |  | 0 | 0 | 0 | 0 | 0 | 0 | 0 | 0 |  |  |  |  | 0 | 0 | 0 | 0 | 0 | 0 | 0 | 1 |  | 1 | 1 | 1 | 1 | 1 | 1 | 0 | 0 | 0 | 0 | 0 | 0 | 0 | 0 | 0 | 0 | 0 | 0 | 0 | 0 | 0 | 0 | 0 | 0 | 0 | 0 | 0 | 0 | 0 | 0 | 0
Sunday | 11 | 20 | 19 | 7771 | 0 | 0 | 0 | 0 | 0 | 0 | 0 | 0 | 0 | 0 | 0 | 0 | 0 | 0 | 0 | 0 | 0 | 0 | 0 | 0 | 0 |  | 0 | 0 | 0 | 0 | 0 | 0 | 0 | 0 |  |  |  |  | 0 | 0 | 0 | 0 | 0 | 0 | 0 | 1 |  | 1 | 1 | 1 | 1 | 1 | 1 | 0 | 0 | 0 | 0 | 0 | 0 | 0 | 0 | 0 | 0 | 0 | 0 | 0 | 0 | 0 | 0 | 0 | 0 | 0 | 0 | 0 | 0 | 0 | 0 | 0
Sunday | 11 | 20 | 20 | 7772 | 0 | 0 | 0 | 0 | 0 | 0 | 0 | 0 | 0 | 0 | 0 | 0 | 0 | 0 | 0 | 0 | 0 | 0 | 0 | 0 | 0 |  | 0 | 0 | 0 | 0 | 0 | 0 | 0 | 0 |  |  |  |  | 0 | 0 | 0 | 0 | 0 | 0 | 0 | 1 |  | 1 | 1 | 1 | 1 | 1 | 1 | 0 | 0 | 0 | 0 | 0 | 0 | 0 | 0 | 0 | 0 | 0 | 0 | 0 | 0 | 0 | 0 | 0 | 0 | 0 | 0 | 0 | 0 | 0 | 0 | 0
Sunday | 11 | 20 | 21 | 7773 | 0 | 0 | 0 | 0 | 0 | 0 | 0 | 0 | 0 | 0 | 0 | 0 | 0 | 0 | 0 | 0 | 0 | 0 | 0 | 0 | 0 |  | 0 | 0 | 0 | 0 | 0 | 0 | 0 | 0 |  |  |  |  | 0 | 0 | 0 | 0 | 0 | 0 | 0 | 1 |  | 1 | 1 | 1 | 1 | 1 | 1 | 0 | 0 | 0 | 0 | 0 | 0 | 0 | 0 | 0 | 0 | 0 | 0 | 0 | 0 | 0 | 0 | 0 | 0 | 0 | 0 | 0 | 0 | 0 | 0 | 0
Sunday | 11 | 20 | 22 | 7774 | 0 | 0 | 0 | 0 | 0 | 0 | 0 | 0 | 0 | 0 | 0 | 0 | 0 | 0 | 0 | 0 | 0 | 0 | 0 | 0 | 0 |  | 0 | 0 | 0 | 0 | 0 | 0 | 0 | 0 |  |  |  |  | 0 | 0 | 0 | 0 | 0 | 0 | 0 | 1 |  | 1 | 1 | 1 | 1 | 1 | 1 | 0 | 0 | 0 | 0 | 0 | 0 | 0 | 0 | 0 | 0 | 0 | 0 | 0 | 0 | 0 | 0 | 0 | 0 | 0 | 0 | 0 | 0 | 0 | 0 | 0
Sunday | 11 | 20 | 23 | 7775 | 0 | 0 | 0 | 0 | 0 | 0 | 0 | 0 | 0 | 0 | 0 | 0 | 0 | 0 | 0 | 0 | 0 | 0 | 0 | 0 | 0 |  | 0 | 0 | 0 | 0 | 0 | 0 | 0 | 0 |  |  |  |  | 0 | 0 | 0 | 0 | 0 | 0 | 0 | 1 |  | 1 | 1 | 1 | 1 | 1 | 1 | 0 | 0 | 0 | 0 | 0 | 0 | 0 | 0 | 0 | 0 | 0 | 0 | 0 | 0 | 0 | 0 | 0 | 0 | 0 | 0 | 0 | 0 | 0 | 0 | 0
Sunday | 11 | 20 | 24 | 7776 | 0 | 0 | 0 | 0 | 0 | 0 | 0 | 0 | 0 | 0 | 0 | 0 | 0 | 0 | 0 | 0 | 0 | 0 | 0 | 0 | 0 |  | 0 | 0 | 0 | 0 | 0 | 0 | 0 | 0 |  |  |  |  | 0 | 0 | 0 | 0 | 0 | 0 | 0 | 1 |  | 1 | 1 | 1 | 1 | 1 | 1 | 0 | 0 | 0 | 0 | 0 | 0 | 0 | 0 | 0 | 0 | 0 | 0 | 0 | 0 | 0 | 0 | 0 | 0 | 0 | 0 | 0 | 0 | 0 | 0 | 0
Monday | 11 | 21 | 1 | 7777 | 0 | 0 | 0 | 0 | 0 | 0 | 0 | 0 | 0 | 0 | 0 | 0 | 0 | 0 | 0 | 0 | 0 | 0 | 0 | 0 | 0 |  | 0 | 0 | 0 | 0 | 0 | 0 | 0 | 0 |  |  |  |  | 0 | 0 | 0 | 0 | 0 | 0 | 0 | 1 |  | 1 | 1 | 1 | 1 | 1 | 1 | 0 | 0 | 0 | 0 | 0 | 0 | 0 | 0 | 0 | 0 | 0 | 0 | 0 | 0 | 0 | 0 | 0 | 0 | 0 | 0 | 0 | 0 | 0 | 0 | 0
Monday | 11 | 21 | 2 | 7778 | 0 | 0 | 0 | 0 | 0 | 0 | 0 | 0 | 0 | 0 | 0 | 0 | 0 | 0 | 0 | 0 | 0 | 0 | 0 | 0 | 0 |  | 0 | 0 | 0 | 0 | 0 | 0 | 0 | 0 |  |  |  |  | 0 | 0 | 0 | 0 | 0 | 0 | 0 | 1 |  | 1 | 1 | 1 | 1 | 1 | 1 | 0 | 0 | 0 | 0 | 0 | 0 | 0 | 0 | 0 | 0 | 0 | 0 | 0 | 0 | 0 | 0 | 0 | 0 | 0 | 0 | 0 | 0 | 0 | 0 | 0
Monday | 11 | 21 | 3 | 7779 | 0 | 0 | 0 | 0 | 0 | 0 | 0 | 0 | 0 | 0 | 0 | 0 | 0 | 0 | 0 | 0 | 0 | 0 | 0 | 0 | 0 |  | 0 | 0 | 0 | 0 | 0 | 0 | 0 | 0 |  |  |  |  | 0 | 0 | 0 | 0 | 0 | 0 | 0 | 1 |  | 1 | 1 | 1 | 1 | 1 | 1 | 0 | 0 | 0 | 0 | 0 | 0 | 0 | 0 | 0 | 0 | 0 | 0 | 0 | 0 | 0 | 0 | 0 | 0 | 0 | 0 | 0 | 0 | 0 | 0 | 0
Monday | 11 | 21 | 4 | 7780 | 0 | 0 | 0 | 0 | 0 | 0 | 0 | 0 | 0 | 0 | 0 | 0 | 0 | 0 | 0 | 0 | 0 | 0 | 0 | 0 | 0 |  | 0 | 0 | 0 | 0 | 0 | 0 | 0 | 0 |  |  |  |  | 0 | 0 | 0 | 0 | 0 | 0 | 0 | 1 |  | 1 | 1 | 1 | 1 | 1 | 1 | 0 | 0 | 0 | 0 | 0 | 0 | 0 | 0 | 0 | 0 | 0 | 0 | 0 | 0 | 0 | 0 | 0 | 0 | 0 | 0 | 0 | 0 | 0 | 0 | 0
Monday | 11 | 21 | 5 | 7781 | 0 | 0 | 0 | 0 | 0 | 0 | 0 | 0 | 0 | 0 | 0 | 0 | 0 | 0 | 0 | 0 | 0 | 0 | 0 | 0 | 0 |  | 0 | 0 | 0 | 0 | 0 | 0 | 0 | 0 |  |  |  |  | 0 | 0 | 0 | 0 | 0 | 0 | 0 | 1 |  | 1 | 1 | 1 | 1 | 1 | 1 | 0 | 0 | 0 | 0 | 0 | 0 | 0 | 0 | 0 | 0 | 0 | 0 | 0 | 0 | 0 | 0 | 0 | 0 | 0 | 0 | 0 | 0 | 0 | 0 | 0
Monday | 11 | 21 | 6 | 7782 | 0 | 0 | 0 | 0 | 0 | 0 | 0 | 0 | 0 | 0 | 0 | 0 | 0 | 0 | 0 | 0 | 0 | 0 | 0 | 0 | 0 |  | 0 | 0 | 0 | 0 | 0 | 0 | 0 | 0 |  |  |  |  | 0 | 0 | 0 | 0 | 0 | 0 | 0 | 1 |  | 1 | 1 | 1 | 1 | 1 | 1 | 0 | 0 | 0 | 0 | 0 | 0 | 0 | 0 | 0 | 0 | 0 | 0 | 0 | 0 | 0 | 0 | 0 | 0 | 0 | 0 | 0 | 0 | 0 | 0 | 0
Monday | 11 | 21 | 7 | 7783 | 0 | 0 | 0 | 0 | 0 | 0 | 0 | 0 | 0 | 0 | 0 | 0 | 0 | 0 | 0 | 0 | 0 | 0 | 0 | 0 | 0 |  | 0 | 0 | 0 | 0 | 0 | 0 | 0 | 0 |  |  |  |  | 0 | 0 | 0 | 0 | 0 | 0 | 0 | 1 |  | 1 | 1 | 1 | 1 | 1 | 1 | 0 | 0 | 0 | 0 | 0 | 0 | 0 | 0 | 0 | 0 | 0 | 0 | 0 | 0 | 0 | 0 | 0 | 0 | 0 | 0 | 0 | 0 | 0 | 0 | 0
Monday | 11 | 21 | 8 | 7784 | 0 | 0 | 0 | 0 | 0 | 0 | 0 | 0 | 0 | 0 | 0 | 0 | 0 | 0 | 0 | 0 | 0 | 0 | 0 | 0 | 0 |  | 0 | 0 | 0 | 0 | 0 | 0 | 0 | 0 |  |  |  |  | 0 | 0 | 0 | 0 | 0 | 0 | 1 | 0 |  | 1 | 1 | 1 | 1 | #VALUE! | #VALUE! | 0 | 0 | 0 | 0 | 0 | 0 | 0 | 0 | 0 | 0 | 0 | 0 | 0 | 0 | 0 | 0 | 0 | 0 | 0 | 0 | 0 | 0 | 0 | 0 | 0
Monday | 11 | 21 | 9 | 7785 | 0 | 0 | 0 | 0 | 0 | 0 | 0 | 0 | 0 | 0 | 0 | 0 | 0 | 0 | 0 | 0 | 0 | 0 | 0 | 0 | 0 |  | 0 | 0 | 0 | 0 | 0 | 0 | 0 | 0 |  |  |  |  | 0 | 0 | 0 | 0 | 0 | 0 | 1 | 0 |  | 1 | 1 | 1 | 1 | #VALUE! | #VALUE! | 0 | 0 | 0 | 0 | 0 | 0 | 0 | 0 | 0 | 0 | 0 | 0 | 0 | 0 | 0 | 0 | 0 | 0 | 0 | 0 | 0 | 0 | 0 | 0 | 0
Monday | 11 | 21 | 10 | 7786 | 0 | 0 | 0 | 0 | 0 | 0 | 0 | 0 | 0 | 0 | 0 | 0 | 0 | 0 | 0 | 0 | 0 | 0 | 0 | 0 | 0 |  | 0 | 0 | 0 | 0 | 0 | 0 | 0 | 0 |  |  |  |  | 0 | 0 | 0 | 0 | 0 | 0 | 1 | 0 |  | 1 | 1 | 1 | 1 | #VALUE! | #VALUE! | 0 | 0 | 0 | 0 | 0 | 0 | 0 | 0 | 0 | 0 | 0 | 0 | 0 | 0 | 0 | 0 | 0 | 0 | 0 | 0 | 0 | 0 | 0 | 0 | 0
Monday | 11 | 21 | 11 | 7787 | 0 | 0 | 0 | 0 | 0 | 0 | 0 | 0 | 0 | 0 | 0 | 0 | 0 | 0 | 0 | 0 | 0 | 0 | 0 | 0 | 0 |  | 0 | 0 | 0 | 0 | 0 | 0 | 0 | 0 |  |  |  |  | 0 | 0 | 0 | 0 | 0 | 0 | 1 | 0 |  | 1 | 1 | 1 | 1 | #VALUE! | #VALUE! | 0 | 0 | 0 | 0 | 0 | 0 | 0 | 0 | 0 | 0 | 0 | 0 | 0 | 0 | 0 | 0 | 0 | 0 | 0 | 0 | 0 | 0 | 0 | 0 | 0
Monday | 11 | 21 | 12 | 7788 | 0 | 0 | 0 | 0 | 0 | 0 | 0 | 0 | 0 | 0 | 0 | 0 | 0 | 0 | 0 | 0 | 0 | 0 | 0 | 0 | 0 |  | 0 | 0 | 0 | 0 | 0 | 0 | 0 | 0 |  |  |  |  | 0 | 0 | 0 | 0 | 0 | 0 | 1 | 0 |  | 1 | 1 | 1 | 1 | #VALUE! | #VALUE! | 0 | 0 | 0 | 0 | 0 | 0 | 0 | 0 | 0 | 0 | 0 | 0 | 0 | 0 | 0 | 0 | 0 | 0 | 0 | 0 | 0 | 0 | 0 | 0 | 0
Monday | 11 | 21 | 13 | 7789 | 0 | 0 | 0 | 0 | 0 | 0 | 0 | 0 | 0 | 0 | 0 | 0 | 0 | 0 | 0 | 0 | 0 | 0 | 0 | 0 | 0 |  | 0 | 0 | 0 | 0 | 0 | 0 | 0 | 0 |  |  |  |  | 0 | 0 | 0 | 0 | 0 | 0 | 1 | 0 |  | 1 | 1 | 1 | 1 | #VALUE! | #VALUE! | 0 | 0 | 0 | 0 | 0 | 0 | 0 | 0 | 0 | 0 | 0 | 0 | 0 | 0 | 0 | 0 | 0 | 0 | 0 | 0 | 0 | 0 | 0 | 0 | 0
Monday | 11 | 21 | 14 | 7790 | 0 | 0 | 0 | 0 | 0 | 0 | 0 | 0 | 0 | 0 | 0 | 0 | 0 | 0 | 0 | 0 | 0 | 0 | 0 | 0 | 0 |  | 0 | 0 | 0 | 0 | 0 | 0 | 0 | 0 |  |  |  |  | 0 | 0 | 0 | 0 | 0 | 0 | 1 | 0 |  | 1 | 1 | 1 | 1 | #VALUE! | #VALUE! | 0 | 0 | 0 | 0 | 0 | 0 | 0 | 0 | 0 | 0 | 0 | 0 | 0 | 0 | 0 | 0 | 0 | 0 | 0 | 0 | 0 | 0 | 0 | 0 | 0
Monday | 11 | 21 | 15 | 7791 | 0 | 0 | 0 | 0 | 0 | 0 | 0 | 0 | 0 | 0 | 0 | 0 | 0 | 0 | 0 | 0 | 0 | 0 | 0 | 0 | 0 |  | 0 | 0 | 0 | 0 | 0 | 0 | 0 | 0 |  |  |  |  | 0 | 0 | 0 | 0 | 0 | 0 | 1 | 0 |  | 1 | 1 | 1 | 1 | #VALUE! | #VALUE! | 0 | 0 | 0 | 0 | 0 | 0 | 0 | 0 | 0 | 0 | 0 | 0 | 0 | 0 | 0 | 0 | 0 | 0 | 0 | 0 | 0 | 0 | 0 | 0 | 0
Monday | 11 | 21 | 16 | 7792 | 0 | 0 | 0 | 0 | 0 | 0 | 0 | 0 | 0 | 0 | 0 | 0 | 0 | 0 | 0 | 0 | 0 | 0 | 0 | 0 | 0 |  | 0 | 0 | 0 | 0 | 0 | 0 | 0 | 0 |  |  |  |  | 0 | 0 | 0 | 0 | 0 | 0 | 1 | 0 |  | 1 | 1 | 1 | 1 | #VALUE! | #VALUE! | 0 | 0 | 0 | 0 | 0 | 0 | 0 | 0 | 0 | 0 | 0 | 0 | 0 | 0 | 0 | 0 | 0 | 0 | 0 | 0 | 0 | 0 | 0 | 0 | 0
Monday | 11 | 21 | 17 | 7793 | 0 | 0 | 0 | 0 | 0 | 0 | 0 | 0 | 0 | 0 | 0 | 0 | 0 | 0 | 0 | 0 | 0 | 0 | 0 | 0 | 0 |  | 0 | 0 | 0 | 0 | 0 | 0 | 0 | 0 |  |  |  |  | 0 | 0 | 0 | 0 | 0 | 0 | 1 | 0 |  | 1 | 1 | 1 | 1 | #VALUE! | #VALUE! | 0 | 0 | 0 | 0 | 0 | 0 | 0 | 0 | 0 | 0 | 0 | 0 | 0 | 0 | 0 | 0 | 0 | 0 | 0 | 0 | 0 | 0 | 0 | 0 | 0
Monday | 11 | 21 | 18 | 7794 | 0 | 0 | 0 | 0 | 0 | 0 | 0 | 0 | 0 | 0 | 0 | 0 | 0 | 0 | 0 | 0 | 0 | 0 | 0 | 0 | 0 |  | 0 | 0 | 0 | 0 | 0 | 0 | 0 | 0 |  |  |  |  | 0 | 0 | 0 | 0 | 0 | 0 | 1 | 0 |  | 1 | 1 | 1 | 1 | #VALUE! | #VALUE! | 0 | 0 | 0 | 0 | 0 | 0 | 0 | 0 | 0 | 0 | 0 | 0 | 0 | 0 | 0 | 0 | 0 | 0 | 0 | 0 | 0 | 0 | 0 | 0 | 0
Monday | 11 | 21 | 19 | 7795 | 0 | 0 | 0 | 0 | 0 | 0 | 0 | 0 | 0 | 0 | 0 | 0 | 0 | 0 | 0 | 0 | 0 | 0 | 0 | 0 | 0 |  | 0 | 0 | 0 | 0 | 0 | 0 | 0 | 0 |  |  |  |  | 0 | 0 | 0 | 0 | 0 | 0 | 1 | 0 |  | 1 | 1 | 1 | 1 | #VALUE! | #VALUE! | 0 | 0 | 0 | 0 | 0 | 0 | 0 | 0 | 0 | 0 | 0 | 0 | 0 | 0 | 0 | 0 | 0 | 0 | 0 | 0 | 0 | 0 | 0 | 0 | 0
Monday | 11 | 21 | 20 | 7796 | 0 | 0 | 0 | 0 | 0 | 0 | 0 | 0 | 0 | 0 | 0 | 0 | 0 | 0 | 0 | 0 | 0 | 0 | 0 | 0 | 0 |  | 0 | 0 | 0 | 0 | 0 | 0 | 0 | 0 |  |  |  |  | 0 | 0 | 0 | 0 | 0 | 0 | 1 | 0 |  | 1 | 1 | 1 | 1 | #VALUE! | #VALUE! | 0 | 0 | 0 | 0 | 0 | 0 | 0 | 0 | 0 | 0 | 0 | 0 | 0 | 0 | 0 | 0 | 0 | 0 | 0 | 0 | 0 | 0 | 0 | 0 | 0
Monday | 11 | 21 | 21 | 7797 | 0 | 0 | 0 | 0 | 0 | 0 | 0 | 0 | 0 | 0 | 0 | 0 | 0 | 0 | 0 | 0 | 0 | 0 | 0 | 0 | 0 |  | 0 | 0 | 0 | 0 | 0 | 0 | 0 | 0 |  |  |  |  | 0 | 0 | 0 | 0 | 0 | 0 | 1 | 0 |  | 1 | 1 | 1 | 1 | #VALUE! | #VALUE! | 0 | 0 | 0 | 0 | 0 | 0 | 0 | 0 | 0 | 0 | 0 | 0 | 0 | 0 | 0 | 0 | 0 | 0 | 0 | 0 | 0 | 0 | 0 | 0 | 0
Monday | 11 | 21 | 22 | 7798 | 0 | 0 | 0 | 0 | 0 | 0 | 0 | 0 | 0 | 0 | 0 | 0 | 0 | 0 | 0 | 0 | 0 | 0 | 0 | 0 | 0 |  | 0 | 0 | 0 | 0 | 0 | 0 | 0 | 0 |  |  |  |  | 0 | 0 | 0 | 0 | 0 | 0 | 1 | 0 |  | 1 | 1 | 1 | 1 | #VALUE! | #VALUE! | 0 | 0 | 0 | 0 | 0 | 0 | 0 | 0 | 0 | 0 | 0 | 0 | 0 | 0 | 0 | 0 | 0 | 0 | 0 | 0 | 0 | 0 | 0 | 0 | 0
Monday | 11 | 21 | 23 | 7799 | 0 | 0 | 0 | 0 | 0 | 0 | 0 | 0 | 0 | 0 | 0 | 0 | 0 | 0 | 0 | 0 | 0 | 0 | 0 | 0 | 0 |  | 0 | 0 | 0 | 0 | 0 | 0 | 0 | 0 |  |  |  |  | 0 | 0 | 0 | 0 | 0 | 0 | 0 | 1 |  | 1 | 1 | 1 | 1 | 1 | 1 | 0 | 0 | 0 | 0 | 0 | 0 | 0 | 0 | 0 | 0 | 0 | 0 | 0 | 0 | 0 | 0 | 0 | 0 | 0 | 0 | 0 | 0 | 0 | 0 | 0
Monday | 11 | 21 | 24 | 7800 | 0 | 0 | 0 | 0 | 0 | 0 | 0 | 0 | 0 | 0 | 0 | 0 | 0 | 0 | 0 | 0 | 0 | 0 | 0 | 0 | 0 |  | 0 | 0 | 0 | 0 | 0 | 0 | 0 | 0 |  |  |  |  | 0 | 0 | 0 | 0 | 0 | 0 | 0 | 1 |  | 1 | 1 | 1 | 1 | 1 | 1 | 0 | 0 | 0 | 0 | 0 | 0 | 0 | 0 | 0 | 0 | 0 | 0 | 0 | 0 | 0 | 0 | 0 | 0 | 0 | 0 | 0 | 0 | 0 | 0 | 0
Tuesday | 11 | 22 | 1 | 7801 | 0 | 0 | 0 | 0 | 0 | 0 | 0 | 0 | 0 | 0 | 0 | 0 | 0 | 0 | 0 | 0 | 0 | 0 | 0 | 0 | 0 |  | 0 | 0 | 0 | 0 | 0 | 0 | 0 | 0 |  |  |  |  | 0 | 0 | 0 | 0 | 0 | 0 | 0 | 1 |  | 1 | 1 | 1 | 1 | 1 | 1 | 0 | 0 | 0 | 0 | 0 | 0 | 0 | 0 | 0 | 0 | 0 | 0 | 0 | 0 | 0 | 0 | 0 | 0 | 0 | 0 | 0 | 0 | 0 | 0 | 0
Tuesday | 11 | 22 | 2 | 7802 | 0 | 0 | 0 | 0 | 0 | 0 | 0 | 0 | 0 | 0 | 0 | 0 | 0 | 0 | 0 | 0 | 0 | 0 | 0 | 0 | 0 |  | 0 | 0 | 0 | 0 | 0 | 0 | 0 | 0 |  |  |  |  | 0 | 0 | 0 | 0 | 0 | 0 | 0 | 1 |  | 1 | 1 | 1 | 1 | 1 | 1 | 0 | 0 | 0 | 0 | 0 | 0 | 0 | 0 | 0 | 0 | 0 | 0 | 0 | 0 | 0 | 0 | 0 | 0 | 0 | 0 | 0 | 0 | 0 | 0 | 0
Tuesday | 11 | 22 | 3 | 7803 | 0 | 0 | 0 | 0 | 0 | 0 | 0 | 0 | 0 | 0 | 0 | 0 | 0 | 0 | 0 | 0 | 0 | 0 | 0 | 0 | 0 |  | 0 | 0 | 0 | 0 | 0 | 0 | 0 | 0 |  |  |  |  | 0 | 0 | 0 | 0 | 0 | 0 | 0 | 1 |  | 1 | 1 | 1 | 1 | 1 | 1 | 0 | 0 | 0 | 0 | 0 | 0 | 0 | 0 | 0 | 0 | 0 | 0 | 0 | 0 | 0 | 0 | 0 | 0 | 0 | 0 | 0 | 0 | 0 | 0 | 0
Tuesday | 11 | 22 | 4 | 7804 | 0 | 0 | 0 | 0 | 0 | 0 | 0 | 0 | 0 | 0 | 0 | 0 | 0 | 0 | 0 | 0 | 0 | 0 | 0 | 0 | 0 |  | 0 | 0 | 0 | 0 | 0 | 0 | 0 | 0 |  |  |  |  | 0 | 0 | 0 | 0 | 0 | 0 | 0 | 1 |  | 1 | 1 | 1 | 1 | 1 | 1 | 0 | 0 | 0 | 0 | 0 | 0 | 0 | 0 | 0 | 0 | 0 | 0 | 0 | 0 | 0 | 0 | 0 | 0 | 0 | 0 | 0 | 0 | 0 | 0 | 0
Tuesday | 11 | 22 | 5 | 7805 | 0 | 0 | 0 | 0 | 0 | 0 | 0 | 0 | 0 | 0 | 0 | 0 | 0 | 0 | 0 | 0 | 0 | 0 | 0 | 0 | 0 |  | 0 | 0 | 0 | 0 | 0 | 0 | 0 | 0 |  |  |  |  | 0 | 0 | 0 | 0 | 0 | 0 | 0 | 1 |  | 1 | 1 | 1 | 1 | 1 | 1 | 0 | 0 | 0 | 0 | 0 | 0 | 0 | 0 | 0 | 0 | 0 | 0 | 0 | 0 | 0 | 0 | 0 | 0 | 0 | 0 | 0 | 0 | 0 | 0 | 0
Tuesday | 11 | 22 | 6 | 7806 | 0 | 0 | 0 | 0 | 0 | 0 | 0 | 0 | 0 | 0 | 0 | 0 | 0 | 0 | 0 | 0 | 0 | 0 | 0 | 0 | 0 |  | 0 | 0 | 0 | 0 | 0 | 0 | 0 | 0 |  |  |  |  | 0 | 0 | 0 | 0 | 0 | 0 | 0 | 1 |  | 1 | 1 | 1 | 1 | 1 | 1 | 0 | 0 | 0 | 0 | 0 | 0 | 0 | 0 | 0 | 0 | 0 | 0 | 0 | 0 | 0 | 0 | 0 | 0 | 0 | 0 | 0 | 0 | 0 | 0 | 0
Tuesday | 11 | 22 | 7 | 7807 | 0 | 0 | 0 | 0 | 0 | 0 | 0 | 0 | 0 | 0 | 0 | 0 | 0 | 0 | 0 | 0 | 0 | 0 | 0 | 0 | 0 |  | 0 | 0 | 0 | 0 | 0 | 0 | 0 | 0 |  |  |  |  | 0 | 0 | 0 | 0 | 0 | 0 | 0 | 1 |  | 1 | 1 | 1 | 1 | 1 | 1 | 0 | 0 | 0 | 0 | 0 | 0 | 0 | 0 | 0 | 0 | 0 | 0 | 0 | 0 | 0 | 0 | 0 | 0 | 0 | 0 | 0 | 0 | 0 | 0 | 0
Tuesday | 11 | 22 | 8 | 7808 | 0 | 0 | 0 | 0 | 0 | 0 | 0 | 0 | 0 | 0 | 0 | 0 | 0 | 0 | 0 | 0 | 0 | 0 | 0 | 0 | 0 |  | 0 | 0 | 0 | 0 | 0 | 0 | 0 | 0 |  |  |  |  | 0 | 0 | 0 | 0 | 0 | 0 | 1 | 0 |  | 1 | 1 | 1 | 1 | #VALUE! | #VALUE! | 0 | 0 | 0 | 0 | 0 | 0 | 0 | 0 | 0 | 0 | 0 | 0 | 0 | 0 | 0 | 0 | 0 | 0 | 0 | 0 | 0 | 0 | 0 | 0 | 0
Tuesday | 11 | 22 | 9 | 7809 | 0 | 0 | 0 | 0 | 0 | 0 | 0 | 0 | 0 | 0 | 0 | 0 | 0 | 0 | 0 | 0 | 0 | 0 | 0 | 0 | 0 |  | 0 | 0 | 0 | 0 | 0 | 0 | 0 | 0 |  |  |  |  | 0 | 0 | 0 | 0 | 0 | 0 | 1 | 0 |  | 1 | 1 | 1 | 1 | #VALUE! | #VALUE! | 0 | 0 | 0 | 0 | 0 | 0 | 0 | 0 | 0 | 0 | 0 | 0 | 0 | 0 | 0 | 0 | 0 | 0 | 0 | 0 | 0 | 0 | 0 | 0 | 0
Tuesday | 11 | 22 | 10 | 7810 | 0 | 0 | 0 | 0 | 0 | 0 | 0 | 0 | 0 | 0 | 0 | 0 | 0 | 0 | 0 | 0 | 0 | 0 | 0 | 0 | 0 |  | 0 | 0 | 0 | 0 | 0 | 0 | 0 | 0 |  |  |  |  | 0 | 0 | 0 | 0 | 0 | 0 | 1 | 0 |  | 1 | 1 | 1 | 1 | #VALUE! | #VALUE! | 0 | 0 | 0 | 0 | 0 | 0 | 0 | 0 | 0 | 0 | 0 | 0 | 0 | 0 | 0 | 0 | 0 | 0 | 0 | 0 | 0 | 0 | 0 | 0 | 0
Tuesday | 11 | 22 | 11 | 7811 | 0 | 0 | 0 | 0 | 0 | 0 | 0 | 0 | 0 | 0 | 0 | 0 | 0 | 0 | 0 | 0 | 0 | 0 | 0 | 0 | 0 |  | 0 | 0 | 0 | 0 | 0 | 0 | 0 | 0 |  |  |  |  | 0 | 0 | 0 | 0 | 0 | 0 | 1 | 0 |  | 1 | 1 | 1 | 1 | #VALUE! | #VALUE! | 0 | 0 | 0 | 0 | 0 | 0 | 0 | 0 | 0 | 0 | 0 | 0 | 0 | 0 | 0 | 0 | 0 | 0 | 0 | 0 | 0 | 0 | 0 | 0 | 0
Tuesday | 11 | 22 | 12 | 7812 | 0 | 0 | 0 | 0 | 0 | 0 | 0 | 0 | 0 | 0 | 0 | 0 | 0 | 0 | 0 | 0 | 0 | 0 | 0 | 0 | 0 |  | 0 | 0 | 0 | 0 | 0 | 0 | 0 | 0 |  |  |  |  | 0 | 0 | 0 | 0 | 0 | 0 | 1 | 0 |  | 1 | 1 | 1 | 1 | #VALUE! | #VALUE! | 0 | 0 | 0 | 0 | 0 | 0 | 0 | 0 | 0 | 0 | 0 | 0 | 0 | 0 | 0 | 0 | 0 | 0 | 0 | 0 | 0 | 0 | 0 | 0 | 0
Tuesday | 11 | 22 | 13 | 7813 | 0 | 0 | 0 | 0 | 0 | 0 | 0 | 0 | 0 | 0 | 0 | 0 | 0 | 0 | 0 | 0 | 0 | 0 | 0 | 0 | 0 |  | 0 | 0 | 0 | 0 | 0 | 0 | 0 | 0 |  |  |  |  | 0 | 0 | 0 | 0 | 0 | 0 | 1 | 0 |  | 1 | 1 | 1 | 1 | #VALUE! | #VALUE! | 0 | 0 | 0 | 0 | 0 | 0 | 0 | 0 | 0 | 0 | 0 | 0 | 0 | 0 | 0 | 0 | 0 | 0 | 0 | 0 | 0 | 0 | 0 | 0 | 0
Tuesday | 11 | 22 | 14 | 7814 | 0 | 0 | 0 | 0 | 0 | 0 | 0 | 0 | 0 | 0 | 0 | 0 | 0 | 0 | 0 | 0 | 0 | 0 | 0 | 0 | 0 |  | 0 | 0 | 0 | 0 | 0 | 0 | 0 | 0 |  |  |  |  | 0 | 0 | 0 | 0 | 0 | 0 | 1 | 0 |  | 1 | 1 | 1 | 1 | #VALUE! | #VALUE! | 0 | 0 | 0 | 0 | 0 | 0 | 0 | 0 | 0 | 0 | 0 | 0 | 0 | 0 | 0 | 0 | 0 | 0 | 0 | 0 | 0 | 0 | 0 | 0 | 0
Tuesday | 11 | 22 | 15 | 7815 | 0 | 0 | 0 | 0 | 0 | 0 | 0 | 0 | 0 | 0 | 0 | 0 | 0 | 0 | 0 | 0 | 0 | 0 | 0 | 0 | 0 |  | 0 | 0 | 0 | 0 | 0 | 0 | 0 | 0 |  |  |  |  | 0 | 0 | 0 | 0 | 0 | 0 | 1 | 0 |  | 1 | 1 | 1 | 1 | #VALUE! | #VALUE! | 0 | 0 | 0 | 0 | 0 | 0 | 0 | 0 | 0 | 0 | 0 | 0 | 0 | 0 | 0 | 0 | 0 | 0 | 0 | 0 | 0 | 0 | 0 | 0 | 0
Tuesday | 11 | 22 | 16 | 7816 | 0 | 0 | 0 | 0 | 0 | 0 | 0 | 0 | 0 | 0 | 0 | 0 | 0 | 0 | 0 | 0 | 0 | 0 | 0 | 0 | 0 |  | 0 | 0 | 0 | 0 | 0 | 0 | 0 | 0 |  |  |  |  | 0 | 0 | 0 | 0 | 0 | 0 | 1 | 0 |  | 1 | 1 | 1 | 1 | #VALUE! | #VALUE! | 0 | 0 | 0 | 0 | 0 | 0 | 0 | 0 | 0 | 0 | 0 | 0 | 0 | 0 | 0 | 0 | 0 | 0 | 0 | 0 | 0 | 0 | 0 | 0 | 0
Tuesday | 11 | 22 | 17 | 7817 | 0 | 0 | 0 | 0 | 0 | 0 | 0 | 0 | 0 | 0 | 0 | 0 | 0 | 0 | 0 | 0 | 0 | 0 | 0 | 0 | 0 |  | 0 | 0 | 0 | 0 | 0 | 0 | 0 | 0 |  |  |  |  | 0 | 0 | 0 | 0 | 0 | 0 | 1 | 0 |  | 1 | 1 | 1 | 1 | #VALUE! | #VALUE! | 0 | 0 | 0 | 0 | 0 | 0 | 0 | 0 | 0 | 0 | 0 | 0 | 0 | 0 | 0 | 0 | 0 | 0 | 0 | 0 | 0 | 0 | 0 | 0 | 0
Tuesday | 11 | 22 | 18 | 7818 | 0 | 0 | 0 | 0 | 0 | 0 | 0 | 0 | 0 | 0 | 0 | 0 | 0 | 0 | 0 | 0 | 0 | 0 | 0 | 0 | 0 |  | 0 | 0 | 0 | 0 | 0 | 0 | 0 | 0 |  |  |  |  | 0 | 0 | 0 | 0 | 0 | 0 | 1 | 0 |  | 1 | 1 | 1 | 1 | #VALUE! | #VALUE! | 0 | 0 | 0 | 0 | 0 | 0 | 0 | 0 | 0 | 0 | 0 | 0 | 0 | 0 | 0 | 0 | 0 | 0 | 0 | 0 | 0 | 0 | 0 | 0 | 0
Tuesday | 11 | 22 | 19 | 7819 | 0 | 0 | 0 | 0 | 0 | 0 | 0 | 0 | 0 | 0 | 0 | 0 | 0 | 0 | 0 | 0 | 0 | 0 | 0 | 0 | 0 |  | 0 | 0 | 0 | 0 | 0 | 0 | 0 | 0 |  |  |  |  | 0 | 0 | 0 | 0 | 0 | 0 | 1 | 0 |  | 1 | 1 | 1 | 1 | #VALUE! | #VALUE! | 0 | 0 | 0 | 0 | 0 | 0 | 0 | 0 | 0 | 0 | 0 | 0 | 0 | 0 | 0 | 0 | 0 | 0 | 0 | 0 | 0 | 0 | 0 | 0 | 0
Tuesday | 11 | 22 | 20 | 7820 | 0 | 0 | 0 | 0 | 0 | 0 | 0 | 0 | 0 | 0 | 0 | 0 | 0 | 0 | 0 | 0 | 0 | 0 | 0 | 0 | 0 |  | 0 | 0 | 0 | 0 | 0 | 0 | 0 | 0 |  |  |  |  | 0 | 0 | 0 | 0 | 0 | 0 | 1 | 0 |  | 1 | 1 | 1 | 1 | #VALUE! | #VALUE! | 0 | 0 | 0 | 0 | 0 | 0 | 0 | 0 | 0 | 0 | 0 | 0 | 0 | 0 | 0 | 0 | 0 | 0 | 0 | 0 | 0 | 0 | 0 | 0 | 0
Tuesday | 11 | 22 | 21 | 7821 | 0 | 0 | 0 | 0 | 0 | 0 | 0 | 0 | 0 | 0 | 0 | 0 | 0 | 0 | 0 | 0 | 0 | 0 | 0 | 0 | 0 |  | 0 | 0 | 0 | 0 | 0 | 0 | 0 | 0 |  |  |  |  | 0 | 0 | 0 | 0 | 0 | 0 | 1 | 0 |  | 1 | 1 | 1 | 1 | #VALUE! | #VALUE! | 0 | 0 | 0 | 0 | 0 | 0 | 0 | 0 | 0 | 0 | 0 | 0 | 0 | 0 | 0 | 0 | 0 | 0 | 0 | 0 | 0 | 0 | 0 | 0 | 0
Tuesday | 11 | 22 | 22 | 7822 | 0 | 0 | 0 | 0 | 0 | 0 | 0 | 0 | 0 | 0 | 0 | 0 | 0 | 0 | 0 | 0 | 0 | 0 | 0 | 0 | 0 |  | 0 | 0 | 0 | 0 | 0 | 0 | 0 | 0 |  |  |  |  | 0 | 0 | 0 | 0 | 0 | 0 | 1 | 0 |  | 1 | 1 | 1 | 1 | #VALUE! | #VALUE! | 0 | 0 | 0 | 0 | 0 | 0 | 0 | 0 | 0 | 0 | 0 | 0 | 0 | 0 | 0 | 0 | 0 | 0 | 0 | 0 | 0 | 0 | 0 | 0 | 0
Tuesday | 11 | 22 | 23 | 7823 | 0 | 0 | 0 | 0 | 0 | 0 | 0 | 0 | 0 | 0 | 0 | 0 | 0 | 0 | 0 | 0 | 0 | 0 | 0 | 0 | 0 |  | 0 | 0 | 0 | 0 | 0 | 0 | 0 | 0 |  |  |  |  | 0 | 0 | 0 | 0 | 0 | 0 | 0 | 1 |  | 1 | 1 | 1 | 1 | 1 | 1 | 0 | 0 | 0 | 0 | 0 | 0 | 0 | 0 | 0 | 0 | 0 | 0 | 0 | 0 | 0 | 0 | 0 | 0 | 0 | 0 | 0 | 0 | 0 | 0 | 0
Tuesday | 11 | 22 | 24 | 7824 | 0 | 0 | 0 | 0 | 0 | 0 | 0 | 0 | 0 | 0 | 0 | 0 | 0 | 0 | 0 | 0 | 0 | 0 | 0 | 0 | 0 |  | 0 | 0 | 0 | 0 | 0 | 0 | 0 | 0 |  |  |  |  | 0 | 0 | 0 | 0 | 0 | 0 | 0 | 1 |  | 1 | 1 | 1 | 1 | 1 | 1 | 0 | 0 | 0 | 0 | 0 | 0 | 0 | 0 | 0 | 0 | 0 | 0 | 0 | 0 | 0 | 0 | 0 | 0 | 0 | 0 | 0 | 0 | 0 | 0 | 0
Wednesday | 11 | 23 | 1 | 7825 | 0 | 0 | 0 | 0 | 0 | 0 | 0 | 0 | 0 | 0 | 0 | 0 | 0 | 0 | 0 | 0 | 0 | 0 | 0 | 0 | 0 |  | 0 | 0 | 0 | 0 | 0 | 0 | 0 | 0 |  |  |  |  | 0 | 0 | 0 | 0 | 0 | 0 | 0 | 1 |  | 1 | 1 | 1 | 1 | 1 | 1 | 0 | 0 | 0 | 0 | 0 | 0 | 0 | 0 | 0 | 0 | 0 | 0 | 0 | 0 | 0 | 0 | 0 | 0 | 0 | 0 | 0 | 0 | 0 | 0 | 0
Wednesday | 11 | 23 | 2 | 7826 | 0 | 0 | 0 | 0 | 0 | 0 | 0 | 0 | 0 | 0 | 0 | 0 | 0 | 0 | 0 | 0 | 0 | 0 | 0 | 0 | 0 |  | 0 | 0 | 0 | 0 | 0 | 0 | 0 | 0 |  |  |  |  | 0 | 0 | 0 | 0 | 0 | 0 | 0 | 1 |  | 1 | 1 | 1 | 1 | 1 | 1 | 0 | 0 | 0 | 0 | 0 | 0 | 0 | 0 | 0 | 0 | 0 | 0 | 0 | 0 | 0 | 0 | 0 | 0 | 0 | 0 | 0 | 0 | 0 | 0 | 0
Wednesday | 11 | 23 | 3 | 7827 | 0 | 0 | 0 | 0 | 0 | 0 | 0 | 0 | 0 | 0 | 0 | 0 | 0 | 0 | 0 | 0 | 0 | 0 | 0 | 0 | 0 |  | 0 | 0 | 0 | 0 | 0 | 0 | 0 | 0 |  |  |  |  | 0 | 0 | 0 | 0 | 0 | 0 | 0 | 1 |  | 1 | 1 | 1 | 1 | 1 | 1 | 0 | 0 | 0 | 0 | 0 | 0 | 0 | 0 | 0 | 0 | 0 | 0 | 0 | 0 | 0 | 0 | 0 | 0 | 0 | 0 | 0 | 0 | 0 | 0 | 0
Wednesday | 11 | 23 | 4 | 7828 | 0 | 0 | 0 | 0 | 0 | 0 | 0 | 0 | 0 | 0 | 0 | 0 | 0 | 0 | 0 | 0 | 0 | 0 | 0 | 0 | 0 |  | 0 | 0 | 0 | 0 | 0 | 0 | 0 | 0 |  |  |  |  | 0 | 0 | 0 | 0 | 0 | 0 | 0 | 1 |  | 1 | 1 | 1 | 1 | 1 | 1 | 0 | 0 | 0 | 0 | 0 | 0 | 0 | 0 | 0 | 0 | 0 | 0 | 0 | 0 | 0 | 0 | 0 | 0 | 0 | 0 | 0 | 0 | 0 | 0 | 0
Wednesday | 11 | 23 | 5 | 7829 | 0 | 0 | 0 | 0 | 0 | 0 | 0 | 0 | 0 | 0 | 0 | 0 | 0 | 0 | 0 | 0 | 0 | 0 | 0 | 0 | 0 |  | 0 | 0 | 0 | 0 | 0 | 0 | 0 | 0 |  |  |  |  | 0 | 0 | 0 | 0 | 0 | 0 | 0 | 1 |  | 1 | 1 | 1 | 1 | 1 | 1 | 0 | 0 | 0 | 0 | 0 | 0 | 0 | 0 | 0 | 0 | 0 | 0 | 0 | 0 | 0 | 0 | 0 | 0 | 0 | 0 | 0 | 0 | 0 | 0 | 0
Wednesday | 11 | 23 | 6 | 7830 | 0 | 0 | 0 | 0 | 0 | 0 | 0 | 0 | 0 | 0 | 0 | 0 | 0 | 0 | 0 | 0 | 0 | 0 | 0 | 0 | 0 |  | 0 | 0 | 0 | 0 | 0 | 0 | 0 | 0 |  |  |  |  | 0 | 0 | 0 | 0 | 0 | 0 | 0 | 1 |  | 1 | 1 | 1 | 1 | 1 | 1 | 0 | 0 | 0 | 0 | 0 | 0 | 0 | 0 | 0 | 0 | 0 | 0 | 0 | 0 | 0 | 0 | 0 | 0 | 0 | 0 | 0 | 0 | 0 | 0 | 0
Wednesday | 11 | 23 | 7 | 7831 | 0 | 0 | 0 | 0 | 0 | 0 | 0 | 0 | 0 | 0 | 0 | 0 | 0 | 0 | 0 | 0 | 0 | 0 | 0 | 0 | 0 |  | 0 | 0 | 0 | 0 | 0 | 0 | 0 | 0 |  |  |  |  | 0 | 0 | 0 | 0 | 0 | 0 | 0 | 1 |  | 1 | 1 | 1 | 1 | 1 | 1 | 0 | 0 | 0 | 0 | 0 | 0 | 0 | 0 | 0 | 0 | 0 | 0 | 0 | 0 | 0 | 0 | 0 | 0 | 0 | 0 | 0 | 0 | 0 | 0 | 0
Wednesday | 11 | 23 | 8 | 7832 | 0 | 0 | 0 | 0 | 0 | 0 | 0 | 0 | 0 | 0 | 0 | 0 | 0 | 0 | 0 | 0 | 0 | 0 | 0 | 0 | 0 |  | 0 | 0 | 0 | 0 | 0 | 0 | 0 | 0 |  |  |  |  | 0 | 0 | 0 | 0 | 0 | 0 | 1 | 0 |  | 1 | 1 | 1 | 1 | #VALUE! | #VALUE! | 0 | 0 | 0 | 0 | 0 | 0 | 0 | 0 | 0 | 0 | 0 | 0 | 0 | 0 | 0 | 0 | 0 | 0 | 0 | 0 | 0 | 0 | 0 | 0 | 0
Wednesday | 11 | 23 | 9 | 7833 | 0 | 0 | 0 | 0 | 0 | 0 | 0 | 0 | 0 | 0 | 0 | 0 | 0 | 0 | 0 | 0 | 0 | 0 | 0 | 0 | 0 |  | 0 | 0 | 0 | 0 | 0 | 0 | 0 | 0 |  |  |  |  | 0 | 0 | 0 | 0 | 0 | 0 | 1 | 0 |  | 1 | 1 | 1 | 1 | #VALUE! | #VALUE! | 0 | 0 | 0 | 0 | 0 | 0 | 0 | 0 | 0 | 0 | 0 | 0 | 0 | 0 | 0 | 0 | 0 | 0 | 0 | 0 | 0 | 0 | 0 | 0 | 0
Wednesday | 11 | 23 | 10 | 7834 | 0 | 0 | 0 | 0 | 0 | 0 | 0 | 0 | 0 | 0 | 0 | 0 | 0 | 0 | 0 | 0 | 0 | 0 | 0 | 0 | 0 |  | 0 | 0 | 0 | 0 | 0 | 0 | 0 | 0 |  |  |  |  | 0 | 0 | 0 | 0 | 0 | 0 | 1 | 0 |  | 1 | 1 | 1 | 1 | #VALUE! | #VALUE! | 0 | 0 | 0 | 0 | 0 | 0 | 0 | 0 | 0 | 0 | 0 | 0 | 0 | 0 | 0 | 0 | 0 | 0 | 0 | 0 | 0 | 0 | 0 | 0 | 0
Wednesday | 11 | 23 | 11 | 7835 | 0 | 0 | 0 | 0 | 0 | 0 | 0 | 0 | 0 | 0 | 0 | 0 | 0 | 0 | 0 | 0 | 0 | 0 | 0 | 0 | 0 |  | 0 | 0 | 0 | 0 | 0 | 0 | 0 | 0 |  |  |  |  | 0 | 0 | 0 | 0 | 0 | 0 | 1 | 0 |  | 1 | 1 | 1 | 1 | #VALUE! | #VALUE! | 0 | 0 | 0 | 0 | 0 | 0 | 0 | 0 | 0 | 0 | 0 | 0 | 0 | 0 | 0 | 0 | 0 | 0 | 0 | 0 | 0 | 0 | 0 | 0 | 0
Wednesday | 11 | 23 | 12 | 7836 | 0 | 0 | 0 | 0 | 0 | 0 | 0 | 0 | 0 | 0 | 0 | 0 | 0 | 0 | 0 | 0 | 0 | 0 | 0 | 0 | 0 |  | 0 | 0 | 0 | 0 | 0 | 0 | 0 | 0 |  |  |  |  | 0 | 0 | 0 | 0 | 0 | 0 | 1 | 0 |  | 1 | 1 | 1 | 1 | #VALUE! | #VALUE! | 0 | 0 | 0 | 0 | 0 | 0 | 0 | 0 | 0 | 0 | 0 | 0 | 0 | 0 | 0 | 0 | 0 | 0 | 0 | 0 | 0 | 0 | 0 | 0 | 0
Wednesday | 11 | 23 | 13 | 7837 | 0 | 0 | 0 | 0 | 0 | 0 | 0 | 0 | 0 | 0 | 0 | 0 | 0 | 0 | 0 | 0 | 0 | 0 | 0 | 0 | 0 |  | 0 | 0 | 0 | 0 | 0 | 0 | 0 | 0 |  |  |  |  | 0 | 0 | 0 | 0 | 0 | 0 | 1 | 0 |  | 1 | 1 | 1 | 1 | #VALUE! | #VALUE! | 0 | 0 | 0 | 0 | 0 | 0 | 0 | 0 | 0 | 0 | 0 | 0 | 0 | 0 | 0 | 0 | 0 | 0 | 0 | 0 | 0 | 0 | 0 | 0 | 0
Wednesday | 11 | 23 | 14 | 7838 | 0 | 0 | 0 | 0 | 0 | 0 | 0 | 0 | 0 | 0 | 0 | 0 | 0 | 0 | 0 | 0 | 0 | 0 | 0 | 0 | 0 |  | 0 | 0 | 0 | 0 | 0 | 0 | 0 | 0 |  |  |  |  | 0 | 0 | 0 | 0 | 0 | 0 | 1 | 0 |  | 1 | 1 | 1 | 1 | #VALUE! | #VALUE! | 0 | 0 | 0 | 0 | 0 | 0 | 0 | 0 | 0 | 0 | 0 | 0 | 0 | 0 | 0 | 0 | 0 | 0 | 0 | 0 | 0 | 0 | 0 | 0 | 0
Wednesday | 11 | 23 | 15 | 7839 | 0 | 0 | 0 | 0 | 0 | 0 | 0 | 0 | 0 | 0 | 0 | 0 | 0 | 0 | 0 | 0 | 0 | 0 | 0 | 0 | 0 |  | 0 | 0 | 0 | 0 | 0 | 0 | 0 | 0 |  |  |  |  | 0 | 0 | 0 | 0 | 0 | 0 | 1 | 0 |  | 1 | 1 | 1 | 1 | #VALUE! | #VALUE! | 0 | 0 | 0 | 0 | 0 | 0 | 0 | 0 | 0 | 0 | 0 | 0 | 0 | 0 | 0 | 0 | 0 | 0 | 0 | 0 | 0 | 0 | 0 | 0 | 0
Wednesday | 11 | 23 | 16 | 7840 | 0 | 0 | 0 | 0 | 0 | 0 | 0 | 0 | 0 | 0 | 0 | 0 | 0 | 0 | 0 | 0 | 0 | 0 | 0 | 0 | 0 |  | 0 | 0 | 0 | 0 | 0 | 0 | 0 | 0 |  |  |  |  | 0 | 0 | 0 | 0 | 0 | 0 | 1 | 0 |  | 1 | 1 | 1 | 1 | #VALUE! | #VALUE! | 0 | 0 | 0 | 0 | 0 | 0 | 0 | 0 | 0 | 0 | 0 | 0 | 0 | 0 | 0 | 0 | 0 | 0 | 0 | 0 | 0 | 0 | 0 | 0 | 0
Wednesday | 11 | 23 | 17 | 7841 | 0 | 0 | 0 | 0 | 0 | 0 | 0 | 0 | 0 | 0 | 0 | 0 | 0 | 0 | 0 | 0 | 0 | 0 | 0 | 0 | 0 |  | 0 | 0 | 0 | 0 | 0 | 0 | 0 | 0 |  |  |  |  | 0 | 0 | 0 | 0 | 0 | 0 | 1 | 0 |  | 1 | 1 | 1 | 1 | #VALUE! | #VALUE! | 0 | 0 | 0 | 0 | 0 | 0 | 0 | 0 | 0 | 0 | 0 | 0 | 0 | 0 | 0 | 0 | 0 | 0 | 0 | 0 | 0 | 0 | 0 | 0 | 0
Wednesday | 11 | 23 | 18 | 7842 | 0 | 0 | 0 | 0 | 0 | 0 | 0 | 0 | 0 | 0 | 0 | 0 | 0 | 0 | 0 | 0 | 0 | 0 | 0 | 0 | 0 |  | 0 | 0 | 0 | 0 | 0 | 0 | 0 | 0 |  |  |  |  | 0 | 0 | 0 | 0 | 0 | 0 | 1 | 0 |  | 1 | 1 | 1 | 1 | #VALUE! | #VALUE! | 0 | 0 | 0 | 0 | 0 | 0 | 0 | 0 | 0 | 0 | 0 | 0 | 0 | 0 | 0 | 0 | 0 | 0 | 0 | 0 | 0 | 0 | 0 | 0 | 0
Wednesday | 11 | 23 | 19 | 7843 | 0 | 0 | 0 | 0 | 0 | 0 | 0 | 0 | 0 | 0 | 0 | 0 | 0 | 0 | 0 | 0 | 0 | 0 | 0 | 0 | 0 |  | 0 | 0 | 0 | 0 | 0 | 0 | 0 | 0 |  |  |  |  | 0 | 0 | 0 | 0 | 0 | 0 | 1 | 0 |  | 1 | 1 | 1 | 1 | #VALUE! | #VALUE! | 0 | 0 | 0 | 0 | 0 | 0 | 0 | 0 | 0 | 0 | 0 | 0 | 0 | 0 | 0 | 0 | 0 | 0 | 0 | 0 | 0 | 0 | 0 | 0 | 0
Wednesday | 11 | 23 | 20 | 7844 | 0 | 0 | 0 | 0 | 0 | 0 | 0 | 0 | 0 | 0 | 0 | 0 | 0 | 0 | 0 | 0 | 0 | 0 | 0 | 0 | 0 |  | 0 | 0 | 0 | 0 | 0 | 0 | 0 | 0 |  |  |  |  | 0 | 0 | 0 | 0 | 0 | 0 | 1 | 0 |  | 1 | 1 | 1 | 1 | #VALUE! | #VALUE! | 0 | 0 | 0 | 0 | 0 | 0 | 0 | 0 | 0 | 0 | 0 | 0 | 0 | 0 | 0 | 0 | 0 | 0 | 0 | 0 | 0 | 0 | 0 | 0 | 0
Wednesday | 11 | 23 | 21 | 7845 | 0 | 0 | 0 | 0 | 0 | 0 | 0 | 0 | 0 | 0 | 0 | 0 | 0 | 0 | 0 | 0 | 0 | 0 | 0 | 0 | 0 |  | 0 | 0 | 0 | 0 | 0 | 0 | 0 | 0 |  |  |  |  | 0 | 0 | 0 | 0 | 0 | 0 | 1 | 0 |  | 1 | 1 | 1 | 1 | #VALUE! | #VALUE! | 0 | 0 | 0 | 0 | 0 | 0 | 0 | 0 | 0 | 0 | 0 | 0 | 0 | 0 | 0 | 0 | 0 | 0 | 0 | 0 | 0 | 0 | 0 | 0 | 0
Wednesday | 11 | 23 | 22 | 7846 | 0 | 0 | 0 | 0 | 0 | 0 | 0 | 0 | 0 | 0 | 0 | 0 | 0 | 0 | 0 | 0 | 0 | 0 | 0 | 0 | 0 |  | 0 | 0 | 0 | 0 | 0 | 0 | 0 | 0 |  |  |  |  | 0 | 0 | 0 | 0 | 0 | 0 | 1 | 0 |  | 1 | 1 | 1 | 1 | #VALUE! | #VALUE! | 0 | 0 | 0 | 0 | 0 | 0 | 0 | 0 | 0 | 0 | 0 | 0 | 0 | 0 | 0 | 0 | 0 | 0 | 0 | 0 | 0 | 0 | 0 | 0 | 0
Wednesday | 11 | 23 | 23 | 7847 | 0 | 0 | 0 | 0 | 0 | 0 | 0 | 0 | 0 | 0 | 0 | 0 | 0 | 0 | 0 | 0 | 0 | 0 | 0 | 0 | 0 |  | 0 | 0 | 0 | 0 | 0 | 0 | 0 | 0 |  |  |  |  | 0 | 0 | 0 | 0 | 0 | 0 | 0 | 1 |  | 1 | 1 | 1 | 1 | 1 | 1 | 0 | 0 | 0 | 0 | 0 | 0 | 0 | 0 | 0 | 0 | 0 | 0 | 0 | 0 | 0 | 0 | 0 | 0 | 0 | 0 | 0 | 0 | 0 | 0 | 0
Wednesday | 11 | 23 | 24 | 7848 | 0 | 0 | 0 | 0 | 0 | 0 | 0 | 0 | 0 | 0 | 0 | 0 | 0 | 0 | 0 | 0 | 0 | 0 | 0 | 0 | 0 |  | 0 | 0 | 0 | 0 | 0 | 0 | 0 | 0 |  |  |  |  | 0 | 0 | 0 | 0 | 0 | 0 | 0 | 1 |  | 1 | 1 | 1 | 1 | 1 | 1 | 0 | 0 | 0 | 0 | 0 | 0 | 0 | 0 | 0 | 0 | 0 | 0 | 0 | 0 | 0 | 0 | 0 | 0 | 0 | 0 | 0 | 0 | 0 | 0 | 0
Thursday | 11 | 24 | 1 | 7849 | 0 | 0 | 0 | 0 | 0 | 0 | 0 | 0 | 0 | 0 | 0 | 0 | 0 | 0 | 0 | 0 | 0 | 0 | 0 | 0 | 0 |  | 0 | 0 | 0 | 0 | 0 | 0 | 0 | 0 |  |  |  |  | 0 | 0 | 0 | 0 | 0 | 0 | 0 | 1 |  | 1 | 1 | 1 | 1 | 1 | 1 | 0 | 0 | 0 | 0 | 0 | 0 | 0 | 0 | 0 | 0 | 0 | 0 | 0 | 0 | 0 | 0 | 0 | 0 | 0 | 0 | 0 | 0 | 0 | 0 | 0
Thursday | 11 | 24 | 2 | 7850 | 0 | 0 | 0 | 0 | 0 | 0 | 0 | 0 | 0 | 0 | 0 | 0 | 0 | 0 | 0 | 0 | 0 | 0 | 0 | 0 | 0 |  | 0 | 0 | 0 | 0 | 0 | 0 | 0 | 0 |  |  |  |  | 0 | 0 | 0 | 0 | 0 | 0 | 0 | 1 |  | 1 | 1 | 1 | 1 | 1 | 1 | 0 | 0 | 0 | 0 | 0 | 0 | 0 | 0 | 0 | 0 | 0 | 0 | 0 | 0 | 0 | 0 | 0 | 0 | 0 | 0 | 0 | 0 | 0 | 0 | 0
Thursday | 11 | 24 | 3 | 7851 | 0 | 0 | 0 | 0 | 0 | 0 | 0 | 0 | 0 | 0 | 0 | 0 | 0 | 0 | 0 | 0 | 0 | 0 | 0 | 0 | 0 |  | 0 | 0 | 0 | 0 | 0 | 0 | 0 | 0 |  |  |  |  | 0 | 0 | 0 | 0 | 0 | 0 | 0 | 1 |  | 1 | 1 | 1 | 1 | 1 | 1 | 0 | 0 | 0 | 0 | 0 | 0 | 0 | 0 | 0 | 0 | 0 | 0 | 0 | 0 | 0 | 0 | 0 | 0 | 0 | 0 | 0 | 0 | 0 | 0 | 0
Thursday | 11 | 24 | 4 | 7852 | 0 | 0 | 0 | 0 | 0 | 0 | 0 | 0 | 0 | 0 | 0 | 0 | 0 | 0 | 0 | 0 | 0 | 0 | 0 | 0 | 0 |  | 0 | 0 | 0 | 0 | 0 | 0 | 0 | 0 |  |  |  |  | 0 | 0 | 0 | 0 | 0 | 0 | 0 | 1 |  | 1 | 1 | 1 | 1 | 1 | 1 | 0 | 0 | 0 | 0 | 0 | 0 | 0 | 0 | 0 | 0 | 0 | 0 | 0 | 0 | 0 | 0 | 0 | 0 | 0 | 0 | 0 | 0 | 0 | 0 | 0
Thursday | 11 | 24 | 5 | 7853 | 0 | 0 | 0 | 0 | 0 | 0 | 0 | 0 | 0 | 0 | 0 | 0 | 0 | 0 | 0 | 0 | 0 | 0 | 0 | 0 | 0 |  | 0 | 0 | 0 | 0 | 0 | 0 | 0 | 0 |  |  |  |  | 0 | 0 | 0 | 0 | 0 | 0 | 0 | 1 |  | 1 | 1 | 1 | 1 | 1 | 1 | 0 | 0 | 0 | 0 | 0 | 0 | 0 | 0 | 0 | 0 | 0 | 0 | 0 | 0 | 0 | 0 | 0 | 0 | 0 | 0 | 0 | 0 | 0 | 0 | 0
Thursday | 11 | 24 | 6 | 7854 | 0 | 0 | 0 | 0 | 0 | 0 | 0 | 0 | 0 | 0 | 0 | 0 | 0 | 0 | 0 | 0 | 0 | 0 | 0 | 0 | 0 |  | 0 | 0 | 0 | 0 | 0 | 0 | 0 | 0 |  |  |  |  | 0 | 0 | 0 | 0 | 0 | 0 | 0 | 1 |  | 1 | 1 | 1 | 1 | 1 | 1 | 0 | 0 | 0 | 0 | 0 | 0 | 0 | 0 | 0 | 0 | 0 | 0 | 0 | 0 | 0 | 0 | 0 | 0 | 0 | 0 | 0 | 0 | 0 | 0 | 0
Thursday | 11 | 24 | 7 | 7855 | 0 | 0 | 0 | 0 | 0 | 0 | 0 | 0 | 0 | 0 | 0 | 0 | 0 | 0 | 0 | 0 | 0 | 0 | 0 | 0 | 0 |  | 0 | 0 | 0 | 0 | 0 | 0 | 0 | 0 |  |  |  |  | 0 | 0 | 0 | 0 | 0 | 0 | 0 | 1 |  | 1 | 1 | 1 | 1 | 1 | 1 | 0 | 0 | 0 | 0 | 0 | 0 | 0 | 0 | 0 | 0 | 0 | 0 | 0 | 0 | 0 | 0 | 0 | 0 | 0 | 0 | 0 | 0 | 0 | 0 | 0
Thursday | 11 | 24 | 8 | 7856 | 0 | 0 | 0 | 0 | 0 | 0 | 0 | 0 | 0 | 0 | 0 | 0 | 0 | 0 | 0 | 0 | 0 | 0 | 0 | 0 | 0 |  | 0 | 0 | 0 | 0 | 0 | 0 | 0 | 0 |  |  |  |  | 0 | 0 | 0 | 0 | 0 | 0 | 1 | 0 |  | 1 | 1 | 1 | 1 | #VALUE! | #VALUE! | 0 | 0 | 0 | 0 | 0 | 0 | 0 | 0 | 0 | 0 | 0 | 0 | 0 | 0 | 0 | 0 | 0 | 0 | 0 | 0 | 0 | 0 | 0 | 0 | 0
Thursday | 11 | 24 | 9 | 7857 | 0 | 0 | 0 | 0 | 0 | 0 | 0 | 0 | 0 | 0 | 0 | 0 | 0 | 0 | 0 | 0 | 0 | 0 | 0 | 0 | 0 |  | 0 | 0 | 0 | 0 | 0 | 0 | 0 | 0 |  |  |  |  | 0 | 0 | 0 | 0 | 0 | 0 | 1 | 0 |  | 1 | 1 | 1 | 1 | #VALUE! | #VALUE! | 0 | 0 | 0 | 0 | 0 | 0 | 0 | 0 | 0 | 0 | 0 | 0 | 0 | 0 | 0 | 0 | 0 | 0 | 0 | 0 | 0 | 0 | 0 | 0 | 0
Thursday | 11 | 24 | 10 | 7858 | 0 | 0 | 0 | 0 | 0 | 0 | 0 | 0 | 0 | 0 | 0 | 0 | 0 | 0 | 0 | 0 | 0 | 0 | 0 | 0 | 0 |  | 0 | 0 | 0 | 0 | 0 | 0 | 0 | 0 |  |  |  |  | 0 | 0 | 0 | 0 | 0 | 0 | 1 | 0 |  | 1 | 1 | 1 | 1 | #VALUE! | #VALUE! | 0 | 0 | 0 | 0 | 0 | 0 | 0 | 0 | 0 | 0 | 0 | 0 | 0 | 0 | 0 | 0 | 0 | 0 | 0 | 0 | 0 | 0 | 0 | 0 | 0
Thursday | 11 | 24 | 11 | 7859 | 0 | 0 | 0 | 0 | 0 | 0 | 0 | 0 | 0 | 0 | 0 | 0 | 0 | 0 | 0 | 0 | 0 | 0 | 0 | 0 | 0 |  | 0 | 0 | 0 | 0 | 0 | 0 | 0 | 0 |  |  |  |  | 0 | 0 | 0 | 0 | 0 | 0 | 1 | 0 |  | 1 | 1 | 1 | 1 | #VALUE! | #VALUE! | 0 | 0 | 0 | 0 | 0 | 0 | 0 | 0 | 0 | 0 | 0 | 0 | 0 | 0 | 0 | 0 | 0 | 0 | 0 | 0 | 0 | 0 | 0 | 0 | 0
Thursday | 11 | 24 | 12 | 7860 | 0 | 0 | 0 | 0 | 0 | 0 | 0 | 0 | 0 | 0 | 0 | 0 | 0 | 0 | 0 | 0 | 0 | 0 | 0 | 0 | 0 |  | 0 | 0 | 0 | 0 | 0 | 0 | 0 | 0 |  |  |  |  | 0 | 0 | 0 | 0 | 0 | 0 | 1 | 0 |  | 1 | 1 | 1 | 1 | #VALUE! | #VALUE! | 0 | 0 | 0 | 0 | 0 | 0 | 0 | 0 | 0 | 0 | 0 | 0 | 0 | 0 | 0 | 0 | 0 | 0 | 0 | 0 | 0 | 0 | 0 | 0 | 0
Thursday | 11 | 24 | 13 | 7861 | 0 | 0 | 0 | 0 | 0 | 0 | 0 | 0 | 0 | 0 | 0 | 0 | 0 | 0 | 0 | 0 | 0 | 0 | 0 | 0 | 0 |  | 0 | 0 | 0 | 0 | 0 | 0 | 0 | 0 |  |  |  |  | 0 | 0 | 0 | 0 | 0 | 0 | 1 | 0 |  | 1 | 1 | 1 | 1 | #VALUE! | #VALUE! | 0 | 0 | 0 | 0 | 0 | 0 | 0 | 0 | 0 | 0 | 0 | 0 | 0 | 0 | 0 | 0 | 0 | 0 | 0 | 0 | 0 | 0 | 0 | 0 | 0
Thursday | 11 | 24 | 14 | 7862 | 0 | 0 | 0 | 0 | 0 | 0 | 0 | 0 | 0 | 0 | 0 | 0 | 0 | 0 | 0 | 0 | 0 | 0 | 0 | 0 | 0 |  | 0 | 0 | 0 | 0 | 0 | 0 | 0 | 0 |  |  |  |  | 0 | 0 | 0 | 0 | 0 | 0 | 1 | 0 |  | 1 | 1 | 1 | 1 | #VALUE! | #VALUE! | 0 | 0 | 0 | 0 | 0 | 0 | 0 | 0 | 0 | 0 | 0 | 0 | 0 | 0 | 0 | 0 | 0 | 0 | 0 | 0 | 0 | 0 | 0 | 0 | 0
Thursday | 11 | 24 | 15 | 7863 | 0 | 0 | 0 | 0 | 0 | 0 | 0 | 0 | 0 | 0 | 0 | 0 | 0 | 0 | 0 | 0 | 0 | 0 | 0 | 0 | 0 |  | 0 | 0 | 0 | 0 | 0 | 0 | 0 | 0 |  |  |  |  | 0 | 0 | 0 | 0 | 0 | 0 | 1 | 0 |  | 1 | 1 | 1 | 1 | #VALUE! | #VALUE! | 0 | 0 | 0 | 0 | 0 | 0 | 0 | 0 | 0 | 0 | 0 | 0 | 0 | 0 | 0 | 0 | 0 | 0 | 0 | 0 | 0 | 0 | 0 | 0 | 0
Thursday | 11 | 24 | 16 | 7864 | 0 | 0 | 0 | 0 | 0 | 0 | 0 | 0 | 0 | 0 | 0 | 0 | 0 | 0 | 0 | 0 | 0 | 0 | 0 | 0 | 0 |  | 0 | 0 | 0 | 0 | 0 | 0 | 0 | 0 |  |  |  |  | 0 | 0 | 0 | 0 | 0 | 0 | 1 | 0 |  | 1 | 1 | 1 | 1 | #VALUE! | #VALUE! | 0 | 0 | 0 | 0 | 0 | 0 | 0 | 0 | 0 | 0 | 0 | 0 | 0 | 0 | 0 | 0 | 0 | 0 | 0 | 0 | 0 | 0 | 0 | 0 | 0
Thursday | 11 | 24 | 17 | 7865 | 0 | 0 | 0 | 0 | 0 | 0 | 0 | 0 | 0 | 0 | 0 | 0 | 0 | 0 | 0 | 0 | 0 | 0 | 0 | 0 | 0 |  | 0 | 0 | 0 | 0 | 0 | 0 | 0 | 0 |  |  |  |  | 0 | 0 | 0 | 0 | 0 | 0 | 1 | 0 |  | 1 | 1 | 1 | 1 | #VALUE! | #VALUE! | 0 | 0 | 0 | 0 | 0 | 0 | 0 | 0 | 0 | 0 | 0 | 0 | 0 | 0 | 0 | 0 | 0 | 0 | 0 | 0 | 0 | 0 | 0 | 0 | 0
Thursday | 11 | 24 | 18 | 7866 | 0 | 0 | 0 | 0 | 0 | 0 | 0 | 0 | 0 | 0 | 0 | 0 | 0 | 0 | 0 | 0 | 0 | 0 | 0 | 0 | 0 |  | 0 | 0 | 0 | 0 | 0 | 0 | 0 | 0 |  |  |  |  | 0 | 0 | 0 | 0 | 0 | 0 | 1 | 0 |  | 1 | 1 | 1 | 1 | #VALUE! | #VALUE! | 0 | 0 | 0 | 0 | 0 | 0 | 0 | 0 | 0 | 0 | 0 | 0 | 0 | 0 | 0 | 0 | 0 | 0 | 0 | 0 | 0 | 0 | 0 | 0 | 0
Thursday | 11 | 24 | 19 | 7867 | 0 | 0 | 0 | 0 | 0 | 0 | 0 | 0 | 0 | 0 | 0 | 0 | 0 | 0 | 0 | 0 | 0 | 0 | 0 | 0 | 0 |  | 0 | 0 | 0 | 0 | 0 | 0 | 0 | 0 |  |  |  |  | 0 | 0 | 0 | 0 | 0 | 0 | 1 | 0 |  | 1 | 1 | 1 | 1 | #VALUE! | #VALUE! | 0 | 0 | 0 | 0 | 0 | 0 | 0 | 0 | 0 | 0 | 0 | 0 | 0 | 0 | 0 | 0 | 0 | 0 | 0 | 0 | 0 | 0 | 0 | 0 | 0
Thursday | 11 | 24 | 20 | 7868 | 0 | 0 | 0 | 0 | 0 | 0 | 0 | 0 | 0 | 0 | 0 | 0 | 0 | 0 | 0 | 0 | 0 | 0 | 0 | 0 | 0 |  | 0 | 0 | 0 | 0 | 0 | 0 | 0 | 0 |  |  |  |  | 0 | 0 | 0 | 0 | 0 | 0 | 1 | 0 |  | 1 | 1 | 1 | 1 | #VALUE! | #VALUE! | 0 | 0 | 0 | 0 | 0 | 0 | 0 | 0 | 0 | 0 | 0 | 0 | 0 | 0 | 0 | 0 | 0 | 0 | 0 | 0 | 0 | 0 | 0 | 0 | 0
Thursday | 11 | 24 | 21 | 7869 | 0 | 0 | 0 | 0 | 0 | 0 | 0 | 0 | 0 | 0 | 0 | 0 | 0 | 0 | 0 | 0 | 0 | 0 | 0 | 0 | 0 |  | 0 | 0 | 0 | 0 | 0 | 0 | 0 | 0 |  |  |  |  | 0 | 0 | 0 | 0 | 0 | 0 | 1 | 0 |  | 1 | 1 | 1 | 1 | #VALUE! | #VALUE! | 0 | 0 | 0 | 0 | 0 | 0 | 0 | 0 | 0 | 0 | 0 | 0 | 0 | 0 | 0 | 0 | 0 | 0 | 0 | 0 | 0 | 0 | 0 | 0 | 0
Thursday | 11 | 24 | 22 | 7870 | 0 | 0 | 0 | 0 | 0 | 0 | 0 | 0 | 0 | 0 | 0 | 0 | 0 | 0 | 0 | 0 | 0 | 0 | 0 | 0 | 0 |  | 0 | 0 | 0 | 0 | 0 | 0 | 0 | 0 |  |  |  |  | 0 | 0 | 0 | 0 | 0 | 0 | 1 | 0 |  | 1 | 1 | 1 | 1 | #VALUE! | #VALUE! | 0 | 0 | 0 | 0 | 0 | 0 | 0 | 0 | 0 | 0 | 0 | 0 | 0 | 0 | 0 | 0 | 0 | 0 | 0 | 0 | 0 | 0 | 0 | 0 | 0
Thursday | 11 | 24 | 23 | 7871 | 0 | 0 | 0 | 0 | 0 | 0 | 0 | 0 | 0 | 0 | 0 | 0 | 0 | 0 | 0 | 0 | 0 | 0 | 0 | 0 | 0 |  | 0 | 0 | 0 | 0 | 0 | 0 | 0 | 0 |  |  |  |  | 0 | 0 | 0 | 0 | 0 | 0 | 0 | 1 |  | 1 | 1 | 1 | 1 | 1 | 1 | 0 | 0 | 0 | 0 | 0 | 0 | 0 | 0 | 0 | 0 | 0 | 0 | 0 | 0 | 0 | 0 | 0 | 0 | 0 | 0 | 0 | 0 | 0 | 0 | 0
Thursday | 11 | 24 | 24 | 7872 | 0 | 0 | 0 | 0 | 0 | 0 | 0 | 0 | 0 | 0 | 0 | 0 | 0 | 0 | 0 | 0 | 0 | 0 | 0 | 0 | 0 |  | 0 | 0 | 0 | 0 | 0 | 0 | 0 | 0 |  |  |  |  | 0 | 0 | 0 | 0 | 0 | 0 | 0 | 1 |  | 1 | 1 | 1 | 1 | 1 | 1 | 0 | 0 | 0 | 0 | 0 | 0 | 0 | 0 | 0 | 0 | 0 | 0 | 0 | 0 | 0 | 0 | 0 | 0 | 0 | 0 | 0 | 0 | 0 | 0 | 0
Friday | 11 | 25 | 1 | 7873 | 0 | 0 | 0 | 0 | 0 | 0 | 0 | 0 | 0 | 0 | 0 | 0 | 0 | 0 | 0 | 0 | 0 | 0 | 0 | 0 | 0 |  | 0 | 0 | 0 | 0 | 0 | 0 | 0 | 0 |  |  |  |  | 0 | 0 | 0 | 0 | 0 | 0 | 0 | 1 |  | 1 | 1 | 1 | 1 | 1 | 1 | 0 | 0 | 0 | 0 | 0 | 0 | 0 | 0 | 0 | 0 | 0 | 0 | 0 | 0 | 0 | 0 | 0 | 0 | 0 | 0 | 0 | 0 | 0 | 0 | 0
Friday | 11 | 25 | 2 | 7874 | 0 | 0 | 0 | 0 | 0 | 0 | 0 | 0 | 0 | 0 | 0 | 0 | 0 | 0 | 0 | 0 | 0 | 0 | 0 | 0 | 0 |  | 0 | 0 | 0 | 0 | 0 | 0 | 0 | 0 |  |  |  |  | 0 | 0 | 0 | 0 | 0 | 0 | 0 | 1 |  | 1 | 1 | 1 | 1 | 1 | 1 | 0 | 0 | 0 | 0 | 0 | 0 | 0 | 0 | 0 | 0 | 0 | 0 | 0 | 0 | 0 | 0 | 0 | 0 | 0 | 0 | 0 | 0 | 0 | 0 | 0
Friday | 11 | 25 | 3 | 7875 | 0 | 0 | 0 | 0 | 0 | 0 | 0 | 0 | 0 | 0 | 0 | 0 | 0 | 0 | 0 | 0 | 0 | 0 | 0 | 0 | 0 |  | 0 | 0 | 0 | 0 | 0 | 0 | 0 | 0 |  |  |  |  | 0 | 0 | 0 | 0 | 0 | 0 | 0 | 1 |  | 1 | 1 | 1 | 1 | 1 | 1 | 0 | 0 | 0 | 0 | 0 | 0 | 0 | 0 | 0 | 0 | 0 | 0 | 0 | 0 | 0 | 0 | 0 | 0 | 0 | 0 | 0 | 0 | 0 | 0 | 0
Friday | 11 | 25 | 4 | 7876 | 0 | 0 | 0 | 0 | 0 | 0 | 0 | 0 | 0 | 0 | 0 | 0 | 0 | 0 | 0 | 0 | 0 | 0 | 0 | 0 | 0 |  | 0 | 0 | 0 | 0 | 0 | 0 | 0 | 0 |  |  |  |  | 0 | 0 | 0 | 0 | 0 | 0 | 0 | 1 |  | 1 | 1 | 1 | 1 | 1 | 1 | 0 | 0 | 0 | 0 | 0 | 0 | 0 | 0 | 0 | 0 | 0 | 0 | 0 | 0 | 0 | 0 | 0 | 0 | 0 | 0 | 0 | 0 | 0 | 0 | 0
Friday | 11 | 25 | 5 | 7877 | 0 | 0 | 0 | 0 | 0 | 0 | 0 | 0 | 0 | 0 | 0 | 0 | 0 | 0 | 0 | 0 | 0 | 0 | 0 | 0 | 0 |  | 0 | 0 | 0 | 0 | 0 | 0 | 0 | 0 |  |  |  |  | 0 | 0 | 0 | 0 | 0 | 0 | 0 | 1 |  | 1 | 1 | 1 | 1 | 1 | 1 | 0 | 0 | 0 | 0 | 0 | 0 | 0 | 0 | 0 | 0 | 0 | 0 | 0 | 0 | 0 | 0 | 0 | 0 | 0 | 0 | 0 | 0 | 0 | 0 | 0
Friday | 11 | 25 | 6 | 7878 | 0 | 0 | 0 | 0 | 0 | 0 | 0 | 0 | 0 | 0 | 0 | 0 | 0 | 0 | 0 | 0 | 0 | 0 | 0 | 0 | 0 |  | 0 | 0 | 0 | 0 | 0 | 0 | 0 | 0 |  |  |  |  | 0 | 0 | 0 | 0 | 0 | 0 | 0 | 1 |  | 1 | 1 | 1 | 1 | 1 | 1 | 0 | 0 | 0 | 0 | 0 | 0 | 0 | 0 | 0 | 0 | 0 | 0 | 0 | 0 | 0 | 0 | 0 | 0 | 0 | 0 | 0 | 0 | 0 | 0 | 0
Friday | 11 | 25 | 7 | 7879 | 0 | 0 | 0 | 0 | 0 | 0 | 0 | 0 | 0 | 0 | 0 | 0 | 0 | 0 | 0 | 0 | 0 | 0 | 0 | 0 | 0 |  | 0 | 0 | 0 | 0 | 0 | 0 | 0 | 0 |  |  |  |  | 0 | 0 | 0 | 0 | 0 | 0 | 0 | 1 |  | 1 | 1 | 1 | 1 | 1 | 1 | 0 | 0 | 0 | 0 | 0 | 0 | 0 | 0 | 0 | 0 | 0 | 0 | 0 | 0 | 0 | 0 | 0 | 0 | 0 | 0 | 0 | 0 | 0 | 0 | 0
Friday | 11 | 25 | 8 | 7880 | 0 | 0 | 0 | 0 | 0 | 0 | 0 | 0 | 0 | 0 | 0 | 0 | 0 | 0 | 0 | 0 | 0 | 0 | 0 | 0 | 0 |  | 0 | 0 | 0 | 0 | 0 | 0 | 0 | 0 |  |  |  |  | 0 | 0 | 0 | 0 | 0 | 0 | 1 | 0 |  | 1 | 1 | 1 | 1 | #VALUE! | #VALUE! | 0 | 0 | 0 | 0 | 0 | 0 | 0 | 0 | 0 | 0 | 0 | 0 | 0 | 0 | 0 | 0 | 0 | 0 | 0 | 0 | 0 | 0 | 0 | 0 | 0
Friday | 11 | 25 | 9 | 7881 | 0 | 0 | 0 | 0 | 0 | 0 | 0 | 0 | 0 | 0 | 0 | 0 | 0 | 0 | 0 | 0 | 0 | 0 | 0 | 0 | 0 |  | 0 | 0 | 0 | 0 | 0 | 0 | 0 | 0 |  |  |  |  | 0 | 0 | 0 | 0 | 0 | 0 | 1 | 0 |  | 1 | 1 | 1 | 1 | #VALUE! | #VALUE! | 0 | 0 | 0 | 0 | 0 | 0 | 0 | 0 | 0 | 0 | 0 | 0 | 0 | 0 | 0 | 0 | 0 | 0 | 0 | 0 | 0 | 0 | 0 | 0 | 0
Friday | 11 | 25 | 10 | 7882 | 0 | 0 | 0 | 0 | 0 | 0 | 0 | 0 | 0 | 0 | 0 | 0 | 0 | 0 | 0 | 0 | 0 | 0 | 0 | 0 | 0 |  | 0 | 0 | 0 | 0 | 0 | 0 | 0 | 0 |  |  |  |  | 0 | 0 | 0 | 0 | 0 | 0 | 1 | 0 |  | 1 | 1 | 1 | 1 | #VALUE! | #VALUE! | 0 | 0 | 0 | 0 | 0 | 0 | 0 | 0 | 0 | 0 | 0 | 0 | 0 | 0 | 0 | 0 | 0 | 0 | 0 | 0 | 0 | 0 | 0 | 0 | 0
Friday | 11 | 25 | 11 | 7883 | 0 | 0 | 0 | 0 | 0 | 0 | 0 | 0 | 0 | 0 | 0 | 0 | 0 | 0 | 0 | 0 | 0 | 0 | 0 | 0 | 0 |  | 0 | 0 | 0 | 0 | 0 | 0 | 0 | 0 |  |  |  |  | 0 | 0 | 0 | 0 | 0 | 0 | 1 | 0 |  | 1 | 1 | 1 | 1 | #VALUE! | #VALUE! | 0 | 0 | 0 | 0 | 0 | 0 | 0 | 0 | 0 | 0 | 0 | 0 | 0 | 0 | 0 | 0 | 0 | 0 | 0 | 0 | 0 | 0 | 0 | 0 | 0
Friday | 11 | 25 | 12 | 7884 | 0 | 0 | 0 | 0 | 0 | 0 | 0 | 0 | 0 | 0 | 0 | 0 | 0 | 0 | 0 | 0 | 0 | 0 | 0 | 0 | 0 |  | 0 | 0 | 0 | 0 | 0 | 0 | 0 | 0 |  |  |  |  | 0 | 0 | 0 | 0 | 0 | 0 | 1 | 0 |  | 1 | 1 | 1 | 1 | #VALUE! | #VALUE! | 0 | 0 | 0 | 0 | 0 | 0 | 0 | 0 | 0 | 0 | 0 | 0 | 0 | 0 | 0 | 0 | 0 | 0 | 0 | 0 | 0 | 0 | 0 | 0 | 0
Friday | 11 | 25 | 13 | 7885 | 0 | 0 | 0 | 0 | 0 | 0 | 0 | 0 | 0 | 0 | 0 | 0 | 0 | 0 | 0 | 0 | 0 | 0 | 0 | 0 | 0 |  | 0 | 0 | 0 | 0 | 0 | 0 | 0 | 0 |  |  |  |  | 0 | 0 | 0 | 0 | 0 | 0 | 1 | 0 |  | 1 | 1 | 1 | 1 | #VALUE! | #VALUE! | 0 | 0 | 0 | 0 | 0 | 0 | 0 | 0 | 0 | 0 | 0 | 0 | 0 | 0 | 0 | 0 | 0 | 0 | 0 | 0 | 0 | 0 | 0 | 0 | 0
Friday | 11 | 25 | 14 | 7886 | 0 | 0 | 0 | 0 | 0 | 0 | 0 | 0 | 0 | 0 | 0 | 0 | 0 | 0 | 0 | 0 | 0 | 0 | 0 | 0 | 0 |  | 0 | 0 | 0 | 0 | 0 | 0 | 0 | 0 |  |  |  |  | 0 | 0 | 0 | 0 | 0 | 0 | 1 | 0 |  | 1 | 1 | 1 | 1 | #VALUE! | #VALUE! | 0 | 0 | 0 | 0 | 0 | 0 | 0 | 0 | 0 | 0 | 0 | 0 | 0 | 0 | 0 | 0 | 0 | 0 | 0 | 0 | 0 | 0 | 0 | 0 | 0
Friday | 11 | 25 | 15 | 7887 | 0 | 0 | 0 | 0 | 0 | 0 | 0 | 0 | 0 | 0 | 0 | 0 | 0 | 0 | 0 | 0 | 0 | 0 | 0 | 0 | 0 |  | 0 | 0 | 0 | 0 | 0 | 0 | 0 | 0 |  |  |  |  | 0 | 0 | 0 | 0 | 0 | 0 | 1 | 0 |  | 1 | 1 | 1 | 1 | #VALUE! | #VALUE! | 0 | 0 | 0 | 0 | 0 | 0 | 0 | 0 | 0 | 0 | 0 | 0 | 0 | 0 | 0 | 0 | 0 | 0 | 0 | 0 | 0 | 0 | 0 | 0 | 0
Friday | 11 | 25 | 16 | 7888 | 0 | 0 | 0 | 0 | 0 | 0 | 0 | 0 | 0 | 0 | 0 | 0 | 0 | 0 | 0 | 0 | 0 | 0 | 0 | 0 | 0 |  | 0 | 0 | 0 | 0 | 0 | 0 | 0 | 0 |  |  |  |  | 0 | 0 | 0 | 0 | 0 | 0 | 1 | 0 |  | 1 | 1 | 1 | 1 | #VALUE! | #VALUE! | 0 | 0 | 0 | 0 | 0 | 0 | 0 | 0 | 0 | 0 | 0 | 0 | 0 | 0 | 0 | 0 | 0 | 0 | 0 | 0 | 0 | 0 | 0 | 0 | 0
Friday | 11 | 25 | 17 | 7889 | 0 | 0 | 0 | 0 | 0 | 0 | 0 | 0 | 0 | 0 | 0 | 0 | 0 | 0 | 0 | 0 | 0 | 0 | 0 | 0 | 0 |  | 0 | 0 | 0 | 0 | 0 | 0 | 0 | 0 |  |  |  |  | 0 | 0 | 0 | 0 | 0 | 0 | 1 | 0 |  | 1 | 1 | 1 | 1 | #VALUE! | #VALUE! | 0 | 0 | 0 | 0 | 0 | 0 | 0 | 0 | 0 | 0 | 0 | 0 | 0 | 0 | 0 | 0 | 0 | 0 | 0 | 0 | 0 | 0 | 0 | 0 | 0
Friday | 11 | 25 | 18 | 7890 | 0 | 0 | 0 | 0 | 0 | 0 | 0 | 0 | 0 | 0 | 0 | 0 | 0 | 0 | 0 | 0 | 0 | 0 | 0 | 0 | 0 |  | 0 | 0 | 0 | 0 | 0 | 0 | 0 | 0 |  |  |  |  | 0 | 0 | 0 | 0 | 0 | 0 | 1 | 0 |  | 1 | 1 | 1 | 1 | #VALUE! | #VALUE! | 0 | 0 | 0 | 0 | 0 | 0 | 0 | 0 | 0 | 0 | 0 | 0 | 0 | 0 | 0 | 0 | 0 | 0 | 0 | 0 | 0 | 0 | 0 | 0 | 0
Friday | 11 | 25 | 19 | 7891 | 0 | 0 | 0 | 0 | 0 | 0 | 0 | 0 | 0 | 0 | 0 | 0 | 0 | 0 | 0 | 0 | 0 | 0 | 0 | 0 | 0 |  | 0 | 0 | 0 | 0 | 0 | 0 | 0 | 0 |  |  |  |  | 0 | 0 | 0 | 0 | 0 | 0 | 1 | 0 |  | 1 | 1 | 1 | 1 | #VALUE! | #VALUE! | 0 | 0 | 0 | 0 | 0 | 0 | 0 | 0 | 0 | 0 | 0 | 0 | 0 | 0 | 0 | 0 | 0 | 0 | 0 | 0 | 0 | 0 | 0 | 0 | 0
Friday | 11 | 25 | 20 | 7892 | 0 | 0 | 0 | 0 | 0 | 0 | 0 | 0 | 0 | 0 | 0 | 0 | 0 | 0 | 0 | 0 | 0 | 0 | 0 | 0 | 0 |  | 0 | 0 | 0 | 0 | 0 | 0 | 0 | 0 |  |  |  |  | 0 | 0 | 0 | 0 | 0 | 0 | 1 | 0 |  | 1 | 1 | 1 | 1 | #VALUE! | #VALUE! | 0 | 0 | 0 | 0 | 0 | 0 | 0 | 0 | 0 | 0 | 0 | 0 | 0 | 0 | 0 | 0 | 0 | 0 | 0 | 0 | 0 | 0 | 0 | 0 | 0
Friday | 11 | 25 | 21 | 7893 | 0 | 0 | 0 | 0 | 0 | 0 | 0 | 0 | 0 | 0 | 0 | 0 | 0 | 0 | 0 | 0 | 0 | 0 | 0 | 0 | 0 |  | 0 | 0 | 0 | 0 | 0 | 0 | 0 | 0 |  |  |  |  | 0 | 0 | 0 | 0 | 0 | 0 | 1 | 0 |  | 1 | 1 | 1 | 1 | #VALUE! | #VALUE! | 0 | 0 | 0 | 0 | 0 | 0 | 0 | 0 | 0 | 0 | 0 | 0 | 0 | 0 | 0 | 0 | 0 | 0 | 0 | 0 | 0 | 0 | 0 | 0 | 0
Friday | 11 | 25 | 22 | 7894 | 0 | 0 | 0 | 0 | 0 | 0 | 0 | 0 | 0 | 0 | 0 | 0 | 0 | 0 | 0 | 0 | 0 | 0 | 0 | 0 | 0 |  | 0 | 0 | 0 | 0 | 0 | 0 | 0 | 0 |  |  |  |  | 0 | 0 | 0 | 0 | 0 | 0 | 1 | 0 |  | 1 | 1 | 1 | 1 | #VALUE! | #VALUE! | 0 | 0 | 0 | 0 | 0 | 0 | 0 | 0 | 0 | 0 | 0 | 0 | 0 | 0 | 0 | 0 | 0 | 0 | 0 | 0 | 0 | 0 | 0 | 0 | 0
Friday | 11 | 25 | 23 | 7895 | 0 | 0 | 0 | 0 | 0 | 0 | 0 | 0 | 0 | 0 | 0 | 0 | 0 | 0 | 0 | 0 | 0 | 0 | 0 | 0 | 0 |  | 0 | 0 | 0 | 0 | 0 | 0 | 0 | 0 |  |  |  |  | 0 | 0 | 0 | 0 | 0 | 0 | 0 | 1 |  | 1 | 1 | 1 | 1 | 1 | 1 | 0 | 0 | 0 | 0 | 0 | 0 | 0 | 0 | 0 | 0 | 0 | 0 | 0 | 0 | 0 | 0 | 0 | 0 | 0 | 0 | 0 | 0 | 0 | 0 | 0
Friday | 11 | 25 | 24 | 7896 | 0 | 0 | 0 | 0 | 0 | 0 | 0 | 0 | 0 | 0 | 0 | 0 | 0 | 0 | 0 | 0 | 0 | 0 | 0 | 0 | 0 |  | 0 | 0 | 0 | 0 | 0 | 0 | 0 | 0 |  |  |  |  | 0 | 0 | 0 | 0 | 0 | 0 | 0 | 1 |  | 1 | 1 | 1 | 1 | 1 | 1 | 0 | 0 | 0 | 0 | 0 | 0 | 0 | 0 | 0 | 0 | 0 | 0 | 0 | 0 | 0 | 0 | 0 | 0 | 0 | 0 | 0 | 0 | 0 | 0 | 0
Saturday | 11 | 26 | 1 | 7897 | 0 | 0 | 0 | 0 | 0 | 0 | 0 | 0 | 0 | 0 | 0 | 0 | 0 | 0 | 0 | 0 | 0 | 0 | 0 | 0 | 0 |  | 0 | 0 | 0 | 0 | 0 | 0 | 0 | 0 |  |  |  |  | 0 | 0 | 0 | 0 | 0 | 0 | 0 | 1 |  | 1 | 1 | 1 | 1 | 1 | 1 | 0 | 0 | 0 | 0 | 0 | 0 | 0 | 0 | 0 | 0 | 0 | 0 | 0 | 0 | 0 | 0 | 0 | 0 | 0 | 0 | 0 | 0 | 0 | 0 | 0
Saturday | 11 | 26 | 2 | 7898 | 0 | 0 | 0 | 0 | 0 | 0 | 0 | 0 | 0 | 0 | 0 | 0 | 0 | 0 | 0 | 0 | 0 | 0 | 0 | 0 | 0 |  | 0 | 0 | 0 | 0 | 0 | 0 | 0 | 0 |  |  |  |  | 0 | 0 | 0 | 0 | 0 | 0 | 0 | 1 |  | 1 | 1 | 1 | 1 | 1 | 1 | 0 | 0 | 0 | 0 | 0 | 0 | 0 | 0 | 0 | 0 | 0 | 0 | 0 | 0 | 0 | 0 | 0 | 0 | 0 | 0 | 0 | 0 | 0 | 0 | 0
Saturday | 11 | 26 | 3 | 7899 | 0 | 0 | 0 | 0 | 0 | 0 | 0 | 0 | 0 | 0 | 0 | 0 | 0 | 0 | 0 | 0 | 0 | 0 | 0 | 0 | 0 |  | 0 | 0 | 0 | 0 | 0 | 0 | 0 | 0 |  |  |  |  | 0 | 0 | 0 | 0 | 0 | 0 | 0 | 1 |  | 1 | 1 | 1 | 1 | 1 | 1 | 0 | 0 | 0 | 0 | 0 | 0 | 0 | 0 | 0 | 0 | 0 | 0 | 0 | 0 | 0 | 0 | 0 | 0 | 0 | 0 | 0 | 0 | 0 | 0 | 0
Saturday | 11 | 26 | 4 | 7900 | 0 | 0 | 0 | 0 | 0 | 0 | 0 | 0 | 0 | 0 | 0 | 0 | 0 | 0 | 0 | 0 | 0 | 0 | 0 | 0 | 0 |  | 0 | 0 | 0 | 0 | 0 | 0 | 0 | 0 |  |  |  |  | 0 | 0 | 0 | 0 | 0 | 0 | 0 | 1 |  | 1 | 1 | 1 | 1 | 1 | 1 | 0 | 0 | 0 | 0 | 0 | 0 | 0 | 0 | 0 | 0 | 0 | 0 | 0 | 0 | 0 | 0 | 0 | 0 | 0 | 0 | 0 | 0 | 0 | 0 | 0
Saturday | 11 | 26 | 5 | 7901 | 0 | 0 | 0 | 0 | 0 | 0 | 0 | 0 | 0 | 0 | 0 | 0 | 0 | 0 | 0 | 0 | 0 | 0 | 0 | 0 | 0 |  | 0 | 0 | 0 | 0 | 0 | 0 | 0 | 0 |  |  |  |  | 0 | 0 | 0 | 0 | 0 | 0 | 0 | 1 |  | 1 | 1 | 1 | 1 | 1 | 1 | 0 | 0 | 0 | 0 | 0 | 0 | 0 | 0 | 0 | 0 | 0 | 0 | 0 | 0 | 0 | 0 | 0 | 0 | 0 | 0 | 0 | 0 | 0 | 0 | 0
Saturday | 11 | 26 | 6 | 7902 | 0 | 0 | 0 | 0 | 0 | 0 | 0 | 0 | 0 | 0 | 0 | 0 | 0 | 0 | 0 | 0 | 0 | 0 | 0 | 0 | 0 |  | 0 | 0 | 0 | 0 | 0 | 0 | 0 | 0 |  |  |  |  | 0 | 0 | 0 | 0 | 0 | 0 | 0 | 1 |  | 1 | 1 | 1 | 1 | 1 | 1 | 0 | 0 | 0 | 0 | 0 | 0 | 0 | 0 | 0 | 0 | 0 | 0 | 0 | 0 | 0 | 0 | 0 | 0 | 0 | 0 | 0 | 0 | 0 | 0 | 0
Saturday | 11 | 26 | 7 | 7903 | 0 | 0 | 0 | 0 | 0 | 0 | 0 | 0 | 0 | 0 | 0 | 0 | 0 | 0 | 0 | 0 | 0 | 0 | 0 | 0 | 0 |  | 0 | 0 | 0 | 0 | 0 | 0 | 0 | 0 |  |  |  |  | 0 | 0 | 0 | 0 | 0 | 0 | 0 | 1 |  | 1 | 1 | 1 | 1 | 1 | 1 | 0 | 0 | 0 | 0 | 0 | 0 | 0 | 0 | 0 | 0 | 0 | 0 | 0 | 0 | 0 | 0 | 0 | 0 | 0 | 0 | 0 | 0 | 0 | 0 | 0
Saturday | 11 | 26 | 8 | 7904 | 0 | 0 | 0 | 0 | 0 | 0 | 0 | 0 | 0 | 0 | 0 | 0 | 0 | 0 | 0 | 0 | 0 | 0 | 0 | 0 | 0 |  | 0 | 0 | 0 | 0 | 0 | 0 | 0 | 0 |  |  |  |  | 0 | 0 | 0 | 0 | 0 | 0 | 0 | 1 |  | 1 | 1 | 1 | 1 | 1 | 1 | 0 | 0 | 0 | 0 | 0 | 0 | 0 | 0 | 0 | 0 | 0 | 0 | 0 | 0 | 0 | 0 | 0 | 0 | 0 | 0 | 0 | 0 | 0 | 0 | 0
Saturday | 11 | 26 | 9 | 7905 | 0 | 0 | 0 | 0 | 0 | 0 | 0 | 0 | 0 | 0 | 0 | 0 | 0 | 0 | 0 | 0 | 0 | 0 | 0 | 0 | 0 |  | 0 | 0 | 0 | 0 | 0 | 0 | 0 | 0 |  |  |  |  | 0 | 0 | 0 | 0 | 0 | 0 | 0 | 1 |  | 1 | 1 | 1 | 1 | 1 | 1 | 0 | 0 | 0 | 0 | 0 | 0 | 0 | 0 | 0 | 0 | 0 | 0 | 0 | 0 | 0 | 0 | 0 | 0 | 0 | 0 | 0 | 0 | 0 | 0 | 0
Saturday | 11 | 26 | 10 | 7906 | 0 | 0 | 0 | 0 | 0 | 0 | 0 | 0 | 0 | 0 | 0 | 0 | 0 | 0 | 0 | 0 | 0 | 0 | 0 | 0 | 0 |  | 0 | 0 | 0 | 0 | 0 | 0 | 0 | 0 |  |  |  |  | 0 | 0 | 0 | 0 | 0 | 0 | 0 | 1 |  | 1 | 1 | 1 | 1 | 1 | 1 | 0 | 0 | 0 | 0 | 0 | 0 | 0 | 0 | 0 | 0 | 0 | 0 | 0 | 0 | 0 | 0 | 0 | 0 | 0 | 0 | 0 | 0 | 0 | 0 | 0
Saturday | 11 | 26 | 11 | 7907 | 0 | 0 | 0 | 0 | 0 | 0 | 0 | 0 | 0 | 0 | 0 | 0 | 0 | 0 | 0 | 0 | 0 | 0 | 0 | 0 | 0 |  | 0 | 0 | 0 | 0 | 0 | 0 | 0 | 0 |  |  |  |  | 0 | 0 | 0 | 0 | 0 | 0 | 0 | 1 |  | 1 | 1 | 1 | 1 | 1 | 1 | 0 | 0 | 0 | 0 | 0 | 0 | 0 | 0 | 0 | 0 | 0 | 0 | 0 | 0 | 0 | 0 | 0 | 0 | 0 | 0 | 0 | 0 | 0 | 0 | 0
Saturday | 11 | 26 | 12 | 7908 | 0 | 0 | 0 | 0 | 0 | 0 | 0 | 0 | 0 | 0 | 0 | 0 | 0 | 0 | 0 | 0 | 0 | 0 | 0 | 0 | 0 |  | 0 | 0 | 0 | 0 | 0 | 0 | 0 | 0 |  |  |  |  | 0 | 0 | 0 | 0 | 0 | 0 | 0 | 1 |  | 1 | 1 | 1 | 1 | 1 | 1 | 0 | 0 | 0 | 0 | 0 | 0 | 0 | 0 | 0 | 0 | 0 | 0 | 0 | 0 | 0 | 0 | 0 | 0 | 0 | 0 | 0 | 0 | 0 | 0 | 0
Saturday | 11 | 26 | 13 | 7909 | 0 | 0 | 0 | 0 | 0 | 0 | 0 | 0 | 0 | 0 | 0 | 0 | 0 | 0 | 0 | 0 | 0 | 0 | 0 | 0 | 0 |  | 0 | 0 | 0 | 0 | 0 | 0 | 0 | 0 |  |  |  |  | 0 | 0 | 0 | 0 | 0 | 0 | 0 | 1 |  | 1 | 1 | 1 | 1 | 1 | 1 | 0 | 0 | 0 | 0 | 0 | 0 | 0 | 0 | 0 | 0 | 0 | 0 | 0 | 0 | 0 | 0 | 0 | 0 | 0 | 0 | 0 | 0 | 0 | 0 | 0
Saturday | 11 | 26 | 14 | 7910 | 0 | 0 | 0 | 0 | 0 | 0 | 0 | 0 | 0 | 0 | 0 | 0 | 0 | 0 | 0 | 0 | 0 | 0 | 0 | 0 | 0 |  | 0 | 0 | 0 | 0 | 0 | 0 | 0 | 0 |  |  |  |  | 0 | 0 | 0 | 0 | 0 | 0 | 0 | 1 |  | 1 | 1 | 1 | 1 | 1 | 1 | 0 | 0 | 0 | 0 | 0 | 0 | 0 | 0 | 0 | 0 | 0 | 0 | 0 | 0 | 0 | 0 | 0 | 0 | 0 | 0 | 0 | 0 | 0 | 0 | 0
Saturday | 11 | 26 | 15 | 7911 | 0 | 0 | 0 | 0 | 0 | 0 | 0 | 0 | 0 | 0 | 0 | 0 | 0 | 0 | 0 | 0 | 0 | 0 | 0 | 0 | 0 |  | 0 | 0 | 0 | 0 | 0 | 0 | 0 | 0 |  |  |  |  | 0 | 0 | 0 | 0 | 0 | 0 | 0 | 1 |  | 1 | 1 | 1 | 1 | 1 | 1 | 0 | 0 | 0 | 0 | 0 | 0 | 0 | 0 | 0 | 0 | 0 | 0 | 0 | 0 | 0 | 0 | 0 | 0 | 0 | 0 | 0 | 0 | 0 | 0 | 0
Saturday | 11 | 26 | 16 | 7912 | 0 | 0 | 0 | 0 | 0 | 0 | 0 | 0 | 0 | 0 | 0 | 0 | 0 | 0 | 0 | 0 | 0 | 0 | 0 | 0 | 0 |  | 0 | 0 | 0 | 0 | 0 | 0 | 0 | 0 |  |  |  |  | 0 | 0 | 0 | 0 | 0 | 0 | 0 | 1 |  | 1 | 1 | 1 | 1 | 1 | 1 | 0 | 0 | 0 | 0 | 0 | 0 | 0 | 0 | 0 | 0 | 0 | 0 | 0 | 0 | 0 | 0 | 0 | 0 | 0 | 0 | 0 | 0 | 0 | 0 | 0
Saturday | 11 | 26 | 17 | 7913 | 0 | 0 | 0 | 0 | 0 | 0 | 0 | 0 | 0 | 0 | 0 | 0 | 0 | 0 | 0 | 0 | 0 | 0 | 0 | 0 | 0 |  | 0 | 0 | 0 | 0 | 0 | 0 | 0 | 0 |  |  |  |  | 0 | 0 | 0 | 0 | 0 | 0 | 0 | 1 |  | 1 | 1 | 1 | 1 | 1 | 1 | 0 | 0 | 0 | 0 | 0 | 0 | 0 | 0 | 0 | 0 | 0 | 0 | 0 | 0 | 0 | 0 | 0 | 0 | 0 | 0 | 0 | 0 | 0 | 0 | 0
Saturday | 11 | 26 | 18 | 7914 | 0 | 0 | 0 | 0 | 0 | 0 | 0 | 0 | 0 | 0 | 0 | 0 | 0 | 0 | 0 | 0 | 0 | 0 | 0 | 0 | 0 |  | 0 | 0 | 0 | 0 | 0 | 0 | 0 | 0 |  |  |  |  | 0 | 0 | 0 | 0 | 0 | 0 | 0 | 1 |  | 1 | 1 | 1 | 1 | 1 | 1 | 0 | 0 | 0 | 0 | 0 | 0 | 0 | 0 | 0 | 0 | 0 | 0 | 0 | 0 | 0 | 0 | 0 | 0 | 0 | 0 | 0 | 0 | 0 | 0 | 0
Saturday | 11 | 26 | 19 | 7915 | 0 | 0 | 0 | 0 | 0 | 0 | 0 | 0 | 0 | 0 | 0 | 0 | 0 | 0 | 0 | 0 | 0 | 0 | 0 | 0 | 0 |  | 0 | 0 | 0 | 0 | 0 | 0 | 0 | 0 |  |  |  |  | 0 | 0 | 0 | 0 | 0 | 0 | 0 | 1 |  | 1 | 1 | 1 | 1 | 1 | 1 | 0 | 0 | 0 | 0 | 0 | 0 | 0 | 0 | 0 | 0 | 0 | 0 | 0 | 0 | 0 | 0 | 0 | 0 | 0 | 0 | 0 | 0 | 0 | 0 | 0
Saturday | 11 | 26 | 20 | 7916 | 0 | 0 | 0 | 0 | 0 | 0 | 0 | 0 | 0 | 0 | 0 | 0 | 0 | 0 | 0 | 0 | 0 | 0 | 0 | 0 | 0 |  | 0 | 0 | 0 | 0 | 0 | 0 | 0 | 0 |  |  |  |  | 0 | 0 | 0 | 0 | 0 | 0 | 0 | 1 |  | 1 | 1 | 1 | 1 | 1 | 1 | 0 | 0 | 0 | 0 | 0 | 0 | 0 | 0 | 0 | 0 | 0 | 0 | 0 | 0 | 0 | 0 | 0 | 0 | 0 | 0 | 0 | 0 | 0 | 0 | 0
Saturday | 11 | 26 | 21 | 7917 | 0 | 0 | 0 | 0 | 0 | 0 | 0 | 0 | 0 | 0 | 0 | 0 | 0 | 0 | 0 | 0 | 0 | 0 | 0 | 0 | 0 |  | 0 | 0 | 0 | 0 | 0 | 0 | 0 | 0 |  |  |  |  | 0 | 0 | 0 | 0 | 0 | 0 | 0 | 1 |  | 1 | 1 | 1 | 1 | 1 | 1 | 0 | 0 | 0 | 0 | 0 | 0 | 0 | 0 | 0 | 0 | 0 | 0 | 0 | 0 | 0 | 0 | 0 | 0 | 0 | 0 | 0 | 0 | 0 | 0 | 0
Saturday | 11 | 26 | 22 | 7918 | 0 | 0 | 0 | 0 | 0 | 0 | 0 | 0 | 0 | 0 | 0 | 0 | 0 | 0 | 0 | 0 | 0 | 0 | 0 | 0 | 0 |  | 0 | 0 | 0 | 0 | 0 | 0 | 0 | 0 |  |  |  |  | 0 | 0 | 0 | 0 | 0 | 0 | 0 | 1 |  | 1 | 1 | 1 | 1 | 1 | 1 | 0 | 0 | 0 | 0 | 0 | 0 | 0 | 0 | 0 | 0 | 0 | 0 | 0 | 0 | 0 | 0 | 0 | 0 | 0 | 0 | 0 | 0 | 0 | 0 | 0
Saturday | 11 | 26 | 23 | 7919 | 0 | 0 | 0 | 0 | 0 | 0 | 0 | 0 | 0 | 0 | 0 | 0 | 0 | 0 | 0 | 0 | 0 | 0 | 0 | 0 | 0 |  | 0 | 0 | 0 | 0 | 0 | 0 | 0 | 0 |  |  |  |  | 0 | 0 | 0 | 0 | 0 | 0 | 0 | 1 |  | 1 | 1 | 1 | 1 | 1 | 1 | 0 | 0 | 0 | 0 | 0 | 0 | 0 | 0 | 0 | 0 | 0 | 0 | 0 | 0 | 0 | 0 | 0 | 0 | 0 | 0 | 0 | 0 | 0 | 0 | 0
Saturday | 11 | 26 | 24 | 7920 | 0 | 0 | 0 | 0 | 0 | 0 | 0 | 0 | 0 | 0 | 0 | 0 | 0 | 0 | 0 | 0 | 0 | 0 | 0 | 0 | 0 |  | 0 | 0 | 0 | 0 | 0 | 0 | 0 | 0 |  |  |  |  | 0 | 0 | 0 | 0 | 0 | 0 | 0 | 1 |  | 1 | 1 | 1 | 1 | 1 | 1 | 0 | 0 | 0 | 0 | 0 | 0 | 0 | 0 | 0 | 0 | 0 | 0 | 0 | 0 | 0 | 0 | 0 | 0 | 0 | 0 | 0 | 0 | 0 | 0 | 0
Sunday | 11 | 27 | 1 | 7921 | 0 | 0 | 0 | 0 | 0 | 0 | 0 | 0 | 0 | 0 | 0 | 0 | 0 | 0 | 0 | 0 | 0 | 0 | 0 | 0 | 0 |  | 0 | 0 | 0 | 0 | 0 | 0 | 0 | 0 |  |  |  |  | 0 | 0 | 0 | 0 | 0 | 0 | 0 | 1 |  | 1 | 1 | 1 | 1 | 1 | 1 | 0 | 0 | 0 | 0 | 0 | 0 | 0 | 0 | 0 | 0 | 0 | 0 | 0 | 0 | 0 | 0 | 0 | 0 | 0 | 0 | 0 | 0 | 0 | 0 | 0
Sunday | 11 | 27 | 2 | 7922 | 0 | 0 | 0 | 0 | 0 | 0 | 0 | 0 | 0 | 0 | 0 | 0 | 0 | 0 | 0 | 0 | 0 | 0 | 0 | 0 | 0 |  | 0 | 0 | 0 | 0 | 0 | 0 | 0 | 0 |  |  |  |  | 0 | 0 | 0 | 0 | 0 | 0 | 0 | 1 |  | 1 | 1 | 1 | 1 | 1 | 1 | 0 | 0 | 0 | 0 | 0 | 0 | 0 | 0 | 0 | 0 | 0 | 0 | 0 | 0 | 0 | 0 | 0 | 0 | 0 | 0 | 0 | 0 | 0 | 0 | 0
Sunday | 11 | 27 | 3 | 7923 | 0 | 0 | 0 | 0 | 0 | 0 | 0 | 0 | 0 | 0 | 0 | 0 | 0 | 0 | 0 | 0 | 0 | 0 | 0 | 0 | 0 |  | 0 | 0 | 0 | 0 | 0 | 0 | 0 | 0 |  |  |  |  | 0 | 0 | 0 | 0 | 0 | 0 | 0 | 1 |  | 1 | 1 | 1 | 1 | 1 | 1 | 0 | 0 | 0 | 0 | 0 | 0 | 0 | 0 | 0 | 0 | 0 | 0 | 0 | 0 | 0 | 0 | 0 | 0 | 0 | 0 | 0 | 0 | 0 | 0 | 0
Sunday | 11 | 27 | 4 | 7924 | 0 | 0 | 0 | 0 | 0 | 0 | 0 | 0 | 0 | 0 | 0 | 0 | 0 | 0 | 0 | 0 | 0 | 0 | 0 | 0 | 0 |  | 0 | 0 | 0 | 0 | 0 | 0 | 0 | 0 |  |  |  |  | 0 | 0 | 0 | 0 | 0 | 0 | 0 | 1 |  | 1 | 1 | 1 | 1 | 1 | 1 | 0 | 0 | 0 | 0 | 0 | 0 | 0 | 0 | 0 | 0 | 0 | 0 | 0 | 0 | 0 | 0 | 0 | 0 | 0 | 0 | 0 | 0 | 0 | 0 | 0
Sunday | 11 | 27 | 5 | 7925 | 0 | 0 | 0 | 0 | 0 | 0 | 0 | 0 | 0 | 0 | 0 | 0 | 0 | 0 | 0 | 0 | 0 | 0 | 0 | 0 | 0 |  | 0 | 0 | 0 | 0 | 0 | 0 | 0 | 0 |  |  |  |  | 0 | 0 | 0 | 0 | 0 | 0 | 0 | 1 |  | 1 | 1 | 1 | 1 | 1 | 1 | 0 | 0 | 0 | 0 | 0 | 0 | 0 | 0 | 0 | 0 | 0 | 0 | 0 | 0 | 0 | 0 | 0 | 0 | 0 | 0 | 0 | 0 | 0 | 0 | 0
Sunday | 11 | 27 | 6 | 7926 | 0 | 0 | 0 | 0 | 0 | 0 | 0 | 0 | 0 | 0 | 0 | 0 | 0 | 0 | 0 | 0 | 0 | 0 | 0 | 0 | 0 |  | 0 | 0 | 0 | 0 | 0 | 0 | 0 | 0 |  |  |  |  | 0 | 0 | 0 | 0 | 0 | 0 | 0 | 1 |  | 1 | 1 | 1 | 1 | 1 | 1 | 0 | 0 | 0 | 0 | 0 | 0 | 0 | 0 | 0 | 0 | 0 | 0 | 0 | 0 | 0 | 0 | 0 | 0 | 0 | 0 | 0 | 0 | 0 | 0 | 0
Sunday | 11 | 27 | 7 | 7927 | 0 | 0 | 0 | 0 | 0 | 0 | 0 | 0 | 0 | 0 | 0 | 0 | 0 | 0 | 0 | 0 | 0 | 0 | 0 | 0 | 0 |  | 0 | 0 | 0 | 0 | 0 | 0 | 0 | 0 |  |  |  |  | 0 | 0 | 0 | 0 | 0 | 0 | 0 | 1 |  | 1 | 1 | 1 | 1 | 1 | 1 | 0 | 0 | 0 | 0 | 0 | 0 | 0 | 0 | 0 | 0 | 0 | 0 | 0 | 0 | 0 | 0 | 0 | 0 | 0 | 0 | 0 | 0 | 0 | 0 | 0
Sunday | 11 | 27 | 8 | 7928 | 0 | 0 | 0 | 0 | 0 | 0 | 0 | 0 | 0 | 0 | 0 | 0 | 0 | 0 | 0 | 0 | 0 | 0 | 0 | 0 | 0 |  | 0 | 0 | 0 | 0 | 0 | 0 | 0 | 0 |  |  |  |  | 0 | 0 | 0 | 0 | 0 | 0 | 0 | 1 |  | 1 | 1 | 1 | 1 | 1 | 1 | 0 | 0 | 0 | 0 | 0 | 0 | 0 | 0 | 0 | 0 | 0 | 0 | 0 | 0 | 0 | 0 | 0 | 0 | 0 | 0 | 0 | 0 | 0 | 0 | 0
Sunday | 11 | 27 | 9 | 7929 | 0 | 0 | 0 | 0 | 0 | 0 | 0 | 0 | 0 | 0 | 0 | 0 | 0 | 0 | 0 | 0 | 0 | 0 | 0 | 0 | 0 |  | 0 | 0 | 0 | 0 | 0 | 0 | 0 | 0 |  |  |  |  | 0 | 0 | 0 | 0 | 0 | 0 | 0 | 1 |  | 1 | 1 | 1 | 1 | 1 | 1 | 0 | 0 | 0 | 0 | 0 | 0 | 0 | 0 | 0 | 0 | 0 | 0 | 0 | 0 | 0 | 0 | 0 | 0 | 0 | 0 | 0 | 0 | 0 | 0 | 0
Sunday | 11 | 27 | 10 | 7930 | 0 | 0 | 0 | 0 | 0 | 0 | 0 | 0 | 0 | 0 | 0 | 0 | 0 | 0 | 0 | 0 | 0 | 0 | 0 | 0 | 0 |  | 0 | 0 | 0 | 0 | 0 | 0 | 0 | 0 |  |  |  |  | 0 | 0 | 0 | 0 | 0 | 0 | 0 | 1 |  | 1 | 1 | 1 | 1 | 1 | 1 | 0 | 0 | 0 | 0 | 0 | 0 | 0 | 0 | 0 | 0 | 0 | 0 | 0 | 0 | 0 | 0 | 0 | 0 | 0 | 0 | 0 | 0 | 0 | 0 | 0
Sunday | 11 | 27 | 11 | 7931 | 0 | 0 | 0 | 0 | 0 | 0 | 0 | 0 | 0 | 0 | 0 | 0 | 0 | 0 | 0 | 0 | 0 | 0 | 0 | 0 | 0 |  | 0 | 0 | 0 | 0 | 0 | 0 | 0 | 0 |  |  |  |  | 0 | 0 | 0 | 0 | 0 | 0 | 0 | 1 |  | 1 | 1 | 1 | 1 | 1 | 1 | 0 | 0 | 0 | 0 | 0 | 0 | 0 | 0 | 0 | 0 | 0 | 0 | 0 | 0 | 0 | 0 | 0 | 0 | 0 | 0 | 0 | 0 | 0 | 0 | 0
Sunday | 11 | 27 | 12 | 7932 | 0 | 0 | 0 | 0 | 0 | 0 | 0 | 0 | 0 | 0 | 0 | 0 | 0 | 0 | 0 | 0 | 0 | 0 | 0 | 0 | 0 |  | 0 | 0 | 0 | 0 | 0 | 0 | 0 | 0 |  |  |  |  | 0 | 0 | 0 | 0 | 0 | 0 | 0 | 1 |  | 1 | 1 | 1 | 1 | 1 | 1 | 0 | 0 | 0 | 0 | 0 | 0 | 0 | 0 | 0 | 0 | 0 | 0 | 0 | 0 | 0 | 0 | 0 | 0 | 0 | 0 | 0 | 0 | 0 | 0 | 0
Sunday | 11 | 27 | 13 | 7933 | 0 | 0 | 0 | 0 | 0 | 0 | 0 | 0 | 0 | 0 | 0 | 0 | 0 | 0 | 0 | 0 | 0 | 0 | 0 | 0 | 0 |  | 0 | 0 | 0 | 0 | 0 | 0 | 0 | 0 |  |  |  |  | 0 | 0 | 0 | 0 | 0 | 0 | 0 | 1 |  | 1 | 1 | 1 | 1 | 1 | 1 | 0 | 0 | 0 | 0 | 0 | 0 | 0 | 0 | 0 | 0 | 0 | 0 | 0 | 0 | 0 | 0 | 0 | 0 | 0 | 0 | 0 | 0 | 0 | 0 | 0
Sunday | 11 | 27 | 14 | 7934 | 0 | 0 | 0 | 0 | 0 | 0 | 0 | 0 | 0 | 0 | 0 | 0 | 0 | 0 | 0 | 0 | 0 | 0 | 0 | 0 | 0 |  | 0 | 0 | 0 | 0 | 0 | 0 | 0 | 0 |  |  |  |  | 0 | 0 | 0 | 0 | 0 | 0 | 0 | 1 |  | 1 | 1 | 1 | 1 | 1 | 1 | 0 | 0 | 0 | 0 | 0 | 0 | 0 | 0 | 0 | 0 | 0 | 0 | 0 | 0 | 0 | 0 | 0 | 0 | 0 | 0 | 0 | 0 | 0 | 0 | 0
Sunday | 11 | 27 | 15 | 7935 | 0 | 0 | 0 | 0 | 0 | 0 | 0 | 0 | 0 | 0 | 0 | 0 | 0 | 0 | 0 | 0 | 0 | 0 | 0 | 0 | 0 |  | 0 | 0 | 0 | 0 | 0 | 0 | 0 | 0 |  |  |  |  | 0 | 0 | 0 | 0 | 0 | 0 | 0 | 1 |  | 1 | 1 | 1 | 1 | 1 | 1 | 0 | 0 | 0 | 0 | 0 | 0 | 0 | 0 | 0 | 0 | 0 | 0 | 0 | 0 | 0 | 0 | 0 | 0 | 0 | 0 | 0 | 0 | 0 | 0 | 0
Sunday | 11 | 27 | 16 | 7936 | 0 | 0 | 0 | 0 | 0 | 0 | 0 | 0 | 0 | 0 | 0 | 0 | 0 | 0 | 0 | 0 | 0 | 0 | 0 | 0 | 0 |  | 0 | 0 | 0 | 0 | 0 | 0 | 0 | 0 |  |  |  |  | 0 | 0 | 0 | 0 | 0 | 0 | 0 | 1 |  | 1 | 1 | 1 | 1 | 1 | 1 | 0 | 0 | 0 | 0 | 0 | 0 | 0 | 0 | 0 | 0 | 0 | 0 | 0 | 0 | 0 | 0 | 0 | 0 | 0 | 0 | 0 | 0 | 0 | 0 | 0
Sunday | 11 | 27 | 17 | 7937 | 0 | 0 | 0 | 0 | 0 | 0 | 0 | 0 | 0 | 0 | 0 | 0 | 0 | 0 | 0 | 0 | 0 | 0 | 0 | 0 | 0 |  | 0 | 0 | 0 | 0 | 0 | 0 | 0 | 0 |  |  |  |  | 0 | 0 | 0 | 0 | 0 | 0 | 0 | 1 |  | 1 | 1 | 1 | 1 | 1 | 1 | 0 | 0 | 0 | 0 | 0 | 0 | 0 | 0 | 0 | 0 | 0 | 0 | 0 | 0 | 0 | 0 | 0 | 0 | 0 | 0 | 0 | 0 | 0 | 0 | 0
Sunday | 11 | 27 | 18 | 7938 | 0 | 0 | 0 | 0 | 0 | 0 | 0 | 0 | 0 | 0 | 0 | 0 | 0 | 0 | 0 | 0 | 0 | 0 | 0 | 0 | 0 |  | 0 | 0 | 0 | 0 | 0 | 0 | 0 | 0 |  |  |  |  | 0 | 0 | 0 | 0 | 0 | 0 | 0 | 1 |  | 1 | 1 | 1 | 1 | 1 | 1 | 0 | 0 | 0 | 0 | 0 | 0 | 0 | 0 | 0 | 0 | 0 | 0 | 0 | 0 | 0 | 0 | 0 | 0 | 0 | 0 | 0 | 0 | 0 | 0 | 0
Sunday | 11 | 27 | 19 | 7939 | 0 | 0 | 0 | 0 | 0 | 0 | 0 | 0 | 0 | 0 | 0 | 0 | 0 | 0 | 0 | 0 | 0 | 0 | 0 | 0 | 0 |  | 0 | 0 | 0 | 0 | 0 | 0 | 0 | 0 |  |  |  |  | 0 | 0 | 0 | 0 | 0 | 0 | 0 | 1 |  | 1 | 1 | 1 | 1 | 1 | 1 | 0 | 0 | 0 | 0 | 0 | 0 | 0 | 0 | 0 | 0 | 0 | 0 | 0 | 0 | 0 | 0 | 0 | 0 | 0 | 0 | 0 | 0 | 0 | 0 | 0
Sunday | 11 | 27 | 20 | 7940 | 0 | 0 | 0 | 0 | 0 | 0 | 0 | 0 | 0 | 0 | 0 | 0 | 0 | 0 | 0 | 0 | 0 | 0 | 0 | 0 | 0 |  | 0 | 0 | 0 | 0 | 0 | 0 | 0 | 0 |  |  |  |  | 0 | 0 | 0 | 0 | 0 | 0 | 0 | 1 |  | 1 | 1 | 1 | 1 | 1 | 1 | 0 | 0 | 0 | 0 | 0 | 0 | 0 | 0 | 0 | 0 | 0 | 0 | 0 | 0 | 0 | 0 | 0 | 0 | 0 | 0 | 0 | 0 | 0 | 0 | 0
Sunday | 11 | 27 | 21 | 7941 | 0 | 0 | 0 | 0 | 0 | 0 | 0 | 0 | 0 | 0 | 0 | 0 | 0 | 0 | 0 | 0 | 0 | 0 | 0 | 0 | 0 |  | 0 | 0 | 0 | 0 | 0 | 0 | 0 | 0 |  |  |  |  | 0 | 0 | 0 | 0 | 0 | 0 | 0 | 1 |  | 1 | 1 | 1 | 1 | 1 | 1 | 0 | 0 | 0 | 0 | 0 | 0 | 0 | 0 | 0 | 0 | 0 | 0 | 0 | 0 | 0 | 0 | 0 | 0 | 0 | 0 | 0 | 0 | 0 | 0 | 0
Sunday | 11 | 27 | 22 | 7942 | 0 | 0 | 0 | 0 | 0 | 0 | 0 | 0 | 0 | 0 | 0 | 0 | 0 | 0 | 0 | 0 | 0 | 0 | 0 | 0 | 0 |  | 0 | 0 | 0 | 0 | 0 | 0 | 0 | 0 |  |  |  |  | 0 | 0 | 0 | 0 | 0 | 0 | 0 | 1 |  | 1 | 1 | 1 | 1 | 1 | 1 | 0 | 0 | 0 | 0 | 0 | 0 | 0 | 0 | 0 | 0 | 0 | 0 | 0 | 0 | 0 | 0 | 0 | 0 | 0 | 0 | 0 | 0 | 0 | 0 | 0
Sunday | 11 | 27 | 23 | 7943 | 0 | 0 | 0 | 0 | 0 | 0 | 0 | 0 | 0 | 0 | 0 | 0 | 0 | 0 | 0 | 0 | 0 | 0 | 0 | 0 | 0 |  | 0 | 0 | 0 | 0 | 0 | 0 | 0 | 0 |  |  |  |  | 0 | 0 | 0 | 0 | 0 | 0 | 0 | 1 |  | 1 | 1 | 1 | 1 | 1 | 1 | 0 | 0 | 0 | 0 | 0 | 0 | 0 | 0 | 0 | 0 | 0 | 0 | 0 | 0 | 0 | 0 | 0 | 0 | 0 | 0 | 0 | 0 | 0 | 0 | 0
Sunday | 11 | 27 | 24 | 7944 | 0 | 0 | 0 | 0 | 0 | 0 | 0 | 0 | 0 | 0 | 0 | 0 | 0 | 0 | 0 | 0 | 0 | 0 | 0 | 0 | 0 |  | 0 | 0 | 0 | 0 | 0 | 0 | 0 | 0 |  |  |  |  | 0 | 0 | 0 | 0 | 0 | 0 | 0 | 1 |  | 1 | 1 | 1 | 1 | 1 | 1 | 0 | 0 | 0 | 0 | 0 | 0 | 0 | 0 | 0 | 0 | 0 | 0 | 0 | 0 | 0 | 0 | 0 | 0 | 0 | 0 | 0 | 0 | 0 | 0 | 0
Monday | 11 | 28 | 1 | 7945 | 0 | 0 | 0 | 0 | 0 | 0 | 0 | 0 | 0 | 0 | 0 | 0 | 0 | 0 | 0 | 0 | 0 | 0 | 0 | 0 | 0 |  | 0 | 0 | 0 | 0 | 0 | 0 | 0 | 0 |  |  |  |  | 0 | 0 | 0 | 0 | 0 | 0 | 0 | 1 |  | 1 | 1 | 1 | 1 | 1 | 1 | 0 | 0 | 0 | 0 | 0 | 0 | 0 | 0 | 0 | 0 | 0 | 0 | 0 | 0 | 0 | 0 | 0 | 0 | 0 | 0 | 0 | 0 | 0 | 0 | 0
Monday | 11 | 28 | 2 | 7946 | 0 | 0 | 0 | 0 | 0 | 0 | 0 | 0 | 0 | 0 | 0 | 0 | 0 | 0 | 0 | 0 | 0 | 0 | 0 | 0 | 0 |  | 0 | 0 | 0 | 0 | 0 | 0 | 0 | 0 |  |  |  |  | 0 | 0 | 0 | 0 | 0 | 0 | 0 | 1 |  | 1 | 1 | 1 | 1 | 1 | 1 | 0 | 0 | 0 | 0 | 0 | 0 | 0 | 0 | 0 | 0 | 0 | 0 | 0 | 0 | 0 | 0 | 0 | 0 | 0 | 0 | 0 | 0 | 0 | 0 | 0
Monday | 11 | 28 | 3 | 7947 | 0 | 0 | 0 | 0 | 0 | 0 | 0 | 0 | 0 | 0 | 0 | 0 | 0 | 0 | 0 | 0 | 0 | 0 | 0 | 0 | 0 |  | 0 | 0 | 0 | 0 | 0 | 0 | 0 | 0 |  |  |  |  | 0 | 0 | 0 | 0 | 0 | 0 | 0 | 1 |  | 1 | 1 | 1 | 1 | 1 | 1 | 0 | 0 | 0 | 0 | 0 | 0 | 0 | 0 | 0 | 0 | 0 | 0 | 0 | 0 | 0 | 0 | 0 | 0 | 0 | 0 | 0 | 0 | 0 | 0 | 0
Monday | 11 | 28 | 4 | 7948 | 0 | 0 | 0 | 0 | 0 | 0 | 0 | 0 | 0 | 0 | 0 | 0 | 0 | 0 | 0 | 0 | 0 | 0 | 0 | 0 | 0 |  | 0 | 0 | 0 | 0 | 0 | 0 | 0 | 0 |  |  |  |  | 0 | 0 | 0 | 0 | 0 | 0 | 0 | 1 |  | 1 | 1 | 1 | 1 | 1 | 1 | 0 | 0 | 0 | 0 | 0 | 0 | 0 | 0 | 0 | 0 | 0 | 0 | 0 | 0 | 0 | 0 | 0 | 0 | 0 | 0 | 0 | 0 | 0 | 0 | 0
Monday | 11 | 28 | 5 | 7949 | 0 | 0 | 0 | 0 | 0 | 0 | 0 | 0 | 0 | 0 | 0 | 0 | 0 | 0 | 0 | 0 | 0 | 0 | 0 | 0 | 0 |  | 0 | 0 | 0 | 0 | 0 | 0 | 0 | 0 |  |  |  |  | 0 | 0 | 0 | 0 | 0 | 0 | 0 | 1 |  | 1 | 1 | 1 | 1 | 1 | 1 | 0 | 0 | 0 | 0 | 0 | 0 | 0 | 0 | 0 | 0 | 0 | 0 | 0 | 0 | 0 | 0 | 0 | 0 | 0 | 0 | 0 | 0 | 0 | 0 | 0
Monday | 11 | 28 | 6 | 7950 | 0 | 0 | 0 | 0 | 0 | 0 | 0 | 0 | 0 | 0 | 0 | 0 | 0 | 0 | 0 | 0 | 0 | 0 | 0 | 0 | 0 |  | 0 | 0 | 0 | 0 | 0 | 0 | 0 | 0 |  |  |  |  | 0 | 0 | 0 | 0 | 0 | 0 | 0 | 1 |  | 1 | 1 | 1 | 1 | 1 | 1 | 0 | 0 | 0 | 0 | 0 | 0 | 0 | 0 | 0 | 0 | 0 | 0 | 0 | 0 | 0 | 0 | 0 | 0 | 0 | 0 | 0 | 0 | 0 | 0 | 0
Monday | 11 | 28 | 7 | 7951 | 0 | 0 | 0 | 0 | 0 | 0 | 0 | 0 | 0 | 0 | 0 | 0 | 0 | 0 | 0 | 0 | 0 | 0 | 0 | 0 | 0 |  | 0 | 0 | 0 | 0 | 0 | 0 | 0 | 0 |  |  |  |  | 0 | 0 | 0 | 0 | 0 | 0 | 0 | 1 |  | 1 | 1 | 1 | 1 | 1 | 1 | 0 | 0 | 0 | 0 | 0 | 0 | 0 | 0 | 0 | 0 | 0 | 0 | 0 | 0 | 0 | 0 | 0 | 0 | 0 | 0 | 0 | 0 | 0 | 0 | 0
Monday | 11 | 28 | 8 | 7952 | 0 | 0 | 0 | 0 | 0 | 0 | 0 | 0 | 0 | 0 | 0 | 0 | 0 | 0 | 0 | 0 | 0 | 0 | 0 | 0 | 0 |  | 0 | 0 | 0 | 0 | 0 | 0 | 0 | 0 |  |  |  |  | 0 | 0 | 0 | 0 | 0 | 0 | 1 | 0 |  | 1 | 1 | 1 | 1 | #VALUE! | #VALUE! | 0 | 0 | 0 | 0 | 0 | 0 | 0 | 0 | 0 | 0 | 0 | 0 | 0 | 0 | 0 | 0 | 0 | 0 | 0 | 0 | 0 | 0 | 0 | 0 | 0
Monday | 11 | 28 | 9 | 7953 | 0 | 0 | 0 | 0 | 0 | 0 | 0 | 0 | 0 | 0 | 0 | 0 | 0 | 0 | 0 | 0 | 0 | 0 | 0 | 0 | 0 |  | 0 | 0 | 0 | 0 | 0 | 0 | 0 | 0 |  |  |  |  | 0 | 0 | 0 | 0 | 0 | 0 | 1 | 0 |  | 1 | 1 | 1 | 1 | #VALUE! | #VALUE! | 0 | 0 | 0 | 0 | 0 | 0 | 0 | 0 | 0 | 0 | 0 | 0 | 0 | 0 | 0 | 0 | 0 | 0 | 0 | 0 | 0 | 0 | 0 | 0 | 0
Monday | 11 | 28 | 10 | 7954 | 0 | 0 | 0 | 0 | 0 | 0 | 0 | 0 | 0 | 0 | 0 | 0 | 0 | 0 | 0 | 0 | 0 | 0 | 0 | 0 | 0 |  | 0 | 0 | 0 | 0 | 0 | 0 | 0 | 0 |  |  |  |  | 0 | 0 | 0 | 0 | 0 | 0 | 1 | 0 |  | 1 | 1 | 1 | 1 | #VALUE! | #VALUE! | 0 | 0 | 0 | 0 | 0 | 0 | 0 | 0 | 0 | 0 | 0 | 0 | 0 | 0 | 0 | 0 | 0 | 0 | 0 | 0 | 0 | 0 | 0 | 0 | 0
Monday | 11 | 28 | 11 | 7955 | 0 | 0 | 0 | 0 | 0 | 0 | 0 | 0 | 0 | 0 | 0 | 0 | 0 | 0 | 0 | 0 | 0 | 0 | 0 | 0 | 0 |  | 0 | 0 | 0 | 0 | 0 | 0 | 0 | 0 |  |  |  |  | 0 | 0 | 0 | 0 | 0 | 0 | 1 | 0 |  | 1 | 1 | 1 | 1 | #VALUE! | #VALUE! | 0 | 0 | 0 | 0 | 0 | 0 | 0 | 0 | 0 | 0 | 0 | 0 | 0 | 0 | 0 | 0 | 0 | 0 | 0 | 0 | 0 | 0 | 0 | 0 | 0
Monday | 11 | 28 | 12 | 7956 | 0 | 0 | 0 | 0 | 0 | 0 | 0 | 0 | 0 | 0 | 0 | 0 | 0 | 0 | 0 | 0 | 0 | 0 | 0 | 0 | 0 |  | 0 | 0 | 0 | 0 | 0 | 0 | 0 | 0 |  |  |  |  | 0 | 0 | 0 | 0 | 0 | 0 | 1 | 0 |  | 1 | 1 | 1 | 1 | #VALUE! | #VALUE! | 0 | 0 | 0 | 0 | 0 | 0 | 0 | 0 | 0 | 0 | 0 | 0 | 0 | 0 | 0 | 0 | 0 | 0 | 0 | 0 | 0 | 0 | 0 | 0 | 0
Monday | 11 | 28 | 13 | 7957 | 0 | 0 | 0 | 0 | 0 | 0 | 0 | 0 | 0 | 0 | 0 | 0 | 0 | 0 | 0 | 0 | 0 | 0 | 0 | 0 | 0 |  | 0 | 0 | 0 | 0 | 0 | 0 | 0 | 0 |  |  |  |  | 0 | 0 | 0 | 0 | 0 | 0 | 1 | 0 |  | 1 | 1 | 1 | 1 | #VALUE! | #VALUE! | 0 | 0 | 0 | 0 | 0 | 0 | 0 | 0 | 0 | 0 | 0 | 0 | 0 | 0 | 0 | 0 | 0 | 0 | 0 | 0 | 0 | 0 | 0 | 0 | 0
Monday | 11 | 28 | 14 | 7958 | 0 | 0 | 0 | 0 | 0 | 0 | 0 | 0 | 0 | 0 | 0 | 0 | 0 | 0 | 0 | 0 | 0 | 0 | 0 | 0 | 0 |  | 0 | 0 | 0 | 0 | 0 | 0 | 0 | 0 |  |  |  |  | 0 | 0 | 0 | 0 | 0 | 0 | 1 | 0 |  | 1 | 1 | 1 | 1 | #VALUE! | #VALUE! | 0 | 0 | 0 | 0 | 0 | 0 | 0 | 0 | 0 | 0 | 0 | 0 | 0 | 0 | 0 | 0 | 0 | 0 | 0 | 0 | 0 | 0 | 0 | 0 | 0
Monday | 11 | 28 | 15 | 7959 | 0 | 0 | 0 | 0 | 0 | 0 | 0 | 0 | 0 | 0 | 0 | 0 | 0 | 0 | 0 | 0 | 0 | 0 | 0 | 0 | 0 |  | 0 | 0 | 0 | 0 | 0 | 0 | 0 | 0 |  |  |  |  | 0 | 0 | 0 | 0 | 0 | 0 | 1 | 0 |  | 1 | 1 | 1 | 1 | #VALUE! | #VALUE! | 0 | 0 | 0 | 0 | 0 | 0 | 0 | 0 | 0 | 0 | 0 | 0 | 0 | 0 | 0 | 0 | 0 | 0 | 0 | 0 | 0 | 0 | 0 | 0 | 0
Monday | 11 | 28 | 16 | 7960 | 0 | 0 | 0 | 0 | 0 | 0 | 0 | 0 | 0 | 0 | 0 | 0 | 0 | 0 | 0 | 0 | 0 | 0 | 0 | 0 | 0 |  | 0 | 0 | 0 | 0 | 0 | 0 | 0 | 0 |  |  |  |  | 0 | 0 | 0 | 0 | 0 | 0 | 1 | 0 |  | 1 | 1 | 1 | 1 | #VALUE! | #VALUE! | 0 | 0 | 0 | 0 | 0 | 0 | 0 | 0 | 0 | 0 | 0 | 0 | 0 | 0 | 0 | 0 | 0 | 0 | 0 | 0 | 0 | 0 | 0 | 0 | 0
Monday | 11 | 28 | 17 | 7961 | 0 | 0 | 0 | 0 | 0 | 0 | 0 | 0 | 0 | 0 | 0 | 0 | 0 | 0 | 0 | 0 | 0 | 0 | 0 | 0 | 0 |  | 0 | 0 | 0 | 0 | 0 | 0 | 0 | 0 |  |  |  |  | 0 | 0 | 0 | 0 | 0 | 0 | 1 | 0 |  | 1 | 1 | 1 | 1 | #VALUE! | #VALUE! | 0 | 0 | 0 | 0 | 0 | 0 | 0 | 0 | 0 | 0 | 0 | 0 | 0 | 0 | 0 | 0 | 0 | 0 | 0 | 0 | 0 | 0 | 0 | 0 | 0
Monday | 11 | 28 | 18 | 7962 | 0 | 0 | 0 | 0 | 0 | 0 | 0 | 0 | 0 | 0 | 0 | 0 | 0 | 0 | 0 | 0 | 0 | 0 | 0 | 0 | 0 |  | 0 | 0 | 0 | 0 | 0 | 0 | 0 | 0 |  |  |  |  | 0 | 0 | 0 | 0 | 0 | 0 | 1 | 0 |  | 1 | 1 | 1 | 1 | #VALUE! | #VALUE! | 0 | 0 | 0 | 0 | 0 | 0 | 0 | 0 | 0 | 0 | 0 | 0 | 0 | 0 | 0 | 0 | 0 | 0 | 0 | 0 | 0 | 0 | 0 | 0 | 0
Monday | 11 | 28 | 19 | 7963 | 0 | 0 | 0 | 0 | 0 | 0 | 0 | 0 | 0 | 0 | 0 | 0 | 0 | 0 | 0 | 0 | 0 | 0 | 0 | 0 | 0 |  | 0 | 0 | 0 | 0 | 0 | 0 | 0 | 0 |  |  |  |  | 0 | 0 | 0 | 0 | 0 | 0 | 1 | 0 |  | 1 | 1 | 1 | 1 | #VALUE! | #VALUE! | 0 | 0 | 0 | 0 | 0 | 0 | 0 | 0 | 0 | 0 | 0 | 0 | 0 | 0 | 0 | 0 | 0 | 0 | 0 | 0 | 0 | 0 | 0 | 0 | 0
Monday | 11 | 28 | 20 | 7964 | 0 | 0 | 0 | 0 | 0 | 0 | 0 | 0 | 0 | 0 | 0 | 0 | 0 | 0 | 0 | 0 | 0 | 0 | 0 | 0 | 0 |  | 0 | 0 | 0 | 0 | 0 | 0 | 0 | 0 |  |  |  |  | 0 | 0 | 0 | 0 | 0 | 0 | 1 | 0 |  | 1 | 1 | 1 | 1 | #VALUE! | #VALUE! | 0 | 0 | 0 | 0 | 0 | 0 | 0 | 0 | 0 | 0 | 0 | 0 | 0 | 0 | 0 | 0 | 0 | 0 | 0 | 0 | 0 | 0 | 0 | 0 | 0
Monday | 11 | 28 | 21 | 7965 | 0 | 0 | 0 | 0 | 0 | 0 | 0 | 0 | 0 | 0 | 0 | 0 | 0 | 0 | 0 | 0 | 0 | 0 | 0 | 0 | 0 |  | 0 | 0 | 0 | 0 | 0 | 0 | 0 | 0 |  |  |  |  | 0 | 0 | 0 | 0 | 0 | 0 | 1 | 0 |  | 1 | 1 | 1 | 1 | #VALUE! | #VALUE! | 0 | 0 | 0 | 0 | 0 | 0 | 0 | 0 | 0 | 0 | 0 | 0 | 0 | 0 | 0 | 0 | 0 | 0 | 0 | 0 | 0 | 0 | 0 | 0 | 0
Monday | 11 | 28 | 22 | 7966 | 0 | 0 | 0 | 0 | 0 | 0 | 0 | 0 | 0 | 0 | 0 | 0 | 0 | 0 | 0 | 0 | 0 | 0 | 0 | 0 | 0 |  | 0 | 0 | 0 | 0 | 0 | 0 | 0 | 0 |  |  |  |  | 0 | 0 | 0 | 0 | 0 | 0 | 1 | 0 |  | 1 | 1 | 1 | 1 | #VALUE! | #VALUE! | 0 | 0 | 0 | 0 | 0 | 0 | 0 | 0 | 0 | 0 | 0 | 0 | 0 | 0 | 0 | 0 | 0 | 0 | 0 | 0 | 0 | 0 | 0 | 0 | 0
Monday | 11 | 28 | 23 | 7967 | 0 | 0 | 0 | 0 | 0 | 0 | 0 | 0 | 0 | 0 | 0 | 0 | 0 | 0 | 0 | 0 | 0 | 0 | 0 | 0 | 0 |  | 0 | 0 | 0 | 0 | 0 | 0 | 0 | 0 |  |  |  |  | 0 | 0 | 0 | 0 | 0 | 0 | 0 | 1 |  | 1 | 1 | 1 | 1 | 1 | 1 | 0 | 0 | 0 | 0 | 0 | 0 | 0 | 0 | 0 | 0 | 0 | 0 | 0 | 0 | 0 | 0 | 0 | 0 | 0 | 0 | 0 | 0 | 0 | 0 | 0
Monday | 11 | 28 | 24 | 7968 | 0 | 0 | 0 | 0 | 0 | 0 | 0 | 0 | 0 | 0 | 0 | 0 | 0 | 0 | 0 | 0 | 0 | 0 | 0 | 0 | 0 |  | 0 | 0 | 0 | 0 | 0 | 0 | 0 | 0 |  |  |  |  | 0 | 0 | 0 | 0 | 0 | 0 | 0 | 1 |  | 1 | 1 | 1 | 1 | 1 | 1 | 0 | 0 | 0 | 0 | 0 | 0 | 0 | 0 | 0 | 0 | 0 | 0 | 0 | 0 | 0 | 0 | 0 | 0 | 0 | 0 | 0 | 0 | 0 | 0 | 0
Tuesday | 11 | 29 | 1 | 7969 | 0 | 0 | 0 | 0 | 0 | 0 | 0 | 0 | 0 | 0 | 0 | 0 | 0 | 0 | 0 | 0 | 0 | 0 | 0 | 0 | 0 |  | 0 | 0 | 0 | 0 | 0 | 0 | 0 | 0 |  |  |  |  | 0 | 0 | 0 | 0 | 0 | 0 | 0 | 1 |  | 1 | 1 | 1 | 1 | 1 | 1 | 0 | 0 | 0 | 0 | 0 | 0 | 0 | 0 | 0 | 0 | 0 | 0 | 0 | 0 | 0 | 0 | 0 | 0 | 0 | 0 | 0 | 0 | 0 | 0 | 0
Tuesday | 11 | 29 | 2 | 7970 | 0 | 0 | 0 | 0 | 0 | 0 | 0 | 0 | 0 | 0 | 0 | 0 | 0 | 0 | 0 | 0 | 0 | 0 | 0 | 0 | 0 |  | 0 | 0 | 0 | 0 | 0 | 0 | 0 | 0 |  |  |  |  | 0 | 0 | 0 | 0 | 0 | 0 | 0 | 1 |  | 1 | 1 | 1 | 1 | 1 | 1 | 0 | 0 | 0 | 0 | 0 | 0 | 0 | 0 | 0 | 0 | 0 | 0 | 0 | 0 | 0 | 0 | 0 | 0 | 0 | 0 | 0 | 0 | 0 | 0 | 0
Tuesday | 11 | 29 | 3 | 7971 | 0 | 0 | 0 | 0 | 0 | 0 | 0 | 0 | 0 | 0 | 0 | 0 | 0 | 0 | 0 | 0 | 0 | 0 | 0 | 0 | 0 |  | 0 | 0 | 0 | 0 | 0 | 0 | 0 | 0 |  |  |  |  | 0 | 0 | 0 | 0 | 0 | 0 | 0 | 1 |  | 1 | 1 | 1 | 1 | 1 | 1 | 0 | 0 | 0 | 0 | 0 | 0 | 0 | 0 | 0 | 0 | 0 | 0 | 0 | 0 | 0 | 0 | 0 | 0 | 0 | 0 | 0 | 0 | 0 | 0 | 0
Tuesday | 11 | 29 | 4 | 7972 | 0 | 0 | 0 | 0 | 0 | 0 | 0 | 0 | 0 | 0 | 0 | 0 | 0 | 0 | 0 | 0 | 0 | 0 | 0 | 0 | 0 |  | 0 | 0 | 0 | 0 | 0 | 0 | 0 | 0 |  |  |  |  | 0 | 0 | 0 | 0 | 0 | 0 | 0 | 1 |  | 1 | 1 | 1 | 1 | 1 | 1 | 0 | 0 | 0 | 0 | 0 | 0 | 0 | 0 | 0 | 0 | 0 | 0 | 0 | 0 | 0 | 0 | 0 | 0 | 0 | 0 | 0 | 0 | 0 | 0 | 0
Tuesday | 11 | 29 | 5 | 7973 | 0 | 0 | 0 | 0 | 0 | 0 | 0 | 0 | 0 | 0 | 0 | 0 | 0 | 0 | 0 | 0 | 0 | 0 | 0 | 0 | 0 |  | 0 | 0 | 0 | 0 | 0 | 0 | 0 | 0 |  |  |  |  | 0 | 0 | 0 | 0 | 0 | 0 | 0 | 1 |  | 1 | 1 | 1 | 1 | 1 | 1 | 0 | 0 | 0 | 0 | 0 | 0 | 0 | 0 | 0 | 0 | 0 | 0 | 0 | 0 | 0 | 0 | 0 | 0 | 0 | 0 | 0 | 0 | 0 | 0 | 0
Tuesday | 11 | 29 | 6 | 7974 | 0 | 0 | 0 | 0 | 0 | 0 | 0 | 0 | 0 | 0 | 0 | 0 | 0 | 0 | 0 | 0 | 0 | 0 | 0 | 0 | 0 |  | 0 | 0 | 0 | 0 | 0 | 0 | 0 | 0 |  |  |  |  | 0 | 0 | 0 | 0 | 0 | 0 | 0 | 1 |  | 1 | 1 | 1 | 1 | 1 | 1 | 0 | 0 | 0 | 0 | 0 | 0 | 0 | 0 | 0 | 0 | 0 | 0 | 0 | 0 | 0 | 0 | 0 | 0 | 0 | 0 | 0 | 0 | 0 | 0 | 0
Tuesday | 11 | 29 | 7 | 7975 | 0 | 0 | 0 | 0 | 0 | 0 | 0 | 0 | 0 | 0 | 0 | 0 | 0 | 0 | 0 | 0 | 0 | 0 | 0 | 0 | 0 |  | 0 | 0 | 0 | 0 | 0 | 0 | 0 | 0 |  |  |  |  | 0 | 0 | 0 | 0 | 0 | 0 | 0 | 1 |  | 1 | 1 | 1 | 1 | 1 | 1 | 0 | 0 | 0 | 0 | 0 | 0 | 0 | 0 | 0 | 0 | 0 | 0 | 0 | 0 | 0 | 0 | 0 | 0 | 0 | 0 | 0 | 0 | 0 | 0 | 0
Tuesday | 11 | 29 | 8 | 7976 | 0 | 0 | 0 | 0 | 0 | 0 | 0 | 0 | 0 | 0 | 0 | 0 | 0 | 0 | 0 | 0 | 0 | 0 | 0 | 0 | 0 |  | 0 | 0 | 0 | 0 | 0 | 0 | 0 | 0 |  |  |  |  | 0 | 0 | 0 | 0 | 0 | 0 | 1 | 0 |  | 1 | 1 | 1 | 1 | #VALUE! | #VALUE! | 0 | 0 | 0 | 0 | 0 | 0 | 0 | 0 | 0 | 0 | 0 | 0 | 0 | 0 | 0 | 0 | 0 | 0 | 0 | 0 | 0 | 0 | 0 | 0 | 0
Tuesday | 11 | 29 | 9 | 7977 | 0 | 0 | 0 | 0 | 0 | 0 | 0 | 0 | 0 | 0 | 0 | 0 | 0 | 0 | 0 | 0 | 0 | 0 | 0 | 0 | 0 |  | 0 | 0 | 0 | 0 | 0 | 0 | 0 | 0 |  |  |  |  | 0 | 0 | 0 | 0 | 0 | 0 | 1 | 0 |  | 1 | 1 | 1 | 1 | #VALUE! | #VALUE! | 0 | 0 | 0 | 0 | 0 | 0 | 0 | 0 | 0 | 0 | 0 | 0 | 0 | 0 | 0 | 0 | 0 | 0 | 0 | 0 | 0 | 0 | 0 | 0 | 0
Tuesday | 11 | 29 | 10 | 7978 | 0 | 0 | 0 | 0 | 0 | 0 | 0 | 0 | 0 | 0 | 0 | 0 | 0 | 0 | 0 | 0 | 0 | 0 | 0 | 0 | 0 |  | 0 | 0 | 0 | 0 | 0 | 0 | 0 | 0 |  |  |  |  | 0 | 0 | 0 | 0 | 0 | 0 | 1 | 0 |  | 1 | 1 | 1 | 1 | #VALUE! | #VALUE! | 0 | 0 | 0 | 0 | 0 | 0 | 0 | 0 | 0 | 0 | 0 | 0 | 0 | 0 | 0 | 0 | 0 | 0 | 0 | 0 | 0 | 0 | 0 | 0 | 0
Tuesday | 11 | 29 | 11 | 7979 | 0 | 0 | 0 | 0 | 0 | 0 | 0 | 0 | 0 | 0 | 0 | 0 | 0 | 0 | 0 | 0 | 0 | 0 | 0 | 0 | 0 |  | 0 | 0 | 0 | 0 | 0 | 0 | 0 | 0 |  |  |  |  | 0 | 0 | 0 | 0 | 0 | 0 | 1 | 0 |  | 1 | 1 | 1 | 1 | #VALUE! | #VALUE! | 0 | 0 | 0 | 0 | 0 | 0 | 0 | 0 | 0 | 0 | 0 | 0 | 0 | 0 | 0 | 0 | 0 | 0 | 0 | 0 | 0 | 0 | 0 | 0 | 0
Tuesday | 11 | 29 | 12 | 7980 | 0 | 0 | 0 | 0 | 0 | 0 | 0 | 0 | 0 | 0 | 0 | 0 | 0 | 0 | 0 | 0 | 0 | 0 | 0 | 0 | 0 |  | 0 | 0 | 0 | 0 | 0 | 0 | 0 | 0 |  |  |  |  | 0 | 0 | 0 | 0 | 0 | 0 | 1 | 0 |  | 1 | 1 | 1 | 1 | #VALUE! | #VALUE! | 0 | 0 | 0 | 0 | 0 | 0 | 0 | 0 | 0 | 0 | 0 | 0 | 0 | 0 | 0 | 0 | 0 | 0 | 0 | 0 | 0 | 0 | 0 | 0 | 0
Tuesday | 11 | 29 | 13 | 7981 | 0 | 0 | 0 | 0 | 0 | 0 | 0 | 0 | 0 | 0 | 0 | 0 | 0 | 0 | 0 | 0 | 0 | 0 | 0 | 0 | 0 |  | 0 | 0 | 0 | 0 | 0 | 0 | 0 | 0 |  |  |  |  | 0 | 0 | 0 | 0 | 0 | 0 | 1 | 0 |  | 1 | 1 | 1 | 1 | #VALUE! | #VALUE! | 0 | 0 | 0 | 0 | 0 | 0 | 0 | 0 | 0 | 0 | 0 | 0 | 0 | 0 | 0 | 0 | 0 | 0 | 0 | 0 | 0 | 0 | 0 | 0 | 0
Tuesday | 11 | 29 | 14 | 7982 | 0 | 0 | 0 | 0 | 0 | 0 | 0 | 0 | 0 | 0 | 0 | 0 | 0 | 0 | 0 | 0 | 0 | 0 | 0 | 0 | 0 |  | 0 | 0 | 0 | 0 | 0 | 0 | 0 | 0 |  |  |  |  | 0 | 0 | 0 | 0 | 0 | 0 | 1 | 0 |  | 1 | 1 | 1 | 1 | #VALUE! | #VALUE! | 0 | 0 | 0 | 0 | 0 | 0 | 0 | 0 | 0 | 0 | 0 | 0 | 0 | 0 | 0 | 0 | 0 | 0 | 0 | 0 | 0 | 0 | 0 | 0 | 0
Tuesday | 11 | 29 | 15 | 7983 | 0 | 0 | 0 | 0 | 0 | 0 | 0 | 0 | 0 | 0 | 0 | 0 | 0 | 0 | 0 | 0 | 0 | 0 | 0 | 0 | 0 |  | 0 | 0 | 0 | 0 | 0 | 0 | 0 | 0 |  |  |  |  | 0 | 0 | 0 | 0 | 0 | 0 | 1 | 0 |  | 1 | 1 | 1 | 1 | #VALUE! | #VALUE! | 0 | 0 | 0 | 0 | 0 | 0 | 0 | 0 | 0 | 0 | 0 | 0 | 0 | 0 | 0 | 0 | 0 | 0 | 0 | 0 | 0 | 0 | 0 | 0 | 0
Tuesday | 11 | 29 | 16 | 7984 | 0 | 0 | 0 | 0 | 0 | 0 | 0 | 0 | 0 | 0 | 0 | 0 | 0 | 0 | 0 | 0 | 0 | 0 | 0 | 0 | 0 |  | 0 | 0 | 0 | 0 | 0 | 0 | 0 | 0 |  |  |  |  | 0 | 0 | 0 | 0 | 0 | 0 | 1 | 0 |  | 1 | 1 | 1 | 1 | #VALUE! | #VALUE! | 0 | 0 | 0 | 0 | 0 | 0 | 0 | 0 | 0 | 0 | 0 | 0 | 0 | 0 | 0 | 0 | 0 | 0 | 0 | 0 | 0 | 0 | 0 | 0 | 0
Tuesday | 11 | 29 | 17 | 7985 | 0 | 0 | 0 | 0 | 0 | 0 | 0 | 0 | 0 | 0 | 0 | 0 | 0 | 0 | 0 | 0 | 0 | 0 | 0 | 0 | 0 |  | 0 | 0 | 0 | 0 | 0 | 0 | 0 | 0 |  |  |  |  | 0 | 0 | 0 | 0 | 0 | 0 | 1 | 0 |  | 1 | 1 | 1 | 1 | #VALUE! | #VALUE! | 0 | 0 | 0 | 0 | 0 | 0 | 0 | 0 | 0 | 0 | 0 | 0 | 0 | 0 | 0 | 0 | 0 | 0 | 0 | 0 | 0 | 0 | 0 | 0 | 0
Tuesday | 11 | 29 | 18 | 7986 | 0 | 0 | 0 | 0 | 0 | 0 | 0 | 0 | 0 | 0 | 0 | 0 | 0 | 0 | 0 | 0 | 0 | 0 | 0 | 0 | 0 |  | 0 | 0 | 0 | 0 | 0 | 0 | 0 | 0 |  |  |  |  | 0 | 0 | 0 | 0 | 0 | 0 | 1 | 0 |  | 1 | 1 | 1 | 1 | #VALUE! | #VALUE! | 0 | 0 | 0 | 0 | 0 | 0 | 0 | 0 | 0 | 0 | 0 | 0 | 0 | 0 | 0 | 0 | 0 | 0 | 0 | 0 | 0 | 0 | 0 | 0 | 0
Tuesday | 11 | 29 | 19 | 7987 | 0 | 0 | 0 | 0 | 0 | 0 | 0 | 0 | 0 | 0 | 0 | 0 | 0 | 0 | 0 | 0 | 0 | 0 | 0 | 0 | 0 |  | 0 | 0 | 0 | 0 | 0 | 0 | 0 | 0 |  |  |  |  | 0 | 0 | 0 | 0 | 0 | 0 | 1 | 0 |  | 1 | 1 | 1 | 1 | #VALUE! | #VALUE! | 0 | 0 | 0 | 0 | 0 | 0 | 0 | 0 | 0 | 0 | 0 | 0 | 0 | 0 | 0 | 0 | 0 | 0 | 0 | 0 | 0 | 0 | 0 | 0 | 0
Tuesday | 11 | 29 | 20 | 7988 | 0 | 0 | 0 | 0 | 0 | 0 | 0 | 0 | 0 | 0 | 0 | 0 | 0 | 0 | 0 | 0 | 0 | 0 | 0 | 0 | 0 |  | 0 | 0 | 0 | 0 | 0 | 0 | 0 | 0 |  |  |  |  | 0 | 0 | 0 | 0 | 0 | 0 | 1 | 0 |  | 1 | 1 | 1 | 1 | #VALUE! | #VALUE! | 0 | 0 | 0 | 0 | 0 | 0 | 0 | 0 | 0 | 0 | 0 | 0 | 0 | 0 | 0 | 0 | 0 | 0 | 0 | 0 | 0 | 0 | 0 | 0 | 0
Tuesday | 11 | 29 | 21 | 7989 | 0 | 0 | 0 | 0 | 0 | 0 | 0 | 0 | 0 | 0 | 0 | 0 | 0 | 0 | 0 | 0 | 0 | 0 | 0 | 0 | 0 |  | 0 | 0 | 0 | 0 | 0 | 0 | 0 | 0 |  |  |  |  | 0 | 0 | 0 | 0 | 0 | 0 | 1 | 0 |  | 1 | 1 | 1 | 1 | #VALUE! | #VALUE! | 0 | 0 | 0 | 0 | 0 | 0 | 0 | 0 | 0 | 0 | 0 | 0 | 0 | 0 | 0 | 0 | 0 | 0 | 0 | 0 | 0 | 0 | 0 | 0 | 0
Tuesday | 11 | 29 | 22 | 7990 | 0 | 0 | 0 | 0 | 0 | 0 | 0 | 0 | 0 | 0 | 0 | 0 | 0 | 0 | 0 | 0 | 0 | 0 | 0 | 0 | 0 |  | 0 | 0 | 0 | 0 | 0 | 0 | 0 | 0 |  |  |  |  | 0 | 0 | 0 | 0 | 0 | 0 | 1 | 0 |  | 1 | 1 | 1 | 1 | #VALUE! | #VALUE! | 0 | 0 | 0 | 0 | 0 | 0 | 0 | 0 | 0 | 0 | 0 | 0 | 0 | 0 | 0 | 0 | 0 | 0 | 0 | 0 | 0 | 0 | 0 | 0 | 0
Tuesday | 11 | 29 | 23 | 7991 | 0 | 0 | 0 | 0 | 0 | 0 | 0 | 0 | 0 | 0 | 0 | 0 | 0 | 0 | 0 | 0 | 0 | 0 | 0 | 0 | 0 |  | 0 | 0 | 0 | 0 | 0 | 0 | 0 | 0 |  |  |  |  | 0 | 0 | 0 | 0 | 0 | 0 | 0 | 1 |  | 1 | 1 | 1 | 1 | 1 | 1 | 0 | 0 | 0 | 0 | 0 | 0 | 0 | 0 | 0 | 0 | 0 | 0 | 0 | 0 | 0 | 0 | 0 | 0 | 0 | 0 | 0 | 0 | 0 | 0 | 0
Tuesday | 11 | 29 | 24 | 7992 | 0 | 0 | 0 | 0 | 0 | 0 | 0 | 0 | 0 | 0 | 0 | 0 | 0 | 0 | 0 | 0 | 0 | 0 | 0 | 0 | 0 |  | 0 | 0 | 0 | 0 | 0 | 0 | 0 | 0 |  |  |  |  | 0 | 0 | 0 | 0 | 0 | 0 | 0 | 1 |  | 1 | 1 | 1 | 1 | 1 | 1 | 0 | 0 | 0 | 0 | 0 | 0 | 0 | 0 | 0 | 0 | 0 | 0 | 0 | 0 | 0 | 0 | 0 | 0 | 0 | 0 | 0 | 0 | 0 | 0 | 0
Wednesday | 11 | 30 | 1 | 7993 | 0 | 0 | 0 | 0 | 0 | 0 | 0 | 0 | 0 | 0 | 0 | 0 | 0 | 0 | 0 | 0 | 0 | 0 | 0 | 0 | 0 |  | 0 | 0 | 0 | 0 | 0 | 0 | 0 | 0 |  |  |  |  | 0 | 0 | 0 | 0 | 0 | 0 | 0 | 1 |  | 1 | 1 | 1 | 1 | 1 | 1 | 0 | 0 | 0 | 0 | 0 | 0 | 0 | 0 | 0 | 0 | 0 | 0 | 0 | 0 | 0 | 0 | 0 | 0 | 0 | 0 | 0 | 0 | 0 | 0 | 0
Wednesday | 11 | 30 | 2 | 7994 | 0 | 0 | 0 | 0 | 0 | 0 | 0 | 0 | 0 | 0 | 0 | 0 | 0 | 0 | 0 | 0 | 0 | 0 | 0 | 0 | 0 |  | 0 | 0 | 0 | 0 | 0 | 0 | 0 | 0 |  |  |  |  | 0 | 0 | 0 | 0 | 0 | 0 | 0 | 1 |  | 1 | 1 | 1 | 1 | 1 | 1 | 0 | 0 | 0 | 0 | 0 | 0 | 0 | 0 | 0 | 0 | 0 | 0 | 0 | 0 | 0 | 0 | 0 | 0 | 0 | 0 | 0 | 0 | 0 | 0 | 0
Wednesday | 11 | 30 | 3 | 7995 | 0 | 0 | 0 | 0 | 0 | 0 | 0 | 0 | 0 | 0 | 0 | 0 | 0 | 0 | 0 | 0 | 0 | 0 | 0 | 0 | 0 |  | 0 | 0 | 0 | 0 | 0 | 0 | 0 | 0 |  |  |  |  | 0 | 0 | 0 | 0 | 0 | 0 | 0 | 1 |  | 1 | 1 | 1 | 1 | 1 | 1 | 0 | 0 | 0 | 0 | 0 | 0 | 0 | 0 | 0 | 0 | 0 | 0 | 0 | 0 | 0 | 0 | 0 | 0 | 0 | 0 | 0 | 0 | 0 | 0 | 0
Wednesday | 11 | 30 | 4 | 7996 | 0 | 0 | 0 | 0 | 0 | 0 | 0 | 0 | 0 | 0 | 0 | 0 | 0 | 0 | 0 | 0 | 0 | 0 | 0 | 0 | 0 |  | 0 | 0 | 0 | 0 | 0 | 0 | 0 | 0 |  |  |  |  | 0 | 0 | 0 | 0 | 0 | 0 | 0 | 1 |  | 1 | 1 | 1 | 1 | 1 | 1 | 0 | 0 | 0 | 0 | 0 | 0 | 0 | 0 | 0 | 0 | 0 | 0 | 0 | 0 | 0 | 0 | 0 | 0 | 0 | 0 | 0 | 0 | 0 | 0 | 0
Wednesday | 11 | 30 | 5 | 7997 | 0 | 0 | 0 | 0 | 0 | 0 | 0 | 0 | 0 | 0 | 0 | 0 | 0 | 0 | 0 | 0 | 0 | 0 | 0 | 0 | 0 |  | 0 | 0 | 0 | 0 | 0 | 0 | 0 | 0 |  |  |  |  | 0 | 0 | 0 | 0 | 0 | 0 | 0 | 1 |  | 1 | 1 | 1 | 1 | 1 | 1 | 0 | 0 | 0 | 0 | 0 | 0 | 0 | 0 | 0 | 0 | 0 | 0 | 0 | 0 | 0 | 0 | 0 | 0 | 0 | 0 | 0 | 0 | 0 | 0 | 0
Wednesday | 11 | 30 | 6 | 7998 | 0 | 0 | 0 | 0 | 0 | 0 | 0 | 0 | 0 | 0 | 0 | 0 | 0 | 0 | 0 | 0 | 0 | 0 | 0 | 0 | 0 |  | 0 | 0 | 0 | 0 | 0 | 0 | 0 | 0 |  |  |  |  | 0 | 0 | 0 | 0 | 0 | 0 | 0 | 1 |  | 1 | 1 | 1 | 1 | 1 | 1 | 0 | 0 | 0 | 0 | 0 | 0 | 0 | 0 | 0 | 0 | 0 | 0 | 0 | 0 | 0 | 0 | 0 | 0 | 0 | 0 | 0 | 0 | 0 | 0 | 0
Wednesday | 11 | 30 | 7 | 7999 | 0 | 0 | 0 | 0 | 0 | 0 | 0 | 0 | 0 | 0 | 0 | 0 | 0 | 0 | 0 | 0 | 0 | 0 | 0 | 0 | 0 |  | 0 | 0 | 0 | 0 | 0 | 0 | 0 | 0 |  |  |  |  | 0 | 0 | 0 | 0 | 0 | 0 | 0 | 1 |  | 1 | 1 | 1 | 1 | 1 | 1 | 0 | 0 | 0 | 0 | 0 | 0 | 0 | 0 | 0 | 0 | 0 | 0 | 0 | 0 | 0 | 0 | 0 | 0 | 0 | 0 | 0 | 0 | 0 | 0 | 0
Wednesday | 11 | 30 | 8 | 8000 | 0 | 0 | 0 | 0 | 0 | 0 | 0 | 0 | 0 | 0 | 0 | 0 | 0 | 0 | 0 | 0 | 0 | 0 | 0 | 0 | 0 |  | 0 | 0 | 0 | 0 | 0 | 0 | 0 | 0 |  |  |  |  | 0 | 0 | 0 | 0 | 0 | 0 | 1 | 0 |  | 1 | 1 | 1 | 1 | #VALUE! | #VALUE! | 0 | 0 | 0 | 0 | 0 | 0 | 0 | 0 | 0 | 0 | 0 | 0 | 0 | 0 | 0 | 0 | 0 | 0 | 0 | 0 | 0 | 0 | 0 | 0 | 0
Wednesday | 11 | 30 | 9 | 8001 | 0 | 0 | 0 | 0 | 0 | 0 | 0 | 0 | 0 | 0 | 0 | 0 | 0 | 0 | 0 | 0 | 0 | 0 | 0 | 0 | 0 |  | 0 | 0 | 0 | 0 | 0 | 0 | 0 | 0 |  |  |  |  | 0 | 0 | 0 | 0 | 0 | 0 | 1 | 0 |  | 1 | 1 | 1 | 1 | #VALUE! | #VALUE! | 0 | 0 | 0 | 0 | 0 | 0 | 0 | 0 | 0 | 0 | 0 | 0 | 0 | 0 | 0 | 0 | 0 | 0 | 0 | 0 | 0 | 0 | 0 | 0 | 0
Wednesday | 11 | 30 | 10 | 8002 | 0 | 0 | 0 | 0 | 0 | 0 | 0 | 0 | 0 | 0 | 0 | 0 | 0 | 0 | 0 | 0 | 0 | 0 | 0 | 0 | 0 |  | 0 | 0 | 0 | 0 | 0 | 0 | 0 | 0 |  |  |  |  | 0 | 0 | 0 | 0 | 0 | 0 | 1 | 0 |  | 1 | 1 | 1 | 1 | #VALUE! | #VALUE! | 0 | 0 | 0 | 0 | 0 | 0 | 0 | 0 | 0 | 0 | 0 | 0 | 0 | 0 | 0 | 0 | 0 | 0 | 0 | 0 | 0 | 0 | 0 | 0 | 0
Wednesday | 11 | 30 | 11 | 8003 | 0 | 0 | 0 | 0 | 0 | 0 | 0 | 0 | 0 | 0 | 0 | 0 | 0 | 0 | 0 | 0 | 0 | 0 | 0 | 0 | 0 |  | 0 | 0 | 0 | 0 | 0 | 0 | 0 | 0 |  |  |  |  | 0 | 0 | 0 | 0 | 0 | 0 | 1 | 0 |  | 1 | 1 | 1 | 1 | #VALUE! | #VALUE! | 0 | 0 | 0 | 0 | 0 | 0 | 0 | 0 | 0 | 0 | 0 | 0 | 0 | 0 | 0 | 0 | 0 | 0 | 0 | 0 | 0 | 0 | 0 | 0 | 0
Wednesday | 11 | 30 | 12 | 8004 | 0 | 0 | 0 | 0 | 0 | 0 | 0 | 0 | 0 | 0 | 0 | 0 | 0 | 0 | 0 | 0 | 0 | 0 | 0 | 0 | 0 |  | 0 | 0 | 0 | 0 | 0 | 0 | 0 | 0 |  |  |  |  | 0 | 0 | 0 | 0 | 0 | 0 | 1 | 0 |  | 1 | 1 | 1 | 1 | #VALUE! | #VALUE! | 0 | 0 | 0 | 0 | 0 | 0 | 0 | 0 | 0 | 0 | 0 | 0 | 0 | 0 | 0 | 0 | 0 | 0 | 0 | 0 | 0 | 0 | 0 | 0 | 0
Wednesday | 11 | 30 | 13 | 8005 | 0 | 0 | 0 | 0 | 0 | 0 | 0 | 0 | 0 | 0 | 0 | 0 | 0 | 0 | 0 | 0 | 0 | 0 | 0 | 0 | 0 |  | 0 | 0 | 0 | 0 | 0 | 0 | 0 | 0 |  |  |  |  | 0 | 0 | 0 | 0 | 0 | 0 | 1 | 0 |  | 1 | 1 | 1 | 1 | #VALUE! | #VALUE! | 0 | 0 | 0 | 0 | 0 | 0 | 0 | 0 | 0 | 0 | 0 | 0 | 0 | 0 | 0 | 0 | 0 | 0 | 0 | 0 | 0 | 0 | 0 | 0 | 0
Wednesday | 11 | 30 | 14 | 8006 | 0 | 0 | 0 | 0 | 0 | 0 | 0 | 0 | 0 | 0 | 0 | 0 | 0 | 0 | 0 | 0 | 0 | 0 | 0 | 0 | 0 |  | 0 | 0 | 0 | 0 | 0 | 0 | 0 | 0 |  |  |  |  | 0 | 0 | 0 | 0 | 0 | 0 | 1 | 0 |  | 1 | 1 | 1 | 1 | #VALUE! | #VALUE! | 0 | 0 | 0 | 0 | 0 | 0 | 0 | 0 | 0 | 0 | 0 | 0 | 0 | 0 | 0 | 0 | 0 | 0 | 0 | 0 | 0 | 0 | 0 | 0 | 0
Wednesday | 11 | 30 | 15 | 8007 | 0 | 0 | 0 | 0 | 0 | 0 | 0 | 0 | 0 | 0 | 0 | 0 | 0 | 0 | 0 | 0 | 0 | 0 | 0 | 0 | 0 |  | 0 | 0 | 0 | 0 | 0 | 0 | 0 | 0 |  |  |  |  | 0 | 0 | 0 | 0 | 0 | 0 | 1 | 0 |  | 1 | 1 | 1 | 1 | #VALUE! | #VALUE! | 0 | 0 | 0 | 0 | 0 | 0 | 0 | 0 | 0 | 0 | 0 | 0 | 0 | 0 | 0 | 0 | 0 | 0 | 0 | 0 | 0 | 0 | 0 | 0 | 0
Wednesday | 11 | 30 | 16 | 8008 | 0 | 0 | 0 | 0 | 0 | 0 | 0 | 0 | 0 | 0 | 0 | 0 | 0 | 0 | 0 | 0 | 0 | 0 | 0 | 0 | 0 |  | 0 | 0 | 0 | 0 | 0 | 0 | 0 | 0 |  |  |  |  | 0 | 0 | 0 | 0 | 0 | 0 | 1 | 0 |  | 1 | 1 | 1 | 1 | #VALUE! | #VALUE! | 0 | 0 | 0 | 0 | 0 | 0 | 0 | 0 | 0 | 0 | 0 | 0 | 0 | 0 | 0 | 0 | 0 | 0 | 0 | 0 | 0 | 0 | 0 | 0 | 0
Wednesday | 11 | 30 | 17 | 8009 | 0 | 0 | 0 | 0 | 0 | 0 | 0 | 0 | 0 | 0 | 0 | 0 | 0 | 0 | 0 | 0 | 0 | 0 | 0 | 0 | 0 |  | 0 | 0 | 0 | 0 | 0 | 0 | 0 | 0 |  |  |  |  | 0 | 0 | 0 | 0 | 0 | 0 | 1 | 0 |  | 1 | 1 | 1 | 1 | #VALUE! | #VALUE! | 0 | 0 | 0 | 0 | 0 | 0 | 0 | 0 | 0 | 0 | 0 | 0 | 0 | 0 | 0 | 0 | 0 | 0 | 0 | 0 | 0 | 0 | 0 | 0 | 0
Wednesday | 11 | 30 | 18 | 8010 | 0 | 0 | 0 | 0 | 0 | 0 | 0 | 0 | 0 | 0 | 0 | 0 | 0 | 0 | 0 | 0 | 0 | 0 | 0 | 0 | 0 |  | 0 | 0 | 0 | 0 | 0 | 0 | 0 | 0 |  |  |  |  | 0 | 0 | 0 | 0 | 0 | 0 | 1 | 0 |  | 1 | 1 | 1 | 1 | #VALUE! | #VALUE! | 0 | 0 | 0 | 0 | 0 | 0 | 0 | 0 | 0 | 0 | 0 | 0 | 0 | 0 | 0 | 0 | 0 | 0 | 0 | 0 | 0 | 0 | 0 | 0 | 0
Wednesday | 11 | 30 | 19 | 8011 | 0 | 0 | 0 | 0 | 0 | 0 | 0 | 0 | 0 | 0 | 0 | 0 | 0 | 0 | 0 | 0 | 0 | 0 | 0 | 0 | 0 |  | 0 | 0 | 0 | 0 | 0 | 0 | 0 | 0 |  |  |  |  | 0 | 0 | 0 | 0 | 0 | 0 | 1 | 0 |  | 1 | 1 | 1 | 1 | #VALUE! | #VALUE! | 0 | 0 | 0 | 0 | 0 | 0 | 0 | 0 | 0 | 0 | 0 | 0 | 0 | 0 | 0 | 0 | 0 | 0 | 0 | 0 | 0 | 0 | 0 | 0 | 0
Wednesday | 11 | 30 | 20 | 8012 | 0 | 0 | 0 | 0 | 0 | 0 | 0 | 0 | 0 | 0 | 0 | 0 | 0 | 0 | 0 | 0 | 0 | 0 | 0 | 0 | 0 |  | 0 | 0 | 0 | 0 | 0 | 0 | 0 | 0 |  |  |  |  | 0 | 0 | 0 | 0 | 0 | 0 | 1 | 0 |  | 1 | 1 | 1 | 1 | #VALUE! | #VALUE! | 0 | 0 | 0 | 0 | 0 | 0 | 0 | 0 | 0 | 0 | 0 | 0 | 0 | 0 | 0 | 0 | 0 | 0 | 0 | 0 | 0 | 0 | 0 | 0 | 0
Wednesday | 11 | 30 | 21 | 8013 | 0 | 0 | 0 | 0 | 0 | 0 | 0 | 0 | 0 | 0 | 0 | 0 | 0 | 0 | 0 | 0 | 0 | 0 | 0 | 0 | 0 |  | 0 | 0 | 0 | 0 | 0 | 0 | 0 | 0 |  |  |  |  | 0 | 0 | 0 | 0 | 0 | 0 | 1 | 0 |  | 1 | 1 | 1 | 1 | #VALUE! | #VALUE! | 0 | 0 | 0 | 0 | 0 | 0 | 0 | 0 | 0 | 0 | 0 | 0 | 0 | 0 | 0 | 0 | 0 | 0 | 0 | 0 | 0 | 0 | 0 | 0 | 0
Wednesday | 11 | 30 | 22 | 8014 | 0 | 0 | 0 | 0 | 0 | 0 | 0 | 0 | 0 | 0 | 0 | 0 | 0 | 0 | 0 | 0 | 0 | 0 | 0 | 0 | 0 |  | 0 | 0 | 0 | 0 | 0 | 0 | 0 | 0 |  |  |  |  | 0 | 0 | 0 | 0 | 0 | 0 | 1 | 0 |  | 1 | 1 | 1 | 1 | #VALUE! | #VALUE! | 0 | 0 | 0 | 0 | 0 | 0 | 0 | 0 | 0 | 0 | 0 | 0 | 0 | 0 | 0 | 0 | 0 | 0 | 0 | 0 | 0 | 0 | 0 | 0 | 0
Wednesday | 11 | 30 | 23 | 8015 | 0 | 0 | 0 | 0 | 0 | 0 | 0 | 0 | 0 | 0 | 0 | 0 | 0 | 0 | 0 | 0 | 0 | 0 | 0 | 0 | 0 |  | 0 | 0 | 0 | 0 | 0 | 0 | 0 | 0 |  |  |  |  | 0 | 0 | 0 | 0 | 0 | 0 | 0 | 1 |  | 1 | 1 | 1 | 1 | 1 | 1 | 0 | 0 | 0 | 0 | 0 | 0 | 0 | 0 | 0 | 0 | 0 | 0 | 0 | 0 | 0 | 0 | 0 | 0 | 0 | 0 | 0 | 0 | 0 | 0 | 0
Wednesday | 11 | 30 | 24 | 8016 | 0 | 0 | 0 | 0 | 0 | 0 | 0 | 0 | 0 | 0 | 0 | 0 | 0 | 0 | 0 | 0 | 0 | 0 | 0 | 0 | 0 |  | 0 | 0 | 0 | 0 | 0 | 0 | 0 | 0 |  |  |  |  | 0 | 0 | 0 | 0 | 0 | 0 | 0 | 1 |  | 1 | 1 | 1 | 1 | 1 | 1 | 0 | 0 | 0 | 0 | 0 | 0 | 0 | 0 | 0 | 0 | 0 | 0 | 0 | 0 | 0 | 0 | 0 | 0 | 0 | 0 | 0 | 0 | 0 | 0 | 0
Thursday | 12 | 1 | 1 | 8017 | 0 | 0 | 0 | 0 | 0 | 0 | 0 | 0 | 0 | 0 | 0 | 0 | 0 | 0 | 0 | 0 | 0 | 0 | 0 | 0 | 0 |  | 0 | 0 | 0 | 0 | 0 | 0 | 0 | 0 |  |  |  |  | 0 | 0 | 1 | 0 | 0 | 0 | 0 | 0 |  | 1 | 1 | 1 | 1 | 1 | 1 | 0 | 0 | 0 | 0 | 0 | 0 | 0 | 0 | 0 | 0 | 0 | 0 | 0 | 0 | 0 | 0 | 0 | 0 | 0 | 0 | 0 | 0 | 0 | 0 | 0
Thursday | 12 | 1 | 2 | 8018 | 0 | 0 | 0 | 0 | 0 | 0 | 0 | 0 | 0 | 0 | 0 | 0 | 0 | 0 | 0 | 0 | 0 | 0 | 0 | 0 | 0 |  | 0 | 0 | 0 | 0 | 0 | 0 | 0 | 0 |  |  |  |  | 0 | 0 | 1 | 0 | 0 | 0 | 0 | 0 |  | 1 | 1 | 1 | 1 | 1 | 1 | 0 | 0 | 0 | 0 | 0 | 0 | 0 | 0 | 0 | 0 | 0 | 0 | 0 | 0 | 0 | 0 | 0 | 0 | 0 | 0 | 0 | 0 | 0 | 0 | 0
Thursday | 12 | 1 | 3 | 8019 | 0 | 0 | 0 | 0 | 0 | 0 | 0 | 0 | 0 | 0 | 0 | 0 | 0 | 0 | 0 | 0 | 0 | 0 | 0 | 0 | 0 |  | 0 | 0 | 0 | 0 | 0 | 0 | 0 | 0 |  |  |  |  | 0 | 0 | 1 | 0 | 0 | 0 | 0 | 0 |  | 1 | 1 | 1 | 1 | 1 | 1 | 0 | 0 | 0 | 0 | 0 | 0 | 0 | 0 | 0 | 0 | 0 | 0 | 0 | 0 | 0 | 0 | 0 | 0 | 0 | 0 | 0 | 0 | 0 | 0 | 0
Thursday | 12 | 1 | 4 | 8020 | 0 | 0 | 0 | 0 | 0 | 0 | 0 | 0 | 0 | 0 | 0 | 0 | 0 | 0 | 0 | 0 | 0 | 0 | 0 | 0 | 0 |  | 0 | 0 | 0 | 0 | 0 | 0 | 0 | 0 |  |  |  |  | 0 | 0 | 1 | 0 | 0 | 0 | 0 | 0 |  | 1 | 1 | 1 | 1 | 1 | 1 | 0 | 0 | 0 | 0 | 0 | 0 | 0 | 0 | 0 | 0 | 0 | 0 | 0 | 0 | 0 | 0 | 0 | 0 | 0 | 0 | 0 | 0 | 0 | 0 | 0
Thursday | 12 | 1 | 5 | 8021 | 0 | 0 | 0 | 0 | 0 | 0 | 0 | 0 | 0 | 0 | 0 | 0 | 0 | 0 | 0 | 0 | 0 | 0 | 0 | 0 | 0 |  | 0 | 0 | 0 | 0 | 0 | 0 | 0 | 0 |  |  |  |  | 0 | 0 | 1 | 0 | 0 | 0 | 0 | 0 |  | 1 | 1 | 1 | 1 | 1 | 1 | 0 | 0 | 0 | 0 | 0 | 0 | 0 | 0 | 0 | 0 | 0 | 0 | 0 | 0 | 0 | 0 | 0 | 0 | 0 | 0 | 0 | 0 | 0 | 0 | 0
Thursday | 12 | 1 | 6 | 8022 | 0 | 0 | 0 | 0 | 0 | 0 | 0 | 0 | 0 | 0 | 0 | 0 | 0 | 0 | 0 | 0 | 0 | 0 | 0 | 0 | 0 |  | 0 | 0 | 0 | 0 | 0 | 0 | 0 | 0 |  |  |  |  | 0 | 0 | 1 | 0 | 0 | 0 | 0 | 0 |  | 1 | 1 | 1 | 1 | 1 | 1 | 0 | 0 | 0 | 0 | 0 | 0 | 0 | 0 | 0 | 0 | 0 | 0 | 0 | 0 | 0 | 0 | 0 | 0 | 0 | 0 | 0 | 0 | 0 | 0 | 0
Thursday | 12 | 1 | 7 | 8023 | 0 | 0 | 0 | 0 | 0 | 0 | 0 | 0 | 0 | 0 | 0 | 0 | 0 | 0 | 0 | 0 | 0 | 0 | 0 | 0 | 0 |  | 0 | 0 | 0 | 0 | 0 | 0 | 0 | 0 |  |  |  |  | 0 | 0 | 1 | 0 | 0 | 0 | 0 | 0 |  | 1 | 1 | 1 | 1 | 1 | 1 | 0 | 0 | 0 | 0 | 0 | 0 | 0 | 0 | 0 | 0 | 0 | 0 | 0 | 0 | 0 | 0 | 0 | 0 | 0 | 0 | 0 | 0 | 0 | 0 | 0
Thursday | 12 | 1 | 8 | 8024 | 0 | 0 | 0 | 0 | 0 | 0 | 0 | 0 | 0 | 0 | 0 | 0 | 0 | 0 | 0 | 0 | 0 | 0 | 0 | 0 | 0 |  | 0 | 0 | 0 | 0 | 0 | 0 | 0 | 0 |  |  |  |  | 0 | 1 | 0 | 0 | 0 | 0 | 0 | 0 |  | 1 | #VALUE! | 1 | 1 | 1 | #VALUE! | 0 | 0 | 0 | 0 | 0 | 0 | 0 | 0 | 0 | 0 | 0 | 0 | 0 | 0 | 0 | 0 | 0 | 0 | 0 | 0 | 0 | 0 | 0 | 0 | 0
Thursday | 12 | 1 | 9 | 8025 | 0 | 0 | 0 | 0 | 0 | 0 | 0 | 0 | 0 | 0 | 0 | 0 | 0 | 0 | 0 | 0 | 0 | 0 | 0 | 0 | 0 |  | 0 | 0 | 0 | 0 | 0 | 0 | 0 | 0 |  |  |  |  | 0 | 1 | 0 | 0 | 0 | 0 | 0 | 0 |  | 1 | #VALUE! | 1 | 1 | 1 | #VALUE! | 0 | 0 | 0 | 0 | 0 | 0 | 0 | 0 | 0 | 0 | 0 | 0 | 0 | 0 | 0 | 0 | 0 | 0 | 0 | 0 | 0 | 0 | 0 | 0 | 0
Thursday | 12 | 1 | 10 | 8026 | 0 | 0 | 0 | 0 | 0 | 0 | 0 | 0 | 0 | 0 | 0 | 0 | 0 | 0 | 0 | 0 | 0 | 0 | 0 | 0 | 0 |  | 0 | 0 | 0 | 0 | 0 | 0 | 0 | 0 |  |  |  |  | 0 | 1 | 0 | 0 | 0 | 0 | 0 | 0 |  | 1 | #VALUE! | 1 | 1 | 1 | #VALUE! | 0 | 0 | 0 | 0 | 0 | 0 | 0 | 0 | 0 | 0 | 0 | 0 | 0 | 0 | 0 | 0 | 0 | 0 | 0 | 0 | 0 | 0 | 0 | 0 | 0
Thursday | 12 | 1 | 11 | 8027 | 0 | 0 | 0 | 0 | 0 | 0 | 0 | 0 | 0 | 0 | 0 | 0 | 0 | 0 | 0 | 0 | 0 | 0 | 0 | 0 | 0 |  | 0 | 0 | 0 | 0 | 0 | 0 | 0 | 0 |  |  |  |  | 0 | 1 | 0 | 0 | 0 | 0 | 0 | 0 |  | 1 | #VALUE! | 1 | 1 | 1 | #VALUE! | 0 | 0 | 0 | 0 | 0 | 0 | 0 | 0 | 0 | 0 | 0 | 0 | 0 | 0 | 0 | 0 | 0 | 0 | 0 | 0 | 0 | 0 | 0 | 0 | 0
Thursday | 12 | 1 | 12 | 8028 | 0 | 0 | 0 | 0 | 0 | 0 | 0 | 0 | 0 | 0 | 0 | 0 | 0 | 0 | 0 | 0 | 0 | 0 | 0 | 0 | 0 |  | 0 | 0 | 0 | 0 | 0 | 0 | 0 | 0 |  |  |  |  | 0 | 1 | 0 | 0 | 0 | 0 | 0 | 0 |  | 1 | #VALUE! | 1 | 1 | 1 | #VALUE! | 0 | 0 | 0 | 0 | 0 | 0 | 0 | 0 | 0 | 0 | 0 | 0 | 0 | 0 | 0 | 0 | 0 | 0 | 0 | 0 | 0 | 0 | 0 | 0 | 0
Thursday | 12 | 1 | 13 | 8029 | 0 | 0 | 0 | 0 | 0 | 0 | 0 | 0 | 0 | 0 | 0 | 0 | 0 | 0 | 0 | 0 | 0 | 0 | 0 | 0 | 0 |  | 0 | 0 | 0 | 0 | 0 | 0 | 0 | 0 |  |  |  |  | 0 | 1 | 0 | 0 | 0 | 0 | 0 | 0 |  | 1 | #VALUE! | 1 | 1 | 1 | #VALUE! | 0 | 0 | 0 | 0 | 0 | 0 | 0 | 0 | 0 | 0 | 0 | 0 | 0 | 0 | 0 | 0 | 0 | 0 | 0 | 0 | 0 | 0 | 0 | 0 | 0
Thursday | 12 | 1 | 14 | 8030 | 0 | 0 | 0 | 0 | 0 | 0 | 0 | 0 | 0 | 0 | 0 | 0 | 0 | 0 | 0 | 0 | 0 | 0 | 0 | 0 | 0 |  | 0 | 0 | 0 | 0 | 0 | 0 | 0 | 0 |  |  |  |  | 0 | 1 | 0 | 0 | 0 | 0 | 0 | 0 |  | 1 | #VALUE! | 1 | 1 | 1 | #VALUE! | 0 | 0 | 0 | 0 | 0 | 0 | 0 | 0 | 0 | 0 | 0 | 0 | 0 | 0 | 0 | 0 | 0 | 0 | 0 | 0 | 0 | 0 | 0 | 0 | 0
Thursday | 12 | 1 | 15 | 8031 | 0 | 0 | 0 | 0 | 0 | 0 | 0 | 0 | 0 | 0 | 0 | 0 | 0 | 0 | 0 | 0 | 0 | 0 | 0 | 0 | 0 |  | 0 | 0 | 0 | 0 | 0 | 0 | 0 | 0 |  |  |  |  | 0 | 1 | 0 | 0 | 0 | 0 | 0 | 0 |  | 1 | #VALUE! | 1 | 1 | 1 | #VALUE! | 0 | 0 | 0 | 0 | 0 | 0 | 0 | 0 | 0 | 0 | 0 | 0 | 0 | 0 | 0 | 0 | 0 | 0 | 0 | 0 | 0 | 0 | 0 | 0 | 0
Thursday | 12 | 1 | 16 | 8032 | 0 | 0 | 0 | 0 | 0 | 0 | 0 | 0 | 0 | 0 | 0 | 0 | 0 | 0 | 0 | 0 | 0 | 0 | 0 | 0 | 0 |  | 0 | 0 | 0 | 0 | 0 | 0 | 0 | 0 |  |  |  |  | 0 | 1 | 0 | 0 | 0 | 0 | 0 | 0 |  | 1 | #VALUE! | 1 | 1 | 1 | #VALUE! | 0 | 0 | 0 | 0 | 0 | 0 | 0 | 0 | 0 | 0 | 0 | 0 | 0 | 0 | 0 | 0 | 0 | 0 | 0 | 0 | 0 | 0 | 0 | 0 | 0
Thursday | 12 | 1 | 17 | 8033 | 0 | 0 | 0 | 0 | 0 | 0 | 0 | 0 | 0 | 0 | 0 | 0 | 0 | 0 | 0 | 0 | 0 | 0 | 0 | 0 | 0 |  | 0 | 0 | 0 | 0 | 0 | 0 | 0 | 0 |  |  |  |  | 0 | 1 | 0 | 0 | 0 | 0 | 0 | 0 |  | 1 | #VALUE! | 1 | 1 | 1 | #VALUE! | 0 | 0 | 0 | 0 | 0 | 0 | 0 | 0 | 0 | 0 | 0 | 0 | 0 | 0 | 0 | 0 | 0 | 0 | 0 | 0 | 0 | 0 | 0 | 0 | 0
Thursday | 12 | 1 | 18 | 8034 | 0 | 0 | 0 | 0 | 0 | 0 | 0 | 0 | 0 | 0 | 0 | 0 | 0 | 0 | 0 | 0 | 0 | 0 | 0 | 0 | 0 |  | 0 | 0 | 0 | 0 | 0 | 0 | 0 | 0 |  |  |  |  | 0 | 1 | 0 | 0 | 0 | 0 | 0 | 0 |  | 1 | #VALUE! | 1 | 1 | 1 | #VALUE! | 0 | 0 | 0 | 0 | 0 | 0 | 0 | 0 | 0 | 0 | 0 | 0 | 0 | 0 | 0 | 0 | 0 | 0 | 0 | 0 | 0 | 0 | 0 | 0 | 0
Thursday | 12 | 1 | 19 | 8035 | 0 | 0 | 0 | 0 | 0 | 0 | 0 | 0 | 0 | 0 | 0 | 0 | 0 | 0 | 0 | 0 | 0 | 0 | 0 | 0 | 0 |  | 0 | 0 | 0 | 0 | 0 | 0 | 0 | 0 |  |  |  |  | 1 | 0 | 0 | 0 | 0 | 0 | 0 | 0 |  | #VALUE! | 1 | 1 | 1 | 1 | #VALUE! | 0 | 0 | 0 | 0 | 0 | 0 | 0 | 0 | 0 | 0 | 0 | 0 | 0 | 0 | 0 | 0 | 0 | 0 | 0 | 0 | 0 | 0 | 0 | 0 | 0
Thursday | 12 | 1 | 20 | 8036 | 0 | 0 | 0 | 0 | 0 | 0 | 0 | 0 | 0 | 0 | 0 | 0 | 0 | 0 | 0 | 0 | 0 | 0 | 0 | 0 | 0 |  | 0 | 0 | 0 | 0 | 0 | 0 | 0 | 0 |  |  |  |  | 1 | 0 | 0 | 0 | 0 | 0 | 0 | 0 |  | #VALUE! | 1 | 1 | 1 | 1 | #VALUE! | 0 | 0 | 0 | 0 | 0 | 0 | 0 | 0 | 0 | 0 | 0 | 0 | 0 | 0 | 0 | 0 | 0 | 0 | 0 | 0 | 0 | 0 | 0 | 0 | 0
Thursday | 12 | 1 | 21 | 8037 | 0 | 0 | 0 | 0 | 0 | 0 | 0 | 0 | 0 | 0 | 0 | 0 | 0 | 0 | 0 | 0 | 0 | 0 | 0 | 0 | 0 |  | 0 | 0 | 0 | 0 | 0 | 0 | 0 | 0 |  |  |  |  | 0 | 1 | 0 | 0 | 0 | 0 | 0 | 0 |  | 1 | #VALUE! | 1 | 1 | 1 | #VALUE! | 0 | 0 | 0 | 0 | 0 | 0 | 0 | 0 | 0 | 0 | 0 | 0 | 0 | 0 | 0 | 0 | 0 | 0 | 0 | 0 | 0 | 0 | 0 | 0 | 0
Thursday | 12 | 1 | 22 | 8038 | 0 | 0 | 0 | 0 | 0 | 0 | 0 | 0 | 0 | 0 | 0 | 0 | 0 | 0 | 0 | 0 | 0 | 0 | 0 | 0 | 0 |  | 0 | 0 | 0 | 0 | 0 | 0 | 0 | 0 |  |  |  |  | 0 | 1 | 0 | 0 | 0 | 0 | 0 | 0 |  | 1 | #VALUE! | 1 | 1 | 1 | #VALUE! | 0 | 0 | 0 | 0 | 0 | 0 | 0 | 0 | 0 | 0 | 0 | 0 | 0 | 0 | 0 | 0 | 0 | 0 | 0 | 0 | 0 | 0 | 0 | 0 | 0
Thursday | 12 | 1 | 23 | 8039 | 0 | 0 | 0 | 0 | 0 | 0 | 0 | 0 | 0 | 0 | 0 | 0 | 0 | 0 | 0 | 0 | 0 | 0 | 0 | 0 | 0 |  | 0 | 0 | 0 | 0 | 0 | 0 | 0 | 0 |  |  |  |  | 0 | 0 | 1 | 0 | 0 | 0 | 0 | 0 |  | 1 | 1 | 1 | 1 | 1 | 1 | 0 | 0 | 0 | 0 | 0 | 0 | 0 | 0 | 0 | 0 | 0 | 0 | 0 | 0 | 0 | 0 | 0 | 0 | 0 | 0 | 0 | 0 | 0 | 0 | 0
Thursday | 12 | 1 | 24 | 8040 | 0 | 0 | 0 | 0 | 0 | 0 | 0 | 0 | 0 | 0 | 0 | 0 | 0 | 0 | 0 | 0 | 0 | 0 | 0 | 0 | 0 |  | 0 | 0 | 0 | 0 | 0 | 0 | 0 | 0 |  |  |  |  | 0 | 0 | 1 | 0 | 0 | 0 | 0 | 0 |  | 1 | 1 | 1 | 1 | 1 | 1 | 0 | 0 | 0 | 0 | 0 | 0 | 0 | 0 | 0 | 0 | 0 | 0 | 0 | 0 | 0 | 0 | 0 | 0 | 0 | 0 | 0 | 0 | 0 | 0 | 0
Friday | 12 | 2 | 1 | 8041 | 0 | 0 | 0 | 0 | 0 | 0 | 0 | 0 | 0 | 0 | 0 | 0 | 0 | 0 | 0 | 0 | 0 | 0 | 0 | 0 | 0 |  | 0 | 0 | 0 | 0 | 0 | 0 | 0 | 0 |  |  |  |  | 0 | 0 | 1 | 0 | 0 | 0 | 0 | 0 |  | 1 | 1 | 1 | 1 | 1 | 1 | 0 | 0 | 0 | 0 | 0 | 0 | 0 | 0 | 0 | 0 | 0 | 0 | 0 | 0 | 0 | 0 | 0 | 0 | 0 | 0 | 0 | 0 | 0 | 0 | 0
Friday | 12 | 2 | 2 | 8042 | 0 | 0 | 0 | 0 | 0 | 0 | 0 | 0 | 0 | 0 | 0 | 0 | 0 | 0 | 0 | 0 | 0 | 0 | 0 | 0 | 0 |  | 0 | 0 | 0 | 0 | 0 | 0 | 0 | 0 |  |  |  |  | 0 | 0 | 1 | 0 | 0 | 0 | 0 | 0 |  | 1 | 1 | 1 | 1 | 1 | 1 | 0 | 0 | 0 | 0 | 0 | 0 | 0 | 0 | 0 | 0 | 0 | 0 | 0 | 0 | 0 | 0 | 0 | 0 | 0 | 0 | 0 | 0 | 0 | 0 | 0
Friday | 12 | 2 | 3 | 8043 | 0 | 0 | 0 | 0 | 0 | 0 | 0 | 0 | 0 | 0 | 0 | 0 | 0 | 0 | 0 | 0 | 0 | 0 | 0 | 0 | 0 |  | 0 | 0 | 0 | 0 | 0 | 0 | 0 | 0 |  |  |  |  | 0 | 0 | 1 | 0 | 0 | 0 | 0 | 0 |  | 1 | 1 | 1 | 1 | 1 | 1 | 0 | 0 | 0 | 0 | 0 | 0 | 0 | 0 | 0 | 0 | 0 | 0 | 0 | 0 | 0 | 0 | 0 | 0 | 0 | 0 | 0 | 0 | 0 | 0 | 0
Friday | 12 | 2 | 4 | 8044 | 0 | 0 | 0 | 0 | 0 | 0 | 0 | 0 | 0 | 0 | 0 | 0 | 0 | 0 | 0 | 0 | 0 | 0 | 0 | 0 | 0 |  | 0 | 0 | 0 | 0 | 0 | 0 | 0 | 0 |  |  |  |  | 0 | 0 | 1 | 0 | 0 | 0 | 0 | 0 |  | 1 | 1 | 1 | 1 | 1 | 1 | 0 | 0 | 0 | 0 | 0 | 0 | 0 | 0 | 0 | 0 | 0 | 0 | 0 | 0 | 0 | 0 | 0 | 0 | 0 | 0 | 0 | 0 | 0 | 0 | 0
Friday | 12 | 2 | 5 | 8045 | 0 | 0 | 0 | 0 | 0 | 0 | 0 | 0 | 0 | 0 | 0 | 0 | 0 | 0 | 0 | 0 | 0 | 0 | 0 | 0 | 0 |  | 0 | 0 | 0 | 0 | 0 | 0 | 0 | 0 |  |  |  |  | 0 | 0 | 1 | 0 | 0 | 0 | 0 | 0 |  | 1 | 1 | 1 | 1 | 1 | 1 | 0 | 0 | 0 | 0 | 0 | 0 | 0 | 0 | 0 | 0 | 0 | 0 | 0 | 0 | 0 | 0 | 0 | 0 | 0 | 0 | 0 | 0 | 0 | 0 | 0
Friday | 12 | 2 | 6 | 8046 | 0 | 0 | 0 | 0 | 0 | 0 | 0 | 0 | 0 | 0 | 0 | 0 | 0 | 0 | 0 | 0 | 0 | 0 | 0 | 0 | 0 |  | 0 | 0 | 0 | 0 | 0 | 0 | 0 | 0 |  |  |  |  | 0 | 0 | 1 | 0 | 0 | 0 | 0 | 0 |  | 1 | 1 | 1 | 1 | 1 | 1 | 0 | 0 | 0 | 0 | 0 | 0 | 0 | 0 | 0 | 0 | 0 | 0 | 0 | 0 | 0 | 0 | 0 | 0 | 0 | 0 | 0 | 0 | 0 | 0 | 0
Friday | 12 | 2 | 7 | 8047 | 0 | 0 | 0 | 0 | 0 | 0 | 0 | 0 | 0 | 0 | 0 | 0 | 0 | 0 | 0 | 0 | 0 | 0 | 0 | 0 | 0 |  | 0 | 0 | 0 | 0 | 0 | 0 | 0 | 0 |  |  |  |  | 0 | 0 | 1 | 0 | 0 | 0 | 0 | 0 |  | 1 | 1 | 1 | 1 | 1 | 1 | 0 | 0 | 0 | 0 | 0 | 0 | 0 | 0 | 0 | 0 | 0 | 0 | 0 | 0 | 0 | 0 | 0 | 0 | 0 | 0 | 0 | 0 | 0 | 0 | 0
Friday | 12 | 2 | 8 | 8048 | 0 | 0 | 0 | 0 | 0 | 0 | 0 | 0 | 0 | 0 | 0 | 0 | 0 | 0 | 0 | 0 | 0 | 0 | 0 | 0 | 0 |  | 0 | 0 | 0 | 0 | 0 | 0 | 0 | 0 |  |  |  |  | 0 | 1 | 0 | 0 | 0 | 0 | 0 | 0 |  | 1 | #VALUE! | 1 | 1 | 1 | #VALUE! | 0 | 0 | 0 | 0 | 0 | 0 | 0 | 0 | 0 | 0 | 0 | 0 | 0 | 0 | 0 | 0 | 0 | 0 | 0 | 0 | 0 | 0 | 0 | 0 | 0
Friday | 12 | 2 | 9 | 8049 | 0 | 0 | 0 | 0 | 0 | 0 | 0 | 0 | 0 | 0 | 0 | 0 | 0 | 0 | 0 | 0 | 0 | 0 | 0 | 0 | 0 |  | 0 | 0 | 0 | 0 | 0 | 0 | 0 | 0 |  |  |  |  | 0 | 1 | 0 | 0 | 0 | 0 | 0 | 0 |  | 1 | #VALUE! | 1 | 1 | 1 | #VALUE! | 0 | 0 | 0 | 0 | 0 | 0 | 0 | 0 | 0 | 0 | 0 | 0 | 0 | 0 | 0 | 0 | 0 | 0 | 0 | 0 | 0 | 0 | 0 | 0 | 0
Friday | 12 | 2 | 10 | 8050 | 0 | 0 | 0 | 0 | 0 | 0 | 0 | 0 | 0 | 0 | 0 | 0 | 0 | 0 | 0 | 0 | 0 | 0 | 0 | 0 | 0 |  | 0 | 0 | 0 | 0 | 0 | 0 | 0 | 0 |  |  |  |  | 0 | 1 | 0 | 0 | 0 | 0 | 0 | 0 |  | 1 | #VALUE! | 1 | 1 | 1 | #VALUE! | 0 | 0 | 0 | 0 | 0 | 0 | 0 | 0 | 0 | 0 | 0 | 0 | 0 | 0 | 0 | 0 | 0 | 0 | 0 | 0 | 0 | 0 | 0 | 0 | 0
Friday | 12 | 2 | 11 | 8051 | 0 | 0 | 0 | 0 | 0 | 0 | 0 | 0 | 0 | 0 | 0 | 0 | 0 | 0 | 0 | 0 | 0 | 0 | 0 | 0 | 0 |  | 0 | 0 | 0 | 0 | 0 | 0 | 0 | 0 |  |  |  |  | 0 | 1 | 0 | 0 | 0 | 0 | 0 | 0 |  | 1 | #VALUE! | 1 | 1 | 1 | #VALUE! | 0 | 0 | 0 | 0 | 0 | 0 | 0 | 0 | 0 | 0 | 0 | 0 | 0 | 0 | 0 | 0 | 0 | 0 | 0 | 0 | 0 | 0 | 0 | 0 | 0
Friday | 12 | 2 | 12 | 8052 | 0 | 0 | 0 | 0 | 0 | 0 | 0 | 0 | 0 | 0 | 0 | 0 | 0 | 0 | 0 | 0 | 0 | 0 | 0 | 0 | 0 |  | 0 | 0 | 0 | 0 | 0 | 0 | 0 | 0 |  |  |  |  | 0 | 1 | 0 | 0 | 0 | 0 | 0 | 0 |  | 1 | #VALUE! | 1 | 1 | 1 | #VALUE! | 0 | 0 | 0 | 0 | 0 | 0 | 0 | 0 | 0 | 0 | 0 | 0 | 0 | 0 | 0 | 0 | 0 | 0 | 0 | 0 | 0 | 0 | 0 | 0 | 0
Friday | 12 | 2 | 13 | 8053 | 0 | 0 | 0 | 0 | 0 | 0 | 0 | 0 | 0 | 0 | 0 | 0 | 0 | 0 | 0 | 0 | 0 | 0 | 0 | 0 | 0 |  | 0 | 0 | 0 | 0 | 0 | 0 | 0 | 0 |  |  |  |  | 0 | 1 | 0 | 0 | 0 | 0 | 0 | 0 |  | 1 | #VALUE! | 1 | 1 | 1 | #VALUE! | 0 | 0 | 0 | 0 | 0 | 0 | 0 | 0 | 0 | 0 | 0 | 0 | 0 | 0 | 0 | 0 | 0 | 0 | 0 | 0 | 0 | 0 | 0 | 0 | 0
Friday | 12 | 2 | 14 | 8054 | 0 | 0 | 0 | 0 | 0 | 0 | 0 | 0 | 0 | 0 | 0 | 0 | 0 | 0 | 0 | 0 | 0 | 0 | 0 | 0 | 0 |  | 0 | 0 | 0 | 0 | 0 | 0 | 0 | 0 |  |  |  |  | 0 | 1 | 0 | 0 | 0 | 0 | 0 | 0 |  | 1 | #VALUE! | 1 | 1 | 1 | #VALUE! | 0 | 0 | 0 | 0 | 0 | 0 | 0 | 0 | 0 | 0 | 0 | 0 | 0 | 0 | 0 | 0 | 0 | 0 | 0 | 0 | 0 | 0 | 0 | 0 | 0
Friday | 12 | 2 | 15 | 8055 | 0 | 0 | 0 | 0 | 0 | 0 | 0 | 0 | 0 | 0 | 0 | 0 | 0 | 0 | 0 | 0 | 0 | 0 | 0 | 0 | 0 |  | 0 | 0 | 0 | 0 | 0 | 0 | 0 | 0 |  |  |  |  | 0 | 1 | 0 | 0 | 0 | 0 | 0 | 0 |  | 1 | #VALUE! | 1 | 1 | 1 | #VALUE! | 0 | 0 | 0 | 0 | 0 | 0 | 0 | 0 | 0 | 0 | 0 | 0 | 0 | 0 | 0 | 0 | 0 | 0 | 0 | 0 | 0 | 0 | 0 | 0 | 0
Friday | 12 | 2 | 16 | 8056 | 0 | 0 | 0 | 0 | 0 | 0 | 0 | 0 | 0 | 0 | 0 | 0 | 0 | 0 | 0 | 0 | 0 | 0 | 0 | 0 | 0 |  | 0 | 0 | 0 | 0 | 0 | 0 | 0 | 0 |  |  |  |  | 0 | 1 | 0 | 0 | 0 | 0 | 0 | 0 |  | 1 | #VALUE! | 1 | 1 | 1 | #VALUE! | 0 | 0 | 0 | 0 | 0 | 0 | 0 | 0 | 0 | 0 | 0 | 0 | 0 | 0 | 0 | 0 | 0 | 0 | 0 | 0 | 0 | 0 | 0 | 0 | 0
Friday | 12 | 2 | 17 | 8057 | 0 | 0 | 0 | 0 | 0 | 0 | 0 | 0 | 0 | 0 | 0 | 0 | 0 | 0 | 0 | 0 | 0 | 0 | 0 | 0 | 0 |  | 0 | 0 | 0 | 0 | 0 | 0 | 0 | 0 |  |  |  |  | 0 | 1 | 0 | 0 | 0 | 0 | 0 | 0 |  | 1 | #VALUE! | 1 | 1 | 1 | #VALUE! | 0 | 0 | 0 | 0 | 0 | 0 | 0 | 0 | 0 | 0 | 0 | 0 | 0 | 0 | 0 | 0 | 0 | 0 | 0 | 0 | 0 | 0 | 0 | 0 | 0
Friday | 12 | 2 | 18 | 8058 | 0 | 0 | 0 | 0 | 0 | 0 | 0 | 0 | 0 | 0 | 0 | 0 | 0 | 0 | 0 | 0 | 0 | 0 | 0 | 0 | 0 |  | 0 | 0 | 0 | 0 | 0 | 0 | 0 | 0 |  |  |  |  | 0 | 1 | 0 | 0 | 0 | 0 | 0 | 0 |  | 1 | #VALUE! | 1 | 1 | 1 | #VALUE! | 0 | 0 | 0 | 0 | 0 | 0 | 0 | 0 | 0 | 0 | 0 | 0 | 0 | 0 | 0 | 0 | 0 | 0 | 0 | 0 | 0 | 0 | 0 | 0 | 0
Friday | 12 | 2 | 19 | 8059 | 0 | 0 | 0 | 0 | 0 | 0 | 0 | 0 | 0 | 0 | 0 | 0 | 0 | 0 | 0 | 0 | 0 | 0 | 0 | 0 | 0 |  | 0 | 0 | 0 | 0 | 0 | 0 | 0 | 0 |  |  |  |  | 1 | 0 | 0 | 0 | 0 | 0 | 0 | 0 |  | #VALUE! | 1 | 1 | 1 | 1 | #VALUE! | 0 | 0 | 0 | 0 | 0 | 0 | 0 | 0 | 0 | 0 | 0 | 0 | 0 | 0 | 0 | 0 | 0 | 0 | 0 | 0 | 0 | 0 | 0 | 0 | 0
Friday | 12 | 2 | 20 | 8060 | 0 | 0 | 0 | 0 | 0 | 0 | 0 | 0 | 0 | 0 | 0 | 0 | 0 | 0 | 0 | 0 | 0 | 0 | 0 | 0 | 0 |  | 0 | 0 | 0 | 0 | 0 | 0 | 0 | 0 |  |  |  |  | 1 | 0 | 0 | 0 | 0 | 0 | 0 | 0 |  | #VALUE! | 1 | 1 | 1 | 1 | #VALUE! | 0 | 0 | 0 | 0 | 0 | 0 | 0 | 0 | 0 | 0 | 0 | 0 | 0 | 0 | 0 | 0 | 0 | 0 | 0 | 0 | 0 | 0 | 0 | 0 | 0
Friday | 12 | 2 | 21 | 8061 | 0 | 0 | 0 | 0 | 0 | 0 | 0 | 0 | 0 | 0 | 0 | 0 | 0 | 0 | 0 | 0 | 0 | 0 | 0 | 0 | 0 |  | 0 | 0 | 0 | 0 | 0 | 0 | 0 | 0 |  |  |  |  | 0 | 1 | 0 | 0 | 0 | 0 | 0 | 0 |  | 1 | #VALUE! | 1 | 1 | 1 | #VALUE! | 0 | 0 | 0 | 0 | 0 | 0 | 0 | 0 | 0 | 0 | 0 | 0 | 0 | 0 | 0 | 0 | 0 | 0 | 0 | 0 | 0 | 0 | 0 | 0 | 0
Friday | 12 | 2 | 22 | 8062 | 0 | 0 | 0 | 0 | 0 | 0 | 0 | 0 | 0 | 0 | 0 | 0 | 0 | 0 | 0 | 0 | 0 | 0 | 0 | 0 | 0 |  | 0 | 0 | 0 | 0 | 0 | 0 | 0 | 0 |  |  |  |  | 0 | 1 | 0 | 0 | 0 | 0 | 0 | 0 |  | 1 | #VALUE! | 1 | 1 | 1 | #VALUE! | 0 | 0 | 0 | 0 | 0 | 0 | 0 | 0 | 0 | 0 | 0 | 0 | 0 | 0 | 0 | 0 | 0 | 0 | 0 | 0 | 0 | 0 | 0 | 0 | 0
Friday | 12 | 2 | 23 | 8063 | 0 | 0 | 0 | 0 | 0 | 0 | 0 | 0 | 0 | 0 | 0 | 0 | 0 | 0 | 0 | 0 | 0 | 0 | 0 | 0 | 0 |  | 0 | 0 | 0 | 0 | 0 | 0 | 0 | 0 |  |  |  |  | 0 | 0 | 1 | 0 | 0 | 0 | 0 | 0 |  | 1 | 1 | 1 | 1 | 1 | 1 | 0 | 0 | 0 | 0 | 0 | 0 | 0 | 0 | 0 | 0 | 0 | 0 | 0 | 0 | 0 | 0 | 0 | 0 | 0 | 0 | 0 | 0 | 0 | 0 | 0
Friday | 12 | 2 | 24 | 8064 | 0 | 0 | 0 | 0 | 0 | 0 | 0 | 0 | 0 | 0 | 0 | 0 | 0 | 0 | 0 | 0 | 0 | 0 | 0 | 0 | 0 |  | 0 | 0 | 0 | 0 | 0 | 0 | 0 | 0 |  |  |  |  | 0 | 0 | 1 | 0 | 0 | 0 | 0 | 0 |  | 1 | 1 | 1 | 1 | 1 | 1 | 0 | 0 | 0 | 0 | 0 | 0 | 0 | 0 | 0 | 0 | 0 | 0 | 0 | 0 | 0 | 0 | 0 | 0 | 0 | 0 | 0 | 0 | 0 | 0 | 0
Saturday | 12 | 3 | 1 | 8065 | 0 | 0 | 0 | 0 | 0 | 0 | 0 | 0 | 0 | 0 | 0 | 0 | 0 | 0 | 0 | 0 | 0 | 0 | 0 | 0 | 0 |  | 0 | 0 | 0 | 0 | 0 | 0 | 0 | 0 |  |  |  |  | 0 | 0 | 1 | 0 | 0 | 0 | 0 | 0 |  | 1 | 1 | 1 | 1 | 1 | 1 | 0 | 0 | 0 | 0 | 0 | 0 | 0 | 0 | 0 | 0 | 0 | 0 | 0 | 0 | 0 | 0 | 0 | 0 | 0 | 0 | 0 | 0 | 0 | 0 | 0
Saturday | 12 | 3 | 2 | 8066 | 0 | 0 | 0 | 0 | 0 | 0 | 0 | 0 | 0 | 0 | 0 | 0 | 0 | 0 | 0 | 0 | 0 | 0 | 0 | 0 | 0 |  | 0 | 0 | 0 | 0 | 0 | 0 | 0 | 0 |  |  |  |  | 0 | 0 | 1 | 0 | 0 | 0 | 0 | 0 |  | 1 | 1 | 1 | 1 | 1 | 1 | 0 | 0 | 0 | 0 | 0 | 0 | 0 | 0 | 0 | 0 | 0 | 0 | 0 | 0 | 0 | 0 | 0 | 0 | 0 | 0 | 0 | 0 | 0 | 0 | 0
Saturday | 12 | 3 | 3 | 8067 | 0 | 0 | 0 | 0 | 0 | 0 | 0 | 0 | 0 | 0 | 0 | 0 | 0 | 0 | 0 | 0 | 0 | 0 | 0 | 0 | 0 |  | 0 | 0 | 0 | 0 | 0 | 0 | 0 | 0 |  |  |  |  | 0 | 0 | 1 | 0 | 0 | 0 | 0 | 0 |  | 1 | 1 | 1 | 1 | 1 | 1 | 0 | 0 | 0 | 0 | 0 | 0 | 0 | 0 | 0 | 0 | 0 | 0 | 0 | 0 | 0 | 0 | 0 | 0 | 0 | 0 | 0 | 0 | 0 | 0 | 0
Saturday | 12 | 3 | 4 | 8068 | 0 | 0 | 0 | 0 | 0 | 0 | 0 | 0 | 0 | 0 | 0 | 0 | 0 | 0 | 0 | 0 | 0 | 0 | 0 | 0 | 0 |  | 0 | 0 | 0 | 0 | 0 | 0 | 0 | 0 |  |  |  |  | 0 | 0 | 1 | 0 | 0 | 0 | 0 | 0 |  | 1 | 1 | 1 | 1 | 1 | 1 | 0 | 0 | 0 | 0 | 0 | 0 | 0 | 0 | 0 | 0 | 0 | 0 | 0 | 0 | 0 | 0 | 0 | 0 | 0 | 0 | 0 | 0 | 0 | 0 | 0
Saturday | 12 | 3 | 5 | 8069 | 0 | 0 | 0 | 0 | 0 | 0 | 0 | 0 | 0 | 0 | 0 | 0 | 0 | 0 | 0 | 0 | 0 | 0 | 0 | 0 | 0 |  | 0 | 0 | 0 | 0 | 0 | 0 | 0 | 0 |  |  |  |  | 0 | 0 | 1 | 0 | 0 | 0 | 0 | 0 |  | 1 | 1 | 1 | 1 | 1 | 1 | 0 | 0 | 0 | 0 | 0 | 0 | 0 | 0 | 0 | 0 | 0 | 0 | 0 | 0 | 0 | 0 | 0 | 0 | 0 | 0 | 0 | 0 | 0 | 0 | 0
Saturday | 12 | 3 | 6 | 8070 | 0 | 0 | 0 | 0 | 0 | 0 | 0 | 0 | 0 | 0 | 0 | 0 | 0 | 0 | 0 | 0 | 0 | 0 | 0 | 0 | 0 |  | 0 | 0 | 0 | 0 | 0 | 0 | 0 | 0 |  |  |  |  | 0 | 0 | 1 | 0 | 0 | 0 | 0 | 0 |  | 1 | 1 | 1 | 1 | 1 | 1 | 0 | 0 | 0 | 0 | 0 | 0 | 0 | 0 | 0 | 0 | 0 | 0 | 0 | 0 | 0 | 0 | 0 | 0 | 0 | 0 | 0 | 0 | 0 | 0 | 0
Saturday | 12 | 3 | 7 | 8071 | 0 | 0 | 0 | 0 | 0 | 0 | 0 | 0 | 0 | 0 | 0 | 0 | 0 | 0 | 0 | 0 | 0 | 0 | 0 | 0 | 0 |  | 0 | 0 | 0 | 0 | 0 | 0 | 0 | 0 |  |  |  |  | 0 | 0 | 1 | 0 | 0 | 0 | 0 | 0 |  | 1 | 1 | 1 | 1 | 1 | 1 | 0 | 0 | 0 | 0 | 0 | 0 | 0 | 0 | 0 | 0 | 0 | 0 | 0 | 0 | 0 | 0 | 0 | 0 | 0 | 0 | 0 | 0 | 0 | 0 | 0
Saturday | 12 | 3 | 8 | 8072 | 0 | 0 | 0 | 0 | 0 | 0 | 0 | 0 | 0 | 0 | 0 | 0 | 0 | 0 | 0 | 0 | 0 | 0 | 0 | 0 | 0 |  | 0 | 0 | 0 | 0 | 0 | 0 | 0 | 0 |  |  |  |  | 0 | 0 | 1 | 0 | 0 | 0 | 0 | 0 |  | 1 | 1 | 1 | 1 | 1 | 1 | 0 | 0 | 0 | 0 | 0 | 0 | 0 | 0 | 0 | 0 | 0 | 0 | 0 | 0 | 0 | 0 | 0 | 0 | 0 | 0 | 0 | 0 | 0 | 0 | 0
Saturday | 12 | 3 | 9 | 8073 | 0 | 0 | 0 | 0 | 0 | 0 | 0 | 0 | 0 | 0 | 0 | 0 | 0 | 0 | 0 | 0 | 0 | 0 | 0 | 0 | 0 |  | 0 | 0 | 0 | 0 | 0 | 0 | 0 | 0 |  |  |  |  | 0 | 0 | 1 | 0 | 0 | 0 | 0 | 0 |  | 1 | 1 | 1 | 1 | 1 | 1 | 0 | 0 | 0 | 0 | 0 | 0 | 0 | 0 | 0 | 0 | 0 | 0 | 0 | 0 | 0 | 0 | 0 | 0 | 0 | 0 | 0 | 0 | 0 | 0 | 0
Saturday | 12 | 3 | 10 | 8074 | 0 | 0 | 0 | 0 | 0 | 0 | 0 | 0 | 0 | 0 | 0 | 0 | 0 | 0 | 0 | 0 | 0 | 0 | 0 | 0 | 0 |  | 0 | 0 | 0 | 0 | 0 | 0 | 0 | 0 |  |  |  |  | 0 | 0 | 1 | 0 | 0 | 0 | 0 | 0 |  | 1 | 1 | 1 | 1 | 1 | 1 | 0 | 0 | 0 | 0 | 0 | 0 | 0 | 0 | 0 | 0 | 0 | 0 | 0 | 0 | 0 | 0 | 0 | 0 | 0 | 0 | 0 | 0 | 0 | 0 | 0
Saturday | 12 | 3 | 11 | 8075 | 0 | 0 | 0 | 0 | 0 | 0 | 0 | 0 | 0 | 0 | 0 | 0 | 0 | 0 | 0 | 0 | 0 | 0 | 0 | 0 | 0 |  | 0 | 0 | 0 | 0 | 0 | 0 | 0 | 0 |  |  |  |  | 0 | 0 | 1 | 0 | 0 | 0 | 0 | 0 |  | 1 | 1 | 1 | 1 | 1 | 1 | 0 | 0 | 0 | 0 | 0 | 0 | 0 | 0 | 0 | 0 | 0 | 0 | 0 | 0 | 0 | 0 | 0 | 0 | 0 | 0 | 0 | 0 | 0 | 0 | 0
Saturday | 12 | 3 | 12 | 8076 | 0 | 0 | 0 | 0 | 0 | 0 | 0 | 0 | 0 | 0 | 0 | 0 | 0 | 0 | 0 | 0 | 0 | 0 | 0 | 0 | 0 |  | 0 | 0 | 0 | 0 | 0 | 0 | 0 | 0 |  |  |  |  | 0 | 0 | 1 | 0 | 0 | 0 | 0 | 0 |  | 1 | 1 | 1 | 1 | 1 | 1 | 0 | 0 | 0 | 0 | 0 | 0 | 0 | 0 | 0 | 0 | 0 | 0 | 0 | 0 | 0 | 0 | 0 | 0 | 0 | 0 | 0 | 0 | 0 | 0 | 0
Saturday | 12 | 3 | 13 | 8077 | 0 | 0 | 0 | 0 | 0 | 0 | 0 | 0 | 0 | 0 | 0 | 0 | 0 | 0 | 0 | 0 | 0 | 0 | 0 | 0 | 0 |  | 0 | 0 | 0 | 0 | 0 | 0 | 0 | 0 |  |  |  |  | 0 | 0 | 1 | 0 | 0 | 0 | 0 | 0 |  | 1 | 1 | 1 | 1 | 1 | 1 | 0 | 0 | 0 | 0 | 0 | 0 | 0 | 0 | 0 | 0 | 0 | 0 | 0 | 0 | 0 | 0 | 0 | 0 | 0 | 0 | 0 | 0 | 0 | 0 | 0
Saturday | 12 | 3 | 14 | 8078 | 0 | 0 | 0 | 0 | 0 | 0 | 0 | 0 | 0 | 0 | 0 | 0 | 0 | 0 | 0 | 0 | 0 | 0 | 0 | 0 | 0 |  | 0 | 0 | 0 | 0 | 0 | 0 | 0 | 0 |  |  |  |  | 0 | 0 | 1 | 0 | 0 | 0 | 0 | 0 |  | 1 | 1 | 1 | 1 | 1 | 1 | 0 | 0 | 0 | 0 | 0 | 0 | 0 | 0 | 0 | 0 | 0 | 0 | 0 | 0 | 0 | 0 | 0 | 0 | 0 | 0 | 0 | 0 | 0 | 0 | 0
Saturday | 12 | 3 | 15 | 8079 | 0 | 0 | 0 | 0 | 0 | 0 | 0 | 0 | 0 | 0 | 0 | 0 | 0 | 0 | 0 | 0 | 0 | 0 | 0 | 0 | 0 |  | 0 | 0 | 0 | 0 | 0 | 0 | 0 | 0 |  |  |  |  | 0 | 0 | 1 | 0 | 0 | 0 | 0 | 0 |  | 1 | 1 | 1 | 1 | 1 | 1 | 0 | 0 | 0 | 0 | 0 | 0 | 0 | 0 | 0 | 0 | 0 | 0 | 0 | 0 | 0 | 0 | 0 | 0 | 0 | 0 | 0 | 0 | 0 | 0 | 0
Saturday | 12 | 3 | 16 | 8080 | 0 | 0 | 0 | 0 | 0 | 0 | 0 | 0 | 0 | 0 | 0 | 0 | 0 | 0 | 0 | 0 | 0 | 0 | 0 | 0 | 0 |  | 0 | 0 | 0 | 0 | 0 | 0 | 0 | 0 |  |  |  |  | 0 | 0 | 1 | 0 | 0 | 0 | 0 | 0 |  | 1 | 1 | 1 | 1 | 1 | 1 | 0 | 0 | 0 | 0 | 0 | 0 | 0 | 0 | 0 | 0 | 0 | 0 | 0 | 0 | 0 | 0 | 0 | 0 | 0 | 0 | 0 | 0 | 0 | 0 | 0
Saturday | 12 | 3 | 17 | 8081 | 0 | 0 | 0 | 0 | 0 | 0 | 0 | 0 | 0 | 0 | 0 | 0 | 0 | 0 | 0 | 0 | 0 | 0 | 0 | 0 | 0 |  | 0 | 0 | 0 | 0 | 0 | 0 | 0 | 0 |  |  |  |  | 0 | 0 | 1 | 0 | 0 | 0 | 0 | 0 |  | 1 | 1 | 1 | 1 | 1 | 1 | 0 | 0 | 0 | 0 | 0 | 0 | 0 | 0 | 0 | 0 | 0 | 0 | 0 | 0 | 0 | 0 | 0 | 0 | 0 | 0 | 0 | 0 | 0 | 0 | 0
Saturday | 12 | 3 | 18 | 8082 | 0 | 0 | 0 | 0 | 0 | 0 | 0 | 0 | 0 | 0 | 0 | 0 | 0 | 0 | 0 | 0 | 0 | 0 | 0 | 0 | 0 |  | 0 | 0 | 0 | 0 | 0 | 0 | 0 | 0 |  |  |  |  | 0 | 0 | 1 | 0 | 0 | 0 | 0 | 0 |  | 1 | 1 | 1 | 1 | 1 | 1 | 0 | 0 | 0 | 0 | 0 | 0 | 0 | 0 | 0 | 0 | 0 | 0 | 0 | 0 | 0 | 0 | 0 | 0 | 0 | 0 | 0 | 0 | 0 | 0 | 0
Saturday | 12 | 3 | 19 | 8083 | 0 | 0 | 0 | 0 | 0 | 0 | 0 | 0 | 0 | 0 | 0 | 0 | 0 | 0 | 0 | 0 | 0 | 0 | 0 | 0 | 0 |  | 0 | 0 | 0 | 0 | 0 | 0 | 0 | 0 |  |  |  |  | 0 | 0 | 1 | 0 | 0 | 0 | 0 | 0 |  | 1 | 1 | 1 | 1 | 1 | 1 | 0 | 0 | 0 | 0 | 0 | 0 | 0 | 0 | 0 | 0 | 0 | 0 | 0 | 0 | 0 | 0 | 0 | 0 | 0 | 0 | 0 | 0 | 0 | 0 | 0
Saturday | 12 | 3 | 20 | 8084 | 0 | 0 | 0 | 0 | 0 | 0 | 0 | 0 | 0 | 0 | 0 | 0 | 0 | 0 | 0 | 0 | 0 | 0 | 0 | 0 | 0 |  | 0 | 0 | 0 | 0 | 0 | 0 | 0 | 0 |  |  |  |  | 0 | 0 | 1 | 0 | 0 | 0 | 0 | 0 |  | 1 | 1 | 1 | 1 | 1 | 1 | 0 | 0 | 0 | 0 | 0 | 0 | 0 | 0 | 0 | 0 | 0 | 0 | 0 | 0 | 0 | 0 | 0 | 0 | 0 | 0 | 0 | 0 | 0 | 0 | 0
Saturday | 12 | 3 | 21 | 8085 | 0 | 0 | 0 | 0 | 0 | 0 | 0 | 0 | 0 | 0 | 0 | 0 | 0 | 0 | 0 | 0 | 0 | 0 | 0 | 0 | 0 |  | 0 | 0 | 0 | 0 | 0 | 0 | 0 | 0 |  |  |  |  | 0 | 0 | 1 | 0 | 0 | 0 | 0 | 0 |  | 1 | 1 | 1 | 1 | 1 | 1 | 0 | 0 | 0 | 0 | 0 | 0 | 0 | 0 | 0 | 0 | 0 | 0 | 0 | 0 | 0 | 0 | 0 | 0 | 0 | 0 | 0 | 0 | 0 | 0 | 0
Saturday | 12 | 3 | 22 | 8086 | 0 | 0 | 0 | 0 | 0 | 0 | 0 | 0 | 0 | 0 | 0 | 0 | 0 | 0 | 0 | 0 | 0 | 0 | 0 | 0 | 0 |  | 0 | 0 | 0 | 0 | 0 | 0 | 0 | 0 |  |  |  |  | 0 | 0 | 1 | 0 | 0 | 0 | 0 | 0 |  | 1 | 1 | 1 | 1 | 1 | 1 | 0 | 0 | 0 | 0 | 0 | 0 | 0 | 0 | 0 | 0 | 0 | 0 | 0 | 0 | 0 | 0 | 0 | 0 | 0 | 0 | 0 | 0 | 0 | 0 | 0
Saturday | 12 | 3 | 23 | 8087 | 0 | 0 | 0 | 0 | 0 | 0 | 0 | 0 | 0 | 0 | 0 | 0 | 0 | 0 | 0 | 0 | 0 | 0 | 0 | 0 | 0 |  | 0 | 0 | 0 | 0 | 0 | 0 | 0 | 0 |  |  |  |  | 0 | 0 | 1 | 0 | 0 | 0 | 0 | 0 |  | 1 | 1 | 1 | 1 | 1 | 1 | 0 | 0 | 0 | 0 | 0 | 0 | 0 | 0 | 0 | 0 | 0 | 0 | 0 | 0 | 0 | 0 | 0 | 0 | 0 | 0 | 0 | 0 | 0 | 0 | 0
Saturday | 12 | 3 | 24 | 8088 | 0 | 0 | 0 | 0 | 0 | 0 | 0 | 0 | 0 | 0 | 0 | 0 | 0 | 0 | 0 | 0 | 0 | 0 | 0 | 0 | 0 |  | 0 | 0 | 0 | 0 | 0 | 0 | 0 | 0 |  |  |  |  | 0 | 0 | 1 | 0 | 0 | 0 | 0 | 0 |  | 1 | 1 | 1 | 1 | 1 | 1 | 0 | 0 | 0 | 0 | 0 | 0 | 0 | 0 | 0 | 0 | 0 | 0 | 0 | 0 | 0 | 0 | 0 | 0 | 0 | 0 | 0 | 0 | 0 | 0 | 0
Sunday | 12 | 4 | 1 | 8089 | 0 | 0 | 0 | 0 | 0 | 0 | 0 | 0 | 0 | 0 | 0 | 0 | 0 | 0 | 0 | 0 | 0 | 0 | 0 | 0 | 0 |  | 0 | 0 | 0 | 0 | 0 | 0 | 0 | 0 |  |  |  |  | 0 | 0 | 1 | 0 | 0 | 0 | 0 | 0 |  | 1 | 1 | 1 | 1 | 1 | 1 | 0 | 0 | 0 | 0 | 0 | 0 | 0 | 0 | 0 | 0 | 0 | 0 | 0 | 0 | 0 | 0 | 0 | 0 | 0 | 0 | 0 | 0 | 0 | 0 | 0
Sunday | 12 | 4 | 2 | 8090 | 0 | 0 | 0 | 0 | 0 | 0 | 0 | 0 | 0 | 0 | 0 | 0 | 0 | 0 | 0 | 0 | 0 | 0 | 0 | 0 | 0 |  | 0 | 0 | 0 | 0 | 0 | 0 | 0 | 0 |  |  |  |  | 0 | 0 | 1 | 0 | 0 | 0 | 0 | 0 |  | 1 | 1 | 1 | 1 | 1 | 1 | 0 | 0 | 0 | 0 | 0 | 0 | 0 | 0 | 0 | 0 | 0 | 0 | 0 | 0 | 0 | 0 | 0 | 0 | 0 | 0 | 0 | 0 | 0 | 0 | 0
Sunday | 12 | 4 | 3 | 8091 | 0 | 0 | 0 | 0 | 0 | 0 | 0 | 0 | 0 | 0 | 0 | 0 | 0 | 0 | 0 | 0 | 0 | 0 | 0 | 0 | 0 |  | 0 | 0 | 0 | 0 | 0 | 0 | 0 | 0 |  |  |  |  | 0 | 0 | 1 | 0 | 0 | 0 | 0 | 0 |  | 1 | 1 | 1 | 1 | 1 | 1 | 0 | 0 | 0 | 0 | 0 | 0 | 0 | 0 | 0 | 0 | 0 | 0 | 0 | 0 | 0 | 0 | 0 | 0 | 0 | 0 | 0 | 0 | 0 | 0 | 0
Sunday | 12 | 4 | 4 | 8092 | 0 | 0 | 0 | 0 | 0 | 0 | 0 | 0 | 0 | 0 | 0 | 0 | 0 | 0 | 0 | 0 | 0 | 0 | 0 | 0 | 0 |  | 0 | 0 | 0 | 0 | 0 | 0 | 0 | 0 |  |  |  |  | 0 | 0 | 1 | 0 | 0 | 0 | 0 | 0 |  | 1 | 1 | 1 | 1 | 1 | 1 | 0 | 0 | 0 | 0 | 0 | 0 | 0 | 0 | 0 | 0 | 0 | 0 | 0 | 0 | 0 | 0 | 0 | 0 | 0 | 0 | 0 | 0 | 0 | 0 | 0
Sunday | 12 | 4 | 5 | 8093 | 0 | 0 | 0 | 0 | 0 | 0 | 0 | 0 | 0 | 0 | 0 | 0 | 0 | 0 | 0 | 0 | 0 | 0 | 0 | 0 | 0 |  | 0 | 0 | 0 | 0 | 0 | 0 | 0 | 0 |  |  |  |  | 0 | 0 | 1 | 0 | 0 | 0 | 0 | 0 |  | 1 | 1 | 1 | 1 | 1 | 1 | 0 | 0 | 0 | 0 | 0 | 0 | 0 | 0 | 0 | 0 | 0 | 0 | 0 | 0 | 0 | 0 | 0 | 0 | 0 | 0 | 0 | 0 | 0 | 0 | 0
Sunday | 12 | 4 | 6 | 8094 | 0 | 0 | 0 | 0 | 0 | 0 | 0 | 0 | 0 | 0 | 0 | 0 | 0 | 0 | 0 | 0 | 0 | 0 | 0 | 0 | 0 |  | 0 | 0 | 0 | 0 | 0 | 0 | 0 | 0 |  |  |  |  | 0 | 0 | 1 | 0 | 0 | 0 | 0 | 0 |  | 1 | 1 | 1 | 1 | 1 | 1 | 0 | 0 | 0 | 0 | 0 | 0 | 0 | 0 | 0 | 0 | 0 | 0 | 0 | 0 | 0 | 0 | 0 | 0 | 0 | 0 | 0 | 0 | 0 | 0 | 0
Sunday | 12 | 4 | 7 | 8095 | 0 | 0 | 0 | 0 | 0 | 0 | 0 | 0 | 0 | 0 | 0 | 0 | 0 | 0 | 0 | 0 | 0 | 0 | 0 | 0 | 0 |  | 0 | 0 | 0 | 0 | 0 | 0 | 0 | 0 |  |  |  |  | 0 | 0 | 1 | 0 | 0 | 0 | 0 | 0 |  | 1 | 1 | 1 | 1 | 1 | 1 | 0 | 0 | 0 | 0 | 0 | 0 | 0 | 0 | 0 | 0 | 0 | 0 | 0 | 0 | 0 | 0 | 0 | 0 | 0 | 0 | 0 | 0 | 0 | 0 | 0
Sunday | 12 | 4 | 8 | 8096 | 0 | 0 | 0 | 0 | 0 | 0 | 0 | 0 | 0 | 0 | 0 | 0 | 0 | 0 | 0 | 0 | 0 | 0 | 0 | 0 | 0 |  | 0 | 0 | 0 | 0 | 0 | 0 | 0 | 0 |  |  |  |  | 0 | 0 | 1 | 0 | 0 | 0 | 0 | 0 |  | 1 | 1 | 1 | 1 | 1 | 1 | 0 | 0 | 0 | 0 | 0 | 0 | 0 | 0 | 0 | 0 | 0 | 0 | 0 | 0 | 0 | 0 | 0 | 0 | 0 | 0 | 0 | 0 | 0 | 0 | 0
Sunday | 12 | 4 | 9 | 8097 | 0 | 0 | 0 | 0 | 0 | 0 | 0 | 0 | 0 | 0 | 0 | 0 | 0 | 0 | 0 | 0 | 0 | 0 | 0 | 0 | 0 |  | 0 | 0 | 0 | 0 | 0 | 0 | 0 | 0 |  |  |  |  | 0 | 0 | 1 | 0 | 0 | 0 | 0 | 0 |  | 1 | 1 | 1 | 1 | 1 | 1 | 0 | 0 | 0 | 0 | 0 | 0 | 0 | 0 | 0 | 0 | 0 | 0 | 0 | 0 | 0 | 0 | 0 | 0 | 0 | 0 | 0 | 0 | 0 | 0 | 0
Sunday | 12 | 4 | 10 | 8098 | 0 | 0 | 0 | 0 | 0 | 0 | 0 | 0 | 0 | 0 | 0 | 0 | 0 | 0 | 0 | 0 | 0 | 0 | 0 | 0 | 0 |  | 0 | 0 | 0 | 0 | 0 | 0 | 0 | 0 |  |  |  |  | 0 | 0 | 1 | 0 | 0 | 0 | 0 | 0 |  | 1 | 1 | 1 | 1 | 1 | 1 | 0 | 0 | 0 | 0 | 0 | 0 | 0 | 0 | 0 | 0 | 0 | 0 | 0 | 0 | 0 | 0 | 0 | 0 | 0 | 0 | 0 | 0 | 0 | 0 | 0
Sunday | 12 | 4 | 11 | 8099 | 0 | 0 | 0 | 0 | 0 | 0 | 0 | 0 | 0 | 0 | 0 | 0 | 0 | 0 | 0 | 0 | 0 | 0 | 0 | 0 | 0 |  | 0 | 0 | 0 | 0 | 0 | 0 | 0 | 0 |  |  |  |  | 0 | 0 | 1 | 0 | 0 | 0 | 0 | 0 |  | 1 | 1 | 1 | 1 | 1 | 1 | 0 | 0 | 0 | 0 | 0 | 0 | 0 | 0 | 0 | 0 | 0 | 0 | 0 | 0 | 0 | 0 | 0 | 0 | 0 | 0 | 0 | 0 | 0 | 0 | 0
Sunday | 12 | 4 | 12 | 8100 | 0 | 0 | 0 | 0 | 0 | 0 | 0 | 0 | 0 | 0 | 0 | 0 | 0 | 0 | 0 | 0 | 0 | 0 | 0 | 0 | 0 |  | 0 | 0 | 0 | 0 | 0 | 0 | 0 | 0 |  |  |  |  | 0 | 0 | 1 | 0 | 0 | 0 | 0 | 0 |  | 1 | 1 | 1 | 1 | 1 | 1 | 0 | 0 | 0 | 0 | 0 | 0 | 0 | 0 | 0 | 0 | 0 | 0 | 0 | 0 | 0 | 0 | 0 | 0 | 0 | 0 | 0 | 0 | 0 | 0 | 0
Sunday | 12 | 4 | 13 | 8101 | 0 | 0 | 0 | 0 | 0 | 0 | 0 | 0 | 0 | 0 | 0 | 0 | 0 | 0 | 0 | 0 | 0 | 0 | 0 | 0 | 0 |  | 0 | 0 | 0 | 0 | 0 | 0 | 0 | 0 |  |  |  |  | 0 | 0 | 1 | 0 | 0 | 0 | 0 | 0 |  | 1 | 1 | 1 | 1 | 1 | 1 | 0 | 0 | 0 | 0 | 0 | 0 | 0 | 0 | 0 | 0 | 0 | 0 | 0 | 0 | 0 | 0 | 0 | 0 | 0 | 0 | 0 | 0 | 0 | 0 | 0
Sunday | 12 | 4 | 14 | 8102 | 0 | 0 | 0 | 0 | 0 | 0 | 0 | 0 | 0 | 0 | 0 | 0 | 0 | 0 | 0 | 0 | 0 | 0 | 0 | 0 | 0 |  | 0 | 0 | 0 | 0 | 0 | 0 | 0 | 0 |  |  |  |  | 0 | 0 | 1 | 0 | 0 | 0 | 0 | 0 |  | 1 | 1 | 1 | 1 | 1 | 1 | 0 | 0 | 0 | 0 | 0 | 0 | 0 | 0 | 0 | 0 | 0 | 0 | 0 | 0 | 0 | 0 | 0 | 0 | 0 | 0 | 0 | 0 | 0 | 0 | 0
Sunday | 12 | 4 | 15 | 8103 | 0 | 0 | 0 | 0 | 0 | 0 | 0 | 0 | 0 | 0 | 0 | 0 | 0 | 0 | 0 | 0 | 0 | 0 | 0 | 0 | 0 |  | 0 | 0 | 0 | 0 | 0 | 0 | 0 | 0 |  |  |  |  | 0 | 0 | 1 | 0 | 0 | 0 | 0 | 0 |  | 1 | 1 | 1 | 1 | 1 | 1 | 0 | 0 | 0 | 0 | 0 | 0 | 0 | 0 | 0 | 0 | 0 | 0 | 0 | 0 | 0 | 0 | 0 | 0 | 0 | 0 | 0 | 0 | 0 | 0 | 0
Sunday | 12 | 4 | 16 | 8104 | 0 | 0 | 0 | 0 | 0 | 0 | 0 | 0 | 0 | 0 | 0 | 0 | 0 | 0 | 0 | 0 | 0 | 0 | 0 | 0 | 0 |  | 0 | 0 | 0 | 0 | 0 | 0 | 0 | 0 |  |  |  |  | 0 | 0 | 1 | 0 | 0 | 0 | 0 | 0 |  | 1 | 1 | 1 | 1 | 1 | 1 | 0 | 0 | 0 | 0 | 0 | 0 | 0 | 0 | 0 | 0 | 0 | 0 | 0 | 0 | 0 | 0 | 0 | 0 | 0 | 0 | 0 | 0 | 0 | 0 | 0
Sunday | 12 | 4 | 17 | 8105 | 0 | 0 | 0 | 0 | 0 | 0 | 0 | 0 | 0 | 0 | 0 | 0 | 0 | 0 | 0 | 0 | 0 | 0 | 0 | 0 | 0 |  | 0 | 0 | 0 | 0 | 0 | 0 | 0 | 0 |  |  |  |  | 0 | 0 | 1 | 0 | 0 | 0 | 0 | 0 |  | 1 | 1 | 1 | 1 | 1 | 1 | 0 | 0 | 0 | 0 | 0 | 0 | 0 | 0 | 0 | 0 | 0 | 0 | 0 | 0 | 0 | 0 | 0 | 0 | 0 | 0 | 0 | 0 | 0 | 0 | 0
Sunday | 12 | 4 | 18 | 8106 | 0 | 0 | 0 | 0 | 0 | 0 | 0 | 0 | 0 | 0 | 0 | 0 | 0 | 0 | 0 | 0 | 0 | 0 | 0 | 0 | 0 |  | 0 | 0 | 0 | 0 | 0 | 0 | 0 | 0 |  |  |  |  | 0 | 0 | 1 | 0 | 0 | 0 | 0 | 0 |  | 1 | 1 | 1 | 1 | 1 | 1 | 0 | 0 | 0 | 0 | 0 | 0 | 0 | 0 | 0 | 0 | 0 | 0 | 0 | 0 | 0 | 0 | 0 | 0 | 0 | 0 | 0 | 0 | 0 | 0 | 0
Sunday | 12 | 4 | 19 | 8107 | 0 | 0 | 0 | 0 | 0 | 0 | 0 | 0 | 0 | 0 | 0 | 0 | 0 | 0 | 0 | 0 | 0 | 0 | 0 | 0 | 0 |  | 0 | 0 | 0 | 0 | 0 | 0 | 0 | 0 |  |  |  |  | 0 | 0 | 1 | 0 | 0 | 0 | 0 | 0 |  | 1 | 1 | 1 | 1 | 1 | 1 | 0 | 0 | 0 | 0 | 0 | 0 | 0 | 0 | 0 | 0 | 0 | 0 | 0 | 0 | 0 | 0 | 0 | 0 | 0 | 0 | 0 | 0 | 0 | 0 | 0
Sunday | 12 | 4 | 20 | 8108 | 0 | 0 | 0 | 0 | 0 | 0 | 0 | 0 | 0 | 0 | 0 | 0 | 0 | 0 | 0 | 0 | 0 | 0 | 0 | 0 | 0 |  | 0 | 0 | 0 | 0 | 0 | 0 | 0 | 0 |  |  |  |  | 0 | 0 | 1 | 0 | 0 | 0 | 0 | 0 |  | 1 | 1 | 1 | 1 | 1 | 1 | 0 | 0 | 0 | 0 | 0 | 0 | 0 | 0 | 0 | 0 | 0 | 0 | 0 | 0 | 0 | 0 | 0 | 0 | 0 | 0 | 0 | 0 | 0 | 0 | 0
Sunday | 12 | 4 | 21 | 8109 | 0 | 0 | 0 | 0 | 0 | 0 | 0 | 0 | 0 | 0 | 0 | 0 | 0 | 0 | 0 | 0 | 0 | 0 | 0 | 0 | 0 |  | 0 | 0 | 0 | 0 | 0 | 0 | 0 | 0 |  |  |  |  | 0 | 0 | 1 | 0 | 0 | 0 | 0 | 0 |  | 1 | 1 | 1 | 1 | 1 | 1 | 0 | 0 | 0 | 0 | 0 | 0 | 0 | 0 | 0 | 0 | 0 | 0 | 0 | 0 | 0 | 0 | 0 | 0 | 0 | 0 | 0 | 0 | 0 | 0 | 0
Sunday | 12 | 4 | 22 | 8110 | 0 | 0 | 0 | 0 | 0 | 0 | 0 | 0 | 0 | 0 | 0 | 0 | 0 | 0 | 0 | 0 | 0 | 0 | 0 | 0 | 0 |  | 0 | 0 | 0 | 0 | 0 | 0 | 0 | 0 |  |  |  |  | 0 | 0 | 1 | 0 | 0 | 0 | 0 | 0 |  | 1 | 1 | 1 | 1 | 1 | 1 | 0 | 0 | 0 | 0 | 0 | 0 | 0 | 0 | 0 | 0 | 0 | 0 | 0 | 0 | 0 | 0 | 0 | 0 | 0 | 0 | 0 | 0 | 0 | 0 | 0
Sunday | 12 | 4 | 23 | 8111 | 0 | 0 | 0 | 0 | 0 | 0 | 0 | 0 | 0 | 0 | 0 | 0 | 0 | 0 | 0 | 0 | 0 | 0 | 0 | 0 | 0 |  | 0 | 0 | 0 | 0 | 0 | 0 | 0 | 0 |  |  |  |  | 0 | 0 | 1 | 0 | 0 | 0 | 0 | 0 |  | 1 | 1 | 1 | 1 | 1 | 1 | 0 | 0 | 0 | 0 | 0 | 0 | 0 | 0 | 0 | 0 | 0 | 0 | 0 | 0 | 0 | 0 | 0 | 0 | 0 | 0 | 0 | 0 | 0 | 0 | 0
Sunday | 12 | 4 | 24 | 8112 | 0 | 0 | 0 | 0 | 0 | 0 | 0 | 0 | 0 | 0 | 0 | 0 | 0 | 0 | 0 | 0 | 0 | 0 | 0 | 0 | 0 |  | 0 | 0 | 0 | 0 | 0 | 0 | 0 | 0 |  |  |  |  | 0 | 0 | 1 | 0 | 0 | 0 | 0 | 0 |  | 1 | 1 | 1 | 1 | 1 | 1 | 0 | 0 | 0 | 0 | 0 | 0 | 0 | 0 | 0 | 0 | 0 | 0 | 0 | 0 | 0 | 0 | 0 | 0 | 0 | 0 | 0 | 0 | 0 | 0 | 0
Monday | 12 | 5 | 1 | 8113 | 0 | 0 | 0 | 0 | 0 | 0 | 0 | 0 | 0 | 0 | 0 | 0 | 0 | 0 | 0 | 0 | 0 | 0 | 0 | 0 | 0 |  | 0 | 0 | 0 | 0 | 0 | 0 | 0 | 0 |  |  |  |  | 0 | 0 | 1 | 0 | 0 | 0 | 0 | 0 |  | 1 | 1 | 1 | 1 | 1 | 1 | 0 | 0 | 0 | 0 | 0 | 0 | 0 | 0 | 0 | 0 | 0 | 0 | 0 | 0 | 0 | 0 | 0 | 0 | 0 | 0 | 0 | 0 | 0 | 0 | 0
Monday | 12 | 5 | 2 | 8114 | 0 | 0 | 0 | 0 | 0 | 0 | 0 | 0 | 0 | 0 | 0 | 0 | 0 | 0 | 0 | 0 | 0 | 0 | 0 | 0 | 0 |  | 0 | 0 | 0 | 0 | 0 | 0 | 0 | 0 |  |  |  |  | 0 | 0 | 1 | 0 | 0 | 0 | 0 | 0 |  | 1 | 1 | 1 | 1 | 1 | 1 | 0 | 0 | 0 | 0 | 0 | 0 | 0 | 0 | 0 | 0 | 0 | 0 | 0 | 0 | 0 | 0 | 0 | 0 | 0 | 0 | 0 | 0 | 0 | 0 | 0
Monday | 12 | 5 | 3 | 8115 | 0 | 0 | 0 | 0 | 0 | 0 | 0 | 0 | 0 | 0 | 0 | 0 | 0 | 0 | 0 | 0 | 0 | 0 | 0 | 0 | 0 |  | 0 | 0 | 0 | 0 | 0 | 0 | 0 | 0 |  |  |  |  | 0 | 0 | 1 | 0 | 0 | 0 | 0 | 0 |  | 1 | 1 | 1 | 1 | 1 | 1 | 0 | 0 | 0 | 0 | 0 | 0 | 0 | 0 | 0 | 0 | 0 | 0 | 0 | 0 | 0 | 0 | 0 | 0 | 0 | 0 | 0 | 0 | 0 | 0 | 0
Monday | 12 | 5 | 4 | 8116 | 0 | 0 | 0 | 0 | 0 | 0 | 0 | 0 | 0 | 0 | 0 | 0 | 0 | 0 | 0 | 0 | 0 | 0 | 0 | 0 | 0 |  | 0 | 0 | 0 | 0 | 0 | 0 | 0 | 0 |  |  |  |  | 0 | 0 | 1 | 0 | 0 | 0 | 0 | 0 |  | 1 | 1 | 1 | 1 | 1 | 1 | 0 | 0 | 0 | 0 | 0 | 0 | 0 | 0 | 0 | 0 | 0 | 0 | 0 | 0 | 0 | 0 | 0 | 0 | 0 | 0 | 0 | 0 | 0 | 0 | 0
Monday | 12 | 5 | 5 | 8117 | 0 | 0 | 0 | 0 | 0 | 0 | 0 | 0 | 0 | 0 | 0 | 0 | 0 | 0 | 0 | 0 | 0 | 0 | 0 | 0 | 0 |  | 0 | 0 | 0 | 0 | 0 | 0 | 0 | 0 |  |  |  |  | 0 | 0 | 1 | 0 | 0 | 0 | 0 | 0 |  | 1 | 1 | 1 | 1 | 1 | 1 | 0 | 0 | 0 | 0 | 0 | 0 | 0 | 0 | 0 | 0 | 0 | 0 | 0 | 0 | 0 | 0 | 0 | 0 | 0 | 0 | 0 | 0 | 0 | 0 | 0
Monday | 12 | 5 | 6 | 8118 | 0 | 0 | 0 | 0 | 0 | 0 | 0 | 0 | 0 | 0 | 0 | 0 | 0 | 0 | 0 | 0 | 0 | 0 | 0 | 0 | 0 |  | 0 | 0 | 0 | 0 | 0 | 0 | 0 | 0 |  |  |  |  | 0 | 0 | 1 | 0 | 0 | 0 | 0 | 0 |  | 1 | 1 | 1 | 1 | 1 | 1 | 0 | 0 | 0 | 0 | 0 | 0 | 0 | 0 | 0 | 0 | 0 | 0 | 0 | 0 | 0 | 0 | 0 | 0 | 0 | 0 | 0 | 0 | 0 | 0 | 0
Monday | 12 | 5 | 7 | 8119 | 0 | 0 | 0 | 0 | 0 | 0 | 0 | 0 | 0 | 0 | 0 | 0 | 0 | 0 | 0 | 0 | 0 | 0 | 0 | 0 | 0 |  | 0 | 0 | 0 | 0 | 0 | 0 | 0 | 0 |  |  |  |  | 0 | 0 | 1 | 0 | 0 | 0 | 0 | 0 |  | 1 | 1 | 1 | 1 | 1 | 1 | 0 | 0 | 0 | 0 | 0 | 0 | 0 | 0 | 0 | 0 | 0 | 0 | 0 | 0 | 0 | 0 | 0 | 0 | 0 | 0 | 0 | 0 | 0 | 0 | 0
Monday | 12 | 5 | 8 | 8120 | 0 | 0 | 0 | 0 | 0 | 0 | 0 | 0 | 0 | 0 | 0 | 0 | 0 | 0 | 0 | 0 | 0 | 0 | 0 | 0 | 0 |  | 0 | 0 | 0 | 0 | 0 | 0 | 0 | 0 |  |  |  |  | 0 | 1 | 0 | 0 | 0 | 0 | 0 | 0 |  | 1 | #VALUE! | 1 | 1 | 1 | #VALUE! | 0 | 0 | 0 | 0 | 0 | 0 | 0 | 0 | 0 | 0 | 0 | 0 | 0 | 0 | 0 | 0 | 0 | 0 | 0 | 0 | 0 | 0 | 0 | 0 | 0
Monday | 12 | 5 | 9 | 8121 | 0 | 0 | 0 | 0 | 0 | 0 | 0 | 0 | 0 | 0 | 0 | 0 | 0 | 0 | 0 | 0 | 0 | 0 | 0 | 0 | 0 |  | 0 | 0 | 0 | 0 | 0 | 0 | 0 | 0 |  |  |  |  | 0 | 1 | 0 | 0 | 0 | 0 | 0 | 0 |  | 1 | #VALUE! | 1 | 1 | 1 | #VALUE! | 0 | 0 | 0 | 0 | 0 | 0 | 0 | 0 | 0 | 0 | 0 | 0 | 0 | 0 | 0 | 0 | 0 | 0 | 0 | 0 | 0 | 0 | 0 | 0 | 0
Monday | 12 | 5 | 10 | 8122 | 0 | 0 | 0 | 0 | 0 | 0 | 0 | 0 | 0 | 0 | 0 | 0 | 0 | 0 | 0 | 0 | 0 | 0 | 0 | 0 | 0 |  | 0 | 0 | 0 | 0 | 0 | 0 | 0 | 0 |  |  |  |  | 0 | 1 | 0 | 0 | 0 | 0 | 0 | 0 |  | 1 | #VALUE! | 1 | 1 | 1 | #VALUE! | 0 | 0 | 0 | 0 | 0 | 0 | 0 | 0 | 0 | 0 | 0 | 0 | 0 | 0 | 0 | 0 | 0 | 0 | 0 | 0 | 0 | 0 | 0 | 0 | 0
Monday | 12 | 5 | 11 | 8123 | 0 | 0 | 0 | 0 | 0 | 0 | 0 | 0 | 0 | 0 | 0 | 0 | 0 | 0 | 0 | 0 | 0 | 0 | 0 | 0 | 0 |  | 0 | 0 | 0 | 0 | 0 | 0 | 0 | 0 |  |  |  |  | 0 | 1 | 0 | 0 | 0 | 0 | 0 | 0 |  | 1 | #VALUE! | 1 | 1 | 1 | #VALUE! | 0 | 0 | 0 | 0 | 0 | 0 | 0 | 0 | 0 | 0 | 0 | 0 | 0 | 0 | 0 | 0 | 0 | 0 | 0 | 0 | 0 | 0 | 0 | 0 | 0
Monday | 12 | 5 | 12 | 8124 | 0 | 0 | 0 | 0 | 0 | 0 | 0 | 0 | 0 | 0 | 0 | 0 | 0 | 0 | 0 | 0 | 0 | 0 | 0 | 0 | 0 |  | 0 | 0 | 0 | 0 | 0 | 0 | 0 | 0 |  |  |  |  | 0 | 1 | 0 | 0 | 0 | 0 | 0 | 0 |  | 1 | #VALUE! | 1 | 1 | 1 | #VALUE! | 0 | 0 | 0 | 0 | 0 | 0 | 0 | 0 | 0 | 0 | 0 | 0 | 0 | 0 | 0 | 0 | 0 | 0 | 0 | 0 | 0 | 0 | 0 | 0 | 0
Monday | 12 | 5 | 13 | 8125 | 0 | 0 | 0 | 0 | 0 | 0 | 0 | 0 | 0 | 0 | 0 | 0 | 0 | 0 | 0 | 0 | 0 | 0 | 0 | 0 | 0 |  | 0 | 0 | 0 | 0 | 0 | 0 | 0 | 0 |  |  |  |  | 0 | 1 | 0 | 0 | 0 | 0 | 0 | 0 |  | 1 | #VALUE! | 1 | 1 | 1 | #VALUE! | 0 | 0 | 0 | 0 | 0 | 0 | 0 | 0 | 0 | 0 | 0 | 0 | 0 | 0 | 0 | 0 | 0 | 0 | 0 | 0 | 0 | 0 | 0 | 0 | 0
Monday | 12 | 5 | 14 | 8126 | 0 | 0 | 0 | 0 | 0 | 0 | 0 | 0 | 0 | 0 | 0 | 0 | 0 | 0 | 0 | 0 | 0 | 0 | 0 | 0 | 0 |  | 0 | 0 | 0 | 0 | 0 | 0 | 0 | 0 |  |  |  |  | 0 | 1 | 0 | 0 | 0 | 0 | 0 | 0 |  | 1 | #VALUE! | 1 | 1 | 1 | #VALUE! | 0 | 0 | 0 | 0 | 0 | 0 | 0 | 0 | 0 | 0 | 0 | 0 | 0 | 0 | 0 | 0 | 0 | 0 | 0 | 0 | 0 | 0 | 0 | 0 | 0
Monday | 12 | 5 | 15 | 8127 | 0 | 0 | 0 | 0 | 0 | 0 | 0 | 0 | 0 | 0 | 0 | 0 | 0 | 0 | 0 | 0 | 0 | 0 | 0 | 0 | 0 |  | 0 | 0 | 0 | 0 | 0 | 0 | 0 | 0 |  |  |  |  | 0 | 1 | 0 | 0 | 0 | 0 | 0 | 0 |  | 1 | #VALUE! | 1 | 1 | 1 | #VALUE! | 0 | 0 | 0 | 0 | 0 | 0 | 0 | 0 | 0 | 0 | 0 | 0 | 0 | 0 | 0 | 0 | 0 | 0 | 0 | 0 | 0 | 0 | 0 | 0 | 0
Monday | 12 | 5 | 16 | 8128 | 0 | 0 | 0 | 0 | 0 | 0 | 0 | 0 | 0 | 0 | 0 | 0 | 0 | 0 | 0 | 0 | 0 | 0 | 0 | 0 | 0 |  | 0 | 0 | 0 | 0 | 0 | 0 | 0 | 0 |  |  |  |  | 0 | 1 | 0 | 0 | 0 | 0 | 0 | 0 |  | 1 | #VALUE! | 1 | 1 | 1 | #VALUE! | 0 | 0 | 0 | 0 | 0 | 0 | 0 | 0 | 0 | 0 | 0 | 0 | 0 | 0 | 0 | 0 | 0 | 0 | 0 | 0 | 0 | 0 | 0 | 0 | 0
Monday | 12 | 5 | 17 | 8129 | 0 | 0 | 0 | 0 | 0 | 0 | 0 | 0 | 0 | 0 | 0 | 0 | 0 | 0 | 0 | 0 | 0 | 0 | 0 | 0 | 0 |  | 0 | 0 | 0 | 0 | 0 | 0 | 0 | 0 |  |  |  |  | 0 | 1 | 0 | 0 | 0 | 0 | 0 | 0 |  | 1 | #VALUE! | 1 | 1 | 1 | #VALUE! | 0 | 0 | 0 | 0 | 0 | 0 | 0 | 0 | 0 | 0 | 0 | 0 | 0 | 0 | 0 | 0 | 0 | 0 | 0 | 0 | 0 | 0 | 0 | 0 | 0
Monday | 12 | 5 | 18 | 8130 | 0 | 0 | 0 | 0 | 0 | 0 | 0 | 0 | 0 | 0 | 0 | 0 | 0 | 0 | 0 | 0 | 0 | 0 | 0 | 0 | 0 |  | 0 | 0 | 0 | 0 | 0 | 0 | 0 | 0 |  |  |  |  | 0 | 1 | 0 | 0 | 0 | 0 | 0 | 0 |  | 1 | #VALUE! | 1 | 1 | 1 | #VALUE! | 0 | 0 | 0 | 0 | 0 | 0 | 0 | 0 | 0 | 0 | 0 | 0 | 0 | 0 | 0 | 0 | 0 | 0 | 0 | 0 | 0 | 0 | 0 | 0 | 0
Monday | 12 | 5 | 19 | 8131 | 0 | 0 | 0 | 0 | 0 | 0 | 0 | 0 | 0 | 0 | 0 | 0 | 0 | 0 | 0 | 0 | 0 | 0 | 0 | 0 | 0 |  | 0 | 0 | 0 | 0 | 0 | 0 | 0 | 0 |  |  |  |  | 1 | 0 | 0 | 0 | 0 | 0 | 0 | 0 |  | #VALUE! | 1 | 1 | 1 | 1 | #VALUE! | 0 | 0 | 0 | 0 | 0 | 0 | 0 | 0 | 0 | 0 | 0 | 0 | 0 | 0 | 0 | 0 | 0 | 0 | 0 | 0 | 0 | 0 | 0 | 0 | 0
Monday | 12 | 5 | 20 | 8132 | 0 | 0 | 0 | 0 | 0 | 0 | 0 | 0 | 0 | 0 | 0 | 0 | 0 | 0 | 0 | 0 | 0 | 0 | 0 | 0 | 0 |  | 0 | 0 | 0 | 0 | 0 | 0 | 0 | 0 |  |  |  |  | 1 | 0 | 0 | 0 | 0 | 0 | 0 | 0 |  | #VALUE! | 1 | 1 | 1 | 1 | #VALUE! | 0 | 0 | 0 | 0 | 0 | 0 | 0 | 0 | 0 | 0 | 0 | 0 | 0 | 0 | 0 | 0 | 0 | 0 | 0 | 0 | 0 | 0 | 0 | 0 | 0
Monday | 12 | 5 | 21 | 8133 | 0 | 0 | 0 | 0 | 0 | 0 | 0 | 0 | 0 | 0 | 0 | 0 | 0 | 0 | 0 | 0 | 0 | 0 | 0 | 0 | 0 |  | 0 | 0 | 0 | 0 | 0 | 0 | 0 | 0 |  |  |  |  | 0 | 1 | 0 | 0 | 0 | 0 | 0 | 0 |  | 1 | #VALUE! | 1 | 1 | 1 | #VALUE! | 0 | 0 | 0 | 0 | 0 | 0 | 0 | 0 | 0 | 0 | 0 | 0 | 0 | 0 | 0 | 0 | 0 | 0 | 0 | 0 | 0 | 0 | 0 | 0 | 0
Monday | 12 | 5 | 22 | 8134 | 0 | 0 | 0 | 0 | 0 | 0 | 0 | 0 | 0 | 0 | 0 | 0 | 0 | 0 | 0 | 0 | 0 | 0 | 0 | 0 | 0 |  | 0 | 0 | 0 | 0 | 0 | 0 | 0 | 0 |  |  |  |  | 0 | 1 | 0 | 0 | 0 | 0 | 0 | 0 |  | 1 | #VALUE! | 1 | 1 | 1 | #VALUE! | 0 | 0 | 0 | 0 | 0 | 0 | 0 | 0 | 0 | 0 | 0 | 0 | 0 | 0 | 0 | 0 | 0 | 0 | 0 | 0 | 0 | 0 | 0 | 0 | 0
Monday | 12 | 5 | 23 | 8135 | 0 | 0 | 0 | 0 | 0 | 0 | 0 | 0 | 0 | 0 | 0 | 0 | 0 | 0 | 0 | 0 | 0 | 0 | 0 | 0 | 0 |  | 0 | 0 | 0 | 0 | 0 | 0 | 0 | 0 |  |  |  |  | 0 | 0 | 1 | 0 | 0 | 0 | 0 | 0 |  | 1 | 1 | 1 | 1 | 1 | 1 | 0 | 0 | 0 | 0 | 0 | 0 | 0 | 0 | 0 | 0 | 0 | 0 | 0 | 0 | 0 | 0 | 0 | 0 | 0 | 0 | 0 | 0 | 0 | 0 | 0
Monday | 12 | 5 | 24 | 8136 | 0 | 0 | 0 | 0 | 0 | 0 | 0 | 0 | 0 | 0 | 0 | 0 | 0 | 0 | 0 | 0 | 0 | 0 | 0 | 0 | 0 |  | 0 | 0 | 0 | 0 | 0 | 0 | 0 | 0 |  |  |  |  | 0 | 0 | 1 | 0 | 0 | 0 | 0 | 0 |  | 1 | 1 | 1 | 1 | 1 | 1 | 0 | 0 | 0 | 0 | 0 | 0 | 0 | 0 | 0 | 0 | 0 | 0 | 0 | 0 | 0 | 0 | 0 | 0 | 0 | 0 | 0 | 0 | 0 | 0 | 0
Tuesday | 12 | 6 | 1 | 8137 | 0 | 0 | 0 | 0 | 0 | 0 | 0 | 0 | 0 | 0 | 0 | 0 | 0 | 0 | 0 | 0 | 0 | 0 | 0 | 0 | 0 |  | 0 | 0 | 0 | 0 | 0 | 0 | 0 | 0 |  |  |  |  | 0 | 0 | 1 | 0 | 0 | 0 | 0 | 0 |  | 1 | 1 | 1 | 1 | 1 | 1 | 0 | 0 | 0 | 0 | 0 | 0 | 0 | 0 | 0 | 0 | 0 | 0 | 0 | 0 | 0 | 0 | 0 | 0 | 0 | 0 | 0 | 0 | 0 | 0 | 0
Tuesday | 12 | 6 | 2 | 8138 | 0 | 0 | 0 | 0 | 0 | 0 | 0 | 0 | 0 | 0 | 0 | 0 | 0 | 0 | 0 | 0 | 0 | 0 | 0 | 0 | 0 |  | 0 | 0 | 0 | 0 | 0 | 0 | 0 | 0 |  |  |  |  | 0 | 0 | 1 | 0 | 0 | 0 | 0 | 0 |  | 1 | 1 | 1 | 1 | 1 | 1 | 0 | 0 | 0 | 0 | 0 | 0 | 0 | 0 | 0 | 0 | 0 | 0 | 0 | 0 | 0 | 0 | 0 | 0 | 0 | 0 | 0 | 0 | 0 | 0 | 0
Tuesday | 12 | 6 | 3 | 8139 | 0 | 0 | 0 | 0 | 0 | 0 | 0 | 0 | 0 | 0 | 0 | 0 | 0 | 0 | 0 | 0 | 0 | 0 | 0 | 0 | 0 |  | 0 | 0 | 0 | 0 | 0 | 0 | 0 | 0 |  |  |  |  | 0 | 0 | 1 | 0 | 0 | 0 | 0 | 0 |  | 1 | 1 | 1 | 1 | 1 | 1 | 0 | 0 | 0 | 0 | 0 | 0 | 0 | 0 | 0 | 0 | 0 | 0 | 0 | 0 | 0 | 0 | 0 | 0 | 0 | 0 | 0 | 0 | 0 | 0 | 0
Tuesday | 12 | 6 | 4 | 8140 | 0 | 0 | 0 | 0 | 0 | 0 | 0 | 0 | 0 | 0 | 0 | 0 | 0 | 0 | 0 | 0 | 0 | 0 | 0 | 0 | 0 |  | 0 | 0 | 0 | 0 | 0 | 0 | 0 | 0 |  |  |  |  | 0 | 0 | 1 | 0 | 0 | 0 | 0 | 0 |  | 1 | 1 | 1 | 1 | 1 | 1 | 0 | 0 | 0 | 0 | 0 | 0 | 0 | 0 | 0 | 0 | 0 | 0 | 0 | 0 | 0 | 0 | 0 | 0 | 0 | 0 | 0 | 0 | 0 | 0 | 0
Tuesday | 12 | 6 | 5 | 8141 | 0 | 0 | 0 | 0 | 0 | 0 | 0 | 0 | 0 | 0 | 0 | 0 | 0 | 0 | 0 | 0 | 0 | 0 | 0 | 0 | 0 |  | 0 | 0 | 0 | 0 | 0 | 0 | 0 | 0 |  |  |  |  | 0 | 0 | 1 | 0 | 0 | 0 | 0 | 0 |  | 1 | 1 | 1 | 1 | 1 | 1 | 0 | 0 | 0 | 0 | 0 | 0 | 0 | 0 | 0 | 0 | 0 | 0 | 0 | 0 | 0 | 0 | 0 | 0 | 0 | 0 | 0 | 0 | 0 | 0 | 0
Tuesday | 12 | 6 | 6 | 8142 | 0 | 0 | 0 | 0 | 0 | 0 | 0 | 0 | 0 | 0 | 0 | 0 | 0 | 0 | 0 | 0 | 0 | 0 | 0 | 0 | 0 |  | 0 | 0 | 0 | 0 | 0 | 0 | 0 | 0 |  |  |  |  | 0 | 0 | 1 | 0 | 0 | 0 | 0 | 0 |  | 1 | 1 | 1 | 1 | 1 | 1 | 0 | 0 | 0 | 0 | 0 | 0 | 0 | 0 | 0 | 0 | 0 | 0 | 0 | 0 | 0 | 0 | 0 | 0 | 0 | 0 | 0 | 0 | 0 | 0 | 0
Tuesday | 12 | 6 | 7 | 8143 | 0 | 0 | 0 | 0 | 0 | 0 | 0 | 0 | 0 | 0 | 0 | 0 | 0 | 0 | 0 | 0 | 0 | 0 | 0 | 0 | 0 |  | 0 | 0 | 0 | 0 | 0 | 0 | 0 | 0 |  |  |  |  | 0 | 0 | 1 | 0 | 0 | 0 | 0 | 0 |  | 1 | 1 | 1 | 1 | 1 | 1 | 0 | 0 | 0 | 0 | 0 | 0 | 0 | 0 | 0 | 0 | 0 | 0 | 0 | 0 | 0 | 0 | 0 | 0 | 0 | 0 | 0 | 0 | 0 | 0 | 0
Tuesday | 12 | 6 | 8 | 8144 | 0 | 0 | 0 | 0 | 0 | 0 | 0 | 0 | 0 | 0 | 0 | 0 | 0 | 0 | 0 | 0 | 0 | 0 | 0 | 0 | 0 |  | 0 | 0 | 0 | 0 | 0 | 0 | 0 | 0 |  |  |  |  | 0 | 1 | 0 | 0 | 0 | 0 | 0 | 0 |  | 1 | #VALUE! | 1 | 1 | 1 | #VALUE! | 0 | 0 | 0 | 0 | 0 | 0 | 0 | 0 | 0 | 0 | 0 | 0 | 0 | 0 | 0 | 0 | 0 | 0 | 0 | 0 | 0 | 0 | 0 | 0 | 0
Tuesday | 12 | 6 | 9 | 8145 | 0 | 0 | 0 | 0 | 0 | 0 | 0 | 0 | 0 | 0 | 0 | 0 | 0 | 0 | 0 | 0 | 0 | 0 | 0 | 0 | 0 |  | 0 | 0 | 0 | 0 | 0 | 0 | 0 | 0 |  |  |  |  | 0 | 1 | 0 | 0 | 0 | 0 | 0 | 0 |  | 1 | #VALUE! | 1 | 1 | 1 | #VALUE! | 0 | 0 | 0 | 0 | 0 | 0 | 0 | 0 | 0 | 0 | 0 | 0 | 0 | 0 | 0 | 0 | 0 | 0 | 0 | 0 | 0 | 0 | 0 | 0 | 0
Tuesday | 12 | 6 | 10 | 8146 | 0 | 0 | 0 | 0 | 0 | 0 | 0 | 0 | 0 | 0 | 0 | 0 | 0 | 0 | 0 | 0 | 0 | 0 | 0 | 0 | 0 |  | 0 | 0 | 0 | 0 | 0 | 0 | 0 | 0 |  |  |  |  | 0 | 1 | 0 | 0 | 0 | 0 | 0 | 0 |  | 1 | #VALUE! | 1 | 1 | 1 | #VALUE! | 0 | 0 | 0 | 0 | 0 | 0 | 0 | 0 | 0 | 0 | 0 | 0 | 0 | 0 | 0 | 0 | 0 | 0 | 0 | 0 | 0 | 0 | 0 | 0 | 0
Tuesday | 12 | 6 | 11 | 8147 | 0 | 0 | 0 | 0 | 0 | 0 | 0 | 0 | 0 | 0 | 0 | 0 | 0 | 0 | 0 | 0 | 0 | 0 | 0 | 0 | 0 |  | 0 | 0 | 0 | 0 | 0 | 0 | 0 | 0 |  |  |  |  | 0 | 1 | 0 | 0 | 0 | 0 | 0 | 0 |  | 1 | #VALUE! | 1 | 1 | 1 | #VALUE! | 0 | 0 | 0 | 0 | 0 | 0 | 0 | 0 | 0 | 0 | 0 | 0 | 0 | 0 | 0 | 0 | 0 | 0 | 0 | 0 | 0 | 0 | 0 | 0 | 0
Tuesday | 12 | 6 | 12 | 8148 | 0 | 0 | 0 | 0 | 0 | 0 | 0 | 0 | 0 | 0 | 0 | 0 | 0 | 0 | 0 | 0 | 0 | 0 | 0 | 0 | 0 |  | 0 | 0 | 0 | 0 | 0 | 0 | 0 | 0 |  |  |  |  | 0 | 1 | 0 | 0 | 0 | 0 | 0 | 0 |  | 1 | #VALUE! | 1 | 1 | 1 | #VALUE! | 0 | 0 | 0 | 0 | 0 | 0 | 0 | 0 | 0 | 0 | 0 | 0 | 0 | 0 | 0 | 0 | 0 | 0 | 0 | 0 | 0 | 0 | 0 | 0 | 0
Tuesday | 12 | 6 | 13 | 8149 | 0 | 0 | 0 | 0 | 0 | 0 | 0 | 0 | 0 | 0 | 0 | 0 | 0 | 0 | 0 | 0 | 0 | 0 | 0 | 0 | 0 |  | 0 | 0 | 0 | 0 | 0 | 0 | 0 | 0 |  |  |  |  | 0 | 1 | 0 | 0 | 0 | 0 | 0 | 0 |  | 1 | #VALUE! | 1 | 1 | 1 | #VALUE! | 0 | 0 | 0 | 0 | 0 | 0 | 0 | 0 | 0 | 0 | 0 | 0 | 0 | 0 | 0 | 0 | 0 | 0 | 0 | 0 | 0 | 0 | 0 | 0 | 0
Tuesday | 12 | 6 | 14 | 8150 | 0 | 0 | 0 | 0 | 0 | 0 | 0 | 0 | 0 | 0 | 0 | 0 | 0 | 0 | 0 | 0 | 0 | 0 | 0 | 0 | 0 |  | 0 | 0 | 0 | 0 | 0 | 0 | 0 | 0 |  |  |  |  | 0 | 1 | 0 | 0 | 0 | 0 | 0 | 0 |  | 1 | #VALUE! | 1 | 1 | 1 | #VALUE! | 0 | 0 | 0 | 0 | 0 | 0 | 0 | 0 | 0 | 0 | 0 | 0 | 0 | 0 | 0 | 0 | 0 | 0 | 0 | 0 | 0 | 0 | 0 | 0 | 0
Tuesday | 12 | 6 | 15 | 8151 | 0 | 0 | 0 | 0 | 0 | 0 | 0 | 0 | 0 | 0 | 0 | 0 | 0 | 0 | 0 | 0 | 0 | 0 | 0 | 0 | 0 |  | 0 | 0 | 0 | 0 | 0 | 0 | 0 | 0 |  |  |  |  | 0 | 1 | 0 | 0 | 0 | 0 | 0 | 0 |  | 1 | #VALUE! | 1 | 1 | 1 | #VALUE! | 0 | 0 | 0 | 0 | 0 | 0 | 0 | 0 | 0 | 0 | 0 | 0 | 0 | 0 | 0 | 0 | 0 | 0 | 0 | 0 | 0 | 0 | 0 | 0 | 0
Tuesday | 12 | 6 | 16 | 8152 | 0 | 0 | 0 | 0 | 0 | 0 | 0 | 0 | 0 | 0 | 0 | 0 | 0 | 0 | 0 | 0 | 0 | 0 | 0 | 0 | 0 |  | 0 | 0 | 0 | 0 | 0 | 0 | 0 | 0 |  |  |  |  | 0 | 1 | 0 | 0 | 0 | 0 | 0 | 0 |  | 1 | #VALUE! | 1 | 1 | 1 | #VALUE! | 0 | 0 | 0 | 0 | 0 | 0 | 0 | 0 | 0 | 0 | 0 | 0 | 0 | 0 | 0 | 0 | 0 | 0 | 0 | 0 | 0 | 0 | 0 | 0 | 0
Tuesday | 12 | 6 | 17 | 8153 | 0 | 0 | 0 | 0 | 0 | 0 | 0 | 0 | 0 | 0 | 0 | 0 | 0 | 0 | 0 | 0 | 0 | 0 | 0 | 0 | 0 |  | 0 | 0 | 0 | 0 | 0 | 0 | 0 | 0 |  |  |  |  | 0 | 1 | 0 | 0 | 0 | 0 | 0 | 0 |  | 1 | #VALUE! | 1 | 1 | 1 | #VALUE! | 0 | 0 | 0 | 0 | 0 | 0 | 0 | 0 | 0 | 0 | 0 | 0 | 0 | 0 | 0 | 0 | 0 | 0 | 0 | 0 | 0 | 0 | 0 | 0 | 0
Tuesday | 12 | 6 | 18 | 8154 | 0 | 0 | 0 | 0 | 0 | 0 | 0 | 0 | 0 | 0 | 0 | 0 | 0 | 0 | 0 | 0 | 0 | 0 | 0 | 0 | 0 |  | 0 | 0 | 0 | 0 | 0 | 0 | 0 | 0 |  |  |  |  | 0 | 1 | 0 | 0 | 0 | 0 | 0 | 0 |  | 1 | #VALUE! | 1 | 1 | 1 | #VALUE! | 0 | 0 | 0 | 0 | 0 | 0 | 0 | 0 | 0 | 0 | 0 | 0 | 0 | 0 | 0 | 0 | 0 | 0 | 0 | 0 | 0 | 0 | 0 | 0 | 0
Tuesday | 12 | 6 | 19 | 8155 | 0 | 0 | 0 | 0 | 0 | 0 | 0 | 0 | 0 | 0 | 0 | 0 | 0 | 0 | 0 | 0 | 0 | 0 | 0 | 0 | 0 |  | 0 | 0 | 0 | 0 | 0 | 0 | 0 | 0 |  |  |  |  | 1 | 0 | 0 | 0 | 0 | 0 | 0 | 0 |  | #VALUE! | 1 | 1 | 1 | 1 | #VALUE! | 0 | 0 | 0 | 0 | 0 | 0 | 0 | 0 | 0 | 0 | 0 | 0 | 0 | 0 | 0 | 0 | 0 | 0 | 0 | 0 | 0 | 0 | 0 | 0 | 0
Tuesday | 12 | 6 | 20 | 8156 | 0 | 0 | 0 | 0 | 0 | 0 | 0 | 0 | 0 | 0 | 0 | 0 | 0 | 0 | 0 | 0 | 0 | 0 | 0 | 0 | 0 |  | 0 | 0 | 0 | 0 | 0 | 0 | 0 | 0 |  |  |  |  | 1 | 0 | 0 | 0 | 0 | 0 | 0 | 0 |  | #VALUE! | 1 | 1 | 1 | 1 | #VALUE! | 0 | 0 | 0 | 0 | 0 | 0 | 0 | 0 | 0 | 0 | 0 | 0 | 0 | 0 | 0 | 0 | 0 | 0 | 0 | 0 | 0 | 0 | 0 | 0 | 0
Tuesday | 12 | 6 | 21 | 8157 | 0 | 0 | 0 | 0 | 0 | 0 | 0 | 0 | 0 | 0 | 0 | 0 | 0 | 0 | 0 | 0 | 0 | 0 | 0 | 0 | 0 |  | 0 | 0 | 0 | 0 | 0 | 0 | 0 | 0 |  |  |  |  | 0 | 1 | 0 | 0 | 0 | 0 | 0 | 0 |  | 1 | #VALUE! | 1 | 1 | 1 | #VALUE! | 0 | 0 | 0 | 0 | 0 | 0 | 0 | 0 | 0 | 0 | 0 | 0 | 0 | 0 | 0 | 0 | 0 | 0 | 0 | 0 | 0 | 0 | 0 | 0 | 0
Tuesday | 12 | 6 | 22 | 8158 | 0 | 0 | 0 | 0 | 0 | 0 | 0 | 0 | 0 | 0 | 0 | 0 | 0 | 0 | 0 | 0 | 0 | 0 | 0 | 0 | 0 |  | 0 | 0 | 0 | 0 | 0 | 0 | 0 | 0 |  |  |  |  | 0 | 1 | 0 | 0 | 0 | 0 | 0 | 0 |  | 1 | #VALUE! | 1 | 1 | 1 | #VALUE! | 0 | 0 | 0 | 0 | 0 | 0 | 0 | 0 | 0 | 0 | 0 | 0 | 0 | 0 | 0 | 0 | 0 | 0 | 0 | 0 | 0 | 0 | 0 | 0 | 0
Tuesday | 12 | 6 | 23 | 8159 | 0 | 0 | 0 | 0 | 0 | 0 | 0 | 0 | 0 | 0 | 0 | 0 | 0 | 0 | 0 | 0 | 0 | 0 | 0 | 0 | 0 |  | 0 | 0 | 0 | 0 | 0 | 0 | 0 | 0 |  |  |  |  | 0 | 0 | 1 | 0 | 0 | 0 | 0 | 0 |  | 1 | 1 | 1 | 1 | 1 | 1 | 0 | 0 | 0 | 0 | 0 | 0 | 0 | 0 | 0 | 0 | 0 | 0 | 0 | 0 | 0 | 0 | 0 | 0 | 0 | 0 | 0 | 0 | 0 | 0 | 0
Tuesday | 12 | 6 | 24 | 8160 | 0 | 0 | 0 | 0 | 0 | 0 | 0 | 0 | 0 | 0 | 0 | 0 | 0 | 0 | 0 | 0 | 0 | 0 | 0 | 0 | 0 |  | 0 | 0 | 0 | 0 | 0 | 0 | 0 | 0 |  |  |  |  | 0 | 0 | 1 | 0 | 0 | 0 | 0 | 0 |  | 1 | 1 | 1 | 1 | 1 | 1 | 0 | 0 | 0 | 0 | 0 | 0 | 0 | 0 | 0 | 0 | 0 | 0 | 0 | 0 | 0 | 0 | 0 | 0 | 0 | 0 | 0 | 0 | 0 | 0 | 0
Wednesday | 12 | 7 | 1 | 8161 | 0 | 0 | 0 | 0 | 0 | 0 | 0 | 0 | 0 | 0 | 0 | 0 | 0 | 0 | 0 | 0 | 0 | 0 | 0 | 0 | 0 |  | 0 | 0 | 0 | 0 | 0 | 0 | 0 | 0 |  |  |  |  | 0 | 0 | 1 | 0 | 0 | 0 | 0 | 0 |  | 1 | 1 | 1 | 1 | 1 | 1 | 0 | 0 | 0 | 0 | 0 | 0 | 0 | 0 | 0 | 0 | 0 | 0 | 0 | 0 | 0 | 0 | 0 | 0 | 0 | 0 | 0 | 0 | 0 | 0 | 0
Wednesday | 12 | 7 | 2 | 8162 | 0 | 0 | 0 | 0 | 0 | 0 | 0 | 0 | 0 | 0 | 0 | 0 | 0 | 0 | 0 | 0 | 0 | 0 | 0 | 0 | 0 |  | 0 | 0 | 0 | 0 | 0 | 0 | 0 | 0 |  |  |  |  | 0 | 0 | 1 | 0 | 0 | 0 | 0 | 0 |  | 1 | 1 | 1 | 1 | 1 | 1 | 0 | 0 | 0 | 0 | 0 | 0 | 0 | 0 | 0 | 0 | 0 | 0 | 0 | 0 | 0 | 0 | 0 | 0 | 0 | 0 | 0 | 0 | 0 | 0 | 0
Wednesday | 12 | 7 | 3 | 8163 | 0 | 0 | 0 | 0 | 0 | 0 | 0 | 0 | 0 | 0 | 0 | 0 | 0 | 0 | 0 | 0 | 0 | 0 | 0 | 0 | 0 |  | 0 | 0 | 0 | 0 | 0 | 0 | 0 | 0 |  |  |  |  | 0 | 0 | 1 | 0 | 0 | 0 | 0 | 0 |  | 1 | 1 | 1 | 1 | 1 | 1 | 0 | 0 | 0 | 0 | 0 | 0 | 0 | 0 | 0 | 0 | 0 | 0 | 0 | 0 | 0 | 0 | 0 | 0 | 0 | 0 | 0 | 0 | 0 | 0 | 0
Wednesday | 12 | 7 | 4 | 8164 | 0 | 0 | 0 | 0 | 0 | 0 | 0 | 0 | 0 | 0 | 0 | 0 | 0 | 0 | 0 | 0 | 0 | 0 | 0 | 0 | 0 |  | 0 | 0 | 0 | 0 | 0 | 0 | 0 | 0 |  |  |  |  | 0 | 0 | 1 | 0 | 0 | 0 | 0 | 0 |  | 1 | 1 | 1 | 1 | 1 | 1 | 0 | 0 | 0 | 0 | 0 | 0 | 0 | 0 | 0 | 0 | 0 | 0 | 0 | 0 | 0 | 0 | 0 | 0 | 0 | 0 | 0 | 0 | 0 | 0 | 0
Wednesday | 12 | 7 | 5 | 8165 | 0 | 0 | 0 | 0 | 0 | 0 | 0 | 0 | 0 | 0 | 0 | 0 | 0 | 0 | 0 | 0 | 0 | 0 | 0 | 0 | 0 |  | 0 | 0 | 0 | 0 | 0 | 0 | 0 | 0 |  |  |  |  | 0 | 0 | 1 | 0 | 0 | 0 | 0 | 0 |  | 1 | 1 | 1 | 1 | 1 | 1 | 0 | 0 | 0 | 0 | 0 | 0 | 0 | 0 | 0 | 0 | 0 | 0 | 0 | 0 | 0 | 0 | 0 | 0 | 0 | 0 | 0 | 0 | 0 | 0 | 0
Wednesday | 12 | 7 | 6 | 8166 | 0 | 0 | 0 | 0 | 0 | 0 | 0 | 0 | 0 | 0 | 0 | 0 | 0 | 0 | 0 | 0 | 0 | 0 | 0 | 0 | 0 |  | 0 | 0 | 0 | 0 | 0 | 0 | 0 | 0 |  |  |  |  | 0 | 0 | 1 | 0 | 0 | 0 | 0 | 0 |  | 1 | 1 | 1 | 1 | 1 | 1 | 0 | 0 | 0 | 0 | 0 | 0 | 0 | 0 | 0 | 0 | 0 | 0 | 0 | 0 | 0 | 0 | 0 | 0 | 0 | 0 | 0 | 0 | 0 | 0 | 0
Wednesday | 12 | 7 | 7 | 8167 | 0 | 0 | 0 | 0 | 0 | 0 | 0 | 0 | 0 | 0 | 0 | 0 | 0 | 0 | 0 | 0 | 0 | 0 | 0 | 0 | 0 |  | 0 | 0 | 0 | 0 | 0 | 0 | 0 | 0 |  |  |  |  | 0 | 0 | 1 | 0 | 0 | 0 | 0 | 0 |  | 1 | 1 | 1 | 1 | 1 | 1 | 0 | 0 | 0 | 0 | 0 | 0 | 0 | 0 | 0 | 0 | 0 | 0 | 0 | 0 | 0 | 0 | 0 | 0 | 0 | 0 | 0 | 0 | 0 | 0 | 0
Wednesday | 12 | 7 | 8 | 8168 | 0 | 0 | 0 | 0 | 0 | 0 | 0 | 0 | 0 | 0 | 0 | 0 | 0 | 0 | 0 | 0 | 0 | 0 | 0 | 0 | 0 |  | 0 | 0 | 0 | 0 | 0 | 0 | 0 | 0 |  |  |  |  | 0 | 1 | 0 | 0 | 0 | 0 | 0 | 0 |  | 1 | #VALUE! | 1 | 1 | 1 | #VALUE! | 0 | 0 | 0 | 0 | 0 | 0 | 0 | 0 | 0 | 0 | 0 | 0 | 0 | 0 | 0 | 0 | 0 | 0 | 0 | 0 | 0 | 0 | 0 | 0 | 0
Wednesday | 12 | 7 | 9 | 8169 | 0 | 0 | 0 | 0 | 0 | 0 | 0 | 0 | 0 | 0 | 0 | 0 | 0 | 0 | 0 | 0 | 0 | 0 | 0 | 0 | 0 |  | 0 | 0 | 0 | 0 | 0 | 0 | 0 | 0 |  |  |  |  | 0 | 1 | 0 | 0 | 0 | 0 | 0 | 0 |  | 1 | #VALUE! | 1 | 1 | 1 | #VALUE! | 0 | 0 | 0 | 0 | 0 | 0 | 0 | 0 | 0 | 0 | 0 | 0 | 0 | 0 | 0 | 0 | 0 | 0 | 0 | 0 | 0 | 0 | 0 | 0 | 0
Wednesday | 12 | 7 | 10 | 8170 | 0 | 0 | 0 | 0 | 0 | 0 | 0 | 0 | 0 | 0 | 0 | 0 | 0 | 0 | 0 | 0 | 0 | 0 | 0 | 0 | 0 |  | 0 | 0 | 0 | 0 | 0 | 0 | 0 | 0 |  |  |  |  | 0 | 1 | 0 | 0 | 0 | 0 | 0 | 0 |  | 1 | #VALUE! | 1 | 1 | 1 | #VALUE! | 0 | 0 | 0 | 0 | 0 | 0 | 0 | 0 | 0 | 0 | 0 | 0 | 0 | 0 | 0 | 0 | 0 | 0 | 0 | 0 | 0 | 0 | 0 | 0 | 0
Wednesday | 12 | 7 | 11 | 8171 | 0 | 0 | 0 | 0 | 0 | 0 | 0 | 0 | 0 | 0 | 0 | 0 | 0 | 0 | 0 | 0 | 0 | 0 | 0 | 0 | 0 |  | 0 | 0 | 0 | 0 | 0 | 0 | 0 | 0 |  |  |  |  | 0 | 1 | 0 | 0 | 0 | 0 | 0 | 0 |  | 1 | #VALUE! | 1 | 1 | 1 | #VALUE! | 0 | 0 | 0 | 0 | 0 | 0 | 0 | 0 | 0 | 0 | 0 | 0 | 0 | 0 | 0 | 0 | 0 | 0 | 0 | 0 | 0 | 0 | 0 | 0 | 0
Wednesday | 12 | 7 | 12 | 8172 | 0 | 0 | 0 | 0 | 0 | 0 | 0 | 0 | 0 | 0 | 0 | 0 | 0 | 0 | 0 | 0 | 0 | 0 | 0 | 0 | 0 |  | 0 | 0 | 0 | 0 | 0 | 0 | 0 | 0 |  |  |  |  | 0 | 1 | 0 | 0 | 0 | 0 | 0 | 0 |  | 1 | #VALUE! | 1 | 1 | 1 | #VALUE! | 0 | 0 | 0 | 0 | 0 | 0 | 0 | 0 | 0 | 0 | 0 | 0 | 0 | 0 | 0 | 0 | 0 | 0 | 0 | 0 | 0 | 0 | 0 | 0 | 0
Wednesday | 12 | 7 | 13 | 8173 | 0 | 0 | 0 | 0 | 0 | 0 | 0 | 0 | 0 | 0 | 0 | 0 | 0 | 0 | 0 | 0 | 0 | 0 | 0 | 0 | 0 |  | 0 | 0 | 0 | 0 | 0 | 0 | 0 | 0 |  |  |  |  | 0 | 1 | 0 | 0 | 0 | 0 | 0 | 0 |  | 1 | #VALUE! | 1 | 1 | 1 | #VALUE! | 0 | 0 | 0 | 0 | 0 | 0 | 0 | 0 | 0 | 0 | 0 | 0 | 0 | 0 | 0 | 0 | 0 | 0 | 0 | 0 | 0 | 0 | 0 | 0 | 0
Wednesday | 12 | 7 | 14 | 8174 | 0 | 0 | 0 | 0 | 0 | 0 | 0 | 0 | 0 | 0 | 0 | 0 | 0 | 0 | 0 | 0 | 0 | 0 | 0 | 0 | 0 |  | 0 | 0 | 0 | 0 | 0 | 0 | 0 | 0 |  |  |  |  | 0 | 1 | 0 | 0 | 0 | 0 | 0 | 0 |  | 1 | #VALUE! | 1 | 1 | 1 | #VALUE! | 0 | 0 | 0 | 0 | 0 | 0 | 0 | 0 | 0 | 0 | 0 | 0 | 0 | 0 | 0 | 0 | 0 | 0 | 0 | 0 | 0 | 0 | 0 | 0 | 0
Wednesday | 12 | 7 | 15 | 8175 | 0 | 0 | 0 | 0 | 0 | 0 | 0 | 0 | 0 | 0 | 0 | 0 | 0 | 0 | 0 | 0 | 0 | 0 | 0 | 0 | 0 |  | 0 | 0 | 0 | 0 | 0 | 0 | 0 | 0 |  |  |  |  | 0 | 1 | 0 | 0 | 0 | 0 | 0 | 0 |  | 1 | #VALUE! | 1 | 1 | 1 | #VALUE! | 0 | 0 | 0 | 0 | 0 | 0 | 0 | 0 | 0 | 0 | 0 | 0 | 0 | 0 | 0 | 0 | 0 | 0 | 0 | 0 | 0 | 0 | 0 | 0 | 0
Wednesday | 12 | 7 | 16 | 8176 | 0 | 0 | 0 | 0 | 0 | 0 | 0 | 0 | 0 | 0 | 0 | 0 | 0 | 0 | 0 | 0 | 0 | 0 | 0 | 0 | 0 |  | 0 | 0 | 0 | 0 | 0 | 0 | 0 | 0 |  |  |  |  | 0 | 1 | 0 | 0 | 0 | 0 | 0 | 0 |  | 1 | #VALUE! | 1 | 1 | 1 | #VALUE! | 0 | 0 | 0 | 0 | 0 | 0 | 0 | 0 | 0 | 0 | 0 | 0 | 0 | 0 | 0 | 0 | 0 | 0 | 0 | 0 | 0 | 0 | 0 | 0 | 0
Wednesday | 12 | 7 | 17 | 8177 | 0 | 0 | 0 | 0 | 0 | 0 | 0 | 0 | 0 | 0 | 0 | 0 | 0 | 0 | 0 | 0 | 0 | 0 | 0 | 0 | 0 |  | 0 | 0 | 0 | 0 | 0 | 0 | 0 | 0 |  |  |  |  | 0 | 1 | 0 | 0 | 0 | 0 | 0 | 0 |  | 1 | #VALUE! | 1 | 1 | 1 | #VALUE! | 0 | 0 | 0 | 0 | 0 | 0 | 0 | 0 | 0 | 0 | 0 | 0 | 0 | 0 | 0 | 0 | 0 | 0 | 0 | 0 | 0 | 0 | 0 | 0 | 0
Wednesday | 12 | 7 | 18 | 8178 | 0 | 0 | 0 | 0 | 0 | 0 | 0 | 0 | 0 | 0 | 0 | 0 | 0 | 0 | 0 | 0 | 0 | 0 | 0 | 0 | 0 |  | 0 | 0 | 0 | 0 | 0 | 0 | 0 | 0 |  |  |  |  | 0 | 1 | 0 | 0 | 0 | 0 | 0 | 0 |  | 1 | #VALUE! | 1 | 1 | 1 | #VALUE! | 0 | 0 | 0 | 0 | 0 | 0 | 0 | 0 | 0 | 0 | 0 | 0 | 0 | 0 | 0 | 0 | 0 | 0 | 0 | 0 | 0 | 0 | 0 | 0 | 0
Wednesday | 12 | 7 | 19 | 8179 | 0 | 0 | 0 | 0 | 0 | 0 | 0 | 0 | 0 | 0 | 0 | 0 | 0 | 0 | 0 | 0 | 0 | 0 | 0 | 0 | 0 |  | 0 | 0 | 0 | 0 | 0 | 0 | 0 | 0 |  |  |  |  | 1 | 0 | 0 | 0 | 0 | 0 | 0 | 0 |  | #VALUE! | 1 | 1 | 1 | 1 | #VALUE! | 0 | 0 | 0 | 0 | 0 | 0 | 0 | 0 | 0 | 0 | 0 | 0 | 0 | 0 | 0 | 0 | 0 | 0 | 0 | 0 | 0 | 0 | 0 | 0 | 0
Wednesday | 12 | 7 | 20 | 8180 | 0 | 0 | 0 | 0 | 0 | 0 | 0 | 0 | 0 | 0 | 0 | 0 | 0 | 0 | 0 | 0 | 0 | 0 | 0 | 0 | 0 |  | 0 | 0 | 0 | 0 | 0 | 0 | 0 | 0 |  |  |  |  | 1 | 0 | 0 | 0 | 0 | 0 | 0 | 0 |  | #VALUE! | 1 | 1 | 1 | 1 | #VALUE! | 0 | 0 | 0 | 0 | 0 | 0 | 0 | 0 | 0 | 0 | 0 | 0 | 0 | 0 | 0 | 0 | 0 | 0 | 0 | 0 | 0 | 0 | 0 | 0 | 0
Wednesday | 12 | 7 | 21 | 8181 | 0 | 0 | 0 | 0 | 0 | 0 | 0 | 0 | 0 | 0 | 0 | 0 | 0 | 0 | 0 | 0 | 0 | 0 | 0 | 0 | 0 |  | 0 | 0 | 0 | 0 | 0 | 0 | 0 | 0 |  |  |  |  | 0 | 1 | 0 | 0 | 0 | 0 | 0 | 0 |  | 1 | #VALUE! | 1 | 1 | 1 | #VALUE! | 0 | 0 | 0 | 0 | 0 | 0 | 0 | 0 | 0 | 0 | 0 | 0 | 0 | 0 | 0 | 0 | 0 | 0 | 0 | 0 | 0 | 0 | 0 | 0 | 0
Wednesday | 12 | 7 | 22 | 8182 | 0 | 0 | 0 | 0 | 0 | 0 | 0 | 0 | 0 | 0 | 0 | 0 | 0 | 0 | 0 | 0 | 0 | 0 | 0 | 0 | 0 |  | 0 | 0 | 0 | 0 | 0 | 0 | 0 | 0 |  |  |  |  | 0 | 1 | 0 | 0 | 0 | 0 | 0 | 0 |  | 1 | #VALUE! | 1 | 1 | 1 | #VALUE! | 0 | 0 | 0 | 0 | 0 | 0 | 0 | 0 | 0 | 0 | 0 | 0 | 0 | 0 | 0 | 0 | 0 | 0 | 0 | 0 | 0 | 0 | 0 | 0 | 0
Wednesday | 12 | 7 | 23 | 8183 | 0 | 0 | 0 | 0 | 0 | 0 | 0 | 0 | 0 | 0 | 0 | 0 | 0 | 0 | 0 | 0 | 0 | 0 | 0 | 0 | 0 |  | 0 | 0 | 0 | 0 | 0 | 0 | 0 | 0 |  |  |  |  | 0 | 0 | 1 | 0 | 0 | 0 | 0 | 0 |  | 1 | 1 | 1 | 1 | 1 | 1 | 0 | 0 | 0 | 0 | 0 | 0 | 0 | 0 | 0 | 0 | 0 | 0 | 0 | 0 | 0 | 0 | 0 | 0 | 0 | 0 | 0 | 0 | 0 | 0 | 0
Wednesday | 12 | 7 | 24 | 8184 | 0 | 0 | 0 | 0 | 0 | 0 | 0 | 0 | 0 | 0 | 0 | 0 | 0 | 0 | 0 | 0 | 0 | 0 | 0 | 0 | 0 |  | 0 | 0 | 0 | 0 | 0 | 0 | 0 | 0 |  |  |  |  | 0 | 0 | 1 | 0 | 0 | 0 | 0 | 0 |  | 1 | 1 | 1 | 1 | 1 | 1 | 0 | 0 | 0 | 0 | 0 | 0 | 0 | 0 | 0 | 0 | 0 | 0 | 0 | 0 | 0 | 0 | 0 | 0 | 0 | 0 | 0 | 0 | 0 | 0 | 0
Thursday | 12 | 8 | 1 | 8185 | 0 | 0 | 0 | 0 | 0 | 0 | 0 | 0 | 0 | 0 | 0 | 0 | 0 | 0 | 0 | 0 | 0 | 0 | 0 | 0 | 0 |  | 0 | 0 | 0 | 0 | 0 | 0 | 0 | 0 |  |  |  |  | 0 | 0 | 1 | 0 | 0 | 0 | 0 | 0 |  | 1 | 1 | 1 | 1 | 1 | 1 | 0 | 0 | 0 | 0 | 0 | 0 | 0 | 0 | 0 | 0 | 0 | 0 | 0 | 0 | 0 | 0 | 0 | 0 | 0 | 0 | 0 | 0 | 0 | 0 | 0
Thursday | 12 | 8 | 2 | 8186 | 0 | 0 | 0 | 0 | 0 | 0 | 0 | 0 | 0 | 0 | 0 | 0 | 0 | 0 | 0 | 0 | 0 | 0 | 0 | 0 | 0 |  | 0 | 0 | 0 | 0 | 0 | 0 | 0 | 0 |  |  |  |  | 0 | 0 | 1 | 0 | 0 | 0 | 0 | 0 |  | 1 | 1 | 1 | 1 | 1 | 1 | 0 | 0 | 0 | 0 | 0 | 0 | 0 | 0 | 0 | 0 | 0 | 0 | 0 | 0 | 0 | 0 | 0 | 0 | 0 | 0 | 0 | 0 | 0 | 0 | 0
Thursday | 12 | 8 | 3 | 8187 | 0 | 0 | 0 | 0 | 0 | 0 | 0 | 0 | 0 | 0 | 0 | 0 | 0 | 0 | 0 | 0 | 0 | 0 | 0 | 0 | 0 |  | 0 | 0 | 0 | 0 | 0 | 0 | 0 | 0 |  |  |  |  | 0 | 0 | 1 | 0 | 0 | 0 | 0 | 0 |  | 1 | 1 | 1 | 1 | 1 | 1 | 0 | 0 | 0 | 0 | 0 | 0 | 0 | 0 | 0 | 0 | 0 | 0 | 0 | 0 | 0 | 0 | 0 | 0 | 0 | 0 | 0 | 0 | 0 | 0 | 0
Thursday | 12 | 8 | 4 | 8188 | 0 | 0 | 0 | 0 | 0 | 0 | 0 | 0 | 0 | 0 | 0 | 0 | 0 | 0 | 0 | 0 | 0 | 0 | 0 | 0 | 0 |  | 0 | 0 | 0 | 0 | 0 | 0 | 0 | 0 |  |  |  |  | 0 | 0 | 1 | 0 | 0 | 0 | 0 | 0 |  | 1 | 1 | 1 | 1 | 1 | 1 | 0 | 0 | 0 | 0 | 0 | 0 | 0 | 0 | 0 | 0 | 0 | 0 | 0 | 0 | 0 | 0 | 0 | 0 | 0 | 0 | 0 | 0 | 0 | 0 | 0
Thursday | 12 | 8 | 5 | 8189 | 0 | 0 | 0 | 0 | 0 | 0 | 0 | 0 | 0 | 0 | 0 | 0 | 0 | 0 | 0 | 0 | 0 | 0 | 0 | 0 | 0 |  | 0 | 0 | 0 | 0 | 0 | 0 | 0 | 0 |  |  |  |  | 0 | 0 | 1 | 0 | 0 | 0 | 0 | 0 |  | 1 | 1 | 1 | 1 | 1 | 1 | 0 | 0 | 0 | 0 | 0 | 0 | 0 | 0 | 0 | 0 | 0 | 0 | 0 | 0 | 0 | 0 | 0 | 0 | 0 | 0 | 0 | 0 | 0 | 0 | 0
Thursday | 12 | 8 | 6 | 8190 | 0 | 0 | 0 | 0 | 0 | 0 | 0 | 0 | 0 | 0 | 0 | 0 | 0 | 0 | 0 | 0 | 0 | 0 | 0 | 0 | 0 |  | 0 | 0 | 0 | 0 | 0 | 0 | 0 | 0 |  |  |  |  | 0 | 0 | 1 | 0 | 0 | 0 | 0 | 0 |  | 1 | 1 | 1 | 1 | 1 | 1 | 0 | 0 | 0 | 0 | 0 | 0 | 0 | 0 | 0 | 0 | 0 | 0 | 0 | 0 | 0 | 0 | 0 | 0 | 0 | 0 | 0 | 0 | 0 | 0 | 0
Thursday | 12 | 8 | 7 | 8191 | 0 | 0 | 0 | 0 | 0 | 0 | 0 | 0 | 0 | 0 | 0 | 0 | 0 | 0 | 0 | 0 | 0 | 0 | 0 | 0 | 0 |  | 0 | 0 | 0 | 0 | 0 | 0 | 0 | 0 |  |  |  |  | 0 | 0 | 1 | 0 | 0 | 0 | 0 | 0 |  | 1 | 1 | 1 | 1 | 1 | 1 | 0 | 0 | 0 | 0 | 0 | 0 | 0 | 0 | 0 | 0 | 0 | 0 | 0 | 0 | 0 | 0 | 0 | 0 | 0 | 0 | 0 | 0 | 0 | 0 | 0
Thursday | 12 | 8 | 8 | 8192 | 0 | 0 | 0 | 0 | 0 | 0 | 0 | 0 | 0 | 0 | 0 | 0 | 0 | 0 | 0 | 0 | 0 | 0 | 0 | 0 | 0 |  | 0 | 0 | 0 | 0 | 0 | 0 | 0 | 0 |  |  |  |  | 0 | 1 | 0 | 0 | 0 | 0 | 0 | 0 |  | 1 | #VALUE! | 1 | 1 | 1 | #VALUE! | 0 | 0 | 0 | 0 | 0 | 0 | 0 | 0 | 0 | 0 | 0 | 0 | 0 | 0 | 0 | 0 | 0 | 0 | 0 | 0 | 0 | 0 | 0 | 0 | 0
Thursday | 12 | 8 | 9 | 8193 | 0 | 0 | 0 | 0 | 0 | 0 | 0 | 0 | 0 | 0 | 0 | 0 | 0 | 0 | 0 | 0 | 0 | 0 | 0 | 0 | 0 |  | 0 | 0 | 0 | 0 | 0 | 0 | 0 | 0 |  |  |  |  | 0 | 1 | 0 | 0 | 0 | 0 | 0 | 0 |  | 1 | #VALUE! | 1 | 1 | 1 | #VALUE! | 0 | 0 | 0 | 0 | 0 | 0 | 0 | 0 | 0 | 0 | 0 | 0 | 0 | 0 | 0 | 0 | 0 | 0 | 0 | 0 | 0 | 0 | 0 | 0 | 0
Thursday | 12 | 8 | 10 | 8194 | 0 | 0 | 0 | 0 | 0 | 0 | 0 | 0 | 0 | 0 | 0 | 0 | 0 | 0 | 0 | 0 | 0 | 0 | 0 | 0 | 0 |  | 0 | 0 | 0 | 0 | 0 | 0 | 0 | 0 |  |  |  |  | 0 | 1 | 0 | 0 | 0 | 0 | 0 | 0 |  | 1 | #VALUE! | 1 | 1 | 1 | #VALUE! | 0 | 0 | 0 | 0 | 0 | 0 | 0 | 0 | 0 | 0 | 0 | 0 | 0 | 0 | 0 | 0 | 0 | 0 | 0 | 0 | 0 | 0 | 0 | 0 | 0
Thursday | 12 | 8 | 11 | 8195 | 0 | 0 | 0 | 0 | 0 | 0 | 0 | 0 | 0 | 0 | 0 | 0 | 0 | 0 | 0 | 0 | 0 | 0 | 0 | 0 | 0 |  | 0 | 0 | 0 | 0 | 0 | 0 | 0 | 0 |  |  |  |  | 0 | 1 | 0 | 0 | 0 | 0 | 0 | 0 |  | 1 | #VALUE! | 1 | 1 | 1 | #VALUE! | 0 | 0 | 0 | 0 | 0 | 0 | 0 | 0 | 0 | 0 | 0 | 0 | 0 | 0 | 0 | 0 | 0 | 0 | 0 | 0 | 0 | 0 | 0 | 0 | 0
Thursday | 12 | 8 | 12 | 8196 | 0 | 0 | 0 | 0 | 0 | 0 | 0 | 0 | 0 | 0 | 0 | 0 | 0 | 0 | 0 | 0 | 0 | 0 | 0 | 0 | 0 |  | 0 | 0 | 0 | 0 | 0 | 0 | 0 | 0 |  |  |  |  | 0 | 1 | 0 | 0 | 0 | 0 | 0 | 0 |  | 1 | #VALUE! | 1 | 1 | 1 | #VALUE! | 0 | 0 | 0 | 0 | 0 | 0 | 0 | 0 | 0 | 0 | 0 | 0 | 0 | 0 | 0 | 0 | 0 | 0 | 0 | 0 | 0 | 0 | 0 | 0 | 0
Thursday | 12 | 8 | 13 | 8197 | 0 | 0 | 0 | 0 | 0 | 0 | 0 | 0 | 0 | 0 | 0 | 0 | 0 | 0 | 0 | 0 | 0 | 0 | 0 | 0 | 0 |  | 0 | 0 | 0 | 0 | 0 | 0 | 0 | 0 |  |  |  |  | 0 | 1 | 0 | 0 | 0 | 0 | 0 | 0 |  | 1 | #VALUE! | 1 | 1 | 1 | #VALUE! | 0 | 0 | 0 | 0 | 0 | 0 | 0 | 0 | 0 | 0 | 0 | 0 | 0 | 0 | 0 | 0 | 0 | 0 | 0 | 0 | 0 | 0 | 0 | 0 | 0
Thursday | 12 | 8 | 14 | 8198 | 0 | 0 | 0 | 0 | 0 | 0 | 0 | 0 | 0 | 0 | 0 | 0 | 0 | 0 | 0 | 0 | 0 | 0 | 0 | 0 | 0 |  | 0 | 0 | 0 | 0 | 0 | 0 | 0 | 0 |  |  |  |  | 0 | 1 | 0 | 0 | 0 | 0 | 0 | 0 |  | 1 | #VALUE! | 1 | 1 | 1 | #VALUE! | 0 | 0 | 0 | 0 | 0 | 0 | 0 | 0 | 0 | 0 | 0 | 0 | 0 | 0 | 0 | 0 | 0 | 0 | 0 | 0 | 0 | 0 | 0 | 0 | 0
Thursday | 12 | 8 | 15 | 8199 | 0 | 0 | 0 | 0 | 0 | 0 | 0 | 0 | 0 | 0 | 0 | 0 | 0 | 0 | 0 | 0 | 0 | 0 | 0 | 0 | 0 |  | 0 | 0 | 0 | 0 | 0 | 0 | 0 | 0 |  |  |  |  | 0 | 1 | 0 | 0 | 0 | 0 | 0 | 0 |  | 1 | #VALUE! | 1 | 1 | 1 | #VALUE! | 0 | 0 | 0 | 0 | 0 | 0 | 0 | 0 | 0 | 0 | 0 | 0 | 0 | 0 | 0 | 0 | 0 | 0 | 0 | 0 | 0 | 0 | 0 | 0 | 0
Thursday | 12 | 8 | 16 | 8200 | 0 | 0 | 0 | 0 | 0 | 0 | 0 | 0 | 0 | 0 | 0 | 0 | 0 | 0 | 0 | 0 | 0 | 0 | 0 | 0 | 0 |  | 0 | 0 | 0 | 0 | 0 | 0 | 0 | 0 |  |  |  |  | 0 | 1 | 0 | 0 | 0 | 0 | 0 | 0 |  | 1 | #VALUE! | 1 | 1 | 1 | #VALUE! | 0 | 0 | 0 | 0 | 0 | 0 | 0 | 0 | 0 | 0 | 0 | 0 | 0 | 0 | 0 | 0 | 0 | 0 | 0 | 0 | 0 | 0 | 0 | 0 | 0
Thursday | 12 | 8 | 17 | 8201 | 0 | 0 | 0 | 0 | 0 | 0 | 0 | 0 | 0 | 0 | 0 | 0 | 0 | 0 | 0 | 0 | 0 | 0 | 0 | 0 | 0 |  | 0 | 0 | 0 | 0 | 0 | 0 | 0 | 0 |  |  |  |  | 0 | 1 | 0 | 0 | 0 | 0 | 0 | 0 |  | 1 | #VALUE! | 1 | 1 | 1 | #VALUE! | 0 | 0 | 0 | 0 | 0 | 0 | 0 | 0 | 0 | 0 | 0 | 0 | 0 | 0 | 0 | 0 | 0 | 0 | 0 | 0 | 0 | 0 | 0 | 0 | 0
Thursday | 12 | 8 | 18 | 8202 | 0 | 0 | 0 | 0 | 0 | 0 | 0 | 0 | 0 | 0 | 0 | 0 | 0 | 0 | 0 | 0 | 0 | 0 | 0 | 0 | 0 |  | 0 | 0 | 0 | 0 | 0 | 0 | 0 | 0 |  |  |  |  | 0 | 1 | 0 | 0 | 0 | 0 | 0 | 0 |  | 1 | #VALUE! | 1 | 1 | 1 | #VALUE! | 0 | 0 | 0 | 0 | 0 | 0 | 0 | 0 | 0 | 0 | 0 | 0 | 0 | 0 | 0 | 0 | 0 | 0 | 0 | 0 | 0 | 0 | 0 | 0 | 0
Thursday | 12 | 8 | 19 | 8203 | 0 | 0 | 0 | 0 | 0 | 0 | 0 | 0 | 0 | 0 | 0 | 0 | 0 | 0 | 0 | 0 | 0 | 0 | 0 | 0 | 0 |  | 0 | 0 | 0 | 0 | 0 | 0 | 0 | 0 |  |  |  |  | 1 | 0 | 0 | 0 | 0 | 0 | 0 | 0 |  | #VALUE! | 1 | 1 | 1 | 1 | #VALUE! | 0 | 0 | 0 | 0 | 0 | 0 | 0 | 0 | 0 | 0 | 0 | 0 | 0 | 0 | 0 | 0 | 0 | 0 | 0 | 0 | 0 | 0 | 0 | 0 | 0
Thursday | 12 | 8 | 20 | 8204 | 0 | 0 | 0 | 0 | 0 | 0 | 0 | 0 | 0 | 0 | 0 | 0 | 0 | 0 | 0 | 0 | 0 | 0 | 0 | 0 | 0 |  | 0 | 0 | 0 | 0 | 0 | 0 | 0 | 0 |  |  |  |  | 1 | 0 | 0 | 0 | 0 | 0 | 0 | 0 |  | #VALUE! | 1 | 1 | 1 | 1 | #VALUE! | 0 | 0 | 0 | 0 | 0 | 0 | 0 | 0 | 0 | 0 | 0 | 0 | 0 | 0 | 0 | 0 | 0 | 0 | 0 | 0 | 0 | 0 | 0 | 0 | 0
Thursday | 12 | 8 | 21 | 8205 | 0 | 0 | 0 | 0 | 0 | 0 | 0 | 0 | 0 | 0 | 0 | 0 | 0 | 0 | 0 | 0 | 0 | 0 | 0 | 0 | 0 |  | 0 | 0 | 0 | 0 | 0 | 0 | 0 | 0 |  |  |  |  | 0 | 1 | 0 | 0 | 0 | 0 | 0 | 0 |  | 1 | #VALUE! | 1 | 1 | 1 | #VALUE! | 0 | 0 | 0 | 0 | 0 | 0 | 0 | 0 | 0 | 0 | 0 | 0 | 0 | 0 | 0 | 0 | 0 | 0 | 0 | 0 | 0 | 0 | 0 | 0 | 0
Thursday | 12 | 8 | 22 | 8206 | 0 | 0 | 0 | 0 | 0 | 0 | 0 | 0 | 0 | 0 | 0 | 0 | 0 | 0 | 0 | 0 | 0 | 0 | 0 | 0 | 0 |  | 0 | 0 | 0 | 0 | 0 | 0 | 0 | 0 |  |  |  |  | 0 | 1 | 0 | 0 | 0 | 0 | 0 | 0 |  | 1 | #VALUE! | 1 | 1 | 1 | #VALUE! | 0 | 0 | 0 | 0 | 0 | 0 | 0 | 0 | 0 | 0 | 0 | 0 | 0 | 0 | 0 | 0 | 0 | 0 | 0 | 0 | 0 | 0 | 0 | 0 | 0
Thursday | 12 | 8 | 23 | 8207 | 0 | 0 | 0 | 0 | 0 | 0 | 0 | 0 | 0 | 0 | 0 | 0 | 0 | 0 | 0 | 0 | 0 | 0 | 0 | 0 | 0 |  | 0 | 0 | 0 | 0 | 0 | 0 | 0 | 0 |  |  |  |  | 0 | 0 | 1 | 0 | 0 | 0 | 0 | 0 |  | 1 | 1 | 1 | 1 | 1 | 1 | 0 | 0 | 0 | 0 | 0 | 0 | 0 | 0 | 0 | 0 | 0 | 0 | 0 | 0 | 0 | 0 | 0 | 0 | 0 | 0 | 0 | 0 | 0 | 0 | 0
Thursday | 12 | 8 | 24 | 8208 | 0 | 0 | 0 | 0 | 0 | 0 | 0 | 0 | 0 | 0 | 0 | 0 | 0 | 0 | 0 | 0 | 0 | 0 | 0 | 0 | 0 |  | 0 | 0 | 0 | 0 | 0 | 0 | 0 | 0 |  |  |  |  | 0 | 0 | 1 | 0 | 0 | 0 | 0 | 0 |  | 1 | 1 | 1 | 1 | 1 | 1 | 0 | 0 | 0 | 0 | 0 | 0 | 0 | 0 | 0 | 0 | 0 | 0 | 0 | 0 | 0 | 0 | 0 | 0 | 0 | 0 | 0 | 0 | 0 | 0 | 0
Friday | 12 | 9 | 1 | 8209 | 0 | 0 | 0 | 0 | 0 | 0 | 0 | 0 | 0 | 0 | 0 | 0 | 0 | 0 | 0 | 0 | 0 | 0 | 0 | 0 | 0 |  | 0 | 0 | 0 | 0 | 0 | 0 | 0 | 0 |  |  |  |  | 0 | 0 | 1 | 0 | 0 | 0 | 0 | 0 |  | 1 | 1 | 1 | 1 | 1 | 1 | 0 | 0 | 0 | 0 | 0 | 0 | 0 | 0 | 0 | 0 | 0 | 0 | 0 | 0 | 0 | 0 | 0 | 0 | 0 | 0 | 0 | 0 | 0 | 0 | 0
Friday | 12 | 9 | 2 | 8210 | 0 | 0 | 0 | 0 | 0 | 0 | 0 | 0 | 0 | 0 | 0 | 0 | 0 | 0 | 0 | 0 | 0 | 0 | 0 | 0 | 0 |  | 0 | 0 | 0 | 0 | 0 | 0 | 0 | 0 |  |  |  |  | 0 | 0 | 1 | 0 | 0 | 0 | 0 | 0 |  | 1 | 1 | 1 | 1 | 1 | 1 | 0 | 0 | 0 | 0 | 0 | 0 | 0 | 0 | 0 | 0 | 0 | 0 | 0 | 0 | 0 | 0 | 0 | 0 | 0 | 0 | 0 | 0 | 0 | 0 | 0
Friday | 12 | 9 | 3 | 8211 | 0 | 0 | 0 | 0 | 0 | 0 | 0 | 0 | 0 | 0 | 0 | 0 | 0 | 0 | 0 | 0 | 0 | 0 | 0 | 0 | 0 |  | 0 | 0 | 0 | 0 | 0 | 0 | 0 | 0 |  |  |  |  | 0 | 0 | 1 | 0 | 0 | 0 | 0 | 0 |  | 1 | 1 | 1 | 1 | 1 | 1 | 0 | 0 | 0 | 0 | 0 | 0 | 0 | 0 | 0 | 0 | 0 | 0 | 0 | 0 | 0 | 0 | 0 | 0 | 0 | 0 | 0 | 0 | 0 | 0 | 0
Friday | 12 | 9 | 4 | 8212 | 0 | 0 | 0 | 0 | 0 | 0 | 0 | 0 | 0 | 0 | 0 | 0 | 0 | 0 | 0 | 0 | 0 | 0 | 0 | 0 | 0 |  | 0 | 0 | 0 | 0 | 0 | 0 | 0 | 0 |  |  |  |  | 0 | 0 | 1 | 0 | 0 | 0 | 0 | 0 |  | 1 | 1 | 1 | 1 | 1 | 1 | 0 | 0 | 0 | 0 | 0 | 0 | 0 | 0 | 0 | 0 | 0 | 0 | 0 | 0 | 0 | 0 | 0 | 0 | 0 | 0 | 0 | 0 | 0 | 0 | 0
Friday | 12 | 9 | 5 | 8213 | 0 | 0 | 0 | 0 | 0 | 0 | 0 | 0 | 0 | 0 | 0 | 0 | 0 | 0 | 0 | 0 | 0 | 0 | 0 | 0 | 0 |  | 0 | 0 | 0 | 0 | 0 | 0 | 0 | 0 |  |  |  |  | 0 | 0 | 1 | 0 | 0 | 0 | 0 | 0 |  | 1 | 1 | 1 | 1 | 1 | 1 | 0 | 0 | 0 | 0 | 0 | 0 | 0 | 0 | 0 | 0 | 0 | 0 | 0 | 0 | 0 | 0 | 0 | 0 | 0 | 0 | 0 | 0 | 0 | 0 | 0
Friday | 12 | 9 | 6 | 8214 | 0 | 0 | 0 | 0 | 0 | 0 | 0 | 0 | 0 | 0 | 0 | 0 | 0 | 0 | 0 | 0 | 0 | 0 | 0 | 0 | 0 |  | 0 | 0 | 0 | 0 | 0 | 0 | 0 | 0 |  |  |  |  | 0 | 0 | 1 | 0 | 0 | 0 | 0 | 0 |  | 1 | 1 | 1 | 1 | 1 | 1 | 0 | 0 | 0 | 0 | 0 | 0 | 0 | 0 | 0 | 0 | 0 | 0 | 0 | 0 | 0 | 0 | 0 | 0 | 0 | 0 | 0 | 0 | 0 | 0 | 0
Friday | 12 | 9 | 7 | 8215 | 0 | 0 | 0 | 0 | 0 | 0 | 0 | 0 | 0 | 0 | 0 | 0 | 0 | 0 | 0 | 0 | 0 | 0 | 0 | 0 | 0 |  | 0 | 0 | 0 | 0 | 0 | 0 | 0 | 0 |  |  |  |  | 0 | 0 | 1 | 0 | 0 | 0 | 0 | 0 |  | 1 | 1 | 1 | 1 | 1 | 1 | 0 | 0 | 0 | 0 | 0 | 0 | 0 | 0 | 0 | 0 | 0 | 0 | 0 | 0 | 0 | 0 | 0 | 0 | 0 | 0 | 0 | 0 | 0 | 0 | 0
Friday | 12 | 9 | 8 | 8216 | 0 | 0 | 0 | 0 | 0 | 0 | 0 | 0 | 0 | 0 | 0 | 0 | 0 | 0 | 0 | 0 | 0 | 0 | 0 | 0 | 0 |  | 0 | 0 | 0 | 0 | 0 | 0 | 0 | 0 |  |  |  |  | 0 | 1 | 0 | 0 | 0 | 0 | 0 | 0 |  | 1 | #VALUE! | 1 | 1 | 1 | #VALUE! | 0 | 0 | 0 | 0 | 0 | 0 | 0 | 0 | 0 | 0 | 0 | 0 | 0 | 0 | 0 | 0 | 0 | 0 | 0 | 0 | 0 | 0 | 0 | 0 | 0
Friday | 12 | 9 | 9 | 8217 | 0 | 0 | 0 | 0 | 0 | 0 | 0 | 0 | 0 | 0 | 0 | 0 | 0 | 0 | 0 | 0 | 0 | 0 | 0 | 0 | 0 |  | 0 | 0 | 0 | 0 | 0 | 0 | 0 | 0 |  |  |  |  | 0 | 1 | 0 | 0 | 0 | 0 | 0 | 0 |  | 1 | #VALUE! | 1 | 1 | 1 | #VALUE! | 0 | 0 | 0 | 0 | 0 | 0 | 0 | 0 | 0 | 0 | 0 | 0 | 0 | 0 | 0 | 0 | 0 | 0 | 0 | 0 | 0 | 0 | 0 | 0 | 0
Friday | 12 | 9 | 10 | 8218 | 0 | 0 | 0 | 0 | 0 | 0 | 0 | 0 | 0 | 0 | 0 | 0 | 0 | 0 | 0 | 0 | 0 | 0 | 0 | 0 | 0 |  | 0 | 0 | 0 | 0 | 0 | 0 | 0 | 0 |  |  |  |  | 0 | 1 | 0 | 0 | 0 | 0 | 0 | 0 |  | 1 | #VALUE! | 1 | 1 | 1 | #VALUE! | 0 | 0 | 0 | 0 | 0 | 0 | 0 | 0 | 0 | 0 | 0 | 0 | 0 | 0 | 0 | 0 | 0 | 0 | 0 | 0 | 0 | 0 | 0 | 0 | 0
Friday | 12 | 9 | 11 | 8219 | 0 | 0 | 0 | 0 | 0 | 0 | 0 | 0 | 0 | 0 | 0 | 0 | 0 | 0 | 0 | 0 | 0 | 0 | 0 | 0 | 0 |  | 0 | 0 | 0 | 0 | 0 | 0 | 0 | 0 |  |  |  |  | 0 | 1 | 0 | 0 | 0 | 0 | 0 | 0 |  | 1 | #VALUE! | 1 | 1 | 1 | #VALUE! | 0 | 0 | 0 | 0 | 0 | 0 | 0 | 0 | 0 | 0 | 0 | 0 | 0 | 0 | 0 | 0 | 0 | 0 | 0 | 0 | 0 | 0 | 0 | 0 | 0
Friday | 12 | 9 | 12 | 8220 | 0 | 0 | 0 | 0 | 0 | 0 | 0 | 0 | 0 | 0 | 0 | 0 | 0 | 0 | 0 | 0 | 0 | 0 | 0 | 0 | 0 |  | 0 | 0 | 0 | 0 | 0 | 0 | 0 | 0 |  |  |  |  | 0 | 1 | 0 | 0 | 0 | 0 | 0 | 0 |  | 1 | #VALUE! | 1 | 1 | 1 | #VALUE! | 0 | 0 | 0 | 0 | 0 | 0 | 0 | 0 | 0 | 0 | 0 | 0 | 0 | 0 | 0 | 0 | 0 | 0 | 0 | 0 | 0 | 0 | 0 | 0 | 0
Friday | 12 | 9 | 13 | 8221 | 0 | 0 | 0 | 0 | 0 | 0 | 0 | 0 | 0 | 0 | 0 | 0 | 0 | 0 | 0 | 0 | 0 | 0 | 0 | 0 | 0 |  | 0 | 0 | 0 | 0 | 0 | 0 | 0 | 0 |  |  |  |  | 0 | 1 | 0 | 0 | 0 | 0 | 0 | 0 |  | 1 | #VALUE! | 1 | 1 | 1 | #VALUE! | 0 | 0 | 0 | 0 | 0 | 0 | 0 | 0 | 0 | 0 | 0 | 0 | 0 | 0 | 0 | 0 | 0 | 0 | 0 | 0 | 0 | 0 | 0 | 0 | 0
Friday | 12 | 9 | 14 | 8222 | 0 | 0 | 0 | 0 | 0 | 0 | 0 | 0 | 0 | 0 | 0 | 0 | 0 | 0 | 0 | 0 | 0 | 0 | 0 | 0 | 0 |  | 0 | 0 | 0 | 0 | 0 | 0 | 0 | 0 |  |  |  |  | 0 | 1 | 0 | 0 | 0 | 0 | 0 | 0 |  | 1 | #VALUE! | 1 | 1 | 1 | #VALUE! | 0 | 0 | 0 | 0 | 0 | 0 | 0 | 0 | 0 | 0 | 0 | 0 | 0 | 0 | 0 | 0 | 0 | 0 | 0 | 0 | 0 | 0 | 0 | 0 | 0
Friday | 12 | 9 | 15 | 8223 | 0 | 0 | 0 | 0 | 0 | 0 | 0 | 0 | 0 | 0 | 0 | 0 | 0 | 0 | 0 | 0 | 0 | 0 | 0 | 0 | 0 |  | 0 | 0 | 0 | 0 | 0 | 0 | 0 | 0 |  |  |  |  | 0 | 1 | 0 | 0 | 0 | 0 | 0 | 0 |  | 1 | #VALUE! | 1 | 1 | 1 | #VALUE! | 0 | 0 | 0 | 0 | 0 | 0 | 0 | 0 | 0 | 0 | 0 | 0 | 0 | 0 | 0 | 0 | 0 | 0 | 0 | 0 | 0 | 0 | 0 | 0 | 0
Friday | 12 | 9 | 16 | 8224 | 0 | 0 | 0 | 0 | 0 | 0 | 0 | 0 | 0 | 0 | 0 | 0 | 0 | 0 | 0 | 0 | 0 | 0 | 0 | 0 | 0 |  | 0 | 0 | 0 | 0 | 0 | 0 | 0 | 0 |  |  |  |  | 0 | 1 | 0 | 0 | 0 | 0 | 0 | 0 |  | 1 | #VALUE! | 1 | 1 | 1 | #VALUE! | 0 | 0 | 0 | 0 | 0 | 0 | 0 | 0 | 0 | 0 | 0 | 0 | 0 | 0 | 0 | 0 | 0 | 0 | 0 | 0 | 0 | 0 | 0 | 0 | 0
Friday | 12 | 9 | 17 | 8225 | 0 | 0 | 0 | 0 | 0 | 0 | 0 | 0 | 0 | 0 | 0 | 0 | 0 | 0 | 0 | 0 | 0 | 0 | 0 | 0 | 0 |  | 0 | 0 | 0 | 0 | 0 | 0 | 0 | 0 |  |  |  |  | 0 | 1 | 0 | 0 | 0 | 0 | 0 | 0 |  | 1 | #VALUE! | 1 | 1 | 1 | #VALUE! | 0 | 0 | 0 | 0 | 0 | 0 | 0 | 0 | 0 | 0 | 0 | 0 | 0 | 0 | 0 | 0 | 0 | 0 | 0 | 0 | 0 | 0 | 0 | 0 | 0
Friday | 12 | 9 | 18 | 8226 | 0 | 0 | 0 | 0 | 0 | 0 | 0 | 0 | 0 | 0 | 0 | 0 | 0 | 0 | 0 | 0 | 0 | 0 | 0 | 0 | 0 |  | 0 | 0 | 0 | 0 | 0 | 0 | 0 | 0 |  |  |  |  | 0 | 1 | 0 | 0 | 0 | 0 | 0 | 0 |  | 1 | #VALUE! | 1 | 1 | 1 | #VALUE! | 0 | 0 | 0 | 0 | 0 | 0 | 0 | 0 | 0 | 0 | 0 | 0 | 0 | 0 | 0 | 0 | 0 | 0 | 0 | 0 | 0 | 0 | 0 | 0 | 0
Friday | 12 | 9 | 19 | 8227 | 0 | 0 | 0 | 0 | 0 | 0 | 0 | 0 | 0 | 0 | 0 | 0 | 0 | 0 | 0 | 0 | 0 | 0 | 0 | 0 | 0 |  | 0 | 0 | 0 | 0 | 0 | 0 | 0 | 0 |  |  |  |  | 1 | 0 | 0 | 0 | 0 | 0 | 0 | 0 |  | #VALUE! | 1 | 1 | 1 | 1 | #VALUE! | 0 | 0 | 0 | 0 | 0 | 0 | 0 | 0 | 0 | 0 | 0 | 0 | 0 | 0 | 0 | 0 | 0 | 0 | 0 | 0 | 0 | 0 | 0 | 0 | 0
Friday | 12 | 9 | 20 | 8228 | 0 | 0 | 0 | 0 | 0 | 0 | 0 | 0 | 0 | 0 | 0 | 0 | 0 | 0 | 0 | 0 | 0 | 0 | 0 | 0 | 0 |  | 0 | 0 | 0 | 0 | 0 | 0 | 0 | 0 |  |  |  |  | 1 | 0 | 0 | 0 | 0 | 0 | 0 | 0 |  | #VALUE! | 1 | 1 | 1 | 1 | #VALUE! | 0 | 0 | 0 | 0 | 0 | 0 | 0 | 0 | 0 | 0 | 0 | 0 | 0 | 0 | 0 | 0 | 0 | 0 | 0 | 0 | 0 | 0 | 0 | 0 | 0
Friday | 12 | 9 | 21 | 8229 | 0 | 0 | 0 | 0 | 0 | 0 | 0 | 0 | 0 | 0 | 0 | 0 | 0 | 0 | 0 | 0 | 0 | 0 | 0 | 0 | 0 |  | 0 | 0 | 0 | 0 | 0 | 0 | 0 | 0 |  |  |  |  | 0 | 1 | 0 | 0 | 0 | 0 | 0 | 0 |  | 1 | #VALUE! | 1 | 1 | 1 | #VALUE! | 0 | 0 | 0 | 0 | 0 | 0 | 0 | 0 | 0 | 0 | 0 | 0 | 0 | 0 | 0 | 0 | 0 | 0 | 0 | 0 | 0 | 0 | 0 | 0 | 0
Friday | 12 | 9 | 22 | 8230 | 0 | 0 | 0 | 0 | 0 | 0 | 0 | 0 | 0 | 0 | 0 | 0 | 0 | 0 | 0 | 0 | 0 | 0 | 0 | 0 | 0 |  | 0 | 0 | 0 | 0 | 0 | 0 | 0 | 0 |  |  |  |  | 0 | 1 | 0 | 0 | 0 | 0 | 0 | 0 |  | 1 | #VALUE! | 1 | 1 | 1 | #VALUE! | 0 | 0 | 0 | 0 | 0 | 0 | 0 | 0 | 0 | 0 | 0 | 0 | 0 | 0 | 0 | 0 | 0 | 0 | 0 | 0 | 0 | 0 | 0 | 0 | 0
Friday | 12 | 9 | 23 | 8231 | 0 | 0 | 0 | 0 | 0 | 0 | 0 | 0 | 0 | 0 | 0 | 0 | 0 | 0 | 0 | 0 | 0 | 0 | 0 | 0 | 0 |  | 0 | 0 | 0 | 0 | 0 | 0 | 0 | 0 |  |  |  |  | 0 | 0 | 1 | 0 | 0 | 0 | 0 | 0 |  | 1 | 1 | 1 | 1 | 1 | 1 | 0 | 0 | 0 | 0 | 0 | 0 | 0 | 0 | 0 | 0 | 0 | 0 | 0 | 0 | 0 | 0 | 0 | 0 | 0 | 0 | 0 | 0 | 0 | 0 | 0
Friday | 12 | 9 | 24 | 8232 | 0 | 0 | 0 | 0 | 0 | 0 | 0 | 0 | 0 | 0 | 0 | 0 | 0 | 0 | 0 | 0 | 0 | 0 | 0 | 0 | 0 |  | 0 | 0 | 0 | 0 | 0 | 0 | 0 | 0 |  |  |  |  | 0 | 0 | 1 | 0 | 0 | 0 | 0 | 0 |  | 1 | 1 | 1 | 1 | 1 | 1 | 0 | 0 | 0 | 0 | 0 | 0 | 0 | 0 | 0 | 0 | 0 | 0 | 0 | 0 | 0 | 0 | 0 | 0 | 0 | 0 | 0 | 0 | 0 | 0 | 0
Saturday | 12 | 10 | 1 | 8233 | 0 | 0 | 0 | 0 | 0 | 0 | 0 | 0 | 0 | 0 | 0 | 0 | 0 | 0 | 0 | 0 | 0 | 0 | 0 | 0 | 0 |  | 0 | 0 | 0 | 0 | 0 | 0 | 0 | 0 |  |  |  |  | 0 | 0 | 1 | 0 | 0 | 0 | 0 | 0 |  | 1 | 1 | 1 | 1 | 1 | 1 | 0 | 0 | 0 | 0 | 0 | 0 | 0 | 0 | 0 | 0 | 0 | 0 | 0 | 0 | 0 | 0 | 0 | 0 | 0 | 0 | 0 | 0 | 0 | 0 | 0
Saturday | 12 | 10 | 2 | 8234 | 0 | 0 | 0 | 0 | 0 | 0 | 0 | 0 | 0 | 0 | 0 | 0 | 0 | 0 | 0 | 0 | 0 | 0 | 0 | 0 | 0 |  | 0 | 0 | 0 | 0 | 0 | 0 | 0 | 0 |  |  |  |  | 0 | 0 | 1 | 0 | 0 | 0 | 0 | 0 |  | 1 | 1 | 1 | 1 | 1 | 1 | 0 | 0 | 0 | 0 | 0 | 0 | 0 | 0 | 0 | 0 | 0 | 0 | 0 | 0 | 0 | 0 | 0 | 0 | 0 | 0 | 0 | 0 | 0 | 0 | 0
Saturday | 12 | 10 | 3 | 8235 | 0 | 0 | 0 | 0 | 0 | 0 | 0 | 0 | 0 | 0 | 0 | 0 | 0 | 0 | 0 | 0 | 0 | 0 | 0 | 0 | 0 |  | 0 | 0 | 0 | 0 | 0 | 0 | 0 | 0 |  |  |  |  | 0 | 0 | 1 | 0 | 0 | 0 | 0 | 0 |  | 1 | 1 | 1 | 1 | 1 | 1 | 0 | 0 | 0 | 0 | 0 | 0 | 0 | 0 | 0 | 0 | 0 | 0 | 0 | 0 | 0 | 0 | 0 | 0 | 0 | 0 | 0 | 0 | 0 | 0 | 0
Saturday | 12 | 10 | 4 | 8236 | 0 | 0 | 0 | 0 | 0 | 0 | 0 | 0 | 0 | 0 | 0 | 0 | 0 | 0 | 0 | 0 | 0 | 0 | 0 | 0 | 0 |  | 0 | 0 | 0 | 0 | 0 | 0 | 0 | 0 |  |  |  |  | 0 | 0 | 1 | 0 | 0 | 0 | 0 | 0 |  | 1 | 1 | 1 | 1 | 1 | 1 | 0 | 0 | 0 | 0 | 0 | 0 | 0 | 0 | 0 | 0 | 0 | 0 | 0 | 0 | 0 | 0 | 0 | 0 | 0 | 0 | 0 | 0 | 0 | 0 | 0
Saturday | 12 | 10 | 5 | 8237 | 0 | 0 | 0 | 0 | 0 | 0 | 0 | 0 | 0 | 0 | 0 | 0 | 0 | 0 | 0 | 0 | 0 | 0 | 0 | 0 | 0 |  | 0 | 0 | 0 | 0 | 0 | 0 | 0 | 0 |  |  |  |  | 0 | 0 | 1 | 0 | 0 | 0 | 0 | 0 |  | 1 | 1 | 1 | 1 | 1 | 1 | 0 | 0 | 0 | 0 | 0 | 0 | 0 | 0 | 0 | 0 | 0 | 0 | 0 | 0 | 0 | 0 | 0 | 0 | 0 | 0 | 0 | 0 | 0 | 0 | 0
Saturday | 12 | 10 | 6 | 8238 | 0 | 0 | 0 | 0 | 0 | 0 | 0 | 0 | 0 | 0 | 0 | 0 | 0 | 0 | 0 | 0 | 0 | 0 | 0 | 0 | 0 |  | 0 | 0 | 0 | 0 | 0 | 0 | 0 | 0 |  |  |  |  | 0 | 0 | 1 | 0 | 0 | 0 | 0 | 0 |  | 1 | 1 | 1 | 1 | 1 | 1 | 0 | 0 | 0 | 0 | 0 | 0 | 0 | 0 | 0 | 0 | 0 | 0 | 0 | 0 | 0 | 0 | 0 | 0 | 0 | 0 | 0 | 0 | 0 | 0 | 0
Saturday | 12 | 10 | 7 | 8239 | 0 | 0 | 0 | 0 | 0 | 0 | 0 | 0 | 0 | 0 | 0 | 0 | 0 | 0 | 0 | 0 | 0 | 0 | 0 | 0 | 0 |  | 0 | 0 | 0 | 0 | 0 | 0 | 0 | 0 |  |  |  |  | 0 | 0 | 1 | 0 | 0 | 0 | 0 | 0 |  | 1 | 1 | 1 | 1 | 1 | 1 | 0 | 0 | 0 | 0 | 0 | 0 | 0 | 0 | 0 | 0 | 0 | 0 | 0 | 0 | 0 | 0 | 0 | 0 | 0 | 0 | 0 | 0 | 0 | 0 | 0
Saturday | 12 | 10 | 8 | 8240 | 0 | 0 | 0 | 0 | 0 | 0 | 0 | 0 | 0 | 0 | 0 | 0 | 0 | 0 | 0 | 0 | 0 | 0 | 0 | 0 | 0 |  | 0 | 0 | 0 | 0 | 0 | 0 | 0 | 0 |  |  |  |  | 0 | 0 | 1 | 0 | 0 | 0 | 0 | 0 |  | 1 | 1 | 1 | 1 | 1 | 1 | 0 | 0 | 0 | 0 | 0 | 0 | 0 | 0 | 0 | 0 | 0 | 0 | 0 | 0 | 0 | 0 | 0 | 0 | 0 | 0 | 0 | 0 | 0 | 0 | 0
Saturday | 12 | 10 | 9 | 8241 | 0 | 0 | 0 | 0 | 0 | 0 | 0 | 0 | 0 | 0 | 0 | 0 | 0 | 0 | 0 | 0 | 0 | 0 | 0 | 0 | 0 |  | 0 | 0 | 0 | 0 | 0 | 0 | 0 | 0 |  |  |  |  | 0 | 0 | 1 | 0 | 0 | 0 | 0 | 0 |  | 1 | 1 | 1 | 1 | 1 | 1 | 0 | 0 | 0 | 0 | 0 | 0 | 0 | 0 | 0 | 0 | 0 | 0 | 0 | 0 | 0 | 0 | 0 | 0 | 0 | 0 | 0 | 0 | 0 | 0 | 0
Saturday | 12 | 10 | 10 | 8242 | 0 | 0 | 0 | 0 | 0 | 0 | 0 | 0 | 0 | 0 | 0 | 0 | 0 | 0 | 0 | 0 | 0 | 0 | 0 | 0 | 0 |  | 0 | 0 | 0 | 0 | 0 | 0 | 0 | 0 |  |  |  |  | 0 | 0 | 1 | 0 | 0 | 0 | 0 | 0 |  | 1 | 1 | 1 | 1 | 1 | 1 | 0 | 0 | 0 | 0 | 0 | 0 | 0 | 0 | 0 | 0 | 0 | 0 | 0 | 0 | 0 | 0 | 0 | 0 | 0 | 0 | 0 | 0 | 0 | 0 | 0
Saturday | 12 | 10 | 11 | 8243 | 0 | 0 | 0 | 0 | 0 | 0 | 0 | 0 | 0 | 0 | 0 | 0 | 0 | 0 | 0 | 0 | 0 | 0 | 0 | 0 | 0 |  | 0 | 0 | 0 | 0 | 0 | 0 | 0 | 0 |  |  |  |  | 0 | 0 | 1 | 0 | 0 | 0 | 0 | 0 |  | 1 | 1 | 1 | 1 | 1 | 1 | 0 | 0 | 0 | 0 | 0 | 0 | 0 | 0 | 0 | 0 | 0 | 0 | 0 | 0 | 0 | 0 | 0 | 0 | 0 | 0 | 0 | 0 | 0 | 0 | 0
Saturday | 12 | 10 | 12 | 8244 | 0 | 0 | 0 | 0 | 0 | 0 | 0 | 0 | 0 | 0 | 0 | 0 | 0 | 0 | 0 | 0 | 0 | 0 | 0 | 0 | 0 |  | 0 | 0 | 0 | 0 | 0 | 0 | 0 | 0 |  |  |  |  | 0 | 0 | 1 | 0 | 0 | 0 | 0 | 0 |  | 1 | 1 | 1 | 1 | 1 | 1 | 0 | 0 | 0 | 0 | 0 | 0 | 0 | 0 | 0 | 0 | 0 | 0 | 0 | 0 | 0 | 0 | 0 | 0 | 0 | 0 | 0 | 0 | 0 | 0 | 0
Saturday | 12 | 10 | 13 | 8245 | 0 | 0 | 0 | 0 | 0 | 0 | 0 | 0 | 0 | 0 | 0 | 0 | 0 | 0 | 0 | 0 | 0 | 0 | 0 | 0 | 0 |  | 0 | 0 | 0 | 0 | 0 | 0 | 0 | 0 |  |  |  |  | 0 | 0 | 1 | 0 | 0 | 0 | 0 | 0 |  | 1 | 1 | 1 | 1 | 1 | 1 | 0 | 0 | 0 | 0 | 0 | 0 | 0 | 0 | 0 | 0 | 0 | 0 | 0 | 0 | 0 | 0 | 0 | 0 | 0 | 0 | 0 | 0 | 0 | 0 | 0
Saturday | 12 | 10 | 14 | 8246 | 0 | 0 | 0 | 0 | 0 | 0 | 0 | 0 | 0 | 0 | 0 | 0 | 0 | 0 | 0 | 0 | 0 | 0 | 0 | 0 | 0 |  | 0 | 0 | 0 | 0 | 0 | 0 | 0 | 0 |  |  |  |  | 0 | 0 | 1 | 0 | 0 | 0 | 0 | 0 |  | 1 | 1 | 1 | 1 | 1 | 1 | 0 | 0 | 0 | 0 | 0 | 0 | 0 | 0 | 0 | 0 | 0 | 0 | 0 | 0 | 0 | 0 | 0 | 0 | 0 | 0 | 0 | 0 | 0 | 0 | 0
Saturday | 12 | 10 | 15 | 8247 | 0 | 0 | 0 | 0 | 0 | 0 | 0 | 0 | 0 | 0 | 0 | 0 | 0 | 0 | 0 | 0 | 0 | 0 | 0 | 0 | 0 |  | 0 | 0 | 0 | 0 | 0 | 0 | 0 | 0 |  |  |  |  | 0 | 0 | 1 | 0 | 0 | 0 | 0 | 0 |  | 1 | 1 | 1 | 1 | 1 | 1 | 0 | 0 | 0 | 0 | 0 | 0 | 0 | 0 | 0 | 0 | 0 | 0 | 0 | 0 | 0 | 0 | 0 | 0 | 0 | 0 | 0 | 0 | 0 | 0 | 0
Saturday | 12 | 10 | 16 | 8248 | 0 | 0 | 0 | 0 | 0 | 0 | 0 | 0 | 0 | 0 | 0 | 0 | 0 | 0 | 0 | 0 | 0 | 0 | 0 | 0 | 0 |  | 0 | 0 | 0 | 0 | 0 | 0 | 0 | 0 |  |  |  |  | 0 | 0 | 1 | 0 | 0 | 0 | 0 | 0 |  | 1 | 1 | 1 | 1 | 1 | 1 | 0 | 0 | 0 | 0 | 0 | 0 | 0 | 0 | 0 | 0 | 0 | 0 | 0 | 0 | 0 | 0 | 0 | 0 | 0 | 0 | 0 | 0 | 0 | 0 | 0
Saturday | 12 | 10 | 17 | 8249 | 0 | 0 | 0 | 0 | 0 | 0 | 0 | 0 | 0 | 0 | 0 | 0 | 0 | 0 | 0 | 0 | 0 | 0 | 0 | 0 | 0 |  | 0 | 0 | 0 | 0 | 0 | 0 | 0 | 0 |  |  |  |  | 0 | 0 | 1 | 0 | 0 | 0 | 0 | 0 |  | 1 | 1 | 1 | 1 | 1 | 1 | 0 | 0 | 0 | 0 | 0 | 0 | 0 | 0 | 0 | 0 | 0 | 0 | 0 | 0 | 0 | 0 | 0 | 0 | 0 | 0 | 0 | 0 | 0 | 0 | 0
Saturday | 12 | 10 | 18 | 8250 | 0 | 0 | 0 | 0 | 0 | 0 | 0 | 0 | 0 | 0 | 0 | 0 | 0 | 0 | 0 | 0 | 0 | 0 | 0 | 0 | 0 |  | 0 | 0 | 0 | 0 | 0 | 0 | 0 | 0 |  |  |  |  | 0 | 0 | 1 | 0 | 0 | 0 | 0 | 0 |  | 1 | 1 | 1 | 1 | 1 | 1 | 0 | 0 | 0 | 0 | 0 | 0 | 0 | 0 | 0 | 0 | 0 | 0 | 0 | 0 | 0 | 0 | 0 | 0 | 0 | 0 | 0 | 0 | 0 | 0 | 0
Saturday | 12 | 10 | 19 | 8251 | 0 | 0 | 0 | 0 | 0 | 0 | 0 | 0 | 0 | 0 | 0 | 0 | 0 | 0 | 0 | 0 | 0 | 0 | 0 | 0 | 0 |  | 0 | 0 | 0 | 0 | 0 | 0 | 0 | 0 |  |  |  |  | 0 | 0 | 1 | 0 | 0 | 0 | 0 | 0 |  | 1 | 1 | 1 | 1 | 1 | 1 | 0 | 0 | 0 | 0 | 0 | 0 | 0 | 0 | 0 | 0 | 0 | 0 | 0 | 0 | 0 | 0 | 0 | 0 | 0 | 0 | 0 | 0 | 0 | 0 | 0
Saturday | 12 | 10 | 20 | 8252 | 0 | 0 | 0 | 0 | 0 | 0 | 0 | 0 | 0 | 0 | 0 | 0 | 0 | 0 | 0 | 0 | 0 | 0 | 0 | 0 | 0 |  | 0 | 0 | 0 | 0 | 0 | 0 | 0 | 0 |  |  |  |  | 0 | 0 | 1 | 0 | 0 | 0 | 0 | 0 |  | 1 | 1 | 1 | 1 | 1 | 1 | 0 | 0 | 0 | 0 | 0 | 0 | 0 | 0 | 0 | 0 | 0 | 0 | 0 | 0 | 0 | 0 | 0 | 0 | 0 | 0 | 0 | 0 | 0 | 0 | 0
Saturday | 12 | 10 | 21 | 8253 | 0 | 0 | 0 | 0 | 0 | 0 | 0 | 0 | 0 | 0 | 0 | 0 | 0 | 0 | 0 | 0 | 0 | 0 | 0 | 0 | 0 |  | 0 | 0 | 0 | 0 | 0 | 0 | 0 | 0 |  |  |  |  | 0 | 0 | 1 | 0 | 0 | 0 | 0 | 0 |  | 1 | 1 | 1 | 1 | 1 | 1 | 0 | 0 | 0 | 0 | 0 | 0 | 0 | 0 | 0 | 0 | 0 | 0 | 0 | 0 | 0 | 0 | 0 | 0 | 0 | 0 | 0 | 0 | 0 | 0 | 0
Saturday | 12 | 10 | 22 | 8254 | 0 | 0 | 0 | 0 | 0 | 0 | 0 | 0 | 0 | 0 | 0 | 0 | 0 | 0 | 0 | 0 | 0 | 0 | 0 | 0 | 0 |  | 0 | 0 | 0 | 0 | 0 | 0 | 0 | 0 |  |  |  |  | 0 | 0 | 1 | 0 | 0 | 0 | 0 | 0 |  | 1 | 1 | 1 | 1 | 1 | 1 | 0 | 0 | 0 | 0 | 0 | 0 | 0 | 0 | 0 | 0 | 0 | 0 | 0 | 0 | 0 | 0 | 0 | 0 | 0 | 0 | 0 | 0 | 0 | 0 | 0
Saturday | 12 | 10 | 23 | 8255 | 0 | 0 | 0 | 0 | 0 | 0 | 0 | 0 | 0 | 0 | 0 | 0 | 0 | 0 | 0 | 0 | 0 | 0 | 0 | 0 | 0 |  | 0 | 0 | 0 | 0 | 0 | 0 | 0 | 0 |  |  |  |  | 0 | 0 | 1 | 0 | 0 | 0 | 0 | 0 |  | 1 | 1 | 1 | 1 | 1 | 1 | 0 | 0 | 0 | 0 | 0 | 0 | 0 | 0 | 0 | 0 | 0 | 0 | 0 | 0 | 0 | 0 | 0 | 0 | 0 | 0 | 0 | 0 | 0 | 0 | 0
Saturday | 12 | 10 | 24 | 8256 | 0 | 0 | 0 | 0 | 0 | 0 | 0 | 0 | 0 | 0 | 0 | 0 | 0 | 0 | 0 | 0 | 0 | 0 | 0 | 0 | 0 |  | 0 | 0 | 0 | 0 | 0 | 0 | 0 | 0 |  |  |  |  | 0 | 0 | 1 | 0 | 0 | 0 | 0 | 0 |  | 1 | 1 | 1 | 1 | 1 | 1 | 0 | 0 | 0 | 0 | 0 | 0 | 0 | 0 | 0 | 0 | 0 | 0 | 0 | 0 | 0 | 0 | 0 | 0 | 0 | 0 | 0 | 0 | 0 | 0 | 0
Sunday | 12 | 11 | 1 | 8257 | 0 | 0 | 0 | 0 | 0 | 0 | 0 | 0 | 0 | 0 | 0 | 0 | 0 | 0 | 0 | 0 | 0 | 0 | 0 | 0 | 0 |  | 0 | 0 | 0 | 0 | 0 | 0 | 0 | 0 |  |  |  |  | 0 | 0 | 1 | 0 | 0 | 0 | 0 | 0 |  | 1 | 1 | 1 | 1 | 1 | 1 | 0 | 0 | 0 | 0 | 0 | 0 | 0 | 0 | 0 | 0 | 0 | 0 | 0 | 0 | 0 | 0 | 0 | 0 | 0 | 0 | 0 | 0 | 0 | 0 | 0
Sunday | 12 | 11 | 2 | 8258 | 0 | 0 | 0 | 0 | 0 | 0 | 0 | 0 | 0 | 0 | 0 | 0 | 0 | 0 | 0 | 0 | 0 | 0 | 0 | 0 | 0 |  | 0 | 0 | 0 | 0 | 0 | 0 | 0 | 0 |  |  |  |  | 0 | 0 | 1 | 0 | 0 | 0 | 0 | 0 |  | 1 | 1 | 1 | 1 | 1 | 1 | 0 | 0 | 0 | 0 | 0 | 0 | 0 | 0 | 0 | 0 | 0 | 0 | 0 | 0 | 0 | 0 | 0 | 0 | 0 | 0 | 0 | 0 | 0 | 0 | 0
Sunday | 12 | 11 | 3 | 8259 | 0 | 0 | 0 | 0 | 0 | 0 | 0 | 0 | 0 | 0 | 0 | 0 | 0 | 0 | 0 | 0 | 0 | 0 | 0 | 0 | 0 |  | 0 | 0 | 0 | 0 | 0 | 0 | 0 | 0 |  |  |  |  | 0 | 0 | 1 | 0 | 0 | 0 | 0 | 0 |  | 1 | 1 | 1 | 1 | 1 | 1 | 0 | 0 | 0 | 0 | 0 | 0 | 0 | 0 | 0 | 0 | 0 | 0 | 0 | 0 | 0 | 0 | 0 | 0 | 0 | 0 | 0 | 0 | 0 | 0 | 0
Sunday | 12 | 11 | 4 | 8260 | 0 | 0 | 0 | 0 | 0 | 0 | 0 | 0 | 0 | 0 | 0 | 0 | 0 | 0 | 0 | 0 | 0 | 0 | 0 | 0 | 0 |  | 0 | 0 | 0 | 0 | 0 | 0 | 0 | 0 |  |  |  |  | 0 | 0 | 1 | 0 | 0 | 0 | 0 | 0 |  | 1 | 1 | 1 | 1 | 1 | 1 | 0 | 0 | 0 | 0 | 0 | 0 | 0 | 0 | 0 | 0 | 0 | 0 | 0 | 0 | 0 | 0 | 0 | 0 | 0 | 0 | 0 | 0 | 0 | 0 | 0
Sunday | 12 | 11 | 5 | 8261 | 0 | 0 | 0 | 0 | 0 | 0 | 0 | 0 | 0 | 0 | 0 | 0 | 0 | 0 | 0 | 0 | 0 | 0 | 0 | 0 | 0 |  | 0 | 0 | 0 | 0 | 0 | 0 | 0 | 0 |  |  |  |  | 0 | 0 | 1 | 0 | 0 | 0 | 0 | 0 |  | 1 | 1 | 1 | 1 | 1 | 1 | 0 | 0 | 0 | 0 | 0 | 0 | 0 | 0 | 0 | 0 | 0 | 0 | 0 | 0 | 0 | 0 | 0 | 0 | 0 | 0 | 0 | 0 | 0 | 0 | 0
Sunday | 12 | 11 | 6 | 8262 | 0 | 0 | 0 | 0 | 0 | 0 | 0 | 0 | 0 | 0 | 0 | 0 | 0 | 0 | 0 | 0 | 0 | 0 | 0 | 0 | 0 |  | 0 | 0 | 0 | 0 | 0 | 0 | 0 | 0 |  |  |  |  | 0 | 0 | 1 | 0 | 0 | 0 | 0 | 0 |  | 1 | 1 | 1 | 1 | 1 | 1 | 0 | 0 | 0 | 0 | 0 | 0 | 0 | 0 | 0 | 0 | 0 | 0 | 0 | 0 | 0 | 0 | 0 | 0 | 0 | 0 | 0 | 0 | 0 | 0 | 0
Sunday | 12 | 11 | 7 | 8263 | 0 | 0 | 0 | 0 | 0 | 0 | 0 | 0 | 0 | 0 | 0 | 0 | 0 | 0 | 0 | 0 | 0 | 0 | 0 | 0 | 0 |  | 0 | 0 | 0 | 0 | 0 | 0 | 0 | 0 |  |  |  |  | 0 | 0 | 1 | 0 | 0 | 0 | 0 | 0 |  | 1 | 1 | 1 | 1 | 1 | 1 | 0 | 0 | 0 | 0 | 0 | 0 | 0 | 0 | 0 | 0 | 0 | 0 | 0 | 0 | 0 | 0 | 0 | 0 | 0 | 0 | 0 | 0 | 0 | 0 | 0
Sunday | 12 | 11 | 8 | 8264 | 0 | 0 | 0 | 0 | 0 | 0 | 0 | 0 | 0 | 0 | 0 | 0 | 0 | 0 | 0 | 0 | 0 | 0 | 0 | 0 | 0 |  | 0 | 0 | 0 | 0 | 0 | 0 | 0 | 0 |  |  |  |  | 0 | 0 | 1 | 0 | 0 | 0 | 0 | 0 |  | 1 | 1 | 1 | 1 | 1 | 1 | 0 | 0 | 0 | 0 | 0 | 0 | 0 | 0 | 0 | 0 | 0 | 0 | 0 | 0 | 0 | 0 | 0 | 0 | 0 | 0 | 0 | 0 | 0 | 0 | 0
Sunday | 12 | 11 | 9 | 8265 | 0 | 0 | 0 | 0 | 0 | 0 | 0 | 0 | 0 | 0 | 0 | 0 | 0 | 0 | 0 | 0 | 0 | 0 | 0 | 0 | 0 |  | 0 | 0 | 0 | 0 | 0 | 0 | 0 | 0 |  |  |  |  | 0 | 0 | 1 | 0 | 0 | 0 | 0 | 0 |  | 1 | 1 | 1 | 1 | 1 | 1 | 0 | 0 | 0 | 0 | 0 | 0 | 0 | 0 | 0 | 0 | 0 | 0 | 0 | 0 | 0 | 0 | 0 | 0 | 0 | 0 | 0 | 0 | 0 | 0 | 0
Sunday | 12 | 11 | 10 | 8266 | 0 | 0 | 0 | 0 | 0 | 0 | 0 | 0 | 0 | 0 | 0 | 0 | 0 | 0 | 0 | 0 | 0 | 0 | 0 | 0 | 0 |  | 0 | 0 | 0 | 0 | 0 | 0 | 0 | 0 |  |  |  |  | 0 | 0 | 1 | 0 | 0 | 0 | 0 | 0 |  | 1 | 1 | 1 | 1 | 1 | 1 | 0 | 0 | 0 | 0 | 0 | 0 | 0 | 0 | 0 | 0 | 0 | 0 | 0 | 0 | 0 | 0 | 0 | 0 | 0 | 0 | 0 | 0 | 0 | 0 | 0
Sunday | 12 | 11 | 11 | 8267 | 0 | 0 | 0 | 0 | 0 | 0 | 0 | 0 | 0 | 0 | 0 | 0 | 0 | 0 | 0 | 0 | 0 | 0 | 0 | 0 | 0 |  | 0 | 0 | 0 | 0 | 0 | 0 | 0 | 0 |  |  |  |  | 0 | 0 | 1 | 0 | 0 | 0 | 0 | 0 |  | 1 | 1 | 1 | 1 | 1 | 1 | 0 | 0 | 0 | 0 | 0 | 0 | 0 | 0 | 0 | 0 | 0 | 0 | 0 | 0 | 0 | 0 | 0 | 0 | 0 | 0 | 0 | 0 | 0 | 0 | 0
Sunday | 12 | 11 | 12 | 8268 | 0 | 0 | 0 | 0 | 0 | 0 | 0 | 0 | 0 | 0 | 0 | 0 | 0 | 0 | 0 | 0 | 0 | 0 | 0 | 0 | 0 |  | 0 | 0 | 0 | 0 | 0 | 0 | 0 | 0 |  |  |  |  | 0 | 0 | 1 | 0 | 0 | 0 | 0 | 0 |  | 1 | 1 | 1 | 1 | 1 | 1 | 0 | 0 | 0 | 0 | 0 | 0 | 0 | 0 | 0 | 0 | 0 | 0 | 0 | 0 | 0 | 0 | 0 | 0 | 0 | 0 | 0 | 0 | 0 | 0 | 0
Sunday | 12 | 11 | 13 | 8269 | 0 | 0 | 0 | 0 | 0 | 0 | 0 | 0 | 0 | 0 | 0 | 0 | 0 | 0 | 0 | 0 | 0 | 0 | 0 | 0 | 0 |  | 0 | 0 | 0 | 0 | 0 | 0 | 0 | 0 |  |  |  |  | 0 | 0 | 1 | 0 | 0 | 0 | 0 | 0 |  | 1 | 1 | 1 | 1 | 1 | 1 | 0 | 0 | 0 | 0 | 0 | 0 | 0 | 0 | 0 | 0 | 0 | 0 | 0 | 0 | 0 | 0 | 0 | 0 | 0 | 0 | 0 | 0 | 0 | 0 | 0
Sunday | 12 | 11 | 14 | 8270 | 0 | 0 | 0 | 0 | 0 | 0 | 0 | 0 | 0 | 0 | 0 | 0 | 0 | 0 | 0 | 0 | 0 | 0 | 0 | 0 | 0 |  | 0 | 0 | 0 | 0 | 0 | 0 | 0 | 0 |  |  |  |  | 0 | 0 | 1 | 0 | 0 | 0 | 0 | 0 |  | 1 | 1 | 1 | 1 | 1 | 1 | 0 | 0 | 0 | 0 | 0 | 0 | 0 | 0 | 0 | 0 | 0 | 0 | 0 | 0 | 0 | 0 | 0 | 0 | 0 | 0 | 0 | 0 | 0 | 0 | 0
Sunday | 12 | 11 | 15 | 8271 | 0 | 0 | 0 | 0 | 0 | 0 | 0 | 0 | 0 | 0 | 0 | 0 | 0 | 0 | 0 | 0 | 0 | 0 | 0 | 0 | 0 |  | 0 | 0 | 0 | 0 | 0 | 0 | 0 | 0 |  |  |  |  | 0 | 0 | 1 | 0 | 0 | 0 | 0 | 0 |  | 1 | 1 | 1 | 1 | 1 | 1 | 0 | 0 | 0 | 0 | 0 | 0 | 0 | 0 | 0 | 0 | 0 | 0 | 0 | 0 | 0 | 0 | 0 | 0 | 0 | 0 | 0 | 0 | 0 | 0 | 0
Sunday | 12 | 11 | 16 | 8272 | 0 | 0 | 0 | 0 | 0 | 0 | 0 | 0 | 0 | 0 | 0 | 0 | 0 | 0 | 0 | 0 | 0 | 0 | 0 | 0 | 0 |  | 0 | 0 | 0 | 0 | 0 | 0 | 0 | 0 |  |  |  |  | 0 | 0 | 1 | 0 | 0 | 0 | 0 | 0 |  | 1 | 1 | 1 | 1 | 1 | 1 | 0 | 0 | 0 | 0 | 0 | 0 | 0 | 0 | 0 | 0 | 0 | 0 | 0 | 0 | 0 | 0 | 0 | 0 | 0 | 0 | 0 | 0 | 0 | 0 | 0
Sunday | 12 | 11 | 17 | 8273 | 0 | 0 | 0 | 0 | 0 | 0 | 0 | 0 | 0 | 0 | 0 | 0 | 0 | 0 | 0 | 0 | 0 | 0 | 0 | 0 | 0 |  | 0 | 0 | 0 | 0 | 0 | 0 | 0 | 0 |  |  |  |  | 0 | 0 | 1 | 0 | 0 | 0 | 0 | 0 |  | 1 | 1 | 1 | 1 | 1 | 1 | 0 | 0 | 0 | 0 | 0 | 0 | 0 | 0 | 0 | 0 | 0 | 0 | 0 | 0 | 0 | 0 | 0 | 0 | 0 | 0 | 0 | 0 | 0 | 0 | 0
Sunday | 12 | 11 | 18 | 8274 | 0 | 0 | 0 | 0 | 0 | 0 | 0 | 0 | 0 | 0 | 0 | 0 | 0 | 0 | 0 | 0 | 0 | 0 | 0 | 0 | 0 |  | 0 | 0 | 0 | 0 | 0 | 0 | 0 | 0 |  |  |  |  | 0 | 0 | 1 | 0 | 0 | 0 | 0 | 0 |  | 1 | 1 | 1 | 1 | 1 | 1 | 0 | 0 | 0 | 0 | 0 | 0 | 0 | 0 | 0 | 0 | 0 | 0 | 0 | 0 | 0 | 0 | 0 | 0 | 0 | 0 | 0 | 0 | 0 | 0 | 0
Sunday | 12 | 11 | 19 | 8275 | 0 | 0 | 0 | 0 | 0 | 0 | 0 | 0 | 0 | 0 | 0 | 0 | 0 | 0 | 0 | 0 | 0 | 0 | 0 | 0 | 0 |  | 0 | 0 | 0 | 0 | 0 | 0 | 0 | 0 |  |  |  |  | 0 | 0 | 1 | 0 | 0 | 0 | 0 | 0 |  | 1 | 1 | 1 | 1 | 1 | 1 | 0 | 0 | 0 | 0 | 0 | 0 | 0 | 0 | 0 | 0 | 0 | 0 | 0 | 0 | 0 | 0 | 0 | 0 | 0 | 0 | 0 | 0 | 0 | 0 | 0
Sunday | 12 | 11 | 20 | 8276 | 0 | 0 | 0 | 0 | 0 | 0 | 0 | 0 | 0 | 0 | 0 | 0 | 0 | 0 | 0 | 0 | 0 | 0 | 0 | 0 | 0 |  | 0 | 0 | 0 | 0 | 0 | 0 | 0 | 0 |  |  |  |  | 0 | 0 | 1 | 0 | 0 | 0 | 0 | 0 |  | 1 | 1 | 1 | 1 | 1 | 1 | 0 | 0 | 0 | 0 | 0 | 0 | 0 | 0 | 0 | 0 | 0 | 0 | 0 | 0 | 0 | 0 | 0 | 0 | 0 | 0 | 0 | 0 | 0 | 0 | 0
Sunday | 12 | 11 | 21 | 8277 | 0 | 0 | 0 | 0 | 0 | 0 | 0 | 0 | 0 | 0 | 0 | 0 | 0 | 0 | 0 | 0 | 0 | 0 | 0 | 0 | 0 |  | 0 | 0 | 0 | 0 | 0 | 0 | 0 | 0 |  |  |  |  | 0 | 0 | 1 | 0 | 0 | 0 | 0 | 0 |  | 1 | 1 | 1 | 1 | 1 | 1 | 0 | 0 | 0 | 0 | 0 | 0 | 0 | 0 | 0 | 0 | 0 | 0 | 0 | 0 | 0 | 0 | 0 | 0 | 0 | 0 | 0 | 0 | 0 | 0 | 0
Sunday | 12 | 11 | 22 | 8278 | 0 | 0 | 0 | 0 | 0 | 0 | 0 | 0 | 0 | 0 | 0 | 0 | 0 | 0 | 0 | 0 | 0 | 0 | 0 | 0 | 0 |  | 0 | 0 | 0 | 0 | 0 | 0 | 0 | 0 |  |  |  |  | 0 | 0 | 1 | 0 | 0 | 0 | 0 | 0 |  | 1 | 1 | 1 | 1 | 1 | 1 | 0 | 0 | 0 | 0 | 0 | 0 | 0 | 0 | 0 | 0 | 0 | 0 | 0 | 0 | 0 | 0 | 0 | 0 | 0 | 0 | 0 | 0 | 0 | 0 | 0
Sunday | 12 | 11 | 23 | 8279 | 0 | 0 | 0 | 0 | 0 | 0 | 0 | 0 | 0 | 0 | 0 | 0 | 0 | 0 | 0 | 0 | 0 | 0 | 0 | 0 | 0 |  | 0 | 0 | 0 | 0 | 0 | 0 | 0 | 0 |  |  |  |  | 0 | 0 | 1 | 0 | 0 | 0 | 0 | 0 |  | 1 | 1 | 1 | 1 | 1 | 1 | 0 | 0 | 0 | 0 | 0 | 0 | 0 | 0 | 0 | 0 | 0 | 0 | 0 | 0 | 0 | 0 | 0 | 0 | 0 | 0 | 0 | 0 | 0 | 0 | 0
Sunday | 12 | 11 | 24 | 8280 | 0 | 0 | 0 | 0 | 0 | 0 | 0 | 0 | 0 | 0 | 0 | 0 | 0 | 0 | 0 | 0 | 0 | 0 | 0 | 0 | 0 |  | 0 | 0 | 0 | 0 | 0 | 0 | 0 | 0 |  |  |  |  | 0 | 0 | 1 | 0 | 0 | 0 | 0 | 0 |  | 1 | 1 | 1 | 1 | 1 | 1 | 0 | 0 | 0 | 0 | 0 | 0 | 0 | 0 | 0 | 0 | 0 | 0 | 0 | 0 | 0 | 0 | 0 | 0 | 0 | 0 | 0 | 0 | 0 | 0 | 0
Monday | 12 | 12 | 1 | 8281 | 0 | 0 | 0 | 0 | 0 | 0 | 0 | 0 | 0 | 0 | 0 | 0 | 0 | 0 | 0 | 0 | 0 | 0 | 0 | 0 | 0 |  | 0 | 0 | 0 | 0 | 0 | 0 | 0 | 0 |  |  |  |  | 0 | 0 | 1 | 0 | 0 | 0 | 0 | 0 |  | 1 | 1 | 1 | 1 | 1 | 1 | 0 | 0 | 0 | 0 | 0 | 0 | 0 | 0 | 0 | 0 | 0 | 0 | 0 | 0 | 0 | 0 | 0 | 0 | 0 | 0 | 0 | 0 | 0 | 0 | 0
Monday | 12 | 12 | 2 | 8282 | 0 | 0 | 0 | 0 | 0 | 0 | 0 | 0 | 0 | 0 | 0 | 0 | 0 | 0 | 0 | 0 | 0 | 0 | 0 | 0 | 0 |  | 0 | 0 | 0 | 0 | 0 | 0 | 0 | 0 |  |  |  |  | 0 | 0 | 1 | 0 | 0 | 0 | 0 | 0 |  | 1 | 1 | 1 | 1 | 1 | 1 | 0 | 0 | 0 | 0 | 0 | 0 | 0 | 0 | 0 | 0 | 0 | 0 | 0 | 0 | 0 | 0 | 0 | 0 | 0 | 0 | 0 | 0 | 0 | 0 | 0
Monday | 12 | 12 | 3 | 8283 | 0 | 0 | 0 | 0 | 0 | 0 | 0 | 0 | 0 | 0 | 0 | 0 | 0 | 0 | 0 | 0 | 0 | 0 | 0 | 0 | 0 |  | 0 | 0 | 0 | 0 | 0 | 0 | 0 | 0 |  |  |  |  | 0 | 0 | 1 | 0 | 0 | 0 | 0 | 0 |  | 1 | 1 | 1 | 1 | 1 | 1 | 0 | 0 | 0 | 0 | 0 | 0 | 0 | 0 | 0 | 0 | 0 | 0 | 0 | 0 | 0 | 0 | 0 | 0 | 0 | 0 | 0 | 0 | 0 | 0 | 0
Monday | 12 | 12 | 4 | 8284 | 0 | 0 | 0 | 0 | 0 | 0 | 0 | 0 | 0 | 0 | 0 | 0 | 0 | 0 | 0 | 0 | 0 | 0 | 0 | 0 | 0 |  | 0 | 0 | 0 | 0 | 0 | 0 | 0 | 0 |  |  |  |  | 0 | 0 | 1 | 0 | 0 | 0 | 0 | 0 |  | 1 | 1 | 1 | 1 | 1 | 1 | 0 | 0 | 0 | 0 | 0 | 0 | 0 | 0 | 0 | 0 | 0 | 0 | 0 | 0 | 0 | 0 | 0 | 0 | 0 | 0 | 0 | 0 | 0 | 0 | 0
Monday | 12 | 12 | 5 | 8285 | 0 | 0 | 0 | 0 | 0 | 0 | 0 | 0 | 0 | 0 | 0 | 0 | 0 | 0 | 0 | 0 | 0 | 0 | 0 | 0 | 0 |  | 0 | 0 | 0 | 0 | 0 | 0 | 0 | 0 |  |  |  |  | 0 | 0 | 1 | 0 | 0 | 0 | 0 | 0 |  | 1 | 1 | 1 | 1 | 1 | 1 | 0 | 0 | 0 | 0 | 0 | 0 | 0 | 0 | 0 | 0 | 0 | 0 | 0 | 0 | 0 | 0 | 0 | 0 | 0 | 0 | 0 | 0 | 0 | 0 | 0
Monday | 12 | 12 | 6 | 8286 | 0 | 0 | 0 | 0 | 0 | 0 | 0 | 0 | 0 | 0 | 0 | 0 | 0 | 0 | 0 | 0 | 0 | 0 | 0 | 0 | 0 |  | 0 | 0 | 0 | 0 | 0 | 0 | 0 | 0 |  |  |  |  | 0 | 0 | 1 | 0 | 0 | 0 | 0 | 0 |  | 1 | 1 | 1 | 1 | 1 | 1 | 0 | 0 | 0 | 0 | 0 | 0 | 0 | 0 | 0 | 0 | 0 | 0 | 0 | 0 | 0 | 0 | 0 | 0 | 0 | 0 | 0 | 0 | 0 | 0 | 0
Monday | 12 | 12 | 7 | 8287 | 0 | 0 | 0 | 0 | 0 | 0 | 0 | 0 | 0 | 0 | 0 | 0 | 0 | 0 | 0 | 0 | 0 | 0 | 0 | 0 | 0 |  | 0 | 0 | 0 | 0 | 0 | 0 | 0 | 0 |  |  |  |  | 0 | 0 | 1 | 0 | 0 | 0 | 0 | 0 |  | 1 | 1 | 1 | 1 | 1 | 1 | 0 | 0 | 0 | 0 | 0 | 0 | 0 | 0 | 0 | 0 | 0 | 0 | 0 | 0 | 0 | 0 | 0 | 0 | 0 | 0 | 0 | 0 | 0 | 0 | 0
Monday | 12 | 12 | 8 | 8288 | 0 | 0 | 0 | 0 | 0 | 0 | 0 | 0 | 0 | 0 | 0 | 0 | 0 | 0 | 0 | 0 | 0 | 0 | 0 | 0 | 0 |  | 0 | 0 | 0 | 0 | 0 | 0 | 0 | 0 |  |  |  |  | 0 | 1 | 0 | 0 | 0 | 0 | 0 | 0 |  | 1 | #VALUE! | 1 | 1 | 1 | #VALUE! | 0 | 0 | 0 | 0 | 0 | 0 | 0 | 0 | 0 | 0 | 0 | 0 | 0 | 0 | 0 | 0 | 0 | 0 | 0 | 0 | 0 | 0 | 0 | 0 | 0
Monday | 12 | 12 | 9 | 8289 | 0 | 0 | 0 | 0 | 0 | 0 | 0 | 0 | 0 | 0 | 0 | 0 | 0 | 0 | 0 | 0 | 0 | 0 | 0 | 0 | 0 |  | 0 | 0 | 0 | 0 | 0 | 0 | 0 | 0 |  |  |  |  | 0 | 1 | 0 | 0 | 0 | 0 | 0 | 0 |  | 1 | #VALUE! | 1 | 1 | 1 | #VALUE! | 0 | 0 | 0 | 0 | 0 | 0 | 0 | 0 | 0 | 0 | 0 | 0 | 0 | 0 | 0 | 0 | 0 | 0 | 0 | 0 | 0 | 0 | 0 | 0 | 0
Monday | 12 | 12 | 10 | 8290 | 0 | 0 | 0 | 0 | 0 | 0 | 0 | 0 | 0 | 0 | 0 | 0 | 0 | 0 | 0 | 0 | 0 | 0 | 0 | 0 | 0 |  | 0 | 0 | 0 | 0 | 0 | 0 | 0 | 0 |  |  |  |  | 0 | 1 | 0 | 0 | 0 | 0 | 0 | 0 |  | 1 | #VALUE! | 1 | 1 | 1 | #VALUE! | 0 | 0 | 0 | 0 | 0 | 0 | 0 | 0 | 0 | 0 | 0 | 0 | 0 | 0 | 0 | 0 | 0 | 0 | 0 | 0 | 0 | 0 | 0 | 0 | 0
Monday | 12 | 12 | 11 | 8291 | 0 | 0 | 0 | 0 | 0 | 0 | 0 | 0 | 0 | 0 | 0 | 0 | 0 | 0 | 0 | 0 | 0 | 0 | 0 | 0 | 0 |  | 0 | 0 | 0 | 0 | 0 | 0 | 0 | 0 |  |  |  |  | 0 | 1 | 0 | 0 | 0 | 0 | 0 | 0 |  | 1 | #VALUE! | 1 | 1 | 1 | #VALUE! | 0 | 0 | 0 | 0 | 0 | 0 | 0 | 0 | 0 | 0 | 0 | 0 | 0 | 0 | 0 | 0 | 0 | 0 | 0 | 0 | 0 | 0 | 0 | 0 | 0
Monday | 12 | 12 | 12 | 8292 | 0 | 0 | 0 | 0 | 0 | 0 | 0 | 0 | 0 | 0 | 0 | 0 | 0 | 0 | 0 | 0 | 0 | 0 | 0 | 0 | 0 |  | 0 | 0 | 0 | 0 | 0 | 0 | 0 | 0 |  |  |  |  | 0 | 1 | 0 | 0 | 0 | 0 | 0 | 0 |  | 1 | #VALUE! | 1 | 1 | 1 | #VALUE! | 0 | 0 | 0 | 0 | 0 | 0 | 0 | 0 | 0 | 0 | 0 | 0 | 0 | 0 | 0 | 0 | 0 | 0 | 0 | 0 | 0 | 0 | 0 | 0 | 0
Monday | 12 | 12 | 13 | 8293 | 0 | 0 | 0 | 0 | 0 | 0 | 0 | 0 | 0 | 0 | 0 | 0 | 0 | 0 | 0 | 0 | 0 | 0 | 0 | 0 | 0 |  | 0 | 0 | 0 | 0 | 0 | 0 | 0 | 0 |  |  |  |  | 0 | 1 | 0 | 0 | 0 | 0 | 0 | 0 |  | 1 | #VALUE! | 1 | 1 | 1 | #VALUE! | 0 | 0 | 0 | 0 | 0 | 0 | 0 | 0 | 0 | 0 | 0 | 0 | 0 | 0 | 0 | 0 | 0 | 0 | 0 | 0 | 0 | 0 | 0 | 0 | 0
Monday | 12 | 12 | 14 | 8294 | 0 | 0 | 0 | 0 | 0 | 0 | 0 | 0 | 0 | 0 | 0 | 0 | 0 | 0 | 0 | 0 | 0 | 0 | 0 | 0 | 0 |  | 0 | 0 | 0 | 0 | 0 | 0 | 0 | 0 |  |  |  |  | 0 | 1 | 0 | 0 | 0 | 0 | 0 | 0 |  | 1 | #VALUE! | 1 | 1 | 1 | #VALUE! | 0 | 0 | 0 | 0 | 0 | 0 | 0 | 0 | 0 | 0 | 0 | 0 | 0 | 0 | 0 | 0 | 0 | 0 | 0 | 0 | 0 | 0 | 0 | 0 | 0
Monday | 12 | 12 | 15 | 8295 | 0 | 0 | 0 | 0 | 0 | 0 | 0 | 0 | 0 | 0 | 0 | 0 | 0 | 0 | 0 | 0 | 0 | 0 | 0 | 0 | 0 |  | 0 | 0 | 0 | 0 | 0 | 0 | 0 | 0 |  |  |  |  | 0 | 1 | 0 | 0 | 0 | 0 | 0 | 0 |  | 1 | #VALUE! | 1 | 1 | 1 | #VALUE! | 0 | 0 | 0 | 0 | 0 | 0 | 0 | 0 | 0 | 0 | 0 | 0 | 0 | 0 | 0 | 0 | 0 | 0 | 0 | 0 | 0 | 0 | 0 | 0 | 0
Monday | 12 | 12 | 16 | 8296 | 0 | 0 | 0 | 0 | 0 | 0 | 0 | 0 | 0 | 0 | 0 | 0 | 0 | 0 | 0 | 0 | 0 | 0 | 0 | 0 | 0 |  | 0 | 0 | 0 | 0 | 0 | 0 | 0 | 0 |  |  |  |  | 0 | 1 | 0 | 0 | 0 | 0 | 0 | 0 |  | 1 | #VALUE! | 1 | 1 | 1 | #VALUE! | 0 | 0 | 0 | 0 | 0 | 0 | 0 | 0 | 0 | 0 | 0 | 0 | 0 | 0 | 0 | 0 | 0 | 0 | 0 | 0 | 0 | 0 | 0 | 0 | 0
Monday | 12 | 12 | 17 | 8297 | 0 | 0 | 0 | 0 | 0 | 0 | 0 | 0 | 0 | 0 | 0 | 0 | 0 | 0 | 0 | 0 | 0 | 0 | 0 | 0 | 0 |  | 0 | 0 | 0 | 0 | 0 | 0 | 0 | 0 |  |  |  |  | 0 | 1 | 0 | 0 | 0 | 0 | 0 | 0 |  | 1 | #VALUE! | 1 | 1 | 1 | #VALUE! | 0 | 0 | 0 | 0 | 0 | 0 | 0 | 0 | 0 | 0 | 0 | 0 | 0 | 0 | 0 | 0 | 0 | 0 | 0 | 0 | 0 | 0 | 0 | 0 | 0
Monday | 12 | 12 | 18 | 8298 | 0 | 0 | 0 | 0 | 0 | 0 | 0 | 0 | 0 | 0 | 0 | 0 | 0 | 0 | 0 | 0 | 0 | 0 | 0 | 0 | 0 |  | 0 | 0 | 0 | 0 | 0 | 0 | 0 | 0 |  |  |  |  | 0 | 1 | 0 | 0 | 0 | 0 | 0 | 0 |  | 1 | #VALUE! | 1 | 1 | 1 | #VALUE! | 0 | 0 | 0 | 0 | 0 | 0 | 0 | 0 | 0 | 0 | 0 | 0 | 0 | 0 | 0 | 0 | 0 | 0 | 0 | 0 | 0 | 0 | 0 | 0 | 0
Monday | 12 | 12 | 19 | 8299 | 0 | 0 | 0 | 0 | 0 | 0 | 0 | 0 | 0 | 0 | 0 | 0 | 0 | 0 | 0 | 0 | 0 | 0 | 0 | 0 | 0 |  | 0 | 0 | 0 | 0 | 0 | 0 | 0 | 0 |  |  |  |  | 1 | 0 | 0 | 0 | 0 | 0 | 0 | 0 |  | #VALUE! | 1 | 1 | 1 | 1 | #VALUE! | 0 | 0 | 0 | 0 | 0 | 0 | 0 | 0 | 0 | 0 | 0 | 0 | 0 | 0 | 0 | 0 | 0 | 0 | 0 | 0 | 0 | 0 | 0 | 0 | 0
Monday | 12 | 12 | 20 | 8300 | 0 | 0 | 0 | 0 | 0 | 0 | 0 | 0 | 0 | 0 | 0 | 0 | 0 | 0 | 0 | 0 | 0 | 0 | 0 | 0 | 0 |  | 0 | 0 | 0 | 0 | 0 | 0 | 0 | 0 |  |  |  |  | 1 | 0 | 0 | 0 | 0 | 0 | 0 | 0 |  | #VALUE! | 1 | 1 | 1 | 1 | #VALUE! | 0 | 0 | 0 | 0 | 0 | 0 | 0 | 0 | 0 | 0 | 0 | 0 | 0 | 0 | 0 | 0 | 0 | 0 | 0 | 0 | 0 | 0 | 0 | 0 | 0
Monday | 12 | 12 | 21 | 8301 | 0 | 0 | 0 | 0 | 0 | 0 | 0 | 0 | 0 | 0 | 0 | 0 | 0 | 0 | 0 | 0 | 0 | 0 | 0 | 0 | 0 |  | 0 | 0 | 0 | 0 | 0 | 0 | 0 | 0 |  |  |  |  | 0 | 1 | 0 | 0 | 0 | 0 | 0 | 0 |  | 1 | #VALUE! | 1 | 1 | 1 | #VALUE! | 0 | 0 | 0 | 0 | 0 | 0 | 0 | 0 | 0 | 0 | 0 | 0 | 0 | 0 | 0 | 0 | 0 | 0 | 0 | 0 | 0 | 0 | 0 | 0 | 0
Monday | 12 | 12 | 22 | 8302 | 0 | 0 | 0 | 0 | 0 | 0 | 0 | 0 | 0 | 0 | 0 | 0 | 0 | 0 | 0 | 0 | 0 | 0 | 0 | 0 | 0 |  | 0 | 0 | 0 | 0 | 0 | 0 | 0 | 0 |  |  |  |  | 0 | 1 | 0 | 0 | 0 | 0 | 0 | 0 |  | 1 | #VALUE! | 1 | 1 | 1 | #VALUE! | 0 | 0 | 0 | 0 | 0 | 0 | 0 | 0 | 0 | 0 | 0 | 0 | 0 | 0 | 0 | 0 | 0 | 0 | 0 | 0 | 0 | 0 | 0 | 0 | 0
Monday | 12 | 12 | 23 | 8303 | 0 | 0 | 0 | 0 | 0 | 0 | 0 | 0 | 0 | 0 | 0 | 0 | 0 | 0 | 0 | 0 | 0 | 0 | 0 | 0 | 0 |  | 0 | 0 | 0 | 0 | 0 | 0 | 0 | 0 |  |  |  |  | 0 | 0 | 1 | 0 | 0 | 0 | 0 | 0 |  | 1 | 1 | 1 | 1 | 1 | 1 | 0 | 0 | 0 | 0 | 0 | 0 | 0 | 0 | 0 | 0 | 0 | 0 | 0 | 0 | 0 | 0 | 0 | 0 | 0 | 0 | 0 | 0 | 0 | 0 | 0
Monday | 12 | 12 | 24 | 8304 | 0 | 0 | 0 | 0 | 0 | 0 | 0 | 0 | 0 | 0 | 0 | 0 | 0 | 0 | 0 | 0 | 0 | 0 | 0 | 0 | 0 |  | 0 | 0 | 0 | 0 | 0 | 0 | 0 | 0 |  |  |  |  | 0 | 0 | 1 | 0 | 0 | 0 | 0 | 0 |  | 1 | 1 | 1 | 1 | 1 | 1 | 0 | 0 | 0 | 0 | 0 | 0 | 0 | 0 | 0 | 0 | 0 | 0 | 0 | 0 | 0 | 0 | 0 | 0 | 0 | 0 | 0 | 0 | 0 | 0 | 0
Tuesday | 12 | 13 | 1 | 8305 | 0 | 0 | 0 | 0 | 0 | 0 | 0 | 0 | 0 | 0 | 0 | 0 | 0 | 0 | 0 | 0 | 0 | 0 | 0 | 0 | 0 |  | 0 | 0 | 0 | 0 | 0 | 0 | 0 | 0 |  |  |  |  | 0 | 0 | 1 | 0 | 0 | 0 | 0 | 0 |  | 1 | 1 | 1 | 1 | 1 | 1 | 0 | 0 | 0 | 0 | 0 | 0 | 0 | 0 | 0 | 0 | 0 | 0 | 0 | 0 | 0 | 0 | 0 | 0 | 0 | 0 | 0 | 0 | 0 | 0 | 0
Tuesday | 12 | 13 | 2 | 8306 | 0 | 0 | 0 | 0 | 0 | 0 | 0 | 0 | 0 | 0 | 0 | 0 | 0 | 0 | 0 | 0 | 0 | 0 | 0 | 0 | 0 |  | 0 | 0 | 0 | 0 | 0 | 0 | 0 | 0 |  |  |  |  | 0 | 0 | 1 | 0 | 0 | 0 | 0 | 0 |  | 1 | 1 | 1 | 1 | 1 | 1 | 0 | 0 | 0 | 0 | 0 | 0 | 0 | 0 | 0 | 0 | 0 | 0 | 0 | 0 | 0 | 0 | 0 | 0 | 0 | 0 | 0 | 0 | 0 | 0 | 0
Tuesday | 12 | 13 | 3 | 8307 | 0 | 0 | 0 | 0 | 0 | 0 | 0 | 0 | 0 | 0 | 0 | 0 | 0 | 0 | 0 | 0 | 0 | 0 | 0 | 0 | 0 |  | 0 | 0 | 0 | 0 | 0 | 0 | 0 | 0 |  |  |  |  | 0 | 0 | 1 | 0 | 0 | 0 | 0 | 0 |  | 1 | 1 | 1 | 1 | 1 | 1 | 0 | 0 | 0 | 0 | 0 | 0 | 0 | 0 | 0 | 0 | 0 | 0 | 0 | 0 | 0 | 0 | 0 | 0 | 0 | 0 | 0 | 0 | 0 | 0 | 0
Tuesday | 12 | 13 | 4 | 8308 | 0 | 0 | 0 | 0 | 0 | 0 | 0 | 0 | 0 | 0 | 0 | 0 | 0 | 0 | 0 | 0 | 0 | 0 | 0 | 0 | 0 |  | 0 | 0 | 0 | 0 | 0 | 0 | 0 | 0 |  |  |  |  | 0 | 0 | 1 | 0 | 0 | 0 | 0 | 0 |  | 1 | 1 | 1 | 1 | 1 | 1 | 0 | 0 | 0 | 0 | 0 | 0 | 0 | 0 | 0 | 0 | 0 | 0 | 0 | 0 | 0 | 0 | 0 | 0 | 0 | 0 | 0 | 0 | 0 | 0 | 0
Tuesday | 12 | 13 | 5 | 8309 | 0 | 0 | 0 | 0 | 0 | 0 | 0 | 0 | 0 | 0 | 0 | 0 | 0 | 0 | 0 | 0 | 0 | 0 | 0 | 0 | 0 |  | 0 | 0 | 0 | 0 | 0 | 0 | 0 | 0 |  |  |  |  | 0 | 0 | 1 | 0 | 0 | 0 | 0 | 0 |  | 1 | 1 | 1 | 1 | 1 | 1 | 0 | 0 | 0 | 0 | 0 | 0 | 0 | 0 | 0 | 0 | 0 | 0 | 0 | 0 | 0 | 0 | 0 | 0 | 0 | 0 | 0 | 0 | 0 | 0 | 0
Tuesday | 12 | 13 | 6 | 8310 | 0 | 0 | 0 | 0 | 0 | 0 | 0 | 0 | 0 | 0 | 0 | 0 | 0 | 0 | 0 | 0 | 0 | 0 | 0 | 0 | 0 |  | 0 | 0 | 0 | 0 | 0 | 0 | 0 | 0 |  |  |  |  | 0 | 0 | 1 | 0 | 0 | 0 | 0 | 0 |  | 1 | 1 | 1 | 1 | 1 | 1 | 0 | 0 | 0 | 0 | 0 | 0 | 0 | 0 | 0 | 0 | 0 | 0 | 0 | 0 | 0 | 0 | 0 | 0 | 0 | 0 | 0 | 0 | 0 | 0 | 0
Tuesday | 12 | 13 | 7 | 8311 | 0 | 0 | 0 | 0 | 0 | 0 | 0 | 0 | 0 | 0 | 0 | 0 | 0 | 0 | 0 | 0 | 0 | 0 | 0 | 0 | 0 |  | 0 | 0 | 0 | 0 | 0 | 0 | 0 | 0 |  |  |  |  | 0 | 0 | 1 | 0 | 0 | 0 | 0 | 0 |  | 1 | 1 | 1 | 1 | 1 | 1 | 0 | 0 | 0 | 0 | 0 | 0 | 0 | 0 | 0 | 0 | 0 | 0 | 0 | 0 | 0 | 0 | 0 | 0 | 0 | 0 | 0 | 0 | 0 | 0 | 0
Tuesday | 12 | 13 | 8 | 8312 | 0 | 0 | 0 | 0 | 0 | 0 | 0 | 0 | 0 | 0 | 0 | 0 | 0 | 0 | 0 | 0 | 0 | 0 | 0 | 0 | 0 |  | 0 | 0 | 0 | 0 | 0 | 0 | 0 | 0 |  |  |  |  | 0 | 1 | 0 | 0 | 0 | 0 | 0 | 0 |  | 1 | #VALUE! | 1 | 1 | 1 | #VALUE! | 0 | 0 | 0 | 0 | 0 | 0 | 0 | 0 | 0 | 0 | 0 | 0 | 0 | 0 | 0 | 0 | 0 | 0 | 0 | 0 | 0 | 0 | 0 | 0 | 0
Tuesday | 12 | 13 | 9 | 8313 | 0 | 0 | 0 | 0 | 0 | 0 | 0 | 0 | 0 | 0 | 0 | 0 | 0 | 0 | 0 | 0 | 0 | 0 | 0 | 0 | 0 |  | 0 | 0 | 0 | 0 | 0 | 0 | 0 | 0 |  |  |  |  | 0 | 1 | 0 | 0 | 0 | 0 | 0 | 0 |  | 1 | #VALUE! | 1 | 1 | 1 | #VALUE! | 0 | 0 | 0 | 0 | 0 | 0 | 0 | 0 | 0 | 0 | 0 | 0 | 0 | 0 | 0 | 0 | 0 | 0 | 0 | 0 | 0 | 0 | 0 | 0 | 0
Tuesday | 12 | 13 | 10 | 8314 | 0 | 0 | 0 | 0 | 0 | 0 | 0 | 0 | 0 | 0 | 0 | 0 | 0 | 0 | 0 | 0 | 0 | 0 | 0 | 0 | 0 |  | 0 | 0 | 0 | 0 | 0 | 0 | 0 | 0 |  |  |  |  | 0 | 1 | 0 | 0 | 0 | 0 | 0 | 0 |  | 1 | #VALUE! | 1 | 1 | 1 | #VALUE! | 0 | 0 | 0 | 0 | 0 | 0 | 0 | 0 | 0 | 0 | 0 | 0 | 0 | 0 | 0 | 0 | 0 | 0 | 0 | 0 | 0 | 0 | 0 | 0 | 0
Tuesday | 12 | 13 | 11 | 8315 | 0 | 0 | 0 | 0 | 0 | 0 | 0 | 0 | 0 | 0 | 0 | 0 | 0 | 0 | 0 | 0 | 0 | 0 | 0 | 0 | 0 |  | 0 | 0 | 0 | 0 | 0 | 0 | 0 | 0 |  |  |  |  | 0 | 1 | 0 | 0 | 0 | 0 | 0 | 0 |  | 1 | #VALUE! | 1 | 1 | 1 | #VALUE! | 0 | 0 | 0 | 0 | 0 | 0 | 0 | 0 | 0 | 0 | 0 | 0 | 0 | 0 | 0 | 0 | 0 | 0 | 0 | 0 | 0 | 0 | 0 | 0 | 0
Tuesday | 12 | 13 | 12 | 8316 | 0 | 0 | 0 | 0 | 0 | 0 | 0 | 0 | 0 | 0 | 0 | 0 | 0 | 0 | 0 | 0 | 0 | 0 | 0 | 0 | 0 |  | 0 | 0 | 0 | 0 | 0 | 0 | 0 | 0 |  |  |  |  | 0 | 1 | 0 | 0 | 0 | 0 | 0 | 0 |  | 1 | #VALUE! | 1 | 1 | 1 | #VALUE! | 0 | 0 | 0 | 0 | 0 | 0 | 0 | 0 | 0 | 0 | 0 | 0 | 0 | 0 | 0 | 0 | 0 | 0 | 0 | 0 | 0 | 0 | 0 | 0 | 0
Tuesday | 12 | 13 | 13 | 8317 | 0 | 0 | 0 | 0 | 0 | 0 | 0 | 0 | 0 | 0 | 0 | 0 | 0 | 0 | 0 | 0 | 0 | 0 | 0 | 0 | 0 |  | 0 | 0 | 0 | 0 | 0 | 0 | 0 | 0 |  |  |  |  | 0 | 1 | 0 | 0 | 0 | 0 | 0 | 0 |  | 1 | #VALUE! | 1 | 1 | 1 | #VALUE! | 0 | 0 | 0 | 0 | 0 | 0 | 0 | 0 | 0 | 0 | 0 | 0 | 0 | 0 | 0 | 0 | 0 | 0 | 0 | 0 | 0 | 0 | 0 | 0 | 0
Tuesday | 12 | 13 | 14 | 8318 | 0 | 0 | 0 | 0 | 0 | 0 | 0 | 0 | 0 | 0 | 0 | 0 | 0 | 0 | 0 | 0 | 0 | 0 | 0 | 0 | 0 |  | 0 | 0 | 0 | 0 | 0 | 0 | 0 | 0 |  |  |  |  | 0 | 1 | 0 | 0 | 0 | 0 | 0 | 0 |  | 1 | #VALUE! | 1 | 1 | 1 | #VALUE! | 0 | 0 | 0 | 0 | 0 | 0 | 0 | 0 | 0 | 0 | 0 | 0 | 0 | 0 | 0 | 0 | 0 | 0 | 0 | 0 | 0 | 0 | 0 | 0 | 0
Tuesday | 12 | 13 | 15 | 8319 | 0 | 0 | 0 | 0 | 0 | 0 | 0 | 0 | 0 | 0 | 0 | 0 | 0 | 0 | 0 | 0 | 0 | 0 | 0 | 0 | 0 |  | 0 | 0 | 0 | 0 | 0 | 0 | 0 | 0 |  |  |  |  | 0 | 1 | 0 | 0 | 0 | 0 | 0 | 0 |  | 1 | #VALUE! | 1 | 1 | 1 | #VALUE! | 0 | 0 | 0 | 0 | 0 | 0 | 0 | 0 | 0 | 0 | 0 | 0 | 0 | 0 | 0 | 0 | 0 | 0 | 0 | 0 | 0 | 0 | 0 | 0 | 0
Tuesday | 12 | 13 | 16 | 8320 | 0 | 0 | 0 | 0 | 0 | 0 | 0 | 0 | 0 | 0 | 0 | 0 | 0 | 0 | 0 | 0 | 0 | 0 | 0 | 0 | 0 |  | 0 | 0 | 0 | 0 | 0 | 0 | 0 | 0 |  |  |  |  | 0 | 1 | 0 | 0 | 0 | 0 | 0 | 0 |  | 1 | #VALUE! | 1 | 1 | 1 | #VALUE! | 0 | 0 | 0 | 0 | 0 | 0 | 0 | 0 | 0 | 0 | 0 | 0 | 0 | 0 | 0 | 0 | 0 | 0 | 0 | 0 | 0 | 0 | 0 | 0 | 0
Tuesday | 12 | 13 | 17 | 8321 | 0 | 0 | 0 | 0 | 0 | 0 | 0 | 0 | 0 | 0 | 0 | 0 | 0 | 0 | 0 | 0 | 0 | 0 | 0 | 0 | 0 |  | 0 | 0 | 0 | 0 | 0 | 0 | 0 | 0 |  |  |  |  | 0 | 1 | 0 | 0 | 0 | 0 | 0 | 0 |  | 1 | #VALUE! | 1 | 1 | 1 | #VALUE! | 0 | 0 | 0 | 0 | 0 | 0 | 0 | 0 | 0 | 0 | 0 | 0 | 0 | 0 | 0 | 0 | 0 | 0 | 0 | 0 | 0 | 0 | 0 | 0 | 0
Tuesday | 12 | 13 | 18 | 8322 | 0 | 0 | 0 | 0 | 0 | 0 | 0 | 0 | 0 | 0 | 0 | 0 | 0 | 0 | 0 | 0 | 0 | 0 | 0 | 0 | 0 |  | 0 | 0 | 0 | 0 | 0 | 0 | 0 | 0 |  |  |  |  | 0 | 1 | 0 | 0 | 0 | 0 | 0 | 0 |  | 1 | #VALUE! | 1 | 1 | 1 | #VALUE! | 0 | 0 | 0 | 0 | 0 | 0 | 0 | 0 | 0 | 0 | 0 | 0 | 0 | 0 | 0 | 0 | 0 | 0 | 0 | 0 | 0 | 0 | 0 | 0 | 0
Tuesday | 12 | 13 | 19 | 8323 | 0 | 0 | 0 | 0 | 0 | 0 | 0 | 0 | 0 | 0 | 0 | 0 | 0 | 0 | 0 | 0 | 0 | 0 | 0 | 0 | 0 |  | 0 | 0 | 0 | 0 | 0 | 0 | 0 | 0 |  |  |  |  | 1 | 0 | 0 | 0 | 0 | 0 | 0 | 0 |  | #VALUE! | 1 | 1 | 1 | 1 | #VALUE! | 0 | 0 | 0 | 0 | 0 | 0 | 0 | 0 | 0 | 0 | 0 | 0 | 0 | 0 | 0 | 0 | 0 | 0 | 0 | 0 | 0 | 0 | 0 | 0 | 0
Tuesday | 12 | 13 | 20 | 8324 | 0 | 0 | 0 | 0 | 0 | 0 | 0 | 0 | 0 | 0 | 0 | 0 | 0 | 0 | 0 | 0 | 0 | 0 | 0 | 0 | 0 |  | 0 | 0 | 0 | 0 | 0 | 0 | 0 | 0 |  |  |  |  | 1 | 0 | 0 | 0 | 0 | 0 | 0 | 0 |  | #VALUE! | 1 | 1 | 1 | 1 | #VALUE! | 0 | 0 | 0 | 0 | 0 | 0 | 0 | 0 | 0 | 0 | 0 | 0 | 0 | 0 | 0 | 0 | 0 | 0 | 0 | 0 | 0 | 0 | 0 | 0 | 0
Tuesday | 12 | 13 | 21 | 8325 | 0 | 0 | 0 | 0 | 0 | 0 | 0 | 0 | 0 | 0 | 0 | 0 | 0 | 0 | 0 | 0 | 0 | 0 | 0 | 0 | 0 |  | 0 | 0 | 0 | 0 | 0 | 0 | 0 | 0 |  |  |  |  | 0 | 1 | 0 | 0 | 0 | 0 | 0 | 0 |  | 1 | #VALUE! | 1 | 1 | 1 | #VALUE! | 0 | 0 | 0 | 0 | 0 | 0 | 0 | 0 | 0 | 0 | 0 | 0 | 0 | 0 | 0 | 0 | 0 | 0 | 0 | 0 | 0 | 0 | 0 | 0 | 0
Tuesday | 12 | 13 | 22 | 8326 | 0 | 0 | 0 | 0 | 0 | 0 | 0 | 0 | 0 | 0 | 0 | 0 | 0 | 0 | 0 | 0 | 0 | 0 | 0 | 0 | 0 |  | 0 | 0 | 0 | 0 | 0 | 0 | 0 | 0 |  |  |  |  | 0 | 1 | 0 | 0 | 0 | 0 | 0 | 0 |  | 1 | #VALUE! | 1 | 1 | 1 | #VALUE! | 0 | 0 | 0 | 0 | 0 | 0 | 0 | 0 | 0 | 0 | 0 | 0 | 0 | 0 | 0 | 0 | 0 | 0 | 0 | 0 | 0 | 0 | 0 | 0 | 0
Tuesday | 12 | 13 | 23 | 8327 | 0 | 0 | 0 | 0 | 0 | 0 | 0 | 0 | 0 | 0 | 0 | 0 | 0 | 0 | 0 | 0 | 0 | 0 | 0 | 0 | 0 |  | 0 | 0 | 0 | 0 | 0 | 0 | 0 | 0 |  |  |  |  | 0 | 0 | 1 | 0 | 0 | 0 | 0 | 0 |  | 1 | 1 | 1 | 1 | 1 | 1 | 0 | 0 | 0 | 0 | 0 | 0 | 0 | 0 | 0 | 0 | 0 | 0 | 0 | 0 | 0 | 0 | 0 | 0 | 0 | 0 | 0 | 0 | 0 | 0 | 0
Tuesday | 12 | 13 | 24 | 8328 | 0 | 0 | 0 | 0 | 0 | 0 | 0 | 0 | 0 | 0 | 0 | 0 | 0 | 0 | 0 | 0 | 0 | 0 | 0 | 0 | 0 |  | 0 | 0 | 0 | 0 | 0 | 0 | 0 | 0 |  |  |  |  | 0 | 0 | 1 | 0 | 0 | 0 | 0 | 0 |  | 1 | 1 | 1 | 1 | 1 | 1 | 0 | 0 | 0 | 0 | 0 | 0 | 0 | 0 | 0 | 0 | 0 | 0 | 0 | 0 | 0 | 0 | 0 | 0 | 0 | 0 | 0 | 0 | 0 | 0 | 0
Wednesday | 12 | 14 | 1 | 8329 | 0 | 0 | 0 | 0 | 0 | 0 | 0 | 0 | 0 | 0 | 0 | 0 | 0 | 0 | 0 | 0 | 0 | 0 | 0 | 0 | 0 |  | 0 | 0 | 0 | 0 | 0 | 0 | 0 | 0 |  |  |  |  | 0 | 0 | 1 | 0 | 0 | 0 | 0 | 0 |  | 1 | 1 | 1 | 1 | 1 | 1 | 0 | 0 | 0 | 0 | 0 | 0 | 0 | 0 | 0 | 0 | 0 | 0 | 0 | 0 | 0 | 0 | 0 | 0 | 0 | 0 | 0 | 0 | 0 | 0 | 0
Wednesday | 12 | 14 | 2 | 8330 | 0 | 0 | 0 | 0 | 0 | 0 | 0 | 0 | 0 | 0 | 0 | 0 | 0 | 0 | 0 | 0 | 0 | 0 | 0 | 0 | 0 |  | 0 | 0 | 0 | 0 | 0 | 0 | 0 | 0 |  |  |  |  | 0 | 0 | 1 | 0 | 0 | 0 | 0 | 0 |  | 1 | 1 | 1 | 1 | 1 | 1 | 0 | 0 | 0 | 0 | 0 | 0 | 0 | 0 | 0 | 0 | 0 | 0 | 0 | 0 | 0 | 0 | 0 | 0 | 0 | 0 | 0 | 0 | 0 | 0 | 0
Wednesday | 12 | 14 | 3 | 8331 | 0 | 0 | 0 | 0 | 0 | 0 | 0 | 0 | 0 | 0 | 0 | 0 | 0 | 0 | 0 | 0 | 0 | 0 | 0 | 0 | 0 |  | 0 | 0 | 0 | 0 | 0 | 0 | 0 | 0 |  |  |  |  | 0 | 0 | 1 | 0 | 0 | 0 | 0 | 0 |  | 1 | 1 | 1 | 1 | 1 | 1 | 0 | 0 | 0 | 0 | 0 | 0 | 0 | 0 | 0 | 0 | 0 | 0 | 0 | 0 | 0 | 0 | 0 | 0 | 0 | 0 | 0 | 0 | 0 | 0 | 0
Wednesday | 12 | 14 | 4 | 8332 | 0 | 0 | 0 | 0 | 0 | 0 | 0 | 0 | 0 | 0 | 0 | 0 | 0 | 0 | 0 | 0 | 0 | 0 | 0 | 0 | 0 |  | 0 | 0 | 0 | 0 | 0 | 0 | 0 | 0 |  |  |  |  | 0 | 0 | 1 | 0 | 0 | 0 | 0 | 0 |  | 1 | 1 | 1 | 1 | 1 | 1 | 0 | 0 | 0 | 0 | 0 | 0 | 0 | 0 | 0 | 0 | 0 | 0 | 0 | 0 | 0 | 0 | 0 | 0 | 0 | 0 | 0 | 0 | 0 | 0 | 0
Wednesday | 12 | 14 | 5 | 8333 | 0 | 0 | 0 | 0 | 0 | 0 | 0 | 0 | 0 | 0 | 0 | 0 | 0 | 0 | 0 | 0 | 0 | 0 | 0 | 0 | 0 |  | 0 | 0 | 0 | 0 | 0 | 0 | 0 | 0 |  |  |  |  | 0 | 0 | 1 | 0 | 0 | 0 | 0 | 0 |  | 1 | 1 | 1 | 1 | 1 | 1 | 0 | 0 | 0 | 0 | 0 | 0 | 0 | 0 | 0 | 0 | 0 | 0 | 0 | 0 | 0 | 0 | 0 | 0 | 0 | 0 | 0 | 0 | 0 | 0 | 0
Wednesday | 12 | 14 | 6 | 8334 | 0 | 0 | 0 | 0 | 0 | 0 | 0 | 0 | 0 | 0 | 0 | 0 | 0 | 0 | 0 | 0 | 0 | 0 | 0 | 0 | 0 |  | 0 | 0 | 0 | 0 | 0 | 0 | 0 | 0 |  |  |  |  | 0 | 0 | 1 | 0 | 0 | 0 | 0 | 0 |  | 1 | 1 | 1 | 1 | 1 | 1 | 0 | 0 | 0 | 0 | 0 | 0 | 0 | 0 | 0 | 0 | 0 | 0 | 0 | 0 | 0 | 0 | 0 | 0 | 0 | 0 | 0 | 0 | 0 | 0 | 0
Wednesday | 12 | 14 | 7 | 8335 | 0 | 0 | 0 | 0 | 0 | 0 | 0 | 0 | 0 | 0 | 0 | 0 | 0 | 0 | 0 | 0 | 0 | 0 | 0 | 0 | 0 |  | 0 | 0 | 0 | 0 | 0 | 0 | 0 | 0 |  |  |  |  | 0 | 0 | 1 | 0 | 0 | 0 | 0 | 0 |  | 1 | 1 | 1 | 1 | 1 | 1 | 0 | 0 | 0 | 0 | 0 | 0 | 0 | 0 | 0 | 0 | 0 | 0 | 0 | 0 | 0 | 0 | 0 | 0 | 0 | 0 | 0 | 0 | 0 | 0 | 0
Wednesday | 12 | 14 | 8 | 8336 | 0 | 0 | 0 | 0 | 0 | 0 | 0 | 0 | 0 | 0 | 0 | 0 | 0 | 0 | 0 | 0 | 0 | 0 | 0 | 0 | 0 |  | 0 | 0 | 0 | 0 | 0 | 0 | 0 | 0 |  |  |  |  | 0 | 1 | 0 | 0 | 0 | 0 | 0 | 0 |  | 1 | #VALUE! | 1 | 1 | 1 | #VALUE! | 0 | 0 | 0 | 0 | 0 | 0 | 0 | 0 | 0 | 0 | 0 | 0 | 0 | 0 | 0 | 0 | 0 | 0 | 0 | 0 | 0 | 0 | 0 | 0 | 0
Wednesday | 12 | 14 | 9 | 8337 | 0 | 0 | 0 | 0 | 0 | 0 | 0 | 0 | 0 | 0 | 0 | 0 | 0 | 0 | 0 | 0 | 0 | 0 | 0 | 0 | 0 |  | 0 | 0 | 0 | 0 | 0 | 0 | 0 | 0 |  |  |  |  | 0 | 1 | 0 | 0 | 0 | 0 | 0 | 0 |  | 1 | #VALUE! | 1 | 1 | 1 | #VALUE! | 0 | 0 | 0 | 0 | 0 | 0 | 0 | 0 | 0 | 0 | 0 | 0 | 0 | 0 | 0 | 0 | 0 | 0 | 0 | 0 | 0 | 0 | 0 | 0 | 0
Wednesday | 12 | 14 | 10 | 8338 | 0 | 0 | 0 | 0 | 0 | 0 | 0 | 0 | 0 | 0 | 0 | 0 | 0 | 0 | 0 | 0 | 0 | 0 | 0 | 0 | 0 |  | 0 | 0 | 0 | 0 | 0 | 0 | 0 | 0 |  |  |  |  | 0 | 1 | 0 | 0 | 0 | 0 | 0 | 0 |  | 1 | #VALUE! | 1 | 1 | 1 | #VALUE! | 0 | 0 | 0 | 0 | 0 | 0 | 0 | 0 | 0 | 0 | 0 | 0 | 0 | 0 | 0 | 0 | 0 | 0 | 0 | 0 | 0 | 0 | 0 | 0 | 0
Wednesday | 12 | 14 | 11 | 8339 | 0 | 0 | 0 | 0 | 0 | 0 | 0 | 0 | 0 | 0 | 0 | 0 | 0 | 0 | 0 | 0 | 0 | 0 | 0 | 0 | 0 |  | 0 | 0 | 0 | 0 | 0 | 0 | 0 | 0 |  |  |  |  | 0 | 1 | 0 | 0 | 0 | 0 | 0 | 0 |  | 1 | #VALUE! | 1 | 1 | 1 | #VALUE! | 0 | 0 | 0 | 0 | 0 | 0 | 0 | 0 | 0 | 0 | 0 | 0 | 0 | 0 | 0 | 0 | 0 | 0 | 0 | 0 | 0 | 0 | 0 | 0 | 0
Wednesday | 12 | 14 | 12 | 8340 | 0 | 0 | 0 | 0 | 0 | 0 | 0 | 0 | 0 | 0 | 0 | 0 | 0 | 0 | 0 | 0 | 0 | 0 | 0 | 0 | 0 |  | 0 | 0 | 0 | 0 | 0 | 0 | 0 | 0 |  |  |  |  | 0 | 1 | 0 | 0 | 0 | 0 | 0 | 0 |  | 1 | #VALUE! | 1 | 1 | 1 | #VALUE! | 0 | 0 | 0 | 0 | 0 | 0 | 0 | 0 | 0 | 0 | 0 | 0 | 0 | 0 | 0 | 0 | 0 | 0 | 0 | 0 | 0 | 0 | 0 | 0 | 0
Wednesday | 12 | 14 | 13 | 8341 | 0 | 0 | 0 | 0 | 0 | 0 | 0 | 0 | 0 | 0 | 0 | 0 | 0 | 0 | 0 | 0 | 0 | 0 | 0 | 0 | 0 |  | 0 | 0 | 0 | 0 | 0 | 0 | 0 | 0 |  |  |  |  | 0 | 1 | 0 | 0 | 0 | 0 | 0 | 0 |  | 1 | #VALUE! | 1 | 1 | 1 | #VALUE! | 0 | 0 | 0 | 0 | 0 | 0 | 0 | 0 | 0 | 0 | 0 | 0 | 0 | 0 | 0 | 0 | 0 | 0 | 0 | 0 | 0 | 0 | 0 | 0 | 0
Wednesday | 12 | 14 | 14 | 8342 | 0 | 0 | 0 | 0 | 0 | 0 | 0 | 0 | 0 | 0 | 0 | 0 | 0 | 0 | 0 | 0 | 0 | 0 | 0 | 0 | 0 |  | 0 | 0 | 0 | 0 | 0 | 0 | 0 | 0 |  |  |  |  | 0 | 1 | 0 | 0 | 0 | 0 | 0 | 0 |  | 1 | #VALUE! | 1 | 1 | 1 | #VALUE! | 0 | 0 | 0 | 0 | 0 | 0 | 0 | 0 | 0 | 0 | 0 | 0 | 0 | 0 | 0 | 0 | 0 | 0 | 0 | 0 | 0 | 0 | 0 | 0 | 0
Wednesday | 12 | 14 | 15 | 8343 | 0 | 0 | 0 | 0 | 0 | 0 | 0 | 0 | 0 | 0 | 0 | 0 | 0 | 0 | 0 | 0 | 0 | 0 | 0 | 0 | 0 |  | 0 | 0 | 0 | 0 | 0 | 0 | 0 | 0 |  |  |  |  | 0 | 1 | 0 | 0 | 0 | 0 | 0 | 0 |  | 1 | #VALUE! | 1 | 1 | 1 | #VALUE! | 0 | 0 | 0 | 0 | 0 | 0 | 0 | 0 | 0 | 0 | 0 | 0 | 0 | 0 | 0 | 0 | 0 | 0 | 0 | 0 | 0 | 0 | 0 | 0 | 0
Wednesday | 12 | 14 | 16 | 8344 | 0 | 0 | 0 | 0 | 0 | 0 | 0 | 0 | 0 | 0 | 0 | 0 | 0 | 0 | 0 | 0 | 0 | 0 | 0 | 0 | 0 |  | 0 | 0 | 0 | 0 | 0 | 0 | 0 | 0 |  |  |  |  | 0 | 1 | 0 | 0 | 0 | 0 | 0 | 0 |  | 1 | #VALUE! | 1 | 1 | 1 | #VALUE! | 0 | 0 | 0 | 0 | 0 | 0 | 0 | 0 | 0 | 0 | 0 | 0 | 0 | 0 | 0 | 0 | 0 | 0 | 0 | 0 | 0 | 0 | 0 | 0 | 0
Wednesday | 12 | 14 | 17 | 8345 | 0 | 0 | 0 | 0 | 0 | 0 | 0 | 0 | 0 | 0 | 0 | 0 | 0 | 0 | 0 | 0 | 0 | 0 | 0 | 0 | 0 |  | 0 | 0 | 0 | 0 | 0 | 0 | 0 | 0 |  |  |  |  | 0 | 1 | 0 | 0 | 0 | 0 | 0 | 0 |  | 1 | #VALUE! | 1 | 1 | 1 | #VALUE! | 0 | 0 | 0 | 0 | 0 | 0 | 0 | 0 | 0 | 0 | 0 | 0 | 0 | 0 | 0 | 0 | 0 | 0 | 0 | 0 | 0 | 0 | 0 | 0 | 0
Wednesday | 12 | 14 | 18 | 8346 | 0 | 0 | 0 | 0 | 0 | 0 | 0 | 0 | 0 | 0 | 0 | 0 | 0 | 0 | 0 | 0 | 0 | 0 | 0 | 0 | 0 |  | 0 | 0 | 0 | 0 | 0 | 0 | 0 | 0 |  |  |  |  | 0 | 1 | 0 | 0 | 0 | 0 | 0 | 0 |  | 1 | #VALUE! | 1 | 1 | 1 | #VALUE! | 0 | 0 | 0 | 0 | 0 | 0 | 0 | 0 | 0 | 0 | 0 | 0 | 0 | 0 | 0 | 0 | 0 | 0 | 0 | 0 | 0 | 0 | 0 | 0 | 0
Wednesday | 12 | 14 | 19 | 8347 | 0 | 0 | 0 | 0 | 0 | 0 | 0 | 0 | 0 | 0 | 0 | 0 | 0 | 0 | 0 | 0 | 0 | 0 | 0 | 0 | 0 |  | 0 | 0 | 0 | 0 | 0 | 0 | 0 | 0 |  |  |  |  | 1 | 0 | 0 | 0 | 0 | 0 | 0 | 0 |  | #VALUE! | 1 | 1 | 1 | 1 | #VALUE! | 0 | 0 | 0 | 0 | 0 | 0 | 0 | 0 | 0 | 0 | 0 | 0 | 0 | 0 | 0 | 0 | 0 | 0 | 0 | 0 | 0 | 0 | 0 | 0 | 0
Wednesday | 12 | 14 | 20 | 8348 | 0 | 0 | 0 | 0 | 0 | 0 | 0 | 0 | 0 | 0 | 0 | 0 | 0 | 0 | 0 | 0 | 0 | 0 | 0 | 0 | 0 |  | 0 | 0 | 0 | 0 | 0 | 0 | 0 | 0 |  |  |  |  | 1 | 0 | 0 | 0 | 0 | 0 | 0 | 0 |  | #VALUE! | 1 | 1 | 1 | 1 | #VALUE! | 0 | 0 | 0 | 0 | 0 | 0 | 0 | 0 | 0 | 0 | 0 | 0 | 0 | 0 | 0 | 0 | 0 | 0 | 0 | 0 | 0 | 0 | 0 | 0 | 0
Wednesday | 12 | 14 | 21 | 8349 | 0 | 0 | 0 | 0 | 0 | 0 | 0 | 0 | 0 | 0 | 0 | 0 | 0 | 0 | 0 | 0 | 0 | 0 | 0 | 0 | 0 |  | 0 | 0 | 0 | 0 | 0 | 0 | 0 | 0 |  |  |  |  | 0 | 1 | 0 | 0 | 0 | 0 | 0 | 0 |  | 1 | #VALUE! | 1 | 1 | 1 | #VALUE! | 0 | 0 | 0 | 0 | 0 | 0 | 0 | 0 | 0 | 0 | 0 | 0 | 0 | 0 | 0 | 0 | 0 | 0 | 0 | 0 | 0 | 0 | 0 | 0 | 0
Wednesday | 12 | 14 | 22 | 8350 | 0 | 0 | 0 | 0 | 0 | 0 | 0 | 0 | 0 | 0 | 0 | 0 | 0 | 0 | 0 | 0 | 0 | 0 | 0 | 0 | 0 |  | 0 | 0 | 0 | 0 | 0 | 0 | 0 | 0 |  |  |  |  | 0 | 1 | 0 | 0 | 0 | 0 | 0 | 0 |  | 1 | #VALUE! | 1 | 1 | 1 | #VALUE! | 0 | 0 | 0 | 0 | 0 | 0 | 0 | 0 | 0 | 0 | 0 | 0 | 0 | 0 | 0 | 0 | 0 | 0 | 0 | 0 | 0 | 0 | 0 | 0 | 0
Wednesday | 12 | 14 | 23 | 8351 | 0 | 0 | 0 | 0 | 0 | 0 | 0 | 0 | 0 | 0 | 0 | 0 | 0 | 0 | 0 | 0 | 0 | 0 | 0 | 0 | 0 |  | 0 | 0 | 0 | 0 | 0 | 0 | 0 | 0 |  |  |  |  | 0 | 0 | 1 | 0 | 0 | 0 | 0 | 0 |  | 1 | 1 | 1 | 1 | 1 | 1 | 0 | 0 | 0 | 0 | 0 | 0 | 0 | 0 | 0 | 0 | 0 | 0 | 0 | 0 | 0 | 0 | 0 | 0 | 0 | 0 | 0 | 0 | 0 | 0 | 0
Wednesday | 12 | 14 | 24 | 8352 | 0 | 0 | 0 | 0 | 0 | 0 | 0 | 0 | 0 | 0 | 0 | 0 | 0 | 0 | 0 | 0 | 0 | 0 | 0 | 0 | 0 |  | 0 | 0 | 0 | 0 | 0 | 0 | 0 | 0 |  |  |  |  | 0 | 0 | 1 | 0 | 0 | 0 | 0 | 0 |  | 1 | 1 | 1 | 1 | 1 | 1 | 0 | 0 | 0 | 0 | 0 | 0 | 0 | 0 | 0 | 0 | 0 | 0 | 0 | 0 | 0 | 0 | 0 | 0 | 0 | 0 | 0 | 0 | 0 | 0 | 0
Thursday | 12 | 15 | 1 | 8353 | 0 | 0 | 0 | 0 | 0 | 0 | 0 | 0 | 0 | 0 | 0 | 0 | 0 | 0 | 0 | 0 | 0 | 0 | 0 | 0 | 0 |  | 0 | 0 | 0 | 0 | 0 | 0 | 0 | 0 |  |  |  |  | 0 | 0 | 1 | 0 | 0 | 0 | 0 | 0 |  | 1 | 1 | 1 | 1 | 1 | 1 | 0 | 0 | 0 | 0 | 0 | 0 | 0 | 0 | 0 | 0 | 0 | 0 | 0 | 0 | 0 | 0 | 0 | 0 | 0 | 0 | 0 | 0 | 0 | 0 | 0
Thursday | 12 | 15 | 2 | 8354 | 0 | 0 | 0 | 0 | 0 | 0 | 0 | 0 | 0 | 0 | 0 | 0 | 0 | 0 | 0 | 0 | 0 | 0 | 0 | 0 | 0 |  | 0 | 0 | 0 | 0 | 0 | 0 | 0 | 0 |  |  |  |  | 0 | 0 | 1 | 0 | 0 | 0 | 0 | 0 |  | 1 | 1 | 1 | 1 | 1 | 1 | 0 | 0 | 0 | 0 | 0 | 0 | 0 | 0 | 0 | 0 | 0 | 0 | 0 | 0 | 0 | 0 | 0 | 0 | 0 | 0 | 0 | 0 | 0 | 0 | 0
Thursday | 12 | 15 | 3 | 8355 | 0 | 0 | 0 | 0 | 0 | 0 | 0 | 0 | 0 | 0 | 0 | 0 | 0 | 0 | 0 | 0 | 0 | 0 | 0 | 0 | 0 |  | 0 | 0 | 0 | 0 | 0 | 0 | 0 | 0 |  |  |  |  | 0 | 0 | 1 | 0 | 0 | 0 | 0 | 0 |  | 1 | 1 | 1 | 1 | 1 | 1 | 0 | 0 | 0 | 0 | 0 | 0 | 0 | 0 | 0 | 0 | 0 | 0 | 0 | 0 | 0 | 0 | 0 | 0 | 0 | 0 | 0 | 0 | 0 | 0 | 0
Thursday | 12 | 15 | 4 | 8356 | 0 | 0 | 0 | 0 | 0 | 0 | 0 | 0 | 0 | 0 | 0 | 0 | 0 | 0 | 0 | 0 | 0 | 0 | 0 | 0 | 0 |  | 0 | 0 | 0 | 0 | 0 | 0 | 0 | 0 |  |  |  |  | 0 | 0 | 1 | 0 | 0 | 0 | 0 | 0 |  | 1 | 1 | 1 | 1 | 1 | 1 | 0 | 0 | 0 | 0 | 0 | 0 | 0 | 0 | 0 | 0 | 0 | 0 | 0 | 0 | 0 | 0 | 0 | 0 | 0 | 0 | 0 | 0 | 0 | 0 | 0
Thursday | 12 | 15 | 5 | 8357 | 0 | 0 | 0 | 0 | 0 | 0 | 0 | 0 | 0 | 0 | 0 | 0 | 0 | 0 | 0 | 0 | 0 | 0 | 0 | 0 | 0 |  | 0 | 0 | 0 | 0 | 0 | 0 | 0 | 0 |  |  |  |  | 0 | 0 | 1 | 0 | 0 | 0 | 0 | 0 |  | 1 | 1 | 1 | 1 | 1 | 1 | 0 | 0 | 0 | 0 | 0 | 0 | 0 | 0 | 0 | 0 | 0 | 0 | 0 | 0 | 0 | 0 | 0 | 0 | 0 | 0 | 0 | 0 | 0 | 0 | 0
Thursday | 12 | 15 | 6 | 8358 | 0 | 0 | 0 | 0 | 0 | 0 | 0 | 0 | 0 | 0 | 0 | 0 | 0 | 0 | 0 | 0 | 0 | 0 | 0 | 0 | 0 |  | 0 | 0 | 0 | 0 | 0 | 0 | 0 | 0 |  |  |  |  | 0 | 0 | 1 | 0 | 0 | 0 | 0 | 0 |  | 1 | 1 | 1 | 1 | 1 | 1 | 0 | 0 | 0 | 0 | 0 | 0 | 0 | 0 | 0 | 0 | 0 | 0 | 0 | 0 | 0 | 0 | 0 | 0 | 0 | 0 | 0 | 0 | 0 | 0 | 0
Thursday | 12 | 15 | 7 | 8359 | 0 | 0 | 0 | 0 | 0 | 0 | 0 | 0 | 0 | 0 | 0 | 0 | 0 | 0 | 0 | 0 | 0 | 0 | 0 | 0 | 0 |  | 0 | 0 | 0 | 0 | 0 | 0 | 0 | 0 |  |  |  |  | 0 | 0 | 1 | 0 | 0 | 0 | 0 | 0 |  | 1 | 1 | 1 | 1 | 1 | 1 | 0 | 0 | 0 | 0 | 0 | 0 | 0 | 0 | 0 | 0 | 0 | 0 | 0 | 0 | 0 | 0 | 0 | 0 | 0 | 0 | 0 | 0 | 0 | 0 | 0
Thursday | 12 | 15 | 8 | 8360 | 0 | 0 | 0 | 0 | 0 | 0 | 0 | 0 | 0 | 0 | 0 | 0 | 0 | 0 | 0 | 0 | 0 | 0 | 0 | 0 | 0 |  | 0 | 0 | 0 | 0 | 0 | 0 | 0 | 0 |  |  |  |  | 0 | 1 | 0 | 0 | 0 | 0 | 0 | 0 |  | 1 | #VALUE! | 1 | 1 | 1 | #VALUE! | 0 | 0 | 0 | 0 | 0 | 0 | 0 | 0 | 0 | 0 | 0 | 0 | 0 | 0 | 0 | 0 | 0 | 0 | 0 | 0 | 0 | 0 | 0 | 0 | 0
Thursday | 12 | 15 | 9 | 8361 | 0 | 0 | 0 | 0 | 0 | 0 | 0 | 0 | 0 | 0 | 0 | 0 | 0 | 0 | 0 | 0 | 0 | 0 | 0 | 0 | 0 |  | 0 | 0 | 0 | 0 | 0 | 0 | 0 | 0 |  |  |  |  | 0 | 1 | 0 | 0 | 0 | 0 | 0 | 0 |  | 1 | #VALUE! | 1 | 1 | 1 | #VALUE! | 0 | 0 | 0 | 0 | 0 | 0 | 0 | 0 | 0 | 0 | 0 | 0 | 0 | 0 | 0 | 0 | 0 | 0 | 0 | 0 | 0 | 0 | 0 | 0 | 0
Thursday | 12 | 15 | 10 | 8362 | 0 | 0 | 0 | 0 | 0 | 0 | 0 | 0 | 0 | 0 | 0 | 0 | 0 | 0 | 0 | 0 | 0 | 0 | 0 | 0 | 0 |  | 0 | 0 | 0 | 0 | 0 | 0 | 0 | 0 |  |  |  |  | 0 | 1 | 0 | 0 | 0 | 0 | 0 | 0 |  | 1 | #VALUE! | 1 | 1 | 1 | #VALUE! | 0 | 0 | 0 | 0 | 0 | 0 | 0 | 0 | 0 | 0 | 0 | 0 | 0 | 0 | 0 | 0 | 0 | 0 | 0 | 0 | 0 | 0 | 0 | 0 | 0
Thursday | 12 | 15 | 11 | 8363 | 0 | 0 | 0 | 0 | 0 | 0 | 0 | 0 | 0 | 0 | 0 | 0 | 0 | 0 | 0 | 0 | 0 | 0 | 0 | 0 | 0 |  | 0 | 0 | 0 | 0 | 0 | 0 | 0 | 0 |  |  |  |  | 0 | 1 | 0 | 0 | 0 | 0 | 0 | 0 |  | 1 | #VALUE! | 1 | 1 | 1 | #VALUE! | 0 | 0 | 0 | 0 | 0 | 0 | 0 | 0 | 0 | 0 | 0 | 0 | 0 | 0 | 0 | 0 | 0 | 0 | 0 | 0 | 0 | 0 | 0 | 0 | 0
Thursday | 12 | 15 | 12 | 8364 | 0 | 0 | 0 | 0 | 0 | 0 | 0 | 0 | 0 | 0 | 0 | 0 | 0 | 0 | 0 | 0 | 0 | 0 | 0 | 0 | 0 |  | 0 | 0 | 0 | 0 | 0 | 0 | 0 | 0 |  |  |  |  | 0 | 1 | 0 | 0 | 0 | 0 | 0 | 0 |  | 1 | #VALUE! | 1 | 1 | 1 | #VALUE! | 0 | 0 | 0 | 0 | 0 | 0 | 0 | 0 | 0 | 0 | 0 | 0 | 0 | 0 | 0 | 0 | 0 | 0 | 0 | 0 | 0 | 0 | 0 | 0 | 0
Thursday | 12 | 15 | 13 | 8365 | 0 | 0 | 0 | 0 | 0 | 0 | 0 | 0 | 0 | 0 | 0 | 0 | 0 | 0 | 0 | 0 | 0 | 0 | 0 | 0 | 0 |  | 0 | 0 | 0 | 0 | 0 | 0 | 0 | 0 |  |  |  |  | 0 | 1 | 0 | 0 | 0 | 0 | 0 | 0 |  | 1 | #VALUE! | 1 | 1 | 1 | #VALUE! | 0 | 0 | 0 | 0 | 0 | 0 | 0 | 0 | 0 | 0 | 0 | 0 | 0 | 0 | 0 | 0 | 0 | 0 | 0 | 0 | 0 | 0 | 0 | 0 | 0
Thursday | 12 | 15 | 14 | 8366 | 0 | 0 | 0 | 0 | 0 | 0 | 0 | 0 | 0 | 0 | 0 | 0 | 0 | 0 | 0 | 0 | 0 | 0 | 0 | 0 | 0 |  | 0 | 0 | 0 | 0 | 0 | 0 | 0 | 0 |  |  |  |  | 0 | 1 | 0 | 0 | 0 | 0 | 0 | 0 |  | 1 | #VALUE! | 1 | 1 | 1 | #VALUE! | 0 | 0 | 0 | 0 | 0 | 0 | 0 | 0 | 0 | 0 | 0 | 0 | 0 | 0 | 0 | 0 | 0 | 0 | 0 | 0 | 0 | 0 | 0 | 0 | 0
Thursday | 12 | 15 | 15 | 8367 | 0 | 0 | 0 | 0 | 0 | 0 | 0 | 0 | 0 | 0 | 0 | 0 | 0 | 0 | 0 | 0 | 0 | 0 | 0 | 0 | 0 |  | 0 | 0 | 0 | 0 | 0 | 0 | 0 | 0 |  |  |  |  | 0 | 1 | 0 | 0 | 0 | 0 | 0 | 0 |  | 1 | #VALUE! | 1 | 1 | 1 | #VALUE! | 0 | 0 | 0 | 0 | 0 | 0 | 0 | 0 | 0 | 0 | 0 | 0 | 0 | 0 | 0 | 0 | 0 | 0 | 0 | 0 | 0 | 0 | 0 | 0 | 0
Thursday | 12 | 15 | 16 | 8368 | 0 | 0 | 0 | 0 | 0 | 0 | 0 | 0 | 0 | 0 | 0 | 0 | 0 | 0 | 0 | 0 | 0 | 0 | 0 | 0 | 0 |  | 0 | 0 | 0 | 0 | 0 | 0 | 0 | 0 |  |  |  |  | 0 | 1 | 0 | 0 | 0 | 0 | 0 | 0 |  | 1 | #VALUE! | 1 | 1 | 1 | #VALUE! | 0 | 0 | 0 | 0 | 0 | 0 | 0 | 0 | 0 | 0 | 0 | 0 | 0 | 0 | 0 | 0 | 0 | 0 | 0 | 0 | 0 | 0 | 0 | 0 | 0
Thursday | 12 | 15 | 17 | 8369 | 0 | 0 | 0 | 0 | 0 | 0 | 0 | 0 | 0 | 0 | 0 | 0 | 0 | 0 | 0 | 0 | 0 | 0 | 0 | 0 | 0 |  | 0 | 0 | 0 | 0 | 0 | 0 | 0 | 0 |  |  |  |  | 0 | 1 | 0 | 0 | 0 | 0 | 0 | 0 |  | 1 | #VALUE! | 1 | 1 | 1 | #VALUE! | 0 | 0 | 0 | 0 | 0 | 0 | 0 | 0 | 0 | 0 | 0 | 0 | 0 | 0 | 0 | 0 | 0 | 0 | 0 | 0 | 0 | 0 | 0 | 0 | 0
Thursday | 12 | 15 | 18 | 8370 | 0 | 0 | 0 | 0 | 0 | 0 | 0 | 0 | 0 | 0 | 0 | 0 | 0 | 0 | 0 | 0 | 0 | 0 | 0 | 0 | 0 |  | 0 | 0 | 0 | 0 | 0 | 0 | 0 | 0 |  |  |  |  | 0 | 1 | 0 | 0 | 0 | 0 | 0 | 0 |  | 1 | #VALUE! | 1 | 1 | 1 | #VALUE! | 0 | 0 | 0 | 0 | 0 | 0 | 0 | 0 | 0 | 0 | 0 | 0 | 0 | 0 | 0 | 0 | 0 | 0 | 0 | 0 | 0 | 0 | 0 | 0 | 0
Thursday | 12 | 15 | 19 | 8371 | 0 | 0 | 0 | 0 | 0 | 0 | 0 | 0 | 0 | 0 | 0 | 0 | 0 | 0 | 0 | 0 | 0 | 0 | 0 | 0 | 0 |  | 0 | 0 | 0 | 0 | 0 | 0 | 0 | 0 |  |  |  |  | 1 | 0 | 0 | 0 | 0 | 0 | 0 | 0 |  | #VALUE! | 1 | 1 | 1 | 1 | #VALUE! | 0 | 0 | 0 | 0 | 0 | 0 | 0 | 0 | 0 | 0 | 0 | 0 | 0 | 0 | 0 | 0 | 0 | 0 | 0 | 0 | 0 | 0 | 0 | 0 | 0
Thursday | 12 | 15 | 20 | 8372 | 0 | 0 | 0 | 0 | 0 | 0 | 0 | 0 | 0 | 0 | 0 | 0 | 0 | 0 | 0 | 0 | 0 | 0 | 0 | 0 | 0 |  | 0 | 0 | 0 | 0 | 0 | 0 | 0 | 0 |  |  |  |  | 1 | 0 | 0 | 0 | 0 | 0 | 0 | 0 |  | #VALUE! | 1 | 1 | 1 | 1 | #VALUE! | 0 | 0 | 0 | 0 | 0 | 0 | 0 | 0 | 0 | 0 | 0 | 0 | 0 | 0 | 0 | 0 | 0 | 0 | 0 | 0 | 0 | 0 | 0 | 0 | 0
Thursday | 12 | 15 | 21 | 8373 | 0 | 0 | 0 | 0 | 0 | 0 | 0 | 0 | 0 | 0 | 0 | 0 | 0 | 0 | 0 | 0 | 0 | 0 | 0 | 0 | 0 |  | 0 | 0 | 0 | 0 | 0 | 0 | 0 | 0 |  |  |  |  | 0 | 1 | 0 | 0 | 0 | 0 | 0 | 0 |  | 1 | #VALUE! | 1 | 1 | 1 | #VALUE! | 0 | 0 | 0 | 0 | 0 | 0 | 0 | 0 | 0 | 0 | 0 | 0 | 0 | 0 | 0 | 0 | 0 | 0 | 0 | 0 | 0 | 0 | 0 | 0 | 0
Thursday | 12 | 15 | 22 | 8374 | 0 | 0 | 0 | 0 | 0 | 0 | 0 | 0 | 0 | 0 | 0 | 0 | 0 | 0 | 0 | 0 | 0 | 0 | 0 | 0 | 0 |  | 0 | 0 | 0 | 0 | 0 | 0 | 0 | 0 |  |  |  |  | 0 | 1 | 0 | 0 | 0 | 0 | 0 | 0 |  | 1 | #VALUE! | 1 | 1 | 1 | #VALUE! | 0 | 0 | 0 | 0 | 0 | 0 | 0 | 0 | 0 | 0 | 0 | 0 | 0 | 0 | 0 | 0 | 0 | 0 | 0 | 0 | 0 | 0 | 0 | 0 | 0
Thursday | 12 | 15 | 23 | 8375 | 0 | 0 | 0 | 0 | 0 | 0 | 0 | 0 | 0 | 0 | 0 | 0 | 0 | 0 | 0 | 0 | 0 | 0 | 0 | 0 | 0 |  | 0 | 0 | 0 | 0 | 0 | 0 | 0 | 0 |  |  |  |  | 0 | 0 | 1 | 0 | 0 | 0 | 0 | 0 |  | 1 | 1 | 1 | 1 | 1 | 1 | 0 | 0 | 0 | 0 | 0 | 0 | 0 | 0 | 0 | 0 | 0 | 0 | 0 | 0 | 0 | 0 | 0 | 0 | 0 | 0 | 0 | 0 | 0 | 0 | 0
Thursday | 12 | 15 | 24 | 8376 | 0 | 0 | 0 | 0 | 0 | 0 | 0 | 0 | 0 | 0 | 0 | 0 | 0 | 0 | 0 | 0 | 0 | 0 | 0 | 0 | 0 |  | 0 | 0 | 0 | 0 | 0 | 0 | 0 | 0 |  |  |  |  | 0 | 0 | 1 | 0 | 0 | 0 | 0 | 0 |  | 1 | 1 | 1 | 1 | 1 | 1 | 0 | 0 | 0 | 0 | 0 | 0 | 0 | 0 | 0 | 0 | 0 | 0 | 0 | 0 | 0 | 0 | 0 | 0 | 0 | 0 | 0 | 0 | 0 | 0 | 0
Friday | 12 | 16 | 1 | 8377 | 0 | 0 | 0 | 0 | 0 | 0 | 0 | 0 | 0 | 0 | 0 | 0 | 0 | 0 | 0 | 0 | 0 | 0 | 0 | 0 | 0 |  | 0 | 0 | 0 | 0 | 0 | 0 | 0 | 0 |  |  |  |  | 0 | 0 | 1 | 0 | 0 | 0 | 0 | 0 |  | 1 | 1 | 1 | 1 | 1 | 1 | 0 | 0 | 0 | 0 | 0 | 0 | 0 | 0 | 0 | 0 | 0 | 0 | 0 | 0 | 0 | 0 | 0 | 0 | 0 | 0 | 0 | 0 | 0 | 0 | 0
Friday | 12 | 16 | 2 | 8378 | 0 | 0 | 0 | 0 | 0 | 0 | 0 | 0 | 0 | 0 | 0 | 0 | 0 | 0 | 0 | 0 | 0 | 0 | 0 | 0 | 0 |  | 0 | 0 | 0 | 0 | 0 | 0 | 0 | 0 |  |  |  |  | 0 | 0 | 1 | 0 | 0 | 0 | 0 | 0 |  | 1 | 1 | 1 | 1 | 1 | 1 | 0 | 0 | 0 | 0 | 0 | 0 | 0 | 0 | 0 | 0 | 0 | 0 | 0 | 0 | 0 | 0 | 0 | 0 | 0 | 0 | 0 | 0 | 0 | 0 | 0
Friday | 12 | 16 | 3 | 8379 | 0 | 0 | 0 | 0 | 0 | 0 | 0 | 0 | 0 | 0 | 0 | 0 | 0 | 0 | 0 | 0 | 0 | 0 | 0 | 0 | 0 |  | 0 | 0 | 0 | 0 | 0 | 0 | 0 | 0 |  |  |  |  | 0 | 0 | 1 | 0 | 0 | 0 | 0 | 0 |  | 1 | 1 | 1 | 1 | 1 | 1 | 0 | 0 | 0 | 0 | 0 | 0 | 0 | 0 | 0 | 0 | 0 | 0 | 0 | 0 | 0 | 0 | 0 | 0 | 0 | 0 | 0 | 0 | 0 | 0 | 0
Friday | 12 | 16 | 4 | 8380 | 0 | 0 | 0 | 0 | 0 | 0 | 0 | 0 | 0 | 0 | 0 | 0 | 0 | 0 | 0 | 0 | 0 | 0 | 0 | 0 | 0 |  | 0 | 0 | 0 | 0 | 0 | 0 | 0 | 0 |  |  |  |  | 0 | 0 | 1 | 0 | 0 | 0 | 0 | 0 |  | 1 | 1 | 1 | 1 | 1 | 1 | 0 | 0 | 0 | 0 | 0 | 0 | 0 | 0 | 0 | 0 | 0 | 0 | 0 | 0 | 0 | 0 | 0 | 0 | 0 | 0 | 0 | 0 | 0 | 0 | 0
Friday | 12 | 16 | 5 | 8381 | 0 | 0 | 0 | 0 | 0 | 0 | 0 | 0 | 0 | 0 | 0 | 0 | 0 | 0 | 0 | 0 | 0 | 0 | 0 | 0 | 0 |  | 0 | 0 | 0 | 0 | 0 | 0 | 0 | 0 |  |  |  |  | 0 | 0 | 1 | 0 | 0 | 0 | 0 | 0 |  | 1 | 1 | 1 | 1 | 1 | 1 | 0 | 0 | 0 | 0 | 0 | 0 | 0 | 0 | 0 | 0 | 0 | 0 | 0 | 0 | 0 | 0 | 0 | 0 | 0 | 0 | 0 | 0 | 0 | 0 | 0
Friday | 12 | 16 | 6 | 8382 | 0 | 0 | 0 | 0 | 0 | 0 | 0 | 0 | 0 | 0 | 0 | 0 | 0 | 0 | 0 | 0 | 0 | 0 | 0 | 0 | 0 |  | 0 | 0 | 0 | 0 | 0 | 0 | 0 | 0 |  |  |  |  | 0 | 0 | 1 | 0 | 0 | 0 | 0 | 0 |  | 1 | 1 | 1 | 1 | 1 | 1 | 0 | 0 | 0 | 0 | 0 | 0 | 0 | 0 | 0 | 0 | 0 | 0 | 0 | 0 | 0 | 0 | 0 | 0 | 0 | 0 | 0 | 0 | 0 | 0 | 0
Friday | 12 | 16 | 7 | 8383 | 0 | 0 | 0 | 0 | 0 | 0 | 0 | 0 | 0 | 0 | 0 | 0 | 0 | 0 | 0 | 0 | 0 | 0 | 0 | 0 | 0 |  | 0 | 0 | 0 | 0 | 0 | 0 | 0 | 0 |  |  |  |  | 0 | 0 | 1 | 0 | 0 | 0 | 0 | 0 |  | 1 | 1 | 1 | 1 | 1 | 1 | 0 | 0 | 0 | 0 | 0 | 0 | 0 | 0 | 0 | 0 | 0 | 0 | 0 | 0 | 0 | 0 | 0 | 0 | 0 | 0 | 0 | 0 | 0 | 0 | 0
Friday | 12 | 16 | 8 | 8384 | 0 | 0 | 0 | 0 | 0 | 0 | 0 | 0 | 0 | 0 | 0 | 0 | 0 | 0 | 0 | 0 | 0 | 0 | 0 | 0 | 0 |  | 0 | 0 | 0 | 0 | 0 | 0 | 0 | 0 |  |  |  |  | 0 | 1 | 0 | 0 | 0 | 0 | 0 | 0 |  | 1 | #VALUE! | 1 | 1 | 1 | #VALUE! | 0 | 0 | 0 | 0 | 0 | 0 | 0 | 0 | 0 | 0 | 0 | 0 | 0 | 0 | 0 | 0 | 0 | 0 | 0 | 0 | 0 | 0 | 0 | 0 | 0
Friday | 12 | 16 | 9 | 8385 | 0 | 0 | 0 | 0 | 0 | 0 | 0 | 0 | 0 | 0 | 0 | 0 | 0 | 0 | 0 | 0 | 0 | 0 | 0 | 0 | 0 |  | 0 | 0 | 0 | 0 | 0 | 0 | 0 | 0 |  |  |  |  | 0 | 1 | 0 | 0 | 0 | 0 | 0 | 0 |  | 1 | #VALUE! | 1 | 1 | 1 | #VALUE! | 0 | 0 | 0 | 0 | 0 | 0 | 0 | 0 | 0 | 0 | 0 | 0 | 0 | 0 | 0 | 0 | 0 | 0 | 0 | 0 | 0 | 0 | 0 | 0 | 0
Friday | 12 | 16 | 10 | 8386 | 0 | 0 | 0 | 0 | 0 | 0 | 0 | 0 | 0 | 0 | 0 | 0 | 0 | 0 | 0 | 0 | 0 | 0 | 0 | 0 | 0 |  | 0 | 0 | 0 | 0 | 0 | 0 | 0 | 0 |  |  |  |  | 0 | 1 | 0 | 0 | 0 | 0 | 0 | 0 |  | 1 | #VALUE! | 1 | 1 | 1 | #VALUE! | 0 | 0 | 0 | 0 | 0 | 0 | 0 | 0 | 0 | 0 | 0 | 0 | 0 | 0 | 0 | 0 | 0 | 0 | 0 | 0 | 0 | 0 | 0 | 0 | 0
Friday | 12 | 16 | 11 | 8387 | 0 | 0 | 0 | 0 | 0 | 0 | 0 | 0 | 0 | 0 | 0 | 0 | 0 | 0 | 0 | 0 | 0 | 0 | 0 | 0 | 0 |  | 0 | 0 | 0 | 0 | 0 | 0 | 0 | 0 |  |  |  |  | 0 | 1 | 0 | 0 | 0 | 0 | 0 | 0 |  | 1 | #VALUE! | 1 | 1 | 1 | #VALUE! | 0 | 0 | 0 | 0 | 0 | 0 | 0 | 0 | 0 | 0 | 0 | 0 | 0 | 0 | 0 | 0 | 0 | 0 | 0 | 0 | 0 | 0 | 0 | 0 | 0
Friday | 12 | 16 | 12 | 8388 | 0 | 0 | 0 | 0 | 0 | 0 | 0 | 0 | 0 | 0 | 0 | 0 | 0 | 0 | 0 | 0 | 0 | 0 | 0 | 0 | 0 |  | 0 | 0 | 0 | 0 | 0 | 0 | 0 | 0 |  |  |  |  | 0 | 1 | 0 | 0 | 0 | 0 | 0 | 0 |  | 1 | #VALUE! | 1 | 1 | 1 | #VALUE! | 0 | 0 | 0 | 0 | 0 | 0 | 0 | 0 | 0 | 0 | 0 | 0 | 0 | 0 | 0 | 0 | 0 | 0 | 0 | 0 | 0 | 0 | 0 | 0 | 0
Friday | 12 | 16 | 13 | 8389 | 0 | 0 | 0 | 0 | 0 | 0 | 0 | 0 | 0 | 0 | 0 | 0 | 0 | 0 | 0 | 0 | 0 | 0 | 0 | 0 | 0 |  | 0 | 0 | 0 | 0 | 0 | 0 | 0 | 0 |  |  |  |  | 0 | 1 | 0 | 0 | 0 | 0 | 0 | 0 |  | 1 | #VALUE! | 1 | 1 | 1 | #VALUE! | 0 | 0 | 0 | 0 | 0 | 0 | 0 | 0 | 0 | 0 | 0 | 0 | 0 | 0 | 0 | 0 | 0 | 0 | 0 | 0 | 0 | 0 | 0 | 0 | 0
Friday | 12 | 16 | 14 | 8390 | 0 | 0 | 0 | 0 | 0 | 0 | 0 | 0 | 0 | 0 | 0 | 0 | 0 | 0 | 0 | 0 | 0 | 0 | 0 | 0 | 0 |  | 0 | 0 | 0 | 0 | 0 | 0 | 0 | 0 |  |  |  |  | 0 | 1 | 0 | 0 | 0 | 0 | 0 | 0 |  | 1 | #VALUE! | 1 | 1 | 1 | #VALUE! | 0 | 0 | 0 | 0 | 0 | 0 | 0 | 0 | 0 | 0 | 0 | 0 | 0 | 0 | 0 | 0 | 0 | 0 | 0 | 0 | 0 | 0 | 0 | 0 | 0
Friday | 12 | 16 | 15 | 8391 | 0 | 0 | 0 | 0 | 0 | 0 | 0 | 0 | 0 | 0 | 0 | 0 | 0 | 0 | 0 | 0 | 0 | 0 | 0 | 0 | 0 |  | 0 | 0 | 0 | 0 | 0 | 0 | 0 | 0 |  |  |  |  | 0 | 1 | 0 | 0 | 0 | 0 | 0 | 0 |  | 1 | #VALUE! | 1 | 1 | 1 | #VALUE! | 0 | 0 | 0 | 0 | 0 | 0 | 0 | 0 | 0 | 0 | 0 | 0 | 0 | 0 | 0 | 0 | 0 | 0 | 0 | 0 | 0 | 0 | 0 | 0 | 0
Friday | 12 | 16 | 16 | 8392 | 0 | 0 | 0 | 0 | 0 | 0 | 0 | 0 | 0 | 0 | 0 | 0 | 0 | 0 | 0 | 0 | 0 | 0 | 0 | 0 | 0 |  | 0 | 0 | 0 | 0 | 0 | 0 | 0 | 0 |  |  |  |  | 0 | 1 | 0 | 0 | 0 | 0 | 0 | 0 |  | 1 | #VALUE! | 1 | 1 | 1 | #VALUE! | 0 | 0 | 0 | 0 | 0 | 0 | 0 | 0 | 0 | 0 | 0 | 0 | 0 | 0 | 0 | 0 | 0 | 0 | 0 | 0 | 0 | 0 | 0 | 0 | 0
Friday | 12 | 16 | 17 | 8393 | 0 | 0 | 0 | 0 | 0 | 0 | 0 | 0 | 0 | 0 | 0 | 0 | 0 | 0 | 0 | 0 | 0 | 0 | 0 | 0 | 0 |  | 0 | 0 | 0 | 0 | 0 | 0 | 0 | 0 |  |  |  |  | 0 | 1 | 0 | 0 | 0 | 0 | 0 | 0 |  | 1 | #VALUE! | 1 | 1 | 1 | #VALUE! | 0 | 0 | 0 | 0 | 0 | 0 | 0 | 0 | 0 | 0 | 0 | 0 | 0 | 0 | 0 | 0 | 0 | 0 | 0 | 0 | 0 | 0 | 0 | 0 | 0
Friday | 12 | 16 | 18 | 8394 | 0 | 0 | 0 | 0 | 0 | 0 | 0 | 0 | 0 | 0 | 0 | 0 | 0 | 0 | 0 | 0 | 0 | 0 | 0 | 0 | 0 |  | 0 | 0 | 0 | 0 | 0 | 0 | 0 | 0 |  |  |  |  | 0 | 1 | 0 | 0 | 0 | 0 | 0 | 0 |  | 1 | #VALUE! | 1 | 1 | 1 | #VALUE! | 0 | 0 | 0 | 0 | 0 | 0 | 0 | 0 | 0 | 0 | 0 | 0 | 0 | 0 | 0 | 0 | 0 | 0 | 0 | 0 | 0 | 0 | 0 | 0 | 0
Friday | 12 | 16 | 19 | 8395 | 0 | 0 | 0 | 0 | 0 | 0 | 0 | 0 | 0 | 0 | 0 | 0 | 0 | 0 | 0 | 0 | 0 | 0 | 0 | 0 | 0 |  | 0 | 0 | 0 | 0 | 0 | 0 | 0 | 0 |  |  |  |  | 1 | 0 | 0 | 0 | 0 | 0 | 0 | 0 |  | #VALUE! | 1 | 1 | 1 | 1 | #VALUE! | 0 | 0 | 0 | 0 | 0 | 0 | 0 | 0 | 0 | 0 | 0 | 0 | 0 | 0 | 0 | 0 | 0 | 0 | 0 | 0 | 0 | 0 | 0 | 0 | 0
Friday | 12 | 16 | 20 | 8396 | 0 | 0 | 0 | 0 | 0 | 0 | 0 | 0 | 0 | 0 | 0 | 0 | 0 | 0 | 0 | 0 | 0 | 0 | 0 | 0 | 0 |  | 0 | 0 | 0 | 0 | 0 | 0 | 0 | 0 |  |  |  |  | 1 | 0 | 0 | 0 | 0 | 0 | 0 | 0 |  | #VALUE! | 1 | 1 | 1 | 1 | #VALUE! | 0 | 0 | 0 | 0 | 0 | 0 | 0 | 0 | 0 | 0 | 0 | 0 | 0 | 0 | 0 | 0 | 0 | 0 | 0 | 0 | 0 | 0 | 0 | 0 | 0
Friday | 12 | 16 | 21 | 8397 | 0 | 0 | 0 | 0 | 0 | 0 | 0 | 0 | 0 | 0 | 0 | 0 | 0 | 0 | 0 | 0 | 0 | 0 | 0 | 0 | 0 |  | 0 | 0 | 0 | 0 | 0 | 0 | 0 | 0 |  |  |  |  | 0 | 1 | 0 | 0 | 0 | 0 | 0 | 0 |  | 1 | #VALUE! | 1 | 1 | 1 | #VALUE! | 0 | 0 | 0 | 0 | 0 | 0 | 0 | 0 | 0 | 0 | 0 | 0 | 0 | 0 | 0 | 0 | 0 | 0 | 0 | 0 | 0 | 0 | 0 | 0 | 0
Friday | 12 | 16 | 22 | 8398 | 0 | 0 | 0 | 0 | 0 | 0 | 0 | 0 | 0 | 0 | 0 | 0 | 0 | 0 | 0 | 0 | 0 | 0 | 0 | 0 | 0 |  | 0 | 0 | 0 | 0 | 0 | 0 | 0 | 0 |  |  |  |  | 0 | 1 | 0 | 0 | 0 | 0 | 0 | 0 |  | 1 | #VALUE! | 1 | 1 | 1 | #VALUE! | 0 | 0 | 0 | 0 | 0 | 0 | 0 | 0 | 0 | 0 | 0 | 0 | 0 | 0 | 0 | 0 | 0 | 0 | 0 | 0 | 0 | 0 | 0 | 0 | 0
Friday | 12 | 16 | 23 | 8399 | 0 | 0 | 0 | 0 | 0 | 0 | 0 | 0 | 0 | 0 | 0 | 0 | 0 | 0 | 0 | 0 | 0 | 0 | 0 | 0 | 0 |  | 0 | 0 | 0 | 0 | 0 | 0 | 0 | 0 |  |  |  |  | 0 | 0 | 1 | 0 | 0 | 0 | 0 | 0 |  | 1 | 1 | 1 | 1 | 1 | 1 | 0 | 0 | 0 | 0 | 0 | 0 | 0 | 0 | 0 | 0 | 0 | 0 | 0 | 0 | 0 | 0 | 0 | 0 | 0 | 0 | 0 | 0 | 0 | 0 | 0
Friday | 12 | 16 | 24 | 8400 | 0 | 0 | 0 | 0 | 0 | 0 | 0 | 0 | 0 | 0 | 0 | 0 | 0 | 0 | 0 | 0 | 0 | 0 | 0 | 0 | 0 |  | 0 | 0 | 0 | 0 | 0 | 0 | 0 | 0 |  |  |  |  | 0 | 0 | 1 | 0 | 0 | 0 | 0 | 0 |  | 1 | 1 | 1 | 1 | 1 | 1 | 0 | 0 | 0 | 0 | 0 | 0 | 0 | 0 | 0 | 0 | 0 | 0 | 0 | 0 | 0 | 0 | 0 | 0 | 0 | 0 | 0 | 0 | 0 | 0 | 0
Saturday | 12 | 17 | 1 | 8401 | 0 | 0 | 0 | 0 | 0 | 0 | 0 | 0 | 0 | 0 | 0 | 0 | 0 | 0 | 0 | 0 | 0 | 0 | 0 | 0 | 0 |  | 0 | 0 | 0 | 0 | 0 | 0 | 0 | 0 |  |  |  |  | 0 | 0 | 1 | 0 | 0 | 0 | 0 | 0 |  | 1 | 1 | 1 | 1 | 1 | 1 | 0 | 0 | 0 | 0 | 0 | 0 | 0 | 0 | 0 | 0 | 0 | 0 | 0 | 0 | 0 | 0 | 0 | 0 | 0 | 0 | 0 | 0 | 0 | 0 | 0
Saturday | 12 | 17 | 2 | 8402 | 0 | 0 | 0 | 0 | 0 | 0 | 0 | 0 | 0 | 0 | 0 | 0 | 0 | 0 | 0 | 0 | 0 | 0 | 0 | 0 | 0 |  | 0 | 0 | 0 | 0 | 0 | 0 | 0 | 0 |  |  |  |  | 0 | 0 | 1 | 0 | 0 | 0 | 0 | 0 |  | 1 | 1 | 1 | 1 | 1 | 1 | 0 | 0 | 0 | 0 | 0 | 0 | 0 | 0 | 0 | 0 | 0 | 0 | 0 | 0 | 0 | 0 | 0 | 0 | 0 | 0 | 0 | 0 | 0 | 0 | 0
Saturday | 12 | 17 | 3 | 8403 | 0 | 0 | 0 | 0 | 0 | 0 | 0 | 0 | 0 | 0 | 0 | 0 | 0 | 0 | 0 | 0 | 0 | 0 | 0 | 0 | 0 |  | 0 | 0 | 0 | 0 | 0 | 0 | 0 | 0 |  |  |  |  | 0 | 0 | 1 | 0 | 0 | 0 | 0 | 0 |  | 1 | 1 | 1 | 1 | 1 | 1 | 0 | 0 | 0 | 0 | 0 | 0 | 0 | 0 | 0 | 0 | 0 | 0 | 0 | 0 | 0 | 0 | 0 | 0 | 0 | 0 | 0 | 0 | 0 | 0 | 0
Saturday | 12 | 17 | 4 | 8404 | 0 | 0 | 0 | 0 | 0 | 0 | 0 | 0 | 0 | 0 | 0 | 0 | 0 | 0 | 0 | 0 | 0 | 0 | 0 | 0 | 0 |  | 0 | 0 | 0 | 0 | 0 | 0 | 0 | 0 |  |  |  |  | 0 | 0 | 1 | 0 | 0 | 0 | 0 | 0 |  | 1 | 1 | 1 | 1 | 1 | 1 | 0 | 0 | 0 | 0 | 0 | 0 | 0 | 0 | 0 | 0 | 0 | 0 | 0 | 0 | 0 | 0 | 0 | 0 | 0 | 0 | 0 | 0 | 0 | 0 | 0
Saturday | 12 | 17 | 5 | 8405 | 0 | 0 | 0 | 0 | 0 | 0 | 0 | 0 | 0 | 0 | 0 | 0 | 0 | 0 | 0 | 0 | 0 | 0 | 0 | 0 | 0 |  | 0 | 0 | 0 | 0 | 0 | 0 | 0 | 0 |  |  |  |  | 0 | 0 | 1 | 0 | 0 | 0 | 0 | 0 |  | 1 | 1 | 1 | 1 | 1 | 1 | 0 | 0 | 0 | 0 | 0 | 0 | 0 | 0 | 0 | 0 | 0 | 0 | 0 | 0 | 0 | 0 | 0 | 0 | 0 | 0 | 0 | 0 | 0 | 0 | 0
Saturday | 12 | 17 | 6 | 8406 | 0 | 0 | 0 | 0 | 0 | 0 | 0 | 0 | 0 | 0 | 0 | 0 | 0 | 0 | 0 | 0 | 0 | 0 | 0 | 0 | 0 |  | 0 | 0 | 0 | 0 | 0 | 0 | 0 | 0 |  |  |  |  | 0 | 0 | 1 | 0 | 0 | 0 | 0 | 0 |  | 1 | 1 | 1 | 1 | 1 | 1 | 0 | 0 | 0 | 0 | 0 | 0 | 0 | 0 | 0 | 0 | 0 | 0 | 0 | 0 | 0 | 0 | 0 | 0 | 0 | 0 | 0 | 0 | 0 | 0 | 0
Saturday | 12 | 17 | 7 | 8407 | 0 | 0 | 0 | 0 | 0 | 0 | 0 | 0 | 0 | 0 | 0 | 0 | 0 | 0 | 0 | 0 | 0 | 0 | 0 | 0 | 0 |  | 0 | 0 | 0 | 0 | 0 | 0 | 0 | 0 |  |  |  |  | 0 | 0 | 1 | 0 | 0 | 0 | 0 | 0 |  | 1 | 1 | 1 | 1 | 1 | 1 | 0 | 0 | 0 | 0 | 0 | 0 | 0 | 0 | 0 | 0 | 0 | 0 | 0 | 0 | 0 | 0 | 0 | 0 | 0 | 0 | 0 | 0 | 0 | 0 | 0
Saturday | 12 | 17 | 8 | 8408 | 0 | 0 | 0 | 0 | 0 | 0 | 0 | 0 | 0 | 0 | 0 | 0 | 0 | 0 | 0 | 0 | 0 | 0 | 0 | 0 | 0 |  | 0 | 0 | 0 | 0 | 0 | 0 | 0 | 0 |  |  |  |  | 0 | 0 | 1 | 0 | 0 | 0 | 0 | 0 |  | 1 | 1 | 1 | 1 | 1 | 1 | 0 | 0 | 0 | 0 | 0 | 0 | 0 | 0 | 0 | 0 | 0 | 0 | 0 | 0 | 0 | 0 | 0 | 0 | 0 | 0 | 0 | 0 | 0 | 0 | 0
Saturday | 12 | 17 | 9 | 8409 | 0 | 0 | 0 | 0 | 0 | 0 | 0 | 0 | 0 | 0 | 0 | 0 | 0 | 0 | 0 | 0 | 0 | 0 | 0 | 0 | 0 |  | 0 | 0 | 0 | 0 | 0 | 0 | 0 | 0 |  |  |  |  | 0 | 0 | 1 | 0 | 0 | 0 | 0 | 0 |  | 1 | 1 | 1 | 1 | 1 | 1 | 0 | 0 | 0 | 0 | 0 | 0 | 0 | 0 | 0 | 0 | 0 | 0 | 0 | 0 | 0 | 0 | 0 | 0 | 0 | 0 | 0 | 0 | 0 | 0 | 0
Saturday | 12 | 17 | 10 | 8410 | 0 | 0 | 0 | 0 | 0 | 0 | 0 | 0 | 0 | 0 | 0 | 0 | 0 | 0 | 0 | 0 | 0 | 0 | 0 | 0 | 0 |  | 0 | 0 | 0 | 0 | 0 | 0 | 0 | 0 |  |  |  |  | 0 | 0 | 1 | 0 | 0 | 0 | 0 | 0 |  | 1 | 1 | 1 | 1 | 1 | 1 | 0 | 0 | 0 | 0 | 0 | 0 | 0 | 0 | 0 | 0 | 0 | 0 | 0 | 0 | 0 | 0 | 0 | 0 | 0 | 0 | 0 | 0 | 0 | 0 | 0
Saturday | 12 | 17 | 11 | 8411 | 0 | 0 | 0 | 0 | 0 | 0 | 0 | 0 | 0 | 0 | 0 | 0 | 0 | 0 | 0 | 0 | 0 | 0 | 0 | 0 | 0 |  | 0 | 0 | 0 | 0 | 0 | 0 | 0 | 0 |  |  |  |  | 0 | 0 | 1 | 0 | 0 | 0 | 0 | 0 |  | 1 | 1 | 1 | 1 | 1 | 1 | 0 | 0 | 0 | 0 | 0 | 0 | 0 | 0 | 0 | 0 | 0 | 0 | 0 | 0 | 0 | 0 | 0 | 0 | 0 | 0 | 0 | 0 | 0 | 0 | 0
Saturday | 12 | 17 | 12 | 8412 | 0 | 0 | 0 | 0 | 0 | 0 | 0 | 0 | 0 | 0 | 0 | 0 | 0 | 0 | 0 | 0 | 0 | 0 | 0 | 0 | 0 |  | 0 | 0 | 0 | 0 | 0 | 0 | 0 | 0 |  |  |  |  | 0 | 0 | 1 | 0 | 0 | 0 | 0 | 0 |  | 1 | 1 | 1 | 1 | 1 | 1 | 0 | 0 | 0 | 0 | 0 | 0 | 0 | 0 | 0 | 0 | 0 | 0 | 0 | 0 | 0 | 0 | 0 | 0 | 0 | 0 | 0 | 0 | 0 | 0 | 0
Saturday | 12 | 17 | 13 | 8413 | 0 | 0 | 0 | 0 | 0 | 0 | 0 | 0 | 0 | 0 | 0 | 0 | 0 | 0 | 0 | 0 | 0 | 0 | 0 | 0 | 0 |  | 0 | 0 | 0 | 0 | 0 | 0 | 0 | 0 |  |  |  |  | 0 | 0 | 1 | 0 | 0 | 0 | 0 | 0 |  | 1 | 1 | 1 | 1 | 1 | 1 | 0 | 0 | 0 | 0 | 0 | 0 | 0 | 0 | 0 | 0 | 0 | 0 | 0 | 0 | 0 | 0 | 0 | 0 | 0 | 0 | 0 | 0 | 0 | 0 | 0
Saturday | 12 | 17 | 14 | 8414 | 0 | 0 | 0 | 0 | 0 | 0 | 0 | 0 | 0 | 0 | 0 | 0 | 0 | 0 | 0 | 0 | 0 | 0 | 0 | 0 | 0 |  | 0 | 0 | 0 | 0 | 0 | 0 | 0 | 0 |  |  |  |  | 0 | 0 | 1 | 0 | 0 | 0 | 0 | 0 |  | 1 | 1 | 1 | 1 | 1 | 1 | 0 | 0 | 0 | 0 | 0 | 0 | 0 | 0 | 0 | 0 | 0 | 0 | 0 | 0 | 0 | 0 | 0 | 0 | 0 | 0 | 0 | 0 | 0 | 0 | 0
Saturday | 12 | 17 | 15 | 8415 | 0 | 0 | 0 | 0 | 0 | 0 | 0 | 0 | 0 | 0 | 0 | 0 | 0 | 0 | 0 | 0 | 0 | 0 | 0 | 0 | 0 |  | 0 | 0 | 0 | 0 | 0 | 0 | 0 | 0 |  |  |  |  | 0 | 0 | 1 | 0 | 0 | 0 | 0 | 0 |  | 1 | 1 | 1 | 1 | 1 | 1 | 0 | 0 | 0 | 0 | 0 | 0 | 0 | 0 | 0 | 0 | 0 | 0 | 0 | 0 | 0 | 0 | 0 | 0 | 0 | 0 | 0 | 0 | 0 | 0 | 0
Saturday | 12 | 17 | 16 | 8416 | 0 | 0 | 0 | 0 | 0 | 0 | 0 | 0 | 0 | 0 | 0 | 0 | 0 | 0 | 0 | 0 | 0 | 0 | 0 | 0 | 0 |  | 0 | 0 | 0 | 0 | 0 | 0 | 0 | 0 |  |  |  |  | 0 | 0 | 1 | 0 | 0 | 0 | 0 | 0 |  | 1 | 1 | 1 | 1 | 1 | 1 | 0 | 0 | 0 | 0 | 0 | 0 | 0 | 0 | 0 | 0 | 0 | 0 | 0 | 0 | 0 | 0 | 0 | 0 | 0 | 0 | 0 | 0 | 0 | 0 | 0
Saturday | 12 | 17 | 17 | 8417 | 0 | 0 | 0 | 0 | 0 | 0 | 0 | 0 | 0 | 0 | 0 | 0 | 0 | 0 | 0 | 0 | 0 | 0 | 0 | 0 | 0 |  | 0 | 0 | 0 | 0 | 0 | 0 | 0 | 0 |  |  |  |  | 0 | 0 | 1 | 0 | 0 | 0 | 0 | 0 |  | 1 | 1 | 1 | 1 | 1 | 1 | 0 | 0 | 0 | 0 | 0 | 0 | 0 | 0 | 0 | 0 | 0 | 0 | 0 | 0 | 0 | 0 | 0 | 0 | 0 | 0 | 0 | 0 | 0 | 0 | 0
Saturday | 12 | 17 | 18 | 8418 | 0 | 0 | 0 | 0 | 0 | 0 | 0 | 0 | 0 | 0 | 0 | 0 | 0 | 0 | 0 | 0 | 0 | 0 | 0 | 0 | 0 |  | 0 | 0 | 0 | 0 | 0 | 0 | 0 | 0 |  |  |  |  | 0 | 0 | 1 | 0 | 0 | 0 | 0 | 0 |  | 1 | 1 | 1 | 1 | 1 | 1 | 0 | 0 | 0 | 0 | 0 | 0 | 0 | 0 | 0 | 0 | 0 | 0 | 0 | 0 | 0 | 0 | 0 | 0 | 0 | 0 | 0 | 0 | 0 | 0 | 0
Saturday | 12 | 17 | 19 | 8419 | 0 | 0 | 0 | 0 | 0 | 0 | 0 | 0 | 0 | 0 | 0 | 0 | 0 | 0 | 0 | 0 | 0 | 0 | 0 | 0 | 0 |  | 0 | 0 | 0 | 0 | 0 | 0 | 0 | 0 |  |  |  |  | 0 | 0 | 1 | 0 | 0 | 0 | 0 | 0 |  | 1 | 1 | 1 | 1 | 1 | 1 | 0 | 0 | 0 | 0 | 0 | 0 | 0 | 0 | 0 | 0 | 0 | 0 | 0 | 0 | 0 | 0 | 0 | 0 | 0 | 0 | 0 | 0 | 0 | 0 | 0
Saturday | 12 | 17 | 20 | 8420 | 0 | 0 | 0 | 0 | 0 | 0 | 0 | 0 | 0 | 0 | 0 | 0 | 0 | 0 | 0 | 0 | 0 | 0 | 0 | 0 | 0 |  | 0 | 0 | 0 | 0 | 0 | 0 | 0 | 0 |  |  |  |  | 0 | 0 | 1 | 0 | 0 | 0 | 0 | 0 |  | 1 | 1 | 1 | 1 | 1 | 1 | 0 | 0 | 0 | 0 | 0 | 0 | 0 | 0 | 0 | 0 | 0 | 0 | 0 | 0 | 0 | 0 | 0 | 0 | 0 | 0 | 0 | 0 | 0 | 0 | 0
Saturday | 12 | 17 | 21 | 8421 | 0 | 0 | 0 | 0 | 0 | 0 | 0 | 0 | 0 | 0 | 0 | 0 | 0 | 0 | 0 | 0 | 0 | 0 | 0 | 0 | 0 |  | 0 | 0 | 0 | 0 | 0 | 0 | 0 | 0 |  |  |  |  | 0 | 0 | 1 | 0 | 0 | 0 | 0 | 0 |  | 1 | 1 | 1 | 1 | 1 | 1 | 0 | 0 | 0 | 0 | 0 | 0 | 0 | 0 | 0 | 0 | 0 | 0 | 0 | 0 | 0 | 0 | 0 | 0 | 0 | 0 | 0 | 0 | 0 | 0 | 0
Saturday | 12 | 17 | 22 | 8422 | 0 | 0 | 0 | 0 | 0 | 0 | 0 | 0 | 0 | 0 | 0 | 0 | 0 | 0 | 0 | 0 | 0 | 0 | 0 | 0 | 0 |  | 0 | 0 | 0 | 0 | 0 | 0 | 0 | 0 |  |  |  |  | 0 | 0 | 1 | 0 | 0 | 0 | 0 | 0 |  | 1 | 1 | 1 | 1 | 1 | 1 | 0 | 0 | 0 | 0 | 0 | 0 | 0 | 0 | 0 | 0 | 0 | 0 | 0 | 0 | 0 | 0 | 0 | 0 | 0 | 0 | 0 | 0 | 0 | 0 | 0
Saturday | 12 | 17 | 23 | 8423 | 0 | 0 | 0 | 0 | 0 | 0 | 0 | 0 | 0 | 0 | 0 | 0 | 0 | 0 | 0 | 0 | 0 | 0 | 0 | 0 | 0 |  | 0 | 0 | 0 | 0 | 0 | 0 | 0 | 0 |  |  |  |  | 0 | 0 | 1 | 0 | 0 | 0 | 0 | 0 |  | 1 | 1 | 1 | 1 | 1 | 1 | 0 | 0 | 0 | 0 | 0 | 0 | 0 | 0 | 0 | 0 | 0 | 0 | 0 | 0 | 0 | 0 | 0 | 0 | 0 | 0 | 0 | 0 | 0 | 0 | 0
Saturday | 12 | 17 | 24 | 8424 | 0 | 0 | 0 | 0 | 0 | 0 | 0 | 0 | 0 | 0 | 0 | 0 | 0 | 0 | 0 | 0 | 0 | 0 | 0 | 0 | 0 |  | 0 | 0 | 0 | 0 | 0 | 0 | 0 | 0 |  |  |  |  | 0 | 0 | 1 | 0 | 0 | 0 | 0 | 0 |  | 1 | 1 | 1 | 1 | 1 | 1 | 0 | 0 | 0 | 0 | 0 | 0 | 0 | 0 | 0 | 0 | 0 | 0 | 0 | 0 | 0 | 0 | 0 | 0 | 0 | 0 | 0 | 0 | 0 | 0 | 0
Sunday | 12 | 18 | 1 | 8425 | 0 | 0 | 0 | 0 | 0 | 0 | 0 | 0 | 0 | 0 | 0 | 0 | 0 | 0 | 0 | 0 | 0 | 0 | 0 | 0 | 0 |  | 0 | 0 | 0 | 0 | 0 | 0 | 0 | 0 |  |  |  |  | 0 | 0 | 1 | 0 | 0 | 0 | 0 | 0 |  | 1 | 1 | 1 | 1 | 1 | 1 | 0 | 0 | 0 | 0 | 0 | 0 | 0 | 0 | 0 | 0 | 0 | 0 | 0 | 0 | 0 | 0 | 0 | 0 | 0 | 0 | 0 | 0 | 0 | 0 | 0
Sunday | 12 | 18 | 2 | 8426 | 0 | 0 | 0 | 0 | 0 | 0 | 0 | 0 | 0 | 0 | 0 | 0 | 0 | 0 | 0 | 0 | 0 | 0 | 0 | 0 | 0 |  | 0 | 0 | 0 | 0 | 0 | 0 | 0 | 0 |  |  |  |  | 0 | 0 | 1 | 0 | 0 | 0 | 0 | 0 |  | 1 | 1 | 1 | 1 | 1 | 1 | 0 | 0 | 0 | 0 | 0 | 0 | 0 | 0 | 0 | 0 | 0 | 0 | 0 | 0 | 0 | 0 | 0 | 0 | 0 | 0 | 0 | 0 | 0 | 0 | 0
Sunday | 12 | 18 | 3 | 8427 | 0 | 0 | 0 | 0 | 0 | 0 | 0 | 0 | 0 | 0 | 0 | 0 | 0 | 0 | 0 | 0 | 0 | 0 | 0 | 0 | 0 |  | 0 | 0 | 0 | 0 | 0 | 0 | 0 | 0 |  |  |  |  | 0 | 0 | 1 | 0 | 0 | 0 | 0 | 0 |  | 1 | 1 | 1 | 1 | 1 | 1 | 0 | 0 | 0 | 0 | 0 | 0 | 0 | 0 | 0 | 0 | 0 | 0 | 0 | 0 | 0 | 0 | 0 | 0 | 0 | 0 | 0 | 0 | 0 | 0 | 0
Sunday | 12 | 18 | 4 | 8428 | 0 | 0 | 0 | 0 | 0 | 0 | 0 | 0 | 0 | 0 | 0 | 0 | 0 | 0 | 0 | 0 | 0 | 0 | 0 | 0 | 0 |  | 0 | 0 | 0 | 0 | 0 | 0 | 0 | 0 |  |  |  |  | 0 | 0 | 1 | 0 | 0 | 0 | 0 | 0 |  | 1 | 1 | 1 | 1 | 1 | 1 | 0 | 0 | 0 | 0 | 0 | 0 | 0 | 0 | 0 | 0 | 0 | 0 | 0 | 0 | 0 | 0 | 0 | 0 | 0 | 0 | 0 | 0 | 0 | 0 | 0
Sunday | 12 | 18 | 5 | 8429 | 0 | 0 | 0 | 0 | 0 | 0 | 0 | 0 | 0 | 0 | 0 | 0 | 0 | 0 | 0 | 0 | 0 | 0 | 0 | 0 | 0 |  | 0 | 0 | 0 | 0 | 0 | 0 | 0 | 0 |  |  |  |  | 0 | 0 | 1 | 0 | 0 | 0 | 0 | 0 |  | 1 | 1 | 1 | 1 | 1 | 1 | 0 | 0 | 0 | 0 | 0 | 0 | 0 | 0 | 0 | 0 | 0 | 0 | 0 | 0 | 0 | 0 | 0 | 0 | 0 | 0 | 0 | 0 | 0 | 0 | 0
Sunday | 12 | 18 | 6 | 8430 | 0 | 0 | 0 | 0 | 0 | 0 | 0 | 0 | 0 | 0 | 0 | 0 | 0 | 0 | 0 | 0 | 0 | 0 | 0 | 0 | 0 |  | 0 | 0 | 0 | 0 | 0 | 0 | 0 | 0 |  |  |  |  | 0 | 0 | 1 | 0 | 0 | 0 | 0 | 0 |  | 1 | 1 | 1 | 1 | 1 | 1 | 0 | 0 | 0 | 0 | 0 | 0 | 0 | 0 | 0 | 0 | 0 | 0 | 0 | 0 | 0 | 0 | 0 | 0 | 0 | 0 | 0 | 0 | 0 | 0 | 0
Sunday | 12 | 18 | 7 | 8431 | 0 | 0 | 0 | 0 | 0 | 0 | 0 | 0 | 0 | 0 | 0 | 0 | 0 | 0 | 0 | 0 | 0 | 0 | 0 | 0 | 0 |  | 0 | 0 | 0 | 0 | 0 | 0 | 0 | 0 |  |  |  |  | 0 | 0 | 1 | 0 | 0 | 0 | 0 | 0 |  | 1 | 1 | 1 | 1 | 1 | 1 | 0 | 0 | 0 | 0 | 0 | 0 | 0 | 0 | 0 | 0 | 0 | 0 | 0 | 0 | 0 | 0 | 0 | 0 | 0 | 0 | 0 | 0 | 0 | 0 | 0
Sunday | 12 | 18 | 8 | 8432 | 0 | 0 | 0 | 0 | 0 | 0 | 0 | 0 | 0 | 0 | 0 | 0 | 0 | 0 | 0 | 0 | 0 | 0 | 0 | 0 | 0 |  | 0 | 0 | 0 | 0 | 0 | 0 | 0 | 0 |  |  |  |  | 0 | 0 | 1 | 0 | 0 | 0 | 0 | 0 |  | 1 | 1 | 1 | 1 | 1 | 1 | 0 | 0 | 0 | 0 | 0 | 0 | 0 | 0 | 0 | 0 | 0 | 0 | 0 | 0 | 0 | 0 | 0 | 0 | 0 | 0 | 0 | 0 | 0 | 0 | 0
Sunday | 12 | 18 | 9 | 8433 | 0 | 0 | 0 | 0 | 0 | 0 | 0 | 0 | 0 | 0 | 0 | 0 | 0 | 0 | 0 | 0 | 0 | 0 | 0 | 0 | 0 |  | 0 | 0 | 0 | 0 | 0 | 0 | 0 | 0 |  |  |  |  | 0 | 0 | 1 | 0 | 0 | 0 | 0 | 0 |  | 1 | 1 | 1 | 1 | 1 | 1 | 0 | 0 | 0 | 0 | 0 | 0 | 0 | 0 | 0 | 0 | 0 | 0 | 0 | 0 | 0 | 0 | 0 | 0 | 0 | 0 | 0 | 0 | 0 | 0 | 0
Sunday | 12 | 18 | 10 | 8434 | 0 | 0 | 0 | 0 | 0 | 0 | 0 | 0 | 0 | 0 | 0 | 0 | 0 | 0 | 0 | 0 | 0 | 0 | 0 | 0 | 0 |  | 0 | 0 | 0 | 0 | 0 | 0 | 0 | 0 |  |  |  |  | 0 | 0 | 1 | 0 | 0 | 0 | 0 | 0 |  | 1 | 1 | 1 | 1 | 1 | 1 | 0 | 0 | 0 | 0 | 0 | 0 | 0 | 0 | 0 | 0 | 0 | 0 | 0 | 0 | 0 | 0 | 0 | 0 | 0 | 0 | 0 | 0 | 0 | 0 | 0
Sunday | 12 | 18 | 11 | 8435 | 0 | 0 | 0 | 0 | 0 | 0 | 0 | 0 | 0 | 0 | 0 | 0 | 0 | 0 | 0 | 0 | 0 | 0 | 0 | 0 | 0 |  | 0 | 0 | 0 | 0 | 0 | 0 | 0 | 0 |  |  |  |  | 0 | 0 | 1 | 0 | 0 | 0 | 0 | 0 |  | 1 | 1 | 1 | 1 | 1 | 1 | 0 | 0 | 0 | 0 | 0 | 0 | 0 | 0 | 0 | 0 | 0 | 0 | 0 | 0 | 0 | 0 | 0 | 0 | 0 | 0 | 0 | 0 | 0 | 0 | 0
Sunday | 12 | 18 | 12 | 8436 | 0 | 0 | 0 | 0 | 0 | 0 | 0 | 0 | 0 | 0 | 0 | 0 | 0 | 0 | 0 | 0 | 0 | 0 | 0 | 0 | 0 |  | 0 | 0 | 0 | 0 | 0 | 0 | 0 | 0 |  |  |  |  | 0 | 0 | 1 | 0 | 0 | 0 | 0 | 0 |  | 1 | 1 | 1 | 1 | 1 | 1 | 0 | 0 | 0 | 0 | 0 | 0 | 0 | 0 | 0 | 0 | 0 | 0 | 0 | 0 | 0 | 0 | 0 | 0 | 0 | 0 | 0 | 0 | 0 | 0 | 0
Sunday | 12 | 18 | 13 | 8437 | 0 | 0 | 0 | 0 | 0 | 0 | 0 | 0 | 0 | 0 | 0 | 0 | 0 | 0 | 0 | 0 | 0 | 0 | 0 | 0 | 0 |  | 0 | 0 | 0 | 0 | 0 | 0 | 0 | 0 |  |  |  |  | 0 | 0 | 1 | 0 | 0 | 0 | 0 | 0 |  | 1 | 1 | 1 | 1 | 1 | 1 | 0 | 0 | 0 | 0 | 0 | 0 | 0 | 0 | 0 | 0 | 0 | 0 | 0 | 0 | 0 | 0 | 0 | 0 | 0 | 0 | 0 | 0 | 0 | 0 | 0
Sunday | 12 | 18 | 14 | 8438 | 0 | 0 | 0 | 0 | 0 | 0 | 0 | 0 | 0 | 0 | 0 | 0 | 0 | 0 | 0 | 0 | 0 | 0 | 0 | 0 | 0 |  | 0 | 0 | 0 | 0 | 0 | 0 | 0 | 0 |  |  |  |  | 0 | 0 | 1 | 0 | 0 | 0 | 0 | 0 |  | 1 | 1 | 1 | 1 | 1 | 1 | 0 | 0 | 0 | 0 | 0 | 0 | 0 | 0 | 0 | 0 | 0 | 0 | 0 | 0 | 0 | 0 | 0 | 0 | 0 | 0 | 0 | 0 | 0 | 0 | 0
Sunday | 12 | 18 | 15 | 8439 | 0 | 0 | 0 | 0 | 0 | 0 | 0 | 0 | 0 | 0 | 0 | 0 | 0 | 0 | 0 | 0 | 0 | 0 | 0 | 0 | 0 |  | 0 | 0 | 0 | 0 | 0 | 0 | 0 | 0 |  |  |  |  | 0 | 0 | 1 | 0 | 0 | 0 | 0 | 0 |  | 1 | 1 | 1 | 1 | 1 | 1 | 0 | 0 | 0 | 0 | 0 | 0 | 0 | 0 | 0 | 0 | 0 | 0 | 0 | 0 | 0 | 0 | 0 | 0 | 0 | 0 | 0 | 0 | 0 | 0 | 0
Sunday | 12 | 18 | 16 | 8440 | 0 | 0 | 0 | 0 | 0 | 0 | 0 | 0 | 0 | 0 | 0 | 0 | 0 | 0 | 0 | 0 | 0 | 0 | 0 | 0 | 0 |  | 0 | 0 | 0 | 0 | 0 | 0 | 0 | 0 |  |  |  |  | 0 | 0 | 1 | 0 | 0 | 0 | 0 | 0 |  | 1 | 1 | 1 | 1 | 1 | 1 | 0 | 0 | 0 | 0 | 0 | 0 | 0 | 0 | 0 | 0 | 0 | 0 | 0 | 0 | 0 | 0 | 0 | 0 | 0 | 0 | 0 | 0 | 0 | 0 | 0
Sunday | 12 | 18 | 17 | 8441 | 0 | 0 | 0 | 0 | 0 | 0 | 0 | 0 | 0 | 0 | 0 | 0 | 0 | 0 | 0 | 0 | 0 | 0 | 0 | 0 | 0 |  | 0 | 0 | 0 | 0 | 0 | 0 | 0 | 0 |  |  |  |  | 0 | 0 | 1 | 0 | 0 | 0 | 0 | 0 |  | 1 | 1 | 1 | 1 | 1 | 1 | 0 | 0 | 0 | 0 | 0 | 0 | 0 | 0 | 0 | 0 | 0 | 0 | 0 | 0 | 0 | 0 | 0 | 0 | 0 | 0 | 0 | 0 | 0 | 0 | 0
Sunday | 12 | 18 | 18 | 8442 | 0 | 0 | 0 | 0 | 0 | 0 | 0 | 0 | 0 | 0 | 0 | 0 | 0 | 0 | 0 | 0 | 0 | 0 | 0 | 0 | 0 |  | 0 | 0 | 0 | 0 | 0 | 0 | 0 | 0 |  |  |  |  | 0 | 0 | 1 | 0 | 0 | 0 | 0 | 0 |  | 1 | 1 | 1 | 1 | 1 | 1 | 0 | 0 | 0 | 0 | 0 | 0 | 0 | 0 | 0 | 0 | 0 | 0 | 0 | 0 | 0 | 0 | 0 | 0 | 0 | 0 | 0 | 0 | 0 | 0 | 0
Sunday | 12 | 18 | 19 | 8443 | 0 | 0 | 0 | 0 | 0 | 0 | 0 | 0 | 0 | 0 | 0 | 0 | 0 | 0 | 0 | 0 | 0 | 0 | 0 | 0 | 0 |  | 0 | 0 | 0 | 0 | 0 | 0 | 0 | 0 |  |  |  |  | 0 | 0 | 1 | 0 | 0 | 0 | 0 | 0 |  | 1 | 1 | 1 | 1 | 1 | 1 | 0 | 0 | 0 | 0 | 0 | 0 | 0 | 0 | 0 | 0 | 0 | 0 | 0 | 0 | 0 | 0 | 0 | 0 | 0 | 0 | 0 | 0 | 0 | 0 | 0
Sunday | 12 | 18 | 20 | 8444 | 0 | 0 | 0 | 0 | 0 | 0 | 0 | 0 | 0 | 0 | 0 | 0 | 0 | 0 | 0 | 0 | 0 | 0 | 0 | 0 | 0 |  | 0 | 0 | 0 | 0 | 0 | 0 | 0 | 0 |  |  |  |  | 0 | 0 | 1 | 0 | 0 | 0 | 0 | 0 |  | 1 | 1 | 1 | 1 | 1 | 1 | 0 | 0 | 0 | 0 | 0 | 0 | 0 | 0 | 0 | 0 | 0 | 0 | 0 | 0 | 0 | 0 | 0 | 0 | 0 | 0 | 0 | 0 | 0 | 0 | 0
Sunday | 12 | 18 | 21 | 8445 | 0 | 0 | 0 | 0 | 0 | 0 | 0 | 0 | 0 | 0 | 0 | 0 | 0 | 0 | 0 | 0 | 0 | 0 | 0 | 0 | 0 |  | 0 | 0 | 0 | 0 | 0 | 0 | 0 | 0 |  |  |  |  | 0 | 0 | 1 | 0 | 0 | 0 | 0 | 0 |  | 1 | 1 | 1 | 1 | 1 | 1 | 0 | 0 | 0 | 0 | 0 | 0 | 0 | 0 | 0 | 0 | 0 | 0 | 0 | 0 | 0 | 0 | 0 | 0 | 0 | 0 | 0 | 0 | 0 | 0 | 0
Sunday | 12 | 18 | 22 | 8446 | 0 | 0 | 0 | 0 | 0 | 0 | 0 | 0 | 0 | 0 | 0 | 0 | 0 | 0 | 0 | 0 | 0 | 0 | 0 | 0 | 0 |  | 0 | 0 | 0 | 0 | 0 | 0 | 0 | 0 |  |  |  |  | 0 | 0 | 1 | 0 | 0 | 0 | 0 | 0 |  | 1 | 1 | 1 | 1 | 1 | 1 | 0 | 0 | 0 | 0 | 0 | 0 | 0 | 0 | 0 | 0 | 0 | 0 | 0 | 0 | 0 | 0 | 0 | 0 | 0 | 0 | 0 | 0 | 0 | 0 | 0
Sunday | 12 | 18 | 23 | 8447 | 0 | 0 | 0 | 0 | 0 | 0 | 0 | 0 | 0 | 0 | 0 | 0 | 0 | 0 | 0 | 0 | 0 | 0 | 0 | 0 | 0 |  | 0 | 0 | 0 | 0 | 0 | 0 | 0 | 0 |  |  |  |  | 0 | 0 | 1 | 0 | 0 | 0 | 0 | 0 |  | 1 | 1 | 1 | 1 | 1 | 1 | 0 | 0 | 0 | 0 | 0 | 0 | 0 | 0 | 0 | 0 | 0 | 0 | 0 | 0 | 0 | 0 | 0 | 0 | 0 | 0 | 0 | 0 | 0 | 0 | 0
Sunday | 12 | 18 | 24 | 8448 | 0 | 0 | 0 | 0 | 0 | 0 | 0 | 0 | 0 | 0 | 0 | 0 | 0 | 0 | 0 | 0 | 0 | 0 | 0 | 0 | 0 |  | 0 | 0 | 0 | 0 | 0 | 0 | 0 | 0 |  |  |  |  | 0 | 0 | 1 | 0 | 0 | 0 | 0 | 0 |  | 1 | 1 | 1 | 1 | 1 | 1 | 0 | 0 | 0 | 0 | 0 | 0 | 0 | 0 | 0 | 0 | 0 | 0 | 0 | 0 | 0 | 0 | 0 | 0 | 0 | 0 | 0 | 0 | 0 | 0 | 0
Monday | 12 | 19 | 1 | 8449 | 0 | 0 | 0 | 0 | 0 | 0 | 0 | 0 | 0 | 0 | 0 | 0 | 0 | 0 | 0 | 0 | 0 | 0 | 0 | 0 | 0 |  | 0 | 0 | 0 | 0 | 0 | 0 | 0 | 0 |  |  |  |  | 0 | 0 | 1 | 0 | 0 | 0 | 0 | 0 |  | 1 | 1 | 1 | 1 | 1 | 1 | 0 | 0 | 0 | 0 | 0 | 0 | 0 | 0 | 0 | 0 | 0 | 0 | 0 | 0 | 0 | 0 | 0 | 0 | 0 | 0 | 0 | 0 | 0 | 0 | 0
Monday | 12 | 19 | 2 | 8450 | 0 | 0 | 0 | 0 | 0 | 0 | 0 | 0 | 0 | 0 | 0 | 0 | 0 | 0 | 0 | 0 | 0 | 0 | 0 | 0 | 0 |  | 0 | 0 | 0 | 0 | 0 | 0 | 0 | 0 |  |  |  |  | 0 | 0 | 1 | 0 | 0 | 0 | 0 | 0 |  | 1 | 1 | 1 | 1 | 1 | 1 | 0 | 0 | 0 | 0 | 0 | 0 | 0 | 0 | 0 | 0 | 0 | 0 | 0 | 0 | 0 | 0 | 0 | 0 | 0 | 0 | 0 | 0 | 0 | 0 | 0
Monday | 12 | 19 | 3 | 8451 | 0 | 0 | 0 | 0 | 0 | 0 | 0 | 0 | 0 | 0 | 0 | 0 | 0 | 0 | 0 | 0 | 0 | 0 | 0 | 0 | 0 |  | 0 | 0 | 0 | 0 | 0 | 0 | 0 | 0 |  |  |  |  | 0 | 0 | 1 | 0 | 0 | 0 | 0 | 0 |  | 1 | 1 | 1 | 1 | 1 | 1 | 0 | 0 | 0 | 0 | 0 | 0 | 0 | 0 | 0 | 0 | 0 | 0 | 0 | 0 | 0 | 0 | 0 | 0 | 0 | 0 | 0 | 0 | 0 | 0 | 0
Monday | 12 | 19 | 4 | 8452 | 0 | 0 | 0 | 0 | 0 | 0 | 0 | 0 | 0 | 0 | 0 | 0 | 0 | 0 | 0 | 0 | 0 | 0 | 0 | 0 | 0 |  | 0 | 0 | 0 | 0 | 0 | 0 | 0 | 0 |  |  |  |  | 0 | 0 | 1 | 0 | 0 | 0 | 0 | 0 |  | 1 | 1 | 1 | 1 | 1 | 1 | 0 | 0 | 0 | 0 | 0 | 0 | 0 | 0 | 0 | 0 | 0 | 0 | 0 | 0 | 0 | 0 | 0 | 0 | 0 | 0 | 0 | 0 | 0 | 0 | 0
Monday | 12 | 19 | 5 | 8453 | 0 | 0 | 0 | 0 | 0 | 0 | 0 | 0 | 0 | 0 | 0 | 0 | 0 | 0 | 0 | 0 | 0 | 0 | 0 | 0 | 0 |  | 0 | 0 | 0 | 0 | 0 | 0 | 0 | 0 |  |  |  |  | 0 | 0 | 1 | 0 | 0 | 0 | 0 | 0 |  | 1 | 1 | 1 | 1 | 1 | 1 | 0 | 0 | 0 | 0 | 0 | 0 | 0 | 0 | 0 | 0 | 0 | 0 | 0 | 0 | 0 | 0 | 0 | 0 | 0 | 0 | 0 | 0 | 0 | 0 | 0
Monday | 12 | 19 | 6 | 8454 | 0 | 0 | 0 | 0 | 0 | 0 | 0 | 0 | 0 | 0 | 0 | 0 | 0 | 0 | 0 | 0 | 0 | 0 | 0 | 0 | 0 |  | 0 | 0 | 0 | 0 | 0 | 0 | 0 | 0 |  |  |  |  | 0 | 0 | 1 | 0 | 0 | 0 | 0 | 0 |  | 1 | 1 | 1 | 1 | 1 | 1 | 0 | 0 | 0 | 0 | 0 | 0 | 0 | 0 | 0 | 0 | 0 | 0 | 0 | 0 | 0 | 0 | 0 | 0 | 0 | 0 | 0 | 0 | 0 | 0 | 0
Monday | 12 | 19 | 7 | 8455 | 0 | 0 | 0 | 0 | 0 | 0 | 0 | 0 | 0 | 0 | 0 | 0 | 0 | 0 | 0 | 0 | 0 | 0 | 0 | 0 | 0 |  | 0 | 0 | 0 | 0 | 0 | 0 | 0 | 0 |  |  |  |  | 0 | 0 | 1 | 0 | 0 | 0 | 0 | 0 |  | 1 | 1 | 1 | 1 | 1 | 1 | 0 | 0 | 0 | 0 | 0 | 0 | 0 | 0 | 0 | 0 | 0 | 0 | 0 | 0 | 0 | 0 | 0 | 0 | 0 | 0 | 0 | 0 | 0 | 0 | 0
Monday | 12 | 19 | 8 | 8456 | 0 | 0 | 0 | 0 | 0 | 0 | 0 | 0 | 0 | 0 | 0 | 0 | 0 | 0 | 0 | 0 | 0 | 0 | 0 | 0 | 0 |  | 0 | 0 | 0 | 0 | 0 | 0 | 0 | 0 |  |  |  |  | 0 | 1 | 0 | 0 | 0 | 0 | 0 | 0 |  | 1 | #VALUE! | 1 | 1 | 1 | #VALUE! | 0 | 0 | 0 | 0 | 0 | 0 | 0 | 0 | 0 | 0 | 0 | 0 | 0 | 0 | 0 | 0 | 0 | 0 | 0 | 0 | 0 | 0 | 0 | 0 | 0
Monday | 12 | 19 | 9 | 8457 | 0 | 0 | 0 | 0 | 0 | 0 | 0 | 0 | 0 | 0 | 0 | 0 | 0 | 0 | 0 | 0 | 0 | 0 | 0 | 0 | 0 |  | 0 | 0 | 0 | 0 | 0 | 0 | 0 | 0 |  |  |  |  | 0 | 1 | 0 | 0 | 0 | 0 | 0 | 0 |  | 1 | #VALUE! | 1 | 1 | 1 | #VALUE! | 0 | 0 | 0 | 0 | 0 | 0 | 0 | 0 | 0 | 0 | 0 | 0 | 0 | 0 | 0 | 0 | 0 | 0 | 0 | 0 | 0 | 0 | 0 | 0 | 0
Monday | 12 | 19 | 10 | 8458 | 0 | 0 | 0 | 0 | 0 | 0 | 0 | 0 | 0 | 0 | 0 | 0 | 0 | 0 | 0 | 0 | 0 | 0 | 0 | 0 | 0 |  | 0 | 0 | 0 | 0 | 0 | 0 | 0 | 0 |  |  |  |  | 0 | 1 | 0 | 0 | 0 | 0 | 0 | 0 |  | 1 | #VALUE! | 1 | 1 | 1 | #VALUE! | 0 | 0 | 0 | 0 | 0 | 0 | 0 | 0 | 0 | 0 | 0 | 0 | 0 | 0 | 0 | 0 | 0 | 0 | 0 | 0 | 0 | 0 | 0 | 0 | 0
Monday | 12 | 19 | 11 | 8459 | 0 | 0 | 0 | 0 | 0 | 0 | 0 | 0 | 0 | 0 | 0 | 0 | 0 | 0 | 0 | 0 | 0 | 0 | 0 | 0 | 0 |  | 0 | 0 | 0 | 0 | 0 | 0 | 0 | 0 |  |  |  |  | 0 | 1 | 0 | 0 | 0 | 0 | 0 | 0 |  | 1 | #VALUE! | 1 | 1 | 1 | #VALUE! | 0 | 0 | 0 | 0 | 0 | 0 | 0 | 0 | 0 | 0 | 0 | 0 | 0 | 0 | 0 | 0 | 0 | 0 | 0 | 0 | 0 | 0 | 0 | 0 | 0
Monday | 12 | 19 | 12 | 8460 | 0 | 0 | 0 | 0 | 0 | 0 | 0 | 0 | 0 | 0 | 0 | 0 | 0 | 0 | 0 | 0 | 0 | 0 | 0 | 0 | 0 |  | 0 | 0 | 0 | 0 | 0 | 0 | 0 | 0 |  |  |  |  | 0 | 1 | 0 | 0 | 0 | 0 | 0 | 0 |  | 1 | #VALUE! | 1 | 1 | 1 | #VALUE! | 0 | 0 | 0 | 0 | 0 | 0 | 0 | 0 | 0 | 0 | 0 | 0 | 0 | 0 | 0 | 0 | 0 | 0 | 0 | 0 | 0 | 0 | 0 | 0 | 0
Monday | 12 | 19 | 13 | 8461 | 0 | 0 | 0 | 0 | 0 | 0 | 0 | 0 | 0 | 0 | 0 | 0 | 0 | 0 | 0 | 0 | 0 | 0 | 0 | 0 | 0 |  | 0 | 0 | 0 | 0 | 0 | 0 | 0 | 0 |  |  |  |  | 0 | 1 | 0 | 0 | 0 | 0 | 0 | 0 |  | 1 | #VALUE! | 1 | 1 | 1 | #VALUE! | 0 | 0 | 0 | 0 | 0 | 0 | 0 | 0 | 0 | 0 | 0 | 0 | 0 | 0 | 0 | 0 | 0 | 0 | 0 | 0 | 0 | 0 | 0 | 0 | 0
Monday | 12 | 19 | 14 | 8462 | 0 | 0 | 0 | 0 | 0 | 0 | 0 | 0 | 0 | 0 | 0 | 0 | 0 | 0 | 0 | 0 | 0 | 0 | 0 | 0 | 0 |  | 0 | 0 | 0 | 0 | 0 | 0 | 0 | 0 |  |  |  |  | 0 | 1 | 0 | 0 | 0 | 0 | 0 | 0 |  | 1 | #VALUE! | 1 | 1 | 1 | #VALUE! | 0 | 0 | 0 | 0 | 0 | 0 | 0 | 0 | 0 | 0 | 0 | 0 | 0 | 0 | 0 | 0 | 0 | 0 | 0 | 0 | 0 | 0 | 0 | 0 | 0
Monday | 12 | 19 | 15 | 8463 | 0 | 0 | 0 | 0 | 0 | 0 | 0 | 0 | 0 | 0 | 0 | 0 | 0 | 0 | 0 | 0 | 0 | 0 | 0 | 0 | 0 |  | 0 | 0 | 0 | 0 | 0 | 0 | 0 | 0 |  |  |  |  | 0 | 1 | 0 | 0 | 0 | 0 | 0 | 0 |  | 1 | #VALUE! | 1 | 1 | 1 | #VALUE! | 0 | 0 | 0 | 0 | 0 | 0 | 0 | 0 | 0 | 0 | 0 | 0 | 0 | 0 | 0 | 0 | 0 | 0 | 0 | 0 | 0 | 0 | 0 | 0 | 0
Monday | 12 | 19 | 16 | 8464 | 0 | 0 | 0 | 0 | 0 | 0 | 0 | 0 | 0 | 0 | 0 | 0 | 0 | 0 | 0 | 0 | 0 | 0 | 0 | 0 | 0 |  | 0 | 0 | 0 | 0 | 0 | 0 | 0 | 0 |  |  |  |  | 0 | 1 | 0 | 0 | 0 | 0 | 0 | 0 |  | 1 | #VALUE! | 1 | 1 | 1 | #VALUE! | 0 | 0 | 0 | 0 | 0 | 0 | 0 | 0 | 0 | 0 | 0 | 0 | 0 | 0 | 0 | 0 | 0 | 0 | 0 | 0 | 0 | 0 | 0 | 0 | 0
Monday | 12 | 19 | 17 | 8465 | 0 | 0 | 0 | 0 | 0 | 0 | 0 | 0 | 0 | 0 | 0 | 0 | 0 | 0 | 0 | 0 | 0 | 0 | 0 | 0 | 0 |  | 0 | 0 | 0 | 0 | 0 | 0 | 0 | 0 |  |  |  |  | 0 | 1 | 0 | 0 | 0 | 0 | 0 | 0 |  | 1 | #VALUE! | 1 | 1 | 1 | #VALUE! | 0 | 0 | 0 | 0 | 0 | 0 | 0 | 0 | 0 | 0 | 0 | 0 | 0 | 0 | 0 | 0 | 0 | 0 | 0 | 0 | 0 | 0 | 0 | 0 | 0
Monday | 12 | 19 | 18 | 8466 | 0 | 0 | 0 | 0 | 0 | 0 | 0 | 0 | 0 | 0 | 0 | 0 | 0 | 0 | 0 | 0 | 0 | 0 | 0 | 0 | 0 |  | 0 | 0 | 0 | 0 | 0 | 0 | 0 | 0 |  |  |  |  | 0 | 1 | 0 | 0 | 0 | 0 | 0 | 0 |  | 1 | #VALUE! | 1 | 1 | 1 | #VALUE! | 0 | 0 | 0 | 0 | 0 | 0 | 0 | 0 | 0 | 0 | 0 | 0 | 0 | 0 | 0 | 0 | 0 | 0 | 0 | 0 | 0 | 0 | 0 | 0 | 0
Monday | 12 | 19 | 19 | 8467 | 0 | 0 | 0 | 0 | 0 | 0 | 0 | 0 | 0 | 0 | 0 | 0 | 0 | 0 | 0 | 0 | 0 | 0 | 0 | 0 | 0 |  | 0 | 0 | 0 | 0 | 0 | 0 | 0 | 0 |  |  |  |  | 1 | 0 | 0 | 0 | 0 | 0 | 0 | 0 |  | #VALUE! | 1 | 1 | 1 | 1 | #VALUE! | 0 | 0 | 0 | 0 | 0 | 0 | 0 | 0 | 0 | 0 | 0 | 0 | 0 | 0 | 0 | 0 | 0 | 0 | 0 | 0 | 0 | 0 | 0 | 0 | 0
Monday | 12 | 19 | 20 | 8468 | 0 | 0 | 0 | 0 | 0 | 0 | 0 | 0 | 0 | 0 | 0 | 0 | 0 | 0 | 0 | 0 | 0 | 0 | 0 | 0 | 0 |  | 0 | 0 | 0 | 0 | 0 | 0 | 0 | 0 |  |  |  |  | 1 | 0 | 0 | 0 | 0 | 0 | 0 | 0 |  | #VALUE! | 1 | 1 | 1 | 1 | #VALUE! | 0 | 0 | 0 | 0 | 0 | 0 | 0 | 0 | 0 | 0 | 0 | 0 | 0 | 0 | 0 | 0 | 0 | 0 | 0 | 0 | 0 | 0 | 0 | 0 | 0
Monday | 12 | 19 | 21 | 8469 | 0 | 0 | 0 | 0 | 0 | 0 | 0 | 0 | 0 | 0 | 0 | 0 | 0 | 0 | 0 | 0 | 0 | 0 | 0 | 0 | 0 |  | 0 | 0 | 0 | 0 | 0 | 0 | 0 | 0 |  |  |  |  | 0 | 1 | 0 | 0 | 0 | 0 | 0 | 0 |  | 1 | #VALUE! | 1 | 1 | 1 | #VALUE! | 0 | 0 | 0 | 0 | 0 | 0 | 0 | 0 | 0 | 0 | 0 | 0 | 0 | 0 | 0 | 0 | 0 | 0 | 0 | 0 | 0 | 0 | 0 | 0 | 0
Monday | 12 | 19 | 22 | 8470 | 0 | 0 | 0 | 0 | 0 | 0 | 0 | 0 | 0 | 0 | 0 | 0 | 0 | 0 | 0 | 0 | 0 | 0 | 0 | 0 | 0 |  | 0 | 0 | 0 | 0 | 0 | 0 | 0 | 0 |  |  |  |  | 0 | 1 | 0 | 0 | 0 | 0 | 0 | 0 |  | 1 | #VALUE! | 1 | 1 | 1 | #VALUE! | 0 | 0 | 0 | 0 | 0 | 0 | 0 | 0 | 0 | 0 | 0 | 0 | 0 | 0 | 0 | 0 | 0 | 0 | 0 | 0 | 0 | 0 | 0 | 0 | 0
Monday | 12 | 19 | 23 | 8471 | 0 | 0 | 0 | 0 | 0 | 0 | 0 | 0 | 0 | 0 | 0 | 0 | 0 | 0 | 0 | 0 | 0 | 0 | 0 | 0 | 0 |  | 0 | 0 | 0 | 0 | 0 | 0 | 0 | 0 |  |  |  |  | 0 | 0 | 1 | 0 | 0 | 0 | 0 | 0 |  | 1 | 1 | 1 | 1 | 1 | 1 | 0 | 0 | 0 | 0 | 0 | 0 | 0 | 0 | 0 | 0 | 0 | 0 | 0 | 0 | 0 | 0 | 0 | 0 | 0 | 0 | 0 | 0 | 0 | 0 | 0
Monday | 12 | 19 | 24 | 8472 | 0 | 0 | 0 | 0 | 0 | 0 | 0 | 0 | 0 | 0 | 0 | 0 | 0 | 0 | 0 | 0 | 0 | 0 | 0 | 0 | 0 |  | 0 | 0 | 0 | 0 | 0 | 0 | 0 | 0 |  |  |  |  | 0 | 0 | 1 | 0 | 0 | 0 | 0 | 0 |  | 1 | 1 | 1 | 1 | 1 | 1 | 0 | 0 | 0 | 0 | 0 | 0 | 0 | 0 | 0 | 0 | 0 | 0 | 0 | 0 | 0 | 0 | 0 | 0 | 0 | 0 | 0 | 0 | 0 | 0 | 0
Tuesday | 12 | 20 | 1 | 8473 | 0 | 0 | 0 | 0 | 0 | 0 | 0 | 0 | 0 | 0 | 0 | 0 | 0 | 0 | 0 | 0 | 0 | 0 | 0 | 0 | 0 |  | 0 | 0 | 0 | 0 | 0 | 0 | 0 | 0 |  |  |  |  | 0 | 0 | 1 | 0 | 0 | 0 | 0 | 0 |  | 1 | 1 | 1 | 1 | 1 | 1 | 0 | 0 | 0 | 0 | 0 | 0 | 0 | 0 | 0 | 0 | 0 | 0 | 0 | 0 | 0 | 0 | 0 | 0 | 0 | 0 | 0 | 0 | 0 | 0 | 0
Tuesday | 12 | 20 | 2 | 8474 | 0 | 0 | 0 | 0 | 0 | 0 | 0 | 0 | 0 | 0 | 0 | 0 | 0 | 0 | 0 | 0 | 0 | 0 | 0 | 0 | 0 |  | 0 | 0 | 0 | 0 | 0 | 0 | 0 | 0 |  |  |  |  | 0 | 0 | 1 | 0 | 0 | 0 | 0 | 0 |  | 1 | 1 | 1 | 1 | 1 | 1 | 0 | 0 | 0 | 0 | 0 | 0 | 0 | 0 | 0 | 0 | 0 | 0 | 0 | 0 | 0 | 0 | 0 | 0 | 0 | 0 | 0 | 0 | 0 | 0 | 0
Tuesday | 12 | 20 | 3 | 8475 | 0 | 0 | 0 | 0 | 0 | 0 | 0 | 0 | 0 | 0 | 0 | 0 | 0 | 0 | 0 | 0 | 0 | 0 | 0 | 0 | 0 |  | 0 | 0 | 0 | 0 | 0 | 0 | 0 | 0 |  |  |  |  | 0 | 0 | 1 | 0 | 0 | 0 | 0 | 0 |  | 1 | 1 | 1 | 1 | 1 | 1 | 0 | 0 | 0 | 0 | 0 | 0 | 0 | 0 | 0 | 0 | 0 | 0 | 0 | 0 | 0 | 0 | 0 | 0 | 0 | 0 | 0 | 0 | 0 | 0 | 0
Tuesday | 12 | 20 | 4 | 8476 | 0 | 0 | 0 | 0 | 0 | 0 | 0 | 0 | 0 | 0 | 0 | 0 | 0 | 0 | 0 | 0 | 0 | 0 | 0 | 0 | 0 |  | 0 | 0 | 0 | 0 | 0 | 0 | 0 | 0 |  |  |  |  | 0 | 0 | 1 | 0 | 0 | 0 | 0 | 0 |  | 1 | 1 | 1 | 1 | 1 | 1 | 0 | 0 | 0 | 0 | 0 | 0 | 0 | 0 | 0 | 0 | 0 | 0 | 0 | 0 | 0 | 0 | 0 | 0 | 0 | 0 | 0 | 0 | 0 | 0 | 0
Tuesday | 12 | 20 | 5 | 8477 | 0 | 0 | 0 | 0 | 0 | 0 | 0 | 0 | 0 | 0 | 0 | 0 | 0 | 0 | 0 | 0 | 0 | 0 | 0 | 0 | 0 |  | 0 | 0 | 0 | 0 | 0 | 0 | 0 | 0 |  |  |  |  | 0 | 0 | 1 | 0 | 0 | 0 | 0 | 0 |  | 1 | 1 | 1 | 1 | 1 | 1 | 0 | 0 | 0 | 0 | 0 | 0 | 0 | 0 | 0 | 0 | 0 | 0 | 0 | 0 | 0 | 0 | 0 | 0 | 0 | 0 | 0 | 0 | 0 | 0 | 0
Tuesday | 12 | 20 | 6 | 8478 | 0 | 0 | 0 | 0 | 0 | 0 | 0 | 0 | 0 | 0 | 0 | 0 | 0 | 0 | 0 | 0 | 0 | 0 | 0 | 0 | 0 |  | 0 | 0 | 0 | 0 | 0 | 0 | 0 | 0 |  |  |  |  | 0 | 0 | 1 | 0 | 0 | 0 | 0 | 0 |  | 1 | 1 | 1 | 1 | 1 | 1 | 0 | 0 | 0 | 0 | 0 | 0 | 0 | 0 | 0 | 0 | 0 | 0 | 0 | 0 | 0 | 0 | 0 | 0 | 0 | 0 | 0 | 0 | 0 | 0 | 0
Tuesday | 12 | 20 | 7 | 8479 | 0 | 0 | 0 | 0 | 0 | 0 | 0 | 0 | 0 | 0 | 0 | 0 | 0 | 0 | 0 | 0 | 0 | 0 | 0 | 0 | 0 |  | 0 | 0 | 0 | 0 | 0 | 0 | 0 | 0 |  |  |  |  | 0 | 0 | 1 | 0 | 0 | 0 | 0 | 0 |  | 1 | 1 | 1 | 1 | 1 | 1 | 0 | 0 | 0 | 0 | 0 | 0 | 0 | 0 | 0 | 0 | 0 | 0 | 0 | 0 | 0 | 0 | 0 | 0 | 0 | 0 | 0 | 0 | 0 | 0 | 0
Tuesday | 12 | 20 | 8 | 8480 | 0 | 0 | 0 | 0 | 0 | 0 | 0 | 0 | 0 | 0 | 0 | 0 | 0 | 0 | 0 | 0 | 0 | 0 | 0 | 0 | 0 |  | 0 | 0 | 0 | 0 | 0 | 0 | 0 | 0 |  |  |  |  | 0 | 1 | 0 | 0 | 0 | 0 | 0 | 0 |  | 1 | #VALUE! | 1 | 1 | 1 | #VALUE! | 0 | 0 | 0 | 0 | 0 | 0 | 0 | 0 | 0 | 0 | 0 | 0 | 0 | 0 | 0 | 0 | 0 | 0 | 0 | 0 | 0 | 0 | 0 | 0 | 0
Tuesday | 12 | 20 | 9 | 8481 | 0 | 0 | 0 | 0 | 0 | 0 | 0 | 0 | 0 | 0 | 0 | 0 | 0 | 0 | 0 | 0 | 0 | 0 | 0 | 0 | 0 |  | 0 | 0 | 0 | 0 | 0 | 0 | 0 | 0 |  |  |  |  | 0 | 1 | 0 | 0 | 0 | 0 | 0 | 0 |  | 1 | #VALUE! | 1 | 1 | 1 | #VALUE! | 0 | 0 | 0 | 0 | 0 | 0 | 0 | 0 | 0 | 0 | 0 | 0 | 0 | 0 | 0 | 0 | 0 | 0 | 0 | 0 | 0 | 0 | 0 | 0 | 0
Tuesday | 12 | 20 | 10 | 8482 | 0 | 0 | 0 | 0 | 0 | 0 | 0 | 0 | 0 | 0 | 0 | 0 | 0 | 0 | 0 | 0 | 0 | 0 | 0 | 0 | 0 |  | 0 | 0 | 0 | 0 | 0 | 0 | 0 | 0 |  |  |  |  | 0 | 1 | 0 | 0 | 0 | 0 | 0 | 0 |  | 1 | #VALUE! | 1 | 1 | 1 | #VALUE! | 0 | 0 | 0 | 0 | 0 | 0 | 0 | 0 | 0 | 0 | 0 | 0 | 0 | 0 | 0 | 0 | 0 | 0 | 0 | 0 | 0 | 0 | 0 | 0 | 0
Tuesday | 12 | 20 | 11 | 8483 | 0 | 0 | 0 | 0 | 0 | 0 | 0 | 0 | 0 | 0 | 0 | 0 | 0 | 0 | 0 | 0 | 0 | 0 | 0 | 0 | 0 |  | 0 | 0 | 0 | 0 | 0 | 0 | 0 | 0 |  |  |  |  | 0 | 1 | 0 | 0 | 0 | 0 | 0 | 0 |  | 1 | #VALUE! | 1 | 1 | 1 | #VALUE! | 0 | 0 | 0 | 0 | 0 | 0 | 0 | 0 | 0 | 0 | 0 | 0 | 0 | 0 | 0 | 0 | 0 | 0 | 0 | 0 | 0 | 0 | 0 | 0 | 0
Tuesday | 12 | 20 | 12 | 8484 | 0 | 0 | 0 | 0 | 0 | 0 | 0 | 0 | 0 | 0 | 0 | 0 | 0 | 0 | 0 | 0 | 0 | 0 | 0 | 0 | 0 |  | 0 | 0 | 0 | 0 | 0 | 0 | 0 | 0 |  |  |  |  | 0 | 1 | 0 | 0 | 0 | 0 | 0 | 0 |  | 1 | #VALUE! | 1 | 1 | 1 | #VALUE! | 0 | 0 | 0 | 0 | 0 | 0 | 0 | 0 | 0 | 0 | 0 | 0 | 0 | 0 | 0 | 0 | 0 | 0 | 0 | 0 | 0 | 0 | 0 | 0 | 0
Tuesday | 12 | 20 | 13 | 8485 | 0 | 0 | 0 | 0 | 0 | 0 | 0 | 0 | 0 | 0 | 0 | 0 | 0 | 0 | 0 | 0 | 0 | 0 | 0 | 0 | 0 |  | 0 | 0 | 0 | 0 | 0 | 0 | 0 | 0 |  |  |  |  | 0 | 1 | 0 | 0 | 0 | 0 | 0 | 0 |  | 1 | #VALUE! | 1 | 1 | 1 | #VALUE! | 0 | 0 | 0 | 0 | 0 | 0 | 0 | 0 | 0 | 0 | 0 | 0 | 0 | 0 | 0 | 0 | 0 | 0 | 0 | 0 | 0 | 0 | 0 | 0 | 0
Tuesday | 12 | 20 | 14 | 8486 | 0 | 0 | 0 | 0 | 0 | 0 | 0 | 0 | 0 | 0 | 0 | 0 | 0 | 0 | 0 | 0 | 0 | 0 | 0 | 0 | 0 |  | 0 | 0 | 0 | 0 | 0 | 0 | 0 | 0 |  |  |  |  | 0 | 1 | 0 | 0 | 0 | 0 | 0 | 0 |  | 1 | #VALUE! | 1 | 1 | 1 | #VALUE! | 0 | 0 | 0 | 0 | 0 | 0 | 0 | 0 | 0 | 0 | 0 | 0 | 0 | 0 | 0 | 0 | 0 | 0 | 0 | 0 | 0 | 0 | 0 | 0 | 0
Tuesday | 12 | 20 | 15 | 8487 | 0 | 0 | 0 | 0 | 0 | 0 | 0 | 0 | 0 | 0 | 0 | 0 | 0 | 0 | 0 | 0 | 0 | 0 | 0 | 0 | 0 |  | 0 | 0 | 0 | 0 | 0 | 0 | 0 | 0 |  |  |  |  | 0 | 1 | 0 | 0 | 0 | 0 | 0 | 0 |  | 1 | #VALUE! | 1 | 1 | 1 | #VALUE! | 0 | 0 | 0 | 0 | 0 | 0 | 0 | 0 | 0 | 0 | 0 | 0 | 0 | 0 | 0 | 0 | 0 | 0 | 0 | 0 | 0 | 0 | 0 | 0 | 0
Tuesday | 12 | 20 | 16 | 8488 | 0 | 0 | 0 | 0 | 0 | 0 | 0 | 0 | 0 | 0 | 0 | 0 | 0 | 0 | 0 | 0 | 0 | 0 | 0 | 0 | 0 |  | 0 | 0 | 0 | 0 | 0 | 0 | 0 | 0 |  |  |  |  | 0 | 1 | 0 | 0 | 0 | 0 | 0 | 0 |  | 1 | #VALUE! | 1 | 1 | 1 | #VALUE! | 0 | 0 | 0 | 0 | 0 | 0 | 0 | 0 | 0 | 0 | 0 | 0 | 0 | 0 | 0 | 0 | 0 | 0 | 0 | 0 | 0 | 0 | 0 | 0 | 0
Tuesday | 12 | 20 | 17 | 8489 | 0 | 0 | 0 | 0 | 0 | 0 | 0 | 0 | 0 | 0 | 0 | 0 | 0 | 0 | 0 | 0 | 0 | 0 | 0 | 0 | 0 |  | 0 | 0 | 0 | 0 | 0 | 0 | 0 | 0 |  |  |  |  | 0 | 1 | 0 | 0 | 0 | 0 | 0 | 0 |  | 1 | #VALUE! | 1 | 1 | 1 | #VALUE! | 0 | 0 | 0 | 0 | 0 | 0 | 0 | 0 | 0 | 0 | 0 | 0 | 0 | 0 | 0 | 0 | 0 | 0 | 0 | 0 | 0 | 0 | 0 | 0 | 0
Tuesday | 12 | 20 | 18 | 8490 | 0 | 0 | 0 | 0 | 0 | 0 | 0 | 0 | 0 | 0 | 0 | 0 | 0 | 0 | 0 | 0 | 0 | 0 | 0 | 0 | 0 |  | 0 | 0 | 0 | 0 | 0 | 0 | 0 | 0 |  |  |  |  | 0 | 1 | 0 | 0 | 0 | 0 | 0 | 0 |  | 1 | #VALUE! | 1 | 1 | 1 | #VALUE! | 0 | 0 | 0 | 0 | 0 | 0 | 0 | 0 | 0 | 0 | 0 | 0 | 0 | 0 | 0 | 0 | 0 | 0 | 0 | 0 | 0 | 0 | 0 | 0 | 0
Tuesday | 12 | 20 | 19 | 8491 | 0 | 0 | 0 | 0 | 0 | 0 | 0 | 0 | 0 | 0 | 0 | 0 | 0 | 0 | 0 | 0 | 0 | 0 | 0 | 0 | 0 |  | 0 | 0 | 0 | 0 | 0 | 0 | 0 | 0 |  |  |  |  | 1 | 0 | 0 | 0 | 0 | 0 | 0 | 0 |  | #VALUE! | 1 | 1 | 1 | 1 | #VALUE! | 0 | 0 | 0 | 0 | 0 | 0 | 0 | 0 | 0 | 0 | 0 | 0 | 0 | 0 | 0 | 0 | 0 | 0 | 0 | 0 | 0 | 0 | 0 | 0 | 0
Tuesday | 12 | 20 | 20 | 8492 | 0 | 0 | 0 | 0 | 0 | 0 | 0 | 0 | 0 | 0 | 0 | 0 | 0 | 0 | 0 | 0 | 0 | 0 | 0 | 0 | 0 |  | 0 | 0 | 0 | 0 | 0 | 0 | 0 | 0 |  |  |  |  | 1 | 0 | 0 | 0 | 0 | 0 | 0 | 0 |  | #VALUE! | 1 | 1 | 1 | 1 | #VALUE! | 0 | 0 | 0 | 0 | 0 | 0 | 0 | 0 | 0 | 0 | 0 | 0 | 0 | 0 | 0 | 0 | 0 | 0 | 0 | 0 | 0 | 0 | 0 | 0 | 0
Tuesday | 12 | 20 | 21 | 8493 | 0 | 0 | 0 | 0 | 0 | 0 | 0 | 0 | 0 | 0 | 0 | 0 | 0 | 0 | 0 | 0 | 0 | 0 | 0 | 0 | 0 |  | 0 | 0 | 0 | 0 | 0 | 0 | 0 | 0 |  |  |  |  | 0 | 1 | 0 | 0 | 0 | 0 | 0 | 0 |  | 1 | #VALUE! | 1 | 1 | 1 | #VALUE! | 0 | 0 | 0 | 0 | 0 | 0 | 0 | 0 | 0 | 0 | 0 | 0 | 0 | 0 | 0 | 0 | 0 | 0 | 0 | 0 | 0 | 0 | 0 | 0 | 0
Tuesday | 12 | 20 | 22 | 8494 | 0 | 0 | 0 | 0 | 0 | 0 | 0 | 0 | 0 | 0 | 0 | 0 | 0 | 0 | 0 | 0 | 0 | 0 | 0 | 0 | 0 |  | 0 | 0 | 0 | 0 | 0 | 0 | 0 | 0 |  |  |  |  | 0 | 1 | 0 | 0 | 0 | 0 | 0 | 0 |  | 1 | #VALUE! | 1 | 1 | 1 | #VALUE! | 0 | 0 | 0 | 0 | 0 | 0 | 0 | 0 | 0 | 0 | 0 | 0 | 0 | 0 | 0 | 0 | 0 | 0 | 0 | 0 | 0 | 0 | 0 | 0 | 0
Tuesday | 12 | 20 | 23 | 8495 | 0 | 0 | 0 | 0 | 0 | 0 | 0 | 0 | 0 | 0 | 0 | 0 | 0 | 0 | 0 | 0 | 0 | 0 | 0 | 0 | 0 |  | 0 | 0 | 0 | 0 | 0 | 0 | 0 | 0 |  |  |  |  | 0 | 0 | 1 | 0 | 0 | 0 | 0 | 0 |  | 1 | 1 | 1 | 1 | 1 | 1 | 0 | 0 | 0 | 0 | 0 | 0 | 0 | 0 | 0 | 0 | 0 | 0 | 0 | 0 | 0 | 0 | 0 | 0 | 0 | 0 | 0 | 0 | 0 | 0 | 0
Tuesday | 12 | 20 | 24 | 8496 | 0 | 0 | 0 | 0 | 0 | 0 | 0 | 0 | 0 | 0 | 0 | 0 | 0 | 0 | 0 | 0 | 0 | 0 | 0 | 0 | 0 |  | 0 | 0 | 0 | 0 | 0 | 0 | 0 | 0 |  |  |  |  | 0 | 0 | 1 | 0 | 0 | 0 | 0 | 0 |  | 1 | 1 | 1 | 1 | 1 | 1 | 0 | 0 | 0 | 0 | 0 | 0 | 0 | 0 | 0 | 0 | 0 | 0 | 0 | 0 | 0 | 0 | 0 | 0 | 0 | 0 | 0 | 0 | 0 | 0 | 0
Wednesday | 12 | 21 | 1 | 8497 | 0 | 0 | 0 | 0 | 0 | 0 | 0 | 0 | 0 | 0 | 0 | 0 | 0 | 0 | 0 | 0 | 0 | 0 | 0 | 0 | 0 |  | 0 | 0 | 0 | 0 | 0 | 0 | 0 | 0 |  |  |  |  | 0 | 0 | 1 | 0 | 0 | 0 | 0 | 0 |  | 1 | 1 | 1 | 1 | 1 | 1 | 0 | 0 | 0 | 0 | 0 | 0 | 0 | 0 | 0 | 0 | 0 | 0 | 0 | 0 | 0 | 0 | 0 | 0 | 0 | 0 | 0 | 0 | 0 | 0 | 0
Wednesday | 12 | 21 | 2 | 8498 | 0 | 0 | 0 | 0 | 0 | 0 | 0 | 0 | 0 | 0 | 0 | 0 | 0 | 0 | 0 | 0 | 0 | 0 | 0 | 0 | 0 |  | 0 | 0 | 0 | 0 | 0 | 0 | 0 | 0 |  |  |  |  | 0 | 0 | 1 | 0 | 0 | 0 | 0 | 0 |  | 1 | 1 | 1 | 1 | 1 | 1 | 0 | 0 | 0 | 0 | 0 | 0 | 0 | 0 | 0 | 0 | 0 | 0 | 0 | 0 | 0 | 0 | 0 | 0 | 0 | 0 | 0 | 0 | 0 | 0 | 0
Wednesday | 12 | 21 | 3 | 8499 | 0 | 0 | 0 | 0 | 0 | 0 | 0 | 0 | 0 | 0 | 0 | 0 | 0 | 0 | 0 | 0 | 0 | 0 | 0 | 0 | 0 |  | 0 | 0 | 0 | 0 | 0 | 0 | 0 | 0 |  |  |  |  | 0 | 0 | 1 | 0 | 0 | 0 | 0 | 0 |  | 1 | 1 | 1 | 1 | 1 | 1 | 0 | 0 | 0 | 0 | 0 | 0 | 0 | 0 | 0 | 0 | 0 | 0 | 0 | 0 | 0 | 0 | 0 | 0 | 0 | 0 | 0 | 0 | 0 | 0 | 0
Wednesday | 12 | 21 | 4 | 8500 | 0 | 0 | 0 | 0 | 0 | 0 | 0 | 0 | 0 | 0 | 0 | 0 | 0 | 0 | 0 | 0 | 0 | 0 | 0 | 0 | 0 |  | 0 | 0 | 0 | 0 | 0 | 0 | 0 | 0 |  |  |  |  | 0 | 0 | 1 | 0 | 0 | 0 | 0 | 0 |  | 1 | 1 | 1 | 1 | 1 | 1 | 0 | 0 | 0 | 0 | 0 | 0 | 0 | 0 | 0 | 0 | 0 | 0 | 0 | 0 | 0 | 0 | 0 | 0 | 0 | 0 | 0 | 0 | 0 | 0 | 0
Wednesday | 12 | 21 | 5 | 8501 | 0 | 0 | 0 | 0 | 0 | 0 | 0 | 0 | 0 | 0 | 0 | 0 | 0 | 0 | 0 | 0 | 0 | 0 | 0 | 0 | 0 |  | 0 | 0 | 0 | 0 | 0 | 0 | 0 | 0 |  |  |  |  | 0 | 0 | 1 | 0 | 0 | 0 | 0 | 0 |  | 1 | 1 | 1 | 1 | 1 | 1 | 0 | 0 | 0 | 0 | 0 | 0 | 0 | 0 | 0 | 0 | 0 | 0 | 0 | 0 | 0 | 0 | 0 | 0 | 0 | 0 | 0 | 0 | 0 | 0 | 0
Wednesday | 12 | 21 | 6 | 8502 | 0 | 0 | 0 | 0 | 0 | 0 | 0 | 0 | 0 | 0 | 0 | 0 | 0 | 0 | 0 | 0 | 0 | 0 | 0 | 0 | 0 |  | 0 | 0 | 0 | 0 | 0 | 0 | 0 | 0 |  |  |  |  | 0 | 0 | 1 | 0 | 0 | 0 | 0 | 0 |  | 1 | 1 | 1 | 1 | 1 | 1 | 0 | 0 | 0 | 0 | 0 | 0 | 0 | 0 | 0 | 0 | 0 | 0 | 0 | 0 | 0 | 0 | 0 | 0 | 0 | 0 | 0 | 0 | 0 | 0 | 0
Wednesday | 12 | 21 | 7 | 8503 | 0 | 0 | 0 | 0 | 0 | 0 | 0 | 0 | 0 | 0 | 0 | 0 | 0 | 0 | 0 | 0 | 0 | 0 | 0 | 0 | 0 |  | 0 | 0 | 0 | 0 | 0 | 0 | 0 | 0 |  |  |  |  | 0 | 0 | 1 | 0 | 0 | 0 | 0 | 0 |  | 1 | 1 | 1 | 1 | 1 | 1 | 0 | 0 | 0 | 0 | 0 | 0 | 0 | 0 | 0 | 0 | 0 | 0 | 0 | 0 | 0 | 0 | 0 | 0 | 0 | 0 | 0 | 0 | 0 | 0 | 0
Wednesday | 12 | 21 | 8 | 8504 | 0 | 0 | 0 | 0 | 0 | 0 | 0 | 0 | 0 | 0 | 0 | 0 | 0 | 0 | 0 | 0 | 0 | 0 | 0 | 0 | 0 |  | 0 | 0 | 0 | 0 | 0 | 0 | 0 | 0 |  |  |  |  | 0 | 1 | 0 | 0 | 0 | 0 | 0 | 0 |  | 1 | #VALUE! | 1 | 1 | 1 | #VALUE! | 0 | 0 | 0 | 0 | 0 | 0 | 0 | 0 | 0 | 0 | 0 | 0 | 0 | 0 | 0 | 0 | 0 | 0 | 0 | 0 | 0 | 0 | 0 | 0 | 0
Wednesday | 12 | 21 | 9 | 8505 | 0 | 0 | 0 | 0 | 0 | 0 | 0 | 0 | 0 | 0 | 0 | 0 | 0 | 0 | 0 | 0 | 0 | 0 | 0 | 0 | 0 |  | 0 | 0 | 0 | 0 | 0 | 0 | 0 | 0 |  |  |  |  | 0 | 1 | 0 | 0 | 0 | 0 | 0 | 0 |  | 1 | #VALUE! | 1 | 1 | 1 | #VALUE! | 0 | 0 | 0 | 0 | 0 | 0 | 0 | 0 | 0 | 0 | 0 | 0 | 0 | 0 | 0 | 0 | 0 | 0 | 0 | 0 | 0 | 0 | 0 | 0 | 0
Wednesday | 12 | 21 | 10 | 8506 | 0 | 0 | 0 | 0 | 0 | 0 | 0 | 0 | 0 | 0 | 0 | 0 | 0 | 0 | 0 | 0 | 0 | 0 | 0 | 0 | 0 |  | 0 | 0 | 0 | 0 | 0 | 0 | 0 | 0 |  |  |  |  | 0 | 1 | 0 | 0 | 0 | 0 | 0 | 0 |  | 1 | #VALUE! | 1 | 1 | 1 | #VALUE! | 0 | 0 | 0 | 0 | 0 | 0 | 0 | 0 | 0 | 0 | 0 | 0 | 0 | 0 | 0 | 0 | 0 | 0 | 0 | 0 | 0 | 0 | 0 | 0 | 0
Wednesday | 12 | 21 | 11 | 8507 | 0 | 0 | 0 | 0 | 0 | 0 | 0 | 0 | 0 | 0 | 0 | 0 | 0 | 0 | 0 | 0 | 0 | 0 | 0 | 0 | 0 |  | 0 | 0 | 0 | 0 | 0 | 0 | 0 | 0 |  |  |  |  | 0 | 1 | 0 | 0 | 0 | 0 | 0 | 0 |  | 1 | #VALUE! | 1 | 1 | 1 | #VALUE! | 0 | 0 | 0 | 0 | 0 | 0 | 0 | 0 | 0 | 0 | 0 | 0 | 0 | 0 | 0 | 0 | 0 | 0 | 0 | 0 | 0 | 0 | 0 | 0 | 0
Wednesday | 12 | 21 | 12 | 8508 | 0 | 0 | 0 | 0 | 0 | 0 | 0 | 0 | 0 | 0 | 0 | 0 | 0 | 0 | 0 | 0 | 0 | 0 | 0 | 0 | 0 |  | 0 | 0 | 0 | 0 | 0 | 0 | 0 | 0 |  |  |  |  | 0 | 1 | 0 | 0 | 0 | 0 | 0 | 0 |  | 1 | #VALUE! | 1 | 1 | 1 | #VALUE! | 0 | 0 | 0 | 0 | 0 | 0 | 0 | 0 | 0 | 0 | 0 | 0 | 0 | 0 | 0 | 0 | 0 | 0 | 0 | 0 | 0 | 0 | 0 | 0 | 0
Wednesday | 12 | 21 | 13 | 8509 | 0 | 0 | 0 | 0 | 0 | 0 | 0 | 0 | 0 | 0 | 0 | 0 | 0 | 0 | 0 | 0 | 0 | 0 | 0 | 0 | 0 |  | 0 | 0 | 0 | 0 | 0 | 0 | 0 | 0 |  |  |  |  | 0 | 1 | 0 | 0 | 0 | 0 | 0 | 0 |  | 1 | #VALUE! | 1 | 1 | 1 | #VALUE! | 0 | 0 | 0 | 0 | 0 | 0 | 0 | 0 | 0 | 0 | 0 | 0 | 0 | 0 | 0 | 0 | 0 | 0 | 0 | 0 | 0 | 0 | 0 | 0 | 0
Wednesday | 12 | 21 | 14 | 8510 | 0 | 0 | 0 | 0 | 0 | 0 | 0 | 0 | 0 | 0 | 0 | 0 | 0 | 0 | 0 | 0 | 0 | 0 | 0 | 0 | 0 |  | 0 | 0 | 0 | 0 | 0 | 0 | 0 | 0 |  |  |  |  | 0 | 1 | 0 | 0 | 0 | 0 | 0 | 0 |  | 1 | #VALUE! | 1 | 1 | 1 | #VALUE! | 0 | 0 | 0 | 0 | 0 | 0 | 0 | 0 | 0 | 0 | 0 | 0 | 0 | 0 | 0 | 0 | 0 | 0 | 0 | 0 | 0 | 0 | 0 | 0 | 0
Wednesday | 12 | 21 | 15 | 8511 | 0 | 0 | 0 | 0 | 0 | 0 | 0 | 0 | 0 | 0 | 0 | 0 | 0 | 0 | 0 | 0 | 0 | 0 | 0 | 0 | 0 |  | 0 | 0 | 0 | 0 | 0 | 0 | 0 | 0 |  |  |  |  | 0 | 1 | 0 | 0 | 0 | 0 | 0 | 0 |  | 1 | #VALUE! | 1 | 1 | 1 | #VALUE! | 0 | 0 | 0 | 0 | 0 | 0 | 0 | 0 | 0 | 0 | 0 | 0 | 0 | 0 | 0 | 0 | 0 | 0 | 0 | 0 | 0 | 0 | 0 | 0 | 0
Wednesday | 12 | 21 | 16 | 8512 | 0 | 0 | 0 | 0 | 0 | 0 | 0 | 0 | 0 | 0 | 0 | 0 | 0 | 0 | 0 | 0 | 0 | 0 | 0 | 0 | 0 |  | 0 | 0 | 0 | 0 | 0 | 0 | 0 | 0 |  |  |  |  | 0 | 1 | 0 | 0 | 0 | 0 | 0 | 0 |  | 1 | #VALUE! | 1 | 1 | 1 | #VALUE! | 0 | 0 | 0 | 0 | 0 | 0 | 0 | 0 | 0 | 0 | 0 | 0 | 0 | 0 | 0 | 0 | 0 | 0 | 0 | 0 | 0 | 0 | 0 | 0 | 0
Wednesday | 12 | 21 | 17 | 8513 | 0 | 0 | 0 | 0 | 0 | 0 | 0 | 0 | 0 | 0 | 0 | 0 | 0 | 0 | 0 | 0 | 0 | 0 | 0 | 0 | 0 |  | 0 | 0 | 0 | 0 | 0 | 0 | 0 | 0 |  |  |  |  | 0 | 1 | 0 | 0 | 0 | 0 | 0 | 0 |  | 1 | #VALUE! | 1 | 1 | 1 | #VALUE! | 0 | 0 | 0 | 0 | 0 | 0 | 0 | 0 | 0 | 0 | 0 | 0 | 0 | 0 | 0 | 0 | 0 | 0 | 0 | 0 | 0 | 0 | 0 | 0 | 0
Wednesday | 12 | 21 | 18 | 8514 | 0 | 0 | 0 | 0 | 0 | 0 | 0 | 0 | 0 | 0 | 0 | 0 | 0 | 0 | 0 | 0 | 0 | 0 | 0 | 0 | 0 |  | 0 | 0 | 0 | 0 | 0 | 0 | 0 | 0 |  |  |  |  | 0 | 1 | 0 | 0 | 0 | 0 | 0 | 0 |  | 1 | #VALUE! | 1 | 1 | 1 | #VALUE! | 0 | 0 | 0 | 0 | 0 | 0 | 0 | 0 | 0 | 0 | 0 | 0 | 0 | 0 | 0 | 0 | 0 | 0 | 0 | 0 | 0 | 0 | 0 | 0 | 0
Wednesday | 12 | 21 | 19 | 8515 | 0 | 0 | 0 | 0 | 0 | 0 | 0 | 0 | 0 | 0 | 0 | 0 | 0 | 0 | 0 | 0 | 0 | 0 | 0 | 0 | 0 |  | 0 | 0 | 0 | 0 | 0 | 0 | 0 | 0 |  |  |  |  | 1 | 0 | 0 | 0 | 0 | 0 | 0 | 0 |  | #VALUE! | 1 | 1 | 1 | 1 | #VALUE! | 0 | 0 | 0 | 0 | 0 | 0 | 0 | 0 | 0 | 0 | 0 | 0 | 0 | 0 | 0 | 0 | 0 | 0 | 0 | 0 | 0 | 0 | 0 | 0 | 0
Wednesday | 12 | 21 | 20 | 8516 | 0 | 0 | 0 | 0 | 0 | 0 | 0 | 0 | 0 | 0 | 0 | 0 | 0 | 0 | 0 | 0 | 0 | 0 | 0 | 0 | 0 |  | 0 | 0 | 0 | 0 | 0 | 0 | 0 | 0 |  |  |  |  | 1 | 0 | 0 | 0 | 0 | 0 | 0 | 0 |  | #VALUE! | 1 | 1 | 1 | 1 | #VALUE! | 0 | 0 | 0 | 0 | 0 | 0 | 0 | 0 | 0 | 0 | 0 | 0 | 0 | 0 | 0 | 0 | 0 | 0 | 0 | 0 | 0 | 0 | 0 | 0 | 0
Wednesday | 12 | 21 | 21 | 8517 | 0 | 0 | 0 | 0 | 0 | 0 | 0 | 0 | 0 | 0 | 0 | 0 | 0 | 0 | 0 | 0 | 0 | 0 | 0 | 0 | 0 |  | 0 | 0 | 0 | 0 | 0 | 0 | 0 | 0 |  |  |  |  | 0 | 1 | 0 | 0 | 0 | 0 | 0 | 0 |  | 1 | #VALUE! | 1 | 1 | 1 | #VALUE! | 0 | 0 | 0 | 0 | 0 | 0 | 0 | 0 | 0 | 0 | 0 | 0 | 0 | 0 | 0 | 0 | 0 | 0 | 0 | 0 | 0 | 0 | 0 | 0 | 0
Wednesday | 12 | 21 | 22 | 8518 | 0 | 0 | 0 | 0 | 0 | 0 | 0 | 0 | 0 | 0 | 0 | 0 | 0 | 0 | 0 | 0 | 0 | 0 | 0 | 0 | 0 |  | 0 | 0 | 0 | 0 | 0 | 0 | 0 | 0 |  |  |  |  | 0 | 1 | 0 | 0 | 0 | 0 | 0 | 0 |  | 1 | #VALUE! | 1 | 1 | 1 | #VALUE! | 0 | 0 | 0 | 0 | 0 | 0 | 0 | 0 | 0 | 0 | 0 | 0 | 0 | 0 | 0 | 0 | 0 | 0 | 0 | 0 | 0 | 0 | 0 | 0 | 0
Wednesday | 12 | 21 | 23 | 8519 | 0 | 0 | 0 | 0 | 0 | 0 | 0 | 0 | 0 | 0 | 0 | 0 | 0 | 0 | 0 | 0 | 0 | 0 | 0 | 0 | 0 |  | 0 | 0 | 0 | 0 | 0 | 0 | 0 | 0 |  |  |  |  | 0 | 0 | 1 | 0 | 0 | 0 | 0 | 0 |  | 1 | 1 | 1 | 1 | 1 | 1 | 0 | 0 | 0 | 0 | 0 | 0 | 0 | 0 | 0 | 0 | 0 | 0 | 0 | 0 | 0 | 0 | 0 | 0 | 0 | 0 | 0 | 0 | 0 | 0 | 0
Wednesday | 12 | 21 | 24 | 8520 | 0 | 0 | 0 | 0 | 0 | 0 | 0 | 0 | 0 | 0 | 0 | 0 | 0 | 0 | 0 | 0 | 0 | 0 | 0 | 0 | 0 |  | 0 | 0 | 0 | 0 | 0 | 0 | 0 | 0 |  |  |  |  | 0 | 0 | 1 | 0 | 0 | 0 | 0 | 0 |  | 1 | 1 | 1 | 1 | 1 | 1 | 0 | 0 | 0 | 0 | 0 | 0 | 0 | 0 | 0 | 0 | 0 | 0 | 0 | 0 | 0 | 0 | 0 | 0 | 0 | 0 | 0 | 0 | 0 | 0 | 0
Thursday | 12 | 22 | 1 | 8521 | 0 | 0 | 0 | 0 | 0 | 0 | 0 | 0 | 0 | 0 | 0 | 0 | 0 | 0 | 0 | 0 | 0 | 0 | 0 | 0 | 0 |  | 0 | 0 | 0 | 0 | 0 | 0 | 0 | 0 |  |  |  |  | 0 | 0 | 1 | 0 | 0 | 0 | 0 | 0 |  | 1 | 1 | 1 | 1 | 1 | 1 | 0 | 0 | 0 | 0 | 0 | 0 | 0 | 0 | 0 | 0 | 0 | 0 | 0 | 0 | 0 | 0 | 0 | 0 | 0 | 0 | 0 | 0 | 0 | 0 | 0
Thursday | 12 | 22 | 2 | 8522 | 0 | 0 | 0 | 0 | 0 | 0 | 0 | 0 | 0 | 0 | 0 | 0 | 0 | 0 | 0 | 0 | 0 | 0 | 0 | 0 | 0 |  | 0 | 0 | 0 | 0 | 0 | 0 | 0 | 0 |  |  |  |  | 0 | 0 | 1 | 0 | 0 | 0 | 0 | 0 |  | 1 | 1 | 1 | 1 | 1 | 1 | 0 | 0 | 0 | 0 | 0 | 0 | 0 | 0 | 0 | 0 | 0 | 0 | 0 | 0 | 0 | 0 | 0 | 0 | 0 | 0 | 0 | 0 | 0 | 0 | 0
Thursday | 12 | 22 | 3 | 8523 | 0 | 0 | 0 | 0 | 0 | 0 | 0 | 0 | 0 | 0 | 0 | 0 | 0 | 0 | 0 | 0 | 0 | 0 | 0 | 0 | 0 |  | 0 | 0 | 0 | 0 | 0 | 0 | 0 | 0 |  |  |  |  | 0 | 0 | 1 | 0 | 0 | 0 | 0 | 0 |  | 1 | 1 | 1 | 1 | 1 | 1 | 0 | 0 | 0 | 0 | 0 | 0 | 0 | 0 | 0 | 0 | 0 | 0 | 0 | 0 | 0 | 0 | 0 | 0 | 0 | 0 | 0 | 0 | 0 | 0 | 0
Thursday | 12 | 22 | 4 | 8524 | 0 | 0 | 0 | 0 | 0 | 0 | 0 | 0 | 0 | 0 | 0 | 0 | 0 | 0 | 0 | 0 | 0 | 0 | 0 | 0 | 0 |  | 0 | 0 | 0 | 0 | 0 | 0 | 0 | 0 |  |  |  |  | 0 | 0 | 1 | 0 | 0 | 0 | 0 | 0 |  | 1 | 1 | 1 | 1 | 1 | 1 | 0 | 0 | 0 | 0 | 0 | 0 | 0 | 0 | 0 | 0 | 0 | 0 | 0 | 0 | 0 | 0 | 0 | 0 | 0 | 0 | 0 | 0 | 0 | 0 | 0
Thursday | 12 | 22 | 5 | 8525 | 0 | 0 | 0 | 0 | 0 | 0 | 0 | 0 | 0 | 0 | 0 | 0 | 0 | 0 | 0 | 0 | 0 | 0 | 0 | 0 | 0 |  | 0 | 0 | 0 | 0 | 0 | 0 | 0 | 0 |  |  |  |  | 0 | 0 | 1 | 0 | 0 | 0 | 0 | 0 |  | 1 | 1 | 1 | 1 | 1 | 1 | 0 | 0 | 0 | 0 | 0 | 0 | 0 | 0 | 0 | 0 | 0 | 0 | 0 | 0 | 0 | 0 | 0 | 0 | 0 | 0 | 0 | 0 | 0 | 0 | 0
Thursday | 12 | 22 | 6 | 8526 | 0 | 0 | 0 | 0 | 0 | 0 | 0 | 0 | 0 | 0 | 0 | 0 | 0 | 0 | 0 | 0 | 0 | 0 | 0 | 0 | 0 |  | 0 | 0 | 0 | 0 | 0 | 0 | 0 | 0 |  |  |  |  | 0 | 0 | 1 | 0 | 0 | 0 | 0 | 0 |  | 1 | 1 | 1 | 1 | 1 | 1 | 0 | 0 | 0 | 0 | 0 | 0 | 0 | 0 | 0 | 0 | 0 | 0 | 0 | 0 | 0 | 0 | 0 | 0 | 0 | 0 | 0 | 0 | 0 | 0 | 0
Thursday | 12 | 22 | 7 | 8527 | 0 | 0 | 0 | 0 | 0 | 0 | 0 | 0 | 0 | 0 | 0 | 0 | 0 | 0 | 0 | 0 | 0 | 0 | 0 | 0 | 0 |  | 0 | 0 | 0 | 0 | 0 | 0 | 0 | 0 |  |  |  |  | 0 | 0 | 1 | 0 | 0 | 0 | 0 | 0 |  | 1 | 1 | 1 | 1 | 1 | 1 | 0 | 0 | 0 | 0 | 0 | 0 | 0 | 0 | 0 | 0 | 0 | 0 | 0 | 0 | 0 | 0 | 0 | 0 | 0 | 0 | 0 | 0 | 0 | 0 | 0
Thursday | 12 | 22 | 8 | 8528 | 0 | 0 | 0 | 0 | 0 | 0 | 0 | 0 | 0 | 0 | 0 | 0 | 0 | 0 | 0 | 0 | 0 | 0 | 0 | 0 | 0 |  | 0 | 0 | 0 | 0 | 0 | 0 | 0 | 0 |  |  |  |  | 0 | 1 | 0 | 0 | 0 | 0 | 0 | 0 |  | 1 | #VALUE! | 1 | 1 | 1 | #VALUE! | 0 | 0 | 0 | 0 | 0 | 0 | 0 | 0 | 0 | 0 | 0 | 0 | 0 | 0 | 0 | 0 | 0 | 0 | 0 | 0 | 0 | 0 | 0 | 0 | 0
Thursday | 12 | 22 | 9 | 8529 | 0 | 0 | 0 | 0 | 0 | 0 | 0 | 0 | 0 | 0 | 0 | 0 | 0 | 0 | 0 | 0 | 0 | 0 | 0 | 0 | 0 |  | 0 | 0 | 0 | 0 | 0 | 0 | 0 | 0 |  |  |  |  | 0 | 1 | 0 | 0 | 0 | 0 | 0 | 0 |  | 1 | #VALUE! | 1 | 1 | 1 | #VALUE! | 0 | 0 | 0 | 0 | 0 | 0 | 0 | 0 | 0 | 0 | 0 | 0 | 0 | 0 | 0 | 0 | 0 | 0 | 0 | 0 | 0 | 0 | 0 | 0 | 0
Thursday | 12 | 22 | 10 | 8530 | 0 | 0 | 0 | 0 | 0 | 0 | 0 | 0 | 0 | 0 | 0 | 0 | 0 | 0 | 0 | 0 | 0 | 0 | 0 | 0 | 0 |  | 0 | 0 | 0 | 0 | 0 | 0 | 0 | 0 |  |  |  |  | 0 | 1 | 0 | 0 | 0 | 0 | 0 | 0 |  | 1 | #VALUE! | 1 | 1 | 1 | #VALUE! | 0 | 0 | 0 | 0 | 0 | 0 | 0 | 0 | 0 | 0 | 0 | 0 | 0 | 0 | 0 | 0 | 0 | 0 | 0 | 0 | 0 | 0 | 0 | 0 | 0
Thursday | 12 | 22 | 11 | 8531 | 0 | 0 | 0 | 0 | 0 | 0 | 0 | 0 | 0 | 0 | 0 | 0 | 0 | 0 | 0 | 0 | 0 | 0 | 0 | 0 | 0 |  | 0 | 0 | 0 | 0 | 0 | 0 | 0 | 0 |  |  |  |  | 0 | 1 | 0 | 0 | 0 | 0 | 0 | 0 |  | 1 | #VALUE! | 1 | 1 | 1 | #VALUE! | 0 | 0 | 0 | 0 | 0 | 0 | 0 | 0 | 0 | 0 | 0 | 0 | 0 | 0 | 0 | 0 | 0 | 0 | 0 | 0 | 0 | 0 | 0 | 0 | 0
Thursday | 12 | 22 | 12 | 8532 | 0 | 0 | 0 | 0 | 0 | 0 | 0 | 0 | 0 | 0 | 0 | 0 | 0 | 0 | 0 | 0 | 0 | 0 | 0 | 0 | 0 |  | 0 | 0 | 0 | 0 | 0 | 0 | 0 | 0 |  |  |  |  | 0 | 1 | 0 | 0 | 0 | 0 | 0 | 0 |  | 1 | #VALUE! | 1 | 1 | 1 | #VALUE! | 0 | 0 | 0 | 0 | 0 | 0 | 0 | 0 | 0 | 0 | 0 | 0 | 0 | 0 | 0 | 0 | 0 | 0 | 0 | 0 | 0 | 0 | 0 | 0 | 0
Thursday | 12 | 22 | 13 | 8533 | 0 | 0 | 0 | 0 | 0 | 0 | 0 | 0 | 0 | 0 | 0 | 0 | 0 | 0 | 0 | 0 | 0 | 0 | 0 | 0 | 0 |  | 0 | 0 | 0 | 0 | 0 | 0 | 0 | 0 |  |  |  |  | 0 | 1 | 0 | 0 | 0 | 0 | 0 | 0 |  | 1 | #VALUE! | 1 | 1 | 1 | #VALUE! | 0 | 0 | 0 | 0 | 0 | 0 | 0 | 0 | 0 | 0 | 0 | 0 | 0 | 0 | 0 | 0 | 0 | 0 | 0 | 0 | 0 | 0 | 0 | 0 | 0
Thursday | 12 | 22 | 14 | 8534 | 0 | 0 | 0 | 0 | 0 | 0 | 0 | 0 | 0 | 0 | 0 | 0 | 0 | 0 | 0 | 0 | 0 | 0 | 0 | 0 | 0 |  | 0 | 0 | 0 | 0 | 0 | 0 | 0 | 0 |  |  |  |  | 0 | 1 | 0 | 0 | 0 | 0 | 0 | 0 |  | 1 | #VALUE! | 1 | 1 | 1 | #VALUE! | 0 | 0 | 0 | 0 | 0 | 0 | 0 | 0 | 0 | 0 | 0 | 0 | 0 | 0 | 0 | 0 | 0 | 0 | 0 | 0 | 0 | 0 | 0 | 0 | 0
Thursday | 12 | 22 | 15 | 8535 | 0 | 0 | 0 | 0 | 0 | 0 | 0 | 0 | 0 | 0 | 0 | 0 | 0 | 0 | 0 | 0 | 0 | 0 | 0 | 0 | 0 |  | 0 | 0 | 0 | 0 | 0 | 0 | 0 | 0 |  |  |  |  | 0 | 1 | 0 | 0 | 0 | 0 | 0 | 0 |  | 1 | #VALUE! | 1 | 1 | 1 | #VALUE! | 0 | 0 | 0 | 0 | 0 | 0 | 0 | 0 | 0 | 0 | 0 | 0 | 0 | 0 | 0 | 0 | 0 | 0 | 0 | 0 | 0 | 0 | 0 | 0 | 0
Thursday | 12 | 22 | 16 | 8536 | 0 | 0 | 0 | 0 | 0 | 0 | 0 | 0 | 0 | 0 | 0 | 0 | 0 | 0 | 0 | 0 | 0 | 0 | 0 | 0 | 0 |  | 0 | 0 | 0 | 0 | 0 | 0 | 0 | 0 |  |  |  |  | 0 | 1 | 0 | 0 | 0 | 0 | 0 | 0 |  | 1 | #VALUE! | 1 | 1 | 1 | #VALUE! | 0 | 0 | 0 | 0 | 0 | 0 | 0 | 0 | 0 | 0 | 0 | 0 | 0 | 0 | 0 | 0 | 0 | 0 | 0 | 0 | 0 | 0 | 0 | 0 | 0
Thursday | 12 | 22 | 17 | 8537 | 0 | 0 | 0 | 0 | 0 | 0 | 0 | 0 | 0 | 0 | 0 | 0 | 0 | 0 | 0 | 0 | 0 | 0 | 0 | 0 | 0 |  | 0 | 0 | 0 | 0 | 0 | 0 | 0 | 0 |  |  |  |  | 0 | 1 | 0 | 0 | 0 | 0 | 0 | 0 |  | 1 | #VALUE! | 1 | 1 | 1 | #VALUE! | 0 | 0 | 0 | 0 | 0 | 0 | 0 | 0 | 0 | 0 | 0 | 0 | 0 | 0 | 0 | 0 | 0 | 0 | 0 | 0 | 0 | 0 | 0 | 0 | 0
Thursday | 12 | 22 | 18 | 8538 | 0 | 0 | 0 | 0 | 0 | 0 | 0 | 0 | 0 | 0 | 0 | 0 | 0 | 0 | 0 | 0 | 0 | 0 | 0 | 0 | 0 |  | 0 | 0 | 0 | 0 | 0 | 0 | 0 | 0 |  |  |  |  | 0 | 1 | 0 | 0 | 0 | 0 | 0 | 0 |  | 1 | #VALUE! | 1 | 1 | 1 | #VALUE! | 0 | 0 | 0 | 0 | 0 | 0 | 0 | 0 | 0 | 0 | 0 | 0 | 0 | 0 | 0 | 0 | 0 | 0 | 0 | 0 | 0 | 0 | 0 | 0 | 0
Thursday | 12 | 22 | 19 | 8539 | 0 | 0 | 0 | 0 | 0 | 0 | 0 | 0 | 0 | 0 | 0 | 0 | 0 | 0 | 0 | 0 | 0 | 0 | 0 | 0 | 0 |  | 0 | 0 | 0 | 0 | 0 | 0 | 0 | 0 |  |  |  |  | 1 | 0 | 0 | 0 | 0 | 0 | 0 | 0 |  | #VALUE! | 1 | 1 | 1 | 1 | #VALUE! | 0 | 0 | 0 | 0 | 0 | 0 | 0 | 0 | 0 | 0 | 0 | 0 | 0 | 0 | 0 | 0 | 0 | 0 | 0 | 0 | 0 | 0 | 0 | 0 | 0
Thursday | 12 | 22 | 20 | 8540 | 0 | 0 | 0 | 0 | 0 | 0 | 0 | 0 | 0 | 0 | 0 | 0 | 0 | 0 | 0 | 0 | 0 | 0 | 0 | 0 | 0 |  | 0 | 0 | 0 | 0 | 0 | 0 | 0 | 0 |  |  |  |  | 1 | 0 | 0 | 0 | 0 | 0 | 0 | 0 |  | #VALUE! | 1 | 1 | 1 | 1 | #VALUE! | 0 | 0 | 0 | 0 | 0 | 0 | 0 | 0 | 0 | 0 | 0 | 0 | 0 | 0 | 0 | 0 | 0 | 0 | 0 | 0 | 0 | 0 | 0 | 0 | 0
Thursday | 12 | 22 | 21 | 8541 | 0 | 0 | 0 | 0 | 0 | 0 | 0 | 0 | 0 | 0 | 0 | 0 | 0 | 0 | 0 | 0 | 0 | 0 | 0 | 0 | 0 |  | 0 | 0 | 0 | 0 | 0 | 0 | 0 | 0 |  |  |  |  | 0 | 1 | 0 | 0 | 0 | 0 | 0 | 0 |  | 1 | #VALUE! | 1 | 1 | 1 | #VALUE! | 0 | 0 | 0 | 0 | 0 | 0 | 0 | 0 | 0 | 0 | 0 | 0 | 0 | 0 | 0 | 0 | 0 | 0 | 0 | 0 | 0 | 0 | 0 | 0 | 0
Thursday | 12 | 22 | 22 | 8542 | 0 | 0 | 0 | 0 | 0 | 0 | 0 | 0 | 0 | 0 | 0 | 0 | 0 | 0 | 0 | 0 | 0 | 0 | 0 | 0 | 0 |  | 0 | 0 | 0 | 0 | 0 | 0 | 0 | 0 |  |  |  |  | 0 | 1 | 0 | 0 | 0 | 0 | 0 | 0 |  | 1 | #VALUE! | 1 | 1 | 1 | #VALUE! | 0 | 0 | 0 | 0 | 0 | 0 | 0 | 0 | 0 | 0 | 0 | 0 | 0 | 0 | 0 | 0 | 0 | 0 | 0 | 0 | 0 | 0 | 0 | 0 | 0
Thursday | 12 | 22 | 23 | 8543 | 0 | 0 | 0 | 0 | 0 | 0 | 0 | 0 | 0 | 0 | 0 | 0 | 0 | 0 | 0 | 0 | 0 | 0 | 0 | 0 | 0 |  | 0 | 0 | 0 | 0 | 0 | 0 | 0 | 0 |  |  |  |  | 0 | 0 | 1 | 0 | 0 | 0 | 0 | 0 |  | 1 | 1 | 1 | 1 | 1 | 1 | 0 | 0 | 0 | 0 | 0 | 0 | 0 | 0 | 0 | 0 | 0 | 0 | 0 | 0 | 0 | 0 | 0 | 0 | 0 | 0 | 0 | 0 | 0 | 0 | 0
Thursday | 12 | 22 | 24 | 8544 | 0 | 0 | 0 | 0 | 0 | 0 | 0 | 0 | 0 | 0 | 0 | 0 | 0 | 0 | 0 | 0 | 0 | 0 | 0 | 0 | 0 |  | 0 | 0 | 0 | 0 | 0 | 0 | 0 | 0 |  |  |  |  | 0 | 0 | 1 | 0 | 0 | 0 | 0 | 0 |  | 1 | 1 | 1 | 1 | 1 | 1 | 0 | 0 | 0 | 0 | 0 | 0 | 0 | 0 | 0 | 0 | 0 | 0 | 0 | 0 | 0 | 0 | 0 | 0 | 0 | 0 | 0 | 0 | 0 | 0 | 0
Friday | 12 | 23 | 1 | 8545 | 0 | 0 | 0 | 0 | 0 | 0 | 0 | 0 | 0 | 0 | 0 | 0 | 0 | 0 | 0 | 0 | 0 | 0 | 0 | 0 | 0 |  | 0 | 0 | 0 | 0 | 0 | 0 | 0 | 0 |  |  |  |  | 0 | 0 | 1 | 0 | 0 | 0 | 0 | 0 |  | 1 | 1 | 1 | 1 | 1 | 1 | 0 | 0 | 0 | 0 | 0 | 0 | 0 | 0 | 0 | 0 | 0 | 0 | 0 | 0 | 0 | 0 | 0 | 0 | 0 | 0 | 0 | 0 | 0 | 0 | 0
Friday | 12 | 23 | 2 | 8546 | 0 | 0 | 0 | 0 | 0 | 0 | 0 | 0 | 0 | 0 | 0 | 0 | 0 | 0 | 0 | 0 | 0 | 0 | 0 | 0 | 0 |  | 0 | 0 | 0 | 0 | 0 | 0 | 0 | 0 |  |  |  |  | 0 | 0 | 1 | 0 | 0 | 0 | 0 | 0 |  | 1 | 1 | 1 | 1 | 1 | 1 | 0 | 0 | 0 | 0 | 0 | 0 | 0 | 0 | 0 | 0 | 0 | 0 | 0 | 0 | 0 | 0 | 0 | 0 | 0 | 0 | 0 | 0 | 0 | 0 | 0
Friday | 12 | 23 | 3 | 8547 | 0 | 0 | 0 | 0 | 0 | 0 | 0 | 0 | 0 | 0 | 0 | 0 | 0 | 0 | 0 | 0 | 0 | 0 | 0 | 0 | 0 |  | 0 | 0 | 0 | 0 | 0 | 0 | 0 | 0 |  |  |  |  | 0 | 0 | 1 | 0 | 0 | 0 | 0 | 0 |  | 1 | 1 | 1 | 1 | 1 | 1 | 0 | 0 | 0 | 0 | 0 | 0 | 0 | 0 | 0 | 0 | 0 | 0 | 0 | 0 | 0 | 0 | 0 | 0 | 0 | 0 | 0 | 0 | 0 | 0 | 0
Friday | 12 | 23 | 4 | 8548 | 0 | 0 | 0 | 0 | 0 | 0 | 0 | 0 | 0 | 0 | 0 | 0 | 0 | 0 | 0 | 0 | 0 | 0 | 0 | 0 | 0 |  | 0 | 0 | 0 | 0 | 0 | 0 | 0 | 0 |  |  |  |  | 0 | 0 | 1 | 0 | 0 | 0 | 0 | 0 |  | 1 | 1 | 1 | 1 | 1 | 1 | 0 | 0 | 0 | 0 | 0 | 0 | 0 | 0 | 0 | 0 | 0 | 0 | 0 | 0 | 0 | 0 | 0 | 0 | 0 | 0 | 0 | 0 | 0 | 0 | 0
Friday | 12 | 23 | 5 | 8549 | 0 | 0 | 0 | 0 | 0 | 0 | 0 | 0 | 0 | 0 | 0 | 0 | 0 | 0 | 0 | 0 | 0 | 0 | 0 | 0 | 0 |  | 0 | 0 | 0 | 0 | 0 | 0 | 0 | 0 |  |  |  |  | 0 | 0 | 1 | 0 | 0 | 0 | 0 | 0 |  | 1 | 1 | 1 | 1 | 1 | 1 | 0 | 0 | 0 | 0 | 0 | 0 | 0 | 0 | 0 | 0 | 0 | 0 | 0 | 0 | 0 | 0 | 0 | 0 | 0 | 0 | 0 | 0 | 0 | 0 | 0
Friday | 12 | 23 | 6 | 8550 | 0 | 0 | 0 | 0 | 0 | 0 | 0 | 0 | 0 | 0 | 0 | 0 | 0 | 0 | 0 | 0 | 0 | 0 | 0 | 0 | 0 |  | 0 | 0 | 0 | 0 | 0 | 0 | 0 | 0 |  |  |  |  | 0 | 0 | 1 | 0 | 0 | 0 | 0 | 0 |  | 1 | 1 | 1 | 1 | 1 | 1 | 0 | 0 | 0 | 0 | 0 | 0 | 0 | 0 | 0 | 0 | 0 | 0 | 0 | 0 | 0 | 0 | 0 | 0 | 0 | 0 | 0 | 0 | 0 | 0 | 0
Friday | 12 | 23 | 7 | 8551 | 0 | 0 | 0 | 0 | 0 | 0 | 0 | 0 | 0 | 0 | 0 | 0 | 0 | 0 | 0 | 0 | 0 | 0 | 0 | 0 | 0 |  | 0 | 0 | 0 | 0 | 0 | 0 | 0 | 0 |  |  |  |  | 0 | 0 | 1 | 0 | 0 | 0 | 0 | 0 |  | 1 | 1 | 1 | 1 | 1 | 1 | 0 | 0 | 0 | 0 | 0 | 0 | 0 | 0 | 0 | 0 | 0 | 0 | 0 | 0 | 0 | 0 | 0 | 0 | 0 | 0 | 0 | 0 | 0 | 0 | 0
Friday | 12 | 23 | 8 | 8552 | 0 | 0 | 0 | 0 | 0 | 0 | 0 | 0 | 0 | 0 | 0 | 0 | 0 | 0 | 0 | 0 | 0 | 0 | 0 | 0 | 0 |  | 0 | 0 | 0 | 0 | 0 | 0 | 0 | 0 |  |  |  |  | 0 | 1 | 0 | 0 | 0 | 0 | 0 | 0 |  | 1 | #VALUE! | 1 | 1 | 1 | #VALUE! | 0 | 0 | 0 | 0 | 0 | 0 | 0 | 0 | 0 | 0 | 0 | 0 | 0 | 0 | 0 | 0 | 0 | 0 | 0 | 0 | 0 | 0 | 0 | 0 | 0
Friday | 12 | 23 | 9 | 8553 | 0 | 0 | 0 | 0 | 0 | 0 | 0 | 0 | 0 | 0 | 0 | 0 | 0 | 0 | 0 | 0 | 0 | 0 | 0 | 0 | 0 |  | 0 | 0 | 0 | 0 | 0 | 0 | 0 | 0 |  |  |  |  | 0 | 1 | 0 | 0 | 0 | 0 | 0 | 0 |  | 1 | #VALUE! | 1 | 1 | 1 | #VALUE! | 0 | 0 | 0 | 0 | 0 | 0 | 0 | 0 | 0 | 0 | 0 | 0 | 0 | 0 | 0 | 0 | 0 | 0 | 0 | 0 | 0 | 0 | 0 | 0 | 0
Friday | 12 | 23 | 10 | 8554 | 0 | 0 | 0 | 0 | 0 | 0 | 0 | 0 | 0 | 0 | 0 | 0 | 0 | 0 | 0 | 0 | 0 | 0 | 0 | 0 | 0 |  | 0 | 0 | 0 | 0 | 0 | 0 | 0 | 0 |  |  |  |  | 0 | 1 | 0 | 0 | 0 | 0 | 0 | 0 |  | 1 | #VALUE! | 1 | 1 | 1 | #VALUE! | 0 | 0 | 0 | 0 | 0 | 0 | 0 | 0 | 0 | 0 | 0 | 0 | 0 | 0 | 0 | 0 | 0 | 0 | 0 | 0 | 0 | 0 | 0 | 0 | 0
Friday | 12 | 23 | 11 | 8555 | 0 | 0 | 0 | 0 | 0 | 0 | 0 | 0 | 0 | 0 | 0 | 0 | 0 | 0 | 0 | 0 | 0 | 0 | 0 | 0 | 0 |  | 0 | 0 | 0 | 0 | 0 | 0 | 0 | 0 |  |  |  |  | 0 | 1 | 0 | 0 | 0 | 0 | 0 | 0 |  | 1 | #VALUE! | 1 | 1 | 1 | #VALUE! | 0 | 0 | 0 | 0 | 0 | 0 | 0 | 0 | 0 | 0 | 0 | 0 | 0 | 0 | 0 | 0 | 0 | 0 | 0 | 0 | 0 | 0 | 0 | 0 | 0
Friday | 12 | 23 | 12 | 8556 | 0 | 0 | 0 | 0 | 0 | 0 | 0 | 0 | 0 | 0 | 0 | 0 | 0 | 0 | 0 | 0 | 0 | 0 | 0 | 0 | 0 |  | 0 | 0 | 0 | 0 | 0 | 0 | 0 | 0 |  |  |  |  | 0 | 1 | 0 | 0 | 0 | 0 | 0 | 0 |  | 1 | #VALUE! | 1 | 1 | 1 | #VALUE! | 0 | 0 | 0 | 0 | 0 | 0 | 0 | 0 | 0 | 0 | 0 | 0 | 0 | 0 | 0 | 0 | 0 | 0 | 0 | 0 | 0 | 0 | 0 | 0 | 0
Friday | 12 | 23 | 13 | 8557 | 0 | 0 | 0 | 0 | 0 | 0 | 0 | 0 | 0 | 0 | 0 | 0 | 0 | 0 | 0 | 0 | 0 | 0 | 0 | 0 | 0 |  | 0 | 0 | 0 | 0 | 0 | 0 | 0 | 0 |  |  |  |  | 0 | 1 | 0 | 0 | 0 | 0 | 0 | 0 |  | 1 | #VALUE! | 1 | 1 | 1 | #VALUE! | 0 | 0 | 0 | 0 | 0 | 0 | 0 | 0 | 0 | 0 | 0 | 0 | 0 | 0 | 0 | 0 | 0 | 0 | 0 | 0 | 0 | 0 | 0 | 0 | 0
Friday | 12 | 23 | 14 | 8558 | 0 | 0 | 0 | 0 | 0 | 0 | 0 | 0 | 0 | 0 | 0 | 0 | 0 | 0 | 0 | 0 | 0 | 0 | 0 | 0 | 0 |  | 0 | 0 | 0 | 0 | 0 | 0 | 0 | 0 |  |  |  |  | 0 | 1 | 0 | 0 | 0 | 0 | 0 | 0 |  | 1 | #VALUE! | 1 | 1 | 1 | #VALUE! | 0 | 0 | 0 | 0 | 0 | 0 | 0 | 0 | 0 | 0 | 0 | 0 | 0 | 0 | 0 | 0 | 0 | 0 | 0 | 0 | 0 | 0 | 0 | 0 | 0
Friday | 12 | 23 | 15 | 8559 | 0 | 0 | 0 | 0 | 0 | 0 | 0 | 0 | 0 | 0 | 0 | 0 | 0 | 0 | 0 | 0 | 0 | 0 | 0 | 0 | 0 |  | 0 | 0 | 0 | 0 | 0 | 0 | 0 | 0 |  |  |  |  | 0 | 1 | 0 | 0 | 0 | 0 | 0 | 0 |  | 1 | #VALUE! | 1 | 1 | 1 | #VALUE! | 0 | 0 | 0 | 0 | 0 | 0 | 0 | 0 | 0 | 0 | 0 | 0 | 0 | 0 | 0 | 0 | 0 | 0 | 0 | 0 | 0 | 0 | 0 | 0 | 0
Friday | 12 | 23 | 16 | 8560 | 0 | 0 | 0 | 0 | 0 | 0 | 0 | 0 | 0 | 0 | 0 | 0 | 0 | 0 | 0 | 0 | 0 | 0 | 0 | 0 | 0 |  | 0 | 0 | 0 | 0 | 0 | 0 | 0 | 0 |  |  |  |  | 0 | 1 | 0 | 0 | 0 | 0 | 0 | 0 |  | 1 | #VALUE! | 1 | 1 | 1 | #VALUE! | 0 | 0 | 0 | 0 | 0 | 0 | 0 | 0 | 0 | 0 | 0 | 0 | 0 | 0 | 0 | 0 | 0 | 0 | 0 | 0 | 0 | 0 | 0 | 0 | 0
Friday | 12 | 23 | 17 | 8561 | 0 | 0 | 0 | 0 | 0 | 0 | 0 | 0 | 0 | 0 | 0 | 0 | 0 | 0 | 0 | 0 | 0 | 0 | 0 | 0 | 0 |  | 0 | 0 | 0 | 0 | 0 | 0 | 0 | 0 |  |  |  |  | 0 | 1 | 0 | 0 | 0 | 0 | 0 | 0 |  | 1 | #VALUE! | 1 | 1 | 1 | #VALUE! | 0 | 0 | 0 | 0 | 0 | 0 | 0 | 0 | 0 | 0 | 0 | 0 | 0 | 0 | 0 | 0 | 0 | 0 | 0 | 0 | 0 | 0 | 0 | 0 | 0
Friday | 12 | 23 | 18 | 8562 | 0 | 0 | 0 | 0 | 0 | 0 | 0 | 0 | 0 | 0 | 0 | 0 | 0 | 0 | 0 | 0 | 0 | 0 | 0 | 0 | 0 |  | 0 | 0 | 0 | 0 | 0 | 0 | 0 | 0 |  |  |  |  | 0 | 1 | 0 | 0 | 0 | 0 | 0 | 0 |  | 1 | #VALUE! | 1 | 1 | 1 | #VALUE! | 0 | 0 | 0 | 0 | 0 | 0 | 0 | 0 | 0 | 0 | 0 | 0 | 0 | 0 | 0 | 0 | 0 | 0 | 0 | 0 | 0 | 0 | 0 | 0 | 0
Friday | 12 | 23 | 19 | 8563 | 0 | 0 | 0 | 0 | 0 | 0 | 0 | 0 | 0 | 0 | 0 | 0 | 0 | 0 | 0 | 0 | 0 | 0 | 0 | 0 | 0 |  | 0 | 0 | 0 | 0 | 0 | 0 | 0 | 0 |  |  |  |  | 1 | 0 | 0 | 0 | 0 | 0 | 0 | 0 |  | #VALUE! | 1 | 1 | 1 | 1 | #VALUE! | 0 | 0 | 0 | 0 | 0 | 0 | 0 | 0 | 0 | 0 | 0 | 0 | 0 | 0 | 0 | 0 | 0 | 0 | 0 | 0 | 0 | 0 | 0 | 0 | 0
Friday | 12 | 23 | 20 | 8564 | 0 | 0 | 0 | 0 | 0 | 0 | 0 | 0 | 0 | 0 | 0 | 0 | 0 | 0 | 0 | 0 | 0 | 0 | 0 | 0 | 0 |  | 0 | 0 | 0 | 0 | 0 | 0 | 0 | 0 |  |  |  |  | 1 | 0 | 0 | 0 | 0 | 0 | 0 | 0 |  | #VALUE! | 1 | 1 | 1 | 1 | #VALUE! | 0 | 0 | 0 | 0 | 0 | 0 | 0 | 0 | 0 | 0 | 0 | 0 | 0 | 0 | 0 | 0 | 0 | 0 | 0 | 0 | 0 | 0 | 0 | 0 | 0
Friday | 12 | 23 | 21 | 8565 | 0 | 0 | 0 | 0 | 0 | 0 | 0 | 0 | 0 | 0 | 0 | 0 | 0 | 0 | 0 | 0 | 0 | 0 | 0 | 0 | 0 |  | 0 | 0 | 0 | 0 | 0 | 0 | 0 | 0 |  |  |  |  | 0 | 1 | 0 | 0 | 0 | 0 | 0 | 0 |  | 1 | #VALUE! | 1 | 1 | 1 | #VALUE! | 0 | 0 | 0 | 0 | 0 | 0 | 0 | 0 | 0 | 0 | 0 | 0 | 0 | 0 | 0 | 0 | 0 | 0 | 0 | 0 | 0 | 0 | 0 | 0 | 0
Friday | 12 | 23 | 22 | 8566 | 0 | 0 | 0 | 0 | 0 | 0 | 0 | 0 | 0 | 0 | 0 | 0 | 0 | 0 | 0 | 0 | 0 | 0 | 0 | 0 | 0 |  | 0 | 0 | 0 | 0 | 0 | 0 | 0 | 0 |  |  |  |  | 0 | 1 | 0 | 0 | 0 | 0 | 0 | 0 |  | 1 | #VALUE! | 1 | 1 | 1 | #VALUE! | 0 | 0 | 0 | 0 | 0 | 0 | 0 | 0 | 0 | 0 | 0 | 0 | 0 | 0 | 0 | 0 | 0 | 0 | 0 | 0 | 0 | 0 | 0 | 0 | 0
Friday | 12 | 23 | 23 | 8567 | 0 | 0 | 0 | 0 | 0 | 0 | 0 | 0 | 0 | 0 | 0 | 0 | 0 | 0 | 0 | 0 | 0 | 0 | 0 | 0 | 0 |  | 0 | 0 | 0 | 0 | 0 | 0 | 0 | 0 |  |  |  |  | 0 | 0 | 1 | 0 | 0 | 0 | 0 | 0 |  | 1 | 1 | 1 | 1 | 1 | 1 | 0 | 0 | 0 | 0 | 0 | 0 | 0 | 0 | 0 | 0 | 0 | 0 | 0 | 0 | 0 | 0 | 0 | 0 | 0 | 0 | 0 | 0 | 0 | 0 | 0
Friday | 12 | 23 | 24 | 8568 | 0 | 0 | 0 | 0 | 0 | 0 | 0 | 0 | 0 | 0 | 0 | 0 | 0 | 0 | 0 | 0 | 0 | 0 | 0 | 0 | 0 |  | 0 | 0 | 0 | 0 | 0 | 0 | 0 | 0 |  |  |  |  | 0 | 0 | 1 | 0 | 0 | 0 | 0 | 0 |  | 1 | 1 | 1 | 1 | 1 | 1 | 0 | 0 | 0 | 0 | 0 | 0 | 0 | 0 | 0 | 0 | 0 | 0 | 0 | 0 | 0 | 0 | 0 | 0 | 0 | 0 | 0 | 0 | 0 | 0 | 0
Saturday | 12 | 24 | 1 | 8569 | 0 | 0 | 0 | 0 | 0 | 0 | 0 | 0 | 0 | 0 | 0 | 0 | 0 | 0 | 0 | 0 | 0 | 0 | 0 | 0 | 0 |  | 0 | 0 | 0 | 0 | 0 | 0 | 0 | 0 |  |  |  |  | 0 | 0 | 1 | 0 | 0 | 0 | 0 | 0 |  | 1 | 1 | 1 | 1 | 1 | 1 | 0 | 0 | 0 | 0 | 0 | 0 | 0 | 0 | 0 | 0 | 0 | 0 | 0 | 0 | 0 | 0 | 0 | 0 | 0 | 0 | 0 | 0 | 0 | 0 | 0
Saturday | 12 | 24 | 2 | 8570 | 0 | 0 | 0 | 0 | 0 | 0 | 0 | 0 | 0 | 0 | 0 | 0 | 0 | 0 | 0 | 0 | 0 | 0 | 0 | 0 | 0 |  | 0 | 0 | 0 | 0 | 0 | 0 | 0 | 0 |  |  |  |  | 0 | 0 | 1 | 0 | 0 | 0 | 0 | 0 |  | 1 | 1 | 1 | 1 | 1 | 1 | 0 | 0 | 0 | 0 | 0 | 0 | 0 | 0 | 0 | 0 | 0 | 0 | 0 | 0 | 0 | 0 | 0 | 0 | 0 | 0 | 0 | 0 | 0 | 0 | 0
Saturday | 12 | 24 | 3 | 8571 | 0 | 0 | 0 | 0 | 0 | 0 | 0 | 0 | 0 | 0 | 0 | 0 | 0 | 0 | 0 | 0 | 0 | 0 | 0 | 0 | 0 |  | 0 | 0 | 0 | 0 | 0 | 0 | 0 | 0 |  |  |  |  | 0 | 0 | 1 | 0 | 0 | 0 | 0 | 0 |  | 1 | 1 | 1 | 1 | 1 | 1 | 0 | 0 | 0 | 0 | 0 | 0 | 0 | 0 | 0 | 0 | 0 | 0 | 0 | 0 | 0 | 0 | 0 | 0 | 0 | 0 | 0 | 0 | 0 | 0 | 0
Saturday | 12 | 24 | 4 | 8572 | 0 | 0 | 0 | 0 | 0 | 0 | 0 | 0 | 0 | 0 | 0 | 0 | 0 | 0 | 0 | 0 | 0 | 0 | 0 | 0 | 0 |  | 0 | 0 | 0 | 0 | 0 | 0 | 0 | 0 |  |  |  |  | 0 | 0 | 1 | 0 | 0 | 0 | 0 | 0 |  | 1 | 1 | 1 | 1 | 1 | 1 | 0 | 0 | 0 | 0 | 0 | 0 | 0 | 0 | 0 | 0 | 0 | 0 | 0 | 0 | 0 | 0 | 0 | 0 | 0 | 0 | 0 | 0 | 0 | 0 | 0
Saturday | 12 | 24 | 5 | 8573 | 0 | 0 | 0 | 0 | 0 | 0 | 0 | 0 | 0 | 0 | 0 | 0 | 0 | 0 | 0 | 0 | 0 | 0 | 0 | 0 | 0 |  | 0 | 0 | 0 | 0 | 0 | 0 | 0 | 0 |  |  |  |  | 0 | 0 | 1 | 0 | 0 | 0 | 0 | 0 |  | 1 | 1 | 1 | 1 | 1 | 1 | 0 | 0 | 0 | 0 | 0 | 0 | 0 | 0 | 0 | 0 | 0 | 0 | 0 | 0 | 0 | 0 | 0 | 0 | 0 | 0 | 0 | 0 | 0 | 0 | 0
Saturday | 12 | 24 | 6 | 8574 | 0 | 0 | 0 | 0 | 0 | 0 | 0 | 0 | 0 | 0 | 0 | 0 | 0 | 0 | 0 | 0 | 0 | 0 | 0 | 0 | 0 |  | 0 | 0 | 0 | 0 | 0 | 0 | 0 | 0 |  |  |  |  | 0 | 0 | 1 | 0 | 0 | 0 | 0 | 0 |  | 1 | 1 | 1 | 1 | 1 | 1 | 0 | 0 | 0 | 0 | 0 | 0 | 0 | 0 | 0 | 0 | 0 | 0 | 0 | 0 | 0 | 0 | 0 | 0 | 0 | 0 | 0 | 0 | 0 | 0 | 0
Saturday | 12 | 24 | 7 | 8575 | 0 | 0 | 0 | 0 | 0 | 0 | 0 | 0 | 0 | 0 | 0 | 0 | 0 | 0 | 0 | 0 | 0 | 0 | 0 | 0 | 0 |  | 0 | 0 | 0 | 0 | 0 | 0 | 0 | 0 |  |  |  |  | 0 | 0 | 1 | 0 | 0 | 0 | 0 | 0 |  | 1 | 1 | 1 | 1 | 1 | 1 | 0 | 0 | 0 | 0 | 0 | 0 | 0 | 0 | 0 | 0 | 0 | 0 | 0 | 0 | 0 | 0 | 0 | 0 | 0 | 0 | 0 | 0 | 0 | 0 | 0
Saturday | 12 | 24 | 8 | 8576 | 0 | 0 | 0 | 0 | 0 | 0 | 0 | 0 | 0 | 0 | 0 | 0 | 0 | 0 | 0 | 0 | 0 | 0 | 0 | 0 | 0 |  | 0 | 0 | 0 | 0 | 0 | 0 | 0 | 0 |  |  |  |  | 0 | 0 | 1 | 0 | 0 | 0 | 0 | 0 |  | 1 | 1 | 1 | 1 | 1 | 1 | 0 | 0 | 0 | 0 | 0 | 0 | 0 | 0 | 0 | 0 | 0 | 0 | 0 | 0 | 0 | 0 | 0 | 0 | 0 | 0 | 0 | 0 | 0 | 0 | 0
Saturday | 12 | 24 | 9 | 8577 | 0 | 0 | 0 | 0 | 0 | 0 | 0 | 0 | 0 | 0 | 0 | 0 | 0 | 0 | 0 | 0 | 0 | 0 | 0 | 0 | 0 |  | 0 | 0 | 0 | 0 | 0 | 0 | 0 | 0 |  |  |  |  | 0 | 0 | 1 | 0 | 0 | 0 | 0 | 0 |  | 1 | 1 | 1 | 1 | 1 | 1 | 0 | 0 | 0 | 0 | 0 | 0 | 0 | 0 | 0 | 0 | 0 | 0 | 0 | 0 | 0 | 0 | 0 | 0 | 0 | 0 | 0 | 0 | 0 | 0 | 0
Saturday | 12 | 24 | 10 | 8578 | 0 | 0 | 0 | 0 | 0 | 0 | 0 | 0 | 0 | 0 | 0 | 0 | 0 | 0 | 0 | 0 | 0 | 0 | 0 | 0 | 0 |  | 0 | 0 | 0 | 0 | 0 | 0 | 0 | 0 |  |  |  |  | 0 | 0 | 1 | 0 | 0 | 0 | 0 | 0 |  | 1 | 1 | 1 | 1 | 1 | 1 | 0 | 0 | 0 | 0 | 0 | 0 | 0 | 0 | 0 | 0 | 0 | 0 | 0 | 0 | 0 | 0 | 0 | 0 | 0 | 0 | 0 | 0 | 0 | 0 | 0
Saturday | 12 | 24 | 11 | 8579 | 0 | 0 | 0 | 0 | 0 | 0 | 0 | 0 | 0 | 0 | 0 | 0 | 0 | 0 | 0 | 0 | 0 | 0 | 0 | 0 | 0 |  | 0 | 0 | 0 | 0 | 0 | 0 | 0 | 0 |  |  |  |  | 0 | 0 | 1 | 0 | 0 | 0 | 0 | 0 |  | 1 | 1 | 1 | 1 | 1 | 1 | 0 | 0 | 0 | 0 | 0 | 0 | 0 | 0 | 0 | 0 | 0 | 0 | 0 | 0 | 0 | 0 | 0 | 0 | 0 | 0 | 0 | 0 | 0 | 0 | 0
Saturday | 12 | 24 | 12 | 8580 | 0 | 0 | 0 | 0 | 0 | 0 | 0 | 0 | 0 | 0 | 0 | 0 | 0 | 0 | 0 | 0 | 0 | 0 | 0 | 0 | 0 |  | 0 | 0 | 0 | 0 | 0 | 0 | 0 | 0 |  |  |  |  | 0 | 0 | 1 | 0 | 0 | 0 | 0 | 0 |  | 1 | 1 | 1 | 1 | 1 | 1 | 0 | 0 | 0 | 0 | 0 | 0 | 0 | 0 | 0 | 0 | 0 | 0 | 0 | 0 | 0 | 0 | 0 | 0 | 0 | 0 | 0 | 0 | 0 | 0 | 0
Saturday | 12 | 24 | 13 | 8581 | 0 | 0 | 0 | 0 | 0 | 0 | 0 | 0 | 0 | 0 | 0 | 0 | 0 | 0 | 0 | 0 | 0 | 0 | 0 | 0 | 0 |  | 0 | 0 | 0 | 0 | 0 | 0 | 0 | 0 |  |  |  |  | 0 | 0 | 1 | 0 | 0 | 0 | 0 | 0 |  | 1 | 1 | 1 | 1 | 1 | 1 | 0 | 0 | 0 | 0 | 0 | 0 | 0 | 0 | 0 | 0 | 0 | 0 | 0 | 0 | 0 | 0 | 0 | 0 | 0 | 0 | 0 | 0 | 0 | 0 | 0
Saturday | 12 | 24 | 14 | 8582 | 0 | 0 | 0 | 0 | 0 | 0 | 0 | 0 | 0 | 0 | 0 | 0 | 0 | 0 | 0 | 0 | 0 | 0 | 0 | 0 | 0 |  | 0 | 0 | 0 | 0 | 0 | 0 | 0 | 0 |  |  |  |  | 0 | 0 | 1 | 0 | 0 | 0 | 0 | 0 |  | 1 | 1 | 1 | 1 | 1 | 1 | 0 | 0 | 0 | 0 | 0 | 0 | 0 | 0 | 0 | 0 | 0 | 0 | 0 | 0 | 0 | 0 | 0 | 0 | 0 | 0 | 0 | 0 | 0 | 0 | 0
Saturday | 12 | 24 | 15 | 8583 | 0 | 0 | 0 | 0 | 0 | 0 | 0 | 0 | 0 | 0 | 0 | 0 | 0 | 0 | 0 | 0 | 0 | 0 | 0 | 0 | 0 |  | 0 | 0 | 0 | 0 | 0 | 0 | 0 | 0 |  |  |  |  | 0 | 0 | 1 | 0 | 0 | 0 | 0 | 0 |  | 1 | 1 | 1 | 1 | 1 | 1 | 0 | 0 | 0 | 0 | 0 | 0 | 0 | 0 | 0 | 0 | 0 | 0 | 0 | 0 | 0 | 0 | 0 | 0 | 0 | 0 | 0 | 0 | 0 | 0 | 0
Saturday | 12 | 24 | 16 | 8584 | 0 | 0 | 0 | 0 | 0 | 0 | 0 | 0 | 0 | 0 | 0 | 0 | 0 | 0 | 0 | 0 | 0 | 0 | 0 | 0 | 0 |  | 0 | 0 | 0 | 0 | 0 | 0 | 0 | 0 |  |  |  |  | 0 | 0 | 1 | 0 | 0 | 0 | 0 | 0 |  | 1 | 1 | 1 | 1 | 1 | 1 | 0 | 0 | 0 | 0 | 0 | 0 | 0 | 0 | 0 | 0 | 0 | 0 | 0 | 0 | 0 | 0 | 0 | 0 | 0 | 0 | 0 | 0 | 0 | 0 | 0
Saturday | 12 | 24 | 17 | 8585 | 0 | 0 | 0 | 0 | 0 | 0 | 0 | 0 | 0 | 0 | 0 | 0 | 0 | 0 | 0 | 0 | 0 | 0 | 0 | 0 | 0 |  | 0 | 0 | 0 | 0 | 0 | 0 | 0 | 0 |  |  |  |  | 0 | 0 | 1 | 0 | 0 | 0 | 0 | 0 |  | 1 | 1 | 1 | 1 | 1 | 1 | 0 | 0 | 0 | 0 | 0 | 0 | 0 | 0 | 0 | 0 | 0 | 0 | 0 | 0 | 0 | 0 | 0 | 0 | 0 | 0 | 0 | 0 | 0 | 0 | 0
Saturday | 12 | 24 | 18 | 8586 | 0 | 0 | 0 | 0 | 0 | 0 | 0 | 0 | 0 | 0 | 0 | 0 | 0 | 0 | 0 | 0 | 0 | 0 | 0 | 0 | 0 |  | 0 | 0 | 0 | 0 | 0 | 0 | 0 | 0 |  |  |  |  | 0 | 0 | 1 | 0 | 0 | 0 | 0 | 0 |  | 1 | 1 | 1 | 1 | 1 | 1 | 0 | 0 | 0 | 0 | 0 | 0 | 0 | 0 | 0 | 0 | 0 | 0 | 0 | 0 | 0 | 0 | 0 | 0 | 0 | 0 | 0 | 0 | 0 | 0 | 0
Saturday | 12 | 24 | 19 | 8587 | 0 | 0 | 0 | 0 | 0 | 0 | 0 | 0 | 0 | 0 | 0 | 0 | 0 | 0 | 0 | 0 | 0 | 0 | 0 | 0 | 0 |  | 0 | 0 | 0 | 0 | 0 | 0 | 0 | 0 |  |  |  |  | 0 | 0 | 1 | 0 | 0 | 0 | 0 | 0 |  | 1 | 1 | 1 | 1 | 1 | 1 | 0 | 0 | 0 | 0 | 0 | 0 | 0 | 0 | 0 | 0 | 0 | 0 | 0 | 0 | 0 | 0 | 0 | 0 | 0 | 0 | 0 | 0 | 0 | 0 | 0
Saturday | 12 | 24 | 20 | 8588 | 0 | 0 | 0 | 0 | 0 | 0 | 0 | 0 | 0 | 0 | 0 | 0 | 0 | 0 | 0 | 0 | 0 | 0 | 0 | 0 | 0 |  | 0 | 0 | 0 | 0 | 0 | 0 | 0 | 0 |  |  |  |  | 0 | 0 | 1 | 0 | 0 | 0 | 0 | 0 |  | 1 | 1 | 1 | 1 | 1 | 1 | 0 | 0 | 0 | 0 | 0 | 0 | 0 | 0 | 0 | 0 | 0 | 0 | 0 | 0 | 0 | 0 | 0 | 0 | 0 | 0 | 0 | 0 | 0 | 0 | 0
Saturday | 12 | 24 | 21 | 8589 | 0 | 0 | 0 | 0 | 0 | 0 | 0 | 0 | 0 | 0 | 0 | 0 | 0 | 0 | 0 | 0 | 0 | 0 | 0 | 0 | 0 |  | 0 | 0 | 0 | 0 | 0 | 0 | 0 | 0 |  |  |  |  | 0 | 0 | 1 | 0 | 0 | 0 | 0 | 0 |  | 1 | 1 | 1 | 1 | 1 | 1 | 0 | 0 | 0 | 0 | 0 | 0 | 0 | 0 | 0 | 0 | 0 | 0 | 0 | 0 | 0 | 0 | 0 | 0 | 0 | 0 | 0 | 0 | 0 | 0 | 0
Saturday | 12 | 24 | 22 | 8590 | 0 | 0 | 0 | 0 | 0 | 0 | 0 | 0 | 0 | 0 | 0 | 0 | 0 | 0 | 0 | 0 | 0 | 0 | 0 | 0 | 0 |  | 0 | 0 | 0 | 0 | 0 | 0 | 0 | 0 |  |  |  |  | 0 | 0 | 1 | 0 | 0 | 0 | 0 | 0 |  | 1 | 1 | 1 | 1 | 1 | 1 | 0 | 0 | 0 | 0 | 0 | 0 | 0 | 0 | 0 | 0 | 0 | 0 | 0 | 0 | 0 | 0 | 0 | 0 | 0 | 0 | 0 | 0 | 0 | 0 | 0
Saturday | 12 | 24 | 23 | 8591 | 0 | 0 | 0 | 0 | 0 | 0 | 0 | 0 | 0 | 0 | 0 | 0 | 0 | 0 | 0 | 0 | 0 | 0 | 0 | 0 | 0 |  | 0 | 0 | 0 | 0 | 0 | 0 | 0 | 0 |  |  |  |  | 0 | 0 | 1 | 0 | 0 | 0 | 0 | 0 |  | 1 | 1 | 1 | 1 | 1 | 1 | 0 | 0 | 0 | 0 | 0 | 0 | 0 | 0 | 0 | 0 | 0 | 0 | 0 | 0 | 0 | 0 | 0 | 0 | 0 | 0 | 0 | 0 | 0 | 0 | 0
Saturday | 12 | 24 | 24 | 8592 | 0 | 0 | 0 | 0 | 0 | 0 | 0 | 0 | 0 | 0 | 0 | 0 | 0 | 0 | 0 | 0 | 0 | 0 | 0 | 0 | 0 |  | 0 | 0 | 0 | 0 | 0 | 0 | 0 | 0 |  |  |  |  | 0 | 0 | 1 | 0 | 0 | 0 | 0 | 0 |  | 1 | 1 | 1 | 1 | 1 | 1 | 0 | 0 | 0 | 0 | 0 | 0 | 0 | 0 | 0 | 0 | 0 | 0 | 0 | 0 | 0 | 0 | 0 | 0 | 0 | 0 | 0 | 0 | 0 | 0 | 0
Sunday | 12 | 25 | 1 | 8593 | 0 | 0 | 0 | 0 | 0 | 0 | 0 | 0 | 0 | 0 | 0 | 0 | 0 | 0 | 0 | 0 | 0 | 0 | 0 | 0 | 0 |  | 0 | 0 | 0 | 0 | 0 | 0 | 0 | 0 |  |  |  |  | 0 | 0 | 1 | 0 | 0 | 0 | 0 | 0 |  | 1 | 1 | 1 | 1 | 1 | 1 | 0 | 0 | 0 | 0 | 0 | 0 | 0 | 0 | 0 | 0 | 0 | 0 | 0 | 0 | 0 | 0 | 0 | 0 | 0 | 0 | 0 | 0 | 0 | 0 | 0
Sunday | 12 | 25 | 2 | 8594 | 0 | 0 | 0 | 0 | 0 | 0 | 0 | 0 | 0 | 0 | 0 | 0 | 0 | 0 | 0 | 0 | 0 | 0 | 0 | 0 | 0 |  | 0 | 0 | 0 | 0 | 0 | 0 | 0 | 0 |  |  |  |  | 0 | 0 | 1 | 0 | 0 | 0 | 0 | 0 |  | 1 | 1 | 1 | 1 | 1 | 1 | 0 | 0 | 0 | 0 | 0 | 0 | 0 | 0 | 0 | 0 | 0 | 0 | 0 | 0 | 0 | 0 | 0 | 0 | 0 | 0 | 0 | 0 | 0 | 0 | 0
Sunday | 12 | 25 | 3 | 8595 | 0 | 0 | 0 | 0 | 0 | 0 | 0 | 0 | 0 | 0 | 0 | 0 | 0 | 0 | 0 | 0 | 0 | 0 | 0 | 0 | 0 |  | 0 | 0 | 0 | 0 | 0 | 0 | 0 | 0 |  |  |  |  | 0 | 0 | 1 | 0 | 0 | 0 | 0 | 0 |  | 1 | 1 | 1 | 1 | 1 | 1 | 0 | 0 | 0 | 0 | 0 | 0 | 0 | 0 | 0 | 0 | 0 | 0 | 0 | 0 | 0 | 0 | 0 | 0 | 0 | 0 | 0 | 0 | 0 | 0 | 0
Sunday | 12 | 25 | 4 | 8596 | 0 | 0 | 0 | 0 | 0 | 0 | 0 | 0 | 0 | 0 | 0 | 0 | 0 | 0 | 0 | 0 | 0 | 0 | 0 | 0 | 0 |  | 0 | 0 | 0 | 0 | 0 | 0 | 0 | 0 |  |  |  |  | 0 | 0 | 1 | 0 | 0 | 0 | 0 | 0 |  | 1 | 1 | 1 | 1 | 1 | 1 | 0 | 0 | 0 | 0 | 0 | 0 | 0 | 0 | 0 | 0 | 0 | 0 | 0 | 0 | 0 | 0 | 0 | 0 | 0 | 0 | 0 | 0 | 0 | 0 | 0
Sunday | 12 | 25 | 5 | 8597 | 0 | 0 | 0 | 0 | 0 | 0 | 0 | 0 | 0 | 0 | 0 | 0 | 0 | 0 | 0 | 0 | 0 | 0 | 0 | 0 | 0 |  | 0 | 0 | 0 | 0 | 0 | 0 | 0 | 0 |  |  |  |  | 0 | 0 | 1 | 0 | 0 | 0 | 0 | 0 |  | 1 | 1 | 1 | 1 | 1 | 1 | 0 | 0 | 0 | 0 | 0 | 0 | 0 | 0 | 0 | 0 | 0 | 0 | 0 | 0 | 0 | 0 | 0 | 0 | 0 | 0 | 0 | 0 | 0 | 0 | 0
Sunday | 12 | 25 | 6 | 8598 | 0 | 0 | 0 | 0 | 0 | 0 | 0 | 0 | 0 | 0 | 0 | 0 | 0 | 0 | 0 | 0 | 0 | 0 | 0 | 0 | 0 |  | 0 | 0 | 0 | 0 | 0 | 0 | 0 | 0 |  |  |  |  | 0 | 0 | 1 | 0 | 0 | 0 | 0 | 0 |  | 1 | 1 | 1 | 1 | 1 | 1 | 0 | 0 | 0 | 0 | 0 | 0 | 0 | 0 | 0 | 0 | 0 | 0 | 0 | 0 | 0 | 0 | 0 | 0 | 0 | 0 | 0 | 0 | 0 | 0 | 0
Sunday | 12 | 25 | 7 | 8599 | 0 | 0 | 0 | 0 | 0 | 0 | 0 | 0 | 0 | 0 | 0 | 0 | 0 | 0 | 0 | 0 | 0 | 0 | 0 | 0 | 0 |  | 0 | 0 | 0 | 0 | 0 | 0 | 0 | 0 |  |  |  |  | 0 | 0 | 1 | 0 | 0 | 0 | 0 | 0 |  | 1 | 1 | 1 | 1 | 1 | 1 | 0 | 0 | 0 | 0 | 0 | 0 | 0 | 0 | 0 | 0 | 0 | 0 | 0 | 0 | 0 | 0 | 0 | 0 | 0 | 0 | 0 | 0 | 0 | 0 | 0
Sunday | 12 | 25 | 8 | 8600 | 0 | 0 | 0 | 0 | 0 | 0 | 0 | 0 | 0 | 0 | 0 | 0 | 0 | 0 | 0 | 0 | 0 | 0 | 0 | 0 | 0 |  | 0 | 0 | 0 | 0 | 0 | 0 | 0 | 0 |  |  |  |  | 0 | 0 | 1 | 0 | 0 | 0 | 0 | 0 |  | 1 | 1 | 1 | 1 | 1 | 1 | 0 | 0 | 0 | 0 | 0 | 0 | 0 | 0 | 0 | 0 | 0 | 0 | 0 | 0 | 0 | 0 | 0 | 0 | 0 | 0 | 0 | 0 | 0 | 0 | 0
Sunday | 12 | 25 | 9 | 8601 | 0 | 0 | 0 | 0 | 0 | 0 | 0 | 0 | 0 | 0 | 0 | 0 | 0 | 0 | 0 | 0 | 0 | 0 | 0 | 0 | 0 |  | 0 | 0 | 0 | 0 | 0 | 0 | 0 | 0 |  |  |  |  | 0 | 0 | 1 | 0 | 0 | 0 | 0 | 0 |  | 1 | 1 | 1 | 1 | 1 | 1 | 0 | 0 | 0 | 0 | 0 | 0 | 0 | 0 | 0 | 0 | 0 | 0 | 0 | 0 | 0 | 0 | 0 | 0 | 0 | 0 | 0 | 0 | 0 | 0 | 0
Sunday | 12 | 25 | 10 | 8602 | 0 | 0 | 0 | 0 | 0 | 0 | 0 | 0 | 0 | 0 | 0 | 0 | 0 | 0 | 0 | 0 | 0 | 0 | 0 | 0 | 0 |  | 0 | 0 | 0 | 0 | 0 | 0 | 0 | 0 |  |  |  |  | 0 | 0 | 1 | 0 | 0 | 0 | 0 | 0 |  | 1 | 1 | 1 | 1 | 1 | 1 | 0 | 0 | 0 | 0 | 0 | 0 | 0 | 0 | 0 | 0 | 0 | 0 | 0 | 0 | 0 | 0 | 0 | 0 | 0 | 0 | 0 | 0 | 0 | 0 | 0
Sunday | 12 | 25 | 11 | 8603 | 0 | 0 | 0 | 0 | 0 | 0 | 0 | 0 | 0 | 0 | 0 | 0 | 0 | 0 | 0 | 0 | 0 | 0 | 0 | 0 | 0 |  | 0 | 0 | 0 | 0 | 0 | 0 | 0 | 0 |  |  |  |  | 0 | 0 | 1 | 0 | 0 | 0 | 0 | 0 |  | 1 | 1 | 1 | 1 | 1 | 1 | 0 | 0 | 0 | 0 | 0 | 0 | 0 | 0 | 0 | 0 | 0 | 0 | 0 | 0 | 0 | 0 | 0 | 0 | 0 | 0 | 0 | 0 | 0 | 0 | 0
Sunday | 12 | 25 | 12 | 8604 | 0 | 0 | 0 | 0 | 0 | 0 | 0 | 0 | 0 | 0 | 0 | 0 | 0 | 0 | 0 | 0 | 0 | 0 | 0 | 0 | 0 |  | 0 | 0 | 0 | 0 | 0 | 0 | 0 | 0 |  |  |  |  | 0 | 0 | 1 | 0 | 0 | 0 | 0 | 0 |  | 1 | 1 | 1 | 1 | 1 | 1 | 0 | 0 | 0 | 0 | 0 | 0 | 0 | 0 | 0 | 0 | 0 | 0 | 0 | 0 | 0 | 0 | 0 | 0 | 0 | 0 | 0 | 0 | 0 | 0 | 0
Sunday | 12 | 25 | 13 | 8605 | 0 | 0 | 0 | 0 | 0 | 0 | 0 | 0 | 0 | 0 | 0 | 0 | 0 | 0 | 0 | 0 | 0 | 0 | 0 | 0 | 0 |  | 0 | 0 | 0 | 0 | 0 | 0 | 0 | 0 |  |  |  |  | 0 | 0 | 1 | 0 | 0 | 0 | 0 | 0 |  | 1 | 1 | 1 | 1 | 1 | 1 | 0 | 0 | 0 | 0 | 0 | 0 | 0 | 0 | 0 | 0 | 0 | 0 | 0 | 0 | 0 | 0 | 0 | 0 | 0 | 0 | 0 | 0 | 0 | 0 | 0
Sunday | 12 | 25 | 14 | 8606 | 0 | 0 | 0 | 0 | 0 | 0 | 0 | 0 | 0 | 0 | 0 | 0 | 0 | 0 | 0 | 0 | 0 | 0 | 0 | 0 | 0 |  | 0 | 0 | 0 | 0 | 0 | 0 | 0 | 0 |  |  |  |  | 0 | 0 | 1 | 0 | 0 | 0 | 0 | 0 |  | 1 | 1 | 1 | 1 | 1 | 1 | 0 | 0 | 0 | 0 | 0 | 0 | 0 | 0 | 0 | 0 | 0 | 0 | 0 | 0 | 0 | 0 | 0 | 0 | 0 | 0 | 0 | 0 | 0 | 0 | 0
Sunday | 12 | 25 | 15 | 8607 | 0 | 0 | 0 | 0 | 0 | 0 | 0 | 0 | 0 | 0 | 0 | 0 | 0 | 0 | 0 | 0 | 0 | 0 | 0 | 0 | 0 |  | 0 | 0 | 0 | 0 | 0 | 0 | 0 | 0 |  |  |  |  | 0 | 0 | 1 | 0 | 0 | 0 | 0 | 0 |  | 1 | 1 | 1 | 1 | 1 | 1 | 0 | 0 | 0 | 0 | 0 | 0 | 0 | 0 | 0 | 0 | 0 | 0 | 0 | 0 | 0 | 0 | 0 | 0 | 0 | 0 | 0 | 0 | 0 | 0 | 0
Sunday | 12 | 25 | 16 | 8608 | 0 | 0 | 0 | 0 | 0 | 0 | 0 | 0 | 0 | 0 | 0 | 0 | 0 | 0 | 0 | 0 | 0 | 0 | 0 | 0 | 0 |  | 0 | 0 | 0 | 0 | 0 | 0 | 0 | 0 |  |  |  |  | 0 | 0 | 1 | 0 | 0 | 0 | 0 | 0 |  | 1 | 1 | 1 | 1 | 1 | 1 | 0 | 0 | 0 | 0 | 0 | 0 | 0 | 0 | 0 | 0 | 0 | 0 | 0 | 0 | 0 | 0 | 0 | 0 | 0 | 0 | 0 | 0 | 0 | 0 | 0
Sunday | 12 | 25 | 17 | 8609 | 0 | 0 | 0 | 0 | 0 | 0 | 0 | 0 | 0 | 0 | 0 | 0 | 0 | 0 | 0 | 0 | 0 | 0 | 0 | 0 | 0 |  | 0 | 0 | 0 | 0 | 0 | 0 | 0 | 0 |  |  |  |  | 0 | 0 | 1 | 0 | 0 | 0 | 0 | 0 |  | 1 | 1 | 1 | 1 | 1 | 1 | 0 | 0 | 0 | 0 | 0 | 0 | 0 | 0 | 0 | 0 | 0 | 0 | 0 | 0 | 0 | 0 | 0 | 0 | 0 | 0 | 0 | 0 | 0 | 0 | 0
Sunday | 12 | 25 | 18 | 8610 | 0 | 0 | 0 | 0 | 0 | 0 | 0 | 0 | 0 | 0 | 0 | 0 | 0 | 0 | 0 | 0 | 0 | 0 | 0 | 0 | 0 |  | 0 | 0 | 0 | 0 | 0 | 0 | 0 | 0 |  |  |  |  | 0 | 0 | 1 | 0 | 0 | 0 | 0 | 0 |  | 1 | 1 | 1 | 1 | 1 | 1 | 0 | 0 | 0 | 0 | 0 | 0 | 0 | 0 | 0 | 0 | 0 | 0 | 0 | 0 | 0 | 0 | 0 | 0 | 0 | 0 | 0 | 0 | 0 | 0 | 0
Sunday | 12 | 25 | 19 | 8611 | 0 | 0 | 0 | 0 | 0 | 0 | 0 | 0 | 0 | 0 | 0 | 0 | 0 | 0 | 0 | 0 | 0 | 0 | 0 | 0 | 0 |  | 0 | 0 | 0 | 0 | 0 | 0 | 0 | 0 |  |  |  |  | 0 | 0 | 1 | 0 | 0 | 0 | 0 | 0 |  | 1 | 1 | 1 | 1 | 1 | 1 | 0 | 0 | 0 | 0 | 0 | 0 | 0 | 0 | 0 | 0 | 0 | 0 | 0 | 0 | 0 | 0 | 0 | 0 | 0 | 0 | 0 | 0 | 0 | 0 | 0
Sunday | 12 | 25 | 20 | 8612 | 0 | 0 | 0 | 0 | 0 | 0 | 0 | 0 | 0 | 0 | 0 | 0 | 0 | 0 | 0 | 0 | 0 | 0 | 0 | 0 | 0 |  | 0 | 0 | 0 | 0 | 0 | 0 | 0 | 0 |  |  |  |  | 0 | 0 | 1 | 0 | 0 | 0 | 0 | 0 |  | 1 | 1 | 1 | 1 | 1 | 1 | 0 | 0 | 0 | 0 | 0 | 0 | 0 | 0 | 0 | 0 | 0 | 0 | 0 | 0 | 0 | 0 | 0 | 0 | 0 | 0 | 0 | 0 | 0 | 0 | 0
Sunday | 12 | 25 | 21 | 8613 | 0 | 0 | 0 | 0 | 0 | 0 | 0 | 0 | 0 | 0 | 0 | 0 | 0 | 0 | 0 | 0 | 0 | 0 | 0 | 0 | 0 |  | 0 | 0 | 0 | 0 | 0 | 0 | 0 | 0 |  |  |  |  | 0 | 0 | 1 | 0 | 0 | 0 | 0 | 0 |  | 1 | 1 | 1 | 1 | 1 | 1 | 0 | 0 | 0 | 0 | 0 | 0 | 0 | 0 | 0 | 0 | 0 | 0 | 0 | 0 | 0 | 0 | 0 | 0 | 0 | 0 | 0 | 0 | 0 | 0 | 0
Sunday | 12 | 25 | 22 | 8614 | 0 | 0 | 0 | 0 | 0 | 0 | 0 | 0 | 0 | 0 | 0 | 0 | 0 | 0 | 0 | 0 | 0 | 0 | 0 | 0 | 0 |  | 0 | 0 | 0 | 0 | 0 | 0 | 0 | 0 |  |  |  |  | 0 | 0 | 1 | 0 | 0 | 0 | 0 | 0 |  | 1 | 1 | 1 | 1 | 1 | 1 | 0 | 0 | 0 | 0 | 0 | 0 | 0 | 0 | 0 | 0 | 0 | 0 | 0 | 0 | 0 | 0 | 0 | 0 | 0 | 0 | 0 | 0 | 0 | 0 | 0
Sunday | 12 | 25 | 23 | 8615 | 0 | 0 | 0 | 0 | 0 | 0 | 0 | 0 | 0 | 0 | 0 | 0 | 0 | 0 | 0 | 0 | 0 | 0 | 0 | 0 | 0 |  | 0 | 0 | 0 | 0 | 0 | 0 | 0 | 0 |  |  |  |  | 0 | 0 | 1 | 0 | 0 | 0 | 0 | 0 |  | 1 | 1 | 1 | 1 | 1 | 1 | 0 | 0 | 0 | 0 | 0 | 0 | 0 | 0 | 0 | 0 | 0 | 0 | 0 | 0 | 0 | 0 | 0 | 0 | 0 | 0 | 0 | 0 | 0 | 0 | 0
Sunday | 12 | 25 | 24 | 8616 | 0 | 0 | 0 | 0 | 0 | 0 | 0 | 0 | 0 | 0 | 0 | 0 | 0 | 0 | 0 | 0 | 0 | 0 | 0 | 0 | 0 |  | 0 | 0 | 0 | 0 | 0 | 0 | 0 | 0 |  |  |  |  | 0 | 0 | 1 | 0 | 0 | 0 | 0 | 0 |  | 1 | 1 | 1 | 1 | 1 | 1 | 0 | 0 | 0 | 0 | 0 | 0 | 0 | 0 | 0 | 0 | 0 | 0 | 0 | 0 | 0 | 0 | 0 | 0 | 0 | 0 | 0 | 0 | 0 | 0 | 0
Monday | 12 | 26 | 1 | 8617 | 0 | 0 | 0 | 0 | 0 | 0 | 0 | 0 | 0 | 0 | 0 | 0 | 0 | 0 | 0 | 0 | 0 | 0 | 0 | 0 | 0 |  | 0 | 0 | 0 | 0 | 0 | 0 | 0 | 0 |  |  |  |  | 0 | 0 | 1 | 0 | 0 | 0 | 0 | 0 |  | 1 | 1 | 1 | 1 | 1 | 1 | 0 | 0 | 0 | 0 | 0 | 0 | 0 | 0 | 0 | 0 | 0 | 0 | 0 | 0 | 0 | 0 | 0 | 0 | 0 | 0 | 0 | 0 | 0 | 0 | 0
Monday | 12 | 26 | 2 | 8618 | 0 | 0 | 0 | 0 | 0 | 0 | 0 | 0 | 0 | 0 | 0 | 0 | 0 | 0 | 0 | 0 | 0 | 0 | 0 | 0 | 0 |  | 0 | 0 | 0 | 0 | 0 | 0 | 0 | 0 |  |  |  |  | 0 | 0 | 1 | 0 | 0 | 0 | 0 | 0 |  | 1 | 1 | 1 | 1 | 1 | 1 | 0 | 0 | 0 | 0 | 0 | 0 | 0 | 0 | 0 | 0 | 0 | 0 | 0 | 0 | 0 | 0 | 0 | 0 | 0 | 0 | 0 | 0 | 0 | 0 | 0
Monday | 12 | 26 | 3 | 8619 | 0 | 0 | 0 | 0 | 0 | 0 | 0 | 0 | 0 | 0 | 0 | 0 | 0 | 0 | 0 | 0 | 0 | 0 | 0 | 0 | 0 |  | 0 | 0 | 0 | 0 | 0 | 0 | 0 | 0 |  |  |  |  | 0 | 0 | 1 | 0 | 0 | 0 | 0 | 0 |  | 1 | 1 | 1 | 1 | 1 | 1 | 0 | 0 | 0 | 0 | 0 | 0 | 0 | 0 | 0 | 0 | 0 | 0 | 0 | 0 | 0 | 0 | 0 | 0 | 0 | 0 | 0 | 0 | 0 | 0 | 0
Monday | 12 | 26 | 4 | 8620 | 0 | 0 | 0 | 0 | 0 | 0 | 0 | 0 | 0 | 0 | 0 | 0 | 0 | 0 | 0 | 0 | 0 | 0 | 0 | 0 | 0 |  | 0 | 0 | 0 | 0 | 0 | 0 | 0 | 0 |  |  |  |  | 0 | 0 | 1 | 0 | 0 | 0 | 0 | 0 |  | 1 | 1 | 1 | 1 | 1 | 1 | 0 | 0 | 0 | 0 | 0 | 0 | 0 | 0 | 0 | 0 | 0 | 0 | 0 | 0 | 0 | 0 | 0 | 0 | 0 | 0 | 0 | 0 | 0 | 0 | 0
Monday | 12 | 26 | 5 | 8621 | 0 | 0 | 0 | 0 | 0 | 0 | 0 | 0 | 0 | 0 | 0 | 0 | 0 | 0 | 0 | 0 | 0 | 0 | 0 | 0 | 0 |  | 0 | 0 | 0 | 0 | 0 | 0 | 0 | 0 |  |  |  |  | 0 | 0 | 1 | 0 | 0 | 0 | 0 | 0 |  | 1 | 1 | 1 | 1 | 1 | 1 | 0 | 0 | 0 | 0 | 0 | 0 | 0 | 0 | 0 | 0 | 0 | 0 | 0 | 0 | 0 | 0 | 0 | 0 | 0 | 0 | 0 | 0 | 0 | 0 | 0
Monday | 12 | 26 | 6 | 8622 | 0 | 0 | 0 | 0 | 0 | 0 | 0 | 0 | 0 | 0 | 0 | 0 | 0 | 0 | 0 | 0 | 0 | 0 | 0 | 0 | 0 |  | 0 | 0 | 0 | 0 | 0 | 0 | 0 | 0 |  |  |  |  | 0 | 0 | 1 | 0 | 0 | 0 | 0 | 0 |  | 1 | 1 | 1 | 1 | 1 | 1 | 0 | 0 | 0 | 0 | 0 | 0 | 0 | 0 | 0 | 0 | 0 | 0 | 0 | 0 | 0 | 0 | 0 | 0 | 0 | 0 | 0 | 0 | 0 | 0 | 0
Monday | 12 | 26 | 7 | 8623 | 0 | 0 | 0 | 0 | 0 | 0 | 0 | 0 | 0 | 0 | 0 | 0 | 0 | 0 | 0 | 0 | 0 | 0 | 0 | 0 | 0 |  | 0 | 0 | 0 | 0 | 0 | 0 | 0 | 0 |  |  |  |  | 0 | 0 | 1 | 0 | 0 | 0 | 0 | 0 |  | 1 | 1 | 1 | 1 | 1 | 1 | 0 | 0 | 0 | 0 | 0 | 0 | 0 | 0 | 0 | 0 | 0 | 0 | 0 | 0 | 0 | 0 | 0 | 0 | 0 | 0 | 0 | 0 | 0 | 0 | 0
Monday | 12 | 26 | 8 | 8624 | 0 | 0 | 0 | 0 | 0 | 0 | 0 | 0 | 0 | 0 | 0 | 0 | 0 | 0 | 0 | 0 | 0 | 0 | 0 | 0 | 0 |  | 0 | 0 | 0 | 0 | 0 | 0 | 0 | 0 |  |  |  |  | 0 | 0 | 1 | 0 | 0 | 0 | 0 | 0 |  | 1 | 1 | 1 | 1 | 1 | 1 | 0 | 0 | 0 | 0 | 0 | 0 | 0 | 0 | 0 | 0 | 0 | 0 | 0 | 0 | 0 | 0 | 0 | 0 | 0 | 0 | 0 | 0 | 0 | 0 | 0
Monday | 12 | 26 | 9 | 8625 | 0 | 0 | 0 | 0 | 0 | 0 | 0 | 0 | 0 | 0 | 0 | 0 | 0 | 0 | 0 | 0 | 0 | 0 | 0 | 0 | 0 |  | 0 | 0 | 0 | 0 | 0 | 0 | 0 | 0 |  |  |  |  | 0 | 0 | 1 | 0 | 0 | 0 | 0 | 0 |  | 1 | 1 | 1 | 1 | 1 | 1 | 0 | 0 | 0 | 0 | 0 | 0 | 0 | 0 | 0 | 0 | 0 | 0 | 0 | 0 | 0 | 0 | 0 | 0 | 0 | 0 | 0 | 0 | 0 | 0 | 0
Monday | 12 | 26 | 10 | 8626 | 0 | 0 | 0 | 0 | 0 | 0 | 0 | 0 | 0 | 0 | 0 | 0 | 0 | 0 | 0 | 0 | 0 | 0 | 0 | 0 | 0 |  | 0 | 0 | 0 | 0 | 0 | 0 | 0 | 0 |  |  |  |  | 0 | 0 | 1 | 0 | 0 | 0 | 0 | 0 |  | 1 | 1 | 1 | 1 | 1 | 1 | 0 | 0 | 0 | 0 | 0 | 0 | 0 | 0 | 0 | 0 | 0 | 0 | 0 | 0 | 0 | 0 | 0 | 0 | 0 | 0 | 0 | 0 | 0 | 0 | 0
Monday | 12 | 26 | 11 | 8627 | 0 | 0 | 0 | 0 | 0 | 0 | 0 | 0 | 0 | 0 | 0 | 0 | 0 | 0 | 0 | 0 | 0 | 0 | 0 | 0 | 0 |  | 0 | 0 | 0 | 0 | 0 | 0 | 0 | 0 |  |  |  |  | 0 | 0 | 1 | 0 | 0 | 0 | 0 | 0 |  | 1 | 1 | 1 | 1 | 1 | 1 | 0 | 0 | 0 | 0 | 0 | 0 | 0 | 0 | 0 | 0 | 0 | 0 | 0 | 0 | 0 | 0 | 0 | 0 | 0 | 0 | 0 | 0 | 0 | 0 | 0
Monday | 12 | 26 | 12 | 8628 | 0 | 0 | 0 | 0 | 0 | 0 | 0 | 0 | 0 | 0 | 0 | 0 | 0 | 0 | 0 | 0 | 0 | 0 | 0 | 0 | 0 |  | 0 | 0 | 0 | 0 | 0 | 0 | 0 | 0 |  |  |  |  | 0 | 0 | 1 | 0 | 0 | 0 | 0 | 0 |  | 1 | 1 | 1 | 1 | 1 | 1 | 0 | 0 | 0 | 0 | 0 | 0 | 0 | 0 | 0 | 0 | 0 | 0 | 0 | 0 | 0 | 0 | 0 | 0 | 0 | 0 | 0 | 0 | 0 | 0 | 0
Monday | 12 | 26 | 13 | 8629 | 0 | 0 | 0 | 0 | 0 | 0 | 0 | 0 | 0 | 0 | 0 | 0 | 0 | 0 | 0 | 0 | 0 | 0 | 0 | 0 | 0 |  | 0 | 0 | 0 | 0 | 0 | 0 | 0 | 0 |  |  |  |  | 0 | 0 | 1 | 0 | 0 | 0 | 0 | 0 |  | 1 | 1 | 1 | 1 | 1 | 1 | 0 | 0 | 0 | 0 | 0 | 0 | 0 | 0 | 0 | 0 | 0 | 0 | 0 | 0 | 0 | 0 | 0 | 0 | 0 | 0 | 0 | 0 | 0 | 0 | 0
Monday | 12 | 26 | 14 | 8630 | 0 | 0 | 0 | 0 | 0 | 0 | 0 | 0 | 0 | 0 | 0 | 0 | 0 | 0 | 0 | 0 | 0 | 0 | 0 | 0 | 0 |  | 0 | 0 | 0 | 0 | 0 | 0 | 0 | 0 |  |  |  |  | 0 | 0 | 1 | 0 | 0 | 0 | 0 | 0 |  | 1 | 1 | 1 | 1 | 1 | 1 | 0 | 0 | 0 | 0 | 0 | 0 | 0 | 0 | 0 | 0 | 0 | 0 | 0 | 0 | 0 | 0 | 0 | 0 | 0 | 0 | 0 | 0 | 0 | 0 | 0
Monday | 12 | 26 | 15 | 8631 | 0 | 0 | 0 | 0 | 0 | 0 | 0 | 0 | 0 | 0 | 0 | 0 | 0 | 0 | 0 | 0 | 0 | 0 | 0 | 0 | 0 |  | 0 | 0 | 0 | 0 | 0 | 0 | 0 | 0 |  |  |  |  | 0 | 0 | 1 | 0 | 0 | 0 | 0 | 0 |  | 1 | 1 | 1 | 1 | 1 | 1 | 0 | 0 | 0 | 0 | 0 | 0 | 0 | 0 | 0 | 0 | 0 | 0 | 0 | 0 | 0 | 0 | 0 | 0 | 0 | 0 | 0 | 0 | 0 | 0 | 0
Monday | 12 | 26 | 16 | 8632 | 0 | 0 | 0 | 0 | 0 | 0 | 0 | 0 | 0 | 0 | 0 | 0 | 0 | 0 | 0 | 0 | 0 | 0 | 0 | 0 | 0 |  | 0 | 0 | 0 | 0 | 0 | 0 | 0 | 0 |  |  |  |  | 0 | 0 | 1 | 0 | 0 | 0 | 0 | 0 |  | 1 | 1 | 1 | 1 | 1 | 1 | 0 | 0 | 0 | 0 | 0 | 0 | 0 | 0 | 0 | 0 | 0 | 0 | 0 | 0 | 0 | 0 | 0 | 0 | 0 | 0 | 0 | 0 | 0 | 0 | 0
Monday | 12 | 26 | 17 | 8633 | 0 | 0 | 0 | 0 | 0 | 0 | 0 | 0 | 0 | 0 | 0 | 0 | 0 | 0 | 0 | 0 | 0 | 0 | 0 | 0 | 0 |  | 0 | 0 | 0 | 0 | 0 | 0 | 0 | 0 |  |  |  |  | 0 | 0 | 1 | 0 | 0 | 0 | 0 | 0 |  | 1 | 1 | 1 | 1 | 1 | 1 | 0 | 0 | 0 | 0 | 0 | 0 | 0 | 0 | 0 | 0 | 0 | 0 | 0 | 0 | 0 | 0 | 0 | 0 | 0 | 0 | 0 | 0 | 0 | 0 | 0
Monday | 12 | 26 | 18 | 8634 | 0 | 0 | 0 | 0 | 0 | 0 | 0 | 0 | 0 | 0 | 0 | 0 | 0 | 0 | 0 | 0 | 0 | 0 | 0 | 0 | 0 |  | 0 | 0 | 0 | 0 | 0 | 0 | 0 | 0 |  |  |  |  | 0 | 0 | 1 | 0 | 0 | 0 | 0 | 0 |  | 1 | 1 | 1 | 1 | 1 | 1 | 0 | 0 | 0 | 0 | 0 | 0 | 0 | 0 | 0 | 0 | 0 | 0 | 0 | 0 | 0 | 0 | 0 | 0 | 0 | 0 | 0 | 0 | 0 | 0 | 0
Monday | 12 | 26 | 19 | 8635 | 0 | 0 | 0 | 0 | 0 | 0 | 0 | 0 | 0 | 0 | 0 | 0 | 0 | 0 | 0 | 0 | 0 | 0 | 0 | 0 | 0 |  | 0 | 0 | 0 | 0 | 0 | 0 | 0 | 0 |  |  |  |  | 0 | 0 | 1 | 0 | 0 | 0 | 0 | 0 |  | 1 | 1 | 1 | 1 | 1 | 1 | 0 | 0 | 0 | 0 | 0 | 0 | 0 | 0 | 0 | 0 | 0 | 0 | 0 | 0 | 0 | 0 | 0 | 0 | 0 | 0 | 0 | 0 | 0 | 0 | 0
Monday | 12 | 26 | 20 | 8636 | 0 | 0 | 0 | 0 | 0 | 0 | 0 | 0 | 0 | 0 | 0 | 0 | 0 | 0 | 0 | 0 | 0 | 0 | 0 | 0 | 0 |  | 0 | 0 | 0 | 0 | 0 | 0 | 0 | 0 |  |  |  |  | 0 | 0 | 1 | 0 | 0 | 0 | 0 | 0 |  | 1 | 1 | 1 | 1 | 1 | 1 | 0 | 0 | 0 | 0 | 0 | 0 | 0 | 0 | 0 | 0 | 0 | 0 | 0 | 0 | 0 | 0 | 0 | 0 | 0 | 0 | 0 | 0 | 0 | 0 | 0
Monday | 12 | 26 | 21 | 8637 | 0 | 0 | 0 | 0 | 0 | 0 | 0 | 0 | 0 | 0 | 0 | 0 | 0 | 0 | 0 | 0 | 0 | 0 | 0 | 0 | 0 |  | 0 | 0 | 0 | 0 | 0 | 0 | 0 | 0 |  |  |  |  | 0 | 0 | 1 | 0 | 0 | 0 | 0 | 0 |  | 1 | 1 | 1 | 1 | 1 | 1 | 0 | 0 | 0 | 0 | 0 | 0 | 0 | 0 | 0 | 0 | 0 | 0 | 0 | 0 | 0 | 0 | 0 | 0 | 0 | 0 | 0 | 0 | 0 | 0 | 0
Monday | 12 | 26 | 22 | 8638 | 0 | 0 | 0 | 0 | 0 | 0 | 0 | 0 | 0 | 0 | 0 | 0 | 0 | 0 | 0 | 0 | 0 | 0 | 0 | 0 | 0 |  | 0 | 0 | 0 | 0 | 0 | 0 | 0 | 0 |  |  |  |  | 0 | 0 | 1 | 0 | 0 | 0 | 0 | 0 |  | 1 | 1 | 1 | 1 | 1 | 1 | 0 | 0 | 0 | 0 | 0 | 0 | 0 | 0 | 0 | 0 | 0 | 0 | 0 | 0 | 0 | 0 | 0 | 0 | 0 | 0 | 0 | 0 | 0 | 0 | 0
Monday | 12 | 26 | 23 | 8639 | 0 | 0 | 0 | 0 | 0 | 0 | 0 | 0 | 0 | 0 | 0 | 0 | 0 | 0 | 0 | 0 | 0 | 0 | 0 | 0 | 0 |  | 0 | 0 | 0 | 0 | 0 | 0 | 0 | 0 |  |  |  |  | 0 | 0 | 1 | 0 | 0 | 0 | 0 | 0 |  | 1 | 1 | 1 | 1 | 1 | 1 | 0 | 0 | 0 | 0 | 0 | 0 | 0 | 0 | 0 | 0 | 0 | 0 | 0 | 0 | 0 | 0 | 0 | 0 | 0 | 0 | 0 | 0 | 0 | 0 | 0
Monday | 12 | 26 | 24 | 8640 | 0 | 0 | 0 | 0 | 0 | 0 | 0 | 0 | 0 | 0 | 0 | 0 | 0 | 0 | 0 | 0 | 0 | 0 | 0 | 0 | 0 |  | 0 | 0 | 0 | 0 | 0 | 0 | 0 | 0 |  |  |  |  | 0 | 0 | 1 | 0 | 0 | 0 | 0 | 0 |  | 1 | 1 | 1 | 1 | 1 | 1 | 0 | 0 | 0 | 0 | 0 | 0 | 0 | 0 | 0 | 0 | 0 | 0 | 0 | 0 | 0 | 0 | 0 | 0 | 0 | 0 | 0 | 0 | 0 | 0 | 0
Tuesday | 12 | 27 | 1 | 8641 | 0 | 0 | 0 | 0 | 0 | 0 | 0 | 0 | 0 | 0 | 0 | 0 | 0 | 0 | 0 | 0 | 0 | 0 | 0 | 0 | 0 |  | 0 | 0 | 0 | 0 | 0 | 0 | 0 | 0 |  |  |  |  | 0 | 0 | 1 | 0 | 0 | 0 | 0 | 0 |  | 1 | 1 | 1 | 1 | 1 | 1 | 0 | 0 | 0 | 0 | 0 | 0 | 0 | 0 | 0 | 0 | 0 | 0 | 0 | 0 | 0 | 0 | 0 | 0 | 0 | 0 | 0 | 0 | 0 | 0 | 0
Tuesday | 12 | 27 | 2 | 8642 | 0 | 0 | 0 | 0 | 0 | 0 | 0 | 0 | 0 | 0 | 0 | 0 | 0 | 0 | 0 | 0 | 0 | 0 | 0 | 0 | 0 |  | 0 | 0 | 0 | 0 | 0 | 0 | 0 | 0 |  |  |  |  | 0 | 0 | 1 | 0 | 0 | 0 | 0 | 0 |  | 1 | 1 | 1 | 1 | 1 | 1 | 0 | 0 | 0 | 0 | 0 | 0 | 0 | 0 | 0 | 0 | 0 | 0 | 0 | 0 | 0 | 0 | 0 | 0 | 0 | 0 | 0 | 0 | 0 | 0 | 0
Tuesday | 12 | 27 | 3 | 8643 | 0 | 0 | 0 | 0 | 0 | 0 | 0 | 0 | 0 | 0 | 0 | 0 | 0 | 0 | 0 | 0 | 0 | 0 | 0 | 0 | 0 |  | 0 | 0 | 0 | 0 | 0 | 0 | 0 | 0 |  |  |  |  | 0 | 0 | 1 | 0 | 0 | 0 | 0 | 0 |  | 1 | 1 | 1 | 1 | 1 | 1 | 0 | 0 | 0 | 0 | 0 | 0 | 0 | 0 | 0 | 0 | 0 | 0 | 0 | 0 | 0 | 0 | 0 | 0 | 0 | 0 | 0 | 0 | 0 | 0 | 0
Tuesday | 12 | 27 | 4 | 8644 | 0 | 0 | 0 | 0 | 0 | 0 | 0 | 0 | 0 | 0 | 0 | 0 | 0 | 0 | 0 | 0 | 0 | 0 | 0 | 0 | 0 |  | 0 | 0 | 0 | 0 | 0 | 0 | 0 | 0 |  |  |  |  | 0 | 0 | 1 | 0 | 0 | 0 | 0 | 0 |  | 1 | 1 | 1 | 1 | 1 | 1 | 0 | 0 | 0 | 0 | 0 | 0 | 0 | 0 | 0 | 0 | 0 | 0 | 0 | 0 | 0 | 0 | 0 | 0 | 0 | 0 | 0 | 0 | 0 | 0 | 0
Tuesday | 12 | 27 | 5 | 8645 | 0 | 0 | 0 | 0 | 0 | 0 | 0 | 0 | 0 | 0 | 0 | 0 | 0 | 0 | 0 | 0 | 0 | 0 | 0 | 0 | 0 |  | 0 | 0 | 0 | 0 | 0 | 0 | 0 | 0 |  |  |  |  | 0 | 0 | 1 | 0 | 0 | 0 | 0 | 0 |  | 1 | 1 | 1 | 1 | 1 | 1 | 0 | 0 | 0 | 0 | 0 | 0 | 0 | 0 | 0 | 0 | 0 | 0 | 0 | 0 | 0 | 0 | 0 | 0 | 0 | 0 | 0 | 0 | 0 | 0 | 0
Tuesday | 12 | 27 | 6 | 8646 | 0 | 0 | 0 | 0 | 0 | 0 | 0 | 0 | 0 | 0 | 0 | 0 | 0 | 0 | 0 | 0 | 0 | 0 | 0 | 0 | 0 |  | 0 | 0 | 0 | 0 | 0 | 0 | 0 | 0 |  |  |  |  | 0 | 0 | 1 | 0 | 0 | 0 | 0 | 0 |  | 1 | 1 | 1 | 1 | 1 | 1 | 0 | 0 | 0 | 0 | 0 | 0 | 0 | 0 | 0 | 0 | 0 | 0 | 0 | 0 | 0 | 0 | 0 | 0 | 0 | 0 | 0 | 0 | 0 | 0 | 0
Tuesday | 12 | 27 | 7 | 8647 | 0 | 0 | 0 | 0 | 0 | 0 | 0 | 0 | 0 | 0 | 0 | 0 | 0 | 0 | 0 | 0 | 0 | 0 | 0 | 0 | 0 |  | 0 | 0 | 0 | 0 | 0 | 0 | 0 | 0 |  |  |  |  | 0 | 0 | 1 | 0 | 0 | 0 | 0 | 0 |  | 1 | 1 | 1 | 1 | 1 | 1 | 0 | 0 | 0 | 0 | 0 | 0 | 0 | 0 | 0 | 0 | 0 | 0 | 0 | 0 | 0 | 0 | 0 | 0 | 0 | 0 | 0 | 0 | 0 | 0 | 0
Tuesday | 12 | 27 | 8 | 8648 | 0 | 0 | 0 | 0 | 0 | 0 | 0 | 0 | 0 | 0 | 0 | 0 | 0 | 0 | 0 | 0 | 0 | 0 | 0 | 0 | 0 |  | 0 | 0 | 0 | 0 | 0 | 0 | 0 | 0 |  |  |  |  | 0 | 1 | 0 | 0 | 0 | 0 | 0 | 0 |  | 1 | #VALUE! | 1 | 1 | 1 | #VALUE! | 0 | 0 | 0 | 0 | 0 | 0 | 0 | 0 | 0 | 0 | 0 | 0 | 0 | 0 | 0 | 0 | 0 | 0 | 0 | 0 | 0 | 0 | 0 | 0 | 0
Tuesday | 12 | 27 | 9 | 8649 | 0 | 0 | 0 | 0 | 0 | 0 | 0 | 0 | 0 | 0 | 0 | 0 | 0 | 0 | 0 | 0 | 0 | 0 | 0 | 0 | 0 |  | 0 | 0 | 0 | 0 | 0 | 0 | 0 | 0 |  |  |  |  | 0 | 1 | 0 | 0 | 0 | 0 | 0 | 0 |  | 1 | #VALUE! | 1 | 1 | 1 | #VALUE! | 0 | 0 | 0 | 0 | 0 | 0 | 0 | 0 | 0 | 0 | 0 | 0 | 0 | 0 | 0 | 0 | 0 | 0 | 0 | 0 | 0 | 0 | 0 | 0 | 0
Tuesday | 12 | 27 | 10 | 8650 | 0 | 0 | 0 | 0 | 0 | 0 | 0 | 0 | 0 | 0 | 0 | 0 | 0 | 0 | 0 | 0 | 0 | 0 | 0 | 0 | 0 |  | 0 | 0 | 0 | 0 | 0 | 0 | 0 | 0 |  |  |  |  | 0 | 1 | 0 | 0 | 0 | 0 | 0 | 0 |  | 1 | #VALUE! | 1 | 1 | 1 | #VALUE! | 0 | 0 | 0 | 0 | 0 | 0 | 0 | 0 | 0 | 0 | 0 | 0 | 0 | 0 | 0 | 0 | 0 | 0 | 0 | 0 | 0 | 0 | 0 | 0 | 0
Tuesday | 12 | 27 | 11 | 8651 | 0 | 0 | 0 | 0 | 0 | 0 | 0 | 0 | 0 | 0 | 0 | 0 | 0 | 0 | 0 | 0 | 0 | 0 | 0 | 0 | 0 |  | 0 | 0 | 0 | 0 | 0 | 0 | 0 | 0 |  |  |  |  | 0 | 1 | 0 | 0 | 0 | 0 | 0 | 0 |  | 1 | #VALUE! | 1 | 1 | 1 | #VALUE! | 0 | 0 | 0 | 0 | 0 | 0 | 0 | 0 | 0 | 0 | 0 | 0 | 0 | 0 | 0 | 0 | 0 | 0 | 0 | 0 | 0 | 0 | 0 | 0 | 0
Tuesday | 12 | 27 | 12 | 8652 | 0 | 0 | 0 | 0 | 0 | 0 | 0 | 0 | 0 | 0 | 0 | 0 | 0 | 0 | 0 | 0 | 0 | 0 | 0 | 0 | 0 |  | 0 | 0 | 0 | 0 | 0 | 0 | 0 | 0 |  |  |  |  | 0 | 1 | 0 | 0 | 0 | 0 | 0 | 0 |  | 1 | #VALUE! | 1 | 1 | 1 | #VALUE! | 0 | 0 | 0 | 0 | 0 | 0 | 0 | 0 | 0 | 0 | 0 | 0 | 0 | 0 | 0 | 0 | 0 | 0 | 0 | 0 | 0 | 0 | 0 | 0 | 0
Tuesday | 12 | 27 | 13 | 8653 | 0 | 0 | 0 | 0 | 0 | 0 | 0 | 0 | 0 | 0 | 0 | 0 | 0 | 0 | 0 | 0 | 0 | 0 | 0 | 0 | 0 |  | 0 | 0 | 0 | 0 | 0 | 0 | 0 | 0 |  |  |  |  | 0 | 1 | 0 | 0 | 0 | 0 | 0 | 0 |  | 1 | #VALUE! | 1 | 1 | 1 | #VALUE! | 0 | 0 | 0 | 0 | 0 | 0 | 0 | 0 | 0 | 0 | 0 | 0 | 0 | 0 | 0 | 0 | 0 | 0 | 0 | 0 | 0 | 0 | 0 | 0 | 0
Tuesday | 12 | 27 | 14 | 8654 | 0 | 0 | 0 | 0 | 0 | 0 | 0 | 0 | 0 | 0 | 0 | 0 | 0 | 0 | 0 | 0 | 0 | 0 | 0 | 0 | 0 |  | 0 | 0 | 0 | 0 | 0 | 0 | 0 | 0 |  |  |  |  | 0 | 1 | 0 | 0 | 0 | 0 | 0 | 0 |  | 1 | #VALUE! | 1 | 1 | 1 | #VALUE! | 0 | 0 | 0 | 0 | 0 | 0 | 0 | 0 | 0 | 0 | 0 | 0 | 0 | 0 | 0 | 0 | 0 | 0 | 0 | 0 | 0 | 0 | 0 | 0 | 0
Tuesday | 12 | 27 | 15 | 8655 | 0 | 0 | 0 | 0 | 0 | 0 | 0 | 0 | 0 | 0 | 0 | 0 | 0 | 0 | 0 | 0 | 0 | 0 | 0 | 0 | 0 |  | 0 | 0 | 0 | 0 | 0 | 0 | 0 | 0 |  |  |  |  | 0 | 1 | 0 | 0 | 0 | 0 | 0 | 0 |  | 1 | #VALUE! | 1 | 1 | 1 | #VALUE! | 0 | 0 | 0 | 0 | 0 | 0 | 0 | 0 | 0 | 0 | 0 | 0 | 0 | 0 | 0 | 0 | 0 | 0 | 0 | 0 | 0 | 0 | 0 | 0 | 0
Tuesday | 12 | 27 | 16 | 8656 | 0 | 0 | 0 | 0 | 0 | 0 | 0 | 0 | 0 | 0 | 0 | 0 | 0 | 0 | 0 | 0 | 0 | 0 | 0 | 0 | 0 |  | 0 | 0 | 0 | 0 | 0 | 0 | 0 | 0 |  |  |  |  | 0 | 1 | 0 | 0 | 0 | 0 | 0 | 0 |  | 1 | #VALUE! | 1 | 1 | 1 | #VALUE! | 0 | 0 | 0 | 0 | 0 | 0 | 0 | 0 | 0 | 0 | 0 | 0 | 0 | 0 | 0 | 0 | 0 | 0 | 0 | 0 | 0 | 0 | 0 | 0 | 0
Tuesday | 12 | 27 | 17 | 8657 | 0 | 0 | 0 | 0 | 0 | 0 | 0 | 0 | 0 | 0 | 0 | 0 | 0 | 0 | 0 | 0 | 0 | 0 | 0 | 0 | 0 |  | 0 | 0 | 0 | 0 | 0 | 0 | 0 | 0 |  |  |  |  | 0 | 1 | 0 | 0 | 0 | 0 | 0 | 0 |  | 1 | #VALUE! | 1 | 1 | 1 | #VALUE! | 0 | 0 | 0 | 0 | 0 | 0 | 0 | 0 | 0 | 0 | 0 | 0 | 0 | 0 | 0 | 0 | 0 | 0 | 0 | 0 | 0 | 0 | 0 | 0 | 0
Tuesday | 12 | 27 | 18 | 8658 | 0 | 0 | 0 | 0 | 0 | 0 | 0 | 0 | 0 | 0 | 0 | 0 | 0 | 0 | 0 | 0 | 0 | 0 | 0 | 0 | 0 |  | 0 | 0 | 0 | 0 | 0 | 0 | 0 | 0 |  |  |  |  | 0 | 1 | 0 | 0 | 0 | 0 | 0 | 0 |  | 1 | #VALUE! | 1 | 1 | 1 | #VALUE! | 0 | 0 | 0 | 0 | 0 | 0 | 0 | 0 | 0 | 0 | 0 | 0 | 0 | 0 | 0 | 0 | 0 | 0 | 0 | 0 | 0 | 0 | 0 | 0 | 0
Tuesday | 12 | 27 | 19 | 8659 | 0 | 0 | 0 | 0 | 0 | 0 | 0 | 0 | 0 | 0 | 0 | 0 | 0 | 0 | 0 | 0 | 0 | 0 | 0 | 0 | 0 |  | 0 | 0 | 0 | 0 | 0 | 0 | 0 | 0 |  |  |  |  | 1 | 0 | 0 | 0 | 0 | 0 | 0 | 0 |  | #VALUE! | 1 | 1 | 1 | 1 | #VALUE! | 0 | 0 | 0 | 0 | 0 | 0 | 0 | 0 | 0 | 0 | 0 | 0 | 0 | 0 | 0 | 0 | 0 | 0 | 0 | 0 | 0 | 0 | 0 | 0 | 0
Tuesday | 12 | 27 | 20 | 8660 | 0 | 0 | 0 | 0 | 0 | 0 | 0 | 0 | 0 | 0 | 0 | 0 | 0 | 0 | 0 | 0 | 0 | 0 | 0 | 0 | 0 |  | 0 | 0 | 0 | 0 | 0 | 0 | 0 | 0 |  |  |  |  | 1 | 0 | 0 | 0 | 0 | 0 | 0 | 0 |  | #VALUE! | 1 | 1 | 1 | 1 | #VALUE! | 0 | 0 | 0 | 0 | 0 | 0 | 0 | 0 | 0 | 0 | 0 | 0 | 0 | 0 | 0 | 0 | 0 | 0 | 0 | 0 | 0 | 0 | 0 | 0 | 0
Tuesday | 12 | 27 | 21 | 8661 | 0 | 0 | 0 | 0 | 0 | 0 | 0 | 0 | 0 | 0 | 0 | 0 | 0 | 0 | 0 | 0 | 0 | 0 | 0 | 0 | 0 |  | 0 | 0 | 0 | 0 | 0 | 0 | 0 | 0 |  |  |  |  | 0 | 1 | 0 | 0 | 0 | 0 | 0 | 0 |  | 1 | #VALUE! | 1 | 1 | 1 | #VALUE! | 0 | 0 | 0 | 0 | 0 | 0 | 0 | 0 | 0 | 0 | 0 | 0 | 0 | 0 | 0 | 0 | 0 | 0 | 0 | 0 | 0 | 0 | 0 | 0 | 0
Tuesday | 12 | 27 | 22 | 8662 | 0 | 0 | 0 | 0 | 0 | 0 | 0 | 0 | 0 | 0 | 0 | 0 | 0 | 0 | 0 | 0 | 0 | 0 | 0 | 0 | 0 |  | 0 | 0 | 0 | 0 | 0 | 0 | 0 | 0 |  |  |  |  | 0 | 1 | 0 | 0 | 0 | 0 | 0 | 0 |  | 1 | #VALUE! | 1 | 1 | 1 | #VALUE! | 0 | 0 | 0 | 0 | 0 | 0 | 0 | 0 | 0 | 0 | 0 | 0 | 0 | 0 | 0 | 0 | 0 | 0 | 0 | 0 | 0 | 0 | 0 | 0 | 0
Tuesday | 12 | 27 | 23 | 8663 | 0 | 0 | 0 | 0 | 0 | 0 | 0 | 0 | 0 | 0 | 0 | 0 | 0 | 0 | 0 | 0 | 0 | 0 | 0 | 0 | 0 |  | 0 | 0 | 0 | 0 | 0 | 0 | 0 | 0 |  |  |  |  | 0 | 0 | 1 | 0 | 0 | 0 | 0 | 0 |  | 1 | 1 | 1 | 1 | 1 | 1 | 0 | 0 | 0 | 0 | 0 | 0 | 0 | 0 | 0 | 0 | 0 | 0 | 0 | 0 | 0 | 0 | 0 | 0 | 0 | 0 | 0 | 0 | 0 | 0 | 0
Tuesday | 12 | 27 | 24 | 8664 | 0 | 0 | 0 | 0 | 0 | 0 | 0 | 0 | 0 | 0 | 0 | 0 | 0 | 0 | 0 | 0 | 0 | 0 | 0 | 0 | 0 |  | 0 | 0 | 0 | 0 | 0 | 0 | 0 | 0 |  |  |  |  | 0 | 0 | 1 | 0 | 0 | 0 | 0 | 0 |  | 1 | 1 | 1 | 1 | 1 | 1 | 0 | 0 | 0 | 0 | 0 | 0 | 0 | 0 | 0 | 0 | 0 | 0 | 0 | 0 | 0 | 0 | 0 | 0 | 0 | 0 | 0 | 0 | 0 | 0 | 0
Wednesday | 12 | 28 | 1 | 8665 | 0 | 0 | 0 | 0 | 0 | 0 | 0 | 0 | 0 | 0 | 0 | 0 | 0 | 0 | 0 | 0 | 0 | 0 | 0 | 0 | 0 |  | 0 | 0 | 0 | 0 | 0 | 0 | 0 | 0 |  |  |  |  | 0 | 0 | 1 | 0 | 0 | 0 | 0 | 0 |  | 1 | 1 | 1 | 1 | 1 | 1 | 0 | 0 | 0 | 0 | 0 | 0 | 0 | 0 | 0 | 0 | 0 | 0 | 0 | 0 | 0 | 0 | 0 | 0 | 0 | 0 | 0 | 0 | 0 | 0 | 0
Wednesday | 12 | 28 | 2 | 8666 | 0 | 0 | 0 | 0 | 0 | 0 | 0 | 0 | 0 | 0 | 0 | 0 | 0 | 0 | 0 | 0 | 0 | 0 | 0 | 0 | 0 |  | 0 | 0 | 0 | 0 | 0 | 0 | 0 | 0 |  |  |  |  | 0 | 0 | 1 | 0 | 0 | 0 | 0 | 0 |  | 1 | 1 | 1 | 1 | 1 | 1 | 0 | 0 | 0 | 0 | 0 | 0 | 0 | 0 | 0 | 0 | 0 | 0 | 0 | 0 | 0 | 0 | 0 | 0 | 0 | 0 | 0 | 0 | 0 | 0 | 0
Wednesday | 12 | 28 | 3 | 8667 | 0 | 0 | 0 | 0 | 0 | 0 | 0 | 0 | 0 | 0 | 0 | 0 | 0 | 0 | 0 | 0 | 0 | 0 | 0 | 0 | 0 |  | 0 | 0 | 0 | 0 | 0 | 0 | 0 | 0 |  |  |  |  | 0 | 0 | 1 | 0 | 0 | 0 | 0 | 0 |  | 1 | 1 | 1 | 1 | 1 | 1 | 0 | 0 | 0 | 0 | 0 | 0 | 0 | 0 | 0 | 0 | 0 | 0 | 0 | 0 | 0 | 0 | 0 | 0 | 0 | 0 | 0 | 0 | 0 | 0 | 0
Wednesday | 12 | 28 | 4 | 8668 | 0 | 0 | 0 | 0 | 0 | 0 | 0 | 0 | 0 | 0 | 0 | 0 | 0 | 0 | 0 | 0 | 0 | 0 | 0 | 0 | 0 |  | 0 | 0 | 0 | 0 | 0 | 0 | 0 | 0 |  |  |  |  | 0 | 0 | 1 | 0 | 0 | 0 | 0 | 0 |  | 1 | 1 | 1 | 1 | 1 | 1 | 0 | 0 | 0 | 0 | 0 | 0 | 0 | 0 | 0 | 0 | 0 | 0 | 0 | 0 | 0 | 0 | 0 | 0 | 0 | 0 | 0 | 0 | 0 | 0 | 0
Wednesday | 12 | 28 | 5 | 8669 | 0 | 0 | 0 | 0 | 0 | 0 | 0 | 0 | 0 | 0 | 0 | 0 | 0 | 0 | 0 | 0 | 0 | 0 | 0 | 0 | 0 |  | 0 | 0 | 0 | 0 | 0 | 0 | 0 | 0 |  |  |  |  | 0 | 0 | 1 | 0 | 0 | 0 | 0 | 0 |  | 1 | 1 | 1 | 1 | 1 | 1 | 0 | 0 | 0 | 0 | 0 | 0 | 0 | 0 | 0 | 0 | 0 | 0 | 0 | 0 | 0 | 0 | 0 | 0 | 0 | 0 | 0 | 0 | 0 | 0 | 0
Wednesday | 12 | 28 | 6 | 8670 | 0 | 0 | 0 | 0 | 0 | 0 | 0 | 0 | 0 | 0 | 0 | 0 | 0 | 0 | 0 | 0 | 0 | 0 | 0 | 0 | 0 |  | 0 | 0 | 0 | 0 | 0 | 0 | 0 | 0 |  |  |  |  | 0 | 0 | 1 | 0 | 0 | 0 | 0 | 0 |  | 1 | 1 | 1 | 1 | 1 | 1 | 0 | 0 | 0 | 0 | 0 | 0 | 0 | 0 | 0 | 0 | 0 | 0 | 0 | 0 | 0 | 0 | 0 | 0 | 0 | 0 | 0 | 0 | 0 | 0 | 0
Wednesday | 12 | 28 | 7 | 8671 | 0 | 0 | 0 | 0 | 0 | 0 | 0 | 0 | 0 | 0 | 0 | 0 | 0 | 0 | 0 | 0 | 0 | 0 | 0 | 0 | 0 |  | 0 | 0 | 0 | 0 | 0 | 0 | 0 | 0 |  |  |  |  | 0 | 0 | 1 | 0 | 0 | 0 | 0 | 0 |  | 1 | 1 | 1 | 1 | 1 | 1 | 0 | 0 | 0 | 0 | 0 | 0 | 0 | 0 | 0 | 0 | 0 | 0 | 0 | 0 | 0 | 0 | 0 | 0 | 0 | 0 | 0 | 0 | 0 | 0 | 0
Wednesday | 12 | 28 | 8 | 8672 | 0 | 0 | 0 | 0 | 0 | 0 | 0 | 0 | 0 | 0 | 0 | 0 | 0 | 0 | 0 | 0 | 0 | 0 | 0 | 0 | 0 |  | 0 | 0 | 0 | 0 | 0 | 0 | 0 | 0 |  |  |  |  | 0 | 1 | 0 | 0 | 0 | 0 | 0 | 0 |  | 1 | #VALUE! | 1 | 1 | 1 | #VALUE! | 0 | 0 | 0 | 0 | 0 | 0 | 0 | 0 | 0 | 0 | 0 | 0 | 0 | 0 | 0 | 0 | 0 | 0 | 0 | 0 | 0 | 0 | 0 | 0 | 0
Wednesday | 12 | 28 | 9 | 8673 | 0 | 0 | 0 | 0 | 0 | 0 | 0 | 0 | 0 | 0 | 0 | 0 | 0 | 0 | 0 | 0 | 0 | 0 | 0 | 0 | 0 |  | 0 | 0 | 0 | 0 | 0 | 0 | 0 | 0 |  |  |  |  | 0 | 1 | 0 | 0 | 0 | 0 | 0 | 0 |  | 1 | #VALUE! | 1 | 1 | 1 | #VALUE! | 0 | 0 | 0 | 0 | 0 | 0 | 0 | 0 | 0 | 0 | 0 | 0 | 0 | 0 | 0 | 0 | 0 | 0 | 0 | 0 | 0 | 0 | 0 | 0 | 0
Wednesday | 12 | 28 | 10 | 8674 | 0 | 0 | 0 | 0 | 0 | 0 | 0 | 0 | 0 | 0 | 0 | 0 | 0 | 0 | 0 | 0 | 0 | 0 | 0 | 0 | 0 |  | 0 | 0 | 0 | 0 | 0 | 0 | 0 | 0 |  |  |  |  | 0 | 1 | 0 | 0 | 0 | 0 | 0 | 0 |  | 1 | #VALUE! | 1 | 1 | 1 | #VALUE! | 0 | 0 | 0 | 0 | 0 | 0 | 0 | 0 | 0 | 0 | 0 | 0 | 0 | 0 | 0 | 0 | 0 | 0 | 0 | 0 | 0 | 0 | 0 | 0 | 0
Wednesday | 12 | 28 | 11 | 8675 | 0 | 0 | 0 | 0 | 0 | 0 | 0 | 0 | 0 | 0 | 0 | 0 | 0 | 0 | 0 | 0 | 0 | 0 | 0 | 0 | 0 |  | 0 | 0 | 0 | 0 | 0 | 0 | 0 | 0 |  |  |  |  | 0 | 1 | 0 | 0 | 0 | 0 | 0 | 0 |  | 1 | #VALUE! | 1 | 1 | 1 | #VALUE! | 0 | 0 | 0 | 0 | 0 | 0 | 0 | 0 | 0 | 0 | 0 | 0 | 0 | 0 | 0 | 0 | 0 | 0 | 0 | 0 | 0 | 0 | 0 | 0 | 0
Wednesday | 12 | 28 | 12 | 8676 | 0 | 0 | 0 | 0 | 0 | 0 | 0 | 0 | 0 | 0 | 0 | 0 | 0 | 0 | 0 | 0 | 0 | 0 | 0 | 0 | 0 |  | 0 | 0 | 0 | 0 | 0 | 0 | 0 | 0 |  |  |  |  | 0 | 1 | 0 | 0 | 0 | 0 | 0 | 0 |  | 1 | #VALUE! | 1 | 1 | 1 | #VALUE! | 0 | 0 | 0 | 0 | 0 | 0 | 0 | 0 | 0 | 0 | 0 | 0 | 0 | 0 | 0 | 0 | 0 | 0 | 0 | 0 | 0 | 0 | 0 | 0 | 0
Wednesday | 12 | 28 | 13 | 8677 | 0 | 0 | 0 | 0 | 0 | 0 | 0 | 0 | 0 | 0 | 0 | 0 | 0 | 0 | 0 | 0 | 0 | 0 | 0 | 0 | 0 |  | 0 | 0 | 0 | 0 | 0 | 0 | 0 | 0 |  |  |  |  | 0 | 1 | 0 | 0 | 0 | 0 | 0 | 0 |  | 1 | #VALUE! | 1 | 1 | 1 | #VALUE! | 0 | 0 | 0 | 0 | 0 | 0 | 0 | 0 | 0 | 0 | 0 | 0 | 0 | 0 | 0 | 0 | 0 | 0 | 0 | 0 | 0 | 0 | 0 | 0 | 0
Wednesday | 12 | 28 | 14 | 8678 | 0 | 0 | 0 | 0 | 0 | 0 | 0 | 0 | 0 | 0 | 0 | 0 | 0 | 0 | 0 | 0 | 0 | 0 | 0 | 0 | 0 |  | 0 | 0 | 0 | 0 | 0 | 0 | 0 | 0 |  |  |  |  | 0 | 1 | 0 | 0 | 0 | 0 | 0 | 0 |  | 1 | #VALUE! | 1 | 1 | 1 | #VALUE! | 0 | 0 | 0 | 0 | 0 | 0 | 0 | 0 | 0 | 0 | 0 | 0 | 0 | 0 | 0 | 0 | 0 | 0 | 0 | 0 | 0 | 0 | 0 | 0 | 0
Wednesday | 12 | 28 | 15 | 8679 | 0 | 0 | 0 | 0 | 0 | 0 | 0 | 0 | 0 | 0 | 0 | 0 | 0 | 0 | 0 | 0 | 0 | 0 | 0 | 0 | 0 |  | 0 | 0 | 0 | 0 | 0 | 0 | 0 | 0 |  |  |  |  | 0 | 1 | 0 | 0 | 0 | 0 | 0 | 0 |  | 1 | #VALUE! | 1 | 1 | 1 | #VALUE! | 0 | 0 | 0 | 0 | 0 | 0 | 0 | 0 | 0 | 0 | 0 | 0 | 0 | 0 | 0 | 0 | 0 | 0 | 0 | 0 | 0 | 0 | 0 | 0 | 0
Wednesday | 12 | 28 | 16 | 8680 | 0 | 0 | 0 | 0 | 0 | 0 | 0 | 0 | 0 | 0 | 0 | 0 | 0 | 0 | 0 | 0 | 0 | 0 | 0 | 0 | 0 |  | 0 | 0 | 0 | 0 | 0 | 0 | 0 | 0 |  |  |  |  | 0 | 1 | 0 | 0 | 0 | 0 | 0 | 0 |  | 1 | #VALUE! | 1 | 1 | 1 | #VALUE! | 0 | 0 | 0 | 0 | 0 | 0 | 0 | 0 | 0 | 0 | 0 | 0 | 0 | 0 | 0 | 0 | 0 | 0 | 0 | 0 | 0 | 0 | 0 | 0 | 0
Wednesday | 12 | 28 | 17 | 8681 | 0 | 0 | 0 | 0 | 0 | 0 | 0 | 0 | 0 | 0 | 0 | 0 | 0 | 0 | 0 | 0 | 0 | 0 | 0 | 0 | 0 |  | 0 | 0 | 0 | 0 | 0 | 0 | 0 | 0 |  |  |  |  | 0 | 1 | 0 | 0 | 0 | 0 | 0 | 0 |  | 1 | #VALUE! | 1 | 1 | 1 | #VALUE! | 0 | 0 | 0 | 0 | 0 | 0 | 0 | 0 | 0 | 0 | 0 | 0 | 0 | 0 | 0 | 0 | 0 | 0 | 0 | 0 | 0 | 0 | 0 | 0 | 0
Wednesday | 12 | 28 | 18 | 8682 | 0 | 0 | 0 | 0 | 0 | 0 | 0 | 0 | 0 | 0 | 0 | 0 | 0 | 0 | 0 | 0 | 0 | 0 | 0 | 0 | 0 |  | 0 | 0 | 0 | 0 | 0 | 0 | 0 | 0 |  |  |  |  | 0 | 1 | 0 | 0 | 0 | 0 | 0 | 0 |  | 1 | #VALUE! | 1 | 1 | 1 | #VALUE! | 0 | 0 | 0 | 0 | 0 | 0 | 0 | 0 | 0 | 0 | 0 | 0 | 0 | 0 | 0 | 0 | 0 | 0 | 0 | 0 | 0 | 0 | 0 | 0 | 0
Wednesday | 12 | 28 | 19 | 8683 | 0 | 0 | 0 | 0 | 0 | 0 | 0 | 0 | 0 | 0 | 0 | 0 | 0 | 0 | 0 | 0 | 0 | 0 | 0 | 0 | 0 |  | 0 | 0 | 0 | 0 | 0 | 0 | 0 | 0 |  |  |  |  | 1 | 0 | 0 | 0 | 0 | 0 | 0 | 0 |  | #VALUE! | 1 | 1 | 1 | 1 | #VALUE! | 0 | 0 | 0 | 0 | 0 | 0 | 0 | 0 | 0 | 0 | 0 | 0 | 0 | 0 | 0 | 0 | 0 | 0 | 0 | 0 | 0 | 0 | 0 | 0 | 0
Wednesday | 12 | 28 | 20 | 8684 | 0 | 0 | 0 | 0 | 0 | 0 | 0 | 0 | 0 | 0 | 0 | 0 | 0 | 0 | 0 | 0 | 0 | 0 | 0 | 0 | 0 |  | 0 | 0 | 0 | 0 | 0 | 0 | 0 | 0 |  |  |  |  | 1 | 0 | 0 | 0 | 0 | 0 | 0 | 0 |  | #VALUE! | 1 | 1 | 1 | 1 | #VALUE! | 0 | 0 | 0 | 0 | 0 | 0 | 0 | 0 | 0 | 0 | 0 | 0 | 0 | 0 | 0 | 0 | 0 | 0 | 0 | 0 | 0 | 0 | 0 | 0 | 0
Wednesday | 12 | 28 | 21 | 8685 | 0 | 0 | 0 | 0 | 0 | 0 | 0 | 0 | 0 | 0 | 0 | 0 | 0 | 0 | 0 | 0 | 0 | 0 | 0 | 0 | 0 |  | 0 | 0 | 0 | 0 | 0 | 0 | 0 | 0 |  |  |  |  | 0 | 1 | 0 | 0 | 0 | 0 | 0 | 0 |  | 1 | #VALUE! | 1 | 1 | 1 | #VALUE! | 0 | 0 | 0 | 0 | 0 | 0 | 0 | 0 | 0 | 0 | 0 | 0 | 0 | 0 | 0 | 0 | 0 | 0 | 0 | 0 | 0 | 0 | 0 | 0 | 0
Wednesday | 12 | 28 | 22 | 8686 | 0 | 0 | 0 | 0 | 0 | 0 | 0 | 0 | 0 | 0 | 0 | 0 | 0 | 0 | 0 | 0 | 0 | 0 | 0 | 0 | 0 |  | 0 | 0 | 0 | 0 | 0 | 0 | 0 | 0 |  |  |  |  | 0 | 1 | 0 | 0 | 0 | 0 | 0 | 0 |  | 1 | #VALUE! | 1 | 1 | 1 | #VALUE! | 0 | 0 | 0 | 0 | 0 | 0 | 0 | 0 | 0 | 0 | 0 | 0 | 0 | 0 | 0 | 0 | 0 | 0 | 0 | 0 | 0 | 0 | 0 | 0 | 0
Wednesday | 12 | 28 | 23 | 8687 | 0 | 0 | 0 | 0 | 0 | 0 | 0 | 0 | 0 | 0 | 0 | 0 | 0 | 0 | 0 | 0 | 0 | 0 | 0 | 0 | 0 |  | 0 | 0 | 0 | 0 | 0 | 0 | 0 | 0 |  |  |  |  | 0 | 0 | 1 | 0 | 0 | 0 | 0 | 0 |  | 1 | 1 | 1 | 1 | 1 | 1 | 0 | 0 | 0 | 0 | 0 | 0 | 0 | 0 | 0 | 0 | 0 | 0 | 0 | 0 | 0 | 0 | 0 | 0 | 0 | 0 | 0 | 0 | 0 | 0 | 0
Wednesday | 12 | 28 | 24 | 8688 | 0 | 0 | 0 | 0 | 0 | 0 | 0 | 0 | 0 | 0 | 0 | 0 | 0 | 0 | 0 | 0 | 0 | 0 | 0 | 0 | 0 |  | 0 | 0 | 0 | 0 | 0 | 0 | 0 | 0 |  |  |  |  | 0 | 0 | 1 | 0 | 0 | 0 | 0 | 0 |  | 1 | 1 | 1 | 1 | 1 | 1 | 0 | 0 | 0 | 0 | 0 | 0 | 0 | 0 | 0 | 0 | 0 | 0 | 0 | 0 | 0 | 0 | 0 | 0 | 0 | 0 | 0 | 0 | 0 | 0 | 0
Thursday | 12 | 29 | 1 | 8689 | 0 | 0 | 0 | 0 | 0 | 0 | 0 | 0 | 0 | 0 | 0 | 0 | 0 | 0 | 0 | 0 | 0 | 0 | 0 | 0 | 0 |  | 0 | 0 | 0 | 0 | 0 | 0 | 0 | 0 |  |  |  |  | 0 | 0 | 1 | 0 | 0 | 0 | 0 | 0 |  | 1 | 1 | 1 | 1 | 1 | 1 | 0 | 0 | 0 | 0 | 0 | 0 | 0 | 0 | 0 | 0 | 0 | 0 | 0 | 0 | 0 | 0 | 0 | 0 | 0 | 0 | 0 | 0 | 0 | 0 | 0
Thursday | 12 | 29 | 2 | 8690 | 0 | 0 | 0 | 0 | 0 | 0 | 0 | 0 | 0 | 0 | 0 | 0 | 0 | 0 | 0 | 0 | 0 | 0 | 0 | 0 | 0 |  | 0 | 0 | 0 | 0 | 0 | 0 | 0 | 0 |  |  |  |  | 0 | 0 | 1 | 0 | 0 | 0 | 0 | 0 |  | 1 | 1 | 1 | 1 | 1 | 1 | 0 | 0 | 0 | 0 | 0 | 0 | 0 | 0 | 0 | 0 | 0 | 0 | 0 | 0 | 0 | 0 | 0 | 0 | 0 | 0 | 0 | 0 | 0 | 0 | 0
Thursday | 12 | 29 | 3 | 8691 | 0 | 0 | 0 | 0 | 0 | 0 | 0 | 0 | 0 | 0 | 0 | 0 | 0 | 0 | 0 | 0 | 0 | 0 | 0 | 0 | 0 |  | 0 | 0 | 0 | 0 | 0 | 0 | 0 | 0 |  |  |  |  | 0 | 0 | 1 | 0 | 0 | 0 | 0 | 0 |  | 1 | 1 | 1 | 1 | 1 | 1 | 0 | 0 | 0 | 0 | 0 | 0 | 0 | 0 | 0 | 0 | 0 | 0 | 0 | 0 | 0 | 0 | 0 | 0 | 0 | 0 | 0 | 0 | 0 | 0 | 0
Thursday | 12 | 29 | 4 | 8692 | 0 | 0 | 0 | 0 | 0 | 0 | 0 | 0 | 0 | 0 | 0 | 0 | 0 | 0 | 0 | 0 | 0 | 0 | 0 | 0 | 0 |  | 0 | 0 | 0 | 0 | 0 | 0 | 0 | 0 |  |  |  |  | 0 | 0 | 1 | 0 | 0 | 0 | 0 | 0 |  | 1 | 1 | 1 | 1 | 1 | 1 | 0 | 0 | 0 | 0 | 0 | 0 | 0 | 0 | 0 | 0 | 0 | 0 | 0 | 0 | 0 | 0 | 0 | 0 | 0 | 0 | 0 | 0 | 0 | 0 | 0
Thursday | 12 | 29 | 5 | 8693 | 0 | 0 | 0 | 0 | 0 | 0 | 0 | 0 | 0 | 0 | 0 | 0 | 0 | 0 | 0 | 0 | 0 | 0 | 0 | 0 | 0 |  | 0 | 0 | 0 | 0 | 0 | 0 | 0 | 0 |  |  |  |  | 0 | 0 | 1 | 0 | 0 | 0 | 0 | 0 |  | 1 | 1 | 1 | 1 | 1 | 1 | 0 | 0 | 0 | 0 | 0 | 0 | 0 | 0 | 0 | 0 | 0 | 0 | 0 | 0 | 0 | 0 | 0 | 0 | 0 | 0 | 0 | 0 | 0 | 0 | 0
Thursday | 12 | 29 | 6 | 8694 | 0 | 0 | 0 | 0 | 0 | 0 | 0 | 0 | 0 | 0 | 0 | 0 | 0 | 0 | 0 | 0 | 0 | 0 | 0 | 0 | 0 |  | 0 | 0 | 0 | 0 | 0 | 0 | 0 | 0 |  |  |  |  | 0 | 0 | 1 | 0 | 0 | 0 | 0 | 0 |  | 1 | 1 | 1 | 1 | 1 | 1 | 0 | 0 | 0 | 0 | 0 | 0 | 0 | 0 | 0 | 0 | 0 | 0 | 0 | 0 | 0 | 0 | 0 | 0 | 0 | 0 | 0 | 0 | 0 | 0 | 0
Thursday | 12 | 29 | 7 | 8695 | 0 | 0 | 0 | 0 | 0 | 0 | 0 | 0 | 0 | 0 | 0 | 0 | 0 | 0 | 0 | 0 | 0 | 0 | 0 | 0 | 0 |  | 0 | 0 | 0 | 0 | 0 | 0 | 0 | 0 |  |  |  |  | 0 | 0 | 1 | 0 | 0 | 0 | 0 | 0 |  | 1 | 1 | 1 | 1 | 1 | 1 | 0 | 0 | 0 | 0 | 0 | 0 | 0 | 0 | 0 | 0 | 0 | 0 | 0 | 0 | 0 | 0 | 0 | 0 | 0 | 0 | 0 | 0 | 0 | 0 | 0
Thursday | 12 | 29 | 8 | 8696 | 0 | 0 | 0 | 0 | 0 | 0 | 0 | 0 | 0 | 0 | 0 | 0 | 0 | 0 | 0 | 0 | 0 | 0 | 0 | 0 | 0 |  | 0 | 0 | 0 | 0 | 0 | 0 | 0 | 0 |  |  |  |  | 0 | 1 | 0 | 0 | 0 | 0 | 0 | 0 |  | 1 | #VALUE! | 1 | 1 | 1 | #VALUE! | 0 | 0 | 0 | 0 | 0 | 0 | 0 | 0 | 0 | 0 | 0 | 0 | 0 | 0 | 0 | 0 | 0 | 0 | 0 | 0 | 0 | 0 | 0 | 0 | 0
Thursday | 12 | 29 | 9 | 8697 | 0 | 0 | 0 | 0 | 0 | 0 | 0 | 0 | 0 | 0 | 0 | 0 | 0 | 0 | 0 | 0 | 0 | 0 | 0 | 0 | 0 |  | 0 | 0 | 0 | 0 | 0 | 0 | 0 | 0 |  |  |  |  | 0 | 1 | 0 | 0 | 0 | 0 | 0 | 0 |  | 1 | #VALUE! | 1 | 1 | 1 | #VALUE! | 0 | 0 | 0 | 0 | 0 | 0 | 0 | 0 | 0 | 0 | 0 | 0 | 0 | 0 | 0 | 0 | 0 | 0 | 0 | 0 | 0 | 0 | 0 | 0 | 0
Thursday | 12 | 29 | 10 | 8698 | 0 | 0 | 0 | 0 | 0 | 0 | 0 | 0 | 0 | 0 | 0 | 0 | 0 | 0 | 0 | 0 | 0 | 0 | 0 | 0 | 0 |  | 0 | 0 | 0 | 0 | 0 | 0 | 0 | 0 |  |  |  |  | 0 | 1 | 0 | 0 | 0 | 0 | 0 | 0 |  | 1 | #VALUE! | 1 | 1 | 1 | #VALUE! | 0 | 0 | 0 | 0 | 0 | 0 | 0 | 0 | 0 | 0 | 0 | 0 | 0 | 0 | 0 | 0 | 0 | 0 | 0 | 0 | 0 | 0 | 0 | 0 | 0
Thursday | 12 | 29 | 11 | 8699 | 0 | 0 | 0 | 0 | 0 | 0 | 0 | 0 | 0 | 0 | 0 | 0 | 0 | 0 | 0 | 0 | 0 | 0 | 0 | 0 | 0 |  | 0 | 0 | 0 | 0 | 0 | 0 | 0 | 0 |  |  |  |  | 0 | 1 | 0 | 0 | 0 | 0 | 0 | 0 |  | 1 | #VALUE! | 1 | 1 | 1 | #VALUE! | 0 | 0 | 0 | 0 | 0 | 0 | 0 | 0 | 0 | 0 | 0 | 0 | 0 | 0 | 0 | 0 | 0 | 0 | 0 | 0 | 0 | 0 | 0 | 0 | 0
Thursday | 12 | 29 | 12 | 8700 | 0 | 0 | 0 | 0 | 0 | 0 | 0 | 0 | 0 | 0 | 0 | 0 | 0 | 0 | 0 | 0 | 0 | 0 | 0 | 0 | 0 |  | 0 | 0 | 0 | 0 | 0 | 0 | 0 | 0 |  |  |  |  | 0 | 1 | 0 | 0 | 0 | 0 | 0 | 0 |  | 1 | #VALUE! | 1 | 1 | 1 | #VALUE! | 0 | 0 | 0 | 0 | 0 | 0 | 0 | 0 | 0 | 0 | 0 | 0 | 0 | 0 | 0 | 0 | 0 | 0 | 0 | 0 | 0 | 0 | 0 | 0 | 0
Thursday | 12 | 29 | 13 | 8701 | 0 | 0 | 0 | 0 | 0 | 0 | 0 | 0 | 0 | 0 | 0 | 0 | 0 | 0 | 0 | 0 | 0 | 0 | 0 | 0 | 0 |  | 0 | 0 | 0 | 0 | 0 | 0 | 0 | 0 |  |  |  |  | 0 | 1 | 0 | 0 | 0 | 0 | 0 | 0 |  | 1 | #VALUE! | 1 | 1 | 1 | #VALUE! | 0 | 0 | 0 | 0 | 0 | 0 | 0 | 0 | 0 | 0 | 0 | 0 | 0 | 0 | 0 | 0 | 0 | 0 | 0 | 0 | 0 | 0 | 0 | 0 | 0
Thursday | 12 | 29 | 14 | 8702 | 0 | 0 | 0 | 0 | 0 | 0 | 0 | 0 | 0 | 0 | 0 | 0 | 0 | 0 | 0 | 0 | 0 | 0 | 0 | 0 | 0 |  | 0 | 0 | 0 | 0 | 0 | 0 | 0 | 0 |  |  |  |  | 0 | 1 | 0 | 0 | 0 | 0 | 0 | 0 |  | 1 | #VALUE! | 1 | 1 | 1 | #VALUE! | 0 | 0 | 0 | 0 | 0 | 0 | 0 | 0 | 0 | 0 | 0 | 0 | 0 | 0 | 0 | 0 | 0 | 0 | 0 | 0 | 0 | 0 | 0 | 0 | 0
Thursday | 12 | 29 | 15 | 8703 | 0 | 0 | 0 | 0 | 0 | 0 | 0 | 0 | 0 | 0 | 0 | 0 | 0 | 0 | 0 | 0 | 0 | 0 | 0 | 0 | 0 |  | 0 | 0 | 0 | 0 | 0 | 0 | 0 | 0 |  |  |  |  | 0 | 1 | 0 | 0 | 0 | 0 | 0 | 0 |  | 1 | #VALUE! | 1 | 1 | 1 | #VALUE! | 0 | 0 | 0 | 0 | 0 | 0 | 0 | 0 | 0 | 0 | 0 | 0 | 0 | 0 | 0 | 0 | 0 | 0 | 0 | 0 | 0 | 0 | 0 | 0 | 0
Thursday | 12 | 29 | 16 | 8704 | 0 | 0 | 0 | 0 | 0 | 0 | 0 | 0 | 0 | 0 | 0 | 0 | 0 | 0 | 0 | 0 | 0 | 0 | 0 | 0 | 0 |  | 0 | 0 | 0 | 0 | 0 | 0 | 0 | 0 |  |  |  |  | 0 | 1 | 0 | 0 | 0 | 0 | 0 | 0 |  | 1 | #VALUE! | 1 | 1 | 1 | #VALUE! | 0 | 0 | 0 | 0 | 0 | 0 | 0 | 0 | 0 | 0 | 0 | 0 | 0 | 0 | 0 | 0 | 0 | 0 | 0 | 0 | 0 | 0 | 0 | 0 | 0
Thursday | 12 | 29 | 17 | 8705 | 0 | 0 | 0 | 0 | 0 | 0 | 0 | 0 | 0 | 0 | 0 | 0 | 0 | 0 | 0 | 0 | 0 | 0 | 0 | 0 | 0 |  | 0 | 0 | 0 | 0 | 0 | 0 | 0 | 0 |  |  |  |  | 0 | 1 | 0 | 0 | 0 | 0 | 0 | 0 |  | 1 | #VALUE! | 1 | 1 | 1 | #VALUE! | 0 | 0 | 0 | 0 | 0 | 0 | 0 | 0 | 0 | 0 | 0 | 0 | 0 | 0 | 0 | 0 | 0 | 0 | 0 | 0 | 0 | 0 | 0 | 0 | 0
Thursday | 12 | 29 | 18 | 8706 | 0 | 0 | 0 | 0 | 0 | 0 | 0 | 0 | 0 | 0 | 0 | 0 | 0 | 0 | 0 | 0 | 0 | 0 | 0 | 0 | 0 |  | 0 | 0 | 0 | 0 | 0 | 0 | 0 | 0 |  |  |  |  | 0 | 1 | 0 | 0 | 0 | 0 | 0 | 0 |  | 1 | #VALUE! | 1 | 1 | 1 | #VALUE! | 0 | 0 | 0 | 0 | 0 | 0 | 0 | 0 | 0 | 0 | 0 | 0 | 0 | 0 | 0 | 0 | 0 | 0 | 0 | 0 | 0 | 0 | 0 | 0 | 0
Thursday | 12 | 29 | 19 | 8707 | 0 | 0 | 0 | 0 | 0 | 0 | 0 | 0 | 0 | 0 | 0 | 0 | 0 | 0 | 0 | 0 | 0 | 0 | 0 | 0 | 0 |  | 0 | 0 | 0 | 0 | 0 | 0 | 0 | 0 |  |  |  |  | 1 | 0 | 0 | 0 | 0 | 0 | 0 | 0 |  | #VALUE! | 1 | 1 | 1 | 1 | #VALUE! | 0 | 0 | 0 | 0 | 0 | 0 | 0 | 0 | 0 | 0 | 0 | 0 | 0 | 0 | 0 | 0 | 0 | 0 | 0 | 0 | 0 | 0 | 0 | 0 | 0
Thursday | 12 | 29 | 20 | 8708 | 0 | 0 | 0 | 0 | 0 | 0 | 0 | 0 | 0 | 0 | 0 | 0 | 0 | 0 | 0 | 0 | 0 | 0 | 0 | 0 | 0 |  | 0 | 0 | 0 | 0 | 0 | 0 | 0 | 0 |  |  |  |  | 1 | 0 | 0 | 0 | 0 | 0 | 0 | 0 |  | #VALUE! | 1 | 1 | 1 | 1 | #VALUE! | 0 | 0 | 0 | 0 | 0 | 0 | 0 | 0 | 0 | 0 | 0 | 0 | 0 | 0 | 0 | 0 | 0 | 0 | 0 | 0 | 0 | 0 | 0 | 0 | 0
Thursday | 12 | 29 | 21 | 8709 | 0 | 0 | 0 | 0 | 0 | 0 | 0 | 0 | 0 | 0 | 0 | 0 | 0 | 0 | 0 | 0 | 0 | 0 | 0 | 0 | 0 |  | 0 | 0 | 0 | 0 | 0 | 0 | 0 | 0 |  |  |  |  | 0 | 1 | 0 | 0 | 0 | 0 | 0 | 0 |  | 1 | #VALUE! | 1 | 1 | 1 | #VALUE! | 0 | 0 | 0 | 0 | 0 | 0 | 0 | 0 | 0 | 0 | 0 | 0 | 0 | 0 | 0 | 0 | 0 | 0 | 0 | 0 | 0 | 0 | 0 | 0 | 0
Thursday | 12 | 29 | 22 | 8710 | 0 | 0 | 0 | 0 | 0 | 0 | 0 | 0 | 0 | 0 | 0 | 0 | 0 | 0 | 0 | 0 | 0 | 0 | 0 | 0 | 0 |  | 0 | 0 | 0 | 0 | 0 | 0 | 0 | 0 |  |  |  |  | 0 | 1 | 0 | 0 | 0 | 0 | 0 | 0 |  | 1 | #VALUE! | 1 | 1 | 1 | #VALUE! | 0 | 0 | 0 | 0 | 0 | 0 | 0 | 0 | 0 | 0 | 0 | 0 | 0 | 0 | 0 | 0 | 0 | 0 | 0 | 0 | 0 | 0 | 0 | 0 | 0
Thursday | 12 | 29 | 23 | 8711 | 0 | 0 | 0 | 0 | 0 | 0 | 0 | 0 | 0 | 0 | 0 | 0 | 0 | 0 | 0 | 0 | 0 | 0 | 0 | 0 | 0 |  | 0 | 0 | 0 | 0 | 0 | 0 | 0 | 0 |  |  |  |  | 0 | 0 | 1 | 0 | 0 | 0 | 0 | 0 |  | 1 | 1 | 1 | 1 | 1 | 1 | 0 | 0 | 0 | 0 | 0 | 0 | 0 | 0 | 0 | 0 | 0 | 0 | 0 | 0 | 0 | 0 | 0 | 0 | 0 | 0 | 0 | 0 | 0 | 0 | 0
Thursday | 12 | 29 | 24 | 8712 | 0 | 0 | 0 | 0 | 0 | 0 | 0 | 0 | 0 | 0 | 0 | 0 | 0 | 0 | 0 | 0 | 0 | 0 | 0 | 0 | 0 |  | 0 | 0 | 0 | 0 | 0 | 0 | 0 | 0 |  |  |  |  | 0 | 0 | 1 | 0 | 0 | 0 | 0 | 0 |  | 1 | 1 | 1 | 1 | 1 | 1 | 0 | 0 | 0 | 0 | 0 | 0 | 0 | 0 | 0 | 0 | 0 | 0 | 0 | 0 | 0 | 0 | 0 | 0 | 0 | 0 | 0 | 0 | 0 | 0 | 0
Friday | 12 | 30 | 1 | 8713 | 0 | 0 | 0 | 0 | 0 | 0 | 0 | 0 | 0 | 0 | 0 | 0 | 0 | 0 | 0 | 0 | 0 | 0 | 0 | 0 | 0 |  | 0 | 0 | 0 | 0 | 0 | 0 | 0 | 0 |  |  |  |  | 0 | 0 | 1 | 0 | 0 | 0 | 0 | 0 |  | 1 | 1 | 1 | 1 | 1 | 1 | 0 | 0 | 0 | 0 | 0 | 0 | 0 | 0 | 0 | 0 | 0 | 0 | 0 | 0 | 0 | 0 | 0 | 0 | 0 | 0 | 0 | 0 | 0 | 0 | 0
Friday | 12 | 30 | 2 | 8714 | 0 | 0 | 0 | 0 | 0 | 0 | 0 | 0 | 0 | 0 | 0 | 0 | 0 | 0 | 0 | 0 | 0 | 0 | 0 | 0 | 0 |  | 0 | 0 | 0 | 0 | 0 | 0 | 0 | 0 |  |  |  |  | 0 | 0 | 1 | 0 | 0 | 0 | 0 | 0 |  | 1 | 1 | 1 | 1 | 1 | 1 | 0 | 0 | 0 | 0 | 0 | 0 | 0 | 0 | 0 | 0 | 0 | 0 | 0 | 0 | 0 | 0 | 0 | 0 | 0 | 0 | 0 | 0 | 0 | 0 | 0
Friday | 12 | 30 | 3 | 8715 | 0 | 0 | 0 | 0 | 0 | 0 | 0 | 0 | 0 | 0 | 0 | 0 | 0 | 0 | 0 | 0 | 0 | 0 | 0 | 0 | 0 |  | 0 | 0 | 0 | 0 | 0 | 0 | 0 | 0 |  |  |  |  | 0 | 0 | 1 | 0 | 0 | 0 | 0 | 0 |  | 1 | 1 | 1 | 1 | 1 | 1 | 0 | 0 | 0 | 0 | 0 | 0 | 0 | 0 | 0 | 0 | 0 | 0 | 0 | 0 | 0 | 0 | 0 | 0 | 0 | 0 | 0 | 0 | 0 | 0 | 0
Friday | 12 | 30 | 4 | 8716 | 0 | 0 | 0 | 0 | 0 | 0 | 0 | 0 | 0 | 0 | 0 | 0 | 0 | 0 | 0 | 0 | 0 | 0 | 0 | 0 | 0 |  | 0 | 0 | 0 | 0 | 0 | 0 | 0 | 0 |  |  |  |  | 0 | 0 | 1 | 0 | 0 | 0 | 0 | 0 |  | 1 | 1 | 1 | 1 | 1 | 1 | 0 | 0 | 0 | 0 | 0 | 0 | 0 | 0 | 0 | 0 | 0 | 0 | 0 | 0 | 0 | 0 | 0 | 0 | 0 | 0 | 0 | 0 | 0 | 0 | 0
Friday | 12 | 30 | 5 | 8717 | 0 | 0 | 0 | 0 | 0 | 0 | 0 | 0 | 0 | 0 | 0 | 0 | 0 | 0 | 0 | 0 | 0 | 0 | 0 | 0 | 0 |  | 0 | 0 | 0 | 0 | 0 | 0 | 0 | 0 |  |  |  |  | 0 | 0 | 1 | 0 | 0 | 0 | 0 | 0 |  | 1 | 1 | 1 | 1 | 1 | 1 | 0 | 0 | 0 | 0 | 0 | 0 | 0 | 0 | 0 | 0 | 0 | 0 | 0 | 0 | 0 | 0 | 0 | 0 | 0 | 0 | 0 | 0 | 0 | 0 | 0
Friday | 12 | 30 | 6 | 8718 | 0 | 0 | 0 | 0 | 0 | 0 | 0 | 0 | 0 | 0 | 0 | 0 | 0 | 0 | 0 | 0 | 0 | 0 | 0 | 0 | 0 |  | 0 | 0 | 0 | 0 | 0 | 0 | 0 | 0 |  |  |  |  | 0 | 0 | 1 | 0 | 0 | 0 | 0 | 0 |  | 1 | 1 | 1 | 1 | 1 | 1 | 0 | 0 | 0 | 0 | 0 | 0 | 0 | 0 | 0 | 0 | 0 | 0 | 0 | 0 | 0 | 0 | 0 | 0 | 0 | 0 | 0 | 0 | 0 | 0 | 0
Friday | 12 | 30 | 7 | 8719 | 0 | 0 | 0 | 0 | 0 | 0 | 0 | 0 | 0 | 0 | 0 | 0 | 0 | 0 | 0 | 0 | 0 | 0 | 0 | 0 | 0 |  | 0 | 0 | 0 | 0 | 0 | 0 | 0 | 0 |  |  |  |  | 0 | 0 | 1 | 0 | 0 | 0 | 0 | 0 |  | 1 | 1 | 1 | 1 | 1 | 1 | 0 | 0 | 0 | 0 | 0 | 0 | 0 | 0 | 0 | 0 | 0 | 0 | 0 | 0 | 0 | 0 | 0 | 0 | 0 | 0 | 0 | 0 | 0 | 0 | 0
Friday | 12 | 30 | 8 | 8720 | 0 | 0 | 0 | 0 | 0 | 0 | 0 | 0 | 0 | 0 | 0 | 0 | 0 | 0 | 0 | 0 | 0 | 0 | 0 | 0 | 0 |  | 0 | 0 | 0 | 0 | 0 | 0 | 0 | 0 |  |  |  |  | 0 | 1 | 0 | 0 | 0 | 0 | 0 | 0 |  | 1 | #VALUE! | 1 | 1 | 1 | #VALUE! | 0 | 0 | 0 | 0 | 0 | 0 | 0 | 0 | 0 | 0 | 0 | 0 | 0 | 0 | 0 | 0 | 0 | 0 | 0 | 0 | 0 | 0 | 0 | 0 | 0
Friday | 12 | 30 | 9 | 8721 | 0 | 0 | 0 | 0 | 0 | 0 | 0 | 0 | 0 | 0 | 0 | 0 | 0 | 0 | 0 | 0 | 0 | 0 | 0 | 0 | 0 |  | 0 | 0 | 0 | 0 | 0 | 0 | 0 | 0 |  |  |  |  | 0 | 1 | 0 | 0 | 0 | 0 | 0 | 0 |  | 1 | #VALUE! | 1 | 1 | 1 | #VALUE! | 0 | 0 | 0 | 0 | 0 | 0 | 0 | 0 | 0 | 0 | 0 | 0 | 0 | 0 | 0 | 0 | 0 | 0 | 0 | 0 | 0 | 0 | 0 | 0 | 0
Friday | 12 | 30 | 10 | 8722 | 0 | 0 | 0 | 0 | 0 | 0 | 0 | 0 | 0 | 0 | 0 | 0 | 0 | 0 | 0 | 0 | 0 | 0 | 0 | 0 | 0 |  | 0 | 0 | 0 | 0 | 0 | 0 | 0 | 0 |  |  |  |  | 0 | 1 | 0 | 0 | 0 | 0 | 0 | 0 |  | 1 | #VALUE! | 1 | 1 | 1 | #VALUE! | 0 | 0 | 0 | 0 | 0 | 0 | 0 | 0 | 0 | 0 | 0 | 0 | 0 | 0 | 0 | 0 | 0 | 0 | 0 | 0 | 0 | 0 | 0 | 0 | 0
Friday | 12 | 30 | 11 | 8723 | 0 | 0 | 0 | 0 | 0 | 0 | 0 | 0 | 0 | 0 | 0 | 0 | 0 | 0 | 0 | 0 | 0 | 0 | 0 | 0 | 0 |  | 0 | 0 | 0 | 0 | 0 | 0 | 0 | 0 |  |  |  |  | 0 | 1 | 0 | 0 | 0 | 0 | 0 | 0 |  | 1 | #VALUE! | 1 | 1 | 1 | #VALUE! | 0 | 0 | 0 | 0 | 0 | 0 | 0 | 0 | 0 | 0 | 0 | 0 | 0 | 0 | 0 | 0 | 0 | 0 | 0 | 0 | 0 | 0 | 0 | 0 | 0
Friday | 12 | 30 | 12 | 8724 | 0 | 0 | 0 | 0 | 0 | 0 | 0 | 0 | 0 | 0 | 0 | 0 | 0 | 0 | 0 | 0 | 0 | 0 | 0 | 0 | 0 |  | 0 | 0 | 0 | 0 | 0 | 0 | 0 | 0 |  |  |  |  | 0 | 1 | 0 | 0 | 0 | 0 | 0 | 0 |  | 1 | #VALUE! | 1 | 1 | 1 | #VALUE! | 0 | 0 | 0 | 0 | 0 | 0 | 0 | 0 | 0 | 0 | 0 | 0 | 0 | 0 | 0 | 0 | 0 | 0 | 0 | 0 | 0 | 0 | 0 | 0 | 0
Friday | 12 | 30 | 13 | 8725 | 0 | 0 | 0 | 0 | 0 | 0 | 0 | 0 | 0 | 0 | 0 | 0 | 0 | 0 | 0 | 0 | 0 | 0 | 0 | 0 | 0 |  | 0 | 0 | 0 | 0 | 0 | 0 | 0 | 0 |  |  |  |  | 0 | 1 | 0 | 0 | 0 | 0 | 0 | 0 |  | 1 | #VALUE! | 1 | 1 | 1 | #VALUE! | 0 | 0 | 0 | 0 | 0 | 0 | 0 | 0 | 0 | 0 | 0 | 0 | 0 | 0 | 0 | 0 | 0 | 0 | 0 | 0 | 0 | 0 | 0 | 0 | 0
Friday | 12 | 30 | 14 | 8726 | 0 | 0 | 0 | 0 | 0 | 0 | 0 | 0 | 0 | 0 | 0 | 0 | 0 | 0 | 0 | 0 | 0 | 0 | 0 | 0 | 0 |  | 0 | 0 | 0 | 0 | 0 | 0 | 0 | 0 |  |  |  |  | 0 | 1 | 0 | 0 | 0 | 0 | 0 | 0 |  | 1 | #VALUE! | 1 | 1 | 1 | #VALUE! | 0 | 0 | 0 | 0 | 0 | 0 | 0 | 0 | 0 | 0 | 0 | 0 | 0 | 0 | 0 | 0 | 0 | 0 | 0 | 0 | 0 | 0 | 0 | 0 | 0
Friday | 12 | 30 | 15 | 8727 | 0 | 0 | 0 | 0 | 0 | 0 | 0 | 0 | 0 | 0 | 0 | 0 | 0 | 0 | 0 | 0 | 0 | 0 | 0 | 0 | 0 |  | 0 | 0 | 0 | 0 | 0 | 0 | 0 | 0 |  |  |  |  | 0 | 1 | 0 | 0 | 0 | 0 | 0 | 0 |  | 1 | #VALUE! | 1 | 1 | 1 | #VALUE! | 0 | 0 | 0 | 0 | 0 | 0 | 0 | 0 | 0 | 0 | 0 | 0 | 0 | 0 | 0 | 0 | 0 | 0 | 0 | 0 | 0 | 0 | 0 | 0 | 0
Friday | 12 | 30 | 16 | 8728 | 0 | 0 | 0 | 0 | 0 | 0 | 0 | 0 | 0 | 0 | 0 | 0 | 0 | 0 | 0 | 0 | 0 | 0 | 0 | 0 | 0 |  | 0 | 0 | 0 | 0 | 0 | 0 | 0 | 0 |  |  |  |  | 0 | 1 | 0 | 0 | 0 | 0 | 0 | 0 |  | 1 | #VALUE! | 1 | 1 | 1 | #VALUE! | 0 | 0 | 0 | 0 | 0 | 0 | 0 | 0 | 0 | 0 | 0 | 0 | 0 | 0 | 0 | 0 | 0 | 0 | 0 | 0 | 0 | 0 | 0 | 0 | 0
Friday | 12 | 30 | 17 | 8729 | 0 | 0 | 0 | 0 | 0 | 0 | 0 | 0 | 0 | 0 | 0 | 0 | 0 | 0 | 0 | 0 | 0 | 0 | 0 | 0 | 0 |  | 0 | 0 | 0 | 0 | 0 | 0 | 0 | 0 |  |  |  |  | 0 | 1 | 0 | 0 | 0 | 0 | 0 | 0 |  | 1 | #VALUE! | 1 | 1 | 1 | #VALUE! | 0 | 0 | 0 | 0 | 0 | 0 | 0 | 0 | 0 | 0 | 0 | 0 | 0 | 0 | 0 | 0 | 0 | 0 | 0 | 0 | 0 | 0 | 0 | 0 | 0
Friday | 12 | 30 | 18 | 8730 | 0 | 0 | 0 | 0 | 0 | 0 | 0 | 0 | 0 | 0 | 0 | 0 | 0 | 0 | 0 | 0 | 0 | 0 | 0 | 0 | 0 |  | 0 | 0 | 0 | 0 | 0 | 0 | 0 | 0 |  |  |  |  | 0 | 1 | 0 | 0 | 0 | 0 | 0 | 0 |  | 1 | #VALUE! | 1 | 1 | 1 | #VALUE! | 0 | 0 | 0 | 0 | 0 | 0 | 0 | 0 | 0 | 0 | 0 | 0 | 0 | 0 | 0 | 0 | 0 | 0 | 0 | 0 | 0 | 0 | 0 | 0 | 0
Friday | 12 | 30 | 19 | 8731 | 0 | 0 | 0 | 0 | 0 | 0 | 0 | 0 | 0 | 0 | 0 | 0 | 0 | 0 | 0 | 0 | 0 | 0 | 0 | 0 | 0 |  | 0 | 0 | 0 | 0 | 0 | 0 | 0 | 0 |  |  |  |  | 1 | 0 | 0 | 0 | 0 | 0 | 0 | 0 |  | #VALUE! | 1 | 1 | 1 | 1 | #VALUE! | 0 | 0 | 0 | 0 | 0 | 0 | 0 | 0 | 0 | 0 | 0 | 0 | 0 | 0 | 0 | 0 | 0 | 0 | 0 | 0 | 0 | 0 | 0 | 0 | 0
Friday | 12 | 30 | 20 | 8732 | 0 | 0 | 0 | 0 | 0 | 0 | 0 | 0 | 0 | 0 | 0 | 0 | 0 | 0 | 0 | 0 | 0 | 0 | 0 | 0 | 0 |  | 0 | 0 | 0 | 0 | 0 | 0 | 0 | 0 |  |  |  |  | 1 | 0 | 0 | 0 | 0 | 0 | 0 | 0 |  | #VALUE! | 1 | 1 | 1 | 1 | #VALUE! | 0 | 0 | 0 | 0 | 0 | 0 | 0 | 0 | 0 | 0 | 0 | 0 | 0 | 0 | 0 | 0 | 0 | 0 | 0 | 0 | 0 | 0 | 0 | 0 | 0
Friday | 12 | 30 | 21 | 8733 | 0 | 0 | 0 | 0 | 0 | 0 | 0 | 0 | 0 | 0 | 0 | 0 | 0 | 0 | 0 | 0 | 0 | 0 | 0 | 0 | 0 |  | 0 | 0 | 0 | 0 | 0 | 0 | 0 | 0 |  |  |  |  | 0 | 1 | 0 | 0 | 0 | 0 | 0 | 0 |  | 1 | #VALUE! | 1 | 1 | 1 | #VALUE! | 0 | 0 | 0 | 0 | 0 | 0 | 0 | 0 | 0 | 0 | 0 | 0 | 0 | 0 | 0 | 0 | 0 | 0 | 0 | 0 | 0 | 0 | 0 | 0 | 0
Friday | 12 | 30 | 22 | 8734 | 0 | 0 | 0 | 0 | 0 | 0 | 0 | 0 | 0 | 0 | 0 | 0 | 0 | 0 | 0 | 0 | 0 | 0 | 0 | 0 | 0 |  | 0 | 0 | 0 | 0 | 0 | 0 | 0 | 0 |  |  |  |  | 0 | 1 | 0 | 0 | 0 | 0 | 0 | 0 |  | 1 | #VALUE! | 1 | 1 | 1 | #VALUE! | 0 | 0 | 0 | 0 | 0 | 0 | 0 | 0 | 0 | 0 | 0 | 0 | 0 | 0 | 0 | 0 | 0 | 0 | 0 | 0 | 0 | 0 | 0 | 0 | 0
Friday | 12 | 30 | 23 | 8735 | 0 | 0 | 0 | 0 | 0 | 0 | 0 | 0 | 0 | 0 | 0 | 0 | 0 | 0 | 0 | 0 | 0 | 0 | 0 | 0 | 0 |  | 0 | 0 | 0 | 0 | 0 | 0 | 0 | 0 |  |  |  |  | 0 | 0 | 1 | 0 | 0 | 0 | 0 | 0 |  | 1 | 1 | 1 | 1 | 1 | 1 | 0 | 0 | 0 | 0 | 0 | 0 | 0 | 0 | 0 | 0 | 0 | 0 | 0 | 0 | 0 | 0 | 0 | 0 | 0 | 0 | 0 | 0 | 0 | 0 | 0
Friday | 12 | 30 | 24 | 8736 | 0 | 0 | 0 | 0 | 0 | 0 | 0 | 0 | 0 | 0 | 0 | 0 | 0 | 0 | 0 | 0 | 0 | 0 | 0 | 0 | 0 |  | 0 | 0 | 0 | 0 | 0 | 0 | 0 | 0 |  |  |  |  | 0 | 0 | 1 | 0 | 0 | 0 | 0 | 0 |  | 1 | 1 | 1 | 1 | 1 | 1 | 0 | 0 | 0 | 0 | 0 | 0 | 0 | 0 | 0 | 0 | 0 | 0 | 0 | 0 | 0 | 0 | 0 | 0 | 0 | 0 | 0 | 0 | 0 | 0 | 0
Saturday | 12 | 31 | 1 | 8737 | 0 | 0 | 0 | 0 | 0 | 0 | 0 | 0 | 0 | 0 | 0 | 0 | 0 | 0 | 0 | 0 | 0 | 0 | 0 | 0 | 0 |  | 0 | 0 | 0 | 0 | 0 | 0 | 0 | 0 |  |  |  |  | 0 | 0 | 1 | 0 | 0 | 0 | 0 | 0 |  | 1 | 1 | 1 | 1 | 1 | 1 | 0 | 0 | 0 | 0 | 0 | 0 | 0 | 0 | 0 | 0 | 0 | 0 | 0 | 0 | 0 | 0 | 0 | 0 | 0 | 0 | 0 | 0 | 0 | 0 | 0
Saturday | 12 | 31 | 2 | 8738 | 0 | 0 | 0 | 0 | 0 | 0 | 0 | 0 | 0 | 0 | 0 | 0 | 0 | 0 | 0 | 0 | 0 | 0 | 0 | 0 | 0 |  | 0 | 0 | 0 | 0 | 0 | 0 | 0 | 0 |  |  |  |  | 0 | 0 | 1 | 0 | 0 | 0 | 0 | 0 |  | 1 | 1 | 1 | 1 | 1 | 1 | 0 | 0 | 0 | 0 | 0 | 0 | 0 | 0 | 0 | 0 | 0 | 0 | 0 | 0 | 0 | 0 | 0 | 0 | 0 | 0 | 0 | 0 | 0 | 0 | 0
Saturday | 12 | 31 | 3 | 8739 | 0 | 0 | 0 | 0 | 0 | 0 | 0 | 0 | 0 | 0 | 0 | 0 | 0 | 0 | 0 | 0 | 0 | 0 | 0 | 0 | 0 |  | 0 | 0 | 0 | 0 | 0 | 0 | 0 | 0 |  |  |  |  | 0 | 0 | 1 | 0 | 0 | 0 | 0 | 0 |  | 1 | 1 | 1 | 1 | 1 | 1 | 0 | 0 | 0 | 0 | 0 | 0 | 0 | 0 | 0 | 0 | 0 | 0 | 0 | 0 | 0 | 0 | 0 | 0 | 0 | 0 | 0 | 0 | 0 | 0 | 0
Saturday | 12 | 31 | 4 | 8740 | 0 | 0 | 0 | 0 | 0 | 0 | 0 | 0 | 0 | 0 | 0 | 0 | 0 | 0 | 0 | 0 | 0 | 0 | 0 | 0 | 0 |  | 0 | 0 | 0 | 0 | 0 | 0 | 0 | 0 |  |  |  |  | 0 | 0 | 1 | 0 | 0 | 0 | 0 | 0 |  | 1 | 1 | 1 | 1 | 1 | 1 | 0 | 0 | 0 | 0 | 0 | 0 | 0 | 0 | 0 | 0 | 0 | 0 | 0 | 0 | 0 | 0 | 0 | 0 | 0 | 0 | 0 | 0 | 0 | 0 | 0
Saturday | 12 | 31 | 5 | 8741 | 0 | 0 | 0 | 0 | 0 | 0 | 0 | 0 | 0 | 0 | 0 | 0 | 0 | 0 | 0 | 0 | 0 | 0 | 0 | 0 | 0 |  | 0 | 0 | 0 | 0 | 0 | 0 | 0 | 0 |  |  |  |  | 0 | 0 | 1 | 0 | 0 | 0 | 0 | 0 |  | 1 | 1 | 1 | 1 | 1 | 1 | 0 | 0 | 0 | 0 | 0 | 0 | 0 | 0 | 0 | 0 | 0 | 0 | 0 | 0 | 0 | 0 | 0 | 0 | 0 | 0 | 0 | 0 | 0 | 0 | 0
Saturday | 12 | 31 | 6 | 8742 | 0 | 0 | 0 | 0 | 0 | 0 | 0 | 0 | 0 | 0 | 0 | 0 | 0 | 0 | 0 | 0 | 0 | 0 | 0 | 0 | 0 |  | 0 | 0 | 0 | 0 | 0 | 0 | 0 | 0 |  |  |  |  | 0 | 0 | 1 | 0 | 0 | 0 | 0 | 0 |  | 1 | 1 | 1 | 1 | 1 | 1 | 0 | 0 | 0 | 0 | 0 | 0 | 0 | 0 | 0 | 0 | 0 | 0 | 0 | 0 | 0 | 0 | 0 | 0 | 0 | 0 | 0 | 0 | 0 | 0 | 0
Saturday | 12 | 31 | 7 | 8743 | 0 | 0 | 0 | 0 | 0 | 0 | 0 | 0 | 0 | 0 | 0 | 0 | 0 | 0 | 0 | 0 | 0 | 0 | 0 | 0 | 0 |  | 0 | 0 | 0 | 0 | 0 | 0 | 0 | 0 |  |  |  |  | 0 | 0 | 1 | 0 | 0 | 0 | 0 | 0 |  | 1 | 1 | 1 | 1 | 1 | 1 | 0 | 0 | 0 | 0 | 0 | 0 | 0 | 0 | 0 | 0 | 0 | 0 | 0 | 0 | 0 | 0 | 0 | 0 | 0 | 0 | 0 | 0 | 0 | 0 | 0
Saturday | 12 | 31 | 8 | 8744 | 0 | 0 | 0 | 0 | 0 | 0 | 0 | 0 | 0 | 0 | 0 | 0 | 0 | 0 | 0 | 0 | 0 | 0 | 0 | 0 | 0 |  | 0 | 0 | 0 | 0 | 0 | 0 | 0 | 0 |  |  |  |  | 0 | 0 | 1 | 0 | 0 | 0 | 0 | 0 |  | 1 | 1 | 1 | 1 | 1 | 1 | 0 | 0 | 0 | 0 | 0 | 0 | 0 | 0 | 0 | 0 | 0 | 0 | 0 | 0 | 0 | 0 | 0 | 0 | 0 | 0 | 0 | 0 | 0 | 0 | 0
Saturday | 12 | 31 | 9 | 8745 | 0 | 0 | 0 | 0 | 0 | 0 | 0 | 0 | 0 | 0 | 0 | 0 | 0 | 0 | 0 | 0 | 0 | 0 | 0 | 0 | 0 |  | 0 | 0 | 0 | 0 | 0 | 0 | 0 | 0 |  |  |  |  | 0 | 0 | 1 | 0 | 0 | 0 | 0 | 0 |  | 1 | 1 | 1 | 1 | 1 | 1 | 0 | 0 | 0 | 0 | 0 | 0 | 0 | 0 | 0 | 0 | 0 | 0 | 0 | 0 | 0 | 0 | 0 | 0 | 0 | 0 | 0 | 0 | 0 | 0 | 0
Saturday | 12 | 31 | 10 | 8746 | 0 | 0 | 0 | 0 | 0 | 0 | 0 | 0 | 0 | 0 | 0 | 0 | 0 | 0 | 0 | 0 | 0 | 0 | 0 | 0 | 0 |  | 0 | 0 | 0 | 0 | 0 | 0 | 0 | 0 |  |  |  |  | 0 | 0 | 1 | 0 | 0 | 0 | 0 | 0 |  | 1 | 1 | 1 | 1 | 1 | 1 | 0 | 0 | 0 | 0 | 0 | 0 | 0 | 0 | 0 | 0 | 0 | 0 | 0 | 0 | 0 | 0 | 0 | 0 | 0 | 0 | 0 | 0 | 0 | 0 | 0
Saturday | 12 | 31 | 11 | 8747 | 0 | 0 | 0 | 0 | 0 | 0 | 0 | 0 | 0 | 0 | 0 | 0 | 0 | 0 | 0 | 0 | 0 | 0 | 0 | 0 | 0 |  | 0 | 0 | 0 | 0 | 0 | 0 | 0 | 0 |  |  |  |  | 0 | 0 | 1 | 0 | 0 | 0 | 0 | 0 |  | 1 | 1 | 1 | 1 | 1 | 1 | 0 | 0 | 0 | 0 | 0 | 0 | 0 | 0 | 0 | 0 | 0 | 0 | 0 | 0 | 0 | 0 | 0 | 0 | 0 | 0 | 0 | 0 | 0 | 0 | 0
Saturday | 12 | 31 | 12 | 8748 | 0 | 0 | 0 | 0 | 0 | 0 | 0 | 0 | 0 | 0 | 0 | 0 | 0 | 0 | 0 | 0 | 0 | 0 | 0 | 0 | 0 |  | 0 | 0 | 0 | 0 | 0 | 0 | 0 | 0 |  |  |  |  | 0 | 0 | 1 | 0 | 0 | 0 | 0 | 0 |  | 1 | 1 | 1 | 1 | 1 | 1 | 0 | 0 | 0 | 0 | 0 | 0 | 0 | 0 | 0 | 0 | 0 | 0 | 0 | 0 | 0 | 0 | 0 | 0 | 0 | 0 | 0 | 0 | 0 | 0 | 0
Saturday | 12 | 31 | 13 | 8749 | 0 | 0 | 0 | 0 | 0 | 0 | 0 | 0 | 0 | 0 | 0 | 0 | 0 | 0 | 0 | 0 | 0 | 0 | 0 | 0 | 0 |  | 0 | 0 | 0 | 0 | 0 | 0 | 0 | 0 |  |  |  |  | 0 | 0 | 1 | 0 | 0 | 0 | 0 | 0 |  | 1 | 1 | 1 | 1 | 1 | 1 | 0 | 0 | 0 | 0 | 0 | 0 | 0 | 0 | 0 | 0 | 0 | 0 | 0 | 0 | 0 | 0 | 0 | 0 | 0 | 0 | 0 | 0 | 0 | 0 | 0
Saturday | 12 | 31 | 14 | 8750 | 0 | 0 | 0 | 0 | 0 | 0 | 0 | 0 | 0 | 0 | 0 | 0 | 0 | 0 | 0 | 0 | 0 | 0 | 0 | 0 | 0 |  | 0 | 0 | 0 | 0 | 0 | 0 | 0 | 0 |  |  |  |  | 0 | 0 | 1 | 0 | 0 | 0 | 0 | 0 |  | 1 | 1 | 1 | 1 | 1 | 1 | 0 | 0 | 0 | 0 | 0 | 0 | 0 | 0 | 0 | 0 | 0 | 0 | 0 | 0 | 0 | 0 | 0 | 0 | 0 | 0 | 0 | 0 | 0 | 0 | 0
Saturday | 12 | 31 | 15 | 8751 | 0 | 0 | 0 | 0 | 0 | 0 | 0 | 0 | 0 | 0 | 0 | 0 | 0 | 0 | 0 | 0 | 0 | 0 | 0 | 0 | 0 |  | 0 | 0 | 0 | 0 | 0 | 0 | 0 | 0 |  |  |  |  | 0 | 0 | 1 | 0 | 0 | 0 | 0 | 0 |  | 1 | 1 | 1 | 1 | 1 | 1 | 0 | 0 | 0 | 0 | 0 | 0 | 0 | 0 | 0 | 0 | 0 | 0 | 0 | 0 | 0 | 0 | 0 | 0 | 0 | 0 | 0 | 0 | 0 | 0 | 0
Saturday | 12 | 31 | 16 | 8752 | 0 | 0 | 0 | 0 | 0 | 0 | 0 | 0 | 0 | 0 | 0 | 0 | 0 | 0 | 0 | 0 | 0 | 0 | 0 | 0 | 0 |  | 0 | 0 | 0 | 0 | 0 | 0 | 0 | 0 |  |  |  |  | 0 | 0 | 1 | 0 | 0 | 0 | 0 | 0 |  | 1 | 1 | 1 | 1 | 1 | 1 | 0 | 0 | 0 | 0 | 0 | 0 | 0 | 0 | 0 | 0 | 0 | 0 | 0 | 0 | 0 | 0 | 0 | 0 | 0 | 0 | 0 | 0 | 0 | 0 | 0
Saturday | 12 | 31 | 17 | 8753 | 0 | 0 | 0 | 0 | 0 | 0 | 0 | 0 | 0 | 0 | 0 | 0 | 0 | 0 | 0 | 0 | 0 | 0 | 0 | 0 | 0 |  | 0 | 0 | 0 | 0 | 0 | 0 | 0 | 0 |  |  |  |  | 0 | 0 | 1 | 0 | 0 | 0 | 0 | 0 |  | 1 | 1 | 1 | 1 | 1 | 1 | 0 | 0 | 0 | 0 | 0 | 0 | 0 | 0 | 0 | 0 | 0 | 0 | 0 | 0 | 0 | 0 | 0 | 0 | 0 | 0 | 0 | 0 | 0 | 0 | 0
Saturday | 12 | 31 | 18 | 8754 | 0 | 0 | 0 | 0 | 0 | 0 | 0 | 0 | 0 | 0 | 0 | 0 | 0 | 0 | 0 | 0 | 0 | 0 | 0 | 0 | 0 |  | 0 | 0 | 0 | 0 | 0 | 0 | 0 | 0 |  |  |  |  | 0 | 0 | 1 | 0 | 0 | 0 | 0 | 0 |  | 1 | 1 | 1 | 1 | 1 | 1 | 0 | 0 | 0 | 0 | 0 | 0 | 0 | 0 | 0 | 0 | 0 | 0 | 0 | 0 | 0 | 0 | 0 | 0 | 0 | 0 | 0 | 0 | 0 | 0 | 0
Saturday | 12 | 31 | 19 | 8755 | 0 | 0 | 0 | 0 | 0 | 0 | 0 | 0 | 0 | 0 | 0 | 0 | 0 | 0 | 0 | 0 | 0 | 0 | 0 | 0 | 0 |  | 0 | 0 | 0 | 0 | 0 | 0 | 0 | 0 |  |  |  |  | 0 | 0 | 1 | 0 | 0 | 0 | 0 | 0 |  | 1 | 1 | 1 | 1 | 1 | 1 | 0 | 0 | 0 | 0 | 0 | 0 | 0 | 0 | 0 | 0 | 0 | 0 | 0 | 0 | 0 | 0 | 0 | 0 | 0 | 0 | 0 | 0 | 0 | 0 | 0
Saturday | 12 | 31 | 20 | 8756 | 0 | 0 | 0 | 0 | 0 | 0 | 0 | 0 | 0 | 0 | 0 | 0 | 0 | 0 | 0 | 0 | 0 | 0 | 0 | 0 | 0 |  | 0 | 0 | 0 | 0 | 0 | 0 | 0 | 0 |  |  |  |  | 0 | 0 | 1 | 0 | 0 | 0 | 0 | 0 |  | 1 | 1 | 1 | 1 | 1 | 1 | 0 | 0 | 0 | 0 | 0 | 0 | 0 | 0 | 0 | 0 | 0 | 0 | 0 | 0 | 0 | 0 | 0 | 0 | 0 | 0 | 0 | 0 | 0 | 0 | 0
Saturday | 12 | 31 | 21 | 8757 | 0 | 0 | 0 | 0 | 0 | 0 | 0 | 0 | 0 | 0 | 0 | 0 | 0 | 0 | 0 | 0 | 0 | 0 | 0 | 0 | 0 |  | 0 | 0 | 0 | 0 | 0 | 0 | 0 | 0 |  |  |  |  | 0 | 0 | 1 | 0 | 0 | 0 | 0 | 0 |  | 1 | 1 | 1 | 1 | 1 | 1 | 0 | 0 | 0 | 0 | 0 | 0 | 0 | 0 | 0 | 0 | 0 | 0 | 0 | 0 | 0 | 0 | 0 | 0 | 0 | 0 | 0 | 0 | 0 | 0 | 0
Saturday | 12 | 31 | 22 | 8758 | 0 | 0 | 0 | 0 | 0 | 0 | 0 | 0 | 0 | 0 | 0 | 0 | 0 | 0 | 0 | 0 | 0 | 0 | 0 | 0 | 0 |  | 0 | 0 | 0 | 0 | 0 | 0 | 0 | 0 |  |  |  |  | 0 | 0 | 1 | 0 | 0 | 0 | 0 | 0 |  | 1 | 1 | 1 | 1 | 1 | 1 | 0 | 0 | 0 | 0 | 0 | 0 | 0 | 0 | 0 | 0 | 0 | 0 | 0 | 0 | 0 | 0 | 0 | 0 | 0 | 0 | 0 | 0 | 0 | 0 | 0
Saturday | 12 | 31 | 23 | 8759 | 0 | 0 | 0 | 0 | 0 | 0 | 0 | 0 | 0 | 0 | 0 | 0 | 0 | 0 | 0 | 0 | 0 | 0 | 0 | 0 | 0 |  | 0 | 0 | 0 | 0 | 0 | 0 | 0 | 0 |  |  |  |  | 0 | 0 | 1 | 0 | 0 | 0 | 0 | 0 |  | 1 | 1 | 1 | 1 | 1 | 1 | 0 | 0 | 0 | 0 | 0 | 0 | 0 | 0 | 0 | 0 | 0 | 0 | 0 | 0 | 0 | 0 | 0 | 0 | 0 | 0 | 0 | 0 | 0 | 0 | 0
Saturday | 12 | 31 | 24 | 8760 | 0 | 0 | 0 | 0 | 0 | 0 | 0 | 0 | 0 | 0 | 0 | 0 | 0 | 0 | 0 | 0 | 0 | 0 | 0 | 0 | 0 |  | 0 | 0 | 0 | 0 | 0 | 0 | 0 | 0 | 1 | 1 | 1 | 1 | 0 | 0 | 1 | 0 | 0 | 0 | 0 | 0 | 1 | 1 | 1 | 1 | 1 | 1 | 1 | 0 | 0 | 0 | 0 | 0 | 0 | 0 | 0 | 0 | 0 | 0 | 0 | 0 | 0 | 0 | 0 | 0 | 0 | 0 | 0 | 0 | 0 | 0 | 0 | 0

## TOU grouping BC (hidden)
This worksheet buckets load shapes into Navigant based time periods | [8 empty] | Jan 1st DofW | 5
The 8760 load shape should be pasted into the cyan area in column I | [8 empty] | Peak Demand |  |  | Peak Demand |  |  |  |  | Total
Requires the day of week of January 1st to be entered in L1 (0==Mon, 1==Tue, 2==Wed, 3==Thur, 4==Fri, 5==Sat, 6==Sun) | [8 empty] | 0 |  |  | 0
The formulaes have been checked against Navigants estimates of the hours in each period. | [7 empty] | Total (%) | #DIV/0! | #DIV/0! | #DIV/0! | #DIV/0! | #DIV/0! | #DIV/0! | #DIV/0! | #DIV/0! | #DIV/0!
There is a small descepancy for the winter time periods. | [7 empty] | Totals | 0 | 0 | 0 | 0 | 0 | 0 | 0 | 0 | 0 | 0
Oct 23 2006 | [6 empty] | Insert Profile |  | winter |  |  | summer |  |  | shoulder |  |  |  | Non-Leap Year |  | Leap Year
| HoY | DofY | MofY | DofM | HofD | Holiday | kW | wd | w_peak | w-mid-peak | w-off peak | sum-peak | sum-mid-peak | sum-off peak | sh-mid-peak | sh-off-peak |  |  | MofY | DofM | MofY | DofM
| 1 | 1 | 1 | 1 | 1 | 1 | 0 | 0 | 0 | 0 | 0 | 0 | 0 | 0 | 0 | 0 | 1 |  | 1 | 1 | 1 | 1
| 2 | 1 | 1 | 1 | 2 | 1 | 0 | 0 | 0 | 0 | 0 | 0 | 0 | 0 | 0 | 0 | 1 |  | 1 | 1 | 1 | 1
| 3 | 1 | 1 | 1 | 3 | 1 | 0 | 0 | 0 | 0 | 0 | 0 | 0 | 0 | 0 | 0 | 1 |  | 1 | 1 | 1 | 1
| 4 | 1 | 1 | 1 | 4 | 1 | 0 | 0 | 0 | 0 | 0 | 0 | 0 | 0 | 0 | 0 | 1 |  | 1 | 1 | 1 | 1
| 5 | 1 | 1 | 1 | 5 | 1 | 0 | 0 | 0 | 0 | 0 | 0 | 0 | 0 | 0 | 0 | 1 |  | 1 | 1 | 1 | 1
| 6 | 1 | 1 | 1 | 6 | 1 | 0 | 0 | 0 | 0 | 0 | 0 | 0 | 0 | 0 | 0 | 1 |  | 1 | 1 | 1 | 1
| 7 | 1 | 1 | 1 | 7 | 1 | 0 | 0 | 0 | 0 | 0 | 0 | 0 | 0 | 0 | 0 | 1 |  | 1 | 1 | 1 | 1
| 8 | 1 | 1 | 1 | 8 | 1 | 0 | 0 | 0 | 0 | 0 | 0 | 0 | 0 | 0 | 0 | 1 |  | 1 | 1 | 1 | 1
| 9 | 1 | 1 | 1 | 9 | 1 | 0 | 0 | 0 | 0 | 0 | 0 | 0 | 0 | 0 | 0 | 1 |  | 1 | 1 | 1 | 1
| 10 | 1 | 1 | 1 | 10 | 1 | 0 | 0 | 0 | 0 | 0 | 0 | 0 | 0 | 0 | 0 | 1 |  | 1 | 1 | 1 | 1
| 11 | 1 | 1 | 1 | 11 | 1 | 0 | 0 | 0 | 0 | 0 | 0 | 0 | 0 | 0 | 0 | 1 |  | 1 | 1 | 1 | 1
| 12 | 1 | 1 | 1 | 12 | 1 | 0 | 0 | 0 | 0 | 0 | 0 | 0 | 0 | 0 | 0 | 1 |  | 1 | 1 | 1 | 1
| 13 | 1 | 1 | 1 | 13 | 1 | 0 | 0 | 0 | 0 | 0 | 0 | 0 | 0 | 0 | 0 | 1 |  | 1 | 1 | 1 | 1
| 14 | 1 | 1 | 1 | 14 | 1 | 0 | 0 | 0 | 0 | 0 | 0 | 0 | 0 | 0 | 0 | 1 |  | 1 | 1 | 1 | 1
| 15 | 1 | 1 | 1 | 15 | 1 | 0 | 0 | 0 | 0 | 0 | 0 | 0 | 0 | 0 | 0 | 1 |  | 1 | 1 | 1 | 1
| 16 | 1 | 1 | 1 | 16 | 1 | 0 | 0 | 0 | 0 | 0 | 0 | 0 | 0 | 0 | 0 | 1 |  | 1 | 1 | 1 | 1
| 17 | 1 | 1 | 1 | 17 | 1 | 0 | 0 | 0 | 0 | 0 | 0 | 0 | 0 | 0 | 0 | 1 |  | 1 | 1 | 1 | 1
| 18 | 1 | 1 | 1 | 18 | 1 | 0 | 0 | 0 | 0 | 0 | 0 | 0 | 0 | 0 | 0 | 1 |  | 1 | 1 | 1 | 1
| 19 | 1 | 1 | 1 | 19 | 1 | 0 | 0 | 0 | 0 | 0 | 0 | 0 | 0 | 0 | 0 | 1 |  | 1 | 1 | 1 | 1
| 20 | 1 | 1 | 1 | 20 | 1 | 0 | 0 | 0 | 0 | 0 | 0 | 0 | 0 | 0 | 0 | 1 |  | 1 | 1 | 1 | 1
| 21 | 1 | 1 | 1 | 21 | 1 | 0 | 0 | 0 | 0 | 0 | 0 | 0 | 0 | 0 | 0 | 1 |  | 1 | 1 | 1 | 1
| 22 | 1 | 1 | 1 | 22 | 1 | 0 | 0 | 0 | 0 | 0 | 0 | 0 | 0 | 0 | 0 | 1 |  | 1 | 1 | 1 | 1
| 23 | 1 | 1 | 1 | 23 | 1 | 0 | 0 | 0 | 0 | 0 | 0 | 0 | 0 | 0 | 0 | 1 |  | 1 | 1 | 1 | 1
| 24 | 1 | 1 | 1 | 24 | 1 | 0 | 0 | 0 | 0 | 0 | 0 | 0 | 0 | 0 | 0 | 1 |  | 1 | 1 | 1 | 1
| 25 | 2 | 1 | 2 | 1 | 0 | 0 | 0 | 0 | 0 | 0 | 0 | 0 | 0 | 0 | 0 | 1 |  | 1 | 2 | 1 | 2
| 26 | 2 | 1 | 2 | 2 | 0 | 0 | 0 | 0 | 0 | 0 | 0 | 0 | 0 | 0 | 0 | 1 |  | 1 | 2 | 1 | 2
| 27 | 2 | 1 | 2 | 3 | 0 | 0 | 0 | 0 | 0 | 0 | 0 | 0 | 0 | 0 | 0 | 1 |  | 1 | 2 | 1 | 2
| 28 | 2 | 1 | 2 | 4 | 0 | 0 | 0 | 0 | 0 | 0 | 0 | 0 | 0 | 0 | 0 | 1 |  | 1 | 2 | 1 | 2
| 29 | 2 | 1 | 2 | 5 | 0 | 0 | 0 | 0 | 0 | 0 | 0 | 0 | 0 | 0 | 0 | 1 |  | 1 | 2 | 1 | 2
| 30 | 2 | 1 | 2 | 6 | 0 | 0 | 0 | 0 | 0 | 0 | 0 | 0 | 0 | 0 | 0 | 1 |  | 1 | 2 | 1 | 2
| 31 | 2 | 1 | 2 | 7 | 0 | 0 | 0 | 0 | 0 | 0 | 0 | 0 | 0 | 0 | 0 | 1 |  | 1 | 2 | 1 | 2
| 32 | 2 | 1 | 2 | 8 | 0 | 0 | 0 | 0 | 0 | 0 | 0 | 0 | 0 | 0 | 0 | 1 |  | 1 | 2 | 1 | 2
| 33 | 2 | 1 | 2 | 9 | 0 | 0 | 0 | 0 | 0 | 0 | 0 | 0 | 0 | 0 | 0 | 1 |  | 1 | 2 | 1 | 2
| 34 | 2 | 1 | 2 | 10 | 0 | 0 | 0 | 0 | 0 | 0 | 0 | 0 | 0 | 0 | 0 | 1 |  | 1 | 2 | 1 | 2
| 35 | 2 | 1 | 2 | 11 | 0 | 0 | 0 | 0 | 0 | 0 | 0 | 0 | 0 | 0 | 0 | 1 |  | 1 | 2 | 1 | 2
| 36 | 2 | 1 | 2 | 12 | 0 | 0 | 0 | 0 | 0 | 0 | 0 | 0 | 0 | 0 | 0 | 1 |  | 1 | 2 | 1 | 2
| 37 | 2 | 1 | 2 | 13 | 0 | 0 | 0 | 0 | 0 | 0 | 0 | 0 | 0 | 0 | 0 | 1 |  | 1 | 2 | 1 | 2
| 38 | 2 | 1 | 2 | 14 | 0 | 0 | 0 | 0 | 0 | 0 | 0 | 0 | 0 | 0 | 0 | 1 |  | 1 | 2 | 1 | 2
| 39 | 2 | 1 | 2 | 15 | 0 | 0 | 0 | 0 | 0 | 0 | 0 | 0 | 0 | 0 | 0 | 1 |  | 1 | 2 | 1 | 2
| 40 | 2 | 1 | 2 | 16 | 0 | 0 | 0 | 0 | 0 | 0 | 0 | 0 | 0 | 0 | 0 | 1 |  | 1 | 2 | 1 | 2
| 41 | 2 | 1 | 2 | 17 | 0 | 0 | 0 | 0 | 0 | 0 | 0 | 0 | 0 | 0 | 0 | 1 |  | 1 | 2 | 1 | 2
| 42 | 2 | 1 | 2 | 18 | 0 | 0 | 0 | 0 | 0 | 0 | 0 | 0 | 0 | 0 | 0 | 1 |  | 1 | 2 | 1 | 2
| 43 | 2 | 1 | 2 | 19 | 0 | 0 | 0 | 0 | 0 | 0 | 0 | 0 | 0 | 0 | 0 | 1 |  | 1 | 2 | 1 | 2
| 44 | 2 | 1 | 2 | 20 | 0 | 0 | 0 | 0 | 0 | 0 | 0 | 0 | 0 | 0 | 0 | 1 |  | 1 | 2 | 1 | 2
| 45 | 2 | 1 | 2 | 21 | 0 | 0 | 0 | 0 | 0 | 0 | 0 | 0 | 0 | 0 | 0 | 1 |  | 1 | 2 | 1 | 2
| 46 | 2 | 1 | 2 | 22 | 0 | 0 | 0 | 0 | 0 | 0 | 0 | 0 | 0 | 0 | 0 | 1 |  | 1 | 2 | 1 | 2
| 47 | 2 | 1 | 2 | 23 | 0 | 0 | 0 | 0 | 0 | 0 | 0 | 0 | 0 | 0 | 0 | 1 |  | 1 | 2 | 1 | 2
| 48 | 2 | 1 | 2 | 24 | 0 | 0 | 0 | 0 | 0 | 0 | 0 | 0 | 0 | 0 | 0 | 1 |  | 1 | 2 | 1 | 2
| 49 | 3 | 1 | 3 | 1 | 0 | 0 | 1 | 0 | 0 | 0 | 0 | 0 | 0 | 0 | 0 | 1 |  | 1 | 3 | 1 | 3
| 50 | 3 | 1 | 3 | 2 | 0 | 0 | 1 | 0 | 0 | 0 | 0 | 0 | 0 | 0 | 0 | 1 |  | 1 | 3 | 1 | 3
| 51 | 3 | 1 | 3 | 3 | 0 | 0 | 1 | 0 | 0 | 0 | 0 | 0 | 0 | 0 | 0 | 1 |  | 1 | 3 | 1 | 3
| 52 | 3 | 1 | 3 | 4 | 0 | 0 | 1 | 0 | 0 | 0 | 0 | 0 | 0 | 0 | 0 | 1 |  | 1 | 3 | 1 | 3
| 53 | 3 | 1 | 3 | 5 | 0 | 0 | 1 | 0 | 0 | 0 | 0 | 0 | 0 | 0 | 0 | 1 |  | 1 | 3 | 1 | 3
| 54 | 3 | 1 | 3 | 6 | 0 | 0 | 1 | 0 | 0 | 0 | 0 | 0 | 0 | 0 | 0 | 1 |  | 1 | 3 | 1 | 3
| 55 | 3 | 1 | 3 | 7 | 0 | 0 | 1 | 0 | 0 | 0 | 0 | 0 | 0 | 0 | 0 | 1 |  | 1 | 3 | 1 | 3
| 56 | 3 | 1 | 3 | 8 | 0 | 0 | 1 | 0 | 0 | 0 | 0 | 0 | 0 | 0 | 0 | 1 |  | 1 | 3 | 1 | 3
| 57 | 3 | 1 | 3 | 9 | 0 | 0 | 1 | 0 | 0 | 0 | 0 | 0 | 0 | 0 | 0 | 1 |  | 1 | 3 | 1 | 3
| 58 | 3 | 1 | 3 | 10 | 0 | 0 | 1 | 0 | 0 | 0 | 0 | 0 | 0 | 0 | 0 | 1 |  | 1 | 3 | 1 | 3
| 59 | 3 | 1 | 3 | 11 | 0 | 0 | 1 | 0 | 0 | 0 | 0 | 0 | 0 | 0 | 0 | 1 |  | 1 | 3 | 1 | 3
| 60 | 3 | 1 | 3 | 12 | 0 | 0 | 1 | 0 | 0 | 0 | 0 | 0 | 0 | 0 | 0 | 1 |  | 1 | 3 | 1 | 3
| 61 | 3 | 1 | 3 | 13 | 0 | 0 | 1 | 0 | 0 | 0 | 0 | 0 | 0 | 0 | 0 | 1 |  | 1 | 3 | 1 | 3
| 62 | 3 | 1 | 3 | 14 | 0 | 0 | 1 | 0 | 0 | 0 | 0 | 0 | 0 | 0 | 0 | 1 |  | 1 | 3 | 1 | 3
| 63 | 3 | 1 | 3 | 15 | 0 | 0 | 1 | 0 | 0 | 0 | 0 | 0 | 0 | 0 | 0 | 1 |  | 1 | 3 | 1 | 3
| 64 | 3 | 1 | 3 | 16 | 0 | 0 | 1 | 0 | 0 | 0 | 0 | 0 | 0 | 0 | 0 | 1 |  | 1 | 3 | 1 | 3
| 65 | 3 | 1 | 3 | 17 | 0 | 0 | 1 | 0 | 0 | 0 | 0 | 0 | 0 | 0 | 0 | 1 |  | 1 | 3 | 1 | 3
| 66 | 3 | 1 | 3 | 18 | 0 | 0 | 1 | 0 | 0 | 0 | 0 | 0 | 0 | 0 | 0 | 1 |  | 1 | 3 | 1 | 3
| 67 | 3 | 1 | 3 | 19 | 0 | 0 | 1 | 0 | 0 | 0 | 0 | 0 | 0 | 0 | 0 | 1 |  | 1 | 3 | 1 | 3
| 68 | 3 | 1 | 3 | 20 | 0 | 0 | 1 | 0 | 0 | 0 | 0 | 0 | 0 | 0 | 0 | 1 |  | 1 | 3 | 1 | 3
| 69 | 3 | 1 | 3 | 21 | 0 | 0 | 1 | 0 | 0 | 0 | 0 | 0 | 0 | 0 | 0 | 1 |  | 1 | 3 | 1 | 3
| 70 | 3 | 1 | 3 | 22 | 0 | 0 | 1 | 0 | 0 | 0 | 0 | 0 | 0 | 0 | 0 | 1 |  | 1 | 3 | 1 | 3
| 71 | 3 | 1 | 3 | 23 | 0 | 0 | 1 | 0 | 0 | 0 | 0 | 0 | 0 | 0 | 0 | 1 |  | 1 | 3 | 1 | 3
| 72 | 3 | 1 | 3 | 24 | 0 | 0 | 1 | 0 | 0 | 0 | 0 | 0 | 0 | 0 | 0 | 1 |  | 1 | 3 | 1 | 3
| 73 | 4 | 1 | 4 | 1 | 0 | 0 | 1 | 0 | 0 | 0 | 0 | 0 | 0 | 0 | 0 | 1 |  | 1 | 4 | 1 | 4
| 74 | 4 | 1 | 4 | 2 | 0 | 0 | 1 | 0 | 0 | 0 | 0 | 0 | 0 | 0 | 0 | 1 |  | 1 | 4 | 1 | 4
| 75 | 4 | 1 | 4 | 3 | 0 | 0 | 1 | 0 | 0 | 0 | 0 | 0 | 0 | 0 | 0 | 1 |  | 1 | 4 | 1 | 4
| 76 | 4 | 1 | 4 | 4 | 0 | 0 | 1 | 0 | 0 | 0 | 0 | 0 | 0 | 0 | 0 | 1 |  | 1 | 4 | 1 | 4
| 77 | 4 | 1 | 4 | 5 | 0 | 0 | 1 | 0 | 0 | 0 | 0 | 0 | 0 | 0 | 0 | 1 |  | 1 | 4 | 1 | 4
| 78 | 4 | 1 | 4 | 6 | 0 | 0 | 1 | 0 | 0 | 0 | 0 | 0 | 0 | 0 | 0 | 1 |  | 1 | 4 | 1 | 4
| 79 | 4 | 1 | 4 | 7 | 0 | 0 | 1 | 0 | 0 | 0 | 0 | 0 | 0 | 0 | 0 | 1 |  | 1 | 4 | 1 | 4
| 80 | 4 | 1 | 4 | 8 | 0 | 0 | 1 | 0 | 0 | 0 | 0 | 0 | 0 | 0 | 0 | 1 |  | 1 | 4 | 1 | 4
| 81 | 4 | 1 | 4 | 9 | 0 | 0 | 1 | 0 | 0 | 0 | 0 | 0 | 0 | 0 | 0 | 1 |  | 1 | 4 | 1 | 4
| 82 | 4 | 1 | 4 | 10 | 0 | 0 | 1 | 0 | 0 | 0 | 0 | 0 | 0 | 0 | 0 | 1 |  | 1 | 4 | 1 | 4
| 83 | 4 | 1 | 4 | 11 | 0 | 0 | 1 | 0 | 0 | 0 | 0 | 0 | 0 | 0 | 0 | 1 |  | 1 | 4 | 1 | 4
| 84 | 4 | 1 | 4 | 12 | 0 | 0 | 1 | 0 | 0 | 0 | 0 | 0 | 0 | 0 | 0 | 1 |  | 1 | 4 | 1 | 4
| 85 | 4 | 1 | 4 | 13 | 0 | 0 | 1 | 0 | 0 | 0 | 0 | 0 | 0 | 0 | 0 | 1 |  | 1 | 4 | 1 | 4
| 86 | 4 | 1 | 4 | 14 | 0 | 0 | 1 | 0 | 0 | 0 | 0 | 0 | 0 | 0 | 0 | 1 |  | 1 | 4 | 1 | 4
| 87 | 4 | 1 | 4 | 15 | 0 | 0 | 1 | 0 | 0 | 0 | 0 | 0 | 0 | 0 | 0 | 1 |  | 1 | 4 | 1 | 4
| 88 | 4 | 1 | 4 | 16 | 0 | 0 | 1 | 0 | 0 | 0 | 0 | 0 | 0 | 0 | 0 | 1 |  | 1 | 4 | 1 | 4
| 89 | 4 | 1 | 4 | 17 | 0 | 0 | 1 | 0 | 0 | 0 | 0 | 0 | 0 | 0 | 0 | 1 |  | 1 | 4 | 1 | 4
| 90 | 4 | 1 | 4 | 18 | 0 | 0 | 1 | 0 | 0 | 0 | 0 | 0 | 0 | 0 | 0 | 1 |  | 1 | 4 | 1 | 4
| 91 | 4 | 1 | 4 | 19 | 0 | 0 | 1 | 0 | 0 | 0 | 0 | 0 | 0 | 0 | 0 | 1 |  | 1 | 4 | 1 | 4
| 92 | 4 | 1 | 4 | 20 | 0 | 0 | 1 | 0 | 0 | 0 | 0 | 0 | 0 | 0 | 0 | 1 |  | 1 | 4 | 1 | 4
| 93 | 4 | 1 | 4 | 21 | 0 | 0 | 1 | 0 | 0 | 0 | 0 | 0 | 0 | 0 | 0 | 1 |  | 1 | 4 | 1 | 4
| 94 | 4 | 1 | 4 | 22 | 0 | 0 | 1 | 0 | 0 | 0 | 0 | 0 | 0 | 0 | 0 | 1 |  | 1 | 4 | 1 | 4
| 95 | 4 | 1 | 4 | 23 | 0 | 0 | 1 | 0 | 0 | 0 | 0 | 0 | 0 | 0 | 0 | 1 |  | 1 | 4 | 1 | 4
| 96 | 4 | 1 | 4 | 24 | 0 | 0 | 1 | 0 | 0 | 0 | 0 | 0 | 0 | 0 | 0 | 1 |  | 1 | 4 | 1 | 4
| 97 | 5 | 1 | 5 | 1 | 0 | 0 | 1 | 0 | 0 | 0 | 0 | 0 | 0 | 0 | 0 | 1 |  | 1 | 5 | 1 | 5
| 98 | 5 | 1 | 5 | 2 | 0 | 0 | 1 | 0 | 0 | 0 | 0 | 0 | 0 | 0 | 0 | 1 |  | 1 | 5 | 1 | 5
| 99 | 5 | 1 | 5 | 3 | 0 | 0 | 1 | 0 | 0 | 0 | 0 | 0 | 0 | 0 | 0 | 1 |  | 1 | 5 | 1 | 5
| 100 | 5 | 1 | 5 | 4 | 0 | 0 | 1 | 0 | 0 | 0 | 0 | 0 | 0 | 0 | 0 | 1 |  | 1 | 5 | 1 | 5
| 101 | 5 | 1 | 5 | 5 | 0 | 0 | 1 | 0 | 0 | 0 | 0 | 0 | 0 | 0 | 0 | 1 |  | 1 | 5 | 1 | 5
| 102 | 5 | 1 | 5 | 6 | 0 | 0 | 1 | 0 | 0 | 0 | 0 | 0 | 0 | 0 | 0 | 1 |  | 1 | 5 | 1 | 5
| 103 | 5 | 1 | 5 | 7 | 0 | 0 | 1 | 0 | 0 | 0 | 0 | 0 | 0 | 0 | 0 | 1 |  | 1 | 5 | 1 | 5
| 104 | 5 | 1 | 5 | 8 | 0 | 0 | 1 | 0 | 0 | 0 | 0 | 0 | 0 | 0 | 0 | 1 |  | 1 | 5 | 1 | 5
| 105 | 5 | 1 | 5 | 9 | 0 | 0 | 1 | 0 | 0 | 0 | 0 | 0 | 0 | 0 | 0 | 1 |  | 1 | 5 | 1 | 5
| 106 | 5 | 1 | 5 | 10 | 0 | 0 | 1 | 0 | 0 | 0 | 0 | 0 | 0 | 0 | 0 | 1 |  | 1 | 5 | 1 | 5
| 107 | 5 | 1 | 5 | 11 | 0 | 0 | 1 | 0 | 0 | 0 | 0 | 0 | 0 | 0 | 0 | 1 |  | 1 | 5 | 1 | 5
| 108 | 5 | 1 | 5 | 12 | 0 | 0 | 1 | 0 | 0 | 0 | 0 | 0 | 0 | 0 | 0 | 1 |  | 1 | 5 | 1 | 5
| 109 | 5 | 1 | 5 | 13 | 0 | 0 | 1 | 0 | 0 | 0 | 0 | 0 | 0 | 0 | 0 | 1 |  | 1 | 5 | 1 | 5
| 110 | 5 | 1 | 5 | 14 | 0 | 0 | 1 | 0 | 0 | 0 | 0 | 0 | 0 | 0 | 0 | 1 |  | 1 | 5 | 1 | 5
| 111 | 5 | 1 | 5 | 15 | 0 | 0 | 1 | 0 | 0 | 0 | 0 | 0 | 0 | 0 | 0 | 1 |  | 1 | 5 | 1 | 5
| 112 | 5 | 1 | 5 | 16 | 0 | 0 | 1 | 0 | 0 | 0 | 0 | 0 | 0 | 0 | 0 | 1 |  | 1 | 5 | 1 | 5
| 113 | 5 | 1 | 5 | 17 | 0 | 0 | 1 | 0 | 0 | 0 | 0 | 0 | 0 | 0 | 0 | 1 |  | 1 | 5 | 1 | 5
| 114 | 5 | 1 | 5 | 18 | 0 | 0 | 1 | 0 | 0 | 0 | 0 | 0 | 0 | 0 | 0 | 1 |  | 1 | 5 | 1 | 5
| 115 | 5 | 1 | 5 | 19 | 0 | 0 | 1 | 0 | 0 | 0 | 0 | 0 | 0 | 0 | 0 | 1 |  | 1 | 5 | 1 | 5
| 116 | 5 | 1 | 5 | 20 | 0 | 0 | 1 | 0 | 0 | 0 | 0 | 0 | 0 | 0 | 0 | 1 |  | 1 | 5 | 1 | 5
| 117 | 5 | 1 | 5 | 21 | 0 | 0 | 1 | 0 | 0 | 0 | 0 | 0 | 0 | 0 | 0 | 1 |  | 1 | 5 | 1 | 5
| 118 | 5 | 1 | 5 | 22 | 0 | 0 | 1 | 0 | 0 | 0 | 0 | 0 | 0 | 0 | 0 | 1 |  | 1 | 5 | 1 | 5
| 119 | 5 | 1 | 5 | 23 | 0 | 0 | 1 | 0 | 0 | 0 | 0 | 0 | 0 | 0 | 0 | 1 |  | 1 | 5 | 1 | 5
| 120 | 5 | 1 | 5 | 24 | 0 | 0 | 1 | 0 | 0 | 0 | 0 | 0 | 0 | 0 | 0 | 1 |  | 1 | 5 | 1 | 5
| 121 | 6 | 1 | 6 | 1 | 0 | 0 | 1 | 0 | 0 | 0 | 0 | 0 | 0 | 0 | 0 | 1 |  | 1 | 6 | 1 | 6
| 122 | 6 | 1 | 6 | 2 | 0 | 0 | 1 | 0 | 0 | 0 | 0 | 0 | 0 | 0 | 0 | 1 |  | 1 | 6 | 1 | 6
| 123 | 6 | 1 | 6 | 3 | 0 | 0 | 1 | 0 | 0 | 0 | 0 | 0 | 0 | 0 | 0 | 1 |  | 1 | 6 | 1 | 6
| 124 | 6 | 1 | 6 | 4 | 0 | 0 | 1 | 0 | 0 | 0 | 0 | 0 | 0 | 0 | 0 | 1 |  | 1 | 6 | 1 | 6
| 125 | 6 | 1 | 6 | 5 | 0 | 0 | 1 | 0 | 0 | 0 | 0 | 0 | 0 | 0 | 0 | 1 |  | 1 | 6 | 1 | 6
| 126 | 6 | 1 | 6 | 6 | 0 | 0 | 1 | 0 | 0 | 0 | 0 | 0 | 0 | 0 | 0 | 1 |  | 1 | 6 | 1 | 6
| 127 | 6 | 1 | 6 | 7 | 0 | 0 | 1 | 0 | 0 | 0 | 0 | 0 | 0 | 0 | 0 | 1 |  | 1 | 6 | 1 | 6
| 128 | 6 | 1 | 6 | 8 | 0 | 0 | 1 | 0 | 0 | 0 | 0 | 0 | 0 | 0 | 0 | 1 |  | 1 | 6 | 1 | 6
| 129 | 6 | 1 | 6 | 9 | 0 | 0 | 1 | 0 | 0 | 0 | 0 | 0 | 0 | 0 | 0 | 1 |  | 1 | 6 | 1 | 6
| 130 | 6 | 1 | 6 | 10 | 0 | 0 | 1 | 0 | 0 | 0 | 0 | 0 | 0 | 0 | 0 | 1 |  | 1 | 6 | 1 | 6
| 131 | 6 | 1 | 6 | 11 | 0 | 0 | 1 | 0 | 0 | 0 | 0 | 0 | 0 | 0 | 0 | 1 |  | 1 | 6 | 1 | 6
| 132 | 6 | 1 | 6 | 12 | 0 | 0 | 1 | 0 | 0 | 0 | 0 | 0 | 0 | 0 | 0 | 1 |  | 1 | 6 | 1 | 6
| 133 | 6 | 1 | 6 | 13 | 0 | 0 | 1 | 0 | 0 | 0 | 0 | 0 | 0 | 0 | 0 | 1 |  | 1 | 6 | 1 | 6
| 134 | 6 | 1 | 6 | 14 | 0 | 0 | 1 | 0 | 0 | 0 | 0 | 0 | 0 | 0 | 0 | 1 |  | 1 | 6 | 1 | 6
| 135 | 6 | 1 | 6 | 15 | 0 | 0 | 1 | 0 | 0 | 0 | 0 | 0 | 0 | 0 | 0 | 1 |  | 1 | 6 | 1 | 6
| 136 | 6 | 1 | 6 | 16 | 0 | 0 | 1 | 0 | 0 | 0 | 0 | 0 | 0 | 0 | 0 | 1 |  | 1 | 6 | 1 | 6
| 137 | 6 | 1 | 6 | 17 | 0 | 0 | 1 | 0 | 0 | 0 | 0 | 0 | 0 | 0 | 0 | 1 |  | 1 | 6 | 1 | 6
| 138 | 6 | 1 | 6 | 18 | 0 | 0 | 1 | 0 | 0 | 0 | 0 | 0 | 0 | 0 | 0 | 1 |  | 1 | 6 | 1 | 6
| 139 | 6 | 1 | 6 | 19 | 0 | 0 | 1 | 0 | 0 | 0 | 0 | 0 | 0 | 0 | 0 | 1 |  | 1 | 6 | 1 | 6
| 140 | 6 | 1 | 6 | 20 | 0 | 0 | 1 | 0 | 0 | 0 | 0 | 0 | 0 | 0 | 0 | 1 |  | 1 | 6 | 1 | 6
| 141 | 6 | 1 | 6 | 21 | 0 | 0 | 1 | 0 | 0 | 0 | 0 | 0 | 0 | 0 | 0 | 1 |  | 1 | 6 | 1 | 6
| 142 | 6 | 1 | 6 | 22 | 0 | 0 | 1 | 0 | 0 | 0 | 0 | 0 | 0 | 0 | 0 | 1 |  | 1 | 6 | 1 | 6
| 143 | 6 | 1 | 6 | 23 | 0 | 0 | 1 | 0 | 0 | 0 | 0 | 0 | 0 | 0 | 0 | 1 |  | 1 | 6 | 1 | 6
| 144 | 6 | 1 | 6 | 24 | 0 | 0 | 1 | 0 | 0 | 0 | 0 | 0 | 0 | 0 | 0 | 1 |  | 1 | 6 | 1 | 6
| 145 | 7 | 1 | 7 | 1 | 0 | 0 | 1 | 0 | 0 | 0 | 0 | 0 | 0 | 0 | 0 | 1 |  | 1 | 7 | 1 | 7
| 146 | 7 | 1 | 7 | 2 | 0 | 0 | 1 | 0 | 0 | 0 | 0 | 0 | 0 | 0 | 0 | 1 |  | 1 | 7 | 1 | 7
| 147 | 7 | 1 | 7 | 3 | 0 | 0 | 1 | 0 | 0 | 0 | 0 | 0 | 0 | 0 | 0 | 1 |  | 1 | 7 | 1 | 7
| 148 | 7 | 1 | 7 | 4 | 0 | 0 | 1 | 0 | 0 | 0 | 0 | 0 | 0 | 0 | 0 | 1 |  | 1 | 7 | 1 | 7
| 149 | 7 | 1 | 7 | 5 | 0 | 0 | 1 | 0 | 0 | 0 | 0 | 0 | 0 | 0 | 0 | 1 |  | 1 | 7 | 1 | 7
| 150 | 7 | 1 | 7 | 6 | 0 | 0 | 1 | 0 | 0 | 0 | 0 | 0 | 0 | 0 | 0 | 1 |  | 1 | 7 | 1 | 7
| 151 | 7 | 1 | 7 | 7 | 0 | 0 | 1 | 0 | 0 | 0 | 0 | 0 | 0 | 0 | 0 | 1 |  | 1 | 7 | 1 | 7
| 152 | 7 | 1 | 7 | 8 | 0 | 0 | 1 | 0 | 0 | 0 | 0 | 0 | 0 | 0 | 0 | 1 |  | 1 | 7 | 1 | 7
| 153 | 7 | 1 | 7 | 9 | 0 | 0 | 1 | 0 | 0 | 0 | 0 | 0 | 0 | 0 | 0 | 1 |  | 1 | 7 | 1 | 7
| 154 | 7 | 1 | 7 | 10 | 0 | 0 | 1 | 0 | 0 | 0 | 0 | 0 | 0 | 0 | 0 | 1 |  | 1 | 7 | 1 | 7
| 155 | 7 | 1 | 7 | 11 | 0 | 0 | 1 | 0 | 0 | 0 | 0 | 0 | 0 | 0 | 0 | 1 |  | 1 | 7 | 1 | 7
| 156 | 7 | 1 | 7 | 12 | 0 | 0 | 1 | 0 | 0 | 0 | 0 | 0 | 0 | 0 | 0 | 1 |  | 1 | 7 | 1 | 7
| 157 | 7 | 1 | 7 | 13 | 0 | 0 | 1 | 0 | 0 | 0 | 0 | 0 | 0 | 0 | 0 | 1 |  | 1 | 7 | 1 | 7
| 158 | 7 | 1 | 7 | 14 | 0 | 0 | 1 | 0 | 0 | 0 | 0 | 0 | 0 | 0 | 0 | 1 |  | 1 | 7 | 1 | 7
| 159 | 7 | 1 | 7 | 15 | 0 | 0 | 1 | 0 | 0 | 0 | 0 | 0 | 0 | 0 | 0 | 1 |  | 1 | 7 | 1 | 7
| 160 | 7 | 1 | 7 | 16 | 0 | 0 | 1 | 0 | 0 | 0 | 0 | 0 | 0 | 0 | 0 | 1 |  | 1 | 7 | 1 | 7
| 161 | 7 | 1 | 7 | 17 | 0 | 0 | 1 | 0 | 0 | 0 | 0 | 0 | 0 | 0 | 0 | 1 |  | 1 | 7 | 1 | 7
| 162 | 7 | 1 | 7 | 18 | 0 | 0 | 1 | 0 | 0 | 0 | 0 | 0 | 0 | 0 | 0 | 1 |  | 1 | 7 | 1 | 7
| 163 | 7 | 1 | 7 | 19 | 0 | 0 | 1 | 0 | 0 | 0 | 0 | 0 | 0 | 0 | 0 | 1 |  | 1 | 7 | 1 | 7
| 164 | 7 | 1 | 7 | 20 | 0 | 0 | 1 | 0 | 0 | 0 | 0 | 0 | 0 | 0 | 0 | 1 |  | 1 | 7 | 1 | 7
| 165 | 7 | 1 | 7 | 21 | 0 | 0 | 1 | 0 | 0 | 0 | 0 | 0 | 0 | 0 | 0 | 1 |  | 1 | 7 | 1 | 7
| 166 | 7 | 1 | 7 | 22 | 0 | 0 | 1 | 0 | 0 | 0 | 0 | 0 | 0 | 0 | 0 | 1 |  | 1 | 7 | 1 | 7
| 167 | 7 | 1 | 7 | 23 | 0 | 0 | 1 | 0 | 0 | 0 | 0 | 0 | 0 | 0 | 0 | 1 |  | 1 | 7 | 1 | 7
| 168 | 7 | 1 | 7 | 24 | 0 | 0 | 1 | 0 | 0 | 0 | 0 | 0 | 0 | 0 | 0 | 1 |  | 1 | 7 | 1 | 7
| 169 | 8 | 1 | 8 | 1 | 0 | 0 | 0 | 0 | 0 | 0 | 0 | 0 | 0 | 0 | 0 | 1 |  | 1 | 8 | 1 | 8
| 170 | 8 | 1 | 8 | 2 | 0 | 0 | 0 | 0 | 0 | 0 | 0 | 0 | 0 | 0 | 0 | 1 |  | 1 | 8 | 1 | 8
| 171 | 8 | 1 | 8 | 3 | 0 | 0 | 0 | 0 | 0 | 0 | 0 | 0 | 0 | 0 | 0 | 1 |  | 1 | 8 | 1 | 8
| 172 | 8 | 1 | 8 | 4 | 0 | 0 | 0 | 0 | 0 | 0 | 0 | 0 | 0 | 0 | 0 | 1 |  | 1 | 8 | 1 | 8
| 173 | 8 | 1 | 8 | 5 | 0 | 0 | 0 | 0 | 0 | 0 | 0 | 0 | 0 | 0 | 0 | 1 |  | 1 | 8 | 1 | 8
| 174 | 8 | 1 | 8 | 6 | 0 | 0 | 0 | 0 | 0 | 0 | 0 | 0 | 0 | 0 | 0 | 1 |  | 1 | 8 | 1 | 8
| 175 | 8 | 1 | 8 | 7 | 0 | 0 | 0 | 0 | 0 | 0 | 0 | 0 | 0 | 0 | 0 | 1 |  | 1 | 8 | 1 | 8
| 176 | 8 | 1 | 8 | 8 | 0 | 0 | 0 | 0 | 0 | 0 | 0 | 0 | 0 | 0 | 0 | 1 |  | 1 | 8 | 1 | 8
| 177 | 8 | 1 | 8 | 9 | 0 | 0 | 0 | 0 | 0 | 0 | 0 | 0 | 0 | 0 | 0 | 1 |  | 1 | 8 | 1 | 8
| 178 | 8 | 1 | 8 | 10 | 0 | 0 | 0 | 0 | 0 | 0 | 0 | 0 | 0 | 0 | 0 | 1 |  | 1 | 8 | 1 | 8
| 179 | 8 | 1 | 8 | 11 | 0 | 0 | 0 | 0 | 0 | 0 | 0 | 0 | 0 | 0 | 0 | 1 |  | 1 | 8 | 1 | 8
| 180 | 8 | 1 | 8 | 12 | 0 | 0 | 0 | 0 | 0 | 0 | 0 | 0 | 0 | 0 | 0 | 1 |  | 1 | 8 | 1 | 8
| 181 | 8 | 1 | 8 | 13 | 0 | 0 | 0 | 0 | 0 | 0 | 0 | 0 | 0 | 0 | 0 | 1 |  | 1 | 8 | 1 | 8
| 182 | 8 | 1 | 8 | 14 | 0 | 0 | 0 | 0 | 0 | 0 | 0 | 0 | 0 | 0 | 0 | 1 |  | 1 | 8 | 1 | 8
| 183 | 8 | 1 | 8 | 15 | 0 | 0 | 0 | 0 | 0 | 0 | 0 | 0 | 0 | 0 | 0 | 1 |  | 1 | 8 | 1 | 8
| 184 | 8 | 1 | 8 | 16 | 0 | 0 | 0 | 0 | 0 | 0 | 0 | 0 | 0 | 0 | 0 | 1 |  | 1 | 8 | 1 | 8
| 185 | 8 | 1 | 8 | 17 | 0 | 0 | 0 | 0 | 0 | 0 | 0 | 0 | 0 | 0 | 0 | 1 |  | 1 | 8 | 1 | 8
| 186 | 8 | 1 | 8 | 18 | 0 | 0 | 0 | 0 | 0 | 0 | 0 | 0 | 0 | 0 | 0 | 1 |  | 1 | 8 | 1 | 8
| 187 | 8 | 1 | 8 | 19 | 0 | 0 | 0 | 0 | 0 | 0 | 0 | 0 | 0 | 0 | 0 | 1 |  | 1 | 8 | 1 | 8
| 188 | 8 | 1 | 8 | 20 | 0 | 0 | 0 | 0 | 0 | 0 | 0 | 0 | 0 | 0 | 0 | 1 |  | 1 | 8 | 1 | 8
| 189 | 8 | 1 | 8 | 21 | 0 | 0 | 0 | 0 | 0 | 0 | 0 | 0 | 0 | 0 | 0 | 1 |  | 1 | 8 | 1 | 8
| 190 | 8 | 1 | 8 | 22 | 0 | 0 | 0 | 0 | 0 | 0 | 0 | 0 | 0 | 0 | 0 | 1 |  | 1 | 8 | 1 | 8
| 191 | 8 | 1 | 8 | 23 | 0 | 0 | 0 | 0 | 0 | 0 | 0 | 0 | 0 | 0 | 0 | 1 |  | 1 | 8 | 1 | 8
| 192 | 8 | 1 | 8 | 24 | 0 | 0 | 0 | 0 | 0 | 0 | 0 | 0 | 0 | 0 | 0 | 1 |  | 1 | 8 | 1 | 8
| 193 | 9 | 1 | 9 | 1 | 0 | 0 | 0 | 0 | 0 | 0 | 0 | 0 | 0 | 0 | 0 | 1 |  | 1 | 9 | 1 | 9
| 194 | 9 | 1 | 9 | 2 | 0 | 0 | 0 | 0 | 0 | 0 | 0 | 0 | 0 | 0 | 0 | 1 |  | 1 | 9 | 1 | 9
| 195 | 9 | 1 | 9 | 3 | 0 | 0 | 0 | 0 | 0 | 0 | 0 | 0 | 0 | 0 | 0 | 1 |  | 1 | 9 | 1 | 9
| 196 | 9 | 1 | 9 | 4 | 0 | 0 | 0 | 0 | 0 | 0 | 0 | 0 | 0 | 0 | 0 | 1 |  | 1 | 9 | 1 | 9
| 197 | 9 | 1 | 9 | 5 | 0 | 0 | 0 | 0 | 0 | 0 | 0 | 0 | 0 | 0 | 0 | 1 |  | 1 | 9 | 1 | 9
| 198 | 9 | 1 | 9 | 6 | 0 | 0 | 0 | 0 | 0 | 0 | 0 | 0 | 0 | 0 | 0 | 1 |  | 1 | 9 | 1 | 9
| 199 | 9 | 1 | 9 | 7 | 0 | 0 | 0 | 0 | 0 | 0 | 0 | 0 | 0 | 0 | 0 | 1 |  | 1 | 9 | 1 | 9
| 200 | 9 | 1 | 9 | 8 | 0 | 0 | 0 | 0 | 0 | 0 | 0 | 0 | 0 | 0 | 0 | 1 |  | 1 | 9 | 1 | 9
| 201 | 9 | 1 | 9 | 9 | 0 | 0 | 0 | 0 | 0 | 0 | 0 | 0 | 0 | 0 | 0 | 1 |  | 1 | 9 | 1 | 9
| 202 | 9 | 1 | 9 | 10 | 0 | 0 | 0 | 0 | 0 | 0 | 0 | 0 | 0 | 0 | 0 | 1 |  | 1 | 9 | 1 | 9
| 203 | 9 | 1 | 9 | 11 | 0 | 0 | 0 | 0 | 0 | 0 | 0 | 0 | 0 | 0 | 0 | 1 |  | 1 | 9 | 1 | 9
| 204 | 9 | 1 | 9 | 12 | 0 | 0 | 0 | 0 | 0 | 0 | 0 | 0 | 0 | 0 | 0 | 1 |  | 1 | 9 | 1 | 9
| 205 | 9 | 1 | 9 | 13 | 0 | 0 | 0 | 0 | 0 | 0 | 0 | 0 | 0 | 0 | 0 | 1 |  | 1 | 9 | 1 | 9
| 206 | 9 | 1 | 9 | 14 | 0 | 0 | 0 | 0 | 0 | 0 | 0 | 0 | 0 | 0 | 0 | 1 |  | 1 | 9 | 1 | 9
| 207 | 9 | 1 | 9 | 15 | 0 | 0 | 0 | 0 | 0 | 0 | 0 | 0 | 0 | 0 | 0 | 1 |  | 1 | 9 | 1 | 9
| 208 | 9 | 1 | 9 | 16 | 0 | 0 | 0 | 0 | 0 | 0 | 0 | 0 | 0 | 0 | 0 | 1 |  | 1 | 9 | 1 | 9
| 209 | 9 | 1 | 9 | 17 | 0 | 0 | 0 | 0 | 0 | 0 | 0 | 0 | 0 | 0 | 0 | 1 |  | 1 | 9 | 1 | 9
| 210 | 9 | 1 | 9 | 18 | 0 | 0 | 0 | 0 | 0 | 0 | 0 | 0 | 0 | 0 | 0 | 1 |  | 1 | 9 | 1 | 9
| 211 | 9 | 1 | 9 | 19 | 0 | 0 | 0 | 0 | 0 | 0 | 0 | 0 | 0 | 0 | 0 | 1 |  | 1 | 9 | 1 | 9
| 212 | 9 | 1 | 9 | 20 | 0 | 0 | 0 | 0 | 0 | 0 | 0 | 0 | 0 | 0 | 0 | 1 |  | 1 | 9 | 1 | 9
| 213 | 9 | 1 | 9 | 21 | 0 | 0 | 0 | 0 | 0 | 0 | 0 | 0 | 0 | 0 | 0 | 1 |  | 1 | 9 | 1 | 9
| 214 | 9 | 1 | 9 | 22 | 0 | 0 | 0 | 0 | 0 | 0 | 0 | 0 | 0 | 0 | 0 | 1 |  | 1 | 9 | 1 | 9
| 215 | 9 | 1 | 9 | 23 | 0 | 0 | 0 | 0 | 0 | 0 | 0 | 0 | 0 | 0 | 0 | 1 |  | 1 | 9 | 1 | 9
| 216 | 9 | 1 | 9 | 24 | 0 | 0 | 0 | 0 | 0 | 0 | 0 | 0 | 0 | 0 | 0 | 1 |  | 1 | 9 | 1 | 9
| 217 | 10 | 1 | 10 | 1 | 0 | 0 | 1 | 0 | 0 | 0 | 0 | 0 | 0 | 0 | 0 | 1 |  | 1 | 10 | 1 | 10
| 218 | 10 | 1 | 10 | 2 | 0 | 0 | 1 | 0 | 0 | 0 | 0 | 0 | 0 | 0 | 0 | 1 |  | 1 | 10 | 1 | 10
| 219 | 10 | 1 | 10 | 3 | 0 | 0 | 1 | 0 | 0 | 0 | 0 | 0 | 0 | 0 | 0 | 1 |  | 1 | 10 | 1 | 10
| 220 | 10 | 1 | 10 | 4 | 0 | 0 | 1 | 0 | 0 | 0 | 0 | 0 | 0 | 0 | 0 | 1 |  | 1 | 10 | 1 | 10
| 221 | 10 | 1 | 10 | 5 | 0 | 0 | 1 | 0 | 0 | 0 | 0 | 0 | 0 | 0 | 0 | 1 |  | 1 | 10 | 1 | 10
| 222 | 10 | 1 | 10 | 6 | 0 | 0 | 1 | 0 | 0 | 0 | 0 | 0 | 0 | 0 | 0 | 1 |  | 1 | 10 | 1 | 10
| 223 | 10 | 1 | 10 | 7 | 0 | 0 | 1 | 0 | 0 | 0 | 0 | 0 | 0 | 0 | 0 | 1 |  | 1 | 10 | 1 | 10
| 224 | 10 | 1 | 10 | 8 | 0 | 0 | 1 | 0 | 0 | 0 | 0 | 0 | 0 | 0 | 0 | 1 |  | 1 | 10 | 1 | 10
| 225 | 10 | 1 | 10 | 9 | 0 | 0 | 1 | 0 | 0 | 0 | 0 | 0 | 0 | 0 | 0 | 1 |  | 1 | 10 | 1 | 10
| 226 | 10 | 1 | 10 | 10 | 0 | 0 | 1 | 0 | 0 | 0 | 0 | 0 | 0 | 0 | 0 | 1 |  | 1 | 10 | 1 | 10
| 227 | 10 | 1 | 10 | 11 | 0 | 0 | 1 | 0 | 0 | 0 | 0 | 0 | 0 | 0 | 0 | 1 |  | 1 | 10 | 1 | 10
| 228 | 10 | 1 | 10 | 12 | 0 | 0 | 1 | 0 | 0 | 0 | 0 | 0 | 0 | 0 | 0 | 1 |  | 1 | 10 | 1 | 10
| 229 | 10 | 1 | 10 | 13 | 0 | 0 | 1 | 0 | 0 | 0 | 0 | 0 | 0 | 0 | 0 | 1 |  | 1 | 10 | 1 | 10
| 230 | 10 | 1 | 10 | 14 | 0 | 0 | 1 | 0 | 0 | 0 | 0 | 0 | 0 | 0 | 0 | 1 |  | 1 | 10 | 1 | 10
| 231 | 10 | 1 | 10 | 15 | 0 | 0 | 1 | 0 | 0 | 0 | 0 | 0 | 0 | 0 | 0 | 1 |  | 1 | 10 | 1 | 10
| 232 | 10 | 1 | 10 | 16 | 0 | 0 | 1 | 0 | 0 | 0 | 0 | 0 | 0 | 0 | 0 | 1 |  | 1 | 10 | 1 | 10
| 233 | 10 | 1 | 10 | 17 | 0 | 0 | 1 | 0 | 0 | 0 | 0 | 0 | 0 | 0 | 0 | 1 |  | 1 | 10 | 1 | 10
| 234 | 10 | 1 | 10 | 18 | 0 | 0 | 1 | 0 | 0 | 0 | 0 | 0 | 0 | 0 | 0 | 1 |  | 1 | 10 | 1 | 10
| 235 | 10 | 1 | 10 | 19 | 0 | 0 | 1 | 0 | 0 | 0 | 0 | 0 | 0 | 0 | 0 | 1 |  | 1 | 10 | 1 | 10
| 236 | 10 | 1 | 10 | 20 | 0 | 0 | 1 | 0 | 0 | 0 | 0 | 0 | 0 | 0 | 0 | 1 |  | 1 | 10 | 1 | 10
| 237 | 10 | 1 | 10 | 21 | 0 | 0 | 1 | 0 | 0 | 0 | 0 | 0 | 0 | 0 | 0 | 1 |  | 1 | 10 | 1 | 10
| 238 | 10 | 1 | 10 | 22 | 0 | 0 | 1 | 0 | 0 | 0 | 0 | 0 | 0 | 0 | 0 | 1 |  | 1 | 10 | 1 | 10
| 239 | 10 | 1 | 10 | 23 | 0 | 0 | 1 | 0 | 0 | 0 | 0 | 0 | 0 | 0 | 0 | 1 |  | 1 | 10 | 1 | 10
| 240 | 10 | 1 | 10 | 24 | 0 | 0 | 1 | 0 | 0 | 0 | 0 | 0 | 0 | 0 | 0 | 1 |  | 1 | 10 | 1 | 10
| 241 | 11 | 1 | 11 | 1 | 0 | 0 | 1 | 0 | 0 | 0 | 0 | 0 | 0 | 0 | 0 | 1 |  | 1 | 11 | 1 | 11
| 242 | 11 | 1 | 11 | 2 | 0 | 0 | 1 | 0 | 0 | 0 | 0 | 0 | 0 | 0 | 0 | 1 |  | 1 | 11 | 1 | 11
| 243 | 11 | 1 | 11 | 3 | 0 | 0 | 1 | 0 | 0 | 0 | 0 | 0 | 0 | 0 | 0 | 1 |  | 1 | 11 | 1 | 11
| 244 | 11 | 1 | 11 | 4 | 0 | 0 | 1 | 0 | 0 | 0 | 0 | 0 | 0 | 0 | 0 | 1 |  | 1 | 11 | 1 | 11
| 245 | 11 | 1 | 11 | 5 | 0 | 0 | 1 | 0 | 0 | 0 | 0 | 0 | 0 | 0 | 0 | 1 |  | 1 | 11 | 1 | 11
| 246 | 11 | 1 | 11 | 6 | 0 | 0 | 1 | 0 | 0 | 0 | 0 | 0 | 0 | 0 | 0 | 1 |  | 1 | 11 | 1 | 11
| 247 | 11 | 1 | 11 | 7 | 0 | 0 | 1 | 0 | 0 | 0 | 0 | 0 | 0 | 0 | 0 | 1 |  | 1 | 11 | 1 | 11
| 248 | 11 | 1 | 11 | 8 | 0 | 0 | 1 | 0 | 0 | 0 | 0 | 0 | 0 | 0 | 0 | 1 |  | 1 | 11 | 1 | 11
| 249 | 11 | 1 | 11 | 9 | 0 | 0 | 1 | 0 | 0 | 0 | 0 | 0 | 0 | 0 | 0 | 1 |  | 1 | 11 | 1 | 11
| 250 | 11 | 1 | 11 | 10 | 0 | 0 | 1 | 0 | 0 | 0 | 0 | 0 | 0 | 0 | 0 | 1 |  | 1 | 11 | 1 | 11
| 251 | 11 | 1 | 11 | 11 | 0 | 0 | 1 | 0 | 0 | 0 | 0 | 0 | 0 | 0 | 0 | 1 |  | 1 | 11 | 1 | 11
| 252 | 11 | 1 | 11 | 12 | 0 | 0 | 1 | 0 | 0 | 0 | 0 | 0 | 0 | 0 | 0 | 1 |  | 1 | 11 | 1 | 11
| 253 | 11 | 1 | 11 | 13 | 0 | 0 | 1 | 0 | 0 | 0 | 0 | 0 | 0 | 0 | 0 | 1 |  | 1 | 11 | 1 | 11
| 254 | 11 | 1 | 11 | 14 | 0 | 0 | 1 | 0 | 0 | 0 | 0 | 0 | 0 | 0 | 0 | 1 |  | 1 | 11 | 1 | 11
| 255 | 11 | 1 | 11 | 15 | 0 | 0 | 1 | 0 | 0 | 0 | 0 | 0 | 0 | 0 | 0 | 1 |  | 1 | 11 | 1 | 11
| 256 | 11 | 1 | 11 | 16 | 0 | 0 | 1 | 0 | 0 | 0 | 0 | 0 | 0 | 0 | 0 | 1 |  | 1 | 11 | 1 | 11
| 257 | 11 | 1 | 11 | 17 | 0 | 0 | 1 | 0 | 0 | 0 | 0 | 0 | 0 | 0 | 0 | 1 |  | 1 | 11 | 1 | 11
| 258 | 11 | 1 | 11 | 18 | 0 | 0 | 1 | 0 | 0 | 0 | 0 | 0 | 0 | 0 | 0 | 1 |  | 1 | 11 | 1 | 11
| 259 | 11 | 1 | 11 | 19 | 0 | 0 | 1 | 0 | 0 | 0 | 0 | 0 | 0 | 0 | 0 | 1 |  | 1 | 11 | 1 | 11
| 260 | 11 | 1 | 11 | 20 | 0 | 0 | 1 | 0 | 0 | 0 | 0 | 0 | 0 | 0 | 0 | 1 |  | 1 | 11 | 1 | 11
| 261 | 11 | 1 | 11 | 21 | 0 | 0 | 1 | 0 | 0 | 0 | 0 | 0 | 0 | 0 | 0 | 1 |  | 1 | 11 | 1 | 11
| 262 | 11 | 1 | 11 | 22 | 0 | 0 | 1 | 0 | 0 | 0 | 0 | 0 | 0 | 0 | 0 | 1 |  | 1 | 11 | 1 | 11
| 263 | 11 | 1 | 11 | 23 | 0 | 0 | 1 | 0 | 0 | 0 | 0 | 0 | 0 | 0 | 0 | 1 |  | 1 | 11 | 1 | 11
| 264 | 11 | 1 | 11 | 24 | 0 | 0 | 1 | 0 | 0 | 0 | 0 | 0 | 0 | 0 | 0 | 1 |  | 1 | 11 | 1 | 11
| 265 | 12 | 1 | 12 | 1 | 0 | 0 | 1 | 0 | 0 | 0 | 0 | 0 | 0 | 0 | 0 | 1 |  | 1 | 12 | 1 | 12
| 266 | 12 | 1 | 12 | 2 | 0 | 0 | 1 | 0 | 0 | 0 | 0 | 0 | 0 | 0 | 0 | 1 |  | 1 | 12 | 1 | 12
| 267 | 12 | 1 | 12 | 3 | 0 | 0 | 1 | 0 | 0 | 0 | 0 | 0 | 0 | 0 | 0 | 1 |  | 1 | 12 | 1 | 12
| 268 | 12 | 1 | 12 | 4 | 0 | 0 | 1 | 0 | 0 | 0 | 0 | 0 | 0 | 0 | 0 | 1 |  | 1 | 12 | 1 | 12
| 269 | 12 | 1 | 12 | 5 | 0 | 0 | 1 | 0 | 0 | 0 | 0 | 0 | 0 | 0 | 0 | 1 |  | 1 | 12 | 1 | 12
| 270 | 12 | 1 | 12 | 6 | 0 | 0 | 1 | 0 | 0 | 0 | 0 | 0 | 0 | 0 | 0 | 1 |  | 1 | 12 | 1 | 12
| 271 | 12 | 1 | 12 | 7 | 0 | 0 | 1 | 0 | 0 | 0 | 0 | 0 | 0 | 0 | 0 | 1 |  | 1 | 12 | 1 | 12
| 272 | 12 | 1 | 12 | 8 | 0 | 0 | 1 | 0 | 0 | 0 | 0 | 0 | 0 | 0 | 0 | 1 |  | 1 | 12 | 1 | 12
| 273 | 12 | 1 | 12 | 9 | 0 | 0 | 1 | 0 | 0 | 0 | 0 | 0 | 0 | 0 | 0 | 1 |  | 1 | 12 | 1 | 12
| 274 | 12 | 1 | 12 | 10 | 0 | 0 | 1 | 0 | 0 | 0 | 0 | 0 | 0 | 0 | 0 | 1 |  | 1 | 12 | 1 | 12
| 275 | 12 | 1 | 12 | 11 | 0 | 0 | 1 | 0 | 0 | 0 | 0 | 0 | 0 | 0 | 0 | 1 |  | 1 | 12 | 1 | 12
| 276 | 12 | 1 | 12 | 12 | 0 | 0 | 1 | 0 | 0 | 0 | 0 | 0 | 0 | 0 | 0 | 1 |  | 1 | 12 | 1 | 12
| 277 | 12 | 1 | 12 | 13 | 0 | 0 | 1 | 0 | 0 | 0 | 0 | 0 | 0 | 0 | 0 | 1 |  | 1 | 12 | 1 | 12
| 278 | 12 | 1 | 12 | 14 | 0 | 0 | 1 | 0 | 0 | 0 | 0 | 0 | 0 | 0 | 0 | 1 |  | 1 | 12 | 1 | 12
| 279 | 12 | 1 | 12 | 15 | 0 | 0 | 1 | 0 | 0 | 0 | 0 | 0 | 0 | 0 | 0 | 1 |  | 1 | 12 | 1 | 12
| 280 | 12 | 1 | 12 | 16 | 0 | 0 | 1 | 0 | 0 | 0 | 0 | 0 | 0 | 0 | 0 | 1 |  | 1 | 12 | 1 | 12
| 281 | 12 | 1 | 12 | 17 | 0 | 0 | 1 | 0 | 0 | 0 | 0 | 0 | 0 | 0 | 0 | 1 |  | 1 | 12 | 1 | 12
| 282 | 12 | 1 | 12 | 18 | 0 | 0 | 1 | 0 | 0 | 0 | 0 | 0 | 0 | 0 | 0 | 1 |  | 1 | 12 | 1 | 12
| 283 | 12 | 1 | 12 | 19 | 0 | 0 | 1 | 0 | 0 | 0 | 0 | 0 | 0 | 0 | 0 | 1 |  | 1 | 12 | 1 | 12
| 284 | 12 | 1 | 12 | 20 | 0 | 0 | 1 | 0 | 0 | 0 | 0 | 0 | 0 | 0 | 0 | 1 |  | 1 | 12 | 1 | 12
| 285 | 12 | 1 | 12 | 21 | 0 | 0 | 1 | 0 | 0 | 0 | 0 | 0 | 0 | 0 | 0 | 1 |  | 1 | 12 | 1 | 12
| 286 | 12 | 1 | 12 | 22 | 0 | 0 | 1 | 0 | 0 | 0 | 0 | 0 | 0 | 0 | 0 | 1 |  | 1 | 12 | 1 | 12
| 287 | 12 | 1 | 12 | 23 | 0 | 0 | 1 | 0 | 0 | 0 | 0 | 0 | 0 | 0 | 0 | 1 |  | 1 | 12 | 1 | 12
| 288 | 12 | 1 | 12 | 24 | 0 | 0 | 1 | 0 | 0 | 0 | 0 | 0 | 0 | 0 | 0 | 1 |  | 1 | 12 | 1 | 12
| 289 | 13 | 1 | 13 | 1 | 0 | 0 | 1 | 0 | 0 | 0 | 0 | 0 | 0 | 0 | 0 | 1 |  | 1 | 13 | 1 | 13
| 290 | 13 | 1 | 13 | 2 | 0 | 0 | 1 | 0 | 0 | 0 | 0 | 0 | 0 | 0 | 0 | 1 |  | 1 | 13 | 1 | 13
| 291 | 13 | 1 | 13 | 3 | 0 | 0 | 1 | 0 | 0 | 0 | 0 | 0 | 0 | 0 | 0 | 1 |  | 1 | 13 | 1 | 13
| 292 | 13 | 1 | 13 | 4 | 0 | 0 | 1 | 0 | 0 | 0 | 0 | 0 | 0 | 0 | 0 | 1 |  | 1 | 13 | 1 | 13
| 293 | 13 | 1 | 13 | 5 | 0 | 0 | 1 | 0 | 0 | 0 | 0 | 0 | 0 | 0 | 0 | 1 |  | 1 | 13 | 1 | 13
| 294 | 13 | 1 | 13 | 6 | 0 | 0 | 1 | 0 | 0 | 0 | 0 | 0 | 0 | 0 | 0 | 1 |  | 1 | 13 | 1 | 13
| 295 | 13 | 1 | 13 | 7 | 0 | 0 | 1 | 0 | 0 | 0 | 0 | 0 | 0 | 0 | 0 | 1 |  | 1 | 13 | 1 | 13
| 296 | 13 | 1 | 13 | 8 | 0 | 0 | 1 | 0 | 0 | 0 | 0 | 0 | 0 | 0 | 0 | 1 |  | 1 | 13 | 1 | 13
| 297 | 13 | 1 | 13 | 9 | 0 | 0 | 1 | 0 | 0 | 0 | 0 | 0 | 0 | 0 | 0 | 1 |  | 1 | 13 | 1 | 13
| 298 | 13 | 1 | 13 | 10 | 0 | 0 | 1 | 0 | 0 | 0 | 0 | 0 | 0 | 0 | 0 | 1 |  | 1 | 13 | 1 | 13
| 299 | 13 | 1 | 13 | 11 | 0 | 0 | 1 | 0 | 0 | 0 | 0 | 0 | 0 | 0 | 0 | 1 |  | 1 | 13 | 1 | 13
| 300 | 13 | 1 | 13 | 12 | 0 | 0 | 1 | 0 | 0 | 0 | 0 | 0 | 0 | 0 | 0 | 1 |  | 1 | 13 | 1 | 13
| 301 | 13 | 1 | 13 | 13 | 0 | 0 | 1 | 0 | 0 | 0 | 0 | 0 | 0 | 0 | 0 | 1 |  | 1 | 13 | 1 | 13
| 302 | 13 | 1 | 13 | 14 | 0 | 0 | 1 | 0 | 0 | 0 | 0 | 0 | 0 | 0 | 0 | 1 |  | 1 | 13 | 1 | 13
| 303 | 13 | 1 | 13 | 15 | 0 | 0 | 1 | 0 | 0 | 0 | 0 | 0 | 0 | 0 | 0 | 1 |  | 1 | 13 | 1 | 13
| 304 | 13 | 1 | 13 | 16 | 0 | 0 | 1 | 0 | 0 | 0 | 0 | 0 | 0 | 0 | 0 | 1 |  | 1 | 13 | 1 | 13
| 305 | 13 | 1 | 13 | 17 | 0 | 0 | 1 | 0 | 0 | 0 | 0 | 0 | 0 | 0 | 0 | 1 |  | 1 | 13 | 1 | 13
| 306 | 13 | 1 | 13 | 18 | 0 | 0 | 1 | 0 | 0 | 0 | 0 | 0 | 0 | 0 | 0 | 1 |  | 1 | 13 | 1 | 13
| 307 | 13 | 1 | 13 | 19 | 0 | 0 | 1 | 0 | 0 | 0 | 0 | 0 | 0 | 0 | 0 | 1 |  | 1 | 13 | 1 | 13
| 308 | 13 | 1 | 13 | 20 | 0 | 0 | 1 | 0 | 0 | 0 | 0 | 0 | 0 | 0 | 0 | 1 |  | 1 | 13 | 1 | 13
| 309 | 13 | 1 | 13 | 21 | 0 | 0 | 1 | 0 | 0 | 0 | 0 | 0 | 0 | 0 | 0 | 1 |  | 1 | 13 | 1 | 13
| 310 | 13 | 1 | 13 | 22 | 0 | 0 | 1 | 0 | 0 | 0 | 0 | 0 | 0 | 0 | 0 | 1 |  | 1 | 13 | 1 | 13
| 311 | 13 | 1 | 13 | 23 | 0 | 0 | 1 | 0 | 0 | 0 | 0 | 0 | 0 | 0 | 0 | 1 |  | 1 | 13 | 1 | 13
| 312 | 13 | 1 | 13 | 24 | 0 | 0 | 1 | 0 | 0 | 0 | 0 | 0 | 0 | 0 | 0 | 1 |  | 1 | 13 | 1 | 13
| 313 | 14 | 1 | 14 | 1 | 0 | 0 | 1 | 0 | 0 | 0 | 0 | 0 | 0 | 0 | 0 | 1 |  | 1 | 14 | 1 | 14
| 314 | 14 | 1 | 14 | 2 | 0 | 0 | 1 | 0 | 0 | 0 | 0 | 0 | 0 | 0 | 0 | 1 |  | 1 | 14 | 1 | 14
| 315 | 14 | 1 | 14 | 3 | 0 | 0 | 1 | 0 | 0 | 0 | 0 | 0 | 0 | 0 | 0 | 1 |  | 1 | 14 | 1 | 14
| 316 | 14 | 1 | 14 | 4 | 0 | 0 | 1 | 0 | 0 | 0 | 0 | 0 | 0 | 0 | 0 | 1 |  | 1 | 14 | 1 | 14
| 317 | 14 | 1 | 14 | 5 | 0 | 0 | 1 | 0 | 0 | 0 | 0 | 0 | 0 | 0 | 0 | 1 |  | 1 | 14 | 1 | 14
| 318 | 14 | 1 | 14 | 6 | 0 | 0 | 1 | 0 | 0 | 0 | 0 | 0 | 0 | 0 | 0 | 1 |  | 1 | 14 | 1 | 14
| 319 | 14 | 1 | 14 | 7 | 0 | 0 | 1 | 0 | 0 | 0 | 0 | 0 | 0 | 0 | 0 | 1 |  | 1 | 14 | 1 | 14
| 320 | 14 | 1 | 14 | 8 | 0 | 0 | 1 | 0 | 0 | 0 | 0 | 0 | 0 | 0 | 0 | 1 |  | 1 | 14 | 1 | 14
| 321 | 14 | 1 | 14 | 9 | 0 | 0 | 1 | 0 | 0 | 0 | 0 | 0 | 0 | 0 | 0 | 1 |  | 1 | 14 | 1 | 14
| 322 | 14 | 1 | 14 | 10 | 0 | 0 | 1 | 0 | 0 | 0 | 0 | 0 | 0 | 0 | 0 | 1 |  | 1 | 14 | 1 | 14
| 323 | 14 | 1 | 14 | 11 | 0 | 0 | 1 | 0 | 0 | 0 | 0 | 0 | 0 | 0 | 0 | 1 |  | 1 | 14 | 1 | 14
| 324 | 14 | 1 | 14 | 12 | 0 | 0 | 1 | 0 | 0 | 0 | 0 | 0 | 0 | 0 | 0 | 1 |  | 1 | 14 | 1 | 14
| 325 | 14 | 1 | 14 | 13 | 0 | 0 | 1 | 0 | 0 | 0 | 0 | 0 | 0 | 0 | 0 | 1 |  | 1 | 14 | 1 | 14
| 326 | 14 | 1 | 14 | 14 | 0 | 0 | 1 | 0 | 0 | 0 | 0 | 0 | 0 | 0 | 0 | 1 |  | 1 | 14 | 1 | 14
| 327 | 14 | 1 | 14 | 15 | 0 | 0 | 1 | 0 | 0 | 0 | 0 | 0 | 0 | 0 | 0 | 1 |  | 1 | 14 | 1 | 14
| 328 | 14 | 1 | 14 | 16 | 0 | 0 | 1 | 0 | 0 | 0 | 0 | 0 | 0 | 0 | 0 | 1 |  | 1 | 14 | 1 | 14
| 329 | 14 | 1 | 14 | 17 | 0 | 0 | 1 | 0 | 0 | 0 | 0 | 0 | 0 | 0 | 0 | 1 |  | 1 | 14 | 1 | 14
| 330 | 14 | 1 | 14 | 18 | 0 | 0 | 1 | 0 | 0 | 0 | 0 | 0 | 0 | 0 | 0 | 1 |  | 1 | 14 | 1 | 14
| 331 | 14 | 1 | 14 | 19 | 0 | 0 | 1 | 0 | 0 | 0 | 0 | 0 | 0 | 0 | 0 | 1 |  | 1 | 14 | 1 | 14
| 332 | 14 | 1 | 14 | 20 | 0 | 0 | 1 | 0 | 0 | 0 | 0 | 0 | 0 | 0 | 0 | 1 |  | 1 | 14 | 1 | 14
| 333 | 14 | 1 | 14 | 21 | 0 | 0 | 1 | 0 | 0 | 0 | 0 | 0 | 0 | 0 | 0 | 1 |  | 1 | 14 | 1 | 14
| 334 | 14 | 1 | 14 | 22 | 0 | 0 | 1 | 0 | 0 | 0 | 0 | 0 | 0 | 0 | 0 | 1 |  | 1 | 14 | 1 | 14
| 335 | 14 | 1 | 14 | 23 | 0 | 0 | 1 | 0 | 0 | 0 | 0 | 0 | 0 | 0 | 0 | 1 |  | 1 | 14 | 1 | 14
| 336 | 14 | 1 | 14 | 24 | 0 | 0 | 1 | 0 | 0 | 0 | 0 | 0 | 0 | 0 | 0 | 1 |  | 1 | 14 | 1 | 14
| 337 | 15 | 1 | 15 | 1 | 0 | 0 | 0 | 0 | 0 | 0 | 0 | 0 | 0 | 0 | 0 | 1 |  | 1 | 15 | 1 | 15
| 338 | 15 | 1 | 15 | 2 | 0 | 0 | 0 | 0 | 0 | 0 | 0 | 0 | 0 | 0 | 0 | 1 |  | 1 | 15 | 1 | 15
| 339 | 15 | 1 | 15 | 3 | 0 | 0 | 0 | 0 | 0 | 0 | 0 | 0 | 0 | 0 | 0 | 1 |  | 1 | 15 | 1 | 15
| 340 | 15 | 1 | 15 | 4 | 0 | 0 | 0 | 0 | 0 | 0 | 0 | 0 | 0 | 0 | 0 | 1 |  | 1 | 15 | 1 | 15
| 341 | 15 | 1 | 15 | 5 | 0 | 0 | 0 | 0 | 0 | 0 | 0 | 0 | 0 | 0 | 0 | 1 |  | 1 | 15 | 1 | 15
| 342 | 15 | 1 | 15 | 6 | 0 | 0 | 0 | 0 | 0 | 0 | 0 | 0 | 0 | 0 | 0 | 1 |  | 1 | 15 | 1 | 15
| 343 | 15 | 1 | 15 | 7 | 0 | 0 | 0 | 0 | 0 | 0 | 0 | 0 | 0 | 0 | 0 | 1 |  | 1 | 15 | 1 | 15
| 344 | 15 | 1 | 15 | 8 | 0 | 0 | 0 | 0 | 0 | 0 | 0 | 0 | 0 | 0 | 0 | 1 |  | 1 | 15 | 1 | 15
| 345 | 15 | 1 | 15 | 9 | 0 | 0 | 0 | 0 | 0 | 0 | 0 | 0 | 0 | 0 | 0 | 1 |  | 1 | 15 | 1 | 15
| 346 | 15 | 1 | 15 | 10 | 0 | 0 | 0 | 0 | 0 | 0 | 0 | 0 | 0 | 0 | 0 | 1 |  | 1 | 15 | 1 | 15
| 347 | 15 | 1 | 15 | 11 | 0 | 0 | 0 | 0 | 0 | 0 | 0 | 0 | 0 | 0 | 0 | 1 |  | 1 | 15 | 1 | 15
| 348 | 15 | 1 | 15 | 12 | 0 | 0 | 0 | 0 | 0 | 0 | 0 | 0 | 0 | 0 | 0 | 1 |  | 1 | 15 | 1 | 15
| 349 | 15 | 1 | 15 | 13 | 0 | 0 | 0 | 0 | 0 | 0 | 0 | 0 | 0 | 0 | 0 | 1 |  | 1 | 15 | 1 | 15
| 350 | 15 | 1 | 15 | 14 | 0 | 0 | 0 | 0 | 0 | 0 | 0 | 0 | 0 | 0 | 0 | 1 |  | 1 | 15 | 1 | 15
| 351 | 15 | 1 | 15 | 15 | 0 | 0 | 0 | 0 | 0 | 0 | 0 | 0 | 0 | 0 | 0 | 1 |  | 1 | 15 | 1 | 15
| 352 | 15 | 1 | 15 | 16 | 0 | 0 | 0 | 0 | 0 | 0 | 0 | 0 | 0 | 0 | 0 | 1 |  | 1 | 15 | 1 | 15
| 353 | 15 | 1 | 15 | 17 | 0 | 0 | 0 | 0 | 0 | 0 | 0 | 0 | 0 | 0 | 0 | 1 |  | 1 | 15 | 1 | 15
| 354 | 15 | 1 | 15 | 18 | 0 | 0 | 0 | 0 | 0 | 0 | 0 | 0 | 0 | 0 | 0 | 1 |  | 1 | 15 | 1 | 15
| 355 | 15 | 1 | 15 | 19 | 0 | 0 | 0 | 0 | 0 | 0 | 0 | 0 | 0 | 0 | 0 | 1 |  | 1 | 15 | 1 | 15
| 356 | 15 | 1 | 15 | 20 | 0 | 0 | 0 | 0 | 0 | 0 | 0 | 0 | 0 | 0 | 0 | 1 |  | 1 | 15 | 1 | 15
| 357 | 15 | 1 | 15 | 21 | 0 | 0 | 0 | 0 | 0 | 0 | 0 | 0 | 0 | 0 | 0 | 1 |  | 1 | 15 | 1 | 15
| 358 | 15 | 1 | 15 | 22 | 0 | 0 | 0 | 0 | 0 | 0 | 0 | 0 | 0 | 0 | 0 | 1 |  | 1 | 15 | 1 | 15
| 359 | 15 | 1 | 15 | 23 | 0 | 0 | 0 | 0 | 0 | 0 | 0 | 0 | 0 | 0 | 0 | 1 |  | 1 | 15 | 1 | 15
| 360 | 15 | 1 | 15 | 24 | 0 | 0 | 0 | 0 | 0 | 0 | 0 | 0 | 0 | 0 | 0 | 1 |  | 1 | 15 | 1 | 15
| 361 | 16 | 1 | 16 | 1 | 0 | 0 | 0 | 0 | 0 | 0 | 0 | 0 | 0 | 0 | 0 | 1 |  | 1 | 16 | 1 | 16
| 362 | 16 | 1 | 16 | 2 | 0 | 0 | 0 | 0 | 0 | 0 | 0 | 0 | 0 | 0 | 0 | 1 |  | 1 | 16 | 1 | 16
| 363 | 16 | 1 | 16 | 3 | 0 | 0 | 0 | 0 | 0 | 0 | 0 | 0 | 0 | 0 | 0 | 1 |  | 1 | 16 | 1 | 16
| 364 | 16 | 1 | 16 | 4 | 0 | 0 | 0 | 0 | 0 | 0 | 0 | 0 | 0 | 0 | 0 | 1 |  | 1 | 16 | 1 | 16
| 365 | 16 | 1 | 16 | 5 | 0 | 0 | 0 | 0 | 0 | 0 | 0 | 0 | 0 | 0 | 0 | 1 |  | 1 | 16 | 1 | 16
| 366 | 16 | 1 | 16 | 6 | 0 | 0 | 0 | 0 | 0 | 0 | 0 | 0 | 0 | 0 | 0 | 1 |  | 1 | 16 | 1 | 16
| 367 | 16 | 1 | 16 | 7 | 0 | 0 | 0 | 0 | 0 | 0 | 0 | 0 | 0 | 0 | 0 | 1 |  | 1 | 16 | 1 | 16
| 368 | 16 | 1 | 16 | 8 | 0 | 0 | 0 | 0 | 0 | 0 | 0 | 0 | 0 | 0 | 0 | 1 |  | 1 | 16 | 1 | 16
| 369 | 16 | 1 | 16 | 9 | 0 | 0 | 0 | 0 | 0 | 0 | 0 | 0 | 0 | 0 | 0 | 1 |  | 1 | 16 | 1 | 16
| 370 | 16 | 1 | 16 | 10 | 0 | 0 | 0 | 0 | 0 | 0 | 0 | 0 | 0 | 0 | 0 | 1 |  | 1 | 16 | 1 | 16
| 371 | 16 | 1 | 16 | 11 | 0 | 0 | 0 | 0 | 0 | 0 | 0 | 0 | 0 | 0 | 0 | 1 |  | 1 | 16 | 1 | 16
| 372 | 16 | 1 | 16 | 12 | 0 | 0 | 0 | 0 | 0 | 0 | 0 | 0 | 0 | 0 | 0 | 1 |  | 1 | 16 | 1 | 16
| 373 | 16 | 1 | 16 | 13 | 0 | 0 | 0 | 0 | 0 | 0 | 0 | 0 | 0 | 0 | 0 | 1 |  | 1 | 16 | 1 | 16
| 374 | 16 | 1 | 16 | 14 | 0 | 0 | 0 | 0 | 0 | 0 | 0 | 0 | 0 | 0 | 0 | 1 |  | 1 | 16 | 1 | 16
| 375 | 16 | 1 | 16 | 15 | 0 | 0 | 0 | 0 | 0 | 0 | 0 | 0 | 0 | 0 | 0 | 1 |  | 1 | 16 | 1 | 16
| 376 | 16 | 1 | 16 | 16 | 0 | 0 | 0 | 0 | 0 | 0 | 0 | 0 | 0 | 0 | 0 | 1 |  | 1 | 16 | 1 | 16
| 377 | 16 | 1 | 16 | 17 | 0 | 0 | 0 | 0 | 0 | 0 | 0 | 0 | 0 | 0 | 0 | 1 |  | 1 | 16 | 1 | 16
| 378 | 16 | 1 | 16 | 18 | 0 | 0 | 0 | 0 | 0 | 0 | 0 | 0 | 0 | 0 | 0 | 1 |  | 1 | 16 | 1 | 16
| 379 | 16 | 1 | 16 | 19 | 0 | 0 | 0 | 0 | 0 | 0 | 0 | 0 | 0 | 0 | 0 | 1 |  | 1 | 16 | 1 | 16
| 380 | 16 | 1 | 16 | 20 | 0 | 0 | 0 | 0 | 0 | 0 | 0 | 0 | 0 | 0 | 0 | 1 |  | 1 | 16 | 1 | 16
| 381 | 16 | 1 | 16 | 21 | 0 | 0 | 0 | 0 | 0 | 0 | 0 | 0 | 0 | 0 | 0 | 1 |  | 1 | 16 | 1 | 16
| 382 | 16 | 1 | 16 | 22 | 0 | 0 | 0 | 0 | 0 | 0 | 0 | 0 | 0 | 0 | 0 | 1 |  | 1 | 16 | 1 | 16
| 383 | 16 | 1 | 16 | 23 | 0 | 0 | 0 | 0 | 0 | 0 | 0 | 0 | 0 | 0 | 0 | 1 |  | 1 | 16 | 1 | 16
| 384 | 16 | 1 | 16 | 24 | 0 | 0 | 0 | 0 | 0 | 0 | 0 | 0 | 0 | 0 | 0 | 1 |  | 1 | 16 | 1 | 16
| 385 | 17 | 1 | 17 | 1 | 0 | 0 | 1 | 0 | 0 | 0 | 0 | 0 | 0 | 0 | 0 | 1 |  | 1 | 17 | 1 | 17
| 386 | 17 | 1 | 17 | 2 | 0 | 0 | 1 | 0 | 0 | 0 | 0 | 0 | 0 | 0 | 0 | 1 |  | 1 | 17 | 1 | 17
| 387 | 17 | 1 | 17 | 3 | 0 | 0 | 1 | 0 | 0 | 0 | 0 | 0 | 0 | 0 | 0 | 1 |  | 1 | 17 | 1 | 17
| 388 | 17 | 1 | 17 | 4 | 0 | 0 | 1 | 0 | 0 | 0 | 0 | 0 | 0 | 0 | 0 | 1 |  | 1 | 17 | 1 | 17
| 389 | 17 | 1 | 17 | 5 | 0 | 0 | 1 | 0 | 0 | 0 | 0 | 0 | 0 | 0 | 0 | 1 |  | 1 | 17 | 1 | 17
| 390 | 17 | 1 | 17 | 6 | 0 | 0 | 1 | 0 | 0 | 0 | 0 | 0 | 0 | 0 | 0 | 1 |  | 1 | 17 | 1 | 17
| 391 | 17 | 1 | 17 | 7 | 0 | 0 | 1 | 0 | 0 | 0 | 0 | 0 | 0 | 0 | 0 | 1 |  | 1 | 17 | 1 | 17
| 392 | 17 | 1 | 17 | 8 | 0 | 0 | 1 | 0 | 0 | 0 | 0 | 0 | 0 | 0 | 0 | 1 |  | 1 | 17 | 1 | 17
| 393 | 17 | 1 | 17 | 9 | 0 | 0 | 1 | 0 | 0 | 0 | 0 | 0 | 0 | 0 | 0 | 1 |  | 1 | 17 | 1 | 17
| 394 | 17 | 1 | 17 | 10 | 0 | 0 | 1 | 0 | 0 | 0 | 0 | 0 | 0 | 0 | 0 | 1 |  | 1 | 17 | 1 | 17
| 395 | 17 | 1 | 17 | 11 | 0 | 0 | 1 | 0 | 0 | 0 | 0 | 0 | 0 | 0 | 0 | 1 |  | 1 | 17 | 1 | 17
| 396 | 17 | 1 | 17 | 12 | 0 | 0 | 1 | 0 | 0 | 0 | 0 | 0 | 0 | 0 | 0 | 1 |  | 1 | 17 | 1 | 17
| 397 | 17 | 1 | 17 | 13 | 0 | 0 | 1 | 0 | 0 | 0 | 0 | 0 | 0 | 0 | 0 | 1 |  | 1 | 17 | 1 | 17
| 398 | 17 | 1 | 17 | 14 | 0 | 0 | 1 | 0 | 0 | 0 | 0 | 0 | 0 | 0 | 0 | 1 |  | 1 | 17 | 1 | 17
| 399 | 17 | 1 | 17 | 15 | 0 | 0 | 1 | 0 | 0 | 0 | 0 | 0 | 0 | 0 | 0 | 1 |  | 1 | 17 | 1 | 17
| 400 | 17 | 1 | 17 | 16 | 0 | 0 | 1 | 0 | 0 | 0 | 0 | 0 | 0 | 0 | 0 | 1 |  | 1 | 17 | 1 | 17
| 401 | 17 | 1 | 17 | 17 | 0 | 0 | 1 | 0 | 0 | 0 | 0 | 0 | 0 | 0 | 0 | 1 |  | 1 | 17 | 1 | 17
| 402 | 17 | 1 | 17 | 18 | 0 | 0 | 1 | 0 | 0 | 0 | 0 | 0 | 0 | 0 | 0 | 1 |  | 1 | 17 | 1 | 17
| 403 | 17 | 1 | 17 | 19 | 0 | 0 | 1 | 0 | 0 | 0 | 0 | 0 | 0 | 0 | 0 | 1 |  | 1 | 17 | 1 | 17
| 404 | 17 | 1 | 17 | 20 | 0 | 0 | 1 | 0 | 0 | 0 | 0 | 0 | 0 | 0 | 0 | 1 |  | 1 | 17 | 1 | 17
| 405 | 17 | 1 | 17 | 21 | 0 | 0 | 1 | 0 | 0 | 0 | 0 | 0 | 0 | 0 | 0 | 1 |  | 1 | 17 | 1 | 17
| 406 | 17 | 1 | 17 | 22 | 0 | 0 | 1 | 0 | 0 | 0 | 0 | 0 | 0 | 0 | 0 | 1 |  | 1 | 17 | 1 | 17
| 407 | 17 | 1 | 17 | 23 | 0 | 0 | 1 | 0 | 0 | 0 | 0 | 0 | 0 | 0 | 0 | 1 |  | 1 | 17 | 1 | 17
| 408 | 17 | 1 | 17 | 24 | 0 | 0 | 1 | 0 | 0 | 0 | 0 | 0 | 0 | 0 | 0 | 1 |  | 1 | 17 | 1 | 17
| 409 | 18 | 1 | 18 | 1 | 0 | 0 | 1 | 0 | 0 | 0 | 0 | 0 | 0 | 0 | 0 | 1 |  | 1 | 18 | 1 | 18
| 410 | 18 | 1 | 18 | 2 | 0 | 0 | 1 | 0 | 0 | 0 | 0 | 0 | 0 | 0 | 0 | 1 |  | 1 | 18 | 1 | 18
| 411 | 18 | 1 | 18 | 3 | 0 | 0 | 1 | 0 | 0 | 0 | 0 | 0 | 0 | 0 | 0 | 1 |  | 1 | 18 | 1 | 18
| 412 | 18 | 1 | 18 | 4 | 0 | 0 | 1 | 0 | 0 | 0 | 0 | 0 | 0 | 0 | 0 | 1 |  | 1 | 18 | 1 | 18
| 413 | 18 | 1 | 18 | 5 | 0 | 0 | 1 | 0 | 0 | 0 | 0 | 0 | 0 | 0 | 0 | 1 |  | 1 | 18 | 1 | 18
| 414 | 18 | 1 | 18 | 6 | 0 | 0 | 1 | 0 | 0 | 0 | 0 | 0 | 0 | 0 | 0 | 1 |  | 1 | 18 | 1 | 18
| 415 | 18 | 1 | 18 | 7 | 0 | 0 | 1 | 0 | 0 | 0 | 0 | 0 | 0 | 0 | 0 | 1 |  | 1 | 18 | 1 | 18
| 416 | 18 | 1 | 18 | 8 | 0 | 0 | 1 | 0 | 0 | 0 | 0 | 0 | 0 | 0 | 0 | 1 |  | 1 | 18 | 1 | 18
| 417 | 18 | 1 | 18 | 9 | 0 | 0 | 1 | 0 | 0 | 0 | 0 | 0 | 0 | 0 | 0 | 1 |  | 1 | 18 | 1 | 18
| 418 | 18 | 1 | 18 | 10 | 0 | 0 | 1 | 0 | 0 | 0 | 0 | 0 | 0 | 0 | 0 | 1 |  | 1 | 18 | 1 | 18
| 419 | 18 | 1 | 18 | 11 | 0 | 0 | 1 | 0 | 0 | 0 | 0 | 0 | 0 | 0 | 0 | 1 |  | 1 | 18 | 1 | 18
| 420 | 18 | 1 | 18 | 12 | 0 | 0 | 1 | 0 | 0 | 0 | 0 | 0 | 0 | 0 | 0 | 1 |  | 1 | 18 | 1 | 18
| 421 | 18 | 1 | 18 | 13 | 0 | 0 | 1 | 0 | 0 | 0 | 0 | 0 | 0 | 0 | 0 | 1 |  | 1 | 18 | 1 | 18
| 422 | 18 | 1 | 18 | 14 | 0 | 0 | 1 | 0 | 0 | 0 | 0 | 0 | 0 | 0 | 0 | 1 |  | 1 | 18 | 1 | 18
| 423 | 18 | 1 | 18 | 15 | 0 | 0 | 1 | 0 | 0 | 0 | 0 | 0 | 0 | 0 | 0 | 1 |  | 1 | 18 | 1 | 18
| 424 | 18 | 1 | 18 | 16 | 0 | 0 | 1 | 0 | 0 | 0 | 0 | 0 | 0 | 0 | 0 | 1 |  | 1 | 18 | 1 | 18
| 425 | 18 | 1 | 18 | 17 | 0 | 0 | 1 | 0 | 0 | 0 | 0 | 0 | 0 | 0 | 0 | 1 |  | 1 | 18 | 1 | 18
| 426 | 18 | 1 | 18 | 18 | 0 | 0 | 1 | 0 | 0 | 0 | 0 | 0 | 0 | 0 | 0 | 1 |  | 1 | 18 | 1 | 18
| 427 | 18 | 1 | 18 | 19 | 0 | 0 | 1 | 0 | 0 | 0 | 0 | 0 | 0 | 0 | 0 | 1 |  | 1 | 18 | 1 | 18
| 428 | 18 | 1 | 18 | 20 | 0 | 0 | 1 | 0 | 0 | 0 | 0 | 0 | 0 | 0 | 0 | 1 |  | 1 | 18 | 1 | 18
| 429 | 18 | 1 | 18 | 21 | 0 | 0 | 1 | 0 | 0 | 0 | 0 | 0 | 0 | 0 | 0 | 1 |  | 1 | 18 | 1 | 18
| 430 | 18 | 1 | 18 | 22 | 0 | 0 | 1 | 0 | 0 | 0 | 0 | 0 | 0 | 0 | 0 | 1 |  | 1 | 18 | 1 | 18
| 431 | 18 | 1 | 18 | 23 | 0 | 0 | 1 | 0 | 0 | 0 | 0 | 0 | 0 | 0 | 0 | 1 |  | 1 | 18 | 1 | 18
| 432 | 18 | 1 | 18 | 24 | 0 | 0 | 1 | 0 | 0 | 0 | 0 | 0 | 0 | 0 | 0 | 1 |  | 1 | 18 | 1 | 18
| 433 | 19 | 1 | 19 | 1 | 0 | 0 | 1 | 0 | 0 | 0 | 0 | 0 | 0 | 0 | 0 | 1 |  | 1 | 19 | 1 | 19
| 434 | 19 | 1 | 19 | 2 | 0 | 0 | 1 | 0 | 0 | 0 | 0 | 0 | 0 | 0 | 0 | 1 |  | 1 | 19 | 1 | 19
| 435 | 19 | 1 | 19 | 3 | 0 | 0 | 1 | 0 | 0 | 0 | 0 | 0 | 0 | 0 | 0 | 1 |  | 1 | 19 | 1 | 19
| 436 | 19 | 1 | 19 | 4 | 0 | 0 | 1 | 0 | 0 | 0 | 0 | 0 | 0 | 0 | 0 | 1 |  | 1 | 19 | 1 | 19
| 437 | 19 | 1 | 19 | 5 | 0 | 0 | 1 | 0 | 0 | 0 | 0 | 0 | 0 | 0 | 0 | 1 |  | 1 | 19 | 1 | 19
| 438 | 19 | 1 | 19 | 6 | 0 | 0 | 1 | 0 | 0 | 0 | 0 | 0 | 0 | 0 | 0 | 1 |  | 1 | 19 | 1 | 19
| 439 | 19 | 1 | 19 | 7 | 0 | 0 | 1 | 0 | 0 | 0 | 0 | 0 | 0 | 0 | 0 | 1 |  | 1 | 19 | 1 | 19
| 440 | 19 | 1 | 19 | 8 | 0 | 0 | 1 | 0 | 0 | 0 | 0 | 0 | 0 | 0 | 0 | 1 |  | 1 | 19 | 1 | 19
| 441 | 19 | 1 | 19 | 9 | 0 | 0 | 1 | 0 | 0 | 0 | 0 | 0 | 0 | 0 | 0 | 1 |  | 1 | 19 | 1 | 19
| 442 | 19 | 1 | 19 | 10 | 0 | 0 | 1 | 0 | 0 | 0 | 0 | 0 | 0 | 0 | 0 | 1 |  | 1 | 19 | 1 | 19
| 443 | 19 | 1 | 19 | 11 | 0 | 0 | 1 | 0 | 0 | 0 | 0 | 0 | 0 | 0 | 0 | 1 |  | 1 | 19 | 1 | 19
| 444 | 19 | 1 | 19 | 12 | 0 | 0 | 1 | 0 | 0 | 0 | 0 | 0 | 0 | 0 | 0 | 1 |  | 1 | 19 | 1 | 19
| 445 | 19 | 1 | 19 | 13 | 0 | 0 | 1 | 0 | 0 | 0 | 0 | 0 | 0 | 0 | 0 | 1 |  | 1 | 19 | 1 | 19
| 446 | 19 | 1 | 19 | 14 | 0 | 0 | 1 | 0 | 0 | 0 | 0 | 0 | 0 | 0 | 0 | 1 |  | 1 | 19 | 1 | 19
| 447 | 19 | 1 | 19 | 15 | 0 | 0 | 1 | 0 | 0 | 0 | 0 | 0 | 0 | 0 | 0 | 1 |  | 1 | 19 | 1 | 19
| 448 | 19 | 1 | 19 | 16 | 0 | 0 | 1 | 0 | 0 | 0 | 0 | 0 | 0 | 0 | 0 | 1 |  | 1 | 19 | 1 | 19
| 449 | 19 | 1 | 19 | 17 | 0 | 0 | 1 | 0 | 0 | 0 | 0 | 0 | 0 | 0 | 0 | 1 |  | 1 | 19 | 1 | 19
| 450 | 19 | 1 | 19 | 18 | 0 | 0 | 1 | 0 | 0 | 0 | 0 | 0 | 0 | 0 | 0 | 1 |  | 1 | 19 | 1 | 19
| 451 | 19 | 1 | 19 | 19 | 0 | 0 | 1 | 0 | 0 | 0 | 0 | 0 | 0 | 0 | 0 | 1 |  | 1 | 19 | 1 | 19
| 452 | 19 | 1 | 19 | 20 | 0 | 0 | 1 | 0 | 0 | 0 | 0 | 0 | 0 | 0 | 0 | 1 |  | 1 | 19 | 1 | 19
| 453 | 19 | 1 | 19 | 21 | 0 | 0 | 1 | 0 | 0 | 0 | 0 | 0 | 0 | 0 | 0 | 1 |  | 1 | 19 | 1 | 19
| 454 | 19 | 1 | 19 | 22 | 0 | 0 | 1 | 0 | 0 | 0 | 0 | 0 | 0 | 0 | 0 | 1 |  | 1 | 19 | 1 | 19
| 455 | 19 | 1 | 19 | 23 | 0 | 0 | 1 | 0 | 0 | 0 | 0 | 0 | 0 | 0 | 0 | 1 |  | 1 | 19 | 1 | 19
| 456 | 19 | 1 | 19 | 24 | 0 | 0 | 1 | 0 | 0 | 0 | 0 | 0 | 0 | 0 | 0 | 1 |  | 1 | 19 | 1 | 19
| 457 | 20 | 1 | 20 | 1 | 0 | 0 | 1 | 0 | 0 | 0 | 0 | 0 | 0 | 0 | 0 | 1 |  | 1 | 20 | 1 | 20
| 458 | 20 | 1 | 20 | 2 | 0 | 0 | 1 | 0 | 0 | 0 | 0 | 0 | 0 | 0 | 0 | 1 |  | 1 | 20 | 1 | 20
| 459 | 20 | 1 | 20 | 3 | 0 | 0 | 1 | 0 | 0 | 0 | 0 | 0 | 0 | 0 | 0 | 1 |  | 1 | 20 | 1 | 20
| 460 | 20 | 1 | 20 | 4 | 0 | 0 | 1 | 0 | 0 | 0 | 0 | 0 | 0 | 0 | 0 | 1 |  | 1 | 20 | 1 | 20
| 461 | 20 | 1 | 20 | 5 | 0 | 0 | 1 | 0 | 0 | 0 | 0 | 0 | 0 | 0 | 0 | 1 |  | 1 | 20 | 1 | 20
| 462 | 20 | 1 | 20 | 6 | 0 | 0 | 1 | 0 | 0 | 0 | 0 | 0 | 0 | 0 | 0 | 1 |  | 1 | 20 | 1 | 20
| 463 | 20 | 1 | 20 | 7 | 0 | 0 | 1 | 0 | 0 | 0 | 0 | 0 | 0 | 0 | 0 | 1 |  | 1 | 20 | 1 | 20
| 464 | 20 | 1 | 20 | 8 | 0 | 0 | 1 | 0 | 0 | 0 | 0 | 0 | 0 | 0 | 0 | 1 |  | 1 | 20 | 1 | 20
| 465 | 20 | 1 | 20 | 9 | 0 | 0 | 1 | 0 | 0 | 0 | 0 | 0 | 0 | 0 | 0 | 1 |  | 1 | 20 | 1 | 20
| 466 | 20 | 1 | 20 | 10 | 0 | 0 | 1 | 0 | 0 | 0 | 0 | 0 | 0 | 0 | 0 | 1 |  | 1 | 20 | 1 | 20
| 467 | 20 | 1 | 20 | 11 | 0 | 0 | 1 | 0 | 0 | 0 | 0 | 0 | 0 | 0 | 0 | 1 |  | 1 | 20 | 1 | 20
| 468 | 20 | 1 | 20 | 12 | 0 | 0 | 1 | 0 | 0 | 0 | 0 | 0 | 0 | 0 | 0 | 1 |  | 1 | 20 | 1 | 20
| 469 | 20 | 1 | 20 | 13 | 0 | 0 | 1 | 0 | 0 | 0 | 0 | 0 | 0 | 0 | 0 | 1 |  | 1 | 20 | 1 | 20
| 470 | 20 | 1 | 20 | 14 | 0 | 0 | 1 | 0 | 0 | 0 | 0 | 0 | 0 | 0 | 0 | 1 |  | 1 | 20 | 1 | 20
| 471 | 20 | 1 | 20 | 15 | 0 | 0 | 1 | 0 | 0 | 0 | 0 | 0 | 0 | 0 | 0 | 1 |  | 1 | 20 | 1 | 20
| 472 | 20 | 1 | 20 | 16 | 0 | 0 | 1 | 0 | 0 | 0 | 0 | 0 | 0 | 0 | 0 | 1 |  | 1 | 20 | 1 | 20
| 473 | 20 | 1 | 20 | 17 | 0 | 0 | 1 | 0 | 0 | 0 | 0 | 0 | 0 | 0 | 0 | 1 |  | 1 | 20 | 1 | 20
| 474 | 20 | 1 | 20 | 18 | 0 | 0 | 1 | 0 | 0 | 0 | 0 | 0 | 0 | 0 | 0 | 1 |  | 1 | 20 | 1 | 20
| 475 | 20 | 1 | 20 | 19 | 0 | 0 | 1 | 0 | 0 | 0 | 0 | 0 | 0 | 0 | 0 | 1 |  | 1 | 20 | 1 | 20
| 476 | 20 | 1 | 20 | 20 | 0 | 0 | 1 | 0 | 0 | 0 | 0 | 0 | 0 | 0 | 0 | 1 |  | 1 | 20 | 1 | 20
| 477 | 20 | 1 | 20 | 21 | 0 | 0 | 1 | 0 | 0 | 0 | 0 | 0 | 0 | 0 | 0 | 1 |  | 1 | 20 | 1 | 20
| 478 | 20 | 1 | 20 | 22 | 0 | 0 | 1 | 0 | 0 | 0 | 0 | 0 | 0 | 0 | 0 | 1 |  | 1 | 20 | 1 | 20
| 479 | 20 | 1 | 20 | 23 | 0 | 0 | 1 | 0 | 0 | 0 | 0 | 0 | 0 | 0 | 0 | 1 |  | 1 | 20 | 1 | 20
| 480 | 20 | 1 | 20 | 24 | 0 | 0 | 1 | 0 | 0 | 0 | 0 | 0 | 0 | 0 | 0 | 1 |  | 1 | 20 | 1 | 20
| 481 | 21 | 1 | 21 | 1 | 0 | 0 | 1 | 0 | 0 | 0 | 0 | 0 | 0 | 0 | 0 | 1 |  | 1 | 21 | 1 | 21
| 482 | 21 | 1 | 21 | 2 | 0 | 0 | 1 | 0 | 0 | 0 | 0 | 0 | 0 | 0 | 0 | 1 |  | 1 | 21 | 1 | 21
| 483 | 21 | 1 | 21 | 3 | 0 | 0 | 1 | 0 | 0 | 0 | 0 | 0 | 0 | 0 | 0 | 1 |  | 1 | 21 | 1 | 21
| 484 | 21 | 1 | 21 | 4 | 0 | 0 | 1 | 0 | 0 | 0 | 0 | 0 | 0 | 0 | 0 | 1 |  | 1 | 21 | 1 | 21
| 485 | 21 | 1 | 21 | 5 | 0 | 0 | 1 | 0 | 0 | 0 | 0 | 0 | 0 | 0 | 0 | 1 |  | 1 | 21 | 1 | 21
| 486 | 21 | 1 | 21 | 6 | 0 | 0 | 1 | 0 | 0 | 0 | 0 | 0 | 0 | 0 | 0 | 1 |  | 1 | 21 | 1 | 21
| 487 | 21 | 1 | 21 | 7 | 0 | 0 | 1 | 0 | 0 | 0 | 0 | 0 | 0 | 0 | 0 | 1 |  | 1 | 21 | 1 | 21
| 488 | 21 | 1 | 21 | 8 | 0 | 0 | 1 | 0 | 0 | 0 | 0 | 0 | 0 | 0 | 0 | 1 |  | 1 | 21 | 1 | 21
| 489 | 21 | 1 | 21 | 9 | 0 | 0 | 1 | 0 | 0 | 0 | 0 | 0 | 0 | 0 | 0 | 1 |  | 1 | 21 | 1 | 21
| 490 | 21 | 1 | 21 | 10 | 0 | 0 | 1 | 0 | 0 | 0 | 0 | 0 | 0 | 0 | 0 | 1 |  | 1 | 21 | 1 | 21
| 491 | 21 | 1 | 21 | 11 | 0 | 0 | 1 | 0 | 0 | 0 | 0 | 0 | 0 | 0 | 0 | 1 |  | 1 | 21 | 1 | 21
| 492 | 21 | 1 | 21 | 12 | 0 | 0 | 1 | 0 | 0 | 0 | 0 | 0 | 0 | 0 | 0 | 1 |  | 1 | 21 | 1 | 21
| 493 | 21 | 1 | 21 | 13 | 0 | 0 | 1 | 0 | 0 | 0 | 0 | 0 | 0 | 0 | 0 | 1 |  | 1 | 21 | 1 | 21
| 494 | 21 | 1 | 21 | 14 | 0 | 0 | 1 | 0 | 0 | 0 | 0 | 0 | 0 | 0 | 0 | 1 |  | 1 | 21 | 1 | 21
| 495 | 21 | 1 | 21 | 15 | 0 | 0 | 1 | 0 | 0 | 0 | 0 | 0 | 0 | 0 | 0 | 1 |  | 1 | 21 | 1 | 21
| 496 | 21 | 1 | 21 | 16 | 0 | 0 | 1 | 0 | 0 | 0 | 0 | 0 | 0 | 0 | 0 | 1 |  | 1 | 21 | 1 | 21
| 497 | 21 | 1 | 21 | 17 | 0 | 0 | 1 | 0 | 0 | 0 | 0 | 0 | 0 | 0 | 0 | 1 |  | 1 | 21 | 1 | 21
| 498 | 21 | 1 | 21 | 18 | 0 | 0 | 1 | 0 | 0 | 0 | 0 | 0 | 0 | 0 | 0 | 1 |  | 1 | 21 | 1 | 21
| 499 | 21 | 1 | 21 | 19 | 0 | 0 | 1 | 0 | 0 | 0 | 0 | 0 | 0 | 0 | 0 | 1 |  | 1 | 21 | 1 | 21
| 500 | 21 | 1 | 21 | 20 | 0 | 0 | 1 | 0 | 0 | 0 | 0 | 0 | 0 | 0 | 0 | 1 |  | 1 | 21 | 1 | 21
| 501 | 21 | 1 | 21 | 21 | 0 | 0 | 1 | 0 | 0 | 0 | 0 | 0 | 0 | 0 | 0 | 1 |  | 1 | 21 | 1 | 21
| 502 | 21 | 1 | 21 | 22 | 0 | 0 | 1 | 0 | 0 | 0 | 0 | 0 | 0 | 0 | 0 | 1 |  | 1 | 21 | 1 | 21
| 503 | 21 | 1 | 21 | 23 | 0 | 0 | 1 | 0 | 0 | 0 | 0 | 0 | 0 | 0 | 0 | 1 |  | 1 | 21 | 1 | 21
| 504 | 21 | 1 | 21 | 24 | 0 | 0 | 1 | 0 | 0 | 0 | 0 | 0 | 0 | 0 | 0 | 1 |  | 1 | 21 | 1 | 21
| 505 | 22 | 1 | 22 | 1 | 0 | 0 | 0 | 0 | 0 | 0 | 0 | 0 | 0 | 0 | 0 | 1 |  | 1 | 22 | 1 | 22
| 506 | 22 | 1 | 22 | 2 | 0 | 0 | 0 | 0 | 0 | 0 | 0 | 0 | 0 | 0 | 0 | 1 |  | 1 | 22 | 1 | 22
| 507 | 22 | 1 | 22 | 3 | 0 | 0 | 0 | 0 | 0 | 0 | 0 | 0 | 0 | 0 | 0 | 1 |  | 1 | 22 | 1 | 22
| 508 | 22 | 1 | 22 | 4 | 0 | 0 | 0 | 0 | 0 | 0 | 0 | 0 | 0 | 0 | 0 | 1 |  | 1 | 22 | 1 | 22
| 509 | 22 | 1 | 22 | 5 | 0 | 0 | 0 | 0 | 0 | 0 | 0 | 0 | 0 | 0 | 0 | 1 |  | 1 | 22 | 1 | 22
| 510 | 22 | 1 | 22 | 6 | 0 | 0 | 0 | 0 | 0 | 0 | 0 | 0 | 0 | 0 | 0 | 1 |  | 1 | 22 | 1 | 22
| 511 | 22 | 1 | 22 | 7 | 0 | 0 | 0 | 0 | 0 | 0 | 0 | 0 | 0 | 0 | 0 | 1 |  | 1 | 22 | 1 | 22
| 512 | 22 | 1 | 22 | 8 | 0 | 0 | 0 | 0 | 0 | 0 | 0 | 0 | 0 | 0 | 0 | 1 |  | 1 | 22 | 1 | 22
| 513 | 22 | 1 | 22 | 9 | 0 | 0 | 0 | 0 | 0 | 0 | 0 | 0 | 0 | 0 | 0 | 1 |  | 1 | 22 | 1 | 22
| 514 | 22 | 1 | 22 | 10 | 0 | 0 | 0 | 0 | 0 | 0 | 0 | 0 | 0 | 0 | 0 | 1 |  | 1 | 22 | 1 | 22
| 515 | 22 | 1 | 22 | 11 | 0 | 0 | 0 | 0 | 0 | 0 | 0 | 0 | 0 | 0 | 0 | 1 |  | 1 | 22 | 1 | 22
| 516 | 22 | 1 | 22 | 12 | 0 | 0 | 0 | 0 | 0 | 0 | 0 | 0 | 0 | 0 | 0 | 1 |  | 1 | 22 | 1 | 22
| 517 | 22 | 1 | 22 | 13 | 0 | 0 | 0 | 0 | 0 | 0 | 0 | 0 | 0 | 0 | 0 | 1 |  | 1 | 22 | 1 | 22
| 518 | 22 | 1 | 22 | 14 | 0 | 0 | 0 | 0 | 0 | 0 | 0 | 0 | 0 | 0 | 0 | 1 |  | 1 | 22 | 1 | 22
| 519 | 22 | 1 | 22 | 15 | 0 | 0 | 0 | 0 | 0 | 0 | 0 | 0 | 0 | 0 | 0 | 1 |  | 1 | 22 | 1 | 22
| 520 | 22 | 1 | 22 | 16 | 0 | 0 | 0 | 0 | 0 | 0 | 0 | 0 | 0 | 0 | 0 | 1 |  | 1 | 22 | 1 | 22
| 521 | 22 | 1 | 22 | 17 | 0 | 0 | 0 | 0 | 0 | 0 | 0 | 0 | 0 | 0 | 0 | 1 |  | 1 | 22 | 1 | 22
| 522 | 22 | 1 | 22 | 18 | 0 | 0 | 0 | 0 | 0 | 0 | 0 | 0 | 0 | 0 | 0 | 1 |  | 1 | 22 | 1 | 22
| 523 | 22 | 1 | 22 | 19 | 0 | 0 | 0 | 0 | 0 | 0 | 0 | 0 | 0 | 0 | 0 | 1 |  | 1 | 22 | 1 | 22
| 524 | 22 | 1 | 22 | 20 | 0 | 0 | 0 | 0 | 0 | 0 | 0 | 0 | 0 | 0 | 0 | 1 |  | 1 | 22 | 1 | 22
| 525 | 22 | 1 | 22 | 21 | 0 | 0 | 0 | 0 | 0 | 0 | 0 | 0 | 0 | 0 | 0 | 1 |  | 1 | 22 | 1 | 22
| 526 | 22 | 1 | 22 | 22 | 0 | 0 | 0 | 0 | 0 | 0 | 0 | 0 | 0 | 0 | 0 | 1 |  | 1 | 22 | 1 | 22
| 527 | 22 | 1 | 22 | 23 | 0 | 0 | 0 | 0 | 0 | 0 | 0 | 0 | 0 | 0 | 0 | 1 |  | 1 | 22 | 1 | 22
| 528 | 22 | 1 | 22 | 24 | 0 | 0 | 0 | 0 | 0 | 0 | 0 | 0 | 0 | 0 | 0 | 1 |  | 1 | 22 | 1 | 22
| 529 | 23 | 1 | 23 | 1 | 0 | 0 | 0 | 0 | 0 | 0 | 0 | 0 | 0 | 0 | 0 | 1 |  | 1 | 23 | 1 | 23
| 530 | 23 | 1 | 23 | 2 | 0 | 0 | 0 | 0 | 0 | 0 | 0 | 0 | 0 | 0 | 0 | 1 |  | 1 | 23 | 1 | 23
| 531 | 23 | 1 | 23 | 3 | 0 | 0 | 0 | 0 | 0 | 0 | 0 | 0 | 0 | 0 | 0 | 1 |  | 1 | 23 | 1 | 23
| 532 | 23 | 1 | 23 | 4 | 0 | 0 | 0 | 0 | 0 | 0 | 0 | 0 | 0 | 0 | 0 | 1 |  | 1 | 23 | 1 | 23
| 533 | 23 | 1 | 23 | 5 | 0 | 0 | 0 | 0 | 0 | 0 | 0 | 0 | 0 | 0 | 0 | 1 |  | 1 | 23 | 1 | 23
| 534 | 23 | 1 | 23 | 6 | 0 | 0 | 0 | 0 | 0 | 0 | 0 | 0 | 0 | 0 | 0 | 1 |  | 1 | 23 | 1 | 23
| 535 | 23 | 1 | 23 | 7 | 0 | 0 | 0 | 0 | 0 | 0 | 0 | 0 | 0 | 0 | 0 | 1 |  | 1 | 23 | 1 | 23
| 536 | 23 | 1 | 23 | 8 | 0 | 0 | 0 | 0 | 0 | 0 | 0 | 0 | 0 | 0 | 0 | 1 |  | 1 | 23 | 1 | 23
| 537 | 23 | 1 | 23 | 9 | 0 | 0 | 0 | 0 | 0 | 0 | 0 | 0 | 0 | 0 | 0 | 1 |  | 1 | 23 | 1 | 23
| 538 | 23 | 1 | 23 | 10 | 0 | 0 | 0 | 0 | 0 | 0 | 0 | 0 | 0 | 0 | 0 | 1 |  | 1 | 23 | 1 | 23
| 539 | 23 | 1 | 23 | 11 | 0 | 0 | 0 | 0 | 0 | 0 | 0 | 0 | 0 | 0 | 0 | 1 |  | 1 | 23 | 1 | 23
| 540 | 23 | 1 | 23 | 12 | 0 | 0 | 0 | 0 | 0 | 0 | 0 | 0 | 0 | 0 | 0 | 1 |  | 1 | 23 | 1 | 23
| 541 | 23 | 1 | 23 | 13 | 0 | 0 | 0 | 0 | 0 | 0 | 0 | 0 | 0 | 0 | 0 | 1 |  | 1 | 23 | 1 | 23
| 542 | 23 | 1 | 23 | 14 | 0 | 0 | 0 | 0 | 0 | 0 | 0 | 0 | 0 | 0 | 0 | 1 |  | 1 | 23 | 1 | 23
| 543 | 23 | 1 | 23 | 15 | 0 | 0 | 0 | 0 | 0 | 0 | 0 | 0 | 0 | 0 | 0 | 1 |  | 1 | 23 | 1 | 23
| 544 | 23 | 1 | 23 | 16 | 0 | 0 | 0 | 0 | 0 | 0 | 0 | 0 | 0 | 0 | 0 | 1 |  | 1 | 23 | 1 | 23
| 545 | 23 | 1 | 23 | 17 | 0 | 0 | 0 | 0 | 0 | 0 | 0 | 0 | 0 | 0 | 0 | 1 |  | 1 | 23 | 1 | 23
| 546 | 23 | 1 | 23 | 18 | 0 | 0 | 0 | 0 | 0 | 0 | 0 | 0 | 0 | 0 | 0 | 1 |  | 1 | 23 | 1 | 23
| 547 | 23 | 1 | 23 | 19 | 0 | 0 | 0 | 0 | 0 | 0 | 0 | 0 | 0 | 0 | 0 | 1 |  | 1 | 23 | 1 | 23
| 548 | 23 | 1 | 23 | 20 | 0 | 0 | 0 | 0 | 0 | 0 | 0 | 0 | 0 | 0 | 0 | 1 |  | 1 | 23 | 1 | 23
| 549 | 23 | 1 | 23 | 21 | 0 | 0 | 0 | 0 | 0 | 0 | 0 | 0 | 0 | 0 | 0 | 1 |  | 1 | 23 | 1 | 23
| 550 | 23 | 1 | 23 | 22 | 0 | 0 | 0 | 0 | 0 | 0 | 0 | 0 | 0 | 0 | 0 | 1 |  | 1 | 23 | 1 | 23
| 551 | 23 | 1 | 23 | 23 | 0 | 0 | 0 | 0 | 0 | 0 | 0 | 0 | 0 | 0 | 0 | 1 |  | 1 | 23 | 1 | 23
| 552 | 23 | 1 | 23 | 24 | 0 | 0 | 0 | 0 | 0 | 0 | 0 | 0 | 0 | 0 | 0 | 1 |  | 1 | 23 | 1 | 23
| 553 | 24 | 1 | 24 | 1 | 0 | 0 | 1 | 0 | 0 | 0 | 0 | 0 | 0 | 0 | 0 | 1 |  | 1 | 24 | 1 | 24
| 554 | 24 | 1 | 24 | 2 | 0 | 0 | 1 | 0 | 0 | 0 | 0 | 0 | 0 | 0 | 0 | 1 |  | 1 | 24 | 1 | 24
| 555 | 24 | 1 | 24 | 3 | 0 | 0 | 1 | 0 | 0 | 0 | 0 | 0 | 0 | 0 | 0 | 1 |  | 1 | 24 | 1 | 24
| 556 | 24 | 1 | 24 | 4 | 0 | 0 | 1 | 0 | 0 | 0 | 0 | 0 | 0 | 0 | 0 | 1 |  | 1 | 24 | 1 | 24
| 557 | 24 | 1 | 24 | 5 | 0 | 0 | 1 | 0 | 0 | 0 | 0 | 0 | 0 | 0 | 0 | 1 |  | 1 | 24 | 1 | 24
| 558 | 24 | 1 | 24 | 6 | 0 | 0 | 1 | 0 | 0 | 0 | 0 | 0 | 0 | 0 | 0 | 1 |  | 1 | 24 | 1 | 24
| 559 | 24 | 1 | 24 | 7 | 0 | 0 | 1 | 0 | 0 | 0 | 0 | 0 | 0 | 0 | 0 | 1 |  | 1 | 24 | 1 | 24
| 560 | 24 | 1 | 24 | 8 | 0 | 0 | 1 | 0 | 0 | 0 | 0 | 0 | 0 | 0 | 0 | 1 |  | 1 | 24 | 1 | 24
| 561 | 24 | 1 | 24 | 9 | 0 | 0 | 1 | 0 | 0 | 0 | 0 | 0 | 0 | 0 | 0 | 1 |  | 1 | 24 | 1 | 24
| 562 | 24 | 1 | 24 | 10 | 0 | 0 | 1 | 0 | 0 | 0 | 0 | 0 | 0 | 0 | 0 | 1 |  | 1 | 24 | 1 | 24
| 563 | 24 | 1 | 24 | 11 | 0 | 0 | 1 | 0 | 0 | 0 | 0 | 0 | 0 | 0 | 0 | 1 |  | 1 | 24 | 1 | 24
| 564 | 24 | 1 | 24 | 12 | 0 | 0 | 1 | 0 | 0 | 0 | 0 | 0 | 0 | 0 | 0 | 1 |  | 1 | 24 | 1 | 24
| 565 | 24 | 1 | 24 | 13 | 0 | 0 | 1 | 0 | 0 | 0 | 0 | 0 | 0 | 0 | 0 | 1 |  | 1 | 24 | 1 | 24
| 566 | 24 | 1 | 24 | 14 | 0 | 0 | 1 | 0 | 0 | 0 | 0 | 0 | 0 | 0 | 0 | 1 |  | 1 | 24 | 1 | 24
| 567 | 24 | 1 | 24 | 15 | 0 | 0 | 1 | 0 | 0 | 0 | 0 | 0 | 0 | 0 | 0 | 1 |  | 1 | 24 | 1 | 24
| 568 | 24 | 1 | 24 | 16 | 0 | 0 | 1 | 0 | 0 | 0 | 0 | 0 | 0 | 0 | 0 | 1 |  | 1 | 24 | 1 | 24
| 569 | 24 | 1 | 24 | 17 | 0 | 0 | 1 | 0 | 0 | 0 | 0 | 0 | 0 | 0 | 0 | 1 |  | 1 | 24 | 1 | 24
| 570 | 24 | 1 | 24 | 18 | 0 | 0 | 1 | 0 | 0 | 0 | 0 | 0 | 0 | 0 | 0 | 1 |  | 1 | 24 | 1 | 24
| 571 | 24 | 1 | 24 | 19 | 0 | 0 | 1 | 0 | 0 | 0 | 0 | 0 | 0 | 0 | 0 | 1 |  | 1 | 24 | 1 | 24
| 572 | 24 | 1 | 24 | 20 | 0 | 0 | 1 | 0 | 0 | 0 | 0 | 0 | 0 | 0 | 0 | 1 |  | 1 | 24 | 1 | 24
| 573 | 24 | 1 | 24 | 21 | 0 | 0 | 1 | 0 | 0 | 0 | 0 | 0 | 0 | 0 | 0 | 1 |  | 1 | 24 | 1 | 24
| 574 | 24 | 1 | 24 | 22 | 0 | 0 | 1 | 0 | 0 | 0 | 0 | 0 | 0 | 0 | 0 | 1 |  | 1 | 24 | 1 | 24
| 575 | 24 | 1 | 24 | 23 | 0 | 0 | 1 | 0 | 0 | 0 | 0 | 0 | 0 | 0 | 0 | 1 |  | 1 | 24 | 1 | 24
| 576 | 24 | 1 | 24 | 24 | 0 | 0 | 1 | 0 | 0 | 0 | 0 | 0 | 0 | 0 | 0 | 1 |  | 1 | 24 | 1 | 24
| 577 | 25 | 1 | 25 | 1 | 0 | 0 | 1 | 0 | 0 | 0 | 0 | 0 | 0 | 0 | 0 | 1 |  | 1 | 25 | 1 | 25
| 578 | 25 | 1 | 25 | 2 | 0 | 0 | 1 | 0 | 0 | 0 | 0 | 0 | 0 | 0 | 0 | 1 |  | 1 | 25 | 1 | 25
| 579 | 25 | 1 | 25 | 3 | 0 | 0 | 1 | 0 | 0 | 0 | 0 | 0 | 0 | 0 | 0 | 1 |  | 1 | 25 | 1 | 25
| 580 | 25 | 1 | 25 | 4 | 0 | 0 | 1 | 0 | 0 | 0 | 0 | 0 | 0 | 0 | 0 | 1 |  | 1 | 25 | 1 | 25
| 581 | 25 | 1 | 25 | 5 | 0 | 0 | 1 | 0 | 0 | 0 | 0 | 0 | 0 | 0 | 0 | 1 |  | 1 | 25 | 1 | 25
| 582 | 25 | 1 | 25 | 6 | 0 | 0 | 1 | 0 | 0 | 0 | 0 | 0 | 0 | 0 | 0 | 1 |  | 1 | 25 | 1 | 25
| 583 | 25 | 1 | 25 | 7 | 0 | 0 | 1 | 0 | 0 | 0 | 0 | 0 | 0 | 0 | 0 | 1 |  | 1 | 25 | 1 | 25
| 584 | 25 | 1 | 25 | 8 | 0 | 0 | 1 | 0 | 0 | 0 | 0 | 0 | 0 | 0 | 0 | 1 |  | 1 | 25 | 1 | 25
| 585 | 25 | 1 | 25 | 9 | 0 | 0 | 1 | 0 | 0 | 0 | 0 | 0 | 0 | 0 | 0 | 1 |  | 1 | 25 | 1 | 25
| 586 | 25 | 1 | 25 | 10 | 0 | 0 | 1 | 0 | 0 | 0 | 0 | 0 | 0 | 0 | 0 | 1 |  | 1 | 25 | 1 | 25
| 587 | 25 | 1 | 25 | 11 | 0 | 0 | 1 | 0 | 0 | 0 | 0 | 0 | 0 | 0 | 0 | 1 |  | 1 | 25 | 1 | 25
| 588 | 25 | 1 | 25 | 12 | 0 | 0 | 1 | 0 | 0 | 0 | 0 | 0 | 0 | 0 | 0 | 1 |  | 1 | 25 | 1 | 25
| 589 | 25 | 1 | 25 | 13 | 0 | 0 | 1 | 0 | 0 | 0 | 0 | 0 | 0 | 0 | 0 | 1 |  | 1 | 25 | 1 | 25
| 590 | 25 | 1 | 25 | 14 | 0 | 0 | 1 | 0 | 0 | 0 | 0 | 0 | 0 | 0 | 0 | 1 |  | 1 | 25 | 1 | 25
| 591 | 25 | 1 | 25 | 15 | 0 | 0 | 1 | 0 | 0 | 0 | 0 | 0 | 0 | 0 | 0 | 1 |  | 1 | 25 | 1 | 25
| 592 | 25 | 1 | 25 | 16 | 0 | 0 | 1 | 0 | 0 | 0 | 0 | 0 | 0 | 0 | 0 | 1 |  | 1 | 25 | 1 | 25
| 593 | 25 | 1 | 25 | 17 | 0 | 0 | 1 | 0 | 0 | 0 | 0 | 0 | 0 | 0 | 0 | 1 |  | 1 | 25 | 1 | 25
| 594 | 25 | 1 | 25 | 18 | 0 | 0 | 1 | 0 | 0 | 0 | 0 | 0 | 0 | 0 | 0 | 1 |  | 1 | 25 | 1 | 25
| 595 | 25 | 1 | 25 | 19 | 0 | 0 | 1 | 0 | 0 | 0 | 0 | 0 | 0 | 0 | 0 | 1 |  | 1 | 25 | 1 | 25
| 596 | 25 | 1 | 25 | 20 | 0 | 0 | 1 | 0 | 0 | 0 | 0 | 0 | 0 | 0 | 0 | 1 |  | 1 | 25 | 1 | 25
| 597 | 25 | 1 | 25 | 21 | 0 | 0 | 1 | 0 | 0 | 0 | 0 | 0 | 0 | 0 | 0 | 1 |  | 1 | 25 | 1 | 25
| 598 | 25 | 1 | 25 | 22 | 0 | 0 | 1 | 0 | 0 | 0 | 0 | 0 | 0 | 0 | 0 | 1 |  | 1 | 25 | 1 | 25
| 599 | 25 | 1 | 25 | 23 | 0 | 0 | 1 | 0 | 0 | 0 | 0 | 0 | 0 | 0 | 0 | 1 |  | 1 | 25 | 1 | 25
| 600 | 25 | 1 | 25 | 24 | 0 | 0 | 1 | 0 | 0 | 0 | 0 | 0 | 0 | 0 | 0 | 1 |  | 1 | 25 | 1 | 25
| 601 | 26 | 1 | 26 | 1 | 0 | 0 | 1 | 0 | 0 | 0 | 0 | 0 | 0 | 0 | 0 | 1 |  | 1 | 26 | 1 | 26
| 602 | 26 | 1 | 26 | 2 | 0 | 0 | 1 | 0 | 0 | 0 | 0 | 0 | 0 | 0 | 0 | 1 |  | 1 | 26 | 1 | 26
| 603 | 26 | 1 | 26 | 3 | 0 | 0 | 1 | 0 | 0 | 0 | 0 | 0 | 0 | 0 | 0 | 1 |  | 1 | 26 | 1 | 26
| 604 | 26 | 1 | 26 | 4 | 0 | 0 | 1 | 0 | 0 | 0 | 0 | 0 | 0 | 0 | 0 | 1 |  | 1 | 26 | 1 | 26
| 605 | 26 | 1 | 26 | 5 | 0 | 0 | 1 | 0 | 0 | 0 | 0 | 0 | 0 | 0 | 0 | 1 |  | 1 | 26 | 1 | 26
| 606 | 26 | 1 | 26 | 6 | 0 | 0 | 1 | 0 | 0 | 0 | 0 | 0 | 0 | 0 | 0 | 1 |  | 1 | 26 | 1 | 26
| 607 | 26 | 1 | 26 | 7 | 0 | 0 | 1 | 0 | 0 | 0 | 0 | 0 | 0 | 0 | 0 | 1 |  | 1 | 26 | 1 | 26
| 608 | 26 | 1 | 26 | 8 | 0 | 0 | 1 | 0 | 0 | 0 | 0 | 0 | 0 | 0 | 0 | 1 |  | 1 | 26 | 1 | 26
| 609 | 26 | 1 | 26 | 9 | 0 | 0 | 1 | 0 | 0 | 0 | 0 | 0 | 0 | 0 | 0 | 1 |  | 1 | 26 | 1 | 26
| 610 | 26 | 1 | 26 | 10 | 0 | 0 | 1 | 0 | 0 | 0 | 0 | 0 | 0 | 0 | 0 | 1 |  | 1 | 26 | 1 | 26
| 611 | 26 | 1 | 26 | 11 | 0 | 0 | 1 | 0 | 0 | 0 | 0 | 0 | 0 | 0 | 0 | 1 |  | 1 | 26 | 1 | 26
| 612 | 26 | 1 | 26 | 12 | 0 | 0 | 1 | 0 | 0 | 0 | 0 | 0 | 0 | 0 | 0 | 1 |  | 1 | 26 | 1 | 26
| 613 | 26 | 1 | 26 | 13 | 0 | 0 | 1 | 0 | 0 | 0 | 0 | 0 | 0 | 0 | 0 | 1 |  | 1 | 26 | 1 | 26
| 614 | 26 | 1 | 26 | 14 | 0 | 0 | 1 | 0 | 0 | 0 | 0 | 0 | 0 | 0 | 0 | 1 |  | 1 | 26 | 1 | 26
| 615 | 26 | 1 | 26 | 15 | 0 | 0 | 1 | 0 | 0 | 0 | 0 | 0 | 0 | 0 | 0 | 1 |  | 1 | 26 | 1 | 26
| 616 | 26 | 1 | 26 | 16 | 0 | 0 | 1 | 0 | 0 | 0 | 0 | 0 | 0 | 0 | 0 | 1 |  | 1 | 26 | 1 | 26
| 617 | 26 | 1 | 26 | 17 | 0 | 0 | 1 | 0 | 0 | 0 | 0 | 0 | 0 | 0 | 0 | 1 |  | 1 | 26 | 1 | 26
| 618 | 26 | 1 | 26 | 18 | 0 | 0 | 1 | 0 | 0 | 0 | 0 | 0 | 0 | 0 | 0 | 1 |  | 1 | 26 | 1 | 26
| 619 | 26 | 1 | 26 | 19 | 0 | 0 | 1 | 0 | 0 | 0 | 0 | 0 | 0 | 0 | 0 | 1 |  | 1 | 26 | 1 | 26
| 620 | 26 | 1 | 26 | 20 | 0 | 0 | 1 | 0 | 0 | 0 | 0 | 0 | 0 | 0 | 0 | 1 |  | 1 | 26 | 1 | 26
| 621 | 26 | 1 | 26 | 21 | 0 | 0 | 1 | 0 | 0 | 0 | 0 | 0 | 0 | 0 | 0 | 1 |  | 1 | 26 | 1 | 26
| 622 | 26 | 1 | 26 | 22 | 0 | 0 | 1 | 0 | 0 | 0 | 0 | 0 | 0 | 0 | 0 | 1 |  | 1 | 26 | 1 | 26
| 623 | 26 | 1 | 26 | 23 | 0 | 0 | 1 | 0 | 0 | 0 | 0 | 0 | 0 | 0 | 0 | 1 |  | 1 | 26 | 1 | 26
| 624 | 26 | 1 | 26 | 24 | 0 | 0 | 1 | 0 | 0 | 0 | 0 | 0 | 0 | 0 | 0 | 1 |  | 1 | 26 | 1 | 26
| 625 | 27 | 1 | 27 | 1 | 0 | 0 | 1 | 0 | 0 | 0 | 0 | 0 | 0 | 0 | 0 | 1 |  | 1 | 27 | 1 | 27
| 626 | 27 | 1 | 27 | 2 | 0 | 0 | 1 | 0 | 0 | 0 | 0 | 0 | 0 | 0 | 0 | 1 |  | 1 | 27 | 1 | 27
| 627 | 27 | 1 | 27 | 3 | 0 | 0 | 1 | 0 | 0 | 0 | 0 | 0 | 0 | 0 | 0 | 1 |  | 1 | 27 | 1 | 27
| 628 | 27 | 1 | 27 | 4 | 0 | 0 | 1 | 0 | 0 | 0 | 0 | 0 | 0 | 0 | 0 | 1 |  | 1 | 27 | 1 | 27
| 629 | 27 | 1 | 27 | 5 | 0 | 0 | 1 | 0 | 0 | 0 | 0 | 0 | 0 | 0 | 0 | 1 |  | 1 | 27 | 1 | 27
| 630 | 27 | 1 | 27 | 6 | 0 | 0 | 1 | 0 | 0 | 0 | 0 | 0 | 0 | 0 | 0 | 1 |  | 1 | 27 | 1 | 27
| 631 | 27 | 1 | 27 | 7 | 0 | 0 | 1 | 0 | 0 | 0 | 0 | 0 | 0 | 0 | 0 | 1 |  | 1 | 27 | 1 | 27
| 632 | 27 | 1 | 27 | 8 | 0 | 0 | 1 | 0 | 0 | 0 | 0 | 0 | 0 | 0 | 0 | 1 |  | 1 | 27 | 1 | 27
| 633 | 27 | 1 | 27 | 9 | 0 | 0 | 1 | 0 | 0 | 0 | 0 | 0 | 0 | 0 | 0 | 1 |  | 1 | 27 | 1 | 27
| 634 | 27 | 1 | 27 | 10 | 0 | 0 | 1 | 0 | 0 | 0 | 0 | 0 | 0 | 0 | 0 | 1 |  | 1 | 27 | 1 | 27
| 635 | 27 | 1 | 27 | 11 | 0 | 0 | 1 | 0 | 0 | 0 | 0 | 0 | 0 | 0 | 0 | 1 |  | 1 | 27 | 1 | 27
| 636 | 27 | 1 | 27 | 12 | 0 | 0 | 1 | 0 | 0 | 0 | 0 | 0 | 0 | 0 | 0 | 1 |  | 1 | 27 | 1 | 27
| 637 | 27 | 1 | 27 | 13 | 0 | 0 | 1 | 0 | 0 | 0 | 0 | 0 | 0 | 0 | 0 | 1 |  | 1 | 27 | 1 | 27
| 638 | 27 | 1 | 27 | 14 | 0 | 0 | 1 | 0 | 0 | 0 | 0 | 0 | 0 | 0 | 0 | 1 |  | 1 | 27 | 1 | 27
| 639 | 27 | 1 | 27 | 15 | 0 | 0 | 1 | 0 | 0 | 0 | 0 | 0 | 0 | 0 | 0 | 1 |  | 1 | 27 | 1 | 27
| 640 | 27 | 1 | 27 | 16 | 0 | 0 | 1 | 0 | 0 | 0 | 0 | 0 | 0 | 0 | 0 | 1 |  | 1 | 27 | 1 | 27
| 641 | 27 | 1 | 27 | 17 | 0 | 0 | 1 | 0 | 0 | 0 | 0 | 0 | 0 | 0 | 0 | 1 |  | 1 | 27 | 1 | 27
| 642 | 27 | 1 | 27 | 18 | 0 | 0 | 1 | 0 | 0 | 0 | 0 | 0 | 0 | 0 | 0 | 1 |  | 1 | 27 | 1 | 27
| 643 | 27 | 1 | 27 | 19 | 0 | 0 | 1 | 0 | 0 | 0 | 0 | 0 | 0 | 0 | 0 | 1 |  | 1 | 27 | 1 | 27
| 644 | 27 | 1 | 27 | 20 | 0 | 0 | 1 | 0 | 0 | 0 | 0 | 0 | 0 | 0 | 0 | 1 |  | 1 | 27 | 1 | 27
| 645 | 27 | 1 | 27 | 21 | 0 | 0 | 1 | 0 | 0 | 0 | 0 | 0 | 0 | 0 | 0 | 1 |  | 1 | 27 | 1 | 27
| 646 | 27 | 1 | 27 | 22 | 0 | 0 | 1 | 0 | 0 | 0 | 0 | 0 | 0 | 0 | 0 | 1 |  | 1 | 27 | 1 | 27
| 647 | 27 | 1 | 27 | 23 | 0 | 0 | 1 | 0 | 0 | 0 | 0 | 0 | 0 | 0 | 0 | 1 |  | 1 | 27 | 1 | 27
| 648 | 27 | 1 | 27 | 24 | 0 | 0 | 1 | 0 | 0 | 0 | 0 | 0 | 0 | 0 | 0 | 1 |  | 1 | 27 | 1 | 27
| 649 | 28 | 1 | 28 | 1 | 0 | 0 | 1 | 0 | 0 | 0 | 0 | 0 | 0 | 0 | 0 | 1 |  | 1 | 28 | 1 | 28
| 650 | 28 | 1 | 28 | 2 | 0 | 0 | 1 | 0 | 0 | 0 | 0 | 0 | 0 | 0 | 0 | 1 |  | 1 | 28 | 1 | 28
| 651 | 28 | 1 | 28 | 3 | 0 | 0 | 1 | 0 | 0 | 0 | 0 | 0 | 0 | 0 | 0 | 1 |  | 1 | 28 | 1 | 28
| 652 | 28 | 1 | 28 | 4 | 0 | 0 | 1 | 0 | 0 | 0 | 0 | 0 | 0 | 0 | 0 | 1 |  | 1 | 28 | 1 | 28
| 653 | 28 | 1 | 28 | 5 | 0 | 0 | 1 | 0 | 0 | 0 | 0 | 0 | 0 | 0 | 0 | 1 |  | 1 | 28 | 1 | 28
| 654 | 28 | 1 | 28 | 6 | 0 | 0 | 1 | 0 | 0 | 0 | 0 | 0 | 0 | 0 | 0 | 1 |  | 1 | 28 | 1 | 28
| 655 | 28 | 1 | 28 | 7 | 0 | 0 | 1 | 0 | 0 | 0 | 0 | 0 | 0 | 0 | 0 | 1 |  | 1 | 28 | 1 | 28
| 656 | 28 | 1 | 28 | 8 | 0 | 0 | 1 | 0 | 0 | 0 | 0 | 0 | 0 | 0 | 0 | 1 |  | 1 | 28 | 1 | 28
| 657 | 28 | 1 | 28 | 9 | 0 | 0 | 1 | 0 | 0 | 0 | 0 | 0 | 0 | 0 | 0 | 1 |  | 1 | 28 | 1 | 28
| 658 | 28 | 1 | 28 | 10 | 0 | 0 | 1 | 0 | 0 | 0 | 0 | 0 | 0 | 0 | 0 | 1 |  | 1 | 28 | 1 | 28
| 659 | 28 | 1 | 28 | 11 | 0 | 0 | 1 | 0 | 0 | 0 | 0 | 0 | 0 | 0 | 0 | 1 |  | 1 | 28 | 1 | 28
| 660 | 28 | 1 | 28 | 12 | 0 | 0 | 1 | 0 | 0 | 0 | 0 | 0 | 0 | 0 | 0 | 1 |  | 1 | 28 | 1 | 28
| 661 | 28 | 1 | 28 | 13 | 0 | 0 | 1 | 0 | 0 | 0 | 0 | 0 | 0 | 0 | 0 | 1 |  | 1 | 28 | 1 | 28
| 662 | 28 | 1 | 28 | 14 | 0 | 0 | 1 | 0 | 0 | 0 | 0 | 0 | 0 | 0 | 0 | 1 |  | 1 | 28 | 1 | 28
| 663 | 28 | 1 | 28 | 15 | 0 | 0 | 1 | 0 | 0 | 0 | 0 | 0 | 0 | 0 | 0 | 1 |  | 1 | 28 | 1 | 28
| 664 | 28 | 1 | 28 | 16 | 0 | 0 | 1 | 0 | 0 | 0 | 0 | 0 | 0 | 0 | 0 | 1 |  | 1 | 28 | 1 | 28
| 665 | 28 | 1 | 28 | 17 | 0 | 0 | 1 | 0 | 0 | 0 | 0 | 0 | 0 | 0 | 0 | 1 |  | 1 | 28 | 1 | 28
| 666 | 28 | 1 | 28 | 18 | 0 | 0 | 1 | 0 | 0 | 0 | 0 | 0 | 0 | 0 | 0 | 1 |  | 1 | 28 | 1 | 28
| 667 | 28 | 1 | 28 | 19 | 0 | 0 | 1 | 0 | 0 | 0 | 0 | 0 | 0 | 0 | 0 | 1 |  | 1 | 28 | 1 | 28
| 668 | 28 | 1 | 28 | 20 | 0 | 0 | 1 | 0 | 0 | 0 | 0 | 0 | 0 | 0 | 0 | 1 |  | 1 | 28 | 1 | 28
| 669 | 28 | 1 | 28 | 21 | 0 | 0 | 1 | 0 | 0 | 0 | 0 | 0 | 0 | 0 | 0 | 1 |  | 1 | 28 | 1 | 28
| 670 | 28 | 1 | 28 | 22 | 0 | 0 | 1 | 0 | 0 | 0 | 0 | 0 | 0 | 0 | 0 | 1 |  | 1 | 28 | 1 | 28
| 671 | 28 | 1 | 28 | 23 | 0 | 0 | 1 | 0 | 0 | 0 | 0 | 0 | 0 | 0 | 0 | 1 |  | 1 | 28 | 1 | 28
| 672 | 28 | 1 | 28 | 24 | 0 | 0 | 1 | 0 | 0 | 0 | 0 | 0 | 0 | 0 | 0 | 1 |  | 1 | 28 | 1 | 28
| 673 | 29 | 1 | 29 | 1 | 0 | 0 | 0 | 0 | 0 | 0 | 0 | 0 | 0 | 0 | 0 | 1 |  | 1 | 29 | 1 | 29
| 674 | 29 | 1 | 29 | 2 | 0 | 0 | 0 | 0 | 0 | 0 | 0 | 0 | 0 | 0 | 0 | 1 |  | 1 | 29 | 1 | 29
| 675 | 29 | 1 | 29 | 3 | 0 | 0 | 0 | 0 | 0 | 0 | 0 | 0 | 0 | 0 | 0 | 1 |  | 1 | 29 | 1 | 29
| 676 | 29 | 1 | 29 | 4 | 0 | 0 | 0 | 0 | 0 | 0 | 0 | 0 | 0 | 0 | 0 | 1 |  | 1 | 29 | 1 | 29
| 677 | 29 | 1 | 29 | 5 | 0 | 0 | 0 | 0 | 0 | 0 | 0 | 0 | 0 | 0 | 0 | 1 |  | 1 | 29 | 1 | 29
| 678 | 29 | 1 | 29 | 6 | 0 | 0 | 0 | 0 | 0 | 0 | 0 | 0 | 0 | 0 | 0 | 1 |  | 1 | 29 | 1 | 29
| 679 | 29 | 1 | 29 | 7 | 0 | 0 | 0 | 0 | 0 | 0 | 0 | 0 | 0 | 0 | 0 | 1 |  | 1 | 29 | 1 | 29
| 680 | 29 | 1 | 29 | 8 | 0 | 0 | 0 | 0 | 0 | 0 | 0 | 0 | 0 | 0 | 0 | 1 |  | 1 | 29 | 1 | 29
| 681 | 29 | 1 | 29 | 9 | 0 | 0 | 0 | 0 | 0 | 0 | 0 | 0 | 0 | 0 | 0 | 1 |  | 1 | 29 | 1 | 29
| 682 | 29 | 1 | 29 | 10 | 0 | 0 | 0 | 0 | 0 | 0 | 0 | 0 | 0 | 0 | 0 | 1 |  | 1 | 29 | 1 | 29
| 683 | 29 | 1 | 29 | 11 | 0 | 0 | 0 | 0 | 0 | 0 | 0 | 0 | 0 | 0 | 0 | 1 |  | 1 | 29 | 1 | 29
| 684 | 29 | 1 | 29 | 12 | 0 | 0 | 0 | 0 | 0 | 0 | 0 | 0 | 0 | 0 | 0 | 1 |  | 1 | 29 | 1 | 29
| 685 | 29 | 1 | 29 | 13 | 0 | 0 | 0 | 0 | 0 | 0 | 0 | 0 | 0 | 0 | 0 | 1 |  | 1 | 29 | 1 | 29
| 686 | 29 | 1 | 29 | 14 | 0 | 0 | 0 | 0 | 0 | 0 | 0 | 0 | 0 | 0 | 0 | 1 |  | 1 | 29 | 1 | 29
| 687 | 29 | 1 | 29 | 15 | 0 | 0 | 0 | 0 | 0 | 0 | 0 | 0 | 0 | 0 | 0 | 1 |  | 1 | 29 | 1 | 29
| 688 | 29 | 1 | 29 | 16 | 0 | 0 | 0 | 0 | 0 | 0 | 0 | 0 | 0 | 0 | 0 | 1 |  | 1 | 29 | 1 | 29
| 689 | 29 | 1 | 29 | 17 | 0 | 0 | 0 | 0 | 0 | 0 | 0 | 0 | 0 | 0 | 0 | 1 |  | 1 | 29 | 1 | 29
| 690 | 29 | 1 | 29 | 18 | 0 | 0 | 0 | 0 | 0 | 0 | 0 | 0 | 0 | 0 | 0 | 1 |  | 1 | 29 | 1 | 29
| 691 | 29 | 1 | 29 | 19 | 0 | 0 | 0 | 0 | 0 | 0 | 0 | 0 | 0 | 0 | 0 | 1 |  | 1 | 29 | 1 | 29
| 692 | 29 | 1 | 29 | 20 | 0 | 0 | 0 | 0 | 0 | 0 | 0 | 0 | 0 | 0 | 0 | 1 |  | 1 | 29 | 1 | 29
| 693 | 29 | 1 | 29 | 21 | 0 | 0 | 0 | 0 | 0 | 0 | 0 | 0 | 0 | 0 | 0 | 1 |  | 1 | 29 | 1 | 29
| 694 | 29 | 1 | 29 | 22 | 0 | 0 | 0 | 0 | 0 | 0 | 0 | 0 | 0 | 0 | 0 | 1 |  | 1 | 29 | 1 | 29
| 695 | 29 | 1 | 29 | 23 | 0 | 0 | 0 | 0 | 0 | 0 | 0 | 0 | 0 | 0 | 0 | 1 |  | 1 | 29 | 1 | 29
| 696 | 29 | 1 | 29 | 24 | 0 | 0 | 0 | 0 | 0 | 0 | 0 | 0 | 0 | 0 | 0 | 1 |  | 1 | 29 | 1 | 29
| 697 | 30 | 1 | 30 | 1 | 0 | 0 | 0 | 0 | 0 | 0 | 0 | 0 | 0 | 0 | 0 | 1 |  | 1 | 30 | 1 | 30
| 698 | 30 | 1 | 30 | 2 | 0 | 0 | 0 | 0 | 0 | 0 | 0 | 0 | 0 | 0 | 0 | 1 |  | 1 | 30 | 1 | 30
| 699 | 30 | 1 | 30 | 3 | 0 | 0 | 0 | 0 | 0 | 0 | 0 | 0 | 0 | 0 | 0 | 1 |  | 1 | 30 | 1 | 30
| 700 | 30 | 1 | 30 | 4 | 0 | 0 | 0 | 0 | 0 | 0 | 0 | 0 | 0 | 0 | 0 | 1 |  | 1 | 30 | 1 | 30
| 701 | 30 | 1 | 30 | 5 | 0 | 0 | 0 | 0 | 0 | 0 | 0 | 0 | 0 | 0 | 0 | 1 |  | 1 | 30 | 1 | 30
| 702 | 30 | 1 | 30 | 6 | 0 | 0 | 0 | 0 | 0 | 0 | 0 | 0 | 0 | 0 | 0 | 1 |  | 1 | 30 | 1 | 30
| 703 | 30 | 1 | 30 | 7 | 0 | 0 | 0 | 0 | 0 | 0 | 0 | 0 | 0 | 0 | 0 | 1 |  | 1 | 30 | 1 | 30
| 704 | 30 | 1 | 30 | 8 | 0 | 0 | 0 | 0 | 0 | 0 | 0 | 0 | 0 | 0 | 0 | 1 |  | 1 | 30 | 1 | 30
| 705 | 30 | 1 | 30 | 9 | 0 | 0 | 0 | 0 | 0 | 0 | 0 | 0 | 0 | 0 | 0 | 1 |  | 1 | 30 | 1 | 30
| 706 | 30 | 1 | 30 | 10 | 0 | 0 | 0 | 0 | 0 | 0 | 0 | 0 | 0 | 0 | 0 | 1 |  | 1 | 30 | 1 | 30
| 707 | 30 | 1 | 30 | 11 | 0 | 0 | 0 | 0 | 0 | 0 | 0 | 0 | 0 | 0 | 0 | 1 |  | 1 | 30 | 1 | 30
| 708 | 30 | 1 | 30 | 12 | 0 | 0 | 0 | 0 | 0 | 0 | 0 | 0 | 0 | 0 | 0 | 1 |  | 1 | 30 | 1 | 30
| 709 | 30 | 1 | 30 | 13 | 0 | 0 | 0 | 0 | 0 | 0 | 0 | 0 | 0 | 0 | 0 | 1 |  | 1 | 30 | 1 | 30
| 710 | 30 | 1 | 30 | 14 | 0 | 0 | 0 | 0 | 0 | 0 | 0 | 0 | 0 | 0 | 0 | 1 |  | 1 | 30 | 1 | 30
| 711 | 30 | 1 | 30 | 15 | 0 | 0 | 0 | 0 | 0 | 0 | 0 | 0 | 0 | 0 | 0 | 1 |  | 1 | 30 | 1 | 30
| 712 | 30 | 1 | 30 | 16 | 0 | 0 | 0 | 0 | 0 | 0 | 0 | 0 | 0 | 0 | 0 | 1 |  | 1 | 30 | 1 | 30
| 713 | 30 | 1 | 30 | 17 | 0 | 0 | 0 | 0 | 0 | 0 | 0 | 0 | 0 | 0 | 0 | 1 |  | 1 | 30 | 1 | 30
| 714 | 30 | 1 | 30 | 18 | 0 | 0 | 0 | 0 | 0 | 0 | 0 | 0 | 0 | 0 | 0 | 1 |  | 1 | 30 | 1 | 30
| 715 | 30 | 1 | 30 | 19 | 0 | 0 | 0 | 0 | 0 | 0 | 0 | 0 | 0 | 0 | 0 | 1 |  | 1 | 30 | 1 | 30
| 716 | 30 | 1 | 30 | 20 | 0 | 0 | 0 | 0 | 0 | 0 | 0 | 0 | 0 | 0 | 0 | 1 |  | 1 | 30 | 1 | 30
| 717 | 30 | 1 | 30 | 21 | 0 | 0 | 0 | 0 | 0 | 0 | 0 | 0 | 0 | 0 | 0 | 1 |  | 1 | 30 | 1 | 30
| 718 | 30 | 1 | 30 | 22 | 0 | 0 | 0 | 0 | 0 | 0 | 0 | 0 | 0 | 0 | 0 | 1 |  | 1 | 30 | 1 | 30
| 719 | 30 | 1 | 30 | 23 | 0 | 0 | 0 | 0 | 0 | 0 | 0 | 0 | 0 | 0 | 0 | 1 |  | 1 | 30 | 1 | 30
| 720 | 30 | 1 | 30 | 24 | 0 | 0 | 0 | 0 | 0 | 0 | 0 | 0 | 0 | 0 | 0 | 1 |  | 1 | 30 | 1 | 30
| 721 | 31 | 1 | 31 | 1 | 0 | 0 | 1 | 0 | 0 | 0 | 0 | 0 | 0 | 0 | 0 | 1 |  | 1 | 31 | 1 | 31
| 722 | 31 | 1 | 31 | 2 | 0 | 0 | 1 | 0 | 0 | 0 | 0 | 0 | 0 | 0 | 0 | 1 |  | 1 | 31 | 1 | 31
| 723 | 31 | 1 | 31 | 3 | 0 | 0 | 1 | 0 | 0 | 0 | 0 | 0 | 0 | 0 | 0 | 1 |  | 1 | 31 | 1 | 31
| 724 | 31 | 1 | 31 | 4 | 0 | 0 | 1 | 0 | 0 | 0 | 0 | 0 | 0 | 0 | 0 | 1 |  | 1 | 31 | 1 | 31
| 725 | 31 | 1 | 31 | 5 | 0 | 0 | 1 | 0 | 0 | 0 | 0 | 0 | 0 | 0 | 0 | 1 |  | 1 | 31 | 1 | 31
| 726 | 31 | 1 | 31 | 6 | 0 | 0 | 1 | 0 | 0 | 0 | 0 | 0 | 0 | 0 | 0 | 1 |  | 1 | 31 | 1 | 31
| 727 | 31 | 1 | 31 | 7 | 0 | 0 | 1 | 0 | 0 | 0 | 0 | 0 | 0 | 0 | 0 | 1 |  | 1 | 31 | 1 | 31
| 728 | 31 | 1 | 31 | 8 | 0 | 0 | 1 | 0 | 0 | 0 | 0 | 0 | 0 | 0 | 0 | 1 |  | 1 | 31 | 1 | 31
| 729 | 31 | 1 | 31 | 9 | 0 | 0 | 1 | 0 | 0 | 0 | 0 | 0 | 0 | 0 | 0 | 1 |  | 1 | 31 | 1 | 31
| 730 | 31 | 1 | 31 | 10 | 0 | 0 | 1 | 0 | 0 | 0 | 0 | 0 | 0 | 0 | 0 | 1 |  | 1 | 31 | 1 | 31
| 731 | 31 | 1 | 31 | 11 | 0 | 0 | 1 | 0 | 0 | 0 | 0 | 0 | 0 | 0 | 0 | 1 |  | 1 | 31 | 1 | 31
| 732 | 31 | 1 | 31 | 12 | 0 | 0 | 1 | 0 | 0 | 0 | 0 | 0 | 0 | 0 | 0 | 1 |  | 1 | 31 | 1 | 31
| 733 | 31 | 1 | 31 | 13 | 0 | 0 | 1 | 0 | 0 | 0 | 0 | 0 | 0 | 0 | 0 | 1 |  | 1 | 31 | 1 | 31
| 734 | 31 | 1 | 31 | 14 | 0 | 0 | 1 | 0 | 0 | 0 | 0 | 0 | 0 | 0 | 0 | 1 |  | 1 | 31 | 1 | 31
| 735 | 31 | 1 | 31 | 15 | 0 | 0 | 1 | 0 | 0 | 0 | 0 | 0 | 0 | 0 | 0 | 1 |  | 1 | 31 | 1 | 31
| 736 | 31 | 1 | 31 | 16 | 0 | 0 | 1 | 0 | 0 | 0 | 0 | 0 | 0 | 0 | 0 | 1 |  | 1 | 31 | 1 | 31
| 737 | 31 | 1 | 31 | 17 | 0 | 0 | 1 | 0 | 0 | 0 | 0 | 0 | 0 | 0 | 0 | 1 |  | 1 | 31 | 1 | 31
| 738 | 31 | 1 | 31 | 18 | 0 | 0 | 1 | 0 | 0 | 0 | 0 | 0 | 0 | 0 | 0 | 1 |  | 1 | 31 | 1 | 31
| 739 | 31 | 1 | 31 | 19 | 0 | 0 | 1 | 0 | 0 | 0 | 0 | 0 | 0 | 0 | 0 | 1 |  | 1 | 31 | 1 | 31
| 740 | 31 | 1 | 31 | 20 | 0 | 0 | 1 | 0 | 0 | 0 | 0 | 0 | 0 | 0 | 0 | 1 |  | 1 | 31 | 1 | 31
| 741 | 31 | 1 | 31 | 21 | 0 | 0 | 1 | 0 | 0 | 0 | 0 | 0 | 0 | 0 | 0 | 1 |  | 1 | 31 | 1 | 31
| 742 | 31 | 1 | 31 | 22 | 0 | 0 | 1 | 0 | 0 | 0 | 0 | 0 | 0 | 0 | 0 | 1 |  | 1 | 31 | 1 | 31
| 743 | 31 | 1 | 31 | 23 | 0 | 0 | 1 | 0 | 0 | 0 | 0 | 0 | 0 | 0 | 0 | 1 |  | 1 | 31 | 1 | 31
| 744 | 31 | 1 | 31 | 24 | 0 | 0 | 1 | 0 | 0 | 0 | 0 | 0 | 0 | 0 | 0 | 1 |  | 1 | 31 | 1 | 31
| 745 | 32 | 2 | 1 | 1 | 0 | 0 | 1 | 0 | 0 | 0 | 0 | 0 | 0 | 0 | 0 | 1 |  | 2 | 1 | 2 | 1
| 746 | 32 | 2 | 1 | 2 | 0 | 0 | 1 | 0 | 0 | 0 | 0 | 0 | 0 | 0 | 0 | 1 |  | 2 | 1 | 2 | 1
| 747 | 32 | 2 | 1 | 3 | 0 | 0 | 1 | 0 | 0 | 0 | 0 | 0 | 0 | 0 | 0 | 1 |  | 2 | 1 | 2 | 1
| 748 | 32 | 2 | 1 | 4 | 0 | 0 | 1 | 0 | 0 | 0 | 0 | 0 | 0 | 0 | 0 | 1 |  | 2 | 1 | 2 | 1
| 749 | 32 | 2 | 1 | 5 | 0 | 0 | 1 | 0 | 0 | 0 | 0 | 0 | 0 | 0 | 0 | 1 |  | 2 | 1 | 2 | 1
| 750 | 32 | 2 | 1 | 6 | 0 | 0 | 1 | 0 | 0 | 0 | 0 | 0 | 0 | 0 | 0 | 1 |  | 2 | 1 | 2 | 1
| 751 | 32 | 2 | 1 | 7 | 0 | 0 | 1 | 0 | 0 | 0 | 0 | 0 | 0 | 0 | 0 | 1 |  | 2 | 1 | 2 | 1
| 752 | 32 | 2 | 1 | 8 | 0 | 0 | 1 | 0 | 0 | 0 | 0 | 0 | 0 | 0 | 0 | 1 |  | 2 | 1 | 2 | 1
| 753 | 32 | 2 | 1 | 9 | 0 | 0 | 1 | 0 | 0 | 0 | 0 | 0 | 0 | 0 | 0 | 1 |  | 2 | 1 | 2 | 1
| 754 | 32 | 2 | 1 | 10 | 0 | 0 | 1 | 0 | 0 | 0 | 0 | 0 | 0 | 0 | 0 | 1 |  | 2 | 1 | 2 | 1
| 755 | 32 | 2 | 1 | 11 | 0 | 0 | 1 | 0 | 0 | 0 | 0 | 0 | 0 | 0 | 0 | 1 |  | 2 | 1 | 2 | 1
| 756 | 32 | 2 | 1 | 12 | 0 | 0 | 1 | 0 | 0 | 0 | 0 | 0 | 0 | 0 | 0 | 1 |  | 2 | 1 | 2 | 1
| 757 | 32 | 2 | 1 | 13 | 0 | 0 | 1 | 0 | 0 | 0 | 0 | 0 | 0 | 0 | 0 | 1 |  | 2 | 1 | 2 | 1
| 758 | 32 | 2 | 1 | 14 | 0 | 0 | 1 | 0 | 0 | 0 | 0 | 0 | 0 | 0 | 0 | 1 |  | 2 | 1 | 2 | 1
| 759 | 32 | 2 | 1 | 15 | 0 | 0 | 1 | 0 | 0 | 0 | 0 | 0 | 0 | 0 | 0 | 1 |  | 2 | 1 | 2 | 1
| 760 | 32 | 2 | 1 | 16 | 0 | 0 | 1 | 0 | 0 | 0 | 0 | 0 | 0 | 0 | 0 | 1 |  | 2 | 1 | 2 | 1
| 761 | 32 | 2 | 1 | 17 | 0 | 0 | 1 | 0 | 0 | 0 | 0 | 0 | 0 | 0 | 0 | 1 |  | 2 | 1 | 2 | 1
| 762 | 32 | 2 | 1 | 18 | 0 | 0 | 1 | 0 | 0 | 0 | 0 | 0 | 0 | 0 | 0 | 1 |  | 2 | 1 | 2 | 1
| 763 | 32 | 2 | 1 | 19 | 0 | 0 | 1 | 0 | 0 | 0 | 0 | 0 | 0 | 0 | 0 | 1 |  | 2 | 1 | 2 | 1
| 764 | 32 | 2 | 1 | 20 | 0 | 0 | 1 | 0 | 0 | 0 | 0 | 0 | 0 | 0 | 0 | 1 |  | 2 | 1 | 2 | 1
| 765 | 32 | 2 | 1 | 21 | 0 | 0 | 1 | 0 | 0 | 0 | 0 | 0 | 0 | 0 | 0 | 1 |  | 2 | 1 | 2 | 1
| 766 | 32 | 2 | 1 | 22 | 0 | 0 | 1 | 0 | 0 | 0 | 0 | 0 | 0 | 0 | 0 | 1 |  | 2 | 1 | 2 | 1
| 767 | 32 | 2 | 1 | 23 | 0 | 0 | 1 | 0 | 0 | 0 | 0 | 0 | 0 | 0 | 0 | 1 |  | 2 | 1 | 2 | 1
| 768 | 32 | 2 | 1 | 24 | 0 | 0 | 1 | 0 | 0 | 0 | 0 | 0 | 0 | 0 | 0 | 1 |  | 2 | 1 | 2 | 1
| 769 | 33 | 2 | 2 | 1 | 0 | 0 | 1 | 0 | 0 | 0 | 0 | 0 | 0 | 0 | 0 | 1 |  | 2 | 2 | 2 | 2
| 770 | 33 | 2 | 2 | 2 | 0 | 0 | 1 | 0 | 0 | 0 | 0 | 0 | 0 | 0 | 0 | 1 |  | 2 | 2 | 2 | 2
| 771 | 33 | 2 | 2 | 3 | 0 | 0 | 1 | 0 | 0 | 0 | 0 | 0 | 0 | 0 | 0 | 1 |  | 2 | 2 | 2 | 2
| 772 | 33 | 2 | 2 | 4 | 0 | 0 | 1 | 0 | 0 | 0 | 0 | 0 | 0 | 0 | 0 | 1 |  | 2 | 2 | 2 | 2
| 773 | 33 | 2 | 2 | 5 | 0 | 0 | 1 | 0 | 0 | 0 | 0 | 0 | 0 | 0 | 0 | 1 |  | 2 | 2 | 2 | 2
| 774 | 33 | 2 | 2 | 6 | 0 | 0 | 1 | 0 | 0 | 0 | 0 | 0 | 0 | 0 | 0 | 1 |  | 2 | 2 | 2 | 2
| 775 | 33 | 2 | 2 | 7 | 0 | 0 | 1 | 0 | 0 | 0 | 0 | 0 | 0 | 0 | 0 | 1 |  | 2 | 2 | 2 | 2
| 776 | 33 | 2 | 2 | 8 | 0 | 0 | 1 | 0 | 0 | 0 | 0 | 0 | 0 | 0 | 0 | 1 |  | 2 | 2 | 2 | 2
| 777 | 33 | 2 | 2 | 9 | 0 | 0 | 1 | 0 | 0 | 0 | 0 | 0 | 0 | 0 | 0 | 1 |  | 2 | 2 | 2 | 2
| 778 | 33 | 2 | 2 | 10 | 0 | 0 | 1 | 0 | 0 | 0 | 0 | 0 | 0 | 0 | 0 | 1 |  | 2 | 2 | 2 | 2
| 779 | 33 | 2 | 2 | 11 | 0 | 0 | 1 | 0 | 0 | 0 | 0 | 0 | 0 | 0 | 0 | 1 |  | 2 | 2 | 2 | 2
| 780 | 33 | 2 | 2 | 12 | 0 | 0 | 1 | 0 | 0 | 0 | 0 | 0 | 0 | 0 | 0 | 1 |  | 2 | 2 | 2 | 2
| 781 | 33 | 2 | 2 | 13 | 0 | 0 | 1 | 0 | 0 | 0 | 0 | 0 | 0 | 0 | 0 | 1 |  | 2 | 2 | 2 | 2
| 782 | 33 | 2 | 2 | 14 | 0 | 0 | 1 | 0 | 0 | 0 | 0 | 0 | 0 | 0 | 0 | 1 |  | 2 | 2 | 2 | 2
| 783 | 33 | 2 | 2 | 15 | 0 | 0 | 1 | 0 | 0 | 0 | 0 | 0 | 0 | 0 | 0 | 1 |  | 2 | 2 | 2 | 2
| 784 | 33 | 2 | 2 | 16 | 0 | 0 | 1 | 0 | 0 | 0 | 0 | 0 | 0 | 0 | 0 | 1 |  | 2 | 2 | 2 | 2
| 785 | 33 | 2 | 2 | 17 | 0 | 0 | 1 | 0 | 0 | 0 | 0 | 0 | 0 | 0 | 0 | 1 |  | 2 | 2 | 2 | 2
| 786 | 33 | 2 | 2 | 18 | 0 | 0 | 1 | 0 | 0 | 0 | 0 | 0 | 0 | 0 | 0 | 1 |  | 2 | 2 | 2 | 2
| 787 | 33 | 2 | 2 | 19 | 0 | 0 | 1 | 0 | 0 | 0 | 0 | 0 | 0 | 0 | 0 | 1 |  | 2 | 2 | 2 | 2
| 788 | 33 | 2 | 2 | 20 | 0 | 0 | 1 | 0 | 0 | 0 | 0 | 0 | 0 | 0 | 0 | 1 |  | 2 | 2 | 2 | 2
| 789 | 33 | 2 | 2 | 21 | 0 | 0 | 1 | 0 | 0 | 0 | 0 | 0 | 0 | 0 | 0 | 1 |  | 2 | 2 | 2 | 2
| 790 | 33 | 2 | 2 | 22 | 0 | 0 | 1 | 0 | 0 | 0 | 0 | 0 | 0 | 0 | 0 | 1 |  | 2 | 2 | 2 | 2
| 791 | 33 | 2 | 2 | 23 | 0 | 0 | 1 | 0 | 0 | 0 | 0 | 0 | 0 | 0 | 0 | 1 |  | 2 | 2 | 2 | 2
| 792 | 33 | 2 | 2 | 24 | 0 | 0 | 1 | 0 | 0 | 0 | 0 | 0 | 0 | 0 | 0 | 1 |  | 2 | 2 | 2 | 2
| 793 | 34 | 2 | 3 | 1 | 0 | 0 | 1 | 0 | 0 | 0 | 0 | 0 | 0 | 0 | 0 | 1 |  | 2 | 3 | 2 | 3
| 794 | 34 | 2 | 3 | 2 | 0 | 0 | 1 | 0 | 0 | 0 | 0 | 0 | 0 | 0 | 0 | 1 |  | 2 | 3 | 2 | 3
| 795 | 34 | 2 | 3 | 3 | 0 | 0 | 1 | 0 | 0 | 0 | 0 | 0 | 0 | 0 | 0 | 1 |  | 2 | 3 | 2 | 3
| 796 | 34 | 2 | 3 | 4 | 0 | 0 | 1 | 0 | 0 | 0 | 0 | 0 | 0 | 0 | 0 | 1 |  | 2 | 3 | 2 | 3
| 797 | 34 | 2 | 3 | 5 | 0 | 0 | 1 | 0 | 0 | 0 | 0 | 0 | 0 | 0 | 0 | 1 |  | 2 | 3 | 2 | 3
| 798 | 34 | 2 | 3 | 6 | 0 | 0 | 1 | 0 | 0 | 0 | 0 | 0 | 0 | 0 | 0 | 1 |  | 2 | 3 | 2 | 3
| 799 | 34 | 2 | 3 | 7 | 0 | 0 | 1 | 0 | 0 | 0 | 0 | 0 | 0 | 0 | 0 | 1 |  | 2 | 3 | 2 | 3
| 800 | 34 | 2 | 3 | 8 | 0 | 0 | 1 | 0 | 0 | 0 | 0 | 0 | 0 | 0 | 0 | 1 |  | 2 | 3 | 2 | 3
| 801 | 34 | 2 | 3 | 9 | 0 | 0 | 1 | 0 | 0 | 0 | 0 | 0 | 0 | 0 | 0 | 1 |  | 2 | 3 | 2 | 3
| 802 | 34 | 2 | 3 | 10 | 0 | 0 | 1 | 0 | 0 | 0 | 0 | 0 | 0 | 0 | 0 | 1 |  | 2 | 3 | 2 | 3
| 803 | 34 | 2 | 3 | 11 | 0 | 0 | 1 | 0 | 0 | 0 | 0 | 0 | 0 | 0 | 0 | 1 |  | 2 | 3 | 2 | 3
| 804 | 34 | 2 | 3 | 12 | 0 | 0 | 1 | 0 | 0 | 0 | 0 | 0 | 0 | 0 | 0 | 1 |  | 2 | 3 | 2 | 3
| 805 | 34 | 2 | 3 | 13 | 0 | 0 | 1 | 0 | 0 | 0 | 0 | 0 | 0 | 0 | 0 | 1 |  | 2 | 3 | 2 | 3
| 806 | 34 | 2 | 3 | 14 | 0 | 0 | 1 | 0 | 0 | 0 | 0 | 0 | 0 | 0 | 0 | 1 |  | 2 | 3 | 2 | 3
| 807 | 34 | 2 | 3 | 15 | 0 | 0 | 1 | 0 | 0 | 0 | 0 | 0 | 0 | 0 | 0 | 1 |  | 2 | 3 | 2 | 3
| 808 | 34 | 2 | 3 | 16 | 0 | 0 | 1 | 0 | 0 | 0 | 0 | 0 | 0 | 0 | 0 | 1 |  | 2 | 3 | 2 | 3
| 809 | 34 | 2 | 3 | 17 | 0 | 0 | 1 | 0 | 0 | 0 | 0 | 0 | 0 | 0 | 0 | 1 |  | 2 | 3 | 2 | 3
| 810 | 34 | 2 | 3 | 18 | 0 | 0 | 1 | 0 | 0 | 0 | 0 | 0 | 0 | 0 | 0 | 1 |  | 2 | 3 | 2 | 3
| 811 | 34 | 2 | 3 | 19 | 0 | 0 | 1 | 0 | 0 | 0 | 0 | 0 | 0 | 0 | 0 | 1 |  | 2 | 3 | 2 | 3
| 812 | 34 | 2 | 3 | 20 | 0 | 0 | 1 | 0 | 0 | 0 | 0 | 0 | 0 | 0 | 0 | 1 |  | 2 | 3 | 2 | 3
| 813 | 34 | 2 | 3 | 21 | 0 | 0 | 1 | 0 | 0 | 0 | 0 | 0 | 0 | 0 | 0 | 1 |  | 2 | 3 | 2 | 3
| 814 | 34 | 2 | 3 | 22 | 0 | 0 | 1 | 0 | 0 | 0 | 0 | 0 | 0 | 0 | 0 | 1 |  | 2 | 3 | 2 | 3
| 815 | 34 | 2 | 3 | 23 | 0 | 0 | 1 | 0 | 0 | 0 | 0 | 0 | 0 | 0 | 0 | 1 |  | 2 | 3 | 2 | 3
| 816 | 34 | 2 | 3 | 24 | 0 | 0 | 1 | 0 | 0 | 0 | 0 | 0 | 0 | 0 | 0 | 1 |  | 2 | 3 | 2 | 3
| 817 | 35 | 2 | 4 | 1 | 0 | 0 | 1 | 0 | 0 | 0 | 0 | 0 | 0 | 0 | 0 | 1 |  | 2 | 4 | 2 | 4
| 818 | 35 | 2 | 4 | 2 | 0 | 0 | 1 | 0 | 0 | 0 | 0 | 0 | 0 | 0 | 0 | 1 |  | 2 | 4 | 2 | 4
| 819 | 35 | 2 | 4 | 3 | 0 | 0 | 1 | 0 | 0 | 0 | 0 | 0 | 0 | 0 | 0 | 1 |  | 2 | 4 | 2 | 4
| 820 | 35 | 2 | 4 | 4 | 0 | 0 | 1 | 0 | 0 | 0 | 0 | 0 | 0 | 0 | 0 | 1 |  | 2 | 4 | 2 | 4
| 821 | 35 | 2 | 4 | 5 | 0 | 0 | 1 | 0 | 0 | 0 | 0 | 0 | 0 | 0 | 0 | 1 |  | 2 | 4 | 2 | 4
| 822 | 35 | 2 | 4 | 6 | 0 | 0 | 1 | 0 | 0 | 0 | 0 | 0 | 0 | 0 | 0 | 1 |  | 2 | 4 | 2 | 4
| 823 | 35 | 2 | 4 | 7 | 0 | 0 | 1 | 0 | 0 | 0 | 0 | 0 | 0 | 0 | 0 | 1 |  | 2 | 4 | 2 | 4
| 824 | 35 | 2 | 4 | 8 | 0 | 0 | 1 | 0 | 0 | 0 | 0 | 0 | 0 | 0 | 0 | 1 |  | 2 | 4 | 2 | 4
| 825 | 35 | 2 | 4 | 9 | 0 | 0 | 1 | 0 | 0 | 0 | 0 | 0 | 0 | 0 | 0 | 1 |  | 2 | 4 | 2 | 4
| 826 | 35 | 2 | 4 | 10 | 0 | 0 | 1 | 0 | 0 | 0 | 0 | 0 | 0 | 0 | 0 | 1 |  | 2 | 4 | 2 | 4
| 827 | 35 | 2 | 4 | 11 | 0 | 0 | 1 | 0 | 0 | 0 | 0 | 0 | 0 | 0 | 0 | 1 |  | 2 | 4 | 2 | 4
| 828 | 35 | 2 | 4 | 12 | 0 | 0 | 1 | 0 | 0 | 0 | 0 | 0 | 0 | 0 | 0 | 1 |  | 2 | 4 | 2 | 4
| 829 | 35 | 2 | 4 | 13 | 0 | 0 | 1 | 0 | 0 | 0 | 0 | 0 | 0 | 0 | 0 | 1 |  | 2 | 4 | 2 | 4
| 830 | 35 | 2 | 4 | 14 | 0 | 0 | 1 | 0 | 0 | 0 | 0 | 0 | 0 | 0 | 0 | 1 |  | 2 | 4 | 2 | 4
| 831 | 35 | 2 | 4 | 15 | 0 | 0 | 1 | 0 | 0 | 0 | 0 | 0 | 0 | 0 | 0 | 1 |  | 2 | 4 | 2 | 4
| 832 | 35 | 2 | 4 | 16 | 0 | 0 | 1 | 0 | 0 | 0 | 0 | 0 | 0 | 0 | 0 | 1 |  | 2 | 4 | 2 | 4
| 833 | 35 | 2 | 4 | 17 | 0 | 0 | 1 | 0 | 0 | 0 | 0 | 0 | 0 | 0 | 0 | 1 |  | 2 | 4 | 2 | 4
| 834 | 35 | 2 | 4 | 18 | 0 | 0 | 1 | 0 | 0 | 0 | 0 | 0 | 0 | 0 | 0 | 1 |  | 2 | 4 | 2 | 4
| 835 | 35 | 2 | 4 | 19 | 0 | 0 | 1 | 0 | 0 | 0 | 0 | 0 | 0 | 0 | 0 | 1 |  | 2 | 4 | 2 | 4
| 836 | 35 | 2 | 4 | 20 | 0 | 0 | 1 | 0 | 0 | 0 | 0 | 0 | 0 | 0 | 0 | 1 |  | 2 | 4 | 2 | 4
| 837 | 35 | 2 | 4 | 21 | 0 | 0 | 1 | 0 | 0 | 0 | 0 | 0 | 0 | 0 | 0 | 1 |  | 2 | 4 | 2 | 4
| 838 | 35 | 2 | 4 | 22 | 0 | 0 | 1 | 0 | 0 | 0 | 0 | 0 | 0 | 0 | 0 | 1 |  | 2 | 4 | 2 | 4
| 839 | 35 | 2 | 4 | 23 | 0 | 0 | 1 | 0 | 0 | 0 | 0 | 0 | 0 | 0 | 0 | 1 |  | 2 | 4 | 2 | 4
| 840 | 35 | 2 | 4 | 24 | 0 | 0 | 1 | 0 | 0 | 0 | 0 | 0 | 0 | 0 | 0 | 1 |  | 2 | 4 | 2 | 4
| 841 | 36 | 2 | 5 | 1 | 0 | 0 | 0 | 0 | 0 | 0 | 0 | 0 | 0 | 0 | 0 | 1 |  | 2 | 5 | 2 | 5
| 842 | 36 | 2 | 5 | 2 | 0 | 0 | 0 | 0 | 0 | 0 | 0 | 0 | 0 | 0 | 0 | 1 |  | 2 | 5 | 2 | 5
| 843 | 36 | 2 | 5 | 3 | 0 | 0 | 0 | 0 | 0 | 0 | 0 | 0 | 0 | 0 | 0 | 1 |  | 2 | 5 | 2 | 5
| 844 | 36 | 2 | 5 | 4 | 0 | 0 | 0 | 0 | 0 | 0 | 0 | 0 | 0 | 0 | 0 | 1 |  | 2 | 5 | 2 | 5
| 845 | 36 | 2 | 5 | 5 | 0 | 0 | 0 | 0 | 0 | 0 | 0 | 0 | 0 | 0 | 0 | 1 |  | 2 | 5 | 2 | 5
| 846 | 36 | 2 | 5 | 6 | 0 | 0 | 0 | 0 | 0 | 0 | 0 | 0 | 0 | 0 | 0 | 1 |  | 2 | 5 | 2 | 5
| 847 | 36 | 2 | 5 | 7 | 0 | 0 | 0 | 0 | 0 | 0 | 0 | 0 | 0 | 0 | 0 | 1 |  | 2 | 5 | 2 | 5
| 848 | 36 | 2 | 5 | 8 | 0 | 0 | 0 | 0 | 0 | 0 | 0 | 0 | 0 | 0 | 0 | 1 |  | 2 | 5 | 2 | 5
| 849 | 36 | 2 | 5 | 9 | 0 | 0 | 0 | 0 | 0 | 0 | 0 | 0 | 0 | 0 | 0 | 1 |  | 2 | 5 | 2 | 5
| 850 | 36 | 2 | 5 | 10 | 0 | 0 | 0 | 0 | 0 | 0 | 0 | 0 | 0 | 0 | 0 | 1 |  | 2 | 5 | 2 | 5
| 851 | 36 | 2 | 5 | 11 | 0 | 0 | 0 | 0 | 0 | 0 | 0 | 0 | 0 | 0 | 0 | 1 |  | 2 | 5 | 2 | 5
| 852 | 36 | 2 | 5 | 12 | 0 | 0 | 0 | 0 | 0 | 0 | 0 | 0 | 0 | 0 | 0 | 1 |  | 2 | 5 | 2 | 5
| 853 | 36 | 2 | 5 | 13 | 0 | 0 | 0 | 0 | 0 | 0 | 0 | 0 | 0 | 0 | 0 | 1 |  | 2 | 5 | 2 | 5
| 854 | 36 | 2 | 5 | 14 | 0 | 0 | 0 | 0 | 0 | 0 | 0 | 0 | 0 | 0 | 0 | 1 |  | 2 | 5 | 2 | 5
| 855 | 36 | 2 | 5 | 15 | 0 | 0 | 0 | 0 | 0 | 0 | 0 | 0 | 0 | 0 | 0 | 1 |  | 2 | 5 | 2 | 5
| 856 | 36 | 2 | 5 | 16 | 0 | 0 | 0 | 0 | 0 | 0 | 0 | 0 | 0 | 0 | 0 | 1 |  | 2 | 5 | 2 | 5
| 857 | 36 | 2 | 5 | 17 | 0 | 0 | 0 | 0 | 0 | 0 | 0 | 0 | 0 | 0 | 0 | 1 |  | 2 | 5 | 2 | 5
| 858 | 36 | 2 | 5 | 18 | 0 | 0 | 0 | 0 | 0 | 0 | 0 | 0 | 0 | 0 | 0 | 1 |  | 2 | 5 | 2 | 5
| 859 | 36 | 2 | 5 | 19 | 0 | 0 | 0 | 0 | 0 | 0 | 0 | 0 | 0 | 0 | 0 | 1 |  | 2 | 5 | 2 | 5
| 860 | 36 | 2 | 5 | 20 | 0 | 0 | 0 | 0 | 0 | 0 | 0 | 0 | 0 | 0 | 0 | 1 |  | 2 | 5 | 2 | 5
| 861 | 36 | 2 | 5 | 21 | 0 | 0 | 0 | 0 | 0 | 0 | 0 | 0 | 0 | 0 | 0 | 1 |  | 2 | 5 | 2 | 5
| 862 | 36 | 2 | 5 | 22 | 0 | 0 | 0 | 0 | 0 | 0 | 0 | 0 | 0 | 0 | 0 | 1 |  | 2 | 5 | 2 | 5
| 863 | 36 | 2 | 5 | 23 | 0 | 0 | 0 | 0 | 0 | 0 | 0 | 0 | 0 | 0 | 0 | 1 |  | 2 | 5 | 2 | 5
| 864 | 36 | 2 | 5 | 24 | 0 | 0 | 0 | 0 | 0 | 0 | 0 | 0 | 0 | 0 | 0 | 1 |  | 2 | 5 | 2 | 5
| 865 | 37 | 2 | 6 | 1 | 0 | 0 | 0 | 0 | 0 | 0 | 0 | 0 | 0 | 0 | 0 | 1 |  | 2 | 6 | 2 | 6
| 866 | 37 | 2 | 6 | 2 | 0 | 0 | 0 | 0 | 0 | 0 | 0 | 0 | 0 | 0 | 0 | 1 |  | 2 | 6 | 2 | 6
| 867 | 37 | 2 | 6 | 3 | 0 | 0 | 0 | 0 | 0 | 0 | 0 | 0 | 0 | 0 | 0 | 1 |  | 2 | 6 | 2 | 6
| 868 | 37 | 2 | 6 | 4 | 0 | 0 | 0 | 0 | 0 | 0 | 0 | 0 | 0 | 0 | 0 | 1 |  | 2 | 6 | 2 | 6
| 869 | 37 | 2 | 6 | 5 | 0 | 0 | 0 | 0 | 0 | 0 | 0 | 0 | 0 | 0 | 0 | 1 |  | 2 | 6 | 2 | 6
| 870 | 37 | 2 | 6 | 6 | 0 | 0 | 0 | 0 | 0 | 0 | 0 | 0 | 0 | 0 | 0 | 1 |  | 2 | 6 | 2 | 6
| 871 | 37 | 2 | 6 | 7 | 0 | 0 | 0 | 0 | 0 | 0 | 0 | 0 | 0 | 0 | 0 | 1 |  | 2 | 6 | 2 | 6
| 872 | 37 | 2 | 6 | 8 | 0 | 0 | 0 | 0 | 0 | 0 | 0 | 0 | 0 | 0 | 0 | 1 |  | 2 | 6 | 2 | 6
| 873 | 37 | 2 | 6 | 9 | 0 | 0 | 0 | 0 | 0 | 0 | 0 | 0 | 0 | 0 | 0 | 1 |  | 2 | 6 | 2 | 6
| 874 | 37 | 2 | 6 | 10 | 0 | 0 | 0 | 0 | 0 | 0 | 0 | 0 | 0 | 0 | 0 | 1 |  | 2 | 6 | 2 | 6
| 875 | 37 | 2 | 6 | 11 | 0 | 0 | 0 | 0 | 0 | 0 | 0 | 0 | 0 | 0 | 0 | 1 |  | 2 | 6 | 2 | 6
| 876 | 37 | 2 | 6 | 12 | 0 | 0 | 0 | 0 | 0 | 0 | 0 | 0 | 0 | 0 | 0 | 1 |  | 2 | 6 | 2 | 6
| 877 | 37 | 2 | 6 | 13 | 0 | 0 | 0 | 0 | 0 | 0 | 0 | 0 | 0 | 0 | 0 | 1 |  | 2 | 6 | 2 | 6
| 878 | 37 | 2 | 6 | 14 | 0 | 0 | 0 | 0 | 0 | 0 | 0 | 0 | 0 | 0 | 0 | 1 |  | 2 | 6 | 2 | 6
| 879 | 37 | 2 | 6 | 15 | 0 | 0 | 0 | 0 | 0 | 0 | 0 | 0 | 0 | 0 | 0 | 1 |  | 2 | 6 | 2 | 6
| 880 | 37 | 2 | 6 | 16 | 0 | 0 | 0 | 0 | 0 | 0 | 0 | 0 | 0 | 0 | 0 | 1 |  | 2 | 6 | 2 | 6
| 881 | 37 | 2 | 6 | 17 | 0 | 0 | 0 | 0 | 0 | 0 | 0 | 0 | 0 | 0 | 0 | 1 |  | 2 | 6 | 2 | 6
| 882 | 37 | 2 | 6 | 18 | 0 | 0 | 0 | 0 | 0 | 0 | 0 | 0 | 0 | 0 | 0 | 1 |  | 2 | 6 | 2 | 6
| 883 | 37 | 2 | 6 | 19 | 0 | 0 | 0 | 0 | 0 | 0 | 0 | 0 | 0 | 0 | 0 | 1 |  | 2 | 6 | 2 | 6
| 884 | 37 | 2 | 6 | 20 | 0 | 0 | 0 | 0 | 0 | 0 | 0 | 0 | 0 | 0 | 0 | 1 |  | 2 | 6 | 2 | 6
| 885 | 37 | 2 | 6 | 21 | 0 | 0 | 0 | 0 | 0 | 0 | 0 | 0 | 0 | 0 | 0 | 1 |  | 2 | 6 | 2 | 6
| 886 | 37 | 2 | 6 | 22 | 0 | 0 | 0 | 0 | 0 | 0 | 0 | 0 | 0 | 0 | 0 | 1 |  | 2 | 6 | 2 | 6
| 887 | 37 | 2 | 6 | 23 | 0 | 0 | 0 | 0 | 0 | 0 | 0 | 0 | 0 | 0 | 0 | 1 |  | 2 | 6 | 2 | 6
| 888 | 37 | 2 | 6 | 24 | 0 | 0 | 0 | 0 | 0 | 0 | 0 | 0 | 0 | 0 | 0 | 1 |  | 2 | 6 | 2 | 6
| 889 | 38 | 2 | 7 | 1 | 0 | 0 | 1 | 0 | 0 | 0 | 0 | 0 | 0 | 0 | 0 | 1 |  | 2 | 7 | 2 | 7
| 890 | 38 | 2 | 7 | 2 | 0 | 0 | 1 | 0 | 0 | 0 | 0 | 0 | 0 | 0 | 0 | 1 |  | 2 | 7 | 2 | 7
| 891 | 38 | 2 | 7 | 3 | 0 | 0 | 1 | 0 | 0 | 0 | 0 | 0 | 0 | 0 | 0 | 1 |  | 2 | 7 | 2 | 7
| 892 | 38 | 2 | 7 | 4 | 0 | 0 | 1 | 0 | 0 | 0 | 0 | 0 | 0 | 0 | 0 | 1 |  | 2 | 7 | 2 | 7
| 893 | 38 | 2 | 7 | 5 | 0 | 0 | 1 | 0 | 0 | 0 | 0 | 0 | 0 | 0 | 0 | 1 |  | 2 | 7 | 2 | 7
| 894 | 38 | 2 | 7 | 6 | 0 | 0 | 1 | 0 | 0 | 0 | 0 | 0 | 0 | 0 | 0 | 1 |  | 2 | 7 | 2 | 7
| 895 | 38 | 2 | 7 | 7 | 0 | 0 | 1 | 0 | 0 | 0 | 0 | 0 | 0 | 0 | 0 | 1 |  | 2 | 7 | 2 | 7
| 896 | 38 | 2 | 7 | 8 | 0 | 0 | 1 | 0 | 0 | 0 | 0 | 0 | 0 | 0 | 0 | 1 |  | 2 | 7 | 2 | 7
| 897 | 38 | 2 | 7 | 9 | 0 | 0 | 1 | 0 | 0 | 0 | 0 | 0 | 0 | 0 | 0 | 1 |  | 2 | 7 | 2 | 7
| 898 | 38 | 2 | 7 | 10 | 0 | 0 | 1 | 0 | 0 | 0 | 0 | 0 | 0 | 0 | 0 | 1 |  | 2 | 7 | 2 | 7
| 899 | 38 | 2 | 7 | 11 | 0 | 0 | 1 | 0 | 0 | 0 | 0 | 0 | 0 | 0 | 0 | 1 |  | 2 | 7 | 2 | 7
| 900 | 38 | 2 | 7 | 12 | 0 | 0 | 1 | 0 | 0 | 0 | 0 | 0 | 0 | 0 | 0 | 1 |  | 2 | 7 | 2 | 7
| 901 | 38 | 2 | 7 | 13 | 0 | 0 | 1 | 0 | 0 | 0 | 0 | 0 | 0 | 0 | 0 | 1 |  | 2 | 7 | 2 | 7
| 902 | 38 | 2 | 7 | 14 | 0 | 0 | 1 | 0 | 0 | 0 | 0 | 0 | 0 | 0 | 0 | 1 |  | 2 | 7 | 2 | 7
| 903 | 38 | 2 | 7 | 15 | 0 | 0 | 1 | 0 | 0 | 0 | 0 | 0 | 0 | 0 | 0 | 1 |  | 2 | 7 | 2 | 7
| 904 | 38 | 2 | 7 | 16 | 0 | 0 | 1 | 0 | 0 | 0 | 0 | 0 | 0 | 0 | 0 | 1 |  | 2 | 7 | 2 | 7
| 905 | 38 | 2 | 7 | 17 | 0 | 0 | 1 | 0 | 0 | 0 | 0 | 0 | 0 | 0 | 0 | 1 |  | 2 | 7 | 2 | 7
| 906 | 38 | 2 | 7 | 18 | 0 | 0 | 1 | 0 | 0 | 0 | 0 | 0 | 0 | 0 | 0 | 1 |  | 2 | 7 | 2 | 7
| 907 | 38 | 2 | 7 | 19 | 0 | 0 | 1 | 0 | 0 | 0 | 0 | 0 | 0 | 0 | 0 | 1 |  | 2 | 7 | 2 | 7
| 908 | 38 | 2 | 7 | 20 | 0 | 0 | 1 | 0 | 0 | 0 | 0 | 0 | 0 | 0 | 0 | 1 |  | 2 | 7 | 2 | 7
| 909 | 38 | 2 | 7 | 21 | 0 | 0 | 1 | 0 | 0 | 0 | 0 | 0 | 0 | 0 | 0 | 1 |  | 2 | 7 | 2 | 7
| 910 | 38 | 2 | 7 | 22 | 0 | 0 | 1 | 0 | 0 | 0 | 0 | 0 | 0 | 0 | 0 | 1 |  | 2 | 7 | 2 | 7
| 911 | 38 | 2 | 7 | 23 | 0 | 0 | 1 | 0 | 0 | 0 | 0 | 0 | 0 | 0 | 0 | 1 |  | 2 | 7 | 2 | 7
| 912 | 38 | 2 | 7 | 24 | 0 | 0 | 1 | 0 | 0 | 0 | 0 | 0 | 0 | 0 | 0 | 1 |  | 2 | 7 | 2 | 7
| 913 | 39 | 2 | 8 | 1 | 0 | 0 | 1 | 0 | 0 | 0 | 0 | 0 | 0 | 0 | 0 | 1 |  | 2 | 8 | 2 | 8
| 914 | 39 | 2 | 8 | 2 | 0 | 0 | 1 | 0 | 0 | 0 | 0 | 0 | 0 | 0 | 0 | 1 |  | 2 | 8 | 2 | 8
| 915 | 39 | 2 | 8 | 3 | 0 | 0 | 1 | 0 | 0 | 0 | 0 | 0 | 0 | 0 | 0 | 1 |  | 2 | 8 | 2 | 8
| 916 | 39 | 2 | 8 | 4 | 0 | 0 | 1 | 0 | 0 | 0 | 0 | 0 | 0 | 0 | 0 | 1 |  | 2 | 8 | 2 | 8
| 917 | 39 | 2 | 8 | 5 | 0 | 0 | 1 | 0 | 0 | 0 | 0 | 0 | 0 | 0 | 0 | 1 |  | 2 | 8 | 2 | 8
| 918 | 39 | 2 | 8 | 6 | 0 | 0 | 1 | 0 | 0 | 0 | 0 | 0 | 0 | 0 | 0 | 1 |  | 2 | 8 | 2 | 8
| 919 | 39 | 2 | 8 | 7 | 0 | 0 | 1 | 0 | 0 | 0 | 0 | 0 | 0 | 0 | 0 | 1 |  | 2 | 8 | 2 | 8
| 920 | 39 | 2 | 8 | 8 | 0 | 0 | 1 | 0 | 0 | 0 | 0 | 0 | 0 | 0 | 0 | 1 |  | 2 | 8 | 2 | 8
| 921 | 39 | 2 | 8 | 9 | 0 | 0 | 1 | 0 | 0 | 0 | 0 | 0 | 0 | 0 | 0 | 1 |  | 2 | 8 | 2 | 8
| 922 | 39 | 2 | 8 | 10 | 0 | 0 | 1 | 0 | 0 | 0 | 0 | 0 | 0 | 0 | 0 | 1 |  | 2 | 8 | 2 | 8
| 923 | 39 | 2 | 8 | 11 | 0 | 0 | 1 | 0 | 0 | 0 | 0 | 0 | 0 | 0 | 0 | 1 |  | 2 | 8 | 2 | 8
| 924 | 39 | 2 | 8 | 12 | 0 | 0 | 1 | 0 | 0 | 0 | 0 | 0 | 0 | 0 | 0 | 1 |  | 2 | 8 | 2 | 8
| 925 | 39 | 2 | 8 | 13 | 0 | 0 | 1 | 0 | 0 | 0 | 0 | 0 | 0 | 0 | 0 | 1 |  | 2 | 8 | 2 | 8
| 926 | 39 | 2 | 8 | 14 | 0 | 0 | 1 | 0 | 0 | 0 | 0 | 0 | 0 | 0 | 0 | 1 |  | 2 | 8 | 2 | 8
| 927 | 39 | 2 | 8 | 15 | 0 | 0 | 1 | 0 | 0 | 0 | 0 | 0 | 0 | 0 | 0 | 1 |  | 2 | 8 | 2 | 8
| 928 | 39 | 2 | 8 | 16 | 0 | 0 | 1 | 0 | 0 | 0 | 0 | 0 | 0 | 0 | 0 | 1 |  | 2 | 8 | 2 | 8
| 929 | 39 | 2 | 8 | 17 | 0 | 0 | 1 | 0 | 0 | 0 | 0 | 0 | 0 | 0 | 0 | 1 |  | 2 | 8 | 2 | 8
| 930 | 39 | 2 | 8 | 18 | 0 | 0 | 1 | 0 | 0 | 0 | 0 | 0 | 0 | 0 | 0 | 1 |  | 2 | 8 | 2 | 8
| 931 | 39 | 2 | 8 | 19 | 0 | 0 | 1 | 0 | 0 | 0 | 0 | 0 | 0 | 0 | 0 | 1 |  | 2 | 8 | 2 | 8
| 932 | 39 | 2 | 8 | 20 | 0 | 0 | 1 | 0 | 0 | 0 | 0 | 0 | 0 | 0 | 0 | 1 |  | 2 | 8 | 2 | 8
| 933 | 39 | 2 | 8 | 21 | 0 | 0 | 1 | 0 | 0 | 0 | 0 | 0 | 0 | 0 | 0 | 1 |  | 2 | 8 | 2 | 8
| 934 | 39 | 2 | 8 | 22 | 0 | 0 | 1 | 0 | 0 | 0 | 0 | 0 | 0 | 0 | 0 | 1 |  | 2 | 8 | 2 | 8
| 935 | 39 | 2 | 8 | 23 | 0 | 0 | 1 | 0 | 0 | 0 | 0 | 0 | 0 | 0 | 0 | 1 |  | 2 | 8 | 2 | 8
| 936 | 39 | 2 | 8 | 24 | 0 | 0 | 1 | 0 | 0 | 0 | 0 | 0 | 0 | 0 | 0 | 1 |  | 2 | 8 | 2 | 8
| 937 | 40 | 2 | 9 | 1 | 0 | 0 | 1 | 0 | 0 | 0 | 0 | 0 | 0 | 0 | 0 | 1 |  | 2 | 9 | 2 | 9
| 938 | 40 | 2 | 9 | 2 | 0 | 0 | 1 | 0 | 0 | 0 | 0 | 0 | 0 | 0 | 0 | 1 |  | 2 | 9 | 2 | 9
| 939 | 40 | 2 | 9 | 3 | 0 | 0 | 1 | 0 | 0 | 0 | 0 | 0 | 0 | 0 | 0 | 1 |  | 2 | 9 | 2 | 9
| 940 | 40 | 2 | 9 | 4 | 0 | 0 | 1 | 0 | 0 | 0 | 0 | 0 | 0 | 0 | 0 | 1 |  | 2 | 9 | 2 | 9
| 941 | 40 | 2 | 9 | 5 | 0 | 0 | 1 | 0 | 0 | 0 | 0 | 0 | 0 | 0 | 0 | 1 |  | 2 | 9 | 2 | 9
| 942 | 40 | 2 | 9 | 6 | 0 | 0 | 1 | 0 | 0 | 0 | 0 | 0 | 0 | 0 | 0 | 1 |  | 2 | 9 | 2 | 9
| 943 | 40 | 2 | 9 | 7 | 0 | 0 | 1 | 0 | 0 | 0 | 0 | 0 | 0 | 0 | 0 | 1 |  | 2 | 9 | 2 | 9
| 944 | 40 | 2 | 9 | 8 | 0 | 0 | 1 | 0 | 0 | 0 | 0 | 0 | 0 | 0 | 0 | 1 |  | 2 | 9 | 2 | 9
| 945 | 40 | 2 | 9 | 9 | 0 | 0 | 1 | 0 | 0 | 0 | 0 | 0 | 0 | 0 | 0 | 1 |  | 2 | 9 | 2 | 9
| 946 | 40 | 2 | 9 | 10 | 0 | 0 | 1 | 0 | 0 | 0 | 0 | 0 | 0 | 0 | 0 | 1 |  | 2 | 9 | 2 | 9
| 947 | 40 | 2 | 9 | 11 | 0 | 0 | 1 | 0 | 0 | 0 | 0 | 0 | 0 | 0 | 0 | 1 |  | 2 | 9 | 2 | 9
| 948 | 40 | 2 | 9 | 12 | 0 | 0 | 1 | 0 | 0 | 0 | 0 | 0 | 0 | 0 | 0 | 1 |  | 2 | 9 | 2 | 9
| 949 | 40 | 2 | 9 | 13 | 0 | 0 | 1 | 0 | 0 | 0 | 0 | 0 | 0 | 0 | 0 | 1 |  | 2 | 9 | 2 | 9
| 950 | 40 | 2 | 9 | 14 | 0 | 0 | 1 | 0 | 0 | 0 | 0 | 0 | 0 | 0 | 0 | 1 |  | 2 | 9 | 2 | 9
| 951 | 40 | 2 | 9 | 15 | 0 | 0 | 1 | 0 | 0 | 0 | 0 | 0 | 0 | 0 | 0 | 1 |  | 2 | 9 | 2 | 9
| 952 | 40 | 2 | 9 | 16 | 0 | 0 | 1 | 0 | 0 | 0 | 0 | 0 | 0 | 0 | 0 | 1 |  | 2 | 9 | 2 | 9
| 953 | 40 | 2 | 9 | 17 | 0 | 0 | 1 | 0 | 0 | 0 | 0 | 0 | 0 | 0 | 0 | 1 |  | 2 | 9 | 2 | 9
| 954 | 40 | 2 | 9 | 18 | 0 | 0 | 1 | 0 | 0 | 0 | 0 | 0 | 0 | 0 | 0 | 1 |  | 2 | 9 | 2 | 9
| 955 | 40 | 2 | 9 | 19 | 0 | 0 | 1 | 0 | 0 | 0 | 0 | 0 | 0 | 0 | 0 | 1 |  | 2 | 9 | 2 | 9
| 956 | 40 | 2 | 9 | 20 | 0 | 0 | 1 | 0 | 0 | 0 | 0 | 0 | 0 | 0 | 0 | 1 |  | 2 | 9 | 2 | 9
| 957 | 40 | 2 | 9 | 21 | 0 | 0 | 1 | 0 | 0 | 0 | 0 | 0 | 0 | 0 | 0 | 1 |  | 2 | 9 | 2 | 9
| 958 | 40 | 2 | 9 | 22 | 0 | 0 | 1 | 0 | 0 | 0 | 0 | 0 | 0 | 0 | 0 | 1 |  | 2 | 9 | 2 | 9
| 959 | 40 | 2 | 9 | 23 | 0 | 0 | 1 | 0 | 0 | 0 | 0 | 0 | 0 | 0 | 0 | 1 |  | 2 | 9 | 2 | 9
| 960 | 40 | 2 | 9 | 24 | 0 | 0 | 1 | 0 | 0 | 0 | 0 | 0 | 0 | 0 | 0 | 1 |  | 2 | 9 | 2 | 9
| 961 | 41 | 2 | 10 | 1 | 0 | 0 | 1 | 0 | 0 | 0 | 0 | 0 | 0 | 0 | 0 | 1 |  | 2 | 10 | 2 | 10
| 962 | 41 | 2 | 10 | 2 | 0 | 0 | 1 | 0 | 0 | 0 | 0 | 0 | 0 | 0 | 0 | 1 |  | 2 | 10 | 2 | 10
| 963 | 41 | 2 | 10 | 3 | 0 | 0 | 1 | 0 | 0 | 0 | 0 | 0 | 0 | 0 | 0 | 1 |  | 2 | 10 | 2 | 10
| 964 | 41 | 2 | 10 | 4 | 0 | 0 | 1 | 0 | 0 | 0 | 0 | 0 | 0 | 0 | 0 | 1 |  | 2 | 10 | 2 | 10
| 965 | 41 | 2 | 10 | 5 | 0 | 0 | 1 | 0 | 0 | 0 | 0 | 0 | 0 | 0 | 0 | 1 |  | 2 | 10 | 2 | 10
| 966 | 41 | 2 | 10 | 6 | 0 | 0 | 1 | 0 | 0 | 0 | 0 | 0 | 0 | 0 | 0 | 1 |  | 2 | 10 | 2 | 10
| 967 | 41 | 2 | 10 | 7 | 0 | 0 | 1 | 0 | 0 | 0 | 0 | 0 | 0 | 0 | 0 | 1 |  | 2 | 10 | 2 | 10
| 968 | 41 | 2 | 10 | 8 | 0 | 0 | 1 | 0 | 0 | 0 | 0 | 0 | 0 | 0 | 0 | 1 |  | 2 | 10 | 2 | 10
| 969 | 41 | 2 | 10 | 9 | 0 | 0 | 1 | 0 | 0 | 0 | 0 | 0 | 0 | 0 | 0 | 1 |  | 2 | 10 | 2 | 10
| 970 | 41 | 2 | 10 | 10 | 0 | 0 | 1 | 0 | 0 | 0 | 0 | 0 | 0 | 0 | 0 | 1 |  | 2 | 10 | 2 | 10
| 971 | 41 | 2 | 10 | 11 | 0 | 0 | 1 | 0 | 0 | 0 | 0 | 0 | 0 | 0 | 0 | 1 |  | 2 | 10 | 2 | 10
| 972 | 41 | 2 | 10 | 12 | 0 | 0 | 1 | 0 | 0 | 0 | 0 | 0 | 0 | 0 | 0 | 1 |  | 2 | 10 | 2 | 10
| 973 | 41 | 2 | 10 | 13 | 0 | 0 | 1 | 0 | 0 | 0 | 0 | 0 | 0 | 0 | 0 | 1 |  | 2 | 10 | 2 | 10
| 974 | 41 | 2 | 10 | 14 | 0 | 0 | 1 | 0 | 0 | 0 | 0 | 0 | 0 | 0 | 0 | 1 |  | 2 | 10 | 2 | 10
| 975 | 41 | 2 | 10 | 15 | 0 | 0 | 1 | 0 | 0 | 0 | 0 | 0 | 0 | 0 | 0 | 1 |  | 2 | 10 | 2 | 10
| 976 | 41 | 2 | 10 | 16 | 0 | 0 | 1 | 0 | 0 | 0 | 0 | 0 | 0 | 0 | 0 | 1 |  | 2 | 10 | 2 | 10
| 977 | 41 | 2 | 10 | 17 | 0 | 0 | 1 | 0 | 0 | 0 | 0 | 0 | 0 | 0 | 0 | 1 |  | 2 | 10 | 2 | 10
| 978 | 41 | 2 | 10 | 18 | 0 | 0 | 1 | 0 | 0 | 0 | 0 | 0 | 0 | 0 | 0 | 1 |  | 2 | 10 | 2 | 10
| 979 | 41 | 2 | 10 | 19 | 0 | 0 | 1 | 0 | 0 | 0 | 0 | 0 | 0 | 0 | 0 | 1 |  | 2 | 10 | 2 | 10
| 980 | 41 | 2 | 10 | 20 | 0 | 0 | 1 | 0 | 0 | 0 | 0 | 0 | 0 | 0 | 0 | 1 |  | 2 | 10 | 2 | 10
| 981 | 41 | 2 | 10 | 21 | 0 | 0 | 1 | 0 | 0 | 0 | 0 | 0 | 0 | 0 | 0 | 1 |  | 2 | 10 | 2 | 10
| 982 | 41 | 2 | 10 | 22 | 0 | 0 | 1 | 0 | 0 | 0 | 0 | 0 | 0 | 0 | 0 | 1 |  | 2 | 10 | 2 | 10
| 983 | 41 | 2 | 10 | 23 | 0 | 0 | 1 | 0 | 0 | 0 | 0 | 0 | 0 | 0 | 0 | 1 |  | 2 | 10 | 2 | 10
| 984 | 41 | 2 | 10 | 24 | 0 | 0 | 1 | 0 | 0 | 0 | 0 | 0 | 0 | 0 | 0 | 1 |  | 2 | 10 | 2 | 10
| 985 | 42 | 2 | 11 | 1 | 0 | 0 | 1 | 0 | 0 | 0 | 0 | 0 | 0 | 0 | 0 | 1 |  | 2 | 11 | 2 | 11
| 986 | 42 | 2 | 11 | 2 | 0 | 0 | 1 | 0 | 0 | 0 | 0 | 0 | 0 | 0 | 0 | 1 |  | 2 | 11 | 2 | 11
| 987 | 42 | 2 | 11 | 3 | 0 | 0 | 1 | 0 | 0 | 0 | 0 | 0 | 0 | 0 | 0 | 1 |  | 2 | 11 | 2 | 11
| 988 | 42 | 2 | 11 | 4 | 0 | 0 | 1 | 0 | 0 | 0 | 0 | 0 | 0 | 0 | 0 | 1 |  | 2 | 11 | 2 | 11
| 989 | 42 | 2 | 11 | 5 | 0 | 0 | 1 | 0 | 0 | 0 | 0 | 0 | 0 | 0 | 0 | 1 |  | 2 | 11 | 2 | 11
| 990 | 42 | 2 | 11 | 6 | 0 | 0 | 1 | 0 | 0 | 0 | 0 | 0 | 0 | 0 | 0 | 1 |  | 2 | 11 | 2 | 11
| 991 | 42 | 2 | 11 | 7 | 0 | 0 | 1 | 0 | 0 | 0 | 0 | 0 | 0 | 0 | 0 | 1 |  | 2 | 11 | 2 | 11
| 992 | 42 | 2 | 11 | 8 | 0 | 0 | 1 | 0 | 0 | 0 | 0 | 0 | 0 | 0 | 0 | 1 |  | 2 | 11 | 2 | 11
| 993 | 42 | 2 | 11 | 9 | 0 | 0 | 1 | 0 | 0 | 0 | 0 | 0 | 0 | 0 | 0 | 1 |  | 2 | 11 | 2 | 11
| 994 | 42 | 2 | 11 | 10 | 0 | 0 | 1 | 0 | 0 | 0 | 0 | 0 | 0 | 0 | 0 | 1 |  | 2 | 11 | 2 | 11
| 995 | 42 | 2 | 11 | 11 | 0 | 0 | 1 | 0 | 0 | 0 | 0 | 0 | 0 | 0 | 0 | 1 |  | 2 | 11 | 2 | 11
| 996 | 42 | 2 | 11 | 12 | 0 | 0 | 1 | 0 | 0 | 0 | 0 | 0 | 0 | 0 | 0 | 1 |  | 2 | 11 | 2 | 11
| 997 | 42 | 2 | 11 | 13 | 0 | 0 | 1 | 0 | 0 | 0 | 0 | 0 | 0 | 0 | 0 | 1 |  | 2 | 11 | 2 | 11
| 998 | 42 | 2 | 11 | 14 | 0 | 0 | 1 | 0 | 0 | 0 | 0 | 0 | 0 | 0 | 0 | 1 |  | 2 | 11 | 2 | 11
| 999 | 42 | 2 | 11 | 15 | 0 | 0 | 1 | 0 | 0 | 0 | 0 | 0 | 0 | 0 | 0 | 1 |  | 2 | 11 | 2 | 11
| 1000 | 42 | 2 | 11 | 16 | 0 | 0 | 1 | 0 | 0 | 0 | 0 | 0 | 0 | 0 | 0 | 1 |  | 2 | 11 | 2 | 11
| 1001 | 42 | 2 | 11 | 17 | 0 | 0 | 1 | 0 | 0 | 0 | 0 | 0 | 0 | 0 | 0 | 1 |  | 2 | 11 | 2 | 11
| 1002 | 42 | 2 | 11 | 18 | 0 | 0 | 1 | 0 | 0 | 0 | 0 | 0 | 0 | 0 | 0 | 1 |  | 2 | 11 | 2 | 11
| 1003 | 42 | 2 | 11 | 19 | 0 | 0 | 1 | 0 | 0 | 0 | 0 | 0 | 0 | 0 | 0 | 1 |  | 2 | 11 | 2 | 11
| 1004 | 42 | 2 | 11 | 20 | 0 | 0 | 1 | 0 | 0 | 0 | 0 | 0 | 0 | 0 | 0 | 1 |  | 2 | 11 | 2 | 11
| 1005 | 42 | 2 | 11 | 21 | 0 | 0 | 1 | 0 | 0 | 0 | 0 | 0 | 0 | 0 | 0 | 1 |  | 2 | 11 | 2 | 11
| 1006 | 42 | 2 | 11 | 22 | 0 | 0 | 1 | 0 | 0 | 0 | 0 | 0 | 0 | 0 | 0 | 1 |  | 2 | 11 | 2 | 11
| 1007 | 42 | 2 | 11 | 23 | 0 | 0 | 1 | 0 | 0 | 0 | 0 | 0 | 0 | 0 | 0 | 1 |  | 2 | 11 | 2 | 11
| 1008 | 42 | 2 | 11 | 24 | 0 | 0 | 1 | 0 | 0 | 0 | 0 | 0 | 0 | 0 | 0 | 1 |  | 2 | 11 | 2 | 11
| 1009 | 43 | 2 | 12 | 1 | 0 | 0 | 0 | 0 | 0 | 0 | 0 | 0 | 0 | 0 | 0 | 1 |  | 2 | 12 | 2 | 12
| 1010 | 43 | 2 | 12 | 2 | 0 | 0 | 0 | 0 | 0 | 0 | 0 | 0 | 0 | 0 | 0 | 1 |  | 2 | 12 | 2 | 12
| 1011 | 43 | 2 | 12 | 3 | 0 | 0 | 0 | 0 | 0 | 0 | 0 | 0 | 0 | 0 | 0 | 1 |  | 2 | 12 | 2 | 12
| 1012 | 43 | 2 | 12 | 4 | 0 | 0 | 0 | 0 | 0 | 0 | 0 | 0 | 0 | 0 | 0 | 1 |  | 2 | 12 | 2 | 12
| 1013 | 43 | 2 | 12 | 5 | 0 | 0 | 0 | 0 | 0 | 0 | 0 | 0 | 0 | 0 | 0 | 1 |  | 2 | 12 | 2 | 12
| 1014 | 43 | 2 | 12 | 6 | 0 | 0 | 0 | 0 | 0 | 0 | 0 | 0 | 0 | 0 | 0 | 1 |  | 2 | 12 | 2 | 12
| 1015 | 43 | 2 | 12 | 7 | 0 | 0 | 0 | 0 | 0 | 0 | 0 | 0 | 0 | 0 | 0 | 1 |  | 2 | 12 | 2 | 12
| 1016 | 43 | 2 | 12 | 8 | 0 | 0 | 0 | 0 | 0 | 0 | 0 | 0 | 0 | 0 | 0 | 1 |  | 2 | 12 | 2 | 12
| 1017 | 43 | 2 | 12 | 9 | 0 | 0 | 0 | 0 | 0 | 0 | 0 | 0 | 0 | 0 | 0 | 1 |  | 2 | 12 | 2 | 12
| 1018 | 43 | 2 | 12 | 10 | 0 | 0 | 0 | 0 | 0 | 0 | 0 | 0 | 0 | 0 | 0 | 1 |  | 2 | 12 | 2 | 12
| 1019 | 43 | 2 | 12 | 11 | 0 | 0 | 0 | 0 | 0 | 0 | 0 | 0 | 0 | 0 | 0 | 1 |  | 2 | 12 | 2 | 12
| 1020 | 43 | 2 | 12 | 12 | 0 | 0 | 0 | 0 | 0 | 0 | 0 | 0 | 0 | 0 | 0 | 1 |  | 2 | 12 | 2 | 12
| 1021 | 43 | 2 | 12 | 13 | 0 | 0 | 0 | 0 | 0 | 0 | 0 | 0 | 0 | 0 | 0 | 1 |  | 2 | 12 | 2 | 12
| 1022 | 43 | 2 | 12 | 14 | 0 | 0 | 0 | 0 | 0 | 0 | 0 | 0 | 0 | 0 | 0 | 1 |  | 2 | 12 | 2 | 12
| 1023 | 43 | 2 | 12 | 15 | 0 | 0 | 0 | 0 | 0 | 0 | 0 | 0 | 0 | 0 | 0 | 1 |  | 2 | 12 | 2 | 12
| 1024 | 43 | 2 | 12 | 16 | 0 | 0 | 0 | 0 | 0 | 0 | 0 | 0 | 0 | 0 | 0 | 1 |  | 2 | 12 | 2 | 12
| 1025 | 43 | 2 | 12 | 17 | 0 | 0 | 0 | 0 | 0 | 0 | 0 | 0 | 0 | 0 | 0 | 1 |  | 2 | 12 | 2 | 12
| 1026 | 43 | 2 | 12 | 18 | 0 | 0 | 0 | 0 | 0 | 0 | 0 | 0 | 0 | 0 | 0 | 1 |  | 2 | 12 | 2 | 12
| 1027 | 43 | 2 | 12 | 19 | 0 | 0 | 0 | 0 | 0 | 0 | 0 | 0 | 0 | 0 | 0 | 1 |  | 2 | 12 | 2 | 12
| 1028 | 43 | 2 | 12 | 20 | 0 | 0 | 0 | 0 | 0 | 0 | 0 | 0 | 0 | 0 | 0 | 1 |  | 2 | 12 | 2 | 12
| 1029 | 43 | 2 | 12 | 21 | 0 | 0 | 0 | 0 | 0 | 0 | 0 | 0 | 0 | 0 | 0 | 1 |  | 2 | 12 | 2 | 12
| 1030 | 43 | 2 | 12 | 22 | 0 | 0 | 0 | 0 | 0 | 0 | 0 | 0 | 0 | 0 | 0 | 1 |  | 2 | 12 | 2 | 12
| 1031 | 43 | 2 | 12 | 23 | 0 | 0 | 0 | 0 | 0 | 0 | 0 | 0 | 0 | 0 | 0 | 1 |  | 2 | 12 | 2 | 12
| 1032 | 43 | 2 | 12 | 24 | 0 | 0 | 0 | 0 | 0 | 0 | 0 | 0 | 0 | 0 | 0 | 1 |  | 2 | 12 | 2 | 12
| 1033 | 44 | 2 | 13 | 1 | 0 | 0 | 0 | 0 | 0 | 0 | 0 | 0 | 0 | 0 | 0 | 1 |  | 2 | 13 | 2 | 13
| 1034 | 44 | 2 | 13 | 2 | 0 | 0 | 0 | 0 | 0 | 0 | 0 | 0 | 0 | 0 | 0 | 1 |  | 2 | 13 | 2 | 13
| 1035 | 44 | 2 | 13 | 3 | 0 | 0 | 0 | 0 | 0 | 0 | 0 | 0 | 0 | 0 | 0 | 1 |  | 2 | 13 | 2 | 13
| 1036 | 44 | 2 | 13 | 4 | 0 | 0 | 0 | 0 | 0 | 0 | 0 | 0 | 0 | 0 | 0 | 1 |  | 2 | 13 | 2 | 13
| 1037 | 44 | 2 | 13 | 5 | 0 | 0 | 0 | 0 | 0 | 0 | 0 | 0 | 0 | 0 | 0 | 1 |  | 2 | 13 | 2 | 13
| 1038 | 44 | 2 | 13 | 6 | 0 | 0 | 0 | 0 | 0 | 0 | 0 | 0 | 0 | 0 | 0 | 1 |  | 2 | 13 | 2 | 13
| 1039 | 44 | 2 | 13 | 7 | 0 | 0 | 0 | 0 | 0 | 0 | 0 | 0 | 0 | 0 | 0 | 1 |  | 2 | 13 | 2 | 13
| 1040 | 44 | 2 | 13 | 8 | 0 | 0 | 0 | 0 | 0 | 0 | 0 | 0 | 0 | 0 | 0 | 1 |  | 2 | 13 | 2 | 13
| 1041 | 44 | 2 | 13 | 9 | 0 | 0 | 0 | 0 | 0 | 0 | 0 | 0 | 0 | 0 | 0 | 1 |  | 2 | 13 | 2 | 13
| 1042 | 44 | 2 | 13 | 10 | 0 | 0 | 0 | 0 | 0 | 0 | 0 | 0 | 0 | 0 | 0 | 1 |  | 2 | 13 | 2 | 13
| 1043 | 44 | 2 | 13 | 11 | 0 | 0 | 0 | 0 | 0 | 0 | 0 | 0 | 0 | 0 | 0 | 1 |  | 2 | 13 | 2 | 13
| 1044 | 44 | 2 | 13 | 12 | 0 | 0 | 0 | 0 | 0 | 0 | 0 | 0 | 0 | 0 | 0 | 1 |  | 2 | 13 | 2 | 13
| 1045 | 44 | 2 | 13 | 13 | 0 | 0 | 0 | 0 | 0 | 0 | 0 | 0 | 0 | 0 | 0 | 1 |  | 2 | 13 | 2 | 13
| 1046 | 44 | 2 | 13 | 14 | 0 | 0 | 0 | 0 | 0 | 0 | 0 | 0 | 0 | 0 | 0 | 1 |  | 2 | 13 | 2 | 13
| 1047 | 44 | 2 | 13 | 15 | 0 | 0 | 0 | 0 | 0 | 0 | 0 | 0 | 0 | 0 | 0 | 1 |  | 2 | 13 | 2 | 13
| 1048 | 44 | 2 | 13 | 16 | 0 | 0 | 0 | 0 | 0 | 0 | 0 | 0 | 0 | 0 | 0 | 1 |  | 2 | 13 | 2 | 13
| 1049 | 44 | 2 | 13 | 17 | 0 | 0 | 0 | 0 | 0 | 0 | 0 | 0 | 0 | 0 | 0 | 1 |  | 2 | 13 | 2 | 13
| 1050 | 44 | 2 | 13 | 18 | 0 | 0 | 0 | 0 | 0 | 0 | 0 | 0 | 0 | 0 | 0 | 1 |  | 2 | 13 | 2 | 13
| 1051 | 44 | 2 | 13 | 19 | 0 | 0 | 0 | 0 | 0 | 0 | 0 | 0 | 0 | 0 | 0 | 1 |  | 2 | 13 | 2 | 13
| 1052 | 44 | 2 | 13 | 20 | 0 | 0 | 0 | 0 | 0 | 0 | 0 | 0 | 0 | 0 | 0 | 1 |  | 2 | 13 | 2 | 13
| 1053 | 44 | 2 | 13 | 21 | 0 | 0 | 0 | 0 | 0 | 0 | 0 | 0 | 0 | 0 | 0 | 1 |  | 2 | 13 | 2 | 13
| 1054 | 44 | 2 | 13 | 22 | 0 | 0 | 0 | 0 | 0 | 0 | 0 | 0 | 0 | 0 | 0 | 1 |  | 2 | 13 | 2 | 13
| 1055 | 44 | 2 | 13 | 23 | 0 | 0 | 0 | 0 | 0 | 0 | 0 | 0 | 0 | 0 | 0 | 1 |  | 2 | 13 | 2 | 13
| 1056 | 44 | 2 | 13 | 24 | 0 | 0 | 0 | 0 | 0 | 0 | 0 | 0 | 0 | 0 | 0 | 1 |  | 2 | 13 | 2 | 13
| 1057 | 45 | 2 | 14 | 1 | 0 | 0 | 1 | 0 | 0 | 0 | 0 | 0 | 0 | 0 | 0 | 1 |  | 2 | 14 | 2 | 14
| 1058 | 45 | 2 | 14 | 2 | 0 | 0 | 1 | 0 | 0 | 0 | 0 | 0 | 0 | 0 | 0 | 1 |  | 2 | 14 | 2 | 14
| 1059 | 45 | 2 | 14 | 3 | 0 | 0 | 1 | 0 | 0 | 0 | 0 | 0 | 0 | 0 | 0 | 1 |  | 2 | 14 | 2 | 14
| 1060 | 45 | 2 | 14 | 4 | 0 | 0 | 1 | 0 | 0 | 0 | 0 | 0 | 0 | 0 | 0 | 1 |  | 2 | 14 | 2 | 14
| 1061 | 45 | 2 | 14 | 5 | 0 | 0 | 1 | 0 | 0 | 0 | 0 | 0 | 0 | 0 | 0 | 1 |  | 2 | 14 | 2 | 14
| 1062 | 45 | 2 | 14 | 6 | 0 | 0 | 1 | 0 | 0 | 0 | 0 | 0 | 0 | 0 | 0 | 1 |  | 2 | 14 | 2 | 14
| 1063 | 45 | 2 | 14 | 7 | 0 | 0 | 1 | 0 | 0 | 0 | 0 | 0 | 0 | 0 | 0 | 1 |  | 2 | 14 | 2 | 14
| 1064 | 45 | 2 | 14 | 8 | 0 | 0 | 1 | 0 | 0 | 0 | 0 | 0 | 0 | 0 | 0 | 1 |  | 2 | 14 | 2 | 14
| 1065 | 45 | 2 | 14 | 9 | 0 | 0 | 1 | 0 | 0 | 0 | 0 | 0 | 0 | 0 | 0 | 1 |  | 2 | 14 | 2 | 14
| 1066 | 45 | 2 | 14 | 10 | 0 | 0 | 1 | 0 | 0 | 0 | 0 | 0 | 0 | 0 | 0 | 1 |  | 2 | 14 | 2 | 14
| 1067 | 45 | 2 | 14 | 11 | 0 | 0 | 1 | 0 | 0 | 0 | 0 | 0 | 0 | 0 | 0 | 1 |  | 2 | 14 | 2 | 14
| 1068 | 45 | 2 | 14 | 12 | 0 | 0 | 1 | 0 | 0 | 0 | 0 | 0 | 0 | 0 | 0 | 1 |  | 2 | 14 | 2 | 14
| 1069 | 45 | 2 | 14 | 13 | 0 | 0 | 1 | 0 | 0 | 0 | 0 | 0 | 0 | 0 | 0 | 1 |  | 2 | 14 | 2 | 14
| 1070 | 45 | 2 | 14 | 14 | 0 | 0 | 1 | 0 | 0 | 0 | 0 | 0 | 0 | 0 | 0 | 1 |  | 2 | 14 | 2 | 14
| 1071 | 45 | 2 | 14 | 15 | 0 | 0 | 1 | 0 | 0 | 0 | 0 | 0 | 0 | 0 | 0 | 1 |  | 2 | 14 | 2 | 14
| 1072 | 45 | 2 | 14 | 16 | 0 | 0 | 1 | 0 | 0 | 0 | 0 | 0 | 0 | 0 | 0 | 1 |  | 2 | 14 | 2 | 14
| 1073 | 45 | 2 | 14 | 17 | 0 | 0 | 1 | 0 | 0 | 0 | 0 | 0 | 0 | 0 | 0 | 1 |  | 2 | 14 | 2 | 14
| 1074 | 45 | 2 | 14 | 18 | 0 | 0 | 1 | 0 | 0 | 0 | 0 | 0 | 0 | 0 | 0 | 1 |  | 2 | 14 | 2 | 14
| 1075 | 45 | 2 | 14 | 19 | 0 | 0 | 1 | 0 | 0 | 0 | 0 | 0 | 0 | 0 | 0 | 1 |  | 2 | 14 | 2 | 14
| 1076 | 45 | 2 | 14 | 20 | 0 | 0 | 1 | 0 | 0 | 0 | 0 | 0 | 0 | 0 | 0 | 1 |  | 2 | 14 | 2 | 14
| 1077 | 45 | 2 | 14 | 21 | 0 | 0 | 1 | 0 | 0 | 0 | 0 | 0 | 0 | 0 | 0 | 1 |  | 2 | 14 | 2 | 14
| 1078 | 45 | 2 | 14 | 22 | 0 | 0 | 1 | 0 | 0 | 0 | 0 | 0 | 0 | 0 | 0 | 1 |  | 2 | 14 | 2 | 14
| 1079 | 45 | 2 | 14 | 23 | 0 | 0 | 1 | 0 | 0 | 0 | 0 | 0 | 0 | 0 | 0 | 1 |  | 2 | 14 | 2 | 14
| 1080 | 45 | 2 | 14 | 24 | 0 | 0 | 1 | 0 | 0 | 0 | 0 | 0 | 0 | 0 | 0 | 1 |  | 2 | 14 | 2 | 14
| 1081 | 46 | 2 | 15 | 1 | 0 | 0 | 1 | 0 | 0 | 0 | 0 | 0 | 0 | 0 | 0 | 1 |  | 2 | 15 | 2 | 15
| 1082 | 46 | 2 | 15 | 2 | 0 | 0 | 1 | 0 | 0 | 0 | 0 | 0 | 0 | 0 | 0 | 1 |  | 2 | 15 | 2 | 15
| 1083 | 46 | 2 | 15 | 3 | 0 | 0 | 1 | 0 | 0 | 0 | 0 | 0 | 0 | 0 | 0 | 1 |  | 2 | 15 | 2 | 15
| 1084 | 46 | 2 | 15 | 4 | 0 | 0 | 1 | 0 | 0 | 0 | 0 | 0 | 0 | 0 | 0 | 1 |  | 2 | 15 | 2 | 15
| 1085 | 46 | 2 | 15 | 5 | 0 | 0 | 1 | 0 | 0 | 0 | 0 | 0 | 0 | 0 | 0 | 1 |  | 2 | 15 | 2 | 15
| 1086 | 46 | 2 | 15 | 6 | 0 | 0 | 1 | 0 | 0 | 0 | 0 | 0 | 0 | 0 | 0 | 1 |  | 2 | 15 | 2 | 15
| 1087 | 46 | 2 | 15 | 7 | 0 | 0 | 1 | 0 | 0 | 0 | 0 | 0 | 0 | 0 | 0 | 1 |  | 2 | 15 | 2 | 15
| 1088 | 46 | 2 | 15 | 8 | 0 | 0 | 1 | 0 | 0 | 0 | 0 | 0 | 0 | 0 | 0 | 1 |  | 2 | 15 | 2 | 15
| 1089 | 46 | 2 | 15 | 9 | 0 | 0 | 1 | 0 | 0 | 0 | 0 | 0 | 0 | 0 | 0 | 1 |  | 2 | 15 | 2 | 15
| 1090 | 46 | 2 | 15 | 10 | 0 | 0 | 1 | 0 | 0 | 0 | 0 | 0 | 0 | 0 | 0 | 1 |  | 2 | 15 | 2 | 15
| 1091 | 46 | 2 | 15 | 11 | 0 | 0 | 1 | 0 | 0 | 0 | 0 | 0 | 0 | 0 | 0 | 1 |  | 2 | 15 | 2 | 15
| 1092 | 46 | 2 | 15 | 12 | 0 | 0 | 1 | 0 | 0 | 0 | 0 | 0 | 0 | 0 | 0 | 1 |  | 2 | 15 | 2 | 15
| 1093 | 46 | 2 | 15 | 13 | 0 | 0 | 1 | 0 | 0 | 0 | 0 | 0 | 0 | 0 | 0 | 1 |  | 2 | 15 | 2 | 15
| 1094 | 46 | 2 | 15 | 14 | 0 | 0 | 1 | 0 | 0 | 0 | 0 | 0 | 0 | 0 | 0 | 1 |  | 2 | 15 | 2 | 15
| 1095 | 46 | 2 | 15 | 15 | 0 | 0 | 1 | 0 | 0 | 0 | 0 | 0 | 0 | 0 | 0 | 1 |  | 2 | 15 | 2 | 15
| 1096 | 46 | 2 | 15 | 16 | 0 | 0 | 1 | 0 | 0 | 0 | 0 | 0 | 0 | 0 | 0 | 1 |  | 2 | 15 | 2 | 15
| 1097 | 46 | 2 | 15 | 17 | 0 | 0 | 1 | 0 | 0 | 0 | 0 | 0 | 0 | 0 | 0 | 1 |  | 2 | 15 | 2 | 15
| 1098 | 46 | 2 | 15 | 18 | 0 | 0 | 1 | 0 | 0 | 0 | 0 | 0 | 0 | 0 | 0 | 1 |  | 2 | 15 | 2 | 15
| 1099 | 46 | 2 | 15 | 19 | 0 | 0 | 1 | 0 | 0 | 0 | 0 | 0 | 0 | 0 | 0 | 1 |  | 2 | 15 | 2 | 15
| 1100 | 46 | 2 | 15 | 20 | 0 | 0 | 1 | 0 | 0 | 0 | 0 | 0 | 0 | 0 | 0 | 1 |  | 2 | 15 | 2 | 15
| 1101 | 46 | 2 | 15 | 21 | 0 | 0 | 1 | 0 | 0 | 0 | 0 | 0 | 0 | 0 | 0 | 1 |  | 2 | 15 | 2 | 15
| 1102 | 46 | 2 | 15 | 22 | 0 | 0 | 1 | 0 | 0 | 0 | 0 | 0 | 0 | 0 | 0 | 1 |  | 2 | 15 | 2 | 15
| 1103 | 46 | 2 | 15 | 23 | 0 | 0 | 1 | 0 | 0 | 0 | 0 | 0 | 0 | 0 | 0 | 1 |  | 2 | 15 | 2 | 15
| 1104 | 46 | 2 | 15 | 24 | 0 | 0 | 1 | 0 | 0 | 0 | 0 | 0 | 0 | 0 | 0 | 1 |  | 2 | 15 | 2 | 15
| 1105 | 47 | 2 | 16 | 1 | 0 | 0 | 1 | 0 | 0 | 0 | 0 | 0 | 0 | 0 | 0 | 1 |  | 2 | 16 | 2 | 16
| 1106 | 47 | 2 | 16 | 2 | 0 | 0 | 1 | 0 | 0 | 0 | 0 | 0 | 0 | 0 | 0 | 1 |  | 2 | 16 | 2 | 16
| 1107 | 47 | 2 | 16 | 3 | 0 | 0 | 1 | 0 | 0 | 0 | 0 | 0 | 0 | 0 | 0 | 1 |  | 2 | 16 | 2 | 16
| 1108 | 47 | 2 | 16 | 4 | 0 | 0 | 1 | 0 | 0 | 0 | 0 | 0 | 0 | 0 | 0 | 1 |  | 2 | 16 | 2 | 16
| 1109 | 47 | 2 | 16 | 5 | 0 | 0 | 1 | 0 | 0 | 0 | 0 | 0 | 0 | 0 | 0 | 1 |  | 2 | 16 | 2 | 16
| 1110 | 47 | 2 | 16 | 6 | 0 | 0 | 1 | 0 | 0 | 0 | 0 | 0 | 0 | 0 | 0 | 1 |  | 2 | 16 | 2 | 16
| 1111 | 47 | 2 | 16 | 7 | 0 | 0 | 1 | 0 | 0 | 0 | 0 | 0 | 0 | 0 | 0 | 1 |  | 2 | 16 | 2 | 16
| 1112 | 47 | 2 | 16 | 8 | 0 | 0 | 1 | 0 | 0 | 0 | 0 | 0 | 0 | 0 | 0 | 1 |  | 2 | 16 | 2 | 16
| 1113 | 47 | 2 | 16 | 9 | 0 | 0 | 1 | 0 | 0 | 0 | 0 | 0 | 0 | 0 | 0 | 1 |  | 2 | 16 | 2 | 16
| 1114 | 47 | 2 | 16 | 10 | 0 | 0 | 1 | 0 | 0 | 0 | 0 | 0 | 0 | 0 | 0 | 1 |  | 2 | 16 | 2 | 16
| 1115 | 47 | 2 | 16 | 11 | 0 | 0 | 1 | 0 | 0 | 0 | 0 | 0 | 0 | 0 | 0 | 1 |  | 2 | 16 | 2 | 16
| 1116 | 47 | 2 | 16 | 12 | 0 | 0 | 1 | 0 | 0 | 0 | 0 | 0 | 0 | 0 | 0 | 1 |  | 2 | 16 | 2 | 16
| 1117 | 47 | 2 | 16 | 13 | 0 | 0 | 1 | 0 | 0 | 0 | 0 | 0 | 0 | 0 | 0 | 1 |  | 2 | 16 | 2 | 16
| 1118 | 47 | 2 | 16 | 14 | 0 | 0 | 1 | 0 | 0 | 0 | 0 | 0 | 0 | 0 | 0 | 1 |  | 2 | 16 | 2 | 16
| 1119 | 47 | 2 | 16 | 15 | 0 | 0 | 1 | 0 | 0 | 0 | 0 | 0 | 0 | 0 | 0 | 1 |  | 2 | 16 | 2 | 16
| 1120 | 47 | 2 | 16 | 16 | 0 | 0 | 1 | 0 | 0 | 0 | 0 | 0 | 0 | 0 | 0 | 1 |  | 2 | 16 | 2 | 16
| 1121 | 47 | 2 | 16 | 17 | 0 | 0 | 1 | 0 | 0 | 0 | 0 | 0 | 0 | 0 | 0 | 1 |  | 2 | 16 | 2 | 16
| 1122 | 47 | 2 | 16 | 18 | 0 | 0 | 1 | 0 | 0 | 0 | 0 | 0 | 0 | 0 | 0 | 1 |  | 2 | 16 | 2 | 16
| 1123 | 47 | 2 | 16 | 19 | 0 | 0 | 1 | 0 | 0 | 0 | 0 | 0 | 0 | 0 | 0 | 1 |  | 2 | 16 | 2 | 16
| 1124 | 47 | 2 | 16 | 20 | 0 | 0 | 1 | 0 | 0 | 0 | 0 | 0 | 0 | 0 | 0 | 1 |  | 2 | 16 | 2 | 16
| 1125 | 47 | 2 | 16 | 21 | 0 | 0 | 1 | 0 | 0 | 0 | 0 | 0 | 0 | 0 | 0 | 1 |  | 2 | 16 | 2 | 16
| 1126 | 47 | 2 | 16 | 22 | 0 | 0 | 1 | 0 | 0 | 0 | 0 | 0 | 0 | 0 | 0 | 1 |  | 2 | 16 | 2 | 16
| 1127 | 47 | 2 | 16 | 23 | 0 | 0 | 1 | 0 | 0 | 0 | 0 | 0 | 0 | 0 | 0 | 1 |  | 2 | 16 | 2 | 16
| 1128 | 47 | 2 | 16 | 24 | 0 | 0 | 1 | 0 | 0 | 0 | 0 | 0 | 0 | 0 | 0 | 1 |  | 2 | 16 | 2 | 16
| 1129 | 48 | 2 | 17 | 1 | 0 | 0 | 1 | 0 | 0 | 0 | 0 | 0 | 0 | 0 | 0 | 1 |  | 2 | 17 | 2 | 17
| 1130 | 48 | 2 | 17 | 2 | 0 | 0 | 1 | 0 | 0 | 0 | 0 | 0 | 0 | 0 | 0 | 1 |  | 2 | 17 | 2 | 17
| 1131 | 48 | 2 | 17 | 3 | 0 | 0 | 1 | 0 | 0 | 0 | 0 | 0 | 0 | 0 | 0 | 1 |  | 2 | 17 | 2 | 17
| 1132 | 48 | 2 | 17 | 4 | 0 | 0 | 1 | 0 | 0 | 0 | 0 | 0 | 0 | 0 | 0 | 1 |  | 2 | 17 | 2 | 17
| 1133 | 48 | 2 | 17 | 5 | 0 | 0 | 1 | 0 | 0 | 0 | 0 | 0 | 0 | 0 | 0 | 1 |  | 2 | 17 | 2 | 17
| 1134 | 48 | 2 | 17 | 6 | 0 | 0 | 1 | 0 | 0 | 0 | 0 | 0 | 0 | 0 | 0 | 1 |  | 2 | 17 | 2 | 17
| 1135 | 48 | 2 | 17 | 7 | 0 | 0 | 1 | 0 | 0 | 0 | 0 | 0 | 0 | 0 | 0 | 1 |  | 2 | 17 | 2 | 17
| 1136 | 48 | 2 | 17 | 8 | 0 | 0 | 1 | 0 | 0 | 0 | 0 | 0 | 0 | 0 | 0 | 1 |  | 2 | 17 | 2 | 17
| 1137 | 48 | 2 | 17 | 9 | 0 | 0 | 1 | 0 | 0 | 0 | 0 | 0 | 0 | 0 | 0 | 1 |  | 2 | 17 | 2 | 17
| 1138 | 48 | 2 | 17 | 10 | 0 | 0 | 1 | 0 | 0 | 0 | 0 | 0 | 0 | 0 | 0 | 1 |  | 2 | 17 | 2 | 17
| 1139 | 48 | 2 | 17 | 11 | 0 | 0 | 1 | 0 | 0 | 0 | 0 | 0 | 0 | 0 | 0 | 1 |  | 2 | 17 | 2 | 17
| 1140 | 48 | 2 | 17 | 12 | 0 | 0 | 1 | 0 | 0 | 0 | 0 | 0 | 0 | 0 | 0 | 1 |  | 2 | 17 | 2 | 17
| 1141 | 48 | 2 | 17 | 13 | 0 | 0 | 1 | 0 | 0 | 0 | 0 | 0 | 0 | 0 | 0 | 1 |  | 2 | 17 | 2 | 17
| 1142 | 48 | 2 | 17 | 14 | 0 | 0 | 1 | 0 | 0 | 0 | 0 | 0 | 0 | 0 | 0 | 1 |  | 2 | 17 | 2 | 17
| 1143 | 48 | 2 | 17 | 15 | 0 | 0 | 1 | 0 | 0 | 0 | 0 | 0 | 0 | 0 | 0 | 1 |  | 2 | 17 | 2 | 17
| 1144 | 48 | 2 | 17 | 16 | 0 | 0 | 1 | 0 | 0 | 0 | 0 | 0 | 0 | 0 | 0 | 1 |  | 2 | 17 | 2 | 17
| 1145 | 48 | 2 | 17 | 17 | 0 | 0 | 1 | 0 | 0 | 0 | 0 | 0 | 0 | 0 | 0 | 1 |  | 2 | 17 | 2 | 17
| 1146 | 48 | 2 | 17 | 18 | 0 | 0 | 1 | 0 | 0 | 0 | 0 | 0 | 0 | 0 | 0 | 1 |  | 2 | 17 | 2 | 17
| 1147 | 48 | 2 | 17 | 19 | 0 | 0 | 1 | 0 | 0 | 0 | 0 | 0 | 0 | 0 | 0 | 1 |  | 2 | 17 | 2 | 17
| 1148 | 48 | 2 | 17 | 20 | 0 | 0 | 1 | 0 | 0 | 0 | 0 | 0 | 0 | 0 | 0 | 1 |  | 2 | 17 | 2 | 17
| 1149 | 48 | 2 | 17 | 21 | 0 | 0 | 1 | 0 | 0 | 0 | 0 | 0 | 0 | 0 | 0 | 1 |  | 2 | 17 | 2 | 17
| 1150 | 48 | 2 | 17 | 22 | 0 | 0 | 1 | 0 | 0 | 0 | 0 | 0 | 0 | 0 | 0 | 1 |  | 2 | 17 | 2 | 17
| 1151 | 48 | 2 | 17 | 23 | 0 | 0 | 1 | 0 | 0 | 0 | 0 | 0 | 0 | 0 | 0 | 1 |  | 2 | 17 | 2 | 17
| 1152 | 48 | 2 | 17 | 24 | 0 | 0 | 1 | 0 | 0 | 0 | 0 | 0 | 0 | 0 | 0 | 1 |  | 2 | 17 | 2 | 17
| 1153 | 49 | 2 | 18 | 1 | 0 | 0 | 1 | 0 | 0 | 0 | 0 | 0 | 0 | 0 | 0 | 1 |  | 2 | 18 | 2 | 18
| 1154 | 49 | 2 | 18 | 2 | 0 | 0 | 1 | 0 | 0 | 0 | 0 | 0 | 0 | 0 | 0 | 1 |  | 2 | 18 | 2 | 18
| 1155 | 49 | 2 | 18 | 3 | 0 | 0 | 1 | 0 | 0 | 0 | 0 | 0 | 0 | 0 | 0 | 1 |  | 2 | 18 | 2 | 18
| 1156 | 49 | 2 | 18 | 4 | 0 | 0 | 1 | 0 | 0 | 0 | 0 | 0 | 0 | 0 | 0 | 1 |  | 2 | 18 | 2 | 18
| 1157 | 49 | 2 | 18 | 5 | 0 | 0 | 1 | 0 | 0 | 0 | 0 | 0 | 0 | 0 | 0 | 1 |  | 2 | 18 | 2 | 18
| 1158 | 49 | 2 | 18 | 6 | 0 | 0 | 1 | 0 | 0 | 0 | 0 | 0 | 0 | 0 | 0 | 1 |  | 2 | 18 | 2 | 18
| 1159 | 49 | 2 | 18 | 7 | 0 | 0 | 1 | 0 | 0 | 0 | 0 | 0 | 0 | 0 | 0 | 1 |  | 2 | 18 | 2 | 18
| 1160 | 49 | 2 | 18 | 8 | 0 | 0 | 1 | 0 | 0 | 0 | 0 | 0 | 0 | 0 | 0 | 1 |  | 2 | 18 | 2 | 18
| 1161 | 49 | 2 | 18 | 9 | 0 | 0 | 1 | 0 | 0 | 0 | 0 | 0 | 0 | 0 | 0 | 1 |  | 2 | 18 | 2 | 18
| 1162 | 49 | 2 | 18 | 10 | 0 | 0 | 1 | 0 | 0 | 0 | 0 | 0 | 0 | 0 | 0 | 1 |  | 2 | 18 | 2 | 18
| 1163 | 49 | 2 | 18 | 11 | 0 | 0 | 1 | 0 | 0 | 0 | 0 | 0 | 0 | 0 | 0 | 1 |  | 2 | 18 | 2 | 18
| 1164 | 49 | 2 | 18 | 12 | 0 | 0 | 1 | 0 | 0 | 0 | 0 | 0 | 0 | 0 | 0 | 1 |  | 2 | 18 | 2 | 18
| 1165 | 49 | 2 | 18 | 13 | 0 | 0 | 1 | 0 | 0 | 0 | 0 | 0 | 0 | 0 | 0 | 1 |  | 2 | 18 | 2 | 18
| 1166 | 49 | 2 | 18 | 14 | 0 | 0 | 1 | 0 | 0 | 0 | 0 | 0 | 0 | 0 | 0 | 1 |  | 2 | 18 | 2 | 18
| 1167 | 49 | 2 | 18 | 15 | 0 | 0 | 1 | 0 | 0 | 0 | 0 | 0 | 0 | 0 | 0 | 1 |  | 2 | 18 | 2 | 18
| 1168 | 49 | 2 | 18 | 16 | 0 | 0 | 1 | 0 | 0 | 0 | 0 | 0 | 0 | 0 | 0 | 1 |  | 2 | 18 | 2 | 18
| 1169 | 49 | 2 | 18 | 17 | 0 | 0 | 1 | 0 | 0 | 0 | 0 | 0 | 0 | 0 | 0 | 1 |  | 2 | 18 | 2 | 18
| 1170 | 49 | 2 | 18 | 18 | 0 | 0 | 1 | 0 | 0 | 0 | 0 | 0 | 0 | 0 | 0 | 1 |  | 2 | 18 | 2 | 18
| 1171 | 49 | 2 | 18 | 19 | 0 | 0 | 1 | 0 | 0 | 0 | 0 | 0 | 0 | 0 | 0 | 1 |  | 2 | 18 | 2 | 18
| 1172 | 49 | 2 | 18 | 20 | 0 | 0 | 1 | 0 | 0 | 0 | 0 | 0 | 0 | 0 | 0 | 1 |  | 2 | 18 | 2 | 18
| 1173 | 49 | 2 | 18 | 21 | 0 | 0 | 1 | 0 | 0 | 0 | 0 | 0 | 0 | 0 | 0 | 1 |  | 2 | 18 | 2 | 18
| 1174 | 49 | 2 | 18 | 22 | 0 | 0 | 1 | 0 | 0 | 0 | 0 | 0 | 0 | 0 | 0 | 1 |  | 2 | 18 | 2 | 18
| 1175 | 49 | 2 | 18 | 23 | 0 | 0 | 1 | 0 | 0 | 0 | 0 | 0 | 0 | 0 | 0 | 1 |  | 2 | 18 | 2 | 18
| 1176 | 49 | 2 | 18 | 24 | 0 | 0 | 1 | 0 | 0 | 0 | 0 | 0 | 0 | 0 | 0 | 1 |  | 2 | 18 | 2 | 18
| 1177 | 50 | 2 | 19 | 1 | 0 | 0 | 0 | 0 | 0 | 0 | 0 | 0 | 0 | 0 | 0 | 1 |  | 2 | 19 | 2 | 19
| 1178 | 50 | 2 | 19 | 2 | 0 | 0 | 0 | 0 | 0 | 0 | 0 | 0 | 0 | 0 | 0 | 1 |  | 2 | 19 | 2 | 19
| 1179 | 50 | 2 | 19 | 3 | 0 | 0 | 0 | 0 | 0 | 0 | 0 | 0 | 0 | 0 | 0 | 1 |  | 2 | 19 | 2 | 19
| 1180 | 50 | 2 | 19 | 4 | 0 | 0 | 0 | 0 | 0 | 0 | 0 | 0 | 0 | 0 | 0 | 1 |  | 2 | 19 | 2 | 19
| 1181 | 50 | 2 | 19 | 5 | 0 | 0 | 0 | 0 | 0 | 0 | 0 | 0 | 0 | 0 | 0 | 1 |  | 2 | 19 | 2 | 19
| 1182 | 50 | 2 | 19 | 6 | 0 | 0 | 0 | 0 | 0 | 0 | 0 | 0 | 0 | 0 | 0 | 1 |  | 2 | 19 | 2 | 19
| 1183 | 50 | 2 | 19 | 7 | 0 | 0 | 0 | 0 | 0 | 0 | 0 | 0 | 0 | 0 | 0 | 1 |  | 2 | 19 | 2 | 19
| 1184 | 50 | 2 | 19 | 8 | 0 | 0 | 0 | 0 | 0 | 0 | 0 | 0 | 0 | 0 | 0 | 1 |  | 2 | 19 | 2 | 19
| 1185 | 50 | 2 | 19 | 9 | 0 | 0 | 0 | 0 | 0 | 0 | 0 | 0 | 0 | 0 | 0 | 1 |  | 2 | 19 | 2 | 19
| 1186 | 50 | 2 | 19 | 10 | 0 | 0 | 0 | 0 | 0 | 0 | 0 | 0 | 0 | 0 | 0 | 1 |  | 2 | 19 | 2 | 19
| 1187 | 50 | 2 | 19 | 11 | 0 | 0 | 0 | 0 | 0 | 0 | 0 | 0 | 0 | 0 | 0 | 1 |  | 2 | 19 | 2 | 19
| 1188 | 50 | 2 | 19 | 12 | 0 | 0 | 0 | 0 | 0 | 0 | 0 | 0 | 0 | 0 | 0 | 1 |  | 2 | 19 | 2 | 19
| 1189 | 50 | 2 | 19 | 13 | 0 | 0 | 0 | 0 | 0 | 0 | 0 | 0 | 0 | 0 | 0 | 1 |  | 2 | 19 | 2 | 19
| 1190 | 50 | 2 | 19 | 14 | 0 | 0 | 0 | 0 | 0 | 0 | 0 | 0 | 0 | 0 | 0 | 1 |  | 2 | 19 | 2 | 19
| 1191 | 50 | 2 | 19 | 15 | 0 | 0 | 0 | 0 | 0 | 0 | 0 | 0 | 0 | 0 | 0 | 1 |  | 2 | 19 | 2 | 19
| 1192 | 50 | 2 | 19 | 16 | 0 | 0 | 0 | 0 | 0 | 0 | 0 | 0 | 0 | 0 | 0 | 1 |  | 2 | 19 | 2 | 19
| 1193 | 50 | 2 | 19 | 17 | 0 | 0 | 0 | 0 | 0 | 0 | 0 | 0 | 0 | 0 | 0 | 1 |  | 2 | 19 | 2 | 19
| 1194 | 50 | 2 | 19 | 18 | 0 | 0 | 0 | 0 | 0 | 0 | 0 | 0 | 0 | 0 | 0 | 1 |  | 2 | 19 | 2 | 19
| 1195 | 50 | 2 | 19 | 19 | 0 | 0 | 0 | 0 | 0 | 0 | 0 | 0 | 0 | 0 | 0 | 1 |  | 2 | 19 | 2 | 19
| 1196 | 50 | 2 | 19 | 20 | 0 | 0 | 0 | 0 | 0 | 0 | 0 | 0 | 0 | 0 | 0 | 1 |  | 2 | 19 | 2 | 19
| 1197 | 50 | 2 | 19 | 21 | 0 | 0 | 0 | 0 | 0 | 0 | 0 | 0 | 0 | 0 | 0 | 1 |  | 2 | 19 | 2 | 19
| 1198 | 50 | 2 | 19 | 22 | 0 | 0 | 0 | 0 | 0 | 0 | 0 | 0 | 0 | 0 | 0 | 1 |  | 2 | 19 | 2 | 19
| 1199 | 50 | 2 | 19 | 23 | 0 | 0 | 0 | 0 | 0 | 0 | 0 | 0 | 0 | 0 | 0 | 1 |  | 2 | 19 | 2 | 19
| 1200 | 50 | 2 | 19 | 24 | 0 | 0 | 0 | 0 | 0 | 0 | 0 | 0 | 0 | 0 | 0 | 1 |  | 2 | 19 | 2 | 19
| 1201 | 51 | 2 | 20 | 1 | 0 | 0 | 0 | 0 | 0 | 0 | 0 | 0 | 0 | 0 | 0 | 1 |  | 2 | 20 | 2 | 20
| 1202 | 51 | 2 | 20 | 2 | 0 | 0 | 0 | 0 | 0 | 0 | 0 | 0 | 0 | 0 | 0 | 1 |  | 2 | 20 | 2 | 20
| 1203 | 51 | 2 | 20 | 3 | 0 | 0 | 0 | 0 | 0 | 0 | 0 | 0 | 0 | 0 | 0 | 1 |  | 2 | 20 | 2 | 20
| 1204 | 51 | 2 | 20 | 4 | 0 | 0 | 0 | 0 | 0 | 0 | 0 | 0 | 0 | 0 | 0 | 1 |  | 2 | 20 | 2 | 20
| 1205 | 51 | 2 | 20 | 5 | 0 | 0 | 0 | 0 | 0 | 0 | 0 | 0 | 0 | 0 | 0 | 1 |  | 2 | 20 | 2 | 20
| 1206 | 51 | 2 | 20 | 6 | 0 | 0 | 0 | 0 | 0 | 0 | 0 | 0 | 0 | 0 | 0 | 1 |  | 2 | 20 | 2 | 20
| 1207 | 51 | 2 | 20 | 7 | 0 | 0 | 0 | 0 | 0 | 0 | 0 | 0 | 0 | 0 | 0 | 1 |  | 2 | 20 | 2 | 20
| 1208 | 51 | 2 | 20 | 8 | 0 | 0 | 0 | 0 | 0 | 0 | 0 | 0 | 0 | 0 | 0 | 1 |  | 2 | 20 | 2 | 20
| 1209 | 51 | 2 | 20 | 9 | 0 | 0 | 0 | 0 | 0 | 0 | 0 | 0 | 0 | 0 | 0 | 1 |  | 2 | 20 | 2 | 20
| 1210 | 51 | 2 | 20 | 10 | 0 | 0 | 0 | 0 | 0 | 0 | 0 | 0 | 0 | 0 | 0 | 1 |  | 2 | 20 | 2 | 20
| 1211 | 51 | 2 | 20 | 11 | 0 | 0 | 0 | 0 | 0 | 0 | 0 | 0 | 0 | 0 | 0 | 1 |  | 2 | 20 | 2 | 20
| 1212 | 51 | 2 | 20 | 12 | 0 | 0 | 0 | 0 | 0 | 0 | 0 | 0 | 0 | 0 | 0 | 1 |  | 2 | 20 | 2 | 20
| 1213 | 51 | 2 | 20 | 13 | 0 | 0 | 0 | 0 | 0 | 0 | 0 | 0 | 0 | 0 | 0 | 1 |  | 2 | 20 | 2 | 20
| 1214 | 51 | 2 | 20 | 14 | 0 | 0 | 0 | 0 | 0 | 0 | 0 | 0 | 0 | 0 | 0 | 1 |  | 2 | 20 | 2 | 20
| 1215 | 51 | 2 | 20 | 15 | 0 | 0 | 0 | 0 | 0 | 0 | 0 | 0 | 0 | 0 | 0 | 1 |  | 2 | 20 | 2 | 20
| 1216 | 51 | 2 | 20 | 16 | 0 | 0 | 0 | 0 | 0 | 0 | 0 | 0 | 0 | 0 | 0 | 1 |  | 2 | 20 | 2 | 20
| 1217 | 51 | 2 | 20 | 17 | 0 | 0 | 0 | 0 | 0 | 0 | 0 | 0 | 0 | 0 | 0 | 1 |  | 2 | 20 | 2 | 20
| 1218 | 51 | 2 | 20 | 18 | 0 | 0 | 0 | 0 | 0 | 0 | 0 | 0 | 0 | 0 | 0 | 1 |  | 2 | 20 | 2 | 20
| 1219 | 51 | 2 | 20 | 19 | 0 | 0 | 0 | 0 | 0 | 0 | 0 | 0 | 0 | 0 | 0 | 1 |  | 2 | 20 | 2 | 20
| 1220 | 51 | 2 | 20 | 20 | 0 | 0 | 0 | 0 | 0 | 0 | 0 | 0 | 0 | 0 | 0 | 1 |  | 2 | 20 | 2 | 20
| 1221 | 51 | 2 | 20 | 21 | 0 | 0 | 0 | 0 | 0 | 0 | 0 | 0 | 0 | 0 | 0 | 1 |  | 2 | 20 | 2 | 20
| 1222 | 51 | 2 | 20 | 22 | 0 | 0 | 0 | 0 | 0 | 0 | 0 | 0 | 0 | 0 | 0 | 1 |  | 2 | 20 | 2 | 20
| 1223 | 51 | 2 | 20 | 23 | 0 | 0 | 0 | 0 | 0 | 0 | 0 | 0 | 0 | 0 | 0 | 1 |  | 2 | 20 | 2 | 20
| 1224 | 51 | 2 | 20 | 24 | 0 | 0 | 0 | 0 | 0 | 0 | 0 | 0 | 0 | 0 | 0 | 1 |  | 2 | 20 | 2 | 20
| 1225 | 52 | 2 | 21 | 1 | 1 | 0 | 0 | 0 | 0 | 0 | 0 | 0 | 0 | 0 | 0 | 1 |  | 2 | 21 | 2 | 21
| 1226 | 52 | 2 | 21 | 2 | 1 | 0 | 0 | 0 | 0 | 0 | 0 | 0 | 0 | 0 | 0 | 1 |  | 2 | 21 | 2 | 21
| 1227 | 52 | 2 | 21 | 3 | 1 | 0 | 0 | 0 | 0 | 0 | 0 | 0 | 0 | 0 | 0 | 1 |  | 2 | 21 | 2 | 21
| 1228 | 52 | 2 | 21 | 4 | 1 | 0 | 0 | 0 | 0 | 0 | 0 | 0 | 0 | 0 | 0 | 1 |  | 2 | 21 | 2 | 21
| 1229 | 52 | 2 | 21 | 5 | 1 | 0 | 0 | 0 | 0 | 0 | 0 | 0 | 0 | 0 | 0 | 1 |  | 2 | 21 | 2 | 21
| 1230 | 52 | 2 | 21 | 6 | 1 | 0 | 0 | 0 | 0 | 0 | 0 | 0 | 0 | 0 | 0 | 1 |  | 2 | 21 | 2 | 21
| 1231 | 52 | 2 | 21 | 7 | 1 | 0 | 0 | 0 | 0 | 0 | 0 | 0 | 0 | 0 | 0 | 1 |  | 2 | 21 | 2 | 21
| 1232 | 52 | 2 | 21 | 8 | 1 | 0 | 0 | 0 | 0 | 0 | 0 | 0 | 0 | 0 | 0 | 1 |  | 2 | 21 | 2 | 21
| 1233 | 52 | 2 | 21 | 9 | 1 | 0 | 0 | 0 | 0 | 0 | 0 | 0 | 0 | 0 | 0 | 1 |  | 2 | 21 | 2 | 21
| 1234 | 52 | 2 | 21 | 10 | 1 | 0 | 0 | 0 | 0 | 0 | 0 | 0 | 0 | 0 | 0 | 1 |  | 2 | 21 | 2 | 21
| 1235 | 52 | 2 | 21 | 11 | 1 | 0 | 0 | 0 | 0 | 0 | 0 | 0 | 0 | 0 | 0 | 1 |  | 2 | 21 | 2 | 21
| 1236 | 52 | 2 | 21 | 12 | 1 | 0 | 0 | 0 | 0 | 0 | 0 | 0 | 0 | 0 | 0 | 1 |  | 2 | 21 | 2 | 21
| 1237 | 52 | 2 | 21 | 13 | 1 | 0 | 0 | 0 | 0 | 0 | 0 | 0 | 0 | 0 | 0 | 1 |  | 2 | 21 | 2 | 21
| 1238 | 52 | 2 | 21 | 14 | 1 | 0 | 0 | 0 | 0 | 0 | 0 | 0 | 0 | 0 | 0 | 1 |  | 2 | 21 | 2 | 21
| 1239 | 52 | 2 | 21 | 15 | 1 | 0 | 0 | 0 | 0 | 0 | 0 | 0 | 0 | 0 | 0 | 1 |  | 2 | 21 | 2 | 21
| 1240 | 52 | 2 | 21 | 16 | 1 | 0 | 0 | 0 | 0 | 0 | 0 | 0 | 0 | 0 | 0 | 1 |  | 2 | 21 | 2 | 21
| 1241 | 52 | 2 | 21 | 17 | 1 | 0 | 0 | 0 | 0 | 0 | 0 | 0 | 0 | 0 | 0 | 1 |  | 2 | 21 | 2 | 21
| 1242 | 52 | 2 | 21 | 18 | 1 | 0 | 0 | 0 | 0 | 0 | 0 | 0 | 0 | 0 | 0 | 1 |  | 2 | 21 | 2 | 21
| 1243 | 52 | 2 | 21 | 19 | 1 | 0 | 0 | 0 | 0 | 0 | 0 | 0 | 0 | 0 | 0 | 1 |  | 2 | 21 | 2 | 21
| 1244 | 52 | 2 | 21 | 20 | 1 | 0 | 0 | 0 | 0 | 0 | 0 | 0 | 0 | 0 | 0 | 1 |  | 2 | 21 | 2 | 21
| 1245 | 52 | 2 | 21 | 21 | 1 | 0 | 0 | 0 | 0 | 0 | 0 | 0 | 0 | 0 | 0 | 1 |  | 2 | 21 | 2 | 21
| 1246 | 52 | 2 | 21 | 22 | 1 | 0 | 0 | 0 | 0 | 0 | 0 | 0 | 0 | 0 | 0 | 1 |  | 2 | 21 | 2 | 21
| 1247 | 52 | 2 | 21 | 23 | 1 | 0 | 0 | 0 | 0 | 0 | 0 | 0 | 0 | 0 | 0 | 1 |  | 2 | 21 | 2 | 21
| 1248 | 52 | 2 | 21 | 24 | 1 | 0 | 0 | 0 | 0 | 0 | 0 | 0 | 0 | 0 | 0 | 1 |  | 2 | 21 | 2 | 21
| 1249 | 53 | 2 | 22 | 1 | 0 | 0 | 1 | 0 | 0 | 0 | 0 | 0 | 0 | 0 | 0 | 1 |  | 2 | 22 | 2 | 22
| 1250 | 53 | 2 | 22 | 2 | 0 | 0 | 1 | 0 | 0 | 0 | 0 | 0 | 0 | 0 | 0 | 1 |  | 2 | 22 | 2 | 22
| 1251 | 53 | 2 | 22 | 3 | 0 | 0 | 1 | 0 | 0 | 0 | 0 | 0 | 0 | 0 | 0 | 1 |  | 2 | 22 | 2 | 22
| 1252 | 53 | 2 | 22 | 4 | 0 | 0 | 1 | 0 | 0 | 0 | 0 | 0 | 0 | 0 | 0 | 1 |  | 2 | 22 | 2 | 22
| 1253 | 53 | 2 | 22 | 5 | 0 | 0 | 1 | 0 | 0 | 0 | 0 | 0 | 0 | 0 | 0 | 1 |  | 2 | 22 | 2 | 22
| 1254 | 53 | 2 | 22 | 6 | 0 | 0 | 1 | 0 | 0 | 0 | 0 | 0 | 0 | 0 | 0 | 1 |  | 2 | 22 | 2 | 22
| 1255 | 53 | 2 | 22 | 7 | 0 | 0 | 1 | 0 | 0 | 0 | 0 | 0 | 0 | 0 | 0 | 1 |  | 2 | 22 | 2 | 22
| 1256 | 53 | 2 | 22 | 8 | 0 | 0 | 1 | 0 | 0 | 0 | 0 | 0 | 0 | 0 | 0 | 1 |  | 2 | 22 | 2 | 22
| 1257 | 53 | 2 | 22 | 9 | 0 | 0 | 1 | 0 | 0 | 0 | 0 | 0 | 0 | 0 | 0 | 1 |  | 2 | 22 | 2 | 22
| 1258 | 53 | 2 | 22 | 10 | 0 | 0 | 1 | 0 | 0 | 0 | 0 | 0 | 0 | 0 | 0 | 1 |  | 2 | 22 | 2 | 22
| 1259 | 53 | 2 | 22 | 11 | 0 | 0 | 1 | 0 | 0 | 0 | 0 | 0 | 0 | 0 | 0 | 1 |  | 2 | 22 | 2 | 22
| 1260 | 53 | 2 | 22 | 12 | 0 | 0 | 1 | 0 | 0 | 0 | 0 | 0 | 0 | 0 | 0 | 1 |  | 2 | 22 | 2 | 22
| 1261 | 53 | 2 | 22 | 13 | 0 | 0 | 1 | 0 | 0 | 0 | 0 | 0 | 0 | 0 | 0 | 1 |  | 2 | 22 | 2 | 22
| 1262 | 53 | 2 | 22 | 14 | 0 | 0 | 1 | 0 | 0 | 0 | 0 | 0 | 0 | 0 | 0 | 1 |  | 2 | 22 | 2 | 22
| 1263 | 53 | 2 | 22 | 15 | 0 | 0 | 1 | 0 | 0 | 0 | 0 | 0 | 0 | 0 | 0 | 1 |  | 2 | 22 | 2 | 22
| 1264 | 53 | 2 | 22 | 16 | 0 | 0 | 1 | 0 | 0 | 0 | 0 | 0 | 0 | 0 | 0 | 1 |  | 2 | 22 | 2 | 22
| 1265 | 53 | 2 | 22 | 17 | 0 | 0 | 1 | 0 | 0 | 0 | 0 | 0 | 0 | 0 | 0 | 1 |  | 2 | 22 | 2 | 22
| 1266 | 53 | 2 | 22 | 18 | 0 | 0 | 1 | 0 | 0 | 0 | 0 | 0 | 0 | 0 | 0 | 1 |  | 2 | 22 | 2 | 22
| 1267 | 53 | 2 | 22 | 19 | 0 | 0 | 1 | 0 | 0 | 0 | 0 | 0 | 0 | 0 | 0 | 1 |  | 2 | 22 | 2 | 22
| 1268 | 53 | 2 | 22 | 20 | 0 | 0 | 1 | 0 | 0 | 0 | 0 | 0 | 0 | 0 | 0 | 1 |  | 2 | 22 | 2 | 22
| 1269 | 53 | 2 | 22 | 21 | 0 | 0 | 1 | 0 | 0 | 0 | 0 | 0 | 0 | 0 | 0 | 1 |  | 2 | 22 | 2 | 22
| 1270 | 53 | 2 | 22 | 22 | 0 | 0 | 1 | 0 | 0 | 0 | 0 | 0 | 0 | 0 | 0 | 1 |  | 2 | 22 | 2 | 22
| 1271 | 53 | 2 | 22 | 23 | 0 | 0 | 1 | 0 | 0 | 0 | 0 | 0 | 0 | 0 | 0 | 1 |  | 2 | 22 | 2 | 22
| 1272 | 53 | 2 | 22 | 24 | 0 | 0 | 1 | 0 | 0 | 0 | 0 | 0 | 0 | 0 | 0 | 1 |  | 2 | 22 | 2 | 22
| 1273 | 54 | 2 | 23 | 1 | 0 | 0 | 1 | 0 | 0 | 0 | 0 | 0 | 0 | 0 | 0 | 1 |  | 2 | 23 | 2 | 23
| 1274 | 54 | 2 | 23 | 2 | 0 | 0 | 1 | 0 | 0 | 0 | 0 | 0 | 0 | 0 | 0 | 1 |  | 2 | 23 | 2 | 23
| 1275 | 54 | 2 | 23 | 3 | 0 | 0 | 1 | 0 | 0 | 0 | 0 | 0 | 0 | 0 | 0 | 1 |  | 2 | 23 | 2 | 23
| 1276 | 54 | 2 | 23 | 4 | 0 | 0 | 1 | 0 | 0 | 0 | 0 | 0 | 0 | 0 | 0 | 1 |  | 2 | 23 | 2 | 23
| 1277 | 54 | 2 | 23 | 5 | 0 | 0 | 1 | 0 | 0 | 0 | 0 | 0 | 0 | 0 | 0 | 1 |  | 2 | 23 | 2 | 23
| 1278 | 54 | 2 | 23 | 6 | 0 | 0 | 1 | 0 | 0 | 0 | 0 | 0 | 0 | 0 | 0 | 1 |  | 2 | 23 | 2 | 23
| 1279 | 54 | 2 | 23 | 7 | 0 | 0 | 1 | 0 | 0 | 0 | 0 | 0 | 0 | 0 | 0 | 1 |  | 2 | 23 | 2 | 23
| 1280 | 54 | 2 | 23 | 8 | 0 | 0 | 1 | 0 | 0 | 0 | 0 | 0 | 0 | 0 | 0 | 1 |  | 2 | 23 | 2 | 23
| 1281 | 54 | 2 | 23 | 9 | 0 | 0 | 1 | 0 | 0 | 0 | 0 | 0 | 0 | 0 | 0 | 1 |  | 2 | 23 | 2 | 23
| 1282 | 54 | 2 | 23 | 10 | 0 | 0 | 1 | 0 | 0 | 0 | 0 | 0 | 0 | 0 | 0 | 1 |  | 2 | 23 | 2 | 23
| 1283 | 54 | 2 | 23 | 11 | 0 | 0 | 1 | 0 | 0 | 0 | 0 | 0 | 0 | 0 | 0 | 1 |  | 2 | 23 | 2 | 23
| 1284 | 54 | 2 | 23 | 12 | 0 | 0 | 1 | 0 | 0 | 0 | 0 | 0 | 0 | 0 | 0 | 1 |  | 2 | 23 | 2 | 23
| 1285 | 54 | 2 | 23 | 13 | 0 | 0 | 1 | 0 | 0 | 0 | 0 | 0 | 0 | 0 | 0 | 1 |  | 2 | 23 | 2 | 23
| 1286 | 54 | 2 | 23 | 14 | 0 | 0 | 1 | 0 | 0 | 0 | 0 | 0 | 0 | 0 | 0 | 1 |  | 2 | 23 | 2 | 23
| 1287 | 54 | 2 | 23 | 15 | 0 | 0 | 1 | 0 | 0 | 0 | 0 | 0 | 0 | 0 | 0 | 1 |  | 2 | 23 | 2 | 23
| 1288 | 54 | 2 | 23 | 16 | 0 | 0 | 1 | 0 | 0 | 0 | 0 | 0 | 0 | 0 | 0 | 1 |  | 2 | 23 | 2 | 23
| 1289 | 54 | 2 | 23 | 17 | 0 | 0 | 1 | 0 | 0 | 0 | 0 | 0 | 0 | 0 | 0 | 1 |  | 2 | 23 | 2 | 23
| 1290 | 54 | 2 | 23 | 18 | 0 | 0 | 1 | 0 | 0 | 0 | 0 | 0 | 0 | 0 | 0 | 1 |  | 2 | 23 | 2 | 23
| 1291 | 54 | 2 | 23 | 19 | 0 | 0 | 1 | 0 | 0 | 0 | 0 | 0 | 0 | 0 | 0 | 1 |  | 2 | 23 | 2 | 23
| 1292 | 54 | 2 | 23 | 20 | 0 | 0 | 1 | 0 | 0 | 0 | 0 | 0 | 0 | 0 | 0 | 1 |  | 2 | 23 | 2 | 23
| 1293 | 54 | 2 | 23 | 21 | 0 | 0 | 1 | 0 | 0 | 0 | 0 | 0 | 0 | 0 | 0 | 1 |  | 2 | 23 | 2 | 23
| 1294 | 54 | 2 | 23 | 22 | 0 | 0 | 1 | 0 | 0 | 0 | 0 | 0 | 0 | 0 | 0 | 1 |  | 2 | 23 | 2 | 23
| 1295 | 54 | 2 | 23 | 23 | 0 | 0 | 1 | 0 | 0 | 0 | 0 | 0 | 0 | 0 | 0 | 1 |  | 2 | 23 | 2 | 23
| 1296 | 54 | 2 | 23 | 24 | 0 | 0 | 1 | 0 | 0 | 0 | 0 | 0 | 0 | 0 | 0 | 1 |  | 2 | 23 | 2 | 23
| 1297 | 55 | 2 | 24 | 1 | 0 | 0 | 1 | 0 | 0 | 0 | 0 | 0 | 0 | 0 | 0 | 1 |  | 2 | 24 | 2 | 24
| 1298 | 55 | 2 | 24 | 2 | 0 | 0 | 1 | 0 | 0 | 0 | 0 | 0 | 0 | 0 | 0 | 1 |  | 2 | 24 | 2 | 24
| 1299 | 55 | 2 | 24 | 3 | 0 | 0 | 1 | 0 | 0 | 0 | 0 | 0 | 0 | 0 | 0 | 1 |  | 2 | 24 | 2 | 24
| 1300 | 55 | 2 | 24 | 4 | 0 | 0 | 1 | 0 | 0 | 0 | 0 | 0 | 0 | 0 | 0 | 1 |  | 2 | 24 | 2 | 24
| 1301 | 55 | 2 | 24 | 5 | 0 | 0 | 1 | 0 | 0 | 0 | 0 | 0 | 0 | 0 | 0 | 1 |  | 2 | 24 | 2 | 24
| 1302 | 55 | 2 | 24 | 6 | 0 | 0 | 1 | 0 | 0 | 0 | 0 | 0 | 0 | 0 | 0 | 1 |  | 2 | 24 | 2 | 24
| 1303 | 55 | 2 | 24 | 7 | 0 | 0 | 1 | 0 | 0 | 0 | 0 | 0 | 0 | 0 | 0 | 1 |  | 2 | 24 | 2 | 24
| 1304 | 55 | 2 | 24 | 8 | 0 | 0 | 1 | 0 | 0 | 0 | 0 | 0 | 0 | 0 | 0 | 1 |  | 2 | 24 | 2 | 24
| 1305 | 55 | 2 | 24 | 9 | 0 | 0 | 1 | 0 | 0 | 0 | 0 | 0 | 0 | 0 | 0 | 1 |  | 2 | 24 | 2 | 24
| 1306 | 55 | 2 | 24 | 10 | 0 | 0 | 1 | 0 | 0 | 0 | 0 | 0 | 0 | 0 | 0 | 1 |  | 2 | 24 | 2 | 24
| 1307 | 55 | 2 | 24 | 11 | 0 | 0 | 1 | 0 | 0 | 0 | 0 | 0 | 0 | 0 | 0 | 1 |  | 2 | 24 | 2 | 24
| 1308 | 55 | 2 | 24 | 12 | 0 | 0 | 1 | 0 | 0 | 0 | 0 | 0 | 0 | 0 | 0 | 1 |  | 2 | 24 | 2 | 24
| 1309 | 55 | 2 | 24 | 13 | 0 | 0 | 1 | 0 | 0 | 0 | 0 | 0 | 0 | 0 | 0 | 1 |  | 2 | 24 | 2 | 24
| 1310 | 55 | 2 | 24 | 14 | 0 | 0 | 1 | 0 | 0 | 0 | 0 | 0 | 0 | 0 | 0 | 1 |  | 2 | 24 | 2 | 24
| 1311 | 55 | 2 | 24 | 15 | 0 | 0 | 1 | 0 | 0 | 0 | 0 | 0 | 0 | 0 | 0 | 1 |  | 2 | 24 | 2 | 24
| 1312 | 55 | 2 | 24 | 16 | 0 | 0 | 1 | 0 | 0 | 0 | 0 | 0 | 0 | 0 | 0 | 1 |  | 2 | 24 | 2 | 24
| 1313 | 55 | 2 | 24 | 17 | 0 | 0 | 1 | 0 | 0 | 0 | 0 | 0 | 0 | 0 | 0 | 1 |  | 2 | 24 | 2 | 24
| 1314 | 55 | 2 | 24 | 18 | 0 | 0 | 1 | 0 | 0 | 0 | 0 | 0 | 0 | 0 | 0 | 1 |  | 2 | 24 | 2 | 24
| 1315 | 55 | 2 | 24 | 19 | 0 | 0 | 1 | 0 | 0 | 0 | 0 | 0 | 0 | 0 | 0 | 1 |  | 2 | 24 | 2 | 24
| 1316 | 55 | 2 | 24 | 20 | 0 | 0 | 1 | 0 | 0 | 0 | 0 | 0 | 0 | 0 | 0 | 1 |  | 2 | 24 | 2 | 24
| 1317 | 55 | 2 | 24 | 21 | 0 | 0 | 1 | 0 | 0 | 0 | 0 | 0 | 0 | 0 | 0 | 1 |  | 2 | 24 | 2 | 24
| 1318 | 55 | 2 | 24 | 22 | 0 | 0 | 1 | 0 | 0 | 0 | 0 | 0 | 0 | 0 | 0 | 1 |  | 2 | 24 | 2 | 24
| 1319 | 55 | 2 | 24 | 23 | 0 | 0 | 1 | 0 | 0 | 0 | 0 | 0 | 0 | 0 | 0 | 1 |  | 2 | 24 | 2 | 24
| 1320 | 55 | 2 | 24 | 24 | 0 | 0 | 1 | 0 | 0 | 0 | 0 | 0 | 0 | 0 | 0 | 1 |  | 2 | 24 | 2 | 24
| 1321 | 56 | 2 | 25 | 1 | 0 | 0 | 1 | 0 | 0 | 0 | 0 | 0 | 0 | 0 | 0 | 1 |  | 2 | 25 | 2 | 25
| 1322 | 56 | 2 | 25 | 2 | 0 | 0 | 1 | 0 | 0 | 0 | 0 | 0 | 0 | 0 | 0 | 1 |  | 2 | 25 | 2 | 25
| 1323 | 56 | 2 | 25 | 3 | 0 | 0 | 1 | 0 | 0 | 0 | 0 | 0 | 0 | 0 | 0 | 1 |  | 2 | 25 | 2 | 25
| 1324 | 56 | 2 | 25 | 4 | 0 | 0 | 1 | 0 | 0 | 0 | 0 | 0 | 0 | 0 | 0 | 1 |  | 2 | 25 | 2 | 25
| 1325 | 56 | 2 | 25 | 5 | 0 | 0 | 1 | 0 | 0 | 0 | 0 | 0 | 0 | 0 | 0 | 1 |  | 2 | 25 | 2 | 25
| 1326 | 56 | 2 | 25 | 6 | 0 | 0 | 1 | 0 | 0 | 0 | 0 | 0 | 0 | 0 | 0 | 1 |  | 2 | 25 | 2 | 25
| 1327 | 56 | 2 | 25 | 7 | 0 | 0 | 1 | 0 | 0 | 0 | 0 | 0 | 0 | 0 | 0 | 1 |  | 2 | 25 | 2 | 25
| 1328 | 56 | 2 | 25 | 8 | 0 | 0 | 1 | 0 | 0 | 0 | 0 | 0 | 0 | 0 | 0 | 1 |  | 2 | 25 | 2 | 25
| 1329 | 56 | 2 | 25 | 9 | 0 | 0 | 1 | 0 | 0 | 0 | 0 | 0 | 0 | 0 | 0 | 1 |  | 2 | 25 | 2 | 25
| 1330 | 56 | 2 | 25 | 10 | 0 | 0 | 1 | 0 | 0 | 0 | 0 | 0 | 0 | 0 | 0 | 1 |  | 2 | 25 | 2 | 25
| 1331 | 56 | 2 | 25 | 11 | 0 | 0 | 1 | 0 | 0 | 0 | 0 | 0 | 0 | 0 | 0 | 1 |  | 2 | 25 | 2 | 25
| 1332 | 56 | 2 | 25 | 12 | 0 | 0 | 1 | 0 | 0 | 0 | 0 | 0 | 0 | 0 | 0 | 1 |  | 2 | 25 | 2 | 25
| 1333 | 56 | 2 | 25 | 13 | 0 | 0 | 1 | 0 | 0 | 0 | 0 | 0 | 0 | 0 | 0 | 1 |  | 2 | 25 | 2 | 25
| 1334 | 56 | 2 | 25 | 14 | 0 | 0 | 1 | 0 | 0 | 0 | 0 | 0 | 0 | 0 | 0 | 1 |  | 2 | 25 | 2 | 25
| 1335 | 56 | 2 | 25 | 15 | 0 | 0 | 1 | 0 | 0 | 0 | 0 | 0 | 0 | 0 | 0 | 1 |  | 2 | 25 | 2 | 25
| 1336 | 56 | 2 | 25 | 16 | 0 | 0 | 1 | 0 | 0 | 0 | 0 | 0 | 0 | 0 | 0 | 1 |  | 2 | 25 | 2 | 25
| 1337 | 56 | 2 | 25 | 17 | 0 | 0 | 1 | 0 | 0 | 0 | 0 | 0 | 0 | 0 | 0 | 1 |  | 2 | 25 | 2 | 25
| 1338 | 56 | 2 | 25 | 18 | 0 | 0 | 1 | 0 | 0 | 0 | 0 | 0 | 0 | 0 | 0 | 1 |  | 2 | 25 | 2 | 25
| 1339 | 56 | 2 | 25 | 19 | 0 | 0 | 1 | 0 | 0 | 0 | 0 | 0 | 0 | 0 | 0 | 1 |  | 2 | 25 | 2 | 25
| 1340 | 56 | 2 | 25 | 20 | 0 | 0 | 1 | 0 | 0 | 0 | 0 | 0 | 0 | 0 | 0 | 1 |  | 2 | 25 | 2 | 25
| 1341 | 56 | 2 | 25 | 21 | 0 | 0 | 1 | 0 | 0 | 0 | 0 | 0 | 0 | 0 | 0 | 1 |  | 2 | 25 | 2 | 25
| 1342 | 56 | 2 | 25 | 22 | 0 | 0 | 1 | 0 | 0 | 0 | 0 | 0 | 0 | 0 | 0 | 1 |  | 2 | 25 | 2 | 25
| 1343 | 56 | 2 | 25 | 23 | 0 | 0 | 1 | 0 | 0 | 0 | 0 | 0 | 0 | 0 | 0 | 1 |  | 2 | 25 | 2 | 25
| 1344 | 56 | 2 | 25 | 24 | 0 | 0 | 1 | 0 | 0 | 0 | 0 | 0 | 0 | 0 | 0 | 1 |  | 2 | 25 | 2 | 25
| 1345 | 57 | 2 | 26 | 1 | 0 | 0 | 0 | 0 | 0 | 0 | 0 | 0 | 0 | 0 | 0 | 1 |  | 2 | 26 | 2 | 26
| 1346 | 57 | 2 | 26 | 2 | 0 | 0 | 0 | 0 | 0 | 0 | 0 | 0 | 0 | 0 | 0 | 1 |  | 2 | 26 | 2 | 26
| 1347 | 57 | 2 | 26 | 3 | 0 | 0 | 0 | 0 | 0 | 0 | 0 | 0 | 0 | 0 | 0 | 1 |  | 2 | 26 | 2 | 26
| 1348 | 57 | 2 | 26 | 4 | 0 | 0 | 0 | 0 | 0 | 0 | 0 | 0 | 0 | 0 | 0 | 1 |  | 2 | 26 | 2 | 26
| 1349 | 57 | 2 | 26 | 5 | 0 | 0 | 0 | 0 | 0 | 0 | 0 | 0 | 0 | 0 | 0 | 1 |  | 2 | 26 | 2 | 26
| 1350 | 57 | 2 | 26 | 6 | 0 | 0 | 0 | 0 | 0 | 0 | 0 | 0 | 0 | 0 | 0 | 1 |  | 2 | 26 | 2 | 26
| 1351 | 57 | 2 | 26 | 7 | 0 | 0 | 0 | 0 | 0 | 0 | 0 | 0 | 0 | 0 | 0 | 1 |  | 2 | 26 | 2 | 26
| 1352 | 57 | 2 | 26 | 8 | 0 | 0 | 0 | 0 | 0 | 0 | 0 | 0 | 0 | 0 | 0 | 1 |  | 2 | 26 | 2 | 26
| 1353 | 57 | 2 | 26 | 9 | 0 | 0 | 0 | 0 | 0 | 0 | 0 | 0 | 0 | 0 | 0 | 1 |  | 2 | 26 | 2 | 26
| 1354 | 57 | 2 | 26 | 10 | 0 | 0 | 0 | 0 | 0 | 0 | 0 | 0 | 0 | 0 | 0 | 1 |  | 2 | 26 | 2 | 26
| 1355 | 57 | 2 | 26 | 11 | 0 | 0 | 0 | 0 | 0 | 0 | 0 | 0 | 0 | 0 | 0 | 1 |  | 2 | 26 | 2 | 26
| 1356 | 57 | 2 | 26 | 12 | 0 | 0 | 0 | 0 | 0 | 0 | 0 | 0 | 0 | 0 | 0 | 1 |  | 2 | 26 | 2 | 26
| 1357 | 57 | 2 | 26 | 13 | 0 | 0 | 0 | 0 | 0 | 0 | 0 | 0 | 0 | 0 | 0 | 1 |  | 2 | 26 | 2 | 26
| 1358 | 57 | 2 | 26 | 14 | 0 | 0 | 0 | 0 | 0 | 0 | 0 | 0 | 0 | 0 | 0 | 1 |  | 2 | 26 | 2 | 26
| 1359 | 57 | 2 | 26 | 15 | 0 | 0 | 0 | 0 | 0 | 0 | 0 | 0 | 0 | 0 | 0 | 1 |  | 2 | 26 | 2 | 26
| 1360 | 57 | 2 | 26 | 16 | 0 | 0 | 0 | 0 | 0 | 0 | 0 | 0 | 0 | 0 | 0 | 1 |  | 2 | 26 | 2 | 26
| 1361 | 57 | 2 | 26 | 17 | 0 | 0 | 0 | 0 | 0 | 0 | 0 | 0 | 0 | 0 | 0 | 1 |  | 2 | 26 | 2 | 26
| 1362 | 57 | 2 | 26 | 18 | 0 | 0 | 0 | 0 | 0 | 0 | 0 | 0 | 0 | 0 | 0 | 1 |  | 2 | 26 | 2 | 26
| 1363 | 57 | 2 | 26 | 19 | 0 | 0 | 0 | 0 | 0 | 0 | 0 | 0 | 0 | 0 | 0 | 1 |  | 2 | 26 | 2 | 26
| 1364 | 57 | 2 | 26 | 20 | 0 | 0 | 0 | 0 | 0 | 0 | 0 | 0 | 0 | 0 | 0 | 1 |  | 2 | 26 | 2 | 26
| 1365 | 57 | 2 | 26 | 21 | 0 | 0 | 0 | 0 | 0 | 0 | 0 | 0 | 0 | 0 | 0 | 1 |  | 2 | 26 | 2 | 26
| 1366 | 57 | 2 | 26 | 22 | 0 | 0 | 0 | 0 | 0 | 0 | 0 | 0 | 0 | 0 | 0 | 1 |  | 2 | 26 | 2 | 26
| 1367 | 57 | 2 | 26 | 23 | 0 | 0 | 0 | 0 | 0 | 0 | 0 | 0 | 0 | 0 | 0 | 1 |  | 2 | 26 | 2 | 26
| 1368 | 57 | 2 | 26 | 24 | 0 | 0 | 0 | 0 | 0 | 0 | 0 | 0 | 0 | 0 | 0 | 1 |  | 2 | 26 | 2 | 26
| 1369 | 58 | 2 | 27 | 1 | 0 | 0 | 0 | 0 | 0 | 0 | 0 | 0 | 0 | 0 | 0 | 1 |  | 2 | 27 | 2 | 27
| 1370 | 58 | 2 | 27 | 2 | 0 | 0 | 0 | 0 | 0 | 0 | 0 | 0 | 0 | 0 | 0 | 1 |  | 2 | 27 | 2 | 27
| 1371 | 58 | 2 | 27 | 3 | 0 | 0 | 0 | 0 | 0 | 0 | 0 | 0 | 0 | 0 | 0 | 1 |  | 2 | 27 | 2 | 27
| 1372 | 58 | 2 | 27 | 4 | 0 | 0 | 0 | 0 | 0 | 0 | 0 | 0 | 0 | 0 | 0 | 1 |  | 2 | 27 | 2 | 27
| 1373 | 58 | 2 | 27 | 5 | 0 | 0 | 0 | 0 | 0 | 0 | 0 | 0 | 0 | 0 | 0 | 1 |  | 2 | 27 | 2 | 27
| 1374 | 58 | 2 | 27 | 6 | 0 | 0 | 0 | 0 | 0 | 0 | 0 | 0 | 0 | 0 | 0 | 1 |  | 2 | 27 | 2 | 27
| 1375 | 58 | 2 | 27 | 7 | 0 | 0 | 0 | 0 | 0 | 0 | 0 | 0 | 0 | 0 | 0 | 1 |  | 2 | 27 | 2 | 27
| 1376 | 58 | 2 | 27 | 8 | 0 | 0 | 0 | 0 | 0 | 0 | 0 | 0 | 0 | 0 | 0 | 1 |  | 2 | 27 | 2 | 27
| 1377 | 58 | 2 | 27 | 9 | 0 | 0 | 0 | 0 | 0 | 0 | 0 | 0 | 0 | 0 | 0 | 1 |  | 2 | 27 | 2 | 27
| 1378 | 58 | 2 | 27 | 10 | 0 | 0 | 0 | 0 | 0 | 0 | 0 | 0 | 0 | 0 | 0 | 1 |  | 2 | 27 | 2 | 27
| 1379 | 58 | 2 | 27 | 11 | 0 | 0 | 0 | 0 | 0 | 0 | 0 | 0 | 0 | 0 | 0 | 1 |  | 2 | 27 | 2 | 27
| 1380 | 58 | 2 | 27 | 12 | 0 | 0 | 0 | 0 | 0 | 0 | 0 | 0 | 0 | 0 | 0 | 1 |  | 2 | 27 | 2 | 27
| 1381 | 58 | 2 | 27 | 13 | 0 | 0 | 0 | 0 | 0 | 0 | 0 | 0 | 0 | 0 | 0 | 1 |  | 2 | 27 | 2 | 27
| 1382 | 58 | 2 | 27 | 14 | 0 | 0 | 0 | 0 | 0 | 0 | 0 | 0 | 0 | 0 | 0 | 1 |  | 2 | 27 | 2 | 27
| 1383 | 58 | 2 | 27 | 15 | 0 | 0 | 0 | 0 | 0 | 0 | 0 | 0 | 0 | 0 | 0 | 1 |  | 2 | 27 | 2 | 27
| 1384 | 58 | 2 | 27 | 16 | 0 | 0 | 0 | 0 | 0 | 0 | 0 | 0 | 0 | 0 | 0 | 1 |  | 2 | 27 | 2 | 27
| 1385 | 58 | 2 | 27 | 17 | 0 | 0 | 0 | 0 | 0 | 0 | 0 | 0 | 0 | 0 | 0 | 1 |  | 2 | 27 | 2 | 27
| 1386 | 58 | 2 | 27 | 18 | 0 | 0 | 0 | 0 | 0 | 0 | 0 | 0 | 0 | 0 | 0 | 1 |  | 2 | 27 | 2 | 27
| 1387 | 58 | 2 | 27 | 19 | 0 | 0 | 0 | 0 | 0 | 0 | 0 | 0 | 0 | 0 | 0 | 1 |  | 2 | 27 | 2 | 27
| 1388 | 58 | 2 | 27 | 20 | 0 | 0 | 0 | 0 | 0 | 0 | 0 | 0 | 0 | 0 | 0 | 1 |  | 2 | 27 | 2 | 27
| 1389 | 58 | 2 | 27 | 21 | 0 | 0 | 0 | 0 | 0 | 0 | 0 | 0 | 0 | 0 | 0 | 1 |  | 2 | 27 | 2 | 27
| 1390 | 58 | 2 | 27 | 22 | 0 | 0 | 0 | 0 | 0 | 0 | 0 | 0 | 0 | 0 | 0 | 1 |  | 2 | 27 | 2 | 27
| 1391 | 58 | 2 | 27 | 23 | 0 | 0 | 0 | 0 | 0 | 0 | 0 | 0 | 0 | 0 | 0 | 1 |  | 2 | 27 | 2 | 27
| 1392 | 58 | 2 | 27 | 24 | 0 | 0 | 0 | 0 | 0 | 0 | 0 | 0 | 0 | 0 | 0 | 1 |  | 2 | 27 | 2 | 27
| 1393 | 59 | 2 | 28 | 1 | 0 | 0 | 1 | 0 | 0 | 0 | 0 | 0 | 0 | 0 | 0 | 1 |  | 2 | 28 | 2 | 28
| 1394 | 59 | 2 | 28 | 2 | 0 | 0 | 1 | 0 | 0 | 0 | 0 | 0 | 0 | 0 | 0 | 1 |  | 2 | 28 | 2 | 28
| 1395 | 59 | 2 | 28 | 3 | 0 | 0 | 1 | 0 | 0 | 0 | 0 | 0 | 0 | 0 | 0 | 1 |  | 2 | 28 | 2 | 28
| 1396 | 59 | 2 | 28 | 4 | 0 | 0 | 1 | 0 | 0 | 0 | 0 | 0 | 0 | 0 | 0 | 1 |  | 2 | 28 | 2 | 28
| 1397 | 59 | 2 | 28 | 5 | 0 | 0 | 1 | 0 | 0 | 0 | 0 | 0 | 0 | 0 | 0 | 1 |  | 2 | 28 | 2 | 28
| 1398 | 59 | 2 | 28 | 6 | 0 | 0 | 1 | 0 | 0 | 0 | 0 | 0 | 0 | 0 | 0 | 1 |  | 2 | 28 | 2 | 28
| 1399 | 59 | 2 | 28 | 7 | 0 | 0 | 1 | 0 | 0 | 0 | 0 | 0 | 0 | 0 | 0 | 1 |  | 2 | 28 | 2 | 28
| 1400 | 59 | 2 | 28 | 8 | 0 | 0 | 1 | 0 | 0 | 0 | 0 | 0 | 0 | 0 | 0 | 1 |  | 2 | 28 | 2 | 28
| 1401 | 59 | 2 | 28 | 9 | 0 | 0 | 1 | 0 | 0 | 0 | 0 | 0 | 0 | 0 | 0 | 1 |  | 2 | 28 | 2 | 28
| 1402 | 59 | 2 | 28 | 10 | 0 | 0 | 1 | 0 | 0 | 0 | 0 | 0 | 0 | 0 | 0 | 1 |  | 2 | 28 | 2 | 28
| 1403 | 59 | 2 | 28 | 11 | 0 | 0 | 1 | 0 | 0 | 0 | 0 | 0 | 0 | 0 | 0 | 1 |  | 2 | 28 | 2 | 28
| 1404 | 59 | 2 | 28 | 12 | 0 | 0 | 1 | 0 | 0 | 0 | 0 | 0 | 0 | 0 | 0 | 1 |  | 2 | 28 | 2 | 28
| 1405 | 59 | 2 | 28 | 13 | 0 | 0 | 1 | 0 | 0 | 0 | 0 | 0 | 0 | 0 | 0 | 1 |  | 2 | 28 | 2 | 28
| 1406 | 59 | 2 | 28 | 14 | 0 | 0 | 1 | 0 | 0 | 0 | 0 | 0 | 0 | 0 | 0 | 1 |  | 2 | 28 | 2 | 28
| 1407 | 59 | 2 | 28 | 15 | 0 | 0 | 1 | 0 | 0 | 0 | 0 | 0 | 0 | 0 | 0 | 1 |  | 2 | 28 | 2 | 28
| 1408 | 59 | 2 | 28 | 16 | 0 | 0 | 1 | 0 | 0 | 0 | 0 | 0 | 0 | 0 | 0 | 1 |  | 2 | 28 | 2 | 28
| 1409 | 59 | 2 | 28 | 17 | 0 | 0 | 1 | 0 | 0 | 0 | 0 | 0 | 0 | 0 | 0 | 1 |  | 2 | 28 | 2 | 28
| 1410 | 59 | 2 | 28 | 18 | 0 | 0 | 1 | 0 | 0 | 0 | 0 | 0 | 0 | 0 | 0 | 1 |  | 2 | 28 | 2 | 28
| 1411 | 59 | 2 | 28 | 19 | 0 | 0 | 1 | 0 | 0 | 0 | 0 | 0 | 0 | 0 | 0 | 1 |  | 2 | 28 | 2 | 28
| 1412 | 59 | 2 | 28 | 20 | 0 | 0 | 1 | 0 | 0 | 0 | 0 | 0 | 0 | 0 | 0 | 1 |  | 2 | 28 | 2 | 28
| 1413 | 59 | 2 | 28 | 21 | 0 | 0 | 1 | 0 | 0 | 0 | 0 | 0 | 0 | 0 | 0 | 1 |  | 2 | 28 | 2 | 28
| 1414 | 59 | 2 | 28 | 22 | 0 | 0 | 1 | 0 | 0 | 0 | 0 | 0 | 0 | 0 | 0 | 1 |  | 2 | 28 | 2 | 28
| 1415 | 59 | 2 | 28 | 23 | 0 | 0 | 1 | 0 | 0 | 0 | 0 | 0 | 0 | 0 | 0 | 1 |  | 2 | 28 | 2 | 28
| 1416 | 59 | 2 | 28 | 24 | 0 | 0 | 1 | 0 | 0 | 0 | 0 | 0 | 0 | 0 | 0 | 1 |  | 2 | 28 | 2 | 28
| 1417 | 60 | 3 | 1 | 1 | 0 | 0 | 1 | 0 | 0 | 0 | 0 | 0 | 0 | 0 | 0 | 1 |  | 3 | 1 | 2 | 29
| 1418 | 60 | 3 | 1 | 2 | 0 | 0 | 1 | 0 | 0 | 0 | 0 | 0 | 0 | 0 | 0 | 1 |  | 3 | 1 | 2 | 29
| 1419 | 60 | 3 | 1 | 3 | 0 | 0 | 1 | 0 | 0 | 0 | 0 | 0 | 0 | 0 | 0 | 1 |  | 3 | 1 | 2 | 29
| 1420 | 60 | 3 | 1 | 4 | 0 | 0 | 1 | 0 | 0 | 0 | 0 | 0 | 0 | 0 | 0 | 1 |  | 3 | 1 | 2 | 29
| 1421 | 60 | 3 | 1 | 5 | 0 | 0 | 1 | 0 | 0 | 0 | 0 | 0 | 0 | 0 | 0 | 1 |  | 3 | 1 | 2 | 29
| 1422 | 60 | 3 | 1 | 6 | 0 | 0 | 1 | 0 | 0 | 0 | 0 | 0 | 0 | 0 | 0 | 1 |  | 3 | 1 | 2 | 29
| 1423 | 60 | 3 | 1 | 7 | 0 | 0 | 1 | 0 | 0 | 0 | 0 | 0 | 0 | 0 | 0 | 1 |  | 3 | 1 | 2 | 29
| 1424 | 60 | 3 | 1 | 8 | 0 | 0 | 1 | 0 | 0 | 0 | 0 | 0 | 0 | 0 | 0 | 1 |  | 3 | 1 | 2 | 29
| 1425 | 60 | 3 | 1 | 9 | 0 | 0 | 1 | 0 | 0 | 0 | 0 | 0 | 0 | 0 | 0 | 1 |  | 3 | 1 | 2 | 29
| 1426 | 60 | 3 | 1 | 10 | 0 | 0 | 1 | 0 | 0 | 0 | 0 | 0 | 0 | 0 | 0 | 1 |  | 3 | 1 | 2 | 29
| 1427 | 60 | 3 | 1 | 11 | 0 | 0 | 1 | 0 | 0 | 0 | 0 | 0 | 0 | 0 | 0 | 1 |  | 3 | 1 | 2 | 29
| 1428 | 60 | 3 | 1 | 12 | 0 | 0 | 1 | 0 | 0 | 0 | 0 | 0 | 0 | 0 | 0 | 1 |  | 3 | 1 | 2 | 29
| 1429 | 60 | 3 | 1 | 13 | 0 | 0 | 1 | 0 | 0 | 0 | 0 | 0 | 0 | 0 | 0 | 1 |  | 3 | 1 | 2 | 29
| 1430 | 60 | 3 | 1 | 14 | 0 | 0 | 1 | 0 | 0 | 0 | 0 | 0 | 0 | 0 | 0 | 1 |  | 3 | 1 | 2 | 29
| 1431 | 60 | 3 | 1 | 15 | 0 | 0 | 1 | 0 | 0 | 0 | 0 | 0 | 0 | 0 | 0 | 1 |  | 3 | 1 | 2 | 29
| 1432 | 60 | 3 | 1 | 16 | 0 | 0 | 1 | 0 | 0 | 0 | 0 | 0 | 0 | 0 | 0 | 1 |  | 3 | 1 | 2 | 29
| 1433 | 60 | 3 | 1 | 17 | 0 | 0 | 1 | 0 | 0 | 0 | 0 | 0 | 0 | 0 | 0 | 1 |  | 3 | 1 | 2 | 29
| 1434 | 60 | 3 | 1 | 18 | 0 | 0 | 1 | 0 | 0 | 0 | 0 | 0 | 0 | 0 | 0 | 1 |  | 3 | 1 | 2 | 29
| 1435 | 60 | 3 | 1 | 19 | 0 | 0 | 1 | 0 | 0 | 0 | 0 | 0 | 0 | 0 | 0 | 1 |  | 3 | 1 | 2 | 29
| 1436 | 60 | 3 | 1 | 20 | 0 | 0 | 1 | 0 | 0 | 0 | 0 | 0 | 0 | 0 | 0 | 1 |  | 3 | 1 | 2 | 29
| 1437 | 60 | 3 | 1 | 21 | 0 | 0 | 1 | 0 | 0 | 0 | 0 | 0 | 0 | 0 | 0 | 1 |  | 3 | 1 | 2 | 29
| 1438 | 60 | 3 | 1 | 22 | 0 | 0 | 1 | 0 | 0 | 0 | 0 | 0 | 0 | 0 | 0 | 1 |  | 3 | 1 | 2 | 29
| 1439 | 60 | 3 | 1 | 23 | 0 | 0 | 1 | 0 | 0 | 0 | 0 | 0 | 0 | 0 | 0 | 1 |  | 3 | 1 | 2 | 29
| 1440 | 60 | 3 | 1 | 24 | 0 | 0 | 1 | 0 | 0 | 0 | 0 | 0 | 0 | 0 | 0 | 1 |  | 3 | 1 | 2 | 29
| 1441 | 61 | 3 | 2 | 1 | 0 | 0 | 1 | 0 | 0 | 0 | 0 | 0 | 0 | 0 | 0 | 1 |  | 3 | 2 | 3 | 1
| 1442 | 61 | 3 | 2 | 2 | 0 | 0 | 1 | 0 | 0 | 0 | 0 | 0 | 0 | 0 | 0 | 1 |  | 3 | 2 | 3 | 1
| 1443 | 61 | 3 | 2 | 3 | 0 | 0 | 1 | 0 | 0 | 0 | 0 | 0 | 0 | 0 | 0 | 1 |  | 3 | 2 | 3 | 1
| 1444 | 61 | 3 | 2 | 4 | 0 | 0 | 1 | 0 | 0 | 0 | 0 | 0 | 0 | 0 | 0 | 1 |  | 3 | 2 | 3 | 1
| 1445 | 61 | 3 | 2 | 5 | 0 | 0 | 1 | 0 | 0 | 0 | 0 | 0 | 0 | 0 | 0 | 1 |  | 3 | 2 | 3 | 1
| 1446 | 61 | 3 | 2 | 6 | 0 | 0 | 1 | 0 | 0 | 0 | 0 | 0 | 0 | 0 | 0 | 1 |  | 3 | 2 | 3 | 1
| 1447 | 61 | 3 | 2 | 7 | 0 | 0 | 1 | 0 | 0 | 0 | 0 | 0 | 0 | 0 | 0 | 1 |  | 3 | 2 | 3 | 1
| 1448 | 61 | 3 | 2 | 8 | 0 | 0 | 1 | 0 | 0 | 0 | 0 | 0 | 0 | 0 | 0 | 1 |  | 3 | 2 | 3 | 1
| 1449 | 61 | 3 | 2 | 9 | 0 | 0 | 1 | 0 | 0 | 0 | 0 | 0 | 0 | 0 | 0 | 1 |  | 3 | 2 | 3 | 1
| 1450 | 61 | 3 | 2 | 10 | 0 | 0 | 1 | 0 | 0 | 0 | 0 | 0 | 0 | 0 | 0 | 1 |  | 3 | 2 | 3 | 1
| 1451 | 61 | 3 | 2 | 11 | 0 | 0 | 1 | 0 | 0 | 0 | 0 | 0 | 0 | 0 | 0 | 1 |  | 3 | 2 | 3 | 1
| 1452 | 61 | 3 | 2 | 12 | 0 | 0 | 1 | 0 | 0 | 0 | 0 | 0 | 0 | 0 | 0 | 1 |  | 3 | 2 | 3 | 1
| 1453 | 61 | 3 | 2 | 13 | 0 | 0 | 1 | 0 | 0 | 0 | 0 | 0 | 0 | 0 | 0 | 1 |  | 3 | 2 | 3 | 1
| 1454 | 61 | 3 | 2 | 14 | 0 | 0 | 1 | 0 | 0 | 0 | 0 | 0 | 0 | 0 | 0 | 1 |  | 3 | 2 | 3 | 1
| 1455 | 61 | 3 | 2 | 15 | 0 | 0 | 1 | 0 | 0 | 0 | 0 | 0 | 0 | 0 | 0 | 1 |  | 3 | 2 | 3 | 1
| 1456 | 61 | 3 | 2 | 16 | 0 | 0 | 1 | 0 | 0 | 0 | 0 | 0 | 0 | 0 | 0 | 1 |  | 3 | 2 | 3 | 1
| 1457 | 61 | 3 | 2 | 17 | 0 | 0 | 1 | 0 | 0 | 0 | 0 | 0 | 0 | 0 | 0 | 1 |  | 3 | 2 | 3 | 1
| 1458 | 61 | 3 | 2 | 18 | 0 | 0 | 1 | 0 | 0 | 0 | 0 | 0 | 0 | 0 | 0 | 1 |  | 3 | 2 | 3 | 1
| 1459 | 61 | 3 | 2 | 19 | 0 | 0 | 1 | 0 | 0 | 0 | 0 | 0 | 0 | 0 | 0 | 1 |  | 3 | 2 | 3 | 1
| 1460 | 61 | 3 | 2 | 20 | 0 | 0 | 1 | 0 | 0 | 0 | 0 | 0 | 0 | 0 | 0 | 1 |  | 3 | 2 | 3 | 1
| 1461 | 61 | 3 | 2 | 21 | 0 | 0 | 1 | 0 | 0 | 0 | 0 | 0 | 0 | 0 | 0 | 1 |  | 3 | 2 | 3 | 1
| 1462 | 61 | 3 | 2 | 22 | 0 | 0 | 1 | 0 | 0 | 0 | 0 | 0 | 0 | 0 | 0 | 1 |  | 3 | 2 | 3 | 1
| 1463 | 61 | 3 | 2 | 23 | 0 | 0 | 1 | 0 | 0 | 0 | 0 | 0 | 0 | 0 | 0 | 1 |  | 3 | 2 | 3 | 1
| 1464 | 61 | 3 | 2 | 24 | 0 | 0 | 1 | 0 | 0 | 0 | 0 | 0 | 0 | 0 | 0 | 1 |  | 3 | 2 | 3 | 1
| 1465 | 62 | 3 | 3 | 1 | 0 | 0 | 1 | 0 | 0 | 0 | 0 | 0 | 0 | 0 | 0 | 1 |  | 3 | 3 | 3 | 2
| 1466 | 62 | 3 | 3 | 2 | 0 | 0 | 1 | 0 | 0 | 0 | 0 | 0 | 0 | 0 | 0 | 1 |  | 3 | 3 | 3 | 2
| 1467 | 62 | 3 | 3 | 3 | 0 | 0 | 1 | 0 | 0 | 0 | 0 | 0 | 0 | 0 | 0 | 1 |  | 3 | 3 | 3 | 2
| 1468 | 62 | 3 | 3 | 4 | 0 | 0 | 1 | 0 | 0 | 0 | 0 | 0 | 0 | 0 | 0 | 1 |  | 3 | 3 | 3 | 2
| 1469 | 62 | 3 | 3 | 5 | 0 | 0 | 1 | 0 | 0 | 0 | 0 | 0 | 0 | 0 | 0 | 1 |  | 3 | 3 | 3 | 2
| 1470 | 62 | 3 | 3 | 6 | 0 | 0 | 1 | 0 | 0 | 0 | 0 | 0 | 0 | 0 | 0 | 1 |  | 3 | 3 | 3 | 2
| 1471 | 62 | 3 | 3 | 7 | 0 | 0 | 1 | 0 | 0 | 0 | 0 | 0 | 0 | 0 | 0 | 1 |  | 3 | 3 | 3 | 2
| 1472 | 62 | 3 | 3 | 8 | 0 | 0 | 1 | 0 | 0 | 0 | 0 | 0 | 0 | 0 | 0 | 1 |  | 3 | 3 | 3 | 2
| 1473 | 62 | 3 | 3 | 9 | 0 | 0 | 1 | 0 | 0 | 0 | 0 | 0 | 0 | 0 | 0 | 1 |  | 3 | 3 | 3 | 2
| 1474 | 62 | 3 | 3 | 10 | 0 | 0 | 1 | 0 | 0 | 0 | 0 | 0 | 0 | 0 | 0 | 1 |  | 3 | 3 | 3 | 2
| 1475 | 62 | 3 | 3 | 11 | 0 | 0 | 1 | 0 | 0 | 0 | 0 | 0 | 0 | 0 | 0 | 1 |  | 3 | 3 | 3 | 2
| 1476 | 62 | 3 | 3 | 12 | 0 | 0 | 1 | 0 | 0 | 0 | 0 | 0 | 0 | 0 | 0 | 1 |  | 3 | 3 | 3 | 2
| 1477 | 62 | 3 | 3 | 13 | 0 | 0 | 1 | 0 | 0 | 0 | 0 | 0 | 0 | 0 | 0 | 1 |  | 3 | 3 | 3 | 2
| 1478 | 62 | 3 | 3 | 14 | 0 | 0 | 1 | 0 | 0 | 0 | 0 | 0 | 0 | 0 | 0 | 1 |  | 3 | 3 | 3 | 2
| 1479 | 62 | 3 | 3 | 15 | 0 | 0 | 1 | 0 | 0 | 0 | 0 | 0 | 0 | 0 | 0 | 1 |  | 3 | 3 | 3 | 2
| 1480 | 62 | 3 | 3 | 16 | 0 | 0 | 1 | 0 | 0 | 0 | 0 | 0 | 0 | 0 | 0 | 1 |  | 3 | 3 | 3 | 2
| 1481 | 62 | 3 | 3 | 17 | 0 | 0 | 1 | 0 | 0 | 0 | 0 | 0 | 0 | 0 | 0 | 1 |  | 3 | 3 | 3 | 2
| 1482 | 62 | 3 | 3 | 18 | 0 | 0 | 1 | 0 | 0 | 0 | 0 | 0 | 0 | 0 | 0 | 1 |  | 3 | 3 | 3 | 2
| 1483 | 62 | 3 | 3 | 19 | 0 | 0 | 1 | 0 | 0 | 0 | 0 | 0 | 0 | 0 | 0 | 1 |  | 3 | 3 | 3 | 2
| 1484 | 62 | 3 | 3 | 20 | 0 | 0 | 1 | 0 | 0 | 0 | 0 | 0 | 0 | 0 | 0 | 1 |  | 3 | 3 | 3 | 2
| 1485 | 62 | 3 | 3 | 21 | 0 | 0 | 1 | 0 | 0 | 0 | 0 | 0 | 0 | 0 | 0 | 1 |  | 3 | 3 | 3 | 2
| 1486 | 62 | 3 | 3 | 22 | 0 | 0 | 1 | 0 | 0 | 0 | 0 | 0 | 0 | 0 | 0 | 1 |  | 3 | 3 | 3 | 2
| 1487 | 62 | 3 | 3 | 23 | 0 | 0 | 1 | 0 | 0 | 0 | 0 | 0 | 0 | 0 | 0 | 1 |  | 3 | 3 | 3 | 2
| 1488 | 62 | 3 | 3 | 24 | 0 | 0 | 1 | 0 | 0 | 0 | 0 | 0 | 0 | 0 | 0 | 1 |  | 3 | 3 | 3 | 2
| 1489 | 63 | 3 | 4 | 1 | 0 | 0 | 1 | 0 | 0 | 0 | 0 | 0 | 0 | 0 | 0 | 1 |  | 3 | 4 | 3 | 3
| 1490 | 63 | 3 | 4 | 2 | 0 | 0 | 1 | 0 | 0 | 0 | 0 | 0 | 0 | 0 | 0 | 1 |  | 3 | 4 | 3 | 3
| 1491 | 63 | 3 | 4 | 3 | 0 | 0 | 1 | 0 | 0 | 0 | 0 | 0 | 0 | 0 | 0 | 1 |  | 3 | 4 | 3 | 3
| 1492 | 63 | 3 | 4 | 4 | 0 | 0 | 1 | 0 | 0 | 0 | 0 | 0 | 0 | 0 | 0 | 1 |  | 3 | 4 | 3 | 3
| 1493 | 63 | 3 | 4 | 5 | 0 | 0 | 1 | 0 | 0 | 0 | 0 | 0 | 0 | 0 | 0 | 1 |  | 3 | 4 | 3 | 3
| 1494 | 63 | 3 | 4 | 6 | 0 | 0 | 1 | 0 | 0 | 0 | 0 | 0 | 0 | 0 | 0 | 1 |  | 3 | 4 | 3 | 3
| 1495 | 63 | 3 | 4 | 7 | 0 | 0 | 1 | 0 | 0 | 0 | 0 | 0 | 0 | 0 | 0 | 1 |  | 3 | 4 | 3 | 3
| 1496 | 63 | 3 | 4 | 8 | 0 | 0 | 1 | 0 | 0 | 0 | 0 | 0 | 0 | 0 | 0 | 1 |  | 3 | 4 | 3 | 3
| 1497 | 63 | 3 | 4 | 9 | 0 | 0 | 1 | 0 | 0 | 0 | 0 | 0 | 0 | 0 | 0 | 1 |  | 3 | 4 | 3 | 3
| 1498 | 63 | 3 | 4 | 10 | 0 | 0 | 1 | 0 | 0 | 0 | 0 | 0 | 0 | 0 | 0 | 1 |  | 3 | 4 | 3 | 3
| 1499 | 63 | 3 | 4 | 11 | 0 | 0 | 1 | 0 | 0 | 0 | 0 | 0 | 0 | 0 | 0 | 1 |  | 3 | 4 | 3 | 3
| 1500 | 63 | 3 | 4 | 12 | 0 | 0 | 1 | 0 | 0 | 0 | 0 | 0 | 0 | 0 | 0 | 1 |  | 3 | 4 | 3 | 3
| 1501 | 63 | 3 | 4 | 13 | 0 | 0 | 1 | 0 | 0 | 0 | 0 | 0 | 0 | 0 | 0 | 1 |  | 3 | 4 | 3 | 3
| 1502 | 63 | 3 | 4 | 14 | 0 | 0 | 1 | 0 | 0 | 0 | 0 | 0 | 0 | 0 | 0 | 1 |  | 3 | 4 | 3 | 3
| 1503 | 63 | 3 | 4 | 15 | 0 | 0 | 1 | 0 | 0 | 0 | 0 | 0 | 0 | 0 | 0 | 1 |  | 3 | 4 | 3 | 3
| 1504 | 63 | 3 | 4 | 16 | 0 | 0 | 1 | 0 | 0 | 0 | 0 | 0 | 0 | 0 | 0 | 1 |  | 3 | 4 | 3 | 3
| 1505 | 63 | 3 | 4 | 17 | 0 | 0 | 1 | 0 | 0 | 0 | 0 | 0 | 0 | 0 | 0 | 1 |  | 3 | 4 | 3 | 3
| 1506 | 63 | 3 | 4 | 18 | 0 | 0 | 1 | 0 | 0 | 0 | 0 | 0 | 0 | 0 | 0 | 1 |  | 3 | 4 | 3 | 3
| 1507 | 63 | 3 | 4 | 19 | 0 | 0 | 1 | 0 | 0 | 0 | 0 | 0 | 0 | 0 | 0 | 1 |  | 3 | 4 | 3 | 3
| 1508 | 63 | 3 | 4 | 20 | 0 | 0 | 1 | 0 | 0 | 0 | 0 | 0 | 0 | 0 | 0 | 1 |  | 3 | 4 | 3 | 3
| 1509 | 63 | 3 | 4 | 21 | 0 | 0 | 1 | 0 | 0 | 0 | 0 | 0 | 0 | 0 | 0 | 1 |  | 3 | 4 | 3 | 3
| 1510 | 63 | 3 | 4 | 22 | 0 | 0 | 1 | 0 | 0 | 0 | 0 | 0 | 0 | 0 | 0 | 1 |  | 3 | 4 | 3 | 3
| 1511 | 63 | 3 | 4 | 23 | 0 | 0 | 1 | 0 | 0 | 0 | 0 | 0 | 0 | 0 | 0 | 1 |  | 3 | 4 | 3 | 3
| 1512 | 63 | 3 | 4 | 24 | 0 | 0 | 1 | 0 | 0 | 0 | 0 | 0 | 0 | 0 | 0 | 1 |  | 3 | 4 | 3 | 3
| 1513 | 64 | 3 | 5 | 1 | 0 | 0 | 0 | 0 | 0 | 0 | 0 | 0 | 0 | 0 | 0 | 1 |  | 3 | 5 | 3 | 4
| 1514 | 64 | 3 | 5 | 2 | 0 | 0 | 0 | 0 | 0 | 0 | 0 | 0 | 0 | 0 | 0 | 1 |  | 3 | 5 | 3 | 4
| 1515 | 64 | 3 | 5 | 3 | 0 | 0 | 0 | 0 | 0 | 0 | 0 | 0 | 0 | 0 | 0 | 1 |  | 3 | 5 | 3 | 4
| 1516 | 64 | 3 | 5 | 4 | 0 | 0 | 0 | 0 | 0 | 0 | 0 | 0 | 0 | 0 | 0 | 1 |  | 3 | 5 | 3 | 4
| 1517 | 64 | 3 | 5 | 5 | 0 | 0 | 0 | 0 | 0 | 0 | 0 | 0 | 0 | 0 | 0 | 1 |  | 3 | 5 | 3 | 4
| 1518 | 64 | 3 | 5 | 6 | 0 | 0 | 0 | 0 | 0 | 0 | 0 | 0 | 0 | 0 | 0 | 1 |  | 3 | 5 | 3 | 4
| 1519 | 64 | 3 | 5 | 7 | 0 | 0 | 0 | 0 | 0 | 0 | 0 | 0 | 0 | 0 | 0 | 1 |  | 3 | 5 | 3 | 4
| 1520 | 64 | 3 | 5 | 8 | 0 | 0 | 0 | 0 | 0 | 0 | 0 | 0 | 0 | 0 | 0 | 1 |  | 3 | 5 | 3 | 4
| 1521 | 64 | 3 | 5 | 9 | 0 | 0 | 0 | 0 | 0 | 0 | 0 | 0 | 0 | 0 | 0 | 1 |  | 3 | 5 | 3 | 4
| 1522 | 64 | 3 | 5 | 10 | 0 | 0 | 0 | 0 | 0 | 0 | 0 | 0 | 0 | 0 | 0 | 1 |  | 3 | 5 | 3 | 4
| 1523 | 64 | 3 | 5 | 11 | 0 | 0 | 0 | 0 | 0 | 0 | 0 | 0 | 0 | 0 | 0 | 1 |  | 3 | 5 | 3 | 4
| 1524 | 64 | 3 | 5 | 12 | 0 | 0 | 0 | 0 | 0 | 0 | 0 | 0 | 0 | 0 | 0 | 1 |  | 3 | 5 | 3 | 4
| 1525 | 64 | 3 | 5 | 13 | 0 | 0 | 0 | 0 | 0 | 0 | 0 | 0 | 0 | 0 | 0 | 1 |  | 3 | 5 | 3 | 4
| 1526 | 64 | 3 | 5 | 14 | 0 | 0 | 0 | 0 | 0 | 0 | 0 | 0 | 0 | 0 | 0 | 1 |  | 3 | 5 | 3 | 4
| 1527 | 64 | 3 | 5 | 15 | 0 | 0 | 0 | 0 | 0 | 0 | 0 | 0 | 0 | 0 | 0 | 1 |  | 3 | 5 | 3 | 4
| 1528 | 64 | 3 | 5 | 16 | 0 | 0 | 0 | 0 | 0 | 0 | 0 | 0 | 0 | 0 | 0 | 1 |  | 3 | 5 | 3 | 4
| 1529 | 64 | 3 | 5 | 17 | 0 | 0 | 0 | 0 | 0 | 0 | 0 | 0 | 0 | 0 | 0 | 1 |  | 3 | 5 | 3 | 4
| 1530 | 64 | 3 | 5 | 18 | 0 | 0 | 0 | 0 | 0 | 0 | 0 | 0 | 0 | 0 | 0 | 1 |  | 3 | 5 | 3 | 4
| 1531 | 64 | 3 | 5 | 19 | 0 | 0 | 0 | 0 | 0 | 0 | 0 | 0 | 0 | 0 | 0 | 1 |  | 3 | 5 | 3 | 4
| 1532 | 64 | 3 | 5 | 20 | 0 | 0 | 0 | 0 | 0 | 0 | 0 | 0 | 0 | 0 | 0 | 1 |  | 3 | 5 | 3 | 4
| 1533 | 64 | 3 | 5 | 21 | 0 | 0 | 0 | 0 | 0 | 0 | 0 | 0 | 0 | 0 | 0 | 1 |  | 3 | 5 | 3 | 4
| 1534 | 64 | 3 | 5 | 22 | 0 | 0 | 0 | 0 | 0 | 0 | 0 | 0 | 0 | 0 | 0 | 1 |  | 3 | 5 | 3 | 4
| 1535 | 64 | 3 | 5 | 23 | 0 | 0 | 0 | 0 | 0 | 0 | 0 | 0 | 0 | 0 | 0 | 1 |  | 3 | 5 | 3 | 4
| 1536 | 64 | 3 | 5 | 24 | 0 | 0 | 0 | 0 | 0 | 0 | 0 | 0 | 0 | 0 | 0 | 1 |  | 3 | 5 | 3 | 4
| 1537 | 65 | 3 | 6 | 1 | 0 | 0 | 0 | 0 | 0 | 0 | 0 | 0 | 0 | 0 | 0 | 1 |  | 3 | 6 | 3 | 5
| 1538 | 65 | 3 | 6 | 2 | 0 | 0 | 0 | 0 | 0 | 0 | 0 | 0 | 0 | 0 | 0 | 1 |  | 3 | 6 | 3 | 5
| 1539 | 65 | 3 | 6 | 3 | 0 | 0 | 0 | 0 | 0 | 0 | 0 | 0 | 0 | 0 | 0 | 1 |  | 3 | 6 | 3 | 5
| 1540 | 65 | 3 | 6 | 4 | 0 | 0 | 0 | 0 | 0 | 0 | 0 | 0 | 0 | 0 | 0 | 1 |  | 3 | 6 | 3 | 5
| 1541 | 65 | 3 | 6 | 5 | 0 | 0 | 0 | 0 | 0 | 0 | 0 | 0 | 0 | 0 | 0 | 1 |  | 3 | 6 | 3 | 5
| 1542 | 65 | 3 | 6 | 6 | 0 | 0 | 0 | 0 | 0 | 0 | 0 | 0 | 0 | 0 | 0 | 1 |  | 3 | 6 | 3 | 5
| 1543 | 65 | 3 | 6 | 7 | 0 | 0 | 0 | 0 | 0 | 0 | 0 | 0 | 0 | 0 | 0 | 1 |  | 3 | 6 | 3 | 5
| 1544 | 65 | 3 | 6 | 8 | 0 | 0 | 0 | 0 | 0 | 0 | 0 | 0 | 0 | 0 | 0 | 1 |  | 3 | 6 | 3 | 5
| 1545 | 65 | 3 | 6 | 9 | 0 | 0 | 0 | 0 | 0 | 0 | 0 | 0 | 0 | 0 | 0 | 1 |  | 3 | 6 | 3 | 5
| 1546 | 65 | 3 | 6 | 10 | 0 | 0 | 0 | 0 | 0 | 0 | 0 | 0 | 0 | 0 | 0 | 1 |  | 3 | 6 | 3 | 5
| 1547 | 65 | 3 | 6 | 11 | 0 | 0 | 0 | 0 | 0 | 0 | 0 | 0 | 0 | 0 | 0 | 1 |  | 3 | 6 | 3 | 5
| 1548 | 65 | 3 | 6 | 12 | 0 | 0 | 0 | 0 | 0 | 0 | 0 | 0 | 0 | 0 | 0 | 1 |  | 3 | 6 | 3 | 5
| 1549 | 65 | 3 | 6 | 13 | 0 | 0 | 0 | 0 | 0 | 0 | 0 | 0 | 0 | 0 | 0 | 1 |  | 3 | 6 | 3 | 5
| 1550 | 65 | 3 | 6 | 14 | 0 | 0 | 0 | 0 | 0 | 0 | 0 | 0 | 0 | 0 | 0 | 1 |  | 3 | 6 | 3 | 5
| 1551 | 65 | 3 | 6 | 15 | 0 | 0 | 0 | 0 | 0 | 0 | 0 | 0 | 0 | 0 | 0 | 1 |  | 3 | 6 | 3 | 5
| 1552 | 65 | 3 | 6 | 16 | 0 | 0 | 0 | 0 | 0 | 0 | 0 | 0 | 0 | 0 | 0 | 1 |  | 3 | 6 | 3 | 5
| 1553 | 65 | 3 | 6 | 17 | 0 | 0 | 0 | 0 | 0 | 0 | 0 | 0 | 0 | 0 | 0 | 1 |  | 3 | 6 | 3 | 5
| 1554 | 65 | 3 | 6 | 18 | 0 | 0 | 0 | 0 | 0 | 0 | 0 | 0 | 0 | 0 | 0 | 1 |  | 3 | 6 | 3 | 5
| 1555 | 65 | 3 | 6 | 19 | 0 | 0 | 0 | 0 | 0 | 0 | 0 | 0 | 0 | 0 | 0 | 1 |  | 3 | 6 | 3 | 5
| 1556 | 65 | 3 | 6 | 20 | 0 | 0 | 0 | 0 | 0 | 0 | 0 | 0 | 0 | 0 | 0 | 1 |  | 3 | 6 | 3 | 5
| 1557 | 65 | 3 | 6 | 21 | 0 | 0 | 0 | 0 | 0 | 0 | 0 | 0 | 0 | 0 | 0 | 1 |  | 3 | 6 | 3 | 5
| 1558 | 65 | 3 | 6 | 22 | 0 | 0 | 0 | 0 | 0 | 0 | 0 | 0 | 0 | 0 | 0 | 1 |  | 3 | 6 | 3 | 5
| 1559 | 65 | 3 | 6 | 23 | 0 | 0 | 0 | 0 | 0 | 0 | 0 | 0 | 0 | 0 | 0 | 1 |  | 3 | 6 | 3 | 5
| 1560 | 65 | 3 | 6 | 24 | 0 | 0 | 0 | 0 | 0 | 0 | 0 | 0 | 0 | 0 | 0 | 1 |  | 3 | 6 | 3 | 5
| 1561 | 66 | 3 | 7 | 1 | 0 | 0 | 1 | 0 | 0 | 0 | 0 | 0 | 0 | 0 | 0 | 1 |  | 3 | 7 | 3 | 6
| 1562 | 66 | 3 | 7 | 2 | 0 | 0 | 1 | 0 | 0 | 0 | 0 | 0 | 0 | 0 | 0 | 1 |  | 3 | 7 | 3 | 6
| 1563 | 66 | 3 | 7 | 3 | 0 | 0 | 1 | 0 | 0 | 0 | 0 | 0 | 0 | 0 | 0 | 1 |  | 3 | 7 | 3 | 6
| 1564 | 66 | 3 | 7 | 4 | 0 | 0 | 1 | 0 | 0 | 0 | 0 | 0 | 0 | 0 | 0 | 1 |  | 3 | 7 | 3 | 6
| 1565 | 66 | 3 | 7 | 5 | 0 | 0 | 1 | 0 | 0 | 0 | 0 | 0 | 0 | 0 | 0 | 1 |  | 3 | 7 | 3 | 6
| 1566 | 66 | 3 | 7 | 6 | 0 | 0 | 1 | 0 | 0 | 0 | 0 | 0 | 0 | 0 | 0 | 1 |  | 3 | 7 | 3 | 6
| 1567 | 66 | 3 | 7 | 7 | 0 | 0 | 1 | 0 | 0 | 0 | 0 | 0 | 0 | 0 | 0 | 1 |  | 3 | 7 | 3 | 6
| 1568 | 66 | 3 | 7 | 8 | 0 | 0 | 1 | 0 | 0 | 0 | 0 | 0 | 0 | 0 | 0 | 1 |  | 3 | 7 | 3 | 6
| 1569 | 66 | 3 | 7 | 9 | 0 | 0 | 1 | 0 | 0 | 0 | 0 | 0 | 0 | 0 | 0 | 1 |  | 3 | 7 | 3 | 6
| 1570 | 66 | 3 | 7 | 10 | 0 | 0 | 1 | 0 | 0 | 0 | 0 | 0 | 0 | 0 | 0 | 1 |  | 3 | 7 | 3 | 6
| 1571 | 66 | 3 | 7 | 11 | 0 | 0 | 1 | 0 | 0 | 0 | 0 | 0 | 0 | 0 | 0 | 1 |  | 3 | 7 | 3 | 6
| 1572 | 66 | 3 | 7 | 12 | 0 | 0 | 1 | 0 | 0 | 0 | 0 | 0 | 0 | 0 | 0 | 1 |  | 3 | 7 | 3 | 6
| 1573 | 66 | 3 | 7 | 13 | 0 | 0 | 1 | 0 | 0 | 0 | 0 | 0 | 0 | 0 | 0 | 1 |  | 3 | 7 | 3 | 6
| 1574 | 66 | 3 | 7 | 14 | 0 | 0 | 1 | 0 | 0 | 0 | 0 | 0 | 0 | 0 | 0 | 1 |  | 3 | 7 | 3 | 6
| 1575 | 66 | 3 | 7 | 15 | 0 | 0 | 1 | 0 | 0 | 0 | 0 | 0 | 0 | 0 | 0 | 1 |  | 3 | 7 | 3 | 6
| 1576 | 66 | 3 | 7 | 16 | 0 | 0 | 1 | 0 | 0 | 0 | 0 | 0 | 0 | 0 | 0 | 1 |  | 3 | 7 | 3 | 6
| 1577 | 66 | 3 | 7 | 17 | 0 | 0 | 1 | 0 | 0 | 0 | 0 | 0 | 0 | 0 | 0 | 1 |  | 3 | 7 | 3 | 6
| 1578 | 66 | 3 | 7 | 18 | 0 | 0 | 1 | 0 | 0 | 0 | 0 | 0 | 0 | 0 | 0 | 1 |  | 3 | 7 | 3 | 6
| 1579 | 66 | 3 | 7 | 19 | 0 | 0 | 1 | 0 | 0 | 0 | 0 | 0 | 0 | 0 | 0 | 1 |  | 3 | 7 | 3 | 6
| 1580 | 66 | 3 | 7 | 20 | 0 | 0 | 1 | 0 | 0 | 0 | 0 | 0 | 0 | 0 | 0 | 1 |  | 3 | 7 | 3 | 6
| 1581 | 66 | 3 | 7 | 21 | 0 | 0 | 1 | 0 | 0 | 0 | 0 | 0 | 0 | 0 | 0 | 1 |  | 3 | 7 | 3 | 6
| 1582 | 66 | 3 | 7 | 22 | 0 | 0 | 1 | 0 | 0 | 0 | 0 | 0 | 0 | 0 | 0 | 1 |  | 3 | 7 | 3 | 6
| 1583 | 66 | 3 | 7 | 23 | 0 | 0 | 1 | 0 | 0 | 0 | 0 | 0 | 0 | 0 | 0 | 1 |  | 3 | 7 | 3 | 6
| 1584 | 66 | 3 | 7 | 24 | 0 | 0 | 1 | 0 | 0 | 0 | 0 | 0 | 0 | 0 | 0 | 1 |  | 3 | 7 | 3 | 6
| 1585 | 67 | 3 | 8 | 1 | 0 | 0 | 1 | 0 | 0 | 0 | 0 | 0 | 0 | 0 | 0 | 1 |  | 3 | 8 | 3 | 7
| 1586 | 67 | 3 | 8 | 2 | 0 | 0 | 1 | 0 | 0 | 0 | 0 | 0 | 0 | 0 | 0 | 1 |  | 3 | 8 | 3 | 7
| 1587 | 67 | 3 | 8 | 3 | 0 | 0 | 1 | 0 | 0 | 0 | 0 | 0 | 0 | 0 | 0 | 1 |  | 3 | 8 | 3 | 7
| 1588 | 67 | 3 | 8 | 4 | 0 | 0 | 1 | 0 | 0 | 0 | 0 | 0 | 0 | 0 | 0 | 1 |  | 3 | 8 | 3 | 7
| 1589 | 67 | 3 | 8 | 5 | 0 | 0 | 1 | 0 | 0 | 0 | 0 | 0 | 0 | 0 | 0 | 1 |  | 3 | 8 | 3 | 7
| 1590 | 67 | 3 | 8 | 6 | 0 | 0 | 1 | 0 | 0 | 0 | 0 | 0 | 0 | 0 | 0 | 1 |  | 3 | 8 | 3 | 7
| 1591 | 67 | 3 | 8 | 7 | 0 | 0 | 1 | 0 | 0 | 0 | 0 | 0 | 0 | 0 | 0 | 1 |  | 3 | 8 | 3 | 7
| 1592 | 67 | 3 | 8 | 8 | 0 | 0 | 1 | 0 | 0 | 0 | 0 | 0 | 0 | 0 | 0 | 1 |  | 3 | 8 | 3 | 7
| 1593 | 67 | 3 | 8 | 9 | 0 | 0 | 1 | 0 | 0 | 0 | 0 | 0 | 0 | 0 | 0 | 1 |  | 3 | 8 | 3 | 7
| 1594 | 67 | 3 | 8 | 10 | 0 | 0 | 1 | 0 | 0 | 0 | 0 | 0 | 0 | 0 | 0 | 1 |  | 3 | 8 | 3 | 7
| 1595 | 67 | 3 | 8 | 11 | 0 | 0 | 1 | 0 | 0 | 0 | 0 | 0 | 0 | 0 | 0 | 1 |  | 3 | 8 | 3 | 7
| 1596 | 67 | 3 | 8 | 12 | 0 | 0 | 1 | 0 | 0 | 0 | 0 | 0 | 0 | 0 | 0 | 1 |  | 3 | 8 | 3 | 7
| 1597 | 67 | 3 | 8 | 13 | 0 | 0 | 1 | 0 | 0 | 0 | 0 | 0 | 0 | 0 | 0 | 1 |  | 3 | 8 | 3 | 7
| 1598 | 67 | 3 | 8 | 14 | 0 | 0 | 1 | 0 | 0 | 0 | 0 | 0 | 0 | 0 | 0 | 1 |  | 3 | 8 | 3 | 7
| 1599 | 67 | 3 | 8 | 15 | 0 | 0 | 1 | 0 | 0 | 0 | 0 | 0 | 0 | 0 | 0 | 1 |  | 3 | 8 | 3 | 7
| 1600 | 67 | 3 | 8 | 16 | 0 | 0 | 1 | 0 | 0 | 0 | 0 | 0 | 0 | 0 | 0 | 1 |  | 3 | 8 | 3 | 7
| 1601 | 67 | 3 | 8 | 17 | 0 | 0 | 1 | 0 | 0 | 0 | 0 | 0 | 0 | 0 | 0 | 1 |  | 3 | 8 | 3 | 7
| 1602 | 67 | 3 | 8 | 18 | 0 | 0 | 1 | 0 | 0 | 0 | 0 | 0 | 0 | 0 | 0 | 1 |  | 3 | 8 | 3 | 7
| 1603 | 67 | 3 | 8 | 19 | 0 | 0 | 1 | 0 | 0 | 0 | 0 | 0 | 0 | 0 | 0 | 1 |  | 3 | 8 | 3 | 7
| 1604 | 67 | 3 | 8 | 20 | 0 | 0 | 1 | 0 | 0 | 0 | 0 | 0 | 0 | 0 | 0 | 1 |  | 3 | 8 | 3 | 7
| 1605 | 67 | 3 | 8 | 21 | 0 | 0 | 1 | 0 | 0 | 0 | 0 | 0 | 0 | 0 | 0 | 1 |  | 3 | 8 | 3 | 7
| 1606 | 67 | 3 | 8 | 22 | 0 | 0 | 1 | 0 | 0 | 0 | 0 | 0 | 0 | 0 | 0 | 1 |  | 3 | 8 | 3 | 7
| 1607 | 67 | 3 | 8 | 23 | 0 | 0 | 1 | 0 | 0 | 0 | 0 | 0 | 0 | 0 | 0 | 1 |  | 3 | 8 | 3 | 7
| 1608 | 67 | 3 | 8 | 24 | 0 | 0 | 1 | 0 | 0 | 0 | 0 | 0 | 0 | 0 | 0 | 1 |  | 3 | 8 | 3 | 7
| 1609 | 68 | 3 | 9 | 1 | 0 | 0 | 1 | 0 | 0 | 0 | 0 | 0 | 0 | 0 | 0 | 1 |  | 3 | 9 | 3 | 8
| 1610 | 68 | 3 | 9 | 2 | 0 | 0 | 1 | 0 | 0 | 0 | 0 | 0 | 0 | 0 | 0 | 1 |  | 3 | 9 | 3 | 8
| 1611 | 68 | 3 | 9 | 3 | 0 | 0 | 1 | 0 | 0 | 0 | 0 | 0 | 0 | 0 | 0 | 1 |  | 3 | 9 | 3 | 8
| 1612 | 68 | 3 | 9 | 4 | 0 | 0 | 1 | 0 | 0 | 0 | 0 | 0 | 0 | 0 | 0 | 1 |  | 3 | 9 | 3 | 8
| 1613 | 68 | 3 | 9 | 5 | 0 | 0 | 1 | 0 | 0 | 0 | 0 | 0 | 0 | 0 | 0 | 1 |  | 3 | 9 | 3 | 8
| 1614 | 68 | 3 | 9 | 6 | 0 | 0 | 1 | 0 | 0 | 0 | 0 | 0 | 0 | 0 | 0 | 1 |  | 3 | 9 | 3 | 8
| 1615 | 68 | 3 | 9 | 7 | 0 | 0 | 1 | 0 | 0 | 0 | 0 | 0 | 0 | 0 | 0 | 1 |  | 3 | 9 | 3 | 8
| 1616 | 68 | 3 | 9 | 8 | 0 | 0 | 1 | 0 | 0 | 0 | 0 | 0 | 0 | 0 | 0 | 1 |  | 3 | 9 | 3 | 8
| 1617 | 68 | 3 | 9 | 9 | 0 | 0 | 1 | 0 | 0 | 0 | 0 | 0 | 0 | 0 | 0 | 1 |  | 3 | 9 | 3 | 8
| 1618 | 68 | 3 | 9 | 10 | 0 | 0 | 1 | 0 | 0 | 0 | 0 | 0 | 0 | 0 | 0 | 1 |  | 3 | 9 | 3 | 8
| 1619 | 68 | 3 | 9 | 11 | 0 | 0 | 1 | 0 | 0 | 0 | 0 | 0 | 0 | 0 | 0 | 1 |  | 3 | 9 | 3 | 8
| 1620 | 68 | 3 | 9 | 12 | 0 | 0 | 1 | 0 | 0 | 0 | 0 | 0 | 0 | 0 | 0 | 1 |  | 3 | 9 | 3 | 8
| 1621 | 68 | 3 | 9 | 13 | 0 | 0 | 1 | 0 | 0 | 0 | 0 | 0 | 0 | 0 | 0 | 1 |  | 3 | 9 | 3 | 8
| 1622 | 68 | 3 | 9 | 14 | 0 | 0 | 1 | 0 | 0 | 0 | 0 | 0 | 0 | 0 | 0 | 1 |  | 3 | 9 | 3 | 8
| 1623 | 68 | 3 | 9 | 15 | 0 | 0 | 1 | 0 | 0 | 0 | 0 | 0 | 0 | 0 | 0 | 1 |  | 3 | 9 | 3 | 8
| 1624 | 68 | 3 | 9 | 16 | 0 | 0 | 1 | 0 | 0 | 0 | 0 | 0 | 0 | 0 | 0 | 1 |  | 3 | 9 | 3 | 8
| 1625 | 68 | 3 | 9 | 17 | 0 | 0 | 1 | 0 | 0 | 0 | 0 | 0 | 0 | 0 | 0 | 1 |  | 3 | 9 | 3 | 8
| 1626 | 68 | 3 | 9 | 18 | 0 | 0 | 1 | 0 | 0 | 0 | 0 | 0 | 0 | 0 | 0 | 1 |  | 3 | 9 | 3 | 8
| 1627 | 68 | 3 | 9 | 19 | 0 | 0 | 1 | 0 | 0 | 0 | 0 | 0 | 0 | 0 | 0 | 1 |  | 3 | 9 | 3 | 8
| 1628 | 68 | 3 | 9 | 20 | 0 | 0 | 1 | 0 | 0 | 0 | 0 | 0 | 0 | 0 | 0 | 1 |  | 3 | 9 | 3 | 8
| 1629 | 68 | 3 | 9 | 21 | 0 | 0 | 1 | 0 | 0 | 0 | 0 | 0 | 0 | 0 | 0 | 1 |  | 3 | 9 | 3 | 8
| 1630 | 68 | 3 | 9 | 22 | 0 | 0 | 1 | 0 | 0 | 0 | 0 | 0 | 0 | 0 | 0 | 1 |  | 3 | 9 | 3 | 8
| 1631 | 68 | 3 | 9 | 23 | 0 | 0 | 1 | 0 | 0 | 0 | 0 | 0 | 0 | 0 | 0 | 1 |  | 3 | 9 | 3 | 8
| 1632 | 68 | 3 | 9 | 24 | 0 | 0 | 1 | 0 | 0 | 0 | 0 | 0 | 0 | 0 | 0 | 1 |  | 3 | 9 | 3 | 8
| 1633 | 69 | 3 | 10 | 1 | 0 | 0 | 1 | 0 | 0 | 0 | 0 | 0 | 0 | 0 | 0 | 1 |  | 3 | 10 | 3 | 9
| 1634 | 69 | 3 | 10 | 2 | 0 | 0 | 1 | 0 | 0 | 0 | 0 | 0 | 0 | 0 | 0 | 1 |  | 3 | 10 | 3 | 9
| 1635 | 69 | 3 | 10 | 3 | 0 | 0 | 1 | 0 | 0 | 0 | 0 | 0 | 0 | 0 | 0 | 1 |  | 3 | 10 | 3 | 9
| 1636 | 69 | 3 | 10 | 4 | 0 | 0 | 1 | 0 | 0 | 0 | 0 | 0 | 0 | 0 | 0 | 1 |  | 3 | 10 | 3 | 9
| 1637 | 69 | 3 | 10 | 5 | 0 | 0 | 1 | 0 | 0 | 0 | 0 | 0 | 0 | 0 | 0 | 1 |  | 3 | 10 | 3 | 9
| 1638 | 69 | 3 | 10 | 6 | 0 | 0 | 1 | 0 | 0 | 0 | 0 | 0 | 0 | 0 | 0 | 1 |  | 3 | 10 | 3 | 9
| 1639 | 69 | 3 | 10 | 7 | 0 | 0 | 1 | 0 | 0 | 0 | 0 | 0 | 0 | 0 | 0 | 1 |  | 3 | 10 | 3 | 9
| 1640 | 69 | 3 | 10 | 8 | 0 | 0 | 1 | 0 | 0 | 0 | 0 | 0 | 0 | 0 | 0 | 1 |  | 3 | 10 | 3 | 9
| 1641 | 69 | 3 | 10 | 9 | 0 | 0 | 1 | 0 | 0 | 0 | 0 | 0 | 0 | 0 | 0 | 1 |  | 3 | 10 | 3 | 9
| 1642 | 69 | 3 | 10 | 10 | 0 | 0 | 1 | 0 | 0 | 0 | 0 | 0 | 0 | 0 | 0 | 1 |  | 3 | 10 | 3 | 9
| 1643 | 69 | 3 | 10 | 11 | 0 | 0 | 1 | 0 | 0 | 0 | 0 | 0 | 0 | 0 | 0 | 1 |  | 3 | 10 | 3 | 9
| 1644 | 69 | 3 | 10 | 12 | 0 | 0 | 1 | 0 | 0 | 0 | 0 | 0 | 0 | 0 | 0 | 1 |  | 3 | 10 | 3 | 9
| 1645 | 69 | 3 | 10 | 13 | 0 | 0 | 1 | 0 | 0 | 0 | 0 | 0 | 0 | 0 | 0 | 1 |  | 3 | 10 | 3 | 9
| 1646 | 69 | 3 | 10 | 14 | 0 | 0 | 1 | 0 | 0 | 0 | 0 | 0 | 0 | 0 | 0 | 1 |  | 3 | 10 | 3 | 9
| 1647 | 69 | 3 | 10 | 15 | 0 | 0 | 1 | 0 | 0 | 0 | 0 | 0 | 0 | 0 | 0 | 1 |  | 3 | 10 | 3 | 9
| 1648 | 69 | 3 | 10 | 16 | 0 | 0 | 1 | 0 | 0 | 0 | 0 | 0 | 0 | 0 | 0 | 1 |  | 3 | 10 | 3 | 9
| 1649 | 69 | 3 | 10 | 17 | 0 | 0 | 1 | 0 | 0 | 0 | 0 | 0 | 0 | 0 | 0 | 1 |  | 3 | 10 | 3 | 9
| 1650 | 69 | 3 | 10 | 18 | 0 | 0 | 1 | 0 | 0 | 0 | 0 | 0 | 0 | 0 | 0 | 1 |  | 3 | 10 | 3 | 9
| 1651 | 69 | 3 | 10 | 19 | 0 | 0 | 1 | 0 | 0 | 0 | 0 | 0 | 0 | 0 | 0 | 1 |  | 3 | 10 | 3 | 9
| 1652 | 69 | 3 | 10 | 20 | 0 | 0 | 1 | 0 | 0 | 0 | 0 | 0 | 0 | 0 | 0 | 1 |  | 3 | 10 | 3 | 9
| 1653 | 69 | 3 | 10 | 21 | 0 | 0 | 1 | 0 | 0 | 0 | 0 | 0 | 0 | 0 | 0 | 1 |  | 3 | 10 | 3 | 9
| 1654 | 69 | 3 | 10 | 22 | 0 | 0 | 1 | 0 | 0 | 0 | 0 | 0 | 0 | 0 | 0 | 1 |  | 3 | 10 | 3 | 9
| 1655 | 69 | 3 | 10 | 23 | 0 | 0 | 1 | 0 | 0 | 0 | 0 | 0 | 0 | 0 | 0 | 1 |  | 3 | 10 | 3 | 9
| 1656 | 69 | 3 | 10 | 24 | 0 | 0 | 1 | 0 | 0 | 0 | 0 | 0 | 0 | 0 | 0 | 1 |  | 3 | 10 | 3 | 9
| 1657 | 70 | 3 | 11 | 1 | 0 | 0 | 1 | 0 | 0 | 0 | 0 | 0 | 0 | 0 | 0 | 1 |  | 3 | 11 | 3 | 10
| 1658 | 70 | 3 | 11 | 2 | 0 | 0 | 1 | 0 | 0 | 0 | 0 | 0 | 0 | 0 | 0 | 1 |  | 3 | 11 | 3 | 10
| 1659 | 70 | 3 | 11 | 3 | 0 | 0 | 1 | 0 | 0 | 0 | 0 | 0 | 0 | 0 | 0 | 1 |  | 3 | 11 | 3 | 10
| 1660 | 70 | 3 | 11 | 4 | 0 | 0 | 1 | 0 | 0 | 0 | 0 | 0 | 0 | 0 | 0 | 1 |  | 3 | 11 | 3 | 10
| 1661 | 70 | 3 | 11 | 5 | 0 | 0 | 1 | 0 | 0 | 0 | 0 | 0 | 0 | 0 | 0 | 1 |  | 3 | 11 | 3 | 10
| 1662 | 70 | 3 | 11 | 6 | 0 | 0 | 1 | 0 | 0 | 0 | 0 | 0 | 0 | 0 | 0 | 1 |  | 3 | 11 | 3 | 10
| 1663 | 70 | 3 | 11 | 7 | 0 | 0 | 1 | 0 | 0 | 0 | 0 | 0 | 0 | 0 | 0 | 1 |  | 3 | 11 | 3 | 10
| 1664 | 70 | 3 | 11 | 8 | 0 | 0 | 1 | 0 | 0 | 0 | 0 | 0 | 0 | 0 | 0 | 1 |  | 3 | 11 | 3 | 10
| 1665 | 70 | 3 | 11 | 9 | 0 | 0 | 1 | 0 | 0 | 0 | 0 | 0 | 0 | 0 | 0 | 1 |  | 3 | 11 | 3 | 10
| 1666 | 70 | 3 | 11 | 10 | 0 | 0 | 1 | 0 | 0 | 0 | 0 | 0 | 0 | 0 | 0 | 1 |  | 3 | 11 | 3 | 10
| 1667 | 70 | 3 | 11 | 11 | 0 | 0 | 1 | 0 | 0 | 0 | 0 | 0 | 0 | 0 | 0 | 1 |  | 3 | 11 | 3 | 10
| 1668 | 70 | 3 | 11 | 12 | 0 | 0 | 1 | 0 | 0 | 0 | 0 | 0 | 0 | 0 | 0 | 1 |  | 3 | 11 | 3 | 10
| 1669 | 70 | 3 | 11 | 13 | 0 | 0 | 1 | 0 | 0 | 0 | 0 | 0 | 0 | 0 | 0 | 1 |  | 3 | 11 | 3 | 10
| 1670 | 70 | 3 | 11 | 14 | 0 | 0 | 1 | 0 | 0 | 0 | 0 | 0 | 0 | 0 | 0 | 1 |  | 3 | 11 | 3 | 10
| 1671 | 70 | 3 | 11 | 15 | 0 | 0 | 1 | 0 | 0 | 0 | 0 | 0 | 0 | 0 | 0 | 1 |  | 3 | 11 | 3 | 10
| 1672 | 70 | 3 | 11 | 16 | 0 | 0 | 1 | 0 | 0 | 0 | 0 | 0 | 0 | 0 | 0 | 1 |  | 3 | 11 | 3 | 10
| 1673 | 70 | 3 | 11 | 17 | 0 | 0 | 1 | 0 | 0 | 0 | 0 | 0 | 0 | 0 | 0 | 1 |  | 3 | 11 | 3 | 10
| 1674 | 70 | 3 | 11 | 18 | 0 | 0 | 1 | 0 | 0 | 0 | 0 | 0 | 0 | 0 | 0 | 1 |  | 3 | 11 | 3 | 10
| 1675 | 70 | 3 | 11 | 19 | 0 | 0 | 1 | 0 | 0 | 0 | 0 | 0 | 0 | 0 | 0 | 1 |  | 3 | 11 | 3 | 10
| 1676 | 70 | 3 | 11 | 20 | 0 | 0 | 1 | 0 | 0 | 0 | 0 | 0 | 0 | 0 | 0 | 1 |  | 3 | 11 | 3 | 10
| 1677 | 70 | 3 | 11 | 21 | 0 | 0 | 1 | 0 | 0 | 0 | 0 | 0 | 0 | 0 | 0 | 1 |  | 3 | 11 | 3 | 10
| 1678 | 70 | 3 | 11 | 22 | 0 | 0 | 1 | 0 | 0 | 0 | 0 | 0 | 0 | 0 | 0 | 1 |  | 3 | 11 | 3 | 10
| 1679 | 70 | 3 | 11 | 23 | 0 | 0 | 1 | 0 | 0 | 0 | 0 | 0 | 0 | 0 | 0 | 1 |  | 3 | 11 | 3 | 10
| 1680 | 70 | 3 | 11 | 24 | 0 | 0 | 1 | 0 | 0 | 0 | 0 | 0 | 0 | 0 | 0 | 1 |  | 3 | 11 | 3 | 10
| 1681 | 71 | 3 | 12 | 1 | 0 | 0 | 0 | 0 | 0 | 0 | 0 | 0 | 0 | 0 | 0 | 1 |  | 3 | 12 | 3 | 11
| 1682 | 71 | 3 | 12 | 2 | 0 | 0 | 0 | 0 | 0 | 0 | 0 | 0 | 0 | 0 | 0 | 1 |  | 3 | 12 | 3 | 11
| 1683 | 71 | 3 | 12 | 3 | 0 | 0 | 0 | 0 | 0 | 0 | 0 | 0 | 0 | 0 | 0 | 1 |  | 3 | 12 | 3 | 11
| 1684 | 71 | 3 | 12 | 4 | 0 | 0 | 0 | 0 | 0 | 0 | 0 | 0 | 0 | 0 | 0 | 1 |  | 3 | 12 | 3 | 11
| 1685 | 71 | 3 | 12 | 5 | 0 | 0 | 0 | 0 | 0 | 0 | 0 | 0 | 0 | 0 | 0 | 1 |  | 3 | 12 | 3 | 11
| 1686 | 71 | 3 | 12 | 6 | 0 | 0 | 0 | 0 | 0 | 0 | 0 | 0 | 0 | 0 | 0 | 1 |  | 3 | 12 | 3 | 11
| 1687 | 71 | 3 | 12 | 7 | 0 | 0 | 0 | 0 | 0 | 0 | 0 | 0 | 0 | 0 | 0 | 1 |  | 3 | 12 | 3 | 11
| 1688 | 71 | 3 | 12 | 8 | 0 | 0 | 0 | 0 | 0 | 0 | 0 | 0 | 0 | 0 | 0 | 1 |  | 3 | 12 | 3 | 11
| 1689 | 71 | 3 | 12 | 9 | 0 | 0 | 0 | 0 | 0 | 0 | 0 | 0 | 0 | 0 | 0 | 1 |  | 3 | 12 | 3 | 11
| 1690 | 71 | 3 | 12 | 10 | 0 | 0 | 0 | 0 | 0 | 0 | 0 | 0 | 0 | 0 | 0 | 1 |  | 3 | 12 | 3 | 11
| 1691 | 71 | 3 | 12 | 11 | 0 | 0 | 0 | 0 | 0 | 0 | 0 | 0 | 0 | 0 | 0 | 1 |  | 3 | 12 | 3 | 11
| 1692 | 71 | 3 | 12 | 12 | 0 | 0 | 0 | 0 | 0 | 0 | 0 | 0 | 0 | 0 | 0 | 1 |  | 3 | 12 | 3 | 11
| 1693 | 71 | 3 | 12 | 13 | 0 | 0 | 0 | 0 | 0 | 0 | 0 | 0 | 0 | 0 | 0 | 1 |  | 3 | 12 | 3 | 11
| 1694 | 71 | 3 | 12 | 14 | 0 | 0 | 0 | 0 | 0 | 0 | 0 | 0 | 0 | 0 | 0 | 1 |  | 3 | 12 | 3 | 11
| 1695 | 71 | 3 | 12 | 15 | 0 | 0 | 0 | 0 | 0 | 0 | 0 | 0 | 0 | 0 | 0 | 1 |  | 3 | 12 | 3 | 11
| 1696 | 71 | 3 | 12 | 16 | 0 | 0 | 0 | 0 | 0 | 0 | 0 | 0 | 0 | 0 | 0 | 1 |  | 3 | 12 | 3 | 11
| 1697 | 71 | 3 | 12 | 17 | 0 | 0 | 0 | 0 | 0 | 0 | 0 | 0 | 0 | 0 | 0 | 1 |  | 3 | 12 | 3 | 11
| 1698 | 71 | 3 | 12 | 18 | 0 | 0 | 0 | 0 | 0 | 0 | 0 | 0 | 0 | 0 | 0 | 1 |  | 3 | 12 | 3 | 11
| 1699 | 71 | 3 | 12 | 19 | 0 | 0 | 0 | 0 | 0 | 0 | 0 | 0 | 0 | 0 | 0 | 1 |  | 3 | 12 | 3 | 11
| 1700 | 71 | 3 | 12 | 20 | 0 | 0 | 0 | 0 | 0 | 0 | 0 | 0 | 0 | 0 | 0 | 1 |  | 3 | 12 | 3 | 11
| 1701 | 71 | 3 | 12 | 21 | 0 | 0 | 0 | 0 | 0 | 0 | 0 | 0 | 0 | 0 | 0 | 1 |  | 3 | 12 | 3 | 11
| 1702 | 71 | 3 | 12 | 22 | 0 | 0 | 0 | 0 | 0 | 0 | 0 | 0 | 0 | 0 | 0 | 1 |  | 3 | 12 | 3 | 11
| 1703 | 71 | 3 | 12 | 23 | 0 | 0 | 0 | 0 | 0 | 0 | 0 | 0 | 0 | 0 | 0 | 1 |  | 3 | 12 | 3 | 11
| 1704 | 71 | 3 | 12 | 24 | 0 | 0 | 0 | 0 | 0 | 0 | 0 | 0 | 0 | 0 | 0 | 1 |  | 3 | 12 | 3 | 11
| 1705 | 72 | 3 | 13 | 1 | 0 | 0 | 0 | 0 | 0 | 0 | 0 | 0 | 0 | 0 | 0 | 1 |  | 3 | 13 | 3 | 12
| 1706 | 72 | 3 | 13 | 2 | 0 | 0 | 0 | 0 | 0 | 0 | 0 | 0 | 0 | 0 | 0 | 1 |  | 3 | 13 | 3 | 12
| 1707 | 72 | 3 | 13 | 3 | 0 | 0 | 0 | 0 | 0 | 0 | 0 | 0 | 0 | 0 | 0 | 1 |  | 3 | 13 | 3 | 12
| 1708 | 72 | 3 | 13 | 4 | 0 | 0 | 0 | 0 | 0 | 0 | 0 | 0 | 0 | 0 | 0 | 1 |  | 3 | 13 | 3 | 12
| 1709 | 72 | 3 | 13 | 5 | 0 | 0 | 0 | 0 | 0 | 0 | 0 | 0 | 0 | 0 | 0 | 1 |  | 3 | 13 | 3 | 12
| 1710 | 72 | 3 | 13 | 6 | 0 | 0 | 0 | 0 | 0 | 0 | 0 | 0 | 0 | 0 | 0 | 1 |  | 3 | 13 | 3 | 12
| 1711 | 72 | 3 | 13 | 7 | 0 | 0 | 0 | 0 | 0 | 0 | 0 | 0 | 0 | 0 | 0 | 1 |  | 3 | 13 | 3 | 12
| 1712 | 72 | 3 | 13 | 8 | 0 | 0 | 0 | 0 | 0 | 0 | 0 | 0 | 0 | 0 | 0 | 1 |  | 3 | 13 | 3 | 12
| 1713 | 72 | 3 | 13 | 9 | 0 | 0 | 0 | 0 | 0 | 0 | 0 | 0 | 0 | 0 | 0 | 1 |  | 3 | 13 | 3 | 12
| 1714 | 72 | 3 | 13 | 10 | 0 | 0 | 0 | 0 | 0 | 0 | 0 | 0 | 0 | 0 | 0 | 1 |  | 3 | 13 | 3 | 12
| 1715 | 72 | 3 | 13 | 11 | 0 | 0 | 0 | 0 | 0 | 0 | 0 | 0 | 0 | 0 | 0 | 1 |  | 3 | 13 | 3 | 12
| 1716 | 72 | 3 | 13 | 12 | 0 | 0 | 0 | 0 | 0 | 0 | 0 | 0 | 0 | 0 | 0 | 1 |  | 3 | 13 | 3 | 12
| 1717 | 72 | 3 | 13 | 13 | 0 | 0 | 0 | 0 | 0 | 0 | 0 | 0 | 0 | 0 | 0 | 1 |  | 3 | 13 | 3 | 12
| 1718 | 72 | 3 | 13 | 14 | 0 | 0 | 0 | 0 | 0 | 0 | 0 | 0 | 0 | 0 | 0 | 1 |  | 3 | 13 | 3 | 12
| 1719 | 72 | 3 | 13 | 15 | 0 | 0 | 0 | 0 | 0 | 0 | 0 | 0 | 0 | 0 | 0 | 1 |  | 3 | 13 | 3 | 12
| 1720 | 72 | 3 | 13 | 16 | 0 | 0 | 0 | 0 | 0 | 0 | 0 | 0 | 0 | 0 | 0 | 1 |  | 3 | 13 | 3 | 12
| 1721 | 72 | 3 | 13 | 17 | 0 | 0 | 0 | 0 | 0 | 0 | 0 | 0 | 0 | 0 | 0 | 1 |  | 3 | 13 | 3 | 12
| 1722 | 72 | 3 | 13 | 18 | 0 | 0 | 0 | 0 | 0 | 0 | 0 | 0 | 0 | 0 | 0 | 1 |  | 3 | 13 | 3 | 12
| 1723 | 72 | 3 | 13 | 19 | 0 | 0 | 0 | 0 | 0 | 0 | 0 | 0 | 0 | 0 | 0 | 1 |  | 3 | 13 | 3 | 12
| 1724 | 72 | 3 | 13 | 20 | 0 | 0 | 0 | 0 | 0 | 0 | 0 | 0 | 0 | 0 | 0 | 1 |  | 3 | 13 | 3 | 12
| 1725 | 72 | 3 | 13 | 21 | 0 | 0 | 0 | 0 | 0 | 0 | 0 | 0 | 0 | 0 | 0 | 1 |  | 3 | 13 | 3 | 12
| 1726 | 72 | 3 | 13 | 22 | 0 | 0 | 0 | 0 | 0 | 0 | 0 | 0 | 0 | 0 | 0 | 1 |  | 3 | 13 | 3 | 12
| 1727 | 72 | 3 | 13 | 23 | 0 | 0 | 0 | 0 | 0 | 0 | 0 | 0 | 0 | 0 | 0 | 1 |  | 3 | 13 | 3 | 12
| 1728 | 72 | 3 | 13 | 24 | 0 | 0 | 0 | 0 | 0 | 0 | 0 | 0 | 0 | 0 | 0 | 1 |  | 3 | 13 | 3 | 12
| 1729 | 73 | 3 | 14 | 1 | 0 | 0 | 1 | 0 | 0 | 0 | 0 | 0 | 0 | 0 | 0 | 1 |  | 3 | 14 | 3 | 13
| 1730 | 73 | 3 | 14 | 2 | 0 | 0 | 1 | 0 | 0 | 0 | 0 | 0 | 0 | 0 | 0 | 1 |  | 3 | 14 | 3 | 13
| 1731 | 73 | 3 | 14 | 3 | 0 | 0 | 1 | 0 | 0 | 0 | 0 | 0 | 0 | 0 | 0 | 1 |  | 3 | 14 | 3 | 13
| 1732 | 73 | 3 | 14 | 4 | 0 | 0 | 1 | 0 | 0 | 0 | 0 | 0 | 0 | 0 | 0 | 1 |  | 3 | 14 | 3 | 13
| 1733 | 73 | 3 | 14 | 5 | 0 | 0 | 1 | 0 | 0 | 0 | 0 | 0 | 0 | 0 | 0 | 1 |  | 3 | 14 | 3 | 13
| 1734 | 73 | 3 | 14 | 6 | 0 | 0 | 1 | 0 | 0 | 0 | 0 | 0 | 0 | 0 | 0 | 1 |  | 3 | 14 | 3 | 13
| 1735 | 73 | 3 | 14 | 7 | 0 | 0 | 1 | 0 | 0 | 0 | 0 | 0 | 0 | 0 | 0 | 1 |  | 3 | 14 | 3 | 13
| 1736 | 73 | 3 | 14 | 8 | 0 | 0 | 1 | 0 | 0 | 0 | 0 | 0 | 0 | 0 | 0 | 1 |  | 3 | 14 | 3 | 13
| 1737 | 73 | 3 | 14 | 9 | 0 | 0 | 1 | 0 | 0 | 0 | 0 | 0 | 0 | 0 | 0 | 1 |  | 3 | 14 | 3 | 13
| 1738 | 73 | 3 | 14 | 10 | 0 | 0 | 1 | 0 | 0 | 0 | 0 | 0 | 0 | 0 | 0 | 1 |  | 3 | 14 | 3 | 13
| 1739 | 73 | 3 | 14 | 11 | 0 | 0 | 1 | 0 | 0 | 0 | 0 | 0 | 0 | 0 | 0 | 1 |  | 3 | 14 | 3 | 13
| 1740 | 73 | 3 | 14 | 12 | 0 | 0 | 1 | 0 | 0 | 0 | 0 | 0 | 0 | 0 | 0 | 1 |  | 3 | 14 | 3 | 13
| 1741 | 73 | 3 | 14 | 13 | 0 | 0 | 1 | 0 | 0 | 0 | 0 | 0 | 0 | 0 | 0 | 1 |  | 3 | 14 | 3 | 13
| 1742 | 73 | 3 | 14 | 14 | 0 | 0 | 1 | 0 | 0 | 0 | 0 | 0 | 0 | 0 | 0 | 1 |  | 3 | 14 | 3 | 13
| 1743 | 73 | 3 | 14 | 15 | 0 | 0 | 1 | 0 | 0 | 0 | 0 | 0 | 0 | 0 | 0 | 1 |  | 3 | 14 | 3 | 13
| 1744 | 73 | 3 | 14 | 16 | 0 | 0 | 1 | 0 | 0 | 0 | 0 | 0 | 0 | 0 | 0 | 1 |  | 3 | 14 | 3 | 13
| 1745 | 73 | 3 | 14 | 17 | 0 | 0 | 1 | 0 | 0 | 0 | 0 | 0 | 0 | 0 | 0 | 1 |  | 3 | 14 | 3 | 13
| 1746 | 73 | 3 | 14 | 18 | 0 | 0 | 1 | 0 | 0 | 0 | 0 | 0 | 0 | 0 | 0 | 1 |  | 3 | 14 | 3 | 13
| 1747 | 73 | 3 | 14 | 19 | 0 | 0 | 1 | 0 | 0 | 0 | 0 | 0 | 0 | 0 | 0 | 1 |  | 3 | 14 | 3 | 13
| 1748 | 73 | 3 | 14 | 20 | 0 | 0 | 1 | 0 | 0 | 0 | 0 | 0 | 0 | 0 | 0 | 1 |  | 3 | 14 | 3 | 13
| 1749 | 73 | 3 | 14 | 21 | 0 | 0 | 1 | 0 | 0 | 0 | 0 | 0 | 0 | 0 | 0 | 1 |  | 3 | 14 | 3 | 13
| 1750 | 73 | 3 | 14 | 22 | 0 | 0 | 1 | 0 | 0 | 0 | 0 | 0 | 0 | 0 | 0 | 1 |  | 3 | 14 | 3 | 13
| 1751 | 73 | 3 | 14 | 23 | 0 | 0 | 1 | 0 | 0 | 0 | 0 | 0 | 0 | 0 | 0 | 1 |  | 3 | 14 | 3 | 13
| 1752 | 73 | 3 | 14 | 24 | 0 | 0 | 1 | 0 | 0 | 0 | 0 | 0 | 0 | 0 | 0 | 1 |  | 3 | 14 | 3 | 13
| 1753 | 74 | 3 | 15 | 1 | 0 | 0 | 1 | 0 | 0 | 0 | 0 | 0 | 0 | 0 | 0 | 1 |  | 3 | 15 | 3 | 14
| 1754 | 74 | 3 | 15 | 2 | 0 | 0 | 1 | 0 | 0 | 0 | 0 | 0 | 0 | 0 | 0 | 1 |  | 3 | 15 | 3 | 14
| 1755 | 74 | 3 | 15 | 3 | 0 | 0 | 1 | 0 | 0 | 0 | 0 | 0 | 0 | 0 | 0 | 1 |  | 3 | 15 | 3 | 14
| 1756 | 74 | 3 | 15 | 4 | 0 | 0 | 1 | 0 | 0 | 0 | 0 | 0 | 0 | 0 | 0 | 1 |  | 3 | 15 | 3 | 14
| 1757 | 74 | 3 | 15 | 5 | 0 | 0 | 1 | 0 | 0 | 0 | 0 | 0 | 0 | 0 | 0 | 1 |  | 3 | 15 | 3 | 14
| 1758 | 74 | 3 | 15 | 6 | 0 | 0 | 1 | 0 | 0 | 0 | 0 | 0 | 0 | 0 | 0 | 1 |  | 3 | 15 | 3 | 14
| 1759 | 74 | 3 | 15 | 7 | 0 | 0 | 1 | 0 | 0 | 0 | 0 | 0 | 0 | 0 | 0 | 1 |  | 3 | 15 | 3 | 14
| 1760 | 74 | 3 | 15 | 8 | 0 | 0 | 1 | 0 | 0 | 0 | 0 | 0 | 0 | 0 | 0 | 1 |  | 3 | 15 | 3 | 14
| 1761 | 74 | 3 | 15 | 9 | 0 | 0 | 1 | 0 | 0 | 0 | 0 | 0 | 0 | 0 | 0 | 1 |  | 3 | 15 | 3 | 14
| 1762 | 74 | 3 | 15 | 10 | 0 | 0 | 1 | 0 | 0 | 0 | 0 | 0 | 0 | 0 | 0 | 1 |  | 3 | 15 | 3 | 14
| 1763 | 74 | 3 | 15 | 11 | 0 | 0 | 1 | 0 | 0 | 0 | 0 | 0 | 0 | 0 | 0 | 1 |  | 3 | 15 | 3 | 14
| 1764 | 74 | 3 | 15 | 12 | 0 | 0 | 1 | 0 | 0 | 0 | 0 | 0 | 0 | 0 | 0 | 1 |  | 3 | 15 | 3 | 14
| 1765 | 74 | 3 | 15 | 13 | 0 | 0 | 1 | 0 | 0 | 0 | 0 | 0 | 0 | 0 | 0 | 1 |  | 3 | 15 | 3 | 14
| 1766 | 74 | 3 | 15 | 14 | 0 | 0 | 1 | 0 | 0 | 0 | 0 | 0 | 0 | 0 | 0 | 1 |  | 3 | 15 | 3 | 14
| 1767 | 74 | 3 | 15 | 15 | 0 | 0 | 1 | 0 | 0 | 0 | 0 | 0 | 0 | 0 | 0 | 1 |  | 3 | 15 | 3 | 14
| 1768 | 74 | 3 | 15 | 16 | 0 | 0 | 1 | 0 | 0 | 0 | 0 | 0 | 0 | 0 | 0 | 1 |  | 3 | 15 | 3 | 14
| 1769 | 74 | 3 | 15 | 17 | 0 | 0 | 1 | 0 | 0 | 0 | 0 | 0 | 0 | 0 | 0 | 1 |  | 3 | 15 | 3 | 14
| 1770 | 74 | 3 | 15 | 18 | 0 | 0 | 1 | 0 | 0 | 0 | 0 | 0 | 0 | 0 | 0 | 1 |  | 3 | 15 | 3 | 14
| 1771 | 74 | 3 | 15 | 19 | 0 | 0 | 1 | 0 | 0 | 0 | 0 | 0 | 0 | 0 | 0 | 1 |  | 3 | 15 | 3 | 14
| 1772 | 74 | 3 | 15 | 20 | 0 | 0 | 1 | 0 | 0 | 0 | 0 | 0 | 0 | 0 | 0 | 1 |  | 3 | 15 | 3 | 14
| 1773 | 74 | 3 | 15 | 21 | 0 | 0 | 1 | 0 | 0 | 0 | 0 | 0 | 0 | 0 | 0 | 1 |  | 3 | 15 | 3 | 14
| 1774 | 74 | 3 | 15 | 22 | 0 | 0 | 1 | 0 | 0 | 0 | 0 | 0 | 0 | 0 | 0 | 1 |  | 3 | 15 | 3 | 14
| 1775 | 74 | 3 | 15 | 23 | 0 | 0 | 1 | 0 | 0 | 0 | 0 | 0 | 0 | 0 | 0 | 1 |  | 3 | 15 | 3 | 14
| 1776 | 74 | 3 | 15 | 24 | 0 | 0 | 1 | 0 | 0 | 0 | 0 | 0 | 0 | 0 | 0 | 1 |  | 3 | 15 | 3 | 14
| 1777 | 75 | 3 | 16 | 1 | 0 | 0 | 1 | 0 | 0 | 0 | 0 | 0 | 0 | 0 | 0 | 1 |  | 3 | 16 | 3 | 15
| 1778 | 75 | 3 | 16 | 2 | 0 | 0 | 1 | 0 | 0 | 0 | 0 | 0 | 0 | 0 | 0 | 1 |  | 3 | 16 | 3 | 15
| 1779 | 75 | 3 | 16 | 3 | 0 | 0 | 1 | 0 | 0 | 0 | 0 | 0 | 0 | 0 | 0 | 1 |  | 3 | 16 | 3 | 15
| 1780 | 75 | 3 | 16 | 4 | 0 | 0 | 1 | 0 | 0 | 0 | 0 | 0 | 0 | 0 | 0 | 1 |  | 3 | 16 | 3 | 15
| 1781 | 75 | 3 | 16 | 5 | 0 | 0 | 1 | 0 | 0 | 0 | 0 | 0 | 0 | 0 | 0 | 1 |  | 3 | 16 | 3 | 15
| 1782 | 75 | 3 | 16 | 6 | 0 | 0 | 1 | 0 | 0 | 0 | 0 | 0 | 0 | 0 | 0 | 1 |  | 3 | 16 | 3 | 15
| 1783 | 75 | 3 | 16 | 7 | 0 | 0 | 1 | 0 | 0 | 0 | 0 | 0 | 0 | 0 | 0 | 1 |  | 3 | 16 | 3 | 15
| 1784 | 75 | 3 | 16 | 8 | 0 | 0 | 1 | 0 | 0 | 0 | 0 | 0 | 0 | 0 | 0 | 1 |  | 3 | 16 | 3 | 15
| 1785 | 75 | 3 | 16 | 9 | 0 | 0 | 1 | 0 | 0 | 0 | 0 | 0 | 0 | 0 | 0 | 1 |  | 3 | 16 | 3 | 15
| 1786 | 75 | 3 | 16 | 10 | 0 | 0 | 1 | 0 | 0 | 0 | 0 | 0 | 0 | 0 | 0 | 1 |  | 3 | 16 | 3 | 15
| 1787 | 75 | 3 | 16 | 11 | 0 | 0 | 1 | 0 | 0 | 0 | 0 | 0 | 0 | 0 | 0 | 1 |  | 3 | 16 | 3 | 15
| 1788 | 75 | 3 | 16 | 12 | 0 | 0 | 1 | 0 | 0 | 0 | 0 | 0 | 0 | 0 | 0 | 1 |  | 3 | 16 | 3 | 15
| 1789 | 75 | 3 | 16 | 13 | 0 | 0 | 1 | 0 | 0 | 0 | 0 | 0 | 0 | 0 | 0 | 1 |  | 3 | 16 | 3 | 15
| 1790 | 75 | 3 | 16 | 14 | 0 | 0 | 1 | 0 | 0 | 0 | 0 | 0 | 0 | 0 | 0 | 1 |  | 3 | 16 | 3 | 15
| 1791 | 75 | 3 | 16 | 15 | 0 | 0 | 1 | 0 | 0 | 0 | 0 | 0 | 0 | 0 | 0 | 1 |  | 3 | 16 | 3 | 15
| 1792 | 75 | 3 | 16 | 16 | 0 | 0 | 1 | 0 | 0 | 0 | 0 | 0 | 0 | 0 | 0 | 1 |  | 3 | 16 | 3 | 15
| 1793 | 75 | 3 | 16 | 17 | 0 | 0 | 1 | 0 | 0 | 0 | 0 | 0 | 0 | 0 | 0 | 1 |  | 3 | 16 | 3 | 15
| 1794 | 75 | 3 | 16 | 18 | 0 | 0 | 1 | 0 | 0 | 0 | 0 | 0 | 0 | 0 | 0 | 1 |  | 3 | 16 | 3 | 15
| 1795 | 75 | 3 | 16 | 19 | 0 | 0 | 1 | 0 | 0 | 0 | 0 | 0 | 0 | 0 | 0 | 1 |  | 3 | 16 | 3 | 15
| 1796 | 75 | 3 | 16 | 20 | 0 | 0 | 1 | 0 | 0 | 0 | 0 | 0 | 0 | 0 | 0 | 1 |  | 3 | 16 | 3 | 15
| 1797 | 75 | 3 | 16 | 21 | 0 | 0 | 1 | 0 | 0 | 0 | 0 | 0 | 0 | 0 | 0 | 1 |  | 3 | 16 | 3 | 15
| 1798 | 75 | 3 | 16 | 22 | 0 | 0 | 1 | 0 | 0 | 0 | 0 | 0 | 0 | 0 | 0 | 1 |  | 3 | 16 | 3 | 15
| 1799 | 75 | 3 | 16 | 23 | 0 | 0 | 1 | 0 | 0 | 0 | 0 | 0 | 0 | 0 | 0 | 1 |  | 3 | 16 | 3 | 15
| 1800 | 75 | 3 | 16 | 24 | 0 | 0 | 1 | 0 | 0 | 0 | 0 | 0 | 0 | 0 | 0 | 1 |  | 3 | 16 | 3 | 15
| 1801 | 76 | 3 | 17 | 1 | 0 | 0 | 1 | 0 | 0 | 0 | 0 | 0 | 0 | 0 | 0 | 1 |  | 3 | 17 | 3 | 16
| 1802 | 76 | 3 | 17 | 2 | 0 | 0 | 1 | 0 | 0 | 0 | 0 | 0 | 0 | 0 | 0 | 1 |  | 3 | 17 | 3 | 16
| 1803 | 76 | 3 | 17 | 3 | 0 | 0 | 1 | 0 | 0 | 0 | 0 | 0 | 0 | 0 | 0 | 1 |  | 3 | 17 | 3 | 16
| 1804 | 76 | 3 | 17 | 4 | 0 | 0 | 1 | 0 | 0 | 0 | 0 | 0 | 0 | 0 | 0 | 1 |  | 3 | 17 | 3 | 16
| 1805 | 76 | 3 | 17 | 5 | 0 | 0 | 1 | 0 | 0 | 0 | 0 | 0 | 0 | 0 | 0 | 1 |  | 3 | 17 | 3 | 16
| 1806 | 76 | 3 | 17 | 6 | 0 | 0 | 1 | 0 | 0 | 0 | 0 | 0 | 0 | 0 | 0 | 1 |  | 3 | 17 | 3 | 16
| 1807 | 76 | 3 | 17 | 7 | 0 | 0 | 1 | 0 | 0 | 0 | 0 | 0 | 0 | 0 | 0 | 1 |  | 3 | 17 | 3 | 16
| 1808 | 76 | 3 | 17 | 8 | 0 | 0 | 1 | 0 | 0 | 0 | 0 | 0 | 0 | 0 | 0 | 1 |  | 3 | 17 | 3 | 16
| 1809 | 76 | 3 | 17 | 9 | 0 | 0 | 1 | 0 | 0 | 0 | 0 | 0 | 0 | 0 | 0 | 1 |  | 3 | 17 | 3 | 16
| 1810 | 76 | 3 | 17 | 10 | 0 | 0 | 1 | 0 | 0 | 0 | 0 | 0 | 0 | 0 | 0 | 1 |  | 3 | 17 | 3 | 16
| 1811 | 76 | 3 | 17 | 11 | 0 | 0 | 1 | 0 | 0 | 0 | 0 | 0 | 0 | 0 | 0 | 1 |  | 3 | 17 | 3 | 16
| 1812 | 76 | 3 | 17 | 12 | 0 | 0 | 1 | 0 | 0 | 0 | 0 | 0 | 0 | 0 | 0 | 1 |  | 3 | 17 | 3 | 16
| 1813 | 76 | 3 | 17 | 13 | 0 | 0 | 1 | 0 | 0 | 0 | 0 | 0 | 0 | 0 | 0 | 1 |  | 3 | 17 | 3 | 16
| 1814 | 76 | 3 | 17 | 14 | 0 | 0 | 1 | 0 | 0 | 0 | 0 | 0 | 0 | 0 | 0 | 1 |  | 3 | 17 | 3 | 16
| 1815 | 76 | 3 | 17 | 15 | 0 | 0 | 1 | 0 | 0 | 0 | 0 | 0 | 0 | 0 | 0 | 1 |  | 3 | 17 | 3 | 16
| 1816 | 76 | 3 | 17 | 16 | 0 | 0 | 1 | 0 | 0 | 0 | 0 | 0 | 0 | 0 | 0 | 1 |  | 3 | 17 | 3 | 16
| 1817 | 76 | 3 | 17 | 17 | 0 | 0 | 1 | 0 | 0 | 0 | 0 | 0 | 0 | 0 | 0 | 1 |  | 3 | 17 | 3 | 16
| 1818 | 76 | 3 | 17 | 18 | 0 | 0 | 1 | 0 | 0 | 0 | 0 | 0 | 0 | 0 | 0 | 1 |  | 3 | 17 | 3 | 16
| 1819 | 76 | 3 | 17 | 19 | 0 | 0 | 1 | 0 | 0 | 0 | 0 | 0 | 0 | 0 | 0 | 1 |  | 3 | 17 | 3 | 16
| 1820 | 76 | 3 | 17 | 20 | 0 | 0 | 1 | 0 | 0 | 0 | 0 | 0 | 0 | 0 | 0 | 1 |  | 3 | 17 | 3 | 16
| 1821 | 76 | 3 | 17 | 21 | 0 | 0 | 1 | 0 | 0 | 0 | 0 | 0 | 0 | 0 | 0 | 1 |  | 3 | 17 | 3 | 16
| 1822 | 76 | 3 | 17 | 22 | 0 | 0 | 1 | 0 | 0 | 0 | 0 | 0 | 0 | 0 | 0 | 1 |  | 3 | 17 | 3 | 16
| 1823 | 76 | 3 | 17 | 23 | 0 | 0 | 1 | 0 | 0 | 0 | 0 | 0 | 0 | 0 | 0 | 1 |  | 3 | 17 | 3 | 16
| 1824 | 76 | 3 | 17 | 24 | 0 | 0 | 1 | 0 | 0 | 0 | 0 | 0 | 0 | 0 | 0 | 1 |  | 3 | 17 | 3 | 16
| 1825 | 77 | 3 | 18 | 1 | 0 | 0 | 1 | 0 | 0 | 0 | 0 | 0 | 0 | 0 | 0 | 1 |  | 3 | 18 | 3 | 17
| 1826 | 77 | 3 | 18 | 2 | 0 | 0 | 1 | 0 | 0 | 0 | 0 | 0 | 0 | 0 | 0 | 1 |  | 3 | 18 | 3 | 17
| 1827 | 77 | 3 | 18 | 3 | 0 | 0 | 1 | 0 | 0 | 0 | 0 | 0 | 0 | 0 | 0 | 1 |  | 3 | 18 | 3 | 17
| 1828 | 77 | 3 | 18 | 4 | 0 | 0 | 1 | 0 | 0 | 0 | 0 | 0 | 0 | 0 | 0 | 1 |  | 3 | 18 | 3 | 17
| 1829 | 77 | 3 | 18 | 5 | 0 | 0 | 1 | 0 | 0 | 0 | 0 | 0 | 0 | 0 | 0 | 1 |  | 3 | 18 | 3 | 17
| 1830 | 77 | 3 | 18 | 6 | 0 | 0 | 1 | 0 | 0 | 0 | 0 | 0 | 0 | 0 | 0 | 1 |  | 3 | 18 | 3 | 17
| 1831 | 77 | 3 | 18 | 7 | 0 | 0 | 1 | 0 | 0 | 0 | 0 | 0 | 0 | 0 | 0 | 1 |  | 3 | 18 | 3 | 17
| 1832 | 77 | 3 | 18 | 8 | 0 | 0 | 1 | 0 | 0 | 0 | 0 | 0 | 0 | 0 | 0 | 1 |  | 3 | 18 | 3 | 17
| 1833 | 77 | 3 | 18 | 9 | 0 | 0 | 1 | 0 | 0 | 0 | 0 | 0 | 0 | 0 | 0 | 1 |  | 3 | 18 | 3 | 17
| 1834 | 77 | 3 | 18 | 10 | 0 | 0 | 1 | 0 | 0 | 0 | 0 | 0 | 0 | 0 | 0 | 1 |  | 3 | 18 | 3 | 17
| 1835 | 77 | 3 | 18 | 11 | 0 | 0 | 1 | 0 | 0 | 0 | 0 | 0 | 0 | 0 | 0 | 1 |  | 3 | 18 | 3 | 17
| 1836 | 77 | 3 | 18 | 12 | 0 | 0 | 1 | 0 | 0 | 0 | 0 | 0 | 0 | 0 | 0 | 1 |  | 3 | 18 | 3 | 17
| 1837 | 77 | 3 | 18 | 13 | 0 | 0 | 1 | 0 | 0 | 0 | 0 | 0 | 0 | 0 | 0 | 1 |  | 3 | 18 | 3 | 17
| 1838 | 77 | 3 | 18 | 14 | 0 | 0 | 1 | 0 | 0 | 0 | 0 | 0 | 0 | 0 | 0 | 1 |  | 3 | 18 | 3 | 17
| 1839 | 77 | 3 | 18 | 15 | 0 | 0 | 1 | 0 | 0 | 0 | 0 | 0 | 0 | 0 | 0 | 1 |  | 3 | 18 | 3 | 17
| 1840 | 77 | 3 | 18 | 16 | 0 | 0 | 1 | 0 | 0 | 0 | 0 | 0 | 0 | 0 | 0 | 1 |  | 3 | 18 | 3 | 17
| 1841 | 77 | 3 | 18 | 17 | 0 | 0 | 1 | 0 | 0 | 0 | 0 | 0 | 0 | 0 | 0 | 1 |  | 3 | 18 | 3 | 17
| 1842 | 77 | 3 | 18 | 18 | 0 | 0 | 1 | 0 | 0 | 0 | 0 | 0 | 0 | 0 | 0 | 1 |  | 3 | 18 | 3 | 17
| 1843 | 77 | 3 | 18 | 19 | 0 | 0 | 1 | 0 | 0 | 0 | 0 | 0 | 0 | 0 | 0 | 1 |  | 3 | 18 | 3 | 17
| 1844 | 77 | 3 | 18 | 20 | 0 | 0 | 1 | 0 | 0 | 0 | 0 | 0 | 0 | 0 | 0 | 1 |  | 3 | 18 | 3 | 17
| 1845 | 77 | 3 | 18 | 21 | 0 | 0 | 1 | 0 | 0 | 0 | 0 | 0 | 0 | 0 | 0 | 1 |  | 3 | 18 | 3 | 17
| 1846 | 77 | 3 | 18 | 22 | 0 | 0 | 1 | 0 | 0 | 0 | 0 | 0 | 0 | 0 | 0 | 1 |  | 3 | 18 | 3 | 17
| 1847 | 77 | 3 | 18 | 23 | 0 | 0 | 1 | 0 | 0 | 0 | 0 | 0 | 0 | 0 | 0 | 1 |  | 3 | 18 | 3 | 17
| 1848 | 77 | 3 | 18 | 24 | 0 | 0 | 1 | 0 | 0 | 0 | 0 | 0 | 0 | 0 | 0 | 1 |  | 3 | 18 | 3 | 17
| 1849 | 78 | 3 | 19 | 1 | 0 | 0 | 0 | 0 | 0 | 0 | 0 | 0 | 0 | 0 | 0 | 1 |  | 3 | 19 | 3 | 18
| 1850 | 78 | 3 | 19 | 2 | 0 | 0 | 0 | 0 | 0 | 0 | 0 | 0 | 0 | 0 | 0 | 1 |  | 3 | 19 | 3 | 18
| 1851 | 78 | 3 | 19 | 3 | 0 | 0 | 0 | 0 | 0 | 0 | 0 | 0 | 0 | 0 | 0 | 1 |  | 3 | 19 | 3 | 18
| 1852 | 78 | 3 | 19 | 4 | 0 | 0 | 0 | 0 | 0 | 0 | 0 | 0 | 0 | 0 | 0 | 1 |  | 3 | 19 | 3 | 18
| 1853 | 78 | 3 | 19 | 5 | 0 | 0 | 0 | 0 | 0 | 0 | 0 | 0 | 0 | 0 | 0 | 1 |  | 3 | 19 | 3 | 18
| 1854 | 78 | 3 | 19 | 6 | 0 | 0 | 0 | 0 | 0 | 0 | 0 | 0 | 0 | 0 | 0 | 1 |  | 3 | 19 | 3 | 18
| 1855 | 78 | 3 | 19 | 7 | 0 | 0 | 0 | 0 | 0 | 0 | 0 | 0 | 0 | 0 | 0 | 1 |  | 3 | 19 | 3 | 18
| 1856 | 78 | 3 | 19 | 8 | 0 | 0 | 0 | 0 | 0 | 0 | 0 | 0 | 0 | 0 | 0 | 1 |  | 3 | 19 | 3 | 18
| 1857 | 78 | 3 | 19 | 9 | 0 | 0 | 0 | 0 | 0 | 0 | 0 | 0 | 0 | 0 | 0 | 1 |  | 3 | 19 | 3 | 18
| 1858 | 78 | 3 | 19 | 10 | 0 | 0 | 0 | 0 | 0 | 0 | 0 | 0 | 0 | 0 | 0 | 1 |  | 3 | 19 | 3 | 18
| 1859 | 78 | 3 | 19 | 11 | 0 | 0 | 0 | 0 | 0 | 0 | 0 | 0 | 0 | 0 | 0 | 1 |  | 3 | 19 | 3 | 18
| 1860 | 78 | 3 | 19 | 12 | 0 | 0 | 0 | 0 | 0 | 0 | 0 | 0 | 0 | 0 | 0 | 1 |  | 3 | 19 | 3 | 18
| 1861 | 78 | 3 | 19 | 13 | 0 | 0 | 0 | 0 | 0 | 0 | 0 | 0 | 0 | 0 | 0 | 1 |  | 3 | 19 | 3 | 18
| 1862 | 78 | 3 | 19 | 14 | 0 | 0 | 0 | 0 | 0 | 0 | 0 | 0 | 0 | 0 | 0 | 1 |  | 3 | 19 | 3 | 18
| 1863 | 78 | 3 | 19 | 15 | 0 | 0 | 0 | 0 | 0 | 0 | 0 | 0 | 0 | 0 | 0 | 1 |  | 3 | 19 | 3 | 18
| 1864 | 78 | 3 | 19 | 16 | 0 | 0 | 0 | 0 | 0 | 0 | 0 | 0 | 0 | 0 | 0 | 1 |  | 3 | 19 | 3 | 18
| 1865 | 78 | 3 | 19 | 17 | 0 | 0 | 0 | 0 | 0 | 0 | 0 | 0 | 0 | 0 | 0 | 1 |  | 3 | 19 | 3 | 18
| 1866 | 78 | 3 | 19 | 18 | 0 | 0 | 0 | 0 | 0 | 0 | 0 | 0 | 0 | 0 | 0 | 1 |  | 3 | 19 | 3 | 18
| 1867 | 78 | 3 | 19 | 19 | 0 | 0 | 0 | 0 | 0 | 0 | 0 | 0 | 0 | 0 | 0 | 1 |  | 3 | 19 | 3 | 18
| 1868 | 78 | 3 | 19 | 20 | 0 | 0 | 0 | 0 | 0 | 0 | 0 | 0 | 0 | 0 | 0 | 1 |  | 3 | 19 | 3 | 18
| 1869 | 78 | 3 | 19 | 21 | 0 | 0 | 0 | 0 | 0 | 0 | 0 | 0 | 0 | 0 | 0 | 1 |  | 3 | 19 | 3 | 18
| 1870 | 78 | 3 | 19 | 22 | 0 | 0 | 0 | 0 | 0 | 0 | 0 | 0 | 0 | 0 | 0 | 1 |  | 3 | 19 | 3 | 18
| 1871 | 78 | 3 | 19 | 23 | 0 | 0 | 0 | 0 | 0 | 0 | 0 | 0 | 0 | 0 | 0 | 1 |  | 3 | 19 | 3 | 18
| 1872 | 78 | 3 | 19 | 24 | 0 | 0 | 0 | 0 | 0 | 0 | 0 | 0 | 0 | 0 | 0 | 1 |  | 3 | 19 | 3 | 18
| 1873 | 79 | 3 | 20 | 1 | 0 | 0 | 0 | 0 | 0 | 0 | 0 | 0 | 0 | 0 | 0 | 1 |  | 3 | 20 | 3 | 19
| 1874 | 79 | 3 | 20 | 2 | 0 | 0 | 0 | 0 | 0 | 0 | 0 | 0 | 0 | 0 | 0 | 1 |  | 3 | 20 | 3 | 19
| 1875 | 79 | 3 | 20 | 3 | 0 | 0 | 0 | 0 | 0 | 0 | 0 | 0 | 0 | 0 | 0 | 1 |  | 3 | 20 | 3 | 19
| 1876 | 79 | 3 | 20 | 4 | 0 | 0 | 0 | 0 | 0 | 0 | 0 | 0 | 0 | 0 | 0 | 1 |  | 3 | 20 | 3 | 19
| 1877 | 79 | 3 | 20 | 5 | 0 | 0 | 0 | 0 | 0 | 0 | 0 | 0 | 0 | 0 | 0 | 1 |  | 3 | 20 | 3 | 19
| 1878 | 79 | 3 | 20 | 6 | 0 | 0 | 0 | 0 | 0 | 0 | 0 | 0 | 0 | 0 | 0 | 1 |  | 3 | 20 | 3 | 19
| 1879 | 79 | 3 | 20 | 7 | 0 | 0 | 0 | 0 | 0 | 0 | 0 | 0 | 0 | 0 | 0 | 1 |  | 3 | 20 | 3 | 19
| 1880 | 79 | 3 | 20 | 8 | 0 | 0 | 0 | 0 | 0 | 0 | 0 | 0 | 0 | 0 | 0 | 1 |  | 3 | 20 | 3 | 19
| 1881 | 79 | 3 | 20 | 9 | 0 | 0 | 0 | 0 | 0 | 0 | 0 | 0 | 0 | 0 | 0 | 1 |  | 3 | 20 | 3 | 19
| 1882 | 79 | 3 | 20 | 10 | 0 | 0 | 0 | 0 | 0 | 0 | 0 | 0 | 0 | 0 | 0 | 1 |  | 3 | 20 | 3 | 19
| 1883 | 79 | 3 | 20 | 11 | 0 | 0 | 0 | 0 | 0 | 0 | 0 | 0 | 0 | 0 | 0 | 1 |  | 3 | 20 | 3 | 19
| 1884 | 79 | 3 | 20 | 12 | 0 | 0 | 0 | 0 | 0 | 0 | 0 | 0 | 0 | 0 | 0 | 1 |  | 3 | 20 | 3 | 19
| 1885 | 79 | 3 | 20 | 13 | 0 | 0 | 0 | 0 | 0 | 0 | 0 | 0 | 0 | 0 | 0 | 1 |  | 3 | 20 | 3 | 19
| 1886 | 79 | 3 | 20 | 14 | 0 | 0 | 0 | 0 | 0 | 0 | 0 | 0 | 0 | 0 | 0 | 1 |  | 3 | 20 | 3 | 19
| 1887 | 79 | 3 | 20 | 15 | 0 | 0 | 0 | 0 | 0 | 0 | 0 | 0 | 0 | 0 | 0 | 1 |  | 3 | 20 | 3 | 19
| 1888 | 79 | 3 | 20 | 16 | 0 | 0 | 0 | 0 | 0 | 0 | 0 | 0 | 0 | 0 | 0 | 1 |  | 3 | 20 | 3 | 19
| 1889 | 79 | 3 | 20 | 17 | 0 | 0 | 0 | 0 | 0 | 0 | 0 | 0 | 0 | 0 | 0 | 1 |  | 3 | 20 | 3 | 19
| 1890 | 79 | 3 | 20 | 18 | 0 | 0 | 0 | 0 | 0 | 0 | 0 | 0 | 0 | 0 | 0 | 1 |  | 3 | 20 | 3 | 19
| 1891 | 79 | 3 | 20 | 19 | 0 | 0 | 0 | 0 | 0 | 0 | 0 | 0 | 0 | 0 | 0 | 1 |  | 3 | 20 | 3 | 19
| 1892 | 79 | 3 | 20 | 20 | 0 | 0 | 0 | 0 | 0 | 0 | 0 | 0 | 0 | 0 | 0 | 1 |  | 3 | 20 | 3 | 19
| 1893 | 79 | 3 | 20 | 21 | 0 | 0 | 0 | 0 | 0 | 0 | 0 | 0 | 0 | 0 | 0 | 1 |  | 3 | 20 | 3 | 19
| 1894 | 79 | 3 | 20 | 22 | 0 | 0 | 0 | 0 | 0 | 0 | 0 | 0 | 0 | 0 | 0 | 1 |  | 3 | 20 | 3 | 19
| 1895 | 79 | 3 | 20 | 23 | 0 | 0 | 0 | 0 | 0 | 0 | 0 | 0 | 0 | 0 | 0 | 1 |  | 3 | 20 | 3 | 19
| 1896 | 79 | 3 | 20 | 24 | 0 | 0 | 0 | 0 | 0 | 0 | 0 | 0 | 0 | 0 | 0 | 1 |  | 3 | 20 | 3 | 19
| 1897 | 80 | 3 | 21 | 1 | 0 | 0 | 1 | 0 | 0 | 0 | 0 | 0 | 0 | 0 | 0 | 1 |  | 3 | 21 | 3 | 20
| 1898 | 80 | 3 | 21 | 2 | 0 | 0 | 1 | 0 | 0 | 0 | 0 | 0 | 0 | 0 | 0 | 1 |  | 3 | 21 | 3 | 20
| 1899 | 80 | 3 | 21 | 3 | 0 | 0 | 1 | 0 | 0 | 0 | 0 | 0 | 0 | 0 | 0 | 1 |  | 3 | 21 | 3 | 20
| 1900 | 80 | 3 | 21 | 4 | 0 | 0 | 1 | 0 | 0 | 0 | 0 | 0 | 0 | 0 | 0 | 1 |  | 3 | 21 | 3 | 20
| 1901 | 80 | 3 | 21 | 5 | 0 | 0 | 1 | 0 | 0 | 0 | 0 | 0 | 0 | 0 | 0 | 1 |  | 3 | 21 | 3 | 20
| 1902 | 80 | 3 | 21 | 6 | 0 | 0 | 1 | 0 | 0 | 0 | 0 | 0 | 0 | 0 | 0 | 1 |  | 3 | 21 | 3 | 20
| 1903 | 80 | 3 | 21 | 7 | 0 | 0 | 1 | 0 | 0 | 0 | 0 | 0 | 0 | 0 | 0 | 1 |  | 3 | 21 | 3 | 20
| 1904 | 80 | 3 | 21 | 8 | 0 | 0 | 1 | 0 | 0 | 0 | 0 | 0 | 0 | 0 | 0 | 1 |  | 3 | 21 | 3 | 20
| 1905 | 80 | 3 | 21 | 9 | 0 | 0 | 1 | 0 | 0 | 0 | 0 | 0 | 0 | 0 | 0 | 1 |  | 3 | 21 | 3 | 20
| 1906 | 80 | 3 | 21 | 10 | 0 | 0 | 1 | 0 | 0 | 0 | 0 | 0 | 0 | 0 | 0 | 1 |  | 3 | 21 | 3 | 20
| 1907 | 80 | 3 | 21 | 11 | 0 | 0 | 1 | 0 | 0 | 0 | 0 | 0 | 0 | 0 | 0 | 1 |  | 3 | 21 | 3 | 20
| 1908 | 80 | 3 | 21 | 12 | 0 | 0 | 1 | 0 | 0 | 0 | 0 | 0 | 0 | 0 | 0 | 1 |  | 3 | 21 | 3 | 20
| 1909 | 80 | 3 | 21 | 13 | 0 | 0 | 1 | 0 | 0 | 0 | 0 | 0 | 0 | 0 | 0 | 1 |  | 3 | 21 | 3 | 20
| 1910 | 80 | 3 | 21 | 14 | 0 | 0 | 1 | 0 | 0 | 0 | 0 | 0 | 0 | 0 | 0 | 1 |  | 3 | 21 | 3 | 20
| 1911 | 80 | 3 | 21 | 15 | 0 | 0 | 1 | 0 | 0 | 0 | 0 | 0 | 0 | 0 | 0 | 1 |  | 3 | 21 | 3 | 20
| 1912 | 80 | 3 | 21 | 16 | 0 | 0 | 1 | 0 | 0 | 0 | 0 | 0 | 0 | 0 | 0 | 1 |  | 3 | 21 | 3 | 20
| 1913 | 80 | 3 | 21 | 17 | 0 | 0 | 1 | 0 | 0 | 0 | 0 | 0 | 0 | 0 | 0 | 1 |  | 3 | 21 | 3 | 20
| 1914 | 80 | 3 | 21 | 18 | 0 | 0 | 1 | 0 | 0 | 0 | 0 | 0 | 0 | 0 | 0 | 1 |  | 3 | 21 | 3 | 20
| 1915 | 80 | 3 | 21 | 19 | 0 | 0 | 1 | 0 | 0 | 0 | 0 | 0 | 0 | 0 | 0 | 1 |  | 3 | 21 | 3 | 20
| 1916 | 80 | 3 | 21 | 20 | 0 | 0 | 1 | 0 | 0 | 0 | 0 | 0 | 0 | 0 | 0 | 1 |  | 3 | 21 | 3 | 20
| 1917 | 80 | 3 | 21 | 21 | 0 | 0 | 1 | 0 | 0 | 0 | 0 | 0 | 0 | 0 | 0 | 1 |  | 3 | 21 | 3 | 20
| 1918 | 80 | 3 | 21 | 22 | 0 | 0 | 1 | 0 | 0 | 0 | 0 | 0 | 0 | 0 | 0 | 1 |  | 3 | 21 | 3 | 20
| 1919 | 80 | 3 | 21 | 23 | 0 | 0 | 1 | 0 | 0 | 0 | 0 | 0 | 0 | 0 | 0 | 1 |  | 3 | 21 | 3 | 20
| 1920 | 80 | 3 | 21 | 24 | 0 | 0 | 1 | 0 | 0 | 0 | 0 | 0 | 0 | 0 | 0 | 1 |  | 3 | 21 | 3 | 20
| 1921 | 81 | 3 | 22 | 1 | 0 | 0 | 1 | 0 | 0 | 0 | 0 | 0 | 0 | 0 | 0 | 1 |  | 3 | 22 | 3 | 21
| 1922 | 81 | 3 | 22 | 2 | 0 | 0 | 1 | 0 | 0 | 0 | 0 | 0 | 0 | 0 | 0 | 1 |  | 3 | 22 | 3 | 21
| 1923 | 81 | 3 | 22 | 3 | 0 | 0 | 1 | 0 | 0 | 0 | 0 | 0 | 0 | 0 | 0 | 1 |  | 3 | 22 | 3 | 21
| 1924 | 81 | 3 | 22 | 4 | 0 | 0 | 1 | 0 | 0 | 0 | 0 | 0 | 0 | 0 | 0 | 1 |  | 3 | 22 | 3 | 21
| 1925 | 81 | 3 | 22 | 5 | 0 | 0 | 1 | 0 | 0 | 0 | 0 | 0 | 0 | 0 | 0 | 1 |  | 3 | 22 | 3 | 21
| 1926 | 81 | 3 | 22 | 6 | 0 | 0 | 1 | 0 | 0 | 0 | 0 | 0 | 0 | 0 | 0 | 1 |  | 3 | 22 | 3 | 21
| 1927 | 81 | 3 | 22 | 7 | 0 | 0 | 1 | 0 | 0 | 0 | 0 | 0 | 0 | 0 | 0 | 1 |  | 3 | 22 | 3 | 21
| 1928 | 81 | 3 | 22 | 8 | 0 | 0 | 1 | 0 | 0 | 0 | 0 | 0 | 0 | 0 | 0 | 1 |  | 3 | 22 | 3 | 21
| 1929 | 81 | 3 | 22 | 9 | 0 | 0 | 1 | 0 | 0 | 0 | 0 | 0 | 0 | 0 | 0 | 1 |  | 3 | 22 | 3 | 21
| 1930 | 81 | 3 | 22 | 10 | 0 | 0 | 1 | 0 | 0 | 0 | 0 | 0 | 0 | 0 | 0 | 1 |  | 3 | 22 | 3 | 21
| 1931 | 81 | 3 | 22 | 11 | 0 | 0 | 1 | 0 | 0 | 0 | 0 | 0 | 0 | 0 | 0 | 1 |  | 3 | 22 | 3 | 21
| 1932 | 81 | 3 | 22 | 12 | 0 | 0 | 1 | 0 | 0 | 0 | 0 | 0 | 0 | 0 | 0 | 1 |  | 3 | 22 | 3 | 21
| 1933 | 81 | 3 | 22 | 13 | 0 | 0 | 1 | 0 | 0 | 0 | 0 | 0 | 0 | 0 | 0 | 1 |  | 3 | 22 | 3 | 21
| 1934 | 81 | 3 | 22 | 14 | 0 | 0 | 1 | 0 | 0 | 0 | 0 | 0 | 0 | 0 | 0 | 1 |  | 3 | 22 | 3 | 21
| 1935 | 81 | 3 | 22 | 15 | 0 | 0 | 1 | 0 | 0 | 0 | 0 | 0 | 0 | 0 | 0 | 1 |  | 3 | 22 | 3 | 21
| 1936 | 81 | 3 | 22 | 16 | 0 | 0 | 1 | 0 | 0 | 0 | 0 | 0 | 0 | 0 | 0 | 1 |  | 3 | 22 | 3 | 21
| 1937 | 81 | 3 | 22 | 17 | 0 | 0 | 1 | 0 | 0 | 0 | 0 | 0 | 0 | 0 | 0 | 1 |  | 3 | 22 | 3 | 21
| 1938 | 81 | 3 | 22 | 18 | 0 | 0 | 1 | 0 | 0 | 0 | 0 | 0 | 0 | 0 | 0 | 1 |  | 3 | 22 | 3 | 21
| 1939 | 81 | 3 | 22 | 19 | 0 | 0 | 1 | 0 | 0 | 0 | 0 | 0 | 0 | 0 | 0 | 1 |  | 3 | 22 | 3 | 21
| 1940 | 81 | 3 | 22 | 20 | 0 | 0 | 1 | 0 | 0 | 0 | 0 | 0 | 0 | 0 | 0 | 1 |  | 3 | 22 | 3 | 21
| 1941 | 81 | 3 | 22 | 21 | 0 | 0 | 1 | 0 | 0 | 0 | 0 | 0 | 0 | 0 | 0 | 1 |  | 3 | 22 | 3 | 21
| 1942 | 81 | 3 | 22 | 22 | 0 | 0 | 1 | 0 | 0 | 0 | 0 | 0 | 0 | 0 | 0 | 1 |  | 3 | 22 | 3 | 21
| 1943 | 81 | 3 | 22 | 23 | 0 | 0 | 1 | 0 | 0 | 0 | 0 | 0 | 0 | 0 | 0 | 1 |  | 3 | 22 | 3 | 21
| 1944 | 81 | 3 | 22 | 24 | 0 | 0 | 1 | 0 | 0 | 0 | 0 | 0 | 0 | 0 | 0 | 1 |  | 3 | 22 | 3 | 21
| 1945 | 82 | 3 | 23 | 1 | 0 | 0 | 1 | 0 | 0 | 0 | 0 | 0 | 0 | 0 | 0 | 1 |  | 3 | 23 | 3 | 22
| 1946 | 82 | 3 | 23 | 2 | 0 | 0 | 1 | 0 | 0 | 0 | 0 | 0 | 0 | 0 | 0 | 1 |  | 3 | 23 | 3 | 22
| 1947 | 82 | 3 | 23 | 3 | 0 | 0 | 1 | 0 | 0 | 0 | 0 | 0 | 0 | 0 | 0 | 1 |  | 3 | 23 | 3 | 22
| 1948 | 82 | 3 | 23 | 4 | 0 | 0 | 1 | 0 | 0 | 0 | 0 | 0 | 0 | 0 | 0 | 1 |  | 3 | 23 | 3 | 22
| 1949 | 82 | 3 | 23 | 5 | 0 | 0 | 1 | 0 | 0 | 0 | 0 | 0 | 0 | 0 | 0 | 1 |  | 3 | 23 | 3 | 22
| 1950 | 82 | 3 | 23 | 6 | 0 | 0 | 1 | 0 | 0 | 0 | 0 | 0 | 0 | 0 | 0 | 1 |  | 3 | 23 | 3 | 22
| 1951 | 82 | 3 | 23 | 7 | 0 | 0 | 1 | 0 | 0 | 0 | 0 | 0 | 0 | 0 | 0 | 1 |  | 3 | 23 | 3 | 22
| 1952 | 82 | 3 | 23 | 8 | 0 | 0 | 1 | 0 | 0 | 0 | 0 | 0 | 0 | 0 | 0 | 1 |  | 3 | 23 | 3 | 22
| 1953 | 82 | 3 | 23 | 9 | 0 | 0 | 1 | 0 | 0 | 0 | 0 | 0 | 0 | 0 | 0 | 1 |  | 3 | 23 | 3 | 22
| 1954 | 82 | 3 | 23 | 10 | 0 | 0 | 1 | 0 | 0 | 0 | 0 | 0 | 0 | 0 | 0 | 1 |  | 3 | 23 | 3 | 22
| 1955 | 82 | 3 | 23 | 11 | 0 | 0 | 1 | 0 | 0 | 0 | 0 | 0 | 0 | 0 | 0 | 1 |  | 3 | 23 | 3 | 22
| 1956 | 82 | 3 | 23 | 12 | 0 | 0 | 1 | 0 | 0 | 0 | 0 | 0 | 0 | 0 | 0 | 1 |  | 3 | 23 | 3 | 22
| 1957 | 82 | 3 | 23 | 13 | 0 | 0 | 1 | 0 | 0 | 0 | 0 | 0 | 0 | 0 | 0 | 1 |  | 3 | 23 | 3 | 22
| 1958 | 82 | 3 | 23 | 14 | 0 | 0 | 1 | 0 | 0 | 0 | 0 | 0 | 0 | 0 | 0 | 1 |  | 3 | 23 | 3 | 22
| 1959 | 82 | 3 | 23 | 15 | 0 | 0 | 1 | 0 | 0 | 0 | 0 | 0 | 0 | 0 | 0 | 1 |  | 3 | 23 | 3 | 22
| 1960 | 82 | 3 | 23 | 16 | 0 | 0 | 1 | 0 | 0 | 0 | 0 | 0 | 0 | 0 | 0 | 1 |  | 3 | 23 | 3 | 22
| 1961 | 82 | 3 | 23 | 17 | 0 | 0 | 1 | 0 | 0 | 0 | 0 | 0 | 0 | 0 | 0 | 1 |  | 3 | 23 | 3 | 22
| 1962 | 82 | 3 | 23 | 18 | 0 | 0 | 1 | 0 | 0 | 0 | 0 | 0 | 0 | 0 | 0 | 1 |  | 3 | 23 | 3 | 22
| 1963 | 82 | 3 | 23 | 19 | 0 | 0 | 1 | 0 | 0 | 0 | 0 | 0 | 0 | 0 | 0 | 1 |  | 3 | 23 | 3 | 22
| 1964 | 82 | 3 | 23 | 20 | 0 | 0 | 1 | 0 | 0 | 0 | 0 | 0 | 0 | 0 | 0 | 1 |  | 3 | 23 | 3 | 22
| 1965 | 82 | 3 | 23 | 21 | 0 | 0 | 1 | 0 | 0 | 0 | 0 | 0 | 0 | 0 | 0 | 1 |  | 3 | 23 | 3 | 22
| 1966 | 82 | 3 | 23 | 22 | 0 | 0 | 1 | 0 | 0 | 0 | 0 | 0 | 0 | 0 | 0 | 1 |  | 3 | 23 | 3 | 22
| 1967 | 82 | 3 | 23 | 23 | 0 | 0 | 1 | 0 | 0 | 0 | 0 | 0 | 0 | 0 | 0 | 1 |  | 3 | 23 | 3 | 22
| 1968 | 82 | 3 | 23 | 24 | 0 | 0 | 1 | 0 | 0 | 0 | 0 | 0 | 0 | 0 | 0 | 1 |  | 3 | 23 | 3 | 22
| 1969 | 83 | 3 | 24 | 1 | 0 | 0 | 1 | 0 | 0 | 0 | 0 | 0 | 0 | 0 | 0 | 1 |  | 3 | 24 | 3 | 23
| 1970 | 83 | 3 | 24 | 2 | 0 | 0 | 1 | 0 | 0 | 0 | 0 | 0 | 0 | 0 | 0 | 1 |  | 3 | 24 | 3 | 23
| 1971 | 83 | 3 | 24 | 3 | 0 | 0 | 1 | 0 | 0 | 0 | 0 | 0 | 0 | 0 | 0 | 1 |  | 3 | 24 | 3 | 23
| 1972 | 83 | 3 | 24 | 4 | 0 | 0 | 1 | 0 | 0 | 0 | 0 | 0 | 0 | 0 | 0 | 1 |  | 3 | 24 | 3 | 23
| 1973 | 83 | 3 | 24 | 5 | 0 | 0 | 1 | 0 | 0 | 0 | 0 | 0 | 0 | 0 | 0 | 1 |  | 3 | 24 | 3 | 23
| 1974 | 83 | 3 | 24 | 6 | 0 | 0 | 1 | 0 | 0 | 0 | 0 | 0 | 0 | 0 | 0 | 1 |  | 3 | 24 | 3 | 23
| 1975 | 83 | 3 | 24 | 7 | 0 | 0 | 1 | 0 | 0 | 0 | 0 | 0 | 0 | 0 | 0 | 1 |  | 3 | 24 | 3 | 23
| 1976 | 83 | 3 | 24 | 8 | 0 | 0 | 1 | 0 | 0 | 0 | 0 | 0 | 0 | 0 | 0 | 1 |  | 3 | 24 | 3 | 23
| 1977 | 83 | 3 | 24 | 9 | 0 | 0 | 1 | 0 | 0 | 0 | 0 | 0 | 0 | 0 | 0 | 1 |  | 3 | 24 | 3 | 23
| 1978 | 83 | 3 | 24 | 10 | 0 | 0 | 1 | 0 | 0 | 0 | 0 | 0 | 0 | 0 | 0 | 1 |  | 3 | 24 | 3 | 23
| 1979 | 83 | 3 | 24 | 11 | 0 | 0 | 1 | 0 | 0 | 0 | 0 | 0 | 0 | 0 | 0 | 1 |  | 3 | 24 | 3 | 23
| 1980 | 83 | 3 | 24 | 12 | 0 | 0 | 1 | 0 | 0 | 0 | 0 | 0 | 0 | 0 | 0 | 1 |  | 3 | 24 | 3 | 23
| 1981 | 83 | 3 | 24 | 13 | 0 | 0 | 1 | 0 | 0 | 0 | 0 | 0 | 0 | 0 | 0 | 1 |  | 3 | 24 | 3 | 23
| 1982 | 83 | 3 | 24 | 14 | 0 | 0 | 1 | 0 | 0 | 0 | 0 | 0 | 0 | 0 | 0 | 1 |  | 3 | 24 | 3 | 23
| 1983 | 83 | 3 | 24 | 15 | 0 | 0 | 1 | 0 | 0 | 0 | 0 | 0 | 0 | 0 | 0 | 1 |  | 3 | 24 | 3 | 23
| 1984 | 83 | 3 | 24 | 16 | 0 | 0 | 1 | 0 | 0 | 0 | 0 | 0 | 0 | 0 | 0 | 1 |  | 3 | 24 | 3 | 23
| 1985 | 83 | 3 | 24 | 17 | 0 | 0 | 1 | 0 | 0 | 0 | 0 | 0 | 0 | 0 | 0 | 1 |  | 3 | 24 | 3 | 23
| 1986 | 83 | 3 | 24 | 18 | 0 | 0 | 1 | 0 | 0 | 0 | 0 | 0 | 0 | 0 | 0 | 1 |  | 3 | 24 | 3 | 23
| 1987 | 83 | 3 | 24 | 19 | 0 | 0 | 1 | 0 | 0 | 0 | 0 | 0 | 0 | 0 | 0 | 1 |  | 3 | 24 | 3 | 23
| 1988 | 83 | 3 | 24 | 20 | 0 | 0 | 1 | 0 | 0 | 0 | 0 | 0 | 0 | 0 | 0 | 1 |  | 3 | 24 | 3 | 23
| 1989 | 83 | 3 | 24 | 21 | 0 | 0 | 1 | 0 | 0 | 0 | 0 | 0 | 0 | 0 | 0 | 1 |  | 3 | 24 | 3 | 23
| 1990 | 83 | 3 | 24 | 22 | 0 | 0 | 1 | 0 | 0 | 0 | 0 | 0 | 0 | 0 | 0 | 1 |  | 3 | 24 | 3 | 23
| 1991 | 83 | 3 | 24 | 23 | 0 | 0 | 1 | 0 | 0 | 0 | 0 | 0 | 0 | 0 | 0 | 1 |  | 3 | 24 | 3 | 23
| 1992 | 83 | 3 | 24 | 24 | 0 | 0 | 1 | 0 | 0 | 0 | 0 | 0 | 0 | 0 | 0 | 1 |  | 3 | 24 | 3 | 23
| 1993 | 84 | 3 | 25 | 1 | 0 | 0 | 1 | 0 | 0 | 0 | 0 | 0 | 0 | 0 | 0 | 1 |  | 3 | 25 | 3 | 24
| 1994 | 84 | 3 | 25 | 2 | 0 | 0 | 1 | 0 | 0 | 0 | 0 | 0 | 0 | 0 | 0 | 1 |  | 3 | 25 | 3 | 24
| 1995 | 84 | 3 | 25 | 3 | 0 | 0 | 1 | 0 | 0 | 0 | 0 | 0 | 0 | 0 | 0 | 1 |  | 3 | 25 | 3 | 24
| 1996 | 84 | 3 | 25 | 4 | 0 | 0 | 1 | 0 | 0 | 0 | 0 | 0 | 0 | 0 | 0 | 1 |  | 3 | 25 | 3 | 24
| 1997 | 84 | 3 | 25 | 5 | 0 | 0 | 1 | 0 | 0 | 0 | 0 | 0 | 0 | 0 | 0 | 1 |  | 3 | 25 | 3 | 24
| 1998 | 84 | 3 | 25 | 6 | 0 | 0 | 1 | 0 | 0 | 0 | 0 | 0 | 0 | 0 | 0 | 1 |  | 3 | 25 | 3 | 24
| 1999 | 84 | 3 | 25 | 7 | 0 | 0 | 1 | 0 | 0 | 0 | 0 | 0 | 0 | 0 | 0 | 1 |  | 3 | 25 | 3 | 24
| 2000 | 84 | 3 | 25 | 8 | 0 | 0 | 1 | 0 | 0 | 0 | 0 | 0 | 0 | 0 | 0 | 1 |  | 3 | 25 | 3 | 24
| 2001 | 84 | 3 | 25 | 9 | 0 | 0 | 1 | 0 | 0 | 0 | 0 | 0 | 0 | 0 | 0 | 1 |  | 3 | 25 | 3 | 24
| 2002 | 84 | 3 | 25 | 10 | 0 | 0 | 1 | 0 | 0 | 0 | 0 | 0 | 0 | 0 | 0 | 1 |  | 3 | 25 | 3 | 24
| 2003 | 84 | 3 | 25 | 11 | 0 | 0 | 1 | 0 | 0 | 0 | 0 | 0 | 0 | 0 | 0 | 1 |  | 3 | 25 | 3 | 24
| 2004 | 84 | 3 | 25 | 12 | 0 | 0 | 1 | 0 | 0 | 0 | 0 | 0 | 0 | 0 | 0 | 1 |  | 3 | 25 | 3 | 24
| 2005 | 84 | 3 | 25 | 13 | 0 | 0 | 1 | 0 | 0 | 0 | 0 | 0 | 0 | 0 | 0 | 1 |  | 3 | 25 | 3 | 24
| 2006 | 84 | 3 | 25 | 14 | 0 | 0 | 1 | 0 | 0 | 0 | 0 | 0 | 0 | 0 | 0 | 1 |  | 3 | 25 | 3 | 24
| 2007 | 84 | 3 | 25 | 15 | 0 | 0 | 1 | 0 | 0 | 0 | 0 | 0 | 0 | 0 | 0 | 1 |  | 3 | 25 | 3 | 24
| 2008 | 84 | 3 | 25 | 16 | 0 | 0 | 1 | 0 | 0 | 0 | 0 | 0 | 0 | 0 | 0 | 1 |  | 3 | 25 | 3 | 24
| 2009 | 84 | 3 | 25 | 17 | 0 | 0 | 1 | 0 | 0 | 0 | 0 | 0 | 0 | 0 | 0 | 1 |  | 3 | 25 | 3 | 24
| 2010 | 84 | 3 | 25 | 18 | 0 | 0 | 1 | 0 | 0 | 0 | 0 | 0 | 0 | 0 | 0 | 1 |  | 3 | 25 | 3 | 24
| 2011 | 84 | 3 | 25 | 19 | 0 | 0 | 1 | 0 | 0 | 0 | 0 | 0 | 0 | 0 | 0 | 1 |  | 3 | 25 | 3 | 24
| 2012 | 84 | 3 | 25 | 20 | 0 | 0 | 1 | 0 | 0 | 0 | 0 | 0 | 0 | 0 | 0 | 1 |  | 3 | 25 | 3 | 24
| 2013 | 84 | 3 | 25 | 21 | 0 | 0 | 1 | 0 | 0 | 0 | 0 | 0 | 0 | 0 | 0 | 1 |  | 3 | 25 | 3 | 24
| 2014 | 84 | 3 | 25 | 22 | 0 | 0 | 1 | 0 | 0 | 0 | 0 | 0 | 0 | 0 | 0 | 1 |  | 3 | 25 | 3 | 24
| 2015 | 84 | 3 | 25 | 23 | 0 | 0 | 1 | 0 | 0 | 0 | 0 | 0 | 0 | 0 | 0 | 1 |  | 3 | 25 | 3 | 24
| 2016 | 84 | 3 | 25 | 24 | 0 | 0 | 1 | 0 | 0 | 0 | 0 | 0 | 0 | 0 | 0 | 1 |  | 3 | 25 | 3 | 24
| 2017 | 85 | 3 | 26 | 1 | 0 | 0 | 0 | 0 | 0 | 0 | 0 | 0 | 0 | 0 | 0 | 1 |  | 3 | 26 | 3 | 25
| 2018 | 85 | 3 | 26 | 2 | 0 | 0 | 0 | 0 | 0 | 0 | 0 | 0 | 0 | 0 | 0 | 1 |  | 3 | 26 | 3 | 25
| 2019 | 85 | 3 | 26 | 3 | 0 | 0 | 0 | 0 | 0 | 0 | 0 | 0 | 0 | 0 | 0 | 1 |  | 3 | 26 | 3 | 25
| 2020 | 85 | 3 | 26 | 4 | 0 | 0 | 0 | 0 | 0 | 0 | 0 | 0 | 0 | 0 | 0 | 1 |  | 3 | 26 | 3 | 25
| 2021 | 85 | 3 | 26 | 5 | 0 | 0 | 0 | 0 | 0 | 0 | 0 | 0 | 0 | 0 | 0 | 1 |  | 3 | 26 | 3 | 25
| 2022 | 85 | 3 | 26 | 6 | 0 | 0 | 0 | 0 | 0 | 0 | 0 | 0 | 0 | 0 | 0 | 1 |  | 3 | 26 | 3 | 25
| 2023 | 85 | 3 | 26 | 7 | 0 | 0 | 0 | 0 | 0 | 0 | 0 | 0 | 0 | 0 | 0 | 1 |  | 3 | 26 | 3 | 25
| 2024 | 85 | 3 | 26 | 8 | 0 | 0 | 0 | 0 | 0 | 0 | 0 | 0 | 0 | 0 | 0 | 1 |  | 3 | 26 | 3 | 25
| 2025 | 85 | 3 | 26 | 9 | 0 | 0 | 0 | 0 | 0 | 0 | 0 | 0 | 0 | 0 | 0 | 1 |  | 3 | 26 | 3 | 25
| 2026 | 85 | 3 | 26 | 10 | 0 | 0 | 0 | 0 | 0 | 0 | 0 | 0 | 0 | 0 | 0 | 1 |  | 3 | 26 | 3 | 25
| 2027 | 85 | 3 | 26 | 11 | 0 | 0 | 0 | 0 | 0 | 0 | 0 | 0 | 0 | 0 | 0 | 1 |  | 3 | 26 | 3 | 25
| 2028 | 85 | 3 | 26 | 12 | 0 | 0 | 0 | 0 | 0 | 0 | 0 | 0 | 0 | 0 | 0 | 1 |  | 3 | 26 | 3 | 25
| 2029 | 85 | 3 | 26 | 13 | 0 | 0 | 0 | 0 | 0 | 0 | 0 | 0 | 0 | 0 | 0 | 1 |  | 3 | 26 | 3 | 25
| 2030 | 85 | 3 | 26 | 14 | 0 | 0 | 0 | 0 | 0 | 0 | 0 | 0 | 0 | 0 | 0 | 1 |  | 3 | 26 | 3 | 25
| 2031 | 85 | 3 | 26 | 15 | 0 | 0 | 0 | 0 | 0 | 0 | 0 | 0 | 0 | 0 | 0 | 1 |  | 3 | 26 | 3 | 25
| 2032 | 85 | 3 | 26 | 16 | 0 | 0 | 0 | 0 | 0 | 0 | 0 | 0 | 0 | 0 | 0 | 1 |  | 3 | 26 | 3 | 25
| 2033 | 85 | 3 | 26 | 17 | 0 | 0 | 0 | 0 | 0 | 0 | 0 | 0 | 0 | 0 | 0 | 1 |  | 3 | 26 | 3 | 25
| 2034 | 85 | 3 | 26 | 18 | 0 | 0 | 0 | 0 | 0 | 0 | 0 | 0 | 0 | 0 | 0 | 1 |  | 3 | 26 | 3 | 25
| 2035 | 85 | 3 | 26 | 19 | 0 | 0 | 0 | 0 | 0 | 0 | 0 | 0 | 0 | 0 | 0 | 1 |  | 3 | 26 | 3 | 25
| 2036 | 85 | 3 | 26 | 20 | 0 | 0 | 0 | 0 | 0 | 0 | 0 | 0 | 0 | 0 | 0 | 1 |  | 3 | 26 | 3 | 25
| 2037 | 85 | 3 | 26 | 21 | 0 | 0 | 0 | 0 | 0 | 0 | 0 | 0 | 0 | 0 | 0 | 1 |  | 3 | 26 | 3 | 25
| 2038 | 85 | 3 | 26 | 22 | 0 | 0 | 0 | 0 | 0 | 0 | 0 | 0 | 0 | 0 | 0 | 1 |  | 3 | 26 | 3 | 25
| 2039 | 85 | 3 | 26 | 23 | 0 | 0 | 0 | 0 | 0 | 0 | 0 | 0 | 0 | 0 | 0 | 1 |  | 3 | 26 | 3 | 25
| 2040 | 85 | 3 | 26 | 24 | 0 | 0 | 0 | 0 | 0 | 0 | 0 | 0 | 0 | 0 | 0 | 1 |  | 3 | 26 | 3 | 25
| 2041 | 86 | 3 | 27 | 1 | 0 | 0 | 0 | 0 | 0 | 0 | 0 | 0 | 0 | 0 | 0 | 1 |  | 3 | 27 | 3 | 26
| 2042 | 86 | 3 | 27 | 2 | 0 | 0 | 0 | 0 | 0 | 0 | 0 | 0 | 0 | 0 | 0 | 1 |  | 3 | 27 | 3 | 26
| 2043 | 86 | 3 | 27 | 3 | 0 | 0 | 0 | 0 | 0 | 0 | 0 | 0 | 0 | 0 | 0 | 1 |  | 3 | 27 | 3 | 26
| 2044 | 86 | 3 | 27 | 4 | 0 | 0 | 0 | 0 | 0 | 0 | 0 | 0 | 0 | 0 | 0 | 1 |  | 3 | 27 | 3 | 26
| 2045 | 86 | 3 | 27 | 5 | 0 | 0 | 0 | 0 | 0 | 0 | 0 | 0 | 0 | 0 | 0 | 1 |  | 3 | 27 | 3 | 26
| 2046 | 86 | 3 | 27 | 6 | 0 | 0 | 0 | 0 | 0 | 0 | 0 | 0 | 0 | 0 | 0 | 1 |  | 3 | 27 | 3 | 26
| 2047 | 86 | 3 | 27 | 7 | 0 | 0 | 0 | 0 | 0 | 0 | 0 | 0 | 0 | 0 | 0 | 1 |  | 3 | 27 | 3 | 26
| 2048 | 86 | 3 | 27 | 8 | 0 | 0 | 0 | 0 | 0 | 0 | 0 | 0 | 0 | 0 | 0 | 1 |  | 3 | 27 | 3 | 26
| 2049 | 86 | 3 | 27 | 9 | 0 | 0 | 0 | 0 | 0 | 0 | 0 | 0 | 0 | 0 | 0 | 1 |  | 3 | 27 | 3 | 26
| 2050 | 86 | 3 | 27 | 10 | 0 | 0 | 0 | 0 | 0 | 0 | 0 | 0 | 0 | 0 | 0 | 1 |  | 3 | 27 | 3 | 26
| 2051 | 86 | 3 | 27 | 11 | 0 | 0 | 0 | 0 | 0 | 0 | 0 | 0 | 0 | 0 | 0 | 1 |  | 3 | 27 | 3 | 26
| 2052 | 86 | 3 | 27 | 12 | 0 | 0 | 0 | 0 | 0 | 0 | 0 | 0 | 0 | 0 | 0 | 1 |  | 3 | 27 | 3 | 26
| 2053 | 86 | 3 | 27 | 13 | 0 | 0 | 0 | 0 | 0 | 0 | 0 | 0 | 0 | 0 | 0 | 1 |  | 3 | 27 | 3 | 26
| 2054 | 86 | 3 | 27 | 14 | 0 | 0 | 0 | 0 | 0 | 0 | 0 | 0 | 0 | 0 | 0 | 1 |  | 3 | 27 | 3 | 26
| 2055 | 86 | 3 | 27 | 15 | 0 | 0 | 0 | 0 | 0 | 0 | 0 | 0 | 0 | 0 | 0 | 1 |  | 3 | 27 | 3 | 26
| 2056 | 86 | 3 | 27 | 16 | 0 | 0 | 0 | 0 | 0 | 0 | 0 | 0 | 0 | 0 | 0 | 1 |  | 3 | 27 | 3 | 26
| 2057 | 86 | 3 | 27 | 17 | 0 | 0 | 0 | 0 | 0 | 0 | 0 | 0 | 0 | 0 | 0 | 1 |  | 3 | 27 | 3 | 26
| 2058 | 86 | 3 | 27 | 18 | 0 | 0 | 0 | 0 | 0 | 0 | 0 | 0 | 0 | 0 | 0 | 1 |  | 3 | 27 | 3 | 26
| 2059 | 86 | 3 | 27 | 19 | 0 | 0 | 0 | 0 | 0 | 0 | 0 | 0 | 0 | 0 | 0 | 1 |  | 3 | 27 | 3 | 26
| 2060 | 86 | 3 | 27 | 20 | 0 | 0 | 0 | 0 | 0 | 0 | 0 | 0 | 0 | 0 | 0 | 1 |  | 3 | 27 | 3 | 26
| 2061 | 86 | 3 | 27 | 21 | 0 | 0 | 0 | 0 | 0 | 0 | 0 | 0 | 0 | 0 | 0 | 1 |  | 3 | 27 | 3 | 26
| 2062 | 86 | 3 | 27 | 22 | 0 | 0 | 0 | 0 | 0 | 0 | 0 | 0 | 0 | 0 | 0 | 1 |  | 3 | 27 | 3 | 26
| 2063 | 86 | 3 | 27 | 23 | 0 | 0 | 0 | 0 | 0 | 0 | 0 | 0 | 0 | 0 | 0 | 1 |  | 3 | 27 | 3 | 26
| 2064 | 86 | 3 | 27 | 24 | 0 | 0 | 0 | 0 | 0 | 0 | 0 | 0 | 0 | 0 | 0 | 1 |  | 3 | 27 | 3 | 26
| 2065 | 87 | 3 | 28 | 1 | 0 | 0 | 1 | 0 | 0 | 0 | 0 | 0 | 0 | 0 | 0 | 1 |  | 3 | 28 | 3 | 27
| 2066 | 87 | 3 | 28 | 2 | 0 | 0 | 1 | 0 | 0 | 0 | 0 | 0 | 0 | 0 | 0 | 1 |  | 3 | 28 | 3 | 27
| 2067 | 87 | 3 | 28 | 3 | 0 | 0 | 1 | 0 | 0 | 0 | 0 | 0 | 0 | 0 | 0 | 1 |  | 3 | 28 | 3 | 27
| 2068 | 87 | 3 | 28 | 4 | 0 | 0 | 1 | 0 | 0 | 0 | 0 | 0 | 0 | 0 | 0 | 1 |  | 3 | 28 | 3 | 27
| 2069 | 87 | 3 | 28 | 5 | 0 | 0 | 1 | 0 | 0 | 0 | 0 | 0 | 0 | 0 | 0 | 1 |  | 3 | 28 | 3 | 27
| 2070 | 87 | 3 | 28 | 6 | 0 | 0 | 1 | 0 | 0 | 0 | 0 | 0 | 0 | 0 | 0 | 1 |  | 3 | 28 | 3 | 27
| 2071 | 87 | 3 | 28 | 7 | 0 | 0 | 1 | 0 | 0 | 0 | 0 | 0 | 0 | 0 | 0 | 1 |  | 3 | 28 | 3 | 27
| 2072 | 87 | 3 | 28 | 8 | 0 | 0 | 1 | 0 | 0 | 0 | 0 | 0 | 0 | 0 | 0 | 1 |  | 3 | 28 | 3 | 27
| 2073 | 87 | 3 | 28 | 9 | 0 | 0 | 1 | 0 | 0 | 0 | 0 | 0 | 0 | 0 | 0 | 1 |  | 3 | 28 | 3 | 27
| 2074 | 87 | 3 | 28 | 10 | 0 | 0 | 1 | 0 | 0 | 0 | 0 | 0 | 0 | 0 | 0 | 1 |  | 3 | 28 | 3 | 27
| 2075 | 87 | 3 | 28 | 11 | 0 | 0 | 1 | 0 | 0 | 0 | 0 | 0 | 0 | 0 | 0 | 1 |  | 3 | 28 | 3 | 27
| 2076 | 87 | 3 | 28 | 12 | 0 | 0 | 1 | 0 | 0 | 0 | 0 | 0 | 0 | 0 | 0 | 1 |  | 3 | 28 | 3 | 27
| 2077 | 87 | 3 | 28 | 13 | 0 | 0 | 1 | 0 | 0 | 0 | 0 | 0 | 0 | 0 | 0 | 1 |  | 3 | 28 | 3 | 27
| 2078 | 87 | 3 | 28 | 14 | 0 | 0 | 1 | 0 | 0 | 0 | 0 | 0 | 0 | 0 | 0 | 1 |  | 3 | 28 | 3 | 27
| 2079 | 87 | 3 | 28 | 15 | 0 | 0 | 1 | 0 | 0 | 0 | 0 | 0 | 0 | 0 | 0 | 1 |  | 3 | 28 | 3 | 27
| 2080 | 87 | 3 | 28 | 16 | 0 | 0 | 1 | 0 | 0 | 0 | 0 | 0 | 0 | 0 | 0 | 1 |  | 3 | 28 | 3 | 27
| 2081 | 87 | 3 | 28 | 17 | 0 | 0 | 1 | 0 | 0 | 0 | 0 | 0 | 0 | 0 | 0 | 1 |  | 3 | 28 | 3 | 27
| 2082 | 87 | 3 | 28 | 18 | 0 | 0 | 1 | 0 | 0 | 0 | 0 | 0 | 0 | 0 | 0 | 1 |  | 3 | 28 | 3 | 27
| 2083 | 87 | 3 | 28 | 19 | 0 | 0 | 1 | 0 | 0 | 0 | 0 | 0 | 0 | 0 | 0 | 1 |  | 3 | 28 | 3 | 27
| 2084 | 87 | 3 | 28 | 20 | 0 | 0 | 1 | 0 | 0 | 0 | 0 | 0 | 0 | 0 | 0 | 1 |  | 3 | 28 | 3 | 27
| 2085 | 87 | 3 | 28 | 21 | 0 | 0 | 1 | 0 | 0 | 0 | 0 | 0 | 0 | 0 | 0 | 1 |  | 3 | 28 | 3 | 27
| 2086 | 87 | 3 | 28 | 22 | 0 | 0 | 1 | 0 | 0 | 0 | 0 | 0 | 0 | 0 | 0 | 1 |  | 3 | 28 | 3 | 27
| 2087 | 87 | 3 | 28 | 23 | 0 | 0 | 1 | 0 | 0 | 0 | 0 | 0 | 0 | 0 | 0 | 1 |  | 3 | 28 | 3 | 27
| 2088 | 87 | 3 | 28 | 24 | 0 | 0 | 1 | 0 | 0 | 0 | 0 | 0 | 0 | 0 | 0 | 1 |  | 3 | 28 | 3 | 27
| 2089 | 88 | 3 | 29 | 1 | 0 | 0 | 1 | 0 | 0 | 0 | 0 | 0 | 0 | 0 | 0 | 1 |  | 3 | 29 | 3 | 28
| 2090 | 88 | 3 | 29 | 2 | 0 | 0 | 1 | 0 | 0 | 0 | 0 | 0 | 0 | 0 | 0 | 1 |  | 3 | 29 | 3 | 28
| 2091 | 88 | 3 | 29 | 3 | 0 | 0 | 1 | 0 | 0 | 0 | 0 | 0 | 0 | 0 | 0 | 1 |  | 3 | 29 | 3 | 28
| 2092 | 88 | 3 | 29 | 4 | 0 | 0 | 1 | 0 | 0 | 0 | 0 | 0 | 0 | 0 | 0 | 1 |  | 3 | 29 | 3 | 28
| 2093 | 88 | 3 | 29 | 5 | 0 | 0 | 1 | 0 | 0 | 0 | 0 | 0 | 0 | 0 | 0 | 1 |  | 3 | 29 | 3 | 28
| 2094 | 88 | 3 | 29 | 6 | 0 | 0 | 1 | 0 | 0 | 0 | 0 | 0 | 0 | 0 | 0 | 1 |  | 3 | 29 | 3 | 28
| 2095 | 88 | 3 | 29 | 7 | 0 | 0 | 1 | 0 | 0 | 0 | 0 | 0 | 0 | 0 | 0 | 1 |  | 3 | 29 | 3 | 28
| 2096 | 88 | 3 | 29 | 8 | 0 | 0 | 1 | 0 | 0 | 0 | 0 | 0 | 0 | 0 | 0 | 1 |  | 3 | 29 | 3 | 28
| 2097 | 88 | 3 | 29 | 9 | 0 | 0 | 1 | 0 | 0 | 0 | 0 | 0 | 0 | 0 | 0 | 1 |  | 3 | 29 | 3 | 28
| 2098 | 88 | 3 | 29 | 10 | 0 | 0 | 1 | 0 | 0 | 0 | 0 | 0 | 0 | 0 | 0 | 1 |  | 3 | 29 | 3 | 28
| 2099 | 88 | 3 | 29 | 11 | 0 | 0 | 1 | 0 | 0 | 0 | 0 | 0 | 0 | 0 | 0 | 1 |  | 3 | 29 | 3 | 28
| 2100 | 88 | 3 | 29 | 12 | 0 | 0 | 1 | 0 | 0 | 0 | 0 | 0 | 0 | 0 | 0 | 1 |  | 3 | 29 | 3 | 28
| 2101 | 88 | 3 | 29 | 13 | 0 | 0 | 1 | 0 | 0 | 0 | 0 | 0 | 0 | 0 | 0 | 1 |  | 3 | 29 | 3 | 28
| 2102 | 88 | 3 | 29 | 14 | 0 | 0 | 1 | 0 | 0 | 0 | 0 | 0 | 0 | 0 | 0 | 1 |  | 3 | 29 | 3 | 28
| 2103 | 88 | 3 | 29 | 15 | 0 | 0 | 1 | 0 | 0 | 0 | 0 | 0 | 0 | 0 | 0 | 1 |  | 3 | 29 | 3 | 28
| 2104 | 88 | 3 | 29 | 16 | 0 | 0 | 1 | 0 | 0 | 0 | 0 | 0 | 0 | 0 | 0 | 1 |  | 3 | 29 | 3 | 28
| 2105 | 88 | 3 | 29 | 17 | 0 | 0 | 1 | 0 | 0 | 0 | 0 | 0 | 0 | 0 | 0 | 1 |  | 3 | 29 | 3 | 28
| 2106 | 88 | 3 | 29 | 18 | 0 | 0 | 1 | 0 | 0 | 0 | 0 | 0 | 0 | 0 | 0 | 1 |  | 3 | 29 | 3 | 28
| 2107 | 88 | 3 | 29 | 19 | 0 | 0 | 1 | 0 | 0 | 0 | 0 | 0 | 0 | 0 | 0 | 1 |  | 3 | 29 | 3 | 28
| 2108 | 88 | 3 | 29 | 20 | 0 | 0 | 1 | 0 | 0 | 0 | 0 | 0 | 0 | 0 | 0 | 1 |  | 3 | 29 | 3 | 28
| 2109 | 88 | 3 | 29 | 21 | 0 | 0 | 1 | 0 | 0 | 0 | 0 | 0 | 0 | 0 | 0 | 1 |  | 3 | 29 | 3 | 28
| 2110 | 88 | 3 | 29 | 22 | 0 | 0 | 1 | 0 | 0 | 0 | 0 | 0 | 0 | 0 | 0 | 1 |  | 3 | 29 | 3 | 28
| 2111 | 88 | 3 | 29 | 23 | 0 | 0 | 1 | 0 | 0 | 0 | 0 | 0 | 0 | 0 | 0 | 1 |  | 3 | 29 | 3 | 28
| 2112 | 88 | 3 | 29 | 24 | 0 | 0 | 1 | 0 | 0 | 0 | 0 | 0 | 0 | 0 | 0 | 1 |  | 3 | 29 | 3 | 28
| 2113 | 89 | 3 | 30 | 1 | 0 | 0 | 1 | 0 | 0 | 0 | 0 | 0 | 0 | 0 | 0 | 1 |  | 3 | 30 | 3 | 29
| 2114 | 89 | 3 | 30 | 2 | 0 | 0 | 1 | 0 | 0 | 0 | 0 | 0 | 0 | 0 | 0 | 1 |  | 3 | 30 | 3 | 29
| 2115 | 89 | 3 | 30 | 3 | 0 | 0 | 1 | 0 | 0 | 0 | 0 | 0 | 0 | 0 | 0 | 1 |  | 3 | 30 | 3 | 29
| 2116 | 89 | 3 | 30 | 4 | 0 | 0 | 1 | 0 | 0 | 0 | 0 | 0 | 0 | 0 | 0 | 1 |  | 3 | 30 | 3 | 29
| 2117 | 89 | 3 | 30 | 5 | 0 | 0 | 1 | 0 | 0 | 0 | 0 | 0 | 0 | 0 | 0 | 1 |  | 3 | 30 | 3 | 29
| 2118 | 89 | 3 | 30 | 6 | 0 | 0 | 1 | 0 | 0 | 0 | 0 | 0 | 0 | 0 | 0 | 1 |  | 3 | 30 | 3 | 29
| 2119 | 89 | 3 | 30 | 7 | 0 | 0 | 1 | 0 | 0 | 0 | 0 | 0 | 0 | 0 | 0 | 1 |  | 3 | 30 | 3 | 29
| 2120 | 89 | 3 | 30 | 8 | 0 | 0 | 1 | 0 | 0 | 0 | 0 | 0 | 0 | 0 | 0 | 1 |  | 3 | 30 | 3 | 29
| 2121 | 89 | 3 | 30 | 9 | 0 | 0 | 1 | 0 | 0 | 0 | 0 | 0 | 0 | 0 | 0 | 1 |  | 3 | 30 | 3 | 29
| 2122 | 89 | 3 | 30 | 10 | 0 | 0 | 1 | 0 | 0 | 0 | 0 | 0 | 0 | 0 | 0 | 1 |  | 3 | 30 | 3 | 29
| 2123 | 89 | 3 | 30 | 11 | 0 | 0 | 1 | 0 | 0 | 0 | 0 | 0 | 0 | 0 | 0 | 1 |  | 3 | 30 | 3 | 29
| 2124 | 89 | 3 | 30 | 12 | 0 | 0 | 1 | 0 | 0 | 0 | 0 | 0 | 0 | 0 | 0 | 1 |  | 3 | 30 | 3 | 29
| 2125 | 89 | 3 | 30 | 13 | 0 | 0 | 1 | 0 | 0 | 0 | 0 | 0 | 0 | 0 | 0 | 1 |  | 3 | 30 | 3 | 29
| 2126 | 89 | 3 | 30 | 14 | 0 | 0 | 1 | 0 | 0 | 0 | 0 | 0 | 0 | 0 | 0 | 1 |  | 3 | 30 | 3 | 29
| 2127 | 89 | 3 | 30 | 15 | 0 | 0 | 1 | 0 | 0 | 0 | 0 | 0 | 0 | 0 | 0 | 1 |  | 3 | 30 | 3 | 29
| 2128 | 89 | 3 | 30 | 16 | 0 | 0 | 1 | 0 | 0 | 0 | 0 | 0 | 0 | 0 | 0 | 1 |  | 3 | 30 | 3 | 29
| 2129 | 89 | 3 | 30 | 17 | 0 | 0 | 1 | 0 | 0 | 0 | 0 | 0 | 0 | 0 | 0 | 1 |  | 3 | 30 | 3 | 29
| 2130 | 89 | 3 | 30 | 18 | 0 | 0 | 1 | 0 | 0 | 0 | 0 | 0 | 0 | 0 | 0 | 1 |  | 3 | 30 | 3 | 29
| 2131 | 89 | 3 | 30 | 19 | 0 | 0 | 1 | 0 | 0 | 0 | 0 | 0 | 0 | 0 | 0 | 1 |  | 3 | 30 | 3 | 29
| 2132 | 89 | 3 | 30 | 20 | 0 | 0 | 1 | 0 | 0 | 0 | 0 | 0 | 0 | 0 | 0 | 1 |  | 3 | 30 | 3 | 29
| 2133 | 89 | 3 | 30 | 21 | 0 | 0 | 1 | 0 | 0 | 0 | 0 | 0 | 0 | 0 | 0 | 1 |  | 3 | 30 | 3 | 29
| 2134 | 89 | 3 | 30 | 22 | 0 | 0 | 1 | 0 | 0 | 0 | 0 | 0 | 0 | 0 | 0 | 1 |  | 3 | 30 | 3 | 29
| 2135 | 89 | 3 | 30 | 23 | 0 | 0 | 1 | 0 | 0 | 0 | 0 | 0 | 0 | 0 | 0 | 1 |  | 3 | 30 | 3 | 29
| 2136 | 89 | 3 | 30 | 24 | 0 | 0 | 1 | 0 | 0 | 0 | 0 | 0 | 0 | 0 | 0 | 1 |  | 3 | 30 | 3 | 29
| 2137 | 90 | 3 | 31 | 1 | 0 | 0 | 1 | 0 | 0 | 0 | 0 | 0 | 0 | 0 | 0 | 1 |  | 3 | 31 | 3 | 30
| 2138 | 90 | 3 | 31 | 2 | 0 | 0 | 1 | 0 | 0 | 0 | 0 | 0 | 0 | 0 | 0 | 1 |  | 3 | 31 | 3 | 30
| 2139 | 90 | 3 | 31 | 3 | 0 | 0 | 1 | 0 | 0 | 0 | 0 | 0 | 0 | 0 | 0 | 1 |  | 3 | 31 | 3 | 30
| 2140 | 90 | 3 | 31 | 4 | 0 | 0 | 1 | 0 | 0 | 0 | 0 | 0 | 0 | 0 | 0 | 1 |  | 3 | 31 | 3 | 30
| 2141 | 90 | 3 | 31 | 5 | 0 | 0 | 1 | 0 | 0 | 0 | 0 | 0 | 0 | 0 | 0 | 1 |  | 3 | 31 | 3 | 30
| 2142 | 90 | 3 | 31 | 6 | 0 | 0 | 1 | 0 | 0 | 0 | 0 | 0 | 0 | 0 | 0 | 1 |  | 3 | 31 | 3 | 30
| 2143 | 90 | 3 | 31 | 7 | 0 | 0 | 1 | 0 | 0 | 0 | 0 | 0 | 0 | 0 | 0 | 1 |  | 3 | 31 | 3 | 30
| 2144 | 90 | 3 | 31 | 8 | 0 | 0 | 1 | 0 | 0 | 0 | 0 | 0 | 0 | 0 | 0 | 1 |  | 3 | 31 | 3 | 30
| 2145 | 90 | 3 | 31 | 9 | 0 | 0 | 1 | 0 | 0 | 0 | 0 | 0 | 0 | 0 | 0 | 1 |  | 3 | 31 | 3 | 30
| 2146 | 90 | 3 | 31 | 10 | 0 | 0 | 1 | 0 | 0 | 0 | 0 | 0 | 0 | 0 | 0 | 1 |  | 3 | 31 | 3 | 30
| 2147 | 90 | 3 | 31 | 11 | 0 | 0 | 1 | 0 | 0 | 0 | 0 | 0 | 0 | 0 | 0 | 1 |  | 3 | 31 | 3 | 30
| 2148 | 90 | 3 | 31 | 12 | 0 | 0 | 1 | 0 | 0 | 0 | 0 | 0 | 0 | 0 | 0 | 1 |  | 3 | 31 | 3 | 30
| 2149 | 90 | 3 | 31 | 13 | 0 | 0 | 1 | 0 | 0 | 0 | 0 | 0 | 0 | 0 | 0 | 1 |  | 3 | 31 | 3 | 30
| 2150 | 90 | 3 | 31 | 14 | 0 | 0 | 1 | 0 | 0 | 0 | 0 | 0 | 0 | 0 | 0 | 1 |  | 3 | 31 | 3 | 30
| 2151 | 90 | 3 | 31 | 15 | 0 | 0 | 1 | 0 | 0 | 0 | 0 | 0 | 0 | 0 | 0 | 1 |  | 3 | 31 | 3 | 30
| 2152 | 90 | 3 | 31 | 16 | 0 | 0 | 1 | 0 | 0 | 0 | 0 | 0 | 0 | 0 | 0 | 1 |  | 3 | 31 | 3 | 30
| 2153 | 90 | 3 | 31 | 17 | 0 | 0 | 1 | 0 | 0 | 0 | 0 | 0 | 0 | 0 | 0 | 1 |  | 3 | 31 | 3 | 30
| 2154 | 90 | 3 | 31 | 18 | 0 | 0 | 1 | 0 | 0 | 0 | 0 | 0 | 0 | 0 | 0 | 1 |  | 3 | 31 | 3 | 30
| 2155 | 90 | 3 | 31 | 19 | 0 | 0 | 1 | 0 | 0 | 0 | 0 | 0 | 0 | 0 | 0 | 1 |  | 3 | 31 | 3 | 30
| 2156 | 90 | 3 | 31 | 20 | 0 | 0 | 1 | 0 | 0 | 0 | 0 | 0 | 0 | 0 | 0 | 1 |  | 3 | 31 | 3 | 30
| 2157 | 90 | 3 | 31 | 21 | 0 | 0 | 1 | 0 | 0 | 0 | 0 | 0 | 0 | 0 | 0 | 1 |  | 3 | 31 | 3 | 30
| 2158 | 90 | 3 | 31 | 22 | 0 | 0 | 1 | 0 | 0 | 0 | 0 | 0 | 0 | 0 | 0 | 1 |  | 3 | 31 | 3 | 30
| 2159 | 90 | 3 | 31 | 23 | 0 | 0 | 1 | 0 | 0 | 0 | 0 | 0 | 0 | 0 | 0 | 1 |  | 3 | 31 | 3 | 30
| 2160 | 90 | 3 | 31 | 24 | 0 | 0 | 1 | 0 | 0 | 0 | 0 | 0 | 0 | 0 | 0 | 1 |  | 3 | 31 | 3 | 30
| 2161 | 91 | 4 | 1 | 1 | 0 | 0 | 1 | 0 | 0 | 0 | 0 | 0 | 0 | 0 | 0 | 1 |  | 4 | 1 | 3 | 31
| 2162 | 91 | 4 | 1 | 2 | 0 | 0 | 1 | 0 | 0 | 0 | 0 | 0 | 0 | 0 | 0 | 1 |  | 4 | 1 | 3 | 31
| 2163 | 91 | 4 | 1 | 3 | 0 | 0 | 1 | 0 | 0 | 0 | 0 | 0 | 0 | 0 | 0 | 1 |  | 4 | 1 | 3 | 31
| 2164 | 91 | 4 | 1 | 4 | 0 | 0 | 1 | 0 | 0 | 0 | 0 | 0 | 0 | 0 | 0 | 1 |  | 4 | 1 | 3 | 31
| 2165 | 91 | 4 | 1 | 5 | 0 | 0 | 1 | 0 | 0 | 0 | 0 | 0 | 0 | 0 | 0 | 1 |  | 4 | 1 | 3 | 31
| 2166 | 91 | 4 | 1 | 6 | 0 | 0 | 1 | 0 | 0 | 0 | 0 | 0 | 0 | 0 | 0 | 1 |  | 4 | 1 | 3 | 31
| 2167 | 91 | 4 | 1 | 7 | 0 | 0 | 1 | 0 | 0 | 0 | 0 | 0 | 0 | 0 | 0 | 1 |  | 4 | 1 | 3 | 31
| 2168 | 91 | 4 | 1 | 8 | 0 | 0 | 1 | 0 | 0 | 0 | 0 | 0 | 0 | 0 | 0 | 1 |  | 4 | 1 | 3 | 31
| 2169 | 91 | 4 | 1 | 9 | 0 | 0 | 1 | 0 | 0 | 0 | 0 | 0 | 0 | 0 | 0 | 1 |  | 4 | 1 | 3 | 31
| 2170 | 91 | 4 | 1 | 10 | 0 | 0 | 1 | 0 | 0 | 0 | 0 | 0 | 0 | 0 | 0 | 1 |  | 4 | 1 | 3 | 31
| 2171 | 91 | 4 | 1 | 11 | 0 | 0 | 1 | 0 | 0 | 0 | 0 | 0 | 0 | 0 | 0 | 1 |  | 4 | 1 | 3 | 31
| 2172 | 91 | 4 | 1 | 12 | 0 | 0 | 1 | 0 | 0 | 0 | 0 | 0 | 0 | 0 | 0 | 1 |  | 4 | 1 | 3 | 31
| 2173 | 91 | 4 | 1 | 13 | 0 | 0 | 1 | 0 | 0 | 0 | 0 | 0 | 0 | 0 | 0 | 1 |  | 4 | 1 | 3 | 31
| 2174 | 91 | 4 | 1 | 14 | 0 | 0 | 1 | 0 | 0 | 0 | 0 | 0 | 0 | 0 | 0 | 1 |  | 4 | 1 | 3 | 31
| 2175 | 91 | 4 | 1 | 15 | 0 | 0 | 1 | 0 | 0 | 0 | 0 | 0 | 0 | 0 | 0 | 1 |  | 4 | 1 | 3 | 31
| 2176 | 91 | 4 | 1 | 16 | 0 | 0 | 1 | 0 | 0 | 0 | 0 | 0 | 0 | 0 | 0 | 1 |  | 4 | 1 | 3 | 31
| 2177 | 91 | 4 | 1 | 17 | 0 | 0 | 1 | 0 | 0 | 0 | 0 | 0 | 0 | 0 | 0 | 1 |  | 4 | 1 | 3 | 31
| 2178 | 91 | 4 | 1 | 18 | 0 | 0 | 1 | 0 | 0 | 0 | 0 | 0 | 0 | 0 | 0 | 1 |  | 4 | 1 | 3 | 31
| 2179 | 91 | 4 | 1 | 19 | 0 | 0 | 1 | 0 | 0 | 0 | 0 | 0 | 0 | 0 | 0 | 1 |  | 4 | 1 | 3 | 31
| 2180 | 91 | 4 | 1 | 20 | 0 | 0 | 1 | 0 | 0 | 0 | 0 | 0 | 0 | 0 | 0 | 1 |  | 4 | 1 | 3 | 31
| 2181 | 91 | 4 | 1 | 21 | 0 | 0 | 1 | 0 | 0 | 0 | 0 | 0 | 0 | 0 | 0 | 1 |  | 4 | 1 | 3 | 31
| 2182 | 91 | 4 | 1 | 22 | 0 | 0 | 1 | 0 | 0 | 0 | 0 | 0 | 0 | 0 | 0 | 1 |  | 4 | 1 | 3 | 31
| 2183 | 91 | 4 | 1 | 23 | 0 | 0 | 1 | 0 | 0 | 0 | 0 | 0 | 0 | 0 | 0 | 1 |  | 4 | 1 | 3 | 31
| 2184 | 91 | 4 | 1 | 24 | 0 | 0 | 1 | 0 | 0 | 0 | 0 | 0 | 0 | 0 | 0 | 1 |  | 4 | 1 | 3 | 31
| 2185 | 92 | 4 | 2 | 1 | 0 | 0 | 0 | 0 | 0 | 0 | 0 | 0 | 0 | 0 | 0 | 1 |  | 4 | 2 | 4 | 1
| 2186 | 92 | 4 | 2 | 2 | 0 | 0 | 0 | 0 | 0 | 0 | 0 | 0 | 0 | 0 | 0 | 1 |  | 4 | 2 | 4 | 1
| 2187 | 92 | 4 | 2 | 3 | 0 | 0 | 0 | 0 | 0 | 0 | 0 | 0 | 0 | 0 | 0 | 1 |  | 4 | 2 | 4 | 1
| 2188 | 92 | 4 | 2 | 4 | 0 | 0 | 0 | 0 | 0 | 0 | 0 | 0 | 0 | 0 | 0 | 1 |  | 4 | 2 | 4 | 1
| 2189 | 92 | 4 | 2 | 5 | 0 | 0 | 0 | 0 | 0 | 0 | 0 | 0 | 0 | 0 | 0 | 1 |  | 4 | 2 | 4 | 1
| 2190 | 92 | 4 | 2 | 6 | 0 | 0 | 0 | 0 | 0 | 0 | 0 | 0 | 0 | 0 | 0 | 1 |  | 4 | 2 | 4 | 1
| 2191 | 92 | 4 | 2 | 7 | 0 | 0 | 0 | 0 | 0 | 0 | 0 | 0 | 0 | 0 | 0 | 1 |  | 4 | 2 | 4 | 1
| 2192 | 92 | 4 | 2 | 8 | 0 | 0 | 0 | 0 | 0 | 0 | 0 | 0 | 0 | 0 | 0 | 1 |  | 4 | 2 | 4 | 1
| 2193 | 92 | 4 | 2 | 9 | 0 | 0 | 0 | 0 | 0 | 0 | 0 | 0 | 0 | 0 | 0 | 1 |  | 4 | 2 | 4 | 1
| 2194 | 92 | 4 | 2 | 10 | 0 | 0 | 0 | 0 | 0 | 0 | 0 | 0 | 0 | 0 | 0 | 1 |  | 4 | 2 | 4 | 1
| 2195 | 92 | 4 | 2 | 11 | 0 | 0 | 0 | 0 | 0 | 0 | 0 | 0 | 0 | 0 | 0 | 1 |  | 4 | 2 | 4 | 1
| 2196 | 92 | 4 | 2 | 12 | 0 | 0 | 0 | 0 | 0 | 0 | 0 | 0 | 0 | 0 | 0 | 1 |  | 4 | 2 | 4 | 1
| 2197 | 92 | 4 | 2 | 13 | 0 | 0 | 0 | 0 | 0 | 0 | 0 | 0 | 0 | 0 | 0 | 1 |  | 4 | 2 | 4 | 1
| 2198 | 92 | 4 | 2 | 14 | 0 | 0 | 0 | 0 | 0 | 0 | 0 | 0 | 0 | 0 | 0 | 1 |  | 4 | 2 | 4 | 1
| 2199 | 92 | 4 | 2 | 15 | 0 | 0 | 0 | 0 | 0 | 0 | 0 | 0 | 0 | 0 | 0 | 1 |  | 4 | 2 | 4 | 1
| 2200 | 92 | 4 | 2 | 16 | 0 | 0 | 0 | 0 | 0 | 0 | 0 | 0 | 0 | 0 | 0 | 1 |  | 4 | 2 | 4 | 1
| 2201 | 92 | 4 | 2 | 17 | 0 | 0 | 0 | 0 | 0 | 0 | 0 | 0 | 0 | 0 | 0 | 1 |  | 4 | 2 | 4 | 1
| 2202 | 92 | 4 | 2 | 18 | 0 | 0 | 0 | 0 | 0 | 0 | 0 | 0 | 0 | 0 | 0 | 1 |  | 4 | 2 | 4 | 1
| 2203 | 92 | 4 | 2 | 19 | 0 | 0 | 0 | 0 | 0 | 0 | 0 | 0 | 0 | 0 | 0 | 1 |  | 4 | 2 | 4 | 1
| 2204 | 92 | 4 | 2 | 20 | 0 | 0 | 0 | 0 | 0 | 0 | 0 | 0 | 0 | 0 | 0 | 1 |  | 4 | 2 | 4 | 1
| 2205 | 92 | 4 | 2 | 21 | 0 | 0 | 0 | 0 | 0 | 0 | 0 | 0 | 0 | 0 | 0 | 1 |  | 4 | 2 | 4 | 1
| 2206 | 92 | 4 | 2 | 22 | 0 | 0 | 0 | 0 | 0 | 0 | 0 | 0 | 0 | 0 | 0 | 1 |  | 4 | 2 | 4 | 1
| 2207 | 92 | 4 | 2 | 23 | 0 | 0 | 0 | 0 | 0 | 0 | 0 | 0 | 0 | 0 | 0 | 1 |  | 4 | 2 | 4 | 1
| 2208 | 92 | 4 | 2 | 24 | 0 | 0 | 0 | 0 | 0 | 0 | 0 | 0 | 0 | 0 | 0 | 1 |  | 4 | 2 | 4 | 1
| 2209 | 93 | 4 | 3 | 1 | 0 | 0 | 0 | 0 | 0 | 0 | 0 | 0 | 0 | 0 | 0 | 1 |  | 4 | 3 | 4 | 2
| 2210 | 93 | 4 | 3 | 2 | 0 | 0 | 0 | 0 | 0 | 0 | 0 | 0 | 0 | 0 | 0 | 1 |  | 4 | 3 | 4 | 2
| 2211 | 93 | 4 | 3 | 3 | 0 | 0 | 0 | 0 | 0 | 0 | 0 | 0 | 0 | 0 | 0 | 1 |  | 4 | 3 | 4 | 2
| 2212 | 93 | 4 | 3 | 4 | 0 | 0 | 0 | 0 | 0 | 0 | 0 | 0 | 0 | 0 | 0 | 1 |  | 4 | 3 | 4 | 2
| 2213 | 93 | 4 | 3 | 5 | 0 | 0 | 0 | 0 | 0 | 0 | 0 | 0 | 0 | 0 | 0 | 1 |  | 4 | 3 | 4 | 2
| 2214 | 93 | 4 | 3 | 6 | 0 | 0 | 0 | 0 | 0 | 0 | 0 | 0 | 0 | 0 | 0 | 1 |  | 4 | 3 | 4 | 2
| 2215 | 93 | 4 | 3 | 7 | 0 | 0 | 0 | 0 | 0 | 0 | 0 | 0 | 0 | 0 | 0 | 1 |  | 4 | 3 | 4 | 2
| 2216 | 93 | 4 | 3 | 8 | 0 | 0 | 0 | 0 | 0 | 0 | 0 | 0 | 0 | 0 | 0 | 1 |  | 4 | 3 | 4 | 2
| 2217 | 93 | 4 | 3 | 9 | 0 | 0 | 0 | 0 | 0 | 0 | 0 | 0 | 0 | 0 | 0 | 1 |  | 4 | 3 | 4 | 2
| 2218 | 93 | 4 | 3 | 10 | 0 | 0 | 0 | 0 | 0 | 0 | 0 | 0 | 0 | 0 | 0 | 1 |  | 4 | 3 | 4 | 2
| 2219 | 93 | 4 | 3 | 11 | 0 | 0 | 0 | 0 | 0 | 0 | 0 | 0 | 0 | 0 | 0 | 1 |  | 4 | 3 | 4 | 2
| 2220 | 93 | 4 | 3 | 12 | 0 | 0 | 0 | 0 | 0 | 0 | 0 | 0 | 0 | 0 | 0 | 1 |  | 4 | 3 | 4 | 2
| 2221 | 93 | 4 | 3 | 13 | 0 | 0 | 0 | 0 | 0 | 0 | 0 | 0 | 0 | 0 | 0 | 1 |  | 4 | 3 | 4 | 2
| 2222 | 93 | 4 | 3 | 14 | 0 | 0 | 0 | 0 | 0 | 0 | 0 | 0 | 0 | 0 | 0 | 1 |  | 4 | 3 | 4 | 2
| 2223 | 93 | 4 | 3 | 15 | 0 | 0 | 0 | 0 | 0 | 0 | 0 | 0 | 0 | 0 | 0 | 1 |  | 4 | 3 | 4 | 2
| 2224 | 93 | 4 | 3 | 16 | 0 | 0 | 0 | 0 | 0 | 0 | 0 | 0 | 0 | 0 | 0 | 1 |  | 4 | 3 | 4 | 2
| 2225 | 93 | 4 | 3 | 17 | 0 | 0 | 0 | 0 | 0 | 0 | 0 | 0 | 0 | 0 | 0 | 1 |  | 4 | 3 | 4 | 2
| 2226 | 93 | 4 | 3 | 18 | 0 | 0 | 0 | 0 | 0 | 0 | 0 | 0 | 0 | 0 | 0 | 1 |  | 4 | 3 | 4 | 2
| 2227 | 93 | 4 | 3 | 19 | 0 | 0 | 0 | 0 | 0 | 0 | 0 | 0 | 0 | 0 | 0 | 1 |  | 4 | 3 | 4 | 2
| 2228 | 93 | 4 | 3 | 20 | 0 | 0 | 0 | 0 | 0 | 0 | 0 | 0 | 0 | 0 | 0 | 1 |  | 4 | 3 | 4 | 2
| 2229 | 93 | 4 | 3 | 21 | 0 | 0 | 0 | 0 | 0 | 0 | 0 | 0 | 0 | 0 | 0 | 1 |  | 4 | 3 | 4 | 2
| 2230 | 93 | 4 | 3 | 22 | 0 | 0 | 0 | 0 | 0 | 0 | 0 | 0 | 0 | 0 | 0 | 1 |  | 4 | 3 | 4 | 2
| 2231 | 93 | 4 | 3 | 23 | 0 | 0 | 0 | 0 | 0 | 0 | 0 | 0 | 0 | 0 | 0 | 1 |  | 4 | 3 | 4 | 2
| 2232 | 93 | 4 | 3 | 24 | 0 | 0 | 0 | 0 | 0 | 0 | 0 | 0 | 0 | 0 | 0 | 1 |  | 4 | 3 | 4 | 2
| 2233 | 94 | 4 | 4 | 1 | 0 | 0 | 1 | 0 | 0 | 0 | 0 | 0 | 0 | 0 | 0 | 1 |  | 4 | 4 | 4 | 3
| 2234 | 94 | 4 | 4 | 2 | 0 | 0 | 1 | 0 | 0 | 0 | 0 | 0 | 0 | 0 | 0 | 1 |  | 4 | 4 | 4 | 3
| 2235 | 94 | 4 | 4 | 3 | 0 | 0 | 1 | 0 | 0 | 0 | 0 | 0 | 0 | 0 | 0 | 1 |  | 4 | 4 | 4 | 3
| 2236 | 94 | 4 | 4 | 4 | 0 | 0 | 1 | 0 | 0 | 0 | 0 | 0 | 0 | 0 | 0 | 1 |  | 4 | 4 | 4 | 3
| 2237 | 94 | 4 | 4 | 5 | 0 | 0 | 1 | 0 | 0 | 0 | 0 | 0 | 0 | 0 | 0 | 1 |  | 4 | 4 | 4 | 3
| 2238 | 94 | 4 | 4 | 6 | 0 | 0 | 1 | 0 | 0 | 0 | 0 | 0 | 0 | 0 | 0 | 1 |  | 4 | 4 | 4 | 3
| 2239 | 94 | 4 | 4 | 7 | 0 | 0 | 1 | 0 | 0 | 0 | 0 | 0 | 0 | 0 | 0 | 1 |  | 4 | 4 | 4 | 3
| 2240 | 94 | 4 | 4 | 8 | 0 | 0 | 1 | 0 | 0 | 0 | 0 | 0 | 0 | 0 | 0 | 1 |  | 4 | 4 | 4 | 3
| 2241 | 94 | 4 | 4 | 9 | 0 | 0 | 1 | 0 | 0 | 0 | 0 | 0 | 0 | 0 | 0 | 1 |  | 4 | 4 | 4 | 3
| 2242 | 94 | 4 | 4 | 10 | 0 | 0 | 1 | 0 | 0 | 0 | 0 | 0 | 0 | 0 | 0 | 1 |  | 4 | 4 | 4 | 3
| 2243 | 94 | 4 | 4 | 11 | 0 | 0 | 1 | 0 | 0 | 0 | 0 | 0 | 0 | 0 | 0 | 1 |  | 4 | 4 | 4 | 3
| 2244 | 94 | 4 | 4 | 12 | 0 | 0 | 1 | 0 | 0 | 0 | 0 | 0 | 0 | 0 | 0 | 1 |  | 4 | 4 | 4 | 3
| 2245 | 94 | 4 | 4 | 13 | 0 | 0 | 1 | 0 | 0 | 0 | 0 | 0 | 0 | 0 | 0 | 1 |  | 4 | 4 | 4 | 3
| 2246 | 94 | 4 | 4 | 14 | 0 | 0 | 1 | 0 | 0 | 0 | 0 | 0 | 0 | 0 | 0 | 1 |  | 4 | 4 | 4 | 3
| 2247 | 94 | 4 | 4 | 15 | 0 | 0 | 1 | 0 | 0 | 0 | 0 | 0 | 0 | 0 | 0 | 1 |  | 4 | 4 | 4 | 3
| 2248 | 94 | 4 | 4 | 16 | 0 | 0 | 1 | 0 | 0 | 0 | 0 | 0 | 0 | 0 | 0 | 1 |  | 4 | 4 | 4 | 3
| 2249 | 94 | 4 | 4 | 17 | 0 | 0 | 1 | 0 | 0 | 0 | 0 | 0 | 0 | 0 | 0 | 1 |  | 4 | 4 | 4 | 3
| 2250 | 94 | 4 | 4 | 18 | 0 | 0 | 1 | 0 | 0 | 0 | 0 | 0 | 0 | 0 | 0 | 1 |  | 4 | 4 | 4 | 3
| 2251 | 94 | 4 | 4 | 19 | 0 | 0 | 1 | 0 | 0 | 0 | 0 | 0 | 0 | 0 | 0 | 1 |  | 4 | 4 | 4 | 3
| 2252 | 94 | 4 | 4 | 20 | 0 | 0 | 1 | 0 | 0 | 0 | 0 | 0 | 0 | 0 | 0 | 1 |  | 4 | 4 | 4 | 3
| 2253 | 94 | 4 | 4 | 21 | 0 | 0 | 1 | 0 | 0 | 0 | 0 | 0 | 0 | 0 | 0 | 1 |  | 4 | 4 | 4 | 3
| 2254 | 94 | 4 | 4 | 22 | 0 | 0 | 1 | 0 | 0 | 0 | 0 | 0 | 0 | 0 | 0 | 1 |  | 4 | 4 | 4 | 3
| 2255 | 94 | 4 | 4 | 23 | 0 | 0 | 1 | 0 | 0 | 0 | 0 | 0 | 0 | 0 | 0 | 1 |  | 4 | 4 | 4 | 3
| 2256 | 94 | 4 | 4 | 24 | 0 | 0 | 1 | 0 | 0 | 0 | 0 | 0 | 0 | 0 | 0 | 1 |  | 4 | 4 | 4 | 3
| 2257 | 95 | 4 | 5 | 1 | 0 | 0 | 1 | 0 | 0 | 0 | 0 | 0 | 0 | 0 | 0 | 1 |  | 4 | 5 | 4 | 4
| 2258 | 95 | 4 | 5 | 2 | 0 | 0 | 1 | 0 | 0 | 0 | 0 | 0 | 0 | 0 | 0 | 1 |  | 4 | 5 | 4 | 4
| 2259 | 95 | 4 | 5 | 3 | 0 | 0 | 1 | 0 | 0 | 0 | 0 | 0 | 0 | 0 | 0 | 1 |  | 4 | 5 | 4 | 4
| 2260 | 95 | 4 | 5 | 4 | 0 | 0 | 1 | 0 | 0 | 0 | 0 | 0 | 0 | 0 | 0 | 1 |  | 4 | 5 | 4 | 4
| 2261 | 95 | 4 | 5 | 5 | 0 | 0 | 1 | 0 | 0 | 0 | 0 | 0 | 0 | 0 | 0 | 1 |  | 4 | 5 | 4 | 4
| 2262 | 95 | 4 | 5 | 6 | 0 | 0 | 1 | 0 | 0 | 0 | 0 | 0 | 0 | 0 | 0 | 1 |  | 4 | 5 | 4 | 4
| 2263 | 95 | 4 | 5 | 7 | 0 | 0 | 1 | 0 | 0 | 0 | 0 | 0 | 0 | 0 | 0 | 1 |  | 4 | 5 | 4 | 4
| 2264 | 95 | 4 | 5 | 8 | 0 | 0 | 1 | 0 | 0 | 0 | 0 | 0 | 0 | 0 | 0 | 1 |  | 4 | 5 | 4 | 4
| 2265 | 95 | 4 | 5 | 9 | 0 | 0 | 1 | 0 | 0 | 0 | 0 | 0 | 0 | 0 | 0 | 1 |  | 4 | 5 | 4 | 4
| 2266 | 95 | 4 | 5 | 10 | 0 | 0 | 1 | 0 | 0 | 0 | 0 | 0 | 0 | 0 | 0 | 1 |  | 4 | 5 | 4 | 4
| 2267 | 95 | 4 | 5 | 11 | 0 | 0 | 1 | 0 | 0 | 0 | 0 | 0 | 0 | 0 | 0 | 1 |  | 4 | 5 | 4 | 4
| 2268 | 95 | 4 | 5 | 12 | 0 | 0 | 1 | 0 | 0 | 0 | 0 | 0 | 0 | 0 | 0 | 1 |  | 4 | 5 | 4 | 4
| 2269 | 95 | 4 | 5 | 13 | 0 | 0 | 1 | 0 | 0 | 0 | 0 | 0 | 0 | 0 | 0 | 1 |  | 4 | 5 | 4 | 4
| 2270 | 95 | 4 | 5 | 14 | 0 | 0 | 1 | 0 | 0 | 0 | 0 | 0 | 0 | 0 | 0 | 1 |  | 4 | 5 | 4 | 4
| 2271 | 95 | 4 | 5 | 15 | 0 | 0 | 1 | 0 | 0 | 0 | 0 | 0 | 0 | 0 | 0 | 1 |  | 4 | 5 | 4 | 4
| 2272 | 95 | 4 | 5 | 16 | 0 | 0 | 1 | 0 | 0 | 0 | 0 | 0 | 0 | 0 | 0 | 1 |  | 4 | 5 | 4 | 4
| 2273 | 95 | 4 | 5 | 17 | 0 | 0 | 1 | 0 | 0 | 0 | 0 | 0 | 0 | 0 | 0 | 1 |  | 4 | 5 | 4 | 4
| 2274 | 95 | 4 | 5 | 18 | 0 | 0 | 1 | 0 | 0 | 0 | 0 | 0 | 0 | 0 | 0 | 1 |  | 4 | 5 | 4 | 4
| 2275 | 95 | 4 | 5 | 19 | 0 | 0 | 1 | 0 | 0 | 0 | 0 | 0 | 0 | 0 | 0 | 1 |  | 4 | 5 | 4 | 4
| 2276 | 95 | 4 | 5 | 20 | 0 | 0 | 1 | 0 | 0 | 0 | 0 | 0 | 0 | 0 | 0 | 1 |  | 4 | 5 | 4 | 4
| 2277 | 95 | 4 | 5 | 21 | 0 | 0 | 1 | 0 | 0 | 0 | 0 | 0 | 0 | 0 | 0 | 1 |  | 4 | 5 | 4 | 4
| 2278 | 95 | 4 | 5 | 22 | 0 | 0 | 1 | 0 | 0 | 0 | 0 | 0 | 0 | 0 | 0 | 1 |  | 4 | 5 | 4 | 4
| 2279 | 95 | 4 | 5 | 23 | 0 | 0 | 1 | 0 | 0 | 0 | 0 | 0 | 0 | 0 | 0 | 1 |  | 4 | 5 | 4 | 4
| 2280 | 95 | 4 | 5 | 24 | 0 | 0 | 1 | 0 | 0 | 0 | 0 | 0 | 0 | 0 | 0 | 1 |  | 4 | 5 | 4 | 4
| 2281 | 96 | 4 | 6 | 1 | 0 | 0 | 1 | 0 | 0 | 0 | 0 | 0 | 0 | 0 | 0 | 1 |  | 4 | 6 | 4 | 5
| 2282 | 96 | 4 | 6 | 2 | 0 | 0 | 1 | 0 | 0 | 0 | 0 | 0 | 0 | 0 | 0 | 1 |  | 4 | 6 | 4 | 5
| 2283 | 96 | 4 | 6 | 3 | 0 | 0 | 1 | 0 | 0 | 0 | 0 | 0 | 0 | 0 | 0 | 1 |  | 4 | 6 | 4 | 5
| 2284 | 96 | 4 | 6 | 4 | 0 | 0 | 1 | 0 | 0 | 0 | 0 | 0 | 0 | 0 | 0 | 1 |  | 4 | 6 | 4 | 5
| 2285 | 96 | 4 | 6 | 5 | 0 | 0 | 1 | 0 | 0 | 0 | 0 | 0 | 0 | 0 | 0 | 1 |  | 4 | 6 | 4 | 5
| 2286 | 96 | 4 | 6 | 6 | 0 | 0 | 1 | 0 | 0 | 0 | 0 | 0 | 0 | 0 | 0 | 1 |  | 4 | 6 | 4 | 5
| 2287 | 96 | 4 | 6 | 7 | 0 | 0 | 1 | 0 | 0 | 0 | 0 | 0 | 0 | 0 | 0 | 1 |  | 4 | 6 | 4 | 5
| 2288 | 96 | 4 | 6 | 8 | 0 | 0 | 1 | 0 | 0 | 0 | 0 | 0 | 0 | 0 | 0 | 1 |  | 4 | 6 | 4 | 5
| 2289 | 96 | 4 | 6 | 9 | 0 | 0 | 1 | 0 | 0 | 0 | 0 | 0 | 0 | 0 | 0 | 1 |  | 4 | 6 | 4 | 5
| 2290 | 96 | 4 | 6 | 10 | 0 | 0 | 1 | 0 | 0 | 0 | 0 | 0 | 0 | 0 | 0 | 1 |  | 4 | 6 | 4 | 5
| 2291 | 96 | 4 | 6 | 11 | 0 | 0 | 1 | 0 | 0 | 0 | 0 | 0 | 0 | 0 | 0 | 1 |  | 4 | 6 | 4 | 5
| 2292 | 96 | 4 | 6 | 12 | 0 | 0 | 1 | 0 | 0 | 0 | 0 | 0 | 0 | 0 | 0 | 1 |  | 4 | 6 | 4 | 5
| 2293 | 96 | 4 | 6 | 13 | 0 | 0 | 1 | 0 | 0 | 0 | 0 | 0 | 0 | 0 | 0 | 1 |  | 4 | 6 | 4 | 5
| 2294 | 96 | 4 | 6 | 14 | 0 | 0 | 1 | 0 | 0 | 0 | 0 | 0 | 0 | 0 | 0 | 1 |  | 4 | 6 | 4 | 5
| 2295 | 96 | 4 | 6 | 15 | 0 | 0 | 1 | 0 | 0 | 0 | 0 | 0 | 0 | 0 | 0 | 1 |  | 4 | 6 | 4 | 5
| 2296 | 96 | 4 | 6 | 16 | 0 | 0 | 1 | 0 | 0 | 0 | 0 | 0 | 0 | 0 | 0 | 1 |  | 4 | 6 | 4 | 5
| 2297 | 96 | 4 | 6 | 17 | 0 | 0 | 1 | 0 | 0 | 0 | 0 | 0 | 0 | 0 | 0 | 1 |  | 4 | 6 | 4 | 5
| 2298 | 96 | 4 | 6 | 18 | 0 | 0 | 1 | 0 | 0 | 0 | 0 | 0 | 0 | 0 | 0 | 1 |  | 4 | 6 | 4 | 5
| 2299 | 96 | 4 | 6 | 19 | 0 | 0 | 1 | 0 | 0 | 0 | 0 | 0 | 0 | 0 | 0 | 1 |  | 4 | 6 | 4 | 5
| 2300 | 96 | 4 | 6 | 20 | 0 | 0 | 1 | 0 | 0 | 0 | 0 | 0 | 0 | 0 | 0 | 1 |  | 4 | 6 | 4 | 5
| 2301 | 96 | 4 | 6 | 21 | 0 | 0 | 1 | 0 | 0 | 0 | 0 | 0 | 0 | 0 | 0 | 1 |  | 4 | 6 | 4 | 5
| 2302 | 96 | 4 | 6 | 22 | 0 | 0 | 1 | 0 | 0 | 0 | 0 | 0 | 0 | 0 | 0 | 1 |  | 4 | 6 | 4 | 5
| 2303 | 96 | 4 | 6 | 23 | 0 | 0 | 1 | 0 | 0 | 0 | 0 | 0 | 0 | 0 | 0 | 1 |  | 4 | 6 | 4 | 5
| 2304 | 96 | 4 | 6 | 24 | 0 | 0 | 1 | 0 | 0 | 0 | 0 | 0 | 0 | 0 | 0 | 1 |  | 4 | 6 | 4 | 5
| 2305 | 97 | 4 | 7 | 1 | 0 | 0 | 1 | 0 | 0 | 0 | 0 | 0 | 0 | 0 | 0 | 1 |  | 4 | 7 | 4 | 6
| 2306 | 97 | 4 | 7 | 2 | 0 | 0 | 1 | 0 | 0 | 0 | 0 | 0 | 0 | 0 | 0 | 1 |  | 4 | 7 | 4 | 6
| 2307 | 97 | 4 | 7 | 3 | 0 | 0 | 1 | 0 | 0 | 0 | 0 | 0 | 0 | 0 | 0 | 1 |  | 4 | 7 | 4 | 6
| 2308 | 97 | 4 | 7 | 4 | 0 | 0 | 1 | 0 | 0 | 0 | 0 | 0 | 0 | 0 | 0 | 1 |  | 4 | 7 | 4 | 6
| 2309 | 97 | 4 | 7 | 5 | 0 | 0 | 1 | 0 | 0 | 0 | 0 | 0 | 0 | 0 | 0 | 1 |  | 4 | 7 | 4 | 6
| 2310 | 97 | 4 | 7 | 6 | 0 | 0 | 1 | 0 | 0 | 0 | 0 | 0 | 0 | 0 | 0 | 1 |  | 4 | 7 | 4 | 6
| 2311 | 97 | 4 | 7 | 7 | 0 | 0 | 1 | 0 | 0 | 0 | 0 | 0 | 0 | 0 | 0 | 1 |  | 4 | 7 | 4 | 6
| 2312 | 97 | 4 | 7 | 8 | 0 | 0 | 1 | 0 | 0 | 0 | 0 | 0 | 0 | 0 | 0 | 1 |  | 4 | 7 | 4 | 6
| 2313 | 97 | 4 | 7 | 9 | 0 | 0 | 1 | 0 | 0 | 0 | 0 | 0 | 0 | 0 | 0 | 1 |  | 4 | 7 | 4 | 6
| 2314 | 97 | 4 | 7 | 10 | 0 | 0 | 1 | 0 | 0 | 0 | 0 | 0 | 0 | 0 | 0 | 1 |  | 4 | 7 | 4 | 6
| 2315 | 97 | 4 | 7 | 11 | 0 | 0 | 1 | 0 | 0 | 0 | 0 | 0 | 0 | 0 | 0 | 1 |  | 4 | 7 | 4 | 6
| 2316 | 97 | 4 | 7 | 12 | 0 | 0 | 1 | 0 | 0 | 0 | 0 | 0 | 0 | 0 | 0 | 1 |  | 4 | 7 | 4 | 6
| 2317 | 97 | 4 | 7 | 13 | 0 | 0 | 1 | 0 | 0 | 0 | 0 | 0 | 0 | 0 | 0 | 1 |  | 4 | 7 | 4 | 6
| 2318 | 97 | 4 | 7 | 14 | 0 | 0 | 1 | 0 | 0 | 0 | 0 | 0 | 0 | 0 | 0 | 1 |  | 4 | 7 | 4 | 6
| 2319 | 97 | 4 | 7 | 15 | 0 | 0 | 1 | 0 | 0 | 0 | 0 | 0 | 0 | 0 | 0 | 1 |  | 4 | 7 | 4 | 6
| 2320 | 97 | 4 | 7 | 16 | 0 | 0 | 1 | 0 | 0 | 0 | 0 | 0 | 0 | 0 | 0 | 1 |  | 4 | 7 | 4 | 6
| 2321 | 97 | 4 | 7 | 17 | 0 | 0 | 1 | 0 | 0 | 0 | 0 | 0 | 0 | 0 | 0 | 1 |  | 4 | 7 | 4 | 6
| 2322 | 97 | 4 | 7 | 18 | 0 | 0 | 1 | 0 | 0 | 0 | 0 | 0 | 0 | 0 | 0 | 1 |  | 4 | 7 | 4 | 6
| 2323 | 97 | 4 | 7 | 19 | 0 | 0 | 1 | 0 | 0 | 0 | 0 | 0 | 0 | 0 | 0 | 1 |  | 4 | 7 | 4 | 6
| 2324 | 97 | 4 | 7 | 20 | 0 | 0 | 1 | 0 | 0 | 0 | 0 | 0 | 0 | 0 | 0 | 1 |  | 4 | 7 | 4 | 6
| 2325 | 97 | 4 | 7 | 21 | 0 | 0 | 1 | 0 | 0 | 0 | 0 | 0 | 0 | 0 | 0 | 1 |  | 4 | 7 | 4 | 6
| 2326 | 97 | 4 | 7 | 22 | 0 | 0 | 1 | 0 | 0 | 0 | 0 | 0 | 0 | 0 | 0 | 1 |  | 4 | 7 | 4 | 6
| 2327 | 97 | 4 | 7 | 23 | 0 | 0 | 1 | 0 | 0 | 0 | 0 | 0 | 0 | 0 | 0 | 1 |  | 4 | 7 | 4 | 6
| 2328 | 97 | 4 | 7 | 24 | 0 | 0 | 1 | 0 | 0 | 0 | 0 | 0 | 0 | 0 | 0 | 1 |  | 4 | 7 | 4 | 6
| 2329 | 98 | 4 | 8 | 1 | 0 | 0 | 1 | 0 | 0 | 0 | 0 | 0 | 0 | 0 | 0 | 1 |  | 4 | 8 | 4 | 7
| 2330 | 98 | 4 | 8 | 2 | 0 | 0 | 1 | 0 | 0 | 0 | 0 | 0 | 0 | 0 | 0 | 1 |  | 4 | 8 | 4 | 7
| 2331 | 98 | 4 | 8 | 3 | 0 | 0 | 1 | 0 | 0 | 0 | 0 | 0 | 0 | 0 | 0 | 1 |  | 4 | 8 | 4 | 7
| 2332 | 98 | 4 | 8 | 4 | 0 | 0 | 1 | 0 | 0 | 0 | 0 | 0 | 0 | 0 | 0 | 1 |  | 4 | 8 | 4 | 7
| 2333 | 98 | 4 | 8 | 5 | 0 | 0 | 1 | 0 | 0 | 0 | 0 | 0 | 0 | 0 | 0 | 1 |  | 4 | 8 | 4 | 7
| 2334 | 98 | 4 | 8 | 6 | 0 | 0 | 1 | 0 | 0 | 0 | 0 | 0 | 0 | 0 | 0 | 1 |  | 4 | 8 | 4 | 7
| 2335 | 98 | 4 | 8 | 7 | 0 | 0 | 1 | 0 | 0 | 0 | 0 | 0 | 0 | 0 | 0 | 1 |  | 4 | 8 | 4 | 7
| 2336 | 98 | 4 | 8 | 8 | 0 | 0 | 1 | 0 | 0 | 0 | 0 | 0 | 0 | 0 | 0 | 1 |  | 4 | 8 | 4 | 7
| 2337 | 98 | 4 | 8 | 9 | 0 | 0 | 1 | 0 | 0 | 0 | 0 | 0 | 0 | 0 | 0 | 1 |  | 4 | 8 | 4 | 7
| 2338 | 98 | 4 | 8 | 10 | 0 | 0 | 1 | 0 | 0 | 0 | 0 | 0 | 0 | 0 | 0 | 1 |  | 4 | 8 | 4 | 7
| 2339 | 98 | 4 | 8 | 11 | 0 | 0 | 1 | 0 | 0 | 0 | 0 | 0 | 0 | 0 | 0 | 1 |  | 4 | 8 | 4 | 7
| 2340 | 98 | 4 | 8 | 12 | 0 | 0 | 1 | 0 | 0 | 0 | 0 | 0 | 0 | 0 | 0 | 1 |  | 4 | 8 | 4 | 7
| 2341 | 98 | 4 | 8 | 13 | 0 | 0 | 1 | 0 | 0 | 0 | 0 | 0 | 0 | 0 | 0 | 1 |  | 4 | 8 | 4 | 7
| 2342 | 98 | 4 | 8 | 14 | 0 | 0 | 1 | 0 | 0 | 0 | 0 | 0 | 0 | 0 | 0 | 1 |  | 4 | 8 | 4 | 7
| 2343 | 98 | 4 | 8 | 15 | 0 | 0 | 1 | 0 | 0 | 0 | 0 | 0 | 0 | 0 | 0 | 1 |  | 4 | 8 | 4 | 7
| 2344 | 98 | 4 | 8 | 16 | 0 | 0 | 1 | 0 | 0 | 0 | 0 | 0 | 0 | 0 | 0 | 1 |  | 4 | 8 | 4 | 7
| 2345 | 98 | 4 | 8 | 17 | 0 | 0 | 1 | 0 | 0 | 0 | 0 | 0 | 0 | 0 | 0 | 1 |  | 4 | 8 | 4 | 7
| 2346 | 98 | 4 | 8 | 18 | 0 | 0 | 1 | 0 | 0 | 0 | 0 | 0 | 0 | 0 | 0 | 1 |  | 4 | 8 | 4 | 7
| 2347 | 98 | 4 | 8 | 19 | 0 | 0 | 1 | 0 | 0 | 0 | 0 | 0 | 0 | 0 | 0 | 1 |  | 4 | 8 | 4 | 7
| 2348 | 98 | 4 | 8 | 20 | 0 | 0 | 1 | 0 | 0 | 0 | 0 | 0 | 0 | 0 | 0 | 1 |  | 4 | 8 | 4 | 7
| 2349 | 98 | 4 | 8 | 21 | 0 | 0 | 1 | 0 | 0 | 0 | 0 | 0 | 0 | 0 | 0 | 1 |  | 4 | 8 | 4 | 7
| 2350 | 98 | 4 | 8 | 22 | 0 | 0 | 1 | 0 | 0 | 0 | 0 | 0 | 0 | 0 | 0 | 1 |  | 4 | 8 | 4 | 7
| 2351 | 98 | 4 | 8 | 23 | 0 | 0 | 1 | 0 | 0 | 0 | 0 | 0 | 0 | 0 | 0 | 1 |  | 4 | 8 | 4 | 7
| 2352 | 98 | 4 | 8 | 24 | 0 | 0 | 1 | 0 | 0 | 0 | 0 | 0 | 0 | 0 | 0 | 1 |  | 4 | 8 | 4 | 7
| 2353 | 99 | 4 | 9 | 1 | 0 | 0 | 0 | 0 | 0 | 0 | 0 | 0 | 0 | 0 | 0 | 1 |  | 4 | 9 | 4 | 8
| 2354 | 99 | 4 | 9 | 2 | 0 | 0 | 0 | 0 | 0 | 0 | 0 | 0 | 0 | 0 | 0 | 1 |  | 4 | 9 | 4 | 8
| 2355 | 99 | 4 | 9 | 3 | 0 | 0 | 0 | 0 | 0 | 0 | 0 | 0 | 0 | 0 | 0 | 1 |  | 4 | 9 | 4 | 8
| 2356 | 99 | 4 | 9 | 4 | 0 | 0 | 0 | 0 | 0 | 0 | 0 | 0 | 0 | 0 | 0 | 1 |  | 4 | 9 | 4 | 8
| 2357 | 99 | 4 | 9 | 5 | 0 | 0 | 0 | 0 | 0 | 0 | 0 | 0 | 0 | 0 | 0 | 1 |  | 4 | 9 | 4 | 8
| 2358 | 99 | 4 | 9 | 6 | 0 | 0 | 0 | 0 | 0 | 0 | 0 | 0 | 0 | 0 | 0 | 1 |  | 4 | 9 | 4 | 8
| 2359 | 99 | 4 | 9 | 7 | 0 | 0 | 0 | 0 | 0 | 0 | 0 | 0 | 0 | 0 | 0 | 1 |  | 4 | 9 | 4 | 8
| 2360 | 99 | 4 | 9 | 8 | 0 | 0 | 0 | 0 | 0 | 0 | 0 | 0 | 0 | 0 | 0 | 1 |  | 4 | 9 | 4 | 8
| 2361 | 99 | 4 | 9 | 9 | 0 | 0 | 0 | 0 | 0 | 0 | 0 | 0 | 0 | 0 | 0 | 1 |  | 4 | 9 | 4 | 8
| 2362 | 99 | 4 | 9 | 10 | 0 | 0 | 0 | 0 | 0 | 0 | 0 | 0 | 0 | 0 | 0 | 1 |  | 4 | 9 | 4 | 8
| 2363 | 99 | 4 | 9 | 11 | 0 | 0 | 0 | 0 | 0 | 0 | 0 | 0 | 0 | 0 | 0 | 1 |  | 4 | 9 | 4 | 8
| 2364 | 99 | 4 | 9 | 12 | 0 | 0 | 0 | 0 | 0 | 0 | 0 | 0 | 0 | 0 | 0 | 1 |  | 4 | 9 | 4 | 8
| 2365 | 99 | 4 | 9 | 13 | 0 | 0 | 0 | 0 | 0 | 0 | 0 | 0 | 0 | 0 | 0 | 1 |  | 4 | 9 | 4 | 8
| 2366 | 99 | 4 | 9 | 14 | 0 | 0 | 0 | 0 | 0 | 0 | 0 | 0 | 0 | 0 | 0 | 1 |  | 4 | 9 | 4 | 8
| 2367 | 99 | 4 | 9 | 15 | 0 | 0 | 0 | 0 | 0 | 0 | 0 | 0 | 0 | 0 | 0 | 1 |  | 4 | 9 | 4 | 8
| 2368 | 99 | 4 | 9 | 16 | 0 | 0 | 0 | 0 | 0 | 0 | 0 | 0 | 0 | 0 | 0 | 1 |  | 4 | 9 | 4 | 8
| 2369 | 99 | 4 | 9 | 17 | 0 | 0 | 0 | 0 | 0 | 0 | 0 | 0 | 0 | 0 | 0 | 1 |  | 4 | 9 | 4 | 8
| 2370 | 99 | 4 | 9 | 18 | 0 | 0 | 0 | 0 | 0 | 0 | 0 | 0 | 0 | 0 | 0 | 1 |  | 4 | 9 | 4 | 8
| 2371 | 99 | 4 | 9 | 19 | 0 | 0 | 0 | 0 | 0 | 0 | 0 | 0 | 0 | 0 | 0 | 1 |  | 4 | 9 | 4 | 8
| 2372 | 99 | 4 | 9 | 20 | 0 | 0 | 0 | 0 | 0 | 0 | 0 | 0 | 0 | 0 | 0 | 1 |  | 4 | 9 | 4 | 8
| 2373 | 99 | 4 | 9 | 21 | 0 | 0 | 0 | 0 | 0 | 0 | 0 | 0 | 0 | 0 | 0 | 1 |  | 4 | 9 | 4 | 8
| 2374 | 99 | 4 | 9 | 22 | 0 | 0 | 0 | 0 | 0 | 0 | 0 | 0 | 0 | 0 | 0 | 1 |  | 4 | 9 | 4 | 8
| 2375 | 99 | 4 | 9 | 23 | 0 | 0 | 0 | 0 | 0 | 0 | 0 | 0 | 0 | 0 | 0 | 1 |  | 4 | 9 | 4 | 8
| 2376 | 99 | 4 | 9 | 24 | 0 | 0 | 0 | 0 | 0 | 0 | 0 | 0 | 0 | 0 | 0 | 1 |  | 4 | 9 | 4 | 8
| 2377 | 100 | 4 | 10 | 1 | 0 | 0 | 0 | 0 | 0 | 0 | 0 | 0 | 0 | 0 | 0 | 1 |  | 4 | 10 | 4 | 9
| 2378 | 100 | 4 | 10 | 2 | 0 | 0 | 0 | 0 | 0 | 0 | 0 | 0 | 0 | 0 | 0 | 1 |  | 4 | 10 | 4 | 9
| 2379 | 100 | 4 | 10 | 3 | 0 | 0 | 0 | 0 | 0 | 0 | 0 | 0 | 0 | 0 | 0 | 1 |  | 4 | 10 | 4 | 9
| 2380 | 100 | 4 | 10 | 4 | 0 | 0 | 0 | 0 | 0 | 0 | 0 | 0 | 0 | 0 | 0 | 1 |  | 4 | 10 | 4 | 9
| 2381 | 100 | 4 | 10 | 5 | 0 | 0 | 0 | 0 | 0 | 0 | 0 | 0 | 0 | 0 | 0 | 1 |  | 4 | 10 | 4 | 9
| 2382 | 100 | 4 | 10 | 6 | 0 | 0 | 0 | 0 | 0 | 0 | 0 | 0 | 0 | 0 | 0 | 1 |  | 4 | 10 | 4 | 9
| 2383 | 100 | 4 | 10 | 7 | 0 | 0 | 0 | 0 | 0 | 0 | 0 | 0 | 0 | 0 | 0 | 1 |  | 4 | 10 | 4 | 9
| 2384 | 100 | 4 | 10 | 8 | 0 | 0 | 0 | 0 | 0 | 0 | 0 | 0 | 0 | 0 | 0 | 1 |  | 4 | 10 | 4 | 9
| 2385 | 100 | 4 | 10 | 9 | 0 | 0 | 0 | 0 | 0 | 0 | 0 | 0 | 0 | 0 | 0 | 1 |  | 4 | 10 | 4 | 9
| 2386 | 100 | 4 | 10 | 10 | 0 | 0 | 0 | 0 | 0 | 0 | 0 | 0 | 0 | 0 | 0 | 1 |  | 4 | 10 | 4 | 9
| 2387 | 100 | 4 | 10 | 11 | 0 | 0 | 0 | 0 | 0 | 0 | 0 | 0 | 0 | 0 | 0 | 1 |  | 4 | 10 | 4 | 9
| 2388 | 100 | 4 | 10 | 12 | 0 | 0 | 0 | 0 | 0 | 0 | 0 | 0 | 0 | 0 | 0 | 1 |  | 4 | 10 | 4 | 9
| 2389 | 100 | 4 | 10 | 13 | 0 | 0 | 0 | 0 | 0 | 0 | 0 | 0 | 0 | 0 | 0 | 1 |  | 4 | 10 | 4 | 9
| 2390 | 100 | 4 | 10 | 14 | 0 | 0 | 0 | 0 | 0 | 0 | 0 | 0 | 0 | 0 | 0 | 1 |  | 4 | 10 | 4 | 9
| 2391 | 100 | 4 | 10 | 15 | 0 | 0 | 0 | 0 | 0 | 0 | 0 | 0 | 0 | 0 | 0 | 1 |  | 4 | 10 | 4 | 9
| 2392 | 100 | 4 | 10 | 16 | 0 | 0 | 0 | 0 | 0 | 0 | 0 | 0 | 0 | 0 | 0 | 1 |  | 4 | 10 | 4 | 9
| 2393 | 100 | 4 | 10 | 17 | 0 | 0 | 0 | 0 | 0 | 0 | 0 | 0 | 0 | 0 | 0 | 1 |  | 4 | 10 | 4 | 9
| 2394 | 100 | 4 | 10 | 18 | 0 | 0 | 0 | 0 | 0 | 0 | 0 | 0 | 0 | 0 | 0 | 1 |  | 4 | 10 | 4 | 9
| 2395 | 100 | 4 | 10 | 19 | 0 | 0 | 0 | 0 | 0 | 0 | 0 | 0 | 0 | 0 | 0 | 1 |  | 4 | 10 | 4 | 9
| 2396 | 100 | 4 | 10 | 20 | 0 | 0 | 0 | 0 | 0 | 0 | 0 | 0 | 0 | 0 | 0 | 1 |  | 4 | 10 | 4 | 9
| 2397 | 100 | 4 | 10 | 21 | 0 | 0 | 0 | 0 | 0 | 0 | 0 | 0 | 0 | 0 | 0 | 1 |  | 4 | 10 | 4 | 9
| 2398 | 100 | 4 | 10 | 22 | 0 | 0 | 0 | 0 | 0 | 0 | 0 | 0 | 0 | 0 | 0 | 1 |  | 4 | 10 | 4 | 9
| 2399 | 100 | 4 | 10 | 23 | 0 | 0 | 0 | 0 | 0 | 0 | 0 | 0 | 0 | 0 | 0 | 1 |  | 4 | 10 | 4 | 9
| 2400 | 100 | 4 | 10 | 24 | 0 | 0 | 0 | 0 | 0 | 0 | 0 | 0 | 0 | 0 | 0 | 1 |  | 4 | 10 | 4 | 9
| 2401 | 101 | 4 | 11 | 1 | 0 | 0 | 1 | 0 | 0 | 0 | 0 | 0 | 0 | 0 | 0 | 1 |  | 4 | 11 | 4 | 10
| 2402 | 101 | 4 | 11 | 2 | 0 | 0 | 1 | 0 | 0 | 0 | 0 | 0 | 0 | 0 | 0 | 1 |  | 4 | 11 | 4 | 10
| 2403 | 101 | 4 | 11 | 3 | 0 | 0 | 1 | 0 | 0 | 0 | 0 | 0 | 0 | 0 | 0 | 1 |  | 4 | 11 | 4 | 10
| 2404 | 101 | 4 | 11 | 4 | 0 | 0 | 1 | 0 | 0 | 0 | 0 | 0 | 0 | 0 | 0 | 1 |  | 4 | 11 | 4 | 10
| 2405 | 101 | 4 | 11 | 5 | 0 | 0 | 1 | 0 | 0 | 0 | 0 | 0 | 0 | 0 | 0 | 1 |  | 4 | 11 | 4 | 10
| 2406 | 101 | 4 | 11 | 6 | 0 | 0 | 1 | 0 | 0 | 0 | 0 | 0 | 0 | 0 | 0 | 1 |  | 4 | 11 | 4 | 10
| 2407 | 101 | 4 | 11 | 7 | 0 | 0 | 1 | 0 | 0 | 0 | 0 | 0 | 0 | 0 | 0 | 1 |  | 4 | 11 | 4 | 10
| 2408 | 101 | 4 | 11 | 8 | 0 | 0 | 1 | 0 | 0 | 0 | 0 | 0 | 0 | 0 | 0 | 1 |  | 4 | 11 | 4 | 10
| 2409 | 101 | 4 | 11 | 9 | 0 | 0 | 1 | 0 | 0 | 0 | 0 | 0 | 0 | 0 | 0 | 1 |  | 4 | 11 | 4 | 10
| 2410 | 101 | 4 | 11 | 10 | 0 | 0 | 1 | 0 | 0 | 0 | 0 | 0 | 0 | 0 | 0 | 1 |  | 4 | 11 | 4 | 10
| 2411 | 101 | 4 | 11 | 11 | 0 | 0 | 1 | 0 | 0 | 0 | 0 | 0 | 0 | 0 | 0 | 1 |  | 4 | 11 | 4 | 10
| 2412 | 101 | 4 | 11 | 12 | 0 | 0 | 1 | 0 | 0 | 0 | 0 | 0 | 0 | 0 | 0 | 1 |  | 4 | 11 | 4 | 10
| 2413 | 101 | 4 | 11 | 13 | 0 | 0 | 1 | 0 | 0 | 0 | 0 | 0 | 0 | 0 | 0 | 1 |  | 4 | 11 | 4 | 10
| 2414 | 101 | 4 | 11 | 14 | 0 | 0 | 1 | 0 | 0 | 0 | 0 | 0 | 0 | 0 | 0 | 1 |  | 4 | 11 | 4 | 10
| 2415 | 101 | 4 | 11 | 15 | 0 | 0 | 1 | 0 | 0 | 0 | 0 | 0 | 0 | 0 | 0 | 1 |  | 4 | 11 | 4 | 10
| 2416 | 101 | 4 | 11 | 16 | 0 | 0 | 1 | 0 | 0 | 0 | 0 | 0 | 0 | 0 | 0 | 1 |  | 4 | 11 | 4 | 10
| 2417 | 101 | 4 | 11 | 17 | 0 | 0 | 1 | 0 | 0 | 0 | 0 | 0 | 0 | 0 | 0 | 1 |  | 4 | 11 | 4 | 10
| 2418 | 101 | 4 | 11 | 18 | 0 | 0 | 1 | 0 | 0 | 0 | 0 | 0 | 0 | 0 | 0 | 1 |  | 4 | 11 | 4 | 10
| 2419 | 101 | 4 | 11 | 19 | 0 | 0 | 1 | 0 | 0 | 0 | 0 | 0 | 0 | 0 | 0 | 1 |  | 4 | 11 | 4 | 10
| 2420 | 101 | 4 | 11 | 20 | 0 | 0 | 1 | 0 | 0 | 0 | 0 | 0 | 0 | 0 | 0 | 1 |  | 4 | 11 | 4 | 10
| 2421 | 101 | 4 | 11 | 21 | 0 | 0 | 1 | 0 | 0 | 0 | 0 | 0 | 0 | 0 | 0 | 1 |  | 4 | 11 | 4 | 10
| 2422 | 101 | 4 | 11 | 22 | 0 | 0 | 1 | 0 | 0 | 0 | 0 | 0 | 0 | 0 | 0 | 1 |  | 4 | 11 | 4 | 10
| 2423 | 101 | 4 | 11 | 23 | 0 | 0 | 1 | 0 | 0 | 0 | 0 | 0 | 0 | 0 | 0 | 1 |  | 4 | 11 | 4 | 10
| 2424 | 101 | 4 | 11 | 24 | 0 | 0 | 1 | 0 | 0 | 0 | 0 | 0 | 0 | 0 | 0 | 1 |  | 4 | 11 | 4 | 10
| 2425 | 102 | 4 | 12 | 1 | 0 | 0 | 1 | 0 | 0 | 0 | 0 | 0 | 0 | 0 | 0 | 1 |  | 4 | 12 | 4 | 11
| 2426 | 102 | 4 | 12 | 2 | 0 | 0 | 1 | 0 | 0 | 0 | 0 | 0 | 0 | 0 | 0 | 1 |  | 4 | 12 | 4 | 11
| 2427 | 102 | 4 | 12 | 3 | 0 | 0 | 1 | 0 | 0 | 0 | 0 | 0 | 0 | 0 | 0 | 1 |  | 4 | 12 | 4 | 11
| 2428 | 102 | 4 | 12 | 4 | 0 | 0 | 1 | 0 | 0 | 0 | 0 | 0 | 0 | 0 | 0 | 1 |  | 4 | 12 | 4 | 11
| 2429 | 102 | 4 | 12 | 5 | 0 | 0 | 1 | 0 | 0 | 0 | 0 | 0 | 0 | 0 | 0 | 1 |  | 4 | 12 | 4 | 11
| 2430 | 102 | 4 | 12 | 6 | 0 | 0 | 1 | 0 | 0 | 0 | 0 | 0 | 0 | 0 | 0 | 1 |  | 4 | 12 | 4 | 11
| 2431 | 102 | 4 | 12 | 7 | 0 | 0 | 1 | 0 | 0 | 0 | 0 | 0 | 0 | 0 | 0 | 1 |  | 4 | 12 | 4 | 11
| 2432 | 102 | 4 | 12 | 8 | 0 | 0 | 1 | 0 | 0 | 0 | 0 | 0 | 0 | 0 | 0 | 1 |  | 4 | 12 | 4 | 11
| 2433 | 102 | 4 | 12 | 9 | 0 | 0 | 1 | 0 | 0 | 0 | 0 | 0 | 0 | 0 | 0 | 1 |  | 4 | 12 | 4 | 11
| 2434 | 102 | 4 | 12 | 10 | 0 | 0 | 1 | 0 | 0 | 0 | 0 | 0 | 0 | 0 | 0 | 1 |  | 4 | 12 | 4 | 11
| 2435 | 102 | 4 | 12 | 11 | 0 | 0 | 1 | 0 | 0 | 0 | 0 | 0 | 0 | 0 | 0 | 1 |  | 4 | 12 | 4 | 11
| 2436 | 102 | 4 | 12 | 12 | 0 | 0 | 1 | 0 | 0 | 0 | 0 | 0 | 0 | 0 | 0 | 1 |  | 4 | 12 | 4 | 11
| 2437 | 102 | 4 | 12 | 13 | 0 | 0 | 1 | 0 | 0 | 0 | 0 | 0 | 0 | 0 | 0 | 1 |  | 4 | 12 | 4 | 11
| 2438 | 102 | 4 | 12 | 14 | 0 | 0 | 1 | 0 | 0 | 0 | 0 | 0 | 0 | 0 | 0 | 1 |  | 4 | 12 | 4 | 11
| 2439 | 102 | 4 | 12 | 15 | 0 | 0 | 1 | 0 | 0 | 0 | 0 | 0 | 0 | 0 | 0 | 1 |  | 4 | 12 | 4 | 11
| 2440 | 102 | 4 | 12 | 16 | 0 | 0 | 1 | 0 | 0 | 0 | 0 | 0 | 0 | 0 | 0 | 1 |  | 4 | 12 | 4 | 11
| 2441 | 102 | 4 | 12 | 17 | 0 | 0 | 1 | 0 | 0 | 0 | 0 | 0 | 0 | 0 | 0 | 1 |  | 4 | 12 | 4 | 11
| 2442 | 102 | 4 | 12 | 18 | 0 | 0 | 1 | 0 | 0 | 0 | 0 | 0 | 0 | 0 | 0 | 1 |  | 4 | 12 | 4 | 11
| 2443 | 102 | 4 | 12 | 19 | 0 | 0 | 1 | 0 | 0 | 0 | 0 | 0 | 0 | 0 | 0 | 1 |  | 4 | 12 | 4 | 11
| 2444 | 102 | 4 | 12 | 20 | 0 | 0 | 1 | 0 | 0 | 0 | 0 | 0 | 0 | 0 | 0 | 1 |  | 4 | 12 | 4 | 11
| 2445 | 102 | 4 | 12 | 21 | 0 | 0 | 1 | 0 | 0 | 0 | 0 | 0 | 0 | 0 | 0 | 1 |  | 4 | 12 | 4 | 11
| 2446 | 102 | 4 | 12 | 22 | 0 | 0 | 1 | 0 | 0 | 0 | 0 | 0 | 0 | 0 | 0 | 1 |  | 4 | 12 | 4 | 11
| 2447 | 102 | 4 | 12 | 23 | 0 | 0 | 1 | 0 | 0 | 0 | 0 | 0 | 0 | 0 | 0 | 1 |  | 4 | 12 | 4 | 11
| 2448 | 102 | 4 | 12 | 24 | 0 | 0 | 1 | 0 | 0 | 0 | 0 | 0 | 0 | 0 | 0 | 1 |  | 4 | 12 | 4 | 11
| 2449 | 103 | 4 | 13 | 1 | 0 | 0 | 1 | 0 | 0 | 0 | 0 | 0 | 0 | 0 | 0 | 1 |  | 4 | 13 | 4 | 12
| 2450 | 103 | 4 | 13 | 2 | 0 | 0 | 1 | 0 | 0 | 0 | 0 | 0 | 0 | 0 | 0 | 1 |  | 4 | 13 | 4 | 12
| 2451 | 103 | 4 | 13 | 3 | 0 | 0 | 1 | 0 | 0 | 0 | 0 | 0 | 0 | 0 | 0 | 1 |  | 4 | 13 | 4 | 12
| 2452 | 103 | 4 | 13 | 4 | 0 | 0 | 1 | 0 | 0 | 0 | 0 | 0 | 0 | 0 | 0 | 1 |  | 4 | 13 | 4 | 12
| 2453 | 103 | 4 | 13 | 5 | 0 | 0 | 1 | 0 | 0 | 0 | 0 | 0 | 0 | 0 | 0 | 1 |  | 4 | 13 | 4 | 12
| 2454 | 103 | 4 | 13 | 6 | 0 | 0 | 1 | 0 | 0 | 0 | 0 | 0 | 0 | 0 | 0 | 1 |  | 4 | 13 | 4 | 12
| 2455 | 103 | 4 | 13 | 7 | 0 | 0 | 1 | 0 | 0 | 0 | 0 | 0 | 0 | 0 | 0 | 1 |  | 4 | 13 | 4 | 12
| 2456 | 103 | 4 | 13 | 8 | 0 | 0 | 1 | 0 | 0 | 0 | 0 | 0 | 0 | 0 | 0 | 1 |  | 4 | 13 | 4 | 12
| 2457 | 103 | 4 | 13 | 9 | 0 | 0 | 1 | 0 | 0 | 0 | 0 | 0 | 0 | 0 | 0 | 1 |  | 4 | 13 | 4 | 12
| 2458 | 103 | 4 | 13 | 10 | 0 | 0 | 1 | 0 | 0 | 0 | 0 | 0 | 0 | 0 | 0 | 1 |  | 4 | 13 | 4 | 12
| 2459 | 103 | 4 | 13 | 11 | 0 | 0 | 1 | 0 | 0 | 0 | 0 | 0 | 0 | 0 | 0 | 1 |  | 4 | 13 | 4 | 12
| 2460 | 103 | 4 | 13 | 12 | 0 | 0 | 1 | 0 | 0 | 0 | 0 | 0 | 0 | 0 | 0 | 1 |  | 4 | 13 | 4 | 12
| 2461 | 103 | 4 | 13 | 13 | 0 | 0 | 1 | 0 | 0 | 0 | 0 | 0 | 0 | 0 | 0 | 1 |  | 4 | 13 | 4 | 12
| 2462 | 103 | 4 | 13 | 14 | 0 | 0 | 1 | 0 | 0 | 0 | 0 | 0 | 0 | 0 | 0 | 1 |  | 4 | 13 | 4 | 12
| 2463 | 103 | 4 | 13 | 15 | 0 | 0 | 1 | 0 | 0 | 0 | 0 | 0 | 0 | 0 | 0 | 1 |  | 4 | 13 | 4 | 12
| 2464 | 103 | 4 | 13 | 16 | 0 | 0 | 1 | 0 | 0 | 0 | 0 | 0 | 0 | 0 | 0 | 1 |  | 4 | 13 | 4 | 12
| 2465 | 103 | 4 | 13 | 17 | 0 | 0 | 1 | 0 | 0 | 0 | 0 | 0 | 0 | 0 | 0 | 1 |  | 4 | 13 | 4 | 12
| 2466 | 103 | 4 | 13 | 18 | 0 | 0 | 1 | 0 | 0 | 0 | 0 | 0 | 0 | 0 | 0 | 1 |  | 4 | 13 | 4 | 12
| 2467 | 103 | 4 | 13 | 19 | 0 | 0 | 1 | 0 | 0 | 0 | 0 | 0 | 0 | 0 | 0 | 1 |  | 4 | 13 | 4 | 12
| 2468 | 103 | 4 | 13 | 20 | 0 | 0 | 1 | 0 | 0 | 0 | 0 | 0 | 0 | 0 | 0 | 1 |  | 4 | 13 | 4 | 12
| 2469 | 103 | 4 | 13 | 21 | 0 | 0 | 1 | 0 | 0 | 0 | 0 | 0 | 0 | 0 | 0 | 1 |  | 4 | 13 | 4 | 12
| 2470 | 103 | 4 | 13 | 22 | 0 | 0 | 1 | 0 | 0 | 0 | 0 | 0 | 0 | 0 | 0 | 1 |  | 4 | 13 | 4 | 12
| 2471 | 103 | 4 | 13 | 23 | 0 | 0 | 1 | 0 | 0 | 0 | 0 | 0 | 0 | 0 | 0 | 1 |  | 4 | 13 | 4 | 12
| 2472 | 103 | 4 | 13 | 24 | 0 | 0 | 1 | 0 | 0 | 0 | 0 | 0 | 0 | 0 | 0 | 1 |  | 4 | 13 | 4 | 12
| 2473 | 104 | 4 | 14 | 1 | 0 | 0 | 1 | 0 | 0 | 0 | 0 | 0 | 0 | 0 | 0 | 1 |  | 4 | 14 | 4 | 13
| 2474 | 104 | 4 | 14 | 2 | 0 | 0 | 1 | 0 | 0 | 0 | 0 | 0 | 0 | 0 | 0 | 1 |  | 4 | 14 | 4 | 13
| 2475 | 104 | 4 | 14 | 3 | 0 | 0 | 1 | 0 | 0 | 0 | 0 | 0 | 0 | 0 | 0 | 1 |  | 4 | 14 | 4 | 13
| 2476 | 104 | 4 | 14 | 4 | 0 | 0 | 1 | 0 | 0 | 0 | 0 | 0 | 0 | 0 | 0 | 1 |  | 4 | 14 | 4 | 13
| 2477 | 104 | 4 | 14 | 5 | 0 | 0 | 1 | 0 | 0 | 0 | 0 | 0 | 0 | 0 | 0 | 1 |  | 4 | 14 | 4 | 13
| 2478 | 104 | 4 | 14 | 6 | 0 | 0 | 1 | 0 | 0 | 0 | 0 | 0 | 0 | 0 | 0 | 1 |  | 4 | 14 | 4 | 13
| 2479 | 104 | 4 | 14 | 7 | 0 | 0 | 1 | 0 | 0 | 0 | 0 | 0 | 0 | 0 | 0 | 1 |  | 4 | 14 | 4 | 13
| 2480 | 104 | 4 | 14 | 8 | 0 | 0 | 1 | 0 | 0 | 0 | 0 | 0 | 0 | 0 | 0 | 1 |  | 4 | 14 | 4 | 13
| 2481 | 104 | 4 | 14 | 9 | 0 | 0 | 1 | 0 | 0 | 0 | 0 | 0 | 0 | 0 | 0 | 1 |  | 4 | 14 | 4 | 13
| 2482 | 104 | 4 | 14 | 10 | 0 | 0 | 1 | 0 | 0 | 0 | 0 | 0 | 0 | 0 | 0 | 1 |  | 4 | 14 | 4 | 13
| 2483 | 104 | 4 | 14 | 11 | 0 | 0 | 1 | 0 | 0 | 0 | 0 | 0 | 0 | 0 | 0 | 1 |  | 4 | 14 | 4 | 13
| 2484 | 104 | 4 | 14 | 12 | 0 | 0 | 1 | 0 | 0 | 0 | 0 | 0 | 0 | 0 | 0 | 1 |  | 4 | 14 | 4 | 13
| 2485 | 104 | 4 | 14 | 13 | 0 | 0 | 1 | 0 | 0 | 0 | 0 | 0 | 0 | 0 | 0 | 1 |  | 4 | 14 | 4 | 13
| 2486 | 104 | 4 | 14 | 14 | 0 | 0 | 1 | 0 | 0 | 0 | 0 | 0 | 0 | 0 | 0 | 1 |  | 4 | 14 | 4 | 13
| 2487 | 104 | 4 | 14 | 15 | 0 | 0 | 1 | 0 | 0 | 0 | 0 | 0 | 0 | 0 | 0 | 1 |  | 4 | 14 | 4 | 13
| 2488 | 104 | 4 | 14 | 16 | 0 | 0 | 1 | 0 | 0 | 0 | 0 | 0 | 0 | 0 | 0 | 1 |  | 4 | 14 | 4 | 13
| 2489 | 104 | 4 | 14 | 17 | 0 | 0 | 1 | 0 | 0 | 0 | 0 | 0 | 0 | 0 | 0 | 1 |  | 4 | 14 | 4 | 13
| 2490 | 104 | 4 | 14 | 18 | 0 | 0 | 1 | 0 | 0 | 0 | 0 | 0 | 0 | 0 | 0 | 1 |  | 4 | 14 | 4 | 13
| 2491 | 104 | 4 | 14 | 19 | 0 | 0 | 1 | 0 | 0 | 0 | 0 | 0 | 0 | 0 | 0 | 1 |  | 4 | 14 | 4 | 13
| 2492 | 104 | 4 | 14 | 20 | 0 | 0 | 1 | 0 | 0 | 0 | 0 | 0 | 0 | 0 | 0 | 1 |  | 4 | 14 | 4 | 13
| 2493 | 104 | 4 | 14 | 21 | 0 | 0 | 1 | 0 | 0 | 0 | 0 | 0 | 0 | 0 | 0 | 1 |  | 4 | 14 | 4 | 13
| 2494 | 104 | 4 | 14 | 22 | 0 | 0 | 1 | 0 | 0 | 0 | 0 | 0 | 0 | 0 | 0 | 1 |  | 4 | 14 | 4 | 13
| 2495 | 104 | 4 | 14 | 23 | 0 | 0 | 1 | 0 | 0 | 0 | 0 | 0 | 0 | 0 | 0 | 1 |  | 4 | 14 | 4 | 13
| 2496 | 104 | 4 | 14 | 24 | 0 | 0 | 1 | 0 | 0 | 0 | 0 | 0 | 0 | 0 | 0 | 1 |  | 4 | 14 | 4 | 13
| 2497 | 105 | 4 | 15 | 1 | 0 | 0 | 1 | 0 | 0 | 0 | 0 | 0 | 0 | 0 | 0 | 1 |  | 4 | 15 | 4 | 14
| 2498 | 105 | 4 | 15 | 2 | 0 | 0 | 1 | 0 | 0 | 0 | 0 | 0 | 0 | 0 | 0 | 1 |  | 4 | 15 | 4 | 14
| 2499 | 105 | 4 | 15 | 3 | 0 | 0 | 1 | 0 | 0 | 0 | 0 | 0 | 0 | 0 | 0 | 1 |  | 4 | 15 | 4 | 14
| 2500 | 105 | 4 | 15 | 4 | 0 | 0 | 1 | 0 | 0 | 0 | 0 | 0 | 0 | 0 | 0 | 1 |  | 4 | 15 | 4 | 14
| 2501 | 105 | 4 | 15 | 5 | 0 | 0 | 1 | 0 | 0 | 0 | 0 | 0 | 0 | 0 | 0 | 1 |  | 4 | 15 | 4 | 14
| 2502 | 105 | 4 | 15 | 6 | 0 | 0 | 1 | 0 | 0 | 0 | 0 | 0 | 0 | 0 | 0 | 1 |  | 4 | 15 | 4 | 14
| 2503 | 105 | 4 | 15 | 7 | 0 | 0 | 1 | 0 | 0 | 0 | 0 | 0 | 0 | 0 | 0 | 1 |  | 4 | 15 | 4 | 14
| 2504 | 105 | 4 | 15 | 8 | 0 | 0 | 1 | 0 | 0 | 0 | 0 | 0 | 0 | 0 | 0 | 1 |  | 4 | 15 | 4 | 14
| 2505 | 105 | 4 | 15 | 9 | 0 | 0 | 1 | 0 | 0 | 0 | 0 | 0 | 0 | 0 | 0 | 1 |  | 4 | 15 | 4 | 14
| 2506 | 105 | 4 | 15 | 10 | 0 | 0 | 1 | 0 | 0 | 0 | 0 | 0 | 0 | 0 | 0 | 1 |  | 4 | 15 | 4 | 14
| 2507 | 105 | 4 | 15 | 11 | 0 | 0 | 1 | 0 | 0 | 0 | 0 | 0 | 0 | 0 | 0 | 1 |  | 4 | 15 | 4 | 14
| 2508 | 105 | 4 | 15 | 12 | 0 | 0 | 1 | 0 | 0 | 0 | 0 | 0 | 0 | 0 | 0 | 1 |  | 4 | 15 | 4 | 14
| 2509 | 105 | 4 | 15 | 13 | 0 | 0 | 1 | 0 | 0 | 0 | 0 | 0 | 0 | 0 | 0 | 1 |  | 4 | 15 | 4 | 14
| 2510 | 105 | 4 | 15 | 14 | 0 | 0 | 1 | 0 | 0 | 0 | 0 | 0 | 0 | 0 | 0 | 1 |  | 4 | 15 | 4 | 14
| 2511 | 105 | 4 | 15 | 15 | 0 | 0 | 1 | 0 | 0 | 0 | 0 | 0 | 0 | 0 | 0 | 1 |  | 4 | 15 | 4 | 14
| 2512 | 105 | 4 | 15 | 16 | 0 | 0 | 1 | 0 | 0 | 0 | 0 | 0 | 0 | 0 | 0 | 1 |  | 4 | 15 | 4 | 14
| 2513 | 105 | 4 | 15 | 17 | 0 | 0 | 1 | 0 | 0 | 0 | 0 | 0 | 0 | 0 | 0 | 1 |  | 4 | 15 | 4 | 14
| 2514 | 105 | 4 | 15 | 18 | 0 | 0 | 1 | 0 | 0 | 0 | 0 | 0 | 0 | 0 | 0 | 1 |  | 4 | 15 | 4 | 14
| 2515 | 105 | 4 | 15 | 19 | 0 | 0 | 1 | 0 | 0 | 0 | 0 | 0 | 0 | 0 | 0 | 1 |  | 4 | 15 | 4 | 14
| 2516 | 105 | 4 | 15 | 20 | 0 | 0 | 1 | 0 | 0 | 0 | 0 | 0 | 0 | 0 | 0 | 1 |  | 4 | 15 | 4 | 14
| 2517 | 105 | 4 | 15 | 21 | 0 | 0 | 1 | 0 | 0 | 0 | 0 | 0 | 0 | 0 | 0 | 1 |  | 4 | 15 | 4 | 14
| 2518 | 105 | 4 | 15 | 22 | 0 | 0 | 1 | 0 | 0 | 0 | 0 | 0 | 0 | 0 | 0 | 1 |  | 4 | 15 | 4 | 14
| 2519 | 105 | 4 | 15 | 23 | 0 | 0 | 1 | 0 | 0 | 0 | 0 | 0 | 0 | 0 | 0 | 1 |  | 4 | 15 | 4 | 14
| 2520 | 105 | 4 | 15 | 24 | 0 | 0 | 1 | 0 | 0 | 0 | 0 | 0 | 0 | 0 | 0 | 1 |  | 4 | 15 | 4 | 14
| 2521 | 106 | 4 | 16 | 1 | 0 | 0 | 0 | 0 | 0 | 0 | 0 | 0 | 0 | 0 | 0 | 1 |  | 4 | 16 | 4 | 15
| 2522 | 106 | 4 | 16 | 2 | 0 | 0 | 0 | 0 | 0 | 0 | 0 | 0 | 0 | 0 | 0 | 1 |  | 4 | 16 | 4 | 15
| 2523 | 106 | 4 | 16 | 3 | 0 | 0 | 0 | 0 | 0 | 0 | 0 | 0 | 0 | 0 | 0 | 1 |  | 4 | 16 | 4 | 15
| 2524 | 106 | 4 | 16 | 4 | 0 | 0 | 0 | 0 | 0 | 0 | 0 | 0 | 0 | 0 | 0 | 1 |  | 4 | 16 | 4 | 15
| 2525 | 106 | 4 | 16 | 5 | 0 | 0 | 0 | 0 | 0 | 0 | 0 | 0 | 0 | 0 | 0 | 1 |  | 4 | 16 | 4 | 15
| 2526 | 106 | 4 | 16 | 6 | 0 | 0 | 0 | 0 | 0 | 0 | 0 | 0 | 0 | 0 | 0 | 1 |  | 4 | 16 | 4 | 15
| 2527 | 106 | 4 | 16 | 7 | 0 | 0 | 0 | 0 | 0 | 0 | 0 | 0 | 0 | 0 | 0 | 1 |  | 4 | 16 | 4 | 15
| 2528 | 106 | 4 | 16 | 8 | 0 | 0 | 0 | 0 | 0 | 0 | 0 | 0 | 0 | 0 | 0 | 1 |  | 4 | 16 | 4 | 15
| 2529 | 106 | 4 | 16 | 9 | 0 | 0 | 0 | 0 | 0 | 0 | 0 | 0 | 0 | 0 | 0 | 1 |  | 4 | 16 | 4 | 15
| 2530 | 106 | 4 | 16 | 10 | 0 | 0 | 0 | 0 | 0 | 0 | 0 | 0 | 0 | 0 | 0 | 1 |  | 4 | 16 | 4 | 15
| 2531 | 106 | 4 | 16 | 11 | 0 | 0 | 0 | 0 | 0 | 0 | 0 | 0 | 0 | 0 | 0 | 1 |  | 4 | 16 | 4 | 15
| 2532 | 106 | 4 | 16 | 12 | 0 | 0 | 0 | 0 | 0 | 0 | 0 | 0 | 0 | 0 | 0 | 1 |  | 4 | 16 | 4 | 15
| 2533 | 106 | 4 | 16 | 13 | 0 | 0 | 0 | 0 | 0 | 0 | 0 | 0 | 0 | 0 | 0 | 1 |  | 4 | 16 | 4 | 15
| 2534 | 106 | 4 | 16 | 14 | 0 | 0 | 0 | 0 | 0 | 0 | 0 | 0 | 0 | 0 | 0 | 1 |  | 4 | 16 | 4 | 15
| 2535 | 106 | 4 | 16 | 15 | 0 | 0 | 0 | 0 | 0 | 0 | 0 | 0 | 0 | 0 | 0 | 1 |  | 4 | 16 | 4 | 15
| 2536 | 106 | 4 | 16 | 16 | 0 | 0 | 0 | 0 | 0 | 0 | 0 | 0 | 0 | 0 | 0 | 1 |  | 4 | 16 | 4 | 15
| 2537 | 106 | 4 | 16 | 17 | 0 | 0 | 0 | 0 | 0 | 0 | 0 | 0 | 0 | 0 | 0 | 1 |  | 4 | 16 | 4 | 15
| 2538 | 106 | 4 | 16 | 18 | 0 | 0 | 0 | 0 | 0 | 0 | 0 | 0 | 0 | 0 | 0 | 1 |  | 4 | 16 | 4 | 15
| 2539 | 106 | 4 | 16 | 19 | 0 | 0 | 0 | 0 | 0 | 0 | 0 | 0 | 0 | 0 | 0 | 1 |  | 4 | 16 | 4 | 15
| 2540 | 106 | 4 | 16 | 20 | 0 | 0 | 0 | 0 | 0 | 0 | 0 | 0 | 0 | 0 | 0 | 1 |  | 4 | 16 | 4 | 15
| 2541 | 106 | 4 | 16 | 21 | 0 | 0 | 0 | 0 | 0 | 0 | 0 | 0 | 0 | 0 | 0 | 1 |  | 4 | 16 | 4 | 15
| 2542 | 106 | 4 | 16 | 22 | 0 | 0 | 0 | 0 | 0 | 0 | 0 | 0 | 0 | 0 | 0 | 1 |  | 4 | 16 | 4 | 15
| 2543 | 106 | 4 | 16 | 23 | 0 | 0 | 0 | 0 | 0 | 0 | 0 | 0 | 0 | 0 | 0 | 1 |  | 4 | 16 | 4 | 15
| 2544 | 106 | 4 | 16 | 24 | 0 | 0 | 0 | 0 | 0 | 0 | 0 | 0 | 0 | 0 | 0 | 1 |  | 4 | 16 | 4 | 15
| 2545 | 107 | 4 | 17 | 1 | 0 | 0 | 0 | 0 | 0 | 0 | 0 | 0 | 0 | 0 | 0 | 1 |  | 4 | 17 | 4 | 16
| 2546 | 107 | 4 | 17 | 2 | 0 | 0 | 0 | 0 | 0 | 0 | 0 | 0 | 0 | 0 | 0 | 1 |  | 4 | 17 | 4 | 16
| 2547 | 107 | 4 | 17 | 3 | 0 | 0 | 0 | 0 | 0 | 0 | 0 | 0 | 0 | 0 | 0 | 1 |  | 4 | 17 | 4 | 16
| 2548 | 107 | 4 | 17 | 4 | 0 | 0 | 0 | 0 | 0 | 0 | 0 | 0 | 0 | 0 | 0 | 1 |  | 4 | 17 | 4 | 16
| 2549 | 107 | 4 | 17 | 5 | 0 | 0 | 0 | 0 | 0 | 0 | 0 | 0 | 0 | 0 | 0 | 1 |  | 4 | 17 | 4 | 16
| 2550 | 107 | 4 | 17 | 6 | 0 | 0 | 0 | 0 | 0 | 0 | 0 | 0 | 0 | 0 | 0 | 1 |  | 4 | 17 | 4 | 16
| 2551 | 107 | 4 | 17 | 7 | 0 | 0 | 0 | 0 | 0 | 0 | 0 | 0 | 0 | 0 | 0 | 1 |  | 4 | 17 | 4 | 16
| 2552 | 107 | 4 | 17 | 8 | 0 | 0 | 0 | 0 | 0 | 0 | 0 | 0 | 0 | 0 | 0 | 1 |  | 4 | 17 | 4 | 16
| 2553 | 107 | 4 | 17 | 9 | 0 | 0 | 0 | 0 | 0 | 0 | 0 | 0 | 0 | 0 | 0 | 1 |  | 4 | 17 | 4 | 16
| 2554 | 107 | 4 | 17 | 10 | 0 | 0 | 0 | 0 | 0 | 0 | 0 | 0 | 0 | 0 | 0 | 1 |  | 4 | 17 | 4 | 16
| 2555 | 107 | 4 | 17 | 11 | 0 | 0 | 0 | 0 | 0 | 0 | 0 | 0 | 0 | 0 | 0 | 1 |  | 4 | 17 | 4 | 16
| 2556 | 107 | 4 | 17 | 12 | 0 | 0 | 0 | 0 | 0 | 0 | 0 | 0 | 0 | 0 | 0 | 1 |  | 4 | 17 | 4 | 16
| 2557 | 107 | 4 | 17 | 13 | 0 | 0 | 0 | 0 | 0 | 0 | 0 | 0 | 0 | 0 | 0 | 1 |  | 4 | 17 | 4 | 16
| 2558 | 107 | 4 | 17 | 14 | 0 | 0 | 0 | 0 | 0 | 0 | 0 | 0 | 0 | 0 | 0 | 1 |  | 4 | 17 | 4 | 16
| 2559 | 107 | 4 | 17 | 15 | 0 | 0 | 0 | 0 | 0 | 0 | 0 | 0 | 0 | 0 | 0 | 1 |  | 4 | 17 | 4 | 16
| 2560 | 107 | 4 | 17 | 16 | 0 | 0 | 0 | 0 | 0 | 0 | 0 | 0 | 0 | 0 | 0 | 1 |  | 4 | 17 | 4 | 16
| 2561 | 107 | 4 | 17 | 17 | 0 | 0 | 0 | 0 | 0 | 0 | 0 | 0 | 0 | 0 | 0 | 1 |  | 4 | 17 | 4 | 16
| 2562 | 107 | 4 | 17 | 18 | 0 | 0 | 0 | 0 | 0 | 0 | 0 | 0 | 0 | 0 | 0 | 1 |  | 4 | 17 | 4 | 16
| 2563 | 107 | 4 | 17 | 19 | 0 | 0 | 0 | 0 | 0 | 0 | 0 | 0 | 0 | 0 | 0 | 1 |  | 4 | 17 | 4 | 16
| 2564 | 107 | 4 | 17 | 20 | 0 | 0 | 0 | 0 | 0 | 0 | 0 | 0 | 0 | 0 | 0 | 1 |  | 4 | 17 | 4 | 16
| 2565 | 107 | 4 | 17 | 21 | 0 | 0 | 0 | 0 | 0 | 0 | 0 | 0 | 0 | 0 | 0 | 1 |  | 4 | 17 | 4 | 16
| 2566 | 107 | 4 | 17 | 22 | 0 | 0 | 0 | 0 | 0 | 0 | 0 | 0 | 0 | 0 | 0 | 1 |  | 4 | 17 | 4 | 16
| 2567 | 107 | 4 | 17 | 23 | 0 | 0 | 0 | 0 | 0 | 0 | 0 | 0 | 0 | 0 | 0 | 1 |  | 4 | 17 | 4 | 16
| 2568 | 107 | 4 | 17 | 24 | 0 | 0 | 0 | 0 | 0 | 0 | 0 | 0 | 0 | 0 | 0 | 1 |  | 4 | 17 | 4 | 16
| 2569 | 108 | 4 | 18 | 1 | 0 | 0 | 1 | 0 | 0 | 0 | 0 | 0 | 0 | 0 | 0 | 1 |  | 4 | 18 | 4 | 17
| 2570 | 108 | 4 | 18 | 2 | 0 | 0 | 1 | 0 | 0 | 0 | 0 | 0 | 0 | 0 | 0 | 1 |  | 4 | 18 | 4 | 17
| 2571 | 108 | 4 | 18 | 3 | 0 | 0 | 1 | 0 | 0 | 0 | 0 | 0 | 0 | 0 | 0 | 1 |  | 4 | 18 | 4 | 17
| 2572 | 108 | 4 | 18 | 4 | 0 | 0 | 1 | 0 | 0 | 0 | 0 | 0 | 0 | 0 | 0 | 1 |  | 4 | 18 | 4 | 17
| 2573 | 108 | 4 | 18 | 5 | 0 | 0 | 1 | 0 | 0 | 0 | 0 | 0 | 0 | 0 | 0 | 1 |  | 4 | 18 | 4 | 17
| 2574 | 108 | 4 | 18 | 6 | 0 | 0 | 1 | 0 | 0 | 0 | 0 | 0 | 0 | 0 | 0 | 1 |  | 4 | 18 | 4 | 17
| 2575 | 108 | 4 | 18 | 7 | 0 | 0 | 1 | 0 | 0 | 0 | 0 | 0 | 0 | 0 | 0 | 1 |  | 4 | 18 | 4 | 17
| 2576 | 108 | 4 | 18 | 8 | 0 | 0 | 1 | 0 | 0 | 0 | 0 | 0 | 0 | 0 | 0 | 1 |  | 4 | 18 | 4 | 17
| 2577 | 108 | 4 | 18 | 9 | 0 | 0 | 1 | 0 | 0 | 0 | 0 | 0 | 0 | 0 | 0 | 1 |  | 4 | 18 | 4 | 17
| 2578 | 108 | 4 | 18 | 10 | 0 | 0 | 1 | 0 | 0 | 0 | 0 | 0 | 0 | 0 | 0 | 1 |  | 4 | 18 | 4 | 17
| 2579 | 108 | 4 | 18 | 11 | 0 | 0 | 1 | 0 | 0 | 0 | 0 | 0 | 0 | 0 | 0 | 1 |  | 4 | 18 | 4 | 17
| 2580 | 108 | 4 | 18 | 12 | 0 | 0 | 1 | 0 | 0 | 0 | 0 | 0 | 0 | 0 | 0 | 1 |  | 4 | 18 | 4 | 17
| 2581 | 108 | 4 | 18 | 13 | 0 | 0 | 1 | 0 | 0 | 0 | 0 | 0 | 0 | 0 | 0 | 1 |  | 4 | 18 | 4 | 17
| 2582 | 108 | 4 | 18 | 14 | 0 | 0 | 1 | 0 | 0 | 0 | 0 | 0 | 0 | 0 | 0 | 1 |  | 4 | 18 | 4 | 17
| 2583 | 108 | 4 | 18 | 15 | 0 | 0 | 1 | 0 | 0 | 0 | 0 | 0 | 0 | 0 | 0 | 1 |  | 4 | 18 | 4 | 17
| 2584 | 108 | 4 | 18 | 16 | 0 | 0 | 1 | 0 | 0 | 0 | 0 | 0 | 0 | 0 | 0 | 1 |  | 4 | 18 | 4 | 17
| 2585 | 108 | 4 | 18 | 17 | 0 | 0 | 1 | 0 | 0 | 0 | 0 | 0 | 0 | 0 | 0 | 1 |  | 4 | 18 | 4 | 17
| 2586 | 108 | 4 | 18 | 18 | 0 | 0 | 1 | 0 | 0 | 0 | 0 | 0 | 0 | 0 | 0 | 1 |  | 4 | 18 | 4 | 17
| 2587 | 108 | 4 | 18 | 19 | 0 | 0 | 1 | 0 | 0 | 0 | 0 | 0 | 0 | 0 | 0 | 1 |  | 4 | 18 | 4 | 17
| 2588 | 108 | 4 | 18 | 20 | 0 | 0 | 1 | 0 | 0 | 0 | 0 | 0 | 0 | 0 | 0 | 1 |  | 4 | 18 | 4 | 17
| 2589 | 108 | 4 | 18 | 21 | 0 | 0 | 1 | 0 | 0 | 0 | 0 | 0 | 0 | 0 | 0 | 1 |  | 4 | 18 | 4 | 17
| 2590 | 108 | 4 | 18 | 22 | 0 | 0 | 1 | 0 | 0 | 0 | 0 | 0 | 0 | 0 | 0 | 1 |  | 4 | 18 | 4 | 17
| 2591 | 108 | 4 | 18 | 23 | 0 | 0 | 1 | 0 | 0 | 0 | 0 | 0 | 0 | 0 | 0 | 1 |  | 4 | 18 | 4 | 17
| 2592 | 108 | 4 | 18 | 24 | 0 | 0 | 1 | 0 | 0 | 0 | 0 | 0 | 0 | 0 | 0 | 1 |  | 4 | 18 | 4 | 17
| 2593 | 109 | 4 | 19 | 1 | 0 | 0 | 1 | 0 | 0 | 0 | 0 | 0 | 0 | 0 | 0 | 1 |  | 4 | 19 | 4 | 18
| 2594 | 109 | 4 | 19 | 2 | 0 | 0 | 1 | 0 | 0 | 0 | 0 | 0 | 0 | 0 | 0 | 1 |  | 4 | 19 | 4 | 18
| 2595 | 109 | 4 | 19 | 3 | 0 | 0 | 1 | 0 | 0 | 0 | 0 | 0 | 0 | 0 | 0 | 1 |  | 4 | 19 | 4 | 18
| 2596 | 109 | 4 | 19 | 4 | 0 | 0 | 1 | 0 | 0 | 0 | 0 | 0 | 0 | 0 | 0 | 1 |  | 4 | 19 | 4 | 18
| 2597 | 109 | 4 | 19 | 5 | 0 | 0 | 1 | 0 | 0 | 0 | 0 | 0 | 0 | 0 | 0 | 1 |  | 4 | 19 | 4 | 18
| 2598 | 109 | 4 | 19 | 6 | 0 | 0 | 1 | 0 | 0 | 0 | 0 | 0 | 0 | 0 | 0 | 1 |  | 4 | 19 | 4 | 18
| 2599 | 109 | 4 | 19 | 7 | 0 | 0 | 1 | 0 | 0 | 0 | 0 | 0 | 0 | 0 | 0 | 1 |  | 4 | 19 | 4 | 18
| 2600 | 109 | 4 | 19 | 8 | 0 | 0 | 1 | 0 | 0 | 0 | 0 | 0 | 0 | 0 | 0 | 1 |  | 4 | 19 | 4 | 18
| 2601 | 109 | 4 | 19 | 9 | 0 | 0 | 1 | 0 | 0 | 0 | 0 | 0 | 0 | 0 | 0 | 1 |  | 4 | 19 | 4 | 18
| 2602 | 109 | 4 | 19 | 10 | 0 | 0 | 1 | 0 | 0 | 0 | 0 | 0 | 0 | 0 | 0 | 1 |  | 4 | 19 | 4 | 18
| 2603 | 109 | 4 | 19 | 11 | 0 | 0 | 1 | 0 | 0 | 0 | 0 | 0 | 0 | 0 | 0 | 1 |  | 4 | 19 | 4 | 18
| 2604 | 109 | 4 | 19 | 12 | 0 | 0 | 1 | 0 | 0 | 0 | 0 | 0 | 0 | 0 | 0 | 1 |  | 4 | 19 | 4 | 18
| 2605 | 109 | 4 | 19 | 13 | 0 | 0 | 1 | 0 | 0 | 0 | 0 | 0 | 0 | 0 | 0 | 1 |  | 4 | 19 | 4 | 18
| 2606 | 109 | 4 | 19 | 14 | 0 | 0 | 1 | 0 | 0 | 0 | 0 | 0 | 0 | 0 | 0 | 1 |  | 4 | 19 | 4 | 18
| 2607 | 109 | 4 | 19 | 15 | 0 | 0 | 1 | 0 | 0 | 0 | 0 | 0 | 0 | 0 | 0 | 1 |  | 4 | 19 | 4 | 18
| 2608 | 109 | 4 | 19 | 16 | 0 | 0 | 1 | 0 | 0 | 0 | 0 | 0 | 0 | 0 | 0 | 1 |  | 4 | 19 | 4 | 18
| 2609 | 109 | 4 | 19 | 17 | 0 | 0 | 1 | 0 | 0 | 0 | 0 | 0 | 0 | 0 | 0 | 1 |  | 4 | 19 | 4 | 18
| 2610 | 109 | 4 | 19 | 18 | 0 | 0 | 1 | 0 | 0 | 0 | 0 | 0 | 0 | 0 | 0 | 1 |  | 4 | 19 | 4 | 18
| 2611 | 109 | 4 | 19 | 19 | 0 | 0 | 1 | 0 | 0 | 0 | 0 | 0 | 0 | 0 | 0 | 1 |  | 4 | 19 | 4 | 18
| 2612 | 109 | 4 | 19 | 20 | 0 | 0 | 1 | 0 | 0 | 0 | 0 | 0 | 0 | 0 | 0 | 1 |  | 4 | 19 | 4 | 18
| 2613 | 109 | 4 | 19 | 21 | 0 | 0 | 1 | 0 | 0 | 0 | 0 | 0 | 0 | 0 | 0 | 1 |  | 4 | 19 | 4 | 18
| 2614 | 109 | 4 | 19 | 22 | 0 | 0 | 1 | 0 | 0 | 0 | 0 | 0 | 0 | 0 | 0 | 1 |  | 4 | 19 | 4 | 18
| 2615 | 109 | 4 | 19 | 23 | 0 | 0 | 1 | 0 | 0 | 0 | 0 | 0 | 0 | 0 | 0 | 1 |  | 4 | 19 | 4 | 18
| 2616 | 109 | 4 | 19 | 24 | 0 | 0 | 1 | 0 | 0 | 0 | 0 | 0 | 0 | 0 | 0 | 1 |  | 4 | 19 | 4 | 18
| 2617 | 110 | 4 | 20 | 1 | 0 | 0 | 1 | 0 | 0 | 0 | 0 | 0 | 0 | 0 | 0 | 1 |  | 4 | 20 | 4 | 19
| 2618 | 110 | 4 | 20 | 2 | 0 | 0 | 1 | 0 | 0 | 0 | 0 | 0 | 0 | 0 | 0 | 1 |  | 4 | 20 | 4 | 19
| 2619 | 110 | 4 | 20 | 3 | 0 | 0 | 1 | 0 | 0 | 0 | 0 | 0 | 0 | 0 | 0 | 1 |  | 4 | 20 | 4 | 19
| 2620 | 110 | 4 | 20 | 4 | 0 | 0 | 1 | 0 | 0 | 0 | 0 | 0 | 0 | 0 | 0 | 1 |  | 4 | 20 | 4 | 19
| 2621 | 110 | 4 | 20 | 5 | 0 | 0 | 1 | 0 | 0 | 0 | 0 | 0 | 0 | 0 | 0 | 1 |  | 4 | 20 | 4 | 19
| 2622 | 110 | 4 | 20 | 6 | 0 | 0 | 1 | 0 | 0 | 0 | 0 | 0 | 0 | 0 | 0 | 1 |  | 4 | 20 | 4 | 19
| 2623 | 110 | 4 | 20 | 7 | 0 | 0 | 1 | 0 | 0 | 0 | 0 | 0 | 0 | 0 | 0 | 1 |  | 4 | 20 | 4 | 19
| 2624 | 110 | 4 | 20 | 8 | 0 | 0 | 1 | 0 | 0 | 0 | 0 | 0 | 0 | 0 | 0 | 1 |  | 4 | 20 | 4 | 19
| 2625 | 110 | 4 | 20 | 9 | 0 | 0 | 1 | 0 | 0 | 0 | 0 | 0 | 0 | 0 | 0 | 1 |  | 4 | 20 | 4 | 19
| 2626 | 110 | 4 | 20 | 10 | 0 | 0 | 1 | 0 | 0 | 0 | 0 | 0 | 0 | 0 | 0 | 1 |  | 4 | 20 | 4 | 19
| 2627 | 110 | 4 | 20 | 11 | 0 | 0 | 1 | 0 | 0 | 0 | 0 | 0 | 0 | 0 | 0 | 1 |  | 4 | 20 | 4 | 19
| 2628 | 110 | 4 | 20 | 12 | 0 | 0 | 1 | 0 | 0 | 0 | 0 | 0 | 0 | 0 | 0 | 1 |  | 4 | 20 | 4 | 19
| 2629 | 110 | 4 | 20 | 13 | 0 | 0 | 1 | 0 | 0 | 0 | 0 | 0 | 0 | 0 | 0 | 1 |  | 4 | 20 | 4 | 19
| 2630 | 110 | 4 | 20 | 14 | 0 | 0 | 1 | 0 | 0 | 0 | 0 | 0 | 0 | 0 | 0 | 1 |  | 4 | 20 | 4 | 19
| 2631 | 110 | 4 | 20 | 15 | 0 | 0 | 1 | 0 | 0 | 0 | 0 | 0 | 0 | 0 | 0 | 1 |  | 4 | 20 | 4 | 19
| 2632 | 110 | 4 | 20 | 16 | 0 | 0 | 1 | 0 | 0 | 0 | 0 | 0 | 0 | 0 | 0 | 1 |  | 4 | 20 | 4 | 19
| 2633 | 110 | 4 | 20 | 17 | 0 | 0 | 1 | 0 | 0 | 0 | 0 | 0 | 0 | 0 | 0 | 1 |  | 4 | 20 | 4 | 19
| 2634 | 110 | 4 | 20 | 18 | 0 | 0 | 1 | 0 | 0 | 0 | 0 | 0 | 0 | 0 | 0 | 1 |  | 4 | 20 | 4 | 19
| 2635 | 110 | 4 | 20 | 19 | 0 | 0 | 1 | 0 | 0 | 0 | 0 | 0 | 0 | 0 | 0 | 1 |  | 4 | 20 | 4 | 19
| 2636 | 110 | 4 | 20 | 20 | 0 | 0 | 1 | 0 | 0 | 0 | 0 | 0 | 0 | 0 | 0 | 1 |  | 4 | 20 | 4 | 19
| 2637 | 110 | 4 | 20 | 21 | 0 | 0 | 1 | 0 | 0 | 0 | 0 | 0 | 0 | 0 | 0 | 1 |  | 4 | 20 | 4 | 19
| 2638 | 110 | 4 | 20 | 22 | 0 | 0 | 1 | 0 | 0 | 0 | 0 | 0 | 0 | 0 | 0 | 1 |  | 4 | 20 | 4 | 19
| 2639 | 110 | 4 | 20 | 23 | 0 | 0 | 1 | 0 | 0 | 0 | 0 | 0 | 0 | 0 | 0 | 1 |  | 4 | 20 | 4 | 19
| 2640 | 110 | 4 | 20 | 24 | 0 | 0 | 1 | 0 | 0 | 0 | 0 | 0 | 0 | 0 | 0 | 1 |  | 4 | 20 | 4 | 19
| 2641 | 111 | 4 | 21 | 1 | 0 | 0 | 1 | 0 | 0 | 0 | 0 | 0 | 0 | 0 | 0 | 1 |  | 4 | 21 | 4 | 20
| 2642 | 111 | 4 | 21 | 2 | 0 | 0 | 1 | 0 | 0 | 0 | 0 | 0 | 0 | 0 | 0 | 1 |  | 4 | 21 | 4 | 20
| 2643 | 111 | 4 | 21 | 3 | 0 | 0 | 1 | 0 | 0 | 0 | 0 | 0 | 0 | 0 | 0 | 1 |  | 4 | 21 | 4 | 20
| 2644 | 111 | 4 | 21 | 4 | 0 | 0 | 1 | 0 | 0 | 0 | 0 | 0 | 0 | 0 | 0 | 1 |  | 4 | 21 | 4 | 20
| 2645 | 111 | 4 | 21 | 5 | 0 | 0 | 1 | 0 | 0 | 0 | 0 | 0 | 0 | 0 | 0 | 1 |  | 4 | 21 | 4 | 20
| 2646 | 111 | 4 | 21 | 6 | 0 | 0 | 1 | 0 | 0 | 0 | 0 | 0 | 0 | 0 | 0 | 1 |  | 4 | 21 | 4 | 20
| 2647 | 111 | 4 | 21 | 7 | 0 | 0 | 1 | 0 | 0 | 0 | 0 | 0 | 0 | 0 | 0 | 1 |  | 4 | 21 | 4 | 20
| 2648 | 111 | 4 | 21 | 8 | 0 | 0 | 1 | 0 | 0 | 0 | 0 | 0 | 0 | 0 | 0 | 1 |  | 4 | 21 | 4 | 20
| 2649 | 111 | 4 | 21 | 9 | 0 | 0 | 1 | 0 | 0 | 0 | 0 | 0 | 0 | 0 | 0 | 1 |  | 4 | 21 | 4 | 20
| 2650 | 111 | 4 | 21 | 10 | 0 | 0 | 1 | 0 | 0 | 0 | 0 | 0 | 0 | 0 | 0 | 1 |  | 4 | 21 | 4 | 20
| 2651 | 111 | 4 | 21 | 11 | 0 | 0 | 1 | 0 | 0 | 0 | 0 | 0 | 0 | 0 | 0 | 1 |  | 4 | 21 | 4 | 20
| 2652 | 111 | 4 | 21 | 12 | 0 | 0 | 1 | 0 | 0 | 0 | 0 | 0 | 0 | 0 | 0 | 1 |  | 4 | 21 | 4 | 20
| 2653 | 111 | 4 | 21 | 13 | 0 | 0 | 1 | 0 | 0 | 0 | 0 | 0 | 0 | 0 | 0 | 1 |  | 4 | 21 | 4 | 20
| 2654 | 111 | 4 | 21 | 14 | 0 | 0 | 1 | 0 | 0 | 0 | 0 | 0 | 0 | 0 | 0 | 1 |  | 4 | 21 | 4 | 20
| 2655 | 111 | 4 | 21 | 15 | 0 | 0 | 1 | 0 | 0 | 0 | 0 | 0 | 0 | 0 | 0 | 1 |  | 4 | 21 | 4 | 20
| 2656 | 111 | 4 | 21 | 16 | 0 | 0 | 1 | 0 | 0 | 0 | 0 | 0 | 0 | 0 | 0 | 1 |  | 4 | 21 | 4 | 20
| 2657 | 111 | 4 | 21 | 17 | 0 | 0 | 1 | 0 | 0 | 0 | 0 | 0 | 0 | 0 | 0 | 1 |  | 4 | 21 | 4 | 20
| 2658 | 111 | 4 | 21 | 18 | 0 | 0 | 1 | 0 | 0 | 0 | 0 | 0 | 0 | 0 | 0 | 1 |  | 4 | 21 | 4 | 20
| 2659 | 111 | 4 | 21 | 19 | 0 | 0 | 1 | 0 | 0 | 0 | 0 | 0 | 0 | 0 | 0 | 1 |  | 4 | 21 | 4 | 20
| 2660 | 111 | 4 | 21 | 20 | 0 | 0 | 1 | 0 | 0 | 0 | 0 | 0 | 0 | 0 | 0 | 1 |  | 4 | 21 | 4 | 20
| 2661 | 111 | 4 | 21 | 21 | 0 | 0 | 1 | 0 | 0 | 0 | 0 | 0 | 0 | 0 | 0 | 1 |  | 4 | 21 | 4 | 20
| 2662 | 111 | 4 | 21 | 22 | 0 | 0 | 1 | 0 | 0 | 0 | 0 | 0 | 0 | 0 | 0 | 1 |  | 4 | 21 | 4 | 20
| 2663 | 111 | 4 | 21 | 23 | 0 | 0 | 1 | 0 | 0 | 0 | 0 | 0 | 0 | 0 | 0 | 1 |  | 4 | 21 | 4 | 20
| 2664 | 111 | 4 | 21 | 24 | 0 | 0 | 1 | 0 | 0 | 0 | 0 | 0 | 0 | 0 | 0 | 1 |  | 4 | 21 | 4 | 20
| 2665 | 112 | 4 | 22 | 1 | 1 | 0 | 0 | 0 | 0 | 0 | 0 | 0 | 0 | 0 | 0 | 1 |  | 4 | 22 | 4 | 21
| 2666 | 112 | 4 | 22 | 2 | 1 | 0 | 0 | 0 | 0 | 0 | 0 | 0 | 0 | 0 | 0 | 1 |  | 4 | 22 | 4 | 21
| 2667 | 112 | 4 | 22 | 3 | 1 | 0 | 0 | 0 | 0 | 0 | 0 | 0 | 0 | 0 | 0 | 1 |  | 4 | 22 | 4 | 21
| 2668 | 112 | 4 | 22 | 4 | 1 | 0 | 0 | 0 | 0 | 0 | 0 | 0 | 0 | 0 | 0 | 1 |  | 4 | 22 | 4 | 21
| 2669 | 112 | 4 | 22 | 5 | 1 | 0 | 0 | 0 | 0 | 0 | 0 | 0 | 0 | 0 | 0 | 1 |  | 4 | 22 | 4 | 21
| 2670 | 112 | 4 | 22 | 6 | 1 | 0 | 0 | 0 | 0 | 0 | 0 | 0 | 0 | 0 | 0 | 1 |  | 4 | 22 | 4 | 21
| 2671 | 112 | 4 | 22 | 7 | 1 | 0 | 0 | 0 | 0 | 0 | 0 | 0 | 0 | 0 | 0 | 1 |  | 4 | 22 | 4 | 21
| 2672 | 112 | 4 | 22 | 8 | 1 | 0 | 0 | 0 | 0 | 0 | 0 | 0 | 0 | 0 | 0 | 1 |  | 4 | 22 | 4 | 21
| 2673 | 112 | 4 | 22 | 9 | 1 | 0 | 0 | 0 | 0 | 0 | 0 | 0 | 0 | 0 | 0 | 1 |  | 4 | 22 | 4 | 21
| 2674 | 112 | 4 | 22 | 10 | 1 | 0 | 0 | 0 | 0 | 0 | 0 | 0 | 0 | 0 | 0 | 1 |  | 4 | 22 | 4 | 21
| 2675 | 112 | 4 | 22 | 11 | 1 | 0 | 0 | 0 | 0 | 0 | 0 | 0 | 0 | 0 | 0 | 1 |  | 4 | 22 | 4 | 21
| 2676 | 112 | 4 | 22 | 12 | 1 | 0 | 0 | 0 | 0 | 0 | 0 | 0 | 0 | 0 | 0 | 1 |  | 4 | 22 | 4 | 21
| 2677 | 112 | 4 | 22 | 13 | 1 | 0 | 0 | 0 | 0 | 0 | 0 | 0 | 0 | 0 | 0 | 1 |  | 4 | 22 | 4 | 21
| 2678 | 112 | 4 | 22 | 14 | 1 | 0 | 0 | 0 | 0 | 0 | 0 | 0 | 0 | 0 | 0 | 1 |  | 4 | 22 | 4 | 21
| 2679 | 112 | 4 | 22 | 15 | 1 | 0 | 0 | 0 | 0 | 0 | 0 | 0 | 0 | 0 | 0 | 1 |  | 4 | 22 | 4 | 21
| 2680 | 112 | 4 | 22 | 16 | 1 | 0 | 0 | 0 | 0 | 0 | 0 | 0 | 0 | 0 | 0 | 1 |  | 4 | 22 | 4 | 21
| 2681 | 112 | 4 | 22 | 17 | 1 | 0 | 0 | 0 | 0 | 0 | 0 | 0 | 0 | 0 | 0 | 1 |  | 4 | 22 | 4 | 21
| 2682 | 112 | 4 | 22 | 18 | 1 | 0 | 0 | 0 | 0 | 0 | 0 | 0 | 0 | 0 | 0 | 1 |  | 4 | 22 | 4 | 21
| 2683 | 112 | 4 | 22 | 19 | 1 | 0 | 0 | 0 | 0 | 0 | 0 | 0 | 0 | 0 | 0 | 1 |  | 4 | 22 | 4 | 21
| 2684 | 112 | 4 | 22 | 20 | 1 | 0 | 0 | 0 | 0 | 0 | 0 | 0 | 0 | 0 | 0 | 1 |  | 4 | 22 | 4 | 21
| 2685 | 112 | 4 | 22 | 21 | 1 | 0 | 0 | 0 | 0 | 0 | 0 | 0 | 0 | 0 | 0 | 1 |  | 4 | 22 | 4 | 21
| 2686 | 112 | 4 | 22 | 22 | 1 | 0 | 0 | 0 | 0 | 0 | 0 | 0 | 0 | 0 | 0 | 1 |  | 4 | 22 | 4 | 21
| 2687 | 112 | 4 | 22 | 23 | 1 | 0 | 0 | 0 | 0 | 0 | 0 | 0 | 0 | 0 | 0 | 1 |  | 4 | 22 | 4 | 21
| 2688 | 112 | 4 | 22 | 24 | 1 | 0 | 0 | 0 | 0 | 0 | 0 | 0 | 0 | 0 | 0 | 1 |  | 4 | 22 | 4 | 21
| 2689 | 113 | 4 | 23 | 1 | 0 | 0 | 0 | 0 | 0 | 0 | 0 | 0 | 0 | 0 | 0 | 1 |  | 4 | 23 | 4 | 22
| 2690 | 113 | 4 | 23 | 2 | 0 | 0 | 0 | 0 | 0 | 0 | 0 | 0 | 0 | 0 | 0 | 1 |  | 4 | 23 | 4 | 22
| 2691 | 113 | 4 | 23 | 3 | 0 | 0 | 0 | 0 | 0 | 0 | 0 | 0 | 0 | 0 | 0 | 1 |  | 4 | 23 | 4 | 22
| 2692 | 113 | 4 | 23 | 4 | 0 | 0 | 0 | 0 | 0 | 0 | 0 | 0 | 0 | 0 | 0 | 1 |  | 4 | 23 | 4 | 22
| 2693 | 113 | 4 | 23 | 5 | 0 | 0 | 0 | 0 | 0 | 0 | 0 | 0 | 0 | 0 | 0 | 1 |  | 4 | 23 | 4 | 22
| 2694 | 113 | 4 | 23 | 6 | 0 | 0 | 0 | 0 | 0 | 0 | 0 | 0 | 0 | 0 | 0 | 1 |  | 4 | 23 | 4 | 22
| 2695 | 113 | 4 | 23 | 7 | 0 | 0 | 0 | 0 | 0 | 0 | 0 | 0 | 0 | 0 | 0 | 1 |  | 4 | 23 | 4 | 22
| 2696 | 113 | 4 | 23 | 8 | 0 | 0 | 0 | 0 | 0 | 0 | 0 | 0 | 0 | 0 | 0 | 1 |  | 4 | 23 | 4 | 22
| 2697 | 113 | 4 | 23 | 9 | 0 | 0 | 0 | 0 | 0 | 0 | 0 | 0 | 0 | 0 | 0 | 1 |  | 4 | 23 | 4 | 22
| 2698 | 113 | 4 | 23 | 10 | 0 | 0 | 0 | 0 | 0 | 0 | 0 | 0 | 0 | 0 | 0 | 1 |  | 4 | 23 | 4 | 22
| 2699 | 113 | 4 | 23 | 11 | 0 | 0 | 0 | 0 | 0 | 0 | 0 | 0 | 0 | 0 | 0 | 1 |  | 4 | 23 | 4 | 22
| 2700 | 113 | 4 | 23 | 12 | 0 | 0 | 0 | 0 | 0 | 0 | 0 | 0 | 0 | 0 | 0 | 1 |  | 4 | 23 | 4 | 22
| 2701 | 113 | 4 | 23 | 13 | 0 | 0 | 0 | 0 | 0 | 0 | 0 | 0 | 0 | 0 | 0 | 1 |  | 4 | 23 | 4 | 22
| 2702 | 113 | 4 | 23 | 14 | 0 | 0 | 0 | 0 | 0 | 0 | 0 | 0 | 0 | 0 | 0 | 1 |  | 4 | 23 | 4 | 22
| 2703 | 113 | 4 | 23 | 15 | 0 | 0 | 0 | 0 | 0 | 0 | 0 | 0 | 0 | 0 | 0 | 1 |  | 4 | 23 | 4 | 22
| 2704 | 113 | 4 | 23 | 16 | 0 | 0 | 0 | 0 | 0 | 0 | 0 | 0 | 0 | 0 | 0 | 1 |  | 4 | 23 | 4 | 22
| 2705 | 113 | 4 | 23 | 17 | 0 | 0 | 0 | 0 | 0 | 0 | 0 | 0 | 0 | 0 | 0 | 1 |  | 4 | 23 | 4 | 22
| 2706 | 113 | 4 | 23 | 18 | 0 | 0 | 0 | 0 | 0 | 0 | 0 | 0 | 0 | 0 | 0 | 1 |  | 4 | 23 | 4 | 22
| 2707 | 113 | 4 | 23 | 19 | 0 | 0 | 0 | 0 | 0 | 0 | 0 | 0 | 0 | 0 | 0 | 1 |  | 4 | 23 | 4 | 22
| 2708 | 113 | 4 | 23 | 20 | 0 | 0 | 0 | 0 | 0 | 0 | 0 | 0 | 0 | 0 | 0 | 1 |  | 4 | 23 | 4 | 22
| 2709 | 113 | 4 | 23 | 21 | 0 | 0 | 0 | 0 | 0 | 0 | 0 | 0 | 0 | 0 | 0 | 1 |  | 4 | 23 | 4 | 22
| 2710 | 113 | 4 | 23 | 22 | 0 | 0 | 0 | 0 | 0 | 0 | 0 | 0 | 0 | 0 | 0 | 1 |  | 4 | 23 | 4 | 22
| 2711 | 113 | 4 | 23 | 23 | 0 | 0 | 0 | 0 | 0 | 0 | 0 | 0 | 0 | 0 | 0 | 1 |  | 4 | 23 | 4 | 22
| 2712 | 113 | 4 | 23 | 24 | 0 | 0 | 0 | 0 | 0 | 0 | 0 | 0 | 0 | 0 | 0 | 1 |  | 4 | 23 | 4 | 22
| 2713 | 114 | 4 | 24 | 1 | 0 | 0 | 0 | 0 | 0 | 0 | 0 | 0 | 0 | 0 | 0 | 1 |  | 4 | 24 | 4 | 23
| 2714 | 114 | 4 | 24 | 2 | 0 | 0 | 0 | 0 | 0 | 0 | 0 | 0 | 0 | 0 | 0 | 1 |  | 4 | 24 | 4 | 23
| 2715 | 114 | 4 | 24 | 3 | 0 | 0 | 0 | 0 | 0 | 0 | 0 | 0 | 0 | 0 | 0 | 1 |  | 4 | 24 | 4 | 23
| 2716 | 114 | 4 | 24 | 4 | 0 | 0 | 0 | 0 | 0 | 0 | 0 | 0 | 0 | 0 | 0 | 1 |  | 4 | 24 | 4 | 23
| 2717 | 114 | 4 | 24 | 5 | 0 | 0 | 0 | 0 | 0 | 0 | 0 | 0 | 0 | 0 | 0 | 1 |  | 4 | 24 | 4 | 23
| 2718 | 114 | 4 | 24 | 6 | 0 | 0 | 0 | 0 | 0 | 0 | 0 | 0 | 0 | 0 | 0 | 1 |  | 4 | 24 | 4 | 23
| 2719 | 114 | 4 | 24 | 7 | 0 | 0 | 0 | 0 | 0 | 0 | 0 | 0 | 0 | 0 | 0 | 1 |  | 4 | 24 | 4 | 23
| 2720 | 114 | 4 | 24 | 8 | 0 | 0 | 0 | 0 | 0 | 0 | 0 | 0 | 0 | 0 | 0 | 1 |  | 4 | 24 | 4 | 23
| 2721 | 114 | 4 | 24 | 9 | 0 | 0 | 0 | 0 | 0 | 0 | 0 | 0 | 0 | 0 | 0 | 1 |  | 4 | 24 | 4 | 23
| 2722 | 114 | 4 | 24 | 10 | 0 | 0 | 0 | 0 | 0 | 0 | 0 | 0 | 0 | 0 | 0 | 1 |  | 4 | 24 | 4 | 23
| 2723 | 114 | 4 | 24 | 11 | 0 | 0 | 0 | 0 | 0 | 0 | 0 | 0 | 0 | 0 | 0 | 1 |  | 4 | 24 | 4 | 23
| 2724 | 114 | 4 | 24 | 12 | 0 | 0 | 0 | 0 | 0 | 0 | 0 | 0 | 0 | 0 | 0 | 1 |  | 4 | 24 | 4 | 23
| 2725 | 114 | 4 | 24 | 13 | 0 | 0 | 0 | 0 | 0 | 0 | 0 | 0 | 0 | 0 | 0 | 1 |  | 4 | 24 | 4 | 23
| 2726 | 114 | 4 | 24 | 14 | 0 | 0 | 0 | 0 | 0 | 0 | 0 | 0 | 0 | 0 | 0 | 1 |  | 4 | 24 | 4 | 23
| 2727 | 114 | 4 | 24 | 15 | 0 | 0 | 0 | 0 | 0 | 0 | 0 | 0 | 0 | 0 | 0 | 1 |  | 4 | 24 | 4 | 23
| 2728 | 114 | 4 | 24 | 16 | 0 | 0 | 0 | 0 | 0 | 0 | 0 | 0 | 0 | 0 | 0 | 1 |  | 4 | 24 | 4 | 23
| 2729 | 114 | 4 | 24 | 17 | 0 | 0 | 0 | 0 | 0 | 0 | 0 | 0 | 0 | 0 | 0 | 1 |  | 4 | 24 | 4 | 23
| 2730 | 114 | 4 | 24 | 18 | 0 | 0 | 0 | 0 | 0 | 0 | 0 | 0 | 0 | 0 | 0 | 1 |  | 4 | 24 | 4 | 23
| 2731 | 114 | 4 | 24 | 19 | 0 | 0 | 0 | 0 | 0 | 0 | 0 | 0 | 0 | 0 | 0 | 1 |  | 4 | 24 | 4 | 23
| 2732 | 114 | 4 | 24 | 20 | 0 | 0 | 0 | 0 | 0 | 0 | 0 | 0 | 0 | 0 | 0 | 1 |  | 4 | 24 | 4 | 23
| 2733 | 114 | 4 | 24 | 21 | 0 | 0 | 0 | 0 | 0 | 0 | 0 | 0 | 0 | 0 | 0 | 1 |  | 4 | 24 | 4 | 23
| 2734 | 114 | 4 | 24 | 22 | 0 | 0 | 0 | 0 | 0 | 0 | 0 | 0 | 0 | 0 | 0 | 1 |  | 4 | 24 | 4 | 23
| 2735 | 114 | 4 | 24 | 23 | 0 | 0 | 0 | 0 | 0 | 0 | 0 | 0 | 0 | 0 | 0 | 1 |  | 4 | 24 | 4 | 23
| 2736 | 114 | 4 | 24 | 24 | 0 | 0 | 0 | 0 | 0 | 0 | 0 | 0 | 0 | 0 | 0 | 1 |  | 4 | 24 | 4 | 23
| 2737 | 115 | 4 | 25 | 1 | 0 | 0 | 1 | 0 | 0 | 0 | 0 | 0 | 0 | 0 | 0 | 1 |  | 4 | 25 | 4 | 24
| 2738 | 115 | 4 | 25 | 2 | 0 | 0 | 1 | 0 | 0 | 0 | 0 | 0 | 0 | 0 | 0 | 1 |  | 4 | 25 | 4 | 24
| 2739 | 115 | 4 | 25 | 3 | 0 | 0 | 1 | 0 | 0 | 0 | 0 | 0 | 0 | 0 | 0 | 1 |  | 4 | 25 | 4 | 24
| 2740 | 115 | 4 | 25 | 4 | 0 | 0 | 1 | 0 | 0 | 0 | 0 | 0 | 0 | 0 | 0 | 1 |  | 4 | 25 | 4 | 24
| 2741 | 115 | 4 | 25 | 5 | 0 | 0 | 1 | 0 | 0 | 0 | 0 | 0 | 0 | 0 | 0 | 1 |  | 4 | 25 | 4 | 24
| 2742 | 115 | 4 | 25 | 6 | 0 | 0 | 1 | 0 | 0 | 0 | 0 | 0 | 0 | 0 | 0 | 1 |  | 4 | 25 | 4 | 24
| 2743 | 115 | 4 | 25 | 7 | 0 | 0 | 1 | 0 | 0 | 0 | 0 | 0 | 0 | 0 | 0 | 1 |  | 4 | 25 | 4 | 24
| 2744 | 115 | 4 | 25 | 8 | 0 | 0 | 1 | 0 | 0 | 0 | 0 | 0 | 0 | 0 | 0 | 1 |  | 4 | 25 | 4 | 24
| 2745 | 115 | 4 | 25 | 9 | 0 | 0 | 1 | 0 | 0 | 0 | 0 | 0 | 0 | 0 | 0 | 1 |  | 4 | 25 | 4 | 24
| 2746 | 115 | 4 | 25 | 10 | 0 | 0 | 1 | 0 | 0 | 0 | 0 | 0 | 0 | 0 | 0 | 1 |  | 4 | 25 | 4 | 24
| 2747 | 115 | 4 | 25 | 11 | 0 | 0 | 1 | 0 | 0 | 0 | 0 | 0 | 0 | 0 | 0 | 1 |  | 4 | 25 | 4 | 24
| 2748 | 115 | 4 | 25 | 12 | 0 | 0 | 1 | 0 | 0 | 0 | 0 | 0 | 0 | 0 | 0 | 1 |  | 4 | 25 | 4 | 24
| 2749 | 115 | 4 | 25 | 13 | 0 | 0 | 1 | 0 | 0 | 0 | 0 | 0 | 0 | 0 | 0 | 1 |  | 4 | 25 | 4 | 24
| 2750 | 115 | 4 | 25 | 14 | 0 | 0 | 1 | 0 | 0 | 0 | 0 | 0 | 0 | 0 | 0 | 1 |  | 4 | 25 | 4 | 24
| 2751 | 115 | 4 | 25 | 15 | 0 | 0 | 1 | 0 | 0 | 0 | 0 | 0 | 0 | 0 | 0 | 1 |  | 4 | 25 | 4 | 24
| 2752 | 115 | 4 | 25 | 16 | 0 | 0 | 1 | 0 | 0 | 0 | 0 | 0 | 0 | 0 | 0 | 1 |  | 4 | 25 | 4 | 24
| 2753 | 115 | 4 | 25 | 17 | 0 | 0 | 1 | 0 | 0 | 0 | 0 | 0 | 0 | 0 | 0 | 1 |  | 4 | 25 | 4 | 24
| 2754 | 115 | 4 | 25 | 18 | 0 | 0 | 1 | 0 | 0 | 0 | 0 | 0 | 0 | 0 | 0 | 1 |  | 4 | 25 | 4 | 24
| 2755 | 115 | 4 | 25 | 19 | 0 | 0 | 1 | 0 | 0 | 0 | 0 | 0 | 0 | 0 | 0 | 1 |  | 4 | 25 | 4 | 24
| 2756 | 115 | 4 | 25 | 20 | 0 | 0 | 1 | 0 | 0 | 0 | 0 | 0 | 0 | 0 | 0 | 1 |  | 4 | 25 | 4 | 24
| 2757 | 115 | 4 | 25 | 21 | 0 | 0 | 1 | 0 | 0 | 0 | 0 | 0 | 0 | 0 | 0 | 1 |  | 4 | 25 | 4 | 24
| 2758 | 115 | 4 | 25 | 22 | 0 | 0 | 1 | 0 | 0 | 0 | 0 | 0 | 0 | 0 | 0 | 1 |  | 4 | 25 | 4 | 24
| 2759 | 115 | 4 | 25 | 23 | 0 | 0 | 1 | 0 | 0 | 0 | 0 | 0 | 0 | 0 | 0 | 1 |  | 4 | 25 | 4 | 24
| 2760 | 115 | 4 | 25 | 24 | 0 | 0 | 1 | 0 | 0 | 0 | 0 | 0 | 0 | 0 | 0 | 1 |  | 4 | 25 | 4 | 24
| 2761 | 116 | 4 | 26 | 1 | 0 | 0 | 1 | 0 | 0 | 0 | 0 | 0 | 0 | 0 | 0 | 1 |  | 4 | 26 | 4 | 25
| 2762 | 116 | 4 | 26 | 2 | 0 | 0 | 1 | 0 | 0 | 0 | 0 | 0 | 0 | 0 | 0 | 1 |  | 4 | 26 | 4 | 25
| 2763 | 116 | 4 | 26 | 3 | 0 | 0 | 1 | 0 | 0 | 0 | 0 | 0 | 0 | 0 | 0 | 1 |  | 4 | 26 | 4 | 25
| 2764 | 116 | 4 | 26 | 4 | 0 | 0 | 1 | 0 | 0 | 0 | 0 | 0 | 0 | 0 | 0 | 1 |  | 4 | 26 | 4 | 25
| 2765 | 116 | 4 | 26 | 5 | 0 | 0 | 1 | 0 | 0 | 0 | 0 | 0 | 0 | 0 | 0 | 1 |  | 4 | 26 | 4 | 25
| 2766 | 116 | 4 | 26 | 6 | 0 | 0 | 1 | 0 | 0 | 0 | 0 | 0 | 0 | 0 | 0 | 1 |  | 4 | 26 | 4 | 25
| 2767 | 116 | 4 | 26 | 7 | 0 | 0 | 1 | 0 | 0 | 0 | 0 | 0 | 0 | 0 | 0 | 1 |  | 4 | 26 | 4 | 25
| 2768 | 116 | 4 | 26 | 8 | 0 | 0 | 1 | 0 | 0 | 0 | 0 | 0 | 0 | 0 | 0 | 1 |  | 4 | 26 | 4 | 25
| 2769 | 116 | 4 | 26 | 9 | 0 | 0 | 1 | 0 | 0 | 0 | 0 | 0 | 0 | 0 | 0 | 1 |  | 4 | 26 | 4 | 25
| 2770 | 116 | 4 | 26 | 10 | 0 | 0 | 1 | 0 | 0 | 0 | 0 | 0 | 0 | 0 | 0 | 1 |  | 4 | 26 | 4 | 25
| 2771 | 116 | 4 | 26 | 11 | 0 | 0 | 1 | 0 | 0 | 0 | 0 | 0 | 0 | 0 | 0 | 1 |  | 4 | 26 | 4 | 25
| 2772 | 116 | 4 | 26 | 12 | 0 | 0 | 1 | 0 | 0 | 0 | 0 | 0 | 0 | 0 | 0 | 1 |  | 4 | 26 | 4 | 25
| 2773 | 116 | 4 | 26 | 13 | 0 | 0 | 1 | 0 | 0 | 0 | 0 | 0 | 0 | 0 | 0 | 1 |  | 4 | 26 | 4 | 25
| 2774 | 116 | 4 | 26 | 14 | 0 | 0 | 1 | 0 | 0 | 0 | 0 | 0 | 0 | 0 | 0 | 1 |  | 4 | 26 | 4 | 25
| 2775 | 116 | 4 | 26 | 15 | 0 | 0 | 1 | 0 | 0 | 0 | 0 | 0 | 0 | 0 | 0 | 1 |  | 4 | 26 | 4 | 25
| 2776 | 116 | 4 | 26 | 16 | 0 | 0 | 1 | 0 | 0 | 0 | 0 | 0 | 0 | 0 | 0 | 1 |  | 4 | 26 | 4 | 25
| 2777 | 116 | 4 | 26 | 17 | 0 | 0 | 1 | 0 | 0 | 0 | 0 | 0 | 0 | 0 | 0 | 1 |  | 4 | 26 | 4 | 25
| 2778 | 116 | 4 | 26 | 18 | 0 | 0 | 1 | 0 | 0 | 0 | 0 | 0 | 0 | 0 | 0 | 1 |  | 4 | 26 | 4 | 25
| 2779 | 116 | 4 | 26 | 19 | 0 | 0 | 1 | 0 | 0 | 0 | 0 | 0 | 0 | 0 | 0 | 1 |  | 4 | 26 | 4 | 25
| 2780 | 116 | 4 | 26 | 20 | 0 | 0 | 1 | 0 | 0 | 0 | 0 | 0 | 0 | 0 | 0 | 1 |  | 4 | 26 | 4 | 25
| 2781 | 116 | 4 | 26 | 21 | 0 | 0 | 1 | 0 | 0 | 0 | 0 | 0 | 0 | 0 | 0 | 1 |  | 4 | 26 | 4 | 25
| 2782 | 116 | 4 | 26 | 22 | 0 | 0 | 1 | 0 | 0 | 0 | 0 | 0 | 0 | 0 | 0 | 1 |  | 4 | 26 | 4 | 25
| 2783 | 116 | 4 | 26 | 23 | 0 | 0 | 1 | 0 | 0 | 0 | 0 | 0 | 0 | 0 | 0 | 1 |  | 4 | 26 | 4 | 25
| 2784 | 116 | 4 | 26 | 24 | 0 | 0 | 1 | 0 | 0 | 0 | 0 | 0 | 0 | 0 | 0 | 1 |  | 4 | 26 | 4 | 25
| 2785 | 117 | 4 | 27 | 1 | 0 | 0 | 1 | 0 | 0 | 0 | 0 | 0 | 0 | 0 | 0 | 1 |  | 4 | 27 | 4 | 26
| 2786 | 117 | 4 | 27 | 2 | 0 | 0 | 1 | 0 | 0 | 0 | 0 | 0 | 0 | 0 | 0 | 1 |  | 4 | 27 | 4 | 26
| 2787 | 117 | 4 | 27 | 3 | 0 | 0 | 1 | 0 | 0 | 0 | 0 | 0 | 0 | 0 | 0 | 1 |  | 4 | 27 | 4 | 26
| 2788 | 117 | 4 | 27 | 4 | 0 | 0 | 1 | 0 | 0 | 0 | 0 | 0 | 0 | 0 | 0 | 1 |  | 4 | 27 | 4 | 26
| 2789 | 117 | 4 | 27 | 5 | 0 | 0 | 1 | 0 | 0 | 0 | 0 | 0 | 0 | 0 | 0 | 1 |  | 4 | 27 | 4 | 26
| 2790 | 117 | 4 | 27 | 6 | 0 | 0 | 1 | 0 | 0 | 0 | 0 | 0 | 0 | 0 | 0 | 1 |  | 4 | 27 | 4 | 26
| 2791 | 117 | 4 | 27 | 7 | 0 | 0 | 1 | 0 | 0 | 0 | 0 | 0 | 0 | 0 | 0 | 1 |  | 4 | 27 | 4 | 26
| 2792 | 117 | 4 | 27 | 8 | 0 | 0 | 1 | 0 | 0 | 0 | 0 | 0 | 0 | 0 | 0 | 1 |  | 4 | 27 | 4 | 26
| 2793 | 117 | 4 | 27 | 9 | 0 | 0 | 1 | 0 | 0 | 0 | 0 | 0 | 0 | 0 | 0 | 1 |  | 4 | 27 | 4 | 26
| 2794 | 117 | 4 | 27 | 10 | 0 | 0 | 1 | 0 | 0 | 0 | 0 | 0 | 0 | 0 | 0 | 1 |  | 4 | 27 | 4 | 26
| 2795 | 117 | 4 | 27 | 11 | 0 | 0 | 1 | 0 | 0 | 0 | 0 | 0 | 0 | 0 | 0 | 1 |  | 4 | 27 | 4 | 26
| 2796 | 117 | 4 | 27 | 12 | 0 | 0 | 1 | 0 | 0 | 0 | 0 | 0 | 0 | 0 | 0 | 1 |  | 4 | 27 | 4 | 26
| 2797 | 117 | 4 | 27 | 13 | 0 | 0 | 1 | 0 | 0 | 0 | 0 | 0 | 0 | 0 | 0 | 1 |  | 4 | 27 | 4 | 26
| 2798 | 117 | 4 | 27 | 14 | 0 | 0 | 1 | 0 | 0 | 0 | 0 | 0 | 0 | 0 | 0 | 1 |  | 4 | 27 | 4 | 26
| 2799 | 117 | 4 | 27 | 15 | 0 | 0 | 1 | 0 | 0 | 0 | 0 | 0 | 0 | 0 | 0 | 1 |  | 4 | 27 | 4 | 26
| 2800 | 117 | 4 | 27 | 16 | 0 | 0 | 1 | 0 | 0 | 0 | 0 | 0 | 0 | 0 | 0 | 1 |  | 4 | 27 | 4 | 26
| 2801 | 117 | 4 | 27 | 17 | 0 | 0 | 1 | 0 | 0 | 0 | 0 | 0 | 0 | 0 | 0 | 1 |  | 4 | 27 | 4 | 26
| 2802 | 117 | 4 | 27 | 18 | 0 | 0 | 1 | 0 | 0 | 0 | 0 | 0 | 0 | 0 | 0 | 1 |  | 4 | 27 | 4 | 26
| 2803 | 117 | 4 | 27 | 19 | 0 | 0 | 1 | 0 | 0 | 0 | 0 | 0 | 0 | 0 | 0 | 1 |  | 4 | 27 | 4 | 26
| 2804 | 117 | 4 | 27 | 20 | 0 | 0 | 1 | 0 | 0 | 0 | 0 | 0 | 0 | 0 | 0 | 1 |  | 4 | 27 | 4 | 26
| 2805 | 117 | 4 | 27 | 21 | 0 | 0 | 1 | 0 | 0 | 0 | 0 | 0 | 0 | 0 | 0 | 1 |  | 4 | 27 | 4 | 26
| 2806 | 117 | 4 | 27 | 22 | 0 | 0 | 1 | 0 | 0 | 0 | 0 | 0 | 0 | 0 | 0 | 1 |  | 4 | 27 | 4 | 26
| 2807 | 117 | 4 | 27 | 23 | 0 | 0 | 1 | 0 | 0 | 0 | 0 | 0 | 0 | 0 | 0 | 1 |  | 4 | 27 | 4 | 26
| 2808 | 117 | 4 | 27 | 24 | 0 | 0 | 1 | 0 | 0 | 0 | 0 | 0 | 0 | 0 | 0 | 1 |  | 4 | 27 | 4 | 26
| 2809 | 118 | 4 | 28 | 1 | 0 | 0 | 1 | 0 | 0 | 0 | 0 | 0 | 0 | 0 | 0 | 1 |  | 4 | 28 | 4 | 27
| 2810 | 118 | 4 | 28 | 2 | 0 | 0 | 1 | 0 | 0 | 0 | 0 | 0 | 0 | 0 | 0 | 1 |  | 4 | 28 | 4 | 27
| 2811 | 118 | 4 | 28 | 3 | 0 | 0 | 1 | 0 | 0 | 0 | 0 | 0 | 0 | 0 | 0 | 1 |  | 4 | 28 | 4 | 27
| 2812 | 118 | 4 | 28 | 4 | 0 | 0 | 1 | 0 | 0 | 0 | 0 | 0 | 0 | 0 | 0 | 1 |  | 4 | 28 | 4 | 27
| 2813 | 118 | 4 | 28 | 5 | 0 | 0 | 1 | 0 | 0 | 0 | 0 | 0 | 0 | 0 | 0 | 1 |  | 4 | 28 | 4 | 27
| 2814 | 118 | 4 | 28 | 6 | 0 | 0 | 1 | 0 | 0 | 0 | 0 | 0 | 0 | 0 | 0 | 1 |  | 4 | 28 | 4 | 27
| 2815 | 118 | 4 | 28 | 7 | 0 | 0 | 1 | 0 | 0 | 0 | 0 | 0 | 0 | 0 | 0 | 1 |  | 4 | 28 | 4 | 27
| 2816 | 118 | 4 | 28 | 8 | 0 | 0 | 1 | 0 | 0 | 0 | 0 | 0 | 0 | 0 | 0 | 1 |  | 4 | 28 | 4 | 27
| 2817 | 118 | 4 | 28 | 9 | 0 | 0 | 1 | 0 | 0 | 0 | 0 | 0 | 0 | 0 | 0 | 1 |  | 4 | 28 | 4 | 27
| 2818 | 118 | 4 | 28 | 10 | 0 | 0 | 1 | 0 | 0 | 0 | 0 | 0 | 0 | 0 | 0 | 1 |  | 4 | 28 | 4 | 27
| 2819 | 118 | 4 | 28 | 11 | 0 | 0 | 1 | 0 | 0 | 0 | 0 | 0 | 0 | 0 | 0 | 1 |  | 4 | 28 | 4 | 27
| 2820 | 118 | 4 | 28 | 12 | 0 | 0 | 1 | 0 | 0 | 0 | 0 | 0 | 0 | 0 | 0 | 1 |  | 4 | 28 | 4 | 27
| 2821 | 118 | 4 | 28 | 13 | 0 | 0 | 1 | 0 | 0 | 0 | 0 | 0 | 0 | 0 | 0 | 1 |  | 4 | 28 | 4 | 27
| 2822 | 118 | 4 | 28 | 14 | 0 | 0 | 1 | 0 | 0 | 0 | 0 | 0 | 0 | 0 | 0 | 1 |  | 4 | 28 | 4 | 27
| 2823 | 118 | 4 | 28 | 15 | 0 | 0 | 1 | 0 | 0 | 0 | 0 | 0 | 0 | 0 | 0 | 1 |  | 4 | 28 | 4 | 27
| 2824 | 118 | 4 | 28 | 16 | 0 | 0 | 1 | 0 | 0 | 0 | 0 | 0 | 0 | 0 | 0 | 1 |  | 4 | 28 | 4 | 27
| 2825 | 118 | 4 | 28 | 17 | 0 | 0 | 1 | 0 | 0 | 0 | 0 | 0 | 0 | 0 | 0 | 1 |  | 4 | 28 | 4 | 27
| 2826 | 118 | 4 | 28 | 18 | 0 | 0 | 1 | 0 | 0 | 0 | 0 | 0 | 0 | 0 | 0 | 1 |  | 4 | 28 | 4 | 27
| 2827 | 118 | 4 | 28 | 19 | 0 | 0 | 1 | 0 | 0 | 0 | 0 | 0 | 0 | 0 | 0 | 1 |  | 4 | 28 | 4 | 27
| 2828 | 118 | 4 | 28 | 20 | 0 | 0 | 1 | 0 | 0 | 0 | 0 | 0 | 0 | 0 | 0 | 1 |  | 4 | 28 | 4 | 27
| 2829 | 118 | 4 | 28 | 21 | 0 | 0 | 1 | 0 | 0 | 0 | 0 | 0 | 0 | 0 | 0 | 1 |  | 4 | 28 | 4 | 27
| 2830 | 118 | 4 | 28 | 22 | 0 | 0 | 1 | 0 | 0 | 0 | 0 | 0 | 0 | 0 | 0 | 1 |  | 4 | 28 | 4 | 27
| 2831 | 118 | 4 | 28 | 23 | 0 | 0 | 1 | 0 | 0 | 0 | 0 | 0 | 0 | 0 | 0 | 1 |  | 4 | 28 | 4 | 27
| 2832 | 118 | 4 | 28 | 24 | 0 | 0 | 1 | 0 | 0 | 0 | 0 | 0 | 0 | 0 | 0 | 1 |  | 4 | 28 | 4 | 27
| 2833 | 119 | 4 | 29 | 1 | 0 | 0 | 1 | 0 | 0 | 0 | 0 | 0 | 0 | 0 | 0 | 1 |  | 4 | 29 | 4 | 28
| 2834 | 119 | 4 | 29 | 2 | 0 | 0 | 1 | 0 | 0 | 0 | 0 | 0 | 0 | 0 | 0 | 1 |  | 4 | 29 | 4 | 28
| 2835 | 119 | 4 | 29 | 3 | 0 | 0 | 1 | 0 | 0 | 0 | 0 | 0 | 0 | 0 | 0 | 1 |  | 4 | 29 | 4 | 28
| 2836 | 119 | 4 | 29 | 4 | 0 | 0 | 1 | 0 | 0 | 0 | 0 | 0 | 0 | 0 | 0 | 1 |  | 4 | 29 | 4 | 28
| 2837 | 119 | 4 | 29 | 5 | 0 | 0 | 1 | 0 | 0 | 0 | 0 | 0 | 0 | 0 | 0 | 1 |  | 4 | 29 | 4 | 28
| 2838 | 119 | 4 | 29 | 6 | 0 | 0 | 1 | 0 | 0 | 0 | 0 | 0 | 0 | 0 | 0 | 1 |  | 4 | 29 | 4 | 28
| 2839 | 119 | 4 | 29 | 7 | 0 | 0 | 1 | 0 | 0 | 0 | 0 | 0 | 0 | 0 | 0 | 1 |  | 4 | 29 | 4 | 28
| 2840 | 119 | 4 | 29 | 8 | 0 | 0 | 1 | 0 | 0 | 0 | 0 | 0 | 0 | 0 | 0 | 1 |  | 4 | 29 | 4 | 28
| 2841 | 119 | 4 | 29 | 9 | 0 | 0 | 1 | 0 | 0 | 0 | 0 | 0 | 0 | 0 | 0 | 1 |  | 4 | 29 | 4 | 28
| 2842 | 119 | 4 | 29 | 10 | 0 | 0 | 1 | 0 | 0 | 0 | 0 | 0 | 0 | 0 | 0 | 1 |  | 4 | 29 | 4 | 28
| 2843 | 119 | 4 | 29 | 11 | 0 | 0 | 1 | 0 | 0 | 0 | 0 | 0 | 0 | 0 | 0 | 1 |  | 4 | 29 | 4 | 28
| 2844 | 119 | 4 | 29 | 12 | 0 | 0 | 1 | 0 | 0 | 0 | 0 | 0 | 0 | 0 | 0 | 1 |  | 4 | 29 | 4 | 28
| 2845 | 119 | 4 | 29 | 13 | 0 | 0 | 1 | 0 | 0 | 0 | 0 | 0 | 0 | 0 | 0 | 1 |  | 4 | 29 | 4 | 28
| 2846 | 119 | 4 | 29 | 14 | 0 | 0 | 1 | 0 | 0 | 0 | 0 | 0 | 0 | 0 | 0 | 1 |  | 4 | 29 | 4 | 28
| 2847 | 119 | 4 | 29 | 15 | 0 | 0 | 1 | 0 | 0 | 0 | 0 | 0 | 0 | 0 | 0 | 1 |  | 4 | 29 | 4 | 28
| 2848 | 119 | 4 | 29 | 16 | 0 | 0 | 1 | 0 | 0 | 0 | 0 | 0 | 0 | 0 | 0 | 1 |  | 4 | 29 | 4 | 28
| 2849 | 119 | 4 | 29 | 17 | 0 | 0 | 1 | 0 | 0 | 0 | 0 | 0 | 0 | 0 | 0 | 1 |  | 4 | 29 | 4 | 28
| 2850 | 119 | 4 | 29 | 18 | 0 | 0 | 1 | 0 | 0 | 0 | 0 | 0 | 0 | 0 | 0 | 1 |  | 4 | 29 | 4 | 28
| 2851 | 119 | 4 | 29 | 19 | 0 | 0 | 1 | 0 | 0 | 0 | 0 | 0 | 0 | 0 | 0 | 1 |  | 4 | 29 | 4 | 28
| 2852 | 119 | 4 | 29 | 20 | 0 | 0 | 1 | 0 | 0 | 0 | 0 | 0 | 0 | 0 | 0 | 1 |  | 4 | 29 | 4 | 28
| 2853 | 119 | 4 | 29 | 21 | 0 | 0 | 1 | 0 | 0 | 0 | 0 | 0 | 0 | 0 | 0 | 1 |  | 4 | 29 | 4 | 28
| 2854 | 119 | 4 | 29 | 22 | 0 | 0 | 1 | 0 | 0 | 0 | 0 | 0 | 0 | 0 | 0 | 1 |  | 4 | 29 | 4 | 28
| 2855 | 119 | 4 | 29 | 23 | 0 | 0 | 1 | 0 | 0 | 0 | 0 | 0 | 0 | 0 | 0 | 1 |  | 4 | 29 | 4 | 28
| 2856 | 119 | 4 | 29 | 24 | 0 | 0 | 1 | 0 | 0 | 0 | 0 | 0 | 0 | 0 | 0 | 1 |  | 4 | 29 | 4 | 28
| 2857 | 120 | 4 | 30 | 1 | 0 | 0 | 0 | 0 | 0 | 0 | 0 | 0 | 0 | 0 | 0 | 1 |  | 4 | 30 | 4 | 29
| 2858 | 120 | 4 | 30 | 2 | 0 | 0 | 0 | 0 | 0 | 0 | 0 | 0 | 0 | 0 | 0 | 1 |  | 4 | 30 | 4 | 29
| 2859 | 120 | 4 | 30 | 3 | 0 | 0 | 0 | 0 | 0 | 0 | 0 | 0 | 0 | 0 | 0 | 1 |  | 4 | 30 | 4 | 29
| 2860 | 120 | 4 | 30 | 4 | 0 | 0 | 0 | 0 | 0 | 0 | 0 | 0 | 0 | 0 | 0 | 1 |  | 4 | 30 | 4 | 29
| 2861 | 120 | 4 | 30 | 5 | 0 | 0 | 0 | 0 | 0 | 0 | 0 | 0 | 0 | 0 | 0 | 1 |  | 4 | 30 | 4 | 29
| 2862 | 120 | 4 | 30 | 6 | 0 | 0 | 0 | 0 | 0 | 0 | 0 | 0 | 0 | 0 | 0 | 1 |  | 4 | 30 | 4 | 29
| 2863 | 120 | 4 | 30 | 7 | 0 | 0 | 0 | 0 | 0 | 0 | 0 | 0 | 0 | 0 | 0 | 1 |  | 4 | 30 | 4 | 29
| 2864 | 120 | 4 | 30 | 8 | 0 | 0 | 0 | 0 | 0 | 0 | 0 | 0 | 0 | 0 | 0 | 1 |  | 4 | 30 | 4 | 29
| 2865 | 120 | 4 | 30 | 9 | 0 | 0 | 0 | 0 | 0 | 0 | 0 | 0 | 0 | 0 | 0 | 1 |  | 4 | 30 | 4 | 29
| 2866 | 120 | 4 | 30 | 10 | 0 | 0 | 0 | 0 | 0 | 0 | 0 | 0 | 0 | 0 | 0 | 1 |  | 4 | 30 | 4 | 29
| 2867 | 120 | 4 | 30 | 11 | 0 | 0 | 0 | 0 | 0 | 0 | 0 | 0 | 0 | 0 | 0 | 1 |  | 4 | 30 | 4 | 29
| 2868 | 120 | 4 | 30 | 12 | 0 | 0 | 0 | 0 | 0 | 0 | 0 | 0 | 0 | 0 | 0 | 1 |  | 4 | 30 | 4 | 29
| 2869 | 120 | 4 | 30 | 13 | 0 | 0 | 0 | 0 | 0 | 0 | 0 | 0 | 0 | 0 | 0 | 1 |  | 4 | 30 | 4 | 29
| 2870 | 120 | 4 | 30 | 14 | 0 | 0 | 0 | 0 | 0 | 0 | 0 | 0 | 0 | 0 | 0 | 1 |  | 4 | 30 | 4 | 29
| 2871 | 120 | 4 | 30 | 15 | 0 | 0 | 0 | 0 | 0 | 0 | 0 | 0 | 0 | 0 | 0 | 1 |  | 4 | 30 | 4 | 29
| 2872 | 120 | 4 | 30 | 16 | 0 | 0 | 0 | 0 | 0 | 0 | 0 | 0 | 0 | 0 | 0 | 1 |  | 4 | 30 | 4 | 29
| 2873 | 120 | 4 | 30 | 17 | 0 | 0 | 0 | 0 | 0 | 0 | 0 | 0 | 0 | 0 | 0 | 1 |  | 4 | 30 | 4 | 29
| 2874 | 120 | 4 | 30 | 18 | 0 | 0 | 0 | 0 | 0 | 0 | 0 | 0 | 0 | 0 | 0 | 1 |  | 4 | 30 | 4 | 29
| 2875 | 120 | 4 | 30 | 19 | 0 | 0 | 0 | 0 | 0 | 0 | 0 | 0 | 0 | 0 | 0 | 1 |  | 4 | 30 | 4 | 29
| 2876 | 120 | 4 | 30 | 20 | 0 | 0 | 0 | 0 | 0 | 0 | 0 | 0 | 0 | 0 | 0 | 1 |  | 4 | 30 | 4 | 29
| 2877 | 120 | 4 | 30 | 21 | 0 | 0 | 0 | 0 | 0 | 0 | 0 | 0 | 0 | 0 | 0 | 1 |  | 4 | 30 | 4 | 29
| 2878 | 120 | 4 | 30 | 22 | 0 | 0 | 0 | 0 | 0 | 0 | 0 | 0 | 0 | 0 | 0 | 1 |  | 4 | 30 | 4 | 29
| 2879 | 120 | 4 | 30 | 23 | 0 | 0 | 0 | 0 | 0 | 0 | 0 | 0 | 0 | 0 | 0 | 1 |  | 4 | 30 | 4 | 29
| 2880 | 120 | 4 | 30 | 24 | 0 | 0 | 0 | 0 | 0 | 0 | 0 | 0 | 0 | 0 | 0 | 1 |  | 4 | 30 | 4 | 29
| 2881 | 121 | 5 | 1 | 1 | 0 | 0 | 0 | 0 | 0 | 0 | 0 | 0 | 0 | 0 | 0 | 1 |  | 5 | 1 | 4 | 30
| 2882 | 121 | 5 | 1 | 2 | 0 | 0 | 0 | 0 | 0 | 0 | 0 | 0 | 0 | 0 | 0 | 1 |  | 5 | 1 | 4 | 30
| 2883 | 121 | 5 | 1 | 3 | 0 | 0 | 0 | 0 | 0 | 0 | 0 | 0 | 0 | 0 | 0 | 1 |  | 5 | 1 | 4 | 30
| 2884 | 121 | 5 | 1 | 4 | 0 | 0 | 0 | 0 | 0 | 0 | 0 | 0 | 0 | 0 | 0 | 1 |  | 5 | 1 | 4 | 30
| 2885 | 121 | 5 | 1 | 5 | 0 | 0 | 0 | 0 | 0 | 0 | 0 | 0 | 0 | 0 | 0 | 1 |  | 5 | 1 | 4 | 30
| 2886 | 121 | 5 | 1 | 6 | 0 | 0 | 0 | 0 | 0 | 0 | 0 | 0 | 0 | 0 | 0 | 1 |  | 5 | 1 | 4 | 30
| 2887 | 121 | 5 | 1 | 7 | 0 | 0 | 0 | 0 | 0 | 0 | 0 | 0 | 0 | 0 | 0 | 1 |  | 5 | 1 | 4 | 30
| 2888 | 121 | 5 | 1 | 8 | 0 | 0 | 0 | 0 | 0 | 0 | 0 | 0 | 0 | 0 | 0 | 1 |  | 5 | 1 | 4 | 30
| 2889 | 121 | 5 | 1 | 9 | 0 | 0 | 0 | 0 | 0 | 0 | 0 | 0 | 0 | 0 | 0 | 1 |  | 5 | 1 | 4 | 30
| 2890 | 121 | 5 | 1 | 10 | 0 | 0 | 0 | 0 | 0 | 0 | 0 | 0 | 0 | 0 | 0 | 1 |  | 5 | 1 | 4 | 30
| 2891 | 121 | 5 | 1 | 11 | 0 | 0 | 0 | 0 | 0 | 0 | 0 | 0 | 0 | 0 | 0 | 1 |  | 5 | 1 | 4 | 30
| 2892 | 121 | 5 | 1 | 12 | 0 | 0 | 0 | 0 | 0 | 0 | 0 | 0 | 0 | 0 | 0 | 1 |  | 5 | 1 | 4 | 30
| 2893 | 121 | 5 | 1 | 13 | 0 | 0 | 0 | 0 | 0 | 0 | 0 | 0 | 0 | 0 | 0 | 1 |  | 5 | 1 | 4 | 30
| 2894 | 121 | 5 | 1 | 14 | 0 | 0 | 0 | 0 | 0 | 0 | 0 | 0 | 0 | 0 | 0 | 1 |  | 5 | 1 | 4 | 30
| 2895 | 121 | 5 | 1 | 15 | 0 | 0 | 0 | 0 | 0 | 0 | 0 | 0 | 0 | 0 | 0 | 1 |  | 5 | 1 | 4 | 30
| 2896 | 121 | 5 | 1 | 16 | 0 | 0 | 0 | 0 | 0 | 0 | 0 | 0 | 0 | 0 | 0 | 1 |  | 5 | 1 | 4 | 30
| 2897 | 121 | 5 | 1 | 17 | 0 | 0 | 0 | 0 | 0 | 0 | 0 | 0 | 0 | 0 | 0 | 1 |  | 5 | 1 | 4 | 30
| 2898 | 121 | 5 | 1 | 18 | 0 | 0 | 0 | 0 | 0 | 0 | 0 | 0 | 0 | 0 | 0 | 1 |  | 5 | 1 | 4 | 30
| 2899 | 121 | 5 | 1 | 19 | 0 | 0 | 0 | 0 | 0 | 0 | 0 | 0 | 0 | 0 | 0 | 1 |  | 5 | 1 | 4 | 30
| 2900 | 121 | 5 | 1 | 20 | 0 | 0 | 0 | 0 | 0 | 0 | 0 | 0 | 0 | 0 | 0 | 1 |  | 5 | 1 | 4 | 30
| 2901 | 121 | 5 | 1 | 21 | 0 | 0 | 0 | 0 | 0 | 0 | 0 | 0 | 0 | 0 | 0 | 1 |  | 5 | 1 | 4 | 30
| 2902 | 121 | 5 | 1 | 22 | 0 | 0 | 0 | 0 | 0 | 0 | 0 | 0 | 0 | 0 | 0 | 1 |  | 5 | 1 | 4 | 30
| 2903 | 121 | 5 | 1 | 23 | 0 | 0 | 0 | 0 | 0 | 0 | 0 | 0 | 0 | 0 | 0 | 1 |  | 5 | 1 | 4 | 30
| 2904 | 121 | 5 | 1 | 24 | 0 | 0 | 0 | 0 | 0 | 0 | 0 | 0 | 0 | 0 | 0 | 1 |  | 5 | 1 | 4 | 30
| 2905 | 122 | 5 | 2 | 1 | 0 | 0 | 1 | 0 | 0 | 0 | 0 | 0 | 0 | 0 | 0 | 1 |  | 5 | 2 | 5 | 1
| 2906 | 122 | 5 | 2 | 2 | 0 | 0 | 1 | 0 | 0 | 0 | 0 | 0 | 0 | 0 | 0 | 1 |  | 5 | 2 | 5 | 1
| 2907 | 122 | 5 | 2 | 3 | 0 | 0 | 1 | 0 | 0 | 0 | 0 | 0 | 0 | 0 | 0 | 1 |  | 5 | 2 | 5 | 1
| 2908 | 122 | 5 | 2 | 4 | 0 | 0 | 1 | 0 | 0 | 0 | 0 | 0 | 0 | 0 | 0 | 1 |  | 5 | 2 | 5 | 1
| 2909 | 122 | 5 | 2 | 5 | 0 | 0 | 1 | 0 | 0 | 0 | 0 | 0 | 0 | 0 | 0 | 1 |  | 5 | 2 | 5 | 1
| 2910 | 122 | 5 | 2 | 6 | 0 | 0 | 1 | 0 | 0 | 0 | 0 | 0 | 0 | 0 | 0 | 1 |  | 5 | 2 | 5 | 1
| 2911 | 122 | 5 | 2 | 7 | 0 | 0 | 1 | 0 | 0 | 0 | 0 | 0 | 0 | 0 | 0 | 1 |  | 5 | 2 | 5 | 1
| 2912 | 122 | 5 | 2 | 8 | 0 | 0 | 1 | 0 | 0 | 0 | 0 | 0 | 0 | 0 | 0 | 1 |  | 5 | 2 | 5 | 1
| 2913 | 122 | 5 | 2 | 9 | 0 | 0 | 1 | 0 | 0 | 0 | 0 | 0 | 0 | 0 | 0 | 1 |  | 5 | 2 | 5 | 1
| 2914 | 122 | 5 | 2 | 10 | 0 | 0 | 1 | 0 | 0 | 0 | 0 | 0 | 0 | 0 | 0 | 1 |  | 5 | 2 | 5 | 1
| 2915 | 122 | 5 | 2 | 11 | 0 | 0 | 1 | 0 | 0 | 0 | 0 | 0 | 0 | 0 | 0 | 1 |  | 5 | 2 | 5 | 1
| 2916 | 122 | 5 | 2 | 12 | 0 | 0 | 1 | 0 | 0 | 0 | 0 | 0 | 0 | 0 | 0 | 1 |  | 5 | 2 | 5 | 1
| 2917 | 122 | 5 | 2 | 13 | 0 | 0 | 1 | 0 | 0 | 0 | 0 | 0 | 0 | 0 | 0 | 1 |  | 5 | 2 | 5 | 1
| 2918 | 122 | 5 | 2 | 14 | 0 | 0 | 1 | 0 | 0 | 0 | 0 | 0 | 0 | 0 | 0 | 1 |  | 5 | 2 | 5 | 1
| 2919 | 122 | 5 | 2 | 15 | 0 | 0 | 1 | 0 | 0 | 0 | 0 | 0 | 0 | 0 | 0 | 1 |  | 5 | 2 | 5 | 1
| 2920 | 122 | 5 | 2 | 16 | 0 | 0 | 1 | 0 | 0 | 0 | 0 | 0 | 0 | 0 | 0 | 1 |  | 5 | 2 | 5 | 1
| 2921 | 122 | 5 | 2 | 17 | 0 | 0 | 1 | 0 | 0 | 0 | 0 | 0 | 0 | 0 | 0 | 1 |  | 5 | 2 | 5 | 1
| 2922 | 122 | 5 | 2 | 18 | 0 | 0 | 1 | 0 | 0 | 0 | 0 | 0 | 0 | 0 | 0 | 1 |  | 5 | 2 | 5 | 1
| 2923 | 122 | 5 | 2 | 19 | 0 | 0 | 1 | 0 | 0 | 0 | 0 | 0 | 0 | 0 | 0 | 1 |  | 5 | 2 | 5 | 1
| 2924 | 122 | 5 | 2 | 20 | 0 | 0 | 1 | 0 | 0 | 0 | 0 | 0 | 0 | 0 | 0 | 1 |  | 5 | 2 | 5 | 1
| 2925 | 122 | 5 | 2 | 21 | 0 | 0 | 1 | 0 | 0 | 0 | 0 | 0 | 0 | 0 | 0 | 1 |  | 5 | 2 | 5 | 1
| 2926 | 122 | 5 | 2 | 22 | 0 | 0 | 1 | 0 | 0 | 0 | 0 | 0 | 0 | 0 | 0 | 1 |  | 5 | 2 | 5 | 1
| 2927 | 122 | 5 | 2 | 23 | 0 | 0 | 1 | 0 | 0 | 0 | 0 | 0 | 0 | 0 | 0 | 1 |  | 5 | 2 | 5 | 1
| 2928 | 122 | 5 | 2 | 24 | 0 | 0 | 1 | 0 | 0 | 0 | 0 | 0 | 0 | 0 | 0 | 1 |  | 5 | 2 | 5 | 1
| 2929 | 123 | 5 | 3 | 1 | 0 | 0 | 1 | 0 | 0 | 0 | 0 | 0 | 0 | 0 | 0 | 1 |  | 5 | 3 | 5 | 2
| 2930 | 123 | 5 | 3 | 2 | 0 | 0 | 1 | 0 | 0 | 0 | 0 | 0 | 0 | 0 | 0 | 1 |  | 5 | 3 | 5 | 2
| 2931 | 123 | 5 | 3 | 3 | 0 | 0 | 1 | 0 | 0 | 0 | 0 | 0 | 0 | 0 | 0 | 1 |  | 5 | 3 | 5 | 2
| 2932 | 123 | 5 | 3 | 4 | 0 | 0 | 1 | 0 | 0 | 0 | 0 | 0 | 0 | 0 | 0 | 1 |  | 5 | 3 | 5 | 2
| 2933 | 123 | 5 | 3 | 5 | 0 | 0 | 1 | 0 | 0 | 0 | 0 | 0 | 0 | 0 | 0 | 1 |  | 5 | 3 | 5 | 2
| 2934 | 123 | 5 | 3 | 6 | 0 | 0 | 1 | 0 | 0 | 0 | 0 | 0 | 0 | 0 | 0 | 1 |  | 5 | 3 | 5 | 2
| 2935 | 123 | 5 | 3 | 7 | 0 | 0 | 1 | 0 | 0 | 0 | 0 | 0 | 0 | 0 | 0 | 1 |  | 5 | 3 | 5 | 2
| 2936 | 123 | 5 | 3 | 8 | 0 | 0 | 1 | 0 | 0 | 0 | 0 | 0 | 0 | 0 | 0 | 1 |  | 5 | 3 | 5 | 2
| 2937 | 123 | 5 | 3 | 9 | 0 | 0 | 1 | 0 | 0 | 0 | 0 | 0 | 0 | 0 | 0 | 1 |  | 5 | 3 | 5 | 2
| 2938 | 123 | 5 | 3 | 10 | 0 | 0 | 1 | 0 | 0 | 0 | 0 | 0 | 0 | 0 | 0 | 1 |  | 5 | 3 | 5 | 2
| 2939 | 123 | 5 | 3 | 11 | 0 | 0 | 1 | 0 | 0 | 0 | 0 | 0 | 0 | 0 | 0 | 1 |  | 5 | 3 | 5 | 2
| 2940 | 123 | 5 | 3 | 12 | 0 | 0 | 1 | 0 | 0 | 0 | 0 | 0 | 0 | 0 | 0 | 1 |  | 5 | 3 | 5 | 2
| 2941 | 123 | 5 | 3 | 13 | 0 | 0 | 1 | 0 | 0 | 0 | 0 | 0 | 0 | 0 | 0 | 1 |  | 5 | 3 | 5 | 2
| 2942 | 123 | 5 | 3 | 14 | 0 | 0 | 1 | 0 | 0 | 0 | 0 | 0 | 0 | 0 | 0 | 1 |  | 5 | 3 | 5 | 2
| 2943 | 123 | 5 | 3 | 15 | 0 | 0 | 1 | 0 | 0 | 0 | 0 | 0 | 0 | 0 | 0 | 1 |  | 5 | 3 | 5 | 2
| 2944 | 123 | 5 | 3 | 16 | 0 | 0 | 1 | 0 | 0 | 0 | 0 | 0 | 0 | 0 | 0 | 1 |  | 5 | 3 | 5 | 2
| 2945 | 123 | 5 | 3 | 17 | 0 | 0 | 1 | 0 | 0 | 0 | 0 | 0 | 0 | 0 | 0 | 1 |  | 5 | 3 | 5 | 2
| 2946 | 123 | 5 | 3 | 18 | 0 | 0 | 1 | 0 | 0 | 0 | 0 | 0 | 0 | 0 | 0 | 1 |  | 5 | 3 | 5 | 2
| 2947 | 123 | 5 | 3 | 19 | 0 | 0 | 1 | 0 | 0 | 0 | 0 | 0 | 0 | 0 | 0 | 1 |  | 5 | 3 | 5 | 2
| 2948 | 123 | 5 | 3 | 20 | 0 | 0 | 1 | 0 | 0 | 0 | 0 | 0 | 0 | 0 | 0 | 1 |  | 5 | 3 | 5 | 2
| 2949 | 123 | 5 | 3 | 21 | 0 | 0 | 1 | 0 | 0 | 0 | 0 | 0 | 0 | 0 | 0 | 1 |  | 5 | 3 | 5 | 2
| 2950 | 123 | 5 | 3 | 22 | 0 | 0 | 1 | 0 | 0 | 0 | 0 | 0 | 0 | 0 | 0 | 1 |  | 5 | 3 | 5 | 2
| 2951 | 123 | 5 | 3 | 23 | 0 | 0 | 1 | 0 | 0 | 0 | 0 | 0 | 0 | 0 | 0 | 1 |  | 5 | 3 | 5 | 2
| 2952 | 123 | 5 | 3 | 24 | 0 | 0 | 1 | 0 | 0 | 0 | 0 | 0 | 0 | 0 | 0 | 1 |  | 5 | 3 | 5 | 2
| 2953 | 124 | 5 | 4 | 1 | 0 | 0 | 1 | 0 | 0 | 0 | 0 | 0 | 0 | 0 | 0 | 1 |  | 5 | 4 | 5 | 3
| 2954 | 124 | 5 | 4 | 2 | 0 | 0 | 1 | 0 | 0 | 0 | 0 | 0 | 0 | 0 | 0 | 1 |  | 5 | 4 | 5 | 3
| 2955 | 124 | 5 | 4 | 3 | 0 | 0 | 1 | 0 | 0 | 0 | 0 | 0 | 0 | 0 | 0 | 1 |  | 5 | 4 | 5 | 3
| 2956 | 124 | 5 | 4 | 4 | 0 | 0 | 1 | 0 | 0 | 0 | 0 | 0 | 0 | 0 | 0 | 1 |  | 5 | 4 | 5 | 3
| 2957 | 124 | 5 | 4 | 5 | 0 | 0 | 1 | 0 | 0 | 0 | 0 | 0 | 0 | 0 | 0 | 1 |  | 5 | 4 | 5 | 3
| 2958 | 124 | 5 | 4 | 6 | 0 | 0 | 1 | 0 | 0 | 0 | 0 | 0 | 0 | 0 | 0 | 1 |  | 5 | 4 | 5 | 3
| 2959 | 124 | 5 | 4 | 7 | 0 | 0 | 1 | 0 | 0 | 0 | 0 | 0 | 0 | 0 | 0 | 1 |  | 5 | 4 | 5 | 3
| 2960 | 124 | 5 | 4 | 8 | 0 | 0 | 1 | 0 | 0 | 0 | 0 | 0 | 0 | 0 | 0 | 1 |  | 5 | 4 | 5 | 3
| 2961 | 124 | 5 | 4 | 9 | 0 | 0 | 1 | 0 | 0 | 0 | 0 | 0 | 0 | 0 | 0 | 1 |  | 5 | 4 | 5 | 3
| 2962 | 124 | 5 | 4 | 10 | 0 | 0 | 1 | 0 | 0 | 0 | 0 | 0 | 0 | 0 | 0 | 1 |  | 5 | 4 | 5 | 3
| 2963 | 124 | 5 | 4 | 11 | 0 | 0 | 1 | 0 | 0 | 0 | 0 | 0 | 0 | 0 | 0 | 1 |  | 5 | 4 | 5 | 3
| 2964 | 124 | 5 | 4 | 12 | 0 | 0 | 1 | 0 | 0 | 0 | 0 | 0 | 0 | 0 | 0 | 1 |  | 5 | 4 | 5 | 3
| 2965 | 124 | 5 | 4 | 13 | 0 | 0 | 1 | 0 | 0 | 0 | 0 | 0 | 0 | 0 | 0 | 1 |  | 5 | 4 | 5 | 3
| 2966 | 124 | 5 | 4 | 14 | 0 | 0 | 1 | 0 | 0 | 0 | 0 | 0 | 0 | 0 | 0 | 1 |  | 5 | 4 | 5 | 3
| 2967 | 124 | 5 | 4 | 15 | 0 | 0 | 1 | 0 | 0 | 0 | 0 | 0 | 0 | 0 | 0 | 1 |  | 5 | 4 | 5 | 3
| 2968 | 124 | 5 | 4 | 16 | 0 | 0 | 1 | 0 | 0 | 0 | 0 | 0 | 0 | 0 | 0 | 1 |  | 5 | 4 | 5 | 3
| 2969 | 124 | 5 | 4 | 17 | 0 | 0 | 1 | 0 | 0 | 0 | 0 | 0 | 0 | 0 | 0 | 1 |  | 5 | 4 | 5 | 3
| 2970 | 124 | 5 | 4 | 18 | 0 | 0 | 1 | 0 | 0 | 0 | 0 | 0 | 0 | 0 | 0 | 1 |  | 5 | 4 | 5 | 3
| 2971 | 124 | 5 | 4 | 19 | 0 | 0 | 1 | 0 | 0 | 0 | 0 | 0 | 0 | 0 | 0 | 1 |  | 5 | 4 | 5 | 3
| 2972 | 124 | 5 | 4 | 20 | 0 | 0 | 1 | 0 | 0 | 0 | 0 | 0 | 0 | 0 | 0 | 1 |  | 5 | 4 | 5 | 3
| 2973 | 124 | 5 | 4 | 21 | 0 | 0 | 1 | 0 | 0 | 0 | 0 | 0 | 0 | 0 | 0 | 1 |  | 5 | 4 | 5 | 3
| 2974 | 124 | 5 | 4 | 22 | 0 | 0 | 1 | 0 | 0 | 0 | 0 | 0 | 0 | 0 | 0 | 1 |  | 5 | 4 | 5 | 3
| 2975 | 124 | 5 | 4 | 23 | 0 | 0 | 1 | 0 | 0 | 0 | 0 | 0 | 0 | 0 | 0 | 1 |  | 5 | 4 | 5 | 3
| 2976 | 124 | 5 | 4 | 24 | 0 | 0 | 1 | 0 | 0 | 0 | 0 | 0 | 0 | 0 | 0 | 1 |  | 5 | 4 | 5 | 3
| 2977 | 125 | 5 | 5 | 1 | 0 | 0 | 1 | 0 | 0 | 0 | 0 | 0 | 0 | 0 | 0 | 1 |  | 5 | 5 | 5 | 4
| 2978 | 125 | 5 | 5 | 2 | 0 | 0 | 1 | 0 | 0 | 0 | 0 | 0 | 0 | 0 | 0 | 1 |  | 5 | 5 | 5 | 4
| 2979 | 125 | 5 | 5 | 3 | 0 | 0 | 1 | 0 | 0 | 0 | 0 | 0 | 0 | 0 | 0 | 1 |  | 5 | 5 | 5 | 4
| 2980 | 125 | 5 | 5 | 4 | 0 | 0 | 1 | 0 | 0 | 0 | 0 | 0 | 0 | 0 | 0 | 1 |  | 5 | 5 | 5 | 4
| 2981 | 125 | 5 | 5 | 5 | 0 | 0 | 1 | 0 | 0 | 0 | 0 | 0 | 0 | 0 | 0 | 1 |  | 5 | 5 | 5 | 4
| 2982 | 125 | 5 | 5 | 6 | 0 | 0 | 1 | 0 | 0 | 0 | 0 | 0 | 0 | 0 | 0 | 1 |  | 5 | 5 | 5 | 4
| 2983 | 125 | 5 | 5 | 7 | 0 | 0 | 1 | 0 | 0 | 0 | 0 | 0 | 0 | 0 | 0 | 1 |  | 5 | 5 | 5 | 4
| 2984 | 125 | 5 | 5 | 8 | 0 | 0 | 1 | 0 | 0 | 0 | 0 | 0 | 0 | 0 | 0 | 1 |  | 5 | 5 | 5 | 4
| 2985 | 125 | 5 | 5 | 9 | 0 | 0 | 1 | 0 | 0 | 0 | 0 | 0 | 0 | 0 | 0 | 1 |  | 5 | 5 | 5 | 4
| 2986 | 125 | 5 | 5 | 10 | 0 | 0 | 1 | 0 | 0 | 0 | 0 | 0 | 0 | 0 | 0 | 1 |  | 5 | 5 | 5 | 4
| 2987 | 125 | 5 | 5 | 11 | 0 | 0 | 1 | 0 | 0 | 0 | 0 | 0 | 0 | 0 | 0 | 1 |  | 5 | 5 | 5 | 4
| 2988 | 125 | 5 | 5 | 12 | 0 | 0 | 1 | 0 | 0 | 0 | 0 | 0 | 0 | 0 | 0 | 1 |  | 5 | 5 | 5 | 4
| 2989 | 125 | 5 | 5 | 13 | 0 | 0 | 1 | 0 | 0 | 0 | 0 | 0 | 0 | 0 | 0 | 1 |  | 5 | 5 | 5 | 4
| 2990 | 125 | 5 | 5 | 14 | 0 | 0 | 1 | 0 | 0 | 0 | 0 | 0 | 0 | 0 | 0 | 1 |  | 5 | 5 | 5 | 4
| 2991 | 125 | 5 | 5 | 15 | 0 | 0 | 1 | 0 | 0 | 0 | 0 | 0 | 0 | 0 | 0 | 1 |  | 5 | 5 | 5 | 4
| 2992 | 125 | 5 | 5 | 16 | 0 | 0 | 1 | 0 | 0 | 0 | 0 | 0 | 0 | 0 | 0 | 1 |  | 5 | 5 | 5 | 4
| 2993 | 125 | 5 | 5 | 17 | 0 | 0 | 1 | 0 | 0 | 0 | 0 | 0 | 0 | 0 | 0 | 1 |  | 5 | 5 | 5 | 4
| 2994 | 125 | 5 | 5 | 18 | 0 | 0 | 1 | 0 | 0 | 0 | 0 | 0 | 0 | 0 | 0 | 1 |  | 5 | 5 | 5 | 4
| 2995 | 125 | 5 | 5 | 19 | 0 | 0 | 1 | 0 | 0 | 0 | 0 | 0 | 0 | 0 | 0 | 1 |  | 5 | 5 | 5 | 4
| 2996 | 125 | 5 | 5 | 20 | 0 | 0 | 1 | 0 | 0 | 0 | 0 | 0 | 0 | 0 | 0 | 1 |  | 5 | 5 | 5 | 4
| 2997 | 125 | 5 | 5 | 21 | 0 | 0 | 1 | 0 | 0 | 0 | 0 | 0 | 0 | 0 | 0 | 1 |  | 5 | 5 | 5 | 4
| 2998 | 125 | 5 | 5 | 22 | 0 | 0 | 1 | 0 | 0 | 0 | 0 | 0 | 0 | 0 | 0 | 1 |  | 5 | 5 | 5 | 4
| 2999 | 125 | 5 | 5 | 23 | 0 | 0 | 1 | 0 | 0 | 0 | 0 | 0 | 0 | 0 | 0 | 1 |  | 5 | 5 | 5 | 4
| 3000 | 125 | 5 | 5 | 24 | 0 | 0 | 1 | 0 | 0 | 0 | 0 | 0 | 0 | 0 | 0 | 1 |  | 5 | 5 | 5 | 4
| 3001 | 126 | 5 | 6 | 1 | 0 | 0 | 1 | 0 | 0 | 0 | 0 | 0 | 0 | 0 | 0 | 1 |  | 5 | 6 | 5 | 5
| 3002 | 126 | 5 | 6 | 2 | 0 | 0 | 1 | 0 | 0 | 0 | 0 | 0 | 0 | 0 | 0 | 1 |  | 5 | 6 | 5 | 5
| 3003 | 126 | 5 | 6 | 3 | 0 | 0 | 1 | 0 | 0 | 0 | 0 | 0 | 0 | 0 | 0 | 1 |  | 5 | 6 | 5 | 5
| 3004 | 126 | 5 | 6 | 4 | 0 | 0 | 1 | 0 | 0 | 0 | 0 | 0 | 0 | 0 | 0 | 1 |  | 5 | 6 | 5 | 5
| 3005 | 126 | 5 | 6 | 5 | 0 | 0 | 1 | 0 | 0 | 0 | 0 | 0 | 0 | 0 | 0 | 1 |  | 5 | 6 | 5 | 5
| 3006 | 126 | 5 | 6 | 6 | 0 | 0 | 1 | 0 | 0 | 0 | 0 | 0 | 0 | 0 | 0 | 1 |  | 5 | 6 | 5 | 5
| 3007 | 126 | 5 | 6 | 7 | 0 | 0 | 1 | 0 | 0 | 0 | 0 | 0 | 0 | 0 | 0 | 1 |  | 5 | 6 | 5 | 5
| 3008 | 126 | 5 | 6 | 8 | 0 | 0 | 1 | 0 | 0 | 0 | 0 | 0 | 0 | 0 | 0 | 1 |  | 5 | 6 | 5 | 5
| 3009 | 126 | 5 | 6 | 9 | 0 | 0 | 1 | 0 | 0 | 0 | 0 | 0 | 0 | 0 | 0 | 1 |  | 5 | 6 | 5 | 5
| 3010 | 126 | 5 | 6 | 10 | 0 | 0 | 1 | 0 | 0 | 0 | 0 | 0 | 0 | 0 | 0 | 1 |  | 5 | 6 | 5 | 5
| 3011 | 126 | 5 | 6 | 11 | 0 | 0 | 1 | 0 | 0 | 0 | 0 | 0 | 0 | 0 | 0 | 1 |  | 5 | 6 | 5 | 5
| 3012 | 126 | 5 | 6 | 12 | 0 | 0 | 1 | 0 | 0 | 0 | 0 | 0 | 0 | 0 | 0 | 1 |  | 5 | 6 | 5 | 5
| 3013 | 126 | 5 | 6 | 13 | 0 | 0 | 1 | 0 | 0 | 0 | 0 | 0 | 0 | 0 | 0 | 1 |  | 5 | 6 | 5 | 5
| 3014 | 126 | 5 | 6 | 14 | 0 | 0 | 1 | 0 | 0 | 0 | 0 | 0 | 0 | 0 | 0 | 1 |  | 5 | 6 | 5 | 5
| 3015 | 126 | 5 | 6 | 15 | 0 | 0 | 1 | 0 | 0 | 0 | 0 | 0 | 0 | 0 | 0 | 1 |  | 5 | 6 | 5 | 5
| 3016 | 126 | 5 | 6 | 16 | 0 | 0 | 1 | 0 | 0 | 0 | 0 | 0 | 0 | 0 | 0 | 1 |  | 5 | 6 | 5 | 5
| 3017 | 126 | 5 | 6 | 17 | 0 | 0 | 1 | 0 | 0 | 0 | 0 | 0 | 0 | 0 | 0 | 1 |  | 5 | 6 | 5 | 5
| 3018 | 126 | 5 | 6 | 18 | 0 | 0 | 1 | 0 | 0 | 0 | 0 | 0 | 0 | 0 | 0 | 1 |  | 5 | 6 | 5 | 5
| 3019 | 126 | 5 | 6 | 19 | 0 | 0 | 1 | 0 | 0 | 0 | 0 | 0 | 0 | 0 | 0 | 1 |  | 5 | 6 | 5 | 5
| 3020 | 126 | 5 | 6 | 20 | 0 | 0 | 1 | 0 | 0 | 0 | 0 | 0 | 0 | 0 | 0 | 1 |  | 5 | 6 | 5 | 5
| 3021 | 126 | 5 | 6 | 21 | 0 | 0 | 1 | 0 | 0 | 0 | 0 | 0 | 0 | 0 | 0 | 1 |  | 5 | 6 | 5 | 5
| 3022 | 126 | 5 | 6 | 22 | 0 | 0 | 1 | 0 | 0 | 0 | 0 | 0 | 0 | 0 | 0 | 1 |  | 5 | 6 | 5 | 5
| 3023 | 126 | 5 | 6 | 23 | 0 | 0 | 1 | 0 | 0 | 0 | 0 | 0 | 0 | 0 | 0 | 1 |  | 5 | 6 | 5 | 5
| 3024 | 126 | 5 | 6 | 24 | 0 | 0 | 1 | 0 | 0 | 0 | 0 | 0 | 0 | 0 | 0 | 1 |  | 5 | 6 | 5 | 5
| 3025 | 127 | 5 | 7 | 1 | 0 | 0 | 0 | 0 | 0 | 0 | 0 | 0 | 0 | 0 | 0 | 1 |  | 5 | 7 | 5 | 6
| 3026 | 127 | 5 | 7 | 2 | 0 | 0 | 0 | 0 | 0 | 0 | 0 | 0 | 0 | 0 | 0 | 1 |  | 5 | 7 | 5 | 6
| 3027 | 127 | 5 | 7 | 3 | 0 | 0 | 0 | 0 | 0 | 0 | 0 | 0 | 0 | 0 | 0 | 1 |  | 5 | 7 | 5 | 6
| 3028 | 127 | 5 | 7 | 4 | 0 | 0 | 0 | 0 | 0 | 0 | 0 | 0 | 0 | 0 | 0 | 1 |  | 5 | 7 | 5 | 6
| 3029 | 127 | 5 | 7 | 5 | 0 | 0 | 0 | 0 | 0 | 0 | 0 | 0 | 0 | 0 | 0 | 1 |  | 5 | 7 | 5 | 6
| 3030 | 127 | 5 | 7 | 6 | 0 | 0 | 0 | 0 | 0 | 0 | 0 | 0 | 0 | 0 | 0 | 1 |  | 5 | 7 | 5 | 6
| 3031 | 127 | 5 | 7 | 7 | 0 | 0 | 0 | 0 | 0 | 0 | 0 | 0 | 0 | 0 | 0 | 1 |  | 5 | 7 | 5 | 6
| 3032 | 127 | 5 | 7 | 8 | 0 | 0 | 0 | 0 | 0 | 0 | 0 | 0 | 0 | 0 | 0 | 1 |  | 5 | 7 | 5 | 6
| 3033 | 127 | 5 | 7 | 9 | 0 | 0 | 0 | 0 | 0 | 0 | 0 | 0 | 0 | 0 | 0 | 1 |  | 5 | 7 | 5 | 6
| 3034 | 127 | 5 | 7 | 10 | 0 | 0 | 0 | 0 | 0 | 0 | 0 | 0 | 0 | 0 | 0 | 1 |  | 5 | 7 | 5 | 6
| 3035 | 127 | 5 | 7 | 11 | 0 | 0 | 0 | 0 | 0 | 0 | 0 | 0 | 0 | 0 | 0 | 1 |  | 5 | 7 | 5 | 6
| 3036 | 127 | 5 | 7 | 12 | 0 | 0 | 0 | 0 | 0 | 0 | 0 | 0 | 0 | 0 | 0 | 1 |  | 5 | 7 | 5 | 6
| 3037 | 127 | 5 | 7 | 13 | 0 | 0 | 0 | 0 | 0 | 0 | 0 | 0 | 0 | 0 | 0 | 1 |  | 5 | 7 | 5 | 6
| 3038 | 127 | 5 | 7 | 14 | 0 | 0 | 0 | 0 | 0 | 0 | 0 | 0 | 0 | 0 | 0 | 1 |  | 5 | 7 | 5 | 6
| 3039 | 127 | 5 | 7 | 15 | 0 | 0 | 0 | 0 | 0 | 0 | 0 | 0 | 0 | 0 | 0 | 1 |  | 5 | 7 | 5 | 6
| 3040 | 127 | 5 | 7 | 16 | 0 | 0 | 0 | 0 | 0 | 0 | 0 | 0 | 0 | 0 | 0 | 1 |  | 5 | 7 | 5 | 6
| 3041 | 127 | 5 | 7 | 17 | 0 | 0 | 0 | 0 | 0 | 0 | 0 | 0 | 0 | 0 | 0 | 1 |  | 5 | 7 | 5 | 6
| 3042 | 127 | 5 | 7 | 18 | 0 | 0 | 0 | 0 | 0 | 0 | 0 | 0 | 0 | 0 | 0 | 1 |  | 5 | 7 | 5 | 6
| 3043 | 127 | 5 | 7 | 19 | 0 | 0 | 0 | 0 | 0 | 0 | 0 | 0 | 0 | 0 | 0 | 1 |  | 5 | 7 | 5 | 6
| 3044 | 127 | 5 | 7 | 20 | 0 | 0 | 0 | 0 | 0 | 0 | 0 | 0 | 0 | 0 | 0 | 1 |  | 5 | 7 | 5 | 6
| 3045 | 127 | 5 | 7 | 21 | 0 | 0 | 0 | 0 | 0 | 0 | 0 | 0 | 0 | 0 | 0 | 1 |  | 5 | 7 | 5 | 6
| 3046 | 127 | 5 | 7 | 22 | 0 | 0 | 0 | 0 | 0 | 0 | 0 | 0 | 0 | 0 | 0 | 1 |  | 5 | 7 | 5 | 6
| 3047 | 127 | 5 | 7 | 23 | 0 | 0 | 0 | 0 | 0 | 0 | 0 | 0 | 0 | 0 | 0 | 1 |  | 5 | 7 | 5 | 6
| 3048 | 127 | 5 | 7 | 24 | 0 | 0 | 0 | 0 | 0 | 0 | 0 | 0 | 0 | 0 | 0 | 1 |  | 5 | 7 | 5 | 6
| 3049 | 128 | 5 | 8 | 1 | 0 | 0 | 0 | 0 | 0 | 0 | 0 | 0 | 0 | 0 | 0 | 1 |  | 5 | 8 | 5 | 7
| 3050 | 128 | 5 | 8 | 2 | 0 | 0 | 0 | 0 | 0 | 0 | 0 | 0 | 0 | 0 | 0 | 1 |  | 5 | 8 | 5 | 7
| 3051 | 128 | 5 | 8 | 3 | 0 | 0 | 0 | 0 | 0 | 0 | 0 | 0 | 0 | 0 | 0 | 1 |  | 5 | 8 | 5 | 7
| 3052 | 128 | 5 | 8 | 4 | 0 | 0 | 0 | 0 | 0 | 0 | 0 | 0 | 0 | 0 | 0 | 1 |  | 5 | 8 | 5 | 7
| 3053 | 128 | 5 | 8 | 5 | 0 | 0 | 0 | 0 | 0 | 0 | 0 | 0 | 0 | 0 | 0 | 1 |  | 5 | 8 | 5 | 7
| 3054 | 128 | 5 | 8 | 6 | 0 | 0 | 0 | 0 | 0 | 0 | 0 | 0 | 0 | 0 | 0 | 1 |  | 5 | 8 | 5 | 7
| 3055 | 128 | 5 | 8 | 7 | 0 | 0 | 0 | 0 | 0 | 0 | 0 | 0 | 0 | 0 | 0 | 1 |  | 5 | 8 | 5 | 7
| 3056 | 128 | 5 | 8 | 8 | 0 | 0 | 0 | 0 | 0 | 0 | 0 | 0 | 0 | 0 | 0 | 1 |  | 5 | 8 | 5 | 7
| 3057 | 128 | 5 | 8 | 9 | 0 | 0 | 0 | 0 | 0 | 0 | 0 | 0 | 0 | 0 | 0 | 1 |  | 5 | 8 | 5 | 7
| 3058 | 128 | 5 | 8 | 10 | 0 | 0 | 0 | 0 | 0 | 0 | 0 | 0 | 0 | 0 | 0 | 1 |  | 5 | 8 | 5 | 7
| 3059 | 128 | 5 | 8 | 11 | 0 | 0 | 0 | 0 | 0 | 0 | 0 | 0 | 0 | 0 | 0 | 1 |  | 5 | 8 | 5 | 7
| 3060 | 128 | 5 | 8 | 12 | 0 | 0 | 0 | 0 | 0 | 0 | 0 | 0 | 0 | 0 | 0 | 1 |  | 5 | 8 | 5 | 7
| 3061 | 128 | 5 | 8 | 13 | 0 | 0 | 0 | 0 | 0 | 0 | 0 | 0 | 0 | 0 | 0 | 1 |  | 5 | 8 | 5 | 7
| 3062 | 128 | 5 | 8 | 14 | 0 | 0 | 0 | 0 | 0 | 0 | 0 | 0 | 0 | 0 | 0 | 1 |  | 5 | 8 | 5 | 7
| 3063 | 128 | 5 | 8 | 15 | 0 | 0 | 0 | 0 | 0 | 0 | 0 | 0 | 0 | 0 | 0 | 1 |  | 5 | 8 | 5 | 7
| 3064 | 128 | 5 | 8 | 16 | 0 | 0 | 0 | 0 | 0 | 0 | 0 | 0 | 0 | 0 | 0 | 1 |  | 5 | 8 | 5 | 7
| 3065 | 128 | 5 | 8 | 17 | 0 | 0 | 0 | 0 | 0 | 0 | 0 | 0 | 0 | 0 | 0 | 1 |  | 5 | 8 | 5 | 7
| 3066 | 128 | 5 | 8 | 18 | 0 | 0 | 0 | 0 | 0 | 0 | 0 | 0 | 0 | 0 | 0 | 1 |  | 5 | 8 | 5 | 7
| 3067 | 128 | 5 | 8 | 19 | 0 | 0 | 0 | 0 | 0 | 0 | 0 | 0 | 0 | 0 | 0 | 1 |  | 5 | 8 | 5 | 7
| 3068 | 128 | 5 | 8 | 20 | 0 | 0 | 0 | 0 | 0 | 0 | 0 | 0 | 0 | 0 | 0 | 1 |  | 5 | 8 | 5 | 7
| 3069 | 128 | 5 | 8 | 21 | 0 | 0 | 0 | 0 | 0 | 0 | 0 | 0 | 0 | 0 | 0 | 1 |  | 5 | 8 | 5 | 7
| 3070 | 128 | 5 | 8 | 22 | 0 | 0 | 0 | 0 | 0 | 0 | 0 | 0 | 0 | 0 | 0 | 1 |  | 5 | 8 | 5 | 7
| 3071 | 128 | 5 | 8 | 23 | 0 | 0 | 0 | 0 | 0 | 0 | 0 | 0 | 0 | 0 | 0 | 1 |  | 5 | 8 | 5 | 7
| 3072 | 128 | 5 | 8 | 24 | 0 | 0 | 0 | 0 | 0 | 0 | 0 | 0 | 0 | 0 | 0 | 1 |  | 5 | 8 | 5 | 7
| 3073 | 129 | 5 | 9 | 1 | 0 | 0 | 1 | 0 | 0 | 0 | 0 | 0 | 0 | 0 | 0 | 1 |  | 5 | 9 | 5 | 8
| 3074 | 129 | 5 | 9 | 2 | 0 | 0 | 1 | 0 | 0 | 0 | 0 | 0 | 0 | 0 | 0 | 1 |  | 5 | 9 | 5 | 8
| 3075 | 129 | 5 | 9 | 3 | 0 | 0 | 1 | 0 | 0 | 0 | 0 | 0 | 0 | 0 | 0 | 1 |  | 5 | 9 | 5 | 8
| 3076 | 129 | 5 | 9 | 4 | 0 | 0 | 1 | 0 | 0 | 0 | 0 | 0 | 0 | 0 | 0 | 1 |  | 5 | 9 | 5 | 8
| 3077 | 129 | 5 | 9 | 5 | 0 | 0 | 1 | 0 | 0 | 0 | 0 | 0 | 0 | 0 | 0 | 1 |  | 5 | 9 | 5 | 8
| 3078 | 129 | 5 | 9 | 6 | 0 | 0 | 1 | 0 | 0 | 0 | 0 | 0 | 0 | 0 | 0 | 1 |  | 5 | 9 | 5 | 8
| 3079 | 129 | 5 | 9 | 7 | 0 | 0 | 1 | 0 | 0 | 0 | 0 | 0 | 0 | 0 | 0 | 1 |  | 5 | 9 | 5 | 8
| 3080 | 129 | 5 | 9 | 8 | 0 | 0 | 1 | 0 | 0 | 0 | 0 | 0 | 0 | 0 | 0 | 1 |  | 5 | 9 | 5 | 8
| 3081 | 129 | 5 | 9 | 9 | 0 | 0 | 1 | 0 | 0 | 0 | 0 | 0 | 0 | 0 | 0 | 1 |  | 5 | 9 | 5 | 8
| 3082 | 129 | 5 | 9 | 10 | 0 | 0 | 1 | 0 | 0 | 0 | 0 | 0 | 0 | 0 | 0 | 1 |  | 5 | 9 | 5 | 8
| 3083 | 129 | 5 | 9 | 11 | 0 | 0 | 1 | 0 | 0 | 0 | 0 | 0 | 0 | 0 | 0 | 1 |  | 5 | 9 | 5 | 8
| 3084 | 129 | 5 | 9 | 12 | 0 | 0 | 1 | 0 | 0 | 0 | 0 | 0 | 0 | 0 | 0 | 1 |  | 5 | 9 | 5 | 8
| 3085 | 129 | 5 | 9 | 13 | 0 | 0 | 1 | 0 | 0 | 0 | 0 | 0 | 0 | 0 | 0 | 1 |  | 5 | 9 | 5 | 8
| 3086 | 129 | 5 | 9 | 14 | 0 | 0 | 1 | 0 | 0 | 0 | 0 | 0 | 0 | 0 | 0 | 1 |  | 5 | 9 | 5 | 8
| 3087 | 129 | 5 | 9 | 15 | 0 | 0 | 1 | 0 | 0 | 0 | 0 | 0 | 0 | 0 | 0 | 1 |  | 5 | 9 | 5 | 8
| 3088 | 129 | 5 | 9 | 16 | 0 | 0 | 1 | 0 | 0 | 0 | 0 | 0 | 0 | 0 | 0 | 1 |  | 5 | 9 | 5 | 8
| 3089 | 129 | 5 | 9 | 17 | 0 | 0 | 1 | 0 | 0 | 0 | 0 | 0 | 0 | 0 | 0 | 1 |  | 5 | 9 | 5 | 8
| 3090 | 129 | 5 | 9 | 18 | 0 | 0 | 1 | 0 | 0 | 0 | 0 | 0 | 0 | 0 | 0 | 1 |  | 5 | 9 | 5 | 8
| 3091 | 129 | 5 | 9 | 19 | 0 | 0 | 1 | 0 | 0 | 0 | 0 | 0 | 0 | 0 | 0 | 1 |  | 5 | 9 | 5 | 8
| 3092 | 129 | 5 | 9 | 20 | 0 | 0 | 1 | 0 | 0 | 0 | 0 | 0 | 0 | 0 | 0 | 1 |  | 5 | 9 | 5 | 8
| 3093 | 129 | 5 | 9 | 21 | 0 | 0 | 1 | 0 | 0 | 0 | 0 | 0 | 0 | 0 | 0 | 1 |  | 5 | 9 | 5 | 8
| 3094 | 129 | 5 | 9 | 22 | 0 | 0 | 1 | 0 | 0 | 0 | 0 | 0 | 0 | 0 | 0 | 1 |  | 5 | 9 | 5 | 8
| 3095 | 129 | 5 | 9 | 23 | 0 | 0 | 1 | 0 | 0 | 0 | 0 | 0 | 0 | 0 | 0 | 1 |  | 5 | 9 | 5 | 8
| 3096 | 129 | 5 | 9 | 24 | 0 | 0 | 1 | 0 | 0 | 0 | 0 | 0 | 0 | 0 | 0 | 1 |  | 5 | 9 | 5 | 8
| 3097 | 130 | 5 | 10 | 1 | 0 | 0 | 1 | 0 | 0 | 0 | 0 | 0 | 0 | 0 | 0 | 1 |  | 5 | 10 | 5 | 9
| 3098 | 130 | 5 | 10 | 2 | 0 | 0 | 1 | 0 | 0 | 0 | 0 | 0 | 0 | 0 | 0 | 1 |  | 5 | 10 | 5 | 9
| 3099 | 130 | 5 | 10 | 3 | 0 | 0 | 1 | 0 | 0 | 0 | 0 | 0 | 0 | 0 | 0 | 1 |  | 5 | 10 | 5 | 9
| 3100 | 130 | 5 | 10 | 4 | 0 | 0 | 1 | 0 | 0 | 0 | 0 | 0 | 0 | 0 | 0 | 1 |  | 5 | 10 | 5 | 9
| 3101 | 130 | 5 | 10 | 5 | 0 | 0 | 1 | 0 | 0 | 0 | 0 | 0 | 0 | 0 | 0 | 1 |  | 5 | 10 | 5 | 9
| 3102 | 130 | 5 | 10 | 6 | 0 | 0 | 1 | 0 | 0 | 0 | 0 | 0 | 0 | 0 | 0 | 1 |  | 5 | 10 | 5 | 9
| 3103 | 130 | 5 | 10 | 7 | 0 | 0 | 1 | 0 | 0 | 0 | 0 | 0 | 0 | 0 | 0 | 1 |  | 5 | 10 | 5 | 9
| 3104 | 130 | 5 | 10 | 8 | 0 | 0 | 1 | 0 | 0 | 0 | 0 | 0 | 0 | 0 | 0 | 1 |  | 5 | 10 | 5 | 9
| 3105 | 130 | 5 | 10 | 9 | 0 | 0 | 1 | 0 | 0 | 0 | 0 | 0 | 0 | 0 | 0 | 1 |  | 5 | 10 | 5 | 9
| 3106 | 130 | 5 | 10 | 10 | 0 | 0 | 1 | 0 | 0 | 0 | 0 | 0 | 0 | 0 | 0 | 1 |  | 5 | 10 | 5 | 9
| 3107 | 130 | 5 | 10 | 11 | 0 | 0 | 1 | 0 | 0 | 0 | 0 | 0 | 0 | 0 | 0 | 1 |  | 5 | 10 | 5 | 9
| 3108 | 130 | 5 | 10 | 12 | 0 | 0 | 1 | 0 | 0 | 0 | 0 | 0 | 0 | 0 | 0 | 1 |  | 5 | 10 | 5 | 9
| 3109 | 130 | 5 | 10 | 13 | 0 | 0 | 1 | 0 | 0 | 0 | 0 | 0 | 0 | 0 | 0 | 1 |  | 5 | 10 | 5 | 9
| 3110 | 130 | 5 | 10 | 14 | 0 | 0 | 1 | 0 | 0 | 0 | 0 | 0 | 0 | 0 | 0 | 1 |  | 5 | 10 | 5 | 9
| 3111 | 130 | 5 | 10 | 15 | 0 | 0 | 1 | 0 | 0 | 0 | 0 | 0 | 0 | 0 | 0 | 1 |  | 5 | 10 | 5 | 9
| 3112 | 130 | 5 | 10 | 16 | 0 | 0 | 1 | 0 | 0 | 0 | 0 | 0 | 0 | 0 | 0 | 1 |  | 5 | 10 | 5 | 9
| 3113 | 130 | 5 | 10 | 17 | 0 | 0 | 1 | 0 | 0 | 0 | 0 | 0 | 0 | 0 | 0 | 1 |  | 5 | 10 | 5 | 9
| 3114 | 130 | 5 | 10 | 18 | 0 | 0 | 1 | 0 | 0 | 0 | 0 | 0 | 0 | 0 | 0 | 1 |  | 5 | 10 | 5 | 9
| 3115 | 130 | 5 | 10 | 19 | 0 | 0 | 1 | 0 | 0 | 0 | 0 | 0 | 0 | 0 | 0 | 1 |  | 5 | 10 | 5 | 9
| 3116 | 130 | 5 | 10 | 20 | 0 | 0 | 1 | 0 | 0 | 0 | 0 | 0 | 0 | 0 | 0 | 1 |  | 5 | 10 | 5 | 9
| 3117 | 130 | 5 | 10 | 21 | 0 | 0 | 1 | 0 | 0 | 0 | 0 | 0 | 0 | 0 | 0 | 1 |  | 5 | 10 | 5 | 9
| 3118 | 130 | 5 | 10 | 22 | 0 | 0 | 1 | 0 | 0 | 0 | 0 | 0 | 0 | 0 | 0 | 1 |  | 5 | 10 | 5 | 9
| 3119 | 130 | 5 | 10 | 23 | 0 | 0 | 1 | 0 | 0 | 0 | 0 | 0 | 0 | 0 | 0 | 1 |  | 5 | 10 | 5 | 9
| 3120 | 130 | 5 | 10 | 24 | 0 | 0 | 1 | 0 | 0 | 0 | 0 | 0 | 0 | 0 | 0 | 1 |  | 5 | 10 | 5 | 9
| 3121 | 131 | 5 | 11 | 1 | 0 | 0 | 1 | 0 | 0 | 0 | 0 | 0 | 0 | 0 | 0 | 1 |  | 5 | 11 | 5 | 10
| 3122 | 131 | 5 | 11 | 2 | 0 | 0 | 1 | 0 | 0 | 0 | 0 | 0 | 0 | 0 | 0 | 1 |  | 5 | 11 | 5 | 10
| 3123 | 131 | 5 | 11 | 3 | 0 | 0 | 1 | 0 | 0 | 0 | 0 | 0 | 0 | 0 | 0 | 1 |  | 5 | 11 | 5 | 10
| 3124 | 131 | 5 | 11 | 4 | 0 | 0 | 1 | 0 | 0 | 0 | 0 | 0 | 0 | 0 | 0 | 1 |  | 5 | 11 | 5 | 10
| 3125 | 131 | 5 | 11 | 5 | 0 | 0 | 1 | 0 | 0 | 0 | 0 | 0 | 0 | 0 | 0 | 1 |  | 5 | 11 | 5 | 10
| 3126 | 131 | 5 | 11 | 6 | 0 | 0 | 1 | 0 | 0 | 0 | 0 | 0 | 0 | 0 | 0 | 1 |  | 5 | 11 | 5 | 10
| 3127 | 131 | 5 | 11 | 7 | 0 | 0 | 1 | 0 | 0 | 0 | 0 | 0 | 0 | 0 | 0 | 1 |  | 5 | 11 | 5 | 10
| 3128 | 131 | 5 | 11 | 8 | 0 | 0 | 1 | 0 | 0 | 0 | 0 | 0 | 0 | 0 | 0 | 1 |  | 5 | 11 | 5 | 10
| 3129 | 131 | 5 | 11 | 9 | 0 | 0 | 1 | 0 | 0 | 0 | 0 | 0 | 0 | 0 | 0 | 1 |  | 5 | 11 | 5 | 10
| 3130 | 131 | 5 | 11 | 10 | 0 | 0 | 1 | 0 | 0 | 0 | 0 | 0 | 0 | 0 | 0 | 1 |  | 5 | 11 | 5 | 10
| 3131 | 131 | 5 | 11 | 11 | 0 | 0 | 1 | 0 | 0 | 0 | 0 | 0 | 0 | 0 | 0 | 1 |  | 5 | 11 | 5 | 10
| 3132 | 131 | 5 | 11 | 12 | 0 | 0 | 1 | 0 | 0 | 0 | 0 | 0 | 0 | 0 | 0 | 1 |  | 5 | 11 | 5 | 10
| 3133 | 131 | 5 | 11 | 13 | 0 | 0 | 1 | 0 | 0 | 0 | 0 | 0 | 0 | 0 | 0 | 1 |  | 5 | 11 | 5 | 10
| 3134 | 131 | 5 | 11 | 14 | 0 | 0 | 1 | 0 | 0 | 0 | 0 | 0 | 0 | 0 | 0 | 1 |  | 5 | 11 | 5 | 10
| 3135 | 131 | 5 | 11 | 15 | 0 | 0 | 1 | 0 | 0 | 0 | 0 | 0 | 0 | 0 | 0 | 1 |  | 5 | 11 | 5 | 10
| 3136 | 131 | 5 | 11 | 16 | 0 | 0 | 1 | 0 | 0 | 0 | 0 | 0 | 0 | 0 | 0 | 1 |  | 5 | 11 | 5 | 10
| 3137 | 131 | 5 | 11 | 17 | 0 | 0 | 1 | 0 | 0 | 0 | 0 | 0 | 0 | 0 | 0 | 1 |  | 5 | 11 | 5 | 10
| 3138 | 131 | 5 | 11 | 18 | 0 | 0 | 1 | 0 | 0 | 0 | 0 | 0 | 0 | 0 | 0 | 1 |  | 5 | 11 | 5 | 10
| 3139 | 131 | 5 | 11 | 19 | 0 | 0 | 1 | 0 | 0 | 0 | 0 | 0 | 0 | 0 | 0 | 1 |  | 5 | 11 | 5 | 10
| 3140 | 131 | 5 | 11 | 20 | 0 | 0 | 1 | 0 | 0 | 0 | 0 | 0 | 0 | 0 | 0 | 1 |  | 5 | 11 | 5 | 10
| 3141 | 131 | 5 | 11 | 21 | 0 | 0 | 1 | 0 | 0 | 0 | 0 | 0 | 0 | 0 | 0 | 1 |  | 5 | 11 | 5 | 10
| 3142 | 131 | 5 | 11 | 22 | 0 | 0 | 1 | 0 | 0 | 0 | 0 | 0 | 0 | 0 | 0 | 1 |  | 5 | 11 | 5 | 10
| 3143 | 131 | 5 | 11 | 23 | 0 | 0 | 1 | 0 | 0 | 0 | 0 | 0 | 0 | 0 | 0 | 1 |  | 5 | 11 | 5 | 10
| 3144 | 131 | 5 | 11 | 24 | 0 | 0 | 1 | 0 | 0 | 0 | 0 | 0 | 0 | 0 | 0 | 1 |  | 5 | 11 | 5 | 10
| 3145 | 132 | 5 | 12 | 1 | 0 | 0 | 1 | 0 | 0 | 0 | 0 | 0 | 0 | 0 | 0 | 1 |  | 5 | 12 | 5 | 11
| 3146 | 132 | 5 | 12 | 2 | 0 | 0 | 1 | 0 | 0 | 0 | 0 | 0 | 0 | 0 | 0 | 1 |  | 5 | 12 | 5 | 11
| 3147 | 132 | 5 | 12 | 3 | 0 | 0 | 1 | 0 | 0 | 0 | 0 | 0 | 0 | 0 | 0 | 1 |  | 5 | 12 | 5 | 11
| 3148 | 132 | 5 | 12 | 4 | 0 | 0 | 1 | 0 | 0 | 0 | 0 | 0 | 0 | 0 | 0 | 1 |  | 5 | 12 | 5 | 11
| 3149 | 132 | 5 | 12 | 5 | 0 | 0 | 1 | 0 | 0 | 0 | 0 | 0 | 0 | 0 | 0 | 1 |  | 5 | 12 | 5 | 11
| 3150 | 132 | 5 | 12 | 6 | 0 | 0 | 1 | 0 | 0 | 0 | 0 | 0 | 0 | 0 | 0 | 1 |  | 5 | 12 | 5 | 11
| 3151 | 132 | 5 | 12 | 7 | 0 | 0 | 1 | 0 | 0 | 0 | 0 | 0 | 0 | 0 | 0 | 1 |  | 5 | 12 | 5 | 11
| 3152 | 132 | 5 | 12 | 8 | 0 | 0 | 1 | 0 | 0 | 0 | 0 | 0 | 0 | 0 | 0 | 1 |  | 5 | 12 | 5 | 11
| 3153 | 132 | 5 | 12 | 9 | 0 | 0 | 1 | 0 | 0 | 0 | 0 | 0 | 0 | 0 | 0 | 1 |  | 5 | 12 | 5 | 11
| 3154 | 132 | 5 | 12 | 10 | 0 | 0 | 1 | 0 | 0 | 0 | 0 | 0 | 0 | 0 | 0 | 1 |  | 5 | 12 | 5 | 11
| 3155 | 132 | 5 | 12 | 11 | 0 | 0 | 1 | 0 | 0 | 0 | 0 | 0 | 0 | 0 | 0 | 1 |  | 5 | 12 | 5 | 11
| 3156 | 132 | 5 | 12 | 12 | 0 | 0 | 1 | 0 | 0 | 0 | 0 | 0 | 0 | 0 | 0 | 1 |  | 5 | 12 | 5 | 11
| 3157 | 132 | 5 | 12 | 13 | 0 | 0 | 1 | 0 | 0 | 0 | 0 | 0 | 0 | 0 | 0 | 1 |  | 5 | 12 | 5 | 11
| 3158 | 132 | 5 | 12 | 14 | 0 | 0 | 1 | 0 | 0 | 0 | 0 | 0 | 0 | 0 | 0 | 1 |  | 5 | 12 | 5 | 11
| 3159 | 132 | 5 | 12 | 15 | 0 | 0 | 1 | 0 | 0 | 0 | 0 | 0 | 0 | 0 | 0 | 1 |  | 5 | 12 | 5 | 11
| 3160 | 132 | 5 | 12 | 16 | 0 | 0 | 1 | 0 | 0 | 0 | 0 | 0 | 0 | 0 | 0 | 1 |  | 5 | 12 | 5 | 11
| 3161 | 132 | 5 | 12 | 17 | 0 | 0 | 1 | 0 | 0 | 0 | 0 | 0 | 0 | 0 | 0 | 1 |  | 5 | 12 | 5 | 11
| 3162 | 132 | 5 | 12 | 18 | 0 | 0 | 1 | 0 | 0 | 0 | 0 | 0 | 0 | 0 | 0 | 1 |  | 5 | 12 | 5 | 11
| 3163 | 132 | 5 | 12 | 19 | 0 | 0 | 1 | 0 | 0 | 0 | 0 | 0 | 0 | 0 | 0 | 1 |  | 5 | 12 | 5 | 11
| 3164 | 132 | 5 | 12 | 20 | 0 | 0 | 1 | 0 | 0 | 0 | 0 | 0 | 0 | 0 | 0 | 1 |  | 5 | 12 | 5 | 11
| 3165 | 132 | 5 | 12 | 21 | 0 | 0 | 1 | 0 | 0 | 0 | 0 | 0 | 0 | 0 | 0 | 1 |  | 5 | 12 | 5 | 11
| 3166 | 132 | 5 | 12 | 22 | 0 | 0 | 1 | 0 | 0 | 0 | 0 | 0 | 0 | 0 | 0 | 1 |  | 5 | 12 | 5 | 11
| 3167 | 132 | 5 | 12 | 23 | 0 | 0 | 1 | 0 | 0 | 0 | 0 | 0 | 0 | 0 | 0 | 1 |  | 5 | 12 | 5 | 11
| 3168 | 132 | 5 | 12 | 24 | 0 | 0 | 1 | 0 | 0 | 0 | 0 | 0 | 0 | 0 | 0 | 1 |  | 5 | 12 | 5 | 11
| 3169 | 133 | 5 | 13 | 1 | 0 | 0 | 1 | 0 | 0 | 0 | 0 | 0 | 0 | 0 | 0 | 1 |  | 5 | 13 | 5 | 12
| 3170 | 133 | 5 | 13 | 2 | 0 | 0 | 1 | 0 | 0 | 0 | 0 | 0 | 0 | 0 | 0 | 1 |  | 5 | 13 | 5 | 12
| 3171 | 133 | 5 | 13 | 3 | 0 | 0 | 1 | 0 | 0 | 0 | 0 | 0 | 0 | 0 | 0 | 1 |  | 5 | 13 | 5 | 12
| 3172 | 133 | 5 | 13 | 4 | 0 | 0 | 1 | 0 | 0 | 0 | 0 | 0 | 0 | 0 | 0 | 1 |  | 5 | 13 | 5 | 12
| 3173 | 133 | 5 | 13 | 5 | 0 | 0 | 1 | 0 | 0 | 0 | 0 | 0 | 0 | 0 | 0 | 1 |  | 5 | 13 | 5 | 12
| 3174 | 133 | 5 | 13 | 6 | 0 | 0 | 1 | 0 | 0 | 0 | 0 | 0 | 0 | 0 | 0 | 1 |  | 5 | 13 | 5 | 12
| 3175 | 133 | 5 | 13 | 7 | 0 | 0 | 1 | 0 | 0 | 0 | 0 | 0 | 0 | 0 | 0 | 1 |  | 5 | 13 | 5 | 12
| 3176 | 133 | 5 | 13 | 8 | 0 | 0 | 1 | 0 | 0 | 0 | 0 | 0 | 0 | 0 | 0 | 1 |  | 5 | 13 | 5 | 12
| 3177 | 133 | 5 | 13 | 9 | 0 | 0 | 1 | 0 | 0 | 0 | 0 | 0 | 0 | 0 | 0 | 1 |  | 5 | 13 | 5 | 12
| 3178 | 133 | 5 | 13 | 10 | 0 | 0 | 1 | 0 | 0 | 0 | 0 | 0 | 0 | 0 | 0 | 1 |  | 5 | 13 | 5 | 12
| 3179 | 133 | 5 | 13 | 11 | 0 | 0 | 1 | 0 | 0 | 0 | 0 | 0 | 0 | 0 | 0 | 1 |  | 5 | 13 | 5 | 12
| 3180 | 133 | 5 | 13 | 12 | 0 | 0 | 1 | 0 | 0 | 0 | 0 | 0 | 0 | 0 | 0 | 1 |  | 5 | 13 | 5 | 12
| 3181 | 133 | 5 | 13 | 13 | 0 | 0 | 1 | 0 | 0 | 0 | 0 | 0 | 0 | 0 | 0 | 1 |  | 5 | 13 | 5 | 12
| 3182 | 133 | 5 | 13 | 14 | 0 | 0 | 1 | 0 | 0 | 0 | 0 | 0 | 0 | 0 | 0 | 1 |  | 5 | 13 | 5 | 12
| 3183 | 133 | 5 | 13 | 15 | 0 | 0 | 1 | 0 | 0 | 0 | 0 | 0 | 0 | 0 | 0 | 1 |  | 5 | 13 | 5 | 12
| 3184 | 133 | 5 | 13 | 16 | 0 | 0 | 1 | 0 | 0 | 0 | 0 | 0 | 0 | 0 | 0 | 1 |  | 5 | 13 | 5 | 12
| 3185 | 133 | 5 | 13 | 17 | 0 | 0 | 1 | 0 | 0 | 0 | 0 | 0 | 0 | 0 | 0 | 1 |  | 5 | 13 | 5 | 12
| 3186 | 133 | 5 | 13 | 18 | 0 | 0 | 1 | 0 | 0 | 0 | 0 | 0 | 0 | 0 | 0 | 1 |  | 5 | 13 | 5 | 12
| 3187 | 133 | 5 | 13 | 19 | 0 | 0 | 1 | 0 | 0 | 0 | 0 | 0 | 0 | 0 | 0 | 1 |  | 5 | 13 | 5 | 12
| 3188 | 133 | 5 | 13 | 20 | 0 | 0 | 1 | 0 | 0 | 0 | 0 | 0 | 0 | 0 | 0 | 1 |  | 5 | 13 | 5 | 12
| 3189 | 133 | 5 | 13 | 21 | 0 | 0 | 1 | 0 | 0 | 0 | 0 | 0 | 0 | 0 | 0 | 1 |  | 5 | 13 | 5 | 12
| 3190 | 133 | 5 | 13 | 22 | 0 | 0 | 1 | 0 | 0 | 0 | 0 | 0 | 0 | 0 | 0 | 1 |  | 5 | 13 | 5 | 12
| 3191 | 133 | 5 | 13 | 23 | 0 | 0 | 1 | 0 | 0 | 0 | 0 | 0 | 0 | 0 | 0 | 1 |  | 5 | 13 | 5 | 12
| 3192 | 133 | 5 | 13 | 24 | 0 | 0 | 1 | 0 | 0 | 0 | 0 | 0 | 0 | 0 | 0 | 1 |  | 5 | 13 | 5 | 12
| 3193 | 134 | 5 | 14 | 1 | 0 | 0 | 0 | 0 | 0 | 0 | 0 | 0 | 0 | 0 | 0 | 1 |  | 5 | 14 | 5 | 13
| 3194 | 134 | 5 | 14 | 2 | 0 | 0 | 0 | 0 | 0 | 0 | 0 | 0 | 0 | 0 | 0 | 1 |  | 5 | 14 | 5 | 13
| 3195 | 134 | 5 | 14 | 3 | 0 | 0 | 0 | 0 | 0 | 0 | 0 | 0 | 0 | 0 | 0 | 1 |  | 5 | 14 | 5 | 13
| 3196 | 134 | 5 | 14 | 4 | 0 | 0 | 0 | 0 | 0 | 0 | 0 | 0 | 0 | 0 | 0 | 1 |  | 5 | 14 | 5 | 13
| 3197 | 134 | 5 | 14 | 5 | 0 | 0 | 0 | 0 | 0 | 0 | 0 | 0 | 0 | 0 | 0 | 1 |  | 5 | 14 | 5 | 13
| 3198 | 134 | 5 | 14 | 6 | 0 | 0 | 0 | 0 | 0 | 0 | 0 | 0 | 0 | 0 | 0 | 1 |  | 5 | 14 | 5 | 13
| 3199 | 134 | 5 | 14 | 7 | 0 | 0 | 0 | 0 | 0 | 0 | 0 | 0 | 0 | 0 | 0 | 1 |  | 5 | 14 | 5 | 13
| 3200 | 134 | 5 | 14 | 8 | 0 | 0 | 0 | 0 | 0 | 0 | 0 | 0 | 0 | 0 | 0 | 1 |  | 5 | 14 | 5 | 13
| 3201 | 134 | 5 | 14 | 9 | 0 | 0 | 0 | 0 | 0 | 0 | 0 | 0 | 0 | 0 | 0 | 1 |  | 5 | 14 | 5 | 13
| 3202 | 134 | 5 | 14 | 10 | 0 | 0 | 0 | 0 | 0 | 0 | 0 | 0 | 0 | 0 | 0 | 1 |  | 5 | 14 | 5 | 13
| 3203 | 134 | 5 | 14 | 11 | 0 | 0 | 0 | 0 | 0 | 0 | 0 | 0 | 0 | 0 | 0 | 1 |  | 5 | 14 | 5 | 13
| 3204 | 134 | 5 | 14 | 12 | 0 | 0 | 0 | 0 | 0 | 0 | 0 | 0 | 0 | 0 | 0 | 1 |  | 5 | 14 | 5 | 13
| 3205 | 134 | 5 | 14 | 13 | 0 | 0 | 0 | 0 | 0 | 0 | 0 | 0 | 0 | 0 | 0 | 1 |  | 5 | 14 | 5 | 13
| 3206 | 134 | 5 | 14 | 14 | 0 | 0 | 0 | 0 | 0 | 0 | 0 | 0 | 0 | 0 | 0 | 1 |  | 5 | 14 | 5 | 13
| 3207 | 134 | 5 | 14 | 15 | 0 | 0 | 0 | 0 | 0 | 0 | 0 | 0 | 0 | 0 | 0 | 1 |  | 5 | 14 | 5 | 13
| 3208 | 134 | 5 | 14 | 16 | 0 | 0 | 0 | 0 | 0 | 0 | 0 | 0 | 0 | 0 | 0 | 1 |  | 5 | 14 | 5 | 13
| 3209 | 134 | 5 | 14 | 17 | 0 | 0 | 0 | 0 | 0 | 0 | 0 | 0 | 0 | 0 | 0 | 1 |  | 5 | 14 | 5 | 13
| 3210 | 134 | 5 | 14 | 18 | 0 | 0 | 0 | 0 | 0 | 0 | 0 | 0 | 0 | 0 | 0 | 1 |  | 5 | 14 | 5 | 13
| 3211 | 134 | 5 | 14 | 19 | 0 | 0 | 0 | 0 | 0 | 0 | 0 | 0 | 0 | 0 | 0 | 1 |  | 5 | 14 | 5 | 13
| 3212 | 134 | 5 | 14 | 20 | 0 | 0 | 0 | 0 | 0 | 0 | 0 | 0 | 0 | 0 | 0 | 1 |  | 5 | 14 | 5 | 13
| 3213 | 134 | 5 | 14 | 21 | 0 | 0 | 0 | 0 | 0 | 0 | 0 | 0 | 0 | 0 | 0 | 1 |  | 5 | 14 | 5 | 13
| 3214 | 134 | 5 | 14 | 22 | 0 | 0 | 0 | 0 | 0 | 0 | 0 | 0 | 0 | 0 | 0 | 1 |  | 5 | 14 | 5 | 13
| 3215 | 134 | 5 | 14 | 23 | 0 | 0 | 0 | 0 | 0 | 0 | 0 | 0 | 0 | 0 | 0 | 1 |  | 5 | 14 | 5 | 13
| 3216 | 134 | 5 | 14 | 24 | 0 | 0 | 0 | 0 | 0 | 0 | 0 | 0 | 0 | 0 | 0 | 1 |  | 5 | 14 | 5 | 13
| 3217 | 135 | 5 | 15 | 1 | 0 | 0 | 0 | 0 | 0 | 0 | 0 | 0 | 0 | 0 | 0 | 1 |  | 5 | 15 | 5 | 14
| 3218 | 135 | 5 | 15 | 2 | 0 | 0 | 0 | 0 | 0 | 0 | 0 | 0 | 0 | 0 | 0 | 1 |  | 5 | 15 | 5 | 14
| 3219 | 135 | 5 | 15 | 3 | 0 | 0 | 0 | 0 | 0 | 0 | 0 | 0 | 0 | 0 | 0 | 1 |  | 5 | 15 | 5 | 14
| 3220 | 135 | 5 | 15 | 4 | 0 | 0 | 0 | 0 | 0 | 0 | 0 | 0 | 0 | 0 | 0 | 1 |  | 5 | 15 | 5 | 14
| 3221 | 135 | 5 | 15 | 5 | 0 | 0 | 0 | 0 | 0 | 0 | 0 | 0 | 0 | 0 | 0 | 1 |  | 5 | 15 | 5 | 14
| 3222 | 135 | 5 | 15 | 6 | 0 | 0 | 0 | 0 | 0 | 0 | 0 | 0 | 0 | 0 | 0 | 1 |  | 5 | 15 | 5 | 14
| 3223 | 135 | 5 | 15 | 7 | 0 | 0 | 0 | 0 | 0 | 0 | 0 | 0 | 0 | 0 | 0 | 1 |  | 5 | 15 | 5 | 14
| 3224 | 135 | 5 | 15 | 8 | 0 | 0 | 0 | 0 | 0 | 0 | 0 | 0 | 0 | 0 | 0 | 1 |  | 5 | 15 | 5 | 14
| 3225 | 135 | 5 | 15 | 9 | 0 | 0 | 0 | 0 | 0 | 0 | 0 | 0 | 0 | 0 | 0 | 1 |  | 5 | 15 | 5 | 14
| 3226 | 135 | 5 | 15 | 10 | 0 | 0 | 0 | 0 | 0 | 0 | 0 | 0 | 0 | 0 | 0 | 1 |  | 5 | 15 | 5 | 14
| 3227 | 135 | 5 | 15 | 11 | 0 | 0 | 0 | 0 | 0 | 0 | 0 | 0 | 0 | 0 | 0 | 1 |  | 5 | 15 | 5 | 14
| 3228 | 135 | 5 | 15 | 12 | 0 | 0 | 0 | 0 | 0 | 0 | 0 | 0 | 0 | 0 | 0 | 1 |  | 5 | 15 | 5 | 14
| 3229 | 135 | 5 | 15 | 13 | 0 | 0 | 0 | 0 | 0 | 0 | 0 | 0 | 0 | 0 | 0 | 1 |  | 5 | 15 | 5 | 14
| 3230 | 135 | 5 | 15 | 14 | 0 | 0 | 0 | 0 | 0 | 0 | 0 | 0 | 0 | 0 | 0 | 1 |  | 5 | 15 | 5 | 14
| 3231 | 135 | 5 | 15 | 15 | 0 | 0 | 0 | 0 | 0 | 0 | 0 | 0 | 0 | 0 | 0 | 1 |  | 5 | 15 | 5 | 14
| 3232 | 135 | 5 | 15 | 16 | 0 | 0 | 0 | 0 | 0 | 0 | 0 | 0 | 0 | 0 | 0 | 1 |  | 5 | 15 | 5 | 14
| 3233 | 135 | 5 | 15 | 17 | 0 | 0 | 0 | 0 | 0 | 0 | 0 | 0 | 0 | 0 | 0 | 1 |  | 5 | 15 | 5 | 14
| 3234 | 135 | 5 | 15 | 18 | 0 | 0 | 0 | 0 | 0 | 0 | 0 | 0 | 0 | 0 | 0 | 1 |  | 5 | 15 | 5 | 14
| 3235 | 135 | 5 | 15 | 19 | 0 | 0 | 0 | 0 | 0 | 0 | 0 | 0 | 0 | 0 | 0 | 1 |  | 5 | 15 | 5 | 14
| 3236 | 135 | 5 | 15 | 20 | 0 | 0 | 0 | 0 | 0 | 0 | 0 | 0 | 0 | 0 | 0 | 1 |  | 5 | 15 | 5 | 14
| 3237 | 135 | 5 | 15 | 21 | 0 | 0 | 0 | 0 | 0 | 0 | 0 | 0 | 0 | 0 | 0 | 1 |  | 5 | 15 | 5 | 14
| 3238 | 135 | 5 | 15 | 22 | 0 | 0 | 0 | 0 | 0 | 0 | 0 | 0 | 0 | 0 | 0 | 1 |  | 5 | 15 | 5 | 14
| 3239 | 135 | 5 | 15 | 23 | 0 | 0 | 0 | 0 | 0 | 0 | 0 | 0 | 0 | 0 | 0 | 1 |  | 5 | 15 | 5 | 14
| 3240 | 135 | 5 | 15 | 24 | 0 | 0 | 0 | 0 | 0 | 0 | 0 | 0 | 0 | 0 | 0 | 1 |  | 5 | 15 | 5 | 14
| 3241 | 136 | 5 | 16 | 1 | 0 | 0 | 1 | 0 | 0 | 0 | 0 | 0 | 0 | 0 | 0 | 1 |  | 5 | 16 | 5 | 15
| 3242 | 136 | 5 | 16 | 2 | 0 | 0 | 1 | 0 | 0 | 0 | 0 | 0 | 0 | 0 | 0 | 1 |  | 5 | 16 | 5 | 15
| 3243 | 136 | 5 | 16 | 3 | 0 | 0 | 1 | 0 | 0 | 0 | 0 | 0 | 0 | 0 | 0 | 1 |  | 5 | 16 | 5 | 15
| 3244 | 136 | 5 | 16 | 4 | 0 | 0 | 1 | 0 | 0 | 0 | 0 | 0 | 0 | 0 | 0 | 1 |  | 5 | 16 | 5 | 15
| 3245 | 136 | 5 | 16 | 5 | 0 | 0 | 1 | 0 | 0 | 0 | 0 | 0 | 0 | 0 | 0 | 1 |  | 5 | 16 | 5 | 15
| 3246 | 136 | 5 | 16 | 6 | 0 | 0 | 1 | 0 | 0 | 0 | 0 | 0 | 0 | 0 | 0 | 1 |  | 5 | 16 | 5 | 15
| 3247 | 136 | 5 | 16 | 7 | 0 | 0 | 1 | 0 | 0 | 0 | 0 | 0 | 0 | 0 | 0 | 1 |  | 5 | 16 | 5 | 15
| 3248 | 136 | 5 | 16 | 8 | 0 | 0 | 1 | 0 | 0 | 0 | 0 | 0 | 0 | 0 | 0 | 1 |  | 5 | 16 | 5 | 15
| 3249 | 136 | 5 | 16 | 9 | 0 | 0 | 1 | 0 | 0 | 0 | 0 | 0 | 0 | 0 | 0 | 1 |  | 5 | 16 | 5 | 15
| 3250 | 136 | 5 | 16 | 10 | 0 | 0 | 1 | 0 | 0 | 0 | 0 | 0 | 0 | 0 | 0 | 1 |  | 5 | 16 | 5 | 15
| 3251 | 136 | 5 | 16 | 11 | 0 | 0 | 1 | 0 | 0 | 0 | 0 | 0 | 0 | 0 | 0 | 1 |  | 5 | 16 | 5 | 15
| 3252 | 136 | 5 | 16 | 12 | 0 | 0 | 1 | 0 | 0 | 0 | 0 | 0 | 0 | 0 | 0 | 1 |  | 5 | 16 | 5 | 15
| 3253 | 136 | 5 | 16 | 13 | 0 | 0 | 1 | 0 | 0 | 0 | 0 | 0 | 0 | 0 | 0 | 1 |  | 5 | 16 | 5 | 15
| 3254 | 136 | 5 | 16 | 14 | 0 | 0 | 1 | 0 | 0 | 0 | 0 | 0 | 0 | 0 | 0 | 1 |  | 5 | 16 | 5 | 15
| 3255 | 136 | 5 | 16 | 15 | 0 | 0 | 1 | 0 | 0 | 0 | 0 | 0 | 0 | 0 | 0 | 1 |  | 5 | 16 | 5 | 15
| 3256 | 136 | 5 | 16 | 16 | 0 | 0 | 1 | 0 | 0 | 0 | 0 | 0 | 0 | 0 | 0 | 1 |  | 5 | 16 | 5 | 15
| 3257 | 136 | 5 | 16 | 17 | 0 | 0 | 1 | 0 | 0 | 0 | 0 | 0 | 0 | 0 | 0 | 1 |  | 5 | 16 | 5 | 15
| 3258 | 136 | 5 | 16 | 18 | 0 | 0 | 1 | 0 | 0 | 0 | 0 | 0 | 0 | 0 | 0 | 1 |  | 5 | 16 | 5 | 15
| 3259 | 136 | 5 | 16 | 19 | 0 | 0 | 1 | 0 | 0 | 0 | 0 | 0 | 0 | 0 | 0 | 1 |  | 5 | 16 | 5 | 15
| 3260 | 136 | 5 | 16 | 20 | 0 | 0 | 1 | 0 | 0 | 0 | 0 | 0 | 0 | 0 | 0 | 1 |  | 5 | 16 | 5 | 15
| 3261 | 136 | 5 | 16 | 21 | 0 | 0 | 1 | 0 | 0 | 0 | 0 | 0 | 0 | 0 | 0 | 1 |  | 5 | 16 | 5 | 15
| 3262 | 136 | 5 | 16 | 22 | 0 | 0 | 1 | 0 | 0 | 0 | 0 | 0 | 0 | 0 | 0 | 1 |  | 5 | 16 | 5 | 15
| 3263 | 136 | 5 | 16 | 23 | 0 | 0 | 1 | 0 | 0 | 0 | 0 | 0 | 0 | 0 | 0 | 1 |  | 5 | 16 | 5 | 15
| 3264 | 136 | 5 | 16 | 24 | 0 | 0 | 1 | 0 | 0 | 0 | 0 | 0 | 0 | 0 | 0 | 1 |  | 5 | 16 | 5 | 15
| 3265 | 137 | 5 | 17 | 1 | 0 | 0 | 1 | 0 | 0 | 0 | 0 | 0 | 0 | 0 | 0 | 1 |  | 5 | 17 | 5 | 16
| 3266 | 137 | 5 | 17 | 2 | 0 | 0 | 1 | 0 | 0 | 0 | 0 | 0 | 0 | 0 | 0 | 1 |  | 5 | 17 | 5 | 16
| 3267 | 137 | 5 | 17 | 3 | 0 | 0 | 1 | 0 | 0 | 0 | 0 | 0 | 0 | 0 | 0 | 1 |  | 5 | 17 | 5 | 16
| 3268 | 137 | 5 | 17 | 4 | 0 | 0 | 1 | 0 | 0 | 0 | 0 | 0 | 0 | 0 | 0 | 1 |  | 5 | 17 | 5 | 16
| 3269 | 137 | 5 | 17 | 5 | 0 | 0 | 1 | 0 | 0 | 0 | 0 | 0 | 0 | 0 | 0 | 1 |  | 5 | 17 | 5 | 16
| 3270 | 137 | 5 | 17 | 6 | 0 | 0 | 1 | 0 | 0 | 0 | 0 | 0 | 0 | 0 | 0 | 1 |  | 5 | 17 | 5 | 16
| 3271 | 137 | 5 | 17 | 7 | 0 | 0 | 1 | 0 | 0 | 0 | 0 | 0 | 0 | 0 | 0 | 1 |  | 5 | 17 | 5 | 16
| 3272 | 137 | 5 | 17 | 8 | 0 | 0 | 1 | 0 | 0 | 0 | 0 | 0 | 0 | 0 | 0 | 1 |  | 5 | 17 | 5 | 16
| 3273 | 137 | 5 | 17 | 9 | 0 | 0 | 1 | 0 | 0 | 0 | 0 | 0 | 0 | 0 | 0 | 1 |  | 5 | 17 | 5 | 16
| 3274 | 137 | 5 | 17 | 10 | 0 | 0 | 1 | 0 | 0 | 0 | 0 | 0 | 0 | 0 | 0 | 1 |  | 5 | 17 | 5 | 16
| 3275 | 137 | 5 | 17 | 11 | 0 | 0 | 1 | 0 | 0 | 0 | 0 | 0 | 0 | 0 | 0 | 1 |  | 5 | 17 | 5 | 16
| 3276 | 137 | 5 | 17 | 12 | 0 | 0 | 1 | 0 | 0 | 0 | 0 | 0 | 0 | 0 | 0 | 1 |  | 5 | 17 | 5 | 16
| 3277 | 137 | 5 | 17 | 13 | 0 | 0 | 1 | 0 | 0 | 0 | 0 | 0 | 0 | 0 | 0 | 1 |  | 5 | 17 | 5 | 16
| 3278 | 137 | 5 | 17 | 14 | 0 | 0 | 1 | 0 | 0 | 0 | 0 | 0 | 0 | 0 | 0 | 1 |  | 5 | 17 | 5 | 16
| 3279 | 137 | 5 | 17 | 15 | 0 | 0 | 1 | 0 | 0 | 0 | 0 | 0 | 0 | 0 | 0 | 1 |  | 5 | 17 | 5 | 16
| 3280 | 137 | 5 | 17 | 16 | 0 | 0 | 1 | 0 | 0 | 0 | 0 | 0 | 0 | 0 | 0 | 1 |  | 5 | 17 | 5 | 16
| 3281 | 137 | 5 | 17 | 17 | 0 | 0 | 1 | 0 | 0 | 0 | 0 | 0 | 0 | 0 | 0 | 1 |  | 5 | 17 | 5 | 16
| 3282 | 137 | 5 | 17 | 18 | 0 | 0 | 1 | 0 | 0 | 0 | 0 | 0 | 0 | 0 | 0 | 1 |  | 5 | 17 | 5 | 16
| 3283 | 137 | 5 | 17 | 19 | 0 | 0 | 1 | 0 | 0 | 0 | 0 | 0 | 0 | 0 | 0 | 1 |  | 5 | 17 | 5 | 16
| 3284 | 137 | 5 | 17 | 20 | 0 | 0 | 1 | 0 | 0 | 0 | 0 | 0 | 0 | 0 | 0 | 1 |  | 5 | 17 | 5 | 16
| 3285 | 137 | 5 | 17 | 21 | 0 | 0 | 1 | 0 | 0 | 0 | 0 | 0 | 0 | 0 | 0 | 1 |  | 5 | 17 | 5 | 16
| 3286 | 137 | 5 | 17 | 22 | 0 | 0 | 1 | 0 | 0 | 0 | 0 | 0 | 0 | 0 | 0 | 1 |  | 5 | 17 | 5 | 16
| 3287 | 137 | 5 | 17 | 23 | 0 | 0 | 1 | 0 | 0 | 0 | 0 | 0 | 0 | 0 | 0 | 1 |  | 5 | 17 | 5 | 16
| 3288 | 137 | 5 | 17 | 24 | 0 | 0 | 1 | 0 | 0 | 0 | 0 | 0 | 0 | 0 | 0 | 1 |  | 5 | 17 | 5 | 16
| 3289 | 138 | 5 | 18 | 1 | 0 | 0 | 1 | 0 | 0 | 0 | 0 | 0 | 0 | 0 | 0 | 1 |  | 5 | 18 | 5 | 17
| 3290 | 138 | 5 | 18 | 2 | 0 | 0 | 1 | 0 | 0 | 0 | 0 | 0 | 0 | 0 | 0 | 1 |  | 5 | 18 | 5 | 17
| 3291 | 138 | 5 | 18 | 3 | 0 | 0 | 1 | 0 | 0 | 0 | 0 | 0 | 0 | 0 | 0 | 1 |  | 5 | 18 | 5 | 17
| 3292 | 138 | 5 | 18 | 4 | 0 | 0 | 1 | 0 | 0 | 0 | 0 | 0 | 0 | 0 | 0 | 1 |  | 5 | 18 | 5 | 17
| 3293 | 138 | 5 | 18 | 5 | 0 | 0 | 1 | 0 | 0 | 0 | 0 | 0 | 0 | 0 | 0 | 1 |  | 5 | 18 | 5 | 17
| 3294 | 138 | 5 | 18 | 6 | 0 | 0 | 1 | 0 | 0 | 0 | 0 | 0 | 0 | 0 | 0 | 1 |  | 5 | 18 | 5 | 17
| 3295 | 138 | 5 | 18 | 7 | 0 | 0 | 1 | 0 | 0 | 0 | 0 | 0 | 0 | 0 | 0 | 1 |  | 5 | 18 | 5 | 17
| 3296 | 138 | 5 | 18 | 8 | 0 | 0 | 1 | 0 | 0 | 0 | 0 | 0 | 0 | 0 | 0 | 1 |  | 5 | 18 | 5 | 17
| 3297 | 138 | 5 | 18 | 9 | 0 | 0 | 1 | 0 | 0 | 0 | 0 | 0 | 0 | 0 | 0 | 1 |  | 5 | 18 | 5 | 17
| 3298 | 138 | 5 | 18 | 10 | 0 | 0 | 1 | 0 | 0 | 0 | 0 | 0 | 0 | 0 | 0 | 1 |  | 5 | 18 | 5 | 17
| 3299 | 138 | 5 | 18 | 11 | 0 | 0 | 1 | 0 | 0 | 0 | 0 | 0 | 0 | 0 | 0 | 1 |  | 5 | 18 | 5 | 17
| 3300 | 138 | 5 | 18 | 12 | 0 | 0 | 1 | 0 | 0 | 0 | 0 | 0 | 0 | 0 | 0 | 1 |  | 5 | 18 | 5 | 17
| 3301 | 138 | 5 | 18 | 13 | 0 | 0 | 1 | 0 | 0 | 0 | 0 | 0 | 0 | 0 | 0 | 1 |  | 5 | 18 | 5 | 17
| 3302 | 138 | 5 | 18 | 14 | 0 | 0 | 1 | 0 | 0 | 0 | 0 | 0 | 0 | 0 | 0 | 1 |  | 5 | 18 | 5 | 17
| 3303 | 138 | 5 | 18 | 15 | 0 | 0 | 1 | 0 | 0 | 0 | 0 | 0 | 0 | 0 | 0 | 1 |  | 5 | 18 | 5 | 17
| 3304 | 138 | 5 | 18 | 16 | 0 | 0 | 1 | 0 | 0 | 0 | 0 | 0 | 0 | 0 | 0 | 1 |  | 5 | 18 | 5 | 17
| 3305 | 138 | 5 | 18 | 17 | 0 | 0 | 1 | 0 | 0 | 0 | 0 | 0 | 0 | 0 | 0 | 1 |  | 5 | 18 | 5 | 17
| 3306 | 138 | 5 | 18 | 18 | 0 | 0 | 1 | 0 | 0 | 0 | 0 | 0 | 0 | 0 | 0 | 1 |  | 5 | 18 | 5 | 17
| 3307 | 138 | 5 | 18 | 19 | 0 | 0 | 1 | 0 | 0 | 0 | 0 | 0 | 0 | 0 | 0 | 1 |  | 5 | 18 | 5 | 17
| 3308 | 138 | 5 | 18 | 20 | 0 | 0 | 1 | 0 | 0 | 0 | 0 | 0 | 0 | 0 | 0 | 1 |  | 5 | 18 | 5 | 17
| 3309 | 138 | 5 | 18 | 21 | 0 | 0 | 1 | 0 | 0 | 0 | 0 | 0 | 0 | 0 | 0 | 1 |  | 5 | 18 | 5 | 17
| 3310 | 138 | 5 | 18 | 22 | 0 | 0 | 1 | 0 | 0 | 0 | 0 | 0 | 0 | 0 | 0 | 1 |  | 5 | 18 | 5 | 17
| 3311 | 138 | 5 | 18 | 23 | 0 | 0 | 1 | 0 | 0 | 0 | 0 | 0 | 0 | 0 | 0 | 1 |  | 5 | 18 | 5 | 17
| 3312 | 138 | 5 | 18 | 24 | 0 | 0 | 1 | 0 | 0 | 0 | 0 | 0 | 0 | 0 | 0 | 1 |  | 5 | 18 | 5 | 17
| 3313 | 139 | 5 | 19 | 1 | 0 | 0 | 1 | 0 | 0 | 0 | 0 | 0 | 0 | 0 | 0 | 1 |  | 5 | 19 | 5 | 18
| 3314 | 139 | 5 | 19 | 2 | 0 | 0 | 1 | 0 | 0 | 0 | 0 | 0 | 0 | 0 | 0 | 1 |  | 5 | 19 | 5 | 18
| 3315 | 139 | 5 | 19 | 3 | 0 | 0 | 1 | 0 | 0 | 0 | 0 | 0 | 0 | 0 | 0 | 1 |  | 5 | 19 | 5 | 18
| 3316 | 139 | 5 | 19 | 4 | 0 | 0 | 1 | 0 | 0 | 0 | 0 | 0 | 0 | 0 | 0 | 1 |  | 5 | 19 | 5 | 18
| 3317 | 139 | 5 | 19 | 5 | 0 | 0 | 1 | 0 | 0 | 0 | 0 | 0 | 0 | 0 | 0 | 1 |  | 5 | 19 | 5 | 18
| 3318 | 139 | 5 | 19 | 6 | 0 | 0 | 1 | 0 | 0 | 0 | 0 | 0 | 0 | 0 | 0 | 1 |  | 5 | 19 | 5 | 18
| 3319 | 139 | 5 | 19 | 7 | 0 | 0 | 1 | 0 | 0 | 0 | 0 | 0 | 0 | 0 | 0 | 1 |  | 5 | 19 | 5 | 18
| 3320 | 139 | 5 | 19 | 8 | 0 | 0 | 1 | 0 | 0 | 0 | 0 | 0 | 0 | 0 | 0 | 1 |  | 5 | 19 | 5 | 18
| 3321 | 139 | 5 | 19 | 9 | 0 | 0 | 1 | 0 | 0 | 0 | 0 | 0 | 0 | 0 | 0 | 1 |  | 5 | 19 | 5 | 18
| 3322 | 139 | 5 | 19 | 10 | 0 | 0 | 1 | 0 | 0 | 0 | 0 | 0 | 0 | 0 | 0 | 1 |  | 5 | 19 | 5 | 18
| 3323 | 139 | 5 | 19 | 11 | 0 | 0 | 1 | 0 | 0 | 0 | 0 | 0 | 0 | 0 | 0 | 1 |  | 5 | 19 | 5 | 18
| 3324 | 139 | 5 | 19 | 12 | 0 | 0 | 1 | 0 | 0 | 0 | 0 | 0 | 0 | 0 | 0 | 1 |  | 5 | 19 | 5 | 18
| 3325 | 139 | 5 | 19 | 13 | 0 | 0 | 1 | 0 | 0 | 0 | 0 | 0 | 0 | 0 | 0 | 1 |  | 5 | 19 | 5 | 18
| 3326 | 139 | 5 | 19 | 14 | 0 | 0 | 1 | 0 | 0 | 0 | 0 | 0 | 0 | 0 | 0 | 1 |  | 5 | 19 | 5 | 18
| 3327 | 139 | 5 | 19 | 15 | 0 | 0 | 1 | 0 | 0 | 0 | 0 | 0 | 0 | 0 | 0 | 1 |  | 5 | 19 | 5 | 18
| 3328 | 139 | 5 | 19 | 16 | 0 | 0 | 1 | 0 | 0 | 0 | 0 | 0 | 0 | 0 | 0 | 1 |  | 5 | 19 | 5 | 18
| 3329 | 139 | 5 | 19 | 17 | 0 | 0 | 1 | 0 | 0 | 0 | 0 | 0 | 0 | 0 | 0 | 1 |  | 5 | 19 | 5 | 18
| 3330 | 139 | 5 | 19 | 18 | 0 | 0 | 1 | 0 | 0 | 0 | 0 | 0 | 0 | 0 | 0 | 1 |  | 5 | 19 | 5 | 18
| 3331 | 139 | 5 | 19 | 19 | 0 | 0 | 1 | 0 | 0 | 0 | 0 | 0 | 0 | 0 | 0 | 1 |  | 5 | 19 | 5 | 18
| 3332 | 139 | 5 | 19 | 20 | 0 | 0 | 1 | 0 | 0 | 0 | 0 | 0 | 0 | 0 | 0 | 1 |  | 5 | 19 | 5 | 18
| 3333 | 139 | 5 | 19 | 21 | 0 | 0 | 1 | 0 | 0 | 0 | 0 | 0 | 0 | 0 | 0 | 1 |  | 5 | 19 | 5 | 18
| 3334 | 139 | 5 | 19 | 22 | 0 | 0 | 1 | 0 | 0 | 0 | 0 | 0 | 0 | 0 | 0 | 1 |  | 5 | 19 | 5 | 18
| 3335 | 139 | 5 | 19 | 23 | 0 | 0 | 1 | 0 | 0 | 0 | 0 | 0 | 0 | 0 | 0 | 1 |  | 5 | 19 | 5 | 18
| 3336 | 139 | 5 | 19 | 24 | 0 | 0 | 1 | 0 | 0 | 0 | 0 | 0 | 0 | 0 | 0 | 1 |  | 5 | 19 | 5 | 18
| 3337 | 140 | 5 | 20 | 1 | 0 | 0 | 1 | 0 | 0 | 0 | 0 | 0 | 0 | 0 | 0 | 1 |  | 5 | 20 | 5 | 19
| 3338 | 140 | 5 | 20 | 2 | 0 | 0 | 1 | 0 | 0 | 0 | 0 | 0 | 0 | 0 | 0 | 1 |  | 5 | 20 | 5 | 19
| 3339 | 140 | 5 | 20 | 3 | 0 | 0 | 1 | 0 | 0 | 0 | 0 | 0 | 0 | 0 | 0 | 1 |  | 5 | 20 | 5 | 19
| 3340 | 140 | 5 | 20 | 4 | 0 | 0 | 1 | 0 | 0 | 0 | 0 | 0 | 0 | 0 | 0 | 1 |  | 5 | 20 | 5 | 19
| 3341 | 140 | 5 | 20 | 5 | 0 | 0 | 1 | 0 | 0 | 0 | 0 | 0 | 0 | 0 | 0 | 1 |  | 5 | 20 | 5 | 19
| 3342 | 140 | 5 | 20 | 6 | 0 | 0 | 1 | 0 | 0 | 0 | 0 | 0 | 0 | 0 | 0 | 1 |  | 5 | 20 | 5 | 19
| 3343 | 140 | 5 | 20 | 7 | 0 | 0 | 1 | 0 | 0 | 0 | 0 | 0 | 0 | 0 | 0 | 1 |  | 5 | 20 | 5 | 19
| 3344 | 140 | 5 | 20 | 8 | 0 | 0 | 1 | 0 | 0 | 0 | 0 | 0 | 0 | 0 | 0 | 1 |  | 5 | 20 | 5 | 19
| 3345 | 140 | 5 | 20 | 9 | 0 | 0 | 1 | 0 | 0 | 0 | 0 | 0 | 0 | 0 | 0 | 1 |  | 5 | 20 | 5 | 19
| 3346 | 140 | 5 | 20 | 10 | 0 | 0 | 1 | 0 | 0 | 0 | 0 | 0 | 0 | 0 | 0 | 1 |  | 5 | 20 | 5 | 19
| 3347 | 140 | 5 | 20 | 11 | 0 | 0 | 1 | 0 | 0 | 0 | 0 | 0 | 0 | 0 | 0 | 1 |  | 5 | 20 | 5 | 19
| 3348 | 140 | 5 | 20 | 12 | 0 | 0 | 1 | 0 | 0 | 0 | 0 | 0 | 0 | 0 | 0 | 1 |  | 5 | 20 | 5 | 19
| 3349 | 140 | 5 | 20 | 13 | 0 | 0 | 1 | 0 | 0 | 0 | 0 | 0 | 0 | 0 | 0 | 1 |  | 5 | 20 | 5 | 19
| 3350 | 140 | 5 | 20 | 14 | 0 | 0 | 1 | 0 | 0 | 0 | 0 | 0 | 0 | 0 | 0 | 1 |  | 5 | 20 | 5 | 19
| 3351 | 140 | 5 | 20 | 15 | 0 | 0 | 1 | 0 | 0 | 0 | 0 | 0 | 0 | 0 | 0 | 1 |  | 5 | 20 | 5 | 19
| 3352 | 140 | 5 | 20 | 16 | 0 | 0 | 1 | 0 | 0 | 0 | 0 | 0 | 0 | 0 | 0 | 1 |  | 5 | 20 | 5 | 19
| 3353 | 140 | 5 | 20 | 17 | 0 | 0 | 1 | 0 | 0 | 0 | 0 | 0 | 0 | 0 | 0 | 1 |  | 5 | 20 | 5 | 19
| 3354 | 140 | 5 | 20 | 18 | 0 | 0 | 1 | 0 | 0 | 0 | 0 | 0 | 0 | 0 | 0 | 1 |  | 5 | 20 | 5 | 19
| 3355 | 140 | 5 | 20 | 19 | 0 | 0 | 1 | 0 | 0 | 0 | 0 | 0 | 0 | 0 | 0 | 1 |  | 5 | 20 | 5 | 19
| 3356 | 140 | 5 | 20 | 20 | 0 | 0 | 1 | 0 | 0 | 0 | 0 | 0 | 0 | 0 | 0 | 1 |  | 5 | 20 | 5 | 19
| 3357 | 140 | 5 | 20 | 21 | 0 | 0 | 1 | 0 | 0 | 0 | 0 | 0 | 0 | 0 | 0 | 1 |  | 5 | 20 | 5 | 19
| 3358 | 140 | 5 | 20 | 22 | 0 | 0 | 1 | 0 | 0 | 0 | 0 | 0 | 0 | 0 | 0 | 1 |  | 5 | 20 | 5 | 19
| 3359 | 140 | 5 | 20 | 23 | 0 | 0 | 1 | 0 | 0 | 0 | 0 | 0 | 0 | 0 | 0 | 1 |  | 5 | 20 | 5 | 19
| 3360 | 140 | 5 | 20 | 24 | 0 | 0 | 1 | 0 | 0 | 0 | 0 | 0 | 0 | 0 | 0 | 1 |  | 5 | 20 | 5 | 19
| 3361 | 141 | 5 | 21 | 1 | 0 | 0 | 0 | 0 | 0 | 0 | 0 | 0 | 0 | 0 | 0 | 1 |  | 5 | 21 | 5 | 20
| 3362 | 141 | 5 | 21 | 2 | 0 | 0 | 0 | 0 | 0 | 0 | 0 | 0 | 0 | 0 | 0 | 1 |  | 5 | 21 | 5 | 20
| 3363 | 141 | 5 | 21 | 3 | 0 | 0 | 0 | 0 | 0 | 0 | 0 | 0 | 0 | 0 | 0 | 1 |  | 5 | 21 | 5 | 20
| 3364 | 141 | 5 | 21 | 4 | 0 | 0 | 0 | 0 | 0 | 0 | 0 | 0 | 0 | 0 | 0 | 1 |  | 5 | 21 | 5 | 20
| 3365 | 141 | 5 | 21 | 5 | 0 | 0 | 0 | 0 | 0 | 0 | 0 | 0 | 0 | 0 | 0 | 1 |  | 5 | 21 | 5 | 20
| 3366 | 141 | 5 | 21 | 6 | 0 | 0 | 0 | 0 | 0 | 0 | 0 | 0 | 0 | 0 | 0 | 1 |  | 5 | 21 | 5 | 20
| 3367 | 141 | 5 | 21 | 7 | 0 | 0 | 0 | 0 | 0 | 0 | 0 | 0 | 0 | 0 | 0 | 1 |  | 5 | 21 | 5 | 20
| 3368 | 141 | 5 | 21 | 8 | 0 | 0 | 0 | 0 | 0 | 0 | 0 | 0 | 0 | 0 | 0 | 1 |  | 5 | 21 | 5 | 20
| 3369 | 141 | 5 | 21 | 9 | 0 | 0 | 0 | 0 | 0 | 0 | 0 | 0 | 0 | 0 | 0 | 1 |  | 5 | 21 | 5 | 20
| 3370 | 141 | 5 | 21 | 10 | 0 | 0 | 0 | 0 | 0 | 0 | 0 | 0 | 0 | 0 | 0 | 1 |  | 5 | 21 | 5 | 20
| 3371 | 141 | 5 | 21 | 11 | 0 | 0 | 0 | 0 | 0 | 0 | 0 | 0 | 0 | 0 | 0 | 1 |  | 5 | 21 | 5 | 20
| 3372 | 141 | 5 | 21 | 12 | 0 | 0 | 0 | 0 | 0 | 0 | 0 | 0 | 0 | 0 | 0 | 1 |  | 5 | 21 | 5 | 20
| 3373 | 141 | 5 | 21 | 13 | 0 | 0 | 0 | 0 | 0 | 0 | 0 | 0 | 0 | 0 | 0 | 1 |  | 5 | 21 | 5 | 20
| 3374 | 141 | 5 | 21 | 14 | 0 | 0 | 0 | 0 | 0 | 0 | 0 | 0 | 0 | 0 | 0 | 1 |  | 5 | 21 | 5 | 20
| 3375 | 141 | 5 | 21 | 15 | 0 | 0 | 0 | 0 | 0 | 0 | 0 | 0 | 0 | 0 | 0 | 1 |  | 5 | 21 | 5 | 20
| 3376 | 141 | 5 | 21 | 16 | 0 | 0 | 0 | 0 | 0 | 0 | 0 | 0 | 0 | 0 | 0 | 1 |  | 5 | 21 | 5 | 20
| 3377 | 141 | 5 | 21 | 17 | 0 | 0 | 0 | 0 | 0 | 0 | 0 | 0 | 0 | 0 | 0 | 1 |  | 5 | 21 | 5 | 20
| 3378 | 141 | 5 | 21 | 18 | 0 | 0 | 0 | 0 | 0 | 0 | 0 | 0 | 0 | 0 | 0 | 1 |  | 5 | 21 | 5 | 20
| 3379 | 141 | 5 | 21 | 19 | 0 | 0 | 0 | 0 | 0 | 0 | 0 | 0 | 0 | 0 | 0 | 1 |  | 5 | 21 | 5 | 20
| 3380 | 141 | 5 | 21 | 20 | 0 | 0 | 0 | 0 | 0 | 0 | 0 | 0 | 0 | 0 | 0 | 1 |  | 5 | 21 | 5 | 20
| 3381 | 141 | 5 | 21 | 21 | 0 | 0 | 0 | 0 | 0 | 0 | 0 | 0 | 0 | 0 | 0 | 1 |  | 5 | 21 | 5 | 20
| 3382 | 141 | 5 | 21 | 22 | 0 | 0 | 0 | 0 | 0 | 0 | 0 | 0 | 0 | 0 | 0 | 1 |  | 5 | 21 | 5 | 20
| 3383 | 141 | 5 | 21 | 23 | 0 | 0 | 0 | 0 | 0 | 0 | 0 | 0 | 0 | 0 | 0 | 1 |  | 5 | 21 | 5 | 20
| 3384 | 141 | 5 | 21 | 24 | 0 | 0 | 0 | 0 | 0 | 0 | 0 | 0 | 0 | 0 | 0 | 1 |  | 5 | 21 | 5 | 20
| 3385 | 142 | 5 | 22 | 1 | 0 | 0 | 0 | 0 | 0 | 0 | 0 | 0 | 0 | 0 | 0 | 1 |  | 5 | 22 | 5 | 21
| 3386 | 142 | 5 | 22 | 2 | 0 | 0 | 0 | 0 | 0 | 0 | 0 | 0 | 0 | 0 | 0 | 1 |  | 5 | 22 | 5 | 21
| 3387 | 142 | 5 | 22 | 3 | 0 | 0 | 0 | 0 | 0 | 0 | 0 | 0 | 0 | 0 | 0 | 1 |  | 5 | 22 | 5 | 21
| 3388 | 142 | 5 | 22 | 4 | 0 | 0 | 0 | 0 | 0 | 0 | 0 | 0 | 0 | 0 | 0 | 1 |  | 5 | 22 | 5 | 21
| 3389 | 142 | 5 | 22 | 5 | 0 | 0 | 0 | 0 | 0 | 0 | 0 | 0 | 0 | 0 | 0 | 1 |  | 5 | 22 | 5 | 21
| 3390 | 142 | 5 | 22 | 6 | 0 | 0 | 0 | 0 | 0 | 0 | 0 | 0 | 0 | 0 | 0 | 1 |  | 5 | 22 | 5 | 21
| 3391 | 142 | 5 | 22 | 7 | 0 | 0 | 0 | 0 | 0 | 0 | 0 | 0 | 0 | 0 | 0 | 1 |  | 5 | 22 | 5 | 21
| 3392 | 142 | 5 | 22 | 8 | 0 | 0 | 0 | 0 | 0 | 0 | 0 | 0 | 0 | 0 | 0 | 1 |  | 5 | 22 | 5 | 21
| 3393 | 142 | 5 | 22 | 9 | 0 | 0 | 0 | 0 | 0 | 0 | 0 | 0 | 0 | 0 | 0 | 1 |  | 5 | 22 | 5 | 21
| 3394 | 142 | 5 | 22 | 10 | 0 | 0 | 0 | 0 | 0 | 0 | 0 | 0 | 0 | 0 | 0 | 1 |  | 5 | 22 | 5 | 21
| 3395 | 142 | 5 | 22 | 11 | 0 | 0 | 0 | 0 | 0 | 0 | 0 | 0 | 0 | 0 | 0 | 1 |  | 5 | 22 | 5 | 21
| 3396 | 142 | 5 | 22 | 12 | 0 | 0 | 0 | 0 | 0 | 0 | 0 | 0 | 0 | 0 | 0 | 1 |  | 5 | 22 | 5 | 21
| 3397 | 142 | 5 | 22 | 13 | 0 | 0 | 0 | 0 | 0 | 0 | 0 | 0 | 0 | 0 | 0 | 1 |  | 5 | 22 | 5 | 21
| 3398 | 142 | 5 | 22 | 14 | 0 | 0 | 0 | 0 | 0 | 0 | 0 | 0 | 0 | 0 | 0 | 1 |  | 5 | 22 | 5 | 21
| 3399 | 142 | 5 | 22 | 15 | 0 | 0 | 0 | 0 | 0 | 0 | 0 | 0 | 0 | 0 | 0 | 1 |  | 5 | 22 | 5 | 21
| 3400 | 142 | 5 | 22 | 16 | 0 | 0 | 0 | 0 | 0 | 0 | 0 | 0 | 0 | 0 | 0 | 1 |  | 5 | 22 | 5 | 21
| 3401 | 142 | 5 | 22 | 17 | 0 | 0 | 0 | 0 | 0 | 0 | 0 | 0 | 0 | 0 | 0 | 1 |  | 5 | 22 | 5 | 21
| 3402 | 142 | 5 | 22 | 18 | 0 | 0 | 0 | 0 | 0 | 0 | 0 | 0 | 0 | 0 | 0 | 1 |  | 5 | 22 | 5 | 21
| 3403 | 142 | 5 | 22 | 19 | 0 | 0 | 0 | 0 | 0 | 0 | 0 | 0 | 0 | 0 | 0 | 1 |  | 5 | 22 | 5 | 21
| 3404 | 142 | 5 | 22 | 20 | 0 | 0 | 0 | 0 | 0 | 0 | 0 | 0 | 0 | 0 | 0 | 1 |  | 5 | 22 | 5 | 21
| 3405 | 142 | 5 | 22 | 21 | 0 | 0 | 0 | 0 | 0 | 0 | 0 | 0 | 0 | 0 | 0 | 1 |  | 5 | 22 | 5 | 21
| 3406 | 142 | 5 | 22 | 22 | 0 | 0 | 0 | 0 | 0 | 0 | 0 | 0 | 0 | 0 | 0 | 1 |  | 5 | 22 | 5 | 21
| 3407 | 142 | 5 | 22 | 23 | 0 | 0 | 0 | 0 | 0 | 0 | 0 | 0 | 0 | 0 | 0 | 1 |  | 5 | 22 | 5 | 21
| 3408 | 142 | 5 | 22 | 24 | 0 | 0 | 0 | 0 | 0 | 0 | 0 | 0 | 0 | 0 | 0 | 1 |  | 5 | 22 | 5 | 21
| 3409 | 143 | 5 | 23 | 1 | 1 | 0 | 0 | 0 | 0 | 0 | 0 | 0 | 0 | 0 | 0 | 1 |  | 5 | 23 | 5 | 22
| 3410 | 143 | 5 | 23 | 2 | 1 | 0 | 0 | 0 | 0 | 0 | 0 | 0 | 0 | 0 | 0 | 1 |  | 5 | 23 | 5 | 22
| 3411 | 143 | 5 | 23 | 3 | 1 | 0 | 0 | 0 | 0 | 0 | 0 | 0 | 0 | 0 | 0 | 1 |  | 5 | 23 | 5 | 22
| 3412 | 143 | 5 | 23 | 4 | 1 | 0 | 0 | 0 | 0 | 0 | 0 | 0 | 0 | 0 | 0 | 1 |  | 5 | 23 | 5 | 22
| 3413 | 143 | 5 | 23 | 5 | 1 | 0 | 0 | 0 | 0 | 0 | 0 | 0 | 0 | 0 | 0 | 1 |  | 5 | 23 | 5 | 22
| 3414 | 143 | 5 | 23 | 6 | 1 | 0 | 0 | 0 | 0 | 0 | 0 | 0 | 0 | 0 | 0 | 1 |  | 5 | 23 | 5 | 22
| 3415 | 143 | 5 | 23 | 7 | 1 | 0 | 0 | 0 | 0 | 0 | 0 | 0 | 0 | 0 | 0 | 1 |  | 5 | 23 | 5 | 22
| 3416 | 143 | 5 | 23 | 8 | 1 | 0 | 0 | 0 | 0 | 0 | 0 | 0 | 0 | 0 | 0 | 1 |  | 5 | 23 | 5 | 22
| 3417 | 143 | 5 | 23 | 9 | 1 | 0 | 0 | 0 | 0 | 0 | 0 | 0 | 0 | 0 | 0 | 1 |  | 5 | 23 | 5 | 22
| 3418 | 143 | 5 | 23 | 10 | 1 | 0 | 0 | 0 | 0 | 0 | 0 | 0 | 0 | 0 | 0 | 1 |  | 5 | 23 | 5 | 22
| 3419 | 143 | 5 | 23 | 11 | 1 | 0 | 0 | 0 | 0 | 0 | 0 | 0 | 0 | 0 | 0 | 1 |  | 5 | 23 | 5 | 22
| 3420 | 143 | 5 | 23 | 12 | 1 | 0 | 0 | 0 | 0 | 0 | 0 | 0 | 0 | 0 | 0 | 1 |  | 5 | 23 | 5 | 22
| 3421 | 143 | 5 | 23 | 13 | 1 | 0 | 0 | 0 | 0 | 0 | 0 | 0 | 0 | 0 | 0 | 1 |  | 5 | 23 | 5 | 22
| 3422 | 143 | 5 | 23 | 14 | 1 | 0 | 0 | 0 | 0 | 0 | 0 | 0 | 0 | 0 | 0 | 1 |  | 5 | 23 | 5 | 22
| 3423 | 143 | 5 | 23 | 15 | 1 | 0 | 0 | 0 | 0 | 0 | 0 | 0 | 0 | 0 | 0 | 1 |  | 5 | 23 | 5 | 22
| 3424 | 143 | 5 | 23 | 16 | 1 | 0 | 0 | 0 | 0 | 0 | 0 | 0 | 0 | 0 | 0 | 1 |  | 5 | 23 | 5 | 22
| 3425 | 143 | 5 | 23 | 17 | 1 | 0 | 0 | 0 | 0 | 0 | 0 | 0 | 0 | 0 | 0 | 1 |  | 5 | 23 | 5 | 22
| 3426 | 143 | 5 | 23 | 18 | 1 | 0 | 0 | 0 | 0 | 0 | 0 | 0 | 0 | 0 | 0 | 1 |  | 5 | 23 | 5 | 22
| 3427 | 143 | 5 | 23 | 19 | 1 | 0 | 0 | 0 | 0 | 0 | 0 | 0 | 0 | 0 | 0 | 1 |  | 5 | 23 | 5 | 22
| 3428 | 143 | 5 | 23 | 20 | 1 | 0 | 0 | 0 | 0 | 0 | 0 | 0 | 0 | 0 | 0 | 1 |  | 5 | 23 | 5 | 22
| 3429 | 143 | 5 | 23 | 21 | 1 | 0 | 0 | 0 | 0 | 0 | 0 | 0 | 0 | 0 | 0 | 1 |  | 5 | 23 | 5 | 22
| 3430 | 143 | 5 | 23 | 22 | 1 | 0 | 0 | 0 | 0 | 0 | 0 | 0 | 0 | 0 | 0 | 1 |  | 5 | 23 | 5 | 22
| 3431 | 143 | 5 | 23 | 23 | 1 | 0 | 0 | 0 | 0 | 0 | 0 | 0 | 0 | 0 | 0 | 1 |  | 5 | 23 | 5 | 22
| 3432 | 143 | 5 | 23 | 24 | 1 | 0 | 0 | 0 | 0 | 0 | 0 | 0 | 0 | 0 | 0 | 1 |  | 5 | 23 | 5 | 22
| 3433 | 144 | 5 | 24 | 1 | 0 | 0 | 1 | 0 | 0 | 0 | 0 | 0 | 0 | 0 | 0 | 1 |  | 5 | 24 | 5 | 23
| 3434 | 144 | 5 | 24 | 2 | 0 | 0 | 1 | 0 | 0 | 0 | 0 | 0 | 0 | 0 | 0 | 1 |  | 5 | 24 | 5 | 23
| 3435 | 144 | 5 | 24 | 3 | 0 | 0 | 1 | 0 | 0 | 0 | 0 | 0 | 0 | 0 | 0 | 1 |  | 5 | 24 | 5 | 23
| 3436 | 144 | 5 | 24 | 4 | 0 | 0 | 1 | 0 | 0 | 0 | 0 | 0 | 0 | 0 | 0 | 1 |  | 5 | 24 | 5 | 23
| 3437 | 144 | 5 | 24 | 5 | 0 | 0 | 1 | 0 | 0 | 0 | 0 | 0 | 0 | 0 | 0 | 1 |  | 5 | 24 | 5 | 23
| 3438 | 144 | 5 | 24 | 6 | 0 | 0 | 1 | 0 | 0 | 0 | 0 | 0 | 0 | 0 | 0 | 1 |  | 5 | 24 | 5 | 23
| 3439 | 144 | 5 | 24 | 7 | 0 | 0 | 1 | 0 | 0 | 0 | 0 | 0 | 0 | 0 | 0 | 1 |  | 5 | 24 | 5 | 23
| 3440 | 144 | 5 | 24 | 8 | 0 | 0 | 1 | 0 | 0 | 0 | 0 | 0 | 0 | 0 | 0 | 1 |  | 5 | 24 | 5 | 23
| 3441 | 144 | 5 | 24 | 9 | 0 | 0 | 1 | 0 | 0 | 0 | 0 | 0 | 0 | 0 | 0 | 1 |  | 5 | 24 | 5 | 23
| 3442 | 144 | 5 | 24 | 10 | 0 | 0 | 1 | 0 | 0 | 0 | 0 | 0 | 0 | 0 | 0 | 1 |  | 5 | 24 | 5 | 23
| 3443 | 144 | 5 | 24 | 11 | 0 | 0 | 1 | 0 | 0 | 0 | 0 | 0 | 0 | 0 | 0 | 1 |  | 5 | 24 | 5 | 23
| 3444 | 144 | 5 | 24 | 12 | 0 | 0 | 1 | 0 | 0 | 0 | 0 | 0 | 0 | 0 | 0 | 1 |  | 5 | 24 | 5 | 23
| 3445 | 144 | 5 | 24 | 13 | 0 | 0 | 1 | 0 | 0 | 0 | 0 | 0 | 0 | 0 | 0 | 1 |  | 5 | 24 | 5 | 23
| 3446 | 144 | 5 | 24 | 14 | 0 | 0 | 1 | 0 | 0 | 0 | 0 | 0 | 0 | 0 | 0 | 1 |  | 5 | 24 | 5 | 23
| 3447 | 144 | 5 | 24 | 15 | 0 | 0 | 1 | 0 | 0 | 0 | 0 | 0 | 0 | 0 | 0 | 1 |  | 5 | 24 | 5 | 23
| 3448 | 144 | 5 | 24 | 16 | 0 | 0 | 1 | 0 | 0 | 0 | 0 | 0 | 0 | 0 | 0 | 1 |  | 5 | 24 | 5 | 23
| 3449 | 144 | 5 | 24 | 17 | 0 | 0 | 1 | 0 | 0 | 0 | 0 | 0 | 0 | 0 | 0 | 1 |  | 5 | 24 | 5 | 23
| 3450 | 144 | 5 | 24 | 18 | 0 | 0 | 1 | 0 | 0 | 0 | 0 | 0 | 0 | 0 | 0 | 1 |  | 5 | 24 | 5 | 23
| 3451 | 144 | 5 | 24 | 19 | 0 | 0 | 1 | 0 | 0 | 0 | 0 | 0 | 0 | 0 | 0 | 1 |  | 5 | 24 | 5 | 23
| 3452 | 144 | 5 | 24 | 20 | 0 | 0 | 1 | 0 | 0 | 0 | 0 | 0 | 0 | 0 | 0 | 1 |  | 5 | 24 | 5 | 23
| 3453 | 144 | 5 | 24 | 21 | 0 | 0 | 1 | 0 | 0 | 0 | 0 | 0 | 0 | 0 | 0 | 1 |  | 5 | 24 | 5 | 23
| 3454 | 144 | 5 | 24 | 22 | 0 | 0 | 1 | 0 | 0 | 0 | 0 | 0 | 0 | 0 | 0 | 1 |  | 5 | 24 | 5 | 23
| 3455 | 144 | 5 | 24 | 23 | 0 | 0 | 1 | 0 | 0 | 0 | 0 | 0 | 0 | 0 | 0 | 1 |  | 5 | 24 | 5 | 23
| 3456 | 144 | 5 | 24 | 24 | 0 | 0 | 1 | 0 | 0 | 0 | 0 | 0 | 0 | 0 | 0 | 1 |  | 5 | 24 | 5 | 23
| 3457 | 145 | 5 | 25 | 1 | 0 | 0 | 1 | 0 | 0 | 0 | 0 | 0 | 0 | 0 | 0 | 1 |  | 5 | 25 | 5 | 24
| 3458 | 145 | 5 | 25 | 2 | 0 | 0 | 1 | 0 | 0 | 0 | 0 | 0 | 0 | 0 | 0 | 1 |  | 5 | 25 | 5 | 24
| 3459 | 145 | 5 | 25 | 3 | 0 | 0 | 1 | 0 | 0 | 0 | 0 | 0 | 0 | 0 | 0 | 1 |  | 5 | 25 | 5 | 24
| 3460 | 145 | 5 | 25 | 4 | 0 | 0 | 1 | 0 | 0 | 0 | 0 | 0 | 0 | 0 | 0 | 1 |  | 5 | 25 | 5 | 24
| 3461 | 145 | 5 | 25 | 5 | 0 | 0 | 1 | 0 | 0 | 0 | 0 | 0 | 0 | 0 | 0 | 1 |  | 5 | 25 | 5 | 24
| 3462 | 145 | 5 | 25 | 6 | 0 | 0 | 1 | 0 | 0 | 0 | 0 | 0 | 0 | 0 | 0 | 1 |  | 5 | 25 | 5 | 24
| 3463 | 145 | 5 | 25 | 7 | 0 | 0 | 1 | 0 | 0 | 0 | 0 | 0 | 0 | 0 | 0 | 1 |  | 5 | 25 | 5 | 24
| 3464 | 145 | 5 | 25 | 8 | 0 | 0 | 1 | 0 | 0 | 0 | 0 | 0 | 0 | 0 | 0 | 1 |  | 5 | 25 | 5 | 24
| 3465 | 145 | 5 | 25 | 9 | 0 | 0 | 1 | 0 | 0 | 0 | 0 | 0 | 0 | 0 | 0 | 1 |  | 5 | 25 | 5 | 24
| 3466 | 145 | 5 | 25 | 10 | 0 | 0 | 1 | 0 | 0 | 0 | 0 | 0 | 0 | 0 | 0 | 1 |  | 5 | 25 | 5 | 24
| 3467 | 145 | 5 | 25 | 11 | 0 | 0 | 1 | 0 | 0 | 0 | 0 | 0 | 0 | 0 | 0 | 1 |  | 5 | 25 | 5 | 24
| 3468 | 145 | 5 | 25 | 12 | 0 | 0 | 1 | 0 | 0 | 0 | 0 | 0 | 0 | 0 | 0 | 1 |  | 5 | 25 | 5 | 24
| 3469 | 145 | 5 | 25 | 13 | 0 | 0 | 1 | 0 | 0 | 0 | 0 | 0 | 0 | 0 | 0 | 1 |  | 5 | 25 | 5 | 24
| 3470 | 145 | 5 | 25 | 14 | 0 | 0 | 1 | 0 | 0 | 0 | 0 | 0 | 0 | 0 | 0 | 1 |  | 5 | 25 | 5 | 24
| 3471 | 145 | 5 | 25 | 15 | 0 | 0 | 1 | 0 | 0 | 0 | 0 | 0 | 0 | 0 | 0 | 1 |  | 5 | 25 | 5 | 24
| 3472 | 145 | 5 | 25 | 16 | 0 | 0 | 1 | 0 | 0 | 0 | 0 | 0 | 0 | 0 | 0 | 1 |  | 5 | 25 | 5 | 24
| 3473 | 145 | 5 | 25 | 17 | 0 | 0 | 1 | 0 | 0 | 0 | 0 | 0 | 0 | 0 | 0 | 1 |  | 5 | 25 | 5 | 24
| 3474 | 145 | 5 | 25 | 18 | 0 | 0 | 1 | 0 | 0 | 0 | 0 | 0 | 0 | 0 | 0 | 1 |  | 5 | 25 | 5 | 24
| 3475 | 145 | 5 | 25 | 19 | 0 | 0 | 1 | 0 | 0 | 0 | 0 | 0 | 0 | 0 | 0 | 1 |  | 5 | 25 | 5 | 24
| 3476 | 145 | 5 | 25 | 20 | 0 | 0 | 1 | 0 | 0 | 0 | 0 | 0 | 0 | 0 | 0 | 1 |  | 5 | 25 | 5 | 24
| 3477 | 145 | 5 | 25 | 21 | 0 | 0 | 1 | 0 | 0 | 0 | 0 | 0 | 0 | 0 | 0 | 1 |  | 5 | 25 | 5 | 24
| 3478 | 145 | 5 | 25 | 22 | 0 | 0 | 1 | 0 | 0 | 0 | 0 | 0 | 0 | 0 | 0 | 1 |  | 5 | 25 | 5 | 24
| 3479 | 145 | 5 | 25 | 23 | 0 | 0 | 1 | 0 | 0 | 0 | 0 | 0 | 0 | 0 | 0 | 1 |  | 5 | 25 | 5 | 24
| 3480 | 145 | 5 | 25 | 24 | 0 | 0 | 1 | 0 | 0 | 0 | 0 | 0 | 0 | 0 | 0 | 1 |  | 5 | 25 | 5 | 24
| 3481 | 146 | 5 | 26 | 1 | 0 | 0 | 1 | 0 | 0 | 0 | 0 | 0 | 0 | 0 | 0 | 1 |  | 5 | 26 | 5 | 25
| 3482 | 146 | 5 | 26 | 2 | 0 | 0 | 1 | 0 | 0 | 0 | 0 | 0 | 0 | 0 | 0 | 1 |  | 5 | 26 | 5 | 25
| 3483 | 146 | 5 | 26 | 3 | 0 | 0 | 1 | 0 | 0 | 0 | 0 | 0 | 0 | 0 | 0 | 1 |  | 5 | 26 | 5 | 25
| 3484 | 146 | 5 | 26 | 4 | 0 | 0 | 1 | 0 | 0 | 0 | 0 | 0 | 0 | 0 | 0 | 1 |  | 5 | 26 | 5 | 25
| 3485 | 146 | 5 | 26 | 5 | 0 | 0 | 1 | 0 | 0 | 0 | 0 | 0 | 0 | 0 | 0 | 1 |  | 5 | 26 | 5 | 25
| 3486 | 146 | 5 | 26 | 6 | 0 | 0 | 1 | 0 | 0 | 0 | 0 | 0 | 0 | 0 | 0 | 1 |  | 5 | 26 | 5 | 25
| 3487 | 146 | 5 | 26 | 7 | 0 | 0 | 1 | 0 | 0 | 0 | 0 | 0 | 0 | 0 | 0 | 1 |  | 5 | 26 | 5 | 25
| 3488 | 146 | 5 | 26 | 8 | 0 | 0 | 1 | 0 | 0 | 0 | 0 | 0 | 0 | 0 | 0 | 1 |  | 5 | 26 | 5 | 25
| 3489 | 146 | 5 | 26 | 9 | 0 | 0 | 1 | 0 | 0 | 0 | 0 | 0 | 0 | 0 | 0 | 1 |  | 5 | 26 | 5 | 25
| 3490 | 146 | 5 | 26 | 10 | 0 | 0 | 1 | 0 | 0 | 0 | 0 | 0 | 0 | 0 | 0 | 1 |  | 5 | 26 | 5 | 25
| 3491 | 146 | 5 | 26 | 11 | 0 | 0 | 1 | 0 | 0 | 0 | 0 | 0 | 0 | 0 | 0 | 1 |  | 5 | 26 | 5 | 25
| 3492 | 146 | 5 | 26 | 12 | 0 | 0 | 1 | 0 | 0 | 0 | 0 | 0 | 0 | 0 | 0 | 1 |  | 5 | 26 | 5 | 25
| 3493 | 146 | 5 | 26 | 13 | 0 | 0 | 1 | 0 | 0 | 0 | 0 | 0 | 0 | 0 | 0 | 1 |  | 5 | 26 | 5 | 25
| 3494 | 146 | 5 | 26 | 14 | 0 | 0 | 1 | 0 | 0 | 0 | 0 | 0 | 0 | 0 | 0 | 1 |  | 5 | 26 | 5 | 25
| 3495 | 146 | 5 | 26 | 15 | 0 | 0 | 1 | 0 | 0 | 0 | 0 | 0 | 0 | 0 | 0 | 1 |  | 5 | 26 | 5 | 25
| 3496 | 146 | 5 | 26 | 16 | 0 | 0 | 1 | 0 | 0 | 0 | 0 | 0 | 0 | 0 | 0 | 1 |  | 5 | 26 | 5 | 25
| 3497 | 146 | 5 | 26 | 17 | 0 | 0 | 1 | 0 | 0 | 0 | 0 | 0 | 0 | 0 | 0 | 1 |  | 5 | 26 | 5 | 25
| 3498 | 146 | 5 | 26 | 18 | 0 | 0 | 1 | 0 | 0 | 0 | 0 | 0 | 0 | 0 | 0 | 1 |  | 5 | 26 | 5 | 25
| 3499 | 146 | 5 | 26 | 19 | 0 | 0 | 1 | 0 | 0 | 0 | 0 | 0 | 0 | 0 | 0 | 1 |  | 5 | 26 | 5 | 25
| 3500 | 146 | 5 | 26 | 20 | 0 | 0 | 1 | 0 | 0 | 0 | 0 | 0 | 0 | 0 | 0 | 1 |  | 5 | 26 | 5 | 25
| 3501 | 146 | 5 | 26 | 21 | 0 | 0 | 1 | 0 | 0 | 0 | 0 | 0 | 0 | 0 | 0 | 1 |  | 5 | 26 | 5 | 25
| 3502 | 146 | 5 | 26 | 22 | 0 | 0 | 1 | 0 | 0 | 0 | 0 | 0 | 0 | 0 | 0 | 1 |  | 5 | 26 | 5 | 25
| 3503 | 146 | 5 | 26 | 23 | 0 | 0 | 1 | 0 | 0 | 0 | 0 | 0 | 0 | 0 | 0 | 1 |  | 5 | 26 | 5 | 25
| 3504 | 146 | 5 | 26 | 24 | 0 | 0 | 1 | 0 | 0 | 0 | 0 | 0 | 0 | 0 | 0 | 1 |  | 5 | 26 | 5 | 25
| 3505 | 147 | 5 | 27 | 1 | 0 | 0 | 1 | 0 | 0 | 0 | 0 | 0 | 0 | 0 | 0 | 1 |  | 5 | 27 | 5 | 26
| 3506 | 147 | 5 | 27 | 2 | 0 | 0 | 1 | 0 | 0 | 0 | 0 | 0 | 0 | 0 | 0 | 1 |  | 5 | 27 | 5 | 26
| 3507 | 147 | 5 | 27 | 3 | 0 | 0 | 1 | 0 | 0 | 0 | 0 | 0 | 0 | 0 | 0 | 1 |  | 5 | 27 | 5 | 26
| 3508 | 147 | 5 | 27 | 4 | 0 | 0 | 1 | 0 | 0 | 0 | 0 | 0 | 0 | 0 | 0 | 1 |  | 5 | 27 | 5 | 26
| 3509 | 147 | 5 | 27 | 5 | 0 | 0 | 1 | 0 | 0 | 0 | 0 | 0 | 0 | 0 | 0 | 1 |  | 5 | 27 | 5 | 26
| 3510 | 147 | 5 | 27 | 6 | 0 | 0 | 1 | 0 | 0 | 0 | 0 | 0 | 0 | 0 | 0 | 1 |  | 5 | 27 | 5 | 26
| 3511 | 147 | 5 | 27 | 7 | 0 | 0 | 1 | 0 | 0 | 0 | 0 | 0 | 0 | 0 | 0 | 1 |  | 5 | 27 | 5 | 26
| 3512 | 147 | 5 | 27 | 8 | 0 | 0 | 1 | 0 | 0 | 0 | 0 | 0 | 0 | 0 | 0 | 1 |  | 5 | 27 | 5 | 26
| 3513 | 147 | 5 | 27 | 9 | 0 | 0 | 1 | 0 | 0 | 0 | 0 | 0 | 0 | 0 | 0 | 1 |  | 5 | 27 | 5 | 26
| 3514 | 147 | 5 | 27 | 10 | 0 | 0 | 1 | 0 | 0 | 0 | 0 | 0 | 0 | 0 | 0 | 1 |  | 5 | 27 | 5 | 26
| 3515 | 147 | 5 | 27 | 11 | 0 | 0 | 1 | 0 | 0 | 0 | 0 | 0 | 0 | 0 | 0 | 1 |  | 5 | 27 | 5 | 26
| 3516 | 147 | 5 | 27 | 12 | 0 | 0 | 1 | 0 | 0 | 0 | 0 | 0 | 0 | 0 | 0 | 1 |  | 5 | 27 | 5 | 26
| 3517 | 147 | 5 | 27 | 13 | 0 | 0 | 1 | 0 | 0 | 0 | 0 | 0 | 0 | 0 | 0 | 1 |  | 5 | 27 | 5 | 26
| 3518 | 147 | 5 | 27 | 14 | 0 | 0 | 1 | 0 | 0 | 0 | 0 | 0 | 0 | 0 | 0 | 1 |  | 5 | 27 | 5 | 26
| 3519 | 147 | 5 | 27 | 15 | 0 | 0 | 1 | 0 | 0 | 0 | 0 | 0 | 0 | 0 | 0 | 1 |  | 5 | 27 | 5 | 26
| 3520 | 147 | 5 | 27 | 16 | 0 | 0 | 1 | 0 | 0 | 0 | 0 | 0 | 0 | 0 | 0 | 1 |  | 5 | 27 | 5 | 26
| 3521 | 147 | 5 | 27 | 17 | 0 | 0 | 1 | 0 | 0 | 0 | 0 | 0 | 0 | 0 | 0 | 1 |  | 5 | 27 | 5 | 26
| 3522 | 147 | 5 | 27 | 18 | 0 | 0 | 1 | 0 | 0 | 0 | 0 | 0 | 0 | 0 | 0 | 1 |  | 5 | 27 | 5 | 26
| 3523 | 147 | 5 | 27 | 19 | 0 | 0 | 1 | 0 | 0 | 0 | 0 | 0 | 0 | 0 | 0 | 1 |  | 5 | 27 | 5 | 26
| 3524 | 147 | 5 | 27 | 20 | 0 | 0 | 1 | 0 | 0 | 0 | 0 | 0 | 0 | 0 | 0 | 1 |  | 5 | 27 | 5 | 26
| 3525 | 147 | 5 | 27 | 21 | 0 | 0 | 1 | 0 | 0 | 0 | 0 | 0 | 0 | 0 | 0 | 1 |  | 5 | 27 | 5 | 26
| 3526 | 147 | 5 | 27 | 22 | 0 | 0 | 1 | 0 | 0 | 0 | 0 | 0 | 0 | 0 | 0 | 1 |  | 5 | 27 | 5 | 26
| 3527 | 147 | 5 | 27 | 23 | 0 | 0 | 1 | 0 | 0 | 0 | 0 | 0 | 0 | 0 | 0 | 1 |  | 5 | 27 | 5 | 26
| 3528 | 147 | 5 | 27 | 24 | 0 | 0 | 1 | 0 | 0 | 0 | 0 | 0 | 0 | 0 | 0 | 1 |  | 5 | 27 | 5 | 26
| 3529 | 148 | 5 | 28 | 1 | 0 | 0 | 0 | 0 | 0 | 0 | 0 | 0 | 0 | 0 | 0 | 1 |  | 5 | 28 | 5 | 27
| 3530 | 148 | 5 | 28 | 2 | 0 | 0 | 0 | 0 | 0 | 0 | 0 | 0 | 0 | 0 | 0 | 1 |  | 5 | 28 | 5 | 27
| 3531 | 148 | 5 | 28 | 3 | 0 | 0 | 0 | 0 | 0 | 0 | 0 | 0 | 0 | 0 | 0 | 1 |  | 5 | 28 | 5 | 27
| 3532 | 148 | 5 | 28 | 4 | 0 | 0 | 0 | 0 | 0 | 0 | 0 | 0 | 0 | 0 | 0 | 1 |  | 5 | 28 | 5 | 27
| 3533 | 148 | 5 | 28 | 5 | 0 | 0 | 0 | 0 | 0 | 0 | 0 | 0 | 0 | 0 | 0 | 1 |  | 5 | 28 | 5 | 27
| 3534 | 148 | 5 | 28 | 6 | 0 | 0 | 0 | 0 | 0 | 0 | 0 | 0 | 0 | 0 | 0 | 1 |  | 5 | 28 | 5 | 27
| 3535 | 148 | 5 | 28 | 7 | 0 | 0 | 0 | 0 | 0 | 0 | 0 | 0 | 0 | 0 | 0 | 1 |  | 5 | 28 | 5 | 27
| 3536 | 148 | 5 | 28 | 8 | 0 | 0 | 0 | 0 | 0 | 0 | 0 | 0 | 0 | 0 | 0 | 1 |  | 5 | 28 | 5 | 27
| 3537 | 148 | 5 | 28 | 9 | 0 | 0 | 0 | 0 | 0 | 0 | 0 | 0 | 0 | 0 | 0 | 1 |  | 5 | 28 | 5 | 27
| 3538 | 148 | 5 | 28 | 10 | 0 | 0 | 0 | 0 | 0 | 0 | 0 | 0 | 0 | 0 | 0 | 1 |  | 5 | 28 | 5 | 27
| 3539 | 148 | 5 | 28 | 11 | 0 | 0 | 0 | 0 | 0 | 0 | 0 | 0 | 0 | 0 | 0 | 1 |  | 5 | 28 | 5 | 27
| 3540 | 148 | 5 | 28 | 12 | 0 | 0 | 0 | 0 | 0 | 0 | 0 | 0 | 0 | 0 | 0 | 1 |  | 5 | 28 | 5 | 27
| 3541 | 148 | 5 | 28 | 13 | 0 | 0 | 0 | 0 | 0 | 0 | 0 | 0 | 0 | 0 | 0 | 1 |  | 5 | 28 | 5 | 27
| 3542 | 148 | 5 | 28 | 14 | 0 | 0 | 0 | 0 | 0 | 0 | 0 | 0 | 0 | 0 | 0 | 1 |  | 5 | 28 | 5 | 27
| 3543 | 148 | 5 | 28 | 15 | 0 | 0 | 0 | 0 | 0 | 0 | 0 | 0 | 0 | 0 | 0 | 1 |  | 5 | 28 | 5 | 27
| 3544 | 148 | 5 | 28 | 16 | 0 | 0 | 0 | 0 | 0 | 0 | 0 | 0 | 0 | 0 | 0 | 1 |  | 5 | 28 | 5 | 27
| 3545 | 148 | 5 | 28 | 17 | 0 | 0 | 0 | 0 | 0 | 0 | 0 | 0 | 0 | 0 | 0 | 1 |  | 5 | 28 | 5 | 27
| 3546 | 148 | 5 | 28 | 18 | 0 | 0 | 0 | 0 | 0 | 0 | 0 | 0 | 0 | 0 | 0 | 1 |  | 5 | 28 | 5 | 27
| 3547 | 148 | 5 | 28 | 19 | 0 | 0 | 0 | 0 | 0 | 0 | 0 | 0 | 0 | 0 | 0 | 1 |  | 5 | 28 | 5 | 27
| 3548 | 148 | 5 | 28 | 20 | 0 | 0 | 0 | 0 | 0 | 0 | 0 | 0 | 0 | 0 | 0 | 1 |  | 5 | 28 | 5 | 27
| 3549 | 148 | 5 | 28 | 21 | 0 | 0 | 0 | 0 | 0 | 0 | 0 | 0 | 0 | 0 | 0 | 1 |  | 5 | 28 | 5 | 27
| 3550 | 148 | 5 | 28 | 22 | 0 | 0 | 0 | 0 | 0 | 0 | 0 | 0 | 0 | 0 | 0 | 1 |  | 5 | 28 | 5 | 27
| 3551 | 148 | 5 | 28 | 23 | 0 | 0 | 0 | 0 | 0 | 0 | 0 | 0 | 0 | 0 | 0 | 1 |  | 5 | 28 | 5 | 27
| 3552 | 148 | 5 | 28 | 24 | 0 | 0 | 0 | 0 | 0 | 0 | 0 | 0 | 0 | 0 | 0 | 1 |  | 5 | 28 | 5 | 27
| 3553 | 149 | 5 | 29 | 1 | 0 | 0 | 0 | 0 | 0 | 0 | 0 | 0 | 0 | 0 | 0 | 1 |  | 5 | 29 | 5 | 28
| 3554 | 149 | 5 | 29 | 2 | 0 | 0 | 0 | 0 | 0 | 0 | 0 | 0 | 0 | 0 | 0 | 1 |  | 5 | 29 | 5 | 28
| 3555 | 149 | 5 | 29 | 3 | 0 | 0 | 0 | 0 | 0 | 0 | 0 | 0 | 0 | 0 | 0 | 1 |  | 5 | 29 | 5 | 28
| 3556 | 149 | 5 | 29 | 4 | 0 | 0 | 0 | 0 | 0 | 0 | 0 | 0 | 0 | 0 | 0 | 1 |  | 5 | 29 | 5 | 28
| 3557 | 149 | 5 | 29 | 5 | 0 | 0 | 0 | 0 | 0 | 0 | 0 | 0 | 0 | 0 | 0 | 1 |  | 5 | 29 | 5 | 28
| 3558 | 149 | 5 | 29 | 6 | 0 | 0 | 0 | 0 | 0 | 0 | 0 | 0 | 0 | 0 | 0 | 1 |  | 5 | 29 | 5 | 28
| 3559 | 149 | 5 | 29 | 7 | 0 | 0 | 0 | 0 | 0 | 0 | 0 | 0 | 0 | 0 | 0 | 1 |  | 5 | 29 | 5 | 28
| 3560 | 149 | 5 | 29 | 8 | 0 | 0 | 0 | 0 | 0 | 0 | 0 | 0 | 0 | 0 | 0 | 1 |  | 5 | 29 | 5 | 28
| 3561 | 149 | 5 | 29 | 9 | 0 | 0 | 0 | 0 | 0 | 0 | 0 | 0 | 0 | 0 | 0 | 1 |  | 5 | 29 | 5 | 28
| 3562 | 149 | 5 | 29 | 10 | 0 | 0 | 0 | 0 | 0 | 0 | 0 | 0 | 0 | 0 | 0 | 1 |  | 5 | 29 | 5 | 28
| 3563 | 149 | 5 | 29 | 11 | 0 | 0 | 0 | 0 | 0 | 0 | 0 | 0 | 0 | 0 | 0 | 1 |  | 5 | 29 | 5 | 28
| 3564 | 149 | 5 | 29 | 12 | 0 | 0 | 0 | 0 | 0 | 0 | 0 | 0 | 0 | 0 | 0 | 1 |  | 5 | 29 | 5 | 28
| 3565 | 149 | 5 | 29 | 13 | 0 | 0 | 0 | 0 | 0 | 0 | 0 | 0 | 0 | 0 | 0 | 1 |  | 5 | 29 | 5 | 28
| 3566 | 149 | 5 | 29 | 14 | 0 | 0 | 0 | 0 | 0 | 0 | 0 | 0 | 0 | 0 | 0 | 1 |  | 5 | 29 | 5 | 28
| 3567 | 149 | 5 | 29 | 15 | 0 | 0 | 0 | 0 | 0 | 0 | 0 | 0 | 0 | 0 | 0 | 1 |  | 5 | 29 | 5 | 28
| 3568 | 149 | 5 | 29 | 16 | 0 | 0 | 0 | 0 | 0 | 0 | 0 | 0 | 0 | 0 | 0 | 1 |  | 5 | 29 | 5 | 28
| 3569 | 149 | 5 | 29 | 17 | 0 | 0 | 0 | 0 | 0 | 0 | 0 | 0 | 0 | 0 | 0 | 1 |  | 5 | 29 | 5 | 28
| 3570 | 149 | 5 | 29 | 18 | 0 | 0 | 0 | 0 | 0 | 0 | 0 | 0 | 0 | 0 | 0 | 1 |  | 5 | 29 | 5 | 28
| 3571 | 149 | 5 | 29 | 19 | 0 | 0 | 0 | 0 | 0 | 0 | 0 | 0 | 0 | 0 | 0 | 1 |  | 5 | 29 | 5 | 28
| 3572 | 149 | 5 | 29 | 20 | 0 | 0 | 0 | 0 | 0 | 0 | 0 | 0 | 0 | 0 | 0 | 1 |  | 5 | 29 | 5 | 28
| 3573 | 149 | 5 | 29 | 21 | 0 | 0 | 0 | 0 | 0 | 0 | 0 | 0 | 0 | 0 | 0 | 1 |  | 5 | 29 | 5 | 28
| 3574 | 149 | 5 | 29 | 22 | 0 | 0 | 0 | 0 | 0 | 0 | 0 | 0 | 0 | 0 | 0 | 1 |  | 5 | 29 | 5 | 28
| 3575 | 149 | 5 | 29 | 23 | 0 | 0 | 0 | 0 | 0 | 0 | 0 | 0 | 0 | 0 | 0 | 1 |  | 5 | 29 | 5 | 28
| 3576 | 149 | 5 | 29 | 24 | 0 | 0 | 0 | 0 | 0 | 0 | 0 | 0 | 0 | 0 | 0 | 1 |  | 5 | 29 | 5 | 28
| 3577 | 150 | 5 | 30 | 1 | 0 | 0 | 1 | 0 | 0 | 0 | 0 | 0 | 0 | 0 | 0 | 1 |  | 5 | 30 | 5 | 29
| 3578 | 150 | 5 | 30 | 2 | 0 | 0 | 1 | 0 | 0 | 0 | 0 | 0 | 0 | 0 | 0 | 1 |  | 5 | 30 | 5 | 29
| 3579 | 150 | 5 | 30 | 3 | 0 | 0 | 1 | 0 | 0 | 0 | 0 | 0 | 0 | 0 | 0 | 1 |  | 5 | 30 | 5 | 29
| 3580 | 150 | 5 | 30 | 4 | 0 | 0 | 1 | 0 | 0 | 0 | 0 | 0 | 0 | 0 | 0 | 1 |  | 5 | 30 | 5 | 29
| 3581 | 150 | 5 | 30 | 5 | 0 | 0 | 1 | 0 | 0 | 0 | 0 | 0 | 0 | 0 | 0 | 1 |  | 5 | 30 | 5 | 29
| 3582 | 150 | 5 | 30 | 6 | 0 | 0 | 1 | 0 | 0 | 0 | 0 | 0 | 0 | 0 | 0 | 1 |  | 5 | 30 | 5 | 29
| 3583 | 150 | 5 | 30 | 7 | 0 | 0 | 1 | 0 | 0 | 0 | 0 | 0 | 0 | 0 | 0 | 1 |  | 5 | 30 | 5 | 29
| 3584 | 150 | 5 | 30 | 8 | 0 | 0 | 1 | 0 | 0 | 0 | 0 | 0 | 0 | 0 | 0 | 1 |  | 5 | 30 | 5 | 29
| 3585 | 150 | 5 | 30 | 9 | 0 | 0 | 1 | 0 | 0 | 0 | 0 | 0 | 0 | 0 | 0 | 1 |  | 5 | 30 | 5 | 29
| 3586 | 150 | 5 | 30 | 10 | 0 | 0 | 1 | 0 | 0 | 0 | 0 | 0 | 0 | 0 | 0 | 1 |  | 5 | 30 | 5 | 29
| 3587 | 150 | 5 | 30 | 11 | 0 | 0 | 1 | 0 | 0 | 0 | 0 | 0 | 0 | 0 | 0 | 1 |  | 5 | 30 | 5 | 29
| 3588 | 150 | 5 | 30 | 12 | 0 | 0 | 1 | 0 | 0 | 0 | 0 | 0 | 0 | 0 | 0 | 1 |  | 5 | 30 | 5 | 29
| 3589 | 150 | 5 | 30 | 13 | 0 | 0 | 1 | 0 | 0 | 0 | 0 | 0 | 0 | 0 | 0 | 1 |  | 5 | 30 | 5 | 29
| 3590 | 150 | 5 | 30 | 14 | 0 | 0 | 1 | 0 | 0 | 0 | 0 | 0 | 0 | 0 | 0 | 1 |  | 5 | 30 | 5 | 29
| 3591 | 150 | 5 | 30 | 15 | 0 | 0 | 1 | 0 | 0 | 0 | 0 | 0 | 0 | 0 | 0 | 1 |  | 5 | 30 | 5 | 29
| 3592 | 150 | 5 | 30 | 16 | 0 | 0 | 1 | 0 | 0 | 0 | 0 | 0 | 0 | 0 | 0 | 1 |  | 5 | 30 | 5 | 29
| 3593 | 150 | 5 | 30 | 17 | 0 | 0 | 1 | 0 | 0 | 0 | 0 | 0 | 0 | 0 | 0 | 1 |  | 5 | 30 | 5 | 29
| 3594 | 150 | 5 | 30 | 18 | 0 | 0 | 1 | 0 | 0 | 0 | 0 | 0 | 0 | 0 | 0 | 1 |  | 5 | 30 | 5 | 29
| 3595 | 150 | 5 | 30 | 19 | 0 | 0 | 1 | 0 | 0 | 0 | 0 | 0 | 0 | 0 | 0 | 1 |  | 5 | 30 | 5 | 29
| 3596 | 150 | 5 | 30 | 20 | 0 | 0 | 1 | 0 | 0 | 0 | 0 | 0 | 0 | 0 | 0 | 1 |  | 5 | 30 | 5 | 29
| 3597 | 150 | 5 | 30 | 21 | 0 | 0 | 1 | 0 | 0 | 0 | 0 | 0 | 0 | 0 | 0 | 1 |  | 5 | 30 | 5 | 29
| 3598 | 150 | 5 | 30 | 22 | 0 | 0 | 1 | 0 | 0 | 0 | 0 | 0 | 0 | 0 | 0 | 1 |  | 5 | 30 | 5 | 29
| 3599 | 150 | 5 | 30 | 23 | 0 | 0 | 1 | 0 | 0 | 0 | 0 | 0 | 0 | 0 | 0 | 1 |  | 5 | 30 | 5 | 29
| 3600 | 150 | 5 | 30 | 24 | 0 | 0 | 1 | 0 | 0 | 0 | 0 | 0 | 0 | 0 | 0 | 1 |  | 5 | 30 | 5 | 29
| 3601 | 151 | 5 | 31 | 1 | 0 | 0 | 1 | 0 | 0 | 0 | 0 | 0 | 0 | 0 | 0 | 1 |  | 5 | 31 | 5 | 30
| 3602 | 151 | 5 | 31 | 2 | 0 | 0 | 1 | 0 | 0 | 0 | 0 | 0 | 0 | 0 | 0 | 1 |  | 5 | 31 | 5 | 30
| 3603 | 151 | 5 | 31 | 3 | 0 | 0 | 1 | 0 | 0 | 0 | 0 | 0 | 0 | 0 | 0 | 1 |  | 5 | 31 | 5 | 30
| 3604 | 151 | 5 | 31 | 4 | 0 | 0 | 1 | 0 | 0 | 0 | 0 | 0 | 0 | 0 | 0 | 1 |  | 5 | 31 | 5 | 30
| 3605 | 151 | 5 | 31 | 5 | 0 | 0 | 1 | 0 | 0 | 0 | 0 | 0 | 0 | 0 | 0 | 1 |  | 5 | 31 | 5 | 30
| 3606 | 151 | 5 | 31 | 6 | 0 | 0 | 1 | 0 | 0 | 0 | 0 | 0 | 0 | 0 | 0 | 1 |  | 5 | 31 | 5 | 30
| 3607 | 151 | 5 | 31 | 7 | 0 | 0 | 1 | 0 | 0 | 0 | 0 | 0 | 0 | 0 | 0 | 1 |  | 5 | 31 | 5 | 30
| 3608 | 151 | 5 | 31 | 8 | 0 | 0 | 1 | 0 | 0 | 0 | 0 | 0 | 0 | 0 | 0 | 1 |  | 5 | 31 | 5 | 30
| 3609 | 151 | 5 | 31 | 9 | 0 | 0 | 1 | 0 | 0 | 0 | 0 | 0 | 0 | 0 | 0 | 1 |  | 5 | 31 | 5 | 30
| 3610 | 151 | 5 | 31 | 10 | 0 | 0 | 1 | 0 | 0 | 0 | 0 | 0 | 0 | 0 | 0 | 1 |  | 5 | 31 | 5 | 30
| 3611 | 151 | 5 | 31 | 11 | 0 | 0 | 1 | 0 | 0 | 0 | 0 | 0 | 0 | 0 | 0 | 1 |  | 5 | 31 | 5 | 30
| 3612 | 151 | 5 | 31 | 12 | 0 | 0 | 1 | 0 | 0 | 0 | 0 | 0 | 0 | 0 | 0 | 1 |  | 5 | 31 | 5 | 30
| 3613 | 151 | 5 | 31 | 13 | 0 | 0 | 1 | 0 | 0 | 0 | 0 | 0 | 0 | 0 | 0 | 1 |  | 5 | 31 | 5 | 30
| 3614 | 151 | 5 | 31 | 14 | 0 | 0 | 1 | 0 | 0 | 0 | 0 | 0 | 0 | 0 | 0 | 1 |  | 5 | 31 | 5 | 30
| 3615 | 151 | 5 | 31 | 15 | 0 | 0 | 1 | 0 | 0 | 0 | 0 | 0 | 0 | 0 | 0 | 1 |  | 5 | 31 | 5 | 30
| 3616 | 151 | 5 | 31 | 16 | 0 | 0 | 1 | 0 | 0 | 0 | 0 | 0 | 0 | 0 | 0 | 1 |  | 5 | 31 | 5 | 30
| 3617 | 151 | 5 | 31 | 17 | 0 | 0 | 1 | 0 | 0 | 0 | 0 | 0 | 0 | 0 | 0 | 1 |  | 5 | 31 | 5 | 30
| 3618 | 151 | 5 | 31 | 18 | 0 | 0 | 1 | 0 | 0 | 0 | 0 | 0 | 0 | 0 | 0 | 1 |  | 5 | 31 | 5 | 30
| 3619 | 151 | 5 | 31 | 19 | 0 | 0 | 1 | 0 | 0 | 0 | 0 | 0 | 0 | 0 | 0 | 1 |  | 5 | 31 | 5 | 30
| 3620 | 151 | 5 | 31 | 20 | 0 | 0 | 1 | 0 | 0 | 0 | 0 | 0 | 0 | 0 | 0 | 1 |  | 5 | 31 | 5 | 30
| 3621 | 151 | 5 | 31 | 21 | 0 | 0 | 1 | 0 | 0 | 0 | 0 | 0 | 0 | 0 | 0 | 1 |  | 5 | 31 | 5 | 30
| 3622 | 151 | 5 | 31 | 22 | 0 | 0 | 1 | 0 | 0 | 0 | 0 | 0 | 0 | 0 | 0 | 1 |  | 5 | 31 | 5 | 30
| 3623 | 151 | 5 | 31 | 23 | 0 | 0 | 1 | 0 | 0 | 0 | 0 | 0 | 0 | 0 | 0 | 1 |  | 5 | 31 | 5 | 30
| 3624 | 151 | 5 | 31 | 24 | 0 | 0 | 1 | 0 | 0 | 0 | 0 | 0 | 0 | 0 | 0 | 1 |  | 5 | 31 | 5 | 30
| 3625 | 152 | 6 | 1 | 1 | 0 | 0 | 1 | 0 | 0 | 0 | 0 | 0 | 0 | 0 | 0 | 1 |  | 6 | 1 | 5 | 31
| 3626 | 152 | 6 | 1 | 2 | 0 | 0 | 1 | 0 | 0 | 0 | 0 | 0 | 0 | 0 | 0 | 1 |  | 6 | 1 | 5 | 31
| 3627 | 152 | 6 | 1 | 3 | 0 | 0 | 1 | 0 | 0 | 0 | 0 | 0 | 0 | 0 | 0 | 1 |  | 6 | 1 | 5 | 31
| 3628 | 152 | 6 | 1 | 4 | 0 | 0 | 1 | 0 | 0 | 0 | 0 | 0 | 0 | 0 | 0 | 1 |  | 6 | 1 | 5 | 31
| 3629 | 152 | 6 | 1 | 5 | 0 | 0 | 1 | 0 | 0 | 0 | 0 | 0 | 0 | 0 | 0 | 1 |  | 6 | 1 | 5 | 31
| 3630 | 152 | 6 | 1 | 6 | 0 | 0 | 1 | 0 | 0 | 0 | 0 | 0 | 0 | 0 | 0 | 1 |  | 6 | 1 | 5 | 31
| 3631 | 152 | 6 | 1 | 7 | 0 | 0 | 1 | 0 | 0 | 0 | 0 | 0 | 0 | 0 | 0 | 1 |  | 6 | 1 | 5 | 31
| 3632 | 152 | 6 | 1 | 8 | 0 | 0 | 1 | 0 | 0 | 0 | 0 | 0 | 0 | 0 | 0 | 1 |  | 6 | 1 | 5 | 31
| 3633 | 152 | 6 | 1 | 9 | 0 | 0 | 1 | 0 | 0 | 0 | 0 | 0 | 0 | 0 | 0 | 1 |  | 6 | 1 | 5 | 31
| 3634 | 152 | 6 | 1 | 10 | 0 | 0 | 1 | 0 | 0 | 0 | 0 | 0 | 0 | 0 | 0 | 1 |  | 6 | 1 | 5 | 31
| 3635 | 152 | 6 | 1 | 11 | 0 | 0 | 1 | 0 | 0 | 0 | 0 | 0 | 0 | 0 | 0 | 1 |  | 6 | 1 | 5 | 31
| 3636 | 152 | 6 | 1 | 12 | 0 | 0 | 1 | 0 | 0 | 0 | 0 | 0 | 0 | 0 | 0 | 1 |  | 6 | 1 | 5 | 31
| 3637 | 152 | 6 | 1 | 13 | 0 | 0 | 1 | 0 | 0 | 0 | 0 | 0 | 0 | 0 | 0 | 1 |  | 6 | 1 | 5 | 31
| 3638 | 152 | 6 | 1 | 14 | 0 | 0 | 1 | 0 | 0 | 0 | 0 | 0 | 0 | 0 | 0 | 1 |  | 6 | 1 | 5 | 31
| 3639 | 152 | 6 | 1 | 15 | 0 | 0 | 1 | 0 | 0 | 0 | 0 | 0 | 0 | 0 | 0 | 1 |  | 6 | 1 | 5 | 31
| 3640 | 152 | 6 | 1 | 16 | 0 | 0 | 1 | 0 | 0 | 0 | 0 | 0 | 0 | 0 | 0 | 1 |  | 6 | 1 | 5 | 31
| 3641 | 152 | 6 | 1 | 17 | 0 | 0 | 1 | 0 | 0 | 0 | 0 | 0 | 0 | 0 | 0 | 1 |  | 6 | 1 | 5 | 31
| 3642 | 152 | 6 | 1 | 18 | 0 | 0 | 1 | 0 | 0 | 0 | 0 | 0 | 0 | 0 | 0 | 1 |  | 6 | 1 | 5 | 31
| 3643 | 152 | 6 | 1 | 19 | 0 | 0 | 1 | 0 | 0 | 0 | 0 | 0 | 0 | 0 | 0 | 1 |  | 6 | 1 | 5 | 31
| 3644 | 152 | 6 | 1 | 20 | 0 | 0 | 1 | 0 | 0 | 0 | 0 | 0 | 0 | 0 | 0 | 1 |  | 6 | 1 | 5 | 31
| 3645 | 152 | 6 | 1 | 21 | 0 | 0 | 1 | 0 | 0 | 0 | 0 | 0 | 0 | 0 | 0 | 1 |  | 6 | 1 | 5 | 31
| 3646 | 152 | 6 | 1 | 22 | 0 | 0 | 1 | 0 | 0 | 0 | 0 | 0 | 0 | 0 | 0 | 1 |  | 6 | 1 | 5 | 31
| 3647 | 152 | 6 | 1 | 23 | 0 | 0 | 1 | 0 | 0 | 0 | 0 | 0 | 0 | 0 | 0 | 1 |  | 6 | 1 | 5 | 31
| 3648 | 152 | 6 | 1 | 24 | 0 | 0 | 1 | 0 | 0 | 0 | 0 | 0 | 0 | 0 | 0 | 1 |  | 6 | 1 | 5 | 31
| 3649 | 153 | 6 | 2 | 1 | 0 | 0 | 1 | 0 | 0 | 0 | 0 | 0 | 0 | 0 | 0 | 1 |  | 6 | 2 | 6 | 1
| 3650 | 153 | 6 | 2 | 2 | 0 | 0 | 1 | 0 | 0 | 0 | 0 | 0 | 0 | 0 | 0 | 1 |  | 6 | 2 | 6 | 1
| 3651 | 153 | 6 | 2 | 3 | 0 | 0 | 1 | 0 | 0 | 0 | 0 | 0 | 0 | 0 | 0 | 1 |  | 6 | 2 | 6 | 1
| 3652 | 153 | 6 | 2 | 4 | 0 | 0 | 1 | 0 | 0 | 0 | 0 | 0 | 0 | 0 | 0 | 1 |  | 6 | 2 | 6 | 1
| 3653 | 153 | 6 | 2 | 5 | 0 | 0 | 1 | 0 | 0 | 0 | 0 | 0 | 0 | 0 | 0 | 1 |  | 6 | 2 | 6 | 1
| 3654 | 153 | 6 | 2 | 6 | 0 | 0 | 1 | 0 | 0 | 0 | 0 | 0 | 0 | 0 | 0 | 1 |  | 6 | 2 | 6 | 1
| 3655 | 153 | 6 | 2 | 7 | 0 | 0 | 1 | 0 | 0 | 0 | 0 | 0 | 0 | 0 | 0 | 1 |  | 6 | 2 | 6 | 1
| 3656 | 153 | 6 | 2 | 8 | 0 | 0 | 1 | 0 | 0 | 0 | 0 | 0 | 0 | 0 | 0 | 1 |  | 6 | 2 | 6 | 1
| 3657 | 153 | 6 | 2 | 9 | 0 | 0 | 1 | 0 | 0 | 0 | 0 | 0 | 0 | 0 | 0 | 1 |  | 6 | 2 | 6 | 1
| 3658 | 153 | 6 | 2 | 10 | 0 | 0 | 1 | 0 | 0 | 0 | 0 | 0 | 0 | 0 | 0 | 1 |  | 6 | 2 | 6 | 1
| 3659 | 153 | 6 | 2 | 11 | 0 | 0 | 1 | 0 | 0 | 0 | 0 | 0 | 0 | 0 | 0 | 1 |  | 6 | 2 | 6 | 1
| 3660 | 153 | 6 | 2 | 12 | 0 | 0 | 1 | 0 | 0 | 0 | 0 | 0 | 0 | 0 | 0 | 1 |  | 6 | 2 | 6 | 1
| 3661 | 153 | 6 | 2 | 13 | 0 | 0 | 1 | 0 | 0 | 0 | 0 | 0 | 0 | 0 | 0 | 1 |  | 6 | 2 | 6 | 1
| 3662 | 153 | 6 | 2 | 14 | 0 | 0 | 1 | 0 | 0 | 0 | 0 | 0 | 0 | 0 | 0 | 1 |  | 6 | 2 | 6 | 1
| 3663 | 153 | 6 | 2 | 15 | 0 | 0 | 1 | 0 | 0 | 0 | 0 | 0 | 0 | 0 | 0 | 1 |  | 6 | 2 | 6 | 1
| 3664 | 153 | 6 | 2 | 16 | 0 | 0 | 1 | 0 | 0 | 0 | 0 | 0 | 0 | 0 | 0 | 1 |  | 6 | 2 | 6 | 1
| 3665 | 153 | 6 | 2 | 17 | 0 | 0 | 1 | 0 | 0 | 0 | 0 | 0 | 0 | 0 | 0 | 1 |  | 6 | 2 | 6 | 1
| 3666 | 153 | 6 | 2 | 18 | 0 | 0 | 1 | 0 | 0 | 0 | 0 | 0 | 0 | 0 | 0 | 1 |  | 6 | 2 | 6 | 1
| 3667 | 153 | 6 | 2 | 19 | 0 | 0 | 1 | 0 | 0 | 0 | 0 | 0 | 0 | 0 | 0 | 1 |  | 6 | 2 | 6 | 1
| 3668 | 153 | 6 | 2 | 20 | 0 | 0 | 1 | 0 | 0 | 0 | 0 | 0 | 0 | 0 | 0 | 1 |  | 6 | 2 | 6 | 1
| 3669 | 153 | 6 | 2 | 21 | 0 | 0 | 1 | 0 | 0 | 0 | 0 | 0 | 0 | 0 | 0 | 1 |  | 6 | 2 | 6 | 1
| 3670 | 153 | 6 | 2 | 22 | 0 | 0 | 1 | 0 | 0 | 0 | 0 | 0 | 0 | 0 | 0 | 1 |  | 6 | 2 | 6 | 1
| 3671 | 153 | 6 | 2 | 23 | 0 | 0 | 1 | 0 | 0 | 0 | 0 | 0 | 0 | 0 | 0 | 1 |  | 6 | 2 | 6 | 1
| 3672 | 153 | 6 | 2 | 24 | 0 | 0 | 1 | 0 | 0 | 0 | 0 | 0 | 0 | 0 | 0 | 1 |  | 6 | 2 | 6 | 1
| 3673 | 154 | 6 | 3 | 1 | 0 | 0 | 1 | 0 | 0 | 0 | 0 | 0 | 0 | 0 | 0 | 1 |  | 6 | 3 | 6 | 2
| 3674 | 154 | 6 | 3 | 2 | 0 | 0 | 1 | 0 | 0 | 0 | 0 | 0 | 0 | 0 | 0 | 1 |  | 6 | 3 | 6 | 2
| 3675 | 154 | 6 | 3 | 3 | 0 | 0 | 1 | 0 | 0 | 0 | 0 | 0 | 0 | 0 | 0 | 1 |  | 6 | 3 | 6 | 2
| 3676 | 154 | 6 | 3 | 4 | 0 | 0 | 1 | 0 | 0 | 0 | 0 | 0 | 0 | 0 | 0 | 1 |  | 6 | 3 | 6 | 2
| 3677 | 154 | 6 | 3 | 5 | 0 | 0 | 1 | 0 | 0 | 0 | 0 | 0 | 0 | 0 | 0 | 1 |  | 6 | 3 | 6 | 2
| 3678 | 154 | 6 | 3 | 6 | 0 | 0 | 1 | 0 | 0 | 0 | 0 | 0 | 0 | 0 | 0 | 1 |  | 6 | 3 | 6 | 2
| 3679 | 154 | 6 | 3 | 7 | 0 | 0 | 1 | 0 | 0 | 0 | 0 | 0 | 0 | 0 | 0 | 1 |  | 6 | 3 | 6 | 2
| 3680 | 154 | 6 | 3 | 8 | 0 | 0 | 1 | 0 | 0 | 0 | 0 | 0 | 0 | 0 | 0 | 1 |  | 6 | 3 | 6 | 2
| 3681 | 154 | 6 | 3 | 9 | 0 | 0 | 1 | 0 | 0 | 0 | 0 | 0 | 0 | 0 | 0 | 1 |  | 6 | 3 | 6 | 2
| 3682 | 154 | 6 | 3 | 10 | 0 | 0 | 1 | 0 | 0 | 0 | 0 | 0 | 0 | 0 | 0 | 1 |  | 6 | 3 | 6 | 2
| 3683 | 154 | 6 | 3 | 11 | 0 | 0 | 1 | 0 | 0 | 0 | 0 | 0 | 0 | 0 | 0 | 1 |  | 6 | 3 | 6 | 2
| 3684 | 154 | 6 | 3 | 12 | 0 | 0 | 1 | 0 | 0 | 0 | 0 | 0 | 0 | 0 | 0 | 1 |  | 6 | 3 | 6 | 2
| 3685 | 154 | 6 | 3 | 13 | 0 | 0 | 1 | 0 | 0 | 0 | 0 | 0 | 0 | 0 | 0 | 1 |  | 6 | 3 | 6 | 2
| 3686 | 154 | 6 | 3 | 14 | 0 | 0 | 1 | 0 | 0 | 0 | 0 | 0 | 0 | 0 | 0 | 1 |  | 6 | 3 | 6 | 2
| 3687 | 154 | 6 | 3 | 15 | 0 | 0 | 1 | 0 | 0 | 0 | 0 | 0 | 0 | 0 | 0 | 1 |  | 6 | 3 | 6 | 2
| 3688 | 154 | 6 | 3 | 16 | 0 | 0 | 1 | 0 | 0 | 0 | 0 | 0 | 0 | 0 | 0 | 1 |  | 6 | 3 | 6 | 2
| 3689 | 154 | 6 | 3 | 17 | 0 | 0 | 1 | 0 | 0 | 0 | 0 | 0 | 0 | 0 | 0 | 1 |  | 6 | 3 | 6 | 2
| 3690 | 154 | 6 | 3 | 18 | 0 | 0 | 1 | 0 | 0 | 0 | 0 | 0 | 0 | 0 | 0 | 1 |  | 6 | 3 | 6 | 2
| 3691 | 154 | 6 | 3 | 19 | 0 | 0 | 1 | 0 | 0 | 0 | 0 | 0 | 0 | 0 | 0 | 1 |  | 6 | 3 | 6 | 2
| 3692 | 154 | 6 | 3 | 20 | 0 | 0 | 1 | 0 | 0 | 0 | 0 | 0 | 0 | 0 | 0 | 1 |  | 6 | 3 | 6 | 2
| 3693 | 154 | 6 | 3 | 21 | 0 | 0 | 1 | 0 | 0 | 0 | 0 | 0 | 0 | 0 | 0 | 1 |  | 6 | 3 | 6 | 2
| 3694 | 154 | 6 | 3 | 22 | 0 | 0 | 1 | 0 | 0 | 0 | 0 | 0 | 0 | 0 | 0 | 1 |  | 6 | 3 | 6 | 2
| 3695 | 154 | 6 | 3 | 23 | 0 | 0 | 1 | 0 | 0 | 0 | 0 | 0 | 0 | 0 | 0 | 1 |  | 6 | 3 | 6 | 2
| 3696 | 154 | 6 | 3 | 24 | 0 | 0 | 1 | 0 | 0 | 0 | 0 | 0 | 0 | 0 | 0 | 1 |  | 6 | 3 | 6 | 2
| 3697 | 155 | 6 | 4 | 1 | 0 | 0 | 0 | 0 | 0 | 0 | 0 | 0 | 0 | 0 | 0 | 1 |  | 6 | 4 | 6 | 3
| 3698 | 155 | 6 | 4 | 2 | 0 | 0 | 0 | 0 | 0 | 0 | 0 | 0 | 0 | 0 | 0 | 1 |  | 6 | 4 | 6 | 3
| 3699 | 155 | 6 | 4 | 3 | 0 | 0 | 0 | 0 | 0 | 0 | 0 | 0 | 0 | 0 | 0 | 1 |  | 6 | 4 | 6 | 3
| 3700 | 155 | 6 | 4 | 4 | 0 | 0 | 0 | 0 | 0 | 0 | 0 | 0 | 0 | 0 | 0 | 1 |  | 6 | 4 | 6 | 3
| 3701 | 155 | 6 | 4 | 5 | 0 | 0 | 0 | 0 | 0 | 0 | 0 | 0 | 0 | 0 | 0 | 1 |  | 6 | 4 | 6 | 3
| 3702 | 155 | 6 | 4 | 6 | 0 | 0 | 0 | 0 | 0 | 0 | 0 | 0 | 0 | 0 | 0 | 1 |  | 6 | 4 | 6 | 3
| 3703 | 155 | 6 | 4 | 7 | 0 | 0 | 0 | 0 | 0 | 0 | 0 | 0 | 0 | 0 | 0 | 1 |  | 6 | 4 | 6 | 3
| 3704 | 155 | 6 | 4 | 8 | 0 | 0 | 0 | 0 | 0 | 0 | 0 | 0 | 0 | 0 | 0 | 1 |  | 6 | 4 | 6 | 3
| 3705 | 155 | 6 | 4 | 9 | 0 | 0 | 0 | 0 | 0 | 0 | 0 | 0 | 0 | 0 | 0 | 1 |  | 6 | 4 | 6 | 3
| 3706 | 155 | 6 | 4 | 10 | 0 | 0 | 0 | 0 | 0 | 0 | 0 | 0 | 0 | 0 | 0 | 1 |  | 6 | 4 | 6 | 3
| 3707 | 155 | 6 | 4 | 11 | 0 | 0 | 0 | 0 | 0 | 0 | 0 | 0 | 0 | 0 | 0 | 1 |  | 6 | 4 | 6 | 3
| 3708 | 155 | 6 | 4 | 12 | 0 | 0 | 0 | 0 | 0 | 0 | 0 | 0 | 0 | 0 | 0 | 1 |  | 6 | 4 | 6 | 3
| 3709 | 155 | 6 | 4 | 13 | 0 | 0 | 0 | 0 | 0 | 0 | 0 | 0 | 0 | 0 | 0 | 1 |  | 6 | 4 | 6 | 3
| 3710 | 155 | 6 | 4 | 14 | 0 | 0 | 0 | 0 | 0 | 0 | 0 | 0 | 0 | 0 | 0 | 1 |  | 6 | 4 | 6 | 3
| 3711 | 155 | 6 | 4 | 15 | 0 | 0 | 0 | 0 | 0 | 0 | 0 | 0 | 0 | 0 | 0 | 1 |  | 6 | 4 | 6 | 3
| 3712 | 155 | 6 | 4 | 16 | 0 | 0 | 0 | 0 | 0 | 0 | 0 | 0 | 0 | 0 | 0 | 1 |  | 6 | 4 | 6 | 3
| 3713 | 155 | 6 | 4 | 17 | 0 | 0 | 0 | 0 | 0 | 0 | 0 | 0 | 0 | 0 | 0 | 1 |  | 6 | 4 | 6 | 3
| 3714 | 155 | 6 | 4 | 18 | 0 | 0 | 0 | 0 | 0 | 0 | 0 | 0 | 0 | 0 | 0 | 1 |  | 6 | 4 | 6 | 3
| 3715 | 155 | 6 | 4 | 19 | 0 | 0 | 0 | 0 | 0 | 0 | 0 | 0 | 0 | 0 | 0 | 1 |  | 6 | 4 | 6 | 3
| 3716 | 155 | 6 | 4 | 20 | 0 | 0 | 0 | 0 | 0 | 0 | 0 | 0 | 0 | 0 | 0 | 1 |  | 6 | 4 | 6 | 3
| 3717 | 155 | 6 | 4 | 21 | 0 | 0 | 0 | 0 | 0 | 0 | 0 | 0 | 0 | 0 | 0 | 1 |  | 6 | 4 | 6 | 3
| 3718 | 155 | 6 | 4 | 22 | 0 | 0 | 0 | 0 | 0 | 0 | 0 | 0 | 0 | 0 | 0 | 1 |  | 6 | 4 | 6 | 3
| 3719 | 155 | 6 | 4 | 23 | 0 | 0 | 0 | 0 | 0 | 0 | 0 | 0 | 0 | 0 | 0 | 1 |  | 6 | 4 | 6 | 3
| 3720 | 155 | 6 | 4 | 24 | 0 | 0 | 0 | 0 | 0 | 0 | 0 | 0 | 0 | 0 | 0 | 1 |  | 6 | 4 | 6 | 3
| 3721 | 156 | 6 | 5 | 1 | 0 | 0 | 0 | 0 | 0 | 0 | 0 | 0 | 0 | 0 | 0 | 1 |  | 6 | 5 | 6 | 4
| 3722 | 156 | 6 | 5 | 2 | 0 | 0 | 0 | 0 | 0 | 0 | 0 | 0 | 0 | 0 | 0 | 1 |  | 6 | 5 | 6 | 4
| 3723 | 156 | 6 | 5 | 3 | 0 | 0 | 0 | 0 | 0 | 0 | 0 | 0 | 0 | 0 | 0 | 1 |  | 6 | 5 | 6 | 4
| 3724 | 156 | 6 | 5 | 4 | 0 | 0 | 0 | 0 | 0 | 0 | 0 | 0 | 0 | 0 | 0 | 1 |  | 6 | 5 | 6 | 4
| 3725 | 156 | 6 | 5 | 5 | 0 | 0 | 0 | 0 | 0 | 0 | 0 | 0 | 0 | 0 | 0 | 1 |  | 6 | 5 | 6 | 4
| 3726 | 156 | 6 | 5 | 6 | 0 | 0 | 0 | 0 | 0 | 0 | 0 | 0 | 0 | 0 | 0 | 1 |  | 6 | 5 | 6 | 4
| 3727 | 156 | 6 | 5 | 7 | 0 | 0 | 0 | 0 | 0 | 0 | 0 | 0 | 0 | 0 | 0 | 1 |  | 6 | 5 | 6 | 4
| 3728 | 156 | 6 | 5 | 8 | 0 | 0 | 0 | 0 | 0 | 0 | 0 | 0 | 0 | 0 | 0 | 1 |  | 6 | 5 | 6 | 4
| 3729 | 156 | 6 | 5 | 9 | 0 | 0 | 0 | 0 | 0 | 0 | 0 | 0 | 0 | 0 | 0 | 1 |  | 6 | 5 | 6 | 4
| 3730 | 156 | 6 | 5 | 10 | 0 | 0 | 0 | 0 | 0 | 0 | 0 | 0 | 0 | 0 | 0 | 1 |  | 6 | 5 | 6 | 4
| 3731 | 156 | 6 | 5 | 11 | 0 | 0 | 0 | 0 | 0 | 0 | 0 | 0 | 0 | 0 | 0 | 1 |  | 6 | 5 | 6 | 4
| 3732 | 156 | 6 | 5 | 12 | 0 | 0 | 0 | 0 | 0 | 0 | 0 | 0 | 0 | 0 | 0 | 1 |  | 6 | 5 | 6 | 4
| 3733 | 156 | 6 | 5 | 13 | 0 | 0 | 0 | 0 | 0 | 0 | 0 | 0 | 0 | 0 | 0 | 1 |  | 6 | 5 | 6 | 4
| 3734 | 156 | 6 | 5 | 14 | 0 | 0 | 0 | 0 | 0 | 0 | 0 | 0 | 0 | 0 | 0 | 1 |  | 6 | 5 | 6 | 4
| 3735 | 156 | 6 | 5 | 15 | 0 | 0 | 0 | 0 | 0 | 0 | 0 | 0 | 0 | 0 | 0 | 1 |  | 6 | 5 | 6 | 4
| 3736 | 156 | 6 | 5 | 16 | 0 | 0 | 0 | 0 | 0 | 0 | 0 | 0 | 0 | 0 | 0 | 1 |  | 6 | 5 | 6 | 4
| 3737 | 156 | 6 | 5 | 17 | 0 | 0 | 0 | 0 | 0 | 0 | 0 | 0 | 0 | 0 | 0 | 1 |  | 6 | 5 | 6 | 4
| 3738 | 156 | 6 | 5 | 18 | 0 | 0 | 0 | 0 | 0 | 0 | 0 | 0 | 0 | 0 | 0 | 1 |  | 6 | 5 | 6 | 4
| 3739 | 156 | 6 | 5 | 19 | 0 | 0 | 0 | 0 | 0 | 0 | 0 | 0 | 0 | 0 | 0 | 1 |  | 6 | 5 | 6 | 4
| 3740 | 156 | 6 | 5 | 20 | 0 | 0 | 0 | 0 | 0 | 0 | 0 | 0 | 0 | 0 | 0 | 1 |  | 6 | 5 | 6 | 4
| 3741 | 156 | 6 | 5 | 21 | 0 | 0 | 0 | 0 | 0 | 0 | 0 | 0 | 0 | 0 | 0 | 1 |  | 6 | 5 | 6 | 4
| 3742 | 156 | 6 | 5 | 22 | 0 | 0 | 0 | 0 | 0 | 0 | 0 | 0 | 0 | 0 | 0 | 1 |  | 6 | 5 | 6 | 4
| 3743 | 156 | 6 | 5 | 23 | 0 | 0 | 0 | 0 | 0 | 0 | 0 | 0 | 0 | 0 | 0 | 1 |  | 6 | 5 | 6 | 4
| 3744 | 156 | 6 | 5 | 24 | 0 | 0 | 0 | 0 | 0 | 0 | 0 | 0 | 0 | 0 | 0 | 1 |  | 6 | 5 | 6 | 4
| 3745 | 157 | 6 | 6 | 1 | 0 | 0 | 1 | 0 | 0 | 0 | 0 | 0 | 0 | 0 | 0 | 1 |  | 6 | 6 | 6 | 5
| 3746 | 157 | 6 | 6 | 2 | 0 | 0 | 1 | 0 | 0 | 0 | 0 | 0 | 0 | 0 | 0 | 1 |  | 6 | 6 | 6 | 5
| 3747 | 157 | 6 | 6 | 3 | 0 | 0 | 1 | 0 | 0 | 0 | 0 | 0 | 0 | 0 | 0 | 1 |  | 6 | 6 | 6 | 5
| 3748 | 157 | 6 | 6 | 4 | 0 | 0 | 1 | 0 | 0 | 0 | 0 | 0 | 0 | 0 | 0 | 1 |  | 6 | 6 | 6 | 5
| 3749 | 157 | 6 | 6 | 5 | 0 | 0 | 1 | 0 | 0 | 0 | 0 | 0 | 0 | 0 | 0 | 1 |  | 6 | 6 | 6 | 5
| 3750 | 157 | 6 | 6 | 6 | 0 | 0 | 1 | 0 | 0 | 0 | 0 | 0 | 0 | 0 | 0 | 1 |  | 6 | 6 | 6 | 5
| 3751 | 157 | 6 | 6 | 7 | 0 | 0 | 1 | 0 | 0 | 0 | 0 | 0 | 0 | 0 | 0 | 1 |  | 6 | 6 | 6 | 5
| 3752 | 157 | 6 | 6 | 8 | 0 | 0 | 1 | 0 | 0 | 0 | 0 | 0 | 0 | 0 | 0 | 1 |  | 6 | 6 | 6 | 5
| 3753 | 157 | 6 | 6 | 9 | 0 | 0 | 1 | 0 | 0 | 0 | 0 | 0 | 0 | 0 | 0 | 1 |  | 6 | 6 | 6 | 5
| 3754 | 157 | 6 | 6 | 10 | 0 | 0 | 1 | 0 | 0 | 0 | 0 | 0 | 0 | 0 | 0 | 1 |  | 6 | 6 | 6 | 5
| 3755 | 157 | 6 | 6 | 11 | 0 | 0 | 1 | 0 | 0 | 0 | 0 | 0 | 0 | 0 | 0 | 1 |  | 6 | 6 | 6 | 5
| 3756 | 157 | 6 | 6 | 12 | 0 | 0 | 1 | 0 | 0 | 0 | 0 | 0 | 0 | 0 | 0 | 1 |  | 6 | 6 | 6 | 5
| 3757 | 157 | 6 | 6 | 13 | 0 | 0 | 1 | 0 | 0 | 0 | 0 | 0 | 0 | 0 | 0 | 1 |  | 6 | 6 | 6 | 5
| 3758 | 157 | 6 | 6 | 14 | 0 | 0 | 1 | 0 | 0 | 0 | 0 | 0 | 0 | 0 | 0 | 1 |  | 6 | 6 | 6 | 5
| 3759 | 157 | 6 | 6 | 15 | 0 | 0 | 1 | 0 | 0 | 0 | 0 | 0 | 0 | 0 | 0 | 1 |  | 6 | 6 | 6 | 5
| 3760 | 157 | 6 | 6 | 16 | 0 | 0 | 1 | 0 | 0 | 0 | 0 | 0 | 0 | 0 | 0 | 1 |  | 6 | 6 | 6 | 5
| 3761 | 157 | 6 | 6 | 17 | 0 | 0 | 1 | 0 | 0 | 0 | 0 | 0 | 0 | 0 | 0 | 1 |  | 6 | 6 | 6 | 5
| 3762 | 157 | 6 | 6 | 18 | 0 | 0 | 1 | 0 | 0 | 0 | 0 | 0 | 0 | 0 | 0 | 1 |  | 6 | 6 | 6 | 5
| 3763 | 157 | 6 | 6 | 19 | 0 | 0 | 1 | 0 | 0 | 0 | 0 | 0 | 0 | 0 | 0 | 1 |  | 6 | 6 | 6 | 5
| 3764 | 157 | 6 | 6 | 20 | 0 | 0 | 1 | 0 | 0 | 0 | 0 | 0 | 0 | 0 | 0 | 1 |  | 6 | 6 | 6 | 5
| 3765 | 157 | 6 | 6 | 21 | 0 | 0 | 1 | 0 | 0 | 0 | 0 | 0 | 0 | 0 | 0 | 1 |  | 6 | 6 | 6 | 5
| 3766 | 157 | 6 | 6 | 22 | 0 | 0 | 1 | 0 | 0 | 0 | 0 | 0 | 0 | 0 | 0 | 1 |  | 6 | 6 | 6 | 5
| 3767 | 157 | 6 | 6 | 23 | 0 | 0 | 1 | 0 | 0 | 0 | 0 | 0 | 0 | 0 | 0 | 1 |  | 6 | 6 | 6 | 5
| 3768 | 157 | 6 | 6 | 24 | 0 | 0 | 1 | 0 | 0 | 0 | 0 | 0 | 0 | 0 | 0 | 1 |  | 6 | 6 | 6 | 5
| 3769 | 158 | 6 | 7 | 1 | 0 | 0 | 1 | 0 | 0 | 0 | 0 | 0 | 0 | 0 | 0 | 1 |  | 6 | 7 | 6 | 6
| 3770 | 158 | 6 | 7 | 2 | 0 | 0 | 1 | 0 | 0 | 0 | 0 | 0 | 0 | 0 | 0 | 1 |  | 6 | 7 | 6 | 6
| 3771 | 158 | 6 | 7 | 3 | 0 | 0 | 1 | 0 | 0 | 0 | 0 | 0 | 0 | 0 | 0 | 1 |  | 6 | 7 | 6 | 6
| 3772 | 158 | 6 | 7 | 4 | 0 | 0 | 1 | 0 | 0 | 0 | 0 | 0 | 0 | 0 | 0 | 1 |  | 6 | 7 | 6 | 6
| 3773 | 158 | 6 | 7 | 5 | 0 | 0 | 1 | 0 | 0 | 0 | 0 | 0 | 0 | 0 | 0 | 1 |  | 6 | 7 | 6 | 6
| 3774 | 158 | 6 | 7 | 6 | 0 | 0 | 1 | 0 | 0 | 0 | 0 | 0 | 0 | 0 | 0 | 1 |  | 6 | 7 | 6 | 6
| 3775 | 158 | 6 | 7 | 7 | 0 | 0 | 1 | 0 | 0 | 0 | 0 | 0 | 0 | 0 | 0 | 1 |  | 6 | 7 | 6 | 6
| 3776 | 158 | 6 | 7 | 8 | 0 | 0 | 1 | 0 | 0 | 0 | 0 | 0 | 0 | 0 | 0 | 1 |  | 6 | 7 | 6 | 6
| 3777 | 158 | 6 | 7 | 9 | 0 | 0 | 1 | 0 | 0 | 0 | 0 | 0 | 0 | 0 | 0 | 1 |  | 6 | 7 | 6 | 6
| 3778 | 158 | 6 | 7 | 10 | 0 | 0 | 1 | 0 | 0 | 0 | 0 | 0 | 0 | 0 | 0 | 1 |  | 6 | 7 | 6 | 6
| 3779 | 158 | 6 | 7 | 11 | 0 | 0 | 1 | 0 | 0 | 0 | 0 | 0 | 0 | 0 | 0 | 1 |  | 6 | 7 | 6 | 6
| 3780 | 158 | 6 | 7 | 12 | 0 | 0 | 1 | 0 | 0 | 0 | 0 | 0 | 0 | 0 | 0 | 1 |  | 6 | 7 | 6 | 6
| 3781 | 158 | 6 | 7 | 13 | 0 | 0 | 1 | 0 | 0 | 0 | 0 | 0 | 0 | 0 | 0 | 1 |  | 6 | 7 | 6 | 6
| 3782 | 158 | 6 | 7 | 14 | 0 | 0 | 1 | 0 | 0 | 0 | 0 | 0 | 0 | 0 | 0 | 1 |  | 6 | 7 | 6 | 6
| 3783 | 158 | 6 | 7 | 15 | 0 | 0 | 1 | 0 | 0 | 0 | 0 | 0 | 0 | 0 | 0 | 1 |  | 6 | 7 | 6 | 6
| 3784 | 158 | 6 | 7 | 16 | 0 | 0 | 1 | 0 | 0 | 0 | 0 | 0 | 0 | 0 | 0 | 1 |  | 6 | 7 | 6 | 6
| 3785 | 158 | 6 | 7 | 17 | 0 | 0 | 1 | 0 | 0 | 0 | 0 | 0 | 0 | 0 | 0 | 1 |  | 6 | 7 | 6 | 6
| 3786 | 158 | 6 | 7 | 18 | 0 | 0 | 1 | 0 | 0 | 0 | 0 | 0 | 0 | 0 | 0 | 1 |  | 6 | 7 | 6 | 6
| 3787 | 158 | 6 | 7 | 19 | 0 | 0 | 1 | 0 | 0 | 0 | 0 | 0 | 0 | 0 | 0 | 1 |  | 6 | 7 | 6 | 6
| 3788 | 158 | 6 | 7 | 20 | 0 | 0 | 1 | 0 | 0 | 0 | 0 | 0 | 0 | 0 | 0 | 1 |  | 6 | 7 | 6 | 6
| 3789 | 158 | 6 | 7 | 21 | 0 | 0 | 1 | 0 | 0 | 0 | 0 | 0 | 0 | 0 | 0 | 1 |  | 6 | 7 | 6 | 6
| 3790 | 158 | 6 | 7 | 22 | 0 | 0 | 1 | 0 | 0 | 0 | 0 | 0 | 0 | 0 | 0 | 1 |  | 6 | 7 | 6 | 6
| 3791 | 158 | 6 | 7 | 23 | 0 | 0 | 1 | 0 | 0 | 0 | 0 | 0 | 0 | 0 | 0 | 1 |  | 6 | 7 | 6 | 6
| 3792 | 158 | 6 | 7 | 24 | 0 | 0 | 1 | 0 | 0 | 0 | 0 | 0 | 0 | 0 | 0 | 1 |  | 6 | 7 | 6 | 6
| 3793 | 159 | 6 | 8 | 1 | 0 | 0 | 1 | 0 | 0 | 0 | 0 | 0 | 0 | 0 | 0 | 1 |  | 6 | 8 | 6 | 7
| 3794 | 159 | 6 | 8 | 2 | 0 | 0 | 1 | 0 | 0 | 0 | 0 | 0 | 0 | 0 | 0 | 1 |  | 6 | 8 | 6 | 7
| 3795 | 159 | 6 | 8 | 3 | 0 | 0 | 1 | 0 | 0 | 0 | 0 | 0 | 0 | 0 | 0 | 1 |  | 6 | 8 | 6 | 7
| 3796 | 159 | 6 | 8 | 4 | 0 | 0 | 1 | 0 | 0 | 0 | 0 | 0 | 0 | 0 | 0 | 1 |  | 6 | 8 | 6 | 7
| 3797 | 159 | 6 | 8 | 5 | 0 | 0 | 1 | 0 | 0 | 0 | 0 | 0 | 0 | 0 | 0 | 1 |  | 6 | 8 | 6 | 7
| 3798 | 159 | 6 | 8 | 6 | 0 | 0 | 1 | 0 | 0 | 0 | 0 | 0 | 0 | 0 | 0 | 1 |  | 6 | 8 | 6 | 7
| 3799 | 159 | 6 | 8 | 7 | 0 | 0 | 1 | 0 | 0 | 0 | 0 | 0 | 0 | 0 | 0 | 1 |  | 6 | 8 | 6 | 7
| 3800 | 159 | 6 | 8 | 8 | 0 | 0 | 1 | 0 | 0 | 0 | 0 | 0 | 0 | 0 | 0 | 1 |  | 6 | 8 | 6 | 7
| 3801 | 159 | 6 | 8 | 9 | 0 | 0 | 1 | 0 | 0 | 0 | 0 | 0 | 0 | 0 | 0 | 1 |  | 6 | 8 | 6 | 7
| 3802 | 159 | 6 | 8 | 10 | 0 | 0 | 1 | 0 | 0 | 0 | 0 | 0 | 0 | 0 | 0 | 1 |  | 6 | 8 | 6 | 7
| 3803 | 159 | 6 | 8 | 11 | 0 | 0 | 1 | 0 | 0 | 0 | 0 | 0 | 0 | 0 | 0 | 1 |  | 6 | 8 | 6 | 7
| 3804 | 159 | 6 | 8 | 12 | 0 | 0 | 1 | 0 | 0 | 0 | 0 | 0 | 0 | 0 | 0 | 1 |  | 6 | 8 | 6 | 7
| 3805 | 159 | 6 | 8 | 13 | 0 | 0 | 1 | 0 | 0 | 0 | 0 | 0 | 0 | 0 | 0 | 1 |  | 6 | 8 | 6 | 7
| 3806 | 159 | 6 | 8 | 14 | 0 | 0 | 1 | 0 | 0 | 0 | 0 | 0 | 0 | 0 | 0 | 1 |  | 6 | 8 | 6 | 7
| 3807 | 159 | 6 | 8 | 15 | 0 | 0 | 1 | 0 | 0 | 0 | 0 | 0 | 0 | 0 | 0 | 1 |  | 6 | 8 | 6 | 7
| 3808 | 159 | 6 | 8 | 16 | 0 | 0 | 1 | 0 | 0 | 0 | 0 | 0 | 0 | 0 | 0 | 1 |  | 6 | 8 | 6 | 7
| 3809 | 159 | 6 | 8 | 17 | 0 | 0 | 1 | 0 | 0 | 0 | 0 | 0 | 0 | 0 | 0 | 1 |  | 6 | 8 | 6 | 7
| 3810 | 159 | 6 | 8 | 18 | 0 | 0 | 1 | 0 | 0 | 0 | 0 | 0 | 0 | 0 | 0 | 1 |  | 6 | 8 | 6 | 7
| 3811 | 159 | 6 | 8 | 19 | 0 | 0 | 1 | 0 | 0 | 0 | 0 | 0 | 0 | 0 | 0 | 1 |  | 6 | 8 | 6 | 7
| 3812 | 159 | 6 | 8 | 20 | 0 | 0 | 1 | 0 | 0 | 0 | 0 | 0 | 0 | 0 | 0 | 1 |  | 6 | 8 | 6 | 7
| 3813 | 159 | 6 | 8 | 21 | 0 | 0 | 1 | 0 | 0 | 0 | 0 | 0 | 0 | 0 | 0 | 1 |  | 6 | 8 | 6 | 7
| 3814 | 159 | 6 | 8 | 22 | 0 | 0 | 1 | 0 | 0 | 0 | 0 | 0 | 0 | 0 | 0 | 1 |  | 6 | 8 | 6 | 7
| 3815 | 159 | 6 | 8 | 23 | 0 | 0 | 1 | 0 | 0 | 0 | 0 | 0 | 0 | 0 | 0 | 1 |  | 6 | 8 | 6 | 7
| 3816 | 159 | 6 | 8 | 24 | 0 | 0 | 1 | 0 | 0 | 0 | 0 | 0 | 0 | 0 | 0 | 1 |  | 6 | 8 | 6 | 7
| 3817 | 160 | 6 | 9 | 1 | 0 | 0 | 1 | 0 | 0 | 0 | 0 | 0 | 0 | 0 | 0 | 1 |  | 6 | 9 | 6 | 8
| 3818 | 160 | 6 | 9 | 2 | 0 | 0 | 1 | 0 | 0 | 0 | 0 | 0 | 0 | 0 | 0 | 1 |  | 6 | 9 | 6 | 8
| 3819 | 160 | 6 | 9 | 3 | 0 | 0 | 1 | 0 | 0 | 0 | 0 | 0 | 0 | 0 | 0 | 1 |  | 6 | 9 | 6 | 8
| 3820 | 160 | 6 | 9 | 4 | 0 | 0 | 1 | 0 | 0 | 0 | 0 | 0 | 0 | 0 | 0 | 1 |  | 6 | 9 | 6 | 8
| 3821 | 160 | 6 | 9 | 5 | 0 | 0 | 1 | 0 | 0 | 0 | 0 | 0 | 0 | 0 | 0 | 1 |  | 6 | 9 | 6 | 8
| 3822 | 160 | 6 | 9 | 6 | 0 | 0 | 1 | 0 | 0 | 0 | 0 | 0 | 0 | 0 | 0 | 1 |  | 6 | 9 | 6 | 8
| 3823 | 160 | 6 | 9 | 7 | 0 | 0 | 1 | 0 | 0 | 0 | 0 | 0 | 0 | 0 | 0 | 1 |  | 6 | 9 | 6 | 8
| 3824 | 160 | 6 | 9 | 8 | 0 | 0 | 1 | 0 | 0 | 0 | 0 | 0 | 0 | 0 | 0 | 1 |  | 6 | 9 | 6 | 8
| 3825 | 160 | 6 | 9 | 9 | 0 | 0 | 1 | 0 | 0 | 0 | 0 | 0 | 0 | 0 | 0 | 1 |  | 6 | 9 | 6 | 8
| 3826 | 160 | 6 | 9 | 10 | 0 | 0 | 1 | 0 | 0 | 0 | 0 | 0 | 0 | 0 | 0 | 1 |  | 6 | 9 | 6 | 8
| 3827 | 160 | 6 | 9 | 11 | 0 | 0 | 1 | 0 | 0 | 0 | 0 | 0 | 0 | 0 | 0 | 1 |  | 6 | 9 | 6 | 8
| 3828 | 160 | 6 | 9 | 12 | 0 | 0 | 1 | 0 | 0 | 0 | 0 | 0 | 0 | 0 | 0 | 1 |  | 6 | 9 | 6 | 8
| 3829 | 160 | 6 | 9 | 13 | 0 | 0 | 1 | 0 | 0 | 0 | 0 | 0 | 0 | 0 | 0 | 1 |  | 6 | 9 | 6 | 8
| 3830 | 160 | 6 | 9 | 14 | 0 | 0 | 1 | 0 | 0 | 0 | 0 | 0 | 0 | 0 | 0 | 1 |  | 6 | 9 | 6 | 8
| 3831 | 160 | 6 | 9 | 15 | 0 | 0 | 1 | 0 | 0 | 0 | 0 | 0 | 0 | 0 | 0 | 1 |  | 6 | 9 | 6 | 8
| 3832 | 160 | 6 | 9 | 16 | 0 | 0 | 1 | 0 | 0 | 0 | 0 | 0 | 0 | 0 | 0 | 1 |  | 6 | 9 | 6 | 8
| 3833 | 160 | 6 | 9 | 17 | 0 | 0 | 1 | 0 | 0 | 0 | 0 | 0 | 0 | 0 | 0 | 1 |  | 6 | 9 | 6 | 8
| 3834 | 160 | 6 | 9 | 18 | 0 | 0 | 1 | 0 | 0 | 0 | 0 | 0 | 0 | 0 | 0 | 1 |  | 6 | 9 | 6 | 8
| 3835 | 160 | 6 | 9 | 19 | 0 | 0 | 1 | 0 | 0 | 0 | 0 | 0 | 0 | 0 | 0 | 1 |  | 6 | 9 | 6 | 8
| 3836 | 160 | 6 | 9 | 20 | 0 | 0 | 1 | 0 | 0 | 0 | 0 | 0 | 0 | 0 | 0 | 1 |  | 6 | 9 | 6 | 8
| 3837 | 160 | 6 | 9 | 21 | 0 | 0 | 1 | 0 | 0 | 0 | 0 | 0 | 0 | 0 | 0 | 1 |  | 6 | 9 | 6 | 8
| 3838 | 160 | 6 | 9 | 22 | 0 | 0 | 1 | 0 | 0 | 0 | 0 | 0 | 0 | 0 | 0 | 1 |  | 6 | 9 | 6 | 8
| 3839 | 160 | 6 | 9 | 23 | 0 | 0 | 1 | 0 | 0 | 0 | 0 | 0 | 0 | 0 | 0 | 1 |  | 6 | 9 | 6 | 8
| 3840 | 160 | 6 | 9 | 24 | 0 | 0 | 1 | 0 | 0 | 0 | 0 | 0 | 0 | 0 | 0 | 1 |  | 6 | 9 | 6 | 8
| 3841 | 161 | 6 | 10 | 1 | 0 | 0 | 1 | 0 | 0 | 0 | 0 | 0 | 0 | 0 | 0 | 1 |  | 6 | 10 | 6 | 9
| 3842 | 161 | 6 | 10 | 2 | 0 | 0 | 1 | 0 | 0 | 0 | 0 | 0 | 0 | 0 | 0 | 1 |  | 6 | 10 | 6 | 9
| 3843 | 161 | 6 | 10 | 3 | 0 | 0 | 1 | 0 | 0 | 0 | 0 | 0 | 0 | 0 | 0 | 1 |  | 6 | 10 | 6 | 9
| 3844 | 161 | 6 | 10 | 4 | 0 | 0 | 1 | 0 | 0 | 0 | 0 | 0 | 0 | 0 | 0 | 1 |  | 6 | 10 | 6 | 9
| 3845 | 161 | 6 | 10 | 5 | 0 | 0 | 1 | 0 | 0 | 0 | 0 | 0 | 0 | 0 | 0 | 1 |  | 6 | 10 | 6 | 9
| 3846 | 161 | 6 | 10 | 6 | 0 | 0 | 1 | 0 | 0 | 0 | 0 | 0 | 0 | 0 | 0 | 1 |  | 6 | 10 | 6 | 9
| 3847 | 161 | 6 | 10 | 7 | 0 | 0 | 1 | 0 | 0 | 0 | 0 | 0 | 0 | 0 | 0 | 1 |  | 6 | 10 | 6 | 9
| 3848 | 161 | 6 | 10 | 8 | 0 | 0 | 1 | 0 | 0 | 0 | 0 | 0 | 0 | 0 | 0 | 1 |  | 6 | 10 | 6 | 9
| 3849 | 161 | 6 | 10 | 9 | 0 | 0 | 1 | 0 | 0 | 0 | 0 | 0 | 0 | 0 | 0 | 1 |  | 6 | 10 | 6 | 9
| 3850 | 161 | 6 | 10 | 10 | 0 | 0 | 1 | 0 | 0 | 0 | 0 | 0 | 0 | 0 | 0 | 1 |  | 6 | 10 | 6 | 9
| 3851 | 161 | 6 | 10 | 11 | 0 | 0 | 1 | 0 | 0 | 0 | 0 | 0 | 0 | 0 | 0 | 1 |  | 6 | 10 | 6 | 9
| 3852 | 161 | 6 | 10 | 12 | 0 | 0 | 1 | 0 | 0 | 0 | 0 | 0 | 0 | 0 | 0 | 1 |  | 6 | 10 | 6 | 9
| 3853 | 161 | 6 | 10 | 13 | 0 | 0 | 1 | 0 | 0 | 0 | 0 | 0 | 0 | 0 | 0 | 1 |  | 6 | 10 | 6 | 9
| 3854 | 161 | 6 | 10 | 14 | 0 | 0 | 1 | 0 | 0 | 0 | 0 | 0 | 0 | 0 | 0 | 1 |  | 6 | 10 | 6 | 9
| 3855 | 161 | 6 | 10 | 15 | 0 | 0 | 1 | 0 | 0 | 0 | 0 | 0 | 0 | 0 | 0 | 1 |  | 6 | 10 | 6 | 9
| 3856 | 161 | 6 | 10 | 16 | 0 | 0 | 1 | 0 | 0 | 0 | 0 | 0 | 0 | 0 | 0 | 1 |  | 6 | 10 | 6 | 9
| 3857 | 161 | 6 | 10 | 17 | 0 | 0 | 1 | 0 | 0 | 0 | 0 | 0 | 0 | 0 | 0 | 1 |  | 6 | 10 | 6 | 9
| 3858 | 161 | 6 | 10 | 18 | 0 | 0 | 1 | 0 | 0 | 0 | 0 | 0 | 0 | 0 | 0 | 1 |  | 6 | 10 | 6 | 9
| 3859 | 161 | 6 | 10 | 19 | 0 | 0 | 1 | 0 | 0 | 0 | 0 | 0 | 0 | 0 | 0 | 1 |  | 6 | 10 | 6 | 9
| 3860 | 161 | 6 | 10 | 20 | 0 | 0 | 1 | 0 | 0 | 0 | 0 | 0 | 0 | 0 | 0 | 1 |  | 6 | 10 | 6 | 9
| 3861 | 161 | 6 | 10 | 21 | 0 | 0 | 1 | 0 | 0 | 0 | 0 | 0 | 0 | 0 | 0 | 1 |  | 6 | 10 | 6 | 9
| 3862 | 161 | 6 | 10 | 22 | 0 | 0 | 1 | 0 | 0 | 0 | 0 | 0 | 0 | 0 | 0 | 1 |  | 6 | 10 | 6 | 9
| 3863 | 161 | 6 | 10 | 23 | 0 | 0 | 1 | 0 | 0 | 0 | 0 | 0 | 0 | 0 | 0 | 1 |  | 6 | 10 | 6 | 9
| 3864 | 161 | 6 | 10 | 24 | 0 | 0 | 1 | 0 | 0 | 0 | 0 | 0 | 0 | 0 | 0 | 1 |  | 6 | 10 | 6 | 9
| 3865 | 162 | 6 | 11 | 1 | 0 | 0 | 0 | 0 | 0 | 0 | 0 | 0 | 0 | 0 | 0 | 1 |  | 6 | 11 | 6 | 10
| 3866 | 162 | 6 | 11 | 2 | 0 | 0 | 0 | 0 | 0 | 0 | 0 | 0 | 0 | 0 | 0 | 1 |  | 6 | 11 | 6 | 10
| 3867 | 162 | 6 | 11 | 3 | 0 | 0 | 0 | 0 | 0 | 0 | 0 | 0 | 0 | 0 | 0 | 1 |  | 6 | 11 | 6 | 10
| 3868 | 162 | 6 | 11 | 4 | 0 | 0 | 0 | 0 | 0 | 0 | 0 | 0 | 0 | 0 | 0 | 1 |  | 6 | 11 | 6 | 10
| 3869 | 162 | 6 | 11 | 5 | 0 | 0 | 0 | 0 | 0 | 0 | 0 | 0 | 0 | 0 | 0 | 1 |  | 6 | 11 | 6 | 10
| 3870 | 162 | 6 | 11 | 6 | 0 | 0 | 0 | 0 | 0 | 0 | 0 | 0 | 0 | 0 | 0 | 1 |  | 6 | 11 | 6 | 10
| 3871 | 162 | 6 | 11 | 7 | 0 | 0 | 0 | 0 | 0 | 0 | 0 | 0 | 0 | 0 | 0 | 1 |  | 6 | 11 | 6 | 10
| 3872 | 162 | 6 | 11 | 8 | 0 | 0 | 0 | 0 | 0 | 0 | 0 | 0 | 0 | 0 | 0 | 1 |  | 6 | 11 | 6 | 10
| 3873 | 162 | 6 | 11 | 9 | 0 | 0 | 0 | 0 | 0 | 0 | 0 | 0 | 0 | 0 | 0 | 1 |  | 6 | 11 | 6 | 10
| 3874 | 162 | 6 | 11 | 10 | 0 | 0 | 0 | 0 | 0 | 0 | 0 | 0 | 0 | 0 | 0 | 1 |  | 6 | 11 | 6 | 10
| 3875 | 162 | 6 | 11 | 11 | 0 | 0 | 0 | 0 | 0 | 0 | 0 | 0 | 0 | 0 | 0 | 1 |  | 6 | 11 | 6 | 10
| 3876 | 162 | 6 | 11 | 12 | 0 | 0 | 0 | 0 | 0 | 0 | 0 | 0 | 0 | 0 | 0 | 1 |  | 6 | 11 | 6 | 10
| 3877 | 162 | 6 | 11 | 13 | 0 | 0 | 0 | 0 | 0 | 0 | 0 | 0 | 0 | 0 | 0 | 1 |  | 6 | 11 | 6 | 10
| 3878 | 162 | 6 | 11 | 14 | 0 | 0 | 0 | 0 | 0 | 0 | 0 | 0 | 0 | 0 | 0 | 1 |  | 6 | 11 | 6 | 10
| 3879 | 162 | 6 | 11 | 15 | 0 | 0 | 0 | 0 | 0 | 0 | 0 | 0 | 0 | 0 | 0 | 1 |  | 6 | 11 | 6 | 10
| 3880 | 162 | 6 | 11 | 16 | 0 | 0 | 0 | 0 | 0 | 0 | 0 | 0 | 0 | 0 | 0 | 1 |  | 6 | 11 | 6 | 10
| 3881 | 162 | 6 | 11 | 17 | 0 | 0 | 0 | 0 | 0 | 0 | 0 | 0 | 0 | 0 | 0 | 1 |  | 6 | 11 | 6 | 10
| 3882 | 162 | 6 | 11 | 18 | 0 | 0 | 0 | 0 | 0 | 0 | 0 | 0 | 0 | 0 | 0 | 1 |  | 6 | 11 | 6 | 10
| 3883 | 162 | 6 | 11 | 19 | 0 | 0 | 0 | 0 | 0 | 0 | 0 | 0 | 0 | 0 | 0 | 1 |  | 6 | 11 | 6 | 10
| 3884 | 162 | 6 | 11 | 20 | 0 | 0 | 0 | 0 | 0 | 0 | 0 | 0 | 0 | 0 | 0 | 1 |  | 6 | 11 | 6 | 10
| 3885 | 162 | 6 | 11 | 21 | 0 | 0 | 0 | 0 | 0 | 0 | 0 | 0 | 0 | 0 | 0 | 1 |  | 6 | 11 | 6 | 10
| 3886 | 162 | 6 | 11 | 22 | 0 | 0 | 0 | 0 | 0 | 0 | 0 | 0 | 0 | 0 | 0 | 1 |  | 6 | 11 | 6 | 10
| 3887 | 162 | 6 | 11 | 23 | 0 | 0 | 0 | 0 | 0 | 0 | 0 | 0 | 0 | 0 | 0 | 1 |  | 6 | 11 | 6 | 10
| 3888 | 162 | 6 | 11 | 24 | 0 | 0 | 0 | 0 | 0 | 0 | 0 | 0 | 0 | 0 | 0 | 1 |  | 6 | 11 | 6 | 10
| 3889 | 163 | 6 | 12 | 1 | 0 | 0 | 0 | 0 | 0 | 0 | 0 | 0 | 0 | 0 | 0 | 1 |  | 6 | 12 | 6 | 11
| 3890 | 163 | 6 | 12 | 2 | 0 | 0 | 0 | 0 | 0 | 0 | 0 | 0 | 0 | 0 | 0 | 1 |  | 6 | 12 | 6 | 11
| 3891 | 163 | 6 | 12 | 3 | 0 | 0 | 0 | 0 | 0 | 0 | 0 | 0 | 0 | 0 | 0 | 1 |  | 6 | 12 | 6 | 11
| 3892 | 163 | 6 | 12 | 4 | 0 | 0 | 0 | 0 | 0 | 0 | 0 | 0 | 0 | 0 | 0 | 1 |  | 6 | 12 | 6 | 11
| 3893 | 163 | 6 | 12 | 5 | 0 | 0 | 0 | 0 | 0 | 0 | 0 | 0 | 0 | 0 | 0 | 1 |  | 6 | 12 | 6 | 11
| 3894 | 163 | 6 | 12 | 6 | 0 | 0 | 0 | 0 | 0 | 0 | 0 | 0 | 0 | 0 | 0 | 1 |  | 6 | 12 | 6 | 11
| 3895 | 163 | 6 | 12 | 7 | 0 | 0 | 0 | 0 | 0 | 0 | 0 | 0 | 0 | 0 | 0 | 1 |  | 6 | 12 | 6 | 11
| 3896 | 163 | 6 | 12 | 8 | 0 | 0 | 0 | 0 | 0 | 0 | 0 | 0 | 0 | 0 | 0 | 1 |  | 6 | 12 | 6 | 11
| 3897 | 163 | 6 | 12 | 9 | 0 | 0 | 0 | 0 | 0 | 0 | 0 | 0 | 0 | 0 | 0 | 1 |  | 6 | 12 | 6 | 11
| 3898 | 163 | 6 | 12 | 10 | 0 | 0 | 0 | 0 | 0 | 0 | 0 | 0 | 0 | 0 | 0 | 1 |  | 6 | 12 | 6 | 11
| 3899 | 163 | 6 | 12 | 11 | 0 | 0 | 0 | 0 | 0 | 0 | 0 | 0 | 0 | 0 | 0 | 1 |  | 6 | 12 | 6 | 11
| 3900 | 163 | 6 | 12 | 12 | 0 | 0 | 0 | 0 | 0 | 0 | 0 | 0 | 0 | 0 | 0 | 1 |  | 6 | 12 | 6 | 11
| 3901 | 163 | 6 | 12 | 13 | 0 | 0 | 0 | 0 | 0 | 0 | 0 | 0 | 0 | 0 | 0 | 1 |  | 6 | 12 | 6 | 11
| 3902 | 163 | 6 | 12 | 14 | 0 | 0 | 0 | 0 | 0 | 0 | 0 | 0 | 0 | 0 | 0 | 1 |  | 6 | 12 | 6 | 11
| 3903 | 163 | 6 | 12 | 15 | 0 | 0 | 0 | 0 | 0 | 0 | 0 | 0 | 0 | 0 | 0 | 1 |  | 6 | 12 | 6 | 11
| 3904 | 163 | 6 | 12 | 16 | 0 | 0 | 0 | 0 | 0 | 0 | 0 | 0 | 0 | 0 | 0 | 1 |  | 6 | 12 | 6 | 11
| 3905 | 163 | 6 | 12 | 17 | 0 | 0 | 0 | 0 | 0 | 0 | 0 | 0 | 0 | 0 | 0 | 1 |  | 6 | 12 | 6 | 11
| 3906 | 163 | 6 | 12 | 18 | 0 | 0 | 0 | 0 | 0 | 0 | 0 | 0 | 0 | 0 | 0 | 1 |  | 6 | 12 | 6 | 11
| 3907 | 163 | 6 | 12 | 19 | 0 | 0 | 0 | 0 | 0 | 0 | 0 | 0 | 0 | 0 | 0 | 1 |  | 6 | 12 | 6 | 11
| 3908 | 163 | 6 | 12 | 20 | 0 | 0 | 0 | 0 | 0 | 0 | 0 | 0 | 0 | 0 | 0 | 1 |  | 6 | 12 | 6 | 11
| 3909 | 163 | 6 | 12 | 21 | 0 | 0 | 0 | 0 | 0 | 0 | 0 | 0 | 0 | 0 | 0 | 1 |  | 6 | 12 | 6 | 11
| 3910 | 163 | 6 | 12 | 22 | 0 | 0 | 0 | 0 | 0 | 0 | 0 | 0 | 0 | 0 | 0 | 1 |  | 6 | 12 | 6 | 11
| 3911 | 163 | 6 | 12 | 23 | 0 | 0 | 0 | 0 | 0 | 0 | 0 | 0 | 0 | 0 | 0 | 1 |  | 6 | 12 | 6 | 11
| 3912 | 163 | 6 | 12 | 24 | 0 | 0 | 0 | 0 | 0 | 0 | 0 | 0 | 0 | 0 | 0 | 1 |  | 6 | 12 | 6 | 11
| 3913 | 164 | 6 | 13 | 1 | 0 | 0 | 1 | 0 | 0 | 0 | 0 | 0 | 0 | 0 | 0 | 1 |  | 6 | 13 | 6 | 12
| 3914 | 164 | 6 | 13 | 2 | 0 | 0 | 1 | 0 | 0 | 0 | 0 | 0 | 0 | 0 | 0 | 1 |  | 6 | 13 | 6 | 12
| 3915 | 164 | 6 | 13 | 3 | 0 | 0 | 1 | 0 | 0 | 0 | 0 | 0 | 0 | 0 | 0 | 1 |  | 6 | 13 | 6 | 12
| 3916 | 164 | 6 | 13 | 4 | 0 | 0 | 1 | 0 | 0 | 0 | 0 | 0 | 0 | 0 | 0 | 1 |  | 6 | 13 | 6 | 12
| 3917 | 164 | 6 | 13 | 5 | 0 | 0 | 1 | 0 | 0 | 0 | 0 | 0 | 0 | 0 | 0 | 1 |  | 6 | 13 | 6 | 12
| 3918 | 164 | 6 | 13 | 6 | 0 | 0 | 1 | 0 | 0 | 0 | 0 | 0 | 0 | 0 | 0 | 1 |  | 6 | 13 | 6 | 12
| 3919 | 164 | 6 | 13 | 7 | 0 | 0 | 1 | 0 | 0 | 0 | 0 | 0 | 0 | 0 | 0 | 1 |  | 6 | 13 | 6 | 12
| 3920 | 164 | 6 | 13 | 8 | 0 | 0 | 1 | 0 | 0 | 0 | 0 | 0 | 0 | 0 | 0 | 1 |  | 6 | 13 | 6 | 12
| 3921 | 164 | 6 | 13 | 9 | 0 | 0 | 1 | 0 | 0 | 0 | 0 | 0 | 0 | 0 | 0 | 1 |  | 6 | 13 | 6 | 12
| 3922 | 164 | 6 | 13 | 10 | 0 | 0 | 1 | 0 | 0 | 0 | 0 | 0 | 0 | 0 | 0 | 1 |  | 6 | 13 | 6 | 12
| 3923 | 164 | 6 | 13 | 11 | 0 | 0 | 1 | 0 | 0 | 0 | 0 | 0 | 0 | 0 | 0 | 1 |  | 6 | 13 | 6 | 12
| 3924 | 164 | 6 | 13 | 12 | 0 | 0 | 1 | 0 | 0 | 0 | 0 | 0 | 0 | 0 | 0 | 1 |  | 6 | 13 | 6 | 12
| 3925 | 164 | 6 | 13 | 13 | 0 | 0 | 1 | 0 | 0 | 0 | 0 | 0 | 0 | 0 | 0 | 1 |  | 6 | 13 | 6 | 12
| 3926 | 164 | 6 | 13 | 14 | 0 | 0 | 1 | 0 | 0 | 0 | 0 | 0 | 0 | 0 | 0 | 1 |  | 6 | 13 | 6 | 12
| 3927 | 164 | 6 | 13 | 15 | 0 | 0 | 1 | 0 | 0 | 0 | 0 | 0 | 0 | 0 | 0 | 1 |  | 6 | 13 | 6 | 12
| 3928 | 164 | 6 | 13 | 16 | 0 | 0 | 1 | 0 | 0 | 0 | 0 | 0 | 0 | 0 | 0 | 1 |  | 6 | 13 | 6 | 12
| 3929 | 164 | 6 | 13 | 17 | 0 | 0 | 1 | 0 | 0 | 0 | 0 | 0 | 0 | 0 | 0 | 1 |  | 6 | 13 | 6 | 12
| 3930 | 164 | 6 | 13 | 18 | 0 | 0 | 1 | 0 | 0 | 0 | 0 | 0 | 0 | 0 | 0 | 1 |  | 6 | 13 | 6 | 12
| 3931 | 164 | 6 | 13 | 19 | 0 | 0 | 1 | 0 | 0 | 0 | 0 | 0 | 0 | 0 | 0 | 1 |  | 6 | 13 | 6 | 12
| 3932 | 164 | 6 | 13 | 20 | 0 | 0 | 1 | 0 | 0 | 0 | 0 | 0 | 0 | 0 | 0 | 1 |  | 6 | 13 | 6 | 12
| 3933 | 164 | 6 | 13 | 21 | 0 | 0 | 1 | 0 | 0 | 0 | 0 | 0 | 0 | 0 | 0 | 1 |  | 6 | 13 | 6 | 12
| 3934 | 164 | 6 | 13 | 22 | 0 | 0 | 1 | 0 | 0 | 0 | 0 | 0 | 0 | 0 | 0 | 1 |  | 6 | 13 | 6 | 12
| 3935 | 164 | 6 | 13 | 23 | 0 | 0 | 1 | 0 | 0 | 0 | 0 | 0 | 0 | 0 | 0 | 1 |  | 6 | 13 | 6 | 12
| 3936 | 164 | 6 | 13 | 24 | 0 | 0 | 1 | 0 | 0 | 0 | 0 | 0 | 0 | 0 | 0 | 1 |  | 6 | 13 | 6 | 12
| 3937 | 165 | 6 | 14 | 1 | 0 | 0 | 1 | 0 | 0 | 0 | 0 | 0 | 0 | 0 | 0 | 1 |  | 6 | 14 | 6 | 13
| 3938 | 165 | 6 | 14 | 2 | 0 | 0 | 1 | 0 | 0 | 0 | 0 | 0 | 0 | 0 | 0 | 1 |  | 6 | 14 | 6 | 13
| 3939 | 165 | 6 | 14 | 3 | 0 | 0 | 1 | 0 | 0 | 0 | 0 | 0 | 0 | 0 | 0 | 1 |  | 6 | 14 | 6 | 13
| 3940 | 165 | 6 | 14 | 4 | 0 | 0 | 1 | 0 | 0 | 0 | 0 | 0 | 0 | 0 | 0 | 1 |  | 6 | 14 | 6 | 13
| 3941 | 165 | 6 | 14 | 5 | 0 | 0 | 1 | 0 | 0 | 0 | 0 | 0 | 0 | 0 | 0 | 1 |  | 6 | 14 | 6 | 13
| 3942 | 165 | 6 | 14 | 6 | 0 | 0 | 1 | 0 | 0 | 0 | 0 | 0 | 0 | 0 | 0 | 1 |  | 6 | 14 | 6 | 13
| 3943 | 165 | 6 | 14 | 7 | 0 | 0 | 1 | 0 | 0 | 0 | 0 | 0 | 0 | 0 | 0 | 1 |  | 6 | 14 | 6 | 13
| 3944 | 165 | 6 | 14 | 8 | 0 | 0 | 1 | 0 | 0 | 0 | 0 | 0 | 0 | 0 | 0 | 1 |  | 6 | 14 | 6 | 13
| 3945 | 165 | 6 | 14 | 9 | 0 | 0 | 1 | 0 | 0 | 0 | 0 | 0 | 0 | 0 | 0 | 1 |  | 6 | 14 | 6 | 13
| 3946 | 165 | 6 | 14 | 10 | 0 | 0 | 1 | 0 | 0 | 0 | 0 | 0 | 0 | 0 | 0 | 1 |  | 6 | 14 | 6 | 13
| 3947 | 165 | 6 | 14 | 11 | 0 | 0 | 1 | 0 | 0 | 0 | 0 | 0 | 0 | 0 | 0 | 1 |  | 6 | 14 | 6 | 13
| 3948 | 165 | 6 | 14 | 12 | 0 | 0 | 1 | 0 | 0 | 0 | 0 | 0 | 0 | 0 | 0 | 1 |  | 6 | 14 | 6 | 13
| 3949 | 165 | 6 | 14 | 13 | 0 | 0 | 1 | 0 | 0 | 0 | 0 | 0 | 0 | 0 | 0 | 1 |  | 6 | 14 | 6 | 13
| 3950 | 165 | 6 | 14 | 14 | 0 | 0 | 1 | 0 | 0 | 0 | 0 | 0 | 0 | 0 | 0 | 1 |  | 6 | 14 | 6 | 13
| 3951 | 165 | 6 | 14 | 15 | 0 | 0 | 1 | 0 | 0 | 0 | 0 | 0 | 0 | 0 | 0 | 1 |  | 6 | 14 | 6 | 13
| 3952 | 165 | 6 | 14 | 16 | 0 | 0 | 1 | 0 | 0 | 0 | 0 | 0 | 0 | 0 | 0 | 1 |  | 6 | 14 | 6 | 13
| 3953 | 165 | 6 | 14 | 17 | 0 | 0 | 1 | 0 | 0 | 0 | 0 | 0 | 0 | 0 | 0 | 1 |  | 6 | 14 | 6 | 13
| 3954 | 165 | 6 | 14 | 18 | 0 | 0 | 1 | 0 | 0 | 0 | 0 | 0 | 0 | 0 | 0 | 1 |  | 6 | 14 | 6 | 13
| 3955 | 165 | 6 | 14 | 19 | 0 | 0 | 1 | 0 | 0 | 0 | 0 | 0 | 0 | 0 | 0 | 1 |  | 6 | 14 | 6 | 13
| 3956 | 165 | 6 | 14 | 20 | 0 | 0 | 1 | 0 | 0 | 0 | 0 | 0 | 0 | 0 | 0 | 1 |  | 6 | 14 | 6 | 13
| 3957 | 165 | 6 | 14 | 21 | 0 | 0 | 1 | 0 | 0 | 0 | 0 | 0 | 0 | 0 | 0 | 1 |  | 6 | 14 | 6 | 13
| 3958 | 165 | 6 | 14 | 22 | 0 | 0 | 1 | 0 | 0 | 0 | 0 | 0 | 0 | 0 | 0 | 1 |  | 6 | 14 | 6 | 13
| 3959 | 165 | 6 | 14 | 23 | 0 | 0 | 1 | 0 | 0 | 0 | 0 | 0 | 0 | 0 | 0 | 1 |  | 6 | 14 | 6 | 13
| 3960 | 165 | 6 | 14 | 24 | 0 | 0 | 1 | 0 | 0 | 0 | 0 | 0 | 0 | 0 | 0 | 1 |  | 6 | 14 | 6 | 13
| 3961 | 166 | 6 | 15 | 1 | 0 | 0 | 1 | 0 | 0 | 0 | 0 | 0 | 0 | 0 | 0 | 1 |  | 6 | 15 | 6 | 14
| 3962 | 166 | 6 | 15 | 2 | 0 | 0 | 1 | 0 | 0 | 0 | 0 | 0 | 0 | 0 | 0 | 1 |  | 6 | 15 | 6 | 14
| 3963 | 166 | 6 | 15 | 3 | 0 | 0 | 1 | 0 | 0 | 0 | 0 | 0 | 0 | 0 | 0 | 1 |  | 6 | 15 | 6 | 14
| 3964 | 166 | 6 | 15 | 4 | 0 | 0 | 1 | 0 | 0 | 0 | 0 | 0 | 0 | 0 | 0 | 1 |  | 6 | 15 | 6 | 14
| 3965 | 166 | 6 | 15 | 5 | 0 | 0 | 1 | 0 | 0 | 0 | 0 | 0 | 0 | 0 | 0 | 1 |  | 6 | 15 | 6 | 14
| 3966 | 166 | 6 | 15 | 6 | 0 | 0 | 1 | 0 | 0 | 0 | 0 | 0 | 0 | 0 | 0 | 1 |  | 6 | 15 | 6 | 14
| 3967 | 166 | 6 | 15 | 7 | 0 | 0 | 1 | 0 | 0 | 0 | 0 | 0 | 0 | 0 | 0 | 1 |  | 6 | 15 | 6 | 14
| 3968 | 166 | 6 | 15 | 8 | 0 | 0 | 1 | 0 | 0 | 0 | 0 | 0 | 0 | 0 | 0 | 1 |  | 6 | 15 | 6 | 14
| 3969 | 166 | 6 | 15 | 9 | 0 | 0 | 1 | 0 | 0 | 0 | 0 | 0 | 0 | 0 | 0 | 1 |  | 6 | 15 | 6 | 14
| 3970 | 166 | 6 | 15 | 10 | 0 | 0 | 1 | 0 | 0 | 0 | 0 | 0 | 0 | 0 | 0 | 1 |  | 6 | 15 | 6 | 14
| 3971 | 166 | 6 | 15 | 11 | 0 | 0 | 1 | 0 | 0 | 0 | 0 | 0 | 0 | 0 | 0 | 1 |  | 6 | 15 | 6 | 14
| 3972 | 166 | 6 | 15 | 12 | 0 | 0 | 1 | 0 | 0 | 0 | 0 | 0 | 0 | 0 | 0 | 1 |  | 6 | 15 | 6 | 14
| 3973 | 166 | 6 | 15 | 13 | 0 | 0 | 1 | 0 | 0 | 0 | 0 | 0 | 0 | 0 | 0 | 1 |  | 6 | 15 | 6 | 14
| 3974 | 166 | 6 | 15 | 14 | 0 | 0 | 1 | 0 | 0 | 0 | 0 | 0 | 0 | 0 | 0 | 1 |  | 6 | 15 | 6 | 14
| 3975 | 166 | 6 | 15 | 15 | 0 | 0 | 1 | 0 | 0 | 0 | 0 | 0 | 0 | 0 | 0 | 1 |  | 6 | 15 | 6 | 14
| 3976 | 166 | 6 | 15 | 16 | 0 | 0 | 1 | 0 | 0 | 0 | 0 | 0 | 0 | 0 | 0 | 1 |  | 6 | 15 | 6 | 14
| 3977 | 166 | 6 | 15 | 17 | 0 | 0 | 1 | 0 | 0 | 0 | 0 | 0 | 0 | 0 | 0 | 1 |  | 6 | 15 | 6 | 14
| 3978 | 166 | 6 | 15 | 18 | 0 | 0 | 1 | 0 | 0 | 0 | 0 | 0 | 0 | 0 | 0 | 1 |  | 6 | 15 | 6 | 14
| 3979 | 166 | 6 | 15 | 19 | 0 | 0 | 1 | 0 | 0 | 0 | 0 | 0 | 0 | 0 | 0 | 1 |  | 6 | 15 | 6 | 14
| 3980 | 166 | 6 | 15 | 20 | 0 | 0 | 1 | 0 | 0 | 0 | 0 | 0 | 0 | 0 | 0 | 1 |  | 6 | 15 | 6 | 14
| 3981 | 166 | 6 | 15 | 21 | 0 | 0 | 1 | 0 | 0 | 0 | 0 | 0 | 0 | 0 | 0 | 1 |  | 6 | 15 | 6 | 14
| 3982 | 166 | 6 | 15 | 22 | 0 | 0 | 1 | 0 | 0 | 0 | 0 | 0 | 0 | 0 | 0 | 1 |  | 6 | 15 | 6 | 14
| 3983 | 166 | 6 | 15 | 23 | 0 | 0 | 1 | 0 | 0 | 0 | 0 | 0 | 0 | 0 | 0 | 1 |  | 6 | 15 | 6 | 14
| 3984 | 166 | 6 | 15 | 24 | 0 | 0 | 1 | 0 | 0 | 0 | 0 | 0 | 0 | 0 | 0 | 1 |  | 6 | 15 | 6 | 14
| 3985 | 167 | 6 | 16 | 1 | 0 | 0 | 1 | 0 | 0 | 0 | 0 | 0 | 0 | 0 | 0 | 1 |  | 6 | 16 | 6 | 15
| 3986 | 167 | 6 | 16 | 2 | 0 | 0 | 1 | 0 | 0 | 0 | 0 | 0 | 0 | 0 | 0 | 1 |  | 6 | 16 | 6 | 15
| 3987 | 167 | 6 | 16 | 3 | 0 | 0 | 1 | 0 | 0 | 0 | 0 | 0 | 0 | 0 | 0 | 1 |  | 6 | 16 | 6 | 15
| 3988 | 167 | 6 | 16 | 4 | 0 | 0 | 1 | 0 | 0 | 0 | 0 | 0 | 0 | 0 | 0 | 1 |  | 6 | 16 | 6 | 15
| 3989 | 167 | 6 | 16 | 5 | 0 | 0 | 1 | 0 | 0 | 0 | 0 | 0 | 0 | 0 | 0 | 1 |  | 6 | 16 | 6 | 15
| 3990 | 167 | 6 | 16 | 6 | 0 | 0 | 1 | 0 | 0 | 0 | 0 | 0 | 0 | 0 | 0 | 1 |  | 6 | 16 | 6 | 15
| 3991 | 167 | 6 | 16 | 7 | 0 | 0 | 1 | 0 | 0 | 0 | 0 | 0 | 0 | 0 | 0 | 1 |  | 6 | 16 | 6 | 15
| 3992 | 167 | 6 | 16 | 8 | 0 | 0 | 1 | 0 | 0 | 0 | 0 | 0 | 0 | 0 | 0 | 1 |  | 6 | 16 | 6 | 15
| 3993 | 167 | 6 | 16 | 9 | 0 | 0 | 1 | 0 | 0 | 0 | 0 | 0 | 0 | 0 | 0 | 1 |  | 6 | 16 | 6 | 15
| 3994 | 167 | 6 | 16 | 10 | 0 | 0 | 1 | 0 | 0 | 0 | 0 | 0 | 0 | 0 | 0 | 1 |  | 6 | 16 | 6 | 15
| 3995 | 167 | 6 | 16 | 11 | 0 | 0 | 1 | 0 | 0 | 0 | 0 | 0 | 0 | 0 | 0 | 1 |  | 6 | 16 | 6 | 15
| 3996 | 167 | 6 | 16 | 12 | 0 | 0 | 1 | 0 | 0 | 0 | 0 | 0 | 0 | 0 | 0 | 1 |  | 6 | 16 | 6 | 15
| 3997 | 167 | 6 | 16 | 13 | 0 | 0 | 1 | 0 | 0 | 0 | 0 | 0 | 0 | 0 | 0 | 1 |  | 6 | 16 | 6 | 15
| 3998 | 167 | 6 | 16 | 14 | 0 | 0 | 1 | 0 | 0 | 0 | 0 | 0 | 0 | 0 | 0 | 1 |  | 6 | 16 | 6 | 15
| 3999 | 167 | 6 | 16 | 15 | 0 | 0 | 1 | 0 | 0 | 0 | 0 | 0 | 0 | 0 | 0 | 1 |  | 6 | 16 | 6 | 15
| 4000 | 167 | 6 | 16 | 16 | 0 | 0 | 1 | 0 | 0 | 0 | 0 | 0 | 0 | 0 | 0 | 1 |  | 6 | 16 | 6 | 15
| 4001 | 167 | 6 | 16 | 17 | 0 | 0 | 1 | 0 | 0 | 0 | 0 | 0 | 0 | 0 | 0 | 1 |  | 6 | 16 | 6 | 15
| 4002 | 167 | 6 | 16 | 18 | 0 | 0 | 1 | 0 | 0 | 0 | 0 | 0 | 0 | 0 | 0 | 1 |  | 6 | 16 | 6 | 15
| 4003 | 167 | 6 | 16 | 19 | 0 | 0 | 1 | 0 | 0 | 0 | 0 | 0 | 0 | 0 | 0 | 1 |  | 6 | 16 | 6 | 15
| 4004 | 167 | 6 | 16 | 20 | 0 | 0 | 1 | 0 | 0 | 0 | 0 | 0 | 0 | 0 | 0 | 1 |  | 6 | 16 | 6 | 15
| 4005 | 167 | 6 | 16 | 21 | 0 | 0 | 1 | 0 | 0 | 0 | 0 | 0 | 0 | 0 | 0 | 1 |  | 6 | 16 | 6 | 15
| 4006 | 167 | 6 | 16 | 22 | 0 | 0 | 1 | 0 | 0 | 0 | 0 | 0 | 0 | 0 | 0 | 1 |  | 6 | 16 | 6 | 15
| 4007 | 167 | 6 | 16 | 23 | 0 | 0 | 1 | 0 | 0 | 0 | 0 | 0 | 0 | 0 | 0 | 1 |  | 6 | 16 | 6 | 15
| 4008 | 167 | 6 | 16 | 24 | 0 | 0 | 1 | 0 | 0 | 0 | 0 | 0 | 0 | 0 | 0 | 1 |  | 6 | 16 | 6 | 15
| 4009 | 168 | 6 | 17 | 1 | 0 | 0 | 1 | 0 | 0 | 0 | 0 | 0 | 0 | 0 | 0 | 1 |  | 6 | 17 | 6 | 16
| 4010 | 168 | 6 | 17 | 2 | 0 | 0 | 1 | 0 | 0 | 0 | 0 | 0 | 0 | 0 | 0 | 1 |  | 6 | 17 | 6 | 16
| 4011 | 168 | 6 | 17 | 3 | 0 | 0 | 1 | 0 | 0 | 0 | 0 | 0 | 0 | 0 | 0 | 1 |  | 6 | 17 | 6 | 16
| 4012 | 168 | 6 | 17 | 4 | 0 | 0 | 1 | 0 | 0 | 0 | 0 | 0 | 0 | 0 | 0 | 1 |  | 6 | 17 | 6 | 16
| 4013 | 168 | 6 | 17 | 5 | 0 | 0 | 1 | 0 | 0 | 0 | 0 | 0 | 0 | 0 | 0 | 1 |  | 6 | 17 | 6 | 16
| 4014 | 168 | 6 | 17 | 6 | 0 | 0 | 1 | 0 | 0 | 0 | 0 | 0 | 0 | 0 | 0 | 1 |  | 6 | 17 | 6 | 16
| 4015 | 168 | 6 | 17 | 7 | 0 | 0 | 1 | 0 | 0 | 0 | 0 | 0 | 0 | 0 | 0 | 1 |  | 6 | 17 | 6 | 16
| 4016 | 168 | 6 | 17 | 8 | 0 | 0 | 1 | 0 | 0 | 0 | 0 | 0 | 0 | 0 | 0 | 1 |  | 6 | 17 | 6 | 16
| 4017 | 168 | 6 | 17 | 9 | 0 | 0 | 1 | 0 | 0 | 0 | 0 | 0 | 0 | 0 | 0 | 1 |  | 6 | 17 | 6 | 16
| 4018 | 168 | 6 | 17 | 10 | 0 | 0 | 1 | 0 | 0 | 0 | 0 | 0 | 0 | 0 | 0 | 1 |  | 6 | 17 | 6 | 16
| 4019 | 168 | 6 | 17 | 11 | 0 | 0 | 1 | 0 | 0 | 0 | 0 | 0 | 0 | 0 | 0 | 1 |  | 6 | 17 | 6 | 16
| 4020 | 168 | 6 | 17 | 12 | 0 | 0 | 1 | 0 | 0 | 0 | 0 | 0 | 0 | 0 | 0 | 1 |  | 6 | 17 | 6 | 16
| 4021 | 168 | 6 | 17 | 13 | 0 | 0 | 1 | 0 | 0 | 0 | 0 | 0 | 0 | 0 | 0 | 1 |  | 6 | 17 | 6 | 16
| 4022 | 168 | 6 | 17 | 14 | 0 | 0 | 1 | 0 | 0 | 0 | 0 | 0 | 0 | 0 | 0 | 1 |  | 6 | 17 | 6 | 16
| 4023 | 168 | 6 | 17 | 15 | 0 | 0 | 1 | 0 | 0 | 0 | 0 | 0 | 0 | 0 | 0 | 1 |  | 6 | 17 | 6 | 16
| 4024 | 168 | 6 | 17 | 16 | 0 | 0 | 1 | 0 | 0 | 0 | 0 | 0 | 0 | 0 | 0 | 1 |  | 6 | 17 | 6 | 16
| 4025 | 168 | 6 | 17 | 17 | 0 | 0 | 1 | 0 | 0 | 0 | 0 | 0 | 0 | 0 | 0 | 1 |  | 6 | 17 | 6 | 16
| 4026 | 168 | 6 | 17 | 18 | 0 | 0 | 1 | 0 | 0 | 0 | 0 | 0 | 0 | 0 | 0 | 1 |  | 6 | 17 | 6 | 16
| 4027 | 168 | 6 | 17 | 19 | 0 | 0 | 1 | 0 | 0 | 0 | 0 | 0 | 0 | 0 | 0 | 1 |  | 6 | 17 | 6 | 16
| 4028 | 168 | 6 | 17 | 20 | 0 | 0 | 1 | 0 | 0 | 0 | 0 | 0 | 0 | 0 | 0 | 1 |  | 6 | 17 | 6 | 16
| 4029 | 168 | 6 | 17 | 21 | 0 | 0 | 1 | 0 | 0 | 0 | 0 | 0 | 0 | 0 | 0 | 1 |  | 6 | 17 | 6 | 16
| 4030 | 168 | 6 | 17 | 22 | 0 | 0 | 1 | 0 | 0 | 0 | 0 | 0 | 0 | 0 | 0 | 1 |  | 6 | 17 | 6 | 16
| 4031 | 168 | 6 | 17 | 23 | 0 | 0 | 1 | 0 | 0 | 0 | 0 | 0 | 0 | 0 | 0 | 1 |  | 6 | 17 | 6 | 16
| 4032 | 168 | 6 | 17 | 24 | 0 | 0 | 1 | 0 | 0 | 0 | 0 | 0 | 0 | 0 | 0 | 1 |  | 6 | 17 | 6 | 16
| 4033 | 169 | 6 | 18 | 1 | 0 | 0 | 0 | 0 | 0 | 0 | 0 | 0 | 0 | 0 | 0 | 1 |  | 6 | 18 | 6 | 17
| 4034 | 169 | 6 | 18 | 2 | 0 | 0 | 0 | 0 | 0 | 0 | 0 | 0 | 0 | 0 | 0 | 1 |  | 6 | 18 | 6 | 17
| 4035 | 169 | 6 | 18 | 3 | 0 | 0 | 0 | 0 | 0 | 0 | 0 | 0 | 0 | 0 | 0 | 1 |  | 6 | 18 | 6 | 17
| 4036 | 169 | 6 | 18 | 4 | 0 | 0 | 0 | 0 | 0 | 0 | 0 | 0 | 0 | 0 | 0 | 1 |  | 6 | 18 | 6 | 17
| 4037 | 169 | 6 | 18 | 5 | 0 | 0 | 0 | 0 | 0 | 0 | 0 | 0 | 0 | 0 | 0 | 1 |  | 6 | 18 | 6 | 17
| 4038 | 169 | 6 | 18 | 6 | 0 | 0 | 0 | 0 | 0 | 0 | 0 | 0 | 0 | 0 | 0 | 1 |  | 6 | 18 | 6 | 17
| 4039 | 169 | 6 | 18 | 7 | 0 | 0 | 0 | 0 | 0 | 0 | 0 | 0 | 0 | 0 | 0 | 1 |  | 6 | 18 | 6 | 17
| 4040 | 169 | 6 | 18 | 8 | 0 | 0 | 0 | 0 | 0 | 0 | 0 | 0 | 0 | 0 | 0 | 1 |  | 6 | 18 | 6 | 17
| 4041 | 169 | 6 | 18 | 9 | 0 | 0 | 0 | 0 | 0 | 0 | 0 | 0 | 0 | 0 | 0 | 1 |  | 6 | 18 | 6 | 17
| 4042 | 169 | 6 | 18 | 10 | 0 | 0 | 0 | 0 | 0 | 0 | 0 | 0 | 0 | 0 | 0 | 1 |  | 6 | 18 | 6 | 17
| 4043 | 169 | 6 | 18 | 11 | 0 | 0 | 0 | 0 | 0 | 0 | 0 | 0 | 0 | 0 | 0 | 1 |  | 6 | 18 | 6 | 17
| 4044 | 169 | 6 | 18 | 12 | 0 | 0 | 0 | 0 | 0 | 0 | 0 | 0 | 0 | 0 | 0 | 1 |  | 6 | 18 | 6 | 17
| 4045 | 169 | 6 | 18 | 13 | 0 | 0 | 0 | 0 | 0 | 0 | 0 | 0 | 0 | 0 | 0 | 1 |  | 6 | 18 | 6 | 17
| 4046 | 169 | 6 | 18 | 14 | 0 | 0 | 0 | 0 | 0 | 0 | 0 | 0 | 0 | 0 | 0 | 1 |  | 6 | 18 | 6 | 17
| 4047 | 169 | 6 | 18 | 15 | 0 | 0 | 0 | 0 | 0 | 0 | 0 | 0 | 0 | 0 | 0 | 1 |  | 6 | 18 | 6 | 17
| 4048 | 169 | 6 | 18 | 16 | 0 | 0 | 0 | 0 | 0 | 0 | 0 | 0 | 0 | 0 | 0 | 1 |  | 6 | 18 | 6 | 17
| 4049 | 169 | 6 | 18 | 17 | 0 | 0 | 0 | 0 | 0 | 0 | 0 | 0 | 0 | 0 | 0 | 1 |  | 6 | 18 | 6 | 17
| 4050 | 169 | 6 | 18 | 18 | 0 | 0 | 0 | 0 | 0 | 0 | 0 | 0 | 0 | 0 | 0 | 1 |  | 6 | 18 | 6 | 17
| 4051 | 169 | 6 | 18 | 19 | 0 | 0 | 0 | 0 | 0 | 0 | 0 | 0 | 0 | 0 | 0 | 1 |  | 6 | 18 | 6 | 17
| 4052 | 169 | 6 | 18 | 20 | 0 | 0 | 0 | 0 | 0 | 0 | 0 | 0 | 0 | 0 | 0 | 1 |  | 6 | 18 | 6 | 17
| 4053 | 169 | 6 | 18 | 21 | 0 | 0 | 0 | 0 | 0 | 0 | 0 | 0 | 0 | 0 | 0 | 1 |  | 6 | 18 | 6 | 17
| 4054 | 169 | 6 | 18 | 22 | 0 | 0 | 0 | 0 | 0 | 0 | 0 | 0 | 0 | 0 | 0 | 1 |  | 6 | 18 | 6 | 17
| 4055 | 169 | 6 | 18 | 23 | 0 | 0 | 0 | 0 | 0 | 0 | 0 | 0 | 0 | 0 | 0 | 1 |  | 6 | 18 | 6 | 17
| 4056 | 169 | 6 | 18 | 24 | 0 | 0 | 0 | 0 | 0 | 0 | 0 | 0 | 0 | 0 | 0 | 1 |  | 6 | 18 | 6 | 17
| 4057 | 170 | 6 | 19 | 1 | 0 | 0 | 0 | 0 | 0 | 0 | 0 | 0 | 0 | 0 | 0 | 1 |  | 6 | 19 | 6 | 18
| 4058 | 170 | 6 | 19 | 2 | 0 | 0 | 0 | 0 | 0 | 0 | 0 | 0 | 0 | 0 | 0 | 1 |  | 6 | 19 | 6 | 18
| 4059 | 170 | 6 | 19 | 3 | 0 | 0 | 0 | 0 | 0 | 0 | 0 | 0 | 0 | 0 | 0 | 1 |  | 6 | 19 | 6 | 18
| 4060 | 170 | 6 | 19 | 4 | 0 | 0 | 0 | 0 | 0 | 0 | 0 | 0 | 0 | 0 | 0 | 1 |  | 6 | 19 | 6 | 18
| 4061 | 170 | 6 | 19 | 5 | 0 | 0 | 0 | 0 | 0 | 0 | 0 | 0 | 0 | 0 | 0 | 1 |  | 6 | 19 | 6 | 18
| 4062 | 170 | 6 | 19 | 6 | 0 | 0 | 0 | 0 | 0 | 0 | 0 | 0 | 0 | 0 | 0 | 1 |  | 6 | 19 | 6 | 18
| 4063 | 170 | 6 | 19 | 7 | 0 | 0 | 0 | 0 | 0 | 0 | 0 | 0 | 0 | 0 | 0 | 1 |  | 6 | 19 | 6 | 18
| 4064 | 170 | 6 | 19 | 8 | 0 | 0 | 0 | 0 | 0 | 0 | 0 | 0 | 0 | 0 | 0 | 1 |  | 6 | 19 | 6 | 18
| 4065 | 170 | 6 | 19 | 9 | 0 | 0 | 0 | 0 | 0 | 0 | 0 | 0 | 0 | 0 | 0 | 1 |  | 6 | 19 | 6 | 18
| 4066 | 170 | 6 | 19 | 10 | 0 | 0 | 0 | 0 | 0 | 0 | 0 | 0 | 0 | 0 | 0 | 1 |  | 6 | 19 | 6 | 18
| 4067 | 170 | 6 | 19 | 11 | 0 | 0 | 0 | 0 | 0 | 0 | 0 | 0 | 0 | 0 | 0 | 1 |  | 6 | 19 | 6 | 18
| 4068 | 170 | 6 | 19 | 12 | 0 | 0 | 0 | 0 | 0 | 0 | 0 | 0 | 0 | 0 | 0 | 1 |  | 6 | 19 | 6 | 18
| 4069 | 170 | 6 | 19 | 13 | 0 | 0 | 0 | 0 | 0 | 0 | 0 | 0 | 0 | 0 | 0 | 1 |  | 6 | 19 | 6 | 18
| 4070 | 170 | 6 | 19 | 14 | 0 | 0 | 0 | 0 | 0 | 0 | 0 | 0 | 0 | 0 | 0 | 1 |  | 6 | 19 | 6 | 18
| 4071 | 170 | 6 | 19 | 15 | 0 | 0 | 0 | 0 | 0 | 0 | 0 | 0 | 0 | 0 | 0 | 1 |  | 6 | 19 | 6 | 18
| 4072 | 170 | 6 | 19 | 16 | 0 | 0 | 0 | 0 | 0 | 0 | 0 | 0 | 0 | 0 | 0 | 1 |  | 6 | 19 | 6 | 18
| 4073 | 170 | 6 | 19 | 17 | 0 | 0 | 0 | 0 | 0 | 0 | 0 | 0 | 0 | 0 | 0 | 1 |  | 6 | 19 | 6 | 18
| 4074 | 170 | 6 | 19 | 18 | 0 | 0 | 0 | 0 | 0 | 0 | 0 | 0 | 0 | 0 | 0 | 1 |  | 6 | 19 | 6 | 18
| 4075 | 170 | 6 | 19 | 19 | 0 | 0 | 0 | 0 | 0 | 0 | 0 | 0 | 0 | 0 | 0 | 1 |  | 6 | 19 | 6 | 18
| 4076 | 170 | 6 | 19 | 20 | 0 | 0 | 0 | 0 | 0 | 0 | 0 | 0 | 0 | 0 | 0 | 1 |  | 6 | 19 | 6 | 18
| 4077 | 170 | 6 | 19 | 21 | 0 | 0 | 0 | 0 | 0 | 0 | 0 | 0 | 0 | 0 | 0 | 1 |  | 6 | 19 | 6 | 18
| 4078 | 170 | 6 | 19 | 22 | 0 | 0 | 0 | 0 | 0 | 0 | 0 | 0 | 0 | 0 | 0 | 1 |  | 6 | 19 | 6 | 18
| 4079 | 170 | 6 | 19 | 23 | 0 | 0 | 0 | 0 | 0 | 0 | 0 | 0 | 0 | 0 | 0 | 1 |  | 6 | 19 | 6 | 18
| 4080 | 170 | 6 | 19 | 24 | 0 | 0 | 0 | 0 | 0 | 0 | 0 | 0 | 0 | 0 | 0 | 1 |  | 6 | 19 | 6 | 18
| 4081 | 171 | 6 | 20 | 1 | 0 | 0 | 1 | 0 | 0 | 0 | 0 | 0 | 0 | 0 | 0 | 1 |  | 6 | 20 | 6 | 19
| 4082 | 171 | 6 | 20 | 2 | 0 | 0 | 1 | 0 | 0 | 0 | 0 | 0 | 0 | 0 | 0 | 1 |  | 6 | 20 | 6 | 19
| 4083 | 171 | 6 | 20 | 3 | 0 | 0 | 1 | 0 | 0 | 0 | 0 | 0 | 0 | 0 | 0 | 1 |  | 6 | 20 | 6 | 19
| 4084 | 171 | 6 | 20 | 4 | 0 | 0 | 1 | 0 | 0 | 0 | 0 | 0 | 0 | 0 | 0 | 1 |  | 6 | 20 | 6 | 19
| 4085 | 171 | 6 | 20 | 5 | 0 | 0 | 1 | 0 | 0 | 0 | 0 | 0 | 0 | 0 | 0 | 1 |  | 6 | 20 | 6 | 19
| 4086 | 171 | 6 | 20 | 6 | 0 | 0 | 1 | 0 | 0 | 0 | 0 | 0 | 0 | 0 | 0 | 1 |  | 6 | 20 | 6 | 19
| 4087 | 171 | 6 | 20 | 7 | 0 | 0 | 1 | 0 | 0 | 0 | 0 | 0 | 0 | 0 | 0 | 1 |  | 6 | 20 | 6 | 19
| 4088 | 171 | 6 | 20 | 8 | 0 | 0 | 1 | 0 | 0 | 0 | 0 | 0 | 0 | 0 | 0 | 1 |  | 6 | 20 | 6 | 19
| 4089 | 171 | 6 | 20 | 9 | 0 | 0 | 1 | 0 | 0 | 0 | 0 | 0 | 0 | 0 | 0 | 1 |  | 6 | 20 | 6 | 19
| 4090 | 171 | 6 | 20 | 10 | 0 | 0 | 1 | 0 | 0 | 0 | 0 | 0 | 0 | 0 | 0 | 1 |  | 6 | 20 | 6 | 19
| 4091 | 171 | 6 | 20 | 11 | 0 | 0 | 1 | 0 | 0 | 0 | 0 | 0 | 0 | 0 | 0 | 1 |  | 6 | 20 | 6 | 19
| 4092 | 171 | 6 | 20 | 12 | 0 | 0 | 1 | 0 | 0 | 0 | 0 | 0 | 0 | 0 | 0 | 1 |  | 6 | 20 | 6 | 19
| 4093 | 171 | 6 | 20 | 13 | 0 | 0 | 1 | 0 | 0 | 0 | 0 | 0 | 0 | 0 | 0 | 1 |  | 6 | 20 | 6 | 19
| 4094 | 171 | 6 | 20 | 14 | 0 | 0 | 1 | 0 | 0 | 0 | 0 | 0 | 0 | 0 | 0 | 1 |  | 6 | 20 | 6 | 19
| 4095 | 171 | 6 | 20 | 15 | 0 | 0 | 1 | 0 | 0 | 0 | 0 | 0 | 0 | 0 | 0 | 1 |  | 6 | 20 | 6 | 19
| 4096 | 171 | 6 | 20 | 16 | 0 | 0 | 1 | 0 | 0 | 0 | 0 | 0 | 0 | 0 | 0 | 1 |  | 6 | 20 | 6 | 19
| 4097 | 171 | 6 | 20 | 17 | 0 | 0 | 1 | 0 | 0 | 0 | 0 | 0 | 0 | 0 | 0 | 1 |  | 6 | 20 | 6 | 19
| 4098 | 171 | 6 | 20 | 18 | 0 | 0 | 1 | 0 | 0 | 0 | 0 | 0 | 0 | 0 | 0 | 1 |  | 6 | 20 | 6 | 19
| 4099 | 171 | 6 | 20 | 19 | 0 | 0 | 1 | 0 | 0 | 0 | 0 | 0 | 0 | 0 | 0 | 1 |  | 6 | 20 | 6 | 19
| 4100 | 171 | 6 | 20 | 20 | 0 | 0 | 1 | 0 | 0 | 0 | 0 | 0 | 0 | 0 | 0 | 1 |  | 6 | 20 | 6 | 19
| 4101 | 171 | 6 | 20 | 21 | 0 | 0 | 1 | 0 | 0 | 0 | 0 | 0 | 0 | 0 | 0 | 1 |  | 6 | 20 | 6 | 19
| 4102 | 171 | 6 | 20 | 22 | 0 | 0 | 1 | 0 | 0 | 0 | 0 | 0 | 0 | 0 | 0 | 1 |  | 6 | 20 | 6 | 19
| 4103 | 171 | 6 | 20 | 23 | 0 | 0 | 1 | 0 | 0 | 0 | 0 | 0 | 0 | 0 | 0 | 1 |  | 6 | 20 | 6 | 19
| 4104 | 171 | 6 | 20 | 24 | 0 | 0 | 1 | 0 | 0 | 0 | 0 | 0 | 0 | 0 | 0 | 1 |  | 6 | 20 | 6 | 19
| 4105 | 172 | 6 | 21 | 1 | 0 | 0 | 1 | 0 | 0 | 0 | 0 | 0 | 0 | 0 | 0 | 1 |  | 6 | 21 | 6 | 20
| 4106 | 172 | 6 | 21 | 2 | 0 | 0 | 1 | 0 | 0 | 0 | 0 | 0 | 0 | 0 | 0 | 1 |  | 6 | 21 | 6 | 20
| 4107 | 172 | 6 | 21 | 3 | 0 | 0 | 1 | 0 | 0 | 0 | 0 | 0 | 0 | 0 | 0 | 1 |  | 6 | 21 | 6 | 20
| 4108 | 172 | 6 | 21 | 4 | 0 | 0 | 1 | 0 | 0 | 0 | 0 | 0 | 0 | 0 | 0 | 1 |  | 6 | 21 | 6 | 20
| 4109 | 172 | 6 | 21 | 5 | 0 | 0 | 1 | 0 | 0 | 0 | 0 | 0 | 0 | 0 | 0 | 1 |  | 6 | 21 | 6 | 20
| 4110 | 172 | 6 | 21 | 6 | 0 | 0 | 1 | 0 | 0 | 0 | 0 | 0 | 0 | 0 | 0 | 1 |  | 6 | 21 | 6 | 20
| 4111 | 172 | 6 | 21 | 7 | 0 | 0 | 1 | 0 | 0 | 0 | 0 | 0 | 0 | 0 | 0 | 1 |  | 6 | 21 | 6 | 20
| 4112 | 172 | 6 | 21 | 8 | 0 | 0 | 1 | 0 | 0 | 0 | 0 | 0 | 0 | 0 | 0 | 1 |  | 6 | 21 | 6 | 20
| 4113 | 172 | 6 | 21 | 9 | 0 | 0 | 1 | 0 | 0 | 0 | 0 | 0 | 0 | 0 | 0 | 1 |  | 6 | 21 | 6 | 20
| 4114 | 172 | 6 | 21 | 10 | 0 | 0 | 1 | 0 | 0 | 0 | 0 | 0 | 0 | 0 | 0 | 1 |  | 6 | 21 | 6 | 20
| 4115 | 172 | 6 | 21 | 11 | 0 | 0 | 1 | 0 | 0 | 0 | 0 | 0 | 0 | 0 | 0 | 1 |  | 6 | 21 | 6 | 20
| 4116 | 172 | 6 | 21 | 12 | 0 | 0 | 1 | 0 | 0 | 0 | 0 | 0 | 0 | 0 | 0 | 1 |  | 6 | 21 | 6 | 20
| 4117 | 172 | 6 | 21 | 13 | 0 | 0 | 1 | 0 | 0 | 0 | 0 | 0 | 0 | 0 | 0 | 1 |  | 6 | 21 | 6 | 20
| 4118 | 172 | 6 | 21 | 14 | 0 | 0 | 1 | 0 | 0 | 0 | 0 | 0 | 0 | 0 | 0 | 1 |  | 6 | 21 | 6 | 20
| 4119 | 172 | 6 | 21 | 15 | 0 | 0 | 1 | 0 | 0 | 0 | 0 | 0 | 0 | 0 | 0 | 1 |  | 6 | 21 | 6 | 20
| 4120 | 172 | 6 | 21 | 16 | 0 | 0 | 1 | 0 | 0 | 0 | 0 | 0 | 0 | 0 | 0 | 1 |  | 6 | 21 | 6 | 20
| 4121 | 172 | 6 | 21 | 17 | 0 | 0 | 1 | 0 | 0 | 0 | 0 | 0 | 0 | 0 | 0 | 1 |  | 6 | 21 | 6 | 20
| 4122 | 172 | 6 | 21 | 18 | 0 | 0 | 1 | 0 | 0 | 0 | 0 | 0 | 0 | 0 | 0 | 1 |  | 6 | 21 | 6 | 20
| 4123 | 172 | 6 | 21 | 19 | 0 | 0 | 1 | 0 | 0 | 0 | 0 | 0 | 0 | 0 | 0 | 1 |  | 6 | 21 | 6 | 20
| 4124 | 172 | 6 | 21 | 20 | 0 | 0 | 1 | 0 | 0 | 0 | 0 | 0 | 0 | 0 | 0 | 1 |  | 6 | 21 | 6 | 20
| 4125 | 172 | 6 | 21 | 21 | 0 | 0 | 1 | 0 | 0 | 0 | 0 | 0 | 0 | 0 | 0 | 1 |  | 6 | 21 | 6 | 20
| 4126 | 172 | 6 | 21 | 22 | 0 | 0 | 1 | 0 | 0 | 0 | 0 | 0 | 0 | 0 | 0 | 1 |  | 6 | 21 | 6 | 20
| 4127 | 172 | 6 | 21 | 23 | 0 | 0 | 1 | 0 | 0 | 0 | 0 | 0 | 0 | 0 | 0 | 1 |  | 6 | 21 | 6 | 20
| 4128 | 172 | 6 | 21 | 24 | 0 | 0 | 1 | 0 | 0 | 0 | 0 | 0 | 0 | 0 | 0 | 1 |  | 6 | 21 | 6 | 20
| 4129 | 173 | 6 | 22 | 1 | 0 | 0 | 1 | 0 | 0 | 0 | 0 | 0 | 0 | 0 | 0 | 1 |  | 6 | 22 | 6 | 21
| 4130 | 173 | 6 | 22 | 2 | 0 | 0 | 1 | 0 | 0 | 0 | 0 | 0 | 0 | 0 | 0 | 1 |  | 6 | 22 | 6 | 21
| 4131 | 173 | 6 | 22 | 3 | 0 | 0 | 1 | 0 | 0 | 0 | 0 | 0 | 0 | 0 | 0 | 1 |  | 6 | 22 | 6 | 21
| 4132 | 173 | 6 | 22 | 4 | 0 | 0 | 1 | 0 | 0 | 0 | 0 | 0 | 0 | 0 | 0 | 1 |  | 6 | 22 | 6 | 21
| 4133 | 173 | 6 | 22 | 5 | 0 | 0 | 1 | 0 | 0 | 0 | 0 | 0 | 0 | 0 | 0 | 1 |  | 6 | 22 | 6 | 21
| 4134 | 173 | 6 | 22 | 6 | 0 | 0 | 1 | 0 | 0 | 0 | 0 | 0 | 0 | 0 | 0 | 1 |  | 6 | 22 | 6 | 21
| 4135 | 173 | 6 | 22 | 7 | 0 | 0 | 1 | 0 | 0 | 0 | 0 | 0 | 0 | 0 | 0 | 1 |  | 6 | 22 | 6 | 21
| 4136 | 173 | 6 | 22 | 8 | 0 | 0 | 1 | 0 | 0 | 0 | 0 | 0 | 0 | 0 | 0 | 1 |  | 6 | 22 | 6 | 21
| 4137 | 173 | 6 | 22 | 9 | 0 | 0 | 1 | 0 | 0 | 0 | 0 | 0 | 0 | 0 | 0 | 1 |  | 6 | 22 | 6 | 21
| 4138 | 173 | 6 | 22 | 10 | 0 | 0 | 1 | 0 | 0 | 0 | 0 | 0 | 0 | 0 | 0 | 1 |  | 6 | 22 | 6 | 21
| 4139 | 173 | 6 | 22 | 11 | 0 | 0 | 1 | 0 | 0 | 0 | 0 | 0 | 0 | 0 | 0 | 1 |  | 6 | 22 | 6 | 21
| 4140 | 173 | 6 | 22 | 12 | 0 | 0 | 1 | 0 | 0 | 0 | 0 | 0 | 0 | 0 | 0 | 1 |  | 6 | 22 | 6 | 21
| 4141 | 173 | 6 | 22 | 13 | 0 | 0 | 1 | 0 | 0 | 0 | 0 | 0 | 0 | 0 | 0 | 1 |  | 6 | 22 | 6 | 21
| 4142 | 173 | 6 | 22 | 14 | 0 | 0 | 1 | 0 | 0 | 0 | 0 | 0 | 0 | 0 | 0 | 1 |  | 6 | 22 | 6 | 21
| 4143 | 173 | 6 | 22 | 15 | 0 | 0 | 1 | 0 | 0 | 0 | 0 | 0 | 0 | 0 | 0 | 1 |  | 6 | 22 | 6 | 21
| 4144 | 173 | 6 | 22 | 16 | 0 | 0 | 1 | 0 | 0 | 0 | 0 | 0 | 0 | 0 | 0 | 1 |  | 6 | 22 | 6 | 21
| 4145 | 173 | 6 | 22 | 17 | 0 | 0 | 1 | 0 | 0 | 0 | 0 | 0 | 0 | 0 | 0 | 1 |  | 6 | 22 | 6 | 21
| 4146 | 173 | 6 | 22 | 18 | 0 | 0 | 1 | 0 | 0 | 0 | 0 | 0 | 0 | 0 | 0 | 1 |  | 6 | 22 | 6 | 21
| 4147 | 173 | 6 | 22 | 19 | 0 | 0 | 1 | 0 | 0 | 0 | 0 | 0 | 0 | 0 | 0 | 1 |  | 6 | 22 | 6 | 21
| 4148 | 173 | 6 | 22 | 20 | 0 | 0 | 1 | 0 | 0 | 0 | 0 | 0 | 0 | 0 | 0 | 1 |  | 6 | 22 | 6 | 21
| 4149 | 173 | 6 | 22 | 21 | 0 | 0 | 1 | 0 | 0 | 0 | 0 | 0 | 0 | 0 | 0 | 1 |  | 6 | 22 | 6 | 21
| 4150 | 173 | 6 | 22 | 22 | 0 | 0 | 1 | 0 | 0 | 0 | 0 | 0 | 0 | 0 | 0 | 1 |  | 6 | 22 | 6 | 21
| 4151 | 173 | 6 | 22 | 23 | 0 | 0 | 1 | 0 | 0 | 0 | 0 | 0 | 0 | 0 | 0 | 1 |  | 6 | 22 | 6 | 21
| 4152 | 173 | 6 | 22 | 24 | 0 | 0 | 1 | 0 | 0 | 0 | 0 | 0 | 0 | 0 | 0 | 1 |  | 6 | 22 | 6 | 21
| 4153 | 174 | 6 | 23 | 1 | 0 | 0 | 1 | 0 | 0 | 0 | 0 | 0 | 0 | 0 | 0 | 1 |  | 6 | 23 | 6 | 22
| 4154 | 174 | 6 | 23 | 2 | 0 | 0 | 1 | 0 | 0 | 0 | 0 | 0 | 0 | 0 | 0 | 1 |  | 6 | 23 | 6 | 22
| 4155 | 174 | 6 | 23 | 3 | 0 | 0 | 1 | 0 | 0 | 0 | 0 | 0 | 0 | 0 | 0 | 1 |  | 6 | 23 | 6 | 22
| 4156 | 174 | 6 | 23 | 4 | 0 | 0 | 1 | 0 | 0 | 0 | 0 | 0 | 0 | 0 | 0 | 1 |  | 6 | 23 | 6 | 22
| 4157 | 174 | 6 | 23 | 5 | 0 | 0 | 1 | 0 | 0 | 0 | 0 | 0 | 0 | 0 | 0 | 1 |  | 6 | 23 | 6 | 22
| 4158 | 174 | 6 | 23 | 6 | 0 | 0 | 1 | 0 | 0 | 0 | 0 | 0 | 0 | 0 | 0 | 1 |  | 6 | 23 | 6 | 22
| 4159 | 174 | 6 | 23 | 7 | 0 | 0 | 1 | 0 | 0 | 0 | 0 | 0 | 0 | 0 | 0 | 1 |  | 6 | 23 | 6 | 22
| 4160 | 174 | 6 | 23 | 8 | 0 | 0 | 1 | 0 | 0 | 0 | 0 | 0 | 0 | 0 | 0 | 1 |  | 6 | 23 | 6 | 22
| 4161 | 174 | 6 | 23 | 9 | 0 | 0 | 1 | 0 | 0 | 0 | 0 | 0 | 0 | 0 | 0 | 1 |  | 6 | 23 | 6 | 22
| 4162 | 174 | 6 | 23 | 10 | 0 | 0 | 1 | 0 | 0 | 0 | 0 | 0 | 0 | 0 | 0 | 1 |  | 6 | 23 | 6 | 22
| 4163 | 174 | 6 | 23 | 11 | 0 | 0 | 1 | 0 | 0 | 0 | 0 | 0 | 0 | 0 | 0 | 1 |  | 6 | 23 | 6 | 22
| 4164 | 174 | 6 | 23 | 12 | 0 | 0 | 1 | 0 | 0 | 0 | 0 | 0 | 0 | 0 | 0 | 1 |  | 6 | 23 | 6 | 22
| 4165 | 174 | 6 | 23 | 13 | 0 | 0 | 1 | 0 | 0 | 0 | 0 | 0 | 0 | 0 | 0 | 1 |  | 6 | 23 | 6 | 22
| 4166 | 174 | 6 | 23 | 14 | 0 | 0 | 1 | 0 | 0 | 0 | 0 | 0 | 0 | 0 | 0 | 1 |  | 6 | 23 | 6 | 22
| 4167 | 174 | 6 | 23 | 15 | 0 | 0 | 1 | 0 | 0 | 0 | 0 | 0 | 0 | 0 | 0 | 1 |  | 6 | 23 | 6 | 22
| 4168 | 174 | 6 | 23 | 16 | 0 | 0 | 1 | 0 | 0 | 0 | 0 | 0 | 0 | 0 | 0 | 1 |  | 6 | 23 | 6 | 22
| 4169 | 174 | 6 | 23 | 17 | 0 | 0 | 1 | 0 | 0 | 0 | 0 | 0 | 0 | 0 | 0 | 1 |  | 6 | 23 | 6 | 22
| 4170 | 174 | 6 | 23 | 18 | 0 | 0 | 1 | 0 | 0 | 0 | 0 | 0 | 0 | 0 | 0 | 1 |  | 6 | 23 | 6 | 22
| 4171 | 174 | 6 | 23 | 19 | 0 | 0 | 1 | 0 | 0 | 0 | 0 | 0 | 0 | 0 | 0 | 1 |  | 6 | 23 | 6 | 22
| 4172 | 174 | 6 | 23 | 20 | 0 | 0 | 1 | 0 | 0 | 0 | 0 | 0 | 0 | 0 | 0 | 1 |  | 6 | 23 | 6 | 22
| 4173 | 174 | 6 | 23 | 21 | 0 | 0 | 1 | 0 | 0 | 0 | 0 | 0 | 0 | 0 | 0 | 1 |  | 6 | 23 | 6 | 22
| 4174 | 174 | 6 | 23 | 22 | 0 | 0 | 1 | 0 | 0 | 0 | 0 | 0 | 0 | 0 | 0 | 1 |  | 6 | 23 | 6 | 22
| 4175 | 174 | 6 | 23 | 23 | 0 | 0 | 1 | 0 | 0 | 0 | 0 | 0 | 0 | 0 | 0 | 1 |  | 6 | 23 | 6 | 22
| 4176 | 174 | 6 | 23 | 24 | 0 | 0 | 1 | 0 | 0 | 0 | 0 | 0 | 0 | 0 | 0 | 1 |  | 6 | 23 | 6 | 22
| 4177 | 175 | 6 | 24 | 1 | 0 | 0 | 1 | 0 | 0 | 0 | 0 | 0 | 0 | 0 | 0 | 1 |  | 6 | 24 | 6 | 23
| 4178 | 175 | 6 | 24 | 2 | 0 | 0 | 1 | 0 | 0 | 0 | 0 | 0 | 0 | 0 | 0 | 1 |  | 6 | 24 | 6 | 23
| 4179 | 175 | 6 | 24 | 3 | 0 | 0 | 1 | 0 | 0 | 0 | 0 | 0 | 0 | 0 | 0 | 1 |  | 6 | 24 | 6 | 23
| 4180 | 175 | 6 | 24 | 4 | 0 | 0 | 1 | 0 | 0 | 0 | 0 | 0 | 0 | 0 | 0 | 1 |  | 6 | 24 | 6 | 23
| 4181 | 175 | 6 | 24 | 5 | 0 | 0 | 1 | 0 | 0 | 0 | 0 | 0 | 0 | 0 | 0 | 1 |  | 6 | 24 | 6 | 23
| 4182 | 175 | 6 | 24 | 6 | 0 | 0 | 1 | 0 | 0 | 0 | 0 | 0 | 0 | 0 | 0 | 1 |  | 6 | 24 | 6 | 23
| 4183 | 175 | 6 | 24 | 7 | 0 | 0 | 1 | 0 | 0 | 0 | 0 | 0 | 0 | 0 | 0 | 1 |  | 6 | 24 | 6 | 23
| 4184 | 175 | 6 | 24 | 8 | 0 | 0 | 1 | 0 | 0 | 0 | 0 | 0 | 0 | 0 | 0 | 1 |  | 6 | 24 | 6 | 23
| 4185 | 175 | 6 | 24 | 9 | 0 | 0 | 1 | 0 | 0 | 0 | 0 | 0 | 0 | 0 | 0 | 1 |  | 6 | 24 | 6 | 23
| 4186 | 175 | 6 | 24 | 10 | 0 | 0 | 1 | 0 | 0 | 0 | 0 | 0 | 0 | 0 | 0 | 1 |  | 6 | 24 | 6 | 23
| 4187 | 175 | 6 | 24 | 11 | 0 | 0 | 1 | 0 | 0 | 0 | 0 | 0 | 0 | 0 | 0 | 1 |  | 6 | 24 | 6 | 23
| 4188 | 175 | 6 | 24 | 12 | 0 | 0 | 1 | 0 | 0 | 0 | 0 | 0 | 0 | 0 | 0 | 1 |  | 6 | 24 | 6 | 23
| 4189 | 175 | 6 | 24 | 13 | 0 | 0 | 1 | 0 | 0 | 0 | 0 | 0 | 0 | 0 | 0 | 1 |  | 6 | 24 | 6 | 23
| 4190 | 175 | 6 | 24 | 14 | 0 | 0 | 1 | 0 | 0 | 0 | 0 | 0 | 0 | 0 | 0 | 1 |  | 6 | 24 | 6 | 23
| 4191 | 175 | 6 | 24 | 15 | 0 | 0 | 1 | 0 | 0 | 0 | 0 | 0 | 0 | 0 | 0 | 1 |  | 6 | 24 | 6 | 23
| 4192 | 175 | 6 | 24 | 16 | 0 | 0 | 1 | 0 | 0 | 0 | 0 | 0 | 0 | 0 | 0 | 1 |  | 6 | 24 | 6 | 23
| 4193 | 175 | 6 | 24 | 17 | 0 | 0 | 1 | 0 | 0 | 0 | 0 | 0 | 0 | 0 | 0 | 1 |  | 6 | 24 | 6 | 23
| 4194 | 175 | 6 | 24 | 18 | 0 | 0 | 1 | 0 | 0 | 0 | 0 | 0 | 0 | 0 | 0 | 1 |  | 6 | 24 | 6 | 23
| 4195 | 175 | 6 | 24 | 19 | 0 | 0 | 1 | 0 | 0 | 0 | 0 | 0 | 0 | 0 | 0 | 1 |  | 6 | 24 | 6 | 23
| 4196 | 175 | 6 | 24 | 20 | 0 | 0 | 1 | 0 | 0 | 0 | 0 | 0 | 0 | 0 | 0 | 1 |  | 6 | 24 | 6 | 23
| 4197 | 175 | 6 | 24 | 21 | 0 | 0 | 1 | 0 | 0 | 0 | 0 | 0 | 0 | 0 | 0 | 1 |  | 6 | 24 | 6 | 23
| 4198 | 175 | 6 | 24 | 22 | 0 | 0 | 1 | 0 | 0 | 0 | 0 | 0 | 0 | 0 | 0 | 1 |  | 6 | 24 | 6 | 23
| 4199 | 175 | 6 | 24 | 23 | 0 | 0 | 1 | 0 | 0 | 0 | 0 | 0 | 0 | 0 | 0 | 1 |  | 6 | 24 | 6 | 23
| 4200 | 175 | 6 | 24 | 24 | 0 | 0 | 1 | 0 | 0 | 0 | 0 | 0 | 0 | 0 | 0 | 1 |  | 6 | 24 | 6 | 23
| 4201 | 176 | 6 | 25 | 1 | 0 | 0 | 0 | 0 | 0 | 0 | 0 | 0 | 0 | 0 | 0 | 1 |  | 6 | 25 | 6 | 24
| 4202 | 176 | 6 | 25 | 2 | 0 | 0 | 0 | 0 | 0 | 0 | 0 | 0 | 0 | 0 | 0 | 1 |  | 6 | 25 | 6 | 24
| 4203 | 176 | 6 | 25 | 3 | 0 | 0 | 0 | 0 | 0 | 0 | 0 | 0 | 0 | 0 | 0 | 1 |  | 6 | 25 | 6 | 24
| 4204 | 176 | 6 | 25 | 4 | 0 | 0 | 0 | 0 | 0 | 0 | 0 | 0 | 0 | 0 | 0 | 1 |  | 6 | 25 | 6 | 24
| 4205 | 176 | 6 | 25 | 5 | 0 | 0 | 0 | 0 | 0 | 0 | 0 | 0 | 0 | 0 | 0 | 1 |  | 6 | 25 | 6 | 24
| 4206 | 176 | 6 | 25 | 6 | 0 | 0 | 0 | 0 | 0 | 0 | 0 | 0 | 0 | 0 | 0 | 1 |  | 6 | 25 | 6 | 24
| 4207 | 176 | 6 | 25 | 7 | 0 | 0 | 0 | 0 | 0 | 0 | 0 | 0 | 0 | 0 | 0 | 1 |  | 6 | 25 | 6 | 24
| 4208 | 176 | 6 | 25 | 8 | 0 | 0 | 0 | 0 | 0 | 0 | 0 | 0 | 0 | 0 | 0 | 1 |  | 6 | 25 | 6 | 24
| 4209 | 176 | 6 | 25 | 9 | 0 | 0 | 0 | 0 | 0 | 0 | 0 | 0 | 0 | 0 | 0 | 1 |  | 6 | 25 | 6 | 24
| 4210 | 176 | 6 | 25 | 10 | 0 | 0 | 0 | 0 | 0 | 0 | 0 | 0 | 0 | 0 | 0 | 1 |  | 6 | 25 | 6 | 24
| 4211 | 176 | 6 | 25 | 11 | 0 | 0 | 0 | 0 | 0 | 0 | 0 | 0 | 0 | 0 | 0 | 1 |  | 6 | 25 | 6 | 24
| 4212 | 176 | 6 | 25 | 12 | 0 | 0 | 0 | 0 | 0 | 0 | 0 | 0 | 0 | 0 | 0 | 1 |  | 6 | 25 | 6 | 24
| 4213 | 176 | 6 | 25 | 13 | 0 | 0 | 0 | 0 | 0 | 0 | 0 | 0 | 0 | 0 | 0 | 1 |  | 6 | 25 | 6 | 24
| 4214 | 176 | 6 | 25 | 14 | 0 | 0 | 0 | 0 | 0 | 0 | 0 | 0 | 0 | 0 | 0 | 1 |  | 6 | 25 | 6 | 24
| 4215 | 176 | 6 | 25 | 15 | 0 | 0 | 0 | 0 | 0 | 0 | 0 | 0 | 0 | 0 | 0 | 1 |  | 6 | 25 | 6 | 24
| 4216 | 176 | 6 | 25 | 16 | 0 | 0 | 0 | 0 | 0 | 0 | 0 | 0 | 0 | 0 | 0 | 1 |  | 6 | 25 | 6 | 24
| 4217 | 176 | 6 | 25 | 17 | 0 | 0 | 0 | 0 | 0 | 0 | 0 | 0 | 0 | 0 | 0 | 1 |  | 6 | 25 | 6 | 24
| 4218 | 176 | 6 | 25 | 18 | 0 | 0 | 0 | 0 | 0 | 0 | 0 | 0 | 0 | 0 | 0 | 1 |  | 6 | 25 | 6 | 24
| 4219 | 176 | 6 | 25 | 19 | 0 | 0 | 0 | 0 | 0 | 0 | 0 | 0 | 0 | 0 | 0 | 1 |  | 6 | 25 | 6 | 24
| 4220 | 176 | 6 | 25 | 20 | 0 | 0 | 0 | 0 | 0 | 0 | 0 | 0 | 0 | 0 | 0 | 1 |  | 6 | 25 | 6 | 24
| 4221 | 176 | 6 | 25 | 21 | 0 | 0 | 0 | 0 | 0 | 0 | 0 | 0 | 0 | 0 | 0 | 1 |  | 6 | 25 | 6 | 24
| 4222 | 176 | 6 | 25 | 22 | 0 | 0 | 0 | 0 | 0 | 0 | 0 | 0 | 0 | 0 | 0 | 1 |  | 6 | 25 | 6 | 24
| 4223 | 176 | 6 | 25 | 23 | 0 | 0 | 0 | 0 | 0 | 0 | 0 | 0 | 0 | 0 | 0 | 1 |  | 6 | 25 | 6 | 24
| 4224 | 176 | 6 | 25 | 24 | 0 | 0 | 0 | 0 | 0 | 0 | 0 | 0 | 0 | 0 | 0 | 1 |  | 6 | 25 | 6 | 24
| 4225 | 177 | 6 | 26 | 1 | 0 | 0 | 0 | 0 | 0 | 0 | 0 | 0 | 0 | 0 | 0 | 1 |  | 6 | 26 | 6 | 25
| 4226 | 177 | 6 | 26 | 2 | 0 | 0 | 0 | 0 | 0 | 0 | 0 | 0 | 0 | 0 | 0 | 1 |  | 6 | 26 | 6 | 25
| 4227 | 177 | 6 | 26 | 3 | 0 | 0 | 0 | 0 | 0 | 0 | 0 | 0 | 0 | 0 | 0 | 1 |  | 6 | 26 | 6 | 25
| 4228 | 177 | 6 | 26 | 4 | 0 | 0 | 0 | 0 | 0 | 0 | 0 | 0 | 0 | 0 | 0 | 1 |  | 6 | 26 | 6 | 25
| 4229 | 177 | 6 | 26 | 5 | 0 | 0 | 0 | 0 | 0 | 0 | 0 | 0 | 0 | 0 | 0 | 1 |  | 6 | 26 | 6 | 25
| 4230 | 177 | 6 | 26 | 6 | 0 | 0 | 0 | 0 | 0 | 0 | 0 | 0 | 0 | 0 | 0 | 1 |  | 6 | 26 | 6 | 25
| 4231 | 177 | 6 | 26 | 7 | 0 | 0 | 0 | 0 | 0 | 0 | 0 | 0 | 0 | 0 | 0 | 1 |  | 6 | 26 | 6 | 25
| 4232 | 177 | 6 | 26 | 8 | 0 | 0 | 0 | 0 | 0 | 0 | 0 | 0 | 0 | 0 | 0 | 1 |  | 6 | 26 | 6 | 25
| 4233 | 177 | 6 | 26 | 9 | 0 | 0 | 0 | 0 | 0 | 0 | 0 | 0 | 0 | 0 | 0 | 1 |  | 6 | 26 | 6 | 25
| 4234 | 177 | 6 | 26 | 10 | 0 | 0 | 0 | 0 | 0 | 0 | 0 | 0 | 0 | 0 | 0 | 1 |  | 6 | 26 | 6 | 25
| 4235 | 177 | 6 | 26 | 11 | 0 | 0 | 0 | 0 | 0 | 0 | 0 | 0 | 0 | 0 | 0 | 1 |  | 6 | 26 | 6 | 25
| 4236 | 177 | 6 | 26 | 12 | 0 | 0 | 0 | 0 | 0 | 0 | 0 | 0 | 0 | 0 | 0 | 1 |  | 6 | 26 | 6 | 25
| 4237 | 177 | 6 | 26 | 13 | 0 | 0 | 0 | 0 | 0 | 0 | 0 | 0 | 0 | 0 | 0 | 1 |  | 6 | 26 | 6 | 25
| 4238 | 177 | 6 | 26 | 14 | 0 | 0 | 0 | 0 | 0 | 0 | 0 | 0 | 0 | 0 | 0 | 1 |  | 6 | 26 | 6 | 25
| 4239 | 177 | 6 | 26 | 15 | 0 | 0 | 0 | 0 | 0 | 0 | 0 | 0 | 0 | 0 | 0 | 1 |  | 6 | 26 | 6 | 25
| 4240 | 177 | 6 | 26 | 16 | 0 | 0 | 0 | 0 | 0 | 0 | 0 | 0 | 0 | 0 | 0 | 1 |  | 6 | 26 | 6 | 25
| 4241 | 177 | 6 | 26 | 17 | 0 | 0 | 0 | 0 | 0 | 0 | 0 | 0 | 0 | 0 | 0 | 1 |  | 6 | 26 | 6 | 25
| 4242 | 177 | 6 | 26 | 18 | 0 | 0 | 0 | 0 | 0 | 0 | 0 | 0 | 0 | 0 | 0 | 1 |  | 6 | 26 | 6 | 25
| 4243 | 177 | 6 | 26 | 19 | 0 | 0 | 0 | 0 | 0 | 0 | 0 | 0 | 0 | 0 | 0 | 1 |  | 6 | 26 | 6 | 25
| 4244 | 177 | 6 | 26 | 20 | 0 | 0 | 0 | 0 | 0 | 0 | 0 | 0 | 0 | 0 | 0 | 1 |  | 6 | 26 | 6 | 25
| 4245 | 177 | 6 | 26 | 21 | 0 | 0 | 0 | 0 | 0 | 0 | 0 | 0 | 0 | 0 | 0 | 1 |  | 6 | 26 | 6 | 25
| 4246 | 177 | 6 | 26 | 22 | 0 | 0 | 0 | 0 | 0 | 0 | 0 | 0 | 0 | 0 | 0 | 1 |  | 6 | 26 | 6 | 25
| 4247 | 177 | 6 | 26 | 23 | 0 | 0 | 0 | 0 | 0 | 0 | 0 | 0 | 0 | 0 | 0 | 1 |  | 6 | 26 | 6 | 25
| 4248 | 177 | 6 | 26 | 24 | 0 | 0 | 0 | 0 | 0 | 0 | 0 | 0 | 0 | 0 | 0 | 1 |  | 6 | 26 | 6 | 25
| 4249 | 178 | 6 | 27 | 1 | 0 | 0 | 1 | 0 | 0 | 0 | 0 | 0 | 0 | 0 | 0 | 1 |  | 6 | 27 | 6 | 26
| 4250 | 178 | 6 | 27 | 2 | 0 | 0 | 1 | 0 | 0 | 0 | 0 | 0 | 0 | 0 | 0 | 1 |  | 6 | 27 | 6 | 26
| 4251 | 178 | 6 | 27 | 3 | 0 | 0 | 1 | 0 | 0 | 0 | 0 | 0 | 0 | 0 | 0 | 1 |  | 6 | 27 | 6 | 26
| 4252 | 178 | 6 | 27 | 4 | 0 | 0 | 1 | 0 | 0 | 0 | 0 | 0 | 0 | 0 | 0 | 1 |  | 6 | 27 | 6 | 26
| 4253 | 178 | 6 | 27 | 5 | 0 | 0 | 1 | 0 | 0 | 0 | 0 | 0 | 0 | 0 | 0 | 1 |  | 6 | 27 | 6 | 26
| 4254 | 178 | 6 | 27 | 6 | 0 | 0 | 1 | 0 | 0 | 0 | 0 | 0 | 0 | 0 | 0 | 1 |  | 6 | 27 | 6 | 26
| 4255 | 178 | 6 | 27 | 7 | 0 | 0 | 1 | 0 | 0 | 0 | 0 | 0 | 0 | 0 | 0 | 1 |  | 6 | 27 | 6 | 26
| 4256 | 178 | 6 | 27 | 8 | 0 | 0 | 1 | 0 | 0 | 0 | 0 | 0 | 0 | 0 | 0 | 1 |  | 6 | 27 | 6 | 26
| 4257 | 178 | 6 | 27 | 9 | 0 | 0 | 1 | 0 | 0 | 0 | 0 | 0 | 0 | 0 | 0 | 1 |  | 6 | 27 | 6 | 26
| 4258 | 178 | 6 | 27 | 10 | 0 | 0 | 1 | 0 | 0 | 0 | 0 | 0 | 0 | 0 | 0 | 1 |  | 6 | 27 | 6 | 26
| 4259 | 178 | 6 | 27 | 11 | 0 | 0 | 1 | 0 | 0 | 0 | 0 | 0 | 0 | 0 | 0 | 1 |  | 6 | 27 | 6 | 26
| 4260 | 178 | 6 | 27 | 12 | 0 | 0 | 1 | 0 | 0 | 0 | 0 | 0 | 0 | 0 | 0 | 1 |  | 6 | 27 | 6 | 26
| 4261 | 178 | 6 | 27 | 13 | 0 | 0 | 1 | 0 | 0 | 0 | 0 | 0 | 0 | 0 | 0 | 1 |  | 6 | 27 | 6 | 26
| 4262 | 178 | 6 | 27 | 14 | 0 | 0 | 1 | 0 | 0 | 0 | 0 | 0 | 0 | 0 | 0 | 1 |  | 6 | 27 | 6 | 26
| 4263 | 178 | 6 | 27 | 15 | 0 | 0 | 1 | 0 | 0 | 0 | 0 | 0 | 0 | 0 | 0 | 1 |  | 6 | 27 | 6 | 26
| 4264 | 178 | 6 | 27 | 16 | 0 | 0 | 1 | 0 | 0 | 0 | 0 | 0 | 0 | 0 | 0 | 1 |  | 6 | 27 | 6 | 26
| 4265 | 178 | 6 | 27 | 17 | 0 | 0 | 1 | 0 | 0 | 0 | 0 | 0 | 0 | 0 | 0 | 1 |  | 6 | 27 | 6 | 26
| 4266 | 178 | 6 | 27 | 18 | 0 | 0 | 1 | 0 | 0 | 0 | 0 | 0 | 0 | 0 | 0 | 1 |  | 6 | 27 | 6 | 26
| 4267 | 178 | 6 | 27 | 19 | 0 | 0 | 1 | 0 | 0 | 0 | 0 | 0 | 0 | 0 | 0 | 1 |  | 6 | 27 | 6 | 26
| 4268 | 178 | 6 | 27 | 20 | 0 | 0 | 1 | 0 | 0 | 0 | 0 | 0 | 0 | 0 | 0 | 1 |  | 6 | 27 | 6 | 26
| 4269 | 178 | 6 | 27 | 21 | 0 | 0 | 1 | 0 | 0 | 0 | 0 | 0 | 0 | 0 | 0 | 1 |  | 6 | 27 | 6 | 26
| 4270 | 178 | 6 | 27 | 22 | 0 | 0 | 1 | 0 | 0 | 0 | 0 | 0 | 0 | 0 | 0 | 1 |  | 6 | 27 | 6 | 26
| 4271 | 178 | 6 | 27 | 23 | 0 | 0 | 1 | 0 | 0 | 0 | 0 | 0 | 0 | 0 | 0 | 1 |  | 6 | 27 | 6 | 26
| 4272 | 178 | 6 | 27 | 24 | 0 | 0 | 1 | 0 | 0 | 0 | 0 | 0 | 0 | 0 | 0 | 1 |  | 6 | 27 | 6 | 26
| 4273 | 179 | 6 | 28 | 1 | 0 | 0 | 1 | 0 | 0 | 0 | 0 | 0 | 0 | 0 | 0 | 1 |  | 6 | 28 | 6 | 27
| 4274 | 179 | 6 | 28 | 2 | 0 | 0 | 1 | 0 | 0 | 0 | 0 | 0 | 0 | 0 | 0 | 1 |  | 6 | 28 | 6 | 27
| 4275 | 179 | 6 | 28 | 3 | 0 | 0 | 1 | 0 | 0 | 0 | 0 | 0 | 0 | 0 | 0 | 1 |  | 6 | 28 | 6 | 27
| 4276 | 179 | 6 | 28 | 4 | 0 | 0 | 1 | 0 | 0 | 0 | 0 | 0 | 0 | 0 | 0 | 1 |  | 6 | 28 | 6 | 27
| 4277 | 179 | 6 | 28 | 5 | 0 | 0 | 1 | 0 | 0 | 0 | 0 | 0 | 0 | 0 | 0 | 1 |  | 6 | 28 | 6 | 27
| 4278 | 179 | 6 | 28 | 6 | 0 | 0 | 1 | 0 | 0 | 0 | 0 | 0 | 0 | 0 | 0 | 1 |  | 6 | 28 | 6 | 27
| 4279 | 179 | 6 | 28 | 7 | 0 | 0 | 1 | 0 | 0 | 0 | 0 | 0 | 0 | 0 | 0 | 1 |  | 6 | 28 | 6 | 27
| 4280 | 179 | 6 | 28 | 8 | 0 | 0 | 1 | 0 | 0 | 0 | 0 | 0 | 0 | 0 | 0 | 1 |  | 6 | 28 | 6 | 27
| 4281 | 179 | 6 | 28 | 9 | 0 | 0 | 1 | 0 | 0 | 0 | 0 | 0 | 0 | 0 | 0 | 1 |  | 6 | 28 | 6 | 27
| 4282 | 179 | 6 | 28 | 10 | 0 | 0 | 1 | 0 | 0 | 0 | 0 | 0 | 0 | 0 | 0 | 1 |  | 6 | 28 | 6 | 27
| 4283 | 179 | 6 | 28 | 11 | 0 | 0 | 1 | 0 | 0 | 0 | 0 | 0 | 0 | 0 | 0 | 1 |  | 6 | 28 | 6 | 27
| 4284 | 179 | 6 | 28 | 12 | 0 | 0 | 1 | 0 | 0 | 0 | 0 | 0 | 0 | 0 | 0 | 1 |  | 6 | 28 | 6 | 27
| 4285 | 179 | 6 | 28 | 13 | 0 | 0 | 1 | 0 | 0 | 0 | 0 | 0 | 0 | 0 | 0 | 1 |  | 6 | 28 | 6 | 27
| 4286 | 179 | 6 | 28 | 14 | 0 | 0 | 1 | 0 | 0 | 0 | 0 | 0 | 0 | 0 | 0 | 1 |  | 6 | 28 | 6 | 27
| 4287 | 179 | 6 | 28 | 15 | 0 | 0 | 1 | 0 | 0 | 0 | 0 | 0 | 0 | 0 | 0 | 1 |  | 6 | 28 | 6 | 27
| 4288 | 179 | 6 | 28 | 16 | 0 | 0 | 1 | 0 | 0 | 0 | 0 | 0 | 0 | 0 | 0 | 1 |  | 6 | 28 | 6 | 27
| 4289 | 179 | 6 | 28 | 17 | 0 | 0 | 1 | 0 | 0 | 0 | 0 | 0 | 0 | 0 | 0 | 1 |  | 6 | 28 | 6 | 27
| 4290 | 179 | 6 | 28 | 18 | 0 | 0 | 1 | 0 | 0 | 0 | 0 | 0 | 0 | 0 | 0 | 1 |  | 6 | 28 | 6 | 27
| 4291 | 179 | 6 | 28 | 19 | 0 | 0 | 1 | 0 | 0 | 0 | 0 | 0 | 0 | 0 | 0 | 1 |  | 6 | 28 | 6 | 27
| 4292 | 179 | 6 | 28 | 20 | 0 | 0 | 1 | 0 | 0 | 0 | 0 | 0 | 0 | 0 | 0 | 1 |  | 6 | 28 | 6 | 27
| 4293 | 179 | 6 | 28 | 21 | 0 | 0 | 1 | 0 | 0 | 0 | 0 | 0 | 0 | 0 | 0 | 1 |  | 6 | 28 | 6 | 27
| 4294 | 179 | 6 | 28 | 22 | 0 | 0 | 1 | 0 | 0 | 0 | 0 | 0 | 0 | 0 | 0 | 1 |  | 6 | 28 | 6 | 27
| 4295 | 179 | 6 | 28 | 23 | 0 | 0 | 1 | 0 | 0 | 0 | 0 | 0 | 0 | 0 | 0 | 1 |  | 6 | 28 | 6 | 27
| 4296 | 179 | 6 | 28 | 24 | 0 | 0 | 1 | 0 | 0 | 0 | 0 | 0 | 0 | 0 | 0 | 1 |  | 6 | 28 | 6 | 27
| 4297 | 180 | 6 | 29 | 1 | 0 | 0 | 1 | 0 | 0 | 0 | 0 | 0 | 0 | 0 | 0 | 1 |  | 6 | 29 | 6 | 28
| 4298 | 180 | 6 | 29 | 2 | 0 | 0 | 1 | 0 | 0 | 0 | 0 | 0 | 0 | 0 | 0 | 1 |  | 6 | 29 | 6 | 28
| 4299 | 180 | 6 | 29 | 3 | 0 | 0 | 1 | 0 | 0 | 0 | 0 | 0 | 0 | 0 | 0 | 1 |  | 6 | 29 | 6 | 28
| 4300 | 180 | 6 | 29 | 4 | 0 | 0 | 1 | 0 | 0 | 0 | 0 | 0 | 0 | 0 | 0 | 1 |  | 6 | 29 | 6 | 28
| 4301 | 180 | 6 | 29 | 5 | 0 | 0 | 1 | 0 | 0 | 0 | 0 | 0 | 0 | 0 | 0 | 1 |  | 6 | 29 | 6 | 28
| 4302 | 180 | 6 | 29 | 6 | 0 | 0 | 1 | 0 | 0 | 0 | 0 | 0 | 0 | 0 | 0 | 1 |  | 6 | 29 | 6 | 28
| 4303 | 180 | 6 | 29 | 7 | 0 | 0 | 1 | 0 | 0 | 0 | 0 | 0 | 0 | 0 | 0 | 1 |  | 6 | 29 | 6 | 28
| 4304 | 180 | 6 | 29 | 8 | 0 | 0 | 1 | 0 | 0 | 0 | 0 | 0 | 0 | 0 | 0 | 1 |  | 6 | 29 | 6 | 28
| 4305 | 180 | 6 | 29 | 9 | 0 | 0 | 1 | 0 | 0 | 0 | 0 | 0 | 0 | 0 | 0 | 1 |  | 6 | 29 | 6 | 28
| 4306 | 180 | 6 | 29 | 10 | 0 | 0 | 1 | 0 | 0 | 0 | 0 | 0 | 0 | 0 | 0 | 1 |  | 6 | 29 | 6 | 28
| 4307 | 180 | 6 | 29 | 11 | 0 | 0 | 1 | 0 | 0 | 0 | 0 | 0 | 0 | 0 | 0 | 1 |  | 6 | 29 | 6 | 28
| 4308 | 180 | 6 | 29 | 12 | 0 | 0 | 1 | 0 | 0 | 0 | 0 | 0 | 0 | 0 | 0 | 1 |  | 6 | 29 | 6 | 28
| 4309 | 180 | 6 | 29 | 13 | 0 | 0 | 1 | 0 | 0 | 0 | 0 | 0 | 0 | 0 | 0 | 1 |  | 6 | 29 | 6 | 28
| 4310 | 180 | 6 | 29 | 14 | 0 | 0 | 1 | 0 | 0 | 0 | 0 | 0 | 0 | 0 | 0 | 1 |  | 6 | 29 | 6 | 28
| 4311 | 180 | 6 | 29 | 15 | 0 | 0 | 1 | 0 | 0 | 0 | 0 | 0 | 0 | 0 | 0 | 1 |  | 6 | 29 | 6 | 28
| 4312 | 180 | 6 | 29 | 16 | 0 | 0 | 1 | 0 | 0 | 0 | 0 | 0 | 0 | 0 | 0 | 1 |  | 6 | 29 | 6 | 28
| 4313 | 180 | 6 | 29 | 17 | 0 | 0 | 1 | 0 | 0 | 0 | 0 | 0 | 0 | 0 | 0 | 1 |  | 6 | 29 | 6 | 28
| 4314 | 180 | 6 | 29 | 18 | 0 | 0 | 1 | 0 | 0 | 0 | 0 | 0 | 0 | 0 | 0 | 1 |  | 6 | 29 | 6 | 28
| 4315 | 180 | 6 | 29 | 19 | 0 | 0 | 1 | 0 | 0 | 0 | 0 | 0 | 0 | 0 | 0 | 1 |  | 6 | 29 | 6 | 28
| 4316 | 180 | 6 | 29 | 20 | 0 | 0 | 1 | 0 | 0 | 0 | 0 | 0 | 0 | 0 | 0 | 1 |  | 6 | 29 | 6 | 28
| 4317 | 180 | 6 | 29 | 21 | 0 | 0 | 1 | 0 | 0 | 0 | 0 | 0 | 0 | 0 | 0 | 1 |  | 6 | 29 | 6 | 28
| 4318 | 180 | 6 | 29 | 22 | 0 | 0 | 1 | 0 | 0 | 0 | 0 | 0 | 0 | 0 | 0 | 1 |  | 6 | 29 | 6 | 28
| 4319 | 180 | 6 | 29 | 23 | 0 | 0 | 1 | 0 | 0 | 0 | 0 | 0 | 0 | 0 | 0 | 1 |  | 6 | 29 | 6 | 28
| 4320 | 180 | 6 | 29 | 24 | 0 | 0 | 1 | 0 | 0 | 0 | 0 | 0 | 0 | 0 | 0 | 1 |  | 6 | 29 | 6 | 28
| 4321 | 181 | 6 | 30 | 1 | 0 | 0 | 1 | 0 | 0 | 0 | 0 | 0 | 0 | 0 | 0 | 1 |  | 6 | 30 | 6 | 29
| 4322 | 181 | 6 | 30 | 2 | 0 | 0 | 1 | 0 | 0 | 0 | 0 | 0 | 0 | 0 | 0 | 1 |  | 6 | 30 | 6 | 29
| 4323 | 181 | 6 | 30 | 3 | 0 | 0 | 1 | 0 | 0 | 0 | 0 | 0 | 0 | 0 | 0 | 1 |  | 6 | 30 | 6 | 29
| 4324 | 181 | 6 | 30 | 4 | 0 | 0 | 1 | 0 | 0 | 0 | 0 | 0 | 0 | 0 | 0 | 1 |  | 6 | 30 | 6 | 29
| 4325 | 181 | 6 | 30 | 5 | 0 | 0 | 1 | 0 | 0 | 0 | 0 | 0 | 0 | 0 | 0 | 1 |  | 6 | 30 | 6 | 29
| 4326 | 181 | 6 | 30 | 6 | 0 | 0 | 1 | 0 | 0 | 0 | 0 | 0 | 0 | 0 | 0 | 1 |  | 6 | 30 | 6 | 29
| 4327 | 181 | 6 | 30 | 7 | 0 | 0 | 1 | 0 | 0 | 0 | 0 | 0 | 0 | 0 | 0 | 1 |  | 6 | 30 | 6 | 29
| 4328 | 181 | 6 | 30 | 8 | 0 | 0 | 1 | 0 | 0 | 0 | 0 | 0 | 0 | 0 | 0 | 1 |  | 6 | 30 | 6 | 29
| 4329 | 181 | 6 | 30 | 9 | 0 | 0 | 1 | 0 | 0 | 0 | 0 | 0 | 0 | 0 | 0 | 1 |  | 6 | 30 | 6 | 29
| 4330 | 181 | 6 | 30 | 10 | 0 | 0 | 1 | 0 | 0 | 0 | 0 | 0 | 0 | 0 | 0 | 1 |  | 6 | 30 | 6 | 29
| 4331 | 181 | 6 | 30 | 11 | 0 | 0 | 1 | 0 | 0 | 0 | 0 | 0 | 0 | 0 | 0 | 1 |  | 6 | 30 | 6 | 29
| 4332 | 181 | 6 | 30 | 12 | 0 | 0 | 1 | 0 | 0 | 0 | 0 | 0 | 0 | 0 | 0 | 1 |  | 6 | 30 | 6 | 29
| 4333 | 181 | 6 | 30 | 13 | 0 | 0 | 1 | 0 | 0 | 0 | 0 | 0 | 0 | 0 | 0 | 1 |  | 6 | 30 | 6 | 29
| 4334 | 181 | 6 | 30 | 14 | 0 | 0 | 1 | 0 | 0 | 0 | 0 | 0 | 0 | 0 | 0 | 1 |  | 6 | 30 | 6 | 29
| 4335 | 181 | 6 | 30 | 15 | 0 | 0 | 1 | 0 | 0 | 0 | 0 | 0 | 0 | 0 | 0 | 1 |  | 6 | 30 | 6 | 29
| 4336 | 181 | 6 | 30 | 16 | 0 | 0 | 1 | 0 | 0 | 0 | 0 | 0 | 0 | 0 | 0 | 1 |  | 6 | 30 | 6 | 29
| 4337 | 181 | 6 | 30 | 17 | 0 | 0 | 1 | 0 | 0 | 0 | 0 | 0 | 0 | 0 | 0 | 1 |  | 6 | 30 | 6 | 29
| 4338 | 181 | 6 | 30 | 18 | 0 | 0 | 1 | 0 | 0 | 0 | 0 | 0 | 0 | 0 | 0 | 1 |  | 6 | 30 | 6 | 29
| 4339 | 181 | 6 | 30 | 19 | 0 | 0 | 1 | 0 | 0 | 0 | 0 | 0 | 0 | 0 | 0 | 1 |  | 6 | 30 | 6 | 29
| 4340 | 181 | 6 | 30 | 20 | 0 | 0 | 1 | 0 | 0 | 0 | 0 | 0 | 0 | 0 | 0 | 1 |  | 6 | 30 | 6 | 29
| 4341 | 181 | 6 | 30 | 21 | 0 | 0 | 1 | 0 | 0 | 0 | 0 | 0 | 0 | 0 | 0 | 1 |  | 6 | 30 | 6 | 29
| 4342 | 181 | 6 | 30 | 22 | 0 | 0 | 1 | 0 | 0 | 0 | 0 | 0 | 0 | 0 | 0 | 1 |  | 6 | 30 | 6 | 29
| 4343 | 181 | 6 | 30 | 23 | 0 | 0 | 1 | 0 | 0 | 0 | 0 | 0 | 0 | 0 | 0 | 1 |  | 6 | 30 | 6 | 29
| 4344 | 181 | 6 | 30 | 24 | 0 | 0 | 1 | 0 | 0 | 0 | 0 | 0 | 0 | 0 | 0 | 1 |  | 6 | 30 | 6 | 29
| 4345 | 182 | 7 | 1 | 1 | 1 | 0 | 0 | 0 | 0 | 0 | 0 | 0 | 0 | 0 | 0 | 1 |  | 7 | 1 | 6 | 30
| 4346 | 182 | 7 | 1 | 2 | 1 | 0 | 0 | 0 | 0 | 0 | 0 | 0 | 0 | 0 | 0 | 1 |  | 7 | 1 | 6 | 30
| 4347 | 182 | 7 | 1 | 3 | 1 | 0 | 0 | 0 | 0 | 0 | 0 | 0 | 0 | 0 | 0 | 1 |  | 7 | 1 | 6 | 30
| 4348 | 182 | 7 | 1 | 4 | 1 | 0 | 0 | 0 | 0 | 0 | 0 | 0 | 0 | 0 | 0 | 1 |  | 7 | 1 | 6 | 30
| 4349 | 182 | 7 | 1 | 5 | 1 | 0 | 0 | 0 | 0 | 0 | 0 | 0 | 0 | 0 | 0 | 1 |  | 7 | 1 | 6 | 30
| 4350 | 182 | 7 | 1 | 6 | 1 | 0 | 0 | 0 | 0 | 0 | 0 | 0 | 0 | 0 | 0 | 1 |  | 7 | 1 | 6 | 30
| 4351 | 182 | 7 | 1 | 7 | 1 | 0 | 0 | 0 | 0 | 0 | 0 | 0 | 0 | 0 | 0 | 1 |  | 7 | 1 | 6 | 30
| 4352 | 182 | 7 | 1 | 8 | 1 | 0 | 0 | 0 | 0 | 0 | 0 | 0 | 0 | 0 | 0 | 1 |  | 7 | 1 | 6 | 30
| 4353 | 182 | 7 | 1 | 9 | 1 | 0 | 0 | 0 | 0 | 0 | 0 | 0 | 0 | 0 | 0 | 1 |  | 7 | 1 | 6 | 30
| 4354 | 182 | 7 | 1 | 10 | 1 | 0 | 0 | 0 | 0 | 0 | 0 | 0 | 0 | 0 | 0 | 1 |  | 7 | 1 | 6 | 30
| 4355 | 182 | 7 | 1 | 11 | 1 | 0 | 0 | 0 | 0 | 0 | 0 | 0 | 0 | 0 | 0 | 1 |  | 7 | 1 | 6 | 30
| 4356 | 182 | 7 | 1 | 12 | 1 | 0 | 0 | 0 | 0 | 0 | 0 | 0 | 0 | 0 | 0 | 1 |  | 7 | 1 | 6 | 30
| 4357 | 182 | 7 | 1 | 13 | 1 | 0 | 0 | 0 | 0 | 0 | 0 | 0 | 0 | 0 | 0 | 1 |  | 7 | 1 | 6 | 30
| 4358 | 182 | 7 | 1 | 14 | 1 | 0 | 0 | 0 | 0 | 0 | 0 | 0 | 0 | 0 | 0 | 1 |  | 7 | 1 | 6 | 30
| 4359 | 182 | 7 | 1 | 15 | 1 | 0 | 0 | 0 | 0 | 0 | 0 | 0 | 0 | 0 | 0 | 1 |  | 7 | 1 | 6 | 30
| 4360 | 182 | 7 | 1 | 16 | 1 | 0 | 0 | 0 | 0 | 0 | 0 | 0 | 0 | 0 | 0 | 1 |  | 7 | 1 | 6 | 30
| 4361 | 182 | 7 | 1 | 17 | 1 | 0 | 0 | 0 | 0 | 0 | 0 | 0 | 0 | 0 | 0 | 1 |  | 7 | 1 | 6 | 30
| 4362 | 182 | 7 | 1 | 18 | 1 | 0 | 0 | 0 | 0 | 0 | 0 | 0 | 0 | 0 | 0 | 1 |  | 7 | 1 | 6 | 30
| 4363 | 182 | 7 | 1 | 19 | 1 | 0 | 0 | 0 | 0 | 0 | 0 | 0 | 0 | 0 | 0 | 1 |  | 7 | 1 | 6 | 30
| 4364 | 182 | 7 | 1 | 20 | 1 | 0 | 0 | 0 | 0 | 0 | 0 | 0 | 0 | 0 | 0 | 1 |  | 7 | 1 | 6 | 30
| 4365 | 182 | 7 | 1 | 21 | 1 | 0 | 0 | 0 | 0 | 0 | 0 | 0 | 0 | 0 | 0 | 1 |  | 7 | 1 | 6 | 30
| 4366 | 182 | 7 | 1 | 22 | 1 | 0 | 0 | 0 | 0 | 0 | 0 | 0 | 0 | 0 | 0 | 1 |  | 7 | 1 | 6 | 30
| 4367 | 182 | 7 | 1 | 23 | 1 | 0 | 0 | 0 | 0 | 0 | 0 | 0 | 0 | 0 | 0 | 1 |  | 7 | 1 | 6 | 30
| 4368 | 182 | 7 | 1 | 24 | 1 | 0 | 0 | 0 | 0 | 0 | 0 | 0 | 0 | 0 | 0 | 1 |  | 7 | 1 | 6 | 30
| 4369 | 183 | 7 | 2 | 1 | 0 | 0 | 0 | 0 | 0 | 0 | 0 | 0 | 0 | 0 | 0 | 1 |  | 7 | 2 | 7 | 1
| 4370 | 183 | 7 | 2 | 2 | 0 | 0 | 0 | 0 | 0 | 0 | 0 | 0 | 0 | 0 | 0 | 1 |  | 7 | 2 | 7 | 1
| 4371 | 183 | 7 | 2 | 3 | 0 | 0 | 0 | 0 | 0 | 0 | 0 | 0 | 0 | 0 | 0 | 1 |  | 7 | 2 | 7 | 1
| 4372 | 183 | 7 | 2 | 4 | 0 | 0 | 0 | 0 | 0 | 0 | 0 | 0 | 0 | 0 | 0 | 1 |  | 7 | 2 | 7 | 1
| 4373 | 183 | 7 | 2 | 5 | 0 | 0 | 0 | 0 | 0 | 0 | 0 | 0 | 0 | 0 | 0 | 1 |  | 7 | 2 | 7 | 1
| 4374 | 183 | 7 | 2 | 6 | 0 | 0 | 0 | 0 | 0 | 0 | 0 | 0 | 0 | 0 | 0 | 1 |  | 7 | 2 | 7 | 1
| 4375 | 183 | 7 | 2 | 7 | 0 | 0 | 0 | 0 | 0 | 0 | 0 | 0 | 0 | 0 | 0 | 1 |  | 7 | 2 | 7 | 1
| 4376 | 183 | 7 | 2 | 8 | 0 | 0 | 0 | 0 | 0 | 0 | 0 | 0 | 0 | 0 | 0 | 1 |  | 7 | 2 | 7 | 1
| 4377 | 183 | 7 | 2 | 9 | 0 | 0 | 0 | 0 | 0 | 0 | 0 | 0 | 0 | 0 | 0 | 1 |  | 7 | 2 | 7 | 1
| 4378 | 183 | 7 | 2 | 10 | 0 | 0 | 0 | 0 | 0 | 0 | 0 | 0 | 0 | 0 | 0 | 1 |  | 7 | 2 | 7 | 1
| 4379 | 183 | 7 | 2 | 11 | 0 | 0 | 0 | 0 | 0 | 0 | 0 | 0 | 0 | 0 | 0 | 1 |  | 7 | 2 | 7 | 1
| 4380 | 183 | 7 | 2 | 12 | 0 | 0 | 0 | 0 | 0 | 0 | 0 | 0 | 0 | 0 | 0 | 1 |  | 7 | 2 | 7 | 1
| 4381 | 183 | 7 | 2 | 13 | 0 | 0 | 0 | 0 | 0 | 0 | 0 | 0 | 0 | 0 | 0 | 1 |  | 7 | 2 | 7 | 1
| 4382 | 183 | 7 | 2 | 14 | 0 | 0 | 0 | 0 | 0 | 0 | 0 | 0 | 0 | 0 | 0 | 1 |  | 7 | 2 | 7 | 1
| 4383 | 183 | 7 | 2 | 15 | 0 | 0 | 0 | 0 | 0 | 0 | 0 | 0 | 0 | 0 | 0 | 1 |  | 7 | 2 | 7 | 1
| 4384 | 183 | 7 | 2 | 16 | 0 | 0 | 0 | 0 | 0 | 0 | 0 | 0 | 0 | 0 | 0 | 1 |  | 7 | 2 | 7 | 1
| 4385 | 183 | 7 | 2 | 17 | 0 | 0 | 0 | 0 | 0 | 0 | 0 | 0 | 0 | 0 | 0 | 1 |  | 7 | 2 | 7 | 1
| 4386 | 183 | 7 | 2 | 18 | 0 | 0 | 0 | 0 | 0 | 0 | 0 | 0 | 0 | 0 | 0 | 1 |  | 7 | 2 | 7 | 1
| 4387 | 183 | 7 | 2 | 19 | 0 | 0 | 0 | 0 | 0 | 0 | 0 | 0 | 0 | 0 | 0 | 1 |  | 7 | 2 | 7 | 1
| 4388 | 183 | 7 | 2 | 20 | 0 | 0 | 0 | 0 | 0 | 0 | 0 | 0 | 0 | 0 | 0 | 1 |  | 7 | 2 | 7 | 1
| 4389 | 183 | 7 | 2 | 21 | 0 | 0 | 0 | 0 | 0 | 0 | 0 | 0 | 0 | 0 | 0 | 1 |  | 7 | 2 | 7 | 1
| 4390 | 183 | 7 | 2 | 22 | 0 | 0 | 0 | 0 | 0 | 0 | 0 | 0 | 0 | 0 | 0 | 1 |  | 7 | 2 | 7 | 1
| 4391 | 183 | 7 | 2 | 23 | 0 | 0 | 0 | 0 | 0 | 0 | 0 | 0 | 0 | 0 | 0 | 1 |  | 7 | 2 | 7 | 1
| 4392 | 183 | 7 | 2 | 24 | 0 | 0 | 0 | 0 | 0 | 0 | 0 | 0 | 0 | 0 | 0 | 1 |  | 7 | 2 | 7 | 1
| 4393 | 184 | 7 | 3 | 1 | 0 | 0 | 0 | 0 | 0 | 0 | 0 | 0 | 0 | 0 | 0 | 1 |  | 7 | 3 | 7 | 2
| 4394 | 184 | 7 | 3 | 2 | 0 | 0 | 0 | 0 | 0 | 0 | 0 | 0 | 0 | 0 | 0 | 1 |  | 7 | 3 | 7 | 2
| 4395 | 184 | 7 | 3 | 3 | 0 | 0 | 0 | 0 | 0 | 0 | 0 | 0 | 0 | 0 | 0 | 1 |  | 7 | 3 | 7 | 2
| 4396 | 184 | 7 | 3 | 4 | 0 | 0 | 0 | 0 | 0 | 0 | 0 | 0 | 0 | 0 | 0 | 1 |  | 7 | 3 | 7 | 2
| 4397 | 184 | 7 | 3 | 5 | 0 | 0 | 0 | 0 | 0 | 0 | 0 | 0 | 0 | 0 | 0 | 1 |  | 7 | 3 | 7 | 2
| 4398 | 184 | 7 | 3 | 6 | 0 | 0 | 0 | 0 | 0 | 0 | 0 | 0 | 0 | 0 | 0 | 1 |  | 7 | 3 | 7 | 2
| 4399 | 184 | 7 | 3 | 7 | 0 | 0 | 0 | 0 | 0 | 0 | 0 | 0 | 0 | 0 | 0 | 1 |  | 7 | 3 | 7 | 2
| 4400 | 184 | 7 | 3 | 8 | 0 | 0 | 0 | 0 | 0 | 0 | 0 | 0 | 0 | 0 | 0 | 1 |  | 7 | 3 | 7 | 2
| 4401 | 184 | 7 | 3 | 9 | 0 | 0 | 0 | 0 | 0 | 0 | 0 | 0 | 0 | 0 | 0 | 1 |  | 7 | 3 | 7 | 2
| 4402 | 184 | 7 | 3 | 10 | 0 | 0 | 0 | 0 | 0 | 0 | 0 | 0 | 0 | 0 | 0 | 1 |  | 7 | 3 | 7 | 2
| 4403 | 184 | 7 | 3 | 11 | 0 | 0 | 0 | 0 | 0 | 0 | 0 | 0 | 0 | 0 | 0 | 1 |  | 7 | 3 | 7 | 2
| 4404 | 184 | 7 | 3 | 12 | 0 | 0 | 0 | 0 | 0 | 0 | 0 | 0 | 0 | 0 | 0 | 1 |  | 7 | 3 | 7 | 2
| 4405 | 184 | 7 | 3 | 13 | 0 | 0 | 0 | 0 | 0 | 0 | 0 | 0 | 0 | 0 | 0 | 1 |  | 7 | 3 | 7 | 2
| 4406 | 184 | 7 | 3 | 14 | 0 | 0 | 0 | 0 | 0 | 0 | 0 | 0 | 0 | 0 | 0 | 1 |  | 7 | 3 | 7 | 2
| 4407 | 184 | 7 | 3 | 15 | 0 | 0 | 0 | 0 | 0 | 0 | 0 | 0 | 0 | 0 | 0 | 1 |  | 7 | 3 | 7 | 2
| 4408 | 184 | 7 | 3 | 16 | 0 | 0 | 0 | 0 | 0 | 0 | 0 | 0 | 0 | 0 | 0 | 1 |  | 7 | 3 | 7 | 2
| 4409 | 184 | 7 | 3 | 17 | 0 | 0 | 0 | 0 | 0 | 0 | 0 | 0 | 0 | 0 | 0 | 1 |  | 7 | 3 | 7 | 2
| 4410 | 184 | 7 | 3 | 18 | 0 | 0 | 0 | 0 | 0 | 0 | 0 | 0 | 0 | 0 | 0 | 1 |  | 7 | 3 | 7 | 2
| 4411 | 184 | 7 | 3 | 19 | 0 | 0 | 0 | 0 | 0 | 0 | 0 | 0 | 0 | 0 | 0 | 1 |  | 7 | 3 | 7 | 2
| 4412 | 184 | 7 | 3 | 20 | 0 | 0 | 0 | 0 | 0 | 0 | 0 | 0 | 0 | 0 | 0 | 1 |  | 7 | 3 | 7 | 2
| 4413 | 184 | 7 | 3 | 21 | 0 | 0 | 0 | 0 | 0 | 0 | 0 | 0 | 0 | 0 | 0 | 1 |  | 7 | 3 | 7 | 2
| 4414 | 184 | 7 | 3 | 22 | 0 | 0 | 0 | 0 | 0 | 0 | 0 | 0 | 0 | 0 | 0 | 1 |  | 7 | 3 | 7 | 2
| 4415 | 184 | 7 | 3 | 23 | 0 | 0 | 0 | 0 | 0 | 0 | 0 | 0 | 0 | 0 | 0 | 1 |  | 7 | 3 | 7 | 2
| 4416 | 184 | 7 | 3 | 24 | 0 | 0 | 0 | 0 | 0 | 0 | 0 | 0 | 0 | 0 | 0 | 1 |  | 7 | 3 | 7 | 2
| 4417 | 185 | 7 | 4 | 1 | 0 | 0 | 1 | 0 | 0 | 0 | 0 | 0 | 0 | 0 | 0 | 1 |  | 7 | 4 | 7 | 3
| 4418 | 185 | 7 | 4 | 2 | 0 | 0 | 1 | 0 | 0 | 0 | 0 | 0 | 0 | 0 | 0 | 1 |  | 7 | 4 | 7 | 3
| 4419 | 185 | 7 | 4 | 3 | 0 | 0 | 1 | 0 | 0 | 0 | 0 | 0 | 0 | 0 | 0 | 1 |  | 7 | 4 | 7 | 3
| 4420 | 185 | 7 | 4 | 4 | 0 | 0 | 1 | 0 | 0 | 0 | 0 | 0 | 0 | 0 | 0 | 1 |  | 7 | 4 | 7 | 3
| 4421 | 185 | 7 | 4 | 5 | 0 | 0 | 1 | 0 | 0 | 0 | 0 | 0 | 0 | 0 | 0 | 1 |  | 7 | 4 | 7 | 3
| 4422 | 185 | 7 | 4 | 6 | 0 | 0 | 1 | 0 | 0 | 0 | 0 | 0 | 0 | 0 | 0 | 1 |  | 7 | 4 | 7 | 3
| 4423 | 185 | 7 | 4 | 7 | 0 | 0 | 1 | 0 | 0 | 0 | 0 | 0 | 0 | 0 | 0 | 1 |  | 7 | 4 | 7 | 3
| 4424 | 185 | 7 | 4 | 8 | 0 | 0 | 1 | 0 | 0 | 0 | 0 | 0 | 0 | 0 | 0 | 1 |  | 7 | 4 | 7 | 3
| 4425 | 185 | 7 | 4 | 9 | 0 | 0 | 1 | 0 | 0 | 0 | 0 | 0 | 0 | 0 | 0 | 1 |  | 7 | 4 | 7 | 3
| 4426 | 185 | 7 | 4 | 10 | 0 | 0 | 1 | 0 | 0 | 0 | 0 | 0 | 0 | 0 | 0 | 1 |  | 7 | 4 | 7 | 3
| 4427 | 185 | 7 | 4 | 11 | 0 | 0 | 1 | 0 | 0 | 0 | 0 | 0 | 0 | 0 | 0 | 1 |  | 7 | 4 | 7 | 3
| 4428 | 185 | 7 | 4 | 12 | 0 | 0 | 1 | 0 | 0 | 0 | 0 | 0 | 0 | 0 | 0 | 1 |  | 7 | 4 | 7 | 3
| 4429 | 185 | 7 | 4 | 13 | 0 | 0 | 1 | 0 | 0 | 0 | 0 | 0 | 0 | 0 | 0 | 1 |  | 7 | 4 | 7 | 3
| 4430 | 185 | 7 | 4 | 14 | 0 | 0 | 1 | 0 | 0 | 0 | 0 | 0 | 0 | 0 | 0 | 1 |  | 7 | 4 | 7 | 3
| 4431 | 185 | 7 | 4 | 15 | 0 | 0 | 1 | 0 | 0 | 0 | 0 | 0 | 0 | 0 | 0 | 1 |  | 7 | 4 | 7 | 3
| 4432 | 185 | 7 | 4 | 16 | 0 | 0 | 1 | 0 | 0 | 0 | 0 | 0 | 0 | 0 | 0 | 1 |  | 7 | 4 | 7 | 3
| 4433 | 185 | 7 | 4 | 17 | 0 | 0 | 1 | 0 | 0 | 0 | 0 | 0 | 0 | 0 | 0 | 1 |  | 7 | 4 | 7 | 3
| 4434 | 185 | 7 | 4 | 18 | 0 | 0 | 1 | 0 | 0 | 0 | 0 | 0 | 0 | 0 | 0 | 1 |  | 7 | 4 | 7 | 3
| 4435 | 185 | 7 | 4 | 19 | 0 | 0 | 1 | 0 | 0 | 0 | 0 | 0 | 0 | 0 | 0 | 1 |  | 7 | 4 | 7 | 3
| 4436 | 185 | 7 | 4 | 20 | 0 | 0 | 1 | 0 | 0 | 0 | 0 | 0 | 0 | 0 | 0 | 1 |  | 7 | 4 | 7 | 3
| 4437 | 185 | 7 | 4 | 21 | 0 | 0 | 1 | 0 | 0 | 0 | 0 | 0 | 0 | 0 | 0 | 1 |  | 7 | 4 | 7 | 3
| 4438 | 185 | 7 | 4 | 22 | 0 | 0 | 1 | 0 | 0 | 0 | 0 | 0 | 0 | 0 | 0 | 1 |  | 7 | 4 | 7 | 3
| 4439 | 185 | 7 | 4 | 23 | 0 | 0 | 1 | 0 | 0 | 0 | 0 | 0 | 0 | 0 | 0 | 1 |  | 7 | 4 | 7 | 3
| 4440 | 185 | 7 | 4 | 24 | 0 | 0 | 1 | 0 | 0 | 0 | 0 | 0 | 0 | 0 | 0 | 1 |  | 7 | 4 | 7 | 3
| 4441 | 186 | 7 | 5 | 1 | 0 | 0 | 1 | 0 | 0 | 0 | 0 | 0 | 0 | 0 | 0 | 1 |  | 7 | 5 | 7 | 4
| 4442 | 186 | 7 | 5 | 2 | 0 | 0 | 1 | 0 | 0 | 0 | 0 | 0 | 0 | 0 | 0 | 1 |  | 7 | 5 | 7 | 4
| 4443 | 186 | 7 | 5 | 3 | 0 | 0 | 1 | 0 | 0 | 0 | 0 | 0 | 0 | 0 | 0 | 1 |  | 7 | 5 | 7 | 4
| 4444 | 186 | 7 | 5 | 4 | 0 | 0 | 1 | 0 | 0 | 0 | 0 | 0 | 0 | 0 | 0 | 1 |  | 7 | 5 | 7 | 4
| 4445 | 186 | 7 | 5 | 5 | 0 | 0 | 1 | 0 | 0 | 0 | 0 | 0 | 0 | 0 | 0 | 1 |  | 7 | 5 | 7 | 4
| 4446 | 186 | 7 | 5 | 6 | 0 | 0 | 1 | 0 | 0 | 0 | 0 | 0 | 0 | 0 | 0 | 1 |  | 7 | 5 | 7 | 4
| 4447 | 186 | 7 | 5 | 7 | 0 | 0 | 1 | 0 | 0 | 0 | 0 | 0 | 0 | 0 | 0 | 1 |  | 7 | 5 | 7 | 4
| 4448 | 186 | 7 | 5 | 8 | 0 | 0 | 1 | 0 | 0 | 0 | 0 | 0 | 0 | 0 | 0 | 1 |  | 7 | 5 | 7 | 4
| 4449 | 186 | 7 | 5 | 9 | 0 | 0 | 1 | 0 | 0 | 0 | 0 | 0 | 0 | 0 | 0 | 1 |  | 7 | 5 | 7 | 4
| 4450 | 186 | 7 | 5 | 10 | 0 | 0 | 1 | 0 | 0 | 0 | 0 | 0 | 0 | 0 | 0 | 1 |  | 7 | 5 | 7 | 4
| 4451 | 186 | 7 | 5 | 11 | 0 | 0 | 1 | 0 | 0 | 0 | 0 | 0 | 0 | 0 | 0 | 1 |  | 7 | 5 | 7 | 4
| 4452 | 186 | 7 | 5 | 12 | 0 | 0 | 1 | 0 | 0 | 0 | 0 | 0 | 0 | 0 | 0 | 1 |  | 7 | 5 | 7 | 4
| 4453 | 186 | 7 | 5 | 13 | 0 | 0 | 1 | 0 | 0 | 0 | 0 | 0 | 0 | 0 | 0 | 1 |  | 7 | 5 | 7 | 4
| 4454 | 186 | 7 | 5 | 14 | 0 | 0 | 1 | 0 | 0 | 0 | 0 | 0 | 0 | 0 | 0 | 1 |  | 7 | 5 | 7 | 4
| 4455 | 186 | 7 | 5 | 15 | 0 | 0 | 1 | 0 | 0 | 0 | 0 | 0 | 0 | 0 | 0 | 1 |  | 7 | 5 | 7 | 4
| 4456 | 186 | 7 | 5 | 16 | 0 | 0 | 1 | 0 | 0 | 0 | 0 | 0 | 0 | 0 | 0 | 1 |  | 7 | 5 | 7 | 4
| 4457 | 186 | 7 | 5 | 17 | 0 | 0 | 1 | 0 | 0 | 0 | 0 | 0 | 0 | 0 | 0 | 1 |  | 7 | 5 | 7 | 4
| 4458 | 186 | 7 | 5 | 18 | 0 | 0 | 1 | 0 | 0 | 0 | 0 | 0 | 0 | 0 | 0 | 1 |  | 7 | 5 | 7 | 4
| 4459 | 186 | 7 | 5 | 19 | 0 | 0 | 1 | 0 | 0 | 0 | 0 | 0 | 0 | 0 | 0 | 1 |  | 7 | 5 | 7 | 4
| 4460 | 186 | 7 | 5 | 20 | 0 | 0 | 1 | 0 | 0 | 0 | 0 | 0 | 0 | 0 | 0 | 1 |  | 7 | 5 | 7 | 4
| 4461 | 186 | 7 | 5 | 21 | 0 | 0 | 1 | 0 | 0 | 0 | 0 | 0 | 0 | 0 | 0 | 1 |  | 7 | 5 | 7 | 4
| 4462 | 186 | 7 | 5 | 22 | 0 | 0 | 1 | 0 | 0 | 0 | 0 | 0 | 0 | 0 | 0 | 1 |  | 7 | 5 | 7 | 4
| 4463 | 186 | 7 | 5 | 23 | 0 | 0 | 1 | 0 | 0 | 0 | 0 | 0 | 0 | 0 | 0 | 1 |  | 7 | 5 | 7 | 4
| 4464 | 186 | 7 | 5 | 24 | 0 | 0 | 1 | 0 | 0 | 0 | 0 | 0 | 0 | 0 | 0 | 1 |  | 7 | 5 | 7 | 4
| 4465 | 187 | 7 | 6 | 1 | 0 | 0 | 1 | 0 | 0 | 0 | 0 | 0 | 0 | 0 | 0 | 1 |  | 7 | 6 | 7 | 5
| 4466 | 187 | 7 | 6 | 2 | 0 | 0 | 1 | 0 | 0 | 0 | 0 | 0 | 0 | 0 | 0 | 1 |  | 7 | 6 | 7 | 5
| 4467 | 187 | 7 | 6 | 3 | 0 | 0 | 1 | 0 | 0 | 0 | 0 | 0 | 0 | 0 | 0 | 1 |  | 7 | 6 | 7 | 5
| 4468 | 187 | 7 | 6 | 4 | 0 | 0 | 1 | 0 | 0 | 0 | 0 | 0 | 0 | 0 | 0 | 1 |  | 7 | 6 | 7 | 5
| 4469 | 187 | 7 | 6 | 5 | 0 | 0 | 1 | 0 | 0 | 0 | 0 | 0 | 0 | 0 | 0 | 1 |  | 7 | 6 | 7 | 5
| 4470 | 187 | 7 | 6 | 6 | 0 | 0 | 1 | 0 | 0 | 0 | 0 | 0 | 0 | 0 | 0 | 1 |  | 7 | 6 | 7 | 5
| 4471 | 187 | 7 | 6 | 7 | 0 | 0 | 1 | 0 | 0 | 0 | 0 | 0 | 0 | 0 | 0 | 1 |  | 7 | 6 | 7 | 5
| 4472 | 187 | 7 | 6 | 8 | 0 | 0 | 1 | 0 | 0 | 0 | 0 | 0 | 0 | 0 | 0 | 1 |  | 7 | 6 | 7 | 5
| 4473 | 187 | 7 | 6 | 9 | 0 | 0 | 1 | 0 | 0 | 0 | 0 | 0 | 0 | 0 | 0 | 1 |  | 7 | 6 | 7 | 5
| 4474 | 187 | 7 | 6 | 10 | 0 | 0 | 1 | 0 | 0 | 0 | 0 | 0 | 0 | 0 | 0 | 1 |  | 7 | 6 | 7 | 5
| 4475 | 187 | 7 | 6 | 11 | 0 | 0 | 1 | 0 | 0 | 0 | 0 | 0 | 0 | 0 | 0 | 1 |  | 7 | 6 | 7 | 5
| 4476 | 187 | 7 | 6 | 12 | 0 | 0 | 1 | 0 | 0 | 0 | 0 | 0 | 0 | 0 | 0 | 1 |  | 7 | 6 | 7 | 5
| 4477 | 187 | 7 | 6 | 13 | 0 | 0 | 1 | 0 | 0 | 0 | 0 | 0 | 0 | 0 | 0 | 1 |  | 7 | 6 | 7 | 5
| 4478 | 187 | 7 | 6 | 14 | 0 | 0 | 1 | 0 | 0 | 0 | 0 | 0 | 0 | 0 | 0 | 1 |  | 7 | 6 | 7 | 5
| 4479 | 187 | 7 | 6 | 15 | 0 | 0 | 1 | 0 | 0 | 0 | 0 | 0 | 0 | 0 | 0 | 1 |  | 7 | 6 | 7 | 5
| 4480 | 187 | 7 | 6 | 16 | 0 | 0 | 1 | 0 | 0 | 0 | 0 | 0 | 0 | 0 | 0 | 1 |  | 7 | 6 | 7 | 5
| 4481 | 187 | 7 | 6 | 17 | 0 | 0 | 1 | 0 | 0 | 0 | 0 | 0 | 0 | 0 | 0 | 1 |  | 7 | 6 | 7 | 5
| 4482 | 187 | 7 | 6 | 18 | 0 | 0 | 1 | 0 | 0 | 0 | 0 | 0 | 0 | 0 | 0 | 1 |  | 7 | 6 | 7 | 5
| 4483 | 187 | 7 | 6 | 19 | 0 | 0 | 1 | 0 | 0 | 0 | 0 | 0 | 0 | 0 | 0 | 1 |  | 7 | 6 | 7 | 5
| 4484 | 187 | 7 | 6 | 20 | 0 | 0 | 1 | 0 | 0 | 0 | 0 | 0 | 0 | 0 | 0 | 1 |  | 7 | 6 | 7 | 5
| 4485 | 187 | 7 | 6 | 21 | 0 | 0 | 1 | 0 | 0 | 0 | 0 | 0 | 0 | 0 | 0 | 1 |  | 7 | 6 | 7 | 5
| 4486 | 187 | 7 | 6 | 22 | 0 | 0 | 1 | 0 | 0 | 0 | 0 | 0 | 0 | 0 | 0 | 1 |  | 7 | 6 | 7 | 5
| 4487 | 187 | 7 | 6 | 23 | 0 | 0 | 1 | 0 | 0 | 0 | 0 | 0 | 0 | 0 | 0 | 1 |  | 7 | 6 | 7 | 5
| 4488 | 187 | 7 | 6 | 24 | 0 | 0 | 1 | 0 | 0 | 0 | 0 | 0 | 0 | 0 | 0 | 1 |  | 7 | 6 | 7 | 5
| 4489 | 188 | 7 | 7 | 1 | 0 | 0 | 1 | 0 | 0 | 0 | 0 | 0 | 0 | 0 | 0 | 1 |  | 7 | 7 | 7 | 6
| 4490 | 188 | 7 | 7 | 2 | 0 | 0 | 1 | 0 | 0 | 0 | 0 | 0 | 0 | 0 | 0 | 1 |  | 7 | 7 | 7 | 6
| 4491 | 188 | 7 | 7 | 3 | 0 | 0 | 1 | 0 | 0 | 0 | 0 | 0 | 0 | 0 | 0 | 1 |  | 7 | 7 | 7 | 6
| 4492 | 188 | 7 | 7 | 4 | 0 | 0 | 1 | 0 | 0 | 0 | 0 | 0 | 0 | 0 | 0 | 1 |  | 7 | 7 | 7 | 6
| 4493 | 188 | 7 | 7 | 5 | 0 | 0 | 1 | 0 | 0 | 0 | 0 | 0 | 0 | 0 | 0 | 1 |  | 7 | 7 | 7 | 6
| 4494 | 188 | 7 | 7 | 6 | 0 | 0 | 1 | 0 | 0 | 0 | 0 | 0 | 0 | 0 | 0 | 1 |  | 7 | 7 | 7 | 6
| 4495 | 188 | 7 | 7 | 7 | 0 | 0 | 1 | 0 | 0 | 0 | 0 | 0 | 0 | 0 | 0 | 1 |  | 7 | 7 | 7 | 6
| 4496 | 188 | 7 | 7 | 8 | 0 | 0 | 1 | 0 | 0 | 0 | 0 | 0 | 0 | 0 | 0 | 1 |  | 7 | 7 | 7 | 6
| 4497 | 188 | 7 | 7 | 9 | 0 | 0 | 1 | 0 | 0 | 0 | 0 | 0 | 0 | 0 | 0 | 1 |  | 7 | 7 | 7 | 6
| 4498 | 188 | 7 | 7 | 10 | 0 | 0 | 1 | 0 | 0 | 0 | 0 | 0 | 0 | 0 | 0 | 1 |  | 7 | 7 | 7 | 6
| 4499 | 188 | 7 | 7 | 11 | 0 | 0 | 1 | 0 | 0 | 0 | 0 | 0 | 0 | 0 | 0 | 1 |  | 7 | 7 | 7 | 6
| 4500 | 188 | 7 | 7 | 12 | 0 | 0 | 1 | 0 | 0 | 0 | 0 | 0 | 0 | 0 | 0 | 1 |  | 7 | 7 | 7 | 6
| 4501 | 188 | 7 | 7 | 13 | 0 | 0 | 1 | 0 | 0 | 0 | 0 | 0 | 0 | 0 | 0 | 1 |  | 7 | 7 | 7 | 6
| 4502 | 188 | 7 | 7 | 14 | 0 | 0 | 1 | 0 | 0 | 0 | 0 | 0 | 0 | 0 | 0 | 1 |  | 7 | 7 | 7 | 6
| 4503 | 188 | 7 | 7 | 15 | 0 | 0 | 1 | 0 | 0 | 0 | 0 | 0 | 0 | 0 | 0 | 1 |  | 7 | 7 | 7 | 6
| 4504 | 188 | 7 | 7 | 16 | 0 | 0 | 1 | 0 | 0 | 0 | 0 | 0 | 0 | 0 | 0 | 1 |  | 7 | 7 | 7 | 6
| 4505 | 188 | 7 | 7 | 17 | 0 | 0 | 1 | 0 | 0 | 0 | 0 | 0 | 0 | 0 | 0 | 1 |  | 7 | 7 | 7 | 6
| 4506 | 188 | 7 | 7 | 18 | 0 | 0 | 1 | 0 | 0 | 0 | 0 | 0 | 0 | 0 | 0 | 1 |  | 7 | 7 | 7 | 6
| 4507 | 188 | 7 | 7 | 19 | 0 | 0 | 1 | 0 | 0 | 0 | 0 | 0 | 0 | 0 | 0 | 1 |  | 7 | 7 | 7 | 6
| 4508 | 188 | 7 | 7 | 20 | 0 | 0 | 1 | 0 | 0 | 0 | 0 | 0 | 0 | 0 | 0 | 1 |  | 7 | 7 | 7 | 6
| 4509 | 188 | 7 | 7 | 21 | 0 | 0 | 1 | 0 | 0 | 0 | 0 | 0 | 0 | 0 | 0 | 1 |  | 7 | 7 | 7 | 6
| 4510 | 188 | 7 | 7 | 22 | 0 | 0 | 1 | 0 | 0 | 0 | 0 | 0 | 0 | 0 | 0 | 1 |  | 7 | 7 | 7 | 6
| 4511 | 188 | 7 | 7 | 23 | 0 | 0 | 1 | 0 | 0 | 0 | 0 | 0 | 0 | 0 | 0 | 1 |  | 7 | 7 | 7 | 6
| 4512 | 188 | 7 | 7 | 24 | 0 | 0 | 1 | 0 | 0 | 0 | 0 | 0 | 0 | 0 | 0 | 1 |  | 7 | 7 | 7 | 6
| 4513 | 189 | 7 | 8 | 1 | 0 | 0 | 1 | 0 | 0 | 0 | 0 | 0 | 0 | 0 | 0 | 1 |  | 7 | 8 | 7 | 7
| 4514 | 189 | 7 | 8 | 2 | 0 | 0 | 1 | 0 | 0 | 0 | 0 | 0 | 0 | 0 | 0 | 1 |  | 7 | 8 | 7 | 7
| 4515 | 189 | 7 | 8 | 3 | 0 | 0 | 1 | 0 | 0 | 0 | 0 | 0 | 0 | 0 | 0 | 1 |  | 7 | 8 | 7 | 7
| 4516 | 189 | 7 | 8 | 4 | 0 | 0 | 1 | 0 | 0 | 0 | 0 | 0 | 0 | 0 | 0 | 1 |  | 7 | 8 | 7 | 7
| 4517 | 189 | 7 | 8 | 5 | 0 | 0 | 1 | 0 | 0 | 0 | 0 | 0 | 0 | 0 | 0 | 1 |  | 7 | 8 | 7 | 7
| 4518 | 189 | 7 | 8 | 6 | 0 | 0 | 1 | 0 | 0 | 0 | 0 | 0 | 0 | 0 | 0 | 1 |  | 7 | 8 | 7 | 7
| 4519 | 189 | 7 | 8 | 7 | 0 | 0 | 1 | 0 | 0 | 0 | 0 | 0 | 0 | 0 | 0 | 1 |  | 7 | 8 | 7 | 7
| 4520 | 189 | 7 | 8 | 8 | 0 | 0 | 1 | 0 | 0 | 0 | 0 | 0 | 0 | 0 | 0 | 1 |  | 7 | 8 | 7 | 7
| 4521 | 189 | 7 | 8 | 9 | 0 | 0 | 1 | 0 | 0 | 0 | 0 | 0 | 0 | 0 | 0 | 1 |  | 7 | 8 | 7 | 7
| 4522 | 189 | 7 | 8 | 10 | 0 | 0 | 1 | 0 | 0 | 0 | 0 | 0 | 0 | 0 | 0 | 1 |  | 7 | 8 | 7 | 7
| 4523 | 189 | 7 | 8 | 11 | 0 | 0 | 1 | 0 | 0 | 0 | 0 | 0 | 0 | 0 | 0 | 1 |  | 7 | 8 | 7 | 7
| 4524 | 189 | 7 | 8 | 12 | 0 | 0 | 1 | 0 | 0 | 0 | 0 | 0 | 0 | 0 | 0 | 1 |  | 7 | 8 | 7 | 7
| 4525 | 189 | 7 | 8 | 13 | 0 | 0 | 1 | 0 | 0 | 0 | 0 | 0 | 0 | 0 | 0 | 1 |  | 7 | 8 | 7 | 7
| 4526 | 189 | 7 | 8 | 14 | 0 | 0 | 1 | 0 | 0 | 0 | 0 | 0 | 0 | 0 | 0 | 1 |  | 7 | 8 | 7 | 7
| 4527 | 189 | 7 | 8 | 15 | 0 | 0 | 1 | 0 | 0 | 0 | 0 | 0 | 0 | 0 | 0 | 1 |  | 7 | 8 | 7 | 7
| 4528 | 189 | 7 | 8 | 16 | 0 | 0 | 1 | 0 | 0 | 0 | 0 | 0 | 0 | 0 | 0 | 1 |  | 7 | 8 | 7 | 7
| 4529 | 189 | 7 | 8 | 17 | 0 | 0 | 1 | 0 | 0 | 0 | 0 | 0 | 0 | 0 | 0 | 1 |  | 7 | 8 | 7 | 7
| 4530 | 189 | 7 | 8 | 18 | 0 | 0 | 1 | 0 | 0 | 0 | 0 | 0 | 0 | 0 | 0 | 1 |  | 7 | 8 | 7 | 7
| 4531 | 189 | 7 | 8 | 19 | 0 | 0 | 1 | 0 | 0 | 0 | 0 | 0 | 0 | 0 | 0 | 1 |  | 7 | 8 | 7 | 7
| 4532 | 189 | 7 | 8 | 20 | 0 | 0 | 1 | 0 | 0 | 0 | 0 | 0 | 0 | 0 | 0 | 1 |  | 7 | 8 | 7 | 7
| 4533 | 189 | 7 | 8 | 21 | 0 | 0 | 1 | 0 | 0 | 0 | 0 | 0 | 0 | 0 | 0 | 1 |  | 7 | 8 | 7 | 7
| 4534 | 189 | 7 | 8 | 22 | 0 | 0 | 1 | 0 | 0 | 0 | 0 | 0 | 0 | 0 | 0 | 1 |  | 7 | 8 | 7 | 7
| 4535 | 189 | 7 | 8 | 23 | 0 | 0 | 1 | 0 | 0 | 0 | 0 | 0 | 0 | 0 | 0 | 1 |  | 7 | 8 | 7 | 7
| 4536 | 189 | 7 | 8 | 24 | 0 | 0 | 1 | 0 | 0 | 0 | 0 | 0 | 0 | 0 | 0 | 1 |  | 7 | 8 | 7 | 7
| 4537 | 190 | 7 | 9 | 1 | 0 | 0 | 0 | 0 | 0 | 0 | 0 | 0 | 0 | 0 | 0 | 1 |  | 7 | 9 | 7 | 8
| 4538 | 190 | 7 | 9 | 2 | 0 | 0 | 0 | 0 | 0 | 0 | 0 | 0 | 0 | 0 | 0 | 1 |  | 7 | 9 | 7 | 8
| 4539 | 190 | 7 | 9 | 3 | 0 | 0 | 0 | 0 | 0 | 0 | 0 | 0 | 0 | 0 | 0 | 1 |  | 7 | 9 | 7 | 8
| 4540 | 190 | 7 | 9 | 4 | 0 | 0 | 0 | 0 | 0 | 0 | 0 | 0 | 0 | 0 | 0 | 1 |  | 7 | 9 | 7 | 8
| 4541 | 190 | 7 | 9 | 5 | 0 | 0 | 0 | 0 | 0 | 0 | 0 | 0 | 0 | 0 | 0 | 1 |  | 7 | 9 | 7 | 8
| 4542 | 190 | 7 | 9 | 6 | 0 | 0 | 0 | 0 | 0 | 0 | 0 | 0 | 0 | 0 | 0 | 1 |  | 7 | 9 | 7 | 8
| 4543 | 190 | 7 | 9 | 7 | 0 | 0 | 0 | 0 | 0 | 0 | 0 | 0 | 0 | 0 | 0 | 1 |  | 7 | 9 | 7 | 8
| 4544 | 190 | 7 | 9 | 8 | 0 | 0 | 0 | 0 | 0 | 0 | 0 | 0 | 0 | 0 | 0 | 1 |  | 7 | 9 | 7 | 8
| 4545 | 190 | 7 | 9 | 9 | 0 | 0 | 0 | 0 | 0 | 0 | 0 | 0 | 0 | 0 | 0 | 1 |  | 7 | 9 | 7 | 8
| 4546 | 190 | 7 | 9 | 10 | 0 | 0 | 0 | 0 | 0 | 0 | 0 | 0 | 0 | 0 | 0 | 1 |  | 7 | 9 | 7 | 8
| 4547 | 190 | 7 | 9 | 11 | 0 | 0 | 0 | 0 | 0 | 0 | 0 | 0 | 0 | 0 | 0 | 1 |  | 7 | 9 | 7 | 8
| 4548 | 190 | 7 | 9 | 12 | 0 | 0 | 0 | 0 | 0 | 0 | 0 | 0 | 0 | 0 | 0 | 1 |  | 7 | 9 | 7 | 8
| 4549 | 190 | 7 | 9 | 13 | 0 | 0 | 0 | 0 | 0 | 0 | 0 | 0 | 0 | 0 | 0 | 1 |  | 7 | 9 | 7 | 8
| 4550 | 190 | 7 | 9 | 14 | 0 | 0 | 0 | 0 | 0 | 0 | 0 | 0 | 0 | 0 | 0 | 1 |  | 7 | 9 | 7 | 8
| 4551 | 190 | 7 | 9 | 15 | 0 | 0 | 0 | 0 | 0 | 0 | 0 | 0 | 0 | 0 | 0 | 1 |  | 7 | 9 | 7 | 8
| 4552 | 190 | 7 | 9 | 16 | 0 | 0 | 0 | 0 | 0 | 0 | 0 | 0 | 0 | 0 | 0 | 1 |  | 7 | 9 | 7 | 8
| 4553 | 190 | 7 | 9 | 17 | 0 | 0 | 0 | 0 | 0 | 0 | 0 | 0 | 0 | 0 | 0 | 1 |  | 7 | 9 | 7 | 8
| 4554 | 190 | 7 | 9 | 18 | 0 | 0 | 0 | 0 | 0 | 0 | 0 | 0 | 0 | 0 | 0 | 1 |  | 7 | 9 | 7 | 8
| 4555 | 190 | 7 | 9 | 19 | 0 | 0 | 0 | 0 | 0 | 0 | 0 | 0 | 0 | 0 | 0 | 1 |  | 7 | 9 | 7 | 8
| 4556 | 190 | 7 | 9 | 20 | 0 | 0 | 0 | 0 | 0 | 0 | 0 | 0 | 0 | 0 | 0 | 1 |  | 7 | 9 | 7 | 8
| 4557 | 190 | 7 | 9 | 21 | 0 | 0 | 0 | 0 | 0 | 0 | 0 | 0 | 0 | 0 | 0 | 1 |  | 7 | 9 | 7 | 8
| 4558 | 190 | 7 | 9 | 22 | 0 | 0 | 0 | 0 | 0 | 0 | 0 | 0 | 0 | 0 | 0 | 1 |  | 7 | 9 | 7 | 8
| 4559 | 190 | 7 | 9 | 23 | 0 | 0 | 0 | 0 | 0 | 0 | 0 | 0 | 0 | 0 | 0 | 1 |  | 7 | 9 | 7 | 8
| 4560 | 190 | 7 | 9 | 24 | 0 | 0 | 0 | 0 | 0 | 0 | 0 | 0 | 0 | 0 | 0 | 1 |  | 7 | 9 | 7 | 8
| 4561 | 191 | 7 | 10 | 1 | 0 | 0 | 0 | 0 | 0 | 0 | 0 | 0 | 0 | 0 | 0 | 1 |  | 7 | 10 | 7 | 9
| 4562 | 191 | 7 | 10 | 2 | 0 | 0 | 0 | 0 | 0 | 0 | 0 | 0 | 0 | 0 | 0 | 1 |  | 7 | 10 | 7 | 9
| 4563 | 191 | 7 | 10 | 3 | 0 | 0 | 0 | 0 | 0 | 0 | 0 | 0 | 0 | 0 | 0 | 1 |  | 7 | 10 | 7 | 9
| 4564 | 191 | 7 | 10 | 4 | 0 | 0 | 0 | 0 | 0 | 0 | 0 | 0 | 0 | 0 | 0 | 1 |  | 7 | 10 | 7 | 9
| 4565 | 191 | 7 | 10 | 5 | 0 | 0 | 0 | 0 | 0 | 0 | 0 | 0 | 0 | 0 | 0 | 1 |  | 7 | 10 | 7 | 9
| 4566 | 191 | 7 | 10 | 6 | 0 | 0 | 0 | 0 | 0 | 0 | 0 | 0 | 0 | 0 | 0 | 1 |  | 7 | 10 | 7 | 9
| 4567 | 191 | 7 | 10 | 7 | 0 | 0 | 0 | 0 | 0 | 0 | 0 | 0 | 0 | 0 | 0 | 1 |  | 7 | 10 | 7 | 9
| 4568 | 191 | 7 | 10 | 8 | 0 | 0 | 0 | 0 | 0 | 0 | 0 | 0 | 0 | 0 | 0 | 1 |  | 7 | 10 | 7 | 9
| 4569 | 191 | 7 | 10 | 9 | 0 | 0 | 0 | 0 | 0 | 0 | 0 | 0 | 0 | 0 | 0 | 1 |  | 7 | 10 | 7 | 9
| 4570 | 191 | 7 | 10 | 10 | 0 | 0 | 0 | 0 | 0 | 0 | 0 | 0 | 0 | 0 | 0 | 1 |  | 7 | 10 | 7 | 9
| 4571 | 191 | 7 | 10 | 11 | 0 | 0 | 0 | 0 | 0 | 0 | 0 | 0 | 0 | 0 | 0 | 1 |  | 7 | 10 | 7 | 9
| 4572 | 191 | 7 | 10 | 12 | 0 | 0 | 0 | 0 | 0 | 0 | 0 | 0 | 0 | 0 | 0 | 1 |  | 7 | 10 | 7 | 9
| 4573 | 191 | 7 | 10 | 13 | 0 | 0 | 0 | 0 | 0 | 0 | 0 | 0 | 0 | 0 | 0 | 1 |  | 7 | 10 | 7 | 9
| 4574 | 191 | 7 | 10 | 14 | 0 | 0 | 0 | 0 | 0 | 0 | 0 | 0 | 0 | 0 | 0 | 1 |  | 7 | 10 | 7 | 9
| 4575 | 191 | 7 | 10 | 15 | 0 | 0 | 0 | 0 | 0 | 0 | 0 | 0 | 0 | 0 | 0 | 1 |  | 7 | 10 | 7 | 9
| 4576 | 191 | 7 | 10 | 16 | 0 | 0 | 0 | 0 | 0 | 0 | 0 | 0 | 0 | 0 | 0 | 1 |  | 7 | 10 | 7 | 9
| 4577 | 191 | 7 | 10 | 17 | 0 | 0 | 0 | 0 | 0 | 0 | 0 | 0 | 0 | 0 | 0 | 1 |  | 7 | 10 | 7 | 9
| 4578 | 191 | 7 | 10 | 18 | 0 | 0 | 0 | 0 | 0 | 0 | 0 | 0 | 0 | 0 | 0 | 1 |  | 7 | 10 | 7 | 9
| 4579 | 191 | 7 | 10 | 19 | 0 | 0 | 0 | 0 | 0 | 0 | 0 | 0 | 0 | 0 | 0 | 1 |  | 7 | 10 | 7 | 9
| 4580 | 191 | 7 | 10 | 20 | 0 | 0 | 0 | 0 | 0 | 0 | 0 | 0 | 0 | 0 | 0 | 1 |  | 7 | 10 | 7 | 9
| 4581 | 191 | 7 | 10 | 21 | 0 | 0 | 0 | 0 | 0 | 0 | 0 | 0 | 0 | 0 | 0 | 1 |  | 7 | 10 | 7 | 9
| 4582 | 191 | 7 | 10 | 22 | 0 | 0 | 0 | 0 | 0 | 0 | 0 | 0 | 0 | 0 | 0 | 1 |  | 7 | 10 | 7 | 9
| 4583 | 191 | 7 | 10 | 23 | 0 | 0 | 0 | 0 | 0 | 0 | 0 | 0 | 0 | 0 | 0 | 1 |  | 7 | 10 | 7 | 9
| 4584 | 191 | 7 | 10 | 24 | 0 | 0 | 0 | 0 | 0 | 0 | 0 | 0 | 0 | 0 | 0 | 1 |  | 7 | 10 | 7 | 9
| 4585 | 192 | 7 | 11 | 1 | 0 | 0 | 1 | 0 | 0 | 0 | 0 | 0 | 0 | 0 | 0 | 1 |  | 7 | 11 | 7 | 10
| 4586 | 192 | 7 | 11 | 2 | 0 | 0 | 1 | 0 | 0 | 0 | 0 | 0 | 0 | 0 | 0 | 1 |  | 7 | 11 | 7 | 10
| 4587 | 192 | 7 | 11 | 3 | 0 | 0 | 1 | 0 | 0 | 0 | 0 | 0 | 0 | 0 | 0 | 1 |  | 7 | 11 | 7 | 10
| 4588 | 192 | 7 | 11 | 4 | 0 | 0 | 1 | 0 | 0 | 0 | 0 | 0 | 0 | 0 | 0 | 1 |  | 7 | 11 | 7 | 10
| 4589 | 192 | 7 | 11 | 5 | 0 | 0 | 1 | 0 | 0 | 0 | 0 | 0 | 0 | 0 | 0 | 1 |  | 7 | 11 | 7 | 10
| 4590 | 192 | 7 | 11 | 6 | 0 | 0 | 1 | 0 | 0 | 0 | 0 | 0 | 0 | 0 | 0 | 1 |  | 7 | 11 | 7 | 10
| 4591 | 192 | 7 | 11 | 7 | 0 | 0 | 1 | 0 | 0 | 0 | 0 | 0 | 0 | 0 | 0 | 1 |  | 7 | 11 | 7 | 10
| 4592 | 192 | 7 | 11 | 8 | 0 | 0 | 1 | 0 | 0 | 0 | 0 | 0 | 0 | 0 | 0 | 1 |  | 7 | 11 | 7 | 10
| 4593 | 192 | 7 | 11 | 9 | 0 | 0 | 1 | 0 | 0 | 0 | 0 | 0 | 0 | 0 | 0 | 1 |  | 7 | 11 | 7 | 10
| 4594 | 192 | 7 | 11 | 10 | 0 | 0 | 1 | 0 | 0 | 0 | 0 | 0 | 0 | 0 | 0 | 1 |  | 7 | 11 | 7 | 10
| 4595 | 192 | 7 | 11 | 11 | 0 | 0 | 1 | 0 | 0 | 0 | 0 | 0 | 0 | 0 | 0 | 1 |  | 7 | 11 | 7 | 10
| 4596 | 192 | 7 | 11 | 12 | 0 | 0 | 1 | 0 | 0 | 0 | 0 | 0 | 0 | 0 | 0 | 1 |  | 7 | 11 | 7 | 10
| 4597 | 192 | 7 | 11 | 13 | 0 | 0 | 1 | 0 | 0 | 0 | 0 | 0 | 0 | 0 | 0 | 1 |  | 7 | 11 | 7 | 10
| 4598 | 192 | 7 | 11 | 14 | 0 | 0 | 1 | 0 | 0 | 0 | 0 | 0 | 0 | 0 | 0 | 1 |  | 7 | 11 | 7 | 10
| 4599 | 192 | 7 | 11 | 15 | 0 | 0 | 1 | 0 | 0 | 0 | 0 | 0 | 0 | 0 | 0 | 1 |  | 7 | 11 | 7 | 10
| 4600 | 192 | 7 | 11 | 16 | 0 | 0 | 1 | 0 | 0 | 0 | 0 | 0 | 0 | 0 | 0 | 1 |  | 7 | 11 | 7 | 10
| 4601 | 192 | 7 | 11 | 17 | 0 | 0 | 1 | 0 | 0 | 0 | 0 | 0 | 0 | 0 | 0 | 1 |  | 7 | 11 | 7 | 10
| 4602 | 192 | 7 | 11 | 18 | 0 | 0 | 1 | 0 | 0 | 0 | 0 | 0 | 0 | 0 | 0 | 1 |  | 7 | 11 | 7 | 10
| 4603 | 192 | 7 | 11 | 19 | 0 | 0 | 1 | 0 | 0 | 0 | 0 | 0 | 0 | 0 | 0 | 1 |  | 7 | 11 | 7 | 10
| 4604 | 192 | 7 | 11 | 20 | 0 | 0 | 1 | 0 | 0 | 0 | 0 | 0 | 0 | 0 | 0 | 1 |  | 7 | 11 | 7 | 10
| 4605 | 192 | 7 | 11 | 21 | 0 | 0 | 1 | 0 | 0 | 0 | 0 | 0 | 0 | 0 | 0 | 1 |  | 7 | 11 | 7 | 10
| 4606 | 192 | 7 | 11 | 22 | 0 | 0 | 1 | 0 | 0 | 0 | 0 | 0 | 0 | 0 | 0 | 1 |  | 7 | 11 | 7 | 10
| 4607 | 192 | 7 | 11 | 23 | 0 | 0 | 1 | 0 | 0 | 0 | 0 | 0 | 0 | 0 | 0 | 1 |  | 7 | 11 | 7 | 10
| 4608 | 192 | 7 | 11 | 24 | 0 | 0 | 1 | 0 | 0 | 0 | 0 | 0 | 0 | 0 | 0 | 1 |  | 7 | 11 | 7 | 10
| 4609 | 193 | 7 | 12 | 1 | 0 | 0 | 1 | 0 | 0 | 0 | 0 | 0 | 0 | 0 | 0 | 1 |  | 7 | 12 | 7 | 11
| 4610 | 193 | 7 | 12 | 2 | 0 | 0 | 1 | 0 | 0 | 0 | 0 | 0 | 0 | 0 | 0 | 1 |  | 7 | 12 | 7 | 11
| 4611 | 193 | 7 | 12 | 3 | 0 | 0 | 1 | 0 | 0 | 0 | 0 | 0 | 0 | 0 | 0 | 1 |  | 7 | 12 | 7 | 11
| 4612 | 193 | 7 | 12 | 4 | 0 | 0 | 1 | 0 | 0 | 0 | 0 | 0 | 0 | 0 | 0 | 1 |  | 7 | 12 | 7 | 11
| 4613 | 193 | 7 | 12 | 5 | 0 | 0 | 1 | 0 | 0 | 0 | 0 | 0 | 0 | 0 | 0 | 1 |  | 7 | 12 | 7 | 11
| 4614 | 193 | 7 | 12 | 6 | 0 | 0 | 1 | 0 | 0 | 0 | 0 | 0 | 0 | 0 | 0 | 1 |  | 7 | 12 | 7 | 11
| 4615 | 193 | 7 | 12 | 7 | 0 | 0 | 1 | 0 | 0 | 0 | 0 | 0 | 0 | 0 | 0 | 1 |  | 7 | 12 | 7 | 11
| 4616 | 193 | 7 | 12 | 8 | 0 | 0 | 1 | 0 | 0 | 0 | 0 | 0 | 0 | 0 | 0 | 1 |  | 7 | 12 | 7 | 11
| 4617 | 193 | 7 | 12 | 9 | 0 | 0 | 1 | 0 | 0 | 0 | 0 | 0 | 0 | 0 | 0 | 1 |  | 7 | 12 | 7 | 11
| 4618 | 193 | 7 | 12 | 10 | 0 | 0 | 1 | 0 | 0 | 0 | 0 | 0 | 0 | 0 | 0 | 1 |  | 7 | 12 | 7 | 11
| 4619 | 193 | 7 | 12 | 11 | 0 | 0 | 1 | 0 | 0 | 0 | 0 | 0 | 0 | 0 | 0 | 1 |  | 7 | 12 | 7 | 11
| 4620 | 193 | 7 | 12 | 12 | 0 | 0 | 1 | 0 | 0 | 0 | 0 | 0 | 0 | 0 | 0 | 1 |  | 7 | 12 | 7 | 11
| 4621 | 193 | 7 | 12 | 13 | 0 | 0 | 1 | 0 | 0 | 0 | 0 | 0 | 0 | 0 | 0 | 1 |  | 7 | 12 | 7 | 11
| 4622 | 193 | 7 | 12 | 14 | 0 | 0 | 1 | 0 | 0 | 0 | 0 | 0 | 0 | 0 | 0 | 1 |  | 7 | 12 | 7 | 11
| 4623 | 193 | 7 | 12 | 15 | 0 | 0 | 1 | 0 | 0 | 0 | 0 | 0 | 0 | 0 | 0 | 1 |  | 7 | 12 | 7 | 11
| 4624 | 193 | 7 | 12 | 16 | 0 | 0 | 1 | 0 | 0 | 0 | 0 | 0 | 0 | 0 | 0 | 1 |  | 7 | 12 | 7 | 11
| 4625 | 193 | 7 | 12 | 17 | 0 | 0 | 1 | 0 | 0 | 0 | 0 | 0 | 0 | 0 | 0 | 1 |  | 7 | 12 | 7 | 11
| 4626 | 193 | 7 | 12 | 18 | 0 | 0 | 1 | 0 | 0 | 0 | 0 | 0 | 0 | 0 | 0 | 1 |  | 7 | 12 | 7 | 11
| 4627 | 193 | 7 | 12 | 19 | 0 | 0 | 1 | 0 | 0 | 0 | 0 | 0 | 0 | 0 | 0 | 1 |  | 7 | 12 | 7 | 11
| 4628 | 193 | 7 | 12 | 20 | 0 | 0 | 1 | 0 | 0 | 0 | 0 | 0 | 0 | 0 | 0 | 1 |  | 7 | 12 | 7 | 11
| 4629 | 193 | 7 | 12 | 21 | 0 | 0 | 1 | 0 | 0 | 0 | 0 | 0 | 0 | 0 | 0 | 1 |  | 7 | 12 | 7 | 11
| 4630 | 193 | 7 | 12 | 22 | 0 | 0 | 1 | 0 | 0 | 0 | 0 | 0 | 0 | 0 | 0 | 1 |  | 7 | 12 | 7 | 11
| 4631 | 193 | 7 | 12 | 23 | 0 | 0 | 1 | 0 | 0 | 0 | 0 | 0 | 0 | 0 | 0 | 1 |  | 7 | 12 | 7 | 11
| 4632 | 193 | 7 | 12 | 24 | 0 | 0 | 1 | 0 | 0 | 0 | 0 | 0 | 0 | 0 | 0 | 1 |  | 7 | 12 | 7 | 11
| 4633 | 194 | 7 | 13 | 1 | 0 | 0 | 1 | 0 | 0 | 0 | 0 | 0 | 0 | 0 | 0 | 1 |  | 7 | 13 | 7 | 12
| 4634 | 194 | 7 | 13 | 2 | 0 | 0 | 1 | 0 | 0 | 0 | 0 | 0 | 0 | 0 | 0 | 1 |  | 7 | 13 | 7 | 12
| 4635 | 194 | 7 | 13 | 3 | 0 | 0 | 1 | 0 | 0 | 0 | 0 | 0 | 0 | 0 | 0 | 1 |  | 7 | 13 | 7 | 12
| 4636 | 194 | 7 | 13 | 4 | 0 | 0 | 1 | 0 | 0 | 0 | 0 | 0 | 0 | 0 | 0 | 1 |  | 7 | 13 | 7 | 12
| 4637 | 194 | 7 | 13 | 5 | 0 | 0 | 1 | 0 | 0 | 0 | 0 | 0 | 0 | 0 | 0 | 1 |  | 7 | 13 | 7 | 12
| 4638 | 194 | 7 | 13 | 6 | 0 | 0 | 1 | 0 | 0 | 0 | 0 | 0 | 0 | 0 | 0 | 1 |  | 7 | 13 | 7 | 12
| 4639 | 194 | 7 | 13 | 7 | 0 | 0 | 1 | 0 | 0 | 0 | 0 | 0 | 0 | 0 | 0 | 1 |  | 7 | 13 | 7 | 12
| 4640 | 194 | 7 | 13 | 8 | 0 | 0 | 1 | 0 | 0 | 0 | 0 | 0 | 0 | 0 | 0 | 1 |  | 7 | 13 | 7 | 12
| 4641 | 194 | 7 | 13 | 9 | 0 | 0 | 1 | 0 | 0 | 0 | 0 | 0 | 0 | 0 | 0 | 1 |  | 7 | 13 | 7 | 12
| 4642 | 194 | 7 | 13 | 10 | 0 | 0 | 1 | 0 | 0 | 0 | 0 | 0 | 0 | 0 | 0 | 1 |  | 7 | 13 | 7 | 12
| 4643 | 194 | 7 | 13 | 11 | 0 | 0 | 1 | 0 | 0 | 0 | 0 | 0 | 0 | 0 | 0 | 1 |  | 7 | 13 | 7 | 12
| 4644 | 194 | 7 | 13 | 12 | 0 | 0 | 1 | 0 | 0 | 0 | 0 | 0 | 0 | 0 | 0 | 1 |  | 7 | 13 | 7 | 12
| 4645 | 194 | 7 | 13 | 13 | 0 | 0 | 1 | 0 | 0 | 0 | 0 | 0 | 0 | 0 | 0 | 1 |  | 7 | 13 | 7 | 12
| 4646 | 194 | 7 | 13 | 14 | 0 | 0 | 1 | 0 | 0 | 0 | 0 | 0 | 0 | 0 | 0 | 1 |  | 7 | 13 | 7 | 12
| 4647 | 194 | 7 | 13 | 15 | 0 | 0 | 1 | 0 | 0 | 0 | 0 | 0 | 0 | 0 | 0 | 1 |  | 7 | 13 | 7 | 12
| 4648 | 194 | 7 | 13 | 16 | 0 | 0 | 1 | 0 | 0 | 0 | 0 | 0 | 0 | 0 | 0 | 1 |  | 7 | 13 | 7 | 12
| 4649 | 194 | 7 | 13 | 17 | 0 | 0 | 1 | 0 | 0 | 0 | 0 | 0 | 0 | 0 | 0 | 1 |  | 7 | 13 | 7 | 12
| 4650 | 194 | 7 | 13 | 18 | 0 | 0 | 1 | 0 | 0 | 0 | 0 | 0 | 0 | 0 | 0 | 1 |  | 7 | 13 | 7 | 12
| 4651 | 194 | 7 | 13 | 19 | 0 | 0 | 1 | 0 | 0 | 0 | 0 | 0 | 0 | 0 | 0 | 1 |  | 7 | 13 | 7 | 12
| 4652 | 194 | 7 | 13 | 20 | 0 | 0 | 1 | 0 | 0 | 0 | 0 | 0 | 0 | 0 | 0 | 1 |  | 7 | 13 | 7 | 12
| 4653 | 194 | 7 | 13 | 21 | 0 | 0 | 1 | 0 | 0 | 0 | 0 | 0 | 0 | 0 | 0 | 1 |  | 7 | 13 | 7 | 12
| 4654 | 194 | 7 | 13 | 22 | 0 | 0 | 1 | 0 | 0 | 0 | 0 | 0 | 0 | 0 | 0 | 1 |  | 7 | 13 | 7 | 12
| 4655 | 194 | 7 | 13 | 23 | 0 | 0 | 1 | 0 | 0 | 0 | 0 | 0 | 0 | 0 | 0 | 1 |  | 7 | 13 | 7 | 12
| 4656 | 194 | 7 | 13 | 24 | 0 | 0 | 1 | 0 | 0 | 0 | 0 | 0 | 0 | 0 | 0 | 1 |  | 7 | 13 | 7 | 12
| 4657 | 195 | 7 | 14 | 1 | 0 | 0 | 1 | 0 | 0 | 0 | 0 | 0 | 0 | 0 | 0 | 1 |  | 7 | 14 | 7 | 13
| 4658 | 195 | 7 | 14 | 2 | 0 | 0 | 1 | 0 | 0 | 0 | 0 | 0 | 0 | 0 | 0 | 1 |  | 7 | 14 | 7 | 13
| 4659 | 195 | 7 | 14 | 3 | 0 | 0 | 1 | 0 | 0 | 0 | 0 | 0 | 0 | 0 | 0 | 1 |  | 7 | 14 | 7 | 13
| 4660 | 195 | 7 | 14 | 4 | 0 | 0 | 1 | 0 | 0 | 0 | 0 | 0 | 0 | 0 | 0 | 1 |  | 7 | 14 | 7 | 13
| 4661 | 195 | 7 | 14 | 5 | 0 | 0 | 1 | 0 | 0 | 0 | 0 | 0 | 0 | 0 | 0 | 1 |  | 7 | 14 | 7 | 13
| 4662 | 195 | 7 | 14 | 6 | 0 | 0 | 1 | 0 | 0 | 0 | 0 | 0 | 0 | 0 | 0 | 1 |  | 7 | 14 | 7 | 13
| 4663 | 195 | 7 | 14 | 7 | 0 | 0 | 1 | 0 | 0 | 0 | 0 | 0 | 0 | 0 | 0 | 1 |  | 7 | 14 | 7 | 13
| 4664 | 195 | 7 | 14 | 8 | 0 | 0 | 1 | 0 | 0 | 0 | 0 | 0 | 0 | 0 | 0 | 1 |  | 7 | 14 | 7 | 13
| 4665 | 195 | 7 | 14 | 9 | 0 | 0 | 1 | 0 | 0 | 0 | 0 | 0 | 0 | 0 | 0 | 1 |  | 7 | 14 | 7 | 13
| 4666 | 195 | 7 | 14 | 10 | 0 | 0 | 1 | 0 | 0 | 0 | 0 | 0 | 0 | 0 | 0 | 1 |  | 7 | 14 | 7 | 13
| 4667 | 195 | 7 | 14 | 11 | 0 | 0 | 1 | 0 | 0 | 0 | 0 | 0 | 0 | 0 | 0 | 1 |  | 7 | 14 | 7 | 13
| 4668 | 195 | 7 | 14 | 12 | 0 | 0 | 1 | 0 | 0 | 0 | 0 | 0 | 0 | 0 | 0 | 1 |  | 7 | 14 | 7 | 13
| 4669 | 195 | 7 | 14 | 13 | 0 | 0 | 1 | 0 | 0 | 0 | 0 | 0 | 0 | 0 | 0 | 1 |  | 7 | 14 | 7 | 13
| 4670 | 195 | 7 | 14 | 14 | 0 | 0 | 1 | 0 | 0 | 0 | 0 | 0 | 0 | 0 | 0 | 1 |  | 7 | 14 | 7 | 13
| 4671 | 195 | 7 | 14 | 15 | 0 | 0 | 1 | 0 | 0 | 0 | 0 | 0 | 0 | 0 | 0 | 1 |  | 7 | 14 | 7 | 13
| 4672 | 195 | 7 | 14 | 16 | 0 | 0 | 1 | 0 | 0 | 0 | 0 | 0 | 0 | 0 | 0 | 1 |  | 7 | 14 | 7 | 13
| 4673 | 195 | 7 | 14 | 17 | 0 | 0 | 1 | 0 | 0 | 0 | 0 | 0 | 0 | 0 | 0 | 1 |  | 7 | 14 | 7 | 13
| 4674 | 195 | 7 | 14 | 18 | 0 | 0 | 1 | 0 | 0 | 0 | 0 | 0 | 0 | 0 | 0 | 1 |  | 7 | 14 | 7 | 13
| 4675 | 195 | 7 | 14 | 19 | 0 | 0 | 1 | 0 | 0 | 0 | 0 | 0 | 0 | 0 | 0 | 1 |  | 7 | 14 | 7 | 13
| 4676 | 195 | 7 | 14 | 20 | 0 | 0 | 1 | 0 | 0 | 0 | 0 | 0 | 0 | 0 | 0 | 1 |  | 7 | 14 | 7 | 13
| 4677 | 195 | 7 | 14 | 21 | 0 | 0 | 1 | 0 | 0 | 0 | 0 | 0 | 0 | 0 | 0 | 1 |  | 7 | 14 | 7 | 13
| 4678 | 195 | 7 | 14 | 22 | 0 | 0 | 1 | 0 | 0 | 0 | 0 | 0 | 0 | 0 | 0 | 1 |  | 7 | 14 | 7 | 13
| 4679 | 195 | 7 | 14 | 23 | 0 | 0 | 1 | 0 | 0 | 0 | 0 | 0 | 0 | 0 | 0 | 1 |  | 7 | 14 | 7 | 13
| 4680 | 195 | 7 | 14 | 24 | 0 | 0 | 1 | 0 | 0 | 0 | 0 | 0 | 0 | 0 | 0 | 1 |  | 7 | 14 | 7 | 13
| 4681 | 196 | 7 | 15 | 1 | 0 | 0 | 1 | 0 | 0 | 0 | 0 | 0 | 0 | 0 | 0 | 1 |  | 7 | 15 | 7 | 14
| 4682 | 196 | 7 | 15 | 2 | 0 | 0 | 1 | 0 | 0 | 0 | 0 | 0 | 0 | 0 | 0 | 1 |  | 7 | 15 | 7 | 14
| 4683 | 196 | 7 | 15 | 3 | 0 | 0 | 1 | 0 | 0 | 0 | 0 | 0 | 0 | 0 | 0 | 1 |  | 7 | 15 | 7 | 14
| 4684 | 196 | 7 | 15 | 4 | 0 | 0 | 1 | 0 | 0 | 0 | 0 | 0 | 0 | 0 | 0 | 1 |  | 7 | 15 | 7 | 14
| 4685 | 196 | 7 | 15 | 5 | 0 | 0 | 1 | 0 | 0 | 0 | 0 | 0 | 0 | 0 | 0 | 1 |  | 7 | 15 | 7 | 14
| 4686 | 196 | 7 | 15 | 6 | 0 | 0 | 1 | 0 | 0 | 0 | 0 | 0 | 0 | 0 | 0 | 1 |  | 7 | 15 | 7 | 14
| 4687 | 196 | 7 | 15 | 7 | 0 | 0 | 1 | 0 | 0 | 0 | 0 | 0 | 0 | 0 | 0 | 1 |  | 7 | 15 | 7 | 14
| 4688 | 196 | 7 | 15 | 8 | 0 | 0 | 1 | 0 | 0 | 0 | 0 | 0 | 0 | 0 | 0 | 1 |  | 7 | 15 | 7 | 14
| 4689 | 196 | 7 | 15 | 9 | 0 | 0 | 1 | 0 | 0 | 0 | 0 | 0 | 0 | 0 | 0 | 1 |  | 7 | 15 | 7 | 14
| 4690 | 196 | 7 | 15 | 10 | 0 | 0 | 1 | 0 | 0 | 0 | 0 | 0 | 0 | 0 | 0 | 1 |  | 7 | 15 | 7 | 14
| 4691 | 196 | 7 | 15 | 11 | 0 | 0 | 1 | 0 | 0 | 0 | 0 | 0 | 0 | 0 | 0 | 1 |  | 7 | 15 | 7 | 14
| 4692 | 196 | 7 | 15 | 12 | 0 | 0 | 1 | 0 | 0 | 0 | 0 | 0 | 0 | 0 | 0 | 1 |  | 7 | 15 | 7 | 14
| 4693 | 196 | 7 | 15 | 13 | 0 | 0 | 1 | 0 | 0 | 0 | 0 | 0 | 0 | 0 | 0 | 1 |  | 7 | 15 | 7 | 14
| 4694 | 196 | 7 | 15 | 14 | 0 | 0 | 1 | 0 | 0 | 0 | 0 | 0 | 0 | 0 | 0 | 1 |  | 7 | 15 | 7 | 14
| 4695 | 196 | 7 | 15 | 15 | 0 | 0 | 1 | 0 | 0 | 0 | 0 | 0 | 0 | 0 | 0 | 1 |  | 7 | 15 | 7 | 14
| 4696 | 196 | 7 | 15 | 16 | 0 | 0 | 1 | 0 | 0 | 0 | 0 | 0 | 0 | 0 | 0 | 1 |  | 7 | 15 | 7 | 14
| 4697 | 196 | 7 | 15 | 17 | 0 | 0 | 1 | 0 | 0 | 0 | 0 | 0 | 0 | 0 | 0 | 1 |  | 7 | 15 | 7 | 14
| 4698 | 196 | 7 | 15 | 18 | 0 | 0 | 1 | 0 | 0 | 0 | 0 | 0 | 0 | 0 | 0 | 1 |  | 7 | 15 | 7 | 14
| 4699 | 196 | 7 | 15 | 19 | 0 | 0 | 1 | 0 | 0 | 0 | 0 | 0 | 0 | 0 | 0 | 1 |  | 7 | 15 | 7 | 14
| 4700 | 196 | 7 | 15 | 20 | 0 | 0 | 1 | 0 | 0 | 0 | 0 | 0 | 0 | 0 | 0 | 1 |  | 7 | 15 | 7 | 14
| 4701 | 196 | 7 | 15 | 21 | 0 | 0 | 1 | 0 | 0 | 0 | 0 | 0 | 0 | 0 | 0 | 1 |  | 7 | 15 | 7 | 14
| 4702 | 196 | 7 | 15 | 22 | 0 | 0 | 1 | 0 | 0 | 0 | 0 | 0 | 0 | 0 | 0 | 1 |  | 7 | 15 | 7 | 14
| 4703 | 196 | 7 | 15 | 23 | 0 | 0 | 1 | 0 | 0 | 0 | 0 | 0 | 0 | 0 | 0 | 1 |  | 7 | 15 | 7 | 14
| 4704 | 196 | 7 | 15 | 24 | 0 | 0 | 1 | 0 | 0 | 0 | 0 | 0 | 0 | 0 | 0 | 1 |  | 7 | 15 | 7 | 14
| 4705 | 197 | 7 | 16 | 1 | 0 | 0 | 0 | 0 | 0 | 0 | 0 | 0 | 0 | 0 | 0 | 1 |  | 7 | 16 | 7 | 15
| 4706 | 197 | 7 | 16 | 2 | 0 | 0 | 0 | 0 | 0 | 0 | 0 | 0 | 0 | 0 | 0 | 1 |  | 7 | 16 | 7 | 15
| 4707 | 197 | 7 | 16 | 3 | 0 | 0 | 0 | 0 | 0 | 0 | 0 | 0 | 0 | 0 | 0 | 1 |  | 7 | 16 | 7 | 15
| 4708 | 197 | 7 | 16 | 4 | 0 | 0 | 0 | 0 | 0 | 0 | 0 | 0 | 0 | 0 | 0 | 1 |  | 7 | 16 | 7 | 15
| 4709 | 197 | 7 | 16 | 5 | 0 | 0 | 0 | 0 | 0 | 0 | 0 | 0 | 0 | 0 | 0 | 1 |  | 7 | 16 | 7 | 15
| 4710 | 197 | 7 | 16 | 6 | 0 | 0 | 0 | 0 | 0 | 0 | 0 | 0 | 0 | 0 | 0 | 1 |  | 7 | 16 | 7 | 15
| 4711 | 197 | 7 | 16 | 7 | 0 | 0 | 0 | 0 | 0 | 0 | 0 | 0 | 0 | 0 | 0 | 1 |  | 7 | 16 | 7 | 15
| 4712 | 197 | 7 | 16 | 8 | 0 | 0 | 0 | 0 | 0 | 0 | 0 | 0 | 0 | 0 | 0 | 1 |  | 7 | 16 | 7 | 15
| 4713 | 197 | 7 | 16 | 9 | 0 | 0 | 0 | 0 | 0 | 0 | 0 | 0 | 0 | 0 | 0 | 1 |  | 7 | 16 | 7 | 15
| 4714 | 197 | 7 | 16 | 10 | 0 | 0 | 0 | 0 | 0 | 0 | 0 | 0 | 0 | 0 | 0 | 1 |  | 7 | 16 | 7 | 15
| 4715 | 197 | 7 | 16 | 11 | 0 | 0 | 0 | 0 | 0 | 0 | 0 | 0 | 0 | 0 | 0 | 1 |  | 7 | 16 | 7 | 15
| 4716 | 197 | 7 | 16 | 12 | 0 | 0 | 0 | 0 | 0 | 0 | 0 | 0 | 0 | 0 | 0 | 1 |  | 7 | 16 | 7 | 15
| 4717 | 197 | 7 | 16 | 13 | 0 | 0 | 0 | 0 | 0 | 0 | 0 | 0 | 0 | 0 | 0 | 1 |  | 7 | 16 | 7 | 15
| 4718 | 197 | 7 | 16 | 14 | 0 | 0 | 0 | 0 | 0 | 0 | 0 | 0 | 0 | 0 | 0 | 1 |  | 7 | 16 | 7 | 15
| 4719 | 197 | 7 | 16 | 15 | 0 | 0 | 0 | 0 | 0 | 0 | 0 | 0 | 0 | 0 | 0 | 1 |  | 7 | 16 | 7 | 15
| 4720 | 197 | 7 | 16 | 16 | 0 | 0 | 0 | 0 | 0 | 0 | 0 | 0 | 0 | 0 | 0 | 1 |  | 7 | 16 | 7 | 15
| 4721 | 197 | 7 | 16 | 17 | 0 | 0 | 0 | 0 | 0 | 0 | 0 | 0 | 0 | 0 | 0 | 1 |  | 7 | 16 | 7 | 15
| 4722 | 197 | 7 | 16 | 18 | 0 | 0 | 0 | 0 | 0 | 0 | 0 | 0 | 0 | 0 | 0 | 1 |  | 7 | 16 | 7 | 15
| 4723 | 197 | 7 | 16 | 19 | 0 | 0 | 0 | 0 | 0 | 0 | 0 | 0 | 0 | 0 | 0 | 1 |  | 7 | 16 | 7 | 15
| 4724 | 197 | 7 | 16 | 20 | 0 | 0 | 0 | 0 | 0 | 0 | 0 | 0 | 0 | 0 | 0 | 1 |  | 7 | 16 | 7 | 15
| 4725 | 197 | 7 | 16 | 21 | 0 | 0 | 0 | 0 | 0 | 0 | 0 | 0 | 0 | 0 | 0 | 1 |  | 7 | 16 | 7 | 15
| 4726 | 197 | 7 | 16 | 22 | 0 | 0 | 0 | 0 | 0 | 0 | 0 | 0 | 0 | 0 | 0 | 1 |  | 7 | 16 | 7 | 15
| 4727 | 197 | 7 | 16 | 23 | 0 | 0 | 0 | 0 | 0 | 0 | 0 | 0 | 0 | 0 | 0 | 1 |  | 7 | 16 | 7 | 15
| 4728 | 197 | 7 | 16 | 24 | 0 | 0 | 0 | 0 | 0 | 0 | 0 | 0 | 0 | 0 | 0 | 1 |  | 7 | 16 | 7 | 15
| 4729 | 198 | 7 | 17 | 1 | 0 | 0 | 0 | 0 | 0 | 0 | 0 | 0 | 0 | 0 | 0 | 1 |  | 7 | 17 | 7 | 16
| 4730 | 198 | 7 | 17 | 2 | 0 | 0 | 0 | 0 | 0 | 0 | 0 | 0 | 0 | 0 | 0 | 1 |  | 7 | 17 | 7 | 16
| 4731 | 198 | 7 | 17 | 3 | 0 | 0 | 0 | 0 | 0 | 0 | 0 | 0 | 0 | 0 | 0 | 1 |  | 7 | 17 | 7 | 16
| 4732 | 198 | 7 | 17 | 4 | 0 | 0 | 0 | 0 | 0 | 0 | 0 | 0 | 0 | 0 | 0 | 1 |  | 7 | 17 | 7 | 16
| 4733 | 198 | 7 | 17 | 5 | 0 | 0 | 0 | 0 | 0 | 0 | 0 | 0 | 0 | 0 | 0 | 1 |  | 7 | 17 | 7 | 16
| 4734 | 198 | 7 | 17 | 6 | 0 | 0 | 0 | 0 | 0 | 0 | 0 | 0 | 0 | 0 | 0 | 1 |  | 7 | 17 | 7 | 16
| 4735 | 198 | 7 | 17 | 7 | 0 | 0 | 0 | 0 | 0 | 0 | 0 | 0 | 0 | 0 | 0 | 1 |  | 7 | 17 | 7 | 16
| 4736 | 198 | 7 | 17 | 8 | 0 | 0 | 0 | 0 | 0 | 0 | 0 | 0 | 0 | 0 | 0 | 1 |  | 7 | 17 | 7 | 16
| 4737 | 198 | 7 | 17 | 9 | 0 | 0 | 0 | 0 | 0 | 0 | 0 | 0 | 0 | 0 | 0 | 1 |  | 7 | 17 | 7 | 16
| 4738 | 198 | 7 | 17 | 10 | 0 | 0 | 0 | 0 | 0 | 0 | 0 | 0 | 0 | 0 | 0 | 1 |  | 7 | 17 | 7 | 16
| 4739 | 198 | 7 | 17 | 11 | 0 | 0 | 0 | 0 | 0 | 0 | 0 | 0 | 0 | 0 | 0 | 1 |  | 7 | 17 | 7 | 16
| 4740 | 198 | 7 | 17 | 12 | 0 | 0 | 0 | 0 | 0 | 0 | 0 | 0 | 0 | 0 | 0 | 1 |  | 7 | 17 | 7 | 16
| 4741 | 198 | 7 | 17 | 13 | 0 | 0 | 0 | 0 | 0 | 0 | 0 | 0 | 0 | 0 | 0 | 1 |  | 7 | 17 | 7 | 16
| 4742 | 198 | 7 | 17 | 14 | 0 | 0 | 0 | 0 | 0 | 0 | 0 | 0 | 0 | 0 | 0 | 1 |  | 7 | 17 | 7 | 16
| 4743 | 198 | 7 | 17 | 15 | 0 | 0 | 0 | 0 | 0 | 0 | 0 | 0 | 0 | 0 | 0 | 1 |  | 7 | 17 | 7 | 16
| 4744 | 198 | 7 | 17 | 16 | 0 | 0 | 0 | 0 | 0 | 0 | 0 | 0 | 0 | 0 | 0 | 1 |  | 7 | 17 | 7 | 16
| 4745 | 198 | 7 | 17 | 17 | 0 | 0 | 0 | 0 | 0 | 0 | 0 | 0 | 0 | 0 | 0 | 1 |  | 7 | 17 | 7 | 16
| 4746 | 198 | 7 | 17 | 18 | 0 | 0 | 0 | 0 | 0 | 0 | 0 | 0 | 0 | 0 | 0 | 1 |  | 7 | 17 | 7 | 16
| 4747 | 198 | 7 | 17 | 19 | 0 | 0 | 0 | 0 | 0 | 0 | 0 | 0 | 0 | 0 | 0 | 1 |  | 7 | 17 | 7 | 16
| 4748 | 198 | 7 | 17 | 20 | 0 | 0 | 0 | 0 | 0 | 0 | 0 | 0 | 0 | 0 | 0 | 1 |  | 7 | 17 | 7 | 16
| 4749 | 198 | 7 | 17 | 21 | 0 | 0 | 0 | 0 | 0 | 0 | 0 | 0 | 0 | 0 | 0 | 1 |  | 7 | 17 | 7 | 16
| 4750 | 198 | 7 | 17 | 22 | 0 | 0 | 0 | 0 | 0 | 0 | 0 | 0 | 0 | 0 | 0 | 1 |  | 7 | 17 | 7 | 16
| 4751 | 198 | 7 | 17 | 23 | 0 | 0 | 0 | 0 | 0 | 0 | 0 | 0 | 0 | 0 | 0 | 1 |  | 7 | 17 | 7 | 16
| 4752 | 198 | 7 | 17 | 24 | 0 | 0 | 0 | 0 | 0 | 0 | 0 | 0 | 0 | 0 | 0 | 1 |  | 7 | 17 | 7 | 16
| 4753 | 199 | 7 | 18 | 1 | 0 | 0 | 1 | 0 | 0 | 0 | 0 | 0 | 0 | 0 | 0 | 1 |  | 7 | 18 | 7 | 17
| 4754 | 199 | 7 | 18 | 2 | 0 | 0 | 1 | 0 | 0 | 0 | 0 | 0 | 0 | 0 | 0 | 1 |  | 7 | 18 | 7 | 17
| 4755 | 199 | 7 | 18 | 3 | 0 | 0 | 1 | 0 | 0 | 0 | 0 | 0 | 0 | 0 | 0 | 1 |  | 7 | 18 | 7 | 17
| 4756 | 199 | 7 | 18 | 4 | 0 | 0 | 1 | 0 | 0 | 0 | 0 | 0 | 0 | 0 | 0 | 1 |  | 7 | 18 | 7 | 17
| 4757 | 199 | 7 | 18 | 5 | 0 | 0 | 1 | 0 | 0 | 0 | 0 | 0 | 0 | 0 | 0 | 1 |  | 7 | 18 | 7 | 17
| 4758 | 199 | 7 | 18 | 6 | 0 | 0 | 1 | 0 | 0 | 0 | 0 | 0 | 0 | 0 | 0 | 1 |  | 7 | 18 | 7 | 17
| 4759 | 199 | 7 | 18 | 7 | 0 | 0 | 1 | 0 | 0 | 0 | 0 | 0 | 0 | 0 | 0 | 1 |  | 7 | 18 | 7 | 17
| 4760 | 199 | 7 | 18 | 8 | 0 | 0 | 1 | 0 | 0 | 0 | 0 | 0 | 0 | 0 | 0 | 1 |  | 7 | 18 | 7 | 17
| 4761 | 199 | 7 | 18 | 9 | 0 | 0 | 1 | 0 | 0 | 0 | 0 | 0 | 0 | 0 | 0 | 1 |  | 7 | 18 | 7 | 17
| 4762 | 199 | 7 | 18 | 10 | 0 | 0 | 1 | 0 | 0 | 0 | 0 | 0 | 0 | 0 | 0 | 1 |  | 7 | 18 | 7 | 17
| 4763 | 199 | 7 | 18 | 11 | 0 | 0 | 1 | 0 | 0 | 0 | 0 | 0 | 0 | 0 | 0 | 1 |  | 7 | 18 | 7 | 17
| 4764 | 199 | 7 | 18 | 12 | 0 | 0 | 1 | 0 | 0 | 0 | 0 | 0 | 0 | 0 | 0 | 1 |  | 7 | 18 | 7 | 17
| 4765 | 199 | 7 | 18 | 13 | 0 | 0 | 1 | 0 | 0 | 0 | 0 | 0 | 0 | 0 | 0 | 1 |  | 7 | 18 | 7 | 17
| 4766 | 199 | 7 | 18 | 14 | 0 | 0 | 1 | 0 | 0 | 0 | 0 | 0 | 0 | 0 | 0 | 1 |  | 7 | 18 | 7 | 17
| 4767 | 199 | 7 | 18 | 15 | 0 | 0 | 1 | 0 | 0 | 0 | 0 | 0 | 0 | 0 | 0 | 1 |  | 7 | 18 | 7 | 17
| 4768 | 199 | 7 | 18 | 16 | 0 | 0 | 1 | 0 | 0 | 0 | 0 | 0 | 0 | 0 | 0 | 1 |  | 7 | 18 | 7 | 17
| 4769 | 199 | 7 | 18 | 17 | 0 | 0 | 1 | 0 | 0 | 0 | 0 | 0 | 0 | 0 | 0 | 1 |  | 7 | 18 | 7 | 17
| 4770 | 199 | 7 | 18 | 18 | 0 | 0 | 1 | 0 | 0 | 0 | 0 | 0 | 0 | 0 | 0 | 1 |  | 7 | 18 | 7 | 17
| 4771 | 199 | 7 | 18 | 19 | 0 | 0 | 1 | 0 | 0 | 0 | 0 | 0 | 0 | 0 | 0 | 1 |  | 7 | 18 | 7 | 17
| 4772 | 199 | 7 | 18 | 20 | 0 | 0 | 1 | 0 | 0 | 0 | 0 | 0 | 0 | 0 | 0 | 1 |  | 7 | 18 | 7 | 17
| 4773 | 199 | 7 | 18 | 21 | 0 | 0 | 1 | 0 | 0 | 0 | 0 | 0 | 0 | 0 | 0 | 1 |  | 7 | 18 | 7 | 17
| 4774 | 199 | 7 | 18 | 22 | 0 | 0 | 1 | 0 | 0 | 0 | 0 | 0 | 0 | 0 | 0 | 1 |  | 7 | 18 | 7 | 17
| 4775 | 199 | 7 | 18 | 23 | 0 | 0 | 1 | 0 | 0 | 0 | 0 | 0 | 0 | 0 | 0 | 1 |  | 7 | 18 | 7 | 17
| 4776 | 199 | 7 | 18 | 24 | 0 | 0 | 1 | 0 | 0 | 0 | 0 | 0 | 0 | 0 | 0 | 1 |  | 7 | 18 | 7 | 17
| 4777 | 200 | 7 | 19 | 1 | 0 | 0 | 1 | 0 | 0 | 0 | 0 | 0 | 0 | 0 | 0 | 1 |  | 7 | 19 | 7 | 18
| 4778 | 200 | 7 | 19 | 2 | 0 | 0 | 1 | 0 | 0 | 0 | 0 | 0 | 0 | 0 | 0 | 1 |  | 7 | 19 | 7 | 18
| 4779 | 200 | 7 | 19 | 3 | 0 | 0 | 1 | 0 | 0 | 0 | 0 | 0 | 0 | 0 | 0 | 1 |  | 7 | 19 | 7 | 18
| 4780 | 200 | 7 | 19 | 4 | 0 | 0 | 1 | 0 | 0 | 0 | 0 | 0 | 0 | 0 | 0 | 1 |  | 7 | 19 | 7 | 18
| 4781 | 200 | 7 | 19 | 5 | 0 | 0 | 1 | 0 | 0 | 0 | 0 | 0 | 0 | 0 | 0 | 1 |  | 7 | 19 | 7 | 18
| 4782 | 200 | 7 | 19 | 6 | 0 | 0 | 1 | 0 | 0 | 0 | 0 | 0 | 0 | 0 | 0 | 1 |  | 7 | 19 | 7 | 18
| 4783 | 200 | 7 | 19 | 7 | 0 | 0 | 1 | 0 | 0 | 0 | 0 | 0 | 0 | 0 | 0 | 1 |  | 7 | 19 | 7 | 18
| 4784 | 200 | 7 | 19 | 8 | 0 | 0 | 1 | 0 | 0 | 0 | 0 | 0 | 0 | 0 | 0 | 1 |  | 7 | 19 | 7 | 18
| 4785 | 200 | 7 | 19 | 9 | 0 | 0 | 1 | 0 | 0 | 0 | 0 | 0 | 0 | 0 | 0 | 1 |  | 7 | 19 | 7 | 18
| 4786 | 200 | 7 | 19 | 10 | 0 | 0 | 1 | 0 | 0 | 0 | 0 | 0 | 0 | 0 | 0 | 1 |  | 7 | 19 | 7 | 18
| 4787 | 200 | 7 | 19 | 11 | 0 | 0 | 1 | 0 | 0 | 0 | 0 | 0 | 0 | 0 | 0 | 1 |  | 7 | 19 | 7 | 18
| 4788 | 200 | 7 | 19 | 12 | 0 | 0 | 1 | 0 | 0 | 0 | 0 | 0 | 0 | 0 | 0 | 1 |  | 7 | 19 | 7 | 18
| 4789 | 200 | 7 | 19 | 13 | 0 | 0 | 1 | 0 | 0 | 0 | 0 | 0 | 0 | 0 | 0 | 1 |  | 7 | 19 | 7 | 18
| 4790 | 200 | 7 | 19 | 14 | 0 | 0 | 1 | 0 | 0 | 0 | 0 | 0 | 0 | 0 | 0 | 1 |  | 7 | 19 | 7 | 18
| 4791 | 200 | 7 | 19 | 15 | 0 | 0 | 1 | 0 | 0 | 0 | 0 | 0 | 0 | 0 | 0 | 1 |  | 7 | 19 | 7 | 18
| 4792 | 200 | 7 | 19 | 16 | 0 | 0 | 1 | 0 | 0 | 0 | 0 | 0 | 0 | 0 | 0 | 1 |  | 7 | 19 | 7 | 18
| 4793 | 200 | 7 | 19 | 17 | 0 | 0 | 1 | 0 | 0 | 0 | 0 | 0 | 0 | 0 | 0 | 1 |  | 7 | 19 | 7 | 18
| 4794 | 200 | 7 | 19 | 18 | 0 | 0 | 1 | 0 | 0 | 0 | 0 | 0 | 0 | 0 | 0 | 1 |  | 7 | 19 | 7 | 18
| 4795 | 200 | 7 | 19 | 19 | 0 | 0 | 1 | 0 | 0 | 0 | 0 | 0 | 0 | 0 | 0 | 1 |  | 7 | 19 | 7 | 18
| 4796 | 200 | 7 | 19 | 20 | 0 | 0 | 1 | 0 | 0 | 0 | 0 | 0 | 0 | 0 | 0 | 1 |  | 7 | 19 | 7 | 18
| 4797 | 200 | 7 | 19 | 21 | 0 | 0 | 1 | 0 | 0 | 0 | 0 | 0 | 0 | 0 | 0 | 1 |  | 7 | 19 | 7 | 18
| 4798 | 200 | 7 | 19 | 22 | 0 | 0 | 1 | 0 | 0 | 0 | 0 | 0 | 0 | 0 | 0 | 1 |  | 7 | 19 | 7 | 18
| 4799 | 200 | 7 | 19 | 23 | 0 | 0 | 1 | 0 | 0 | 0 | 0 | 0 | 0 | 0 | 0 | 1 |  | 7 | 19 | 7 | 18
| 4800 | 200 | 7 | 19 | 24 | 0 | 0 | 1 | 0 | 0 | 0 | 0 | 0 | 0 | 0 | 0 | 1 |  | 7 | 19 | 7 | 18
| 4801 | 201 | 7 | 20 | 1 | 0 | 0 | 1 | 0 | 0 | 0 | 0 | 0 | 0 | 0 | 0 | 1 |  | 7 | 20 | 7 | 19
| 4802 | 201 | 7 | 20 | 2 | 0 | 0 | 1 | 0 | 0 | 0 | 0 | 0 | 0 | 0 | 0 | 1 |  | 7 | 20 | 7 | 19
| 4803 | 201 | 7 | 20 | 3 | 0 | 0 | 1 | 0 | 0 | 0 | 0 | 0 | 0 | 0 | 0 | 1 |  | 7 | 20 | 7 | 19
| 4804 | 201 | 7 | 20 | 4 | 0 | 0 | 1 | 0 | 0 | 0 | 0 | 0 | 0 | 0 | 0 | 1 |  | 7 | 20 | 7 | 19
| 4805 | 201 | 7 | 20 | 5 | 0 | 0 | 1 | 0 | 0 | 0 | 0 | 0 | 0 | 0 | 0 | 1 |  | 7 | 20 | 7 | 19
| 4806 | 201 | 7 | 20 | 6 | 0 | 0 | 1 | 0 | 0 | 0 | 0 | 0 | 0 | 0 | 0 | 1 |  | 7 | 20 | 7 | 19
| 4807 | 201 | 7 | 20 | 7 | 0 | 0 | 1 | 0 | 0 | 0 | 0 | 0 | 0 | 0 | 0 | 1 |  | 7 | 20 | 7 | 19
| 4808 | 201 | 7 | 20 | 8 | 0 | 0 | 1 | 0 | 0 | 0 | 0 | 0 | 0 | 0 | 0 | 1 |  | 7 | 20 | 7 | 19
| 4809 | 201 | 7 | 20 | 9 | 0 | 0 | 1 | 0 | 0 | 0 | 0 | 0 | 0 | 0 | 0 | 1 |  | 7 | 20 | 7 | 19
| 4810 | 201 | 7 | 20 | 10 | 0 | 0 | 1 | 0 | 0 | 0 | 0 | 0 | 0 | 0 | 0 | 1 |  | 7 | 20 | 7 | 19
| 4811 | 201 | 7 | 20 | 11 | 0 | 0 | 1 | 0 | 0 | 0 | 0 | 0 | 0 | 0 | 0 | 1 |  | 7 | 20 | 7 | 19
| 4812 | 201 | 7 | 20 | 12 | 0 | 0 | 1 | 0 | 0 | 0 | 0 | 0 | 0 | 0 | 0 | 1 |  | 7 | 20 | 7 | 19
| 4813 | 201 | 7 | 20 | 13 | 0 | 0 | 1 | 0 | 0 | 0 | 0 | 0 | 0 | 0 | 0 | 1 |  | 7 | 20 | 7 | 19
| 4814 | 201 | 7 | 20 | 14 | 0 | 0 | 1 | 0 | 0 | 0 | 0 | 0 | 0 | 0 | 0 | 1 |  | 7 | 20 | 7 | 19
| 4815 | 201 | 7 | 20 | 15 | 0 | 0 | 1 | 0 | 0 | 0 | 0 | 0 | 0 | 0 | 0 | 1 |  | 7 | 20 | 7 | 19
| 4816 | 201 | 7 | 20 | 16 | 0 | 0 | 1 | 0 | 0 | 0 | 0 | 0 | 0 | 0 | 0 | 1 |  | 7 | 20 | 7 | 19
| 4817 | 201 | 7 | 20 | 17 | 0 | 0 | 1 | 0 | 0 | 0 | 0 | 0 | 0 | 0 | 0 | 1 |  | 7 | 20 | 7 | 19
| 4818 | 201 | 7 | 20 | 18 | 0 | 0 | 1 | 0 | 0 | 0 | 0 | 0 | 0 | 0 | 0 | 1 |  | 7 | 20 | 7 | 19
| 4819 | 201 | 7 | 20 | 19 | 0 | 0 | 1 | 0 | 0 | 0 | 0 | 0 | 0 | 0 | 0 | 1 |  | 7 | 20 | 7 | 19
| 4820 | 201 | 7 | 20 | 20 | 0 | 0 | 1 | 0 | 0 | 0 | 0 | 0 | 0 | 0 | 0 | 1 |  | 7 | 20 | 7 | 19
| 4821 | 201 | 7 | 20 | 21 | 0 | 0 | 1 | 0 | 0 | 0 | 0 | 0 | 0 | 0 | 0 | 1 |  | 7 | 20 | 7 | 19
| 4822 | 201 | 7 | 20 | 22 | 0 | 0 | 1 | 0 | 0 | 0 | 0 | 0 | 0 | 0 | 0 | 1 |  | 7 | 20 | 7 | 19
| 4823 | 201 | 7 | 20 | 23 | 0 | 0 | 1 | 0 | 0 | 0 | 0 | 0 | 0 | 0 | 0 | 1 |  | 7 | 20 | 7 | 19
| 4824 | 201 | 7 | 20 | 24 | 0 | 0 | 1 | 0 | 0 | 0 | 0 | 0 | 0 | 0 | 0 | 1 |  | 7 | 20 | 7 | 19
| 4825 | 202 | 7 | 21 | 1 | 0 | 0 | 1 | 0 | 0 | 0 | 0 | 0 | 0 | 0 | 0 | 1 |  | 7 | 21 | 7 | 20
| 4826 | 202 | 7 | 21 | 2 | 0 | 0 | 1 | 0 | 0 | 0 | 0 | 0 | 0 | 0 | 0 | 1 |  | 7 | 21 | 7 | 20
| 4827 | 202 | 7 | 21 | 3 | 0 | 0 | 1 | 0 | 0 | 0 | 0 | 0 | 0 | 0 | 0 | 1 |  | 7 | 21 | 7 | 20
| 4828 | 202 | 7 | 21 | 4 | 0 | 0 | 1 | 0 | 0 | 0 | 0 | 0 | 0 | 0 | 0 | 1 |  | 7 | 21 | 7 | 20
| 4829 | 202 | 7 | 21 | 5 | 0 | 0 | 1 | 0 | 0 | 0 | 0 | 0 | 0 | 0 | 0 | 1 |  | 7 | 21 | 7 | 20
| 4830 | 202 | 7 | 21 | 6 | 0 | 0 | 1 | 0 | 0 | 0 | 0 | 0 | 0 | 0 | 0 | 1 |  | 7 | 21 | 7 | 20
| 4831 | 202 | 7 | 21 | 7 | 0 | 0 | 1 | 0 | 0 | 0 | 0 | 0 | 0 | 0 | 0 | 1 |  | 7 | 21 | 7 | 20
| 4832 | 202 | 7 | 21 | 8 | 0 | 0 | 1 | 0 | 0 | 0 | 0 | 0 | 0 | 0 | 0 | 1 |  | 7 | 21 | 7 | 20
| 4833 | 202 | 7 | 21 | 9 | 0 | 0 | 1 | 0 | 0 | 0 | 0 | 0 | 0 | 0 | 0 | 1 |  | 7 | 21 | 7 | 20
| 4834 | 202 | 7 | 21 | 10 | 0 | 0 | 1 | 0 | 0 | 0 | 0 | 0 | 0 | 0 | 0 | 1 |  | 7 | 21 | 7 | 20
| 4835 | 202 | 7 | 21 | 11 | 0 | 0 | 1 | 0 | 0 | 0 | 0 | 0 | 0 | 0 | 0 | 1 |  | 7 | 21 | 7 | 20
| 4836 | 202 | 7 | 21 | 12 | 0 | 0 | 1 | 0 | 0 | 0 | 0 | 0 | 0 | 0 | 0 | 1 |  | 7 | 21 | 7 | 20
| 4837 | 202 | 7 | 21 | 13 | 0 | 0 | 1 | 0 | 0 | 0 | 0 | 0 | 0 | 0 | 0 | 1 |  | 7 | 21 | 7 | 20
| 4838 | 202 | 7 | 21 | 14 | 0 | 0 | 1 | 0 | 0 | 0 | 0 | 0 | 0 | 0 | 0 | 1 |  | 7 | 21 | 7 | 20
| 4839 | 202 | 7 | 21 | 15 | 0 | 0 | 1 | 0 | 0 | 0 | 0 | 0 | 0 | 0 | 0 | 1 |  | 7 | 21 | 7 | 20
| 4840 | 202 | 7 | 21 | 16 | 0 | 0 | 1 | 0 | 0 | 0 | 0 | 0 | 0 | 0 | 0 | 1 |  | 7 | 21 | 7 | 20
| 4841 | 202 | 7 | 21 | 17 | 0 | 0 | 1 | 0 | 0 | 0 | 0 | 0 | 0 | 0 | 0 | 1 |  | 7 | 21 | 7 | 20
| 4842 | 202 | 7 | 21 | 18 | 0 | 0 | 1 | 0 | 0 | 0 | 0 | 0 | 0 | 0 | 0 | 1 |  | 7 | 21 | 7 | 20
| 4843 | 202 | 7 | 21 | 19 | 0 | 0 | 1 | 0 | 0 | 0 | 0 | 0 | 0 | 0 | 0 | 1 |  | 7 | 21 | 7 | 20
| 4844 | 202 | 7 | 21 | 20 | 0 | 0 | 1 | 0 | 0 | 0 | 0 | 0 | 0 | 0 | 0 | 1 |  | 7 | 21 | 7 | 20
| 4845 | 202 | 7 | 21 | 21 | 0 | 0 | 1 | 0 | 0 | 0 | 0 | 0 | 0 | 0 | 0 | 1 |  | 7 | 21 | 7 | 20
| 4846 | 202 | 7 | 21 | 22 | 0 | 0 | 1 | 0 | 0 | 0 | 0 | 0 | 0 | 0 | 0 | 1 |  | 7 | 21 | 7 | 20
| 4847 | 202 | 7 | 21 | 23 | 0 | 0 | 1 | 0 | 0 | 0 | 0 | 0 | 0 | 0 | 0 | 1 |  | 7 | 21 | 7 | 20
| 4848 | 202 | 7 | 21 | 24 | 0 | 0 | 1 | 0 | 0 | 0 | 0 | 0 | 0 | 0 | 0 | 1 |  | 7 | 21 | 7 | 20
| 4849 | 203 | 7 | 22 | 1 | 0 | 0 | 1 | 0 | 0 | 0 | 0 | 0 | 0 | 0 | 0 | 1 |  | 7 | 22 | 7 | 21
| 4850 | 203 | 7 | 22 | 2 | 0 | 0 | 1 | 0 | 0 | 0 | 0 | 0 | 0 | 0 | 0 | 1 |  | 7 | 22 | 7 | 21
| 4851 | 203 | 7 | 22 | 3 | 0 | 0 | 1 | 0 | 0 | 0 | 0 | 0 | 0 | 0 | 0 | 1 |  | 7 | 22 | 7 | 21
| 4852 | 203 | 7 | 22 | 4 | 0 | 0 | 1 | 0 | 0 | 0 | 0 | 0 | 0 | 0 | 0 | 1 |  | 7 | 22 | 7 | 21
| 4853 | 203 | 7 | 22 | 5 | 0 | 0 | 1 | 0 | 0 | 0 | 0 | 0 | 0 | 0 | 0 | 1 |  | 7 | 22 | 7 | 21
| 4854 | 203 | 7 | 22 | 6 | 0 | 0 | 1 | 0 | 0 | 0 | 0 | 0 | 0 | 0 | 0 | 1 |  | 7 | 22 | 7 | 21
| 4855 | 203 | 7 | 22 | 7 | 0 | 0 | 1 | 0 | 0 | 0 | 0 | 0 | 0 | 0 | 0 | 1 |  | 7 | 22 | 7 | 21
| 4856 | 203 | 7 | 22 | 8 | 0 | 0 | 1 | 0 | 0 | 0 | 0 | 0 | 0 | 0 | 0 | 1 |  | 7 | 22 | 7 | 21
| 4857 | 203 | 7 | 22 | 9 | 0 | 0 | 1 | 0 | 0 | 0 | 0 | 0 | 0 | 0 | 0 | 1 |  | 7 | 22 | 7 | 21
| 4858 | 203 | 7 | 22 | 10 | 0 | 0 | 1 | 0 | 0 | 0 | 0 | 0 | 0 | 0 | 0 | 1 |  | 7 | 22 | 7 | 21
| 4859 | 203 | 7 | 22 | 11 | 0 | 0 | 1 | 0 | 0 | 0 | 0 | 0 | 0 | 0 | 0 | 1 |  | 7 | 22 | 7 | 21
| 4860 | 203 | 7 | 22 | 12 | 0 | 0 | 1 | 0 | 0 | 0 | 0 | 0 | 0 | 0 | 0 | 1 |  | 7 | 22 | 7 | 21
| 4861 | 203 | 7 | 22 | 13 | 0 | 0 | 1 | 0 | 0 | 0 | 0 | 0 | 0 | 0 | 0 | 1 |  | 7 | 22 | 7 | 21
| 4862 | 203 | 7 | 22 | 14 | 0 | 0 | 1 | 0 | 0 | 0 | 0 | 0 | 0 | 0 | 0 | 1 |  | 7 | 22 | 7 | 21
| 4863 | 203 | 7 | 22 | 15 | 0 | 0 | 1 | 0 | 0 | 0 | 0 | 0 | 0 | 0 | 0 | 1 |  | 7 | 22 | 7 | 21
| 4864 | 203 | 7 | 22 | 16 | 0 | 0 | 1 | 0 | 0 | 0 | 0 | 0 | 0 | 0 | 0 | 1 |  | 7 | 22 | 7 | 21
| 4865 | 203 | 7 | 22 | 17 | 0 | 0 | 1 | 0 | 0 | 0 | 0 | 0 | 0 | 0 | 0 | 1 |  | 7 | 22 | 7 | 21
| 4866 | 203 | 7 | 22 | 18 | 0 | 0 | 1 | 0 | 0 | 0 | 0 | 0 | 0 | 0 | 0 | 1 |  | 7 | 22 | 7 | 21
| 4867 | 203 | 7 | 22 | 19 | 0 | 0 | 1 | 0 | 0 | 0 | 0 | 0 | 0 | 0 | 0 | 1 |  | 7 | 22 | 7 | 21
| 4868 | 203 | 7 | 22 | 20 | 0 | 0 | 1 | 0 | 0 | 0 | 0 | 0 | 0 | 0 | 0 | 1 |  | 7 | 22 | 7 | 21
| 4869 | 203 | 7 | 22 | 21 | 0 | 0 | 1 | 0 | 0 | 0 | 0 | 0 | 0 | 0 | 0 | 1 |  | 7 | 22 | 7 | 21
| 4870 | 203 | 7 | 22 | 22 | 0 | 0 | 1 | 0 | 0 | 0 | 0 | 0 | 0 | 0 | 0 | 1 |  | 7 | 22 | 7 | 21
| 4871 | 203 | 7 | 22 | 23 | 0 | 0 | 1 | 0 | 0 | 0 | 0 | 0 | 0 | 0 | 0 | 1 |  | 7 | 22 | 7 | 21
| 4872 | 203 | 7 | 22 | 24 | 0 | 0 | 1 | 0 | 0 | 0 | 0 | 0 | 0 | 0 | 0 | 1 |  | 7 | 22 | 7 | 21
| 4873 | 204 | 7 | 23 | 1 | 0 | 0 | 0 | 0 | 0 | 0 | 0 | 0 | 0 | 0 | 0 | 1 |  | 7 | 23 | 7 | 22
| 4874 | 204 | 7 | 23 | 2 | 0 | 0 | 0 | 0 | 0 | 0 | 0 | 0 | 0 | 0 | 0 | 1 |  | 7 | 23 | 7 | 22
| 4875 | 204 | 7 | 23 | 3 | 0 | 0 | 0 | 0 | 0 | 0 | 0 | 0 | 0 | 0 | 0 | 1 |  | 7 | 23 | 7 | 22
| 4876 | 204 | 7 | 23 | 4 | 0 | 0 | 0 | 0 | 0 | 0 | 0 | 0 | 0 | 0 | 0 | 1 |  | 7 | 23 | 7 | 22
| 4877 | 204 | 7 | 23 | 5 | 0 | 0 | 0 | 0 | 0 | 0 | 0 | 0 | 0 | 0 | 0 | 1 |  | 7 | 23 | 7 | 22
| 4878 | 204 | 7 | 23 | 6 | 0 | 0 | 0 | 0 | 0 | 0 | 0 | 0 | 0 | 0 | 0 | 1 |  | 7 | 23 | 7 | 22
| 4879 | 204 | 7 | 23 | 7 | 0 | 0 | 0 | 0 | 0 | 0 | 0 | 0 | 0 | 0 | 0 | 1 |  | 7 | 23 | 7 | 22
| 4880 | 204 | 7 | 23 | 8 | 0 | 0 | 0 | 0 | 0 | 0 | 0 | 0 | 0 | 0 | 0 | 1 |  | 7 | 23 | 7 | 22
| 4881 | 204 | 7 | 23 | 9 | 0 | 0 | 0 | 0 | 0 | 0 | 0 | 0 | 0 | 0 | 0 | 1 |  | 7 | 23 | 7 | 22
| 4882 | 204 | 7 | 23 | 10 | 0 | 0 | 0 | 0 | 0 | 0 | 0 | 0 | 0 | 0 | 0 | 1 |  | 7 | 23 | 7 | 22
| 4883 | 204 | 7 | 23 | 11 | 0 | 0 | 0 | 0 | 0 | 0 | 0 | 0 | 0 | 0 | 0 | 1 |  | 7 | 23 | 7 | 22
| 4884 | 204 | 7 | 23 | 12 | 0 | 0 | 0 | 0 | 0 | 0 | 0 | 0 | 0 | 0 | 0 | 1 |  | 7 | 23 | 7 | 22
| 4885 | 204 | 7 | 23 | 13 | 0 | 0 | 0 | 0 | 0 | 0 | 0 | 0 | 0 | 0 | 0 | 1 |  | 7 | 23 | 7 | 22
| 4886 | 204 | 7 | 23 | 14 | 0 | 0 | 0 | 0 | 0 | 0 | 0 | 0 | 0 | 0 | 0 | 1 |  | 7 | 23 | 7 | 22
| 4887 | 204 | 7 | 23 | 15 | 0 | 0 | 0 | 0 | 0 | 0 | 0 | 0 | 0 | 0 | 0 | 1 |  | 7 | 23 | 7 | 22
| 4888 | 204 | 7 | 23 | 16 | 0 | 0 | 0 | 0 | 0 | 0 | 0 | 0 | 0 | 0 | 0 | 1 |  | 7 | 23 | 7 | 22
| 4889 | 204 | 7 | 23 | 17 | 0 | 0 | 0 | 0 | 0 | 0 | 0 | 0 | 0 | 0 | 0 | 1 |  | 7 | 23 | 7 | 22
| 4890 | 204 | 7 | 23 | 18 | 0 | 0 | 0 | 0 | 0 | 0 | 0 | 0 | 0 | 0 | 0 | 1 |  | 7 | 23 | 7 | 22
| 4891 | 204 | 7 | 23 | 19 | 0 | 0 | 0 | 0 | 0 | 0 | 0 | 0 | 0 | 0 | 0 | 1 |  | 7 | 23 | 7 | 22
| 4892 | 204 | 7 | 23 | 20 | 0 | 0 | 0 | 0 | 0 | 0 | 0 | 0 | 0 | 0 | 0 | 1 |  | 7 | 23 | 7 | 22
| 4893 | 204 | 7 | 23 | 21 | 0 | 0 | 0 | 0 | 0 | 0 | 0 | 0 | 0 | 0 | 0 | 1 |  | 7 | 23 | 7 | 22
| 4894 | 204 | 7 | 23 | 22 | 0 | 0 | 0 | 0 | 0 | 0 | 0 | 0 | 0 | 0 | 0 | 1 |  | 7 | 23 | 7 | 22
| 4895 | 204 | 7 | 23 | 23 | 0 | 0 | 0 | 0 | 0 | 0 | 0 | 0 | 0 | 0 | 0 | 1 |  | 7 | 23 | 7 | 22
| 4896 | 204 | 7 | 23 | 24 | 0 | 0 | 0 | 0 | 0 | 0 | 0 | 0 | 0 | 0 | 0 | 1 |  | 7 | 23 | 7 | 22
| 4897 | 205 | 7 | 24 | 1 | 0 | 0 | 0 | 0 | 0 | 0 | 0 | 0 | 0 | 0 | 0 | 1 |  | 7 | 24 | 7 | 23
| 4898 | 205 | 7 | 24 | 2 | 0 | 0 | 0 | 0 | 0 | 0 | 0 | 0 | 0 | 0 | 0 | 1 |  | 7 | 24 | 7 | 23
| 4899 | 205 | 7 | 24 | 3 | 0 | 0 | 0 | 0 | 0 | 0 | 0 | 0 | 0 | 0 | 0 | 1 |  | 7 | 24 | 7 | 23
| 4900 | 205 | 7 | 24 | 4 | 0 | 0 | 0 | 0 | 0 | 0 | 0 | 0 | 0 | 0 | 0 | 1 |  | 7 | 24 | 7 | 23
| 4901 | 205 | 7 | 24 | 5 | 0 | 0 | 0 | 0 | 0 | 0 | 0 | 0 | 0 | 0 | 0 | 1 |  | 7 | 24 | 7 | 23
| 4902 | 205 | 7 | 24 | 6 | 0 | 0 | 0 | 0 | 0 | 0 | 0 | 0 | 0 | 0 | 0 | 1 |  | 7 | 24 | 7 | 23
| 4903 | 205 | 7 | 24 | 7 | 0 | 0 | 0 | 0 | 0 | 0 | 0 | 0 | 0 | 0 | 0 | 1 |  | 7 | 24 | 7 | 23
| 4904 | 205 | 7 | 24 | 8 | 0 | 0 | 0 | 0 | 0 | 0 | 0 | 0 | 0 | 0 | 0 | 1 |  | 7 | 24 | 7 | 23
| 4905 | 205 | 7 | 24 | 9 | 0 | 0 | 0 | 0 | 0 | 0 | 0 | 0 | 0 | 0 | 0 | 1 |  | 7 | 24 | 7 | 23
| 4906 | 205 | 7 | 24 | 10 | 0 | 0 | 0 | 0 | 0 | 0 | 0 | 0 | 0 | 0 | 0 | 1 |  | 7 | 24 | 7 | 23
| 4907 | 205 | 7 | 24 | 11 | 0 | 0 | 0 | 0 | 0 | 0 | 0 | 0 | 0 | 0 | 0 | 1 |  | 7 | 24 | 7 | 23
| 4908 | 205 | 7 | 24 | 12 | 0 | 0 | 0 | 0 | 0 | 0 | 0 | 0 | 0 | 0 | 0 | 1 |  | 7 | 24 | 7 | 23
| 4909 | 205 | 7 | 24 | 13 | 0 | 0 | 0 | 0 | 0 | 0 | 0 | 0 | 0 | 0 | 0 | 1 |  | 7 | 24 | 7 | 23
| 4910 | 205 | 7 | 24 | 14 | 0 | 0 | 0 | 0 | 0 | 0 | 0 | 0 | 0 | 0 | 0 | 1 |  | 7 | 24 | 7 | 23
| 4911 | 205 | 7 | 24 | 15 | 0 | 0 | 0 | 0 | 0 | 0 | 0 | 0 | 0 | 0 | 0 | 1 |  | 7 | 24 | 7 | 23
| 4912 | 205 | 7 | 24 | 16 | 0 | 0 | 0 | 0 | 0 | 0 | 0 | 0 | 0 | 0 | 0 | 1 |  | 7 | 24 | 7 | 23
| 4913 | 205 | 7 | 24 | 17 | 0 | 0 | 0 | 0 | 0 | 0 | 0 | 0 | 0 | 0 | 0 | 1 |  | 7 | 24 | 7 | 23
| 4914 | 205 | 7 | 24 | 18 | 0 | 0 | 0 | 0 | 0 | 0 | 0 | 0 | 0 | 0 | 0 | 1 |  | 7 | 24 | 7 | 23
| 4915 | 205 | 7 | 24 | 19 | 0 | 0 | 0 | 0 | 0 | 0 | 0 | 0 | 0 | 0 | 0 | 1 |  | 7 | 24 | 7 | 23
| 4916 | 205 | 7 | 24 | 20 | 0 | 0 | 0 | 0 | 0 | 0 | 0 | 0 | 0 | 0 | 0 | 1 |  | 7 | 24 | 7 | 23
| 4917 | 205 | 7 | 24 | 21 | 0 | 0 | 0 | 0 | 0 | 0 | 0 | 0 | 0 | 0 | 0 | 1 |  | 7 | 24 | 7 | 23
| 4918 | 205 | 7 | 24 | 22 | 0 | 0 | 0 | 0 | 0 | 0 | 0 | 0 | 0 | 0 | 0 | 1 |  | 7 | 24 | 7 | 23
| 4919 | 205 | 7 | 24 | 23 | 0 | 0 | 0 | 0 | 0 | 0 | 0 | 0 | 0 | 0 | 0 | 1 |  | 7 | 24 | 7 | 23
| 4920 | 205 | 7 | 24 | 24 | 0 | 0 | 0 | 0 | 0 | 0 | 0 | 0 | 0 | 0 | 0 | 1 |  | 7 | 24 | 7 | 23
| 4921 | 206 | 7 | 25 | 1 | 0 | 0 | 1 | 0 | 0 | 0 | 0 | 0 | 0 | 0 | 0 | 1 |  | 7 | 25 | 7 | 24
| 4922 | 206 | 7 | 25 | 2 | 0 | 0 | 1 | 0 | 0 | 0 | 0 | 0 | 0 | 0 | 0 | 1 |  | 7 | 25 | 7 | 24
| 4923 | 206 | 7 | 25 | 3 | 0 | 0 | 1 | 0 | 0 | 0 | 0 | 0 | 0 | 0 | 0 | 1 |  | 7 | 25 | 7 | 24
| 4924 | 206 | 7 | 25 | 4 | 0 | 0 | 1 | 0 | 0 | 0 | 0 | 0 | 0 | 0 | 0 | 1 |  | 7 | 25 | 7 | 24
| 4925 | 206 | 7 | 25 | 5 | 0 | 0 | 1 | 0 | 0 | 0 | 0 | 0 | 0 | 0 | 0 | 1 |  | 7 | 25 | 7 | 24
| 4926 | 206 | 7 | 25 | 6 | 0 | 0 | 1 | 0 | 0 | 0 | 0 | 0 | 0 | 0 | 0 | 1 |  | 7 | 25 | 7 | 24
| 4927 | 206 | 7 | 25 | 7 | 0 | 0 | 1 | 0 | 0 | 0 | 0 | 0 | 0 | 0 | 0 | 1 |  | 7 | 25 | 7 | 24
| 4928 | 206 | 7 | 25 | 8 | 0 | 0 | 1 | 0 | 0 | 0 | 0 | 0 | 0 | 0 | 0 | 1 |  | 7 | 25 | 7 | 24
| 4929 | 206 | 7 | 25 | 9 | 0 | 0 | 1 | 0 | 0 | 0 | 0 | 0 | 0 | 0 | 0 | 1 |  | 7 | 25 | 7 | 24
| 4930 | 206 | 7 | 25 | 10 | 0 | 0 | 1 | 0 | 0 | 0 | 0 | 0 | 0 | 0 | 0 | 1 |  | 7 | 25 | 7 | 24
| 4931 | 206 | 7 | 25 | 11 | 0 | 0 | 1 | 0 | 0 | 0 | 0 | 0 | 0 | 0 | 0 | 1 |  | 7 | 25 | 7 | 24
| 4932 | 206 | 7 | 25 | 12 | 0 | 0 | 1 | 0 | 0 | 0 | 0 | 0 | 0 | 0 | 0 | 1 |  | 7 | 25 | 7 | 24
| 4933 | 206 | 7 | 25 | 13 | 0 | 0 | 1 | 0 | 0 | 0 | 0 | 0 | 0 | 0 | 0 | 1 |  | 7 | 25 | 7 | 24
| 4934 | 206 | 7 | 25 | 14 | 0 | 0 | 1 | 0 | 0 | 0 | 0 | 0 | 0 | 0 | 0 | 1 |  | 7 | 25 | 7 | 24
| 4935 | 206 | 7 | 25 | 15 | 0 | 0 | 1 | 0 | 0 | 0 | 0 | 0 | 0 | 0 | 0 | 1 |  | 7 | 25 | 7 | 24
| 4936 | 206 | 7 | 25 | 16 | 0 | 0 | 1 | 0 | 0 | 0 | 0 | 0 | 0 | 0 | 0 | 1 |  | 7 | 25 | 7 | 24
| 4937 | 206 | 7 | 25 | 17 | 0 | 0 | 1 | 0 | 0 | 0 | 0 | 0 | 0 | 0 | 0 | 1 |  | 7 | 25 | 7 | 24
| 4938 | 206 | 7 | 25 | 18 | 0 | 0 | 1 | 0 | 0 | 0 | 0 | 0 | 0 | 0 | 0 | 1 |  | 7 | 25 | 7 | 24
| 4939 | 206 | 7 | 25 | 19 | 0 | 0 | 1 | 0 | 0 | 0 | 0 | 0 | 0 | 0 | 0 | 1 |  | 7 | 25 | 7 | 24
| 4940 | 206 | 7 | 25 | 20 | 0 | 0 | 1 | 0 | 0 | 0 | 0 | 0 | 0 | 0 | 0 | 1 |  | 7 | 25 | 7 | 24
| 4941 | 206 | 7 | 25 | 21 | 0 | 0 | 1 | 0 | 0 | 0 | 0 | 0 | 0 | 0 | 0 | 1 |  | 7 | 25 | 7 | 24
| 4942 | 206 | 7 | 25 | 22 | 0 | 0 | 1 | 0 | 0 | 0 | 0 | 0 | 0 | 0 | 0 | 1 |  | 7 | 25 | 7 | 24
| 4943 | 206 | 7 | 25 | 23 | 0 | 0 | 1 | 0 | 0 | 0 | 0 | 0 | 0 | 0 | 0 | 1 |  | 7 | 25 | 7 | 24
| 4944 | 206 | 7 | 25 | 24 | 0 | 0 | 1 | 0 | 0 | 0 | 0 | 0 | 0 | 0 | 0 | 1 |  | 7 | 25 | 7 | 24
| 4945 | 207 | 7 | 26 | 1 | 0 | 0 | 1 | 0 | 0 | 0 | 0 | 0 | 0 | 0 | 0 | 1 |  | 7 | 26 | 7 | 25
| 4946 | 207 | 7 | 26 | 2 | 0 | 0 | 1 | 0 | 0 | 0 | 0 | 0 | 0 | 0 | 0 | 1 |  | 7 | 26 | 7 | 25
| 4947 | 207 | 7 | 26 | 3 | 0 | 0 | 1 | 0 | 0 | 0 | 0 | 0 | 0 | 0 | 0 | 1 |  | 7 | 26 | 7 | 25
| 4948 | 207 | 7 | 26 | 4 | 0 | 0 | 1 | 0 | 0 | 0 | 0 | 0 | 0 | 0 | 0 | 1 |  | 7 | 26 | 7 | 25
| 4949 | 207 | 7 | 26 | 5 | 0 | 0 | 1 | 0 | 0 | 0 | 0 | 0 | 0 | 0 | 0 | 1 |  | 7 | 26 | 7 | 25
| 4950 | 207 | 7 | 26 | 6 | 0 | 0 | 1 | 0 | 0 | 0 | 0 | 0 | 0 | 0 | 0 | 1 |  | 7 | 26 | 7 | 25
| 4951 | 207 | 7 | 26 | 7 | 0 | 0 | 1 | 0 | 0 | 0 | 0 | 0 | 0 | 0 | 0 | 1 |  | 7 | 26 | 7 | 25
| 4952 | 207 | 7 | 26 | 8 | 0 | 0 | 1 | 0 | 0 | 0 | 0 | 0 | 0 | 0 | 0 | 1 |  | 7 | 26 | 7 | 25
| 4953 | 207 | 7 | 26 | 9 | 0 | 0 | 1 | 0 | 0 | 0 | 0 | 0 | 0 | 0 | 0 | 1 |  | 7 | 26 | 7 | 25
| 4954 | 207 | 7 | 26 | 10 | 0 | 0 | 1 | 0 | 0 | 0 | 0 | 0 | 0 | 0 | 0 | 1 |  | 7 | 26 | 7 | 25
| 4955 | 207 | 7 | 26 | 11 | 0 | 0 | 1 | 0 | 0 | 0 | 0 | 0 | 0 | 0 | 0 | 1 |  | 7 | 26 | 7 | 25
| 4956 | 207 | 7 | 26 | 12 | 0 | 0 | 1 | 0 | 0 | 0 | 0 | 0 | 0 | 0 | 0 | 1 |  | 7 | 26 | 7 | 25
| 4957 | 207 | 7 | 26 | 13 | 0 | 0 | 1 | 0 | 0 | 0 | 0 | 0 | 0 | 0 | 0 | 1 |  | 7 | 26 | 7 | 25
| 4958 | 207 | 7 | 26 | 14 | 0 | 0 | 1 | 0 | 0 | 0 | 0 | 0 | 0 | 0 | 0 | 1 |  | 7 | 26 | 7 | 25
| 4959 | 207 | 7 | 26 | 15 | 0 | 0 | 1 | 0 | 0 | 0 | 0 | 0 | 0 | 0 | 0 | 1 |  | 7 | 26 | 7 | 25
| 4960 | 207 | 7 | 26 | 16 | 0 | 0 | 1 | 0 | 0 | 0 | 0 | 0 | 0 | 0 | 0 | 1 |  | 7 | 26 | 7 | 25
| 4961 | 207 | 7 | 26 | 17 | 0 | 0 | 1 | 0 | 0 | 0 | 0 | 0 | 0 | 0 | 0 | 1 |  | 7 | 26 | 7 | 25
| 4962 | 207 | 7 | 26 | 18 | 0 | 0 | 1 | 0 | 0 | 0 | 0 | 0 | 0 | 0 | 0 | 1 |  | 7 | 26 | 7 | 25
| 4963 | 207 | 7 | 26 | 19 | 0 | 0 | 1 | 0 | 0 | 0 | 0 | 0 | 0 | 0 | 0 | 1 |  | 7 | 26 | 7 | 25
| 4964 | 207 | 7 | 26 | 20 | 0 | 0 | 1 | 0 | 0 | 0 | 0 | 0 | 0 | 0 | 0 | 1 |  | 7 | 26 | 7 | 25
| 4965 | 207 | 7 | 26 | 21 | 0 | 0 | 1 | 0 | 0 | 0 | 0 | 0 | 0 | 0 | 0 | 1 |  | 7 | 26 | 7 | 25
| 4966 | 207 | 7 | 26 | 22 | 0 | 0 | 1 | 0 | 0 | 0 | 0 | 0 | 0 | 0 | 0 | 1 |  | 7 | 26 | 7 | 25
| 4967 | 207 | 7 | 26 | 23 | 0 | 0 | 1 | 0 | 0 | 0 | 0 | 0 | 0 | 0 | 0 | 1 |  | 7 | 26 | 7 | 25
| 4968 | 207 | 7 | 26 | 24 | 0 | 0 | 1 | 0 | 0 | 0 | 0 | 0 | 0 | 0 | 0 | 1 |  | 7 | 26 | 7 | 25
| 4969 | 208 | 7 | 27 | 1 | 0 | 0 | 1 | 0 | 0 | 0 | 0 | 0 | 0 | 0 | 0 | 1 |  | 7 | 27 | 7 | 26
| 4970 | 208 | 7 | 27 | 2 | 0 | 0 | 1 | 0 | 0 | 0 | 0 | 0 | 0 | 0 | 0 | 1 |  | 7 | 27 | 7 | 26
| 4971 | 208 | 7 | 27 | 3 | 0 | 0 | 1 | 0 | 0 | 0 | 0 | 0 | 0 | 0 | 0 | 1 |  | 7 | 27 | 7 | 26
| 4972 | 208 | 7 | 27 | 4 | 0 | 0 | 1 | 0 | 0 | 0 | 0 | 0 | 0 | 0 | 0 | 1 |  | 7 | 27 | 7 | 26
| 4973 | 208 | 7 | 27 | 5 | 0 | 0 | 1 | 0 | 0 | 0 | 0 | 0 | 0 | 0 | 0 | 1 |  | 7 | 27 | 7 | 26
| 4974 | 208 | 7 | 27 | 6 | 0 | 0 | 1 | 0 | 0 | 0 | 0 | 0 | 0 | 0 | 0 | 1 |  | 7 | 27 | 7 | 26
| 4975 | 208 | 7 | 27 | 7 | 0 | 0 | 1 | 0 | 0 | 0 | 0 | 0 | 0 | 0 | 0 | 1 |  | 7 | 27 | 7 | 26
| 4976 | 208 | 7 | 27 | 8 | 0 | 0 | 1 | 0 | 0 | 0 | 0 | 0 | 0 | 0 | 0 | 1 |  | 7 | 27 | 7 | 26
| 4977 | 208 | 7 | 27 | 9 | 0 | 0 | 1 | 0 | 0 | 0 | 0 | 0 | 0 | 0 | 0 | 1 |  | 7 | 27 | 7 | 26
| 4978 | 208 | 7 | 27 | 10 | 0 | 0 | 1 | 0 | 0 | 0 | 0 | 0 | 0 | 0 | 0 | 1 |  | 7 | 27 | 7 | 26
| 4979 | 208 | 7 | 27 | 11 | 0 | 0 | 1 | 0 | 0 | 0 | 0 | 0 | 0 | 0 | 0 | 1 |  | 7 | 27 | 7 | 26
| 4980 | 208 | 7 | 27 | 12 | 0 | 0 | 1 | 0 | 0 | 0 | 0 | 0 | 0 | 0 | 0 | 1 |  | 7 | 27 | 7 | 26
| 4981 | 208 | 7 | 27 | 13 | 0 | 0 | 1 | 0 | 0 | 0 | 0 | 0 | 0 | 0 | 0 | 1 |  | 7 | 27 | 7 | 26
| 4982 | 208 | 7 | 27 | 14 | 0 | 0 | 1 | 0 | 0 | 0 | 0 | 0 | 0 | 0 | 0 | 1 |  | 7 | 27 | 7 | 26
| 4983 | 208 | 7 | 27 | 15 | 0 | 0 | 1 | 0 | 0 | 0 | 0 | 0 | 0 | 0 | 0 | 1 |  | 7 | 27 | 7 | 26
| 4984 | 208 | 7 | 27 | 16 | 0 | 0 | 1 | 0 | 0 | 0 | 0 | 0 | 0 | 0 | 0 | 1 |  | 7 | 27 | 7 | 26
| 4985 | 208 | 7 | 27 | 17 | 0 | 0 | 1 | 0 | 0 | 0 | 0 | 0 | 0 | 0 | 0 | 1 |  | 7 | 27 | 7 | 26
| 4986 | 208 | 7 | 27 | 18 | 0 | 0 | 1 | 0 | 0 | 0 | 0 | 0 | 0 | 0 | 0 | 1 |  | 7 | 27 | 7 | 26
| 4987 | 208 | 7 | 27 | 19 | 0 | 0 | 1 | 0 | 0 | 0 | 0 | 0 | 0 | 0 | 0 | 1 |  | 7 | 27 | 7 | 26
| 4988 | 208 | 7 | 27 | 20 | 0 | 0 | 1 | 0 | 0 | 0 | 0 | 0 | 0 | 0 | 0 | 1 |  | 7 | 27 | 7 | 26
| 4989 | 208 | 7 | 27 | 21 | 0 | 0 | 1 | 0 | 0 | 0 | 0 | 0 | 0 | 0 | 0 | 1 |  | 7 | 27 | 7 | 26
| 4990 | 208 | 7 | 27 | 22 | 0 | 0 | 1 | 0 | 0 | 0 | 0 | 0 | 0 | 0 | 0 | 1 |  | 7 | 27 | 7 | 26
| 4991 | 208 | 7 | 27 | 23 | 0 | 0 | 1 | 0 | 0 | 0 | 0 | 0 | 0 | 0 | 0 | 1 |  | 7 | 27 | 7 | 26
| 4992 | 208 | 7 | 27 | 24 | 0 | 0 | 1 | 0 | 0 | 0 | 0 | 0 | 0 | 0 | 0 | 1 |  | 7 | 27 | 7 | 26
| 4993 | 209 | 7 | 28 | 1 | 0 | 0 | 1 | 0 | 0 | 0 | 0 | 0 | 0 | 0 | 0 | 1 |  | 7 | 28 | 7 | 27
| 4994 | 209 | 7 | 28 | 2 | 0 | 0 | 1 | 0 | 0 | 0 | 0 | 0 | 0 | 0 | 0 | 1 |  | 7 | 28 | 7 | 27
| 4995 | 209 | 7 | 28 | 3 | 0 | 0 | 1 | 0 | 0 | 0 | 0 | 0 | 0 | 0 | 0 | 1 |  | 7 | 28 | 7 | 27
| 4996 | 209 | 7 | 28 | 4 | 0 | 0 | 1 | 0 | 0 | 0 | 0 | 0 | 0 | 0 | 0 | 1 |  | 7 | 28 | 7 | 27
| 4997 | 209 | 7 | 28 | 5 | 0 | 0 | 1 | 0 | 0 | 0 | 0 | 0 | 0 | 0 | 0 | 1 |  | 7 | 28 | 7 | 27
| 4998 | 209 | 7 | 28 | 6 | 0 | 0 | 1 | 0 | 0 | 0 | 0 | 0 | 0 | 0 | 0 | 1 |  | 7 | 28 | 7 | 27
| 4999 | 209 | 7 | 28 | 7 | 0 | 0 | 1 | 0 | 0 | 0 | 0 | 0 | 0 | 0 | 0 | 1 |  | 7 | 28 | 7 | 27
| 5000 | 209 | 7 | 28 | 8 | 0 | 0 | 1 | 0 | 0 | 0 | 0 | 0 | 0 | 0 | 0 | 1 |  | 7 | 28 | 7 | 27
| 5001 | 209 | 7 | 28 | 9 | 0 | 0 | 1 | 0 | 0 | 0 | 0 | 0 | 0 | 0 | 0 | 1 |  | 7 | 28 | 7 | 27
| 5002 | 209 | 7 | 28 | 10 | 0 | 0 | 1 | 0 | 0 | 0 | 0 | 0 | 0 | 0 | 0 | 1 |  | 7 | 28 | 7 | 27
| 5003 | 209 | 7 | 28 | 11 | 0 | 0 | 1 | 0 | 0 | 0 | 0 | 0 | 0 | 0 | 0 | 1 |  | 7 | 28 | 7 | 27
| 5004 | 209 | 7 | 28 | 12 | 0 | 0 | 1 | 0 | 0 | 0 | 0 | 0 | 0 | 0 | 0 | 1 |  | 7 | 28 | 7 | 27
| 5005 | 209 | 7 | 28 | 13 | 0 | 0 | 1 | 0 | 0 | 0 | 0 | 0 | 0 | 0 | 0 | 1 |  | 7 | 28 | 7 | 27
| 5006 | 209 | 7 | 28 | 14 | 0 | 0 | 1 | 0 | 0 | 0 | 0 | 0 | 0 | 0 | 0 | 1 |  | 7 | 28 | 7 | 27
| 5007 | 209 | 7 | 28 | 15 | 0 | 0 | 1 | 0 | 0 | 0 | 0 | 0 | 0 | 0 | 0 | 1 |  | 7 | 28 | 7 | 27
| 5008 | 209 | 7 | 28 | 16 | 0 | 0 | 1 | 0 | 0 | 0 | 0 | 0 | 0 | 0 | 0 | 1 |  | 7 | 28 | 7 | 27
| 5009 | 209 | 7 | 28 | 17 | 0 | 0 | 1 | 0 | 0 | 0 | 0 | 0 | 0 | 0 | 0 | 1 |  | 7 | 28 | 7 | 27
| 5010 | 209 | 7 | 28 | 18 | 0 | 0 | 1 | 0 | 0 | 0 | 0 | 0 | 0 | 0 | 0 | 1 |  | 7 | 28 | 7 | 27
| 5011 | 209 | 7 | 28 | 19 | 0 | 0 | 1 | 0 | 0 | 0 | 0 | 0 | 0 | 0 | 0 | 1 |  | 7 | 28 | 7 | 27
| 5012 | 209 | 7 | 28 | 20 | 0 | 0 | 1 | 0 | 0 | 0 | 0 | 0 | 0 | 0 | 0 | 1 |  | 7 | 28 | 7 | 27
| 5013 | 209 | 7 | 28 | 21 | 0 | 0 | 1 | 0 | 0 | 0 | 0 | 0 | 0 | 0 | 0 | 1 |  | 7 | 28 | 7 | 27
| 5014 | 209 | 7 | 28 | 22 | 0 | 0 | 1 | 0 | 0 | 0 | 0 | 0 | 0 | 0 | 0 | 1 |  | 7 | 28 | 7 | 27
| 5015 | 209 | 7 | 28 | 23 | 0 | 0 | 1 | 0 | 0 | 0 | 0 | 0 | 0 | 0 | 0 | 1 |  | 7 | 28 | 7 | 27
| 5016 | 209 | 7 | 28 | 24 | 0 | 0 | 1 | 0 | 0 | 0 | 0 | 0 | 0 | 0 | 0 | 1 |  | 7 | 28 | 7 | 27
| 5017 | 210 | 7 | 29 | 1 | 0 | 0 | 1 | 0 | 0 | 0 | 0 | 0 | 0 | 0 | 0 | 1 |  | 7 | 29 | 7 | 28
| 5018 | 210 | 7 | 29 | 2 | 0 | 0 | 1 | 0 | 0 | 0 | 0 | 0 | 0 | 0 | 0 | 1 |  | 7 | 29 | 7 | 28
| 5019 | 210 | 7 | 29 | 3 | 0 | 0 | 1 | 0 | 0 | 0 | 0 | 0 | 0 | 0 | 0 | 1 |  | 7 | 29 | 7 | 28
| 5020 | 210 | 7 | 29 | 4 | 0 | 0 | 1 | 0 | 0 | 0 | 0 | 0 | 0 | 0 | 0 | 1 |  | 7 | 29 | 7 | 28
| 5021 | 210 | 7 | 29 | 5 | 0 | 0 | 1 | 0 | 0 | 0 | 0 | 0 | 0 | 0 | 0 | 1 |  | 7 | 29 | 7 | 28
| 5022 | 210 | 7 | 29 | 6 | 0 | 0 | 1 | 0 | 0 | 0 | 0 | 0 | 0 | 0 | 0 | 1 |  | 7 | 29 | 7 | 28
| 5023 | 210 | 7 | 29 | 7 | 0 | 0 | 1 | 0 | 0 | 0 | 0 | 0 | 0 | 0 | 0 | 1 |  | 7 | 29 | 7 | 28
| 5024 | 210 | 7 | 29 | 8 | 0 | 0 | 1 | 0 | 0 | 0 | 0 | 0 | 0 | 0 | 0 | 1 |  | 7 | 29 | 7 | 28
| 5025 | 210 | 7 | 29 | 9 | 0 | 0 | 1 | 0 | 0 | 0 | 0 | 0 | 0 | 0 | 0 | 1 |  | 7 | 29 | 7 | 28
| 5026 | 210 | 7 | 29 | 10 | 0 | 0 | 1 | 0 | 0 | 0 | 0 | 0 | 0 | 0 | 0 | 1 |  | 7 | 29 | 7 | 28
| 5027 | 210 | 7 | 29 | 11 | 0 | 0 | 1 | 0 | 0 | 0 | 0 | 0 | 0 | 0 | 0 | 1 |  | 7 | 29 | 7 | 28
| 5028 | 210 | 7 | 29 | 12 | 0 | 0 | 1 | 0 | 0 | 0 | 0 | 0 | 0 | 0 | 0 | 1 |  | 7 | 29 | 7 | 28
| 5029 | 210 | 7 | 29 | 13 | 0 | 0 | 1 | 0 | 0 | 0 | 0 | 0 | 0 | 0 | 0 | 1 |  | 7 | 29 | 7 | 28
| 5030 | 210 | 7 | 29 | 14 | 0 | 0 | 1 | 0 | 0 | 0 | 0 | 0 | 0 | 0 | 0 | 1 |  | 7 | 29 | 7 | 28
| 5031 | 210 | 7 | 29 | 15 | 0 | 0 | 1 | 0 | 0 | 0 | 0 | 0 | 0 | 0 | 0 | 1 |  | 7 | 29 | 7 | 28
| 5032 | 210 | 7 | 29 | 16 | 0 | 0 | 1 | 0 | 0 | 0 | 0 | 0 | 0 | 0 | 0 | 1 |  | 7 | 29 | 7 | 28
| 5033 | 210 | 7 | 29 | 17 | 0 | 0 | 1 | 0 | 0 | 0 | 0 | 0 | 0 | 0 | 0 | 1 |  | 7 | 29 | 7 | 28
| 5034 | 210 | 7 | 29 | 18 | 0 | 0 | 1 | 0 | 0 | 0 | 0 | 0 | 0 | 0 | 0 | 1 |  | 7 | 29 | 7 | 28
| 5035 | 210 | 7 | 29 | 19 | 0 | 0 | 1 | 0 | 0 | 0 | 0 | 0 | 0 | 0 | 0 | 1 |  | 7 | 29 | 7 | 28
| 5036 | 210 | 7 | 29 | 20 | 0 | 0 | 1 | 0 | 0 | 0 | 0 | 0 | 0 | 0 | 0 | 1 |  | 7 | 29 | 7 | 28
| 5037 | 210 | 7 | 29 | 21 | 0 | 0 | 1 | 0 | 0 | 0 | 0 | 0 | 0 | 0 | 0 | 1 |  | 7 | 29 | 7 | 28
| 5038 | 210 | 7 | 29 | 22 | 0 | 0 | 1 | 0 | 0 | 0 | 0 | 0 | 0 | 0 | 0 | 1 |  | 7 | 29 | 7 | 28
| 5039 | 210 | 7 | 29 | 23 | 0 | 0 | 1 | 0 | 0 | 0 | 0 | 0 | 0 | 0 | 0 | 1 |  | 7 | 29 | 7 | 28
| 5040 | 210 | 7 | 29 | 24 | 0 | 0 | 1 | 0 | 0 | 0 | 0 | 0 | 0 | 0 | 0 | 1 |  | 7 | 29 | 7 | 28
| 5041 | 211 | 7 | 30 | 1 | 0 | 0 | 0 | 0 | 0 | 0 | 0 | 0 | 0 | 0 | 0 | 1 |  | 7 | 30 | 7 | 29
| 5042 | 211 | 7 | 30 | 2 | 0 | 0 | 0 | 0 | 0 | 0 | 0 | 0 | 0 | 0 | 0 | 1 |  | 7 | 30 | 7 | 29
| 5043 | 211 | 7 | 30 | 3 | 0 | 0 | 0 | 0 | 0 | 0 | 0 | 0 | 0 | 0 | 0 | 1 |  | 7 | 30 | 7 | 29
| 5044 | 211 | 7 | 30 | 4 | 0 | 0 | 0 | 0 | 0 | 0 | 0 | 0 | 0 | 0 | 0 | 1 |  | 7 | 30 | 7 | 29
| 5045 | 211 | 7 | 30 | 5 | 0 | 0 | 0 | 0 | 0 | 0 | 0 | 0 | 0 | 0 | 0 | 1 |  | 7 | 30 | 7 | 29
| 5046 | 211 | 7 | 30 | 6 | 0 | 0 | 0 | 0 | 0 | 0 | 0 | 0 | 0 | 0 | 0 | 1 |  | 7 | 30 | 7 | 29
| 5047 | 211 | 7 | 30 | 7 | 0 | 0 | 0 | 0 | 0 | 0 | 0 | 0 | 0 | 0 | 0 | 1 |  | 7 | 30 | 7 | 29
| 5048 | 211 | 7 | 30 | 8 | 0 | 0 | 0 | 0 | 0 | 0 | 0 | 0 | 0 | 0 | 0 | 1 |  | 7 | 30 | 7 | 29
| 5049 | 211 | 7 | 30 | 9 | 0 | 0 | 0 | 0 | 0 | 0 | 0 | 0 | 0 | 0 | 0 | 1 |  | 7 | 30 | 7 | 29
| 5050 | 211 | 7 | 30 | 10 | 0 | 0 | 0 | 0 | 0 | 0 | 0 | 0 | 0 | 0 | 0 | 1 |  | 7 | 30 | 7 | 29
| 5051 | 211 | 7 | 30 | 11 | 0 | 0 | 0 | 0 | 0 | 0 | 0 | 0 | 0 | 0 | 0 | 1 |  | 7 | 30 | 7 | 29
| 5052 | 211 | 7 | 30 | 12 | 0 | 0 | 0 | 0 | 0 | 0 | 0 | 0 | 0 | 0 | 0 | 1 |  | 7 | 30 | 7 | 29
| 5053 | 211 | 7 | 30 | 13 | 0 | 0 | 0 | 0 | 0 | 0 | 0 | 0 | 0 | 0 | 0 | 1 |  | 7 | 30 | 7 | 29
| 5054 | 211 | 7 | 30 | 14 | 0 | 0 | 0 | 0 | 0 | 0 | 0 | 0 | 0 | 0 | 0 | 1 |  | 7 | 30 | 7 | 29
| 5055 | 211 | 7 | 30 | 15 | 0 | 0 | 0 | 0 | 0 | 0 | 0 | 0 | 0 | 0 | 0 | 1 |  | 7 | 30 | 7 | 29
| 5056 | 211 | 7 | 30 | 16 | 0 | 0 | 0 | 0 | 0 | 0 | 0 | 0 | 0 | 0 | 0 | 1 |  | 7 | 30 | 7 | 29
| 5057 | 211 | 7 | 30 | 17 | 0 | 0 | 0 | 0 | 0 | 0 | 0 | 0 | 0 | 0 | 0 | 1 |  | 7 | 30 | 7 | 29
| 5058 | 211 | 7 | 30 | 18 | 0 | 0 | 0 | 0 | 0 | 0 | 0 | 0 | 0 | 0 | 0 | 1 |  | 7 | 30 | 7 | 29
| 5059 | 211 | 7 | 30 | 19 | 0 | 0 | 0 | 0 | 0 | 0 | 0 | 0 | 0 | 0 | 0 | 1 |  | 7 | 30 | 7 | 29
| 5060 | 211 | 7 | 30 | 20 | 0 | 0 | 0 | 0 | 0 | 0 | 0 | 0 | 0 | 0 | 0 | 1 |  | 7 | 30 | 7 | 29
| 5061 | 211 | 7 | 30 | 21 | 0 | 0 | 0 | 0 | 0 | 0 | 0 | 0 | 0 | 0 | 0 | 1 |  | 7 | 30 | 7 | 29
| 5062 | 211 | 7 | 30 | 22 | 0 | 0 | 0 | 0 | 0 | 0 | 0 | 0 | 0 | 0 | 0 | 1 |  | 7 | 30 | 7 | 29
| 5063 | 211 | 7 | 30 | 23 | 0 | 0 | 0 | 0 | 0 | 0 | 0 | 0 | 0 | 0 | 0 | 1 |  | 7 | 30 | 7 | 29
| 5064 | 211 | 7 | 30 | 24 | 0 | 0 | 0 | 0 | 0 | 0 | 0 | 0 | 0 | 0 | 0 | 1 |  | 7 | 30 | 7 | 29
| 5065 | 212 | 7 | 31 | 1 | 0 | 0 | 0 | 0 | 0 | 0 | 0 | 0 | 0 | 0 | 0 | 1 |  | 7 | 31 | 7 | 30
| 5066 | 212 | 7 | 31 | 2 | 0 | 0 | 0 | 0 | 0 | 0 | 0 | 0 | 0 | 0 | 0 | 1 |  | 7 | 31 | 7 | 30
| 5067 | 212 | 7 | 31 | 3 | 0 | 0 | 0 | 0 | 0 | 0 | 0 | 0 | 0 | 0 | 0 | 1 |  | 7 | 31 | 7 | 30
| 5068 | 212 | 7 | 31 | 4 | 0 | 0 | 0 | 0 | 0 | 0 | 0 | 0 | 0 | 0 | 0 | 1 |  | 7 | 31 | 7 | 30
| 5069 | 212 | 7 | 31 | 5 | 0 | 0 | 0 | 0 | 0 | 0 | 0 | 0 | 0 | 0 | 0 | 1 |  | 7 | 31 | 7 | 30
| 5070 | 212 | 7 | 31 | 6 | 0 | 0 | 0 | 0 | 0 | 0 | 0 | 0 | 0 | 0 | 0 | 1 |  | 7 | 31 | 7 | 30
| 5071 | 212 | 7 | 31 | 7 | 0 | 0 | 0 | 0 | 0 | 0 | 0 | 0 | 0 | 0 | 0 | 1 |  | 7 | 31 | 7 | 30
| 5072 | 212 | 7 | 31 | 8 | 0 | 0 | 0 | 0 | 0 | 0 | 0 | 0 | 0 | 0 | 0 | 1 |  | 7 | 31 | 7 | 30
| 5073 | 212 | 7 | 31 | 9 | 0 | 0 | 0 | 0 | 0 | 0 | 0 | 0 | 0 | 0 | 0 | 1 |  | 7 | 31 | 7 | 30
| 5074 | 212 | 7 | 31 | 10 | 0 | 0 | 0 | 0 | 0 | 0 | 0 | 0 | 0 | 0 | 0 | 1 |  | 7 | 31 | 7 | 30
| 5075 | 212 | 7 | 31 | 11 | 0 | 0 | 0 | 0 | 0 | 0 | 0 | 0 | 0 | 0 | 0 | 1 |  | 7 | 31 | 7 | 30
| 5076 | 212 | 7 | 31 | 12 | 0 | 0 | 0 | 0 | 0 | 0 | 0 | 0 | 0 | 0 | 0 | 1 |  | 7 | 31 | 7 | 30
| 5077 | 212 | 7 | 31 | 13 | 0 | 0 | 0 | 0 | 0 | 0 | 0 | 0 | 0 | 0 | 0 | 1 |  | 7 | 31 | 7 | 30
| 5078 | 212 | 7 | 31 | 14 | 0 | 0 | 0 | 0 | 0 | 0 | 0 | 0 | 0 | 0 | 0 | 1 |  | 7 | 31 | 7 | 30
| 5079 | 212 | 7 | 31 | 15 | 0 | 0 | 0 | 0 | 0 | 0 | 0 | 0 | 0 | 0 | 0 | 1 |  | 7 | 31 | 7 | 30
| 5080 | 212 | 7 | 31 | 16 | 0 | 0 | 0 | 0 | 0 | 0 | 0 | 0 | 0 | 0 | 0 | 1 |  | 7 | 31 | 7 | 30
| 5081 | 212 | 7 | 31 | 17 | 0 | 0 | 0 | 0 | 0 | 0 | 0 | 0 | 0 | 0 | 0 | 1 |  | 7 | 31 | 7 | 30
| 5082 | 212 | 7 | 31 | 18 | 0 | 0 | 0 | 0 | 0 | 0 | 0 | 0 | 0 | 0 | 0 | 1 |  | 7 | 31 | 7 | 30
| 5083 | 212 | 7 | 31 | 19 | 0 | 0 | 0 | 0 | 0 | 0 | 0 | 0 | 0 | 0 | 0 | 1 |  | 7 | 31 | 7 | 30
| 5084 | 212 | 7 | 31 | 20 | 0 | 0 | 0 | 0 | 0 | 0 | 0 | 0 | 0 | 0 | 0 | 1 |  | 7 | 31 | 7 | 30
| 5085 | 212 | 7 | 31 | 21 | 0 | 0 | 0 | 0 | 0 | 0 | 0 | 0 | 0 | 0 | 0 | 1 |  | 7 | 31 | 7 | 30
| 5086 | 212 | 7 | 31 | 22 | 0 | 0 | 0 | 0 | 0 | 0 | 0 | 0 | 0 | 0 | 0 | 1 |  | 7 | 31 | 7 | 30
| 5087 | 212 | 7 | 31 | 23 | 0 | 0 | 0 | 0 | 0 | 0 | 0 | 0 | 0 | 0 | 0 | 1 |  | 7 | 31 | 7 | 30
| 5088 | 212 | 7 | 31 | 24 | 0 | 0 | 0 | 0 | 0 | 0 | 0 | 0 | 0 | 0 | 0 | 1 |  | 7 | 31 | 7 | 30
| 5089 | 213 | 8 | 1 | 1 | 1 | 0 | 0 | 0 | 0 | 0 | 0 | 0 | 0 | 0 | 0 | 1 |  | 8 | 1 | 7 | 31
| 5090 | 213 | 8 | 1 | 2 | 1 | 0 | 0 | 0 | 0 | 0 | 0 | 0 | 0 | 0 | 0 | 1 |  | 8 | 1 | 7 | 31
| 5091 | 213 | 8 | 1 | 3 | 1 | 0 | 0 | 0 | 0 | 0 | 0 | 0 | 0 | 0 | 0 | 1 |  | 8 | 1 | 7 | 31
| 5092 | 213 | 8 | 1 | 4 | 1 | 0 | 0 | 0 | 0 | 0 | 0 | 0 | 0 | 0 | 0 | 1 |  | 8 | 1 | 7 | 31
| 5093 | 213 | 8 | 1 | 5 | 1 | 0 | 0 | 0 | 0 | 0 | 0 | 0 | 0 | 0 | 0 | 1 |  | 8 | 1 | 7 | 31
| 5094 | 213 | 8 | 1 | 6 | 1 | 0 | 0 | 0 | 0 | 0 | 0 | 0 | 0 | 0 | 0 | 1 |  | 8 | 1 | 7 | 31
| 5095 | 213 | 8 | 1 | 7 | 1 | 0 | 0 | 0 | 0 | 0 | 0 | 0 | 0 | 0 | 0 | 1 |  | 8 | 1 | 7 | 31
| 5096 | 213 | 8 | 1 | 8 | 1 | 0 | 0 | 0 | 0 | 0 | 0 | 0 | 0 | 0 | 0 | 1 |  | 8 | 1 | 7 | 31
| 5097 | 213 | 8 | 1 | 9 | 1 | 0 | 0 | 0 | 0 | 0 | 0 | 0 | 0 | 0 | 0 | 1 |  | 8 | 1 | 7 | 31
| 5098 | 213 | 8 | 1 | 10 | 1 | 0 | 0 | 0 | 0 | 0 | 0 | 0 | 0 | 0 | 0 | 1 |  | 8 | 1 | 7 | 31
| 5099 | 213 | 8 | 1 | 11 | 1 | 0 | 0 | 0 | 0 | 0 | 0 | 0 | 0 | 0 | 0 | 1 |  | 8 | 1 | 7 | 31
| 5100 | 213 | 8 | 1 | 12 | 1 | 0 | 0 | 0 | 0 | 0 | 0 | 0 | 0 | 0 | 0 | 1 |  | 8 | 1 | 7 | 31
| 5101 | 213 | 8 | 1 | 13 | 1 | 0 | 0 | 0 | 0 | 0 | 0 | 0 | 0 | 0 | 0 | 1 |  | 8 | 1 | 7 | 31
| 5102 | 213 | 8 | 1 | 14 | 1 | 0 | 0 | 0 | 0 | 0 | 0 | 0 | 0 | 0 | 0 | 1 |  | 8 | 1 | 7 | 31
| 5103 | 213 | 8 | 1 | 15 | 1 | 0 | 0 | 0 | 0 | 0 | 0 | 0 | 0 | 0 | 0 | 1 |  | 8 | 1 | 7 | 31
| 5104 | 213 | 8 | 1 | 16 | 1 | 0 | 0 | 0 | 0 | 0 | 0 | 0 | 0 | 0 | 0 | 1 |  | 8 | 1 | 7 | 31
| 5105 | 213 | 8 | 1 | 17 | 1 | 0 | 0 | 0 | 0 | 0 | 0 | 0 | 0 | 0 | 0 | 1 |  | 8 | 1 | 7 | 31
| 5106 | 213 | 8 | 1 | 18 | 1 | 0 | 0 | 0 | 0 | 0 | 0 | 0 | 0 | 0 | 0 | 1 |  | 8 | 1 | 7 | 31
| 5107 | 213 | 8 | 1 | 19 | 1 | 0 | 0 | 0 | 0 | 0 | 0 | 0 | 0 | 0 | 0 | 1 |  | 8 | 1 | 7 | 31
| 5108 | 213 | 8 | 1 | 20 | 1 | 0 | 0 | 0 | 0 | 0 | 0 | 0 | 0 | 0 | 0 | 1 |  | 8 | 1 | 7 | 31
| 5109 | 213 | 8 | 1 | 21 | 1 | 0 | 0 | 0 | 0 | 0 | 0 | 0 | 0 | 0 | 0 | 1 |  | 8 | 1 | 7 | 31
| 5110 | 213 | 8 | 1 | 22 | 1 | 0 | 0 | 0 | 0 | 0 | 0 | 0 | 0 | 0 | 0 | 1 |  | 8 | 1 | 7 | 31
| 5111 | 213 | 8 | 1 | 23 | 1 | 0 | 0 | 0 | 0 | 0 | 0 | 0 | 0 | 0 | 0 | 1 |  | 8 | 1 | 7 | 31
| 5112 | 213 | 8 | 1 | 24 | 1 | 0 | 0 | 0 | 0 | 0 | 0 | 0 | 0 | 0 | 0 | 1 |  | 8 | 1 | 7 | 31
| 5113 | 214 | 8 | 2 | 1 | 0 | 0 | 1 | 0 | 0 | 0 | 0 | 0 | 0 | 0 | 0 | 1 |  | 8 | 2 | 8 | 1
| 5114 | 214 | 8 | 2 | 2 | 0 | 0 | 1 | 0 | 0 | 0 | 0 | 0 | 0 | 0 | 0 | 1 |  | 8 | 2 | 8 | 1
| 5115 | 214 | 8 | 2 | 3 | 0 | 0 | 1 | 0 | 0 | 0 | 0 | 0 | 0 | 0 | 0 | 1 |  | 8 | 2 | 8 | 1
| 5116 | 214 | 8 | 2 | 4 | 0 | 0 | 1 | 0 | 0 | 0 | 0 | 0 | 0 | 0 | 0 | 1 |  | 8 | 2 | 8 | 1
| 5117 | 214 | 8 | 2 | 5 | 0 | 0 | 1 | 0 | 0 | 0 | 0 | 0 | 0 | 0 | 0 | 1 |  | 8 | 2 | 8 | 1
| 5118 | 214 | 8 | 2 | 6 | 0 | 0 | 1 | 0 | 0 | 0 | 0 | 0 | 0 | 0 | 0 | 1 |  | 8 | 2 | 8 | 1
| 5119 | 214 | 8 | 2 | 7 | 0 | 0 | 1 | 0 | 0 | 0 | 0 | 0 | 0 | 0 | 0 | 1 |  | 8 | 2 | 8 | 1
| 5120 | 214 | 8 | 2 | 8 | 0 | 0 | 1 | 0 | 0 | 0 | 0 | 0 | 0 | 0 | 0 | 1 |  | 8 | 2 | 8 | 1
| 5121 | 214 | 8 | 2 | 9 | 0 | 0 | 1 | 0 | 0 | 0 | 0 | 0 | 0 | 0 | 0 | 1 |  | 8 | 2 | 8 | 1
| 5122 | 214 | 8 | 2 | 10 | 0 | 0 | 1 | 0 | 0 | 0 | 0 | 0 | 0 | 0 | 0 | 1 |  | 8 | 2 | 8 | 1
| 5123 | 214 | 8 | 2 | 11 | 0 | 0 | 1 | 0 | 0 | 0 | 0 | 0 | 0 | 0 | 0 | 1 |  | 8 | 2 | 8 | 1
| 5124 | 214 | 8 | 2 | 12 | 0 | 0 | 1 | 0 | 0 | 0 | 0 | 0 | 0 | 0 | 0 | 1 |  | 8 | 2 | 8 | 1
| 5125 | 214 | 8 | 2 | 13 | 0 | 0 | 1 | 0 | 0 | 0 | 0 | 0 | 0 | 0 | 0 | 1 |  | 8 | 2 | 8 | 1
| 5126 | 214 | 8 | 2 | 14 | 0 | 0 | 1 | 0 | 0 | 0 | 0 | 0 | 0 | 0 | 0 | 1 |  | 8 | 2 | 8 | 1
| 5127 | 214 | 8 | 2 | 15 | 0 | 0 | 1 | 0 | 0 | 0 | 0 | 0 | 0 | 0 | 0 | 1 |  | 8 | 2 | 8 | 1
| 5128 | 214 | 8 | 2 | 16 | 0 | 0 | 1 | 0 | 0 | 0 | 0 | 0 | 0 | 0 | 0 | 1 |  | 8 | 2 | 8 | 1
| 5129 | 214 | 8 | 2 | 17 | 0 | 0 | 1 | 0 | 0 | 0 | 0 | 0 | 0 | 0 | 0 | 1 |  | 8 | 2 | 8 | 1
| 5130 | 214 | 8 | 2 | 18 | 0 | 0 | 1 | 0 | 0 | 0 | 0 | 0 | 0 | 0 | 0 | 1 |  | 8 | 2 | 8 | 1
| 5131 | 214 | 8 | 2 | 19 | 0 | 0 | 1 | 0 | 0 | 0 | 0 | 0 | 0 | 0 | 0 | 1 |  | 8 | 2 | 8 | 1
| 5132 | 214 | 8 | 2 | 20 | 0 | 0 | 1 | 0 | 0 | 0 | 0 | 0 | 0 | 0 | 0 | 1 |  | 8 | 2 | 8 | 1
| 5133 | 214 | 8 | 2 | 21 | 0 | 0 | 1 | 0 | 0 | 0 | 0 | 0 | 0 | 0 | 0 | 1 |  | 8 | 2 | 8 | 1
| 5134 | 214 | 8 | 2 | 22 | 0 | 0 | 1 | 0 | 0 | 0 | 0 | 0 | 0 | 0 | 0 | 1 |  | 8 | 2 | 8 | 1
| 5135 | 214 | 8 | 2 | 23 | 0 | 0 | 1 | 0 | 0 | 0 | 0 | 0 | 0 | 0 | 0 | 1 |  | 8 | 2 | 8 | 1
| 5136 | 214 | 8 | 2 | 24 | 0 | 0 | 1 | 0 | 0 | 0 | 0 | 0 | 0 | 0 | 0 | 1 |  | 8 | 2 | 8 | 1
| 5137 | 215 | 8 | 3 | 1 | 0 | 0 | 1 | 0 | 0 | 0 | 0 | 0 | 0 | 0 | 0 | 1 |  | 8 | 3 | 8 | 2
| 5138 | 215 | 8 | 3 | 2 | 0 | 0 | 1 | 0 | 0 | 0 | 0 | 0 | 0 | 0 | 0 | 1 |  | 8 | 3 | 8 | 2
| 5139 | 215 | 8 | 3 | 3 | 0 | 0 | 1 | 0 | 0 | 0 | 0 | 0 | 0 | 0 | 0 | 1 |  | 8 | 3 | 8 | 2
| 5140 | 215 | 8 | 3 | 4 | 0 | 0 | 1 | 0 | 0 | 0 | 0 | 0 | 0 | 0 | 0 | 1 |  | 8 | 3 | 8 | 2
| 5141 | 215 | 8 | 3 | 5 | 0 | 0 | 1 | 0 | 0 | 0 | 0 | 0 | 0 | 0 | 0 | 1 |  | 8 | 3 | 8 | 2
| 5142 | 215 | 8 | 3 | 6 | 0 | 0 | 1 | 0 | 0 | 0 | 0 | 0 | 0 | 0 | 0 | 1 |  | 8 | 3 | 8 | 2
| 5143 | 215 | 8 | 3 | 7 | 0 | 0 | 1 | 0 | 0 | 0 | 0 | 0 | 0 | 0 | 0 | 1 |  | 8 | 3 | 8 | 2
| 5144 | 215 | 8 | 3 | 8 | 0 | 0 | 1 | 0 | 0 | 0 | 0 | 0 | 0 | 0 | 0 | 1 |  | 8 | 3 | 8 | 2
| 5145 | 215 | 8 | 3 | 9 | 0 | 0 | 1 | 0 | 0 | 0 | 0 | 0 | 0 | 0 | 0 | 1 |  | 8 | 3 | 8 | 2
| 5146 | 215 | 8 | 3 | 10 | 0 | 0 | 1 | 0 | 0 | 0 | 0 | 0 | 0 | 0 | 0 | 1 |  | 8 | 3 | 8 | 2
| 5147 | 215 | 8 | 3 | 11 | 0 | 0 | 1 | 0 | 0 | 0 | 0 | 0 | 0 | 0 | 0 | 1 |  | 8 | 3 | 8 | 2
| 5148 | 215 | 8 | 3 | 12 | 0 | 0 | 1 | 0 | 0 | 0 | 0 | 0 | 0 | 0 | 0 | 1 |  | 8 | 3 | 8 | 2
| 5149 | 215 | 8 | 3 | 13 | 0 | 0 | 1 | 0 | 0 | 0 | 0 | 0 | 0 | 0 | 0 | 1 |  | 8 | 3 | 8 | 2
| 5150 | 215 | 8 | 3 | 14 | 0 | 0 | 1 | 0 | 0 | 0 | 0 | 0 | 0 | 0 | 0 | 1 |  | 8 | 3 | 8 | 2
| 5151 | 215 | 8 | 3 | 15 | 0 | 0 | 1 | 0 | 0 | 0 | 0 | 0 | 0 | 0 | 0 | 1 |  | 8 | 3 | 8 | 2
| 5152 | 215 | 8 | 3 | 16 | 0 | 0 | 1 | 0 | 0 | 0 | 0 | 0 | 0 | 0 | 0 | 1 |  | 8 | 3 | 8 | 2
| 5153 | 215 | 8 | 3 | 17 | 0 | 0 | 1 | 0 | 0 | 0 | 0 | 0 | 0 | 0 | 0 | 1 |  | 8 | 3 | 8 | 2
| 5154 | 215 | 8 | 3 | 18 | 0 | 0 | 1 | 0 | 0 | 0 | 0 | 0 | 0 | 0 | 0 | 1 |  | 8 | 3 | 8 | 2
| 5155 | 215 | 8 | 3 | 19 | 0 | 0 | 1 | 0 | 0 | 0 | 0 | 0 | 0 | 0 | 0 | 1 |  | 8 | 3 | 8 | 2
| 5156 | 215 | 8 | 3 | 20 | 0 | 0 | 1 | 0 | 0 | 0 | 0 | 0 | 0 | 0 | 0 | 1 |  | 8 | 3 | 8 | 2
| 5157 | 215 | 8 | 3 | 21 | 0 | 0 | 1 | 0 | 0 | 0 | 0 | 0 | 0 | 0 | 0 | 1 |  | 8 | 3 | 8 | 2
| 5158 | 215 | 8 | 3 | 22 | 0 | 0 | 1 | 0 | 0 | 0 | 0 | 0 | 0 | 0 | 0 | 1 |  | 8 | 3 | 8 | 2
| 5159 | 215 | 8 | 3 | 23 | 0 | 0 | 1 | 0 | 0 | 0 | 0 | 0 | 0 | 0 | 0 | 1 |  | 8 | 3 | 8 | 2
| 5160 | 215 | 8 | 3 | 24 | 0 | 0 | 1 | 0 | 0 | 0 | 0 | 0 | 0 | 0 | 0 | 1 |  | 8 | 3 | 8 | 2
| 5161 | 216 | 8 | 4 | 1 | 0 | 0 | 1 | 0 | 0 | 0 | 0 | 0 | 0 | 0 | 0 | 1 |  | 8 | 4 | 8 | 3
| 5162 | 216 | 8 | 4 | 2 | 0 | 0 | 1 | 0 | 0 | 0 | 0 | 0 | 0 | 0 | 0 | 1 |  | 8 | 4 | 8 | 3
| 5163 | 216 | 8 | 4 | 3 | 0 | 0 | 1 | 0 | 0 | 0 | 0 | 0 | 0 | 0 | 0 | 1 |  | 8 | 4 | 8 | 3
| 5164 | 216 | 8 | 4 | 4 | 0 | 0 | 1 | 0 | 0 | 0 | 0 | 0 | 0 | 0 | 0 | 1 |  | 8 | 4 | 8 | 3
| 5165 | 216 | 8 | 4 | 5 | 0 | 0 | 1 | 0 | 0 | 0 | 0 | 0 | 0 | 0 | 0 | 1 |  | 8 | 4 | 8 | 3
| 5166 | 216 | 8 | 4 | 6 | 0 | 0 | 1 | 0 | 0 | 0 | 0 | 0 | 0 | 0 | 0 | 1 |  | 8 | 4 | 8 | 3
| 5167 | 216 | 8 | 4 | 7 | 0 | 0 | 1 | 0 | 0 | 0 | 0 | 0 | 0 | 0 | 0 | 1 |  | 8 | 4 | 8 | 3
| 5168 | 216 | 8 | 4 | 8 | 0 | 0 | 1 | 0 | 0 | 0 | 0 | 0 | 0 | 0 | 0 | 1 |  | 8 | 4 | 8 | 3
| 5169 | 216 | 8 | 4 | 9 | 0 | 0 | 1 | 0 | 0 | 0 | 0 | 0 | 0 | 0 | 0 | 1 |  | 8 | 4 | 8 | 3
| 5170 | 216 | 8 | 4 | 10 | 0 | 0 | 1 | 0 | 0 | 0 | 0 | 0 | 0 | 0 | 0 | 1 |  | 8 | 4 | 8 | 3
| 5171 | 216 | 8 | 4 | 11 | 0 | 0 | 1 | 0 | 0 | 0 | 0 | 0 | 0 | 0 | 0 | 1 |  | 8 | 4 | 8 | 3
| 5172 | 216 | 8 | 4 | 12 | 0 | 0 | 1 | 0 | 0 | 0 | 0 | 0 | 0 | 0 | 0 | 1 |  | 8 | 4 | 8 | 3
| 5173 | 216 | 8 | 4 | 13 | 0 | 0 | 1 | 0 | 0 | 0 | 0 | 0 | 0 | 0 | 0 | 1 |  | 8 | 4 | 8 | 3
| 5174 | 216 | 8 | 4 | 14 | 0 | 0 | 1 | 0 | 0 | 0 | 0 | 0 | 0 | 0 | 0 | 1 |  | 8 | 4 | 8 | 3
| 5175 | 216 | 8 | 4 | 15 | 0 | 0 | 1 | 0 | 0 | 0 | 0 | 0 | 0 | 0 | 0 | 1 |  | 8 | 4 | 8 | 3
| 5176 | 216 | 8 | 4 | 16 | 0 | 0 | 1 | 0 | 0 | 0 | 0 | 0 | 0 | 0 | 0 | 1 |  | 8 | 4 | 8 | 3
| 5177 | 216 | 8 | 4 | 17 | 0 | 0 | 1 | 0 | 0 | 0 | 0 | 0 | 0 | 0 | 0 | 1 |  | 8 | 4 | 8 | 3
| 5178 | 216 | 8 | 4 | 18 | 0 | 0 | 1 | 0 | 0 | 0 | 0 | 0 | 0 | 0 | 0 | 1 |  | 8 | 4 | 8 | 3
| 5179 | 216 | 8 | 4 | 19 | 0 | 0 | 1 | 0 | 0 | 0 | 0 | 0 | 0 | 0 | 0 | 1 |  | 8 | 4 | 8 | 3
| 5180 | 216 | 8 | 4 | 20 | 0 | 0 | 1 | 0 | 0 | 0 | 0 | 0 | 0 | 0 | 0 | 1 |  | 8 | 4 | 8 | 3
| 5181 | 216 | 8 | 4 | 21 | 0 | 0 | 1 | 0 | 0 | 0 | 0 | 0 | 0 | 0 | 0 | 1 |  | 8 | 4 | 8 | 3
| 5182 | 216 | 8 | 4 | 22 | 0 | 0 | 1 | 0 | 0 | 0 | 0 | 0 | 0 | 0 | 0 | 1 |  | 8 | 4 | 8 | 3
| 5183 | 216 | 8 | 4 | 23 | 0 | 0 | 1 | 0 | 0 | 0 | 0 | 0 | 0 | 0 | 0 | 1 |  | 8 | 4 | 8 | 3
| 5184 | 216 | 8 | 4 | 24 | 0 | 0 | 1 | 0 | 0 | 0 | 0 | 0 | 0 | 0 | 0 | 1 |  | 8 | 4 | 8 | 3
| 5185 | 217 | 8 | 5 | 1 | 0 | 0 | 1 | 0 | 0 | 0 | 0 | 0 | 0 | 0 | 0 | 1 |  | 8 | 5 | 8 | 4
| 5186 | 217 | 8 | 5 | 2 | 0 | 0 | 1 | 0 | 0 | 0 | 0 | 0 | 0 | 0 | 0 | 1 |  | 8 | 5 | 8 | 4
| 5187 | 217 | 8 | 5 | 3 | 0 | 0 | 1 | 0 | 0 | 0 | 0 | 0 | 0 | 0 | 0 | 1 |  | 8 | 5 | 8 | 4
| 5188 | 217 | 8 | 5 | 4 | 0 | 0 | 1 | 0 | 0 | 0 | 0 | 0 | 0 | 0 | 0 | 1 |  | 8 | 5 | 8 | 4
| 5189 | 217 | 8 | 5 | 5 | 0 | 0 | 1 | 0 | 0 | 0 | 0 | 0 | 0 | 0 | 0 | 1 |  | 8 | 5 | 8 | 4
| 5190 | 217 | 8 | 5 | 6 | 0 | 0 | 1 | 0 | 0 | 0 | 0 | 0 | 0 | 0 | 0 | 1 |  | 8 | 5 | 8 | 4
| 5191 | 217 | 8 | 5 | 7 | 0 | 0 | 1 | 0 | 0 | 0 | 0 | 0 | 0 | 0 | 0 | 1 |  | 8 | 5 | 8 | 4
| 5192 | 217 | 8 | 5 | 8 | 0 | 0 | 1 | 0 | 0 | 0 | 0 | 0 | 0 | 0 | 0 | 1 |  | 8 | 5 | 8 | 4
| 5193 | 217 | 8 | 5 | 9 | 0 | 0 | 1 | 0 | 0 | 0 | 0 | 0 | 0 | 0 | 0 | 1 |  | 8 | 5 | 8 | 4
| 5194 | 217 | 8 | 5 | 10 | 0 | 0 | 1 | 0 | 0 | 0 | 0 | 0 | 0 | 0 | 0 | 1 |  | 8 | 5 | 8 | 4
| 5195 | 217 | 8 | 5 | 11 | 0 | 0 | 1 | 0 | 0 | 0 | 0 | 0 | 0 | 0 | 0 | 1 |  | 8 | 5 | 8 | 4
| 5196 | 217 | 8 | 5 | 12 | 0 | 0 | 1 | 0 | 0 | 0 | 0 | 0 | 0 | 0 | 0 | 1 |  | 8 | 5 | 8 | 4
| 5197 | 217 | 8 | 5 | 13 | 0 | 0 | 1 | 0 | 0 | 0 | 0 | 0 | 0 | 0 | 0 | 1 |  | 8 | 5 | 8 | 4
| 5198 | 217 | 8 | 5 | 14 | 0 | 0 | 1 | 0 | 0 | 0 | 0 | 0 | 0 | 0 | 0 | 1 |  | 8 | 5 | 8 | 4
| 5199 | 217 | 8 | 5 | 15 | 0 | 0 | 1 | 0 | 0 | 0 | 0 | 0 | 0 | 0 | 0 | 1 |  | 8 | 5 | 8 | 4
| 5200 | 217 | 8 | 5 | 16 | 0 | 0 | 1 | 0 | 0 | 0 | 0 | 0 | 0 | 0 | 0 | 1 |  | 8 | 5 | 8 | 4
| 5201 | 217 | 8 | 5 | 17 | 0 | 0 | 1 | 0 | 0 | 0 | 0 | 0 | 0 | 0 | 0 | 1 |  | 8 | 5 | 8 | 4
| 5202 | 217 | 8 | 5 | 18 | 0 | 0 | 1 | 0 | 0 | 0 | 0 | 0 | 0 | 0 | 0 | 1 |  | 8 | 5 | 8 | 4
| 5203 | 217 | 8 | 5 | 19 | 0 | 0 | 1 | 0 | 0 | 0 | 0 | 0 | 0 | 0 | 0 | 1 |  | 8 | 5 | 8 | 4
| 5204 | 217 | 8 | 5 | 20 | 0 | 0 | 1 | 0 | 0 | 0 | 0 | 0 | 0 | 0 | 0 | 1 |  | 8 | 5 | 8 | 4
| 5205 | 217 | 8 | 5 | 21 | 0 | 0 | 1 | 0 | 0 | 0 | 0 | 0 | 0 | 0 | 0 | 1 |  | 8 | 5 | 8 | 4
| 5206 | 217 | 8 | 5 | 22 | 0 | 0 | 1 | 0 | 0 | 0 | 0 | 0 | 0 | 0 | 0 | 1 |  | 8 | 5 | 8 | 4
| 5207 | 217 | 8 | 5 | 23 | 0 | 0 | 1 | 0 | 0 | 0 | 0 | 0 | 0 | 0 | 0 | 1 |  | 8 | 5 | 8 | 4
| 5208 | 217 | 8 | 5 | 24 | 0 | 0 | 1 | 0 | 0 | 0 | 0 | 0 | 0 | 0 | 0 | 1 |  | 8 | 5 | 8 | 4
| 5209 | 218 | 8 | 6 | 1 | 0 | 0 | 0 | 0 | 0 | 0 | 0 | 0 | 0 | 0 | 0 | 1 |  | 8 | 6 | 8 | 5
| 5210 | 218 | 8 | 6 | 2 | 0 | 0 | 0 | 0 | 0 | 0 | 0 | 0 | 0 | 0 | 0 | 1 |  | 8 | 6 | 8 | 5
| 5211 | 218 | 8 | 6 | 3 | 0 | 0 | 0 | 0 | 0 | 0 | 0 | 0 | 0 | 0 | 0 | 1 |  | 8 | 6 | 8 | 5
| 5212 | 218 | 8 | 6 | 4 | 0 | 0 | 0 | 0 | 0 | 0 | 0 | 0 | 0 | 0 | 0 | 1 |  | 8 | 6 | 8 | 5
| 5213 | 218 | 8 | 6 | 5 | 0 | 0 | 0 | 0 | 0 | 0 | 0 | 0 | 0 | 0 | 0 | 1 |  | 8 | 6 | 8 | 5
| 5214 | 218 | 8 | 6 | 6 | 0 | 0 | 0 | 0 | 0 | 0 | 0 | 0 | 0 | 0 | 0 | 1 |  | 8 | 6 | 8 | 5
| 5215 | 218 | 8 | 6 | 7 | 0 | 0 | 0 | 0 | 0 | 0 | 0 | 0 | 0 | 0 | 0 | 1 |  | 8 | 6 | 8 | 5
| 5216 | 218 | 8 | 6 | 8 | 0 | 0 | 0 | 0 | 0 | 0 | 0 | 0 | 0 | 0 | 0 | 1 |  | 8 | 6 | 8 | 5
| 5217 | 218 | 8 | 6 | 9 | 0 | 0 | 0 | 0 | 0 | 0 | 0 | 0 | 0 | 0 | 0 | 1 |  | 8 | 6 | 8 | 5
| 5218 | 218 | 8 | 6 | 10 | 0 | 0 | 0 | 0 | 0 | 0 | 0 | 0 | 0 | 0 | 0 | 1 |  | 8 | 6 | 8 | 5
| 5219 | 218 | 8 | 6 | 11 | 0 | 0 | 0 | 0 | 0 | 0 | 0 | 0 | 0 | 0 | 0 | 1 |  | 8 | 6 | 8 | 5
| 5220 | 218 | 8 | 6 | 12 | 0 | 0 | 0 | 0 | 0 | 0 | 0 | 0 | 0 | 0 | 0 | 1 |  | 8 | 6 | 8 | 5
| 5221 | 218 | 8 | 6 | 13 | 0 | 0 | 0 | 0 | 0 | 0 | 0 | 0 | 0 | 0 | 0 | 1 |  | 8 | 6 | 8 | 5
| 5222 | 218 | 8 | 6 | 14 | 0 | 0 | 0 | 0 | 0 | 0 | 0 | 0 | 0 | 0 | 0 | 1 |  | 8 | 6 | 8 | 5
| 5223 | 218 | 8 | 6 | 15 | 0 | 0 | 0 | 0 | 0 | 0 | 0 | 0 | 0 | 0 | 0 | 1 |  | 8 | 6 | 8 | 5
| 5224 | 218 | 8 | 6 | 16 | 0 | 0 | 0 | 0 | 0 | 0 | 0 | 0 | 0 | 0 | 0 | 1 |  | 8 | 6 | 8 | 5
| 5225 | 218 | 8 | 6 | 17 | 0 | 0 | 0 | 0 | 0 | 0 | 0 | 0 | 0 | 0 | 0 | 1 |  | 8 | 6 | 8 | 5
| 5226 | 218 | 8 | 6 | 18 | 0 | 0 | 0 | 0 | 0 | 0 | 0 | 0 | 0 | 0 | 0 | 1 |  | 8 | 6 | 8 | 5
| 5227 | 218 | 8 | 6 | 19 | 0 | 0 | 0 | 0 | 0 | 0 | 0 | 0 | 0 | 0 | 0 | 1 |  | 8 | 6 | 8 | 5
| 5228 | 218 | 8 | 6 | 20 | 0 | 0 | 0 | 0 | 0 | 0 | 0 | 0 | 0 | 0 | 0 | 1 |  | 8 | 6 | 8 | 5
| 5229 | 218 | 8 | 6 | 21 | 0 | 0 | 0 | 0 | 0 | 0 | 0 | 0 | 0 | 0 | 0 | 1 |  | 8 | 6 | 8 | 5
| 5230 | 218 | 8 | 6 | 22 | 0 | 0 | 0 | 0 | 0 | 0 | 0 | 0 | 0 | 0 | 0 | 1 |  | 8 | 6 | 8 | 5
| 5231 | 218 | 8 | 6 | 23 | 0 | 0 | 0 | 0 | 0 | 0 | 0 | 0 | 0 | 0 | 0 | 1 |  | 8 | 6 | 8 | 5
| 5232 | 218 | 8 | 6 | 24 | 0 | 0 | 0 | 0 | 0 | 0 | 0 | 0 | 0 | 0 | 0 | 1 |  | 8 | 6 | 8 | 5
| 5233 | 219 | 8 | 7 | 1 | 0 | 0 | 0 | 0 | 0 | 0 | 0 | 0 | 0 | 0 | 0 | 1 |  | 8 | 7 | 8 | 6
| 5234 | 219 | 8 | 7 | 2 | 0 | 0 | 0 | 0 | 0 | 0 | 0 | 0 | 0 | 0 | 0 | 1 |  | 8 | 7 | 8 | 6
| 5235 | 219 | 8 | 7 | 3 | 0 | 0 | 0 | 0 | 0 | 0 | 0 | 0 | 0 | 0 | 0 | 1 |  | 8 | 7 | 8 | 6
| 5236 | 219 | 8 | 7 | 4 | 0 | 0 | 0 | 0 | 0 | 0 | 0 | 0 | 0 | 0 | 0 | 1 |  | 8 | 7 | 8 | 6
| 5237 | 219 | 8 | 7 | 5 | 0 | 0 | 0 | 0 | 0 | 0 | 0 | 0 | 0 | 0 | 0 | 1 |  | 8 | 7 | 8 | 6
| 5238 | 219 | 8 | 7 | 6 | 0 | 0 | 0 | 0 | 0 | 0 | 0 | 0 | 0 | 0 | 0 | 1 |  | 8 | 7 | 8 | 6
| 5239 | 219 | 8 | 7 | 7 | 0 | 0 | 0 | 0 | 0 | 0 | 0 | 0 | 0 | 0 | 0 | 1 |  | 8 | 7 | 8 | 6
| 5240 | 219 | 8 | 7 | 8 | 0 | 0 | 0 | 0 | 0 | 0 | 0 | 0 | 0 | 0 | 0 | 1 |  | 8 | 7 | 8 | 6
| 5241 | 219 | 8 | 7 | 9 | 0 | 0 | 0 | 0 | 0 | 0 | 0 | 0 | 0 | 0 | 0 | 1 |  | 8 | 7 | 8 | 6
| 5242 | 219 | 8 | 7 | 10 | 0 | 0 | 0 | 0 | 0 | 0 | 0 | 0 | 0 | 0 | 0 | 1 |  | 8 | 7 | 8 | 6
| 5243 | 219 | 8 | 7 | 11 | 0 | 0 | 0 | 0 | 0 | 0 | 0 | 0 | 0 | 0 | 0 | 1 |  | 8 | 7 | 8 | 6
| 5244 | 219 | 8 | 7 | 12 | 0 | 0 | 0 | 0 | 0 | 0 | 0 | 0 | 0 | 0 | 0 | 1 |  | 8 | 7 | 8 | 6
| 5245 | 219 | 8 | 7 | 13 | 0 | 0 | 0 | 0 | 0 | 0 | 0 | 0 | 0 | 0 | 0 | 1 |  | 8 | 7 | 8 | 6
| 5246 | 219 | 8 | 7 | 14 | 0 | 0 | 0 | 0 | 0 | 0 | 0 | 0 | 0 | 0 | 0 | 1 |  | 8 | 7 | 8 | 6
| 5247 | 219 | 8 | 7 | 15 | 0 | 0 | 0 | 0 | 0 | 0 | 0 | 0 | 0 | 0 | 0 | 1 |  | 8 | 7 | 8 | 6
| 5248 | 219 | 8 | 7 | 16 | 0 | 0 | 0 | 0 | 0 | 0 | 0 | 0 | 0 | 0 | 0 | 1 |  | 8 | 7 | 8 | 6
| 5249 | 219 | 8 | 7 | 17 | 0 | 0 | 0 | 0 | 0 | 0 | 0 | 0 | 0 | 0 | 0 | 1 |  | 8 | 7 | 8 | 6
| 5250 | 219 | 8 | 7 | 18 | 0 | 0 | 0 | 0 | 0 | 0 | 0 | 0 | 0 | 0 | 0 | 1 |  | 8 | 7 | 8 | 6
| 5251 | 219 | 8 | 7 | 19 | 0 | 0 | 0 | 0 | 0 | 0 | 0 | 0 | 0 | 0 | 0 | 1 |  | 8 | 7 | 8 | 6
| 5252 | 219 | 8 | 7 | 20 | 0 | 0 | 0 | 0 | 0 | 0 | 0 | 0 | 0 | 0 | 0 | 1 |  | 8 | 7 | 8 | 6
| 5253 | 219 | 8 | 7 | 21 | 0 | 0 | 0 | 0 | 0 | 0 | 0 | 0 | 0 | 0 | 0 | 1 |  | 8 | 7 | 8 | 6
| 5254 | 219 | 8 | 7 | 22 | 0 | 0 | 0 | 0 | 0 | 0 | 0 | 0 | 0 | 0 | 0 | 1 |  | 8 | 7 | 8 | 6
| 5255 | 219 | 8 | 7 | 23 | 0 | 0 | 0 | 0 | 0 | 0 | 0 | 0 | 0 | 0 | 0 | 1 |  | 8 | 7 | 8 | 6
| 5256 | 219 | 8 | 7 | 24 | 0 | 0 | 0 | 0 | 0 | 0 | 0 | 0 | 0 | 0 | 0 | 1 |  | 8 | 7 | 8 | 6
| 5257 | 220 | 8 | 8 | 1 | 0 | 0 | 1 | 0 | 0 | 0 | 0 | 0 | 0 | 0 | 0 | 1 |  | 8 | 8 | 8 | 7
| 5258 | 220 | 8 | 8 | 2 | 0 | 0 | 1 | 0 | 0 | 0 | 0 | 0 | 0 | 0 | 0 | 1 |  | 8 | 8 | 8 | 7
| 5259 | 220 | 8 | 8 | 3 | 0 | 0 | 1 | 0 | 0 | 0 | 0 | 0 | 0 | 0 | 0 | 1 |  | 8 | 8 | 8 | 7
| 5260 | 220 | 8 | 8 | 4 | 0 | 0 | 1 | 0 | 0 | 0 | 0 | 0 | 0 | 0 | 0 | 1 |  | 8 | 8 | 8 | 7
| 5261 | 220 | 8 | 8 | 5 | 0 | 0 | 1 | 0 | 0 | 0 | 0 | 0 | 0 | 0 | 0 | 1 |  | 8 | 8 | 8 | 7
| 5262 | 220 | 8 | 8 | 6 | 0 | 0 | 1 | 0 | 0 | 0 | 0 | 0 | 0 | 0 | 0 | 1 |  | 8 | 8 | 8 | 7
| 5263 | 220 | 8 | 8 | 7 | 0 | 0 | 1 | 0 | 0 | 0 | 0 | 0 | 0 | 0 | 0 | 1 |  | 8 | 8 | 8 | 7
| 5264 | 220 | 8 | 8 | 8 | 0 | 0 | 1 | 0 | 0 | 0 | 0 | 0 | 0 | 0 | 0 | 1 |  | 8 | 8 | 8 | 7
| 5265 | 220 | 8 | 8 | 9 | 0 | 0 | 1 | 0 | 0 | 0 | 0 | 0 | 0 | 0 | 0 | 1 |  | 8 | 8 | 8 | 7
| 5266 | 220 | 8 | 8 | 10 | 0 | 0 | 1 | 0 | 0 | 0 | 0 | 0 | 0 | 0 | 0 | 1 |  | 8 | 8 | 8 | 7
| 5267 | 220 | 8 | 8 | 11 | 0 | 0 | 1 | 0 | 0 | 0 | 0 | 0 | 0 | 0 | 0 | 1 |  | 8 | 8 | 8 | 7
| 5268 | 220 | 8 | 8 | 12 | 0 | 0 | 1 | 0 | 0 | 0 | 0 | 0 | 0 | 0 | 0 | 1 |  | 8 | 8 | 8 | 7
| 5269 | 220 | 8 | 8 | 13 | 0 | 0 | 1 | 0 | 0 | 0 | 0 | 0 | 0 | 0 | 0 | 1 |  | 8 | 8 | 8 | 7
| 5270 | 220 | 8 | 8 | 14 | 0 | 0 | 1 | 0 | 0 | 0 | 0 | 0 | 0 | 0 | 0 | 1 |  | 8 | 8 | 8 | 7
| 5271 | 220 | 8 | 8 | 15 | 0 | 0 | 1 | 0 | 0 | 0 | 0 | 0 | 0 | 0 | 0 | 1 |  | 8 | 8 | 8 | 7
| 5272 | 220 | 8 | 8 | 16 | 0 | 0 | 1 | 0 | 0 | 0 | 0 | 0 | 0 | 0 | 0 | 1 |  | 8 | 8 | 8 | 7
| 5273 | 220 | 8 | 8 | 17 | 0 | 0 | 1 | 0 | 0 | 0 | 0 | 0 | 0 | 0 | 0 | 1 |  | 8 | 8 | 8 | 7
| 5274 | 220 | 8 | 8 | 18 | 0 | 0 | 1 | 0 | 0 | 0 | 0 | 0 | 0 | 0 | 0 | 1 |  | 8 | 8 | 8 | 7
| 5275 | 220 | 8 | 8 | 19 | 0 | 0 | 1 | 0 | 0 | 0 | 0 | 0 | 0 | 0 | 0 | 1 |  | 8 | 8 | 8 | 7
| 5276 | 220 | 8 | 8 | 20 | 0 | 0 | 1 | 0 | 0 | 0 | 0 | 0 | 0 | 0 | 0 | 1 |  | 8 | 8 | 8 | 7
| 5277 | 220 | 8 | 8 | 21 | 0 | 0 | 1 | 0 | 0 | 0 | 0 | 0 | 0 | 0 | 0 | 1 |  | 8 | 8 | 8 | 7
| 5278 | 220 | 8 | 8 | 22 | 0 | 0 | 1 | 0 | 0 | 0 | 0 | 0 | 0 | 0 | 0 | 1 |  | 8 | 8 | 8 | 7
| 5279 | 220 | 8 | 8 | 23 | 0 | 0 | 1 | 0 | 0 | 0 | 0 | 0 | 0 | 0 | 0 | 1 |  | 8 | 8 | 8 | 7
| 5280 | 220 | 8 | 8 | 24 | 0 | 0 | 1 | 0 | 0 | 0 | 0 | 0 | 0 | 0 | 0 | 1 |  | 8 | 8 | 8 | 7
| 5281 | 221 | 8 | 9 | 1 | 0 | 0 | 1 | 0 | 0 | 0 | 0 | 0 | 0 | 0 | 0 | 1 |  | 8 | 9 | 8 | 8
| 5282 | 221 | 8 | 9 | 2 | 0 | 0 | 1 | 0 | 0 | 0 | 0 | 0 | 0 | 0 | 0 | 1 |  | 8 | 9 | 8 | 8
| 5283 | 221 | 8 | 9 | 3 | 0 | 0 | 1 | 0 | 0 | 0 | 0 | 0 | 0 | 0 | 0 | 1 |  | 8 | 9 | 8 | 8
| 5284 | 221 | 8 | 9 | 4 | 0 | 0 | 1 | 0 | 0 | 0 | 0 | 0 | 0 | 0 | 0 | 1 |  | 8 | 9 | 8 | 8
| 5285 | 221 | 8 | 9 | 5 | 0 | 0 | 1 | 0 | 0 | 0 | 0 | 0 | 0 | 0 | 0 | 1 |  | 8 | 9 | 8 | 8
| 5286 | 221 | 8 | 9 | 6 | 0 | 0 | 1 | 0 | 0 | 0 | 0 | 0 | 0 | 0 | 0 | 1 |  | 8 | 9 | 8 | 8
| 5287 | 221 | 8 | 9 | 7 | 0 | 0 | 1 | 0 | 0 | 0 | 0 | 0 | 0 | 0 | 0 | 1 |  | 8 | 9 | 8 | 8
| 5288 | 221 | 8 | 9 | 8 | 0 | 0 | 1 | 0 | 0 | 0 | 0 | 0 | 0 | 0 | 0 | 1 |  | 8 | 9 | 8 | 8
| 5289 | 221 | 8 | 9 | 9 | 0 | 0 | 1 | 0 | 0 | 0 | 0 | 0 | 0 | 0 | 0 | 1 |  | 8 | 9 | 8 | 8
| 5290 | 221 | 8 | 9 | 10 | 0 | 0 | 1 | 0 | 0 | 0 | 0 | 0 | 0 | 0 | 0 | 1 |  | 8 | 9 | 8 | 8
| 5291 | 221 | 8 | 9 | 11 | 0 | 0 | 1 | 0 | 0 | 0 | 0 | 0 | 0 | 0 | 0 | 1 |  | 8 | 9 | 8 | 8
| 5292 | 221 | 8 | 9 | 12 | 0 | 0 | 1 | 0 | 0 | 0 | 0 | 0 | 0 | 0 | 0 | 1 |  | 8 | 9 | 8 | 8
| 5293 | 221 | 8 | 9 | 13 | 0 | 0 | 1 | 0 | 0 | 0 | 0 | 0 | 0 | 0 | 0 | 1 |  | 8 | 9 | 8 | 8
| 5294 | 221 | 8 | 9 | 14 | 0 | 0 | 1 | 0 | 0 | 0 | 0 | 0 | 0 | 0 | 0 | 1 |  | 8 | 9 | 8 | 8
| 5295 | 221 | 8 | 9 | 15 | 0 | 0 | 1 | 0 | 0 | 0 | 0 | 0 | 0 | 0 | 0 | 1 |  | 8 | 9 | 8 | 8
| 5296 | 221 | 8 | 9 | 16 | 0 | 0 | 1 | 0 | 0 | 0 | 0 | 0 | 0 | 0 | 0 | 1 |  | 8 | 9 | 8 | 8
| 5297 | 221 | 8 | 9 | 17 | 0 | 0 | 1 | 0 | 0 | 0 | 0 | 0 | 0 | 0 | 0 | 1 |  | 8 | 9 | 8 | 8
| 5298 | 221 | 8 | 9 | 18 | 0 | 0 | 1 | 0 | 0 | 0 | 0 | 0 | 0 | 0 | 0 | 1 |  | 8 | 9 | 8 | 8
| 5299 | 221 | 8 | 9 | 19 | 0 | 0 | 1 | 0 | 0 | 0 | 0 | 0 | 0 | 0 | 0 | 1 |  | 8 | 9 | 8 | 8
| 5300 | 221 | 8 | 9 | 20 | 0 | 0 | 1 | 0 | 0 | 0 | 0 | 0 | 0 | 0 | 0 | 1 |  | 8 | 9 | 8 | 8
| 5301 | 221 | 8 | 9 | 21 | 0 | 0 | 1 | 0 | 0 | 0 | 0 | 0 | 0 | 0 | 0 | 1 |  | 8 | 9 | 8 | 8
| 5302 | 221 | 8 | 9 | 22 | 0 | 0 | 1 | 0 | 0 | 0 | 0 | 0 | 0 | 0 | 0 | 1 |  | 8 | 9 | 8 | 8
| 5303 | 221 | 8 | 9 | 23 | 0 | 0 | 1 | 0 | 0 | 0 | 0 | 0 | 0 | 0 | 0 | 1 |  | 8 | 9 | 8 | 8
| 5304 | 221 | 8 | 9 | 24 | 0 | 0 | 1 | 0 | 0 | 0 | 0 | 0 | 0 | 0 | 0 | 1 |  | 8 | 9 | 8 | 8
| 5305 | 222 | 8 | 10 | 1 | 0 | 0 | 1 | 0 | 0 | 0 | 0 | 0 | 0 | 0 | 0 | 1 |  | 8 | 10 | 8 | 9
| 5306 | 222 | 8 | 10 | 2 | 0 | 0 | 1 | 0 | 0 | 0 | 0 | 0 | 0 | 0 | 0 | 1 |  | 8 | 10 | 8 | 9
| 5307 | 222 | 8 | 10 | 3 | 0 | 0 | 1 | 0 | 0 | 0 | 0 | 0 | 0 | 0 | 0 | 1 |  | 8 | 10 | 8 | 9
| 5308 | 222 | 8 | 10 | 4 | 0 | 0 | 1 | 0 | 0 | 0 | 0 | 0 | 0 | 0 | 0 | 1 |  | 8 | 10 | 8 | 9
| 5309 | 222 | 8 | 10 | 5 | 0 | 0 | 1 | 0 | 0 | 0 | 0 | 0 | 0 | 0 | 0 | 1 |  | 8 | 10 | 8 | 9
| 5310 | 222 | 8 | 10 | 6 | 0 | 0 | 1 | 0 | 0 | 0 | 0 | 0 | 0 | 0 | 0 | 1 |  | 8 | 10 | 8 | 9
| 5311 | 222 | 8 | 10 | 7 | 0 | 0 | 1 | 0 | 0 | 0 | 0 | 0 | 0 | 0 | 0 | 1 |  | 8 | 10 | 8 | 9
| 5312 | 222 | 8 | 10 | 8 | 0 | 0 | 1 | 0 | 0 | 0 | 0 | 0 | 0 | 0 | 0 | 1 |  | 8 | 10 | 8 | 9
| 5313 | 222 | 8 | 10 | 9 | 0 | 0 | 1 | 0 | 0 | 0 | 0 | 0 | 0 | 0 | 0 | 1 |  | 8 | 10 | 8 | 9
| 5314 | 222 | 8 | 10 | 10 | 0 | 0 | 1 | 0 | 0 | 0 | 0 | 0 | 0 | 0 | 0 | 1 |  | 8 | 10 | 8 | 9
| 5315 | 222 | 8 | 10 | 11 | 0 | 0 | 1 | 0 | 0 | 0 | 0 | 0 | 0 | 0 | 0 | 1 |  | 8 | 10 | 8 | 9
| 5316 | 222 | 8 | 10 | 12 | 0 | 0 | 1 | 0 | 0 | 0 | 0 | 0 | 0 | 0 | 0 | 1 |  | 8 | 10 | 8 | 9
| 5317 | 222 | 8 | 10 | 13 | 0 | 0 | 1 | 0 | 0 | 0 | 0 | 0 | 0 | 0 | 0 | 1 |  | 8 | 10 | 8 | 9
| 5318 | 222 | 8 | 10 | 14 | 0 | 0 | 1 | 0 | 0 | 0 | 0 | 0 | 0 | 0 | 0 | 1 |  | 8 | 10 | 8 | 9
| 5319 | 222 | 8 | 10 | 15 | 0 | 0 | 1 | 0 | 0 | 0 | 0 | 0 | 0 | 0 | 0 | 1 |  | 8 | 10 | 8 | 9
| 5320 | 222 | 8 | 10 | 16 | 0 | 0 | 1 | 0 | 0 | 0 | 0 | 0 | 0 | 0 | 0 | 1 |  | 8 | 10 | 8 | 9
| 5321 | 222 | 8 | 10 | 17 | 0 | 0 | 1 | 0 | 0 | 0 | 0 | 0 | 0 | 0 | 0 | 1 |  | 8 | 10 | 8 | 9
| 5322 | 222 | 8 | 10 | 18 | 0 | 0 | 1 | 0 | 0 | 0 | 0 | 0 | 0 | 0 | 0 | 1 |  | 8 | 10 | 8 | 9
| 5323 | 222 | 8 | 10 | 19 | 0 | 0 | 1 | 0 | 0 | 0 | 0 | 0 | 0 | 0 | 0 | 1 |  | 8 | 10 | 8 | 9
| 5324 | 222 | 8 | 10 | 20 | 0 | 0 | 1 | 0 | 0 | 0 | 0 | 0 | 0 | 0 | 0 | 1 |  | 8 | 10 | 8 | 9
| 5325 | 222 | 8 | 10 | 21 | 0 | 0 | 1 | 0 | 0 | 0 | 0 | 0 | 0 | 0 | 0 | 1 |  | 8 | 10 | 8 | 9
| 5326 | 222 | 8 | 10 | 22 | 0 | 0 | 1 | 0 | 0 | 0 | 0 | 0 | 0 | 0 | 0 | 1 |  | 8 | 10 | 8 | 9
| 5327 | 222 | 8 | 10 | 23 | 0 | 0 | 1 | 0 | 0 | 0 | 0 | 0 | 0 | 0 | 0 | 1 |  | 8 | 10 | 8 | 9
| 5328 | 222 | 8 | 10 | 24 | 0 | 0 | 1 | 0 | 0 | 0 | 0 | 0 | 0 | 0 | 0 | 1 |  | 8 | 10 | 8 | 9
| 5329 | 223 | 8 | 11 | 1 | 0 | 0 | 1 | 0 | 0 | 0 | 0 | 0 | 0 | 0 | 0 | 1 |  | 8 | 11 | 8 | 10
| 5330 | 223 | 8 | 11 | 2 | 0 | 0 | 1 | 0 | 0 | 0 | 0 | 0 | 0 | 0 | 0 | 1 |  | 8 | 11 | 8 | 10
| 5331 | 223 | 8 | 11 | 3 | 0 | 0 | 1 | 0 | 0 | 0 | 0 | 0 | 0 | 0 | 0 | 1 |  | 8 | 11 | 8 | 10
| 5332 | 223 | 8 | 11 | 4 | 0 | 0 | 1 | 0 | 0 | 0 | 0 | 0 | 0 | 0 | 0 | 1 |  | 8 | 11 | 8 | 10
| 5333 | 223 | 8 | 11 | 5 | 0 | 0 | 1 | 0 | 0 | 0 | 0 | 0 | 0 | 0 | 0 | 1 |  | 8 | 11 | 8 | 10
| 5334 | 223 | 8 | 11 | 6 | 0 | 0 | 1 | 0 | 0 | 0 | 0 | 0 | 0 | 0 | 0 | 1 |  | 8 | 11 | 8 | 10
| 5335 | 223 | 8 | 11 | 7 | 0 | 0 | 1 | 0 | 0 | 0 | 0 | 0 | 0 | 0 | 0 | 1 |  | 8 | 11 | 8 | 10
| 5336 | 223 | 8 | 11 | 8 | 0 | 0 | 1 | 0 | 0 | 0 | 0 | 0 | 0 | 0 | 0 | 1 |  | 8 | 11 | 8 | 10
| 5337 | 223 | 8 | 11 | 9 | 0 | 0 | 1 | 0 | 0 | 0 | 0 | 0 | 0 | 0 | 0 | 1 |  | 8 | 11 | 8 | 10
| 5338 | 223 | 8 | 11 | 10 | 0 | 0 | 1 | 0 | 0 | 0 | 0 | 0 | 0 | 0 | 0 | 1 |  | 8 | 11 | 8 | 10
| 5339 | 223 | 8 | 11 | 11 | 0 | 0 | 1 | 0 | 0 | 0 | 0 | 0 | 0 | 0 | 0 | 1 |  | 8 | 11 | 8 | 10
| 5340 | 223 | 8 | 11 | 12 | 0 | 0 | 1 | 0 | 0 | 0 | 0 | 0 | 0 | 0 | 0 | 1 |  | 8 | 11 | 8 | 10
| 5341 | 223 | 8 | 11 | 13 | 0 | 0 | 1 | 0 | 0 | 0 | 0 | 0 | 0 | 0 | 0 | 1 |  | 8 | 11 | 8 | 10
| 5342 | 223 | 8 | 11 | 14 | 0 | 0 | 1 | 0 | 0 | 0 | 0 | 0 | 0 | 0 | 0 | 1 |  | 8 | 11 | 8 | 10
| 5343 | 223 | 8 | 11 | 15 | 0 | 0 | 1 | 0 | 0 | 0 | 0 | 0 | 0 | 0 | 0 | 1 |  | 8 | 11 | 8 | 10
| 5344 | 223 | 8 | 11 | 16 | 0 | 0 | 1 | 0 | 0 | 0 | 0 | 0 | 0 | 0 | 0 | 1 |  | 8 | 11 | 8 | 10
| 5345 | 223 | 8 | 11 | 17 | 0 | 0 | 1 | 0 | 0 | 0 | 0 | 0 | 0 | 0 | 0 | 1 |  | 8 | 11 | 8 | 10
| 5346 | 223 | 8 | 11 | 18 | 0 | 0 | 1 | 0 | 0 | 0 | 0 | 0 | 0 | 0 | 0 | 1 |  | 8 | 11 | 8 | 10
| 5347 | 223 | 8 | 11 | 19 | 0 | 0 | 1 | 0 | 0 | 0 | 0 | 0 | 0 | 0 | 0 | 1 |  | 8 | 11 | 8 | 10
| 5348 | 223 | 8 | 11 | 20 | 0 | 0 | 1 | 0 | 0 | 0 | 0 | 0 | 0 | 0 | 0 | 1 |  | 8 | 11 | 8 | 10
| 5349 | 223 | 8 | 11 | 21 | 0 | 0 | 1 | 0 | 0 | 0 | 0 | 0 | 0 | 0 | 0 | 1 |  | 8 | 11 | 8 | 10
| 5350 | 223 | 8 | 11 | 22 | 0 | 0 | 1 | 0 | 0 | 0 | 0 | 0 | 0 | 0 | 0 | 1 |  | 8 | 11 | 8 | 10
| 5351 | 223 | 8 | 11 | 23 | 0 | 0 | 1 | 0 | 0 | 0 | 0 | 0 | 0 | 0 | 0 | 1 |  | 8 | 11 | 8 | 10
| 5352 | 223 | 8 | 11 | 24 | 0 | 0 | 1 | 0 | 0 | 0 | 0 | 0 | 0 | 0 | 0 | 1 |  | 8 | 11 | 8 | 10
| 5353 | 224 | 8 | 12 | 1 | 0 | 0 | 1 | 0 | 0 | 0 | 0 | 0 | 0 | 0 | 0 | 1 |  | 8 | 12 | 8 | 11
| 5354 | 224 | 8 | 12 | 2 | 0 | 0 | 1 | 0 | 0 | 0 | 0 | 0 | 0 | 0 | 0 | 1 |  | 8 | 12 | 8 | 11
| 5355 | 224 | 8 | 12 | 3 | 0 | 0 | 1 | 0 | 0 | 0 | 0 | 0 | 0 | 0 | 0 | 1 |  | 8 | 12 | 8 | 11
| 5356 | 224 | 8 | 12 | 4 | 0 | 0 | 1 | 0 | 0 | 0 | 0 | 0 | 0 | 0 | 0 | 1 |  | 8 | 12 | 8 | 11
| 5357 | 224 | 8 | 12 | 5 | 0 | 0 | 1 | 0 | 0 | 0 | 0 | 0 | 0 | 0 | 0 | 1 |  | 8 | 12 | 8 | 11
| 5358 | 224 | 8 | 12 | 6 | 0 | 0 | 1 | 0 | 0 | 0 | 0 | 0 | 0 | 0 | 0 | 1 |  | 8 | 12 | 8 | 11
| 5359 | 224 | 8 | 12 | 7 | 0 | 0 | 1 | 0 | 0 | 0 | 0 | 0 | 0 | 0 | 0 | 1 |  | 8 | 12 | 8 | 11
| 5360 | 224 | 8 | 12 | 8 | 0 | 0 | 1 | 0 | 0 | 0 | 0 | 0 | 0 | 0 | 0 | 1 |  | 8 | 12 | 8 | 11
| 5361 | 224 | 8 | 12 | 9 | 0 | 0 | 1 | 0 | 0 | 0 | 0 | 0 | 0 | 0 | 0 | 1 |  | 8 | 12 | 8 | 11
| 5362 | 224 | 8 | 12 | 10 | 0 | 0 | 1 | 0 | 0 | 0 | 0 | 0 | 0 | 0 | 0 | 1 |  | 8 | 12 | 8 | 11
| 5363 | 224 | 8 | 12 | 11 | 0 | 0 | 1 | 0 | 0 | 0 | 0 | 0 | 0 | 0 | 0 | 1 |  | 8 | 12 | 8 | 11
| 5364 | 224 | 8 | 12 | 12 | 0 | 0 | 1 | 0 | 0 | 0 | 0 | 0 | 0 | 0 | 0 | 1 |  | 8 | 12 | 8 | 11
| 5365 | 224 | 8 | 12 | 13 | 0 | 0 | 1 | 0 | 0 | 0 | 0 | 0 | 0 | 0 | 0 | 1 |  | 8 | 12 | 8 | 11
| 5366 | 224 | 8 | 12 | 14 | 0 | 0 | 1 | 0 | 0 | 0 | 0 | 0 | 0 | 0 | 0 | 1 |  | 8 | 12 | 8 | 11
| 5367 | 224 | 8 | 12 | 15 | 0 | 0 | 1 | 0 | 0 | 0 | 0 | 0 | 0 | 0 | 0 | 1 |  | 8 | 12 | 8 | 11
| 5368 | 224 | 8 | 12 | 16 | 0 | 0 | 1 | 0 | 0 | 0 | 0 | 0 | 0 | 0 | 0 | 1 |  | 8 | 12 | 8 | 11
| 5369 | 224 | 8 | 12 | 17 | 0 | 0 | 1 | 0 | 0 | 0 | 0 | 0 | 0 | 0 | 0 | 1 |  | 8 | 12 | 8 | 11
| 5370 | 224 | 8 | 12 | 18 | 0 | 0 | 1 | 0 | 0 | 0 | 0 | 0 | 0 | 0 | 0 | 1 |  | 8 | 12 | 8 | 11
| 5371 | 224 | 8 | 12 | 19 | 0 | 0 | 1 | 0 | 0 | 0 | 0 | 0 | 0 | 0 | 0 | 1 |  | 8 | 12 | 8 | 11
| 5372 | 224 | 8 | 12 | 20 | 0 | 0 | 1 | 0 | 0 | 0 | 0 | 0 | 0 | 0 | 0 | 1 |  | 8 | 12 | 8 | 11
| 5373 | 224 | 8 | 12 | 21 | 0 | 0 | 1 | 0 | 0 | 0 | 0 | 0 | 0 | 0 | 0 | 1 |  | 8 | 12 | 8 | 11
| 5374 | 224 | 8 | 12 | 22 | 0 | 0 | 1 | 0 | 0 | 0 | 0 | 0 | 0 | 0 | 0 | 1 |  | 8 | 12 | 8 | 11
| 5375 | 224 | 8 | 12 | 23 | 0 | 0 | 1 | 0 | 0 | 0 | 0 | 0 | 0 | 0 | 0 | 1 |  | 8 | 12 | 8 | 11
| 5376 | 224 | 8 | 12 | 24 | 0 | 0 | 1 | 0 | 0 | 0 | 0 | 0 | 0 | 0 | 0 | 1 |  | 8 | 12 | 8 | 11
| 5377 | 225 | 8 | 13 | 1 | 0 | 0 | 0 | 0 | 0 | 0 | 0 | 0 | 0 | 0 | 0 | 1 |  | 8 | 13 | 8 | 12
| 5378 | 225 | 8 | 13 | 2 | 0 | 0 | 0 | 0 | 0 | 0 | 0 | 0 | 0 | 0 | 0 | 1 |  | 8 | 13 | 8 | 12
| 5379 | 225 | 8 | 13 | 3 | 0 | 0 | 0 | 0 | 0 | 0 | 0 | 0 | 0 | 0 | 0 | 1 |  | 8 | 13 | 8 | 12
| 5380 | 225 | 8 | 13 | 4 | 0 | 0 | 0 | 0 | 0 | 0 | 0 | 0 | 0 | 0 | 0 | 1 |  | 8 | 13 | 8 | 12
| 5381 | 225 | 8 | 13 | 5 | 0 | 0 | 0 | 0 | 0 | 0 | 0 | 0 | 0 | 0 | 0 | 1 |  | 8 | 13 | 8 | 12
| 5382 | 225 | 8 | 13 | 6 | 0 | 0 | 0 | 0 | 0 | 0 | 0 | 0 | 0 | 0 | 0 | 1 |  | 8 | 13 | 8 | 12
| 5383 | 225 | 8 | 13 | 7 | 0 | 0 | 0 | 0 | 0 | 0 | 0 | 0 | 0 | 0 | 0 | 1 |  | 8 | 13 | 8 | 12
| 5384 | 225 | 8 | 13 | 8 | 0 | 0 | 0 | 0 | 0 | 0 | 0 | 0 | 0 | 0 | 0 | 1 |  | 8 | 13 | 8 | 12
| 5385 | 225 | 8 | 13 | 9 | 0 | 0 | 0 | 0 | 0 | 0 | 0 | 0 | 0 | 0 | 0 | 1 |  | 8 | 13 | 8 | 12
| 5386 | 225 | 8 | 13 | 10 | 0 | 0 | 0 | 0 | 0 | 0 | 0 | 0 | 0 | 0 | 0 | 1 |  | 8 | 13 | 8 | 12
| 5387 | 225 | 8 | 13 | 11 | 0 | 0 | 0 | 0 | 0 | 0 | 0 | 0 | 0 | 0 | 0 | 1 |  | 8 | 13 | 8 | 12
| 5388 | 225 | 8 | 13 | 12 | 0 | 0 | 0 | 0 | 0 | 0 | 0 | 0 | 0 | 0 | 0 | 1 |  | 8 | 13 | 8 | 12
| 5389 | 225 | 8 | 13 | 13 | 0 | 0 | 0 | 0 | 0 | 0 | 0 | 0 | 0 | 0 | 0 | 1 |  | 8 | 13 | 8 | 12
| 5390 | 225 | 8 | 13 | 14 | 0 | 0 | 0 | 0 | 0 | 0 | 0 | 0 | 0 | 0 | 0 | 1 |  | 8 | 13 | 8 | 12
| 5391 | 225 | 8 | 13 | 15 | 0 | 0 | 0 | 0 | 0 | 0 | 0 | 0 | 0 | 0 | 0 | 1 |  | 8 | 13 | 8 | 12
| 5392 | 225 | 8 | 13 | 16 | 0 | 0 | 0 | 0 | 0 | 0 | 0 | 0 | 0 | 0 | 0 | 1 |  | 8 | 13 | 8 | 12
| 5393 | 225 | 8 | 13 | 17 | 0 | 0 | 0 | 0 | 0 | 0 | 0 | 0 | 0 | 0 | 0 | 1 |  | 8 | 13 | 8 | 12
| 5394 | 225 | 8 | 13 | 18 | 0 | 0 | 0 | 0 | 0 | 0 | 0 | 0 | 0 | 0 | 0 | 1 |  | 8 | 13 | 8 | 12
| 5395 | 225 | 8 | 13 | 19 | 0 | 0 | 0 | 0 | 0 | 0 | 0 | 0 | 0 | 0 | 0 | 1 |  | 8 | 13 | 8 | 12
| 5396 | 225 | 8 | 13 | 20 | 0 | 0 | 0 | 0 | 0 | 0 | 0 | 0 | 0 | 0 | 0 | 1 |  | 8 | 13 | 8 | 12
| 5397 | 225 | 8 | 13 | 21 | 0 | 0 | 0 | 0 | 0 | 0 | 0 | 0 | 0 | 0 | 0 | 1 |  | 8 | 13 | 8 | 12
| 5398 | 225 | 8 | 13 | 22 | 0 | 0 | 0 | 0 | 0 | 0 | 0 | 0 | 0 | 0 | 0 | 1 |  | 8 | 13 | 8 | 12
| 5399 | 225 | 8 | 13 | 23 | 0 | 0 | 0 | 0 | 0 | 0 | 0 | 0 | 0 | 0 | 0 | 1 |  | 8 | 13 | 8 | 12
| 5400 | 225 | 8 | 13 | 24 | 0 | 0 | 0 | 0 | 0 | 0 | 0 | 0 | 0 | 0 | 0 | 1 |  | 8 | 13 | 8 | 12
| 5401 | 226 | 8 | 14 | 1 | 0 | 0 | 0 | 0 | 0 | 0 | 0 | 0 | 0 | 0 | 0 | 1 |  | 8 | 14 | 8 | 13
| 5402 | 226 | 8 | 14 | 2 | 0 | 0 | 0 | 0 | 0 | 0 | 0 | 0 | 0 | 0 | 0 | 1 |  | 8 | 14 | 8 | 13
| 5403 | 226 | 8 | 14 | 3 | 0 | 0 | 0 | 0 | 0 | 0 | 0 | 0 | 0 | 0 | 0 | 1 |  | 8 | 14 | 8 | 13
| 5404 | 226 | 8 | 14 | 4 | 0 | 0 | 0 | 0 | 0 | 0 | 0 | 0 | 0 | 0 | 0 | 1 |  | 8 | 14 | 8 | 13
| 5405 | 226 | 8 | 14 | 5 | 0 | 0 | 0 | 0 | 0 | 0 | 0 | 0 | 0 | 0 | 0 | 1 |  | 8 | 14 | 8 | 13
| 5406 | 226 | 8 | 14 | 6 | 0 | 0 | 0 | 0 | 0 | 0 | 0 | 0 | 0 | 0 | 0 | 1 |  | 8 | 14 | 8 | 13
| 5407 | 226 | 8 | 14 | 7 | 0 | 0 | 0 | 0 | 0 | 0 | 0 | 0 | 0 | 0 | 0 | 1 |  | 8 | 14 | 8 | 13
| 5408 | 226 | 8 | 14 | 8 | 0 | 0 | 0 | 0 | 0 | 0 | 0 | 0 | 0 | 0 | 0 | 1 |  | 8 | 14 | 8 | 13
| 5409 | 226 | 8 | 14 | 9 | 0 | 0 | 0 | 0 | 0 | 0 | 0 | 0 | 0 | 0 | 0 | 1 |  | 8 | 14 | 8 | 13
| 5410 | 226 | 8 | 14 | 10 | 0 | 0 | 0 | 0 | 0 | 0 | 0 | 0 | 0 | 0 | 0 | 1 |  | 8 | 14 | 8 | 13
| 5411 | 226 | 8 | 14 | 11 | 0 | 0 | 0 | 0 | 0 | 0 | 0 | 0 | 0 | 0 | 0 | 1 |  | 8 | 14 | 8 | 13
| 5412 | 226 | 8 | 14 | 12 | 0 | 0 | 0 | 0 | 0 | 0 | 0 | 0 | 0 | 0 | 0 | 1 |  | 8 | 14 | 8 | 13
| 5413 | 226 | 8 | 14 | 13 | 0 | 0 | 0 | 0 | 0 | 0 | 0 | 0 | 0 | 0 | 0 | 1 |  | 8 | 14 | 8 | 13
| 5414 | 226 | 8 | 14 | 14 | 0 | 0 | 0 | 0 | 0 | 0 | 0 | 0 | 0 | 0 | 0 | 1 |  | 8 | 14 | 8 | 13
| 5415 | 226 | 8 | 14 | 15 | 0 | 0 | 0 | 0 | 0 | 0 | 0 | 0 | 0 | 0 | 0 | 1 |  | 8 | 14 | 8 | 13
| 5416 | 226 | 8 | 14 | 16 | 0 | 0 | 0 | 0 | 0 | 0 | 0 | 0 | 0 | 0 | 0 | 1 |  | 8 | 14 | 8 | 13
| 5417 | 226 | 8 | 14 | 17 | 0 | 0 | 0 | 0 | 0 | 0 | 0 | 0 | 0 | 0 | 0 | 1 |  | 8 | 14 | 8 | 13
| 5418 | 226 | 8 | 14 | 18 | 0 | 0 | 0 | 0 | 0 | 0 | 0 | 0 | 0 | 0 | 0 | 1 |  | 8 | 14 | 8 | 13
| 5419 | 226 | 8 | 14 | 19 | 0 | 0 | 0 | 0 | 0 | 0 | 0 | 0 | 0 | 0 | 0 | 1 |  | 8 | 14 | 8 | 13
| 5420 | 226 | 8 | 14 | 20 | 0 | 0 | 0 | 0 | 0 | 0 | 0 | 0 | 0 | 0 | 0 | 1 |  | 8 | 14 | 8 | 13
| 5421 | 226 | 8 | 14 | 21 | 0 | 0 | 0 | 0 | 0 | 0 | 0 | 0 | 0 | 0 | 0 | 1 |  | 8 | 14 | 8 | 13
| 5422 | 226 | 8 | 14 | 22 | 0 | 0 | 0 | 0 | 0 | 0 | 0 | 0 | 0 | 0 | 0 | 1 |  | 8 | 14 | 8 | 13
| 5423 | 226 | 8 | 14 | 23 | 0 | 0 | 0 | 0 | 0 | 0 | 0 | 0 | 0 | 0 | 0 | 1 |  | 8 | 14 | 8 | 13
| 5424 | 226 | 8 | 14 | 24 | 0 | 0 | 0 | 0 | 0 | 0 | 0 | 0 | 0 | 0 | 0 | 1 |  | 8 | 14 | 8 | 13
| 5425 | 227 | 8 | 15 | 1 | 0 | 0 | 1 | 0 | 0 | 0 | 0 | 0 | 0 | 0 | 0 | 1 |  | 8 | 15 | 8 | 14
| 5426 | 227 | 8 | 15 | 2 | 0 | 0 | 1 | 0 | 0 | 0 | 0 | 0 | 0 | 0 | 0 | 1 |  | 8 | 15 | 8 | 14
| 5427 | 227 | 8 | 15 | 3 | 0 | 0 | 1 | 0 | 0 | 0 | 0 | 0 | 0 | 0 | 0 | 1 |  | 8 | 15 | 8 | 14
| 5428 | 227 | 8 | 15 | 4 | 0 | 0 | 1 | 0 | 0 | 0 | 0 | 0 | 0 | 0 | 0 | 1 |  | 8 | 15 | 8 | 14
| 5429 | 227 | 8 | 15 | 5 | 0 | 0 | 1 | 0 | 0 | 0 | 0 | 0 | 0 | 0 | 0 | 1 |  | 8 | 15 | 8 | 14
| 5430 | 227 | 8 | 15 | 6 | 0 | 0 | 1 | 0 | 0 | 0 | 0 | 0 | 0 | 0 | 0 | 1 |  | 8 | 15 | 8 | 14
| 5431 | 227 | 8 | 15 | 7 | 0 | 0 | 1 | 0 | 0 | 0 | 0 | 0 | 0 | 0 | 0 | 1 |  | 8 | 15 | 8 | 14
| 5432 | 227 | 8 | 15 | 8 | 0 | 0 | 1 | 0 | 0 | 0 | 0 | 0 | 0 | 0 | 0 | 1 |  | 8 | 15 | 8 | 14
| 5433 | 227 | 8 | 15 | 9 | 0 | 0 | 1 | 0 | 0 | 0 | 0 | 0 | 0 | 0 | 0 | 1 |  | 8 | 15 | 8 | 14
| 5434 | 227 | 8 | 15 | 10 | 0 | 0 | 1 | 0 | 0 | 0 | 0 | 0 | 0 | 0 | 0 | 1 |  | 8 | 15 | 8 | 14
| 5435 | 227 | 8 | 15 | 11 | 0 | 0 | 1 | 0 | 0 | 0 | 0 | 0 | 0 | 0 | 0 | 1 |  | 8 | 15 | 8 | 14
| 5436 | 227 | 8 | 15 | 12 | 0 | 0 | 1 | 0 | 0 | 0 | 0 | 0 | 0 | 0 | 0 | 1 |  | 8 | 15 | 8 | 14
| 5437 | 227 | 8 | 15 | 13 | 0 | 0 | 1 | 0 | 0 | 0 | 0 | 0 | 0 | 0 | 0 | 1 |  | 8 | 15 | 8 | 14
| 5438 | 227 | 8 | 15 | 14 | 0 | 0 | 1 | 0 | 0 | 0 | 0 | 0 | 0 | 0 | 0 | 1 |  | 8 | 15 | 8 | 14
| 5439 | 227 | 8 | 15 | 15 | 0 | 0 | 1 | 0 | 0 | 0 | 0 | 0 | 0 | 0 | 0 | 1 |  | 8 | 15 | 8 | 14
| 5440 | 227 | 8 | 15 | 16 | 0 | 0 | 1 | 0 | 0 | 0 | 0 | 0 | 0 | 0 | 0 | 1 |  | 8 | 15 | 8 | 14
| 5441 | 227 | 8 | 15 | 17 | 0 | 0 | 1 | 0 | 0 | 0 | 0 | 0 | 0 | 0 | 0 | 1 |  | 8 | 15 | 8 | 14
| 5442 | 227 | 8 | 15 | 18 | 0 | 0 | 1 | 0 | 0 | 0 | 0 | 0 | 0 | 0 | 0 | 1 |  | 8 | 15 | 8 | 14
| 5443 | 227 | 8 | 15 | 19 | 0 | 0 | 1 | 0 | 0 | 0 | 0 | 0 | 0 | 0 | 0 | 1 |  | 8 | 15 | 8 | 14
| 5444 | 227 | 8 | 15 | 20 | 0 | 0 | 1 | 0 | 0 | 0 | 0 | 0 | 0 | 0 | 0 | 1 |  | 8 | 15 | 8 | 14
| 5445 | 227 | 8 | 15 | 21 | 0 | 0 | 1 | 0 | 0 | 0 | 0 | 0 | 0 | 0 | 0 | 1 |  | 8 | 15 | 8 | 14
| 5446 | 227 | 8 | 15 | 22 | 0 | 0 | 1 | 0 | 0 | 0 | 0 | 0 | 0 | 0 | 0 | 1 |  | 8 | 15 | 8 | 14
| 5447 | 227 | 8 | 15 | 23 | 0 | 0 | 1 | 0 | 0 | 0 | 0 | 0 | 0 | 0 | 0 | 1 |  | 8 | 15 | 8 | 14
| 5448 | 227 | 8 | 15 | 24 | 0 | 0 | 1 | 0 | 0 | 0 | 0 | 0 | 0 | 0 | 0 | 1 |  | 8 | 15 | 8 | 14
| 5449 | 228 | 8 | 16 | 1 | 0 | 0 | 1 | 0 | 0 | 0 | 0 | 0 | 0 | 0 | 0 | 1 |  | 8 | 16 | 8 | 15
| 5450 | 228 | 8 | 16 | 2 | 0 | 0 | 1 | 0 | 0 | 0 | 0 | 0 | 0 | 0 | 0 | 1 |  | 8 | 16 | 8 | 15
| 5451 | 228 | 8 | 16 | 3 | 0 | 0 | 1 | 0 | 0 | 0 | 0 | 0 | 0 | 0 | 0 | 1 |  | 8 | 16 | 8 | 15
| 5452 | 228 | 8 | 16 | 4 | 0 | 0 | 1 | 0 | 0 | 0 | 0 | 0 | 0 | 0 | 0 | 1 |  | 8 | 16 | 8 | 15
| 5453 | 228 | 8 | 16 | 5 | 0 | 0 | 1 | 0 | 0 | 0 | 0 | 0 | 0 | 0 | 0 | 1 |  | 8 | 16 | 8 | 15
| 5454 | 228 | 8 | 16 | 6 | 0 | 0 | 1 | 0 | 0 | 0 | 0 | 0 | 0 | 0 | 0 | 1 |  | 8 | 16 | 8 | 15
| 5455 | 228 | 8 | 16 | 7 | 0 | 0 | 1 | 0 | 0 | 0 | 0 | 0 | 0 | 0 | 0 | 1 |  | 8 | 16 | 8 | 15
| 5456 | 228 | 8 | 16 | 8 | 0 | 0 | 1 | 0 | 0 | 0 | 0 | 0 | 0 | 0 | 0 | 1 |  | 8 | 16 | 8 | 15
| 5457 | 228 | 8 | 16 | 9 | 0 | 0 | 1 | 0 | 0 | 0 | 0 | 0 | 0 | 0 | 0 | 1 |  | 8 | 16 | 8 | 15
| 5458 | 228 | 8 | 16 | 10 | 0 | 0 | 1 | 0 | 0 | 0 | 0 | 0 | 0 | 0 | 0 | 1 |  | 8 | 16 | 8 | 15
| 5459 | 228 | 8 | 16 | 11 | 0 | 0 | 1 | 0 | 0 | 0 | 0 | 0 | 0 | 0 | 0 | 1 |  | 8 | 16 | 8 | 15
| 5460 | 228 | 8 | 16 | 12 | 0 | 0 | 1 | 0 | 0 | 0 | 0 | 0 | 0 | 0 | 0 | 1 |  | 8 | 16 | 8 | 15
| 5461 | 228 | 8 | 16 | 13 | 0 | 0 | 1 | 0 | 0 | 0 | 0 | 0 | 0 | 0 | 0 | 1 |  | 8 | 16 | 8 | 15
| 5462 | 228 | 8 | 16 | 14 | 0 | 0 | 1 | 0 | 0 | 0 | 0 | 0 | 0 | 0 | 0 | 1 |  | 8 | 16 | 8 | 15
| 5463 | 228 | 8 | 16 | 15 | 0 | 0 | 1 | 0 | 0 | 0 | 0 | 0 | 0 | 0 | 0 | 1 |  | 8 | 16 | 8 | 15
| 5464 | 228 | 8 | 16 | 16 | 0 | 0 | 1 | 0 | 0 | 0 | 0 | 0 | 0 | 0 | 0 | 1 |  | 8 | 16 | 8 | 15
| 5465 | 228 | 8 | 16 | 17 | 0 | 0 | 1 | 0 | 0 | 0 | 0 | 0 | 0 | 0 | 0 | 1 |  | 8 | 16 | 8 | 15
| 5466 | 228 | 8 | 16 | 18 | 0 | 0 | 1 | 0 | 0 | 0 | 0 | 0 | 0 | 0 | 0 | 1 |  | 8 | 16 | 8 | 15
| 5467 | 228 | 8 | 16 | 19 | 0 | 0 | 1 | 0 | 0 | 0 | 0 | 0 | 0 | 0 | 0 | 1 |  | 8 | 16 | 8 | 15
| 5468 | 228 | 8 | 16 | 20 | 0 | 0 | 1 | 0 | 0 | 0 | 0 | 0 | 0 | 0 | 0 | 1 |  | 8 | 16 | 8 | 15
| 5469 | 228 | 8 | 16 | 21 | 0 | 0 | 1 | 0 | 0 | 0 | 0 | 0 | 0 | 0 | 0 | 1 |  | 8 | 16 | 8 | 15
| 5470 | 228 | 8 | 16 | 22 | 0 | 0 | 1 | 0 | 0 | 0 | 0 | 0 | 0 | 0 | 0 | 1 |  | 8 | 16 | 8 | 15
| 5471 | 228 | 8 | 16 | 23 | 0 | 0 | 1 | 0 | 0 | 0 | 0 | 0 | 0 | 0 | 0 | 1 |  | 8 | 16 | 8 | 15
| 5472 | 228 | 8 | 16 | 24 | 0 | 0 | 1 | 0 | 0 | 0 | 0 | 0 | 0 | 0 | 0 | 1 |  | 8 | 16 | 8 | 15
| 5473 | 229 | 8 | 17 | 1 | 0 | 0 | 1 | 0 | 0 | 0 | 0 | 0 | 0 | 0 | 0 | 1 |  | 8 | 17 | 8 | 16
| 5474 | 229 | 8 | 17 | 2 | 0 | 0 | 1 | 0 | 0 | 0 | 0 | 0 | 0 | 0 | 0 | 1 |  | 8 | 17 | 8 | 16
| 5475 | 229 | 8 | 17 | 3 | 0 | 0 | 1 | 0 | 0 | 0 | 0 | 0 | 0 | 0 | 0 | 1 |  | 8 | 17 | 8 | 16
| 5476 | 229 | 8 | 17 | 4 | 0 | 0 | 1 | 0 | 0 | 0 | 0 | 0 | 0 | 0 | 0 | 1 |  | 8 | 17 | 8 | 16
| 5477 | 229 | 8 | 17 | 5 | 0 | 0 | 1 | 0 | 0 | 0 | 0 | 0 | 0 | 0 | 0 | 1 |  | 8 | 17 | 8 | 16
| 5478 | 229 | 8 | 17 | 6 | 0 | 0 | 1 | 0 | 0 | 0 | 0 | 0 | 0 | 0 | 0 | 1 |  | 8 | 17 | 8 | 16
| 5479 | 229 | 8 | 17 | 7 | 0 | 0 | 1 | 0 | 0 | 0 | 0 | 0 | 0 | 0 | 0 | 1 |  | 8 | 17 | 8 | 16
| 5480 | 229 | 8 | 17 | 8 | 0 | 0 | 1 | 0 | 0 | 0 | 0 | 0 | 0 | 0 | 0 | 1 |  | 8 | 17 | 8 | 16
| 5481 | 229 | 8 | 17 | 9 | 0 | 0 | 1 | 0 | 0 | 0 | 0 | 0 | 0 | 0 | 0 | 1 |  | 8 | 17 | 8 | 16
| 5482 | 229 | 8 | 17 | 10 | 0 | 0 | 1 | 0 | 0 | 0 | 0 | 0 | 0 | 0 | 0 | 1 |  | 8 | 17 | 8 | 16
| 5483 | 229 | 8 | 17 | 11 | 0 | 0 | 1 | 0 | 0 | 0 | 0 | 0 | 0 | 0 | 0 | 1 |  | 8 | 17 | 8 | 16
| 5484 | 229 | 8 | 17 | 12 | 0 | 0 | 1 | 0 | 0 | 0 | 0 | 0 | 0 | 0 | 0 | 1 |  | 8 | 17 | 8 | 16
| 5485 | 229 | 8 | 17 | 13 | 0 | 0 | 1 | 0 | 0 | 0 | 0 | 0 | 0 | 0 | 0 | 1 |  | 8 | 17 | 8 | 16
| 5486 | 229 | 8 | 17 | 14 | 0 | 0 | 1 | 0 | 0 | 0 | 0 | 0 | 0 | 0 | 0 | 1 |  | 8 | 17 | 8 | 16
| 5487 | 229 | 8 | 17 | 15 | 0 | 0 | 1 | 0 | 0 | 0 | 0 | 0 | 0 | 0 | 0 | 1 |  | 8 | 17 | 8 | 16
| 5488 | 229 | 8 | 17 | 16 | 0 | 0 | 1 | 0 | 0 | 0 | 0 | 0 | 0 | 0 | 0 | 1 |  | 8 | 17 | 8 | 16
| 5489 | 229 | 8 | 17 | 17 | 0 | 0 | 1 | 0 | 0 | 0 | 0 | 0 | 0 | 0 | 0 | 1 |  | 8 | 17 | 8 | 16
| 5490 | 229 | 8 | 17 | 18 | 0 | 0 | 1 | 0 | 0 | 0 | 0 | 0 | 0 | 0 | 0 | 1 |  | 8 | 17 | 8 | 16
| 5491 | 229 | 8 | 17 | 19 | 0 | 0 | 1 | 0 | 0 | 0 | 0 | 0 | 0 | 0 | 0 | 1 |  | 8 | 17 | 8 | 16
| 5492 | 229 | 8 | 17 | 20 | 0 | 0 | 1 | 0 | 0 | 0 | 0 | 0 | 0 | 0 | 0 | 1 |  | 8 | 17 | 8 | 16
| 5493 | 229 | 8 | 17 | 21 | 0 | 0 | 1 | 0 | 0 | 0 | 0 | 0 | 0 | 0 | 0 | 1 |  | 8 | 17 | 8 | 16
| 5494 | 229 | 8 | 17 | 22 | 0 | 0 | 1 | 0 | 0 | 0 | 0 | 0 | 0 | 0 | 0 | 1 |  | 8 | 17 | 8 | 16
| 5495 | 229 | 8 | 17 | 23 | 0 | 0 | 1 | 0 | 0 | 0 | 0 | 0 | 0 | 0 | 0 | 1 |  | 8 | 17 | 8 | 16
| 5496 | 229 | 8 | 17 | 24 | 0 | 0 | 1 | 0 | 0 | 0 | 0 | 0 | 0 | 0 | 0 | 1 |  | 8 | 17 | 8 | 16
| 5497 | 230 | 8 | 18 | 1 | 0 | 0 | 1 | 0 | 0 | 0 | 0 | 0 | 0 | 0 | 0 | 1 |  | 8 | 18 | 8 | 17
| 5498 | 230 | 8 | 18 | 2 | 0 | 0 | 1 | 0 | 0 | 0 | 0 | 0 | 0 | 0 | 0 | 1 |  | 8 | 18 | 8 | 17
| 5499 | 230 | 8 | 18 | 3 | 0 | 0 | 1 | 0 | 0 | 0 | 0 | 0 | 0 | 0 | 0 | 1 |  | 8 | 18 | 8 | 17
| 5500 | 230 | 8 | 18 | 4 | 0 | 0 | 1 | 0 | 0 | 0 | 0 | 0 | 0 | 0 | 0 | 1 |  | 8 | 18 | 8 | 17
| 5501 | 230 | 8 | 18 | 5 | 0 | 0 | 1 | 0 | 0 | 0 | 0 | 0 | 0 | 0 | 0 | 1 |  | 8 | 18 | 8 | 17
| 5502 | 230 | 8 | 18 | 6 | 0 | 0 | 1 | 0 | 0 | 0 | 0 | 0 | 0 | 0 | 0 | 1 |  | 8 | 18 | 8 | 17
| 5503 | 230 | 8 | 18 | 7 | 0 | 0 | 1 | 0 | 0 | 0 | 0 | 0 | 0 | 0 | 0 | 1 |  | 8 | 18 | 8 | 17
| 5504 | 230 | 8 | 18 | 8 | 0 | 0 | 1 | 0 | 0 | 0 | 0 | 0 | 0 | 0 | 0 | 1 |  | 8 | 18 | 8 | 17
| 5505 | 230 | 8 | 18 | 9 | 0 | 0 | 1 | 0 | 0 | 0 | 0 | 0 | 0 | 0 | 0 | 1 |  | 8 | 18 | 8 | 17
| 5506 | 230 | 8 | 18 | 10 | 0 | 0 | 1 | 0 | 0 | 0 | 0 | 0 | 0 | 0 | 0 | 1 |  | 8 | 18 | 8 | 17
| 5507 | 230 | 8 | 18 | 11 | 0 | 0 | 1 | 0 | 0 | 0 | 0 | 0 | 0 | 0 | 0 | 1 |  | 8 | 18 | 8 | 17
| 5508 | 230 | 8 | 18 | 12 | 0 | 0 | 1 | 0 | 0 | 0 | 0 | 0 | 0 | 0 | 0 | 1 |  | 8 | 18 | 8 | 17
| 5509 | 230 | 8 | 18 | 13 | 0 | 0 | 1 | 0 | 0 | 0 | 0 | 0 | 0 | 0 | 0 | 1 |  | 8 | 18 | 8 | 17
| 5510 | 230 | 8 | 18 | 14 | 0 | 0 | 1 | 0 | 0 | 0 | 0 | 0 | 0 | 0 | 0 | 1 |  | 8 | 18 | 8 | 17
| 5511 | 230 | 8 | 18 | 15 | 0 | 0 | 1 | 0 | 0 | 0 | 0 | 0 | 0 | 0 | 0 | 1 |  | 8 | 18 | 8 | 17
| 5512 | 230 | 8 | 18 | 16 | 0 | 0 | 1 | 0 | 0 | 0 | 0 | 0 | 0 | 0 | 0 | 1 |  | 8 | 18 | 8 | 17
| 5513 | 230 | 8 | 18 | 17 | 0 | 0 | 1 | 0 | 0 | 0 | 0 | 0 | 0 | 0 | 0 | 1 |  | 8 | 18 | 8 | 17
| 5514 | 230 | 8 | 18 | 18 | 0 | 0 | 1 | 0 | 0 | 0 | 0 | 0 | 0 | 0 | 0 | 1 |  | 8 | 18 | 8 | 17
| 5515 | 230 | 8 | 18 | 19 | 0 | 0 | 1 | 0 | 0 | 0 | 0 | 0 | 0 | 0 | 0 | 1 |  | 8 | 18 | 8 | 17
| 5516 | 230 | 8 | 18 | 20 | 0 | 0 | 1 | 0 | 0 | 0 | 0 | 0 | 0 | 0 | 0 | 1 |  | 8 | 18 | 8 | 17
| 5517 | 230 | 8 | 18 | 21 | 0 | 0 | 1 | 0 | 0 | 0 | 0 | 0 | 0 | 0 | 0 | 1 |  | 8 | 18 | 8 | 17
| 5518 | 230 | 8 | 18 | 22 | 0 | 0 | 1 | 0 | 0 | 0 | 0 | 0 | 0 | 0 | 0 | 1 |  | 8 | 18 | 8 | 17
| 5519 | 230 | 8 | 18 | 23 | 0 | 0 | 1 | 0 | 0 | 0 | 0 | 0 | 0 | 0 | 0 | 1 |  | 8 | 18 | 8 | 17
| 5520 | 230 | 8 | 18 | 24 | 0 | 0 | 1 | 0 | 0 | 0 | 0 | 0 | 0 | 0 | 0 | 1 |  | 8 | 18 | 8 | 17
| 5521 | 231 | 8 | 19 | 1 | 0 | 0 | 1 | 0 | 0 | 0 | 0 | 0 | 0 | 0 | 0 | 1 |  | 8 | 19 | 8 | 18
| 5522 | 231 | 8 | 19 | 2 | 0 | 0 | 1 | 0 | 0 | 0 | 0 | 0 | 0 | 0 | 0 | 1 |  | 8 | 19 | 8 | 18
| 5523 | 231 | 8 | 19 | 3 | 0 | 0 | 1 | 0 | 0 | 0 | 0 | 0 | 0 | 0 | 0 | 1 |  | 8 | 19 | 8 | 18
| 5524 | 231 | 8 | 19 | 4 | 0 | 0 | 1 | 0 | 0 | 0 | 0 | 0 | 0 | 0 | 0 | 1 |  | 8 | 19 | 8 | 18
| 5525 | 231 | 8 | 19 | 5 | 0 | 0 | 1 | 0 | 0 | 0 | 0 | 0 | 0 | 0 | 0 | 1 |  | 8 | 19 | 8 | 18
| 5526 | 231 | 8 | 19 | 6 | 0 | 0 | 1 | 0 | 0 | 0 | 0 | 0 | 0 | 0 | 0 | 1 |  | 8 | 19 | 8 | 18
| 5527 | 231 | 8 | 19 | 7 | 0 | 0 | 1 | 0 | 0 | 0 | 0 | 0 | 0 | 0 | 0 | 1 |  | 8 | 19 | 8 | 18
| 5528 | 231 | 8 | 19 | 8 | 0 | 0 | 1 | 0 | 0 | 0 | 0 | 0 | 0 | 0 | 0 | 1 |  | 8 | 19 | 8 | 18
| 5529 | 231 | 8 | 19 | 9 | 0 | 0 | 1 | 0 | 0 | 0 | 0 | 0 | 0 | 0 | 0 | 1 |  | 8 | 19 | 8 | 18
| 5530 | 231 | 8 | 19 | 10 | 0 | 0 | 1 | 0 | 0 | 0 | 0 | 0 | 0 | 0 | 0 | 1 |  | 8 | 19 | 8 | 18
| 5531 | 231 | 8 | 19 | 11 | 0 | 0 | 1 | 0 | 0 | 0 | 0 | 0 | 0 | 0 | 0 | 1 |  | 8 | 19 | 8 | 18
| 5532 | 231 | 8 | 19 | 12 | 0 | 0 | 1 | 0 | 0 | 0 | 0 | 0 | 0 | 0 | 0 | 1 |  | 8 | 19 | 8 | 18
| 5533 | 231 | 8 | 19 | 13 | 0 | 0 | 1 | 0 | 0 | 0 | 0 | 0 | 0 | 0 | 0 | 1 |  | 8 | 19 | 8 | 18
| 5534 | 231 | 8 | 19 | 14 | 0 | 0 | 1 | 0 | 0 | 0 | 0 | 0 | 0 | 0 | 0 | 1 |  | 8 | 19 | 8 | 18
| 5535 | 231 | 8 | 19 | 15 | 0 | 0 | 1 | 0 | 0 | 0 | 0 | 0 | 0 | 0 | 0 | 1 |  | 8 | 19 | 8 | 18
| 5536 | 231 | 8 | 19 | 16 | 0 | 0 | 1 | 0 | 0 | 0 | 0 | 0 | 0 | 0 | 0 | 1 |  | 8 | 19 | 8 | 18
| 5537 | 231 | 8 | 19 | 17 | 0 | 0 | 1 | 0 | 0 | 0 | 0 | 0 | 0 | 0 | 0 | 1 |  | 8 | 19 | 8 | 18
| 5538 | 231 | 8 | 19 | 18 | 0 | 0 | 1 | 0 | 0 | 0 | 0 | 0 | 0 | 0 | 0 | 1 |  | 8 | 19 | 8 | 18
| 5539 | 231 | 8 | 19 | 19 | 0 | 0 | 1 | 0 | 0 | 0 | 0 | 0 | 0 | 0 | 0 | 1 |  | 8 | 19 | 8 | 18
| 5540 | 231 | 8 | 19 | 20 | 0 | 0 | 1 | 0 | 0 | 0 | 0 | 0 | 0 | 0 | 0 | 1 |  | 8 | 19 | 8 | 18
| 5541 | 231 | 8 | 19 | 21 | 0 | 0 | 1 | 0 | 0 | 0 | 0 | 0 | 0 | 0 | 0 | 1 |  | 8 | 19 | 8 | 18
| 5542 | 231 | 8 | 19 | 22 | 0 | 0 | 1 | 0 | 0 | 0 | 0 | 0 | 0 | 0 | 0 | 1 |  | 8 | 19 | 8 | 18
| 5543 | 231 | 8 | 19 | 23 | 0 | 0 | 1 | 0 | 0 | 0 | 0 | 0 | 0 | 0 | 0 | 1 |  | 8 | 19 | 8 | 18
| 5544 | 231 | 8 | 19 | 24 | 0 | 0 | 1 | 0 | 0 | 0 | 0 | 0 | 0 | 0 | 0 | 1 |  | 8 | 19 | 8 | 18
| 5545 | 232 | 8 | 20 | 1 | 0 | 0 | 0 | 0 | 0 | 0 | 0 | 0 | 0 | 0 | 0 | 1 |  | 8 | 20 | 8 | 19
| 5546 | 232 | 8 | 20 | 2 | 0 | 0 | 0 | 0 | 0 | 0 | 0 | 0 | 0 | 0 | 0 | 1 |  | 8 | 20 | 8 | 19
| 5547 | 232 | 8 | 20 | 3 | 0 | 0 | 0 | 0 | 0 | 0 | 0 | 0 | 0 | 0 | 0 | 1 |  | 8 | 20 | 8 | 19
| 5548 | 232 | 8 | 20 | 4 | 0 | 0 | 0 | 0 | 0 | 0 | 0 | 0 | 0 | 0 | 0 | 1 |  | 8 | 20 | 8 | 19
| 5549 | 232 | 8 | 20 | 5 | 0 | 0 | 0 | 0 | 0 | 0 | 0 | 0 | 0 | 0 | 0 | 1 |  | 8 | 20 | 8 | 19
| 5550 | 232 | 8 | 20 | 6 | 0 | 0 | 0 | 0 | 0 | 0 | 0 | 0 | 0 | 0 | 0 | 1 |  | 8 | 20 | 8 | 19
| 5551 | 232 | 8 | 20 | 7 | 0 | 0 | 0 | 0 | 0 | 0 | 0 | 0 | 0 | 0 | 0 | 1 |  | 8 | 20 | 8 | 19
| 5552 | 232 | 8 | 20 | 8 | 0 | 0 | 0 | 0 | 0 | 0 | 0 | 0 | 0 | 0 | 0 | 1 |  | 8 | 20 | 8 | 19
| 5553 | 232 | 8 | 20 | 9 | 0 | 0 | 0 | 0 | 0 | 0 | 0 | 0 | 0 | 0 | 0 | 1 |  | 8 | 20 | 8 | 19
| 5554 | 232 | 8 | 20 | 10 | 0 | 0 | 0 | 0 | 0 | 0 | 0 | 0 | 0 | 0 | 0 | 1 |  | 8 | 20 | 8 | 19
| 5555 | 232 | 8 | 20 | 11 | 0 | 0 | 0 | 0 | 0 | 0 | 0 | 0 | 0 | 0 | 0 | 1 |  | 8 | 20 | 8 | 19
| 5556 | 232 | 8 | 20 | 12 | 0 | 0 | 0 | 0 | 0 | 0 | 0 | 0 | 0 | 0 | 0 | 1 |  | 8 | 20 | 8 | 19
| 5557 | 232 | 8 | 20 | 13 | 0 | 0 | 0 | 0 | 0 | 0 | 0 | 0 | 0 | 0 | 0 | 1 |  | 8 | 20 | 8 | 19
| 5558 | 232 | 8 | 20 | 14 | 0 | 0 | 0 | 0 | 0 | 0 | 0 | 0 | 0 | 0 | 0 | 1 |  | 8 | 20 | 8 | 19
| 5559 | 232 | 8 | 20 | 15 | 0 | 0 | 0 | 0 | 0 | 0 | 0 | 0 | 0 | 0 | 0 | 1 |  | 8 | 20 | 8 | 19
| 5560 | 232 | 8 | 20 | 16 | 0 | 0 | 0 | 0 | 0 | 0 | 0 | 0 | 0 | 0 | 0 | 1 |  | 8 | 20 | 8 | 19
| 5561 | 232 | 8 | 20 | 17 | 0 | 0 | 0 | 0 | 0 | 0 | 0 | 0 | 0 | 0 | 0 | 1 |  | 8 | 20 | 8 | 19
| 5562 | 232 | 8 | 20 | 18 | 0 | 0 | 0 | 0 | 0 | 0 | 0 | 0 | 0 | 0 | 0 | 1 |  | 8 | 20 | 8 | 19
| 5563 | 232 | 8 | 20 | 19 | 0 | 0 | 0 | 0 | 0 | 0 | 0 | 0 | 0 | 0 | 0 | 1 |  | 8 | 20 | 8 | 19
| 5564 | 232 | 8 | 20 | 20 | 0 | 0 | 0 | 0 | 0 | 0 | 0 | 0 | 0 | 0 | 0 | 1 |  | 8 | 20 | 8 | 19
| 5565 | 232 | 8 | 20 | 21 | 0 | 0 | 0 | 0 | 0 | 0 | 0 | 0 | 0 | 0 | 0 | 1 |  | 8 | 20 | 8 | 19
| 5566 | 232 | 8 | 20 | 22 | 0 | 0 | 0 | 0 | 0 | 0 | 0 | 0 | 0 | 0 | 0 | 1 |  | 8 | 20 | 8 | 19
| 5567 | 232 | 8 | 20 | 23 | 0 | 0 | 0 | 0 | 0 | 0 | 0 | 0 | 0 | 0 | 0 | 1 |  | 8 | 20 | 8 | 19
| 5568 | 232 | 8 | 20 | 24 | 0 | 0 | 0 | 0 | 0 | 0 | 0 | 0 | 0 | 0 | 0 | 1 |  | 8 | 20 | 8 | 19
| 5569 | 233 | 8 | 21 | 1 | 0 | 0 | 0 | 0 | 0 | 0 | 0 | 0 | 0 | 0 | 0 | 1 |  | 8 | 21 | 8 | 20
| 5570 | 233 | 8 | 21 | 2 | 0 | 0 | 0 | 0 | 0 | 0 | 0 | 0 | 0 | 0 | 0 | 1 |  | 8 | 21 | 8 | 20
| 5571 | 233 | 8 | 21 | 3 | 0 | 0 | 0 | 0 | 0 | 0 | 0 | 0 | 0 | 0 | 0 | 1 |  | 8 | 21 | 8 | 20
| 5572 | 233 | 8 | 21 | 4 | 0 | 0 | 0 | 0 | 0 | 0 | 0 | 0 | 0 | 0 | 0 | 1 |  | 8 | 21 | 8 | 20
| 5573 | 233 | 8 | 21 | 5 | 0 | 0 | 0 | 0 | 0 | 0 | 0 | 0 | 0 | 0 | 0 | 1 |  | 8 | 21 | 8 | 20
| 5574 | 233 | 8 | 21 | 6 | 0 | 0 | 0 | 0 | 0 | 0 | 0 | 0 | 0 | 0 | 0 | 1 |  | 8 | 21 | 8 | 20
| 5575 | 233 | 8 | 21 | 7 | 0 | 0 | 0 | 0 | 0 | 0 | 0 | 0 | 0 | 0 | 0 | 1 |  | 8 | 21 | 8 | 20
| 5576 | 233 | 8 | 21 | 8 | 0 | 0 | 0 | 0 | 0 | 0 | 0 | 0 | 0 | 0 | 0 | 1 |  | 8 | 21 | 8 | 20
| 5577 | 233 | 8 | 21 | 9 | 0 | 0 | 0 | 0 | 0 | 0 | 0 | 0 | 0 | 0 | 0 | 1 |  | 8 | 21 | 8 | 20
| 5578 | 233 | 8 | 21 | 10 | 0 | 0 | 0 | 0 | 0 | 0 | 0 | 0 | 0 | 0 | 0 | 1 |  | 8 | 21 | 8 | 20
| 5579 | 233 | 8 | 21 | 11 | 0 | 0 | 0 | 0 | 0 | 0 | 0 | 0 | 0 | 0 | 0 | 1 |  | 8 | 21 | 8 | 20
| 5580 | 233 | 8 | 21 | 12 | 0 | 0 | 0 | 0 | 0 | 0 | 0 | 0 | 0 | 0 | 0 | 1 |  | 8 | 21 | 8 | 20
| 5581 | 233 | 8 | 21 | 13 | 0 | 0 | 0 | 0 | 0 | 0 | 0 | 0 | 0 | 0 | 0 | 1 |  | 8 | 21 | 8 | 20
| 5582 | 233 | 8 | 21 | 14 | 0 | 0 | 0 | 0 | 0 | 0 | 0 | 0 | 0 | 0 | 0 | 1 |  | 8 | 21 | 8 | 20
| 5583 | 233 | 8 | 21 | 15 | 0 | 0 | 0 | 0 | 0 | 0 | 0 | 0 | 0 | 0 | 0 | 1 |  | 8 | 21 | 8 | 20
| 5584 | 233 | 8 | 21 | 16 | 0 | 0 | 0 | 0 | 0 | 0 | 0 | 0 | 0 | 0 | 0 | 1 |  | 8 | 21 | 8 | 20
| 5585 | 233 | 8 | 21 | 17 | 0 | 0 | 0 | 0 | 0 | 0 | 0 | 0 | 0 | 0 | 0 | 1 |  | 8 | 21 | 8 | 20
| 5586 | 233 | 8 | 21 | 18 | 0 | 0 | 0 | 0 | 0 | 0 | 0 | 0 | 0 | 0 | 0 | 1 |  | 8 | 21 | 8 | 20
| 5587 | 233 | 8 | 21 | 19 | 0 | 0 | 0 | 0 | 0 | 0 | 0 | 0 | 0 | 0 | 0 | 1 |  | 8 | 21 | 8 | 20
| 5588 | 233 | 8 | 21 | 20 | 0 | 0 | 0 | 0 | 0 | 0 | 0 | 0 | 0 | 0 | 0 | 1 |  | 8 | 21 | 8 | 20
| 5589 | 233 | 8 | 21 | 21 | 0 | 0 | 0 | 0 | 0 | 0 | 0 | 0 | 0 | 0 | 0 | 1 |  | 8 | 21 | 8 | 20
| 5590 | 233 | 8 | 21 | 22 | 0 | 0 | 0 | 0 | 0 | 0 | 0 | 0 | 0 | 0 | 0 | 1 |  | 8 | 21 | 8 | 20
| 5591 | 233 | 8 | 21 | 23 | 0 | 0 | 0 | 0 | 0 | 0 | 0 | 0 | 0 | 0 | 0 | 1 |  | 8 | 21 | 8 | 20
| 5592 | 233 | 8 | 21 | 24 | 0 | 0 | 0 | 0 | 0 | 0 | 0 | 0 | 0 | 0 | 0 | 1 |  | 8 | 21 | 8 | 20
| 5593 | 234 | 8 | 22 | 1 | 0 | 0 | 1 | 0 | 0 | 0 | 0 | 0 | 0 | 0 | 0 | 1 |  | 8 | 22 | 8 | 21
| 5594 | 234 | 8 | 22 | 2 | 0 | 0 | 1 | 0 | 0 | 0 | 0 | 0 | 0 | 0 | 0 | 1 |  | 8 | 22 | 8 | 21
| 5595 | 234 | 8 | 22 | 3 | 0 | 0 | 1 | 0 | 0 | 0 | 0 | 0 | 0 | 0 | 0 | 1 |  | 8 | 22 | 8 | 21
| 5596 | 234 | 8 | 22 | 4 | 0 | 0 | 1 | 0 | 0 | 0 | 0 | 0 | 0 | 0 | 0 | 1 |  | 8 | 22 | 8 | 21
| 5597 | 234 | 8 | 22 | 5 | 0 | 0 | 1 | 0 | 0 | 0 | 0 | 0 | 0 | 0 | 0 | 1 |  | 8 | 22 | 8 | 21
| 5598 | 234 | 8 | 22 | 6 | 0 | 0 | 1 | 0 | 0 | 0 | 0 | 0 | 0 | 0 | 0 | 1 |  | 8 | 22 | 8 | 21
| 5599 | 234 | 8 | 22 | 7 | 0 | 0 | 1 | 0 | 0 | 0 | 0 | 0 | 0 | 0 | 0 | 1 |  | 8 | 22 | 8 | 21
| 5600 | 234 | 8 | 22 | 8 | 0 | 0 | 1 | 0 | 0 | 0 | 0 | 0 | 0 | 0 | 0 | 1 |  | 8 | 22 | 8 | 21
| 5601 | 234 | 8 | 22 | 9 | 0 | 0 | 1 | 0 | 0 | 0 | 0 | 0 | 0 | 0 | 0 | 1 |  | 8 | 22 | 8 | 21
| 5602 | 234 | 8 | 22 | 10 | 0 | 0 | 1 | 0 | 0 | 0 | 0 | 0 | 0 | 0 | 0 | 1 |  | 8 | 22 | 8 | 21
| 5603 | 234 | 8 | 22 | 11 | 0 | 0 | 1 | 0 | 0 | 0 | 0 | 0 | 0 | 0 | 0 | 1 |  | 8 | 22 | 8 | 21
| 5604 | 234 | 8 | 22 | 12 | 0 | 0 | 1 | 0 | 0 | 0 | 0 | 0 | 0 | 0 | 0 | 1 |  | 8 | 22 | 8 | 21
| 5605 | 234 | 8 | 22 | 13 | 0 | 0 | 1 | 0 | 0 | 0 | 0 | 0 | 0 | 0 | 0 | 1 |  | 8 | 22 | 8 | 21
| 5606 | 234 | 8 | 22 | 14 | 0 | 0 | 1 | 0 | 0 | 0 | 0 | 0 | 0 | 0 | 0 | 1 |  | 8 | 22 | 8 | 21
| 5607 | 234 | 8 | 22 | 15 | 0 | 0 | 1 | 0 | 0 | 0 | 0 | 0 | 0 | 0 | 0 | 1 |  | 8 | 22 | 8 | 21
| 5608 | 234 | 8 | 22 | 16 | 0 | 0 | 1 | 0 | 0 | 0 | 0 | 0 | 0 | 0 | 0 | 1 |  | 8 | 22 | 8 | 21
| 5609 | 234 | 8 | 22 | 17 | 0 | 0 | 1 | 0 | 0 | 0 | 0 | 0 | 0 | 0 | 0 | 1 |  | 8 | 22 | 8 | 21
| 5610 | 234 | 8 | 22 | 18 | 0 | 0 | 1 | 0 | 0 | 0 | 0 | 0 | 0 | 0 | 0 | 1 |  | 8 | 22 | 8 | 21
| 5611 | 234 | 8 | 22 | 19 | 0 | 0 | 1 | 0 | 0 | 0 | 0 | 0 | 0 | 0 | 0 | 1 |  | 8 | 22 | 8 | 21
| 5612 | 234 | 8 | 22 | 20 | 0 | 0 | 1 | 0 | 0 | 0 | 0 | 0 | 0 | 0 | 0 | 1 |  | 8 | 22 | 8 | 21
| 5613 | 234 | 8 | 22 | 21 | 0 | 0 | 1 | 0 | 0 | 0 | 0 | 0 | 0 | 0 | 0 | 1 |  | 8 | 22 | 8 | 21
| 5614 | 234 | 8 | 22 | 22 | 0 | 0 | 1 | 0 | 0 | 0 | 0 | 0 | 0 | 0 | 0 | 1 |  | 8 | 22 | 8 | 21
| 5615 | 234 | 8 | 22 | 23 | 0 | 0 | 1 | 0 | 0 | 0 | 0 | 0 | 0 | 0 | 0 | 1 |  | 8 | 22 | 8 | 21
| 5616 | 234 | 8 | 22 | 24 | 0 | 0 | 1 | 0 | 0 | 0 | 0 | 0 | 0 | 0 | 0 | 1 |  | 8 | 22 | 8 | 21
| 5617 | 235 | 8 | 23 | 1 | 0 | 0 | 1 | 0 | 0 | 0 | 0 | 0 | 0 | 0 | 0 | 1 |  | 8 | 23 | 8 | 22
| 5618 | 235 | 8 | 23 | 2 | 0 | 0 | 1 | 0 | 0 | 0 | 0 | 0 | 0 | 0 | 0 | 1 |  | 8 | 23 | 8 | 22
| 5619 | 235 | 8 | 23 | 3 | 0 | 0 | 1 | 0 | 0 | 0 | 0 | 0 | 0 | 0 | 0 | 1 |  | 8 | 23 | 8 | 22
| 5620 | 235 | 8 | 23 | 4 | 0 | 0 | 1 | 0 | 0 | 0 | 0 | 0 | 0 | 0 | 0 | 1 |  | 8 | 23 | 8 | 22
| 5621 | 235 | 8 | 23 | 5 | 0 | 0 | 1 | 0 | 0 | 0 | 0 | 0 | 0 | 0 | 0 | 1 |  | 8 | 23 | 8 | 22
| 5622 | 235 | 8 | 23 | 6 | 0 | 0 | 1 | 0 | 0 | 0 | 0 | 0 | 0 | 0 | 0 | 1 |  | 8 | 23 | 8 | 22
| 5623 | 235 | 8 | 23 | 7 | 0 | 0 | 1 | 0 | 0 | 0 | 0 | 0 | 0 | 0 | 0 | 1 |  | 8 | 23 | 8 | 22
| 5624 | 235 | 8 | 23 | 8 | 0 | 0 | 1 | 0 | 0 | 0 | 0 | 0 | 0 | 0 | 0 | 1 |  | 8 | 23 | 8 | 22
| 5625 | 235 | 8 | 23 | 9 | 0 | 0 | 1 | 0 | 0 | 0 | 0 | 0 | 0 | 0 | 0 | 1 |  | 8 | 23 | 8 | 22
| 5626 | 235 | 8 | 23 | 10 | 0 | 0 | 1 | 0 | 0 | 0 | 0 | 0 | 0 | 0 | 0 | 1 |  | 8 | 23 | 8 | 22
| 5627 | 235 | 8 | 23 | 11 | 0 | 0 | 1 | 0 | 0 | 0 | 0 | 0 | 0 | 0 | 0 | 1 |  | 8 | 23 | 8 | 22
| 5628 | 235 | 8 | 23 | 12 | 0 | 0 | 1 | 0 | 0 | 0 | 0 | 0 | 0 | 0 | 0 | 1 |  | 8 | 23 | 8 | 22
| 5629 | 235 | 8 | 23 | 13 | 0 | 0 | 1 | 0 | 0 | 0 | 0 | 0 | 0 | 0 | 0 | 1 |  | 8 | 23 | 8 | 22
| 5630 | 235 | 8 | 23 | 14 | 0 | 0 | 1 | 0 | 0 | 0 | 0 | 0 | 0 | 0 | 0 | 1 |  | 8 | 23 | 8 | 22
| 5631 | 235 | 8 | 23 | 15 | 0 | 0 | 1 | 0 | 0 | 0 | 0 | 0 | 0 | 0 | 0 | 1 |  | 8 | 23 | 8 | 22
| 5632 | 235 | 8 | 23 | 16 | 0 | 0 | 1 | 0 | 0 | 0 | 0 | 0 | 0 | 0 | 0 | 1 |  | 8 | 23 | 8 | 22
| 5633 | 235 | 8 | 23 | 17 | 0 | 0 | 1 | 0 | 0 | 0 | 0 | 0 | 0 | 0 | 0 | 1 |  | 8 | 23 | 8 | 22
| 5634 | 235 | 8 | 23 | 18 | 0 | 0 | 1 | 0 | 0 | 0 | 0 | 0 | 0 | 0 | 0 | 1 |  | 8 | 23 | 8 | 22
| 5635 | 235 | 8 | 23 | 19 | 0 | 0 | 1 | 0 | 0 | 0 | 0 | 0 | 0 | 0 | 0 | 1 |  | 8 | 23 | 8 | 22
| 5636 | 235 | 8 | 23 | 20 | 0 | 0 | 1 | 0 | 0 | 0 | 0 | 0 | 0 | 0 | 0 | 1 |  | 8 | 23 | 8 | 22
| 5637 | 235 | 8 | 23 | 21 | 0 | 0 | 1 | 0 | 0 | 0 | 0 | 0 | 0 | 0 | 0 | 1 |  | 8 | 23 | 8 | 22
| 5638 | 235 | 8 | 23 | 22 | 0 | 0 | 1 | 0 | 0 | 0 | 0 | 0 | 0 | 0 | 0 | 1 |  | 8 | 23 | 8 | 22
| 5639 | 235 | 8 | 23 | 23 | 0 | 0 | 1 | 0 | 0 | 0 | 0 | 0 | 0 | 0 | 0 | 1 |  | 8 | 23 | 8 | 22
| 5640 | 235 | 8 | 23 | 24 | 0 | 0 | 1 | 0 | 0 | 0 | 0 | 0 | 0 | 0 | 0 | 1 |  | 8 | 23 | 8 | 22
| 5641 | 236 | 8 | 24 | 1 | 0 | 0 | 1 | 0 | 0 | 0 | 0 | 0 | 0 | 0 | 0 | 1 |  | 8 | 24 | 8 | 23
| 5642 | 236 | 8 | 24 | 2 | 0 | 0 | 1 | 0 | 0 | 0 | 0 | 0 | 0 | 0 | 0 | 1 |  | 8 | 24 | 8 | 23
| 5643 | 236 | 8 | 24 | 3 | 0 | 0 | 1 | 0 | 0 | 0 | 0 | 0 | 0 | 0 | 0 | 1 |  | 8 | 24 | 8 | 23
| 5644 | 236 | 8 | 24 | 4 | 0 | 0 | 1 | 0 | 0 | 0 | 0 | 0 | 0 | 0 | 0 | 1 |  | 8 | 24 | 8 | 23
| 5645 | 236 | 8 | 24 | 5 | 0 | 0 | 1 | 0 | 0 | 0 | 0 | 0 | 0 | 0 | 0 | 1 |  | 8 | 24 | 8 | 23
| 5646 | 236 | 8 | 24 | 6 | 0 | 0 | 1 | 0 | 0 | 0 | 0 | 0 | 0 | 0 | 0 | 1 |  | 8 | 24 | 8 | 23
| 5647 | 236 | 8 | 24 | 7 | 0 | 0 | 1 | 0 | 0 | 0 | 0 | 0 | 0 | 0 | 0 | 1 |  | 8 | 24 | 8 | 23
| 5648 | 236 | 8 | 24 | 8 | 0 | 0 | 1 | 0 | 0 | 0 | 0 | 0 | 0 | 0 | 0 | 1 |  | 8 | 24 | 8 | 23
| 5649 | 236 | 8 | 24 | 9 | 0 | 0 | 1 | 0 | 0 | 0 | 0 | 0 | 0 | 0 | 0 | 1 |  | 8 | 24 | 8 | 23
| 5650 | 236 | 8 | 24 | 10 | 0 | 0 | 1 | 0 | 0 | 0 | 0 | 0 | 0 | 0 | 0 | 1 |  | 8 | 24 | 8 | 23
| 5651 | 236 | 8 | 24 | 11 | 0 | 0 | 1 | 0 | 0 | 0 | 0 | 0 | 0 | 0 | 0 | 1 |  | 8 | 24 | 8 | 23
| 5652 | 236 | 8 | 24 | 12 | 0 | 0 | 1 | 0 | 0 | 0 | 0 | 0 | 0 | 0 | 0 | 1 |  | 8 | 24 | 8 | 23
| 5653 | 236 | 8 | 24 | 13 | 0 | 0 | 1 | 0 | 0 | 0 | 0 | 0 | 0 | 0 | 0 | 1 |  | 8 | 24 | 8 | 23
| 5654 | 236 | 8 | 24 | 14 | 0 | 0 | 1 | 0 | 0 | 0 | 0 | 0 | 0 | 0 | 0 | 1 |  | 8 | 24 | 8 | 23
| 5655 | 236 | 8 | 24 | 15 | 0 | 0 | 1 | 0 | 0 | 0 | 0 | 0 | 0 | 0 | 0 | 1 |  | 8 | 24 | 8 | 23
| 5656 | 236 | 8 | 24 | 16 | 0 | 0 | 1 | 0 | 0 | 0 | 0 | 0 | 0 | 0 | 0 | 1 |  | 8 | 24 | 8 | 23
| 5657 | 236 | 8 | 24 | 17 | 0 | 0 | 1 | 0 | 0 | 0 | 0 | 0 | 0 | 0 | 0 | 1 |  | 8 | 24 | 8 | 23
| 5658 | 236 | 8 | 24 | 18 | 0 | 0 | 1 | 0 | 0 | 0 | 0 | 0 | 0 | 0 | 0 | 1 |  | 8 | 24 | 8 | 23
| 5659 | 236 | 8 | 24 | 19 | 0 | 0 | 1 | 0 | 0 | 0 | 0 | 0 | 0 | 0 | 0 | 1 |  | 8 | 24 | 8 | 23
| 5660 | 236 | 8 | 24 | 20 | 0 | 0 | 1 | 0 | 0 | 0 | 0 | 0 | 0 | 0 | 0 | 1 |  | 8 | 24 | 8 | 23
| 5661 | 236 | 8 | 24 | 21 | 0 | 0 | 1 | 0 | 0 | 0 | 0 | 0 | 0 | 0 | 0 | 1 |  | 8 | 24 | 8 | 23
| 5662 | 236 | 8 | 24 | 22 | 0 | 0 | 1 | 0 | 0 | 0 | 0 | 0 | 0 | 0 | 0 | 1 |  | 8 | 24 | 8 | 23
| 5663 | 236 | 8 | 24 | 23 | 0 | 0 | 1 | 0 | 0 | 0 | 0 | 0 | 0 | 0 | 0 | 1 |  | 8 | 24 | 8 | 23
| 5664 | 236 | 8 | 24 | 24 | 0 | 0 | 1 | 0 | 0 | 0 | 0 | 0 | 0 | 0 | 0 | 1 |  | 8 | 24 | 8 | 23
| 5665 | 237 | 8 | 25 | 1 | 0 | 0 | 1 | 0 | 0 | 0 | 0 | 0 | 0 | 0 | 0 | 1 |  | 8 | 25 | 8 | 24
| 5666 | 237 | 8 | 25 | 2 | 0 | 0 | 1 | 0 | 0 | 0 | 0 | 0 | 0 | 0 | 0 | 1 |  | 8 | 25 | 8 | 24
| 5667 | 237 | 8 | 25 | 3 | 0 | 0 | 1 | 0 | 0 | 0 | 0 | 0 | 0 | 0 | 0 | 1 |  | 8 | 25 | 8 | 24
| 5668 | 237 | 8 | 25 | 4 | 0 | 0 | 1 | 0 | 0 | 0 | 0 | 0 | 0 | 0 | 0 | 1 |  | 8 | 25 | 8 | 24
| 5669 | 237 | 8 | 25 | 5 | 0 | 0 | 1 | 0 | 0 | 0 | 0 | 0 | 0 | 0 | 0 | 1 |  | 8 | 25 | 8 | 24
| 5670 | 237 | 8 | 25 | 6 | 0 | 0 | 1 | 0 | 0 | 0 | 0 | 0 | 0 | 0 | 0 | 1 |  | 8 | 25 | 8 | 24
| 5671 | 237 | 8 | 25 | 7 | 0 | 0 | 1 | 0 | 0 | 0 | 0 | 0 | 0 | 0 | 0 | 1 |  | 8 | 25 | 8 | 24
| 5672 | 237 | 8 | 25 | 8 | 0 | 0 | 1 | 0 | 0 | 0 | 0 | 0 | 0 | 0 | 0 | 1 |  | 8 | 25 | 8 | 24
| 5673 | 237 | 8 | 25 | 9 | 0 | 0 | 1 | 0 | 0 | 0 | 0 | 0 | 0 | 0 | 0 | 1 |  | 8 | 25 | 8 | 24
| 5674 | 237 | 8 | 25 | 10 | 0 | 0 | 1 | 0 | 0 | 0 | 0 | 0 | 0 | 0 | 0 | 1 |  | 8 | 25 | 8 | 24
| 5675 | 237 | 8 | 25 | 11 | 0 | 0 | 1 | 0 | 0 | 0 | 0 | 0 | 0 | 0 | 0 | 1 |  | 8 | 25 | 8 | 24
| 5676 | 237 | 8 | 25 | 12 | 0 | 0 | 1 | 0 | 0 | 0 | 0 | 0 | 0 | 0 | 0 | 1 |  | 8 | 25 | 8 | 24
| 5677 | 237 | 8 | 25 | 13 | 0 | 0 | 1 | 0 | 0 | 0 | 0 | 0 | 0 | 0 | 0 | 1 |  | 8 | 25 | 8 | 24
| 5678 | 237 | 8 | 25 | 14 | 0 | 0 | 1 | 0 | 0 | 0 | 0 | 0 | 0 | 0 | 0 | 1 |  | 8 | 25 | 8 | 24
| 5679 | 237 | 8 | 25 | 15 | 0 | 0 | 1 | 0 | 0 | 0 | 0 | 0 | 0 | 0 | 0 | 1 |  | 8 | 25 | 8 | 24
| 5680 | 237 | 8 | 25 | 16 | 0 | 0 | 1 | 0 | 0 | 0 | 0 | 0 | 0 | 0 | 0 | 1 |  | 8 | 25 | 8 | 24
| 5681 | 237 | 8 | 25 | 17 | 0 | 0 | 1 | 0 | 0 | 0 | 0 | 0 | 0 | 0 | 0 | 1 |  | 8 | 25 | 8 | 24
| 5682 | 237 | 8 | 25 | 18 | 0 | 0 | 1 | 0 | 0 | 0 | 0 | 0 | 0 | 0 | 0 | 1 |  | 8 | 25 | 8 | 24
| 5683 | 237 | 8 | 25 | 19 | 0 | 0 | 1 | 0 | 0 | 0 | 0 | 0 | 0 | 0 | 0 | 1 |  | 8 | 25 | 8 | 24
| 5684 | 237 | 8 | 25 | 20 | 0 | 0 | 1 | 0 | 0 | 0 | 0 | 0 | 0 | 0 | 0 | 1 |  | 8 | 25 | 8 | 24
| 5685 | 237 | 8 | 25 | 21 | 0 | 0 | 1 | 0 | 0 | 0 | 0 | 0 | 0 | 0 | 0 | 1 |  | 8 | 25 | 8 | 24
| 5686 | 237 | 8 | 25 | 22 | 0 | 0 | 1 | 0 | 0 | 0 | 0 | 0 | 0 | 0 | 0 | 1 |  | 8 | 25 | 8 | 24
| 5687 | 237 | 8 | 25 | 23 | 0 | 0 | 1 | 0 | 0 | 0 | 0 | 0 | 0 | 0 | 0 | 1 |  | 8 | 25 | 8 | 24
| 5688 | 237 | 8 | 25 | 24 | 0 | 0 | 1 | 0 | 0 | 0 | 0 | 0 | 0 | 0 | 0 | 1 |  | 8 | 25 | 8 | 24
| 5689 | 238 | 8 | 26 | 1 | 0 | 0 | 1 | 0 | 0 | 0 | 0 | 0 | 0 | 0 | 0 | 1 |  | 8 | 26 | 8 | 25
| 5690 | 238 | 8 | 26 | 2 | 0 | 0 | 1 | 0 | 0 | 0 | 0 | 0 | 0 | 0 | 0 | 1 |  | 8 | 26 | 8 | 25
| 5691 | 238 | 8 | 26 | 3 | 0 | 0 | 1 | 0 | 0 | 0 | 0 | 0 | 0 | 0 | 0 | 1 |  | 8 | 26 | 8 | 25
| 5692 | 238 | 8 | 26 | 4 | 0 | 0 | 1 | 0 | 0 | 0 | 0 | 0 | 0 | 0 | 0 | 1 |  | 8 | 26 | 8 | 25
| 5693 | 238 | 8 | 26 | 5 | 0 | 0 | 1 | 0 | 0 | 0 | 0 | 0 | 0 | 0 | 0 | 1 |  | 8 | 26 | 8 | 25
| 5694 | 238 | 8 | 26 | 6 | 0 | 0 | 1 | 0 | 0 | 0 | 0 | 0 | 0 | 0 | 0 | 1 |  | 8 | 26 | 8 | 25
| 5695 | 238 | 8 | 26 | 7 | 0 | 0 | 1 | 0 | 0 | 0 | 0 | 0 | 0 | 0 | 0 | 1 |  | 8 | 26 | 8 | 25
| 5696 | 238 | 8 | 26 | 8 | 0 | 0 | 1 | 0 | 0 | 0 | 0 | 0 | 0 | 0 | 0 | 1 |  | 8 | 26 | 8 | 25
| 5697 | 238 | 8 | 26 | 9 | 0 | 0 | 1 | 0 | 0 | 0 | 0 | 0 | 0 | 0 | 0 | 1 |  | 8 | 26 | 8 | 25
| 5698 | 238 | 8 | 26 | 10 | 0 | 0 | 1 | 0 | 0 | 0 | 0 | 0 | 0 | 0 | 0 | 1 |  | 8 | 26 | 8 | 25
| 5699 | 238 | 8 | 26 | 11 | 0 | 0 | 1 | 0 | 0 | 0 | 0 | 0 | 0 | 0 | 0 | 1 |  | 8 | 26 | 8 | 25
| 5700 | 238 | 8 | 26 | 12 | 0 | 0 | 1 | 0 | 0 | 0 | 0 | 0 | 0 | 0 | 0 | 1 |  | 8 | 26 | 8 | 25
| 5701 | 238 | 8 | 26 | 13 | 0 | 0 | 1 | 0 | 0 | 0 | 0 | 0 | 0 | 0 | 0 | 1 |  | 8 | 26 | 8 | 25
| 5702 | 238 | 8 | 26 | 14 | 0 | 0 | 1 | 0 | 0 | 0 | 0 | 0 | 0 | 0 | 0 | 1 |  | 8 | 26 | 8 | 25
| 5703 | 238 | 8 | 26 | 15 | 0 | 0 | 1 | 0 | 0 | 0 | 0 | 0 | 0 | 0 | 0 | 1 |  | 8 | 26 | 8 | 25
| 5704 | 238 | 8 | 26 | 16 | 0 | 0 | 1 | 0 | 0 | 0 | 0 | 0 | 0 | 0 | 0 | 1 |  | 8 | 26 | 8 | 25
| 5705 | 238 | 8 | 26 | 17 | 0 | 0 | 1 | 0 | 0 | 0 | 0 | 0 | 0 | 0 | 0 | 1 |  | 8 | 26 | 8 | 25
| 5706 | 238 | 8 | 26 | 18 | 0 | 0 | 1 | 0 | 0 | 0 | 0 | 0 | 0 | 0 | 0 | 1 |  | 8 | 26 | 8 | 25
| 5707 | 238 | 8 | 26 | 19 | 0 | 0 | 1 | 0 | 0 | 0 | 0 | 0 | 0 | 0 | 0 | 1 |  | 8 | 26 | 8 | 25
| 5708 | 238 | 8 | 26 | 20 | 0 | 0 | 1 | 0 | 0 | 0 | 0 | 0 | 0 | 0 | 0 | 1 |  | 8 | 26 | 8 | 25
| 5709 | 238 | 8 | 26 | 21 | 0 | 0 | 1 | 0 | 0 | 0 | 0 | 0 | 0 | 0 | 0 | 1 |  | 8 | 26 | 8 | 25
| 5710 | 238 | 8 | 26 | 22 | 0 | 0 | 1 | 0 | 0 | 0 | 0 | 0 | 0 | 0 | 0 | 1 |  | 8 | 26 | 8 | 25
| 5711 | 238 | 8 | 26 | 23 | 0 | 0 | 1 | 0 | 0 | 0 | 0 | 0 | 0 | 0 | 0 | 1 |  | 8 | 26 | 8 | 25
| 5712 | 238 | 8 | 26 | 24 | 0 | 0 | 1 | 0 | 0 | 0 | 0 | 0 | 0 | 0 | 0 | 1 |  | 8 | 26 | 8 | 25
| 5713 | 239 | 8 | 27 | 1 | 0 | 0 | 0 | 0 | 0 | 0 | 0 | 0 | 0 | 0 | 0 | 1 |  | 8 | 27 | 8 | 26
| 5714 | 239 | 8 | 27 | 2 | 0 | 0 | 0 | 0 | 0 | 0 | 0 | 0 | 0 | 0 | 0 | 1 |  | 8 | 27 | 8 | 26
| 5715 | 239 | 8 | 27 | 3 | 0 | 0 | 0 | 0 | 0 | 0 | 0 | 0 | 0 | 0 | 0 | 1 |  | 8 | 27 | 8 | 26
| 5716 | 239 | 8 | 27 | 4 | 0 | 0 | 0 | 0 | 0 | 0 | 0 | 0 | 0 | 0 | 0 | 1 |  | 8 | 27 | 8 | 26
| 5717 | 239 | 8 | 27 | 5 | 0 | 0 | 0 | 0 | 0 | 0 | 0 | 0 | 0 | 0 | 0 | 1 |  | 8 | 27 | 8 | 26
| 5718 | 239 | 8 | 27 | 6 | 0 | 0 | 0 | 0 | 0 | 0 | 0 | 0 | 0 | 0 | 0 | 1 |  | 8 | 27 | 8 | 26
| 5719 | 239 | 8 | 27 | 7 | 0 | 0 | 0 | 0 | 0 | 0 | 0 | 0 | 0 | 0 | 0 | 1 |  | 8 | 27 | 8 | 26
| 5720 | 239 | 8 | 27 | 8 | 0 | 0 | 0 | 0 | 0 | 0 | 0 | 0 | 0 | 0 | 0 | 1 |  | 8 | 27 | 8 | 26
| 5721 | 239 | 8 | 27 | 9 | 0 | 0 | 0 | 0 | 0 | 0 | 0 | 0 | 0 | 0 | 0 | 1 |  | 8 | 27 | 8 | 26
| 5722 | 239 | 8 | 27 | 10 | 0 | 0 | 0 | 0 | 0 | 0 | 0 | 0 | 0 | 0 | 0 | 1 |  | 8 | 27 | 8 | 26
| 5723 | 239 | 8 | 27 | 11 | 0 | 0 | 0 | 0 | 0 | 0 | 0 | 0 | 0 | 0 | 0 | 1 |  | 8 | 27 | 8 | 26
| 5724 | 239 | 8 | 27 | 12 | 0 | 0 | 0 | 0 | 0 | 0 | 0 | 0 | 0 | 0 | 0 | 1 |  | 8 | 27 | 8 | 26
| 5725 | 239 | 8 | 27 | 13 | 0 | 0 | 0 | 0 | 0 | 0 | 0 | 0 | 0 | 0 | 0 | 1 |  | 8 | 27 | 8 | 26
| 5726 | 239 | 8 | 27 | 14 | 0 | 0 | 0 | 0 | 0 | 0 | 0 | 0 | 0 | 0 | 0 | 1 |  | 8 | 27 | 8 | 26
| 5727 | 239 | 8 | 27 | 15 | 0 | 0 | 0 | 0 | 0 | 0 | 0 | 0 | 0 | 0 | 0 | 1 |  | 8 | 27 | 8 | 26
| 5728 | 239 | 8 | 27 | 16 | 0 | 0 | 0 | 0 | 0 | 0 | 0 | 0 | 0 | 0 | 0 | 1 |  | 8 | 27 | 8 | 26
| 5729 | 239 | 8 | 27 | 17 | 0 | 0 | 0 | 0 | 0 | 0 | 0 | 0 | 0 | 0 | 0 | 1 |  | 8 | 27 | 8 | 26
| 5730 | 239 | 8 | 27 | 18 | 0 | 0 | 0 | 0 | 0 | 0 | 0 | 0 | 0 | 0 | 0 | 1 |  | 8 | 27 | 8 | 26
| 5731 | 239 | 8 | 27 | 19 | 0 | 0 | 0 | 0 | 0 | 0 | 0 | 0 | 0 | 0 | 0 | 1 |  | 8 | 27 | 8 | 26
| 5732 | 239 | 8 | 27 | 20 | 0 | 0 | 0 | 0 | 0 | 0 | 0 | 0 | 0 | 0 | 0 | 1 |  | 8 | 27 | 8 | 26
| 5733 | 239 | 8 | 27 | 21 | 0 | 0 | 0 | 0 | 0 | 0 | 0 | 0 | 0 | 0 | 0 | 1 |  | 8 | 27 | 8 | 26
| 5734 | 239 | 8 | 27 | 22 | 0 | 0 | 0 | 0 | 0 | 0 | 0 | 0 | 0 | 0 | 0 | 1 |  | 8 | 27 | 8 | 26
| 5735 | 239 | 8 | 27 | 23 | 0 | 0 | 0 | 0 | 0 | 0 | 0 | 0 | 0 | 0 | 0 | 1 |  | 8 | 27 | 8 | 26
| 5736 | 239 | 8 | 27 | 24 | 0 | 0 | 0 | 0 | 0 | 0 | 0 | 0 | 0 | 0 | 0 | 1 |  | 8 | 27 | 8 | 26
| 5737 | 240 | 8 | 28 | 1 | 0 | 0 | 0 | 0 | 0 | 0 | 0 | 0 | 0 | 0 | 0 | 1 |  | 8 | 28 | 8 | 27
| 5738 | 240 | 8 | 28 | 2 | 0 | 0 | 0 | 0 | 0 | 0 | 0 | 0 | 0 | 0 | 0 | 1 |  | 8 | 28 | 8 | 27
| 5739 | 240 | 8 | 28 | 3 | 0 | 0 | 0 | 0 | 0 | 0 | 0 | 0 | 0 | 0 | 0 | 1 |  | 8 | 28 | 8 | 27
| 5740 | 240 | 8 | 28 | 4 | 0 | 0 | 0 | 0 | 0 | 0 | 0 | 0 | 0 | 0 | 0 | 1 |  | 8 | 28 | 8 | 27
| 5741 | 240 | 8 | 28 | 5 | 0 | 0 | 0 | 0 | 0 | 0 | 0 | 0 | 0 | 0 | 0 | 1 |  | 8 | 28 | 8 | 27
| 5742 | 240 | 8 | 28 | 6 | 0 | 0 | 0 | 0 | 0 | 0 | 0 | 0 | 0 | 0 | 0 | 1 |  | 8 | 28 | 8 | 27
| 5743 | 240 | 8 | 28 | 7 | 0 | 0 | 0 | 0 | 0 | 0 | 0 | 0 | 0 | 0 | 0 | 1 |  | 8 | 28 | 8 | 27
| 5744 | 240 | 8 | 28 | 8 | 0 | 0 | 0 | 0 | 0 | 0 | 0 | 0 | 0 | 0 | 0 | 1 |  | 8 | 28 | 8 | 27
| 5745 | 240 | 8 | 28 | 9 | 0 | 0 | 0 | 0 | 0 | 0 | 0 | 0 | 0 | 0 | 0 | 1 |  | 8 | 28 | 8 | 27
| 5746 | 240 | 8 | 28 | 10 | 0 | 0 | 0 | 0 | 0 | 0 | 0 | 0 | 0 | 0 | 0 | 1 |  | 8 | 28 | 8 | 27
| 5747 | 240 | 8 | 28 | 11 | 0 | 0 | 0 | 0 | 0 | 0 | 0 | 0 | 0 | 0 | 0 | 1 |  | 8 | 28 | 8 | 27
| 5748 | 240 | 8 | 28 | 12 | 0 | 0 | 0 | 0 | 0 | 0 | 0 | 0 | 0 | 0 | 0 | 1 |  | 8 | 28 | 8 | 27
| 5749 | 240 | 8 | 28 | 13 | 0 | 0 | 0 | 0 | 0 | 0 | 0 | 0 | 0 | 0 | 0 | 1 |  | 8 | 28 | 8 | 27
| 5750 | 240 | 8 | 28 | 14 | 0 | 0 | 0 | 0 | 0 | 0 | 0 | 0 | 0 | 0 | 0 | 1 |  | 8 | 28 | 8 | 27
| 5751 | 240 | 8 | 28 | 15 | 0 | 0 | 0 | 0 | 0 | 0 | 0 | 0 | 0 | 0 | 0 | 1 |  | 8 | 28 | 8 | 27
| 5752 | 240 | 8 | 28 | 16 | 0 | 0 | 0 | 0 | 0 | 0 | 0 | 0 | 0 | 0 | 0 | 1 |  | 8 | 28 | 8 | 27
| 5753 | 240 | 8 | 28 | 17 | 0 | 0 | 0 | 0 | 0 | 0 | 0 | 0 | 0 | 0 | 0 | 1 |  | 8 | 28 | 8 | 27
| 5754 | 240 | 8 | 28 | 18 | 0 | 0 | 0 | 0 | 0 | 0 | 0 | 0 | 0 | 0 | 0 | 1 |  | 8 | 28 | 8 | 27
| 5755 | 240 | 8 | 28 | 19 | 0 | 0 | 0 | 0 | 0 | 0 | 0 | 0 | 0 | 0 | 0 | 1 |  | 8 | 28 | 8 | 27
| 5756 | 240 | 8 | 28 | 20 | 0 | 0 | 0 | 0 | 0 | 0 | 0 | 0 | 0 | 0 | 0 | 1 |  | 8 | 28 | 8 | 27
| 5757 | 240 | 8 | 28 | 21 | 0 | 0 | 0 | 0 | 0 | 0 | 0 | 0 | 0 | 0 | 0 | 1 |  | 8 | 28 | 8 | 27
| 5758 | 240 | 8 | 28 | 22 | 0 | 0 | 0 | 0 | 0 | 0 | 0 | 0 | 0 | 0 | 0 | 1 |  | 8 | 28 | 8 | 27
| 5759 | 240 | 8 | 28 | 23 | 0 | 0 | 0 | 0 | 0 | 0 | 0 | 0 | 0 | 0 | 0 | 1 |  | 8 | 28 | 8 | 27
| 5760 | 240 | 8 | 28 | 24 | 0 | 0 | 0 | 0 | 0 | 0 | 0 | 0 | 0 | 0 | 0 | 1 |  | 8 | 28 | 8 | 27
| 5761 | 241 | 8 | 29 | 1 | 0 | 0 | 1 | 0 | 0 | 0 | 0 | 0 | 0 | 0 | 0 | 1 |  | 8 | 29 | 8 | 28
| 5762 | 241 | 8 | 29 | 2 | 0 | 0 | 1 | 0 | 0 | 0 | 0 | 0 | 0 | 0 | 0 | 1 |  | 8 | 29 | 8 | 28
| 5763 | 241 | 8 | 29 | 3 | 0 | 0 | 1 | 0 | 0 | 0 | 0 | 0 | 0 | 0 | 0 | 1 |  | 8 | 29 | 8 | 28
| 5764 | 241 | 8 | 29 | 4 | 0 | 0 | 1 | 0 | 0 | 0 | 0 | 0 | 0 | 0 | 0 | 1 |  | 8 | 29 | 8 | 28
| 5765 | 241 | 8 | 29 | 5 | 0 | 0 | 1 | 0 | 0 | 0 | 0 | 0 | 0 | 0 | 0 | 1 |  | 8 | 29 | 8 | 28
| 5766 | 241 | 8 | 29 | 6 | 0 | 0 | 1 | 0 | 0 | 0 | 0 | 0 | 0 | 0 | 0 | 1 |  | 8 | 29 | 8 | 28
| 5767 | 241 | 8 | 29 | 7 | 0 | 0 | 1 | 0 | 0 | 0 | 0 | 0 | 0 | 0 | 0 | 1 |  | 8 | 29 | 8 | 28
| 5768 | 241 | 8 | 29 | 8 | 0 | 0 | 1 | 0 | 0 | 0 | 0 | 0 | 0 | 0 | 0 | 1 |  | 8 | 29 | 8 | 28
| 5769 | 241 | 8 | 29 | 9 | 0 | 0 | 1 | 0 | 0 | 0 | 0 | 0 | 0 | 0 | 0 | 1 |  | 8 | 29 | 8 | 28
| 5770 | 241 | 8 | 29 | 10 | 0 | 0 | 1 | 0 | 0 | 0 | 0 | 0 | 0 | 0 | 0 | 1 |  | 8 | 29 | 8 | 28
| 5771 | 241 | 8 | 29 | 11 | 0 | 0 | 1 | 0 | 0 | 0 | 0 | 0 | 0 | 0 | 0 | 1 |  | 8 | 29 | 8 | 28
| 5772 | 241 | 8 | 29 | 12 | 0 | 0 | 1 | 0 | 0 | 0 | 0 | 0 | 0 | 0 | 0 | 1 |  | 8 | 29 | 8 | 28
| 5773 | 241 | 8 | 29 | 13 | 0 | 0 | 1 | 0 | 0 | 0 | 0 | 0 | 0 | 0 | 0 | 1 |  | 8 | 29 | 8 | 28
| 5774 | 241 | 8 | 29 | 14 | 0 | 0 | 1 | 0 | 0 | 0 | 0 | 0 | 0 | 0 | 0 | 1 |  | 8 | 29 | 8 | 28
| 5775 | 241 | 8 | 29 | 15 | 0 | 0 | 1 | 0 | 0 | 0 | 0 | 0 | 0 | 0 | 0 | 1 |  | 8 | 29 | 8 | 28
| 5776 | 241 | 8 | 29 | 16 | 0 | 0 | 1 | 0 | 0 | 0 | 0 | 0 | 0 | 0 | 0 | 1 |  | 8 | 29 | 8 | 28
| 5777 | 241 | 8 | 29 | 17 | 0 | 0 | 1 | 0 | 0 | 0 | 0 | 0 | 0 | 0 | 0 | 1 |  | 8 | 29 | 8 | 28
| 5778 | 241 | 8 | 29 | 18 | 0 | 0 | 1 | 0 | 0 | 0 | 0 | 0 | 0 | 0 | 0 | 1 |  | 8 | 29 | 8 | 28
| 5779 | 241 | 8 | 29 | 19 | 0 | 0 | 1 | 0 | 0 | 0 | 0 | 0 | 0 | 0 | 0 | 1 |  | 8 | 29 | 8 | 28
| 5780 | 241 | 8 | 29 | 20 | 0 | 0 | 1 | 0 | 0 | 0 | 0 | 0 | 0 | 0 | 0 | 1 |  | 8 | 29 | 8 | 28
| 5781 | 241 | 8 | 29 | 21 | 0 | 0 | 1 | 0 | 0 | 0 | 0 | 0 | 0 | 0 | 0 | 1 |  | 8 | 29 | 8 | 28
| 5782 | 241 | 8 | 29 | 22 | 0 | 0 | 1 | 0 | 0 | 0 | 0 | 0 | 0 | 0 | 0 | 1 |  | 8 | 29 | 8 | 28
| 5783 | 241 | 8 | 29 | 23 | 0 | 0 | 1 | 0 | 0 | 0 | 0 | 0 | 0 | 0 | 0 | 1 |  | 8 | 29 | 8 | 28
| 5784 | 241 | 8 | 29 | 24 | 0 | 0 | 1 | 0 | 0 | 0 | 0 | 0 | 0 | 0 | 0 | 1 |  | 8 | 29 | 8 | 28
| 5785 | 242 | 8 | 30 | 1 | 0 | 0 | 1 | 0 | 0 | 0 | 0 | 0 | 0 | 0 | 0 | 1 |  | 8 | 30 | 8 | 29
| 5786 | 242 | 8 | 30 | 2 | 0 | 0 | 1 | 0 | 0 | 0 | 0 | 0 | 0 | 0 | 0 | 1 |  | 8 | 30 | 8 | 29
| 5787 | 242 | 8 | 30 | 3 | 0 | 0 | 1 | 0 | 0 | 0 | 0 | 0 | 0 | 0 | 0 | 1 |  | 8 | 30 | 8 | 29
| 5788 | 242 | 8 | 30 | 4 | 0 | 0 | 1 | 0 | 0 | 0 | 0 | 0 | 0 | 0 | 0 | 1 |  | 8 | 30 | 8 | 29
| 5789 | 242 | 8 | 30 | 5 | 0 | 0 | 1 | 0 | 0 | 0 | 0 | 0 | 0 | 0 | 0 | 1 |  | 8 | 30 | 8 | 29
| 5790 | 242 | 8 | 30 | 6 | 0 | 0 | 1 | 0 | 0 | 0 | 0 | 0 | 0 | 0 | 0 | 1 |  | 8 | 30 | 8 | 29
| 5791 | 242 | 8 | 30 | 7 | 0 | 0 | 1 | 0 | 0 | 0 | 0 | 0 | 0 | 0 | 0 | 1 |  | 8 | 30 | 8 | 29
| 5792 | 242 | 8 | 30 | 8 | 0 | 0 | 1 | 0 | 0 | 0 | 0 | 0 | 0 | 0 | 0 | 1 |  | 8 | 30 | 8 | 29
| 5793 | 242 | 8 | 30 | 9 | 0 | 0 | 1 | 0 | 0 | 0 | 0 | 0 | 0 | 0 | 0 | 1 |  | 8 | 30 | 8 | 29
| 5794 | 242 | 8 | 30 | 10 | 0 | 0 | 1 | 0 | 0 | 0 | 0 | 0 | 0 | 0 | 0 | 1 |  | 8 | 30 | 8 | 29
| 5795 | 242 | 8 | 30 | 11 | 0 | 0 | 1 | 0 | 0 | 0 | 0 | 0 | 0 | 0 | 0 | 1 |  | 8 | 30 | 8 | 29
| 5796 | 242 | 8 | 30 | 12 | 0 | 0 | 1 | 0 | 0 | 0 | 0 | 0 | 0 | 0 | 0 | 1 |  | 8 | 30 | 8 | 29
| 5797 | 242 | 8 | 30 | 13 | 0 | 0 | 1 | 0 | 0 | 0 | 0 | 0 | 0 | 0 | 0 | 1 |  | 8 | 30 | 8 | 29
| 5798 | 242 | 8 | 30 | 14 | 0 | 0 | 1 | 0 | 0 | 0 | 0 | 0 | 0 | 0 | 0 | 1 |  | 8 | 30 | 8 | 29
| 5799 | 242 | 8 | 30 | 15 | 0 | 0 | 1 | 0 | 0 | 0 | 0 | 0 | 0 | 0 | 0 | 1 |  | 8 | 30 | 8 | 29
| 5800 | 242 | 8 | 30 | 16 | 0 | 0 | 1 | 0 | 0 | 0 | 0 | 0 | 0 | 0 | 0 | 1 |  | 8 | 30 | 8 | 29
| 5801 | 242 | 8 | 30 | 17 | 0 | 0 | 1 | 0 | 0 | 0 | 0 | 0 | 0 | 0 | 0 | 1 |  | 8 | 30 | 8 | 29
| 5802 | 242 | 8 | 30 | 18 | 0 | 0 | 1 | 0 | 0 | 0 | 0 | 0 | 0 | 0 | 0 | 1 |  | 8 | 30 | 8 | 29
| 5803 | 242 | 8 | 30 | 19 | 0 | 0 | 1 | 0 | 0 | 0 | 0 | 0 | 0 | 0 | 0 | 1 |  | 8 | 30 | 8 | 29
| 5804 | 242 | 8 | 30 | 20 | 0 | 0 | 1 | 0 | 0 | 0 | 0 | 0 | 0 | 0 | 0 | 1 |  | 8 | 30 | 8 | 29
| 5805 | 242 | 8 | 30 | 21 | 0 | 0 | 1 | 0 | 0 | 0 | 0 | 0 | 0 | 0 | 0 | 1 |  | 8 | 30 | 8 | 29
| 5806 | 242 | 8 | 30 | 22 | 0 | 0 | 1 | 0 | 0 | 0 | 0 | 0 | 0 | 0 | 0 | 1 |  | 8 | 30 | 8 | 29
| 5807 | 242 | 8 | 30 | 23 | 0 | 0 | 1 | 0 | 0 | 0 | 0 | 0 | 0 | 0 | 0 | 1 |  | 8 | 30 | 8 | 29
| 5808 | 242 | 8 | 30 | 24 | 0 | 0 | 1 | 0 | 0 | 0 | 0 | 0 | 0 | 0 | 0 | 1 |  | 8 | 30 | 8 | 29
| 5809 | 243 | 8 | 31 | 1 | 0 | 0 | 1 | 0 | 0 | 0 | 0 | 0 | 0 | 0 | 0 | 1 |  | 8 | 31 | 8 | 30
| 5810 | 243 | 8 | 31 | 2 | 0 | 0 | 1 | 0 | 0 | 0 | 0 | 0 | 0 | 0 | 0 | 1 |  | 8 | 31 | 8 | 30
| 5811 | 243 | 8 | 31 | 3 | 0 | 0 | 1 | 0 | 0 | 0 | 0 | 0 | 0 | 0 | 0 | 1 |  | 8 | 31 | 8 | 30
| 5812 | 243 | 8 | 31 | 4 | 0 | 0 | 1 | 0 | 0 | 0 | 0 | 0 | 0 | 0 | 0 | 1 |  | 8 | 31 | 8 | 30
| 5813 | 243 | 8 | 31 | 5 | 0 | 0 | 1 | 0 | 0 | 0 | 0 | 0 | 0 | 0 | 0 | 1 |  | 8 | 31 | 8 | 30
| 5814 | 243 | 8 | 31 | 6 | 0 | 0 | 1 | 0 | 0 | 0 | 0 | 0 | 0 | 0 | 0 | 1 |  | 8 | 31 | 8 | 30
| 5815 | 243 | 8 | 31 | 7 | 0 | 0 | 1 | 0 | 0 | 0 | 0 | 0 | 0 | 0 | 0 | 1 |  | 8 | 31 | 8 | 30
| 5816 | 243 | 8 | 31 | 8 | 0 | 0 | 1 | 0 | 0 | 0 | 0 | 0 | 0 | 0 | 0 | 1 |  | 8 | 31 | 8 | 30
| 5817 | 243 | 8 | 31 | 9 | 0 | 0 | 1 | 0 | 0 | 0 | 0 | 0 | 0 | 0 | 0 | 1 |  | 8 | 31 | 8 | 30
| 5818 | 243 | 8 | 31 | 10 | 0 | 0 | 1 | 0 | 0 | 0 | 0 | 0 | 0 | 0 | 0 | 1 |  | 8 | 31 | 8 | 30
| 5819 | 243 | 8 | 31 | 11 | 0 | 0 | 1 | 0 | 0 | 0 | 0 | 0 | 0 | 0 | 0 | 1 |  | 8 | 31 | 8 | 30
| 5820 | 243 | 8 | 31 | 12 | 0 | 0 | 1 | 0 | 0 | 0 | 0 | 0 | 0 | 0 | 0 | 1 |  | 8 | 31 | 8 | 30
| 5821 | 243 | 8 | 31 | 13 | 0 | 0 | 1 | 0 | 0 | 0 | 0 | 0 | 0 | 0 | 0 | 1 |  | 8 | 31 | 8 | 30
| 5822 | 243 | 8 | 31 | 14 | 0 | 0 | 1 | 0 | 0 | 0 | 0 | 0 | 0 | 0 | 0 | 1 |  | 8 | 31 | 8 | 30
| 5823 | 243 | 8 | 31 | 15 | 0 | 0 | 1 | 0 | 0 | 0 | 0 | 0 | 0 | 0 | 0 | 1 |  | 8 | 31 | 8 | 30
| 5824 | 243 | 8 | 31 | 16 | 0 | 0 | 1 | 0 | 0 | 0 | 0 | 0 | 0 | 0 | 0 | 1 |  | 8 | 31 | 8 | 30
| 5825 | 243 | 8 | 31 | 17 | 0 | 0 | 1 | 0 | 0 | 0 | 0 | 0 | 0 | 0 | 0 | 1 |  | 8 | 31 | 8 | 30
| 5826 | 243 | 8 | 31 | 18 | 0 | 0 | 1 | 0 | 0 | 0 | 0 | 0 | 0 | 0 | 0 | 1 |  | 8 | 31 | 8 | 30
| 5827 | 243 | 8 | 31 | 19 | 0 | 0 | 1 | 0 | 0 | 0 | 0 | 0 | 0 | 0 | 0 | 1 |  | 8 | 31 | 8 | 30
| 5828 | 243 | 8 | 31 | 20 | 0 | 0 | 1 | 0 | 0 | 0 | 0 | 0 | 0 | 0 | 0 | 1 |  | 8 | 31 | 8 | 30
| 5829 | 243 | 8 | 31 | 21 | 0 | 0 | 1 | 0 | 0 | 0 | 0 | 0 | 0 | 0 | 0 | 1 |  | 8 | 31 | 8 | 30
| 5830 | 243 | 8 | 31 | 22 | 0 | 0 | 1 | 0 | 0 | 0 | 0 | 0 | 0 | 0 | 0 | 1 |  | 8 | 31 | 8 | 30
| 5831 | 243 | 8 | 31 | 23 | 0 | 0 | 1 | 0 | 0 | 0 | 0 | 0 | 0 | 0 | 0 | 1 |  | 8 | 31 | 8 | 30
| 5832 | 243 | 8 | 31 | 24 | 0 | 0 | 1 | 0 | 0 | 0 | 0 | 0 | 0 | 0 | 0 | 1 |  | 8 | 31 | 8 | 30
| 5833 | 244 | 9 | 1 | 1 | 0 | 0 | 1 | 0 | 0 | 0 | 0 | 0 | 0 | 0 | 0 | 1 |  | 9 | 1 | 8 | 31
| 5834 | 244 | 9 | 1 | 2 | 0 | 0 | 1 | 0 | 0 | 0 | 0 | 0 | 0 | 0 | 0 | 1 |  | 9 | 1 | 8 | 31
| 5835 | 244 | 9 | 1 | 3 | 0 | 0 | 1 | 0 | 0 | 0 | 0 | 0 | 0 | 0 | 0 | 1 |  | 9 | 1 | 8 | 31
| 5836 | 244 | 9 | 1 | 4 | 0 | 0 | 1 | 0 | 0 | 0 | 0 | 0 | 0 | 0 | 0 | 1 |  | 9 | 1 | 8 | 31
| 5837 | 244 | 9 | 1 | 5 | 0 | 0 | 1 | 0 | 0 | 0 | 0 | 0 | 0 | 0 | 0 | 1 |  | 9 | 1 | 8 | 31
| 5838 | 244 | 9 | 1 | 6 | 0 | 0 | 1 | 0 | 0 | 0 | 0 | 0 | 0 | 0 | 0 | 1 |  | 9 | 1 | 8 | 31
| 5839 | 244 | 9 | 1 | 7 | 0 | 0 | 1 | 0 | 0 | 0 | 0 | 0 | 0 | 0 | 0 | 1 |  | 9 | 1 | 8 | 31
| 5840 | 244 | 9 | 1 | 8 | 0 | 0 | 1 | 0 | 0 | 0 | 0 | 0 | 0 | 0 | 0 | 1 |  | 9 | 1 | 8 | 31
| 5841 | 244 | 9 | 1 | 9 | 0 | 0 | 1 | 0 | 0 | 0 | 0 | 0 | 0 | 0 | 0 | 1 |  | 9 | 1 | 8 | 31
| 5842 | 244 | 9 | 1 | 10 | 0 | 0 | 1 | 0 | 0 | 0 | 0 | 0 | 0 | 0 | 0 | 1 |  | 9 | 1 | 8 | 31
| 5843 | 244 | 9 | 1 | 11 | 0 | 0 | 1 | 0 | 0 | 0 | 0 | 0 | 0 | 0 | 0 | 1 |  | 9 | 1 | 8 | 31
| 5844 | 244 | 9 | 1 | 12 | 0 | 0 | 1 | 0 | 0 | 0 | 0 | 0 | 0 | 0 | 0 | 1 |  | 9 | 1 | 8 | 31
| 5845 | 244 | 9 | 1 | 13 | 0 | 0 | 1 | 0 | 0 | 0 | 0 | 0 | 0 | 0 | 0 | 1 |  | 9 | 1 | 8 | 31
| 5846 | 244 | 9 | 1 | 14 | 0 | 0 | 1 | 0 | 0 | 0 | 0 | 0 | 0 | 0 | 0 | 1 |  | 9 | 1 | 8 | 31
| 5847 | 244 | 9 | 1 | 15 | 0 | 0 | 1 | 0 | 0 | 0 | 0 | 0 | 0 | 0 | 0 | 1 |  | 9 | 1 | 8 | 31
| 5848 | 244 | 9 | 1 | 16 | 0 | 0 | 1 | 0 | 0 | 0 | 0 | 0 | 0 | 0 | 0 | 1 |  | 9 | 1 | 8 | 31
| 5849 | 244 | 9 | 1 | 17 | 0 | 0 | 1 | 0 | 0 | 0 | 0 | 0 | 0 | 0 | 0 | 1 |  | 9 | 1 | 8 | 31
| 5850 | 244 | 9 | 1 | 18 | 0 | 0 | 1 | 0 | 0 | 0 | 0 | 0 | 0 | 0 | 0 | 1 |  | 9 | 1 | 8 | 31
| 5851 | 244 | 9 | 1 | 19 | 0 | 0 | 1 | 0 | 0 | 0 | 0 | 0 | 0 | 0 | 0 | 1 |  | 9 | 1 | 8 | 31
| 5852 | 244 | 9 | 1 | 20 | 0 | 0 | 1 | 0 | 0 | 0 | 0 | 0 | 0 | 0 | 0 | 1 |  | 9 | 1 | 8 | 31
| 5853 | 244 | 9 | 1 | 21 | 0 | 0 | 1 | 0 | 0 | 0 | 0 | 0 | 0 | 0 | 0 | 1 |  | 9 | 1 | 8 | 31
| 5854 | 244 | 9 | 1 | 22 | 0 | 0 | 1 | 0 | 0 | 0 | 0 | 0 | 0 | 0 | 0 | 1 |  | 9 | 1 | 8 | 31
| 5855 | 244 | 9 | 1 | 23 | 0 | 0 | 1 | 0 | 0 | 0 | 0 | 0 | 0 | 0 | 0 | 1 |  | 9 | 1 | 8 | 31
| 5856 | 244 | 9 | 1 | 24 | 0 | 0 | 1 | 0 | 0 | 0 | 0 | 0 | 0 | 0 | 0 | 1 |  | 9 | 1 | 8 | 31
| 5857 | 245 | 9 | 2 | 1 | 0 | 0 | 1 | 0 | 0 | 0 | 0 | 0 | 0 | 0 | 0 | 1 |  | 9 | 2 | 9 | 1
| 5858 | 245 | 9 | 2 | 2 | 0 | 0 | 1 | 0 | 0 | 0 | 0 | 0 | 0 | 0 | 0 | 1 |  | 9 | 2 | 9 | 1
| 5859 | 245 | 9 | 2 | 3 | 0 | 0 | 1 | 0 | 0 | 0 | 0 | 0 | 0 | 0 | 0 | 1 |  | 9 | 2 | 9 | 1
| 5860 | 245 | 9 | 2 | 4 | 0 | 0 | 1 | 0 | 0 | 0 | 0 | 0 | 0 | 0 | 0 | 1 |  | 9 | 2 | 9 | 1
| 5861 | 245 | 9 | 2 | 5 | 0 | 0 | 1 | 0 | 0 | 0 | 0 | 0 | 0 | 0 | 0 | 1 |  | 9 | 2 | 9 | 1
| 5862 | 245 | 9 | 2 | 6 | 0 | 0 | 1 | 0 | 0 | 0 | 0 | 0 | 0 | 0 | 0 | 1 |  | 9 | 2 | 9 | 1
| 5863 | 245 | 9 | 2 | 7 | 0 | 0 | 1 | 0 | 0 | 0 | 0 | 0 | 0 | 0 | 0 | 1 |  | 9 | 2 | 9 | 1
| 5864 | 245 | 9 | 2 | 8 | 0 | 0 | 1 | 0 | 0 | 0 | 0 | 0 | 0 | 0 | 0 | 1 |  | 9 | 2 | 9 | 1
| 5865 | 245 | 9 | 2 | 9 | 0 | 0 | 1 | 0 | 0 | 0 | 0 | 0 | 0 | 0 | 0 | 1 |  | 9 | 2 | 9 | 1
| 5866 | 245 | 9 | 2 | 10 | 0 | 0 | 1 | 0 | 0 | 0 | 0 | 0 | 0 | 0 | 0 | 1 |  | 9 | 2 | 9 | 1
| 5867 | 245 | 9 | 2 | 11 | 0 | 0 | 1 | 0 | 0 | 0 | 0 | 0 | 0 | 0 | 0 | 1 |  | 9 | 2 | 9 | 1
| 5868 | 245 | 9 | 2 | 12 | 0 | 0 | 1 | 0 | 0 | 0 | 0 | 0 | 0 | 0 | 0 | 1 |  | 9 | 2 | 9 | 1
| 5869 | 245 | 9 | 2 | 13 | 0 | 0 | 1 | 0 | 0 | 0 | 0 | 0 | 0 | 0 | 0 | 1 |  | 9 | 2 | 9 | 1
| 5870 | 245 | 9 | 2 | 14 | 0 | 0 | 1 | 0 | 0 | 0 | 0 | 0 | 0 | 0 | 0 | 1 |  | 9 | 2 | 9 | 1
| 5871 | 245 | 9 | 2 | 15 | 0 | 0 | 1 | 0 | 0 | 0 | 0 | 0 | 0 | 0 | 0 | 1 |  | 9 | 2 | 9 | 1
| 5872 | 245 | 9 | 2 | 16 | 0 | 0 | 1 | 0 | 0 | 0 | 0 | 0 | 0 | 0 | 0 | 1 |  | 9 | 2 | 9 | 1
| 5873 | 245 | 9 | 2 | 17 | 0 | 0 | 1 | 0 | 0 | 0 | 0 | 0 | 0 | 0 | 0 | 1 |  | 9 | 2 | 9 | 1
| 5874 | 245 | 9 | 2 | 18 | 0 | 0 | 1 | 0 | 0 | 0 | 0 | 0 | 0 | 0 | 0 | 1 |  | 9 | 2 | 9 | 1
| 5875 | 245 | 9 | 2 | 19 | 0 | 0 | 1 | 0 | 0 | 0 | 0 | 0 | 0 | 0 | 0 | 1 |  | 9 | 2 | 9 | 1
| 5876 | 245 | 9 | 2 | 20 | 0 | 0 | 1 | 0 | 0 | 0 | 0 | 0 | 0 | 0 | 0 | 1 |  | 9 | 2 | 9 | 1
| 5877 | 245 | 9 | 2 | 21 | 0 | 0 | 1 | 0 | 0 | 0 | 0 | 0 | 0 | 0 | 0 | 1 |  | 9 | 2 | 9 | 1
| 5878 | 245 | 9 | 2 | 22 | 0 | 0 | 1 | 0 | 0 | 0 | 0 | 0 | 0 | 0 | 0 | 1 |  | 9 | 2 | 9 | 1
| 5879 | 245 | 9 | 2 | 23 | 0 | 0 | 1 | 0 | 0 | 0 | 0 | 0 | 0 | 0 | 0 | 1 |  | 9 | 2 | 9 | 1
| 5880 | 245 | 9 | 2 | 24 | 0 | 0 | 1 | 0 | 0 | 0 | 0 | 0 | 0 | 0 | 0 | 1 |  | 9 | 2 | 9 | 1
| 5881 | 246 | 9 | 3 | 1 | 0 | 0 | 0 | 0 | 0 | 0 | 0 | 0 | 0 | 0 | 0 | 1 |  | 9 | 3 | 9 | 2
| 5882 | 246 | 9 | 3 | 2 | 0 | 0 | 0 | 0 | 0 | 0 | 0 | 0 | 0 | 0 | 0 | 1 |  | 9 | 3 | 9 | 2
| 5883 | 246 | 9 | 3 | 3 | 0 | 0 | 0 | 0 | 0 | 0 | 0 | 0 | 0 | 0 | 0 | 1 |  | 9 | 3 | 9 | 2
| 5884 | 246 | 9 | 3 | 4 | 0 | 0 | 0 | 0 | 0 | 0 | 0 | 0 | 0 | 0 | 0 | 1 |  | 9 | 3 | 9 | 2
| 5885 | 246 | 9 | 3 | 5 | 0 | 0 | 0 | 0 | 0 | 0 | 0 | 0 | 0 | 0 | 0 | 1 |  | 9 | 3 | 9 | 2
| 5886 | 246 | 9 | 3 | 6 | 0 | 0 | 0 | 0 | 0 | 0 | 0 | 0 | 0 | 0 | 0 | 1 |  | 9 | 3 | 9 | 2
| 5887 | 246 | 9 | 3 | 7 | 0 | 0 | 0 | 0 | 0 | 0 | 0 | 0 | 0 | 0 | 0 | 1 |  | 9 | 3 | 9 | 2
| 5888 | 246 | 9 | 3 | 8 | 0 | 0 | 0 | 0 | 0 | 0 | 0 | 0 | 0 | 0 | 0 | 1 |  | 9 | 3 | 9 | 2
| 5889 | 246 | 9 | 3 | 9 | 0 | 0 | 0 | 0 | 0 | 0 | 0 | 0 | 0 | 0 | 0 | 1 |  | 9 | 3 | 9 | 2
| 5890 | 246 | 9 | 3 | 10 | 0 | 0 | 0 | 0 | 0 | 0 | 0 | 0 | 0 | 0 | 0 | 1 |  | 9 | 3 | 9 | 2
| 5891 | 246 | 9 | 3 | 11 | 0 | 0 | 0 | 0 | 0 | 0 | 0 | 0 | 0 | 0 | 0 | 1 |  | 9 | 3 | 9 | 2
| 5892 | 246 | 9 | 3 | 12 | 0 | 0 | 0 | 0 | 0 | 0 | 0 | 0 | 0 | 0 | 0 | 1 |  | 9 | 3 | 9 | 2
| 5893 | 246 | 9 | 3 | 13 | 0 | 0 | 0 | 0 | 0 | 0 | 0 | 0 | 0 | 0 | 0 | 1 |  | 9 | 3 | 9 | 2
| 5894 | 246 | 9 | 3 | 14 | 0 | 0 | 0 | 0 | 0 | 0 | 0 | 0 | 0 | 0 | 0 | 1 |  | 9 | 3 | 9 | 2
| 5895 | 246 | 9 | 3 | 15 | 0 | 0 | 0 | 0 | 0 | 0 | 0 | 0 | 0 | 0 | 0 | 1 |  | 9 | 3 | 9 | 2
| 5896 | 246 | 9 | 3 | 16 | 0 | 0 | 0 | 0 | 0 | 0 | 0 | 0 | 0 | 0 | 0 | 1 |  | 9 | 3 | 9 | 2
| 5897 | 246 | 9 | 3 | 17 | 0 | 0 | 0 | 0 | 0 | 0 | 0 | 0 | 0 | 0 | 0 | 1 |  | 9 | 3 | 9 | 2
| 5898 | 246 | 9 | 3 | 18 | 0 | 0 | 0 | 0 | 0 | 0 | 0 | 0 | 0 | 0 | 0 | 1 |  | 9 | 3 | 9 | 2
| 5899 | 246 | 9 | 3 | 19 | 0 | 0 | 0 | 0 | 0 | 0 | 0 | 0 | 0 | 0 | 0 | 1 |  | 9 | 3 | 9 | 2
| 5900 | 246 | 9 | 3 | 20 | 0 | 0 | 0 | 0 | 0 | 0 | 0 | 0 | 0 | 0 | 0 | 1 |  | 9 | 3 | 9 | 2
| 5901 | 246 | 9 | 3 | 21 | 0 | 0 | 0 | 0 | 0 | 0 | 0 | 0 | 0 | 0 | 0 | 1 |  | 9 | 3 | 9 | 2
| 5902 | 246 | 9 | 3 | 22 | 0 | 0 | 0 | 0 | 0 | 0 | 0 | 0 | 0 | 0 | 0 | 1 |  | 9 | 3 | 9 | 2
| 5903 | 246 | 9 | 3 | 23 | 0 | 0 | 0 | 0 | 0 | 0 | 0 | 0 | 0 | 0 | 0 | 1 |  | 9 | 3 | 9 | 2
| 5904 | 246 | 9 | 3 | 24 | 0 | 0 | 0 | 0 | 0 | 0 | 0 | 0 | 0 | 0 | 0 | 1 |  | 9 | 3 | 9 | 2
| 5905 | 247 | 9 | 4 | 1 | 0 | 0 | 0 | 0 | 0 | 0 | 0 | 0 | 0 | 0 | 0 | 1 |  | 9 | 4 | 9 | 3
| 5906 | 247 | 9 | 4 | 2 | 0 | 0 | 0 | 0 | 0 | 0 | 0 | 0 | 0 | 0 | 0 | 1 |  | 9 | 4 | 9 | 3
| 5907 | 247 | 9 | 4 | 3 | 0 | 0 | 0 | 0 | 0 | 0 | 0 | 0 | 0 | 0 | 0 | 1 |  | 9 | 4 | 9 | 3
| 5908 | 247 | 9 | 4 | 4 | 0 | 0 | 0 | 0 | 0 | 0 | 0 | 0 | 0 | 0 | 0 | 1 |  | 9 | 4 | 9 | 3
| 5909 | 247 | 9 | 4 | 5 | 0 | 0 | 0 | 0 | 0 | 0 | 0 | 0 | 0 | 0 | 0 | 1 |  | 9 | 4 | 9 | 3
| 5910 | 247 | 9 | 4 | 6 | 0 | 0 | 0 | 0 | 0 | 0 | 0 | 0 | 0 | 0 | 0 | 1 |  | 9 | 4 | 9 | 3
| 5911 | 247 | 9 | 4 | 7 | 0 | 0 | 0 | 0 | 0 | 0 | 0 | 0 | 0 | 0 | 0 | 1 |  | 9 | 4 | 9 | 3
| 5912 | 247 | 9 | 4 | 8 | 0 | 0 | 0 | 0 | 0 | 0 | 0 | 0 | 0 | 0 | 0 | 1 |  | 9 | 4 | 9 | 3
| 5913 | 247 | 9 | 4 | 9 | 0 | 0 | 0 | 0 | 0 | 0 | 0 | 0 | 0 | 0 | 0 | 1 |  | 9 | 4 | 9 | 3
| 5914 | 247 | 9 | 4 | 10 | 0 | 0 | 0 | 0 | 0 | 0 | 0 | 0 | 0 | 0 | 0 | 1 |  | 9 | 4 | 9 | 3
| 5915 | 247 | 9 | 4 | 11 | 0 | 0 | 0 | 0 | 0 | 0 | 0 | 0 | 0 | 0 | 0 | 1 |  | 9 | 4 | 9 | 3
| 5916 | 247 | 9 | 4 | 12 | 0 | 0 | 0 | 0 | 0 | 0 | 0 | 0 | 0 | 0 | 0 | 1 |  | 9 | 4 | 9 | 3
| 5917 | 247 | 9 | 4 | 13 | 0 | 0 | 0 | 0 | 0 | 0 | 0 | 0 | 0 | 0 | 0 | 1 |  | 9 | 4 | 9 | 3
| 5918 | 247 | 9 | 4 | 14 | 0 | 0 | 0 | 0 | 0 | 0 | 0 | 0 | 0 | 0 | 0 | 1 |  | 9 | 4 | 9 | 3
| 5919 | 247 | 9 | 4 | 15 | 0 | 0 | 0 | 0 | 0 | 0 | 0 | 0 | 0 | 0 | 0 | 1 |  | 9 | 4 | 9 | 3
| 5920 | 247 | 9 | 4 | 16 | 0 | 0 | 0 | 0 | 0 | 0 | 0 | 0 | 0 | 0 | 0 | 1 |  | 9 | 4 | 9 | 3
| 5921 | 247 | 9 | 4 | 17 | 0 | 0 | 0 | 0 | 0 | 0 | 0 | 0 | 0 | 0 | 0 | 1 |  | 9 | 4 | 9 | 3
| 5922 | 247 | 9 | 4 | 18 | 0 | 0 | 0 | 0 | 0 | 0 | 0 | 0 | 0 | 0 | 0 | 1 |  | 9 | 4 | 9 | 3
| 5923 | 247 | 9 | 4 | 19 | 0 | 0 | 0 | 0 | 0 | 0 | 0 | 0 | 0 | 0 | 0 | 1 |  | 9 | 4 | 9 | 3
| 5924 | 247 | 9 | 4 | 20 | 0 | 0 | 0 | 0 | 0 | 0 | 0 | 0 | 0 | 0 | 0 | 1 |  | 9 | 4 | 9 | 3
| 5925 | 247 | 9 | 4 | 21 | 0 | 0 | 0 | 0 | 0 | 0 | 0 | 0 | 0 | 0 | 0 | 1 |  | 9 | 4 | 9 | 3
| 5926 | 247 | 9 | 4 | 22 | 0 | 0 | 0 | 0 | 0 | 0 | 0 | 0 | 0 | 0 | 0 | 1 |  | 9 | 4 | 9 | 3
| 5927 | 247 | 9 | 4 | 23 | 0 | 0 | 0 | 0 | 0 | 0 | 0 | 0 | 0 | 0 | 0 | 1 |  | 9 | 4 | 9 | 3
| 5928 | 247 | 9 | 4 | 24 | 0 | 0 | 0 | 0 | 0 | 0 | 0 | 0 | 0 | 0 | 0 | 1 |  | 9 | 4 | 9 | 3
| 5929 | 248 | 9 | 5 | 1 | 1 | 0 | 0 | 0 | 0 | 0 | 0 | 0 | 0 | 0 | 0 | 1 |  | 9 | 5 | 9 | 4
| 5930 | 248 | 9 | 5 | 2 | 1 | 0 | 0 | 0 | 0 | 0 | 0 | 0 | 0 | 0 | 0 | 1 |  | 9 | 5 | 9 | 4
| 5931 | 248 | 9 | 5 | 3 | 1 | 0 | 0 | 0 | 0 | 0 | 0 | 0 | 0 | 0 | 0 | 1 |  | 9 | 5 | 9 | 4
| 5932 | 248 | 9 | 5 | 4 | 1 | 0 | 0 | 0 | 0 | 0 | 0 | 0 | 0 | 0 | 0 | 1 |  | 9 | 5 | 9 | 4
| 5933 | 248 | 9 | 5 | 5 | 1 | 0 | 0 | 0 | 0 | 0 | 0 | 0 | 0 | 0 | 0 | 1 |  | 9 | 5 | 9 | 4
| 5934 | 248 | 9 | 5 | 6 | 1 | 0 | 0 | 0 | 0 | 0 | 0 | 0 | 0 | 0 | 0 | 1 |  | 9 | 5 | 9 | 4
| 5935 | 248 | 9 | 5 | 7 | 1 | 0 | 0 | 0 | 0 | 0 | 0 | 0 | 0 | 0 | 0 | 1 |  | 9 | 5 | 9 | 4
| 5936 | 248 | 9 | 5 | 8 | 1 | 0 | 0 | 0 | 0 | 0 | 0 | 0 | 0 | 0 | 0 | 1 |  | 9 | 5 | 9 | 4
| 5937 | 248 | 9 | 5 | 9 | 1 | 0 | 0 | 0 | 0 | 0 | 0 | 0 | 0 | 0 | 0 | 1 |  | 9 | 5 | 9 | 4
| 5938 | 248 | 9 | 5 | 10 | 1 | 0 | 0 | 0 | 0 | 0 | 0 | 0 | 0 | 0 | 0 | 1 |  | 9 | 5 | 9 | 4
| 5939 | 248 | 9 | 5 | 11 | 1 | 0 | 0 | 0 | 0 | 0 | 0 | 0 | 0 | 0 | 0 | 1 |  | 9 | 5 | 9 | 4
| 5940 | 248 | 9 | 5 | 12 | 1 | 0 | 0 | 0 | 0 | 0 | 0 | 0 | 0 | 0 | 0 | 1 |  | 9 | 5 | 9 | 4
| 5941 | 248 | 9 | 5 | 13 | 1 | 0 | 0 | 0 | 0 | 0 | 0 | 0 | 0 | 0 | 0 | 1 |  | 9 | 5 | 9 | 4
| 5942 | 248 | 9 | 5 | 14 | 1 | 0 | 0 | 0 | 0 | 0 | 0 | 0 | 0 | 0 | 0 | 1 |  | 9 | 5 | 9 | 4
| 5943 | 248 | 9 | 5 | 15 | 1 | 0 | 0 | 0 | 0 | 0 | 0 | 0 | 0 | 0 | 0 | 1 |  | 9 | 5 | 9 | 4
| 5944 | 248 | 9 | 5 | 16 | 1 | 0 | 0 | 0 | 0 | 0 | 0 | 0 | 0 | 0 | 0 | 1 |  | 9 | 5 | 9 | 4
| 5945 | 248 | 9 | 5 | 17 | 1 | 0 | 0 | 0 | 0 | 0 | 0 | 0 | 0 | 0 | 0 | 1 |  | 9 | 5 | 9 | 4
| 5946 | 248 | 9 | 5 | 18 | 1 | 0 | 0 | 0 | 0 | 0 | 0 | 0 | 0 | 0 | 0 | 1 |  | 9 | 5 | 9 | 4
| 5947 | 248 | 9 | 5 | 19 | 1 | 0 | 0 | 0 | 0 | 0 | 0 | 0 | 0 | 0 | 0 | 1 |  | 9 | 5 | 9 | 4
| 5948 | 248 | 9 | 5 | 20 | 1 | 0 | 0 | 0 | 0 | 0 | 0 | 0 | 0 | 0 | 0 | 1 |  | 9 | 5 | 9 | 4
| 5949 | 248 | 9 | 5 | 21 | 1 | 0 | 0 | 0 | 0 | 0 | 0 | 0 | 0 | 0 | 0 | 1 |  | 9 | 5 | 9 | 4
| 5950 | 248 | 9 | 5 | 22 | 1 | 0 | 0 | 0 | 0 | 0 | 0 | 0 | 0 | 0 | 0 | 1 |  | 9 | 5 | 9 | 4
| 5951 | 248 | 9 | 5 | 23 | 1 | 0 | 0 | 0 | 0 | 0 | 0 | 0 | 0 | 0 | 0 | 1 |  | 9 | 5 | 9 | 4
| 5952 | 248 | 9 | 5 | 24 | 1 | 0 | 0 | 0 | 0 | 0 | 0 | 0 | 0 | 0 | 0 | 1 |  | 9 | 5 | 9 | 4
| 5953 | 249 | 9 | 6 | 1 | 0 | 0 | 1 | 0 | 0 | 0 | 0 | 0 | 0 | 0 | 0 | 1 |  | 9 | 6 | 9 | 5
| 5954 | 249 | 9 | 6 | 2 | 0 | 0 | 1 | 0 | 0 | 0 | 0 | 0 | 0 | 0 | 0 | 1 |  | 9 | 6 | 9 | 5
| 5955 | 249 | 9 | 6 | 3 | 0 | 0 | 1 | 0 | 0 | 0 | 0 | 0 | 0 | 0 | 0 | 1 |  | 9 | 6 | 9 | 5
| 5956 | 249 | 9 | 6 | 4 | 0 | 0 | 1 | 0 | 0 | 0 | 0 | 0 | 0 | 0 | 0 | 1 |  | 9 | 6 | 9 | 5
| 5957 | 249 | 9 | 6 | 5 | 0 | 0 | 1 | 0 | 0 | 0 | 0 | 0 | 0 | 0 | 0 | 1 |  | 9 | 6 | 9 | 5
| 5958 | 249 | 9 | 6 | 6 | 0 | 0 | 1 | 0 | 0 | 0 | 0 | 0 | 0 | 0 | 0 | 1 |  | 9 | 6 | 9 | 5
| 5959 | 249 | 9 | 6 | 7 | 0 | 0 | 1 | 0 | 0 | 0 | 0 | 0 | 0 | 0 | 0 | 1 |  | 9 | 6 | 9 | 5
| 5960 | 249 | 9 | 6 | 8 | 0 | 0 | 1 | 0 | 0 | 0 | 0 | 0 | 0 | 0 | 0 | 1 |  | 9 | 6 | 9 | 5
| 5961 | 249 | 9 | 6 | 9 | 0 | 0 | 1 | 0 | 0 | 0 | 0 | 0 | 0 | 0 | 0 | 1 |  | 9 | 6 | 9 | 5
| 5962 | 249 | 9 | 6 | 10 | 0 | 0 | 1 | 0 | 0 | 0 | 0 | 0 | 0 | 0 | 0 | 1 |  | 9 | 6 | 9 | 5
| 5963 | 249 | 9 | 6 | 11 | 0 | 0 | 1 | 0 | 0 | 0 | 0 | 0 | 0 | 0 | 0 | 1 |  | 9 | 6 | 9 | 5
| 5964 | 249 | 9 | 6 | 12 | 0 | 0 | 1 | 0 | 0 | 0 | 0 | 0 | 0 | 0 | 0 | 1 |  | 9 | 6 | 9 | 5
| 5965 | 249 | 9 | 6 | 13 | 0 | 0 | 1 | 0 | 0 | 0 | 0 | 0 | 0 | 0 | 0 | 1 |  | 9 | 6 | 9 | 5
| 5966 | 249 | 9 | 6 | 14 | 0 | 0 | 1 | 0 | 0 | 0 | 0 | 0 | 0 | 0 | 0 | 1 |  | 9 | 6 | 9 | 5
| 5967 | 249 | 9 | 6 | 15 | 0 | 0 | 1 | 0 | 0 | 0 | 0 | 0 | 0 | 0 | 0 | 1 |  | 9 | 6 | 9 | 5
| 5968 | 249 | 9 | 6 | 16 | 0 | 0 | 1 | 0 | 0 | 0 | 0 | 0 | 0 | 0 | 0 | 1 |  | 9 | 6 | 9 | 5
| 5969 | 249 | 9 | 6 | 17 | 0 | 0 | 1 | 0 | 0 | 0 | 0 | 0 | 0 | 0 | 0 | 1 |  | 9 | 6 | 9 | 5
| 5970 | 249 | 9 | 6 | 18 | 0 | 0 | 1 | 0 | 0 | 0 | 0 | 0 | 0 | 0 | 0 | 1 |  | 9 | 6 | 9 | 5
| 5971 | 249 | 9 | 6 | 19 | 0 | 0 | 1 | 0 | 0 | 0 | 0 | 0 | 0 | 0 | 0 | 1 |  | 9 | 6 | 9 | 5
| 5972 | 249 | 9 | 6 | 20 | 0 | 0 | 1 | 0 | 0 | 0 | 0 | 0 | 0 | 0 | 0 | 1 |  | 9 | 6 | 9 | 5
| 5973 | 249 | 9 | 6 | 21 | 0 | 0 | 1 | 0 | 0 | 0 | 0 | 0 | 0 | 0 | 0 | 1 |  | 9 | 6 | 9 | 5
| 5974 | 249 | 9 | 6 | 22 | 0 | 0 | 1 | 0 | 0 | 0 | 0 | 0 | 0 | 0 | 0 | 1 |  | 9 | 6 | 9 | 5
| 5975 | 249 | 9 | 6 | 23 | 0 | 0 | 1 | 0 | 0 | 0 | 0 | 0 | 0 | 0 | 0 | 1 |  | 9 | 6 | 9 | 5
| 5976 | 249 | 9 | 6 | 24 | 0 | 0 | 1 | 0 | 0 | 0 | 0 | 0 | 0 | 0 | 0 | 1 |  | 9 | 6 | 9 | 5
| 5977 | 250 | 9 | 7 | 1 | 0 | 0 | 1 | 0 | 0 | 0 | 0 | 0 | 0 | 0 | 0 | 1 |  | 9 | 7 | 9 | 6
| 5978 | 250 | 9 | 7 | 2 | 0 | 0 | 1 | 0 | 0 | 0 | 0 | 0 | 0 | 0 | 0 | 1 |  | 9 | 7 | 9 | 6
| 5979 | 250 | 9 | 7 | 3 | 0 | 0 | 1 | 0 | 0 | 0 | 0 | 0 | 0 | 0 | 0 | 1 |  | 9 | 7 | 9 | 6
| 5980 | 250 | 9 | 7 | 4 | 0 | 0 | 1 | 0 | 0 | 0 | 0 | 0 | 0 | 0 | 0 | 1 |  | 9 | 7 | 9 | 6
| 5981 | 250 | 9 | 7 | 5 | 0 | 0 | 1 | 0 | 0 | 0 | 0 | 0 | 0 | 0 | 0 | 1 |  | 9 | 7 | 9 | 6
| 5982 | 250 | 9 | 7 | 6 | 0 | 0 | 1 | 0 | 0 | 0 | 0 | 0 | 0 | 0 | 0 | 1 |  | 9 | 7 | 9 | 6
| 5983 | 250 | 9 | 7 | 7 | 0 | 0 | 1 | 0 | 0 | 0 | 0 | 0 | 0 | 0 | 0 | 1 |  | 9 | 7 | 9 | 6
| 5984 | 250 | 9 | 7 | 8 | 0 | 0 | 1 | 0 | 0 | 0 | 0 | 0 | 0 | 0 | 0 | 1 |  | 9 | 7 | 9 | 6
| 5985 | 250 | 9 | 7 | 9 | 0 | 0 | 1 | 0 | 0 | 0 | 0 | 0 | 0 | 0 | 0 | 1 |  | 9 | 7 | 9 | 6
| 5986 | 250 | 9 | 7 | 10 | 0 | 0 | 1 | 0 | 0 | 0 | 0 | 0 | 0 | 0 | 0 | 1 |  | 9 | 7 | 9 | 6
| 5987 | 250 | 9 | 7 | 11 | 0 | 0 | 1 | 0 | 0 | 0 | 0 | 0 | 0 | 0 | 0 | 1 |  | 9 | 7 | 9 | 6
| 5988 | 250 | 9 | 7 | 12 | 0 | 0 | 1 | 0 | 0 | 0 | 0 | 0 | 0 | 0 | 0 | 1 |  | 9 | 7 | 9 | 6
| 5989 | 250 | 9 | 7 | 13 | 0 | 0 | 1 | 0 | 0 | 0 | 0 | 0 | 0 | 0 | 0 | 1 |  | 9 | 7 | 9 | 6
| 5990 | 250 | 9 | 7 | 14 | 0 | 0 | 1 | 0 | 0 | 0 | 0 | 0 | 0 | 0 | 0 | 1 |  | 9 | 7 | 9 | 6
| 5991 | 250 | 9 | 7 | 15 | 0 | 0 | 1 | 0 | 0 | 0 | 0 | 0 | 0 | 0 | 0 | 1 |  | 9 | 7 | 9 | 6
| 5992 | 250 | 9 | 7 | 16 | 0 | 0 | 1 | 0 | 0 | 0 | 0 | 0 | 0 | 0 | 0 | 1 |  | 9 | 7 | 9 | 6
| 5993 | 250 | 9 | 7 | 17 | 0 | 0 | 1 | 0 | 0 | 0 | 0 | 0 | 0 | 0 | 0 | 1 |  | 9 | 7 | 9 | 6
| 5994 | 250 | 9 | 7 | 18 | 0 | 0 | 1 | 0 | 0 | 0 | 0 | 0 | 0 | 0 | 0 | 1 |  | 9 | 7 | 9 | 6
| 5995 | 250 | 9 | 7 | 19 | 0 | 0 | 1 | 0 | 0 | 0 | 0 | 0 | 0 | 0 | 0 | 1 |  | 9 | 7 | 9 | 6
| 5996 | 250 | 9 | 7 | 20 | 0 | 0 | 1 | 0 | 0 | 0 | 0 | 0 | 0 | 0 | 0 | 1 |  | 9 | 7 | 9 | 6
| 5997 | 250 | 9 | 7 | 21 | 0 | 0 | 1 | 0 | 0 | 0 | 0 | 0 | 0 | 0 | 0 | 1 |  | 9 | 7 | 9 | 6
| 5998 | 250 | 9 | 7 | 22 | 0 | 0 | 1 | 0 | 0 | 0 | 0 | 0 | 0 | 0 | 0 | 1 |  | 9 | 7 | 9 | 6
| 5999 | 250 | 9 | 7 | 23 | 0 | 0 | 1 | 0 | 0 | 0 | 0 | 0 | 0 | 0 | 0 | 1 |  | 9 | 7 | 9 | 6
| 6000 | 250 | 9 | 7 | 24 | 0 | 0 | 1 | 0 | 0 | 0 | 0 | 0 | 0 | 0 | 0 | 1 |  | 9 | 7 | 9 | 6
| 6001 | 251 | 9 | 8 | 1 | 0 | 0 | 1 | 0 | 0 | 0 | 0 | 0 | 0 | 0 | 0 | 1 |  | 9 | 8 | 9 | 7
| 6002 | 251 | 9 | 8 | 2 | 0 | 0 | 1 | 0 | 0 | 0 | 0 | 0 | 0 | 0 | 0 | 1 |  | 9 | 8 | 9 | 7
| 6003 | 251 | 9 | 8 | 3 | 0 | 0 | 1 | 0 | 0 | 0 | 0 | 0 | 0 | 0 | 0 | 1 |  | 9 | 8 | 9 | 7
| 6004 | 251 | 9 | 8 | 4 | 0 | 0 | 1 | 0 | 0 | 0 | 0 | 0 | 0 | 0 | 0 | 1 |  | 9 | 8 | 9 | 7
| 6005 | 251 | 9 | 8 | 5 | 0 | 0 | 1 | 0 | 0 | 0 | 0 | 0 | 0 | 0 | 0 | 1 |  | 9 | 8 | 9 | 7
| 6006 | 251 | 9 | 8 | 6 | 0 | 0 | 1 | 0 | 0 | 0 | 0 | 0 | 0 | 0 | 0 | 1 |  | 9 | 8 | 9 | 7
| 6007 | 251 | 9 | 8 | 7 | 0 | 0 | 1 | 0 | 0 | 0 | 0 | 0 | 0 | 0 | 0 | 1 |  | 9 | 8 | 9 | 7
| 6008 | 251 | 9 | 8 | 8 | 0 | 0 | 1 | 0 | 0 | 0 | 0 | 0 | 0 | 0 | 0 | 1 |  | 9 | 8 | 9 | 7
| 6009 | 251 | 9 | 8 | 9 | 0 | 0 | 1 | 0 | 0 | 0 | 0 | 0 | 0 | 0 | 0 | 1 |  | 9 | 8 | 9 | 7
| 6010 | 251 | 9 | 8 | 10 | 0 | 0 | 1 | 0 | 0 | 0 | 0 | 0 | 0 | 0 | 0 | 1 |  | 9 | 8 | 9 | 7
| 6011 | 251 | 9 | 8 | 11 | 0 | 0 | 1 | 0 | 0 | 0 | 0 | 0 | 0 | 0 | 0 | 1 |  | 9 | 8 | 9 | 7
| 6012 | 251 | 9 | 8 | 12 | 0 | 0 | 1 | 0 | 0 | 0 | 0 | 0 | 0 | 0 | 0 | 1 |  | 9 | 8 | 9 | 7
| 6013 | 251 | 9 | 8 | 13 | 0 | 0 | 1 | 0 | 0 | 0 | 0 | 0 | 0 | 0 | 0 | 1 |  | 9 | 8 | 9 | 7
| 6014 | 251 | 9 | 8 | 14 | 0 | 0 | 1 | 0 | 0 | 0 | 0 | 0 | 0 | 0 | 0 | 1 |  | 9 | 8 | 9 | 7
| 6015 | 251 | 9 | 8 | 15 | 0 | 0 | 1 | 0 | 0 | 0 | 0 | 0 | 0 | 0 | 0 | 1 |  | 9 | 8 | 9 | 7
| 6016 | 251 | 9 | 8 | 16 | 0 | 0 | 1 | 0 | 0 | 0 | 0 | 0 | 0 | 0 | 0 | 1 |  | 9 | 8 | 9 | 7
| 6017 | 251 | 9 | 8 | 17 | 0 | 0 | 1 | 0 | 0 | 0 | 0 | 0 | 0 | 0 | 0 | 1 |  | 9 | 8 | 9 | 7
| 6018 | 251 | 9 | 8 | 18 | 0 | 0 | 1 | 0 | 0 | 0 | 0 | 0 | 0 | 0 | 0 | 1 |  | 9 | 8 | 9 | 7
| 6019 | 251 | 9 | 8 | 19 | 0 | 0 | 1 | 0 | 0 | 0 | 0 | 0 | 0 | 0 | 0 | 1 |  | 9 | 8 | 9 | 7
| 6020 | 251 | 9 | 8 | 20 | 0 | 0 | 1 | 0 | 0 | 0 | 0 | 0 | 0 | 0 | 0 | 1 |  | 9 | 8 | 9 | 7
| 6021 | 251 | 9 | 8 | 21 | 0 | 0 | 1 | 0 | 0 | 0 | 0 | 0 | 0 | 0 | 0 | 1 |  | 9 | 8 | 9 | 7
| 6022 | 251 | 9 | 8 | 22 | 0 | 0 | 1 | 0 | 0 | 0 | 0 | 0 | 0 | 0 | 0 | 1 |  | 9 | 8 | 9 | 7
| 6023 | 251 | 9 | 8 | 23 | 0 | 0 | 1 | 0 | 0 | 0 | 0 | 0 | 0 | 0 | 0 | 1 |  | 9 | 8 | 9 | 7
| 6024 | 251 | 9 | 8 | 24 | 0 | 0 | 1 | 0 | 0 | 0 | 0 | 0 | 0 | 0 | 0 | 1 |  | 9 | 8 | 9 | 7
| 6025 | 252 | 9 | 9 | 1 | 0 | 0 | 1 | 0 | 0 | 0 | 0 | 0 | 0 | 0 | 0 | 1 |  | 9 | 9 | 9 | 8
| 6026 | 252 | 9 | 9 | 2 | 0 | 0 | 1 | 0 | 0 | 0 | 0 | 0 | 0 | 0 | 0 | 1 |  | 9 | 9 | 9 | 8
| 6027 | 252 | 9 | 9 | 3 | 0 | 0 | 1 | 0 | 0 | 0 | 0 | 0 | 0 | 0 | 0 | 1 |  | 9 | 9 | 9 | 8
| 6028 | 252 | 9 | 9 | 4 | 0 | 0 | 1 | 0 | 0 | 0 | 0 | 0 | 0 | 0 | 0 | 1 |  | 9 | 9 | 9 | 8
| 6029 | 252 | 9 | 9 | 5 | 0 | 0 | 1 | 0 | 0 | 0 | 0 | 0 | 0 | 0 | 0 | 1 |  | 9 | 9 | 9 | 8
| 6030 | 252 | 9 | 9 | 6 | 0 | 0 | 1 | 0 | 0 | 0 | 0 | 0 | 0 | 0 | 0 | 1 |  | 9 | 9 | 9 | 8
| 6031 | 252 | 9 | 9 | 7 | 0 | 0 | 1 | 0 | 0 | 0 | 0 | 0 | 0 | 0 | 0 | 1 |  | 9 | 9 | 9 | 8
| 6032 | 252 | 9 | 9 | 8 | 0 | 0 | 1 | 0 | 0 | 0 | 0 | 0 | 0 | 0 | 0 | 1 |  | 9 | 9 | 9 | 8
| 6033 | 252 | 9 | 9 | 9 | 0 | 0 | 1 | 0 | 0 | 0 | 0 | 0 | 0 | 0 | 0 | 1 |  | 9 | 9 | 9 | 8
| 6034 | 252 | 9 | 9 | 10 | 0 | 0 | 1 | 0 | 0 | 0 | 0 | 0 | 0 | 0 | 0 | 1 |  | 9 | 9 | 9 | 8
| 6035 | 252 | 9 | 9 | 11 | 0 | 0 | 1 | 0 | 0 | 0 | 0 | 0 | 0 | 0 | 0 | 1 |  | 9 | 9 | 9 | 8
| 6036 | 252 | 9 | 9 | 12 | 0 | 0 | 1 | 0 | 0 | 0 | 0 | 0 | 0 | 0 | 0 | 1 |  | 9 | 9 | 9 | 8
| 6037 | 252 | 9 | 9 | 13 | 0 | 0 | 1 | 0 | 0 | 0 | 0 | 0 | 0 | 0 | 0 | 1 |  | 9 | 9 | 9 | 8
| 6038 | 252 | 9 | 9 | 14 | 0 | 0 | 1 | 0 | 0 | 0 | 0 | 0 | 0 | 0 | 0 | 1 |  | 9 | 9 | 9 | 8
| 6039 | 252 | 9 | 9 | 15 | 0 | 0 | 1 | 0 | 0 | 0 | 0 | 0 | 0 | 0 | 0 | 1 |  | 9 | 9 | 9 | 8
| 6040 | 252 | 9 | 9 | 16 | 0 | 0 | 1 | 0 | 0 | 0 | 0 | 0 | 0 | 0 | 0 | 1 |  | 9 | 9 | 9 | 8
| 6041 | 252 | 9 | 9 | 17 | 0 | 0 | 1 | 0 | 0 | 0 | 0 | 0 | 0 | 0 | 0 | 1 |  | 9 | 9 | 9 | 8
| 6042 | 252 | 9 | 9 | 18 | 0 | 0 | 1 | 0 | 0 | 0 | 0 | 0 | 0 | 0 | 0 | 1 |  | 9 | 9 | 9 | 8
| 6043 | 252 | 9 | 9 | 19 | 0 | 0 | 1 | 0 | 0 | 0 | 0 | 0 | 0 | 0 | 0 | 1 |  | 9 | 9 | 9 | 8
| 6044 | 252 | 9 | 9 | 20 | 0 | 0 | 1 | 0 | 0 | 0 | 0 | 0 | 0 | 0 | 0 | 1 |  | 9 | 9 | 9 | 8
| 6045 | 252 | 9 | 9 | 21 | 0 | 0 | 1 | 0 | 0 | 0 | 0 | 0 | 0 | 0 | 0 | 1 |  | 9 | 9 | 9 | 8
| 6046 | 252 | 9 | 9 | 22 | 0 | 0 | 1 | 0 | 0 | 0 | 0 | 0 | 0 | 0 | 0 | 1 |  | 9 | 9 | 9 | 8
| 6047 | 252 | 9 | 9 | 23 | 0 | 0 | 1 | 0 | 0 | 0 | 0 | 0 | 0 | 0 | 0 | 1 |  | 9 | 9 | 9 | 8
| 6048 | 252 | 9 | 9 | 24 | 0 | 0 | 1 | 0 | 0 | 0 | 0 | 0 | 0 | 0 | 0 | 1 |  | 9 | 9 | 9 | 8
| 6049 | 253 | 9 | 10 | 1 | 0 | 0 | 0 | 0 | 0 | 0 | 0 | 0 | 0 | 0 | 0 | 1 |  | 9 | 10 | 9 | 9
| 6050 | 253 | 9 | 10 | 2 | 0 | 0 | 0 | 0 | 0 | 0 | 0 | 0 | 0 | 0 | 0 | 1 |  | 9 | 10 | 9 | 9
| 6051 | 253 | 9 | 10 | 3 | 0 | 0 | 0 | 0 | 0 | 0 | 0 | 0 | 0 | 0 | 0 | 1 |  | 9 | 10 | 9 | 9
| 6052 | 253 | 9 | 10 | 4 | 0 | 0 | 0 | 0 | 0 | 0 | 0 | 0 | 0 | 0 | 0 | 1 |  | 9 | 10 | 9 | 9
| 6053 | 253 | 9 | 10 | 5 | 0 | 0 | 0 | 0 | 0 | 0 | 0 | 0 | 0 | 0 | 0 | 1 |  | 9 | 10 | 9 | 9
| 6054 | 253 | 9 | 10 | 6 | 0 | 0 | 0 | 0 | 0 | 0 | 0 | 0 | 0 | 0 | 0 | 1 |  | 9 | 10 | 9 | 9
| 6055 | 253 | 9 | 10 | 7 | 0 | 0 | 0 | 0 | 0 | 0 | 0 | 0 | 0 | 0 | 0 | 1 |  | 9 | 10 | 9 | 9
| 6056 | 253 | 9 | 10 | 8 | 0 | 0 | 0 | 0 | 0 | 0 | 0 | 0 | 0 | 0 | 0 | 1 |  | 9 | 10 | 9 | 9
| 6057 | 253 | 9 | 10 | 9 | 0 | 0 | 0 | 0 | 0 | 0 | 0 | 0 | 0 | 0 | 0 | 1 |  | 9 | 10 | 9 | 9
| 6058 | 253 | 9 | 10 | 10 | 0 | 0 | 0 | 0 | 0 | 0 | 0 | 0 | 0 | 0 | 0 | 1 |  | 9 | 10 | 9 | 9
| 6059 | 253 | 9 | 10 | 11 | 0 | 0 | 0 | 0 | 0 | 0 | 0 | 0 | 0 | 0 | 0 | 1 |  | 9 | 10 | 9 | 9
| 6060 | 253 | 9 | 10 | 12 | 0 | 0 | 0 | 0 | 0 | 0 | 0 | 0 | 0 | 0 | 0 | 1 |  | 9 | 10 | 9 | 9
| 6061 | 253 | 9 | 10 | 13 | 0 | 0 | 0 | 0 | 0 | 0 | 0 | 0 | 0 | 0 | 0 | 1 |  | 9 | 10 | 9 | 9
| 6062 | 253 | 9 | 10 | 14 | 0 | 0 | 0 | 0 | 0 | 0 | 0 | 0 | 0 | 0 | 0 | 1 |  | 9 | 10 | 9 | 9
| 6063 | 253 | 9 | 10 | 15 | 0 | 0 | 0 | 0 | 0 | 0 | 0 | 0 | 0 | 0 | 0 | 1 |  | 9 | 10 | 9 | 9
| 6064 | 253 | 9 | 10 | 16 | 0 | 0 | 0 | 0 | 0 | 0 | 0 | 0 | 0 | 0 | 0 | 1 |  | 9 | 10 | 9 | 9
| 6065 | 253 | 9 | 10 | 17 | 0 | 0 | 0 | 0 | 0 | 0 | 0 | 0 | 0 | 0 | 0 | 1 |  | 9 | 10 | 9 | 9
| 6066 | 253 | 9 | 10 | 18 | 0 | 0 | 0 | 0 | 0 | 0 | 0 | 0 | 0 | 0 | 0 | 1 |  | 9 | 10 | 9 | 9
| 6067 | 253 | 9 | 10 | 19 | 0 | 0 | 0 | 0 | 0 | 0 | 0 | 0 | 0 | 0 | 0 | 1 |  | 9 | 10 | 9 | 9
| 6068 | 253 | 9 | 10 | 20 | 0 | 0 | 0 | 0 | 0 | 0 | 0 | 0 | 0 | 0 | 0 | 1 |  | 9 | 10 | 9 | 9
| 6069 | 253 | 9 | 10 | 21 | 0 | 0 | 0 | 0 | 0 | 0 | 0 | 0 | 0 | 0 | 0 | 1 |  | 9 | 10 | 9 | 9
| 6070 | 253 | 9 | 10 | 22 | 0 | 0 | 0 | 0 | 0 | 0 | 0 | 0 | 0 | 0 | 0 | 1 |  | 9 | 10 | 9 | 9
| 6071 | 253 | 9 | 10 | 23 | 0 | 0 | 0 | 0 | 0 | 0 | 0 | 0 | 0 | 0 | 0 | 1 |  | 9 | 10 | 9 | 9
| 6072 | 253 | 9 | 10 | 24 | 0 | 0 | 0 | 0 | 0 | 0 | 0 | 0 | 0 | 0 | 0 | 1 |  | 9 | 10 | 9 | 9
| 6073 | 254 | 9 | 11 | 1 | 0 | 0 | 0 | 0 | 0 | 0 | 0 | 0 | 0 | 0 | 0 | 1 |  | 9 | 11 | 9 | 10
| 6074 | 254 | 9 | 11 | 2 | 0 | 0 | 0 | 0 | 0 | 0 | 0 | 0 | 0 | 0 | 0 | 1 |  | 9 | 11 | 9 | 10
| 6075 | 254 | 9 | 11 | 3 | 0 | 0 | 0 | 0 | 0 | 0 | 0 | 0 | 0 | 0 | 0 | 1 |  | 9 | 11 | 9 | 10
| 6076 | 254 | 9 | 11 | 4 | 0 | 0 | 0 | 0 | 0 | 0 | 0 | 0 | 0 | 0 | 0 | 1 |  | 9 | 11 | 9 | 10
| 6077 | 254 | 9 | 11 | 5 | 0 | 0 | 0 | 0 | 0 | 0 | 0 | 0 | 0 | 0 | 0 | 1 |  | 9 | 11 | 9 | 10
| 6078 | 254 | 9 | 11 | 6 | 0 | 0 | 0 | 0 | 0 | 0 | 0 | 0 | 0 | 0 | 0 | 1 |  | 9 | 11 | 9 | 10
| 6079 | 254 | 9 | 11 | 7 | 0 | 0 | 0 | 0 | 0 | 0 | 0 | 0 | 0 | 0 | 0 | 1 |  | 9 | 11 | 9 | 10
| 6080 | 254 | 9 | 11 | 8 | 0 | 0 | 0 | 0 | 0 | 0 | 0 | 0 | 0 | 0 | 0 | 1 |  | 9 | 11 | 9 | 10
| 6081 | 254 | 9 | 11 | 9 | 0 | 0 | 0 | 0 | 0 | 0 | 0 | 0 | 0 | 0 | 0 | 1 |  | 9 | 11 | 9 | 10
| 6082 | 254 | 9 | 11 | 10 | 0 | 0 | 0 | 0 | 0 | 0 | 0 | 0 | 0 | 0 | 0 | 1 |  | 9 | 11 | 9 | 10
| 6083 | 254 | 9 | 11 | 11 | 0 | 0 | 0 | 0 | 0 | 0 | 0 | 0 | 0 | 0 | 0 | 1 |  | 9 | 11 | 9 | 10
| 6084 | 254 | 9 | 11 | 12 | 0 | 0 | 0 | 0 | 0 | 0 | 0 | 0 | 0 | 0 | 0 | 1 |  | 9 | 11 | 9 | 10
| 6085 | 254 | 9 | 11 | 13 | 0 | 0 | 0 | 0 | 0 | 0 | 0 | 0 | 0 | 0 | 0 | 1 |  | 9 | 11 | 9 | 10
| 6086 | 254 | 9 | 11 | 14 | 0 | 0 | 0 | 0 | 0 | 0 | 0 | 0 | 0 | 0 | 0 | 1 |  | 9 | 11 | 9 | 10
| 6087 | 254 | 9 | 11 | 15 | 0 | 0 | 0 | 0 | 0 | 0 | 0 | 0 | 0 | 0 | 0 | 1 |  | 9 | 11 | 9 | 10
| 6088 | 254 | 9 | 11 | 16 | 0 | 0 | 0 | 0 | 0 | 0 | 0 | 0 | 0 | 0 | 0 | 1 |  | 9 | 11 | 9 | 10
| 6089 | 254 | 9 | 11 | 17 | 0 | 0 | 0 | 0 | 0 | 0 | 0 | 0 | 0 | 0 | 0 | 1 |  | 9 | 11 | 9 | 10
| 6090 | 254 | 9 | 11 | 18 | 0 | 0 | 0 | 0 | 0 | 0 | 0 | 0 | 0 | 0 | 0 | 1 |  | 9 | 11 | 9 | 10
| 6091 | 254 | 9 | 11 | 19 | 0 | 0 | 0 | 0 | 0 | 0 | 0 | 0 | 0 | 0 | 0 | 1 |  | 9 | 11 | 9 | 10
| 6092 | 254 | 9 | 11 | 20 | 0 | 0 | 0 | 0 | 0 | 0 | 0 | 0 | 0 | 0 | 0 | 1 |  | 9 | 11 | 9 | 10
| 6093 | 254 | 9 | 11 | 21 | 0 | 0 | 0 | 0 | 0 | 0 | 0 | 0 | 0 | 0 | 0 | 1 |  | 9 | 11 | 9 | 10
| 6094 | 254 | 9 | 11 | 22 | 0 | 0 | 0 | 0 | 0 | 0 | 0 | 0 | 0 | 0 | 0 | 1 |  | 9 | 11 | 9 | 10
| 6095 | 254 | 9 | 11 | 23 | 0 | 0 | 0 | 0 | 0 | 0 | 0 | 0 | 0 | 0 | 0 | 1 |  | 9 | 11 | 9 | 10
| 6096 | 254 | 9 | 11 | 24 | 0 | 0 | 0 | 0 | 0 | 0 | 0 | 0 | 0 | 0 | 0 | 1 |  | 9 | 11 | 9 | 10
| 6097 | 255 | 9 | 12 | 1 | 0 | 0 | 1 | 0 | 0 | 0 | 0 | 0 | 0 | 0 | 0 | 1 |  | 9 | 12 | 9 | 11
| 6098 | 255 | 9 | 12 | 2 | 0 | 0 | 1 | 0 | 0 | 0 | 0 | 0 | 0 | 0 | 0 | 1 |  | 9 | 12 | 9 | 11
| 6099 | 255 | 9 | 12 | 3 | 0 | 0 | 1 | 0 | 0 | 0 | 0 | 0 | 0 | 0 | 0 | 1 |  | 9 | 12 | 9 | 11
| 6100 | 255 | 9 | 12 | 4 | 0 | 0 | 1 | 0 | 0 | 0 | 0 | 0 | 0 | 0 | 0 | 1 |  | 9 | 12 | 9 | 11
| 6101 | 255 | 9 | 12 | 5 | 0 | 0 | 1 | 0 | 0 | 0 | 0 | 0 | 0 | 0 | 0 | 1 |  | 9 | 12 | 9 | 11
| 6102 | 255 | 9 | 12 | 6 | 0 | 0 | 1 | 0 | 0 | 0 | 0 | 0 | 0 | 0 | 0 | 1 |  | 9 | 12 | 9 | 11
| 6103 | 255 | 9 | 12 | 7 | 0 | 0 | 1 | 0 | 0 | 0 | 0 | 0 | 0 | 0 | 0 | 1 |  | 9 | 12 | 9 | 11
| 6104 | 255 | 9 | 12 | 8 | 0 | 0 | 1 | 0 | 0 | 0 | 0 | 0 | 0 | 0 | 0 | 1 |  | 9 | 12 | 9 | 11
| 6105 | 255 | 9 | 12 | 9 | 0 | 0 | 1 | 0 | 0 | 0 | 0 | 0 | 0 | 0 | 0 | 1 |  | 9 | 12 | 9 | 11
| 6106 | 255 | 9 | 12 | 10 | 0 | 0 | 1 | 0 | 0 | 0 | 0 | 0 | 0 | 0 | 0 | 1 |  | 9 | 12 | 9 | 11
| 6107 | 255 | 9 | 12 | 11 | 0 | 0 | 1 | 0 | 0 | 0 | 0 | 0 | 0 | 0 | 0 | 1 |  | 9 | 12 | 9 | 11
| 6108 | 255 | 9 | 12 | 12 | 0 | 0 | 1 | 0 | 0 | 0 | 0 | 0 | 0 | 0 | 0 | 1 |  | 9 | 12 | 9 | 11
| 6109 | 255 | 9 | 12 | 13 | 0 | 0 | 1 | 0 | 0 | 0 | 0 | 0 | 0 | 0 | 0 | 1 |  | 9 | 12 | 9 | 11
| 6110 | 255 | 9 | 12 | 14 | 0 | 0 | 1 | 0 | 0 | 0 | 0 | 0 | 0 | 0 | 0 | 1 |  | 9 | 12 | 9 | 11
| 6111 | 255 | 9 | 12 | 15 | 0 | 0 | 1 | 0 | 0 | 0 | 0 | 0 | 0 | 0 | 0 | 1 |  | 9 | 12 | 9 | 11
| 6112 | 255 | 9 | 12 | 16 | 0 | 0 | 1 | 0 | 0 | 0 | 0 | 0 | 0 | 0 | 0 | 1 |  | 9 | 12 | 9 | 11
| 6113 | 255 | 9 | 12 | 17 | 0 | 0 | 1 | 0 | 0 | 0 | 0 | 0 | 0 | 0 | 0 | 1 |  | 9 | 12 | 9 | 11
| 6114 | 255 | 9 | 12 | 18 | 0 | 0 | 1 | 0 | 0 | 0 | 0 | 0 | 0 | 0 | 0 | 1 |  | 9 | 12 | 9 | 11
| 6115 | 255 | 9 | 12 | 19 | 0 | 0 | 1 | 0 | 0 | 0 | 0 | 0 | 0 | 0 | 0 | 1 |  | 9 | 12 | 9 | 11
| 6116 | 255 | 9 | 12 | 20 | 0 | 0 | 1 | 0 | 0 | 0 | 0 | 0 | 0 | 0 | 0 | 1 |  | 9 | 12 | 9 | 11
| 6117 | 255 | 9 | 12 | 21 | 0 | 0 | 1 | 0 | 0 | 0 | 0 | 0 | 0 | 0 | 0 | 1 |  | 9 | 12 | 9 | 11
| 6118 | 255 | 9 | 12 | 22 | 0 | 0 | 1 | 0 | 0 | 0 | 0 | 0 | 0 | 0 | 0 | 1 |  | 9 | 12 | 9 | 11
| 6119 | 255 | 9 | 12 | 23 | 0 | 0 | 1 | 0 | 0 | 0 | 0 | 0 | 0 | 0 | 0 | 1 |  | 9 | 12 | 9 | 11
| 6120 | 255 | 9 | 12 | 24 | 0 | 0 | 1 | 0 | 0 | 0 | 0 | 0 | 0 | 0 | 0 | 1 |  | 9 | 12 | 9 | 11
| 6121 | 256 | 9 | 13 | 1 | 0 | 0 | 1 | 0 | 0 | 0 | 0 | 0 | 0 | 0 | 0 | 1 |  | 9 | 13 | 9 | 12
| 6122 | 256 | 9 | 13 | 2 | 0 | 0 | 1 | 0 | 0 | 0 | 0 | 0 | 0 | 0 | 0 | 1 |  | 9 | 13 | 9 | 12
| 6123 | 256 | 9 | 13 | 3 | 0 | 0 | 1 | 0 | 0 | 0 | 0 | 0 | 0 | 0 | 0 | 1 |  | 9 | 13 | 9 | 12
| 6124 | 256 | 9 | 13 | 4 | 0 | 0 | 1 | 0 | 0 | 0 | 0 | 0 | 0 | 0 | 0 | 1 |  | 9 | 13 | 9 | 12
| 6125 | 256 | 9 | 13 | 5 | 0 | 0 | 1 | 0 | 0 | 0 | 0 | 0 | 0 | 0 | 0 | 1 |  | 9 | 13 | 9 | 12
| 6126 | 256 | 9 | 13 | 6 | 0 | 0 | 1 | 0 | 0 | 0 | 0 | 0 | 0 | 0 | 0 | 1 |  | 9 | 13 | 9 | 12
| 6127 | 256 | 9 | 13 | 7 | 0 | 0 | 1 | 0 | 0 | 0 | 0 | 0 | 0 | 0 | 0 | 1 |  | 9 | 13 | 9 | 12
| 6128 | 256 | 9 | 13 | 8 | 0 | 0 | 1 | 0 | 0 | 0 | 0 | 0 | 0 | 0 | 0 | 1 |  | 9 | 13 | 9 | 12
| 6129 | 256 | 9 | 13 | 9 | 0 | 0 | 1 | 0 | 0 | 0 | 0 | 0 | 0 | 0 | 0 | 1 |  | 9 | 13 | 9 | 12
| 6130 | 256 | 9 | 13 | 10 | 0 | 0 | 1 | 0 | 0 | 0 | 0 | 0 | 0 | 0 | 0 | 1 |  | 9 | 13 | 9 | 12
| 6131 | 256 | 9 | 13 | 11 | 0 | 0 | 1 | 0 | 0 | 0 | 0 | 0 | 0 | 0 | 0 | 1 |  | 9 | 13 | 9 | 12
| 6132 | 256 | 9 | 13 | 12 | 0 | 0 | 1 | 0 | 0 | 0 | 0 | 0 | 0 | 0 | 0 | 1 |  | 9 | 13 | 9 | 12
| 6133 | 256 | 9 | 13 | 13 | 0 | 0 | 1 | 0 | 0 | 0 | 0 | 0 | 0 | 0 | 0 | 1 |  | 9 | 13 | 9 | 12
| 6134 | 256 | 9 | 13 | 14 | 0 | 0 | 1 | 0 | 0 | 0 | 0 | 0 | 0 | 0 | 0 | 1 |  | 9 | 13 | 9 | 12
| 6135 | 256 | 9 | 13 | 15 | 0 | 0 | 1 | 0 | 0 | 0 | 0 | 0 | 0 | 0 | 0 | 1 |  | 9 | 13 | 9 | 12
| 6136 | 256 | 9 | 13 | 16 | 0 | 0 | 1 | 0 | 0 | 0 | 0 | 0 | 0 | 0 | 0 | 1 |  | 9 | 13 | 9 | 12
| 6137 | 256 | 9 | 13 | 17 | 0 | 0 | 1 | 0 | 0 | 0 | 0 | 0 | 0 | 0 | 0 | 1 |  | 9 | 13 | 9 | 12
| 6138 | 256 | 9 | 13 | 18 | 0 | 0 | 1 | 0 | 0 | 0 | 0 | 0 | 0 | 0 | 0 | 1 |  | 9 | 13 | 9 | 12
| 6139 | 256 | 9 | 13 | 19 | 0 | 0 | 1 | 0 | 0 | 0 | 0 | 0 | 0 | 0 | 0 | 1 |  | 9 | 13 | 9 | 12
| 6140 | 256 | 9 | 13 | 20 | 0 | 0 | 1 | 0 | 0 | 0 | 0 | 0 | 0 | 0 | 0 | 1 |  | 9 | 13 | 9 | 12
| 6141 | 256 | 9 | 13 | 21 | 0 | 0 | 1 | 0 | 0 | 0 | 0 | 0 | 0 | 0 | 0 | 1 |  | 9 | 13 | 9 | 12
| 6142 | 256 | 9 | 13 | 22 | 0 | 0 | 1 | 0 | 0 | 0 | 0 | 0 | 0 | 0 | 0 | 1 |  | 9 | 13 | 9 | 12
| 6143 | 256 | 9 | 13 | 23 | 0 | 0 | 1 | 0 | 0 | 0 | 0 | 0 | 0 | 0 | 0 | 1 |  | 9 | 13 | 9 | 12
| 6144 | 256 | 9 | 13 | 24 | 0 | 0 | 1 | 0 | 0 | 0 | 0 | 0 | 0 | 0 | 0 | 1 |  | 9 | 13 | 9 | 12
| 6145 | 257 | 9 | 14 | 1 | 0 | 0 | 1 | 0 | 0 | 0 | 0 | 0 | 0 | 0 | 0 | 1 |  | 9 | 14 | 9 | 13
| 6146 | 257 | 9 | 14 | 2 | 0 | 0 | 1 | 0 | 0 | 0 | 0 | 0 | 0 | 0 | 0 | 1 |  | 9 | 14 | 9 | 13
| 6147 | 257 | 9 | 14 | 3 | 0 | 0 | 1 | 0 | 0 | 0 | 0 | 0 | 0 | 0 | 0 | 1 |  | 9 | 14 | 9 | 13
| 6148 | 257 | 9 | 14 | 4 | 0 | 0 | 1 | 0 | 0 | 0 | 0 | 0 | 0 | 0 | 0 | 1 |  | 9 | 14 | 9 | 13
| 6149 | 257 | 9 | 14 | 5 | 0 | 0 | 1 | 0 | 0 | 0 | 0 | 0 | 0 | 0 | 0 | 1 |  | 9 | 14 | 9 | 13
| 6150 | 257 | 9 | 14 | 6 | 0 | 0 | 1 | 0 | 0 | 0 | 0 | 0 | 0 | 0 | 0 | 1 |  | 9 | 14 | 9 | 13
| 6151 | 257 | 9 | 14 | 7 | 0 | 0 | 1 | 0 | 0 | 0 | 0 | 0 | 0 | 0 | 0 | 1 |  | 9 | 14 | 9 | 13
| 6152 | 257 | 9 | 14 | 8 | 0 | 0 | 1 | 0 | 0 | 0 | 0 | 0 | 0 | 0 | 0 | 1 |  | 9 | 14 | 9 | 13
| 6153 | 257 | 9 | 14 | 9 | 0 | 0 | 1 | 0 | 0 | 0 | 0 | 0 | 0 | 0 | 0 | 1 |  | 9 | 14 | 9 | 13
| 6154 | 257 | 9 | 14 | 10 | 0 | 0 | 1 | 0 | 0 | 0 | 0 | 0 | 0 | 0 | 0 | 1 |  | 9 | 14 | 9 | 13
| 6155 | 257 | 9 | 14 | 11 | 0 | 0 | 1 | 0 | 0 | 0 | 0 | 0 | 0 | 0 | 0 | 1 |  | 9 | 14 | 9 | 13
| 6156 | 257 | 9 | 14 | 12 | 0 | 0 | 1 | 0 | 0 | 0 | 0 | 0 | 0 | 0 | 0 | 1 |  | 9 | 14 | 9 | 13
| 6157 | 257 | 9 | 14 | 13 | 0 | 0 | 1 | 0 | 0 | 0 | 0 | 0 | 0 | 0 | 0 | 1 |  | 9 | 14 | 9 | 13
| 6158 | 257 | 9 | 14 | 14 | 0 | 0 | 1 | 0 | 0 | 0 | 0 | 0 | 0 | 0 | 0 | 1 |  | 9 | 14 | 9 | 13
| 6159 | 257 | 9 | 14 | 15 | 0 | 0 | 1 | 0 | 0 | 0 | 0 | 0 | 0 | 0 | 0 | 1 |  | 9 | 14 | 9 | 13
| 6160 | 257 | 9 | 14 | 16 | 0 | 0 | 1 | 0 | 0 | 0 | 0 | 0 | 0 | 0 | 0 | 1 |  | 9 | 14 | 9 | 13
| 6161 | 257 | 9 | 14 | 17 | 0 | 0 | 1 | 0 | 0 | 0 | 0 | 0 | 0 | 0 | 0 | 1 |  | 9 | 14 | 9 | 13
| 6162 | 257 | 9 | 14 | 18 | 0 | 0 | 1 | 0 | 0 | 0 | 0 | 0 | 0 | 0 | 0 | 1 |  | 9 | 14 | 9 | 13
| 6163 | 257 | 9 | 14 | 19 | 0 | 0 | 1 | 0 | 0 | 0 | 0 | 0 | 0 | 0 | 0 | 1 |  | 9 | 14 | 9 | 13
| 6164 | 257 | 9 | 14 | 20 | 0 | 0 | 1 | 0 | 0 | 0 | 0 | 0 | 0 | 0 | 0 | 1 |  | 9 | 14 | 9 | 13
| 6165 | 257 | 9 | 14 | 21 | 0 | 0 | 1 | 0 | 0 | 0 | 0 | 0 | 0 | 0 | 0 | 1 |  | 9 | 14 | 9 | 13
| 6166 | 257 | 9 | 14 | 22 | 0 | 0 | 1 | 0 | 0 | 0 | 0 | 0 | 0 | 0 | 0 | 1 |  | 9 | 14 | 9 | 13
| 6167 | 257 | 9 | 14 | 23 | 0 | 0 | 1 | 0 | 0 | 0 | 0 | 0 | 0 | 0 | 0 | 1 |  | 9 | 14 | 9 | 13
| 6168 | 257 | 9 | 14 | 24 | 0 | 0 | 1 | 0 | 0 | 0 | 0 | 0 | 0 | 0 | 0 | 1 |  | 9 | 14 | 9 | 13
| 6169 | 258 | 9 | 15 | 1 | 0 | 0 | 1 | 0 | 0 | 0 | 0 | 0 | 0 | 0 | 0 | 1 |  | 9 | 15 | 9 | 14
| 6170 | 258 | 9 | 15 | 2 | 0 | 0 | 1 | 0 | 0 | 0 | 0 | 0 | 0 | 0 | 0 | 1 |  | 9 | 15 | 9 | 14
| 6171 | 258 | 9 | 15 | 3 | 0 | 0 | 1 | 0 | 0 | 0 | 0 | 0 | 0 | 0 | 0 | 1 |  | 9 | 15 | 9 | 14
| 6172 | 258 | 9 | 15 | 4 | 0 | 0 | 1 | 0 | 0 | 0 | 0 | 0 | 0 | 0 | 0 | 1 |  | 9 | 15 | 9 | 14
| 6173 | 258 | 9 | 15 | 5 | 0 | 0 | 1 | 0 | 0 | 0 | 0 | 0 | 0 | 0 | 0 | 1 |  | 9 | 15 | 9 | 14
| 6174 | 258 | 9 | 15 | 6 | 0 | 0 | 1 | 0 | 0 | 0 | 0 | 0 | 0 | 0 | 0 | 1 |  | 9 | 15 | 9 | 14
| 6175 | 258 | 9 | 15 | 7 | 0 | 0 | 1 | 0 | 0 | 0 | 0 | 0 | 0 | 0 | 0 | 1 |  | 9 | 15 | 9 | 14
| 6176 | 258 | 9 | 15 | 8 | 0 | 0 | 1 | 0 | 0 | 0 | 0 | 0 | 0 | 0 | 0 | 1 |  | 9 | 15 | 9 | 14
| 6177 | 258 | 9 | 15 | 9 | 0 | 0 | 1 | 0 | 0 | 0 | 0 | 0 | 0 | 0 | 0 | 1 |  | 9 | 15 | 9 | 14
| 6178 | 258 | 9 | 15 | 10 | 0 | 0 | 1 | 0 | 0 | 0 | 0 | 0 | 0 | 0 | 0 | 1 |  | 9 | 15 | 9 | 14
| 6179 | 258 | 9 | 15 | 11 | 0 | 0 | 1 | 0 | 0 | 0 | 0 | 0 | 0 | 0 | 0 | 1 |  | 9 | 15 | 9 | 14
| 6180 | 258 | 9 | 15 | 12 | 0 | 0 | 1 | 0 | 0 | 0 | 0 | 0 | 0 | 0 | 0 | 1 |  | 9 | 15 | 9 | 14
| 6181 | 258 | 9 | 15 | 13 | 0 | 0 | 1 | 0 | 0 | 0 | 0 | 0 | 0 | 0 | 0 | 1 |  | 9 | 15 | 9 | 14
| 6182 | 258 | 9 | 15 | 14 | 0 | 0 | 1 | 0 | 0 | 0 | 0 | 0 | 0 | 0 | 0 | 1 |  | 9 | 15 | 9 | 14
| 6183 | 258 | 9 | 15 | 15 | 0 | 0 | 1 | 0 | 0 | 0 | 0 | 0 | 0 | 0 | 0 | 1 |  | 9 | 15 | 9 | 14
| 6184 | 258 | 9 | 15 | 16 | 0 | 0 | 1 | 0 | 0 | 0 | 0 | 0 | 0 | 0 | 0 | 1 |  | 9 | 15 | 9 | 14
| 6185 | 258 | 9 | 15 | 17 | 0 | 0 | 1 | 0 | 0 | 0 | 0 | 0 | 0 | 0 | 0 | 1 |  | 9 | 15 | 9 | 14
| 6186 | 258 | 9 | 15 | 18 | 0 | 0 | 1 | 0 | 0 | 0 | 0 | 0 | 0 | 0 | 0 | 1 |  | 9 | 15 | 9 | 14
| 6187 | 258 | 9 | 15 | 19 | 0 | 0 | 1 | 0 | 0 | 0 | 0 | 0 | 0 | 0 | 0 | 1 |  | 9 | 15 | 9 | 14
| 6188 | 258 | 9 | 15 | 20 | 0 | 0 | 1 | 0 | 0 | 0 | 0 | 0 | 0 | 0 | 0 | 1 |  | 9 | 15 | 9 | 14
| 6189 | 258 | 9 | 15 | 21 | 0 | 0 | 1 | 0 | 0 | 0 | 0 | 0 | 0 | 0 | 0 | 1 |  | 9 | 15 | 9 | 14
| 6190 | 258 | 9 | 15 | 22 | 0 | 0 | 1 | 0 | 0 | 0 | 0 | 0 | 0 | 0 | 0 | 1 |  | 9 | 15 | 9 | 14
| 6191 | 258 | 9 | 15 | 23 | 0 | 0 | 1 | 0 | 0 | 0 | 0 | 0 | 0 | 0 | 0 | 1 |  | 9 | 15 | 9 | 14
| 6192 | 258 | 9 | 15 | 24 | 0 | 0 | 1 | 0 | 0 | 0 | 0 | 0 | 0 | 0 | 0 | 1 |  | 9 | 15 | 9 | 14
| 6193 | 259 | 9 | 16 | 1 | 0 | 0 | 1 | 0 | 0 | 0 | 0 | 0 | 0 | 0 | 0 | 1 |  | 9 | 16 | 9 | 15
| 6194 | 259 | 9 | 16 | 2 | 0 | 0 | 1 | 0 | 0 | 0 | 0 | 0 | 0 | 0 | 0 | 1 |  | 9 | 16 | 9 | 15
| 6195 | 259 | 9 | 16 | 3 | 0 | 0 | 1 | 0 | 0 | 0 | 0 | 0 | 0 | 0 | 0 | 1 |  | 9 | 16 | 9 | 15
| 6196 | 259 | 9 | 16 | 4 | 0 | 0 | 1 | 0 | 0 | 0 | 0 | 0 | 0 | 0 | 0 | 1 |  | 9 | 16 | 9 | 15
| 6197 | 259 | 9 | 16 | 5 | 0 | 0 | 1 | 0 | 0 | 0 | 0 | 0 | 0 | 0 | 0 | 1 |  | 9 | 16 | 9 | 15
| 6198 | 259 | 9 | 16 | 6 | 0 | 0 | 1 | 0 | 0 | 0 | 0 | 0 | 0 | 0 | 0 | 1 |  | 9 | 16 | 9 | 15
| 6199 | 259 | 9 | 16 | 7 | 0 | 0 | 1 | 0 | 0 | 0 | 0 | 0 | 0 | 0 | 0 | 1 |  | 9 | 16 | 9 | 15
| 6200 | 259 | 9 | 16 | 8 | 0 | 0 | 1 | 0 | 0 | 0 | 0 | 0 | 0 | 0 | 0 | 1 |  | 9 | 16 | 9 | 15
| 6201 | 259 | 9 | 16 | 9 | 0 | 0 | 1 | 0 | 0 | 0 | 0 | 0 | 0 | 0 | 0 | 1 |  | 9 | 16 | 9 | 15
| 6202 | 259 | 9 | 16 | 10 | 0 | 0 | 1 | 0 | 0 | 0 | 0 | 0 | 0 | 0 | 0 | 1 |  | 9 | 16 | 9 | 15
| 6203 | 259 | 9 | 16 | 11 | 0 | 0 | 1 | 0 | 0 | 0 | 0 | 0 | 0 | 0 | 0 | 1 |  | 9 | 16 | 9 | 15
| 6204 | 259 | 9 | 16 | 12 | 0 | 0 | 1 | 0 | 0 | 0 | 0 | 0 | 0 | 0 | 0 | 1 |  | 9 | 16 | 9 | 15
| 6205 | 259 | 9 | 16 | 13 | 0 | 0 | 1 | 0 | 0 | 0 | 0 | 0 | 0 | 0 | 0 | 1 |  | 9 | 16 | 9 | 15
| 6206 | 259 | 9 | 16 | 14 | 0 | 0 | 1 | 0 | 0 | 0 | 0 | 0 | 0 | 0 | 0 | 1 |  | 9 | 16 | 9 | 15
| 6207 | 259 | 9 | 16 | 15 | 0 | 0 | 1 | 0 | 0 | 0 | 0 | 0 | 0 | 0 | 0 | 1 |  | 9 | 16 | 9 | 15
| 6208 | 259 | 9 | 16 | 16 | 0 | 0 | 1 | 0 | 0 | 0 | 0 | 0 | 0 | 0 | 0 | 1 |  | 9 | 16 | 9 | 15
| 6209 | 259 | 9 | 16 | 17 | 0 | 0 | 1 | 0 | 0 | 0 | 0 | 0 | 0 | 0 | 0 | 1 |  | 9 | 16 | 9 | 15
| 6210 | 259 | 9 | 16 | 18 | 0 | 0 | 1 | 0 | 0 | 0 | 0 | 0 | 0 | 0 | 0 | 1 |  | 9 | 16 | 9 | 15
| 6211 | 259 | 9 | 16 | 19 | 0 | 0 | 1 | 0 | 0 | 0 | 0 | 0 | 0 | 0 | 0 | 1 |  | 9 | 16 | 9 | 15
| 6212 | 259 | 9 | 16 | 20 | 0 | 0 | 1 | 0 | 0 | 0 | 0 | 0 | 0 | 0 | 0 | 1 |  | 9 | 16 | 9 | 15
| 6213 | 259 | 9 | 16 | 21 | 0 | 0 | 1 | 0 | 0 | 0 | 0 | 0 | 0 | 0 | 0 | 1 |  | 9 | 16 | 9 | 15
| 6214 | 259 | 9 | 16 | 22 | 0 | 0 | 1 | 0 | 0 | 0 | 0 | 0 | 0 | 0 | 0 | 1 |  | 9 | 16 | 9 | 15
| 6215 | 259 | 9 | 16 | 23 | 0 | 0 | 1 | 0 | 0 | 0 | 0 | 0 | 0 | 0 | 0 | 1 |  | 9 | 16 | 9 | 15
| 6216 | 259 | 9 | 16 | 24 | 0 | 0 | 1 | 0 | 0 | 0 | 0 | 0 | 0 | 0 | 0 | 1 |  | 9 | 16 | 9 | 15
| 6217 | 260 | 9 | 17 | 1 | 0 | 0 | 0 | 0 | 0 | 0 | 0 | 0 | 0 | 0 | 0 | 1 |  | 9 | 17 | 9 | 16
| 6218 | 260 | 9 | 17 | 2 | 0 | 0 | 0 | 0 | 0 | 0 | 0 | 0 | 0 | 0 | 0 | 1 |  | 9 | 17 | 9 | 16
| 6219 | 260 | 9 | 17 | 3 | 0 | 0 | 0 | 0 | 0 | 0 | 0 | 0 | 0 | 0 | 0 | 1 |  | 9 | 17 | 9 | 16
| 6220 | 260 | 9 | 17 | 4 | 0 | 0 | 0 | 0 | 0 | 0 | 0 | 0 | 0 | 0 | 0 | 1 |  | 9 | 17 | 9 | 16
| 6221 | 260 | 9 | 17 | 5 | 0 | 0 | 0 | 0 | 0 | 0 | 0 | 0 | 0 | 0 | 0 | 1 |  | 9 | 17 | 9 | 16
| 6222 | 260 | 9 | 17 | 6 | 0 | 0 | 0 | 0 | 0 | 0 | 0 | 0 | 0 | 0 | 0 | 1 |  | 9 | 17 | 9 | 16
| 6223 | 260 | 9 | 17 | 7 | 0 | 0 | 0 | 0 | 0 | 0 | 0 | 0 | 0 | 0 | 0 | 1 |  | 9 | 17 | 9 | 16
| 6224 | 260 | 9 | 17 | 8 | 0 | 0 | 0 | 0 | 0 | 0 | 0 | 0 | 0 | 0 | 0 | 1 |  | 9 | 17 | 9 | 16
| 6225 | 260 | 9 | 17 | 9 | 0 | 0 | 0 | 0 | 0 | 0 | 0 | 0 | 0 | 0 | 0 | 1 |  | 9 | 17 | 9 | 16
| 6226 | 260 | 9 | 17 | 10 | 0 | 0 | 0 | 0 | 0 | 0 | 0 | 0 | 0 | 0 | 0 | 1 |  | 9 | 17 | 9 | 16
| 6227 | 260 | 9 | 17 | 11 | 0 | 0 | 0 | 0 | 0 | 0 | 0 | 0 | 0 | 0 | 0 | 1 |  | 9 | 17 | 9 | 16
| 6228 | 260 | 9 | 17 | 12 | 0 | 0 | 0 | 0 | 0 | 0 | 0 | 0 | 0 | 0 | 0 | 1 |  | 9 | 17 | 9 | 16
| 6229 | 260 | 9 | 17 | 13 | 0 | 0 | 0 | 0 | 0 | 0 | 0 | 0 | 0 | 0 | 0 | 1 |  | 9 | 17 | 9 | 16
| 6230 | 260 | 9 | 17 | 14 | 0 | 0 | 0 | 0 | 0 | 0 | 0 | 0 | 0 | 0 | 0 | 1 |  | 9 | 17 | 9 | 16
| 6231 | 260 | 9 | 17 | 15 | 0 | 0 | 0 | 0 | 0 | 0 | 0 | 0 | 0 | 0 | 0 | 1 |  | 9 | 17 | 9 | 16
| 6232 | 260 | 9 | 17 | 16 | 0 | 0 | 0 | 0 | 0 | 0 | 0 | 0 | 0 | 0 | 0 | 1 |  | 9 | 17 | 9 | 16
| 6233 | 260 | 9 | 17 | 17 | 0 | 0 | 0 | 0 | 0 | 0 | 0 | 0 | 0 | 0 | 0 | 1 |  | 9 | 17 | 9 | 16
| 6234 | 260 | 9 | 17 | 18 | 0 | 0 | 0 | 0 | 0 | 0 | 0 | 0 | 0 | 0 | 0 | 1 |  | 9 | 17 | 9 | 16
| 6235 | 260 | 9 | 17 | 19 | 0 | 0 | 0 | 0 | 0 | 0 | 0 | 0 | 0 | 0 | 0 | 1 |  | 9 | 17 | 9 | 16
| 6236 | 260 | 9 | 17 | 20 | 0 | 0 | 0 | 0 | 0 | 0 | 0 | 0 | 0 | 0 | 0 | 1 |  | 9 | 17 | 9 | 16
| 6237 | 260 | 9 | 17 | 21 | 0 | 0 | 0 | 0 | 0 | 0 | 0 | 0 | 0 | 0 | 0 | 1 |  | 9 | 17 | 9 | 16
| 6238 | 260 | 9 | 17 | 22 | 0 | 0 | 0 | 0 | 0 | 0 | 0 | 0 | 0 | 0 | 0 | 1 |  | 9 | 17 | 9 | 16
| 6239 | 260 | 9 | 17 | 23 | 0 | 0 | 0 | 0 | 0 | 0 | 0 | 0 | 0 | 0 | 0 | 1 |  | 9 | 17 | 9 | 16
| 6240 | 260 | 9 | 17 | 24 | 0 | 0 | 0 | 0 | 0 | 0 | 0 | 0 | 0 | 0 | 0 | 1 |  | 9 | 17 | 9 | 16
| 6241 | 261 | 9 | 18 | 1 | 0 | 0 | 0 | 0 | 0 | 0 | 0 | 0 | 0 | 0 | 0 | 1 |  | 9 | 18 | 9 | 17
| 6242 | 261 | 9 | 18 | 2 | 0 | 0 | 0 | 0 | 0 | 0 | 0 | 0 | 0 | 0 | 0 | 1 |  | 9 | 18 | 9 | 17
| 6243 | 261 | 9 | 18 | 3 | 0 | 0 | 0 | 0 | 0 | 0 | 0 | 0 | 0 | 0 | 0 | 1 |  | 9 | 18 | 9 | 17
| 6244 | 261 | 9 | 18 | 4 | 0 | 0 | 0 | 0 | 0 | 0 | 0 | 0 | 0 | 0 | 0 | 1 |  | 9 | 18 | 9 | 17
| 6245 | 261 | 9 | 18 | 5 | 0 | 0 | 0 | 0 | 0 | 0 | 0 | 0 | 0 | 0 | 0 | 1 |  | 9 | 18 | 9 | 17
| 6246 | 261 | 9 | 18 | 6 | 0 | 0 | 0 | 0 | 0 | 0 | 0 | 0 | 0 | 0 | 0 | 1 |  | 9 | 18 | 9 | 17
| 6247 | 261 | 9 | 18 | 7 | 0 | 0 | 0 | 0 | 0 | 0 | 0 | 0 | 0 | 0 | 0 | 1 |  | 9 | 18 | 9 | 17
| 6248 | 261 | 9 | 18 | 8 | 0 | 0 | 0 | 0 | 0 | 0 | 0 | 0 | 0 | 0 | 0 | 1 |  | 9 | 18 | 9 | 17
| 6249 | 261 | 9 | 18 | 9 | 0 | 0 | 0 | 0 | 0 | 0 | 0 | 0 | 0 | 0 | 0 | 1 |  | 9 | 18 | 9 | 17
| 6250 | 261 | 9 | 18 | 10 | 0 | 0 | 0 | 0 | 0 | 0 | 0 | 0 | 0 | 0 | 0 | 1 |  | 9 | 18 | 9 | 17
| 6251 | 261 | 9 | 18 | 11 | 0 | 0 | 0 | 0 | 0 | 0 | 0 | 0 | 0 | 0 | 0 | 1 |  | 9 | 18 | 9 | 17
| 6252 | 261 | 9 | 18 | 12 | 0 | 0 | 0 | 0 | 0 | 0 | 0 | 0 | 0 | 0 | 0 | 1 |  | 9 | 18 | 9 | 17
| 6253 | 261 | 9 | 18 | 13 | 0 | 0 | 0 | 0 | 0 | 0 | 0 | 0 | 0 | 0 | 0 | 1 |  | 9 | 18 | 9 | 17
| 6254 | 261 | 9 | 18 | 14 | 0 | 0 | 0 | 0 | 0 | 0 | 0 | 0 | 0 | 0 | 0 | 1 |  | 9 | 18 | 9 | 17
| 6255 | 261 | 9 | 18 | 15 | 0 | 0 | 0 | 0 | 0 | 0 | 0 | 0 | 0 | 0 | 0 | 1 |  | 9 | 18 | 9 | 17
| 6256 | 261 | 9 | 18 | 16 | 0 | 0 | 0 | 0 | 0 | 0 | 0 | 0 | 0 | 0 | 0 | 1 |  | 9 | 18 | 9 | 17
| 6257 | 261 | 9 | 18 | 17 | 0 | 0 | 0 | 0 | 0 | 0 | 0 | 0 | 0 | 0 | 0 | 1 |  | 9 | 18 | 9 | 17
| 6258 | 261 | 9 | 18 | 18 | 0 | 0 | 0 | 0 | 0 | 0 | 0 | 0 | 0 | 0 | 0 | 1 |  | 9 | 18 | 9 | 17
| 6259 | 261 | 9 | 18 | 19 | 0 | 0 | 0 | 0 | 0 | 0 | 0 | 0 | 0 | 0 | 0 | 1 |  | 9 | 18 | 9 | 17
| 6260 | 261 | 9 | 18 | 20 | 0 | 0 | 0 | 0 | 0 | 0 | 0 | 0 | 0 | 0 | 0 | 1 |  | 9 | 18 | 9 | 17
| 6261 | 261 | 9 | 18 | 21 | 0 | 0 | 0 | 0 | 0 | 0 | 0 | 0 | 0 | 0 | 0 | 1 |  | 9 | 18 | 9 | 17
| 6262 | 261 | 9 | 18 | 22 | 0 | 0 | 0 | 0 | 0 | 0 | 0 | 0 | 0 | 0 | 0 | 1 |  | 9 | 18 | 9 | 17
| 6263 | 261 | 9 | 18 | 23 | 0 | 0 | 0 | 0 | 0 | 0 | 0 | 0 | 0 | 0 | 0 | 1 |  | 9 | 18 | 9 | 17
| 6264 | 261 | 9 | 18 | 24 | 0 | 0 | 0 | 0 | 0 | 0 | 0 | 0 | 0 | 0 | 0 | 1 |  | 9 | 18 | 9 | 17
| 6265 | 262 | 9 | 19 | 1 | 0 | 0 | 1 | 0 | 0 | 0 | 0 | 0 | 0 | 0 | 0 | 1 |  | 9 | 19 | 9 | 18
| 6266 | 262 | 9 | 19 | 2 | 0 | 0 | 1 | 0 | 0 | 0 | 0 | 0 | 0 | 0 | 0 | 1 |  | 9 | 19 | 9 | 18
| 6267 | 262 | 9 | 19 | 3 | 0 | 0 | 1 | 0 | 0 | 0 | 0 | 0 | 0 | 0 | 0 | 1 |  | 9 | 19 | 9 | 18
| 6268 | 262 | 9 | 19 | 4 | 0 | 0 | 1 | 0 | 0 | 0 | 0 | 0 | 0 | 0 | 0 | 1 |  | 9 | 19 | 9 | 18
| 6269 | 262 | 9 | 19 | 5 | 0 | 0 | 1 | 0 | 0 | 0 | 0 | 0 | 0 | 0 | 0 | 1 |  | 9 | 19 | 9 | 18
| 6270 | 262 | 9 | 19 | 6 | 0 | 0 | 1 | 0 | 0 | 0 | 0 | 0 | 0 | 0 | 0 | 1 |  | 9 | 19 | 9 | 18
| 6271 | 262 | 9 | 19 | 7 | 0 | 0 | 1 | 0 | 0 | 0 | 0 | 0 | 0 | 0 | 0 | 1 |  | 9 | 19 | 9 | 18
| 6272 | 262 | 9 | 19 | 8 | 0 | 0 | 1 | 0 | 0 | 0 | 0 | 0 | 0 | 0 | 0 | 1 |  | 9 | 19 | 9 | 18
| 6273 | 262 | 9 | 19 | 9 | 0 | 0 | 1 | 0 | 0 | 0 | 0 | 0 | 0 | 0 | 0 | 1 |  | 9 | 19 | 9 | 18
| 6274 | 262 | 9 | 19 | 10 | 0 | 0 | 1 | 0 | 0 | 0 | 0 | 0 | 0 | 0 | 0 | 1 |  | 9 | 19 | 9 | 18
| 6275 | 262 | 9 | 19 | 11 | 0 | 0 | 1 | 0 | 0 | 0 | 0 | 0 | 0 | 0 | 0 | 1 |  | 9 | 19 | 9 | 18
| 6276 | 262 | 9 | 19 | 12 | 0 | 0 | 1 | 0 | 0 | 0 | 0 | 0 | 0 | 0 | 0 | 1 |  | 9 | 19 | 9 | 18
| 6277 | 262 | 9 | 19 | 13 | 0 | 0 | 1 | 0 | 0 | 0 | 0 | 0 | 0 | 0 | 0 | 1 |  | 9 | 19 | 9 | 18
| 6278 | 262 | 9 | 19 | 14 | 0 | 0 | 1 | 0 | 0 | 0 | 0 | 0 | 0 | 0 | 0 | 1 |  | 9 | 19 | 9 | 18
| 6279 | 262 | 9 | 19 | 15 | 0 | 0 | 1 | 0 | 0 | 0 | 0 | 0 | 0 | 0 | 0 | 1 |  | 9 | 19 | 9 | 18
| 6280 | 262 | 9 | 19 | 16 | 0 | 0 | 1 | 0 | 0 | 0 | 0 | 0 | 0 | 0 | 0 | 1 |  | 9 | 19 | 9 | 18
| 6281 | 262 | 9 | 19 | 17 | 0 | 0 | 1 | 0 | 0 | 0 | 0 | 0 | 0 | 0 | 0 | 1 |  | 9 | 19 | 9 | 18
| 6282 | 262 | 9 | 19 | 18 | 0 | 0 | 1 | 0 | 0 | 0 | 0 | 0 | 0 | 0 | 0 | 1 |  | 9 | 19 | 9 | 18
| 6283 | 262 | 9 | 19 | 19 | 0 | 0 | 1 | 0 | 0 | 0 | 0 | 0 | 0 | 0 | 0 | 1 |  | 9 | 19 | 9 | 18
| 6284 | 262 | 9 | 19 | 20 | 0 | 0 | 1 | 0 | 0 | 0 | 0 | 0 | 0 | 0 | 0 | 1 |  | 9 | 19 | 9 | 18
| 6285 | 262 | 9 | 19 | 21 | 0 | 0 | 1 | 0 | 0 | 0 | 0 | 0 | 0 | 0 | 0 | 1 |  | 9 | 19 | 9 | 18
| 6286 | 262 | 9 | 19 | 22 | 0 | 0 | 1 | 0 | 0 | 0 | 0 | 0 | 0 | 0 | 0 | 1 |  | 9 | 19 | 9 | 18
| 6287 | 262 | 9 | 19 | 23 | 0 | 0 | 1 | 0 | 0 | 0 | 0 | 0 | 0 | 0 | 0 | 1 |  | 9 | 19 | 9 | 18
| 6288 | 262 | 9 | 19 | 24 | 0 | 0 | 1 | 0 | 0 | 0 | 0 | 0 | 0 | 0 | 0 | 1 |  | 9 | 19 | 9 | 18
| 6289 | 263 | 9 | 20 | 1 | 0 | 0 | 1 | 0 | 0 | 0 | 0 | 0 | 0 | 0 | 0 | 1 |  | 9 | 20 | 9 | 19
| 6290 | 263 | 9 | 20 | 2 | 0 | 0 | 1 | 0 | 0 | 0 | 0 | 0 | 0 | 0 | 0 | 1 |  | 9 | 20 | 9 | 19
| 6291 | 263 | 9 | 20 | 3 | 0 | 0 | 1 | 0 | 0 | 0 | 0 | 0 | 0 | 0 | 0 | 1 |  | 9 | 20 | 9 | 19
| 6292 | 263 | 9 | 20 | 4 | 0 | 0 | 1 | 0 | 0 | 0 | 0 | 0 | 0 | 0 | 0 | 1 |  | 9 | 20 | 9 | 19
| 6293 | 263 | 9 | 20 | 5 | 0 | 0 | 1 | 0 | 0 | 0 | 0 | 0 | 0 | 0 | 0 | 1 |  | 9 | 20 | 9 | 19
| 6294 | 263 | 9 | 20 | 6 | 0 | 0 | 1 | 0 | 0 | 0 | 0 | 0 | 0 | 0 | 0 | 1 |  | 9 | 20 | 9 | 19
| 6295 | 263 | 9 | 20 | 7 | 0 | 0 | 1 | 0 | 0 | 0 | 0 | 0 | 0 | 0 | 0 | 1 |  | 9 | 20 | 9 | 19
| 6296 | 263 | 9 | 20 | 8 | 0 | 0 | 1 | 0 | 0 | 0 | 0 | 0 | 0 | 0 | 0 | 1 |  | 9 | 20 | 9 | 19
| 6297 | 263 | 9 | 20 | 9 | 0 | 0 | 1 | 0 | 0 | 0 | 0 | 0 | 0 | 0 | 0 | 1 |  | 9 | 20 | 9 | 19
| 6298 | 263 | 9 | 20 | 10 | 0 | 0 | 1 | 0 | 0 | 0 | 0 | 0 | 0 | 0 | 0 | 1 |  | 9 | 20 | 9 | 19
| 6299 | 263 | 9 | 20 | 11 | 0 | 0 | 1 | 0 | 0 | 0 | 0 | 0 | 0 | 0 | 0 | 1 |  | 9 | 20 | 9 | 19
| 6300 | 263 | 9 | 20 | 12 | 0 | 0 | 1 | 0 | 0 | 0 | 0 | 0 | 0 | 0 | 0 | 1 |  | 9 | 20 | 9 | 19
| 6301 | 263 | 9 | 20 | 13 | 0 | 0 | 1 | 0 | 0 | 0 | 0 | 0 | 0 | 0 | 0 | 1 |  | 9 | 20 | 9 | 19
| 6302 | 263 | 9 | 20 | 14 | 0 | 0 | 1 | 0 | 0 | 0 | 0 | 0 | 0 | 0 | 0 | 1 |  | 9 | 20 | 9 | 19
| 6303 | 263 | 9 | 20 | 15 | 0 | 0 | 1 | 0 | 0 | 0 | 0 | 0 | 0 | 0 | 0 | 1 |  | 9 | 20 | 9 | 19
| 6304 | 263 | 9 | 20 | 16 | 0 | 0 | 1 | 0 | 0 | 0 | 0 | 0 | 0 | 0 | 0 | 1 |  | 9 | 20 | 9 | 19
| 6305 | 263 | 9 | 20 | 17 | 0 | 0 | 1 | 0 | 0 | 0 | 0 | 0 | 0 | 0 | 0 | 1 |  | 9 | 20 | 9 | 19
| 6306 | 263 | 9 | 20 | 18 | 0 | 0 | 1 | 0 | 0 | 0 | 0 | 0 | 0 | 0 | 0 | 1 |  | 9 | 20 | 9 | 19
| 6307 | 263 | 9 | 20 | 19 | 0 | 0 | 1 | 0 | 0 | 0 | 0 | 0 | 0 | 0 | 0 | 1 |  | 9 | 20 | 9 | 19
| 6308 | 263 | 9 | 20 | 20 | 0 | 0 | 1 | 0 | 0 | 0 | 0 | 0 | 0 | 0 | 0 | 1 |  | 9 | 20 | 9 | 19
| 6309 | 263 | 9 | 20 | 21 | 0 | 0 | 1 | 0 | 0 | 0 | 0 | 0 | 0 | 0 | 0 | 1 |  | 9 | 20 | 9 | 19
| 6310 | 263 | 9 | 20 | 22 | 0 | 0 | 1 | 0 | 0 | 0 | 0 | 0 | 0 | 0 | 0 | 1 |  | 9 | 20 | 9 | 19
| 6311 | 263 | 9 | 20 | 23 | 0 | 0 | 1 | 0 | 0 | 0 | 0 | 0 | 0 | 0 | 0 | 1 |  | 9 | 20 | 9 | 19
| 6312 | 263 | 9 | 20 | 24 | 0 | 0 | 1 | 0 | 0 | 0 | 0 | 0 | 0 | 0 | 0 | 1 |  | 9 | 20 | 9 | 19
| 6313 | 264 | 9 | 21 | 1 | 0 | 0 | 1 | 0 | 0 | 0 | 0 | 0 | 0 | 0 | 0 | 1 |  | 9 | 21 | 9 | 20
| 6314 | 264 | 9 | 21 | 2 | 0 | 0 | 1 | 0 | 0 | 0 | 0 | 0 | 0 | 0 | 0 | 1 |  | 9 | 21 | 9 | 20
| 6315 | 264 | 9 | 21 | 3 | 0 | 0 | 1 | 0 | 0 | 0 | 0 | 0 | 0 | 0 | 0 | 1 |  | 9 | 21 | 9 | 20
| 6316 | 264 | 9 | 21 | 4 | 0 | 0 | 1 | 0 | 0 | 0 | 0 | 0 | 0 | 0 | 0 | 1 |  | 9 | 21 | 9 | 20
| 6317 | 264 | 9 | 21 | 5 | 0 | 0 | 1 | 0 | 0 | 0 | 0 | 0 | 0 | 0 | 0 | 1 |  | 9 | 21 | 9 | 20
| 6318 | 264 | 9 | 21 | 6 | 0 | 0 | 1 | 0 | 0 | 0 | 0 | 0 | 0 | 0 | 0 | 1 |  | 9 | 21 | 9 | 20
| 6319 | 264 | 9 | 21 | 7 | 0 | 0 | 1 | 0 | 0 | 0 | 0 | 0 | 0 | 0 | 0 | 1 |  | 9 | 21 | 9 | 20
| 6320 | 264 | 9 | 21 | 8 | 0 | 0 | 1 | 0 | 0 | 0 | 0 | 0 | 0 | 0 | 0 | 1 |  | 9 | 21 | 9 | 20
| 6321 | 264 | 9 | 21 | 9 | 0 | 0 | 1 | 0 | 0 | 0 | 0 | 0 | 0 | 0 | 0 | 1 |  | 9 | 21 | 9 | 20
| 6322 | 264 | 9 | 21 | 10 | 0 | 0 | 1 | 0 | 0 | 0 | 0 | 0 | 0 | 0 | 0 | 1 |  | 9 | 21 | 9 | 20
| 6323 | 264 | 9 | 21 | 11 | 0 | 0 | 1 | 0 | 0 | 0 | 0 | 0 | 0 | 0 | 0 | 1 |  | 9 | 21 | 9 | 20
| 6324 | 264 | 9 | 21 | 12 | 0 | 0 | 1 | 0 | 0 | 0 | 0 | 0 | 0 | 0 | 0 | 1 |  | 9 | 21 | 9 | 20
| 6325 | 264 | 9 | 21 | 13 | 0 | 0 | 1 | 0 | 0 | 0 | 0 | 0 | 0 | 0 | 0 | 1 |  | 9 | 21 | 9 | 20
| 6326 | 264 | 9 | 21 | 14 | 0 | 0 | 1 | 0 | 0 | 0 | 0 | 0 | 0 | 0 | 0 | 1 |  | 9 | 21 | 9 | 20
| 6327 | 264 | 9 | 21 | 15 | 0 | 0 | 1 | 0 | 0 | 0 | 0 | 0 | 0 | 0 | 0 | 1 |  | 9 | 21 | 9 | 20
| 6328 | 264 | 9 | 21 | 16 | 0 | 0 | 1 | 0 | 0 | 0 | 0 | 0 | 0 | 0 | 0 | 1 |  | 9 | 21 | 9 | 20
| 6329 | 264 | 9 | 21 | 17 | 0 | 0 | 1 | 0 | 0 | 0 | 0 | 0 | 0 | 0 | 0 | 1 |  | 9 | 21 | 9 | 20
| 6330 | 264 | 9 | 21 | 18 | 0 | 0 | 1 | 0 | 0 | 0 | 0 | 0 | 0 | 0 | 0 | 1 |  | 9 | 21 | 9 | 20
| 6331 | 264 | 9 | 21 | 19 | 0 | 0 | 1 | 0 | 0 | 0 | 0 | 0 | 0 | 0 | 0 | 1 |  | 9 | 21 | 9 | 20
| 6332 | 264 | 9 | 21 | 20 | 0 | 0 | 1 | 0 | 0 | 0 | 0 | 0 | 0 | 0 | 0 | 1 |  | 9 | 21 | 9 | 20
| 6333 | 264 | 9 | 21 | 21 | 0 | 0 | 1 | 0 | 0 | 0 | 0 | 0 | 0 | 0 | 0 | 1 |  | 9 | 21 | 9 | 20
| 6334 | 264 | 9 | 21 | 22 | 0 | 0 | 1 | 0 | 0 | 0 | 0 | 0 | 0 | 0 | 0 | 1 |  | 9 | 21 | 9 | 20
| 6335 | 264 | 9 | 21 | 23 | 0 | 0 | 1 | 0 | 0 | 0 | 0 | 0 | 0 | 0 | 0 | 1 |  | 9 | 21 | 9 | 20
| 6336 | 264 | 9 | 21 | 24 | 0 | 0 | 1 | 0 | 0 | 0 | 0 | 0 | 0 | 0 | 0 | 1 |  | 9 | 21 | 9 | 20
| 6337 | 265 | 9 | 22 | 1 | 0 | 0 | 1 | 0 | 0 | 0 | 0 | 0 | 0 | 0 | 0 | 1 |  | 9 | 22 | 9 | 21
| 6338 | 265 | 9 | 22 | 2 | 0 | 0 | 1 | 0 | 0 | 0 | 0 | 0 | 0 | 0 | 0 | 1 |  | 9 | 22 | 9 | 21
| 6339 | 265 | 9 | 22 | 3 | 0 | 0 | 1 | 0 | 0 | 0 | 0 | 0 | 0 | 0 | 0 | 1 |  | 9 | 22 | 9 | 21
| 6340 | 265 | 9 | 22 | 4 | 0 | 0 | 1 | 0 | 0 | 0 | 0 | 0 | 0 | 0 | 0 | 1 |  | 9 | 22 | 9 | 21
| 6341 | 265 | 9 | 22 | 5 | 0 | 0 | 1 | 0 | 0 | 0 | 0 | 0 | 0 | 0 | 0 | 1 |  | 9 | 22 | 9 | 21
| 6342 | 265 | 9 | 22 | 6 | 0 | 0 | 1 | 0 | 0 | 0 | 0 | 0 | 0 | 0 | 0 | 1 |  | 9 | 22 | 9 | 21
| 6343 | 265 | 9 | 22 | 7 | 0 | 0 | 1 | 0 | 0 | 0 | 0 | 0 | 0 | 0 | 0 | 1 |  | 9 | 22 | 9 | 21
| 6344 | 265 | 9 | 22 | 8 | 0 | 0 | 1 | 0 | 0 | 0 | 0 | 0 | 0 | 0 | 0 | 1 |  | 9 | 22 | 9 | 21
| 6345 | 265 | 9 | 22 | 9 | 0 | 0 | 1 | 0 | 0 | 0 | 0 | 0 | 0 | 0 | 0 | 1 |  | 9 | 22 | 9 | 21
| 6346 | 265 | 9 | 22 | 10 | 0 | 0 | 1 | 0 | 0 | 0 | 0 | 0 | 0 | 0 | 0 | 1 |  | 9 | 22 | 9 | 21
| 6347 | 265 | 9 | 22 | 11 | 0 | 0 | 1 | 0 | 0 | 0 | 0 | 0 | 0 | 0 | 0 | 1 |  | 9 | 22 | 9 | 21
| 6348 | 265 | 9 | 22 | 12 | 0 | 0 | 1 | 0 | 0 | 0 | 0 | 0 | 0 | 0 | 0 | 1 |  | 9 | 22 | 9 | 21
| 6349 | 265 | 9 | 22 | 13 | 0 | 0 | 1 | 0 | 0 | 0 | 0 | 0 | 0 | 0 | 0 | 1 |  | 9 | 22 | 9 | 21
| 6350 | 265 | 9 | 22 | 14 | 0 | 0 | 1 | 0 | 0 | 0 | 0 | 0 | 0 | 0 | 0 | 1 |  | 9 | 22 | 9 | 21
| 6351 | 265 | 9 | 22 | 15 | 0 | 0 | 1 | 0 | 0 | 0 | 0 | 0 | 0 | 0 | 0 | 1 |  | 9 | 22 | 9 | 21
| 6352 | 265 | 9 | 22 | 16 | 0 | 0 | 1 | 0 | 0 | 0 | 0 | 0 | 0 | 0 | 0 | 1 |  | 9 | 22 | 9 | 21
| 6353 | 265 | 9 | 22 | 17 | 0 | 0 | 1 | 0 | 0 | 0 | 0 | 0 | 0 | 0 | 0 | 1 |  | 9 | 22 | 9 | 21
| 6354 | 265 | 9 | 22 | 18 | 0 | 0 | 1 | 0 | 0 | 0 | 0 | 0 | 0 | 0 | 0 | 1 |  | 9 | 22 | 9 | 21
| 6355 | 265 | 9 | 22 | 19 | 0 | 0 | 1 | 0 | 0 | 0 | 0 | 0 | 0 | 0 | 0 | 1 |  | 9 | 22 | 9 | 21
| 6356 | 265 | 9 | 22 | 20 | 0 | 0 | 1 | 0 | 0 | 0 | 0 | 0 | 0 | 0 | 0 | 1 |  | 9 | 22 | 9 | 21
| 6357 | 265 | 9 | 22 | 21 | 0 | 0 | 1 | 0 | 0 | 0 | 0 | 0 | 0 | 0 | 0 | 1 |  | 9 | 22 | 9 | 21
| 6358 | 265 | 9 | 22 | 22 | 0 | 0 | 1 | 0 | 0 | 0 | 0 | 0 | 0 | 0 | 0 | 1 |  | 9 | 22 | 9 | 21
| 6359 | 265 | 9 | 22 | 23 | 0 | 0 | 1 | 0 | 0 | 0 | 0 | 0 | 0 | 0 | 0 | 1 |  | 9 | 22 | 9 | 21
| 6360 | 265 | 9 | 22 | 24 | 0 | 0 | 1 | 0 | 0 | 0 | 0 | 0 | 0 | 0 | 0 | 1 |  | 9 | 22 | 9 | 21
| 6361 | 266 | 9 | 23 | 1 | 0 | 0 | 1 | 0 | 0 | 0 | 0 | 0 | 0 | 0 | 0 | 1 |  | 9 | 23 | 9 | 22
| 6362 | 266 | 9 | 23 | 2 | 0 | 0 | 1 | 0 | 0 | 0 | 0 | 0 | 0 | 0 | 0 | 1 |  | 9 | 23 | 9 | 22
| 6363 | 266 | 9 | 23 | 3 | 0 | 0 | 1 | 0 | 0 | 0 | 0 | 0 | 0 | 0 | 0 | 1 |  | 9 | 23 | 9 | 22
| 6364 | 266 | 9 | 23 | 4 | 0 | 0 | 1 | 0 | 0 | 0 | 0 | 0 | 0 | 0 | 0 | 1 |  | 9 | 23 | 9 | 22
| 6365 | 266 | 9 | 23 | 5 | 0 | 0 | 1 | 0 | 0 | 0 | 0 | 0 | 0 | 0 | 0 | 1 |  | 9 | 23 | 9 | 22
| 6366 | 266 | 9 | 23 | 6 | 0 | 0 | 1 | 0 | 0 | 0 | 0 | 0 | 0 | 0 | 0 | 1 |  | 9 | 23 | 9 | 22
| 6367 | 266 | 9 | 23 | 7 | 0 | 0 | 1 | 0 | 0 | 0 | 0 | 0 | 0 | 0 | 0 | 1 |  | 9 | 23 | 9 | 22
| 6368 | 266 | 9 | 23 | 8 | 0 | 0 | 1 | 0 | 0 | 0 | 0 | 0 | 0 | 0 | 0 | 1 |  | 9 | 23 | 9 | 22
| 6369 | 266 | 9 | 23 | 9 | 0 | 0 | 1 | 0 | 0 | 0 | 0 | 0 | 0 | 0 | 0 | 1 |  | 9 | 23 | 9 | 22
| 6370 | 266 | 9 | 23 | 10 | 0 | 0 | 1 | 0 | 0 | 0 | 0 | 0 | 0 | 0 | 0 | 1 |  | 9 | 23 | 9 | 22
| 6371 | 266 | 9 | 23 | 11 | 0 | 0 | 1 | 0 | 0 | 0 | 0 | 0 | 0 | 0 | 0 | 1 |  | 9 | 23 | 9 | 22
| 6372 | 266 | 9 | 23 | 12 | 0 | 0 | 1 | 0 | 0 | 0 | 0 | 0 | 0 | 0 | 0 | 1 |  | 9 | 23 | 9 | 22
| 6373 | 266 | 9 | 23 | 13 | 0 | 0 | 1 | 0 | 0 | 0 | 0 | 0 | 0 | 0 | 0 | 1 |  | 9 | 23 | 9 | 22
| 6374 | 266 | 9 | 23 | 14 | 0 | 0 | 1 | 0 | 0 | 0 | 0 | 0 | 0 | 0 | 0 | 1 |  | 9 | 23 | 9 | 22
| 6375 | 266 | 9 | 23 | 15 | 0 | 0 | 1 | 0 | 0 | 0 | 0 | 0 | 0 | 0 | 0 | 1 |  | 9 | 23 | 9 | 22
| 6376 | 266 | 9 | 23 | 16 | 0 | 0 | 1 | 0 | 0 | 0 | 0 | 0 | 0 | 0 | 0 | 1 |  | 9 | 23 | 9 | 22
| 6377 | 266 | 9 | 23 | 17 | 0 | 0 | 1 | 0 | 0 | 0 | 0 | 0 | 0 | 0 | 0 | 1 |  | 9 | 23 | 9 | 22
| 6378 | 266 | 9 | 23 | 18 | 0 | 0 | 1 | 0 | 0 | 0 | 0 | 0 | 0 | 0 | 0 | 1 |  | 9 | 23 | 9 | 22
| 6379 | 266 | 9 | 23 | 19 | 0 | 0 | 1 | 0 | 0 | 0 | 0 | 0 | 0 | 0 | 0 | 1 |  | 9 | 23 | 9 | 22
| 6380 | 266 | 9 | 23 | 20 | 0 | 0 | 1 | 0 | 0 | 0 | 0 | 0 | 0 | 0 | 0 | 1 |  | 9 | 23 | 9 | 22
| 6381 | 266 | 9 | 23 | 21 | 0 | 0 | 1 | 0 | 0 | 0 | 0 | 0 | 0 | 0 | 0 | 1 |  | 9 | 23 | 9 | 22
| 6382 | 266 | 9 | 23 | 22 | 0 | 0 | 1 | 0 | 0 | 0 | 0 | 0 | 0 | 0 | 0 | 1 |  | 9 | 23 | 9 | 22
| 6383 | 266 | 9 | 23 | 23 | 0 | 0 | 1 | 0 | 0 | 0 | 0 | 0 | 0 | 0 | 0 | 1 |  | 9 | 23 | 9 | 22
| 6384 | 266 | 9 | 23 | 24 | 0 | 0 | 1 | 0 | 0 | 0 | 0 | 0 | 0 | 0 | 0 | 1 |  | 9 | 23 | 9 | 22
| 6385 | 267 | 9 | 24 | 1 | 0 | 0 | 0 | 0 | 0 | 0 | 0 | 0 | 0 | 0 | 0 | 1 |  | 9 | 24 | 9 | 23
| 6386 | 267 | 9 | 24 | 2 | 0 | 0 | 0 | 0 | 0 | 0 | 0 | 0 | 0 | 0 | 0 | 1 |  | 9 | 24 | 9 | 23
| 6387 | 267 | 9 | 24 | 3 | 0 | 0 | 0 | 0 | 0 | 0 | 0 | 0 | 0 | 0 | 0 | 1 |  | 9 | 24 | 9 | 23
| 6388 | 267 | 9 | 24 | 4 | 0 | 0 | 0 | 0 | 0 | 0 | 0 | 0 | 0 | 0 | 0 | 1 |  | 9 | 24 | 9 | 23
| 6389 | 267 | 9 | 24 | 5 | 0 | 0 | 0 | 0 | 0 | 0 | 0 | 0 | 0 | 0 | 0 | 1 |  | 9 | 24 | 9 | 23
| 6390 | 267 | 9 | 24 | 6 | 0 | 0 | 0 | 0 | 0 | 0 | 0 | 0 | 0 | 0 | 0 | 1 |  | 9 | 24 | 9 | 23
| 6391 | 267 | 9 | 24 | 7 | 0 | 0 | 0 | 0 | 0 | 0 | 0 | 0 | 0 | 0 | 0 | 1 |  | 9 | 24 | 9 | 23
| 6392 | 267 | 9 | 24 | 8 | 0 | 0 | 0 | 0 | 0 | 0 | 0 | 0 | 0 | 0 | 0 | 1 |  | 9 | 24 | 9 | 23
| 6393 | 267 | 9 | 24 | 9 | 0 | 0 | 0 | 0 | 0 | 0 | 0 | 0 | 0 | 0 | 0 | 1 |  | 9 | 24 | 9 | 23
| 6394 | 267 | 9 | 24 | 10 | 0 | 0 | 0 | 0 | 0 | 0 | 0 | 0 | 0 | 0 | 0 | 1 |  | 9 | 24 | 9 | 23
| 6395 | 267 | 9 | 24 | 11 | 0 | 0 | 0 | 0 | 0 | 0 | 0 | 0 | 0 | 0 | 0 | 1 |  | 9 | 24 | 9 | 23
| 6396 | 267 | 9 | 24 | 12 | 0 | 0 | 0 | 0 | 0 | 0 | 0 | 0 | 0 | 0 | 0 | 1 |  | 9 | 24 | 9 | 23
| 6397 | 267 | 9 | 24 | 13 | 0 | 0 | 0 | 0 | 0 | 0 | 0 | 0 | 0 | 0 | 0 | 1 |  | 9 | 24 | 9 | 23
| 6398 | 267 | 9 | 24 | 14 | 0 | 0 | 0 | 0 | 0 | 0 | 0 | 0 | 0 | 0 | 0 | 1 |  | 9 | 24 | 9 | 23
| 6399 | 267 | 9 | 24 | 15 | 0 | 0 | 0 | 0 | 0 | 0 | 0 | 0 | 0 | 0 | 0 | 1 |  | 9 | 24 | 9 | 23
| 6400 | 267 | 9 | 24 | 16 | 0 | 0 | 0 | 0 | 0 | 0 | 0 | 0 | 0 | 0 | 0 | 1 |  | 9 | 24 | 9 | 23
| 6401 | 267 | 9 | 24 | 17 | 0 | 0 | 0 | 0 | 0 | 0 | 0 | 0 | 0 | 0 | 0 | 1 |  | 9 | 24 | 9 | 23
| 6402 | 267 | 9 | 24 | 18 | 0 | 0 | 0 | 0 | 0 | 0 | 0 | 0 | 0 | 0 | 0 | 1 |  | 9 | 24 | 9 | 23
| 6403 | 267 | 9 | 24 | 19 | 0 | 0 | 0 | 0 | 0 | 0 | 0 | 0 | 0 | 0 | 0 | 1 |  | 9 | 24 | 9 | 23
| 6404 | 267 | 9 | 24 | 20 | 0 | 0 | 0 | 0 | 0 | 0 | 0 | 0 | 0 | 0 | 0 | 1 |  | 9 | 24 | 9 | 23
| 6405 | 267 | 9 | 24 | 21 | 0 | 0 | 0 | 0 | 0 | 0 | 0 | 0 | 0 | 0 | 0 | 1 |  | 9 | 24 | 9 | 23
| 6406 | 267 | 9 | 24 | 22 | 0 | 0 | 0 | 0 | 0 | 0 | 0 | 0 | 0 | 0 | 0 | 1 |  | 9 | 24 | 9 | 23
| 6407 | 267 | 9 | 24 | 23 | 0 | 0 | 0 | 0 | 0 | 0 | 0 | 0 | 0 | 0 | 0 | 1 |  | 9 | 24 | 9 | 23
| 6408 | 267 | 9 | 24 | 24 | 0 | 0 | 0 | 0 | 0 | 0 | 0 | 0 | 0 | 0 | 0 | 1 |  | 9 | 24 | 9 | 23
| 6409 | 268 | 9 | 25 | 1 | 0 | 0 | 0 | 0 | 0 | 0 | 0 | 0 | 0 | 0 | 0 | 1 |  | 9 | 25 | 9 | 24
| 6410 | 268 | 9 | 25 | 2 | 0 | 0 | 0 | 0 | 0 | 0 | 0 | 0 | 0 | 0 | 0 | 1 |  | 9 | 25 | 9 | 24
| 6411 | 268 | 9 | 25 | 3 | 0 | 0 | 0 | 0 | 0 | 0 | 0 | 0 | 0 | 0 | 0 | 1 |  | 9 | 25 | 9 | 24
| 6412 | 268 | 9 | 25 | 4 | 0 | 0 | 0 | 0 | 0 | 0 | 0 | 0 | 0 | 0 | 0 | 1 |  | 9 | 25 | 9 | 24
| 6413 | 268 | 9 | 25 | 5 | 0 | 0 | 0 | 0 | 0 | 0 | 0 | 0 | 0 | 0 | 0 | 1 |  | 9 | 25 | 9 | 24
| 6414 | 268 | 9 | 25 | 6 | 0 | 0 | 0 | 0 | 0 | 0 | 0 | 0 | 0 | 0 | 0 | 1 |  | 9 | 25 | 9 | 24
| 6415 | 268 | 9 | 25 | 7 | 0 | 0 | 0 | 0 | 0 | 0 | 0 | 0 | 0 | 0 | 0 | 1 |  | 9 | 25 | 9 | 24
| 6416 | 268 | 9 | 25 | 8 | 0 | 0 | 0 | 0 | 0 | 0 | 0 | 0 | 0 | 0 | 0 | 1 |  | 9 | 25 | 9 | 24
| 6417 | 268 | 9 | 25 | 9 | 0 | 0 | 0 | 0 | 0 | 0 | 0 | 0 | 0 | 0 | 0 | 1 |  | 9 | 25 | 9 | 24
| 6418 | 268 | 9 | 25 | 10 | 0 | 0 | 0 | 0 | 0 | 0 | 0 | 0 | 0 | 0 | 0 | 1 |  | 9 | 25 | 9 | 24
| 6419 | 268 | 9 | 25 | 11 | 0 | 0 | 0 | 0 | 0 | 0 | 0 | 0 | 0 | 0 | 0 | 1 |  | 9 | 25 | 9 | 24
| 6420 | 268 | 9 | 25 | 12 | 0 | 0 | 0 | 0 | 0 | 0 | 0 | 0 | 0 | 0 | 0 | 1 |  | 9 | 25 | 9 | 24
| 6421 | 268 | 9 | 25 | 13 | 0 | 0 | 0 | 0 | 0 | 0 | 0 | 0 | 0 | 0 | 0 | 1 |  | 9 | 25 | 9 | 24
| 6422 | 268 | 9 | 25 | 14 | 0 | 0 | 0 | 0 | 0 | 0 | 0 | 0 | 0 | 0 | 0 | 1 |  | 9 | 25 | 9 | 24
| 6423 | 268 | 9 | 25 | 15 | 0 | 0 | 0 | 0 | 0 | 0 | 0 | 0 | 0 | 0 | 0 | 1 |  | 9 | 25 | 9 | 24
| 6424 | 268 | 9 | 25 | 16 | 0 | 0 | 0 | 0 | 0 | 0 | 0 | 0 | 0 | 0 | 0 | 1 |  | 9 | 25 | 9 | 24
| 6425 | 268 | 9 | 25 | 17 | 0 | 0 | 0 | 0 | 0 | 0 | 0 | 0 | 0 | 0 | 0 | 1 |  | 9 | 25 | 9 | 24
| 6426 | 268 | 9 | 25 | 18 | 0 | 0 | 0 | 0 | 0 | 0 | 0 | 0 | 0 | 0 | 0 | 1 |  | 9 | 25 | 9 | 24
| 6427 | 268 | 9 | 25 | 19 | 0 | 0 | 0 | 0 | 0 | 0 | 0 | 0 | 0 | 0 | 0 | 1 |  | 9 | 25 | 9 | 24
| 6428 | 268 | 9 | 25 | 20 | 0 | 0 | 0 | 0 | 0 | 0 | 0 | 0 | 0 | 0 | 0 | 1 |  | 9 | 25 | 9 | 24
| 6429 | 268 | 9 | 25 | 21 | 0 | 0 | 0 | 0 | 0 | 0 | 0 | 0 | 0 | 0 | 0 | 1 |  | 9 | 25 | 9 | 24
| 6430 | 268 | 9 | 25 | 22 | 0 | 0 | 0 | 0 | 0 | 0 | 0 | 0 | 0 | 0 | 0 | 1 |  | 9 | 25 | 9 | 24
| 6431 | 268 | 9 | 25 | 23 | 0 | 0 | 0 | 0 | 0 | 0 | 0 | 0 | 0 | 0 | 0 | 1 |  | 9 | 25 | 9 | 24
| 6432 | 268 | 9 | 25 | 24 | 0 | 0 | 0 | 0 | 0 | 0 | 0 | 0 | 0 | 0 | 0 | 1 |  | 9 | 25 | 9 | 24
| 6433 | 269 | 9 | 26 | 1 | 0 | 0 | 1 | 0 | 0 | 0 | 0 | 0 | 0 | 0 | 0 | 1 |  | 9 | 26 | 9 | 25
| 6434 | 269 | 9 | 26 | 2 | 0 | 0 | 1 | 0 | 0 | 0 | 0 | 0 | 0 | 0 | 0 | 1 |  | 9 | 26 | 9 | 25
| 6435 | 269 | 9 | 26 | 3 | 0 | 0 | 1 | 0 | 0 | 0 | 0 | 0 | 0 | 0 | 0 | 1 |  | 9 | 26 | 9 | 25
| 6436 | 269 | 9 | 26 | 4 | 0 | 0 | 1 | 0 | 0 | 0 | 0 | 0 | 0 | 0 | 0 | 1 |  | 9 | 26 | 9 | 25
| 6437 | 269 | 9 | 26 | 5 | 0 | 0 | 1 | 0 | 0 | 0 | 0 | 0 | 0 | 0 | 0 | 1 |  | 9 | 26 | 9 | 25
| 6438 | 269 | 9 | 26 | 6 | 0 | 0 | 1 | 0 | 0 | 0 | 0 | 0 | 0 | 0 | 0 | 1 |  | 9 | 26 | 9 | 25
| 6439 | 269 | 9 | 26 | 7 | 0 | 0 | 1 | 0 | 0 | 0 | 0 | 0 | 0 | 0 | 0 | 1 |  | 9 | 26 | 9 | 25
| 6440 | 269 | 9 | 26 | 8 | 0 | 0 | 1 | 0 | 0 | 0 | 0 | 0 | 0 | 0 | 0 | 1 |  | 9 | 26 | 9 | 25
| 6441 | 269 | 9 | 26 | 9 | 0 | 0 | 1 | 0 | 0 | 0 | 0 | 0 | 0 | 0 | 0 | 1 |  | 9 | 26 | 9 | 25
| 6442 | 269 | 9 | 26 | 10 | 0 | 0 | 1 | 0 | 0 | 0 | 0 | 0 | 0 | 0 | 0 | 1 |  | 9 | 26 | 9 | 25
| 6443 | 269 | 9 | 26 | 11 | 0 | 0 | 1 | 0 | 0 | 0 | 0 | 0 | 0 | 0 | 0 | 1 |  | 9 | 26 | 9 | 25
| 6444 | 269 | 9 | 26 | 12 | 0 | 0 | 1 | 0 | 0 | 0 | 0 | 0 | 0 | 0 | 0 | 1 |  | 9 | 26 | 9 | 25
| 6445 | 269 | 9 | 26 | 13 | 0 | 0 | 1 | 0 | 0 | 0 | 0 | 0 | 0 | 0 | 0 | 1 |  | 9 | 26 | 9 | 25
| 6446 | 269 | 9 | 26 | 14 | 0 | 0 | 1 | 0 | 0 | 0 | 0 | 0 | 0 | 0 | 0 | 1 |  | 9 | 26 | 9 | 25
| 6447 | 269 | 9 | 26 | 15 | 0 | 0 | 1 | 0 | 0 | 0 | 0 | 0 | 0 | 0 | 0 | 1 |  | 9 | 26 | 9 | 25
| 6448 | 269 | 9 | 26 | 16 | 0 | 0 | 1 | 0 | 0 | 0 | 0 | 0 | 0 | 0 | 0 | 1 |  | 9 | 26 | 9 | 25
| 6449 | 269 | 9 | 26 | 17 | 0 | 0 | 1 | 0 | 0 | 0 | 0 | 0 | 0 | 0 | 0 | 1 |  | 9 | 26 | 9 | 25
| 6450 | 269 | 9 | 26 | 18 | 0 | 0 | 1 | 0 | 0 | 0 | 0 | 0 | 0 | 0 | 0 | 1 |  | 9 | 26 | 9 | 25
| 6451 | 269 | 9 | 26 | 19 | 0 | 0 | 1 | 0 | 0 | 0 | 0 | 0 | 0 | 0 | 0 | 1 |  | 9 | 26 | 9 | 25
| 6452 | 269 | 9 | 26 | 20 | 0 | 0 | 1 | 0 | 0 | 0 | 0 | 0 | 0 | 0 | 0 | 1 |  | 9 | 26 | 9 | 25
| 6453 | 269 | 9 | 26 | 21 | 0 | 0 | 1 | 0 | 0 | 0 | 0 | 0 | 0 | 0 | 0 | 1 |  | 9 | 26 | 9 | 25
| 6454 | 269 | 9 | 26 | 22 | 0 | 0 | 1 | 0 | 0 | 0 | 0 | 0 | 0 | 0 | 0 | 1 |  | 9 | 26 | 9 | 25
| 6455 | 269 | 9 | 26 | 23 | 0 | 0 | 1 | 0 | 0 | 0 | 0 | 0 | 0 | 0 | 0 | 1 |  | 9 | 26 | 9 | 25
| 6456 | 269 | 9 | 26 | 24 | 0 | 0 | 1 | 0 | 0 | 0 | 0 | 0 | 0 | 0 | 0 | 1 |  | 9 | 26 | 9 | 25
| 6457 | 270 | 9 | 27 | 1 | 0 | 0 | 1 | 0 | 0 | 0 | 0 | 0 | 0 | 0 | 0 | 1 |  | 9 | 27 | 9 | 26
| 6458 | 270 | 9 | 27 | 2 | 0 | 0 | 1 | 0 | 0 | 0 | 0 | 0 | 0 | 0 | 0 | 1 |  | 9 | 27 | 9 | 26
| 6459 | 270 | 9 | 27 | 3 | 0 | 0 | 1 | 0 | 0 | 0 | 0 | 0 | 0 | 0 | 0 | 1 |  | 9 | 27 | 9 | 26
| 6460 | 270 | 9 | 27 | 4 | 0 | 0 | 1 | 0 | 0 | 0 | 0 | 0 | 0 | 0 | 0 | 1 |  | 9 | 27 | 9 | 26
| 6461 | 270 | 9 | 27 | 5 | 0 | 0 | 1 | 0 | 0 | 0 | 0 | 0 | 0 | 0 | 0 | 1 |  | 9 | 27 | 9 | 26
| 6462 | 270 | 9 | 27 | 6 | 0 | 0 | 1 | 0 | 0 | 0 | 0 | 0 | 0 | 0 | 0 | 1 |  | 9 | 27 | 9 | 26
| 6463 | 270 | 9 | 27 | 7 | 0 | 0 | 1 | 0 | 0 | 0 | 0 | 0 | 0 | 0 | 0 | 1 |  | 9 | 27 | 9 | 26
| 6464 | 270 | 9 | 27 | 8 | 0 | 0 | 1 | 0 | 0 | 0 | 0 | 0 | 0 | 0 | 0 | 1 |  | 9 | 27 | 9 | 26
| 6465 | 270 | 9 | 27 | 9 | 0 | 0 | 1 | 0 | 0 | 0 | 0 | 0 | 0 | 0 | 0 | 1 |  | 9 | 27 | 9 | 26
| 6466 | 270 | 9 | 27 | 10 | 0 | 0 | 1 | 0 | 0 | 0 | 0 | 0 | 0 | 0 | 0 | 1 |  | 9 | 27 | 9 | 26
| 6467 | 270 | 9 | 27 | 11 | 0 | 0 | 1 | 0 | 0 | 0 | 0 | 0 | 0 | 0 | 0 | 1 |  | 9 | 27 | 9 | 26
| 6468 | 270 | 9 | 27 | 12 | 0 | 0 | 1 | 0 | 0 | 0 | 0 | 0 | 0 | 0 | 0 | 1 |  | 9 | 27 | 9 | 26
| 6469 | 270 | 9 | 27 | 13 | 0 | 0 | 1 | 0 | 0 | 0 | 0 | 0 | 0 | 0 | 0 | 1 |  | 9 | 27 | 9 | 26
| 6470 | 270 | 9 | 27 | 14 | 0 | 0 | 1 | 0 | 0 | 0 | 0 | 0 | 0 | 0 | 0 | 1 |  | 9 | 27 | 9 | 26
| 6471 | 270 | 9 | 27 | 15 | 0 | 0 | 1 | 0 | 0 | 0 | 0 | 0 | 0 | 0 | 0 | 1 |  | 9 | 27 | 9 | 26
| 6472 | 270 | 9 | 27 | 16 | 0 | 0 | 1 | 0 | 0 | 0 | 0 | 0 | 0 | 0 | 0 | 1 |  | 9 | 27 | 9 | 26
| 6473 | 270 | 9 | 27 | 17 | 0 | 0 | 1 | 0 | 0 | 0 | 0 | 0 | 0 | 0 | 0 | 1 |  | 9 | 27 | 9 | 26
| 6474 | 270 | 9 | 27 | 18 | 0 | 0 | 1 | 0 | 0 | 0 | 0 | 0 | 0 | 0 | 0 | 1 |  | 9 | 27 | 9 | 26
| 6475 | 270 | 9 | 27 | 19 | 0 | 0 | 1 | 0 | 0 | 0 | 0 | 0 | 0 | 0 | 0 | 1 |  | 9 | 27 | 9 | 26
| 6476 | 270 | 9 | 27 | 20 | 0 | 0 | 1 | 0 | 0 | 0 | 0 | 0 | 0 | 0 | 0 | 1 |  | 9 | 27 | 9 | 26
| 6477 | 270 | 9 | 27 | 21 | 0 | 0 | 1 | 0 | 0 | 0 | 0 | 0 | 0 | 0 | 0 | 1 |  | 9 | 27 | 9 | 26
| 6478 | 270 | 9 | 27 | 22 | 0 | 0 | 1 | 0 | 0 | 0 | 0 | 0 | 0 | 0 | 0 | 1 |  | 9 | 27 | 9 | 26
| 6479 | 270 | 9 | 27 | 23 | 0 | 0 | 1 | 0 | 0 | 0 | 0 | 0 | 0 | 0 | 0 | 1 |  | 9 | 27 | 9 | 26
| 6480 | 270 | 9 | 27 | 24 | 0 | 0 | 1 | 0 | 0 | 0 | 0 | 0 | 0 | 0 | 0 | 1 |  | 9 | 27 | 9 | 26
| 6481 | 271 | 9 | 28 | 1 | 0 | 0 | 1 | 0 | 0 | 0 | 0 | 0 | 0 | 0 | 0 | 1 |  | 9 | 28 | 9 | 27
| 6482 | 271 | 9 | 28 | 2 | 0 | 0 | 1 | 0 | 0 | 0 | 0 | 0 | 0 | 0 | 0 | 1 |  | 9 | 28 | 9 | 27
| 6483 | 271 | 9 | 28 | 3 | 0 | 0 | 1 | 0 | 0 | 0 | 0 | 0 | 0 | 0 | 0 | 1 |  | 9 | 28 | 9 | 27
| 6484 | 271 | 9 | 28 | 4 | 0 | 0 | 1 | 0 | 0 | 0 | 0 | 0 | 0 | 0 | 0 | 1 |  | 9 | 28 | 9 | 27
| 6485 | 271 | 9 | 28 | 5 | 0 | 0 | 1 | 0 | 0 | 0 | 0 | 0 | 0 | 0 | 0 | 1 |  | 9 | 28 | 9 | 27
| 6486 | 271 | 9 | 28 | 6 | 0 | 0 | 1 | 0 | 0 | 0 | 0 | 0 | 0 | 0 | 0 | 1 |  | 9 | 28 | 9 | 27
| 6487 | 271 | 9 | 28 | 7 | 0 | 0 | 1 | 0 | 0 | 0 | 0 | 0 | 0 | 0 | 0 | 1 |  | 9 | 28 | 9 | 27
| 6488 | 271 | 9 | 28 | 8 | 0 | 0 | 1 | 0 | 0 | 0 | 0 | 0 | 0 | 0 | 0 | 1 |  | 9 | 28 | 9 | 27
| 6489 | 271 | 9 | 28 | 9 | 0 | 0 | 1 | 0 | 0 | 0 | 0 | 0 | 0 | 0 | 0 | 1 |  | 9 | 28 | 9 | 27
| 6490 | 271 | 9 | 28 | 10 | 0 | 0 | 1 | 0 | 0 | 0 | 0 | 0 | 0 | 0 | 0 | 1 |  | 9 | 28 | 9 | 27
| 6491 | 271 | 9 | 28 | 11 | 0 | 0 | 1 | 0 | 0 | 0 | 0 | 0 | 0 | 0 | 0 | 1 |  | 9 | 28 | 9 | 27
| 6492 | 271 | 9 | 28 | 12 | 0 | 0 | 1 | 0 | 0 | 0 | 0 | 0 | 0 | 0 | 0 | 1 |  | 9 | 28 | 9 | 27
| 6493 | 271 | 9 | 28 | 13 | 0 | 0 | 1 | 0 | 0 | 0 | 0 | 0 | 0 | 0 | 0 | 1 |  | 9 | 28 | 9 | 27
| 6494 | 271 | 9 | 28 | 14 | 0 | 0 | 1 | 0 | 0 | 0 | 0 | 0 | 0 | 0 | 0 | 1 |  | 9 | 28 | 9 | 27
| 6495 | 271 | 9 | 28 | 15 | 0 | 0 | 1 | 0 | 0 | 0 | 0 | 0 | 0 | 0 | 0 | 1 |  | 9 | 28 | 9 | 27
| 6496 | 271 | 9 | 28 | 16 | 0 | 0 | 1 | 0 | 0 | 0 | 0 | 0 | 0 | 0 | 0 | 1 |  | 9 | 28 | 9 | 27
| 6497 | 271 | 9 | 28 | 17 | 0 | 0 | 1 | 0 | 0 | 0 | 0 | 0 | 0 | 0 | 0 | 1 |  | 9 | 28 | 9 | 27
| 6498 | 271 | 9 | 28 | 18 | 0 | 0 | 1 | 0 | 0 | 0 | 0 | 0 | 0 | 0 | 0 | 1 |  | 9 | 28 | 9 | 27
| 6499 | 271 | 9 | 28 | 19 | 0 | 0 | 1 | 0 | 0 | 0 | 0 | 0 | 0 | 0 | 0 | 1 |  | 9 | 28 | 9 | 27
| 6500 | 271 | 9 | 28 | 20 | 0 | 0 | 1 | 0 | 0 | 0 | 0 | 0 | 0 | 0 | 0 | 1 |  | 9 | 28 | 9 | 27
| 6501 | 271 | 9 | 28 | 21 | 0 | 0 | 1 | 0 | 0 | 0 | 0 | 0 | 0 | 0 | 0 | 1 |  | 9 | 28 | 9 | 27
| 6502 | 271 | 9 | 28 | 22 | 0 | 0 | 1 | 0 | 0 | 0 | 0 | 0 | 0 | 0 | 0 | 1 |  | 9 | 28 | 9 | 27
| 6503 | 271 | 9 | 28 | 23 | 0 | 0 | 1 | 0 | 0 | 0 | 0 | 0 | 0 | 0 | 0 | 1 |  | 9 | 28 | 9 | 27
| 6504 | 271 | 9 | 28 | 24 | 0 | 0 | 1 | 0 | 0 | 0 | 0 | 0 | 0 | 0 | 0 | 1 |  | 9 | 28 | 9 | 27
| 6505 | 272 | 9 | 29 | 1 | 0 | 0 | 1 | 0 | 0 | 0 | 0 | 0 | 0 | 0 | 0 | 1 |  | 9 | 29 | 9 | 28
| 6506 | 272 | 9 | 29 | 2 | 0 | 0 | 1 | 0 | 0 | 0 | 0 | 0 | 0 | 0 | 0 | 1 |  | 9 | 29 | 9 | 28
| 6507 | 272 | 9 | 29 | 3 | 0 | 0 | 1 | 0 | 0 | 0 | 0 | 0 | 0 | 0 | 0 | 1 |  | 9 | 29 | 9 | 28
| 6508 | 272 | 9 | 29 | 4 | 0 | 0 | 1 | 0 | 0 | 0 | 0 | 0 | 0 | 0 | 0 | 1 |  | 9 | 29 | 9 | 28
| 6509 | 272 | 9 | 29 | 5 | 0 | 0 | 1 | 0 | 0 | 0 | 0 | 0 | 0 | 0 | 0 | 1 |  | 9 | 29 | 9 | 28
| 6510 | 272 | 9 | 29 | 6 | 0 | 0 | 1 | 0 | 0 | 0 | 0 | 0 | 0 | 0 | 0 | 1 |  | 9 | 29 | 9 | 28
| 6511 | 272 | 9 | 29 | 7 | 0 | 0 | 1 | 0 | 0 | 0 | 0 | 0 | 0 | 0 | 0 | 1 |  | 9 | 29 | 9 | 28
| 6512 | 272 | 9 | 29 | 8 | 0 | 0 | 1 | 0 | 0 | 0 | 0 | 0 | 0 | 0 | 0 | 1 |  | 9 | 29 | 9 | 28
| 6513 | 272 | 9 | 29 | 9 | 0 | 0 | 1 | 0 | 0 | 0 | 0 | 0 | 0 | 0 | 0 | 1 |  | 9 | 29 | 9 | 28
| 6514 | 272 | 9 | 29 | 10 | 0 | 0 | 1 | 0 | 0 | 0 | 0 | 0 | 0 | 0 | 0 | 1 |  | 9 | 29 | 9 | 28
| 6515 | 272 | 9 | 29 | 11 | 0 | 0 | 1 | 0 | 0 | 0 | 0 | 0 | 0 | 0 | 0 | 1 |  | 9 | 29 | 9 | 28
| 6516 | 272 | 9 | 29 | 12 | 0 | 0 | 1 | 0 | 0 | 0 | 0 | 0 | 0 | 0 | 0 | 1 |  | 9 | 29 | 9 | 28
| 6517 | 272 | 9 | 29 | 13 | 0 | 0 | 1 | 0 | 0 | 0 | 0 | 0 | 0 | 0 | 0 | 1 |  | 9 | 29 | 9 | 28
| 6518 | 272 | 9 | 29 | 14 | 0 | 0 | 1 | 0 | 0 | 0 | 0 | 0 | 0 | 0 | 0 | 1 |  | 9 | 29 | 9 | 28
| 6519 | 272 | 9 | 29 | 15 | 0 | 0 | 1 | 0 | 0 | 0 | 0 | 0 | 0 | 0 | 0 | 1 |  | 9 | 29 | 9 | 28
| 6520 | 272 | 9 | 29 | 16 | 0 | 0 | 1 | 0 | 0 | 0 | 0 | 0 | 0 | 0 | 0 | 1 |  | 9 | 29 | 9 | 28
| 6521 | 272 | 9 | 29 | 17 | 0 | 0 | 1 | 0 | 0 | 0 | 0 | 0 | 0 | 0 | 0 | 1 |  | 9 | 29 | 9 | 28
| 6522 | 272 | 9 | 29 | 18 | 0 | 0 | 1 | 0 | 0 | 0 | 0 | 0 | 0 | 0 | 0 | 1 |  | 9 | 29 | 9 | 28
| 6523 | 272 | 9 | 29 | 19 | 0 | 0 | 1 | 0 | 0 | 0 | 0 | 0 | 0 | 0 | 0 | 1 |  | 9 | 29 | 9 | 28
| 6524 | 272 | 9 | 29 | 20 | 0 | 0 | 1 | 0 | 0 | 0 | 0 | 0 | 0 | 0 | 0 | 1 |  | 9 | 29 | 9 | 28
| 6525 | 272 | 9 | 29 | 21 | 0 | 0 | 1 | 0 | 0 | 0 | 0 | 0 | 0 | 0 | 0 | 1 |  | 9 | 29 | 9 | 28
| 6526 | 272 | 9 | 29 | 22 | 0 | 0 | 1 | 0 | 0 | 0 | 0 | 0 | 0 | 0 | 0 | 1 |  | 9 | 29 | 9 | 28
| 6527 | 272 | 9 | 29 | 23 | 0 | 0 | 1 | 0 | 0 | 0 | 0 | 0 | 0 | 0 | 0 | 1 |  | 9 | 29 | 9 | 28
| 6528 | 272 | 9 | 29 | 24 | 0 | 0 | 1 | 0 | 0 | 0 | 0 | 0 | 0 | 0 | 0 | 1 |  | 9 | 29 | 9 | 28
| 6529 | 273 | 9 | 30 | 1 | 0 | 0 | 1 | 0 | 0 | 0 | 0 | 0 | 0 | 0 | 0 | 1 |  | 9 | 30 | 9 | 29
| 6530 | 273 | 9 | 30 | 2 | 0 | 0 | 1 | 0 | 0 | 0 | 0 | 0 | 0 | 0 | 0 | 1 |  | 9 | 30 | 9 | 29
| 6531 | 273 | 9 | 30 | 3 | 0 | 0 | 1 | 0 | 0 | 0 | 0 | 0 | 0 | 0 | 0 | 1 |  | 9 | 30 | 9 | 29
| 6532 | 273 | 9 | 30 | 4 | 0 | 0 | 1 | 0 | 0 | 0 | 0 | 0 | 0 | 0 | 0 | 1 |  | 9 | 30 | 9 | 29
| 6533 | 273 | 9 | 30 | 5 | 0 | 0 | 1 | 0 | 0 | 0 | 0 | 0 | 0 | 0 | 0 | 1 |  | 9 | 30 | 9 | 29
| 6534 | 273 | 9 | 30 | 6 | 0 | 0 | 1 | 0 | 0 | 0 | 0 | 0 | 0 | 0 | 0 | 1 |  | 9 | 30 | 9 | 29
| 6535 | 273 | 9 | 30 | 7 | 0 | 0 | 1 | 0 | 0 | 0 | 0 | 0 | 0 | 0 | 0 | 1 |  | 9 | 30 | 9 | 29
| 6536 | 273 | 9 | 30 | 8 | 0 | 0 | 1 | 0 | 0 | 0 | 0 | 0 | 0 | 0 | 0 | 1 |  | 9 | 30 | 9 | 29
| 6537 | 273 | 9 | 30 | 9 | 0 | 0 | 1 | 0 | 0 | 0 | 0 | 0 | 0 | 0 | 0 | 1 |  | 9 | 30 | 9 | 29
| 6538 | 273 | 9 | 30 | 10 | 0 | 0 | 1 | 0 | 0 | 0 | 0 | 0 | 0 | 0 | 0 | 1 |  | 9 | 30 | 9 | 29
| 6539 | 273 | 9 | 30 | 11 | 0 | 0 | 1 | 0 | 0 | 0 | 0 | 0 | 0 | 0 | 0 | 1 |  | 9 | 30 | 9 | 29
| 6540 | 273 | 9 | 30 | 12 | 0 | 0 | 1 | 0 | 0 | 0 | 0 | 0 | 0 | 0 | 0 | 1 |  | 9 | 30 | 9 | 29
| 6541 | 273 | 9 | 30 | 13 | 0 | 0 | 1 | 0 | 0 | 0 | 0 | 0 | 0 | 0 | 0 | 1 |  | 9 | 30 | 9 | 29
| 6542 | 273 | 9 | 30 | 14 | 0 | 0 | 1 | 0 | 0 | 0 | 0 | 0 | 0 | 0 | 0 | 1 |  | 9 | 30 | 9 | 29
| 6543 | 273 | 9 | 30 | 15 | 0 | 0 | 1 | 0 | 0 | 0 | 0 | 0 | 0 | 0 | 0 | 1 |  | 9 | 30 | 9 | 29
| 6544 | 273 | 9 | 30 | 16 | 0 | 0 | 1 | 0 | 0 | 0 | 0 | 0 | 0 | 0 | 0 | 1 |  | 9 | 30 | 9 | 29
| 6545 | 273 | 9 | 30 | 17 | 0 | 0 | 1 | 0 | 0 | 0 | 0 | 0 | 0 | 0 | 0 | 1 |  | 9 | 30 | 9 | 29
| 6546 | 273 | 9 | 30 | 18 | 0 | 0 | 1 | 0 | 0 | 0 | 0 | 0 | 0 | 0 | 0 | 1 |  | 9 | 30 | 9 | 29
| 6547 | 273 | 9 | 30 | 19 | 0 | 0 | 1 | 0 | 0 | 0 | 0 | 0 | 0 | 0 | 0 | 1 |  | 9 | 30 | 9 | 29
| 6548 | 273 | 9 | 30 | 20 | 0 | 0 | 1 | 0 | 0 | 0 | 0 | 0 | 0 | 0 | 0 | 1 |  | 9 | 30 | 9 | 29
| 6549 | 273 | 9 | 30 | 21 | 0 | 0 | 1 | 0 | 0 | 0 | 0 | 0 | 0 | 0 | 0 | 1 |  | 9 | 30 | 9 | 29
| 6550 | 273 | 9 | 30 | 22 | 0 | 0 | 1 | 0 | 0 | 0 | 0 | 0 | 0 | 0 | 0 | 1 |  | 9 | 30 | 9 | 29
| 6551 | 273 | 9 | 30 | 23 | 0 | 0 | 1 | 0 | 0 | 0 | 0 | 0 | 0 | 0 | 0 | 1 |  | 9 | 30 | 9 | 29
| 6552 | 273 | 9 | 30 | 24 | 0 | 0 | 1 | 0 | 0 | 0 | 0 | 0 | 0 | 0 | 0 | 1 |  | 9 | 30 | 9 | 29
| 6553 | 274 | 10 | 1 | 1 | 0 | 0 | 0 | 0 | 0 | 0 | 0 | 0 | 0 | 0 | 0 | 1 |  | 10 | 1 | 9 | 30
| 6554 | 274 | 10 | 1 | 2 | 0 | 0 | 0 | 0 | 0 | 0 | 0 | 0 | 0 | 0 | 0 | 1 |  | 10 | 1 | 9 | 30
| 6555 | 274 | 10 | 1 | 3 | 0 | 0 | 0 | 0 | 0 | 0 | 0 | 0 | 0 | 0 | 0 | 1 |  | 10 | 1 | 9 | 30
| 6556 | 274 | 10 | 1 | 4 | 0 | 0 | 0 | 0 | 0 | 0 | 0 | 0 | 0 | 0 | 0 | 1 |  | 10 | 1 | 9 | 30
| 6557 | 274 | 10 | 1 | 5 | 0 | 0 | 0 | 0 | 0 | 0 | 0 | 0 | 0 | 0 | 0 | 1 |  | 10 | 1 | 9 | 30
| 6558 | 274 | 10 | 1 | 6 | 0 | 0 | 0 | 0 | 0 | 0 | 0 | 0 | 0 | 0 | 0 | 1 |  | 10 | 1 | 9 | 30
| 6559 | 274 | 10 | 1 | 7 | 0 | 0 | 0 | 0 | 0 | 0 | 0 | 0 | 0 | 0 | 0 | 1 |  | 10 | 1 | 9 | 30
| 6560 | 274 | 10 | 1 | 8 | 0 | 0 | 0 | 0 | 0 | 0 | 0 | 0 | 0 | 0 | 0 | 1 |  | 10 | 1 | 9 | 30
| 6561 | 274 | 10 | 1 | 9 | 0 | 0 | 0 | 0 | 0 | 0 | 0 | 0 | 0 | 0 | 0 | 1 |  | 10 | 1 | 9 | 30
| 6562 | 274 | 10 | 1 | 10 | 0 | 0 | 0 | 0 | 0 | 0 | 0 | 0 | 0 | 0 | 0 | 1 |  | 10 | 1 | 9 | 30
| 6563 | 274 | 10 | 1 | 11 | 0 | 0 | 0 | 0 | 0 | 0 | 0 | 0 | 0 | 0 | 0 | 1 |  | 10 | 1 | 9 | 30
| 6564 | 274 | 10 | 1 | 12 | 0 | 0 | 0 | 0 | 0 | 0 | 0 | 0 | 0 | 0 | 0 | 1 |  | 10 | 1 | 9 | 30
| 6565 | 274 | 10 | 1 | 13 | 0 | 0 | 0 | 0 | 0 | 0 | 0 | 0 | 0 | 0 | 0 | 1 |  | 10 | 1 | 9 | 30
| 6566 | 274 | 10 | 1 | 14 | 0 | 0 | 0 | 0 | 0 | 0 | 0 | 0 | 0 | 0 | 0 | 1 |  | 10 | 1 | 9 | 30
| 6567 | 274 | 10 | 1 | 15 | 0 | 0 | 0 | 0 | 0 | 0 | 0 | 0 | 0 | 0 | 0 | 1 |  | 10 | 1 | 9 | 30
| 6568 | 274 | 10 | 1 | 16 | 0 | 0 | 0 | 0 | 0 | 0 | 0 | 0 | 0 | 0 | 0 | 1 |  | 10 | 1 | 9 | 30
| 6569 | 274 | 10 | 1 | 17 | 0 | 0 | 0 | 0 | 0 | 0 | 0 | 0 | 0 | 0 | 0 | 1 |  | 10 | 1 | 9 | 30
| 6570 | 274 | 10 | 1 | 18 | 0 | 0 | 0 | 0 | 0 | 0 | 0 | 0 | 0 | 0 | 0 | 1 |  | 10 | 1 | 9 | 30
| 6571 | 274 | 10 | 1 | 19 | 0 | 0 | 0 | 0 | 0 | 0 | 0 | 0 | 0 | 0 | 0 | 1 |  | 10 | 1 | 9 | 30
| 6572 | 274 | 10 | 1 | 20 | 0 | 0 | 0 | 0 | 0 | 0 | 0 | 0 | 0 | 0 | 0 | 1 |  | 10 | 1 | 9 | 30
| 6573 | 274 | 10 | 1 | 21 | 0 | 0 | 0 | 0 | 0 | 0 | 0 | 0 | 0 | 0 | 0 | 1 |  | 10 | 1 | 9 | 30
| 6574 | 274 | 10 | 1 | 22 | 0 | 0 | 0 | 0 | 0 | 0 | 0 | 0 | 0 | 0 | 0 | 1 |  | 10 | 1 | 9 | 30
| 6575 | 274 | 10 | 1 | 23 | 0 | 0 | 0 | 0 | 0 | 0 | 0 | 0 | 0 | 0 | 0 | 1 |  | 10 | 1 | 9 | 30
| 6576 | 274 | 10 | 1 | 24 | 0 | 0 | 0 | 0 | 0 | 0 | 0 | 0 | 0 | 0 | 0 | 1 |  | 10 | 1 | 9 | 30
| 6577 | 275 | 10 | 2 | 1 | 0 | 0 | 0 | 0 | 0 | 0 | 0 | 0 | 0 | 0 | 0 | 1 |  | 10 | 2 | 10 | 1
| 6578 | 275 | 10 | 2 | 2 | 0 | 0 | 0 | 0 | 0 | 0 | 0 | 0 | 0 | 0 | 0 | 1 |  | 10 | 2 | 10 | 1
| 6579 | 275 | 10 | 2 | 3 | 0 | 0 | 0 | 0 | 0 | 0 | 0 | 0 | 0 | 0 | 0 | 1 |  | 10 | 2 | 10 | 1
| 6580 | 275 | 10 | 2 | 4 | 0 | 0 | 0 | 0 | 0 | 0 | 0 | 0 | 0 | 0 | 0 | 1 |  | 10 | 2 | 10 | 1
| 6581 | 275 | 10 | 2 | 5 | 0 | 0 | 0 | 0 | 0 | 0 | 0 | 0 | 0 | 0 | 0 | 1 |  | 10 | 2 | 10 | 1
| 6582 | 275 | 10 | 2 | 6 | 0 | 0 | 0 | 0 | 0 | 0 | 0 | 0 | 0 | 0 | 0 | 1 |  | 10 | 2 | 10 | 1
| 6583 | 275 | 10 | 2 | 7 | 0 | 0 | 0 | 0 | 0 | 0 | 0 | 0 | 0 | 0 | 0 | 1 |  | 10 | 2 | 10 | 1
| 6584 | 275 | 10 | 2 | 8 | 0 | 0 | 0 | 0 | 0 | 0 | 0 | 0 | 0 | 0 | 0 | 1 |  | 10 | 2 | 10 | 1
| 6585 | 275 | 10 | 2 | 9 | 0 | 0 | 0 | 0 | 0 | 0 | 0 | 0 | 0 | 0 | 0 | 1 |  | 10 | 2 | 10 | 1
| 6586 | 275 | 10 | 2 | 10 | 0 | 0 | 0 | 0 | 0 | 0 | 0 | 0 | 0 | 0 | 0 | 1 |  | 10 | 2 | 10 | 1
| 6587 | 275 | 10 | 2 | 11 | 0 | 0 | 0 | 0 | 0 | 0 | 0 | 0 | 0 | 0 | 0 | 1 |  | 10 | 2 | 10 | 1
| 6588 | 275 | 10 | 2 | 12 | 0 | 0 | 0 | 0 | 0 | 0 | 0 | 0 | 0 | 0 | 0 | 1 |  | 10 | 2 | 10 | 1
| 6589 | 275 | 10 | 2 | 13 | 0 | 0 | 0 | 0 | 0 | 0 | 0 | 0 | 0 | 0 | 0 | 1 |  | 10 | 2 | 10 | 1
| 6590 | 275 | 10 | 2 | 14 | 0 | 0 | 0 | 0 | 0 | 0 | 0 | 0 | 0 | 0 | 0 | 1 |  | 10 | 2 | 10 | 1
| 6591 | 275 | 10 | 2 | 15 | 0 | 0 | 0 | 0 | 0 | 0 | 0 | 0 | 0 | 0 | 0 | 1 |  | 10 | 2 | 10 | 1
| 6592 | 275 | 10 | 2 | 16 | 0 | 0 | 0 | 0 | 0 | 0 | 0 | 0 | 0 | 0 | 0 | 1 |  | 10 | 2 | 10 | 1
| 6593 | 275 | 10 | 2 | 17 | 0 | 0 | 0 | 0 | 0 | 0 | 0 | 0 | 0 | 0 | 0 | 1 |  | 10 | 2 | 10 | 1
| 6594 | 275 | 10 | 2 | 18 | 0 | 0 | 0 | 0 | 0 | 0 | 0 | 0 | 0 | 0 | 0 | 1 |  | 10 | 2 | 10 | 1
| 6595 | 275 | 10 | 2 | 19 | 0 | 0 | 0 | 0 | 0 | 0 | 0 | 0 | 0 | 0 | 0 | 1 |  | 10 | 2 | 10 | 1
| 6596 | 275 | 10 | 2 | 20 | 0 | 0 | 0 | 0 | 0 | 0 | 0 | 0 | 0 | 0 | 0 | 1 |  | 10 | 2 | 10 | 1
| 6597 | 275 | 10 | 2 | 21 | 0 | 0 | 0 | 0 | 0 | 0 | 0 | 0 | 0 | 0 | 0 | 1 |  | 10 | 2 | 10 | 1
| 6598 | 275 | 10 | 2 | 22 | 0 | 0 | 0 | 0 | 0 | 0 | 0 | 0 | 0 | 0 | 0 | 1 |  | 10 | 2 | 10 | 1
| 6599 | 275 | 10 | 2 | 23 | 0 | 0 | 0 | 0 | 0 | 0 | 0 | 0 | 0 | 0 | 0 | 1 |  | 10 | 2 | 10 | 1
| 6600 | 275 | 10 | 2 | 24 | 0 | 0 | 0 | 0 | 0 | 0 | 0 | 0 | 0 | 0 | 0 | 1 |  | 10 | 2 | 10 | 1
| 6601 | 276 | 10 | 3 | 1 | 0 | 0 | 1 | 0 | 0 | 0 | 0 | 0 | 0 | 0 | 0 | 1 |  | 10 | 3 | 10 | 2
| 6602 | 276 | 10 | 3 | 2 | 0 | 0 | 1 | 0 | 0 | 0 | 0 | 0 | 0 | 0 | 0 | 1 |  | 10 | 3 | 10 | 2
| 6603 | 276 | 10 | 3 | 3 | 0 | 0 | 1 | 0 | 0 | 0 | 0 | 0 | 0 | 0 | 0 | 1 |  | 10 | 3 | 10 | 2
| 6604 | 276 | 10 | 3 | 4 | 0 | 0 | 1 | 0 | 0 | 0 | 0 | 0 | 0 | 0 | 0 | 1 |  | 10 | 3 | 10 | 2
| 6605 | 276 | 10 | 3 | 5 | 0 | 0 | 1 | 0 | 0 | 0 | 0 | 0 | 0 | 0 | 0 | 1 |  | 10 | 3 | 10 | 2
| 6606 | 276 | 10 | 3 | 6 | 0 | 0 | 1 | 0 | 0 | 0 | 0 | 0 | 0 | 0 | 0 | 1 |  | 10 | 3 | 10 | 2
| 6607 | 276 | 10 | 3 | 7 | 0 | 0 | 1 | 0 | 0 | 0 | 0 | 0 | 0 | 0 | 0 | 1 |  | 10 | 3 | 10 | 2
| 6608 | 276 | 10 | 3 | 8 | 0 | 0 | 1 | 0 | 0 | 0 | 0 | 0 | 0 | 0 | 0 | 1 |  | 10 | 3 | 10 | 2
| 6609 | 276 | 10 | 3 | 9 | 0 | 0 | 1 | 0 | 0 | 0 | 0 | 0 | 0 | 0 | 0 | 1 |  | 10 | 3 | 10 | 2
| 6610 | 276 | 10 | 3 | 10 | 0 | 0 | 1 | 0 | 0 | 0 | 0 | 0 | 0 | 0 | 0 | 1 |  | 10 | 3 | 10 | 2
| 6611 | 276 | 10 | 3 | 11 | 0 | 0 | 1 | 0 | 0 | 0 | 0 | 0 | 0 | 0 | 0 | 1 |  | 10 | 3 | 10 | 2
| 6612 | 276 | 10 | 3 | 12 | 0 | 0 | 1 | 0 | 0 | 0 | 0 | 0 | 0 | 0 | 0 | 1 |  | 10 | 3 | 10 | 2
| 6613 | 276 | 10 | 3 | 13 | 0 | 0 | 1 | 0 | 0 | 0 | 0 | 0 | 0 | 0 | 0 | 1 |  | 10 | 3 | 10 | 2
| 6614 | 276 | 10 | 3 | 14 | 0 | 0 | 1 | 0 | 0 | 0 | 0 | 0 | 0 | 0 | 0 | 1 |  | 10 | 3 | 10 | 2
| 6615 | 276 | 10 | 3 | 15 | 0 | 0 | 1 | 0 | 0 | 0 | 0 | 0 | 0 | 0 | 0 | 1 |  | 10 | 3 | 10 | 2
| 6616 | 276 | 10 | 3 | 16 | 0 | 0 | 1 | 0 | 0 | 0 | 0 | 0 | 0 | 0 | 0 | 1 |  | 10 | 3 | 10 | 2
| 6617 | 276 | 10 | 3 | 17 | 0 | 0 | 1 | 0 | 0 | 0 | 0 | 0 | 0 | 0 | 0 | 1 |  | 10 | 3 | 10 | 2
| 6618 | 276 | 10 | 3 | 18 | 0 | 0 | 1 | 0 | 0 | 0 | 0 | 0 | 0 | 0 | 0 | 1 |  | 10 | 3 | 10 | 2
| 6619 | 276 | 10 | 3 | 19 | 0 | 0 | 1 | 0 | 0 | 0 | 0 | 0 | 0 | 0 | 0 | 1 |  | 10 | 3 | 10 | 2
| 6620 | 276 | 10 | 3 | 20 | 0 | 0 | 1 | 0 | 0 | 0 | 0 | 0 | 0 | 0 | 0 | 1 |  | 10 | 3 | 10 | 2
| 6621 | 276 | 10 | 3 | 21 | 0 | 0 | 1 | 0 | 0 | 0 | 0 | 0 | 0 | 0 | 0 | 1 |  | 10 | 3 | 10 | 2
| 6622 | 276 | 10 | 3 | 22 | 0 | 0 | 1 | 0 | 0 | 0 | 0 | 0 | 0 | 0 | 0 | 1 |  | 10 | 3 | 10 | 2
| 6623 | 276 | 10 | 3 | 23 | 0 | 0 | 1 | 0 | 0 | 0 | 0 | 0 | 0 | 0 | 0 | 1 |  | 10 | 3 | 10 | 2
| 6624 | 276 | 10 | 3 | 24 | 0 | 0 | 1 | 0 | 0 | 0 | 0 | 0 | 0 | 0 | 0 | 1 |  | 10 | 3 | 10 | 2
| 6625 | 277 | 10 | 4 | 1 | 0 | 0 | 1 | 0 | 0 | 0 | 0 | 0 | 0 | 0 | 0 | 1 |  | 10 | 4 | 10 | 3
| 6626 | 277 | 10 | 4 | 2 | 0 | 0 | 1 | 0 | 0 | 0 | 0 | 0 | 0 | 0 | 0 | 1 |  | 10 | 4 | 10 | 3
| 6627 | 277 | 10 | 4 | 3 | 0 | 0 | 1 | 0 | 0 | 0 | 0 | 0 | 0 | 0 | 0 | 1 |  | 10 | 4 | 10 | 3
| 6628 | 277 | 10 | 4 | 4 | 0 | 0 | 1 | 0 | 0 | 0 | 0 | 0 | 0 | 0 | 0 | 1 |  | 10 | 4 | 10 | 3
| 6629 | 277 | 10 | 4 | 5 | 0 | 0 | 1 | 0 | 0 | 0 | 0 | 0 | 0 | 0 | 0 | 1 |  | 10 | 4 | 10 | 3
| 6630 | 277 | 10 | 4 | 6 | 0 | 0 | 1 | 0 | 0 | 0 | 0 | 0 | 0 | 0 | 0 | 1 |  | 10 | 4 | 10 | 3
| 6631 | 277 | 10 | 4 | 7 | 0 | 0 | 1 | 0 | 0 | 0 | 0 | 0 | 0 | 0 | 0 | 1 |  | 10 | 4 | 10 | 3
| 6632 | 277 | 10 | 4 | 8 | 0 | 0 | 1 | 0 | 0 | 0 | 0 | 0 | 0 | 0 | 0 | 1 |  | 10 | 4 | 10 | 3
| 6633 | 277 | 10 | 4 | 9 | 0 | 0 | 1 | 0 | 0 | 0 | 0 | 0 | 0 | 0 | 0 | 1 |  | 10 | 4 | 10 | 3
| 6634 | 277 | 10 | 4 | 10 | 0 | 0 | 1 | 0 | 0 | 0 | 0 | 0 | 0 | 0 | 0 | 1 |  | 10 | 4 | 10 | 3
| 6635 | 277 | 10 | 4 | 11 | 0 | 0 | 1 | 0 | 0 | 0 | 0 | 0 | 0 | 0 | 0 | 1 |  | 10 | 4 | 10 | 3
| 6636 | 277 | 10 | 4 | 12 | 0 | 0 | 1 | 0 | 0 | 0 | 0 | 0 | 0 | 0 | 0 | 1 |  | 10 | 4 | 10 | 3
| 6637 | 277 | 10 | 4 | 13 | 0 | 0 | 1 | 0 | 0 | 0 | 0 | 0 | 0 | 0 | 0 | 1 |  | 10 | 4 | 10 | 3
| 6638 | 277 | 10 | 4 | 14 | 0 | 0 | 1 | 0 | 0 | 0 | 0 | 0 | 0 | 0 | 0 | 1 |  | 10 | 4 | 10 | 3
| 6639 | 277 | 10 | 4 | 15 | 0 | 0 | 1 | 0 | 0 | 0 | 0 | 0 | 0 | 0 | 0 | 1 |  | 10 | 4 | 10 | 3
| 6640 | 277 | 10 | 4 | 16 | 0 | 0 | 1 | 0 | 0 | 0 | 0 | 0 | 0 | 0 | 0 | 1 |  | 10 | 4 | 10 | 3
| 6641 | 277 | 10 | 4 | 17 | 0 | 0 | 1 | 0 | 0 | 0 | 0 | 0 | 0 | 0 | 0 | 1 |  | 10 | 4 | 10 | 3
| 6642 | 277 | 10 | 4 | 18 | 0 | 0 | 1 | 0 | 0 | 0 | 0 | 0 | 0 | 0 | 0 | 1 |  | 10 | 4 | 10 | 3
| 6643 | 277 | 10 | 4 | 19 | 0 | 0 | 1 | 0 | 0 | 0 | 0 | 0 | 0 | 0 | 0 | 1 |  | 10 | 4 | 10 | 3
| 6644 | 277 | 10 | 4 | 20 | 0 | 0 | 1 | 0 | 0 | 0 | 0 | 0 | 0 | 0 | 0 | 1 |  | 10 | 4 | 10 | 3
| 6645 | 277 | 10 | 4 | 21 | 0 | 0 | 1 | 0 | 0 | 0 | 0 | 0 | 0 | 0 | 0 | 1 |  | 10 | 4 | 10 | 3
| 6646 | 277 | 10 | 4 | 22 | 0 | 0 | 1 | 0 | 0 | 0 | 0 | 0 | 0 | 0 | 0 | 1 |  | 10 | 4 | 10 | 3
| 6647 | 277 | 10 | 4 | 23 | 0 | 0 | 1 | 0 | 0 | 0 | 0 | 0 | 0 | 0 | 0 | 1 |  | 10 | 4 | 10 | 3
| 6648 | 277 | 10 | 4 | 24 | 0 | 0 | 1 | 0 | 0 | 0 | 0 | 0 | 0 | 0 | 0 | 1 |  | 10 | 4 | 10 | 3
| 6649 | 278 | 10 | 5 | 1 | 0 | 0 | 1 | 0 | 0 | 0 | 0 | 0 | 0 | 0 | 0 | 1 |  | 10 | 5 | 10 | 4
| 6650 | 278 | 10 | 5 | 2 | 0 | 0 | 1 | 0 | 0 | 0 | 0 | 0 | 0 | 0 | 0 | 1 |  | 10 | 5 | 10 | 4
| 6651 | 278 | 10 | 5 | 3 | 0 | 0 | 1 | 0 | 0 | 0 | 0 | 0 | 0 | 0 | 0 | 1 |  | 10 | 5 | 10 | 4
| 6652 | 278 | 10 | 5 | 4 | 0 | 0 | 1 | 0 | 0 | 0 | 0 | 0 | 0 | 0 | 0 | 1 |  | 10 | 5 | 10 | 4
| 6653 | 278 | 10 | 5 | 5 | 0 | 0 | 1 | 0 | 0 | 0 | 0 | 0 | 0 | 0 | 0 | 1 |  | 10 | 5 | 10 | 4
| 6654 | 278 | 10 | 5 | 6 | 0 | 0 | 1 | 0 | 0 | 0 | 0 | 0 | 0 | 0 | 0 | 1 |  | 10 | 5 | 10 | 4
| 6655 | 278 | 10 | 5 | 7 | 0 | 0 | 1 | 0 | 0 | 0 | 0 | 0 | 0 | 0 | 0 | 1 |  | 10 | 5 | 10 | 4
| 6656 | 278 | 10 | 5 | 8 | 0 | 0 | 1 | 0 | 0 | 0 | 0 | 0 | 0 | 0 | 0 | 1 |  | 10 | 5 | 10 | 4
| 6657 | 278 | 10 | 5 | 9 | 0 | 0 | 1 | 0 | 0 | 0 | 0 | 0 | 0 | 0 | 0 | 1 |  | 10 | 5 | 10 | 4
| 6658 | 278 | 10 | 5 | 10 | 0 | 0 | 1 | 0 | 0 | 0 | 0 | 0 | 0 | 0 | 0 | 1 |  | 10 | 5 | 10 | 4
| 6659 | 278 | 10 | 5 | 11 | 0 | 0 | 1 | 0 | 0 | 0 | 0 | 0 | 0 | 0 | 0 | 1 |  | 10 | 5 | 10 | 4
| 6660 | 278 | 10 | 5 | 12 | 0 | 0 | 1 | 0 | 0 | 0 | 0 | 0 | 0 | 0 | 0 | 1 |  | 10 | 5 | 10 | 4
| 6661 | 278 | 10 | 5 | 13 | 0 | 0 | 1 | 0 | 0 | 0 | 0 | 0 | 0 | 0 | 0 | 1 |  | 10 | 5 | 10 | 4
| 6662 | 278 | 10 | 5 | 14 | 0 | 0 | 1 | 0 | 0 | 0 | 0 | 0 | 0 | 0 | 0 | 1 |  | 10 | 5 | 10 | 4
| 6663 | 278 | 10 | 5 | 15 | 0 | 0 | 1 | 0 | 0 | 0 | 0 | 0 | 0 | 0 | 0 | 1 |  | 10 | 5 | 10 | 4
| 6664 | 278 | 10 | 5 | 16 | 0 | 0 | 1 | 0 | 0 | 0 | 0 | 0 | 0 | 0 | 0 | 1 |  | 10 | 5 | 10 | 4
| 6665 | 278 | 10 | 5 | 17 | 0 | 0 | 1 | 0 | 0 | 0 | 0 | 0 | 0 | 0 | 0 | 1 |  | 10 | 5 | 10 | 4
| 6666 | 278 | 10 | 5 | 18 | 0 | 0 | 1 | 0 | 0 | 0 | 0 | 0 | 0 | 0 | 0 | 1 |  | 10 | 5 | 10 | 4
| 6667 | 278 | 10 | 5 | 19 | 0 | 0 | 1 | 0 | 0 | 0 | 0 | 0 | 0 | 0 | 0 | 1 |  | 10 | 5 | 10 | 4
| 6668 | 278 | 10 | 5 | 20 | 0 | 0 | 1 | 0 | 0 | 0 | 0 | 0 | 0 | 0 | 0 | 1 |  | 10 | 5 | 10 | 4
| 6669 | 278 | 10 | 5 | 21 | 0 | 0 | 1 | 0 | 0 | 0 | 0 | 0 | 0 | 0 | 0 | 1 |  | 10 | 5 | 10 | 4
| 6670 | 278 | 10 | 5 | 22 | 0 | 0 | 1 | 0 | 0 | 0 | 0 | 0 | 0 | 0 | 0 | 1 |  | 10 | 5 | 10 | 4
| 6671 | 278 | 10 | 5 | 23 | 0 | 0 | 1 | 0 | 0 | 0 | 0 | 0 | 0 | 0 | 0 | 1 |  | 10 | 5 | 10 | 4
| 6672 | 278 | 10 | 5 | 24 | 0 | 0 | 1 | 0 | 0 | 0 | 0 | 0 | 0 | 0 | 0 | 1 |  | 10 | 5 | 10 | 4
| 6673 | 279 | 10 | 6 | 1 | 0 | 0 | 1 | 0 | 0 | 0 | 0 | 0 | 0 | 0 | 0 | 1 |  | 10 | 6 | 10 | 5
| 6674 | 279 | 10 | 6 | 2 | 0 | 0 | 1 | 0 | 0 | 0 | 0 | 0 | 0 | 0 | 0 | 1 |  | 10 | 6 | 10 | 5
| 6675 | 279 | 10 | 6 | 3 | 0 | 0 | 1 | 0 | 0 | 0 | 0 | 0 | 0 | 0 | 0 | 1 |  | 10 | 6 | 10 | 5
| 6676 | 279 | 10 | 6 | 4 | 0 | 0 | 1 | 0 | 0 | 0 | 0 | 0 | 0 | 0 | 0 | 1 |  | 10 | 6 | 10 | 5
| 6677 | 279 | 10 | 6 | 5 | 0 | 0 | 1 | 0 | 0 | 0 | 0 | 0 | 0 | 0 | 0 | 1 |  | 10 | 6 | 10 | 5
| 6678 | 279 | 10 | 6 | 6 | 0 | 0 | 1 | 0 | 0 | 0 | 0 | 0 | 0 | 0 | 0 | 1 |  | 10 | 6 | 10 | 5
| 6679 | 279 | 10 | 6 | 7 | 0 | 0 | 1 | 0 | 0 | 0 | 0 | 0 | 0 | 0 | 0 | 1 |  | 10 | 6 | 10 | 5
| 6680 | 279 | 10 | 6 | 8 | 0 | 0 | 1 | 0 | 0 | 0 | 0 | 0 | 0 | 0 | 0 | 1 |  | 10 | 6 | 10 | 5
| 6681 | 279 | 10 | 6 | 9 | 0 | 0 | 1 | 0 | 0 | 0 | 0 | 0 | 0 | 0 | 0 | 1 |  | 10 | 6 | 10 | 5
| 6682 | 279 | 10 | 6 | 10 | 0 | 0 | 1 | 0 | 0 | 0 | 0 | 0 | 0 | 0 | 0 | 1 |  | 10 | 6 | 10 | 5
| 6683 | 279 | 10 | 6 | 11 | 0 | 0 | 1 | 0 | 0 | 0 | 0 | 0 | 0 | 0 | 0 | 1 |  | 10 | 6 | 10 | 5
| 6684 | 279 | 10 | 6 | 12 | 0 | 0 | 1 | 0 | 0 | 0 | 0 | 0 | 0 | 0 | 0 | 1 |  | 10 | 6 | 10 | 5
| 6685 | 279 | 10 | 6 | 13 | 0 | 0 | 1 | 0 | 0 | 0 | 0 | 0 | 0 | 0 | 0 | 1 |  | 10 | 6 | 10 | 5
| 6686 | 279 | 10 | 6 | 14 | 0 | 0 | 1 | 0 | 0 | 0 | 0 | 0 | 0 | 0 | 0 | 1 |  | 10 | 6 | 10 | 5
| 6687 | 279 | 10 | 6 | 15 | 0 | 0 | 1 | 0 | 0 | 0 | 0 | 0 | 0 | 0 | 0 | 1 |  | 10 | 6 | 10 | 5
| 6688 | 279 | 10 | 6 | 16 | 0 | 0 | 1 | 0 | 0 | 0 | 0 | 0 | 0 | 0 | 0 | 1 |  | 10 | 6 | 10 | 5
| 6689 | 279 | 10 | 6 | 17 | 0 | 0 | 1 | 0 | 0 | 0 | 0 | 0 | 0 | 0 | 0 | 1 |  | 10 | 6 | 10 | 5
| 6690 | 279 | 10 | 6 | 18 | 0 | 0 | 1 | 0 | 0 | 0 | 0 | 0 | 0 | 0 | 0 | 1 |  | 10 | 6 | 10 | 5
| 6691 | 279 | 10 | 6 | 19 | 0 | 0 | 1 | 0 | 0 | 0 | 0 | 0 | 0 | 0 | 0 | 1 |  | 10 | 6 | 10 | 5
| 6692 | 279 | 10 | 6 | 20 | 0 | 0 | 1 | 0 | 0 | 0 | 0 | 0 | 0 | 0 | 0 | 1 |  | 10 | 6 | 10 | 5
| 6693 | 279 | 10 | 6 | 21 | 0 | 0 | 1 | 0 | 0 | 0 | 0 | 0 | 0 | 0 | 0 | 1 |  | 10 | 6 | 10 | 5
| 6694 | 279 | 10 | 6 | 22 | 0 | 0 | 1 | 0 | 0 | 0 | 0 | 0 | 0 | 0 | 0 | 1 |  | 10 | 6 | 10 | 5
| 6695 | 279 | 10 | 6 | 23 | 0 | 0 | 1 | 0 | 0 | 0 | 0 | 0 | 0 | 0 | 0 | 1 |  | 10 | 6 | 10 | 5
| 6696 | 279 | 10 | 6 | 24 | 0 | 0 | 1 | 0 | 0 | 0 | 0 | 0 | 0 | 0 | 0 | 1 |  | 10 | 6 | 10 | 5
| 6697 | 280 | 10 | 7 | 1 | 0 | 0 | 1 | 0 | 0 | 0 | 0 | 0 | 0 | 0 | 0 | 1 |  | 10 | 7 | 10 | 6
| 6698 | 280 | 10 | 7 | 2 | 0 | 0 | 1 | 0 | 0 | 0 | 0 | 0 | 0 | 0 | 0 | 1 |  | 10 | 7 | 10 | 6
| 6699 | 280 | 10 | 7 | 3 | 0 | 0 | 1 | 0 | 0 | 0 | 0 | 0 | 0 | 0 | 0 | 1 |  | 10 | 7 | 10 | 6
| 6700 | 280 | 10 | 7 | 4 | 0 | 0 | 1 | 0 | 0 | 0 | 0 | 0 | 0 | 0 | 0 | 1 |  | 10 | 7 | 10 | 6
| 6701 | 280 | 10 | 7 | 5 | 0 | 0 | 1 | 0 | 0 | 0 | 0 | 0 | 0 | 0 | 0 | 1 |  | 10 | 7 | 10 | 6
| 6702 | 280 | 10 | 7 | 6 | 0 | 0 | 1 | 0 | 0 | 0 | 0 | 0 | 0 | 0 | 0 | 1 |  | 10 | 7 | 10 | 6
| 6703 | 280 | 10 | 7 | 7 | 0 | 0 | 1 | 0 | 0 | 0 | 0 | 0 | 0 | 0 | 0 | 1 |  | 10 | 7 | 10 | 6
| 6704 | 280 | 10 | 7 | 8 | 0 | 0 | 1 | 0 | 0 | 0 | 0 | 0 | 0 | 0 | 0 | 1 |  | 10 | 7 | 10 | 6
| 6705 | 280 | 10 | 7 | 9 | 0 | 0 | 1 | 0 | 0 | 0 | 0 | 0 | 0 | 0 | 0 | 1 |  | 10 | 7 | 10 | 6
| 6706 | 280 | 10 | 7 | 10 | 0 | 0 | 1 | 0 | 0 | 0 | 0 | 0 | 0 | 0 | 0 | 1 |  | 10 | 7 | 10 | 6
| 6707 | 280 | 10 | 7 | 11 | 0 | 0 | 1 | 0 | 0 | 0 | 0 | 0 | 0 | 0 | 0 | 1 |  | 10 | 7 | 10 | 6
| 6708 | 280 | 10 | 7 | 12 | 0 | 0 | 1 | 0 | 0 | 0 | 0 | 0 | 0 | 0 | 0 | 1 |  | 10 | 7 | 10 | 6
| 6709 | 280 | 10 | 7 | 13 | 0 | 0 | 1 | 0 | 0 | 0 | 0 | 0 | 0 | 0 | 0 | 1 |  | 10 | 7 | 10 | 6
| 6710 | 280 | 10 | 7 | 14 | 0 | 0 | 1 | 0 | 0 | 0 | 0 | 0 | 0 | 0 | 0 | 1 |  | 10 | 7 | 10 | 6
| 6711 | 280 | 10 | 7 | 15 | 0 | 0 | 1 | 0 | 0 | 0 | 0 | 0 | 0 | 0 | 0 | 1 |  | 10 | 7 | 10 | 6
| 6712 | 280 | 10 | 7 | 16 | 0 | 0 | 1 | 0 | 0 | 0 | 0 | 0 | 0 | 0 | 0 | 1 |  | 10 | 7 | 10 | 6
| 6713 | 280 | 10 | 7 | 17 | 0 | 0 | 1 | 0 | 0 | 0 | 0 | 0 | 0 | 0 | 0 | 1 |  | 10 | 7 | 10 | 6
| 6714 | 280 | 10 | 7 | 18 | 0 | 0 | 1 | 0 | 0 | 0 | 0 | 0 | 0 | 0 | 0 | 1 |  | 10 | 7 | 10 | 6
| 6715 | 280 | 10 | 7 | 19 | 0 | 0 | 1 | 0 | 0 | 0 | 0 | 0 | 0 | 0 | 0 | 1 |  | 10 | 7 | 10 | 6
| 6716 | 280 | 10 | 7 | 20 | 0 | 0 | 1 | 0 | 0 | 0 | 0 | 0 | 0 | 0 | 0 | 1 |  | 10 | 7 | 10 | 6
| 6717 | 280 | 10 | 7 | 21 | 0 | 0 | 1 | 0 | 0 | 0 | 0 | 0 | 0 | 0 | 0 | 1 |  | 10 | 7 | 10 | 6
| 6718 | 280 | 10 | 7 | 22 | 0 | 0 | 1 | 0 | 0 | 0 | 0 | 0 | 0 | 0 | 0 | 1 |  | 10 | 7 | 10 | 6
| 6719 | 280 | 10 | 7 | 23 | 0 | 0 | 1 | 0 | 0 | 0 | 0 | 0 | 0 | 0 | 0 | 1 |  | 10 | 7 | 10 | 6
| 6720 | 280 | 10 | 7 | 24 | 0 | 0 | 1 | 0 | 0 | 0 | 0 | 0 | 0 | 0 | 0 | 1 |  | 10 | 7 | 10 | 6
| 6721 | 281 | 10 | 8 | 1 | 0 | 0 | 0 | 0 | 0 | 0 | 0 | 0 | 0 | 0 | 0 | 1 |  | 10 | 8 | 10 | 7
| 6722 | 281 | 10 | 8 | 2 | 0 | 0 | 0 | 0 | 0 | 0 | 0 | 0 | 0 | 0 | 0 | 1 |  | 10 | 8 | 10 | 7
| 6723 | 281 | 10 | 8 | 3 | 0 | 0 | 0 | 0 | 0 | 0 | 0 | 0 | 0 | 0 | 0 | 1 |  | 10 | 8 | 10 | 7
| 6724 | 281 | 10 | 8 | 4 | 0 | 0 | 0 | 0 | 0 | 0 | 0 | 0 | 0 | 0 | 0 | 1 |  | 10 | 8 | 10 | 7
| 6725 | 281 | 10 | 8 | 5 | 0 | 0 | 0 | 0 | 0 | 0 | 0 | 0 | 0 | 0 | 0 | 1 |  | 10 | 8 | 10 | 7
| 6726 | 281 | 10 | 8 | 6 | 0 | 0 | 0 | 0 | 0 | 0 | 0 | 0 | 0 | 0 | 0 | 1 |  | 10 | 8 | 10 | 7
| 6727 | 281 | 10 | 8 | 7 | 0 | 0 | 0 | 0 | 0 | 0 | 0 | 0 | 0 | 0 | 0 | 1 |  | 10 | 8 | 10 | 7
| 6728 | 281 | 10 | 8 | 8 | 0 | 0 | 0 | 0 | 0 | 0 | 0 | 0 | 0 | 0 | 0 | 1 |  | 10 | 8 | 10 | 7
| 6729 | 281 | 10 | 8 | 9 | 0 | 0 | 0 | 0 | 0 | 0 | 0 | 0 | 0 | 0 | 0 | 1 |  | 10 | 8 | 10 | 7
| 6730 | 281 | 10 | 8 | 10 | 0 | 0 | 0 | 0 | 0 | 0 | 0 | 0 | 0 | 0 | 0 | 1 |  | 10 | 8 | 10 | 7
| 6731 | 281 | 10 | 8 | 11 | 0 | 0 | 0 | 0 | 0 | 0 | 0 | 0 | 0 | 0 | 0 | 1 |  | 10 | 8 | 10 | 7
| 6732 | 281 | 10 | 8 | 12 | 0 | 0 | 0 | 0 | 0 | 0 | 0 | 0 | 0 | 0 | 0 | 1 |  | 10 | 8 | 10 | 7
| 6733 | 281 | 10 | 8 | 13 | 0 | 0 | 0 | 0 | 0 | 0 | 0 | 0 | 0 | 0 | 0 | 1 |  | 10 | 8 | 10 | 7
| 6734 | 281 | 10 | 8 | 14 | 0 | 0 | 0 | 0 | 0 | 0 | 0 | 0 | 0 | 0 | 0 | 1 |  | 10 | 8 | 10 | 7
| 6735 | 281 | 10 | 8 | 15 | 0 | 0 | 0 | 0 | 0 | 0 | 0 | 0 | 0 | 0 | 0 | 1 |  | 10 | 8 | 10 | 7
| 6736 | 281 | 10 | 8 | 16 | 0 | 0 | 0 | 0 | 0 | 0 | 0 | 0 | 0 | 0 | 0 | 1 |  | 10 | 8 | 10 | 7
| 6737 | 281 | 10 | 8 | 17 | 0 | 0 | 0 | 0 | 0 | 0 | 0 | 0 | 0 | 0 | 0 | 1 |  | 10 | 8 | 10 | 7
| 6738 | 281 | 10 | 8 | 18 | 0 | 0 | 0 | 0 | 0 | 0 | 0 | 0 | 0 | 0 | 0 | 1 |  | 10 | 8 | 10 | 7
| 6739 | 281 | 10 | 8 | 19 | 0 | 0 | 0 | 0 | 0 | 0 | 0 | 0 | 0 | 0 | 0 | 1 |  | 10 | 8 | 10 | 7
| 6740 | 281 | 10 | 8 | 20 | 0 | 0 | 0 | 0 | 0 | 0 | 0 | 0 | 0 | 0 | 0 | 1 |  | 10 | 8 | 10 | 7
| 6741 | 281 | 10 | 8 | 21 | 0 | 0 | 0 | 0 | 0 | 0 | 0 | 0 | 0 | 0 | 0 | 1 |  | 10 | 8 | 10 | 7
| 6742 | 281 | 10 | 8 | 22 | 0 | 0 | 0 | 0 | 0 | 0 | 0 | 0 | 0 | 0 | 0 | 1 |  | 10 | 8 | 10 | 7
| 6743 | 281 | 10 | 8 | 23 | 0 | 0 | 0 | 0 | 0 | 0 | 0 | 0 | 0 | 0 | 0 | 1 |  | 10 | 8 | 10 | 7
| 6744 | 281 | 10 | 8 | 24 | 0 | 0 | 0 | 0 | 0 | 0 | 0 | 0 | 0 | 0 | 0 | 1 |  | 10 | 8 | 10 | 7
| 6745 | 282 | 10 | 9 | 1 | 0 | 0 | 0 | 0 | 0 | 0 | 0 | 0 | 0 | 0 | 0 | 1 |  | 10 | 9 | 10 | 8
| 6746 | 282 | 10 | 9 | 2 | 0 | 0 | 0 | 0 | 0 | 0 | 0 | 0 | 0 | 0 | 0 | 1 |  | 10 | 9 | 10 | 8
| 6747 | 282 | 10 | 9 | 3 | 0 | 0 | 0 | 0 | 0 | 0 | 0 | 0 | 0 | 0 | 0 | 1 |  | 10 | 9 | 10 | 8
| 6748 | 282 | 10 | 9 | 4 | 0 | 0 | 0 | 0 | 0 | 0 | 0 | 0 | 0 | 0 | 0 | 1 |  | 10 | 9 | 10 | 8
| 6749 | 282 | 10 | 9 | 5 | 0 | 0 | 0 | 0 | 0 | 0 | 0 | 0 | 0 | 0 | 0 | 1 |  | 10 | 9 | 10 | 8
| 6750 | 282 | 10 | 9 | 6 | 0 | 0 | 0 | 0 | 0 | 0 | 0 | 0 | 0 | 0 | 0 | 1 |  | 10 | 9 | 10 | 8
| 6751 | 282 | 10 | 9 | 7 | 0 | 0 | 0 | 0 | 0 | 0 | 0 | 0 | 0 | 0 | 0 | 1 |  | 10 | 9 | 10 | 8
| 6752 | 282 | 10 | 9 | 8 | 0 | 0 | 0 | 0 | 0 | 0 | 0 | 0 | 0 | 0 | 0 | 1 |  | 10 | 9 | 10 | 8
| 6753 | 282 | 10 | 9 | 9 | 0 | 0 | 0 | 0 | 0 | 0 | 0 | 0 | 0 | 0 | 0 | 1 |  | 10 | 9 | 10 | 8
| 6754 | 282 | 10 | 9 | 10 | 0 | 0 | 0 | 0 | 0 | 0 | 0 | 0 | 0 | 0 | 0 | 1 |  | 10 | 9 | 10 | 8
| 6755 | 282 | 10 | 9 | 11 | 0 | 0 | 0 | 0 | 0 | 0 | 0 | 0 | 0 | 0 | 0 | 1 |  | 10 | 9 | 10 | 8
| 6756 | 282 | 10 | 9 | 12 | 0 | 0 | 0 | 0 | 0 | 0 | 0 | 0 | 0 | 0 | 0 | 1 |  | 10 | 9 | 10 | 8
| 6757 | 282 | 10 | 9 | 13 | 0 | 0 | 0 | 0 | 0 | 0 | 0 | 0 | 0 | 0 | 0 | 1 |  | 10 | 9 | 10 | 8
| 6758 | 282 | 10 | 9 | 14 | 0 | 0 | 0 | 0 | 0 | 0 | 0 | 0 | 0 | 0 | 0 | 1 |  | 10 | 9 | 10 | 8
| 6759 | 282 | 10 | 9 | 15 | 0 | 0 | 0 | 0 | 0 | 0 | 0 | 0 | 0 | 0 | 0 | 1 |  | 10 | 9 | 10 | 8
| 6760 | 282 | 10 | 9 | 16 | 0 | 0 | 0 | 0 | 0 | 0 | 0 | 0 | 0 | 0 | 0 | 1 |  | 10 | 9 | 10 | 8
| 6761 | 282 | 10 | 9 | 17 | 0 | 0 | 0 | 0 | 0 | 0 | 0 | 0 | 0 | 0 | 0 | 1 |  | 10 | 9 | 10 | 8
| 6762 | 282 | 10 | 9 | 18 | 0 | 0 | 0 | 0 | 0 | 0 | 0 | 0 | 0 | 0 | 0 | 1 |  | 10 | 9 | 10 | 8
| 6763 | 282 | 10 | 9 | 19 | 0 | 0 | 0 | 0 | 0 | 0 | 0 | 0 | 0 | 0 | 0 | 1 |  | 10 | 9 | 10 | 8
| 6764 | 282 | 10 | 9 | 20 | 0 | 0 | 0 | 0 | 0 | 0 | 0 | 0 | 0 | 0 | 0 | 1 |  | 10 | 9 | 10 | 8
| 6765 | 282 | 10 | 9 | 21 | 0 | 0 | 0 | 0 | 0 | 0 | 0 | 0 | 0 | 0 | 0 | 1 |  | 10 | 9 | 10 | 8
| 6766 | 282 | 10 | 9 | 22 | 0 | 0 | 0 | 0 | 0 | 0 | 0 | 0 | 0 | 0 | 0 | 1 |  | 10 | 9 | 10 | 8
| 6767 | 282 | 10 | 9 | 23 | 0 | 0 | 0 | 0 | 0 | 0 | 0 | 0 | 0 | 0 | 0 | 1 |  | 10 | 9 | 10 | 8
| 6768 | 282 | 10 | 9 | 24 | 0 | 0 | 0 | 0 | 0 | 0 | 0 | 0 | 0 | 0 | 0 | 1 |  | 10 | 9 | 10 | 8
| 6769 | 283 | 10 | 10 | 1 | 1 | 0 | 0 | 0 | 0 | 0 | 0 | 0 | 0 | 0 | 0 | 1 |  | 10 | 10 | 10 | 9
| 6770 | 283 | 10 | 10 | 2 | 1 | 0 | 0 | 0 | 0 | 0 | 0 | 0 | 0 | 0 | 0 | 1 |  | 10 | 10 | 10 | 9
| 6771 | 283 | 10 | 10 | 3 | 1 | 0 | 0 | 0 | 0 | 0 | 0 | 0 | 0 | 0 | 0 | 1 |  | 10 | 10 | 10 | 9
| 6772 | 283 | 10 | 10 | 4 | 1 | 0 | 0 | 0 | 0 | 0 | 0 | 0 | 0 | 0 | 0 | 1 |  | 10 | 10 | 10 | 9
| 6773 | 283 | 10 | 10 | 5 | 1 | 0 | 0 | 0 | 0 | 0 | 0 | 0 | 0 | 0 | 0 | 1 |  | 10 | 10 | 10 | 9
| 6774 | 283 | 10 | 10 | 6 | 1 | 0 | 0 | 0 | 0 | 0 | 0 | 0 | 0 | 0 | 0 | 1 |  | 10 | 10 | 10 | 9
| 6775 | 283 | 10 | 10 | 7 | 1 | 0 | 0 | 0 | 0 | 0 | 0 | 0 | 0 | 0 | 0 | 1 |  | 10 | 10 | 10 | 9
| 6776 | 283 | 10 | 10 | 8 | 1 | 0 | 0 | 0 | 0 | 0 | 0 | 0 | 0 | 0 | 0 | 1 |  | 10 | 10 | 10 | 9
| 6777 | 283 | 10 | 10 | 9 | 1 | 0 | 0 | 0 | 0 | 0 | 0 | 0 | 0 | 0 | 0 | 1 |  | 10 | 10 | 10 | 9
| 6778 | 283 | 10 | 10 | 10 | 1 | 0 | 0 | 0 | 0 | 0 | 0 | 0 | 0 | 0 | 0 | 1 |  | 10 | 10 | 10 | 9
| 6779 | 283 | 10 | 10 | 11 | 1 | 0 | 0 | 0 | 0 | 0 | 0 | 0 | 0 | 0 | 0 | 1 |  | 10 | 10 | 10 | 9
| 6780 | 283 | 10 | 10 | 12 | 1 | 0 | 0 | 0 | 0 | 0 | 0 | 0 | 0 | 0 | 0 | 1 |  | 10 | 10 | 10 | 9
| 6781 | 283 | 10 | 10 | 13 | 1 | 0 | 0 | 0 | 0 | 0 | 0 | 0 | 0 | 0 | 0 | 1 |  | 10 | 10 | 10 | 9
| 6782 | 283 | 10 | 10 | 14 | 1 | 0 | 0 | 0 | 0 | 0 | 0 | 0 | 0 | 0 | 0 | 1 |  | 10 | 10 | 10 | 9
| 6783 | 283 | 10 | 10 | 15 | 1 | 0 | 0 | 0 | 0 | 0 | 0 | 0 | 0 | 0 | 0 | 1 |  | 10 | 10 | 10 | 9
| 6784 | 283 | 10 | 10 | 16 | 1 | 0 | 0 | 0 | 0 | 0 | 0 | 0 | 0 | 0 | 0 | 1 |  | 10 | 10 | 10 | 9
| 6785 | 283 | 10 | 10 | 17 | 1 | 0 | 0 | 0 | 0 | 0 | 0 | 0 | 0 | 0 | 0 | 1 |  | 10 | 10 | 10 | 9
| 6786 | 283 | 10 | 10 | 18 | 1 | 0 | 0 | 0 | 0 | 0 | 0 | 0 | 0 | 0 | 0 | 1 |  | 10 | 10 | 10 | 9
| 6787 | 283 | 10 | 10 | 19 | 1 | 0 | 0 | 0 | 0 | 0 | 0 | 0 | 0 | 0 | 0 | 1 |  | 10 | 10 | 10 | 9
| 6788 | 283 | 10 | 10 | 20 | 1 | 0 | 0 | 0 | 0 | 0 | 0 | 0 | 0 | 0 | 0 | 1 |  | 10 | 10 | 10 | 9
| 6789 | 283 | 10 | 10 | 21 | 1 | 0 | 0 | 0 | 0 | 0 | 0 | 0 | 0 | 0 | 0 | 1 |  | 10 | 10 | 10 | 9
| 6790 | 283 | 10 | 10 | 22 | 1 | 0 | 0 | 0 | 0 | 0 | 0 | 0 | 0 | 0 | 0 | 1 |  | 10 | 10 | 10 | 9
| 6791 | 283 | 10 | 10 | 23 | 1 | 0 | 0 | 0 | 0 | 0 | 0 | 0 | 0 | 0 | 0 | 1 |  | 10 | 10 | 10 | 9
| 6792 | 283 | 10 | 10 | 24 | 1 | 0 | 0 | 0 | 0 | 0 | 0 | 0 | 0 | 0 | 0 | 1 |  | 10 | 10 | 10 | 9
| 6793 | 284 | 10 | 11 | 1 | 0 | 0 | 1 | 0 | 0 | 0 | 0 | 0 | 0 | 0 | 0 | 1 |  | 10 | 11 | 10 | 10
| 6794 | 284 | 10 | 11 | 2 | 0 | 0 | 1 | 0 | 0 | 0 | 0 | 0 | 0 | 0 | 0 | 1 |  | 10 | 11 | 10 | 10
| 6795 | 284 | 10 | 11 | 3 | 0 | 0 | 1 | 0 | 0 | 0 | 0 | 0 | 0 | 0 | 0 | 1 |  | 10 | 11 | 10 | 10
| 6796 | 284 | 10 | 11 | 4 | 0 | 0 | 1 | 0 | 0 | 0 | 0 | 0 | 0 | 0 | 0 | 1 |  | 10 | 11 | 10 | 10
| 6797 | 284 | 10 | 11 | 5 | 0 | 0 | 1 | 0 | 0 | 0 | 0 | 0 | 0 | 0 | 0 | 1 |  | 10 | 11 | 10 | 10
| 6798 | 284 | 10 | 11 | 6 | 0 | 0 | 1 | 0 | 0 | 0 | 0 | 0 | 0 | 0 | 0 | 1 |  | 10 | 11 | 10 | 10
| 6799 | 284 | 10 | 11 | 7 | 0 | 0 | 1 | 0 | 0 | 0 | 0 | 0 | 0 | 0 | 0 | 1 |  | 10 | 11 | 10 | 10
| 6800 | 284 | 10 | 11 | 8 | 0 | 0 | 1 | 0 | 0 | 0 | 0 | 0 | 0 | 0 | 0 | 1 |  | 10 | 11 | 10 | 10
| 6801 | 284 | 10 | 11 | 9 | 0 | 0 | 1 | 0 | 0 | 0 | 0 | 0 | 0 | 0 | 0 | 1 |  | 10 | 11 | 10 | 10
| 6802 | 284 | 10 | 11 | 10 | 0 | 0 | 1 | 0 | 0 | 0 | 0 | 0 | 0 | 0 | 0 | 1 |  | 10 | 11 | 10 | 10
| 6803 | 284 | 10 | 11 | 11 | 0 | 0 | 1 | 0 | 0 | 0 | 0 | 0 | 0 | 0 | 0 | 1 |  | 10 | 11 | 10 | 10
| 6804 | 284 | 10 | 11 | 12 | 0 | 0 | 1 | 0 | 0 | 0 | 0 | 0 | 0 | 0 | 0 | 1 |  | 10 | 11 | 10 | 10
| 6805 | 284 | 10 | 11 | 13 | 0 | 0 | 1 | 0 | 0 | 0 | 0 | 0 | 0 | 0 | 0 | 1 |  | 10 | 11 | 10 | 10
| 6806 | 284 | 10 | 11 | 14 | 0 | 0 | 1 | 0 | 0 | 0 | 0 | 0 | 0 | 0 | 0 | 1 |  | 10 | 11 | 10 | 10
| 6807 | 284 | 10 | 11 | 15 | 0 | 0 | 1 | 0 | 0 | 0 | 0 | 0 | 0 | 0 | 0 | 1 |  | 10 | 11 | 10 | 10
| 6808 | 284 | 10 | 11 | 16 | 0 | 0 | 1 | 0 | 0 | 0 | 0 | 0 | 0 | 0 | 0 | 1 |  | 10 | 11 | 10 | 10
| 6809 | 284 | 10 | 11 | 17 | 0 | 0 | 1 | 0 | 0 | 0 | 0 | 0 | 0 | 0 | 0 | 1 |  | 10 | 11 | 10 | 10
| 6810 | 284 | 10 | 11 | 18 | 0 | 0 | 1 | 0 | 0 | 0 | 0 | 0 | 0 | 0 | 0 | 1 |  | 10 | 11 | 10 | 10
| 6811 | 284 | 10 | 11 | 19 | 0 | 0 | 1 | 0 | 0 | 0 | 0 | 0 | 0 | 0 | 0 | 1 |  | 10 | 11 | 10 | 10
| 6812 | 284 | 10 | 11 | 20 | 0 | 0 | 1 | 0 | 0 | 0 | 0 | 0 | 0 | 0 | 0 | 1 |  | 10 | 11 | 10 | 10
| 6813 | 284 | 10 | 11 | 21 | 0 | 0 | 1 | 0 | 0 | 0 | 0 | 0 | 0 | 0 | 0 | 1 |  | 10 | 11 | 10 | 10
| 6814 | 284 | 10 | 11 | 22 | 0 | 0 | 1 | 0 | 0 | 0 | 0 | 0 | 0 | 0 | 0 | 1 |  | 10 | 11 | 10 | 10
| 6815 | 284 | 10 | 11 | 23 | 0 | 0 | 1 | 0 | 0 | 0 | 0 | 0 | 0 | 0 | 0 | 1 |  | 10 | 11 | 10 | 10
| 6816 | 284 | 10 | 11 | 24 | 0 | 0 | 1 | 0 | 0 | 0 | 0 | 0 | 0 | 0 | 0 | 1 |  | 10 | 11 | 10 | 10
| 6817 | 285 | 10 | 12 | 1 | 0 | 0 | 1 | 0 | 0 | 0 | 0 | 0 | 0 | 0 | 0 | 1 |  | 10 | 12 | 10 | 11
| 6818 | 285 | 10 | 12 | 2 | 0 | 0 | 1 | 0 | 0 | 0 | 0 | 0 | 0 | 0 | 0 | 1 |  | 10 | 12 | 10 | 11
| 6819 | 285 | 10 | 12 | 3 | 0 | 0 | 1 | 0 | 0 | 0 | 0 | 0 | 0 | 0 | 0 | 1 |  | 10 | 12 | 10 | 11
| 6820 | 285 | 10 | 12 | 4 | 0 | 0 | 1 | 0 | 0 | 0 | 0 | 0 | 0 | 0 | 0 | 1 |  | 10 | 12 | 10 | 11
| 6821 | 285 | 10 | 12 | 5 | 0 | 0 | 1 | 0 | 0 | 0 | 0 | 0 | 0 | 0 | 0 | 1 |  | 10 | 12 | 10 | 11
| 6822 | 285 | 10 | 12 | 6 | 0 | 0 | 1 | 0 | 0 | 0 | 0 | 0 | 0 | 0 | 0 | 1 |  | 10 | 12 | 10 | 11
| 6823 | 285 | 10 | 12 | 7 | 0 | 0 | 1 | 0 | 0 | 0 | 0 | 0 | 0 | 0 | 0 | 1 |  | 10 | 12 | 10 | 11
| 6824 | 285 | 10 | 12 | 8 | 0 | 0 | 1 | 0 | 0 | 0 | 0 | 0 | 0 | 0 | 0 | 1 |  | 10 | 12 | 10 | 11
| 6825 | 285 | 10 | 12 | 9 | 0 | 0 | 1 | 0 | 0 | 0 | 0 | 0 | 0 | 0 | 0 | 1 |  | 10 | 12 | 10 | 11
| 6826 | 285 | 10 | 12 | 10 | 0 | 0 | 1 | 0 | 0 | 0 | 0 | 0 | 0 | 0 | 0 | 1 |  | 10 | 12 | 10 | 11
| 6827 | 285 | 10 | 12 | 11 | 0 | 0 | 1 | 0 | 0 | 0 | 0 | 0 | 0 | 0 | 0 | 1 |  | 10 | 12 | 10 | 11
| 6828 | 285 | 10 | 12 | 12 | 0 | 0 | 1 | 0 | 0 | 0 | 0 | 0 | 0 | 0 | 0 | 1 |  | 10 | 12 | 10 | 11
| 6829 | 285 | 10 | 12 | 13 | 0 | 0 | 1 | 0 | 0 | 0 | 0 | 0 | 0 | 0 | 0 | 1 |  | 10 | 12 | 10 | 11
| 6830 | 285 | 10 | 12 | 14 | 0 | 0 | 1 | 0 | 0 | 0 | 0 | 0 | 0 | 0 | 0 | 1 |  | 10 | 12 | 10 | 11
| 6831 | 285 | 10 | 12 | 15 | 0 | 0 | 1 | 0 | 0 | 0 | 0 | 0 | 0 | 0 | 0 | 1 |  | 10 | 12 | 10 | 11
| 6832 | 285 | 10 | 12 | 16 | 0 | 0 | 1 | 0 | 0 | 0 | 0 | 0 | 0 | 0 | 0 | 1 |  | 10 | 12 | 10 | 11
| 6833 | 285 | 10 | 12 | 17 | 0 | 0 | 1 | 0 | 0 | 0 | 0 | 0 | 0 | 0 | 0 | 1 |  | 10 | 12 | 10 | 11
| 6834 | 285 | 10 | 12 | 18 | 0 | 0 | 1 | 0 | 0 | 0 | 0 | 0 | 0 | 0 | 0 | 1 |  | 10 | 12 | 10 | 11
| 6835 | 285 | 10 | 12 | 19 | 0 | 0 | 1 | 0 | 0 | 0 | 0 | 0 | 0 | 0 | 0 | 1 |  | 10 | 12 | 10 | 11
| 6836 | 285 | 10 | 12 | 20 | 0 | 0 | 1 | 0 | 0 | 0 | 0 | 0 | 0 | 0 | 0 | 1 |  | 10 | 12 | 10 | 11
| 6837 | 285 | 10 | 12 | 21 | 0 | 0 | 1 | 0 | 0 | 0 | 0 | 0 | 0 | 0 | 0 | 1 |  | 10 | 12 | 10 | 11
| 6838 | 285 | 10 | 12 | 22 | 0 | 0 | 1 | 0 | 0 | 0 | 0 | 0 | 0 | 0 | 0 | 1 |  | 10 | 12 | 10 | 11
| 6839 | 285 | 10 | 12 | 23 | 0 | 0 | 1 | 0 | 0 | 0 | 0 | 0 | 0 | 0 | 0 | 1 |  | 10 | 12 | 10 | 11
| 6840 | 285 | 10 | 12 | 24 | 0 | 0 | 1 | 0 | 0 | 0 | 0 | 0 | 0 | 0 | 0 | 1 |  | 10 | 12 | 10 | 11
| 6841 | 286 | 10 | 13 | 1 | 0 | 0 | 1 | 0 | 0 | 0 | 0 | 0 | 0 | 0 | 0 | 1 |  | 10 | 13 | 10 | 12
| 6842 | 286 | 10 | 13 | 2 | 0 | 0 | 1 | 0 | 0 | 0 | 0 | 0 | 0 | 0 | 0 | 1 |  | 10 | 13 | 10 | 12
| 6843 | 286 | 10 | 13 | 3 | 0 | 0 | 1 | 0 | 0 | 0 | 0 | 0 | 0 | 0 | 0 | 1 |  | 10 | 13 | 10 | 12
| 6844 | 286 | 10 | 13 | 4 | 0 | 0 | 1 | 0 | 0 | 0 | 0 | 0 | 0 | 0 | 0 | 1 |  | 10 | 13 | 10 | 12
| 6845 | 286 | 10 | 13 | 5 | 0 | 0 | 1 | 0 | 0 | 0 | 0 | 0 | 0 | 0 | 0 | 1 |  | 10 | 13 | 10 | 12
| 6846 | 286 | 10 | 13 | 6 | 0 | 0 | 1 | 0 | 0 | 0 | 0 | 0 | 0 | 0 | 0 | 1 |  | 10 | 13 | 10 | 12
| 6847 | 286 | 10 | 13 | 7 | 0 | 0 | 1 | 0 | 0 | 0 | 0 | 0 | 0 | 0 | 0 | 1 |  | 10 | 13 | 10 | 12
| 6848 | 286 | 10 | 13 | 8 | 0 | 0 | 1 | 0 | 0 | 0 | 0 | 0 | 0 | 0 | 0 | 1 |  | 10 | 13 | 10 | 12
| 6849 | 286 | 10 | 13 | 9 | 0 | 0 | 1 | 0 | 0 | 0 | 0 | 0 | 0 | 0 | 0 | 1 |  | 10 | 13 | 10 | 12
| 6850 | 286 | 10 | 13 | 10 | 0 | 0 | 1 | 0 | 0 | 0 | 0 | 0 | 0 | 0 | 0 | 1 |  | 10 | 13 | 10 | 12
| 6851 | 286 | 10 | 13 | 11 | 0 | 0 | 1 | 0 | 0 | 0 | 0 | 0 | 0 | 0 | 0 | 1 |  | 10 | 13 | 10 | 12
| 6852 | 286 | 10 | 13 | 12 | 0 | 0 | 1 | 0 | 0 | 0 | 0 | 0 | 0 | 0 | 0 | 1 |  | 10 | 13 | 10 | 12
| 6853 | 286 | 10 | 13 | 13 | 0 | 0 | 1 | 0 | 0 | 0 | 0 | 0 | 0 | 0 | 0 | 1 |  | 10 | 13 | 10 | 12
| 6854 | 286 | 10 | 13 | 14 | 0 | 0 | 1 | 0 | 0 | 0 | 0 | 0 | 0 | 0 | 0 | 1 |  | 10 | 13 | 10 | 12
| 6855 | 286 | 10 | 13 | 15 | 0 | 0 | 1 | 0 | 0 | 0 | 0 | 0 | 0 | 0 | 0 | 1 |  | 10 | 13 | 10 | 12
| 6856 | 286 | 10 | 13 | 16 | 0 | 0 | 1 | 0 | 0 | 0 | 0 | 0 | 0 | 0 | 0 | 1 |  | 10 | 13 | 10 | 12
| 6857 | 286 | 10 | 13 | 17 | 0 | 0 | 1 | 0 | 0 | 0 | 0 | 0 | 0 | 0 | 0 | 1 |  | 10 | 13 | 10 | 12
| 6858 | 286 | 10 | 13 | 18 | 0 | 0 | 1 | 0 | 0 | 0 | 0 | 0 | 0 | 0 | 0 | 1 |  | 10 | 13 | 10 | 12
| 6859 | 286 | 10 | 13 | 19 | 0 | 0 | 1 | 0 | 0 | 0 | 0 | 0 | 0 | 0 | 0 | 1 |  | 10 | 13 | 10 | 12
| 6860 | 286 | 10 | 13 | 20 | 0 | 0 | 1 | 0 | 0 | 0 | 0 | 0 | 0 | 0 | 0 | 1 |  | 10 | 13 | 10 | 12
| 6861 | 286 | 10 | 13 | 21 | 0 | 0 | 1 | 0 | 0 | 0 | 0 | 0 | 0 | 0 | 0 | 1 |  | 10 | 13 | 10 | 12
| 6862 | 286 | 10 | 13 | 22 | 0 | 0 | 1 | 0 | 0 | 0 | 0 | 0 | 0 | 0 | 0 | 1 |  | 10 | 13 | 10 | 12
| 6863 | 286 | 10 | 13 | 23 | 0 | 0 | 1 | 0 | 0 | 0 | 0 | 0 | 0 | 0 | 0 | 1 |  | 10 | 13 | 10 | 12
| 6864 | 286 | 10 | 13 | 24 | 0 | 0 | 1 | 0 | 0 | 0 | 0 | 0 | 0 | 0 | 0 | 1 |  | 10 | 13 | 10 | 12
| 6865 | 287 | 10 | 14 | 1 | 0 | 0 | 1 | 0 | 0 | 0 | 0 | 0 | 0 | 0 | 0 | 1 |  | 10 | 14 | 10 | 13
| 6866 | 287 | 10 | 14 | 2 | 0 | 0 | 1 | 0 | 0 | 0 | 0 | 0 | 0 | 0 | 0 | 1 |  | 10 | 14 | 10 | 13
| 6867 | 287 | 10 | 14 | 3 | 0 | 0 | 1 | 0 | 0 | 0 | 0 | 0 | 0 | 0 | 0 | 1 |  | 10 | 14 | 10 | 13
| 6868 | 287 | 10 | 14 | 4 | 0 | 0 | 1 | 0 | 0 | 0 | 0 | 0 | 0 | 0 | 0 | 1 |  | 10 | 14 | 10 | 13
| 6869 | 287 | 10 | 14 | 5 | 0 | 0 | 1 | 0 | 0 | 0 | 0 | 0 | 0 | 0 | 0 | 1 |  | 10 | 14 | 10 | 13
| 6870 | 287 | 10 | 14 | 6 | 0 | 0 | 1 | 0 | 0 | 0 | 0 | 0 | 0 | 0 | 0 | 1 |  | 10 | 14 | 10 | 13
| 6871 | 287 | 10 | 14 | 7 | 0 | 0 | 1 | 0 | 0 | 0 | 0 | 0 | 0 | 0 | 0 | 1 |  | 10 | 14 | 10 | 13
| 6872 | 287 | 10 | 14 | 8 | 0 | 0 | 1 | 0 | 0 | 0 | 0 | 0 | 0 | 0 | 0 | 1 |  | 10 | 14 | 10 | 13
| 6873 | 287 | 10 | 14 | 9 | 0 | 0 | 1 | 0 | 0 | 0 | 0 | 0 | 0 | 0 | 0 | 1 |  | 10 | 14 | 10 | 13
| 6874 | 287 | 10 | 14 | 10 | 0 | 0 | 1 | 0 | 0 | 0 | 0 | 0 | 0 | 0 | 0 | 1 |  | 10 | 14 | 10 | 13
| 6875 | 287 | 10 | 14 | 11 | 0 | 0 | 1 | 0 | 0 | 0 | 0 | 0 | 0 | 0 | 0 | 1 |  | 10 | 14 | 10 | 13
| 6876 | 287 | 10 | 14 | 12 | 0 | 0 | 1 | 0 | 0 | 0 | 0 | 0 | 0 | 0 | 0 | 1 |  | 10 | 14 | 10 | 13
| 6877 | 287 | 10 | 14 | 13 | 0 | 0 | 1 | 0 | 0 | 0 | 0 | 0 | 0 | 0 | 0 | 1 |  | 10 | 14 | 10 | 13
| 6878 | 287 | 10 | 14 | 14 | 0 | 0 | 1 | 0 | 0 | 0 | 0 | 0 | 0 | 0 | 0 | 1 |  | 10 | 14 | 10 | 13
| 6879 | 287 | 10 | 14 | 15 | 0 | 0 | 1 | 0 | 0 | 0 | 0 | 0 | 0 | 0 | 0 | 1 |  | 10 | 14 | 10 | 13
| 6880 | 287 | 10 | 14 | 16 | 0 | 0 | 1 | 0 | 0 | 0 | 0 | 0 | 0 | 0 | 0 | 1 |  | 10 | 14 | 10 | 13
| 6881 | 287 | 10 | 14 | 17 | 0 | 0 | 1 | 0 | 0 | 0 | 0 | 0 | 0 | 0 | 0 | 1 |  | 10 | 14 | 10 | 13
| 6882 | 287 | 10 | 14 | 18 | 0 | 0 | 1 | 0 | 0 | 0 | 0 | 0 | 0 | 0 | 0 | 1 |  | 10 | 14 | 10 | 13
| 6883 | 287 | 10 | 14 | 19 | 0 | 0 | 1 | 0 | 0 | 0 | 0 | 0 | 0 | 0 | 0 | 1 |  | 10 | 14 | 10 | 13
| 6884 | 287 | 10 | 14 | 20 | 0 | 0 | 1 | 0 | 0 | 0 | 0 | 0 | 0 | 0 | 0 | 1 |  | 10 | 14 | 10 | 13
| 6885 | 287 | 10 | 14 | 21 | 0 | 0 | 1 | 0 | 0 | 0 | 0 | 0 | 0 | 0 | 0 | 1 |  | 10 | 14 | 10 | 13
| 6886 | 287 | 10 | 14 | 22 | 0 | 0 | 1 | 0 | 0 | 0 | 0 | 0 | 0 | 0 | 0 | 1 |  | 10 | 14 | 10 | 13
| 6887 | 287 | 10 | 14 | 23 | 0 | 0 | 1 | 0 | 0 | 0 | 0 | 0 | 0 | 0 | 0 | 1 |  | 10 | 14 | 10 | 13
| 6888 | 287 | 10 | 14 | 24 | 0 | 0 | 1 | 0 | 0 | 0 | 0 | 0 | 0 | 0 | 0 | 1 |  | 10 | 14 | 10 | 13
| 6889 | 288 | 10 | 15 | 1 | 0 | 0 | 0 | 0 | 0 | 0 | 0 | 0 | 0 | 0 | 0 | 1 |  | 10 | 15 | 10 | 14
| 6890 | 288 | 10 | 15 | 2 | 0 | 0 | 0 | 0 | 0 | 0 | 0 | 0 | 0 | 0 | 0 | 1 |  | 10 | 15 | 10 | 14
| 6891 | 288 | 10 | 15 | 3 | 0 | 0 | 0 | 0 | 0 | 0 | 0 | 0 | 0 | 0 | 0 | 1 |  | 10 | 15 | 10 | 14
| 6892 | 288 | 10 | 15 | 4 | 0 | 0 | 0 | 0 | 0 | 0 | 0 | 0 | 0 | 0 | 0 | 1 |  | 10 | 15 | 10 | 14
| 6893 | 288 | 10 | 15 | 5 | 0 | 0 | 0 | 0 | 0 | 0 | 0 | 0 | 0 | 0 | 0 | 1 |  | 10 | 15 | 10 | 14
| 6894 | 288 | 10 | 15 | 6 | 0 | 0 | 0 | 0 | 0 | 0 | 0 | 0 | 0 | 0 | 0 | 1 |  | 10 | 15 | 10 | 14
| 6895 | 288 | 10 | 15 | 7 | 0 | 0 | 0 | 0 | 0 | 0 | 0 | 0 | 0 | 0 | 0 | 1 |  | 10 | 15 | 10 | 14
| 6896 | 288 | 10 | 15 | 8 | 0 | 0 | 0 | 0 | 0 | 0 | 0 | 0 | 0 | 0 | 0 | 1 |  | 10 | 15 | 10 | 14
| 6897 | 288 | 10 | 15 | 9 | 0 | 0 | 0 | 0 | 0 | 0 | 0 | 0 | 0 | 0 | 0 | 1 |  | 10 | 15 | 10 | 14
| 6898 | 288 | 10 | 15 | 10 | 0 | 0 | 0 | 0 | 0 | 0 | 0 | 0 | 0 | 0 | 0 | 1 |  | 10 | 15 | 10 | 14
| 6899 | 288 | 10 | 15 | 11 | 0 | 0 | 0 | 0 | 0 | 0 | 0 | 0 | 0 | 0 | 0 | 1 |  | 10 | 15 | 10 | 14
| 6900 | 288 | 10 | 15 | 12 | 0 | 0 | 0 | 0 | 0 | 0 | 0 | 0 | 0 | 0 | 0 | 1 |  | 10 | 15 | 10 | 14
| 6901 | 288 | 10 | 15 | 13 | 0 | 0 | 0 | 0 | 0 | 0 | 0 | 0 | 0 | 0 | 0 | 1 |  | 10 | 15 | 10 | 14
| 6902 | 288 | 10 | 15 | 14 | 0 | 0 | 0 | 0 | 0 | 0 | 0 | 0 | 0 | 0 | 0 | 1 |  | 10 | 15 | 10 | 14
| 6903 | 288 | 10 | 15 | 15 | 0 | 0 | 0 | 0 | 0 | 0 | 0 | 0 | 0 | 0 | 0 | 1 |  | 10 | 15 | 10 | 14
| 6904 | 288 | 10 | 15 | 16 | 0 | 0 | 0 | 0 | 0 | 0 | 0 | 0 | 0 | 0 | 0 | 1 |  | 10 | 15 | 10 | 14
| 6905 | 288 | 10 | 15 | 17 | 0 | 0 | 0 | 0 | 0 | 0 | 0 | 0 | 0 | 0 | 0 | 1 |  | 10 | 15 | 10 | 14
| 6906 | 288 | 10 | 15 | 18 | 0 | 0 | 0 | 0 | 0 | 0 | 0 | 0 | 0 | 0 | 0 | 1 |  | 10 | 15 | 10 | 14
| 6907 | 288 | 10 | 15 | 19 | 0 | 0 | 0 | 0 | 0 | 0 | 0 | 0 | 0 | 0 | 0 | 1 |  | 10 | 15 | 10 | 14
| 6908 | 288 | 10 | 15 | 20 | 0 | 0 | 0 | 0 | 0 | 0 | 0 | 0 | 0 | 0 | 0 | 1 |  | 10 | 15 | 10 | 14
| 6909 | 288 | 10 | 15 | 21 | 0 | 0 | 0 | 0 | 0 | 0 | 0 | 0 | 0 | 0 | 0 | 1 |  | 10 | 15 | 10 | 14
| 6910 | 288 | 10 | 15 | 22 | 0 | 0 | 0 | 0 | 0 | 0 | 0 | 0 | 0 | 0 | 0 | 1 |  | 10 | 15 | 10 | 14
| 6911 | 288 | 10 | 15 | 23 | 0 | 0 | 0 | 0 | 0 | 0 | 0 | 0 | 0 | 0 | 0 | 1 |  | 10 | 15 | 10 | 14
| 6912 | 288 | 10 | 15 | 24 | 0 | 0 | 0 | 0 | 0 | 0 | 0 | 0 | 0 | 0 | 0 | 1 |  | 10 | 15 | 10 | 14
| 6913 | 289 | 10 | 16 | 1 | 0 | 0 | 0 | 0 | 0 | 0 | 0 | 0 | 0 | 0 | 0 | 1 |  | 10 | 16 | 10 | 15
| 6914 | 289 | 10 | 16 | 2 | 0 | 0 | 0 | 0 | 0 | 0 | 0 | 0 | 0 | 0 | 0 | 1 |  | 10 | 16 | 10 | 15
| 6915 | 289 | 10 | 16 | 3 | 0 | 0 | 0 | 0 | 0 | 0 | 0 | 0 | 0 | 0 | 0 | 1 |  | 10 | 16 | 10 | 15
| 6916 | 289 | 10 | 16 | 4 | 0 | 0 | 0 | 0 | 0 | 0 | 0 | 0 | 0 | 0 | 0 | 1 |  | 10 | 16 | 10 | 15
| 6917 | 289 | 10 | 16 | 5 | 0 | 0 | 0 | 0 | 0 | 0 | 0 | 0 | 0 | 0 | 0 | 1 |  | 10 | 16 | 10 | 15
| 6918 | 289 | 10 | 16 | 6 | 0 | 0 | 0 | 0 | 0 | 0 | 0 | 0 | 0 | 0 | 0 | 1 |  | 10 | 16 | 10 | 15
| 6919 | 289 | 10 | 16 | 7 | 0 | 0 | 0 | 0 | 0 | 0 | 0 | 0 | 0 | 0 | 0 | 1 |  | 10 | 16 | 10 | 15
| 6920 | 289 | 10 | 16 | 8 | 0 | 0 | 0 | 0 | 0 | 0 | 0 | 0 | 0 | 0 | 0 | 1 |  | 10 | 16 | 10 | 15
| 6921 | 289 | 10 | 16 | 9 | 0 | 0 | 0 | 0 | 0 | 0 | 0 | 0 | 0 | 0 | 0 | 1 |  | 10 | 16 | 10 | 15
| 6922 | 289 | 10 | 16 | 10 | 0 | 0 | 0 | 0 | 0 | 0 | 0 | 0 | 0 | 0 | 0 | 1 |  | 10 | 16 | 10 | 15
| 6923 | 289 | 10 | 16 | 11 | 0 | 0 | 0 | 0 | 0 | 0 | 0 | 0 | 0 | 0 | 0 | 1 |  | 10 | 16 | 10 | 15
| 6924 | 289 | 10 | 16 | 12 | 0 | 0 | 0 | 0 | 0 | 0 | 0 | 0 | 0 | 0 | 0 | 1 |  | 10 | 16 | 10 | 15
| 6925 | 289 | 10 | 16 | 13 | 0 | 0 | 0 | 0 | 0 | 0 | 0 | 0 | 0 | 0 | 0 | 1 |  | 10 | 16 | 10 | 15
| 6926 | 289 | 10 | 16 | 14 | 0 | 0 | 0 | 0 | 0 | 0 | 0 | 0 | 0 | 0 | 0 | 1 |  | 10 | 16 | 10 | 15
| 6927 | 289 | 10 | 16 | 15 | 0 | 0 | 0 | 0 | 0 | 0 | 0 | 0 | 0 | 0 | 0 | 1 |  | 10 | 16 | 10 | 15
| 6928 | 289 | 10 | 16 | 16 | 0 | 0 | 0 | 0 | 0 | 0 | 0 | 0 | 0 | 0 | 0 | 1 |  | 10 | 16 | 10 | 15
| 6929 | 289 | 10 | 16 | 17 | 0 | 0 | 0 | 0 | 0 | 0 | 0 | 0 | 0 | 0 | 0 | 1 |  | 10 | 16 | 10 | 15
| 6930 | 289 | 10 | 16 | 18 | 0 | 0 | 0 | 0 | 0 | 0 | 0 | 0 | 0 | 0 | 0 | 1 |  | 10 | 16 | 10 | 15
| 6931 | 289 | 10 | 16 | 19 | 0 | 0 | 0 | 0 | 0 | 0 | 0 | 0 | 0 | 0 | 0 | 1 |  | 10 | 16 | 10 | 15
| 6932 | 289 | 10 | 16 | 20 | 0 | 0 | 0 | 0 | 0 | 0 | 0 | 0 | 0 | 0 | 0 | 1 |  | 10 | 16 | 10 | 15
| 6933 | 289 | 10 | 16 | 21 | 0 | 0 | 0 | 0 | 0 | 0 | 0 | 0 | 0 | 0 | 0 | 1 |  | 10 | 16 | 10 | 15
| 6934 | 289 | 10 | 16 | 22 | 0 | 0 | 0 | 0 | 0 | 0 | 0 | 0 | 0 | 0 | 0 | 1 |  | 10 | 16 | 10 | 15
| 6935 | 289 | 10 | 16 | 23 | 0 | 0 | 0 | 0 | 0 | 0 | 0 | 0 | 0 | 0 | 0 | 1 |  | 10 | 16 | 10 | 15
| 6936 | 289 | 10 | 16 | 24 | 0 | 0 | 0 | 0 | 0 | 0 | 0 | 0 | 0 | 0 | 0 | 1 |  | 10 | 16 | 10 | 15
| 6937 | 290 | 10 | 17 | 1 | 0 | 0 | 1 | 0 | 0 | 0 | 0 | 0 | 0 | 0 | 0 | 1 |  | 10 | 17 | 10 | 16
| 6938 | 290 | 10 | 17 | 2 | 0 | 0 | 1 | 0 | 0 | 0 | 0 | 0 | 0 | 0 | 0 | 1 |  | 10 | 17 | 10 | 16
| 6939 | 290 | 10 | 17 | 3 | 0 | 0 | 1 | 0 | 0 | 0 | 0 | 0 | 0 | 0 | 0 | 1 |  | 10 | 17 | 10 | 16
| 6940 | 290 | 10 | 17 | 4 | 0 | 0 | 1 | 0 | 0 | 0 | 0 | 0 | 0 | 0 | 0 | 1 |  | 10 | 17 | 10 | 16
| 6941 | 290 | 10 | 17 | 5 | 0 | 0 | 1 | 0 | 0 | 0 | 0 | 0 | 0 | 0 | 0 | 1 |  | 10 | 17 | 10 | 16
| 6942 | 290 | 10 | 17 | 6 | 0 | 0 | 1 | 0 | 0 | 0 | 0 | 0 | 0 | 0 | 0 | 1 |  | 10 | 17 | 10 | 16
| 6943 | 290 | 10 | 17 | 7 | 0 | 0 | 1 | 0 | 0 | 0 | 0 | 0 | 0 | 0 | 0 | 1 |  | 10 | 17 | 10 | 16
| 6944 | 290 | 10 | 17 | 8 | 0 | 0 | 1 | 0 | 0 | 0 | 0 | 0 | 0 | 0 | 0 | 1 |  | 10 | 17 | 10 | 16
| 6945 | 290 | 10 | 17 | 9 | 0 | 0 | 1 | 0 | 0 | 0 | 0 | 0 | 0 | 0 | 0 | 1 |  | 10 | 17 | 10 | 16
| 6946 | 290 | 10 | 17 | 10 | 0 | 0 | 1 | 0 | 0 | 0 | 0 | 0 | 0 | 0 | 0 | 1 |  | 10 | 17 | 10 | 16
| 6947 | 290 | 10 | 17 | 11 | 0 | 0 | 1 | 0 | 0 | 0 | 0 | 0 | 0 | 0 | 0 | 1 |  | 10 | 17 | 10 | 16
| 6948 | 290 | 10 | 17 | 12 | 0 | 0 | 1 | 0 | 0 | 0 | 0 | 0 | 0 | 0 | 0 | 1 |  | 10 | 17 | 10 | 16
| 6949 | 290 | 10 | 17 | 13 | 0 | 0 | 1 | 0 | 0 | 0 | 0 | 0 | 0 | 0 | 0 | 1 |  | 10 | 17 | 10 | 16
| 6950 | 290 | 10 | 17 | 14 | 0 | 0 | 1 | 0 | 0 | 0 | 0 | 0 | 0 | 0 | 0 | 1 |  | 10 | 17 | 10 | 16
| 6951 | 290 | 10 | 17 | 15 | 0 | 0 | 1 | 0 | 0 | 0 | 0 | 0 | 0 | 0 | 0 | 1 |  | 10 | 17 | 10 | 16
| 6952 | 290 | 10 | 17 | 16 | 0 | 0 | 1 | 0 | 0 | 0 | 0 | 0 | 0 | 0 | 0 | 1 |  | 10 | 17 | 10 | 16
| 6953 | 290 | 10 | 17 | 17 | 0 | 0 | 1 | 0 | 0 | 0 | 0 | 0 | 0 | 0 | 0 | 1 |  | 10 | 17 | 10 | 16
| 6954 | 290 | 10 | 17 | 18 | 0 | 0 | 1 | 0 | 0 | 0 | 0 | 0 | 0 | 0 | 0 | 1 |  | 10 | 17 | 10 | 16
| 6955 | 290 | 10 | 17 | 19 | 0 | 0 | 1 | 0 | 0 | 0 | 0 | 0 | 0 | 0 | 0 | 1 |  | 10 | 17 | 10 | 16
| 6956 | 290 | 10 | 17 | 20 | 0 | 0 | 1 | 0 | 0 | 0 | 0 | 0 | 0 | 0 | 0 | 1 |  | 10 | 17 | 10 | 16
| 6957 | 290 | 10 | 17 | 21 | 0 | 0 | 1 | 0 | 0 | 0 | 0 | 0 | 0 | 0 | 0 | 1 |  | 10 | 17 | 10 | 16
| 6958 | 290 | 10 | 17 | 22 | 0 | 0 | 1 | 0 | 0 | 0 | 0 | 0 | 0 | 0 | 0 | 1 |  | 10 | 17 | 10 | 16
| 6959 | 290 | 10 | 17 | 23 | 0 | 0 | 1 | 0 | 0 | 0 | 0 | 0 | 0 | 0 | 0 | 1 |  | 10 | 17 | 10 | 16
| 6960 | 290 | 10 | 17 | 24 | 0 | 0 | 1 | 0 | 0 | 0 | 0 | 0 | 0 | 0 | 0 | 1 |  | 10 | 17 | 10 | 16
| 6961 | 291 | 10 | 18 | 1 | 0 | 0 | 1 | 0 | 0 | 0 | 0 | 0 | 0 | 0 | 0 | 1 |  | 10 | 18 | 10 | 17
| 6962 | 291 | 10 | 18 | 2 | 0 | 0 | 1 | 0 | 0 | 0 | 0 | 0 | 0 | 0 | 0 | 1 |  | 10 | 18 | 10 | 17
| 6963 | 291 | 10 | 18 | 3 | 0 | 0 | 1 | 0 | 0 | 0 | 0 | 0 | 0 | 0 | 0 | 1 |  | 10 | 18 | 10 | 17
| 6964 | 291 | 10 | 18 | 4 | 0 | 0 | 1 | 0 | 0 | 0 | 0 | 0 | 0 | 0 | 0 | 1 |  | 10 | 18 | 10 | 17
| 6965 | 291 | 10 | 18 | 5 | 0 | 0 | 1 | 0 | 0 | 0 | 0 | 0 | 0 | 0 | 0 | 1 |  | 10 | 18 | 10 | 17
| 6966 | 291 | 10 | 18 | 6 | 0 | 0 | 1 | 0 | 0 | 0 | 0 | 0 | 0 | 0 | 0 | 1 |  | 10 | 18 | 10 | 17
| 6967 | 291 | 10 | 18 | 7 | 0 | 0 | 1 | 0 | 0 | 0 | 0 | 0 | 0 | 0 | 0 | 1 |  | 10 | 18 | 10 | 17
| 6968 | 291 | 10 | 18 | 8 | 0 | 0 | 1 | 0 | 0 | 0 | 0 | 0 | 0 | 0 | 0 | 1 |  | 10 | 18 | 10 | 17
| 6969 | 291 | 10 | 18 | 9 | 0 | 0 | 1 | 0 | 0 | 0 | 0 | 0 | 0 | 0 | 0 | 1 |  | 10 | 18 | 10 | 17
| 6970 | 291 | 10 | 18 | 10 | 0 | 0 | 1 | 0 | 0 | 0 | 0 | 0 | 0 | 0 | 0 | 1 |  | 10 | 18 | 10 | 17
| 6971 | 291 | 10 | 18 | 11 | 0 | 0 | 1 | 0 | 0 | 0 | 0 | 0 | 0 | 0 | 0 | 1 |  | 10 | 18 | 10 | 17
| 6972 | 291 | 10 | 18 | 12 | 0 | 0 | 1 | 0 | 0 | 0 | 0 | 0 | 0 | 0 | 0 | 1 |  | 10 | 18 | 10 | 17
| 6973 | 291 | 10 | 18 | 13 | 0 | 0 | 1 | 0 | 0 | 0 | 0 | 0 | 0 | 0 | 0 | 1 |  | 10 | 18 | 10 | 17
| 6974 | 291 | 10 | 18 | 14 | 0 | 0 | 1 | 0 | 0 | 0 | 0 | 0 | 0 | 0 | 0 | 1 |  | 10 | 18 | 10 | 17
| 6975 | 291 | 10 | 18 | 15 | 0 | 0 | 1 | 0 | 0 | 0 | 0 | 0 | 0 | 0 | 0 | 1 |  | 10 | 18 | 10 | 17
| 6976 | 291 | 10 | 18 | 16 | 0 | 0 | 1 | 0 | 0 | 0 | 0 | 0 | 0 | 0 | 0 | 1 |  | 10 | 18 | 10 | 17
| 6977 | 291 | 10 | 18 | 17 | 0 | 0 | 1 | 0 | 0 | 0 | 0 | 0 | 0 | 0 | 0 | 1 |  | 10 | 18 | 10 | 17
| 6978 | 291 | 10 | 18 | 18 | 0 | 0 | 1 | 0 | 0 | 0 | 0 | 0 | 0 | 0 | 0 | 1 |  | 10 | 18 | 10 | 17
| 6979 | 291 | 10 | 18 | 19 | 0 | 0 | 1 | 0 | 0 | 0 | 0 | 0 | 0 | 0 | 0 | 1 |  | 10 | 18 | 10 | 17
| 6980 | 291 | 10 | 18 | 20 | 0 | 0 | 1 | 0 | 0 | 0 | 0 | 0 | 0 | 0 | 0 | 1 |  | 10 | 18 | 10 | 17
| 6981 | 291 | 10 | 18 | 21 | 0 | 0 | 1 | 0 | 0 | 0 | 0 | 0 | 0 | 0 | 0 | 1 |  | 10 | 18 | 10 | 17
| 6982 | 291 | 10 | 18 | 22 | 0 | 0 | 1 | 0 | 0 | 0 | 0 | 0 | 0 | 0 | 0 | 1 |  | 10 | 18 | 10 | 17
| 6983 | 291 | 10 | 18 | 23 | 0 | 0 | 1 | 0 | 0 | 0 | 0 | 0 | 0 | 0 | 0 | 1 |  | 10 | 18 | 10 | 17
| 6984 | 291 | 10 | 18 | 24 | 0 | 0 | 1 | 0 | 0 | 0 | 0 | 0 | 0 | 0 | 0 | 1 |  | 10 | 18 | 10 | 17
| 6985 | 292 | 10 | 19 | 1 | 0 | 0 | 1 | 0 | 0 | 0 | 0 | 0 | 0 | 0 | 0 | 1 |  | 10 | 19 | 10 | 18
| 6986 | 292 | 10 | 19 | 2 | 0 | 0 | 1 | 0 | 0 | 0 | 0 | 0 | 0 | 0 | 0 | 1 |  | 10 | 19 | 10 | 18
| 6987 | 292 | 10 | 19 | 3 | 0 | 0 | 1 | 0 | 0 | 0 | 0 | 0 | 0 | 0 | 0 | 1 |  | 10 | 19 | 10 | 18
| 6988 | 292 | 10 | 19 | 4 | 0 | 0 | 1 | 0 | 0 | 0 | 0 | 0 | 0 | 0 | 0 | 1 |  | 10 | 19 | 10 | 18
| 6989 | 292 | 10 | 19 | 5 | 0 | 0 | 1 | 0 | 0 | 0 | 0 | 0 | 0 | 0 | 0 | 1 |  | 10 | 19 | 10 | 18
| 6990 | 292 | 10 | 19 | 6 | 0 | 0 | 1 | 0 | 0 | 0 | 0 | 0 | 0 | 0 | 0 | 1 |  | 10 | 19 | 10 | 18
| 6991 | 292 | 10 | 19 | 7 | 0 | 0 | 1 | 0 | 0 | 0 | 0 | 0 | 0 | 0 | 0 | 1 |  | 10 | 19 | 10 | 18
| 6992 | 292 | 10 | 19 | 8 | 0 | 0 | 1 | 0 | 0 | 0 | 0 | 0 | 0 | 0 | 0 | 1 |  | 10 | 19 | 10 | 18
| 6993 | 292 | 10 | 19 | 9 | 0 | 0 | 1 | 0 | 0 | 0 | 0 | 0 | 0 | 0 | 0 | 1 |  | 10 | 19 | 10 | 18
| 6994 | 292 | 10 | 19 | 10 | 0 | 0 | 1 | 0 | 0 | 0 | 0 | 0 | 0 | 0 | 0 | 1 |  | 10 | 19 | 10 | 18
| 6995 | 292 | 10 | 19 | 11 | 0 | 0 | 1 | 0 | 0 | 0 | 0 | 0 | 0 | 0 | 0 | 1 |  | 10 | 19 | 10 | 18
| 6996 | 292 | 10 | 19 | 12 | 0 | 0 | 1 | 0 | 0 | 0 | 0 | 0 | 0 | 0 | 0 | 1 |  | 10 | 19 | 10 | 18
| 6997 | 292 | 10 | 19 | 13 | 0 | 0 | 1 | 0 | 0 | 0 | 0 | 0 | 0 | 0 | 0 | 1 |  | 10 | 19 | 10 | 18
| 6998 | 292 | 10 | 19 | 14 | 0 | 0 | 1 | 0 | 0 | 0 | 0 | 0 | 0 | 0 | 0 | 1 |  | 10 | 19 | 10 | 18
| 6999 | 292 | 10 | 19 | 15 | 0 | 0 | 1 | 0 | 0 | 0 | 0 | 0 | 0 | 0 | 0 | 1 |  | 10 | 19 | 10 | 18
| 7000 | 292 | 10 | 19 | 16 | 0 | 0 | 1 | 0 | 0 | 0 | 0 | 0 | 0 | 0 | 0 | 1 |  | 10 | 19 | 10 | 18
| 7001 | 292 | 10 | 19 | 17 | 0 | 0 | 1 | 0 | 0 | 0 | 0 | 0 | 0 | 0 | 0 | 1 |  | 10 | 19 | 10 | 18
| 7002 | 292 | 10 | 19 | 18 | 0 | 0 | 1 | 0 | 0 | 0 | 0 | 0 | 0 | 0 | 0 | 1 |  | 10 | 19 | 10 | 18
| 7003 | 292 | 10 | 19 | 19 | 0 | 0 | 1 | 0 | 0 | 0 | 0 | 0 | 0 | 0 | 0 | 1 |  | 10 | 19 | 10 | 18
| 7004 | 292 | 10 | 19 | 20 | 0 | 0 | 1 | 0 | 0 | 0 | 0 | 0 | 0 | 0 | 0 | 1 |  | 10 | 19 | 10 | 18
| 7005 | 292 | 10 | 19 | 21 | 0 | 0 | 1 | 0 | 0 | 0 | 0 | 0 | 0 | 0 | 0 | 1 |  | 10 | 19 | 10 | 18
| 7006 | 292 | 10 | 19 | 22 | 0 | 0 | 1 | 0 | 0 | 0 | 0 | 0 | 0 | 0 | 0 | 1 |  | 10 | 19 | 10 | 18
| 7007 | 292 | 10 | 19 | 23 | 0 | 0 | 1 | 0 | 0 | 0 | 0 | 0 | 0 | 0 | 0 | 1 |  | 10 | 19 | 10 | 18
| 7008 | 292 | 10 | 19 | 24 | 0 | 0 | 1 | 0 | 0 | 0 | 0 | 0 | 0 | 0 | 0 | 1 |  | 10 | 19 | 10 | 18
| 7009 | 293 | 10 | 20 | 1 | 0 | 0 | 1 | 0 | 0 | 0 | 0 | 0 | 0 | 0 | 0 | 1 |  | 10 | 20 | 10 | 19
| 7010 | 293 | 10 | 20 | 2 | 0 | 0 | 1 | 0 | 0 | 0 | 0 | 0 | 0 | 0 | 0 | 1 |  | 10 | 20 | 10 | 19
| 7011 | 293 | 10 | 20 | 3 | 0 | 0 | 1 | 0 | 0 | 0 | 0 | 0 | 0 | 0 | 0 | 1 |  | 10 | 20 | 10 | 19
| 7012 | 293 | 10 | 20 | 4 | 0 | 0 | 1 | 0 | 0 | 0 | 0 | 0 | 0 | 0 | 0 | 1 |  | 10 | 20 | 10 | 19
| 7013 | 293 | 10 | 20 | 5 | 0 | 0 | 1 | 0 | 0 | 0 | 0 | 0 | 0 | 0 | 0 | 1 |  | 10 | 20 | 10 | 19
| 7014 | 293 | 10 | 20 | 6 | 0 | 0 | 1 | 0 | 0 | 0 | 0 | 0 | 0 | 0 | 0 | 1 |  | 10 | 20 | 10 | 19
| 7015 | 293 | 10 | 20 | 7 | 0 | 0 | 1 | 0 | 0 | 0 | 0 | 0 | 0 | 0 | 0 | 1 |  | 10 | 20 | 10 | 19
| 7016 | 293 | 10 | 20 | 8 | 0 | 0 | 1 | 0 | 0 | 0 | 0 | 0 | 0 | 0 | 0 | 1 |  | 10 | 20 | 10 | 19
| 7017 | 293 | 10 | 20 | 9 | 0 | 0 | 1 | 0 | 0 | 0 | 0 | 0 | 0 | 0 | 0 | 1 |  | 10 | 20 | 10 | 19
| 7018 | 293 | 10 | 20 | 10 | 0 | 0 | 1 | 0 | 0 | 0 | 0 | 0 | 0 | 0 | 0 | 1 |  | 10 | 20 | 10 | 19
| 7019 | 293 | 10 | 20 | 11 | 0 | 0 | 1 | 0 | 0 | 0 | 0 | 0 | 0 | 0 | 0 | 1 |  | 10 | 20 | 10 | 19
| 7020 | 293 | 10 | 20 | 12 | 0 | 0 | 1 | 0 | 0 | 0 | 0 | 0 | 0 | 0 | 0 | 1 |  | 10 | 20 | 10 | 19
| 7021 | 293 | 10 | 20 | 13 | 0 | 0 | 1 | 0 | 0 | 0 | 0 | 0 | 0 | 0 | 0 | 1 |  | 10 | 20 | 10 | 19
| 7022 | 293 | 10 | 20 | 14 | 0 | 0 | 1 | 0 | 0 | 0 | 0 | 0 | 0 | 0 | 0 | 1 |  | 10 | 20 | 10 | 19
| 7023 | 293 | 10 | 20 | 15 | 0 | 0 | 1 | 0 | 0 | 0 | 0 | 0 | 0 | 0 | 0 | 1 |  | 10 | 20 | 10 | 19
| 7024 | 293 | 10 | 20 | 16 | 0 | 0 | 1 | 0 | 0 | 0 | 0 | 0 | 0 | 0 | 0 | 1 |  | 10 | 20 | 10 | 19
| 7025 | 293 | 10 | 20 | 17 | 0 | 0 | 1 | 0 | 0 | 0 | 0 | 0 | 0 | 0 | 0 | 1 |  | 10 | 20 | 10 | 19
| 7026 | 293 | 10 | 20 | 18 | 0 | 0 | 1 | 0 | 0 | 0 | 0 | 0 | 0 | 0 | 0 | 1 |  | 10 | 20 | 10 | 19
| 7027 | 293 | 10 | 20 | 19 | 0 | 0 | 1 | 0 | 0 | 0 | 0 | 0 | 0 | 0 | 0 | 1 |  | 10 | 20 | 10 | 19
| 7028 | 293 | 10 | 20 | 20 | 0 | 0 | 1 | 0 | 0 | 0 | 0 | 0 | 0 | 0 | 0 | 1 |  | 10 | 20 | 10 | 19
| 7029 | 293 | 10 | 20 | 21 | 0 | 0 | 1 | 0 | 0 | 0 | 0 | 0 | 0 | 0 | 0 | 1 |  | 10 | 20 | 10 | 19
| 7030 | 293 | 10 | 20 | 22 | 0 | 0 | 1 | 0 | 0 | 0 | 0 | 0 | 0 | 0 | 0 | 1 |  | 10 | 20 | 10 | 19
| 7031 | 293 | 10 | 20 | 23 | 0 | 0 | 1 | 0 | 0 | 0 | 0 | 0 | 0 | 0 | 0 | 1 |  | 10 | 20 | 10 | 19
| 7032 | 293 | 10 | 20 | 24 | 0 | 0 | 1 | 0 | 0 | 0 | 0 | 0 | 0 | 0 | 0 | 1 |  | 10 | 20 | 10 | 19
| 7033 | 294 | 10 | 21 | 1 | 0 | 0 | 1 | 0 | 0 | 0 | 0 | 0 | 0 | 0 | 0 | 1 |  | 10 | 21 | 10 | 20
| 7034 | 294 | 10 | 21 | 2 | 0 | 0 | 1 | 0 | 0 | 0 | 0 | 0 | 0 | 0 | 0 | 1 |  | 10 | 21 | 10 | 20
| 7035 | 294 | 10 | 21 | 3 | 0 | 0 | 1 | 0 | 0 | 0 | 0 | 0 | 0 | 0 | 0 | 1 |  | 10 | 21 | 10 | 20
| 7036 | 294 | 10 | 21 | 4 | 0 | 0 | 1 | 0 | 0 | 0 | 0 | 0 | 0 | 0 | 0 | 1 |  | 10 | 21 | 10 | 20
| 7037 | 294 | 10 | 21 | 5 | 0 | 0 | 1 | 0 | 0 | 0 | 0 | 0 | 0 | 0 | 0 | 1 |  | 10 | 21 | 10 | 20
| 7038 | 294 | 10 | 21 | 6 | 0 | 0 | 1 | 0 | 0 | 0 | 0 | 0 | 0 | 0 | 0 | 1 |  | 10 | 21 | 10 | 20
| 7039 | 294 | 10 | 21 | 7 | 0 | 0 | 1 | 0 | 0 | 0 | 0 | 0 | 0 | 0 | 0 | 1 |  | 10 | 21 | 10 | 20
| 7040 | 294 | 10 | 21 | 8 | 0 | 0 | 1 | 0 | 0 | 0 | 0 | 0 | 0 | 0 | 0 | 1 |  | 10 | 21 | 10 | 20
| 7041 | 294 | 10 | 21 | 9 | 0 | 0 | 1 | 0 | 0 | 0 | 0 | 0 | 0 | 0 | 0 | 1 |  | 10 | 21 | 10 | 20
| 7042 | 294 | 10 | 21 | 10 | 0 | 0 | 1 | 0 | 0 | 0 | 0 | 0 | 0 | 0 | 0 | 1 |  | 10 | 21 | 10 | 20
| 7043 | 294 | 10 | 21 | 11 | 0 | 0 | 1 | 0 | 0 | 0 | 0 | 0 | 0 | 0 | 0 | 1 |  | 10 | 21 | 10 | 20
| 7044 | 294 | 10 | 21 | 12 | 0 | 0 | 1 | 0 | 0 | 0 | 0 | 0 | 0 | 0 | 0 | 1 |  | 10 | 21 | 10 | 20
| 7045 | 294 | 10 | 21 | 13 | 0 | 0 | 1 | 0 | 0 | 0 | 0 | 0 | 0 | 0 | 0 | 1 |  | 10 | 21 | 10 | 20
| 7046 | 294 | 10 | 21 | 14 | 0 | 0 | 1 | 0 | 0 | 0 | 0 | 0 | 0 | 0 | 0 | 1 |  | 10 | 21 | 10 | 20
| 7047 | 294 | 10 | 21 | 15 | 0 | 0 | 1 | 0 | 0 | 0 | 0 | 0 | 0 | 0 | 0 | 1 |  | 10 | 21 | 10 | 20
| 7048 | 294 | 10 | 21 | 16 | 0 | 0 | 1 | 0 | 0 | 0 | 0 | 0 | 0 | 0 | 0 | 1 |  | 10 | 21 | 10 | 20
| 7049 | 294 | 10 | 21 | 17 | 0 | 0 | 1 | 0 | 0 | 0 | 0 | 0 | 0 | 0 | 0 | 1 |  | 10 | 21 | 10 | 20
| 7050 | 294 | 10 | 21 | 18 | 0 | 0 | 1 | 0 | 0 | 0 | 0 | 0 | 0 | 0 | 0 | 1 |  | 10 | 21 | 10 | 20
| 7051 | 294 | 10 | 21 | 19 | 0 | 0 | 1 | 0 | 0 | 0 | 0 | 0 | 0 | 0 | 0 | 1 |  | 10 | 21 | 10 | 20
| 7052 | 294 | 10 | 21 | 20 | 0 | 0 | 1 | 0 | 0 | 0 | 0 | 0 | 0 | 0 | 0 | 1 |  | 10 | 21 | 10 | 20
| 7053 | 294 | 10 | 21 | 21 | 0 | 0 | 1 | 0 | 0 | 0 | 0 | 0 | 0 | 0 | 0 | 1 |  | 10 | 21 | 10 | 20
| 7054 | 294 | 10 | 21 | 22 | 0 | 0 | 1 | 0 | 0 | 0 | 0 | 0 | 0 | 0 | 0 | 1 |  | 10 | 21 | 10 | 20
| 7055 | 294 | 10 | 21 | 23 | 0 | 0 | 1 | 0 | 0 | 0 | 0 | 0 | 0 | 0 | 0 | 1 |  | 10 | 21 | 10 | 20
| 7056 | 294 | 10 | 21 | 24 | 0 | 0 | 1 | 0 | 0 | 0 | 0 | 0 | 0 | 0 | 0 | 1 |  | 10 | 21 | 10 | 20
| 7057 | 295 | 10 | 22 | 1 | 0 | 0 | 0 | 0 | 0 | 0 | 0 | 0 | 0 | 0 | 0 | 1 |  | 10 | 22 | 10 | 21
| 7058 | 295 | 10 | 22 | 2 | 0 | 0 | 0 | 0 | 0 | 0 | 0 | 0 | 0 | 0 | 0 | 1 |  | 10 | 22 | 10 | 21
| 7059 | 295 | 10 | 22 | 3 | 0 | 0 | 0 | 0 | 0 | 0 | 0 | 0 | 0 | 0 | 0 | 1 |  | 10 | 22 | 10 | 21
| 7060 | 295 | 10 | 22 | 4 | 0 | 0 | 0 | 0 | 0 | 0 | 0 | 0 | 0 | 0 | 0 | 1 |  | 10 | 22 | 10 | 21
| 7061 | 295 | 10 | 22 | 5 | 0 | 0 | 0 | 0 | 0 | 0 | 0 | 0 | 0 | 0 | 0 | 1 |  | 10 | 22 | 10 | 21
| 7062 | 295 | 10 | 22 | 6 | 0 | 0 | 0 | 0 | 0 | 0 | 0 | 0 | 0 | 0 | 0 | 1 |  | 10 | 22 | 10 | 21
| 7063 | 295 | 10 | 22 | 7 | 0 | 0 | 0 | 0 | 0 | 0 | 0 | 0 | 0 | 0 | 0 | 1 |  | 10 | 22 | 10 | 21
| 7064 | 295 | 10 | 22 | 8 | 0 | 0 | 0 | 0 | 0 | 0 | 0 | 0 | 0 | 0 | 0 | 1 |  | 10 | 22 | 10 | 21
| 7065 | 295 | 10 | 22 | 9 | 0 | 0 | 0 | 0 | 0 | 0 | 0 | 0 | 0 | 0 | 0 | 1 |  | 10 | 22 | 10 | 21
| 7066 | 295 | 10 | 22 | 10 | 0 | 0 | 0 | 0 | 0 | 0 | 0 | 0 | 0 | 0 | 0 | 1 |  | 10 | 22 | 10 | 21
| 7067 | 295 | 10 | 22 | 11 | 0 | 0 | 0 | 0 | 0 | 0 | 0 | 0 | 0 | 0 | 0 | 1 |  | 10 | 22 | 10 | 21
| 7068 | 295 | 10 | 22 | 12 | 0 | 0 | 0 | 0 | 0 | 0 | 0 | 0 | 0 | 0 | 0 | 1 |  | 10 | 22 | 10 | 21
| 7069 | 295 | 10 | 22 | 13 | 0 | 0 | 0 | 0 | 0 | 0 | 0 | 0 | 0 | 0 | 0 | 1 |  | 10 | 22 | 10 | 21
| 7070 | 295 | 10 | 22 | 14 | 0 | 0 | 0 | 0 | 0 | 0 | 0 | 0 | 0 | 0 | 0 | 1 |  | 10 | 22 | 10 | 21
| 7071 | 295 | 10 | 22 | 15 | 0 | 0 | 0 | 0 | 0 | 0 | 0 | 0 | 0 | 0 | 0 | 1 |  | 10 | 22 | 10 | 21
| 7072 | 295 | 10 | 22 | 16 | 0 | 0 | 0 | 0 | 0 | 0 | 0 | 0 | 0 | 0 | 0 | 1 |  | 10 | 22 | 10 | 21
| 7073 | 295 | 10 | 22 | 17 | 0 | 0 | 0 | 0 | 0 | 0 | 0 | 0 | 0 | 0 | 0 | 1 |  | 10 | 22 | 10 | 21
| 7074 | 295 | 10 | 22 | 18 | 0 | 0 | 0 | 0 | 0 | 0 | 0 | 0 | 0 | 0 | 0 | 1 |  | 10 | 22 | 10 | 21
| 7075 | 295 | 10 | 22 | 19 | 0 | 0 | 0 | 0 | 0 | 0 | 0 | 0 | 0 | 0 | 0 | 1 |  | 10 | 22 | 10 | 21
| 7076 | 295 | 10 | 22 | 20 | 0 | 0 | 0 | 0 | 0 | 0 | 0 | 0 | 0 | 0 | 0 | 1 |  | 10 | 22 | 10 | 21
| 7077 | 295 | 10 | 22 | 21 | 0 | 0 | 0 | 0 | 0 | 0 | 0 | 0 | 0 | 0 | 0 | 1 |  | 10 | 22 | 10 | 21
| 7078 | 295 | 10 | 22 | 22 | 0 | 0 | 0 | 0 | 0 | 0 | 0 | 0 | 0 | 0 | 0 | 1 |  | 10 | 22 | 10 | 21
| 7079 | 295 | 10 | 22 | 23 | 0 | 0 | 0 | 0 | 0 | 0 | 0 | 0 | 0 | 0 | 0 | 1 |  | 10 | 22 | 10 | 21
| 7080 | 295 | 10 | 22 | 24 | 0 | 0 | 0 | 0 | 0 | 0 | 0 | 0 | 0 | 0 | 0 | 1 |  | 10 | 22 | 10 | 21
| 7081 | 296 | 10 | 23 | 1 | 0 | 0 | 0 | 0 | 0 | 0 | 0 | 0 | 0 | 0 | 0 | 1 |  | 10 | 23 | 10 | 22
| 7082 | 296 | 10 | 23 | 2 | 0 | 0 | 0 | 0 | 0 | 0 | 0 | 0 | 0 | 0 | 0 | 1 |  | 10 | 23 | 10 | 22
| 7083 | 296 | 10 | 23 | 3 | 0 | 0 | 0 | 0 | 0 | 0 | 0 | 0 | 0 | 0 | 0 | 1 |  | 10 | 23 | 10 | 22
| 7084 | 296 | 10 | 23 | 4 | 0 | 0 | 0 | 0 | 0 | 0 | 0 | 0 | 0 | 0 | 0 | 1 |  | 10 | 23 | 10 | 22
| 7085 | 296 | 10 | 23 | 5 | 0 | 0 | 0 | 0 | 0 | 0 | 0 | 0 | 0 | 0 | 0 | 1 |  | 10 | 23 | 10 | 22
| 7086 | 296 | 10 | 23 | 6 | 0 | 0 | 0 | 0 | 0 | 0 | 0 | 0 | 0 | 0 | 0 | 1 |  | 10 | 23 | 10 | 22
| 7087 | 296 | 10 | 23 | 7 | 0 | 0 | 0 | 0 | 0 | 0 | 0 | 0 | 0 | 0 | 0 | 1 |  | 10 | 23 | 10 | 22
| 7088 | 296 | 10 | 23 | 8 | 0 | 0 | 0 | 0 | 0 | 0 | 0 | 0 | 0 | 0 | 0 | 1 |  | 10 | 23 | 10 | 22
| 7089 | 296 | 10 | 23 | 9 | 0 | 0 | 0 | 0 | 0 | 0 | 0 | 0 | 0 | 0 | 0 | 1 |  | 10 | 23 | 10 | 22
| 7090 | 296 | 10 | 23 | 10 | 0 | 0 | 0 | 0 | 0 | 0 | 0 | 0 | 0 | 0 | 0 | 1 |  | 10 | 23 | 10 | 22
| 7091 | 296 | 10 | 23 | 11 | 0 | 0 | 0 | 0 | 0 | 0 | 0 | 0 | 0 | 0 | 0 | 1 |  | 10 | 23 | 10 | 22
| 7092 | 296 | 10 | 23 | 12 | 0 | 0 | 0 | 0 | 0 | 0 | 0 | 0 | 0 | 0 | 0 | 1 |  | 10 | 23 | 10 | 22
| 7093 | 296 | 10 | 23 | 13 | 0 | 0 | 0 | 0 | 0 | 0 | 0 | 0 | 0 | 0 | 0 | 1 |  | 10 | 23 | 10 | 22
| 7094 | 296 | 10 | 23 | 14 | 0 | 0 | 0 | 0 | 0 | 0 | 0 | 0 | 0 | 0 | 0 | 1 |  | 10 | 23 | 10 | 22
| 7095 | 296 | 10 | 23 | 15 | 0 | 0 | 0 | 0 | 0 | 0 | 0 | 0 | 0 | 0 | 0 | 1 |  | 10 | 23 | 10 | 22
| 7096 | 296 | 10 | 23 | 16 | 0 | 0 | 0 | 0 | 0 | 0 | 0 | 0 | 0 | 0 | 0 | 1 |  | 10 | 23 | 10 | 22
| 7097 | 296 | 10 | 23 | 17 | 0 | 0 | 0 | 0 | 0 | 0 | 0 | 0 | 0 | 0 | 0 | 1 |  | 10 | 23 | 10 | 22
| 7098 | 296 | 10 | 23 | 18 | 0 | 0 | 0 | 0 | 0 | 0 | 0 | 0 | 0 | 0 | 0 | 1 |  | 10 | 23 | 10 | 22
| 7099 | 296 | 10 | 23 | 19 | 0 | 0 | 0 | 0 | 0 | 0 | 0 | 0 | 0 | 0 | 0 | 1 |  | 10 | 23 | 10 | 22
| 7100 | 296 | 10 | 23 | 20 | 0 | 0 | 0 | 0 | 0 | 0 | 0 | 0 | 0 | 0 | 0 | 1 |  | 10 | 23 | 10 | 22
| 7101 | 296 | 10 | 23 | 21 | 0 | 0 | 0 | 0 | 0 | 0 | 0 | 0 | 0 | 0 | 0 | 1 |  | 10 | 23 | 10 | 22
| 7102 | 296 | 10 | 23 | 22 | 0 | 0 | 0 | 0 | 0 | 0 | 0 | 0 | 0 | 0 | 0 | 1 |  | 10 | 23 | 10 | 22
| 7103 | 296 | 10 | 23 | 23 | 0 | 0 | 0 | 0 | 0 | 0 | 0 | 0 | 0 | 0 | 0 | 1 |  | 10 | 23 | 10 | 22
| 7104 | 296 | 10 | 23 | 24 | 0 | 0 | 0 | 0 | 0 | 0 | 0 | 0 | 0 | 0 | 0 | 1 |  | 10 | 23 | 10 | 22
| 7105 | 297 | 10 | 24 | 1 | 0 | 0 | 1 | 0 | 0 | 0 | 0 | 0 | 0 | 0 | 0 | 1 |  | 10 | 24 | 10 | 23
| 7106 | 297 | 10 | 24 | 2 | 0 | 0 | 1 | 0 | 0 | 0 | 0 | 0 | 0 | 0 | 0 | 1 |  | 10 | 24 | 10 | 23
| 7107 | 297 | 10 | 24 | 3 | 0 | 0 | 1 | 0 | 0 | 0 | 0 | 0 | 0 | 0 | 0 | 1 |  | 10 | 24 | 10 | 23
| 7108 | 297 | 10 | 24 | 4 | 0 | 0 | 1 | 0 | 0 | 0 | 0 | 0 | 0 | 0 | 0 | 1 |  | 10 | 24 | 10 | 23
| 7109 | 297 | 10 | 24 | 5 | 0 | 0 | 1 | 0 | 0 | 0 | 0 | 0 | 0 | 0 | 0 | 1 |  | 10 | 24 | 10 | 23
| 7110 | 297 | 10 | 24 | 6 | 0 | 0 | 1 | 0 | 0 | 0 | 0 | 0 | 0 | 0 | 0 | 1 |  | 10 | 24 | 10 | 23
| 7111 | 297 | 10 | 24 | 7 | 0 | 0 | 1 | 0 | 0 | 0 | 0 | 0 | 0 | 0 | 0 | 1 |  | 10 | 24 | 10 | 23
| 7112 | 297 | 10 | 24 | 8 | 0 | 0 | 1 | 0 | 0 | 0 | 0 | 0 | 0 | 0 | 0 | 1 |  | 10 | 24 | 10 | 23
| 7113 | 297 | 10 | 24 | 9 | 0 | 0 | 1 | 0 | 0 | 0 | 0 | 0 | 0 | 0 | 0 | 1 |  | 10 | 24 | 10 | 23
| 7114 | 297 | 10 | 24 | 10 | 0 | 0 | 1 | 0 | 0 | 0 | 0 | 0 | 0 | 0 | 0 | 1 |  | 10 | 24 | 10 | 23
| 7115 | 297 | 10 | 24 | 11 | 0 | 0 | 1 | 0 | 0 | 0 | 0 | 0 | 0 | 0 | 0 | 1 |  | 10 | 24 | 10 | 23
| 7116 | 297 | 10 | 24 | 12 | 0 | 0 | 1 | 0 | 0 | 0 | 0 | 0 | 0 | 0 | 0 | 1 |  | 10 | 24 | 10 | 23
| 7117 | 297 | 10 | 24 | 13 | 0 | 0 | 1 | 0 | 0 | 0 | 0 | 0 | 0 | 0 | 0 | 1 |  | 10 | 24 | 10 | 23
| 7118 | 297 | 10 | 24 | 14 | 0 | 0 | 1 | 0 | 0 | 0 | 0 | 0 | 0 | 0 | 0 | 1 |  | 10 | 24 | 10 | 23
| 7119 | 297 | 10 | 24 | 15 | 0 | 0 | 1 | 0 | 0 | 0 | 0 | 0 | 0 | 0 | 0 | 1 |  | 10 | 24 | 10 | 23
| 7120 | 297 | 10 | 24 | 16 | 0 | 0 | 1 | 0 | 0 | 0 | 0 | 0 | 0 | 0 | 0 | 1 |  | 10 | 24 | 10 | 23
| 7121 | 297 | 10 | 24 | 17 | 0 | 0 | 1 | 0 | 0 | 0 | 0 | 0 | 0 | 0 | 0 | 1 |  | 10 | 24 | 10 | 23
| 7122 | 297 | 10 | 24 | 18 | 0 | 0 | 1 | 0 | 0 | 0 | 0 | 0 | 0 | 0 | 0 | 1 |  | 10 | 24 | 10 | 23
| 7123 | 297 | 10 | 24 | 19 | 0 | 0 | 1 | 0 | 0 | 0 | 0 | 0 | 0 | 0 | 0 | 1 |  | 10 | 24 | 10 | 23
| 7124 | 297 | 10 | 24 | 20 | 0 | 0 | 1 | 0 | 0 | 0 | 0 | 0 | 0 | 0 | 0 | 1 |  | 10 | 24 | 10 | 23
| 7125 | 297 | 10 | 24 | 21 | 0 | 0 | 1 | 0 | 0 | 0 | 0 | 0 | 0 | 0 | 0 | 1 |  | 10 | 24 | 10 | 23
| 7126 | 297 | 10 | 24 | 22 | 0 | 0 | 1 | 0 | 0 | 0 | 0 | 0 | 0 | 0 | 0 | 1 |  | 10 | 24 | 10 | 23
| 7127 | 297 | 10 | 24 | 23 | 0 | 0 | 1 | 0 | 0 | 0 | 0 | 0 | 0 | 0 | 0 | 1 |  | 10 | 24 | 10 | 23
| 7128 | 297 | 10 | 24 | 24 | 0 | 0 | 1 | 0 | 0 | 0 | 0 | 0 | 0 | 0 | 0 | 1 |  | 10 | 24 | 10 | 23
| 7129 | 298 | 10 | 25 | 1 | 0 | 0 | 1 | 0 | 0 | 0 | 0 | 0 | 0 | 0 | 0 | 1 |  | 10 | 25 | 10 | 24
| 7130 | 298 | 10 | 25 | 2 | 0 | 0 | 1 | 0 | 0 | 0 | 0 | 0 | 0 | 0 | 0 | 1 |  | 10 | 25 | 10 | 24
| 7131 | 298 | 10 | 25 | 3 | 0 | 0 | 1 | 0 | 0 | 0 | 0 | 0 | 0 | 0 | 0 | 1 |  | 10 | 25 | 10 | 24
| 7132 | 298 | 10 | 25 | 4 | 0 | 0 | 1 | 0 | 0 | 0 | 0 | 0 | 0 | 0 | 0 | 1 |  | 10 | 25 | 10 | 24
| 7133 | 298 | 10 | 25 | 5 | 0 | 0 | 1 | 0 | 0 | 0 | 0 | 0 | 0 | 0 | 0 | 1 |  | 10 | 25 | 10 | 24
| 7134 | 298 | 10 | 25 | 6 | 0 | 0 | 1 | 0 | 0 | 0 | 0 | 0 | 0 | 0 | 0 | 1 |  | 10 | 25 | 10 | 24
| 7135 | 298 | 10 | 25 | 7 | 0 | 0 | 1 | 0 | 0 | 0 | 0 | 0 | 0 | 0 | 0 | 1 |  | 10 | 25 | 10 | 24
| 7136 | 298 | 10 | 25 | 8 | 0 | 0 | 1 | 0 | 0 | 0 | 0 | 0 | 0 | 0 | 0 | 1 |  | 10 | 25 | 10 | 24
| 7137 | 298 | 10 | 25 | 9 | 0 | 0 | 1 | 0 | 0 | 0 | 0 | 0 | 0 | 0 | 0 | 1 |  | 10 | 25 | 10 | 24
| 7138 | 298 | 10 | 25 | 10 | 0 | 0 | 1 | 0 | 0 | 0 | 0 | 0 | 0 | 0 | 0 | 1 |  | 10 | 25 | 10 | 24
| 7139 | 298 | 10 | 25 | 11 | 0 | 0 | 1 | 0 | 0 | 0 | 0 | 0 | 0 | 0 | 0 | 1 |  | 10 | 25 | 10 | 24
| 7140 | 298 | 10 | 25 | 12 | 0 | 0 | 1 | 0 | 0 | 0 | 0 | 0 | 0 | 0 | 0 | 1 |  | 10 | 25 | 10 | 24
| 7141 | 298 | 10 | 25 | 13 | 0 | 0 | 1 | 0 | 0 | 0 | 0 | 0 | 0 | 0 | 0 | 1 |  | 10 | 25 | 10 | 24
| 7142 | 298 | 10 | 25 | 14 | 0 | 0 | 1 | 0 | 0 | 0 | 0 | 0 | 0 | 0 | 0 | 1 |  | 10 | 25 | 10 | 24
| 7143 | 298 | 10 | 25 | 15 | 0 | 0 | 1 | 0 | 0 | 0 | 0 | 0 | 0 | 0 | 0 | 1 |  | 10 | 25 | 10 | 24
| 7144 | 298 | 10 | 25 | 16 | 0 | 0 | 1 | 0 | 0 | 0 | 0 | 0 | 0 | 0 | 0 | 1 |  | 10 | 25 | 10 | 24
| 7145 | 298 | 10 | 25 | 17 | 0 | 0 | 1 | 0 | 0 | 0 | 0 | 0 | 0 | 0 | 0 | 1 |  | 10 | 25 | 10 | 24
| 7146 | 298 | 10 | 25 | 18 | 0 | 0 | 1 | 0 | 0 | 0 | 0 | 0 | 0 | 0 | 0 | 1 |  | 10 | 25 | 10 | 24
| 7147 | 298 | 10 | 25 | 19 | 0 | 0 | 1 | 0 | 0 | 0 | 0 | 0 | 0 | 0 | 0 | 1 |  | 10 | 25 | 10 | 24
| 7148 | 298 | 10 | 25 | 20 | 0 | 0 | 1 | 0 | 0 | 0 | 0 | 0 | 0 | 0 | 0 | 1 |  | 10 | 25 | 10 | 24
| 7149 | 298 | 10 | 25 | 21 | 0 | 0 | 1 | 0 | 0 | 0 | 0 | 0 | 0 | 0 | 0 | 1 |  | 10 | 25 | 10 | 24
| 7150 | 298 | 10 | 25 | 22 | 0 | 0 | 1 | 0 | 0 | 0 | 0 | 0 | 0 | 0 | 0 | 1 |  | 10 | 25 | 10 | 24
| 7151 | 298 | 10 | 25 | 23 | 0 | 0 | 1 | 0 | 0 | 0 | 0 | 0 | 0 | 0 | 0 | 1 |  | 10 | 25 | 10 | 24
| 7152 | 298 | 10 | 25 | 24 | 0 | 0 | 1 | 0 | 0 | 0 | 0 | 0 | 0 | 0 | 0 | 1 |  | 10 | 25 | 10 | 24
| 7153 | 299 | 10 | 26 | 1 | 0 | 0 | 1 | 0 | 0 | 0 | 0 | 0 | 0 | 0 | 0 | 1 |  | 10 | 26 | 10 | 25
| 7154 | 299 | 10 | 26 | 2 | 0 | 0 | 1 | 0 | 0 | 0 | 0 | 0 | 0 | 0 | 0 | 1 |  | 10 | 26 | 10 | 25
| 7155 | 299 | 10 | 26 | 3 | 0 | 0 | 1 | 0 | 0 | 0 | 0 | 0 | 0 | 0 | 0 | 1 |  | 10 | 26 | 10 | 25
| 7156 | 299 | 10 | 26 | 4 | 0 | 0 | 1 | 0 | 0 | 0 | 0 | 0 | 0 | 0 | 0 | 1 |  | 10 | 26 | 10 | 25
| 7157 | 299 | 10 | 26 | 5 | 0 | 0 | 1 | 0 | 0 | 0 | 0 | 0 | 0 | 0 | 0 | 1 |  | 10 | 26 | 10 | 25
| 7158 | 299 | 10 | 26 | 6 | 0 | 0 | 1 | 0 | 0 | 0 | 0 | 0 | 0 | 0 | 0 | 1 |  | 10 | 26 | 10 | 25
| 7159 | 299 | 10 | 26 | 7 | 0 | 0 | 1 | 0 | 0 | 0 | 0 | 0 | 0 | 0 | 0 | 1 |  | 10 | 26 | 10 | 25
| 7160 | 299 | 10 | 26 | 8 | 0 | 0 | 1 | 0 | 0 | 0 | 0 | 0 | 0 | 0 | 0 | 1 |  | 10 | 26 | 10 | 25
| 7161 | 299 | 10 | 26 | 9 | 0 | 0 | 1 | 0 | 0 | 0 | 0 | 0 | 0 | 0 | 0 | 1 |  | 10 | 26 | 10 | 25
| 7162 | 299 | 10 | 26 | 10 | 0 | 0 | 1 | 0 | 0 | 0 | 0 | 0 | 0 | 0 | 0 | 1 |  | 10 | 26 | 10 | 25
| 7163 | 299 | 10 | 26 | 11 | 0 | 0 | 1 | 0 | 0 | 0 | 0 | 0 | 0 | 0 | 0 | 1 |  | 10 | 26 | 10 | 25
| 7164 | 299 | 10 | 26 | 12 | 0 | 0 | 1 | 0 | 0 | 0 | 0 | 0 | 0 | 0 | 0 | 1 |  | 10 | 26 | 10 | 25
| 7165 | 299 | 10 | 26 | 13 | 0 | 0 | 1 | 0 | 0 | 0 | 0 | 0 | 0 | 0 | 0 | 1 |  | 10 | 26 | 10 | 25
| 7166 | 299 | 10 | 26 | 14 | 0 | 0 | 1 | 0 | 0 | 0 | 0 | 0 | 0 | 0 | 0 | 1 |  | 10 | 26 | 10 | 25
| 7167 | 299 | 10 | 26 | 15 | 0 | 0 | 1 | 0 | 0 | 0 | 0 | 0 | 0 | 0 | 0 | 1 |  | 10 | 26 | 10 | 25
| 7168 | 299 | 10 | 26 | 16 | 0 | 0 | 1 | 0 | 0 | 0 | 0 | 0 | 0 | 0 | 0 | 1 |  | 10 | 26 | 10 | 25
| 7169 | 299 | 10 | 26 | 17 | 0 | 0 | 1 | 0 | 0 | 0 | 0 | 0 | 0 | 0 | 0 | 1 |  | 10 | 26 | 10 | 25
| 7170 | 299 | 10 | 26 | 18 | 0 | 0 | 1 | 0 | 0 | 0 | 0 | 0 | 0 | 0 | 0 | 1 |  | 10 | 26 | 10 | 25
| 7171 | 299 | 10 | 26 | 19 | 0 | 0 | 1 | 0 | 0 | 0 | 0 | 0 | 0 | 0 | 0 | 1 |  | 10 | 26 | 10 | 25
| 7172 | 299 | 10 | 26 | 20 | 0 | 0 | 1 | 0 | 0 | 0 | 0 | 0 | 0 | 0 | 0 | 1 |  | 10 | 26 | 10 | 25
| 7173 | 299 | 10 | 26 | 21 | 0 | 0 | 1 | 0 | 0 | 0 | 0 | 0 | 0 | 0 | 0 | 1 |  | 10 | 26 | 10 | 25
| 7174 | 299 | 10 | 26 | 22 | 0 | 0 | 1 | 0 | 0 | 0 | 0 | 0 | 0 | 0 | 0 | 1 |  | 10 | 26 | 10 | 25
| 7175 | 299 | 10 | 26 | 23 | 0 | 0 | 1 | 0 | 0 | 0 | 0 | 0 | 0 | 0 | 0 | 1 |  | 10 | 26 | 10 | 25
| 7176 | 299 | 10 | 26 | 24 | 0 | 0 | 1 | 0 | 0 | 0 | 0 | 0 | 0 | 0 | 0 | 1 |  | 10 | 26 | 10 | 25
| 7177 | 300 | 10 | 27 | 1 | 0 | 0 | 1 | 0 | 0 | 0 | 0 | 0 | 0 | 0 | 0 | 1 |  | 10 | 27 | 10 | 26
| 7178 | 300 | 10 | 27 | 2 | 0 | 0 | 1 | 0 | 0 | 0 | 0 | 0 | 0 | 0 | 0 | 1 |  | 10 | 27 | 10 | 26
| 7179 | 300 | 10 | 27 | 3 | 0 | 0 | 1 | 0 | 0 | 0 | 0 | 0 | 0 | 0 | 0 | 1 |  | 10 | 27 | 10 | 26
| 7180 | 300 | 10 | 27 | 4 | 0 | 0 | 1 | 0 | 0 | 0 | 0 | 0 | 0 | 0 | 0 | 1 |  | 10 | 27 | 10 | 26
| 7181 | 300 | 10 | 27 | 5 | 0 | 0 | 1 | 0 | 0 | 0 | 0 | 0 | 0 | 0 | 0 | 1 |  | 10 | 27 | 10 | 26
| 7182 | 300 | 10 | 27 | 6 | 0 | 0 | 1 | 0 | 0 | 0 | 0 | 0 | 0 | 0 | 0 | 1 |  | 10 | 27 | 10 | 26
| 7183 | 300 | 10 | 27 | 7 | 0 | 0 | 1 | 0 | 0 | 0 | 0 | 0 | 0 | 0 | 0 | 1 |  | 10 | 27 | 10 | 26
| 7184 | 300 | 10 | 27 | 8 | 0 | 0 | 1 | 0 | 0 | 0 | 0 | 0 | 0 | 0 | 0 | 1 |  | 10 | 27 | 10 | 26
| 7185 | 300 | 10 | 27 | 9 | 0 | 0 | 1 | 0 | 0 | 0 | 0 | 0 | 0 | 0 | 0 | 1 |  | 10 | 27 | 10 | 26
| 7186 | 300 | 10 | 27 | 10 | 0 | 0 | 1 | 0 | 0 | 0 | 0 | 0 | 0 | 0 | 0 | 1 |  | 10 | 27 | 10 | 26
| 7187 | 300 | 10 | 27 | 11 | 0 | 0 | 1 | 0 | 0 | 0 | 0 | 0 | 0 | 0 | 0 | 1 |  | 10 | 27 | 10 | 26
| 7188 | 300 | 10 | 27 | 12 | 0 | 0 | 1 | 0 | 0 | 0 | 0 | 0 | 0 | 0 | 0 | 1 |  | 10 | 27 | 10 | 26
| 7189 | 300 | 10 | 27 | 13 | 0 | 0 | 1 | 0 | 0 | 0 | 0 | 0 | 0 | 0 | 0 | 1 |  | 10 | 27 | 10 | 26
| 7190 | 300 | 10 | 27 | 14 | 0 | 0 | 1 | 0 | 0 | 0 | 0 | 0 | 0 | 0 | 0 | 1 |  | 10 | 27 | 10 | 26
| 7191 | 300 | 10 | 27 | 15 | 0 | 0 | 1 | 0 | 0 | 0 | 0 | 0 | 0 | 0 | 0 | 1 |  | 10 | 27 | 10 | 26
| 7192 | 300 | 10 | 27 | 16 | 0 | 0 | 1 | 0 | 0 | 0 | 0 | 0 | 0 | 0 | 0 | 1 |  | 10 | 27 | 10 | 26
| 7193 | 300 | 10 | 27 | 17 | 0 | 0 | 1 | 0 | 0 | 0 | 0 | 0 | 0 | 0 | 0 | 1 |  | 10 | 27 | 10 | 26
| 7194 | 300 | 10 | 27 | 18 | 0 | 0 | 1 | 0 | 0 | 0 | 0 | 0 | 0 | 0 | 0 | 1 |  | 10 | 27 | 10 | 26
| 7195 | 300 | 10 | 27 | 19 | 0 | 0 | 1 | 0 | 0 | 0 | 0 | 0 | 0 | 0 | 0 | 1 |  | 10 | 27 | 10 | 26
| 7196 | 300 | 10 | 27 | 20 | 0 | 0 | 1 | 0 | 0 | 0 | 0 | 0 | 0 | 0 | 0 | 1 |  | 10 | 27 | 10 | 26
| 7197 | 300 | 10 | 27 | 21 | 0 | 0 | 1 | 0 | 0 | 0 | 0 | 0 | 0 | 0 | 0 | 1 |  | 10 | 27 | 10 | 26
| 7198 | 300 | 10 | 27 | 22 | 0 | 0 | 1 | 0 | 0 | 0 | 0 | 0 | 0 | 0 | 0 | 1 |  | 10 | 27 | 10 | 26
| 7199 | 300 | 10 | 27 | 23 | 0 | 0 | 1 | 0 | 0 | 0 | 0 | 0 | 0 | 0 | 0 | 1 |  | 10 | 27 | 10 | 26
| 7200 | 300 | 10 | 27 | 24 | 0 | 0 | 1 | 0 | 0 | 0 | 0 | 0 | 0 | 0 | 0 | 1 |  | 10 | 27 | 10 | 26
| 7201 | 301 | 10 | 28 | 1 | 0 | 0 | 1 | 0 | 0 | 0 | 0 | 0 | 0 | 0 | 0 | 1 |  | 10 | 28 | 10 | 27
| 7202 | 301 | 10 | 28 | 2 | 0 | 0 | 1 | 0 | 0 | 0 | 0 | 0 | 0 | 0 | 0 | 1 |  | 10 | 28 | 10 | 27
| 7203 | 301 | 10 | 28 | 3 | 0 | 0 | 1 | 0 | 0 | 0 | 0 | 0 | 0 | 0 | 0 | 1 |  | 10 | 28 | 10 | 27
| 7204 | 301 | 10 | 28 | 4 | 0 | 0 | 1 | 0 | 0 | 0 | 0 | 0 | 0 | 0 | 0 | 1 |  | 10 | 28 | 10 | 27
| 7205 | 301 | 10 | 28 | 5 | 0 | 0 | 1 | 0 | 0 | 0 | 0 | 0 | 0 | 0 | 0 | 1 |  | 10 | 28 | 10 | 27
| 7206 | 301 | 10 | 28 | 6 | 0 | 0 | 1 | 0 | 0 | 0 | 0 | 0 | 0 | 0 | 0 | 1 |  | 10 | 28 | 10 | 27
| 7207 | 301 | 10 | 28 | 7 | 0 | 0 | 1 | 0 | 0 | 0 | 0 | 0 | 0 | 0 | 0 | 1 |  | 10 | 28 | 10 | 27
| 7208 | 301 | 10 | 28 | 8 | 0 | 0 | 1 | 0 | 0 | 0 | 0 | 0 | 0 | 0 | 0 | 1 |  | 10 | 28 | 10 | 27
| 7209 | 301 | 10 | 28 | 9 | 0 | 0 | 1 | 0 | 0 | 0 | 0 | 0 | 0 | 0 | 0 | 1 |  | 10 | 28 | 10 | 27
| 7210 | 301 | 10 | 28 | 10 | 0 | 0 | 1 | 0 | 0 | 0 | 0 | 0 | 0 | 0 | 0 | 1 |  | 10 | 28 | 10 | 27
| 7211 | 301 | 10 | 28 | 11 | 0 | 0 | 1 | 0 | 0 | 0 | 0 | 0 | 0 | 0 | 0 | 1 |  | 10 | 28 | 10 | 27
| 7212 | 301 | 10 | 28 | 12 | 0 | 0 | 1 | 0 | 0 | 0 | 0 | 0 | 0 | 0 | 0 | 1 |  | 10 | 28 | 10 | 27
| 7213 | 301 | 10 | 28 | 13 | 0 | 0 | 1 | 0 | 0 | 0 | 0 | 0 | 0 | 0 | 0 | 1 |  | 10 | 28 | 10 | 27
| 7214 | 301 | 10 | 28 | 14 | 0 | 0 | 1 | 0 | 0 | 0 | 0 | 0 | 0 | 0 | 0 | 1 |  | 10 | 28 | 10 | 27
| 7215 | 301 | 10 | 28 | 15 | 0 | 0 | 1 | 0 | 0 | 0 | 0 | 0 | 0 | 0 | 0 | 1 |  | 10 | 28 | 10 | 27
| 7216 | 301 | 10 | 28 | 16 | 0 | 0 | 1 | 0 | 0 | 0 | 0 | 0 | 0 | 0 | 0 | 1 |  | 10 | 28 | 10 | 27
| 7217 | 301 | 10 | 28 | 17 | 0 | 0 | 1 | 0 | 0 | 0 | 0 | 0 | 0 | 0 | 0 | 1 |  | 10 | 28 | 10 | 27
| 7218 | 301 | 10 | 28 | 18 | 0 | 0 | 1 | 0 | 0 | 0 | 0 | 0 | 0 | 0 | 0 | 1 |  | 10 | 28 | 10 | 27
| 7219 | 301 | 10 | 28 | 19 | 0 | 0 | 1 | 0 | 0 | 0 | 0 | 0 | 0 | 0 | 0 | 1 |  | 10 | 28 | 10 | 27
| 7220 | 301 | 10 | 28 | 20 | 0 | 0 | 1 | 0 | 0 | 0 | 0 | 0 | 0 | 0 | 0 | 1 |  | 10 | 28 | 10 | 27
| 7221 | 301 | 10 | 28 | 21 | 0 | 0 | 1 | 0 | 0 | 0 | 0 | 0 | 0 | 0 | 0 | 1 |  | 10 | 28 | 10 | 27
| 7222 | 301 | 10 | 28 | 22 | 0 | 0 | 1 | 0 | 0 | 0 | 0 | 0 | 0 | 0 | 0 | 1 |  | 10 | 28 | 10 | 27
| 7223 | 301 | 10 | 28 | 23 | 0 | 0 | 1 | 0 | 0 | 0 | 0 | 0 | 0 | 0 | 0 | 1 |  | 10 | 28 | 10 | 27
| 7224 | 301 | 10 | 28 | 24 | 0 | 0 | 1 | 0 | 0 | 0 | 0 | 0 | 0 | 0 | 0 | 1 |  | 10 | 28 | 10 | 27
| 7225 | 302 | 10 | 29 | 1 | 0 | 0 | 0 | 0 | 0 | 0 | 0 | 0 | 0 | 0 | 0 | 1 |  | 10 | 29 | 10 | 28
| 7226 | 302 | 10 | 29 | 2 | 0 | 0 | 0 | 0 | 0 | 0 | 0 | 0 | 0 | 0 | 0 | 1 |  | 10 | 29 | 10 | 28
| 7227 | 302 | 10 | 29 | 3 | 0 | 0 | 0 | 0 | 0 | 0 | 0 | 0 | 0 | 0 | 0 | 1 |  | 10 | 29 | 10 | 28
| 7228 | 302 | 10 | 29 | 4 | 0 | 0 | 0 | 0 | 0 | 0 | 0 | 0 | 0 | 0 | 0 | 1 |  | 10 | 29 | 10 | 28
| 7229 | 302 | 10 | 29 | 5 | 0 | 0 | 0 | 0 | 0 | 0 | 0 | 0 | 0 | 0 | 0 | 1 |  | 10 | 29 | 10 | 28
| 7230 | 302 | 10 | 29 | 6 | 0 | 0 | 0 | 0 | 0 | 0 | 0 | 0 | 0 | 0 | 0 | 1 |  | 10 | 29 | 10 | 28
| 7231 | 302 | 10 | 29 | 7 | 0 | 0 | 0 | 0 | 0 | 0 | 0 | 0 | 0 | 0 | 0 | 1 |  | 10 | 29 | 10 | 28
| 7232 | 302 | 10 | 29 | 8 | 0 | 0 | 0 | 0 | 0 | 0 | 0 | 0 | 0 | 0 | 0 | 1 |  | 10 | 29 | 10 | 28
| 7233 | 302 | 10 | 29 | 9 | 0 | 0 | 0 | 0 | 0 | 0 | 0 | 0 | 0 | 0 | 0 | 1 |  | 10 | 29 | 10 | 28
| 7234 | 302 | 10 | 29 | 10 | 0 | 0 | 0 | 0 | 0 | 0 | 0 | 0 | 0 | 0 | 0 | 1 |  | 10 | 29 | 10 | 28
| 7235 | 302 | 10 | 29 | 11 | 0 | 0 | 0 | 0 | 0 | 0 | 0 | 0 | 0 | 0 | 0 | 1 |  | 10 | 29 | 10 | 28
| 7236 | 302 | 10 | 29 | 12 | 0 | 0 | 0 | 0 | 0 | 0 | 0 | 0 | 0 | 0 | 0 | 1 |  | 10 | 29 | 10 | 28
| 7237 | 302 | 10 | 29 | 13 | 0 | 0 | 0 | 0 | 0 | 0 | 0 | 0 | 0 | 0 | 0 | 1 |  | 10 | 29 | 10 | 28
| 7238 | 302 | 10 | 29 | 14 | 0 | 0 | 0 | 0 | 0 | 0 | 0 | 0 | 0 | 0 | 0 | 1 |  | 10 | 29 | 10 | 28
| 7239 | 302 | 10 | 29 | 15 | 0 | 0 | 0 | 0 | 0 | 0 | 0 | 0 | 0 | 0 | 0 | 1 |  | 10 | 29 | 10 | 28
| 7240 | 302 | 10 | 29 | 16 | 0 | 0 | 0 | 0 | 0 | 0 | 0 | 0 | 0 | 0 | 0 | 1 |  | 10 | 29 | 10 | 28
| 7241 | 302 | 10 | 29 | 17 | 0 | 0 | 0 | 0 | 0 | 0 | 0 | 0 | 0 | 0 | 0 | 1 |  | 10 | 29 | 10 | 28
| 7242 | 302 | 10 | 29 | 18 | 0 | 0 | 0 | 0 | 0 | 0 | 0 | 0 | 0 | 0 | 0 | 1 |  | 10 | 29 | 10 | 28
| 7243 | 302 | 10 | 29 | 19 | 0 | 0 | 0 | 0 | 0 | 0 | 0 | 0 | 0 | 0 | 0 | 1 |  | 10 | 29 | 10 | 28
| 7244 | 302 | 10 | 29 | 20 | 0 | 0 | 0 | 0 | 0 | 0 | 0 | 0 | 0 | 0 | 0 | 1 |  | 10 | 29 | 10 | 28
| 7245 | 302 | 10 | 29 | 21 | 0 | 0 | 0 | 0 | 0 | 0 | 0 | 0 | 0 | 0 | 0 | 1 |  | 10 | 29 | 10 | 28
| 7246 | 302 | 10 | 29 | 22 | 0 | 0 | 0 | 0 | 0 | 0 | 0 | 0 | 0 | 0 | 0 | 1 |  | 10 | 29 | 10 | 28
| 7247 | 302 | 10 | 29 | 23 | 0 | 0 | 0 | 0 | 0 | 0 | 0 | 0 | 0 | 0 | 0 | 1 |  | 10 | 29 | 10 | 28
| 7248 | 302 | 10 | 29 | 24 | 0 | 0 | 0 | 0 | 0 | 0 | 0 | 0 | 0 | 0 | 0 | 1 |  | 10 | 29 | 10 | 28
| 7249 | 303 | 10 | 30 | 1 | 0 | 0 | 0 | 0 | 0 | 0 | 0 | 0 | 0 | 0 | 0 | 1 |  | 10 | 30 | 10 | 29
| 7250 | 303 | 10 | 30 | 2 | 0 | 0 | 0 | 0 | 0 | 0 | 0 | 0 | 0 | 0 | 0 | 1 |  | 10 | 30 | 10 | 29
| 7251 | 303 | 10 | 30 | 3 | 0 | 0 | 0 | 0 | 0 | 0 | 0 | 0 | 0 | 0 | 0 | 1 |  | 10 | 30 | 10 | 29
| 7252 | 303 | 10 | 30 | 4 | 0 | 0 | 0 | 0 | 0 | 0 | 0 | 0 | 0 | 0 | 0 | 1 |  | 10 | 30 | 10 | 29
| 7253 | 303 | 10 | 30 | 5 | 0 | 0 | 0 | 0 | 0 | 0 | 0 | 0 | 0 | 0 | 0 | 1 |  | 10 | 30 | 10 | 29
| 7254 | 303 | 10 | 30 | 6 | 0 | 0 | 0 | 0 | 0 | 0 | 0 | 0 | 0 | 0 | 0 | 1 |  | 10 | 30 | 10 | 29
| 7255 | 303 | 10 | 30 | 7 | 0 | 0 | 0 | 0 | 0 | 0 | 0 | 0 | 0 | 0 | 0 | 1 |  | 10 | 30 | 10 | 29
| 7256 | 303 | 10 | 30 | 8 | 0 | 0 | 0 | 0 | 0 | 0 | 0 | 0 | 0 | 0 | 0 | 1 |  | 10 | 30 | 10 | 29
| 7257 | 303 | 10 | 30 | 9 | 0 | 0 | 0 | 0 | 0 | 0 | 0 | 0 | 0 | 0 | 0 | 1 |  | 10 | 30 | 10 | 29
| 7258 | 303 | 10 | 30 | 10 | 0 | 0 | 0 | 0 | 0 | 0 | 0 | 0 | 0 | 0 | 0 | 1 |  | 10 | 30 | 10 | 29
| 7259 | 303 | 10 | 30 | 11 | 0 | 0 | 0 | 0 | 0 | 0 | 0 | 0 | 0 | 0 | 0 | 1 |  | 10 | 30 | 10 | 29
| 7260 | 303 | 10 | 30 | 12 | 0 | 0 | 0 | 0 | 0 | 0 | 0 | 0 | 0 | 0 | 0 | 1 |  | 10 | 30 | 10 | 29
| 7261 | 303 | 10 | 30 | 13 | 0 | 0 | 0 | 0 | 0 | 0 | 0 | 0 | 0 | 0 | 0 | 1 |  | 10 | 30 | 10 | 29
| 7262 | 303 | 10 | 30 | 14 | 0 | 0 | 0 | 0 | 0 | 0 | 0 | 0 | 0 | 0 | 0 | 1 |  | 10 | 30 | 10 | 29
| 7263 | 303 | 10 | 30 | 15 | 0 | 0 | 0 | 0 | 0 | 0 | 0 | 0 | 0 | 0 | 0 | 1 |  | 10 | 30 | 10 | 29
| 7264 | 303 | 10 | 30 | 16 | 0 | 0 | 0 | 0 | 0 | 0 | 0 | 0 | 0 | 0 | 0 | 1 |  | 10 | 30 | 10 | 29
| 7265 | 303 | 10 | 30 | 17 | 0 | 0 | 0 | 0 | 0 | 0 | 0 | 0 | 0 | 0 | 0 | 1 |  | 10 | 30 | 10 | 29
| 7266 | 303 | 10 | 30 | 18 | 0 | 0 | 0 | 0 | 0 | 0 | 0 | 0 | 0 | 0 | 0 | 1 |  | 10 | 30 | 10 | 29
| 7267 | 303 | 10 | 30 | 19 | 0 | 0 | 0 | 0 | 0 | 0 | 0 | 0 | 0 | 0 | 0 | 1 |  | 10 | 30 | 10 | 29
| 7268 | 303 | 10 | 30 | 20 | 0 | 0 | 0 | 0 | 0 | 0 | 0 | 0 | 0 | 0 | 0 | 1 |  | 10 | 30 | 10 | 29
| 7269 | 303 | 10 | 30 | 21 | 0 | 0 | 0 | 0 | 0 | 0 | 0 | 0 | 0 | 0 | 0 | 1 |  | 10 | 30 | 10 | 29
| 7270 | 303 | 10 | 30 | 22 | 0 | 0 | 0 | 0 | 0 | 0 | 0 | 0 | 0 | 0 | 0 | 1 |  | 10 | 30 | 10 | 29
| 7271 | 303 | 10 | 30 | 23 | 0 | 0 | 0 | 0 | 0 | 0 | 0 | 0 | 0 | 0 | 0 | 1 |  | 10 | 30 | 10 | 29
| 7272 | 303 | 10 | 30 | 24 | 0 | 0 | 0 | 0 | 0 | 0 | 0 | 0 | 0 | 0 | 0 | 1 |  | 10 | 30 | 10 | 29
| 7273 | 304 | 10 | 31 | 1 | 0 | 0 | 1 | 0 | 0 | 0 | 0 | 0 | 0 | 0 | 0 | 1 |  | 10 | 31 | 10 | 30
| 7274 | 304 | 10 | 31 | 2 | 0 | 0 | 1 | 0 | 0 | 0 | 0 | 0 | 0 | 0 | 0 | 1 |  | 10 | 31 | 10 | 30
| 7275 | 304 | 10 | 31 | 3 | 0 | 0 | 1 | 0 | 0 | 0 | 0 | 0 | 0 | 0 | 0 | 1 |  | 10 | 31 | 10 | 30
| 7276 | 304 | 10 | 31 | 4 | 0 | 0 | 1 | 0 | 0 | 0 | 0 | 0 | 0 | 0 | 0 | 1 |  | 10 | 31 | 10 | 30
| 7277 | 304 | 10 | 31 | 5 | 0 | 0 | 1 | 0 | 0 | 0 | 0 | 0 | 0 | 0 | 0 | 1 |  | 10 | 31 | 10 | 30
| 7278 | 304 | 10 | 31 | 6 | 0 | 0 | 1 | 0 | 0 | 0 | 0 | 0 | 0 | 0 | 0 | 1 |  | 10 | 31 | 10 | 30
| 7279 | 304 | 10 | 31 | 7 | 0 | 0 | 1 | 0 | 0 | 0 | 0 | 0 | 0 | 0 | 0 | 1 |  | 10 | 31 | 10 | 30
| 7280 | 304 | 10 | 31 | 8 | 0 | 0 | 1 | 0 | 0 | 0 | 0 | 0 | 0 | 0 | 0 | 1 |  | 10 | 31 | 10 | 30
| 7281 | 304 | 10 | 31 | 9 | 0 | 0 | 1 | 0 | 0 | 0 | 0 | 0 | 0 | 0 | 0 | 1 |  | 10 | 31 | 10 | 30
| 7282 | 304 | 10 | 31 | 10 | 0 | 0 | 1 | 0 | 0 | 0 | 0 | 0 | 0 | 0 | 0 | 1 |  | 10 | 31 | 10 | 30
| 7283 | 304 | 10 | 31 | 11 | 0 | 0 | 1 | 0 | 0 | 0 | 0 | 0 | 0 | 0 | 0 | 1 |  | 10 | 31 | 10 | 30
| 7284 | 304 | 10 | 31 | 12 | 0 | 0 | 1 | 0 | 0 | 0 | 0 | 0 | 0 | 0 | 0 | 1 |  | 10 | 31 | 10 | 30
| 7285 | 304 | 10 | 31 | 13 | 0 | 0 | 1 | 0 | 0 | 0 | 0 | 0 | 0 | 0 | 0 | 1 |  | 10 | 31 | 10 | 30
| 7286 | 304 | 10 | 31 | 14 | 0 | 0 | 1 | 0 | 0 | 0 | 0 | 0 | 0 | 0 | 0 | 1 |  | 10 | 31 | 10 | 30
| 7287 | 304 | 10 | 31 | 15 | 0 | 0 | 1 | 0 | 0 | 0 | 0 | 0 | 0 | 0 | 0 | 1 |  | 10 | 31 | 10 | 30
| 7288 | 304 | 10 | 31 | 16 | 0 | 0 | 1 | 0 | 0 | 0 | 0 | 0 | 0 | 0 | 0 | 1 |  | 10 | 31 | 10 | 30
| 7289 | 304 | 10 | 31 | 17 | 0 | 0 | 1 | 0 | 0 | 0 | 0 | 0 | 0 | 0 | 0 | 1 |  | 10 | 31 | 10 | 30
| 7290 | 304 | 10 | 31 | 18 | 0 | 0 | 1 | 0 | 0 | 0 | 0 | 0 | 0 | 0 | 0 | 1 |  | 10 | 31 | 10 | 30
| 7291 | 304 | 10 | 31 | 19 | 0 | 0 | 1 | 0 | 0 | 0 | 0 | 0 | 0 | 0 | 0 | 1 |  | 10 | 31 | 10 | 30
| 7292 | 304 | 10 | 31 | 20 | 0 | 0 | 1 | 0 | 0 | 0 | 0 | 0 | 0 | 0 | 0 | 1 |  | 10 | 31 | 10 | 30
| 7293 | 304 | 10 | 31 | 21 | 0 | 0 | 1 | 0 | 0 | 0 | 0 | 0 | 0 | 0 | 0 | 1 |  | 10 | 31 | 10 | 30
| 7294 | 304 | 10 | 31 | 22 | 0 | 0 | 1 | 0 | 0 | 0 | 0 | 0 | 0 | 0 | 0 | 1 |  | 10 | 31 | 10 | 30
| 7295 | 304 | 10 | 31 | 23 | 0 | 0 | 1 | 0 | 0 | 0 | 0 | 0 | 0 | 0 | 0 | 1 |  | 10 | 31 | 10 | 30
| 7296 | 304 | 10 | 31 | 24 | 0 | 0 | 1 | 0 | 0 | 0 | 0 | 0 | 0 | 0 | 0 | 1 |  | 10 | 31 | 10 | 30
| 7297 | 305 | 11 | 1 | 1 | 0 | 0 | 1 | 0 | 0 | 0 | 0 | 0 | 0 | 0 | 0 | 1 |  | 11 | 1 | 10 | 31
| 7298 | 305 | 11 | 1 | 2 | 0 | 0 | 1 | 0 | 0 | 0 | 0 | 0 | 0 | 0 | 0 | 1 |  | 11 | 1 | 10 | 31
| 7299 | 305 | 11 | 1 | 3 | 0 | 0 | 1 | 0 | 0 | 0 | 0 | 0 | 0 | 0 | 0 | 1 |  | 11 | 1 | 10 | 31
| 7300 | 305 | 11 | 1 | 4 | 0 | 0 | 1 | 0 | 0 | 0 | 0 | 0 | 0 | 0 | 0 | 1 |  | 11 | 1 | 10 | 31
| 7301 | 305 | 11 | 1 | 5 | 0 | 0 | 1 | 0 | 0 | 0 | 0 | 0 | 0 | 0 | 0 | 1 |  | 11 | 1 | 10 | 31
| 7302 | 305 | 11 | 1 | 6 | 0 | 0 | 1 | 0 | 0 | 0 | 0 | 0 | 0 | 0 | 0 | 1 |  | 11 | 1 | 10 | 31
| 7303 | 305 | 11 | 1 | 7 | 0 | 0 | 1 | 0 | 0 | 0 | 0 | 0 | 0 | 0 | 0 | 1 |  | 11 | 1 | 10 | 31
| 7304 | 305 | 11 | 1 | 8 | 0 | 0 | 1 | 0 | 0 | 0 | 0 | 0 | 0 | 0 | 0 | 1 |  | 11 | 1 | 10 | 31
| 7305 | 305 | 11 | 1 | 9 | 0 | 0 | 1 | 0 | 0 | 0 | 0 | 0 | 0 | 0 | 0 | 1 |  | 11 | 1 | 10 | 31
| 7306 | 305 | 11 | 1 | 10 | 0 | 0 | 1 | 0 | 0 | 0 | 0 | 0 | 0 | 0 | 0 | 1 |  | 11 | 1 | 10 | 31
| 7307 | 305 | 11 | 1 | 11 | 0 | 0 | 1 | 0 | 0 | 0 | 0 | 0 | 0 | 0 | 0 | 1 |  | 11 | 1 | 10 | 31
| 7308 | 305 | 11 | 1 | 12 | 0 | 0 | 1 | 0 | 0 | 0 | 0 | 0 | 0 | 0 | 0 | 1 |  | 11 | 1 | 10 | 31
| 7309 | 305 | 11 | 1 | 13 | 0 | 0 | 1 | 0 | 0 | 0 | 0 | 0 | 0 | 0 | 0 | 1 |  | 11 | 1 | 10 | 31
| 7310 | 305 | 11 | 1 | 14 | 0 | 0 | 1 | 0 | 0 | 0 | 0 | 0 | 0 | 0 | 0 | 1 |  | 11 | 1 | 10 | 31
| 7311 | 305 | 11 | 1 | 15 | 0 | 0 | 1 | 0 | 0 | 0 | 0 | 0 | 0 | 0 | 0 | 1 |  | 11 | 1 | 10 | 31
| 7312 | 305 | 11 | 1 | 16 | 0 | 0 | 1 | 0 | 0 | 0 | 0 | 0 | 0 | 0 | 0 | 1 |  | 11 | 1 | 10 | 31
| 7313 | 305 | 11 | 1 | 17 | 0 | 0 | 1 | 0 | 0 | 0 | 0 | 0 | 0 | 0 | 0 | 1 |  | 11 | 1 | 10 | 31
| 7314 | 305 | 11 | 1 | 18 | 0 | 0 | 1 | 0 | 0 | 0 | 0 | 0 | 0 | 0 | 0 | 1 |  | 11 | 1 | 10 | 31
| 7315 | 305 | 11 | 1 | 19 | 0 | 0 | 1 | 0 | 0 | 0 | 0 | 0 | 0 | 0 | 0 | 1 |  | 11 | 1 | 10 | 31
| 7316 | 305 | 11 | 1 | 20 | 0 | 0 | 1 | 0 | 0 | 0 | 0 | 0 | 0 | 0 | 0 | 1 |  | 11 | 1 | 10 | 31
| 7317 | 305 | 11 | 1 | 21 | 0 | 0 | 1 | 0 | 0 | 0 | 0 | 0 | 0 | 0 | 0 | 1 |  | 11 | 1 | 10 | 31
| 7318 | 305 | 11 | 1 | 22 | 0 | 0 | 1 | 0 | 0 | 0 | 0 | 0 | 0 | 0 | 0 | 1 |  | 11 | 1 | 10 | 31
| 7319 | 305 | 11 | 1 | 23 | 0 | 0 | 1 | 0 | 0 | 0 | 0 | 0 | 0 | 0 | 0 | 1 |  | 11 | 1 | 10 | 31
| 7320 | 305 | 11 | 1 | 24 | 0 | 0 | 1 | 0 | 0 | 0 | 0 | 0 | 0 | 0 | 0 | 1 |  | 11 | 1 | 10 | 31
| 7321 | 306 | 11 | 2 | 1 | 0 | 0 | 1 | 0 | 0 | 0 | 0 | 0 | 0 | 0 | 0 | 1 |  | 11 | 2 | 11 | 1
| 7322 | 306 | 11 | 2 | 2 | 0 | 0 | 1 | 0 | 0 | 0 | 0 | 0 | 0 | 0 | 0 | 1 |  | 11 | 2 | 11 | 1
| 7323 | 306 | 11 | 2 | 3 | 0 | 0 | 1 | 0 | 0 | 0 | 0 | 0 | 0 | 0 | 0 | 1 |  | 11 | 2 | 11 | 1
| 7324 | 306 | 11 | 2 | 4 | 0 | 0 | 1 | 0 | 0 | 0 | 0 | 0 | 0 | 0 | 0 | 1 |  | 11 | 2 | 11 | 1
| 7325 | 306 | 11 | 2 | 5 | 0 | 0 | 1 | 0 | 0 | 0 | 0 | 0 | 0 | 0 | 0 | 1 |  | 11 | 2 | 11 | 1
| 7326 | 306 | 11 | 2 | 6 | 0 | 0 | 1 | 0 | 0 | 0 | 0 | 0 | 0 | 0 | 0 | 1 |  | 11 | 2 | 11 | 1
| 7327 | 306 | 11 | 2 | 7 | 0 | 0 | 1 | 0 | 0 | 0 | 0 | 0 | 0 | 0 | 0 | 1 |  | 11 | 2 | 11 | 1
| 7328 | 306 | 11 | 2 | 8 | 0 | 0 | 1 | 0 | 0 | 0 | 0 | 0 | 0 | 0 | 0 | 1 |  | 11 | 2 | 11 | 1
| 7329 | 306 | 11 | 2 | 9 | 0 | 0 | 1 | 0 | 0 | 0 | 0 | 0 | 0 | 0 | 0 | 1 |  | 11 | 2 | 11 | 1
| 7330 | 306 | 11 | 2 | 10 | 0 | 0 | 1 | 0 | 0 | 0 | 0 | 0 | 0 | 0 | 0 | 1 |  | 11 | 2 | 11 | 1
| 7331 | 306 | 11 | 2 | 11 | 0 | 0 | 1 | 0 | 0 | 0 | 0 | 0 | 0 | 0 | 0 | 1 |  | 11 | 2 | 11 | 1
| 7332 | 306 | 11 | 2 | 12 | 0 | 0 | 1 | 0 | 0 | 0 | 0 | 0 | 0 | 0 | 0 | 1 |  | 11 | 2 | 11 | 1
| 7333 | 306 | 11 | 2 | 13 | 0 | 0 | 1 | 0 | 0 | 0 | 0 | 0 | 0 | 0 | 0 | 1 |  | 11 | 2 | 11 | 1
| 7334 | 306 | 11 | 2 | 14 | 0 | 0 | 1 | 0 | 0 | 0 | 0 | 0 | 0 | 0 | 0 | 1 |  | 11 | 2 | 11 | 1
| 7335 | 306 | 11 | 2 | 15 | 0 | 0 | 1 | 0 | 0 | 0 | 0 | 0 | 0 | 0 | 0 | 1 |  | 11 | 2 | 11 | 1
| 7336 | 306 | 11 | 2 | 16 | 0 | 0 | 1 | 0 | 0 | 0 | 0 | 0 | 0 | 0 | 0 | 1 |  | 11 | 2 | 11 | 1
| 7337 | 306 | 11 | 2 | 17 | 0 | 0 | 1 | 0 | 0 | 0 | 0 | 0 | 0 | 0 | 0 | 1 |  | 11 | 2 | 11 | 1
| 7338 | 306 | 11 | 2 | 18 | 0 | 0 | 1 | 0 | 0 | 0 | 0 | 0 | 0 | 0 | 0 | 1 |  | 11 | 2 | 11 | 1
| 7339 | 306 | 11 | 2 | 19 | 0 | 0 | 1 | 0 | 0 | 0 | 0 | 0 | 0 | 0 | 0 | 1 |  | 11 | 2 | 11 | 1
| 7340 | 306 | 11 | 2 | 20 | 0 | 0 | 1 | 0 | 0 | 0 | 0 | 0 | 0 | 0 | 0 | 1 |  | 11 | 2 | 11 | 1
| 7341 | 306 | 11 | 2 | 21 | 0 | 0 | 1 | 0 | 0 | 0 | 0 | 0 | 0 | 0 | 0 | 1 |  | 11 | 2 | 11 | 1
| 7342 | 306 | 11 | 2 | 22 | 0 | 0 | 1 | 0 | 0 | 0 | 0 | 0 | 0 | 0 | 0 | 1 |  | 11 | 2 | 11 | 1
| 7343 | 306 | 11 | 2 | 23 | 0 | 0 | 1 | 0 | 0 | 0 | 0 | 0 | 0 | 0 | 0 | 1 |  | 11 | 2 | 11 | 1
| 7344 | 306 | 11 | 2 | 24 | 0 | 0 | 1 | 0 | 0 | 0 | 0 | 0 | 0 | 0 | 0 | 1 |  | 11 | 2 | 11 | 1
| 7345 | 307 | 11 | 3 | 1 | 0 | 0 | 1 | 0 | 0 | 0 | 0 | 0 | 0 | 0 | 0 | 1 |  | 11 | 3 | 11 | 2
| 7346 | 307 | 11 | 3 | 2 | 0 | 0 | 1 | 0 | 0 | 0 | 0 | 0 | 0 | 0 | 0 | 1 |  | 11 | 3 | 11 | 2
| 7347 | 307 | 11 | 3 | 3 | 0 | 0 | 1 | 0 | 0 | 0 | 0 | 0 | 0 | 0 | 0 | 1 |  | 11 | 3 | 11 | 2
| 7348 | 307 | 11 | 3 | 4 | 0 | 0 | 1 | 0 | 0 | 0 | 0 | 0 | 0 | 0 | 0 | 1 |  | 11 | 3 | 11 | 2
| 7349 | 307 | 11 | 3 | 5 | 0 | 0 | 1 | 0 | 0 | 0 | 0 | 0 | 0 | 0 | 0 | 1 |  | 11 | 3 | 11 | 2
| 7350 | 307 | 11 | 3 | 6 | 0 | 0 | 1 | 0 | 0 | 0 | 0 | 0 | 0 | 0 | 0 | 1 |  | 11 | 3 | 11 | 2
| 7351 | 307 | 11 | 3 | 7 | 0 | 0 | 1 | 0 | 0 | 0 | 0 | 0 | 0 | 0 | 0 | 1 |  | 11 | 3 | 11 | 2
| 7352 | 307 | 11 | 3 | 8 | 0 | 0 | 1 | 0 | 0 | 0 | 0 | 0 | 0 | 0 | 0 | 1 |  | 11 | 3 | 11 | 2
| 7353 | 307 | 11 | 3 | 9 | 0 | 0 | 1 | 0 | 0 | 0 | 0 | 0 | 0 | 0 | 0 | 1 |  | 11 | 3 | 11 | 2
| 7354 | 307 | 11 | 3 | 10 | 0 | 0 | 1 | 0 | 0 | 0 | 0 | 0 | 0 | 0 | 0 | 1 |  | 11 | 3 | 11 | 2
| 7355 | 307 | 11 | 3 | 11 | 0 | 0 | 1 | 0 | 0 | 0 | 0 | 0 | 0 | 0 | 0 | 1 |  | 11 | 3 | 11 | 2
| 7356 | 307 | 11 | 3 | 12 | 0 | 0 | 1 | 0 | 0 | 0 | 0 | 0 | 0 | 0 | 0 | 1 |  | 11 | 3 | 11 | 2
| 7357 | 307 | 11 | 3 | 13 | 0 | 0 | 1 | 0 | 0 | 0 | 0 | 0 | 0 | 0 | 0 | 1 |  | 11 | 3 | 11 | 2
| 7358 | 307 | 11 | 3 | 14 | 0 | 0 | 1 | 0 | 0 | 0 | 0 | 0 | 0 | 0 | 0 | 1 |  | 11 | 3 | 11 | 2
| 7359 | 307 | 11 | 3 | 15 | 0 | 0 | 1 | 0 | 0 | 0 | 0 | 0 | 0 | 0 | 0 | 1 |  | 11 | 3 | 11 | 2
| 7360 | 307 | 11 | 3 | 16 | 0 | 0 | 1 | 0 | 0 | 0 | 0 | 0 | 0 | 0 | 0 | 1 |  | 11 | 3 | 11 | 2
| 7361 | 307 | 11 | 3 | 17 | 0 | 0 | 1 | 0 | 0 | 0 | 0 | 0 | 0 | 0 | 0 | 1 |  | 11 | 3 | 11 | 2
| 7362 | 307 | 11 | 3 | 18 | 0 | 0 | 1 | 0 | 0 | 0 | 0 | 0 | 0 | 0 | 0 | 1 |  | 11 | 3 | 11 | 2
| 7363 | 307 | 11 | 3 | 19 | 0 | 0 | 1 | 0 | 0 | 0 | 0 | 0 | 0 | 0 | 0 | 1 |  | 11 | 3 | 11 | 2
| 7364 | 307 | 11 | 3 | 20 | 0 | 0 | 1 | 0 | 0 | 0 | 0 | 0 | 0 | 0 | 0 | 1 |  | 11 | 3 | 11 | 2
| 7365 | 307 | 11 | 3 | 21 | 0 | 0 | 1 | 0 | 0 | 0 | 0 | 0 | 0 | 0 | 0 | 1 |  | 11 | 3 | 11 | 2
| 7366 | 307 | 11 | 3 | 22 | 0 | 0 | 1 | 0 | 0 | 0 | 0 | 0 | 0 | 0 | 0 | 1 |  | 11 | 3 | 11 | 2
| 7367 | 307 | 11 | 3 | 23 | 0 | 0 | 1 | 0 | 0 | 0 | 0 | 0 | 0 | 0 | 0 | 1 |  | 11 | 3 | 11 | 2
| 7368 | 307 | 11 | 3 | 24 | 0 | 0 | 1 | 0 | 0 | 0 | 0 | 0 | 0 | 0 | 0 | 1 |  | 11 | 3 | 11 | 2
| 7369 | 308 | 11 | 4 | 1 | 0 | 0 | 1 | 0 | 0 | 0 | 0 | 0 | 0 | 0 | 0 | 1 |  | 11 | 4 | 11 | 3
| 7370 | 308 | 11 | 4 | 2 | 0 | 0 | 1 | 0 | 0 | 0 | 0 | 0 | 0 | 0 | 0 | 1 |  | 11 | 4 | 11 | 3
| 7371 | 308 | 11 | 4 | 3 | 0 | 0 | 1 | 0 | 0 | 0 | 0 | 0 | 0 | 0 | 0 | 1 |  | 11 | 4 | 11 | 3
| 7372 | 308 | 11 | 4 | 4 | 0 | 0 | 1 | 0 | 0 | 0 | 0 | 0 | 0 | 0 | 0 | 1 |  | 11 | 4 | 11 | 3
| 7373 | 308 | 11 | 4 | 5 | 0 | 0 | 1 | 0 | 0 | 0 | 0 | 0 | 0 | 0 | 0 | 1 |  | 11 | 4 | 11 | 3
| 7374 | 308 | 11 | 4 | 6 | 0 | 0 | 1 | 0 | 0 | 0 | 0 | 0 | 0 | 0 | 0 | 1 |  | 11 | 4 | 11 | 3
| 7375 | 308 | 11 | 4 | 7 | 0 | 0 | 1 | 0 | 0 | 0 | 0 | 0 | 0 | 0 | 0 | 1 |  | 11 | 4 | 11 | 3
| 7376 | 308 | 11 | 4 | 8 | 0 | 0 | 1 | 0 | 0 | 0 | 0 | 0 | 0 | 0 | 0 | 1 |  | 11 | 4 | 11 | 3
| 7377 | 308 | 11 | 4 | 9 | 0 | 0 | 1 | 0 | 0 | 0 | 0 | 0 | 0 | 0 | 0 | 1 |  | 11 | 4 | 11 | 3
| 7378 | 308 | 11 | 4 | 10 | 0 | 0 | 1 | 0 | 0 | 0 | 0 | 0 | 0 | 0 | 0 | 1 |  | 11 | 4 | 11 | 3
| 7379 | 308 | 11 | 4 | 11 | 0 | 0 | 1 | 0 | 0 | 0 | 0 | 0 | 0 | 0 | 0 | 1 |  | 11 | 4 | 11 | 3
| 7380 | 308 | 11 | 4 | 12 | 0 | 0 | 1 | 0 | 0 | 0 | 0 | 0 | 0 | 0 | 0 | 1 |  | 11 | 4 | 11 | 3
| 7381 | 308 | 11 | 4 | 13 | 0 | 0 | 1 | 0 | 0 | 0 | 0 | 0 | 0 | 0 | 0 | 1 |  | 11 | 4 | 11 | 3
| 7382 | 308 | 11 | 4 | 14 | 0 | 0 | 1 | 0 | 0 | 0 | 0 | 0 | 0 | 0 | 0 | 1 |  | 11 | 4 | 11 | 3
| 7383 | 308 | 11 | 4 | 15 | 0 | 0 | 1 | 0 | 0 | 0 | 0 | 0 | 0 | 0 | 0 | 1 |  | 11 | 4 | 11 | 3
| 7384 | 308 | 11 | 4 | 16 | 0 | 0 | 1 | 0 | 0 | 0 | 0 | 0 | 0 | 0 | 0 | 1 |  | 11 | 4 | 11 | 3
| 7385 | 308 | 11 | 4 | 17 | 0 | 0 | 1 | 0 | 0 | 0 | 0 | 0 | 0 | 0 | 0 | 1 |  | 11 | 4 | 11 | 3
| 7386 | 308 | 11 | 4 | 18 | 0 | 0 | 1 | 0 | 0 | 0 | 0 | 0 | 0 | 0 | 0 | 1 |  | 11 | 4 | 11 | 3
| 7387 | 308 | 11 | 4 | 19 | 0 | 0 | 1 | 0 | 0 | 0 | 0 | 0 | 0 | 0 | 0 | 1 |  | 11 | 4 | 11 | 3
| 7388 | 308 | 11 | 4 | 20 | 0 | 0 | 1 | 0 | 0 | 0 | 0 | 0 | 0 | 0 | 0 | 1 |  | 11 | 4 | 11 | 3
| 7389 | 308 | 11 | 4 | 21 | 0 | 0 | 1 | 0 | 0 | 0 | 0 | 0 | 0 | 0 | 0 | 1 |  | 11 | 4 | 11 | 3
| 7390 | 308 | 11 | 4 | 22 | 0 | 0 | 1 | 0 | 0 | 0 | 0 | 0 | 0 | 0 | 0 | 1 |  | 11 | 4 | 11 | 3
| 7391 | 308 | 11 | 4 | 23 | 0 | 0 | 1 | 0 | 0 | 0 | 0 | 0 | 0 | 0 | 0 | 1 |  | 11 | 4 | 11 | 3
| 7392 | 308 | 11 | 4 | 24 | 0 | 0 | 1 | 0 | 0 | 0 | 0 | 0 | 0 | 0 | 0 | 1 |  | 11 | 4 | 11 | 3
| 7393 | 309 | 11 | 5 | 1 | 0 | 0 | 0 | 0 | 0 | 0 | 0 | 0 | 0 | 0 | 0 | 1 |  | 11 | 5 | 11 | 4
| 7394 | 309 | 11 | 5 | 2 | 0 | 0 | 0 | 0 | 0 | 0 | 0 | 0 | 0 | 0 | 0 | 1 |  | 11 | 5 | 11 | 4
| 7395 | 309 | 11 | 5 | 3 | 0 | 0 | 0 | 0 | 0 | 0 | 0 | 0 | 0 | 0 | 0 | 1 |  | 11 | 5 | 11 | 4
| 7396 | 309 | 11 | 5 | 4 | 0 | 0 | 0 | 0 | 0 | 0 | 0 | 0 | 0 | 0 | 0 | 1 |  | 11 | 5 | 11 | 4
| 7397 | 309 | 11 | 5 | 5 | 0 | 0 | 0 | 0 | 0 | 0 | 0 | 0 | 0 | 0 | 0 | 1 |  | 11 | 5 | 11 | 4
| 7398 | 309 | 11 | 5 | 6 | 0 | 0 | 0 | 0 | 0 | 0 | 0 | 0 | 0 | 0 | 0 | 1 |  | 11 | 5 | 11 | 4
| 7399 | 309 | 11 | 5 | 7 | 0 | 0 | 0 | 0 | 0 | 0 | 0 | 0 | 0 | 0 | 0 | 1 |  | 11 | 5 | 11 | 4
| 7400 | 309 | 11 | 5 | 8 | 0 | 0 | 0 | 0 | 0 | 0 | 0 | 0 | 0 | 0 | 0 | 1 |  | 11 | 5 | 11 | 4
| 7401 | 309 | 11 | 5 | 9 | 0 | 0 | 0 | 0 | 0 | 0 | 0 | 0 | 0 | 0 | 0 | 1 |  | 11 | 5 | 11 | 4
| 7402 | 309 | 11 | 5 | 10 | 0 | 0 | 0 | 0 | 0 | 0 | 0 | 0 | 0 | 0 | 0 | 1 |  | 11 | 5 | 11 | 4
| 7403 | 309 | 11 | 5 | 11 | 0 | 0 | 0 | 0 | 0 | 0 | 0 | 0 | 0 | 0 | 0 | 1 |  | 11 | 5 | 11 | 4
| 7404 | 309 | 11 | 5 | 12 | 0 | 0 | 0 | 0 | 0 | 0 | 0 | 0 | 0 | 0 | 0 | 1 |  | 11 | 5 | 11 | 4
| 7405 | 309 | 11 | 5 | 13 | 0 | 0 | 0 | 0 | 0 | 0 | 0 | 0 | 0 | 0 | 0 | 1 |  | 11 | 5 | 11 | 4
| 7406 | 309 | 11 | 5 | 14 | 0 | 0 | 0 | 0 | 0 | 0 | 0 | 0 | 0 | 0 | 0 | 1 |  | 11 | 5 | 11 | 4
| 7407 | 309 | 11 | 5 | 15 | 0 | 0 | 0 | 0 | 0 | 0 | 0 | 0 | 0 | 0 | 0 | 1 |  | 11 | 5 | 11 | 4
| 7408 | 309 | 11 | 5 | 16 | 0 | 0 | 0 | 0 | 0 | 0 | 0 | 0 | 0 | 0 | 0 | 1 |  | 11 | 5 | 11 | 4
| 7409 | 309 | 11 | 5 | 17 | 0 | 0 | 0 | 0 | 0 | 0 | 0 | 0 | 0 | 0 | 0 | 1 |  | 11 | 5 | 11 | 4
| 7410 | 309 | 11 | 5 | 18 | 0 | 0 | 0 | 0 | 0 | 0 | 0 | 0 | 0 | 0 | 0 | 1 |  | 11 | 5 | 11 | 4
| 7411 | 309 | 11 | 5 | 19 | 0 | 0 | 0 | 0 | 0 | 0 | 0 | 0 | 0 | 0 | 0 | 1 |  | 11 | 5 | 11 | 4
| 7412 | 309 | 11 | 5 | 20 | 0 | 0 | 0 | 0 | 0 | 0 | 0 | 0 | 0 | 0 | 0 | 1 |  | 11 | 5 | 11 | 4
| 7413 | 309 | 11 | 5 | 21 | 0 | 0 | 0 | 0 | 0 | 0 | 0 | 0 | 0 | 0 | 0 | 1 |  | 11 | 5 | 11 | 4
| 7414 | 309 | 11 | 5 | 22 | 0 | 0 | 0 | 0 | 0 | 0 | 0 | 0 | 0 | 0 | 0 | 1 |  | 11 | 5 | 11 | 4
| 7415 | 309 | 11 | 5 | 23 | 0 | 0 | 0 | 0 | 0 | 0 | 0 | 0 | 0 | 0 | 0 | 1 |  | 11 | 5 | 11 | 4
| 7416 | 309 | 11 | 5 | 24 | 0 | 0 | 0 | 0 | 0 | 0 | 0 | 0 | 0 | 0 | 0 | 1 |  | 11 | 5 | 11 | 4
| 7417 | 310 | 11 | 6 | 1 | 0 | 0 | 0 | 0 | 0 | 0 | 0 | 0 | 0 | 0 | 0 | 1 |  | 11 | 6 | 11 | 5
| 7418 | 310 | 11 | 6 | 2 | 0 | 0 | 0 | 0 | 0 | 0 | 0 | 0 | 0 | 0 | 0 | 1 |  | 11 | 6 | 11 | 5
| 7419 | 310 | 11 | 6 | 3 | 0 | 0 | 0 | 0 | 0 | 0 | 0 | 0 | 0 | 0 | 0 | 1 |  | 11 | 6 | 11 | 5
| 7420 | 310 | 11 | 6 | 4 | 0 | 0 | 0 | 0 | 0 | 0 | 0 | 0 | 0 | 0 | 0 | 1 |  | 11 | 6 | 11 | 5
| 7421 | 310 | 11 | 6 | 5 | 0 | 0 | 0 | 0 | 0 | 0 | 0 | 0 | 0 | 0 | 0 | 1 |  | 11 | 6 | 11 | 5
| 7422 | 310 | 11 | 6 | 6 | 0 | 0 | 0 | 0 | 0 | 0 | 0 | 0 | 0 | 0 | 0 | 1 |  | 11 | 6 | 11 | 5
| 7423 | 310 | 11 | 6 | 7 | 0 | 0 | 0 | 0 | 0 | 0 | 0 | 0 | 0 | 0 | 0 | 1 |  | 11 | 6 | 11 | 5
| 7424 | 310 | 11 | 6 | 8 | 0 | 0 | 0 | 0 | 0 | 0 | 0 | 0 | 0 | 0 | 0 | 1 |  | 11 | 6 | 11 | 5
| 7425 | 310 | 11 | 6 | 9 | 0 | 0 | 0 | 0 | 0 | 0 | 0 | 0 | 0 | 0 | 0 | 1 |  | 11 | 6 | 11 | 5
| 7426 | 310 | 11 | 6 | 10 | 0 | 0 | 0 | 0 | 0 | 0 | 0 | 0 | 0 | 0 | 0 | 1 |  | 11 | 6 | 11 | 5
| 7427 | 310 | 11 | 6 | 11 | 0 | 0 | 0 | 0 | 0 | 0 | 0 | 0 | 0 | 0 | 0 | 1 |  | 11 | 6 | 11 | 5
| 7428 | 310 | 11 | 6 | 12 | 0 | 0 | 0 | 0 | 0 | 0 | 0 | 0 | 0 | 0 | 0 | 1 |  | 11 | 6 | 11 | 5
| 7429 | 310 | 11 | 6 | 13 | 0 | 0 | 0 | 0 | 0 | 0 | 0 | 0 | 0 | 0 | 0 | 1 |  | 11 | 6 | 11 | 5
| 7430 | 310 | 11 | 6 | 14 | 0 | 0 | 0 | 0 | 0 | 0 | 0 | 0 | 0 | 0 | 0 | 1 |  | 11 | 6 | 11 | 5
| 7431 | 310 | 11 | 6 | 15 | 0 | 0 | 0 | 0 | 0 | 0 | 0 | 0 | 0 | 0 | 0 | 1 |  | 11 | 6 | 11 | 5
| 7432 | 310 | 11 | 6 | 16 | 0 | 0 | 0 | 0 | 0 | 0 | 0 | 0 | 0 | 0 | 0 | 1 |  | 11 | 6 | 11 | 5
| 7433 | 310 | 11 | 6 | 17 | 0 | 0 | 0 | 0 | 0 | 0 | 0 | 0 | 0 | 0 | 0 | 1 |  | 11 | 6 | 11 | 5
| 7434 | 310 | 11 | 6 | 18 | 0 | 0 | 0 | 0 | 0 | 0 | 0 | 0 | 0 | 0 | 0 | 1 |  | 11 | 6 | 11 | 5
| 7435 | 310 | 11 | 6 | 19 | 0 | 0 | 0 | 0 | 0 | 0 | 0 | 0 | 0 | 0 | 0 | 1 |  | 11 | 6 | 11 | 5
| 7436 | 310 | 11 | 6 | 20 | 0 | 0 | 0 | 0 | 0 | 0 | 0 | 0 | 0 | 0 | 0 | 1 |  | 11 | 6 | 11 | 5
| 7437 | 310 | 11 | 6 | 21 | 0 | 0 | 0 | 0 | 0 | 0 | 0 | 0 | 0 | 0 | 0 | 1 |  | 11 | 6 | 11 | 5
| 7438 | 310 | 11 | 6 | 22 | 0 | 0 | 0 | 0 | 0 | 0 | 0 | 0 | 0 | 0 | 0 | 1 |  | 11 | 6 | 11 | 5
| 7439 | 310 | 11 | 6 | 23 | 0 | 0 | 0 | 0 | 0 | 0 | 0 | 0 | 0 | 0 | 0 | 1 |  | 11 | 6 | 11 | 5
| 7440 | 310 | 11 | 6 | 24 | 0 | 0 | 0 | 0 | 0 | 0 | 0 | 0 | 0 | 0 | 0 | 1 |  | 11 | 6 | 11 | 5
| 7441 | 311 | 11 | 7 | 1 | 0 | 0 | 1 | 0 | 0 | 0 | 0 | 0 | 0 | 0 | 0 | 1 |  | 11 | 7 | 11 | 6
| 7442 | 311 | 11 | 7 | 2 | 0 | 0 | 1 | 0 | 0 | 0 | 0 | 0 | 0 | 0 | 0 | 1 |  | 11 | 7 | 11 | 6
| 7443 | 311 | 11 | 7 | 3 | 0 | 0 | 1 | 0 | 0 | 0 | 0 | 0 | 0 | 0 | 0 | 1 |  | 11 | 7 | 11 | 6
| 7444 | 311 | 11 | 7 | 4 | 0 | 0 | 1 | 0 | 0 | 0 | 0 | 0 | 0 | 0 | 0 | 1 |  | 11 | 7 | 11 | 6
| 7445 | 311 | 11 | 7 | 5 | 0 | 0 | 1 | 0 | 0 | 0 | 0 | 0 | 0 | 0 | 0 | 1 |  | 11 | 7 | 11 | 6
| 7446 | 311 | 11 | 7 | 6 | 0 | 0 | 1 | 0 | 0 | 0 | 0 | 0 | 0 | 0 | 0 | 1 |  | 11 | 7 | 11 | 6
| 7447 | 311 | 11 | 7 | 7 | 0 | 0 | 1 | 0 | 0 | 0 | 0 | 0 | 0 | 0 | 0 | 1 |  | 11 | 7 | 11 | 6
| 7448 | 311 | 11 | 7 | 8 | 0 | 0 | 1 | 0 | 0 | 0 | 0 | 0 | 0 | 0 | 0 | 1 |  | 11 | 7 | 11 | 6
| 7449 | 311 | 11 | 7 | 9 | 0 | 0 | 1 | 0 | 0 | 0 | 0 | 0 | 0 | 0 | 0 | 1 |  | 11 | 7 | 11 | 6
| 7450 | 311 | 11 | 7 | 10 | 0 | 0 | 1 | 0 | 0 | 0 | 0 | 0 | 0 | 0 | 0 | 1 |  | 11 | 7 | 11 | 6
| 7451 | 311 | 11 | 7 | 11 | 0 | 0 | 1 | 0 | 0 | 0 | 0 | 0 | 0 | 0 | 0 | 1 |  | 11 | 7 | 11 | 6
| 7452 | 311 | 11 | 7 | 12 | 0 | 0 | 1 | 0 | 0 | 0 | 0 | 0 | 0 | 0 | 0 | 1 |  | 11 | 7 | 11 | 6
| 7453 | 311 | 11 | 7 | 13 | 0 | 0 | 1 | 0 | 0 | 0 | 0 | 0 | 0 | 0 | 0 | 1 |  | 11 | 7 | 11 | 6
| 7454 | 311 | 11 | 7 | 14 | 0 | 0 | 1 | 0 | 0 | 0 | 0 | 0 | 0 | 0 | 0 | 1 |  | 11 | 7 | 11 | 6
| 7455 | 311 | 11 | 7 | 15 | 0 | 0 | 1 | 0 | 0 | 0 | 0 | 0 | 0 | 0 | 0 | 1 |  | 11 | 7 | 11 | 6
| 7456 | 311 | 11 | 7 | 16 | 0 | 0 | 1 | 0 | 0 | 0 | 0 | 0 | 0 | 0 | 0 | 1 |  | 11 | 7 | 11 | 6
| 7457 | 311 | 11 | 7 | 17 | 0 | 0 | 1 | 0 | 0 | 0 | 0 | 0 | 0 | 0 | 0 | 1 |  | 11 | 7 | 11 | 6
| 7458 | 311 | 11 | 7 | 18 | 0 | 0 | 1 | 0 | 0 | 0 | 0 | 0 | 0 | 0 | 0 | 1 |  | 11 | 7 | 11 | 6
| 7459 | 311 | 11 | 7 | 19 | 0 | 0 | 1 | 0 | 0 | 0 | 0 | 0 | 0 | 0 | 0 | 1 |  | 11 | 7 | 11 | 6
| 7460 | 311 | 11 | 7 | 20 | 0 | 0 | 1 | 0 | 0 | 0 | 0 | 0 | 0 | 0 | 0 | 1 |  | 11 | 7 | 11 | 6
| 7461 | 311 | 11 | 7 | 21 | 0 | 0 | 1 | 0 | 0 | 0 | 0 | 0 | 0 | 0 | 0 | 1 |  | 11 | 7 | 11 | 6
| 7462 | 311 | 11 | 7 | 22 | 0 | 0 | 1 | 0 | 0 | 0 | 0 | 0 | 0 | 0 | 0 | 1 |  | 11 | 7 | 11 | 6
| 7463 | 311 | 11 | 7 | 23 | 0 | 0 | 1 | 0 | 0 | 0 | 0 | 0 | 0 | 0 | 0 | 1 |  | 11 | 7 | 11 | 6
| 7464 | 311 | 11 | 7 | 24 | 0 | 0 | 1 | 0 | 0 | 0 | 0 | 0 | 0 | 0 | 0 | 1 |  | 11 | 7 | 11 | 6
| 7465 | 312 | 11 | 8 | 1 | 0 | 0 | 1 | 0 | 0 | 0 | 0 | 0 | 0 | 0 | 0 | 1 |  | 11 | 8 | 11 | 7
| 7466 | 312 | 11 | 8 | 2 | 0 | 0 | 1 | 0 | 0 | 0 | 0 | 0 | 0 | 0 | 0 | 1 |  | 11 | 8 | 11 | 7
| 7467 | 312 | 11 | 8 | 3 | 0 | 0 | 1 | 0 | 0 | 0 | 0 | 0 | 0 | 0 | 0 | 1 |  | 11 | 8 | 11 | 7
| 7468 | 312 | 11 | 8 | 4 | 0 | 0 | 1 | 0 | 0 | 0 | 0 | 0 | 0 | 0 | 0 | 1 |  | 11 | 8 | 11 | 7
| 7469 | 312 | 11 | 8 | 5 | 0 | 0 | 1 | 0 | 0 | 0 | 0 | 0 | 0 | 0 | 0 | 1 |  | 11 | 8 | 11 | 7
| 7470 | 312 | 11 | 8 | 6 | 0 | 0 | 1 | 0 | 0 | 0 | 0 | 0 | 0 | 0 | 0 | 1 |  | 11 | 8 | 11 | 7
| 7471 | 312 | 11 | 8 | 7 | 0 | 0 | 1 | 0 | 0 | 0 | 0 | 0 | 0 | 0 | 0 | 1 |  | 11 | 8 | 11 | 7
| 7472 | 312 | 11 | 8 | 8 | 0 | 0 | 1 | 0 | 0 | 0 | 0 | 0 | 0 | 0 | 0 | 1 |  | 11 | 8 | 11 | 7
| 7473 | 312 | 11 | 8 | 9 | 0 | 0 | 1 | 0 | 0 | 0 | 0 | 0 | 0 | 0 | 0 | 1 |  | 11 | 8 | 11 | 7
| 7474 | 312 | 11 | 8 | 10 | 0 | 0 | 1 | 0 | 0 | 0 | 0 | 0 | 0 | 0 | 0 | 1 |  | 11 | 8 | 11 | 7
| 7475 | 312 | 11 | 8 | 11 | 0 | 0 | 1 | 0 | 0 | 0 | 0 | 0 | 0 | 0 | 0 | 1 |  | 11 | 8 | 11 | 7
| 7476 | 312 | 11 | 8 | 12 | 0 | 0 | 1 | 0 | 0 | 0 | 0 | 0 | 0 | 0 | 0 | 1 |  | 11 | 8 | 11 | 7
| 7477 | 312 | 11 | 8 | 13 | 0 | 0 | 1 | 0 | 0 | 0 | 0 | 0 | 0 | 0 | 0 | 1 |  | 11 | 8 | 11 | 7
| 7478 | 312 | 11 | 8 | 14 | 0 | 0 | 1 | 0 | 0 | 0 | 0 | 0 | 0 | 0 | 0 | 1 |  | 11 | 8 | 11 | 7
| 7479 | 312 | 11 | 8 | 15 | 0 | 0 | 1 | 0 | 0 | 0 | 0 | 0 | 0 | 0 | 0 | 1 |  | 11 | 8 | 11 | 7
| 7480 | 312 | 11 | 8 | 16 | 0 | 0 | 1 | 0 | 0 | 0 | 0 | 0 | 0 | 0 | 0 | 1 |  | 11 | 8 | 11 | 7
| 7481 | 312 | 11 | 8 | 17 | 0 | 0 | 1 | 0 | 0 | 0 | 0 | 0 | 0 | 0 | 0 | 1 |  | 11 | 8 | 11 | 7
| 7482 | 312 | 11 | 8 | 18 | 0 | 0 | 1 | 0 | 0 | 0 | 0 | 0 | 0 | 0 | 0 | 1 |  | 11 | 8 | 11 | 7
| 7483 | 312 | 11 | 8 | 19 | 0 | 0 | 1 | 0 | 0 | 0 | 0 | 0 | 0 | 0 | 0 | 1 |  | 11 | 8 | 11 | 7
| 7484 | 312 | 11 | 8 | 20 | 0 | 0 | 1 | 0 | 0 | 0 | 0 | 0 | 0 | 0 | 0 | 1 |  | 11 | 8 | 11 | 7
| 7485 | 312 | 11 | 8 | 21 | 0 | 0 | 1 | 0 | 0 | 0 | 0 | 0 | 0 | 0 | 0 | 1 |  | 11 | 8 | 11 | 7
| 7486 | 312 | 11 | 8 | 22 | 0 | 0 | 1 | 0 | 0 | 0 | 0 | 0 | 0 | 0 | 0 | 1 |  | 11 | 8 | 11 | 7
| 7487 | 312 | 11 | 8 | 23 | 0 | 0 | 1 | 0 | 0 | 0 | 0 | 0 | 0 | 0 | 0 | 1 |  | 11 | 8 | 11 | 7
| 7488 | 312 | 11 | 8 | 24 | 0 | 0 | 1 | 0 | 0 | 0 | 0 | 0 | 0 | 0 | 0 | 1 |  | 11 | 8 | 11 | 7
| 7489 | 313 | 11 | 9 | 1 | 0 | 0 | 1 | 0 | 0 | 0 | 0 | 0 | 0 | 0 | 0 | 1 |  | 11 | 9 | 11 | 8
| 7490 | 313 | 11 | 9 | 2 | 0 | 0 | 1 | 0 | 0 | 0 | 0 | 0 | 0 | 0 | 0 | 1 |  | 11 | 9 | 11 | 8
| 7491 | 313 | 11 | 9 | 3 | 0 | 0 | 1 | 0 | 0 | 0 | 0 | 0 | 0 | 0 | 0 | 1 |  | 11 | 9 | 11 | 8
| 7492 | 313 | 11 | 9 | 4 | 0 | 0 | 1 | 0 | 0 | 0 | 0 | 0 | 0 | 0 | 0 | 1 |  | 11 | 9 | 11 | 8
| 7493 | 313 | 11 | 9 | 5 | 0 | 0 | 1 | 0 | 0 | 0 | 0 | 0 | 0 | 0 | 0 | 1 |  | 11 | 9 | 11 | 8
| 7494 | 313 | 11 | 9 | 6 | 0 | 0 | 1 | 0 | 0 | 0 | 0 | 0 | 0 | 0 | 0 | 1 |  | 11 | 9 | 11 | 8
| 7495 | 313 | 11 | 9 | 7 | 0 | 0 | 1 | 0 | 0 | 0 | 0 | 0 | 0 | 0 | 0 | 1 |  | 11 | 9 | 11 | 8
| 7496 | 313 | 11 | 9 | 8 | 0 | 0 | 1 | 0 | 0 | 0 | 0 | 0 | 0 | 0 | 0 | 1 |  | 11 | 9 | 11 | 8
| 7497 | 313 | 11 | 9 | 9 | 0 | 0 | 1 | 0 | 0 | 0 | 0 | 0 | 0 | 0 | 0 | 1 |  | 11 | 9 | 11 | 8
| 7498 | 313 | 11 | 9 | 10 | 0 | 0 | 1 | 0 | 0 | 0 | 0 | 0 | 0 | 0 | 0 | 1 |  | 11 | 9 | 11 | 8
| 7499 | 313 | 11 | 9 | 11 | 0 | 0 | 1 | 0 | 0 | 0 | 0 | 0 | 0 | 0 | 0 | 1 |  | 11 | 9 | 11 | 8
| 7500 | 313 | 11 | 9 | 12 | 0 | 0 | 1 | 0 | 0 | 0 | 0 | 0 | 0 | 0 | 0 | 1 |  | 11 | 9 | 11 | 8
| 7501 | 313 | 11 | 9 | 13 | 0 | 0 | 1 | 0 | 0 | 0 | 0 | 0 | 0 | 0 | 0 | 1 |  | 11 | 9 | 11 | 8
| 7502 | 313 | 11 | 9 | 14 | 0 | 0 | 1 | 0 | 0 | 0 | 0 | 0 | 0 | 0 | 0 | 1 |  | 11 | 9 | 11 | 8
| 7503 | 313 | 11 | 9 | 15 | 0 | 0 | 1 | 0 | 0 | 0 | 0 | 0 | 0 | 0 | 0 | 1 |  | 11 | 9 | 11 | 8
| 7504 | 313 | 11 | 9 | 16 | 0 | 0 | 1 | 0 | 0 | 0 | 0 | 0 | 0 | 0 | 0 | 1 |  | 11 | 9 | 11 | 8
| 7505 | 313 | 11 | 9 | 17 | 0 | 0 | 1 | 0 | 0 | 0 | 0 | 0 | 0 | 0 | 0 | 1 |  | 11 | 9 | 11 | 8
| 7506 | 313 | 11 | 9 | 18 | 0 | 0 | 1 | 0 | 0 | 0 | 0 | 0 | 0 | 0 | 0 | 1 |  | 11 | 9 | 11 | 8
| 7507 | 313 | 11 | 9 | 19 | 0 | 0 | 1 | 0 | 0 | 0 | 0 | 0 | 0 | 0 | 0 | 1 |  | 11 | 9 | 11 | 8
| 7508 | 313 | 11 | 9 | 20 | 0 | 0 | 1 | 0 | 0 | 0 | 0 | 0 | 0 | 0 | 0 | 1 |  | 11 | 9 | 11 | 8
| 7509 | 313 | 11 | 9 | 21 | 0 | 0 | 1 | 0 | 0 | 0 | 0 | 0 | 0 | 0 | 0 | 1 |  | 11 | 9 | 11 | 8
| 7510 | 313 | 11 | 9 | 22 | 0 | 0 | 1 | 0 | 0 | 0 | 0 | 0 | 0 | 0 | 0 | 1 |  | 11 | 9 | 11 | 8
| 7511 | 313 | 11 | 9 | 23 | 0 | 0 | 1 | 0 | 0 | 0 | 0 | 0 | 0 | 0 | 0 | 1 |  | 11 | 9 | 11 | 8
| 7512 | 313 | 11 | 9 | 24 | 0 | 0 | 1 | 0 | 0 | 0 | 0 | 0 | 0 | 0 | 0 | 1 |  | 11 | 9 | 11 | 8
| 7513 | 314 | 11 | 10 | 1 | 0 | 0 | 1 | 0 | 0 | 0 | 0 | 0 | 0 | 0 | 0 | 1 |  | 11 | 10 | 11 | 9
| 7514 | 314 | 11 | 10 | 2 | 0 | 0 | 1 | 0 | 0 | 0 | 0 | 0 | 0 | 0 | 0 | 1 |  | 11 | 10 | 11 | 9
| 7515 | 314 | 11 | 10 | 3 | 0 | 0 | 1 | 0 | 0 | 0 | 0 | 0 | 0 | 0 | 0 | 1 |  | 11 | 10 | 11 | 9
| 7516 | 314 | 11 | 10 | 4 | 0 | 0 | 1 | 0 | 0 | 0 | 0 | 0 | 0 | 0 | 0 | 1 |  | 11 | 10 | 11 | 9
| 7517 | 314 | 11 | 10 | 5 | 0 | 0 | 1 | 0 | 0 | 0 | 0 | 0 | 0 | 0 | 0 | 1 |  | 11 | 10 | 11 | 9
| 7518 | 314 | 11 | 10 | 6 | 0 | 0 | 1 | 0 | 0 | 0 | 0 | 0 | 0 | 0 | 0 | 1 |  | 11 | 10 | 11 | 9
| 7519 | 314 | 11 | 10 | 7 | 0 | 0 | 1 | 0 | 0 | 0 | 0 | 0 | 0 | 0 | 0 | 1 |  | 11 | 10 | 11 | 9
| 7520 | 314 | 11 | 10 | 8 | 0 | 0 | 1 | 0 | 0 | 0 | 0 | 0 | 0 | 0 | 0 | 1 |  | 11 | 10 | 11 | 9
| 7521 | 314 | 11 | 10 | 9 | 0 | 0 | 1 | 0 | 0 | 0 | 0 | 0 | 0 | 0 | 0 | 1 |  | 11 | 10 | 11 | 9
| 7522 | 314 | 11 | 10 | 10 | 0 | 0 | 1 | 0 | 0 | 0 | 0 | 0 | 0 | 0 | 0 | 1 |  | 11 | 10 | 11 | 9
| 7523 | 314 | 11 | 10 | 11 | 0 | 0 | 1 | 0 | 0 | 0 | 0 | 0 | 0 | 0 | 0 | 1 |  | 11 | 10 | 11 | 9
| 7524 | 314 | 11 | 10 | 12 | 0 | 0 | 1 | 0 | 0 | 0 | 0 | 0 | 0 | 0 | 0 | 1 |  | 11 | 10 | 11 | 9
| 7525 | 314 | 11 | 10 | 13 | 0 | 0 | 1 | 0 | 0 | 0 | 0 | 0 | 0 | 0 | 0 | 1 |  | 11 | 10 | 11 | 9
| 7526 | 314 | 11 | 10 | 14 | 0 | 0 | 1 | 0 | 0 | 0 | 0 | 0 | 0 | 0 | 0 | 1 |  | 11 | 10 | 11 | 9
| 7527 | 314 | 11 | 10 | 15 | 0 | 0 | 1 | 0 | 0 | 0 | 0 | 0 | 0 | 0 | 0 | 1 |  | 11 | 10 | 11 | 9
| 7528 | 314 | 11 | 10 | 16 | 0 | 0 | 1 | 0 | 0 | 0 | 0 | 0 | 0 | 0 | 0 | 1 |  | 11 | 10 | 11 | 9
| 7529 | 314 | 11 | 10 | 17 | 0 | 0 | 1 | 0 | 0 | 0 | 0 | 0 | 0 | 0 | 0 | 1 |  | 11 | 10 | 11 | 9
| 7530 | 314 | 11 | 10 | 18 | 0 | 0 | 1 | 0 | 0 | 0 | 0 | 0 | 0 | 0 | 0 | 1 |  | 11 | 10 | 11 | 9
| 7531 | 314 | 11 | 10 | 19 | 0 | 0 | 1 | 0 | 0 | 0 | 0 | 0 | 0 | 0 | 0 | 1 |  | 11 | 10 | 11 | 9
| 7532 | 314 | 11 | 10 | 20 | 0 | 0 | 1 | 0 | 0 | 0 | 0 | 0 | 0 | 0 | 0 | 1 |  | 11 | 10 | 11 | 9
| 7533 | 314 | 11 | 10 | 21 | 0 | 0 | 1 | 0 | 0 | 0 | 0 | 0 | 0 | 0 | 0 | 1 |  | 11 | 10 | 11 | 9
| 7534 | 314 | 11 | 10 | 22 | 0 | 0 | 1 | 0 | 0 | 0 | 0 | 0 | 0 | 0 | 0 | 1 |  | 11 | 10 | 11 | 9
| 7535 | 314 | 11 | 10 | 23 | 0 | 0 | 1 | 0 | 0 | 0 | 0 | 0 | 0 | 0 | 0 | 1 |  | 11 | 10 | 11 | 9
| 7536 | 314 | 11 | 10 | 24 | 0 | 0 | 1 | 0 | 0 | 0 | 0 | 0 | 0 | 0 | 0 | 1 |  | 11 | 10 | 11 | 9
| 7537 | 315 | 11 | 11 | 1 | 0 | 0 | 1 | 0 | 0 | 0 | 0 | 0 | 0 | 0 | 0 | 1 |  | 11 | 11 | 11 | 10
| 7538 | 315 | 11 | 11 | 2 | 0 | 0 | 1 | 0 | 0 | 0 | 0 | 0 | 0 | 0 | 0 | 1 |  | 11 | 11 | 11 | 10
| 7539 | 315 | 11 | 11 | 3 | 0 | 0 | 1 | 0 | 0 | 0 | 0 | 0 | 0 | 0 | 0 | 1 |  | 11 | 11 | 11 | 10
| 7540 | 315 | 11 | 11 | 4 | 0 | 0 | 1 | 0 | 0 | 0 | 0 | 0 | 0 | 0 | 0 | 1 |  | 11 | 11 | 11 | 10
| 7541 | 315 | 11 | 11 | 5 | 0 | 0 | 1 | 0 | 0 | 0 | 0 | 0 | 0 | 0 | 0 | 1 |  | 11 | 11 | 11 | 10
| 7542 | 315 | 11 | 11 | 6 | 0 | 0 | 1 | 0 | 0 | 0 | 0 | 0 | 0 | 0 | 0 | 1 |  | 11 | 11 | 11 | 10
| 7543 | 315 | 11 | 11 | 7 | 0 | 0 | 1 | 0 | 0 | 0 | 0 | 0 | 0 | 0 | 0 | 1 |  | 11 | 11 | 11 | 10
| 7544 | 315 | 11 | 11 | 8 | 0 | 0 | 1 | 0 | 0 | 0 | 0 | 0 | 0 | 0 | 0 | 1 |  | 11 | 11 | 11 | 10
| 7545 | 315 | 11 | 11 | 9 | 0 | 0 | 1 | 0 | 0 | 0 | 0 | 0 | 0 | 0 | 0 | 1 |  | 11 | 11 | 11 | 10
| 7546 | 315 | 11 | 11 | 10 | 0 | 0 | 1 | 0 | 0 | 0 | 0 | 0 | 0 | 0 | 0 | 1 |  | 11 | 11 | 11 | 10
| 7547 | 315 | 11 | 11 | 11 | 0 | 0 | 1 | 0 | 0 | 0 | 0 | 0 | 0 | 0 | 0 | 1 |  | 11 | 11 | 11 | 10
| 7548 | 315 | 11 | 11 | 12 | 0 | 0 | 1 | 0 | 0 | 0 | 0 | 0 | 0 | 0 | 0 | 1 |  | 11 | 11 | 11 | 10
| 7549 | 315 | 11 | 11 | 13 | 0 | 0 | 1 | 0 | 0 | 0 | 0 | 0 | 0 | 0 | 0 | 1 |  | 11 | 11 | 11 | 10
| 7550 | 315 | 11 | 11 | 14 | 0 | 0 | 1 | 0 | 0 | 0 | 0 | 0 | 0 | 0 | 0 | 1 |  | 11 | 11 | 11 | 10
| 7551 | 315 | 11 | 11 | 15 | 0 | 0 | 1 | 0 | 0 | 0 | 0 | 0 | 0 | 0 | 0 | 1 |  | 11 | 11 | 11 | 10
| 7552 | 315 | 11 | 11 | 16 | 0 | 0 | 1 | 0 | 0 | 0 | 0 | 0 | 0 | 0 | 0 | 1 |  | 11 | 11 | 11 | 10
| 7553 | 315 | 11 | 11 | 17 | 0 | 0 | 1 | 0 | 0 | 0 | 0 | 0 | 0 | 0 | 0 | 1 |  | 11 | 11 | 11 | 10
| 7554 | 315 | 11 | 11 | 18 | 0 | 0 | 1 | 0 | 0 | 0 | 0 | 0 | 0 | 0 | 0 | 1 |  | 11 | 11 | 11 | 10
| 7555 | 315 | 11 | 11 | 19 | 0 | 0 | 1 | 0 | 0 | 0 | 0 | 0 | 0 | 0 | 0 | 1 |  | 11 | 11 | 11 | 10
| 7556 | 315 | 11 | 11 | 20 | 0 | 0 | 1 | 0 | 0 | 0 | 0 | 0 | 0 | 0 | 0 | 1 |  | 11 | 11 | 11 | 10
| 7557 | 315 | 11 | 11 | 21 | 0 | 0 | 1 | 0 | 0 | 0 | 0 | 0 | 0 | 0 | 0 | 1 |  | 11 | 11 | 11 | 10
| 7558 | 315 | 11 | 11 | 22 | 0 | 0 | 1 | 0 | 0 | 0 | 0 | 0 | 0 | 0 | 0 | 1 |  | 11 | 11 | 11 | 10
| 7559 | 315 | 11 | 11 | 23 | 0 | 0 | 1 | 0 | 0 | 0 | 0 | 0 | 0 | 0 | 0 | 1 |  | 11 | 11 | 11 | 10
| 7560 | 315 | 11 | 11 | 24 | 0 | 0 | 1 | 0 | 0 | 0 | 0 | 0 | 0 | 0 | 0 | 1 |  | 11 | 11 | 11 | 10
| 7561 | 316 | 11 | 12 | 1 | 0 | 0 | 0 | 0 | 0 | 0 | 0 | 0 | 0 | 0 | 0 | 1 |  | 11 | 12 | 11 | 11
| 7562 | 316 | 11 | 12 | 2 | 0 | 0 | 0 | 0 | 0 | 0 | 0 | 0 | 0 | 0 | 0 | 1 |  | 11 | 12 | 11 | 11
| 7563 | 316 | 11 | 12 | 3 | 0 | 0 | 0 | 0 | 0 | 0 | 0 | 0 | 0 | 0 | 0 | 1 |  | 11 | 12 | 11 | 11
| 7564 | 316 | 11 | 12 | 4 | 0 | 0 | 0 | 0 | 0 | 0 | 0 | 0 | 0 | 0 | 0 | 1 |  | 11 | 12 | 11 | 11
| 7565 | 316 | 11 | 12 | 5 | 0 | 0 | 0 | 0 | 0 | 0 | 0 | 0 | 0 | 0 | 0 | 1 |  | 11 | 12 | 11 | 11
| 7566 | 316 | 11 | 12 | 6 | 0 | 0 | 0 | 0 | 0 | 0 | 0 | 0 | 0 | 0 | 0 | 1 |  | 11 | 12 | 11 | 11
| 7567 | 316 | 11 | 12 | 7 | 0 | 0 | 0 | 0 | 0 | 0 | 0 | 0 | 0 | 0 | 0 | 1 |  | 11 | 12 | 11 | 11
| 7568 | 316 | 11 | 12 | 8 | 0 | 0 | 0 | 0 | 0 | 0 | 0 | 0 | 0 | 0 | 0 | 1 |  | 11 | 12 | 11 | 11
| 7569 | 316 | 11 | 12 | 9 | 0 | 0 | 0 | 0 | 0 | 0 | 0 | 0 | 0 | 0 | 0 | 1 |  | 11 | 12 | 11 | 11
| 7570 | 316 | 11 | 12 | 10 | 0 | 0 | 0 | 0 | 0 | 0 | 0 | 0 | 0 | 0 | 0 | 1 |  | 11 | 12 | 11 | 11
| 7571 | 316 | 11 | 12 | 11 | 0 | 0 | 0 | 0 | 0 | 0 | 0 | 0 | 0 | 0 | 0 | 1 |  | 11 | 12 | 11 | 11
| 7572 | 316 | 11 | 12 | 12 | 0 | 0 | 0 | 0 | 0 | 0 | 0 | 0 | 0 | 0 | 0 | 1 |  | 11 | 12 | 11 | 11
| 7573 | 316 | 11 | 12 | 13 | 0 | 0 | 0 | 0 | 0 | 0 | 0 | 0 | 0 | 0 | 0 | 1 |  | 11 | 12 | 11 | 11
| 7574 | 316 | 11 | 12 | 14 | 0 | 0 | 0 | 0 | 0 | 0 | 0 | 0 | 0 | 0 | 0 | 1 |  | 11 | 12 | 11 | 11
| 7575 | 316 | 11 | 12 | 15 | 0 | 0 | 0 | 0 | 0 | 0 | 0 | 0 | 0 | 0 | 0 | 1 |  | 11 | 12 | 11 | 11
| 7576 | 316 | 11 | 12 | 16 | 0 | 0 | 0 | 0 | 0 | 0 | 0 | 0 | 0 | 0 | 0 | 1 |  | 11 | 12 | 11 | 11
| 7577 | 316 | 11 | 12 | 17 | 0 | 0 | 0 | 0 | 0 | 0 | 0 | 0 | 0 | 0 | 0 | 1 |  | 11 | 12 | 11 | 11
| 7578 | 316 | 11 | 12 | 18 | 0 | 0 | 0 | 0 | 0 | 0 | 0 | 0 | 0 | 0 | 0 | 1 |  | 11 | 12 | 11 | 11
| 7579 | 316 | 11 | 12 | 19 | 0 | 0 | 0 | 0 | 0 | 0 | 0 | 0 | 0 | 0 | 0 | 1 |  | 11 | 12 | 11 | 11
| 7580 | 316 | 11 | 12 | 20 | 0 | 0 | 0 | 0 | 0 | 0 | 0 | 0 | 0 | 0 | 0 | 1 |  | 11 | 12 | 11 | 11
| 7581 | 316 | 11 | 12 | 21 | 0 | 0 | 0 | 0 | 0 | 0 | 0 | 0 | 0 | 0 | 0 | 1 |  | 11 | 12 | 11 | 11
| 7582 | 316 | 11 | 12 | 22 | 0 | 0 | 0 | 0 | 0 | 0 | 0 | 0 | 0 | 0 | 0 | 1 |  | 11 | 12 | 11 | 11
| 7583 | 316 | 11 | 12 | 23 | 0 | 0 | 0 | 0 | 0 | 0 | 0 | 0 | 0 | 0 | 0 | 1 |  | 11 | 12 | 11 | 11
| 7584 | 316 | 11 | 12 | 24 | 0 | 0 | 0 | 0 | 0 | 0 | 0 | 0 | 0 | 0 | 0 | 1 |  | 11 | 12 | 11 | 11
| 7585 | 317 | 11 | 13 | 1 | 0 | 0 | 0 | 0 | 0 | 0 | 0 | 0 | 0 | 0 | 0 | 1 |  | 11 | 13 | 11 | 12
| 7586 | 317 | 11 | 13 | 2 | 0 | 0 | 0 | 0 | 0 | 0 | 0 | 0 | 0 | 0 | 0 | 1 |  | 11 | 13 | 11 | 12
| 7587 | 317 | 11 | 13 | 3 | 0 | 0 | 0 | 0 | 0 | 0 | 0 | 0 | 0 | 0 | 0 | 1 |  | 11 | 13 | 11 | 12
| 7588 | 317 | 11 | 13 | 4 | 0 | 0 | 0 | 0 | 0 | 0 | 0 | 0 | 0 | 0 | 0 | 1 |  | 11 | 13 | 11 | 12
| 7589 | 317 | 11 | 13 | 5 | 0 | 0 | 0 | 0 | 0 | 0 | 0 | 0 | 0 | 0 | 0 | 1 |  | 11 | 13 | 11 | 12
| 7590 | 317 | 11 | 13 | 6 | 0 | 0 | 0 | 0 | 0 | 0 | 0 | 0 | 0 | 0 | 0 | 1 |  | 11 | 13 | 11 | 12
| 7591 | 317 | 11 | 13 | 7 | 0 | 0 | 0 | 0 | 0 | 0 | 0 | 0 | 0 | 0 | 0 | 1 |  | 11 | 13 | 11 | 12
| 7592 | 317 | 11 | 13 | 8 | 0 | 0 | 0 | 0 | 0 | 0 | 0 | 0 | 0 | 0 | 0 | 1 |  | 11 | 13 | 11 | 12
| 7593 | 317 | 11 | 13 | 9 | 0 | 0 | 0 | 0 | 0 | 0 | 0 | 0 | 0 | 0 | 0 | 1 |  | 11 | 13 | 11 | 12
| 7594 | 317 | 11 | 13 | 10 | 0 | 0 | 0 | 0 | 0 | 0 | 0 | 0 | 0 | 0 | 0 | 1 |  | 11 | 13 | 11 | 12
| 7595 | 317 | 11 | 13 | 11 | 0 | 0 | 0 | 0 | 0 | 0 | 0 | 0 | 0 | 0 | 0 | 1 |  | 11 | 13 | 11 | 12
| 7596 | 317 | 11 | 13 | 12 | 0 | 0 | 0 | 0 | 0 | 0 | 0 | 0 | 0 | 0 | 0 | 1 |  | 11 | 13 | 11 | 12
| 7597 | 317 | 11 | 13 | 13 | 0 | 0 | 0 | 0 | 0 | 0 | 0 | 0 | 0 | 0 | 0 | 1 |  | 11 | 13 | 11 | 12
| 7598 | 317 | 11 | 13 | 14 | 0 | 0 | 0 | 0 | 0 | 0 | 0 | 0 | 0 | 0 | 0 | 1 |  | 11 | 13 | 11 | 12
| 7599 | 317 | 11 | 13 | 15 | 0 | 0 | 0 | 0 | 0 | 0 | 0 | 0 | 0 | 0 | 0 | 1 |  | 11 | 13 | 11 | 12
| 7600 | 317 | 11 | 13 | 16 | 0 | 0 | 0 | 0 | 0 | 0 | 0 | 0 | 0 | 0 | 0 | 1 |  | 11 | 13 | 11 | 12
| 7601 | 317 | 11 | 13 | 17 | 0 | 0 | 0 | 0 | 0 | 0 | 0 | 0 | 0 | 0 | 0 | 1 |  | 11 | 13 | 11 | 12
| 7602 | 317 | 11 | 13 | 18 | 0 | 0 | 0 | 0 | 0 | 0 | 0 | 0 | 0 | 0 | 0 | 1 |  | 11 | 13 | 11 | 12
| 7603 | 317 | 11 | 13 | 19 | 0 | 0 | 0 | 0 | 0 | 0 | 0 | 0 | 0 | 0 | 0 | 1 |  | 11 | 13 | 11 | 12
| 7604 | 317 | 11 | 13 | 20 | 0 | 0 | 0 | 0 | 0 | 0 | 0 | 0 | 0 | 0 | 0 | 1 |  | 11 | 13 | 11 | 12
| 7605 | 317 | 11 | 13 | 21 | 0 | 0 | 0 | 0 | 0 | 0 | 0 | 0 | 0 | 0 | 0 | 1 |  | 11 | 13 | 11 | 12
| 7606 | 317 | 11 | 13 | 22 | 0 | 0 | 0 | 0 | 0 | 0 | 0 | 0 | 0 | 0 | 0 | 1 |  | 11 | 13 | 11 | 12
| 7607 | 317 | 11 | 13 | 23 | 0 | 0 | 0 | 0 | 0 | 0 | 0 | 0 | 0 | 0 | 0 | 1 |  | 11 | 13 | 11 | 12
| 7608 | 317 | 11 | 13 | 24 | 0 | 0 | 0 | 0 | 0 | 0 | 0 | 0 | 0 | 0 | 0 | 1 |  | 11 | 13 | 11 | 12
| 7609 | 318 | 11 | 14 | 1 | 0 | 0 | 1 | 0 | 0 | 0 | 0 | 0 | 0 | 0 | 0 | 1 |  | 11 | 14 | 11 | 13
| 7610 | 318 | 11 | 14 | 2 | 0 | 0 | 1 | 0 | 0 | 0 | 0 | 0 | 0 | 0 | 0 | 1 |  | 11 | 14 | 11 | 13
| 7611 | 318 | 11 | 14 | 3 | 0 | 0 | 1 | 0 | 0 | 0 | 0 | 0 | 0 | 0 | 0 | 1 |  | 11 | 14 | 11 | 13
| 7612 | 318 | 11 | 14 | 4 | 0 | 0 | 1 | 0 | 0 | 0 | 0 | 0 | 0 | 0 | 0 | 1 |  | 11 | 14 | 11 | 13
| 7613 | 318 | 11 | 14 | 5 | 0 | 0 | 1 | 0 | 0 | 0 | 0 | 0 | 0 | 0 | 0 | 1 |  | 11 | 14 | 11 | 13
| 7614 | 318 | 11 | 14 | 6 | 0 | 0 | 1 | 0 | 0 | 0 | 0 | 0 | 0 | 0 | 0 | 1 |  | 11 | 14 | 11 | 13
| 7615 | 318 | 11 | 14 | 7 | 0 | 0 | 1 | 0 | 0 | 0 | 0 | 0 | 0 | 0 | 0 | 1 |  | 11 | 14 | 11 | 13
| 7616 | 318 | 11 | 14 | 8 | 0 | 0 | 1 | 0 | 0 | 0 | 0 | 0 | 0 | 0 | 0 | 1 |  | 11 | 14 | 11 | 13
| 7617 | 318 | 11 | 14 | 9 | 0 | 0 | 1 | 0 | 0 | 0 | 0 | 0 | 0 | 0 | 0 | 1 |  | 11 | 14 | 11 | 13
| 7618 | 318 | 11 | 14 | 10 | 0 | 0 | 1 | 0 | 0 | 0 | 0 | 0 | 0 | 0 | 0 | 1 |  | 11 | 14 | 11 | 13
| 7619 | 318 | 11 | 14 | 11 | 0 | 0 | 1 | 0 | 0 | 0 | 0 | 0 | 0 | 0 | 0 | 1 |  | 11 | 14 | 11 | 13
| 7620 | 318 | 11 | 14 | 12 | 0 | 0 | 1 | 0 | 0 | 0 | 0 | 0 | 0 | 0 | 0 | 1 |  | 11 | 14 | 11 | 13
| 7621 | 318 | 11 | 14 | 13 | 0 | 0 | 1 | 0 | 0 | 0 | 0 | 0 | 0 | 0 | 0 | 1 |  | 11 | 14 | 11 | 13
| 7622 | 318 | 11 | 14 | 14 | 0 | 0 | 1 | 0 | 0 | 0 | 0 | 0 | 0 | 0 | 0 | 1 |  | 11 | 14 | 11 | 13
| 7623 | 318 | 11 | 14 | 15 | 0 | 0 | 1 | 0 | 0 | 0 | 0 | 0 | 0 | 0 | 0 | 1 |  | 11 | 14 | 11 | 13
| 7624 | 318 | 11 | 14 | 16 | 0 | 0 | 1 | 0 | 0 | 0 | 0 | 0 | 0 | 0 | 0 | 1 |  | 11 | 14 | 11 | 13
| 7625 | 318 | 11 | 14 | 17 | 0 | 0 | 1 | 0 | 0 | 0 | 0 | 0 | 0 | 0 | 0 | 1 |  | 11 | 14 | 11 | 13
| 7626 | 318 | 11 | 14 | 18 | 0 | 0 | 1 | 0 | 0 | 0 | 0 | 0 | 0 | 0 | 0 | 1 |  | 11 | 14 | 11 | 13
| 7627 | 318 | 11 | 14 | 19 | 0 | 0 | 1 | 0 | 0 | 0 | 0 | 0 | 0 | 0 | 0 | 1 |  | 11 | 14 | 11 | 13
| 7628 | 318 | 11 | 14 | 20 | 0 | 0 | 1 | 0 | 0 | 0 | 0 | 0 | 0 | 0 | 0 | 1 |  | 11 | 14 | 11 | 13
| 7629 | 318 | 11 | 14 | 21 | 0 | 0 | 1 | 0 | 0 | 0 | 0 | 0 | 0 | 0 | 0 | 1 |  | 11 | 14 | 11 | 13
| 7630 | 318 | 11 | 14 | 22 | 0 | 0 | 1 | 0 | 0 | 0 | 0 | 0 | 0 | 0 | 0 | 1 |  | 11 | 14 | 11 | 13
| 7631 | 318 | 11 | 14 | 23 | 0 | 0 | 1 | 0 | 0 | 0 | 0 | 0 | 0 | 0 | 0 | 1 |  | 11 | 14 | 11 | 13
| 7632 | 318 | 11 | 14 | 24 | 0 | 0 | 1 | 0 | 0 | 0 | 0 | 0 | 0 | 0 | 0 | 1 |  | 11 | 14 | 11 | 13
| 7633 | 319 | 11 | 15 | 1 | 0 | 0 | 1 | 0 | 0 | 0 | 0 | 0 | 0 | 0 | 0 | 1 |  | 11 | 15 | 11 | 14
| 7634 | 319 | 11 | 15 | 2 | 0 | 0 | 1 | 0 | 0 | 0 | 0 | 0 | 0 | 0 | 0 | 1 |  | 11 | 15 | 11 | 14
| 7635 | 319 | 11 | 15 | 3 | 0 | 0 | 1 | 0 | 0 | 0 | 0 | 0 | 0 | 0 | 0 | 1 |  | 11 | 15 | 11 | 14
| 7636 | 319 | 11 | 15 | 4 | 0 | 0 | 1 | 0 | 0 | 0 | 0 | 0 | 0 | 0 | 0 | 1 |  | 11 | 15 | 11 | 14
| 7637 | 319 | 11 | 15 | 5 | 0 | 0 | 1 | 0 | 0 | 0 | 0 | 0 | 0 | 0 | 0 | 1 |  | 11 | 15 | 11 | 14
| 7638 | 319 | 11 | 15 | 6 | 0 | 0 | 1 | 0 | 0 | 0 | 0 | 0 | 0 | 0 | 0 | 1 |  | 11 | 15 | 11 | 14
| 7639 | 319 | 11 | 15 | 7 | 0 | 0 | 1 | 0 | 0 | 0 | 0 | 0 | 0 | 0 | 0 | 1 |  | 11 | 15 | 11 | 14
| 7640 | 319 | 11 | 15 | 8 | 0 | 0 | 1 | 0 | 0 | 0 | 0 | 0 | 0 | 0 | 0 | 1 |  | 11 | 15 | 11 | 14
| 7641 | 319 | 11 | 15 | 9 | 0 | 0 | 1 | 0 | 0 | 0 | 0 | 0 | 0 | 0 | 0 | 1 |  | 11 | 15 | 11 | 14
| 7642 | 319 | 11 | 15 | 10 | 0 | 0 | 1 | 0 | 0 | 0 | 0 | 0 | 0 | 0 | 0 | 1 |  | 11 | 15 | 11 | 14
| 7643 | 319 | 11 | 15 | 11 | 0 | 0 | 1 | 0 | 0 | 0 | 0 | 0 | 0 | 0 | 0 | 1 |  | 11 | 15 | 11 | 14
| 7644 | 319 | 11 | 15 | 12 | 0 | 0 | 1 | 0 | 0 | 0 | 0 | 0 | 0 | 0 | 0 | 1 |  | 11 | 15 | 11 | 14
| 7645 | 319 | 11 | 15 | 13 | 0 | 0 | 1 | 0 | 0 | 0 | 0 | 0 | 0 | 0 | 0 | 1 |  | 11 | 15 | 11 | 14
| 7646 | 319 | 11 | 15 | 14 | 0 | 0 | 1 | 0 | 0 | 0 | 0 | 0 | 0 | 0 | 0 | 1 |  | 11 | 15 | 11 | 14
| 7647 | 319 | 11 | 15 | 15 | 0 | 0 | 1 | 0 | 0 | 0 | 0 | 0 | 0 | 0 | 0 | 1 |  | 11 | 15 | 11 | 14
| 7648 | 319 | 11 | 15 | 16 | 0 | 0 | 1 | 0 | 0 | 0 | 0 | 0 | 0 | 0 | 0 | 1 |  | 11 | 15 | 11 | 14
| 7649 | 319 | 11 | 15 | 17 | 0 | 0 | 1 | 0 | 0 | 0 | 0 | 0 | 0 | 0 | 0 | 1 |  | 11 | 15 | 11 | 14
| 7650 | 319 | 11 | 15 | 18 | 0 | 0 | 1 | 0 | 0 | 0 | 0 | 0 | 0 | 0 | 0 | 1 |  | 11 | 15 | 11 | 14
| 7651 | 319 | 11 | 15 | 19 | 0 | 0 | 1 | 0 | 0 | 0 | 0 | 0 | 0 | 0 | 0 | 1 |  | 11 | 15 | 11 | 14
| 7652 | 319 | 11 | 15 | 20 | 0 | 0 | 1 | 0 | 0 | 0 | 0 | 0 | 0 | 0 | 0 | 1 |  | 11 | 15 | 11 | 14
| 7653 | 319 | 11 | 15 | 21 | 0 | 0 | 1 | 0 | 0 | 0 | 0 | 0 | 0 | 0 | 0 | 1 |  | 11 | 15 | 11 | 14
| 7654 | 319 | 11 | 15 | 22 | 0 | 0 | 1 | 0 | 0 | 0 | 0 | 0 | 0 | 0 | 0 | 1 |  | 11 | 15 | 11 | 14
| 7655 | 319 | 11 | 15 | 23 | 0 | 0 | 1 | 0 | 0 | 0 | 0 | 0 | 0 | 0 | 0 | 1 |  | 11 | 15 | 11 | 14
| 7656 | 319 | 11 | 15 | 24 | 0 | 0 | 1 | 0 | 0 | 0 | 0 | 0 | 0 | 0 | 0 | 1 |  | 11 | 15 | 11 | 14
| 7657 | 320 | 11 | 16 | 1 | 0 | 0 | 1 | 0 | 0 | 0 | 0 | 0 | 0 | 0 | 0 | 1 |  | 11 | 16 | 11 | 15
| 7658 | 320 | 11 | 16 | 2 | 0 | 0 | 1 | 0 | 0 | 0 | 0 | 0 | 0 | 0 | 0 | 1 |  | 11 | 16 | 11 | 15
| 7659 | 320 | 11 | 16 | 3 | 0 | 0 | 1 | 0 | 0 | 0 | 0 | 0 | 0 | 0 | 0 | 1 |  | 11 | 16 | 11 | 15
| 7660 | 320 | 11 | 16 | 4 | 0 | 0 | 1 | 0 | 0 | 0 | 0 | 0 | 0 | 0 | 0 | 1 |  | 11 | 16 | 11 | 15
| 7661 | 320 | 11 | 16 | 5 | 0 | 0 | 1 | 0 | 0 | 0 | 0 | 0 | 0 | 0 | 0 | 1 |  | 11 | 16 | 11 | 15
| 7662 | 320 | 11 | 16 | 6 | 0 | 0 | 1 | 0 | 0 | 0 | 0 | 0 | 0 | 0 | 0 | 1 |  | 11 | 16 | 11 | 15
| 7663 | 320 | 11 | 16 | 7 | 0 | 0 | 1 | 0 | 0 | 0 | 0 | 0 | 0 | 0 | 0 | 1 |  | 11 | 16 | 11 | 15
| 7664 | 320 | 11 | 16 | 8 | 0 | 0 | 1 | 0 | 0 | 0 | 0 | 0 | 0 | 0 | 0 | 1 |  | 11 | 16 | 11 | 15
| 7665 | 320 | 11 | 16 | 9 | 0 | 0 | 1 | 0 | 0 | 0 | 0 | 0 | 0 | 0 | 0 | 1 |  | 11 | 16 | 11 | 15
| 7666 | 320 | 11 | 16 | 10 | 0 | 0 | 1 | 0 | 0 | 0 | 0 | 0 | 0 | 0 | 0 | 1 |  | 11 | 16 | 11 | 15
| 7667 | 320 | 11 | 16 | 11 | 0 | 0 | 1 | 0 | 0 | 0 | 0 | 0 | 0 | 0 | 0 | 1 |  | 11 | 16 | 11 | 15
| 7668 | 320 | 11 | 16 | 12 | 0 | 0 | 1 | 0 | 0 | 0 | 0 | 0 | 0 | 0 | 0 | 1 |  | 11 | 16 | 11 | 15
| 7669 | 320 | 11 | 16 | 13 | 0 | 0 | 1 | 0 | 0 | 0 | 0 | 0 | 0 | 0 | 0 | 1 |  | 11 | 16 | 11 | 15
| 7670 | 320 | 11 | 16 | 14 | 0 | 0 | 1 | 0 | 0 | 0 | 0 | 0 | 0 | 0 | 0 | 1 |  | 11 | 16 | 11 | 15
| 7671 | 320 | 11 | 16 | 15 | 0 | 0 | 1 | 0 | 0 | 0 | 0 | 0 | 0 | 0 | 0 | 1 |  | 11 | 16 | 11 | 15
| 7672 | 320 | 11 | 16 | 16 | 0 | 0 | 1 | 0 | 0 | 0 | 0 | 0 | 0 | 0 | 0 | 1 |  | 11 | 16 | 11 | 15
| 7673 | 320 | 11 | 16 | 17 | 0 | 0 | 1 | 0 | 0 | 0 | 0 | 0 | 0 | 0 | 0 | 1 |  | 11 | 16 | 11 | 15
| 7674 | 320 | 11 | 16 | 18 | 0 | 0 | 1 | 0 | 0 | 0 | 0 | 0 | 0 | 0 | 0 | 1 |  | 11 | 16 | 11 | 15
| 7675 | 320 | 11 | 16 | 19 | 0 | 0 | 1 | 0 | 0 | 0 | 0 | 0 | 0 | 0 | 0 | 1 |  | 11 | 16 | 11 | 15
| 7676 | 320 | 11 | 16 | 20 | 0 | 0 | 1 | 0 | 0 | 0 | 0 | 0 | 0 | 0 | 0 | 1 |  | 11 | 16 | 11 | 15
| 7677 | 320 | 11 | 16 | 21 | 0 | 0 | 1 | 0 | 0 | 0 | 0 | 0 | 0 | 0 | 0 | 1 |  | 11 | 16 | 11 | 15
| 7678 | 320 | 11 | 16 | 22 | 0 | 0 | 1 | 0 | 0 | 0 | 0 | 0 | 0 | 0 | 0 | 1 |  | 11 | 16 | 11 | 15
| 7679 | 320 | 11 | 16 | 23 | 0 | 0 | 1 | 0 | 0 | 0 | 0 | 0 | 0 | 0 | 0 | 1 |  | 11 | 16 | 11 | 15
| 7680 | 320 | 11 | 16 | 24 | 0 | 0 | 1 | 0 | 0 | 0 | 0 | 0 | 0 | 0 | 0 | 1 |  | 11 | 16 | 11 | 15
| 7681 | 321 | 11 | 17 | 1 | 0 | 0 | 1 | 0 | 0 | 0 | 0 | 0 | 0 | 0 | 0 | 1 |  | 11 | 17 | 11 | 16
| 7682 | 321 | 11 | 17 | 2 | 0 | 0 | 1 | 0 | 0 | 0 | 0 | 0 | 0 | 0 | 0 | 1 |  | 11 | 17 | 11 | 16
| 7683 | 321 | 11 | 17 | 3 | 0 | 0 | 1 | 0 | 0 | 0 | 0 | 0 | 0 | 0 | 0 | 1 |  | 11 | 17 | 11 | 16
| 7684 | 321 | 11 | 17 | 4 | 0 | 0 | 1 | 0 | 0 | 0 | 0 | 0 | 0 | 0 | 0 | 1 |  | 11 | 17 | 11 | 16
| 7685 | 321 | 11 | 17 | 5 | 0 | 0 | 1 | 0 | 0 | 0 | 0 | 0 | 0 | 0 | 0 | 1 |  | 11 | 17 | 11 | 16
| 7686 | 321 | 11 | 17 | 6 | 0 | 0 | 1 | 0 | 0 | 0 | 0 | 0 | 0 | 0 | 0 | 1 |  | 11 | 17 | 11 | 16
| 7687 | 321 | 11 | 17 | 7 | 0 | 0 | 1 | 0 | 0 | 0 | 0 | 0 | 0 | 0 | 0 | 1 |  | 11 | 17 | 11 | 16
| 7688 | 321 | 11 | 17 | 8 | 0 | 0 | 1 | 0 | 0 | 0 | 0 | 0 | 0 | 0 | 0 | 1 |  | 11 | 17 | 11 | 16
| 7689 | 321 | 11 | 17 | 9 | 0 | 0 | 1 | 0 | 0 | 0 | 0 | 0 | 0 | 0 | 0 | 1 |  | 11 | 17 | 11 | 16
| 7690 | 321 | 11 | 17 | 10 | 0 | 0 | 1 | 0 | 0 | 0 | 0 | 0 | 0 | 0 | 0 | 1 |  | 11 | 17 | 11 | 16
| 7691 | 321 | 11 | 17 | 11 | 0 | 0 | 1 | 0 | 0 | 0 | 0 | 0 | 0 | 0 | 0 | 1 |  | 11 | 17 | 11 | 16
| 7692 | 321 | 11 | 17 | 12 | 0 | 0 | 1 | 0 | 0 | 0 | 0 | 0 | 0 | 0 | 0 | 1 |  | 11 | 17 | 11 | 16
| 7693 | 321 | 11 | 17 | 13 | 0 | 0 | 1 | 0 | 0 | 0 | 0 | 0 | 0 | 0 | 0 | 1 |  | 11 | 17 | 11 | 16
| 7694 | 321 | 11 | 17 | 14 | 0 | 0 | 1 | 0 | 0 | 0 | 0 | 0 | 0 | 0 | 0 | 1 |  | 11 | 17 | 11 | 16
| 7695 | 321 | 11 | 17 | 15 | 0 | 0 | 1 | 0 | 0 | 0 | 0 | 0 | 0 | 0 | 0 | 1 |  | 11 | 17 | 11 | 16
| 7696 | 321 | 11 | 17 | 16 | 0 | 0 | 1 | 0 | 0 | 0 | 0 | 0 | 0 | 0 | 0 | 1 |  | 11 | 17 | 11 | 16
| 7697 | 321 | 11 | 17 | 17 | 0 | 0 | 1 | 0 | 0 | 0 | 0 | 0 | 0 | 0 | 0 | 1 |  | 11 | 17 | 11 | 16
| 7698 | 321 | 11 | 17 | 18 | 0 | 0 | 1 | 0 | 0 | 0 | 0 | 0 | 0 | 0 | 0 | 1 |  | 11 | 17 | 11 | 16
| 7699 | 321 | 11 | 17 | 19 | 0 | 0 | 1 | 0 | 0 | 0 | 0 | 0 | 0 | 0 | 0 | 1 |  | 11 | 17 | 11 | 16
| 7700 | 321 | 11 | 17 | 20 | 0 | 0 | 1 | 0 | 0 | 0 | 0 | 0 | 0 | 0 | 0 | 1 |  | 11 | 17 | 11 | 16
| 7701 | 321 | 11 | 17 | 21 | 0 | 0 | 1 | 0 | 0 | 0 | 0 | 0 | 0 | 0 | 0 | 1 |  | 11 | 17 | 11 | 16
| 7702 | 321 | 11 | 17 | 22 | 0 | 0 | 1 | 0 | 0 | 0 | 0 | 0 | 0 | 0 | 0 | 1 |  | 11 | 17 | 11 | 16
| 7703 | 321 | 11 | 17 | 23 | 0 | 0 | 1 | 0 | 0 | 0 | 0 | 0 | 0 | 0 | 0 | 1 |  | 11 | 17 | 11 | 16
| 7704 | 321 | 11 | 17 | 24 | 0 | 0 | 1 | 0 | 0 | 0 | 0 | 0 | 0 | 0 | 0 | 1 |  | 11 | 17 | 11 | 16
| 7705 | 322 | 11 | 18 | 1 | 0 | 0 | 1 | 0 | 0 | 0 | 0 | 0 | 0 | 0 | 0 | 1 |  | 11 | 18 | 11 | 17
| 7706 | 322 | 11 | 18 | 2 | 0 | 0 | 1 | 0 | 0 | 0 | 0 | 0 | 0 | 0 | 0 | 1 |  | 11 | 18 | 11 | 17
| 7707 | 322 | 11 | 18 | 3 | 0 | 0 | 1 | 0 | 0 | 0 | 0 | 0 | 0 | 0 | 0 | 1 |  | 11 | 18 | 11 | 17
| 7708 | 322 | 11 | 18 | 4 | 0 | 0 | 1 | 0 | 0 | 0 | 0 | 0 | 0 | 0 | 0 | 1 |  | 11 | 18 | 11 | 17
| 7709 | 322 | 11 | 18 | 5 | 0 | 0 | 1 | 0 | 0 | 0 | 0 | 0 | 0 | 0 | 0 | 1 |  | 11 | 18 | 11 | 17
| 7710 | 322 | 11 | 18 | 6 | 0 | 0 | 1 | 0 | 0 | 0 | 0 | 0 | 0 | 0 | 0 | 1 |  | 11 | 18 | 11 | 17
| 7711 | 322 | 11 | 18 | 7 | 0 | 0 | 1 | 0 | 0 | 0 | 0 | 0 | 0 | 0 | 0 | 1 |  | 11 | 18 | 11 | 17
| 7712 | 322 | 11 | 18 | 8 | 0 | 0 | 1 | 0 | 0 | 0 | 0 | 0 | 0 | 0 | 0 | 1 |  | 11 | 18 | 11 | 17
| 7713 | 322 | 11 | 18 | 9 | 0 | 0 | 1 | 0 | 0 | 0 | 0 | 0 | 0 | 0 | 0 | 1 |  | 11 | 18 | 11 | 17
| 7714 | 322 | 11 | 18 | 10 | 0 | 0 | 1 | 0 | 0 | 0 | 0 | 0 | 0 | 0 | 0 | 1 |  | 11 | 18 | 11 | 17
| 7715 | 322 | 11 | 18 | 11 | 0 | 0 | 1 | 0 | 0 | 0 | 0 | 0 | 0 | 0 | 0 | 1 |  | 11 | 18 | 11 | 17
| 7716 | 322 | 11 | 18 | 12 | 0 | 0 | 1 | 0 | 0 | 0 | 0 | 0 | 0 | 0 | 0 | 1 |  | 11 | 18 | 11 | 17
| 7717 | 322 | 11 | 18 | 13 | 0 | 0 | 1 | 0 | 0 | 0 | 0 | 0 | 0 | 0 | 0 | 1 |  | 11 | 18 | 11 | 17
| 7718 | 322 | 11 | 18 | 14 | 0 | 0 | 1 | 0 | 0 | 0 | 0 | 0 | 0 | 0 | 0 | 1 |  | 11 | 18 | 11 | 17
| 7719 | 322 | 11 | 18 | 15 | 0 | 0 | 1 | 0 | 0 | 0 | 0 | 0 | 0 | 0 | 0 | 1 |  | 11 | 18 | 11 | 17
| 7720 | 322 | 11 | 18 | 16 | 0 | 0 | 1 | 0 | 0 | 0 | 0 | 0 | 0 | 0 | 0 | 1 |  | 11 | 18 | 11 | 17
| 7721 | 322 | 11 | 18 | 17 | 0 | 0 | 1 | 0 | 0 | 0 | 0 | 0 | 0 | 0 | 0 | 1 |  | 11 | 18 | 11 | 17
| 7722 | 322 | 11 | 18 | 18 | 0 | 0 | 1 | 0 | 0 | 0 | 0 | 0 | 0 | 0 | 0 | 1 |  | 11 | 18 | 11 | 17
| 7723 | 322 | 11 | 18 | 19 | 0 | 0 | 1 | 0 | 0 | 0 | 0 | 0 | 0 | 0 | 0 | 1 |  | 11 | 18 | 11 | 17
| 7724 | 322 | 11 | 18 | 20 | 0 | 0 | 1 | 0 | 0 | 0 | 0 | 0 | 0 | 0 | 0 | 1 |  | 11 | 18 | 11 | 17
| 7725 | 322 | 11 | 18 | 21 | 0 | 0 | 1 | 0 | 0 | 0 | 0 | 0 | 0 | 0 | 0 | 1 |  | 11 | 18 | 11 | 17
| 7726 | 322 | 11 | 18 | 22 | 0 | 0 | 1 | 0 | 0 | 0 | 0 | 0 | 0 | 0 | 0 | 1 |  | 11 | 18 | 11 | 17
| 7727 | 322 | 11 | 18 | 23 | 0 | 0 | 1 | 0 | 0 | 0 | 0 | 0 | 0 | 0 | 0 | 1 |  | 11 | 18 | 11 | 17
| 7728 | 322 | 11 | 18 | 24 | 0 | 0 | 1 | 0 | 0 | 0 | 0 | 0 | 0 | 0 | 0 | 1 |  | 11 | 18 | 11 | 17
| 7729 | 323 | 11 | 19 | 1 | 0 | 0 | 0 | 0 | 0 | 0 | 0 | 0 | 0 | 0 | 0 | 1 |  | 11 | 19 | 11 | 18
| 7730 | 323 | 11 | 19 | 2 | 0 | 0 | 0 | 0 | 0 | 0 | 0 | 0 | 0 | 0 | 0 | 1 |  | 11 | 19 | 11 | 18
| 7731 | 323 | 11 | 19 | 3 | 0 | 0 | 0 | 0 | 0 | 0 | 0 | 0 | 0 | 0 | 0 | 1 |  | 11 | 19 | 11 | 18
| 7732 | 323 | 11 | 19 | 4 | 0 | 0 | 0 | 0 | 0 | 0 | 0 | 0 | 0 | 0 | 0 | 1 |  | 11 | 19 | 11 | 18
| 7733 | 323 | 11 | 19 | 5 | 0 | 0 | 0 | 0 | 0 | 0 | 0 | 0 | 0 | 0 | 0 | 1 |  | 11 | 19 | 11 | 18
| 7734 | 323 | 11 | 19 | 6 | 0 | 0 | 0 | 0 | 0 | 0 | 0 | 0 | 0 | 0 | 0 | 1 |  | 11 | 19 | 11 | 18
| 7735 | 323 | 11 | 19 | 7 | 0 | 0 | 0 | 0 | 0 | 0 | 0 | 0 | 0 | 0 | 0 | 1 |  | 11 | 19 | 11 | 18
| 7736 | 323 | 11 | 19 | 8 | 0 | 0 | 0 | 0 | 0 | 0 | 0 | 0 | 0 | 0 | 0 | 1 |  | 11 | 19 | 11 | 18
| 7737 | 323 | 11 | 19 | 9 | 0 | 0 | 0 | 0 | 0 | 0 | 0 | 0 | 0 | 0 | 0 | 1 |  | 11 | 19 | 11 | 18
| 7738 | 323 | 11 | 19 | 10 | 0 | 0 | 0 | 0 | 0 | 0 | 0 | 0 | 0 | 0 | 0 | 1 |  | 11 | 19 | 11 | 18
| 7739 | 323 | 11 | 19 | 11 | 0 | 0 | 0 | 0 | 0 | 0 | 0 | 0 | 0 | 0 | 0 | 1 |  | 11 | 19 | 11 | 18
| 7740 | 323 | 11 | 19 | 12 | 0 | 0 | 0 | 0 | 0 | 0 | 0 | 0 | 0 | 0 | 0 | 1 |  | 11 | 19 | 11 | 18
| 7741 | 323 | 11 | 19 | 13 | 0 | 0 | 0 | 0 | 0 | 0 | 0 | 0 | 0 | 0 | 0 | 1 |  | 11 | 19 | 11 | 18
| 7742 | 323 | 11 | 19 | 14 | 0 | 0 | 0 | 0 | 0 | 0 | 0 | 0 | 0 | 0 | 0 | 1 |  | 11 | 19 | 11 | 18
| 7743 | 323 | 11 | 19 | 15 | 0 | 0 | 0 | 0 | 0 | 0 | 0 | 0 | 0 | 0 | 0 | 1 |  | 11 | 19 | 11 | 18
| 7744 | 323 | 11 | 19 | 16 | 0 | 0 | 0 | 0 | 0 | 0 | 0 | 0 | 0 | 0 | 0 | 1 |  | 11 | 19 | 11 | 18
| 7745 | 323 | 11 | 19 | 17 | 0 | 0 | 0 | 0 | 0 | 0 | 0 | 0 | 0 | 0 | 0 | 1 |  | 11 | 19 | 11 | 18
| 7746 | 323 | 11 | 19 | 18 | 0 | 0 | 0 | 0 | 0 | 0 | 0 | 0 | 0 | 0 | 0 | 1 |  | 11 | 19 | 11 | 18
| 7747 | 323 | 11 | 19 | 19 | 0 | 0 | 0 | 0 | 0 | 0 | 0 | 0 | 0 | 0 | 0 | 1 |  | 11 | 19 | 11 | 18
| 7748 | 323 | 11 | 19 | 20 | 0 | 0 | 0 | 0 | 0 | 0 | 0 | 0 | 0 | 0 | 0 | 1 |  | 11 | 19 | 11 | 18
| 7749 | 323 | 11 | 19 | 21 | 0 | 0 | 0 | 0 | 0 | 0 | 0 | 0 | 0 | 0 | 0 | 1 |  | 11 | 19 | 11 | 18
| 7750 | 323 | 11 | 19 | 22 | 0 | 0 | 0 | 0 | 0 | 0 | 0 | 0 | 0 | 0 | 0 | 1 |  | 11 | 19 | 11 | 18
| 7751 | 323 | 11 | 19 | 23 | 0 | 0 | 0 | 0 | 0 | 0 | 0 | 0 | 0 | 0 | 0 | 1 |  | 11 | 19 | 11 | 18
| 7752 | 323 | 11 | 19 | 24 | 0 | 0 | 0 | 0 | 0 | 0 | 0 | 0 | 0 | 0 | 0 | 1 |  | 11 | 19 | 11 | 18
| 7753 | 324 | 11 | 20 | 1 | 0 | 0 | 0 | 0 | 0 | 0 | 0 | 0 | 0 | 0 | 0 | 1 |  | 11 | 20 | 11 | 19
| 7754 | 324 | 11 | 20 | 2 | 0 | 0 | 0 | 0 | 0 | 0 | 0 | 0 | 0 | 0 | 0 | 1 |  | 11 | 20 | 11 | 19
| 7755 | 324 | 11 | 20 | 3 | 0 | 0 | 0 | 0 | 0 | 0 | 0 | 0 | 0 | 0 | 0 | 1 |  | 11 | 20 | 11 | 19
| 7756 | 324 | 11 | 20 | 4 | 0 | 0 | 0 | 0 | 0 | 0 | 0 | 0 | 0 | 0 | 0 | 1 |  | 11 | 20 | 11 | 19
| 7757 | 324 | 11 | 20 | 5 | 0 | 0 | 0 | 0 | 0 | 0 | 0 | 0 | 0 | 0 | 0 | 1 |  | 11 | 20 | 11 | 19
| 7758 | 324 | 11 | 20 | 6 | 0 | 0 | 0 | 0 | 0 | 0 | 0 | 0 | 0 | 0 | 0 | 1 |  | 11 | 20 | 11 | 19
| 7759 | 324 | 11 | 20 | 7 | 0 | 0 | 0 | 0 | 0 | 0 | 0 | 0 | 0 | 0 | 0 | 1 |  | 11 | 20 | 11 | 19
| 7760 | 324 | 11 | 20 | 8 | 0 | 0 | 0 | 0 | 0 | 0 | 0 | 0 | 0 | 0 | 0 | 1 |  | 11 | 20 | 11 | 19
| 7761 | 324 | 11 | 20 | 9 | 0 | 0 | 0 | 0 | 0 | 0 | 0 | 0 | 0 | 0 | 0 | 1 |  | 11 | 20 | 11 | 19
| 7762 | 324 | 11 | 20 | 10 | 0 | 0 | 0 | 0 | 0 | 0 | 0 | 0 | 0 | 0 | 0 | 1 |  | 11 | 20 | 11 | 19
| 7763 | 324 | 11 | 20 | 11 | 0 | 0 | 0 | 0 | 0 | 0 | 0 | 0 | 0 | 0 | 0 | 1 |  | 11 | 20 | 11 | 19
| 7764 | 324 | 11 | 20 | 12 | 0 | 0 | 0 | 0 | 0 | 0 | 0 | 0 | 0 | 0 | 0 | 1 |  | 11 | 20 | 11 | 19
| 7765 | 324 | 11 | 20 | 13 | 0 | 0 | 0 | 0 | 0 | 0 | 0 | 0 | 0 | 0 | 0 | 1 |  | 11 | 20 | 11 | 19
| 7766 | 324 | 11 | 20 | 14 | 0 | 0 | 0 | 0 | 0 | 0 | 0 | 0 | 0 | 0 | 0 | 1 |  | 11 | 20 | 11 | 19
| 7767 | 324 | 11 | 20 | 15 | 0 | 0 | 0 | 0 | 0 | 0 | 0 | 0 | 0 | 0 | 0 | 1 |  | 11 | 20 | 11 | 19
| 7768 | 324 | 11 | 20 | 16 | 0 | 0 | 0 | 0 | 0 | 0 | 0 | 0 | 0 | 0 | 0 | 1 |  | 11 | 20 | 11 | 19
| 7769 | 324 | 11 | 20 | 17 | 0 | 0 | 0 | 0 | 0 | 0 | 0 | 0 | 0 | 0 | 0 | 1 |  | 11 | 20 | 11 | 19
| 7770 | 324 | 11 | 20 | 18 | 0 | 0 | 0 | 0 | 0 | 0 | 0 | 0 | 0 | 0 | 0 | 1 |  | 11 | 20 | 11 | 19
| 7771 | 324 | 11 | 20 | 19 | 0 | 0 | 0 | 0 | 0 | 0 | 0 | 0 | 0 | 0 | 0 | 1 |  | 11 | 20 | 11 | 19
| 7772 | 324 | 11 | 20 | 20 | 0 | 0 | 0 | 0 | 0 | 0 | 0 | 0 | 0 | 0 | 0 | 1 |  | 11 | 20 | 11 | 19
| 7773 | 324 | 11 | 20 | 21 | 0 | 0 | 0 | 0 | 0 | 0 | 0 | 0 | 0 | 0 | 0 | 1 |  | 11 | 20 | 11 | 19
| 7774 | 324 | 11 | 20 | 22 | 0 | 0 | 0 | 0 | 0 | 0 | 0 | 0 | 0 | 0 | 0 | 1 |  | 11 | 20 | 11 | 19
| 7775 | 324 | 11 | 20 | 23 | 0 | 0 | 0 | 0 | 0 | 0 | 0 | 0 | 0 | 0 | 0 | 1 |  | 11 | 20 | 11 | 19
| 7776 | 324 | 11 | 20 | 24 | 0 | 0 | 0 | 0 | 0 | 0 | 0 | 0 | 0 | 0 | 0 | 1 |  | 11 | 20 | 11 | 19
| 7777 | 325 | 11 | 21 | 1 | 0 | 0 | 1 | 0 | 0 | 0 | 0 | 0 | 0 | 0 | 0 | 1 |  | 11 | 21 | 11 | 20
| 7778 | 325 | 11 | 21 | 2 | 0 | 0 | 1 | 0 | 0 | 0 | 0 | 0 | 0 | 0 | 0 | 1 |  | 11 | 21 | 11 | 20
| 7779 | 325 | 11 | 21 | 3 | 0 | 0 | 1 | 0 | 0 | 0 | 0 | 0 | 0 | 0 | 0 | 1 |  | 11 | 21 | 11 | 20
| 7780 | 325 | 11 | 21 | 4 | 0 | 0 | 1 | 0 | 0 | 0 | 0 | 0 | 0 | 0 | 0 | 1 |  | 11 | 21 | 11 | 20
| 7781 | 325 | 11 | 21 | 5 | 0 | 0 | 1 | 0 | 0 | 0 | 0 | 0 | 0 | 0 | 0 | 1 |  | 11 | 21 | 11 | 20
| 7782 | 325 | 11 | 21 | 6 | 0 | 0 | 1 | 0 | 0 | 0 | 0 | 0 | 0 | 0 | 0 | 1 |  | 11 | 21 | 11 | 20
| 7783 | 325 | 11 | 21 | 7 | 0 | 0 | 1 | 0 | 0 | 0 | 0 | 0 | 0 | 0 | 0 | 1 |  | 11 | 21 | 11 | 20
| 7784 | 325 | 11 | 21 | 8 | 0 | 0 | 1 | 0 | 0 | 0 | 0 | 0 | 0 | 0 | 0 | 1 |  | 11 | 21 | 11 | 20
| 7785 | 325 | 11 | 21 | 9 | 0 | 0 | 1 | 0 | 0 | 0 | 0 | 0 | 0 | 0 | 0 | 1 |  | 11 | 21 | 11 | 20
| 7786 | 325 | 11 | 21 | 10 | 0 | 0 | 1 | 0 | 0 | 0 | 0 | 0 | 0 | 0 | 0 | 1 |  | 11 | 21 | 11 | 20
| 7787 | 325 | 11 | 21 | 11 | 0 | 0 | 1 | 0 | 0 | 0 | 0 | 0 | 0 | 0 | 0 | 1 |  | 11 | 21 | 11 | 20
| 7788 | 325 | 11 | 21 | 12 | 0 | 0 | 1 | 0 | 0 | 0 | 0 | 0 | 0 | 0 | 0 | 1 |  | 11 | 21 | 11 | 20
| 7789 | 325 | 11 | 21 | 13 | 0 | 0 | 1 | 0 | 0 | 0 | 0 | 0 | 0 | 0 | 0 | 1 |  | 11 | 21 | 11 | 20
| 7790 | 325 | 11 | 21 | 14 | 0 | 0 | 1 | 0 | 0 | 0 | 0 | 0 | 0 | 0 | 0 | 1 |  | 11 | 21 | 11 | 20
| 7791 | 325 | 11 | 21 | 15 | 0 | 0 | 1 | 0 | 0 | 0 | 0 | 0 | 0 | 0 | 0 | 1 |  | 11 | 21 | 11 | 20
| 7792 | 325 | 11 | 21 | 16 | 0 | 0 | 1 | 0 | 0 | 0 | 0 | 0 | 0 | 0 | 0 | 1 |  | 11 | 21 | 11 | 20
| 7793 | 325 | 11 | 21 | 17 | 0 | 0 | 1 | 0 | 0 | 0 | 0 | 0 | 0 | 0 | 0 | 1 |  | 11 | 21 | 11 | 20
| 7794 | 325 | 11 | 21 | 18 | 0 | 0 | 1 | 0 | 0 | 0 | 0 | 0 | 0 | 0 | 0 | 1 |  | 11 | 21 | 11 | 20
| 7795 | 325 | 11 | 21 | 19 | 0 | 0 | 1 | 0 | 0 | 0 | 0 | 0 | 0 | 0 | 0 | 1 |  | 11 | 21 | 11 | 20
| 7796 | 325 | 11 | 21 | 20 | 0 | 0 | 1 | 0 | 0 | 0 | 0 | 0 | 0 | 0 | 0 | 1 |  | 11 | 21 | 11 | 20
| 7797 | 325 | 11 | 21 | 21 | 0 | 0 | 1 | 0 | 0 | 0 | 0 | 0 | 0 | 0 | 0 | 1 |  | 11 | 21 | 11 | 20
| 7798 | 325 | 11 | 21 | 22 | 0 | 0 | 1 | 0 | 0 | 0 | 0 | 0 | 0 | 0 | 0 | 1 |  | 11 | 21 | 11 | 20
| 7799 | 325 | 11 | 21 | 23 | 0 | 0 | 1 | 0 | 0 | 0 | 0 | 0 | 0 | 0 | 0 | 1 |  | 11 | 21 | 11 | 20
| 7800 | 325 | 11 | 21 | 24 | 0 | 0 | 1 | 0 | 0 | 0 | 0 | 0 | 0 | 0 | 0 | 1 |  | 11 | 21 | 11 | 20
| 7801 | 326 | 11 | 22 | 1 | 0 | 0 | 1 | 0 | 0 | 0 | 0 | 0 | 0 | 0 | 0 | 1 |  | 11 | 22 | 11 | 21
| 7802 | 326 | 11 | 22 | 2 | 0 | 0 | 1 | 0 | 0 | 0 | 0 | 0 | 0 | 0 | 0 | 1 |  | 11 | 22 | 11 | 21
| 7803 | 326 | 11 | 22 | 3 | 0 | 0 | 1 | 0 | 0 | 0 | 0 | 0 | 0 | 0 | 0 | 1 |  | 11 | 22 | 11 | 21
| 7804 | 326 | 11 | 22 | 4 | 0 | 0 | 1 | 0 | 0 | 0 | 0 | 0 | 0 | 0 | 0 | 1 |  | 11 | 22 | 11 | 21
| 7805 | 326 | 11 | 22 | 5 | 0 | 0 | 1 | 0 | 0 | 0 | 0 | 0 | 0 | 0 | 0 | 1 |  | 11 | 22 | 11 | 21
| 7806 | 326 | 11 | 22 | 6 | 0 | 0 | 1 | 0 | 0 | 0 | 0 | 0 | 0 | 0 | 0 | 1 |  | 11 | 22 | 11 | 21
| 7807 | 326 | 11 | 22 | 7 | 0 | 0 | 1 | 0 | 0 | 0 | 0 | 0 | 0 | 0 | 0 | 1 |  | 11 | 22 | 11 | 21
| 7808 | 326 | 11 | 22 | 8 | 0 | 0 | 1 | 0 | 0 | 0 | 0 | 0 | 0 | 0 | 0 | 1 |  | 11 | 22 | 11 | 21
| 7809 | 326 | 11 | 22 | 9 | 0 | 0 | 1 | 0 | 0 | 0 | 0 | 0 | 0 | 0 | 0 | 1 |  | 11 | 22 | 11 | 21
| 7810 | 326 | 11 | 22 | 10 | 0 | 0 | 1 | 0 | 0 | 0 | 0 | 0 | 0 | 0 | 0 | 1 |  | 11 | 22 | 11 | 21
| 7811 | 326 | 11 | 22 | 11 | 0 | 0 | 1 | 0 | 0 | 0 | 0 | 0 | 0 | 0 | 0 | 1 |  | 11 | 22 | 11 | 21
| 7812 | 326 | 11 | 22 | 12 | 0 | 0 | 1 | 0 | 0 | 0 | 0 | 0 | 0 | 0 | 0 | 1 |  | 11 | 22 | 11 | 21
| 7813 | 326 | 11 | 22 | 13 | 0 | 0 | 1 | 0 | 0 | 0 | 0 | 0 | 0 | 0 | 0 | 1 |  | 11 | 22 | 11 | 21
| 7814 | 326 | 11 | 22 | 14 | 0 | 0 | 1 | 0 | 0 | 0 | 0 | 0 | 0 | 0 | 0 | 1 |  | 11 | 22 | 11 | 21
| 7815 | 326 | 11 | 22 | 15 | 0 | 0 | 1 | 0 | 0 | 0 | 0 | 0 | 0 | 0 | 0 | 1 |  | 11 | 22 | 11 | 21
| 7816 | 326 | 11 | 22 | 16 | 0 | 0 | 1 | 0 | 0 | 0 | 0 | 0 | 0 | 0 | 0 | 1 |  | 11 | 22 | 11 | 21
| 7817 | 326 | 11 | 22 | 17 | 0 | 0 | 1 | 0 | 0 | 0 | 0 | 0 | 0 | 0 | 0 | 1 |  | 11 | 22 | 11 | 21
| 7818 | 326 | 11 | 22 | 18 | 0 | 0 | 1 | 0 | 0 | 0 | 0 | 0 | 0 | 0 | 0 | 1 |  | 11 | 22 | 11 | 21
| 7819 | 326 | 11 | 22 | 19 | 0 | 0 | 1 | 0 | 0 | 0 | 0 | 0 | 0 | 0 | 0 | 1 |  | 11 | 22 | 11 | 21
| 7820 | 326 | 11 | 22 | 20 | 0 | 0 | 1 | 0 | 0 | 0 | 0 | 0 | 0 | 0 | 0 | 1 |  | 11 | 22 | 11 | 21
| 7821 | 326 | 11 | 22 | 21 | 0 | 0 | 1 | 0 | 0 | 0 | 0 | 0 | 0 | 0 | 0 | 1 |  | 11 | 22 | 11 | 21
| 7822 | 326 | 11 | 22 | 22 | 0 | 0 | 1 | 0 | 0 | 0 | 0 | 0 | 0 | 0 | 0 | 1 |  | 11 | 22 | 11 | 21
| 7823 | 326 | 11 | 22 | 23 | 0 | 0 | 1 | 0 | 0 | 0 | 0 | 0 | 0 | 0 | 0 | 1 |  | 11 | 22 | 11 | 21
| 7824 | 326 | 11 | 22 | 24 | 0 | 0 | 1 | 0 | 0 | 0 | 0 | 0 | 0 | 0 | 0 | 1 |  | 11 | 22 | 11 | 21
| 7825 | 327 | 11 | 23 | 1 | 0 | 0 | 1 | 0 | 0 | 0 | 0 | 0 | 0 | 0 | 0 | 1 |  | 11 | 23 | 11 | 22
| 7826 | 327 | 11 | 23 | 2 | 0 | 0 | 1 | 0 | 0 | 0 | 0 | 0 | 0 | 0 | 0 | 1 |  | 11 | 23 | 11 | 22
| 7827 | 327 | 11 | 23 | 3 | 0 | 0 | 1 | 0 | 0 | 0 | 0 | 0 | 0 | 0 | 0 | 1 |  | 11 | 23 | 11 | 22
| 7828 | 327 | 11 | 23 | 4 | 0 | 0 | 1 | 0 | 0 | 0 | 0 | 0 | 0 | 0 | 0 | 1 |  | 11 | 23 | 11 | 22
| 7829 | 327 | 11 | 23 | 5 | 0 | 0 | 1 | 0 | 0 | 0 | 0 | 0 | 0 | 0 | 0 | 1 |  | 11 | 23 | 11 | 22
| 7830 | 327 | 11 | 23 | 6 | 0 | 0 | 1 | 0 | 0 | 0 | 0 | 0 | 0 | 0 | 0 | 1 |  | 11 | 23 | 11 | 22
| 7831 | 327 | 11 | 23 | 7 | 0 | 0 | 1 | 0 | 0 | 0 | 0 | 0 | 0 | 0 | 0 | 1 |  | 11 | 23 | 11 | 22
| 7832 | 327 | 11 | 23 | 8 | 0 | 0 | 1 | 0 | 0 | 0 | 0 | 0 | 0 | 0 | 0 | 1 |  | 11 | 23 | 11 | 22
| 7833 | 327 | 11 | 23 | 9 | 0 | 0 | 1 | 0 | 0 | 0 | 0 | 0 | 0 | 0 | 0 | 1 |  | 11 | 23 | 11 | 22
| 7834 | 327 | 11 | 23 | 10 | 0 | 0 | 1 | 0 | 0 | 0 | 0 | 0 | 0 | 0 | 0 | 1 |  | 11 | 23 | 11 | 22
| 7835 | 327 | 11 | 23 | 11 | 0 | 0 | 1 | 0 | 0 | 0 | 0 | 0 | 0 | 0 | 0 | 1 |  | 11 | 23 | 11 | 22
| 7836 | 327 | 11 | 23 | 12 | 0 | 0 | 1 | 0 | 0 | 0 | 0 | 0 | 0 | 0 | 0 | 1 |  | 11 | 23 | 11 | 22
| 7837 | 327 | 11 | 23 | 13 | 0 | 0 | 1 | 0 | 0 | 0 | 0 | 0 | 0 | 0 | 0 | 1 |  | 11 | 23 | 11 | 22
| 7838 | 327 | 11 | 23 | 14 | 0 | 0 | 1 | 0 | 0 | 0 | 0 | 0 | 0 | 0 | 0 | 1 |  | 11 | 23 | 11 | 22
| 7839 | 327 | 11 | 23 | 15 | 0 | 0 | 1 | 0 | 0 | 0 | 0 | 0 | 0 | 0 | 0 | 1 |  | 11 | 23 | 11 | 22
| 7840 | 327 | 11 | 23 | 16 | 0 | 0 | 1 | 0 | 0 | 0 | 0 | 0 | 0 | 0 | 0 | 1 |  | 11 | 23 | 11 | 22
| 7841 | 327 | 11 | 23 | 17 | 0 | 0 | 1 | 0 | 0 | 0 | 0 | 0 | 0 | 0 | 0 | 1 |  | 11 | 23 | 11 | 22
| 7842 | 327 | 11 | 23 | 18 | 0 | 0 | 1 | 0 | 0 | 0 | 0 | 0 | 0 | 0 | 0 | 1 |  | 11 | 23 | 11 | 22
| 7843 | 327 | 11 | 23 | 19 | 0 | 0 | 1 | 0 | 0 | 0 | 0 | 0 | 0 | 0 | 0 | 1 |  | 11 | 23 | 11 | 22
| 7844 | 327 | 11 | 23 | 20 | 0 | 0 | 1 | 0 | 0 | 0 | 0 | 0 | 0 | 0 | 0 | 1 |  | 11 | 23 | 11 | 22
| 7845 | 327 | 11 | 23 | 21 | 0 | 0 | 1 | 0 | 0 | 0 | 0 | 0 | 0 | 0 | 0 | 1 |  | 11 | 23 | 11 | 22
| 7846 | 327 | 11 | 23 | 22 | 0 | 0 | 1 | 0 | 0 | 0 | 0 | 0 | 0 | 0 | 0 | 1 |  | 11 | 23 | 11 | 22
| 7847 | 327 | 11 | 23 | 23 | 0 | 0 | 1 | 0 | 0 | 0 | 0 | 0 | 0 | 0 | 0 | 1 |  | 11 | 23 | 11 | 22
| 7848 | 327 | 11 | 23 | 24 | 0 | 0 | 1 | 0 | 0 | 0 | 0 | 0 | 0 | 0 | 0 | 1 |  | 11 | 23 | 11 | 22
| 7849 | 328 | 11 | 24 | 1 | 0 | 0 | 1 | 0 | 0 | 0 | 0 | 0 | 0 | 0 | 0 | 1 |  | 11 | 24 | 11 | 23
| 7850 | 328 | 11 | 24 | 2 | 0 | 0 | 1 | 0 | 0 | 0 | 0 | 0 | 0 | 0 | 0 | 1 |  | 11 | 24 | 11 | 23
| 7851 | 328 | 11 | 24 | 3 | 0 | 0 | 1 | 0 | 0 | 0 | 0 | 0 | 0 | 0 | 0 | 1 |  | 11 | 24 | 11 | 23
| 7852 | 328 | 11 | 24 | 4 | 0 | 0 | 1 | 0 | 0 | 0 | 0 | 0 | 0 | 0 | 0 | 1 |  | 11 | 24 | 11 | 23
| 7853 | 328 | 11 | 24 | 5 | 0 | 0 | 1 | 0 | 0 | 0 | 0 | 0 | 0 | 0 | 0 | 1 |  | 11 | 24 | 11 | 23
| 7854 | 328 | 11 | 24 | 6 | 0 | 0 | 1 | 0 | 0 | 0 | 0 | 0 | 0 | 0 | 0 | 1 |  | 11 | 24 | 11 | 23
| 7855 | 328 | 11 | 24 | 7 | 0 | 0 | 1 | 0 | 0 | 0 | 0 | 0 | 0 | 0 | 0 | 1 |  | 11 | 24 | 11 | 23
| 7856 | 328 | 11 | 24 | 8 | 0 | 0 | 1 | 0 | 0 | 0 | 0 | 0 | 0 | 0 | 0 | 1 |  | 11 | 24 | 11 | 23
| 7857 | 328 | 11 | 24 | 9 | 0 | 0 | 1 | 0 | 0 | 0 | 0 | 0 | 0 | 0 | 0 | 1 |  | 11 | 24 | 11 | 23
| 7858 | 328 | 11 | 24 | 10 | 0 | 0 | 1 | 0 | 0 | 0 | 0 | 0 | 0 | 0 | 0 | 1 |  | 11 | 24 | 11 | 23
| 7859 | 328 | 11 | 24 | 11 | 0 | 0 | 1 | 0 | 0 | 0 | 0 | 0 | 0 | 0 | 0 | 1 |  | 11 | 24 | 11 | 23
| 7860 | 328 | 11 | 24 | 12 | 0 | 0 | 1 | 0 | 0 | 0 | 0 | 0 | 0 | 0 | 0 | 1 |  | 11 | 24 | 11 | 23
| 7861 | 328 | 11 | 24 | 13 | 0 | 0 | 1 | 0 | 0 | 0 | 0 | 0 | 0 | 0 | 0 | 1 |  | 11 | 24 | 11 | 23
| 7862 | 328 | 11 | 24 | 14 | 0 | 0 | 1 | 0 | 0 | 0 | 0 | 0 | 0 | 0 | 0 | 1 |  | 11 | 24 | 11 | 23
| 7863 | 328 | 11 | 24 | 15 | 0 | 0 | 1 | 0 | 0 | 0 | 0 | 0 | 0 | 0 | 0 | 1 |  | 11 | 24 | 11 | 23
| 7864 | 328 | 11 | 24 | 16 | 0 | 0 | 1 | 0 | 0 | 0 | 0 | 0 | 0 | 0 | 0 | 1 |  | 11 | 24 | 11 | 23
| 7865 | 328 | 11 | 24 | 17 | 0 | 0 | 1 | 0 | 0 | 0 | 0 | 0 | 0 | 0 | 0 | 1 |  | 11 | 24 | 11 | 23
| 7866 | 328 | 11 | 24 | 18 | 0 | 0 | 1 | 0 | 0 | 0 | 0 | 0 | 0 | 0 | 0 | 1 |  | 11 | 24 | 11 | 23
| 7867 | 328 | 11 | 24 | 19 | 0 | 0 | 1 | 0 | 0 | 0 | 0 | 0 | 0 | 0 | 0 | 1 |  | 11 | 24 | 11 | 23
| 7868 | 328 | 11 | 24 | 20 | 0 | 0 | 1 | 0 | 0 | 0 | 0 | 0 | 0 | 0 | 0 | 1 |  | 11 | 24 | 11 | 23
| 7869 | 328 | 11 | 24 | 21 | 0 | 0 | 1 | 0 | 0 | 0 | 0 | 0 | 0 | 0 | 0 | 1 |  | 11 | 24 | 11 | 23
| 7870 | 328 | 11 | 24 | 22 | 0 | 0 | 1 | 0 | 0 | 0 | 0 | 0 | 0 | 0 | 0 | 1 |  | 11 | 24 | 11 | 23
| 7871 | 328 | 11 | 24 | 23 | 0 | 0 | 1 | 0 | 0 | 0 | 0 | 0 | 0 | 0 | 0 | 1 |  | 11 | 24 | 11 | 23
| 7872 | 328 | 11 | 24 | 24 | 0 | 0 | 1 | 0 | 0 | 0 | 0 | 0 | 0 | 0 | 0 | 1 |  | 11 | 24 | 11 | 23
| 7873 | 329 | 11 | 25 | 1 | 0 | 0 | 1 | 0 | 0 | 0 | 0 | 0 | 0 | 0 | 0 | 1 |  | 11 | 25 | 11 | 24
| 7874 | 329 | 11 | 25 | 2 | 0 | 0 | 1 | 0 | 0 | 0 | 0 | 0 | 0 | 0 | 0 | 1 |  | 11 | 25 | 11 | 24
| 7875 | 329 | 11 | 25 | 3 | 0 | 0 | 1 | 0 | 0 | 0 | 0 | 0 | 0 | 0 | 0 | 1 |  | 11 | 25 | 11 | 24
| 7876 | 329 | 11 | 25 | 4 | 0 | 0 | 1 | 0 | 0 | 0 | 0 | 0 | 0 | 0 | 0 | 1 |  | 11 | 25 | 11 | 24
| 7877 | 329 | 11 | 25 | 5 | 0 | 0 | 1 | 0 | 0 | 0 | 0 | 0 | 0 | 0 | 0 | 1 |  | 11 | 25 | 11 | 24
| 7878 | 329 | 11 | 25 | 6 | 0 | 0 | 1 | 0 | 0 | 0 | 0 | 0 | 0 | 0 | 0 | 1 |  | 11 | 25 | 11 | 24
| 7879 | 329 | 11 | 25 | 7 | 0 | 0 | 1 | 0 | 0 | 0 | 0 | 0 | 0 | 0 | 0 | 1 |  | 11 | 25 | 11 | 24
| 7880 | 329 | 11 | 25 | 8 | 0 | 0 | 1 | 0 | 0 | 0 | 0 | 0 | 0 | 0 | 0 | 1 |  | 11 | 25 | 11 | 24
| 7881 | 329 | 11 | 25 | 9 | 0 | 0 | 1 | 0 | 0 | 0 | 0 | 0 | 0 | 0 | 0 | 1 |  | 11 | 25 | 11 | 24
| 7882 | 329 | 11 | 25 | 10 | 0 | 0 | 1 | 0 | 0 | 0 | 0 | 0 | 0 | 0 | 0 | 1 |  | 11 | 25 | 11 | 24
| 7883 | 329 | 11 | 25 | 11 | 0 | 0 | 1 | 0 | 0 | 0 | 0 | 0 | 0 | 0 | 0 | 1 |  | 11 | 25 | 11 | 24
| 7884 | 329 | 11 | 25 | 12 | 0 | 0 | 1 | 0 | 0 | 0 | 0 | 0 | 0 | 0 | 0 | 1 |  | 11 | 25 | 11 | 24
| 7885 | 329 | 11 | 25 | 13 | 0 | 0 | 1 | 0 | 0 | 0 | 0 | 0 | 0 | 0 | 0 | 1 |  | 11 | 25 | 11 | 24
| 7886 | 329 | 11 | 25 | 14 | 0 | 0 | 1 | 0 | 0 | 0 | 0 | 0 | 0 | 0 | 0 | 1 |  | 11 | 25 | 11 | 24
| 7887 | 329 | 11 | 25 | 15 | 0 | 0 | 1 | 0 | 0 | 0 | 0 | 0 | 0 | 0 | 0 | 1 |  | 11 | 25 | 11 | 24
| 7888 | 329 | 11 | 25 | 16 | 0 | 0 | 1 | 0 | 0 | 0 | 0 | 0 | 0 | 0 | 0 | 1 |  | 11 | 25 | 11 | 24
| 7889 | 329 | 11 | 25 | 17 | 0 | 0 | 1 | 0 | 0 | 0 | 0 | 0 | 0 | 0 | 0 | 1 |  | 11 | 25 | 11 | 24
| 7890 | 329 | 11 | 25 | 18 | 0 | 0 | 1 | 0 | 0 | 0 | 0 | 0 | 0 | 0 | 0 | 1 |  | 11 | 25 | 11 | 24
| 7891 | 329 | 11 | 25 | 19 | 0 | 0 | 1 | 0 | 0 | 0 | 0 | 0 | 0 | 0 | 0 | 1 |  | 11 | 25 | 11 | 24
| 7892 | 329 | 11 | 25 | 20 | 0 | 0 | 1 | 0 | 0 | 0 | 0 | 0 | 0 | 0 | 0 | 1 |  | 11 | 25 | 11 | 24
| 7893 | 329 | 11 | 25 | 21 | 0 | 0 | 1 | 0 | 0 | 0 | 0 | 0 | 0 | 0 | 0 | 1 |  | 11 | 25 | 11 | 24
| 7894 | 329 | 11 | 25 | 22 | 0 | 0 | 1 | 0 | 0 | 0 | 0 | 0 | 0 | 0 | 0 | 1 |  | 11 | 25 | 11 | 24
| 7895 | 329 | 11 | 25 | 23 | 0 | 0 | 1 | 0 | 0 | 0 | 0 | 0 | 0 | 0 | 0 | 1 |  | 11 | 25 | 11 | 24
| 7896 | 329 | 11 | 25 | 24 | 0 | 0 | 1 | 0 | 0 | 0 | 0 | 0 | 0 | 0 | 0 | 1 |  | 11 | 25 | 11 | 24
| 7897 | 330 | 11 | 26 | 1 | 0 | 0 | 0 | 0 | 0 | 0 | 0 | 0 | 0 | 0 | 0 | 1 |  | 11 | 26 | 11 | 25
| 7898 | 330 | 11 | 26 | 2 | 0 | 0 | 0 | 0 | 0 | 0 | 0 | 0 | 0 | 0 | 0 | 1 |  | 11 | 26 | 11 | 25
| 7899 | 330 | 11 | 26 | 3 | 0 | 0 | 0 | 0 | 0 | 0 | 0 | 0 | 0 | 0 | 0 | 1 |  | 11 | 26 | 11 | 25
| 7900 | 330 | 11 | 26 | 4 | 0 | 0 | 0 | 0 | 0 | 0 | 0 | 0 | 0 | 0 | 0 | 1 |  | 11 | 26 | 11 | 25
| 7901 | 330 | 11 | 26 | 5 | 0 | 0 | 0 | 0 | 0 | 0 | 0 | 0 | 0 | 0 | 0 | 1 |  | 11 | 26 | 11 | 25
| 7902 | 330 | 11 | 26 | 6 | 0 | 0 | 0 | 0 | 0 | 0 | 0 | 0 | 0 | 0 | 0 | 1 |  | 11 | 26 | 11 | 25
| 7903 | 330 | 11 | 26 | 7 | 0 | 0 | 0 | 0 | 0 | 0 | 0 | 0 | 0 | 0 | 0 | 1 |  | 11 | 26 | 11 | 25
| 7904 | 330 | 11 | 26 | 8 | 0 | 0 | 0 | 0 | 0 | 0 | 0 | 0 | 0 | 0 | 0 | 1 |  | 11 | 26 | 11 | 25
| 7905 | 330 | 11 | 26 | 9 | 0 | 0 | 0 | 0 | 0 | 0 | 0 | 0 | 0 | 0 | 0 | 1 |  | 11 | 26 | 11 | 25
| 7906 | 330 | 11 | 26 | 10 | 0 | 0 | 0 | 0 | 0 | 0 | 0 | 0 | 0 | 0 | 0 | 1 |  | 11 | 26 | 11 | 25
| 7907 | 330 | 11 | 26 | 11 | 0 | 0 | 0 | 0 | 0 | 0 | 0 | 0 | 0 | 0 | 0 | 1 |  | 11 | 26 | 11 | 25
| 7908 | 330 | 11 | 26 | 12 | 0 | 0 | 0 | 0 | 0 | 0 | 0 | 0 | 0 | 0 | 0 | 1 |  | 11 | 26 | 11 | 25
| 7909 | 330 | 11 | 26 | 13 | 0 | 0 | 0 | 0 | 0 | 0 | 0 | 0 | 0 | 0 | 0 | 1 |  | 11 | 26 | 11 | 25
| 7910 | 330 | 11 | 26 | 14 | 0 | 0 | 0 | 0 | 0 | 0 | 0 | 0 | 0 | 0 | 0 | 1 |  | 11 | 26 | 11 | 25
| 7911 | 330 | 11 | 26 | 15 | 0 | 0 | 0 | 0 | 0 | 0 | 0 | 0 | 0 | 0 | 0 | 1 |  | 11 | 26 | 11 | 25
| 7912 | 330 | 11 | 26 | 16 | 0 | 0 | 0 | 0 | 0 | 0 | 0 | 0 | 0 | 0 | 0 | 1 |  | 11 | 26 | 11 | 25
| 7913 | 330 | 11 | 26 | 17 | 0 | 0 | 0 | 0 | 0 | 0 | 0 | 0 | 0 | 0 | 0 | 1 |  | 11 | 26 | 11 | 25
| 7914 | 330 | 11 | 26 | 18 | 0 | 0 | 0 | 0 | 0 | 0 | 0 | 0 | 0 | 0 | 0 | 1 |  | 11 | 26 | 11 | 25
| 7915 | 330 | 11 | 26 | 19 | 0 | 0 | 0 | 0 | 0 | 0 | 0 | 0 | 0 | 0 | 0 | 1 |  | 11 | 26 | 11 | 25
| 7916 | 330 | 11 | 26 | 20 | 0 | 0 | 0 | 0 | 0 | 0 | 0 | 0 | 0 | 0 | 0 | 1 |  | 11 | 26 | 11 | 25
| 7917 | 330 | 11 | 26 | 21 | 0 | 0 | 0 | 0 | 0 | 0 | 0 | 0 | 0 | 0 | 0 | 1 |  | 11 | 26 | 11 | 25
| 7918 | 330 | 11 | 26 | 22 | 0 | 0 | 0 | 0 | 0 | 0 | 0 | 0 | 0 | 0 | 0 | 1 |  | 11 | 26 | 11 | 25
| 7919 | 330 | 11 | 26 | 23 | 0 | 0 | 0 | 0 | 0 | 0 | 0 | 0 | 0 | 0 | 0 | 1 |  | 11 | 26 | 11 | 25
| 7920 | 330 | 11 | 26 | 24 | 0 | 0 | 0 | 0 | 0 | 0 | 0 | 0 | 0 | 0 | 0 | 1 |  | 11 | 26 | 11 | 25
| 7921 | 331 | 11 | 27 | 1 | 0 | 0 | 0 | 0 | 0 | 0 | 0 | 0 | 0 | 0 | 0 | 1 |  | 11 | 27 | 11 | 26
| 7922 | 331 | 11 | 27 | 2 | 0 | 0 | 0 | 0 | 0 | 0 | 0 | 0 | 0 | 0 | 0 | 1 |  | 11 | 27 | 11 | 26
| 7923 | 331 | 11 | 27 | 3 | 0 | 0 | 0 | 0 | 0 | 0 | 0 | 0 | 0 | 0 | 0 | 1 |  | 11 | 27 | 11 | 26
| 7924 | 331 | 11 | 27 | 4 | 0 | 0 | 0 | 0 | 0 | 0 | 0 | 0 | 0 | 0 | 0 | 1 |  | 11 | 27 | 11 | 26
| 7925 | 331 | 11 | 27 | 5 | 0 | 0 | 0 | 0 | 0 | 0 | 0 | 0 | 0 | 0 | 0 | 1 |  | 11 | 27 | 11 | 26
| 7926 | 331 | 11 | 27 | 6 | 0 | 0 | 0 | 0 | 0 | 0 | 0 | 0 | 0 | 0 | 0 | 1 |  | 11 | 27 | 11 | 26
| 7927 | 331 | 11 | 27 | 7 | 0 | 0 | 0 | 0 | 0 | 0 | 0 | 0 | 0 | 0 | 0 | 1 |  | 11 | 27 | 11 | 26
| 7928 | 331 | 11 | 27 | 8 | 0 | 0 | 0 | 0 | 0 | 0 | 0 | 0 | 0 | 0 | 0 | 1 |  | 11 | 27 | 11 | 26
| 7929 | 331 | 11 | 27 | 9 | 0 | 0 | 0 | 0 | 0 | 0 | 0 | 0 | 0 | 0 | 0 | 1 |  | 11 | 27 | 11 | 26
| 7930 | 331 | 11 | 27 | 10 | 0 | 0 | 0 | 0 | 0 | 0 | 0 | 0 | 0 | 0 | 0 | 1 |  | 11 | 27 | 11 | 26
| 7931 | 331 | 11 | 27 | 11 | 0 | 0 | 0 | 0 | 0 | 0 | 0 | 0 | 0 | 0 | 0 | 1 |  | 11 | 27 | 11 | 26
| 7932 | 331 | 11 | 27 | 12 | 0 | 0 | 0 | 0 | 0 | 0 | 0 | 0 | 0 | 0 | 0 | 1 |  | 11 | 27 | 11 | 26
| 7933 | 331 | 11 | 27 | 13 | 0 | 0 | 0 | 0 | 0 | 0 | 0 | 0 | 0 | 0 | 0 | 1 |  | 11 | 27 | 11 | 26
| 7934 | 331 | 11 | 27 | 14 | 0 | 0 | 0 | 0 | 0 | 0 | 0 | 0 | 0 | 0 | 0 | 1 |  | 11 | 27 | 11 | 26
| 7935 | 331 | 11 | 27 | 15 | 0 | 0 | 0 | 0 | 0 | 0 | 0 | 0 | 0 | 0 | 0 | 1 |  | 11 | 27 | 11 | 26
| 7936 | 331 | 11 | 27 | 16 | 0 | 0 | 0 | 0 | 0 | 0 | 0 | 0 | 0 | 0 | 0 | 1 |  | 11 | 27 | 11 | 26
| 7937 | 331 | 11 | 27 | 17 | 0 | 0 | 0 | 0 | 0 | 0 | 0 | 0 | 0 | 0 | 0 | 1 |  | 11 | 27 | 11 | 26
| 7938 | 331 | 11 | 27 | 18 | 0 | 0 | 0 | 0 | 0 | 0 | 0 | 0 | 0 | 0 | 0 | 1 |  | 11 | 27 | 11 | 26
| 7939 | 331 | 11 | 27 | 19 | 0 | 0 | 0 | 0 | 0 | 0 | 0 | 0 | 0 | 0 | 0 | 1 |  | 11 | 27 | 11 | 26
| 7940 | 331 | 11 | 27 | 20 | 0 | 0 | 0 | 0 | 0 | 0 | 0 | 0 | 0 | 0 | 0 | 1 |  | 11 | 27 | 11 | 26
| 7941 | 331 | 11 | 27 | 21 | 0 | 0 | 0 | 0 | 0 | 0 | 0 | 0 | 0 | 0 | 0 | 1 |  | 11 | 27 | 11 | 26
| 7942 | 331 | 11 | 27 | 22 | 0 | 0 | 0 | 0 | 0 | 0 | 0 | 0 | 0 | 0 | 0 | 1 |  | 11 | 27 | 11 | 26
| 7943 | 331 | 11 | 27 | 23 | 0 | 0 | 0 | 0 | 0 | 0 | 0 | 0 | 0 | 0 | 0 | 1 |  | 11 | 27 | 11 | 26
| 7944 | 331 | 11 | 27 | 24 | 0 | 0 | 0 | 0 | 0 | 0 | 0 | 0 | 0 | 0 | 0 | 1 |  | 11 | 27 | 11 | 26
| 7945 | 332 | 11 | 28 | 1 | 0 | 0 | 1 | 0 | 0 | 0 | 0 | 0 | 0 | 0 | 0 | 1 |  | 11 | 28 | 11 | 27
| 7946 | 332 | 11 | 28 | 2 | 0 | 0 | 1 | 0 | 0 | 0 | 0 | 0 | 0 | 0 | 0 | 1 |  | 11 | 28 | 11 | 27
| 7947 | 332 | 11 | 28 | 3 | 0 | 0 | 1 | 0 | 0 | 0 | 0 | 0 | 0 | 0 | 0 | 1 |  | 11 | 28 | 11 | 27
| 7948 | 332 | 11 | 28 | 4 | 0 | 0 | 1 | 0 | 0 | 0 | 0 | 0 | 0 | 0 | 0 | 1 |  | 11 | 28 | 11 | 27
| 7949 | 332 | 11 | 28 | 5 | 0 | 0 | 1 | 0 | 0 | 0 | 0 | 0 | 0 | 0 | 0 | 1 |  | 11 | 28 | 11 | 27
| 7950 | 332 | 11 | 28 | 6 | 0 | 0 | 1 | 0 | 0 | 0 | 0 | 0 | 0 | 0 | 0 | 1 |  | 11 | 28 | 11 | 27
| 7951 | 332 | 11 | 28 | 7 | 0 | 0 | 1 | 0 | 0 | 0 | 0 | 0 | 0 | 0 | 0 | 1 |  | 11 | 28 | 11 | 27
| 7952 | 332 | 11 | 28 | 8 | 0 | 0 | 1 | 0 | 0 | 0 | 0 | 0 | 0 | 0 | 0 | 1 |  | 11 | 28 | 11 | 27
| 7953 | 332 | 11 | 28 | 9 | 0 | 0 | 1 | 0 | 0 | 0 | 0 | 0 | 0 | 0 | 0 | 1 |  | 11 | 28 | 11 | 27
| 7954 | 332 | 11 | 28 | 10 | 0 | 0 | 1 | 0 | 0 | 0 | 0 | 0 | 0 | 0 | 0 | 1 |  | 11 | 28 | 11 | 27
| 7955 | 332 | 11 | 28 | 11 | 0 | 0 | 1 | 0 | 0 | 0 | 0 | 0 | 0 | 0 | 0 | 1 |  | 11 | 28 | 11 | 27
| 7956 | 332 | 11 | 28 | 12 | 0 | 0 | 1 | 0 | 0 | 0 | 0 | 0 | 0 | 0 | 0 | 1 |  | 11 | 28 | 11 | 27
| 7957 | 332 | 11 | 28 | 13 | 0 | 0 | 1 | 0 | 0 | 0 | 0 | 0 | 0 | 0 | 0 | 1 |  | 11 | 28 | 11 | 27
| 7958 | 332 | 11 | 28 | 14 | 0 | 0 | 1 | 0 | 0 | 0 | 0 | 0 | 0 | 0 | 0 | 1 |  | 11 | 28 | 11 | 27
| 7959 | 332 | 11 | 28 | 15 | 0 | 0 | 1 | 0 | 0 | 0 | 0 | 0 | 0 | 0 | 0 | 1 |  | 11 | 28 | 11 | 27
| 7960 | 332 | 11 | 28 | 16 | 0 | 0 | 1 | 0 | 0 | 0 | 0 | 0 | 0 | 0 | 0 | 1 |  | 11 | 28 | 11 | 27
| 7961 | 332 | 11 | 28 | 17 | 0 | 0 | 1 | 0 | 0 | 0 | 0 | 0 | 0 | 0 | 0 | 1 |  | 11 | 28 | 11 | 27
| 7962 | 332 | 11 | 28 | 18 | 0 | 0 | 1 | 0 | 0 | 0 | 0 | 0 | 0 | 0 | 0 | 1 |  | 11 | 28 | 11 | 27
| 7963 | 332 | 11 | 28 | 19 | 0 | 0 | 1 | 0 | 0 | 0 | 0 | 0 | 0 | 0 | 0 | 1 |  | 11 | 28 | 11 | 27
| 7964 | 332 | 11 | 28 | 20 | 0 | 0 | 1 | 0 | 0 | 0 | 0 | 0 | 0 | 0 | 0 | 1 |  | 11 | 28 | 11 | 27
| 7965 | 332 | 11 | 28 | 21 | 0 | 0 | 1 | 0 | 0 | 0 | 0 | 0 | 0 | 0 | 0 | 1 |  | 11 | 28 | 11 | 27
| 7966 | 332 | 11 | 28 | 22 | 0 | 0 | 1 | 0 | 0 | 0 | 0 | 0 | 0 | 0 | 0 | 1 |  | 11 | 28 | 11 | 27
| 7967 | 332 | 11 | 28 | 23 | 0 | 0 | 1 | 0 | 0 | 0 | 0 | 0 | 0 | 0 | 0 | 1 |  | 11 | 28 | 11 | 27
| 7968 | 332 | 11 | 28 | 24 | 0 | 0 | 1 | 0 | 0 | 0 | 0 | 0 | 0 | 0 | 0 | 1 |  | 11 | 28 | 11 | 27
| 7969 | 333 | 11 | 29 | 1 | 0 | 0 | 1 | 0 | 0 | 0 | 0 | 0 | 0 | 0 | 0 | 1 |  | 11 | 29 | 11 | 28
| 7970 | 333 | 11 | 29 | 2 | 0 | 0 | 1 | 0 | 0 | 0 | 0 | 0 | 0 | 0 | 0 | 1 |  | 11 | 29 | 11 | 28
| 7971 | 333 | 11 | 29 | 3 | 0 | 0 | 1 | 0 | 0 | 0 | 0 | 0 | 0 | 0 | 0 | 1 |  | 11 | 29 | 11 | 28
| 7972 | 333 | 11 | 29 | 4 | 0 | 0 | 1 | 0 | 0 | 0 | 0 | 0 | 0 | 0 | 0 | 1 |  | 11 | 29 | 11 | 28
| 7973 | 333 | 11 | 29 | 5 | 0 | 0 | 1 | 0 | 0 | 0 | 0 | 0 | 0 | 0 | 0 | 1 |  | 11 | 29 | 11 | 28
| 7974 | 333 | 11 | 29 | 6 | 0 | 0 | 1 | 0 | 0 | 0 | 0 | 0 | 0 | 0 | 0 | 1 |  | 11 | 29 | 11 | 28
| 7975 | 333 | 11 | 29 | 7 | 0 | 0 | 1 | 0 | 0 | 0 | 0 | 0 | 0 | 0 | 0 | 1 |  | 11 | 29 | 11 | 28
| 7976 | 333 | 11 | 29 | 8 | 0 | 0 | 1 | 0 | 0 | 0 | 0 | 0 | 0 | 0 | 0 | 1 |  | 11 | 29 | 11 | 28
| 7977 | 333 | 11 | 29 | 9 | 0 | 0 | 1 | 0 | 0 | 0 | 0 | 0 | 0 | 0 | 0 | 1 |  | 11 | 29 | 11 | 28
| 7978 | 333 | 11 | 29 | 10 | 0 | 0 | 1 | 0 | 0 | 0 | 0 | 0 | 0 | 0 | 0 | 1 |  | 11 | 29 | 11 | 28
| 7979 | 333 | 11 | 29 | 11 | 0 | 0 | 1 | 0 | 0 | 0 | 0 | 0 | 0 | 0 | 0 | 1 |  | 11 | 29 | 11 | 28
| 7980 | 333 | 11 | 29 | 12 | 0 | 0 | 1 | 0 | 0 | 0 | 0 | 0 | 0 | 0 | 0 | 1 |  | 11 | 29 | 11 | 28
| 7981 | 333 | 11 | 29 | 13 | 0 | 0 | 1 | 0 | 0 | 0 | 0 | 0 | 0 | 0 | 0 | 1 |  | 11 | 29 | 11 | 28
| 7982 | 333 | 11 | 29 | 14 | 0 | 0 | 1 | 0 | 0 | 0 | 0 | 0 | 0 | 0 | 0 | 1 |  | 11 | 29 | 11 | 28
| 7983 | 333 | 11 | 29 | 15 | 0 | 0 | 1 | 0 | 0 | 0 | 0 | 0 | 0 | 0 | 0 | 1 |  | 11 | 29 | 11 | 28
| 7984 | 333 | 11 | 29 | 16 | 0 | 0 | 1 | 0 | 0 | 0 | 0 | 0 | 0 | 0 | 0 | 1 |  | 11 | 29 | 11 | 28
| 7985 | 333 | 11 | 29 | 17 | 0 | 0 | 1 | 0 | 0 | 0 | 0 | 0 | 0 | 0 | 0 | 1 |  | 11 | 29 | 11 | 28
| 7986 | 333 | 11 | 29 | 18 | 0 | 0 | 1 | 0 | 0 | 0 | 0 | 0 | 0 | 0 | 0 | 1 |  | 11 | 29 | 11 | 28
| 7987 | 333 | 11 | 29 | 19 | 0 | 0 | 1 | 0 | 0 | 0 | 0 | 0 | 0 | 0 | 0 | 1 |  | 11 | 29 | 11 | 28
| 7988 | 333 | 11 | 29 | 20 | 0 | 0 | 1 | 0 | 0 | 0 | 0 | 0 | 0 | 0 | 0 | 1 |  | 11 | 29 | 11 | 28
| 7989 | 333 | 11 | 29 | 21 | 0 | 0 | 1 | 0 | 0 | 0 | 0 | 0 | 0 | 0 | 0 | 1 |  | 11 | 29 | 11 | 28
| 7990 | 333 | 11 | 29 | 22 | 0 | 0 | 1 | 0 | 0 | 0 | 0 | 0 | 0 | 0 | 0 | 1 |  | 11 | 29 | 11 | 28
| 7991 | 333 | 11 | 29 | 23 | 0 | 0 | 1 | 0 | 0 | 0 | 0 | 0 | 0 | 0 | 0 | 1 |  | 11 | 29 | 11 | 28
| 7992 | 333 | 11 | 29 | 24 | 0 | 0 | 1 | 0 | 0 | 0 | 0 | 0 | 0 | 0 | 0 | 1 |  | 11 | 29 | 11 | 28
| 7993 | 334 | 11 | 30 | 1 | 0 | 0 | 1 | 0 | 0 | 0 | 0 | 0 | 0 | 0 | 0 | 1 |  | 11 | 30 | 11 | 29
| 7994 | 334 | 11 | 30 | 2 | 0 | 0 | 1 | 0 | 0 | 0 | 0 | 0 | 0 | 0 | 0 | 1 |  | 11 | 30 | 11 | 29
| 7995 | 334 | 11 | 30 | 3 | 0 | 0 | 1 | 0 | 0 | 0 | 0 | 0 | 0 | 0 | 0 | 1 |  | 11 | 30 | 11 | 29
| 7996 | 334 | 11 | 30 | 4 | 0 | 0 | 1 | 0 | 0 | 0 | 0 | 0 | 0 | 0 | 0 | 1 |  | 11 | 30 | 11 | 29
| 7997 | 334 | 11 | 30 | 5 | 0 | 0 | 1 | 0 | 0 | 0 | 0 | 0 | 0 | 0 | 0 | 1 |  | 11 | 30 | 11 | 29
| 7998 | 334 | 11 | 30 | 6 | 0 | 0 | 1 | 0 | 0 | 0 | 0 | 0 | 0 | 0 | 0 | 1 |  | 11 | 30 | 11 | 29
| 7999 | 334 | 11 | 30 | 7 | 0 | 0 | 1 | 0 | 0 | 0 | 0 | 0 | 0 | 0 | 0 | 1 |  | 11 | 30 | 11 | 29
| 8000 | 334 | 11 | 30 | 8 | 0 | 0 | 1 | 0 | 0 | 0 | 0 | 0 | 0 | 0 | 0 | 1 |  | 11 | 30 | 11 | 29
| 8001 | 334 | 11 | 30 | 9 | 0 | 0 | 1 | 0 | 0 | 0 | 0 | 0 | 0 | 0 | 0 | 1 |  | 11 | 30 | 11 | 29
| 8002 | 334 | 11 | 30 | 10 | 0 | 0 | 1 | 0 | 0 | 0 | 0 | 0 | 0 | 0 | 0 | 1 |  | 11 | 30 | 11 | 29
| 8003 | 334 | 11 | 30 | 11 | 0 | 0 | 1 | 0 | 0 | 0 | 0 | 0 | 0 | 0 | 0 | 1 |  | 11 | 30 | 11 | 29
| 8004 | 334 | 11 | 30 | 12 | 0 | 0 | 1 | 0 | 0 | 0 | 0 | 0 | 0 | 0 | 0 | 1 |  | 11 | 30 | 11 | 29
| 8005 | 334 | 11 | 30 | 13 | 0 | 0 | 1 | 0 | 0 | 0 | 0 | 0 | 0 | 0 | 0 | 1 |  | 11 | 30 | 11 | 29
| 8006 | 334 | 11 | 30 | 14 | 0 | 0 | 1 | 0 | 0 | 0 | 0 | 0 | 0 | 0 | 0 | 1 |  | 11 | 30 | 11 | 29
| 8007 | 334 | 11 | 30 | 15 | 0 | 0 | 1 | 0 | 0 | 0 | 0 | 0 | 0 | 0 | 0 | 1 |  | 11 | 30 | 11 | 29
| 8008 | 334 | 11 | 30 | 16 | 0 | 0 | 1 | 0 | 0 | 0 | 0 | 0 | 0 | 0 | 0 | 1 |  | 11 | 30 | 11 | 29
| 8009 | 334 | 11 | 30 | 17 | 0 | 0 | 1 | 0 | 0 | 0 | 0 | 0 | 0 | 0 | 0 | 1 |  | 11 | 30 | 11 | 29
| 8010 | 334 | 11 | 30 | 18 | 0 | 0 | 1 | 0 | 0 | 0 | 0 | 0 | 0 | 0 | 0 | 1 |  | 11 | 30 | 11 | 29
| 8011 | 334 | 11 | 30 | 19 | 0 | 0 | 1 | 0 | 0 | 0 | 0 | 0 | 0 | 0 | 0 | 1 |  | 11 | 30 | 11 | 29
| 8012 | 334 | 11 | 30 | 20 | 0 | 0 | 1 | 0 | 0 | 0 | 0 | 0 | 0 | 0 | 0 | 1 |  | 11 | 30 | 11 | 29
| 8013 | 334 | 11 | 30 | 21 | 0 | 0 | 1 | 0 | 0 | 0 | 0 | 0 | 0 | 0 | 0 | 1 |  | 11 | 30 | 11 | 29
| 8014 | 334 | 11 | 30 | 22 | 0 | 0 | 1 | 0 | 0 | 0 | 0 | 0 | 0 | 0 | 0 | 1 |  | 11 | 30 | 11 | 29
| 8015 | 334 | 11 | 30 | 23 | 0 | 0 | 1 | 0 | 0 | 0 | 0 | 0 | 0 | 0 | 0 | 1 |  | 11 | 30 | 11 | 29
| 8016 | 334 | 11 | 30 | 24 | 0 | 0 | 1 | 0 | 0 | 0 | 0 | 0 | 0 | 0 | 0 | 1 |  | 11 | 30 | 11 | 29
| 8017 | 335 | 12 | 1 | 1 | 0 | 0 | 1 | 0 | 0 | 0 | 0 | 0 | 0 | 0 | 0 | 1 |  | 12 | 1 | 11 | 30
| 8018 | 335 | 12 | 1 | 2 | 0 | 0 | 1 | 0 | 0 | 0 | 0 | 0 | 0 | 0 | 0 | 1 |  | 12 | 1 | 11 | 30
| 8019 | 335 | 12 | 1 | 3 | 0 | 0 | 1 | 0 | 0 | 0 | 0 | 0 | 0 | 0 | 0 | 1 |  | 12 | 1 | 11 | 30
| 8020 | 335 | 12 | 1 | 4 | 0 | 0 | 1 | 0 | 0 | 0 | 0 | 0 | 0 | 0 | 0 | 1 |  | 12 | 1 | 11 | 30
| 8021 | 335 | 12 | 1 | 5 | 0 | 0 | 1 | 0 | 0 | 0 | 0 | 0 | 0 | 0 | 0 | 1 |  | 12 | 1 | 11 | 30
| 8022 | 335 | 12 | 1 | 6 | 0 | 0 | 1 | 0 | 0 | 0 | 0 | 0 | 0 | 0 | 0 | 1 |  | 12 | 1 | 11 | 30
| 8023 | 335 | 12 | 1 | 7 | 0 | 0 | 1 | 0 | 0 | 0 | 0 | 0 | 0 | 0 | 0 | 1 |  | 12 | 1 | 11 | 30
| 8024 | 335 | 12 | 1 | 8 | 0 | 0 | 1 | 0 | 0 | 0 | 0 | 0 | 0 | 0 | 0 | 1 |  | 12 | 1 | 11 | 30
| 8025 | 335 | 12 | 1 | 9 | 0 | 0 | 1 | 0 | 0 | 0 | 0 | 0 | 0 | 0 | 0 | 1 |  | 12 | 1 | 11 | 30
| 8026 | 335 | 12 | 1 | 10 | 0 | 0 | 1 | 0 | 0 | 0 | 0 | 0 | 0 | 0 | 0 | 1 |  | 12 | 1 | 11 | 30
| 8027 | 335 | 12 | 1 | 11 | 0 | 0 | 1 | 0 | 0 | 0 | 0 | 0 | 0 | 0 | 0 | 1 |  | 12 | 1 | 11 | 30
| 8028 | 335 | 12 | 1 | 12 | 0 | 0 | 1 | 0 | 0 | 0 | 0 | 0 | 0 | 0 | 0 | 1 |  | 12 | 1 | 11 | 30
| 8029 | 335 | 12 | 1 | 13 | 0 | 0 | 1 | 0 | 0 | 0 | 0 | 0 | 0 | 0 | 0 | 1 |  | 12 | 1 | 11 | 30
| 8030 | 335 | 12 | 1 | 14 | 0 | 0 | 1 | 0 | 0 | 0 | 0 | 0 | 0 | 0 | 0 | 1 |  | 12 | 1 | 11 | 30
| 8031 | 335 | 12 | 1 | 15 | 0 | 0 | 1 | 0 | 0 | 0 | 0 | 0 | 0 | 0 | 0 | 1 |  | 12 | 1 | 11 | 30
| 8032 | 335 | 12 | 1 | 16 | 0 | 0 | 1 | 0 | 0 | 0 | 0 | 0 | 0 | 0 | 0 | 1 |  | 12 | 1 | 11 | 30
| 8033 | 335 | 12 | 1 | 17 | 0 | 0 | 1 | 0 | 0 | 0 | 0 | 0 | 0 | 0 | 0 | 1 |  | 12 | 1 | 11 | 30
| 8034 | 335 | 12 | 1 | 18 | 0 | 0 | 1 | 0 | 0 | 0 | 0 | 0 | 0 | 0 | 0 | 1 |  | 12 | 1 | 11 | 30
| 8035 | 335 | 12 | 1 | 19 | 0 | 0 | 1 | 0 | 0 | 0 | 0 | 0 | 0 | 0 | 0 | 1 |  | 12 | 1 | 11 | 30
| 8036 | 335 | 12 | 1 | 20 | 0 | 0 | 1 | 0 | 0 | 0 | 0 | 0 | 0 | 0 | 0 | 1 |  | 12 | 1 | 11 | 30
| 8037 | 335 | 12 | 1 | 21 | 0 | 0 | 1 | 0 | 0 | 0 | 0 | 0 | 0 | 0 | 0 | 1 |  | 12 | 1 | 11 | 30
| 8038 | 335 | 12 | 1 | 22 | 0 | 0 | 1 | 0 | 0 | 0 | 0 | 0 | 0 | 0 | 0 | 1 |  | 12 | 1 | 11 | 30
| 8039 | 335 | 12 | 1 | 23 | 0 | 0 | 1 | 0 | 0 | 0 | 0 | 0 | 0 | 0 | 0 | 1 |  | 12 | 1 | 11 | 30
| 8040 | 335 | 12 | 1 | 24 | 0 | 0 | 1 | 0 | 0 | 0 | 0 | 0 | 0 | 0 | 0 | 1 |  | 12 | 1 | 11 | 30
| 8041 | 336 | 12 | 2 | 1 | 0 | 0 | 1 | 0 | 0 | 0 | 0 | 0 | 0 | 0 | 0 | 1 |  | 12 | 2 | 12 | 1
| 8042 | 336 | 12 | 2 | 2 | 0 | 0 | 1 | 0 | 0 | 0 | 0 | 0 | 0 | 0 | 0 | 1 |  | 12 | 2 | 12 | 1
| 8043 | 336 | 12 | 2 | 3 | 0 | 0 | 1 | 0 | 0 | 0 | 0 | 0 | 0 | 0 | 0 | 1 |  | 12 | 2 | 12 | 1
| 8044 | 336 | 12 | 2 | 4 | 0 | 0 | 1 | 0 | 0 | 0 | 0 | 0 | 0 | 0 | 0 | 1 |  | 12 | 2 | 12 | 1
| 8045 | 336 | 12 | 2 | 5 | 0 | 0 | 1 | 0 | 0 | 0 | 0 | 0 | 0 | 0 | 0 | 1 |  | 12 | 2 | 12 | 1
| 8046 | 336 | 12 | 2 | 6 | 0 | 0 | 1 | 0 | 0 | 0 | 0 | 0 | 0 | 0 | 0 | 1 |  | 12 | 2 | 12 | 1
| 8047 | 336 | 12 | 2 | 7 | 0 | 0 | 1 | 0 | 0 | 0 | 0 | 0 | 0 | 0 | 0 | 1 |  | 12 | 2 | 12 | 1
| 8048 | 336 | 12 | 2 | 8 | 0 | 0 | 1 | 0 | 0 | 0 | 0 | 0 | 0 | 0 | 0 | 1 |  | 12 | 2 | 12 | 1
| 8049 | 336 | 12 | 2 | 9 | 0 | 0 | 1 | 0 | 0 | 0 | 0 | 0 | 0 | 0 | 0 | 1 |  | 12 | 2 | 12 | 1
| 8050 | 336 | 12 | 2 | 10 | 0 | 0 | 1 | 0 | 0 | 0 | 0 | 0 | 0 | 0 | 0 | 1 |  | 12 | 2 | 12 | 1
| 8051 | 336 | 12 | 2 | 11 | 0 | 0 | 1 | 0 | 0 | 0 | 0 | 0 | 0 | 0 | 0 | 1 |  | 12 | 2 | 12 | 1
| 8052 | 336 | 12 | 2 | 12 | 0 | 0 | 1 | 0 | 0 | 0 | 0 | 0 | 0 | 0 | 0 | 1 |  | 12 | 2 | 12 | 1
| 8053 | 336 | 12 | 2 | 13 | 0 | 0 | 1 | 0 | 0 | 0 | 0 | 0 | 0 | 0 | 0 | 1 |  | 12 | 2 | 12 | 1
| 8054 | 336 | 12 | 2 | 14 | 0 | 0 | 1 | 0 | 0 | 0 | 0 | 0 | 0 | 0 | 0 | 1 |  | 12 | 2 | 12 | 1
| 8055 | 336 | 12 | 2 | 15 | 0 | 0 | 1 | 0 | 0 | 0 | 0 | 0 | 0 | 0 | 0 | 1 |  | 12 | 2 | 12 | 1
| 8056 | 336 | 12 | 2 | 16 | 0 | 0 | 1 | 0 | 0 | 0 | 0 | 0 | 0 | 0 | 0 | 1 |  | 12 | 2 | 12 | 1
| 8057 | 336 | 12 | 2 | 17 | 0 | 0 | 1 | 0 | 0 | 0 | 0 | 0 | 0 | 0 | 0 | 1 |  | 12 | 2 | 12 | 1
| 8058 | 336 | 12 | 2 | 18 | 0 | 0 | 1 | 0 | 0 | 0 | 0 | 0 | 0 | 0 | 0 | 1 |  | 12 | 2 | 12 | 1
| 8059 | 336 | 12 | 2 | 19 | 0 | 0 | 1 | 0 | 0 | 0 | 0 | 0 | 0 | 0 | 0 | 1 |  | 12 | 2 | 12 | 1
| 8060 | 336 | 12 | 2 | 20 | 0 | 0 | 1 | 0 | 0 | 0 | 0 | 0 | 0 | 0 | 0 | 1 |  | 12 | 2 | 12 | 1
| 8061 | 336 | 12 | 2 | 21 | 0 | 0 | 1 | 0 | 0 | 0 | 0 | 0 | 0 | 0 | 0 | 1 |  | 12 | 2 | 12 | 1
| 8062 | 336 | 12 | 2 | 22 | 0 | 0 | 1 | 0 | 0 | 0 | 0 | 0 | 0 | 0 | 0 | 1 |  | 12 | 2 | 12 | 1
| 8063 | 336 | 12 | 2 | 23 | 0 | 0 | 1 | 0 | 0 | 0 | 0 | 0 | 0 | 0 | 0 | 1 |  | 12 | 2 | 12 | 1
| 8064 | 336 | 12 | 2 | 24 | 0 | 0 | 1 | 0 | 0 | 0 | 0 | 0 | 0 | 0 | 0 | 1 |  | 12 | 2 | 12 | 1
| 8065 | 337 | 12 | 3 | 1 | 0 | 0 | 0 | 0 | 0 | 0 | 0 | 0 | 0 | 0 | 0 | 1 |  | 12 | 3 | 12 | 2
| 8066 | 337 | 12 | 3 | 2 | 0 | 0 | 0 | 0 | 0 | 0 | 0 | 0 | 0 | 0 | 0 | 1 |  | 12 | 3 | 12 | 2
| 8067 | 337 | 12 | 3 | 3 | 0 | 0 | 0 | 0 | 0 | 0 | 0 | 0 | 0 | 0 | 0 | 1 |  | 12 | 3 | 12 | 2
| 8068 | 337 | 12 | 3 | 4 | 0 | 0 | 0 | 0 | 0 | 0 | 0 | 0 | 0 | 0 | 0 | 1 |  | 12 | 3 | 12 | 2
| 8069 | 337 | 12 | 3 | 5 | 0 | 0 | 0 | 0 | 0 | 0 | 0 | 0 | 0 | 0 | 0 | 1 |  | 12 | 3 | 12 | 2
| 8070 | 337 | 12 | 3 | 6 | 0 | 0 | 0 | 0 | 0 | 0 | 0 | 0 | 0 | 0 | 0 | 1 |  | 12 | 3 | 12 | 2
| 8071 | 337 | 12 | 3 | 7 | 0 | 0 | 0 | 0 | 0 | 0 | 0 | 0 | 0 | 0 | 0 | 1 |  | 12 | 3 | 12 | 2
| 8072 | 337 | 12 | 3 | 8 | 0 | 0 | 0 | 0 | 0 | 0 | 0 | 0 | 0 | 0 | 0 | 1 |  | 12 | 3 | 12 | 2
| 8073 | 337 | 12 | 3 | 9 | 0 | 0 | 0 | 0 | 0 | 0 | 0 | 0 | 0 | 0 | 0 | 1 |  | 12 | 3 | 12 | 2
| 8074 | 337 | 12 | 3 | 10 | 0 | 0 | 0 | 0 | 0 | 0 | 0 | 0 | 0 | 0 | 0 | 1 |  | 12 | 3 | 12 | 2
| 8075 | 337 | 12 | 3 | 11 | 0 | 0 | 0 | 0 | 0 | 0 | 0 | 0 | 0 | 0 | 0 | 1 |  | 12 | 3 | 12 | 2
| 8076 | 337 | 12 | 3 | 12 | 0 | 0 | 0 | 0 | 0 | 0 | 0 | 0 | 0 | 0 | 0 | 1 |  | 12 | 3 | 12 | 2
| 8077 | 337 | 12 | 3 | 13 | 0 | 0 | 0 | 0 | 0 | 0 | 0 | 0 | 0 | 0 | 0 | 1 |  | 12 | 3 | 12 | 2
| 8078 | 337 | 12 | 3 | 14 | 0 | 0 | 0 | 0 | 0 | 0 | 0 | 0 | 0 | 0 | 0 | 1 |  | 12 | 3 | 12 | 2
| 8079 | 337 | 12 | 3 | 15 | 0 | 0 | 0 | 0 | 0 | 0 | 0 | 0 | 0 | 0 | 0 | 1 |  | 12 | 3 | 12 | 2
| 8080 | 337 | 12 | 3 | 16 | 0 | 0 | 0 | 0 | 0 | 0 | 0 | 0 | 0 | 0 | 0 | 1 |  | 12 | 3 | 12 | 2
| 8081 | 337 | 12 | 3 | 17 | 0 | 0 | 0 | 0 | 0 | 0 | 0 | 0 | 0 | 0 | 0 | 1 |  | 12 | 3 | 12 | 2
| 8082 | 337 | 12 | 3 | 18 | 0 | 0 | 0 | 0 | 0 | 0 | 0 | 0 | 0 | 0 | 0 | 1 |  | 12 | 3 | 12 | 2
| 8083 | 337 | 12 | 3 | 19 | 0 | 0 | 0 | 0 | 0 | 0 | 0 | 0 | 0 | 0 | 0 | 1 |  | 12 | 3 | 12 | 2
| 8084 | 337 | 12 | 3 | 20 | 0 | 0 | 0 | 0 | 0 | 0 | 0 | 0 | 0 | 0 | 0 | 1 |  | 12 | 3 | 12 | 2
| 8085 | 337 | 12 | 3 | 21 | 0 | 0 | 0 | 0 | 0 | 0 | 0 | 0 | 0 | 0 | 0 | 1 |  | 12 | 3 | 12 | 2
| 8086 | 337 | 12 | 3 | 22 | 0 | 0 | 0 | 0 | 0 | 0 | 0 | 0 | 0 | 0 | 0 | 1 |  | 12 | 3 | 12 | 2
| 8087 | 337 | 12 | 3 | 23 | 0 | 0 | 0 | 0 | 0 | 0 | 0 | 0 | 0 | 0 | 0 | 1 |  | 12 | 3 | 12 | 2
| 8088 | 337 | 12 | 3 | 24 | 0 | 0 | 0 | 0 | 0 | 0 | 0 | 0 | 0 | 0 | 0 | 1 |  | 12 | 3 | 12 | 2
| 8089 | 338 | 12 | 4 | 1 | 0 | 0 | 0 | 0 | 0 | 0 | 0 | 0 | 0 | 0 | 0 | 1 |  | 12 | 4 | 12 | 3
| 8090 | 338 | 12 | 4 | 2 | 0 | 0 | 0 | 0 | 0 | 0 | 0 | 0 | 0 | 0 | 0 | 1 |  | 12 | 4 | 12 | 3
| 8091 | 338 | 12 | 4 | 3 | 0 | 0 | 0 | 0 | 0 | 0 | 0 | 0 | 0 | 0 | 0 | 1 |  | 12 | 4 | 12 | 3
| 8092 | 338 | 12 | 4 | 4 | 0 | 0 | 0 | 0 | 0 | 0 | 0 | 0 | 0 | 0 | 0 | 1 |  | 12 | 4 | 12 | 3
| 8093 | 338 | 12 | 4 | 5 | 0 | 0 | 0 | 0 | 0 | 0 | 0 | 0 | 0 | 0 | 0 | 1 |  | 12 | 4 | 12 | 3
| 8094 | 338 | 12 | 4 | 6 | 0 | 0 | 0 | 0 | 0 | 0 | 0 | 0 | 0 | 0 | 0 | 1 |  | 12 | 4 | 12 | 3
| 8095 | 338 | 12 | 4 | 7 | 0 | 0 | 0 | 0 | 0 | 0 | 0 | 0 | 0 | 0 | 0 | 1 |  | 12 | 4 | 12 | 3
| 8096 | 338 | 12 | 4 | 8 | 0 | 0 | 0 | 0 | 0 | 0 | 0 | 0 | 0 | 0 | 0 | 1 |  | 12 | 4 | 12 | 3
| 8097 | 338 | 12 | 4 | 9 | 0 | 0 | 0 | 0 | 0 | 0 | 0 | 0 | 0 | 0 | 0 | 1 |  | 12 | 4 | 12 | 3
| 8098 | 338 | 12 | 4 | 10 | 0 | 0 | 0 | 0 | 0 | 0 | 0 | 0 | 0 | 0 | 0 | 1 |  | 12 | 4 | 12 | 3
| 8099 | 338 | 12 | 4 | 11 | 0 | 0 | 0 | 0 | 0 | 0 | 0 | 0 | 0 | 0 | 0 | 1 |  | 12 | 4 | 12 | 3
| 8100 | 338 | 12 | 4 | 12 | 0 | 0 | 0 | 0 | 0 | 0 | 0 | 0 | 0 | 0 | 0 | 1 |  | 12 | 4 | 12 | 3
| 8101 | 338 | 12 | 4 | 13 | 0 | 0 | 0 | 0 | 0 | 0 | 0 | 0 | 0 | 0 | 0 | 1 |  | 12 | 4 | 12 | 3
| 8102 | 338 | 12 | 4 | 14 | 0 | 0 | 0 | 0 | 0 | 0 | 0 | 0 | 0 | 0 | 0 | 1 |  | 12 | 4 | 12 | 3
| 8103 | 338 | 12 | 4 | 15 | 0 | 0 | 0 | 0 | 0 | 0 | 0 | 0 | 0 | 0 | 0 | 1 |  | 12 | 4 | 12 | 3
| 8104 | 338 | 12 | 4 | 16 | 0 | 0 | 0 | 0 | 0 | 0 | 0 | 0 | 0 | 0 | 0 | 1 |  | 12 | 4 | 12 | 3
| 8105 | 338 | 12 | 4 | 17 | 0 | 0 | 0 | 0 | 0 | 0 | 0 | 0 | 0 | 0 | 0 | 1 |  | 12 | 4 | 12 | 3
| 8106 | 338 | 12 | 4 | 18 | 0 | 0 | 0 | 0 | 0 | 0 | 0 | 0 | 0 | 0 | 0 | 1 |  | 12 | 4 | 12 | 3
| 8107 | 338 | 12 | 4 | 19 | 0 | 0 | 0 | 0 | 0 | 0 | 0 | 0 | 0 | 0 | 0 | 1 |  | 12 | 4 | 12 | 3
| 8108 | 338 | 12 | 4 | 20 | 0 | 0 | 0 | 0 | 0 | 0 | 0 | 0 | 0 | 0 | 0 | 1 |  | 12 | 4 | 12 | 3
| 8109 | 338 | 12 | 4 | 21 | 0 | 0 | 0 | 0 | 0 | 0 | 0 | 0 | 0 | 0 | 0 | 1 |  | 12 | 4 | 12 | 3
| 8110 | 338 | 12 | 4 | 22 | 0 | 0 | 0 | 0 | 0 | 0 | 0 | 0 | 0 | 0 | 0 | 1 |  | 12 | 4 | 12 | 3
| 8111 | 338 | 12 | 4 | 23 | 0 | 0 | 0 | 0 | 0 | 0 | 0 | 0 | 0 | 0 | 0 | 1 |  | 12 | 4 | 12 | 3
| 8112 | 338 | 12 | 4 | 24 | 0 | 0 | 0 | 0 | 0 | 0 | 0 | 0 | 0 | 0 | 0 | 1 |  | 12 | 4 | 12 | 3
| 8113 | 339 | 12 | 5 | 1 | 0 | 0 | 1 | 0 | 0 | 0 | 0 | 0 | 0 | 0 | 0 | 1 |  | 12 | 5 | 12 | 4
| 8114 | 339 | 12 | 5 | 2 | 0 | 0 | 1 | 0 | 0 | 0 | 0 | 0 | 0 | 0 | 0 | 1 |  | 12 | 5 | 12 | 4
| 8115 | 339 | 12 | 5 | 3 | 0 | 0 | 1 | 0 | 0 | 0 | 0 | 0 | 0 | 0 | 0 | 1 |  | 12 | 5 | 12 | 4
| 8116 | 339 | 12 | 5 | 4 | 0 | 0 | 1 | 0 | 0 | 0 | 0 | 0 | 0 | 0 | 0 | 1 |  | 12 | 5 | 12 | 4
| 8117 | 339 | 12 | 5 | 5 | 0 | 0 | 1 | 0 | 0 | 0 | 0 | 0 | 0 | 0 | 0 | 1 |  | 12 | 5 | 12 | 4
| 8118 | 339 | 12 | 5 | 6 | 0 | 0 | 1 | 0 | 0 | 0 | 0 | 0 | 0 | 0 | 0 | 1 |  | 12 | 5 | 12 | 4
| 8119 | 339 | 12 | 5 | 7 | 0 | 0 | 1 | 0 | 0 | 0 | 0 | 0 | 0 | 0 | 0 | 1 |  | 12 | 5 | 12 | 4
| 8120 | 339 | 12 | 5 | 8 | 0 | 0 | 1 | 0 | 0 | 0 | 0 | 0 | 0 | 0 | 0 | 1 |  | 12 | 5 | 12 | 4
| 8121 | 339 | 12 | 5 | 9 | 0 | 0 | 1 | 0 | 0 | 0 | 0 | 0 | 0 | 0 | 0 | 1 |  | 12 | 5 | 12 | 4
| 8122 | 339 | 12 | 5 | 10 | 0 | 0 | 1 | 0 | 0 | 0 | 0 | 0 | 0 | 0 | 0 | 1 |  | 12 | 5 | 12 | 4
| 8123 | 339 | 12 | 5 | 11 | 0 | 0 | 1 | 0 | 0 | 0 | 0 | 0 | 0 | 0 | 0 | 1 |  | 12 | 5 | 12 | 4
| 8124 | 339 | 12 | 5 | 12 | 0 | 0 | 1 | 0 | 0 | 0 | 0 | 0 | 0 | 0 | 0 | 1 |  | 12 | 5 | 12 | 4
| 8125 | 339 | 12 | 5 | 13 | 0 | 0 | 1 | 0 | 0 | 0 | 0 | 0 | 0 | 0 | 0 | 1 |  | 12 | 5 | 12 | 4
| 8126 | 339 | 12 | 5 | 14 | 0 | 0 | 1 | 0 | 0 | 0 | 0 | 0 | 0 | 0 | 0 | 1 |  | 12 | 5 | 12 | 4
| 8127 | 339 | 12 | 5 | 15 | 0 | 0 | 1 | 0 | 0 | 0 | 0 | 0 | 0 | 0 | 0 | 1 |  | 12 | 5 | 12 | 4
| 8128 | 339 | 12 | 5 | 16 | 0 | 0 | 1 | 0 | 0 | 0 | 0 | 0 | 0 | 0 | 0 | 1 |  | 12 | 5 | 12 | 4
| 8129 | 339 | 12 | 5 | 17 | 0 | 0 | 1 | 0 | 0 | 0 | 0 | 0 | 0 | 0 | 0 | 1 |  | 12 | 5 | 12 | 4
| 8130 | 339 | 12 | 5 | 18 | 0 | 0 | 1 | 0 | 0 | 0 | 0 | 0 | 0 | 0 | 0 | 1 |  | 12 | 5 | 12 | 4
| 8131 | 339 | 12 | 5 | 19 | 0 | 0 | 1 | 0 | 0 | 0 | 0 | 0 | 0 | 0 | 0 | 1 |  | 12 | 5 | 12 | 4
| 8132 | 339 | 12 | 5 | 20 | 0 | 0 | 1 | 0 | 0 | 0 | 0 | 0 | 0 | 0 | 0 | 1 |  | 12 | 5 | 12 | 4
| 8133 | 339 | 12 | 5 | 21 | 0 | 0 | 1 | 0 | 0 | 0 | 0 | 0 | 0 | 0 | 0 | 1 |  | 12 | 5 | 12 | 4
| 8134 | 339 | 12 | 5 | 22 | 0 | 0 | 1 | 0 | 0 | 0 | 0 | 0 | 0 | 0 | 0 | 1 |  | 12 | 5 | 12 | 4
| 8135 | 339 | 12 | 5 | 23 | 0 | 0 | 1 | 0 | 0 | 0 | 0 | 0 | 0 | 0 | 0 | 1 |  | 12 | 5 | 12 | 4
| 8136 | 339 | 12 | 5 | 24 | 0 | 0 | 1 | 0 | 0 | 0 | 0 | 0 | 0 | 0 | 0 | 1 |  | 12 | 5 | 12 | 4
| 8137 | 340 | 12 | 6 | 1 | 0 | 0 | 1 | 0 | 0 | 0 | 0 | 0 | 0 | 0 | 0 | 1 |  | 12 | 6 | 12 | 5
| 8138 | 340 | 12 | 6 | 2 | 0 | 0 | 1 | 0 | 0 | 0 | 0 | 0 | 0 | 0 | 0 | 1 |  | 12 | 6 | 12 | 5
| 8139 | 340 | 12 | 6 | 3 | 0 | 0 | 1 | 0 | 0 | 0 | 0 | 0 | 0 | 0 | 0 | 1 |  | 12 | 6 | 12 | 5
| 8140 | 340 | 12 | 6 | 4 | 0 | 0 | 1 | 0 | 0 | 0 | 0 | 0 | 0 | 0 | 0 | 1 |  | 12 | 6 | 12 | 5
| 8141 | 340 | 12 | 6 | 5 | 0 | 0 | 1 | 0 | 0 | 0 | 0 | 0 | 0 | 0 | 0 | 1 |  | 12 | 6 | 12 | 5
| 8142 | 340 | 12 | 6 | 6 | 0 | 0 | 1 | 0 | 0 | 0 | 0 | 0 | 0 | 0 | 0 | 1 |  | 12 | 6 | 12 | 5
| 8143 | 340 | 12 | 6 | 7 | 0 | 0 | 1 | 0 | 0 | 0 | 0 | 0 | 0 | 0 | 0 | 1 |  | 12 | 6 | 12 | 5
| 8144 | 340 | 12 | 6 | 8 | 0 | 0 | 1 | 0 | 0 | 0 | 0 | 0 | 0 | 0 | 0 | 1 |  | 12 | 6 | 12 | 5
| 8145 | 340 | 12 | 6 | 9 | 0 | 0 | 1 | 0 | 0 | 0 | 0 | 0 | 0 | 0 | 0 | 1 |  | 12 | 6 | 12 | 5
| 8146 | 340 | 12 | 6 | 10 | 0 | 0 | 1 | 0 | 0 | 0 | 0 | 0 | 0 | 0 | 0 | 1 |  | 12 | 6 | 12 | 5
| 8147 | 340 | 12 | 6 | 11 | 0 | 0 | 1 | 0 | 0 | 0 | 0 | 0 | 0 | 0 | 0 | 1 |  | 12 | 6 | 12 | 5
| 8148 | 340 | 12 | 6 | 12 | 0 | 0 | 1 | 0 | 0 | 0 | 0 | 0 | 0 | 0 | 0 | 1 |  | 12 | 6 | 12 | 5
| 8149 | 340 | 12 | 6 | 13 | 0 | 0 | 1 | 0 | 0 | 0 | 0 | 0 | 0 | 0 | 0 | 1 |  | 12 | 6 | 12 | 5
| 8150 | 340 | 12 | 6 | 14 | 0 | 0 | 1 | 0 | 0 | 0 | 0 | 0 | 0 | 0 | 0 | 1 |  | 12 | 6 | 12 | 5
| 8151 | 340 | 12 | 6 | 15 | 0 | 0 | 1 | 0 | 0 | 0 | 0 | 0 | 0 | 0 | 0 | 1 |  | 12 | 6 | 12 | 5
| 8152 | 340 | 12 | 6 | 16 | 0 | 0 | 1 | 0 | 0 | 0 | 0 | 0 | 0 | 0 | 0 | 1 |  | 12 | 6 | 12 | 5
| 8153 | 340 | 12 | 6 | 17 | 0 | 0 | 1 | 0 | 0 | 0 | 0 | 0 | 0 | 0 | 0 | 1 |  | 12 | 6 | 12 | 5
| 8154 | 340 | 12 | 6 | 18 | 0 | 0 | 1 | 0 | 0 | 0 | 0 | 0 | 0 | 0 | 0 | 1 |  | 12 | 6 | 12 | 5
| 8155 | 340 | 12 | 6 | 19 | 0 | 0 | 1 | 0 | 0 | 0 | 0 | 0 | 0 | 0 | 0 | 1 |  | 12 | 6 | 12 | 5
| 8156 | 340 | 12 | 6 | 20 | 0 | 0 | 1 | 0 | 0 | 0 | 0 | 0 | 0 | 0 | 0 | 1 |  | 12 | 6 | 12 | 5
| 8157 | 340 | 12 | 6 | 21 | 0 | 0 | 1 | 0 | 0 | 0 | 0 | 0 | 0 | 0 | 0 | 1 |  | 12 | 6 | 12 | 5
| 8158 | 340 | 12 | 6 | 22 | 0 | 0 | 1 | 0 | 0 | 0 | 0 | 0 | 0 | 0 | 0 | 1 |  | 12 | 6 | 12 | 5
| 8159 | 340 | 12 | 6 | 23 | 0 | 0 | 1 | 0 | 0 | 0 | 0 | 0 | 0 | 0 | 0 | 1 |  | 12 | 6 | 12 | 5
| 8160 | 340 | 12 | 6 | 24 | 0 | 0 | 1 | 0 | 0 | 0 | 0 | 0 | 0 | 0 | 0 | 1 |  | 12 | 6 | 12 | 5
| 8161 | 341 | 12 | 7 | 1 | 0 | 0 | 1 | 0 | 0 | 0 | 0 | 0 | 0 | 0 | 0 | 1 |  | 12 | 7 | 12 | 6
| 8162 | 341 | 12 | 7 | 2 | 0 | 0 | 1 | 0 | 0 | 0 | 0 | 0 | 0 | 0 | 0 | 1 |  | 12 | 7 | 12 | 6
| 8163 | 341 | 12 | 7 | 3 | 0 | 0 | 1 | 0 | 0 | 0 | 0 | 0 | 0 | 0 | 0 | 1 |  | 12 | 7 | 12 | 6
| 8164 | 341 | 12 | 7 | 4 | 0 | 0 | 1 | 0 | 0 | 0 | 0 | 0 | 0 | 0 | 0 | 1 |  | 12 | 7 | 12 | 6
| 8165 | 341 | 12 | 7 | 5 | 0 | 0 | 1 | 0 | 0 | 0 | 0 | 0 | 0 | 0 | 0 | 1 |  | 12 | 7 | 12 | 6
| 8166 | 341 | 12 | 7 | 6 | 0 | 0 | 1 | 0 | 0 | 0 | 0 | 0 | 0 | 0 | 0 | 1 |  | 12 | 7 | 12 | 6
| 8167 | 341 | 12 | 7 | 7 | 0 | 0 | 1 | 0 | 0 | 0 | 0 | 0 | 0 | 0 | 0 | 1 |  | 12 | 7 | 12 | 6
| 8168 | 341 | 12 | 7 | 8 | 0 | 0 | 1 | 0 | 0 | 0 | 0 | 0 | 0 | 0 | 0 | 1 |  | 12 | 7 | 12 | 6
| 8169 | 341 | 12 | 7 | 9 | 0 | 0 | 1 | 0 | 0 | 0 | 0 | 0 | 0 | 0 | 0 | 1 |  | 12 | 7 | 12 | 6
| 8170 | 341 | 12 | 7 | 10 | 0 | 0 | 1 | 0 | 0 | 0 | 0 | 0 | 0 | 0 | 0 | 1 |  | 12 | 7 | 12 | 6
| 8171 | 341 | 12 | 7 | 11 | 0 | 0 | 1 | 0 | 0 | 0 | 0 | 0 | 0 | 0 | 0 | 1 |  | 12 | 7 | 12 | 6
| 8172 | 341 | 12 | 7 | 12 | 0 | 0 | 1 | 0 | 0 | 0 | 0 | 0 | 0 | 0 | 0 | 1 |  | 12 | 7 | 12 | 6
| 8173 | 341 | 12 | 7 | 13 | 0 | 0 | 1 | 0 | 0 | 0 | 0 | 0 | 0 | 0 | 0 | 1 |  | 12 | 7 | 12 | 6
| 8174 | 341 | 12 | 7 | 14 | 0 | 0 | 1 | 0 | 0 | 0 | 0 | 0 | 0 | 0 | 0 | 1 |  | 12 | 7 | 12 | 6
| 8175 | 341 | 12 | 7 | 15 | 0 | 0 | 1 | 0 | 0 | 0 | 0 | 0 | 0 | 0 | 0 | 1 |  | 12 | 7 | 12 | 6
| 8176 | 341 | 12 | 7 | 16 | 0 | 0 | 1 | 0 | 0 | 0 | 0 | 0 | 0 | 0 | 0 | 1 |  | 12 | 7 | 12 | 6
| 8177 | 341 | 12 | 7 | 17 | 0 | 0 | 1 | 0 | 0 | 0 | 0 | 0 | 0 | 0 | 0 | 1 |  | 12 | 7 | 12 | 6
| 8178 | 341 | 12 | 7 | 18 | 0 | 0 | 1 | 0 | 0 | 0 | 0 | 0 | 0 | 0 | 0 | 1 |  | 12 | 7 | 12 | 6
| 8179 | 341 | 12 | 7 | 19 | 0 | 0 | 1 | 0 | 0 | 0 | 0 | 0 | 0 | 0 | 0 | 1 |  | 12 | 7 | 12 | 6
| 8180 | 341 | 12 | 7 | 20 | 0 | 0 | 1 | 0 | 0 | 0 | 0 | 0 | 0 | 0 | 0 | 1 |  | 12 | 7 | 12 | 6
| 8181 | 341 | 12 | 7 | 21 | 0 | 0 | 1 | 0 | 0 | 0 | 0 | 0 | 0 | 0 | 0 | 1 |  | 12 | 7 | 12 | 6
| 8182 | 341 | 12 | 7 | 22 | 0 | 0 | 1 | 0 | 0 | 0 | 0 | 0 | 0 | 0 | 0 | 1 |  | 12 | 7 | 12 | 6
| 8183 | 341 | 12 | 7 | 23 | 0 | 0 | 1 | 0 | 0 | 0 | 0 | 0 | 0 | 0 | 0 | 1 |  | 12 | 7 | 12 | 6
| 8184 | 341 | 12 | 7 | 24 | 0 | 0 | 1 | 0 | 0 | 0 | 0 | 0 | 0 | 0 | 0 | 1 |  | 12 | 7 | 12 | 6
| 8185 | 342 | 12 | 8 | 1 | 0 | 0 | 1 | 0 | 0 | 0 | 0 | 0 | 0 | 0 | 0 | 1 |  | 12 | 8 | 12 | 7
| 8186 | 342 | 12 | 8 | 2 | 0 | 0 | 1 | 0 | 0 | 0 | 0 | 0 | 0 | 0 | 0 | 1 |  | 12 | 8 | 12 | 7
| 8187 | 342 | 12 | 8 | 3 | 0 | 0 | 1 | 0 | 0 | 0 | 0 | 0 | 0 | 0 | 0 | 1 |  | 12 | 8 | 12 | 7
| 8188 | 342 | 12 | 8 | 4 | 0 | 0 | 1 | 0 | 0 | 0 | 0 | 0 | 0 | 0 | 0 | 1 |  | 12 | 8 | 12 | 7
| 8189 | 342 | 12 | 8 | 5 | 0 | 0 | 1 | 0 | 0 | 0 | 0 | 0 | 0 | 0 | 0 | 1 |  | 12 | 8 | 12 | 7
| 8190 | 342 | 12 | 8 | 6 | 0 | 0 | 1 | 0 | 0 | 0 | 0 | 0 | 0 | 0 | 0 | 1 |  | 12 | 8 | 12 | 7
| 8191 | 342 | 12 | 8 | 7 | 0 | 0 | 1 | 0 | 0 | 0 | 0 | 0 | 0 | 0 | 0 | 1 |  | 12 | 8 | 12 | 7
| 8192 | 342 | 12 | 8 | 8 | 0 | 0 | 1 | 0 | 0 | 0 | 0 | 0 | 0 | 0 | 0 | 1 |  | 12 | 8 | 12 | 7
| 8193 | 342 | 12 | 8 | 9 | 0 | 0 | 1 | 0 | 0 | 0 | 0 | 0 | 0 | 0 | 0 | 1 |  | 12 | 8 | 12 | 7
| 8194 | 342 | 12 | 8 | 10 | 0 | 0 | 1 | 0 | 0 | 0 | 0 | 0 | 0 | 0 | 0 | 1 |  | 12 | 8 | 12 | 7
| 8195 | 342 | 12 | 8 | 11 | 0 | 0 | 1 | 0 | 0 | 0 | 0 | 0 | 0 | 0 | 0 | 1 |  | 12 | 8 | 12 | 7
| 8196 | 342 | 12 | 8 | 12 | 0 | 0 | 1 | 0 | 0 | 0 | 0 | 0 | 0 | 0 | 0 | 1 |  | 12 | 8 | 12 | 7
| 8197 | 342 | 12 | 8 | 13 | 0 | 0 | 1 | 0 | 0 | 0 | 0 | 0 | 0 | 0 | 0 | 1 |  | 12 | 8 | 12 | 7
| 8198 | 342 | 12 | 8 | 14 | 0 | 0 | 1 | 0 | 0 | 0 | 0 | 0 | 0 | 0 | 0 | 1 |  | 12 | 8 | 12 | 7
| 8199 | 342 | 12 | 8 | 15 | 0 | 0 | 1 | 0 | 0 | 0 | 0 | 0 | 0 | 0 | 0 | 1 |  | 12 | 8 | 12 | 7
| 8200 | 342 | 12 | 8 | 16 | 0 | 0 | 1 | 0 | 0 | 0 | 0 | 0 | 0 | 0 | 0 | 1 |  | 12 | 8 | 12 | 7
| 8201 | 342 | 12 | 8 | 17 | 0 | 0 | 1 | 0 | 0 | 0 | 0 | 0 | 0 | 0 | 0 | 1 |  | 12 | 8 | 12 | 7
| 8202 | 342 | 12 | 8 | 18 | 0 | 0 | 1 | 0 | 0 | 0 | 0 | 0 | 0 | 0 | 0 | 1 |  | 12 | 8 | 12 | 7
| 8203 | 342 | 12 | 8 | 19 | 0 | 0 | 1 | 0 | 0 | 0 | 0 | 0 | 0 | 0 | 0 | 1 |  | 12 | 8 | 12 | 7
| 8204 | 342 | 12 | 8 | 20 | 0 | 0 | 1 | 0 | 0 | 0 | 0 | 0 | 0 | 0 | 0 | 1 |  | 12 | 8 | 12 | 7
| 8205 | 342 | 12 | 8 | 21 | 0 | 0 | 1 | 0 | 0 | 0 | 0 | 0 | 0 | 0 | 0 | 1 |  | 12 | 8 | 12 | 7
| 8206 | 342 | 12 | 8 | 22 | 0 | 0 | 1 | 0 | 0 | 0 | 0 | 0 | 0 | 0 | 0 | 1 |  | 12 | 8 | 12 | 7
| 8207 | 342 | 12 | 8 | 23 | 0 | 0 | 1 | 0 | 0 | 0 | 0 | 0 | 0 | 0 | 0 | 1 |  | 12 | 8 | 12 | 7
| 8208 | 342 | 12 | 8 | 24 | 0 | 0 | 1 | 0 | 0 | 0 | 0 | 0 | 0 | 0 | 0 | 1 |  | 12 | 8 | 12 | 7
| 8209 | 343 | 12 | 9 | 1 | 0 | 0 | 1 | 0 | 0 | 0 | 0 | 0 | 0 | 0 | 0 | 1 |  | 12 | 9 | 12 | 8
| 8210 | 343 | 12 | 9 | 2 | 0 | 0 | 1 | 0 | 0 | 0 | 0 | 0 | 0 | 0 | 0 | 1 |  | 12 | 9 | 12 | 8
| 8211 | 343 | 12 | 9 | 3 | 0 | 0 | 1 | 0 | 0 | 0 | 0 | 0 | 0 | 0 | 0 | 1 |  | 12 | 9 | 12 | 8
| 8212 | 343 | 12 | 9 | 4 | 0 | 0 | 1 | 0 | 0 | 0 | 0 | 0 | 0 | 0 | 0 | 1 |  | 12 | 9 | 12 | 8
| 8213 | 343 | 12 | 9 | 5 | 0 | 0 | 1 | 0 | 0 | 0 | 0 | 0 | 0 | 0 | 0 | 1 |  | 12 | 9 | 12 | 8
| 8214 | 343 | 12 | 9 | 6 | 0 | 0 | 1 | 0 | 0 | 0 | 0 | 0 | 0 | 0 | 0 | 1 |  | 12 | 9 | 12 | 8
| 8215 | 343 | 12 | 9 | 7 | 0 | 0 | 1 | 0 | 0 | 0 | 0 | 0 | 0 | 0 | 0 | 1 |  | 12 | 9 | 12 | 8
| 8216 | 343 | 12 | 9 | 8 | 0 | 0 | 1 | 0 | 0 | 0 | 0 | 0 | 0 | 0 | 0 | 1 |  | 12 | 9 | 12 | 8
| 8217 | 343 | 12 | 9 | 9 | 0 | 0 | 1 | 0 | 0 | 0 | 0 | 0 | 0 | 0 | 0 | 1 |  | 12 | 9 | 12 | 8
| 8218 | 343 | 12 | 9 | 10 | 0 | 0 | 1 | 0 | 0 | 0 | 0 | 0 | 0 | 0 | 0 | 1 |  | 12 | 9 | 12 | 8
| 8219 | 343 | 12 | 9 | 11 | 0 | 0 | 1 | 0 | 0 | 0 | 0 | 0 | 0 | 0 | 0 | 1 |  | 12 | 9 | 12 | 8
| 8220 | 343 | 12 | 9 | 12 | 0 | 0 | 1 | 0 | 0 | 0 | 0 | 0 | 0 | 0 | 0 | 1 |  | 12 | 9 | 12 | 8
| 8221 | 343 | 12 | 9 | 13 | 0 | 0 | 1 | 0 | 0 | 0 | 0 | 0 | 0 | 0 | 0 | 1 |  | 12 | 9 | 12 | 8
| 8222 | 343 | 12 | 9 | 14 | 0 | 0 | 1 | 0 | 0 | 0 | 0 | 0 | 0 | 0 | 0 | 1 |  | 12 | 9 | 12 | 8
| 8223 | 343 | 12 | 9 | 15 | 0 | 0 | 1 | 0 | 0 | 0 | 0 | 0 | 0 | 0 | 0 | 1 |  | 12 | 9 | 12 | 8
| 8224 | 343 | 12 | 9 | 16 | 0 | 0 | 1 | 0 | 0 | 0 | 0 | 0 | 0 | 0 | 0 | 1 |  | 12 | 9 | 12 | 8
| 8225 | 343 | 12 | 9 | 17 | 0 | 0 | 1 | 0 | 0 | 0 | 0 | 0 | 0 | 0 | 0 | 1 |  | 12 | 9 | 12 | 8
| 8226 | 343 | 12 | 9 | 18 | 0 | 0 | 1 | 0 | 0 | 0 | 0 | 0 | 0 | 0 | 0 | 1 |  | 12 | 9 | 12 | 8
| 8227 | 343 | 12 | 9 | 19 | 0 | 0 | 1 | 0 | 0 | 0 | 0 | 0 | 0 | 0 | 0 | 1 |  | 12 | 9 | 12 | 8
| 8228 | 343 | 12 | 9 | 20 | 0 | 0 | 1 | 0 | 0 | 0 | 0 | 0 | 0 | 0 | 0 | 1 |  | 12 | 9 | 12 | 8
| 8229 | 343 | 12 | 9 | 21 | 0 | 0 | 1 | 0 | 0 | 0 | 0 | 0 | 0 | 0 | 0 | 1 |  | 12 | 9 | 12 | 8
| 8230 | 343 | 12 | 9 | 22 | 0 | 0 | 1 | 0 | 0 | 0 | 0 | 0 | 0 | 0 | 0 | 1 |  | 12 | 9 | 12 | 8
| 8231 | 343 | 12 | 9 | 23 | 0 | 0 | 1 | 0 | 0 | 0 | 0 | 0 | 0 | 0 | 0 | 1 |  | 12 | 9 | 12 | 8
| 8232 | 343 | 12 | 9 | 24 | 0 | 0 | 1 | 0 | 0 | 0 | 0 | 0 | 0 | 0 | 0 | 1 |  | 12 | 9 | 12 | 8
| 8233 | 344 | 12 | 10 | 1 | 0 | 0 | 0 | 0 | 0 | 0 | 0 | 0 | 0 | 0 | 0 | 1 |  | 12 | 10 | 12 | 9
| 8234 | 344 | 12 | 10 | 2 | 0 | 0 | 0 | 0 | 0 | 0 | 0 | 0 | 0 | 0 | 0 | 1 |  | 12 | 10 | 12 | 9
| 8235 | 344 | 12 | 10 | 3 | 0 | 0 | 0 | 0 | 0 | 0 | 0 | 0 | 0 | 0 | 0 | 1 |  | 12 | 10 | 12 | 9
| 8236 | 344 | 12 | 10 | 4 | 0 | 0 | 0 | 0 | 0 | 0 | 0 | 0 | 0 | 0 | 0 | 1 |  | 12 | 10 | 12 | 9
| 8237 | 344 | 12 | 10 | 5 | 0 | 0 | 0 | 0 | 0 | 0 | 0 | 0 | 0 | 0 | 0 | 1 |  | 12 | 10 | 12 | 9
| 8238 | 344 | 12 | 10 | 6 | 0 | 0 | 0 | 0 | 0 | 0 | 0 | 0 | 0 | 0 | 0 | 1 |  | 12 | 10 | 12 | 9
| 8239 | 344 | 12 | 10 | 7 | 0 | 0 | 0 | 0 | 0 | 0 | 0 | 0 | 0 | 0 | 0 | 1 |  | 12 | 10 | 12 | 9
| 8240 | 344 | 12 | 10 | 8 | 0 | 0 | 0 | 0 | 0 | 0 | 0 | 0 | 0 | 0 | 0 | 1 |  | 12 | 10 | 12 | 9
| 8241 | 344 | 12 | 10 | 9 | 0 | 0 | 0 | 0 | 0 | 0 | 0 | 0 | 0 | 0 | 0 | 1 |  | 12 | 10 | 12 | 9
| 8242 | 344 | 12 | 10 | 10 | 0 | 0 | 0 | 0 | 0 | 0 | 0 | 0 | 0 | 0 | 0 | 1 |  | 12 | 10 | 12 | 9
| 8243 | 344 | 12 | 10 | 11 | 0 | 0 | 0 | 0 | 0 | 0 | 0 | 0 | 0 | 0 | 0 | 1 |  | 12 | 10 | 12 | 9
| 8244 | 344 | 12 | 10 | 12 | 0 | 0 | 0 | 0 | 0 | 0 | 0 | 0 | 0 | 0 | 0 | 1 |  | 12 | 10 | 12 | 9
| 8245 | 344 | 12 | 10 | 13 | 0 | 0 | 0 | 0 | 0 | 0 | 0 | 0 | 0 | 0 | 0 | 1 |  | 12 | 10 | 12 | 9
| 8246 | 344 | 12 | 10 | 14 | 0 | 0 | 0 | 0 | 0 | 0 | 0 | 0 | 0 | 0 | 0 | 1 |  | 12 | 10 | 12 | 9
| 8247 | 344 | 12 | 10 | 15 | 0 | 0 | 0 | 0 | 0 | 0 | 0 | 0 | 0 | 0 | 0 | 1 |  | 12 | 10 | 12 | 9
| 8248 | 344 | 12 | 10 | 16 | 0 | 0 | 0 | 0 | 0 | 0 | 0 | 0 | 0 | 0 | 0 | 1 |  | 12 | 10 | 12 | 9
| 8249 | 344 | 12 | 10 | 17 | 0 | 0 | 0 | 0 | 0 | 0 | 0 | 0 | 0 | 0 | 0 | 1 |  | 12 | 10 | 12 | 9
| 8250 | 344 | 12 | 10 | 18 | 0 | 0 | 0 | 0 | 0 | 0 | 0 | 0 | 0 | 0 | 0 | 1 |  | 12 | 10 | 12 | 9
| 8251 | 344 | 12 | 10 | 19 | 0 | 0 | 0 | 0 | 0 | 0 | 0 | 0 | 0 | 0 | 0 | 1 |  | 12 | 10 | 12 | 9
| 8252 | 344 | 12 | 10 | 20 | 0 | 0 | 0 | 0 | 0 | 0 | 0 | 0 | 0 | 0 | 0 | 1 |  | 12 | 10 | 12 | 9
| 8253 | 344 | 12 | 10 | 21 | 0 | 0 | 0 | 0 | 0 | 0 | 0 | 0 | 0 | 0 | 0 | 1 |  | 12 | 10 | 12 | 9
| 8254 | 344 | 12 | 10 | 22 | 0 | 0 | 0 | 0 | 0 | 0 | 0 | 0 | 0 | 0 | 0 | 1 |  | 12 | 10 | 12 | 9
| 8255 | 344 | 12 | 10 | 23 | 0 | 0 | 0 | 0 | 0 | 0 | 0 | 0 | 0 | 0 | 0 | 1 |  | 12 | 10 | 12 | 9
| 8256 | 344 | 12 | 10 | 24 | 0 | 0 | 0 | 0 | 0 | 0 | 0 | 0 | 0 | 0 | 0 | 1 |  | 12 | 10 | 12 | 9
| 8257 | 345 | 12 | 11 | 1 | 0 | 0 | 0 | 0 | 0 | 0 | 0 | 0 | 0 | 0 | 0 | 1 |  | 12 | 11 | 12 | 10
| 8258 | 345 | 12 | 11 | 2 | 0 | 0 | 0 | 0 | 0 | 0 | 0 | 0 | 0 | 0 | 0 | 1 |  | 12 | 11 | 12 | 10
| 8259 | 345 | 12 | 11 | 3 | 0 | 0 | 0 | 0 | 0 | 0 | 0 | 0 | 0 | 0 | 0 | 1 |  | 12 | 11 | 12 | 10
| 8260 | 345 | 12 | 11 | 4 | 0 | 0 | 0 | 0 | 0 | 0 | 0 | 0 | 0 | 0 | 0 | 1 |  | 12 | 11 | 12 | 10
| 8261 | 345 | 12 | 11 | 5 | 0 | 0 | 0 | 0 | 0 | 0 | 0 | 0 | 0 | 0 | 0 | 1 |  | 12 | 11 | 12 | 10
| 8262 | 345 | 12 | 11 | 6 | 0 | 0 | 0 | 0 | 0 | 0 | 0 | 0 | 0 | 0 | 0 | 1 |  | 12 | 11 | 12 | 10
| 8263 | 345 | 12 | 11 | 7 | 0 | 0 | 0 | 0 | 0 | 0 | 0 | 0 | 0 | 0 | 0 | 1 |  | 12 | 11 | 12 | 10
| 8264 | 345 | 12 | 11 | 8 | 0 | 0 | 0 | 0 | 0 | 0 | 0 | 0 | 0 | 0 | 0 | 1 |  | 12 | 11 | 12 | 10
| 8265 | 345 | 12 | 11 | 9 | 0 | 0 | 0 | 0 | 0 | 0 | 0 | 0 | 0 | 0 | 0 | 1 |  | 12 | 11 | 12 | 10
| 8266 | 345 | 12 | 11 | 10 | 0 | 0 | 0 | 0 | 0 | 0 | 0 | 0 | 0 | 0 | 0 | 1 |  | 12 | 11 | 12 | 10
| 8267 | 345 | 12 | 11 | 11 | 0 | 0 | 0 | 0 | 0 | 0 | 0 | 0 | 0 | 0 | 0 | 1 |  | 12 | 11 | 12 | 10
| 8268 | 345 | 12 | 11 | 12 | 0 | 0 | 0 | 0 | 0 | 0 | 0 | 0 | 0 | 0 | 0 | 1 |  | 12 | 11 | 12 | 10
| 8269 | 345 | 12 | 11 | 13 | 0 | 0 | 0 | 0 | 0 | 0 | 0 | 0 | 0 | 0 | 0 | 1 |  | 12 | 11 | 12 | 10
| 8270 | 345 | 12 | 11 | 14 | 0 | 0 | 0 | 0 | 0 | 0 | 0 | 0 | 0 | 0 | 0 | 1 |  | 12 | 11 | 12 | 10
| 8271 | 345 | 12 | 11 | 15 | 0 | 0 | 0 | 0 | 0 | 0 | 0 | 0 | 0 | 0 | 0 | 1 |  | 12 | 11 | 12 | 10
| 8272 | 345 | 12 | 11 | 16 | 0 | 0 | 0 | 0 | 0 | 0 | 0 | 0 | 0 | 0 | 0 | 1 |  | 12 | 11 | 12 | 10
| 8273 | 345 | 12 | 11 | 17 | 0 | 0 | 0 | 0 | 0 | 0 | 0 | 0 | 0 | 0 | 0 | 1 |  | 12 | 11 | 12 | 10
| 8274 | 345 | 12 | 11 | 18 | 0 | 0 | 0 | 0 | 0 | 0 | 0 | 0 | 0 | 0 | 0 | 1 |  | 12 | 11 | 12 | 10
| 8275 | 345 | 12 | 11 | 19 | 0 | 0 | 0 | 0 | 0 | 0 | 0 | 0 | 0 | 0 | 0 | 1 |  | 12 | 11 | 12 | 10
| 8276 | 345 | 12 | 11 | 20 | 0 | 0 | 0 | 0 | 0 | 0 | 0 | 0 | 0 | 0 | 0 | 1 |  | 12 | 11 | 12 | 10
| 8277 | 345 | 12 | 11 | 21 | 0 | 0 | 0 | 0 | 0 | 0 | 0 | 0 | 0 | 0 | 0 | 1 |  | 12 | 11 | 12 | 10
| 8278 | 345 | 12 | 11 | 22 | 0 | 0 | 0 | 0 | 0 | 0 | 0 | 0 | 0 | 0 | 0 | 1 |  | 12 | 11 | 12 | 10
| 8279 | 345 | 12 | 11 | 23 | 0 | 0 | 0 | 0 | 0 | 0 | 0 | 0 | 0 | 0 | 0 | 1 |  | 12 | 11 | 12 | 10
| 8280 | 345 | 12 | 11 | 24 | 0 | 0 | 0 | 0 | 0 | 0 | 0 | 0 | 0 | 0 | 0 | 1 |  | 12 | 11 | 12 | 10
| 8281 | 346 | 12 | 12 | 1 | 0 | 0 | 1 | 0 | 0 | 0 | 0 | 0 | 0 | 0 | 0 | 1 |  | 12 | 12 | 12 | 11
| 8282 | 346 | 12 | 12 | 2 | 0 | 0 | 1 | 0 | 0 | 0 | 0 | 0 | 0 | 0 | 0 | 1 |  | 12 | 12 | 12 | 11
| 8283 | 346 | 12 | 12 | 3 | 0 | 0 | 1 | 0 | 0 | 0 | 0 | 0 | 0 | 0 | 0 | 1 |  | 12 | 12 | 12 | 11
| 8284 | 346 | 12 | 12 | 4 | 0 | 0 | 1 | 0 | 0 | 0 | 0 | 0 | 0 | 0 | 0 | 1 |  | 12 | 12 | 12 | 11
| 8285 | 346 | 12 | 12 | 5 | 0 | 0 | 1 | 0 | 0 | 0 | 0 | 0 | 0 | 0 | 0 | 1 |  | 12 | 12 | 12 | 11
| 8286 | 346 | 12 | 12 | 6 | 0 | 0 | 1 | 0 | 0 | 0 | 0 | 0 | 0 | 0 | 0 | 1 |  | 12 | 12 | 12 | 11
| 8287 | 346 | 12 | 12 | 7 | 0 | 0 | 1 | 0 | 0 | 0 | 0 | 0 | 0 | 0 | 0 | 1 |  | 12 | 12 | 12 | 11
| 8288 | 346 | 12 | 12 | 8 | 0 | 0 | 1 | 0 | 0 | 0 | 0 | 0 | 0 | 0 | 0 | 1 |  | 12 | 12 | 12 | 11
| 8289 | 346 | 12 | 12 | 9 | 0 | 0 | 1 | 0 | 0 | 0 | 0 | 0 | 0 | 0 | 0 | 1 |  | 12 | 12 | 12 | 11
| 8290 | 346 | 12 | 12 | 10 | 0 | 0 | 1 | 0 | 0 | 0 | 0 | 0 | 0 | 0 | 0 | 1 |  | 12 | 12 | 12 | 11
| 8291 | 346 | 12 | 12 | 11 | 0 | 0 | 1 | 0 | 0 | 0 | 0 | 0 | 0 | 0 | 0 | 1 |  | 12 | 12 | 12 | 11
| 8292 | 346 | 12 | 12 | 12 | 0 | 0 | 1 | 0 | 0 | 0 | 0 | 0 | 0 | 0 | 0 | 1 |  | 12 | 12 | 12 | 11
| 8293 | 346 | 12 | 12 | 13 | 0 | 0 | 1 | 0 | 0 | 0 | 0 | 0 | 0 | 0 | 0 | 1 |  | 12 | 12 | 12 | 11
| 8294 | 346 | 12 | 12 | 14 | 0 | 0 | 1 | 0 | 0 | 0 | 0 | 0 | 0 | 0 | 0 | 1 |  | 12 | 12 | 12 | 11
| 8295 | 346 | 12 | 12 | 15 | 0 | 0 | 1 | 0 | 0 | 0 | 0 | 0 | 0 | 0 | 0 | 1 |  | 12 | 12 | 12 | 11
| 8296 | 346 | 12 | 12 | 16 | 0 | 0 | 1 | 0 | 0 | 0 | 0 | 0 | 0 | 0 | 0 | 1 |  | 12 | 12 | 12 | 11
| 8297 | 346 | 12 | 12 | 17 | 0 | 0 | 1 | 0 | 0 | 0 | 0 | 0 | 0 | 0 | 0 | 1 |  | 12 | 12 | 12 | 11
| 8298 | 346 | 12 | 12 | 18 | 0 | 0 | 1 | 0 | 0 | 0 | 0 | 0 | 0 | 0 | 0 | 1 |  | 12 | 12 | 12 | 11
| 8299 | 346 | 12 | 12 | 19 | 0 | 0 | 1 | 0 | 0 | 0 | 0 | 0 | 0 | 0 | 0 | 1 |  | 12 | 12 | 12 | 11
| 8300 | 346 | 12 | 12 | 20 | 0 | 0 | 1 | 0 | 0 | 0 | 0 | 0 | 0 | 0 | 0 | 1 |  | 12 | 12 | 12 | 11
| 8301 | 346 | 12 | 12 | 21 | 0 | 0 | 1 | 0 | 0 | 0 | 0 | 0 | 0 | 0 | 0 | 1 |  | 12 | 12 | 12 | 11
| 8302 | 346 | 12 | 12 | 22 | 0 | 0 | 1 | 0 | 0 | 0 | 0 | 0 | 0 | 0 | 0 | 1 |  | 12 | 12 | 12 | 11
| 8303 | 346 | 12 | 12 | 23 | 0 | 0 | 1 | 0 | 0 | 0 | 0 | 0 | 0 | 0 | 0 | 1 |  | 12 | 12 | 12 | 11
| 8304 | 346 | 12 | 12 | 24 | 0 | 0 | 1 | 0 | 0 | 0 | 0 | 0 | 0 | 0 | 0 | 1 |  | 12 | 12 | 12 | 11
| 8305 | 347 | 12 | 13 | 1 | 0 | 0 | 1 | 0 | 0 | 0 | 0 | 0 | 0 | 0 | 0 | 1 |  | 12 | 13 | 12 | 12
| 8306 | 347 | 12 | 13 | 2 | 0 | 0 | 1 | 0 | 0 | 0 | 0 | 0 | 0 | 0 | 0 | 1 |  | 12 | 13 | 12 | 12
| 8307 | 347 | 12 | 13 | 3 | 0 | 0 | 1 | 0 | 0 | 0 | 0 | 0 | 0 | 0 | 0 | 1 |  | 12 | 13 | 12 | 12
| 8308 | 347 | 12 | 13 | 4 | 0 | 0 | 1 | 0 | 0 | 0 | 0 | 0 | 0 | 0 | 0 | 1 |  | 12 | 13 | 12 | 12
| 8309 | 347 | 12 | 13 | 5 | 0 | 0 | 1 | 0 | 0 | 0 | 0 | 0 | 0 | 0 | 0 | 1 |  | 12 | 13 | 12 | 12
| 8310 | 347 | 12 | 13 | 6 | 0 | 0 | 1 | 0 | 0 | 0 | 0 | 0 | 0 | 0 | 0 | 1 |  | 12 | 13 | 12 | 12
| 8311 | 347 | 12 | 13 | 7 | 0 | 0 | 1 | 0 | 0 | 0 | 0 | 0 | 0 | 0 | 0 | 1 |  | 12 | 13 | 12 | 12
| 8312 | 347 | 12 | 13 | 8 | 0 | 0 | 1 | 0 | 0 | 0 | 0 | 0 | 0 | 0 | 0 | 1 |  | 12 | 13 | 12 | 12
| 8313 | 347 | 12 | 13 | 9 | 0 | 0 | 1 | 0 | 0 | 0 | 0 | 0 | 0 | 0 | 0 | 1 |  | 12 | 13 | 12 | 12
| 8314 | 347 | 12 | 13 | 10 | 0 | 0 | 1 | 0 | 0 | 0 | 0 | 0 | 0 | 0 | 0 | 1 |  | 12 | 13 | 12 | 12
| 8315 | 347 | 12 | 13 | 11 | 0 | 0 | 1 | 0 | 0 | 0 | 0 | 0 | 0 | 0 | 0 | 1 |  | 12 | 13 | 12 | 12
| 8316 | 347 | 12 | 13 | 12 | 0 | 0 | 1 | 0 | 0 | 0 | 0 | 0 | 0 | 0 | 0 | 1 |  | 12 | 13 | 12 | 12
| 8317 | 347 | 12 | 13 | 13 | 0 | 0 | 1 | 0 | 0 | 0 | 0 | 0 | 0 | 0 | 0 | 1 |  | 12 | 13 | 12 | 12
| 8318 | 347 | 12 | 13 | 14 | 0 | 0 | 1 | 0 | 0 | 0 | 0 | 0 | 0 | 0 | 0 | 1 |  | 12 | 13 | 12 | 12
| 8319 | 347 | 12 | 13 | 15 | 0 | 0 | 1 | 0 | 0 | 0 | 0 | 0 | 0 | 0 | 0 | 1 |  | 12 | 13 | 12 | 12
| 8320 | 347 | 12 | 13 | 16 | 0 | 0 | 1 | 0 | 0 | 0 | 0 | 0 | 0 | 0 | 0 | 1 |  | 12 | 13 | 12 | 12
| 8321 | 347 | 12 | 13 | 17 | 0 | 0 | 1 | 0 | 0 | 0 | 0 | 0 | 0 | 0 | 0 | 1 |  | 12 | 13 | 12 | 12
| 8322 | 347 | 12 | 13 | 18 | 0 | 0 | 1 | 0 | 0 | 0 | 0 | 0 | 0 | 0 | 0 | 1 |  | 12 | 13 | 12 | 12
| 8323 | 347 | 12 | 13 | 19 | 0 | 0 | 1 | 0 | 0 | 0 | 0 | 0 | 0 | 0 | 0 | 1 |  | 12 | 13 | 12 | 12
| 8324 | 347 | 12 | 13 | 20 | 0 | 0 | 1 | 0 | 0 | 0 | 0 | 0 | 0 | 0 | 0 | 1 |  | 12 | 13 | 12 | 12
| 8325 | 347 | 12 | 13 | 21 | 0 | 0 | 1 | 0 | 0 | 0 | 0 | 0 | 0 | 0 | 0 | 1 |  | 12 | 13 | 12 | 12
| 8326 | 347 | 12 | 13 | 22 | 0 | 0 | 1 | 0 | 0 | 0 | 0 | 0 | 0 | 0 | 0 | 1 |  | 12 | 13 | 12 | 12
| 8327 | 347 | 12 | 13 | 23 | 0 | 0 | 1 | 0 | 0 | 0 | 0 | 0 | 0 | 0 | 0 | 1 |  | 12 | 13 | 12 | 12
| 8328 | 347 | 12 | 13 | 24 | 0 | 0 | 1 | 0 | 0 | 0 | 0 | 0 | 0 | 0 | 0 | 1 |  | 12 | 13 | 12 | 12
| 8329 | 348 | 12 | 14 | 1 | 0 | 0 | 1 | 0 | 0 | 0 | 0 | 0 | 0 | 0 | 0 | 1 |  | 12 | 14 | 12 | 13
| 8330 | 348 | 12 | 14 | 2 | 0 | 0 | 1 | 0 | 0 | 0 | 0 | 0 | 0 | 0 | 0 | 1 |  | 12 | 14 | 12 | 13
| 8331 | 348 | 12 | 14 | 3 | 0 | 0 | 1 | 0 | 0 | 0 | 0 | 0 | 0 | 0 | 0 | 1 |  | 12 | 14 | 12 | 13
| 8332 | 348 | 12 | 14 | 4 | 0 | 0 | 1 | 0 | 0 | 0 | 0 | 0 | 0 | 0 | 0 | 1 |  | 12 | 14 | 12 | 13
| 8333 | 348 | 12 | 14 | 5 | 0 | 0 | 1 | 0 | 0 | 0 | 0 | 0 | 0 | 0 | 0 | 1 |  | 12 | 14 | 12 | 13
| 8334 | 348 | 12 | 14 | 6 | 0 | 0 | 1 | 0 | 0 | 0 | 0 | 0 | 0 | 0 | 0 | 1 |  | 12 | 14 | 12 | 13
| 8335 | 348 | 12 | 14 | 7 | 0 | 0 | 1 | 0 | 0 | 0 | 0 | 0 | 0 | 0 | 0 | 1 |  | 12 | 14 | 12 | 13
| 8336 | 348 | 12 | 14 | 8 | 0 | 0 | 1 | 0 | 0 | 0 | 0 | 0 | 0 | 0 | 0 | 1 |  | 12 | 14 | 12 | 13
| 8337 | 348 | 12 | 14 | 9 | 0 | 0 | 1 | 0 | 0 | 0 | 0 | 0 | 0 | 0 | 0 | 1 |  | 12 | 14 | 12 | 13
| 8338 | 348 | 12 | 14 | 10 | 0 | 0 | 1 | 0 | 0 | 0 | 0 | 0 | 0 | 0 | 0 | 1 |  | 12 | 14 | 12 | 13
| 8339 | 348 | 12 | 14 | 11 | 0 | 0 | 1 | 0 | 0 | 0 | 0 | 0 | 0 | 0 | 0 | 1 |  | 12 | 14 | 12 | 13
| 8340 | 348 | 12 | 14 | 12 | 0 | 0 | 1 | 0 | 0 | 0 | 0 | 0 | 0 | 0 | 0 | 1 |  | 12 | 14 | 12 | 13
| 8341 | 348 | 12 | 14 | 13 | 0 | 0 | 1 | 0 | 0 | 0 | 0 | 0 | 0 | 0 | 0 | 1 |  | 12 | 14 | 12 | 13
| 8342 | 348 | 12 | 14 | 14 | 0 | 0 | 1 | 0 | 0 | 0 | 0 | 0 | 0 | 0 | 0 | 1 |  | 12 | 14 | 12 | 13
| 8343 | 348 | 12 | 14 | 15 | 0 | 0 | 1 | 0 | 0 | 0 | 0 | 0 | 0 | 0 | 0 | 1 |  | 12 | 14 | 12 | 13
| 8344 | 348 | 12 | 14 | 16 | 0 | 0 | 1 | 0 | 0 | 0 | 0 | 0 | 0 | 0 | 0 | 1 |  | 12 | 14 | 12 | 13
| 8345 | 348 | 12 | 14 | 17 | 0 | 0 | 1 | 0 | 0 | 0 | 0 | 0 | 0 | 0 | 0 | 1 |  | 12 | 14 | 12 | 13
| 8346 | 348 | 12 | 14 | 18 | 0 | 0 | 1 | 0 | 0 | 0 | 0 | 0 | 0 | 0 | 0 | 1 |  | 12 | 14 | 12 | 13
| 8347 | 348 | 12 | 14 | 19 | 0 | 0 | 1 | 0 | 0 | 0 | 0 | 0 | 0 | 0 | 0 | 1 |  | 12 | 14 | 12 | 13
| 8348 | 348 | 12 | 14 | 20 | 0 | 0 | 1 | 0 | 0 | 0 | 0 | 0 | 0 | 0 | 0 | 1 |  | 12 | 14 | 12 | 13
| 8349 | 348 | 12 | 14 | 21 | 0 | 0 | 1 | 0 | 0 | 0 | 0 | 0 | 0 | 0 | 0 | 1 |  | 12 | 14 | 12 | 13
| 8350 | 348 | 12 | 14 | 22 | 0 | 0 | 1 | 0 | 0 | 0 | 0 | 0 | 0 | 0 | 0 | 1 |  | 12 | 14 | 12 | 13
| 8351 | 348 | 12 | 14 | 23 | 0 | 0 | 1 | 0 | 0 | 0 | 0 | 0 | 0 | 0 | 0 | 1 |  | 12 | 14 | 12 | 13
| 8352 | 348 | 12 | 14 | 24 | 0 | 0 | 1 | 0 | 0 | 0 | 0 | 0 | 0 | 0 | 0 | 1 |  | 12 | 14 | 12 | 13
| 8353 | 349 | 12 | 15 | 1 | 0 | 0 | 1 | 0 | 0 | 0 | 0 | 0 | 0 | 0 | 0 | 1 |  | 12 | 15 | 12 | 14
| 8354 | 349 | 12 | 15 | 2 | 0 | 0 | 1 | 0 | 0 | 0 | 0 | 0 | 0 | 0 | 0 | 1 |  | 12 | 15 | 12 | 14
| 8355 | 349 | 12 | 15 | 3 | 0 | 0 | 1 | 0 | 0 | 0 | 0 | 0 | 0 | 0 | 0 | 1 |  | 12 | 15 | 12 | 14
| 8356 | 349 | 12 | 15 | 4 | 0 | 0 | 1 | 0 | 0 | 0 | 0 | 0 | 0 | 0 | 0 | 1 |  | 12 | 15 | 12 | 14
| 8357 | 349 | 12 | 15 | 5 | 0 | 0 | 1 | 0 | 0 | 0 | 0 | 0 | 0 | 0 | 0 | 1 |  | 12 | 15 | 12 | 14
| 8358 | 349 | 12 | 15 | 6 | 0 | 0 | 1 | 0 | 0 | 0 | 0 | 0 | 0 | 0 | 0 | 1 |  | 12 | 15 | 12 | 14
| 8359 | 349 | 12 | 15 | 7 | 0 | 0 | 1 | 0 | 0 | 0 | 0 | 0 | 0 | 0 | 0 | 1 |  | 12 | 15 | 12 | 14
| 8360 | 349 | 12 | 15 | 8 | 0 | 0 | 1 | 0 | 0 | 0 | 0 | 0 | 0 | 0 | 0 | 1 |  | 12 | 15 | 12 | 14
| 8361 | 349 | 12 | 15 | 9 | 0 | 0 | 1 | 0 | 0 | 0 | 0 | 0 | 0 | 0 | 0 | 1 |  | 12 | 15 | 12 | 14
| 8362 | 349 | 12 | 15 | 10 | 0 | 0 | 1 | 0 | 0 | 0 | 0 | 0 | 0 | 0 | 0 | 1 |  | 12 | 15 | 12 | 14
| 8363 | 349 | 12 | 15 | 11 | 0 | 0 | 1 | 0 | 0 | 0 | 0 | 0 | 0 | 0 | 0 | 1 |  | 12 | 15 | 12 | 14
| 8364 | 349 | 12 | 15 | 12 | 0 | 0 | 1 | 0 | 0 | 0 | 0 | 0 | 0 | 0 | 0 | 1 |  | 12 | 15 | 12 | 14
| 8365 | 349 | 12 | 15 | 13 | 0 | 0 | 1 | 0 | 0 | 0 | 0 | 0 | 0 | 0 | 0 | 1 |  | 12 | 15 | 12 | 14
| 8366 | 349 | 12 | 15 | 14 | 0 | 0 | 1 | 0 | 0 | 0 | 0 | 0 | 0 | 0 | 0 | 1 |  | 12 | 15 | 12 | 14
| 8367 | 349 | 12 | 15 | 15 | 0 | 0 | 1 | 0 | 0 | 0 | 0 | 0 | 0 | 0 | 0 | 1 |  | 12 | 15 | 12 | 14
| 8368 | 349 | 12 | 15 | 16 | 0 | 0 | 1 | 0 | 0 | 0 | 0 | 0 | 0 | 0 | 0 | 1 |  | 12 | 15 | 12 | 14
| 8369 | 349 | 12 | 15 | 17 | 0 | 0 | 1 | 0 | 0 | 0 | 0 | 0 | 0 | 0 | 0 | 1 |  | 12 | 15 | 12 | 14
| 8370 | 349 | 12 | 15 | 18 | 0 | 0 | 1 | 0 | 0 | 0 | 0 | 0 | 0 | 0 | 0 | 1 |  | 12 | 15 | 12 | 14
| 8371 | 349 | 12 | 15 | 19 | 0 | 0 | 1 | 0 | 0 | 0 | 0 | 0 | 0 | 0 | 0 | 1 |  | 12 | 15 | 12 | 14
| 8372 | 349 | 12 | 15 | 20 | 0 | 0 | 1 | 0 | 0 | 0 | 0 | 0 | 0 | 0 | 0 | 1 |  | 12 | 15 | 12 | 14
| 8373 | 349 | 12 | 15 | 21 | 0 | 0 | 1 | 0 | 0 | 0 | 0 | 0 | 0 | 0 | 0 | 1 |  | 12 | 15 | 12 | 14
| 8374 | 349 | 12 | 15 | 22 | 0 | 0 | 1 | 0 | 0 | 0 | 0 | 0 | 0 | 0 | 0 | 1 |  | 12 | 15 | 12 | 14
| 8375 | 349 | 12 | 15 | 23 | 0 | 0 | 1 | 0 | 0 | 0 | 0 | 0 | 0 | 0 | 0 | 1 |  | 12 | 15 | 12 | 14
| 8376 | 349 | 12 | 15 | 24 | 0 | 0 | 1 | 0 | 0 | 0 | 0 | 0 | 0 | 0 | 0 | 1 |  | 12 | 15 | 12 | 14
| 8377 | 350 | 12 | 16 | 1 | 0 | 0 | 1 | 0 | 0 | 0 | 0 | 0 | 0 | 0 | 0 | 1 |  | 12 | 16 | 12 | 15
| 8378 | 350 | 12 | 16 | 2 | 0 | 0 | 1 | 0 | 0 | 0 | 0 | 0 | 0 | 0 | 0 | 1 |  | 12 | 16 | 12 | 15
| 8379 | 350 | 12 | 16 | 3 | 0 | 0 | 1 | 0 | 0 | 0 | 0 | 0 | 0 | 0 | 0 | 1 |  | 12 | 16 | 12 | 15
| 8380 | 350 | 12 | 16 | 4 | 0 | 0 | 1 | 0 | 0 | 0 | 0 | 0 | 0 | 0 | 0 | 1 |  | 12 | 16 | 12 | 15
| 8381 | 350 | 12 | 16 | 5 | 0 | 0 | 1 | 0 | 0 | 0 | 0 | 0 | 0 | 0 | 0 | 1 |  | 12 | 16 | 12 | 15
| 8382 | 350 | 12 | 16 | 6 | 0 | 0 | 1 | 0 | 0 | 0 | 0 | 0 | 0 | 0 | 0 | 1 |  | 12 | 16 | 12 | 15
| 8383 | 350 | 12 | 16 | 7 | 0 | 0 | 1 | 0 | 0 | 0 | 0 | 0 | 0 | 0 | 0 | 1 |  | 12 | 16 | 12 | 15
| 8384 | 350 | 12 | 16 | 8 | 0 | 0 | 1 | 0 | 0 | 0 | 0 | 0 | 0 | 0 | 0 | 1 |  | 12 | 16 | 12 | 15
| 8385 | 350 | 12 | 16 | 9 | 0 | 0 | 1 | 0 | 0 | 0 | 0 | 0 | 0 | 0 | 0 | 1 |  | 12 | 16 | 12 | 15
| 8386 | 350 | 12 | 16 | 10 | 0 | 0 | 1 | 0 | 0 | 0 | 0 | 0 | 0 | 0 | 0 | 1 |  | 12 | 16 | 12 | 15
| 8387 | 350 | 12 | 16 | 11 | 0 | 0 | 1 | 0 | 0 | 0 | 0 | 0 | 0 | 0 | 0 | 1 |  | 12 | 16 | 12 | 15
| 8388 | 350 | 12 | 16 | 12 | 0 | 0 | 1 | 0 | 0 | 0 | 0 | 0 | 0 | 0 | 0 | 1 |  | 12 | 16 | 12 | 15
| 8389 | 350 | 12 | 16 | 13 | 0 | 0 | 1 | 0 | 0 | 0 | 0 | 0 | 0 | 0 | 0 | 1 |  | 12 | 16 | 12 | 15
| 8390 | 350 | 12 | 16 | 14 | 0 | 0 | 1 | 0 | 0 | 0 | 0 | 0 | 0 | 0 | 0 | 1 |  | 12 | 16 | 12 | 15
| 8391 | 350 | 12 | 16 | 15 | 0 | 0 | 1 | 0 | 0 | 0 | 0 | 0 | 0 | 0 | 0 | 1 |  | 12 | 16 | 12 | 15
| 8392 | 350 | 12 | 16 | 16 | 0 | 0 | 1 | 0 | 0 | 0 | 0 | 0 | 0 | 0 | 0 | 1 |  | 12 | 16 | 12 | 15
| 8393 | 350 | 12 | 16 | 17 | 0 | 0 | 1 | 0 | 0 | 0 | 0 | 0 | 0 | 0 | 0 | 1 |  | 12 | 16 | 12 | 15
| 8394 | 350 | 12 | 16 | 18 | 0 | 0 | 1 | 0 | 0 | 0 | 0 | 0 | 0 | 0 | 0 | 1 |  | 12 | 16 | 12 | 15
| 8395 | 350 | 12 | 16 | 19 | 0 | 0 | 1 | 0 | 0 | 0 | 0 | 0 | 0 | 0 | 0 | 1 |  | 12 | 16 | 12 | 15
| 8396 | 350 | 12 | 16 | 20 | 0 | 0 | 1 | 0 | 0 | 0 | 0 | 0 | 0 | 0 | 0 | 1 |  | 12 | 16 | 12 | 15
| 8397 | 350 | 12 | 16 | 21 | 0 | 0 | 1 | 0 | 0 | 0 | 0 | 0 | 0 | 0 | 0 | 1 |  | 12 | 16 | 12 | 15
| 8398 | 350 | 12 | 16 | 22 | 0 | 0 | 1 | 0 | 0 | 0 | 0 | 0 | 0 | 0 | 0 | 1 |  | 12 | 16 | 12 | 15
| 8399 | 350 | 12 | 16 | 23 | 0 | 0 | 1 | 0 | 0 | 0 | 0 | 0 | 0 | 0 | 0 | 1 |  | 12 | 16 | 12 | 15
| 8400 | 350 | 12 | 16 | 24 | 0 | 0 | 1 | 0 | 0 | 0 | 0 | 0 | 0 | 0 | 0 | 1 |  | 12 | 16 | 12 | 15
| 8401 | 351 | 12 | 17 | 1 | 0 | 0 | 0 | 0 | 0 | 0 | 0 | 0 | 0 | 0 | 0 | 1 |  | 12 | 17 | 12 | 16
| 8402 | 351 | 12 | 17 | 2 | 0 | 0 | 0 | 0 | 0 | 0 | 0 | 0 | 0 | 0 | 0 | 1 |  | 12 | 17 | 12 | 16
| 8403 | 351 | 12 | 17 | 3 | 0 | 0 | 0 | 0 | 0 | 0 | 0 | 0 | 0 | 0 | 0 | 1 |  | 12 | 17 | 12 | 16
| 8404 | 351 | 12 | 17 | 4 | 0 | 0 | 0 | 0 | 0 | 0 | 0 | 0 | 0 | 0 | 0 | 1 |  | 12 | 17 | 12 | 16
| 8405 | 351 | 12 | 17 | 5 | 0 | 0 | 0 | 0 | 0 | 0 | 0 | 0 | 0 | 0 | 0 | 1 |  | 12 | 17 | 12 | 16
| 8406 | 351 | 12 | 17 | 6 | 0 | 0 | 0 | 0 | 0 | 0 | 0 | 0 | 0 | 0 | 0 | 1 |  | 12 | 17 | 12 | 16
| 8407 | 351 | 12 | 17 | 7 | 0 | 0 | 0 | 0 | 0 | 0 | 0 | 0 | 0 | 0 | 0 | 1 |  | 12 | 17 | 12 | 16
| 8408 | 351 | 12 | 17 | 8 | 0 | 0 | 0 | 0 | 0 | 0 | 0 | 0 | 0 | 0 | 0 | 1 |  | 12 | 17 | 12 | 16
| 8409 | 351 | 12 | 17 | 9 | 0 | 0 | 0 | 0 | 0 | 0 | 0 | 0 | 0 | 0 | 0 | 1 |  | 12 | 17 | 12 | 16
| 8410 | 351 | 12 | 17 | 10 | 0 | 0 | 0 | 0 | 0 | 0 | 0 | 0 | 0 | 0 | 0 | 1 |  | 12 | 17 | 12 | 16
| 8411 | 351 | 12 | 17 | 11 | 0 | 0 | 0 | 0 | 0 | 0 | 0 | 0 | 0 | 0 | 0 | 1 |  | 12 | 17 | 12 | 16
| 8412 | 351 | 12 | 17 | 12 | 0 | 0 | 0 | 0 | 0 | 0 | 0 | 0 | 0 | 0 | 0 | 1 |  | 12 | 17 | 12 | 16
| 8413 | 351 | 12 | 17 | 13 | 0 | 0 | 0 | 0 | 0 | 0 | 0 | 0 | 0 | 0 | 0 | 1 |  | 12 | 17 | 12 | 16
| 8414 | 351 | 12 | 17 | 14 | 0 | 0 | 0 | 0 | 0 | 0 | 0 | 0 | 0 | 0 | 0 | 1 |  | 12 | 17 | 12 | 16
| 8415 | 351 | 12 | 17 | 15 | 0 | 0 | 0 | 0 | 0 | 0 | 0 | 0 | 0 | 0 | 0 | 1 |  | 12 | 17 | 12 | 16
| 8416 | 351 | 12 | 17 | 16 | 0 | 0 | 0 | 0 | 0 | 0 | 0 | 0 | 0 | 0 | 0 | 1 |  | 12 | 17 | 12 | 16
| 8417 | 351 | 12 | 17 | 17 | 0 | 0 | 0 | 0 | 0 | 0 | 0 | 0 | 0 | 0 | 0 | 1 |  | 12 | 17 | 12 | 16
| 8418 | 351 | 12 | 17 | 18 | 0 | 0 | 0 | 0 | 0 | 0 | 0 | 0 | 0 | 0 | 0 | 1 |  | 12 | 17 | 12 | 16
| 8419 | 351 | 12 | 17 | 19 | 0 | 0 | 0 | 0 | 0 | 0 | 0 | 0 | 0 | 0 | 0 | 1 |  | 12 | 17 | 12 | 16
| 8420 | 351 | 12 | 17 | 20 | 0 | 0 | 0 | 0 | 0 | 0 | 0 | 0 | 0 | 0 | 0 | 1 |  | 12 | 17 | 12 | 16
| 8421 | 351 | 12 | 17 | 21 | 0 | 0 | 0 | 0 | 0 | 0 | 0 | 0 | 0 | 0 | 0 | 1 |  | 12 | 17 | 12 | 16
| 8422 | 351 | 12 | 17 | 22 | 0 | 0 | 0 | 0 | 0 | 0 | 0 | 0 | 0 | 0 | 0 | 1 |  | 12 | 17 | 12 | 16
| 8423 | 351 | 12 | 17 | 23 | 0 | 0 | 0 | 0 | 0 | 0 | 0 | 0 | 0 | 0 | 0 | 1 |  | 12 | 17 | 12 | 16
| 8424 | 351 | 12 | 17 | 24 | 0 | 0 | 0 | 0 | 0 | 0 | 0 | 0 | 0 | 0 | 0 | 1 |  | 12 | 17 | 12 | 16
| 8425 | 352 | 12 | 18 | 1 | 0 | 0 | 0 | 0 | 0 | 0 | 0 | 0 | 0 | 0 | 0 | 1 |  | 12 | 18 | 12 | 17
| 8426 | 352 | 12 | 18 | 2 | 0 | 0 | 0 | 0 | 0 | 0 | 0 | 0 | 0 | 0 | 0 | 1 |  | 12 | 18 | 12 | 17
| 8427 | 352 | 12 | 18 | 3 | 0 | 0 | 0 | 0 | 0 | 0 | 0 | 0 | 0 | 0 | 0 | 1 |  | 12 | 18 | 12 | 17
| 8428 | 352 | 12 | 18 | 4 | 0 | 0 | 0 | 0 | 0 | 0 | 0 | 0 | 0 | 0 | 0 | 1 |  | 12 | 18 | 12 | 17
| 8429 | 352 | 12 | 18 | 5 | 0 | 0 | 0 | 0 | 0 | 0 | 0 | 0 | 0 | 0 | 0 | 1 |  | 12 | 18 | 12 | 17
| 8430 | 352 | 12 | 18 | 6 | 0 | 0 | 0 | 0 | 0 | 0 | 0 | 0 | 0 | 0 | 0 | 1 |  | 12 | 18 | 12 | 17
| 8431 | 352 | 12 | 18 | 7 | 0 | 0 | 0 | 0 | 0 | 0 | 0 | 0 | 0 | 0 | 0 | 1 |  | 12 | 18 | 12 | 17
| 8432 | 352 | 12 | 18 | 8 | 0 | 0 | 0 | 0 | 0 | 0 | 0 | 0 | 0 | 0 | 0 | 1 |  | 12 | 18 | 12 | 17
| 8433 | 352 | 12 | 18 | 9 | 0 | 0 | 0 | 0 | 0 | 0 | 0 | 0 | 0 | 0 | 0 | 1 |  | 12 | 18 | 12 | 17
| 8434 | 352 | 12 | 18 | 10 | 0 | 0 | 0 | 0 | 0 | 0 | 0 | 0 | 0 | 0 | 0 | 1 |  | 12 | 18 | 12 | 17
| 8435 | 352 | 12 | 18 | 11 | 0 | 0 | 0 | 0 | 0 | 0 | 0 | 0 | 0 | 0 | 0 | 1 |  | 12 | 18 | 12 | 17
| 8436 | 352 | 12 | 18 | 12 | 0 | 0 | 0 | 0 | 0 | 0 | 0 | 0 | 0 | 0 | 0 | 1 |  | 12 | 18 | 12 | 17
| 8437 | 352 | 12 | 18 | 13 | 0 | 0 | 0 | 0 | 0 | 0 | 0 | 0 | 0 | 0 | 0 | 1 |  | 12 | 18 | 12 | 17
| 8438 | 352 | 12 | 18 | 14 | 0 | 0 | 0 | 0 | 0 | 0 | 0 | 0 | 0 | 0 | 0 | 1 |  | 12 | 18 | 12 | 17
| 8439 | 352 | 12 | 18 | 15 | 0 | 0 | 0 | 0 | 0 | 0 | 0 | 0 | 0 | 0 | 0 | 1 |  | 12 | 18 | 12 | 17
| 8440 | 352 | 12 | 18 | 16 | 0 | 0 | 0 | 0 | 0 | 0 | 0 | 0 | 0 | 0 | 0 | 1 |  | 12 | 18 | 12 | 17
| 8441 | 352 | 12 | 18 | 17 | 0 | 0 | 0 | 0 | 0 | 0 | 0 | 0 | 0 | 0 | 0 | 1 |  | 12 | 18 | 12 | 17
| 8442 | 352 | 12 | 18 | 18 | 0 | 0 | 0 | 0 | 0 | 0 | 0 | 0 | 0 | 0 | 0 | 1 |  | 12 | 18 | 12 | 17
| 8443 | 352 | 12 | 18 | 19 | 0 | 0 | 0 | 0 | 0 | 0 | 0 | 0 | 0 | 0 | 0 | 1 |  | 12 | 18 | 12 | 17
| 8444 | 352 | 12 | 18 | 20 | 0 | 0 | 0 | 0 | 0 | 0 | 0 | 0 | 0 | 0 | 0 | 1 |  | 12 | 18 | 12 | 17
| 8445 | 352 | 12 | 18 | 21 | 0 | 0 | 0 | 0 | 0 | 0 | 0 | 0 | 0 | 0 | 0 | 1 |  | 12 | 18 | 12 | 17
| 8446 | 352 | 12 | 18 | 22 | 0 | 0 | 0 | 0 | 0 | 0 | 0 | 0 | 0 | 0 | 0 | 1 |  | 12 | 18 | 12 | 17
| 8447 | 352 | 12 | 18 | 23 | 0 | 0 | 0 | 0 | 0 | 0 | 0 | 0 | 0 | 0 | 0 | 1 |  | 12 | 18 | 12 | 17
| 8448 | 352 | 12 | 18 | 24 | 0 | 0 | 0 | 0 | 0 | 0 | 0 | 0 | 0 | 0 | 0 | 1 |  | 12 | 18 | 12 | 17
| 8449 | 353 | 12 | 19 | 1 | 0 | 0 | 1 | 0 | 0 | 0 | 0 | 0 | 0 | 0 | 0 | 1 |  | 12 | 19 | 12 | 18
| 8450 | 353 | 12 | 19 | 2 | 0 | 0 | 1 | 0 | 0 | 0 | 0 | 0 | 0 | 0 | 0 | 1 |  | 12 | 19 | 12 | 18
| 8451 | 353 | 12 | 19 | 3 | 0 | 0 | 1 | 0 | 0 | 0 | 0 | 0 | 0 | 0 | 0 | 1 |  | 12 | 19 | 12 | 18
| 8452 | 353 | 12 | 19 | 4 | 0 | 0 | 1 | 0 | 0 | 0 | 0 | 0 | 0 | 0 | 0 | 1 |  | 12 | 19 | 12 | 18
| 8453 | 353 | 12 | 19 | 5 | 0 | 0 | 1 | 0 | 0 | 0 | 0 | 0 | 0 | 0 | 0 | 1 |  | 12 | 19 | 12 | 18
| 8454 | 353 | 12 | 19 | 6 | 0 | 0 | 1 | 0 | 0 | 0 | 0 | 0 | 0 | 0 | 0 | 1 |  | 12 | 19 | 12 | 18
| 8455 | 353 | 12 | 19 | 7 | 0 | 0 | 1 | 0 | 0 | 0 | 0 | 0 | 0 | 0 | 0 | 1 |  | 12 | 19 | 12 | 18
| 8456 | 353 | 12 | 19 | 8 | 0 | 0 | 1 | 0 | 0 | 0 | 0 | 0 | 0 | 0 | 0 | 1 |  | 12 | 19 | 12 | 18
| 8457 | 353 | 12 | 19 | 9 | 0 | 0 | 1 | 0 | 0 | 0 | 0 | 0 | 0 | 0 | 0 | 1 |  | 12 | 19 | 12 | 18
| 8458 | 353 | 12 | 19 | 10 | 0 | 0 | 1 | 0 | 0 | 0 | 0 | 0 | 0 | 0 | 0 | 1 |  | 12 | 19 | 12 | 18
| 8459 | 353 | 12 | 19 | 11 | 0 | 0 | 1 | 0 | 0 | 0 | 0 | 0 | 0 | 0 | 0 | 1 |  | 12 | 19 | 12 | 18
| 8460 | 353 | 12 | 19 | 12 | 0 | 0 | 1 | 0 | 0 | 0 | 0 | 0 | 0 | 0 | 0 | 1 |  | 12 | 19 | 12 | 18
| 8461 | 353 | 12 | 19 | 13 | 0 | 0 | 1 | 0 | 0 | 0 | 0 | 0 | 0 | 0 | 0 | 1 |  | 12 | 19 | 12 | 18
| 8462 | 353 | 12 | 19 | 14 | 0 | 0 | 1 | 0 | 0 | 0 | 0 | 0 | 0 | 0 | 0 | 1 |  | 12 | 19 | 12 | 18
| 8463 | 353 | 12 | 19 | 15 | 0 | 0 | 1 | 0 | 0 | 0 | 0 | 0 | 0 | 0 | 0 | 1 |  | 12 | 19 | 12 | 18
| 8464 | 353 | 12 | 19 | 16 | 0 | 0 | 1 | 0 | 0 | 0 | 0 | 0 | 0 | 0 | 0 | 1 |  | 12 | 19 | 12 | 18
| 8465 | 353 | 12 | 19 | 17 | 0 | 0 | 1 | 0 | 0 | 0 | 0 | 0 | 0 | 0 | 0 | 1 |  | 12 | 19 | 12 | 18
| 8466 | 353 | 12 | 19 | 18 | 0 | 0 | 1 | 0 | 0 | 0 | 0 | 0 | 0 | 0 | 0 | 1 |  | 12 | 19 | 12 | 18
| 8467 | 353 | 12 | 19 | 19 | 0 | 0 | 1 | 0 | 0 | 0 | 0 | 0 | 0 | 0 | 0 | 1 |  | 12 | 19 | 12 | 18
| 8468 | 353 | 12 | 19 | 20 | 0 | 0 | 1 | 0 | 0 | 0 | 0 | 0 | 0 | 0 | 0 | 1 |  | 12 | 19 | 12 | 18
| 8469 | 353 | 12 | 19 | 21 | 0 | 0 | 1 | 0 | 0 | 0 | 0 | 0 | 0 | 0 | 0 | 1 |  | 12 | 19 | 12 | 18
| 8470 | 353 | 12 | 19 | 22 | 0 | 0 | 1 | 0 | 0 | 0 | 0 | 0 | 0 | 0 | 0 | 1 |  | 12 | 19 | 12 | 18
| 8471 | 353 | 12 | 19 | 23 | 0 | 0 | 1 | 0 | 0 | 0 | 0 | 0 | 0 | 0 | 0 | 1 |  | 12 | 19 | 12 | 18
| 8472 | 353 | 12 | 19 | 24 | 0 | 0 | 1 | 0 | 0 | 0 | 0 | 0 | 0 | 0 | 0 | 1 |  | 12 | 19 | 12 | 18
| 8473 | 354 | 12 | 20 | 1 | 0 | 0 | 1 | 0 | 0 | 0 | 0 | 0 | 0 | 0 | 0 | 1 |  | 12 | 20 | 12 | 19
| 8474 | 354 | 12 | 20 | 2 | 0 | 0 | 1 | 0 | 0 | 0 | 0 | 0 | 0 | 0 | 0 | 1 |  | 12 | 20 | 12 | 19
| 8475 | 354 | 12 | 20 | 3 | 0 | 0 | 1 | 0 | 0 | 0 | 0 | 0 | 0 | 0 | 0 | 1 |  | 12 | 20 | 12 | 19
| 8476 | 354 | 12 | 20 | 4 | 0 | 0 | 1 | 0 | 0 | 0 | 0 | 0 | 0 | 0 | 0 | 1 |  | 12 | 20 | 12 | 19
| 8477 | 354 | 12 | 20 | 5 | 0 | 0 | 1 | 0 | 0 | 0 | 0 | 0 | 0 | 0 | 0 | 1 |  | 12 | 20 | 12 | 19
| 8478 | 354 | 12 | 20 | 6 | 0 | 0 | 1 | 0 | 0 | 0 | 0 | 0 | 0 | 0 | 0 | 1 |  | 12 | 20 | 12 | 19
| 8479 | 354 | 12 | 20 | 7 | 0 | 0 | 1 | 0 | 0 | 0 | 0 | 0 | 0 | 0 | 0 | 1 |  | 12 | 20 | 12 | 19
| 8480 | 354 | 12 | 20 | 8 | 0 | 0 | 1 | 0 | 0 | 0 | 0 | 0 | 0 | 0 | 0 | 1 |  | 12 | 20 | 12 | 19
| 8481 | 354 | 12 | 20 | 9 | 0 | 0 | 1 | 0 | 0 | 0 | 0 | 0 | 0 | 0 | 0 | 1 |  | 12 | 20 | 12 | 19
| 8482 | 354 | 12 | 20 | 10 | 0 | 0 | 1 | 0 | 0 | 0 | 0 | 0 | 0 | 0 | 0 | 1 |  | 12 | 20 | 12 | 19
| 8483 | 354 | 12 | 20 | 11 | 0 | 0 | 1 | 0 | 0 | 0 | 0 | 0 | 0 | 0 | 0 | 1 |  | 12 | 20 | 12 | 19
| 8484 | 354 | 12 | 20 | 12 | 0 | 0 | 1 | 0 | 0 | 0 | 0 | 0 | 0 | 0 | 0 | 1 |  | 12 | 20 | 12 | 19
| 8485 | 354 | 12 | 20 | 13 | 0 | 0 | 1 | 0 | 0 | 0 | 0 | 0 | 0 | 0 | 0 | 1 |  | 12 | 20 | 12 | 19
| 8486 | 354 | 12 | 20 | 14 | 0 | 0 | 1 | 0 | 0 | 0 | 0 | 0 | 0 | 0 | 0 | 1 |  | 12 | 20 | 12 | 19
| 8487 | 354 | 12 | 20 | 15 | 0 | 0 | 1 | 0 | 0 | 0 | 0 | 0 | 0 | 0 | 0 | 1 |  | 12 | 20 | 12 | 19
| 8488 | 354 | 12 | 20 | 16 | 0 | 0 | 1 | 0 | 0 | 0 | 0 | 0 | 0 | 0 | 0 | 1 |  | 12 | 20 | 12 | 19
| 8489 | 354 | 12 | 20 | 17 | 0 | 0 | 1 | 0 | 0 | 0 | 0 | 0 | 0 | 0 | 0 | 1 |  | 12 | 20 | 12 | 19
| 8490 | 354 | 12 | 20 | 18 | 0 | 0 | 1 | 0 | 0 | 0 | 0 | 0 | 0 | 0 | 0 | 1 |  | 12 | 20 | 12 | 19
| 8491 | 354 | 12 | 20 | 19 | 0 | 0 | 1 | 0 | 0 | 0 | 0 | 0 | 0 | 0 | 0 | 1 |  | 12 | 20 | 12 | 19
| 8492 | 354 | 12 | 20 | 20 | 0 | 0 | 1 | 0 | 0 | 0 | 0 | 0 | 0 | 0 | 0 | 1 |  | 12 | 20 | 12 | 19
| 8493 | 354 | 12 | 20 | 21 | 0 | 0 | 1 | 0 | 0 | 0 | 0 | 0 | 0 | 0 | 0 | 1 |  | 12 | 20 | 12 | 19
| 8494 | 354 | 12 | 20 | 22 | 0 | 0 | 1 | 0 | 0 | 0 | 0 | 0 | 0 | 0 | 0 | 1 |  | 12 | 20 | 12 | 19
| 8495 | 354 | 12 | 20 | 23 | 0 | 0 | 1 | 0 | 0 | 0 | 0 | 0 | 0 | 0 | 0 | 1 |  | 12 | 20 | 12 | 19
| 8496 | 354 | 12 | 20 | 24 | 0 | 0 | 1 | 0 | 0 | 0 | 0 | 0 | 0 | 0 | 0 | 1 |  | 12 | 20 | 12 | 19
| 8497 | 355 | 12 | 21 | 1 | 0 | 0 | 1 | 0 | 0 | 0 | 0 | 0 | 0 | 0 | 0 | 1 |  | 12 | 21 | 12 | 20
| 8498 | 355 | 12 | 21 | 2 | 0 | 0 | 1 | 0 | 0 | 0 | 0 | 0 | 0 | 0 | 0 | 1 |  | 12 | 21 | 12 | 20
| 8499 | 355 | 12 | 21 | 3 | 0 | 0 | 1 | 0 | 0 | 0 | 0 | 0 | 0 | 0 | 0 | 1 |  | 12 | 21 | 12 | 20
| 8500 | 355 | 12 | 21 | 4 | 0 | 0 | 1 | 0 | 0 | 0 | 0 | 0 | 0 | 0 | 0 | 1 |  | 12 | 21 | 12 | 20
| 8501 | 355 | 12 | 21 | 5 | 0 | 0 | 1 | 0 | 0 | 0 | 0 | 0 | 0 | 0 | 0 | 1 |  | 12 | 21 | 12 | 20
| 8502 | 355 | 12 | 21 | 6 | 0 | 0 | 1 | 0 | 0 | 0 | 0 | 0 | 0 | 0 | 0 | 1 |  | 12 | 21 | 12 | 20
| 8503 | 355 | 12 | 21 | 7 | 0 | 0 | 1 | 0 | 0 | 0 | 0 | 0 | 0 | 0 | 0 | 1 |  | 12 | 21 | 12 | 20
| 8504 | 355 | 12 | 21 | 8 | 0 | 0 | 1 | 0 | 0 | 0 | 0 | 0 | 0 | 0 | 0 | 1 |  | 12 | 21 | 12 | 20
| 8505 | 355 | 12 | 21 | 9 | 0 | 0 | 1 | 0 | 0 | 0 | 0 | 0 | 0 | 0 | 0 | 1 |  | 12 | 21 | 12 | 20
| 8506 | 355 | 12 | 21 | 10 | 0 | 0 | 1 | 0 | 0 | 0 | 0 | 0 | 0 | 0 | 0 | 1 |  | 12 | 21 | 12 | 20
| 8507 | 355 | 12 | 21 | 11 | 0 | 0 | 1 | 0 | 0 | 0 | 0 | 0 | 0 | 0 | 0 | 1 |  | 12 | 21 | 12 | 20
| 8508 | 355 | 12 | 21 | 12 | 0 | 0 | 1 | 0 | 0 | 0 | 0 | 0 | 0 | 0 | 0 | 1 |  | 12 | 21 | 12 | 20
| 8509 | 355 | 12 | 21 | 13 | 0 | 0 | 1 | 0 | 0 | 0 | 0 | 0 | 0 | 0 | 0 | 1 |  | 12 | 21 | 12 | 20
| 8510 | 355 | 12 | 21 | 14 | 0 | 0 | 1 | 0 | 0 | 0 | 0 | 0 | 0 | 0 | 0 | 1 |  | 12 | 21 | 12 | 20
| 8511 | 355 | 12 | 21 | 15 | 0 | 0 | 1 | 0 | 0 | 0 | 0 | 0 | 0 | 0 | 0 | 1 |  | 12 | 21 | 12 | 20
| 8512 | 355 | 12 | 21 | 16 | 0 | 0 | 1 | 0 | 0 | 0 | 0 | 0 | 0 | 0 | 0 | 1 |  | 12 | 21 | 12 | 20
| 8513 | 355 | 12 | 21 | 17 | 0 | 0 | 1 | 0 | 0 | 0 | 0 | 0 | 0 | 0 | 0 | 1 |  | 12 | 21 | 12 | 20
| 8514 | 355 | 12 | 21 | 18 | 0 | 0 | 1 | 0 | 0 | 0 | 0 | 0 | 0 | 0 | 0 | 1 |  | 12 | 21 | 12 | 20
| 8515 | 355 | 12 | 21 | 19 | 0 | 0 | 1 | 0 | 0 | 0 | 0 | 0 | 0 | 0 | 0 | 1 |  | 12 | 21 | 12 | 20
| 8516 | 355 | 12 | 21 | 20 | 0 | 0 | 1 | 0 | 0 | 0 | 0 | 0 | 0 | 0 | 0 | 1 |  | 12 | 21 | 12 | 20
| 8517 | 355 | 12 | 21 | 21 | 0 | 0 | 1 | 0 | 0 | 0 | 0 | 0 | 0 | 0 | 0 | 1 |  | 12 | 21 | 12 | 20
| 8518 | 355 | 12 | 21 | 22 | 0 | 0 | 1 | 0 | 0 | 0 | 0 | 0 | 0 | 0 | 0 | 1 |  | 12 | 21 | 12 | 20
| 8519 | 355 | 12 | 21 | 23 | 0 | 0 | 1 | 0 | 0 | 0 | 0 | 0 | 0 | 0 | 0 | 1 |  | 12 | 21 | 12 | 20
| 8520 | 355 | 12 | 21 | 24 | 0 | 0 | 1 | 0 | 0 | 0 | 0 | 0 | 0 | 0 | 0 | 1 |  | 12 | 21 | 12 | 20
| 8521 | 356 | 12 | 22 | 1 | 0 | 0 | 1 | 0 | 0 | 0 | 0 | 0 | 0 | 0 | 0 | 1 |  | 12 | 22 | 12 | 21
| 8522 | 356 | 12 | 22 | 2 | 0 | 0 | 1 | 0 | 0 | 0 | 0 | 0 | 0 | 0 | 0 | 1 |  | 12 | 22 | 12 | 21
| 8523 | 356 | 12 | 22 | 3 | 0 | 0 | 1 | 0 | 0 | 0 | 0 | 0 | 0 | 0 | 0 | 1 |  | 12 | 22 | 12 | 21
| 8524 | 356 | 12 | 22 | 4 | 0 | 0 | 1 | 0 | 0 | 0 | 0 | 0 | 0 | 0 | 0 | 1 |  | 12 | 22 | 12 | 21
| 8525 | 356 | 12 | 22 | 5 | 0 | 0 | 1 | 0 | 0 | 0 | 0 | 0 | 0 | 0 | 0 | 1 |  | 12 | 22 | 12 | 21
| 8526 | 356 | 12 | 22 | 6 | 0 | 0 | 1 | 0 | 0 | 0 | 0 | 0 | 0 | 0 | 0 | 1 |  | 12 | 22 | 12 | 21
| 8527 | 356 | 12 | 22 | 7 | 0 | 0 | 1 | 0 | 0 | 0 | 0 | 0 | 0 | 0 | 0 | 1 |  | 12 | 22 | 12 | 21
| 8528 | 356 | 12 | 22 | 8 | 0 | 0 | 1 | 0 | 0 | 0 | 0 | 0 | 0 | 0 | 0 | 1 |  | 12 | 22 | 12 | 21
| 8529 | 356 | 12 | 22 | 9 | 0 | 0 | 1 | 0 | 0 | 0 | 0 | 0 | 0 | 0 | 0 | 1 |  | 12 | 22 | 12 | 21
| 8530 | 356 | 12 | 22 | 10 | 0 | 0 | 1 | 0 | 0 | 0 | 0 | 0 | 0 | 0 | 0 | 1 |  | 12 | 22 | 12 | 21
| 8531 | 356 | 12 | 22 | 11 | 0 | 0 | 1 | 0 | 0 | 0 | 0 | 0 | 0 | 0 | 0 | 1 |  | 12 | 22 | 12 | 21
| 8532 | 356 | 12 | 22 | 12 | 0 | 0 | 1 | 0 | 0 | 0 | 0 | 0 | 0 | 0 | 0 | 1 |  | 12 | 22 | 12 | 21
| 8533 | 356 | 12 | 22 | 13 | 0 | 0 | 1 | 0 | 0 | 0 | 0 | 0 | 0 | 0 | 0 | 1 |  | 12 | 22 | 12 | 21
| 8534 | 356 | 12 | 22 | 14 | 0 | 0 | 1 | 0 | 0 | 0 | 0 | 0 | 0 | 0 | 0 | 1 |  | 12 | 22 | 12 | 21
| 8535 | 356 | 12 | 22 | 15 | 0 | 0 | 1 | 0 | 0 | 0 | 0 | 0 | 0 | 0 | 0 | 1 |  | 12 | 22 | 12 | 21
| 8536 | 356 | 12 | 22 | 16 | 0 | 0 | 1 | 0 | 0 | 0 | 0 | 0 | 0 | 0 | 0 | 1 |  | 12 | 22 | 12 | 21
| 8537 | 356 | 12 | 22 | 17 | 0 | 0 | 1 | 0 | 0 | 0 | 0 | 0 | 0 | 0 | 0 | 1 |  | 12 | 22 | 12 | 21
| 8538 | 356 | 12 | 22 | 18 | 0 | 0 | 1 | 0 | 0 | 0 | 0 | 0 | 0 | 0 | 0 | 1 |  | 12 | 22 | 12 | 21
| 8539 | 356 | 12 | 22 | 19 | 0 | 0 | 1 | 0 | 0 | 0 | 0 | 0 | 0 | 0 | 0 | 1 |  | 12 | 22 | 12 | 21
| 8540 | 356 | 12 | 22 | 20 | 0 | 0 | 1 | 0 | 0 | 0 | 0 | 0 | 0 | 0 | 0 | 1 |  | 12 | 22 | 12 | 21
| 8541 | 356 | 12 | 22 | 21 | 0 | 0 | 1 | 0 | 0 | 0 | 0 | 0 | 0 | 0 | 0 | 1 |  | 12 | 22 | 12 | 21
| 8542 | 356 | 12 | 22 | 22 | 0 | 0 | 1 | 0 | 0 | 0 | 0 | 0 | 0 | 0 | 0 | 1 |  | 12 | 22 | 12 | 21
| 8543 | 356 | 12 | 22 | 23 | 0 | 0 | 1 | 0 | 0 | 0 | 0 | 0 | 0 | 0 | 0 | 1 |  | 12 | 22 | 12 | 21
| 8544 | 356 | 12 | 22 | 24 | 0 | 0 | 1 | 0 | 0 | 0 | 0 | 0 | 0 | 0 | 0 | 1 |  | 12 | 22 | 12 | 21
| 8545 | 357 | 12 | 23 | 1 | 0 | 0 | 1 | 0 | 0 | 0 | 0 | 0 | 0 | 0 | 0 | 1 |  | 12 | 23 | 12 | 22
| 8546 | 357 | 12 | 23 | 2 | 0 | 0 | 1 | 0 | 0 | 0 | 0 | 0 | 0 | 0 | 0 | 1 |  | 12 | 23 | 12 | 22
| 8547 | 357 | 12 | 23 | 3 | 0 | 0 | 1 | 0 | 0 | 0 | 0 | 0 | 0 | 0 | 0 | 1 |  | 12 | 23 | 12 | 22
| 8548 | 357 | 12 | 23 | 4 | 0 | 0 | 1 | 0 | 0 | 0 | 0 | 0 | 0 | 0 | 0 | 1 |  | 12 | 23 | 12 | 22
| 8549 | 357 | 12 | 23 | 5 | 0 | 0 | 1 | 0 | 0 | 0 | 0 | 0 | 0 | 0 | 0 | 1 |  | 12 | 23 | 12 | 22
| 8550 | 357 | 12 | 23 | 6 | 0 | 0 | 1 | 0 | 0 | 0 | 0 | 0 | 0 | 0 | 0 | 1 |  | 12 | 23 | 12 | 22
| 8551 | 357 | 12 | 23 | 7 | 0 | 0 | 1 | 0 | 0 | 0 | 0 | 0 | 0 | 0 | 0 | 1 |  | 12 | 23 | 12 | 22
| 8552 | 357 | 12 | 23 | 8 | 0 | 0 | 1 | 0 | 0 | 0 | 0 | 0 | 0 | 0 | 0 | 1 |  | 12 | 23 | 12 | 22
| 8553 | 357 | 12 | 23 | 9 | 0 | 0 | 1 | 0 | 0 | 0 | 0 | 0 | 0 | 0 | 0 | 1 |  | 12 | 23 | 12 | 22
| 8554 | 357 | 12 | 23 | 10 | 0 | 0 | 1 | 0 | 0 | 0 | 0 | 0 | 0 | 0 | 0 | 1 |  | 12 | 23 | 12 | 22
| 8555 | 357 | 12 | 23 | 11 | 0 | 0 | 1 | 0 | 0 | 0 | 0 | 0 | 0 | 0 | 0 | 1 |  | 12 | 23 | 12 | 22
| 8556 | 357 | 12 | 23 | 12 | 0 | 0 | 1 | 0 | 0 | 0 | 0 | 0 | 0 | 0 | 0 | 1 |  | 12 | 23 | 12 | 22
| 8557 | 357 | 12 | 23 | 13 | 0 | 0 | 1 | 0 | 0 | 0 | 0 | 0 | 0 | 0 | 0 | 1 |  | 12 | 23 | 12 | 22
| 8558 | 357 | 12 | 23 | 14 | 0 | 0 | 1 | 0 | 0 | 0 | 0 | 0 | 0 | 0 | 0 | 1 |  | 12 | 23 | 12 | 22
| 8559 | 357 | 12 | 23 | 15 | 0 | 0 | 1 | 0 | 0 | 0 | 0 | 0 | 0 | 0 | 0 | 1 |  | 12 | 23 | 12 | 22
| 8560 | 357 | 12 | 23 | 16 | 0 | 0 | 1 | 0 | 0 | 0 | 0 | 0 | 0 | 0 | 0 | 1 |  | 12 | 23 | 12 | 22
| 8561 | 357 | 12 | 23 | 17 | 0 | 0 | 1 | 0 | 0 | 0 | 0 | 0 | 0 | 0 | 0 | 1 |  | 12 | 23 | 12 | 22
| 8562 | 357 | 12 | 23 | 18 | 0 | 0 | 1 | 0 | 0 | 0 | 0 | 0 | 0 | 0 | 0 | 1 |  | 12 | 23 | 12 | 22
| 8563 | 357 | 12 | 23 | 19 | 0 | 0 | 1 | 0 | 0 | 0 | 0 | 0 | 0 | 0 | 0 | 1 |  | 12 | 23 | 12 | 22
| 8564 | 357 | 12 | 23 | 20 | 0 | 0 | 1 | 0 | 0 | 0 | 0 | 0 | 0 | 0 | 0 | 1 |  | 12 | 23 | 12 | 22
| 8565 | 357 | 12 | 23 | 21 | 0 | 0 | 1 | 0 | 0 | 0 | 0 | 0 | 0 | 0 | 0 | 1 |  | 12 | 23 | 12 | 22
| 8566 | 357 | 12 | 23 | 22 | 0 | 0 | 1 | 0 | 0 | 0 | 0 | 0 | 0 | 0 | 0 | 1 |  | 12 | 23 | 12 | 22
| 8567 | 357 | 12 | 23 | 23 | 0 | 0 | 1 | 0 | 0 | 0 | 0 | 0 | 0 | 0 | 0 | 1 |  | 12 | 23 | 12 | 22
| 8568 | 357 | 12 | 23 | 24 | 0 | 0 | 1 | 0 | 0 | 0 | 0 | 0 | 0 | 0 | 0 | 1 |  | 12 | 23 | 12 | 22
| 8569 | 358 | 12 | 24 | 1 | 0 | 0 | 0 | 0 | 0 | 0 | 0 | 0 | 0 | 0 | 0 | 1 |  | 12 | 24 | 12 | 23
| 8570 | 358 | 12 | 24 | 2 | 0 | 0 | 0 | 0 | 0 | 0 | 0 | 0 | 0 | 0 | 0 | 1 |  | 12 | 24 | 12 | 23
| 8571 | 358 | 12 | 24 | 3 | 0 | 0 | 0 | 0 | 0 | 0 | 0 | 0 | 0 | 0 | 0 | 1 |  | 12 | 24 | 12 | 23
| 8572 | 358 | 12 | 24 | 4 | 0 | 0 | 0 | 0 | 0 | 0 | 0 | 0 | 0 | 0 | 0 | 1 |  | 12 | 24 | 12 | 23
| 8573 | 358 | 12 | 24 | 5 | 0 | 0 | 0 | 0 | 0 | 0 | 0 | 0 | 0 | 0 | 0 | 1 |  | 12 | 24 | 12 | 23
| 8574 | 358 | 12 | 24 | 6 | 0 | 0 | 0 | 0 | 0 | 0 | 0 | 0 | 0 | 0 | 0 | 1 |  | 12 | 24 | 12 | 23
| 8575 | 358 | 12 | 24 | 7 | 0 | 0 | 0 | 0 | 0 | 0 | 0 | 0 | 0 | 0 | 0 | 1 |  | 12 | 24 | 12 | 23
| 8576 | 358 | 12 | 24 | 8 | 0 | 0 | 0 | 0 | 0 | 0 | 0 | 0 | 0 | 0 | 0 | 1 |  | 12 | 24 | 12 | 23
| 8577 | 358 | 12 | 24 | 9 | 0 | 0 | 0 | 0 | 0 | 0 | 0 | 0 | 0 | 0 | 0 | 1 |  | 12 | 24 | 12 | 23
| 8578 | 358 | 12 | 24 | 10 | 0 | 0 | 0 | 0 | 0 | 0 | 0 | 0 | 0 | 0 | 0 | 1 |  | 12 | 24 | 12 | 23
| 8579 | 358 | 12 | 24 | 11 | 0 | 0 | 0 | 0 | 0 | 0 | 0 | 0 | 0 | 0 | 0 | 1 |  | 12 | 24 | 12 | 23
| 8580 | 358 | 12 | 24 | 12 | 0 | 0 | 0 | 0 | 0 | 0 | 0 | 0 | 0 | 0 | 0 | 1 |  | 12 | 24 | 12 | 23
| 8581 | 358 | 12 | 24 | 13 | 0 | 0 | 0 | 0 | 0 | 0 | 0 | 0 | 0 | 0 | 0 | 1 |  | 12 | 24 | 12 | 23
| 8582 | 358 | 12 | 24 | 14 | 0 | 0 | 0 | 0 | 0 | 0 | 0 | 0 | 0 | 0 | 0 | 1 |  | 12 | 24 | 12 | 23
| 8583 | 358 | 12 | 24 | 15 | 0 | 0 | 0 | 0 | 0 | 0 | 0 | 0 | 0 | 0 | 0 | 1 |  | 12 | 24 | 12 | 23
| 8584 | 358 | 12 | 24 | 16 | 0 | 0 | 0 | 0 | 0 | 0 | 0 | 0 | 0 | 0 | 0 | 1 |  | 12 | 24 | 12 | 23
| 8585 | 358 | 12 | 24 | 17 | 0 | 0 | 0 | 0 | 0 | 0 | 0 | 0 | 0 | 0 | 0 | 1 |  | 12 | 24 | 12 | 23
| 8586 | 358 | 12 | 24 | 18 | 0 | 0 | 0 | 0 | 0 | 0 | 0 | 0 | 0 | 0 | 0 | 1 |  | 12 | 24 | 12 | 23
| 8587 | 358 | 12 | 24 | 19 | 0 | 0 | 0 | 0 | 0 | 0 | 0 | 0 | 0 | 0 | 0 | 1 |  | 12 | 24 | 12 | 23
| 8588 | 358 | 12 | 24 | 20 | 0 | 0 | 0 | 0 | 0 | 0 | 0 | 0 | 0 | 0 | 0 | 1 |  | 12 | 24 | 12 | 23
| 8589 | 358 | 12 | 24 | 21 | 0 | 0 | 0 | 0 | 0 | 0 | 0 | 0 | 0 | 0 | 0 | 1 |  | 12 | 24 | 12 | 23
| 8590 | 358 | 12 | 24 | 22 | 0 | 0 | 0 | 0 | 0 | 0 | 0 | 0 | 0 | 0 | 0 | 1 |  | 12 | 24 | 12 | 23
| 8591 | 358 | 12 | 24 | 23 | 0 | 0 | 0 | 0 | 0 | 0 | 0 | 0 | 0 | 0 | 0 | 1 |  | 12 | 24 | 12 | 23
| 8592 | 358 | 12 | 24 | 24 | 0 | 0 | 0 | 0 | 0 | 0 | 0 | 0 | 0 | 0 | 0 | 1 |  | 12 | 24 | 12 | 23
| 8593 | 359 | 12 | 25 | 1 | 0 | 0 | 0 | 0 | 0 | 0 | 0 | 0 | 0 | 0 | 0 | 1 |  | 12 | 25 | 12 | 24
| 8594 | 359 | 12 | 25 | 2 | 0 | 0 | 0 | 0 | 0 | 0 | 0 | 0 | 0 | 0 | 0 | 1 |  | 12 | 25 | 12 | 24
| 8595 | 359 | 12 | 25 | 3 | 0 | 0 | 0 | 0 | 0 | 0 | 0 | 0 | 0 | 0 | 0 | 1 |  | 12 | 25 | 12 | 24
| 8596 | 359 | 12 | 25 | 4 | 0 | 0 | 0 | 0 | 0 | 0 | 0 | 0 | 0 | 0 | 0 | 1 |  | 12 | 25 | 12 | 24
| 8597 | 359 | 12 | 25 | 5 | 0 | 0 | 0 | 0 | 0 | 0 | 0 | 0 | 0 | 0 | 0 | 1 |  | 12 | 25 | 12 | 24
| 8598 | 359 | 12 | 25 | 6 | 0 | 0 | 0 | 0 | 0 | 0 | 0 | 0 | 0 | 0 | 0 | 1 |  | 12 | 25 | 12 | 24
| 8599 | 359 | 12 | 25 | 7 | 0 | 0 | 0 | 0 | 0 | 0 | 0 | 0 | 0 | 0 | 0 | 1 |  | 12 | 25 | 12 | 24
| 8600 | 359 | 12 | 25 | 8 | 0 | 0 | 0 | 0 | 0 | 0 | 0 | 0 | 0 | 0 | 0 | 1 |  | 12 | 25 | 12 | 24
| 8601 | 359 | 12 | 25 | 9 | 0 | 0 | 0 | 0 | 0 | 0 | 0 | 0 | 0 | 0 | 0 | 1 |  | 12 | 25 | 12 | 24
| 8602 | 359 | 12 | 25 | 10 | 0 | 0 | 0 | 0 | 0 | 0 | 0 | 0 | 0 | 0 | 0 | 1 |  | 12 | 25 | 12 | 24
| 8603 | 359 | 12 | 25 | 11 | 0 | 0 | 0 | 0 | 0 | 0 | 0 | 0 | 0 | 0 | 0 | 1 |  | 12 | 25 | 12 | 24
| 8604 | 359 | 12 | 25 | 12 | 0 | 0 | 0 | 0 | 0 | 0 | 0 | 0 | 0 | 0 | 0 | 1 |  | 12 | 25 | 12 | 24
| 8605 | 359 | 12 | 25 | 13 | 0 | 0 | 0 | 0 | 0 | 0 | 0 | 0 | 0 | 0 | 0 | 1 |  | 12 | 25 | 12 | 24
| 8606 | 359 | 12 | 25 | 14 | 0 | 0 | 0 | 0 | 0 | 0 | 0 | 0 | 0 | 0 | 0 | 1 |  | 12 | 25 | 12 | 24
| 8607 | 359 | 12 | 25 | 15 | 0 | 0 | 0 | 0 | 0 | 0 | 0 | 0 | 0 | 0 | 0 | 1 |  | 12 | 25 | 12 | 24
| 8608 | 359 | 12 | 25 | 16 | 0 | 0 | 0 | 0 | 0 | 0 | 0 | 0 | 0 | 0 | 0 | 1 |  | 12 | 25 | 12 | 24
| 8609 | 359 | 12 | 25 | 17 | 0 | 0 | 0 | 0 | 0 | 0 | 0 | 0 | 0 | 0 | 0 | 1 |  | 12 | 25 | 12 | 24
| 8610 | 359 | 12 | 25 | 18 | 0 | 0 | 0 | 0 | 0 | 0 | 0 | 0 | 0 | 0 | 0 | 1 |  | 12 | 25 | 12 | 24
| 8611 | 359 | 12 | 25 | 19 | 0 | 0 | 0 | 0 | 0 | 0 | 0 | 0 | 0 | 0 | 0 | 1 |  | 12 | 25 | 12 | 24
| 8612 | 359 | 12 | 25 | 20 | 0 | 0 | 0 | 0 | 0 | 0 | 0 | 0 | 0 | 0 | 0 | 1 |  | 12 | 25 | 12 | 24
| 8613 | 359 | 12 | 25 | 21 | 0 | 0 | 0 | 0 | 0 | 0 | 0 | 0 | 0 | 0 | 0 | 1 |  | 12 | 25 | 12 | 24
| 8614 | 359 | 12 | 25 | 22 | 0 | 0 | 0 | 0 | 0 | 0 | 0 | 0 | 0 | 0 | 0 | 1 |  | 12 | 25 | 12 | 24
| 8615 | 359 | 12 | 25 | 23 | 0 | 0 | 0 | 0 | 0 | 0 | 0 | 0 | 0 | 0 | 0 | 1 |  | 12 | 25 | 12 | 24
| 8616 | 359 | 12 | 25 | 24 | 0 | 0 | 0 | 0 | 0 | 0 | 0 | 0 | 0 | 0 | 0 | 1 |  | 12 | 25 | 12 | 24
| 8617 | 360 | 12 | 26 | 1 | 1 | 0 | 0 | 0 | 0 | 0 | 0 | 0 | 0 | 0 | 0 | 1 |  | 12 | 26 | 12 | 25
| 8618 | 360 | 12 | 26 | 2 | 1 | 0 | 0 | 0 | 0 | 0 | 0 | 0 | 0 | 0 | 0 | 1 |  | 12 | 26 | 12 | 25
| 8619 | 360 | 12 | 26 | 3 | 1 | 0 | 0 | 0 | 0 | 0 | 0 | 0 | 0 | 0 | 0 | 1 |  | 12 | 26 | 12 | 25
| 8620 | 360 | 12 | 26 | 4 | 1 | 0 | 0 | 0 | 0 | 0 | 0 | 0 | 0 | 0 | 0 | 1 |  | 12 | 26 | 12 | 25
| 8621 | 360 | 12 | 26 | 5 | 1 | 0 | 0 | 0 | 0 | 0 | 0 | 0 | 0 | 0 | 0 | 1 |  | 12 | 26 | 12 | 25
| 8622 | 360 | 12 | 26 | 6 | 1 | 0 | 0 | 0 | 0 | 0 | 0 | 0 | 0 | 0 | 0 | 1 |  | 12 | 26 | 12 | 25
| 8623 | 360 | 12 | 26 | 7 | 1 | 0 | 0 | 0 | 0 | 0 | 0 | 0 | 0 | 0 | 0 | 1 |  | 12 | 26 | 12 | 25
| 8624 | 360 | 12 | 26 | 8 | 1 | 0 | 0 | 0 | 0 | 0 | 0 | 0 | 0 | 0 | 0 | 1 |  | 12 | 26 | 12 | 25
| 8625 | 360 | 12 | 26 | 9 | 1 | 0 | 0 | 0 | 0 | 0 | 0 | 0 | 0 | 0 | 0 | 1 |  | 12 | 26 | 12 | 25
| 8626 | 360 | 12 | 26 | 10 | 1 | 0 | 0 | 0 | 0 | 0 | 0 | 0 | 0 | 0 | 0 | 1 |  | 12 | 26 | 12 | 25
| 8627 | 360 | 12 | 26 | 11 | 1 | 0 | 0 | 0 | 0 | 0 | 0 | 0 | 0 | 0 | 0 | 1 |  | 12 | 26 | 12 | 25
| 8628 | 360 | 12 | 26 | 12 | 1 | 0 | 0 | 0 | 0 | 0 | 0 | 0 | 0 | 0 | 0 | 1 |  | 12 | 26 | 12 | 25
| 8629 | 360 | 12 | 26 | 13 | 1 | 0 | 0 | 0 | 0 | 0 | 0 | 0 | 0 | 0 | 0 | 1 |  | 12 | 26 | 12 | 25
| 8630 | 360 | 12 | 26 | 14 | 1 | 0 | 0 | 0 | 0 | 0 | 0 | 0 | 0 | 0 | 0 | 1 |  | 12 | 26 | 12 | 25
| 8631 | 360 | 12 | 26 | 15 | 1 | 0 | 0 | 0 | 0 | 0 | 0 | 0 | 0 | 0 | 0 | 1 |  | 12 | 26 | 12 | 25
| 8632 | 360 | 12 | 26 | 16 | 1 | 0 | 0 | 0 | 0 | 0 | 0 | 0 | 0 | 0 | 0 | 1 |  | 12 | 26 | 12 | 25
| 8633 | 360 | 12 | 26 | 17 | 1 | 0 | 0 | 0 | 0 | 0 | 0 | 0 | 0 | 0 | 0 | 1 |  | 12 | 26 | 12 | 25
| 8634 | 360 | 12 | 26 | 18 | 1 | 0 | 0 | 0 | 0 | 0 | 0 | 0 | 0 | 0 | 0 | 1 |  | 12 | 26 | 12 | 25
| 8635 | 360 | 12 | 26 | 19 | 1 | 0 | 0 | 0 | 0 | 0 | 0 | 0 | 0 | 0 | 0 | 1 |  | 12 | 26 | 12 | 25
| 8636 | 360 | 12 | 26 | 20 | 1 | 0 | 0 | 0 | 0 | 0 | 0 | 0 | 0 | 0 | 0 | 1 |  | 12 | 26 | 12 | 25
| 8637 | 360 | 12 | 26 | 21 | 1 | 0 | 0 | 0 | 0 | 0 | 0 | 0 | 0 | 0 | 0 | 1 |  | 12 | 26 | 12 | 25
| 8638 | 360 | 12 | 26 | 22 | 1 | 0 | 0 | 0 | 0 | 0 | 0 | 0 | 0 | 0 | 0 | 1 |  | 12 | 26 | 12 | 25
| 8639 | 360 | 12 | 26 | 23 | 0 | 0 | 1 | 0 | 0 | 0 | 0 | 0 | 0 | 0 | 0 | 1 |  | 12 | 26 | 12 | 25
| 8640 | 360 | 12 | 26 | 24 | 0 | 0 | 1 | 0 | 0 | 0 | 0 | 0 | 0 | 0 | 0 | 1 |  | 12 | 26 | 12 | 25
| 8641 | 361 | 12 | 27 | 1 | 0 | 0 | 1 | 0 | 0 | 0 | 0 | 0 | 0 | 0 | 0 | 1 |  | 12 | 27 | 12 | 26
| 8642 | 361 | 12 | 27 | 2 | 0 | 0 | 1 | 0 | 0 | 0 | 0 | 0 | 0 | 0 | 0 | 1 |  | 12 | 27 | 12 | 26
| 8643 | 361 | 12 | 27 | 3 | 0 | 0 | 1 | 0 | 0 | 0 | 0 | 0 | 0 | 0 | 0 | 1 |  | 12 | 27 | 12 | 26
| 8644 | 361 | 12 | 27 | 4 | 0 | 0 | 1 | 0 | 0 | 0 | 0 | 0 | 0 | 0 | 0 | 1 |  | 12 | 27 | 12 | 26
| 8645 | 361 | 12 | 27 | 5 | 0 | 0 | 1 | 0 | 0 | 0 | 0 | 0 | 0 | 0 | 0 | 1 |  | 12 | 27 | 12 | 26
| 8646 | 361 | 12 | 27 | 6 | 0 | 0 | 1 | 0 | 0 | 0 | 0 | 0 | 0 | 0 | 0 | 1 |  | 12 | 27 | 12 | 26
| 8647 | 361 | 12 | 27 | 7 | 0 | 0 | 1 | 0 | 0 | 0 | 0 | 0 | 0 | 0 | 0 | 1 |  | 12 | 27 | 12 | 26
| 8648 | 361 | 12 | 27 | 8 | 0 | 0 | 1 | 0 | 0 | 0 | 0 | 0 | 0 | 0 | 0 | 1 |  | 12 | 27 | 12 | 26
| 8649 | 361 | 12 | 27 | 9 | 0 | 0 | 1 | 0 | 0 | 0 | 0 | 0 | 0 | 0 | 0 | 1 |  | 12 | 27 | 12 | 26
| 8650 | 361 | 12 | 27 | 10 | 0 | 0 | 1 | 0 | 0 | 0 | 0 | 0 | 0 | 0 | 0 | 1 |  | 12 | 27 | 12 | 26
| 8651 | 361 | 12 | 27 | 11 | 0 | 0 | 1 | 0 | 0 | 0 | 0 | 0 | 0 | 0 | 0 | 1 |  | 12 | 27 | 12 | 26
| 8652 | 361 | 12 | 27 | 12 | 0 | 0 | 1 | 0 | 0 | 0 | 0 | 0 | 0 | 0 | 0 | 1 |  | 12 | 27 | 12 | 26
| 8653 | 361 | 12 | 27 | 13 | 0 | 0 | 1 | 0 | 0 | 0 | 0 | 0 | 0 | 0 | 0 | 1 |  | 12 | 27 | 12 | 26
| 8654 | 361 | 12 | 27 | 14 | 0 | 0 | 1 | 0 | 0 | 0 | 0 | 0 | 0 | 0 | 0 | 1 |  | 12 | 27 | 12 | 26
| 8655 | 361 | 12 | 27 | 15 | 0 | 0 | 1 | 0 | 0 | 0 | 0 | 0 | 0 | 0 | 0 | 1 |  | 12 | 27 | 12 | 26
| 8656 | 361 | 12 | 27 | 16 | 0 | 0 | 1 | 0 | 0 | 0 | 0 | 0 | 0 | 0 | 0 | 1 |  | 12 | 27 | 12 | 26
| 8657 | 361 | 12 | 27 | 17 | 0 | 0 | 1 | 0 | 0 | 0 | 0 | 0 | 0 | 0 | 0 | 1 |  | 12 | 27 | 12 | 26
| 8658 | 361 | 12 | 27 | 18 | 0 | 0 | 1 | 0 | 0 | 0 | 0 | 0 | 0 | 0 | 0 | 1 |  | 12 | 27 | 12 | 26
| 8659 | 361 | 12 | 27 | 19 | 0 | 0 | 1 | 0 | 0 | 0 | 0 | 0 | 0 | 0 | 0 | 1 |  | 12 | 27 | 12 | 26
| 8660 | 361 | 12 | 27 | 20 | 0 | 0 | 1 | 0 | 0 | 0 | 0 | 0 | 0 | 0 | 0 | 1 |  | 12 | 27 | 12 | 26
| 8661 | 361 | 12 | 27 | 21 | 0 | 0 | 1 | 0 | 0 | 0 | 0 | 0 | 0 | 0 | 0 | 1 |  | 12 | 27 | 12 | 26
| 8662 | 361 | 12 | 27 | 22 | 0 | 0 | 1 | 0 | 0 | 0 | 0 | 0 | 0 | 0 | 0 | 1 |  | 12 | 27 | 12 | 26
| 8663 | 361 | 12 | 27 | 23 | 0 | 0 | 1 | 0 | 0 | 0 | 0 | 0 | 0 | 0 | 0 | 1 |  | 12 | 27 | 12 | 26
| 8664 | 361 | 12 | 27 | 24 | 0 | 0 | 1 | 0 | 0 | 0 | 0 | 0 | 0 | 0 | 0 | 1 |  | 12 | 27 | 12 | 26
| 8665 | 362 | 12 | 28 | 1 | 0 | 0 | 1 | 0 | 0 | 0 | 0 | 0 | 0 | 0 | 0 | 1 |  | 12 | 28 | 12 | 27
| 8666 | 362 | 12 | 28 | 2 | 0 | 0 | 1 | 0 | 0 | 0 | 0 | 0 | 0 | 0 | 0 | 1 |  | 12 | 28 | 12 | 27
| 8667 | 362 | 12 | 28 | 3 | 0 | 0 | 1 | 0 | 0 | 0 | 0 | 0 | 0 | 0 | 0 | 1 |  | 12 | 28 | 12 | 27
| 8668 | 362 | 12 | 28 | 4 | 0 | 0 | 1 | 0 | 0 | 0 | 0 | 0 | 0 | 0 | 0 | 1 |  | 12 | 28 | 12 | 27
| 8669 | 362 | 12 | 28 | 5 | 0 | 0 | 1 | 0 | 0 | 0 | 0 | 0 | 0 | 0 | 0 | 1 |  | 12 | 28 | 12 | 27
| 8670 | 362 | 12 | 28 | 6 | 0 | 0 | 1 | 0 | 0 | 0 | 0 | 0 | 0 | 0 | 0 | 1 |  | 12 | 28 | 12 | 27
| 8671 | 362 | 12 | 28 | 7 | 0 | 0 | 1 | 0 | 0 | 0 | 0 | 0 | 0 | 0 | 0 | 1 |  | 12 | 28 | 12 | 27
| 8672 | 362 | 12 | 28 | 8 | 0 | 0 | 1 | 0 | 0 | 0 | 0 | 0 | 0 | 0 | 0 | 1 |  | 12 | 28 | 12 | 27
| 8673 | 362 | 12 | 28 | 9 | 0 | 0 | 1 | 0 | 0 | 0 | 0 | 0 | 0 | 0 | 0 | 1 |  | 12 | 28 | 12 | 27
| 8674 | 362 | 12 | 28 | 10 | 0 | 0 | 1 | 0 | 0 | 0 | 0 | 0 | 0 | 0 | 0 | 1 |  | 12 | 28 | 12 | 27
| 8675 | 362 | 12 | 28 | 11 | 0 | 0 | 1 | 0 | 0 | 0 | 0 | 0 | 0 | 0 | 0 | 1 |  | 12 | 28 | 12 | 27
| 8676 | 362 | 12 | 28 | 12 | 0 | 0 | 1 | 0 | 0 | 0 | 0 | 0 | 0 | 0 | 0 | 1 |  | 12 | 28 | 12 | 27
| 8677 | 362 | 12 | 28 | 13 | 0 | 0 | 1 | 0 | 0 | 0 | 0 | 0 | 0 | 0 | 0 | 1 |  | 12 | 28 | 12 | 27
| 8678 | 362 | 12 | 28 | 14 | 0 | 0 | 1 | 0 | 0 | 0 | 0 | 0 | 0 | 0 | 0 | 1 |  | 12 | 28 | 12 | 27
| 8679 | 362 | 12 | 28 | 15 | 0 | 0 | 1 | 0 | 0 | 0 | 0 | 0 | 0 | 0 | 0 | 1 |  | 12 | 28 | 12 | 27
| 8680 | 362 | 12 | 28 | 16 | 0 | 0 | 1 | 0 | 0 | 0 | 0 | 0 | 0 | 0 | 0 | 1 |  | 12 | 28 | 12 | 27
| 8681 | 362 | 12 | 28 | 17 | 0 | 0 | 1 | 0 | 0 | 0 | 0 | 0 | 0 | 0 | 0 | 1 |  | 12 | 28 | 12 | 27
| 8682 | 362 | 12 | 28 | 18 | 0 | 0 | 1 | 0 | 0 | 0 | 0 | 0 | 0 | 0 | 0 | 1 |  | 12 | 28 | 12 | 27
| 8683 | 362 | 12 | 28 | 19 | 0 | 0 | 1 | 0 | 0 | 0 | 0 | 0 | 0 | 0 | 0 | 1 |  | 12 | 28 | 12 | 27
| 8684 | 362 | 12 | 28 | 20 | 0 | 0 | 1 | 0 | 0 | 0 | 0 | 0 | 0 | 0 | 0 | 1 |  | 12 | 28 | 12 | 27
| 8685 | 362 | 12 | 28 | 21 | 0 | 0 | 1 | 0 | 0 | 0 | 0 | 0 | 0 | 0 | 0 | 1 |  | 12 | 28 | 12 | 27
| 8686 | 362 | 12 | 28 | 22 | 0 | 0 | 1 | 0 | 0 | 0 | 0 | 0 | 0 | 0 | 0 | 1 |  | 12 | 28 | 12 | 27
| 8687 | 362 | 12 | 28 | 23 | 0 | 0 | 1 | 0 | 0 | 0 | 0 | 0 | 0 | 0 | 0 | 1 |  | 12 | 28 | 12 | 27
| 8688 | 362 | 12 | 28 | 24 | 0 | 0 | 1 | 0 | 0 | 0 | 0 | 0 | 0 | 0 | 0 | 1 |  | 12 | 28 | 12 | 27
| 8689 | 363 | 12 | 29 | 1 | 0 | 0 | 1 | 0 | 0 | 0 | 0 | 0 | 0 | 0 | 0 | 1 |  | 12 | 29 | 12 | 28
| 8690 | 363 | 12 | 29 | 2 | 0 | 0 | 1 | 0 | 0 | 0 | 0 | 0 | 0 | 0 | 0 | 1 |  | 12 | 29 | 12 | 28
| 8691 | 363 | 12 | 29 | 3 | 0 | 0 | 1 | 0 | 0 | 0 | 0 | 0 | 0 | 0 | 0 | 1 |  | 12 | 29 | 12 | 28
| 8692 | 363 | 12 | 29 | 4 | 0 | 0 | 1 | 0 | 0 | 0 | 0 | 0 | 0 | 0 | 0 | 1 |  | 12 | 29 | 12 | 28
| 8693 | 363 | 12 | 29 | 5 | 0 | 0 | 1 | 0 | 0 | 0 | 0 | 0 | 0 | 0 | 0 | 1 |  | 12 | 29 | 12 | 28
| 8694 | 363 | 12 | 29 | 6 | 0 | 0 | 1 | 0 | 0 | 0 | 0 | 0 | 0 | 0 | 0 | 1 |  | 12 | 29 | 12 | 28
| 8695 | 363 | 12 | 29 | 7 | 0 | 0 | 1 | 0 | 0 | 0 | 0 | 0 | 0 | 0 | 0 | 1 |  | 12 | 29 | 12 | 28
| 8696 | 363 | 12 | 29 | 8 | 0 | 0 | 1 | 0 | 0 | 0 | 0 | 0 | 0 | 0 | 0 | 1 |  | 12 | 29 | 12 | 28
| 8697 | 363 | 12 | 29 | 9 | 0 | 0 | 1 | 0 | 0 | 0 | 0 | 0 | 0 | 0 | 0 | 1 |  | 12 | 29 | 12 | 28
| 8698 | 363 | 12 | 29 | 10 | 0 | 0 | 1 | 0 | 0 | 0 | 0 | 0 | 0 | 0 | 0 | 1 |  | 12 | 29 | 12 | 28
| 8699 | 363 | 12 | 29 | 11 | 0 | 0 | 1 | 0 | 0 | 0 | 0 | 0 | 0 | 0 | 0 | 1 |  | 12 | 29 | 12 | 28
| 8700 | 363 | 12 | 29 | 12 | 0 | 0 | 1 | 0 | 0 | 0 | 0 | 0 | 0 | 0 | 0 | 1 |  | 12 | 29 | 12 | 28
| 8701 | 363 | 12 | 29 | 13 | 0 | 0 | 1 | 0 | 0 | 0 | 0 | 0 | 0 | 0 | 0 | 1 |  | 12 | 29 | 12 | 28
| 8702 | 363 | 12 | 29 | 14 | 0 | 0 | 1 | 0 | 0 | 0 | 0 | 0 | 0 | 0 | 0 | 1 |  | 12 | 29 | 12 | 28
| 8703 | 363 | 12 | 29 | 15 | 0 | 0 | 1 | 0 | 0 | 0 | 0 | 0 | 0 | 0 | 0 | 1 |  | 12 | 29 | 12 | 28
| 8704 | 363 | 12 | 29 | 16 | 0 | 0 | 1 | 0 | 0 | 0 | 0 | 0 | 0 | 0 | 0 | 1 |  | 12 | 29 | 12 | 28
| 8705 | 363 | 12 | 29 | 17 | 0 | 0 | 1 | 0 | 0 | 0 | 0 | 0 | 0 | 0 | 0 | 1 |  | 12 | 29 | 12 | 28
| 8706 | 363 | 12 | 29 | 18 | 0 | 0 | 1 | 0 | 0 | 0 | 0 | 0 | 0 | 0 | 0 | 1 |  | 12 | 29 | 12 | 28
| 8707 | 363 | 12 | 29 | 19 | 0 | 0 | 1 | 0 | 0 | 0 | 0 | 0 | 0 | 0 | 0 | 1 |  | 12 | 29 | 12 | 28
| 8708 | 363 | 12 | 29 | 20 | 0 | 0 | 1 | 0 | 0 | 0 | 0 | 0 | 0 | 0 | 0 | 1 |  | 12 | 29 | 12 | 28
| 8709 | 363 | 12 | 29 | 21 | 0 | 0 | 1 | 0 | 0 | 0 | 0 | 0 | 0 | 0 | 0 | 1 |  | 12 | 29 | 12 | 28
| 8710 | 363 | 12 | 29 | 22 | 0 | 0 | 1 | 0 | 0 | 0 | 0 | 0 | 0 | 0 | 0 | 1 |  | 12 | 29 | 12 | 28
| 8711 | 363 | 12 | 29 | 23 | 0 | 0 | 1 | 0 | 0 | 0 | 0 | 0 | 0 | 0 | 0 | 1 |  | 12 | 29 | 12 | 28
| 8712 | 363 | 12 | 29 | 24 | 0 | 0 | 1 | 0 | 0 | 0 | 0 | 0 | 0 | 0 | 0 | 1 |  | 12 | 29 | 12 | 28
| 8713 | 364 | 12 | 30 | 1 | 0 | 0 | 1 | 0 | 0 | 0 | 0 | 0 | 0 | 0 | 0 | 1 |  | 12 | 30 | 12 | 29
| 8714 | 364 | 12 | 30 | 2 | 0 | 0 | 1 | 0 | 0 | 0 | 0 | 0 | 0 | 0 | 0 | 1 |  | 12 | 30 | 12 | 29
| 8715 | 364 | 12 | 30 | 3 | 0 | 0 | 1 | 0 | 0 | 0 | 0 | 0 | 0 | 0 | 0 | 1 |  | 12 | 30 | 12 | 29
| 8716 | 364 | 12 | 30 | 4 | 0 | 0 | 1 | 0 | 0 | 0 | 0 | 0 | 0 | 0 | 0 | 1 |  | 12 | 30 | 12 | 29
| 8717 | 364 | 12 | 30 | 5 | 0 | 0 | 1 | 0 | 0 | 0 | 0 | 0 | 0 | 0 | 0 | 1 |  | 12 | 30 | 12 | 29
| 8718 | 364 | 12 | 30 | 6 | 0 | 0 | 1 | 0 | 0 | 0 | 0 | 0 | 0 | 0 | 0 | 1 |  | 12 | 30 | 12 | 29
| 8719 | 364 | 12 | 30 | 7 | 0 | 0 | 1 | 0 | 0 | 0 | 0 | 0 | 0 | 0 | 0 | 1 |  | 12 | 30 | 12 | 29
| 8720 | 364 | 12 | 30 | 8 | 0 | 0 | 1 | 0 | 0 | 0 | 0 | 0 | 0 | 0 | 0 | 1 |  | 12 | 30 | 12 | 29
| 8721 | 364 | 12 | 30 | 9 | 0 | 0 | 1 | 0 | 0 | 0 | 0 | 0 | 0 | 0 | 0 | 1 |  | 12 | 30 | 12 | 29
| 8722 | 364 | 12 | 30 | 10 | 0 | 0 | 1 | 0 | 0 | 0 | 0 | 0 | 0 | 0 | 0 | 1 |  | 12 | 30 | 12 | 29
| 8723 | 364 | 12 | 30 | 11 | 0 | 0 | 1 | 0 | 0 | 0 | 0 | 0 | 0 | 0 | 0 | 1 |  | 12 | 30 | 12 | 29
| 8724 | 364 | 12 | 30 | 12 | 0 | 0 | 1 | 0 | 0 | 0 | 0 | 0 | 0 | 0 | 0 | 1 |  | 12 | 30 | 12 | 29
| 8725 | 364 | 12 | 30 | 13 | 0 | 0 | 1 | 0 | 0 | 0 | 0 | 0 | 0 | 0 | 0 | 1 |  | 12 | 30 | 12 | 29
| 8726 | 364 | 12 | 30 | 14 | 0 | 0 | 1 | 0 | 0 | 0 | 0 | 0 | 0 | 0 | 0 | 1 |  | 12 | 30 | 12 | 29
| 8727 | 364 | 12 | 30 | 15 | 0 | 0 | 1 | 0 | 0 | 0 | 0 | 0 | 0 | 0 | 0 | 1 |  | 12 | 30 | 12 | 29
| 8728 | 364 | 12 | 30 | 16 | 0 | 0 | 1 | 0 | 0 | 0 | 0 | 0 | 0 | 0 | 0 | 1 |  | 12 | 30 | 12 | 29
| 8729 | 364 | 12 | 30 | 17 | 0 | 0 | 1 | 0 | 0 | 0 | 0 | 0 | 0 | 0 | 0 | 1 |  | 12 | 30 | 12 | 29
| 8730 | 364 | 12 | 30 | 18 | 0 | 0 | 1 | 0 | 0 | 0 | 0 | 0 | 0 | 0 | 0 | 1 |  | 12 | 30 | 12 | 29
| 8731 | 364 | 12 | 30 | 19 | 0 | 0 | 1 | 0 | 0 | 0 | 0 | 0 | 0 | 0 | 0 | 1 |  | 12 | 30 | 12 | 29
| 8732 | 364 | 12 | 30 | 20 | 0 | 0 | 1 | 0 | 0 | 0 | 0 | 0 | 0 | 0 | 0 | 1 |  | 12 | 30 | 12 | 29
| 8733 | 364 | 12 | 30 | 21 | 0 | 0 | 1 | 0 | 0 | 0 | 0 | 0 | 0 | 0 | 0 | 1 |  | 12 | 30 | 12 | 29
| 8734 | 364 | 12 | 30 | 22 | 0 | 0 | 1 | 0 | 0 | 0 | 0 | 0 | 0 | 0 | 0 | 1 |  | 12 | 30 | 12 | 29
| 8735 | 364 | 12 | 30 | 23 | 0 | 0 | 1 | 0 | 0 | 0 | 0 | 0 | 0 | 0 | 0 | 1 |  | 12 | 30 | 12 | 29
| 8736 | 364 | 12 | 30 | 24 | 0 | 0 | 1 | 0 | 0 | 0 | 0 | 0 | 0 | 0 | 0 | 1 |  | 12 | 30 | 12 | 29
| 8737 | 365 | 12 | 31 | 1 | 0 | 0 | 0 | 0 | 0 | 0 | 0 | 0 | 0 | 0 | 0 | 1 |  | 12 | 31 | 12 | 30
| 8738 | 365 | 12 | 31 | 2 | 0 | 0 | 0 | 0 | 0 | 0 | 0 | 0 | 0 | 0 | 0 | 1 |  | 12 | 31 | 12 | 30
| 8739 | 365 | 12 | 31 | 3 | 0 | 0 | 0 | 0 | 0 | 0 | 0 | 0 | 0 | 0 | 0 | 1 |  | 12 | 31 | 12 | 30
| 8740 | 365 | 12 | 31 | 4 | 0 | 0 | 0 | 0 | 0 | 0 | 0 | 0 | 0 | 0 | 0 | 1 |  | 12 | 31 | 12 | 30
| 8741 | 365 | 12 | 31 | 5 | 0 | 0 | 0 | 0 | 0 | 0 | 0 | 0 | 0 | 0 | 0 | 1 |  | 12 | 31 | 12 | 30
| 8742 | 365 | 12 | 31 | 6 | 0 | 0 | 0 | 0 | 0 | 0 | 0 | 0 | 0 | 0 | 0 | 1 |  | 12 | 31 | 12 | 30
| 8743 | 365 | 12 | 31 | 7 | 0 | 0 | 0 | 0 | 0 | 0 | 0 | 0 | 0 | 0 | 0 | 1 |  | 12 | 31 | 12 | 30
| 8744 | 365 | 12 | 31 | 8 | 0 | 0 | 0 | 0 | 0 | 0 | 0 | 0 | 0 | 0 | 0 | 1 |  | 12 | 31 | 12 | 30
| 8745 | 365 | 12 | 31 | 9 | 0 | 0 | 0 | 0 | 0 | 0 | 0 | 0 | 0 | 0 | 0 | 1 |  | 12 | 31 | 12 | 30
| 8746 | 365 | 12 | 31 | 10 | 0 | 0 | 0 | 0 | 0 | 0 | 0 | 0 | 0 | 0 | 0 | 1 |  | 12 | 31 | 12 | 30
| 8747 | 365 | 12 | 31 | 11 | 0 | 0 | 0 | 0 | 0 | 0 | 0 | 0 | 0 | 0 | 0 | 1 |  | 12 | 31 | 12 | 30
| 8748 | 365 | 12 | 31 | 12 | 0 | 0 | 0 | 0 | 0 | 0 | 0 | 0 | 0 | 0 | 0 | 1 |  | 12 | 31 | 12 | 30
| 8749 | 365 | 12 | 31 | 13 | 0 | 0 | 0 | 0 | 0 | 0 | 0 | 0 | 0 | 0 | 0 | 1 |  | 12 | 31 | 12 | 30
| 8750 | 365 | 12 | 31 | 14 | 0 | 0 | 0 | 0 | 0 | 0 | 0 | 0 | 0 | 0 | 0 | 1 |  | 12 | 31 | 12 | 30
| 8751 | 365 | 12 | 31 | 15 | 0 | 0 | 0 | 0 | 0 | 0 | 0 | 0 | 0 | 0 | 0 | 1 |  | 12 | 31 | 12 | 30
| 8752 | 365 | 12 | 31 | 16 | 0 | 0 | 0 | 0 | 0 | 0 | 0 | 0 | 0 | 0 | 0 | 1 |  | 12 | 31 | 12 | 30
| 8753 | 365 | 12 | 31 | 17 | 0 | 0 | 0 | 0 | 0 | 0 | 0 | 0 | 0 | 0 | 0 | 1 |  | 12 | 31 | 12 | 30
| 8754 | 365 | 12 | 31 | 18 | 0 | 0 | 0 | 0 | 0 | 0 | 0 | 0 | 0 | 0 | 0 | 1 |  | 12 | 31 | 12 | 30
| 8755 | 365 | 12 | 31 | 19 | 0 | 0 | 0 | 0 | 0 | 0 | 0 | 0 | 0 | 0 | 0 | 1 |  | 12 | 31 | 12 | 30
| 8756 | 365 | 12 | 31 | 20 | 0 | 0 | 0 | 0 | 0 | 0 | 0 | 0 | 0 | 0 | 0 | 1 |  | 12 | 31 | 12 | 30
| 8757 | 365 | 12 | 31 | 21 | 0 | 0 | 0 | 0 | 0 | 0 | 0 | 0 | 0 | 0 | 0 | 1 |  | 12 | 31 | 12 | 30
| 8758 | 365 | 12 | 31 | 22 | 0 | 0 | 0 | 0 | 0 | 0 | 0 | 0 | 0 | 0 | 0 | 1 |  | 12 | 31 | 12 | 30
| 8759 | 365 | 12 | 31 | 23 | 0 | 0 | 0 | 0 | 0 | 0 | 0 | 0 | 0 | 0 | 0 | 1 |  | 12 | 31 | 12 | 30
| 8760 | 365 | 12 | 31 | 24 | 0 | 0 | 0 | 0 | 0 | 0 | 0 | 0 | 0 | 0 | 0 | 1 |  | 12 | 31 | 12 | 30
| 8761 | 366 | 1 | 1 | 1 | 0 | 0 | 0 | 0 | 0 | 0 | 0 | 0 | 0 | 0 | 0 |  |  | 1 | 1 | 12 | 31
| 8762 | 366 | 1 | 1 | 2 | 0 | 0 | 0 | 0 | 0 | 0 | 0 | 0 | 0 | 0 | 0 |  |  | 1 | 1 | 12 | 31
| 8763 | 366 | 1 | 1 | 3 | 0 | 0 | 0 | 0 | 0 | 0 | 0 | 0 | 0 | 0 | 0 |  |  | 1 | 1 | 12 | 31
| 8764 | 366 | 1 | 1 | 4 | 0 | 0 | 0 | 0 | 0 | 0 | 0 | 0 | 0 | 0 | 0 |  |  | 1 | 1 | 12 | 31
| 8765 | 366 | 1 | 1 | 5 | 0 | 0 | 0 | 0 | 0 | 0 | 0 | 0 | 0 | 0 | 0 |  |  | 1 | 1 | 12 | 31
| 8766 | 366 | 1 | 1 | 6 | 0 | 0 | 0 | 0 | 0 | 0 | 0 | 0 | 0 | 0 | 0 |  |  | 1 | 1 | 12 | 31
| 8767 | 366 | 1 | 1 | 7 | 0 | 0 | 0 | 0 | 0 | 0 | 0 | 0 | 0 | 0 | 0 |  |  | 1 | 1 | 12 | 31
| 8768 | 366 | 1 | 1 | 8 | 0 | 0 | 0 | 0 | 0 | 0 | 0 | 0 | 0 | 0 | 0 |  |  | 1 | 1 | 12 | 31
| 8769 | 366 | 1 | 1 | 9 | 0 | 0 | 0 | 0 | 0 | 0 | 0 | 0 | 0 | 0 | 0 |  |  | 1 | 1 | 12 | 31
| 8770 | 366 | 1 | 1 | 10 | 0 | 0 | 0 | 0 | 0 | 0 | 0 | 0 | 0 | 0 | 0 |  |  | 1 | 1 | 12 | 31
| 8771 | 366 | 1 | 1 | 11 | 0 | 0 | 0 | 0 | 0 | 0 | 0 | 0 | 0 | 0 | 0 |  |  | 1 | 1 | 12 | 31
| 8772 | 366 | 1 | 1 | 12 | 0 | 0 | 0 | 0 | 0 | 0 | 0 | 0 | 0 | 0 | 0 |  |  | 1 | 1 | 12 | 31
| 8773 | 366 | 1 | 1 | 13 | 0 | 0 | 0 | 0 | 0 | 0 | 0 | 0 | 0 | 0 | 0 |  |  | 1 | 1 | 12 | 31
| 8774 | 366 | 1 | 1 | 14 | 0 | 0 | 0 | 0 | 0 | 0 | 0 | 0 | 0 | 0 | 0 |  |  | 1 | 1 | 12 | 31
| 8775 | 366 | 1 | 1 | 15 | 0 | 0 | 0 | 0 | 0 | 0 | 0 | 0 | 0 | 0 | 0 |  |  | 1 | 1 | 12 | 31
| 8776 | 366 | 1 | 1 | 16 | 0 | 0 | 0 | 0 | 0 | 0 | 0 | 0 | 0 | 0 | 0 |  |  | 1 | 1 | 12 | 31
| 8777 | 366 | 1 | 1 | 17 | 0 | 0 | 0 | 0 | 0 | 0 | 0 | 0 | 0 | 0 | 0 |  |  | 1 | 1 | 12 | 31
| 8778 | 366 | 1 | 1 | 18 | 0 | 0 | 0 | 0 | 0 | 0 | 0 | 0 | 0 | 0 | 0 |  |  | 1 | 1 | 12 | 31
| 8779 | 366 | 1 | 1 | 19 | 0 | 0 | 0 | 0 | 0 | 0 | 0 | 0 | 0 | 0 | 0 |  |  | 1 | 1 | 12 | 31
| 8780 | 366 | 1 | 1 | 20 | 0 | 0 | 0 | 0 | 0 | 0 | 0 | 0 | 0 | 0 | 0 |  |  | 1 | 1 | 12 | 31
| 8781 | 366 | 1 | 1 | 21 | 0 | 0 | 0 | 0 | 0 | 0 | 0 | 0 | 0 | 0 | 0 |  |  | 1 | 1 | 12 | 31
| 8782 | 366 | 1 | 1 | 22 | 0 | 0 | 0 | 0 | 0 | 0 | 0 | 0 | 0 | 0 | 0 |  |  | 1 | 1 | 12 | 31
| 8783 | 366 | 1 | 1 | 23 | 0 | 0 | 0 | 0 | 0 | 0 | 0 | 0 | 0 | 0 | 0 |  |  | 1 | 1 | 12 | 31
| 8784 | 366 | 1 | 1 | 24 | 0 | 0 | 0 | 0 | 0 | 0 | 0 | 0 | 0 | 0 | 0 |  |  | 1 | 1 | 12 | 31
[9 empty] | 8784 | #VALUE! | #VALUE!
[9 empty] | -24 | #VALUE! | #VALUE!

## TOU grouping DC (hidden)
This worksheet buckets load shapes into Navigant based time periods | [8 empty] | Jan 1st DofW | 5
The 8760 load shape should be pasted into the cyan area in column I | [8 empty] | Peak Demand |  |  | Peak Demand |  |  |  |  | Total
Requires the day of week of January 1st to be entered in L1 (0==Mon, 1==Tue, 2==Wed, 3==Thur, 4==Fri, 5==Sat, 6==Sun) | [8 empty] | 0 |  |  | 0
The formulaes have been checked against Navigants estimates of the hours in each period. | [7 empty] | Total (%) | #DIV/0! | #DIV/0! | #DIV/0! | #DIV/0! | #DIV/0! | #DIV/0! | #DIV/0! | #DIV/0! | #DIV/0!
There is a small descepancy for the winter time periods. | [7 empty] | Totals | 0 | 0 | 0 | 0 | 0 | 0 | 0 | 0 | 0 | 0
Oct 23 2006 | [6 empty] | Insert Profile |  | winter |  |  | summer |  |  | shoulder |  |  |  | Non-Leap Year |  | Leap Year
| HoY | DofY | MofY | DofM | HofD | Holiday | kW | wd | w_peak | w-mid-peak | w-off peak | sum-peak | sum-mid-peak | sum-off peak | sh-mid-peak | sh-off-peak |  |  | MofY | DofM | MofY | DofM
| 1 | 1 | 1 | 1 | 1 | 1 | 0 | 0 | 0 | 0 | 0 | 0 | 0 | 0 | 0 | 0 | 1 |  | 1 | 1 | 1 | 1
| 2 | 1 | 1 | 1 | 2 | 1 | 0 | 0 | 0 | 0 | 0 | 0 | 0 | 0 | 0 | 0 | 1 |  | 1 | 1 | 1 | 1
| 3 | 1 | 1 | 1 | 3 | 1 | 0 | 0 | 0 | 0 | 0 | 0 | 0 | 0 | 0 | 0 | 1 |  | 1 | 1 | 1 | 1
| 4 | 1 | 1 | 1 | 4 | 1 | 0 | 0 | 0 | 0 | 0 | 0 | 0 | 0 | 0 | 0 | 1 |  | 1 | 1 | 1 | 1
| 5 | 1 | 1 | 1 | 5 | 1 | 0 | 0 | 0 | 0 | 0 | 0 | 0 | 0 | 0 | 0 | 1 |  | 1 | 1 | 1 | 1
| 6 | 1 | 1 | 1 | 6 | 1 | 0 | 0 | 0 | 0 | 0 | 0 | 0 | 0 | 0 | 0 | 1 |  | 1 | 1 | 1 | 1
| 7 | 1 | 1 | 1 | 7 | 1 | 0 | 0 | 0 | 0 | 0 | 0 | 0 | 0 | 0 | 0 | 1 |  | 1 | 1 | 1 | 1
| 8 | 1 | 1 | 1 | 8 | 1 | 0 | 0 | 0 | 0 | 0 | 0 | 0 | 0 | 0 | 0 | 1 |  | 1 | 1 | 1 | 1
| 9 | 1 | 1 | 1 | 9 | 1 | 0 | 0 | 0 | 0 | 0 | 0 | 0 | 0 | 0 | 0 | 1 |  | 1 | 1 | 1 | 1
| 10 | 1 | 1 | 1 | 10 | 1 | 0 | 0 | 0 | 0 | 0 | 0 | 0 | 0 | 0 | 0 | 1 |  | 1 | 1 | 1 | 1
| 11 | 1 | 1 | 1 | 11 | 1 | 0 | 0 | 0 | 0 | 0 | 0 | 0 | 0 | 0 | 0 | 1 |  | 1 | 1 | 1 | 1
| 12 | 1 | 1 | 1 | 12 | 1 | 0 | 0 | 0 | 0 | 0 | 0 | 0 | 0 | 0 | 0 | 1 |  | 1 | 1 | 1 | 1
| 13 | 1 | 1 | 1 | 13 | 1 | 0 | 0 | 0 | 0 | 0 | 0 | 0 | 0 | 0 | 0 | 1 |  | 1 | 1 | 1 | 1
| 14 | 1 | 1 | 1 | 14 | 1 | 0 | 0 | 0 | 0 | 0 | 0 | 0 | 0 | 0 | 0 | 1 |  | 1 | 1 | 1 | 1
| 15 | 1 | 1 | 1 | 15 | 1 | 0 | 0 | 0 | 0 | 0 | 0 | 0 | 0 | 0 | 0 | 1 |  | 1 | 1 | 1 | 1
| 16 | 1 | 1 | 1 | 16 | 1 | 0 | 0 | 0 | 0 | 0 | 0 | 0 | 0 | 0 | 0 | 1 |  | 1 | 1 | 1 | 1
| 17 | 1 | 1 | 1 | 17 | 1 | 0 | 0 | 0 | 0 | 0 | 0 | 0 | 0 | 0 | 0 | 1 |  | 1 | 1 | 1 | 1
| 18 | 1 | 1 | 1 | 18 | 1 | 0 | 0 | 0 | 0 | 0 | 0 | 0 | 0 | 0 | 0 | 1 |  | 1 | 1 | 1 | 1
| 19 | 1 | 1 | 1 | 19 | 1 | 0 | 0 | 0 | 0 | 0 | 0 | 0 | 0 | 0 | 0 | 1 |  | 1 | 1 | 1 | 1
| 20 | 1 | 1 | 1 | 20 | 1 | 0 | 0 | 0 | 0 | 0 | 0 | 0 | 0 | 0 | 0 | 1 |  | 1 | 1 | 1 | 1
| 21 | 1 | 1 | 1 | 21 | 1 | 0 | 0 | 0 | 0 | 0 | 0 | 0 | 0 | 0 | 0 | 1 |  | 1 | 1 | 1 | 1
| 22 | 1 | 1 | 1 | 22 | 1 | 0 | 0 | 0 | 0 | 0 | 0 | 0 | 0 | 0 | 0 | 1 |  | 1 | 1 | 1 | 1
| 23 | 1 | 1 | 1 | 23 | 1 | 0 | 0 | 0 | 0 | 0 | 0 | 0 | 0 | 0 | 0 | 1 |  | 1 | 1 | 1 | 1
| 24 | 1 | 1 | 1 | 24 | 1 | 0 | 0 | 0 | 0 | 0 | 0 | 0 | 0 | 0 | 0 | 1 |  | 1 | 1 | 1 | 1
| 25 | 2 | 1 | 2 | 1 | 0 | 0 | 0 | 0 | 0 | 0 | 0 | 0 | 0 | 0 | 0 | 1 |  | 1 | 2 | 1 | 2
| 26 | 2 | 1 | 2 | 2 | 0 | 0 | 0 | 0 | 0 | 0 | 0 | 0 | 0 | 0 | 0 | 1 |  | 1 | 2 | 1 | 2
| 27 | 2 | 1 | 2 | 3 | 0 | 0 | 0 | 0 | 0 | 0 | 0 | 0 | 0 | 0 | 0 | 1 |  | 1 | 2 | 1 | 2
| 28 | 2 | 1 | 2 | 4 | 0 | 0 | 0 | 0 | 0 | 0 | 0 | 0 | 0 | 0 | 0 | 1 |  | 1 | 2 | 1 | 2
| 29 | 2 | 1 | 2 | 5 | 0 | 0 | 0 | 0 | 0 | 0 | 0 | 0 | 0 | 0 | 0 | 1 |  | 1 | 2 | 1 | 2
| 30 | 2 | 1 | 2 | 6 | 0 | 0 | 0 | 0 | 0 | 0 | 0 | 0 | 0 | 0 | 0 | 1 |  | 1 | 2 | 1 | 2
| 31 | 2 | 1 | 2 | 7 | 0 | 0 | 0 | 0 | 0 | 0 | 0 | 0 | 0 | 0 | 0 | 1 |  | 1 | 2 | 1 | 2
| 32 | 2 | 1 | 2 | 8 | 0 | 0 | 0 | 0 | 0 | 0 | 0 | 0 | 0 | 0 | 0 | 1 |  | 1 | 2 | 1 | 2
| 33 | 2 | 1 | 2 | 9 | 0 | 0 | 0 | 0 | 0 | 0 | 0 | 0 | 0 | 0 | 0 | 1 |  | 1 | 2 | 1 | 2
| 34 | 2 | 1 | 2 | 10 | 0 | 0 | 0 | 0 | 0 | 0 | 0 | 0 | 0 | 0 | 0 | 1 |  | 1 | 2 | 1 | 2
| 35 | 2 | 1 | 2 | 11 | 0 | 0 | 0 | 0 | 0 | 0 | 0 | 0 | 0 | 0 | 0 | 1 |  | 1 | 2 | 1 | 2
| 36 | 2 | 1 | 2 | 12 | 0 | 0 | 0 | 0 | 0 | 0 | 0 | 0 | 0 | 0 | 0 | 1 |  | 1 | 2 | 1 | 2
| 37 | 2 | 1 | 2 | 13 | 0 | 0 | 0 | 0 | 0 | 0 | 0 | 0 | 0 | 0 | 0 | 1 |  | 1 | 2 | 1 | 2
| 38 | 2 | 1 | 2 | 14 | 0 | 0 | 0 | 0 | 0 | 0 | 0 | 0 | 0 | 0 | 0 | 1 |  | 1 | 2 | 1 | 2
| 39 | 2 | 1 | 2 | 15 | 0 | 0 | 0 | 0 | 0 | 0 | 0 | 0 | 0 | 0 | 0 | 1 |  | 1 | 2 | 1 | 2
| 40 | 2 | 1 | 2 | 16 | 0 | 0 | 0 | 0 | 0 | 0 | 0 | 0 | 0 | 0 | 0 | 1 |  | 1 | 2 | 1 | 2
| 41 | 2 | 1 | 2 | 17 | 0 | 0 | 0 | 0 | 0 | 0 | 0 | 0 | 0 | 0 | 0 | 1 |  | 1 | 2 | 1 | 2
| 42 | 2 | 1 | 2 | 18 | 0 | 0 | 0 | 0 | 0 | 0 | 0 | 0 | 0 | 0 | 0 | 1 |  | 1 | 2 | 1 | 2
| 43 | 2 | 1 | 2 | 19 | 0 | 0 | 0 | 0 | 0 | 0 | 0 | 0 | 0 | 0 | 0 | 1 |  | 1 | 2 | 1 | 2
| 44 | 2 | 1 | 2 | 20 | 0 | 0 | 0 | 0 | 0 | 0 | 0 | 0 | 0 | 0 | 0 | 1 |  | 1 | 2 | 1 | 2
| 45 | 2 | 1 | 2 | 21 | 0 | 0 | 0 | 0 | 0 | 0 | 0 | 0 | 0 | 0 | 0 | 1 |  | 1 | 2 | 1 | 2
| 46 | 2 | 1 | 2 | 22 | 0 | 0 | 0 | 0 | 0 | 0 | 0 | 0 | 0 | 0 | 0 | 1 |  | 1 | 2 | 1 | 2
| 47 | 2 | 1 | 2 | 23 | 0 | 0 | 0 | 0 | 0 | 0 | 0 | 0 | 0 | 0 | 0 | 1 |  | 1 | 2 | 1 | 2
| 48 | 2 | 1 | 2 | 24 | 0 | 0 | 0 | 0 | 0 | 0 | 0 | 0 | 0 | 0 | 0 | 1 |  | 1 | 2 | 1 | 2
| 49 | 3 | 1 | 3 | 1 | 0 | 0 | 1 | 0 | 0 | 0 | 0 | 0 | 0 | 0 | 0 | 1 |  | 1 | 3 | 1 | 3
| 50 | 3 | 1 | 3 | 2 | 0 | 0 | 1 | 0 | 0 | 0 | 0 | 0 | 0 | 0 | 0 | 1 |  | 1 | 3 | 1 | 3
| 51 | 3 | 1 | 3 | 3 | 0 | 0 | 1 | 0 | 0 | 0 | 0 | 0 | 0 | 0 | 0 | 1 |  | 1 | 3 | 1 | 3
| 52 | 3 | 1 | 3 | 4 | 0 | 0 | 1 | 0 | 0 | 0 | 0 | 0 | 0 | 0 | 0 | 1 |  | 1 | 3 | 1 | 3
| 53 | 3 | 1 | 3 | 5 | 0 | 0 | 1 | 0 | 0 | 0 | 0 | 0 | 0 | 0 | 0 | 1 |  | 1 | 3 | 1 | 3
| 54 | 3 | 1 | 3 | 6 | 0 | 0 | 1 | 0 | 0 | 0 | 0 | 0 | 0 | 0 | 0 | 1 |  | 1 | 3 | 1 | 3
| 55 | 3 | 1 | 3 | 7 | 0 | 0 | 1 | 0 | 0 | 0 | 0 | 0 | 0 | 0 | 0 | 1 |  | 1 | 3 | 1 | 3
| 56 | 3 | 1 | 3 | 8 | 0 | 0 | 1 | 0 | 0 | 0 | 0 | 0 | 0 | 0 | 0 | 1 |  | 1 | 3 | 1 | 3
| 57 | 3 | 1 | 3 | 9 | 0 | 0 | 1 | 0 | 0 | 0 | 0 | 0 | 0 | 0 | 0 | 1 |  | 1 | 3 | 1 | 3
| 58 | 3 | 1 | 3 | 10 | 0 | 0 | 1 | 0 | 0 | 0 | 0 | 0 | 0 | 0 | 0 | 1 |  | 1 | 3 | 1 | 3
| 59 | 3 | 1 | 3 | 11 | 0 | 0 | 1 | 0 | 0 | 0 | 0 | 0 | 0 | 0 | 0 | 1 |  | 1 | 3 | 1 | 3
| 60 | 3 | 1 | 3 | 12 | 0 | 0 | 1 | 0 | 0 | 0 | 0 | 0 | 0 | 0 | 0 | 1 |  | 1 | 3 | 1 | 3
| 61 | 3 | 1 | 3 | 13 | 0 | 0 | 1 | 0 | 0 | 0 | 0 | 0 | 0 | 0 | 0 | 1 |  | 1 | 3 | 1 | 3
| 62 | 3 | 1 | 3 | 14 | 0 | 0 | 1 | 0 | 0 | 0 | 0 | 0 | 0 | 0 | 0 | 1 |  | 1 | 3 | 1 | 3
| 63 | 3 | 1 | 3 | 15 | 0 | 0 | 1 | 0 | 0 | 0 | 0 | 0 | 0 | 0 | 0 | 1 |  | 1 | 3 | 1 | 3
| 64 | 3 | 1 | 3 | 16 | 0 | 0 | 1 | 0 | 0 | 0 | 0 | 0 | 0 | 0 | 0 | 1 |  | 1 | 3 | 1 | 3
| 65 | 3 | 1 | 3 | 17 | 0 | 0 | 1 | 0 | 0 | 0 | 0 | 0 | 0 | 0 | 0 | 1 |  | 1 | 3 | 1 | 3
| 66 | 3 | 1 | 3 | 18 | 0 | 0 | 1 | 0 | 0 | 0 | 0 | 0 | 0 | 0 | 0 | 1 |  | 1 | 3 | 1 | 3
| 67 | 3 | 1 | 3 | 19 | 0 | 0 | 1 | 0 | 0 | 0 | 0 | 0 | 0 | 0 | 0 | 1 |  | 1 | 3 | 1 | 3
| 68 | 3 | 1 | 3 | 20 | 0 | 0 | 1 | 0 | 0 | 0 | 0 | 0 | 0 | 0 | 0 | 1 |  | 1 | 3 | 1 | 3
| 69 | 3 | 1 | 3 | 21 | 0 | 0 | 1 | 0 | 0 | 0 | 0 | 0 | 0 | 0 | 0 | 1 |  | 1 | 3 | 1 | 3
| 70 | 3 | 1 | 3 | 22 | 0 | 0 | 1 | 0 | 0 | 0 | 0 | 0 | 0 | 0 | 0 | 1 |  | 1 | 3 | 1 | 3
| 71 | 3 | 1 | 3 | 23 | 0 | 0 | 1 | 0 | 0 | 0 | 0 | 0 | 0 | 0 | 0 | 1 |  | 1 | 3 | 1 | 3
| 72 | 3 | 1 | 3 | 24 | 0 | 0 | 1 | 0 | 0 | 0 | 0 | 0 | 0 | 0 | 0 | 1 |  | 1 | 3 | 1 | 3
| 73 | 4 | 1 | 4 | 1 | 0 | 0 | 1 | 0 | 0 | 0 | 0 | 0 | 0 | 0 | 0 | 1 |  | 1 | 4 | 1 | 4
| 74 | 4 | 1 | 4 | 2 | 0 | 0 | 1 | 0 | 0 | 0 | 0 | 0 | 0 | 0 | 0 | 1 |  | 1 | 4 | 1 | 4
| 75 | 4 | 1 | 4 | 3 | 0 | 0 | 1 | 0 | 0 | 0 | 0 | 0 | 0 | 0 | 0 | 1 |  | 1 | 4 | 1 | 4
| 76 | 4 | 1 | 4 | 4 | 0 | 0 | 1 | 0 | 0 | 0 | 0 | 0 | 0 | 0 | 0 | 1 |  | 1 | 4 | 1 | 4
| 77 | 4 | 1 | 4 | 5 | 0 | 0 | 1 | 0 | 0 | 0 | 0 | 0 | 0 | 0 | 0 | 1 |  | 1 | 4 | 1 | 4
| 78 | 4 | 1 | 4 | 6 | 0 | 0 | 1 | 0 | 0 | 0 | 0 | 0 | 0 | 0 | 0 | 1 |  | 1 | 4 | 1 | 4
| 79 | 4 | 1 | 4 | 7 | 0 | 0 | 1 | 0 | 0 | 0 | 0 | 0 | 0 | 0 | 0 | 1 |  | 1 | 4 | 1 | 4
| 80 | 4 | 1 | 4 | 8 | 0 | 0 | 1 | 0 | 0 | 0 | 0 | 0 | 0 | 0 | 0 | 1 |  | 1 | 4 | 1 | 4
| 81 | 4 | 1 | 4 | 9 | 0 | 0 | 1 | 0 | 0 | 0 | 0 | 0 | 0 | 0 | 0 | 1 |  | 1 | 4 | 1 | 4
| 82 | 4 | 1 | 4 | 10 | 0 | 0 | 1 | 0 | 0 | 0 | 0 | 0 | 0 | 0 | 0 | 1 |  | 1 | 4 | 1 | 4
| 83 | 4 | 1 | 4 | 11 | 0 | 0 | 1 | 0 | 0 | 0 | 0 | 0 | 0 | 0 | 0 | 1 |  | 1 | 4 | 1 | 4
| 84 | 4 | 1 | 4 | 12 | 0 | 0 | 1 | 0 | 0 | 0 | 0 | 0 | 0 | 0 | 0 | 1 |  | 1 | 4 | 1 | 4
| 85 | 4 | 1 | 4 | 13 | 0 | 0 | 1 | 0 | 0 | 0 | 0 | 0 | 0 | 0 | 0 | 1 |  | 1 | 4 | 1 | 4
| 86 | 4 | 1 | 4 | 14 | 0 | 0 | 1 | 0 | 0 | 0 | 0 | 0 | 0 | 0 | 0 | 1 |  | 1 | 4 | 1 | 4
| 87 | 4 | 1 | 4 | 15 | 0 | 0 | 1 | 0 | 0 | 0 | 0 | 0 | 0 | 0 | 0 | 1 |  | 1 | 4 | 1 | 4
| 88 | 4 | 1 | 4 | 16 | 0 | 0 | 1 | 0 | 0 | 0 | 0 | 0 | 0 | 0 | 0 | 1 |  | 1 | 4 | 1 | 4
| 89 | 4 | 1 | 4 | 17 | 0 | 0 | 1 | 0 | 0 | 0 | 0 | 0 | 0 | 0 | 0 | 1 |  | 1 | 4 | 1 | 4
| 90 | 4 | 1 | 4 | 18 | 0 | 0 | 1 | 0 | 0 | 0 | 0 | 0 | 0 | 0 | 0 | 1 |  | 1 | 4 | 1 | 4
| 91 | 4 | 1 | 4 | 19 | 0 | 0 | 1 | 0 | 0 | 0 | 0 | 0 | 0 | 0 | 0 | 1 |  | 1 | 4 | 1 | 4
| 92 | 4 | 1 | 4 | 20 | 0 | 0 | 1 | 0 | 0 | 0 | 0 | 0 | 0 | 0 | 0 | 1 |  | 1 | 4 | 1 | 4
| 93 | 4 | 1 | 4 | 21 | 0 | 0 | 1 | 0 | 0 | 0 | 0 | 0 | 0 | 0 | 0 | 1 |  | 1 | 4 | 1 | 4
| 94 | 4 | 1 | 4 | 22 | 0 | 0 | 1 | 0 | 0 | 0 | 0 | 0 | 0 | 0 | 0 | 1 |  | 1 | 4 | 1 | 4
| 95 | 4 | 1 | 4 | 23 | 0 | 0 | 1 | 0 | 0 | 0 | 0 | 0 | 0 | 0 | 0 | 1 |  | 1 | 4 | 1 | 4
| 96 | 4 | 1 | 4 | 24 | 0 | 0 | 1 | 0 | 0 | 0 | 0 | 0 | 0 | 0 | 0 | 1 |  | 1 | 4 | 1 | 4
| 97 | 5 | 1 | 5 | 1 | 0 | 0 | 1 | 0 | 0 | 0 | 0 | 0 | 0 | 0 | 0 | 1 |  | 1 | 5 | 1 | 5
| 98 | 5 | 1 | 5 | 2 | 0 | 0 | 1 | 0 | 0 | 0 | 0 | 0 | 0 | 0 | 0 | 1 |  | 1 | 5 | 1 | 5
| 99 | 5 | 1 | 5 | 3 | 0 | 0 | 1 | 0 | 0 | 0 | 0 | 0 | 0 | 0 | 0 | 1 |  | 1 | 5 | 1 | 5
| 100 | 5 | 1 | 5 | 4 | 0 | 0 | 1 | 0 | 0 | 0 | 0 | 0 | 0 | 0 | 0 | 1 |  | 1 | 5 | 1 | 5
| 101 | 5 | 1 | 5 | 5 | 0 | 0 | 1 | 0 | 0 | 0 | 0 | 0 | 0 | 0 | 0 | 1 |  | 1 | 5 | 1 | 5
| 102 | 5 | 1 | 5 | 6 | 0 | 0 | 1 | 0 | 0 | 0 | 0 | 0 | 0 | 0 | 0 | 1 |  | 1 | 5 | 1 | 5
| 103 | 5 | 1 | 5 | 7 | 0 | 0 | 1 | 0 | 0 | 0 | 0 | 0 | 0 | 0 | 0 | 1 |  | 1 | 5 | 1 | 5
| 104 | 5 | 1 | 5 | 8 | 0 | 0 | 1 | 0 | 0 | 0 | 0 | 0 | 0 | 0 | 0 | 1 |  | 1 | 5 | 1 | 5
| 105 | 5 | 1 | 5 | 9 | 0 | 0 | 1 | 0 | 0 | 0 | 0 | 0 | 0 | 0 | 0 | 1 |  | 1 | 5 | 1 | 5
| 106 | 5 | 1 | 5 | 10 | 0 | 0 | 1 | 0 | 0 | 0 | 0 | 0 | 0 | 0 | 0 | 1 |  | 1 | 5 | 1 | 5
| 107 | 5 | 1 | 5 | 11 | 0 | 0 | 1 | 0 | 0 | 0 | 0 | 0 | 0 | 0 | 0 | 1 |  | 1 | 5 | 1 | 5
| 108 | 5 | 1 | 5 | 12 | 0 | 0 | 1 | 0 | 0 | 0 | 0 | 0 | 0 | 0 | 0 | 1 |  | 1 | 5 | 1 | 5
| 109 | 5 | 1 | 5 | 13 | 0 | 0 | 1 | 0 | 0 | 0 | 0 | 0 | 0 | 0 | 0 | 1 |  | 1 | 5 | 1 | 5
| 110 | 5 | 1 | 5 | 14 | 0 | 0 | 1 | 0 | 0 | 0 | 0 | 0 | 0 | 0 | 0 | 1 |  | 1 | 5 | 1 | 5
| 111 | 5 | 1 | 5 | 15 | 0 | 0 | 1 | 0 | 0 | 0 | 0 | 0 | 0 | 0 | 0 | 1 |  | 1 | 5 | 1 | 5
| 112 | 5 | 1 | 5 | 16 | 0 | 0 | 1 | 0 | 0 | 0 | 0 | 0 | 0 | 0 | 0 | 1 |  | 1 | 5 | 1 | 5
| 113 | 5 | 1 | 5 | 17 | 0 | 0 | 1 | 0 | 0 | 0 | 0 | 0 | 0 | 0 | 0 | 1 |  | 1 | 5 | 1 | 5
| 114 | 5 | 1 | 5 | 18 | 0 | 0 | 1 | 0 | 0 | 0 | 0 | 0 | 0 | 0 | 0 | 1 |  | 1 | 5 | 1 | 5
| 115 | 5 | 1 | 5 | 19 | 0 | 0 | 1 | 0 | 0 | 0 | 0 | 0 | 0 | 0 | 0 | 1 |  | 1 | 5 | 1 | 5
| 116 | 5 | 1 | 5 | 20 | 0 | 0 | 1 | 0 | 0 | 0 | 0 | 0 | 0 | 0 | 0 | 1 |  | 1 | 5 | 1 | 5
| 117 | 5 | 1 | 5 | 21 | 0 | 0 | 1 | 0 | 0 | 0 | 0 | 0 | 0 | 0 | 0 | 1 |  | 1 | 5 | 1 | 5
| 118 | 5 | 1 | 5 | 22 | 0 | 0 | 1 | 0 | 0 | 0 | 0 | 0 | 0 | 0 | 0 | 1 |  | 1 | 5 | 1 | 5
| 119 | 5 | 1 | 5 | 23 | 0 | 0 | 1 | 0 | 0 | 0 | 0 | 0 | 0 | 0 | 0 | 1 |  | 1 | 5 | 1 | 5
| 120 | 5 | 1 | 5 | 24 | 0 | 0 | 1 | 0 | 0 | 0 | 0 | 0 | 0 | 0 | 0 | 1 |  | 1 | 5 | 1 | 5
| 121 | 6 | 1 | 6 | 1 | 0 | 0 | 1 | 0 | 0 | 0 | 0 | 0 | 0 | 0 | 0 | 1 |  | 1 | 6 | 1 | 6
| 122 | 6 | 1 | 6 | 2 | 0 | 0 | 1 | 0 | 0 | 0 | 0 | 0 | 0 | 0 | 0 | 1 |  | 1 | 6 | 1 | 6
| 123 | 6 | 1 | 6 | 3 | 0 | 0 | 1 | 0 | 0 | 0 | 0 | 0 | 0 | 0 | 0 | 1 |  | 1 | 6 | 1 | 6
| 124 | 6 | 1 | 6 | 4 | 0 | 0 | 1 | 0 | 0 | 0 | 0 | 0 | 0 | 0 | 0 | 1 |  | 1 | 6 | 1 | 6
| 125 | 6 | 1 | 6 | 5 | 0 | 0 | 1 | 0 | 0 | 0 | 0 | 0 | 0 | 0 | 0 | 1 |  | 1 | 6 | 1 | 6
| 126 | 6 | 1 | 6 | 6 | 0 | 0 | 1 | 0 | 0 | 0 | 0 | 0 | 0 | 0 | 0 | 1 |  | 1 | 6 | 1 | 6
| 127 | 6 | 1 | 6 | 7 | 0 | 0 | 1 | 0 | 0 | 0 | 0 | 0 | 0 | 0 | 0 | 1 |  | 1 | 6 | 1 | 6
| 128 | 6 | 1 | 6 | 8 | 0 | 0 | 1 | 0 | 0 | 0 | 0 | 0 | 0 | 0 | 0 | 1 |  | 1 | 6 | 1 | 6
| 129 | 6 | 1 | 6 | 9 | 0 | 0 | 1 | 0 | 0 | 0 | 0 | 0 | 0 | 0 | 0 | 1 |  | 1 | 6 | 1 | 6
| 130 | 6 | 1 | 6 | 10 | 0 | 0 | 1 | 0 | 0 | 0 | 0 | 0 | 0 | 0 | 0 | 1 |  | 1 | 6 | 1 | 6
| 131 | 6 | 1 | 6 | 11 | 0 | 0 | 1 | 0 | 0 | 0 | 0 | 0 | 0 | 0 | 0 | 1 |  | 1 | 6 | 1 | 6
| 132 | 6 | 1 | 6 | 12 | 0 | 0 | 1 | 0 | 0 | 0 | 0 | 0 | 0 | 0 | 0 | 1 |  | 1 | 6 | 1 | 6
| 133 | 6 | 1 | 6 | 13 | 0 | 0 | 1 | 0 | 0 | 0 | 0 | 0 | 0 | 0 | 0 | 1 |  | 1 | 6 | 1 | 6
| 134 | 6 | 1 | 6 | 14 | 0 | 0 | 1 | 0 | 0 | 0 | 0 | 0 | 0 | 0 | 0 | 1 |  | 1 | 6 | 1 | 6
| 135 | 6 | 1 | 6 | 15 | 0 | 0 | 1 | 0 | 0 | 0 | 0 | 0 | 0 | 0 | 0 | 1 |  | 1 | 6 | 1 | 6
| 136 | 6 | 1 | 6 | 16 | 0 | 0 | 1 | 0 | 0 | 0 | 0 | 0 | 0 | 0 | 0 | 1 |  | 1 | 6 | 1 | 6
| 137 | 6 | 1 | 6 | 17 | 0 | 0 | 1 | 0 | 0 | 0 | 0 | 0 | 0 | 0 | 0 | 1 |  | 1 | 6 | 1 | 6
| 138 | 6 | 1 | 6 | 18 | 0 | 0 | 1 | 0 | 0 | 0 | 0 | 0 | 0 | 0 | 0 | 1 |  | 1 | 6 | 1 | 6
| 139 | 6 | 1 | 6 | 19 | 0 | 0 | 1 | 0 | 0 | 0 | 0 | 0 | 0 | 0 | 0 | 1 |  | 1 | 6 | 1 | 6
| 140 | 6 | 1 | 6 | 20 | 0 | 0 | 1 | 0 | 0 | 0 | 0 | 0 | 0 | 0 | 0 | 1 |  | 1 | 6 | 1 | 6
| 141 | 6 | 1 | 6 | 21 | 0 | 0 | 1 | 0 | 0 | 0 | 0 | 0 | 0 | 0 | 0 | 1 |  | 1 | 6 | 1 | 6
| 142 | 6 | 1 | 6 | 22 | 0 | 0 | 1 | 0 | 0 | 0 | 0 | 0 | 0 | 0 | 0 | 1 |  | 1 | 6 | 1 | 6
| 143 | 6 | 1 | 6 | 23 | 0 | 0 | 1 | 0 | 0 | 0 | 0 | 0 | 0 | 0 | 0 | 1 |  | 1 | 6 | 1 | 6
| 144 | 6 | 1 | 6 | 24 | 0 | 0 | 1 | 0 | 0 | 0 | 0 | 0 | 0 | 0 | 0 | 1 |  | 1 | 6 | 1 | 6
| 145 | 7 | 1 | 7 | 1 | 0 | 0 | 1 | 0 | 0 | 0 | 0 | 0 | 0 | 0 | 0 | 1 |  | 1 | 7 | 1 | 7
| 146 | 7 | 1 | 7 | 2 | 0 | 0 | 1 | 0 | 0 | 0 | 0 | 0 | 0 | 0 | 0 | 1 |  | 1 | 7 | 1 | 7
| 147 | 7 | 1 | 7 | 3 | 0 | 0 | 1 | 0 | 0 | 0 | 0 | 0 | 0 | 0 | 0 | 1 |  | 1 | 7 | 1 | 7
| 148 | 7 | 1 | 7 | 4 | 0 | 0 | 1 | 0 | 0 | 0 | 0 | 0 | 0 | 0 | 0 | 1 |  | 1 | 7 | 1 | 7
| 149 | 7 | 1 | 7 | 5 | 0 | 0 | 1 | 0 | 0 | 0 | 0 | 0 | 0 | 0 | 0 | 1 |  | 1 | 7 | 1 | 7
| 150 | 7 | 1 | 7 | 6 | 0 | 0 | 1 | 0 | 0 | 0 | 0 | 0 | 0 | 0 | 0 | 1 |  | 1 | 7 | 1 | 7
| 151 | 7 | 1 | 7 | 7 | 0 | 0 | 1 | 0 | 0 | 0 | 0 | 0 | 0 | 0 | 0 | 1 |  | 1 | 7 | 1 | 7
| 152 | 7 | 1 | 7 | 8 | 0 | 0 | 1 | 0 | 0 | 0 | 0 | 0 | 0 | 0 | 0 | 1 |  | 1 | 7 | 1 | 7
| 153 | 7 | 1 | 7 | 9 | 0 | 0 | 1 | 0 | 0 | 0 | 0 | 0 | 0 | 0 | 0 | 1 |  | 1 | 7 | 1 | 7
| 154 | 7 | 1 | 7 | 10 | 0 | 0 | 1 | 0 | 0 | 0 | 0 | 0 | 0 | 0 | 0 | 1 |  | 1 | 7 | 1 | 7
| 155 | 7 | 1 | 7 | 11 | 0 | 0 | 1 | 0 | 0 | 0 | 0 | 0 | 0 | 0 | 0 | 1 |  | 1 | 7 | 1 | 7
| 156 | 7 | 1 | 7 | 12 | 0 | 0 | 1 | 0 | 0 | 0 | 0 | 0 | 0 | 0 | 0 | 1 |  | 1 | 7 | 1 | 7
| 157 | 7 | 1 | 7 | 13 | 0 | 0 | 1 | 0 | 0 | 0 | 0 | 0 | 0 | 0 | 0 | 1 |  | 1 | 7 | 1 | 7
| 158 | 7 | 1 | 7 | 14 | 0 | 0 | 1 | 0 | 0 | 0 | 0 | 0 | 0 | 0 | 0 | 1 |  | 1 | 7 | 1 | 7
| 159 | 7 | 1 | 7 | 15 | 0 | 0 | 1 | 0 | 0 | 0 | 0 | 0 | 0 | 0 | 0 | 1 |  | 1 | 7 | 1 | 7
| 160 | 7 | 1 | 7 | 16 | 0 | 0 | 1 | 0 | 0 | 0 | 0 | 0 | 0 | 0 | 0 | 1 |  | 1 | 7 | 1 | 7
| 161 | 7 | 1 | 7 | 17 | 0 | 0 | 1 | 0 | 0 | 0 | 0 | 0 | 0 | 0 | 0 | 1 |  | 1 | 7 | 1 | 7
| 162 | 7 | 1 | 7 | 18 | 0 | 0 | 1 | 0 | 0 | 0 | 0 | 0 | 0 | 0 | 0 | 1 |  | 1 | 7 | 1 | 7
| 163 | 7 | 1 | 7 | 19 | 0 | 0 | 1 | 0 | 0 | 0 | 0 | 0 | 0 | 0 | 0 | 1 |  | 1 | 7 | 1 | 7
| 164 | 7 | 1 | 7 | 20 | 0 | 0 | 1 | 0 | 0 | 0 | 0 | 0 | 0 | 0 | 0 | 1 |  | 1 | 7 | 1 | 7
| 165 | 7 | 1 | 7 | 21 | 0 | 0 | 1 | 0 | 0 | 0 | 0 | 0 | 0 | 0 | 0 | 1 |  | 1 | 7 | 1 | 7
| 166 | 7 | 1 | 7 | 22 | 0 | 0 | 1 | 0 | 0 | 0 | 0 | 0 | 0 | 0 | 0 | 1 |  | 1 | 7 | 1 | 7
| 167 | 7 | 1 | 7 | 23 | 0 | 0 | 1 | 0 | 0 | 0 | 0 | 0 | 0 | 0 | 0 | 1 |  | 1 | 7 | 1 | 7
| 168 | 7 | 1 | 7 | 24 | 0 | 0 | 1 | 0 | 0 | 0 | 0 | 0 | 0 | 0 | 0 | 1 |  | 1 | 7 | 1 | 7
| 169 | 8 | 1 | 8 | 1 | 0 | 0 | 0 | 0 | 0 | 0 | 0 | 0 | 0 | 0 | 0 | 1 |  | 1 | 8 | 1 | 8
| 170 | 8 | 1 | 8 | 2 | 0 | 0 | 0 | 0 | 0 | 0 | 0 | 0 | 0 | 0 | 0 | 1 |  | 1 | 8 | 1 | 8
| 171 | 8 | 1 | 8 | 3 | 0 | 0 | 0 | 0 | 0 | 0 | 0 | 0 | 0 | 0 | 0 | 1 |  | 1 | 8 | 1 | 8
| 172 | 8 | 1 | 8 | 4 | 0 | 0 | 0 | 0 | 0 | 0 | 0 | 0 | 0 | 0 | 0 | 1 |  | 1 | 8 | 1 | 8
| 173 | 8 | 1 | 8 | 5 | 0 | 0 | 0 | 0 | 0 | 0 | 0 | 0 | 0 | 0 | 0 | 1 |  | 1 | 8 | 1 | 8
| 174 | 8 | 1 | 8 | 6 | 0 | 0 | 0 | 0 | 0 | 0 | 0 | 0 | 0 | 0 | 0 | 1 |  | 1 | 8 | 1 | 8
| 175 | 8 | 1 | 8 | 7 | 0 | 0 | 0 | 0 | 0 | 0 | 0 | 0 | 0 | 0 | 0 | 1 |  | 1 | 8 | 1 | 8
| 176 | 8 | 1 | 8 | 8 | 0 | 0 | 0 | 0 | 0 | 0 | 0 | 0 | 0 | 0 | 0 | 1 |  | 1 | 8 | 1 | 8
| 177 | 8 | 1 | 8 | 9 | 0 | 0 | 0 | 0 | 0 | 0 | 0 | 0 | 0 | 0 | 0 | 1 |  | 1 | 8 | 1 | 8
| 178 | 8 | 1 | 8 | 10 | 0 | 0 | 0 | 0 | 0 | 0 | 0 | 0 | 0 | 0 | 0 | 1 |  | 1 | 8 | 1 | 8
| 179 | 8 | 1 | 8 | 11 | 0 | 0 | 0 | 0 | 0 | 0 | 0 | 0 | 0 | 0 | 0 | 1 |  | 1 | 8 | 1 | 8
| 180 | 8 | 1 | 8 | 12 | 0 | 0 | 0 | 0 | 0 | 0 | 0 | 0 | 0 | 0 | 0 | 1 |  | 1 | 8 | 1 | 8
| 181 | 8 | 1 | 8 | 13 | 0 | 0 | 0 | 0 | 0 | 0 | 0 | 0 | 0 | 0 | 0 | 1 |  | 1 | 8 | 1 | 8
| 182 | 8 | 1 | 8 | 14 | 0 | 0 | 0 | 0 | 0 | 0 | 0 | 0 | 0 | 0 | 0 | 1 |  | 1 | 8 | 1 | 8
| 183 | 8 | 1 | 8 | 15 | 0 | 0 | 0 | 0 | 0 | 0 | 0 | 0 | 0 | 0 | 0 | 1 |  | 1 | 8 | 1 | 8
| 184 | 8 | 1 | 8 | 16 | 0 | 0 | 0 | 0 | 0 | 0 | 0 | 0 | 0 | 0 | 0 | 1 |  | 1 | 8 | 1 | 8
| 185 | 8 | 1 | 8 | 17 | 0 | 0 | 0 | 0 | 0 | 0 | 0 | 0 | 0 | 0 | 0 | 1 |  | 1 | 8 | 1 | 8
| 186 | 8 | 1 | 8 | 18 | 0 | 0 | 0 | 0 | 0 | 0 | 0 | 0 | 0 | 0 | 0 | 1 |  | 1 | 8 | 1 | 8
| 187 | 8 | 1 | 8 | 19 | 0 | 0 | 0 | 0 | 0 | 0 | 0 | 0 | 0 | 0 | 0 | 1 |  | 1 | 8 | 1 | 8
| 188 | 8 | 1 | 8 | 20 | 0 | 0 | 0 | 0 | 0 | 0 | 0 | 0 | 0 | 0 | 0 | 1 |  | 1 | 8 | 1 | 8
| 189 | 8 | 1 | 8 | 21 | 0 | 0 | 0 | 0 | 0 | 0 | 0 | 0 | 0 | 0 | 0 | 1 |  | 1 | 8 | 1 | 8
| 190 | 8 | 1 | 8 | 22 | 0 | 0 | 0 | 0 | 0 | 0 | 0 | 0 | 0 | 0 | 0 | 1 |  | 1 | 8 | 1 | 8
| 191 | 8 | 1 | 8 | 23 | 0 | 0 | 0 | 0 | 0 | 0 | 0 | 0 | 0 | 0 | 0 | 1 |  | 1 | 8 | 1 | 8
| 192 | 8 | 1 | 8 | 24 | 0 | 0 | 0 | 0 | 0 | 0 | 0 | 0 | 0 | 0 | 0 | 1 |  | 1 | 8 | 1 | 8
| 193 | 9 | 1 | 9 | 1 | 0 | 0 | 0 | 0 | 0 | 0 | 0 | 0 | 0 | 0 | 0 | 1 |  | 1 | 9 | 1 | 9
| 194 | 9 | 1 | 9 | 2 | 0 | 0 | 0 | 0 | 0 | 0 | 0 | 0 | 0 | 0 | 0 | 1 |  | 1 | 9 | 1 | 9
| 195 | 9 | 1 | 9 | 3 | 0 | 0 | 0 | 0 | 0 | 0 | 0 | 0 | 0 | 0 | 0 | 1 |  | 1 | 9 | 1 | 9
| 196 | 9 | 1 | 9 | 4 | 0 | 0 | 0 | 0 | 0 | 0 | 0 | 0 | 0 | 0 | 0 | 1 |  | 1 | 9 | 1 | 9
| 197 | 9 | 1 | 9 | 5 | 0 | 0 | 0 | 0 | 0 | 0 | 0 | 0 | 0 | 0 | 0 | 1 |  | 1 | 9 | 1 | 9
| 198 | 9 | 1 | 9 | 6 | 0 | 0 | 0 | 0 | 0 | 0 | 0 | 0 | 0 | 0 | 0 | 1 |  | 1 | 9 | 1 | 9
| 199 | 9 | 1 | 9 | 7 | 0 | 0 | 0 | 0 | 0 | 0 | 0 | 0 | 0 | 0 | 0 | 1 |  | 1 | 9 | 1 | 9
| 200 | 9 | 1 | 9 | 8 | 0 | 0 | 0 | 0 | 0 | 0 | 0 | 0 | 0 | 0 | 0 | 1 |  | 1 | 9 | 1 | 9
| 201 | 9 | 1 | 9 | 9 | 0 | 0 | 0 | 0 | 0 | 0 | 0 | 0 | 0 | 0 | 0 | 1 |  | 1 | 9 | 1 | 9
| 202 | 9 | 1 | 9 | 10 | 0 | 0 | 0 | 0 | 0 | 0 | 0 | 0 | 0 | 0 | 0 | 1 |  | 1 | 9 | 1 | 9
| 203 | 9 | 1 | 9 | 11 | 0 | 0 | 0 | 0 | 0 | 0 | 0 | 0 | 0 | 0 | 0 | 1 |  | 1 | 9 | 1 | 9
| 204 | 9 | 1 | 9 | 12 | 0 | 0 | 0 | 0 | 0 | 0 | 0 | 0 | 0 | 0 | 0 | 1 |  | 1 | 9 | 1 | 9
| 205 | 9 | 1 | 9 | 13 | 0 | 0 | 0 | 0 | 0 | 0 | 0 | 0 | 0 | 0 | 0 | 1 |  | 1 | 9 | 1 | 9
| 206 | 9 | 1 | 9 | 14 | 0 | 0 | 0 | 0 | 0 | 0 | 0 | 0 | 0 | 0 | 0 | 1 |  | 1 | 9 | 1 | 9
| 207 | 9 | 1 | 9 | 15 | 0 | 0 | 0 | 0 | 0 | 0 | 0 | 0 | 0 | 0 | 0 | 1 |  | 1 | 9 | 1 | 9
| 208 | 9 | 1 | 9 | 16 | 0 | 0 | 0 | 0 | 0 | 0 | 0 | 0 | 0 | 0 | 0 | 1 |  | 1 | 9 | 1 | 9
| 209 | 9 | 1 | 9 | 17 | 0 | 0 | 0 | 0 | 0 | 0 | 0 | 0 | 0 | 0 | 0 | 1 |  | 1 | 9 | 1 | 9
| 210 | 9 | 1 | 9 | 18 | 0 | 0 | 0 | 0 | 0 | 0 | 0 | 0 | 0 | 0 | 0 | 1 |  | 1 | 9 | 1 | 9
| 211 | 9 | 1 | 9 | 19 | 0 | 0 | 0 | 0 | 0 | 0 | 0 | 0 | 0 | 0 | 0 | 1 |  | 1 | 9 | 1 | 9
| 212 | 9 | 1 | 9 | 20 | 0 | 0 | 0 | 0 | 0 | 0 | 0 | 0 | 0 | 0 | 0 | 1 |  | 1 | 9 | 1 | 9
| 213 | 9 | 1 | 9 | 21 | 0 | 0 | 0 | 0 | 0 | 0 | 0 | 0 | 0 | 0 | 0 | 1 |  | 1 | 9 | 1 | 9
| 214 | 9 | 1 | 9 | 22 | 0 | 0 | 0 | 0 | 0 | 0 | 0 | 0 | 0 | 0 | 0 | 1 |  | 1 | 9 | 1 | 9
| 215 | 9 | 1 | 9 | 23 | 0 | 0 | 0 | 0 | 0 | 0 | 0 | 0 | 0 | 0 | 0 | 1 |  | 1 | 9 | 1 | 9
| 216 | 9 | 1 | 9 | 24 | 0 | 0 | 0 | 0 | 0 | 0 | 0 | 0 | 0 | 0 | 0 | 1 |  | 1 | 9 | 1 | 9
| 217 | 10 | 1 | 10 | 1 | 0 | 0 | 1 | 0 | 0 | 0 | 0 | 0 | 0 | 0 | 0 | 1 |  | 1 | 10 | 1 | 10
| 218 | 10 | 1 | 10 | 2 | 0 | 0 | 1 | 0 | 0 | 0 | 0 | 0 | 0 | 0 | 0 | 1 |  | 1 | 10 | 1 | 10
| 219 | 10 | 1 | 10 | 3 | 0 | 0 | 1 | 0 | 0 | 0 | 0 | 0 | 0 | 0 | 0 | 1 |  | 1 | 10 | 1 | 10
| 220 | 10 | 1 | 10 | 4 | 0 | 0 | 1 | 0 | 0 | 0 | 0 | 0 | 0 | 0 | 0 | 1 |  | 1 | 10 | 1 | 10
| 221 | 10 | 1 | 10 | 5 | 0 | 0 | 1 | 0 | 0 | 0 | 0 | 0 | 0 | 0 | 0 | 1 |  | 1 | 10 | 1 | 10
| 222 | 10 | 1 | 10 | 6 | 0 | 0 | 1 | 0 | 0 | 0 | 0 | 0 | 0 | 0 | 0 | 1 |  | 1 | 10 | 1 | 10
| 223 | 10 | 1 | 10 | 7 | 0 | 0 | 1 | 0 | 0 | 0 | 0 | 0 | 0 | 0 | 0 | 1 |  | 1 | 10 | 1 | 10
| 224 | 10 | 1 | 10 | 8 | 0 | 0 | 1 | 0 | 0 | 0 | 0 | 0 | 0 | 0 | 0 | 1 |  | 1 | 10 | 1 | 10
| 225 | 10 | 1 | 10 | 9 | 0 | 0 | 1 | 0 | 0 | 0 | 0 | 0 | 0 | 0 | 0 | 1 |  | 1 | 10 | 1 | 10
| 226 | 10 | 1 | 10 | 10 | 0 | 0 | 1 | 0 | 0 | 0 | 0 | 0 | 0 | 0 | 0 | 1 |  | 1 | 10 | 1 | 10
| 227 | 10 | 1 | 10 | 11 | 0 | 0 | 1 | 0 | 0 | 0 | 0 | 0 | 0 | 0 | 0 | 1 |  | 1 | 10 | 1 | 10
| 228 | 10 | 1 | 10 | 12 | 0 | 0 | 1 | 0 | 0 | 0 | 0 | 0 | 0 | 0 | 0 | 1 |  | 1 | 10 | 1 | 10
| 229 | 10 | 1 | 10 | 13 | 0 | 0 | 1 | 0 | 0 | 0 | 0 | 0 | 0 | 0 | 0 | 1 |  | 1 | 10 | 1 | 10
| 230 | 10 | 1 | 10 | 14 | 0 | 0 | 1 | 0 | 0 | 0 | 0 | 0 | 0 | 0 | 0 | 1 |  | 1 | 10 | 1 | 10
| 231 | 10 | 1 | 10 | 15 | 0 | 0 | 1 | 0 | 0 | 0 | 0 | 0 | 0 | 0 | 0 | 1 |  | 1 | 10 | 1 | 10
| 232 | 10 | 1 | 10 | 16 | 0 | 0 | 1 | 0 | 0 | 0 | 0 | 0 | 0 | 0 | 0 | 1 |  | 1 | 10 | 1 | 10
| 233 | 10 | 1 | 10 | 17 | 0 | 0 | 1 | 0 | 0 | 0 | 0 | 0 | 0 | 0 | 0 | 1 |  | 1 | 10 | 1 | 10
| 234 | 10 | 1 | 10 | 18 | 0 | 0 | 1 | 0 | 0 | 0 | 0 | 0 | 0 | 0 | 0 | 1 |  | 1 | 10 | 1 | 10
| 235 | 10 | 1 | 10 | 19 | 0 | 0 | 1 | 0 | 0 | 0 | 0 | 0 | 0 | 0 | 0 | 1 |  | 1 | 10 | 1 | 10
| 236 | 10 | 1 | 10 | 20 | 0 | 0 | 1 | 0 | 0 | 0 | 0 | 0 | 0 | 0 | 0 | 1 |  | 1 | 10 | 1 | 10
| 237 | 10 | 1 | 10 | 21 | 0 | 0 | 1 | 0 | 0 | 0 | 0 | 0 | 0 | 0 | 0 | 1 |  | 1 | 10 | 1 | 10
| 238 | 10 | 1 | 10 | 22 | 0 | 0 | 1 | 0 | 0 | 0 | 0 | 0 | 0 | 0 | 0 | 1 |  | 1 | 10 | 1 | 10
| 239 | 10 | 1 | 10 | 23 | 0 | 0 | 1 | 0 | 0 | 0 | 0 | 0 | 0 | 0 | 0 | 1 |  | 1 | 10 | 1 | 10
| 240 | 10 | 1 | 10 | 24 | 0 | 0 | 1 | 0 | 0 | 0 | 0 | 0 | 0 | 0 | 0 | 1 |  | 1 | 10 | 1 | 10
| 241 | 11 | 1 | 11 | 1 | 0 | 0 | 1 | 0 | 0 | 0 | 0 | 0 | 0 | 0 | 0 | 1 |  | 1 | 11 | 1 | 11
| 242 | 11 | 1 | 11 | 2 | 0 | 0 | 1 | 0 | 0 | 0 | 0 | 0 | 0 | 0 | 0 | 1 |  | 1 | 11 | 1 | 11
| 243 | 11 | 1 | 11 | 3 | 0 | 0 | 1 | 0 | 0 | 0 | 0 | 0 | 0 | 0 | 0 | 1 |  | 1 | 11 | 1 | 11
| 244 | 11 | 1 | 11 | 4 | 0 | 0 | 1 | 0 | 0 | 0 | 0 | 0 | 0 | 0 | 0 | 1 |  | 1 | 11 | 1 | 11
| 245 | 11 | 1 | 11 | 5 | 0 | 0 | 1 | 0 | 0 | 0 | 0 | 0 | 0 | 0 | 0 | 1 |  | 1 | 11 | 1 | 11
| 246 | 11 | 1 | 11 | 6 | 0 | 0 | 1 | 0 | 0 | 0 | 0 | 0 | 0 | 0 | 0 | 1 |  | 1 | 11 | 1 | 11
| 247 | 11 | 1 | 11 | 7 | 0 | 0 | 1 | 0 | 0 | 0 | 0 | 0 | 0 | 0 | 0 | 1 |  | 1 | 11 | 1 | 11
| 248 | 11 | 1 | 11 | 8 | 0 | 0 | 1 | 0 | 0 | 0 | 0 | 0 | 0 | 0 | 0 | 1 |  | 1 | 11 | 1 | 11
| 249 | 11 | 1 | 11 | 9 | 0 | 0 | 1 | 0 | 0 | 0 | 0 | 0 | 0 | 0 | 0 | 1 |  | 1 | 11 | 1 | 11
| 250 | 11 | 1 | 11 | 10 | 0 | 0 | 1 | 0 | 0 | 0 | 0 | 0 | 0 | 0 | 0 | 1 |  | 1 | 11 | 1 | 11
| 251 | 11 | 1 | 11 | 11 | 0 | 0 | 1 | 0 | 0 | 0 | 0 | 0 | 0 | 0 | 0 | 1 |  | 1 | 11 | 1 | 11
| 252 | 11 | 1 | 11 | 12 | 0 | 0 | 1 | 0 | 0 | 0 | 0 | 0 | 0 | 0 | 0 | 1 |  | 1 | 11 | 1 | 11
| 253 | 11 | 1 | 11 | 13 | 0 | 0 | 1 | 0 | 0 | 0 | 0 | 0 | 0 | 0 | 0 | 1 |  | 1 | 11 | 1 | 11
| 254 | 11 | 1 | 11 | 14 | 0 | 0 | 1 | 0 | 0 | 0 | 0 | 0 | 0 | 0 | 0 | 1 |  | 1 | 11 | 1 | 11
| 255 | 11 | 1 | 11 | 15 | 0 | 0 | 1 | 0 | 0 | 0 | 0 | 0 | 0 | 0 | 0 | 1 |  | 1 | 11 | 1 | 11
| 256 | 11 | 1 | 11 | 16 | 0 | 0 | 1 | 0 | 0 | 0 | 0 | 0 | 0 | 0 | 0 | 1 |  | 1 | 11 | 1 | 11
| 257 | 11 | 1 | 11 | 17 | 0 | 0 | 1 | 0 | 0 | 0 | 0 | 0 | 0 | 0 | 0 | 1 |  | 1 | 11 | 1 | 11
| 258 | 11 | 1 | 11 | 18 | 0 | 0 | 1 | 0 | 0 | 0 | 0 | 0 | 0 | 0 | 0 | 1 |  | 1 | 11 | 1 | 11
| 259 | 11 | 1 | 11 | 19 | 0 | 0 | 1 | 0 | 0 | 0 | 0 | 0 | 0 | 0 | 0 | 1 |  | 1 | 11 | 1 | 11
| 260 | 11 | 1 | 11 | 20 | 0 | 0 | 1 | 0 | 0 | 0 | 0 | 0 | 0 | 0 | 0 | 1 |  | 1 | 11 | 1 | 11
| 261 | 11 | 1 | 11 | 21 | 0 | 0 | 1 | 0 | 0 | 0 | 0 | 0 | 0 | 0 | 0 | 1 |  | 1 | 11 | 1 | 11
| 262 | 11 | 1 | 11 | 22 | 0 | 0 | 1 | 0 | 0 | 0 | 0 | 0 | 0 | 0 | 0 | 1 |  | 1 | 11 | 1 | 11
| 263 | 11 | 1 | 11 | 23 | 0 | 0 | 1 | 0 | 0 | 0 | 0 | 0 | 0 | 0 | 0 | 1 |  | 1 | 11 | 1 | 11
| 264 | 11 | 1 | 11 | 24 | 0 | 0 | 1 | 0 | 0 | 0 | 0 | 0 | 0 | 0 | 0 | 1 |  | 1 | 11 | 1 | 11
| 265 | 12 | 1 | 12 | 1 | 0 | 0 | 1 | 0 | 0 | 0 | 0 | 0 | 0 | 0 | 0 | 1 |  | 1 | 12 | 1 | 12
| 266 | 12 | 1 | 12 | 2 | 0 | 0 | 1 | 0 | 0 | 0 | 0 | 0 | 0 | 0 | 0 | 1 |  | 1 | 12 | 1 | 12
| 267 | 12 | 1 | 12 | 3 | 0 | 0 | 1 | 0 | 0 | 0 | 0 | 0 | 0 | 0 | 0 | 1 |  | 1 | 12 | 1 | 12
| 268 | 12 | 1 | 12 | 4 | 0 | 0 | 1 | 0 | 0 | 0 | 0 | 0 | 0 | 0 | 0 | 1 |  | 1 | 12 | 1 | 12
| 269 | 12 | 1 | 12 | 5 | 0 | 0 | 1 | 0 | 0 | 0 | 0 | 0 | 0 | 0 | 0 | 1 |  | 1 | 12 | 1 | 12
| 270 | 12 | 1 | 12 | 6 | 0 | 0 | 1 | 0 | 0 | 0 | 0 | 0 | 0 | 0 | 0 | 1 |  | 1 | 12 | 1 | 12
| 271 | 12 | 1 | 12 | 7 | 0 | 0 | 1 | 0 | 0 | 0 | 0 | 0 | 0 | 0 | 0 | 1 |  | 1 | 12 | 1 | 12
| 272 | 12 | 1 | 12 | 8 | 0 | 0 | 1 | 0 | 0 | 0 | 0 | 0 | 0 | 0 | 0 | 1 |  | 1 | 12 | 1 | 12
| 273 | 12 | 1 | 12 | 9 | 0 | 0 | 1 | 0 | 0 | 0 | 0 | 0 | 0 | 0 | 0 | 1 |  | 1 | 12 | 1 | 12
| 274 | 12 | 1 | 12 | 10 | 0 | 0 | 1 | 0 | 0 | 0 | 0 | 0 | 0 | 0 | 0 | 1 |  | 1 | 12 | 1 | 12
| 275 | 12 | 1 | 12 | 11 | 0 | 0 | 1 | 0 | 0 | 0 | 0 | 0 | 0 | 0 | 0 | 1 |  | 1 | 12 | 1 | 12
| 276 | 12 | 1 | 12 | 12 | 0 | 0 | 1 | 0 | 0 | 0 | 0 | 0 | 0 | 0 | 0 | 1 |  | 1 | 12 | 1 | 12
| 277 | 12 | 1 | 12 | 13 | 0 | 0 | 1 | 0 | 0 | 0 | 0 | 0 | 0 | 0 | 0 | 1 |  | 1 | 12 | 1 | 12
| 278 | 12 | 1 | 12 | 14 | 0 | 0 | 1 | 0 | 0 | 0 | 0 | 0 | 0 | 0 | 0 | 1 |  | 1 | 12 | 1 | 12
| 279 | 12 | 1 | 12 | 15 | 0 | 0 | 1 | 0 | 0 | 0 | 0 | 0 | 0 | 0 | 0 | 1 |  | 1 | 12 | 1 | 12
| 280 | 12 | 1 | 12 | 16 | 0 | 0 | 1 | 0 | 0 | 0 | 0 | 0 | 0 | 0 | 0 | 1 |  | 1 | 12 | 1 | 12
| 281 | 12 | 1 | 12 | 17 | 0 | 0 | 1 | 0 | 0 | 0 | 0 | 0 | 0 | 0 | 0 | 1 |  | 1 | 12 | 1 | 12
| 282 | 12 | 1 | 12 | 18 | 0 | 0 | 1 | 0 | 0 | 0 | 0 | 0 | 0 | 0 | 0 | 1 |  | 1 | 12 | 1 | 12
| 283 | 12 | 1 | 12 | 19 | 0 | 0 | 1 | 0 | 0 | 0 | 0 | 0 | 0 | 0 | 0 | 1 |  | 1 | 12 | 1 | 12
| 284 | 12 | 1 | 12 | 20 | 0 | 0 | 1 | 0 | 0 | 0 | 0 | 0 | 0 | 0 | 0 | 1 |  | 1 | 12 | 1 | 12
| 285 | 12 | 1 | 12 | 21 | 0 | 0 | 1 | 0 | 0 | 0 | 0 | 0 | 0 | 0 | 0 | 1 |  | 1 | 12 | 1 | 12
| 286 | 12 | 1 | 12 | 22 | 0 | 0 | 1 | 0 | 0 | 0 | 0 | 0 | 0 | 0 | 0 | 1 |  | 1 | 12 | 1 | 12
| 287 | 12 | 1 | 12 | 23 | 0 | 0 | 1 | 0 | 0 | 0 | 0 | 0 | 0 | 0 | 0 | 1 |  | 1 | 12 | 1 | 12
| 288 | 12 | 1 | 12 | 24 | 0 | 0 | 1 | 0 | 0 | 0 | 0 | 0 | 0 | 0 | 0 | 1 |  | 1 | 12 | 1 | 12
| 289 | 13 | 1 | 13 | 1 | 0 | 0 | 1 | 0 | 0 | 0 | 0 | 0 | 0 | 0 | 0 | 1 |  | 1 | 13 | 1 | 13
| 290 | 13 | 1 | 13 | 2 | 0 | 0 | 1 | 0 | 0 | 0 | 0 | 0 | 0 | 0 | 0 | 1 |  | 1 | 13 | 1 | 13
| 291 | 13 | 1 | 13 | 3 | 0 | 0 | 1 | 0 | 0 | 0 | 0 | 0 | 0 | 0 | 0 | 1 |  | 1 | 13 | 1 | 13
| 292 | 13 | 1 | 13 | 4 | 0 | 0 | 1 | 0 | 0 | 0 | 0 | 0 | 0 | 0 | 0 | 1 |  | 1 | 13 | 1 | 13
| 293 | 13 | 1 | 13 | 5 | 0 | 0 | 1 | 0 | 0 | 0 | 0 | 0 | 0 | 0 | 0 | 1 |  | 1 | 13 | 1 | 13
| 294 | 13 | 1 | 13 | 6 | 0 | 0 | 1 | 0 | 0 | 0 | 0 | 0 | 0 | 0 | 0 | 1 |  | 1 | 13 | 1 | 13
| 295 | 13 | 1 | 13 | 7 | 0 | 0 | 1 | 0 | 0 | 0 | 0 | 0 | 0 | 0 | 0 | 1 |  | 1 | 13 | 1 | 13
| 296 | 13 | 1 | 13 | 8 | 0 | 0 | 1 | 0 | 0 | 0 | 0 | 0 | 0 | 0 | 0 | 1 |  | 1 | 13 | 1 | 13
| 297 | 13 | 1 | 13 | 9 | 0 | 0 | 1 | 0 | 0 | 0 | 0 | 0 | 0 | 0 | 0 | 1 |  | 1 | 13 | 1 | 13
| 298 | 13 | 1 | 13 | 10 | 0 | 0 | 1 | 0 | 0 | 0 | 0 | 0 | 0 | 0 | 0 | 1 |  | 1 | 13 | 1 | 13
| 299 | 13 | 1 | 13 | 11 | 0 | 0 | 1 | 0 | 0 | 0 | 0 | 0 | 0 | 0 | 0 | 1 |  | 1 | 13 | 1 | 13
| 300 | 13 | 1 | 13 | 12 | 0 | 0 | 1 | 0 | 0 | 0 | 0 | 0 | 0 | 0 | 0 | 1 |  | 1 | 13 | 1 | 13
| 301 | 13 | 1 | 13 | 13 | 0 | 0 | 1 | 0 | 0 | 0 | 0 | 0 | 0 | 0 | 0 | 1 |  | 1 | 13 | 1 | 13
| 302 | 13 | 1 | 13 | 14 | 0 | 0 | 1 | 0 | 0 | 0 | 0 | 0 | 0 | 0 | 0 | 1 |  | 1 | 13 | 1 | 13
| 303 | 13 | 1 | 13 | 15 | 0 | 0 | 1 | 0 | 0 | 0 | 0 | 0 | 0 | 0 | 0 | 1 |  | 1 | 13 | 1 | 13
| 304 | 13 | 1 | 13 | 16 | 0 | 0 | 1 | 0 | 0 | 0 | 0 | 0 | 0 | 0 | 0 | 1 |  | 1 | 13 | 1 | 13
| 305 | 13 | 1 | 13 | 17 | 0 | 0 | 1 | 0 | 0 | 0 | 0 | 0 | 0 | 0 | 0 | 1 |  | 1 | 13 | 1 | 13
| 306 | 13 | 1 | 13 | 18 | 0 | 0 | 1 | 0 | 0 | 0 | 0 | 0 | 0 | 0 | 0 | 1 |  | 1 | 13 | 1 | 13
| 307 | 13 | 1 | 13 | 19 | 0 | 0 | 1 | 0 | 0 | 0 | 0 | 0 | 0 | 0 | 0 | 1 |  | 1 | 13 | 1 | 13
| 308 | 13 | 1 | 13 | 20 | 0 | 0 | 1 | 0 | 0 | 0 | 0 | 0 | 0 | 0 | 0 | 1 |  | 1 | 13 | 1 | 13
| 309 | 13 | 1 | 13 | 21 | 0 | 0 | 1 | 0 | 0 | 0 | 0 | 0 | 0 | 0 | 0 | 1 |  | 1 | 13 | 1 | 13
| 310 | 13 | 1 | 13 | 22 | 0 | 0 | 1 | 0 | 0 | 0 | 0 | 0 | 0 | 0 | 0 | 1 |  | 1 | 13 | 1 | 13
| 311 | 13 | 1 | 13 | 23 | 0 | 0 | 1 | 0 | 0 | 0 | 0 | 0 | 0 | 0 | 0 | 1 |  | 1 | 13 | 1 | 13
| 312 | 13 | 1 | 13 | 24 | 0 | 0 | 1 | 0 | 0 | 0 | 0 | 0 | 0 | 0 | 0 | 1 |  | 1 | 13 | 1 | 13
| 313 | 14 | 1 | 14 | 1 | 0 | 0 | 1 | 0 | 0 | 0 | 0 | 0 | 0 | 0 | 0 | 1 |  | 1 | 14 | 1 | 14
| 314 | 14 | 1 | 14 | 2 | 0 | 0 | 1 | 0 | 0 | 0 | 0 | 0 | 0 | 0 | 0 | 1 |  | 1 | 14 | 1 | 14
| 315 | 14 | 1 | 14 | 3 | 0 | 0 | 1 | 0 | 0 | 0 | 0 | 0 | 0 | 0 | 0 | 1 |  | 1 | 14 | 1 | 14
| 316 | 14 | 1 | 14 | 4 | 0 | 0 | 1 | 0 | 0 | 0 | 0 | 0 | 0 | 0 | 0 | 1 |  | 1 | 14 | 1 | 14
| 317 | 14 | 1 | 14 | 5 | 0 | 0 | 1 | 0 | 0 | 0 | 0 | 0 | 0 | 0 | 0 | 1 |  | 1 | 14 | 1 | 14
| 318 | 14 | 1 | 14 | 6 | 0 | 0 | 1 | 0 | 0 | 0 | 0 | 0 | 0 | 0 | 0 | 1 |  | 1 | 14 | 1 | 14
| 319 | 14 | 1 | 14 | 7 | 0 | 0 | 1 | 0 | 0 | 0 | 0 | 0 | 0 | 0 | 0 | 1 |  | 1 | 14 | 1 | 14
| 320 | 14 | 1 | 14 | 8 | 0 | 0 | 1 | 0 | 0 | 0 | 0 | 0 | 0 | 0 | 0 | 1 |  | 1 | 14 | 1 | 14
| 321 | 14 | 1 | 14 | 9 | 0 | 0 | 1 | 0 | 0 | 0 | 0 | 0 | 0 | 0 | 0 | 1 |  | 1 | 14 | 1 | 14
| 322 | 14 | 1 | 14 | 10 | 0 | 0 | 1 | 0 | 0 | 0 | 0 | 0 | 0 | 0 | 0 | 1 |  | 1 | 14 | 1 | 14
| 323 | 14 | 1 | 14 | 11 | 0 | 0 | 1 | 0 | 0 | 0 | 0 | 0 | 0 | 0 | 0 | 1 |  | 1 | 14 | 1 | 14
| 324 | 14 | 1 | 14 | 12 | 0 | 0 | 1 | 0 | 0 | 0 | 0 | 0 | 0 | 0 | 0 | 1 |  | 1 | 14 | 1 | 14
| 325 | 14 | 1 | 14 | 13 | 0 | 0 | 1 | 0 | 0 | 0 | 0 | 0 | 0 | 0 | 0 | 1 |  | 1 | 14 | 1 | 14
| 326 | 14 | 1 | 14 | 14 | 0 | 0 | 1 | 0 | 0 | 0 | 0 | 0 | 0 | 0 | 0 | 1 |  | 1 | 14 | 1 | 14
| 327 | 14 | 1 | 14 | 15 | 0 | 0 | 1 | 0 | 0 | 0 | 0 | 0 | 0 | 0 | 0 | 1 |  | 1 | 14 | 1 | 14
| 328 | 14 | 1 | 14 | 16 | 0 | 0 | 1 | 0 | 0 | 0 | 0 | 0 | 0 | 0 | 0 | 1 |  | 1 | 14 | 1 | 14
| 329 | 14 | 1 | 14 | 17 | 0 | 0 | 1 | 0 | 0 | 0 | 0 | 0 | 0 | 0 | 0 | 1 |  | 1 | 14 | 1 | 14
| 330 | 14 | 1 | 14 | 18 | 0 | 0 | 1 | 0 | 0 | 0 | 0 | 0 | 0 | 0 | 0 | 1 |  | 1 | 14 | 1 | 14
| 331 | 14 | 1 | 14 | 19 | 0 | 0 | 1 | 0 | 0 | 0 | 0 | 0 | 0 | 0 | 0 | 1 |  | 1 | 14 | 1 | 14
| 332 | 14 | 1 | 14 | 20 | 0 | 0 | 1 | 0 | 0 | 0 | 0 | 0 | 0 | 0 | 0 | 1 |  | 1 | 14 | 1 | 14
| 333 | 14 | 1 | 14 | 21 | 0 | 0 | 1 | 0 | 0 | 0 | 0 | 0 | 0 | 0 | 0 | 1 |  | 1 | 14 | 1 | 14
| 334 | 14 | 1 | 14 | 22 | 0 | 0 | 1 | 0 | 0 | 0 | 0 | 0 | 0 | 0 | 0 | 1 |  | 1 | 14 | 1 | 14
| 335 | 14 | 1 | 14 | 23 | 0 | 0 | 1 | 0 | 0 | 0 | 0 | 0 | 0 | 0 | 0 | 1 |  | 1 | 14 | 1 | 14
| 336 | 14 | 1 | 14 | 24 | 0 | 0 | 1 | 0 | 0 | 0 | 0 | 0 | 0 | 0 | 0 | 1 |  | 1 | 14 | 1 | 14
| 337 | 15 | 1 | 15 | 1 | 0 | 0 | 0 | 0 | 0 | 0 | 0 | 0 | 0 | 0 | 0 | 1 |  | 1 | 15 | 1 | 15
| 338 | 15 | 1 | 15 | 2 | 0 | 0 | 0 | 0 | 0 | 0 | 0 | 0 | 0 | 0 | 0 | 1 |  | 1 | 15 | 1 | 15
| 339 | 15 | 1 | 15 | 3 | 0 | 0 | 0 | 0 | 0 | 0 | 0 | 0 | 0 | 0 | 0 | 1 |  | 1 | 15 | 1 | 15
| 340 | 15 | 1 | 15 | 4 | 0 | 0 | 0 | 0 | 0 | 0 | 0 | 0 | 0 | 0 | 0 | 1 |  | 1 | 15 | 1 | 15
| 341 | 15 | 1 | 15 | 5 | 0 | 0 | 0 | 0 | 0 | 0 | 0 | 0 | 0 | 0 | 0 | 1 |  | 1 | 15 | 1 | 15
| 342 | 15 | 1 | 15 | 6 | 0 | 0 | 0 | 0 | 0 | 0 | 0 | 0 | 0 | 0 | 0 | 1 |  | 1 | 15 | 1 | 15
| 343 | 15 | 1 | 15 | 7 | 0 | 0 | 0 | 0 | 0 | 0 | 0 | 0 | 0 | 0 | 0 | 1 |  | 1 | 15 | 1 | 15
| 344 | 15 | 1 | 15 | 8 | 0 | 0 | 0 | 0 | 0 | 0 | 0 | 0 | 0 | 0 | 0 | 1 |  | 1 | 15 | 1 | 15
| 345 | 15 | 1 | 15 | 9 | 0 | 0 | 0 | 0 | 0 | 0 | 0 | 0 | 0 | 0 | 0 | 1 |  | 1 | 15 | 1 | 15
| 346 | 15 | 1 | 15 | 10 | 0 | 0 | 0 | 0 | 0 | 0 | 0 | 0 | 0 | 0 | 0 | 1 |  | 1 | 15 | 1 | 15
| 347 | 15 | 1 | 15 | 11 | 0 | 0 | 0 | 0 | 0 | 0 | 0 | 0 | 0 | 0 | 0 | 1 |  | 1 | 15 | 1 | 15
| 348 | 15 | 1 | 15 | 12 | 0 | 0 | 0 | 0 | 0 | 0 | 0 | 0 | 0 | 0 | 0 | 1 |  | 1 | 15 | 1 | 15
| 349 | 15 | 1 | 15 | 13 | 0 | 0 | 0 | 0 | 0 | 0 | 0 | 0 | 0 | 0 | 0 | 1 |  | 1 | 15 | 1 | 15
| 350 | 15 | 1 | 15 | 14 | 0 | 0 | 0 | 0 | 0 | 0 | 0 | 0 | 0 | 0 | 0 | 1 |  | 1 | 15 | 1 | 15
| 351 | 15 | 1 | 15 | 15 | 0 | 0 | 0 | 0 | 0 | 0 | 0 | 0 | 0 | 0 | 0 | 1 |  | 1 | 15 | 1 | 15
| 352 | 15 | 1 | 15 | 16 | 0 | 0 | 0 | 0 | 0 | 0 | 0 | 0 | 0 | 0 | 0 | 1 |  | 1 | 15 | 1 | 15
| 353 | 15 | 1 | 15 | 17 | 0 | 0 | 0 | 0 | 0 | 0 | 0 | 0 | 0 | 0 | 0 | 1 |  | 1 | 15 | 1 | 15
| 354 | 15 | 1 | 15 | 18 | 0 | 0 | 0 | 0 | 0 | 0 | 0 | 0 | 0 | 0 | 0 | 1 |  | 1 | 15 | 1 | 15
| 355 | 15 | 1 | 15 | 19 | 0 | 0 | 0 | 0 | 0 | 0 | 0 | 0 | 0 | 0 | 0 | 1 |  | 1 | 15 | 1 | 15
| 356 | 15 | 1 | 15 | 20 | 0 | 0 | 0 | 0 | 0 | 0 | 0 | 0 | 0 | 0 | 0 | 1 |  | 1 | 15 | 1 | 15
| 357 | 15 | 1 | 15 | 21 | 0 | 0 | 0 | 0 | 0 | 0 | 0 | 0 | 0 | 0 | 0 | 1 |  | 1 | 15 | 1 | 15
| 358 | 15 | 1 | 15 | 22 | 0 | 0 | 0 | 0 | 0 | 0 | 0 | 0 | 0 | 0 | 0 | 1 |  | 1 | 15 | 1 | 15
| 359 | 15 | 1 | 15 | 23 | 0 | 0 | 0 | 0 | 0 | 0 | 0 | 0 | 0 | 0 | 0 | 1 |  | 1 | 15 | 1 | 15
| 360 | 15 | 1 | 15 | 24 | 0 | 0 | 0 | 0 | 0 | 0 | 0 | 0 | 0 | 0 | 0 | 1 |  | 1 | 15 | 1 | 15
| 361 | 16 | 1 | 16 | 1 | 0 | 0 | 0 | 0 | 0 | 0 | 0 | 0 | 0 | 0 | 0 | 1 |  | 1 | 16 | 1 | 16
| 362 | 16 | 1 | 16 | 2 | 0 | 0 | 0 | 0 | 0 | 0 | 0 | 0 | 0 | 0 | 0 | 1 |  | 1 | 16 | 1 | 16
| 363 | 16 | 1 | 16 | 3 | 0 | 0 | 0 | 0 | 0 | 0 | 0 | 0 | 0 | 0 | 0 | 1 |  | 1 | 16 | 1 | 16
| 364 | 16 | 1 | 16 | 4 | 0 | 0 | 0 | 0 | 0 | 0 | 0 | 0 | 0 | 0 | 0 | 1 |  | 1 | 16 | 1 | 16
| 365 | 16 | 1 | 16 | 5 | 0 | 0 | 0 | 0 | 0 | 0 | 0 | 0 | 0 | 0 | 0 | 1 |  | 1 | 16 | 1 | 16
| 366 | 16 | 1 | 16 | 6 | 0 | 0 | 0 | 0 | 0 | 0 | 0 | 0 | 0 | 0 | 0 | 1 |  | 1 | 16 | 1 | 16
| 367 | 16 | 1 | 16 | 7 | 0 | 0 | 0 | 0 | 0 | 0 | 0 | 0 | 0 | 0 | 0 | 1 |  | 1 | 16 | 1 | 16
| 368 | 16 | 1 | 16 | 8 | 0 | 0 | 0 | 0 | 0 | 0 | 0 | 0 | 0 | 0 | 0 | 1 |  | 1 | 16 | 1 | 16
| 369 | 16 | 1 | 16 | 9 | 0 | 0 | 0 | 0 | 0 | 0 | 0 | 0 | 0 | 0 | 0 | 1 |  | 1 | 16 | 1 | 16
| 370 | 16 | 1 | 16 | 10 | 0 | 0 | 0 | 0 | 0 | 0 | 0 | 0 | 0 | 0 | 0 | 1 |  | 1 | 16 | 1 | 16
| 371 | 16 | 1 | 16 | 11 | 0 | 0 | 0 | 0 | 0 | 0 | 0 | 0 | 0 | 0 | 0 | 1 |  | 1 | 16 | 1 | 16
| 372 | 16 | 1 | 16 | 12 | 0 | 0 | 0 | 0 | 0 | 0 | 0 | 0 | 0 | 0 | 0 | 1 |  | 1 | 16 | 1 | 16
| 373 | 16 | 1 | 16 | 13 | 0 | 0 | 0 | 0 | 0 | 0 | 0 | 0 | 0 | 0 | 0 | 1 |  | 1 | 16 | 1 | 16
| 374 | 16 | 1 | 16 | 14 | 0 | 0 | 0 | 0 | 0 | 0 | 0 | 0 | 0 | 0 | 0 | 1 |  | 1 | 16 | 1 | 16
| 375 | 16 | 1 | 16 | 15 | 0 | 0 | 0 | 0 | 0 | 0 | 0 | 0 | 0 | 0 | 0 | 1 |  | 1 | 16 | 1 | 16
| 376 | 16 | 1 | 16 | 16 | 0 | 0 | 0 | 0 | 0 | 0 | 0 | 0 | 0 | 0 | 0 | 1 |  | 1 | 16 | 1 | 16
| 377 | 16 | 1 | 16 | 17 | 0 | 0 | 0 | 0 | 0 | 0 | 0 | 0 | 0 | 0 | 0 | 1 |  | 1 | 16 | 1 | 16
| 378 | 16 | 1 | 16 | 18 | 0 | 0 | 0 | 0 | 0 | 0 | 0 | 0 | 0 | 0 | 0 | 1 |  | 1 | 16 | 1 | 16
| 379 | 16 | 1 | 16 | 19 | 0 | 0 | 0 | 0 | 0 | 0 | 0 | 0 | 0 | 0 | 0 | 1 |  | 1 | 16 | 1 | 16
| 380 | 16 | 1 | 16 | 20 | 0 | 0 | 0 | 0 | 0 | 0 | 0 | 0 | 0 | 0 | 0 | 1 |  | 1 | 16 | 1 | 16
| 381 | 16 | 1 | 16 | 21 | 0 | 0 | 0 | 0 | 0 | 0 | 0 | 0 | 0 | 0 | 0 | 1 |  | 1 | 16 | 1 | 16
| 382 | 16 | 1 | 16 | 22 | 0 | 0 | 0 | 0 | 0 | 0 | 0 | 0 | 0 | 0 | 0 | 1 |  | 1 | 16 | 1 | 16
| 383 | 16 | 1 | 16 | 23 | 0 | 0 | 0 | 0 | 0 | 0 | 0 | 0 | 0 | 0 | 0 | 1 |  | 1 | 16 | 1 | 16
| 384 | 16 | 1 | 16 | 24 | 0 | 0 | 0 | 0 | 0 | 0 | 0 | 0 | 0 | 0 | 0 | 1 |  | 1 | 16 | 1 | 16
| 385 | 17 | 1 | 17 | 1 | 0 | 0 | 1 | 0 | 0 | 0 | 0 | 0 | 0 | 0 | 0 | 1 |  | 1 | 17 | 1 | 17
| 386 | 17 | 1 | 17 | 2 | 0 | 0 | 1 | 0 | 0 | 0 | 0 | 0 | 0 | 0 | 0 | 1 |  | 1 | 17 | 1 | 17
| 387 | 17 | 1 | 17 | 3 | 0 | 0 | 1 | 0 | 0 | 0 | 0 | 0 | 0 | 0 | 0 | 1 |  | 1 | 17 | 1 | 17
| 388 | 17 | 1 | 17 | 4 | 0 | 0 | 1 | 0 | 0 | 0 | 0 | 0 | 0 | 0 | 0 | 1 |  | 1 | 17 | 1 | 17
| 389 | 17 | 1 | 17 | 5 | 0 | 0 | 1 | 0 | 0 | 0 | 0 | 0 | 0 | 0 | 0 | 1 |  | 1 | 17 | 1 | 17
| 390 | 17 | 1 | 17 | 6 | 0 | 0 | 1 | 0 | 0 | 0 | 0 | 0 | 0 | 0 | 0 | 1 |  | 1 | 17 | 1 | 17
| 391 | 17 | 1 | 17 | 7 | 0 | 0 | 1 | 0 | 0 | 0 | 0 | 0 | 0 | 0 | 0 | 1 |  | 1 | 17 | 1 | 17
| 392 | 17 | 1 | 17 | 8 | 0 | 0 | 1 | 0 | 0 | 0 | 0 | 0 | 0 | 0 | 0 | 1 |  | 1 | 17 | 1 | 17
| 393 | 17 | 1 | 17 | 9 | 0 | 0 | 1 | 0 | 0 | 0 | 0 | 0 | 0 | 0 | 0 | 1 |  | 1 | 17 | 1 | 17
| 394 | 17 | 1 | 17 | 10 | 0 | 0 | 1 | 0 | 0 | 0 | 0 | 0 | 0 | 0 | 0 | 1 |  | 1 | 17 | 1 | 17
| 395 | 17 | 1 | 17 | 11 | 0 | 0 | 1 | 0 | 0 | 0 | 0 | 0 | 0 | 0 | 0 | 1 |  | 1 | 17 | 1 | 17
| 396 | 17 | 1 | 17 | 12 | 0 | 0 | 1 | 0 | 0 | 0 | 0 | 0 | 0 | 0 | 0 | 1 |  | 1 | 17 | 1 | 17
| 397 | 17 | 1 | 17 | 13 | 0 | 0 | 1 | 0 | 0 | 0 | 0 | 0 | 0 | 0 | 0 | 1 |  | 1 | 17 | 1 | 17
| 398 | 17 | 1 | 17 | 14 | 0 | 0 | 1 | 0 | 0 | 0 | 0 | 0 | 0 | 0 | 0 | 1 |  | 1 | 17 | 1 | 17
| 399 | 17 | 1 | 17 | 15 | 0 | 0 | 1 | 0 | 0 | 0 | 0 | 0 | 0 | 0 | 0 | 1 |  | 1 | 17 | 1 | 17
| 400 | 17 | 1 | 17 | 16 | 0 | 0 | 1 | 0 | 0 | 0 | 0 | 0 | 0 | 0 | 0 | 1 |  | 1 | 17 | 1 | 17
| 401 | 17 | 1 | 17 | 17 | 0 | 0 | 1 | 0 | 0 | 0 | 0 | 0 | 0 | 0 | 0 | 1 |  | 1 | 17 | 1 | 17
| 402 | 17 | 1 | 17 | 18 | 0 | 0 | 1 | 0 | 0 | 0 | 0 | 0 | 0 | 0 | 0 | 1 |  | 1 | 17 | 1 | 17
| 403 | 17 | 1 | 17 | 19 | 0 | 0 | 1 | 0 | 0 | 0 | 0 | 0 | 0 | 0 | 0 | 1 |  | 1 | 17 | 1 | 17
| 404 | 17 | 1 | 17 | 20 | 0 | 0 | 1 | 0 | 0 | 0 | 0 | 0 | 0 | 0 | 0 | 1 |  | 1 | 17 | 1 | 17
| 405 | 17 | 1 | 17 | 21 | 0 | 0 | 1 | 0 | 0 | 0 | 0 | 0 | 0 | 0 | 0 | 1 |  | 1 | 17 | 1 | 17
| 406 | 17 | 1 | 17 | 22 | 0 | 0 | 1 | 0 | 0 | 0 | 0 | 0 | 0 | 0 | 0 | 1 |  | 1 | 17 | 1 | 17
| 407 | 17 | 1 | 17 | 23 | 0 | 0 | 1 | 0 | 0 | 0 | 0 | 0 | 0 | 0 | 0 | 1 |  | 1 | 17 | 1 | 17
| 408 | 17 | 1 | 17 | 24 | 0 | 0 | 1 | 0 | 0 | 0 | 0 | 0 | 0 | 0 | 0 | 1 |  | 1 | 17 | 1 | 17
| 409 | 18 | 1 | 18 | 1 | 0 | 0 | 1 | 0 | 0 | 0 | 0 | 0 | 0 | 0 | 0 | 1 |  | 1 | 18 | 1 | 18
| 410 | 18 | 1 | 18 | 2 | 0 | 0 | 1 | 0 | 0 | 0 | 0 | 0 | 0 | 0 | 0 | 1 |  | 1 | 18 | 1 | 18
| 411 | 18 | 1 | 18 | 3 | 0 | 0 | 1 | 0 | 0 | 0 | 0 | 0 | 0 | 0 | 0 | 1 |  | 1 | 18 | 1 | 18
| 412 | 18 | 1 | 18 | 4 | 0 | 0 | 1 | 0 | 0 | 0 | 0 | 0 | 0 | 0 | 0 | 1 |  | 1 | 18 | 1 | 18
| 413 | 18 | 1 | 18 | 5 | 0 | 0 | 1 | 0 | 0 | 0 | 0 | 0 | 0 | 0 | 0 | 1 |  | 1 | 18 | 1 | 18
| 414 | 18 | 1 | 18 | 6 | 0 | 0 | 1 | 0 | 0 | 0 | 0 | 0 | 0 | 0 | 0 | 1 |  | 1 | 18 | 1 | 18
| 415 | 18 | 1 | 18 | 7 | 0 | 0 | 1 | 0 | 0 | 0 | 0 | 0 | 0 | 0 | 0 | 1 |  | 1 | 18 | 1 | 18
| 416 | 18 | 1 | 18 | 8 | 0 | 0 | 1 | 0 | 0 | 0 | 0 | 0 | 0 | 0 | 0 | 1 |  | 1 | 18 | 1 | 18
| 417 | 18 | 1 | 18 | 9 | 0 | 0 | 1 | 0 | 0 | 0 | 0 | 0 | 0 | 0 | 0 | 1 |  | 1 | 18 | 1 | 18
| 418 | 18 | 1 | 18 | 10 | 0 | 0 | 1 | 0 | 0 | 0 | 0 | 0 | 0 | 0 | 0 | 1 |  | 1 | 18 | 1 | 18
| 419 | 18 | 1 | 18 | 11 | 0 | 0 | 1 | 0 | 0 | 0 | 0 | 0 | 0 | 0 | 0 | 1 |  | 1 | 18 | 1 | 18
| 420 | 18 | 1 | 18 | 12 | 0 | 0 | 1 | 0 | 0 | 0 | 0 | 0 | 0 | 0 | 0 | 1 |  | 1 | 18 | 1 | 18
| 421 | 18 | 1 | 18 | 13 | 0 | 0 | 1 | 0 | 0 | 0 | 0 | 0 | 0 | 0 | 0 | 1 |  | 1 | 18 | 1 | 18
| 422 | 18 | 1 | 18 | 14 | 0 | 0 | 1 | 0 | 0 | 0 | 0 | 0 | 0 | 0 | 0 | 1 |  | 1 | 18 | 1 | 18
| 423 | 18 | 1 | 18 | 15 | 0 | 0 | 1 | 0 | 0 | 0 | 0 | 0 | 0 | 0 | 0 | 1 |  | 1 | 18 | 1 | 18
| 424 | 18 | 1 | 18 | 16 | 0 | 0 | 1 | 0 | 0 | 0 | 0 | 0 | 0 | 0 | 0 | 1 |  | 1 | 18 | 1 | 18
| 425 | 18 | 1 | 18 | 17 | 0 | 0 | 1 | 0 | 0 | 0 | 0 | 0 | 0 | 0 | 0 | 1 |  | 1 | 18 | 1 | 18
| 426 | 18 | 1 | 18 | 18 | 0 | 0 | 1 | 0 | 0 | 0 | 0 | 0 | 0 | 0 | 0 | 1 |  | 1 | 18 | 1 | 18
| 427 | 18 | 1 | 18 | 19 | 0 | 0 | 1 | 0 | 0 | 0 | 0 | 0 | 0 | 0 | 0 | 1 |  | 1 | 18 | 1 | 18
| 428 | 18 | 1 | 18 | 20 | 0 | 0 | 1 | 0 | 0 | 0 | 0 | 0 | 0 | 0 | 0 | 1 |  | 1 | 18 | 1 | 18
| 429 | 18 | 1 | 18 | 21 | 0 | 0 | 1 | 0 | 0 | 0 | 0 | 0 | 0 | 0 | 0 | 1 |  | 1 | 18 | 1 | 18
| 430 | 18 | 1 | 18 | 22 | 0 | 0 | 1 | 0 | 0 | 0 | 0 | 0 | 0 | 0 | 0 | 1 |  | 1 | 18 | 1 | 18
| 431 | 18 | 1 | 18 | 23 | 0 | 0 | 1 | 0 | 0 | 0 | 0 | 0 | 0 | 0 | 0 | 1 |  | 1 | 18 | 1 | 18
| 432 | 18 | 1 | 18 | 24 | 0 | 0 | 1 | 0 | 0 | 0 | 0 | 0 | 0 | 0 | 0 | 1 |  | 1 | 18 | 1 | 18
| 433 | 19 | 1 | 19 | 1 | 0 | 0 | 1 | 0 | 0 | 0 | 0 | 0 | 0 | 0 | 0 | 1 |  | 1 | 19 | 1 | 19
| 434 | 19 | 1 | 19 | 2 | 0 | 0 | 1 | 0 | 0 | 0 | 0 | 0 | 0 | 0 | 0 | 1 |  | 1 | 19 | 1 | 19
| 435 | 19 | 1 | 19 | 3 | 0 | 0 | 1 | 0 | 0 | 0 | 0 | 0 | 0 | 0 | 0 | 1 |  | 1 | 19 | 1 | 19
| 436 | 19 | 1 | 19 | 4 | 0 | 0 | 1 | 0 | 0 | 0 | 0 | 0 | 0 | 0 | 0 | 1 |  | 1 | 19 | 1 | 19
| 437 | 19 | 1 | 19 | 5 | 0 | 0 | 1 | 0 | 0 | 0 | 0 | 0 | 0 | 0 | 0 | 1 |  | 1 | 19 | 1 | 19
| 438 | 19 | 1 | 19 | 6 | 0 | 0 | 1 | 0 | 0 | 0 | 0 | 0 | 0 | 0 | 0 | 1 |  | 1 | 19 | 1 | 19
| 439 | 19 | 1 | 19 | 7 | 0 | 0 | 1 | 0 | 0 | 0 | 0 | 0 | 0 | 0 | 0 | 1 |  | 1 | 19 | 1 | 19
| 440 | 19 | 1 | 19 | 8 | 0 | 0 | 1 | 0 | 0 | 0 | 0 | 0 | 0 | 0 | 0 | 1 |  | 1 | 19 | 1 | 19
| 441 | 19 | 1 | 19 | 9 | 0 | 0 | 1 | 0 | 0 | 0 | 0 | 0 | 0 | 0 | 0 | 1 |  | 1 | 19 | 1 | 19
| 442 | 19 | 1 | 19 | 10 | 0 | 0 | 1 | 0 | 0 | 0 | 0 | 0 | 0 | 0 | 0 | 1 |  | 1 | 19 | 1 | 19
| 443 | 19 | 1 | 19 | 11 | 0 | 0 | 1 | 0 | 0 | 0 | 0 | 0 | 0 | 0 | 0 | 1 |  | 1 | 19 | 1 | 19
| 444 | 19 | 1 | 19 | 12 | 0 | 0 | 1 | 0 | 0 | 0 | 0 | 0 | 0 | 0 | 0 | 1 |  | 1 | 19 | 1 | 19
| 445 | 19 | 1 | 19 | 13 | 0 | 0 | 1 | 0 | 0 | 0 | 0 | 0 | 0 | 0 | 0 | 1 |  | 1 | 19 | 1 | 19
| 446 | 19 | 1 | 19 | 14 | 0 | 0 | 1 | 0 | 0 | 0 | 0 | 0 | 0 | 0 | 0 | 1 |  | 1 | 19 | 1 | 19
| 447 | 19 | 1 | 19 | 15 | 0 | 0 | 1 | 0 | 0 | 0 | 0 | 0 | 0 | 0 | 0 | 1 |  | 1 | 19 | 1 | 19
| 448 | 19 | 1 | 19 | 16 | 0 | 0 | 1 | 0 | 0 | 0 | 0 | 0 | 0 | 0 | 0 | 1 |  | 1 | 19 | 1 | 19
| 449 | 19 | 1 | 19 | 17 | 0 | 0 | 1 | 0 | 0 | 0 | 0 | 0 | 0 | 0 | 0 | 1 |  | 1 | 19 | 1 | 19
| 450 | 19 | 1 | 19 | 18 | 0 | 0 | 1 | 0 | 0 | 0 | 0 | 0 | 0 | 0 | 0 | 1 |  | 1 | 19 | 1 | 19
| 451 | 19 | 1 | 19 | 19 | 0 | 0 | 1 | 0 | 0 | 0 | 0 | 0 | 0 | 0 | 0 | 1 |  | 1 | 19 | 1 | 19
| 452 | 19 | 1 | 19 | 20 | 0 | 0 | 1 | 0 | 0 | 0 | 0 | 0 | 0 | 0 | 0 | 1 |  | 1 | 19 | 1 | 19
| 453 | 19 | 1 | 19 | 21 | 0 | 0 | 1 | 0 | 0 | 0 | 0 | 0 | 0 | 0 | 0 | 1 |  | 1 | 19 | 1 | 19
| 454 | 19 | 1 | 19 | 22 | 0 | 0 | 1 | 0 | 0 | 0 | 0 | 0 | 0 | 0 | 0 | 1 |  | 1 | 19 | 1 | 19
| 455 | 19 | 1 | 19 | 23 | 0 | 0 | 1 | 0 | 0 | 0 | 0 | 0 | 0 | 0 | 0 | 1 |  | 1 | 19 | 1 | 19
| 456 | 19 | 1 | 19 | 24 | 0 | 0 | 1 | 0 | 0 | 0 | 0 | 0 | 0 | 0 | 0 | 1 |  | 1 | 19 | 1 | 19
| 457 | 20 | 1 | 20 | 1 | 0 | 0 | 1 | 0 | 0 | 0 | 0 | 0 | 0 | 0 | 0 | 1 |  | 1 | 20 | 1 | 20
| 458 | 20 | 1 | 20 | 2 | 0 | 0 | 1 | 0 | 0 | 0 | 0 | 0 | 0 | 0 | 0 | 1 |  | 1 | 20 | 1 | 20
| 459 | 20 | 1 | 20 | 3 | 0 | 0 | 1 | 0 | 0 | 0 | 0 | 0 | 0 | 0 | 0 | 1 |  | 1 | 20 | 1 | 20
| 460 | 20 | 1 | 20 | 4 | 0 | 0 | 1 | 0 | 0 | 0 | 0 | 0 | 0 | 0 | 0 | 1 |  | 1 | 20 | 1 | 20
| 461 | 20 | 1 | 20 | 5 | 0 | 0 | 1 | 0 | 0 | 0 | 0 | 0 | 0 | 0 | 0 | 1 |  | 1 | 20 | 1 | 20
| 462 | 20 | 1 | 20 | 6 | 0 | 0 | 1 | 0 | 0 | 0 | 0 | 0 | 0 | 0 | 0 | 1 |  | 1 | 20 | 1 | 20
| 463 | 20 | 1 | 20 | 7 | 0 | 0 | 1 | 0 | 0 | 0 | 0 | 0 | 0 | 0 | 0 | 1 |  | 1 | 20 | 1 | 20
| 464 | 20 | 1 | 20 | 8 | 0 | 0 | 1 | 0 | 0 | 0 | 0 | 0 | 0 | 0 | 0 | 1 |  | 1 | 20 | 1 | 20
| 465 | 20 | 1 | 20 | 9 | 0 | 0 | 1 | 0 | 0 | 0 | 0 | 0 | 0 | 0 | 0 | 1 |  | 1 | 20 | 1 | 20
| 466 | 20 | 1 | 20 | 10 | 0 | 0 | 1 | 0 | 0 | 0 | 0 | 0 | 0 | 0 | 0 | 1 |  | 1 | 20 | 1 | 20
| 467 | 20 | 1 | 20 | 11 | 0 | 0 | 1 | 0 | 0 | 0 | 0 | 0 | 0 | 0 | 0 | 1 |  | 1 | 20 | 1 | 20
| 468 | 20 | 1 | 20 | 12 | 0 | 0 | 1 | 0 | 0 | 0 | 0 | 0 | 0 | 0 | 0 | 1 |  | 1 | 20 | 1 | 20
| 469 | 20 | 1 | 20 | 13 | 0 | 0 | 1 | 0 | 0 | 0 | 0 | 0 | 0 | 0 | 0 | 1 |  | 1 | 20 | 1 | 20
| 470 | 20 | 1 | 20 | 14 | 0 | 0 | 1 | 0 | 0 | 0 | 0 | 0 | 0 | 0 | 0 | 1 |  | 1 | 20 | 1 | 20
| 471 | 20 | 1 | 20 | 15 | 0 | 0 | 1 | 0 | 0 | 0 | 0 | 0 | 0 | 0 | 0 | 1 |  | 1 | 20 | 1 | 20
| 472 | 20 | 1 | 20 | 16 | 0 | 0 | 1 | 0 | 0 | 0 | 0 | 0 | 0 | 0 | 0 | 1 |  | 1 | 20 | 1 | 20
| 473 | 20 | 1 | 20 | 17 | 0 | 0 | 1 | 0 | 0 | 0 | 0 | 0 | 0 | 0 | 0 | 1 |  | 1 | 20 | 1 | 20
| 474 | 20 | 1 | 20 | 18 | 0 | 0 | 1 | 0 | 0 | 0 | 0 | 0 | 0 | 0 | 0 | 1 |  | 1 | 20 | 1 | 20
| 475 | 20 | 1 | 20 | 19 | 0 | 0 | 1 | 0 | 0 | 0 | 0 | 0 | 0 | 0 | 0 | 1 |  | 1 | 20 | 1 | 20
| 476 | 20 | 1 | 20 | 20 | 0 | 0 | 1 | 0 | 0 | 0 | 0 | 0 | 0 | 0 | 0 | 1 |  | 1 | 20 | 1 | 20
| 477 | 20 | 1 | 20 | 21 | 0 | 0 | 1 | 0 | 0 | 0 | 0 | 0 | 0 | 0 | 0 | 1 |  | 1 | 20 | 1 | 20
| 478 | 20 | 1 | 20 | 22 | 0 | 0 | 1 | 0 | 0 | 0 | 0 | 0 | 0 | 0 | 0 | 1 |  | 1 | 20 | 1 | 20
| 479 | 20 | 1 | 20 | 23 | 0 | 0 | 1 | 0 | 0 | 0 | 0 | 0 | 0 | 0 | 0 | 1 |  | 1 | 20 | 1 | 20
| 480 | 20 | 1 | 20 | 24 | 0 | 0 | 1 | 0 | 0 | 0 | 0 | 0 | 0 | 0 | 0 | 1 |  | 1 | 20 | 1 | 20
| 481 | 21 | 1 | 21 | 1 | 0 | 0 | 1 | 0 | 0 | 0 | 0 | 0 | 0 | 0 | 0 | 1 |  | 1 | 21 | 1 | 21
| 482 | 21 | 1 | 21 | 2 | 0 | 0 | 1 | 0 | 0 | 0 | 0 | 0 | 0 | 0 | 0 | 1 |  | 1 | 21 | 1 | 21
| 483 | 21 | 1 | 21 | 3 | 0 | 0 | 1 | 0 | 0 | 0 | 0 | 0 | 0 | 0 | 0 | 1 |  | 1 | 21 | 1 | 21
| 484 | 21 | 1 | 21 | 4 | 0 | 0 | 1 | 0 | 0 | 0 | 0 | 0 | 0 | 0 | 0 | 1 |  | 1 | 21 | 1 | 21
| 485 | 21 | 1 | 21 | 5 | 0 | 0 | 1 | 0 | 0 | 0 | 0 | 0 | 0 | 0 | 0 | 1 |  | 1 | 21 | 1 | 21
| 486 | 21 | 1 | 21 | 6 | 0 | 0 | 1 | 0 | 0 | 0 | 0 | 0 | 0 | 0 | 0 | 1 |  | 1 | 21 | 1 | 21
| 487 | 21 | 1 | 21 | 7 | 0 | 0 | 1 | 0 | 0 | 0 | 0 | 0 | 0 | 0 | 0 | 1 |  | 1 | 21 | 1 | 21
| 488 | 21 | 1 | 21 | 8 | 0 | 0 | 1 | 0 | 0 | 0 | 0 | 0 | 0 | 0 | 0 | 1 |  | 1 | 21 | 1 | 21
| 489 | 21 | 1 | 21 | 9 | 0 | 0 | 1 | 0 | 0 | 0 | 0 | 0 | 0 | 0 | 0 | 1 |  | 1 | 21 | 1 | 21
| 490 | 21 | 1 | 21 | 10 | 0 | 0 | 1 | 0 | 0 | 0 | 0 | 0 | 0 | 0 | 0 | 1 |  | 1 | 21 | 1 | 21
| 491 | 21 | 1 | 21 | 11 | 0 | 0 | 1 | 0 | 0 | 0 | 0 | 0 | 0 | 0 | 0 | 1 |  | 1 | 21 | 1 | 21
| 492 | 21 | 1 | 21 | 12 | 0 | 0 | 1 | 0 | 0 | 0 | 0 | 0 | 0 | 0 | 0 | 1 |  | 1 | 21 | 1 | 21
| 493 | 21 | 1 | 21 | 13 | 0 | 0 | 1 | 0 | 0 | 0 | 0 | 0 | 0 | 0 | 0 | 1 |  | 1 | 21 | 1 | 21
| 494 | 21 | 1 | 21 | 14 | 0 | 0 | 1 | 0 | 0 | 0 | 0 | 0 | 0 | 0 | 0 | 1 |  | 1 | 21 | 1 | 21
| 495 | 21 | 1 | 21 | 15 | 0 | 0 | 1 | 0 | 0 | 0 | 0 | 0 | 0 | 0 | 0 | 1 |  | 1 | 21 | 1 | 21
| 496 | 21 | 1 | 21 | 16 | 0 | 0 | 1 | 0 | 0 | 0 | 0 | 0 | 0 | 0 | 0 | 1 |  | 1 | 21 | 1 | 21
| 497 | 21 | 1 | 21 | 17 | 0 | 0 | 1 | 0 | 0 | 0 | 0 | 0 | 0 | 0 | 0 | 1 |  | 1 | 21 | 1 | 21
| 498 | 21 | 1 | 21 | 18 | 0 | 0 | 1 | 0 | 0 | 0 | 0 | 0 | 0 | 0 | 0 | 1 |  | 1 | 21 | 1 | 21
| 499 | 21 | 1 | 21 | 19 | 0 | 0 | 1 | 0 | 0 | 0 | 0 | 0 | 0 | 0 | 0 | 1 |  | 1 | 21 | 1 | 21
| 500 | 21 | 1 | 21 | 20 | 0 | 0 | 1 | 0 | 0 | 0 | 0 | 0 | 0 | 0 | 0 | 1 |  | 1 | 21 | 1 | 21
| 501 | 21 | 1 | 21 | 21 | 0 | 0 | 1 | 0 | 0 | 0 | 0 | 0 | 0 | 0 | 0 | 1 |  | 1 | 21 | 1 | 21
| 502 | 21 | 1 | 21 | 22 | 0 | 0 | 1 | 0 | 0 | 0 | 0 | 0 | 0 | 0 | 0 | 1 |  | 1 | 21 | 1 | 21
| 503 | 21 | 1 | 21 | 23 | 0 | 0 | 1 | 0 | 0 | 0 | 0 | 0 | 0 | 0 | 0 | 1 |  | 1 | 21 | 1 | 21
| 504 | 21 | 1 | 21 | 24 | 0 | 0 | 1 | 0 | 0 | 0 | 0 | 0 | 0 | 0 | 0 | 1 |  | 1 | 21 | 1 | 21
| 505 | 22 | 1 | 22 | 1 | 0 | 0 | 0 | 0 | 0 | 0 | 0 | 0 | 0 | 0 | 0 | 1 |  | 1 | 22 | 1 | 22
| 506 | 22 | 1 | 22 | 2 | 0 | 0 | 0 | 0 | 0 | 0 | 0 | 0 | 0 | 0 | 0 | 1 |  | 1 | 22 | 1 | 22
| 507 | 22 | 1 | 22 | 3 | 0 | 0 | 0 | 0 | 0 | 0 | 0 | 0 | 0 | 0 | 0 | 1 |  | 1 | 22 | 1 | 22
| 508 | 22 | 1 | 22 | 4 | 0 | 0 | 0 | 0 | 0 | 0 | 0 | 0 | 0 | 0 | 0 | 1 |  | 1 | 22 | 1 | 22
| 509 | 22 | 1 | 22 | 5 | 0 | 0 | 0 | 0 | 0 | 0 | 0 | 0 | 0 | 0 | 0 | 1 |  | 1 | 22 | 1 | 22
| 510 | 22 | 1 | 22 | 6 | 0 | 0 | 0 | 0 | 0 | 0 | 0 | 0 | 0 | 0 | 0 | 1 |  | 1 | 22 | 1 | 22
| 511 | 22 | 1 | 22 | 7 | 0 | 0 | 0 | 0 | 0 | 0 | 0 | 0 | 0 | 0 | 0 | 1 |  | 1 | 22 | 1 | 22
| 512 | 22 | 1 | 22 | 8 | 0 | 0 | 0 | 0 | 0 | 0 | 0 | 0 | 0 | 0 | 0 | 1 |  | 1 | 22 | 1 | 22
| 513 | 22 | 1 | 22 | 9 | 0 | 0 | 0 | 0 | 0 | 0 | 0 | 0 | 0 | 0 | 0 | 1 |  | 1 | 22 | 1 | 22
| 514 | 22 | 1 | 22 | 10 | 0 | 0 | 0 | 0 | 0 | 0 | 0 | 0 | 0 | 0 | 0 | 1 |  | 1 | 22 | 1 | 22
| 515 | 22 | 1 | 22 | 11 | 0 | 0 | 0 | 0 | 0 | 0 | 0 | 0 | 0 | 0 | 0 | 1 |  | 1 | 22 | 1 | 22
| 516 | 22 | 1 | 22 | 12 | 0 | 0 | 0 | 0 | 0 | 0 | 0 | 0 | 0 | 0 | 0 | 1 |  | 1 | 22 | 1 | 22
| 517 | 22 | 1 | 22 | 13 | 0 | 0 | 0 | 0 | 0 | 0 | 0 | 0 | 0 | 0 | 0 | 1 |  | 1 | 22 | 1 | 22
| 518 | 22 | 1 | 22 | 14 | 0 | 0 | 0 | 0 | 0 | 0 | 0 | 0 | 0 | 0 | 0 | 1 |  | 1 | 22 | 1 | 22
| 519 | 22 | 1 | 22 | 15 | 0 | 0 | 0 | 0 | 0 | 0 | 0 | 0 | 0 | 0 | 0 | 1 |  | 1 | 22 | 1 | 22
| 520 | 22 | 1 | 22 | 16 | 0 | 0 | 0 | 0 | 0 | 0 | 0 | 0 | 0 | 0 | 0 | 1 |  | 1 | 22 | 1 | 22
| 521 | 22 | 1 | 22 | 17 | 0 | 0 | 0 | 0 | 0 | 0 | 0 | 0 | 0 | 0 | 0 | 1 |  | 1 | 22 | 1 | 22
| 522 | 22 | 1 | 22 | 18 | 0 | 0 | 0 | 0 | 0 | 0 | 0 | 0 | 0 | 0 | 0 | 1 |  | 1 | 22 | 1 | 22
| 523 | 22 | 1 | 22 | 19 | 0 | 0 | 0 | 0 | 0 | 0 | 0 | 0 | 0 | 0 | 0 | 1 |  | 1 | 22 | 1 | 22
| 524 | 22 | 1 | 22 | 20 | 0 | 0 | 0 | 0 | 0 | 0 | 0 | 0 | 0 | 0 | 0 | 1 |  | 1 | 22 | 1 | 22
| 525 | 22 | 1 | 22 | 21 | 0 | 0 | 0 | 0 | 0 | 0 | 0 | 0 | 0 | 0 | 0 | 1 |  | 1 | 22 | 1 | 22
| 526 | 22 | 1 | 22 | 22 | 0 | 0 | 0 | 0 | 0 | 0 | 0 | 0 | 0 | 0 | 0 | 1 |  | 1 | 22 | 1 | 22
| 527 | 22 | 1 | 22 | 23 | 0 | 0 | 0 | 0 | 0 | 0 | 0 | 0 | 0 | 0 | 0 | 1 |  | 1 | 22 | 1 | 22
| 528 | 22 | 1 | 22 | 24 | 0 | 0 | 0 | 0 | 0 | 0 | 0 | 0 | 0 | 0 | 0 | 1 |  | 1 | 22 | 1 | 22
| 529 | 23 | 1 | 23 | 1 | 0 | 0 | 0 | 0 | 0 | 0 | 0 | 0 | 0 | 0 | 0 | 1 |  | 1 | 23 | 1 | 23
| 530 | 23 | 1 | 23 | 2 | 0 | 0 | 0 | 0 | 0 | 0 | 0 | 0 | 0 | 0 | 0 | 1 |  | 1 | 23 | 1 | 23
| 531 | 23 | 1 | 23 | 3 | 0 | 0 | 0 | 0 | 0 | 0 | 0 | 0 | 0 | 0 | 0 | 1 |  | 1 | 23 | 1 | 23
| 532 | 23 | 1 | 23 | 4 | 0 | 0 | 0 | 0 | 0 | 0 | 0 | 0 | 0 | 0 | 0 | 1 |  | 1 | 23 | 1 | 23
| 533 | 23 | 1 | 23 | 5 | 0 | 0 | 0 | 0 | 0 | 0 | 0 | 0 | 0 | 0 | 0 | 1 |  | 1 | 23 | 1 | 23
| 534 | 23 | 1 | 23 | 6 | 0 | 0 | 0 | 0 | 0 | 0 | 0 | 0 | 0 | 0 | 0 | 1 |  | 1 | 23 | 1 | 23
| 535 | 23 | 1 | 23 | 7 | 0 | 0 | 0 | 0 | 0 | 0 | 0 | 0 | 0 | 0 | 0 | 1 |  | 1 | 23 | 1 | 23
| 536 | 23 | 1 | 23 | 8 | 0 | 0 | 0 | 0 | 0 | 0 | 0 | 0 | 0 | 0 | 0 | 1 |  | 1 | 23 | 1 | 23
| 537 | 23 | 1 | 23 | 9 | 0 | 0 | 0 | 0 | 0 | 0 | 0 | 0 | 0 | 0 | 0 | 1 |  | 1 | 23 | 1 | 23
| 538 | 23 | 1 | 23 | 10 | 0 | 0 | 0 | 0 | 0 | 0 | 0 | 0 | 0 | 0 | 0 | 1 |  | 1 | 23 | 1 | 23
| 539 | 23 | 1 | 23 | 11 | 0 | 0 | 0 | 0 | 0 | 0 | 0 | 0 | 0 | 0 | 0 | 1 |  | 1 | 23 | 1 | 23
| 540 | 23 | 1 | 23 | 12 | 0 | 0 | 0 | 0 | 0 | 0 | 0 | 0 | 0 | 0 | 0 | 1 |  | 1 | 23 | 1 | 23
| 541 | 23 | 1 | 23 | 13 | 0 | 0 | 0 | 0 | 0 | 0 | 0 | 0 | 0 | 0 | 0 | 1 |  | 1 | 23 | 1 | 23
| 542 | 23 | 1 | 23 | 14 | 0 | 0 | 0 | 0 | 0 | 0 | 0 | 0 | 0 | 0 | 0 | 1 |  | 1 | 23 | 1 | 23
| 543 | 23 | 1 | 23 | 15 | 0 | 0 | 0 | 0 | 0 | 0 | 0 | 0 | 0 | 0 | 0 | 1 |  | 1 | 23 | 1 | 23
| 544 | 23 | 1 | 23 | 16 | 0 | 0 | 0 | 0 | 0 | 0 | 0 | 0 | 0 | 0 | 0 | 1 |  | 1 | 23 | 1 | 23
| 545 | 23 | 1 | 23 | 17 | 0 | 0 | 0 | 0 | 0 | 0 | 0 | 0 | 0 | 0 | 0 | 1 |  | 1 | 23 | 1 | 23
| 546 | 23 | 1 | 23 | 18 | 0 | 0 | 0 | 0 | 0 | 0 | 0 | 0 | 0 | 0 | 0 | 1 |  | 1 | 23 | 1 | 23
| 547 | 23 | 1 | 23 | 19 | 0 | 0 | 0 | 0 | 0 | 0 | 0 | 0 | 0 | 0 | 0 | 1 |  | 1 | 23 | 1 | 23
| 548 | 23 | 1 | 23 | 20 | 0 | 0 | 0 | 0 | 0 | 0 | 0 | 0 | 0 | 0 | 0 | 1 |  | 1 | 23 | 1 | 23
| 549 | 23 | 1 | 23 | 21 | 0 | 0 | 0 | 0 | 0 | 0 | 0 | 0 | 0 | 0 | 0 | 1 |  | 1 | 23 | 1 | 23
| 550 | 23 | 1 | 23 | 22 | 0 | 0 | 0 | 0 | 0 | 0 | 0 | 0 | 0 | 0 | 0 | 1 |  | 1 | 23 | 1 | 23
| 551 | 23 | 1 | 23 | 23 | 0 | 0 | 0 | 0 | 0 | 0 | 0 | 0 | 0 | 0 | 0 | 1 |  | 1 | 23 | 1 | 23
| 552 | 23 | 1 | 23 | 24 | 0 | 0 | 0 | 0 | 0 | 0 | 0 | 0 | 0 | 0 | 0 | 1 |  | 1 | 23 | 1 | 23
| 553 | 24 | 1 | 24 | 1 | 0 | 0 | 1 | 0 | 0 | 0 | 0 | 0 | 0 | 0 | 0 | 1 |  | 1 | 24 | 1 | 24
| 554 | 24 | 1 | 24 | 2 | 0 | 0 | 1 | 0 | 0 | 0 | 0 | 0 | 0 | 0 | 0 | 1 |  | 1 | 24 | 1 | 24
| 555 | 24 | 1 | 24 | 3 | 0 | 0 | 1 | 0 | 0 | 0 | 0 | 0 | 0 | 0 | 0 | 1 |  | 1 | 24 | 1 | 24
| 556 | 24 | 1 | 24 | 4 | 0 | 0 | 1 | 0 | 0 | 0 | 0 | 0 | 0 | 0 | 0 | 1 |  | 1 | 24 | 1 | 24
| 557 | 24 | 1 | 24 | 5 | 0 | 0 | 1 | 0 | 0 | 0 | 0 | 0 | 0 | 0 | 0 | 1 |  | 1 | 24 | 1 | 24
| 558 | 24 | 1 | 24 | 6 | 0 | 0 | 1 | 0 | 0 | 0 | 0 | 0 | 0 | 0 | 0 | 1 |  | 1 | 24 | 1 | 24
| 559 | 24 | 1 | 24 | 7 | 0 | 0 | 1 | 0 | 0 | 0 | 0 | 0 | 0 | 0 | 0 | 1 |  | 1 | 24 | 1 | 24
| 560 | 24 | 1 | 24 | 8 | 0 | 0 | 1 | 0 | 0 | 0 | 0 | 0 | 0 | 0 | 0 | 1 |  | 1 | 24 | 1 | 24
| 561 | 24 | 1 | 24 | 9 | 0 | 0 | 1 | 0 | 0 | 0 | 0 | 0 | 0 | 0 | 0 | 1 |  | 1 | 24 | 1 | 24
| 562 | 24 | 1 | 24 | 10 | 0 | 0 | 1 | 0 | 0 | 0 | 0 | 0 | 0 | 0 | 0 | 1 |  | 1 | 24 | 1 | 24
| 563 | 24 | 1 | 24 | 11 | 0 | 0 | 1 | 0 | 0 | 0 | 0 | 0 | 0 | 0 | 0 | 1 |  | 1 | 24 | 1 | 24
| 564 | 24 | 1 | 24 | 12 | 0 | 0 | 1 | 0 | 0 | 0 | 0 | 0 | 0 | 0 | 0 | 1 |  | 1 | 24 | 1 | 24
| 565 | 24 | 1 | 24 | 13 | 0 | 0 | 1 | 0 | 0 | 0 | 0 | 0 | 0 | 0 | 0 | 1 |  | 1 | 24 | 1 | 24
| 566 | 24 | 1 | 24 | 14 | 0 | 0 | 1 | 0 | 0 | 0 | 0 | 0 | 0 | 0 | 0 | 1 |  | 1 | 24 | 1 | 24
| 567 | 24 | 1 | 24 | 15 | 0 | 0 | 1 | 0 | 0 | 0 | 0 | 0 | 0 | 0 | 0 | 1 |  | 1 | 24 | 1 | 24
| 568 | 24 | 1 | 24 | 16 | 0 | 0 | 1 | 0 | 0 | 0 | 0 | 0 | 0 | 0 | 0 | 1 |  | 1 | 24 | 1 | 24
| 569 | 24 | 1 | 24 | 17 | 0 | 0 | 1 | 0 | 0 | 0 | 0 | 0 | 0 | 0 | 0 | 1 |  | 1 | 24 | 1 | 24
| 570 | 24 | 1 | 24 | 18 | 0 | 0 | 1 | 0 | 0 | 0 | 0 | 0 | 0 | 0 | 0 | 1 |  | 1 | 24 | 1 | 24
| 571 | 24 | 1 | 24 | 19 | 0 | 0 | 1 | 0 | 0 | 0 | 0 | 0 | 0 | 0 | 0 | 1 |  | 1 | 24 | 1 | 24
| 572 | 24 | 1 | 24 | 20 | 0 | 0 | 1 | 0 | 0 | 0 | 0 | 0 | 0 | 0 | 0 | 1 |  | 1 | 24 | 1 | 24
| 573 | 24 | 1 | 24 | 21 | 0 | 0 | 1 | 0 | 0 | 0 | 0 | 0 | 0 | 0 | 0 | 1 |  | 1 | 24 | 1 | 24
| 574 | 24 | 1 | 24 | 22 | 0 | 0 | 1 | 0 | 0 | 0 | 0 | 0 | 0 | 0 | 0 | 1 |  | 1 | 24 | 1 | 24
| 575 | 24 | 1 | 24 | 23 | 0 | 0 | 1 | 0 | 0 | 0 | 0 | 0 | 0 | 0 | 0 | 1 |  | 1 | 24 | 1 | 24
| 576 | 24 | 1 | 24 | 24 | 0 | 0 | 1 | 0 | 0 | 0 | 0 | 0 | 0 | 0 | 0 | 1 |  | 1 | 24 | 1 | 24
| 577 | 25 | 1 | 25 | 1 | 0 | 0 | 1 | 0 | 0 | 0 | 0 | 0 | 0 | 0 | 0 | 1 |  | 1 | 25 | 1 | 25
| 578 | 25 | 1 | 25 | 2 | 0 | 0 | 1 | 0 | 0 | 0 | 0 | 0 | 0 | 0 | 0 | 1 |  | 1 | 25 | 1 | 25
| 579 | 25 | 1 | 25 | 3 | 0 | 0 | 1 | 0 | 0 | 0 | 0 | 0 | 0 | 0 | 0 | 1 |  | 1 | 25 | 1 | 25
| 580 | 25 | 1 | 25 | 4 | 0 | 0 | 1 | 0 | 0 | 0 | 0 | 0 | 0 | 0 | 0 | 1 |  | 1 | 25 | 1 | 25
| 581 | 25 | 1 | 25 | 5 | 0 | 0 | 1 | 0 | 0 | 0 | 0 | 0 | 0 | 0 | 0 | 1 |  | 1 | 25 | 1 | 25
| 582 | 25 | 1 | 25 | 6 | 0 | 0 | 1 | 0 | 0 | 0 | 0 | 0 | 0 | 0 | 0 | 1 |  | 1 | 25 | 1 | 25
| 583 | 25 | 1 | 25 | 7 | 0 | 0 | 1 | 0 | 0 | 0 | 0 | 0 | 0 | 0 | 0 | 1 |  | 1 | 25 | 1 | 25
| 584 | 25 | 1 | 25 | 8 | 0 | 0 | 1 | 0 | 0 | 0 | 0 | 0 | 0 | 0 | 0 | 1 |  | 1 | 25 | 1 | 25
| 585 | 25 | 1 | 25 | 9 | 0 | 0 | 1 | 0 | 0 | 0 | 0 | 0 | 0 | 0 | 0 | 1 |  | 1 | 25 | 1 | 25
| 586 | 25 | 1 | 25 | 10 | 0 | 0 | 1 | 0 | 0 | 0 | 0 | 0 | 0 | 0 | 0 | 1 |  | 1 | 25 | 1 | 25
| 587 | 25 | 1 | 25 | 11 | 0 | 0 | 1 | 0 | 0 | 0 | 0 | 0 | 0 | 0 | 0 | 1 |  | 1 | 25 | 1 | 25
| 588 | 25 | 1 | 25 | 12 | 0 | 0 | 1 | 0 | 0 | 0 | 0 | 0 | 0 | 0 | 0 | 1 |  | 1 | 25 | 1 | 25
| 589 | 25 | 1 | 25 | 13 | 0 | 0 | 1 | 0 | 0 | 0 | 0 | 0 | 0 | 0 | 0 | 1 |  | 1 | 25 | 1 | 25
| 590 | 25 | 1 | 25 | 14 | 0 | 0 | 1 | 0 | 0 | 0 | 0 | 0 | 0 | 0 | 0 | 1 |  | 1 | 25 | 1 | 25
| 591 | 25 | 1 | 25 | 15 | 0 | 0 | 1 | 0 | 0 | 0 | 0 | 0 | 0 | 0 | 0 | 1 |  | 1 | 25 | 1 | 25
| 592 | 25 | 1 | 25 | 16 | 0 | 0 | 1 | 0 | 0 | 0 | 0 | 0 | 0 | 0 | 0 | 1 |  | 1 | 25 | 1 | 25
| 593 | 25 | 1 | 25 | 17 | 0 | 0 | 1 | 0 | 0 | 0 | 0 | 0 | 0 | 0 | 0 | 1 |  | 1 | 25 | 1 | 25
| 594 | 25 | 1 | 25 | 18 | 0 | 0 | 1 | 0 | 0 | 0 | 0 | 0 | 0 | 0 | 0 | 1 |  | 1 | 25 | 1 | 25
| 595 | 25 | 1 | 25 | 19 | 0 | 0 | 1 | 0 | 0 | 0 | 0 | 0 | 0 | 0 | 0 | 1 |  | 1 | 25 | 1 | 25
| 596 | 25 | 1 | 25 | 20 | 0 | 0 | 1 | 0 | 0 | 0 | 0 | 0 | 0 | 0 | 0 | 1 |  | 1 | 25 | 1 | 25
| 597 | 25 | 1 | 25 | 21 | 0 | 0 | 1 | 0 | 0 | 0 | 0 | 0 | 0 | 0 | 0 | 1 |  | 1 | 25 | 1 | 25
| 598 | 25 | 1 | 25 | 22 | 0 | 0 | 1 | 0 | 0 | 0 | 0 | 0 | 0 | 0 | 0 | 1 |  | 1 | 25 | 1 | 25
| 599 | 25 | 1 | 25 | 23 | 0 | 0 | 1 | 0 | 0 | 0 | 0 | 0 | 0 | 0 | 0 | 1 |  | 1 | 25 | 1 | 25
| 600 | 25 | 1 | 25 | 24 | 0 | 0 | 1 | 0 | 0 | 0 | 0 | 0 | 0 | 0 | 0 | 1 |  | 1 | 25 | 1 | 25
| 601 | 26 | 1 | 26 | 1 | 0 | 0 | 1 | 0 | 0 | 0 | 0 | 0 | 0 | 0 | 0 | 1 |  | 1 | 26 | 1 | 26
| 602 | 26 | 1 | 26 | 2 | 0 | 0 | 1 | 0 | 0 | 0 | 0 | 0 | 0 | 0 | 0 | 1 |  | 1 | 26 | 1 | 26
| 603 | 26 | 1 | 26 | 3 | 0 | 0 | 1 | 0 | 0 | 0 | 0 | 0 | 0 | 0 | 0 | 1 |  | 1 | 26 | 1 | 26
| 604 | 26 | 1 | 26 | 4 | 0 | 0 | 1 | 0 | 0 | 0 | 0 | 0 | 0 | 0 | 0 | 1 |  | 1 | 26 | 1 | 26
| 605 | 26 | 1 | 26 | 5 | 0 | 0 | 1 | 0 | 0 | 0 | 0 | 0 | 0 | 0 | 0 | 1 |  | 1 | 26 | 1 | 26
| 606 | 26 | 1 | 26 | 6 | 0 | 0 | 1 | 0 | 0 | 0 | 0 | 0 | 0 | 0 | 0 | 1 |  | 1 | 26 | 1 | 26
| 607 | 26 | 1 | 26 | 7 | 0 | 0 | 1 | 0 | 0 | 0 | 0 | 0 | 0 | 0 | 0 | 1 |  | 1 | 26 | 1 | 26
| 608 | 26 | 1 | 26 | 8 | 0 | 0 | 1 | 0 | 0 | 0 | 0 | 0 | 0 | 0 | 0 | 1 |  | 1 | 26 | 1 | 26
| 609 | 26 | 1 | 26 | 9 | 0 | 0 | 1 | 0 | 0 | 0 | 0 | 0 | 0 | 0 | 0 | 1 |  | 1 | 26 | 1 | 26
| 610 | 26 | 1 | 26 | 10 | 0 | 0 | 1 | 0 | 0 | 0 | 0 | 0 | 0 | 0 | 0 | 1 |  | 1 | 26 | 1 | 26
| 611 | 26 | 1 | 26 | 11 | 0 | 0 | 1 | 0 | 0 | 0 | 0 | 0 | 0 | 0 | 0 | 1 |  | 1 | 26 | 1 | 26
| 612 | 26 | 1 | 26 | 12 | 0 | 0 | 1 | 0 | 0 | 0 | 0 | 0 | 0 | 0 | 0 | 1 |  | 1 | 26 | 1 | 26
| 613 | 26 | 1 | 26 | 13 | 0 | 0 | 1 | 0 | 0 | 0 | 0 | 0 | 0 | 0 | 0 | 1 |  | 1 | 26 | 1 | 26
| 614 | 26 | 1 | 26 | 14 | 0 | 0 | 1 | 0 | 0 | 0 | 0 | 0 | 0 | 0 | 0 | 1 |  | 1 | 26 | 1 | 26
| 615 | 26 | 1 | 26 | 15 | 0 | 0 | 1 | 0 | 0 | 0 | 0 | 0 | 0 | 0 | 0 | 1 |  | 1 | 26 | 1 | 26
| 616 | 26 | 1 | 26 | 16 | 0 | 0 | 1 | 0 | 0 | 0 | 0 | 0 | 0 | 0 | 0 | 1 |  | 1 | 26 | 1 | 26
| 617 | 26 | 1 | 26 | 17 | 0 | 0 | 1 | 0 | 0 | 0 | 0 | 0 | 0 | 0 | 0 | 1 |  | 1 | 26 | 1 | 26
| 618 | 26 | 1 | 26 | 18 | 0 | 0 | 1 | 0 | 0 | 0 | 0 | 0 | 0 | 0 | 0 | 1 |  | 1 | 26 | 1 | 26
| 619 | 26 | 1 | 26 | 19 | 0 | 0 | 1 | 0 | 0 | 0 | 0 | 0 | 0 | 0 | 0 | 1 |  | 1 | 26 | 1 | 26
| 620 | 26 | 1 | 26 | 20 | 0 | 0 | 1 | 0 | 0 | 0 | 0 | 0 | 0 | 0 | 0 | 1 |  | 1 | 26 | 1 | 26
| 621 | 26 | 1 | 26 | 21 | 0 | 0 | 1 | 0 | 0 | 0 | 0 | 0 | 0 | 0 | 0 | 1 |  | 1 | 26 | 1 | 26
| 622 | 26 | 1 | 26 | 22 | 0 | 0 | 1 | 0 | 0 | 0 | 0 | 0 | 0 | 0 | 0 | 1 |  | 1 | 26 | 1 | 26
| 623 | 26 | 1 | 26 | 23 | 0 | 0 | 1 | 0 | 0 | 0 | 0 | 0 | 0 | 0 | 0 | 1 |  | 1 | 26 | 1 | 26
| 624 | 26 | 1 | 26 | 24 | 0 | 0 | 1 | 0 | 0 | 0 | 0 | 0 | 0 | 0 | 0 | 1 |  | 1 | 26 | 1 | 26
| 625 | 27 | 1 | 27 | 1 | 0 | 0 | 1 | 0 | 0 | 0 | 0 | 0 | 0 | 0 | 0 | 1 |  | 1 | 27 | 1 | 27
| 626 | 27 | 1 | 27 | 2 | 0 | 0 | 1 | 0 | 0 | 0 | 0 | 0 | 0 | 0 | 0 | 1 |  | 1 | 27 | 1 | 27
| 627 | 27 | 1 | 27 | 3 | 0 | 0 | 1 | 0 | 0 | 0 | 0 | 0 | 0 | 0 | 0 | 1 |  | 1 | 27 | 1 | 27
| 628 | 27 | 1 | 27 | 4 | 0 | 0 | 1 | 0 | 0 | 0 | 0 | 0 | 0 | 0 | 0 | 1 |  | 1 | 27 | 1 | 27
| 629 | 27 | 1 | 27 | 5 | 0 | 0 | 1 | 0 | 0 | 0 | 0 | 0 | 0 | 0 | 0 | 1 |  | 1 | 27 | 1 | 27
| 630 | 27 | 1 | 27 | 6 | 0 | 0 | 1 | 0 | 0 | 0 | 0 | 0 | 0 | 0 | 0 | 1 |  | 1 | 27 | 1 | 27
| 631 | 27 | 1 | 27 | 7 | 0 | 0 | 1 | 0 | 0 | 0 | 0 | 0 | 0 | 0 | 0 | 1 |  | 1 | 27 | 1 | 27
| 632 | 27 | 1 | 27 | 8 | 0 | 0 | 1 | 0 | 0 | 0 | 0 | 0 | 0 | 0 | 0 | 1 |  | 1 | 27 | 1 | 27
| 633 | 27 | 1 | 27 | 9 | 0 | 0 | 1 | 0 | 0 | 0 | 0 | 0 | 0 | 0 | 0 | 1 |  | 1 | 27 | 1 | 27
| 634 | 27 | 1 | 27 | 10 | 0 | 0 | 1 | 0 | 0 | 0 | 0 | 0 | 0 | 0 | 0 | 1 |  | 1 | 27 | 1 | 27
| 635 | 27 | 1 | 27 | 11 | 0 | 0 | 1 | 0 | 0 | 0 | 0 | 0 | 0 | 0 | 0 | 1 |  | 1 | 27 | 1 | 27
| 636 | 27 | 1 | 27 | 12 | 0 | 0 | 1 | 0 | 0 | 0 | 0 | 0 | 0 | 0 | 0 | 1 |  | 1 | 27 | 1 | 27
| 637 | 27 | 1 | 27 | 13 | 0 | 0 | 1 | 0 | 0 | 0 | 0 | 0 | 0 | 0 | 0 | 1 |  | 1 | 27 | 1 | 27
| 638 | 27 | 1 | 27 | 14 | 0 | 0 | 1 | 0 | 0 | 0 | 0 | 0 | 0 | 0 | 0 | 1 |  | 1 | 27 | 1 | 27
| 639 | 27 | 1 | 27 | 15 | 0 | 0 | 1 | 0 | 0 | 0 | 0 | 0 | 0 | 0 | 0 | 1 |  | 1 | 27 | 1 | 27
| 640 | 27 | 1 | 27 | 16 | 0 | 0 | 1 | 0 | 0 | 0 | 0 | 0 | 0 | 0 | 0 | 1 |  | 1 | 27 | 1 | 27
| 641 | 27 | 1 | 27 | 17 | 0 | 0 | 1 | 0 | 0 | 0 | 0 | 0 | 0 | 0 | 0 | 1 |  | 1 | 27 | 1 | 27
| 642 | 27 | 1 | 27 | 18 | 0 | 0 | 1 | 0 | 0 | 0 | 0 | 0 | 0 | 0 | 0 | 1 |  | 1 | 27 | 1 | 27
| 643 | 27 | 1 | 27 | 19 | 0 | 0 | 1 | 0 | 0 | 0 | 0 | 0 | 0 | 0 | 0 | 1 |  | 1 | 27 | 1 | 27
| 644 | 27 | 1 | 27 | 20 | 0 | 0 | 1 | 0 | 0 | 0 | 0 | 0 | 0 | 0 | 0 | 1 |  | 1 | 27 | 1 | 27
| 645 | 27 | 1 | 27 | 21 | 0 | 0 | 1 | 0 | 0 | 0 | 0 | 0 | 0 | 0 | 0 | 1 |  | 1 | 27 | 1 | 27
| 646 | 27 | 1 | 27 | 22 | 0 | 0 | 1 | 0 | 0 | 0 | 0 | 0 | 0 | 0 | 0 | 1 |  | 1 | 27 | 1 | 27
| 647 | 27 | 1 | 27 | 23 | 0 | 0 | 1 | 0 | 0 | 0 | 0 | 0 | 0 | 0 | 0 | 1 |  | 1 | 27 | 1 | 27
| 648 | 27 | 1 | 27 | 24 | 0 | 0 | 1 | 0 | 0 | 0 | 0 | 0 | 0 | 0 | 0 | 1 |  | 1 | 27 | 1 | 27
| 649 | 28 | 1 | 28 | 1 | 0 | 0 | 1 | 0 | 0 | 0 | 0 | 0 | 0 | 0 | 0 | 1 |  | 1 | 28 | 1 | 28
| 650 | 28 | 1 | 28 | 2 | 0 | 0 | 1 | 0 | 0 | 0 | 0 | 0 | 0 | 0 | 0 | 1 |  | 1 | 28 | 1 | 28
| 651 | 28 | 1 | 28 | 3 | 0 | 0 | 1 | 0 | 0 | 0 | 0 | 0 | 0 | 0 | 0 | 1 |  | 1 | 28 | 1 | 28
| 652 | 28 | 1 | 28 | 4 | 0 | 0 | 1 | 0 | 0 | 0 | 0 | 0 | 0 | 0 | 0 | 1 |  | 1 | 28 | 1 | 28
| 653 | 28 | 1 | 28 | 5 | 0 | 0 | 1 | 0 | 0 | 0 | 0 | 0 | 0 | 0 | 0 | 1 |  | 1 | 28 | 1 | 28
| 654 | 28 | 1 | 28 | 6 | 0 | 0 | 1 | 0 | 0 | 0 | 0 | 0 | 0 | 0 | 0 | 1 |  | 1 | 28 | 1 | 28
| 655 | 28 | 1 | 28 | 7 | 0 | 0 | 1 | 0 | 0 | 0 | 0 | 0 | 0 | 0 | 0 | 1 |  | 1 | 28 | 1 | 28
| 656 | 28 | 1 | 28 | 8 | 0 | 0 | 1 | 0 | 0 | 0 | 0 | 0 | 0 | 0 | 0 | 1 |  | 1 | 28 | 1 | 28
| 657 | 28 | 1 | 28 | 9 | 0 | 0 | 1 | 0 | 0 | 0 | 0 | 0 | 0 | 0 | 0 | 1 |  | 1 | 28 | 1 | 28
| 658 | 28 | 1 | 28 | 10 | 0 | 0 | 1 | 0 | 0 | 0 | 0 | 0 | 0 | 0 | 0 | 1 |  | 1 | 28 | 1 | 28
| 659 | 28 | 1 | 28 | 11 | 0 | 0 | 1 | 0 | 0 | 0 | 0 | 0 | 0 | 0 | 0 | 1 |  | 1 | 28 | 1 | 28
| 660 | 28 | 1 | 28 | 12 | 0 | 0 | 1 | 0 | 0 | 0 | 0 | 0 | 0 | 0 | 0 | 1 |  | 1 | 28 | 1 | 28
| 661 | 28 | 1 | 28 | 13 | 0 | 0 | 1 | 0 | 0 | 0 | 0 | 0 | 0 | 0 | 0 | 1 |  | 1 | 28 | 1 | 28
| 662 | 28 | 1 | 28 | 14 | 0 | 0 | 1 | 0 | 0 | 0 | 0 | 0 | 0 | 0 | 0 | 1 |  | 1 | 28 | 1 | 28
| 663 | 28 | 1 | 28 | 15 | 0 | 0 | 1 | 0 | 0 | 0 | 0 | 0 | 0 | 0 | 0 | 1 |  | 1 | 28 | 1 | 28
| 664 | 28 | 1 | 28 | 16 | 0 | 0 | 1 | 0 | 0 | 0 | 0 | 0 | 0 | 0 | 0 | 1 |  | 1 | 28 | 1 | 28
| 665 | 28 | 1 | 28 | 17 | 0 | 0 | 1 | 0 | 0 | 0 | 0 | 0 | 0 | 0 | 0 | 1 |  | 1 | 28 | 1 | 28
| 666 | 28 | 1 | 28 | 18 | 0 | 0 | 1 | 0 | 0 | 0 | 0 | 0 | 0 | 0 | 0 | 1 |  | 1 | 28 | 1 | 28
| 667 | 28 | 1 | 28 | 19 | 0 | 0 | 1 | 0 | 0 | 0 | 0 | 0 | 0 | 0 | 0 | 1 |  | 1 | 28 | 1 | 28
| 668 | 28 | 1 | 28 | 20 | 0 | 0 | 1 | 0 | 0 | 0 | 0 | 0 | 0 | 0 | 0 | 1 |  | 1 | 28 | 1 | 28
| 669 | 28 | 1 | 28 | 21 | 0 | 0 | 1 | 0 | 0 | 0 | 0 | 0 | 0 | 0 | 0 | 1 |  | 1 | 28 | 1 | 28
| 670 | 28 | 1 | 28 | 22 | 0 | 0 | 1 | 0 | 0 | 0 | 0 | 0 | 0 | 0 | 0 | 1 |  | 1 | 28 | 1 | 28
| 671 | 28 | 1 | 28 | 23 | 0 | 0 | 1 | 0 | 0 | 0 | 0 | 0 | 0 | 0 | 0 | 1 |  | 1 | 28 | 1 | 28
| 672 | 28 | 1 | 28 | 24 | 0 | 0 | 1 | 0 | 0 | 0 | 0 | 0 | 0 | 0 | 0 | 1 |  | 1 | 28 | 1 | 28
| 673 | 29 | 1 | 29 | 1 | 0 | 0 | 0 | 0 | 0 | 0 | 0 | 0 | 0 | 0 | 0 | 1 |  | 1 | 29 | 1 | 29
| 674 | 29 | 1 | 29 | 2 | 0 | 0 | 0 | 0 | 0 | 0 | 0 | 0 | 0 | 0 | 0 | 1 |  | 1 | 29 | 1 | 29
| 675 | 29 | 1 | 29 | 3 | 0 | 0 | 0 | 0 | 0 | 0 | 0 | 0 | 0 | 0 | 0 | 1 |  | 1 | 29 | 1 | 29
| 676 | 29 | 1 | 29 | 4 | 0 | 0 | 0 | 0 | 0 | 0 | 0 | 0 | 0 | 0 | 0 | 1 |  | 1 | 29 | 1 | 29
| 677 | 29 | 1 | 29 | 5 | 0 | 0 | 0 | 0 | 0 | 0 | 0 | 0 | 0 | 0 | 0 | 1 |  | 1 | 29 | 1 | 29
| 678 | 29 | 1 | 29 | 6 | 0 | 0 | 0 | 0 | 0 | 0 | 0 | 0 | 0 | 0 | 0 | 1 |  | 1 | 29 | 1 | 29
| 679 | 29 | 1 | 29 | 7 | 0 | 0 | 0 | 0 | 0 | 0 | 0 | 0 | 0 | 0 | 0 | 1 |  | 1 | 29 | 1 | 29
| 680 | 29 | 1 | 29 | 8 | 0 | 0 | 0 | 0 | 0 | 0 | 0 | 0 | 0 | 0 | 0 | 1 |  | 1 | 29 | 1 | 29
| 681 | 29 | 1 | 29 | 9 | 0 | 0 | 0 | 0 | 0 | 0 | 0 | 0 | 0 | 0 | 0 | 1 |  | 1 | 29 | 1 | 29
| 682 | 29 | 1 | 29 | 10 | 0 | 0 | 0 | 0 | 0 | 0 | 0 | 0 | 0 | 0 | 0 | 1 |  | 1 | 29 | 1 | 29
| 683 | 29 | 1 | 29 | 11 | 0 | 0 | 0 | 0 | 0 | 0 | 0 | 0 | 0 | 0 | 0 | 1 |  | 1 | 29 | 1 | 29
| 684 | 29 | 1 | 29 | 12 | 0 | 0 | 0 | 0 | 0 | 0 | 0 | 0 | 0 | 0 | 0 | 1 |  | 1 | 29 | 1 | 29
| 685 | 29 | 1 | 29 | 13 | 0 | 0 | 0 | 0 | 0 | 0 | 0 | 0 | 0 | 0 | 0 | 1 |  | 1 | 29 | 1 | 29
| 686 | 29 | 1 | 29 | 14 | 0 | 0 | 0 | 0 | 0 | 0 | 0 | 0 | 0 | 0 | 0 | 1 |  | 1 | 29 | 1 | 29
| 687 | 29 | 1 | 29 | 15 | 0 | 0 | 0 | 0 | 0 | 0 | 0 | 0 | 0 | 0 | 0 | 1 |  | 1 | 29 | 1 | 29
| 688 | 29 | 1 | 29 | 16 | 0 | 0 | 0 | 0 | 0 | 0 | 0 | 0 | 0 | 0 | 0 | 1 |  | 1 | 29 | 1 | 29
| 689 | 29 | 1 | 29 | 17 | 0 | 0 | 0 | 0 | 0 | 0 | 0 | 0 | 0 | 0 | 0 | 1 |  | 1 | 29 | 1 | 29
| 690 | 29 | 1 | 29 | 18 | 0 | 0 | 0 | 0 | 0 | 0 | 0 | 0 | 0 | 0 | 0 | 1 |  | 1 | 29 | 1 | 29
| 691 | 29 | 1 | 29 | 19 | 0 | 0 | 0 | 0 | 0 | 0 | 0 | 0 | 0 | 0 | 0 | 1 |  | 1 | 29 | 1 | 29
| 692 | 29 | 1 | 29 | 20 | 0 | 0 | 0 | 0 | 0 | 0 | 0 | 0 | 0 | 0 | 0 | 1 |  | 1 | 29 | 1 | 29
| 693 | 29 | 1 | 29 | 21 | 0 | 0 | 0 | 0 | 0 | 0 | 0 | 0 | 0 | 0 | 0 | 1 |  | 1 | 29 | 1 | 29
| 694 | 29 | 1 | 29 | 22 | 0 | 0 | 0 | 0 | 0 | 0 | 0 | 0 | 0 | 0 | 0 | 1 |  | 1 | 29 | 1 | 29
| 695 | 29 | 1 | 29 | 23 | 0 | 0 | 0 | 0 | 0 | 0 | 0 | 0 | 0 | 0 | 0 | 1 |  | 1 | 29 | 1 | 29
| 696 | 29 | 1 | 29 | 24 | 0 | 0 | 0 | 0 | 0 | 0 | 0 | 0 | 0 | 0 | 0 | 1 |  | 1 | 29 | 1 | 29
| 697 | 30 | 1 | 30 | 1 | 0 | 0 | 0 | 0 | 0 | 0 | 0 | 0 | 0 | 0 | 0 | 1 |  | 1 | 30 | 1 | 30
| 698 | 30 | 1 | 30 | 2 | 0 | 0 | 0 | 0 | 0 | 0 | 0 | 0 | 0 | 0 | 0 | 1 |  | 1 | 30 | 1 | 30
| 699 | 30 | 1 | 30 | 3 | 0 | 0 | 0 | 0 | 0 | 0 | 0 | 0 | 0 | 0 | 0 | 1 |  | 1 | 30 | 1 | 30
| 700 | 30 | 1 | 30 | 4 | 0 | 0 | 0 | 0 | 0 | 0 | 0 | 0 | 0 | 0 | 0 | 1 |  | 1 | 30 | 1 | 30
| 701 | 30 | 1 | 30 | 5 | 0 | 0 | 0 | 0 | 0 | 0 | 0 | 0 | 0 | 0 | 0 | 1 |  | 1 | 30 | 1 | 30
| 702 | 30 | 1 | 30 | 6 | 0 | 0 | 0 | 0 | 0 | 0 | 0 | 0 | 0 | 0 | 0 | 1 |  | 1 | 30 | 1 | 30
| 703 | 30 | 1 | 30 | 7 | 0 | 0 | 0 | 0 | 0 | 0 | 0 | 0 | 0 | 0 | 0 | 1 |  | 1 | 30 | 1 | 30
| 704 | 30 | 1 | 30 | 8 | 0 | 0 | 0 | 0 | 0 | 0 | 0 | 0 | 0 | 0 | 0 | 1 |  | 1 | 30 | 1 | 30
| 705 | 30 | 1 | 30 | 9 | 0 | 0 | 0 | 0 | 0 | 0 | 0 | 0 | 0 | 0 | 0 | 1 |  | 1 | 30 | 1 | 30
| 706 | 30 | 1 | 30 | 10 | 0 | 0 | 0 | 0 | 0 | 0 | 0 | 0 | 0 | 0 | 0 | 1 |  | 1 | 30 | 1 | 30
| 707 | 30 | 1 | 30 | 11 | 0 | 0 | 0 | 0 | 0 | 0 | 0 | 0 | 0 | 0 | 0 | 1 |  | 1 | 30 | 1 | 30
| 708 | 30 | 1 | 30 | 12 | 0 | 0 | 0 | 0 | 0 | 0 | 0 | 0 | 0 | 0 | 0 | 1 |  | 1 | 30 | 1 | 30
| 709 | 30 | 1 | 30 | 13 | 0 | 0 | 0 | 0 | 0 | 0 | 0 | 0 | 0 | 0 | 0 | 1 |  | 1 | 30 | 1 | 30
| 710 | 30 | 1 | 30 | 14 | 0 | 0 | 0 | 0 | 0 | 0 | 0 | 0 | 0 | 0 | 0 | 1 |  | 1 | 30 | 1 | 30
| 711 | 30 | 1 | 30 | 15 | 0 | 0 | 0 | 0 | 0 | 0 | 0 | 0 | 0 | 0 | 0 | 1 |  | 1 | 30 | 1 | 30
| 712 | 30 | 1 | 30 | 16 | 0 | 0 | 0 | 0 | 0 | 0 | 0 | 0 | 0 | 0 | 0 | 1 |  | 1 | 30 | 1 | 30
| 713 | 30 | 1 | 30 | 17 | 0 | 0 | 0 | 0 | 0 | 0 | 0 | 0 | 0 | 0 | 0 | 1 |  | 1 | 30 | 1 | 30
| 714 | 30 | 1 | 30 | 18 | 0 | 0 | 0 | 0 | 0 | 0 | 0 | 0 | 0 | 0 | 0 | 1 |  | 1 | 30 | 1 | 30
| 715 | 30 | 1 | 30 | 19 | 0 | 0 | 0 | 0 | 0 | 0 | 0 | 0 | 0 | 0 | 0 | 1 |  | 1 | 30 | 1 | 30
| 716 | 30 | 1 | 30 | 20 | 0 | 0 | 0 | 0 | 0 | 0 | 0 | 0 | 0 | 0 | 0 | 1 |  | 1 | 30 | 1 | 30
| 717 | 30 | 1 | 30 | 21 | 0 | 0 | 0 | 0 | 0 | 0 | 0 | 0 | 0 | 0 | 0 | 1 |  | 1 | 30 | 1 | 30
| 718 | 30 | 1 | 30 | 22 | 0 | 0 | 0 | 0 | 0 | 0 | 0 | 0 | 0 | 0 | 0 | 1 |  | 1 | 30 | 1 | 30
| 719 | 30 | 1 | 30 | 23 | 0 | 0 | 0 | 0 | 0 | 0 | 0 | 0 | 0 | 0 | 0 | 1 |  | 1 | 30 | 1 | 30
| 720 | 30 | 1 | 30 | 24 | 0 | 0 | 0 | 0 | 0 | 0 | 0 | 0 | 0 | 0 | 0 | 1 |  | 1 | 30 | 1 | 30
| 721 | 31 | 1 | 31 | 1 | 0 | 0 | 1 | 0 | 0 | 0 | 0 | 0 | 0 | 0 | 0 | 1 |  | 1 | 31 | 1 | 31
| 722 | 31 | 1 | 31 | 2 | 0 | 0 | 1 | 0 | 0 | 0 | 0 | 0 | 0 | 0 | 0 | 1 |  | 1 | 31 | 1 | 31
| 723 | 31 | 1 | 31 | 3 | 0 | 0 | 1 | 0 | 0 | 0 | 0 | 0 | 0 | 0 | 0 | 1 |  | 1 | 31 | 1 | 31
| 724 | 31 | 1 | 31 | 4 | 0 | 0 | 1 | 0 | 0 | 0 | 0 | 0 | 0 | 0 | 0 | 1 |  | 1 | 31 | 1 | 31
| 725 | 31 | 1 | 31 | 5 | 0 | 0 | 1 | 0 | 0 | 0 | 0 | 0 | 0 | 0 | 0 | 1 |  | 1 | 31 | 1 | 31
| 726 | 31 | 1 | 31 | 6 | 0 | 0 | 1 | 0 | 0 | 0 | 0 | 0 | 0 | 0 | 0 | 1 |  | 1 | 31 | 1 | 31
| 727 | 31 | 1 | 31 | 7 | 0 | 0 | 1 | 0 | 0 | 0 | 0 | 0 | 0 | 0 | 0 | 1 |  | 1 | 31 | 1 | 31
| 728 | 31 | 1 | 31 | 8 | 0 | 0 | 1 | 0 | 0 | 0 | 0 | 0 | 0 | 0 | 0 | 1 |  | 1 | 31 | 1 | 31
| 729 | 31 | 1 | 31 | 9 | 0 | 0 | 1 | 0 | 0 | 0 | 0 | 0 | 0 | 0 | 0 | 1 |  | 1 | 31 | 1 | 31
| 730 | 31 | 1 | 31 | 10 | 0 | 0 | 1 | 0 | 0 | 0 | 0 | 0 | 0 | 0 | 0 | 1 |  | 1 | 31 | 1 | 31
| 731 | 31 | 1 | 31 | 11 | 0 | 0 | 1 | 0 | 0 | 0 | 0 | 0 | 0 | 0 | 0 | 1 |  | 1 | 31 | 1 | 31
| 732 | 31 | 1 | 31 | 12 | 0 | 0 | 1 | 0 | 0 | 0 | 0 | 0 | 0 | 0 | 0 | 1 |  | 1 | 31 | 1 | 31
| 733 | 31 | 1 | 31 | 13 | 0 | 0 | 1 | 0 | 0 | 0 | 0 | 0 | 0 | 0 | 0 | 1 |  | 1 | 31 | 1 | 31
| 734 | 31 | 1 | 31 | 14 | 0 | 0 | 1 | 0 | 0 | 0 | 0 | 0 | 0 | 0 | 0 | 1 |  | 1 | 31 | 1 | 31
| 735 | 31 | 1 | 31 | 15 | 0 | 0 | 1 | 0 | 0 | 0 | 0 | 0 | 0 | 0 | 0 | 1 |  | 1 | 31 | 1 | 31
| 736 | 31 | 1 | 31 | 16 | 0 | 0 | 1 | 0 | 0 | 0 | 0 | 0 | 0 | 0 | 0 | 1 |  | 1 | 31 | 1 | 31
| 737 | 31 | 1 | 31 | 17 | 0 | 0 | 1 | 0 | 0 | 0 | 0 | 0 | 0 | 0 | 0 | 1 |  | 1 | 31 | 1 | 31
| 738 | 31 | 1 | 31 | 18 | 0 | 0 | 1 | 0 | 0 | 0 | 0 | 0 | 0 | 0 | 0 | 1 |  | 1 | 31 | 1 | 31
| 739 | 31 | 1 | 31 | 19 | 0 | 0 | 1 | 0 | 0 | 0 | 0 | 0 | 0 | 0 | 0 | 1 |  | 1 | 31 | 1 | 31
| 740 | 31 | 1 | 31 | 20 | 0 | 0 | 1 | 0 | 0 | 0 | 0 | 0 | 0 | 0 | 0 | 1 |  | 1 | 31 | 1 | 31
| 741 | 31 | 1 | 31 | 21 | 0 | 0 | 1 | 0 | 0 | 0 | 0 | 0 | 0 | 0 | 0 | 1 |  | 1 | 31 | 1 | 31
| 742 | 31 | 1 | 31 | 22 | 0 | 0 | 1 | 0 | 0 | 0 | 0 | 0 | 0 | 0 | 0 | 1 |  | 1 | 31 | 1 | 31
| 743 | 31 | 1 | 31 | 23 | 0 | 0 | 1 | 0 | 0 | 0 | 0 | 0 | 0 | 0 | 0 | 1 |  | 1 | 31 | 1 | 31
| 744 | 31 | 1 | 31 | 24 | 0 | 0 | 1 | 0 | 0 | 0 | 0 | 0 | 0 | 0 | 0 | 1 |  | 1 | 31 | 1 | 31
| 745 | 32 | 2 | 1 | 1 | 0 | 0 | 1 | 0 | 0 | 0 | 0 | 0 | 0 | 0 | 0 | 1 |  | 2 | 1 | 2 | 1
| 746 | 32 | 2 | 1 | 2 | 0 | 0 | 1 | 0 | 0 | 0 | 0 | 0 | 0 | 0 | 0 | 1 |  | 2 | 1 | 2 | 1
| 747 | 32 | 2 | 1 | 3 | 0 | 0 | 1 | 0 | 0 | 0 | 0 | 0 | 0 | 0 | 0 | 1 |  | 2 | 1 | 2 | 1
| 748 | 32 | 2 | 1 | 4 | 0 | 0 | 1 | 0 | 0 | 0 | 0 | 0 | 0 | 0 | 0 | 1 |  | 2 | 1 | 2 | 1
| 749 | 32 | 2 | 1 | 5 | 0 | 0 | 1 | 0 | 0 | 0 | 0 | 0 | 0 | 0 | 0 | 1 |  | 2 | 1 | 2 | 1
| 750 | 32 | 2 | 1 | 6 | 0 | 0 | 1 | 0 | 0 | 0 | 0 | 0 | 0 | 0 | 0 | 1 |  | 2 | 1 | 2 | 1
| 751 | 32 | 2 | 1 | 7 | 0 | 0 | 1 | 0 | 0 | 0 | 0 | 0 | 0 | 0 | 0 | 1 |  | 2 | 1 | 2 | 1
| 752 | 32 | 2 | 1 | 8 | 0 | 0 | 1 | 0 | 0 | 0 | 0 | 0 | 0 | 0 | 0 | 1 |  | 2 | 1 | 2 | 1
| 753 | 32 | 2 | 1 | 9 | 0 | 0 | 1 | 0 | 0 | 0 | 0 | 0 | 0 | 0 | 0 | 1 |  | 2 | 1 | 2 | 1
| 754 | 32 | 2 | 1 | 10 | 0 | 0 | 1 | 0 | 0 | 0 | 0 | 0 | 0 | 0 | 0 | 1 |  | 2 | 1 | 2 | 1
| 755 | 32 | 2 | 1 | 11 | 0 | 0 | 1 | 0 | 0 | 0 | 0 | 0 | 0 | 0 | 0 | 1 |  | 2 | 1 | 2 | 1
| 756 | 32 | 2 | 1 | 12 | 0 | 0 | 1 | 0 | 0 | 0 | 0 | 0 | 0 | 0 | 0 | 1 |  | 2 | 1 | 2 | 1
| 757 | 32 | 2 | 1 | 13 | 0 | 0 | 1 | 0 | 0 | 0 | 0 | 0 | 0 | 0 | 0 | 1 |  | 2 | 1 | 2 | 1
| 758 | 32 | 2 | 1 | 14 | 0 | 0 | 1 | 0 | 0 | 0 | 0 | 0 | 0 | 0 | 0 | 1 |  | 2 | 1 | 2 | 1
| 759 | 32 | 2 | 1 | 15 | 0 | 0 | 1 | 0 | 0 | 0 | 0 | 0 | 0 | 0 | 0 | 1 |  | 2 | 1 | 2 | 1
| 760 | 32 | 2 | 1 | 16 | 0 | 0 | 1 | 0 | 0 | 0 | 0 | 0 | 0 | 0 | 0 | 1 |  | 2 | 1 | 2 | 1
| 761 | 32 | 2 | 1 | 17 | 0 | 0 | 1 | 0 | 0 | 0 | 0 | 0 | 0 | 0 | 0 | 1 |  | 2 | 1 | 2 | 1
| 762 | 32 | 2 | 1 | 18 | 0 | 0 | 1 | 0 | 0 | 0 | 0 | 0 | 0 | 0 | 0 | 1 |  | 2 | 1 | 2 | 1
| 763 | 32 | 2 | 1 | 19 | 0 | 0 | 1 | 0 | 0 | 0 | 0 | 0 | 0 | 0 | 0 | 1 |  | 2 | 1 | 2 | 1
| 764 | 32 | 2 | 1 | 20 | 0 | 0 | 1 | 0 | 0 | 0 | 0 | 0 | 0 | 0 | 0 | 1 |  | 2 | 1 | 2 | 1
| 765 | 32 | 2 | 1 | 21 | 0 | 0 | 1 | 0 | 0 | 0 | 0 | 0 | 0 | 0 | 0 | 1 |  | 2 | 1 | 2 | 1
| 766 | 32 | 2 | 1 | 22 | 0 | 0 | 1 | 0 | 0 | 0 | 0 | 0 | 0 | 0 | 0 | 1 |  | 2 | 1 | 2 | 1
| 767 | 32 | 2 | 1 | 23 | 0 | 0 | 1 | 0 | 0 | 0 | 0 | 0 | 0 | 0 | 0 | 1 |  | 2 | 1 | 2 | 1
| 768 | 32 | 2 | 1 | 24 | 0 | 0 | 1 | 0 | 0 | 0 | 0 | 0 | 0 | 0 | 0 | 1 |  | 2 | 1 | 2 | 1
| 769 | 33 | 2 | 2 | 1 | 0 | 0 | 1 | 0 | 0 | 0 | 0 | 0 | 0 | 0 | 0 | 1 |  | 2 | 2 | 2 | 2
| 770 | 33 | 2 | 2 | 2 | 0 | 0 | 1 | 0 | 0 | 0 | 0 | 0 | 0 | 0 | 0 | 1 |  | 2 | 2 | 2 | 2
| 771 | 33 | 2 | 2 | 3 | 0 | 0 | 1 | 0 | 0 | 0 | 0 | 0 | 0 | 0 | 0 | 1 |  | 2 | 2 | 2 | 2
| 772 | 33 | 2 | 2 | 4 | 0 | 0 | 1 | 0 | 0 | 0 | 0 | 0 | 0 | 0 | 0 | 1 |  | 2 | 2 | 2 | 2
| 773 | 33 | 2 | 2 | 5 | 0 | 0 | 1 | 0 | 0 | 0 | 0 | 0 | 0 | 0 | 0 | 1 |  | 2 | 2 | 2 | 2
| 774 | 33 | 2 | 2 | 6 | 0 | 0 | 1 | 0 | 0 | 0 | 0 | 0 | 0 | 0 | 0 | 1 |  | 2 | 2 | 2 | 2
| 775 | 33 | 2 | 2 | 7 | 0 | 0 | 1 | 0 | 0 | 0 | 0 | 0 | 0 | 0 | 0 | 1 |  | 2 | 2 | 2 | 2
| 776 | 33 | 2 | 2 | 8 | 0 | 0 | 1 | 0 | 0 | 0 | 0 | 0 | 0 | 0 | 0 | 1 |  | 2 | 2 | 2 | 2
| 777 | 33 | 2 | 2 | 9 | 0 | 0 | 1 | 0 | 0 | 0 | 0 | 0 | 0 | 0 | 0 | 1 |  | 2 | 2 | 2 | 2
| 778 | 33 | 2 | 2 | 10 | 0 | 0 | 1 | 0 | 0 | 0 | 0 | 0 | 0 | 0 | 0 | 1 |  | 2 | 2 | 2 | 2
| 779 | 33 | 2 | 2 | 11 | 0 | 0 | 1 | 0 | 0 | 0 | 0 | 0 | 0 | 0 | 0 | 1 |  | 2 | 2 | 2 | 2
| 780 | 33 | 2 | 2 | 12 | 0 | 0 | 1 | 0 | 0 | 0 | 0 | 0 | 0 | 0 | 0 | 1 |  | 2 | 2 | 2 | 2
| 781 | 33 | 2 | 2 | 13 | 0 | 0 | 1 | 0 | 0 | 0 | 0 | 0 | 0 | 0 | 0 | 1 |  | 2 | 2 | 2 | 2
| 782 | 33 | 2 | 2 | 14 | 0 | 0 | 1 | 0 | 0 | 0 | 0 | 0 | 0 | 0 | 0 | 1 |  | 2 | 2 | 2 | 2
| 783 | 33 | 2 | 2 | 15 | 0 | 0 | 1 | 0 | 0 | 0 | 0 | 0 | 0 | 0 | 0 | 1 |  | 2 | 2 | 2 | 2
| 784 | 33 | 2 | 2 | 16 | 0 | 0 | 1 | 0 | 0 | 0 | 0 | 0 | 0 | 0 | 0 | 1 |  | 2 | 2 | 2 | 2
| 785 | 33 | 2 | 2 | 17 | 0 | 0 | 1 | 0 | 0 | 0 | 0 | 0 | 0 | 0 | 0 | 1 |  | 2 | 2 | 2 | 2
| 786 | 33 | 2 | 2 | 18 | 0 | 0 | 1 | 0 | 0 | 0 | 0 | 0 | 0 | 0 | 0 | 1 |  | 2 | 2 | 2 | 2
| 787 | 33 | 2 | 2 | 19 | 0 | 0 | 1 | 0 | 0 | 0 | 0 | 0 | 0 | 0 | 0 | 1 |  | 2 | 2 | 2 | 2
| 788 | 33 | 2 | 2 | 20 | 0 | 0 | 1 | 0 | 0 | 0 | 0 | 0 | 0 | 0 | 0 | 1 |  | 2 | 2 | 2 | 2
| 789 | 33 | 2 | 2 | 21 | 0 | 0 | 1 | 0 | 0 | 0 | 0 | 0 | 0 | 0 | 0 | 1 |  | 2 | 2 | 2 | 2
| 790 | 33 | 2 | 2 | 22 | 0 | 0 | 1 | 0 | 0 | 0 | 0 | 0 | 0 | 0 | 0 | 1 |  | 2 | 2 | 2 | 2
| 791 | 33 | 2 | 2 | 23 | 0 | 0 | 1 | 0 | 0 | 0 | 0 | 0 | 0 | 0 | 0 | 1 |  | 2 | 2 | 2 | 2
| 792 | 33 | 2 | 2 | 24 | 0 | 0 | 1 | 0 | 0 | 0 | 0 | 0 | 0 | 0 | 0 | 1 |  | 2 | 2 | 2 | 2
| 793 | 34 | 2 | 3 | 1 | 0 | 0 | 1 | 0 | 0 | 0 | 0 | 0 | 0 | 0 | 0 | 1 |  | 2 | 3 | 2 | 3
| 794 | 34 | 2 | 3 | 2 | 0 | 0 | 1 | 0 | 0 | 0 | 0 | 0 | 0 | 0 | 0 | 1 |  | 2 | 3 | 2 | 3
| 795 | 34 | 2 | 3 | 3 | 0 | 0 | 1 | 0 | 0 | 0 | 0 | 0 | 0 | 0 | 0 | 1 |  | 2 | 3 | 2 | 3
| 796 | 34 | 2 | 3 | 4 | 0 | 0 | 1 | 0 | 0 | 0 | 0 | 0 | 0 | 0 | 0 | 1 |  | 2 | 3 | 2 | 3
| 797 | 34 | 2 | 3 | 5 | 0 | 0 | 1 | 0 | 0 | 0 | 0 | 0 | 0 | 0 | 0 | 1 |  | 2 | 3 | 2 | 3
| 798 | 34 | 2 | 3 | 6 | 0 | 0 | 1 | 0 | 0 | 0 | 0 | 0 | 0 | 0 | 0 | 1 |  | 2 | 3 | 2 | 3
| 799 | 34 | 2 | 3 | 7 | 0 | 0 | 1 | 0 | 0 | 0 | 0 | 0 | 0 | 0 | 0 | 1 |  | 2 | 3 | 2 | 3
| 800 | 34 | 2 | 3 | 8 | 0 | 0 | 1 | 0 | 0 | 0 | 0 | 0 | 0 | 0 | 0 | 1 |  | 2 | 3 | 2 | 3
| 801 | 34 | 2 | 3 | 9 | 0 | 0 | 1 | 0 | 0 | 0 | 0 | 0 | 0 | 0 | 0 | 1 |  | 2 | 3 | 2 | 3
| 802 | 34 | 2 | 3 | 10 | 0 | 0 | 1 | 0 | 0 | 0 | 0 | 0 | 0 | 0 | 0 | 1 |  | 2 | 3 | 2 | 3
| 803 | 34 | 2 | 3 | 11 | 0 | 0 | 1 | 0 | 0 | 0 | 0 | 0 | 0 | 0 | 0 | 1 |  | 2 | 3 | 2 | 3
| 804 | 34 | 2 | 3 | 12 | 0 | 0 | 1 | 0 | 0 | 0 | 0 | 0 | 0 | 0 | 0 | 1 |  | 2 | 3 | 2 | 3
| 805 | 34 | 2 | 3 | 13 | 0 | 0 | 1 | 0 | 0 | 0 | 0 | 0 | 0 | 0 | 0 | 1 |  | 2 | 3 | 2 | 3
| 806 | 34 | 2 | 3 | 14 | 0 | 0 | 1 | 0 | 0 | 0 | 0 | 0 | 0 | 0 | 0 | 1 |  | 2 | 3 | 2 | 3
| 807 | 34 | 2 | 3 | 15 | 0 | 0 | 1 | 0 | 0 | 0 | 0 | 0 | 0 | 0 | 0 | 1 |  | 2 | 3 | 2 | 3
| 808 | 34 | 2 | 3 | 16 | 0 | 0 | 1 | 0 | 0 | 0 | 0 | 0 | 0 | 0 | 0 | 1 |  | 2 | 3 | 2 | 3
| 809 | 34 | 2 | 3 | 17 | 0 | 0 | 1 | 0 | 0 | 0 | 0 | 0 | 0 | 0 | 0 | 1 |  | 2 | 3 | 2 | 3
| 810 | 34 | 2 | 3 | 18 | 0 | 0 | 1 | 0 | 0 | 0 | 0 | 0 | 0 | 0 | 0 | 1 |  | 2 | 3 | 2 | 3
| 811 | 34 | 2 | 3 | 19 | 0 | 0 | 1 | 0 | 0 | 0 | 0 | 0 | 0 | 0 | 0 | 1 |  | 2 | 3 | 2 | 3
| 812 | 34 | 2 | 3 | 20 | 0 | 0 | 1 | 0 | 0 | 0 | 0 | 0 | 0 | 0 | 0 | 1 |  | 2 | 3 | 2 | 3
| 813 | 34 | 2 | 3 | 21 | 0 | 0 | 1 | 0 | 0 | 0 | 0 | 0 | 0 | 0 | 0 | 1 |  | 2 | 3 | 2 | 3
| 814 | 34 | 2 | 3 | 22 | 0 | 0 | 1 | 0 | 0 | 0 | 0 | 0 | 0 | 0 | 0 | 1 |  | 2 | 3 | 2 | 3
| 815 | 34 | 2 | 3 | 23 | 0 | 0 | 1 | 0 | 0 | 0 | 0 | 0 | 0 | 0 | 0 | 1 |  | 2 | 3 | 2 | 3
| 816 | 34 | 2 | 3 | 24 | 0 | 0 | 1 | 0 | 0 | 0 | 0 | 0 | 0 | 0 | 0 | 1 |  | 2 | 3 | 2 | 3
| 817 | 35 | 2 | 4 | 1 | 0 | 0 | 1 | 0 | 0 | 0 | 0 | 0 | 0 | 0 | 0 | 1 |  | 2 | 4 | 2 | 4
| 818 | 35 | 2 | 4 | 2 | 0 | 0 | 1 | 0 | 0 | 0 | 0 | 0 | 0 | 0 | 0 | 1 |  | 2 | 4 | 2 | 4
| 819 | 35 | 2 | 4 | 3 | 0 | 0 | 1 | 0 | 0 | 0 | 0 | 0 | 0 | 0 | 0 | 1 |  | 2 | 4 | 2 | 4
| 820 | 35 | 2 | 4 | 4 | 0 | 0 | 1 | 0 | 0 | 0 | 0 | 0 | 0 | 0 | 0 | 1 |  | 2 | 4 | 2 | 4
| 821 | 35 | 2 | 4 | 5 | 0 | 0 | 1 | 0 | 0 | 0 | 0 | 0 | 0 | 0 | 0 | 1 |  | 2 | 4 | 2 | 4
| 822 | 35 | 2 | 4 | 6 | 0 | 0 | 1 | 0 | 0 | 0 | 0 | 0 | 0 | 0 | 0 | 1 |  | 2 | 4 | 2 | 4
| 823 | 35 | 2 | 4 | 7 | 0 | 0 | 1 | 0 | 0 | 0 | 0 | 0 | 0 | 0 | 0 | 1 |  | 2 | 4 | 2 | 4
| 824 | 35 | 2 | 4 | 8 | 0 | 0 | 1 | 0 | 0 | 0 | 0 | 0 | 0 | 0 | 0 | 1 |  | 2 | 4 | 2 | 4
| 825 | 35 | 2 | 4 | 9 | 0 | 0 | 1 | 0 | 0 | 0 | 0 | 0 | 0 | 0 | 0 | 1 |  | 2 | 4 | 2 | 4
| 826 | 35 | 2 | 4 | 10 | 0 | 0 | 1 | 0 | 0 | 0 | 0 | 0 | 0 | 0 | 0 | 1 |  | 2 | 4 | 2 | 4
| 827 | 35 | 2 | 4 | 11 | 0 | 0 | 1 | 0 | 0 | 0 | 0 | 0 | 0 | 0 | 0 | 1 |  | 2 | 4 | 2 | 4
| 828 | 35 | 2 | 4 | 12 | 0 | 0 | 1 | 0 | 0 | 0 | 0 | 0 | 0 | 0 | 0 | 1 |  | 2 | 4 | 2 | 4
| 829 | 35 | 2 | 4 | 13 | 0 | 0 | 1 | 0 | 0 | 0 | 0 | 0 | 0 | 0 | 0 | 1 |  | 2 | 4 | 2 | 4
| 830 | 35 | 2 | 4 | 14 | 0 | 0 | 1 | 0 | 0 | 0 | 0 | 0 | 0 | 0 | 0 | 1 |  | 2 | 4 | 2 | 4
| 831 | 35 | 2 | 4 | 15 | 0 | 0 | 1 | 0 | 0 | 0 | 0 | 0 | 0 | 0 | 0 | 1 |  | 2 | 4 | 2 | 4
| 832 | 35 | 2 | 4 | 16 | 0 | 0 | 1 | 0 | 0 | 0 | 0 | 0 | 0 | 0 | 0 | 1 |  | 2 | 4 | 2 | 4
| 833 | 35 | 2 | 4 | 17 | 0 | 0 | 1 | 0 | 0 | 0 | 0 | 0 | 0 | 0 | 0 | 1 |  | 2 | 4 | 2 | 4
| 834 | 35 | 2 | 4 | 18 | 0 | 0 | 1 | 0 | 0 | 0 | 0 | 0 | 0 | 0 | 0 | 1 |  | 2 | 4 | 2 | 4
| 835 | 35 | 2 | 4 | 19 | 0 | 0 | 1 | 0 | 0 | 0 | 0 | 0 | 0 | 0 | 0 | 1 |  | 2 | 4 | 2 | 4
| 836 | 35 | 2 | 4 | 20 | 0 | 0 | 1 | 0 | 0 | 0 | 0 | 0 | 0 | 0 | 0 | 1 |  | 2 | 4 | 2 | 4
| 837 | 35 | 2 | 4 | 21 | 0 | 0 | 1 | 0 | 0 | 0 | 0 | 0 | 0 | 0 | 0 | 1 |  | 2 | 4 | 2 | 4
| 838 | 35 | 2 | 4 | 22 | 0 | 0 | 1 | 0 | 0 | 0 | 0 | 0 | 0 | 0 | 0 | 1 |  | 2 | 4 | 2 | 4
| 839 | 35 | 2 | 4 | 23 | 0 | 0 | 1 | 0 | 0 | 0 | 0 | 0 | 0 | 0 | 0 | 1 |  | 2 | 4 | 2 | 4
| 840 | 35 | 2 | 4 | 24 | 0 | 0 | 1 | 0 | 0 | 0 | 0 | 0 | 0 | 0 | 0 | 1 |  | 2 | 4 | 2 | 4
| 841 | 36 | 2 | 5 | 1 | 0 | 0 | 0 | 0 | 0 | 0 | 0 | 0 | 0 | 0 | 0 | 1 |  | 2 | 5 | 2 | 5
| 842 | 36 | 2 | 5 | 2 | 0 | 0 | 0 | 0 | 0 | 0 | 0 | 0 | 0 | 0 | 0 | 1 |  | 2 | 5 | 2 | 5
| 843 | 36 | 2 | 5 | 3 | 0 | 0 | 0 | 0 | 0 | 0 | 0 | 0 | 0 | 0 | 0 | 1 |  | 2 | 5 | 2 | 5
| 844 | 36 | 2 | 5 | 4 | 0 | 0 | 0 | 0 | 0 | 0 | 0 | 0 | 0 | 0 | 0 | 1 |  | 2 | 5 | 2 | 5
| 845 | 36 | 2 | 5 | 5 | 0 | 0 | 0 | 0 | 0 | 0 | 0 | 0 | 0 | 0 | 0 | 1 |  | 2 | 5 | 2 | 5
| 846 | 36 | 2 | 5 | 6 | 0 | 0 | 0 | 0 | 0 | 0 | 0 | 0 | 0 | 0 | 0 | 1 |  | 2 | 5 | 2 | 5
| 847 | 36 | 2 | 5 | 7 | 0 | 0 | 0 | 0 | 0 | 0 | 0 | 0 | 0 | 0 | 0 | 1 |  | 2 | 5 | 2 | 5
| 848 | 36 | 2 | 5 | 8 | 0 | 0 | 0 | 0 | 0 | 0 | 0 | 0 | 0 | 0 | 0 | 1 |  | 2 | 5 | 2 | 5
| 849 | 36 | 2 | 5 | 9 | 0 | 0 | 0 | 0 | 0 | 0 | 0 | 0 | 0 | 0 | 0 | 1 |  | 2 | 5 | 2 | 5
| 850 | 36 | 2 | 5 | 10 | 0 | 0 | 0 | 0 | 0 | 0 | 0 | 0 | 0 | 0 | 0 | 1 |  | 2 | 5 | 2 | 5
| 851 | 36 | 2 | 5 | 11 | 0 | 0 | 0 | 0 | 0 | 0 | 0 | 0 | 0 | 0 | 0 | 1 |  | 2 | 5 | 2 | 5
| 852 | 36 | 2 | 5 | 12 | 0 | 0 | 0 | 0 | 0 | 0 | 0 | 0 | 0 | 0 | 0 | 1 |  | 2 | 5 | 2 | 5
| 853 | 36 | 2 | 5 | 13 | 0 | 0 | 0 | 0 | 0 | 0 | 0 | 0 | 0 | 0 | 0 | 1 |  | 2 | 5 | 2 | 5
| 854 | 36 | 2 | 5 | 14 | 0 | 0 | 0 | 0 | 0 | 0 | 0 | 0 | 0 | 0 | 0 | 1 |  | 2 | 5 | 2 | 5
| 855 | 36 | 2 | 5 | 15 | 0 | 0 | 0 | 0 | 0 | 0 | 0 | 0 | 0 | 0 | 0 | 1 |  | 2 | 5 | 2 | 5
| 856 | 36 | 2 | 5 | 16 | 0 | 0 | 0 | 0 | 0 | 0 | 0 | 0 | 0 | 0 | 0 | 1 |  | 2 | 5 | 2 | 5
| 857 | 36 | 2 | 5 | 17 | 0 | 0 | 0 | 0 | 0 | 0 | 0 | 0 | 0 | 0 | 0 | 1 |  | 2 | 5 | 2 | 5
| 858 | 36 | 2 | 5 | 18 | 0 | 0 | 0 | 0 | 0 | 0 | 0 | 0 | 0 | 0 | 0 | 1 |  | 2 | 5 | 2 | 5
| 859 | 36 | 2 | 5 | 19 | 0 | 0 | 0 | 0 | 0 | 0 | 0 | 0 | 0 | 0 | 0 | 1 |  | 2 | 5 | 2 | 5
| 860 | 36 | 2 | 5 | 20 | 0 | 0 | 0 | 0 | 0 | 0 | 0 | 0 | 0 | 0 | 0 | 1 |  | 2 | 5 | 2 | 5
| 861 | 36 | 2 | 5 | 21 | 0 | 0 | 0 | 0 | 0 | 0 | 0 | 0 | 0 | 0 | 0 | 1 |  | 2 | 5 | 2 | 5
| 862 | 36 | 2 | 5 | 22 | 0 | 0 | 0 | 0 | 0 | 0 | 0 | 0 | 0 | 0 | 0 | 1 |  | 2 | 5 | 2 | 5
| 863 | 36 | 2 | 5 | 23 | 0 | 0 | 0 | 0 | 0 | 0 | 0 | 0 | 0 | 0 | 0 | 1 |  | 2 | 5 | 2 | 5
| 864 | 36 | 2 | 5 | 24 | 0 | 0 | 0 | 0 | 0 | 0 | 0 | 0 | 0 | 0 | 0 | 1 |  | 2 | 5 | 2 | 5
| 865 | 37 | 2 | 6 | 1 | 0 | 0 | 0 | 0 | 0 | 0 | 0 | 0 | 0 | 0 | 0 | 1 |  | 2 | 6 | 2 | 6
| 866 | 37 | 2 | 6 | 2 | 0 | 0 | 0 | 0 | 0 | 0 | 0 | 0 | 0 | 0 | 0 | 1 |  | 2 | 6 | 2 | 6
| 867 | 37 | 2 | 6 | 3 | 0 | 0 | 0 | 0 | 0 | 0 | 0 | 0 | 0 | 0 | 0 | 1 |  | 2 | 6 | 2 | 6
| 868 | 37 | 2 | 6 | 4 | 0 | 0 | 0 | 0 | 0 | 0 | 0 | 0 | 0 | 0 | 0 | 1 |  | 2 | 6 | 2 | 6
| 869 | 37 | 2 | 6 | 5 | 0 | 0 | 0 | 0 | 0 | 0 | 0 | 0 | 0 | 0 | 0 | 1 |  | 2 | 6 | 2 | 6
| 870 | 37 | 2 | 6 | 6 | 0 | 0 | 0 | 0 | 0 | 0 | 0 | 0 | 0 | 0 | 0 | 1 |  | 2 | 6 | 2 | 6
| 871 | 37 | 2 | 6 | 7 | 0 | 0 | 0 | 0 | 0 | 0 | 0 | 0 | 0 | 0 | 0 | 1 |  | 2 | 6 | 2 | 6
| 872 | 37 | 2 | 6 | 8 | 0 | 0 | 0 | 0 | 0 | 0 | 0 | 0 | 0 | 0 | 0 | 1 |  | 2 | 6 | 2 | 6
| 873 | 37 | 2 | 6 | 9 | 0 | 0 | 0 | 0 | 0 | 0 | 0 | 0 | 0 | 0 | 0 | 1 |  | 2 | 6 | 2 | 6
| 874 | 37 | 2 | 6 | 10 | 0 | 0 | 0 | 0 | 0 | 0 | 0 | 0 | 0 | 0 | 0 | 1 |  | 2 | 6 | 2 | 6
| 875 | 37 | 2 | 6 | 11 | 0 | 0 | 0 | 0 | 0 | 0 | 0 | 0 | 0 | 0 | 0 | 1 |  | 2 | 6 | 2 | 6
| 876 | 37 | 2 | 6 | 12 | 0 | 0 | 0 | 0 | 0 | 0 | 0 | 0 | 0 | 0 | 0 | 1 |  | 2 | 6 | 2 | 6
| 877 | 37 | 2 | 6 | 13 | 0 | 0 | 0 | 0 | 0 | 0 | 0 | 0 | 0 | 0 | 0 | 1 |  | 2 | 6 | 2 | 6
| 878 | 37 | 2 | 6 | 14 | 0 | 0 | 0 | 0 | 0 | 0 | 0 | 0 | 0 | 0 | 0 | 1 |  | 2 | 6 | 2 | 6
| 879 | 37 | 2 | 6 | 15 | 0 | 0 | 0 | 0 | 0 | 0 | 0 | 0 | 0 | 0 | 0 | 1 |  | 2 | 6 | 2 | 6
| 880 | 37 | 2 | 6 | 16 | 0 | 0 | 0 | 0 | 0 | 0 | 0 | 0 | 0 | 0 | 0 | 1 |  | 2 | 6 | 2 | 6
| 881 | 37 | 2 | 6 | 17 | 0 | 0 | 0 | 0 | 0 | 0 | 0 | 0 | 0 | 0 | 0 | 1 |  | 2 | 6 | 2 | 6
| 882 | 37 | 2 | 6 | 18 | 0 | 0 | 0 | 0 | 0 | 0 | 0 | 0 | 0 | 0 | 0 | 1 |  | 2 | 6 | 2 | 6
| 883 | 37 | 2 | 6 | 19 | 0 | 0 | 0 | 0 | 0 | 0 | 0 | 0 | 0 | 0 | 0 | 1 |  | 2 | 6 | 2 | 6
| 884 | 37 | 2 | 6 | 20 | 0 | 0 | 0 | 0 | 0 | 0 | 0 | 0 | 0 | 0 | 0 | 1 |  | 2 | 6 | 2 | 6
| 885 | 37 | 2 | 6 | 21 | 0 | 0 | 0 | 0 | 0 | 0 | 0 | 0 | 0 | 0 | 0 | 1 |  | 2 | 6 | 2 | 6
| 886 | 37 | 2 | 6 | 22 | 0 | 0 | 0 | 0 | 0 | 0 | 0 | 0 | 0 | 0 | 0 | 1 |  | 2 | 6 | 2 | 6
| 887 | 37 | 2 | 6 | 23 | 0 | 0 | 0 | 0 | 0 | 0 | 0 | 0 | 0 | 0 | 0 | 1 |  | 2 | 6 | 2 | 6
| 888 | 37 | 2 | 6 | 24 | 0 | 0 | 0 | 0 | 0 | 0 | 0 | 0 | 0 | 0 | 0 | 1 |  | 2 | 6 | 2 | 6
| 889 | 38 | 2 | 7 | 1 | 0 | 0 | 1 | 0 | 0 | 0 | 0 | 0 | 0 | 0 | 0 | 1 |  | 2 | 7 | 2 | 7
| 890 | 38 | 2 | 7 | 2 | 0 | 0 | 1 | 0 | 0 | 0 | 0 | 0 | 0 | 0 | 0 | 1 |  | 2 | 7 | 2 | 7
| 891 | 38 | 2 | 7 | 3 | 0 | 0 | 1 | 0 | 0 | 0 | 0 | 0 | 0 | 0 | 0 | 1 |  | 2 | 7 | 2 | 7
| 892 | 38 | 2 | 7 | 4 | 0 | 0 | 1 | 0 | 0 | 0 | 0 | 0 | 0 | 0 | 0 | 1 |  | 2 | 7 | 2 | 7
| 893 | 38 | 2 | 7 | 5 | 0 | 0 | 1 | 0 | 0 | 0 | 0 | 0 | 0 | 0 | 0 | 1 |  | 2 | 7 | 2 | 7
| 894 | 38 | 2 | 7 | 6 | 0 | 0 | 1 | 0 | 0 | 0 | 0 | 0 | 0 | 0 | 0 | 1 |  | 2 | 7 | 2 | 7
| 895 | 38 | 2 | 7 | 7 | 0 | 0 | 1 | 0 | 0 | 0 | 0 | 0 | 0 | 0 | 0 | 1 |  | 2 | 7 | 2 | 7
| 896 | 38 | 2 | 7 | 8 | 0 | 0 | 1 | 0 | 0 | 0 | 0 | 0 | 0 | 0 | 0 | 1 |  | 2 | 7 | 2 | 7
| 897 | 38 | 2 | 7 | 9 | 0 | 0 | 1 | 0 | 0 | 0 | 0 | 0 | 0 | 0 | 0 | 1 |  | 2 | 7 | 2 | 7
| 898 | 38 | 2 | 7 | 10 | 0 | 0 | 1 | 0 | 0 | 0 | 0 | 0 | 0 | 0 | 0 | 1 |  | 2 | 7 | 2 | 7
| 899 | 38 | 2 | 7 | 11 | 0 | 0 | 1 | 0 | 0 | 0 | 0 | 0 | 0 | 0 | 0 | 1 |  | 2 | 7 | 2 | 7
| 900 | 38 | 2 | 7 | 12 | 0 | 0 | 1 | 0 | 0 | 0 | 0 | 0 | 0 | 0 | 0 | 1 |  | 2 | 7 | 2 | 7
| 901 | 38 | 2 | 7 | 13 | 0 | 0 | 1 | 0 | 0 | 0 | 0 | 0 | 0 | 0 | 0 | 1 |  | 2 | 7 | 2 | 7
| 902 | 38 | 2 | 7 | 14 | 0 | 0 | 1 | 0 | 0 | 0 | 0 | 0 | 0 | 0 | 0 | 1 |  | 2 | 7 | 2 | 7
| 903 | 38 | 2 | 7 | 15 | 0 | 0 | 1 | 0 | 0 | 0 | 0 | 0 | 0 | 0 | 0 | 1 |  | 2 | 7 | 2 | 7
| 904 | 38 | 2 | 7 | 16 | 0 | 0 | 1 | 0 | 0 | 0 | 0 | 0 | 0 | 0 | 0 | 1 |  | 2 | 7 | 2 | 7
| 905 | 38 | 2 | 7 | 17 | 0 | 0 | 1 | 0 | 0 | 0 | 0 | 0 | 0 | 0 | 0 | 1 |  | 2 | 7 | 2 | 7
| 906 | 38 | 2 | 7 | 18 | 0 | 0 | 1 | 0 | 0 | 0 | 0 | 0 | 0 | 0 | 0 | 1 |  | 2 | 7 | 2 | 7
| 907 | 38 | 2 | 7 | 19 | 0 | 0 | 1 | 0 | 0 | 0 | 0 | 0 | 0 | 0 | 0 | 1 |  | 2 | 7 | 2 | 7
| 908 | 38 | 2 | 7 | 20 | 0 | 0 | 1 | 0 | 0 | 0 | 0 | 0 | 0 | 0 | 0 | 1 |  | 2 | 7 | 2 | 7
| 909 | 38 | 2 | 7 | 21 | 0 | 0 | 1 | 0 | 0 | 0 | 0 | 0 | 0 | 0 | 0 | 1 |  | 2 | 7 | 2 | 7
| 910 | 38 | 2 | 7 | 22 | 0 | 0 | 1 | 0 | 0 | 0 | 0 | 0 | 0 | 0 | 0 | 1 |  | 2 | 7 | 2 | 7
| 911 | 38 | 2 | 7 | 23 | 0 | 0 | 1 | 0 | 0 | 0 | 0 | 0 | 0 | 0 | 0 | 1 |  | 2 | 7 | 2 | 7
| 912 | 38 | 2 | 7 | 24 | 0 | 0 | 1 | 0 | 0 | 0 | 0 | 0 | 0 | 0 | 0 | 1 |  | 2 | 7 | 2 | 7
| 913 | 39 | 2 | 8 | 1 | 0 | 0 | 1 | 0 | 0 | 0 | 0 | 0 | 0 | 0 | 0 | 1 |  | 2 | 8 | 2 | 8
| 914 | 39 | 2 | 8 | 2 | 0 | 0 | 1 | 0 | 0 | 0 | 0 | 0 | 0 | 0 | 0 | 1 |  | 2 | 8 | 2 | 8
| 915 | 39 | 2 | 8 | 3 | 0 | 0 | 1 | 0 | 0 | 0 | 0 | 0 | 0 | 0 | 0 | 1 |  | 2 | 8 | 2 | 8
| 916 | 39 | 2 | 8 | 4 | 0 | 0 | 1 | 0 | 0 | 0 | 0 | 0 | 0 | 0 | 0 | 1 |  | 2 | 8 | 2 | 8
| 917 | 39 | 2 | 8 | 5 | 0 | 0 | 1 | 0 | 0 | 0 | 0 | 0 | 0 | 0 | 0 | 1 |  | 2 | 8 | 2 | 8
| 918 | 39 | 2 | 8 | 6 | 0 | 0 | 1 | 0 | 0 | 0 | 0 | 0 | 0 | 0 | 0 | 1 |  | 2 | 8 | 2 | 8
| 919 | 39 | 2 | 8 | 7 | 0 | 0 | 1 | 0 | 0 | 0 | 0 | 0 | 0 | 0 | 0 | 1 |  | 2 | 8 | 2 | 8
| 920 | 39 | 2 | 8 | 8 | 0 | 0 | 1 | 0 | 0 | 0 | 0 | 0 | 0 | 0 | 0 | 1 |  | 2 | 8 | 2 | 8
| 921 | 39 | 2 | 8 | 9 | 0 | 0 | 1 | 0 | 0 | 0 | 0 | 0 | 0 | 0 | 0 | 1 |  | 2 | 8 | 2 | 8
| 922 | 39 | 2 | 8 | 10 | 0 | 0 | 1 | 0 | 0 | 0 | 0 | 0 | 0 | 0 | 0 | 1 |  | 2 | 8 | 2 | 8
| 923 | 39 | 2 | 8 | 11 | 0 | 0 | 1 | 0 | 0 | 0 | 0 | 0 | 0 | 0 | 0 | 1 |  | 2 | 8 | 2 | 8
| 924 | 39 | 2 | 8 | 12 | 0 | 0 | 1 | 0 | 0 | 0 | 0 | 0 | 0 | 0 | 0 | 1 |  | 2 | 8 | 2 | 8
| 925 | 39 | 2 | 8 | 13 | 0 | 0 | 1 | 0 | 0 | 0 | 0 | 0 | 0 | 0 | 0 | 1 |  | 2 | 8 | 2 | 8
| 926 | 39 | 2 | 8 | 14 | 0 | 0 | 1 | 0 | 0 | 0 | 0 | 0 | 0 | 0 | 0 | 1 |  | 2 | 8 | 2 | 8
| 927 | 39 | 2 | 8 | 15 | 0 | 0 | 1 | 0 | 0 | 0 | 0 | 0 | 0 | 0 | 0 | 1 |  | 2 | 8 | 2 | 8
| 928 | 39 | 2 | 8 | 16 | 0 | 0 | 1 | 0 | 0 | 0 | 0 | 0 | 0 | 0 | 0 | 1 |  | 2 | 8 | 2 | 8
| 929 | 39 | 2 | 8 | 17 | 0 | 0 | 1 | 0 | 0 | 0 | 0 | 0 | 0 | 0 | 0 | 1 |  | 2 | 8 | 2 | 8
| 930 | 39 | 2 | 8 | 18 | 0 | 0 | 1 | 0 | 0 | 0 | 0 | 0 | 0 | 0 | 0 | 1 |  | 2 | 8 | 2 | 8
| 931 | 39 | 2 | 8 | 19 | 0 | 0 | 1 | 0 | 0 | 0 | 0 | 0 | 0 | 0 | 0 | 1 |  | 2 | 8 | 2 | 8
| 932 | 39 | 2 | 8 | 20 | 0 | 0 | 1 | 0 | 0 | 0 | 0 | 0 | 0 | 0 | 0 | 1 |  | 2 | 8 | 2 | 8
| 933 | 39 | 2 | 8 | 21 | 0 | 0 | 1 | 0 | 0 | 0 | 0 | 0 | 0 | 0 | 0 | 1 |  | 2 | 8 | 2 | 8
| 934 | 39 | 2 | 8 | 22 | 0 | 0 | 1 | 0 | 0 | 0 | 0 | 0 | 0 | 0 | 0 | 1 |  | 2 | 8 | 2 | 8
| 935 | 39 | 2 | 8 | 23 | 0 | 0 | 1 | 0 | 0 | 0 | 0 | 0 | 0 | 0 | 0 | 1 |  | 2 | 8 | 2 | 8
| 936 | 39 | 2 | 8 | 24 | 0 | 0 | 1 | 0 | 0 | 0 | 0 | 0 | 0 | 0 | 0 | 1 |  | 2 | 8 | 2 | 8
| 937 | 40 | 2 | 9 | 1 | 0 | 0 | 1 | 0 | 0 | 0 | 0 | 0 | 0 | 0 | 0 | 1 |  | 2 | 9 | 2 | 9
| 938 | 40 | 2 | 9 | 2 | 0 | 0 | 1 | 0 | 0 | 0 | 0 | 0 | 0 | 0 | 0 | 1 |  | 2 | 9 | 2 | 9
| 939 | 40 | 2 | 9 | 3 | 0 | 0 | 1 | 0 | 0 | 0 | 0 | 0 | 0 | 0 | 0 | 1 |  | 2 | 9 | 2 | 9
| 940 | 40 | 2 | 9 | 4 | 0 | 0 | 1 | 0 | 0 | 0 | 0 | 0 | 0 | 0 | 0 | 1 |  | 2 | 9 | 2 | 9
| 941 | 40 | 2 | 9 | 5 | 0 | 0 | 1 | 0 | 0 | 0 | 0 | 0 | 0 | 0 | 0 | 1 |  | 2 | 9 | 2 | 9
| 942 | 40 | 2 | 9 | 6 | 0 | 0 | 1 | 0 | 0 | 0 | 0 | 0 | 0 | 0 | 0 | 1 |  | 2 | 9 | 2 | 9
| 943 | 40 | 2 | 9 | 7 | 0 | 0 | 1 | 0 | 0 | 0 | 0 | 0 | 0 | 0 | 0 | 1 |  | 2 | 9 | 2 | 9
| 944 | 40 | 2 | 9 | 8 | 0 | 0 | 1 | 0 | 0 | 0 | 0 | 0 | 0 | 0 | 0 | 1 |  | 2 | 9 | 2 | 9
| 945 | 40 | 2 | 9 | 9 | 0 | 0 | 1 | 0 | 0 | 0 | 0 | 0 | 0 | 0 | 0 | 1 |  | 2 | 9 | 2 | 9
| 946 | 40 | 2 | 9 | 10 | 0 | 0 | 1 | 0 | 0 | 0 | 0 | 0 | 0 | 0 | 0 | 1 |  | 2 | 9 | 2 | 9
| 947 | 40 | 2 | 9 | 11 | 0 | 0 | 1 | 0 | 0 | 0 | 0 | 0 | 0 | 0 | 0 | 1 |  | 2 | 9 | 2 | 9
| 948 | 40 | 2 | 9 | 12 | 0 | 0 | 1 | 0 | 0 | 0 | 0 | 0 | 0 | 0 | 0 | 1 |  | 2 | 9 | 2 | 9
| 949 | 40 | 2 | 9 | 13 | 0 | 0 | 1 | 0 | 0 | 0 | 0 | 0 | 0 | 0 | 0 | 1 |  | 2 | 9 | 2 | 9
| 950 | 40 | 2 | 9 | 14 | 0 | 0 | 1 | 0 | 0 | 0 | 0 | 0 | 0 | 0 | 0 | 1 |  | 2 | 9 | 2 | 9
| 951 | 40 | 2 | 9 | 15 | 0 | 0 | 1 | 0 | 0 | 0 | 0 | 0 | 0 | 0 | 0 | 1 |  | 2 | 9 | 2 | 9
| 952 | 40 | 2 | 9 | 16 | 0 | 0 | 1 | 0 | 0 | 0 | 0 | 0 | 0 | 0 | 0 | 1 |  | 2 | 9 | 2 | 9
| 953 | 40 | 2 | 9 | 17 | 0 | 0 | 1 | 0 | 0 | 0 | 0 | 0 | 0 | 0 | 0 | 1 |  | 2 | 9 | 2 | 9
| 954 | 40 | 2 | 9 | 18 | 0 | 0 | 1 | 0 | 0 | 0 | 0 | 0 | 0 | 0 | 0 | 1 |  | 2 | 9 | 2 | 9
| 955 | 40 | 2 | 9 | 19 | 0 | 0 | 1 | 0 | 0 | 0 | 0 | 0 | 0 | 0 | 0 | 1 |  | 2 | 9 | 2 | 9
| 956 | 40 | 2 | 9 | 20 | 0 | 0 | 1 | 0 | 0 | 0 | 0 | 0 | 0 | 0 | 0 | 1 |  | 2 | 9 | 2 | 9
| 957 | 40 | 2 | 9 | 21 | 0 | 0 | 1 | 0 | 0 | 0 | 0 | 0 | 0 | 0 | 0 | 1 |  | 2 | 9 | 2 | 9
| 958 | 40 | 2 | 9 | 22 | 0 | 0 | 1 | 0 | 0 | 0 | 0 | 0 | 0 | 0 | 0 | 1 |  | 2 | 9 | 2 | 9
| 959 | 40 | 2 | 9 | 23 | 0 | 0 | 1 | 0 | 0 | 0 | 0 | 0 | 0 | 0 | 0 | 1 |  | 2 | 9 | 2 | 9
| 960 | 40 | 2 | 9 | 24 | 0 | 0 | 1 | 0 | 0 | 0 | 0 | 0 | 0 | 0 | 0 | 1 |  | 2 | 9 | 2 | 9
| 961 | 41 | 2 | 10 | 1 | 0 | 0 | 1 | 0 | 0 | 0 | 0 | 0 | 0 | 0 | 0 | 1 |  | 2 | 10 | 2 | 10
| 962 | 41 | 2 | 10 | 2 | 0 | 0 | 1 | 0 | 0 | 0 | 0 | 0 | 0 | 0 | 0 | 1 |  | 2 | 10 | 2 | 10
| 963 | 41 | 2 | 10 | 3 | 0 | 0 | 1 | 0 | 0 | 0 | 0 | 0 | 0 | 0 | 0 | 1 |  | 2 | 10 | 2 | 10
| 964 | 41 | 2 | 10 | 4 | 0 | 0 | 1 | 0 | 0 | 0 | 0 | 0 | 0 | 0 | 0 | 1 |  | 2 | 10 | 2 | 10
| 965 | 41 | 2 | 10 | 5 | 0 | 0 | 1 | 0 | 0 | 0 | 0 | 0 | 0 | 0 | 0 | 1 |  | 2 | 10 | 2 | 10
| 966 | 41 | 2 | 10 | 6 | 0 | 0 | 1 | 0 | 0 | 0 | 0 | 0 | 0 | 0 | 0 | 1 |  | 2 | 10 | 2 | 10
| 967 | 41 | 2 | 10 | 7 | 0 | 0 | 1 | 0 | 0 | 0 | 0 | 0 | 0 | 0 | 0 | 1 |  | 2 | 10 | 2 | 10
| 968 | 41 | 2 | 10 | 8 | 0 | 0 | 1 | 0 | 0 | 0 | 0 | 0 | 0 | 0 | 0 | 1 |  | 2 | 10 | 2 | 10
| 969 | 41 | 2 | 10 | 9 | 0 | 0 | 1 | 0 | 0 | 0 | 0 | 0 | 0 | 0 | 0 | 1 |  | 2 | 10 | 2 | 10
| 970 | 41 | 2 | 10 | 10 | 0 | 0 | 1 | 0 | 0 | 0 | 0 | 0 | 0 | 0 | 0 | 1 |  | 2 | 10 | 2 | 10
| 971 | 41 | 2 | 10 | 11 | 0 | 0 | 1 | 0 | 0 | 0 | 0 | 0 | 0 | 0 | 0 | 1 |  | 2 | 10 | 2 | 10
| 972 | 41 | 2 | 10 | 12 | 0 | 0 | 1 | 0 | 0 | 0 | 0 | 0 | 0 | 0 | 0 | 1 |  | 2 | 10 | 2 | 10
| 973 | 41 | 2 | 10 | 13 | 0 | 0 | 1 | 0 | 0 | 0 | 0 | 0 | 0 | 0 | 0 | 1 |  | 2 | 10 | 2 | 10
| 974 | 41 | 2 | 10 | 14 | 0 | 0 | 1 | 0 | 0 | 0 | 0 | 0 | 0 | 0 | 0 | 1 |  | 2 | 10 | 2 | 10
| 975 | 41 | 2 | 10 | 15 | 0 | 0 | 1 | 0 | 0 | 0 | 0 | 0 | 0 | 0 | 0 | 1 |  | 2 | 10 | 2 | 10
| 976 | 41 | 2 | 10 | 16 | 0 | 0 | 1 | 0 | 0 | 0 | 0 | 0 | 0 | 0 | 0 | 1 |  | 2 | 10 | 2 | 10
| 977 | 41 | 2 | 10 | 17 | 0 | 0 | 1 | 0 | 0 | 0 | 0 | 0 | 0 | 0 | 0 | 1 |  | 2 | 10 | 2 | 10
| 978 | 41 | 2 | 10 | 18 | 0 | 0 | 1 | 0 | 0 | 0 | 0 | 0 | 0 | 0 | 0 | 1 |  | 2 | 10 | 2 | 10
| 979 | 41 | 2 | 10 | 19 | 0 | 0 | 1 | 0 | 0 | 0 | 0 | 0 | 0 | 0 | 0 | 1 |  | 2 | 10 | 2 | 10
| 980 | 41 | 2 | 10 | 20 | 0 | 0 | 1 | 0 | 0 | 0 | 0 | 0 | 0 | 0 | 0 | 1 |  | 2 | 10 | 2 | 10
| 981 | 41 | 2 | 10 | 21 | 0 | 0 | 1 | 0 | 0 | 0 | 0 | 0 | 0 | 0 | 0 | 1 |  | 2 | 10 | 2 | 10
| 982 | 41 | 2 | 10 | 22 | 0 | 0 | 1 | 0 | 0 | 0 | 0 | 0 | 0 | 0 | 0 | 1 |  | 2 | 10 | 2 | 10
| 983 | 41 | 2 | 10 | 23 | 0 | 0 | 1 | 0 | 0 | 0 | 0 | 0 | 0 | 0 | 0 | 1 |  | 2 | 10 | 2 | 10
| 984 | 41 | 2 | 10 | 24 | 0 | 0 | 1 | 0 | 0 | 0 | 0 | 0 | 0 | 0 | 0 | 1 |  | 2 | 10 | 2 | 10
| 985 | 42 | 2 | 11 | 1 | 0 | 0 | 1 | 0 | 0 | 0 | 0 | 0 | 0 | 0 | 0 | 1 |  | 2 | 11 | 2 | 11
| 986 | 42 | 2 | 11 | 2 | 0 | 0 | 1 | 0 | 0 | 0 | 0 | 0 | 0 | 0 | 0 | 1 |  | 2 | 11 | 2 | 11
| 987 | 42 | 2 | 11 | 3 | 0 | 0 | 1 | 0 | 0 | 0 | 0 | 0 | 0 | 0 | 0 | 1 |  | 2 | 11 | 2 | 11
| 988 | 42 | 2 | 11 | 4 | 0 | 0 | 1 | 0 | 0 | 0 | 0 | 0 | 0 | 0 | 0 | 1 |  | 2 | 11 | 2 | 11
| 989 | 42 | 2 | 11 | 5 | 0 | 0 | 1 | 0 | 0 | 0 | 0 | 0 | 0 | 0 | 0 | 1 |  | 2 | 11 | 2 | 11
| 990 | 42 | 2 | 11 | 6 | 0 | 0 | 1 | 0 | 0 | 0 | 0 | 0 | 0 | 0 | 0 | 1 |  | 2 | 11 | 2 | 11
| 991 | 42 | 2 | 11 | 7 | 0 | 0 | 1 | 0 | 0 | 0 | 0 | 0 | 0 | 0 | 0 | 1 |  | 2 | 11 | 2 | 11
| 992 | 42 | 2 | 11 | 8 | 0 | 0 | 1 | 0 | 0 | 0 | 0 | 0 | 0 | 0 | 0 | 1 |  | 2 | 11 | 2 | 11
| 993 | 42 | 2 | 11 | 9 | 0 | 0 | 1 | 0 | 0 | 0 | 0 | 0 | 0 | 0 | 0 | 1 |  | 2 | 11 | 2 | 11
| 994 | 42 | 2 | 11 | 10 | 0 | 0 | 1 | 0 | 0 | 0 | 0 | 0 | 0 | 0 | 0 | 1 |  | 2 | 11 | 2 | 11
| 995 | 42 | 2 | 11 | 11 | 0 | 0 | 1 | 0 | 0 | 0 | 0 | 0 | 0 | 0 | 0 | 1 |  | 2 | 11 | 2 | 11
| 996 | 42 | 2 | 11 | 12 | 0 | 0 | 1 | 0 | 0 | 0 | 0 | 0 | 0 | 0 | 0 | 1 |  | 2 | 11 | 2 | 11
| 997 | 42 | 2 | 11 | 13 | 0 | 0 | 1 | 0 | 0 | 0 | 0 | 0 | 0 | 0 | 0 | 1 |  | 2 | 11 | 2 | 11
| 998 | 42 | 2 | 11 | 14 | 0 | 0 | 1 | 0 | 0 | 0 | 0 | 0 | 0 | 0 | 0 | 1 |  | 2 | 11 | 2 | 11
| 999 | 42 | 2 | 11 | 15 | 0 | 0 | 1 | 0 | 0 | 0 | 0 | 0 | 0 | 0 | 0 | 1 |  | 2 | 11 | 2 | 11
| 1000 | 42 | 2 | 11 | 16 | 0 | 0 | 1 | 0 | 0 | 0 | 0 | 0 | 0 | 0 | 0 | 1 |  | 2 | 11 | 2 | 11
| 1001 | 42 | 2 | 11 | 17 | 0 | 0 | 1 | 0 | 0 | 0 | 0 | 0 | 0 | 0 | 0 | 1 |  | 2 | 11 | 2 | 11
| 1002 | 42 | 2 | 11 | 18 | 0 | 0 | 1 | 0 | 0 | 0 | 0 | 0 | 0 | 0 | 0 | 1 |  | 2 | 11 | 2 | 11
| 1003 | 42 | 2 | 11 | 19 | 0 | 0 | 1 | 0 | 0 | 0 | 0 | 0 | 0 | 0 | 0 | 1 |  | 2 | 11 | 2 | 11
| 1004 | 42 | 2 | 11 | 20 | 0 | 0 | 1 | 0 | 0 | 0 | 0 | 0 | 0 | 0 | 0 | 1 |  | 2 | 11 | 2 | 11
| 1005 | 42 | 2 | 11 | 21 | 0 | 0 | 1 | 0 | 0 | 0 | 0 | 0 | 0 | 0 | 0 | 1 |  | 2 | 11 | 2 | 11
| 1006 | 42 | 2 | 11 | 22 | 0 | 0 | 1 | 0 | 0 | 0 | 0 | 0 | 0 | 0 | 0 | 1 |  | 2 | 11 | 2 | 11
| 1007 | 42 | 2 | 11 | 23 | 0 | 0 | 1 | 0 | 0 | 0 | 0 | 0 | 0 | 0 | 0 | 1 |  | 2 | 11 | 2 | 11
| 1008 | 42 | 2 | 11 | 24 | 0 | 0 | 1 | 0 | 0 | 0 | 0 | 0 | 0 | 0 | 0 | 1 |  | 2 | 11 | 2 | 11
| 1009 | 43 | 2 | 12 | 1 | 0 | 0 | 0 | 0 | 0 | 0 | 0 | 0 | 0 | 0 | 0 | 1 |  | 2 | 12 | 2 | 12
| 1010 | 43 | 2 | 12 | 2 | 0 | 0 | 0 | 0 | 0 | 0 | 0 | 0 | 0 | 0 | 0 | 1 |  | 2 | 12 | 2 | 12
| 1011 | 43 | 2 | 12 | 3 | 0 | 0 | 0 | 0 | 0 | 0 | 0 | 0 | 0 | 0 | 0 | 1 |  | 2 | 12 | 2 | 12
| 1012 | 43 | 2 | 12 | 4 | 0 | 0 | 0 | 0 | 0 | 0 | 0 | 0 | 0 | 0 | 0 | 1 |  | 2 | 12 | 2 | 12
| 1013 | 43 | 2 | 12 | 5 | 0 | 0 | 0 | 0 | 0 | 0 | 0 | 0 | 0 | 0 | 0 | 1 |  | 2 | 12 | 2 | 12
| 1014 | 43 | 2 | 12 | 6 | 0 | 0 | 0 | 0 | 0 | 0 | 0 | 0 | 0 | 0 | 0 | 1 |  | 2 | 12 | 2 | 12
| 1015 | 43 | 2 | 12 | 7 | 0 | 0 | 0 | 0 | 0 | 0 | 0 | 0 | 0 | 0 | 0 | 1 |  | 2 | 12 | 2 | 12
| 1016 | 43 | 2 | 12 | 8 | 0 | 0 | 0 | 0 | 0 | 0 | 0 | 0 | 0 | 0 | 0 | 1 |  | 2 | 12 | 2 | 12
| 1017 | 43 | 2 | 12 | 9 | 0 | 0 | 0 | 0 | 0 | 0 | 0 | 0 | 0 | 0 | 0 | 1 |  | 2 | 12 | 2 | 12
| 1018 | 43 | 2 | 12 | 10 | 0 | 0 | 0 | 0 | 0 | 0 | 0 | 0 | 0 | 0 | 0 | 1 |  | 2 | 12 | 2 | 12
| 1019 | 43 | 2 | 12 | 11 | 0 | 0 | 0 | 0 | 0 | 0 | 0 | 0 | 0 | 0 | 0 | 1 |  | 2 | 12 | 2 | 12
| 1020 | 43 | 2 | 12 | 12 | 0 | 0 | 0 | 0 | 0 | 0 | 0 | 0 | 0 | 0 | 0 | 1 |  | 2 | 12 | 2 | 12
| 1021 | 43 | 2 | 12 | 13 | 0 | 0 | 0 | 0 | 0 | 0 | 0 | 0 | 0 | 0 | 0 | 1 |  | 2 | 12 | 2 | 12
| 1022 | 43 | 2 | 12 | 14 | 0 | 0 | 0 | 0 | 0 | 0 | 0 | 0 | 0 | 0 | 0 | 1 |  | 2 | 12 | 2 | 12
| 1023 | 43 | 2 | 12 | 15 | 0 | 0 | 0 | 0 | 0 | 0 | 0 | 0 | 0 | 0 | 0 | 1 |  | 2 | 12 | 2 | 12
| 1024 | 43 | 2 | 12 | 16 | 0 | 0 | 0 | 0 | 0 | 0 | 0 | 0 | 0 | 0 | 0 | 1 |  | 2 | 12 | 2 | 12
| 1025 | 43 | 2 | 12 | 17 | 0 | 0 | 0 | 0 | 0 | 0 | 0 | 0 | 0 | 0 | 0 | 1 |  | 2 | 12 | 2 | 12
| 1026 | 43 | 2 | 12 | 18 | 0 | 0 | 0 | 0 | 0 | 0 | 0 | 0 | 0 | 0 | 0 | 1 |  | 2 | 12 | 2 | 12
| 1027 | 43 | 2 | 12 | 19 | 0 | 0 | 0 | 0 | 0 | 0 | 0 | 0 | 0 | 0 | 0 | 1 |  | 2 | 12 | 2 | 12
| 1028 | 43 | 2 | 12 | 20 | 0 | 0 | 0 | 0 | 0 | 0 | 0 | 0 | 0 | 0 | 0 | 1 |  | 2 | 12 | 2 | 12
| 1029 | 43 | 2 | 12 | 21 | 0 | 0 | 0 | 0 | 0 | 0 | 0 | 0 | 0 | 0 | 0 | 1 |  | 2 | 12 | 2 | 12
| 1030 | 43 | 2 | 12 | 22 | 0 | 0 | 0 | 0 | 0 | 0 | 0 | 0 | 0 | 0 | 0 | 1 |  | 2 | 12 | 2 | 12
| 1031 | 43 | 2 | 12 | 23 | 0 | 0 | 0 | 0 | 0 | 0 | 0 | 0 | 0 | 0 | 0 | 1 |  | 2 | 12 | 2 | 12
| 1032 | 43 | 2 | 12 | 24 | 0 | 0 | 0 | 0 | 0 | 0 | 0 | 0 | 0 | 0 | 0 | 1 |  | 2 | 12 | 2 | 12
| 1033 | 44 | 2 | 13 | 1 | 0 | 0 | 0 | 0 | 0 | 0 | 0 | 0 | 0 | 0 | 0 | 1 |  | 2 | 13 | 2 | 13
| 1034 | 44 | 2 | 13 | 2 | 0 | 0 | 0 | 0 | 0 | 0 | 0 | 0 | 0 | 0 | 0 | 1 |  | 2 | 13 | 2 | 13
| 1035 | 44 | 2 | 13 | 3 | 0 | 0 | 0 | 0 | 0 | 0 | 0 | 0 | 0 | 0 | 0 | 1 |  | 2 | 13 | 2 | 13
| 1036 | 44 | 2 | 13 | 4 | 0 | 0 | 0 | 0 | 0 | 0 | 0 | 0 | 0 | 0 | 0 | 1 |  | 2 | 13 | 2 | 13
| 1037 | 44 | 2 | 13 | 5 | 0 | 0 | 0 | 0 | 0 | 0 | 0 | 0 | 0 | 0 | 0 | 1 |  | 2 | 13 | 2 | 13
| 1038 | 44 | 2 | 13 | 6 | 0 | 0 | 0 | 0 | 0 | 0 | 0 | 0 | 0 | 0 | 0 | 1 |  | 2 | 13 | 2 | 13
| 1039 | 44 | 2 | 13 | 7 | 0 | 0 | 0 | 0 | 0 | 0 | 0 | 0 | 0 | 0 | 0 | 1 |  | 2 | 13 | 2 | 13
| 1040 | 44 | 2 | 13 | 8 | 0 | 0 | 0 | 0 | 0 | 0 | 0 | 0 | 0 | 0 | 0 | 1 |  | 2 | 13 | 2 | 13
| 1041 | 44 | 2 | 13 | 9 | 0 | 0 | 0 | 0 | 0 | 0 | 0 | 0 | 0 | 0 | 0 | 1 |  | 2 | 13 | 2 | 13
| 1042 | 44 | 2 | 13 | 10 | 0 | 0 | 0 | 0 | 0 | 0 | 0 | 0 | 0 | 0 | 0 | 1 |  | 2 | 13 | 2 | 13
| 1043 | 44 | 2 | 13 | 11 | 0 | 0 | 0 | 0 | 0 | 0 | 0 | 0 | 0 | 0 | 0 | 1 |  | 2 | 13 | 2 | 13
| 1044 | 44 | 2 | 13 | 12 | 0 | 0 | 0 | 0 | 0 | 0 | 0 | 0 | 0 | 0 | 0 | 1 |  | 2 | 13 | 2 | 13
| 1045 | 44 | 2 | 13 | 13 | 0 | 0 | 0 | 0 | 0 | 0 | 0 | 0 | 0 | 0 | 0 | 1 |  | 2 | 13 | 2 | 13
| 1046 | 44 | 2 | 13 | 14 | 0 | 0 | 0 | 0 | 0 | 0 | 0 | 0 | 0 | 0 | 0 | 1 |  | 2 | 13 | 2 | 13
| 1047 | 44 | 2 | 13 | 15 | 0 | 0 | 0 | 0 | 0 | 0 | 0 | 0 | 0 | 0 | 0 | 1 |  | 2 | 13 | 2 | 13
| 1048 | 44 | 2 | 13 | 16 | 0 | 0 | 0 | 0 | 0 | 0 | 0 | 0 | 0 | 0 | 0 | 1 |  | 2 | 13 | 2 | 13
| 1049 | 44 | 2 | 13 | 17 | 0 | 0 | 0 | 0 | 0 | 0 | 0 | 0 | 0 | 0 | 0 | 1 |  | 2 | 13 | 2 | 13
| 1050 | 44 | 2 | 13 | 18 | 0 | 0 | 0 | 0 | 0 | 0 | 0 | 0 | 0 | 0 | 0 | 1 |  | 2 | 13 | 2 | 13
| 1051 | 44 | 2 | 13 | 19 | 0 | 0 | 0 | 0 | 0 | 0 | 0 | 0 | 0 | 0 | 0 | 1 |  | 2 | 13 | 2 | 13
| 1052 | 44 | 2 | 13 | 20 | 0 | 0 | 0 | 0 | 0 | 0 | 0 | 0 | 0 | 0 | 0 | 1 |  | 2 | 13 | 2 | 13
| 1053 | 44 | 2 | 13 | 21 | 0 | 0 | 0 | 0 | 0 | 0 | 0 | 0 | 0 | 0 | 0 | 1 |  | 2 | 13 | 2 | 13
| 1054 | 44 | 2 | 13 | 22 | 0 | 0 | 0 | 0 | 0 | 0 | 0 | 0 | 0 | 0 | 0 | 1 |  | 2 | 13 | 2 | 13
| 1055 | 44 | 2 | 13 | 23 | 0 | 0 | 0 | 0 | 0 | 0 | 0 | 0 | 0 | 0 | 0 | 1 |  | 2 | 13 | 2 | 13
| 1056 | 44 | 2 | 13 | 24 | 0 | 0 | 0 | 0 | 0 | 0 | 0 | 0 | 0 | 0 | 0 | 1 |  | 2 | 13 | 2 | 13
| 1057 | 45 | 2 | 14 | 1 | 0 | 0 | 1 | 0 | 0 | 0 | 0 | 0 | 0 | 0 | 0 | 1 |  | 2 | 14 | 2 | 14
| 1058 | 45 | 2 | 14 | 2 | 0 | 0 | 1 | 0 | 0 | 0 | 0 | 0 | 0 | 0 | 0 | 1 |  | 2 | 14 | 2 | 14
| 1059 | 45 | 2 | 14 | 3 | 0 | 0 | 1 | 0 | 0 | 0 | 0 | 0 | 0 | 0 | 0 | 1 |  | 2 | 14 | 2 | 14
| 1060 | 45 | 2 | 14 | 4 | 0 | 0 | 1 | 0 | 0 | 0 | 0 | 0 | 0 | 0 | 0 | 1 |  | 2 | 14 | 2 | 14
| 1061 | 45 | 2 | 14 | 5 | 0 | 0 | 1 | 0 | 0 | 0 | 0 | 0 | 0 | 0 | 0 | 1 |  | 2 | 14 | 2 | 14
| 1062 | 45 | 2 | 14 | 6 | 0 | 0 | 1 | 0 | 0 | 0 | 0 | 0 | 0 | 0 | 0 | 1 |  | 2 | 14 | 2 | 14
| 1063 | 45 | 2 | 14 | 7 | 0 | 0 | 1 | 0 | 0 | 0 | 0 | 0 | 0 | 0 | 0 | 1 |  | 2 | 14 | 2 | 14
| 1064 | 45 | 2 | 14 | 8 | 0 | 0 | 1 | 0 | 0 | 0 | 0 | 0 | 0 | 0 | 0 | 1 |  | 2 | 14 | 2 | 14
| 1065 | 45 | 2 | 14 | 9 | 0 | 0 | 1 | 0 | 0 | 0 | 0 | 0 | 0 | 0 | 0 | 1 |  | 2 | 14 | 2 | 14
| 1066 | 45 | 2 | 14 | 10 | 0 | 0 | 1 | 0 | 0 | 0 | 0 | 0 | 0 | 0 | 0 | 1 |  | 2 | 14 | 2 | 14
| 1067 | 45 | 2 | 14 | 11 | 0 | 0 | 1 | 0 | 0 | 0 | 0 | 0 | 0 | 0 | 0 | 1 |  | 2 | 14 | 2 | 14
| 1068 | 45 | 2 | 14 | 12 | 0 | 0 | 1 | 0 | 0 | 0 | 0 | 0 | 0 | 0 | 0 | 1 |  | 2 | 14 | 2 | 14
| 1069 | 45 | 2 | 14 | 13 | 0 | 0 | 1 | 0 | 0 | 0 | 0 | 0 | 0 | 0 | 0 | 1 |  | 2 | 14 | 2 | 14
| 1070 | 45 | 2 | 14 | 14 | 0 | 0 | 1 | 0 | 0 | 0 | 0 | 0 | 0 | 0 | 0 | 1 |  | 2 | 14 | 2 | 14
| 1071 | 45 | 2 | 14 | 15 | 0 | 0 | 1 | 0 | 0 | 0 | 0 | 0 | 0 | 0 | 0 | 1 |  | 2 | 14 | 2 | 14
| 1072 | 45 | 2 | 14 | 16 | 0 | 0 | 1 | 0 | 0 | 0 | 0 | 0 | 0 | 0 | 0 | 1 |  | 2 | 14 | 2 | 14
| 1073 | 45 | 2 | 14 | 17 | 0 | 0 | 1 | 0 | 0 | 0 | 0 | 0 | 0 | 0 | 0 | 1 |  | 2 | 14 | 2 | 14
| 1074 | 45 | 2 | 14 | 18 | 0 | 0 | 1 | 0 | 0 | 0 | 0 | 0 | 0 | 0 | 0 | 1 |  | 2 | 14 | 2 | 14
| 1075 | 45 | 2 | 14 | 19 | 0 | 0 | 1 | 0 | 0 | 0 | 0 | 0 | 0 | 0 | 0 | 1 |  | 2 | 14 | 2 | 14
| 1076 | 45 | 2 | 14 | 20 | 0 | 0 | 1 | 0 | 0 | 0 | 0 | 0 | 0 | 0 | 0 | 1 |  | 2 | 14 | 2 | 14
| 1077 | 45 | 2 | 14 | 21 | 0 | 0 | 1 | 0 | 0 | 0 | 0 | 0 | 0 | 0 | 0 | 1 |  | 2 | 14 | 2 | 14
| 1078 | 45 | 2 | 14 | 22 | 0 | 0 | 1 | 0 | 0 | 0 | 0 | 0 | 0 | 0 | 0 | 1 |  | 2 | 14 | 2 | 14
| 1079 | 45 | 2 | 14 | 23 | 0 | 0 | 1 | 0 | 0 | 0 | 0 | 0 | 0 | 0 | 0 | 1 |  | 2 | 14 | 2 | 14
| 1080 | 45 | 2 | 14 | 24 | 0 | 0 | 1 | 0 | 0 | 0 | 0 | 0 | 0 | 0 | 0 | 1 |  | 2 | 14 | 2 | 14
| 1081 | 46 | 2 | 15 | 1 | 0 | 0 | 1 | 0 | 0 | 0 | 0 | 0 | 0 | 0 | 0 | 1 |  | 2 | 15 | 2 | 15
| 1082 | 46 | 2 | 15 | 2 | 0 | 0 | 1 | 0 | 0 | 0 | 0 | 0 | 0 | 0 | 0 | 1 |  | 2 | 15 | 2 | 15
| 1083 | 46 | 2 | 15 | 3 | 0 | 0 | 1 | 0 | 0 | 0 | 0 | 0 | 0 | 0 | 0 | 1 |  | 2 | 15 | 2 | 15
| 1084 | 46 | 2 | 15 | 4 | 0 | 0 | 1 | 0 | 0 | 0 | 0 | 0 | 0 | 0 | 0 | 1 |  | 2 | 15 | 2 | 15
| 1085 | 46 | 2 | 15 | 5 | 0 | 0 | 1 | 0 | 0 | 0 | 0 | 0 | 0 | 0 | 0 | 1 |  | 2 | 15 | 2 | 15
| 1086 | 46 | 2 | 15 | 6 | 0 | 0 | 1 | 0 | 0 | 0 | 0 | 0 | 0 | 0 | 0 | 1 |  | 2 | 15 | 2 | 15
| 1087 | 46 | 2 | 15 | 7 | 0 | 0 | 1 | 0 | 0 | 0 | 0 | 0 | 0 | 0 | 0 | 1 |  | 2 | 15 | 2 | 15
| 1088 | 46 | 2 | 15 | 8 | 0 | 0 | 1 | 0 | 0 | 0 | 0 | 0 | 0 | 0 | 0 | 1 |  | 2 | 15 | 2 | 15
| 1089 | 46 | 2 | 15 | 9 | 0 | 0 | 1 | 0 | 0 | 0 | 0 | 0 | 0 | 0 | 0 | 1 |  | 2 | 15 | 2 | 15
| 1090 | 46 | 2 | 15 | 10 | 0 | 0 | 1 | 0 | 0 | 0 | 0 | 0 | 0 | 0 | 0 | 1 |  | 2 | 15 | 2 | 15
| 1091 | 46 | 2 | 15 | 11 | 0 | 0 | 1 | 0 | 0 | 0 | 0 | 0 | 0 | 0 | 0 | 1 |  | 2 | 15 | 2 | 15
| 1092 | 46 | 2 | 15 | 12 | 0 | 0 | 1 | 0 | 0 | 0 | 0 | 0 | 0 | 0 | 0 | 1 |  | 2 | 15 | 2 | 15
| 1093 | 46 | 2 | 15 | 13 | 0 | 0 | 1 | 0 | 0 | 0 | 0 | 0 | 0 | 0 | 0 | 1 |  | 2 | 15 | 2 | 15
| 1094 | 46 | 2 | 15 | 14 | 0 | 0 | 1 | 0 | 0 | 0 | 0 | 0 | 0 | 0 | 0 | 1 |  | 2 | 15 | 2 | 15
| 1095 | 46 | 2 | 15 | 15 | 0 | 0 | 1 | 0 | 0 | 0 | 0 | 0 | 0 | 0 | 0 | 1 |  | 2 | 15 | 2 | 15
| 1096 | 46 | 2 | 15 | 16 | 0 | 0 | 1 | 0 | 0 | 0 | 0 | 0 | 0 | 0 | 0 | 1 |  | 2 | 15 | 2 | 15
| 1097 | 46 | 2 | 15 | 17 | 0 | 0 | 1 | 0 | 0 | 0 | 0 | 0 | 0 | 0 | 0 | 1 |  | 2 | 15 | 2 | 15
| 1098 | 46 | 2 | 15 | 18 | 0 | 0 | 1 | 0 | 0 | 0 | 0 | 0 | 0 | 0 | 0 | 1 |  | 2 | 15 | 2 | 15
| 1099 | 46 | 2 | 15 | 19 | 0 | 0 | 1 | 0 | 0 | 0 | 0 | 0 | 0 | 0 | 0 | 1 |  | 2 | 15 | 2 | 15
| 1100 | 46 | 2 | 15 | 20 | 0 | 0 | 1 | 0 | 0 | 0 | 0 | 0 | 0 | 0 | 0 | 1 |  | 2 | 15 | 2 | 15
| 1101 | 46 | 2 | 15 | 21 | 0 | 0 | 1 | 0 | 0 | 0 | 0 | 0 | 0 | 0 | 0 | 1 |  | 2 | 15 | 2 | 15
| 1102 | 46 | 2 | 15 | 22 | 0 | 0 | 1 | 0 | 0 | 0 | 0 | 0 | 0 | 0 | 0 | 1 |  | 2 | 15 | 2 | 15
| 1103 | 46 | 2 | 15 | 23 | 0 | 0 | 1 | 0 | 0 | 0 | 0 | 0 | 0 | 0 | 0 | 1 |  | 2 | 15 | 2 | 15
| 1104 | 46 | 2 | 15 | 24 | 0 | 0 | 1 | 0 | 0 | 0 | 0 | 0 | 0 | 0 | 0 | 1 |  | 2 | 15 | 2 | 15
| 1105 | 47 | 2 | 16 | 1 | 0 | 0 | 1 | 0 | 0 | 0 | 0 | 0 | 0 | 0 | 0 | 1 |  | 2 | 16 | 2 | 16
| 1106 | 47 | 2 | 16 | 2 | 0 | 0 | 1 | 0 | 0 | 0 | 0 | 0 | 0 | 0 | 0 | 1 |  | 2 | 16 | 2 | 16
| 1107 | 47 | 2 | 16 | 3 | 0 | 0 | 1 | 0 | 0 | 0 | 0 | 0 | 0 | 0 | 0 | 1 |  | 2 | 16 | 2 | 16
| 1108 | 47 | 2 | 16 | 4 | 0 | 0 | 1 | 0 | 0 | 0 | 0 | 0 | 0 | 0 | 0 | 1 |  | 2 | 16 | 2 | 16
| 1109 | 47 | 2 | 16 | 5 | 0 | 0 | 1 | 0 | 0 | 0 | 0 | 0 | 0 | 0 | 0 | 1 |  | 2 | 16 | 2 | 16
| 1110 | 47 | 2 | 16 | 6 | 0 | 0 | 1 | 0 | 0 | 0 | 0 | 0 | 0 | 0 | 0 | 1 |  | 2 | 16 | 2 | 16
| 1111 | 47 | 2 | 16 | 7 | 0 | 0 | 1 | 0 | 0 | 0 | 0 | 0 | 0 | 0 | 0 | 1 |  | 2 | 16 | 2 | 16
| 1112 | 47 | 2 | 16 | 8 | 0 | 0 | 1 | 0 | 0 | 0 | 0 | 0 | 0 | 0 | 0 | 1 |  | 2 | 16 | 2 | 16
| 1113 | 47 | 2 | 16 | 9 | 0 | 0 | 1 | 0 | 0 | 0 | 0 | 0 | 0 | 0 | 0 | 1 |  | 2 | 16 | 2 | 16
| 1114 | 47 | 2 | 16 | 10 | 0 | 0 | 1 | 0 | 0 | 0 | 0 | 0 | 0 | 0 | 0 | 1 |  | 2 | 16 | 2 | 16
| 1115 | 47 | 2 | 16 | 11 | 0 | 0 | 1 | 0 | 0 | 0 | 0 | 0 | 0 | 0 | 0 | 1 |  | 2 | 16 | 2 | 16
| 1116 | 47 | 2 | 16 | 12 | 0 | 0 | 1 | 0 | 0 | 0 | 0 | 0 | 0 | 0 | 0 | 1 |  | 2 | 16 | 2 | 16
| 1117 | 47 | 2 | 16 | 13 | 0 | 0 | 1 | 0 | 0 | 0 | 0 | 0 | 0 | 0 | 0 | 1 |  | 2 | 16 | 2 | 16
| 1118 | 47 | 2 | 16 | 14 | 0 | 0 | 1 | 0 | 0 | 0 | 0 | 0 | 0 | 0 | 0 | 1 |  | 2 | 16 | 2 | 16
| 1119 | 47 | 2 | 16 | 15 | 0 | 0 | 1 | 0 | 0 | 0 | 0 | 0 | 0 | 0 | 0 | 1 |  | 2 | 16 | 2 | 16
| 1120 | 47 | 2 | 16 | 16 | 0 | 0 | 1 | 0 | 0 | 0 | 0 | 0 | 0 | 0 | 0 | 1 |  | 2 | 16 | 2 | 16
| 1121 | 47 | 2 | 16 | 17 | 0 | 0 | 1 | 0 | 0 | 0 | 0 | 0 | 0 | 0 | 0 | 1 |  | 2 | 16 | 2 | 16
| 1122 | 47 | 2 | 16 | 18 | 0 | 0 | 1 | 0 | 0 | 0 | 0 | 0 | 0 | 0 | 0 | 1 |  | 2 | 16 | 2 | 16
| 1123 | 47 | 2 | 16 | 19 | 0 | 0 | 1 | 0 | 0 | 0 | 0 | 0 | 0 | 0 | 0 | 1 |  | 2 | 16 | 2 | 16
| 1124 | 47 | 2 | 16 | 20 | 0 | 0 | 1 | 0 | 0 | 0 | 0 | 0 | 0 | 0 | 0 | 1 |  | 2 | 16 | 2 | 16
| 1125 | 47 | 2 | 16 | 21 | 0 | 0 | 1 | 0 | 0 | 0 | 0 | 0 | 0 | 0 | 0 | 1 |  | 2 | 16 | 2 | 16
| 1126 | 47 | 2 | 16 | 22 | 0 | 0 | 1 | 0 | 0 | 0 | 0 | 0 | 0 | 0 | 0 | 1 |  | 2 | 16 | 2 | 16
| 1127 | 47 | 2 | 16 | 23 | 0 | 0 | 1 | 0 | 0 | 0 | 0 | 0 | 0 | 0 | 0 | 1 |  | 2 | 16 | 2 | 16
| 1128 | 47 | 2 | 16 | 24 | 0 | 0 | 1 | 0 | 0 | 0 | 0 | 0 | 0 | 0 | 0 | 1 |  | 2 | 16 | 2 | 16
| 1129 | 48 | 2 | 17 | 1 | 0 | 0 | 1 | 0 | 0 | 0 | 0 | 0 | 0 | 0 | 0 | 1 |  | 2 | 17 | 2 | 17
| 1130 | 48 | 2 | 17 | 2 | 0 | 0 | 1 | 0 | 0 | 0 | 0 | 0 | 0 | 0 | 0 | 1 |  | 2 | 17 | 2 | 17
| 1131 | 48 | 2 | 17 | 3 | 0 | 0 | 1 | 0 | 0 | 0 | 0 | 0 | 0 | 0 | 0 | 1 |  | 2 | 17 | 2 | 17
| 1132 | 48 | 2 | 17 | 4 | 0 | 0 | 1 | 0 | 0 | 0 | 0 | 0 | 0 | 0 | 0 | 1 |  | 2 | 17 | 2 | 17
| 1133 | 48 | 2 | 17 | 5 | 0 | 0 | 1 | 0 | 0 | 0 | 0 | 0 | 0 | 0 | 0 | 1 |  | 2 | 17 | 2 | 17
| 1134 | 48 | 2 | 17 | 6 | 0 | 0 | 1 | 0 | 0 | 0 | 0 | 0 | 0 | 0 | 0 | 1 |  | 2 | 17 | 2 | 17
| 1135 | 48 | 2 | 17 | 7 | 0 | 0 | 1 | 0 | 0 | 0 | 0 | 0 | 0 | 0 | 0 | 1 |  | 2 | 17 | 2 | 17
| 1136 | 48 | 2 | 17 | 8 | 0 | 0 | 1 | 0 | 0 | 0 | 0 | 0 | 0 | 0 | 0 | 1 |  | 2 | 17 | 2 | 17
| 1137 | 48 | 2 | 17 | 9 | 0 | 0 | 1 | 0 | 0 | 0 | 0 | 0 | 0 | 0 | 0 | 1 |  | 2 | 17 | 2 | 17
| 1138 | 48 | 2 | 17 | 10 | 0 | 0 | 1 | 0 | 0 | 0 | 0 | 0 | 0 | 0 | 0 | 1 |  | 2 | 17 | 2 | 17
| 1139 | 48 | 2 | 17 | 11 | 0 | 0 | 1 | 0 | 0 | 0 | 0 | 0 | 0 | 0 | 0 | 1 |  | 2 | 17 | 2 | 17
| 1140 | 48 | 2 | 17 | 12 | 0 | 0 | 1 | 0 | 0 | 0 | 0 | 0 | 0 | 0 | 0 | 1 |  | 2 | 17 | 2 | 17
| 1141 | 48 | 2 | 17 | 13 | 0 | 0 | 1 | 0 | 0 | 0 | 0 | 0 | 0 | 0 | 0 | 1 |  | 2 | 17 | 2 | 17
| 1142 | 48 | 2 | 17 | 14 | 0 | 0 | 1 | 0 | 0 | 0 | 0 | 0 | 0 | 0 | 0 | 1 |  | 2 | 17 | 2 | 17
| 1143 | 48 | 2 | 17 | 15 | 0 | 0 | 1 | 0 | 0 | 0 | 0 | 0 | 0 | 0 | 0 | 1 |  | 2 | 17 | 2 | 17
| 1144 | 48 | 2 | 17 | 16 | 0 | 0 | 1 | 0 | 0 | 0 | 0 | 0 | 0 | 0 | 0 | 1 |  | 2 | 17 | 2 | 17
| 1145 | 48 | 2 | 17 | 17 | 0 | 0 | 1 | 0 | 0 | 0 | 0 | 0 | 0 | 0 | 0 | 1 |  | 2 | 17 | 2 | 17
| 1146 | 48 | 2 | 17 | 18 | 0 | 0 | 1 | 0 | 0 | 0 | 0 | 0 | 0 | 0 | 0 | 1 |  | 2 | 17 | 2 | 17
| 1147 | 48 | 2 | 17 | 19 | 0 | 0 | 1 | 0 | 0 | 0 | 0 | 0 | 0 | 0 | 0 | 1 |  | 2 | 17 | 2 | 17
| 1148 | 48 | 2 | 17 | 20 | 0 | 0 | 1 | 0 | 0 | 0 | 0 | 0 | 0 | 0 | 0 | 1 |  | 2 | 17 | 2 | 17
| 1149 | 48 | 2 | 17 | 21 | 0 | 0 | 1 | 0 | 0 | 0 | 0 | 0 | 0 | 0 | 0 | 1 |  | 2 | 17 | 2 | 17
| 1150 | 48 | 2 | 17 | 22 | 0 | 0 | 1 | 0 | 0 | 0 | 0 | 0 | 0 | 0 | 0 | 1 |  | 2 | 17 | 2 | 17
| 1151 | 48 | 2 | 17 | 23 | 0 | 0 | 1 | 0 | 0 | 0 | 0 | 0 | 0 | 0 | 0 | 1 |  | 2 | 17 | 2 | 17
| 1152 | 48 | 2 | 17 | 24 | 0 | 0 | 1 | 0 | 0 | 0 | 0 | 0 | 0 | 0 | 0 | 1 |  | 2 | 17 | 2 | 17
| 1153 | 49 | 2 | 18 | 1 | 0 | 0 | 1 | 0 | 0 | 0 | 0 | 0 | 0 | 0 | 0 | 1 |  | 2 | 18 | 2 | 18
| 1154 | 49 | 2 | 18 | 2 | 0 | 0 | 1 | 0 | 0 | 0 | 0 | 0 | 0 | 0 | 0 | 1 |  | 2 | 18 | 2 | 18
| 1155 | 49 | 2 | 18 | 3 | 0 | 0 | 1 | 0 | 0 | 0 | 0 | 0 | 0 | 0 | 0 | 1 |  | 2 | 18 | 2 | 18
| 1156 | 49 | 2 | 18 | 4 | 0 | 0 | 1 | 0 | 0 | 0 | 0 | 0 | 0 | 0 | 0 | 1 |  | 2 | 18 | 2 | 18
| 1157 | 49 | 2 | 18 | 5 | 0 | 0 | 1 | 0 | 0 | 0 | 0 | 0 | 0 | 0 | 0 | 1 |  | 2 | 18 | 2 | 18
| 1158 | 49 | 2 | 18 | 6 | 0 | 0 | 1 | 0 | 0 | 0 | 0 | 0 | 0 | 0 | 0 | 1 |  | 2 | 18 | 2 | 18
| 1159 | 49 | 2 | 18 | 7 | 0 | 0 | 1 | 0 | 0 | 0 | 0 | 0 | 0 | 0 | 0 | 1 |  | 2 | 18 | 2 | 18
| 1160 | 49 | 2 | 18 | 8 | 0 | 0 | 1 | 0 | 0 | 0 | 0 | 0 | 0 | 0 | 0 | 1 |  | 2 | 18 | 2 | 18
| 1161 | 49 | 2 | 18 | 9 | 0 | 0 | 1 | 0 | 0 | 0 | 0 | 0 | 0 | 0 | 0 | 1 |  | 2 | 18 | 2 | 18
| 1162 | 49 | 2 | 18 | 10 | 0 | 0 | 1 | 0 | 0 | 0 | 0 | 0 | 0 | 0 | 0 | 1 |  | 2 | 18 | 2 | 18
| 1163 | 49 | 2 | 18 | 11 | 0 | 0 | 1 | 0 | 0 | 0 | 0 | 0 | 0 | 0 | 0 | 1 |  | 2 | 18 | 2 | 18
| 1164 | 49 | 2 | 18 | 12 | 0 | 0 | 1 | 0 | 0 | 0 | 0 | 0 | 0 | 0 | 0 | 1 |  | 2 | 18 | 2 | 18
| 1165 | 49 | 2 | 18 | 13 | 0 | 0 | 1 | 0 | 0 | 0 | 0 | 0 | 0 | 0 | 0 | 1 |  | 2 | 18 | 2 | 18
| 1166 | 49 | 2 | 18 | 14 | 0 | 0 | 1 | 0 | 0 | 0 | 0 | 0 | 0 | 0 | 0 | 1 |  | 2 | 18 | 2 | 18
| 1167 | 49 | 2 | 18 | 15 | 0 | 0 | 1 | 0 | 0 | 0 | 0 | 0 | 0 | 0 | 0 | 1 |  | 2 | 18 | 2 | 18
| 1168 | 49 | 2 | 18 | 16 | 0 | 0 | 1 | 0 | 0 | 0 | 0 | 0 | 0 | 0 | 0 | 1 |  | 2 | 18 | 2 | 18
| 1169 | 49 | 2 | 18 | 17 | 0 | 0 | 1 | 0 | 0 | 0 | 0 | 0 | 0 | 0 | 0 | 1 |  | 2 | 18 | 2 | 18
| 1170 | 49 | 2 | 18 | 18 | 0 | 0 | 1 | 0 | 0 | 0 | 0 | 0 | 0 | 0 | 0 | 1 |  | 2 | 18 | 2 | 18
| 1171 | 49 | 2 | 18 | 19 | 0 | 0 | 1 | 0 | 0 | 0 | 0 | 0 | 0 | 0 | 0 | 1 |  | 2 | 18 | 2 | 18
| 1172 | 49 | 2 | 18 | 20 | 0 | 0 | 1 | 0 | 0 | 0 | 0 | 0 | 0 | 0 | 0 | 1 |  | 2 | 18 | 2 | 18
| 1173 | 49 | 2 | 18 | 21 | 0 | 0 | 1 | 0 | 0 | 0 | 0 | 0 | 0 | 0 | 0 | 1 |  | 2 | 18 | 2 | 18
| 1174 | 49 | 2 | 18 | 22 | 0 | 0 | 1 | 0 | 0 | 0 | 0 | 0 | 0 | 0 | 0 | 1 |  | 2 | 18 | 2 | 18
| 1175 | 49 | 2 | 18 | 23 | 0 | 0 | 1 | 0 | 0 | 0 | 0 | 0 | 0 | 0 | 0 | 1 |  | 2 | 18 | 2 | 18
| 1176 | 49 | 2 | 18 | 24 | 0 | 0 | 1 | 0 | 0 | 0 | 0 | 0 | 0 | 0 | 0 | 1 |  | 2 | 18 | 2 | 18
| 1177 | 50 | 2 | 19 | 1 | 0 | 0 | 0 | 0 | 0 | 0 | 0 | 0 | 0 | 0 | 0 | 1 |  | 2 | 19 | 2 | 19
| 1178 | 50 | 2 | 19 | 2 | 0 | 0 | 0 | 0 | 0 | 0 | 0 | 0 | 0 | 0 | 0 | 1 |  | 2 | 19 | 2 | 19
| 1179 | 50 | 2 | 19 | 3 | 0 | 0 | 0 | 0 | 0 | 0 | 0 | 0 | 0 | 0 | 0 | 1 |  | 2 | 19 | 2 | 19
| 1180 | 50 | 2 | 19 | 4 | 0 | 0 | 0 | 0 | 0 | 0 | 0 | 0 | 0 | 0 | 0 | 1 |  | 2 | 19 | 2 | 19
| 1181 | 50 | 2 | 19 | 5 | 0 | 0 | 0 | 0 | 0 | 0 | 0 | 0 | 0 | 0 | 0 | 1 |  | 2 | 19 | 2 | 19
| 1182 | 50 | 2 | 19 | 6 | 0 | 0 | 0 | 0 | 0 | 0 | 0 | 0 | 0 | 0 | 0 | 1 |  | 2 | 19 | 2 | 19
| 1183 | 50 | 2 | 19 | 7 | 0 | 0 | 0 | 0 | 0 | 0 | 0 | 0 | 0 | 0 | 0 | 1 |  | 2 | 19 | 2 | 19
| 1184 | 50 | 2 | 19 | 8 | 0 | 0 | 0 | 0 | 0 | 0 | 0 | 0 | 0 | 0 | 0 | 1 |  | 2 | 19 | 2 | 19
| 1185 | 50 | 2 | 19 | 9 | 0 | 0 | 0 | 0 | 0 | 0 | 0 | 0 | 0 | 0 | 0 | 1 |  | 2 | 19 | 2 | 19
| 1186 | 50 | 2 | 19 | 10 | 0 | 0 | 0 | 0 | 0 | 0 | 0 | 0 | 0 | 0 | 0 | 1 |  | 2 | 19 | 2 | 19
| 1187 | 50 | 2 | 19 | 11 | 0 | 0 | 0 | 0 | 0 | 0 | 0 | 0 | 0 | 0 | 0 | 1 |  | 2 | 19 | 2 | 19
| 1188 | 50 | 2 | 19 | 12 | 0 | 0 | 0 | 0 | 0 | 0 | 0 | 0 | 0 | 0 | 0 | 1 |  | 2 | 19 | 2 | 19
| 1189 | 50 | 2 | 19 | 13 | 0 | 0 | 0 | 0 | 0 | 0 | 0 | 0 | 0 | 0 | 0 | 1 |  | 2 | 19 | 2 | 19
| 1190 | 50 | 2 | 19 | 14 | 0 | 0 | 0 | 0 | 0 | 0 | 0 | 0 | 0 | 0 | 0 | 1 |  | 2 | 19 | 2 | 19
| 1191 | 50 | 2 | 19 | 15 | 0 | 0 | 0 | 0 | 0 | 0 | 0 | 0 | 0 | 0 | 0 | 1 |  | 2 | 19 | 2 | 19
| 1192 | 50 | 2 | 19 | 16 | 0 | 0 | 0 | 0 | 0 | 0 | 0 | 0 | 0 | 0 | 0 | 1 |  | 2 | 19 | 2 | 19
| 1193 | 50 | 2 | 19 | 17 | 0 | 0 | 0 | 0 | 0 | 0 | 0 | 0 | 0 | 0 | 0 | 1 |  | 2 | 19 | 2 | 19
| 1194 | 50 | 2 | 19 | 18 | 0 | 0 | 0 | 0 | 0 | 0 | 0 | 0 | 0 | 0 | 0 | 1 |  | 2 | 19 | 2 | 19
| 1195 | 50 | 2 | 19 | 19 | 0 | 0 | 0 | 0 | 0 | 0 | 0 | 0 | 0 | 0 | 0 | 1 |  | 2 | 19 | 2 | 19
| 1196 | 50 | 2 | 19 | 20 | 0 | 0 | 0 | 0 | 0 | 0 | 0 | 0 | 0 | 0 | 0 | 1 |  | 2 | 19 | 2 | 19
| 1197 | 50 | 2 | 19 | 21 | 0 | 0 | 0 | 0 | 0 | 0 | 0 | 0 | 0 | 0 | 0 | 1 |  | 2 | 19 | 2 | 19
| 1198 | 50 | 2 | 19 | 22 | 0 | 0 | 0 | 0 | 0 | 0 | 0 | 0 | 0 | 0 | 0 | 1 |  | 2 | 19 | 2 | 19
| 1199 | 50 | 2 | 19 | 23 | 0 | 0 | 0 | 0 | 0 | 0 | 0 | 0 | 0 | 0 | 0 | 1 |  | 2 | 19 | 2 | 19
| 1200 | 50 | 2 | 19 | 24 | 0 | 0 | 0 | 0 | 0 | 0 | 0 | 0 | 0 | 0 | 0 | 1 |  | 2 | 19 | 2 | 19
| 1201 | 51 | 2 | 20 | 1 | 0 | 0 | 0 | 0 | 0 | 0 | 0 | 0 | 0 | 0 | 0 | 1 |  | 2 | 20 | 2 | 20
| 1202 | 51 | 2 | 20 | 2 | 0 | 0 | 0 | 0 | 0 | 0 | 0 | 0 | 0 | 0 | 0 | 1 |  | 2 | 20 | 2 | 20
| 1203 | 51 | 2 | 20 | 3 | 0 | 0 | 0 | 0 | 0 | 0 | 0 | 0 | 0 | 0 | 0 | 1 |  | 2 | 20 | 2 | 20
| 1204 | 51 | 2 | 20 | 4 | 0 | 0 | 0 | 0 | 0 | 0 | 0 | 0 | 0 | 0 | 0 | 1 |  | 2 | 20 | 2 | 20
| 1205 | 51 | 2 | 20 | 5 | 0 | 0 | 0 | 0 | 0 | 0 | 0 | 0 | 0 | 0 | 0 | 1 |  | 2 | 20 | 2 | 20
| 1206 | 51 | 2 | 20 | 6 | 0 | 0 | 0 | 0 | 0 | 0 | 0 | 0 | 0 | 0 | 0 | 1 |  | 2 | 20 | 2 | 20
| 1207 | 51 | 2 | 20 | 7 | 0 | 0 | 0 | 0 | 0 | 0 | 0 | 0 | 0 | 0 | 0 | 1 |  | 2 | 20 | 2 | 20
| 1208 | 51 | 2 | 20 | 8 | 0 | 0 | 0 | 0 | 0 | 0 | 0 | 0 | 0 | 0 | 0 | 1 |  | 2 | 20 | 2 | 20
| 1209 | 51 | 2 | 20 | 9 | 0 | 0 | 0 | 0 | 0 | 0 | 0 | 0 | 0 | 0 | 0 | 1 |  | 2 | 20 | 2 | 20
| 1210 | 51 | 2 | 20 | 10 | 0 | 0 | 0 | 0 | 0 | 0 | 0 | 0 | 0 | 0 | 0 | 1 |  | 2 | 20 | 2 | 20
| 1211 | 51 | 2 | 20 | 11 | 0 | 0 | 0 | 0 | 0 | 0 | 0 | 0 | 0 | 0 | 0 | 1 |  | 2 | 20 | 2 | 20
| 1212 | 51 | 2 | 20 | 12 | 0 | 0 | 0 | 0 | 0 | 0 | 0 | 0 | 0 | 0 | 0 | 1 |  | 2 | 20 | 2 | 20
| 1213 | 51 | 2 | 20 | 13 | 0 | 0 | 0 | 0 | 0 | 0 | 0 | 0 | 0 | 0 | 0 | 1 |  | 2 | 20 | 2 | 20
| 1214 | 51 | 2 | 20 | 14 | 0 | 0 | 0 | 0 | 0 | 0 | 0 | 0 | 0 | 0 | 0 | 1 |  | 2 | 20 | 2 | 20
| 1215 | 51 | 2 | 20 | 15 | 0 | 0 | 0 | 0 | 0 | 0 | 0 | 0 | 0 | 0 | 0 | 1 |  | 2 | 20 | 2 | 20
| 1216 | 51 | 2 | 20 | 16 | 0 | 0 | 0 | 0 | 0 | 0 | 0 | 0 | 0 | 0 | 0 | 1 |  | 2 | 20 | 2 | 20
| 1217 | 51 | 2 | 20 | 17 | 0 | 0 | 0 | 0 | 0 | 0 | 0 | 0 | 0 | 0 | 0 | 1 |  | 2 | 20 | 2 | 20
| 1218 | 51 | 2 | 20 | 18 | 0 | 0 | 0 | 0 | 0 | 0 | 0 | 0 | 0 | 0 | 0 | 1 |  | 2 | 20 | 2 | 20
| 1219 | 51 | 2 | 20 | 19 | 0 | 0 | 0 | 0 | 0 | 0 | 0 | 0 | 0 | 0 | 0 | 1 |  | 2 | 20 | 2 | 20
| 1220 | 51 | 2 | 20 | 20 | 0 | 0 | 0 | 0 | 0 | 0 | 0 | 0 | 0 | 0 | 0 | 1 |  | 2 | 20 | 2 | 20
| 1221 | 51 | 2 | 20 | 21 | 0 | 0 | 0 | 0 | 0 | 0 | 0 | 0 | 0 | 0 | 0 | 1 |  | 2 | 20 | 2 | 20
| 1222 | 51 | 2 | 20 | 22 | 0 | 0 | 0 | 0 | 0 | 0 | 0 | 0 | 0 | 0 | 0 | 1 |  | 2 | 20 | 2 | 20
| 1223 | 51 | 2 | 20 | 23 | 0 | 0 | 0 | 0 | 0 | 0 | 0 | 0 | 0 | 0 | 0 | 1 |  | 2 | 20 | 2 | 20
| 1224 | 51 | 2 | 20 | 24 | 0 | 0 | 0 | 0 | 0 | 0 | 0 | 0 | 0 | 0 | 0 | 1 |  | 2 | 20 | 2 | 20
| 1225 | 52 | 2 | 21 | 1 | 1 | 0 | 0 | 0 | 0 | 0 | 0 | 0 | 0 | 0 | 0 | 1 |  | 2 | 21 | 2 | 21
| 1226 | 52 | 2 | 21 | 2 | 1 | 0 | 0 | 0 | 0 | 0 | 0 | 0 | 0 | 0 | 0 | 1 |  | 2 | 21 | 2 | 21
| 1227 | 52 | 2 | 21 | 3 | 1 | 0 | 0 | 0 | 0 | 0 | 0 | 0 | 0 | 0 | 0 | 1 |  | 2 | 21 | 2 | 21
| 1228 | 52 | 2 | 21 | 4 | 1 | 0 | 0 | 0 | 0 | 0 | 0 | 0 | 0 | 0 | 0 | 1 |  | 2 | 21 | 2 | 21
| 1229 | 52 | 2 | 21 | 5 | 1 | 0 | 0 | 0 | 0 | 0 | 0 | 0 | 0 | 0 | 0 | 1 |  | 2 | 21 | 2 | 21
| 1230 | 52 | 2 | 21 | 6 | 1 | 0 | 0 | 0 | 0 | 0 | 0 | 0 | 0 | 0 | 0 | 1 |  | 2 | 21 | 2 | 21
| 1231 | 52 | 2 | 21 | 7 | 1 | 0 | 0 | 0 | 0 | 0 | 0 | 0 | 0 | 0 | 0 | 1 |  | 2 | 21 | 2 | 21
| 1232 | 52 | 2 | 21 | 8 | 1 | 0 | 0 | 0 | 0 | 0 | 0 | 0 | 0 | 0 | 0 | 1 |  | 2 | 21 | 2 | 21
| 1233 | 52 | 2 | 21 | 9 | 1 | 0 | 0 | 0 | 0 | 0 | 0 | 0 | 0 | 0 | 0 | 1 |  | 2 | 21 | 2 | 21
| 1234 | 52 | 2 | 21 | 10 | 1 | 0 | 0 | 0 | 0 | 0 | 0 | 0 | 0 | 0 | 0 | 1 |  | 2 | 21 | 2 | 21
| 1235 | 52 | 2 | 21 | 11 | 1 | 0 | 0 | 0 | 0 | 0 | 0 | 0 | 0 | 0 | 0 | 1 |  | 2 | 21 | 2 | 21
| 1236 | 52 | 2 | 21 | 12 | 1 | 0 | 0 | 0 | 0 | 0 | 0 | 0 | 0 | 0 | 0 | 1 |  | 2 | 21 | 2 | 21
| 1237 | 52 | 2 | 21 | 13 | 1 | 0 | 0 | 0 | 0 | 0 | 0 | 0 | 0 | 0 | 0 | 1 |  | 2 | 21 | 2 | 21
| 1238 | 52 | 2 | 21 | 14 | 1 | 0 | 0 | 0 | 0 | 0 | 0 | 0 | 0 | 0 | 0 | 1 |  | 2 | 21 | 2 | 21
| 1239 | 52 | 2 | 21 | 15 | 1 | 0 | 0 | 0 | 0 | 0 | 0 | 0 | 0 | 0 | 0 | 1 |  | 2 | 21 | 2 | 21
| 1240 | 52 | 2 | 21 | 16 | 1 | 0 | 0 | 0 | 0 | 0 | 0 | 0 | 0 | 0 | 0 | 1 |  | 2 | 21 | 2 | 21
| 1241 | 52 | 2 | 21 | 17 | 1 | 0 | 0 | 0 | 0 | 0 | 0 | 0 | 0 | 0 | 0 | 1 |  | 2 | 21 | 2 | 21
| 1242 | 52 | 2 | 21 | 18 | 1 | 0 | 0 | 0 | 0 | 0 | 0 | 0 | 0 | 0 | 0 | 1 |  | 2 | 21 | 2 | 21
| 1243 | 52 | 2 | 21 | 19 | 1 | 0 | 0 | 0 | 0 | 0 | 0 | 0 | 0 | 0 | 0 | 1 |  | 2 | 21 | 2 | 21
| 1244 | 52 | 2 | 21 | 20 | 1 | 0 | 0 | 0 | 0 | 0 | 0 | 0 | 0 | 0 | 0 | 1 |  | 2 | 21 | 2 | 21
| 1245 | 52 | 2 | 21 | 21 | 1 | 0 | 0 | 0 | 0 | 0 | 0 | 0 | 0 | 0 | 0 | 1 |  | 2 | 21 | 2 | 21
| 1246 | 52 | 2 | 21 | 22 | 1 | 0 | 0 | 0 | 0 | 0 | 0 | 0 | 0 | 0 | 0 | 1 |  | 2 | 21 | 2 | 21
| 1247 | 52 | 2 | 21 | 23 | 1 | 0 | 0 | 0 | 0 | 0 | 0 | 0 | 0 | 0 | 0 | 1 |  | 2 | 21 | 2 | 21
| 1248 | 52 | 2 | 21 | 24 | 1 | 0 | 0 | 0 | 0 | 0 | 0 | 0 | 0 | 0 | 0 | 1 |  | 2 | 21 | 2 | 21
| 1249 | 53 | 2 | 22 | 1 | 0 | 0 | 1 | 0 | 0 | 0 | 0 | 0 | 0 | 0 | 0 | 1 |  | 2 | 22 | 2 | 22
| 1250 | 53 | 2 | 22 | 2 | 0 | 0 | 1 | 0 | 0 | 0 | 0 | 0 | 0 | 0 | 0 | 1 |  | 2 | 22 | 2 | 22
| 1251 | 53 | 2 | 22 | 3 | 0 | 0 | 1 | 0 | 0 | 0 | 0 | 0 | 0 | 0 | 0 | 1 |  | 2 | 22 | 2 | 22
| 1252 | 53 | 2 | 22 | 4 | 0 | 0 | 1 | 0 | 0 | 0 | 0 | 0 | 0 | 0 | 0 | 1 |  | 2 | 22 | 2 | 22
| 1253 | 53 | 2 | 22 | 5 | 0 | 0 | 1 | 0 | 0 | 0 | 0 | 0 | 0 | 0 | 0 | 1 |  | 2 | 22 | 2 | 22
| 1254 | 53 | 2 | 22 | 6 | 0 | 0 | 1 | 0 | 0 | 0 | 0 | 0 | 0 | 0 | 0 | 1 |  | 2 | 22 | 2 | 22
| 1255 | 53 | 2 | 22 | 7 | 0 | 0 | 1 | 0 | 0 | 0 | 0 | 0 | 0 | 0 | 0 | 1 |  | 2 | 22 | 2 | 22
| 1256 | 53 | 2 | 22 | 8 | 0 | 0 | 1 | 0 | 0 | 0 | 0 | 0 | 0 | 0 | 0 | 1 |  | 2 | 22 | 2 | 22
| 1257 | 53 | 2 | 22 | 9 | 0 | 0 | 1 | 0 | 0 | 0 | 0 | 0 | 0 | 0 | 0 | 1 |  | 2 | 22 | 2 | 22
| 1258 | 53 | 2 | 22 | 10 | 0 | 0 | 1 | 0 | 0 | 0 | 0 | 0 | 0 | 0 | 0 | 1 |  | 2 | 22 | 2 | 22
| 1259 | 53 | 2 | 22 | 11 | 0 | 0 | 1 | 0 | 0 | 0 | 0 | 0 | 0 | 0 | 0 | 1 |  | 2 | 22 | 2 | 22
| 1260 | 53 | 2 | 22 | 12 | 0 | 0 | 1 | 0 | 0 | 0 | 0 | 0 | 0 | 0 | 0 | 1 |  | 2 | 22 | 2 | 22
| 1261 | 53 | 2 | 22 | 13 | 0 | 0 | 1 | 0 | 0 | 0 | 0 | 0 | 0 | 0 | 0 | 1 |  | 2 | 22 | 2 | 22
| 1262 | 53 | 2 | 22 | 14 | 0 | 0 | 1 | 0 | 0 | 0 | 0 | 0 | 0 | 0 | 0 | 1 |  | 2 | 22 | 2 | 22
| 1263 | 53 | 2 | 22 | 15 | 0 | 0 | 1 | 0 | 0 | 0 | 0 | 0 | 0 | 0 | 0 | 1 |  | 2 | 22 | 2 | 22
| 1264 | 53 | 2 | 22 | 16 | 0 | 0 | 1 | 0 | 0 | 0 | 0 | 0 | 0 | 0 | 0 | 1 |  | 2 | 22 | 2 | 22
| 1265 | 53 | 2 | 22 | 17 | 0 | 0 | 1 | 0 | 0 | 0 | 0 | 0 | 0 | 0 | 0 | 1 |  | 2 | 22 | 2 | 22
| 1266 | 53 | 2 | 22 | 18 | 0 | 0 | 1 | 0 | 0 | 0 | 0 | 0 | 0 | 0 | 0 | 1 |  | 2 | 22 | 2 | 22
| 1267 | 53 | 2 | 22 | 19 | 0 | 0 | 1 | 0 | 0 | 0 | 0 | 0 | 0 | 0 | 0 | 1 |  | 2 | 22 | 2 | 22
| 1268 | 53 | 2 | 22 | 20 | 0 | 0 | 1 | 0 | 0 | 0 | 0 | 0 | 0 | 0 | 0 | 1 |  | 2 | 22 | 2 | 22
| 1269 | 53 | 2 | 22 | 21 | 0 | 0 | 1 | 0 | 0 | 0 | 0 | 0 | 0 | 0 | 0 | 1 |  | 2 | 22 | 2 | 22
| 1270 | 53 | 2 | 22 | 22 | 0 | 0 | 1 | 0 | 0 | 0 | 0 | 0 | 0 | 0 | 0 | 1 |  | 2 | 22 | 2 | 22
| 1271 | 53 | 2 | 22 | 23 | 0 | 0 | 1 | 0 | 0 | 0 | 0 | 0 | 0 | 0 | 0 | 1 |  | 2 | 22 | 2 | 22
| 1272 | 53 | 2 | 22 | 24 | 0 | 0 | 1 | 0 | 0 | 0 | 0 | 0 | 0 | 0 | 0 | 1 |  | 2 | 22 | 2 | 22
| 1273 | 54 | 2 | 23 | 1 | 0 | 0 | 1 | 0 | 0 | 0 | 0 | 0 | 0 | 0 | 0 | 1 |  | 2 | 23 | 2 | 23
| 1274 | 54 | 2 | 23 | 2 | 0 | 0 | 1 | 0 | 0 | 0 | 0 | 0 | 0 | 0 | 0 | 1 |  | 2 | 23 | 2 | 23
| 1275 | 54 | 2 | 23 | 3 | 0 | 0 | 1 | 0 | 0 | 0 | 0 | 0 | 0 | 0 | 0 | 1 |  | 2 | 23 | 2 | 23
| 1276 | 54 | 2 | 23 | 4 | 0 | 0 | 1 | 0 | 0 | 0 | 0 | 0 | 0 | 0 | 0 | 1 |  | 2 | 23 | 2 | 23
| 1277 | 54 | 2 | 23 | 5 | 0 | 0 | 1 | 0 | 0 | 0 | 0 | 0 | 0 | 0 | 0 | 1 |  | 2 | 23 | 2 | 23
| 1278 | 54 | 2 | 23 | 6 | 0 | 0 | 1 | 0 | 0 | 0 | 0 | 0 | 0 | 0 | 0 | 1 |  | 2 | 23 | 2 | 23
| 1279 | 54 | 2 | 23 | 7 | 0 | 0 | 1 | 0 | 0 | 0 | 0 | 0 | 0 | 0 | 0 | 1 |  | 2 | 23 | 2 | 23
| 1280 | 54 | 2 | 23 | 8 | 0 | 0 | 1 | 0 | 0 | 0 | 0 | 0 | 0 | 0 | 0 | 1 |  | 2 | 23 | 2 | 23
| 1281 | 54 | 2 | 23 | 9 | 0 | 0 | 1 | 0 | 0 | 0 | 0 | 0 | 0 | 0 | 0 | 1 |  | 2 | 23 | 2 | 23
| 1282 | 54 | 2 | 23 | 10 | 0 | 0 | 1 | 0 | 0 | 0 | 0 | 0 | 0 | 0 | 0 | 1 |  | 2 | 23 | 2 | 23
| 1283 | 54 | 2 | 23 | 11 | 0 | 0 | 1 | 0 | 0 | 0 | 0 | 0 | 0 | 0 | 0 | 1 |  | 2 | 23 | 2 | 23
| 1284 | 54 | 2 | 23 | 12 | 0 | 0 | 1 | 0 | 0 | 0 | 0 | 0 | 0 | 0 | 0 | 1 |  | 2 | 23 | 2 | 23
| 1285 | 54 | 2 | 23 | 13 | 0 | 0 | 1 | 0 | 0 | 0 | 0 | 0 | 0 | 0 | 0 | 1 |  | 2 | 23 | 2 | 23
| 1286 | 54 | 2 | 23 | 14 | 0 | 0 | 1 | 0 | 0 | 0 | 0 | 0 | 0 | 0 | 0 | 1 |  | 2 | 23 | 2 | 23
| 1287 | 54 | 2 | 23 | 15 | 0 | 0 | 1 | 0 | 0 | 0 | 0 | 0 | 0 | 0 | 0 | 1 |  | 2 | 23 | 2 | 23
| 1288 | 54 | 2 | 23 | 16 | 0 | 0 | 1 | 0 | 0 | 0 | 0 | 0 | 0 | 0 | 0 | 1 |  | 2 | 23 | 2 | 23
| 1289 | 54 | 2 | 23 | 17 | 0 | 0 | 1 | 0 | 0 | 0 | 0 | 0 | 0 | 0 | 0 | 1 |  | 2 | 23 | 2 | 23
| 1290 | 54 | 2 | 23 | 18 | 0 | 0 | 1 | 0 | 0 | 0 | 0 | 0 | 0 | 0 | 0 | 1 |  | 2 | 23 | 2 | 23
| 1291 | 54 | 2 | 23 | 19 | 0 | 0 | 1 | 0 | 0 | 0 | 0 | 0 | 0 | 0 | 0 | 1 |  | 2 | 23 | 2 | 23
| 1292 | 54 | 2 | 23 | 20 | 0 | 0 | 1 | 0 | 0 | 0 | 0 | 0 | 0 | 0 | 0 | 1 |  | 2 | 23 | 2 | 23
| 1293 | 54 | 2 | 23 | 21 | 0 | 0 | 1 | 0 | 0 | 0 | 0 | 0 | 0 | 0 | 0 | 1 |  | 2 | 23 | 2 | 23
| 1294 | 54 | 2 | 23 | 22 | 0 | 0 | 1 | 0 | 0 | 0 | 0 | 0 | 0 | 0 | 0 | 1 |  | 2 | 23 | 2 | 23
| 1295 | 54 | 2 | 23 | 23 | 0 | 0 | 1 | 0 | 0 | 0 | 0 | 0 | 0 | 0 | 0 | 1 |  | 2 | 23 | 2 | 23
| 1296 | 54 | 2 | 23 | 24 | 0 | 0 | 1 | 0 | 0 | 0 | 0 | 0 | 0 | 0 | 0 | 1 |  | 2 | 23 | 2 | 23
| 1297 | 55 | 2 | 24 | 1 | 0 | 0 | 1 | 0 | 0 | 0 | 0 | 0 | 0 | 0 | 0 | 1 |  | 2 | 24 | 2 | 24
| 1298 | 55 | 2 | 24 | 2 | 0 | 0 | 1 | 0 | 0 | 0 | 0 | 0 | 0 | 0 | 0 | 1 |  | 2 | 24 | 2 | 24
| 1299 | 55 | 2 | 24 | 3 | 0 | 0 | 1 | 0 | 0 | 0 | 0 | 0 | 0 | 0 | 0 | 1 |  | 2 | 24 | 2 | 24
| 1300 | 55 | 2 | 24 | 4 | 0 | 0 | 1 | 0 | 0 | 0 | 0 | 0 | 0 | 0 | 0 | 1 |  | 2 | 24 | 2 | 24
| 1301 | 55 | 2 | 24 | 5 | 0 | 0 | 1 | 0 | 0 | 0 | 0 | 0 | 0 | 0 | 0 | 1 |  | 2 | 24 | 2 | 24
| 1302 | 55 | 2 | 24 | 6 | 0 | 0 | 1 | 0 | 0 | 0 | 0 | 0 | 0 | 0 | 0 | 1 |  | 2 | 24 | 2 | 24
| 1303 | 55 | 2 | 24 | 7 | 0 | 0 | 1 | 0 | 0 | 0 | 0 | 0 | 0 | 0 | 0 | 1 |  | 2 | 24 | 2 | 24
| 1304 | 55 | 2 | 24 | 8 | 0 | 0 | 1 | 0 | 0 | 0 | 0 | 0 | 0 | 0 | 0 | 1 |  | 2 | 24 | 2 | 24
| 1305 | 55 | 2 | 24 | 9 | 0 | 0 | 1 | 0 | 0 | 0 | 0 | 0 | 0 | 0 | 0 | 1 |  | 2 | 24 | 2 | 24
| 1306 | 55 | 2 | 24 | 10 | 0 | 0 | 1 | 0 | 0 | 0 | 0 | 0 | 0 | 0 | 0 | 1 |  | 2 | 24 | 2 | 24
| 1307 | 55 | 2 | 24 | 11 | 0 | 0 | 1 | 0 | 0 | 0 | 0 | 0 | 0 | 0 | 0 | 1 |  | 2 | 24 | 2 | 24
| 1308 | 55 | 2 | 24 | 12 | 0 | 0 | 1 | 0 | 0 | 0 | 0 | 0 | 0 | 0 | 0 | 1 |  | 2 | 24 | 2 | 24
| 1309 | 55 | 2 | 24 | 13 | 0 | 0 | 1 | 0 | 0 | 0 | 0 | 0 | 0 | 0 | 0 | 1 |  | 2 | 24 | 2 | 24
| 1310 | 55 | 2 | 24 | 14 | 0 | 0 | 1 | 0 | 0 | 0 | 0 | 0 | 0 | 0 | 0 | 1 |  | 2 | 24 | 2 | 24
| 1311 | 55 | 2 | 24 | 15 | 0 | 0 | 1 | 0 | 0 | 0 | 0 | 0 | 0 | 0 | 0 | 1 |  | 2 | 24 | 2 | 24
| 1312 | 55 | 2 | 24 | 16 | 0 | 0 | 1 | 0 | 0 | 0 | 0 | 0 | 0 | 0 | 0 | 1 |  | 2 | 24 | 2 | 24
| 1313 | 55 | 2 | 24 | 17 | 0 | 0 | 1 | 0 | 0 | 0 | 0 | 0 | 0 | 0 | 0 | 1 |  | 2 | 24 | 2 | 24
| 1314 | 55 | 2 | 24 | 18 | 0 | 0 | 1 | 0 | 0 | 0 | 0 | 0 | 0 | 0 | 0 | 1 |  | 2 | 24 | 2 | 24
| 1315 | 55 | 2 | 24 | 19 | 0 | 0 | 1 | 0 | 0 | 0 | 0 | 0 | 0 | 0 | 0 | 1 |  | 2 | 24 | 2 | 24
| 1316 | 55 | 2 | 24 | 20 | 0 | 0 | 1 | 0 | 0 | 0 | 0 | 0 | 0 | 0 | 0 | 1 |  | 2 | 24 | 2 | 24
| 1317 | 55 | 2 | 24 | 21 | 0 | 0 | 1 | 0 | 0 | 0 | 0 | 0 | 0 | 0 | 0 | 1 |  | 2 | 24 | 2 | 24
| 1318 | 55 | 2 | 24 | 22 | 0 | 0 | 1 | 0 | 0 | 0 | 0 | 0 | 0 | 0 | 0 | 1 |  | 2 | 24 | 2 | 24
| 1319 | 55 | 2 | 24 | 23 | 0 | 0 | 1 | 0 | 0 | 0 | 0 | 0 | 0 | 0 | 0 | 1 |  | 2 | 24 | 2 | 24
| 1320 | 55 | 2 | 24 | 24 | 0 | 0 | 1 | 0 | 0 | 0 | 0 | 0 | 0 | 0 | 0 | 1 |  | 2 | 24 | 2 | 24
| 1321 | 56 | 2 | 25 | 1 | 0 | 0 | 1 | 0 | 0 | 0 | 0 | 0 | 0 | 0 | 0 | 1 |  | 2 | 25 | 2 | 25
| 1322 | 56 | 2 | 25 | 2 | 0 | 0 | 1 | 0 | 0 | 0 | 0 | 0 | 0 | 0 | 0 | 1 |  | 2 | 25 | 2 | 25
| 1323 | 56 | 2 | 25 | 3 | 0 | 0 | 1 | 0 | 0 | 0 | 0 | 0 | 0 | 0 | 0 | 1 |  | 2 | 25 | 2 | 25
| 1324 | 56 | 2 | 25 | 4 | 0 | 0 | 1 | 0 | 0 | 0 | 0 | 0 | 0 | 0 | 0 | 1 |  | 2 | 25 | 2 | 25
| 1325 | 56 | 2 | 25 | 5 | 0 | 0 | 1 | 0 | 0 | 0 | 0 | 0 | 0 | 0 | 0 | 1 |  | 2 | 25 | 2 | 25
| 1326 | 56 | 2 | 25 | 6 | 0 | 0 | 1 | 0 | 0 | 0 | 0 | 0 | 0 | 0 | 0 | 1 |  | 2 | 25 | 2 | 25
| 1327 | 56 | 2 | 25 | 7 | 0 | 0 | 1 | 0 | 0 | 0 | 0 | 0 | 0 | 0 | 0 | 1 |  | 2 | 25 | 2 | 25
| 1328 | 56 | 2 | 25 | 8 | 0 | 0 | 1 | 0 | 0 | 0 | 0 | 0 | 0 | 0 | 0 | 1 |  | 2 | 25 | 2 | 25
| 1329 | 56 | 2 | 25 | 9 | 0 | 0 | 1 | 0 | 0 | 0 | 0 | 0 | 0 | 0 | 0 | 1 |  | 2 | 25 | 2 | 25
| 1330 | 56 | 2 | 25 | 10 | 0 | 0 | 1 | 0 | 0 | 0 | 0 | 0 | 0 | 0 | 0 | 1 |  | 2 | 25 | 2 | 25
| 1331 | 56 | 2 | 25 | 11 | 0 | 0 | 1 | 0 | 0 | 0 | 0 | 0 | 0 | 0 | 0 | 1 |  | 2 | 25 | 2 | 25
| 1332 | 56 | 2 | 25 | 12 | 0 | 0 | 1 | 0 | 0 | 0 | 0 | 0 | 0 | 0 | 0 | 1 |  | 2 | 25 | 2 | 25
| 1333 | 56 | 2 | 25 | 13 | 0 | 0 | 1 | 0 | 0 | 0 | 0 | 0 | 0 | 0 | 0 | 1 |  | 2 | 25 | 2 | 25
| 1334 | 56 | 2 | 25 | 14 | 0 | 0 | 1 | 0 | 0 | 0 | 0 | 0 | 0 | 0 | 0 | 1 |  | 2 | 25 | 2 | 25
| 1335 | 56 | 2 | 25 | 15 | 0 | 0 | 1 | 0 | 0 | 0 | 0 | 0 | 0 | 0 | 0 | 1 |  | 2 | 25 | 2 | 25
| 1336 | 56 | 2 | 25 | 16 | 0 | 0 | 1 | 0 | 0 | 0 | 0 | 0 | 0 | 0 | 0 | 1 |  | 2 | 25 | 2 | 25
| 1337 | 56 | 2 | 25 | 17 | 0 | 0 | 1 | 0 | 0 | 0 | 0 | 0 | 0 | 0 | 0 | 1 |  | 2 | 25 | 2 | 25
| 1338 | 56 | 2 | 25 | 18 | 0 | 0 | 1 | 0 | 0 | 0 | 0 | 0 | 0 | 0 | 0 | 1 |  | 2 | 25 | 2 | 25
| 1339 | 56 | 2 | 25 | 19 | 0 | 0 | 1 | 0 | 0 | 0 | 0 | 0 | 0 | 0 | 0 | 1 |  | 2 | 25 | 2 | 25
| 1340 | 56 | 2 | 25 | 20 | 0 | 0 | 1 | 0 | 0 | 0 | 0 | 0 | 0 | 0 | 0 | 1 |  | 2 | 25 | 2 | 25
| 1341 | 56 | 2 | 25 | 21 | 0 | 0 | 1 | 0 | 0 | 0 | 0 | 0 | 0 | 0 | 0 | 1 |  | 2 | 25 | 2 | 25
| 1342 | 56 | 2 | 25 | 22 | 0 | 0 | 1 | 0 | 0 | 0 | 0 | 0 | 0 | 0 | 0 | 1 |  | 2 | 25 | 2 | 25
| 1343 | 56 | 2 | 25 | 23 | 0 | 0 | 1 | 0 | 0 | 0 | 0 | 0 | 0 | 0 | 0 | 1 |  | 2 | 25 | 2 | 25
| 1344 | 56 | 2 | 25 | 24 | 0 | 0 | 1 | 0 | 0 | 0 | 0 | 0 | 0 | 0 | 0 | 1 |  | 2 | 25 | 2 | 25
| 1345 | 57 | 2 | 26 | 1 | 0 | 0 | 0 | 0 | 0 | 0 | 0 | 0 | 0 | 0 | 0 | 1 |  | 2 | 26 | 2 | 26
| 1346 | 57 | 2 | 26 | 2 | 0 | 0 | 0 | 0 | 0 | 0 | 0 | 0 | 0 | 0 | 0 | 1 |  | 2 | 26 | 2 | 26
| 1347 | 57 | 2 | 26 | 3 | 0 | 0 | 0 | 0 | 0 | 0 | 0 | 0 | 0 | 0 | 0 | 1 |  | 2 | 26 | 2 | 26
| 1348 | 57 | 2 | 26 | 4 | 0 | 0 | 0 | 0 | 0 | 0 | 0 | 0 | 0 | 0 | 0 | 1 |  | 2 | 26 | 2 | 26
| 1349 | 57 | 2 | 26 | 5 | 0 | 0 | 0 | 0 | 0 | 0 | 0 | 0 | 0 | 0 | 0 | 1 |  | 2 | 26 | 2 | 26
| 1350 | 57 | 2 | 26 | 6 | 0 | 0 | 0 | 0 | 0 | 0 | 0 | 0 | 0 | 0 | 0 | 1 |  | 2 | 26 | 2 | 26
| 1351 | 57 | 2 | 26 | 7 | 0 | 0 | 0 | 0 | 0 | 0 | 0 | 0 | 0 | 0 | 0 | 1 |  | 2 | 26 | 2 | 26
| 1352 | 57 | 2 | 26 | 8 | 0 | 0 | 0 | 0 | 0 | 0 | 0 | 0 | 0 | 0 | 0 | 1 |  | 2 | 26 | 2 | 26
| 1353 | 57 | 2 | 26 | 9 | 0 | 0 | 0 | 0 | 0 | 0 | 0 | 0 | 0 | 0 | 0 | 1 |  | 2 | 26 | 2 | 26
| 1354 | 57 | 2 | 26 | 10 | 0 | 0 | 0 | 0 | 0 | 0 | 0 | 0 | 0 | 0 | 0 | 1 |  | 2 | 26 | 2 | 26
| 1355 | 57 | 2 | 26 | 11 | 0 | 0 | 0 | 0 | 0 | 0 | 0 | 0 | 0 | 0 | 0 | 1 |  | 2 | 26 | 2 | 26
| 1356 | 57 | 2 | 26 | 12 | 0 | 0 | 0 | 0 | 0 | 0 | 0 | 0 | 0 | 0 | 0 | 1 |  | 2 | 26 | 2 | 26
| 1357 | 57 | 2 | 26 | 13 | 0 | 0 | 0 | 0 | 0 | 0 | 0 | 0 | 0 | 0 | 0 | 1 |  | 2 | 26 | 2 | 26
| 1358 | 57 | 2 | 26 | 14 | 0 | 0 | 0 | 0 | 0 | 0 | 0 | 0 | 0 | 0 | 0 | 1 |  | 2 | 26 | 2 | 26
| 1359 | 57 | 2 | 26 | 15 | 0 | 0 | 0 | 0 | 0 | 0 | 0 | 0 | 0 | 0 | 0 | 1 |  | 2 | 26 | 2 | 26
| 1360 | 57 | 2 | 26 | 16 | 0 | 0 | 0 | 0 | 0 | 0 | 0 | 0 | 0 | 0 | 0 | 1 |  | 2 | 26 | 2 | 26
| 1361 | 57 | 2 | 26 | 17 | 0 | 0 | 0 | 0 | 0 | 0 | 0 | 0 | 0 | 0 | 0 | 1 |  | 2 | 26 | 2 | 26
| 1362 | 57 | 2 | 26 | 18 | 0 | 0 | 0 | 0 | 0 | 0 | 0 | 0 | 0 | 0 | 0 | 1 |  | 2 | 26 | 2 | 26
| 1363 | 57 | 2 | 26 | 19 | 0 | 0 | 0 | 0 | 0 | 0 | 0 | 0 | 0 | 0 | 0 | 1 |  | 2 | 26 | 2 | 26
| 1364 | 57 | 2 | 26 | 20 | 0 | 0 | 0 | 0 | 0 | 0 | 0 | 0 | 0 | 0 | 0 | 1 |  | 2 | 26 | 2 | 26
| 1365 | 57 | 2 | 26 | 21 | 0 | 0 | 0 | 0 | 0 | 0 | 0 | 0 | 0 | 0 | 0 | 1 |  | 2 | 26 | 2 | 26
| 1366 | 57 | 2 | 26 | 22 | 0 | 0 | 0 | 0 | 0 | 0 | 0 | 0 | 0 | 0 | 0 | 1 |  | 2 | 26 | 2 | 26
| 1367 | 57 | 2 | 26 | 23 | 0 | 0 | 0 | 0 | 0 | 0 | 0 | 0 | 0 | 0 | 0 | 1 |  | 2 | 26 | 2 | 26
| 1368 | 57 | 2 | 26 | 24 | 0 | 0 | 0 | 0 | 0 | 0 | 0 | 0 | 0 | 0 | 0 | 1 |  | 2 | 26 | 2 | 26
| 1369 | 58 | 2 | 27 | 1 | 0 | 0 | 0 | 0 | 0 | 0 | 0 | 0 | 0 | 0 | 0 | 1 |  | 2 | 27 | 2 | 27
| 1370 | 58 | 2 | 27 | 2 | 0 | 0 | 0 | 0 | 0 | 0 | 0 | 0 | 0 | 0 | 0 | 1 |  | 2 | 27 | 2 | 27
| 1371 | 58 | 2 | 27 | 3 | 0 | 0 | 0 | 0 | 0 | 0 | 0 | 0 | 0 | 0 | 0 | 1 |  | 2 | 27 | 2 | 27
| 1372 | 58 | 2 | 27 | 4 | 0 | 0 | 0 | 0 | 0 | 0 | 0 | 0 | 0 | 0 | 0 | 1 |  | 2 | 27 | 2 | 27
| 1373 | 58 | 2 | 27 | 5 | 0 | 0 | 0 | 0 | 0 | 0 | 0 | 0 | 0 | 0 | 0 | 1 |  | 2 | 27 | 2 | 27
| 1374 | 58 | 2 | 27 | 6 | 0 | 0 | 0 | 0 | 0 | 0 | 0 | 0 | 0 | 0 | 0 | 1 |  | 2 | 27 | 2 | 27
| 1375 | 58 | 2 | 27 | 7 | 0 | 0 | 0 | 0 | 0 | 0 | 0 | 0 | 0 | 0 | 0 | 1 |  | 2 | 27 | 2 | 27
| 1376 | 58 | 2 | 27 | 8 | 0 | 0 | 0 | 0 | 0 | 0 | 0 | 0 | 0 | 0 | 0 | 1 |  | 2 | 27 | 2 | 27
| 1377 | 58 | 2 | 27 | 9 | 0 | 0 | 0 | 0 | 0 | 0 | 0 | 0 | 0 | 0 | 0 | 1 |  | 2 | 27 | 2 | 27
| 1378 | 58 | 2 | 27 | 10 | 0 | 0 | 0 | 0 | 0 | 0 | 0 | 0 | 0 | 0 | 0 | 1 |  | 2 | 27 | 2 | 27
| 1379 | 58 | 2 | 27 | 11 | 0 | 0 | 0 | 0 | 0 | 0 | 0 | 0 | 0 | 0 | 0 | 1 |  | 2 | 27 | 2 | 27
| 1380 | 58 | 2 | 27 | 12 | 0 | 0 | 0 | 0 | 0 | 0 | 0 | 0 | 0 | 0 | 0 | 1 |  | 2 | 27 | 2 | 27
| 1381 | 58 | 2 | 27 | 13 | 0 | 0 | 0 | 0 | 0 | 0 | 0 | 0 | 0 | 0 | 0 | 1 |  | 2 | 27 | 2 | 27
| 1382 | 58 | 2 | 27 | 14 | 0 | 0 | 0 | 0 | 0 | 0 | 0 | 0 | 0 | 0 | 0 | 1 |  | 2 | 27 | 2 | 27
| 1383 | 58 | 2 | 27 | 15 | 0 | 0 | 0 | 0 | 0 | 0 | 0 | 0 | 0 | 0 | 0 | 1 |  | 2 | 27 | 2 | 27
| 1384 | 58 | 2 | 27 | 16 | 0 | 0 | 0 | 0 | 0 | 0 | 0 | 0 | 0 | 0 | 0 | 1 |  | 2 | 27 | 2 | 27
| 1385 | 58 | 2 | 27 | 17 | 0 | 0 | 0 | 0 | 0 | 0 | 0 | 0 | 0 | 0 | 0 | 1 |  | 2 | 27 | 2 | 27
| 1386 | 58 | 2 | 27 | 18 | 0 | 0 | 0 | 0 | 0 | 0 | 0 | 0 | 0 | 0 | 0 | 1 |  | 2 | 27 | 2 | 27
| 1387 | 58 | 2 | 27 | 19 | 0 | 0 | 0 | 0 | 0 | 0 | 0 | 0 | 0 | 0 | 0 | 1 |  | 2 | 27 | 2 | 27
| 1388 | 58 | 2 | 27 | 20 | 0 | 0 | 0 | 0 | 0 | 0 | 0 | 0 | 0 | 0 | 0 | 1 |  | 2 | 27 | 2 | 27
| 1389 | 58 | 2 | 27 | 21 | 0 | 0 | 0 | 0 | 0 | 0 | 0 | 0 | 0 | 0 | 0 | 1 |  | 2 | 27 | 2 | 27
| 1390 | 58 | 2 | 27 | 22 | 0 | 0 | 0 | 0 | 0 | 0 | 0 | 0 | 0 | 0 | 0 | 1 |  | 2 | 27 | 2 | 27
| 1391 | 58 | 2 | 27 | 23 | 0 | 0 | 0 | 0 | 0 | 0 | 0 | 0 | 0 | 0 | 0 | 1 |  | 2 | 27 | 2 | 27
| 1392 | 58 | 2 | 27 | 24 | 0 | 0 | 0 | 0 | 0 | 0 | 0 | 0 | 0 | 0 | 0 | 1 |  | 2 | 27 | 2 | 27
| 1393 | 59 | 2 | 28 | 1 | 0 | 0 | 1 | 0 | 0 | 0 | 0 | 0 | 0 | 0 | 0 | 1 |  | 2 | 28 | 2 | 28
| 1394 | 59 | 2 | 28 | 2 | 0 | 0 | 1 | 0 | 0 | 0 | 0 | 0 | 0 | 0 | 0 | 1 |  | 2 | 28 | 2 | 28
| 1395 | 59 | 2 | 28 | 3 | 0 | 0 | 1 | 0 | 0 | 0 | 0 | 0 | 0 | 0 | 0 | 1 |  | 2 | 28 | 2 | 28
| 1396 | 59 | 2 | 28 | 4 | 0 | 0 | 1 | 0 | 0 | 0 | 0 | 0 | 0 | 0 | 0 | 1 |  | 2 | 28 | 2 | 28
| 1397 | 59 | 2 | 28 | 5 | 0 | 0 | 1 | 0 | 0 | 0 | 0 | 0 | 0 | 0 | 0 | 1 |  | 2 | 28 | 2 | 28
| 1398 | 59 | 2 | 28 | 6 | 0 | 0 | 1 | 0 | 0 | 0 | 0 | 0 | 0 | 0 | 0 | 1 |  | 2 | 28 | 2 | 28
| 1399 | 59 | 2 | 28 | 7 | 0 | 0 | 1 | 0 | 0 | 0 | 0 | 0 | 0 | 0 | 0 | 1 |  | 2 | 28 | 2 | 28
| 1400 | 59 | 2 | 28 | 8 | 0 | 0 | 1 | 0 | 0 | 0 | 0 | 0 | 0 | 0 | 0 | 1 |  | 2 | 28 | 2 | 28
| 1401 | 59 | 2 | 28 | 9 | 0 | 0 | 1 | 0 | 0 | 0 | 0 | 0 | 0 | 0 | 0 | 1 |  | 2 | 28 | 2 | 28
| 1402 | 59 | 2 | 28 | 10 | 0 | 0 | 1 | 0 | 0 | 0 | 0 | 0 | 0 | 0 | 0 | 1 |  | 2 | 28 | 2 | 28
| 1403 | 59 | 2 | 28 | 11 | 0 | 0 | 1 | 0 | 0 | 0 | 0 | 0 | 0 | 0 | 0 | 1 |  | 2 | 28 | 2 | 28
| 1404 | 59 | 2 | 28 | 12 | 0 | 0 | 1 | 0 | 0 | 0 | 0 | 0 | 0 | 0 | 0 | 1 |  | 2 | 28 | 2 | 28
| 1405 | 59 | 2 | 28 | 13 | 0 | 0 | 1 | 0 | 0 | 0 | 0 | 0 | 0 | 0 | 0 | 1 |  | 2 | 28 | 2 | 28
| 1406 | 59 | 2 | 28 | 14 | 0 | 0 | 1 | 0 | 0 | 0 | 0 | 0 | 0 | 0 | 0 | 1 |  | 2 | 28 | 2 | 28
| 1407 | 59 | 2 | 28 | 15 | 0 | 0 | 1 | 0 | 0 | 0 | 0 | 0 | 0 | 0 | 0 | 1 |  | 2 | 28 | 2 | 28
| 1408 | 59 | 2 | 28 | 16 | 0 | 0 | 1 | 0 | 0 | 0 | 0 | 0 | 0 | 0 | 0 | 1 |  | 2 | 28 | 2 | 28
| 1409 | 59 | 2 | 28 | 17 | 0 | 0 | 1 | 0 | 0 | 0 | 0 | 0 | 0 | 0 | 0 | 1 |  | 2 | 28 | 2 | 28
| 1410 | 59 | 2 | 28 | 18 | 0 | 0 | 1 | 0 | 0 | 0 | 0 | 0 | 0 | 0 | 0 | 1 |  | 2 | 28 | 2 | 28
| 1411 | 59 | 2 | 28 | 19 | 0 | 0 | 1 | 0 | 0 | 0 | 0 | 0 | 0 | 0 | 0 | 1 |  | 2 | 28 | 2 | 28
| 1412 | 59 | 2 | 28 | 20 | 0 | 0 | 1 | 0 | 0 | 0 | 0 | 0 | 0 | 0 | 0 | 1 |  | 2 | 28 | 2 | 28
| 1413 | 59 | 2 | 28 | 21 | 0 | 0 | 1 | 0 | 0 | 0 | 0 | 0 | 0 | 0 | 0 | 1 |  | 2 | 28 | 2 | 28
| 1414 | 59 | 2 | 28 | 22 | 0 | 0 | 1 | 0 | 0 | 0 | 0 | 0 | 0 | 0 | 0 | 1 |  | 2 | 28 | 2 | 28
| 1415 | 59 | 2 | 28 | 23 | 0 | 0 | 1 | 0 | 0 | 0 | 0 | 0 | 0 | 0 | 0 | 1 |  | 2 | 28 | 2 | 28
| 1416 | 59 | 2 | 28 | 24 | 0 | 0 | 1 | 0 | 0 | 0 | 0 | 0 | 0 | 0 | 0 | 1 |  | 2 | 28 | 2 | 28
| 1417 | 60 | 3 | 1 | 1 | 0 | 0 | 1 | 0 | 0 | 0 | 0 | 0 | 0 | 0 | 0 | 1 |  | 3 | 1 | 2 | 29
| 1418 | 60 | 3 | 1 | 2 | 0 | 0 | 1 | 0 | 0 | 0 | 0 | 0 | 0 | 0 | 0 | 1 |  | 3 | 1 | 2 | 29
| 1419 | 60 | 3 | 1 | 3 | 0 | 0 | 1 | 0 | 0 | 0 | 0 | 0 | 0 | 0 | 0 | 1 |  | 3 | 1 | 2 | 29
| 1420 | 60 | 3 | 1 | 4 | 0 | 0 | 1 | 0 | 0 | 0 | 0 | 0 | 0 | 0 | 0 | 1 |  | 3 | 1 | 2 | 29
| 1421 | 60 | 3 | 1 | 5 | 0 | 0 | 1 | 0 | 0 | 0 | 0 | 0 | 0 | 0 | 0 | 1 |  | 3 | 1 | 2 | 29
| 1422 | 60 | 3 | 1 | 6 | 0 | 0 | 1 | 0 | 0 | 0 | 0 | 0 | 0 | 0 | 0 | 1 |  | 3 | 1 | 2 | 29
| 1423 | 60 | 3 | 1 | 7 | 0 | 0 | 1 | 0 | 0 | 0 | 0 | 0 | 0 | 0 | 0 | 1 |  | 3 | 1 | 2 | 29
| 1424 | 60 | 3 | 1 | 8 | 0 | 0 | 1 | 0 | 0 | 0 | 0 | 0 | 0 | 0 | 0 | 1 |  | 3 | 1 | 2 | 29
| 1425 | 60 | 3 | 1 | 9 | 0 | 0 | 1 | 0 | 0 | 0 | 0 | 0 | 0 | 0 | 0 | 1 |  | 3 | 1 | 2 | 29
| 1426 | 60 | 3 | 1 | 10 | 0 | 0 | 1 | 0 | 0 | 0 | 0 | 0 | 0 | 0 | 0 | 1 |  | 3 | 1 | 2 | 29
| 1427 | 60 | 3 | 1 | 11 | 0 | 0 | 1 | 0 | 0 | 0 | 0 | 0 | 0 | 0 | 0 | 1 |  | 3 | 1 | 2 | 29
| 1428 | 60 | 3 | 1 | 12 | 0 | 0 | 1 | 0 | 0 | 0 | 0 | 0 | 0 | 0 | 0 | 1 |  | 3 | 1 | 2 | 29
| 1429 | 60 | 3 | 1 | 13 | 0 | 0 | 1 | 0 | 0 | 0 | 0 | 0 | 0 | 0 | 0 | 1 |  | 3 | 1 | 2 | 29
| 1430 | 60 | 3 | 1 | 14 | 0 | 0 | 1 | 0 | 0 | 0 | 0 | 0 | 0 | 0 | 0 | 1 |  | 3 | 1 | 2 | 29
| 1431 | 60 | 3 | 1 | 15 | 0 | 0 | 1 | 0 | 0 | 0 | 0 | 0 | 0 | 0 | 0 | 1 |  | 3 | 1 | 2 | 29
| 1432 | 60 | 3 | 1 | 16 | 0 | 0 | 1 | 0 | 0 | 0 | 0 | 0 | 0 | 0 | 0 | 1 |  | 3 | 1 | 2 | 29
| 1433 | 60 | 3 | 1 | 17 | 0 | 0 | 1 | 0 | 0 | 0 | 0 | 0 | 0 | 0 | 0 | 1 |  | 3 | 1 | 2 | 29
| 1434 | 60 | 3 | 1 | 18 | 0 | 0 | 1 | 0 | 0 | 0 | 0 | 0 | 0 | 0 | 0 | 1 |  | 3 | 1 | 2 | 29
| 1435 | 60 | 3 | 1 | 19 | 0 | 0 | 1 | 0 | 0 | 0 | 0 | 0 | 0 | 0 | 0 | 1 |  | 3 | 1 | 2 | 29
| 1436 | 60 | 3 | 1 | 20 | 0 | 0 | 1 | 0 | 0 | 0 | 0 | 0 | 0 | 0 | 0 | 1 |  | 3 | 1 | 2 | 29
| 1437 | 60 | 3 | 1 | 21 | 0 | 0 | 1 | 0 | 0 | 0 | 0 | 0 | 0 | 0 | 0 | 1 |  | 3 | 1 | 2 | 29
| 1438 | 60 | 3 | 1 | 22 | 0 | 0 | 1 | 0 | 0 | 0 | 0 | 0 | 0 | 0 | 0 | 1 |  | 3 | 1 | 2 | 29
| 1439 | 60 | 3 | 1 | 23 | 0 | 0 | 1 | 0 | 0 | 0 | 0 | 0 | 0 | 0 | 0 | 1 |  | 3 | 1 | 2 | 29
| 1440 | 60 | 3 | 1 | 24 | 0 | 0 | 1 | 0 | 0 | 0 | 0 | 0 | 0 | 0 | 0 | 1 |  | 3 | 1 | 2 | 29
| 1441 | 61 | 3 | 2 | 1 | 0 | 0 | 1 | 0 | 0 | 0 | 0 | 0 | 0 | 0 | 0 | 1 |  | 3 | 2 | 3 | 1
| 1442 | 61 | 3 | 2 | 2 | 0 | 0 | 1 | 0 | 0 | 0 | 0 | 0 | 0 | 0 | 0 | 1 |  | 3 | 2 | 3 | 1
| 1443 | 61 | 3 | 2 | 3 | 0 | 0 | 1 | 0 | 0 | 0 | 0 | 0 | 0 | 0 | 0 | 1 |  | 3 | 2 | 3 | 1
| 1444 | 61 | 3 | 2 | 4 | 0 | 0 | 1 | 0 | 0 | 0 | 0 | 0 | 0 | 0 | 0 | 1 |  | 3 | 2 | 3 | 1
| 1445 | 61 | 3 | 2 | 5 | 0 | 0 | 1 | 0 | 0 | 0 | 0 | 0 | 0 | 0 | 0 | 1 |  | 3 | 2 | 3 | 1
| 1446 | 61 | 3 | 2 | 6 | 0 | 0 | 1 | 0 | 0 | 0 | 0 | 0 | 0 | 0 | 0 | 1 |  | 3 | 2 | 3 | 1
| 1447 | 61 | 3 | 2 | 7 | 0 | 0 | 1 | 0 | 0 | 0 | 0 | 0 | 0 | 0 | 0 | 1 |  | 3 | 2 | 3 | 1
| 1448 | 61 | 3 | 2 | 8 | 0 | 0 | 1 | 0 | 0 | 0 | 0 | 0 | 0 | 0 | 0 | 1 |  | 3 | 2 | 3 | 1
| 1449 | 61 | 3 | 2 | 9 | 0 | 0 | 1 | 0 | 0 | 0 | 0 | 0 | 0 | 0 | 0 | 1 |  | 3 | 2 | 3 | 1
| 1450 | 61 | 3 | 2 | 10 | 0 | 0 | 1 | 0 | 0 | 0 | 0 | 0 | 0 | 0 | 0 | 1 |  | 3 | 2 | 3 | 1
| 1451 | 61 | 3 | 2 | 11 | 0 | 0 | 1 | 0 | 0 | 0 | 0 | 0 | 0 | 0 | 0 | 1 |  | 3 | 2 | 3 | 1
| 1452 | 61 | 3 | 2 | 12 | 0 | 0 | 1 | 0 | 0 | 0 | 0 | 0 | 0 | 0 | 0 | 1 |  | 3 | 2 | 3 | 1
| 1453 | 61 | 3 | 2 | 13 | 0 | 0 | 1 | 0 | 0 | 0 | 0 | 0 | 0 | 0 | 0 | 1 |  | 3 | 2 | 3 | 1
| 1454 | 61 | 3 | 2 | 14 | 0 | 0 | 1 | 0 | 0 | 0 | 0 | 0 | 0 | 0 | 0 | 1 |  | 3 | 2 | 3 | 1
| 1455 | 61 | 3 | 2 | 15 | 0 | 0 | 1 | 0 | 0 | 0 | 0 | 0 | 0 | 0 | 0 | 1 |  | 3 | 2 | 3 | 1
| 1456 | 61 | 3 | 2 | 16 | 0 | 0 | 1 | 0 | 0 | 0 | 0 | 0 | 0 | 0 | 0 | 1 |  | 3 | 2 | 3 | 1
| 1457 | 61 | 3 | 2 | 17 | 0 | 0 | 1 | 0 | 0 | 0 | 0 | 0 | 0 | 0 | 0 | 1 |  | 3 | 2 | 3 | 1
| 1458 | 61 | 3 | 2 | 18 | 0 | 0 | 1 | 0 | 0 | 0 | 0 | 0 | 0 | 0 | 0 | 1 |  | 3 | 2 | 3 | 1
| 1459 | 61 | 3 | 2 | 19 | 0 | 0 | 1 | 0 | 0 | 0 | 0 | 0 | 0 | 0 | 0 | 1 |  | 3 | 2 | 3 | 1
| 1460 | 61 | 3 | 2 | 20 | 0 | 0 | 1 | 0 | 0 | 0 | 0 | 0 | 0 | 0 | 0 | 1 |  | 3 | 2 | 3 | 1
| 1461 | 61 | 3 | 2 | 21 | 0 | 0 | 1 | 0 | 0 | 0 | 0 | 0 | 0 | 0 | 0 | 1 |  | 3 | 2 | 3 | 1
| 1462 | 61 | 3 | 2 | 22 | 0 | 0 | 1 | 0 | 0 | 0 | 0 | 0 | 0 | 0 | 0 | 1 |  | 3 | 2 | 3 | 1
| 1463 | 61 | 3 | 2 | 23 | 0 | 0 | 1 | 0 | 0 | 0 | 0 | 0 | 0 | 0 | 0 | 1 |  | 3 | 2 | 3 | 1
| 1464 | 61 | 3 | 2 | 24 | 0 | 0 | 1 | 0 | 0 | 0 | 0 | 0 | 0 | 0 | 0 | 1 |  | 3 | 2 | 3 | 1
| 1465 | 62 | 3 | 3 | 1 | 0 | 0 | 1 | 0 | 0 | 0 | 0 | 0 | 0 | 0 | 0 | 1 |  | 3 | 3 | 3 | 2
| 1466 | 62 | 3 | 3 | 2 | 0 | 0 | 1 | 0 | 0 | 0 | 0 | 0 | 0 | 0 | 0 | 1 |  | 3 | 3 | 3 | 2
| 1467 | 62 | 3 | 3 | 3 | 0 | 0 | 1 | 0 | 0 | 0 | 0 | 0 | 0 | 0 | 0 | 1 |  | 3 | 3 | 3 | 2
| 1468 | 62 | 3 | 3 | 4 | 0 | 0 | 1 | 0 | 0 | 0 | 0 | 0 | 0 | 0 | 0 | 1 |  | 3 | 3 | 3 | 2
| 1469 | 62 | 3 | 3 | 5 | 0 | 0 | 1 | 0 | 0 | 0 | 0 | 0 | 0 | 0 | 0 | 1 |  | 3 | 3 | 3 | 2
| 1470 | 62 | 3 | 3 | 6 | 0 | 0 | 1 | 0 | 0 | 0 | 0 | 0 | 0 | 0 | 0 | 1 |  | 3 | 3 | 3 | 2
| 1471 | 62 | 3 | 3 | 7 | 0 | 0 | 1 | 0 | 0 | 0 | 0 | 0 | 0 | 0 | 0 | 1 |  | 3 | 3 | 3 | 2
| 1472 | 62 | 3 | 3 | 8 | 0 | 0 | 1 | 0 | 0 | 0 | 0 | 0 | 0 | 0 | 0 | 1 |  | 3 | 3 | 3 | 2
| 1473 | 62 | 3 | 3 | 9 | 0 | 0 | 1 | 0 | 0 | 0 | 0 | 0 | 0 | 0 | 0 | 1 |  | 3 | 3 | 3 | 2
| 1474 | 62 | 3 | 3 | 10 | 0 | 0 | 1 | 0 | 0 | 0 | 0 | 0 | 0 | 0 | 0 | 1 |  | 3 | 3 | 3 | 2
| 1475 | 62 | 3 | 3 | 11 | 0 | 0 | 1 | 0 | 0 | 0 | 0 | 0 | 0 | 0 | 0 | 1 |  | 3 | 3 | 3 | 2
| 1476 | 62 | 3 | 3 | 12 | 0 | 0 | 1 | 0 | 0 | 0 | 0 | 0 | 0 | 0 | 0 | 1 |  | 3 | 3 | 3 | 2
| 1477 | 62 | 3 | 3 | 13 | 0 | 0 | 1 | 0 | 0 | 0 | 0 | 0 | 0 | 0 | 0 | 1 |  | 3 | 3 | 3 | 2
| 1478 | 62 | 3 | 3 | 14 | 0 | 0 | 1 | 0 | 0 | 0 | 0 | 0 | 0 | 0 | 0 | 1 |  | 3 | 3 | 3 | 2
| 1479 | 62 | 3 | 3 | 15 | 0 | 0 | 1 | 0 | 0 | 0 | 0 | 0 | 0 | 0 | 0 | 1 |  | 3 | 3 | 3 | 2
| 1480 | 62 | 3 | 3 | 16 | 0 | 0 | 1 | 0 | 0 | 0 | 0 | 0 | 0 | 0 | 0 | 1 |  | 3 | 3 | 3 | 2
| 1481 | 62 | 3 | 3 | 17 | 0 | 0 | 1 | 0 | 0 | 0 | 0 | 0 | 0 | 0 | 0 | 1 |  | 3 | 3 | 3 | 2
| 1482 | 62 | 3 | 3 | 18 | 0 | 0 | 1 | 0 | 0 | 0 | 0 | 0 | 0 | 0 | 0 | 1 |  | 3 | 3 | 3 | 2
| 1483 | 62 | 3 | 3 | 19 | 0 | 0 | 1 | 0 | 0 | 0 | 0 | 0 | 0 | 0 | 0 | 1 |  | 3 | 3 | 3 | 2
| 1484 | 62 | 3 | 3 | 20 | 0 | 0 | 1 | 0 | 0 | 0 | 0 | 0 | 0 | 0 | 0 | 1 |  | 3 | 3 | 3 | 2
| 1485 | 62 | 3 | 3 | 21 | 0 | 0 | 1 | 0 | 0 | 0 | 0 | 0 | 0 | 0 | 0 | 1 |  | 3 | 3 | 3 | 2
| 1486 | 62 | 3 | 3 | 22 | 0 | 0 | 1 | 0 | 0 | 0 | 0 | 0 | 0 | 0 | 0 | 1 |  | 3 | 3 | 3 | 2
| 1487 | 62 | 3 | 3 | 23 | 0 | 0 | 1 | 0 | 0 | 0 | 0 | 0 | 0 | 0 | 0 | 1 |  | 3 | 3 | 3 | 2
| 1488 | 62 | 3 | 3 | 24 | 0 | 0 | 1 | 0 | 0 | 0 | 0 | 0 | 0 | 0 | 0 | 1 |  | 3 | 3 | 3 | 2
| 1489 | 63 | 3 | 4 | 1 | 0 | 0 | 1 | 0 | 0 | 0 | 0 | 0 | 0 | 0 | 0 | 1 |  | 3 | 4 | 3 | 3
| 1490 | 63 | 3 | 4 | 2 | 0 | 0 | 1 | 0 | 0 | 0 | 0 | 0 | 0 | 0 | 0 | 1 |  | 3 | 4 | 3 | 3
| 1491 | 63 | 3 | 4 | 3 | 0 | 0 | 1 | 0 | 0 | 0 | 0 | 0 | 0 | 0 | 0 | 1 |  | 3 | 4 | 3 | 3
| 1492 | 63 | 3 | 4 | 4 | 0 | 0 | 1 | 0 | 0 | 0 | 0 | 0 | 0 | 0 | 0 | 1 |  | 3 | 4 | 3 | 3
| 1493 | 63 | 3 | 4 | 5 | 0 | 0 | 1 | 0 | 0 | 0 | 0 | 0 | 0 | 0 | 0 | 1 |  | 3 | 4 | 3 | 3
| 1494 | 63 | 3 | 4 | 6 | 0 | 0 | 1 | 0 | 0 | 0 | 0 | 0 | 0 | 0 | 0 | 1 |  | 3 | 4 | 3 | 3
| 1495 | 63 | 3 | 4 | 7 | 0 | 0 | 1 | 0 | 0 | 0 | 0 | 0 | 0 | 0 | 0 | 1 |  | 3 | 4 | 3 | 3
| 1496 | 63 | 3 | 4 | 8 | 0 | 0 | 1 | 0 | 0 | 0 | 0 | 0 | 0 | 0 | 0 | 1 |  | 3 | 4 | 3 | 3
| 1497 | 63 | 3 | 4 | 9 | 0 | 0 | 1 | 0 | 0 | 0 | 0 | 0 | 0 | 0 | 0 | 1 |  | 3 | 4 | 3 | 3
| 1498 | 63 | 3 | 4 | 10 | 0 | 0 | 1 | 0 | 0 | 0 | 0 | 0 | 0 | 0 | 0 | 1 |  | 3 | 4 | 3 | 3
| 1499 | 63 | 3 | 4 | 11 | 0 | 0 | 1 | 0 | 0 | 0 | 0 | 0 | 0 | 0 | 0 | 1 |  | 3 | 4 | 3 | 3
| 1500 | 63 | 3 | 4 | 12 | 0 | 0 | 1 | 0 | 0 | 0 | 0 | 0 | 0 | 0 | 0 | 1 |  | 3 | 4 | 3 | 3
| 1501 | 63 | 3 | 4 | 13 | 0 | 0 | 1 | 0 | 0 | 0 | 0 | 0 | 0 | 0 | 0 | 1 |  | 3 | 4 | 3 | 3
| 1502 | 63 | 3 | 4 | 14 | 0 | 0 | 1 | 0 | 0 | 0 | 0 | 0 | 0 | 0 | 0 | 1 |  | 3 | 4 | 3 | 3
| 1503 | 63 | 3 | 4 | 15 | 0 | 0 | 1 | 0 | 0 | 0 | 0 | 0 | 0 | 0 | 0 | 1 |  | 3 | 4 | 3 | 3
| 1504 | 63 | 3 | 4 | 16 | 0 | 0 | 1 | 0 | 0 | 0 | 0 | 0 | 0 | 0 | 0 | 1 |  | 3 | 4 | 3 | 3
| 1505 | 63 | 3 | 4 | 17 | 0 | 0 | 1 | 0 | 0 | 0 | 0 | 0 | 0 | 0 | 0 | 1 |  | 3 | 4 | 3 | 3
| 1506 | 63 | 3 | 4 | 18 | 0 | 0 | 1 | 0 | 0 | 0 | 0 | 0 | 0 | 0 | 0 | 1 |  | 3 | 4 | 3 | 3
| 1507 | 63 | 3 | 4 | 19 | 0 | 0 | 1 | 0 | 0 | 0 | 0 | 0 | 0 | 0 | 0 | 1 |  | 3 | 4 | 3 | 3
| 1508 | 63 | 3 | 4 | 20 | 0 | 0 | 1 | 0 | 0 | 0 | 0 | 0 | 0 | 0 | 0 | 1 |  | 3 | 4 | 3 | 3
| 1509 | 63 | 3 | 4 | 21 | 0 | 0 | 1 | 0 | 0 | 0 | 0 | 0 | 0 | 0 | 0 | 1 |  | 3 | 4 | 3 | 3
| 1510 | 63 | 3 | 4 | 22 | 0 | 0 | 1 | 0 | 0 | 0 | 0 | 0 | 0 | 0 | 0 | 1 |  | 3 | 4 | 3 | 3
| 1511 | 63 | 3 | 4 | 23 | 0 | 0 | 1 | 0 | 0 | 0 | 0 | 0 | 0 | 0 | 0 | 1 |  | 3 | 4 | 3 | 3
| 1512 | 63 | 3 | 4 | 24 | 0 | 0 | 1 | 0 | 0 | 0 | 0 | 0 | 0 | 0 | 0 | 1 |  | 3 | 4 | 3 | 3
| 1513 | 64 | 3 | 5 | 1 | 0 | 0 | 0 | 0 | 0 | 0 | 0 | 0 | 0 | 0 | 0 | 1 |  | 3 | 5 | 3 | 4
| 1514 | 64 | 3 | 5 | 2 | 0 | 0 | 0 | 0 | 0 | 0 | 0 | 0 | 0 | 0 | 0 | 1 |  | 3 | 5 | 3 | 4
| 1515 | 64 | 3 | 5 | 3 | 0 | 0 | 0 | 0 | 0 | 0 | 0 | 0 | 0 | 0 | 0 | 1 |  | 3 | 5 | 3 | 4
| 1516 | 64 | 3 | 5 | 4 | 0 | 0 | 0 | 0 | 0 | 0 | 0 | 0 | 0 | 0 | 0 | 1 |  | 3 | 5 | 3 | 4
| 1517 | 64 | 3 | 5 | 5 | 0 | 0 | 0 | 0 | 0 | 0 | 0 | 0 | 0 | 0 | 0 | 1 |  | 3 | 5 | 3 | 4
| 1518 | 64 | 3 | 5 | 6 | 0 | 0 | 0 | 0 | 0 | 0 | 0 | 0 | 0 | 0 | 0 | 1 |  | 3 | 5 | 3 | 4
| 1519 | 64 | 3 | 5 | 7 | 0 | 0 | 0 | 0 | 0 | 0 | 0 | 0 | 0 | 0 | 0 | 1 |  | 3 | 5 | 3 | 4
| 1520 | 64 | 3 | 5 | 8 | 0 | 0 | 0 | 0 | 0 | 0 | 0 | 0 | 0 | 0 | 0 | 1 |  | 3 | 5 | 3 | 4
| 1521 | 64 | 3 | 5 | 9 | 0 | 0 | 0 | 0 | 0 | 0 | 0 | 0 | 0 | 0 | 0 | 1 |  | 3 | 5 | 3 | 4
| 1522 | 64 | 3 | 5 | 10 | 0 | 0 | 0 | 0 | 0 | 0 | 0 | 0 | 0 | 0 | 0 | 1 |  | 3 | 5 | 3 | 4
| 1523 | 64 | 3 | 5 | 11 | 0 | 0 | 0 | 0 | 0 | 0 | 0 | 0 | 0 | 0 | 0 | 1 |  | 3 | 5 | 3 | 4
| 1524 | 64 | 3 | 5 | 12 | 0 | 0 | 0 | 0 | 0 | 0 | 0 | 0 | 0 | 0 | 0 | 1 |  | 3 | 5 | 3 | 4
| 1525 | 64 | 3 | 5 | 13 | 0 | 0 | 0 | 0 | 0 | 0 | 0 | 0 | 0 | 0 | 0 | 1 |  | 3 | 5 | 3 | 4
| 1526 | 64 | 3 | 5 | 14 | 0 | 0 | 0 | 0 | 0 | 0 | 0 | 0 | 0 | 0 | 0 | 1 |  | 3 | 5 | 3 | 4
| 1527 | 64 | 3 | 5 | 15 | 0 | 0 | 0 | 0 | 0 | 0 | 0 | 0 | 0 | 0 | 0 | 1 |  | 3 | 5 | 3 | 4
| 1528 | 64 | 3 | 5 | 16 | 0 | 0 | 0 | 0 | 0 | 0 | 0 | 0 | 0 | 0 | 0 | 1 |  | 3 | 5 | 3 | 4
| 1529 | 64 | 3 | 5 | 17 | 0 | 0 | 0 | 0 | 0 | 0 | 0 | 0 | 0 | 0 | 0 | 1 |  | 3 | 5 | 3 | 4
| 1530 | 64 | 3 | 5 | 18 | 0 | 0 | 0 | 0 | 0 | 0 | 0 | 0 | 0 | 0 | 0 | 1 |  | 3 | 5 | 3 | 4
| 1531 | 64 | 3 | 5 | 19 | 0 | 0 | 0 | 0 | 0 | 0 | 0 | 0 | 0 | 0 | 0 | 1 |  | 3 | 5 | 3 | 4
| 1532 | 64 | 3 | 5 | 20 | 0 | 0 | 0 | 0 | 0 | 0 | 0 | 0 | 0 | 0 | 0 | 1 |  | 3 | 5 | 3 | 4
| 1533 | 64 | 3 | 5 | 21 | 0 | 0 | 0 | 0 | 0 | 0 | 0 | 0 | 0 | 0 | 0 | 1 |  | 3 | 5 | 3 | 4
| 1534 | 64 | 3 | 5 | 22 | 0 | 0 | 0 | 0 | 0 | 0 | 0 | 0 | 0 | 0 | 0 | 1 |  | 3 | 5 | 3 | 4
| 1535 | 64 | 3 | 5 | 23 | 0 | 0 | 0 | 0 | 0 | 0 | 0 | 0 | 0 | 0 | 0 | 1 |  | 3 | 5 | 3 | 4
| 1536 | 64 | 3 | 5 | 24 | 0 | 0 | 0 | 0 | 0 | 0 | 0 | 0 | 0 | 0 | 0 | 1 |  | 3 | 5 | 3 | 4
| 1537 | 65 | 3 | 6 | 1 | 0 | 0 | 0 | 0 | 0 | 0 | 0 | 0 | 0 | 0 | 0 | 1 |  | 3 | 6 | 3 | 5
| 1538 | 65 | 3 | 6 | 2 | 0 | 0 | 0 | 0 | 0 | 0 | 0 | 0 | 0 | 0 | 0 | 1 |  | 3 | 6 | 3 | 5
| 1539 | 65 | 3 | 6 | 3 | 0 | 0 | 0 | 0 | 0 | 0 | 0 | 0 | 0 | 0 | 0 | 1 |  | 3 | 6 | 3 | 5
| 1540 | 65 | 3 | 6 | 4 | 0 | 0 | 0 | 0 | 0 | 0 | 0 | 0 | 0 | 0 | 0 | 1 |  | 3 | 6 | 3 | 5
| 1541 | 65 | 3 | 6 | 5 | 0 | 0 | 0 | 0 | 0 | 0 | 0 | 0 | 0 | 0 | 0 | 1 |  | 3 | 6 | 3 | 5
| 1542 | 65 | 3 | 6 | 6 | 0 | 0 | 0 | 0 | 0 | 0 | 0 | 0 | 0 | 0 | 0 | 1 |  | 3 | 6 | 3 | 5
| 1543 | 65 | 3 | 6 | 7 | 0 | 0 | 0 | 0 | 0 | 0 | 0 | 0 | 0 | 0 | 0 | 1 |  | 3 | 6 | 3 | 5
| 1544 | 65 | 3 | 6 | 8 | 0 | 0 | 0 | 0 | 0 | 0 | 0 | 0 | 0 | 0 | 0 | 1 |  | 3 | 6 | 3 | 5
| 1545 | 65 | 3 | 6 | 9 | 0 | 0 | 0 | 0 | 0 | 0 | 0 | 0 | 0 | 0 | 0 | 1 |  | 3 | 6 | 3 | 5
| 1546 | 65 | 3 | 6 | 10 | 0 | 0 | 0 | 0 | 0 | 0 | 0 | 0 | 0 | 0 | 0 | 1 |  | 3 | 6 | 3 | 5
| 1547 | 65 | 3 | 6 | 11 | 0 | 0 | 0 | 0 | 0 | 0 | 0 | 0 | 0 | 0 | 0 | 1 |  | 3 | 6 | 3 | 5
| 1548 | 65 | 3 | 6 | 12 | 0 | 0 | 0 | 0 | 0 | 0 | 0 | 0 | 0 | 0 | 0 | 1 |  | 3 | 6 | 3 | 5
| 1549 | 65 | 3 | 6 | 13 | 0 | 0 | 0 | 0 | 0 | 0 | 0 | 0 | 0 | 0 | 0 | 1 |  | 3 | 6 | 3 | 5
| 1550 | 65 | 3 | 6 | 14 | 0 | 0 | 0 | 0 | 0 | 0 | 0 | 0 | 0 | 0 | 0 | 1 |  | 3 | 6 | 3 | 5
| 1551 | 65 | 3 | 6 | 15 | 0 | 0 | 0 | 0 | 0 | 0 | 0 | 0 | 0 | 0 | 0 | 1 |  | 3 | 6 | 3 | 5
| 1552 | 65 | 3 | 6 | 16 | 0 | 0 | 0 | 0 | 0 | 0 | 0 | 0 | 0 | 0 | 0 | 1 |  | 3 | 6 | 3 | 5
| 1553 | 65 | 3 | 6 | 17 | 0 | 0 | 0 | 0 | 0 | 0 | 0 | 0 | 0 | 0 | 0 | 1 |  | 3 | 6 | 3 | 5
| 1554 | 65 | 3 | 6 | 18 | 0 | 0 | 0 | 0 | 0 | 0 | 0 | 0 | 0 | 0 | 0 | 1 |  | 3 | 6 | 3 | 5
| 1555 | 65 | 3 | 6 | 19 | 0 | 0 | 0 | 0 | 0 | 0 | 0 | 0 | 0 | 0 | 0 | 1 |  | 3 | 6 | 3 | 5
| 1556 | 65 | 3 | 6 | 20 | 0 | 0 | 0 | 0 | 0 | 0 | 0 | 0 | 0 | 0 | 0 | 1 |  | 3 | 6 | 3 | 5
| 1557 | 65 | 3 | 6 | 21 | 0 | 0 | 0 | 0 | 0 | 0 | 0 | 0 | 0 | 0 | 0 | 1 |  | 3 | 6 | 3 | 5
| 1558 | 65 | 3 | 6 | 22 | 0 | 0 | 0 | 0 | 0 | 0 | 0 | 0 | 0 | 0 | 0 | 1 |  | 3 | 6 | 3 | 5
| 1559 | 65 | 3 | 6 | 23 | 0 | 0 | 0 | 0 | 0 | 0 | 0 | 0 | 0 | 0 | 0 | 1 |  | 3 | 6 | 3 | 5
| 1560 | 65 | 3 | 6 | 24 | 0 | 0 | 0 | 0 | 0 | 0 | 0 | 0 | 0 | 0 | 0 | 1 |  | 3 | 6 | 3 | 5
| 1561 | 66 | 3 | 7 | 1 | 0 | 0 | 1 | 0 | 0 | 0 | 0 | 0 | 0 | 0 | 0 | 1 |  | 3 | 7 | 3 | 6
| 1562 | 66 | 3 | 7 | 2 | 0 | 0 | 1 | 0 | 0 | 0 | 0 | 0 | 0 | 0 | 0 | 1 |  | 3 | 7 | 3 | 6
| 1563 | 66 | 3 | 7 | 3 | 0 | 0 | 1 | 0 | 0 | 0 | 0 | 0 | 0 | 0 | 0 | 1 |  | 3 | 7 | 3 | 6
| 1564 | 66 | 3 | 7 | 4 | 0 | 0 | 1 | 0 | 0 | 0 | 0 | 0 | 0 | 0 | 0 | 1 |  | 3 | 7 | 3 | 6
| 1565 | 66 | 3 | 7 | 5 | 0 | 0 | 1 | 0 | 0 | 0 | 0 | 0 | 0 | 0 | 0 | 1 |  | 3 | 7 | 3 | 6
| 1566 | 66 | 3 | 7 | 6 | 0 | 0 | 1 | 0 | 0 | 0 | 0 | 0 | 0 | 0 | 0 | 1 |  | 3 | 7 | 3 | 6
| 1567 | 66 | 3 | 7 | 7 | 0 | 0 | 1 | 0 | 0 | 0 | 0 | 0 | 0 | 0 | 0 | 1 |  | 3 | 7 | 3 | 6
| 1568 | 66 | 3 | 7 | 8 | 0 | 0 | 1 | 0 | 0 | 0 | 0 | 0 | 0 | 0 | 0 | 1 |  | 3 | 7 | 3 | 6
| 1569 | 66 | 3 | 7 | 9 | 0 | 0 | 1 | 0 | 0 | 0 | 0 | 0 | 0 | 0 | 0 | 1 |  | 3 | 7 | 3 | 6
| 1570 | 66 | 3 | 7 | 10 | 0 | 0 | 1 | 0 | 0 | 0 | 0 | 0 | 0 | 0 | 0 | 1 |  | 3 | 7 | 3 | 6
| 1571 | 66 | 3 | 7 | 11 | 0 | 0 | 1 | 0 | 0 | 0 | 0 | 0 | 0 | 0 | 0 | 1 |  | 3 | 7 | 3 | 6
| 1572 | 66 | 3 | 7 | 12 | 0 | 0 | 1 | 0 | 0 | 0 | 0 | 0 | 0 | 0 | 0 | 1 |  | 3 | 7 | 3 | 6
| 1573 | 66 | 3 | 7 | 13 | 0 | 0 | 1 | 0 | 0 | 0 | 0 | 0 | 0 | 0 | 0 | 1 |  | 3 | 7 | 3 | 6
| 1574 | 66 | 3 | 7 | 14 | 0 | 0 | 1 | 0 | 0 | 0 | 0 | 0 | 0 | 0 | 0 | 1 |  | 3 | 7 | 3 | 6
| 1575 | 66 | 3 | 7 | 15 | 0 | 0 | 1 | 0 | 0 | 0 | 0 | 0 | 0 | 0 | 0 | 1 |  | 3 | 7 | 3 | 6
| 1576 | 66 | 3 | 7 | 16 | 0 | 0 | 1 | 0 | 0 | 0 | 0 | 0 | 0 | 0 | 0 | 1 |  | 3 | 7 | 3 | 6
| 1577 | 66 | 3 | 7 | 17 | 0 | 0 | 1 | 0 | 0 | 0 | 0 | 0 | 0 | 0 | 0 | 1 |  | 3 | 7 | 3 | 6
| 1578 | 66 | 3 | 7 | 18 | 0 | 0 | 1 | 0 | 0 | 0 | 0 | 0 | 0 | 0 | 0 | 1 |  | 3 | 7 | 3 | 6
| 1579 | 66 | 3 | 7 | 19 | 0 | 0 | 1 | 0 | 0 | 0 | 0 | 0 | 0 | 0 | 0 | 1 |  | 3 | 7 | 3 | 6
| 1580 | 66 | 3 | 7 | 20 | 0 | 0 | 1 | 0 | 0 | 0 | 0 | 0 | 0 | 0 | 0 | 1 |  | 3 | 7 | 3 | 6
| 1581 | 66 | 3 | 7 | 21 | 0 | 0 | 1 | 0 | 0 | 0 | 0 | 0 | 0 | 0 | 0 | 1 |  | 3 | 7 | 3 | 6
| 1582 | 66 | 3 | 7 | 22 | 0 | 0 | 1 | 0 | 0 | 0 | 0 | 0 | 0 | 0 | 0 | 1 |  | 3 | 7 | 3 | 6
| 1583 | 66 | 3 | 7 | 23 | 0 | 0 | 1 | 0 | 0 | 0 | 0 | 0 | 0 | 0 | 0 | 1 |  | 3 | 7 | 3 | 6
| 1584 | 66 | 3 | 7 | 24 | 0 | 0 | 1 | 0 | 0 | 0 | 0 | 0 | 0 | 0 | 0 | 1 |  | 3 | 7 | 3 | 6
| 1585 | 67 | 3 | 8 | 1 | 0 | 0 | 1 | 0 | 0 | 0 | 0 | 0 | 0 | 0 | 0 | 1 |  | 3 | 8 | 3 | 7
| 1586 | 67 | 3 | 8 | 2 | 0 | 0 | 1 | 0 | 0 | 0 | 0 | 0 | 0 | 0 | 0 | 1 |  | 3 | 8 | 3 | 7
| 1587 | 67 | 3 | 8 | 3 | 0 | 0 | 1 | 0 | 0 | 0 | 0 | 0 | 0 | 0 | 0 | 1 |  | 3 | 8 | 3 | 7
| 1588 | 67 | 3 | 8 | 4 | 0 | 0 | 1 | 0 | 0 | 0 | 0 | 0 | 0 | 0 | 0 | 1 |  | 3 | 8 | 3 | 7
| 1589 | 67 | 3 | 8 | 5 | 0 | 0 | 1 | 0 | 0 | 0 | 0 | 0 | 0 | 0 | 0 | 1 |  | 3 | 8 | 3 | 7
| 1590 | 67 | 3 | 8 | 6 | 0 | 0 | 1 | 0 | 0 | 0 | 0 | 0 | 0 | 0 | 0 | 1 |  | 3 | 8 | 3 | 7
| 1591 | 67 | 3 | 8 | 7 | 0 | 0 | 1 | 0 | 0 | 0 | 0 | 0 | 0 | 0 | 0 | 1 |  | 3 | 8 | 3 | 7
| 1592 | 67 | 3 | 8 | 8 | 0 | 0 | 1 | 0 | 0 | 0 | 0 | 0 | 0 | 0 | 0 | 1 |  | 3 | 8 | 3 | 7
| 1593 | 67 | 3 | 8 | 9 | 0 | 0 | 1 | 0 | 0 | 0 | 0 | 0 | 0 | 0 | 0 | 1 |  | 3 | 8 | 3 | 7
| 1594 | 67 | 3 | 8 | 10 | 0 | 0 | 1 | 0 | 0 | 0 | 0 | 0 | 0 | 0 | 0 | 1 |  | 3 | 8 | 3 | 7
| 1595 | 67 | 3 | 8 | 11 | 0 | 0 | 1 | 0 | 0 | 0 | 0 | 0 | 0 | 0 | 0 | 1 |  | 3 | 8 | 3 | 7
| 1596 | 67 | 3 | 8 | 12 | 0 | 0 | 1 | 0 | 0 | 0 | 0 | 0 | 0 | 0 | 0 | 1 |  | 3 | 8 | 3 | 7
| 1597 | 67 | 3 | 8 | 13 | 0 | 0 | 1 | 0 | 0 | 0 | 0 | 0 | 0 | 0 | 0 | 1 |  | 3 | 8 | 3 | 7
| 1598 | 67 | 3 | 8 | 14 | 0 | 0 | 1 | 0 | 0 | 0 | 0 | 0 | 0 | 0 | 0 | 1 |  | 3 | 8 | 3 | 7
| 1599 | 67 | 3 | 8 | 15 | 0 | 0 | 1 | 0 | 0 | 0 | 0 | 0 | 0 | 0 | 0 | 1 |  | 3 | 8 | 3 | 7
| 1600 | 67 | 3 | 8 | 16 | 0 | 0 | 1 | 0 | 0 | 0 | 0 | 0 | 0 | 0 | 0 | 1 |  | 3 | 8 | 3 | 7
| 1601 | 67 | 3 | 8 | 17 | 0 | 0 | 1 | 0 | 0 | 0 | 0 | 0 | 0 | 0 | 0 | 1 |  | 3 | 8 | 3 | 7
| 1602 | 67 | 3 | 8 | 18 | 0 | 0 | 1 | 0 | 0 | 0 | 0 | 0 | 0 | 0 | 0 | 1 |  | 3 | 8 | 3 | 7
| 1603 | 67 | 3 | 8 | 19 | 0 | 0 | 1 | 0 | 0 | 0 | 0 | 0 | 0 | 0 | 0 | 1 |  | 3 | 8 | 3 | 7
| 1604 | 67 | 3 | 8 | 20 | 0 | 0 | 1 | 0 | 0 | 0 | 0 | 0 | 0 | 0 | 0 | 1 |  | 3 | 8 | 3 | 7
| 1605 | 67 | 3 | 8 | 21 | 0 | 0 | 1 | 0 | 0 | 0 | 0 | 0 | 0 | 0 | 0 | 1 |  | 3 | 8 | 3 | 7
| 1606 | 67 | 3 | 8 | 22 | 0 | 0 | 1 | 0 | 0 | 0 | 0 | 0 | 0 | 0 | 0 | 1 |  | 3 | 8 | 3 | 7
| 1607 | 67 | 3 | 8 | 23 | 0 | 0 | 1 | 0 | 0 | 0 | 0 | 0 | 0 | 0 | 0 | 1 |  | 3 | 8 | 3 | 7
| 1608 | 67 | 3 | 8 | 24 | 0 | 0 | 1 | 0 | 0 | 0 | 0 | 0 | 0 | 0 | 0 | 1 |  | 3 | 8 | 3 | 7
| 1609 | 68 | 3 | 9 | 1 | 0 | 0 | 1 | 0 | 0 | 0 | 0 | 0 | 0 | 0 | 0 | 1 |  | 3 | 9 | 3 | 8
| 1610 | 68 | 3 | 9 | 2 | 0 | 0 | 1 | 0 | 0 | 0 | 0 | 0 | 0 | 0 | 0 | 1 |  | 3 | 9 | 3 | 8
| 1611 | 68 | 3 | 9 | 3 | 0 | 0 | 1 | 0 | 0 | 0 | 0 | 0 | 0 | 0 | 0 | 1 |  | 3 | 9 | 3 | 8
| 1612 | 68 | 3 | 9 | 4 | 0 | 0 | 1 | 0 | 0 | 0 | 0 | 0 | 0 | 0 | 0 | 1 |  | 3 | 9 | 3 | 8
| 1613 | 68 | 3 | 9 | 5 | 0 | 0 | 1 | 0 | 0 | 0 | 0 | 0 | 0 | 0 | 0 | 1 |  | 3 | 9 | 3 | 8
| 1614 | 68 | 3 | 9 | 6 | 0 | 0 | 1 | 0 | 0 | 0 | 0 | 0 | 0 | 0 | 0 | 1 |  | 3 | 9 | 3 | 8
| 1615 | 68 | 3 | 9 | 7 | 0 | 0 | 1 | 0 | 0 | 0 | 0 | 0 | 0 | 0 | 0 | 1 |  | 3 | 9 | 3 | 8
| 1616 | 68 | 3 | 9 | 8 | 0 | 0 | 1 | 0 | 0 | 0 | 0 | 0 | 0 | 0 | 0 | 1 |  | 3 | 9 | 3 | 8
| 1617 | 68 | 3 | 9 | 9 | 0 | 0 | 1 | 0 | 0 | 0 | 0 | 0 | 0 | 0 | 0 | 1 |  | 3 | 9 | 3 | 8
| 1618 | 68 | 3 | 9 | 10 | 0 | 0 | 1 | 0 | 0 | 0 | 0 | 0 | 0 | 0 | 0 | 1 |  | 3 | 9 | 3 | 8
| 1619 | 68 | 3 | 9 | 11 | 0 | 0 | 1 | 0 | 0 | 0 | 0 | 0 | 0 | 0 | 0 | 1 |  | 3 | 9 | 3 | 8
| 1620 | 68 | 3 | 9 | 12 | 0 | 0 | 1 | 0 | 0 | 0 | 0 | 0 | 0 | 0 | 0 | 1 |  | 3 | 9 | 3 | 8
| 1621 | 68 | 3 | 9 | 13 | 0 | 0 | 1 | 0 | 0 | 0 | 0 | 0 | 0 | 0 | 0 | 1 |  | 3 | 9 | 3 | 8
| 1622 | 68 | 3 | 9 | 14 | 0 | 0 | 1 | 0 | 0 | 0 | 0 | 0 | 0 | 0 | 0 | 1 |  | 3 | 9 | 3 | 8
| 1623 | 68 | 3 | 9 | 15 | 0 | 0 | 1 | 0 | 0 | 0 | 0 | 0 | 0 | 0 | 0 | 1 |  | 3 | 9 | 3 | 8
| 1624 | 68 | 3 | 9 | 16 | 0 | 0 | 1 | 0 | 0 | 0 | 0 | 0 | 0 | 0 | 0 | 1 |  | 3 | 9 | 3 | 8
| 1625 | 68 | 3 | 9 | 17 | 0 | 0 | 1 | 0 | 0 | 0 | 0 | 0 | 0 | 0 | 0 | 1 |  | 3 | 9 | 3 | 8
| 1626 | 68 | 3 | 9 | 18 | 0 | 0 | 1 | 0 | 0 | 0 | 0 | 0 | 0 | 0 | 0 | 1 |  | 3 | 9 | 3 | 8
| 1627 | 68 | 3 | 9 | 19 | 0 | 0 | 1 | 0 | 0 | 0 | 0 | 0 | 0 | 0 | 0 | 1 |  | 3 | 9 | 3 | 8
| 1628 | 68 | 3 | 9 | 20 | 0 | 0 | 1 | 0 | 0 | 0 | 0 | 0 | 0 | 0 | 0 | 1 |  | 3 | 9 | 3 | 8
| 1629 | 68 | 3 | 9 | 21 | 0 | 0 | 1 | 0 | 0 | 0 | 0 | 0 | 0 | 0 | 0 | 1 |  | 3 | 9 | 3 | 8
| 1630 | 68 | 3 | 9 | 22 | 0 | 0 | 1 | 0 | 0 | 0 | 0 | 0 | 0 | 0 | 0 | 1 |  | 3 | 9 | 3 | 8
| 1631 | 68 | 3 | 9 | 23 | 0 | 0 | 1 | 0 | 0 | 0 | 0 | 0 | 0 | 0 | 0 | 1 |  | 3 | 9 | 3 | 8
| 1632 | 68 | 3 | 9 | 24 | 0 | 0 | 1 | 0 | 0 | 0 | 0 | 0 | 0 | 0 | 0 | 1 |  | 3 | 9 | 3 | 8
| 1633 | 69 | 3 | 10 | 1 | 0 | 0 | 1 | 0 | 0 | 0 | 0 | 0 | 0 | 0 | 0 | 1 |  | 3 | 10 | 3 | 9
| 1634 | 69 | 3 | 10 | 2 | 0 | 0 | 1 | 0 | 0 | 0 | 0 | 0 | 0 | 0 | 0 | 1 |  | 3 | 10 | 3 | 9
| 1635 | 69 | 3 | 10 | 3 | 0 | 0 | 1 | 0 | 0 | 0 | 0 | 0 | 0 | 0 | 0 | 1 |  | 3 | 10 | 3 | 9
| 1636 | 69 | 3 | 10 | 4 | 0 | 0 | 1 | 0 | 0 | 0 | 0 | 0 | 0 | 0 | 0 | 1 |  | 3 | 10 | 3 | 9
| 1637 | 69 | 3 | 10 | 5 | 0 | 0 | 1 | 0 | 0 | 0 | 0 | 0 | 0 | 0 | 0 | 1 |  | 3 | 10 | 3 | 9
| 1638 | 69 | 3 | 10 | 6 | 0 | 0 | 1 | 0 | 0 | 0 | 0 | 0 | 0 | 0 | 0 | 1 |  | 3 | 10 | 3 | 9
| 1639 | 69 | 3 | 10 | 7 | 0 | 0 | 1 | 0 | 0 | 0 | 0 | 0 | 0 | 0 | 0 | 1 |  | 3 | 10 | 3 | 9
| 1640 | 69 | 3 | 10 | 8 | 0 | 0 | 1 | 0 | 0 | 0 | 0 | 0 | 0 | 0 | 0 | 1 |  | 3 | 10 | 3 | 9
| 1641 | 69 | 3 | 10 | 9 | 0 | 0 | 1 | 0 | 0 | 0 | 0 | 0 | 0 | 0 | 0 | 1 |  | 3 | 10 | 3 | 9
| 1642 | 69 | 3 | 10 | 10 | 0 | 0 | 1 | 0 | 0 | 0 | 0 | 0 | 0 | 0 | 0 | 1 |  | 3 | 10 | 3 | 9
| 1643 | 69 | 3 | 10 | 11 | 0 | 0 | 1 | 0 | 0 | 0 | 0 | 0 | 0 | 0 | 0 | 1 |  | 3 | 10 | 3 | 9
| 1644 | 69 | 3 | 10 | 12 | 0 | 0 | 1 | 0 | 0 | 0 | 0 | 0 | 0 | 0 | 0 | 1 |  | 3 | 10 | 3 | 9
| 1645 | 69 | 3 | 10 | 13 | 0 | 0 | 1 | 0 | 0 | 0 | 0 | 0 | 0 | 0 | 0 | 1 |  | 3 | 10 | 3 | 9
| 1646 | 69 | 3 | 10 | 14 | 0 | 0 | 1 | 0 | 0 | 0 | 0 | 0 | 0 | 0 | 0 | 1 |  | 3 | 10 | 3 | 9
| 1647 | 69 | 3 | 10 | 15 | 0 | 0 | 1 | 0 | 0 | 0 | 0 | 0 | 0 | 0 | 0 | 1 |  | 3 | 10 | 3 | 9
| 1648 | 69 | 3 | 10 | 16 | 0 | 0 | 1 | 0 | 0 | 0 | 0 | 0 | 0 | 0 | 0 | 1 |  | 3 | 10 | 3 | 9
| 1649 | 69 | 3 | 10 | 17 | 0 | 0 | 1 | 0 | 0 | 0 | 0 | 0 | 0 | 0 | 0 | 1 |  | 3 | 10 | 3 | 9
| 1650 | 69 | 3 | 10 | 18 | 0 | 0 | 1 | 0 | 0 | 0 | 0 | 0 | 0 | 0 | 0 | 1 |  | 3 | 10 | 3 | 9
| 1651 | 69 | 3 | 10 | 19 | 0 | 0 | 1 | 0 | 0 | 0 | 0 | 0 | 0 | 0 | 0 | 1 |  | 3 | 10 | 3 | 9
| 1652 | 69 | 3 | 10 | 20 | 0 | 0 | 1 | 0 | 0 | 0 | 0 | 0 | 0 | 0 | 0 | 1 |  | 3 | 10 | 3 | 9
| 1653 | 69 | 3 | 10 | 21 | 0 | 0 | 1 | 0 | 0 | 0 | 0 | 0 | 0 | 0 | 0 | 1 |  | 3 | 10 | 3 | 9
| 1654 | 69 | 3 | 10 | 22 | 0 | 0 | 1 | 0 | 0 | 0 | 0 | 0 | 0 | 0 | 0 | 1 |  | 3 | 10 | 3 | 9
| 1655 | 69 | 3 | 10 | 23 | 0 | 0 | 1 | 0 | 0 | 0 | 0 | 0 | 0 | 0 | 0 | 1 |  | 3 | 10 | 3 | 9
| 1656 | 69 | 3 | 10 | 24 | 0 | 0 | 1 | 0 | 0 | 0 | 0 | 0 | 0 | 0 | 0 | 1 |  | 3 | 10 | 3 | 9
| 1657 | 70 | 3 | 11 | 1 | 0 | 0 | 1 | 0 | 0 | 0 | 0 | 0 | 0 | 0 | 0 | 1 |  | 3 | 11 | 3 | 10
| 1658 | 70 | 3 | 11 | 2 | 0 | 0 | 1 | 0 | 0 | 0 | 0 | 0 | 0 | 0 | 0 | 1 |  | 3 | 11 | 3 | 10
| 1659 | 70 | 3 | 11 | 3 | 0 | 0 | 1 | 0 | 0 | 0 | 0 | 0 | 0 | 0 | 0 | 1 |  | 3 | 11 | 3 | 10
| 1660 | 70 | 3 | 11 | 4 | 0 | 0 | 1 | 0 | 0 | 0 | 0 | 0 | 0 | 0 | 0 | 1 |  | 3 | 11 | 3 | 10
| 1661 | 70 | 3 | 11 | 5 | 0 | 0 | 1 | 0 | 0 | 0 | 0 | 0 | 0 | 0 | 0 | 1 |  | 3 | 11 | 3 | 10
| 1662 | 70 | 3 | 11 | 6 | 0 | 0 | 1 | 0 | 0 | 0 | 0 | 0 | 0 | 0 | 0 | 1 |  | 3 | 11 | 3 | 10
| 1663 | 70 | 3 | 11 | 7 | 0 | 0 | 1 | 0 | 0 | 0 | 0 | 0 | 0 | 0 | 0 | 1 |  | 3 | 11 | 3 | 10
| 1664 | 70 | 3 | 11 | 8 | 0 | 0 | 1 | 0 | 0 | 0 | 0 | 0 | 0 | 0 | 0 | 1 |  | 3 | 11 | 3 | 10
| 1665 | 70 | 3 | 11 | 9 | 0 | 0 | 1 | 0 | 0 | 0 | 0 | 0 | 0 | 0 | 0 | 1 |  | 3 | 11 | 3 | 10
| 1666 | 70 | 3 | 11 | 10 | 0 | 0 | 1 | 0 | 0 | 0 | 0 | 0 | 0 | 0 | 0 | 1 |  | 3 | 11 | 3 | 10
| 1667 | 70 | 3 | 11 | 11 | 0 | 0 | 1 | 0 | 0 | 0 | 0 | 0 | 0 | 0 | 0 | 1 |  | 3 | 11 | 3 | 10
| 1668 | 70 | 3 | 11 | 12 | 0 | 0 | 1 | 0 | 0 | 0 | 0 | 0 | 0 | 0 | 0 | 1 |  | 3 | 11 | 3 | 10
| 1669 | 70 | 3 | 11 | 13 | 0 | 0 | 1 | 0 | 0 | 0 | 0 | 0 | 0 | 0 | 0 | 1 |  | 3 | 11 | 3 | 10
| 1670 | 70 | 3 | 11 | 14 | 0 | 0 | 1 | 0 | 0 | 0 | 0 | 0 | 0 | 0 | 0 | 1 |  | 3 | 11 | 3 | 10
| 1671 | 70 | 3 | 11 | 15 | 0 | 0 | 1 | 0 | 0 | 0 | 0 | 0 | 0 | 0 | 0 | 1 |  | 3 | 11 | 3 | 10
| 1672 | 70 | 3 | 11 | 16 | 0 | 0 | 1 | 0 | 0 | 0 | 0 | 0 | 0 | 0 | 0 | 1 |  | 3 | 11 | 3 | 10
| 1673 | 70 | 3 | 11 | 17 | 0 | 0 | 1 | 0 | 0 | 0 | 0 | 0 | 0 | 0 | 0 | 1 |  | 3 | 11 | 3 | 10
| 1674 | 70 | 3 | 11 | 18 | 0 | 0 | 1 | 0 | 0 | 0 | 0 | 0 | 0 | 0 | 0 | 1 |  | 3 | 11 | 3 | 10
| 1675 | 70 | 3 | 11 | 19 | 0 | 0 | 1 | 0 | 0 | 0 | 0 | 0 | 0 | 0 | 0 | 1 |  | 3 | 11 | 3 | 10
| 1676 | 70 | 3 | 11 | 20 | 0 | 0 | 1 | 0 | 0 | 0 | 0 | 0 | 0 | 0 | 0 | 1 |  | 3 | 11 | 3 | 10
| 1677 | 70 | 3 | 11 | 21 | 0 | 0 | 1 | 0 | 0 | 0 | 0 | 0 | 0 | 0 | 0 | 1 |  | 3 | 11 | 3 | 10
| 1678 | 70 | 3 | 11 | 22 | 0 | 0 | 1 | 0 | 0 | 0 | 0 | 0 | 0 | 0 | 0 | 1 |  | 3 | 11 | 3 | 10
| 1679 | 70 | 3 | 11 | 23 | 0 | 0 | 1 | 0 | 0 | 0 | 0 | 0 | 0 | 0 | 0 | 1 |  | 3 | 11 | 3 | 10
| 1680 | 70 | 3 | 11 | 24 | 0 | 0 | 1 | 0 | 0 | 0 | 0 | 0 | 0 | 0 | 0 | 1 |  | 3 | 11 | 3 | 10
| 1681 | 71 | 3 | 12 | 1 | 0 | 0 | 0 | 0 | 0 | 0 | 0 | 0 | 0 | 0 | 0 | 1 |  | 3 | 12 | 3 | 11
| 1682 | 71 | 3 | 12 | 2 | 0 | 0 | 0 | 0 | 0 | 0 | 0 | 0 | 0 | 0 | 0 | 1 |  | 3 | 12 | 3 | 11
| 1683 | 71 | 3 | 12 | 3 | 0 | 0 | 0 | 0 | 0 | 0 | 0 | 0 | 0 | 0 | 0 | 1 |  | 3 | 12 | 3 | 11
| 1684 | 71 | 3 | 12 | 4 | 0 | 0 | 0 | 0 | 0 | 0 | 0 | 0 | 0 | 0 | 0 | 1 |  | 3 | 12 | 3 | 11
| 1685 | 71 | 3 | 12 | 5 | 0 | 0 | 0 | 0 | 0 | 0 | 0 | 0 | 0 | 0 | 0 | 1 |  | 3 | 12 | 3 | 11
| 1686 | 71 | 3 | 12 | 6 | 0 | 0 | 0 | 0 | 0 | 0 | 0 | 0 | 0 | 0 | 0 | 1 |  | 3 | 12 | 3 | 11
| 1687 | 71 | 3 | 12 | 7 | 0 | 0 | 0 | 0 | 0 | 0 | 0 | 0 | 0 | 0 | 0 | 1 |  | 3 | 12 | 3 | 11
| 1688 | 71 | 3 | 12 | 8 | 0 | 0 | 0 | 0 | 0 | 0 | 0 | 0 | 0 | 0 | 0 | 1 |  | 3 | 12 | 3 | 11
| 1689 | 71 | 3 | 12 | 9 | 0 | 0 | 0 | 0 | 0 | 0 | 0 | 0 | 0 | 0 | 0 | 1 |  | 3 | 12 | 3 | 11
| 1690 | 71 | 3 | 12 | 10 | 0 | 0 | 0 | 0 | 0 | 0 | 0 | 0 | 0 | 0 | 0 | 1 |  | 3 | 12 | 3 | 11
| 1691 | 71 | 3 | 12 | 11 | 0 | 0 | 0 | 0 | 0 | 0 | 0 | 0 | 0 | 0 | 0 | 1 |  | 3 | 12 | 3 | 11
| 1692 | 71 | 3 | 12 | 12 | 0 | 0 | 0 | 0 | 0 | 0 | 0 | 0 | 0 | 0 | 0 | 1 |  | 3 | 12 | 3 | 11
| 1693 | 71 | 3 | 12 | 13 | 0 | 0 | 0 | 0 | 0 | 0 | 0 | 0 | 0 | 0 | 0 | 1 |  | 3 | 12 | 3 | 11
| 1694 | 71 | 3 | 12 | 14 | 0 | 0 | 0 | 0 | 0 | 0 | 0 | 0 | 0 | 0 | 0 | 1 |  | 3 | 12 | 3 | 11
| 1695 | 71 | 3 | 12 | 15 | 0 | 0 | 0 | 0 | 0 | 0 | 0 | 0 | 0 | 0 | 0 | 1 |  | 3 | 12 | 3 | 11
| 1696 | 71 | 3 | 12 | 16 | 0 | 0 | 0 | 0 | 0 | 0 | 0 | 0 | 0 | 0 | 0 | 1 |  | 3 | 12 | 3 | 11
| 1697 | 71 | 3 | 12 | 17 | 0 | 0 | 0 | 0 | 0 | 0 | 0 | 0 | 0 | 0 | 0 | 1 |  | 3 | 12 | 3 | 11
| 1698 | 71 | 3 | 12 | 18 | 0 | 0 | 0 | 0 | 0 | 0 | 0 | 0 | 0 | 0 | 0 | 1 |  | 3 | 12 | 3 | 11
| 1699 | 71 | 3 | 12 | 19 | 0 | 0 | 0 | 0 | 0 | 0 | 0 | 0 | 0 | 0 | 0 | 1 |  | 3 | 12 | 3 | 11
| 1700 | 71 | 3 | 12 | 20 | 0 | 0 | 0 | 0 | 0 | 0 | 0 | 0 | 0 | 0 | 0 | 1 |  | 3 | 12 | 3 | 11
| 1701 | 71 | 3 | 12 | 21 | 0 | 0 | 0 | 0 | 0 | 0 | 0 | 0 | 0 | 0 | 0 | 1 |  | 3 | 12 | 3 | 11
| 1702 | 71 | 3 | 12 | 22 | 0 | 0 | 0 | 0 | 0 | 0 | 0 | 0 | 0 | 0 | 0 | 1 |  | 3 | 12 | 3 | 11
| 1703 | 71 | 3 | 12 | 23 | 0 | 0 | 0 | 0 | 0 | 0 | 0 | 0 | 0 | 0 | 0 | 1 |  | 3 | 12 | 3 | 11
| 1704 | 71 | 3 | 12 | 24 | 0 | 0 | 0 | 0 | 0 | 0 | 0 | 0 | 0 | 0 | 0 | 1 |  | 3 | 12 | 3 | 11
| 1705 | 72 | 3 | 13 | 1 | 0 | 0 | 0 | 0 | 0 | 0 | 0 | 0 | 0 | 0 | 0 | 1 |  | 3 | 13 | 3 | 12
| 1706 | 72 | 3 | 13 | 2 | 0 | 0 | 0 | 0 | 0 | 0 | 0 | 0 | 0 | 0 | 0 | 1 |  | 3 | 13 | 3 | 12
| 1707 | 72 | 3 | 13 | 3 | 0 | 0 | 0 | 0 | 0 | 0 | 0 | 0 | 0 | 0 | 0 | 1 |  | 3 | 13 | 3 | 12
| 1708 | 72 | 3 | 13 | 4 | 0 | 0 | 0 | 0 | 0 | 0 | 0 | 0 | 0 | 0 | 0 | 1 |  | 3 | 13 | 3 | 12
| 1709 | 72 | 3 | 13 | 5 | 0 | 0 | 0 | 0 | 0 | 0 | 0 | 0 | 0 | 0 | 0 | 1 |  | 3 | 13 | 3 | 12
| 1710 | 72 | 3 | 13 | 6 | 0 | 0 | 0 | 0 | 0 | 0 | 0 | 0 | 0 | 0 | 0 | 1 |  | 3 | 13 | 3 | 12
| 1711 | 72 | 3 | 13 | 7 | 0 | 0 | 0 | 0 | 0 | 0 | 0 | 0 | 0 | 0 | 0 | 1 |  | 3 | 13 | 3 | 12
| 1712 | 72 | 3 | 13 | 8 | 0 | 0 | 0 | 0 | 0 | 0 | 0 | 0 | 0 | 0 | 0 | 1 |  | 3 | 13 | 3 | 12
| 1713 | 72 | 3 | 13 | 9 | 0 | 0 | 0 | 0 | 0 | 0 | 0 | 0 | 0 | 0 | 0 | 1 |  | 3 | 13 | 3 | 12
| 1714 | 72 | 3 | 13 | 10 | 0 | 0 | 0 | 0 | 0 | 0 | 0 | 0 | 0 | 0 | 0 | 1 |  | 3 | 13 | 3 | 12
| 1715 | 72 | 3 | 13 | 11 | 0 | 0 | 0 | 0 | 0 | 0 | 0 | 0 | 0 | 0 | 0 | 1 |  | 3 | 13 | 3 | 12
| 1716 | 72 | 3 | 13 | 12 | 0 | 0 | 0 | 0 | 0 | 0 | 0 | 0 | 0 | 0 | 0 | 1 |  | 3 | 13 | 3 | 12
| 1717 | 72 | 3 | 13 | 13 | 0 | 0 | 0 | 0 | 0 | 0 | 0 | 0 | 0 | 0 | 0 | 1 |  | 3 | 13 | 3 | 12
| 1718 | 72 | 3 | 13 | 14 | 0 | 0 | 0 | 0 | 0 | 0 | 0 | 0 | 0 | 0 | 0 | 1 |  | 3 | 13 | 3 | 12
| 1719 | 72 | 3 | 13 | 15 | 0 | 0 | 0 | 0 | 0 | 0 | 0 | 0 | 0 | 0 | 0 | 1 |  | 3 | 13 | 3 | 12
| 1720 | 72 | 3 | 13 | 16 | 0 | 0 | 0 | 0 | 0 | 0 | 0 | 0 | 0 | 0 | 0 | 1 |  | 3 | 13 | 3 | 12
| 1721 | 72 | 3 | 13 | 17 | 0 | 0 | 0 | 0 | 0 | 0 | 0 | 0 | 0 | 0 | 0 | 1 |  | 3 | 13 | 3 | 12
| 1722 | 72 | 3 | 13 | 18 | 0 | 0 | 0 | 0 | 0 | 0 | 0 | 0 | 0 | 0 | 0 | 1 |  | 3 | 13 | 3 | 12
| 1723 | 72 | 3 | 13 | 19 | 0 | 0 | 0 | 0 | 0 | 0 | 0 | 0 | 0 | 0 | 0 | 1 |  | 3 | 13 | 3 | 12
| 1724 | 72 | 3 | 13 | 20 | 0 | 0 | 0 | 0 | 0 | 0 | 0 | 0 | 0 | 0 | 0 | 1 |  | 3 | 13 | 3 | 12
| 1725 | 72 | 3 | 13 | 21 | 0 | 0 | 0 | 0 | 0 | 0 | 0 | 0 | 0 | 0 | 0 | 1 |  | 3 | 13 | 3 | 12
| 1726 | 72 | 3 | 13 | 22 | 0 | 0 | 0 | 0 | 0 | 0 | 0 | 0 | 0 | 0 | 0 | 1 |  | 3 | 13 | 3 | 12
| 1727 | 72 | 3 | 13 | 23 | 0 | 0 | 0 | 0 | 0 | 0 | 0 | 0 | 0 | 0 | 0 | 1 |  | 3 | 13 | 3 | 12
| 1728 | 72 | 3 | 13 | 24 | 0 | 0 | 0 | 0 | 0 | 0 | 0 | 0 | 0 | 0 | 0 | 1 |  | 3 | 13 | 3 | 12
| 1729 | 73 | 3 | 14 | 1 | 0 | 0 | 1 | 0 | 0 | 0 | 0 | 0 | 0 | 0 | 0 | 1 |  | 3 | 14 | 3 | 13
| 1730 | 73 | 3 | 14 | 2 | 0 | 0 | 1 | 0 | 0 | 0 | 0 | 0 | 0 | 0 | 0 | 1 |  | 3 | 14 | 3 | 13
| 1731 | 73 | 3 | 14 | 3 | 0 | 0 | 1 | 0 | 0 | 0 | 0 | 0 | 0 | 0 | 0 | 1 |  | 3 | 14 | 3 | 13
| 1732 | 73 | 3 | 14 | 4 | 0 | 0 | 1 | 0 | 0 | 0 | 0 | 0 | 0 | 0 | 0 | 1 |  | 3 | 14 | 3 | 13
| 1733 | 73 | 3 | 14 | 5 | 0 | 0 | 1 | 0 | 0 | 0 | 0 | 0 | 0 | 0 | 0 | 1 |  | 3 | 14 | 3 | 13
| 1734 | 73 | 3 | 14 | 6 | 0 | 0 | 1 | 0 | 0 | 0 | 0 | 0 | 0 | 0 | 0 | 1 |  | 3 | 14 | 3 | 13
| 1735 | 73 | 3 | 14 | 7 | 0 | 0 | 1 | 0 | 0 | 0 | 0 | 0 | 0 | 0 | 0 | 1 |  | 3 | 14 | 3 | 13
| 1736 | 73 | 3 | 14 | 8 | 0 | 0 | 1 | 0 | 0 | 0 | 0 | 0 | 0 | 0 | 0 | 1 |  | 3 | 14 | 3 | 13
| 1737 | 73 | 3 | 14 | 9 | 0 | 0 | 1 | 0 | 0 | 0 | 0 | 0 | 0 | 0 | 0 | 1 |  | 3 | 14 | 3 | 13
| 1738 | 73 | 3 | 14 | 10 | 0 | 0 | 1 | 0 | 0 | 0 | 0 | 0 | 0 | 0 | 0 | 1 |  | 3 | 14 | 3 | 13
| 1739 | 73 | 3 | 14 | 11 | 0 | 0 | 1 | 0 | 0 | 0 | 0 | 0 | 0 | 0 | 0 | 1 |  | 3 | 14 | 3 | 13
| 1740 | 73 | 3 | 14 | 12 | 0 | 0 | 1 | 0 | 0 | 0 | 0 | 0 | 0 | 0 | 0 | 1 |  | 3 | 14 | 3 | 13
| 1741 | 73 | 3 | 14 | 13 | 0 | 0 | 1 | 0 | 0 | 0 | 0 | 0 | 0 | 0 | 0 | 1 |  | 3 | 14 | 3 | 13
| 1742 | 73 | 3 | 14 | 14 | 0 | 0 | 1 | 0 | 0 | 0 | 0 | 0 | 0 | 0 | 0 | 1 |  | 3 | 14 | 3 | 13
| 1743 | 73 | 3 | 14 | 15 | 0 | 0 | 1 | 0 | 0 | 0 | 0 | 0 | 0 | 0 | 0 | 1 |  | 3 | 14 | 3 | 13
| 1744 | 73 | 3 | 14 | 16 | 0 | 0 | 1 | 0 | 0 | 0 | 0 | 0 | 0 | 0 | 0 | 1 |  | 3 | 14 | 3 | 13
| 1745 | 73 | 3 | 14 | 17 | 0 | 0 | 1 | 0 | 0 | 0 | 0 | 0 | 0 | 0 | 0 | 1 |  | 3 | 14 | 3 | 13
| 1746 | 73 | 3 | 14 | 18 | 0 | 0 | 1 | 0 | 0 | 0 | 0 | 0 | 0 | 0 | 0 | 1 |  | 3 | 14 | 3 | 13
| 1747 | 73 | 3 | 14 | 19 | 0 | 0 | 1 | 0 | 0 | 0 | 0 | 0 | 0 | 0 | 0 | 1 |  | 3 | 14 | 3 | 13
| 1748 | 73 | 3 | 14 | 20 | 0 | 0 | 1 | 0 | 0 | 0 | 0 | 0 | 0 | 0 | 0 | 1 |  | 3 | 14 | 3 | 13
| 1749 | 73 | 3 | 14 | 21 | 0 | 0 | 1 | 0 | 0 | 0 | 0 | 0 | 0 | 0 | 0 | 1 |  | 3 | 14 | 3 | 13
| 1750 | 73 | 3 | 14 | 22 | 0 | 0 | 1 | 0 | 0 | 0 | 0 | 0 | 0 | 0 | 0 | 1 |  | 3 | 14 | 3 | 13
| 1751 | 73 | 3 | 14 | 23 | 0 | 0 | 1 | 0 | 0 | 0 | 0 | 0 | 0 | 0 | 0 | 1 |  | 3 | 14 | 3 | 13
| 1752 | 73 | 3 | 14 | 24 | 0 | 0 | 1 | 0 | 0 | 0 | 0 | 0 | 0 | 0 | 0 | 1 |  | 3 | 14 | 3 | 13
| 1753 | 74 | 3 | 15 | 1 | 0 | 0 | 1 | 0 | 0 | 0 | 0 | 0 | 0 | 0 | 0 | 1 |  | 3 | 15 | 3 | 14
| 1754 | 74 | 3 | 15 | 2 | 0 | 0 | 1 | 0 | 0 | 0 | 0 | 0 | 0 | 0 | 0 | 1 |  | 3 | 15 | 3 | 14
| 1755 | 74 | 3 | 15 | 3 | 0 | 0 | 1 | 0 | 0 | 0 | 0 | 0 | 0 | 0 | 0 | 1 |  | 3 | 15 | 3 | 14
| 1756 | 74 | 3 | 15 | 4 | 0 | 0 | 1 | 0 | 0 | 0 | 0 | 0 | 0 | 0 | 0 | 1 |  | 3 | 15 | 3 | 14
| 1757 | 74 | 3 | 15 | 5 | 0 | 0 | 1 | 0 | 0 | 0 | 0 | 0 | 0 | 0 | 0 | 1 |  | 3 | 15 | 3 | 14
| 1758 | 74 | 3 | 15 | 6 | 0 | 0 | 1 | 0 | 0 | 0 | 0 | 0 | 0 | 0 | 0 | 1 |  | 3 | 15 | 3 | 14
| 1759 | 74 | 3 | 15 | 7 | 0 | 0 | 1 | 0 | 0 | 0 | 0 | 0 | 0 | 0 | 0 | 1 |  | 3 | 15 | 3 | 14
| 1760 | 74 | 3 | 15 | 8 | 0 | 0 | 1 | 0 | 0 | 0 | 0 | 0 | 0 | 0 | 0 | 1 |  | 3 | 15 | 3 | 14
| 1761 | 74 | 3 | 15 | 9 | 0 | 0 | 1 | 0 | 0 | 0 | 0 | 0 | 0 | 0 | 0 | 1 |  | 3 | 15 | 3 | 14
| 1762 | 74 | 3 | 15 | 10 | 0 | 0 | 1 | 0 | 0 | 0 | 0 | 0 | 0 | 0 | 0 | 1 |  | 3 | 15 | 3 | 14
| 1763 | 74 | 3 | 15 | 11 | 0 | 0 | 1 | 0 | 0 | 0 | 0 | 0 | 0 | 0 | 0 | 1 |  | 3 | 15 | 3 | 14
| 1764 | 74 | 3 | 15 | 12 | 0 | 0 | 1 | 0 | 0 | 0 | 0 | 0 | 0 | 0 | 0 | 1 |  | 3 | 15 | 3 | 14
| 1765 | 74 | 3 | 15 | 13 | 0 | 0 | 1 | 0 | 0 | 0 | 0 | 0 | 0 | 0 | 0 | 1 |  | 3 | 15 | 3 | 14
| 1766 | 74 | 3 | 15 | 14 | 0 | 0 | 1 | 0 | 0 | 0 | 0 | 0 | 0 | 0 | 0 | 1 |  | 3 | 15 | 3 | 14
| 1767 | 74 | 3 | 15 | 15 | 0 | 0 | 1 | 0 | 0 | 0 | 0 | 0 | 0 | 0 | 0 | 1 |  | 3 | 15 | 3 | 14
| 1768 | 74 | 3 | 15 | 16 | 0 | 0 | 1 | 0 | 0 | 0 | 0 | 0 | 0 | 0 | 0 | 1 |  | 3 | 15 | 3 | 14
| 1769 | 74 | 3 | 15 | 17 | 0 | 0 | 1 | 0 | 0 | 0 | 0 | 0 | 0 | 0 | 0 | 1 |  | 3 | 15 | 3 | 14
| 1770 | 74 | 3 | 15 | 18 | 0 | 0 | 1 | 0 | 0 | 0 | 0 | 0 | 0 | 0 | 0 | 1 |  | 3 | 15 | 3 | 14
| 1771 | 74 | 3 | 15 | 19 | 0 | 0 | 1 | 0 | 0 | 0 | 0 | 0 | 0 | 0 | 0 | 1 |  | 3 | 15 | 3 | 14
| 1772 | 74 | 3 | 15 | 20 | 0 | 0 | 1 | 0 | 0 | 0 | 0 | 0 | 0 | 0 | 0 | 1 |  | 3 | 15 | 3 | 14
| 1773 | 74 | 3 | 15 | 21 | 0 | 0 | 1 | 0 | 0 | 0 | 0 | 0 | 0 | 0 | 0 | 1 |  | 3 | 15 | 3 | 14
| 1774 | 74 | 3 | 15 | 22 | 0 | 0 | 1 | 0 | 0 | 0 | 0 | 0 | 0 | 0 | 0 | 1 |  | 3 | 15 | 3 | 14
| 1775 | 74 | 3 | 15 | 23 | 0 | 0 | 1 | 0 | 0 | 0 | 0 | 0 | 0 | 0 | 0 | 1 |  | 3 | 15 | 3 | 14
| 1776 | 74 | 3 | 15 | 24 | 0 | 0 | 1 | 0 | 0 | 0 | 0 | 0 | 0 | 0 | 0 | 1 |  | 3 | 15 | 3 | 14
| 1777 | 75 | 3 | 16 | 1 | 0 | 0 | 1 | 0 | 0 | 0 | 0 | 0 | 0 | 0 | 0 | 1 |  | 3 | 16 | 3 | 15
| 1778 | 75 | 3 | 16 | 2 | 0 | 0 | 1 | 0 | 0 | 0 | 0 | 0 | 0 | 0 | 0 | 1 |  | 3 | 16 | 3 | 15
| 1779 | 75 | 3 | 16 | 3 | 0 | 0 | 1 | 0 | 0 | 0 | 0 | 0 | 0 | 0 | 0 | 1 |  | 3 | 16 | 3 | 15
| 1780 | 75 | 3 | 16 | 4 | 0 | 0 | 1 | 0 | 0 | 0 | 0 | 0 | 0 | 0 | 0 | 1 |  | 3 | 16 | 3 | 15
| 1781 | 75 | 3 | 16 | 5 | 0 | 0 | 1 | 0 | 0 | 0 | 0 | 0 | 0 | 0 | 0 | 1 |  | 3 | 16 | 3 | 15
| 1782 | 75 | 3 | 16 | 6 | 0 | 0 | 1 | 0 | 0 | 0 | 0 | 0 | 0 | 0 | 0 | 1 |  | 3 | 16 | 3 | 15
| 1783 | 75 | 3 | 16 | 7 | 0 | 0 | 1 | 0 | 0 | 0 | 0 | 0 | 0 | 0 | 0 | 1 |  | 3 | 16 | 3 | 15
| 1784 | 75 | 3 | 16 | 8 | 0 | 0 | 1 | 0 | 0 | 0 | 0 | 0 | 0 | 0 | 0 | 1 |  | 3 | 16 | 3 | 15
| 1785 | 75 | 3 | 16 | 9 | 0 | 0 | 1 | 0 | 0 | 0 | 0 | 0 | 0 | 0 | 0 | 1 |  | 3 | 16 | 3 | 15
| 1786 | 75 | 3 | 16 | 10 | 0 | 0 | 1 | 0 | 0 | 0 | 0 | 0 | 0 | 0 | 0 | 1 |  | 3 | 16 | 3 | 15
| 1787 | 75 | 3 | 16 | 11 | 0 | 0 | 1 | 0 | 0 | 0 | 0 | 0 | 0 | 0 | 0 | 1 |  | 3 | 16 | 3 | 15
| 1788 | 75 | 3 | 16 | 12 | 0 | 0 | 1 | 0 | 0 | 0 | 0 | 0 | 0 | 0 | 0 | 1 |  | 3 | 16 | 3 | 15
| 1789 | 75 | 3 | 16 | 13 | 0 | 0 | 1 | 0 | 0 | 0 | 0 | 0 | 0 | 0 | 0 | 1 |  | 3 | 16 | 3 | 15
| 1790 | 75 | 3 | 16 | 14 | 0 | 0 | 1 | 0 | 0 | 0 | 0 | 0 | 0 | 0 | 0 | 1 |  | 3 | 16 | 3 | 15
| 1791 | 75 | 3 | 16 | 15 | 0 | 0 | 1 | 0 | 0 | 0 | 0 | 0 | 0 | 0 | 0 | 1 |  | 3 | 16 | 3 | 15
| 1792 | 75 | 3 | 16 | 16 | 0 | 0 | 1 | 0 | 0 | 0 | 0 | 0 | 0 | 0 | 0 | 1 |  | 3 | 16 | 3 | 15
| 1793 | 75 | 3 | 16 | 17 | 0 | 0 | 1 | 0 | 0 | 0 | 0 | 0 | 0 | 0 | 0 | 1 |  | 3 | 16 | 3 | 15
| 1794 | 75 | 3 | 16 | 18 | 0 | 0 | 1 | 0 | 0 | 0 | 0 | 0 | 0 | 0 | 0 | 1 |  | 3 | 16 | 3 | 15
| 1795 | 75 | 3 | 16 | 19 | 0 | 0 | 1 | 0 | 0 | 0 | 0 | 0 | 0 | 0 | 0 | 1 |  | 3 | 16 | 3 | 15
| 1796 | 75 | 3 | 16 | 20 | 0 | 0 | 1 | 0 | 0 | 0 | 0 | 0 | 0 | 0 | 0 | 1 |  | 3 | 16 | 3 | 15
| 1797 | 75 | 3 | 16 | 21 | 0 | 0 | 1 | 0 | 0 | 0 | 0 | 0 | 0 | 0 | 0 | 1 |  | 3 | 16 | 3 | 15
| 1798 | 75 | 3 | 16 | 22 | 0 | 0 | 1 | 0 | 0 | 0 | 0 | 0 | 0 | 0 | 0 | 1 |  | 3 | 16 | 3 | 15
| 1799 | 75 | 3 | 16 | 23 | 0 | 0 | 1 | 0 | 0 | 0 | 0 | 0 | 0 | 0 | 0 | 1 |  | 3 | 16 | 3 | 15
| 1800 | 75 | 3 | 16 | 24 | 0 | 0 | 1 | 0 | 0 | 0 | 0 | 0 | 0 | 0 | 0 | 1 |  | 3 | 16 | 3 | 15
| 1801 | 76 | 3 | 17 | 1 | 0 | 0 | 1 | 0 | 0 | 0 | 0 | 0 | 0 | 0 | 0 | 1 |  | 3 | 17 | 3 | 16
| 1802 | 76 | 3 | 17 | 2 | 0 | 0 | 1 | 0 | 0 | 0 | 0 | 0 | 0 | 0 | 0 | 1 |  | 3 | 17 | 3 | 16
| 1803 | 76 | 3 | 17 | 3 | 0 | 0 | 1 | 0 | 0 | 0 | 0 | 0 | 0 | 0 | 0 | 1 |  | 3 | 17 | 3 | 16
| 1804 | 76 | 3 | 17 | 4 | 0 | 0 | 1 | 0 | 0 | 0 | 0 | 0 | 0 | 0 | 0 | 1 |  | 3 | 17 | 3 | 16
| 1805 | 76 | 3 | 17 | 5 | 0 | 0 | 1 | 0 | 0 | 0 | 0 | 0 | 0 | 0 | 0 | 1 |  | 3 | 17 | 3 | 16
| 1806 | 76 | 3 | 17 | 6 | 0 | 0 | 1 | 0 | 0 | 0 | 0 | 0 | 0 | 0 | 0 | 1 |  | 3 | 17 | 3 | 16
| 1807 | 76 | 3 | 17 | 7 | 0 | 0 | 1 | 0 | 0 | 0 | 0 | 0 | 0 | 0 | 0 | 1 |  | 3 | 17 | 3 | 16
| 1808 | 76 | 3 | 17 | 8 | 0 | 0 | 1 | 0 | 0 | 0 | 0 | 0 | 0 | 0 | 0 | 1 |  | 3 | 17 | 3 | 16
| 1809 | 76 | 3 | 17 | 9 | 0 | 0 | 1 | 0 | 0 | 0 | 0 | 0 | 0 | 0 | 0 | 1 |  | 3 | 17 | 3 | 16
| 1810 | 76 | 3 | 17 | 10 | 0 | 0 | 1 | 0 | 0 | 0 | 0 | 0 | 0 | 0 | 0 | 1 |  | 3 | 17 | 3 | 16
| 1811 | 76 | 3 | 17 | 11 | 0 | 0 | 1 | 0 | 0 | 0 | 0 | 0 | 0 | 0 | 0 | 1 |  | 3 | 17 | 3 | 16
| 1812 | 76 | 3 | 17 | 12 | 0 | 0 | 1 | 0 | 0 | 0 | 0 | 0 | 0 | 0 | 0 | 1 |  | 3 | 17 | 3 | 16
| 1813 | 76 | 3 | 17 | 13 | 0 | 0 | 1 | 0 | 0 | 0 | 0 | 0 | 0 | 0 | 0 | 1 |  | 3 | 17 | 3 | 16
| 1814 | 76 | 3 | 17 | 14 | 0 | 0 | 1 | 0 | 0 | 0 | 0 | 0 | 0 | 0 | 0 | 1 |  | 3 | 17 | 3 | 16
| 1815 | 76 | 3 | 17 | 15 | 0 | 0 | 1 | 0 | 0 | 0 | 0 | 0 | 0 | 0 | 0 | 1 |  | 3 | 17 | 3 | 16
| 1816 | 76 | 3 | 17 | 16 | 0 | 0 | 1 | 0 | 0 | 0 | 0 | 0 | 0 | 0 | 0 | 1 |  | 3 | 17 | 3 | 16
| 1817 | 76 | 3 | 17 | 17 | 0 | 0 | 1 | 0 | 0 | 0 | 0 | 0 | 0 | 0 | 0 | 1 |  | 3 | 17 | 3 | 16
| 1818 | 76 | 3 | 17 | 18 | 0 | 0 | 1 | 0 | 0 | 0 | 0 | 0 | 0 | 0 | 0 | 1 |  | 3 | 17 | 3 | 16
| 1819 | 76 | 3 | 17 | 19 | 0 | 0 | 1 | 0 | 0 | 0 | 0 | 0 | 0 | 0 | 0 | 1 |  | 3 | 17 | 3 | 16
| 1820 | 76 | 3 | 17 | 20 | 0 | 0 | 1 | 0 | 0 | 0 | 0 | 0 | 0 | 0 | 0 | 1 |  | 3 | 17 | 3 | 16
| 1821 | 76 | 3 | 17 | 21 | 0 | 0 | 1 | 0 | 0 | 0 | 0 | 0 | 0 | 0 | 0 | 1 |  | 3 | 17 | 3 | 16
| 1822 | 76 | 3 | 17 | 22 | 0 | 0 | 1 | 0 | 0 | 0 | 0 | 0 | 0 | 0 | 0 | 1 |  | 3 | 17 | 3 | 16
| 1823 | 76 | 3 | 17 | 23 | 0 | 0 | 1 | 0 | 0 | 0 | 0 | 0 | 0 | 0 | 0 | 1 |  | 3 | 17 | 3 | 16
| 1824 | 76 | 3 | 17 | 24 | 0 | 0 | 1 | 0 | 0 | 0 | 0 | 0 | 0 | 0 | 0 | 1 |  | 3 | 17 | 3 | 16
| 1825 | 77 | 3 | 18 | 1 | 0 | 0 | 1 | 0 | 0 | 0 | 0 | 0 | 0 | 0 | 0 | 1 |  | 3 | 18 | 3 | 17
| 1826 | 77 | 3 | 18 | 2 | 0 | 0 | 1 | 0 | 0 | 0 | 0 | 0 | 0 | 0 | 0 | 1 |  | 3 | 18 | 3 | 17
| 1827 | 77 | 3 | 18 | 3 | 0 | 0 | 1 | 0 | 0 | 0 | 0 | 0 | 0 | 0 | 0 | 1 |  | 3 | 18 | 3 | 17
| 1828 | 77 | 3 | 18 | 4 | 0 | 0 | 1 | 0 | 0 | 0 | 0 | 0 | 0 | 0 | 0 | 1 |  | 3 | 18 | 3 | 17
| 1829 | 77 | 3 | 18 | 5 | 0 | 0 | 1 | 0 | 0 | 0 | 0 | 0 | 0 | 0 | 0 | 1 |  | 3 | 18 | 3 | 17
| 1830 | 77 | 3 | 18 | 6 | 0 | 0 | 1 | 0 | 0 | 0 | 0 | 0 | 0 | 0 | 0 | 1 |  | 3 | 18 | 3 | 17
| 1831 | 77 | 3 | 18 | 7 | 0 | 0 | 1 | 0 | 0 | 0 | 0 | 0 | 0 | 0 | 0 | 1 |  | 3 | 18 | 3 | 17
| 1832 | 77 | 3 | 18 | 8 | 0 | 0 | 1 | 0 | 0 | 0 | 0 | 0 | 0 | 0 | 0 | 1 |  | 3 | 18 | 3 | 17
| 1833 | 77 | 3 | 18 | 9 | 0 | 0 | 1 | 0 | 0 | 0 | 0 | 0 | 0 | 0 | 0 | 1 |  | 3 | 18 | 3 | 17
| 1834 | 77 | 3 | 18 | 10 | 0 | 0 | 1 | 0 | 0 | 0 | 0 | 0 | 0 | 0 | 0 | 1 |  | 3 | 18 | 3 | 17
| 1835 | 77 | 3 | 18 | 11 | 0 | 0 | 1 | 0 | 0 | 0 | 0 | 0 | 0 | 0 | 0 | 1 |  | 3 | 18 | 3 | 17
| 1836 | 77 | 3 | 18 | 12 | 0 | 0 | 1 | 0 | 0 | 0 | 0 | 0 | 0 | 0 | 0 | 1 |  | 3 | 18 | 3 | 17
| 1837 | 77 | 3 | 18 | 13 | 0 | 0 | 1 | 0 | 0 | 0 | 0 | 0 | 0 | 0 | 0 | 1 |  | 3 | 18 | 3 | 17
| 1838 | 77 | 3 | 18 | 14 | 0 | 0 | 1 | 0 | 0 | 0 | 0 | 0 | 0 | 0 | 0 | 1 |  | 3 | 18 | 3 | 17
| 1839 | 77 | 3 | 18 | 15 | 0 | 0 | 1 | 0 | 0 | 0 | 0 | 0 | 0 | 0 | 0 | 1 |  | 3 | 18 | 3 | 17
| 1840 | 77 | 3 | 18 | 16 | 0 | 0 | 1 | 0 | 0 | 0 | 0 | 0 | 0 | 0 | 0 | 1 |  | 3 | 18 | 3 | 17
| 1841 | 77 | 3 | 18 | 17 | 0 | 0 | 1 | 0 | 0 | 0 | 0 | 0 | 0 | 0 | 0 | 1 |  | 3 | 18 | 3 | 17
| 1842 | 77 | 3 | 18 | 18 | 0 | 0 | 1 | 0 | 0 | 0 | 0 | 0 | 0 | 0 | 0 | 1 |  | 3 | 18 | 3 | 17
| 1843 | 77 | 3 | 18 | 19 | 0 | 0 | 1 | 0 | 0 | 0 | 0 | 0 | 0 | 0 | 0 | 1 |  | 3 | 18 | 3 | 17
| 1844 | 77 | 3 | 18 | 20 | 0 | 0 | 1 | 0 | 0 | 0 | 0 | 0 | 0 | 0 | 0 | 1 |  | 3 | 18 | 3 | 17
| 1845 | 77 | 3 | 18 | 21 | 0 | 0 | 1 | 0 | 0 | 0 | 0 | 0 | 0 | 0 | 0 | 1 |  | 3 | 18 | 3 | 17
| 1846 | 77 | 3 | 18 | 22 | 0 | 0 | 1 | 0 | 0 | 0 | 0 | 0 | 0 | 0 | 0 | 1 |  | 3 | 18 | 3 | 17
| 1847 | 77 | 3 | 18 | 23 | 0 | 0 | 1 | 0 | 0 | 0 | 0 | 0 | 0 | 0 | 0 | 1 |  | 3 | 18 | 3 | 17
| 1848 | 77 | 3 | 18 | 24 | 0 | 0 | 1 | 0 | 0 | 0 | 0 | 0 | 0 | 0 | 0 | 1 |  | 3 | 18 | 3 | 17
| 1849 | 78 | 3 | 19 | 1 | 0 | 0 | 0 | 0 | 0 | 0 | 0 | 0 | 0 | 0 | 0 | 1 |  | 3 | 19 | 3 | 18
| 1850 | 78 | 3 | 19 | 2 | 0 | 0 | 0 | 0 | 0 | 0 | 0 | 0 | 0 | 0 | 0 | 1 |  | 3 | 19 | 3 | 18
| 1851 | 78 | 3 | 19 | 3 | 0 | 0 | 0 | 0 | 0 | 0 | 0 | 0 | 0 | 0 | 0 | 1 |  | 3 | 19 | 3 | 18
| 1852 | 78 | 3 | 19 | 4 | 0 | 0 | 0 | 0 | 0 | 0 | 0 | 0 | 0 | 0 | 0 | 1 |  | 3 | 19 | 3 | 18
| 1853 | 78 | 3 | 19 | 5 | 0 | 0 | 0 | 0 | 0 | 0 | 0 | 0 | 0 | 0 | 0 | 1 |  | 3 | 19 | 3 | 18
| 1854 | 78 | 3 | 19 | 6 | 0 | 0 | 0 | 0 | 0 | 0 | 0 | 0 | 0 | 0 | 0 | 1 |  | 3 | 19 | 3 | 18
| 1855 | 78 | 3 | 19 | 7 | 0 | 0 | 0 | 0 | 0 | 0 | 0 | 0 | 0 | 0 | 0 | 1 |  | 3 | 19 | 3 | 18
| 1856 | 78 | 3 | 19 | 8 | 0 | 0 | 0 | 0 | 0 | 0 | 0 | 0 | 0 | 0 | 0 | 1 |  | 3 | 19 | 3 | 18
| 1857 | 78 | 3 | 19 | 9 | 0 | 0 | 0 | 0 | 0 | 0 | 0 | 0 | 0 | 0 | 0 | 1 |  | 3 | 19 | 3 | 18
| 1858 | 78 | 3 | 19 | 10 | 0 | 0 | 0 | 0 | 0 | 0 | 0 | 0 | 0 | 0 | 0 | 1 |  | 3 | 19 | 3 | 18
| 1859 | 78 | 3 | 19 | 11 | 0 | 0 | 0 | 0 | 0 | 0 | 0 | 0 | 0 | 0 | 0 | 1 |  | 3 | 19 | 3 | 18
| 1860 | 78 | 3 | 19 | 12 | 0 | 0 | 0 | 0 | 0 | 0 | 0 | 0 | 0 | 0 | 0 | 1 |  | 3 | 19 | 3 | 18
| 1861 | 78 | 3 | 19 | 13 | 0 | 0 | 0 | 0 | 0 | 0 | 0 | 0 | 0 | 0 | 0 | 1 |  | 3 | 19 | 3 | 18
| 1862 | 78 | 3 | 19 | 14 | 0 | 0 | 0 | 0 | 0 | 0 | 0 | 0 | 0 | 0 | 0 | 1 |  | 3 | 19 | 3 | 18
| 1863 | 78 | 3 | 19 | 15 | 0 | 0 | 0 | 0 | 0 | 0 | 0 | 0 | 0 | 0 | 0 | 1 |  | 3 | 19 | 3 | 18
| 1864 | 78 | 3 | 19 | 16 | 0 | 0 | 0 | 0 | 0 | 0 | 0 | 0 | 0 | 0 | 0 | 1 |  | 3 | 19 | 3 | 18
| 1865 | 78 | 3 | 19 | 17 | 0 | 0 | 0 | 0 | 0 | 0 | 0 | 0 | 0 | 0 | 0 | 1 |  | 3 | 19 | 3 | 18
| 1866 | 78 | 3 | 19 | 18 | 0 | 0 | 0 | 0 | 0 | 0 | 0 | 0 | 0 | 0 | 0 | 1 |  | 3 | 19 | 3 | 18
| 1867 | 78 | 3 | 19 | 19 | 0 | 0 | 0 | 0 | 0 | 0 | 0 | 0 | 0 | 0 | 0 | 1 |  | 3 | 19 | 3 | 18
| 1868 | 78 | 3 | 19 | 20 | 0 | 0 | 0 | 0 | 0 | 0 | 0 | 0 | 0 | 0 | 0 | 1 |  | 3 | 19 | 3 | 18
| 1869 | 78 | 3 | 19 | 21 | 0 | 0 | 0 | 0 | 0 | 0 | 0 | 0 | 0 | 0 | 0 | 1 |  | 3 | 19 | 3 | 18
| 1870 | 78 | 3 | 19 | 22 | 0 | 0 | 0 | 0 | 0 | 0 | 0 | 0 | 0 | 0 | 0 | 1 |  | 3 | 19 | 3 | 18
| 1871 | 78 | 3 | 19 | 23 | 0 | 0 | 0 | 0 | 0 | 0 | 0 | 0 | 0 | 0 | 0 | 1 |  | 3 | 19 | 3 | 18
| 1872 | 78 | 3 | 19 | 24 | 0 | 0 | 0 | 0 | 0 | 0 | 0 | 0 | 0 | 0 | 0 | 1 |  | 3 | 19 | 3 | 18
| 1873 | 79 | 3 | 20 | 1 | 0 | 0 | 0 | 0 | 0 | 0 | 0 | 0 | 0 | 0 | 0 | 1 |  | 3 | 20 | 3 | 19
| 1874 | 79 | 3 | 20 | 2 | 0 | 0 | 0 | 0 | 0 | 0 | 0 | 0 | 0 | 0 | 0 | 1 |  | 3 | 20 | 3 | 19
| 1875 | 79 | 3 | 20 | 3 | 0 | 0 | 0 | 0 | 0 | 0 | 0 | 0 | 0 | 0 | 0 | 1 |  | 3 | 20 | 3 | 19
| 1876 | 79 | 3 | 20 | 4 | 0 | 0 | 0 | 0 | 0 | 0 | 0 | 0 | 0 | 0 | 0 | 1 |  | 3 | 20 | 3 | 19
| 1877 | 79 | 3 | 20 | 5 | 0 | 0 | 0 | 0 | 0 | 0 | 0 | 0 | 0 | 0 | 0 | 1 |  | 3 | 20 | 3 | 19
| 1878 | 79 | 3 | 20 | 6 | 0 | 0 | 0 | 0 | 0 | 0 | 0 | 0 | 0 | 0 | 0 | 1 |  | 3 | 20 | 3 | 19
| 1879 | 79 | 3 | 20 | 7 | 0 | 0 | 0 | 0 | 0 | 0 | 0 | 0 | 0 | 0 | 0 | 1 |  | 3 | 20 | 3 | 19
| 1880 | 79 | 3 | 20 | 8 | 0 | 0 | 0 | 0 | 0 | 0 | 0 | 0 | 0 | 0 | 0 | 1 |  | 3 | 20 | 3 | 19
| 1881 | 79 | 3 | 20 | 9 | 0 | 0 | 0 | 0 | 0 | 0 | 0 | 0 | 0 | 0 | 0 | 1 |  | 3 | 20 | 3 | 19
| 1882 | 79 | 3 | 20 | 10 | 0 | 0 | 0 | 0 | 0 | 0 | 0 | 0 | 0 | 0 | 0 | 1 |  | 3 | 20 | 3 | 19
| 1883 | 79 | 3 | 20 | 11 | 0 | 0 | 0 | 0 | 0 | 0 | 0 | 0 | 0 | 0 | 0 | 1 |  | 3 | 20 | 3 | 19
| 1884 | 79 | 3 | 20 | 12 | 0 | 0 | 0 | 0 | 0 | 0 | 0 | 0 | 0 | 0 | 0 | 1 |  | 3 | 20 | 3 | 19
| 1885 | 79 | 3 | 20 | 13 | 0 | 0 | 0 | 0 | 0 | 0 | 0 | 0 | 0 | 0 | 0 | 1 |  | 3 | 20 | 3 | 19
| 1886 | 79 | 3 | 20 | 14 | 0 | 0 | 0 | 0 | 0 | 0 | 0 | 0 | 0 | 0 | 0 | 1 |  | 3 | 20 | 3 | 19
| 1887 | 79 | 3 | 20 | 15 | 0 | 0 | 0 | 0 | 0 | 0 | 0 | 0 | 0 | 0 | 0 | 1 |  | 3 | 20 | 3 | 19
| 1888 | 79 | 3 | 20 | 16 | 0 | 0 | 0 | 0 | 0 | 0 | 0 | 0 | 0 | 0 | 0 | 1 |  | 3 | 20 | 3 | 19
| 1889 | 79 | 3 | 20 | 17 | 0 | 0 | 0 | 0 | 0 | 0 | 0 | 0 | 0 | 0 | 0 | 1 |  | 3 | 20 | 3 | 19
| 1890 | 79 | 3 | 20 | 18 | 0 | 0 | 0 | 0 | 0 | 0 | 0 | 0 | 0 | 0 | 0 | 1 |  | 3 | 20 | 3 | 19
| 1891 | 79 | 3 | 20 | 19 | 0 | 0 | 0 | 0 | 0 | 0 | 0 | 0 | 0 | 0 | 0 | 1 |  | 3 | 20 | 3 | 19
| 1892 | 79 | 3 | 20 | 20 | 0 | 0 | 0 | 0 | 0 | 0 | 0 | 0 | 0 | 0 | 0 | 1 |  | 3 | 20 | 3 | 19
| 1893 | 79 | 3 | 20 | 21 | 0 | 0 | 0 | 0 | 0 | 0 | 0 | 0 | 0 | 0 | 0 | 1 |  | 3 | 20 | 3 | 19
| 1894 | 79 | 3 | 20 | 22 | 0 | 0 | 0 | 0 | 0 | 0 | 0 | 0 | 0 | 0 | 0 | 1 |  | 3 | 20 | 3 | 19
| 1895 | 79 | 3 | 20 | 23 | 0 | 0 | 0 | 0 | 0 | 0 | 0 | 0 | 0 | 0 | 0 | 1 |  | 3 | 20 | 3 | 19
| 1896 | 79 | 3 | 20 | 24 | 0 | 0 | 0 | 0 | 0 | 0 | 0 | 0 | 0 | 0 | 0 | 1 |  | 3 | 20 | 3 | 19
| 1897 | 80 | 3 | 21 | 1 | 0 | 0 | 1 | 0 | 0 | 0 | 0 | 0 | 0 | 0 | 0 | 1 |  | 3 | 21 | 3 | 20
| 1898 | 80 | 3 | 21 | 2 | 0 | 0 | 1 | 0 | 0 | 0 | 0 | 0 | 0 | 0 | 0 | 1 |  | 3 | 21 | 3 | 20
| 1899 | 80 | 3 | 21 | 3 | 0 | 0 | 1 | 0 | 0 | 0 | 0 | 0 | 0 | 0 | 0 | 1 |  | 3 | 21 | 3 | 20
| 1900 | 80 | 3 | 21 | 4 | 0 | 0 | 1 | 0 | 0 | 0 | 0 | 0 | 0 | 0 | 0 | 1 |  | 3 | 21 | 3 | 20
| 1901 | 80 | 3 | 21 | 5 | 0 | 0 | 1 | 0 | 0 | 0 | 0 | 0 | 0 | 0 | 0 | 1 |  | 3 | 21 | 3 | 20
| 1902 | 80 | 3 | 21 | 6 | 0 | 0 | 1 | 0 | 0 | 0 | 0 | 0 | 0 | 0 | 0 | 1 |  | 3 | 21 | 3 | 20
| 1903 | 80 | 3 | 21 | 7 | 0 | 0 | 1 | 0 | 0 | 0 | 0 | 0 | 0 | 0 | 0 | 1 |  | 3 | 21 | 3 | 20
| 1904 | 80 | 3 | 21 | 8 | 0 | 0 | 1 | 0 | 0 | 0 | 0 | 0 | 0 | 0 | 0 | 1 |  | 3 | 21 | 3 | 20
| 1905 | 80 | 3 | 21 | 9 | 0 | 0 | 1 | 0 | 0 | 0 | 0 | 0 | 0 | 0 | 0 | 1 |  | 3 | 21 | 3 | 20
| 1906 | 80 | 3 | 21 | 10 | 0 | 0 | 1 | 0 | 0 | 0 | 0 | 0 | 0 | 0 | 0 | 1 |  | 3 | 21 | 3 | 20
| 1907 | 80 | 3 | 21 | 11 | 0 | 0 | 1 | 0 | 0 | 0 | 0 | 0 | 0 | 0 | 0 | 1 |  | 3 | 21 | 3 | 20
| 1908 | 80 | 3 | 21 | 12 | 0 | 0 | 1 | 0 | 0 | 0 | 0 | 0 | 0 | 0 | 0 | 1 |  | 3 | 21 | 3 | 20
| 1909 | 80 | 3 | 21 | 13 | 0 | 0 | 1 | 0 | 0 | 0 | 0 | 0 | 0 | 0 | 0 | 1 |  | 3 | 21 | 3 | 20
| 1910 | 80 | 3 | 21 | 14 | 0 | 0 | 1 | 0 | 0 | 0 | 0 | 0 | 0 | 0 | 0 | 1 |  | 3 | 21 | 3 | 20
| 1911 | 80 | 3 | 21 | 15 | 0 | 0 | 1 | 0 | 0 | 0 | 0 | 0 | 0 | 0 | 0 | 1 |  | 3 | 21 | 3 | 20
| 1912 | 80 | 3 | 21 | 16 | 0 | 0 | 1 | 0 | 0 | 0 | 0 | 0 | 0 | 0 | 0 | 1 |  | 3 | 21 | 3 | 20
| 1913 | 80 | 3 | 21 | 17 | 0 | 0 | 1 | 0 | 0 | 0 | 0 | 0 | 0 | 0 | 0 | 1 |  | 3 | 21 | 3 | 20
| 1914 | 80 | 3 | 21 | 18 | 0 | 0 | 1 | 0 | 0 | 0 | 0 | 0 | 0 | 0 | 0 | 1 |  | 3 | 21 | 3 | 20
| 1915 | 80 | 3 | 21 | 19 | 0 | 0 | 1 | 0 | 0 | 0 | 0 | 0 | 0 | 0 | 0 | 1 |  | 3 | 21 | 3 | 20
| 1916 | 80 | 3 | 21 | 20 | 0 | 0 | 1 | 0 | 0 | 0 | 0 | 0 | 0 | 0 | 0 | 1 |  | 3 | 21 | 3 | 20
| 1917 | 80 | 3 | 21 | 21 | 0 | 0 | 1 | 0 | 0 | 0 | 0 | 0 | 0 | 0 | 0 | 1 |  | 3 | 21 | 3 | 20
| 1918 | 80 | 3 | 21 | 22 | 0 | 0 | 1 | 0 | 0 | 0 | 0 | 0 | 0 | 0 | 0 | 1 |  | 3 | 21 | 3 | 20
| 1919 | 80 | 3 | 21 | 23 | 0 | 0 | 1 | 0 | 0 | 0 | 0 | 0 | 0 | 0 | 0 | 1 |  | 3 | 21 | 3 | 20
| 1920 | 80 | 3 | 21 | 24 | 0 | 0 | 1 | 0 | 0 | 0 | 0 | 0 | 0 | 0 | 0 | 1 |  | 3 | 21 | 3 | 20
| 1921 | 81 | 3 | 22 | 1 | 0 | 0 | 1 | 0 | 0 | 0 | 0 | 0 | 0 | 0 | 0 | 1 |  | 3 | 22 | 3 | 21
| 1922 | 81 | 3 | 22 | 2 | 0 | 0 | 1 | 0 | 0 | 0 | 0 | 0 | 0 | 0 | 0 | 1 |  | 3 | 22 | 3 | 21
| 1923 | 81 | 3 | 22 | 3 | 0 | 0 | 1 | 0 | 0 | 0 | 0 | 0 | 0 | 0 | 0 | 1 |  | 3 | 22 | 3 | 21
| 1924 | 81 | 3 | 22 | 4 | 0 | 0 | 1 | 0 | 0 | 0 | 0 | 0 | 0 | 0 | 0 | 1 |  | 3 | 22 | 3 | 21
| 1925 | 81 | 3 | 22 | 5 | 0 | 0 | 1 | 0 | 0 | 0 | 0 | 0 | 0 | 0 | 0 | 1 |  | 3 | 22 | 3 | 21
| 1926 | 81 | 3 | 22 | 6 | 0 | 0 | 1 | 0 | 0 | 0 | 0 | 0 | 0 | 0 | 0 | 1 |  | 3 | 22 | 3 | 21
| 1927 | 81 | 3 | 22 | 7 | 0 | 0 | 1 | 0 | 0 | 0 | 0 | 0 | 0 | 0 | 0 | 1 |  | 3 | 22 | 3 | 21
| 1928 | 81 | 3 | 22 | 8 | 0 | 0 | 1 | 0 | 0 | 0 | 0 | 0 | 0 | 0 | 0 | 1 |  | 3 | 22 | 3 | 21
| 1929 | 81 | 3 | 22 | 9 | 0 | 0 | 1 | 0 | 0 | 0 | 0 | 0 | 0 | 0 | 0 | 1 |  | 3 | 22 | 3 | 21
| 1930 | 81 | 3 | 22 | 10 | 0 | 0 | 1 | 0 | 0 | 0 | 0 | 0 | 0 | 0 | 0 | 1 |  | 3 | 22 | 3 | 21
| 1931 | 81 | 3 | 22 | 11 | 0 | 0 | 1 | 0 | 0 | 0 | 0 | 0 | 0 | 0 | 0 | 1 |  | 3 | 22 | 3 | 21
| 1932 | 81 | 3 | 22 | 12 | 0 | 0 | 1 | 0 | 0 | 0 | 0 | 0 | 0 | 0 | 0 | 1 |  | 3 | 22 | 3 | 21
| 1933 | 81 | 3 | 22 | 13 | 0 | 0 | 1 | 0 | 0 | 0 | 0 | 0 | 0 | 0 | 0 | 1 |  | 3 | 22 | 3 | 21
| 1934 | 81 | 3 | 22 | 14 | 0 | 0 | 1 | 0 | 0 | 0 | 0 | 0 | 0 | 0 | 0 | 1 |  | 3 | 22 | 3 | 21
| 1935 | 81 | 3 | 22 | 15 | 0 | 0 | 1 | 0 | 0 | 0 | 0 | 0 | 0 | 0 | 0 | 1 |  | 3 | 22 | 3 | 21
| 1936 | 81 | 3 | 22 | 16 | 0 | 0 | 1 | 0 | 0 | 0 | 0 | 0 | 0 | 0 | 0 | 1 |  | 3 | 22 | 3 | 21
| 1937 | 81 | 3 | 22 | 17 | 0 | 0 | 1 | 0 | 0 | 0 | 0 | 0 | 0 | 0 | 0 | 1 |  | 3 | 22 | 3 | 21
| 1938 | 81 | 3 | 22 | 18 | 0 | 0 | 1 | 0 | 0 | 0 | 0 | 0 | 0 | 0 | 0 | 1 |  | 3 | 22 | 3 | 21
| 1939 | 81 | 3 | 22 | 19 | 0 | 0 | 1 | 0 | 0 | 0 | 0 | 0 | 0 | 0 | 0 | 1 |  | 3 | 22 | 3 | 21
| 1940 | 81 | 3 | 22 | 20 | 0 | 0 | 1 | 0 | 0 | 0 | 0 | 0 | 0 | 0 | 0 | 1 |  | 3 | 22 | 3 | 21
| 1941 | 81 | 3 | 22 | 21 | 0 | 0 | 1 | 0 | 0 | 0 | 0 | 0 | 0 | 0 | 0 | 1 |  | 3 | 22 | 3 | 21
| 1942 | 81 | 3 | 22 | 22 | 0 | 0 | 1 | 0 | 0 | 0 | 0 | 0 | 0 | 0 | 0 | 1 |  | 3 | 22 | 3 | 21
| 1943 | 81 | 3 | 22 | 23 | 0 | 0 | 1 | 0 | 0 | 0 | 0 | 0 | 0 | 0 | 0 | 1 |  | 3 | 22 | 3 | 21
| 1944 | 81 | 3 | 22 | 24 | 0 | 0 | 1 | 0 | 0 | 0 | 0 | 0 | 0 | 0 | 0 | 1 |  | 3 | 22 | 3 | 21
| 1945 | 82 | 3 | 23 | 1 | 0 | 0 | 1 | 0 | 0 | 0 | 0 | 0 | 0 | 0 | 0 | 1 |  | 3 | 23 | 3 | 22
| 1946 | 82 | 3 | 23 | 2 | 0 | 0 | 1 | 0 | 0 | 0 | 0 | 0 | 0 | 0 | 0 | 1 |  | 3 | 23 | 3 | 22
| 1947 | 82 | 3 | 23 | 3 | 0 | 0 | 1 | 0 | 0 | 0 | 0 | 0 | 0 | 0 | 0 | 1 |  | 3 | 23 | 3 | 22
| 1948 | 82 | 3 | 23 | 4 | 0 | 0 | 1 | 0 | 0 | 0 | 0 | 0 | 0 | 0 | 0 | 1 |  | 3 | 23 | 3 | 22
| 1949 | 82 | 3 | 23 | 5 | 0 | 0 | 1 | 0 | 0 | 0 | 0 | 0 | 0 | 0 | 0 | 1 |  | 3 | 23 | 3 | 22
| 1950 | 82 | 3 | 23 | 6 | 0 | 0 | 1 | 0 | 0 | 0 | 0 | 0 | 0 | 0 | 0 | 1 |  | 3 | 23 | 3 | 22
| 1951 | 82 | 3 | 23 | 7 | 0 | 0 | 1 | 0 | 0 | 0 | 0 | 0 | 0 | 0 | 0 | 1 |  | 3 | 23 | 3 | 22
| 1952 | 82 | 3 | 23 | 8 | 0 | 0 | 1 | 0 | 0 | 0 | 0 | 0 | 0 | 0 | 0 | 1 |  | 3 | 23 | 3 | 22
| 1953 | 82 | 3 | 23 | 9 | 0 | 0 | 1 | 0 | 0 | 0 | 0 | 0 | 0 | 0 | 0 | 1 |  | 3 | 23 | 3 | 22
| 1954 | 82 | 3 | 23 | 10 | 0 | 0 | 1 | 0 | 0 | 0 | 0 | 0 | 0 | 0 | 0 | 1 |  | 3 | 23 | 3 | 22
| 1955 | 82 | 3 | 23 | 11 | 0 | 0 | 1 | 0 | 0 | 0 | 0 | 0 | 0 | 0 | 0 | 1 |  | 3 | 23 | 3 | 22
| 1956 | 82 | 3 | 23 | 12 | 0 | 0 | 1 | 0 | 0 | 0 | 0 | 0 | 0 | 0 | 0 | 1 |  | 3 | 23 | 3 | 22
| 1957 | 82 | 3 | 23 | 13 | 0 | 0 | 1 | 0 | 0 | 0 | 0 | 0 | 0 | 0 | 0 | 1 |  | 3 | 23 | 3 | 22
| 1958 | 82 | 3 | 23 | 14 | 0 | 0 | 1 | 0 | 0 | 0 | 0 | 0 | 0 | 0 | 0 | 1 |  | 3 | 23 | 3 | 22
| 1959 | 82 | 3 | 23 | 15 | 0 | 0 | 1 | 0 | 0 | 0 | 0 | 0 | 0 | 0 | 0 | 1 |  | 3 | 23 | 3 | 22
| 1960 | 82 | 3 | 23 | 16 | 0 | 0 | 1 | 0 | 0 | 0 | 0 | 0 | 0 | 0 | 0 | 1 |  | 3 | 23 | 3 | 22
| 1961 | 82 | 3 | 23 | 17 | 0 | 0 | 1 | 0 | 0 | 0 | 0 | 0 | 0 | 0 | 0 | 1 |  | 3 | 23 | 3 | 22
| 1962 | 82 | 3 | 23 | 18 | 0 | 0 | 1 | 0 | 0 | 0 | 0 | 0 | 0 | 0 | 0 | 1 |  | 3 | 23 | 3 | 22
| 1963 | 82 | 3 | 23 | 19 | 0 | 0 | 1 | 0 | 0 | 0 | 0 | 0 | 0 | 0 | 0 | 1 |  | 3 | 23 | 3 | 22
| 1964 | 82 | 3 | 23 | 20 | 0 | 0 | 1 | 0 | 0 | 0 | 0 | 0 | 0 | 0 | 0 | 1 |  | 3 | 23 | 3 | 22
| 1965 | 82 | 3 | 23 | 21 | 0 | 0 | 1 | 0 | 0 | 0 | 0 | 0 | 0 | 0 | 0 | 1 |  | 3 | 23 | 3 | 22
| 1966 | 82 | 3 | 23 | 22 | 0 | 0 | 1 | 0 | 0 | 0 | 0 | 0 | 0 | 0 | 0 | 1 |  | 3 | 23 | 3 | 22
| 1967 | 82 | 3 | 23 | 23 | 0 | 0 | 1 | 0 | 0 | 0 | 0 | 0 | 0 | 0 | 0 | 1 |  | 3 | 23 | 3 | 22
| 1968 | 82 | 3 | 23 | 24 | 0 | 0 | 1 | 0 | 0 | 0 | 0 | 0 | 0 | 0 | 0 | 1 |  | 3 | 23 | 3 | 22
| 1969 | 83 | 3 | 24 | 1 | 0 | 0 | 1 | 0 | 0 | 0 | 0 | 0 | 0 | 0 | 0 | 1 |  | 3 | 24 | 3 | 23
| 1970 | 83 | 3 | 24 | 2 | 0 | 0 | 1 | 0 | 0 | 0 | 0 | 0 | 0 | 0 | 0 | 1 |  | 3 | 24 | 3 | 23
| 1971 | 83 | 3 | 24 | 3 | 0 | 0 | 1 | 0 | 0 | 0 | 0 | 0 | 0 | 0 | 0 | 1 |  | 3 | 24 | 3 | 23
| 1972 | 83 | 3 | 24 | 4 | 0 | 0 | 1 | 0 | 0 | 0 | 0 | 0 | 0 | 0 | 0 | 1 |  | 3 | 24 | 3 | 23
| 1973 | 83 | 3 | 24 | 5 | 0 | 0 | 1 | 0 | 0 | 0 | 0 | 0 | 0 | 0 | 0 | 1 |  | 3 | 24 | 3 | 23
| 1974 | 83 | 3 | 24 | 6 | 0 | 0 | 1 | 0 | 0 | 0 | 0 | 0 | 0 | 0 | 0 | 1 |  | 3 | 24 | 3 | 23
| 1975 | 83 | 3 | 24 | 7 | 0 | 0 | 1 | 0 | 0 | 0 | 0 | 0 | 0 | 0 | 0 | 1 |  | 3 | 24 | 3 | 23
| 1976 | 83 | 3 | 24 | 8 | 0 | 0 | 1 | 0 | 0 | 0 | 0 | 0 | 0 | 0 | 0 | 1 |  | 3 | 24 | 3 | 23
| 1977 | 83 | 3 | 24 | 9 | 0 | 0 | 1 | 0 | 0 | 0 | 0 | 0 | 0 | 0 | 0 | 1 |  | 3 | 24 | 3 | 23
| 1978 | 83 | 3 | 24 | 10 | 0 | 0 | 1 | 0 | 0 | 0 | 0 | 0 | 0 | 0 | 0 | 1 |  | 3 | 24 | 3 | 23
| 1979 | 83 | 3 | 24 | 11 | 0 | 0 | 1 | 0 | 0 | 0 | 0 | 0 | 0 | 0 | 0 | 1 |  | 3 | 24 | 3 | 23
| 1980 | 83 | 3 | 24 | 12 | 0 | 0 | 1 | 0 | 0 | 0 | 0 | 0 | 0 | 0 | 0 | 1 |  | 3 | 24 | 3 | 23
| 1981 | 83 | 3 | 24 | 13 | 0 | 0 | 1 | 0 | 0 | 0 | 0 | 0 | 0 | 0 | 0 | 1 |  | 3 | 24 | 3 | 23
| 1982 | 83 | 3 | 24 | 14 | 0 | 0 | 1 | 0 | 0 | 0 | 0 | 0 | 0 | 0 | 0 | 1 |  | 3 | 24 | 3 | 23
| 1983 | 83 | 3 | 24 | 15 | 0 | 0 | 1 | 0 | 0 | 0 | 0 | 0 | 0 | 0 | 0 | 1 |  | 3 | 24 | 3 | 23
| 1984 | 83 | 3 | 24 | 16 | 0 | 0 | 1 | 0 | 0 | 0 | 0 | 0 | 0 | 0 | 0 | 1 |  | 3 | 24 | 3 | 23
| 1985 | 83 | 3 | 24 | 17 | 0 | 0 | 1 | 0 | 0 | 0 | 0 | 0 | 0 | 0 | 0 | 1 |  | 3 | 24 | 3 | 23
| 1986 | 83 | 3 | 24 | 18 | 0 | 0 | 1 | 0 | 0 | 0 | 0 | 0 | 0 | 0 | 0 | 1 |  | 3 | 24 | 3 | 23
| 1987 | 83 | 3 | 24 | 19 | 0 | 0 | 1 | 0 | 0 | 0 | 0 | 0 | 0 | 0 | 0 | 1 |  | 3 | 24 | 3 | 23
| 1988 | 83 | 3 | 24 | 20 | 0 | 0 | 1 | 0 | 0 | 0 | 0 | 0 | 0 | 0 | 0 | 1 |  | 3 | 24 | 3 | 23
| 1989 | 83 | 3 | 24 | 21 | 0 | 0 | 1 | 0 | 0 | 0 | 0 | 0 | 0 | 0 | 0 | 1 |  | 3 | 24 | 3 | 23
| 1990 | 83 | 3 | 24 | 22 | 0 | 0 | 1 | 0 | 0 | 0 | 0 | 0 | 0 | 0 | 0 | 1 |  | 3 | 24 | 3 | 23
| 1991 | 83 | 3 | 24 | 23 | 0 | 0 | 1 | 0 | 0 | 0 | 0 | 0 | 0 | 0 | 0 | 1 |  | 3 | 24 | 3 | 23
| 1992 | 83 | 3 | 24 | 24 | 0 | 0 | 1 | 0 | 0 | 0 | 0 | 0 | 0 | 0 | 0 | 1 |  | 3 | 24 | 3 | 23
| 1993 | 84 | 3 | 25 | 1 | 0 | 0 | 1 | 0 | 0 | 0 | 0 | 0 | 0 | 0 | 0 | 1 |  | 3 | 25 | 3 | 24
| 1994 | 84 | 3 | 25 | 2 | 0 | 0 | 1 | 0 | 0 | 0 | 0 | 0 | 0 | 0 | 0 | 1 |  | 3 | 25 | 3 | 24
| 1995 | 84 | 3 | 25 | 3 | 0 | 0 | 1 | 0 | 0 | 0 | 0 | 0 | 0 | 0 | 0 | 1 |  | 3 | 25 | 3 | 24
| 1996 | 84 | 3 | 25 | 4 | 0 | 0 | 1 | 0 | 0 | 0 | 0 | 0 | 0 | 0 | 0 | 1 |  | 3 | 25 | 3 | 24
| 1997 | 84 | 3 | 25 | 5 | 0 | 0 | 1 | 0 | 0 | 0 | 0 | 0 | 0 | 0 | 0 | 1 |  | 3 | 25 | 3 | 24
| 1998 | 84 | 3 | 25 | 6 | 0 | 0 | 1 | 0 | 0 | 0 | 0 | 0 | 0 | 0 | 0 | 1 |  | 3 | 25 | 3 | 24
| 1999 | 84 | 3 | 25 | 7 | 0 | 0 | 1 | 0 | 0 | 0 | 0 | 0 | 0 | 0 | 0 | 1 |  | 3 | 25 | 3 | 24
| 2000 | 84 | 3 | 25 | 8 | 0 | 0 | 1 | 0 | 0 | 0 | 0 | 0 | 0 | 0 | 0 | 1 |  | 3 | 25 | 3 | 24
| 2001 | 84 | 3 | 25 | 9 | 0 | 0 | 1 | 0 | 0 | 0 | 0 | 0 | 0 | 0 | 0 | 1 |  | 3 | 25 | 3 | 24
| 2002 | 84 | 3 | 25 | 10 | 0 | 0 | 1 | 0 | 0 | 0 | 0 | 0 | 0 | 0 | 0 | 1 |  | 3 | 25 | 3 | 24
| 2003 | 84 | 3 | 25 | 11 | 0 | 0 | 1 | 0 | 0 | 0 | 0 | 0 | 0 | 0 | 0 | 1 |  | 3 | 25 | 3 | 24
| 2004 | 84 | 3 | 25 | 12 | 0 | 0 | 1 | 0 | 0 | 0 | 0 | 0 | 0 | 0 | 0 | 1 |  | 3 | 25 | 3 | 24
| 2005 | 84 | 3 | 25 | 13 | 0 | 0 | 1 | 0 | 0 | 0 | 0 | 0 | 0 | 0 | 0 | 1 |  | 3 | 25 | 3 | 24
| 2006 | 84 | 3 | 25 | 14 | 0 | 0 | 1 | 0 | 0 | 0 | 0 | 0 | 0 | 0 | 0 | 1 |  | 3 | 25 | 3 | 24
| 2007 | 84 | 3 | 25 | 15 | 0 | 0 | 1 | 0 | 0 | 0 | 0 | 0 | 0 | 0 | 0 | 1 |  | 3 | 25 | 3 | 24
| 2008 | 84 | 3 | 25 | 16 | 0 | 0 | 1 | 0 | 0 | 0 | 0 | 0 | 0 | 0 | 0 | 1 |  | 3 | 25 | 3 | 24
| 2009 | 84 | 3 | 25 | 17 | 0 | 0 | 1 | 0 | 0 | 0 | 0 | 0 | 0 | 0 | 0 | 1 |  | 3 | 25 | 3 | 24
| 2010 | 84 | 3 | 25 | 18 | 0 | 0 | 1 | 0 | 0 | 0 | 0 | 0 | 0 | 0 | 0 | 1 |  | 3 | 25 | 3 | 24
| 2011 | 84 | 3 | 25 | 19 | 0 | 0 | 1 | 0 | 0 | 0 | 0 | 0 | 0 | 0 | 0 | 1 |  | 3 | 25 | 3 | 24
| 2012 | 84 | 3 | 25 | 20 | 0 | 0 | 1 | 0 | 0 | 0 | 0 | 0 | 0 | 0 | 0 | 1 |  | 3 | 25 | 3 | 24
| 2013 | 84 | 3 | 25 | 21 | 0 | 0 | 1 | 0 | 0 | 0 | 0 | 0 | 0 | 0 | 0 | 1 |  | 3 | 25 | 3 | 24
| 2014 | 84 | 3 | 25 | 22 | 0 | 0 | 1 | 0 | 0 | 0 | 0 | 0 | 0 | 0 | 0 | 1 |  | 3 | 25 | 3 | 24
| 2015 | 84 | 3 | 25 | 23 | 0 | 0 | 1 | 0 | 0 | 0 | 0 | 0 | 0 | 0 | 0 | 1 |  | 3 | 25 | 3 | 24
| 2016 | 84 | 3 | 25 | 24 | 0 | 0 | 1 | 0 | 0 | 0 | 0 | 0 | 0 | 0 | 0 | 1 |  | 3 | 25 | 3 | 24
| 2017 | 85 | 3 | 26 | 1 | 0 | 0 | 0 | 0 | 0 | 0 | 0 | 0 | 0 | 0 | 0 | 1 |  | 3 | 26 | 3 | 25
| 2018 | 85 | 3 | 26 | 2 | 0 | 0 | 0 | 0 | 0 | 0 | 0 | 0 | 0 | 0 | 0 | 1 |  | 3 | 26 | 3 | 25
| 2019 | 85 | 3 | 26 | 3 | 0 | 0 | 0 | 0 | 0 | 0 | 0 | 0 | 0 | 0 | 0 | 1 |  | 3 | 26 | 3 | 25
| 2020 | 85 | 3 | 26 | 4 | 0 | 0 | 0 | 0 | 0 | 0 | 0 | 0 | 0 | 0 | 0 | 1 |  | 3 | 26 | 3 | 25
| 2021 | 85 | 3 | 26 | 5 | 0 | 0 | 0 | 0 | 0 | 0 | 0 | 0 | 0 | 0 | 0 | 1 |  | 3 | 26 | 3 | 25
| 2022 | 85 | 3 | 26 | 6 | 0 | 0 | 0 | 0 | 0 | 0 | 0 | 0 | 0 | 0 | 0 | 1 |  | 3 | 26 | 3 | 25
| 2023 | 85 | 3 | 26 | 7 | 0 | 0 | 0 | 0 | 0 | 0 | 0 | 0 | 0 | 0 | 0 | 1 |  | 3 | 26 | 3 | 25
| 2024 | 85 | 3 | 26 | 8 | 0 | 0 | 0 | 0 | 0 | 0 | 0 | 0 | 0 | 0 | 0 | 1 |  | 3 | 26 | 3 | 25
| 2025 | 85 | 3 | 26 | 9 | 0 | 0 | 0 | 0 | 0 | 0 | 0 | 0 | 0 | 0 | 0 | 1 |  | 3 | 26 | 3 | 25
| 2026 | 85 | 3 | 26 | 10 | 0 | 0 | 0 | 0 | 0 | 0 | 0 | 0 | 0 | 0 | 0 | 1 |  | 3 | 26 | 3 | 25
| 2027 | 85 | 3 | 26 | 11 | 0 | 0 | 0 | 0 | 0 | 0 | 0 | 0 | 0 | 0 | 0 | 1 |  | 3 | 26 | 3 | 25
| 2028 | 85 | 3 | 26 | 12 | 0 | 0 | 0 | 0 | 0 | 0 | 0 | 0 | 0 | 0 | 0 | 1 |  | 3 | 26 | 3 | 25
| 2029 | 85 | 3 | 26 | 13 | 0 | 0 | 0 | 0 | 0 | 0 | 0 | 0 | 0 | 0 | 0 | 1 |  | 3 | 26 | 3 | 25
| 2030 | 85 | 3 | 26 | 14 | 0 | 0 | 0 | 0 | 0 | 0 | 0 | 0 | 0 | 0 | 0 | 1 |  | 3 | 26 | 3 | 25
| 2031 | 85 | 3 | 26 | 15 | 0 | 0 | 0 | 0 | 0 | 0 | 0 | 0 | 0 | 0 | 0 | 1 |  | 3 | 26 | 3 | 25
| 2032 | 85 | 3 | 26 | 16 | 0 | 0 | 0 | 0 | 0 | 0 | 0 | 0 | 0 | 0 | 0 | 1 |  | 3 | 26 | 3 | 25
| 2033 | 85 | 3 | 26 | 17 | 0 | 0 | 0 | 0 | 0 | 0 | 0 | 0 | 0 | 0 | 0 | 1 |  | 3 | 26 | 3 | 25
| 2034 | 85 | 3 | 26 | 18 | 0 | 0 | 0 | 0 | 0 | 0 | 0 | 0 | 0 | 0 | 0 | 1 |  | 3 | 26 | 3 | 25
| 2035 | 85 | 3 | 26 | 19 | 0 | 0 | 0 | 0 | 0 | 0 | 0 | 0 | 0 | 0 | 0 | 1 |  | 3 | 26 | 3 | 25
| 2036 | 85 | 3 | 26 | 20 | 0 | 0 | 0 | 0 | 0 | 0 | 0 | 0 | 0 | 0 | 0 | 1 |  | 3 | 26 | 3 | 25
| 2037 | 85 | 3 | 26 | 21 | 0 | 0 | 0 | 0 | 0 | 0 | 0 | 0 | 0 | 0 | 0 | 1 |  | 3 | 26 | 3 | 25
| 2038 | 85 | 3 | 26 | 22 | 0 | 0 | 0 | 0 | 0 | 0 | 0 | 0 | 0 | 0 | 0 | 1 |  | 3 | 26 | 3 | 25
| 2039 | 85 | 3 | 26 | 23 | 0 | 0 | 0 | 0 | 0 | 0 | 0 | 0 | 0 | 0 | 0 | 1 |  | 3 | 26 | 3 | 25
| 2040 | 85 | 3 | 26 | 24 | 0 | 0 | 0 | 0 | 0 | 0 | 0 | 0 | 0 | 0 | 0 | 1 |  | 3 | 26 | 3 | 25
| 2041 | 86 | 3 | 27 | 1 | 0 | 0 | 0 | 0 | 0 | 0 | 0 | 0 | 0 | 0 | 0 | 1 |  | 3 | 27 | 3 | 26
| 2042 | 86 | 3 | 27 | 2 | 0 | 0 | 0 | 0 | 0 | 0 | 0 | 0 | 0 | 0 | 0 | 1 |  | 3 | 27 | 3 | 26
| 2043 | 86 | 3 | 27 | 3 | 0 | 0 | 0 | 0 | 0 | 0 | 0 | 0 | 0 | 0 | 0 | 1 |  | 3 | 27 | 3 | 26
| 2044 | 86 | 3 | 27 | 4 | 0 | 0 | 0 | 0 | 0 | 0 | 0 | 0 | 0 | 0 | 0 | 1 |  | 3 | 27 | 3 | 26
| 2045 | 86 | 3 | 27 | 5 | 0 | 0 | 0 | 0 | 0 | 0 | 0 | 0 | 0 | 0 | 0 | 1 |  | 3 | 27 | 3 | 26
| 2046 | 86 | 3 | 27 | 6 | 0 | 0 | 0 | 0 | 0 | 0 | 0 | 0 | 0 | 0 | 0 | 1 |  | 3 | 27 | 3 | 26
| 2047 | 86 | 3 | 27 | 7 | 0 | 0 | 0 | 0 | 0 | 0 | 0 | 0 | 0 | 0 | 0 | 1 |  | 3 | 27 | 3 | 26
| 2048 | 86 | 3 | 27 | 8 | 0 | 0 | 0 | 0 | 0 | 0 | 0 | 0 | 0 | 0 | 0 | 1 |  | 3 | 27 | 3 | 26
| 2049 | 86 | 3 | 27 | 9 | 0 | 0 | 0 | 0 | 0 | 0 | 0 | 0 | 0 | 0 | 0 | 1 |  | 3 | 27 | 3 | 26
| 2050 | 86 | 3 | 27 | 10 | 0 | 0 | 0 | 0 | 0 | 0 | 0 | 0 | 0 | 0 | 0 | 1 |  | 3 | 27 | 3 | 26
| 2051 | 86 | 3 | 27 | 11 | 0 | 0 | 0 | 0 | 0 | 0 | 0 | 0 | 0 | 0 | 0 | 1 |  | 3 | 27 | 3 | 26
| 2052 | 86 | 3 | 27 | 12 | 0 | 0 | 0 | 0 | 0 | 0 | 0 | 0 | 0 | 0 | 0 | 1 |  | 3 | 27 | 3 | 26
| 2053 | 86 | 3 | 27 | 13 | 0 | 0 | 0 | 0 | 0 | 0 | 0 | 0 | 0 | 0 | 0 | 1 |  | 3 | 27 | 3 | 26
| 2054 | 86 | 3 | 27 | 14 | 0 | 0 | 0 | 0 | 0 | 0 | 0 | 0 | 0 | 0 | 0 | 1 |  | 3 | 27 | 3 | 26
| 2055 | 86 | 3 | 27 | 15 | 0 | 0 | 0 | 0 | 0 | 0 | 0 | 0 | 0 | 0 | 0 | 1 |  | 3 | 27 | 3 | 26
| 2056 | 86 | 3 | 27 | 16 | 0 | 0 | 0 | 0 | 0 | 0 | 0 | 0 | 0 | 0 | 0 | 1 |  | 3 | 27 | 3 | 26
| 2057 | 86 | 3 | 27 | 17 | 0 | 0 | 0 | 0 | 0 | 0 | 0 | 0 | 0 | 0 | 0 | 1 |  | 3 | 27 | 3 | 26
| 2058 | 86 | 3 | 27 | 18 | 0 | 0 | 0 | 0 | 0 | 0 | 0 | 0 | 0 | 0 | 0 | 1 |  | 3 | 27 | 3 | 26
| 2059 | 86 | 3 | 27 | 19 | 0 | 0 | 0 | 0 | 0 | 0 | 0 | 0 | 0 | 0 | 0 | 1 |  | 3 | 27 | 3 | 26
| 2060 | 86 | 3 | 27 | 20 | 0 | 0 | 0 | 0 | 0 | 0 | 0 | 0 | 0 | 0 | 0 | 1 |  | 3 | 27 | 3 | 26
| 2061 | 86 | 3 | 27 | 21 | 0 | 0 | 0 | 0 | 0 | 0 | 0 | 0 | 0 | 0 | 0 | 1 |  | 3 | 27 | 3 | 26
| 2062 | 86 | 3 | 27 | 22 | 0 | 0 | 0 | 0 | 0 | 0 | 0 | 0 | 0 | 0 | 0 | 1 |  | 3 | 27 | 3 | 26
| 2063 | 86 | 3 | 27 | 23 | 0 | 0 | 0 | 0 | 0 | 0 | 0 | 0 | 0 | 0 | 0 | 1 |  | 3 | 27 | 3 | 26
| 2064 | 86 | 3 | 27 | 24 | 0 | 0 | 0 | 0 | 0 | 0 | 0 | 0 | 0 | 0 | 0 | 1 |  | 3 | 27 | 3 | 26
| 2065 | 87 | 3 | 28 | 1 | 0 | 0 | 1 | 0 | 0 | 0 | 0 | 0 | 0 | 0 | 0 | 1 |  | 3 | 28 | 3 | 27
| 2066 | 87 | 3 | 28 | 2 | 0 | 0 | 1 | 0 | 0 | 0 | 0 | 0 | 0 | 0 | 0 | 1 |  | 3 | 28 | 3 | 27
| 2067 | 87 | 3 | 28 | 3 | 0 | 0 | 1 | 0 | 0 | 0 | 0 | 0 | 0 | 0 | 0 | 1 |  | 3 | 28 | 3 | 27
| 2068 | 87 | 3 | 28 | 4 | 0 | 0 | 1 | 0 | 0 | 0 | 0 | 0 | 0 | 0 | 0 | 1 |  | 3 | 28 | 3 | 27
| 2069 | 87 | 3 | 28 | 5 | 0 | 0 | 1 | 0 | 0 | 0 | 0 | 0 | 0 | 0 | 0 | 1 |  | 3 | 28 | 3 | 27
| 2070 | 87 | 3 | 28 | 6 | 0 | 0 | 1 | 0 | 0 | 0 | 0 | 0 | 0 | 0 | 0 | 1 |  | 3 | 28 | 3 | 27
| 2071 | 87 | 3 | 28 | 7 | 0 | 0 | 1 | 0 | 0 | 0 | 0 | 0 | 0 | 0 | 0 | 1 |  | 3 | 28 | 3 | 27
| 2072 | 87 | 3 | 28 | 8 | 0 | 0 | 1 | 0 | 0 | 0 | 0 | 0 | 0 | 0 | 0 | 1 |  | 3 | 28 | 3 | 27
| 2073 | 87 | 3 | 28 | 9 | 0 | 0 | 1 | 0 | 0 | 0 | 0 | 0 | 0 | 0 | 0 | 1 |  | 3 | 28 | 3 | 27
| 2074 | 87 | 3 | 28 | 10 | 0 | 0 | 1 | 0 | 0 | 0 | 0 | 0 | 0 | 0 | 0 | 1 |  | 3 | 28 | 3 | 27
| 2075 | 87 | 3 | 28 | 11 | 0 | 0 | 1 | 0 | 0 | 0 | 0 | 0 | 0 | 0 | 0 | 1 |  | 3 | 28 | 3 | 27
| 2076 | 87 | 3 | 28 | 12 | 0 | 0 | 1 | 0 | 0 | 0 | 0 | 0 | 0 | 0 | 0 | 1 |  | 3 | 28 | 3 | 27
| 2077 | 87 | 3 | 28 | 13 | 0 | 0 | 1 | 0 | 0 | 0 | 0 | 0 | 0 | 0 | 0 | 1 |  | 3 | 28 | 3 | 27
| 2078 | 87 | 3 | 28 | 14 | 0 | 0 | 1 | 0 | 0 | 0 | 0 | 0 | 0 | 0 | 0 | 1 |  | 3 | 28 | 3 | 27
| 2079 | 87 | 3 | 28 | 15 | 0 | 0 | 1 | 0 | 0 | 0 | 0 | 0 | 0 | 0 | 0 | 1 |  | 3 | 28 | 3 | 27