| 2080 | 87 | 3 | 28 | 16 | 0 | 0 | 1 | 0 | 0 | 0 | 0 | 0 | 0 | 0 | 0 | 1 |  | 3 | 28 | 3 | 27
| 2081 | 87 | 3 | 28 | 17 | 0 | 0 | 1 | 0 | 0 | 0 | 0 | 0 | 0 | 0 | 0 | 1 |  | 3 | 28 | 3 | 27
| 2082 | 87 | 3 | 28 | 18 | 0 | 0 | 1 | 0 | 0 | 0 | 0 | 0 | 0 | 0 | 0 | 1 |  | 3 | 28 | 3 | 27
| 2083 | 87 | 3 | 28 | 19 | 0 | 0 | 1 | 0 | 0 | 0 | 0 | 0 | 0 | 0 | 0 | 1 |  | 3 | 28 | 3 | 27
| 2084 | 87 | 3 | 28 | 20 | 0 | 0 | 1 | 0 | 0 | 0 | 0 | 0 | 0 | 0 | 0 | 1 |  | 3 | 28 | 3 | 27
| 2085 | 87 | 3 | 28 | 21 | 0 | 0 | 1 | 0 | 0 | 0 | 0 | 0 | 0 | 0 | 0 | 1 |  | 3 | 28 | 3 | 27
| 2086 | 87 | 3 | 28 | 22 | 0 | 0 | 1 | 0 | 0 | 0 | 0 | 0 | 0 | 0 | 0 | 1 |  | 3 | 28 | 3 | 27
| 2087 | 87 | 3 | 28 | 23 | 0 | 0 | 1 | 0 | 0 | 0 | 0 | 0 | 0 | 0 | 0 | 1 |  | 3 | 28 | 3 | 27
| 2088 | 87 | 3 | 28 | 24 | 0 | 0 | 1 | 0 | 0 | 0 | 0 | 0 | 0 | 0 | 0 | 1 |  | 3 | 28 | 3 | 27
| 2089 | 88 | 3 | 29 | 1 | 0 | 0 | 1 | 0 | 0 | 0 | 0 | 0 | 0 | 0 | 0 | 1 |  | 3 | 29 | 3 | 28
| 2090 | 88 | 3 | 29 | 2 | 0 | 0 | 1 | 0 | 0 | 0 | 0 | 0 | 0 | 0 | 0 | 1 |  | 3 | 29 | 3 | 28
| 2091 | 88 | 3 | 29 | 3 | 0 | 0 | 1 | 0 | 0 | 0 | 0 | 0 | 0 | 0 | 0 | 1 |  | 3 | 29 | 3 | 28
| 2092 | 88 | 3 | 29 | 4 | 0 | 0 | 1 | 0 | 0 | 0 | 0 | 0 | 0 | 0 | 0 | 1 |  | 3 | 29 | 3 | 28
| 2093 | 88 | 3 | 29 | 5 | 0 | 0 | 1 | 0 | 0 | 0 | 0 | 0 | 0 | 0 | 0 | 1 |  | 3 | 29 | 3 | 28
| 2094 | 88 | 3 | 29 | 6 | 0 | 0 | 1 | 0 | 0 | 0 | 0 | 0 | 0 | 0 | 0 | 1 |  | 3 | 29 | 3 | 28
| 2095 | 88 | 3 | 29 | 7 | 0 | 0 | 1 | 0 | 0 | 0 | 0 | 0 | 0 | 0 | 0 | 1 |  | 3 | 29 | 3 | 28
| 2096 | 88 | 3 | 29 | 8 | 0 | 0 | 1 | 0 | 0 | 0 | 0 | 0 | 0 | 0 | 0 | 1 |  | 3 | 29 | 3 | 28
| 2097 | 88 | 3 | 29 | 9 | 0 | 0 | 1 | 0 | 0 | 0 | 0 | 0 | 0 | 0 | 0 | 1 |  | 3 | 29 | 3 | 28
| 2098 | 88 | 3 | 29 | 10 | 0 | 0 | 1 | 0 | 0 | 0 | 0 | 0 | 0 | 0 | 0 | 1 |  | 3 | 29 | 3 | 28
| 2099 | 88 | 3 | 29 | 11 | 0 | 0 | 1 | 0 | 0 | 0 | 0 | 0 | 0 | 0 | 0 | 1 |  | 3 | 29 | 3 | 28
| 2100 | 88 | 3 | 29 | 12 | 0 | 0 | 1 | 0 | 0 | 0 | 0 | 0 | 0 | 0 | 0 | 1 |  | 3 | 29 | 3 | 28
| 2101 | 88 | 3 | 29 | 13 | 0 | 0 | 1 | 0 | 0 | 0 | 0 | 0 | 0 | 0 | 0 | 1 |  | 3 | 29 | 3 | 28
| 2102 | 88 | 3 | 29 | 14 | 0 | 0 | 1 | 0 | 0 | 0 | 0 | 0 | 0 | 0 | 0 | 1 |  | 3 | 29 | 3 | 28
| 2103 | 88 | 3 | 29 | 15 | 0 | 0 | 1 | 0 | 0 | 0 | 0 | 0 | 0 | 0 | 0 | 1 |  | 3 | 29 | 3 | 28
| 2104 | 88 | 3 | 29 | 16 | 0 | 0 | 1 | 0 | 0 | 0 | 0 | 0 | 0 | 0 | 0 | 1 |  | 3 | 29 | 3 | 28
| 2105 | 88 | 3 | 29 | 17 | 0 | 0 | 1 | 0 | 0 | 0 | 0 | 0 | 0 | 0 | 0 | 1 |  | 3 | 29 | 3 | 28
| 2106 | 88 | 3 | 29 | 18 | 0 | 0 | 1 | 0 | 0 | 0 | 0 | 0 | 0 | 0 | 0 | 1 |  | 3 | 29 | 3 | 28
| 2107 | 88 | 3 | 29 | 19 | 0 | 0 | 1 | 0 | 0 | 0 | 0 | 0 | 0 | 0 | 0 | 1 |  | 3 | 29 | 3 | 28
| 2108 | 88 | 3 | 29 | 20 | 0 | 0 | 1 | 0 | 0 | 0 | 0 | 0 | 0 | 0 | 0 | 1 |  | 3 | 29 | 3 | 28
| 2109 | 88 | 3 | 29 | 21 | 0 | 0 | 1 | 0 | 0 | 0 | 0 | 0 | 0 | 0 | 0 | 1 |  | 3 | 29 | 3 | 28
| 2110 | 88 | 3 | 29 | 22 | 0 | 0 | 1 | 0 | 0 | 0 | 0 | 0 | 0 | 0 | 0 | 1 |  | 3 | 29 | 3 | 28
| 2111 | 88 | 3 | 29 | 23 | 0 | 0 | 1 | 0 | 0 | 0 | 0 | 0 | 0 | 0 | 0 | 1 |  | 3 | 29 | 3 | 28
| 2112 | 88 | 3 | 29 | 24 | 0 | 0 | 1 | 0 | 0 | 0 | 0 | 0 | 0 | 0 | 0 | 1 |  | 3 | 29 | 3 | 28
| 2113 | 89 | 3 | 30 | 1 | 0 | 0 | 1 | 0 | 0 | 0 | 0 | 0 | 0 | 0 | 0 | 1 |  | 3 | 30 | 3 | 29
| 2114 | 89 | 3 | 30 | 2 | 0 | 0 | 1 | 0 | 0 | 0 | 0 | 0 | 0 | 0 | 0 | 1 |  | 3 | 30 | 3 | 29
| 2115 | 89 | 3 | 30 | 3 | 0 | 0 | 1 | 0 | 0 | 0 | 0 | 0 | 0 | 0 | 0 | 1 |  | 3 | 30 | 3 | 29
| 2116 | 89 | 3 | 30 | 4 | 0 | 0 | 1 | 0 | 0 | 0 | 0 | 0 | 0 | 0 | 0 | 1 |  | 3 | 30 | 3 | 29
| 2117 | 89 | 3 | 30 | 5 | 0 | 0 | 1 | 0 | 0 | 0 | 0 | 0 | 0 | 0 | 0 | 1 |  | 3 | 30 | 3 | 29
| 2118 | 89 | 3 | 30 | 6 | 0 | 0 | 1 | 0 | 0 | 0 | 0 | 0 | 0 | 0 | 0 | 1 |  | 3 | 30 | 3 | 29
| 2119 | 89 | 3 | 30 | 7 | 0 | 0 | 1 | 0 | 0 | 0 | 0 | 0 | 0 | 0 | 0 | 1 |  | 3 | 30 | 3 | 29
| 2120 | 89 | 3 | 30 | 8 | 0 | 0 | 1 | 0 | 0 | 0 | 0 | 0 | 0 | 0 | 0 | 1 |  | 3 | 30 | 3 | 29
| 2121 | 89 | 3 | 30 | 9 | 0 | 0 | 1 | 0 | 0 | 0 | 0 | 0 | 0 | 0 | 0 | 1 |  | 3 | 30 | 3 | 29
| 2122 | 89 | 3 | 30 | 10 | 0 | 0 | 1 | 0 | 0 | 0 | 0 | 0 | 0 | 0 | 0 | 1 |  | 3 | 30 | 3 | 29
| 2123 | 89 | 3 | 30 | 11 | 0 | 0 | 1 | 0 | 0 | 0 | 0 | 0 | 0 | 0 | 0 | 1 |  | 3 | 30 | 3 | 29
| 2124 | 89 | 3 | 30 | 12 | 0 | 0 | 1 | 0 | 0 | 0 | 0 | 0 | 0 | 0 | 0 | 1 |  | 3 | 30 | 3 | 29
| 2125 | 89 | 3 | 30 | 13 | 0 | 0 | 1 | 0 | 0 | 0 | 0 | 0 | 0 | 0 | 0 | 1 |  | 3 | 30 | 3 | 29
| 2126 | 89 | 3 | 30 | 14 | 0 | 0 | 1 | 0 | 0 | 0 | 0 | 0 | 0 | 0 | 0 | 1 |  | 3 | 30 | 3 | 29
| 2127 | 89 | 3 | 30 | 15 | 0 | 0 | 1 | 0 | 0 | 0 | 0 | 0 | 0 | 0 | 0 | 1 |  | 3 | 30 | 3 | 29
| 2128 | 89 | 3 | 30 | 16 | 0 | 0 | 1 | 0 | 0 | 0 | 0 | 0 | 0 | 0 | 0 | 1 |  | 3 | 30 | 3 | 29
| 2129 | 89 | 3 | 30 | 17 | 0 | 0 | 1 | 0 | 0 | 0 | 0 | 0 | 0 | 0 | 0 | 1 |  | 3 | 30 | 3 | 29
| 2130 | 89 | 3 | 30 | 18 | 0 | 0 | 1 | 0 | 0 | 0 | 0 | 0 | 0 | 0 | 0 | 1 |  | 3 | 30 | 3 | 29
| 2131 | 89 | 3 | 30 | 19 | 0 | 0 | 1 | 0 | 0 | 0 | 0 | 0 | 0 | 0 | 0 | 1 |  | 3 | 30 | 3 | 29
| 2132 | 89 | 3 | 30 | 20 | 0 | 0 | 1 | 0 | 0 | 0 | 0 | 0 | 0 | 0 | 0 | 1 |  | 3 | 30 | 3 | 29
| 2133 | 89 | 3 | 30 | 21 | 0 | 0 | 1 | 0 | 0 | 0 | 0 | 0 | 0 | 0 | 0 | 1 |  | 3 | 30 | 3 | 29
| 2134 | 89 | 3 | 30 | 22 | 0 | 0 | 1 | 0 | 0 | 0 | 0 | 0 | 0 | 0 | 0 | 1 |  | 3 | 30 | 3 | 29
| 2135 | 89 | 3 | 30 | 23 | 0 | 0 | 1 | 0 | 0 | 0 | 0 | 0 | 0 | 0 | 0 | 1 |  | 3 | 30 | 3 | 29
| 2136 | 89 | 3 | 30 | 24 | 0 | 0 | 1 | 0 | 0 | 0 | 0 | 0 | 0 | 0 | 0 | 1 |  | 3 | 30 | 3 | 29
| 2137 | 90 | 3 | 31 | 1 | 0 | 0 | 1 | 0 | 0 | 0 | 0 | 0 | 0 | 0 | 0 | 1 |  | 3 | 31 | 3 | 30
| 2138 | 90 | 3 | 31 | 2 | 0 | 0 | 1 | 0 | 0 | 0 | 0 | 0 | 0 | 0 | 0 | 1 |  | 3 | 31 | 3 | 30
| 2139 | 90 | 3 | 31 | 3 | 0 | 0 | 1 | 0 | 0 | 0 | 0 | 0 | 0 | 0 | 0 | 1 |  | 3 | 31 | 3 | 30
| 2140 | 90 | 3 | 31 | 4 | 0 | 0 | 1 | 0 | 0 | 0 | 0 | 0 | 0 | 0 | 0 | 1 |  | 3 | 31 | 3 | 30
| 2141 | 90 | 3 | 31 | 5 | 0 | 0 | 1 | 0 | 0 | 0 | 0 | 0 | 0 | 0 | 0 | 1 |  | 3 | 31 | 3 | 30
| 2142 | 90 | 3 | 31 | 6 | 0 | 0 | 1 | 0 | 0 | 0 | 0 | 0 | 0 | 0 | 0 | 1 |  | 3 | 31 | 3 | 30
| 2143 | 90 | 3 | 31 | 7 | 0 | 0 | 1 | 0 | 0 | 0 | 0 | 0 | 0 | 0 | 0 | 1 |  | 3 | 31 | 3 | 30
| 2144 | 90 | 3 | 31 | 8 | 0 | 0 | 1 | 0 | 0 | 0 | 0 | 0 | 0 | 0 | 0 | 1 |  | 3 | 31 | 3 | 30
| 2145 | 90 | 3 | 31 | 9 | 0 | 0 | 1 | 0 | 0 | 0 | 0 | 0 | 0 | 0 | 0 | 1 |  | 3 | 31 | 3 | 30
| 2146 | 90 | 3 | 31 | 10 | 0 | 0 | 1 | 0 | 0 | 0 | 0 | 0 | 0 | 0 | 0 | 1 |  | 3 | 31 | 3 | 30
| 2147 | 90 | 3 | 31 | 11 | 0 | 0 | 1 | 0 | 0 | 0 | 0 | 0 | 0 | 0 | 0 | 1 |  | 3 | 31 | 3 | 30
| 2148 | 90 | 3 | 31 | 12 | 0 | 0 | 1 | 0 | 0 | 0 | 0 | 0 | 0 | 0 | 0 | 1 |  | 3 | 31 | 3 | 30
| 2149 | 90 | 3 | 31 | 13 | 0 | 0 | 1 | 0 | 0 | 0 | 0 | 0 | 0 | 0 | 0 | 1 |  | 3 | 31 | 3 | 30
| 2150 | 90 | 3 | 31 | 14 | 0 | 0 | 1 | 0 | 0 | 0 | 0 | 0 | 0 | 0 | 0 | 1 |  | 3 | 31 | 3 | 30
| 2151 | 90 | 3 | 31 | 15 | 0 | 0 | 1 | 0 | 0 | 0 | 0 | 0 | 0 | 0 | 0 | 1 |  | 3 | 31 | 3 | 30
| 2152 | 90 | 3 | 31 | 16 | 0 | 0 | 1 | 0 | 0 | 0 | 0 | 0 | 0 | 0 | 0 | 1 |  | 3 | 31 | 3 | 30
| 2153 | 90 | 3 | 31 | 17 | 0 | 0 | 1 | 0 | 0 | 0 | 0 | 0 | 0 | 0 | 0 | 1 |  | 3 | 31 | 3 | 30
| 2154 | 90 | 3 | 31 | 18 | 0 | 0 | 1 | 0 | 0 | 0 | 0 | 0 | 0 | 0 | 0 | 1 |  | 3 | 31 | 3 | 30
| 2155 | 90 | 3 | 31 | 19 | 0 | 0 | 1 | 0 | 0 | 0 | 0 | 0 | 0 | 0 | 0 | 1 |  | 3 | 31 | 3 | 30
| 2156 | 90 | 3 | 31 | 20 | 0 | 0 | 1 | 0 | 0 | 0 | 0 | 0 | 0 | 0 | 0 | 1 |  | 3 | 31 | 3 | 30
| 2157 | 90 | 3 | 31 | 21 | 0 | 0 | 1 | 0 | 0 | 0 | 0 | 0 | 0 | 0 | 0 | 1 |  | 3 | 31 | 3 | 30
| 2158 | 90 | 3 | 31 | 22 | 0 | 0 | 1 | 0 | 0 | 0 | 0 | 0 | 0 | 0 | 0 | 1 |  | 3 | 31 | 3 | 30
| 2159 | 90 | 3 | 31 | 23 | 0 | 0 | 1 | 0 | 0 | 0 | 0 | 0 | 0 | 0 | 0 | 1 |  | 3 | 31 | 3 | 30
| 2160 | 90 | 3 | 31 | 24 | 0 | 0 | 1 | 0 | 0 | 0 | 0 | 0 | 0 | 0 | 0 | 1 |  | 3 | 31 | 3 | 30
| 2161 | 91 | 4 | 1 | 1 | 0 | 0 | 1 | 0 | 0 | 0 | 0 | 0 | 0 | 0 | 0 | 1 |  | 4 | 1 | 3 | 31
| 2162 | 91 | 4 | 1 | 2 | 0 | 0 | 1 | 0 | 0 | 0 | 0 | 0 | 0 | 0 | 0 | 1 |  | 4 | 1 | 3 | 31
| 2163 | 91 | 4 | 1 | 3 | 0 | 0 | 1 | 0 | 0 | 0 | 0 | 0 | 0 | 0 | 0 | 1 |  | 4 | 1 | 3 | 31
| 2164 | 91 | 4 | 1 | 4 | 0 | 0 | 1 | 0 | 0 | 0 | 0 | 0 | 0 | 0 | 0 | 1 |  | 4 | 1 | 3 | 31
| 2165 | 91 | 4 | 1 | 5 | 0 | 0 | 1 | 0 | 0 | 0 | 0 | 0 | 0 | 0 | 0 | 1 |  | 4 | 1 | 3 | 31
| 2166 | 91 | 4 | 1 | 6 | 0 | 0 | 1 | 0 | 0 | 0 | 0 | 0 | 0 | 0 | 0 | 1 |  | 4 | 1 | 3 | 31
| 2167 | 91 | 4 | 1 | 7 | 0 | 0 | 1 | 0 | 0 | 0 | 0 | 0 | 0 | 0 | 0 | 1 |  | 4 | 1 | 3 | 31
| 2168 | 91 | 4 | 1 | 8 | 0 | 0 | 1 | 0 | 0 | 0 | 0 | 0 | 0 | 0 | 0 | 1 |  | 4 | 1 | 3 | 31
| 2169 | 91 | 4 | 1 | 9 | 0 | 0 | 1 | 0 | 0 | 0 | 0 | 0 | 0 | 0 | 0 | 1 |  | 4 | 1 | 3 | 31
| 2170 | 91 | 4 | 1 | 10 | 0 | 0 | 1 | 0 | 0 | 0 | 0 | 0 | 0 | 0 | 0 | 1 |  | 4 | 1 | 3 | 31
| 2171 | 91 | 4 | 1 | 11 | 0 | 0 | 1 | 0 | 0 | 0 | 0 | 0 | 0 | 0 | 0 | 1 |  | 4 | 1 | 3 | 31
| 2172 | 91 | 4 | 1 | 12 | 0 | 0 | 1 | 0 | 0 | 0 | 0 | 0 | 0 | 0 | 0 | 1 |  | 4 | 1 | 3 | 31
| 2173 | 91 | 4 | 1 | 13 | 0 | 0 | 1 | 0 | 0 | 0 | 0 | 0 | 0 | 0 | 0 | 1 |  | 4 | 1 | 3 | 31
| 2174 | 91 | 4 | 1 | 14 | 0 | 0 | 1 | 0 | 0 | 0 | 0 | 0 | 0 | 0 | 0 | 1 |  | 4 | 1 | 3 | 31
| 2175 | 91 | 4 | 1 | 15 | 0 | 0 | 1 | 0 | 0 | 0 | 0 | 0 | 0 | 0 | 0 | 1 |  | 4 | 1 | 3 | 31
| 2176 | 91 | 4 | 1 | 16 | 0 | 0 | 1 | 0 | 0 | 0 | 0 | 0 | 0 | 0 | 0 | 1 |  | 4 | 1 | 3 | 31
| 2177 | 91 | 4 | 1 | 17 | 0 | 0 | 1 | 0 | 0 | 0 | 0 | 0 | 0 | 0 | 0 | 1 |  | 4 | 1 | 3 | 31
| 2178 | 91 | 4 | 1 | 18 | 0 | 0 | 1 | 0 | 0 | 0 | 0 | 0 | 0 | 0 | 0 | 1 |  | 4 | 1 | 3 | 31
| 2179 | 91 | 4 | 1 | 19 | 0 | 0 | 1 | 0 | 0 | 0 | 0 | 0 | 0 | 0 | 0 | 1 |  | 4 | 1 | 3 | 31
| 2180 | 91 | 4 | 1 | 20 | 0 | 0 | 1 | 0 | 0 | 0 | 0 | 0 | 0 | 0 | 0 | 1 |  | 4 | 1 | 3 | 31
| 2181 | 91 | 4 | 1 | 21 | 0 | 0 | 1 | 0 | 0 | 0 | 0 | 0 | 0 | 0 | 0 | 1 |  | 4 | 1 | 3 | 31
| 2182 | 91 | 4 | 1 | 22 | 0 | 0 | 1 | 0 | 0 | 0 | 0 | 0 | 0 | 0 | 0 | 1 |  | 4 | 1 | 3 | 31
| 2183 | 91 | 4 | 1 | 23 | 0 | 0 | 1 | 0 | 0 | 0 | 0 | 0 | 0 | 0 | 0 | 1 |  | 4 | 1 | 3 | 31
| 2184 | 91 | 4 | 1 | 24 | 0 | 0 | 1 | 0 | 0 | 0 | 0 | 0 | 0 | 0 | 0 | 1 |  | 4 | 1 | 3 | 31
| 2185 | 92 | 4 | 2 | 1 | 0 | 0 | 0 | 0 | 0 | 0 | 0 | 0 | 0 | 0 | 0 | 1 |  | 4 | 2 | 4 | 1
| 2186 | 92 | 4 | 2 | 2 | 0 | 0 | 0 | 0 | 0 | 0 | 0 | 0 | 0 | 0 | 0 | 1 |  | 4 | 2 | 4 | 1
| 2187 | 92 | 4 | 2 | 3 | 0 | 0 | 0 | 0 | 0 | 0 | 0 | 0 | 0 | 0 | 0 | 1 |  | 4 | 2 | 4 | 1
| 2188 | 92 | 4 | 2 | 4 | 0 | 0 | 0 | 0 | 0 | 0 | 0 | 0 | 0 | 0 | 0 | 1 |  | 4 | 2 | 4 | 1
| 2189 | 92 | 4 | 2 | 5 | 0 | 0 | 0 | 0 | 0 | 0 | 0 | 0 | 0 | 0 | 0 | 1 |  | 4 | 2 | 4 | 1
| 2190 | 92 | 4 | 2 | 6 | 0 | 0 | 0 | 0 | 0 | 0 | 0 | 0 | 0 | 0 | 0 | 1 |  | 4 | 2 | 4 | 1
| 2191 | 92 | 4 | 2 | 7 | 0 | 0 | 0 | 0 | 0 | 0 | 0 | 0 | 0 | 0 | 0 | 1 |  | 4 | 2 | 4 | 1
| 2192 | 92 | 4 | 2 | 8 | 0 | 0 | 0 | 0 | 0 | 0 | 0 | 0 | 0 | 0 | 0 | 1 |  | 4 | 2 | 4 | 1
| 2193 | 92 | 4 | 2 | 9 | 0 | 0 | 0 | 0 | 0 | 0 | 0 | 0 | 0 | 0 | 0 | 1 |  | 4 | 2 | 4 | 1
| 2194 | 92 | 4 | 2 | 10 | 0 | 0 | 0 | 0 | 0 | 0 | 0 | 0 | 0 | 0 | 0 | 1 |  | 4 | 2 | 4 | 1
| 2195 | 92 | 4 | 2 | 11 | 0 | 0 | 0 | 0 | 0 | 0 | 0 | 0 | 0 | 0 | 0 | 1 |  | 4 | 2 | 4 | 1
| 2196 | 92 | 4 | 2 | 12 | 0 | 0 | 0 | 0 | 0 | 0 | 0 | 0 | 0 | 0 | 0 | 1 |  | 4 | 2 | 4 | 1
| 2197 | 92 | 4 | 2 | 13 | 0 | 0 | 0 | 0 | 0 | 0 | 0 | 0 | 0 | 0 | 0 | 1 |  | 4 | 2 | 4 | 1
| 2198 | 92 | 4 | 2 | 14 | 0 | 0 | 0 | 0 | 0 | 0 | 0 | 0 | 0 | 0 | 0 | 1 |  | 4 | 2 | 4 | 1
| 2199 | 92 | 4 | 2 | 15 | 0 | 0 | 0 | 0 | 0 | 0 | 0 | 0 | 0 | 0 | 0 | 1 |  | 4 | 2 | 4 | 1
| 2200 | 92 | 4 | 2 | 16 | 0 | 0 | 0 | 0 | 0 | 0 | 0 | 0 | 0 | 0 | 0 | 1 |  | 4 | 2 | 4 | 1
| 2201 | 92 | 4 | 2 | 17 | 0 | 0 | 0 | 0 | 0 | 0 | 0 | 0 | 0 | 0 | 0 | 1 |  | 4 | 2 | 4 | 1
| 2202 | 92 | 4 | 2 | 18 | 0 | 0 | 0 | 0 | 0 | 0 | 0 | 0 | 0 | 0 | 0 | 1 |  | 4 | 2 | 4 | 1
| 2203 | 92 | 4 | 2 | 19 | 0 | 0 | 0 | 0 | 0 | 0 | 0 | 0 | 0 | 0 | 0 | 1 |  | 4 | 2 | 4 | 1
| 2204 | 92 | 4 | 2 | 20 | 0 | 0 | 0 | 0 | 0 | 0 | 0 | 0 | 0 | 0 | 0 | 1 |  | 4 | 2 | 4 | 1
| 2205 | 92 | 4 | 2 | 21 | 0 | 0 | 0 | 0 | 0 | 0 | 0 | 0 | 0 | 0 | 0 | 1 |  | 4 | 2 | 4 | 1
| 2206 | 92 | 4 | 2 | 22 | 0 | 0 | 0 | 0 | 0 | 0 | 0 | 0 | 0 | 0 | 0 | 1 |  | 4 | 2 | 4 | 1
| 2207 | 92 | 4 | 2 | 23 | 0 | 0 | 0 | 0 | 0 | 0 | 0 | 0 | 0 | 0 | 0 | 1 |  | 4 | 2 | 4 | 1
| 2208 | 92 | 4 | 2 | 24 | 0 | 0 | 0 | 0 | 0 | 0 | 0 | 0 | 0 | 0 | 0 | 1 |  | 4 | 2 | 4 | 1
| 2209 | 93 | 4 | 3 | 1 | 0 | 0 | 0 | 0 | 0 | 0 | 0 | 0 | 0 | 0 | 0 | 1 |  | 4 | 3 | 4 | 2
| 2210 | 93 | 4 | 3 | 2 | 0 | 0 | 0 | 0 | 0 | 0 | 0 | 0 | 0 | 0 | 0 | 1 |  | 4 | 3 | 4 | 2
| 2211 | 93 | 4 | 3 | 3 | 0 | 0 | 0 | 0 | 0 | 0 | 0 | 0 | 0 | 0 | 0 | 1 |  | 4 | 3 | 4 | 2
| 2212 | 93 | 4 | 3 | 4 | 0 | 0 | 0 | 0 | 0 | 0 | 0 | 0 | 0 | 0 | 0 | 1 |  | 4 | 3 | 4 | 2
| 2213 | 93 | 4 | 3 | 5 | 0 | 0 | 0 | 0 | 0 | 0 | 0 | 0 | 0 | 0 | 0 | 1 |  | 4 | 3 | 4 | 2
| 2214 | 93 | 4 | 3 | 6 | 0 | 0 | 0 | 0 | 0 | 0 | 0 | 0 | 0 | 0 | 0 | 1 |  | 4 | 3 | 4 | 2
| 2215 | 93 | 4 | 3 | 7 | 0 | 0 | 0 | 0 | 0 | 0 | 0 | 0 | 0 | 0 | 0 | 1 |  | 4 | 3 | 4 | 2
| 2216 | 93 | 4 | 3 | 8 | 0 | 0 | 0 | 0 | 0 | 0 | 0 | 0 | 0 | 0 | 0 | 1 |  | 4 | 3 | 4 | 2
| 2217 | 93 | 4 | 3 | 9 | 0 | 0 | 0 | 0 | 0 | 0 | 0 | 0 | 0 | 0 | 0 | 1 |  | 4 | 3 | 4 | 2
| 2218 | 93 | 4 | 3 | 10 | 0 | 0 | 0 | 0 | 0 | 0 | 0 | 0 | 0 | 0 | 0 | 1 |  | 4 | 3 | 4 | 2
| 2219 | 93 | 4 | 3 | 11 | 0 | 0 | 0 | 0 | 0 | 0 | 0 | 0 | 0 | 0 | 0 | 1 |  | 4 | 3 | 4 | 2
| 2220 | 93 | 4 | 3 | 12 | 0 | 0 | 0 | 0 | 0 | 0 | 0 | 0 | 0 | 0 | 0 | 1 |  | 4 | 3 | 4 | 2
| 2221 | 93 | 4 | 3 | 13 | 0 | 0 | 0 | 0 | 0 | 0 | 0 | 0 | 0 | 0 | 0 | 1 |  | 4 | 3 | 4 | 2
| 2222 | 93 | 4 | 3 | 14 | 0 | 0 | 0 | 0 | 0 | 0 | 0 | 0 | 0 | 0 | 0 | 1 |  | 4 | 3 | 4 | 2
| 2223 | 93 | 4 | 3 | 15 | 0 | 0 | 0 | 0 | 0 | 0 | 0 | 0 | 0 | 0 | 0 | 1 |  | 4 | 3 | 4 | 2
| 2224 | 93 | 4 | 3 | 16 | 0 | 0 | 0 | 0 | 0 | 0 | 0 | 0 | 0 | 0 | 0 | 1 |  | 4 | 3 | 4 | 2
| 2225 | 93 | 4 | 3 | 17 | 0 | 0 | 0 | 0 | 0 | 0 | 0 | 0 | 0 | 0 | 0 | 1 |  | 4 | 3 | 4 | 2
| 2226 | 93 | 4 | 3 | 18 | 0 | 0 | 0 | 0 | 0 | 0 | 0 | 0 | 0 | 0 | 0 | 1 |  | 4 | 3 | 4 | 2
| 2227 | 93 | 4 | 3 | 19 | 0 | 0 | 0 | 0 | 0 | 0 | 0 | 0 | 0 | 0 | 0 | 1 |  | 4 | 3 | 4 | 2
| 2228 | 93 | 4 | 3 | 20 | 0 | 0 | 0 | 0 | 0 | 0 | 0 | 0 | 0 | 0 | 0 | 1 |  | 4 | 3 | 4 | 2
| 2229 | 93 | 4 | 3 | 21 | 0 | 0 | 0 | 0 | 0 | 0 | 0 | 0 | 0 | 0 | 0 | 1 |  | 4 | 3 | 4 | 2
| 2230 | 93 | 4 | 3 | 22 | 0 | 0 | 0 | 0 | 0 | 0 | 0 | 0 | 0 | 0 | 0 | 1 |  | 4 | 3 | 4 | 2
| 2231 | 93 | 4 | 3 | 23 | 0 | 0 | 0 | 0 | 0 | 0 | 0 | 0 | 0 | 0 | 0 | 1 |  | 4 | 3 | 4 | 2
| 2232 | 93 | 4 | 3 | 24 | 0 | 0 | 0 | 0 | 0 | 0 | 0 | 0 | 0 | 0 | 0 | 1 |  | 4 | 3 | 4 | 2
| 2233 | 94 | 4 | 4 | 1 | 0 | 0 | 1 | 0 | 0 | 0 | 0 | 0 | 0 | 0 | 0 | 1 |  | 4 | 4 | 4 | 3
| 2234 | 94 | 4 | 4 | 2 | 0 | 0 | 1 | 0 | 0 | 0 | 0 | 0 | 0 | 0 | 0 | 1 |  | 4 | 4 | 4 | 3
| 2235 | 94 | 4 | 4 | 3 | 0 | 0 | 1 | 0 | 0 | 0 | 0 | 0 | 0 | 0 | 0 | 1 |  | 4 | 4 | 4 | 3
| 2236 | 94 | 4 | 4 | 4 | 0 | 0 | 1 | 0 | 0 | 0 | 0 | 0 | 0 | 0 | 0 | 1 |  | 4 | 4 | 4 | 3
| 2237 | 94 | 4 | 4 | 5 | 0 | 0 | 1 | 0 | 0 | 0 | 0 | 0 | 0 | 0 | 0 | 1 |  | 4 | 4 | 4 | 3
| 2238 | 94 | 4 | 4 | 6 | 0 | 0 | 1 | 0 | 0 | 0 | 0 | 0 | 0 | 0 | 0 | 1 |  | 4 | 4 | 4 | 3
| 2239 | 94 | 4 | 4 | 7 | 0 | 0 | 1 | 0 | 0 | 0 | 0 | 0 | 0 | 0 | 0 | 1 |  | 4 | 4 | 4 | 3
| 2240 | 94 | 4 | 4 | 8 | 0 | 0 | 1 | 0 | 0 | 0 | 0 | 0 | 0 | 0 | 0 | 1 |  | 4 | 4 | 4 | 3
| 2241 | 94 | 4 | 4 | 9 | 0 | 0 | 1 | 0 | 0 | 0 | 0 | 0 | 0 | 0 | 0 | 1 |  | 4 | 4 | 4 | 3
| 2242 | 94 | 4 | 4 | 10 | 0 | 0 | 1 | 0 | 0 | 0 | 0 | 0 | 0 | 0 | 0 | 1 |  | 4 | 4 | 4 | 3
| 2243 | 94 | 4 | 4 | 11 | 0 | 0 | 1 | 0 | 0 | 0 | 0 | 0 | 0 | 0 | 0 | 1 |  | 4 | 4 | 4 | 3
| 2244 | 94 | 4 | 4 | 12 | 0 | 0 | 1 | 0 | 0 | 0 | 0 | 0 | 0 | 0 | 0 | 1 |  | 4 | 4 | 4 | 3
| 2245 | 94 | 4 | 4 | 13 | 0 | 0 | 1 | 0 | 0 | 0 | 0 | 0 | 0 | 0 | 0 | 1 |  | 4 | 4 | 4 | 3
| 2246 | 94 | 4 | 4 | 14 | 0 | 0 | 1 | 0 | 0 | 0 | 0 | 0 | 0 | 0 | 0 | 1 |  | 4 | 4 | 4 | 3
| 2247 | 94 | 4 | 4 | 15 | 0 | 0 | 1 | 0 | 0 | 0 | 0 | 0 | 0 | 0 | 0 | 1 |  | 4 | 4 | 4 | 3
| 2248 | 94 | 4 | 4 | 16 | 0 | 0 | 1 | 0 | 0 | 0 | 0 | 0 | 0 | 0 | 0 | 1 |  | 4 | 4 | 4 | 3
| 2249 | 94 | 4 | 4 | 17 | 0 | 0 | 1 | 0 | 0 | 0 | 0 | 0 | 0 | 0 | 0 | 1 |  | 4 | 4 | 4 | 3
| 2250 | 94 | 4 | 4 | 18 | 0 | 0 | 1 | 0 | 0 | 0 | 0 | 0 | 0 | 0 | 0 | 1 |  | 4 | 4 | 4 | 3
| 2251 | 94 | 4 | 4 | 19 | 0 | 0 | 1 | 0 | 0 | 0 | 0 | 0 | 0 | 0 | 0 | 1 |  | 4 | 4 | 4 | 3
| 2252 | 94 | 4 | 4 | 20 | 0 | 0 | 1 | 0 | 0 | 0 | 0 | 0 | 0 | 0 | 0 | 1 |  | 4 | 4 | 4 | 3
| 2253 | 94 | 4 | 4 | 21 | 0 | 0 | 1 | 0 | 0 | 0 | 0 | 0 | 0 | 0 | 0 | 1 |  | 4 | 4 | 4 | 3
| 2254 | 94 | 4 | 4 | 22 | 0 | 0 | 1 | 0 | 0 | 0 | 0 | 0 | 0 | 0 | 0 | 1 |  | 4 | 4 | 4 | 3
| 2255 | 94 | 4 | 4 | 23 | 0 | 0 | 1 | 0 | 0 | 0 | 0 | 0 | 0 | 0 | 0 | 1 |  | 4 | 4 | 4 | 3
| 2256 | 94 | 4 | 4 | 24 | 0 | 0 | 1 | 0 | 0 | 0 | 0 | 0 | 0 | 0 | 0 | 1 |  | 4 | 4 | 4 | 3
| 2257 | 95 | 4 | 5 | 1 | 0 | 0 | 1 | 0 | 0 | 0 | 0 | 0 | 0 | 0 | 0 | 1 |  | 4 | 5 | 4 | 4
| 2258 | 95 | 4 | 5 | 2 | 0 | 0 | 1 | 0 | 0 | 0 | 0 | 0 | 0 | 0 | 0 | 1 |  | 4 | 5 | 4 | 4
| 2259 | 95 | 4 | 5 | 3 | 0 | 0 | 1 | 0 | 0 | 0 | 0 | 0 | 0 | 0 | 0 | 1 |  | 4 | 5 | 4 | 4
| 2260 | 95 | 4 | 5 | 4 | 0 | 0 | 1 | 0 | 0 | 0 | 0 | 0 | 0 | 0 | 0 | 1 |  | 4 | 5 | 4 | 4
| 2261 | 95 | 4 | 5 | 5 | 0 | 0 | 1 | 0 | 0 | 0 | 0 | 0 | 0 | 0 | 0 | 1 |  | 4 | 5 | 4 | 4
| 2262 | 95 | 4 | 5 | 6 | 0 | 0 | 1 | 0 | 0 | 0 | 0 | 0 | 0 | 0 | 0 | 1 |  | 4 | 5 | 4 | 4
| 2263 | 95 | 4 | 5 | 7 | 0 | 0 | 1 | 0 | 0 | 0 | 0 | 0 | 0 | 0 | 0 | 1 |  | 4 | 5 | 4 | 4
| 2264 | 95 | 4 | 5 | 8 | 0 | 0 | 1 | 0 | 0 | 0 | 0 | 0 | 0 | 0 | 0 | 1 |  | 4 | 5 | 4 | 4
| 2265 | 95 | 4 | 5 | 9 | 0 | 0 | 1 | 0 | 0 | 0 | 0 | 0 | 0 | 0 | 0 | 1 |  | 4 | 5 | 4 | 4
| 2266 | 95 | 4 | 5 | 10 | 0 | 0 | 1 | 0 | 0 | 0 | 0 | 0 | 0 | 0 | 0 | 1 |  | 4 | 5 | 4 | 4
| 2267 | 95 | 4 | 5 | 11 | 0 | 0 | 1 | 0 | 0 | 0 | 0 | 0 | 0 | 0 | 0 | 1 |  | 4 | 5 | 4 | 4
| 2268 | 95 | 4 | 5 | 12 | 0 | 0 | 1 | 0 | 0 | 0 | 0 | 0 | 0 | 0 | 0 | 1 |  | 4 | 5 | 4 | 4
| 2269 | 95 | 4 | 5 | 13 | 0 | 0 | 1 | 0 | 0 | 0 | 0 | 0 | 0 | 0 | 0 | 1 |  | 4 | 5 | 4 | 4
| 2270 | 95 | 4 | 5 | 14 | 0 | 0 | 1 | 0 | 0 | 0 | 0 | 0 | 0 | 0 | 0 | 1 |  | 4 | 5 | 4 | 4
| 2271 | 95 | 4 | 5 | 15 | 0 | 0 | 1 | 0 | 0 | 0 | 0 | 0 | 0 | 0 | 0 | 1 |  | 4 | 5 | 4 | 4
| 2272 | 95 | 4 | 5 | 16 | 0 | 0 | 1 | 0 | 0 | 0 | 0 | 0 | 0 | 0 | 0 | 1 |  | 4 | 5 | 4 | 4
| 2273 | 95 | 4 | 5 | 17 | 0 | 0 | 1 | 0 | 0 | 0 | 0 | 0 | 0 | 0 | 0 | 1 |  | 4 | 5 | 4 | 4
| 2274 | 95 | 4 | 5 | 18 | 0 | 0 | 1 | 0 | 0 | 0 | 0 | 0 | 0 | 0 | 0 | 1 |  | 4 | 5 | 4 | 4
| 2275 | 95 | 4 | 5 | 19 | 0 | 0 | 1 | 0 | 0 | 0 | 0 | 0 | 0 | 0 | 0 | 1 |  | 4 | 5 | 4 | 4
| 2276 | 95 | 4 | 5 | 20 | 0 | 0 | 1 | 0 | 0 | 0 | 0 | 0 | 0 | 0 | 0 | 1 |  | 4 | 5 | 4 | 4
| 2277 | 95 | 4 | 5 | 21 | 0 | 0 | 1 | 0 | 0 | 0 | 0 | 0 | 0 | 0 | 0 | 1 |  | 4 | 5 | 4 | 4
| 2278 | 95 | 4 | 5 | 22 | 0 | 0 | 1 | 0 | 0 | 0 | 0 | 0 | 0 | 0 | 0 | 1 |  | 4 | 5 | 4 | 4
| 2279 | 95 | 4 | 5 | 23 | 0 | 0 | 1 | 0 | 0 | 0 | 0 | 0 | 0 | 0 | 0 | 1 |  | 4 | 5 | 4 | 4
| 2280 | 95 | 4 | 5 | 24 | 0 | 0 | 1 | 0 | 0 | 0 | 0 | 0 | 0 | 0 | 0 | 1 |  | 4 | 5 | 4 | 4
| 2281 | 96 | 4 | 6 | 1 | 0 | 0 | 1 | 0 | 0 | 0 | 0 | 0 | 0 | 0 | 0 | 1 |  | 4 | 6 | 4 | 5
| 2282 | 96 | 4 | 6 | 2 | 0 | 0 | 1 | 0 | 0 | 0 | 0 | 0 | 0 | 0 | 0 | 1 |  | 4 | 6 | 4 | 5
| 2283 | 96 | 4 | 6 | 3 | 0 | 0 | 1 | 0 | 0 | 0 | 0 | 0 | 0 | 0 | 0 | 1 |  | 4 | 6 | 4 | 5
| 2284 | 96 | 4 | 6 | 4 | 0 | 0 | 1 | 0 | 0 | 0 | 0 | 0 | 0 | 0 | 0 | 1 |  | 4 | 6 | 4 | 5
| 2285 | 96 | 4 | 6 | 5 | 0 | 0 | 1 | 0 | 0 | 0 | 0 | 0 | 0 | 0 | 0 | 1 |  | 4 | 6 | 4 | 5
| 2286 | 96 | 4 | 6 | 6 | 0 | 0 | 1 | 0 | 0 | 0 | 0 | 0 | 0 | 0 | 0 | 1 |  | 4 | 6 | 4 | 5
| 2287 | 96 | 4 | 6 | 7 | 0 | 0 | 1 | 0 | 0 | 0 | 0 | 0 | 0 | 0 | 0 | 1 |  | 4 | 6 | 4 | 5
| 2288 | 96 | 4 | 6 | 8 | 0 | 0 | 1 | 0 | 0 | 0 | 0 | 0 | 0 | 0 | 0 | 1 |  | 4 | 6 | 4 | 5
| 2289 | 96 | 4 | 6 | 9 | 0 | 0 | 1 | 0 | 0 | 0 | 0 | 0 | 0 | 0 | 0 | 1 |  | 4 | 6 | 4 | 5
| 2290 | 96 | 4 | 6 | 10 | 0 | 0 | 1 | 0 | 0 | 0 | 0 | 0 | 0 | 0 | 0 | 1 |  | 4 | 6 | 4 | 5
| 2291 | 96 | 4 | 6 | 11 | 0 | 0 | 1 | 0 | 0 | 0 | 0 | 0 | 0 | 0 | 0 | 1 |  | 4 | 6 | 4 | 5
| 2292 | 96 | 4 | 6 | 12 | 0 | 0 | 1 | 0 | 0 | 0 | 0 | 0 | 0 | 0 | 0 | 1 |  | 4 | 6 | 4 | 5
| 2293 | 96 | 4 | 6 | 13 | 0 | 0 | 1 | 0 | 0 | 0 | 0 | 0 | 0 | 0 | 0 | 1 |  | 4 | 6 | 4 | 5
| 2294 | 96 | 4 | 6 | 14 | 0 | 0 | 1 | 0 | 0 | 0 | 0 | 0 | 0 | 0 | 0 | 1 |  | 4 | 6 | 4 | 5
| 2295 | 96 | 4 | 6 | 15 | 0 | 0 | 1 | 0 | 0 | 0 | 0 | 0 | 0 | 0 | 0 | 1 |  | 4 | 6 | 4 | 5
| 2296 | 96 | 4 | 6 | 16 | 0 | 0 | 1 | 0 | 0 | 0 | 0 | 0 | 0 | 0 | 0 | 1 |  | 4 | 6 | 4 | 5
| 2297 | 96 | 4 | 6 | 17 | 0 | 0 | 1 | 0 | 0 | 0 | 0 | 0 | 0 | 0 | 0 | 1 |  | 4 | 6 | 4 | 5
| 2298 | 96 | 4 | 6 | 18 | 0 | 0 | 1 | 0 | 0 | 0 | 0 | 0 | 0 | 0 | 0 | 1 |  | 4 | 6 | 4 | 5
| 2299 | 96 | 4 | 6 | 19 | 0 | 0 | 1 | 0 | 0 | 0 | 0 | 0 | 0 | 0 | 0 | 1 |  | 4 | 6 | 4 | 5
| 2300 | 96 | 4 | 6 | 20 | 0 | 0 | 1 | 0 | 0 | 0 | 0 | 0 | 0 | 0 | 0 | 1 |  | 4 | 6 | 4 | 5
| 2301 | 96 | 4 | 6 | 21 | 0 | 0 | 1 | 0 | 0 | 0 | 0 | 0 | 0 | 0 | 0 | 1 |  | 4 | 6 | 4 | 5
| 2302 | 96 | 4 | 6 | 22 | 0 | 0 | 1 | 0 | 0 | 0 | 0 | 0 | 0 | 0 | 0 | 1 |  | 4 | 6 | 4 | 5
| 2303 | 96 | 4 | 6 | 23 | 0 | 0 | 1 | 0 | 0 | 0 | 0 | 0 | 0 | 0 | 0 | 1 |  | 4 | 6 | 4 | 5
| 2304 | 96 | 4 | 6 | 24 | 0 | 0 | 1 | 0 | 0 | 0 | 0 | 0 | 0 | 0 | 0 | 1 |  | 4 | 6 | 4 | 5
| 2305 | 97 | 4 | 7 | 1 | 0 | 0 | 1 | 0 | 0 | 0 | 0 | 0 | 0 | 0 | 0 | 1 |  | 4 | 7 | 4 | 6
| 2306 | 97 | 4 | 7 | 2 | 0 | 0 | 1 | 0 | 0 | 0 | 0 | 0 | 0 | 0 | 0 | 1 |  | 4 | 7 | 4 | 6
| 2307 | 97 | 4 | 7 | 3 | 0 | 0 | 1 | 0 | 0 | 0 | 0 | 0 | 0 | 0 | 0 | 1 |  | 4 | 7 | 4 | 6
| 2308 | 97 | 4 | 7 | 4 | 0 | 0 | 1 | 0 | 0 | 0 | 0 | 0 | 0 | 0 | 0 | 1 |  | 4 | 7 | 4 | 6
| 2309 | 97 | 4 | 7 | 5 | 0 | 0 | 1 | 0 | 0 | 0 | 0 | 0 | 0 | 0 | 0 | 1 |  | 4 | 7 | 4 | 6
| 2310 | 97 | 4 | 7 | 6 | 0 | 0 | 1 | 0 | 0 | 0 | 0 | 0 | 0 | 0 | 0 | 1 |  | 4 | 7 | 4 | 6
| 2311 | 97 | 4 | 7 | 7 | 0 | 0 | 1 | 0 | 0 | 0 | 0 | 0 | 0 | 0 | 0 | 1 |  | 4 | 7 | 4 | 6
| 2312 | 97 | 4 | 7 | 8 | 0 | 0 | 1 | 0 | 0 | 0 | 0 | 0 | 0 | 0 | 0 | 1 |  | 4 | 7 | 4 | 6
| 2313 | 97 | 4 | 7 | 9 | 0 | 0 | 1 | 0 | 0 | 0 | 0 | 0 | 0 | 0 | 0 | 1 |  | 4 | 7 | 4 | 6
| 2314 | 97 | 4 | 7 | 10 | 0 | 0 | 1 | 0 | 0 | 0 | 0 | 0 | 0 | 0 | 0 | 1 |  | 4 | 7 | 4 | 6
| 2315 | 97 | 4 | 7 | 11 | 0 | 0 | 1 | 0 | 0 | 0 | 0 | 0 | 0 | 0 | 0 | 1 |  | 4 | 7 | 4 | 6
| 2316 | 97 | 4 | 7 | 12 | 0 | 0 | 1 | 0 | 0 | 0 | 0 | 0 | 0 | 0 | 0 | 1 |  | 4 | 7 | 4 | 6
| 2317 | 97 | 4 | 7 | 13 | 0 | 0 | 1 | 0 | 0 | 0 | 0 | 0 | 0 | 0 | 0 | 1 |  | 4 | 7 | 4 | 6
| 2318 | 97 | 4 | 7 | 14 | 0 | 0 | 1 | 0 | 0 | 0 | 0 | 0 | 0 | 0 | 0 | 1 |  | 4 | 7 | 4 | 6
| 2319 | 97 | 4 | 7 | 15 | 0 | 0 | 1 | 0 | 0 | 0 | 0 | 0 | 0 | 0 | 0 | 1 |  | 4 | 7 | 4 | 6
| 2320 | 97 | 4 | 7 | 16 | 0 | 0 | 1 | 0 | 0 | 0 | 0 | 0 | 0 | 0 | 0 | 1 |  | 4 | 7 | 4 | 6
| 2321 | 97 | 4 | 7 | 17 | 0 | 0 | 1 | 0 | 0 | 0 | 0 | 0 | 0 | 0 | 0 | 1 |  | 4 | 7 | 4 | 6
| 2322 | 97 | 4 | 7 | 18 | 0 | 0 | 1 | 0 | 0 | 0 | 0 | 0 | 0 | 0 | 0 | 1 |  | 4 | 7 | 4 | 6
| 2323 | 97 | 4 | 7 | 19 | 0 | 0 | 1 | 0 | 0 | 0 | 0 | 0 | 0 | 0 | 0 | 1 |  | 4 | 7 | 4 | 6
| 2324 | 97 | 4 | 7 | 20 | 0 | 0 | 1 | 0 | 0 | 0 | 0 | 0 | 0 | 0 | 0 | 1 |  | 4 | 7 | 4 | 6
| 2325 | 97 | 4 | 7 | 21 | 0 | 0 | 1 | 0 | 0 | 0 | 0 | 0 | 0 | 0 | 0 | 1 |  | 4 | 7 | 4 | 6
| 2326 | 97 | 4 | 7 | 22 | 0 | 0 | 1 | 0 | 0 | 0 | 0 | 0 | 0 | 0 | 0 | 1 |  | 4 | 7 | 4 | 6
| 2327 | 97 | 4 | 7 | 23 | 0 | 0 | 1 | 0 | 0 | 0 | 0 | 0 | 0 | 0 | 0 | 1 |  | 4 | 7 | 4 | 6
| 2328 | 97 | 4 | 7 | 24 | 0 | 0 | 1 | 0 | 0 | 0 | 0 | 0 | 0 | 0 | 0 | 1 |  | 4 | 7 | 4 | 6
| 2329 | 98 | 4 | 8 | 1 | 0 | 0 | 1 | 0 | 0 | 0 | 0 | 0 | 0 | 0 | 0 | 1 |  | 4 | 8 | 4 | 7
| 2330 | 98 | 4 | 8 | 2 | 0 | 0 | 1 | 0 | 0 | 0 | 0 | 0 | 0 | 0 | 0 | 1 |  | 4 | 8 | 4 | 7
| 2331 | 98 | 4 | 8 | 3 | 0 | 0 | 1 | 0 | 0 | 0 | 0 | 0 | 0 | 0 | 0 | 1 |  | 4 | 8 | 4 | 7
| 2332 | 98 | 4 | 8 | 4 | 0 | 0 | 1 | 0 | 0 | 0 | 0 | 0 | 0 | 0 | 0 | 1 |  | 4 | 8 | 4 | 7
| 2333 | 98 | 4 | 8 | 5 | 0 | 0 | 1 | 0 | 0 | 0 | 0 | 0 | 0 | 0 | 0 | 1 |  | 4 | 8 | 4 | 7
| 2334 | 98 | 4 | 8 | 6 | 0 | 0 | 1 | 0 | 0 | 0 | 0 | 0 | 0 | 0 | 0 | 1 |  | 4 | 8 | 4 | 7
| 2335 | 98 | 4 | 8 | 7 | 0 | 0 | 1 | 0 | 0 | 0 | 0 | 0 | 0 | 0 | 0 | 1 |  | 4 | 8 | 4 | 7
| 2336 | 98 | 4 | 8 | 8 | 0 | 0 | 1 | 0 | 0 | 0 | 0 | 0 | 0 | 0 | 0 | 1 |  | 4 | 8 | 4 | 7
| 2337 | 98 | 4 | 8 | 9 | 0 | 0 | 1 | 0 | 0 | 0 | 0 | 0 | 0 | 0 | 0 | 1 |  | 4 | 8 | 4 | 7
| 2338 | 98 | 4 | 8 | 10 | 0 | 0 | 1 | 0 | 0 | 0 | 0 | 0 | 0 | 0 | 0 | 1 |  | 4 | 8 | 4 | 7
| 2339 | 98 | 4 | 8 | 11 | 0 | 0 | 1 | 0 | 0 | 0 | 0 | 0 | 0 | 0 | 0 | 1 |  | 4 | 8 | 4 | 7
| 2340 | 98 | 4 | 8 | 12 | 0 | 0 | 1 | 0 | 0 | 0 | 0 | 0 | 0 | 0 | 0 | 1 |  | 4 | 8 | 4 | 7
| 2341 | 98 | 4 | 8 | 13 | 0 | 0 | 1 | 0 | 0 | 0 | 0 | 0 | 0 | 0 | 0 | 1 |  | 4 | 8 | 4 | 7
| 2342 | 98 | 4 | 8 | 14 | 0 | 0 | 1 | 0 | 0 | 0 | 0 | 0 | 0 | 0 | 0 | 1 |  | 4 | 8 | 4 | 7
| 2343 | 98 | 4 | 8 | 15 | 0 | 0 | 1 | 0 | 0 | 0 | 0 | 0 | 0 | 0 | 0 | 1 |  | 4 | 8 | 4 | 7
| 2344 | 98 | 4 | 8 | 16 | 0 | 0 | 1 | 0 | 0 | 0 | 0 | 0 | 0 | 0 | 0 | 1 |  | 4 | 8 | 4 | 7
| 2345 | 98 | 4 | 8 | 17 | 0 | 0 | 1 | 0 | 0 | 0 | 0 | 0 | 0 | 0 | 0 | 1 |  | 4 | 8 | 4 | 7
| 2346 | 98 | 4 | 8 | 18 | 0 | 0 | 1 | 0 | 0 | 0 | 0 | 0 | 0 | 0 | 0 | 1 |  | 4 | 8 | 4 | 7
| 2347 | 98 | 4 | 8 | 19 | 0 | 0 | 1 | 0 | 0 | 0 | 0 | 0 | 0 | 0 | 0 | 1 |  | 4 | 8 | 4 | 7
| 2348 | 98 | 4 | 8 | 20 | 0 | 0 | 1 | 0 | 0 | 0 | 0 | 0 | 0 | 0 | 0 | 1 |  | 4 | 8 | 4 | 7
| 2349 | 98 | 4 | 8 | 21 | 0 | 0 | 1 | 0 | 0 | 0 | 0 | 0 | 0 | 0 | 0 | 1 |  | 4 | 8 | 4 | 7
| 2350 | 98 | 4 | 8 | 22 | 0 | 0 | 1 | 0 | 0 | 0 | 0 | 0 | 0 | 0 | 0 | 1 |  | 4 | 8 | 4 | 7
| 2351 | 98 | 4 | 8 | 23 | 0 | 0 | 1 | 0 | 0 | 0 | 0 | 0 | 0 | 0 | 0 | 1 |  | 4 | 8 | 4 | 7
| 2352 | 98 | 4 | 8 | 24 | 0 | 0 | 1 | 0 | 0 | 0 | 0 | 0 | 0 | 0 | 0 | 1 |  | 4 | 8 | 4 | 7
| 2353 | 99 | 4 | 9 | 1 | 0 | 0 | 0 | 0 | 0 | 0 | 0 | 0 | 0 | 0 | 0 | 1 |  | 4 | 9 | 4 | 8
| 2354 | 99 | 4 | 9 | 2 | 0 | 0 | 0 | 0 | 0 | 0 | 0 | 0 | 0 | 0 | 0 | 1 |  | 4 | 9 | 4 | 8
| 2355 | 99 | 4 | 9 | 3 | 0 | 0 | 0 | 0 | 0 | 0 | 0 | 0 | 0 | 0 | 0 | 1 |  | 4 | 9 | 4 | 8
| 2356 | 99 | 4 | 9 | 4 | 0 | 0 | 0 | 0 | 0 | 0 | 0 | 0 | 0 | 0 | 0 | 1 |  | 4 | 9 | 4 | 8
| 2357 | 99 | 4 | 9 | 5 | 0 | 0 | 0 | 0 | 0 | 0 | 0 | 0 | 0 | 0 | 0 | 1 |  | 4 | 9 | 4 | 8
| 2358 | 99 | 4 | 9 | 6 | 0 | 0 | 0 | 0 | 0 | 0 | 0 | 0 | 0 | 0 | 0 | 1 |  | 4 | 9 | 4 | 8
| 2359 | 99 | 4 | 9 | 7 | 0 | 0 | 0 | 0 | 0 | 0 | 0 | 0 | 0 | 0 | 0 | 1 |  | 4 | 9 | 4 | 8
| 2360 | 99 | 4 | 9 | 8 | 0 | 0 | 0 | 0 | 0 | 0 | 0 | 0 | 0 | 0 | 0 | 1 |  | 4 | 9 | 4 | 8
| 2361 | 99 | 4 | 9 | 9 | 0 | 0 | 0 | 0 | 0 | 0 | 0 | 0 | 0 | 0 | 0 | 1 |  | 4 | 9 | 4 | 8
| 2362 | 99 | 4 | 9 | 10 | 0 | 0 | 0 | 0 | 0 | 0 | 0 | 0 | 0 | 0 | 0 | 1 |  | 4 | 9 | 4 | 8
| 2363 | 99 | 4 | 9 | 11 | 0 | 0 | 0 | 0 | 0 | 0 | 0 | 0 | 0 | 0 | 0 | 1 |  | 4 | 9 | 4 | 8
| 2364 | 99 | 4 | 9 | 12 | 0 | 0 | 0 | 0 | 0 | 0 | 0 | 0 | 0 | 0 | 0 | 1 |  | 4 | 9 | 4 | 8
| 2365 | 99 | 4 | 9 | 13 | 0 | 0 | 0 | 0 | 0 | 0 | 0 | 0 | 0 | 0 | 0 | 1 |  | 4 | 9 | 4 | 8
| 2366 | 99 | 4 | 9 | 14 | 0 | 0 | 0 | 0 | 0 | 0 | 0 | 0 | 0 | 0 | 0 | 1 |  | 4 | 9 | 4 | 8
| 2367 | 99 | 4 | 9 | 15 | 0 | 0 | 0 | 0 | 0 | 0 | 0 | 0 | 0 | 0 | 0 | 1 |  | 4 | 9 | 4 | 8
| 2368 | 99 | 4 | 9 | 16 | 0 | 0 | 0 | 0 | 0 | 0 | 0 | 0 | 0 | 0 | 0 | 1 |  | 4 | 9 | 4 | 8
| 2369 | 99 | 4 | 9 | 17 | 0 | 0 | 0 | 0 | 0 | 0 | 0 | 0 | 0 | 0 | 0 | 1 |  | 4 | 9 | 4 | 8
| 2370 | 99 | 4 | 9 | 18 | 0 | 0 | 0 | 0 | 0 | 0 | 0 | 0 | 0 | 0 | 0 | 1 |  | 4 | 9 | 4 | 8
| 2371 | 99 | 4 | 9 | 19 | 0 | 0 | 0 | 0 | 0 | 0 | 0 | 0 | 0 | 0 | 0 | 1 |  | 4 | 9 | 4 | 8
| 2372 | 99 | 4 | 9 | 20 | 0 | 0 | 0 | 0 | 0 | 0 | 0 | 0 | 0 | 0 | 0 | 1 |  | 4 | 9 | 4 | 8
| 2373 | 99 | 4 | 9 | 21 | 0 | 0 | 0 | 0 | 0 | 0 | 0 | 0 | 0 | 0 | 0 | 1 |  | 4 | 9 | 4 | 8
| 2374 | 99 | 4 | 9 | 22 | 0 | 0 | 0 | 0 | 0 | 0 | 0 | 0 | 0 | 0 | 0 | 1 |  | 4 | 9 | 4 | 8
| 2375 | 99 | 4 | 9 | 23 | 0 | 0 | 0 | 0 | 0 | 0 | 0 | 0 | 0 | 0 | 0 | 1 |  | 4 | 9 | 4 | 8
| 2376 | 99 | 4 | 9 | 24 | 0 | 0 | 0 | 0 | 0 | 0 | 0 | 0 | 0 | 0 | 0 | 1 |  | 4 | 9 | 4 | 8
| 2377 | 100 | 4 | 10 | 1 | 0 | 0 | 0 | 0 | 0 | 0 | 0 | 0 | 0 | 0 | 0 | 1 |  | 4 | 10 | 4 | 9
| 2378 | 100 | 4 | 10 | 2 | 0 | 0 | 0 | 0 | 0 | 0 | 0 | 0 | 0 | 0 | 0 | 1 |  | 4 | 10 | 4 | 9
| 2379 | 100 | 4 | 10 | 3 | 0 | 0 | 0 | 0 | 0 | 0 | 0 | 0 | 0 | 0 | 0 | 1 |  | 4 | 10 | 4 | 9
| 2380 | 100 | 4 | 10 | 4 | 0 | 0 | 0 | 0 | 0 | 0 | 0 | 0 | 0 | 0 | 0 | 1 |  | 4 | 10 | 4 | 9
| 2381 | 100 | 4 | 10 | 5 | 0 | 0 | 0 | 0 | 0 | 0 | 0 | 0 | 0 | 0 | 0 | 1 |  | 4 | 10 | 4 | 9
| 2382 | 100 | 4 | 10 | 6 | 0 | 0 | 0 | 0 | 0 | 0 | 0 | 0 | 0 | 0 | 0 | 1 |  | 4 | 10 | 4 | 9
| 2383 | 100 | 4 | 10 | 7 | 0 | 0 | 0 | 0 | 0 | 0 | 0 | 0 | 0 | 0 | 0 | 1 |  | 4 | 10 | 4 | 9
| 2384 | 100 | 4 | 10 | 8 | 0 | 0 | 0 | 0 | 0 | 0 | 0 | 0 | 0 | 0 | 0 | 1 |  | 4 | 10 | 4 | 9
| 2385 | 100 | 4 | 10 | 9 | 0 | 0 | 0 | 0 | 0 | 0 | 0 | 0 | 0 | 0 | 0 | 1 |  | 4 | 10 | 4 | 9
| 2386 | 100 | 4 | 10 | 10 | 0 | 0 | 0 | 0 | 0 | 0 | 0 | 0 | 0 | 0 | 0 | 1 |  | 4 | 10 | 4 | 9
| 2387 | 100 | 4 | 10 | 11 | 0 | 0 | 0 | 0 | 0 | 0 | 0 | 0 | 0 | 0 | 0 | 1 |  | 4 | 10 | 4 | 9
| 2388 | 100 | 4 | 10 | 12 | 0 | 0 | 0 | 0 | 0 | 0 | 0 | 0 | 0 | 0 | 0 | 1 |  | 4 | 10 | 4 | 9
| 2389 | 100 | 4 | 10 | 13 | 0 | 0 | 0 | 0 | 0 | 0 | 0 | 0 | 0 | 0 | 0 | 1 |  | 4 | 10 | 4 | 9
| 2390 | 100 | 4 | 10 | 14 | 0 | 0 | 0 | 0 | 0 | 0 | 0 | 0 | 0 | 0 | 0 | 1 |  | 4 | 10 | 4 | 9
| 2391 | 100 | 4 | 10 | 15 | 0 | 0 | 0 | 0 | 0 | 0 | 0 | 0 | 0 | 0 | 0 | 1 |  | 4 | 10 | 4 | 9
| 2392 | 100 | 4 | 10 | 16 | 0 | 0 | 0 | 0 | 0 | 0 | 0 | 0 | 0 | 0 | 0 | 1 |  | 4 | 10 | 4 | 9
| 2393 | 100 | 4 | 10 | 17 | 0 | 0 | 0 | 0 | 0 | 0 | 0 | 0 | 0 | 0 | 0 | 1 |  | 4 | 10 | 4 | 9
| 2394 | 100 | 4 | 10 | 18 | 0 | 0 | 0 | 0 | 0 | 0 | 0 | 0 | 0 | 0 | 0 | 1 |  | 4 | 10 | 4 | 9
| 2395 | 100 | 4 | 10 | 19 | 0 | 0 | 0 | 0 | 0 | 0 | 0 | 0 | 0 | 0 | 0 | 1 |  | 4 | 10 | 4 | 9
| 2396 | 100 | 4 | 10 | 20 | 0 | 0 | 0 | 0 | 0 | 0 | 0 | 0 | 0 | 0 | 0 | 1 |  | 4 | 10 | 4 | 9
| 2397 | 100 | 4 | 10 | 21 | 0 | 0 | 0 | 0 | 0 | 0 | 0 | 0 | 0 | 0 | 0 | 1 |  | 4 | 10 | 4 | 9
| 2398 | 100 | 4 | 10 | 22 | 0 | 0 | 0 | 0 | 0 | 0 | 0 | 0 | 0 | 0 | 0 | 1 |  | 4 | 10 | 4 | 9
| 2399 | 100 | 4 | 10 | 23 | 0 | 0 | 0 | 0 | 0 | 0 | 0 | 0 | 0 | 0 | 0 | 1 |  | 4 | 10 | 4 | 9
| 2400 | 100 | 4 | 10 | 24 | 0 | 0 | 0 | 0 | 0 | 0 | 0 | 0 | 0 | 0 | 0 | 1 |  | 4 | 10 | 4 | 9
| 2401 | 101 | 4 | 11 | 1 | 0 | 0 | 1 | 0 | 0 | 0 | 0 | 0 | 0 | 0 | 0 | 1 |  | 4 | 11 | 4 | 10
| 2402 | 101 | 4 | 11 | 2 | 0 | 0 | 1 | 0 | 0 | 0 | 0 | 0 | 0 | 0 | 0 | 1 |  | 4 | 11 | 4 | 10
| 2403 | 101 | 4 | 11 | 3 | 0 | 0 | 1 | 0 | 0 | 0 | 0 | 0 | 0 | 0 | 0 | 1 |  | 4 | 11 | 4 | 10
| 2404 | 101 | 4 | 11 | 4 | 0 | 0 | 1 | 0 | 0 | 0 | 0 | 0 | 0 | 0 | 0 | 1 |  | 4 | 11 | 4 | 10
| 2405 | 101 | 4 | 11 | 5 | 0 | 0 | 1 | 0 | 0 | 0 | 0 | 0 | 0 | 0 | 0 | 1 |  | 4 | 11 | 4 | 10
| 2406 | 101 | 4 | 11 | 6 | 0 | 0 | 1 | 0 | 0 | 0 | 0 | 0 | 0 | 0 | 0 | 1 |  | 4 | 11 | 4 | 10
| 2407 | 101 | 4 | 11 | 7 | 0 | 0 | 1 | 0 | 0 | 0 | 0 | 0 | 0 | 0 | 0 | 1 |  | 4 | 11 | 4 | 10
| 2408 | 101 | 4 | 11 | 8 | 0 | 0 | 1 | 0 | 0 | 0 | 0 | 0 | 0 | 0 | 0 | 1 |  | 4 | 11 | 4 | 10
| 2409 | 101 | 4 | 11 | 9 | 0 | 0 | 1 | 0 | 0 | 0 | 0 | 0 | 0 | 0 | 0 | 1 |  | 4 | 11 | 4 | 10
| 2410 | 101 | 4 | 11 | 10 | 0 | 0 | 1 | 0 | 0 | 0 | 0 | 0 | 0 | 0 | 0 | 1 |  | 4 | 11 | 4 | 10
| 2411 | 101 | 4 | 11 | 11 | 0 | 0 | 1 | 0 | 0 | 0 | 0 | 0 | 0 | 0 | 0 | 1 |  | 4 | 11 | 4 | 10
| 2412 | 101 | 4 | 11 | 12 | 0 | 0 | 1 | 0 | 0 | 0 | 0 | 0 | 0 | 0 | 0 | 1 |  | 4 | 11 | 4 | 10
| 2413 | 101 | 4 | 11 | 13 | 0 | 0 | 1 | 0 | 0 | 0 | 0 | 0 | 0 | 0 | 0 | 1 |  | 4 | 11 | 4 | 10
| 2414 | 101 | 4 | 11 | 14 | 0 | 0 | 1 | 0 | 0 | 0 | 0 | 0 | 0 | 0 | 0 | 1 |  | 4 | 11 | 4 | 10
| 2415 | 101 | 4 | 11 | 15 | 0 | 0 | 1 | 0 | 0 | 0 | 0 | 0 | 0 | 0 | 0 | 1 |  | 4 | 11 | 4 | 10
| 2416 | 101 | 4 | 11 | 16 | 0 | 0 | 1 | 0 | 0 | 0 | 0 | 0 | 0 | 0 | 0 | 1 |  | 4 | 11 | 4 | 10
| 2417 | 101 | 4 | 11 | 17 | 0 | 0 | 1 | 0 | 0 | 0 | 0 | 0 | 0 | 0 | 0 | 1 |  | 4 | 11 | 4 | 10
| 2418 | 101 | 4 | 11 | 18 | 0 | 0 | 1 | 0 | 0 | 0 | 0 | 0 | 0 | 0 | 0 | 1 |  | 4 | 11 | 4 | 10
| 2419 | 101 | 4 | 11 | 19 | 0 | 0 | 1 | 0 | 0 | 0 | 0 | 0 | 0 | 0 | 0 | 1 |  | 4 | 11 | 4 | 10
| 2420 | 101 | 4 | 11 | 20 | 0 | 0 | 1 | 0 | 0 | 0 | 0 | 0 | 0 | 0 | 0 | 1 |  | 4 | 11 | 4 | 10
| 2421 | 101 | 4 | 11 | 21 | 0 | 0 | 1 | 0 | 0 | 0 | 0 | 0 | 0 | 0 | 0 | 1 |  | 4 | 11 | 4 | 10
| 2422 | 101 | 4 | 11 | 22 | 0 | 0 | 1 | 0 | 0 | 0 | 0 | 0 | 0 | 0 | 0 | 1 |  | 4 | 11 | 4 | 10
| 2423 | 101 | 4 | 11 | 23 | 0 | 0 | 1 | 0 | 0 | 0 | 0 | 0 | 0 | 0 | 0 | 1 |  | 4 | 11 | 4 | 10
| 2424 | 101 | 4 | 11 | 24 | 0 | 0 | 1 | 0 | 0 | 0 | 0 | 0 | 0 | 0 | 0 | 1 |  | 4 | 11 | 4 | 10
| 2425 | 102 | 4 | 12 | 1 | 0 | 0 | 1 | 0 | 0 | 0 | 0 | 0 | 0 | 0 | 0 | 1 |  | 4 | 12 | 4 | 11
| 2426 | 102 | 4 | 12 | 2 | 0 | 0 | 1 | 0 | 0 | 0 | 0 | 0 | 0 | 0 | 0 | 1 |  | 4 | 12 | 4 | 11
| 2427 | 102 | 4 | 12 | 3 | 0 | 0 | 1 | 0 | 0 | 0 | 0 | 0 | 0 | 0 | 0 | 1 |  | 4 | 12 | 4 | 11
| 2428 | 102 | 4 | 12 | 4 | 0 | 0 | 1 | 0 | 0 | 0 | 0 | 0 | 0 | 0 | 0 | 1 |  | 4 | 12 | 4 | 11
| 2429 | 102 | 4 | 12 | 5 | 0 | 0 | 1 | 0 | 0 | 0 | 0 | 0 | 0 | 0 | 0 | 1 |  | 4 | 12 | 4 | 11
| 2430 | 102 | 4 | 12 | 6 | 0 | 0 | 1 | 0 | 0 | 0 | 0 | 0 | 0 | 0 | 0 | 1 |  | 4 | 12 | 4 | 11
| 2431 | 102 | 4 | 12 | 7 | 0 | 0 | 1 | 0 | 0 | 0 | 0 | 0 | 0 | 0 | 0 | 1 |  | 4 | 12 | 4 | 11
| 2432 | 102 | 4 | 12 | 8 | 0 | 0 | 1 | 0 | 0 | 0 | 0 | 0 | 0 | 0 | 0 | 1 |  | 4 | 12 | 4 | 11
| 2433 | 102 | 4 | 12 | 9 | 0 | 0 | 1 | 0 | 0 | 0 | 0 | 0 | 0 | 0 | 0 | 1 |  | 4 | 12 | 4 | 11
| 2434 | 102 | 4 | 12 | 10 | 0 | 0 | 1 | 0 | 0 | 0 | 0 | 0 | 0 | 0 | 0 | 1 |  | 4 | 12 | 4 | 11
| 2435 | 102 | 4 | 12 | 11 | 0 | 0 | 1 | 0 | 0 | 0 | 0 | 0 | 0 | 0 | 0 | 1 |  | 4 | 12 | 4 | 11
| 2436 | 102 | 4 | 12 | 12 | 0 | 0 | 1 | 0 | 0 | 0 | 0 | 0 | 0 | 0 | 0 | 1 |  | 4 | 12 | 4 | 11
| 2437 | 102 | 4 | 12 | 13 | 0 | 0 | 1 | 0 | 0 | 0 | 0 | 0 | 0 | 0 | 0 | 1 |  | 4 | 12 | 4 | 11
| 2438 | 102 | 4 | 12 | 14 | 0 | 0 | 1 | 0 | 0 | 0 | 0 | 0 | 0 | 0 | 0 | 1 |  | 4 | 12 | 4 | 11
| 2439 | 102 | 4 | 12 | 15 | 0 | 0 | 1 | 0 | 0 | 0 | 0 | 0 | 0 | 0 | 0 | 1 |  | 4 | 12 | 4 | 11
| 2440 | 102 | 4 | 12 | 16 | 0 | 0 | 1 | 0 | 0 | 0 | 0 | 0 | 0 | 0 | 0 | 1 |  | 4 | 12 | 4 | 11
| 2441 | 102 | 4 | 12 | 17 | 0 | 0 | 1 | 0 | 0 | 0 | 0 | 0 | 0 | 0 | 0 | 1 |  | 4 | 12 | 4 | 11
| 2442 | 102 | 4 | 12 | 18 | 0 | 0 | 1 | 0 | 0 | 0 | 0 | 0 | 0 | 0 | 0 | 1 |  | 4 | 12 | 4 | 11
| 2443 | 102 | 4 | 12 | 19 | 0 | 0 | 1 | 0 | 0 | 0 | 0 | 0 | 0 | 0 | 0 | 1 |  | 4 | 12 | 4 | 11
| 2444 | 102 | 4 | 12 | 20 | 0 | 0 | 1 | 0 | 0 | 0 | 0 | 0 | 0 | 0 | 0 | 1 |  | 4 | 12 | 4 | 11
| 2445 | 102 | 4 | 12 | 21 | 0 | 0 | 1 | 0 | 0 | 0 | 0 | 0 | 0 | 0 | 0 | 1 |  | 4 | 12 | 4 | 11
| 2446 | 102 | 4 | 12 | 22 | 0 | 0 | 1 | 0 | 0 | 0 | 0 | 0 | 0 | 0 | 0 | 1 |  | 4 | 12 | 4 | 11
| 2447 | 102 | 4 | 12 | 23 | 0 | 0 | 1 | 0 | 0 | 0 | 0 | 0 | 0 | 0 | 0 | 1 |  | 4 | 12 | 4 | 11
| 2448 | 102 | 4 | 12 | 24 | 0 | 0 | 1 | 0 | 0 | 0 | 0 | 0 | 0 | 0 | 0 | 1 |  | 4 | 12 | 4 | 11
| 2449 | 103 | 4 | 13 | 1 | 0 | 0 | 1 | 0 | 0 | 0 | 0 | 0 | 0 | 0 | 0 | 1 |  | 4 | 13 | 4 | 12
| 2450 | 103 | 4 | 13 | 2 | 0 | 0 | 1 | 0 | 0 | 0 | 0 | 0 | 0 | 0 | 0 | 1 |  | 4 | 13 | 4 | 12
| 2451 | 103 | 4 | 13 | 3 | 0 | 0 | 1 | 0 | 0 | 0 | 0 | 0 | 0 | 0 | 0 | 1 |  | 4 | 13 | 4 | 12
| 2452 | 103 | 4 | 13 | 4 | 0 | 0 | 1 | 0 | 0 | 0 | 0 | 0 | 0 | 0 | 0 | 1 |  | 4 | 13 | 4 | 12
| 2453 | 103 | 4 | 13 | 5 | 0 | 0 | 1 | 0 | 0 | 0 | 0 | 0 | 0 | 0 | 0 | 1 |  | 4 | 13 | 4 | 12
| 2454 | 103 | 4 | 13 | 6 | 0 | 0 | 1 | 0 | 0 | 0 | 0 | 0 | 0 | 0 | 0 | 1 |  | 4 | 13 | 4 | 12
| 2455 | 103 | 4 | 13 | 7 | 0 | 0 | 1 | 0 | 0 | 0 | 0 | 0 | 0 | 0 | 0 | 1 |  | 4 | 13 | 4 | 12
| 2456 | 103 | 4 | 13 | 8 | 0 | 0 | 1 | 0 | 0 | 0 | 0 | 0 | 0 | 0 | 0 | 1 |  | 4 | 13 | 4 | 12
| 2457 | 103 | 4 | 13 | 9 | 0 | 0 | 1 | 0 | 0 | 0 | 0 | 0 | 0 | 0 | 0 | 1 |  | 4 | 13 | 4 | 12
| 2458 | 103 | 4 | 13 | 10 | 0 | 0 | 1 | 0 | 0 | 0 | 0 | 0 | 0 | 0 | 0 | 1 |  | 4 | 13 | 4 | 12
| 2459 | 103 | 4 | 13 | 11 | 0 | 0 | 1 | 0 | 0 | 0 | 0 | 0 | 0 | 0 | 0 | 1 |  | 4 | 13 | 4 | 12
| 2460 | 103 | 4 | 13 | 12 | 0 | 0 | 1 | 0 | 0 | 0 | 0 | 0 | 0 | 0 | 0 | 1 |  | 4 | 13 | 4 | 12
| 2461 | 103 | 4 | 13 | 13 | 0 | 0 | 1 | 0 | 0 | 0 | 0 | 0 | 0 | 0 | 0 | 1 |  | 4 | 13 | 4 | 12
| 2462 | 103 | 4 | 13 | 14 | 0 | 0 | 1 | 0 | 0 | 0 | 0 | 0 | 0 | 0 | 0 | 1 |  | 4 | 13 | 4 | 12
| 2463 | 103 | 4 | 13 | 15 | 0 | 0 | 1 | 0 | 0 | 0 | 0 | 0 | 0 | 0 | 0 | 1 |  | 4 | 13 | 4 | 12
| 2464 | 103 | 4 | 13 | 16 | 0 | 0 | 1 | 0 | 0 | 0 | 0 | 0 | 0 | 0 | 0 | 1 |  | 4 | 13 | 4 | 12
| 2465 | 103 | 4 | 13 | 17 | 0 | 0 | 1 | 0 | 0 | 0 | 0 | 0 | 0 | 0 | 0 | 1 |  | 4 | 13 | 4 | 12
| 2466 | 103 | 4 | 13 | 18 | 0 | 0 | 1 | 0 | 0 | 0 | 0 | 0 | 0 | 0 | 0 | 1 |  | 4 | 13 | 4 | 12
| 2467 | 103 | 4 | 13 | 19 | 0 | 0 | 1 | 0 | 0 | 0 | 0 | 0 | 0 | 0 | 0 | 1 |  | 4 | 13 | 4 | 12
| 2468 | 103 | 4 | 13 | 20 | 0 | 0 | 1 | 0 | 0 | 0 | 0 | 0 | 0 | 0 | 0 | 1 |  | 4 | 13 | 4 | 12
| 2469 | 103 | 4 | 13 | 21 | 0 | 0 | 1 | 0 | 0 | 0 | 0 | 0 | 0 | 0 | 0 | 1 |  | 4 | 13 | 4 | 12
| 2470 | 103 | 4 | 13 | 22 | 0 | 0 | 1 | 0 | 0 | 0 | 0 | 0 | 0 | 0 | 0 | 1 |  | 4 | 13 | 4 | 12
| 2471 | 103 | 4 | 13 | 23 | 0 | 0 | 1 | 0 | 0 | 0 | 0 | 0 | 0 | 0 | 0 | 1 |  | 4 | 13 | 4 | 12
| 2472 | 103 | 4 | 13 | 24 | 0 | 0 | 1 | 0 | 0 | 0 | 0 | 0 | 0 | 0 | 0 | 1 |  | 4 | 13 | 4 | 12
| 2473 | 104 | 4 | 14 | 1 | 0 | 0 | 1 | 0 | 0 | 0 | 0 | 0 | 0 | 0 | 0 | 1 |  | 4 | 14 | 4 | 13
| 2474 | 104 | 4 | 14 | 2 | 0 | 0 | 1 | 0 | 0 | 0 | 0 | 0 | 0 | 0 | 0 | 1 |  | 4 | 14 | 4 | 13
| 2475 | 104 | 4 | 14 | 3 | 0 | 0 | 1 | 0 | 0 | 0 | 0 | 0 | 0 | 0 | 0 | 1 |  | 4 | 14 | 4 | 13
| 2476 | 104 | 4 | 14 | 4 | 0 | 0 | 1 | 0 | 0 | 0 | 0 | 0 | 0 | 0 | 0 | 1 |  | 4 | 14 | 4 | 13
| 2477 | 104 | 4 | 14 | 5 | 0 | 0 | 1 | 0 | 0 | 0 | 0 | 0 | 0 | 0 | 0 | 1 |  | 4 | 14 | 4 | 13
| 2478 | 104 | 4 | 14 | 6 | 0 | 0 | 1 | 0 | 0 | 0 | 0 | 0 | 0 | 0 | 0 | 1 |  | 4 | 14 | 4 | 13
| 2479 | 104 | 4 | 14 | 7 | 0 | 0 | 1 | 0 | 0 | 0 | 0 | 0 | 0 | 0 | 0 | 1 |  | 4 | 14 | 4 | 13
| 2480 | 104 | 4 | 14 | 8 | 0 | 0 | 1 | 0 | 0 | 0 | 0 | 0 | 0 | 0 | 0 | 1 |  | 4 | 14 | 4 | 13
| 2481 | 104 | 4 | 14 | 9 | 0 | 0 | 1 | 0 | 0 | 0 | 0 | 0 | 0 | 0 | 0 | 1 |  | 4 | 14 | 4 | 13
| 2482 | 104 | 4 | 14 | 10 | 0 | 0 | 1 | 0 | 0 | 0 | 0 | 0 | 0 | 0 | 0 | 1 |  | 4 | 14 | 4 | 13
| 2483 | 104 | 4 | 14 | 11 | 0 | 0 | 1 | 0 | 0 | 0 | 0 | 0 | 0 | 0 | 0 | 1 |  | 4 | 14 | 4 | 13
| 2484 | 104 | 4 | 14 | 12 | 0 | 0 | 1 | 0 | 0 | 0 | 0 | 0 | 0 | 0 | 0 | 1 |  | 4 | 14 | 4 | 13
| 2485 | 104 | 4 | 14 | 13 | 0 | 0 | 1 | 0 | 0 | 0 | 0 | 0 | 0 | 0 | 0 | 1 |  | 4 | 14 | 4 | 13
| 2486 | 104 | 4 | 14 | 14 | 0 | 0 | 1 | 0 | 0 | 0 | 0 | 0 | 0 | 0 | 0 | 1 |  | 4 | 14 | 4 | 13
| 2487 | 104 | 4 | 14 | 15 | 0 | 0 | 1 | 0 | 0 | 0 | 0 | 0 | 0 | 0 | 0 | 1 |  | 4 | 14 | 4 | 13
| 2488 | 104 | 4 | 14 | 16 | 0 | 0 | 1 | 0 | 0 | 0 | 0 | 0 | 0 | 0 | 0 | 1 |  | 4 | 14 | 4 | 13
| 2489 | 104 | 4 | 14 | 17 | 0 | 0 | 1 | 0 | 0 | 0 | 0 | 0 | 0 | 0 | 0 | 1 |  | 4 | 14 | 4 | 13
| 2490 | 104 | 4 | 14 | 18 | 0 | 0 | 1 | 0 | 0 | 0 | 0 | 0 | 0 | 0 | 0 | 1 |  | 4 | 14 | 4 | 13
| 2491 | 104 | 4 | 14 | 19 | 0 | 0 | 1 | 0 | 0 | 0 | 0 | 0 | 0 | 0 | 0 | 1 |  | 4 | 14 | 4 | 13
| 2492 | 104 | 4 | 14 | 20 | 0 | 0 | 1 | 0 | 0 | 0 | 0 | 0 | 0 | 0 | 0 | 1 |  | 4 | 14 | 4 | 13
| 2493 | 104 | 4 | 14 | 21 | 0 | 0 | 1 | 0 | 0 | 0 | 0 | 0 | 0 | 0 | 0 | 1 |  | 4 | 14 | 4 | 13
| 2494 | 104 | 4 | 14 | 22 | 0 | 0 | 1 | 0 | 0 | 0 | 0 | 0 | 0 | 0 | 0 | 1 |  | 4 | 14 | 4 | 13
| 2495 | 104 | 4 | 14 | 23 | 0 | 0 | 1 | 0 | 0 | 0 | 0 | 0 | 0 | 0 | 0 | 1 |  | 4 | 14 | 4 | 13
| 2496 | 104 | 4 | 14 | 24 | 0 | 0 | 1 | 0 | 0 | 0 | 0 | 0 | 0 | 0 | 0 | 1 |  | 4 | 14 | 4 | 13
| 2497 | 105 | 4 | 15 | 1 | 0 | 0 | 1 | 0 | 0 | 0 | 0 | 0 | 0 | 0 | 0 | 1 |  | 4 | 15 | 4 | 14
| 2498 | 105 | 4 | 15 | 2 | 0 | 0 | 1 | 0 | 0 | 0 | 0 | 0 | 0 | 0 | 0 | 1 |  | 4 | 15 | 4 | 14
| 2499 | 105 | 4 | 15 | 3 | 0 | 0 | 1 | 0 | 0 | 0 | 0 | 0 | 0 | 0 | 0 | 1 |  | 4 | 15 | 4 | 14
| 2500 | 105 | 4 | 15 | 4 | 0 | 0 | 1 | 0 | 0 | 0 | 0 | 0 | 0 | 0 | 0 | 1 |  | 4 | 15 | 4 | 14
| 2501 | 105 | 4 | 15 | 5 | 0 | 0 | 1 | 0 | 0 | 0 | 0 | 0 | 0 | 0 | 0 | 1 |  | 4 | 15 | 4 | 14
| 2502 | 105 | 4 | 15 | 6 | 0 | 0 | 1 | 0 | 0 | 0 | 0 | 0 | 0 | 0 | 0 | 1 |  | 4 | 15 | 4 | 14
| 2503 | 105 | 4 | 15 | 7 | 0 | 0 | 1 | 0 | 0 | 0 | 0 | 0 | 0 | 0 | 0 | 1 |  | 4 | 15 | 4 | 14
| 2504 | 105 | 4 | 15 | 8 | 0 | 0 | 1 | 0 | 0 | 0 | 0 | 0 | 0 | 0 | 0 | 1 |  | 4 | 15 | 4 | 14
| 2505 | 105 | 4 | 15 | 9 | 0 | 0 | 1 | 0 | 0 | 0 | 0 | 0 | 0 | 0 | 0 | 1 |  | 4 | 15 | 4 | 14
| 2506 | 105 | 4 | 15 | 10 | 0 | 0 | 1 | 0 | 0 | 0 | 0 | 0 | 0 | 0 | 0 | 1 |  | 4 | 15 | 4 | 14
| 2507 | 105 | 4 | 15 | 11 | 0 | 0 | 1 | 0 | 0 | 0 | 0 | 0 | 0 | 0 | 0 | 1 |  | 4 | 15 | 4 | 14
| 2508 | 105 | 4 | 15 | 12 | 0 | 0 | 1 | 0 | 0 | 0 | 0 | 0 | 0 | 0 | 0 | 1 |  | 4 | 15 | 4 | 14
| 2509 | 105 | 4 | 15 | 13 | 0 | 0 | 1 | 0 | 0 | 0 | 0 | 0 | 0 | 0 | 0 | 1 |  | 4 | 15 | 4 | 14
| 2510 | 105 | 4 | 15 | 14 | 0 | 0 | 1 | 0 | 0 | 0 | 0 | 0 | 0 | 0 | 0 | 1 |  | 4 | 15 | 4 | 14
| 2511 | 105 | 4 | 15 | 15 | 0 | 0 | 1 | 0 | 0 | 0 | 0 | 0 | 0 | 0 | 0 | 1 |  | 4 | 15 | 4 | 14
| 2512 | 105 | 4 | 15 | 16 | 0 | 0 | 1 | 0 | 0 | 0 | 0 | 0 | 0 | 0 | 0 | 1 |  | 4 | 15 | 4 | 14
| 2513 | 105 | 4 | 15 | 17 | 0 | 0 | 1 | 0 | 0 | 0 | 0 | 0 | 0 | 0 | 0 | 1 |  | 4 | 15 | 4 | 14
| 2514 | 105 | 4 | 15 | 18 | 0 | 0 | 1 | 0 | 0 | 0 | 0 | 0 | 0 | 0 | 0 | 1 |  | 4 | 15 | 4 | 14
| 2515 | 105 | 4 | 15 | 19 | 0 | 0 | 1 | 0 | 0 | 0 | 0 | 0 | 0 | 0 | 0 | 1 |  | 4 | 15 | 4 | 14
| 2516 | 105 | 4 | 15 | 20 | 0 | 0 | 1 | 0 | 0 | 0 | 0 | 0 | 0 | 0 | 0 | 1 |  | 4 | 15 | 4 | 14
| 2517 | 105 | 4 | 15 | 21 | 0 | 0 | 1 | 0 | 0 | 0 | 0 | 0 | 0 | 0 | 0 | 1 |  | 4 | 15 | 4 | 14
| 2518 | 105 | 4 | 15 | 22 | 0 | 0 | 1 | 0 | 0 | 0 | 0 | 0 | 0 | 0 | 0 | 1 |  | 4 | 15 | 4 | 14
| 2519 | 105 | 4 | 15 | 23 | 0 | 0 | 1 | 0 | 0 | 0 | 0 | 0 | 0 | 0 | 0 | 1 |  | 4 | 15 | 4 | 14
| 2520 | 105 | 4 | 15 | 24 | 0 | 0 | 1 | 0 | 0 | 0 | 0 | 0 | 0 | 0 | 0 | 1 |  | 4 | 15 | 4 | 14
| 2521 | 106 | 4 | 16 | 1 | 0 | 0 | 0 | 0 | 0 | 0 | 0 | 0 | 0 | 0 | 0 | 1 |  | 4 | 16 | 4 | 15
| 2522 | 106 | 4 | 16 | 2 | 0 | 0 | 0 | 0 | 0 | 0 | 0 | 0 | 0 | 0 | 0 | 1 |  | 4 | 16 | 4 | 15
| 2523 | 106 | 4 | 16 | 3 | 0 | 0 | 0 | 0 | 0 | 0 | 0 | 0 | 0 | 0 | 0 | 1 |  | 4 | 16 | 4 | 15
| 2524 | 106 | 4 | 16 | 4 | 0 | 0 | 0 | 0 | 0 | 0 | 0 | 0 | 0 | 0 | 0 | 1 |  | 4 | 16 | 4 | 15
| 2525 | 106 | 4 | 16 | 5 | 0 | 0 | 0 | 0 | 0 | 0 | 0 | 0 | 0 | 0 | 0 | 1 |  | 4 | 16 | 4 | 15
| 2526 | 106 | 4 | 16 | 6 | 0 | 0 | 0 | 0 | 0 | 0 | 0 | 0 | 0 | 0 | 0 | 1 |  | 4 | 16 | 4 | 15
| 2527 | 106 | 4 | 16 | 7 | 0 | 0 | 0 | 0 | 0 | 0 | 0 | 0 | 0 | 0 | 0 | 1 |  | 4 | 16 | 4 | 15
| 2528 | 106 | 4 | 16 | 8 | 0 | 0 | 0 | 0 | 0 | 0 | 0 | 0 | 0 | 0 | 0 | 1 |  | 4 | 16 | 4 | 15
| 2529 | 106 | 4 | 16 | 9 | 0 | 0 | 0 | 0 | 0 | 0 | 0 | 0 | 0 | 0 | 0 | 1 |  | 4 | 16 | 4 | 15
| 2530 | 106 | 4 | 16 | 10 | 0 | 0 | 0 | 0 | 0 | 0 | 0 | 0 | 0 | 0 | 0 | 1 |  | 4 | 16 | 4 | 15
| 2531 | 106 | 4 | 16 | 11 | 0 | 0 | 0 | 0 | 0 | 0 | 0 | 0 | 0 | 0 | 0 | 1 |  | 4 | 16 | 4 | 15
| 2532 | 106 | 4 | 16 | 12 | 0 | 0 | 0 | 0 | 0 | 0 | 0 | 0 | 0 | 0 | 0 | 1 |  | 4 | 16 | 4 | 15
| 2533 | 106 | 4 | 16 | 13 | 0 | 0 | 0 | 0 | 0 | 0 | 0 | 0 | 0 | 0 | 0 | 1 |  | 4 | 16 | 4 | 15
| 2534 | 106 | 4 | 16 | 14 | 0 | 0 | 0 | 0 | 0 | 0 | 0 | 0 | 0 | 0 | 0 | 1 |  | 4 | 16 | 4 | 15
| 2535 | 106 | 4 | 16 | 15 | 0 | 0 | 0 | 0 | 0 | 0 | 0 | 0 | 0 | 0 | 0 | 1 |  | 4 | 16 | 4 | 15
| 2536 | 106 | 4 | 16 | 16 | 0 | 0 | 0 | 0 | 0 | 0 | 0 | 0 | 0 | 0 | 0 | 1 |  | 4 | 16 | 4 | 15
| 2537 | 106 | 4 | 16 | 17 | 0 | 0 | 0 | 0 | 0 | 0 | 0 | 0 | 0 | 0 | 0 | 1 |  | 4 | 16 | 4 | 15
| 2538 | 106 | 4 | 16 | 18 | 0 | 0 | 0 | 0 | 0 | 0 | 0 | 0 | 0 | 0 | 0 | 1 |  | 4 | 16 | 4 | 15
| 2539 | 106 | 4 | 16 | 19 | 0 | 0 | 0 | 0 | 0 | 0 | 0 | 0 | 0 | 0 | 0 | 1 |  | 4 | 16 | 4 | 15
| 2540 | 106 | 4 | 16 | 20 | 0 | 0 | 0 | 0 | 0 | 0 | 0 | 0 | 0 | 0 | 0 | 1 |  | 4 | 16 | 4 | 15
| 2541 | 106 | 4 | 16 | 21 | 0 | 0 | 0 | 0 | 0 | 0 | 0 | 0 | 0 | 0 | 0 | 1 |  | 4 | 16 | 4 | 15
| 2542 | 106 | 4 | 16 | 22 | 0 | 0 | 0 | 0 | 0 | 0 | 0 | 0 | 0 | 0 | 0 | 1 |  | 4 | 16 | 4 | 15
| 2543 | 106 | 4 | 16 | 23 | 0 | 0 | 0 | 0 | 0 | 0 | 0 | 0 | 0 | 0 | 0 | 1 |  | 4 | 16 | 4 | 15
| 2544 | 106 | 4 | 16 | 24 | 0 | 0 | 0 | 0 | 0 | 0 | 0 | 0 | 0 | 0 | 0 | 1 |  | 4 | 16 | 4 | 15
| 2545 | 107 | 4 | 17 | 1 | 0 | 0 | 0 | 0 | 0 | 0 | 0 | 0 | 0 | 0 | 0 | 1 |  | 4 | 17 | 4 | 16
| 2546 | 107 | 4 | 17 | 2 | 0 | 0 | 0 | 0 | 0 | 0 | 0 | 0 | 0 | 0 | 0 | 1 |  | 4 | 17 | 4 | 16
| 2547 | 107 | 4 | 17 | 3 | 0 | 0 | 0 | 0 | 0 | 0 | 0 | 0 | 0 | 0 | 0 | 1 |  | 4 | 17 | 4 | 16
| 2548 | 107 | 4 | 17 | 4 | 0 | 0 | 0 | 0 | 0 | 0 | 0 | 0 | 0 | 0 | 0 | 1 |  | 4 | 17 | 4 | 16
| 2549 | 107 | 4 | 17 | 5 | 0 | 0 | 0 | 0 | 0 | 0 | 0 | 0 | 0 | 0 | 0 | 1 |  | 4 | 17 | 4 | 16
| 2550 | 107 | 4 | 17 | 6 | 0 | 0 | 0 | 0 | 0 | 0 | 0 | 0 | 0 | 0 | 0 | 1 |  | 4 | 17 | 4 | 16
| 2551 | 107 | 4 | 17 | 7 | 0 | 0 | 0 | 0 | 0 | 0 | 0 | 0 | 0 | 0 | 0 | 1 |  | 4 | 17 | 4 | 16
| 2552 | 107 | 4 | 17 | 8 | 0 | 0 | 0 | 0 | 0 | 0 | 0 | 0 | 0 | 0 | 0 | 1 |  | 4 | 17 | 4 | 16
| 2553 | 107 | 4 | 17 | 9 | 0 | 0 | 0 | 0 | 0 | 0 | 0 | 0 | 0 | 0 | 0 | 1 |  | 4 | 17 | 4 | 16
| 2554 | 107 | 4 | 17 | 10 | 0 | 0 | 0 | 0 | 0 | 0 | 0 | 0 | 0 | 0 | 0 | 1 |  | 4 | 17 | 4 | 16
| 2555 | 107 | 4 | 17 | 11 | 0 | 0 | 0 | 0 | 0 | 0 | 0 | 0 | 0 | 0 | 0 | 1 |  | 4 | 17 | 4 | 16
| 2556 | 107 | 4 | 17 | 12 | 0 | 0 | 0 | 0 | 0 | 0 | 0 | 0 | 0 | 0 | 0 | 1 |  | 4 | 17 | 4 | 16
| 2557 | 107 | 4 | 17 | 13 | 0 | 0 | 0 | 0 | 0 | 0 | 0 | 0 | 0 | 0 | 0 | 1 |  | 4 | 17 | 4 | 16
| 2558 | 107 | 4 | 17 | 14 | 0 | 0 | 0 | 0 | 0 | 0 | 0 | 0 | 0 | 0 | 0 | 1 |  | 4 | 17 | 4 | 16
| 2559 | 107 | 4 | 17 | 15 | 0 | 0 | 0 | 0 | 0 | 0 | 0 | 0 | 0 | 0 | 0 | 1 |  | 4 | 17 | 4 | 16
| 2560 | 107 | 4 | 17 | 16 | 0 | 0 | 0 | 0 | 0 | 0 | 0 | 0 | 0 | 0 | 0 | 1 |  | 4 | 17 | 4 | 16
| 2561 | 107 | 4 | 17 | 17 | 0 | 0 | 0 | 0 | 0 | 0 | 0 | 0 | 0 | 0 | 0 | 1 |  | 4 | 17 | 4 | 16
| 2562 | 107 | 4 | 17 | 18 | 0 | 0 | 0 | 0 | 0 | 0 | 0 | 0 | 0 | 0 | 0 | 1 |  | 4 | 17 | 4 | 16
| 2563 | 107 | 4 | 17 | 19 | 0 | 0 | 0 | 0 | 0 | 0 | 0 | 0 | 0 | 0 | 0 | 1 |  | 4 | 17 | 4 | 16
| 2564 | 107 | 4 | 17 | 20 | 0 | 0 | 0 | 0 | 0 | 0 | 0 | 0 | 0 | 0 | 0 | 1 |  | 4 | 17 | 4 | 16
| 2565 | 107 | 4 | 17 | 21 | 0 | 0 | 0 | 0 | 0 | 0 | 0 | 0 | 0 | 0 | 0 | 1 |  | 4 | 17 | 4 | 16
| 2566 | 107 | 4 | 17 | 22 | 0 | 0 | 0 | 0 | 0 | 0 | 0 | 0 | 0 | 0 | 0 | 1 |  | 4 | 17 | 4 | 16
| 2567 | 107 | 4 | 17 | 23 | 0 | 0 | 0 | 0 | 0 | 0 | 0 | 0 | 0 | 0 | 0 | 1 |  | 4 | 17 | 4 | 16
| 2568 | 107 | 4 | 17 | 24 | 0 | 0 | 0 | 0 | 0 | 0 | 0 | 0 | 0 | 0 | 0 | 1 |  | 4 | 17 | 4 | 16
| 2569 | 108 | 4 | 18 | 1 | 0 | 0 | 1 | 0 | 0 | 0 | 0 | 0 | 0 | 0 | 0 | 1 |  | 4 | 18 | 4 | 17
| 2570 | 108 | 4 | 18 | 2 | 0 | 0 | 1 | 0 | 0 | 0 | 0 | 0 | 0 | 0 | 0 | 1 |  | 4 | 18 | 4 | 17
| 2571 | 108 | 4 | 18 | 3 | 0 | 0 | 1 | 0 | 0 | 0 | 0 | 0 | 0 | 0 | 0 | 1 |  | 4 | 18 | 4 | 17
| 2572 | 108 | 4 | 18 | 4 | 0 | 0 | 1 | 0 | 0 | 0 | 0 | 0 | 0 | 0 | 0 | 1 |  | 4 | 18 | 4 | 17
| 2573 | 108 | 4 | 18 | 5 | 0 | 0 | 1 | 0 | 0 | 0 | 0 | 0 | 0 | 0 | 0 | 1 |  | 4 | 18 | 4 | 17
| 2574 | 108 | 4 | 18 | 6 | 0 | 0 | 1 | 0 | 0 | 0 | 0 | 0 | 0 | 0 | 0 | 1 |  | 4 | 18 | 4 | 17
| 2575 | 108 | 4 | 18 | 7 | 0 | 0 | 1 | 0 | 0 | 0 | 0 | 0 | 0 | 0 | 0 | 1 |  | 4 | 18 | 4 | 17
| 2576 | 108 | 4 | 18 | 8 | 0 | 0 | 1 | 0 | 0 | 0 | 0 | 0 | 0 | 0 | 0 | 1 |  | 4 | 18 | 4 | 17
| 2577 | 108 | 4 | 18 | 9 | 0 | 0 | 1 | 0 | 0 | 0 | 0 | 0 | 0 | 0 | 0 | 1 |  | 4 | 18 | 4 | 17
| 2578 | 108 | 4 | 18 | 10 | 0 | 0 | 1 | 0 | 0 | 0 | 0 | 0 | 0 | 0 | 0 | 1 |  | 4 | 18 | 4 | 17
| 2579 | 108 | 4 | 18 | 11 | 0 | 0 | 1 | 0 | 0 | 0 | 0 | 0 | 0 | 0 | 0 | 1 |  | 4 | 18 | 4 | 17
| 2580 | 108 | 4 | 18 | 12 | 0 | 0 | 1 | 0 | 0 | 0 | 0 | 0 | 0 | 0 | 0 | 1 |  | 4 | 18 | 4 | 17
| 2581 | 108 | 4 | 18 | 13 | 0 | 0 | 1 | 0 | 0 | 0 | 0 | 0 | 0 | 0 | 0 | 1 |  | 4 | 18 | 4 | 17
| 2582 | 108 | 4 | 18 | 14 | 0 | 0 | 1 | 0 | 0 | 0 | 0 | 0 | 0 | 0 | 0 | 1 |  | 4 | 18 | 4 | 17
| 2583 | 108 | 4 | 18 | 15 | 0 | 0 | 1 | 0 | 0 | 0 | 0 | 0 | 0 | 0 | 0 | 1 |  | 4 | 18 | 4 | 17
| 2584 | 108 | 4 | 18 | 16 | 0 | 0 | 1 | 0 | 0 | 0 | 0 | 0 | 0 | 0 | 0 | 1 |  | 4 | 18 | 4 | 17
| 2585 | 108 | 4 | 18 | 17 | 0 | 0 | 1 | 0 | 0 | 0 | 0 | 0 | 0 | 0 | 0 | 1 |  | 4 | 18 | 4 | 17
| 2586 | 108 | 4 | 18 | 18 | 0 | 0 | 1 | 0 | 0 | 0 | 0 | 0 | 0 | 0 | 0 | 1 |  | 4 | 18 | 4 | 17
| 2587 | 108 | 4 | 18 | 19 | 0 | 0 | 1 | 0 | 0 | 0 | 0 | 0 | 0 | 0 | 0 | 1 |  | 4 | 18 | 4 | 17
| 2588 | 108 | 4 | 18 | 20 | 0 | 0 | 1 | 0 | 0 | 0 | 0 | 0 | 0 | 0 | 0 | 1 |  | 4 | 18 | 4 | 17
| 2589 | 108 | 4 | 18 | 21 | 0 | 0 | 1 | 0 | 0 | 0 | 0 | 0 | 0 | 0 | 0 | 1 |  | 4 | 18 | 4 | 17
| 2590 | 108 | 4 | 18 | 22 | 0 | 0 | 1 | 0 | 0 | 0 | 0 | 0 | 0 | 0 | 0 | 1 |  | 4 | 18 | 4 | 17
| 2591 | 108 | 4 | 18 | 23 | 0 | 0 | 1 | 0 | 0 | 0 | 0 | 0 | 0 | 0 | 0 | 1 |  | 4 | 18 | 4 | 17
| 2592 | 108 | 4 | 18 | 24 | 0 | 0 | 1 | 0 | 0 | 0 | 0 | 0 | 0 | 0 | 0 | 1 |  | 4 | 18 | 4 | 17
| 2593 | 109 | 4 | 19 | 1 | 0 | 0 | 1 | 0 | 0 | 0 | 0 | 0 | 0 | 0 | 0 | 1 |  | 4 | 19 | 4 | 18
| 2594 | 109 | 4 | 19 | 2 | 0 | 0 | 1 | 0 | 0 | 0 | 0 | 0 | 0 | 0 | 0 | 1 |  | 4 | 19 | 4 | 18
| 2595 | 109 | 4 | 19 | 3 | 0 | 0 | 1 | 0 | 0 | 0 | 0 | 0 | 0 | 0 | 0 | 1 |  | 4 | 19 | 4 | 18
| 2596 | 109 | 4 | 19 | 4 | 0 | 0 | 1 | 0 | 0 | 0 | 0 | 0 | 0 | 0 | 0 | 1 |  | 4 | 19 | 4 | 18
| 2597 | 109 | 4 | 19 | 5 | 0 | 0 | 1 | 0 | 0 | 0 | 0 | 0 | 0 | 0 | 0 | 1 |  | 4 | 19 | 4 | 18
| 2598 | 109 | 4 | 19 | 6 | 0 | 0 | 1 | 0 | 0 | 0 | 0 | 0 | 0 | 0 | 0 | 1 |  | 4 | 19 | 4 | 18
| 2599 | 109 | 4 | 19 | 7 | 0 | 0 | 1 | 0 | 0 | 0 | 0 | 0 | 0 | 0 | 0 | 1 |  | 4 | 19 | 4 | 18
| 2600 | 109 | 4 | 19 | 8 | 0 | 0 | 1 | 0 | 0 | 0 | 0 | 0 | 0 | 0 | 0 | 1 |  | 4 | 19 | 4 | 18
| 2601 | 109 | 4 | 19 | 9 | 0 | 0 | 1 | 0 | 0 | 0 | 0 | 0 | 0 | 0 | 0 | 1 |  | 4 | 19 | 4 | 18
| 2602 | 109 | 4 | 19 | 10 | 0 | 0 | 1 | 0 | 0 | 0 | 0 | 0 | 0 | 0 | 0 | 1 |  | 4 | 19 | 4 | 18
| 2603 | 109 | 4 | 19 | 11 | 0 | 0 | 1 | 0 | 0 | 0 | 0 | 0 | 0 | 0 | 0 | 1 |  | 4 | 19 | 4 | 18
| 2604 | 109 | 4 | 19 | 12 | 0 | 0 | 1 | 0 | 0 | 0 | 0 | 0 | 0 | 0 | 0 | 1 |  | 4 | 19 | 4 | 18
| 2605 | 109 | 4 | 19 | 13 | 0 | 0 | 1 | 0 | 0 | 0 | 0 | 0 | 0 | 0 | 0 | 1 |  | 4 | 19 | 4 | 18
| 2606 | 109 | 4 | 19 | 14 | 0 | 0 | 1 | 0 | 0 | 0 | 0 | 0 | 0 | 0 | 0 | 1 |  | 4 | 19 | 4 | 18
| 2607 | 109 | 4 | 19 | 15 | 0 | 0 | 1 | 0 | 0 | 0 | 0 | 0 | 0 | 0 | 0 | 1 |  | 4 | 19 | 4 | 18
| 2608 | 109 | 4 | 19 | 16 | 0 | 0 | 1 | 0 | 0 | 0 | 0 | 0 | 0 | 0 | 0 | 1 |  | 4 | 19 | 4 | 18
| 2609 | 109 | 4 | 19 | 17 | 0 | 0 | 1 | 0 | 0 | 0 | 0 | 0 | 0 | 0 | 0 | 1 |  | 4 | 19 | 4 | 18
| 2610 | 109 | 4 | 19 | 18 | 0 | 0 | 1 | 0 | 0 | 0 | 0 | 0 | 0 | 0 | 0 | 1 |  | 4 | 19 | 4 | 18
| 2611 | 109 | 4 | 19 | 19 | 0 | 0 | 1 | 0 | 0 | 0 | 0 | 0 | 0 | 0 | 0 | 1 |  | 4 | 19 | 4 | 18
| 2612 | 109 | 4 | 19 | 20 | 0 | 0 | 1 | 0 | 0 | 0 | 0 | 0 | 0 | 0 | 0 | 1 |  | 4 | 19 | 4 | 18
| 2613 | 109 | 4 | 19 | 21 | 0 | 0 | 1 | 0 | 0 | 0 | 0 | 0 | 0 | 0 | 0 | 1 |  | 4 | 19 | 4 | 18
| 2614 | 109 | 4 | 19 | 22 | 0 | 0 | 1 | 0 | 0 | 0 | 0 | 0 | 0 | 0 | 0 | 1 |  | 4 | 19 | 4 | 18
| 2615 | 109 | 4 | 19 | 23 | 0 | 0 | 1 | 0 | 0 | 0 | 0 | 0 | 0 | 0 | 0 | 1 |  | 4 | 19 | 4 | 18
| 2616 | 109 | 4 | 19 | 24 | 0 | 0 | 1 | 0 | 0 | 0 | 0 | 0 | 0 | 0 | 0 | 1 |  | 4 | 19 | 4 | 18
| 2617 | 110 | 4 | 20 | 1 | 0 | 0 | 1 | 0 | 0 | 0 | 0 | 0 | 0 | 0 | 0 | 1 |  | 4 | 20 | 4 | 19
| 2618 | 110 | 4 | 20 | 2 | 0 | 0 | 1 | 0 | 0 | 0 | 0 | 0 | 0 | 0 | 0 | 1 |  | 4 | 20 | 4 | 19
| 2619 | 110 | 4 | 20 | 3 | 0 | 0 | 1 | 0 | 0 | 0 | 0 | 0 | 0 | 0 | 0 | 1 |  | 4 | 20 | 4 | 19
| 2620 | 110 | 4 | 20 | 4 | 0 | 0 | 1 | 0 | 0 | 0 | 0 | 0 | 0 | 0 | 0 | 1 |  | 4 | 20 | 4 | 19
| 2621 | 110 | 4 | 20 | 5 | 0 | 0 | 1 | 0 | 0 | 0 | 0 | 0 | 0 | 0 | 0 | 1 |  | 4 | 20 | 4 | 19
| 2622 | 110 | 4 | 20 | 6 | 0 | 0 | 1 | 0 | 0 | 0 | 0 | 0 | 0 | 0 | 0 | 1 |  | 4 | 20 | 4 | 19
| 2623 | 110 | 4 | 20 | 7 | 0 | 0 | 1 | 0 | 0 | 0 | 0 | 0 | 0 | 0 | 0 | 1 |  | 4 | 20 | 4 | 19
| 2624 | 110 | 4 | 20 | 8 | 0 | 0 | 1 | 0 | 0 | 0 | 0 | 0 | 0 | 0 | 0 | 1 |  | 4 | 20 | 4 | 19
| 2625 | 110 | 4 | 20 | 9 | 0 | 0 | 1 | 0 | 0 | 0 | 0 | 0 | 0 | 0 | 0 | 1 |  | 4 | 20 | 4 | 19
| 2626 | 110 | 4 | 20 | 10 | 0 | 0 | 1 | 0 | 0 | 0 | 0 | 0 | 0 | 0 | 0 | 1 |  | 4 | 20 | 4 | 19
| 2627 | 110 | 4 | 20 | 11 | 0 | 0 | 1 | 0 | 0 | 0 | 0 | 0 | 0 | 0 | 0 | 1 |  | 4 | 20 | 4 | 19
| 2628 | 110 | 4 | 20 | 12 | 0 | 0 | 1 | 0 | 0 | 0 | 0 | 0 | 0 | 0 | 0 | 1 |  | 4 | 20 | 4 | 19
| 2629 | 110 | 4 | 20 | 13 | 0 | 0 | 1 | 0 | 0 | 0 | 0 | 0 | 0 | 0 | 0 | 1 |  | 4 | 20 | 4 | 19
| 2630 | 110 | 4 | 20 | 14 | 0 | 0 | 1 | 0 | 0 | 0 | 0 | 0 | 0 | 0 | 0 | 1 |  | 4 | 20 | 4 | 19
| 2631 | 110 | 4 | 20 | 15 | 0 | 0 | 1 | 0 | 0 | 0 | 0 | 0 | 0 | 0 | 0 | 1 |  | 4 | 20 | 4 | 19
| 2632 | 110 | 4 | 20 | 16 | 0 | 0 | 1 | 0 | 0 | 0 | 0 | 0 | 0 | 0 | 0 | 1 |  | 4 | 20 | 4 | 19
| 2633 | 110 | 4 | 20 | 17 | 0 | 0 | 1 | 0 | 0 | 0 | 0 | 0 | 0 | 0 | 0 | 1 |  | 4 | 20 | 4 | 19
| 2634 | 110 | 4 | 20 | 18 | 0 | 0 | 1 | 0 | 0 | 0 | 0 | 0 | 0 | 0 | 0 | 1 |  | 4 | 20 | 4 | 19
| 2635 | 110 | 4 | 20 | 19 | 0 | 0 | 1 | 0 | 0 | 0 | 0 | 0 | 0 | 0 | 0 | 1 |  | 4 | 20 | 4 | 19
| 2636 | 110 | 4 | 20 | 20 | 0 | 0 | 1 | 0 | 0 | 0 | 0 | 0 | 0 | 0 | 0 | 1 |  | 4 | 20 | 4 | 19
| 2637 | 110 | 4 | 20 | 21 | 0 | 0 | 1 | 0 | 0 | 0 | 0 | 0 | 0 | 0 | 0 | 1 |  | 4 | 20 | 4 | 19
| 2638 | 110 | 4 | 20 | 22 | 0 | 0 | 1 | 0 | 0 | 0 | 0 | 0 | 0 | 0 | 0 | 1 |  | 4 | 20 | 4 | 19
| 2639 | 110 | 4 | 20 | 23 | 0 | 0 | 1 | 0 | 0 | 0 | 0 | 0 | 0 | 0 | 0 | 1 |  | 4 | 20 | 4 | 19
| 2640 | 110 | 4 | 20 | 24 | 0 | 0 | 1 | 0 | 0 | 0 | 0 | 0 | 0 | 0 | 0 | 1 |  | 4 | 20 | 4 | 19
| 2641 | 111 | 4 | 21 | 1 | 0 | 0 | 1 | 0 | 0 | 0 | 0 | 0 | 0 | 0 | 0 | 1 |  | 4 | 21 | 4 | 20
| 2642 | 111 | 4 | 21 | 2 | 0 | 0 | 1 | 0 | 0 | 0 | 0 | 0 | 0 | 0 | 0 | 1 |  | 4 | 21 | 4 | 20
| 2643 | 111 | 4 | 21 | 3 | 0 | 0 | 1 | 0 | 0 | 0 | 0 | 0 | 0 | 0 | 0 | 1 |  | 4 | 21 | 4 | 20
| 2644 | 111 | 4 | 21 | 4 | 0 | 0 | 1 | 0 | 0 | 0 | 0 | 0 | 0 | 0 | 0 | 1 |  | 4 | 21 | 4 | 20
| 2645 | 111 | 4 | 21 | 5 | 0 | 0 | 1 | 0 | 0 | 0 | 0 | 0 | 0 | 0 | 0 | 1 |  | 4 | 21 | 4 | 20
| 2646 | 111 | 4 | 21 | 6 | 0 | 0 | 1 | 0 | 0 | 0 | 0 | 0 | 0 | 0 | 0 | 1 |  | 4 | 21 | 4 | 20
| 2647 | 111 | 4 | 21 | 7 | 0 | 0 | 1 | 0 | 0 | 0 | 0 | 0 | 0 | 0 | 0 | 1 |  | 4 | 21 | 4 | 20
| 2648 | 111 | 4 | 21 | 8 | 0 | 0 | 1 | 0 | 0 | 0 | 0 | 0 | 0 | 0 | 0 | 1 |  | 4 | 21 | 4 | 20
| 2649 | 111 | 4 | 21 | 9 | 0 | 0 | 1 | 0 | 0 | 0 | 0 | 0 | 0 | 0 | 0 | 1 |  | 4 | 21 | 4 | 20
| 2650 | 111 | 4 | 21 | 10 | 0 | 0 | 1 | 0 | 0 | 0 | 0 | 0 | 0 | 0 | 0 | 1 |  | 4 | 21 | 4 | 20
| 2651 | 111 | 4 | 21 | 11 | 0 | 0 | 1 | 0 | 0 | 0 | 0 | 0 | 0 | 0 | 0 | 1 |  | 4 | 21 | 4 | 20
| 2652 | 111 | 4 | 21 | 12 | 0 | 0 | 1 | 0 | 0 | 0 | 0 | 0 | 0 | 0 | 0 | 1 |  | 4 | 21 | 4 | 20
| 2653 | 111 | 4 | 21 | 13 | 0 | 0 | 1 | 0 | 0 | 0 | 0 | 0 | 0 | 0 | 0 | 1 |  | 4 | 21 | 4 | 20
| 2654 | 111 | 4 | 21 | 14 | 0 | 0 | 1 | 0 | 0 | 0 | 0 | 0 | 0 | 0 | 0 | 1 |  | 4 | 21 | 4 | 20
| 2655 | 111 | 4 | 21 | 15 | 0 | 0 | 1 | 0 | 0 | 0 | 0 | 0 | 0 | 0 | 0 | 1 |  | 4 | 21 | 4 | 20
| 2656 | 111 | 4 | 21 | 16 | 0 | 0 | 1 | 0 | 0 | 0 | 0 | 0 | 0 | 0 | 0 | 1 |  | 4 | 21 | 4 | 20
| 2657 | 111 | 4 | 21 | 17 | 0 | 0 | 1 | 0 | 0 | 0 | 0 | 0 | 0 | 0 | 0 | 1 |  | 4 | 21 | 4 | 20
| 2658 | 111 | 4 | 21 | 18 | 0 | 0 | 1 | 0 | 0 | 0 | 0 | 0 | 0 | 0 | 0 | 1 |  | 4 | 21 | 4 | 20
| 2659 | 111 | 4 | 21 | 19 | 0 | 0 | 1 | 0 | 0 | 0 | 0 | 0 | 0 | 0 | 0 | 1 |  | 4 | 21 | 4 | 20
| 2660 | 111 | 4 | 21 | 20 | 0 | 0 | 1 | 0 | 0 | 0 | 0 | 0 | 0 | 0 | 0 | 1 |  | 4 | 21 | 4 | 20
| 2661 | 111 | 4 | 21 | 21 | 0 | 0 | 1 | 0 | 0 | 0 | 0 | 0 | 0 | 0 | 0 | 1 |  | 4 | 21 | 4 | 20
| 2662 | 111 | 4 | 21 | 22 | 0 | 0 | 1 | 0 | 0 | 0 | 0 | 0 | 0 | 0 | 0 | 1 |  | 4 | 21 | 4 | 20
| 2663 | 111 | 4 | 21 | 23 | 0 | 0 | 1 | 0 | 0 | 0 | 0 | 0 | 0 | 0 | 0 | 1 |  | 4 | 21 | 4 | 20
| 2664 | 111 | 4 | 21 | 24 | 0 | 0 | 1 | 0 | 0 | 0 | 0 | 0 | 0 | 0 | 0 | 1 |  | 4 | 21 | 4 | 20
| 2665 | 112 | 4 | 22 | 1 | 1 | 0 | 0 | 0 | 0 | 0 | 0 | 0 | 0 | 0 | 0 | 1 |  | 4 | 22 | 4 | 21
| 2666 | 112 | 4 | 22 | 2 | 1 | 0 | 0 | 0 | 0 | 0 | 0 | 0 | 0 | 0 | 0 | 1 |  | 4 | 22 | 4 | 21
| 2667 | 112 | 4 | 22 | 3 | 1 | 0 | 0 | 0 | 0 | 0 | 0 | 0 | 0 | 0 | 0 | 1 |  | 4 | 22 | 4 | 21
| 2668 | 112 | 4 | 22 | 4 | 1 | 0 | 0 | 0 | 0 | 0 | 0 | 0 | 0 | 0 | 0 | 1 |  | 4 | 22 | 4 | 21
| 2669 | 112 | 4 | 22 | 5 | 1 | 0 | 0 | 0 | 0 | 0 | 0 | 0 | 0 | 0 | 0 | 1 |  | 4 | 22 | 4 | 21
| 2670 | 112 | 4 | 22 | 6 | 1 | 0 | 0 | 0 | 0 | 0 | 0 | 0 | 0 | 0 | 0 | 1 |  | 4 | 22 | 4 | 21
| 2671 | 112 | 4 | 22 | 7 | 1 | 0 | 0 | 0 | 0 | 0 | 0 | 0 | 0 | 0 | 0 | 1 |  | 4 | 22 | 4 | 21
| 2672 | 112 | 4 | 22 | 8 | 1 | 0 | 0 | 0 | 0 | 0 | 0 | 0 | 0 | 0 | 0 | 1 |  | 4 | 22 | 4 | 21
| 2673 | 112 | 4 | 22 | 9 | 1 | 0 | 0 | 0 | 0 | 0 | 0 | 0 | 0 | 0 | 0 | 1 |  | 4 | 22 | 4 | 21
| 2674 | 112 | 4 | 22 | 10 | 1 | 0 | 0 | 0 | 0 | 0 | 0 | 0 | 0 | 0 | 0 | 1 |  | 4 | 22 | 4 | 21
| 2675 | 112 | 4 | 22 | 11 | 1 | 0 | 0 | 0 | 0 | 0 | 0 | 0 | 0 | 0 | 0 | 1 |  | 4 | 22 | 4 | 21
| 2676 | 112 | 4 | 22 | 12 | 1 | 0 | 0 | 0 | 0 | 0 | 0 | 0 | 0 | 0 | 0 | 1 |  | 4 | 22 | 4 | 21
| 2677 | 112 | 4 | 22 | 13 | 1 | 0 | 0 | 0 | 0 | 0 | 0 | 0 | 0 | 0 | 0 | 1 |  | 4 | 22 | 4 | 21
| 2678 | 112 | 4 | 22 | 14 | 1 | 0 | 0 | 0 | 0 | 0 | 0 | 0 | 0 | 0 | 0 | 1 |  | 4 | 22 | 4 | 21
| 2679 | 112 | 4 | 22 | 15 | 1 | 0 | 0 | 0 | 0 | 0 | 0 | 0 | 0 | 0 | 0 | 1 |  | 4 | 22 | 4 | 21
| 2680 | 112 | 4 | 22 | 16 | 1 | 0 | 0 | 0 | 0 | 0 | 0 | 0 | 0 | 0 | 0 | 1 |  | 4 | 22 | 4 | 21
| 2681 | 112 | 4 | 22 | 17 | 1 | 0 | 0 | 0 | 0 | 0 | 0 | 0 | 0 | 0 | 0 | 1 |  | 4 | 22 | 4 | 21
| 2682 | 112 | 4 | 22 | 18 | 1 | 0 | 0 | 0 | 0 | 0 | 0 | 0 | 0 | 0 | 0 | 1 |  | 4 | 22 | 4 | 21
| 2683 | 112 | 4 | 22 | 19 | 1 | 0 | 0 | 0 | 0 | 0 | 0 | 0 | 0 | 0 | 0 | 1 |  | 4 | 22 | 4 | 21
| 2684 | 112 | 4 | 22 | 20 | 1 | 0 | 0 | 0 | 0 | 0 | 0 | 0 | 0 | 0 | 0 | 1 |  | 4 | 22 | 4 | 21
| 2685 | 112 | 4 | 22 | 21 | 1 | 0 | 0 | 0 | 0 | 0 | 0 | 0 | 0 | 0 | 0 | 1 |  | 4 | 22 | 4 | 21
| 2686 | 112 | 4 | 22 | 22 | 1 | 0 | 0 | 0 | 0 | 0 | 0 | 0 | 0 | 0 | 0 | 1 |  | 4 | 22 | 4 | 21
| 2687 | 112 | 4 | 22 | 23 | 1 | 0 | 0 | 0 | 0 | 0 | 0 | 0 | 0 | 0 | 0 | 1 |  | 4 | 22 | 4 | 21
| 2688 | 112 | 4 | 22 | 24 | 1 | 0 | 0 | 0 | 0 | 0 | 0 | 0 | 0 | 0 | 0 | 1 |  | 4 | 22 | 4 | 21
| 2689 | 113 | 4 | 23 | 1 | 0 | 0 | 0 | 0 | 0 | 0 | 0 | 0 | 0 | 0 | 0 | 1 |  | 4 | 23 | 4 | 22
| 2690 | 113 | 4 | 23 | 2 | 0 | 0 | 0 | 0 | 0 | 0 | 0 | 0 | 0 | 0 | 0 | 1 |  | 4 | 23 | 4 | 22
| 2691 | 113 | 4 | 23 | 3 | 0 | 0 | 0 | 0 | 0 | 0 | 0 | 0 | 0 | 0 | 0 | 1 |  | 4 | 23 | 4 | 22
| 2692 | 113 | 4 | 23 | 4 | 0 | 0 | 0 | 0 | 0 | 0 | 0 | 0 | 0 | 0 | 0 | 1 |  | 4 | 23 | 4 | 22
| 2693 | 113 | 4 | 23 | 5 | 0 | 0 | 0 | 0 | 0 | 0 | 0 | 0 | 0 | 0 | 0 | 1 |  | 4 | 23 | 4 | 22
| 2694 | 113 | 4 | 23 | 6 | 0 | 0 | 0 | 0 | 0 | 0 | 0 | 0 | 0 | 0 | 0 | 1 |  | 4 | 23 | 4 | 22
| 2695 | 113 | 4 | 23 | 7 | 0 | 0 | 0 | 0 | 0 | 0 | 0 | 0 | 0 | 0 | 0 | 1 |  | 4 | 23 | 4 | 22
| 2696 | 113 | 4 | 23 | 8 | 0 | 0 | 0 | 0 | 0 | 0 | 0 | 0 | 0 | 0 | 0 | 1 |  | 4 | 23 | 4 | 22
| 2697 | 113 | 4 | 23 | 9 | 0 | 0 | 0 | 0 | 0 | 0 | 0 | 0 | 0 | 0 | 0 | 1 |  | 4 | 23 | 4 | 22
| 2698 | 113 | 4 | 23 | 10 | 0 | 0 | 0 | 0 | 0 | 0 | 0 | 0 | 0 | 0 | 0 | 1 |  | 4 | 23 | 4 | 22
| 2699 | 113 | 4 | 23 | 11 | 0 | 0 | 0 | 0 | 0 | 0 | 0 | 0 | 0 | 0 | 0 | 1 |  | 4 | 23 | 4 | 22
| 2700 | 113 | 4 | 23 | 12 | 0 | 0 | 0 | 0 | 0 | 0 | 0 | 0 | 0 | 0 | 0 | 1 |  | 4 | 23 | 4 | 22
| 2701 | 113 | 4 | 23 | 13 | 0 | 0 | 0 | 0 | 0 | 0 | 0 | 0 | 0 | 0 | 0 | 1 |  | 4 | 23 | 4 | 22
| 2702 | 113 | 4 | 23 | 14 | 0 | 0 | 0 | 0 | 0 | 0 | 0 | 0 | 0 | 0 | 0 | 1 |  | 4 | 23 | 4 | 22
| 2703 | 113 | 4 | 23 | 15 | 0 | 0 | 0 | 0 | 0 | 0 | 0 | 0 | 0 | 0 | 0 | 1 |  | 4 | 23 | 4 | 22
| 2704 | 113 | 4 | 23 | 16 | 0 | 0 | 0 | 0 | 0 | 0 | 0 | 0 | 0 | 0 | 0 | 1 |  | 4 | 23 | 4 | 22
| 2705 | 113 | 4 | 23 | 17 | 0 | 0 | 0 | 0 | 0 | 0 | 0 | 0 | 0 | 0 | 0 | 1 |  | 4 | 23 | 4 | 22
| 2706 | 113 | 4 | 23 | 18 | 0 | 0 | 0 | 0 | 0 | 0 | 0 | 0 | 0 | 0 | 0 | 1 |  | 4 | 23 | 4 | 22
| 2707 | 113 | 4 | 23 | 19 | 0 | 0 | 0 | 0 | 0 | 0 | 0 | 0 | 0 | 0 | 0 | 1 |  | 4 | 23 | 4 | 22
| 2708 | 113 | 4 | 23 | 20 | 0 | 0 | 0 | 0 | 0 | 0 | 0 | 0 | 0 | 0 | 0 | 1 |  | 4 | 23 | 4 | 22
| 2709 | 113 | 4 | 23 | 21 | 0 | 0 | 0 | 0 | 0 | 0 | 0 | 0 | 0 | 0 | 0 | 1 |  | 4 | 23 | 4 | 22
| 2710 | 113 | 4 | 23 | 22 | 0 | 0 | 0 | 0 | 0 | 0 | 0 | 0 | 0 | 0 | 0 | 1 |  | 4 | 23 | 4 | 22
| 2711 | 113 | 4 | 23 | 23 | 0 | 0 | 0 | 0 | 0 | 0 | 0 | 0 | 0 | 0 | 0 | 1 |  | 4 | 23 | 4 | 22
| 2712 | 113 | 4 | 23 | 24 | 0 | 0 | 0 | 0 | 0 | 0 | 0 | 0 | 0 | 0 | 0 | 1 |  | 4 | 23 | 4 | 22
| 2713 | 114 | 4 | 24 | 1 | 0 | 0 | 0 | 0 | 0 | 0 | 0 | 0 | 0 | 0 | 0 | 1 |  | 4 | 24 | 4 | 23
| 2714 | 114 | 4 | 24 | 2 | 0 | 0 | 0 | 0 | 0 | 0 | 0 | 0 | 0 | 0 | 0 | 1 |  | 4 | 24 | 4 | 23
| 2715 | 114 | 4 | 24 | 3 | 0 | 0 | 0 | 0 | 0 | 0 | 0 | 0 | 0 | 0 | 0 | 1 |  | 4 | 24 | 4 | 23
| 2716 | 114 | 4 | 24 | 4 | 0 | 0 | 0 | 0 | 0 | 0 | 0 | 0 | 0 | 0 | 0 | 1 |  | 4 | 24 | 4 | 23
| 2717 | 114 | 4 | 24 | 5 | 0 | 0 | 0 | 0 | 0 | 0 | 0 | 0 | 0 | 0 | 0 | 1 |  | 4 | 24 | 4 | 23
| 2718 | 114 | 4 | 24 | 6 | 0 | 0 | 0 | 0 | 0 | 0 | 0 | 0 | 0 | 0 | 0 | 1 |  | 4 | 24 | 4 | 23
| 2719 | 114 | 4 | 24 | 7 | 0 | 0 | 0 | 0 | 0 | 0 | 0 | 0 | 0 | 0 | 0 | 1 |  | 4 | 24 | 4 | 23
| 2720 | 114 | 4 | 24 | 8 | 0 | 0 | 0 | 0 | 0 | 0 | 0 | 0 | 0 | 0 | 0 | 1 |  | 4 | 24 | 4 | 23
| 2721 | 114 | 4 | 24 | 9 | 0 | 0 | 0 | 0 | 0 | 0 | 0 | 0 | 0 | 0 | 0 | 1 |  | 4 | 24 | 4 | 23
| 2722 | 114 | 4 | 24 | 10 | 0 | 0 | 0 | 0 | 0 | 0 | 0 | 0 | 0 | 0 | 0 | 1 |  | 4 | 24 | 4 | 23
| 2723 | 114 | 4 | 24 | 11 | 0 | 0 | 0 | 0 | 0 | 0 | 0 | 0 | 0 | 0 | 0 | 1 |  | 4 | 24 | 4 | 23
| 2724 | 114 | 4 | 24 | 12 | 0 | 0 | 0 | 0 | 0 | 0 | 0 | 0 | 0 | 0 | 0 | 1 |  | 4 | 24 | 4 | 23
| 2725 | 114 | 4 | 24 | 13 | 0 | 0 | 0 | 0 | 0 | 0 | 0 | 0 | 0 | 0 | 0 | 1 |  | 4 | 24 | 4 | 23
| 2726 | 114 | 4 | 24 | 14 | 0 | 0 | 0 | 0 | 0 | 0 | 0 | 0 | 0 | 0 | 0 | 1 |  | 4 | 24 | 4 | 23
| 2727 | 114 | 4 | 24 | 15 | 0 | 0 | 0 | 0 | 0 | 0 | 0 | 0 | 0 | 0 | 0 | 1 |  | 4 | 24 | 4 | 23
| 2728 | 114 | 4 | 24 | 16 | 0 | 0 | 0 | 0 | 0 | 0 | 0 | 0 | 0 | 0 | 0 | 1 |  | 4 | 24 | 4 | 23
| 2729 | 114 | 4 | 24 | 17 | 0 | 0 | 0 | 0 | 0 | 0 | 0 | 0 | 0 | 0 | 0 | 1 |  | 4 | 24 | 4 | 23
| 2730 | 114 | 4 | 24 | 18 | 0 | 0 | 0 | 0 | 0 | 0 | 0 | 0 | 0 | 0 | 0 | 1 |  | 4 | 24 | 4 | 23
| 2731 | 114 | 4 | 24 | 19 | 0 | 0 | 0 | 0 | 0 | 0 | 0 | 0 | 0 | 0 | 0 | 1 |  | 4 | 24 | 4 | 23
| 2732 | 114 | 4 | 24 | 20 | 0 | 0 | 0 | 0 | 0 | 0 | 0 | 0 | 0 | 0 | 0 | 1 |  | 4 | 24 | 4 | 23
| 2733 | 114 | 4 | 24 | 21 | 0 | 0 | 0 | 0 | 0 | 0 | 0 | 0 | 0 | 0 | 0 | 1 |  | 4 | 24 | 4 | 23
| 2734 | 114 | 4 | 24 | 22 | 0 | 0 | 0 | 0 | 0 | 0 | 0 | 0 | 0 | 0 | 0 | 1 |  | 4 | 24 | 4 | 23
| 2735 | 114 | 4 | 24 | 23 | 0 | 0 | 0 | 0 | 0 | 0 | 0 | 0 | 0 | 0 | 0 | 1 |  | 4 | 24 | 4 | 23
| 2736 | 114 | 4 | 24 | 24 | 0 | 0 | 0 | 0 | 0 | 0 | 0 | 0 | 0 | 0 | 0 | 1 |  | 4 | 24 | 4 | 23
| 2737 | 115 | 4 | 25 | 1 | 0 | 0 | 1 | 0 | 0 | 0 | 0 | 0 | 0 | 0 | 0 | 1 |  | 4 | 25 | 4 | 24
| 2738 | 115 | 4 | 25 | 2 | 0 | 0 | 1 | 0 | 0 | 0 | 0 | 0 | 0 | 0 | 0 | 1 |  | 4 | 25 | 4 | 24
| 2739 | 115 | 4 | 25 | 3 | 0 | 0 | 1 | 0 | 0 | 0 | 0 | 0 | 0 | 0 | 0 | 1 |  | 4 | 25 | 4 | 24
| 2740 | 115 | 4 | 25 | 4 | 0 | 0 | 1 | 0 | 0 | 0 | 0 | 0 | 0 | 0 | 0 | 1 |  | 4 | 25 | 4 | 24
| 2741 | 115 | 4 | 25 | 5 | 0 | 0 | 1 | 0 | 0 | 0 | 0 | 0 | 0 | 0 | 0 | 1 |  | 4 | 25 | 4 | 24
| 2742 | 115 | 4 | 25 | 6 | 0 | 0 | 1 | 0 | 0 | 0 | 0 | 0 | 0 | 0 | 0 | 1 |  | 4 | 25 | 4 | 24
| 2743 | 115 | 4 | 25 | 7 | 0 | 0 | 1 | 0 | 0 | 0 | 0 | 0 | 0 | 0 | 0 | 1 |  | 4 | 25 | 4 | 24
| 2744 | 115 | 4 | 25 | 8 | 0 | 0 | 1 | 0 | 0 | 0 | 0 | 0 | 0 | 0 | 0 | 1 |  | 4 | 25 | 4 | 24
| 2745 | 115 | 4 | 25 | 9 | 0 | 0 | 1 | 0 | 0 | 0 | 0 | 0 | 0 | 0 | 0 | 1 |  | 4 | 25 | 4 | 24
| 2746 | 115 | 4 | 25 | 10 | 0 | 0 | 1 | 0 | 0 | 0 | 0 | 0 | 0 | 0 | 0 | 1 |  | 4 | 25 | 4 | 24
| 2747 | 115 | 4 | 25 | 11 | 0 | 0 | 1 | 0 | 0 | 0 | 0 | 0 | 0 | 0 | 0 | 1 |  | 4 | 25 | 4 | 24
| 2748 | 115 | 4 | 25 | 12 | 0 | 0 | 1 | 0 | 0 | 0 | 0 | 0 | 0 | 0 | 0 | 1 |  | 4 | 25 | 4 | 24
| 2749 | 115 | 4 | 25 | 13 | 0 | 0 | 1 | 0 | 0 | 0 | 0 | 0 | 0 | 0 | 0 | 1 |  | 4 | 25 | 4 | 24
| 2750 | 115 | 4 | 25 | 14 | 0 | 0 | 1 | 0 | 0 | 0 | 0 | 0 | 0 | 0 | 0 | 1 |  | 4 | 25 | 4 | 24
| 2751 | 115 | 4 | 25 | 15 | 0 | 0 | 1 | 0 | 0 | 0 | 0 | 0 | 0 | 0 | 0 | 1 |  | 4 | 25 | 4 | 24
| 2752 | 115 | 4 | 25 | 16 | 0 | 0 | 1 | 0 | 0 | 0 | 0 | 0 | 0 | 0 | 0 | 1 |  | 4 | 25 | 4 | 24
| 2753 | 115 | 4 | 25 | 17 | 0 | 0 | 1 | 0 | 0 | 0 | 0 | 0 | 0 | 0 | 0 | 1 |  | 4 | 25 | 4 | 24
| 2754 | 115 | 4 | 25 | 18 | 0 | 0 | 1 | 0 | 0 | 0 | 0 | 0 | 0 | 0 | 0 | 1 |  | 4 | 25 | 4 | 24
| 2755 | 115 | 4 | 25 | 19 | 0 | 0 | 1 | 0 | 0 | 0 | 0 | 0 | 0 | 0 | 0 | 1 |  | 4 | 25 | 4 | 24
| 2756 | 115 | 4 | 25 | 20 | 0 | 0 | 1 | 0 | 0 | 0 | 0 | 0 | 0 | 0 | 0 | 1 |  | 4 | 25 | 4 | 24
| 2757 | 115 | 4 | 25 | 21 | 0 | 0 | 1 | 0 | 0 | 0 | 0 | 0 | 0 | 0 | 0 | 1 |  | 4 | 25 | 4 | 24
| 2758 | 115 | 4 | 25 | 22 | 0 | 0 | 1 | 0 | 0 | 0 | 0 | 0 | 0 | 0 | 0 | 1 |  | 4 | 25 | 4 | 24
| 2759 | 115 | 4 | 25 | 23 | 0 | 0 | 1 | 0 | 0 | 0 | 0 | 0 | 0 | 0 | 0 | 1 |  | 4 | 25 | 4 | 24
| 2760 | 115 | 4 | 25 | 24 | 0 | 0 | 1 | 0 | 0 | 0 | 0 | 0 | 0 | 0 | 0 | 1 |  | 4 | 25 | 4 | 24
| 2761 | 116 | 4 | 26 | 1 | 0 | 0 | 1 | 0 | 0 | 0 | 0 | 0 | 0 | 0 | 0 | 1 |  | 4 | 26 | 4 | 25
| 2762 | 116 | 4 | 26 | 2 | 0 | 0 | 1 | 0 | 0 | 0 | 0 | 0 | 0 | 0 | 0 | 1 |  | 4 | 26 | 4 | 25
| 2763 | 116 | 4 | 26 | 3 | 0 | 0 | 1 | 0 | 0 | 0 | 0 | 0 | 0 | 0 | 0 | 1 |  | 4 | 26 | 4 | 25
| 2764 | 116 | 4 | 26 | 4 | 0 | 0 | 1 | 0 | 0 | 0 | 0 | 0 | 0 | 0 | 0 | 1 |  | 4 | 26 | 4 | 25
| 2765 | 116 | 4 | 26 | 5 | 0 | 0 | 1 | 0 | 0 | 0 | 0 | 0 | 0 | 0 | 0 | 1 |  | 4 | 26 | 4 | 25
| 2766 | 116 | 4 | 26 | 6 | 0 | 0 | 1 | 0 | 0 | 0 | 0 | 0 | 0 | 0 | 0 | 1 |  | 4 | 26 | 4 | 25
| 2767 | 116 | 4 | 26 | 7 | 0 | 0 | 1 | 0 | 0 | 0 | 0 | 0 | 0 | 0 | 0 | 1 |  | 4 | 26 | 4 | 25
| 2768 | 116 | 4 | 26 | 8 | 0 | 0 | 1 | 0 | 0 | 0 | 0 | 0 | 0 | 0 | 0 | 1 |  | 4 | 26 | 4 | 25
| 2769 | 116 | 4 | 26 | 9 | 0 | 0 | 1 | 0 | 0 | 0 | 0 | 0 | 0 | 0 | 0 | 1 |  | 4 | 26 | 4 | 25
| 2770 | 116 | 4 | 26 | 10 | 0 | 0 | 1 | 0 | 0 | 0 | 0 | 0 | 0 | 0 | 0 | 1 |  | 4 | 26 | 4 | 25
| 2771 | 116 | 4 | 26 | 11 | 0 | 0 | 1 | 0 | 0 | 0 | 0 | 0 | 0 | 0 | 0 | 1 |  | 4 | 26 | 4 | 25
| 2772 | 116 | 4 | 26 | 12 | 0 | 0 | 1 | 0 | 0 | 0 | 0 | 0 | 0 | 0 | 0 | 1 |  | 4 | 26 | 4 | 25
| 2773 | 116 | 4 | 26 | 13 | 0 | 0 | 1 | 0 | 0 | 0 | 0 | 0 | 0 | 0 | 0 | 1 |  | 4 | 26 | 4 | 25
| 2774 | 116 | 4 | 26 | 14 | 0 | 0 | 1 | 0 | 0 | 0 | 0 | 0 | 0 | 0 | 0 | 1 |  | 4 | 26 | 4 | 25
| 2775 | 116 | 4 | 26 | 15 | 0 | 0 | 1 | 0 | 0 | 0 | 0 | 0 | 0 | 0 | 0 | 1 |  | 4 | 26 | 4 | 25
| 2776 | 116 | 4 | 26 | 16 | 0 | 0 | 1 | 0 | 0 | 0 | 0 | 0 | 0 | 0 | 0 | 1 |  | 4 | 26 | 4 | 25
| 2777 | 116 | 4 | 26 | 17 | 0 | 0 | 1 | 0 | 0 | 0 | 0 | 0 | 0 | 0 | 0 | 1 |  | 4 | 26 | 4 | 25
| 2778 | 116 | 4 | 26 | 18 | 0 | 0 | 1 | 0 | 0 | 0 | 0 | 0 | 0 | 0 | 0 | 1 |  | 4 | 26 | 4 | 25
| 2779 | 116 | 4 | 26 | 19 | 0 | 0 | 1 | 0 | 0 | 0 | 0 | 0 | 0 | 0 | 0 | 1 |  | 4 | 26 | 4 | 25
| 2780 | 116 | 4 | 26 | 20 | 0 | 0 | 1 | 0 | 0 | 0 | 0 | 0 | 0 | 0 | 0 | 1 |  | 4 | 26 | 4 | 25
| 2781 | 116 | 4 | 26 | 21 | 0 | 0 | 1 | 0 | 0 | 0 | 0 | 0 | 0 | 0 | 0 | 1 |  | 4 | 26 | 4 | 25
| 2782 | 116 | 4 | 26 | 22 | 0 | 0 | 1 | 0 | 0 | 0 | 0 | 0 | 0 | 0 | 0 | 1 |  | 4 | 26 | 4 | 25
| 2783 | 116 | 4 | 26 | 23 | 0 | 0 | 1 | 0 | 0 | 0 | 0 | 0 | 0 | 0 | 0 | 1 |  | 4 | 26 | 4 | 25
| 2784 | 116 | 4 | 26 | 24 | 0 | 0 | 1 | 0 | 0 | 0 | 0 | 0 | 0 | 0 | 0 | 1 |  | 4 | 26 | 4 | 25
| 2785 | 117 | 4 | 27 | 1 | 0 | 0 | 1 | 0 | 0 | 0 | 0 | 0 | 0 | 0 | 0 | 1 |  | 4 | 27 | 4 | 26
| 2786 | 117 | 4 | 27 | 2 | 0 | 0 | 1 | 0 | 0 | 0 | 0 | 0 | 0 | 0 | 0 | 1 |  | 4 | 27 | 4 | 26
| 2787 | 117 | 4 | 27 | 3 | 0 | 0 | 1 | 0 | 0 | 0 | 0 | 0 | 0 | 0 | 0 | 1 |  | 4 | 27 | 4 | 26
| 2788 | 117 | 4 | 27 | 4 | 0 | 0 | 1 | 0 | 0 | 0 | 0 | 0 | 0 | 0 | 0 | 1 |  | 4 | 27 | 4 | 26
| 2789 | 117 | 4 | 27 | 5 | 0 | 0 | 1 | 0 | 0 | 0 | 0 | 0 | 0 | 0 | 0 | 1 |  | 4 | 27 | 4 | 26
| 2790 | 117 | 4 | 27 | 6 | 0 | 0 | 1 | 0 | 0 | 0 | 0 | 0 | 0 | 0 | 0 | 1 |  | 4 | 27 | 4 | 26
| 2791 | 117 | 4 | 27 | 7 | 0 | 0 | 1 | 0 | 0 | 0 | 0 | 0 | 0 | 0 | 0 | 1 |  | 4 | 27 | 4 | 26
| 2792 | 117 | 4 | 27 | 8 | 0 | 0 | 1 | 0 | 0 | 0 | 0 | 0 | 0 | 0 | 0 | 1 |  | 4 | 27 | 4 | 26
| 2793 | 117 | 4 | 27 | 9 | 0 | 0 | 1 | 0 | 0 | 0 | 0 | 0 | 0 | 0 | 0 | 1 |  | 4 | 27 | 4 | 26
| 2794 | 117 | 4 | 27 | 10 | 0 | 0 | 1 | 0 | 0 | 0 | 0 | 0 | 0 | 0 | 0 | 1 |  | 4 | 27 | 4 | 26
| 2795 | 117 | 4 | 27 | 11 | 0 | 0 | 1 | 0 | 0 | 0 | 0 | 0 | 0 | 0 | 0 | 1 |  | 4 | 27 | 4 | 26
| 2796 | 117 | 4 | 27 | 12 | 0 | 0 | 1 | 0 | 0 | 0 | 0 | 0 | 0 | 0 | 0 | 1 |  | 4 | 27 | 4 | 26
| 2797 | 117 | 4 | 27 | 13 | 0 | 0 | 1 | 0 | 0 | 0 | 0 | 0 | 0 | 0 | 0 | 1 |  | 4 | 27 | 4 | 26
| 2798 | 117 | 4 | 27 | 14 | 0 | 0 | 1 | 0 | 0 | 0 | 0 | 0 | 0 | 0 | 0 | 1 |  | 4 | 27 | 4 | 26
| 2799 | 117 | 4 | 27 | 15 | 0 | 0 | 1 | 0 | 0 | 0 | 0 | 0 | 0 | 0 | 0 | 1 |  | 4 | 27 | 4 | 26
| 2800 | 117 | 4 | 27 | 16 | 0 | 0 | 1 | 0 | 0 | 0 | 0 | 0 | 0 | 0 | 0 | 1 |  | 4 | 27 | 4 | 26
| 2801 | 117 | 4 | 27 | 17 | 0 | 0 | 1 | 0 | 0 | 0 | 0 | 0 | 0 | 0 | 0 | 1 |  | 4 | 27 | 4 | 26
| 2802 | 117 | 4 | 27 | 18 | 0 | 0 | 1 | 0 | 0 | 0 | 0 | 0 | 0 | 0 | 0 | 1 |  | 4 | 27 | 4 | 26
| 2803 | 117 | 4 | 27 | 19 | 0 | 0 | 1 | 0 | 0 | 0 | 0 | 0 | 0 | 0 | 0 | 1 |  | 4 | 27 | 4 | 26
| 2804 | 117 | 4 | 27 | 20 | 0 | 0 | 1 | 0 | 0 | 0 | 0 | 0 | 0 | 0 | 0 | 1 |  | 4 | 27 | 4 | 26
| 2805 | 117 | 4 | 27 | 21 | 0 | 0 | 1 | 0 | 0 | 0 | 0 | 0 | 0 | 0 | 0 | 1 |  | 4 | 27 | 4 | 26
| 2806 | 117 | 4 | 27 | 22 | 0 | 0 | 1 | 0 | 0 | 0 | 0 | 0 | 0 | 0 | 0 | 1 |  | 4 | 27 | 4 | 26
| 2807 | 117 | 4 | 27 | 23 | 0 | 0 | 1 | 0 | 0 | 0 | 0 | 0 | 0 | 0 | 0 | 1 |  | 4 | 27 | 4 | 26
| 2808 | 117 | 4 | 27 | 24 | 0 | 0 | 1 | 0 | 0 | 0 | 0 | 0 | 0 | 0 | 0 | 1 |  | 4 | 27 | 4 | 26
| 2809 | 118 | 4 | 28 | 1 | 0 | 0 | 1 | 0 | 0 | 0 | 0 | 0 | 0 | 0 | 0 | 1 |  | 4 | 28 | 4 | 27
| 2810 | 118 | 4 | 28 | 2 | 0 | 0 | 1 | 0 | 0 | 0 | 0 | 0 | 0 | 0 | 0 | 1 |  | 4 | 28 | 4 | 27
| 2811 | 118 | 4 | 28 | 3 | 0 | 0 | 1 | 0 | 0 | 0 | 0 | 0 | 0 | 0 | 0 | 1 |  | 4 | 28 | 4 | 27
| 2812 | 118 | 4 | 28 | 4 | 0 | 0 | 1 | 0 | 0 | 0 | 0 | 0 | 0 | 0 | 0 | 1 |  | 4 | 28 | 4 | 27
| 2813 | 118 | 4 | 28 | 5 | 0 | 0 | 1 | 0 | 0 | 0 | 0 | 0 | 0 | 0 | 0 | 1 |  | 4 | 28 | 4 | 27
| 2814 | 118 | 4 | 28 | 6 | 0 | 0 | 1 | 0 | 0 | 0 | 0 | 0 | 0 | 0 | 0 | 1 |  | 4 | 28 | 4 | 27
| 2815 | 118 | 4 | 28 | 7 | 0 | 0 | 1 | 0 | 0 | 0 | 0 | 0 | 0 | 0 | 0 | 1 |  | 4 | 28 | 4 | 27
| 2816 | 118 | 4 | 28 | 8 | 0 | 0 | 1 | 0 | 0 | 0 | 0 | 0 | 0 | 0 | 0 | 1 |  | 4 | 28 | 4 | 27
| 2817 | 118 | 4 | 28 | 9 | 0 | 0 | 1 | 0 | 0 | 0 | 0 | 0 | 0 | 0 | 0 | 1 |  | 4 | 28 | 4 | 27
| 2818 | 118 | 4 | 28 | 10 | 0 | 0 | 1 | 0 | 0 | 0 | 0 | 0 | 0 | 0 | 0 | 1 |  | 4 | 28 | 4 | 27
| 2819 | 118 | 4 | 28 | 11 | 0 | 0 | 1 | 0 | 0 | 0 | 0 | 0 | 0 | 0 | 0 | 1 |  | 4 | 28 | 4 | 27
| 2820 | 118 | 4 | 28 | 12 | 0 | 0 | 1 | 0 | 0 | 0 | 0 | 0 | 0 | 0 | 0 | 1 |  | 4 | 28 | 4 | 27
| 2821 | 118 | 4 | 28 | 13 | 0 | 0 | 1 | 0 | 0 | 0 | 0 | 0 | 0 | 0 | 0 | 1 |  | 4 | 28 | 4 | 27
| 2822 | 118 | 4 | 28 | 14 | 0 | 0 | 1 | 0 | 0 | 0 | 0 | 0 | 0 | 0 | 0 | 1 |  | 4 | 28 | 4 | 27
| 2823 | 118 | 4 | 28 | 15 | 0 | 0 | 1 | 0 | 0 | 0 | 0 | 0 | 0 | 0 | 0 | 1 |  | 4 | 28 | 4 | 27
| 2824 | 118 | 4 | 28 | 16 | 0 | 0 | 1 | 0 | 0 | 0 | 0 | 0 | 0 | 0 | 0 | 1 |  | 4 | 28 | 4 | 27
| 2825 | 118 | 4 | 28 | 17 | 0 | 0 | 1 | 0 | 0 | 0 | 0 | 0 | 0 | 0 | 0 | 1 |  | 4 | 28 | 4 | 27
| 2826 | 118 | 4 | 28 | 18 | 0 | 0 | 1 | 0 | 0 | 0 | 0 | 0 | 0 | 0 | 0 | 1 |  | 4 | 28 | 4 | 27
| 2827 | 118 | 4 | 28 | 19 | 0 | 0 | 1 | 0 | 0 | 0 | 0 | 0 | 0 | 0 | 0 | 1 |  | 4 | 28 | 4 | 27
| 2828 | 118 | 4 | 28 | 20 | 0 | 0 | 1 | 0 | 0 | 0 | 0 | 0 | 0 | 0 | 0 | 1 |  | 4 | 28 | 4 | 27
| 2829 | 118 | 4 | 28 | 21 | 0 | 0 | 1 | 0 | 0 | 0 | 0 | 0 | 0 | 0 | 0 | 1 |  | 4 | 28 | 4 | 27
| 2830 | 118 | 4 | 28 | 22 | 0 | 0 | 1 | 0 | 0 | 0 | 0 | 0 | 0 | 0 | 0 | 1 |  | 4 | 28 | 4 | 27
| 2831 | 118 | 4 | 28 | 23 | 0 | 0 | 1 | 0 | 0 | 0 | 0 | 0 | 0 | 0 | 0 | 1 |  | 4 | 28 | 4 | 27
| 2832 | 118 | 4 | 28 | 24 | 0 | 0 | 1 | 0 | 0 | 0 | 0 | 0 | 0 | 0 | 0 | 1 |  | 4 | 28 | 4 | 27
| 2833 | 119 | 4 | 29 | 1 | 0 | 0 | 1 | 0 | 0 | 0 | 0 | 0 | 0 | 0 | 0 | 1 |  | 4 | 29 | 4 | 28
| 2834 | 119 | 4 | 29 | 2 | 0 | 0 | 1 | 0 | 0 | 0 | 0 | 0 | 0 | 0 | 0 | 1 |  | 4 | 29 | 4 | 28
| 2835 | 119 | 4 | 29 | 3 | 0 | 0 | 1 | 0 | 0 | 0 | 0 | 0 | 0 | 0 | 0 | 1 |  | 4 | 29 | 4 | 28
| 2836 | 119 | 4 | 29 | 4 | 0 | 0 | 1 | 0 | 0 | 0 | 0 | 0 | 0 | 0 | 0 | 1 |  | 4 | 29 | 4 | 28
| 2837 | 119 | 4 | 29 | 5 | 0 | 0 | 1 | 0 | 0 | 0 | 0 | 0 | 0 | 0 | 0 | 1 |  | 4 | 29 | 4 | 28
| 2838 | 119 | 4 | 29 | 6 | 0 | 0 | 1 | 0 | 0 | 0 | 0 | 0 | 0 | 0 | 0 | 1 |  | 4 | 29 | 4 | 28
| 2839 | 119 | 4 | 29 | 7 | 0 | 0 | 1 | 0 | 0 | 0 | 0 | 0 | 0 | 0 | 0 | 1 |  | 4 | 29 | 4 | 28
| 2840 | 119 | 4 | 29 | 8 | 0 | 0 | 1 | 0 | 0 | 0 | 0 | 0 | 0 | 0 | 0 | 1 |  | 4 | 29 | 4 | 28
| 2841 | 119 | 4 | 29 | 9 | 0 | 0 | 1 | 0 | 0 | 0 | 0 | 0 | 0 | 0 | 0 | 1 |  | 4 | 29 | 4 | 28
| 2842 | 119 | 4 | 29 | 10 | 0 | 0 | 1 | 0 | 0 | 0 | 0 | 0 | 0 | 0 | 0 | 1 |  | 4 | 29 | 4 | 28
| 2843 | 119 | 4 | 29 | 11 | 0 | 0 | 1 | 0 | 0 | 0 | 0 | 0 | 0 | 0 | 0 | 1 |  | 4 | 29 | 4 | 28
| 2844 | 119 | 4 | 29 | 12 | 0 | 0 | 1 | 0 | 0 | 0 | 0 | 0 | 0 | 0 | 0 | 1 |  | 4 | 29 | 4 | 28
| 2845 | 119 | 4 | 29 | 13 | 0 | 0 | 1 | 0 | 0 | 0 | 0 | 0 | 0 | 0 | 0 | 1 |  | 4 | 29 | 4 | 28
| 2846 | 119 | 4 | 29 | 14 | 0 | 0 | 1 | 0 | 0 | 0 | 0 | 0 | 0 | 0 | 0 | 1 |  | 4 | 29 | 4 | 28
| 2847 | 119 | 4 | 29 | 15 | 0 | 0 | 1 | 0 | 0 | 0 | 0 | 0 | 0 | 0 | 0 | 1 |  | 4 | 29 | 4 | 28
| 2848 | 119 | 4 | 29 | 16 | 0 | 0 | 1 | 0 | 0 | 0 | 0 | 0 | 0 | 0 | 0 | 1 |  | 4 | 29 | 4 | 28
| 2849 | 119 | 4 | 29 | 17 | 0 | 0 | 1 | 0 | 0 | 0 | 0 | 0 | 0 | 0 | 0 | 1 |  | 4 | 29 | 4 | 28
| 2850 | 119 | 4 | 29 | 18 | 0 | 0 | 1 | 0 | 0 | 0 | 0 | 0 | 0 | 0 | 0 | 1 |  | 4 | 29 | 4 | 28
| 2851 | 119 | 4 | 29 | 19 | 0 | 0 | 1 | 0 | 0 | 0 | 0 | 0 | 0 | 0 | 0 | 1 |  | 4 | 29 | 4 | 28
| 2852 | 119 | 4 | 29 | 20 | 0 | 0 | 1 | 0 | 0 | 0 | 0 | 0 | 0 | 0 | 0 | 1 |  | 4 | 29 | 4 | 28
| 2853 | 119 | 4 | 29 | 21 | 0 | 0 | 1 | 0 | 0 | 0 | 0 | 0 | 0 | 0 | 0 | 1 |  | 4 | 29 | 4 | 28
| 2854 | 119 | 4 | 29 | 22 | 0 | 0 | 1 | 0 | 0 | 0 | 0 | 0 | 0 | 0 | 0 | 1 |  | 4 | 29 | 4 | 28
| 2855 | 119 | 4 | 29 | 23 | 0 | 0 | 1 | 0 | 0 | 0 | 0 | 0 | 0 | 0 | 0 | 1 |  | 4 | 29 | 4 | 28
| 2856 | 119 | 4 | 29 | 24 | 0 | 0 | 1 | 0 | 0 | 0 | 0 | 0 | 0 | 0 | 0 | 1 |  | 4 | 29 | 4 | 28
| 2857 | 120 | 4 | 30 | 1 | 0 | 0 | 0 | 0 | 0 | 0 | 0 | 0 | 0 | 0 | 0 | 1 |  | 4 | 30 | 4 | 29
| 2858 | 120 | 4 | 30 | 2 | 0 | 0 | 0 | 0 | 0 | 0 | 0 | 0 | 0 | 0 | 0 | 1 |  | 4 | 30 | 4 | 29
| 2859 | 120 | 4 | 30 | 3 | 0 | 0 | 0 | 0 | 0 | 0 | 0 | 0 | 0 | 0 | 0 | 1 |  | 4 | 30 | 4 | 29
| 2860 | 120 | 4 | 30 | 4 | 0 | 0 | 0 | 0 | 0 | 0 | 0 | 0 | 0 | 0 | 0 | 1 |  | 4 | 30 | 4 | 29
| 2861 | 120 | 4 | 30 | 5 | 0 | 0 | 0 | 0 | 0 | 0 | 0 | 0 | 0 | 0 | 0 | 1 |  | 4 | 30 | 4 | 29
| 2862 | 120 | 4 | 30 | 6 | 0 | 0 | 0 | 0 | 0 | 0 | 0 | 0 | 0 | 0 | 0 | 1 |  | 4 | 30 | 4 | 29
| 2863 | 120 | 4 | 30 | 7 | 0 | 0 | 0 | 0 | 0 | 0 | 0 | 0 | 0 | 0 | 0 | 1 |  | 4 | 30 | 4 | 29
| 2864 | 120 | 4 | 30 | 8 | 0 | 0 | 0 | 0 | 0 | 0 | 0 | 0 | 0 | 0 | 0 | 1 |  | 4 | 30 | 4 | 29
| 2865 | 120 | 4 | 30 | 9 | 0 | 0 | 0 | 0 | 0 | 0 | 0 | 0 | 0 | 0 | 0 | 1 |  | 4 | 30 | 4 | 29
| 2866 | 120 | 4 | 30 | 10 | 0 | 0 | 0 | 0 | 0 | 0 | 0 | 0 | 0 | 0 | 0 | 1 |  | 4 | 30 | 4 | 29
| 2867 | 120 | 4 | 30 | 11 | 0 | 0 | 0 | 0 | 0 | 0 | 0 | 0 | 0 | 0 | 0 | 1 |  | 4 | 30 | 4 | 29
| 2868 | 120 | 4 | 30 | 12 | 0 | 0 | 0 | 0 | 0 | 0 | 0 | 0 | 0 | 0 | 0 | 1 |  | 4 | 30 | 4 | 29
| 2869 | 120 | 4 | 30 | 13 | 0 | 0 | 0 | 0 | 0 | 0 | 0 | 0 | 0 | 0 | 0 | 1 |  | 4 | 30 | 4 | 29
| 2870 | 120 | 4 | 30 | 14 | 0 | 0 | 0 | 0 | 0 | 0 | 0 | 0 | 0 | 0 | 0 | 1 |  | 4 | 30 | 4 | 29
| 2871 | 120 | 4 | 30 | 15 | 0 | 0 | 0 | 0 | 0 | 0 | 0 | 0 | 0 | 0 | 0 | 1 |  | 4 | 30 | 4 | 29
| 2872 | 120 | 4 | 30 | 16 | 0 | 0 | 0 | 0 | 0 | 0 | 0 | 0 | 0 | 0 | 0 | 1 |  | 4 | 30 | 4 | 29
| 2873 | 120 | 4 | 30 | 17 | 0 | 0 | 0 | 0 | 0 | 0 | 0 | 0 | 0 | 0 | 0 | 1 |  | 4 | 30 | 4 | 29
| 2874 | 120 | 4 | 30 | 18 | 0 | 0 | 0 | 0 | 0 | 0 | 0 | 0 | 0 | 0 | 0 | 1 |  | 4 | 30 | 4 | 29
| 2875 | 120 | 4 | 30 | 19 | 0 | 0 | 0 | 0 | 0 | 0 | 0 | 0 | 0 | 0 | 0 | 1 |  | 4 | 30 | 4 | 29
| 2876 | 120 | 4 | 30 | 20 | 0 | 0 | 0 | 0 | 0 | 0 | 0 | 0 | 0 | 0 | 0 | 1 |  | 4 | 30 | 4 | 29
| 2877 | 120 | 4 | 30 | 21 | 0 | 0 | 0 | 0 | 0 | 0 | 0 | 0 | 0 | 0 | 0 | 1 |  | 4 | 30 | 4 | 29
| 2878 | 120 | 4 | 30 | 22 | 0 | 0 | 0 | 0 | 0 | 0 | 0 | 0 | 0 | 0 | 0 | 1 |  | 4 | 30 | 4 | 29
| 2879 | 120 | 4 | 30 | 23 | 0 | 0 | 0 | 0 | 0 | 0 | 0 | 0 | 0 | 0 | 0 | 1 |  | 4 | 30 | 4 | 29
| 2880 | 120 | 4 | 30 | 24 | 0 | 0 | 0 | 0 | 0 | 0 | 0 | 0 | 0 | 0 | 0 | 1 |  | 4 | 30 | 4 | 29
| 2881 | 121 | 5 | 1 | 1 | 0 | 0 | 0 | 0 | 0 | 0 | 0 | 0 | 0 | 0 | 0 | 1 |  | 5 | 1 | 4 | 30
| 2882 | 121 | 5 | 1 | 2 | 0 | 0 | 0 | 0 | 0 | 0 | 0 | 0 | 0 | 0 | 0 | 1 |  | 5 | 1 | 4 | 30
| 2883 | 121 | 5 | 1 | 3 | 0 | 0 | 0 | 0 | 0 | 0 | 0 | 0 | 0 | 0 | 0 | 1 |  | 5 | 1 | 4 | 30
| 2884 | 121 | 5 | 1 | 4 | 0 | 0 | 0 | 0 | 0 | 0 | 0 | 0 | 0 | 0 | 0 | 1 |  | 5 | 1 | 4 | 30
| 2885 | 121 | 5 | 1 | 5 | 0 | 0 | 0 | 0 | 0 | 0 | 0 | 0 | 0 | 0 | 0 | 1 |  | 5 | 1 | 4 | 30
| 2886 | 121 | 5 | 1 | 6 | 0 | 0 | 0 | 0 | 0 | 0 | 0 | 0 | 0 | 0 | 0 | 1 |  | 5 | 1 | 4 | 30
| 2887 | 121 | 5 | 1 | 7 | 0 | 0 | 0 | 0 | 0 | 0 | 0 | 0 | 0 | 0 | 0 | 1 |  | 5 | 1 | 4 | 30
| 2888 | 121 | 5 | 1 | 8 | 0 | 0 | 0 | 0 | 0 | 0 | 0 | 0 | 0 | 0 | 0 | 1 |  | 5 | 1 | 4 | 30
| 2889 | 121 | 5 | 1 | 9 | 0 | 0 | 0 | 0 | 0 | 0 | 0 | 0 | 0 | 0 | 0 | 1 |  | 5 | 1 | 4 | 30
| 2890 | 121 | 5 | 1 | 10 | 0 | 0 | 0 | 0 | 0 | 0 | 0 | 0 | 0 | 0 | 0 | 1 |  | 5 | 1 | 4 | 30
| 2891 | 121 | 5 | 1 | 11 | 0 | 0 | 0 | 0 | 0 | 0 | 0 | 0 | 0 | 0 | 0 | 1 |  | 5 | 1 | 4 | 30
| 2892 | 121 | 5 | 1 | 12 | 0 | 0 | 0 | 0 | 0 | 0 | 0 | 0 | 0 | 0 | 0 | 1 |  | 5 | 1 | 4 | 30
| 2893 | 121 | 5 | 1 | 13 | 0 | 0 | 0 | 0 | 0 | 0 | 0 | 0 | 0 | 0 | 0 | 1 |  | 5 | 1 | 4 | 30
| 2894 | 121 | 5 | 1 | 14 | 0 | 0 | 0 | 0 | 0 | 0 | 0 | 0 | 0 | 0 | 0 | 1 |  | 5 | 1 | 4 | 30
| 2895 | 121 | 5 | 1 | 15 | 0 | 0 | 0 | 0 | 0 | 0 | 0 | 0 | 0 | 0 | 0 | 1 |  | 5 | 1 | 4 | 30
| 2896 | 121 | 5 | 1 | 16 | 0 | 0 | 0 | 0 | 0 | 0 | 0 | 0 | 0 | 0 | 0 | 1 |  | 5 | 1 | 4 | 30
| 2897 | 121 | 5 | 1 | 17 | 0 | 0 | 0 | 0 | 0 | 0 | 0 | 0 | 0 | 0 | 0 | 1 |  | 5 | 1 | 4 | 30
| 2898 | 121 | 5 | 1 | 18 | 0 | 0 | 0 | 0 | 0 | 0 | 0 | 0 | 0 | 0 | 0 | 1 |  | 5 | 1 | 4 | 30
| 2899 | 121 | 5 | 1 | 19 | 0 | 0 | 0 | 0 | 0 | 0 | 0 | 0 | 0 | 0 | 0 | 1 |  | 5 | 1 | 4 | 30
| 2900 | 121 | 5 | 1 | 20 | 0 | 0 | 0 | 0 | 0 | 0 | 0 | 0 | 0 | 0 | 0 | 1 |  | 5 | 1 | 4 | 30
| 2901 | 121 | 5 | 1 | 21 | 0 | 0 | 0 | 0 | 0 | 0 | 0 | 0 | 0 | 0 | 0 | 1 |  | 5 | 1 | 4 | 30
| 2902 | 121 | 5 | 1 | 22 | 0 | 0 | 0 | 0 | 0 | 0 | 0 | 0 | 0 | 0 | 0 | 1 |  | 5 | 1 | 4 | 30
| 2903 | 121 | 5 | 1 | 23 | 0 | 0 | 0 | 0 | 0 | 0 | 0 | 0 | 0 | 0 | 0 | 1 |  | 5 | 1 | 4 | 30
| 2904 | 121 | 5 | 1 | 24 | 0 | 0 | 0 | 0 | 0 | 0 | 0 | 0 | 0 | 0 | 0 | 1 |  | 5 | 1 | 4 | 30
| 2905 | 122 | 5 | 2 | 1 | 0 | 0 | 1 | 0 | 0 | 0 | 0 | 0 | 0 | 0 | 0 | 1 |  | 5 | 2 | 5 | 1
| 2906 | 122 | 5 | 2 | 2 | 0 | 0 | 1 | 0 | 0 | 0 | 0 | 0 | 0 | 0 | 0 | 1 |  | 5 | 2 | 5 | 1
| 2907 | 122 | 5 | 2 | 3 | 0 | 0 | 1 | 0 | 0 | 0 | 0 | 0 | 0 | 0 | 0 | 1 |  | 5 | 2 | 5 | 1
| 2908 | 122 | 5 | 2 | 4 | 0 | 0 | 1 | 0 | 0 | 0 | 0 | 0 | 0 | 0 | 0 | 1 |  | 5 | 2 | 5 | 1
| 2909 | 122 | 5 | 2 | 5 | 0 | 0 | 1 | 0 | 0 | 0 | 0 | 0 | 0 | 0 | 0 | 1 |  | 5 | 2 | 5 | 1
| 2910 | 122 | 5 | 2 | 6 | 0 | 0 | 1 | 0 | 0 | 0 | 0 | 0 | 0 | 0 | 0 | 1 |  | 5 | 2 | 5 | 1
| 2911 | 122 | 5 | 2 | 7 | 0 | 0 | 1 | 0 | 0 | 0 | 0 | 0 | 0 | 0 | 0 | 1 |  | 5 | 2 | 5 | 1
| 2912 | 122 | 5 | 2 | 8 | 0 | 0 | 1 | 0 | 0 | 0 | 0 | 0 | 0 | 0 | 0 | 1 |  | 5 | 2 | 5 | 1
| 2913 | 122 | 5 | 2 | 9 | 0 | 0 | 1 | 0 | 0 | 0 | 0 | 0 | 0 | 0 | 0 | 1 |  | 5 | 2 | 5 | 1
| 2914 | 122 | 5 | 2 | 10 | 0 | 0 | 1 | 0 | 0 | 0 | 0 | 0 | 0 | 0 | 0 | 1 |  | 5 | 2 | 5 | 1
| 2915 | 122 | 5 | 2 | 11 | 0 | 0 | 1 | 0 | 0 | 0 | 0 | 0 | 0 | 0 | 0 | 1 |  | 5 | 2 | 5 | 1
| 2916 | 122 | 5 | 2 | 12 | 0 | 0 | 1 | 0 | 0 | 0 | 0 | 0 | 0 | 0 | 0 | 1 |  | 5 | 2 | 5 | 1
| 2917 | 122 | 5 | 2 | 13 | 0 | 0 | 1 | 0 | 0 | 0 | 0 | 0 | 0 | 0 | 0 | 1 |  | 5 | 2 | 5 | 1
| 2918 | 122 | 5 | 2 | 14 | 0 | 0 | 1 | 0 | 0 | 0 | 0 | 0 | 0 | 0 | 0 | 1 |  | 5 | 2 | 5 | 1
| 2919 | 122 | 5 | 2 | 15 | 0 | 0 | 1 | 0 | 0 | 0 | 0 | 0 | 0 | 0 | 0 | 1 |  | 5 | 2 | 5 | 1
| 2920 | 122 | 5 | 2 | 16 | 0 | 0 | 1 | 0 | 0 | 0 | 0 | 0 | 0 | 0 | 0 | 1 |  | 5 | 2 | 5 | 1
| 2921 | 122 | 5 | 2 | 17 | 0 | 0 | 1 | 0 | 0 | 0 | 0 | 0 | 0 | 0 | 0 | 1 |  | 5 | 2 | 5 | 1
| 2922 | 122 | 5 | 2 | 18 | 0 | 0 | 1 | 0 | 0 | 0 | 0 | 0 | 0 | 0 | 0 | 1 |  | 5 | 2 | 5 | 1
| 2923 | 122 | 5 | 2 | 19 | 0 | 0 | 1 | 0 | 0 | 0 | 0 | 0 | 0 | 0 | 0 | 1 |  | 5 | 2 | 5 | 1
| 2924 | 122 | 5 | 2 | 20 | 0 | 0 | 1 | 0 | 0 | 0 | 0 | 0 | 0 | 0 | 0 | 1 |  | 5 | 2 | 5 | 1
| 2925 | 122 | 5 | 2 | 21 | 0 | 0 | 1 | 0 | 0 | 0 | 0 | 0 | 0 | 0 | 0 | 1 |  | 5 | 2 | 5 | 1
| 2926 | 122 | 5 | 2 | 22 | 0 | 0 | 1 | 0 | 0 | 0 | 0 | 0 | 0 | 0 | 0 | 1 |  | 5 | 2 | 5 | 1
| 2927 | 122 | 5 | 2 | 23 | 0 | 0 | 1 | 0 | 0 | 0 | 0 | 0 | 0 | 0 | 0 | 1 |  | 5 | 2 | 5 | 1
| 2928 | 122 | 5 | 2 | 24 | 0 | 0 | 1 | 0 | 0 | 0 | 0 | 0 | 0 | 0 | 0 | 1 |  | 5 | 2 | 5 | 1
| 2929 | 123 | 5 | 3 | 1 | 0 | 0 | 1 | 0 | 0 | 0 | 0 | 0 | 0 | 0 | 0 | 1 |  | 5 | 3 | 5 | 2
| 2930 | 123 | 5 | 3 | 2 | 0 | 0 | 1 | 0 | 0 | 0 | 0 | 0 | 0 | 0 | 0 | 1 |  | 5 | 3 | 5 | 2
| 2931 | 123 | 5 | 3 | 3 | 0 | 0 | 1 | 0 | 0 | 0 | 0 | 0 | 0 | 0 | 0 | 1 |  | 5 | 3 | 5 | 2
| 2932 | 123 | 5 | 3 | 4 | 0 | 0 | 1 | 0 | 0 | 0 | 0 | 0 | 0 | 0 | 0 | 1 |  | 5 | 3 | 5 | 2
| 2933 | 123 | 5 | 3 | 5 | 0 | 0 | 1 | 0 | 0 | 0 | 0 | 0 | 0 | 0 | 0 | 1 |  | 5 | 3 | 5 | 2
| 2934 | 123 | 5 | 3 | 6 | 0 | 0 | 1 | 0 | 0 | 0 | 0 | 0 | 0 | 0 | 0 | 1 |  | 5 | 3 | 5 | 2
| 2935 | 123 | 5 | 3 | 7 | 0 | 0 | 1 | 0 | 0 | 0 | 0 | 0 | 0 | 0 | 0 | 1 |  | 5 | 3 | 5 | 2
| 2936 | 123 | 5 | 3 | 8 | 0 | 0 | 1 | 0 | 0 | 0 | 0 | 0 | 0 | 0 | 0 | 1 |  | 5 | 3 | 5 | 2
| 2937 | 123 | 5 | 3 | 9 | 0 | 0 | 1 | 0 | 0 | 0 | 0 | 0 | 0 | 0 | 0 | 1 |  | 5 | 3 | 5 | 2
| 2938 | 123 | 5 | 3 | 10 | 0 | 0 | 1 | 0 | 0 | 0 | 0 | 0 | 0 | 0 | 0 | 1 |  | 5 | 3 | 5 | 2
| 2939 | 123 | 5 | 3 | 11 | 0 | 0 | 1 | 0 | 0 | 0 | 0 | 0 | 0 | 0 | 0 | 1 |  | 5 | 3 | 5 | 2
| 2940 | 123 | 5 | 3 | 12 | 0 | 0 | 1 | 0 | 0 | 0 | 0 | 0 | 0 | 0 | 0 | 1 |  | 5 | 3 | 5 | 2
| 2941 | 123 | 5 | 3 | 13 | 0 | 0 | 1 | 0 | 0 | 0 | 0 | 0 | 0 | 0 | 0 | 1 |  | 5 | 3 | 5 | 2
| 2942 | 123 | 5 | 3 | 14 | 0 | 0 | 1 | 0 | 0 | 0 | 0 | 0 | 0 | 0 | 0 | 1 |  | 5 | 3 | 5 | 2
| 2943 | 123 | 5 | 3 | 15 | 0 | 0 | 1 | 0 | 0 | 0 | 0 | 0 | 0 | 0 | 0 | 1 |  | 5 | 3 | 5 | 2
| 2944 | 123 | 5 | 3 | 16 | 0 | 0 | 1 | 0 | 0 | 0 | 0 | 0 | 0 | 0 | 0 | 1 |  | 5 | 3 | 5 | 2
| 2945 | 123 | 5 | 3 | 17 | 0 | 0 | 1 | 0 | 0 | 0 | 0 | 0 | 0 | 0 | 0 | 1 |  | 5 | 3 | 5 | 2
| 2946 | 123 | 5 | 3 | 18 | 0 | 0 | 1 | 0 | 0 | 0 | 0 | 0 | 0 | 0 | 0 | 1 |  | 5 | 3 | 5 | 2
| 2947 | 123 | 5 | 3 | 19 | 0 | 0 | 1 | 0 | 0 | 0 | 0 | 0 | 0 | 0 | 0 | 1 |  | 5 | 3 | 5 | 2
| 2948 | 123 | 5 | 3 | 20 | 0 | 0 | 1 | 0 | 0 | 0 | 0 | 0 | 0 | 0 | 0 | 1 |  | 5 | 3 | 5 | 2
| 2949 | 123 | 5 | 3 | 21 | 0 | 0 | 1 | 0 | 0 | 0 | 0 | 0 | 0 | 0 | 0 | 1 |  | 5 | 3 | 5 | 2
| 2950 | 123 | 5 | 3 | 22 | 0 | 0 | 1 | 0 | 0 | 0 | 0 | 0 | 0 | 0 | 0 | 1 |  | 5 | 3 | 5 | 2
| 2951 | 123 | 5 | 3 | 23 | 0 | 0 | 1 | 0 | 0 | 0 | 0 | 0 | 0 | 0 | 0 | 1 |  | 5 | 3 | 5 | 2
| 2952 | 123 | 5 | 3 | 24 | 0 | 0 | 1 | 0 | 0 | 0 | 0 | 0 | 0 | 0 | 0 | 1 |  | 5 | 3 | 5 | 2
| 2953 | 124 | 5 | 4 | 1 | 0 | 0 | 1 | 0 | 0 | 0 | 0 | 0 | 0 | 0 | 0 | 1 |  | 5 | 4 | 5 | 3
| 2954 | 124 | 5 | 4 | 2 | 0 | 0 | 1 | 0 | 0 | 0 | 0 | 0 | 0 | 0 | 0 | 1 |  | 5 | 4 | 5 | 3
| 2955 | 124 | 5 | 4 | 3 | 0 | 0 | 1 | 0 | 0 | 0 | 0 | 0 | 0 | 0 | 0 | 1 |  | 5 | 4 | 5 | 3
| 2956 | 124 | 5 | 4 | 4 | 0 | 0 | 1 | 0 | 0 | 0 | 0 | 0 | 0 | 0 | 0 | 1 |  | 5 | 4 | 5 | 3
| 2957 | 124 | 5 | 4 | 5 | 0 | 0 | 1 | 0 | 0 | 0 | 0 | 0 | 0 | 0 | 0 | 1 |  | 5 | 4 | 5 | 3
| 2958 | 124 | 5 | 4 | 6 | 0 | 0 | 1 | 0 | 0 | 0 | 0 | 0 | 0 | 0 | 0 | 1 |  | 5 | 4 | 5 | 3
| 2959 | 124 | 5 | 4 | 7 | 0 | 0 | 1 | 0 | 0 | 0 | 0 | 0 | 0 | 0 | 0 | 1 |  | 5 | 4 | 5 | 3
| 2960 | 124 | 5 | 4 | 8 | 0 | 0 | 1 | 0 | 0 | 0 | 0 | 0 | 0 | 0 | 0 | 1 |  | 5 | 4 | 5 | 3
| 2961 | 124 | 5 | 4 | 9 | 0 | 0 | 1 | 0 | 0 | 0 | 0 | 0 | 0 | 0 | 0 | 1 |  | 5 | 4 | 5 | 3
| 2962 | 124 | 5 | 4 | 10 | 0 | 0 | 1 | 0 | 0 | 0 | 0 | 0 | 0 | 0 | 0 | 1 |  | 5 | 4 | 5 | 3
| 2963 | 124 | 5 | 4 | 11 | 0 | 0 | 1 | 0 | 0 | 0 | 0 | 0 | 0 | 0 | 0 | 1 |  | 5 | 4 | 5 | 3
| 2964 | 124 | 5 | 4 | 12 | 0 | 0 | 1 | 0 | 0 | 0 | 0 | 0 | 0 | 0 | 0 | 1 |  | 5 | 4 | 5 | 3
| 2965 | 124 | 5 | 4 | 13 | 0 | 0 | 1 | 0 | 0 | 0 | 0 | 0 | 0 | 0 | 0 | 1 |  | 5 | 4 | 5 | 3
| 2966 | 124 | 5 | 4 | 14 | 0 | 0 | 1 | 0 | 0 | 0 | 0 | 0 | 0 | 0 | 0 | 1 |  | 5 | 4 | 5 | 3
| 2967 | 124 | 5 | 4 | 15 | 0 | 0 | 1 | 0 | 0 | 0 | 0 | 0 | 0 | 0 | 0 | 1 |  | 5 | 4 | 5 | 3
| 2968 | 124 | 5 | 4 | 16 | 0 | 0 | 1 | 0 | 0 | 0 | 0 | 0 | 0 | 0 | 0 | 1 |  | 5 | 4 | 5 | 3
| 2969 | 124 | 5 | 4 | 17 | 0 | 0 | 1 | 0 | 0 | 0 | 0 | 0 | 0 | 0 | 0 | 1 |  | 5 | 4 | 5 | 3
| 2970 | 124 | 5 | 4 | 18 | 0 | 0 | 1 | 0 | 0 | 0 | 0 | 0 | 0 | 0 | 0 | 1 |  | 5 | 4 | 5 | 3
| 2971 | 124 | 5 | 4 | 19 | 0 | 0 | 1 | 0 | 0 | 0 | 0 | 0 | 0 | 0 | 0 | 1 |  | 5 | 4 | 5 | 3
| 2972 | 124 | 5 | 4 | 20 | 0 | 0 | 1 | 0 | 0 | 0 | 0 | 0 | 0 | 0 | 0 | 1 |  | 5 | 4 | 5 | 3
| 2973 | 124 | 5 | 4 | 21 | 0 | 0 | 1 | 0 | 0 | 0 | 0 | 0 | 0 | 0 | 0 | 1 |  | 5 | 4 | 5 | 3
| 2974 | 124 | 5 | 4 | 22 | 0 | 0 | 1 | 0 | 0 | 0 | 0 | 0 | 0 | 0 | 0 | 1 |  | 5 | 4 | 5 | 3
| 2975 | 124 | 5 | 4 | 23 | 0 | 0 | 1 | 0 | 0 | 0 | 0 | 0 | 0 | 0 | 0 | 1 |  | 5 | 4 | 5 | 3
| 2976 | 124 | 5 | 4 | 24 | 0 | 0 | 1 | 0 | 0 | 0 | 0 | 0 | 0 | 0 | 0 | 1 |  | 5 | 4 | 5 | 3
| 2977 | 125 | 5 | 5 | 1 | 0 | 0 | 1 | 0 | 0 | 0 | 0 | 0 | 0 | 0 | 0 | 1 |  | 5 | 5 | 5 | 4
| 2978 | 125 | 5 | 5 | 2 | 0 | 0 | 1 | 0 | 0 | 0 | 0 | 0 | 0 | 0 | 0 | 1 |  | 5 | 5 | 5 | 4
| 2979 | 125 | 5 | 5 | 3 | 0 | 0 | 1 | 0 | 0 | 0 | 0 | 0 | 0 | 0 | 0 | 1 |  | 5 | 5 | 5 | 4
| 2980 | 125 | 5 | 5 | 4 | 0 | 0 | 1 | 0 | 0 | 0 | 0 | 0 | 0 | 0 | 0 | 1 |  | 5 | 5 | 5 | 4
| 2981 | 125 | 5 | 5 | 5 | 0 | 0 | 1 | 0 | 0 | 0 | 0 | 0 | 0 | 0 | 0 | 1 |  | 5 | 5 | 5 | 4
| 2982 | 125 | 5 | 5 | 6 | 0 | 0 | 1 | 0 | 0 | 0 | 0 | 0 | 0 | 0 | 0 | 1 |  | 5 | 5 | 5 | 4
| 2983 | 125 | 5 | 5 | 7 | 0 | 0 | 1 | 0 | 0 | 0 | 0 | 0 | 0 | 0 | 0 | 1 |  | 5 | 5 | 5 | 4
| 2984 | 125 | 5 | 5 | 8 | 0 | 0 | 1 | 0 | 0 | 0 | 0 | 0 | 0 | 0 | 0 | 1 |  | 5 | 5 | 5 | 4
| 2985 | 125 | 5 | 5 | 9 | 0 | 0 | 1 | 0 | 0 | 0 | 0 | 0 | 0 | 0 | 0 | 1 |  | 5 | 5 | 5 | 4
| 2986 | 125 | 5 | 5 | 10 | 0 | 0 | 1 | 0 | 0 | 0 | 0 | 0 | 0 | 0 | 0 | 1 |  | 5 | 5 | 5 | 4
| 2987 | 125 | 5 | 5 | 11 | 0 | 0 | 1 | 0 | 0 | 0 | 0 | 0 | 0 | 0 | 0 | 1 |  | 5 | 5 | 5 | 4
| 2988 | 125 | 5 | 5 | 12 | 0 | 0 | 1 | 0 | 0 | 0 | 0 | 0 | 0 | 0 | 0 | 1 |  | 5 | 5 | 5 | 4
| 2989 | 125 | 5 | 5 | 13 | 0 | 0 | 1 | 0 | 0 | 0 | 0 | 0 | 0 | 0 | 0 | 1 |  | 5 | 5 | 5 | 4
| 2990 | 125 | 5 | 5 | 14 | 0 | 0 | 1 | 0 | 0 | 0 | 0 | 0 | 0 | 0 | 0 | 1 |  | 5 | 5 | 5 | 4
| 2991 | 125 | 5 | 5 | 15 | 0 | 0 | 1 | 0 | 0 | 0 | 0 | 0 | 0 | 0 | 0 | 1 |  | 5 | 5 | 5 | 4
| 2992 | 125 | 5 | 5 | 16 | 0 | 0 | 1 | 0 | 0 | 0 | 0 | 0 | 0 | 0 | 0 | 1 |  | 5 | 5 | 5 | 4
| 2993 | 125 | 5 | 5 | 17 | 0 | 0 | 1 | 0 | 0 | 0 | 0 | 0 | 0 | 0 | 0 | 1 |  | 5 | 5 | 5 | 4
| 2994 | 125 | 5 | 5 | 18 | 0 | 0 | 1 | 0 | 0 | 0 | 0 | 0 | 0 | 0 | 0 | 1 |  | 5 | 5 | 5 | 4
| 2995 | 125 | 5 | 5 | 19 | 0 | 0 | 1 | 0 | 0 | 0 | 0 | 0 | 0 | 0 | 0 | 1 |  | 5 | 5 | 5 | 4
| 2996 | 125 | 5 | 5 | 20 | 0 | 0 | 1 | 0 | 0 | 0 | 0 | 0 | 0 | 0 | 0 | 1 |  | 5 | 5 | 5 | 4
| 2997 | 125 | 5 | 5 | 21 | 0 | 0 | 1 | 0 | 0 | 0 | 0 | 0 | 0 | 0 | 0 | 1 |  | 5 | 5 | 5 | 4
| 2998 | 125 | 5 | 5 | 22 | 0 | 0 | 1 | 0 | 0 | 0 | 0 | 0 | 0 | 0 | 0 | 1 |  | 5 | 5 | 5 | 4
| 2999 | 125 | 5 | 5 | 23 | 0 | 0 | 1 | 0 | 0 | 0 | 0 | 0 | 0 | 0 | 0 | 1 |  | 5 | 5 | 5 | 4
| 3000 | 125 | 5 | 5 | 24 | 0 | 0 | 1 | 0 | 0 | 0 | 0 | 0 | 0 | 0 | 0 | 1 |  | 5 | 5 | 5 | 4
| 3001 | 126 | 5 | 6 | 1 | 0 | 0 | 1 | 0 | 0 | 0 | 0 | 0 | 0 | 0 | 0 | 1 |  | 5 | 6 | 5 | 5
| 3002 | 126 | 5 | 6 | 2 | 0 | 0 | 1 | 0 | 0 | 0 | 0 | 0 | 0 | 0 | 0 | 1 |  | 5 | 6 | 5 | 5
| 3003 | 126 | 5 | 6 | 3 | 0 | 0 | 1 | 0 | 0 | 0 | 0 | 0 | 0 | 0 | 0 | 1 |  | 5 | 6 | 5 | 5
| 3004 | 126 | 5 | 6 | 4 | 0 | 0 | 1 | 0 | 0 | 0 | 0 | 0 | 0 | 0 | 0 | 1 |  | 5 | 6 | 5 | 5
| 3005 | 126 | 5 | 6 | 5 | 0 | 0 | 1 | 0 | 0 | 0 | 0 | 0 | 0 | 0 | 0 | 1 |  | 5 | 6 | 5 | 5
| 3006 | 126 | 5 | 6 | 6 | 0 | 0 | 1 | 0 | 0 | 0 | 0 | 0 | 0 | 0 | 0 | 1 |  | 5 | 6 | 5 | 5
| 3007 | 126 | 5 | 6 | 7 | 0 | 0 | 1 | 0 | 0 | 0 | 0 | 0 | 0 | 0 | 0 | 1 |  | 5 | 6 | 5 | 5
| 3008 | 126 | 5 | 6 | 8 | 0 | 0 | 1 | 0 | 0 | 0 | 0 | 0 | 0 | 0 | 0 | 1 |  | 5 | 6 | 5 | 5
| 3009 | 126 | 5 | 6 | 9 | 0 | 0 | 1 | 0 | 0 | 0 | 0 | 0 | 0 | 0 | 0 | 1 |  | 5 | 6 | 5 | 5
| 3010 | 126 | 5 | 6 | 10 | 0 | 0 | 1 | 0 | 0 | 0 | 0 | 0 | 0 | 0 | 0 | 1 |  | 5 | 6 | 5 | 5
| 3011 | 126 | 5 | 6 | 11 | 0 | 0 | 1 | 0 | 0 | 0 | 0 | 0 | 0 | 0 | 0 | 1 |  | 5 | 6 | 5 | 5
| 3012 | 126 | 5 | 6 | 12 | 0 | 0 | 1 | 0 | 0 | 0 | 0 | 0 | 0 | 0 | 0 | 1 |  | 5 | 6 | 5 | 5
| 3013 | 126 | 5 | 6 | 13 | 0 | 0 | 1 | 0 | 0 | 0 | 0 | 0 | 0 | 0 | 0 | 1 |  | 5 | 6 | 5 | 5
| 3014 | 126 | 5 | 6 | 14 | 0 | 0 | 1 | 0 | 0 | 0 | 0 | 0 | 0 | 0 | 0 | 1 |  | 5 | 6 | 5 | 5
| 3015 | 126 | 5 | 6 | 15 | 0 | 0 | 1 | 0 | 0 | 0 | 0 | 0 | 0 | 0 | 0 | 1 |  | 5 | 6 | 5 | 5
| 3016 | 126 | 5 | 6 | 16 | 0 | 0 | 1 | 0 | 0 | 0 | 0 | 0 | 0 | 0 | 0 | 1 |  | 5 | 6 | 5 | 5
| 3017 | 126 | 5 | 6 | 17 | 0 | 0 | 1 | 0 | 0 | 0 | 0 | 0 | 0 | 0 | 0 | 1 |  | 5 | 6 | 5 | 5
| 3018 | 126 | 5 | 6 | 18 | 0 | 0 | 1 | 0 | 0 | 0 | 0 | 0 | 0 | 0 | 0 | 1 |  | 5 | 6 | 5 | 5
| 3019 | 126 | 5 | 6 | 19 | 0 | 0 | 1 | 0 | 0 | 0 | 0 | 0 | 0 | 0 | 0 | 1 |  | 5 | 6 | 5 | 5
| 3020 | 126 | 5 | 6 | 20 | 0 | 0 | 1 | 0 | 0 | 0 | 0 | 0 | 0 | 0 | 0 | 1 |  | 5 | 6 | 5 | 5
| 3021 | 126 | 5 | 6 | 21 | 0 | 0 | 1 | 0 | 0 | 0 | 0 | 0 | 0 | 0 | 0 | 1 |  | 5 | 6 | 5 | 5
| 3022 | 126 | 5 | 6 | 22 | 0 | 0 | 1 | 0 | 0 | 0 | 0 | 0 | 0 | 0 | 0 | 1 |  | 5 | 6 | 5 | 5
| 3023 | 126 | 5 | 6 | 23 | 0 | 0 | 1 | 0 | 0 | 0 | 0 | 0 | 0 | 0 | 0 | 1 |  | 5 | 6 | 5 | 5
| 3024 | 126 | 5 | 6 | 24 | 0 | 0 | 1 | 0 | 0 | 0 | 0 | 0 | 0 | 0 | 0 | 1 |  | 5 | 6 | 5 | 5
| 3025 | 127 | 5 | 7 | 1 | 0 | 0 | 0 | 0 | 0 | 0 | 0 | 0 | 0 | 0 | 0 | 1 |  | 5 | 7 | 5 | 6
| 3026 | 127 | 5 | 7 | 2 | 0 | 0 | 0 | 0 | 0 | 0 | 0 | 0 | 0 | 0 | 0 | 1 |  | 5 | 7 | 5 | 6
| 3027 | 127 | 5 | 7 | 3 | 0 | 0 | 0 | 0 | 0 | 0 | 0 | 0 | 0 | 0 | 0 | 1 |  | 5 | 7 | 5 | 6
| 3028 | 127 | 5 | 7 | 4 | 0 | 0 | 0 | 0 | 0 | 0 | 0 | 0 | 0 | 0 | 0 | 1 |  | 5 | 7 | 5 | 6
| 3029 | 127 | 5 | 7 | 5 | 0 | 0 | 0 | 0 | 0 | 0 | 0 | 0 | 0 | 0 | 0 | 1 |  | 5 | 7 | 5 | 6
| 3030 | 127 | 5 | 7 | 6 | 0 | 0 | 0 | 0 | 0 | 0 | 0 | 0 | 0 | 0 | 0 | 1 |  | 5 | 7 | 5 | 6
| 3031 | 127 | 5 | 7 | 7 | 0 | 0 | 0 | 0 | 0 | 0 | 0 | 0 | 0 | 0 | 0 | 1 |  | 5 | 7 | 5 | 6
| 3032 | 127 | 5 | 7 | 8 | 0 | 0 | 0 | 0 | 0 | 0 | 0 | 0 | 0 | 0 | 0 | 1 |  | 5 | 7 | 5 | 6
| 3033 | 127 | 5 | 7 | 9 | 0 | 0 | 0 | 0 | 0 | 0 | 0 | 0 | 0 | 0 | 0 | 1 |  | 5 | 7 | 5 | 6
| 3034 | 127 | 5 | 7 | 10 | 0 | 0 | 0 | 0 | 0 | 0 | 0 | 0 | 0 | 0 | 0 | 1 |  | 5 | 7 | 5 | 6
| 3035 | 127 | 5 | 7 | 11 | 0 | 0 | 0 | 0 | 0 | 0 | 0 | 0 | 0 | 0 | 0 | 1 |  | 5 | 7 | 5 | 6
| 3036 | 127 | 5 | 7 | 12 | 0 | 0 | 0 | 0 | 0 | 0 | 0 | 0 | 0 | 0 | 0 | 1 |  | 5 | 7 | 5 | 6
| 3037 | 127 | 5 | 7 | 13 | 0 | 0 | 0 | 0 | 0 | 0 | 0 | 0 | 0 | 0 | 0 | 1 |  | 5 | 7 | 5 | 6
| 3038 | 127 | 5 | 7 | 14 | 0 | 0 | 0 | 0 | 0 | 0 | 0 | 0 | 0 | 0 | 0 | 1 |  | 5 | 7 | 5 | 6
| 3039 | 127 | 5 | 7 | 15 | 0 | 0 | 0 | 0 | 0 | 0 | 0 | 0 | 0 | 0 | 0 | 1 |  | 5 | 7 | 5 | 6
| 3040 | 127 | 5 | 7 | 16 | 0 | 0 | 0 | 0 | 0 | 0 | 0 | 0 | 0 | 0 | 0 | 1 |  | 5 | 7 | 5 | 6
| 3041 | 127 | 5 | 7 | 17 | 0 | 0 | 0 | 0 | 0 | 0 | 0 | 0 | 0 | 0 | 0 | 1 |  | 5 | 7 | 5 | 6
| 3042 | 127 | 5 | 7 | 18 | 0 | 0 | 0 | 0 | 0 | 0 | 0 | 0 | 0 | 0 | 0 | 1 |  | 5 | 7 | 5 | 6
| 3043 | 127 | 5 | 7 | 19 | 0 | 0 | 0 | 0 | 0 | 0 | 0 | 0 | 0 | 0 | 0 | 1 |  | 5 | 7 | 5 | 6
| 3044 | 127 | 5 | 7 | 20 | 0 | 0 | 0 | 0 | 0 | 0 | 0 | 0 | 0 | 0 | 0 | 1 |  | 5 | 7 | 5 | 6
| 3045 | 127 | 5 | 7 | 21 | 0 | 0 | 0 | 0 | 0 | 0 | 0 | 0 | 0 | 0 | 0 | 1 |  | 5 | 7 | 5 | 6
| 3046 | 127 | 5 | 7 | 22 | 0 | 0 | 0 | 0 | 0 | 0 | 0 | 0 | 0 | 0 | 0 | 1 |  | 5 | 7 | 5 | 6
| 3047 | 127 | 5 | 7 | 23 | 0 | 0 | 0 | 0 | 0 | 0 | 0 | 0 | 0 | 0 | 0 | 1 |  | 5 | 7 | 5 | 6
| 3048 | 127 | 5 | 7 | 24 | 0 | 0 | 0 | 0 | 0 | 0 | 0 | 0 | 0 | 0 | 0 | 1 |  | 5 | 7 | 5 | 6
| 3049 | 128 | 5 | 8 | 1 | 0 | 0 | 0 | 0 | 0 | 0 | 0 | 0 | 0 | 0 | 0 | 1 |  | 5 | 8 | 5 | 7
| 3050 | 128 | 5 | 8 | 2 | 0 | 0 | 0 | 0 | 0 | 0 | 0 | 0 | 0 | 0 | 0 | 1 |  | 5 | 8 | 5 | 7
| 3051 | 128 | 5 | 8 | 3 | 0 | 0 | 0 | 0 | 0 | 0 | 0 | 0 | 0 | 0 | 0 | 1 |  | 5 | 8 | 5 | 7
| 3052 | 128 | 5 | 8 | 4 | 0 | 0 | 0 | 0 | 0 | 0 | 0 | 0 | 0 | 0 | 0 | 1 |  | 5 | 8 | 5 | 7
| 3053 | 128 | 5 | 8 | 5 | 0 | 0 | 0 | 0 | 0 | 0 | 0 | 0 | 0 | 0 | 0 | 1 |  | 5 | 8 | 5 | 7
| 3054 | 128 | 5 | 8 | 6 | 0 | 0 | 0 | 0 | 0 | 0 | 0 | 0 | 0 | 0 | 0 | 1 |  | 5 | 8 | 5 | 7
| 3055 | 128 | 5 | 8 | 7 | 0 | 0 | 0 | 0 | 0 | 0 | 0 | 0 | 0 | 0 | 0 | 1 |  | 5 | 8 | 5 | 7
| 3056 | 128 | 5 | 8 | 8 | 0 | 0 | 0 | 0 | 0 | 0 | 0 | 0 | 0 | 0 | 0 | 1 |  | 5 | 8 | 5 | 7
| 3057 | 128 | 5 | 8 | 9 | 0 | 0 | 0 | 0 | 0 | 0 | 0 | 0 | 0 | 0 | 0 | 1 |  | 5 | 8 | 5 | 7
| 3058 | 128 | 5 | 8 | 10 | 0 | 0 | 0 | 0 | 0 | 0 | 0 | 0 | 0 | 0 | 0 | 1 |  | 5 | 8 | 5 | 7
| 3059 | 128 | 5 | 8 | 11 | 0 | 0 | 0 | 0 | 0 | 0 | 0 | 0 | 0 | 0 | 0 | 1 |  | 5 | 8 | 5 | 7
| 3060 | 128 | 5 | 8 | 12 | 0 | 0 | 0 | 0 | 0 | 0 | 0 | 0 | 0 | 0 | 0 | 1 |  | 5 | 8 | 5 | 7
| 3061 | 128 | 5 | 8 | 13 | 0 | 0 | 0 | 0 | 0 | 0 | 0 | 0 | 0 | 0 | 0 | 1 |  | 5 | 8 | 5 | 7
| 3062 | 128 | 5 | 8 | 14 | 0 | 0 | 0 | 0 | 0 | 0 | 0 | 0 | 0 | 0 | 0 | 1 |  | 5 | 8 | 5 | 7
| 3063 | 128 | 5 | 8 | 15 | 0 | 0 | 0 | 0 | 0 | 0 | 0 | 0 | 0 | 0 | 0 | 1 |  | 5 | 8 | 5 | 7
| 3064 | 128 | 5 | 8 | 16 | 0 | 0 | 0 | 0 | 0 | 0 | 0 | 0 | 0 | 0 | 0 | 1 |  | 5 | 8 | 5 | 7
| 3065 | 128 | 5 | 8 | 17 | 0 | 0 | 0 | 0 | 0 | 0 | 0 | 0 | 0 | 0 | 0 | 1 |  | 5 | 8 | 5 | 7
| 3066 | 128 | 5 | 8 | 18 | 0 | 0 | 0 | 0 | 0 | 0 | 0 | 0 | 0 | 0 | 0 | 1 |  | 5 | 8 | 5 | 7
| 3067 | 128 | 5 | 8 | 19 | 0 | 0 | 0 | 0 | 0 | 0 | 0 | 0 | 0 | 0 | 0 | 1 |  | 5 | 8 | 5 | 7
| 3068 | 128 | 5 | 8 | 20 | 0 | 0 | 0 | 0 | 0 | 0 | 0 | 0 | 0 | 0 | 0 | 1 |  | 5 | 8 | 5 | 7
| 3069 | 128 | 5 | 8 | 21 | 0 | 0 | 0 | 0 | 0 | 0 | 0 | 0 | 0 | 0 | 0 | 1 |  | 5 | 8 | 5 | 7
| 3070 | 128 | 5 | 8 | 22 | 0 | 0 | 0 | 0 | 0 | 0 | 0 | 0 | 0 | 0 | 0 | 1 |  | 5 | 8 | 5 | 7
| 3071 | 128 | 5 | 8 | 23 | 0 | 0 | 0 | 0 | 0 | 0 | 0 | 0 | 0 | 0 | 0 | 1 |  | 5 | 8 | 5 | 7
| 3072 | 128 | 5 | 8 | 24 | 0 | 0 | 0 | 0 | 0 | 0 | 0 | 0 | 0 | 0 | 0 | 1 |  | 5 | 8 | 5 | 7
| 3073 | 129 | 5 | 9 | 1 | 0 | 0 | 1 | 0 | 0 | 0 | 0 | 0 | 0 | 0 | 0 | 1 |  | 5 | 9 | 5 | 8
| 3074 | 129 | 5 | 9 | 2 | 0 | 0 | 1 | 0 | 0 | 0 | 0 | 0 | 0 | 0 | 0 | 1 |  | 5 | 9 | 5 | 8
| 3075 | 129 | 5 | 9 | 3 | 0 | 0 | 1 | 0 | 0 | 0 | 0 | 0 | 0 | 0 | 0 | 1 |  | 5 | 9 | 5 | 8
| 3076 | 129 | 5 | 9 | 4 | 0 | 0 | 1 | 0 | 0 | 0 | 0 | 0 | 0 | 0 | 0 | 1 |  | 5 | 9 | 5 | 8
| 3077 | 129 | 5 | 9 | 5 | 0 | 0 | 1 | 0 | 0 | 0 | 0 | 0 | 0 | 0 | 0 | 1 |  | 5 | 9 | 5 | 8
| 3078 | 129 | 5 | 9 | 6 | 0 | 0 | 1 | 0 | 0 | 0 | 0 | 0 | 0 | 0 | 0 | 1 |  | 5 | 9 | 5 | 8
| 3079 | 129 | 5 | 9 | 7 | 0 | 0 | 1 | 0 | 0 | 0 | 0 | 0 | 0 | 0 | 0 | 1 |  | 5 | 9 | 5 | 8
| 3080 | 129 | 5 | 9 | 8 | 0 | 0 | 1 | 0 | 0 | 0 | 0 | 0 | 0 | 0 | 0 | 1 |  | 5 | 9 | 5 | 8
| 3081 | 129 | 5 | 9 | 9 | 0 | 0 | 1 | 0 | 0 | 0 | 0 | 0 | 0 | 0 | 0 | 1 |  | 5 | 9 | 5 | 8
| 3082 | 129 | 5 | 9 | 10 | 0 | 0 | 1 | 0 | 0 | 0 | 0 | 0 | 0 | 0 | 0 | 1 |  | 5 | 9 | 5 | 8
| 3083 | 129 | 5 | 9 | 11 | 0 | 0 | 1 | 0 | 0 | 0 | 0 | 0 | 0 | 0 | 0 | 1 |  | 5 | 9 | 5 | 8
| 3084 | 129 | 5 | 9 | 12 | 0 | 0 | 1 | 0 | 0 | 0 | 0 | 0 | 0 | 0 | 0 | 1 |  | 5 | 9 | 5 | 8
| 3085 | 129 | 5 | 9 | 13 | 0 | 0 | 1 | 0 | 0 | 0 | 0 | 0 | 0 | 0 | 0 | 1 |  | 5 | 9 | 5 | 8
| 3086 | 129 | 5 | 9 | 14 | 0 | 0 | 1 | 0 | 0 | 0 | 0 | 0 | 0 | 0 | 0 | 1 |  | 5 | 9 | 5 | 8
| 3087 | 129 | 5 | 9 | 15 | 0 | 0 | 1 | 0 | 0 | 0 | 0 | 0 | 0 | 0 | 0 | 1 |  | 5 | 9 | 5 | 8
| 3088 | 129 | 5 | 9 | 16 | 0 | 0 | 1 | 0 | 0 | 0 | 0 | 0 | 0 | 0 | 0 | 1 |  | 5 | 9 | 5 | 8
| 3089 | 129 | 5 | 9 | 17 | 0 | 0 | 1 | 0 | 0 | 0 | 0 | 0 | 0 | 0 | 0 | 1 |  | 5 | 9 | 5 | 8
| 3090 | 129 | 5 | 9 | 18 | 0 | 0 | 1 | 0 | 0 | 0 | 0 | 0 | 0 | 0 | 0 | 1 |  | 5 | 9 | 5 | 8
| 3091 | 129 | 5 | 9 | 19 | 0 | 0 | 1 | 0 | 0 | 0 | 0 | 0 | 0 | 0 | 0 | 1 |  | 5 | 9 | 5 | 8
| 3092 | 129 | 5 | 9 | 20 | 0 | 0 | 1 | 0 | 0 | 0 | 0 | 0 | 0 | 0 | 0 | 1 |  | 5 | 9 | 5 | 8
| 3093 | 129 | 5 | 9 | 21 | 0 | 0 | 1 | 0 | 0 | 0 | 0 | 0 | 0 | 0 | 0 | 1 |  | 5 | 9 | 5 | 8
| 3094 | 129 | 5 | 9 | 22 | 0 | 0 | 1 | 0 | 0 | 0 | 0 | 0 | 0 | 0 | 0 | 1 |  | 5 | 9 | 5 | 8
| 3095 | 129 | 5 | 9 | 23 | 0 | 0 | 1 | 0 | 0 | 0 | 0 | 0 | 0 | 0 | 0 | 1 |  | 5 | 9 | 5 | 8
| 3096 | 129 | 5 | 9 | 24 | 0 | 0 | 1 | 0 | 0 | 0 | 0 | 0 | 0 | 0 | 0 | 1 |  | 5 | 9 | 5 | 8
| 3097 | 130 | 5 | 10 | 1 | 0 | 0 | 1 | 0 | 0 | 0 | 0 | 0 | 0 | 0 | 0 | 1 |  | 5 | 10 | 5 | 9
| 3098 | 130 | 5 | 10 | 2 | 0 | 0 | 1 | 0 | 0 | 0 | 0 | 0 | 0 | 0 | 0 | 1 |  | 5 | 10 | 5 | 9
| 3099 | 130 | 5 | 10 | 3 | 0 | 0 | 1 | 0 | 0 | 0 | 0 | 0 | 0 | 0 | 0 | 1 |  | 5 | 10 | 5 | 9
| 3100 | 130 | 5 | 10 | 4 | 0 | 0 | 1 | 0 | 0 | 0 | 0 | 0 | 0 | 0 | 0 | 1 |  | 5 | 10 | 5 | 9
| 3101 | 130 | 5 | 10 | 5 | 0 | 0 | 1 | 0 | 0 | 0 | 0 | 0 | 0 | 0 | 0 | 1 |  | 5 | 10 | 5 | 9
| 3102 | 130 | 5 | 10 | 6 | 0 | 0 | 1 | 0 | 0 | 0 | 0 | 0 | 0 | 0 | 0 | 1 |  | 5 | 10 | 5 | 9
| 3103 | 130 | 5 | 10 | 7 | 0 | 0 | 1 | 0 | 0 | 0 | 0 | 0 | 0 | 0 | 0 | 1 |  | 5 | 10 | 5 | 9
| 3104 | 130 | 5 | 10 | 8 | 0 | 0 | 1 | 0 | 0 | 0 | 0 | 0 | 0 | 0 | 0 | 1 |  | 5 | 10 | 5 | 9
| 3105 | 130 | 5 | 10 | 9 | 0 | 0 | 1 | 0 | 0 | 0 | 0 | 0 | 0 | 0 | 0 | 1 |  | 5 | 10 | 5 | 9
| 3106 | 130 | 5 | 10 | 10 | 0 | 0 | 1 | 0 | 0 | 0 | 0 | 0 | 0 | 0 | 0 | 1 |  | 5 | 10 | 5 | 9
| 3107 | 130 | 5 | 10 | 11 | 0 | 0 | 1 | 0 | 0 | 0 | 0 | 0 | 0 | 0 | 0 | 1 |  | 5 | 10 | 5 | 9
| 3108 | 130 | 5 | 10 | 12 | 0 | 0 | 1 | 0 | 0 | 0 | 0 | 0 | 0 | 0 | 0 | 1 |  | 5 | 10 | 5 | 9
| 3109 | 130 | 5 | 10 | 13 | 0 | 0 | 1 | 0 | 0 | 0 | 0 | 0 | 0 | 0 | 0 | 1 |  | 5 | 10 | 5 | 9
| 3110 | 130 | 5 | 10 | 14 | 0 | 0 | 1 | 0 | 0 | 0 | 0 | 0 | 0 | 0 | 0 | 1 |  | 5 | 10 | 5 | 9
| 3111 | 130 | 5 | 10 | 15 | 0 | 0 | 1 | 0 | 0 | 0 | 0 | 0 | 0 | 0 | 0 | 1 |  | 5 | 10 | 5 | 9
| 3112 | 130 | 5 | 10 | 16 | 0 | 0 | 1 | 0 | 0 | 0 | 0 | 0 | 0 | 0 | 0 | 1 |  | 5 | 10 | 5 | 9
| 3113 | 130 | 5 | 10 | 17 | 0 | 0 | 1 | 0 | 0 | 0 | 0 | 0 | 0 | 0 | 0 | 1 |  | 5 | 10 | 5 | 9
| 3114 | 130 | 5 | 10 | 18 | 0 | 0 | 1 | 0 | 0 | 0 | 0 | 0 | 0 | 0 | 0 | 1 |  | 5 | 10 | 5 | 9
| 3115 | 130 | 5 | 10 | 19 | 0 | 0 | 1 | 0 | 0 | 0 | 0 | 0 | 0 | 0 | 0 | 1 |  | 5 | 10 | 5 | 9
| 3116 | 130 | 5 | 10 | 20 | 0 | 0 | 1 | 0 | 0 | 0 | 0 | 0 | 0 | 0 | 0 | 1 |  | 5 | 10 | 5 | 9
| 3117 | 130 | 5 | 10 | 21 | 0 | 0 | 1 | 0 | 0 | 0 | 0 | 0 | 0 | 0 | 0 | 1 |  | 5 | 10 | 5 | 9
| 3118 | 130 | 5 | 10 | 22 | 0 | 0 | 1 | 0 | 0 | 0 | 0 | 0 | 0 | 0 | 0 | 1 |  | 5 | 10 | 5 | 9
| 3119 | 130 | 5 | 10 | 23 | 0 | 0 | 1 | 0 | 0 | 0 | 0 | 0 | 0 | 0 | 0 | 1 |  | 5 | 10 | 5 | 9
| 3120 | 130 | 5 | 10 | 24 | 0 | 0 | 1 | 0 | 0 | 0 | 0 | 0 | 0 | 0 | 0 | 1 |  | 5 | 10 | 5 | 9
| 3121 | 131 | 5 | 11 | 1 | 0 | 0 | 1 | 0 | 0 | 0 | 0 | 0 | 0 | 0 | 0 | 1 |  | 5 | 11 | 5 | 10
| 3122 | 131 | 5 | 11 | 2 | 0 | 0 | 1 | 0 | 0 | 0 | 0 | 0 | 0 | 0 | 0 | 1 |  | 5 | 11 | 5 | 10
| 3123 | 131 | 5 | 11 | 3 | 0 | 0 | 1 | 0 | 0 | 0 | 0 | 0 | 0 | 0 | 0 | 1 |  | 5 | 11 | 5 | 10
| 3124 | 131 | 5 | 11 | 4 | 0 | 0 | 1 | 0 | 0 | 0 | 0 | 0 | 0 | 0 | 0 | 1 |  | 5 | 11 | 5 | 10
| 3125 | 131 | 5 | 11 | 5 | 0 | 0 | 1 | 0 | 0 | 0 | 0 | 0 | 0 | 0 | 0 | 1 |  | 5 | 11 | 5 | 10
| 3126 | 131 | 5 | 11 | 6 | 0 | 0 | 1 | 0 | 0 | 0 | 0 | 0 | 0 | 0 | 0 | 1 |  | 5 | 11 | 5 | 10
| 3127 | 131 | 5 | 11 | 7 | 0 | 0 | 1 | 0 | 0 | 0 | 0 | 0 | 0 | 0 | 0 | 1 |  | 5 | 11 | 5 | 10
| 3128 | 131 | 5 | 11 | 8 | 0 | 0 | 1 | 0 | 0 | 0 | 0 | 0 | 0 | 0 | 0 | 1 |  | 5 | 11 | 5 | 10
| 3129 | 131 | 5 | 11 | 9 | 0 | 0 | 1 | 0 | 0 | 0 | 0 | 0 | 0 | 0 | 0 | 1 |  | 5 | 11 | 5 | 10
| 3130 | 131 | 5 | 11 | 10 | 0 | 0 | 1 | 0 | 0 | 0 | 0 | 0 | 0 | 0 | 0 | 1 |  | 5 | 11 | 5 | 10
| 3131 | 131 | 5 | 11 | 11 | 0 | 0 | 1 | 0 | 0 | 0 | 0 | 0 | 0 | 0 | 0 | 1 |  | 5 | 11 | 5 | 10
| 3132 | 131 | 5 | 11 | 12 | 0 | 0 | 1 | 0 | 0 | 0 | 0 | 0 | 0 | 0 | 0 | 1 |  | 5 | 11 | 5 | 10
| 3133 | 131 | 5 | 11 | 13 | 0 | 0 | 1 | 0 | 0 | 0 | 0 | 0 | 0 | 0 | 0 | 1 |  | 5 | 11 | 5 | 10
| 3134 | 131 | 5 | 11 | 14 | 0 | 0 | 1 | 0 | 0 | 0 | 0 | 0 | 0 | 0 | 0 | 1 |  | 5 | 11 | 5 | 10
| 3135 | 131 | 5 | 11 | 15 | 0 | 0 | 1 | 0 | 0 | 0 | 0 | 0 | 0 | 0 | 0 | 1 |  | 5 | 11 | 5 | 10
| 3136 | 131 | 5 | 11 | 16 | 0 | 0 | 1 | 0 | 0 | 0 | 0 | 0 | 0 | 0 | 0 | 1 |  | 5 | 11 | 5 | 10
| 3137 | 131 | 5 | 11 | 17 | 0 | 0 | 1 | 0 | 0 | 0 | 0 | 0 | 0 | 0 | 0 | 1 |  | 5 | 11 | 5 | 10
| 3138 | 131 | 5 | 11 | 18 | 0 | 0 | 1 | 0 | 0 | 0 | 0 | 0 | 0 | 0 | 0 | 1 |  | 5 | 11 | 5 | 10
| 3139 | 131 | 5 | 11 | 19 | 0 | 0 | 1 | 0 | 0 | 0 | 0 | 0 | 0 | 0 | 0 | 1 |  | 5 | 11 | 5 | 10
| 3140 | 131 | 5 | 11 | 20 | 0 | 0 | 1 | 0 | 0 | 0 | 0 | 0 | 0 | 0 | 0 | 1 |  | 5 | 11 | 5 | 10
| 3141 | 131 | 5 | 11 | 21 | 0 | 0 | 1 | 0 | 0 | 0 | 0 | 0 | 0 | 0 | 0 | 1 |  | 5 | 11 | 5 | 10
| 3142 | 131 | 5 | 11 | 22 | 0 | 0 | 1 | 0 | 0 | 0 | 0 | 0 | 0 | 0 | 0 | 1 |  | 5 | 11 | 5 | 10
| 3143 | 131 | 5 | 11 | 23 | 0 | 0 | 1 | 0 | 0 | 0 | 0 | 0 | 0 | 0 | 0 | 1 |  | 5 | 11 | 5 | 10
| 3144 | 131 | 5 | 11 | 24 | 0 | 0 | 1 | 0 | 0 | 0 | 0 | 0 | 0 | 0 | 0 | 1 |  | 5 | 11 | 5 | 10
| 3145 | 132 | 5 | 12 | 1 | 0 | 0 | 1 | 0 | 0 | 0 | 0 | 0 | 0 | 0 | 0 | 1 |  | 5 | 12 | 5 | 11
| 3146 | 132 | 5 | 12 | 2 | 0 | 0 | 1 | 0 | 0 | 0 | 0 | 0 | 0 | 0 | 0 | 1 |  | 5 | 12 | 5 | 11
| 3147 | 132 | 5 | 12 | 3 | 0 | 0 | 1 | 0 | 0 | 0 | 0 | 0 | 0 | 0 | 0 | 1 |  | 5 | 12 | 5 | 11
| 3148 | 132 | 5 | 12 | 4 | 0 | 0 | 1 | 0 | 0 | 0 | 0 | 0 | 0 | 0 | 0 | 1 |  | 5 | 12 | 5 | 11
| 3149 | 132 | 5 | 12 | 5 | 0 | 0 | 1 | 0 | 0 | 0 | 0 | 0 | 0 | 0 | 0 | 1 |  | 5 | 12 | 5 | 11
| 3150 | 132 | 5 | 12 | 6 | 0 | 0 | 1 | 0 | 0 | 0 | 0 | 0 | 0 | 0 | 0 | 1 |  | 5 | 12 | 5 | 11
| 3151 | 132 | 5 | 12 | 7 | 0 | 0 | 1 | 0 | 0 | 0 | 0 | 0 | 0 | 0 | 0 | 1 |  | 5 | 12 | 5 | 11
| 3152 | 132 | 5 | 12 | 8 | 0 | 0 | 1 | 0 | 0 | 0 | 0 | 0 | 0 | 0 | 0 | 1 |  | 5 | 12 | 5 | 11
| 3153 | 132 | 5 | 12 | 9 | 0 | 0 | 1 | 0 | 0 | 0 | 0 | 0 | 0 | 0 | 0 | 1 |  | 5 | 12 | 5 | 11
| 3154 | 132 | 5 | 12 | 10 | 0 | 0 | 1 | 0 | 0 | 0 | 0 | 0 | 0 | 0 | 0 | 1 |  | 5 | 12 | 5 | 11
| 3155 | 132 | 5 | 12 | 11 | 0 | 0 | 1 | 0 | 0 | 0 | 0 | 0 | 0 | 0 | 0 | 1 |  | 5 | 12 | 5 | 11
| 3156 | 132 | 5 | 12 | 12 | 0 | 0 | 1 | 0 | 0 | 0 | 0 | 0 | 0 | 0 | 0 | 1 |  | 5 | 12 | 5 | 11
| 3157 | 132 | 5 | 12 | 13 | 0 | 0 | 1 | 0 | 0 | 0 | 0 | 0 | 0 | 0 | 0 | 1 |  | 5 | 12 | 5 | 11
| 3158 | 132 | 5 | 12 | 14 | 0 | 0 | 1 | 0 | 0 | 0 | 0 | 0 | 0 | 0 | 0 | 1 |  | 5 | 12 | 5 | 11
| 3159 | 132 | 5 | 12 | 15 | 0 | 0 | 1 | 0 | 0 | 0 | 0 | 0 | 0 | 0 | 0 | 1 |  | 5 | 12 | 5 | 11
| 3160 | 132 | 5 | 12 | 16 | 0 | 0 | 1 | 0 | 0 | 0 | 0 | 0 | 0 | 0 | 0 | 1 |  | 5 | 12 | 5 | 11
| 3161 | 132 | 5 | 12 | 17 | 0 | 0 | 1 | 0 | 0 | 0 | 0 | 0 | 0 | 0 | 0 | 1 |  | 5 | 12 | 5 | 11
| 3162 | 132 | 5 | 12 | 18 | 0 | 0 | 1 | 0 | 0 | 0 | 0 | 0 | 0 | 0 | 0 | 1 |  | 5 | 12 | 5 | 11
| 3163 | 132 | 5 | 12 | 19 | 0 | 0 | 1 | 0 | 0 | 0 | 0 | 0 | 0 | 0 | 0 | 1 |  | 5 | 12 | 5 | 11
| 3164 | 132 | 5 | 12 | 20 | 0 | 0 | 1 | 0 | 0 | 0 | 0 | 0 | 0 | 0 | 0 | 1 |  | 5 | 12 | 5 | 11
| 3165 | 132 | 5 | 12 | 21 | 0 | 0 | 1 | 0 | 0 | 0 | 0 | 0 | 0 | 0 | 0 | 1 |  | 5 | 12 | 5 | 11
| 3166 | 132 | 5 | 12 | 22 | 0 | 0 | 1 | 0 | 0 | 0 | 0 | 0 | 0 | 0 | 0 | 1 |  | 5 | 12 | 5 | 11
| 3167 | 132 | 5 | 12 | 23 | 0 | 0 | 1 | 0 | 0 | 0 | 0 | 0 | 0 | 0 | 0 | 1 |  | 5 | 12 | 5 | 11
| 3168 | 132 | 5 | 12 | 24 | 0 | 0 | 1 | 0 | 0 | 0 | 0 | 0 | 0 | 0 | 0 | 1 |  | 5 | 12 | 5 | 11
| 3169 | 133 | 5 | 13 | 1 | 0 | 0 | 1 | 0 | 0 | 0 | 0 | 0 | 0 | 0 | 0 | 1 |  | 5 | 13 | 5 | 12
| 3170 | 133 | 5 | 13 | 2 | 0 | 0 | 1 | 0 | 0 | 0 | 0 | 0 | 0 | 0 | 0 | 1 |  | 5 | 13 | 5 | 12
| 3171 | 133 | 5 | 13 | 3 | 0 | 0 | 1 | 0 | 0 | 0 | 0 | 0 | 0 | 0 | 0 | 1 |  | 5 | 13 | 5 | 12
| 3172 | 133 | 5 | 13 | 4 | 0 | 0 | 1 | 0 | 0 | 0 | 0 | 0 | 0 | 0 | 0 | 1 |  | 5 | 13 | 5 | 12
| 3173 | 133 | 5 | 13 | 5 | 0 | 0 | 1 | 0 | 0 | 0 | 0 | 0 | 0 | 0 | 0 | 1 |  | 5 | 13 | 5 | 12
| 3174 | 133 | 5 | 13 | 6 | 0 | 0 | 1 | 0 | 0 | 0 | 0 | 0 | 0 | 0 | 0 | 1 |  | 5 | 13 | 5 | 12
| 3175 | 133 | 5 | 13 | 7 | 0 | 0 | 1 | 0 | 0 | 0 | 0 | 0 | 0 | 0 | 0 | 1 |  | 5 | 13 | 5 | 12
| 3176 | 133 | 5 | 13 | 8 | 0 | 0 | 1 | 0 | 0 | 0 | 0 | 0 | 0 | 0 | 0 | 1 |  | 5 | 13 | 5 | 12
| 3177 | 133 | 5 | 13 | 9 | 0 | 0 | 1 | 0 | 0 | 0 | 0 | 0 | 0 | 0 | 0 | 1 |  | 5 | 13 | 5 | 12
| 3178 | 133 | 5 | 13 | 10 | 0 | 0 | 1 | 0 | 0 | 0 | 0 | 0 | 0 | 0 | 0 | 1 |  | 5 | 13 | 5 | 12
| 3179 | 133 | 5 | 13 | 11 | 0 | 0 | 1 | 0 | 0 | 0 | 0 | 0 | 0 | 0 | 0 | 1 |  | 5 | 13 | 5 | 12
| 3180 | 133 | 5 | 13 | 12 | 0 | 0 | 1 | 0 | 0 | 0 | 0 | 0 | 0 | 0 | 0 | 1 |  | 5 | 13 | 5 | 12
| 3181 | 133 | 5 | 13 | 13 | 0 | 0 | 1 | 0 | 0 | 0 | 0 | 0 | 0 | 0 | 0 | 1 |  | 5 | 13 | 5 | 12
| 3182 | 133 | 5 | 13 | 14 | 0 | 0 | 1 | 0 | 0 | 0 | 0 | 0 | 0 | 0 | 0 | 1 |  | 5 | 13 | 5 | 12
| 3183 | 133 | 5 | 13 | 15 | 0 | 0 | 1 | 0 | 0 | 0 | 0 | 0 | 0 | 0 | 0 | 1 |  | 5 | 13 | 5 | 12
| 3184 | 133 | 5 | 13 | 16 | 0 | 0 | 1 | 0 | 0 | 0 | 0 | 0 | 0 | 0 | 0 | 1 |  | 5 | 13 | 5 | 12
| 3185 | 133 | 5 | 13 | 17 | 0 | 0 | 1 | 0 | 0 | 0 | 0 | 0 | 0 | 0 | 0 | 1 |  | 5 | 13 | 5 | 12
| 3186 | 133 | 5 | 13 | 18 | 0 | 0 | 1 | 0 | 0 | 0 | 0 | 0 | 0 | 0 | 0 | 1 |  | 5 | 13 | 5 | 12
| 3187 | 133 | 5 | 13 | 19 | 0 | 0 | 1 | 0 | 0 | 0 | 0 | 0 | 0 | 0 | 0 | 1 |  | 5 | 13 | 5 | 12
| 3188 | 133 | 5 | 13 | 20 | 0 | 0 | 1 | 0 | 0 | 0 | 0 | 0 | 0 | 0 | 0 | 1 |  | 5 | 13 | 5 | 12
| 3189 | 133 | 5 | 13 | 21 | 0 | 0 | 1 | 0 | 0 | 0 | 0 | 0 | 0 | 0 | 0 | 1 |  | 5 | 13 | 5 | 12
| 3190 | 133 | 5 | 13 | 22 | 0 | 0 | 1 | 0 | 0 | 0 | 0 | 0 | 0 | 0 | 0 | 1 |  | 5 | 13 | 5 | 12
| 3191 | 133 | 5 | 13 | 23 | 0 | 0 | 1 | 0 | 0 | 0 | 0 | 0 | 0 | 0 | 0 | 1 |  | 5 | 13 | 5 | 12
| 3192 | 133 | 5 | 13 | 24 | 0 | 0 | 1 | 0 | 0 | 0 | 0 | 0 | 0 | 0 | 0 | 1 |  | 5 | 13 | 5 | 12
| 3193 | 134 | 5 | 14 | 1 | 0 | 0 | 0 | 0 | 0 | 0 | 0 | 0 | 0 | 0 | 0 | 1 |  | 5 | 14 | 5 | 13
| 3194 | 134 | 5 | 14 | 2 | 0 | 0 | 0 | 0 | 0 | 0 | 0 | 0 | 0 | 0 | 0 | 1 |  | 5 | 14 | 5 | 13
| 3195 | 134 | 5 | 14 | 3 | 0 | 0 | 0 | 0 | 0 | 0 | 0 | 0 | 0 | 0 | 0 | 1 |  | 5 | 14 | 5 | 13
| 3196 | 134 | 5 | 14 | 4 | 0 | 0 | 0 | 0 | 0 | 0 | 0 | 0 | 0 | 0 | 0 | 1 |  | 5 | 14 | 5 | 13
| 3197 | 134 | 5 | 14 | 5 | 0 | 0 | 0 | 0 | 0 | 0 | 0 | 0 | 0 | 0 | 0 | 1 |  | 5 | 14 | 5 | 13
| 3198 | 134 | 5 | 14 | 6 | 0 | 0 | 0 | 0 | 0 | 0 | 0 | 0 | 0 | 0 | 0 | 1 |  | 5 | 14 | 5 | 13
| 3199 | 134 | 5 | 14 | 7 | 0 | 0 | 0 | 0 | 0 | 0 | 0 | 0 | 0 | 0 | 0 | 1 |  | 5 | 14 | 5 | 13
| 3200 | 134 | 5 | 14 | 8 | 0 | 0 | 0 | 0 | 0 | 0 | 0 | 0 | 0 | 0 | 0 | 1 |  | 5 | 14 | 5 | 13
| 3201 | 134 | 5 | 14 | 9 | 0 | 0 | 0 | 0 | 0 | 0 | 0 | 0 | 0 | 0 | 0 | 1 |  | 5 | 14 | 5 | 13
| 3202 | 134 | 5 | 14 | 10 | 0 | 0 | 0 | 0 | 0 | 0 | 0 | 0 | 0 | 0 | 0 | 1 |  | 5 | 14 | 5 | 13
| 3203 | 134 | 5 | 14 | 11 | 0 | 0 | 0 | 0 | 0 | 0 | 0 | 0 | 0 | 0 | 0 | 1 |  | 5 | 14 | 5 | 13
| 3204 | 134 | 5 | 14 | 12 | 0 | 0 | 0 | 0 | 0 | 0 | 0 | 0 | 0 | 0 | 0 | 1 |  | 5 | 14 | 5 | 13
| 3205 | 134 | 5 | 14 | 13 | 0 | 0 | 0 | 0 | 0 | 0 | 0 | 0 | 0 | 0 | 0 | 1 |  | 5 | 14 | 5 | 13
| 3206 | 134 | 5 | 14 | 14 | 0 | 0 | 0 | 0 | 0 | 0 | 0 | 0 | 0 | 0 | 0 | 1 |  | 5 | 14 | 5 | 13
| 3207 | 134 | 5 | 14 | 15 | 0 | 0 | 0 | 0 | 0 | 0 | 0 | 0 | 0 | 0 | 0 | 1 |  | 5 | 14 | 5 | 13
| 3208 | 134 | 5 | 14 | 16 | 0 | 0 | 0 | 0 | 0 | 0 | 0 | 0 | 0 | 0 | 0 | 1 |  | 5 | 14 | 5 | 13
| 3209 | 134 | 5 | 14 | 17 | 0 | 0 | 0 | 0 | 0 | 0 | 0 | 0 | 0 | 0 | 0 | 1 |  | 5 | 14 | 5 | 13
| 3210 | 134 | 5 | 14 | 18 | 0 | 0 | 0 | 0 | 0 | 0 | 0 | 0 | 0 | 0 | 0 | 1 |  | 5 | 14 | 5 | 13
| 3211 | 134 | 5 | 14 | 19 | 0 | 0 | 0 | 0 | 0 | 0 | 0 | 0 | 0 | 0 | 0 | 1 |  | 5 | 14 | 5 | 13
| 3212 | 134 | 5 | 14 | 20 | 0 | 0 | 0 | 0 | 0 | 0 | 0 | 0 | 0 | 0 | 0 | 1 |  | 5 | 14 | 5 | 13
| 3213 | 134 | 5 | 14 | 21 | 0 | 0 | 0 | 0 | 0 | 0 | 0 | 0 | 0 | 0 | 0 | 1 |  | 5 | 14 | 5 | 13
| 3214 | 134 | 5 | 14 | 22 | 0 | 0 | 0 | 0 | 0 | 0 | 0 | 0 | 0 | 0 | 0 | 1 |  | 5 | 14 | 5 | 13
| 3215 | 134 | 5 | 14 | 23 | 0 | 0 | 0 | 0 | 0 | 0 | 0 | 0 | 0 | 0 | 0 | 1 |  | 5 | 14 | 5 | 13
| 3216 | 134 | 5 | 14 | 24 | 0 | 0 | 0 | 0 | 0 | 0 | 0 | 0 | 0 | 0 | 0 | 1 |  | 5 | 14 | 5 | 13
| 3217 | 135 | 5 | 15 | 1 | 0 | 0 | 0 | 0 | 0 | 0 | 0 | 0 | 0 | 0 | 0 | 1 |  | 5 | 15 | 5 | 14
| 3218 | 135 | 5 | 15 | 2 | 0 | 0 | 0 | 0 | 0 | 0 | 0 | 0 | 0 | 0 | 0 | 1 |  | 5 | 15 | 5 | 14
| 3219 | 135 | 5 | 15 | 3 | 0 | 0 | 0 | 0 | 0 | 0 | 0 | 0 | 0 | 0 | 0 | 1 |  | 5 | 15 | 5 | 14
| 3220 | 135 | 5 | 15 | 4 | 0 | 0 | 0 | 0 | 0 | 0 | 0 | 0 | 0 | 0 | 0 | 1 |  | 5 | 15 | 5 | 14
| 3221 | 135 | 5 | 15 | 5 | 0 | 0 | 0 | 0 | 0 | 0 | 0 | 0 | 0 | 0 | 0 | 1 |  | 5 | 15 | 5 | 14
| 3222 | 135 | 5 | 15 | 6 | 0 | 0 | 0 | 0 | 0 | 0 | 0 | 0 | 0 | 0 | 0 | 1 |  | 5 | 15 | 5 | 14
| 3223 | 135 | 5 | 15 | 7 | 0 | 0 | 0 | 0 | 0 | 0 | 0 | 0 | 0 | 0 | 0 | 1 |  | 5 | 15 | 5 | 14
| 3224 | 135 | 5 | 15 | 8 | 0 | 0 | 0 | 0 | 0 | 0 | 0 | 0 | 0 | 0 | 0 | 1 |  | 5 | 15 | 5 | 14
| 3225 | 135 | 5 | 15 | 9 | 0 | 0 | 0 | 0 | 0 | 0 | 0 | 0 | 0 | 0 | 0 | 1 |  | 5 | 15 | 5 | 14
| 3226 | 135 | 5 | 15 | 10 | 0 | 0 | 0 | 0 | 0 | 0 | 0 | 0 | 0 | 0 | 0 | 1 |  | 5 | 15 | 5 | 14
| 3227 | 135 | 5 | 15 | 11 | 0 | 0 | 0 | 0 | 0 | 0 | 0 | 0 | 0 | 0 | 0 | 1 |  | 5 | 15 | 5 | 14
| 3228 | 135 | 5 | 15 | 12 | 0 | 0 | 0 | 0 | 0 | 0 | 0 | 0 | 0 | 0 | 0 | 1 |  | 5 | 15 | 5 | 14
| 3229 | 135 | 5 | 15 | 13 | 0 | 0 | 0 | 0 | 0 | 0 | 0 | 0 | 0 | 0 | 0 | 1 |  | 5 | 15 | 5 | 14
| 3230 | 135 | 5 | 15 | 14 | 0 | 0 | 0 | 0 | 0 | 0 | 0 | 0 | 0 | 0 | 0 | 1 |  | 5 | 15 | 5 | 14
| 3231 | 135 | 5 | 15 | 15 | 0 | 0 | 0 | 0 | 0 | 0 | 0 | 0 | 0 | 0 | 0 | 1 |  | 5 | 15 | 5 | 14
| 3232 | 135 | 5 | 15 | 16 | 0 | 0 | 0 | 0 | 0 | 0 | 0 | 0 | 0 | 0 | 0 | 1 |  | 5 | 15 | 5 | 14
| 3233 | 135 | 5 | 15 | 17 | 0 | 0 | 0 | 0 | 0 | 0 | 0 | 0 | 0 | 0 | 0 | 1 |  | 5 | 15 | 5 | 14
| 3234 | 135 | 5 | 15 | 18 | 0 | 0 | 0 | 0 | 0 | 0 | 0 | 0 | 0 | 0 | 0 | 1 |  | 5 | 15 | 5 | 14
| 3235 | 135 | 5 | 15 | 19 | 0 | 0 | 0 | 0 | 0 | 0 | 0 | 0 | 0 | 0 | 0 | 1 |  | 5 | 15 | 5 | 14
| 3236 | 135 | 5 | 15 | 20 | 0 | 0 | 0 | 0 | 0 | 0 | 0 | 0 | 0 | 0 | 0 | 1 |  | 5 | 15 | 5 | 14
| 3237 | 135 | 5 | 15 | 21 | 0 | 0 | 0 | 0 | 0 | 0 | 0 | 0 | 0 | 0 | 0 | 1 |  | 5 | 15 | 5 | 14
| 3238 | 135 | 5 | 15 | 22 | 0 | 0 | 0 | 0 | 0 | 0 | 0 | 0 | 0 | 0 | 0 | 1 |  | 5 | 15 | 5 | 14
| 3239 | 135 | 5 | 15 | 23 | 0 | 0 | 0 | 0 | 0 | 0 | 0 | 0 | 0 | 0 | 0 | 1 |  | 5 | 15 | 5 | 14
| 3240 | 135 | 5 | 15 | 24 | 0 | 0 | 0 | 0 | 0 | 0 | 0 | 0 | 0 | 0 | 0 | 1 |  | 5 | 15 | 5 | 14
| 3241 | 136 | 5 | 16 | 1 | 0 | 0 | 1 | 0 | 0 | 0 | 0 | 0 | 0 | 0 | 0 | 1 |  | 5 | 16 | 5 | 15
| 3242 | 136 | 5 | 16 | 2 | 0 | 0 | 1 | 0 | 0 | 0 | 0 | 0 | 0 | 0 | 0 | 1 |  | 5 | 16 | 5 | 15
| 3243 | 136 | 5 | 16 | 3 | 0 | 0 | 1 | 0 | 0 | 0 | 0 | 0 | 0 | 0 | 0 | 1 |  | 5 | 16 | 5 | 15
| 3244 | 136 | 5 | 16 | 4 | 0 | 0 | 1 | 0 | 0 | 0 | 0 | 0 | 0 | 0 | 0 | 1 |  | 5 | 16 | 5 | 15
| 3245 | 136 | 5 | 16 | 5 | 0 | 0 | 1 | 0 | 0 | 0 | 0 | 0 | 0 | 0 | 0 | 1 |  | 5 | 16 | 5 | 15
| 3246 | 136 | 5 | 16 | 6 | 0 | 0 | 1 | 0 | 0 | 0 | 0 | 0 | 0 | 0 | 0 | 1 |  | 5 | 16 | 5 | 15
| 3247 | 136 | 5 | 16 | 7 | 0 | 0 | 1 | 0 | 0 | 0 | 0 | 0 | 0 | 0 | 0 | 1 |  | 5 | 16 | 5 | 15
| 3248 | 136 | 5 | 16 | 8 | 0 | 0 | 1 | 0 | 0 | 0 | 0 | 0 | 0 | 0 | 0 | 1 |  | 5 | 16 | 5 | 15
| 3249 | 136 | 5 | 16 | 9 | 0 | 0 | 1 | 0 | 0 | 0 | 0 | 0 | 0 | 0 | 0 | 1 |  | 5 | 16 | 5 | 15
| 3250 | 136 | 5 | 16 | 10 | 0 | 0 | 1 | 0 | 0 | 0 | 0 | 0 | 0 | 0 | 0 | 1 |  | 5 | 16 | 5 | 15
| 3251 | 136 | 5 | 16 | 11 | 0 | 0 | 1 | 0 | 0 | 0 | 0 | 0 | 0 | 0 | 0 | 1 |  | 5 | 16 | 5 | 15
| 3252 | 136 | 5 | 16 | 12 | 0 | 0 | 1 | 0 | 0 | 0 | 0 | 0 | 0 | 0 | 0 | 1 |  | 5 | 16 | 5 | 15
| 3253 | 136 | 5 | 16 | 13 | 0 | 0 | 1 | 0 | 0 | 0 | 0 | 0 | 0 | 0 | 0 | 1 |  | 5 | 16 | 5 | 15
| 3254 | 136 | 5 | 16 | 14 | 0 | 0 | 1 | 0 | 0 | 0 | 0 | 0 | 0 | 0 | 0 | 1 |  | 5 | 16 | 5 | 15
| 3255 | 136 | 5 | 16 | 15 | 0 | 0 | 1 | 0 | 0 | 0 | 0 | 0 | 0 | 0 | 0 | 1 |  | 5 | 16 | 5 | 15
| 3256 | 136 | 5 | 16 | 16 | 0 | 0 | 1 | 0 | 0 | 0 | 0 | 0 | 0 | 0 | 0 | 1 |  | 5 | 16 | 5 | 15
| 3257 | 136 | 5 | 16 | 17 | 0 | 0 | 1 | 0 | 0 | 0 | 0 | 0 | 0 | 0 | 0 | 1 |  | 5 | 16 | 5 | 15
| 3258 | 136 | 5 | 16 | 18 | 0 | 0 | 1 | 0 | 0 | 0 | 0 | 0 | 0 | 0 | 0 | 1 |  | 5 | 16 | 5 | 15
| 3259 | 136 | 5 | 16 | 19 | 0 | 0 | 1 | 0 | 0 | 0 | 0 | 0 | 0 | 0 | 0 | 1 |  | 5 | 16 | 5 | 15
| 3260 | 136 | 5 | 16 | 20 | 0 | 0 | 1 | 0 | 0 | 0 | 0 | 0 | 0 | 0 | 0 | 1 |  | 5 | 16 | 5 | 15
| 3261 | 136 | 5 | 16 | 21 | 0 | 0 | 1 | 0 | 0 | 0 | 0 | 0 | 0 | 0 | 0 | 1 |  | 5 | 16 | 5 | 15
| 3262 | 136 | 5 | 16 | 22 | 0 | 0 | 1 | 0 | 0 | 0 | 0 | 0 | 0 | 0 | 0 | 1 |  | 5 | 16 | 5 | 15
| 3263 | 136 | 5 | 16 | 23 | 0 | 0 | 1 | 0 | 0 | 0 | 0 | 0 | 0 | 0 | 0 | 1 |  | 5 | 16 | 5 | 15
| 3264 | 136 | 5 | 16 | 24 | 0 | 0 | 1 | 0 | 0 | 0 | 0 | 0 | 0 | 0 | 0 | 1 |  | 5 | 16 | 5 | 15
| 3265 | 137 | 5 | 17 | 1 | 0 | 0 | 1 | 0 | 0 | 0 | 0 | 0 | 0 | 0 | 0 | 1 |  | 5 | 17 | 5 | 16
| 3266 | 137 | 5 | 17 | 2 | 0 | 0 | 1 | 0 | 0 | 0 | 0 | 0 | 0 | 0 | 0 | 1 |  | 5 | 17 | 5 | 16
| 3267 | 137 | 5 | 17 | 3 | 0 | 0 | 1 | 0 | 0 | 0 | 0 | 0 | 0 | 0 | 0 | 1 |  | 5 | 17 | 5 | 16
| 3268 | 137 | 5 | 17 | 4 | 0 | 0 | 1 | 0 | 0 | 0 | 0 | 0 | 0 | 0 | 0 | 1 |  | 5 | 17 | 5 | 16
| 3269 | 137 | 5 | 17 | 5 | 0 | 0 | 1 | 0 | 0 | 0 | 0 | 0 | 0 | 0 | 0 | 1 |  | 5 | 17 | 5 | 16
| 3270 | 137 | 5 | 17 | 6 | 0 | 0 | 1 | 0 | 0 | 0 | 0 | 0 | 0 | 0 | 0 | 1 |  | 5 | 17 | 5 | 16
| 3271 | 137 | 5 | 17 | 7 | 0 | 0 | 1 | 0 | 0 | 0 | 0 | 0 | 0 | 0 | 0 | 1 |  | 5 | 17 | 5 | 16
| 3272 | 137 | 5 | 17 | 8 | 0 | 0 | 1 | 0 | 0 | 0 | 0 | 0 | 0 | 0 | 0 | 1 |  | 5 | 17 | 5 | 16
| 3273 | 137 | 5 | 17 | 9 | 0 | 0 | 1 | 0 | 0 | 0 | 0 | 0 | 0 | 0 | 0 | 1 |  | 5 | 17 | 5 | 16
| 3274 | 137 | 5 | 17 | 10 | 0 | 0 | 1 | 0 | 0 | 0 | 0 | 0 | 0 | 0 | 0 | 1 |  | 5 | 17 | 5 | 16
| 3275 | 137 | 5 | 17 | 11 | 0 | 0 | 1 | 0 | 0 | 0 | 0 | 0 | 0 | 0 | 0 | 1 |  | 5 | 17 | 5 | 16
| 3276 | 137 | 5 | 17 | 12 | 0 | 0 | 1 | 0 | 0 | 0 | 0 | 0 | 0 | 0 | 0 | 1 |  | 5 | 17 | 5 | 16
| 3277 | 137 | 5 | 17 | 13 | 0 | 0 | 1 | 0 | 0 | 0 | 0 | 0 | 0 | 0 | 0 | 1 |  | 5 | 17 | 5 | 16
| 3278 | 137 | 5 | 17 | 14 | 0 | 0 | 1 | 0 | 0 | 0 | 0 | 0 | 0 | 0 | 0 | 1 |  | 5 | 17 | 5 | 16
| 3279 | 137 | 5 | 17 | 15 | 0 | 0 | 1 | 0 | 0 | 0 | 0 | 0 | 0 | 0 | 0 | 1 |  | 5 | 17 | 5 | 16
| 3280 | 137 | 5 | 17 | 16 | 0 | 0 | 1 | 0 | 0 | 0 | 0 | 0 | 0 | 0 | 0 | 1 |  | 5 | 17 | 5 | 16
| 3281 | 137 | 5 | 17 | 17 | 0 | 0 | 1 | 0 | 0 | 0 | 0 | 0 | 0 | 0 | 0 | 1 |  | 5 | 17 | 5 | 16
| 3282 | 137 | 5 | 17 | 18 | 0 | 0 | 1 | 0 | 0 | 0 | 0 | 0 | 0 | 0 | 0 | 1 |  | 5 | 17 | 5 | 16
| 3283 | 137 | 5 | 17 | 19 | 0 | 0 | 1 | 0 | 0 | 0 | 0 | 0 | 0 | 0 | 0 | 1 |  | 5 | 17 | 5 | 16
| 3284 | 137 | 5 | 17 | 20 | 0 | 0 | 1 | 0 | 0 | 0 | 0 | 0 | 0 | 0 | 0 | 1 |  | 5 | 17 | 5 | 16
| 3285 | 137 | 5 | 17 | 21 | 0 | 0 | 1 | 0 | 0 | 0 | 0 | 0 | 0 | 0 | 0 | 1 |  | 5 | 17 | 5 | 16
| 3286 | 137 | 5 | 17 | 22 | 0 | 0 | 1 | 0 | 0 | 0 | 0 | 0 | 0 | 0 | 0 | 1 |  | 5 | 17 | 5 | 16
| 3287 | 137 | 5 | 17 | 23 | 0 | 0 | 1 | 0 | 0 | 0 | 0 | 0 | 0 | 0 | 0 | 1 |  | 5 | 17 | 5 | 16
| 3288 | 137 | 5 | 17 | 24 | 0 | 0 | 1 | 0 | 0 | 0 | 0 | 0 | 0 | 0 | 0 | 1 |  | 5 | 17 | 5 | 16
| 3289 | 138 | 5 | 18 | 1 | 0 | 0 | 1 | 0 | 0 | 0 | 0 | 0 | 0 | 0 | 0 | 1 |  | 5 | 18 | 5 | 17
| 3290 | 138 | 5 | 18 | 2 | 0 | 0 | 1 | 0 | 0 | 0 | 0 | 0 | 0 | 0 | 0 | 1 |  | 5 | 18 | 5 | 17
| 3291 | 138 | 5 | 18 | 3 | 0 | 0 | 1 | 0 | 0 | 0 | 0 | 0 | 0 | 0 | 0 | 1 |  | 5 | 18 | 5 | 17
| 3292 | 138 | 5 | 18 | 4 | 0 | 0 | 1 | 0 | 0 | 0 | 0 | 0 | 0 | 0 | 0 | 1 |  | 5 | 18 | 5 | 17
| 3293 | 138 | 5 | 18 | 5 | 0 | 0 | 1 | 0 | 0 | 0 | 0 | 0 | 0 | 0 | 0 | 1 |  | 5 | 18 | 5 | 17
| 3294 | 138 | 5 | 18 | 6 | 0 | 0 | 1 | 0 | 0 | 0 | 0 | 0 | 0 | 0 | 0 | 1 |  | 5 | 18 | 5 | 17
| 3295 | 138 | 5 | 18 | 7 | 0 | 0 | 1 | 0 | 0 | 0 | 0 | 0 | 0 | 0 | 0 | 1 |  | 5 | 18 | 5 | 17
| 3296 | 138 | 5 | 18 | 8 | 0 | 0 | 1 | 0 | 0 | 0 | 0 | 0 | 0 | 0 | 0 | 1 |  | 5 | 18 | 5 | 17
| 3297 | 138 | 5 | 18 | 9 | 0 | 0 | 1 | 0 | 0 | 0 | 0 | 0 | 0 | 0 | 0 | 1 |  | 5 | 18 | 5 | 17
| 3298 | 138 | 5 | 18 | 10 | 0 | 0 | 1 | 0 | 0 | 0 | 0 | 0 | 0 | 0 | 0 | 1 |  | 5 | 18 | 5 | 17
| 3299 | 138 | 5 | 18 | 11 | 0 | 0 | 1 | 0 | 0 | 0 | 0 | 0 | 0 | 0 | 0 | 1 |  | 5 | 18 | 5 | 17
| 3300 | 138 | 5 | 18 | 12 | 0 | 0 | 1 | 0 | 0 | 0 | 0 | 0 | 0 | 0 | 0 | 1 |  | 5 | 18 | 5 | 17
| 3301 | 138 | 5 | 18 | 13 | 0 | 0 | 1 | 0 | 0 | 0 | 0 | 0 | 0 | 0 | 0 | 1 |  | 5 | 18 | 5 | 17
| 3302 | 138 | 5 | 18 | 14 | 0 | 0 | 1 | 0 | 0 | 0 | 0 | 0 | 0 | 0 | 0 | 1 |  | 5 | 18 | 5 | 17
| 3303 | 138 | 5 | 18 | 15 | 0 | 0 | 1 | 0 | 0 | 0 | 0 | 0 | 0 | 0 | 0 | 1 |  | 5 | 18 | 5 | 17
| 3304 | 138 | 5 | 18 | 16 | 0 | 0 | 1 | 0 | 0 | 0 | 0 | 0 | 0 | 0 | 0 | 1 |  | 5 | 18 | 5 | 17
| 3305 | 138 | 5 | 18 | 17 | 0 | 0 | 1 | 0 | 0 | 0 | 0 | 0 | 0 | 0 | 0 | 1 |  | 5 | 18 | 5 | 17
| 3306 | 138 | 5 | 18 | 18 | 0 | 0 | 1 | 0 | 0 | 0 | 0 | 0 | 0 | 0 | 0 | 1 |  | 5 | 18 | 5 | 17
| 3307 | 138 | 5 | 18 | 19 | 0 | 0 | 1 | 0 | 0 | 0 | 0 | 0 | 0 | 0 | 0 | 1 |  | 5 | 18 | 5 | 17
| 3308 | 138 | 5 | 18 | 20 | 0 | 0 | 1 | 0 | 0 | 0 | 0 | 0 | 0 | 0 | 0 | 1 |  | 5 | 18 | 5 | 17
| 3309 | 138 | 5 | 18 | 21 | 0 | 0 | 1 | 0 | 0 | 0 | 0 | 0 | 0 | 0 | 0 | 1 |  | 5 | 18 | 5 | 17
| 3310 | 138 | 5 | 18 | 22 | 0 | 0 | 1 | 0 | 0 | 0 | 0 | 0 | 0 | 0 | 0 | 1 |  | 5 | 18 | 5 | 17
| 3311 | 138 | 5 | 18 | 23 | 0 | 0 | 1 | 0 | 0 | 0 | 0 | 0 | 0 | 0 | 0 | 1 |  | 5 | 18 | 5 | 17
| 3312 | 138 | 5 | 18 | 24 | 0 | 0 | 1 | 0 | 0 | 0 | 0 | 0 | 0 | 0 | 0 | 1 |  | 5 | 18 | 5 | 17
| 3313 | 139 | 5 | 19 | 1 | 0 | 0 | 1 | 0 | 0 | 0 | 0 | 0 | 0 | 0 | 0 | 1 |  | 5 | 19 | 5 | 18
| 3314 | 139 | 5 | 19 | 2 | 0 | 0 | 1 | 0 | 0 | 0 | 0 | 0 | 0 | 0 | 0 | 1 |  | 5 | 19 | 5 | 18
| 3315 | 139 | 5 | 19 | 3 | 0 | 0 | 1 | 0 | 0 | 0 | 0 | 0 | 0 | 0 | 0 | 1 |  | 5 | 19 | 5 | 18
| 3316 | 139 | 5 | 19 | 4 | 0 | 0 | 1 | 0 | 0 | 0 | 0 | 0 | 0 | 0 | 0 | 1 |  | 5 | 19 | 5 | 18
| 3317 | 139 | 5 | 19 | 5 | 0 | 0 | 1 | 0 | 0 | 0 | 0 | 0 | 0 | 0 | 0 | 1 |  | 5 | 19 | 5 | 18
| 3318 | 139 | 5 | 19 | 6 | 0 | 0 | 1 | 0 | 0 | 0 | 0 | 0 | 0 | 0 | 0 | 1 |  | 5 | 19 | 5 | 18
| 3319 | 139 | 5 | 19 | 7 | 0 | 0 | 1 | 0 | 0 | 0 | 0 | 0 | 0 | 0 | 0 | 1 |  | 5 | 19 | 5 | 18
| 3320 | 139 | 5 | 19 | 8 | 0 | 0 | 1 | 0 | 0 | 0 | 0 | 0 | 0 | 0 | 0 | 1 |  | 5 | 19 | 5 | 18
| 3321 | 139 | 5 | 19 | 9 | 0 | 0 | 1 | 0 | 0 | 0 | 0 | 0 | 0 | 0 | 0 | 1 |  | 5 | 19 | 5 | 18
| 3322 | 139 | 5 | 19 | 10 | 0 | 0 | 1 | 0 | 0 | 0 | 0 | 0 | 0 | 0 | 0 | 1 |  | 5 | 19 | 5 | 18
| 3323 | 139 | 5 | 19 | 11 | 0 | 0 | 1 | 0 | 0 | 0 | 0 | 0 | 0 | 0 | 0 | 1 |  | 5 | 19 | 5 | 18
| 3324 | 139 | 5 | 19 | 12 | 0 | 0 | 1 | 0 | 0 | 0 | 0 | 0 | 0 | 0 | 0 | 1 |  | 5 | 19 | 5 | 18
| 3325 | 139 | 5 | 19 | 13 | 0 | 0 | 1 | 0 | 0 | 0 | 0 | 0 | 0 | 0 | 0 | 1 |  | 5 | 19 | 5 | 18
| 3326 | 139 | 5 | 19 | 14 | 0 | 0 | 1 | 0 | 0 | 0 | 0 | 0 | 0 | 0 | 0 | 1 |  | 5 | 19 | 5 | 18
| 3327 | 139 | 5 | 19 | 15 | 0 | 0 | 1 | 0 | 0 | 0 | 0 | 0 | 0 | 0 | 0 | 1 |  | 5 | 19 | 5 | 18
| 3328 | 139 | 5 | 19 | 16 | 0 | 0 | 1 | 0 | 0 | 0 | 0 | 0 | 0 | 0 | 0 | 1 |  | 5 | 19 | 5 | 18
| 3329 | 139 | 5 | 19 | 17 | 0 | 0 | 1 | 0 | 0 | 0 | 0 | 0 | 0 | 0 | 0 | 1 |  | 5 | 19 | 5 | 18
| 3330 | 139 | 5 | 19 | 18 | 0 | 0 | 1 | 0 | 0 | 0 | 0 | 0 | 0 | 0 | 0 | 1 |  | 5 | 19 | 5 | 18
| 3331 | 139 | 5 | 19 | 19 | 0 | 0 | 1 | 0 | 0 | 0 | 0 | 0 | 0 | 0 | 0 | 1 |  | 5 | 19 | 5 | 18
| 3332 | 139 | 5 | 19 | 20 | 0 | 0 | 1 | 0 | 0 | 0 | 0 | 0 | 0 | 0 | 0 | 1 |  | 5 | 19 | 5 | 18
| 3333 | 139 | 5 | 19 | 21 | 0 | 0 | 1 | 0 | 0 | 0 | 0 | 0 | 0 | 0 | 0 | 1 |  | 5 | 19 | 5 | 18
| 3334 | 139 | 5 | 19 | 22 | 0 | 0 | 1 | 0 | 0 | 0 | 0 | 0 | 0 | 0 | 0 | 1 |  | 5 | 19 | 5 | 18
| 3335 | 139 | 5 | 19 | 23 | 0 | 0 | 1 | 0 | 0 | 0 | 0 | 0 | 0 | 0 | 0 | 1 |  | 5 | 19 | 5 | 18
| 3336 | 139 | 5 | 19 | 24 | 0 | 0 | 1 | 0 | 0 | 0 | 0 | 0 | 0 | 0 | 0 | 1 |  | 5 | 19 | 5 | 18
| 3337 | 140 | 5 | 20 | 1 | 0 | 0 | 1 | 0 | 0 | 0 | 0 | 0 | 0 | 0 | 0 | 1 |  | 5 | 20 | 5 | 19
| 3338 | 140 | 5 | 20 | 2 | 0 | 0 | 1 | 0 | 0 | 0 | 0 | 0 | 0 | 0 | 0 | 1 |  | 5 | 20 | 5 | 19
| 3339 | 140 | 5 | 20 | 3 | 0 | 0 | 1 | 0 | 0 | 0 | 0 | 0 | 0 | 0 | 0 | 1 |  | 5 | 20 | 5 | 19
| 3340 | 140 | 5 | 20 | 4 | 0 | 0 | 1 | 0 | 0 | 0 | 0 | 0 | 0 | 0 | 0 | 1 |  | 5 | 20 | 5 | 19
| 3341 | 140 | 5 | 20 | 5 | 0 | 0 | 1 | 0 | 0 | 0 | 0 | 0 | 0 | 0 | 0 | 1 |  | 5 | 20 | 5 | 19
| 3342 | 140 | 5 | 20 | 6 | 0 | 0 | 1 | 0 | 0 | 0 | 0 | 0 | 0 | 0 | 0 | 1 |  | 5 | 20 | 5 | 19
| 3343 | 140 | 5 | 20 | 7 | 0 | 0 | 1 | 0 | 0 | 0 | 0 | 0 | 0 | 0 | 0 | 1 |  | 5 | 20 | 5 | 19
| 3344 | 140 | 5 | 20 | 8 | 0 | 0 | 1 | 0 | 0 | 0 | 0 | 0 | 0 | 0 | 0 | 1 |  | 5 | 20 | 5 | 19
| 3345 | 140 | 5 | 20 | 9 | 0 | 0 | 1 | 0 | 0 | 0 | 0 | 0 | 0 | 0 | 0 | 1 |  | 5 | 20 | 5 | 19
| 3346 | 140 | 5 | 20 | 10 | 0 | 0 | 1 | 0 | 0 | 0 | 0 | 0 | 0 | 0 | 0 | 1 |  | 5 | 20 | 5 | 19
| 3347 | 140 | 5 | 20 | 11 | 0 | 0 | 1 | 0 | 0 | 0 | 0 | 0 | 0 | 0 | 0 | 1 |  | 5 | 20 | 5 | 19
| 3348 | 140 | 5 | 20 | 12 | 0 | 0 | 1 | 0 | 0 | 0 | 0 | 0 | 0 | 0 | 0 | 1 |  | 5 | 20 | 5 | 19
| 3349 | 140 | 5 | 20 | 13 | 0 | 0 | 1 | 0 | 0 | 0 | 0 | 0 | 0 | 0 | 0 | 1 |  | 5 | 20 | 5 | 19
| 3350 | 140 | 5 | 20 | 14 | 0 | 0 | 1 | 0 | 0 | 0 | 0 | 0 | 0 | 0 | 0 | 1 |  | 5 | 20 | 5 | 19
| 3351 | 140 | 5 | 20 | 15 | 0 | 0 | 1 | 0 | 0 | 0 | 0 | 0 | 0 | 0 | 0 | 1 |  | 5 | 20 | 5 | 19
| 3352 | 140 | 5 | 20 | 16 | 0 | 0 | 1 | 0 | 0 | 0 | 0 | 0 | 0 | 0 | 0 | 1 |  | 5 | 20 | 5 | 19
| 3353 | 140 | 5 | 20 | 17 | 0 | 0 | 1 | 0 | 0 | 0 | 0 | 0 | 0 | 0 | 0 | 1 |  | 5 | 20 | 5 | 19
| 3354 | 140 | 5 | 20 | 18 | 0 | 0 | 1 | 0 | 0 | 0 | 0 | 0 | 0 | 0 | 0 | 1 |  | 5 | 20 | 5 | 19
| 3355 | 140 | 5 | 20 | 19 | 0 | 0 | 1 | 0 | 0 | 0 | 0 | 0 | 0 | 0 | 0 | 1 |  | 5 | 20 | 5 | 19
| 3356 | 140 | 5 | 20 | 20 | 0 | 0 | 1 | 0 | 0 | 0 | 0 | 0 | 0 | 0 | 0 | 1 |  | 5 | 20 | 5 | 19
| 3357 | 140 | 5 | 20 | 21 | 0 | 0 | 1 | 0 | 0 | 0 | 0 | 0 | 0 | 0 | 0 | 1 |  | 5 | 20 | 5 | 19
| 3358 | 140 | 5 | 20 | 22 | 0 | 0 | 1 | 0 | 0 | 0 | 0 | 0 | 0 | 0 | 0 | 1 |  | 5 | 20 | 5 | 19
| 3359 | 140 | 5 | 20 | 23 | 0 | 0 | 1 | 0 | 0 | 0 | 0 | 0 | 0 | 0 | 0 | 1 |  | 5 | 20 | 5 | 19
| 3360 | 140 | 5 | 20 | 24 | 0 | 0 | 1 | 0 | 0 | 0 | 0 | 0 | 0 | 0 | 0 | 1 |  | 5 | 20 | 5 | 19
| 3361 | 141 | 5 | 21 | 1 | 0 | 0 | 0 | 0 | 0 | 0 | 0 | 0 | 0 | 0 | 0 | 1 |  | 5 | 21 | 5 | 20
| 3362 | 141 | 5 | 21 | 2 | 0 | 0 | 0 | 0 | 0 | 0 | 0 | 0 | 0 | 0 | 0 | 1 |  | 5 | 21 | 5 | 20
| 3363 | 141 | 5 | 21 | 3 | 0 | 0 | 0 | 0 | 0 | 0 | 0 | 0 | 0 | 0 | 0 | 1 |  | 5 | 21 | 5 | 20
| 3364 | 141 | 5 | 21 | 4 | 0 | 0 | 0 | 0 | 0 | 0 | 0 | 0 | 0 | 0 | 0 | 1 |  | 5 | 21 | 5 | 20
| 3365 | 141 | 5 | 21 | 5 | 0 | 0 | 0 | 0 | 0 | 0 | 0 | 0 | 0 | 0 | 0 | 1 |  | 5 | 21 | 5 | 20
| 3366 | 141 | 5 | 21 | 6 | 0 | 0 | 0 | 0 | 0 | 0 | 0 | 0 | 0 | 0 | 0 | 1 |  | 5 | 21 | 5 | 20
| 3367 | 141 | 5 | 21 | 7 | 0 | 0 | 0 | 0 | 0 | 0 | 0 | 0 | 0 | 0 | 0 | 1 |  | 5 | 21 | 5 | 20
| 3368 | 141 | 5 | 21 | 8 | 0 | 0 | 0 | 0 | 0 | 0 | 0 | 0 | 0 | 0 | 0 | 1 |  | 5 | 21 | 5 | 20
| 3369 | 141 | 5 | 21 | 9 | 0 | 0 | 0 | 0 | 0 | 0 | 0 | 0 | 0 | 0 | 0 | 1 |  | 5 | 21 | 5 | 20
| 3370 | 141 | 5 | 21 | 10 | 0 | 0 | 0 | 0 | 0 | 0 | 0 | 0 | 0 | 0 | 0 | 1 |  | 5 | 21 | 5 | 20
| 3371 | 141 | 5 | 21 | 11 | 0 | 0 | 0 | 0 | 0 | 0 | 0 | 0 | 0 | 0 | 0 | 1 |  | 5 | 21 | 5 | 20
| 3372 | 141 | 5 | 21 | 12 | 0 | 0 | 0 | 0 | 0 | 0 | 0 | 0 | 0 | 0 | 0 | 1 |  | 5 | 21 | 5 | 20
| 3373 | 141 | 5 | 21 | 13 | 0 | 0 | 0 | 0 | 0 | 0 | 0 | 0 | 0 | 0 | 0 | 1 |  | 5 | 21 | 5 | 20
| 3374 | 141 | 5 | 21 | 14 | 0 | 0 | 0 | 0 | 0 | 0 | 0 | 0 | 0 | 0 | 0 | 1 |  | 5 | 21 | 5 | 20
| 3375 | 141 | 5 | 21 | 15 | 0 | 0 | 0 | 0 | 0 | 0 | 0 | 0 | 0 | 0 | 0 | 1 |  | 5 | 21 | 5 | 20
| 3376 | 141 | 5 | 21 | 16 | 0 | 0 | 0 | 0 | 0 | 0 | 0 | 0 | 0 | 0 | 0 | 1 |  | 5 | 21 | 5 | 20
| 3377 | 141 | 5 | 21 | 17 | 0 | 0 | 0 | 0 | 0 | 0 | 0 | 0 | 0 | 0 | 0 | 1 |  | 5 | 21 | 5 | 20
| 3378 | 141 | 5 | 21 | 18 | 0 | 0 | 0 | 0 | 0 | 0 | 0 | 0 | 0 | 0 | 0 | 1 |  | 5 | 21 | 5 | 20
| 3379 | 141 | 5 | 21 | 19 | 0 | 0 | 0 | 0 | 0 | 0 | 0 | 0 | 0 | 0 | 0 | 1 |  | 5 | 21 | 5 | 20
| 3380 | 141 | 5 | 21 | 20 | 0 | 0 | 0 | 0 | 0 | 0 | 0 | 0 | 0 | 0 | 0 | 1 |  | 5 | 21 | 5 | 20
| 3381 | 141 | 5 | 21 | 21 | 0 | 0 | 0 | 0 | 0 | 0 | 0 | 0 | 0 | 0 | 0 | 1 |  | 5 | 21 | 5 | 20
| 3382 | 141 | 5 | 21 | 22 | 0 | 0 | 0 | 0 | 0 | 0 | 0 | 0 | 0 | 0 | 0 | 1 |  | 5 | 21 | 5 | 20
| 3383 | 141 | 5 | 21 | 23 | 0 | 0 | 0 | 0 | 0 | 0 | 0 | 0 | 0 | 0 | 0 | 1 |  | 5 | 21 | 5 | 20
| 3384 | 141 | 5 | 21 | 24 | 0 | 0 | 0 | 0 | 0 | 0 | 0 | 0 | 0 | 0 | 0 | 1 |  | 5 | 21 | 5 | 20
| 3385 | 142 | 5 | 22 | 1 | 0 | 0 | 0 | 0 | 0 | 0 | 0 | 0 | 0 | 0 | 0 | 1 |  | 5 | 22 | 5 | 21
| 3386 | 142 | 5 | 22 | 2 | 0 | 0 | 0 | 0 | 0 | 0 | 0 | 0 | 0 | 0 | 0 | 1 |  | 5 | 22 | 5 | 21
| 3387 | 142 | 5 | 22 | 3 | 0 | 0 | 0 | 0 | 0 | 0 | 0 | 0 | 0 | 0 | 0 | 1 |  | 5 | 22 | 5 | 21
| 3388 | 142 | 5 | 22 | 4 | 0 | 0 | 0 | 0 | 0 | 0 | 0 | 0 | 0 | 0 | 0 | 1 |  | 5 | 22 | 5 | 21
| 3389 | 142 | 5 | 22 | 5 | 0 | 0 | 0 | 0 | 0 | 0 | 0 | 0 | 0 | 0 | 0 | 1 |  | 5 | 22 | 5 | 21
| 3390 | 142 | 5 | 22 | 6 | 0 | 0 | 0 | 0 | 0 | 0 | 0 | 0 | 0 | 0 | 0 | 1 |  | 5 | 22 | 5 | 21
| 3391 | 142 | 5 | 22 | 7 | 0 | 0 | 0 | 0 | 0 | 0 | 0 | 0 | 0 | 0 | 0 | 1 |  | 5 | 22 | 5 | 21
| 3392 | 142 | 5 | 22 | 8 | 0 | 0 | 0 | 0 | 0 | 0 | 0 | 0 | 0 | 0 | 0 | 1 |  | 5 | 22 | 5 | 21
| 3393 | 142 | 5 | 22 | 9 | 0 | 0 | 0 | 0 | 0 | 0 | 0 | 0 | 0 | 0 | 0 | 1 |  | 5 | 22 | 5 | 21
| 3394 | 142 | 5 | 22 | 10 | 0 | 0 | 0 | 0 | 0 | 0 | 0 | 0 | 0 | 0 | 0 | 1 |  | 5 | 22 | 5 | 21
| 3395 | 142 | 5 | 22 | 11 | 0 | 0 | 0 | 0 | 0 | 0 | 0 | 0 | 0 | 0 | 0 | 1 |  | 5 | 22 | 5 | 21
| 3396 | 142 | 5 | 22 | 12 | 0 | 0 | 0 | 0 | 0 | 0 | 0 | 0 | 0 | 0 | 0 | 1 |  | 5 | 22 | 5 | 21
| 3397 | 142 | 5 | 22 | 13 | 0 | 0 | 0 | 0 | 0 | 0 | 0 | 0 | 0 | 0 | 0 | 1 |  | 5 | 22 | 5 | 21
| 3398 | 142 | 5 | 22 | 14 | 0 | 0 | 0 | 0 | 0 | 0 | 0 | 0 | 0 | 0 | 0 | 1 |  | 5 | 22 | 5 | 21
| 3399 | 142 | 5 | 22 | 15 | 0 | 0 | 0 | 0 | 0 | 0 | 0 | 0 | 0 | 0 | 0 | 1 |  | 5 | 22 | 5 | 21
| 3400 | 142 | 5 | 22 | 16 | 0 | 0 | 0 | 0 | 0 | 0 | 0 | 0 | 0 | 0 | 0 | 1 |  | 5 | 22 | 5 | 21
| 3401 | 142 | 5 | 22 | 17 | 0 | 0 | 0 | 0 | 0 | 0 | 0 | 0 | 0 | 0 | 0 | 1 |  | 5 | 22 | 5 | 21
| 3402 | 142 | 5 | 22 | 18 | 0 | 0 | 0 | 0 | 0 | 0 | 0 | 0 | 0 | 0 | 0 | 1 |  | 5 | 22 | 5 | 21
| 3403 | 142 | 5 | 22 | 19 | 0 | 0 | 0 | 0 | 0 | 0 | 0 | 0 | 0 | 0 | 0 | 1 |  | 5 | 22 | 5 | 21
| 3404 | 142 | 5 | 22 | 20 | 0 | 0 | 0 | 0 | 0 | 0 | 0 | 0 | 0 | 0 | 0 | 1 |  | 5 | 22 | 5 | 21
| 3405 | 142 | 5 | 22 | 21 | 0 | 0 | 0 | 0 | 0 | 0 | 0 | 0 | 0 | 0 | 0 | 1 |  | 5 | 22 | 5 | 21
| 3406 | 142 | 5 | 22 | 22 | 0 | 0 | 0 | 0 | 0 | 0 | 0 | 0 | 0 | 0 | 0 | 1 |  | 5 | 22 | 5 | 21
| 3407 | 142 | 5 | 22 | 23 | 0 | 0 | 0 | 0 | 0 | 0 | 0 | 0 | 0 | 0 | 0 | 1 |  | 5 | 22 | 5 | 21
| 3408 | 142 | 5 | 22 | 24 | 0 | 0 | 0 | 0 | 0 | 0 | 0 | 0 | 0 | 0 | 0 | 1 |  | 5 | 22 | 5 | 21
| 3409 | 143 | 5 | 23 | 1 | 1 | 0 | 0 | 0 | 0 | 0 | 0 | 0 | 0 | 0 | 0 | 1 |  | 5 | 23 | 5 | 22
| 3410 | 143 | 5 | 23 | 2 | 1 | 0 | 0 | 0 | 0 | 0 | 0 | 0 | 0 | 0 | 0 | 1 |  | 5 | 23 | 5 | 22
| 3411 | 143 | 5 | 23 | 3 | 1 | 0 | 0 | 0 | 0 | 0 | 0 | 0 | 0 | 0 | 0 | 1 |  | 5 | 23 | 5 | 22
| 3412 | 143 | 5 | 23 | 4 | 1 | 0 | 0 | 0 | 0 | 0 | 0 | 0 | 0 | 0 | 0 | 1 |  | 5 | 23 | 5 | 22
| 3413 | 143 | 5 | 23 | 5 | 1 | 0 | 0 | 0 | 0 | 0 | 0 | 0 | 0 | 0 | 0 | 1 |  | 5 | 23 | 5 | 22
| 3414 | 143 | 5 | 23 | 6 | 1 | 0 | 0 | 0 | 0 | 0 | 0 | 0 | 0 | 0 | 0 | 1 |  | 5 | 23 | 5 | 22
| 3415 | 143 | 5 | 23 | 7 | 1 | 0 | 0 | 0 | 0 | 0 | 0 | 0 | 0 | 0 | 0 | 1 |  | 5 | 23 | 5 | 22
| 3416 | 143 | 5 | 23 | 8 | 1 | 0 | 0 | 0 | 0 | 0 | 0 | 0 | 0 | 0 | 0 | 1 |  | 5 | 23 | 5 | 22
| 3417 | 143 | 5 | 23 | 9 | 1 | 0 | 0 | 0 | 0 | 0 | 0 | 0 | 0 | 0 | 0 | 1 |  | 5 | 23 | 5 | 22
| 3418 | 143 | 5 | 23 | 10 | 1 | 0 | 0 | 0 | 0 | 0 | 0 | 0 | 0 | 0 | 0 | 1 |  | 5 | 23 | 5 | 22
| 3419 | 143 | 5 | 23 | 11 | 1 | 0 | 0 | 0 | 0 | 0 | 0 | 0 | 0 | 0 | 0 | 1 |  | 5 | 23 | 5 | 22
| 3420 | 143 | 5 | 23 | 12 | 1 | 0 | 0 | 0 | 0 | 0 | 0 | 0 | 0 | 0 | 0 | 1 |  | 5 | 23 | 5 | 22
| 3421 | 143 | 5 | 23 | 13 | 1 | 0 | 0 | 0 | 0 | 0 | 0 | 0 | 0 | 0 | 0 | 1 |  | 5 | 23 | 5 | 22
| 3422 | 143 | 5 | 23 | 14 | 1 | 0 | 0 | 0 | 0 | 0 | 0 | 0 | 0 | 0 | 0 | 1 |  | 5 | 23 | 5 | 22
| 3423 | 143 | 5 | 23 | 15 | 1 | 0 | 0 | 0 | 0 | 0 | 0 | 0 | 0 | 0 | 0 | 1 |  | 5 | 23 | 5 | 22
| 3424 | 143 | 5 | 23 | 16 | 1 | 0 | 0 | 0 | 0 | 0 | 0 | 0 | 0 | 0 | 0 | 1 |  | 5 | 23 | 5 | 22
| 3425 | 143 | 5 | 23 | 17 | 1 | 0 | 0 | 0 | 0 | 0 | 0 | 0 | 0 | 0 | 0 | 1 |  | 5 | 23 | 5 | 22
| 3426 | 143 | 5 | 23 | 18 | 1 | 0 | 0 | 0 | 0 | 0 | 0 | 0 | 0 | 0 | 0 | 1 |  | 5 | 23 | 5 | 22
| 3427 | 143 | 5 | 23 | 19 | 1 | 0 | 0 | 0 | 0 | 0 | 0 | 0 | 0 | 0 | 0 | 1 |  | 5 | 23 | 5 | 22
| 3428 | 143 | 5 | 23 | 20 | 1 | 0 | 0 | 0 | 0 | 0 | 0 | 0 | 0 | 0 | 0 | 1 |  | 5 | 23 | 5 | 22
| 3429 | 143 | 5 | 23 | 21 | 1 | 0 | 0 | 0 | 0 | 0 | 0 | 0 | 0 | 0 | 0 | 1 |  | 5 | 23 | 5 | 22
| 3430 | 143 | 5 | 23 | 22 | 1 | 0 | 0 | 0 | 0 | 0 | 0 | 0 | 0 | 0 | 0 | 1 |  | 5 | 23 | 5 | 22
| 3431 | 143 | 5 | 23 | 23 | 1 | 0 | 0 | 0 | 0 | 0 | 0 | 0 | 0 | 0 | 0 | 1 |  | 5 | 23 | 5 | 22
| 3432 | 143 | 5 | 23 | 24 | 1 | 0 | 0 | 0 | 0 | 0 | 0 | 0 | 0 | 0 | 0 | 1 |  | 5 | 23 | 5 | 22
| 3433 | 144 | 5 | 24 | 1 | 0 | 0 | 1 | 0 | 0 | 0 | 0 | 0 | 0 | 0 | 0 | 1 |  | 5 | 24 | 5 | 23
| 3434 | 144 | 5 | 24 | 2 | 0 | 0 | 1 | 0 | 0 | 0 | 0 | 0 | 0 | 0 | 0 | 1 |  | 5 | 24 | 5 | 23
| 3435 | 144 | 5 | 24 | 3 | 0 | 0 | 1 | 0 | 0 | 0 | 0 | 0 | 0 | 0 | 0 | 1 |  | 5 | 24 | 5 | 23
| 3436 | 144 | 5 | 24 | 4 | 0 | 0 | 1 | 0 | 0 | 0 | 0 | 0 | 0 | 0 | 0 | 1 |  | 5 | 24 | 5 | 23
| 3437 | 144 | 5 | 24 | 5 | 0 | 0 | 1 | 0 | 0 | 0 | 0 | 0 | 0 | 0 | 0 | 1 |  | 5 | 24 | 5 | 23
| 3438 | 144 | 5 | 24 | 6 | 0 | 0 | 1 | 0 | 0 | 0 | 0 | 0 | 0 | 0 | 0 | 1 |  | 5 | 24 | 5 | 23
| 3439 | 144 | 5 | 24 | 7 | 0 | 0 | 1 | 0 | 0 | 0 | 0 | 0 | 0 | 0 | 0 | 1 |  | 5 | 24 | 5 | 23
| 3440 | 144 | 5 | 24 | 8 | 0 | 0 | 1 | 0 | 0 | 0 | 0 | 0 | 0 | 0 | 0 | 1 |  | 5 | 24 | 5 | 23
| 3441 | 144 | 5 | 24 | 9 | 0 | 0 | 1 | 0 | 0 | 0 | 0 | 0 | 0 | 0 | 0 | 1 |  | 5 | 24 | 5 | 23
| 3442 | 144 | 5 | 24 | 10 | 0 | 0 | 1 | 0 | 0 | 0 | 0 | 0 | 0 | 0 | 0 | 1 |  | 5 | 24 | 5 | 23
| 3443 | 144 | 5 | 24 | 11 | 0 | 0 | 1 | 0 | 0 | 0 | 0 | 0 | 0 | 0 | 0 | 1 |  | 5 | 24 | 5 | 23
| 3444 | 144 | 5 | 24 | 12 | 0 | 0 | 1 | 0 | 0 | 0 | 0 | 0 | 0 | 0 | 0 | 1 |  | 5 | 24 | 5 | 23
| 3445 | 144 | 5 | 24 | 13 | 0 | 0 | 1 | 0 | 0 | 0 | 0 | 0 | 0 | 0 | 0 | 1 |  | 5 | 24 | 5 | 23
| 3446 | 144 | 5 | 24 | 14 | 0 | 0 | 1 | 0 | 0 | 0 | 0 | 0 | 0 | 0 | 0 | 1 |  | 5 | 24 | 5 | 23
| 3447 | 144 | 5 | 24 | 15 | 0 | 0 | 1 | 0 | 0 | 0 | 0 | 0 | 0 | 0 | 0 | 1 |  | 5 | 24 | 5 | 23
| 3448 | 144 | 5 | 24 | 16 | 0 | 0 | 1 | 0 | 0 | 0 | 0 | 0 | 0 | 0 | 0 | 1 |  | 5 | 24 | 5 | 23
| 3449 | 144 | 5 | 24 | 17 | 0 | 0 | 1 | 0 | 0 | 0 | 0 | 0 | 0 | 0 | 0 | 1 |  | 5 | 24 | 5 | 23
| 3450 | 144 | 5 | 24 | 18 | 0 | 0 | 1 | 0 | 0 | 0 | 0 | 0 | 0 | 0 | 0 | 1 |  | 5 | 24 | 5 | 23
| 3451 | 144 | 5 | 24 | 19 | 0 | 0 | 1 | 0 | 0 | 0 | 0 | 0 | 0 | 0 | 0 | 1 |  | 5 | 24 | 5 | 23
| 3452 | 144 | 5 | 24 | 20 | 0 | 0 | 1 | 0 | 0 | 0 | 0 | 0 | 0 | 0 | 0 | 1 |  | 5 | 24 | 5 | 23
| 3453 | 144 | 5 | 24 | 21 | 0 | 0 | 1 | 0 | 0 | 0 | 0 | 0 | 0 | 0 | 0 | 1 |  | 5 | 24 | 5 | 23
| 3454 | 144 | 5 | 24 | 22 | 0 | 0 | 1 | 0 | 0 | 0 | 0 | 0 | 0 | 0 | 0 | 1 |  | 5 | 24 | 5 | 23
| 3455 | 144 | 5 | 24 | 23 | 0 | 0 | 1 | 0 | 0 | 0 | 0 | 0 | 0 | 0 | 0 | 1 |  | 5 | 24 | 5 | 23
| 3456 | 144 | 5 | 24 | 24 | 0 | 0 | 1 | 0 | 0 | 0 | 0 | 0 | 0 | 0 | 0 | 1 |  | 5 | 24 | 5 | 23
| 3457 | 145 | 5 | 25 | 1 | 0 | 0 | 1 | 0 | 0 | 0 | 0 | 0 | 0 | 0 | 0 | 1 |  | 5 | 25 | 5 | 24
| 3458 | 145 | 5 | 25 | 2 | 0 | 0 | 1 | 0 | 0 | 0 | 0 | 0 | 0 | 0 | 0 | 1 |  | 5 | 25 | 5 | 24
| 3459 | 145 | 5 | 25 | 3 | 0 | 0 | 1 | 0 | 0 | 0 | 0 | 0 | 0 | 0 | 0 | 1 |  | 5 | 25 | 5 | 24
| 3460 | 145 | 5 | 25 | 4 | 0 | 0 | 1 | 0 | 0 | 0 | 0 | 0 | 0 | 0 | 0 | 1 |  | 5 | 25 | 5 | 24
| 3461 | 145 | 5 | 25 | 5 | 0 | 0 | 1 | 0 | 0 | 0 | 0 | 0 | 0 | 0 | 0 | 1 |  | 5 | 25 | 5 | 24
| 3462 | 145 | 5 | 25 | 6 | 0 | 0 | 1 | 0 | 0 | 0 | 0 | 0 | 0 | 0 | 0 | 1 |  | 5 | 25 | 5 | 24
| 3463 | 145 | 5 | 25 | 7 | 0 | 0 | 1 | 0 | 0 | 0 | 0 | 0 | 0 | 0 | 0 | 1 |  | 5 | 25 | 5 | 24
| 3464 | 145 | 5 | 25 | 8 | 0 | 0 | 1 | 0 | 0 | 0 | 0 | 0 | 0 | 0 | 0 | 1 |  | 5 | 25 | 5 | 24
| 3465 | 145 | 5 | 25 | 9 | 0 | 0 | 1 | 0 | 0 | 0 | 0 | 0 | 0 | 0 | 0 | 1 |  | 5 | 25 | 5 | 24
| 3466 | 145 | 5 | 25 | 10 | 0 | 0 | 1 | 0 | 0 | 0 | 0 | 0 | 0 | 0 | 0 | 1 |  | 5 | 25 | 5 | 24
| 3467 | 145 | 5 | 25 | 11 | 0 | 0 | 1 | 0 | 0 | 0 | 0 | 0 | 0 | 0 | 0 | 1 |  | 5 | 25 | 5 | 24
| 3468 | 145 | 5 | 25 | 12 | 0 | 0 | 1 | 0 | 0 | 0 | 0 | 0 | 0 | 0 | 0 | 1 |  | 5 | 25 | 5 | 24
| 3469 | 145 | 5 | 25 | 13 | 0 | 0 | 1 | 0 | 0 | 0 | 0 | 0 | 0 | 0 | 0 | 1 |  | 5 | 25 | 5 | 24
| 3470 | 145 | 5 | 25 | 14 | 0 | 0 | 1 | 0 | 0 | 0 | 0 | 0 | 0 | 0 | 0 | 1 |  | 5 | 25 | 5 | 24
| 3471 | 145 | 5 | 25 | 15 | 0 | 0 | 1 | 0 | 0 | 0 | 0 | 0 | 0 | 0 | 0 | 1 |  | 5 | 25 | 5 | 24
| 3472 | 145 | 5 | 25 | 16 | 0 | 0 | 1 | 0 | 0 | 0 | 0 | 0 | 0 | 0 | 0 | 1 |  | 5 | 25 | 5 | 24
| 3473 | 145 | 5 | 25 | 17 | 0 | 0 | 1 | 0 | 0 | 0 | 0 | 0 | 0 | 0 | 0 | 1 |  | 5 | 25 | 5 | 24
| 3474 | 145 | 5 | 25 | 18 | 0 | 0 | 1 | 0 | 0 | 0 | 0 | 0 | 0 | 0 | 0 | 1 |  | 5 | 25 | 5 | 24
| 3475 | 145 | 5 | 25 | 19 | 0 | 0 | 1 | 0 | 0 | 0 | 0 | 0 | 0 | 0 | 0 | 1 |  | 5 | 25 | 5 | 24
| 3476 | 145 | 5 | 25 | 20 | 0 | 0 | 1 | 0 | 0 | 0 | 0 | 0 | 0 | 0 | 0 | 1 |  | 5 | 25 | 5 | 24
| 3477 | 145 | 5 | 25 | 21 | 0 | 0 | 1 | 0 | 0 | 0 | 0 | 0 | 0 | 0 | 0 | 1 |  | 5 | 25 | 5 | 24
| 3478 | 145 | 5 | 25 | 22 | 0 | 0 | 1 | 0 | 0 | 0 | 0 | 0 | 0 | 0 | 0 | 1 |  | 5 | 25 | 5 | 24
| 3479 | 145 | 5 | 25 | 23 | 0 | 0 | 1 | 0 | 0 | 0 | 0 | 0 | 0 | 0 | 0 | 1 |  | 5 | 25 | 5 | 24
| 3480 | 145 | 5 | 25 | 24 | 0 | 0 | 1 | 0 | 0 | 0 | 0 | 0 | 0 | 0 | 0 | 1 |  | 5 | 25 | 5 | 24
| 3481 | 146 | 5 | 26 | 1 | 0 | 0 | 1 | 0 | 0 | 0 | 0 | 0 | 0 | 0 | 0 | 1 |  | 5 | 26 | 5 | 25
| 3482 | 146 | 5 | 26 | 2 | 0 | 0 | 1 | 0 | 0 | 0 | 0 | 0 | 0 | 0 | 0 | 1 |  | 5 | 26 | 5 | 25
| 3483 | 146 | 5 | 26 | 3 | 0 | 0 | 1 | 0 | 0 | 0 | 0 | 0 | 0 | 0 | 0 | 1 |  | 5 | 26 | 5 | 25
| 3484 | 146 | 5 | 26 | 4 | 0 | 0 | 1 | 0 | 0 | 0 | 0 | 0 | 0 | 0 | 0 | 1 |  | 5 | 26 | 5 | 25
| 3485 | 146 | 5 | 26 | 5 | 0 | 0 | 1 | 0 | 0 | 0 | 0 | 0 | 0 | 0 | 0 | 1 |  | 5 | 26 | 5 | 25
| 3486 | 146 | 5 | 26 | 6 | 0 | 0 | 1 | 0 | 0 | 0 | 0 | 0 | 0 | 0 | 0 | 1 |  | 5 | 26 | 5 | 25
| 3487 | 146 | 5 | 26 | 7 | 0 | 0 | 1 | 0 | 0 | 0 | 0 | 0 | 0 | 0 | 0 | 1 |  | 5 | 26 | 5 | 25
| 3488 | 146 | 5 | 26 | 8 | 0 | 0 | 1 | 0 | 0 | 0 | 0 | 0 | 0 | 0 | 0 | 1 |  | 5 | 26 | 5 | 25
| 3489 | 146 | 5 | 26 | 9 | 0 | 0 | 1 | 0 | 0 | 0 | 0 | 0 | 0 | 0 | 0 | 1 |  | 5 | 26 | 5 | 25
| 3490 | 146 | 5 | 26 | 10 | 0 | 0 | 1 | 0 | 0 | 0 | 0 | 0 | 0 | 0 | 0 | 1 |  | 5 | 26 | 5 | 25
| 3491 | 146 | 5 | 26 | 11 | 0 | 0 | 1 | 0 | 0 | 0 | 0 | 0 | 0 | 0 | 0 | 1 |  | 5 | 26 | 5 | 25
| 3492 | 146 | 5 | 26 | 12 | 0 | 0 | 1 | 0 | 0 | 0 | 0 | 0 | 0 | 0 | 0 | 1 |  | 5 | 26 | 5 | 25
| 3493 | 146 | 5 | 26 | 13 | 0 | 0 | 1 | 0 | 0 | 0 | 0 | 0 | 0 | 0 | 0 | 1 |  | 5 | 26 | 5 | 25
| 3494 | 146 | 5 | 26 | 14 | 0 | 0 | 1 | 0 | 0 | 0 | 0 | 0 | 0 | 0 | 0 | 1 |  | 5 | 26 | 5 | 25
| 3495 | 146 | 5 | 26 | 15 | 0 | 0 | 1 | 0 | 0 | 0 | 0 | 0 | 0 | 0 | 0 | 1 |  | 5 | 26 | 5 | 25
| 3496 | 146 | 5 | 26 | 16 | 0 | 0 | 1 | 0 | 0 | 0 | 0 | 0 | 0 | 0 | 0 | 1 |  | 5 | 26 | 5 | 25
| 3497 | 146 | 5 | 26 | 17 | 0 | 0 | 1 | 0 | 0 | 0 | 0 | 0 | 0 | 0 | 0 | 1 |  | 5 | 26 | 5 | 25
| 3498 | 146 | 5 | 26 | 18 | 0 | 0 | 1 | 0 | 0 | 0 | 0 | 0 | 0 | 0 | 0 | 1 |  | 5 | 26 | 5 | 25
| 3499 | 146 | 5 | 26 | 19 | 0 | 0 | 1 | 0 | 0 | 0 | 0 | 0 | 0 | 0 | 0 | 1 |  | 5 | 26 | 5 | 25
| 3500 | 146 | 5 | 26 | 20 | 0 | 0 | 1 | 0 | 0 | 0 | 0 | 0 | 0 | 0 | 0 | 1 |  | 5 | 26 | 5 | 25
| 3501 | 146 | 5 | 26 | 21 | 0 | 0 | 1 | 0 | 0 | 0 | 0 | 0 | 0 | 0 | 0 | 1 |  | 5 | 26 | 5 | 25
| 3502 | 146 | 5 | 26 | 22 | 0 | 0 | 1 | 0 | 0 | 0 | 0 | 0 | 0 | 0 | 0 | 1 |  | 5 | 26 | 5 | 25
| 3503 | 146 | 5 | 26 | 23 | 0 | 0 | 1 | 0 | 0 | 0 | 0 | 0 | 0 | 0 | 0 | 1 |  | 5 | 26 | 5 | 25
| 3504 | 146 | 5 | 26 | 24 | 0 | 0 | 1 | 0 | 0 | 0 | 0 | 0 | 0 | 0 | 0 | 1 |  | 5 | 26 | 5 | 25
| 3505 | 147 | 5 | 27 | 1 | 0 | 0 | 1 | 0 | 0 | 0 | 0 | 0 | 0 | 0 | 0 | 1 |  | 5 | 27 | 5 | 26
| 3506 | 147 | 5 | 27 | 2 | 0 | 0 | 1 | 0 | 0 | 0 | 0 | 0 | 0 | 0 | 0 | 1 |  | 5 | 27 | 5 | 26
| 3507 | 147 | 5 | 27 | 3 | 0 | 0 | 1 | 0 | 0 | 0 | 0 | 0 | 0 | 0 | 0 | 1 |  | 5 | 27 | 5 | 26
| 3508 | 147 | 5 | 27 | 4 | 0 | 0 | 1 | 0 | 0 | 0 | 0 | 0 | 0 | 0 | 0 | 1 |  | 5 | 27 | 5 | 26
| 3509 | 147 | 5 | 27 | 5 | 0 | 0 | 1 | 0 | 0 | 0 | 0 | 0 | 0 | 0 | 0 | 1 |  | 5 | 27 | 5 | 26
| 3510 | 147 | 5 | 27 | 6 | 0 | 0 | 1 | 0 | 0 | 0 | 0 | 0 | 0 | 0 | 0 | 1 |  | 5 | 27 | 5 | 26
| 3511 | 147 | 5 | 27 | 7 | 0 | 0 | 1 | 0 | 0 | 0 | 0 | 0 | 0 | 0 | 0 | 1 |  | 5 | 27 | 5 | 26
| 3512 | 147 | 5 | 27 | 8 | 0 | 0 | 1 | 0 | 0 | 0 | 0 | 0 | 0 | 0 | 0 | 1 |  | 5 | 27 | 5 | 26
| 3513 | 147 | 5 | 27 | 9 | 0 | 0 | 1 | 0 | 0 | 0 | 0 | 0 | 0 | 0 | 0 | 1 |  | 5 | 27 | 5 | 26
| 3514 | 147 | 5 | 27 | 10 | 0 | 0 | 1 | 0 | 0 | 0 | 0 | 0 | 0 | 0 | 0 | 1 |  | 5 | 27 | 5 | 26
| 3515 | 147 | 5 | 27 | 11 | 0 | 0 | 1 | 0 | 0 | 0 | 0 | 0 | 0 | 0 | 0 | 1 |  | 5 | 27 | 5 | 26
| 3516 | 147 | 5 | 27 | 12 | 0 | 0 | 1 | 0 | 0 | 0 | 0 | 0 | 0 | 0 | 0 | 1 |  | 5 | 27 | 5 | 26
| 3517 | 147 | 5 | 27 | 13 | 0 | 0 | 1 | 0 | 0 | 0 | 0 | 0 | 0 | 0 | 0 | 1 |  | 5 | 27 | 5 | 26
| 3518 | 147 | 5 | 27 | 14 | 0 | 0 | 1 | 0 | 0 | 0 | 0 | 0 | 0 | 0 | 0 | 1 |  | 5 | 27 | 5 | 26
| 3519 | 147 | 5 | 27 | 15 | 0 | 0 | 1 | 0 | 0 | 0 | 0 | 0 | 0 | 0 | 0 | 1 |  | 5 | 27 | 5 | 26
| 3520 | 147 | 5 | 27 | 16 | 0 | 0 | 1 | 0 | 0 | 0 | 0 | 0 | 0 | 0 | 0 | 1 |  | 5 | 27 | 5 | 26
| 3521 | 147 | 5 | 27 | 17 | 0 | 0 | 1 | 0 | 0 | 0 | 0 | 0 | 0 | 0 | 0 | 1 |  | 5 | 27 | 5 | 26
| 3522 | 147 | 5 | 27 | 18 | 0 | 0 | 1 | 0 | 0 | 0 | 0 | 0 | 0 | 0 | 0 | 1 |  | 5 | 27 | 5 | 26
| 3523 | 147 | 5 | 27 | 19 | 0 | 0 | 1 | 0 | 0 | 0 | 0 | 0 | 0 | 0 | 0 | 1 |  | 5 | 27 | 5 | 26
| 3524 | 147 | 5 | 27 | 20 | 0 | 0 | 1 | 0 | 0 | 0 | 0 | 0 | 0 | 0 | 0 | 1 |  | 5 | 27 | 5 | 26
| 3525 | 147 | 5 | 27 | 21 | 0 | 0 | 1 | 0 | 0 | 0 | 0 | 0 | 0 | 0 | 0 | 1 |  | 5 | 27 | 5 | 26
| 3526 | 147 | 5 | 27 | 22 | 0 | 0 | 1 | 0 | 0 | 0 | 0 | 0 | 0 | 0 | 0 | 1 |  | 5 | 27 | 5 | 26
| 3527 | 147 | 5 | 27 | 23 | 0 | 0 | 1 | 0 | 0 | 0 | 0 | 0 | 0 | 0 | 0 | 1 |  | 5 | 27 | 5 | 26
| 3528 | 147 | 5 | 27 | 24 | 0 | 0 | 1 | 0 | 0 | 0 | 0 | 0 | 0 | 0 | 0 | 1 |  | 5 | 27 | 5 | 26
| 3529 | 148 | 5 | 28 | 1 | 0 | 0 | 0 | 0 | 0 | 0 | 0 | 0 | 0 | 0 | 0 | 1 |  | 5 | 28 | 5 | 27
| 3530 | 148 | 5 | 28 | 2 | 0 | 0 | 0 | 0 | 0 | 0 | 0 | 0 | 0 | 0 | 0 | 1 |  | 5 | 28 | 5 | 27
| 3531 | 148 | 5 | 28 | 3 | 0 | 0 | 0 | 0 | 0 | 0 | 0 | 0 | 0 | 0 | 0 | 1 |  | 5 | 28 | 5 | 27
| 3532 | 148 | 5 | 28 | 4 | 0 | 0 | 0 | 0 | 0 | 0 | 0 | 0 | 0 | 0 | 0 | 1 |  | 5 | 28 | 5 | 27
| 3533 | 148 | 5 | 28 | 5 | 0 | 0 | 0 | 0 | 0 | 0 | 0 | 0 | 0 | 0 | 0 | 1 |  | 5 | 28 | 5 | 27
| 3534 | 148 | 5 | 28 | 6 | 0 | 0 | 0 | 0 | 0 | 0 | 0 | 0 | 0 | 0 | 0 | 1 |  | 5 | 28 | 5 | 27
| 3535 | 148 | 5 | 28 | 7 | 0 | 0 | 0 | 0 | 0 | 0 | 0 | 0 | 0 | 0 | 0 | 1 |  | 5 | 28 | 5 | 27
| 3536 | 148 | 5 | 28 | 8 | 0 | 0 | 0 | 0 | 0 | 0 | 0 | 0 | 0 | 0 | 0 | 1 |  | 5 | 28 | 5 | 27
| 3537 | 148 | 5 | 28 | 9 | 0 | 0 | 0 | 0 | 0 | 0 | 0 | 0 | 0 | 0 | 0 | 1 |  | 5 | 28 | 5 | 27
| 3538 | 148 | 5 | 28 | 10 | 0 | 0 | 0 | 0 | 0 | 0 | 0 | 0 | 0 | 0 | 0 | 1 |  | 5 | 28 | 5 | 27
| 3539 | 148 | 5 | 28 | 11 | 0 | 0 | 0 | 0 | 0 | 0 | 0 | 0 | 0 | 0 | 0 | 1 |  | 5 | 28 | 5 | 27
| 3540 | 148 | 5 | 28 | 12 | 0 | 0 | 0 | 0 | 0 | 0 | 0 | 0 | 0 | 0 | 0 | 1 |  | 5 | 28 | 5 | 27
| 3541 | 148 | 5 | 28 | 13 | 0 | 0 | 0 | 0 | 0 | 0 | 0 | 0 | 0 | 0 | 0 | 1 |  | 5 | 28 | 5 | 27
| 3542 | 148 | 5 | 28 | 14 | 0 | 0 | 0 | 0 | 0 | 0 | 0 | 0 | 0 | 0 | 0 | 1 |  | 5 | 28 | 5 | 27
| 3543 | 148 | 5 | 28 | 15 | 0 | 0 | 0 | 0 | 0 | 0 | 0 | 0 | 0 | 0 | 0 | 1 |  | 5 | 28 | 5 | 27
| 3544 | 148 | 5 | 28 | 16 | 0 | 0 | 0 | 0 | 0 | 0 | 0 | 0 | 0 | 0 | 0 | 1 |  | 5 | 28 | 5 | 27
| 3545 | 148 | 5 | 28 | 17 | 0 | 0 | 0 | 0 | 0 | 0 | 0 | 0 | 0 | 0 | 0 | 1 |  | 5 | 28 | 5 | 27
| 3546 | 148 | 5 | 28 | 18 | 0 | 0 | 0 | 0 | 0 | 0 | 0 | 0 | 0 | 0 | 0 | 1 |  | 5 | 28 | 5 | 27
| 3547 | 148 | 5 | 28 | 19 | 0 | 0 | 0 | 0 | 0 | 0 | 0 | 0 | 0 | 0 | 0 | 1 |  | 5 | 28 | 5 | 27
| 3548 | 148 | 5 | 28 | 20 | 0 | 0 | 0 | 0 | 0 | 0 | 0 | 0 | 0 | 0 | 0 | 1 |  | 5 | 28 | 5 | 27
| 3549 | 148 | 5 | 28 | 21 | 0 | 0 | 0 | 0 | 0 | 0 | 0 | 0 | 0 | 0 | 0 | 1 |  | 5 | 28 | 5 | 27
| 3550 | 148 | 5 | 28 | 22 | 0 | 0 | 0 | 0 | 0 | 0 | 0 | 0 | 0 | 0 | 0 | 1 |  | 5 | 28 | 5 | 27
| 3551 | 148 | 5 | 28 | 23 | 0 | 0 | 0 | 0 | 0 | 0 | 0 | 0 | 0 | 0 | 0 | 1 |  | 5 | 28 | 5 | 27
| 3552 | 148 | 5 | 28 | 24 | 0 | 0 | 0 | 0 | 0 | 0 | 0 | 0 | 0 | 0 | 0 | 1 |  | 5 | 28 | 5 | 27
| 3553 | 149 | 5 | 29 | 1 | 0 | 0 | 0 | 0 | 0 | 0 | 0 | 0 | 0 | 0 | 0 | 1 |  | 5 | 29 | 5 | 28
| 3554 | 149 | 5 | 29 | 2 | 0 | 0 | 0 | 0 | 0 | 0 | 0 | 0 | 0 | 0 | 0 | 1 |  | 5 | 29 | 5 | 28
| 3555 | 149 | 5 | 29 | 3 | 0 | 0 | 0 | 0 | 0 | 0 | 0 | 0 | 0 | 0 | 0 | 1 |  | 5 | 29 | 5 | 28
| 3556 | 149 | 5 | 29 | 4 | 0 | 0 | 0 | 0 | 0 | 0 | 0 | 0 | 0 | 0 | 0 | 1 |  | 5 | 29 | 5 | 28
| 3557 | 149 | 5 | 29 | 5 | 0 | 0 | 0 | 0 | 0 | 0 | 0 | 0 | 0 | 0 | 0 | 1 |  | 5 | 29 | 5 | 28
| 3558 | 149 | 5 | 29 | 6 | 0 | 0 | 0 | 0 | 0 | 0 | 0 | 0 | 0 | 0 | 0 | 1 |  | 5 | 29 | 5 | 28
| 3559 | 149 | 5 | 29 | 7 | 0 | 0 | 0 | 0 | 0 | 0 | 0 | 0 | 0 | 0 | 0 | 1 |  | 5 | 29 | 5 | 28
| 3560 | 149 | 5 | 29 | 8 | 0 | 0 | 0 | 0 | 0 | 0 | 0 | 0 | 0 | 0 | 0 | 1 |  | 5 | 29 | 5 | 28
| 3561 | 149 | 5 | 29 | 9 | 0 | 0 | 0 | 0 | 0 | 0 | 0 | 0 | 0 | 0 | 0 | 1 |  | 5 | 29 | 5 | 28
| 3562 | 149 | 5 | 29 | 10 | 0 | 0 | 0 | 0 | 0 | 0 | 0 | 0 | 0 | 0 | 0 | 1 |  | 5 | 29 | 5 | 28
| 3563 | 149 | 5 | 29 | 11 | 0 | 0 | 0 | 0 | 0 | 0 | 0 | 0 | 0 | 0 | 0 | 1 |  | 5 | 29 | 5 | 28
| 3564 | 149 | 5 | 29 | 12 | 0 | 0 | 0 | 0 | 0 | 0 | 0 | 0 | 0 | 0 | 0 | 1 |  | 5 | 29 | 5 | 28
| 3565 | 149 | 5 | 29 | 13 | 0 | 0 | 0 | 0 | 0 | 0 | 0 | 0 | 0 | 0 | 0 | 1 |  | 5 | 29 | 5 | 28
| 3566 | 149 | 5 | 29 | 14 | 0 | 0 | 0 | 0 | 0 | 0 | 0 | 0 | 0 | 0 | 0 | 1 |  | 5 | 29 | 5 | 28
| 3567 | 149 | 5 | 29 | 15 | 0 | 0 | 0 | 0 | 0 | 0 | 0 | 0 | 0 | 0 | 0 | 1 |  | 5 | 29 | 5 | 28
| 3568 | 149 | 5 | 29 | 16 | 0 | 0 | 0 | 0 | 0 | 0 | 0 | 0 | 0 | 0 | 0 | 1 |  | 5 | 29 | 5 | 28
| 3569 | 149 | 5 | 29 | 17 | 0 | 0 | 0 | 0 | 0 | 0 | 0 | 0 | 0 | 0 | 0 | 1 |  | 5 | 29 | 5 | 28
| 3570 | 149 | 5 | 29 | 18 | 0 | 0 | 0 | 0 | 0 | 0 | 0 | 0 | 0 | 0 | 0 | 1 |  | 5 | 29 | 5 | 28
| 3571 | 149 | 5 | 29 | 19 | 0 | 0 | 0 | 0 | 0 | 0 | 0 | 0 | 0 | 0 | 0 | 1 |  | 5 | 29 | 5 | 28
| 3572 | 149 | 5 | 29 | 20 | 0 | 0 | 0 | 0 | 0 | 0 | 0 | 0 | 0 | 0 | 0 | 1 |  | 5 | 29 | 5 | 28
| 3573 | 149 | 5 | 29 | 21 | 0 | 0 | 0 | 0 | 0 | 0 | 0 | 0 | 0 | 0 | 0 | 1 |  | 5 | 29 | 5 | 28
| 3574 | 149 | 5 | 29 | 22 | 0 | 0 | 0 | 0 | 0 | 0 | 0 | 0 | 0 | 0 | 0 | 1 |  | 5 | 29 | 5 | 28
| 3575 | 149 | 5 | 29 | 23 | 0 | 0 | 0 | 0 | 0 | 0 | 0 | 0 | 0 | 0 | 0 | 1 |  | 5 | 29 | 5 | 28
| 3576 | 149 | 5 | 29 | 24 | 0 | 0 | 0 | 0 | 0 | 0 | 0 | 0 | 0 | 0 | 0 | 1 |  | 5 | 29 | 5 | 28
| 3577 | 150 | 5 | 30 | 1 | 0 | 0 | 1 | 0 | 0 | 0 | 0 | 0 | 0 | 0 | 0 | 1 |  | 5 | 30 | 5 | 29
| 3578 | 150 | 5 | 30 | 2 | 0 | 0 | 1 | 0 | 0 | 0 | 0 | 0 | 0 | 0 | 0 | 1 |  | 5 | 30 | 5 | 29
| 3579 | 150 | 5 | 30 | 3 | 0 | 0 | 1 | 0 | 0 | 0 | 0 | 0 | 0 | 0 | 0 | 1 |  | 5 | 30 | 5 | 29
| 3580 | 150 | 5 | 30 | 4 | 0 | 0 | 1 | 0 | 0 | 0 | 0 | 0 | 0 | 0 | 0 | 1 |  | 5 | 30 | 5 | 29
| 3581 | 150 | 5 | 30 | 5 | 0 | 0 | 1 | 0 | 0 | 0 | 0 | 0 | 0 | 0 | 0 | 1 |  | 5 | 30 | 5 | 29
| 3582 | 150 | 5 | 30 | 6 | 0 | 0 | 1 | 0 | 0 | 0 | 0 | 0 | 0 | 0 | 0 | 1 |  | 5 | 30 | 5 | 29
| 3583 | 150 | 5 | 30 | 7 | 0 | 0 | 1 | 0 | 0 | 0 | 0 | 0 | 0 | 0 | 0 | 1 |  | 5 | 30 | 5 | 29
| 3584 | 150 | 5 | 30 | 8 | 0 | 0 | 1 | 0 | 0 | 0 | 0 | 0 | 0 | 0 | 0 | 1 |  | 5 | 30 | 5 | 29
| 3585 | 150 | 5 | 30 | 9 | 0 | 0 | 1 | 0 | 0 | 0 | 0 | 0 | 0 | 0 | 0 | 1 |  | 5 | 30 | 5 | 29
| 3586 | 150 | 5 | 30 | 10 | 0 | 0 | 1 | 0 | 0 | 0 | 0 | 0 | 0 | 0 | 0 | 1 |  | 5 | 30 | 5 | 29
| 3587 | 150 | 5 | 30 | 11 | 0 | 0 | 1 | 0 | 0 | 0 | 0 | 0 | 0 | 0 | 0 | 1 |  | 5 | 30 | 5 | 29
| 3588 | 150 | 5 | 30 | 12 | 0 | 0 | 1 | 0 | 0 | 0 | 0 | 0 | 0 | 0 | 0 | 1 |  | 5 | 30 | 5 | 29
| 3589 | 150 | 5 | 30 | 13 | 0 | 0 | 1 | 0 | 0 | 0 | 0 | 0 | 0 | 0 | 0 | 1 |  | 5 | 30 | 5 | 29
| 3590 | 150 | 5 | 30 | 14 | 0 | 0 | 1 | 0 | 0 | 0 | 0 | 0 | 0 | 0 | 0 | 1 |  | 5 | 30 | 5 | 29
| 3591 | 150 | 5 | 30 | 15 | 0 | 0 | 1 | 0 | 0 | 0 | 0 | 0 | 0 | 0 | 0 | 1 |  | 5 | 30 | 5 | 29
| 3592 | 150 | 5 | 30 | 16 | 0 | 0 | 1 | 0 | 0 | 0 | 0 | 0 | 0 | 0 | 0 | 1 |  | 5 | 30 | 5 | 29
| 3593 | 150 | 5 | 30 | 17 | 0 | 0 | 1 | 0 | 0 | 0 | 0 | 0 | 0 | 0 | 0 | 1 |  | 5 | 30 | 5 | 29
| 3594 | 150 | 5 | 30 | 18 | 0 | 0 | 1 | 0 | 0 | 0 | 0 | 0 | 0 | 0 | 0 | 1 |  | 5 | 30 | 5 | 29
| 3595 | 150 | 5 | 30 | 19 | 0 | 0 | 1 | 0 | 0 | 0 | 0 | 0 | 0 | 0 | 0 | 1 |  | 5 | 30 | 5 | 29
| 3596 | 150 | 5 | 30 | 20 | 0 | 0 | 1 | 0 | 0 | 0 | 0 | 0 | 0 | 0 | 0 | 1 |  | 5 | 30 | 5 | 29
| 3597 | 150 | 5 | 30 | 21 | 0 | 0 | 1 | 0 | 0 | 0 | 0 | 0 | 0 | 0 | 0 | 1 |  | 5 | 30 | 5 | 29
| 3598 | 150 | 5 | 30 | 22 | 0 | 0 | 1 | 0 | 0 | 0 | 0 | 0 | 0 | 0 | 0 | 1 |  | 5 | 30 | 5 | 29
| 3599 | 150 | 5 | 30 | 23 | 0 | 0 | 1 | 0 | 0 | 0 | 0 | 0 | 0 | 0 | 0 | 1 |  | 5 | 30 | 5 | 29
| 3600 | 150 | 5 | 30 | 24 | 0 | 0 | 1 | 0 | 0 | 0 | 0 | 0 | 0 | 0 | 0 | 1 |  | 5 | 30 | 5 | 29
| 3601 | 151 | 5 | 31 | 1 | 0 | 0 | 1 | 0 | 0 | 0 | 0 | 0 | 0 | 0 | 0 | 1 |  | 5 | 31 | 5 | 30
| 3602 | 151 | 5 | 31 | 2 | 0 | 0 | 1 | 0 | 0 | 0 | 0 | 0 | 0 | 0 | 0 | 1 |  | 5 | 31 | 5 | 30
| 3603 | 151 | 5 | 31 | 3 | 0 | 0 | 1 | 0 | 0 | 0 | 0 | 0 | 0 | 0 | 0 | 1 |  | 5 | 31 | 5 | 30
| 3604 | 151 | 5 | 31 | 4 | 0 | 0 | 1 | 0 | 0 | 0 | 0 | 0 | 0 | 0 | 0 | 1 |  | 5 | 31 | 5 | 30
| 3605 | 151 | 5 | 31 | 5 | 0 | 0 | 1 | 0 | 0 | 0 | 0 | 0 | 0 | 0 | 0 | 1 |  | 5 | 31 | 5 | 30
| 3606 | 151 | 5 | 31 | 6 | 0 | 0 | 1 | 0 | 0 | 0 | 0 | 0 | 0 | 0 | 0 | 1 |  | 5 | 31 | 5 | 30
| 3607 | 151 | 5 | 31 | 7 | 0 | 0 | 1 | 0 | 0 | 0 | 0 | 0 | 0 | 0 | 0 | 1 |  | 5 | 31 | 5 | 30
| 3608 | 151 | 5 | 31 | 8 | 0 | 0 | 1 | 0 | 0 | 0 | 0 | 0 | 0 | 0 | 0 | 1 |  | 5 | 31 | 5 | 30
| 3609 | 151 | 5 | 31 | 9 | 0 | 0 | 1 | 0 | 0 | 0 | 0 | 0 | 0 | 0 | 0 | 1 |  | 5 | 31 | 5 | 30
| 3610 | 151 | 5 | 31 | 10 | 0 | 0 | 1 | 0 | 0 | 0 | 0 | 0 | 0 | 0 | 0 | 1 |  | 5 | 31 | 5 | 30
| 3611 | 151 | 5 | 31 | 11 | 0 | 0 | 1 | 0 | 0 | 0 | 0 | 0 | 0 | 0 | 0 | 1 |  | 5 | 31 | 5 | 30
| 3612 | 151 | 5 | 31 | 12 | 0 | 0 | 1 | 0 | 0 | 0 | 0 | 0 | 0 | 0 | 0 | 1 |  | 5 | 31 | 5 | 30
| 3613 | 151 | 5 | 31 | 13 | 0 | 0 | 1 | 0 | 0 | 0 | 0 | 0 | 0 | 0 | 0 | 1 |  | 5 | 31 | 5 | 30
| 3614 | 151 | 5 | 31 | 14 | 0 | 0 | 1 | 0 | 0 | 0 | 0 | 0 | 0 | 0 | 0 | 1 |  | 5 | 31 | 5 | 30
| 3615 | 151 | 5 | 31 | 15 | 0 | 0 | 1 | 0 | 0 | 0 | 0 | 0 | 0 | 0 | 0 | 1 |  | 5 | 31 | 5 | 30
| 3616 | 151 | 5 | 31 | 16 | 0 | 0 | 1 | 0 | 0 | 0 | 0 | 0 | 0 | 0 | 0 | 1 |  | 5 | 31 | 5 | 30
| 3617 | 151 | 5 | 31 | 17 | 0 | 0 | 1 | 0 | 0 | 0 | 0 | 0 | 0 | 0 | 0 | 1 |  | 5 | 31 | 5 | 30
| 3618 | 151 | 5 | 31 | 18 | 0 | 0 | 1 | 0 | 0 | 0 | 0 | 0 | 0 | 0 | 0 | 1 |  | 5 | 31 | 5 | 30
| 3619 | 151 | 5 | 31 | 19 | 0 | 0 | 1 | 0 | 0 | 0 | 0 | 0 | 0 | 0 | 0 | 1 |  | 5 | 31 | 5 | 30
| 3620 | 151 | 5 | 31 | 20 | 0 | 0 | 1 | 0 | 0 | 0 | 0 | 0 | 0 | 0 | 0 | 1 |  | 5 | 31 | 5 | 30
| 3621 | 151 | 5 | 31 | 21 | 0 | 0 | 1 | 0 | 0 | 0 | 0 | 0 | 0 | 0 | 0 | 1 |  | 5 | 31 | 5 | 30
| 3622 | 151 | 5 | 31 | 22 | 0 | 0 | 1 | 0 | 0 | 0 | 0 | 0 | 0 | 0 | 0 | 1 |  | 5 | 31 | 5 | 30
| 3623 | 151 | 5 | 31 | 23 | 0 | 0 | 1 | 0 | 0 | 0 | 0 | 0 | 0 | 0 | 0 | 1 |  | 5 | 31 | 5 | 30
| 3624 | 151 | 5 | 31 | 24 | 0 | 0 | 1 | 0 | 0 | 0 | 0 | 0 | 0 | 0 | 0 | 1 |  | 5 | 31 | 5 | 30
| 3625 | 152 | 6 | 1 | 1 | 0 | 0 | 1 | 0 | 0 | 0 | 0 | 0 | 0 | 0 | 0 | 1 |  | 6 | 1 | 5 | 31
| 3626 | 152 | 6 | 1 | 2 | 0 | 0 | 1 | 0 | 0 | 0 | 0 | 0 | 0 | 0 | 0 | 1 |  | 6 | 1 | 5 | 31
| 3627 | 152 | 6 | 1 | 3 | 0 | 0 | 1 | 0 | 0 | 0 | 0 | 0 | 0 | 0 | 0 | 1 |  | 6 | 1 | 5 | 31
| 3628 | 152 | 6 | 1 | 4 | 0 | 0 | 1 | 0 | 0 | 0 | 0 | 0 | 0 | 0 | 0 | 1 |  | 6 | 1 | 5 | 31
| 3629 | 152 | 6 | 1 | 5 | 0 | 0 | 1 | 0 | 0 | 0 | 0 | 0 | 0 | 0 | 0 | 1 |  | 6 | 1 | 5 | 31
| 3630 | 152 | 6 | 1 | 6 | 0 | 0 | 1 | 0 | 0 | 0 | 0 | 0 | 0 | 0 | 0 | 1 |  | 6 | 1 | 5 | 31
| 3631 | 152 | 6 | 1 | 7 | 0 | 0 | 1 | 0 | 0 | 0 | 0 | 0 | 0 | 0 | 0 | 1 |  | 6 | 1 | 5 | 31
| 3632 | 152 | 6 | 1 | 8 | 0 | 0 | 1 | 0 | 0 | 0 | 0 | 0 | 0 | 0 | 0 | 1 |  | 6 | 1 | 5 | 31
| 3633 | 152 | 6 | 1 | 9 | 0 | 0 | 1 | 0 | 0 | 0 | 0 | 0 | 0 | 0 | 0 | 1 |  | 6 | 1 | 5 | 31
| 3634 | 152 | 6 | 1 | 10 | 0 | 0 | 1 | 0 | 0 | 0 | 0 | 0 | 0 | 0 | 0 | 1 |  | 6 | 1 | 5 | 31
| 3635 | 152 | 6 | 1 | 11 | 0 | 0 | 1 | 0 | 0 | 0 | 0 | 0 | 0 | 0 | 0 | 1 |  | 6 | 1 | 5 | 31
| 3636 | 152 | 6 | 1 | 12 | 0 | 0 | 1 | 0 | 0 | 0 | 0 | 0 | 0 | 0 | 0 | 1 |  | 6 | 1 | 5 | 31
| 3637 | 152 | 6 | 1 | 13 | 0 | 0 | 1 | 0 | 0 | 0 | 0 | 0 | 0 | 0 | 0 | 1 |  | 6 | 1 | 5 | 31
| 3638 | 152 | 6 | 1 | 14 | 0 | 0 | 1 | 0 | 0 | 0 | 0 | 0 | 0 | 0 | 0 | 1 |  | 6 | 1 | 5 | 31
| 3639 | 152 | 6 | 1 | 15 | 0 | 0 | 1 | 0 | 0 | 0 | 0 | 0 | 0 | 0 | 0 | 1 |  | 6 | 1 | 5 | 31
| 3640 | 152 | 6 | 1 | 16 | 0 | 0 | 1 | 0 | 0 | 0 | 0 | 0 | 0 | 0 | 0 | 1 |  | 6 | 1 | 5 | 31
| 3641 | 152 | 6 | 1 | 17 | 0 | 0 | 1 | 0 | 0 | 0 | 0 | 0 | 0 | 0 | 0 | 1 |  | 6 | 1 | 5 | 31
| 3642 | 152 | 6 | 1 | 18 | 0 | 0 | 1 | 0 | 0 | 0 | 0 | 0 | 0 | 0 | 0 | 1 |  | 6 | 1 | 5 | 31
| 3643 | 152 | 6 | 1 | 19 | 0 | 0 | 1 | 0 | 0 | 0 | 0 | 0 | 0 | 0 | 0 | 1 |  | 6 | 1 | 5 | 31
| 3644 | 152 | 6 | 1 | 20 | 0 | 0 | 1 | 0 | 0 | 0 | 0 | 0 | 0 | 0 | 0 | 1 |  | 6 | 1 | 5 | 31
| 3645 | 152 | 6 | 1 | 21 | 0 | 0 | 1 | 0 | 0 | 0 | 0 | 0 | 0 | 0 | 0 | 1 |  | 6 | 1 | 5 | 31
| 3646 | 152 | 6 | 1 | 22 | 0 | 0 | 1 | 0 | 0 | 0 | 0 | 0 | 0 | 0 | 0 | 1 |  | 6 | 1 | 5 | 31
| 3647 | 152 | 6 | 1 | 23 | 0 | 0 | 1 | 0 | 0 | 0 | 0 | 0 | 0 | 0 | 0 | 1 |  | 6 | 1 | 5 | 31
| 3648 | 152 | 6 | 1 | 24 | 0 | 0 | 1 | 0 | 0 | 0 | 0 | 0 | 0 | 0 | 0 | 1 |  | 6 | 1 | 5 | 31
| 3649 | 153 | 6 | 2 | 1 | 0 | 0 | 1 | 0 | 0 | 0 | 0 | 0 | 0 | 0 | 0 | 1 |  | 6 | 2 | 6 | 1
| 3650 | 153 | 6 | 2 | 2 | 0 | 0 | 1 | 0 | 0 | 0 | 0 | 0 | 0 | 0 | 0 | 1 |  | 6 | 2 | 6 | 1
| 3651 | 153 | 6 | 2 | 3 | 0 | 0 | 1 | 0 | 0 | 0 | 0 | 0 | 0 | 0 | 0 | 1 |  | 6 | 2 | 6 | 1
| 3652 | 153 | 6 | 2 | 4 | 0 | 0 | 1 | 0 | 0 | 0 | 0 | 0 | 0 | 0 | 0 | 1 |  | 6 | 2 | 6 | 1
| 3653 | 153 | 6 | 2 | 5 | 0 | 0 | 1 | 0 | 0 | 0 | 0 | 0 | 0 | 0 | 0 | 1 |  | 6 | 2 | 6 | 1
| 3654 | 153 | 6 | 2 | 6 | 0 | 0 | 1 | 0 | 0 | 0 | 0 | 0 | 0 | 0 | 0 | 1 |  | 6 | 2 | 6 | 1
| 3655 | 153 | 6 | 2 | 7 | 0 | 0 | 1 | 0 | 0 | 0 | 0 | 0 | 0 | 0 | 0 | 1 |  | 6 | 2 | 6 | 1
| 3656 | 153 | 6 | 2 | 8 | 0 | 0 | 1 | 0 | 0 | 0 | 0 | 0 | 0 | 0 | 0 | 1 |  | 6 | 2 | 6 | 1
| 3657 | 153 | 6 | 2 | 9 | 0 | 0 | 1 | 0 | 0 | 0 | 0 | 0 | 0 | 0 | 0 | 1 |  | 6 | 2 | 6 | 1
| 3658 | 153 | 6 | 2 | 10 | 0 | 0 | 1 | 0 | 0 | 0 | 0 | 0 | 0 | 0 | 0 | 1 |  | 6 | 2 | 6 | 1
| 3659 | 153 | 6 | 2 | 11 | 0 | 0 | 1 | 0 | 0 | 0 | 0 | 0 | 0 | 0 | 0 | 1 |  | 6 | 2 | 6 | 1
| 3660 | 153 | 6 | 2 | 12 | 0 | 0 | 1 | 0 | 0 | 0 | 0 | 0 | 0 | 0 | 0 | 1 |  | 6 | 2 | 6 | 1
| 3661 | 153 | 6 | 2 | 13 | 0 | 0 | 1 | 0 | 0 | 0 | 0 | 0 | 0 | 0 | 0 | 1 |  | 6 | 2 | 6 | 1
| 3662 | 153 | 6 | 2 | 14 | 0 | 0 | 1 | 0 | 0 | 0 | 0 | 0 | 0 | 0 | 0 | 1 |  | 6 | 2 | 6 | 1
| 3663 | 153 | 6 | 2 | 15 | 0 | 0 | 1 | 0 | 0 | 0 | 0 | 0 | 0 | 0 | 0 | 1 |  | 6 | 2 | 6 | 1
| 3664 | 153 | 6 | 2 | 16 | 0 | 0 | 1 | 0 | 0 | 0 | 0 | 0 | 0 | 0 | 0 | 1 |  | 6 | 2 | 6 | 1
| 3665 | 153 | 6 | 2 | 17 | 0 | 0 | 1 | 0 | 0 | 0 | 0 | 0 | 0 | 0 | 0 | 1 |  | 6 | 2 | 6 | 1
| 3666 | 153 | 6 | 2 | 18 | 0 | 0 | 1 | 0 | 0 | 0 | 0 | 0 | 0 | 0 | 0 | 1 |  | 6 | 2 | 6 | 1
| 3667 | 153 | 6 | 2 | 19 | 0 | 0 | 1 | 0 | 0 | 0 | 0 | 0 | 0 | 0 | 0 | 1 |  | 6 | 2 | 6 | 1
| 3668 | 153 | 6 | 2 | 20 | 0 | 0 | 1 | 0 | 0 | 0 | 0 | 0 | 0 | 0 | 0 | 1 |  | 6 | 2 | 6 | 1
| 3669 | 153 | 6 | 2 | 21 | 0 | 0 | 1 | 0 | 0 | 0 | 0 | 0 | 0 | 0 | 0 | 1 |  | 6 | 2 | 6 | 1
| 3670 | 153 | 6 | 2 | 22 | 0 | 0 | 1 | 0 | 0 | 0 | 0 | 0 | 0 | 0 | 0 | 1 |  | 6 | 2 | 6 | 1
| 3671 | 153 | 6 | 2 | 23 | 0 | 0 | 1 | 0 | 0 | 0 | 0 | 0 | 0 | 0 | 0 | 1 |  | 6 | 2 | 6 | 1
| 3672 | 153 | 6 | 2 | 24 | 0 | 0 | 1 | 0 | 0 | 0 | 0 | 0 | 0 | 0 | 0 | 1 |  | 6 | 2 | 6 | 1
| 3673 | 154 | 6 | 3 | 1 | 0 | 0 | 1 | 0 | 0 | 0 | 0 | 0 | 0 | 0 | 0 | 1 |  | 6 | 3 | 6 | 2
| 3674 | 154 | 6 | 3 | 2 | 0 | 0 | 1 | 0 | 0 | 0 | 0 | 0 | 0 | 0 | 0 | 1 |  | 6 | 3 | 6 | 2
| 3675 | 154 | 6 | 3 | 3 | 0 | 0 | 1 | 0 | 0 | 0 | 0 | 0 | 0 | 0 | 0 | 1 |  | 6 | 3 | 6 | 2
| 3676 | 154 | 6 | 3 | 4 | 0 | 0 | 1 | 0 | 0 | 0 | 0 | 0 | 0 | 0 | 0 | 1 |  | 6 | 3 | 6 | 2
| 3677 | 154 | 6 | 3 | 5 | 0 | 0 | 1 | 0 | 0 | 0 | 0 | 0 | 0 | 0 | 0 | 1 |  | 6 | 3 | 6 | 2
| 3678 | 154 | 6 | 3 | 6 | 0 | 0 | 1 | 0 | 0 | 0 | 0 | 0 | 0 | 0 | 0 | 1 |  | 6 | 3 | 6 | 2
| 3679 | 154 | 6 | 3 | 7 | 0 | 0 | 1 | 0 | 0 | 0 | 0 | 0 | 0 | 0 | 0 | 1 |  | 6 | 3 | 6 | 2
| 3680 | 154 | 6 | 3 | 8 | 0 | 0 | 1 | 0 | 0 | 0 | 0 | 0 | 0 | 0 | 0 | 1 |  | 6 | 3 | 6 | 2
| 3681 | 154 | 6 | 3 | 9 | 0 | 0 | 1 | 0 | 0 | 0 | 0 | 0 | 0 | 0 | 0 | 1 |  | 6 | 3 | 6 | 2
| 3682 | 154 | 6 | 3 | 10 | 0 | 0 | 1 | 0 | 0 | 0 | 0 | 0 | 0 | 0 | 0 | 1 |  | 6 | 3 | 6 | 2
| 3683 | 154 | 6 | 3 | 11 | 0 | 0 | 1 | 0 | 0 | 0 | 0 | 0 | 0 | 0 | 0 | 1 |  | 6 | 3 | 6 | 2
| 3684 | 154 | 6 | 3 | 12 | 0 | 0 | 1 | 0 | 0 | 0 | 0 | 0 | 0 | 0 | 0 | 1 |  | 6 | 3 | 6 | 2
| 3685 | 154 | 6 | 3 | 13 | 0 | 0 | 1 | 0 | 0 | 0 | 0 | 0 | 0 | 0 | 0 | 1 |  | 6 | 3 | 6 | 2
| 3686 | 154 | 6 | 3 | 14 | 0 | 0 | 1 | 0 | 0 | 0 | 0 | 0 | 0 | 0 | 0 | 1 |  | 6 | 3 | 6 | 2
| 3687 | 154 | 6 | 3 | 15 | 0 | 0 | 1 | 0 | 0 | 0 | 0 | 0 | 0 | 0 | 0 | 1 |  | 6 | 3 | 6 | 2
| 3688 | 154 | 6 | 3 | 16 | 0 | 0 | 1 | 0 | 0 | 0 | 0 | 0 | 0 | 0 | 0 | 1 |  | 6 | 3 | 6 | 2
| 3689 | 154 | 6 | 3 | 17 | 0 | 0 | 1 | 0 | 0 | 0 | 0 | 0 | 0 | 0 | 0 | 1 |  | 6 | 3 | 6 | 2
| 3690 | 154 | 6 | 3 | 18 | 0 | 0 | 1 | 0 | 0 | 0 | 0 | 0 | 0 | 0 | 0 | 1 |  | 6 | 3 | 6 | 2
| 3691 | 154 | 6 | 3 | 19 | 0 | 0 | 1 | 0 | 0 | 0 | 0 | 0 | 0 | 0 | 0 | 1 |  | 6 | 3 | 6 | 2
| 3692 | 154 | 6 | 3 | 20 | 0 | 0 | 1 | 0 | 0 | 0 | 0 | 0 | 0 | 0 | 0 | 1 |  | 6 | 3 | 6 | 2
| 3693 | 154 | 6 | 3 | 21 | 0 | 0 | 1 | 0 | 0 | 0 | 0 | 0 | 0 | 0 | 0 | 1 |  | 6 | 3 | 6 | 2
| 3694 | 154 | 6 | 3 | 22 | 0 | 0 | 1 | 0 | 0 | 0 | 0 | 0 | 0 | 0 | 0 | 1 |  | 6 | 3 | 6 | 2
| 3695 | 154 | 6 | 3 | 23 | 0 | 0 | 1 | 0 | 0 | 0 | 0 | 0 | 0 | 0 | 0 | 1 |  | 6 | 3 | 6 | 2
| 3696 | 154 | 6 | 3 | 24 | 0 | 0 | 1 | 0 | 0 | 0 | 0 | 0 | 0 | 0 | 0 | 1 |  | 6 | 3 | 6 | 2
| 3697 | 155 | 6 | 4 | 1 | 0 | 0 | 0 | 0 | 0 | 0 | 0 | 0 | 0 | 0 | 0 | 1 |  | 6 | 4 | 6 | 3
| 3698 | 155 | 6 | 4 | 2 | 0 | 0 | 0 | 0 | 0 | 0 | 0 | 0 | 0 | 0 | 0 | 1 |  | 6 | 4 | 6 | 3
| 3699 | 155 | 6 | 4 | 3 | 0 | 0 | 0 | 0 | 0 | 0 | 0 | 0 | 0 | 0 | 0 | 1 |  | 6 | 4 | 6 | 3
| 3700 | 155 | 6 | 4 | 4 | 0 | 0 | 0 | 0 | 0 | 0 | 0 | 0 | 0 | 0 | 0 | 1 |  | 6 | 4 | 6 | 3
| 3701 | 155 | 6 | 4 | 5 | 0 | 0 | 0 | 0 | 0 | 0 | 0 | 0 | 0 | 0 | 0 | 1 |  | 6 | 4 | 6 | 3
| 3702 | 155 | 6 | 4 | 6 | 0 | 0 | 0 | 0 | 0 | 0 | 0 | 0 | 0 | 0 | 0 | 1 |  | 6 | 4 | 6 | 3
| 3703 | 155 | 6 | 4 | 7 | 0 | 0 | 0 | 0 | 0 | 0 | 0 | 0 | 0 | 0 | 0 | 1 |  | 6 | 4 | 6 | 3
| 3704 | 155 | 6 | 4 | 8 | 0 | 0 | 0 | 0 | 0 | 0 | 0 | 0 | 0 | 0 | 0 | 1 |  | 6 | 4 | 6 | 3
| 3705 | 155 | 6 | 4 | 9 | 0 | 0 | 0 | 0 | 0 | 0 | 0 | 0 | 0 | 0 | 0 | 1 |  | 6 | 4 | 6 | 3
| 3706 | 155 | 6 | 4 | 10 | 0 | 0 | 0 | 0 | 0 | 0 | 0 | 0 | 0 | 0 | 0 | 1 |  | 6 | 4 | 6 | 3
| 3707 | 155 | 6 | 4 | 11 | 0 | 0 | 0 | 0 | 0 | 0 | 0 | 0 | 0 | 0 | 0 | 1 |  | 6 | 4 | 6 | 3
| 3708 | 155 | 6 | 4 | 12 | 0 | 0 | 0 | 0 | 0 | 0 | 0 | 0 | 0 | 0 | 0 | 1 |  | 6 | 4 | 6 | 3
| 3709 | 155 | 6 | 4 | 13 | 0 | 0 | 0 | 0 | 0 | 0 | 0 | 0 | 0 | 0 | 0 | 1 |  | 6 | 4 | 6 | 3
| 3710 | 155 | 6 | 4 | 14 | 0 | 0 | 0 | 0 | 0 | 0 | 0 | 0 | 0 | 0 | 0 | 1 |  | 6 | 4 | 6 | 3
| 3711 | 155 | 6 | 4 | 15 | 0 | 0 | 0 | 0 | 0 | 0 | 0 | 0 | 0 | 0 | 0 | 1 |  | 6 | 4 | 6 | 3
| 3712 | 155 | 6 | 4 | 16 | 0 | 0 | 0 | 0 | 0 | 0 | 0 | 0 | 0 | 0 | 0 | 1 |  | 6 | 4 | 6 | 3
| 3713 | 155 | 6 | 4 | 17 | 0 | 0 | 0 | 0 | 0 | 0 | 0 | 0 | 0 | 0 | 0 | 1 |  | 6 | 4 | 6 | 3
| 3714 | 155 | 6 | 4 | 18 | 0 | 0 | 0 | 0 | 0 | 0 | 0 | 0 | 0 | 0 | 0 | 1 |  | 6 | 4 | 6 | 3
| 3715 | 155 | 6 | 4 | 19 | 0 | 0 | 0 | 0 | 0 | 0 | 0 | 0 | 0 | 0 | 0 | 1 |  | 6 | 4 | 6 | 3
| 3716 | 155 | 6 | 4 | 20 | 0 | 0 | 0 | 0 | 0 | 0 | 0 | 0 | 0 | 0 | 0 | 1 |  | 6 | 4 | 6 | 3
| 3717 | 155 | 6 | 4 | 21 | 0 | 0 | 0 | 0 | 0 | 0 | 0 | 0 | 0 | 0 | 0 | 1 |  | 6 | 4 | 6 | 3
| 3718 | 155 | 6 | 4 | 22 | 0 | 0 | 0 | 0 | 0 | 0 | 0 | 0 | 0 | 0 | 0 | 1 |  | 6 | 4 | 6 | 3
| 3719 | 155 | 6 | 4 | 23 | 0 | 0 | 0 | 0 | 0 | 0 | 0 | 0 | 0 | 0 | 0 | 1 |  | 6 | 4 | 6 | 3
| 3720 | 155 | 6 | 4 | 24 | 0 | 0 | 0 | 0 | 0 | 0 | 0 | 0 | 0 | 0 | 0 | 1 |  | 6 | 4 | 6 | 3
| 3721 | 156 | 6 | 5 | 1 | 0 | 0 | 0 | 0 | 0 | 0 | 0 | 0 | 0 | 0 | 0 | 1 |  | 6 | 5 | 6 | 4
| 3722 | 156 | 6 | 5 | 2 | 0 | 0 | 0 | 0 | 0 | 0 | 0 | 0 | 0 | 0 | 0 | 1 |  | 6 | 5 | 6 | 4
| 3723 | 156 | 6 | 5 | 3 | 0 | 0 | 0 | 0 | 0 | 0 | 0 | 0 | 0 | 0 | 0 | 1 |  | 6 | 5 | 6 | 4
| 3724 | 156 | 6 | 5 | 4 | 0 | 0 | 0 | 0 | 0 | 0 | 0 | 0 | 0 | 0 | 0 | 1 |  | 6 | 5 | 6 | 4
| 3725 | 156 | 6 | 5 | 5 | 0 | 0 | 0 | 0 | 0 | 0 | 0 | 0 | 0 | 0 | 0 | 1 |  | 6 | 5 | 6 | 4
| 3726 | 156 | 6 | 5 | 6 | 0 | 0 | 0 | 0 | 0 | 0 | 0 | 0 | 0 | 0 | 0 | 1 |  | 6 | 5 | 6 | 4
| 3727 | 156 | 6 | 5 | 7 | 0 | 0 | 0 | 0 | 0 | 0 | 0 | 0 | 0 | 0 | 0 | 1 |  | 6 | 5 | 6 | 4
| 3728 | 156 | 6 | 5 | 8 | 0 | 0 | 0 | 0 | 0 | 0 | 0 | 0 | 0 | 0 | 0 | 1 |  | 6 | 5 | 6 | 4
| 3729 | 156 | 6 | 5 | 9 | 0 | 0 | 0 | 0 | 0 | 0 | 0 | 0 | 0 | 0 | 0 | 1 |  | 6 | 5 | 6 | 4
| 3730 | 156 | 6 | 5 | 10 | 0 | 0 | 0 | 0 | 0 | 0 | 0 | 0 | 0 | 0 | 0 | 1 |  | 6 | 5 | 6 | 4
| 3731 | 156 | 6 | 5 | 11 | 0 | 0 | 0 | 0 | 0 | 0 | 0 | 0 | 0 | 0 | 0 | 1 |  | 6 | 5 | 6 | 4
| 3732 | 156 | 6 | 5 | 12 | 0 | 0 | 0 | 0 | 0 | 0 | 0 | 0 | 0 | 0 | 0 | 1 |  | 6 | 5 | 6 | 4
| 3733 | 156 | 6 | 5 | 13 | 0 | 0 | 0 | 0 | 0 | 0 | 0 | 0 | 0 | 0 | 0 | 1 |  | 6 | 5 | 6 | 4
| 3734 | 156 | 6 | 5 | 14 | 0 | 0 | 0 | 0 | 0 | 0 | 0 | 0 | 0 | 0 | 0 | 1 |  | 6 | 5 | 6 | 4
| 3735 | 156 | 6 | 5 | 15 | 0 | 0 | 0 | 0 | 0 | 0 | 0 | 0 | 0 | 0 | 0 | 1 |  | 6 | 5 | 6 | 4
| 3736 | 156 | 6 | 5 | 16 | 0 | 0 | 0 | 0 | 0 | 0 | 0 | 0 | 0 | 0 | 0 | 1 |  | 6 | 5 | 6 | 4
| 3737 | 156 | 6 | 5 | 17 | 0 | 0 | 0 | 0 | 0 | 0 | 0 | 0 | 0 | 0 | 0 | 1 |  | 6 | 5 | 6 | 4
| 3738 | 156 | 6 | 5 | 18 | 0 | 0 | 0 | 0 | 0 | 0 | 0 | 0 | 0 | 0 | 0 | 1 |  | 6 | 5 | 6 | 4
| 3739 | 156 | 6 | 5 | 19 | 0 | 0 | 0 | 0 | 0 | 0 | 0 | 0 | 0 | 0 | 0 | 1 |  | 6 | 5 | 6 | 4
| 3740 | 156 | 6 | 5 | 20 | 0 | 0 | 0 | 0 | 0 | 0 | 0 | 0 | 0 | 0 | 0 | 1 |  | 6 | 5 | 6 | 4
| 3741 | 156 | 6 | 5 | 21 | 0 | 0 | 0 | 0 | 0 | 0 | 0 | 0 | 0 | 0 | 0 | 1 |  | 6 | 5 | 6 | 4
| 3742 | 156 | 6 | 5 | 22 | 0 | 0 | 0 | 0 | 0 | 0 | 0 | 0 | 0 | 0 | 0 | 1 |  | 6 | 5 | 6 | 4
| 3743 | 156 | 6 | 5 | 23 | 0 | 0 | 0 | 0 | 0 | 0 | 0 | 0 | 0 | 0 | 0 | 1 |  | 6 | 5 | 6 | 4
| 3744 | 156 | 6 | 5 | 24 | 0 | 0 | 0 | 0 | 0 | 0 | 0 | 0 | 0 | 0 | 0 | 1 |  | 6 | 5 | 6 | 4
| 3745 | 157 | 6 | 6 | 1 | 0 | 0 | 1 | 0 | 0 | 0 | 0 | 0 | 0 | 0 | 0 | 1 |  | 6 | 6 | 6 | 5
| 3746 | 157 | 6 | 6 | 2 | 0 | 0 | 1 | 0 | 0 | 0 | 0 | 0 | 0 | 0 | 0 | 1 |  | 6 | 6 | 6 | 5
| 3747 | 157 | 6 | 6 | 3 | 0 | 0 | 1 | 0 | 0 | 0 | 0 | 0 | 0 | 0 | 0 | 1 |  | 6 | 6 | 6 | 5
| 3748 | 157 | 6 | 6 | 4 | 0 | 0 | 1 | 0 | 0 | 0 | 0 | 0 | 0 | 0 | 0 | 1 |  | 6 | 6 | 6 | 5
| 3749 | 157 | 6 | 6 | 5 | 0 | 0 | 1 | 0 | 0 | 0 | 0 | 0 | 0 | 0 | 0 | 1 |  | 6 | 6 | 6 | 5
| 3750 | 157 | 6 | 6 | 6 | 0 | 0 | 1 | 0 | 0 | 0 | 0 | 0 | 0 | 0 | 0 | 1 |  | 6 | 6 | 6 | 5
| 3751 | 157 | 6 | 6 | 7 | 0 | 0 | 1 | 0 | 0 | 0 | 0 | 0 | 0 | 0 | 0 | 1 |  | 6 | 6 | 6 | 5
| 3752 | 157 | 6 | 6 | 8 | 0 | 0 | 1 | 0 | 0 | 0 | 0 | 0 | 0 | 0 | 0 | 1 |  | 6 | 6 | 6 | 5
| 3753 | 157 | 6 | 6 | 9 | 0 | 0 | 1 | 0 | 0 | 0 | 0 | 0 | 0 | 0 | 0 | 1 |  | 6 | 6 | 6 | 5
| 3754 | 157 | 6 | 6 | 10 | 0 | 0 | 1 | 0 | 0 | 0 | 0 | 0 | 0 | 0 | 0 | 1 |  | 6 | 6 | 6 | 5
| 3755 | 157 | 6 | 6 | 11 | 0 | 0 | 1 | 0 | 0 | 0 | 0 | 0 | 0 | 0 | 0 | 1 |  | 6 | 6 | 6 | 5
| 3756 | 157 | 6 | 6 | 12 | 0 | 0 | 1 | 0 | 0 | 0 | 0 | 0 | 0 | 0 | 0 | 1 |  | 6 | 6 | 6 | 5
| 3757 | 157 | 6 | 6 | 13 | 0 | 0 | 1 | 0 | 0 | 0 | 0 | 0 | 0 | 0 | 0 | 1 |  | 6 | 6 | 6 | 5
| 3758 | 157 | 6 | 6 | 14 | 0 | 0 | 1 | 0 | 0 | 0 | 0 | 0 | 0 | 0 | 0 | 1 |  | 6 | 6 | 6 | 5
| 3759 | 157 | 6 | 6 | 15 | 0 | 0 | 1 | 0 | 0 | 0 | 0 | 0 | 0 | 0 | 0 | 1 |  | 6 | 6 | 6 | 5
| 3760 | 157 | 6 | 6 | 16 | 0 | 0 | 1 | 0 | 0 | 0 | 0 | 0 | 0 | 0 | 0 | 1 |  | 6 | 6 | 6 | 5
| 3761 | 157 | 6 | 6 | 17 | 0 | 0 | 1 | 0 | 0 | 0 | 0 | 0 | 0 | 0 | 0 | 1 |  | 6 | 6 | 6 | 5
| 3762 | 157 | 6 | 6 | 18 | 0 | 0 | 1 | 0 | 0 | 0 | 0 | 0 | 0 | 0 | 0 | 1 |  | 6 | 6 | 6 | 5
| 3763 | 157 | 6 | 6 | 19 | 0 | 0 | 1 | 0 | 0 | 0 | 0 | 0 | 0 | 0 | 0 | 1 |  | 6 | 6 | 6 | 5
| 3764 | 157 | 6 | 6 | 20 | 0 | 0 | 1 | 0 | 0 | 0 | 0 | 0 | 0 | 0 | 0 | 1 |  | 6 | 6 | 6 | 5
| 3765 | 157 | 6 | 6 | 21 | 0 | 0 | 1 | 0 | 0 | 0 | 0 | 0 | 0 | 0 | 0 | 1 |  | 6 | 6 | 6 | 5
| 3766 | 157 | 6 | 6 | 22 | 0 | 0 | 1 | 0 | 0 | 0 | 0 | 0 | 0 | 0 | 0 | 1 |  | 6 | 6 | 6 | 5
| 3767 | 157 | 6 | 6 | 23 | 0 | 0 | 1 | 0 | 0 | 0 | 0 | 0 | 0 | 0 | 0 | 1 |  | 6 | 6 | 6 | 5
| 3768 | 157 | 6 | 6 | 24 | 0 | 0 | 1 | 0 | 0 | 0 | 0 | 0 | 0 | 0 | 0 | 1 |  | 6 | 6 | 6 | 5
| 3769 | 158 | 6 | 7 | 1 | 0 | 0 | 1 | 0 | 0 | 0 | 0 | 0 | 0 | 0 | 0 | 1 |  | 6 | 7 | 6 | 6
| 3770 | 158 | 6 | 7 | 2 | 0 | 0 | 1 | 0 | 0 | 0 | 0 | 0 | 0 | 0 | 0 | 1 |  | 6 | 7 | 6 | 6
| 3771 | 158 | 6 | 7 | 3 | 0 | 0 | 1 | 0 | 0 | 0 | 0 | 0 | 0 | 0 | 0 | 1 |  | 6 | 7 | 6 | 6
| 3772 | 158 | 6 | 7 | 4 | 0 | 0 | 1 | 0 | 0 | 0 | 0 | 0 | 0 | 0 | 0 | 1 |  | 6 | 7 | 6 | 6
| 3773 | 158 | 6 | 7 | 5 | 0 | 0 | 1 | 0 | 0 | 0 | 0 | 0 | 0 | 0 | 0 | 1 |  | 6 | 7 | 6 | 6
| 3774 | 158 | 6 | 7 | 6 | 0 | 0 | 1 | 0 | 0 | 0 | 0 | 0 | 0 | 0 | 0 | 1 |  | 6 | 7 | 6 | 6
| 3775 | 158 | 6 | 7 | 7 | 0 | 0 | 1 | 0 | 0 | 0 | 0 | 0 | 0 | 0 | 0 | 1 |  | 6 | 7 | 6 | 6
| 3776 | 158 | 6 | 7 | 8 | 0 | 0 | 1 | 0 | 0 | 0 | 0 | 0 | 0 | 0 | 0 | 1 |  | 6 | 7 | 6 | 6
| 3777 | 158 | 6 | 7 | 9 | 0 | 0 | 1 | 0 | 0 | 0 | 0 | 0 | 0 | 0 | 0 | 1 |  | 6 | 7 | 6 | 6
| 3778 | 158 | 6 | 7 | 10 | 0 | 0 | 1 | 0 | 0 | 0 | 0 | 0 | 0 | 0 | 0 | 1 |  | 6 | 7 | 6 | 6
| 3779 | 158 | 6 | 7 | 11 | 0 | 0 | 1 | 0 | 0 | 0 | 0 | 0 | 0 | 0 | 0 | 1 |  | 6 | 7 | 6 | 6
| 3780 | 158 | 6 | 7 | 12 | 0 | 0 | 1 | 0 | 0 | 0 | 0 | 0 | 0 | 0 | 0 | 1 |  | 6 | 7 | 6 | 6
| 3781 | 158 | 6 | 7 | 13 | 0 | 0 | 1 | 0 | 0 | 0 | 0 | 0 | 0 | 0 | 0 | 1 |  | 6 | 7 | 6 | 6
| 3782 | 158 | 6 | 7 | 14 | 0 | 0 | 1 | 0 | 0 | 0 | 0 | 0 | 0 | 0 | 0 | 1 |  | 6 | 7 | 6 | 6
| 3783 | 158 | 6 | 7 | 15 | 0 | 0 | 1 | 0 | 0 | 0 | 0 | 0 | 0 | 0 | 0 | 1 |  | 6 | 7 | 6 | 6
| 3784 | 158 | 6 | 7 | 16 | 0 | 0 | 1 | 0 | 0 | 0 | 0 | 0 | 0 | 0 | 0 | 1 |  | 6 | 7 | 6 | 6
| 3785 | 158 | 6 | 7 | 17 | 0 | 0 | 1 | 0 | 0 | 0 | 0 | 0 | 0 | 0 | 0 | 1 |  | 6 | 7 | 6 | 6
| 3786 | 158 | 6 | 7 | 18 | 0 | 0 | 1 | 0 | 0 | 0 | 0 | 0 | 0 | 0 | 0 | 1 |  | 6 | 7 | 6 | 6
| 3787 | 158 | 6 | 7 | 19 | 0 | 0 | 1 | 0 | 0 | 0 | 0 | 0 | 0 | 0 | 0 | 1 |  | 6 | 7 | 6 | 6
| 3788 | 158 | 6 | 7 | 20 | 0 | 0 | 1 | 0 | 0 | 0 | 0 | 0 | 0 | 0 | 0 | 1 |  | 6 | 7 | 6 | 6
| 3789 | 158 | 6 | 7 | 21 | 0 | 0 | 1 | 0 | 0 | 0 | 0 | 0 | 0 | 0 | 0 | 1 |  | 6 | 7 | 6 | 6
| 3790 | 158 | 6 | 7 | 22 | 0 | 0 | 1 | 0 | 0 | 0 | 0 | 0 | 0 | 0 | 0 | 1 |  | 6 | 7 | 6 | 6
| 3791 | 158 | 6 | 7 | 23 | 0 | 0 | 1 | 0 | 0 | 0 | 0 | 0 | 0 | 0 | 0 | 1 |  | 6 | 7 | 6 | 6
| 3792 | 158 | 6 | 7 | 24 | 0 | 0 | 1 | 0 | 0 | 0 | 0 | 0 | 0 | 0 | 0 | 1 |  | 6 | 7 | 6 | 6
| 3793 | 159 | 6 | 8 | 1 | 0 | 0 | 1 | 0 | 0 | 0 | 0 | 0 | 0 | 0 | 0 | 1 |  | 6 | 8 | 6 | 7
| 3794 | 159 | 6 | 8 | 2 | 0 | 0 | 1 | 0 | 0 | 0 | 0 | 0 | 0 | 0 | 0 | 1 |  | 6 | 8 | 6 | 7
| 3795 | 159 | 6 | 8 | 3 | 0 | 0 | 1 | 0 | 0 | 0 | 0 | 0 | 0 | 0 | 0 | 1 |  | 6 | 8 | 6 | 7
| 3796 | 159 | 6 | 8 | 4 | 0 | 0 | 1 | 0 | 0 | 0 | 0 | 0 | 0 | 0 | 0 | 1 |  | 6 | 8 | 6 | 7
| 3797 | 159 | 6 | 8 | 5 | 0 | 0 | 1 | 0 | 0 | 0 | 0 | 0 | 0 | 0 | 0 | 1 |  | 6 | 8 | 6 | 7
| 3798 | 159 | 6 | 8 | 6 | 0 | 0 | 1 | 0 | 0 | 0 | 0 | 0 | 0 | 0 | 0 | 1 |  | 6 | 8 | 6 | 7
| 3799 | 159 | 6 | 8 | 7 | 0 | 0 | 1 | 0 | 0 | 0 | 0 | 0 | 0 | 0 | 0 | 1 |  | 6 | 8 | 6 | 7
| 3800 | 159 | 6 | 8 | 8 | 0 | 0 | 1 | 0 | 0 | 0 | 0 | 0 | 0 | 0 | 0 | 1 |  | 6 | 8 | 6 | 7
| 3801 | 159 | 6 | 8 | 9 | 0 | 0 | 1 | 0 | 0 | 0 | 0 | 0 | 0 | 0 | 0 | 1 |  | 6 | 8 | 6 | 7
| 3802 | 159 | 6 | 8 | 10 | 0 | 0 | 1 | 0 | 0 | 0 | 0 | 0 | 0 | 0 | 0 | 1 |  | 6 | 8 | 6 | 7
| 3803 | 159 | 6 | 8 | 11 | 0 | 0 | 1 | 0 | 0 | 0 | 0 | 0 | 0 | 0 | 0 | 1 |  | 6 | 8 | 6 | 7
| 3804 | 159 | 6 | 8 | 12 | 0 | 0 | 1 | 0 | 0 | 0 | 0 | 0 | 0 | 0 | 0 | 1 |  | 6 | 8 | 6 | 7
| 3805 | 159 | 6 | 8 | 13 | 0 | 0 | 1 | 0 | 0 | 0 | 0 | 0 | 0 | 0 | 0 | 1 |  | 6 | 8 | 6 | 7
| 3806 | 159 | 6 | 8 | 14 | 0 | 0 | 1 | 0 | 0 | 0 | 0 | 0 | 0 | 0 | 0 | 1 |  | 6 | 8 | 6 | 7
| 3807 | 159 | 6 | 8 | 15 | 0 | 0 | 1 | 0 | 0 | 0 | 0 | 0 | 0 | 0 | 0 | 1 |  | 6 | 8 | 6 | 7
| 3808 | 159 | 6 | 8 | 16 | 0 | 0 | 1 | 0 | 0 | 0 | 0 | 0 | 0 | 0 | 0 | 1 |  | 6 | 8 | 6 | 7
| 3809 | 159 | 6 | 8 | 17 | 0 | 0 | 1 | 0 | 0 | 0 | 0 | 0 | 0 | 0 | 0 | 1 |  | 6 | 8 | 6 | 7
| 3810 | 159 | 6 | 8 | 18 | 0 | 0 | 1 | 0 | 0 | 0 | 0 | 0 | 0 | 0 | 0 | 1 |  | 6 | 8 | 6 | 7
| 3811 | 159 | 6 | 8 | 19 | 0 | 0 | 1 | 0 | 0 | 0 | 0 | 0 | 0 | 0 | 0 | 1 |  | 6 | 8 | 6 | 7
| 3812 | 159 | 6 | 8 | 20 | 0 | 0 | 1 | 0 | 0 | 0 | 0 | 0 | 0 | 0 | 0 | 1 |  | 6 | 8 | 6 | 7
| 3813 | 159 | 6 | 8 | 21 | 0 | 0 | 1 | 0 | 0 | 0 | 0 | 0 | 0 | 0 | 0 | 1 |  | 6 | 8 | 6 | 7
| 3814 | 159 | 6 | 8 | 22 | 0 | 0 | 1 | 0 | 0 | 0 | 0 | 0 | 0 | 0 | 0 | 1 |  | 6 | 8 | 6 | 7
| 3815 | 159 | 6 | 8 | 23 | 0 | 0 | 1 | 0 | 0 | 0 | 0 | 0 | 0 | 0 | 0 | 1 |  | 6 | 8 | 6 | 7
| 3816 | 159 | 6 | 8 | 24 | 0 | 0 | 1 | 0 | 0 | 0 | 0 | 0 | 0 | 0 | 0 | 1 |  | 6 | 8 | 6 | 7
| 3817 | 160 | 6 | 9 | 1 | 0 | 0 | 1 | 0 | 0 | 0 | 0 | 0 | 0 | 0 | 0 | 1 |  | 6 | 9 | 6 | 8
| 3818 | 160 | 6 | 9 | 2 | 0 | 0 | 1 | 0 | 0 | 0 | 0 | 0 | 0 | 0 | 0 | 1 |  | 6 | 9 | 6 | 8
| 3819 | 160 | 6 | 9 | 3 | 0 | 0 | 1 | 0 | 0 | 0 | 0 | 0 | 0 | 0 | 0 | 1 |  | 6 | 9 | 6 | 8
| 3820 | 160 | 6 | 9 | 4 | 0 | 0 | 1 | 0 | 0 | 0 | 0 | 0 | 0 | 0 | 0 | 1 |  | 6 | 9 | 6 | 8
| 3821 | 160 | 6 | 9 | 5 | 0 | 0 | 1 | 0 | 0 | 0 | 0 | 0 | 0 | 0 | 0 | 1 |  | 6 | 9 | 6 | 8
| 3822 | 160 | 6 | 9 | 6 | 0 | 0 | 1 | 0 | 0 | 0 | 0 | 0 | 0 | 0 | 0 | 1 |  | 6 | 9 | 6 | 8
| 3823 | 160 | 6 | 9 | 7 | 0 | 0 | 1 | 0 | 0 | 0 | 0 | 0 | 0 | 0 | 0 | 1 |  | 6 | 9 | 6 | 8
| 3824 | 160 | 6 | 9 | 8 | 0 | 0 | 1 | 0 | 0 | 0 | 0 | 0 | 0 | 0 | 0 | 1 |  | 6 | 9 | 6 | 8
| 3825 | 160 | 6 | 9 | 9 | 0 | 0 | 1 | 0 | 0 | 0 | 0 | 0 | 0 | 0 | 0 | 1 |  | 6 | 9 | 6 | 8
| 3826 | 160 | 6 | 9 | 10 | 0 | 0 | 1 | 0 | 0 | 0 | 0 | 0 | 0 | 0 | 0 | 1 |  | 6 | 9 | 6 | 8
| 3827 | 160 | 6 | 9 | 11 | 0 | 0 | 1 | 0 | 0 | 0 | 0 | 0 | 0 | 0 | 0 | 1 |  | 6 | 9 | 6 | 8
| 3828 | 160 | 6 | 9 | 12 | 0 | 0 | 1 | 0 | 0 | 0 | 0 | 0 | 0 | 0 | 0 | 1 |  | 6 | 9 | 6 | 8
| 3829 | 160 | 6 | 9 | 13 | 0 | 0 | 1 | 0 | 0 | 0 | 0 | 0 | 0 | 0 | 0 | 1 |  | 6 | 9 | 6 | 8
| 3830 | 160 | 6 | 9 | 14 | 0 | 0 | 1 | 0 | 0 | 0 | 0 | 0 | 0 | 0 | 0 | 1 |  | 6 | 9 | 6 | 8
| 3831 | 160 | 6 | 9 | 15 | 0 | 0 | 1 | 0 | 0 | 0 | 0 | 0 | 0 | 0 | 0 | 1 |  | 6 | 9 | 6 | 8
| 3832 | 160 | 6 | 9 | 16 | 0 | 0 | 1 | 0 | 0 | 0 | 0 | 0 | 0 | 0 | 0 | 1 |  | 6 | 9 | 6 | 8
| 3833 | 160 | 6 | 9 | 17 | 0 | 0 | 1 | 0 | 0 | 0 | 0 | 0 | 0 | 0 | 0 | 1 |  | 6 | 9 | 6 | 8
| 3834 | 160 | 6 | 9 | 18 | 0 | 0 | 1 | 0 | 0 | 0 | 0 | 0 | 0 | 0 | 0 | 1 |  | 6 | 9 | 6 | 8
| 3835 | 160 | 6 | 9 | 19 | 0 | 0 | 1 | 0 | 0 | 0 | 0 | 0 | 0 | 0 | 0 | 1 |  | 6 | 9 | 6 | 8
| 3836 | 160 | 6 | 9 | 20 | 0 | 0 | 1 | 0 | 0 | 0 | 0 | 0 | 0 | 0 | 0 | 1 |  | 6 | 9 | 6 | 8
| 3837 | 160 | 6 | 9 | 21 | 0 | 0 | 1 | 0 | 0 | 0 | 0 | 0 | 0 | 0 | 0 | 1 |  | 6 | 9 | 6 | 8
| 3838 | 160 | 6 | 9 | 22 | 0 | 0 | 1 | 0 | 0 | 0 | 0 | 0 | 0 | 0 | 0 | 1 |  | 6 | 9 | 6 | 8
| 3839 | 160 | 6 | 9 | 23 | 0 | 0 | 1 | 0 | 0 | 0 | 0 | 0 | 0 | 0 | 0 | 1 |  | 6 | 9 | 6 | 8
| 3840 | 160 | 6 | 9 | 24 | 0 | 0 | 1 | 0 | 0 | 0 | 0 | 0 | 0 | 0 | 0 | 1 |  | 6 | 9 | 6 | 8
| 3841 | 161 | 6 | 10 | 1 | 0 | 0 | 1 | 0 | 0 | 0 | 0 | 0 | 0 | 0 | 0 | 1 |  | 6 | 10 | 6 | 9
| 3842 | 161 | 6 | 10 | 2 | 0 | 0 | 1 | 0 | 0 | 0 | 0 | 0 | 0 | 0 | 0 | 1 |  | 6 | 10 | 6 | 9
| 3843 | 161 | 6 | 10 | 3 | 0 | 0 | 1 | 0 | 0 | 0 | 0 | 0 | 0 | 0 | 0 | 1 |  | 6 | 10 | 6 | 9
| 3844 | 161 | 6 | 10 | 4 | 0 | 0 | 1 | 0 | 0 | 0 | 0 | 0 | 0 | 0 | 0 | 1 |  | 6 | 10 | 6 | 9
| 3845 | 161 | 6 | 10 | 5 | 0 | 0 | 1 | 0 | 0 | 0 | 0 | 0 | 0 | 0 | 0 | 1 |  | 6 | 10 | 6 | 9
| 3846 | 161 | 6 | 10 | 6 | 0 | 0 | 1 | 0 | 0 | 0 | 0 | 0 | 0 | 0 | 0 | 1 |  | 6 | 10 | 6 | 9
| 3847 | 161 | 6 | 10 | 7 | 0 | 0 | 1 | 0 | 0 | 0 | 0 | 0 | 0 | 0 | 0 | 1 |  | 6 | 10 | 6 | 9
| 3848 | 161 | 6 | 10 | 8 | 0 | 0 | 1 | 0 | 0 | 0 | 0 | 0 | 0 | 0 | 0 | 1 |  | 6 | 10 | 6 | 9
| 3849 | 161 | 6 | 10 | 9 | 0 | 0 | 1 | 0 | 0 | 0 | 0 | 0 | 0 | 0 | 0 | 1 |  | 6 | 10 | 6 | 9
| 3850 | 161 | 6 | 10 | 10 | 0 | 0 | 1 | 0 | 0 | 0 | 0 | 0 | 0 | 0 | 0 | 1 |  | 6 | 10 | 6 | 9
| 3851 | 161 | 6 | 10 | 11 | 0 | 0 | 1 | 0 | 0 | 0 | 0 | 0 | 0 | 0 | 0 | 1 |  | 6 | 10 | 6 | 9
| 3852 | 161 | 6 | 10 | 12 | 0 | 0 | 1 | 0 | 0 | 0 | 0 | 0 | 0 | 0 | 0 | 1 |  | 6 | 10 | 6 | 9
| 3853 | 161 | 6 | 10 | 13 | 0 | 0 | 1 | 0 | 0 | 0 | 0 | 0 | 0 | 0 | 0 | 1 |  | 6 | 10 | 6 | 9
| 3854 | 161 | 6 | 10 | 14 | 0 | 0 | 1 | 0 | 0 | 0 | 0 | 0 | 0 | 0 | 0 | 1 |  | 6 | 10 | 6 | 9
| 3855 | 161 | 6 | 10 | 15 | 0 | 0 | 1 | 0 | 0 | 0 | 0 | 0 | 0 | 0 | 0 | 1 |  | 6 | 10 | 6 | 9
| 3856 | 161 | 6 | 10 | 16 | 0 | 0 | 1 | 0 | 0 | 0 | 0 | 0 | 0 | 0 | 0 | 1 |  | 6 | 10 | 6 | 9
| 3857 | 161 | 6 | 10 | 17 | 0 | 0 | 1 | 0 | 0 | 0 | 0 | 0 | 0 | 0 | 0 | 1 |  | 6 | 10 | 6 | 9
| 3858 | 161 | 6 | 10 | 18 | 0 | 0 | 1 | 0 | 0 | 0 | 0 | 0 | 0 | 0 | 0 | 1 |  | 6 | 10 | 6 | 9
| 3859 | 161 | 6 | 10 | 19 | 0 | 0 | 1 | 0 | 0 | 0 | 0 | 0 | 0 | 0 | 0 | 1 |  | 6 | 10 | 6 | 9
| 3860 | 161 | 6 | 10 | 20 | 0 | 0 | 1 | 0 | 0 | 0 | 0 | 0 | 0 | 0 | 0 | 1 |  | 6 | 10 | 6 | 9
| 3861 | 161 | 6 | 10 | 21 | 0 | 0 | 1 | 0 | 0 | 0 | 0 | 0 | 0 | 0 | 0 | 1 |  | 6 | 10 | 6 | 9
| 3862 | 161 | 6 | 10 | 22 | 0 | 0 | 1 | 0 | 0 | 0 | 0 | 0 | 0 | 0 | 0 | 1 |  | 6 | 10 | 6 | 9
| 3863 | 161 | 6 | 10 | 23 | 0 | 0 | 1 | 0 | 0 | 0 | 0 | 0 | 0 | 0 | 0 | 1 |  | 6 | 10 | 6 | 9
| 3864 | 161 | 6 | 10 | 24 | 0 | 0 | 1 | 0 | 0 | 0 | 0 | 0 | 0 | 0 | 0 | 1 |  | 6 | 10 | 6 | 9
| 3865 | 162 | 6 | 11 | 1 | 0 | 0 | 0 | 0 | 0 | 0 | 0 | 0 | 0 | 0 | 0 | 1 |  | 6 | 11 | 6 | 10
| 3866 | 162 | 6 | 11 | 2 | 0 | 0 | 0 | 0 | 0 | 0 | 0 | 0 | 0 | 0 | 0 | 1 |  | 6 | 11 | 6 | 10
| 3867 | 162 | 6 | 11 | 3 | 0 | 0 | 0 | 0 | 0 | 0 | 0 | 0 | 0 | 0 | 0 | 1 |  | 6 | 11 | 6 | 10
| 3868 | 162 | 6 | 11 | 4 | 0 | 0 | 0 | 0 | 0 | 0 | 0 | 0 | 0 | 0 | 0 | 1 |  | 6 | 11 | 6 | 10
| 3869 | 162 | 6 | 11 | 5 | 0 | 0 | 0 | 0 | 0 | 0 | 0 | 0 | 0 | 0 | 0 | 1 |  | 6 | 11 | 6 | 10
| 3870 | 162 | 6 | 11 | 6 | 0 | 0 | 0 | 0 | 0 | 0 | 0 | 0 | 0 | 0 | 0 | 1 |  | 6 | 11 | 6 | 10
| 3871 | 162 | 6 | 11 | 7 | 0 | 0 | 0 | 0 | 0 | 0 | 0 | 0 | 0 | 0 | 0 | 1 |  | 6 | 11 | 6 | 10
| 3872 | 162 | 6 | 11 | 8 | 0 | 0 | 0 | 0 | 0 | 0 | 0 | 0 | 0 | 0 | 0 | 1 |  | 6 | 11 | 6 | 10
| 3873 | 162 | 6 | 11 | 9 | 0 | 0 | 0 | 0 | 0 | 0 | 0 | 0 | 0 | 0 | 0 | 1 |  | 6 | 11 | 6 | 10
| 3874 | 162 | 6 | 11 | 10 | 0 | 0 | 0 | 0 | 0 | 0 | 0 | 0 | 0 | 0 | 0 | 1 |  | 6 | 11 | 6 | 10
| 3875 | 162 | 6 | 11 | 11 | 0 | 0 | 0 | 0 | 0 | 0 | 0 | 0 | 0 | 0 | 0 | 1 |  | 6 | 11 | 6 | 10
| 3876 | 162 | 6 | 11 | 12 | 0 | 0 | 0 | 0 | 0 | 0 | 0 | 0 | 0 | 0 | 0 | 1 |  | 6 | 11 | 6 | 10
| 3877 | 162 | 6 | 11 | 13 | 0 | 0 | 0 | 0 | 0 | 0 | 0 | 0 | 0 | 0 | 0 | 1 |  | 6 | 11 | 6 | 10
| 3878 | 162 | 6 | 11 | 14 | 0 | 0 | 0 | 0 | 0 | 0 | 0 | 0 | 0 | 0 | 0 | 1 |  | 6 | 11 | 6 | 10
| 3879 | 162 | 6 | 11 | 15 | 0 | 0 | 0 | 0 | 0 | 0 | 0 | 0 | 0 | 0 | 0 | 1 |  | 6 | 11 | 6 | 10
| 3880 | 162 | 6 | 11 | 16 | 0 | 0 | 0 | 0 | 0 | 0 | 0 | 0 | 0 | 0 | 0 | 1 |  | 6 | 11 | 6 | 10
| 3881 | 162 | 6 | 11 | 17 | 0 | 0 | 0 | 0 | 0 | 0 | 0 | 0 | 0 | 0 | 0 | 1 |  | 6 | 11 | 6 | 10
| 3882 | 162 | 6 | 11 | 18 | 0 | 0 | 0 | 0 | 0 | 0 | 0 | 0 | 0 | 0 | 0 | 1 |  | 6 | 11 | 6 | 10
| 3883 | 162 | 6 | 11 | 19 | 0 | 0 | 0 | 0 | 0 | 0 | 0 | 0 | 0 | 0 | 0 | 1 |  | 6 | 11 | 6 | 10
| 3884 | 162 | 6 | 11 | 20 | 0 | 0 | 0 | 0 | 0 | 0 | 0 | 0 | 0 | 0 | 0 | 1 |  | 6 | 11 | 6 | 10
| 3885 | 162 | 6 | 11 | 21 | 0 | 0 | 0 | 0 | 0 | 0 | 0 | 0 | 0 | 0 | 0 | 1 |  | 6 | 11 | 6 | 10
| 3886 | 162 | 6 | 11 | 22 | 0 | 0 | 0 | 0 | 0 | 0 | 0 | 0 | 0 | 0 | 0 | 1 |  | 6 | 11 | 6 | 10
| 3887 | 162 | 6 | 11 | 23 | 0 | 0 | 0 | 0 | 0 | 0 | 0 | 0 | 0 | 0 | 0 | 1 |  | 6 | 11 | 6 | 10
| 3888 | 162 | 6 | 11 | 24 | 0 | 0 | 0 | 0 | 0 | 0 | 0 | 0 | 0 | 0 | 0 | 1 |  | 6 | 11 | 6 | 10
| 3889 | 163 | 6 | 12 | 1 | 0 | 0 | 0 | 0 | 0 | 0 | 0 | 0 | 0 | 0 | 0 | 1 |  | 6 | 12 | 6 | 11
| 3890 | 163 | 6 | 12 | 2 | 0 | 0 | 0 | 0 | 0 | 0 | 0 | 0 | 0 | 0 | 0 | 1 |  | 6 | 12 | 6 | 11
| 3891 | 163 | 6 | 12 | 3 | 0 | 0 | 0 | 0 | 0 | 0 | 0 | 0 | 0 | 0 | 0 | 1 |  | 6 | 12 | 6 | 11
| 3892 | 163 | 6 | 12 | 4 | 0 | 0 | 0 | 0 | 0 | 0 | 0 | 0 | 0 | 0 | 0 | 1 |  | 6 | 12 | 6 | 11
| 3893 | 163 | 6 | 12 | 5 | 0 | 0 | 0 | 0 | 0 | 0 | 0 | 0 | 0 | 0 | 0 | 1 |  | 6 | 12 | 6 | 11
| 3894 | 163 | 6 | 12 | 6 | 0 | 0 | 0 | 0 | 0 | 0 | 0 | 0 | 0 | 0 | 0 | 1 |  | 6 | 12 | 6 | 11
| 3895 | 163 | 6 | 12 | 7 | 0 | 0 | 0 | 0 | 0 | 0 | 0 | 0 | 0 | 0 | 0 | 1 |  | 6 | 12 | 6 | 11
| 3896 | 163 | 6 | 12 | 8 | 0 | 0 | 0 | 0 | 0 | 0 | 0 | 0 | 0 | 0 | 0 | 1 |  | 6 | 12 | 6 | 11
| 3897 | 163 | 6 | 12 | 9 | 0 | 0 | 0 | 0 | 0 | 0 | 0 | 0 | 0 | 0 | 0 | 1 |  | 6 | 12 | 6 | 11
| 3898 | 163 | 6 | 12 | 10 | 0 | 0 | 0 | 0 | 0 | 0 | 0 | 0 | 0 | 0 | 0 | 1 |  | 6 | 12 | 6 | 11
| 3899 | 163 | 6 | 12 | 11 | 0 | 0 | 0 | 0 | 0 | 0 | 0 | 0 | 0 | 0 | 0 | 1 |  | 6 | 12 | 6 | 11
| 3900 | 163 | 6 | 12 | 12 | 0 | 0 | 0 | 0 | 0 | 0 | 0 | 0 | 0 | 0 | 0 | 1 |  | 6 | 12 | 6 | 11
| 3901 | 163 | 6 | 12 | 13 | 0 | 0 | 0 | 0 | 0 | 0 | 0 | 0 | 0 | 0 | 0 | 1 |  | 6 | 12 | 6 | 11
| 3902 | 163 | 6 | 12 | 14 | 0 | 0 | 0 | 0 | 0 | 0 | 0 | 0 | 0 | 0 | 0 | 1 |  | 6 | 12 | 6 | 11
| 3903 | 163 | 6 | 12 | 15 | 0 | 0 | 0 | 0 | 0 | 0 | 0 | 0 | 0 | 0 | 0 | 1 |  | 6 | 12 | 6 | 11
| 3904 | 163 | 6 | 12 | 16 | 0 | 0 | 0 | 0 | 0 | 0 | 0 | 0 | 0 | 0 | 0 | 1 |  | 6 | 12 | 6 | 11
| 3905 | 163 | 6 | 12 | 17 | 0 | 0 | 0 | 0 | 0 | 0 | 0 | 0 | 0 | 0 | 0 | 1 |  | 6 | 12 | 6 | 11
| 3906 | 163 | 6 | 12 | 18 | 0 | 0 | 0 | 0 | 0 | 0 | 0 | 0 | 0 | 0 | 0 | 1 |  | 6 | 12 | 6 | 11
| 3907 | 163 | 6 | 12 | 19 | 0 | 0 | 0 | 0 | 0 | 0 | 0 | 0 | 0 | 0 | 0 | 1 |  | 6 | 12 | 6 | 11
| 3908 | 163 | 6 | 12 | 20 | 0 | 0 | 0 | 0 | 0 | 0 | 0 | 0 | 0 | 0 | 0 | 1 |  | 6 | 12 | 6 | 11
| 3909 | 163 | 6 | 12 | 21 | 0 | 0 | 0 | 0 | 0 | 0 | 0 | 0 | 0 | 0 | 0 | 1 |  | 6 | 12 | 6 | 11
| 3910 | 163 | 6 | 12 | 22 | 0 | 0 | 0 | 0 | 0 | 0 | 0 | 0 | 0 | 0 | 0 | 1 |  | 6 | 12 | 6 | 11
| 3911 | 163 | 6 | 12 | 23 | 0 | 0 | 0 | 0 | 0 | 0 | 0 | 0 | 0 | 0 | 0 | 1 |  | 6 | 12 | 6 | 11
| 3912 | 163 | 6 | 12 | 24 | 0 | 0 | 0 | 0 | 0 | 0 | 0 | 0 | 0 | 0 | 0 | 1 |  | 6 | 12 | 6 | 11
| 3913 | 164 | 6 | 13 | 1 | 0 | 0 | 1 | 0 | 0 | 0 | 0 | 0 | 0 | 0 | 0 | 1 |  | 6 | 13 | 6 | 12
| 3914 | 164 | 6 | 13 | 2 | 0 | 0 | 1 | 0 | 0 | 0 | 0 | 0 | 0 | 0 | 0 | 1 |  | 6 | 13 | 6 | 12
| 3915 | 164 | 6 | 13 | 3 | 0 | 0 | 1 | 0 | 0 | 0 | 0 | 0 | 0 | 0 | 0 | 1 |  | 6 | 13 | 6 | 12
| 3916 | 164 | 6 | 13 | 4 | 0 | 0 | 1 | 0 | 0 | 0 | 0 | 0 | 0 | 0 | 0 | 1 |  | 6 | 13 | 6 | 12
| 3917 | 164 | 6 | 13 | 5 | 0 | 0 | 1 | 0 | 0 | 0 | 0 | 0 | 0 | 0 | 0 | 1 |  | 6 | 13 | 6 | 12
| 3918 | 164 | 6 | 13 | 6 | 0 | 0 | 1 | 0 | 0 | 0 | 0 | 0 | 0 | 0 | 0 | 1 |  | 6 | 13 | 6 | 12
| 3919 | 164 | 6 | 13 | 7 | 0 | 0 | 1 | 0 | 0 | 0 | 0 | 0 | 0 | 0 | 0 | 1 |  | 6 | 13 | 6 | 12
| 3920 | 164 | 6 | 13 | 8 | 0 | 0 | 1 | 0 | 0 | 0 | 0 | 0 | 0 | 0 | 0 | 1 |  | 6 | 13 | 6 | 12
| 3921 | 164 | 6 | 13 | 9 | 0 | 0 | 1 | 0 | 0 | 0 | 0 | 0 | 0 | 0 | 0 | 1 |  | 6 | 13 | 6 | 12
| 3922 | 164 | 6 | 13 | 10 | 0 | 0 | 1 | 0 | 0 | 0 | 0 | 0 | 0 | 0 | 0 | 1 |  | 6 | 13 | 6 | 12
| 3923 | 164 | 6 | 13 | 11 | 0 | 0 | 1 | 0 | 0 | 0 | 0 | 0 | 0 | 0 | 0 | 1 |  | 6 | 13 | 6 | 12
| 3924 | 164 | 6 | 13 | 12 | 0 | 0 | 1 | 0 | 0 | 0 | 0 | 0 | 0 | 0 | 0 | 1 |  | 6 | 13 | 6 | 12
| 3925 | 164 | 6 | 13 | 13 | 0 | 0 | 1 | 0 | 0 | 0 | 0 | 0 | 0 | 0 | 0 | 1 |  | 6 | 13 | 6 | 12
| 3926 | 164 | 6 | 13 | 14 | 0 | 0 | 1 | 0 | 0 | 0 | 0 | 0 | 0 | 0 | 0 | 1 |  | 6 | 13 | 6 | 12
| 3927 | 164 | 6 | 13 | 15 | 0 | 0 | 1 | 0 | 0 | 0 | 0 | 0 | 0 | 0 | 0 | 1 |  | 6 | 13 | 6 | 12
| 3928 | 164 | 6 | 13 | 16 | 0 | 0 | 1 | 0 | 0 | 0 | 0 | 0 | 0 | 0 | 0 | 1 |  | 6 | 13 | 6 | 12
| 3929 | 164 | 6 | 13 | 17 | 0 | 0 | 1 | 0 | 0 | 0 | 0 | 0 | 0 | 0 | 0 | 1 |  | 6 | 13 | 6 | 12
| 3930 | 164 | 6 | 13 | 18 | 0 | 0 | 1 | 0 | 0 | 0 | 0 | 0 | 0 | 0 | 0 | 1 |  | 6 | 13 | 6 | 12
| 3931 | 164 | 6 | 13 | 19 | 0 | 0 | 1 | 0 | 0 | 0 | 0 | 0 | 0 | 0 | 0 | 1 |  | 6 | 13 | 6 | 12
| 3932 | 164 | 6 | 13 | 20 | 0 | 0 | 1 | 0 | 0 | 0 | 0 | 0 | 0 | 0 | 0 | 1 |  | 6 | 13 | 6 | 12
| 3933 | 164 | 6 | 13 | 21 | 0 | 0 | 1 | 0 | 0 | 0 | 0 | 0 | 0 | 0 | 0 | 1 |  | 6 | 13 | 6 | 12
| 3934 | 164 | 6 | 13 | 22 | 0 | 0 | 1 | 0 | 0 | 0 | 0 | 0 | 0 | 0 | 0 | 1 |  | 6 | 13 | 6 | 12
| 3935 | 164 | 6 | 13 | 23 | 0 | 0 | 1 | 0 | 0 | 0 | 0 | 0 | 0 | 0 | 0 | 1 |  | 6 | 13 | 6 | 12
| 3936 | 164 | 6 | 13 | 24 | 0 | 0 | 1 | 0 | 0 | 0 | 0 | 0 | 0 | 0 | 0 | 1 |  | 6 | 13 | 6 | 12
| 3937 | 165 | 6 | 14 | 1 | 0 | 0 | 1 | 0 | 0 | 0 | 0 | 0 | 0 | 0 | 0 | 1 |  | 6 | 14 | 6 | 13
| 3938 | 165 | 6 | 14 | 2 | 0 | 0 | 1 | 0 | 0 | 0 | 0 | 0 | 0 | 0 | 0 | 1 |  | 6 | 14 | 6 | 13
| 3939 | 165 | 6 | 14 | 3 | 0 | 0 | 1 | 0 | 0 | 0 | 0 | 0 | 0 | 0 | 0 | 1 |  | 6 | 14 | 6 | 13
| 3940 | 165 | 6 | 14 | 4 | 0 | 0 | 1 | 0 | 0 | 0 | 0 | 0 | 0 | 0 | 0 | 1 |  | 6 | 14 | 6 | 13
| 3941 | 165 | 6 | 14 | 5 | 0 | 0 | 1 | 0 | 0 | 0 | 0 | 0 | 0 | 0 | 0 | 1 |  | 6 | 14 | 6 | 13
| 3942 | 165 | 6 | 14 | 6 | 0 | 0 | 1 | 0 | 0 | 0 | 0 | 0 | 0 | 0 | 0 | 1 |  | 6 | 14 | 6 | 13
| 3943 | 165 | 6 | 14 | 7 | 0 | 0 | 1 | 0 | 0 | 0 | 0 | 0 | 0 | 0 | 0 | 1 |  | 6 | 14 | 6 | 13
| 3944 | 165 | 6 | 14 | 8 | 0 | 0 | 1 | 0 | 0 | 0 | 0 | 0 | 0 | 0 | 0 | 1 |  | 6 | 14 | 6 | 13
| 3945 | 165 | 6 | 14 | 9 | 0 | 0 | 1 | 0 | 0 | 0 | 0 | 0 | 0 | 0 | 0 | 1 |  | 6 | 14 | 6 | 13
| 3946 | 165 | 6 | 14 | 10 | 0 | 0 | 1 | 0 | 0 | 0 | 0 | 0 | 0 | 0 | 0 | 1 |  | 6 | 14 | 6 | 13
| 3947 | 165 | 6 | 14 | 11 | 0 | 0 | 1 | 0 | 0 | 0 | 0 | 0 | 0 | 0 | 0 | 1 |  | 6 | 14 | 6 | 13
| 3948 | 165 | 6 | 14 | 12 | 0 | 0 | 1 | 0 | 0 | 0 | 0 | 0 | 0 | 0 | 0 | 1 |  | 6 | 14 | 6 | 13
| 3949 | 165 | 6 | 14 | 13 | 0 | 0 | 1 | 0 | 0 | 0 | 0 | 0 | 0 | 0 | 0 | 1 |  | 6 | 14 | 6 | 13
| 3950 | 165 | 6 | 14 | 14 | 0 | 0 | 1 | 0 | 0 | 0 | 0 | 0 | 0 | 0 | 0 | 1 |  | 6 | 14 | 6 | 13
| 3951 | 165 | 6 | 14 | 15 | 0 | 0 | 1 | 0 | 0 | 0 | 0 | 0 | 0 | 0 | 0 | 1 |  | 6 | 14 | 6 | 13
| 3952 | 165 | 6 | 14 | 16 | 0 | 0 | 1 | 0 | 0 | 0 | 0 | 0 | 0 | 0 | 0 | 1 |  | 6 | 14 | 6 | 13
| 3953 | 165 | 6 | 14 | 17 | 0 | 0 | 1 | 0 | 0 | 0 | 0 | 0 | 0 | 0 | 0 | 1 |  | 6 | 14 | 6 | 13
| 3954 | 165 | 6 | 14 | 18 | 0 | 0 | 1 | 0 | 0 | 0 | 0 | 0 | 0 | 0 | 0 | 1 |  | 6 | 14 | 6 | 13
| 3955 | 165 | 6 | 14 | 19 | 0 | 0 | 1 | 0 | 0 | 0 | 0 | 0 | 0 | 0 | 0 | 1 |  | 6 | 14 | 6 | 13
| 3956 | 165 | 6 | 14 | 20 | 0 | 0 | 1 | 0 | 0 | 0 | 0 | 0 | 0 | 0 | 0 | 1 |  | 6 | 14 | 6 | 13
| 3957 | 165 | 6 | 14 | 21 | 0 | 0 | 1 | 0 | 0 | 0 | 0 | 0 | 0 | 0 | 0 | 1 |  | 6 | 14 | 6 | 13
| 3958 | 165 | 6 | 14 | 22 | 0 | 0 | 1 | 0 | 0 | 0 | 0 | 0 | 0 | 0 | 0 | 1 |  | 6 | 14 | 6 | 13
| 3959 | 165 | 6 | 14 | 23 | 0 | 0 | 1 | 0 | 0 | 0 | 0 | 0 | 0 | 0 | 0 | 1 |  | 6 | 14 | 6 | 13
| 3960 | 165 | 6 | 14 | 24 | 0 | 0 | 1 | 0 | 0 | 0 | 0 | 0 | 0 | 0 | 0 | 1 |  | 6 | 14 | 6 | 13
| 3961 | 166 | 6 | 15 | 1 | 0 | 0 | 1 | 0 | 0 | 0 | 0 | 0 | 0 | 0 | 0 | 1 |  | 6 | 15 | 6 | 14
| 3962 | 166 | 6 | 15 | 2 | 0 | 0 | 1 | 0 | 0 | 0 | 0 | 0 | 0 | 0 | 0 | 1 |  | 6 | 15 | 6 | 14
| 3963 | 166 | 6 | 15 | 3 | 0 | 0 | 1 | 0 | 0 | 0 | 0 | 0 | 0 | 0 | 0 | 1 |  | 6 | 15 | 6 | 14
| 3964 | 166 | 6 | 15 | 4 | 0 | 0 | 1 | 0 | 0 | 0 | 0 | 0 | 0 | 0 | 0 | 1 |  | 6 | 15 | 6 | 14
| 3965 | 166 | 6 | 15 | 5 | 0 | 0 | 1 | 0 | 0 | 0 | 0 | 0 | 0 | 0 | 0 | 1 |  | 6 | 15 | 6 | 14
| 3966 | 166 | 6 | 15 | 6 | 0 | 0 | 1 | 0 | 0 | 0 | 0 | 0 | 0 | 0 | 0 | 1 |  | 6 | 15 | 6 | 14
| 3967 | 166 | 6 | 15 | 7 | 0 | 0 | 1 | 0 | 0 | 0 | 0 | 0 | 0 | 0 | 0 | 1 |  | 6 | 15 | 6 | 14
| 3968 | 166 | 6 | 15 | 8 | 0 | 0 | 1 | 0 | 0 | 0 | 0 | 0 | 0 | 0 | 0 | 1 |  | 6 | 15 | 6 | 14
| 3969 | 166 | 6 | 15 | 9 | 0 | 0 | 1 | 0 | 0 | 0 | 0 | 0 | 0 | 0 | 0 | 1 |  | 6 | 15 | 6 | 14
| 3970 | 166 | 6 | 15 | 10 | 0 | 0 | 1 | 0 | 0 | 0 | 0 | 0 | 0 | 0 | 0 | 1 |  | 6 | 15 | 6 | 14
| 3971 | 166 | 6 | 15 | 11 | 0 | 0 | 1 | 0 | 0 | 0 | 0 | 0 | 0 | 0 | 0 | 1 |  | 6 | 15 | 6 | 14
| 3972 | 166 | 6 | 15 | 12 | 0 | 0 | 1 | 0 | 0 | 0 | 0 | 0 | 0 | 0 | 0 | 1 |  | 6 | 15 | 6 | 14
| 3973 | 166 | 6 | 15 | 13 | 0 | 0 | 1 | 0 | 0 | 0 | 0 | 0 | 0 | 0 | 0 | 1 |  | 6 | 15 | 6 | 14
| 3974 | 166 | 6 | 15 | 14 | 0 | 0 | 1 | 0 | 0 | 0 | 0 | 0 | 0 | 0 | 0 | 1 |  | 6 | 15 | 6 | 14
| 3975 | 166 | 6 | 15 | 15 | 0 | 0 | 1 | 0 | 0 | 0 | 0 | 0 | 0 | 0 | 0 | 1 |  | 6 | 15 | 6 | 14
| 3976 | 166 | 6 | 15 | 16 | 0 | 0 | 1 | 0 | 0 | 0 | 0 | 0 | 0 | 0 | 0 | 1 |  | 6 | 15 | 6 | 14
| 3977 | 166 | 6 | 15 | 17 | 0 | 0 | 1 | 0 | 0 | 0 | 0 | 0 | 0 | 0 | 0 | 1 |  | 6 | 15 | 6 | 14
| 3978 | 166 | 6 | 15 | 18 | 0 | 0 | 1 | 0 | 0 | 0 | 0 | 0 | 0 | 0 | 0 | 1 |  | 6 | 15 | 6 | 14
| 3979 | 166 | 6 | 15 | 19 | 0 | 0 | 1 | 0 | 0 | 0 | 0 | 0 | 0 | 0 | 0 | 1 |  | 6 | 15 | 6 | 14
| 3980 | 166 | 6 | 15 | 20 | 0 | 0 | 1 | 0 | 0 | 0 | 0 | 0 | 0 | 0 | 0 | 1 |  | 6 | 15 | 6 | 14
| 3981 | 166 | 6 | 15 | 21 | 0 | 0 | 1 | 0 | 0 | 0 | 0 | 0 | 0 | 0 | 0 | 1 |  | 6 | 15 | 6 | 14
| 3982 | 166 | 6 | 15 | 22 | 0 | 0 | 1 | 0 | 0 | 0 | 0 | 0 | 0 | 0 | 0 | 1 |  | 6 | 15 | 6 | 14
| 3983 | 166 | 6 | 15 | 23 | 0 | 0 | 1 | 0 | 0 | 0 | 0 | 0 | 0 | 0 | 0 | 1 |  | 6 | 15 | 6 | 14
| 3984 | 166 | 6 | 15 | 24 | 0 | 0 | 1 | 0 | 0 | 0 | 0 | 0 | 0 | 0 | 0 | 1 |  | 6 | 15 | 6 | 14
| 3985 | 167 | 6 | 16 | 1 | 0 | 0 | 1 | 0 | 0 | 0 | 0 | 0 | 0 | 0 | 0 | 1 |  | 6 | 16 | 6 | 15
| 3986 | 167 | 6 | 16 | 2 | 0 | 0 | 1 | 0 | 0 | 0 | 0 | 0 | 0 | 0 | 0 | 1 |  | 6 | 16 | 6 | 15
| 3987 | 167 | 6 | 16 | 3 | 0 | 0 | 1 | 0 | 0 | 0 | 0 | 0 | 0 | 0 | 0 | 1 |  | 6 | 16 | 6 | 15
| 3988 | 167 | 6 | 16 | 4 | 0 | 0 | 1 | 0 | 0 | 0 | 0 | 0 | 0 | 0 | 0 | 1 |  | 6 | 16 | 6 | 15
| 3989 | 167 | 6 | 16 | 5 | 0 | 0 | 1 | 0 | 0 | 0 | 0 | 0 | 0 | 0 | 0 | 1 |  | 6 | 16 | 6 | 15
| 3990 | 167 | 6 | 16 | 6 | 0 | 0 | 1 | 0 | 0 | 0 | 0 | 0 | 0 | 0 | 0 | 1 |  | 6 | 16 | 6 | 15
| 3991 | 167 | 6 | 16 | 7 | 0 | 0 | 1 | 0 | 0 | 0 | 0 | 0 | 0 | 0 | 0 | 1 |  | 6 | 16 | 6 | 15
| 3992 | 167 | 6 | 16 | 8 | 0 | 0 | 1 | 0 | 0 | 0 | 0 | 0 | 0 | 0 | 0 | 1 |  | 6 | 16 | 6 | 15
| 3993 | 167 | 6 | 16 | 9 | 0 | 0 | 1 | 0 | 0 | 0 | 0 | 0 | 0 | 0 | 0 | 1 |  | 6 | 16 | 6 | 15
| 3994 | 167 | 6 | 16 | 10 | 0 | 0 | 1 | 0 | 0 | 0 | 0 | 0 | 0 | 0 | 0 | 1 |  | 6 | 16 | 6 | 15
| 3995 | 167 | 6 | 16 | 11 | 0 | 0 | 1 | 0 | 0 | 0 | 0 | 0 | 0 | 0 | 0 | 1 |  | 6 | 16 | 6 | 15
| 3996 | 167 | 6 | 16 | 12 | 0 | 0 | 1 | 0 | 0 | 0 | 0 | 0 | 0 | 0 | 0 | 1 |  | 6 | 16 | 6 | 15
| 3997 | 167 | 6 | 16 | 13 | 0 | 0 | 1 | 0 | 0 | 0 | 0 | 0 | 0 | 0 | 0 | 1 |  | 6 | 16 | 6 | 15
| 3998 | 167 | 6 | 16 | 14 | 0 | 0 | 1 | 0 | 0 | 0 | 0 | 0 | 0 | 0 | 0 | 1 |  | 6 | 16 | 6 | 15
| 3999 | 167 | 6 | 16 | 15 | 0 | 0 | 1 | 0 | 0 | 0 | 0 | 0 | 0 | 0 | 0 | 1 |  | 6 | 16 | 6 | 15
| 4000 | 167 | 6 | 16 | 16 | 0 | 0 | 1 | 0 | 0 | 0 | 0 | 0 | 0 | 0 | 0 | 1 |  | 6 | 16 | 6 | 15
| 4001 | 167 | 6 | 16 | 17 | 0 | 0 | 1 | 0 | 0 | 0 | 0 | 0 | 0 | 0 | 0 | 1 |  | 6 | 16 | 6 | 15
| 4002 | 167 | 6 | 16 | 18 | 0 | 0 | 1 | 0 | 0 | 0 | 0 | 0 | 0 | 0 | 0 | 1 |  | 6 | 16 | 6 | 15
| 4003 | 167 | 6 | 16 | 19 | 0 | 0 | 1 | 0 | 0 | 0 | 0 | 0 | 0 | 0 | 0 | 1 |  | 6 | 16 | 6 | 15
| 4004 | 167 | 6 | 16 | 20 | 0 | 0 | 1 | 0 | 0 | 0 | 0 | 0 | 0 | 0 | 0 | 1 |  | 6 | 16 | 6 | 15
| 4005 | 167 | 6 | 16 | 21 | 0 | 0 | 1 | 0 | 0 | 0 | 0 | 0 | 0 | 0 | 0 | 1 |  | 6 | 16 | 6 | 15
| 4006 | 167 | 6 | 16 | 22 | 0 | 0 | 1 | 0 | 0 | 0 | 0 | 0 | 0 | 0 | 0 | 1 |  | 6 | 16 | 6 | 15
| 4007 | 167 | 6 | 16 | 23 | 0 | 0 | 1 | 0 | 0 | 0 | 0 | 0 | 0 | 0 | 0 | 1 |  | 6 | 16 | 6 | 15
| 4008 | 167 | 6 | 16 | 24 | 0 | 0 | 1 | 0 | 0 | 0 | 0 | 0 | 0 | 0 | 0 | 1 |  | 6 | 16 | 6 | 15
| 4009 | 168 | 6 | 17 | 1 | 0 | 0 | 1 | 0 | 0 | 0 | 0 | 0 | 0 | 0 | 0 | 1 |  | 6 | 17 | 6 | 16
| 4010 | 168 | 6 | 17 | 2 | 0 | 0 | 1 | 0 | 0 | 0 | 0 | 0 | 0 | 0 | 0 | 1 |  | 6 | 17 | 6 | 16
| 4011 | 168 | 6 | 17 | 3 | 0 | 0 | 1 | 0 | 0 | 0 | 0 | 0 | 0 | 0 | 0 | 1 |  | 6 | 17 | 6 | 16
| 4012 | 168 | 6 | 17 | 4 | 0 | 0 | 1 | 0 | 0 | 0 | 0 | 0 | 0 | 0 | 0 | 1 |  | 6 | 17 | 6 | 16
| 4013 | 168 | 6 | 17 | 5 | 0 | 0 | 1 | 0 | 0 | 0 | 0 | 0 | 0 | 0 | 0 | 1 |  | 6 | 17 | 6 | 16
| 4014 | 168 | 6 | 17 | 6 | 0 | 0 | 1 | 0 | 0 | 0 | 0 | 0 | 0 | 0 | 0 | 1 |  | 6 | 17 | 6 | 16
| 4015 | 168 | 6 | 17 | 7 | 0 | 0 | 1 | 0 | 0 | 0 | 0 | 0 | 0 | 0 | 0 | 1 |  | 6 | 17 | 6 | 16
| 4016 | 168 | 6 | 17 | 8 | 0 | 0 | 1 | 0 | 0 | 0 | 0 | 0 | 0 | 0 | 0 | 1 |  | 6 | 17 | 6 | 16
| 4017 | 168 | 6 | 17 | 9 | 0 | 0 | 1 | 0 | 0 | 0 | 0 | 0 | 0 | 0 | 0 | 1 |  | 6 | 17 | 6 | 16
| 4018 | 168 | 6 | 17 | 10 | 0 | 0 | 1 | 0 | 0 | 0 | 0 | 0 | 0 | 0 | 0 | 1 |  | 6 | 17 | 6 | 16
| 4019 | 168 | 6 | 17 | 11 | 0 | 0 | 1 | 0 | 0 | 0 | 0 | 0 | 0 | 0 | 0 | 1 |  | 6 | 17 | 6 | 16
| 4020 | 168 | 6 | 17 | 12 | 0 | 0 | 1 | 0 | 0 | 0 | 0 | 0 | 0 | 0 | 0 | 1 |  | 6 | 17 | 6 | 16
| 4021 | 168 | 6 | 17 | 13 | 0 | 0 | 1 | 0 | 0 | 0 | 0 | 0 | 0 | 0 | 0 | 1 |  | 6 | 17 | 6 | 16
| 4022 | 168 | 6 | 17 | 14 | 0 | 0 | 1 | 0 | 0 | 0 | 0 | 0 | 0 | 0 | 0 | 1 |  | 6 | 17 | 6 | 16
| 4023 | 168 | 6 | 17 | 15 | 0 | 0 | 1 | 0 | 0 | 0 | 0 | 0 | 0 | 0 | 0 | 1 |  | 6 | 17 | 6 | 16
| 4024 | 168 | 6 | 17 | 16 | 0 | 0 | 1 | 0 | 0 | 0 | 0 | 0 | 0 | 0 | 0 | 1 |  | 6 | 17 | 6 | 16
| 4025 | 168 | 6 | 17 | 17 | 0 | 0 | 1 | 0 | 0 | 0 | 0 | 0 | 0 | 0 | 0 | 1 |  | 6 | 17 | 6 | 16
| 4026 | 168 | 6 | 17 | 18 | 0 | 0 | 1 | 0 | 0 | 0 | 0 | 0 | 0 | 0 | 0 | 1 |  | 6 | 17 | 6 | 16
| 4027 | 168 | 6 | 17 | 19 | 0 | 0 | 1 | 0 | 0 | 0 | 0 | 0 | 0 | 0 | 0 | 1 |  | 6 | 17 | 6 | 16
| 4028 | 168 | 6 | 17 | 20 | 0 | 0 | 1 | 0 | 0 | 0 | 0 | 0 | 0 | 0 | 0 | 1 |  | 6 | 17 | 6 | 16
| 4029 | 168 | 6 | 17 | 21 | 0 | 0 | 1 | 0 | 0 | 0 | 0 | 0 | 0 | 0 | 0 | 1 |  | 6 | 17 | 6 | 16
| 4030 | 168 | 6 | 17 | 22 | 0 | 0 | 1 | 0 | 0 | 0 | 0 | 0 | 0 | 0 | 0 | 1 |  | 6 | 17 | 6 | 16
| 4031 | 168 | 6 | 17 | 23 | 0 | 0 | 1 | 0 | 0 | 0 | 0 | 0 | 0 | 0 | 0 | 1 |  | 6 | 17 | 6 | 16
| 4032 | 168 | 6 | 17 | 24 | 0 | 0 | 1 | 0 | 0 | 0 | 0 | 0 | 0 | 0 | 0 | 1 |  | 6 | 17 | 6 | 16
| 4033 | 169 | 6 | 18 | 1 | 0 | 0 | 0 | 0 | 0 | 0 | 0 | 0 | 0 | 0 | 0 | 1 |  | 6 | 18 | 6 | 17
| 4034 | 169 | 6 | 18 | 2 | 0 | 0 | 0 | 0 | 0 | 0 | 0 | 0 | 0 | 0 | 0 | 1 |  | 6 | 18 | 6 | 17
| 4035 | 169 | 6 | 18 | 3 | 0 | 0 | 0 | 0 | 0 | 0 | 0 | 0 | 0 | 0 | 0 | 1 |  | 6 | 18 | 6 | 17
| 4036 | 169 | 6 | 18 | 4 | 0 | 0 | 0 | 0 | 0 | 0 | 0 | 0 | 0 | 0 | 0 | 1 |  | 6 | 18 | 6 | 17
| 4037 | 169 | 6 | 18 | 5 | 0 | 0 | 0 | 0 | 0 | 0 | 0 | 0 | 0 | 0 | 0 | 1 |  | 6 | 18 | 6 | 17
| 4038 | 169 | 6 | 18 | 6 | 0 | 0 | 0 | 0 | 0 | 0 | 0 | 0 | 0 | 0 | 0 | 1 |  | 6 | 18 | 6 | 17
| 4039 | 169 | 6 | 18 | 7 | 0 | 0 | 0 | 0 | 0 | 0 | 0 | 0 | 0 | 0 | 0 | 1 |  | 6 | 18 | 6 | 17
| 4040 | 169 | 6 | 18 | 8 | 0 | 0 | 0 | 0 | 0 | 0 | 0 | 0 | 0 | 0 | 0 | 1 |  | 6 | 18 | 6 | 17
| 4041 | 169 | 6 | 18 | 9 | 0 | 0 | 0 | 0 | 0 | 0 | 0 | 0 | 0 | 0 | 0 | 1 |  | 6 | 18 | 6 | 17
| 4042 | 169 | 6 | 18 | 10 | 0 | 0 | 0 | 0 | 0 | 0 | 0 | 0 | 0 | 0 | 0 | 1 |  | 6 | 18 | 6 | 17
| 4043 | 169 | 6 | 18 | 11 | 0 | 0 | 0 | 0 | 0 | 0 | 0 | 0 | 0 | 0 | 0 | 1 |  | 6 | 18 | 6 | 17
| 4044 | 169 | 6 | 18 | 12 | 0 | 0 | 0 | 0 | 0 | 0 | 0 | 0 | 0 | 0 | 0 | 1 |  | 6 | 18 | 6 | 17
| 4045 | 169 | 6 | 18 | 13 | 0 | 0 | 0 | 0 | 0 | 0 | 0 | 0 | 0 | 0 | 0 | 1 |  | 6 | 18 | 6 | 17
| 4046 | 169 | 6 | 18 | 14 | 0 | 0 | 0 | 0 | 0 | 0 | 0 | 0 | 0 | 0 | 0 | 1 |  | 6 | 18 | 6 | 17
| 4047 | 169 | 6 | 18 | 15 | 0 | 0 | 0 | 0 | 0 | 0 | 0 | 0 | 0 | 0 | 0 | 1 |  | 6 | 18 | 6 | 17
| 4048 | 169 | 6 | 18 | 16 | 0 | 0 | 0 | 0 | 0 | 0 | 0 | 0 | 0 | 0 | 0 | 1 |  | 6 | 18 | 6 | 17
| 4049 | 169 | 6 | 18 | 17 | 0 | 0 | 0 | 0 | 0 | 0 | 0 | 0 | 0 | 0 | 0 | 1 |  | 6 | 18 | 6 | 17
| 4050 | 169 | 6 | 18 | 18 | 0 | 0 | 0 | 0 | 0 | 0 | 0 | 0 | 0 | 0 | 0 | 1 |  | 6 | 18 | 6 | 17
| 4051 | 169 | 6 | 18 | 19 | 0 | 0 | 0 | 0 | 0 | 0 | 0 | 0 | 0 | 0 | 0 | 1 |  | 6 | 18 | 6 | 17
| 4052 | 169 | 6 | 18 | 20 | 0 | 0 | 0 | 0 | 0 | 0 | 0 | 0 | 0 | 0 | 0 | 1 |  | 6 | 18 | 6 | 17
| 4053 | 169 | 6 | 18 | 21 | 0 | 0 | 0 | 0 | 0 | 0 | 0 | 0 | 0 | 0 | 0 | 1 |  | 6 | 18 | 6 | 17
| 4054 | 169 | 6 | 18 | 22 | 0 | 0 | 0 | 0 | 0 | 0 | 0 | 0 | 0 | 0 | 0 | 1 |  | 6 | 18 | 6 | 17
| 4055 | 169 | 6 | 18 | 23 | 0 | 0 | 0 | 0 | 0 | 0 | 0 | 0 | 0 | 0 | 0 | 1 |  | 6 | 18 | 6 | 17
| 4056 | 169 | 6 | 18 | 24 | 0 | 0 | 0 | 0 | 0 | 0 | 0 | 0 | 0 | 0 | 0 | 1 |  | 6 | 18 | 6 | 17
| 4057 | 170 | 6 | 19 | 1 | 0 | 0 | 0 | 0 | 0 | 0 | 0 | 0 | 0 | 0 | 0 | 1 |  | 6 | 19 | 6 | 18
| 4058 | 170 | 6 | 19 | 2 | 0 | 0 | 0 | 0 | 0 | 0 | 0 | 0 | 0 | 0 | 0 | 1 |  | 6 | 19 | 6 | 18
| 4059 | 170 | 6 | 19 | 3 | 0 | 0 | 0 | 0 | 0 | 0 | 0 | 0 | 0 | 0 | 0 | 1 |  | 6 | 19 | 6 | 18
| 4060 | 170 | 6 | 19 | 4 | 0 | 0 | 0 | 0 | 0 | 0 | 0 | 0 | 0 | 0 | 0 | 1 |  | 6 | 19 | 6 | 18
| 4061 | 170 | 6 | 19 | 5 | 0 | 0 | 0 | 0 | 0 | 0 | 0 | 0 | 0 | 0 | 0 | 1 |  | 6 | 19 | 6 | 18
| 4062 | 170 | 6 | 19 | 6 | 0 | 0 | 0 | 0 | 0 | 0 | 0 | 0 | 0 | 0 | 0 | 1 |  | 6 | 19 | 6 | 18
| 4063 | 170 | 6 | 19 | 7 | 0 | 0 | 0 | 0 | 0 | 0 | 0 | 0 | 0 | 0 | 0 | 1 |  | 6 | 19 | 6 | 18
| 4064 | 170 | 6 | 19 | 8 | 0 | 0 | 0 | 0 | 0 | 0 | 0 | 0 | 0 | 0 | 0 | 1 |  | 6 | 19 | 6 | 18
| 4065 | 170 | 6 | 19 | 9 | 0 | 0 | 0 | 0 | 0 | 0 | 0 | 0 | 0 | 0 | 0 | 1 |  | 6 | 19 | 6 | 18
| 4066 | 170 | 6 | 19 | 10 | 0 | 0 | 0 | 0 | 0 | 0 | 0 | 0 | 0 | 0 | 0 | 1 |  | 6 | 19 | 6 | 18
| 4067 | 170 | 6 | 19 | 11 | 0 | 0 | 0 | 0 | 0 | 0 | 0 | 0 | 0 | 0 | 0 | 1 |  | 6 | 19 | 6 | 18
| 4068 | 170 | 6 | 19 | 12 | 0 | 0 | 0 | 0 | 0 | 0 | 0 | 0 | 0 | 0 | 0 | 1 |  | 6 | 19 | 6 | 18
| 4069 | 170 | 6 | 19 | 13 | 0 | 0 | 0 | 0 | 0 | 0 | 0 | 0 | 0 | 0 | 0 | 1 |  | 6 | 19 | 6 | 18
| 4070 | 170 | 6 | 19 | 14 | 0 | 0 | 0 | 0 | 0 | 0 | 0 | 0 | 0 | 0 | 0 | 1 |  | 6 | 19 | 6 | 18
| 4071 | 170 | 6 | 19 | 15 | 0 | 0 | 0 | 0 | 0 | 0 | 0 | 0 | 0 | 0 | 0 | 1 |  | 6 | 19 | 6 | 18
| 4072 | 170 | 6 | 19 | 16 | 0 | 0 | 0 | 0 | 0 | 0 | 0 | 0 | 0 | 0 | 0 | 1 |  | 6 | 19 | 6 | 18
| 4073 | 170 | 6 | 19 | 17 | 0 | 0 | 0 | 0 | 0 | 0 | 0 | 0 | 0 | 0 | 0 | 1 |  | 6 | 19 | 6 | 18
| 4074 | 170 | 6 | 19 | 18 | 0 | 0 | 0 | 0 | 0 | 0 | 0 | 0 | 0 | 0 | 0 | 1 |  | 6 | 19 | 6 | 18
| 4075 | 170 | 6 | 19 | 19 | 0 | 0 | 0 | 0 | 0 | 0 | 0 | 0 | 0 | 0 | 0 | 1 |  | 6 | 19 | 6 | 18
| 4076 | 170 | 6 | 19 | 20 | 0 | 0 | 0 | 0 | 0 | 0 | 0 | 0 | 0 | 0 | 0 | 1 |  | 6 | 19 | 6 | 18
| 4077 | 170 | 6 | 19 | 21 | 0 | 0 | 0 | 0 | 0 | 0 | 0 | 0 | 0 | 0 | 0 | 1 |  | 6 | 19 | 6 | 18
| 4078 | 170 | 6 | 19 | 22 | 0 | 0 | 0 | 0 | 0 | 0 | 0 | 0 | 0 | 0 | 0 | 1 |  | 6 | 19 | 6 | 18
| 4079 | 170 | 6 | 19 | 23 | 0 | 0 | 0 | 0 | 0 | 0 | 0 | 0 | 0 | 0 | 0 | 1 |  | 6 | 19 | 6 | 18
| 4080 | 170 | 6 | 19 | 24 | 0 | 0 | 0 | 0 | 0 | 0 | 0 | 0 | 0 | 0 | 0 | 1 |  | 6 | 19 | 6 | 18
| 4081 | 171 | 6 | 20 | 1 | 0 | 0 | 1 | 0 | 0 | 0 | 0 | 0 | 0 | 0 | 0 | 1 |  | 6 | 20 | 6 | 19
| 4082 | 171 | 6 | 20 | 2 | 0 | 0 | 1 | 0 | 0 | 0 | 0 | 0 | 0 | 0 | 0 | 1 |  | 6 | 20 | 6 | 19
| 4083 | 171 | 6 | 20 | 3 | 0 | 0 | 1 | 0 | 0 | 0 | 0 | 0 | 0 | 0 | 0 | 1 |  | 6 | 20 | 6 | 19
| 4084 | 171 | 6 | 20 | 4 | 0 | 0 | 1 | 0 | 0 | 0 | 0 | 0 | 0 | 0 | 0 | 1 |  | 6 | 20 | 6 | 19
| 4085 | 171 | 6 | 20 | 5 | 0 | 0 | 1 | 0 | 0 | 0 | 0 | 0 | 0 | 0 | 0 | 1 |  | 6 | 20 | 6 | 19
| 4086 | 171 | 6 | 20 | 6 | 0 | 0 | 1 | 0 | 0 | 0 | 0 | 0 | 0 | 0 | 0 | 1 |  | 6 | 20 | 6 | 19
| 4087 | 171 | 6 | 20 | 7 | 0 | 0 | 1 | 0 | 0 | 0 | 0 | 0 | 0 | 0 | 0 | 1 |  | 6 | 20 | 6 | 19
| 4088 | 171 | 6 | 20 | 8 | 0 | 0 | 1 | 0 | 0 | 0 | 0 | 0 | 0 | 0 | 0 | 1 |  | 6 | 20 | 6 | 19
| 4089 | 171 | 6 | 20 | 9 | 0 | 0 | 1 | 0 | 0 | 0 | 0 | 0 | 0 | 0 | 0 | 1 |  | 6 | 20 | 6 | 19
| 4090 | 171 | 6 | 20 | 10 | 0 | 0 | 1 | 0 | 0 | 0 | 0 | 0 | 0 | 0 | 0 | 1 |  | 6 | 20 | 6 | 19
| 4091 | 171 | 6 | 20 | 11 | 0 | 0 | 1 | 0 | 0 | 0 | 0 | 0 | 0 | 0 | 0 | 1 |  | 6 | 20 | 6 | 19
| 4092 | 171 | 6 | 20 | 12 | 0 | 0 | 1 | 0 | 0 | 0 | 0 | 0 | 0 | 0 | 0 | 1 |  | 6 | 20 | 6 | 19
| 4093 | 171 | 6 | 20 | 13 | 0 | 0 | 1 | 0 | 0 | 0 | 0 | 0 | 0 | 0 | 0 | 1 |  | 6 | 20 | 6 | 19
| 4094 | 171 | 6 | 20 | 14 | 0 | 0 | 1 | 0 | 0 | 0 | 0 | 0 | 0 | 0 | 0 | 1 |  | 6 | 20 | 6 | 19
| 4095 | 171 | 6 | 20 | 15 | 0 | 0 | 1 | 0 | 0 | 0 | 0 | 0 | 0 | 0 | 0 | 1 |  | 6 | 20 | 6 | 19
| 4096 | 171 | 6 | 20 | 16 | 0 | 0 | 1 | 0 | 0 | 0 | 0 | 0 | 0 | 0 | 0 | 1 |  | 6 | 20 | 6 | 19
| 4097 | 171 | 6 | 20 | 17 | 0 | 0 | 1 | 0 | 0 | 0 | 0 | 0 | 0 | 0 | 0 | 1 |  | 6 | 20 | 6 | 19
| 4098 | 171 | 6 | 20 | 18 | 0 | 0 | 1 | 0 | 0 | 0 | 0 | 0 | 0 | 0 | 0 | 1 |  | 6 | 20 | 6 | 19
| 4099 | 171 | 6 | 20 | 19 | 0 | 0 | 1 | 0 | 0 | 0 | 0 | 0 | 0 | 0 | 0 | 1 |  | 6 | 20 | 6 | 19
| 4100 | 171 | 6 | 20 | 20 | 0 | 0 | 1 | 0 | 0 | 0 | 0 | 0 | 0 | 0 | 0 | 1 |  | 6 | 20 | 6 | 19
| 4101 | 171 | 6 | 20 | 21 | 0 | 0 | 1 | 0 | 0 | 0 | 0 | 0 | 0 | 0 | 0 | 1 |  | 6 | 20 | 6 | 19
| 4102 | 171 | 6 | 20 | 22 | 0 | 0 | 1 | 0 | 0 | 0 | 0 | 0 | 0 | 0 | 0 | 1 |  | 6 | 20 | 6 | 19
| 4103 | 171 | 6 | 20 | 23 | 0 | 0 | 1 | 0 | 0 | 0 | 0 | 0 | 0 | 0 | 0 | 1 |  | 6 | 20 | 6 | 19
| 4104 | 171 | 6 | 20 | 24 | 0 | 0 | 1 | 0 | 0 | 0 | 0 | 0 | 0 | 0 | 0 | 1 |  | 6 | 20 | 6 | 19
| 4105 | 172 | 6 | 21 | 1 | 0 | 0 | 1 | 0 | 0 | 0 | 0 | 0 | 0 | 0 | 0 | 1 |  | 6 | 21 | 6 | 20
| 4106 | 172 | 6 | 21 | 2 | 0 | 0 | 1 | 0 | 0 | 0 | 0 | 0 | 0 | 0 | 0 | 1 |  | 6 | 21 | 6 | 20
| 4107 | 172 | 6 | 21 | 3 | 0 | 0 | 1 | 0 | 0 | 0 | 0 | 0 | 0 | 0 | 0 | 1 |  | 6 | 21 | 6 | 20
| 4108 | 172 | 6 | 21 | 4 | 0 | 0 | 1 | 0 | 0 | 0 | 0 | 0 | 0 | 0 | 0 | 1 |  | 6 | 21 | 6 | 20
| 4109 | 172 | 6 | 21 | 5 | 0 | 0 | 1 | 0 | 0 | 0 | 0 | 0 | 0 | 0 | 0 | 1 |  | 6 | 21 | 6 | 20
| 4110 | 172 | 6 | 21 | 6 | 0 | 0 | 1 | 0 | 0 | 0 | 0 | 0 | 0 | 0 | 0 | 1 |  | 6 | 21 | 6 | 20
| 4111 | 172 | 6 | 21 | 7 | 0 | 0 | 1 | 0 | 0 | 0 | 0 | 0 | 0 | 0 | 0 | 1 |  | 6 | 21 | 6 | 20
| 4112 | 172 | 6 | 21 | 8 | 0 | 0 | 1 | 0 | 0 | 0 | 0 | 0 | 0 | 0 | 0 | 1 |  | 6 | 21 | 6 | 20
| 4113 | 172 | 6 | 21 | 9 | 0 | 0 | 1 | 0 | 0 | 0 | 0 | 0 | 0 | 0 | 0 | 1 |  | 6 | 21 | 6 | 20
| 4114 | 172 | 6 | 21 | 10 | 0 | 0 | 1 | 0 | 0 | 0 | 0 | 0 | 0 | 0 | 0 | 1 |  | 6 | 21 | 6 | 20
| 4115 | 172 | 6 | 21 | 11 | 0 | 0 | 1 | 0 | 0 | 0 | 0 | 0 | 0 | 0 | 0 | 1 |  | 6 | 21 | 6 | 20
| 4116 | 172 | 6 | 21 | 12 | 0 | 0 | 1 | 0 | 0 | 0 | 0 | 0 | 0 | 0 | 0 | 1 |  | 6 | 21 | 6 | 20
| 4117 | 172 | 6 | 21 | 13 | 0 | 0 | 1 | 0 | 0 | 0 | 0 | 0 | 0 | 0 | 0 | 1 |  | 6 | 21 | 6 | 20
| 4118 | 172 | 6 | 21 | 14 | 0 | 0 | 1 | 0 | 0 | 0 | 0 | 0 | 0 | 0 | 0 | 1 |  | 6 | 21 | 6 | 20
| 4119 | 172 | 6 | 21 | 15 | 0 | 0 | 1 | 0 | 0 | 0 | 0 | 0 | 0 | 0 | 0 | 1 |  | 6 | 21 | 6 | 20
| 4120 | 172 | 6 | 21 | 16 | 0 | 0 | 1 | 0 | 0 | 0 | 0 | 0 | 0 | 0 | 0 | 1 |  | 6 | 21 | 6 | 20
| 4121 | 172 | 6 | 21 | 17 | 0 | 0 | 1 | 0 | 0 | 0 | 0 | 0 | 0 | 0 | 0 | 1 |  | 6 | 21 | 6 | 20
| 4122 | 172 | 6 | 21 | 18 | 0 | 0 | 1 | 0 | 0 | 0 | 0 | 0 | 0 | 0 | 0 | 1 |  | 6 | 21 | 6 | 20
| 4123 | 172 | 6 | 21 | 19 | 0 | 0 | 1 | 0 | 0 | 0 | 0 | 0 | 0 | 0 | 0 | 1 |  | 6 | 21 | 6 | 20
| 4124 | 172 | 6 | 21 | 20 | 0 | 0 | 1 | 0 | 0 | 0 | 0 | 0 | 0 | 0 | 0 | 1 |  | 6 | 21 | 6 | 20
| 4125 | 172 | 6 | 21 | 21 | 0 | 0 | 1 | 0 | 0 | 0 | 0 | 0 | 0 | 0 | 0 | 1 |  | 6 | 21 | 6 | 20
| 4126 | 172 | 6 | 21 | 22 | 0 | 0 | 1 | 0 | 0 | 0 | 0 | 0 | 0 | 0 | 0 | 1 |  | 6 | 21 | 6 | 20
| 4127 | 172 | 6 | 21 | 23 | 0 | 0 | 1 | 0 | 0 | 0 | 0 | 0 | 0 | 0 | 0 | 1 |  | 6 | 21 | 6 | 20
| 4128 | 172 | 6 | 21 | 24 | 0 | 0 | 1 | 0 | 0 | 0 | 0 | 0 | 0 | 0 | 0 | 1 |  | 6 | 21 | 6 | 20
| 4129 | 173 | 6 | 22 | 1 | 0 | 0 | 1 | 0 | 0 | 0 | 0 | 0 | 0 | 0 | 0 | 1 |  | 6 | 22 | 6 | 21
| 4130 | 173 | 6 | 22 | 2 | 0 | 0 | 1 | 0 | 0 | 0 | 0 | 0 | 0 | 0 | 0 | 1 |  | 6 | 22 | 6 | 21
| 4131 | 173 | 6 | 22 | 3 | 0 | 0 | 1 | 0 | 0 | 0 | 0 | 0 | 0 | 0 | 0 | 1 |  | 6 | 22 | 6 | 21
| 4132 | 173 | 6 | 22 | 4 | 0 | 0 | 1 | 0 | 0 | 0 | 0 | 0 | 0 | 0 | 0 | 1 |  | 6 | 22 | 6 | 21
| 4133 | 173 | 6 | 22 | 5 | 0 | 0 | 1 | 0 | 0 | 0 | 0 | 0 | 0 | 0 | 0 | 1 |  | 6 | 22 | 6 | 21
| 4134 | 173 | 6 | 22 | 6 | 0 | 0 | 1 | 0 | 0 | 0 | 0 | 0 | 0 | 0 | 0 | 1 |  | 6 | 22 | 6 | 21
| 4135 | 173 | 6 | 22 | 7 | 0 | 0 | 1 | 0 | 0 | 0 | 0 | 0 | 0 | 0 | 0 | 1 |  | 6 | 22 | 6 | 21
| 4136 | 173 | 6 | 22 | 8 | 0 | 0 | 1 | 0 | 0 | 0 | 0 | 0 | 0 | 0 | 0 | 1 |  | 6 | 22 | 6 | 21
| 4137 | 173 | 6 | 22 | 9 | 0 | 0 | 1 | 0 | 0 | 0 | 0 | 0 | 0 | 0 | 0 | 1 |  | 6 | 22 | 6 | 21
| 4138 | 173 | 6 | 22 | 10 | 0 | 0 | 1 | 0 | 0 | 0 | 0 | 0 | 0 | 0 | 0 | 1 |  | 6 | 22 | 6 | 21
| 4139 | 173 | 6 | 22 | 11 | 0 | 0 | 1 | 0 | 0 | 0 | 0 | 0 | 0 | 0 | 0 | 1 |  | 6 | 22 | 6 | 21
| 4140 | 173 | 6 | 22 | 12 | 0 | 0 | 1 | 0 | 0 | 0 | 0 | 0 | 0 | 0 | 0 | 1 |  | 6 | 22 | 6 | 21
| 4141 | 173 | 6 | 22 | 13 | 0 | 0 | 1 | 0 | 0 | 0 | 0 | 0 | 0 | 0 | 0 | 1 |  | 6 | 22 | 6 | 21
| 4142 | 173 | 6 | 22 | 14 | 0 | 0 | 1 | 0 | 0 | 0 | 0 | 0 | 0 | 0 | 0 | 1 |  | 6 | 22 | 6 | 21
| 4143 | 173 | 6 | 22 | 15 | 0 | 0 | 1 | 0 | 0 | 0 | 0 | 0 | 0 | 0 | 0 | 1 |  | 6 | 22 | 6 | 21
| 4144 | 173 | 6 | 22 | 16 | 0 | 0 | 1 | 0 | 0 | 0 | 0 | 0 | 0 | 0 | 0 | 1 |  | 6 | 22 | 6 | 21
| 4145 | 173 | 6 | 22 | 17 | 0 | 0 | 1 | 0 | 0 | 0 | 0 | 0 | 0 | 0 | 0 | 1 |  | 6 | 22 | 6 | 21
| 4146 | 173 | 6 | 22 | 18 | 0 | 0 | 1 | 0 | 0 | 0 | 0 | 0 | 0 | 0 | 0 | 1 |  | 6 | 22 | 6 | 21
| 4147 | 173 | 6 | 22 | 19 | 0 | 0 | 1 | 0 | 0 | 0 | 0 | 0 | 0 | 0 | 0 | 1 |  | 6 | 22 | 6 | 21
| 4148 | 173 | 6 | 22 | 20 | 0 | 0 | 1 | 0 | 0 | 0 | 0 | 0 | 0 | 0 | 0 | 1 |  | 6 | 22 | 6 | 21
| 4149 | 173 | 6 | 22 | 21 | 0 | 0 | 1 | 0 | 0 | 0 | 0 | 0 | 0 | 0 | 0 | 1 |  | 6 | 22 | 6 | 21
| 4150 | 173 | 6 | 22 | 22 | 0 | 0 | 1 | 0 | 0 | 0 | 0 | 0 | 0 | 0 | 0 | 1 |  | 6 | 22 | 6 | 21
| 4151 | 173 | 6 | 22 | 23 | 0 | 0 | 1 | 0 | 0 | 0 | 0 | 0 | 0 | 0 | 0 | 1 |  | 6 | 22 | 6 | 21
| 4152 | 173 | 6 | 22 | 24 | 0 | 0 | 1 | 0 | 0 | 0 | 0 | 0 | 0 | 0 | 0 | 1 |  | 6 | 22 | 6 | 21
| 4153 | 174 | 6 | 23 | 1 | 0 | 0 | 1 | 0 | 0 | 0 | 0 | 0 | 0 | 0 | 0 | 1 |  | 6 | 23 | 6 | 22
| 4154 | 174 | 6 | 23 | 2 | 0 | 0 | 1 | 0 | 0 | 0 | 0 | 0 | 0 | 0 | 0 | 1 |  | 6 | 23 | 6 | 22
| 4155 | 174 | 6 | 23 | 3 | 0 | 0 | 1 | 0 | 0 | 0 | 0 | 0 | 0 | 0 | 0 | 1 |  | 6 | 23 | 6 | 22
| 4156 | 174 | 6 | 23 | 4 | 0 | 0 | 1 | 0 | 0 | 0 | 0 | 0 | 0 | 0 | 0 | 1 |  | 6 | 23 | 6 | 22
| 4157 | 174 | 6 | 23 | 5 | 0 | 0 | 1 | 0 | 0 | 0 | 0 | 0 | 0 | 0 | 0 | 1 |  | 6 | 23 | 6 | 22
| 4158 | 174 | 6 | 23 | 6 | 0 | 0 | 1 | 0 | 0 | 0 | 0 | 0 | 0 | 0 | 0 | 1 |  | 6 | 23 | 6 | 22
| 4159 | 174 | 6 | 23 | 7 | 0 | 0 | 1 | 0 | 0 | 0 | 0 | 0 | 0 | 0 | 0 | 1 |  | 6 | 23 | 6 | 22
| 4160 | 174 | 6 | 23 | 8 | 0 | 0 | 1 | 0 | 0 | 0 | 0 | 0 | 0 | 0 | 0 | 1 |  | 6 | 23 | 6 | 22
| 4161 | 174 | 6 | 23 | 9 | 0 | 0 | 1 | 0 | 0 | 0 | 0 | 0 | 0 | 0 | 0 | 1 |  | 6 | 23 | 6 | 22
| 4162 | 174 | 6 | 23 | 10 | 0 | 0 | 1 | 0 | 0 | 0 | 0 | 0 | 0 | 0 | 0 | 1 |  | 6 | 23 | 6 | 22
| 4163 | 174 | 6 | 23 | 11 | 0 | 0 | 1 | 0 | 0 | 0 | 0 | 0 | 0 | 0 | 0 | 1 |  | 6 | 23 | 6 | 22
| 4164 | 174 | 6 | 23 | 12 | 0 | 0 | 1 | 0 | 0 | 0 | 0 | 0 | 0 | 0 | 0 | 1 |  | 6 | 23 | 6 | 22
| 4165 | 174 | 6 | 23 | 13 | 0 | 0 | 1 | 0 | 0 | 0 | 0 | 0 | 0 | 0 | 0 | 1 |  | 6 | 23 | 6 | 22
| 4166 | 174 | 6 | 23 | 14 | 0 | 0 | 1 | 0 | 0 | 0 | 0 | 0 | 0 | 0 | 0 | 1 |  | 6 | 23 | 6 | 22
| 4167 | 174 | 6 | 23 | 15 | 0 | 0 | 1 | 0 | 0 | 0 | 0 | 0 | 0 | 0 | 0 | 1 |  | 6 | 23 | 6 | 22
| 4168 | 174 | 6 | 23 | 16 | 0 | 0 | 1 | 0 | 0 | 0 | 0 | 0 | 0 | 0 | 0 | 1 |  | 6 | 23 | 6 | 22
| 4169 | 174 | 6 | 23 | 17 | 0 | 0 | 1 | 0 | 0 | 0 | 0 | 0 | 0 | 0 | 0 | 1 |  | 6 | 23 | 6 | 22
| 4170 | 174 | 6 | 23 | 18 | 0 | 0 | 1 | 0 | 0 | 0 | 0 | 0 | 0 | 0 | 0 | 1 |  | 6 | 23 | 6 | 22
| 4171 | 174 | 6 | 23 | 19 | 0 | 0 | 1 | 0 | 0 | 0 | 0 | 0 | 0 | 0 | 0 | 1 |  | 6 | 23 | 6 | 22
| 4172 | 174 | 6 | 23 | 20 | 0 | 0 | 1 | 0 | 0 | 0 | 0 | 0 | 0 | 0 | 0 | 1 |  | 6 | 23 | 6 | 22
| 4173 | 174 | 6 | 23 | 21 | 0 | 0 | 1 | 0 | 0 | 0 | 0 | 0 | 0 | 0 | 0 | 1 |  | 6 | 23 | 6 | 22
| 4174 | 174 | 6 | 23 | 22 | 0 | 0 | 1 | 0 | 0 | 0 | 0 | 0 | 0 | 0 | 0 | 1 |  | 6 | 23 | 6 | 22
| 4175 | 174 | 6 | 23 | 23 | 0 | 0 | 1 | 0 | 0 | 0 | 0 | 0 | 0 | 0 | 0 | 1 |  | 6 | 23 | 6 | 22
| 4176 | 174 | 6 | 23 | 24 | 0 | 0 | 1 | 0 | 0 | 0 | 0 | 0 | 0 | 0 | 0 | 1 |  | 6 | 23 | 6 | 22
| 4177 | 175 | 6 | 24 | 1 | 0 | 0 | 1 | 0 | 0 | 0 | 0 | 0 | 0 | 0 | 0 | 1 |  | 6 | 24 | 6 | 23
| 4178 | 175 | 6 | 24 | 2 | 0 | 0 | 1 | 0 | 0 | 0 | 0 | 0 | 0 | 0 | 0 | 1 |  | 6 | 24 | 6 | 23
| 4179 | 175 | 6 | 24 | 3 | 0 | 0 | 1 | 0 | 0 | 0 | 0 | 0 | 0 | 0 | 0 | 1 |  | 6 | 24 | 6 | 23
| 4180 | 175 | 6 | 24 | 4 | 0 | 0 | 1 | 0 | 0 | 0 | 0 | 0 | 0 | 0 | 0 | 1 |  | 6 | 24 | 6 | 23
| 4181 | 175 | 6 | 24 | 5 | 0 | 0 | 1 | 0 | 0 | 0 | 0 | 0 | 0 | 0 | 0 | 1 |  | 6 | 24 | 6 | 23
| 4182 | 175 | 6 | 24 | 6 | 0 | 0 | 1 | 0 | 0 | 0 | 0 | 0 | 0 | 0 | 0 | 1 |  | 6 | 24 | 6 | 23
| 4183 | 175 | 6 | 24 | 7 | 0 | 0 | 1 | 0 | 0 | 0 | 0 | 0 | 0 | 0 | 0 | 1 |  | 6 | 24 | 6 | 23
| 4184 | 175 | 6 | 24 | 8 | 0 | 0 | 1 | 0 | 0 | 0 | 0 | 0 | 0 | 0 | 0 | 1 |  | 6 | 24 | 6 | 23
| 4185 | 175 | 6 | 24 | 9 | 0 | 0 | 1 | 0 | 0 | 0 | 0 | 0 | 0 | 0 | 0 | 1 |  | 6 | 24 | 6 | 23
| 4186 | 175 | 6 | 24 | 10 | 0 | 0 | 1 | 0 | 0 | 0 | 0 | 0 | 0 | 0 | 0 | 1 |  | 6 | 24 | 6 | 23
| 4187 | 175 | 6 | 24 | 11 | 0 | 0 | 1 | 0 | 0 | 0 | 0 | 0 | 0 | 0 | 0 | 1 |  | 6 | 24 | 6 | 23
| 4188 | 175 | 6 | 24 | 12 | 0 | 0 | 1 | 0 | 0 | 0 | 0 | 0 | 0 | 0 | 0 | 1 |  | 6 | 24 | 6 | 23
| 4189 | 175 | 6 | 24 | 13 | 0 | 0 | 1 | 0 | 0 | 0 | 0 | 0 | 0 | 0 | 0 | 1 |  | 6 | 24 | 6 | 23
| 4190 | 175 | 6 | 24 | 14 | 0 | 0 | 1 | 0 | 0 | 0 | 0 | 0 | 0 | 0 | 0 | 1 |  | 6 | 24 | 6 | 23
| 4191 | 175 | 6 | 24 | 15 | 0 | 0 | 1 | 0 | 0 | 0 | 0 | 0 | 0 | 0 | 0 | 1 |  | 6 | 24 | 6 | 23
| 4192 | 175 | 6 | 24 | 16 | 0 | 0 | 1 | 0 | 0 | 0 | 0 | 0 | 0 | 0 | 0 | 1 |  | 6 | 24 | 6 | 23
| 4193 | 175 | 6 | 24 | 17 | 0 | 0 | 1 | 0 | 0 | 0 | 0 | 0 | 0 | 0 | 0 | 1 |  | 6 | 24 | 6 | 23
| 4194 | 175 | 6 | 24 | 18 | 0 | 0 | 1 | 0 | 0 | 0 | 0 | 0 | 0 | 0 | 0 | 1 |  | 6 | 24 | 6 | 23
| 4195 | 175 | 6 | 24 | 19 | 0 | 0 | 1 | 0 | 0 | 0 | 0 | 0 | 0 | 0 | 0 | 1 |  | 6 | 24 | 6 | 23
| 4196 | 175 | 6 | 24 | 20 | 0 | 0 | 1 | 0 | 0 | 0 | 0 | 0 | 0 | 0 | 0 | 1 |  | 6 | 24 | 6 | 23
| 4197 | 175 | 6 | 24 | 21 | 0 | 0 | 1 | 0 | 0 | 0 | 0 | 0 | 0 | 0 | 0 | 1 |  | 6 | 24 | 6 | 23
| 4198 | 175 | 6 | 24 | 22 | 0 | 0 | 1 | 0 | 0 | 0 | 0 | 0 | 0 | 0 | 0 | 1 |  | 6 | 24 | 6 | 23
| 4199 | 175 | 6 | 24 | 23 | 0 | 0 | 1 | 0 | 0 | 0 | 0 | 0 | 0 | 0 | 0 | 1 |  | 6 | 24 | 6 | 23
| 4200 | 175 | 6 | 24 | 24 | 0 | 0 | 1 | 0 | 0 | 0 | 0 | 0 | 0 | 0 | 0 | 1 |  | 6 | 24 | 6 | 23
| 4201 | 176 | 6 | 25 | 1 | 0 | 0 | 0 | 0 | 0 | 0 | 0 | 0 | 0 | 0 | 0 | 1 |  | 6 | 25 | 6 | 24
| 4202 | 176 | 6 | 25 | 2 | 0 | 0 | 0 | 0 | 0 | 0 | 0 | 0 | 0 | 0 | 0 | 1 |  | 6 | 25 | 6 | 24
| 4203 | 176 | 6 | 25 | 3 | 0 | 0 | 0 | 0 | 0 | 0 | 0 | 0 | 0 | 0 | 0 | 1 |  | 6 | 25 | 6 | 24
| 4204 | 176 | 6 | 25 | 4 | 0 | 0 | 0 | 0 | 0 | 0 | 0 | 0 | 0 | 0 | 0 | 1 |  | 6 | 25 | 6 | 24
| 4205 | 176 | 6 | 25 | 5 | 0 | 0 | 0 | 0 | 0 | 0 | 0 | 0 | 0 | 0 | 0 | 1 |  | 6 | 25 | 6 | 24
| 4206 | 176 | 6 | 25 | 6 | 0 | 0 | 0 | 0 | 0 | 0 | 0 | 0 | 0 | 0 | 0 | 1 |  | 6 | 25 | 6 | 24
| 4207 | 176 | 6 | 25 | 7 | 0 | 0 | 0 | 0 | 0 | 0 | 0 | 0 | 0 | 0 | 0 | 1 |  | 6 | 25 | 6 | 24
| 4208 | 176 | 6 | 25 | 8 | 0 | 0 | 0 | 0 | 0 | 0 | 0 | 0 | 0 | 0 | 0 | 1 |  | 6 | 25 | 6 | 24
| 4209 | 176 | 6 | 25 | 9 | 0 | 0 | 0 | 0 | 0 | 0 | 0 | 0 | 0 | 0 | 0 | 1 |  | 6 | 25 | 6 | 24
| 4210 | 176 | 6 | 25 | 10 | 0 | 0 | 0 | 0 | 0 | 0 | 0 | 0 | 0 | 0 | 0 | 1 |  | 6 | 25 | 6 | 24
| 4211 | 176 | 6 | 25 | 11 | 0 | 0 | 0 | 0 | 0 | 0 | 0 | 0 | 0 | 0 | 0 | 1 |  | 6 | 25 | 6 | 24
| 4212 | 176 | 6 | 25 | 12 | 0 | 0 | 0 | 0 | 0 | 0 | 0 | 0 | 0 | 0 | 0 | 1 |  | 6 | 25 | 6 | 24
| 4213 | 176 | 6 | 25 | 13 | 0 | 0 | 0 | 0 | 0 | 0 | 0 | 0 | 0 | 0 | 0 | 1 |  | 6 | 25 | 6 | 24
| 4214 | 176 | 6 | 25 | 14 | 0 | 0 | 0 | 0 | 0 | 0 | 0 | 0 | 0 | 0 | 0 | 1 |  | 6 | 25 | 6 | 24
| 4215 | 176 | 6 | 25 | 15 | 0 | 0 | 0 | 0 | 0 | 0 | 0 | 0 | 0 | 0 | 0 | 1 |  | 6 | 25 | 6 | 24
| 4216 | 176 | 6 | 25 | 16 | 0 | 0 | 0 | 0 | 0 | 0 | 0 | 0 | 0 | 0 | 0 | 1 |  | 6 | 25 | 6 | 24
| 4217 | 176 | 6 | 25 | 17 | 0 | 0 | 0 | 0 | 0 | 0 | 0 | 0 | 0 | 0 | 0 | 1 |  | 6 | 25 | 6 | 24
| 4218 | 176 | 6 | 25 | 18 | 0 | 0 | 0 | 0 | 0 | 0 | 0 | 0 | 0 | 0 | 0 | 1 |  | 6 | 25 | 6 | 24
| 4219 | 176 | 6 | 25 | 19 | 0 | 0 | 0 | 0 | 0 | 0 | 0 | 0 | 0 | 0 | 0 | 1 |  | 6 | 25 | 6 | 24
| 4220 | 176 | 6 | 25 | 20 | 0 | 0 | 0 | 0 | 0 | 0 | 0 | 0 | 0 | 0 | 0 | 1 |  | 6 | 25 | 6 | 24
| 4221 | 176 | 6 | 25 | 21 | 0 | 0 | 0 | 0 | 0 | 0 | 0 | 0 | 0 | 0 | 0 | 1 |  | 6 | 25 | 6 | 24
| 4222 | 176 | 6 | 25 | 22 | 0 | 0 | 0 | 0 | 0 | 0 | 0 | 0 | 0 | 0 | 0 | 1 |  | 6 | 25 | 6 | 24
| 4223 | 176 | 6 | 25 | 23 | 0 | 0 | 0 | 0 | 0 | 0 | 0 | 0 | 0 | 0 | 0 | 1 |  | 6 | 25 | 6 | 24
| 4224 | 176 | 6 | 25 | 24 | 0 | 0 | 0 | 0 | 0 | 0 | 0 | 0 | 0 | 0 | 0 | 1 |  | 6 | 25 | 6 | 24
| 4225 | 177 | 6 | 26 | 1 | 0 | 0 | 0 | 0 | 0 | 0 | 0 | 0 | 0 | 0 | 0 | 1 |  | 6 | 26 | 6 | 25
| 4226 | 177 | 6 | 26 | 2 | 0 | 0 | 0 | 0 | 0 | 0 | 0 | 0 | 0 | 0 | 0 | 1 |  | 6 | 26 | 6 | 25
| 4227 | 177 | 6 | 26 | 3 | 0 | 0 | 0 | 0 | 0 | 0 | 0 | 0 | 0 | 0 | 0 | 1 |  | 6 | 26 | 6 | 25
| 4228 | 177 | 6 | 26 | 4 | 0 | 0 | 0 | 0 | 0 | 0 | 0 | 0 | 0 | 0 | 0 | 1 |  | 6 | 26 | 6 | 25
| 4229 | 177 | 6 | 26 | 5 | 0 | 0 | 0 | 0 | 0 | 0 | 0 | 0 | 0 | 0 | 0 | 1 |  | 6 | 26 | 6 | 25
| 4230 | 177 | 6 | 26 | 6 | 0 | 0 | 0 | 0 | 0 | 0 | 0 | 0 | 0 | 0 | 0 | 1 |  | 6 | 26 | 6 | 25
| 4231 | 177 | 6 | 26 | 7 | 0 | 0 | 0 | 0 | 0 | 0 | 0 | 0 | 0 | 0 | 0 | 1 |  | 6 | 26 | 6 | 25
| 4232 | 177 | 6 | 26 | 8 | 0 | 0 | 0 | 0 | 0 | 0 | 0 | 0 | 0 | 0 | 0 | 1 |  | 6 | 26 | 6 | 25
| 4233 | 177 | 6 | 26 | 9 | 0 | 0 | 0 | 0 | 0 | 0 | 0 | 0 | 0 | 0 | 0 | 1 |  | 6 | 26 | 6 | 25
| 4234 | 177 | 6 | 26 | 10 | 0 | 0 | 0 | 0 | 0 | 0 | 0 | 0 | 0 | 0 | 0 | 1 |  | 6 | 26 | 6 | 25
| 4235 | 177 | 6 | 26 | 11 | 0 | 0 | 0 | 0 | 0 | 0 | 0 | 0 | 0 | 0 | 0 | 1 |  | 6 | 26 | 6 | 25
| 4236 | 177 | 6 | 26 | 12 | 0 | 0 | 0 | 0 | 0 | 0 | 0 | 0 | 0 | 0 | 0 | 1 |  | 6 | 26 | 6 | 25
| 4237 | 177 | 6 | 26 | 13 | 0 | 0 | 0 | 0 | 0 | 0 | 0 | 0 | 0 | 0 | 0 | 1 |  | 6 | 26 | 6 | 25
| 4238 | 177 | 6 | 26 | 14 | 0 | 0 | 0 | 0 | 0 | 0 | 0 | 0 | 0 | 0 | 0 | 1 |  | 6 | 26 | 6 | 25
| 4239 | 177 | 6 | 26 | 15 | 0 | 0 | 0 | 0 | 0 | 0 | 0 | 0 | 0 | 0 | 0 | 1 |  | 6 | 26 | 6 | 25
| 4240 | 177 | 6 | 26 | 16 | 0 | 0 | 0 | 0 | 0 | 0 | 0 | 0 | 0 | 0 | 0 | 1 |  | 6 | 26 | 6 | 25
| 4241 | 177 | 6 | 26 | 17 | 0 | 0 | 0 | 0 | 0 | 0 | 0 | 0 | 0 | 0 | 0 | 1 |  | 6 | 26 | 6 | 25
| 4242 | 177 | 6 | 26 | 18 | 0 | 0 | 0 | 0 | 0 | 0 | 0 | 0 | 0 | 0 | 0 | 1 |  | 6 | 26 | 6 | 25
| 4243 | 177 | 6 | 26 | 19 | 0 | 0 | 0 | 0 | 0 | 0 | 0 | 0 | 0 | 0 | 0 | 1 |  | 6 | 26 | 6 | 25
| 4244 | 177 | 6 | 26 | 20 | 0 | 0 | 0 | 0 | 0 | 0 | 0 | 0 | 0 | 0 | 0 | 1 |  | 6 | 26 | 6 | 25
| 4245 | 177 | 6 | 26 | 21 | 0 | 0 | 0 | 0 | 0 | 0 | 0 | 0 | 0 | 0 | 0 | 1 |  | 6 | 26 | 6 | 25
| 4246 | 177 | 6 | 26 | 22 | 0 | 0 | 0 | 0 | 0 | 0 | 0 | 0 | 0 | 0 | 0 | 1 |  | 6 | 26 | 6 | 25
| 4247 | 177 | 6 | 26 | 23 | 0 | 0 | 0 | 0 | 0 | 0 | 0 | 0 | 0 | 0 | 0 | 1 |  | 6 | 26 | 6 | 25
| 4248 | 177 | 6 | 26 | 24 | 0 | 0 | 0 | 0 | 0 | 0 | 0 | 0 | 0 | 0 | 0 | 1 |  | 6 | 26 | 6 | 25
| 4249 | 178 | 6 | 27 | 1 | 0 | 0 | 1 | 0 | 0 | 0 | 0 | 0 | 0 | 0 | 0 | 1 |  | 6 | 27 | 6 | 26
| 4250 | 178 | 6 | 27 | 2 | 0 | 0 | 1 | 0 | 0 | 0 | 0 | 0 | 0 | 0 | 0 | 1 |  | 6 | 27 | 6 | 26
| 4251 | 178 | 6 | 27 | 3 | 0 | 0 | 1 | 0 | 0 | 0 | 0 | 0 | 0 | 0 | 0 | 1 |  | 6 | 27 | 6 | 26
| 4252 | 178 | 6 | 27 | 4 | 0 | 0 | 1 | 0 | 0 | 0 | 0 | 0 | 0 | 0 | 0 | 1 |  | 6 | 27 | 6 | 26
| 4253 | 178 | 6 | 27 | 5 | 0 | 0 | 1 | 0 | 0 | 0 | 0 | 0 | 0 | 0 | 0 | 1 |  | 6 | 27 | 6 | 26
| 4254 | 178 | 6 | 27 | 6 | 0 | 0 | 1 | 0 | 0 | 0 | 0 | 0 | 0 | 0 | 0 | 1 |  | 6 | 27 | 6 | 26
| 4255 | 178 | 6 | 27 | 7 | 0 | 0 | 1 | 0 | 0 | 0 | 0 | 0 | 0 | 0 | 0 | 1 |  | 6 | 27 | 6 | 26
| 4256 | 178 | 6 | 27 | 8 | 0 | 0 | 1 | 0 | 0 | 0 | 0 | 0 | 0 | 0 | 0 | 1 |  | 6 | 27 | 6 | 26
| 4257 | 178 | 6 | 27 | 9 | 0 | 0 | 1 | 0 | 0 | 0 | 0 | 0 | 0 | 0 | 0 | 1 |  | 6 | 27 | 6 | 26
| 4258 | 178 | 6 | 27 | 10 | 0 | 0 | 1 | 0 | 0 | 0 | 0 | 0 | 0 | 0 | 0 | 1 |  | 6 | 27 | 6 | 26
| 4259 | 178 | 6 | 27 | 11 | 0 | 0 | 1 | 0 | 0 | 0 | 0 | 0 | 0 | 0 | 0 | 1 |  | 6 | 27 | 6 | 26
| 4260 | 178 | 6 | 27 | 12 | 0 | 0 | 1 | 0 | 0 | 0 | 0 | 0 | 0 | 0 | 0 | 1 |  | 6 | 27 | 6 | 26
| 4261 | 178 | 6 | 27 | 13 | 0 | 0 | 1 | 0 | 0 | 0 | 0 | 0 | 0 | 0 | 0 | 1 |  | 6 | 27 | 6 | 26
| 4262 | 178 | 6 | 27 | 14 | 0 | 0 | 1 | 0 | 0 | 0 | 0 | 0 | 0 | 0 | 0 | 1 |  | 6 | 27 | 6 | 26
| 4263 | 178 | 6 | 27 | 15 | 0 | 0 | 1 | 0 | 0 | 0 | 0 | 0 | 0 | 0 | 0 | 1 |  | 6 | 27 | 6 | 26
| 4264 | 178 | 6 | 27 | 16 | 0 | 0 | 1 | 0 | 0 | 0 | 0 | 0 | 0 | 0 | 0 | 1 |  | 6 | 27 | 6 | 26
| 4265 | 178 | 6 | 27 | 17 | 0 | 0 | 1 | 0 | 0 | 0 | 0 | 0 | 0 | 0 | 0 | 1 |  | 6 | 27 | 6 | 26
| 4266 | 178 | 6 | 27 | 18 | 0 | 0 | 1 | 0 | 0 | 0 | 0 | 0 | 0 | 0 | 0 | 1 |  | 6 | 27 | 6 | 26
| 4267 | 178 | 6 | 27 | 19 | 0 | 0 | 1 | 0 | 0 | 0 | 0 | 0 | 0 | 0 | 0 | 1 |  | 6 | 27 | 6 | 26
| 4268 | 178 | 6 | 27 | 20 | 0 | 0 | 1 | 0 | 0 | 0 | 0 | 0 | 0 | 0 | 0 | 1 |  | 6 | 27 | 6 | 26
| 4269 | 178 | 6 | 27 | 21 | 0 | 0 | 1 | 0 | 0 | 0 | 0 | 0 | 0 | 0 | 0 | 1 |  | 6 | 27 | 6 | 26
| 4270 | 178 | 6 | 27 | 22 | 0 | 0 | 1 | 0 | 0 | 0 | 0 | 0 | 0 | 0 | 0 | 1 |  | 6 | 27 | 6 | 26
| 4271 | 178 | 6 | 27 | 23 | 0 | 0 | 1 | 0 | 0 | 0 | 0 | 0 | 0 | 0 | 0 | 1 |  | 6 | 27 | 6 | 26
| 4272 | 178 | 6 | 27 | 24 | 0 | 0 | 1 | 0 | 0 | 0 | 0 | 0 | 0 | 0 | 0 | 1 |  | 6 | 27 | 6 | 26
| 4273 | 179 | 6 | 28 | 1 | 0 | 0 | 1 | 0 | 0 | 0 | 0 | 0 | 0 | 0 | 0 | 1 |  | 6 | 28 | 6 | 27
| 4274 | 179 | 6 | 28 | 2 | 0 | 0 | 1 | 0 | 0 | 0 | 0 | 0 | 0 | 0 | 0 | 1 |  | 6 | 28 | 6 | 27
| 4275 | 179 | 6 | 28 | 3 | 0 | 0 | 1 | 0 | 0 | 0 | 0 | 0 | 0 | 0 | 0 | 1 |  | 6 | 28 | 6 | 27
| 4276 | 179 | 6 | 28 | 4 | 0 | 0 | 1 | 0 | 0 | 0 | 0 | 0 | 0 | 0 | 0 | 1 |  | 6 | 28 | 6 | 27
| 4277 | 179 | 6 | 28 | 5 | 0 | 0 | 1 | 0 | 0 | 0 | 0 | 0 | 0 | 0 | 0 | 1 |  | 6 | 28 | 6 | 27
| 4278 | 179 | 6 | 28 | 6 | 0 | 0 | 1 | 0 | 0 | 0 | 0 | 0 | 0 | 0 | 0 | 1 |  | 6 | 28 | 6 | 27
| 4279 | 179 | 6 | 28 | 7 | 0 | 0 | 1 | 0 | 0 | 0 | 0 | 0 | 0 | 0 | 0 | 1 |  | 6 | 28 | 6 | 27
| 4280 | 179 | 6 | 28 | 8 | 0 | 0 | 1 | 0 | 0 | 0 | 0 | 0 | 0 | 0 | 0 | 1 |  | 6 | 28 | 6 | 27
| 4281 | 179 | 6 | 28 | 9 | 0 | 0 | 1 | 0 | 0 | 0 | 0 | 0 | 0 | 0 | 0 | 1 |  | 6 | 28 | 6 | 27
| 4282 | 179 | 6 | 28 | 10 | 0 | 0 | 1 | 0 | 0 | 0 | 0 | 0 | 0 | 0 | 0 | 1 |  | 6 | 28 | 6 | 27
| 4283 | 179 | 6 | 28 | 11 | 0 | 0 | 1 | 0 | 0 | 0 | 0 | 0 | 0 | 0 | 0 | 1 |  | 6 | 28 | 6 | 27
| 4284 | 179 | 6 | 28 | 12 | 0 | 0 | 1 | 0 | 0 | 0 | 0 | 0 | 0 | 0 | 0 | 1 |  | 6 | 28 | 6 | 27
| 4285 | 179 | 6 | 28 | 13 | 0 | 0 | 1 | 0 | 0 | 0 | 0 | 0 | 0 | 0 | 0 | 1 |  | 6 | 28 | 6 | 27
| 4286 | 179 | 6 | 28 | 14 | 0 | 0 | 1 | 0 | 0 | 0 | 0 | 0 | 0 | 0 | 0 | 1 |  | 6 | 28 | 6 | 27
| 4287 | 179 | 6 | 28 | 15 | 0 | 0 | 1 | 0 | 0 | 0 | 0 | 0 | 0 | 0 | 0 | 1 |  | 6 | 28 | 6 | 27
| 4288 | 179 | 6 | 28 | 16 | 0 | 0 | 1 | 0 | 0 | 0 | 0 | 0 | 0 | 0 | 0 | 1 |  | 6 | 28 | 6 | 27
| 4289 | 179 | 6 | 28 | 17 | 0 | 0 | 1 | 0 | 0 | 0 | 0 | 0 | 0 | 0 | 0 | 1 |  | 6 | 28 | 6 | 27
| 4290 | 179 | 6 | 28 | 18 | 0 | 0 | 1 | 0 | 0 | 0 | 0 | 0 | 0 | 0 | 0 | 1 |  | 6 | 28 | 6 | 27
| 4291 | 179 | 6 | 28 | 19 | 0 | 0 | 1 | 0 | 0 | 0 | 0 | 0 | 0 | 0 | 0 | 1 |  | 6 | 28 | 6 | 27
| 4292 | 179 | 6 | 28 | 20 | 0 | 0 | 1 | 0 | 0 | 0 | 0 | 0 | 0 | 0 | 0 | 1 |  | 6 | 28 | 6 | 27
| 4293 | 179 | 6 | 28 | 21 | 0 | 0 | 1 | 0 | 0 | 0 | 0 | 0 | 0 | 0 | 0 | 1 |  | 6 | 28 | 6 | 27
| 4294 | 179 | 6 | 28 | 22 | 0 | 0 | 1 | 0 | 0 | 0 | 0 | 0 | 0 | 0 | 0 | 1 |  | 6 | 28 | 6 | 27
| 4295 | 179 | 6 | 28 | 23 | 0 | 0 | 1 | 0 | 0 | 0 | 0 | 0 | 0 | 0 | 0 | 1 |  | 6 | 28 | 6 | 27
| 4296 | 179 | 6 | 28 | 24 | 0 | 0 | 1 | 0 | 0 | 0 | 0 | 0 | 0 | 0 | 0 | 1 |  | 6 | 28 | 6 | 27
| 4297 | 180 | 6 | 29 | 1 | 0 | 0 | 1 | 0 | 0 | 0 | 0 | 0 | 0 | 0 | 0 | 1 |  | 6 | 29 | 6 | 28
| 4298 | 180 | 6 | 29 | 2 | 0 | 0 | 1 | 0 | 0 | 0 | 0 | 0 | 0 | 0 | 0 | 1 |  | 6 | 29 | 6 | 28
| 4299 | 180 | 6 | 29 | 3 | 0 | 0 | 1 | 0 | 0 | 0 | 0 | 0 | 0 | 0 | 0 | 1 |  | 6 | 29 | 6 | 28
| 4300 | 180 | 6 | 29 | 4 | 0 | 0 | 1 | 0 | 0 | 0 | 0 | 0 | 0 | 0 | 0 | 1 |  | 6 | 29 | 6 | 28
| 4301 | 180 | 6 | 29 | 5 | 0 | 0 | 1 | 0 | 0 | 0 | 0 | 0 | 0 | 0 | 0 | 1 |  | 6 | 29 | 6 | 28
| 4302 | 180 | 6 | 29 | 6 | 0 | 0 | 1 | 0 | 0 | 0 | 0 | 0 | 0 | 0 | 0 | 1 |  | 6 | 29 | 6 | 28
| 4303 | 180 | 6 | 29 | 7 | 0 | 0 | 1 | 0 | 0 | 0 | 0 | 0 | 0 | 0 | 0 | 1 |  | 6 | 29 | 6 | 28
| 4304 | 180 | 6 | 29 | 8 | 0 | 0 | 1 | 0 | 0 | 0 | 0 | 0 | 0 | 0 | 0 | 1 |  | 6 | 29 | 6 | 28
| 4305 | 180 | 6 | 29 | 9 | 0 | 0 | 1 | 0 | 0 | 0 | 0 | 0 | 0 | 0 | 0 | 1 |  | 6 | 29 | 6 | 28
| 4306 | 180 | 6 | 29 | 10 | 0 | 0 | 1 | 0 | 0 | 0 | 0 | 0 | 0 | 0 | 0 | 1 |  | 6 | 29 | 6 | 28
| 4307 | 180 | 6 | 29 | 11 | 0 | 0 | 1 | 0 | 0 | 0 | 0 | 0 | 0 | 0 | 0 | 1 |  | 6 | 29 | 6 | 28
| 4308 | 180 | 6 | 29 | 12 | 0 | 0 | 1 | 0 | 0 | 0 | 0 | 0 | 0 | 0 | 0 | 1 |  | 6 | 29 | 6 | 28
| 4309 | 180 | 6 | 29 | 13 | 0 | 0 | 1 | 0 | 0 | 0 | 0 | 0 | 0 | 0 | 0 | 1 |  | 6 | 29 | 6 | 28
| 4310 | 180 | 6 | 29 | 14 | 0 | 0 | 1 | 0 | 0 | 0 | 0 | 0 | 0 | 0 | 0 | 1 |  | 6 | 29 | 6 | 28
| 4311 | 180 | 6 | 29 | 15 | 0 | 0 | 1 | 0 | 0 | 0 | 0 | 0 | 0 | 0 | 0 | 1 |  | 6 | 29 | 6 | 28
| 4312 | 180 | 6 | 29 | 16 | 0 | 0 | 1 | 0 | 0 | 0 | 0 | 0 | 0 | 0 | 0 | 1 |  | 6 | 29 | 6 | 28
| 4313 | 180 | 6 | 29 | 17 | 0 | 0 | 1 | 0 | 0 | 0 | 0 | 0 | 0 | 0 | 0 | 1 |  | 6 | 29 | 6 | 28
| 4314 | 180 | 6 | 29 | 18 | 0 | 0 | 1 | 0 | 0 | 0 | 0 | 0 | 0 | 0 | 0 | 1 |  | 6 | 29 | 6 | 28
| 4315 | 180 | 6 | 29 | 19 | 0 | 0 | 1 | 0 | 0 | 0 | 0 | 0 | 0 | 0 | 0 | 1 |  | 6 | 29 | 6 | 28
| 4316 | 180 | 6 | 29 | 20 | 0 | 0 | 1 | 0 | 0 | 0 | 0 | 0 | 0 | 0 | 0 | 1 |  | 6 | 29 | 6 | 28
| 4317 | 180 | 6 | 29 | 21 | 0 | 0 | 1 | 0 | 0 | 0 | 0 | 0 | 0 | 0 | 0 | 1 |  | 6 | 29 | 6 | 28
| 4318 | 180 | 6 | 29 | 22 | 0 | 0 | 1 | 0 | 0 | 0 | 0 | 0 | 0 | 0 | 0 | 1 |  | 6 | 29 | 6 | 28
| 4319 | 180 | 6 | 29 | 23 | 0 | 0 | 1 | 0 | 0 | 0 | 0 | 0 | 0 | 0 | 0 | 1 |  | 6 | 29 | 6 | 28
| 4320 | 180 | 6 | 29 | 24 | 0 | 0 | 1 | 0 | 0 | 0 | 0 | 0 | 0 | 0 | 0 | 1 |  | 6 | 29 | 6 | 28
| 4321 | 181 | 6 | 30 | 1 | 0 | 0 | 1 | 0 | 0 | 0 | 0 | 0 | 0 | 0 | 0 | 1 |  | 6 | 30 | 6 | 29
| 4322 | 181 | 6 | 30 | 2 | 0 | 0 | 1 | 0 | 0 | 0 | 0 | 0 | 0 | 0 | 0 | 1 |  | 6 | 30 | 6 | 29
| 4323 | 181 | 6 | 30 | 3 | 0 | 0 | 1 | 0 | 0 | 0 | 0 | 0 | 0 | 0 | 0 | 1 |  | 6 | 30 | 6 | 29
| 4324 | 181 | 6 | 30 | 4 | 0 | 0 | 1 | 0 | 0 | 0 | 0 | 0 | 0 | 0 | 0 | 1 |  | 6 | 30 | 6 | 29
| 4325 | 181 | 6 | 30 | 5 | 0 | 0 | 1 | 0 | 0 | 0 | 0 | 0 | 0 | 0 | 0 | 1 |  | 6 | 30 | 6 | 29
| 4326 | 181 | 6 | 30 | 6 | 0 | 0 | 1 | 0 | 0 | 0 | 0 | 0 | 0 | 0 | 0 | 1 |  | 6 | 30 | 6 | 29
| 4327 | 181 | 6 | 30 | 7 | 0 | 0 | 1 | 0 | 0 | 0 | 0 | 0 | 0 | 0 | 0 | 1 |  | 6 | 30 | 6 | 29
| 4328 | 181 | 6 | 30 | 8 | 0 | 0 | 1 | 0 | 0 | 0 | 0 | 0 | 0 | 0 | 0 | 1 |  | 6 | 30 | 6 | 29
| 4329 | 181 | 6 | 30 | 9 | 0 | 0 | 1 | 0 | 0 | 0 | 0 | 0 | 0 | 0 | 0 | 1 |  | 6 | 30 | 6 | 29
| 4330 | 181 | 6 | 30 | 10 | 0 | 0 | 1 | 0 | 0 | 0 | 0 | 0 | 0 | 0 | 0 | 1 |  | 6 | 30 | 6 | 29
| 4331 | 181 | 6 | 30 | 11 | 0 | 0 | 1 | 0 | 0 | 0 | 0 | 0 | 0 | 0 | 0 | 1 |  | 6 | 30 | 6 | 29
| 4332 | 181 | 6 | 30 | 12 | 0 | 0 | 1 | 0 | 0 | 0 | 0 | 0 | 0 | 0 | 0 | 1 |  | 6 | 30 | 6 | 29
| 4333 | 181 | 6 | 30 | 13 | 0 | 0 | 1 | 0 | 0 | 0 | 0 | 0 | 0 | 0 | 0 | 1 |  | 6 | 30 | 6 | 29
| 4334 | 181 | 6 | 30 | 14 | 0 | 0 | 1 | 0 | 0 | 0 | 0 | 0 | 0 | 0 | 0 | 1 |  | 6 | 30 | 6 | 29
| 4335 | 181 | 6 | 30 | 15 | 0 | 0 | 1 | 0 | 0 | 0 | 0 | 0 | 0 | 0 | 0 | 1 |  | 6 | 30 | 6 | 29
| 4336 | 181 | 6 | 30 | 16 | 0 | 0 | 1 | 0 | 0 | 0 | 0 | 0 | 0 | 0 | 0 | 1 |  | 6 | 30 | 6 | 29
| 4337 | 181 | 6 | 30 | 17 | 0 | 0 | 1 | 0 | 0 | 0 | 0 | 0 | 0 | 0 | 0 | 1 |  | 6 | 30 | 6 | 29
| 4338 | 181 | 6 | 30 | 18 | 0 | 0 | 1 | 0 | 0 | 0 | 0 | 0 | 0 | 0 | 0 | 1 |  | 6 | 30 | 6 | 29
| 4339 | 181 | 6 | 30 | 19 | 0 | 0 | 1 | 0 | 0 | 0 | 0 | 0 | 0 | 0 | 0 | 1 |  | 6 | 30 | 6 | 29
| 4340 | 181 | 6 | 30 | 20 | 0 | 0 | 1 | 0 | 0 | 0 | 0 | 0 | 0 | 0 | 0 | 1 |  | 6 | 30 | 6 | 29
| 4341 | 181 | 6 | 30 | 21 | 0 | 0 | 1 | 0 | 0 | 0 | 0 | 0 | 0 | 0 | 0 | 1 |  | 6 | 30 | 6 | 29
| 4342 | 181 | 6 | 30 | 22 | 0 | 0 | 1 | 0 | 0 | 0 | 0 | 0 | 0 | 0 | 0 | 1 |  | 6 | 30 | 6 | 29
| 4343 | 181 | 6 | 30 | 23 | 0 | 0 | 1 | 0 | 0 | 0 | 0 | 0 | 0 | 0 | 0 | 1 |  | 6 | 30 | 6 | 29
| 4344 | 181 | 6 | 30 | 24 | 0 | 0 | 1 | 0 | 0 | 0 | 0 | 0 | 0 | 0 | 0 | 1 |  | 6 | 30 | 6 | 29
| 4345 | 182 | 7 | 1 | 1 | 1 | 0 | 0 | 0 | 0 | 0 | 0 | 0 | 0 | 0 | 0 | 1 |  | 7 | 1 | 6 | 30
| 4346 | 182 | 7 | 1 | 2 | 1 | 0 | 0 | 0 | 0 | 0 | 0 | 0 | 0 | 0 | 0 | 1 |  | 7 | 1 | 6 | 30
| 4347 | 182 | 7 | 1 | 3 | 1 | 0 | 0 | 0 | 0 | 0 | 0 | 0 | 0 | 0 | 0 | 1 |  | 7 | 1 | 6 | 30
| 4348 | 182 | 7 | 1 | 4 | 1 | 0 | 0 | 0 | 0 | 0 | 0 | 0 | 0 | 0 | 0 | 1 |  | 7 | 1 | 6 | 30
| 4349 | 182 | 7 | 1 | 5 | 1 | 0 | 0 | 0 | 0 | 0 | 0 | 0 | 0 | 0 | 0 | 1 |  | 7 | 1 | 6 | 30
| 4350 | 182 | 7 | 1 | 6 | 1 | 0 | 0 | 0 | 0 | 0 | 0 | 0 | 0 | 0 | 0 | 1 |  | 7 | 1 | 6 | 30
| 4351 | 182 | 7 | 1 | 7 | 1 | 0 | 0 | 0 | 0 | 0 | 0 | 0 | 0 | 0 | 0 | 1 |  | 7 | 1 | 6 | 30
| 4352 | 182 | 7 | 1 | 8 | 1 | 0 | 0 | 0 | 0 | 0 | 0 | 0 | 0 | 0 | 0 | 1 |  | 7 | 1 | 6 | 30
| 4353 | 182 | 7 | 1 | 9 | 1 | 0 | 0 | 0 | 0 | 0 | 0 | 0 | 0 | 0 | 0 | 1 |  | 7 | 1 | 6 | 30
| 4354 | 182 | 7 | 1 | 10 | 1 | 0 | 0 | 0 | 0 | 0 | 0 | 0 | 0 | 0 | 0 | 1 |  | 7 | 1 | 6 | 30
| 4355 | 182 | 7 | 1 | 11 | 1 | 0 | 0 | 0 | 0 | 0 | 0 | 0 | 0 | 0 | 0 | 1 |  | 7 | 1 | 6 | 30
| 4356 | 182 | 7 | 1 | 12 | 1 | 0 | 0 | 0 | 0 | 0 | 0 | 0 | 0 | 0 | 0 | 1 |  | 7 | 1 | 6 | 30
| 4357 | 182 | 7 | 1 | 13 | 1 | 0 | 0 | 0 | 0 | 0 | 0 | 0 | 0 | 0 | 0 | 1 |  | 7 | 1 | 6 | 30
| 4358 | 182 | 7 | 1 | 14 | 1 | 0 | 0 | 0 | 0 | 0 | 0 | 0 | 0 | 0 | 0 | 1 |  | 7 | 1 | 6 | 30
| 4359 | 182 | 7 | 1 | 15 | 1 | 0 | 0 | 0 | 0 | 0 | 0 | 0 | 0 | 0 | 0 | 1 |  | 7 | 1 | 6 | 30
| 4360 | 182 | 7 | 1 | 16 | 1 | 0 | 0 | 0 | 0 | 0 | 0 | 0 | 0 | 0 | 0 | 1 |  | 7 | 1 | 6 | 30
| 4361 | 182 | 7 | 1 | 17 | 1 | 0 | 0 | 0 | 0 | 0 | 0 | 0 | 0 | 0 | 0 | 1 |  | 7 | 1 | 6 | 30
| 4362 | 182 | 7 | 1 | 18 | 1 | 0 | 0 | 0 | 0 | 0 | 0 | 0 | 0 | 0 | 0 | 1 |  | 7 | 1 | 6 | 30
| 4363 | 182 | 7 | 1 | 19 | 1 | 0 | 0 | 0 | 0 | 0 | 0 | 0 | 0 | 0 | 0 | 1 |  | 7 | 1 | 6 | 30
| 4364 | 182 | 7 | 1 | 20 | 1 | 0 | 0 | 0 | 0 | 0 | 0 | 0 | 0 | 0 | 0 | 1 |  | 7 | 1 | 6 | 30
| 4365 | 182 | 7 | 1 | 21 | 1 | 0 | 0 | 0 | 0 | 0 | 0 | 0 | 0 | 0 | 0 | 1 |  | 7 | 1 | 6 | 30
| 4366 | 182 | 7 | 1 | 22 | 1 | 0 | 0 | 0 | 0 | 0 | 0 | 0 | 0 | 0 | 0 | 1 |  | 7 | 1 | 6 | 30
| 4367 | 182 | 7 | 1 | 23 | 1 | 0 | 0 | 0 | 0 | 0 | 0 | 0 | 0 | 0 | 0 | 1 |  | 7 | 1 | 6 | 30
| 4368 | 182 | 7 | 1 | 24 | 1 | 0 | 0 | 0 | 0 | 0 | 0 | 0 | 0 | 0 | 0 | 1 |  | 7 | 1 | 6 | 30
| 4369 | 183 | 7 | 2 | 1 | 0 | 0 | 0 | 0 | 0 | 0 | 0 | 0 | 0 | 0 | 0 | 1 |  | 7 | 2 | 7 | 1
| 4370 | 183 | 7 | 2 | 2 | 0 | 0 | 0 | 0 | 0 | 0 | 0 | 0 | 0 | 0 | 0 | 1 |  | 7 | 2 | 7 | 1
| 4371 | 183 | 7 | 2 | 3 | 0 | 0 | 0 | 0 | 0 | 0 | 0 | 0 | 0 | 0 | 0 | 1 |  | 7 | 2 | 7 | 1
| 4372 | 183 | 7 | 2 | 4 | 0 | 0 | 0 | 0 | 0 | 0 | 0 | 0 | 0 | 0 | 0 | 1 |  | 7 | 2 | 7 | 1
| 4373 | 183 | 7 | 2 | 5 | 0 | 0 | 0 | 0 | 0 | 0 | 0 | 0 | 0 | 0 | 0 | 1 |  | 7 | 2 | 7 | 1
| 4374 | 183 | 7 | 2 | 6 | 0 | 0 | 0 | 0 | 0 | 0 | 0 | 0 | 0 | 0 | 0 | 1 |  | 7 | 2 | 7 | 1
| 4375 | 183 | 7 | 2 | 7 | 0 | 0 | 0 | 0 | 0 | 0 | 0 | 0 | 0 | 0 | 0 | 1 |  | 7 | 2 | 7 | 1
| 4376 | 183 | 7 | 2 | 8 | 0 | 0 | 0 | 0 | 0 | 0 | 0 | 0 | 0 | 0 | 0 | 1 |  | 7 | 2 | 7 | 1
| 4377 | 183 | 7 | 2 | 9 | 0 | 0 | 0 | 0 | 0 | 0 | 0 | 0 | 0 | 0 | 0 | 1 |  | 7 | 2 | 7 | 1
| 4378 | 183 | 7 | 2 | 10 | 0 | 0 | 0 | 0 | 0 | 0 | 0 | 0 | 0 | 0 | 0 | 1 |  | 7 | 2 | 7 | 1
| 4379 | 183 | 7 | 2 | 11 | 0 | 0 | 0 | 0 | 0 | 0 | 0 | 0 | 0 | 0 | 0 | 1 |  | 7 | 2 | 7 | 1
| 4380 | 183 | 7 | 2 | 12 | 0 | 0 | 0 | 0 | 0 | 0 | 0 | 0 | 0 | 0 | 0 | 1 |  | 7 | 2 | 7 | 1
| 4381 | 183 | 7 | 2 | 13 | 0 | 0 | 0 | 0 | 0 | 0 | 0 | 0 | 0 | 0 | 0 | 1 |  | 7 | 2 | 7 | 1
| 4382 | 183 | 7 | 2 | 14 | 0 | 0 | 0 | 0 | 0 | 0 | 0 | 0 | 0 | 0 | 0 | 1 |  | 7 | 2 | 7 | 1
| 4383 | 183 | 7 | 2 | 15 | 0 | 0 | 0 | 0 | 0 | 0 | 0 | 0 | 0 | 0 | 0 | 1 |  | 7 | 2 | 7 | 1
| 4384 | 183 | 7 | 2 | 16 | 0 | 0 | 0 | 0 | 0 | 0 | 0 | 0 | 0 | 0 | 0 | 1 |  | 7 | 2 | 7 | 1
| 4385 | 183 | 7 | 2 | 17 | 0 | 0 | 0 | 0 | 0 | 0 | 0 | 0 | 0 | 0 | 0 | 1 |  | 7 | 2 | 7 | 1
| 4386 | 183 | 7 | 2 | 18 | 0 | 0 | 0 | 0 | 0 | 0 | 0 | 0 | 0 | 0 | 0 | 1 |  | 7 | 2 | 7 | 1
| 4387 | 183 | 7 | 2 | 19 | 0 | 0 | 0 | 0 | 0 | 0 | 0 | 0 | 0 | 0 | 0 | 1 |  | 7 | 2 | 7 | 1
| 4388 | 183 | 7 | 2 | 20 | 0 | 0 | 0 | 0 | 0 | 0 | 0 | 0 | 0 | 0 | 0 | 1 |  | 7 | 2 | 7 | 1
| 4389 | 183 | 7 | 2 | 21 | 0 | 0 | 0 | 0 | 0 | 0 | 0 | 0 | 0 | 0 | 0 | 1 |  | 7 | 2 | 7 | 1
| 4390 | 183 | 7 | 2 | 22 | 0 | 0 | 0 | 0 | 0 | 0 | 0 | 0 | 0 | 0 | 0 | 1 |  | 7 | 2 | 7 | 1
| 4391 | 183 | 7 | 2 | 23 | 0 | 0 | 0 | 0 | 0 | 0 | 0 | 0 | 0 | 0 | 0 | 1 |  | 7 | 2 | 7 | 1
| 4392 | 183 | 7 | 2 | 24 | 0 | 0 | 0 | 0 | 0 | 0 | 0 | 0 | 0 | 0 | 0 | 1 |  | 7 | 2 | 7 | 1
| 4393 | 184 | 7 | 3 | 1 | 0 | 0 | 0 | 0 | 0 | 0 | 0 | 0 | 0 | 0 | 0 | 1 |  | 7 | 3 | 7 | 2
| 4394 | 184 | 7 | 3 | 2 | 0 | 0 | 0 | 0 | 0 | 0 | 0 | 0 | 0 | 0 | 0 | 1 |  | 7 | 3 | 7 | 2
| 4395 | 184 | 7 | 3 | 3 | 0 | 0 | 0 | 0 | 0 | 0 | 0 | 0 | 0 | 0 | 0 | 1 |  | 7 | 3 | 7 | 2
| 4396 | 184 | 7 | 3 | 4 | 0 | 0 | 0 | 0 | 0 | 0 | 0 | 0 | 0 | 0 | 0 | 1 |  | 7 | 3 | 7 | 2
| 4397 | 184 | 7 | 3 | 5 | 0 | 0 | 0 | 0 | 0 | 0 | 0 | 0 | 0 | 0 | 0 | 1 |  | 7 | 3 | 7 | 2
| 4398 | 184 | 7 | 3 | 6 | 0 | 0 | 0 | 0 | 0 | 0 | 0 | 0 | 0 | 0 | 0 | 1 |  | 7 | 3 | 7 | 2
| 4399 | 184 | 7 | 3 | 7 | 0 | 0 | 0 | 0 | 0 | 0 | 0 | 0 | 0 | 0 | 0 | 1 |  | 7 | 3 | 7 | 2
| 4400 | 184 | 7 | 3 | 8 | 0 | 0 | 0 | 0 | 0 | 0 | 0 | 0 | 0 | 0 | 0 | 1 |  | 7 | 3 | 7 | 2
| 4401 | 184 | 7 | 3 | 9 | 0 | 0 | 0 | 0 | 0 | 0 | 0 | 0 | 0 | 0 | 0 | 1 |  | 7 | 3 | 7 | 2
| 4402 | 184 | 7 | 3 | 10 | 0 | 0 | 0 | 0 | 0 | 0 | 0 | 0 | 0 | 0 | 0 | 1 |  | 7 | 3 | 7 | 2
| 4403 | 184 | 7 | 3 | 11 | 0 | 0 | 0 | 0 | 0 | 0 | 0 | 0 | 0 | 0 | 0 | 1 |  | 7 | 3 | 7 | 2
| 4404 | 184 | 7 | 3 | 12 | 0 | 0 | 0 | 0 | 0 | 0 | 0 | 0 | 0 | 0 | 0 | 1 |  | 7 | 3 | 7 | 2
| 4405 | 184 | 7 | 3 | 13 | 0 | 0 | 0 | 0 | 0 | 0 | 0 | 0 | 0 | 0 | 0 | 1 |  | 7 | 3 | 7 | 2
| 4406 | 184 | 7 | 3 | 14 | 0 | 0 | 0 | 0 | 0 | 0 | 0 | 0 | 0 | 0 | 0 | 1 |  | 7 | 3 | 7 | 2
| 4407 | 184 | 7 | 3 | 15 | 0 | 0 | 0 | 0 | 0 | 0 | 0 | 0 | 0 | 0 | 0 | 1 |  | 7 | 3 | 7 | 2
| 4408 | 184 | 7 | 3 | 16 | 0 | 0 | 0 | 0 | 0 | 0 | 0 | 0 | 0 | 0 | 0 | 1 |  | 7 | 3 | 7 | 2
| 4409 | 184 | 7 | 3 | 17 | 0 | 0 | 0 | 0 | 0 | 0 | 0 | 0 | 0 | 0 | 0 | 1 |  | 7 | 3 | 7 | 2
| 4410 | 184 | 7 | 3 | 18 | 0 | 0 | 0 | 0 | 0 | 0 | 0 | 0 | 0 | 0 | 0 | 1 |  | 7 | 3 | 7 | 2
| 4411 | 184 | 7 | 3 | 19 | 0 | 0 | 0 | 0 | 0 | 0 | 0 | 0 | 0 | 0 | 0 | 1 |  | 7 | 3 | 7 | 2
| 4412 | 184 | 7 | 3 | 20 | 0 | 0 | 0 | 0 | 0 | 0 | 0 | 0 | 0 | 0 | 0 | 1 |  | 7 | 3 | 7 | 2
| 4413 | 184 | 7 | 3 | 21 | 0 | 0 | 0 | 0 | 0 | 0 | 0 | 0 | 0 | 0 | 0 | 1 |  | 7 | 3 | 7 | 2
| 4414 | 184 | 7 | 3 | 22 | 0 | 0 | 0 | 0 | 0 | 0 | 0 | 0 | 0 | 0 | 0 | 1 |  | 7 | 3 | 7 | 2
| 4415 | 184 | 7 | 3 | 23 | 0 | 0 | 0 | 0 | 0 | 0 | 0 | 0 | 0 | 0 | 0 | 1 |  | 7 | 3 | 7 | 2
| 4416 | 184 | 7 | 3 | 24 | 0 | 0 | 0 | 0 | 0 | 0 | 0 | 0 | 0 | 0 | 0 | 1 |  | 7 | 3 | 7 | 2
| 4417 | 185 | 7 | 4 | 1 | 0 | 0 | 1 | 0 | 0 | 0 | 0 | 0 | 0 | 0 | 0 | 1 |  | 7 | 4 | 7 | 3
| 4418 | 185 | 7 | 4 | 2 | 0 | 0 | 1 | 0 | 0 | 0 | 0 | 0 | 0 | 0 | 0 | 1 |  | 7 | 4 | 7 | 3
| 4419 | 185 | 7 | 4 | 3 | 0 | 0 | 1 | 0 | 0 | 0 | 0 | 0 | 0 | 0 | 0 | 1 |  | 7 | 4 | 7 | 3
| 4420 | 185 | 7 | 4 | 4 | 0 | 0 | 1 | 0 | 0 | 0 | 0 | 0 | 0 | 0 | 0 | 1 |  | 7 | 4 | 7 | 3
| 4421 | 185 | 7 | 4 | 5 | 0 | 0 | 1 | 0 | 0 | 0 | 0 | 0 | 0 | 0 | 0 | 1 |  | 7 | 4 | 7 | 3
| 4422 | 185 | 7 | 4 | 6 | 0 | 0 | 1 | 0 | 0 | 0 | 0 | 0 | 0 | 0 | 0 | 1 |  | 7 | 4 | 7 | 3
| 4423 | 185 | 7 | 4 | 7 | 0 | 0 | 1 | 0 | 0 | 0 | 0 | 0 | 0 | 0 | 0 | 1 |  | 7 | 4 | 7 | 3
| 4424 | 185 | 7 | 4 | 8 | 0 | 0 | 1 | 0 | 0 | 0 | 0 | 0 | 0 | 0 | 0 | 1 |  | 7 | 4 | 7 | 3
| 4425 | 185 | 7 | 4 | 9 | 0 | 0 | 1 | 0 | 0 | 0 | 0 | 0 | 0 | 0 | 0 | 1 |  | 7 | 4 | 7 | 3
| 4426 | 185 | 7 | 4 | 10 | 0 | 0 | 1 | 0 | 0 | 0 | 0 | 0 | 0 | 0 | 0 | 1 |  | 7 | 4 | 7 | 3
| 4427 | 185 | 7 | 4 | 11 | 0 | 0 | 1 | 0 | 0 | 0 | 0 | 0 | 0 | 0 | 0 | 1 |  | 7 | 4 | 7 | 3
| 4428 | 185 | 7 | 4 | 12 | 0 | 0 | 1 | 0 | 0 | 0 | 0 | 0 | 0 | 0 | 0 | 1 |  | 7 | 4 | 7 | 3
| 4429 | 185 | 7 | 4 | 13 | 0 | 0 | 1 | 0 | 0 | 0 | 0 | 0 | 0 | 0 | 0 | 1 |  | 7 | 4 | 7 | 3
| 4430 | 185 | 7 | 4 | 14 | 0 | 0 | 1 | 0 | 0 | 0 | 0 | 0 | 0 | 0 | 0 | 1 |  | 7 | 4 | 7 | 3
| 4431 | 185 | 7 | 4 | 15 | 0 | 0 | 1 | 0 | 0 | 0 | 0 | 0 | 0 | 0 | 0 | 1 |  | 7 | 4 | 7 | 3
| 4432 | 185 | 7 | 4 | 16 | 0 | 0 | 1 | 0 | 0 | 0 | 0 | 0 | 0 | 0 | 0 | 1 |  | 7 | 4 | 7 | 3
| 4433 | 185 | 7 | 4 | 17 | 0 | 0 | 1 | 0 | 0 | 0 | 0 | 0 | 0 | 0 | 0 | 1 |  | 7 | 4 | 7 | 3
| 4434 | 185 | 7 | 4 | 18 | 0 | 0 | 1 | 0 | 0 | 0 | 0 | 0 | 0 | 0 | 0 | 1 |  | 7 | 4 | 7 | 3
| 4435 | 185 | 7 | 4 | 19 | 0 | 0 | 1 | 0 | 0 | 0 | 0 | 0 | 0 | 0 | 0 | 1 |  | 7 | 4 | 7 | 3
| 4436 | 185 | 7 | 4 | 20 | 0 | 0 | 1 | 0 | 0 | 0 | 0 | 0 | 0 | 0 | 0 | 1 |  | 7 | 4 | 7 | 3
| 4437 | 185 | 7 | 4 | 21 | 0 | 0 | 1 | 0 | 0 | 0 | 0 | 0 | 0 | 0 | 0 | 1 |  | 7 | 4 | 7 | 3
| 4438 | 185 | 7 | 4 | 22 | 0 | 0 | 1 | 0 | 0 | 0 | 0 | 0 | 0 | 0 | 0 | 1 |  | 7 | 4 | 7 | 3
| 4439 | 185 | 7 | 4 | 23 | 0 | 0 | 1 | 0 | 0 | 0 | 0 | 0 | 0 | 0 | 0 | 1 |  | 7 | 4 | 7 | 3
| 4440 | 185 | 7 | 4 | 24 | 0 | 0 | 1 | 0 | 0 | 0 | 0 | 0 | 0 | 0 | 0 | 1 |  | 7 | 4 | 7 | 3
| 4441 | 186 | 7 | 5 | 1 | 0 | 0 | 1 | 0 | 0 | 0 | 0 | 0 | 0 | 0 | 0 | 1 |  | 7 | 5 | 7 | 4
| 4442 | 186 | 7 | 5 | 2 | 0 | 0 | 1 | 0 | 0 | 0 | 0 | 0 | 0 | 0 | 0 | 1 |  | 7 | 5 | 7 | 4
| 4443 | 186 | 7 | 5 | 3 | 0 | 0 | 1 | 0 | 0 | 0 | 0 | 0 | 0 | 0 | 0 | 1 |  | 7 | 5 | 7 | 4
| 4444 | 186 | 7 | 5 | 4 | 0 | 0 | 1 | 0 | 0 | 0 | 0 | 0 | 0 | 0 | 0 | 1 |  | 7 | 5 | 7 | 4
| 4445 | 186 | 7 | 5 | 5 | 0 | 0 | 1 | 0 | 0 | 0 | 0 | 0 | 0 | 0 | 0 | 1 |  | 7 | 5 | 7 | 4
| 4446 | 186 | 7 | 5 | 6 | 0 | 0 | 1 | 0 | 0 | 0 | 0 | 0 | 0 | 0 | 0 | 1 |  | 7 | 5 | 7 | 4
| 4447 | 186 | 7 | 5 | 7 | 0 | 0 | 1 | 0 | 0 | 0 | 0 | 0 | 0 | 0 | 0 | 1 |  | 7 | 5 | 7 | 4
| 4448 | 186 | 7 | 5 | 8 | 0 | 0 | 1 | 0 | 0 | 0 | 0 | 0 | 0 | 0 | 0 | 1 |  | 7 | 5 | 7 | 4
| 4449 | 186 | 7 | 5 | 9 | 0 | 0 | 1 | 0 | 0 | 0 | 0 | 0 | 0 | 0 | 0 | 1 |  | 7 | 5 | 7 | 4
| 4450 | 186 | 7 | 5 | 10 | 0 | 0 | 1 | 0 | 0 | 0 | 0 | 0 | 0 | 0 | 0 | 1 |  | 7 | 5 | 7 | 4
| 4451 | 186 | 7 | 5 | 11 | 0 | 0 | 1 | 0 | 0 | 0 | 0 | 0 | 0 | 0 | 0 | 1 |  | 7 | 5 | 7 | 4
| 4452 | 186 | 7 | 5 | 12 | 0 | 0 | 1 | 0 | 0 | 0 | 0 | 0 | 0 | 0 | 0 | 1 |  | 7 | 5 | 7 | 4
| 4453 | 186 | 7 | 5 | 13 | 0 | 0 | 1 | 0 | 0 | 0 | 0 | 0 | 0 | 0 | 0 | 1 |  | 7 | 5 | 7 | 4
| 4454 | 186 | 7 | 5 | 14 | 0 | 0 | 1 | 0 | 0 | 0 | 0 | 0 | 0 | 0 | 0 | 1 |  | 7 | 5 | 7 | 4
| 4455 | 186 | 7 | 5 | 15 | 0 | 0 | 1 | 0 | 0 | 0 | 0 | 0 | 0 | 0 | 0 | 1 |  | 7 | 5 | 7 | 4
| 4456 | 186 | 7 | 5 | 16 | 0 | 0 | 1 | 0 | 0 | 0 | 0 | 0 | 0 | 0 | 0 | 1 |  | 7 | 5 | 7 | 4
| 4457 | 186 | 7 | 5 | 17 | 0 | 0 | 1 | 0 | 0 | 0 | 0 | 0 | 0 | 0 | 0 | 1 |  | 7 | 5 | 7 | 4
| 4458 | 186 | 7 | 5 | 18 | 0 | 0 | 1 | 0 | 0 | 0 | 0 | 0 | 0 | 0 | 0 | 1 |  | 7 | 5 | 7 | 4
| 4459 | 186 | 7 | 5 | 19 | 0 | 0 | 1 | 0 | 0 | 0 | 0 | 0 | 0 | 0 | 0 | 1 |  | 7 | 5 | 7 | 4
| 4460 | 186 | 7 | 5 | 20 | 0 | 0 | 1 | 0 | 0 | 0 | 0 | 0 | 0 | 0 | 0 | 1 |  | 7 | 5 | 7 | 4
| 4461 | 186 | 7 | 5 | 21 | 0 | 0 | 1 | 0 | 0 | 0 | 0 | 0 | 0 | 0 | 0 | 1 |  | 7 | 5 | 7 | 4
| 4462 | 186 | 7 | 5 | 22 | 0 | 0 | 1 | 0 | 0 | 0 | 0 | 0 | 0 | 0 | 0 | 1 |  | 7 | 5 | 7 | 4
| 4463 | 186 | 7 | 5 | 23 | 0 | 0 | 1 | 0 | 0 | 0 | 0 | 0 | 0 | 0 | 0 | 1 |  | 7 | 5 | 7 | 4
| 4464 | 186 | 7 | 5 | 24 | 0 | 0 | 1 | 0 | 0 | 0 | 0 | 0 | 0 | 0 | 0 | 1 |  | 7 | 5 | 7 | 4
| 4465 | 187 | 7 | 6 | 1 | 0 | 0 | 1 | 0 | 0 | 0 | 0 | 0 | 0 | 0 | 0 | 1 |  | 7 | 6 | 7 | 5
| 4466 | 187 | 7 | 6 | 2 | 0 | 0 | 1 | 0 | 0 | 0 | 0 | 0 | 0 | 0 | 0 | 1 |  | 7 | 6 | 7 | 5
| 4467 | 187 | 7 | 6 | 3 | 0 | 0 | 1 | 0 | 0 | 0 | 0 | 0 | 0 | 0 | 0 | 1 |  | 7 | 6 | 7 | 5
| 4468 | 187 | 7 | 6 | 4 | 0 | 0 | 1 | 0 | 0 | 0 | 0 | 0 | 0 | 0 | 0 | 1 |  | 7 | 6 | 7 | 5
| 4469 | 187 | 7 | 6 | 5 | 0 | 0 | 1 | 0 | 0 | 0 | 0 | 0 | 0 | 0 | 0 | 1 |  | 7 | 6 | 7 | 5
| 4470 | 187 | 7 | 6 | 6 | 0 | 0 | 1 | 0 | 0 | 0 | 0 | 0 | 0 | 0 | 0 | 1 |  | 7 | 6 | 7 | 5
| 4471 | 187 | 7 | 6 | 7 | 0 | 0 | 1 | 0 | 0 | 0 | 0 | 0 | 0 | 0 | 0 | 1 |  | 7 | 6 | 7 | 5
| 4472 | 187 | 7 | 6 | 8 | 0 | 0 | 1 | 0 | 0 | 0 | 0 | 0 | 0 | 0 | 0 | 1 |  | 7 | 6 | 7 | 5
| 4473 | 187 | 7 | 6 | 9 | 0 | 0 | 1 | 0 | 0 | 0 | 0 | 0 | 0 | 0 | 0 | 1 |  | 7 | 6 | 7 | 5
| 4474 | 187 | 7 | 6 | 10 | 0 | 0 | 1 | 0 | 0 | 0 | 0 | 0 | 0 | 0 | 0 | 1 |  | 7 | 6 | 7 | 5
| 4475 | 187 | 7 | 6 | 11 | 0 | 0 | 1 | 0 | 0 | 0 | 0 | 0 | 0 | 0 | 0 | 1 |  | 7 | 6 | 7 | 5
| 4476 | 187 | 7 | 6 | 12 | 0 | 0 | 1 | 0 | 0 | 0 | 0 | 0 | 0 | 0 | 0 | 1 |  | 7 | 6 | 7 | 5
| 4477 | 187 | 7 | 6 | 13 | 0 | 0 | 1 | 0 | 0 | 0 | 0 | 0 | 0 | 0 | 0 | 1 |  | 7 | 6 | 7 | 5
| 4478 | 187 | 7 | 6 | 14 | 0 | 0 | 1 | 0 | 0 | 0 | 0 | 0 | 0 | 0 | 0 | 1 |  | 7 | 6 | 7 | 5
| 4479 | 187 | 7 | 6 | 15 | 0 | 0 | 1 | 0 | 0 | 0 | 0 | 0 | 0 | 0 | 0 | 1 |  | 7 | 6 | 7 | 5
| 4480 | 187 | 7 | 6 | 16 | 0 | 0 | 1 | 0 | 0 | 0 | 0 | 0 | 0 | 0 | 0 | 1 |  | 7 | 6 | 7 | 5
| 4481 | 187 | 7 | 6 | 17 | 0 | 0 | 1 | 0 | 0 | 0 | 0 | 0 | 0 | 0 | 0 | 1 |  | 7 | 6 | 7 | 5
| 4482 | 187 | 7 | 6 | 18 | 0 | 0 | 1 | 0 | 0 | 0 | 0 | 0 | 0 | 0 | 0 | 1 |  | 7 | 6 | 7 | 5
| 4483 | 187 | 7 | 6 | 19 | 0 | 0 | 1 | 0 | 0 | 0 | 0 | 0 | 0 | 0 | 0 | 1 |  | 7 | 6 | 7 | 5
| 4484 | 187 | 7 | 6 | 20 | 0 | 0 | 1 | 0 | 0 | 0 | 0 | 0 | 0 | 0 | 0 | 1 |  | 7 | 6 | 7 | 5
| 4485 | 187 | 7 | 6 | 21 | 0 | 0 | 1 | 0 | 0 | 0 | 0 | 0 | 0 | 0 | 0 | 1 |  | 7 | 6 | 7 | 5
| 4486 | 187 | 7 | 6 | 22 | 0 | 0 | 1 | 0 | 0 | 0 | 0 | 0 | 0 | 0 | 0 | 1 |  | 7 | 6 | 7 | 5
| 4487 | 187 | 7 | 6 | 23 | 0 | 0 | 1 | 0 | 0 | 0 | 0 | 0 | 0 | 0 | 0 | 1 |  | 7 | 6 | 7 | 5
| 4488 | 187 | 7 | 6 | 24 | 0 | 0 | 1 | 0 | 0 | 0 | 0 | 0 | 0 | 0 | 0 | 1 |  | 7 | 6 | 7 | 5
| 4489 | 188 | 7 | 7 | 1 | 0 | 0 | 1 | 0 | 0 | 0 | 0 | 0 | 0 | 0 | 0 | 1 |  | 7 | 7 | 7 | 6
| 4490 | 188 | 7 | 7 | 2 | 0 | 0 | 1 | 0 | 0 | 0 | 0 | 0 | 0 | 0 | 0 | 1 |  | 7 | 7 | 7 | 6
| 4491 | 188 | 7 | 7 | 3 | 0 | 0 | 1 | 0 | 0 | 0 | 0 | 0 | 0 | 0 | 0 | 1 |  | 7 | 7 | 7 | 6
| 4492 | 188 | 7 | 7 | 4 | 0 | 0 | 1 | 0 | 0 | 0 | 0 | 0 | 0 | 0 | 0 | 1 |  | 7 | 7 | 7 | 6
| 4493 | 188 | 7 | 7 | 5 | 0 | 0 | 1 | 0 | 0 | 0 | 0 | 0 | 0 | 0 | 0 | 1 |  | 7 | 7 | 7 | 6
| 4494 | 188 | 7 | 7 | 6 | 0 | 0 | 1 | 0 | 0 | 0 | 0 | 0 | 0 | 0 | 0 | 1 |  | 7 | 7 | 7 | 6
| 4495 | 188 | 7 | 7 | 7 | 0 | 0 | 1 | 0 | 0 | 0 | 0 | 0 | 0 | 0 | 0 | 1 |  | 7 | 7 | 7 | 6
| 4496 | 188 | 7 | 7 | 8 | 0 | 0 | 1 | 0 | 0 | 0 | 0 | 0 | 0 | 0 | 0 | 1 |  | 7 | 7 | 7 | 6
| 4497 | 188 | 7 | 7 | 9 | 0 | 0 | 1 | 0 | 0 | 0 | 0 | 0 | 0 | 0 | 0 | 1 |  | 7 | 7 | 7 | 6
| 4498 | 188 | 7 | 7 | 10 | 0 | 0 | 1 | 0 | 0 | 0 | 0 | 0 | 0 | 0 | 0 | 1 |  | 7 | 7 | 7 | 6
| 4499 | 188 | 7 | 7 | 11 | 0 | 0 | 1 | 0 | 0 | 0 | 0 | 0 | 0 | 0 | 0 | 1 |  | 7 | 7 | 7 | 6
| 4500 | 188 | 7 | 7 | 12 | 0 | 0 | 1 | 0 | 0 | 0 | 0 | 0 | 0 | 0 | 0 | 1 |  | 7 | 7 | 7 | 6
| 4501 | 188 | 7 | 7 | 13 | 0 | 0 | 1 | 0 | 0 | 0 | 0 | 0 | 0 | 0 | 0 | 1 |  | 7 | 7 | 7 | 6
| 4502 | 188 | 7 | 7 | 14 | 0 | 0 | 1 | 0 | 0 | 0 | 0 | 0 | 0 | 0 | 0 | 1 |  | 7 | 7 | 7 | 6
| 4503 | 188 | 7 | 7 | 15 | 0 | 0 | 1 | 0 | 0 | 0 | 0 | 0 | 0 | 0 | 0 | 1 |  | 7 | 7 | 7 | 6
| 4504 | 188 | 7 | 7 | 16 | 0 | 0 | 1 | 0 | 0 | 0 | 0 | 0 | 0 | 0 | 0 | 1 |  | 7 | 7 | 7 | 6
| 4505 | 188 | 7 | 7 | 17 | 0 | 0 | 1 | 0 | 0 | 0 | 0 | 0 | 0 | 0 | 0 | 1 |  | 7 | 7 | 7 | 6
| 4506 | 188 | 7 | 7 | 18 | 0 | 0 | 1 | 0 | 0 | 0 | 0 | 0 | 0 | 0 | 0 | 1 |  | 7 | 7 | 7 | 6
| 4507 | 188 | 7 | 7 | 19 | 0 | 0 | 1 | 0 | 0 | 0 | 0 | 0 | 0 | 0 | 0 | 1 |  | 7 | 7 | 7 | 6
| 4508 | 188 | 7 | 7 | 20 | 0 | 0 | 1 | 0 | 0 | 0 | 0 | 0 | 0 | 0 | 0 | 1 |  | 7 | 7 | 7 | 6
| 4509 | 188 | 7 | 7 | 21 | 0 | 0 | 1 | 0 | 0 | 0 | 0 | 0 | 0 | 0 | 0 | 1 |  | 7 | 7 | 7 | 6
| 4510 | 188 | 7 | 7 | 22 | 0 | 0 | 1 | 0 | 0 | 0 | 0 | 0 | 0 | 0 | 0 | 1 |  | 7 | 7 | 7 | 6
| 4511 | 188 | 7 | 7 | 23 | 0 | 0 | 1 | 0 | 0 | 0 | 0 | 0 | 0 | 0 | 0 | 1 |  | 7 | 7 | 7 | 6
| 4512 | 188 | 7 | 7 | 24 | 0 | 0 | 1 | 0 | 0 | 0 | 0 | 0 | 0 | 0 | 0 | 1 |  | 7 | 7 | 7 | 6
| 4513 | 189 | 7 | 8 | 1 | 0 | 0 | 1 | 0 | 0 | 0 | 0 | 0 | 0 | 0 | 0 | 1 |  | 7 | 8 | 7 | 7
| 4514 | 189 | 7 | 8 | 2 | 0 | 0 | 1 | 0 | 0 | 0 | 0 | 0 | 0 | 0 | 0 | 1 |  | 7 | 8 | 7 | 7
| 4515 | 189 | 7 | 8 | 3 | 0 | 0 | 1 | 0 | 0 | 0 | 0 | 0 | 0 | 0 | 0 | 1 |  | 7 | 8 | 7 | 7
| 4516 | 189 | 7 | 8 | 4 | 0 | 0 | 1 | 0 | 0 | 0 | 0 | 0 | 0 | 0 | 0 | 1 |  | 7 | 8 | 7 | 7
| 4517 | 189 | 7 | 8 | 5 | 0 | 0 | 1 | 0 | 0 | 0 | 0 | 0 | 0 | 0 | 0 | 1 |  | 7 | 8 | 7 | 7
| 4518 | 189 | 7 | 8 | 6 | 0 | 0 | 1 | 0 | 0 | 0 | 0 | 0 | 0 | 0 | 0 | 1 |  | 7 | 8 | 7 | 7
| 4519 | 189 | 7 | 8 | 7 | 0 | 0 | 1 | 0 | 0 | 0 | 0 | 0 | 0 | 0 | 0 | 1 |  | 7 | 8 | 7 | 7
| 4520 | 189 | 7 | 8 | 8 | 0 | 0 | 1 | 0 | 0 | 0 | 0 | 0 | 0 | 0 | 0 | 1 |  | 7 | 8 | 7 | 7
| 4521 | 189 | 7 | 8 | 9 | 0 | 0 | 1 | 0 | 0 | 0 | 0 | 0 | 0 | 0 | 0 | 1 |  | 7 | 8 | 7 | 7
| 4522 | 189 | 7 | 8 | 10 | 0 | 0 | 1 | 0 | 0 | 0 | 0 | 0 | 0 | 0 | 0 | 1 |  | 7 | 8 | 7 | 7
| 4523 | 189 | 7 | 8 | 11 | 0 | 0 | 1 | 0 | 0 | 0 | 0 | 0 | 0 | 0 | 0 | 1 |  | 7 | 8 | 7 | 7
| 4524 | 189 | 7 | 8 | 12 | 0 | 0 | 1 | 0 | 0 | 0 | 0 | 0 | 0 | 0 | 0 | 1 |  | 7 | 8 | 7 | 7
| 4525 | 189 | 7 | 8 | 13 | 0 | 0 | 1 | 0 | 0 | 0 | 0 | 0 | 0 | 0 | 0 | 1 |  | 7 | 8 | 7 | 7
| 4526 | 189 | 7 | 8 | 14 | 0 | 0 | 1 | 0 | 0 | 0 | 0 | 0 | 0 | 0 | 0 | 1 |  | 7 | 8 | 7 | 7
| 4527 | 189 | 7 | 8 | 15 | 0 | 0 | 1 | 0 | 0 | 0 | 0 | 0 | 0 | 0 | 0 | 1 |  | 7 | 8 | 7 | 7
| 4528 | 189 | 7 | 8 | 16 | 0 | 0 | 1 | 0 | 0 | 0 | 0 | 0 | 0 | 0 | 0 | 1 |  | 7 | 8 | 7 | 7
| 4529 | 189 | 7 | 8 | 17 | 0 | 0 | 1 | 0 | 0 | 0 | 0 | 0 | 0 | 0 | 0 | 1 |  | 7 | 8 | 7 | 7
| 4530 | 189 | 7 | 8 | 18 | 0 | 0 | 1 | 0 | 0 | 0 | 0 | 0 | 0 | 0 | 0 | 1 |  | 7 | 8 | 7 | 7
| 4531 | 189 | 7 | 8 | 19 | 0 | 0 | 1 | 0 | 0 | 0 | 0 | 0 | 0 | 0 | 0 | 1 |  | 7 | 8 | 7 | 7
| 4532 | 189 | 7 | 8 | 20 | 0 | 0 | 1 | 0 | 0 | 0 | 0 | 0 | 0 | 0 | 0 | 1 |  | 7 | 8 | 7 | 7
| 4533 | 189 | 7 | 8 | 21 | 0 | 0 | 1 | 0 | 0 | 0 | 0 | 0 | 0 | 0 | 0 | 1 |  | 7 | 8 | 7 | 7
| 4534 | 189 | 7 | 8 | 22 | 0 | 0 | 1 | 0 | 0 | 0 | 0 | 0 | 0 | 0 | 0 | 1 |  | 7 | 8 | 7 | 7
| 4535 | 189 | 7 | 8 | 23 | 0 | 0 | 1 | 0 | 0 | 0 | 0 | 0 | 0 | 0 | 0 | 1 |  | 7 | 8 | 7 | 7
| 4536 | 189 | 7 | 8 | 24 | 0 | 0 | 1 | 0 | 0 | 0 | 0 | 0 | 0 | 0 | 0 | 1 |  | 7 | 8 | 7 | 7
| 4537 | 190 | 7 | 9 | 1 | 0 | 0 | 0 | 0 | 0 | 0 | 0 | 0 | 0 | 0 | 0 | 1 |  | 7 | 9 | 7 | 8
| 4538 | 190 | 7 | 9 | 2 | 0 | 0 | 0 | 0 | 0 | 0 | 0 | 0 | 0 | 0 | 0 | 1 |  | 7 | 9 | 7 | 8
| 4539 | 190 | 7 | 9 | 3 | 0 | 0 | 0 | 0 | 0 | 0 | 0 | 0 | 0 | 0 | 0 | 1 |  | 7 | 9 | 7 | 8
| 4540 | 190 | 7 | 9 | 4 | 0 | 0 | 0 | 0 | 0 | 0 | 0 | 0 | 0 | 0 | 0 | 1 |  | 7 | 9 | 7 | 8
| 4541 | 190 | 7 | 9 | 5 | 0 | 0 | 0 | 0 | 0 | 0 | 0 | 0 | 0 | 0 | 0 | 1 |  | 7 | 9 | 7 | 8
| 4542 | 190 | 7 | 9 | 6 | 0 | 0 | 0 | 0 | 0 | 0 | 0 | 0 | 0 | 0 | 0 | 1 |  | 7 | 9 | 7 | 8
| 4543 | 190 | 7 | 9 | 7 | 0 | 0 | 0 | 0 | 0 | 0 | 0 | 0 | 0 | 0 | 0 | 1 |  | 7 | 9 | 7 | 8
| 4544 | 190 | 7 | 9 | 8 | 0 | 0 | 0 | 0 | 0 | 0 | 0 | 0 | 0 | 0 | 0 | 1 |  | 7 | 9 | 7 | 8
| 4545 | 190 | 7 | 9 | 9 | 0 | 0 | 0 | 0 | 0 | 0 | 0 | 0 | 0 | 0 | 0 | 1 |  | 7 | 9 | 7 | 8
| 4546 | 190 | 7 | 9 | 10 | 0 | 0 | 0 | 0 | 0 | 0 | 0 | 0 | 0 | 0 | 0 | 1 |  | 7 | 9 | 7 | 8
| 4547 | 190 | 7 | 9 | 11 | 0 | 0 | 0 | 0 | 0 | 0 | 0 | 0 | 0 | 0 | 0 | 1 |  | 7 | 9 | 7 | 8
| 4548 | 190 | 7 | 9 | 12 | 0 | 0 | 0 | 0 | 0 | 0 | 0 | 0 | 0 | 0 | 0 | 1 |  | 7 | 9 | 7 | 8
| 4549 | 190 | 7 | 9 | 13 | 0 | 0 | 0 | 0 | 0 | 0 | 0 | 0 | 0 | 0 | 0 | 1 |  | 7 | 9 | 7 | 8
| 4550 | 190 | 7 | 9 | 14 | 0 | 0 | 0 | 0 | 0 | 0 | 0 | 0 | 0 | 0 | 0 | 1 |  | 7 | 9 | 7 | 8
| 4551 | 190 | 7 | 9 | 15 | 0 | 0 | 0 | 0 | 0 | 0 | 0 | 0 | 0 | 0 | 0 | 1 |  | 7 | 9 | 7 | 8
| 4552 | 190 | 7 | 9 | 16 | 0 | 0 | 0 | 0 | 0 | 0 | 0 | 0 | 0 | 0 | 0 | 1 |  | 7 | 9 | 7 | 8
| 4553 | 190 | 7 | 9 | 17 | 0 | 0 | 0 | 0 | 0 | 0 | 0 | 0 | 0 | 0 | 0 | 1 |  | 7 | 9 | 7 | 8
| 4554 | 190 | 7 | 9 | 18 | 0 | 0 | 0 | 0 | 0 | 0 | 0 | 0 | 0 | 0 | 0 | 1 |  | 7 | 9 | 7 | 8
| 4555 | 190 | 7 | 9 | 19 | 0 | 0 | 0 | 0 | 0 | 0 | 0 | 0 | 0 | 0 | 0 | 1 |  | 7 | 9 | 7 | 8
| 4556 | 190 | 7 | 9 | 20 | 0 | 0 | 0 | 0 | 0 | 0 | 0 | 0 | 0 | 0 | 0 | 1 |  | 7 | 9 | 7 | 8
| 4557 | 190 | 7 | 9 | 21 | 0 | 0 | 0 | 0 | 0 | 0 | 0 | 0 | 0 | 0 | 0 | 1 |  | 7 | 9 | 7 | 8
| 4558 | 190 | 7 | 9 | 22 | 0 | 0 | 0 | 0 | 0 | 0 | 0 | 0 | 0 | 0 | 0 | 1 |  | 7 | 9 | 7 | 8
| 4559 | 190 | 7 | 9 | 23 | 0 | 0 | 0 | 0 | 0 | 0 | 0 | 0 | 0 | 0 | 0 | 1 |  | 7 | 9 | 7 | 8
| 4560 | 190 | 7 | 9 | 24 | 0 | 0 | 0 | 0 | 0 | 0 | 0 | 0 | 0 | 0 | 0 | 1 |  | 7 | 9 | 7 | 8
| 4561 | 191 | 7 | 10 | 1 | 0 | 0 | 0 | 0 | 0 | 0 | 0 | 0 | 0 | 0 | 0 | 1 |  | 7 | 10 | 7 | 9
| 4562 | 191 | 7 | 10 | 2 | 0 | 0 | 0 | 0 | 0 | 0 | 0 | 0 | 0 | 0 | 0 | 1 |  | 7 | 10 | 7 | 9
| 4563 | 191 | 7 | 10 | 3 | 0 | 0 | 0 | 0 | 0 | 0 | 0 | 0 | 0 | 0 | 0 | 1 |  | 7 | 10 | 7 | 9
| 4564 | 191 | 7 | 10 | 4 | 0 | 0 | 0 | 0 | 0 | 0 | 0 | 0 | 0 | 0 | 0 | 1 |  | 7 | 10 | 7 | 9
| 4565 | 191 | 7 | 10 | 5 | 0 | 0 | 0 | 0 | 0 | 0 | 0 | 0 | 0 | 0 | 0 | 1 |  | 7 | 10 | 7 | 9
| 4566 | 191 | 7 | 10 | 6 | 0 | 0 | 0 | 0 | 0 | 0 | 0 | 0 | 0 | 0 | 0 | 1 |  | 7 | 10 | 7 | 9
| 4567 | 191 | 7 | 10 | 7 | 0 | 0 | 0 | 0 | 0 | 0 | 0 | 0 | 0 | 0 | 0 | 1 |  | 7 | 10 | 7 | 9
| 4568 | 191 | 7 | 10 | 8 | 0 | 0 | 0 | 0 | 0 | 0 | 0 | 0 | 0 | 0 | 0 | 1 |  | 7 | 10 | 7 | 9
| 4569 | 191 | 7 | 10 | 9 | 0 | 0 | 0 | 0 | 0 | 0 | 0 | 0 | 0 | 0 | 0 | 1 |  | 7 | 10 | 7 | 9
| 4570 | 191 | 7 | 10 | 10 | 0 | 0 | 0 | 0 | 0 | 0 | 0 | 0 | 0 | 0 | 0 | 1 |  | 7 | 10 | 7 | 9
| 4571 | 191 | 7 | 10 | 11 | 0 | 0 | 0 | 0 | 0 | 0 | 0 | 0 | 0 | 0 | 0 | 1 |  | 7 | 10 | 7 | 9
| 4572 | 191 | 7 | 10 | 12 | 0 | 0 | 0 | 0 | 0 | 0 | 0 | 0 | 0 | 0 | 0 | 1 |  | 7 | 10 | 7 | 9
| 4573 | 191 | 7 | 10 | 13 | 0 | 0 | 0 | 0 | 0 | 0 | 0 | 0 | 0 | 0 | 0 | 1 |  | 7 | 10 | 7 | 9
| 4574 | 191 | 7 | 10 | 14 | 0 | 0 | 0 | 0 | 0 | 0 | 0 | 0 | 0 | 0 | 0 | 1 |  | 7 | 10 | 7 | 9
| 4575 | 191 | 7 | 10 | 15 | 0 | 0 | 0 | 0 | 0 | 0 | 0 | 0 | 0 | 0 | 0 | 1 |  | 7 | 10 | 7 | 9
| 4576 | 191 | 7 | 10 | 16 | 0 | 0 | 0 | 0 | 0 | 0 | 0 | 0 | 0 | 0 | 0 | 1 |  | 7 | 10 | 7 | 9
| 4577 | 191 | 7 | 10 | 17 | 0 | 0 | 0 | 0 | 0 | 0 | 0 | 0 | 0 | 0 | 0 | 1 |  | 7 | 10 | 7 | 9
| 4578 | 191 | 7 | 10 | 18 | 0 | 0 | 0 | 0 | 0 | 0 | 0 | 0 | 0 | 0 | 0 | 1 |  | 7 | 10 | 7 | 9
| 4579 | 191 | 7 | 10 | 19 | 0 | 0 | 0 | 0 | 0 | 0 | 0 | 0 | 0 | 0 | 0 | 1 |  | 7 | 10 | 7 | 9
| 4580 | 191 | 7 | 10 | 20 | 0 | 0 | 0 | 0 | 0 | 0 | 0 | 0 | 0 | 0 | 0 | 1 |  | 7 | 10 | 7 | 9
| 4581 | 191 | 7 | 10 | 21 | 0 | 0 | 0 | 0 | 0 | 0 | 0 | 0 | 0 | 0 | 0 | 1 |  | 7 | 10 | 7 | 9
| 4582 | 191 | 7 | 10 | 22 | 0 | 0 | 0 | 0 | 0 | 0 | 0 | 0 | 0 | 0 | 0 | 1 |  | 7 | 10 | 7 | 9
| 4583 | 191 | 7 | 10 | 23 | 0 | 0 | 0 | 0 | 0 | 0 | 0 | 0 | 0 | 0 | 0 | 1 |  | 7 | 10 | 7 | 9
| 4584 | 191 | 7 | 10 | 24 | 0 | 0 | 0 | 0 | 0 | 0 | 0 | 0 | 0 | 0 | 0 | 1 |  | 7 | 10 | 7 | 9
| 4585 | 192 | 7 | 11 | 1 | 0 | 0 | 1 | 0 | 0 | 0 | 0 | 0 | 0 | 0 | 0 | 1 |  | 7 | 11 | 7 | 10
| 4586 | 192 | 7 | 11 | 2 | 0 | 0 | 1 | 0 | 0 | 0 | 0 | 0 | 0 | 0 | 0 | 1 |  | 7 | 11 | 7 | 10
| 4587 | 192 | 7 | 11 | 3 | 0 | 0 | 1 | 0 | 0 | 0 | 0 | 0 | 0 | 0 | 0 | 1 |  | 7 | 11 | 7 | 10
| 4588 | 192 | 7 | 11 | 4 | 0 | 0 | 1 | 0 | 0 | 0 | 0 | 0 | 0 | 0 | 0 | 1 |  | 7 | 11 | 7 | 10
| 4589 | 192 | 7 | 11 | 5 | 0 | 0 | 1 | 0 | 0 | 0 | 0 | 0 | 0 | 0 | 0 | 1 |  | 7 | 11 | 7 | 10
| 4590 | 192 | 7 | 11 | 6 | 0 | 0 | 1 | 0 | 0 | 0 | 0 | 0 | 0 | 0 | 0 | 1 |  | 7 | 11 | 7 | 10
| 4591 | 192 | 7 | 11 | 7 | 0 | 0 | 1 | 0 | 0 | 0 | 0 | 0 | 0 | 0 | 0 | 1 |  | 7 | 11 | 7 | 10
| 4592 | 192 | 7 | 11 | 8 | 0 | 0 | 1 | 0 | 0 | 0 | 0 | 0 | 0 | 0 | 0 | 1 |  | 7 | 11 | 7 | 10
| 4593 | 192 | 7 | 11 | 9 | 0 | 0 | 1 | 0 | 0 | 0 | 0 | 0 | 0 | 0 | 0 | 1 |  | 7 | 11 | 7 | 10
| 4594 | 192 | 7 | 11 | 10 | 0 | 0 | 1 | 0 | 0 | 0 | 0 | 0 | 0 | 0 | 0 | 1 |  | 7 | 11 | 7 | 10
| 4595 | 192 | 7 | 11 | 11 | 0 | 0 | 1 | 0 | 0 | 0 | 0 | 0 | 0 | 0 | 0 | 1 |  | 7 | 11 | 7 | 10
| 4596 | 192 | 7 | 11 | 12 | 0 | 0 | 1 | 0 | 0 | 0 | 0 | 0 | 0 | 0 | 0 | 1 |  | 7 | 11 | 7 | 10
| 4597 | 192 | 7 | 11 | 13 | 0 | 0 | 1 | 0 | 0 | 0 | 0 | 0 | 0 | 0 | 0 | 1 |  | 7 | 11 | 7 | 10
| 4598 | 192 | 7 | 11 | 14 | 0 | 0 | 1 | 0 | 0 | 0 | 0 | 0 | 0 | 0 | 0 | 1 |  | 7 | 11 | 7 | 10
| 4599 | 192 | 7 | 11 | 15 | 0 | 0 | 1 | 0 | 0 | 0 | 0 | 0 | 0 | 0 | 0 | 1 |  | 7 | 11 | 7 | 10
| 4600 | 192 | 7 | 11 | 16 | 0 | 0 | 1 | 0 | 0 | 0 | 0 | 0 | 0 | 0 | 0 | 1 |  | 7 | 11 | 7 | 10
| 4601 | 192 | 7 | 11 | 17 | 0 | 0 | 1 | 0 | 0 | 0 | 0 | 0 | 0 | 0 | 0 | 1 |  | 7 | 11 | 7 | 10
| 4602 | 192 | 7 | 11 | 18 | 0 | 0 | 1 | 0 | 0 | 0 | 0 | 0 | 0 | 0 | 0 | 1 |  | 7 | 11 | 7 | 10
| 4603 | 192 | 7 | 11 | 19 | 0 | 0 | 1 | 0 | 0 | 0 | 0 | 0 | 0 | 0 | 0 | 1 |  | 7 | 11 | 7 | 10
| 4604 | 192 | 7 | 11 | 20 | 0 | 0 | 1 | 0 | 0 | 0 | 0 | 0 | 0 | 0 | 0 | 1 |  | 7 | 11 | 7 | 10
| 4605 | 192 | 7 | 11 | 21 | 0 | 0 | 1 | 0 | 0 | 0 | 0 | 0 | 0 | 0 | 0 | 1 |  | 7 | 11 | 7 | 10
| 4606 | 192 | 7 | 11 | 22 | 0 | 0 | 1 | 0 | 0 | 0 | 0 | 0 | 0 | 0 | 0 | 1 |  | 7 | 11 | 7 | 10
| 4607 | 192 | 7 | 11 | 23 | 0 | 0 | 1 | 0 | 0 | 0 | 0 | 0 | 0 | 0 | 0 | 1 |  | 7 | 11 | 7 | 10
| 4608 | 192 | 7 | 11 | 24 | 0 | 0 | 1 | 0 | 0 | 0 | 0 | 0 | 0 | 0 | 0 | 1 |  | 7 | 11 | 7 | 10
| 4609 | 193 | 7 | 12 | 1 | 0 | 0 | 1 | 0 | 0 | 0 | 0 | 0 | 0 | 0 | 0 | 1 |  | 7 | 12 | 7 | 11
| 4610 | 193 | 7 | 12 | 2 | 0 | 0 | 1 | 0 | 0 | 0 | 0 | 0 | 0 | 0 | 0 | 1 |  | 7 | 12 | 7 | 11
| 4611 | 193 | 7 | 12 | 3 | 0 | 0 | 1 | 0 | 0 | 0 | 0 | 0 | 0 | 0 | 0 | 1 |  | 7 | 12 | 7 | 11
| 4612 | 193 | 7 | 12 | 4 | 0 | 0 | 1 | 0 | 0 | 0 | 0 | 0 | 0 | 0 | 0 | 1 |  | 7 | 12 | 7 | 11
| 4613 | 193 | 7 | 12 | 5 | 0 | 0 | 1 | 0 | 0 | 0 | 0 | 0 | 0 | 0 | 0 | 1 |  | 7 | 12 | 7 | 11
| 4614 | 193 | 7 | 12 | 6 | 0 | 0 | 1 | 0 | 0 | 0 | 0 | 0 | 0 | 0 | 0 | 1 |  | 7 | 12 | 7 | 11
| 4615 | 193 | 7 | 12 | 7 | 0 | 0 | 1 | 0 | 0 | 0 | 0 | 0 | 0 | 0 | 0 | 1 |  | 7 | 12 | 7 | 11
| 4616 | 193 | 7 | 12 | 8 | 0 | 0 | 1 | 0 | 0 | 0 | 0 | 0 | 0 | 0 | 0 | 1 |  | 7 | 12 | 7 | 11
| 4617 | 193 | 7 | 12 | 9 | 0 | 0 | 1 | 0 | 0 | 0 | 0 | 0 | 0 | 0 | 0 | 1 |  | 7 | 12 | 7 | 11
| 4618 | 193 | 7 | 12 | 10 | 0 | 0 | 1 | 0 | 0 | 0 | 0 | 0 | 0 | 0 | 0 | 1 |  | 7 | 12 | 7 | 11
| 4619 | 193 | 7 | 12 | 11 | 0 | 0 | 1 | 0 | 0 | 0 | 0 | 0 | 0 | 0 | 0 | 1 |  | 7 | 12 | 7 | 11
| 4620 | 193 | 7 | 12 | 12 | 0 | 0 | 1 | 0 | 0 | 0 | 0 | 0 | 0 | 0 | 0 | 1 |  | 7 | 12 | 7 | 11
| 4621 | 193 | 7 | 12 | 13 | 0 | 0 | 1 | 0 | 0 | 0 | 0 | 0 | 0 | 0 | 0 | 1 |  | 7 | 12 | 7 | 11
| 4622 | 193 | 7 | 12 | 14 | 0 | 0 | 1 | 0 | 0 | 0 | 0 | 0 | 0 | 0 | 0 | 1 |  | 7 | 12 | 7 | 11
| 4623 | 193 | 7 | 12 | 15 | 0 | 0 | 1 | 0 | 0 | 0 | 0 | 0 | 0 | 0 | 0 | 1 |  | 7 | 12 | 7 | 11
| 4624 | 193 | 7 | 12 | 16 | 0 | 0 | 1 | 0 | 0 | 0 | 0 | 0 | 0 | 0 | 0 | 1 |  | 7 | 12 | 7 | 11
| 4625 | 193 | 7 | 12 | 17 | 0 | 0 | 1 | 0 | 0 | 0 | 0 | 0 | 0 | 0 | 0 | 1 |  | 7 | 12 | 7 | 11
| 4626 | 193 | 7 | 12 | 18 | 0 | 0 | 1 | 0 | 0 | 0 | 0 | 0 | 0 | 0 | 0 | 1 |  | 7 | 12 | 7 | 11
| 4627 | 193 | 7 | 12 | 19 | 0 | 0 | 1 | 0 | 0 | 0 | 0 | 0 | 0 | 0 | 0 | 1 |  | 7 | 12 | 7 | 11
| 4628 | 193 | 7 | 12 | 20 | 0 | 0 | 1 | 0 | 0 | 0 | 0 | 0 | 0 | 0 | 0 | 1 |  | 7 | 12 | 7 | 11
| 4629 | 193 | 7 | 12 | 21 | 0 | 0 | 1 | 0 | 0 | 0 | 0 | 0 | 0 | 0 | 0 | 1 |  | 7 | 12 | 7 | 11
| 4630 | 193 | 7 | 12 | 22 | 0 | 0 | 1 | 0 | 0 | 0 | 0 | 0 | 0 | 0 | 0 | 1 |  | 7 | 12 | 7 | 11
| 4631 | 193 | 7 | 12 | 23 | 0 | 0 | 1 | 0 | 0 | 0 | 0 | 0 | 0 | 0 | 0 | 1 |  | 7 | 12 | 7 | 11
| 4632 | 193 | 7 | 12 | 24 | 0 | 0 | 1 | 0 | 0 | 0 | 0 | 0 | 0 | 0 | 0 | 1 |  | 7 | 12 | 7 | 11
| 4633 | 194 | 7 | 13 | 1 | 0 | 0 | 1 | 0 | 0 | 0 | 0 | 0 | 0 | 0 | 0 | 1 |  | 7 | 13 | 7 | 12
| 4634 | 194 | 7 | 13 | 2 | 0 | 0 | 1 | 0 | 0 | 0 | 0 | 0 | 0 | 0 | 0 | 1 |  | 7 | 13 | 7 | 12
| 4635 | 194 | 7 | 13 | 3 | 0 | 0 | 1 | 0 | 0 | 0 | 0 | 0 | 0 | 0 | 0 | 1 |  | 7 | 13 | 7 | 12
| 4636 | 194 | 7 | 13 | 4 | 0 | 0 | 1 | 0 | 0 | 0 | 0 | 0 | 0 | 0 | 0 | 1 |  | 7 | 13 | 7 | 12
| 4637 | 194 | 7 | 13 | 5 | 0 | 0 | 1 | 0 | 0 | 0 | 0 | 0 | 0 | 0 | 0 | 1 |  | 7 | 13 | 7 | 12
| 4638 | 194 | 7 | 13 | 6 | 0 | 0 | 1 | 0 | 0 | 0 | 0 | 0 | 0 | 0 | 0 | 1 |  | 7 | 13 | 7 | 12
| 4639 | 194 | 7 | 13 | 7 | 0 | 0 | 1 | 0 | 0 | 0 | 0 | 0 | 0 | 0 | 0 | 1 |  | 7 | 13 | 7 | 12
| 4640 | 194 | 7 | 13 | 8 | 0 | 0 | 1 | 0 | 0 | 0 | 0 | 0 | 0 | 0 | 0 | 1 |  | 7 | 13 | 7 | 12
| 4641 | 194 | 7 | 13 | 9 | 0 | 0 | 1 | 0 | 0 | 0 | 0 | 0 | 0 | 0 | 0 | 1 |  | 7 | 13 | 7 | 12
| 4642 | 194 | 7 | 13 | 10 | 0 | 0 | 1 | 0 | 0 | 0 | 0 | 0 | 0 | 0 | 0 | 1 |  | 7 | 13 | 7 | 12
| 4643 | 194 | 7 | 13 | 11 | 0 | 0 | 1 | 0 | 0 | 0 | 0 | 0 | 0 | 0 | 0 | 1 |  | 7 | 13 | 7 | 12
| 4644 | 194 | 7 | 13 | 12 | 0 | 0 | 1 | 0 | 0 | 0 | 0 | 0 | 0 | 0 | 0 | 1 |  | 7 | 13 | 7 | 12
| 4645 | 194 | 7 | 13 | 13 | 0 | 0 | 1 | 0 | 0 | 0 | 0 | 0 | 0 | 0 | 0 | 1 |  | 7 | 13 | 7 | 12
| 4646 | 194 | 7 | 13 | 14 | 0 | 0 | 1 | 0 | 0 | 0 | 0 | 0 | 0 | 0 | 0 | 1 |  | 7 | 13 | 7 | 12
| 4647 | 194 | 7 | 13 | 15 | 0 | 0 | 1 | 0 | 0 | 0 | 0 | 0 | 0 | 0 | 0 | 1 |  | 7 | 13 | 7 | 12
| 4648 | 194 | 7 | 13 | 16 | 0 | 0 | 1 | 0 | 0 | 0 | 0 | 0 | 0 | 0 | 0 | 1 |  | 7 | 13 | 7 | 12
| 4649 | 194 | 7 | 13 | 17 | 0 | 0 | 1 | 0 | 0 | 0 | 0 | 0 | 0 | 0 | 0 | 1 |  | 7 | 13 | 7 | 12
| 4650 | 194 | 7 | 13 | 18 | 0 | 0 | 1 | 0 | 0 | 0 | 0 | 0 | 0 | 0 | 0 | 1 |  | 7 | 13 | 7 | 12
| 4651 | 194 | 7 | 13 | 19 | 0 | 0 | 1 | 0 | 0 | 0 | 0 | 0 | 0 | 0 | 0 | 1 |  | 7 | 13 | 7 | 12
| 4652 | 194 | 7 | 13 | 20 | 0 | 0 | 1 | 0 | 0 | 0 | 0 | 0 | 0 | 0 | 0 | 1 |  | 7 | 13 | 7 | 12
| 4653 | 194 | 7 | 13 | 21 | 0 | 0 | 1 | 0 | 0 | 0 | 0 | 0 | 0 | 0 | 0 | 1 |  | 7 | 13 | 7 | 12
| 4654 | 194 | 7 | 13 | 22 | 0 | 0 | 1 | 0 | 0 | 0 | 0 | 0 | 0 | 0 | 0 | 1 |  | 7 | 13 | 7 | 12
| 4655 | 194 | 7 | 13 | 23 | 0 | 0 | 1 | 0 | 0 | 0 | 0 | 0 | 0 | 0 | 0 | 1 |  | 7 | 13 | 7 | 12
| 4656 | 194 | 7 | 13 | 24 | 0 | 0 | 1 | 0 | 0 | 0 | 0 | 0 | 0 | 0 | 0 | 1 |  | 7 | 13 | 7 | 12
| 4657 | 195 | 7 | 14 | 1 | 0 | 0 | 1 | 0 | 0 | 0 | 0 | 0 | 0 | 0 | 0 | 1 |  | 7 | 14 | 7 | 13
| 4658 | 195 | 7 | 14 | 2 | 0 | 0 | 1 | 0 | 0 | 0 | 0 | 0 | 0 | 0 | 0 | 1 |  | 7 | 14 | 7 | 13
| 4659 | 195 | 7 | 14 | 3 | 0 | 0 | 1 | 0 | 0 | 0 | 0 | 0 | 0 | 0 | 0 | 1 |  | 7 | 14 | 7 | 13
| 4660 | 195 | 7 | 14 | 4 | 0 | 0 | 1 | 0 | 0 | 0 | 0 | 0 | 0 | 0 | 0 | 1 |  | 7 | 14 | 7 | 13
| 4661 | 195 | 7 | 14 | 5 | 0 | 0 | 1 | 0 | 0 | 0 | 0 | 0 | 0 | 0 | 0 | 1 |  | 7 | 14 | 7 | 13
| 4662 | 195 | 7 | 14 | 6 | 0 | 0 | 1 | 0 | 0 | 0 | 0 | 0 | 0 | 0 | 0 | 1 |  | 7 | 14 | 7 | 13
| 4663 | 195 | 7 | 14 | 7 | 0 | 0 | 1 | 0 | 0 | 0 | 0 | 0 | 0 | 0 | 0 | 1 |  | 7 | 14 | 7 | 13
| 4664 | 195 | 7 | 14 | 8 | 0 | 0 | 1 | 0 | 0 | 0 | 0 | 0 | 0 | 0 | 0 | 1 |  | 7 | 14 | 7 | 13
| 4665 | 195 | 7 | 14 | 9 | 0 | 0 | 1 | 0 | 0 | 0 | 0 | 0 | 0 | 0 | 0 | 1 |  | 7 | 14 | 7 | 13
| 4666 | 195 | 7 | 14 | 10 | 0 | 0 | 1 | 0 | 0 | 0 | 0 | 0 | 0 | 0 | 0 | 1 |  | 7 | 14 | 7 | 13
| 4667 | 195 | 7 | 14 | 11 | 0 | 0 | 1 | 0 | 0 | 0 | 0 | 0 | 0 | 0 | 0 | 1 |  | 7 | 14 | 7 | 13
| 4668 | 195 | 7 | 14 | 12 | 0 | 0 | 1 | 0 | 0 | 0 | 0 | 0 | 0 | 0 | 0 | 1 |  | 7 | 14 | 7 | 13
| 4669 | 195 | 7 | 14 | 13 | 0 | 0 | 1 | 0 | 0 | 0 | 0 | 0 | 0 | 0 | 0 | 1 |  | 7 | 14 | 7 | 13
| 4670 | 195 | 7 | 14 | 14 | 0 | 0 | 1 | 0 | 0 | 0 | 0 | 0 | 0 | 0 | 0 | 1 |  | 7 | 14 | 7 | 13
| 4671 | 195 | 7 | 14 | 15 | 0 | 0 | 1 | 0 | 0 | 0 | 0 | 0 | 0 | 0 | 0 | 1 |  | 7 | 14 | 7 | 13
| 4672 | 195 | 7 | 14 | 16 | 0 | 0 | 1 | 0 | 0 | 0 | 0 | 0 | 0 | 0 | 0 | 1 |  | 7 | 14 | 7 | 13
| 4673 | 195 | 7 | 14 | 17 | 0 | 0 | 1 | 0 | 0 | 0 | 0 | 0 | 0 | 0 | 0 | 1 |  | 7 | 14 | 7 | 13
| 4674 | 195 | 7 | 14 | 18 | 0 | 0 | 1 | 0 | 0 | 0 | 0 | 0 | 0 | 0 | 0 | 1 |  | 7 | 14 | 7 | 13
| 4675 | 195 | 7 | 14 | 19 | 0 | 0 | 1 | 0 | 0 | 0 | 0 | 0 | 0 | 0 | 0 | 1 |  | 7 | 14 | 7 | 13
| 4676 | 195 | 7 | 14 | 20 | 0 | 0 | 1 | 0 | 0 | 0 | 0 | 0 | 0 | 0 | 0 | 1 |  | 7 | 14 | 7 | 13
| 4677 | 195 | 7 | 14 | 21 | 0 | 0 | 1 | 0 | 0 | 0 | 0 | 0 | 0 | 0 | 0 | 1 |  | 7 | 14 | 7 | 13
| 4678 | 195 | 7 | 14 | 22 | 0 | 0 | 1 | 0 | 0 | 0 | 0 | 0 | 0 | 0 | 0 | 1 |  | 7 | 14 | 7 | 13
| 4679 | 195 | 7 | 14 | 23 | 0 | 0 | 1 | 0 | 0 | 0 | 0 | 0 | 0 | 0 | 0 | 1 |  | 7 | 14 | 7 | 13
| 4680 | 195 | 7 | 14 | 24 | 0 | 0 | 1 | 0 | 0 | 0 | 0 | 0 | 0 | 0 | 0 | 1 |  | 7 | 14 | 7 | 13
| 4681 | 196 | 7 | 15 | 1 | 0 | 0 | 1 | 0 | 0 | 0 | 0 | 0 | 0 | 0 | 0 | 1 |  | 7 | 15 | 7 | 14
| 4682 | 196 | 7 | 15 | 2 | 0 | 0 | 1 | 0 | 0 | 0 | 0 | 0 | 0 | 0 | 0 | 1 |  | 7 | 15 | 7 | 14
| 4683 | 196 | 7 | 15 | 3 | 0 | 0 | 1 | 0 | 0 | 0 | 0 | 0 | 0 | 0 | 0 | 1 |  | 7 | 15 | 7 | 14
| 4684 | 196 | 7 | 15 | 4 | 0 | 0 | 1 | 0 | 0 | 0 | 0 | 0 | 0 | 0 | 0 | 1 |  | 7 | 15 | 7 | 14
| 4685 | 196 | 7 | 15 | 5 | 0 | 0 | 1 | 0 | 0 | 0 | 0 | 0 | 0 | 0 | 0 | 1 |  | 7 | 15 | 7 | 14
| 4686 | 196 | 7 | 15 | 6 | 0 | 0 | 1 | 0 | 0 | 0 | 0 | 0 | 0 | 0 | 0 | 1 |  | 7 | 15 | 7 | 14
| 4687 | 196 | 7 | 15 | 7 | 0 | 0 | 1 | 0 | 0 | 0 | 0 | 0 | 0 | 0 | 0 | 1 |  | 7 | 15 | 7 | 14
| 4688 | 196 | 7 | 15 | 8 | 0 | 0 | 1 | 0 | 0 | 0 | 0 | 0 | 0 | 0 | 0 | 1 |  | 7 | 15 | 7 | 14
| 4689 | 196 | 7 | 15 | 9 | 0 | 0 | 1 | 0 | 0 | 0 | 0 | 0 | 0 | 0 | 0 | 1 |  | 7 | 15 | 7 | 14
| 4690 | 196 | 7 | 15 | 10 | 0 | 0 | 1 | 0 | 0 | 0 | 0 | 0 | 0 | 0 | 0 | 1 |  | 7 | 15 | 7 | 14
| 4691 | 196 | 7 | 15 | 11 | 0 | 0 | 1 | 0 | 0 | 0 | 0 | 0 | 0 | 0 | 0 | 1 |  | 7 | 15 | 7 | 14
| 4692 | 196 | 7 | 15 | 12 | 0 | 0 | 1 | 0 | 0 | 0 | 0 | 0 | 0 | 0 | 0 | 1 |  | 7 | 15 | 7 | 14
| 4693 | 196 | 7 | 15 | 13 | 0 | 0 | 1 | 0 | 0 | 0 | 0 | 0 | 0 | 0 | 0 | 1 |  | 7 | 15 | 7 | 14
| 4694 | 196 | 7 | 15 | 14 | 0 | 0 | 1 | 0 | 0 | 0 | 0 | 0 | 0 | 0 | 0 | 1 |  | 7 | 15 | 7 | 14
| 4695 | 196 | 7 | 15 | 15 | 0 | 0 | 1 | 0 | 0 | 0 | 0 | 0 | 0 | 0 | 0 | 1 |  | 7 | 15 | 7 | 14
| 4696 | 196 | 7 | 15 | 16 | 0 | 0 | 1 | 0 | 0 | 0 | 0 | 0 | 0 | 0 | 0 | 1 |  | 7 | 15 | 7 | 14
| 4697 | 196 | 7 | 15 | 17 | 0 | 0 | 1 | 0 | 0 | 0 | 0 | 0 | 0 | 0 | 0 | 1 |  | 7 | 15 | 7 | 14
| 4698 | 196 | 7 | 15 | 18 | 0 | 0 | 1 | 0 | 0 | 0 | 0 | 0 | 0 | 0 | 0 | 1 |  | 7 | 15 | 7 | 14
| 4699 | 196 | 7 | 15 | 19 | 0 | 0 | 1 | 0 | 0 | 0 | 0 | 0 | 0 | 0 | 0 | 1 |  | 7 | 15 | 7 | 14
| 4700 | 196 | 7 | 15 | 20 | 0 | 0 | 1 | 0 | 0 | 0 | 0 | 0 | 0 | 0 | 0 | 1 |  | 7 | 15 | 7 | 14
| 4701 | 196 | 7 | 15 | 21 | 0 | 0 | 1 | 0 | 0 | 0 | 0 | 0 | 0 | 0 | 0 | 1 |  | 7 | 15 | 7 | 14
| 4702 | 196 | 7 | 15 | 22 | 0 | 0 | 1 | 0 | 0 | 0 | 0 | 0 | 0 | 0 | 0 | 1 |  | 7 | 15 | 7 | 14
| 4703 | 196 | 7 | 15 | 23 | 0 | 0 | 1 | 0 | 0 | 0 | 0 | 0 | 0 | 0 | 0 | 1 |  | 7 | 15 | 7 | 14
| 4704 | 196 | 7 | 15 | 24 | 0 | 0 | 1 | 0 | 0 | 0 | 0 | 0 | 0 | 0 | 0 | 1 |  | 7 | 15 | 7 | 14
| 4705 | 197 | 7 | 16 | 1 | 0 | 0 | 0 | 0 | 0 | 0 | 0 | 0 | 0 | 0 | 0 | 1 |  | 7 | 16 | 7 | 15
| 4706 | 197 | 7 | 16 | 2 | 0 | 0 | 0 | 0 | 0 | 0 | 0 | 0 | 0 | 0 | 0 | 1 |  | 7 | 16 | 7 | 15
| 4707 | 197 | 7 | 16 | 3 | 0 | 0 | 0 | 0 | 0 | 0 | 0 | 0 | 0 | 0 | 0 | 1 |  | 7 | 16 | 7 | 15
| 4708 | 197 | 7 | 16 | 4 | 0 | 0 | 0 | 0 | 0 | 0 | 0 | 0 | 0 | 0 | 0 | 1 |  | 7 | 16 | 7 | 15
| 4709 | 197 | 7 | 16 | 5 | 0 | 0 | 0 | 0 | 0 | 0 | 0 | 0 | 0 | 0 | 0 | 1 |  | 7 | 16 | 7 | 15
| 4710 | 197 | 7 | 16 | 6 | 0 | 0 | 0 | 0 | 0 | 0 | 0 | 0 | 0 | 0 | 0 | 1 |  | 7 | 16 | 7 | 15
| 4711 | 197 | 7 | 16 | 7 | 0 | 0 | 0 | 0 | 0 | 0 | 0 | 0 | 0 | 0 | 0 | 1 |  | 7 | 16 | 7 | 15
| 4712 | 197 | 7 | 16 | 8 | 0 | 0 | 0 | 0 | 0 | 0 | 0 | 0 | 0 | 0 | 0 | 1 |  | 7 | 16 | 7 | 15
| 4713 | 197 | 7 | 16 | 9 | 0 | 0 | 0 | 0 | 0 | 0 | 0 | 0 | 0 | 0 | 0 | 1 |  | 7 | 16 | 7 | 15
| 4714 | 197 | 7 | 16 | 10 | 0 | 0 | 0 | 0 | 0 | 0 | 0 | 0 | 0 | 0 | 0 | 1 |  | 7 | 16 | 7 | 15
| 4715 | 197 | 7 | 16 | 11 | 0 | 0 | 0 | 0 | 0 | 0 | 0 | 0 | 0 | 0 | 0 | 1 |  | 7 | 16 | 7 | 15
| 4716 | 197 | 7 | 16 | 12 | 0 | 0 | 0 | 0 | 0 | 0 | 0 | 0 | 0 | 0 | 0 | 1 |  | 7 | 16 | 7 | 15
| 4717 | 197 | 7 | 16 | 13 | 0 | 0 | 0 | 0 | 0 | 0 | 0 | 0 | 0 | 0 | 0 | 1 |  | 7 | 16 | 7 | 15
| 4718 | 197 | 7 | 16 | 14 | 0 | 0 | 0 | 0 | 0 | 0 | 0 | 0 | 0 | 0 | 0 | 1 |  | 7 | 16 | 7 | 15
| 4719 | 197 | 7 | 16 | 15 | 0 | 0 | 0 | 0 | 0 | 0 | 0 | 0 | 0 | 0 | 0 | 1 |  | 7 | 16 | 7 | 15
| 4720 | 197 | 7 | 16 | 16 | 0 | 0 | 0 | 0 | 0 | 0 | 0 | 0 | 0 | 0 | 0 | 1 |  | 7 | 16 | 7 | 15
| 4721 | 197 | 7 | 16 | 17 | 0 | 0 | 0 | 0 | 0 | 0 | 0 | 0 | 0 | 0 | 0 | 1 |  | 7 | 16 | 7 | 15
| 4722 | 197 | 7 | 16 | 18 | 0 | 0 | 0 | 0 | 0 | 0 | 0 | 0 | 0 | 0 | 0 | 1 |  | 7 | 16 | 7 | 15
| 4723 | 197 | 7 | 16 | 19 | 0 | 0 | 0 | 0 | 0 | 0 | 0 | 0 | 0 | 0 | 0 | 1 |  | 7 | 16 | 7 | 15
| 4724 | 197 | 7 | 16 | 20 | 0 | 0 | 0 | 0 | 0 | 0 | 0 | 0 | 0 | 0 | 0 | 1 |  | 7 | 16 | 7 | 15
| 4725 | 197 | 7 | 16 | 21 | 0 | 0 | 0 | 0 | 0 | 0 | 0 | 0 | 0 | 0 | 0 | 1 |  | 7 | 16 | 7 | 15
| 4726 | 197 | 7 | 16 | 22 | 0 | 0 | 0 | 0 | 0 | 0 | 0 | 0 | 0 | 0 | 0 | 1 |  | 7 | 16 | 7 | 15
| 4727 | 197 | 7 | 16 | 23 | 0 | 0 | 0 | 0 | 0 | 0 | 0 | 0 | 0 | 0 | 0 | 1 |  | 7 | 16 | 7 | 15
| 4728 | 197 | 7 | 16 | 24 | 0 | 0 | 0 | 0 | 0 | 0 | 0 | 0 | 0 | 0 | 0 | 1 |  | 7 | 16 | 7 | 15
| 4729 | 198 | 7 | 17 | 1 | 0 | 0 | 0 | 0 | 0 | 0 | 0 | 0 | 0 | 0 | 0 | 1 |  | 7 | 17 | 7 | 16
| 4730 | 198 | 7 | 17 | 2 | 0 | 0 | 0 | 0 | 0 | 0 | 0 | 0 | 0 | 0 | 0 | 1 |  | 7 | 17 | 7 | 16
| 4731 | 198 | 7 | 17 | 3 | 0 | 0 | 0 | 0 | 0 | 0 | 0 | 0 | 0 | 0 | 0 | 1 |  | 7 | 17 | 7 | 16
| 4732 | 198 | 7 | 17 | 4 | 0 | 0 | 0 | 0 | 0 | 0 | 0 | 0 | 0 | 0 | 0 | 1 |  | 7 | 17 | 7 | 16
| 4733 | 198 | 7 | 17 | 5 | 0 | 0 | 0 | 0 | 0 | 0 | 0 | 0 | 0 | 0 | 0 | 1 |  | 7 | 17 | 7 | 16
| 4734 | 198 | 7 | 17 | 6 | 0 | 0 | 0 | 0 | 0 | 0 | 0 | 0 | 0 | 0 | 0 | 1 |  | 7 | 17 | 7 | 16
| 4735 | 198 | 7 | 17 | 7 | 0 | 0 | 0 | 0 | 0 | 0 | 0 | 0 | 0 | 0 | 0 | 1 |  | 7 | 17 | 7 | 16
| 4736 | 198 | 7 | 17 | 8 | 0 | 0 | 0 | 0 | 0 | 0 | 0 | 0 | 0 | 0 | 0 | 1 |  | 7 | 17 | 7 | 16
| 4737 | 198 | 7 | 17 | 9 | 0 | 0 | 0 | 0 | 0 | 0 | 0 | 0 | 0 | 0 | 0 | 1 |  | 7 | 17 | 7 | 16
| 4738 | 198 | 7 | 17 | 10 | 0 | 0 | 0 | 0 | 0 | 0 | 0 | 0 | 0 | 0 | 0 | 1 |  | 7 | 17 | 7 | 16
| 4739 | 198 | 7 | 17 | 11 | 0 | 0 | 0 | 0 | 0 | 0 | 0 | 0 | 0 | 0 | 0 | 1 |  | 7 | 17 | 7 | 16
| 4740 | 198 | 7 | 17 | 12 | 0 | 0 | 0 | 0 | 0 | 0 | 0 | 0 | 0 | 0 | 0 | 1 |  | 7 | 17 | 7 | 16
| 4741 | 198 | 7 | 17 | 13 | 0 | 0 | 0 | 0 | 0 | 0 | 0 | 0 | 0 | 0 | 0 | 1 |  | 7 | 17 | 7 | 16
| 4742 | 198 | 7 | 17 | 14 | 0 | 0 | 0 | 0 | 0 | 0 | 0 | 0 | 0 | 0 | 0 | 1 |  | 7 | 17 | 7 | 16
| 4743 | 198 | 7 | 17 | 15 | 0 | 0 | 0 | 0 | 0 | 0 | 0 | 0 | 0 | 0 | 0 | 1 |  | 7 | 17 | 7 | 16
| 4744 | 198 | 7 | 17 | 16 | 0 | 0 | 0 | 0 | 0 | 0 | 0 | 0 | 0 | 0 | 0 | 1 |  | 7 | 17 | 7 | 16
| 4745 | 198 | 7 | 17 | 17 | 0 | 0 | 0 | 0 | 0 | 0 | 0 | 0 | 0 | 0 | 0 | 1 |  | 7 | 17 | 7 | 16
| 4746 | 198 | 7 | 17 | 18 | 0 | 0 | 0 | 0 | 0 | 0 | 0 | 0 | 0 | 0 | 0 | 1 |  | 7 | 17 | 7 | 16
| 4747 | 198 | 7 | 17 | 19 | 0 | 0 | 0 | 0 | 0 | 0 | 0 | 0 | 0 | 0 | 0 | 1 |  | 7 | 17 | 7 | 16
| 4748 | 198 | 7 | 17 | 20 | 0 | 0 | 0 | 0 | 0 | 0 | 0 | 0 | 0 | 0 | 0 | 1 |  | 7 | 17 | 7 | 16
| 4749 | 198 | 7 | 17 | 21 | 0 | 0 | 0 | 0 | 0 | 0 | 0 | 0 | 0 | 0 | 0 | 1 |  | 7 | 17 | 7 | 16
| 4750 | 198 | 7 | 17 | 22 | 0 | 0 | 0 | 0 | 0 | 0 | 0 | 0 | 0 | 0 | 0 | 1 |  | 7 | 17 | 7 | 16
| 4751 | 198 | 7 | 17 | 23 | 0 | 0 | 0 | 0 | 0 | 0 | 0 | 0 | 0 | 0 | 0 | 1 |  | 7 | 17 | 7 | 16
| 4752 | 198 | 7 | 17 | 24 | 0 | 0 | 0 | 0 | 0 | 0 | 0 | 0 | 0 | 0 | 0 | 1 |  | 7 | 17 | 7 | 16
| 4753 | 199 | 7 | 18 | 1 | 0 | 0 | 1 | 0 | 0 | 0 | 0 | 0 | 0 | 0 | 0 | 1 |  | 7 | 18 | 7 | 17
| 4754 | 199 | 7 | 18 | 2 | 0 | 0 | 1 | 0 | 0 | 0 | 0 | 0 | 0 | 0 | 0 | 1 |  | 7 | 18 | 7 | 17
| 4755 | 199 | 7 | 18 | 3 | 0 | 0 | 1 | 0 | 0 | 0 | 0 | 0 | 0 | 0 | 0 | 1 |  | 7 | 18 | 7 | 17
| 4756 | 199 | 7 | 18 | 4 | 0 | 0 | 1 | 0 | 0 | 0 | 0 | 0 | 0 | 0 | 0 | 1 |  | 7 | 18 | 7 | 17
| 4757 | 199 | 7 | 18 | 5 | 0 | 0 | 1 | 0 | 0 | 0 | 0 | 0 | 0 | 0 | 0 | 1 |  | 7 | 18 | 7 | 17
| 4758 | 199 | 7 | 18 | 6 | 0 | 0 | 1 | 0 | 0 | 0 | 0 | 0 | 0 | 0 | 0 | 1 |  | 7 | 18 | 7 | 17
| 4759 | 199 | 7 | 18 | 7 | 0 | 0 | 1 | 0 | 0 | 0 | 0 | 0 | 0 | 0 | 0 | 1 |  | 7 | 18 | 7 | 17
| 4760 | 199 | 7 | 18 | 8 | 0 | 0 | 1 | 0 | 0 | 0 | 0 | 0 | 0 | 0 | 0 | 1 |  | 7 | 18 | 7 | 17
| 4761 | 199 | 7 | 18 | 9 | 0 | 0 | 1 | 0 | 0 | 0 | 0 | 0 | 0 | 0 | 0 | 1 |  | 7 | 18 | 7 | 17
| 4762 | 199 | 7 | 18 | 10 | 0 | 0 | 1 | 0 | 0 | 0 | 0 | 0 | 0 | 0 | 0 | 1 |  | 7 | 18 | 7 | 17
| 4763 | 199 | 7 | 18 | 11 | 0 | 0 | 1 | 0 | 0 | 0 | 0 | 0 | 0 | 0 | 0 | 1 |  | 7 | 18 | 7 | 17
| 4764 | 199 | 7 | 18 | 12 | 0 | 0 | 1 | 0 | 0 | 0 | 0 | 0 | 0 | 0 | 0 | 1 |  | 7 | 18 | 7 | 17
| 4765 | 199 | 7 | 18 | 13 | 0 | 0 | 1 | 0 | 0 | 0 | 0 | 0 | 0 | 0 | 0 | 1 |  | 7 | 18 | 7 | 17
| 4766 | 199 | 7 | 18 | 14 | 0 | 0 | 1 | 0 | 0 | 0 | 0 | 0 | 0 | 0 | 0 | 1 |  | 7 | 18 | 7 | 17
| 4767 | 199 | 7 | 18 | 15 | 0 | 0 | 1 | 0 | 0 | 0 | 0 | 0 | 0 | 0 | 0 | 1 |  | 7 | 18 | 7 | 17
| 4768 | 199 | 7 | 18 | 16 | 0 | 0 | 1 | 0 | 0 | 0 | 0 | 0 | 0 | 0 | 0 | 1 |  | 7 | 18 | 7 | 17
| 4769 | 199 | 7 | 18 | 17 | 0 | 0 | 1 | 0 | 0 | 0 | 0 | 0 | 0 | 0 | 0 | 1 |  | 7 | 18 | 7 | 17
| 4770 | 199 | 7 | 18 | 18 | 0 | 0 | 1 | 0 | 0 | 0 | 0 | 0 | 0 | 0 | 0 | 1 |  | 7 | 18 | 7 | 17
| 4771 | 199 | 7 | 18 | 19 | 0 | 0 | 1 | 0 | 0 | 0 | 0 | 0 | 0 | 0 | 0 | 1 |  | 7 | 18 | 7 | 17
| 4772 | 199 | 7 | 18 | 20 | 0 | 0 | 1 | 0 | 0 | 0 | 0 | 0 | 0 | 0 | 0 | 1 |  | 7 | 18 | 7 | 17
| 4773 | 199 | 7 | 18 | 21 | 0 | 0 | 1 | 0 | 0 | 0 | 0 | 0 | 0 | 0 | 0 | 1 |  | 7 | 18 | 7 | 17
| 4774 | 199 | 7 | 18 | 22 | 0 | 0 | 1 | 0 | 0 | 0 | 0 | 0 | 0 | 0 | 0 | 1 |  | 7 | 18 | 7 | 17
| 4775 | 199 | 7 | 18 | 23 | 0 | 0 | 1 | 0 | 0 | 0 | 0 | 0 | 0 | 0 | 0 | 1 |  | 7 | 18 | 7 | 17
| 4776 | 199 | 7 | 18 | 24 | 0 | 0 | 1 | 0 | 0 | 0 | 0 | 0 | 0 | 0 | 0 | 1 |  | 7 | 18 | 7 | 17
| 4777 | 200 | 7 | 19 | 1 | 0 | 0 | 1 | 0 | 0 | 0 | 0 | 0 | 0 | 0 | 0 | 1 |  | 7 | 19 | 7 | 18
| 4778 | 200 | 7 | 19 | 2 | 0 | 0 | 1 | 0 | 0 | 0 | 0 | 0 | 0 | 0 | 0 | 1 |  | 7 | 19 | 7 | 18
| 4779 | 200 | 7 | 19 | 3 | 0 | 0 | 1 | 0 | 0 | 0 | 0 | 0 | 0 | 0 | 0 | 1 |  | 7 | 19 | 7 | 18
| 4780 | 200 | 7 | 19 | 4 | 0 | 0 | 1 | 0 | 0 | 0 | 0 | 0 | 0 | 0 | 0 | 1 |  | 7 | 19 | 7 | 18
| 4781 | 200 | 7 | 19 | 5 | 0 | 0 | 1 | 0 | 0 | 0 | 0 | 0 | 0 | 0 | 0 | 1 |  | 7 | 19 | 7 | 18
| 4782 | 200 | 7 | 19 | 6 | 0 | 0 | 1 | 0 | 0 | 0 | 0 | 0 | 0 | 0 | 0 | 1 |  | 7 | 19 | 7 | 18
| 4783 | 200 | 7 | 19 | 7 | 0 | 0 | 1 | 0 | 0 | 0 | 0 | 0 | 0 | 0 | 0 | 1 |  | 7 | 19 | 7 | 18
| 4784 | 200 | 7 | 19 | 8 | 0 | 0 | 1 | 0 | 0 | 0 | 0 | 0 | 0 | 0 | 0 | 1 |  | 7 | 19 | 7 | 18
| 4785 | 200 | 7 | 19 | 9 | 0 | 0 | 1 | 0 | 0 | 0 | 0 | 0 | 0 | 0 | 0 | 1 |  | 7 | 19 | 7 | 18
| 4786 | 200 | 7 | 19 | 10 | 0 | 0 | 1 | 0 | 0 | 0 | 0 | 0 | 0 | 0 | 0 | 1 |  | 7 | 19 | 7 | 18
| 4787 | 200 | 7 | 19 | 11 | 0 | 0 | 1 | 0 | 0 | 0 | 0 | 0 | 0 | 0 | 0 | 1 |  | 7 | 19 | 7 | 18
| 4788 | 200 | 7 | 19 | 12 | 0 | 0 | 1 | 0 | 0 | 0 | 0 | 0 | 0 | 0 | 0 | 1 |  | 7 | 19 | 7 | 18
| 4789 | 200 | 7 | 19 | 13 | 0 | 0 | 1 | 0 | 0 | 0 | 0 | 0 | 0 | 0 | 0 | 1 |  | 7 | 19 | 7 | 18
| 4790 | 200 | 7 | 19 | 14 | 0 | 0 | 1 | 0 | 0 | 0 | 0 | 0 | 0 | 0 | 0 | 1 |  | 7 | 19 | 7 | 18
| 4791 | 200 | 7 | 19 | 15 | 0 | 0 | 1 | 0 | 0 | 0 | 0 | 0 | 0 | 0 | 0 | 1 |  | 7 | 19 | 7 | 18
| 4792 | 200 | 7 | 19 | 16 | 0 | 0 | 1 | 0 | 0 | 0 | 0 | 0 | 0 | 0 | 0 | 1 |  | 7 | 19 | 7 | 18
| 4793 | 200 | 7 | 19 | 17 | 0 | 0 | 1 | 0 | 0 | 0 | 0 | 0 | 0 | 0 | 0 | 1 |  | 7 | 19 | 7 | 18
| 4794 | 200 | 7 | 19 | 18 | 0 | 0 | 1 | 0 | 0 | 0 | 0 | 0 | 0 | 0 | 0 | 1 |  | 7 | 19 | 7 | 18
| 4795 | 200 | 7 | 19 | 19 | 0 | 0 | 1 | 0 | 0 | 0 | 0 | 0 | 0 | 0 | 0 | 1 |  | 7 | 19 | 7 | 18
| 4796 | 200 | 7 | 19 | 20 | 0 | 0 | 1 | 0 | 0 | 0 | 0 | 0 | 0 | 0 | 0 | 1 |  | 7 | 19 | 7 | 18
| 4797 | 200 | 7 | 19 | 21 | 0 | 0 | 1 | 0 | 0 | 0 | 0 | 0 | 0 | 0 | 0 | 1 |  | 7 | 19 | 7 | 18
| 4798 | 200 | 7 | 19 | 22 | 0 | 0 | 1 | 0 | 0 | 0 | 0 | 0 | 0 | 0 | 0 | 1 |  | 7 | 19 | 7 | 18
| 4799 | 200 | 7 | 19 | 23 | 0 | 0 | 1 | 0 | 0 | 0 | 0 | 0 | 0 | 0 | 0 | 1 |  | 7 | 19 | 7 | 18
| 4800 | 200 | 7 | 19 | 24 | 0 | 0 | 1 | 0 | 0 | 0 | 0 | 0 | 0 | 0 | 0 | 1 |  | 7 | 19 | 7 | 18
| 4801 | 201 | 7 | 20 | 1 | 0 | 0 | 1 | 0 | 0 | 0 | 0 | 0 | 0 | 0 | 0 | 1 |  | 7 | 20 | 7 | 19
| 4802 | 201 | 7 | 20 | 2 | 0 | 0 | 1 | 0 | 0 | 0 | 0 | 0 | 0 | 0 | 0 | 1 |  | 7 | 20 | 7 | 19
| 4803 | 201 | 7 | 20 | 3 | 0 | 0 | 1 | 0 | 0 | 0 | 0 | 0 | 0 | 0 | 0 | 1 |  | 7 | 20 | 7 | 19
| 4804 | 201 | 7 | 20 | 4 | 0 | 0 | 1 | 0 | 0 | 0 | 0 | 0 | 0 | 0 | 0 | 1 |  | 7 | 20 | 7 | 19
| 4805 | 201 | 7 | 20 | 5 | 0 | 0 | 1 | 0 | 0 | 0 | 0 | 0 | 0 | 0 | 0 | 1 |  | 7 | 20 | 7 | 19
| 4806 | 201 | 7 | 20 | 6 | 0 | 0 | 1 | 0 | 0 | 0 | 0 | 0 | 0 | 0 | 0 | 1 |  | 7 | 20 | 7 | 19
| 4807 | 201 | 7 | 20 | 7 | 0 | 0 | 1 | 0 | 0 | 0 | 0 | 0 | 0 | 0 | 0 | 1 |  | 7 | 20 | 7 | 19
| 4808 | 201 | 7 | 20 | 8 | 0 | 0 | 1 | 0 | 0 | 0 | 0 | 0 | 0 | 0 | 0 | 1 |  | 7 | 20 | 7 | 19
| 4809 | 201 | 7 | 20 | 9 | 0 | 0 | 1 | 0 | 0 | 0 | 0 | 0 | 0 | 0 | 0 | 1 |  | 7 | 20 | 7 | 19
| 4810 | 201 | 7 | 20 | 10 | 0 | 0 | 1 | 0 | 0 | 0 | 0 | 0 | 0 | 0 | 0 | 1 |  | 7 | 20 | 7 | 19
| 4811 | 201 | 7 | 20 | 11 | 0 | 0 | 1 | 0 | 0 | 0 | 0 | 0 | 0 | 0 | 0 | 1 |  | 7 | 20 | 7 | 19
| 4812 | 201 | 7 | 20 | 12 | 0 | 0 | 1 | 0 | 0 | 0 | 0 | 0 | 0 | 0 | 0 | 1 |  | 7 | 20 | 7 | 19
| 4813 | 201 | 7 | 20 | 13 | 0 | 0 | 1 | 0 | 0 | 0 | 0 | 0 | 0 | 0 | 0 | 1 |  | 7 | 20 | 7 | 19
| 4814 | 201 | 7 | 20 | 14 | 0 | 0 | 1 | 0 | 0 | 0 | 0 | 0 | 0 | 0 | 0 | 1 |  | 7 | 20 | 7 | 19
| 4815 | 201 | 7 | 20 | 15 | 0 | 0 | 1 | 0 | 0 | 0 | 0 | 0 | 0 | 0 | 0 | 1 |  | 7 | 20 | 7 | 19
| 4816 | 201 | 7 | 20 | 16 | 0 | 0 | 1 | 0 | 0 | 0 | 0 | 0 | 0 | 0 | 0 | 1 |  | 7 | 20 | 7 | 19
| 4817 | 201 | 7 | 20 | 17 | 0 | 0 | 1 | 0 | 0 | 0 | 0 | 0 | 0 | 0 | 0 | 1 |  | 7 | 20 | 7 | 19
| 4818 | 201 | 7 | 20 | 18 | 0 | 0 | 1 | 0 | 0 | 0 | 0 | 0 | 0 | 0 | 0 | 1 |  | 7 | 20 | 7 | 19
| 4819 | 201 | 7 | 20 | 19 | 0 | 0 | 1 | 0 | 0 | 0 | 0 | 0 | 0 | 0 | 0 | 1 |  | 7 | 20 | 7 | 19
| 4820 | 201 | 7 | 20 | 20 | 0 | 0 | 1 | 0 | 0 | 0 | 0 | 0 | 0 | 0 | 0 | 1 |  | 7 | 20 | 7 | 19
| 4821 | 201 | 7 | 20 | 21 | 0 | 0 | 1 | 0 | 0 | 0 | 0 | 0 | 0 | 0 | 0 | 1 |  | 7 | 20 | 7 | 19
| 4822 | 201 | 7 | 20 | 22 | 0 | 0 | 1 | 0 | 0 | 0 | 0 | 0 | 0 | 0 | 0 | 1 |  | 7 | 20 | 7 | 19
| 4823 | 201 | 7 | 20 | 23 | 0 | 0 | 1 | 0 | 0 | 0 | 0 | 0 | 0 | 0 | 0 | 1 |  | 7 | 20 | 7 | 19
| 4824 | 201 | 7 | 20 | 24 | 0 | 0 | 1 | 0 | 0 | 0 | 0 | 0 | 0 | 0 | 0 | 1 |  | 7 | 20 | 7 | 19
| 4825 | 202 | 7 | 21 | 1 | 0 | 0 | 1 | 0 | 0 | 0 | 0 | 0 | 0 | 0 | 0 | 1 |  | 7 | 21 | 7 | 20
| 4826 | 202 | 7 | 21 | 2 | 0 | 0 | 1 | 0 | 0 | 0 | 0 | 0 | 0 | 0 | 0 | 1 |  | 7 | 21 | 7 | 20
| 4827 | 202 | 7 | 21 | 3 | 0 | 0 | 1 | 0 | 0 | 0 | 0 | 0 | 0 | 0 | 0 | 1 |  | 7 | 21 | 7 | 20
| 4828 | 202 | 7 | 21 | 4 | 0 | 0 | 1 | 0 | 0 | 0 | 0 | 0 | 0 | 0 | 0 | 1 |  | 7 | 21 | 7 | 20
| 4829 | 202 | 7 | 21 | 5 | 0 | 0 | 1 | 0 | 0 | 0 | 0 | 0 | 0 | 0 | 0 | 1 |  | 7 | 21 | 7 | 20
| 4830 | 202 | 7 | 21 | 6 | 0 | 0 | 1 | 0 | 0 | 0 | 0 | 0 | 0 | 0 | 0 | 1 |  | 7 | 21 | 7 | 20
| 4831 | 202 | 7 | 21 | 7 | 0 | 0 | 1 | 0 | 0 | 0 | 0 | 0 | 0 | 0 | 0 | 1 |  | 7 | 21 | 7 | 20
| 4832 | 202 | 7 | 21 | 8 | 0 | 0 | 1 | 0 | 0 | 0 | 0 | 0 | 0 | 0 | 0 | 1 |  | 7 | 21 | 7 | 20
| 4833 | 202 | 7 | 21 | 9 | 0 | 0 | 1 | 0 | 0 | 0 | 0 | 0 | 0 | 0 | 0 | 1 |  | 7 | 21 | 7 | 20
| 4834 | 202 | 7 | 21 | 10 | 0 | 0 | 1 | 0 | 0 | 0 | 0 | 0 | 0 | 0 | 0 | 1 |  | 7 | 21 | 7 | 20
| 4835 | 202 | 7 | 21 | 11 | 0 | 0 | 1 | 0 | 0 | 0 | 0 | 0 | 0 | 0 | 0 | 1 |  | 7 | 21 | 7 | 20
| 4836 | 202 | 7 | 21 | 12 | 0 | 0 | 1 | 0 | 0 | 0 | 0 | 0 | 0 | 0 | 0 | 1 |  | 7 | 21 | 7 | 20
| 4837 | 202 | 7 | 21 | 13 | 0 | 0 | 1 | 0 | 0 | 0 | 0 | 0 | 0 | 0 | 0 | 1 |  | 7 | 21 | 7 | 20
| 4838 | 202 | 7 | 21 | 14 | 0 | 0 | 1 | 0 | 0 | 0 | 0 | 0 | 0 | 0 | 0 | 1 |  | 7 | 21 | 7 | 20
| 4839 | 202 | 7 | 21 | 15 | 0 | 0 | 1 | 0 | 0 | 0 | 0 | 0 | 0 | 0 | 0 | 1 |  | 7 | 21 | 7 | 20
| 4840 | 202 | 7 | 21 | 16 | 0 | 0 | 1 | 0 | 0 | 0 | 0 | 0 | 0 | 0 | 0 | 1 |  | 7 | 21 | 7 | 20
| 4841 | 202 | 7 | 21 | 17 | 0 | 0 | 1 | 0 | 0 | 0 | 0 | 0 | 0 | 0 | 0 | 1 |  | 7 | 21 | 7 | 20
| 4842 | 202 | 7 | 21 | 18 | 0 | 0 | 1 | 0 | 0 | 0 | 0 | 0 | 0 | 0 | 0 | 1 |  | 7 | 21 | 7 | 20
| 4843 | 202 | 7 | 21 | 19 | 0 | 0 | 1 | 0 | 0 | 0 | 0 | 0 | 0 | 0 | 0 | 1 |  | 7 | 21 | 7 | 20
| 4844 | 202 | 7 | 21 | 20 | 0 | 0 | 1 | 0 | 0 | 0 | 0 | 0 | 0 | 0 | 0 | 1 |  | 7 | 21 | 7 | 20
| 4845 | 202 | 7 | 21 | 21 | 0 | 0 | 1 | 0 | 0 | 0 | 0 | 0 | 0 | 0 | 0 | 1 |  | 7 | 21 | 7 | 20
| 4846 | 202 | 7 | 21 | 22 | 0 | 0 | 1 | 0 | 0 | 0 | 0 | 0 | 0 | 0 | 0 | 1 |  | 7 | 21 | 7 | 20
| 4847 | 202 | 7 | 21 | 23 | 0 | 0 | 1 | 0 | 0 | 0 | 0 | 0 | 0 | 0 | 0 | 1 |  | 7 | 21 | 7 | 20
| 4848 | 202 | 7 | 21 | 24 | 0 | 0 | 1 | 0 | 0 | 0 | 0 | 0 | 0 | 0 | 0 | 1 |  | 7 | 21 | 7 | 20
| 4849 | 203 | 7 | 22 | 1 | 0 | 0 | 1 | 0 | 0 | 0 | 0 | 0 | 0 | 0 | 0 | 1 |  | 7 | 22 | 7 | 21
| 4850 | 203 | 7 | 22 | 2 | 0 | 0 | 1 | 0 | 0 | 0 | 0 | 0 | 0 | 0 | 0 | 1 |  | 7 | 22 | 7 | 21
| 4851 | 203 | 7 | 22 | 3 | 0 | 0 | 1 | 0 | 0 | 0 | 0 | 0 | 0 | 0 | 0 | 1 |  | 7 | 22 | 7 | 21
| 4852 | 203 | 7 | 22 | 4 | 0 | 0 | 1 | 0 | 0 | 0 | 0 | 0 | 0 | 0 | 0 | 1 |  | 7 | 22 | 7 | 21
| 4853 | 203 | 7 | 22 | 5 | 0 | 0 | 1 | 0 | 0 | 0 | 0 | 0 | 0 | 0 | 0 | 1 |  | 7 | 22 | 7 | 21
| 4854 | 203 | 7 | 22 | 6 | 0 | 0 | 1 | 0 | 0 | 0 | 0 | 0 | 0 | 0 | 0 | 1 |  | 7 | 22 | 7 | 21
| 4855 | 203 | 7 | 22 | 7 | 0 | 0 | 1 | 0 | 0 | 0 | 0 | 0 | 0 | 0 | 0 | 1 |  | 7 | 22 | 7 | 21
| 4856 | 203 | 7 | 22 | 8 | 0 | 0 | 1 | 0 | 0 | 0 | 0 | 0 | 0 | 0 | 0 | 1 |  | 7 | 22 | 7 | 21
| 4857 | 203 | 7 | 22 | 9 | 0 | 0 | 1 | 0 | 0 | 0 | 0 | 0 | 0 | 0 | 0 | 1 |  | 7 | 22 | 7 | 21
| 4858 | 203 | 7 | 22 | 10 | 0 | 0 | 1 | 0 | 0 | 0 | 0 | 0 | 0 | 0 | 0 | 1 |  | 7 | 22 | 7 | 21
| 4859 | 203 | 7 | 22 | 11 | 0 | 0 | 1 | 0 | 0 | 0 | 0 | 0 | 0 | 0 | 0 | 1 |  | 7 | 22 | 7 | 21
| 4860 | 203 | 7 | 22 | 12 | 0 | 0 | 1 | 0 | 0 | 0 | 0 | 0 | 0 | 0 | 0 | 1 |  | 7 | 22 | 7 | 21
| 4861 | 203 | 7 | 22 | 13 | 0 | 0 | 1 | 0 | 0 | 0 | 0 | 0 | 0 | 0 | 0 | 1 |  | 7 | 22 | 7 | 21
| 4862 | 203 | 7 | 22 | 14 | 0 | 0 | 1 | 0 | 0 | 0 | 0 | 0 | 0 | 0 | 0 | 1 |  | 7 | 22 | 7 | 21
| 4863 | 203 | 7 | 22 | 15 | 0 | 0 | 1 | 0 | 0 | 0 | 0 | 0 | 0 | 0 | 0 | 1 |  | 7 | 22 | 7 | 21
| 4864 | 203 | 7 | 22 | 16 | 0 | 0 | 1 | 0 | 0 | 0 | 0 | 0 | 0 | 0 | 0 | 1 |  | 7 | 22 | 7 | 21
| 4865 | 203 | 7 | 22 | 17 | 0 | 0 | 1 | 0 | 0 | 0 | 0 | 0 | 0 | 0 | 0 | 1 |  | 7 | 22 | 7 | 21
| 4866 | 203 | 7 | 22 | 18 | 0 | 0 | 1 | 0 | 0 | 0 | 0 | 0 | 0 | 0 | 0 | 1 |  | 7 | 22 | 7 | 21
| 4867 | 203 | 7 | 22 | 19 | 0 | 0 | 1 | 0 | 0 | 0 | 0 | 0 | 0 | 0 | 0 | 1 |  | 7 | 22 | 7 | 21
| 4868 | 203 | 7 | 22 | 20 | 0 | 0 | 1 | 0 | 0 | 0 | 0 | 0 | 0 | 0 | 0 | 1 |  | 7 | 22 | 7 | 21
| 4869 | 203 | 7 | 22 | 21 | 0 | 0 | 1 | 0 | 0 | 0 | 0 | 0 | 0 | 0 | 0 | 1 |  | 7 | 22 | 7 | 21
| 4870 | 203 | 7 | 22 | 22 | 0 | 0 | 1 | 0 | 0 | 0 | 0 | 0 | 0 | 0 | 0 | 1 |  | 7 | 22 | 7 | 21
| 4871 | 203 | 7 | 22 | 23 | 0 | 0 | 1 | 0 | 0 | 0 | 0 | 0 | 0 | 0 | 0 | 1 |  | 7 | 22 | 7 | 21
| 4872 | 203 | 7 | 22 | 24 | 0 | 0 | 1 | 0 | 0 | 0 | 0 | 0 | 0 | 0 | 0 | 1 |  | 7 | 22 | 7 | 21
| 4873 | 204 | 7 | 23 | 1 | 0 | 0 | 0 | 0 | 0 | 0 | 0 | 0 | 0 | 0 | 0 | 1 |  | 7 | 23 | 7 | 22
| 4874 | 204 | 7 | 23 | 2 | 0 | 0 | 0 | 0 | 0 | 0 | 0 | 0 | 0 | 0 | 0 | 1 |  | 7 | 23 | 7 | 22
| 4875 | 204 | 7 | 23 | 3 | 0 | 0 | 0 | 0 | 0 | 0 | 0 | 0 | 0 | 0 | 0 | 1 |  | 7 | 23 | 7 | 22
| 4876 | 204 | 7 | 23 | 4 | 0 | 0 | 0 | 0 | 0 | 0 | 0 | 0 | 0 | 0 | 0 | 1 |  | 7 | 23 | 7 | 22
| 4877 | 204 | 7 | 23 | 5 | 0 | 0 | 0 | 0 | 0 | 0 | 0 | 0 | 0 | 0 | 0 | 1 |  | 7 | 23 | 7 | 22
| 4878 | 204 | 7 | 23 | 6 | 0 | 0 | 0 | 0 | 0 | 0 | 0 | 0 | 0 | 0 | 0 | 1 |  | 7 | 23 | 7 | 22
| 4879 | 204 | 7 | 23 | 7 | 0 | 0 | 0 | 0 | 0 | 0 | 0 | 0 | 0 | 0 | 0 | 1 |  | 7 | 23 | 7 | 22
| 4880 | 204 | 7 | 23 | 8 | 0 | 0 | 0 | 0 | 0 | 0 | 0 | 0 | 0 | 0 | 0 | 1 |  | 7 | 23 | 7 | 22
| 4881 | 204 | 7 | 23 | 9 | 0 | 0 | 0 | 0 | 0 | 0 | 0 | 0 | 0 | 0 | 0 | 1 |  | 7 | 23 | 7 | 22
| 4882 | 204 | 7 | 23 | 10 | 0 | 0 | 0 | 0 | 0 | 0 | 0 | 0 | 0 | 0 | 0 | 1 |  | 7 | 23 | 7 | 22
| 4883 | 204 | 7 | 23 | 11 | 0 | 0 | 0 | 0 | 0 | 0 | 0 | 0 | 0 | 0 | 0 | 1 |  | 7 | 23 | 7 | 22
| 4884 | 204 | 7 | 23 | 12 | 0 | 0 | 0 | 0 | 0 | 0 | 0 | 0 | 0 | 0 | 0 | 1 |  | 7 | 23 | 7 | 22
| 4885 | 204 | 7 | 23 | 13 | 0 | 0 | 0 | 0 | 0 | 0 | 0 | 0 | 0 | 0 | 0 | 1 |  | 7 | 23 | 7 | 22
| 4886 | 204 | 7 | 23 | 14 | 0 | 0 | 0 | 0 | 0 | 0 | 0 | 0 | 0 | 0 | 0 | 1 |  | 7 | 23 | 7 | 22
| 4887 | 204 | 7 | 23 | 15 | 0 | 0 | 0 | 0 | 0 | 0 | 0 | 0 | 0 | 0 | 0 | 1 |  | 7 | 23 | 7 | 22
| 4888 | 204 | 7 | 23 | 16 | 0 | 0 | 0 | 0 | 0 | 0 | 0 | 0 | 0 | 0 | 0 | 1 |  | 7 | 23 | 7 | 22
| 4889 | 204 | 7 | 23 | 17 | 0 | 0 | 0 | 0 | 0 | 0 | 0 | 0 | 0 | 0 | 0 | 1 |  | 7 | 23 | 7 | 22
| 4890 | 204 | 7 | 23 | 18 | 0 | 0 | 0 | 0 | 0 | 0 | 0 | 0 | 0 | 0 | 0 | 1 |  | 7 | 23 | 7 | 22
| 4891 | 204 | 7 | 23 | 19 | 0 | 0 | 0 | 0 | 0 | 0 | 0 | 0 | 0 | 0 | 0 | 1 |  | 7 | 23 | 7 | 22
| 4892 | 204 | 7 | 23 | 20 | 0 | 0 | 0 | 0 | 0 | 0 | 0 | 0 | 0 | 0 | 0 | 1 |  | 7 | 23 | 7 | 22
| 4893 | 204 | 7 | 23 | 21 | 0 | 0 | 0 | 0 | 0 | 0 | 0 | 0 | 0 | 0 | 0 | 1 |  | 7 | 23 | 7 | 22
| 4894 | 204 | 7 | 23 | 22 | 0 | 0 | 0 | 0 | 0 | 0 | 0 | 0 | 0 | 0 | 0 | 1 |  | 7 | 23 | 7 | 22
| 4895 | 204 | 7 | 23 | 23 | 0 | 0 | 0 | 0 | 0 | 0 | 0 | 0 | 0 | 0 | 0 | 1 |  | 7 | 23 | 7 | 22
| 4896 | 204 | 7 | 23 | 24 | 0 | 0 | 0 | 0 | 0 | 0 | 0 | 0 | 0 | 0 | 0 | 1 |  | 7 | 23 | 7 | 22
| 4897 | 205 | 7 | 24 | 1 | 0 | 0 | 0 | 0 | 0 | 0 | 0 | 0 | 0 | 0 | 0 | 1 |  | 7 | 24 | 7 | 23
| 4898 | 205 | 7 | 24 | 2 | 0 | 0 | 0 | 0 | 0 | 0 | 0 | 0 | 0 | 0 | 0 | 1 |  | 7 | 24 | 7 | 23
| 4899 | 205 | 7 | 24 | 3 | 0 | 0 | 0 | 0 | 0 | 0 | 0 | 0 | 0 | 0 | 0 | 1 |  | 7 | 24 | 7 | 23
| 4900 | 205 | 7 | 24 | 4 | 0 | 0 | 0 | 0 | 0 | 0 | 0 | 0 | 0 | 0 | 0 | 1 |  | 7 | 24 | 7 | 23
| 4901 | 205 | 7 | 24 | 5 | 0 | 0 | 0 | 0 | 0 | 0 | 0 | 0 | 0 | 0 | 0 | 1 |  | 7 | 24 | 7 | 23
| 4902 | 205 | 7 | 24 | 6 | 0 | 0 | 0 | 0 | 0 | 0 | 0 | 0 | 0 | 0 | 0 | 1 |  | 7 | 24 | 7 | 23
| 4903 | 205 | 7 | 24 | 7 | 0 | 0 | 0 | 0 | 0 | 0 | 0 | 0 | 0 | 0 | 0 | 1 |  | 7 | 24 | 7 | 23
| 4904 | 205 | 7 | 24 | 8 | 0 | 0 | 0 | 0 | 0 | 0 | 0 | 0 | 0 | 0 | 0 | 1 |  | 7 | 24 | 7 | 23
| 4905 | 205 | 7 | 24 | 9 | 0 | 0 | 0 | 0 | 0 | 0 | 0 | 0 | 0 | 0 | 0 | 1 |  | 7 | 24 | 7 | 23
| 4906 | 205 | 7 | 24 | 10 | 0 | 0 | 0 | 0 | 0 | 0 | 0 | 0 | 0 | 0 | 0 | 1 |  | 7 | 24 | 7 | 23
| 4907 | 205 | 7 | 24 | 11 | 0 | 0 | 0 | 0 | 0 | 0 | 0 | 0 | 0 | 0 | 0 | 1 |  | 7 | 24 | 7 | 23
| 4908 | 205 | 7 | 24 | 12 | 0 | 0 | 0 | 0 | 0 | 0 | 0 | 0 | 0 | 0 | 0 | 1 |  | 7 | 24 | 7 | 23
| 4909 | 205 | 7 | 24 | 13 | 0 | 0 | 0 | 0 | 0 | 0 | 0 | 0 | 0 | 0 | 0 | 1 |  | 7 | 24 | 7 | 23
| 4910 | 205 | 7 | 24 | 14 | 0 | 0 | 0 | 0 | 0 | 0 | 0 | 0 | 0 | 0 | 0 | 1 |  | 7 | 24 | 7 | 23
| 4911 | 205 | 7 | 24 | 15 | 0 | 0 | 0 | 0 | 0 | 0 | 0 | 0 | 0 | 0 | 0 | 1 |  | 7 | 24 | 7 | 23
| 4912 | 205 | 7 | 24 | 16 | 0 | 0 | 0 | 0 | 0 | 0 | 0 | 0 | 0 | 0 | 0 | 1 |  | 7 | 24 | 7 | 23
| 4913 | 205 | 7 | 24 | 17 | 0 | 0 | 0 | 0 | 0 | 0 | 0 | 0 | 0 | 0 | 0 | 1 |  | 7 | 24 | 7 | 23
| 4914 | 205 | 7 | 24 | 18 | 0 | 0 | 0 | 0 | 0 | 0 | 0 | 0 | 0 | 0 | 0 | 1 |  | 7 | 24 | 7 | 23
| 4915 | 205 | 7 | 24 | 19 | 0 | 0 | 0 | 0 | 0 | 0 | 0 | 0 | 0 | 0 | 0 | 1 |  | 7 | 24 | 7 | 23
| 4916 | 205 | 7 | 24 | 20 | 0 | 0 | 0 | 0 | 0 | 0 | 0 | 0 | 0 | 0 | 0 | 1 |  | 7 | 24 | 7 | 23
| 4917 | 205 | 7 | 24 | 21 | 0 | 0 | 0 | 0 | 0 | 0 | 0 | 0 | 0 | 0 | 0 | 1 |  | 7 | 24 | 7 | 23
| 4918 | 205 | 7 | 24 | 22 | 0 | 0 | 0 | 0 | 0 | 0 | 0 | 0 | 0 | 0 | 0 | 1 |  | 7 | 24 | 7 | 23
| 4919 | 205 | 7 | 24 | 23 | 0 | 0 | 0 | 0 | 0 | 0 | 0 | 0 | 0 | 0 | 0 | 1 |  | 7 | 24 | 7 | 23
| 4920 | 205 | 7 | 24 | 24 | 0 | 0 | 0 | 0 | 0 | 0 | 0 | 0 | 0 | 0 | 0 | 1 |  | 7 | 24 | 7 | 23
| 4921 | 206 | 7 | 25 | 1 | 0 | 0 | 1 | 0 | 0 | 0 | 0 | 0 | 0 | 0 | 0 | 1 |  | 7 | 25 | 7 | 24
| 4922 | 206 | 7 | 25 | 2 | 0 | 0 | 1 | 0 | 0 | 0 | 0 | 0 | 0 | 0 | 0 | 1 |  | 7 | 25 | 7 | 24
| 4923 | 206 | 7 | 25 | 3 | 0 | 0 | 1 | 0 | 0 | 0 | 0 | 0 | 0 | 0 | 0 | 1 |  | 7 | 25 | 7 | 24
| 4924 | 206 | 7 | 25 | 4 | 0 | 0 | 1 | 0 | 0 | 0 | 0 | 0 | 0 | 0 | 0 | 1 |  | 7 | 25 | 7 | 24
| 4925 | 206 | 7 | 25 | 5 | 0 | 0 | 1 | 0 | 0 | 0 | 0 | 0 | 0 | 0 | 0 | 1 |  | 7 | 25 | 7 | 24
| 4926 | 206 | 7 | 25 | 6 | 0 | 0 | 1 | 0 | 0 | 0 | 0 | 0 | 0 | 0 | 0 | 1 |  | 7 | 25 | 7 | 24
| 4927 | 206 | 7 | 25 | 7 | 0 | 0 | 1 | 0 | 0 | 0 | 0 | 0 | 0 | 0 | 0 | 1 |  | 7 | 25 | 7 | 24
| 4928 | 206 | 7 | 25 | 8 | 0 | 0 | 1 | 0 | 0 | 0 | 0 | 0 | 0 | 0 | 0 | 1 |  | 7 | 25 | 7 | 24
| 4929 | 206 | 7 | 25 | 9 | 0 | 0 | 1 | 0 | 0 | 0 | 0 | 0 | 0 | 0 | 0 | 1 |  | 7 | 25 | 7 | 24
| 4930 | 206 | 7 | 25 | 10 | 0 | 0 | 1 | 0 | 0 | 0 | 0 | 0 | 0 | 0 | 0 | 1 |  | 7 | 25 | 7 | 24
| 4931 | 206 | 7 | 25 | 11 | 0 | 0 | 1 | 0 | 0 | 0 | 0 | 0 | 0 | 0 | 0 | 1 |  | 7 | 25 | 7 | 24
| 4932 | 206 | 7 | 25 | 12 | 0 | 0 | 1 | 0 | 0 | 0 | 0 | 0 | 0 | 0 | 0 | 1 |  | 7 | 25 | 7 | 24
| 4933 | 206 | 7 | 25 | 13 | 0 | 0 | 1 | 0 | 0 | 0 | 0 | 0 | 0 | 0 | 0 | 1 |  | 7 | 25 | 7 | 24
| 4934 | 206 | 7 | 25 | 14 | 0 | 0 | 1 | 0 | 0 | 0 | 0 | 0 | 0 | 0 | 0 | 1 |  | 7 | 25 | 7 | 24
| 4935 | 206 | 7 | 25 | 15 | 0 | 0 | 1 | 0 | 0 | 0 | 0 | 0 | 0 | 0 | 0 | 1 |  | 7 | 25 | 7 | 24
| 4936 | 206 | 7 | 25 | 16 | 0 | 0 | 1 | 0 | 0 | 0 | 0 | 0 | 0 | 0 | 0 | 1 |  | 7 | 25 | 7 | 24
| 4937 | 206 | 7 | 25 | 17 | 0 | 0 | 1 | 0 | 0 | 0 | 0 | 0 | 0 | 0 | 0 | 1 |  | 7 | 25 | 7 | 24
| 4938 | 206 | 7 | 25 | 18 | 0 | 0 | 1 | 0 | 0 | 0 | 0 | 0 | 0 | 0 | 0 | 1 |  | 7 | 25 | 7 | 24
| 4939 | 206 | 7 | 25 | 19 | 0 | 0 | 1 | 0 | 0 | 0 | 0 | 0 | 0 | 0 | 0 | 1 |  | 7 | 25 | 7 | 24
| 4940 | 206 | 7 | 25 | 20 | 0 | 0 | 1 | 0 | 0 | 0 | 0 | 0 | 0 | 0 | 0 | 1 |  | 7 | 25 | 7 | 24
| 4941 | 206 | 7 | 25 | 21 | 0 | 0 | 1 | 0 | 0 | 0 | 0 | 0 | 0 | 0 | 0 | 1 |  | 7 | 25 | 7 | 24
| 4942 | 206 | 7 | 25 | 22 | 0 | 0 | 1 | 0 | 0 | 0 | 0 | 0 | 0 | 0 | 0 | 1 |  | 7 | 25 | 7 | 24
| 4943 | 206 | 7 | 25 | 23 | 0 | 0 | 1 | 0 | 0 | 0 | 0 | 0 | 0 | 0 | 0 | 1 |  | 7 | 25 | 7 | 24
| 4944 | 206 | 7 | 25 | 24 | 0 | 0 | 1 | 0 | 0 | 0 | 0 | 0 | 0 | 0 | 0 | 1 |  | 7 | 25 | 7 | 24
| 4945 | 207 | 7 | 26 | 1 | 0 | 0 | 1 | 0 | 0 | 0 | 0 | 0 | 0 | 0 | 0 | 1 |  | 7 | 26 | 7 | 25
| 4946 | 207 | 7 | 26 | 2 | 0 | 0 | 1 | 0 | 0 | 0 | 0 | 0 | 0 | 0 | 0 | 1 |  | 7 | 26 | 7 | 25
| 4947 | 207 | 7 | 26 | 3 | 0 | 0 | 1 | 0 | 0 | 0 | 0 | 0 | 0 | 0 | 0 | 1 |  | 7 | 26 | 7 | 25
| 4948 | 207 | 7 | 26 | 4 | 0 | 0 | 1 | 0 | 0 | 0 | 0 | 0 | 0 | 0 | 0 | 1 |  | 7 | 26 | 7 | 25
| 4949 | 207 | 7 | 26 | 5 | 0 | 0 | 1 | 0 | 0 | 0 | 0 | 0 | 0 | 0 | 0 | 1 |  | 7 | 26 | 7 | 25
| 4950 | 207 | 7 | 26 | 6 | 0 | 0 | 1 | 0 | 0 | 0 | 0 | 0 | 0 | 0 | 0 | 1 |  | 7 | 26 | 7 | 25
| 4951 | 207 | 7 | 26 | 7 | 0 | 0 | 1 | 0 | 0 | 0 | 0 | 0 | 0 | 0 | 0 | 1 |  | 7 | 26 | 7 | 25
| 4952 | 207 | 7 | 26 | 8 | 0 | 0 | 1 | 0 | 0 | 0 | 0 | 0 | 0 | 0 | 0 | 1 |  | 7 | 26 | 7 | 25
| 4953 | 207 | 7 | 26 | 9 | 0 | 0 | 1 | 0 | 0 | 0 | 0 | 0 | 0 | 0 | 0 | 1 |  | 7 | 26 | 7 | 25
| 4954 | 207 | 7 | 26 | 10 | 0 | 0 | 1 | 0 | 0 | 0 | 0 | 0 | 0 | 0 | 0 | 1 |  | 7 | 26 | 7 | 25
| 4955 | 207 | 7 | 26 | 11 | 0 | 0 | 1 | 0 | 0 | 0 | 0 | 0 | 0 | 0 | 0 | 1 |  | 7 | 26 | 7 | 25
| 4956 | 207 | 7 | 26 | 12 | 0 | 0 | 1 | 0 | 0 | 0 | 0 | 0 | 0 | 0 | 0 | 1 |  | 7 | 26 | 7 | 25
| 4957 | 207 | 7 | 26 | 13 | 0 | 0 | 1 | 0 | 0 | 0 | 0 | 0 | 0 | 0 | 0 | 1 |  | 7 | 26 | 7 | 25
| 4958 | 207 | 7 | 26 | 14 | 0 | 0 | 1 | 0 | 0 | 0 | 0 | 0 | 0 | 0 | 0 | 1 |  | 7 | 26 | 7 | 25
| 4959 | 207 | 7 | 26 | 15 | 0 | 0 | 1 | 0 | 0 | 0 | 0 | 0 | 0 | 0 | 0 | 1 |  | 7 | 26 | 7 | 25
| 4960 | 207 | 7 | 26 | 16 | 0 | 0 | 1 | 0 | 0 | 0 | 0 | 0 | 0 | 0 | 0 | 1 |  | 7 | 26 | 7 | 25
| 4961 | 207 | 7 | 26 | 17 | 0 | 0 | 1 | 0 | 0 | 0 | 0 | 0 | 0 | 0 | 0 | 1 |  | 7 | 26 | 7 | 25
| 4962 | 207 | 7 | 26 | 18 | 0 | 0 | 1 | 0 | 0 | 0 | 0 | 0 | 0 | 0 | 0 | 1 |  | 7 | 26 | 7 | 25
| 4963 | 207 | 7 | 26 | 19 | 0 | 0 | 1 | 0 | 0 | 0 | 0 | 0 | 0 | 0 | 0 | 1 |  | 7 | 26 | 7 | 25
| 4964 | 207 | 7 | 26 | 20 | 0 | 0 | 1 | 0 | 0 | 0 | 0 | 0 | 0 | 0 | 0 | 1 |  | 7 | 26 | 7 | 25
| 4965 | 207 | 7 | 26 | 21 | 0 | 0 | 1 | 0 | 0 | 0 | 0 | 0 | 0 | 0 | 0 | 1 |  | 7 | 26 | 7 | 25
| 4966 | 207 | 7 | 26 | 22 | 0 | 0 | 1 | 0 | 0 | 0 | 0 | 0 | 0 | 0 | 0 | 1 |  | 7 | 26 | 7 | 25
| 4967 | 207 | 7 | 26 | 23 | 0 | 0 | 1 | 0 | 0 | 0 | 0 | 0 | 0 | 0 | 0 | 1 |  | 7 | 26 | 7 | 25
| 4968 | 207 | 7 | 26 | 24 | 0 | 0 | 1 | 0 | 0 | 0 | 0 | 0 | 0 | 0 | 0 | 1 |  | 7 | 26 | 7 | 25
| 4969 | 208 | 7 | 27 | 1 | 0 | 0 | 1 | 0 | 0 | 0 | 0 | 0 | 0 | 0 | 0 | 1 |  | 7 | 27 | 7 | 26
| 4970 | 208 | 7 | 27 | 2 | 0 | 0 | 1 | 0 | 0 | 0 | 0 | 0 | 0 | 0 | 0 | 1 |  | 7 | 27 | 7 | 26
| 4971 | 208 | 7 | 27 | 3 | 0 | 0 | 1 | 0 | 0 | 0 | 0 | 0 | 0 | 0 | 0 | 1 |  | 7 | 27 | 7 | 26
| 4972 | 208 | 7 | 27 | 4 | 0 | 0 | 1 | 0 | 0 | 0 | 0 | 0 | 0 | 0 | 0 | 1 |  | 7 | 27 | 7 | 26
| 4973 | 208 | 7 | 27 | 5 | 0 | 0 | 1 | 0 | 0 | 0 | 0 | 0 | 0 | 0 | 0 | 1 |  | 7 | 27 | 7 | 26
| 4974 | 208 | 7 | 27 | 6 | 0 | 0 | 1 | 0 | 0 | 0 | 0 | 0 | 0 | 0 | 0 | 1 |  | 7 | 27 | 7 | 26
| 4975 | 208 | 7 | 27 | 7 | 0 | 0 | 1 | 0 | 0 | 0 | 0 | 0 | 0 | 0 | 0 | 1 |  | 7 | 27 | 7 | 26
| 4976 | 208 | 7 | 27 | 8 | 0 | 0 | 1 | 0 | 0 | 0 | 0 | 0 | 0 | 0 | 0 | 1 |  | 7 | 27 | 7 | 26
| 4977 | 208 | 7 | 27 | 9 | 0 | 0 | 1 | 0 | 0 | 0 | 0 | 0 | 0 | 0 | 0 | 1 |  | 7 | 27 | 7 | 26
| 4978 | 208 | 7 | 27 | 10 | 0 | 0 | 1 | 0 | 0 | 0 | 0 | 0 | 0 | 0 | 0 | 1 |  | 7 | 27 | 7 | 26
| 4979 | 208 | 7 | 27 | 11 | 0 | 0 | 1 | 0 | 0 | 0 | 0 | 0 | 0 | 0 | 0 | 1 |  | 7 | 27 | 7 | 26
| 4980 | 208 | 7 | 27 | 12 | 0 | 0 | 1 | 0 | 0 | 0 | 0 | 0 | 0 | 0 | 0 | 1 |  | 7 | 27 | 7 | 26
| 4981 | 208 | 7 | 27 | 13 | 0 | 0 | 1 | 0 | 0 | 0 | 0 | 0 | 0 | 0 | 0 | 1 |  | 7 | 27 | 7 | 26
| 4982 | 208 | 7 | 27 | 14 | 0 | 0 | 1 | 0 | 0 | 0 | 0 | 0 | 0 | 0 | 0 | 1 |  | 7 | 27 | 7 | 26
| 4983 | 208 | 7 | 27 | 15 | 0 | 0 | 1 | 0 | 0 | 0 | 0 | 0 | 0 | 0 | 0 | 1 |  | 7 | 27 | 7 | 26
| 4984 | 208 | 7 | 27 | 16 | 0 | 0 | 1 | 0 | 0 | 0 | 0 | 0 | 0 | 0 | 0 | 1 |  | 7 | 27 | 7 | 26
| 4985 | 208 | 7 | 27 | 17 | 0 | 0 | 1 | 0 | 0 | 0 | 0 | 0 | 0 | 0 | 0 | 1 |  | 7 | 27 | 7 | 26
| 4986 | 208 | 7 | 27 | 18 | 0 | 0 | 1 | 0 | 0 | 0 | 0 | 0 | 0 | 0 | 0 | 1 |  | 7 | 27 | 7 | 26
| 4987 | 208 | 7 | 27 | 19 | 0 | 0 | 1 | 0 | 0 | 0 | 0 | 0 | 0 | 0 | 0 | 1 |  | 7 | 27 | 7 | 26
| 4988 | 208 | 7 | 27 | 20 | 0 | 0 | 1 | 0 | 0 | 0 | 0 | 0 | 0 | 0 | 0 | 1 |  | 7 | 27 | 7 | 26
| 4989 | 208 | 7 | 27 | 21 | 0 | 0 | 1 | 0 | 0 | 0 | 0 | 0 | 0 | 0 | 0 | 1 |  | 7 | 27 | 7 | 26
| 4990 | 208 | 7 | 27 | 22 | 0 | 0 | 1 | 0 | 0 | 0 | 0 | 0 | 0 | 0 | 0 | 1 |  | 7 | 27 | 7 | 26
| 4991 | 208 | 7 | 27 | 23 | 0 | 0 | 1 | 0 | 0 | 0 | 0 | 0 | 0 | 0 | 0 | 1 |  | 7 | 27 | 7 | 26
| 4992 | 208 | 7 | 27 | 24 | 0 | 0 | 1 | 0 | 0 | 0 | 0 | 0 | 0 | 0 | 0 | 1 |  | 7 | 27 | 7 | 26
| 4993 | 209 | 7 | 28 | 1 | 0 | 0 | 1 | 0 | 0 | 0 | 0 | 0 | 0 | 0 | 0 | 1 |  | 7 | 28 | 7 | 27
| 4994 | 209 | 7 | 28 | 2 | 0 | 0 | 1 | 0 | 0 | 0 | 0 | 0 | 0 | 0 | 0 | 1 |  | 7 | 28 | 7 | 27
| 4995 | 209 | 7 | 28 | 3 | 0 | 0 | 1 | 0 | 0 | 0 | 0 | 0 | 0 | 0 | 0 | 1 |  | 7 | 28 | 7 | 27
| 4996 | 209 | 7 | 28 | 4 | 0 | 0 | 1 | 0 | 0 | 0 | 0 | 0 | 0 | 0 | 0 | 1 |  | 7 | 28 | 7 | 27
| 4997 | 209 | 7 | 28 | 5 | 0 | 0 | 1 | 0 | 0 | 0 | 0 | 0 | 0 | 0 | 0 | 1 |  | 7 | 28 | 7 | 27
| 4998 | 209 | 7 | 28 | 6 | 0 | 0 | 1 | 0 | 0 | 0 | 0 | 0 | 0 | 0 | 0 | 1 |  | 7 | 28 | 7 | 27
| 4999 | 209 | 7 | 28 | 7 | 0 | 0 | 1 | 0 | 0 | 0 | 0 | 0 | 0 | 0 | 0 | 1 |  | 7 | 28 | 7 | 27
| 5000 | 209 | 7 | 28 | 8 | 0 | 0 | 1 | 0 | 0 | 0 | 0 | 0 | 0 | 0 | 0 | 1 |  | 7 | 28 | 7 | 27
| 5001 | 209 | 7 | 28 | 9 | 0 | 0 | 1 | 0 | 0 | 0 | 0 | 0 | 0 | 0 | 0 | 1 |  | 7 | 28 | 7 | 27
| 5002 | 209 | 7 | 28 | 10 | 0 | 0 | 1 | 0 | 0 | 0 | 0 | 0 | 0 | 0 | 0 | 1 |  | 7 | 28 | 7 | 27
| 5003 | 209 | 7 | 28 | 11 | 0 | 0 | 1 | 0 | 0 | 0 | 0 | 0 | 0 | 0 | 0 | 1 |  | 7 | 28 | 7 | 27
| 5004 | 209 | 7 | 28 | 12 | 0 | 0 | 1 | 0 | 0 | 0 | 0 | 0 | 0 | 0 | 0 | 1 |  | 7 | 28 | 7 | 27
| 5005 | 209 | 7 | 28 | 13 | 0 | 0 | 1 | 0 | 0 | 0 | 0 | 0 | 0 | 0 | 0 | 1 |  | 7 | 28 | 7 | 27
| 5006 | 209 | 7 | 28 | 14 | 0 | 0 | 1 | 0 | 0 | 0 | 0 | 0 | 0 | 0 | 0 | 1 |  | 7 | 28 | 7 | 27
| 5007 | 209 | 7 | 28 | 15 | 0 | 0 | 1 | 0 | 0 | 0 | 0 | 0 | 0 | 0 | 0 | 1 |  | 7 | 28 | 7 | 27
| 5008 | 209 | 7 | 28 | 16 | 0 | 0 | 1 | 0 | 0 | 0 | 0 | 0 | 0 | 0 | 0 | 1 |  | 7 | 28 | 7 | 27
| 5009 | 209 | 7 | 28 | 17 | 0 | 0 | 1 | 0 | 0 | 0 | 0 | 0 | 0 | 0 | 0 | 1 |  | 7 | 28 | 7 | 27
| 5010 | 209 | 7 | 28 | 18 | 0 | 0 | 1 | 0 | 0 | 0 | 0 | 0 | 0 | 0 | 0 | 1 |  | 7 | 28 | 7 | 27
| 5011 | 209 | 7 | 28 | 19 | 0 | 0 | 1 | 0 | 0 | 0 | 0 | 0 | 0 | 0 | 0 | 1 |  | 7 | 28 | 7 | 27
| 5012 | 209 | 7 | 28 | 20 | 0 | 0 | 1 | 0 | 0 | 0 | 0 | 0 | 0 | 0 | 0 | 1 |  | 7 | 28 | 7 | 27
| 5013 | 209 | 7 | 28 | 21 | 0 | 0 | 1 | 0 | 0 | 0 | 0 | 0 | 0 | 0 | 0 | 1 |  | 7 | 28 | 7 | 27
| 5014 | 209 | 7 | 28 | 22 | 0 | 0 | 1 | 0 | 0 | 0 | 0 | 0 | 0 | 0 | 0 | 1 |  | 7 | 28 | 7 | 27
| 5015 | 209 | 7 | 28 | 23 | 0 | 0 | 1 | 0 | 0 | 0 | 0 | 0 | 0 | 0 | 0 | 1 |  | 7 | 28 | 7 | 27
| 5016 | 209 | 7 | 28 | 24 | 0 | 0 | 1 | 0 | 0 | 0 | 0 | 0 | 0 | 0 | 0 | 1 |  | 7 | 28 | 7 | 27
| 5017 | 210 | 7 | 29 | 1 | 0 | 0 | 1 | 0 | 0 | 0 | 0 | 0 | 0 | 0 | 0 | 1 |  | 7 | 29 | 7 | 28
| 5018 | 210 | 7 | 29 | 2 | 0 | 0 | 1 | 0 | 0 | 0 | 0 | 0 | 0 | 0 | 0 | 1 |  | 7 | 29 | 7 | 28
| 5019 | 210 | 7 | 29 | 3 | 0 | 0 | 1 | 0 | 0 | 0 | 0 | 0 | 0 | 0 | 0 | 1 |  | 7 | 29 | 7 | 28
| 5020 | 210 | 7 | 29 | 4 | 0 | 0 | 1 | 0 | 0 | 0 | 0 | 0 | 0 | 0 | 0 | 1 |  | 7 | 29 | 7 | 28
| 5021 | 210 | 7 | 29 | 5 | 0 | 0 | 1 | 0 | 0 | 0 | 0 | 0 | 0 | 0 | 0 | 1 |  | 7 | 29 | 7 | 28
| 5022 | 210 | 7 | 29 | 6 | 0 | 0 | 1 | 0 | 0 | 0 | 0 | 0 | 0 | 0 | 0 | 1 |  | 7 | 29 | 7 | 28
| 5023 | 210 | 7 | 29 | 7 | 0 | 0 | 1 | 0 | 0 | 0 | 0 | 0 | 0 | 0 | 0 | 1 |  | 7 | 29 | 7 | 28
| 5024 | 210 | 7 | 29 | 8 | 0 | 0 | 1 | 0 | 0 | 0 | 0 | 0 | 0 | 0 | 0 | 1 |  | 7 | 29 | 7 | 28
| 5025 | 210 | 7 | 29 | 9 | 0 | 0 | 1 | 0 | 0 | 0 | 0 | 0 | 0 | 0 | 0 | 1 |  | 7 | 29 | 7 | 28
| 5026 | 210 | 7 | 29 | 10 | 0 | 0 | 1 | 0 | 0 | 0 | 0 | 0 | 0 | 0 | 0 | 1 |  | 7 | 29 | 7 | 28
| 5027 | 210 | 7 | 29 | 11 | 0 | 0 | 1 | 0 | 0 | 0 | 0 | 0 | 0 | 0 | 0 | 1 |  | 7 | 29 | 7 | 28
| 5028 | 210 | 7 | 29 | 12 | 0 | 0 | 1 | 0 | 0 | 0 | 0 | 0 | 0 | 0 | 0 | 1 |  | 7 | 29 | 7 | 28
| 5029 | 210 | 7 | 29 | 13 | 0 | 0 | 1 | 0 | 0 | 0 | 0 | 0 | 0 | 0 | 0 | 1 |  | 7 | 29 | 7 | 28
| 5030 | 210 | 7 | 29 | 14 | 0 | 0 | 1 | 0 | 0 | 0 | 0 | 0 | 0 | 0 | 0 | 1 |  | 7 | 29 | 7 | 28
| 5031 | 210 | 7 | 29 | 15 | 0 | 0 | 1 | 0 | 0 | 0 | 0 | 0 | 0 | 0 | 0 | 1 |  | 7 | 29 | 7 | 28
| 5032 | 210 | 7 | 29 | 16 | 0 | 0 | 1 | 0 | 0 | 0 | 0 | 0 | 0 | 0 | 0 | 1 |  | 7 | 29 | 7 | 28
| 5033 | 210 | 7 | 29 | 17 | 0 | 0 | 1 | 0 | 0 | 0 | 0 | 0 | 0 | 0 | 0 | 1 |  | 7 | 29 | 7 | 28
| 5034 | 210 | 7 | 29 | 18 | 0 | 0 | 1 | 0 | 0 | 0 | 0 | 0 | 0 | 0 | 0 | 1 |  | 7 | 29 | 7 | 28
| 5035 | 210 | 7 | 29 | 19 | 0 | 0 | 1 | 0 | 0 | 0 | 0 | 0 | 0 | 0 | 0 | 1 |  | 7 | 29 | 7 | 28
| 5036 | 210 | 7 | 29 | 20 | 0 | 0 | 1 | 0 | 0 | 0 | 0 | 0 | 0 | 0 | 0 | 1 |  | 7 | 29 | 7 | 28
| 5037 | 210 | 7 | 29 | 21 | 0 | 0 | 1 | 0 | 0 | 0 | 0 | 0 | 0 | 0 | 0 | 1 |  | 7 | 29 | 7 | 28
| 5038 | 210 | 7 | 29 | 22 | 0 | 0 | 1 | 0 | 0 | 0 | 0 | 0 | 0 | 0 | 0 | 1 |  | 7 | 29 | 7 | 28
| 5039 | 210 | 7 | 29 | 23 | 0 | 0 | 1 | 0 | 0 | 0 | 0 | 0 | 0 | 0 | 0 | 1 |  | 7 | 29 | 7 | 28
| 5040 | 210 | 7 | 29 | 24 | 0 | 0 | 1 | 0 | 0 | 0 | 0 | 0 | 0 | 0 | 0 | 1 |  | 7 | 29 | 7 | 28
| 5041 | 211 | 7 | 30 | 1 | 0 | 0 | 0 | 0 | 0 | 0 | 0 | 0 | 0 | 0 | 0 | 1 |  | 7 | 30 | 7 | 29
| 5042 | 211 | 7 | 30 | 2 | 0 | 0 | 0 | 0 | 0 | 0 | 0 | 0 | 0 | 0 | 0 | 1 |  | 7 | 30 | 7 | 29
| 5043 | 211 | 7 | 30 | 3 | 0 | 0 | 0 | 0 | 0 | 0 | 0 | 0 | 0 | 0 | 0 | 1 |  | 7 | 30 | 7 | 29
| 5044 | 211 | 7 | 30 | 4 | 0 | 0 | 0 | 0 | 0 | 0 | 0 | 0 | 0 | 0 | 0 | 1 |  | 7 | 30 | 7 | 29
| 5045 | 211 | 7 | 30 | 5 | 0 | 0 | 0 | 0 | 0 | 0 | 0 | 0 | 0 | 0 | 0 | 1 |  | 7 | 30 | 7 | 29
| 5046 | 211 | 7 | 30 | 6 | 0 | 0 | 0 | 0 | 0 | 0 | 0 | 0 | 0 | 0 | 0 | 1 |  | 7 | 30 | 7 | 29
| 5047 | 211 | 7 | 30 | 7 | 0 | 0 | 0 | 0 | 0 | 0 | 0 | 0 | 0 | 0 | 0 | 1 |  | 7 | 30 | 7 | 29
| 5048 | 211 | 7 | 30 | 8 | 0 | 0 | 0 | 0 | 0 | 0 | 0 | 0 | 0 | 0 | 0 | 1 |  | 7 | 30 | 7 | 29
| 5049 | 211 | 7 | 30 | 9 | 0 | 0 | 0 | 0 | 0 | 0 | 0 | 0 | 0 | 0 | 0 | 1 |  | 7 | 30 | 7 | 29
| 5050 | 211 | 7 | 30 | 10 | 0 | 0 | 0 | 0 | 0 | 0 | 0 | 0 | 0 | 0 | 0 | 1 |  | 7 | 30 | 7 | 29
| 5051 | 211 | 7 | 30 | 11 | 0 | 0 | 0 | 0 | 0 | 0 | 0 | 0 | 0 | 0 | 0 | 1 |  | 7 | 30 | 7 | 29
| 5052 | 211 | 7 | 30 | 12 | 0 | 0 | 0 | 0 | 0 | 0 | 0 | 0 | 0 | 0 | 0 | 1 |  | 7 | 30 | 7 | 29
| 5053 | 211 | 7 | 30 | 13 | 0 | 0 | 0 | 0 | 0 | 0 | 0 | 0 | 0 | 0 | 0 | 1 |  | 7 | 30 | 7 | 29
| 5054 | 211 | 7 | 30 | 14 | 0 | 0 | 0 | 0 | 0 | 0 | 0 | 0 | 0 | 0 | 0 | 1 |  | 7 | 30 | 7 | 29
| 5055 | 211 | 7 | 30 | 15 | 0 | 0 | 0 | 0 | 0 | 0 | 0 | 0 | 0 | 0 | 0 | 1 |  | 7 | 30 | 7 | 29
| 5056 | 211 | 7 | 30 | 16 | 0 | 0 | 0 | 0 | 0 | 0 | 0 | 0 | 0 | 0 | 0 | 1 |  | 7 | 30 | 7 | 29
| 5057 | 211 | 7 | 30 | 17 | 0 | 0 | 0 | 0 | 0 | 0 | 0 | 0 | 0 | 0 | 0 | 1 |  | 7 | 30 | 7 | 29
| 5058 | 211 | 7 | 30 | 18 | 0 | 0 | 0 | 0 | 0 | 0 | 0 | 0 | 0 | 0 | 0 | 1 |  | 7 | 30 | 7 | 29
| 5059 | 211 | 7 | 30 | 19 | 0 | 0 | 0 | 0 | 0 | 0 | 0 | 0 | 0 | 0 | 0 | 1 |  | 7 | 30 | 7 | 29
| 5060 | 211 | 7 | 30 | 20 | 0 | 0 | 0 | 0 | 0 | 0 | 0 | 0 | 0 | 0 | 0 | 1 |  | 7 | 30 | 7 | 29
| 5061 | 211 | 7 | 30 | 21 | 0 | 0 | 0 | 0 | 0 | 0 | 0 | 0 | 0 | 0 | 0 | 1 |  | 7 | 30 | 7 | 29
| 5062 | 211 | 7 | 30 | 22 | 0 | 0 | 0 | 0 | 0 | 0 | 0 | 0 | 0 | 0 | 0 | 1 |  | 7 | 30 | 7 | 29
| 5063 | 211 | 7 | 30 | 23 | 0 | 0 | 0 | 0 | 0 | 0 | 0 | 0 | 0 | 0 | 0 | 1 |  | 7 | 30 | 7 | 29
| 5064 | 211 | 7 | 30 | 24 | 0 | 0 | 0 | 0 | 0 | 0 | 0 | 0 | 0 | 0 | 0 | 1 |  | 7 | 30 | 7 | 29
| 5065 | 212 | 7 | 31 | 1 | 0 | 0 | 0 | 0 | 0 | 0 | 0 | 0 | 0 | 0 | 0 | 1 |  | 7 | 31 | 7 | 30
| 5066 | 212 | 7 | 31 | 2 | 0 | 0 | 0 | 0 | 0 | 0 | 0 | 0 | 0 | 0 | 0 | 1 |  | 7 | 31 | 7 | 30
| 5067 | 212 | 7 | 31 | 3 | 0 | 0 | 0 | 0 | 0 | 0 | 0 | 0 | 0 | 0 | 0 | 1 |  | 7 | 31 | 7 | 30
| 5068 | 212 | 7 | 31 | 4 | 0 | 0 | 0 | 0 | 0 | 0 | 0 | 0 | 0 | 0 | 0 | 1 |  | 7 | 31 | 7 | 30
| 5069 | 212 | 7 | 31 | 5 | 0 | 0 | 0 | 0 | 0 | 0 | 0 | 0 | 0 | 0 | 0 | 1 |  | 7 | 31 | 7 | 30
| 5070 | 212 | 7 | 31 | 6 | 0 | 0 | 0 | 0 | 0 | 0 | 0 | 0 | 0 | 0 | 0 | 1 |  | 7 | 31 | 7 | 30
| 5071 | 212 | 7 | 31 | 7 | 0 | 0 | 0 | 0 | 0 | 0 | 0 | 0 | 0 | 0 | 0 | 1 |  | 7 | 31 | 7 | 30
| 5072 | 212 | 7 | 31 | 8 | 0 | 0 | 0 | 0 | 0 | 0 | 0 | 0 | 0 | 0 | 0 | 1 |  | 7 | 31 | 7 | 30
| 5073 | 212 | 7 | 31 | 9 | 0 | 0 | 0 | 0 | 0 | 0 | 0 | 0 | 0 | 0 | 0 | 1 |  | 7 | 31 | 7 | 30
| 5074 | 212 | 7 | 31 | 10 | 0 | 0 | 0 | 0 | 0 | 0 | 0 | 0 | 0 | 0 | 0 | 1 |  | 7 | 31 | 7 | 30
| 5075 | 212 | 7 | 31 | 11 | 0 | 0 | 0 | 0 | 0 | 0 | 0 | 0 | 0 | 0 | 0 | 1 |  | 7 | 31 | 7 | 30
| 5076 | 212 | 7 | 31 | 12 | 0 | 0 | 0 | 0 | 0 | 0 | 0 | 0 | 0 | 0 | 0 | 1 |  | 7 | 31 | 7 | 30
| 5077 | 212 | 7 | 31 | 13 | 0 | 0 | 0 | 0 | 0 | 0 | 0 | 0 | 0 | 0 | 0 | 1 |  | 7 | 31 | 7 | 30
| 5078 | 212 | 7 | 31 | 14 | 0 | 0 | 0 | 0 | 0 | 0 | 0 | 0 | 0 | 0 | 0 | 1 |  | 7 | 31 | 7 | 30
| 5079 | 212 | 7 | 31 | 15 | 0 | 0 | 0 | 0 | 0 | 0 | 0 | 0 | 0 | 0 | 0 | 1 |  | 7 | 31 | 7 | 30
| 5080 | 212 | 7 | 31 | 16 | 0 | 0 | 0 | 0 | 0 | 0 | 0 | 0 | 0 | 0 | 0 | 1 |  | 7 | 31 | 7 | 30
| 5081 | 212 | 7 | 31 | 17 | 0 | 0 | 0 | 0 | 0 | 0 | 0 | 0 | 0 | 0 | 0 | 1 |  | 7 | 31 | 7 | 30
| 5082 | 212 | 7 | 31 | 18 | 0 | 0 | 0 | 0 | 0 | 0 | 0 | 0 | 0 | 0 | 0 | 1 |  | 7 | 31 | 7 | 30
| 5083 | 212 | 7 | 31 | 19 | 0 | 0 | 0 | 0 | 0 | 0 | 0 | 0 | 0 | 0 | 0 | 1 |  | 7 | 31 | 7 | 30
| 5084 | 212 | 7 | 31 | 20 | 0 | 0 | 0 | 0 | 0 | 0 | 0 | 0 | 0 | 0 | 0 | 1 |  | 7 | 31 | 7 | 30
| 5085 | 212 | 7 | 31 | 21 | 0 | 0 | 0 | 0 | 0 | 0 | 0 | 0 | 0 | 0 | 0 | 1 |  | 7 | 31 | 7 | 30
| 5086 | 212 | 7 | 31 | 22 | 0 | 0 | 0 | 0 | 0 | 0 | 0 | 0 | 0 | 0 | 0 | 1 |  | 7 | 31 | 7 | 30
| 5087 | 212 | 7 | 31 | 23 | 0 | 0 | 0 | 0 | 0 | 0 | 0 | 0 | 0 | 0 | 0 | 1 |  | 7 | 31 | 7 | 30
| 5088 | 212 | 7 | 31 | 24 | 0 | 0 | 0 | 0 | 0 | 0 | 0 | 0 | 0 | 0 | 0 | 1 |  | 7 | 31 | 7 | 30
| 5089 | 213 | 8 | 1 | 1 | 1 | 0 | 0 | 0 | 0 | 0 | 0 | 0 | 0 | 0 | 0 | 1 |  | 8 | 1 | 7 | 31
| 5090 | 213 | 8 | 1 | 2 | 1 | 0 | 0 | 0 | 0 | 0 | 0 | 0 | 0 | 0 | 0 | 1 |  | 8 | 1 | 7 | 31
| 5091 | 213 | 8 | 1 | 3 | 1 | 0 | 0 | 0 | 0 | 0 | 0 | 0 | 0 | 0 | 0 | 1 |  | 8 | 1 | 7 | 31
| 5092 | 213 | 8 | 1 | 4 | 1 | 0 | 0 | 0 | 0 | 0 | 0 | 0 | 0 | 0 | 0 | 1 |  | 8 | 1 | 7 | 31
| 5093 | 213 | 8 | 1 | 5 | 1 | 0 | 0 | 0 | 0 | 0 | 0 | 0 | 0 | 0 | 0 | 1 |  | 8 | 1 | 7 | 31
| 5094 | 213 | 8 | 1 | 6 | 1 | 0 | 0 | 0 | 0 | 0 | 0 | 0 | 0 | 0 | 0 | 1 |  | 8 | 1 | 7 | 31
| 5095 | 213 | 8 | 1 | 7 | 1 | 0 | 0 | 0 | 0 | 0 | 0 | 0 | 0 | 0 | 0 | 1 |  | 8 | 1 | 7 | 31
| 5096 | 213 | 8 | 1 | 8 | 1 | 0 | 0 | 0 | 0 | 0 | 0 | 0 | 0 | 0 | 0 | 1 |  | 8 | 1 | 7 | 31
| 5097 | 213 | 8 | 1 | 9 | 1 | 0 | 0 | 0 | 0 | 0 | 0 | 0 | 0 | 0 | 0 | 1 |  | 8 | 1 | 7 | 31
| 5098 | 213 | 8 | 1 | 10 | 1 | 0 | 0 | 0 | 0 | 0 | 0 | 0 | 0 | 0 | 0 | 1 |  | 8 | 1 | 7 | 31
| 5099 | 213 | 8 | 1 | 11 | 1 | 0 | 0 | 0 | 0 | 0 | 0 | 0 | 0 | 0 | 0 | 1 |  | 8 | 1 | 7 | 31
| 5100 | 213 | 8 | 1 | 12 | 1 | 0 | 0 | 0 | 0 | 0 | 0 | 0 | 0 | 0 | 0 | 1 |  | 8 | 1 | 7 | 31
| 5101 | 213 | 8 | 1 | 13 | 1 | 0 | 0 | 0 | 0 | 0 | 0 | 0 | 0 | 0 | 0 | 1 |  | 8 | 1 | 7 | 31
| 5102 | 213 | 8 | 1 | 14 | 1 | 0 | 0 | 0 | 0 | 0 | 0 | 0 | 0 | 0 | 0 | 1 |  | 8 | 1 | 7 | 31
| 5103 | 213 | 8 | 1 | 15 | 1 | 0 | 0 | 0 | 0 | 0 | 0 | 0 | 0 | 0 | 0 | 1 |  | 8 | 1 | 7 | 31
| 5104 | 213 | 8 | 1 | 16 | 1 | 0 | 0 | 0 | 0 | 0 | 0 | 0 | 0 | 0 | 0 | 1 |  | 8 | 1 | 7 | 31
| 5105 | 213 | 8 | 1 | 17 | 1 | 0 | 0 | 0 | 0 | 0 | 0 | 0 | 0 | 0 | 0 | 1 |  | 8 | 1 | 7 | 31
| 5106 | 213 | 8 | 1 | 18 | 1 | 0 | 0 | 0 | 0 | 0 | 0 | 0 | 0 | 0 | 0 | 1 |  | 8 | 1 | 7 | 31
| 5107 | 213 | 8 | 1 | 19 | 1 | 0 | 0 | 0 | 0 | 0 | 0 | 0 | 0 | 0 | 0 | 1 |  | 8 | 1 | 7 | 31
| 5108 | 213 | 8 | 1 | 20 | 1 | 0 | 0 | 0 | 0 | 0 | 0 | 0 | 0 | 0 | 0 | 1 |  | 8 | 1 | 7 | 31
| 5109 | 213 | 8 | 1 | 21 | 1 | 0 | 0 | 0 | 0 | 0 | 0 | 0 | 0 | 0 | 0 | 1 |  | 8 | 1 | 7 | 31
| 5110 | 213 | 8 | 1 | 22 | 1 | 0 | 0 | 0 | 0 | 0 | 0 | 0 | 0 | 0 | 0 | 1 |  | 8 | 1 | 7 | 31
| 5111 | 213 | 8 | 1 | 23 | 1 | 0 | 0 | 0 | 0 | 0 | 0 | 0 | 0 | 0 | 0 | 1 |  | 8 | 1 | 7 | 31
| 5112 | 213 | 8 | 1 | 24 | 1 | 0 | 0 | 0 | 0 | 0 | 0 | 0 | 0 | 0 | 0 | 1 |  | 8 | 1 | 7 | 31
| 5113 | 214 | 8 | 2 | 1 | 0 | 0 | 1 | 0 | 0 | 0 | 0 | 0 | 0 | 0 | 0 | 1 |  | 8 | 2 | 8 | 1
| 5114 | 214 | 8 | 2 | 2 | 0 | 0 | 1 | 0 | 0 | 0 | 0 | 0 | 0 | 0 | 0 | 1 |  | 8 | 2 | 8 | 1
| 5115 | 214 | 8 | 2 | 3 | 0 | 0 | 1 | 0 | 0 | 0 | 0 | 0 | 0 | 0 | 0 | 1 |  | 8 | 2 | 8 | 1
| 5116 | 214 | 8 | 2 | 4 | 0 | 0 | 1 | 0 | 0 | 0 | 0 | 0 | 0 | 0 | 0 | 1 |  | 8 | 2 | 8 | 1
| 5117 | 214 | 8 | 2 | 5 | 0 | 0 | 1 | 0 | 0 | 0 | 0 | 0 | 0 | 0 | 0 | 1 |  | 8 | 2 | 8 | 1
| 5118 | 214 | 8 | 2 | 6 | 0 | 0 | 1 | 0 | 0 | 0 | 0 | 0 | 0 | 0 | 0 | 1 |  | 8 | 2 | 8 | 1
| 5119 | 214 | 8 | 2 | 7 | 0 | 0 | 1 | 0 | 0 | 0 | 0 | 0 | 0 | 0 | 0 | 1 |  | 8 | 2 | 8 | 1
| 5120 | 214 | 8 | 2 | 8 | 0 | 0 | 1 | 0 | 0 | 0 | 0 | 0 | 0 | 0 | 0 | 1 |  | 8 | 2 | 8 | 1
| 5121 | 214 | 8 | 2 | 9 | 0 | 0 | 1 | 0 | 0 | 0 | 0 | 0 | 0 | 0 | 0 | 1 |  | 8 | 2 | 8 | 1
| 5122 | 214 | 8 | 2 | 10 | 0 | 0 | 1 | 0 | 0 | 0 | 0 | 0 | 0 | 0 | 0 | 1 |  | 8 | 2 | 8 | 1
| 5123 | 214 | 8 | 2 | 11 | 0 | 0 | 1 | 0 | 0 | 0 | 0 | 0 | 0 | 0 | 0 | 1 |  | 8 | 2 | 8 | 1
| 5124 | 214 | 8 | 2 | 12 | 0 | 0 | 1 | 0 | 0 | 0 | 0 | 0 | 0 | 0 | 0 | 1 |  | 8 | 2 | 8 | 1
| 5125 | 214 | 8 | 2 | 13 | 0 | 0 | 1 | 0 | 0 | 0 | 0 | 0 | 0 | 0 | 0 | 1 |  | 8 | 2 | 8 | 1
| 5126 | 214 | 8 | 2 | 14 | 0 | 0 | 1 | 0 | 0 | 0 | 0 | 0 | 0 | 0 | 0 | 1 |  | 8 | 2 | 8 | 1
| 5127 | 214 | 8 | 2 | 15 | 0 | 0 | 1 | 0 | 0 | 0 | 0 | 0 | 0 | 0 | 0 | 1 |  | 8 | 2 | 8 | 1
| 5128 | 214 | 8 | 2 | 16 | 0 | 0 | 1 | 0 | 0 | 0 | 0 | 0 | 0 | 0 | 0 | 1 |  | 8 | 2 | 8 | 1
| 5129 | 214 | 8 | 2 | 17 | 0 | 0 | 1 | 0 | 0 | 0 | 0 | 0 | 0 | 0 | 0 | 1 |  | 8 | 2 | 8 | 1
| 5130 | 214 | 8 | 2 | 18 | 0 | 0 | 1 | 0 | 0 | 0 | 0 | 0 | 0 | 0 | 0 | 1 |  | 8 | 2 | 8 | 1
| 5131 | 214 | 8 | 2 | 19 | 0 | 0 | 1 | 0 | 0 | 0 | 0 | 0 | 0 | 0 | 0 | 1 |  | 8 | 2 | 8 | 1
| 5132 | 214 | 8 | 2 | 20 | 0 | 0 | 1 | 0 | 0 | 0 | 0 | 0 | 0 | 0 | 0 | 1 |  | 8 | 2 | 8 | 1
| 5133 | 214 | 8 | 2 | 21 | 0 | 0 | 1 | 0 | 0 | 0 | 0 | 0 | 0 | 0 | 0 | 1 |  | 8 | 2 | 8 | 1
| 5134 | 214 | 8 | 2 | 22 | 0 | 0 | 1 | 0 | 0 | 0 | 0 | 0 | 0 | 0 | 0 | 1 |  | 8 | 2 | 8 | 1
| 5135 | 214 | 8 | 2 | 23 | 0 | 0 | 1 | 0 | 0 | 0 | 0 | 0 | 0 | 0 | 0 | 1 |  | 8 | 2 | 8 | 1
| 5136 | 214 | 8 | 2 | 24 | 0 | 0 | 1 | 0 | 0 | 0 | 0 | 0 | 0 | 0 | 0 | 1 |  | 8 | 2 | 8 | 1
| 5137 | 215 | 8 | 3 | 1 | 0 | 0 | 1 | 0 | 0 | 0 | 0 | 0 | 0 | 0 | 0 | 1 |  | 8 | 3 | 8 | 2
| 5138 | 215 | 8 | 3 | 2 | 0 | 0 | 1 | 0 | 0 | 0 | 0 | 0 | 0 | 0 | 0 | 1 |  | 8 | 3 | 8 | 2
| 5139 | 215 | 8 | 3 | 3 | 0 | 0 | 1 | 0 | 0 | 0 | 0 | 0 | 0 | 0 | 0 | 1 |  | 8 | 3 | 8 | 2
| 5140 | 215 | 8 | 3 | 4 | 0 | 0 | 1 | 0 | 0 | 0 | 0 | 0 | 0 | 0 | 0 | 1 |  | 8 | 3 | 8 | 2
| 5141 | 215 | 8 | 3 | 5 | 0 | 0 | 1 | 0 | 0 | 0 | 0 | 0 | 0 | 0 | 0 | 1 |  | 8 | 3 | 8 | 2
| 5142 | 215 | 8 | 3 | 6 | 0 | 0 | 1 | 0 | 0 | 0 | 0 | 0 | 0 | 0 | 0 | 1 |  | 8 | 3 | 8 | 2
| 5143 | 215 | 8 | 3 | 7 | 0 | 0 | 1 | 0 | 0 | 0 | 0 | 0 | 0 | 0 | 0 | 1 |  | 8 | 3 | 8 | 2
| 5144 | 215 | 8 | 3 | 8 | 0 | 0 | 1 | 0 | 0 | 0 | 0 | 0 | 0 | 0 | 0 | 1 |  | 8 | 3 | 8 | 2
| 5145 | 215 | 8 | 3 | 9 | 0 | 0 | 1 | 0 | 0 | 0 | 0 | 0 | 0 | 0 | 0 | 1 |  | 8 | 3 | 8 | 2
| 5146 | 215 | 8 | 3 | 10 | 0 | 0 | 1 | 0 | 0 | 0 | 0 | 0 | 0 | 0 | 0 | 1 |  | 8 | 3 | 8 | 2
| 5147 | 215 | 8 | 3 | 11 | 0 | 0 | 1 | 0 | 0 | 0 | 0 | 0 | 0 | 0 | 0 | 1 |  | 8 | 3 | 8 | 2
| 5148 | 215 | 8 | 3 | 12 | 0 | 0 | 1 | 0 | 0 | 0 | 0 | 0 | 0 | 0 | 0 | 1 |  | 8 | 3 | 8 | 2
| 5149 | 215 | 8 | 3 | 13 | 0 | 0 | 1 | 0 | 0 | 0 | 0 | 0 | 0 | 0 | 0 | 1 |  | 8 | 3 | 8 | 2
| 5150 | 215 | 8 | 3 | 14 | 0 | 0 | 1 | 0 | 0 | 0 | 0 | 0 | 0 | 0 | 0 | 1 |  | 8 | 3 | 8 | 2
| 5151 | 215 | 8 | 3 | 15 | 0 | 0 | 1 | 0 | 0 | 0 | 0 | 0 | 0 | 0 | 0 | 1 |  | 8 | 3 | 8 | 2
| 5152 | 215 | 8 | 3 | 16 | 0 | 0 | 1 | 0 | 0 | 0 | 0 | 0 | 0 | 0 | 0 | 1 |  | 8 | 3 | 8 | 2
| 5153 | 215 | 8 | 3 | 17 | 0 | 0 | 1 | 0 | 0 | 0 | 0 | 0 | 0 | 0 | 0 | 1 |  | 8 | 3 | 8 | 2
| 5154 | 215 | 8 | 3 | 18 | 0 | 0 | 1 | 0 | 0 | 0 | 0 | 0 | 0 | 0 | 0 | 1 |  | 8 | 3 | 8 | 2
| 5155 | 215 | 8 | 3 | 19 | 0 | 0 | 1 | 0 | 0 | 0 | 0 | 0 | 0 | 0 | 0 | 1 |  | 8 | 3 | 8 | 2
| 5156 | 215 | 8 | 3 | 20 | 0 | 0 | 1 | 0 | 0 | 0 | 0 | 0 | 0 | 0 | 0 | 1 |  | 8 | 3 | 8 | 2
| 5157 | 215 | 8 | 3 | 21 | 0 | 0 | 1 | 0 | 0 | 0 | 0 | 0 | 0 | 0 | 0 | 1 |  | 8 | 3 | 8 | 2
| 5158 | 215 | 8 | 3 | 22 | 0 | 0 | 1 | 0 | 0 | 0 | 0 | 0 | 0 | 0 | 0 | 1 |  | 8 | 3 | 8 | 2
| 5159 | 215 | 8 | 3 | 23 | 0 | 0 | 1 | 0 | 0 | 0 | 0 | 0 | 0 | 0 | 0 | 1 |  | 8 | 3 | 8 | 2
| 5160 | 215 | 8 | 3 | 24 | 0 | 0 | 1 | 0 | 0 | 0 | 0 | 0 | 0 | 0 | 0 | 1 |  | 8 | 3 | 8 | 2
| 5161 | 216 | 8 | 4 | 1 | 0 | 0 | 1 | 0 | 0 | 0 | 0 | 0 | 0 | 0 | 0 | 1 |  | 8 | 4 | 8 | 3
| 5162 | 216 | 8 | 4 | 2 | 0 | 0 | 1 | 0 | 0 | 0 | 0 | 0 | 0 | 0 | 0 | 1 |  | 8 | 4 | 8 | 3
| 5163 | 216 | 8 | 4 | 3 | 0 | 0 | 1 | 0 | 0 | 0 | 0 | 0 | 0 | 0 | 0 | 1 |  | 8 | 4 | 8 | 3
| 5164 | 216 | 8 | 4 | 4 | 0 | 0 | 1 | 0 | 0 | 0 | 0 | 0 | 0 | 0 | 0 | 1 |  | 8 | 4 | 8 | 3
| 5165 | 216 | 8 | 4 | 5 | 0 | 0 | 1 | 0 | 0 | 0 | 0 | 0 | 0 | 0 | 0 | 1 |  | 8 | 4 | 8 | 3
| 5166 | 216 | 8 | 4 | 6 | 0 | 0 | 1 | 0 | 0 | 0 | 0 | 0 | 0 | 0 | 0 | 1 |  | 8 | 4 | 8 | 3
| 5167 | 216 | 8 | 4 | 7 | 0 | 0 | 1 | 0 | 0 | 0 | 0 | 0 | 0 | 0 | 0 | 1 |  | 8 | 4 | 8 | 3
| 5168 | 216 | 8 | 4 | 8 | 0 | 0 | 1 | 0 | 0 | 0 | 0 | 0 | 0 | 0 | 0 | 1 |  | 8 | 4 | 8 | 3
| 5169 | 216 | 8 | 4 | 9 | 0 | 0 | 1 | 0 | 0 | 0 | 0 | 0 | 0 | 0 | 0 | 1 |  | 8 | 4 | 8 | 3
| 5170 | 216 | 8 | 4 | 10 | 0 | 0 | 1 | 0 | 0 | 0 | 0 | 0 | 0 | 0 | 0 | 1 |  | 8 | 4 | 8 | 3
| 5171 | 216 | 8 | 4 | 11 | 0 | 0 | 1 | 0 | 0 | 0 | 0 | 0 | 0 | 0 | 0 | 1 |  | 8 | 4 | 8 | 3
| 5172 | 216 | 8 | 4 | 12 | 0 | 0 | 1 | 0 | 0 | 0 | 0 | 0 | 0 | 0 | 0 | 1 |  | 8 | 4 | 8 | 3
| 5173 | 216 | 8 | 4 | 13 | 0 | 0 | 1 | 0 | 0 | 0 | 0 | 0 | 0 | 0 | 0 | 1 |  | 8 | 4 | 8 | 3
| 5174 | 216 | 8 | 4 | 14 | 0 | 0 | 1 | 0 | 0 | 0 | 0 | 0 | 0 | 0 | 0 | 1 |  | 8 | 4 | 8 | 3
| 5175 | 216 | 8 | 4 | 15 | 0 | 0 | 1 | 0 | 0 | 0 | 0 | 0 | 0 | 0 | 0 | 1 |  | 8 | 4 | 8 | 3
| 5176 | 216 | 8 | 4 | 16 | 0 | 0 | 1 | 0 | 0 | 0 | 0 | 0 | 0 | 0 | 0 | 1 |  | 8 | 4 | 8 | 3
| 5177 | 216 | 8 | 4 | 17 | 0 | 0 | 1 | 0 | 0 | 0 | 0 | 0 | 0 | 0 | 0 | 1 |  | 8 | 4 | 8 | 3
| 5178 | 216 | 8 | 4 | 18 | 0 | 0 | 1 | 0 | 0 | 0 | 0 | 0 | 0 | 0 | 0 | 1 |  | 8 | 4 | 8 | 3
| 5179 | 216 | 8 | 4 | 19 | 0 | 0 | 1 | 0 | 0 | 0 | 0 | 0 | 0 | 0 | 0 | 1 |  | 8 | 4 | 8 | 3
| 5180 | 216 | 8 | 4 | 20 | 0 | 0 | 1 | 0 | 0 | 0 | 0 | 0 | 0 | 0 | 0 | 1 |  | 8 | 4 | 8 | 3
| 5181 | 216 | 8 | 4 | 21 | 0 | 0 | 1 | 0 | 0 | 0 | 0 | 0 | 0 | 0 | 0 | 1 |  | 8 | 4 | 8 | 3
| 5182 | 216 | 8 | 4 | 22 | 0 | 0 | 1 | 0 | 0 | 0 | 0 | 0 | 0 | 0 | 0 | 1 |  | 8 | 4 | 8 | 3
| 5183 | 216 | 8 | 4 | 23 | 0 | 0 | 1 | 0 | 0 | 0 | 0 | 0 | 0 | 0 | 0 | 1 |  | 8 | 4 | 8 | 3
| 5184 | 216 | 8 | 4 | 24 | 0 | 0 | 1 | 0 | 0 | 0 | 0 | 0 | 0 | 0 | 0 | 1 |  | 8 | 4 | 8 | 3
| 5185 | 217 | 8 | 5 | 1 | 0 | 0 | 1 | 0 | 0 | 0 | 0 | 0 | 0 | 0 | 0 | 1 |  | 8 | 5 | 8 | 4
| 5186 | 217 | 8 | 5 | 2 | 0 | 0 | 1 | 0 | 0 | 0 | 0 | 0 | 0 | 0 | 0 | 1 |  | 8 | 5 | 8 | 4
| 5187 | 217 | 8 | 5 | 3 | 0 | 0 | 1 | 0 | 0 | 0 | 0 | 0 | 0 | 0 | 0 | 1 |  | 8 | 5 | 8 | 4
| 5188 | 217 | 8 | 5 | 4 | 0 | 0 | 1 | 0 | 0 | 0 | 0 | 0 | 0 | 0 | 0 | 1 |  | 8 | 5 | 8 | 4
| 5189 | 217 | 8 | 5 | 5 | 0 | 0 | 1 | 0 | 0 | 0 | 0 | 0 | 0 | 0 | 0 | 1 |  | 8 | 5 | 8 | 4
| 5190 | 217 | 8 | 5 | 6 | 0 | 0 | 1 | 0 | 0 | 0 | 0 | 0 | 0 | 0 | 0 | 1 |  | 8 | 5 | 8 | 4
| 5191 | 217 | 8 | 5 | 7 | 0 | 0 | 1 | 0 | 0 | 0 | 0 | 0 | 0 | 0 | 0 | 1 |  | 8 | 5 | 8 | 4
| 5192 | 217 | 8 | 5 | 8 | 0 | 0 | 1 | 0 | 0 | 0 | 0 | 0 | 0 | 0 | 0 | 1 |  | 8 | 5 | 8 | 4
| 5193 | 217 | 8 | 5 | 9 | 0 | 0 | 1 | 0 | 0 | 0 | 0 | 0 | 0 | 0 | 0 | 1 |  | 8 | 5 | 8 | 4
| 5194 | 217 | 8 | 5 | 10 | 0 | 0 | 1 | 0 | 0 | 0 | 0 | 0 | 0 | 0 | 0 | 1 |  | 8 | 5 | 8 | 4
| 5195 | 217 | 8 | 5 | 11 | 0 | 0 | 1 | 0 | 0 | 0 | 0 | 0 | 0 | 0 | 0 | 1 |  | 8 | 5 | 8 | 4
| 5196 | 217 | 8 | 5 | 12 | 0 | 0 | 1 | 0 | 0 | 0 | 0 | 0 | 0 | 0 | 0 | 1 |  | 8 | 5 | 8 | 4
| 5197 | 217 | 8 | 5 | 13 | 0 | 0 | 1 | 0 | 0 | 0 | 0 | 0 | 0 | 0 | 0 | 1 |  | 8 | 5 | 8 | 4
| 5198 | 217 | 8 | 5 | 14 | 0 | 0 | 1 | 0 | 0 | 0 | 0 | 0 | 0 | 0 | 0 | 1 |  | 8 | 5 | 8 | 4
| 5199 | 217 | 8 | 5 | 15 | 0 | 0 | 1 | 0 | 0 | 0 | 0 | 0 | 0 | 0 | 0 | 1 |  | 8 | 5 | 8 | 4
| 5200 | 217 | 8 | 5 | 16 | 0 | 0 | 1 | 0 | 0 | 0 | 0 | 0 | 0 | 0 | 0 | 1 |  | 8 | 5 | 8 | 4
| 5201 | 217 | 8 | 5 | 17 | 0 | 0 | 1 | 0 | 0 | 0 | 0 | 0 | 0 | 0 | 0 | 1 |  | 8 | 5 | 8 | 4
| 5202 | 217 | 8 | 5 | 18 | 0 | 0 | 1 | 0 | 0 | 0 | 0 | 0 | 0 | 0 | 0 | 1 |  | 8 | 5 | 8 | 4
| 5203 | 217 | 8 | 5 | 19 | 0 | 0 | 1 | 0 | 0 | 0 | 0 | 0 | 0 | 0 | 0 | 1 |  | 8 | 5 | 8 | 4
| 5204 | 217 | 8 | 5 | 20 | 0 | 0 | 1 | 0 | 0 | 0 | 0 | 0 | 0 | 0 | 0 | 1 |  | 8 | 5 | 8 | 4
| 5205 | 217 | 8 | 5 | 21 | 0 | 0 | 1 | 0 | 0 | 0 | 0 | 0 | 0 | 0 | 0 | 1 |  | 8 | 5 | 8 | 4
| 5206 | 217 | 8 | 5 | 22 | 0 | 0 | 1 | 0 | 0 | 0 | 0 | 0 | 0 | 0 | 0 | 1 |  | 8 | 5 | 8 | 4
| 5207 | 217 | 8 | 5 | 23 | 0 | 0 | 1 | 0 | 0 | 0 | 0 | 0 | 0 | 0 | 0 | 1 |  | 8 | 5 | 8 | 4
| 5208 | 217 | 8 | 5 | 24 | 0 | 0 | 1 | 0 | 0 | 0 | 0 | 0 | 0 | 0 | 0 | 1 |  | 8 | 5 | 8 | 4
| 5209 | 218 | 8 | 6 | 1 | 0 | 0 | 0 | 0 | 0 | 0 | 0 | 0 | 0 | 0 | 0 | 1 |  | 8 | 6 | 8 | 5
| 5210 | 218 | 8 | 6 | 2 | 0 | 0 | 0 | 0 | 0 | 0 | 0 | 0 | 0 | 0 | 0 | 1 |  | 8 | 6 | 8 | 5
| 5211 | 218 | 8 | 6 | 3 | 0 | 0 | 0 | 0 | 0 | 0 | 0 | 0 | 0 | 0 | 0 | 1 |  | 8 | 6 | 8 | 5
| 5212 | 218 | 8 | 6 | 4 | 0 | 0 | 0 | 0 | 0 | 0 | 0 | 0 | 0 | 0 | 0 | 1 |  | 8 | 6 | 8 | 5
| 5213 | 218 | 8 | 6 | 5 | 0 | 0 | 0 | 0 | 0 | 0 | 0 | 0 | 0 | 0 | 0 | 1 |  | 8 | 6 | 8 | 5
| 5214 | 218 | 8 | 6 | 6 | 0 | 0 | 0 | 0 | 0 | 0 | 0 | 0 | 0 | 0 | 0 | 1 |  | 8 | 6 | 8 | 5
| 5215 | 218 | 8 | 6 | 7 | 0 | 0 | 0 | 0 | 0 | 0 | 0 | 0 | 0 | 0 | 0 | 1 |  | 8 | 6 | 8 | 5
| 5216 | 218 | 8 | 6 | 8 | 0 | 0 | 0 | 0 | 0 | 0 | 0 | 0 | 0 | 0 | 0 | 1 |  | 8 | 6 | 8 | 5
| 5217 | 218 | 8 | 6 | 9 | 0 | 0 | 0 | 0 | 0 | 0 | 0 | 0 | 0 | 0 | 0 | 1 |  | 8 | 6 | 8 | 5
| 5218 | 218 | 8 | 6 | 10 | 0 | 0 | 0 | 0 | 0 | 0 | 0 | 0 | 0 | 0 | 0 | 1 |  | 8 | 6 | 8 | 5
| 5219 | 218 | 8 | 6 | 11 | 0 | 0 | 0 | 0 | 0 | 0 | 0 | 0 | 0 | 0 | 0 | 1 |  | 8 | 6 | 8 | 5
| 5220 | 218 | 8 | 6 | 12 | 0 | 0 | 0 | 0 | 0 | 0 | 0 | 0 | 0 | 0 | 0 | 1 |  | 8 | 6 | 8 | 5
| 5221 | 218 | 8 | 6 | 13 | 0 | 0 | 0 | 0 | 0 | 0 | 0 | 0 | 0 | 0 | 0 | 1 |  | 8 | 6 | 8 | 5
| 5222 | 218 | 8 | 6 | 14 | 0 | 0 | 0 | 0 | 0 | 0 | 0 | 0 | 0 | 0 | 0 | 1 |  | 8 | 6 | 8 | 5
| 5223 | 218 | 8 | 6 | 15 | 0 | 0 | 0 | 0 | 0 | 0 | 0 | 0 | 0 | 0 | 0 | 1 |  | 8 | 6 | 8 | 5
| 5224 | 218 | 8 | 6 | 16 | 0 | 0 | 0 | 0 | 0 | 0 | 0 | 0 | 0 | 0 | 0 | 1 |  | 8 | 6 | 8 | 5
| 5225 | 218 | 8 | 6 | 17 | 0 | 0 | 0 | 0 | 0 | 0 | 0 | 0 | 0 | 0 | 0 | 1 |  | 8 | 6 | 8 | 5
| 5226 | 218 | 8 | 6 | 18 | 0 | 0 | 0 | 0 | 0 | 0 | 0 | 0 | 0 | 0 | 0 | 1 |  | 8 | 6 | 8 | 5
| 5227 | 218 | 8 | 6 | 19 | 0 | 0 | 0 | 0 | 0 | 0 | 0 | 0 | 0 | 0 | 0 | 1 |  | 8 | 6 | 8 | 5
| 5228 | 218 | 8 | 6 | 20 | 0 | 0 | 0 | 0 | 0 | 0 | 0 | 0 | 0 | 0 | 0 | 1 |  | 8 | 6 | 8 | 5
| 5229 | 218 | 8 | 6 | 21 | 0 | 0 | 0 | 0 | 0 | 0 | 0 | 0 | 0 | 0 | 0 | 1 |  | 8 | 6 | 8 | 5
| 5230 | 218 | 8 | 6 | 22 | 0 | 0 | 0 | 0 | 0 | 0 | 0 | 0 | 0 | 0 | 0 | 1 |  | 8 | 6 | 8 | 5
| 5231 | 218 | 8 | 6 | 23 | 0 | 0 | 0 | 0 | 0 | 0 | 0 | 0 | 0 | 0 | 0 | 1 |  | 8 | 6 | 8 | 5
| 5232 | 218 | 8 | 6 | 24 | 0 | 0 | 0 | 0 | 0 | 0 | 0 | 0 | 0 | 0 | 0 | 1 |  | 8 | 6 | 8 | 5
| 5233 | 219 | 8 | 7 | 1 | 0 | 0 | 0 | 0 | 0 | 0 | 0 | 0 | 0 | 0 | 0 | 1 |  | 8 | 7 | 8 | 6
| 5234 | 219 | 8 | 7 | 2 | 0 | 0 | 0 | 0 | 0 | 0 | 0 | 0 | 0 | 0 | 0 | 1 |  | 8 | 7 | 8 | 6
| 5235 | 219 | 8 | 7 | 3 | 0 | 0 | 0 | 0 | 0 | 0 | 0 | 0 | 0 | 0 | 0 | 1 |  | 8 | 7 | 8 | 6
| 5236 | 219 | 8 | 7 | 4 | 0 | 0 | 0 | 0 | 0 | 0 | 0 | 0 | 0 | 0 | 0 | 1 |  | 8 | 7 | 8 | 6
| 5237 | 219 | 8 | 7 | 5 | 0 | 0 | 0 | 0 | 0 | 0 | 0 | 0 | 0 | 0 | 0 | 1 |  | 8 | 7 | 8 | 6
| 5238 | 219 | 8 | 7 | 6 | 0 | 0 | 0 | 0 | 0 | 0 | 0 | 0 | 0 | 0 | 0 | 1 |  | 8 | 7 | 8 | 6
| 5239 | 219 | 8 | 7 | 7 | 0 | 0 | 0 | 0 | 0 | 0 | 0 | 0 | 0 | 0 | 0 | 1 |  | 8 | 7 | 8 | 6
| 5240 | 219 | 8 | 7 | 8 | 0 | 0 | 0 | 0 | 0 | 0 | 0 | 0 | 0 | 0 | 0 | 1 |  | 8 | 7 | 8 | 6
| 5241 | 219 | 8 | 7 | 9 | 0 | 0 | 0 | 0 | 0 | 0 | 0 | 0 | 0 | 0 | 0 | 1 |  | 8 | 7 | 8 | 6
| 5242 | 219 | 8 | 7 | 10 | 0 | 0 | 0 | 0 | 0 | 0 | 0 | 0 | 0 | 0 | 0 | 1 |  | 8 | 7 | 8 | 6
| 5243 | 219 | 8 | 7 | 11 | 0 | 0 | 0 | 0 | 0 | 0 | 0 | 0 | 0 | 0 | 0 | 1 |  | 8 | 7 | 8 | 6
| 5244 | 219 | 8 | 7 | 12 | 0 | 0 | 0 | 0 | 0 | 0 | 0 | 0 | 0 | 0 | 0 | 1 |  | 8 | 7 | 8 | 6
| 5245 | 219 | 8 | 7 | 13 | 0 | 0 | 0 | 0 | 0 | 0 | 0 | 0 | 0 | 0 | 0 | 1 |  | 8 | 7 | 8 | 6
| 5246 | 219 | 8 | 7 | 14 | 0 | 0 | 0 | 0 | 0 | 0 | 0 | 0 | 0 | 0 | 0 | 1 |  | 8 | 7 | 8 | 6
| 5247 | 219 | 8 | 7 | 15 | 0 | 0 | 0 | 0 | 0 | 0 | 0 | 0 | 0 | 0 | 0 | 1 |  | 8 | 7 | 8 | 6
| 5248 | 219 | 8 | 7 | 16 | 0 | 0 | 0 | 0 | 0 | 0 | 0 | 0 | 0 | 0 | 0 | 1 |  | 8 | 7 | 8 | 6
| 5249 | 219 | 8 | 7 | 17 | 0 | 0 | 0 | 0 | 0 | 0 | 0 | 0 | 0 | 0 | 0 | 1 |  | 8 | 7 | 8 | 6
| 5250 | 219 | 8 | 7 | 18 | 0 | 0 | 0 | 0 | 0 | 0 | 0 | 0 | 0 | 0 | 0 | 1 |  | 8 | 7 | 8 | 6
| 5251 | 219 | 8 | 7 | 19 | 0 | 0 | 0 | 0 | 0 | 0 | 0 | 0 | 0 | 0 | 0 | 1 |  | 8 | 7 | 8 | 6
| 5252 | 219 | 8 | 7 | 20 | 0 | 0 | 0 | 0 | 0 | 0 | 0 | 0 | 0 | 0 | 0 | 1 |  | 8 | 7 | 8 | 6
| 5253 | 219 | 8 | 7 | 21 | 0 | 0 | 0 | 0 | 0 | 0 | 0 | 0 | 0 | 0 | 0 | 1 |  | 8 | 7 | 8 | 6
| 5254 | 219 | 8 | 7 | 22 | 0 | 0 | 0 | 0 | 0 | 0 | 0 | 0 | 0 | 0 | 0 | 1 |  | 8 | 7 | 8 | 6
| 5255 | 219 | 8 | 7 | 23 | 0 | 0 | 0 | 0 | 0 | 0 | 0 | 0 | 0 | 0 | 0 | 1 |  | 8 | 7 | 8 | 6
| 5256 | 219 | 8 | 7 | 24 | 0 | 0 | 0 | 0 | 0 | 0 | 0 | 0 | 0 | 0 | 0 | 1 |  | 8 | 7 | 8 | 6
| 5257 | 220 | 8 | 8 | 1 | 0 | 0 | 1 | 0 | 0 | 0 | 0 | 0 | 0 | 0 | 0 | 1 |  | 8 | 8 | 8 | 7
| 5258 | 220 | 8 | 8 | 2 | 0 | 0 | 1 | 0 | 0 | 0 | 0 | 0 | 0 | 0 | 0 | 1 |  | 8 | 8 | 8 | 7
| 5259 | 220 | 8 | 8 | 3 | 0 | 0 | 1 | 0 | 0 | 0 | 0 | 0 | 0 | 0 | 0 | 1 |  | 8 | 8 | 8 | 7
| 5260 | 220 | 8 | 8 | 4 | 0 | 0 | 1 | 0 | 0 | 0 | 0 | 0 | 0 | 0 | 0 | 1 |  | 8 | 8 | 8 | 7
| 5261 | 220 | 8 | 8 | 5 | 0 | 0 | 1 | 0 | 0 | 0 | 0 | 0 | 0 | 0 | 0 | 1 |  | 8 | 8 | 8 | 7
| 5262 | 220 | 8 | 8 | 6 | 0 | 0 | 1 | 0 | 0 | 0 | 0 | 0 | 0 | 0 | 0 | 1 |  | 8 | 8 | 8 | 7
| 5263 | 220 | 8 | 8 | 7 | 0 | 0 | 1 | 0 | 0 | 0 | 0 | 0 | 0 | 0 | 0 | 1 |  | 8 | 8 | 8 | 7
| 5264 | 220 | 8 | 8 | 8 | 0 | 0 | 1 | 0 | 0 | 0 | 0 | 0 | 0 | 0 | 0 | 1 |  | 8 | 8 | 8 | 7
| 5265 | 220 | 8 | 8 | 9 | 0 | 0 | 1 | 0 | 0 | 0 | 0 | 0 | 0 | 0 | 0 | 1 |  | 8 | 8 | 8 | 7
| 5266 | 220 | 8 | 8 | 10 | 0 | 0 | 1 | 0 | 0 | 0 | 0 | 0 | 0 | 0 | 0 | 1 |  | 8 | 8 | 8 | 7
| 5267 | 220 | 8 | 8 | 11 | 0 | 0 | 1 | 0 | 0 | 0 | 0 | 0 | 0 | 0 | 0 | 1 |  | 8 | 8 | 8 | 7
| 5268 | 220 | 8 | 8 | 12 | 0 | 0 | 1 | 0 | 0 | 0 | 0 | 0 | 0 | 0 | 0 | 1 |  | 8 | 8 | 8 | 7
| 5269 | 220 | 8 | 8 | 13 | 0 | 0 | 1 | 0 | 0 | 0 | 0 | 0 | 0 | 0 | 0 | 1 |  | 8 | 8 | 8 | 7
| 5270 | 220 | 8 | 8 | 14 | 0 | 0 | 1 | 0 | 0 | 0 | 0 | 0 | 0 | 0 | 0 | 1 |  | 8 | 8 | 8 | 7
| 5271 | 220 | 8 | 8 | 15 | 0 | 0 | 1 | 0 | 0 | 0 | 0 | 0 | 0 | 0 | 0 | 1 |  | 8 | 8 | 8 | 7
| 5272 | 220 | 8 | 8 | 16 | 0 | 0 | 1 | 0 | 0 | 0 | 0 | 0 | 0 | 0 | 0 | 1 |  | 8 | 8 | 8 | 7
| 5273 | 220 | 8 | 8 | 17 | 0 | 0 | 1 | 0 | 0 | 0 | 0 | 0 | 0 | 0 | 0 | 1 |  | 8 | 8 | 8 | 7
| 5274 | 220 | 8 | 8 | 18 | 0 | 0 | 1 | 0 | 0 | 0 | 0 | 0 | 0 | 0 | 0 | 1 |  | 8 | 8 | 8 | 7
| 5275 | 220 | 8 | 8 | 19 | 0 | 0 | 1 | 0 | 0 | 0 | 0 | 0 | 0 | 0 | 0 | 1 |  | 8 | 8 | 8 | 7
| 5276 | 220 | 8 | 8 | 20 | 0 | 0 | 1 | 0 | 0 | 0 | 0 | 0 | 0 | 0 | 0 | 1 |  | 8 | 8 | 8 | 7
| 5277 | 220 | 8 | 8 | 21 | 0 | 0 | 1 | 0 | 0 | 0 | 0 | 0 | 0 | 0 | 0 | 1 |  | 8 | 8 | 8 | 7
| 5278 | 220 | 8 | 8 | 22 | 0 | 0 | 1 | 0 | 0 | 0 | 0 | 0 | 0 | 0 | 0 | 1 |  | 8 | 8 | 8 | 7
| 5279 | 220 | 8 | 8 | 23 | 0 | 0 | 1 | 0 | 0 | 0 | 0 | 0 | 0 | 0 | 0 | 1 |  | 8 | 8 | 8 | 7
| 5280 | 220 | 8 | 8 | 24 | 0 | 0 | 1 | 0 | 0 | 0 | 0 | 0 | 0 | 0 | 0 | 1 |  | 8 | 8 | 8 | 7
| 5281 | 221 | 8 | 9 | 1 | 0 | 0 | 1 | 0 | 0 | 0 | 0 | 0 | 0 | 0 | 0 | 1 |  | 8 | 9 | 8 | 8
| 5282 | 221 | 8 | 9 | 2 | 0 | 0 | 1 | 0 | 0 | 0 | 0 | 0 | 0 | 0 | 0 | 1 |  | 8 | 9 | 8 | 8
| 5283 | 221 | 8 | 9 | 3 | 0 | 0 | 1 | 0 | 0 | 0 | 0 | 0 | 0 | 0 | 0 | 1 |  | 8 | 9 | 8 | 8
| 5284 | 221 | 8 | 9 | 4 | 0 | 0 | 1 | 0 | 0 | 0 | 0 | 0 | 0 | 0 | 0 | 1 |  | 8 | 9 | 8 | 8
| 5285 | 221 | 8 | 9 | 5 | 0 | 0 | 1 | 0 | 0 | 0 | 0 | 0 | 0 | 0 | 0 | 1 |  | 8 | 9 | 8 | 8
| 5286 | 221 | 8 | 9 | 6 | 0 | 0 | 1 | 0 | 0 | 0 | 0 | 0 | 0 | 0 | 0 | 1 |  | 8 | 9 | 8 | 8
| 5287 | 221 | 8 | 9 | 7 | 0 | 0 | 1 | 0 | 0 | 0 | 0 | 0 | 0 | 0 | 0 | 1 |  | 8 | 9 | 8 | 8
| 5288 | 221 | 8 | 9 | 8 | 0 | 0 | 1 | 0 | 0 | 0 | 0 | 0 | 0 | 0 | 0 | 1 |  | 8 | 9 | 8 | 8
| 5289 | 221 | 8 | 9 | 9 | 0 | 0 | 1 | 0 | 0 | 0 | 0 | 0 | 0 | 0 | 0 | 1 |  | 8 | 9 | 8 | 8
| 5290 | 221 | 8 | 9 | 10 | 0 | 0 | 1 | 0 | 0 | 0 | 0 | 0 | 0 | 0 | 0 | 1 |  | 8 | 9 | 8 | 8
| 5291 | 221 | 8 | 9 | 11 | 0 | 0 | 1 | 0 | 0 | 0 | 0 | 0 | 0 | 0 | 0 | 1 |  | 8 | 9 | 8 | 8
| 5292 | 221 | 8 | 9 | 12 | 0 | 0 | 1 | 0 | 0 | 0 | 0 | 0 | 0 | 0 | 0 | 1 |  | 8 | 9 | 8 | 8
| 5293 | 221 | 8 | 9 | 13 | 0 | 0 | 1 | 0 | 0 | 0 | 0 | 0 | 0 | 0 | 0 | 1 |  | 8 | 9 | 8 | 8
| 5294 | 221 | 8 | 9 | 14 | 0 | 0 | 1 | 0 | 0 | 0 | 0 | 0 | 0 | 0 | 0 | 1 |  | 8 | 9 | 8 | 8
| 5295 | 221 | 8 | 9 | 15 | 0 | 0 | 1 | 0 | 0 | 0 | 0 | 0 | 0 | 0 | 0 | 1 |  | 8 | 9 | 8 | 8
| 5296 | 221 | 8 | 9 | 16 | 0 | 0 | 1 | 0 | 0 | 0 | 0 | 0 | 0 | 0 | 0 | 1 |  | 8 | 9 | 8 | 8
| 5297 | 221 | 8 | 9 | 17 | 0 | 0 | 1 | 0 | 0 | 0 | 0 | 0 | 0 | 0 | 0 | 1 |  | 8 | 9 | 8 | 8
| 5298 | 221 | 8 | 9 | 18 | 0 | 0 | 1 | 0 | 0 | 0 | 0 | 0 | 0 | 0 | 0 | 1 |  | 8 | 9 | 8 | 8
| 5299 | 221 | 8 | 9 | 19 | 0 | 0 | 1 | 0 | 0 | 0 | 0 | 0 | 0 | 0 | 0 | 1 |  | 8 | 9 | 8 | 8
| 5300 | 221 | 8 | 9 | 20 | 0 | 0 | 1 | 0 | 0 | 0 | 0 | 0 | 0 | 0 | 0 | 1 |  | 8 | 9 | 8 | 8
| 5301 | 221 | 8 | 9 | 21 | 0 | 0 | 1 | 0 | 0 | 0 | 0 | 0 | 0 | 0 | 0 | 1 |  | 8 | 9 | 8 | 8
| 5302 | 221 | 8 | 9 | 22 | 0 | 0 | 1 | 0 | 0 | 0 | 0 | 0 | 0 | 0 | 0 | 1 |  | 8 | 9 | 8 | 8
| 5303 | 221 | 8 | 9 | 23 | 0 | 0 | 1 | 0 | 0 | 0 | 0 | 0 | 0 | 0 | 0 | 1 |  | 8 | 9 | 8 | 8
| 5304 | 221 | 8 | 9 | 24 | 0 | 0 | 1 | 0 | 0 | 0 | 0 | 0 | 0 | 0 | 0 | 1 |  | 8 | 9 | 8 | 8
| 5305 | 222 | 8 | 10 | 1 | 0 | 0 | 1 | 0 | 0 | 0 | 0 | 0 | 0 | 0 | 0 | 1 |  | 8 | 10 | 8 | 9
| 5306 | 222 | 8 | 10 | 2 | 0 | 0 | 1 | 0 | 0 | 0 | 0 | 0 | 0 | 0 | 0 | 1 |  | 8 | 10 | 8 | 9
| 5307 | 222 | 8 | 10 | 3 | 0 | 0 | 1 | 0 | 0 | 0 | 0 | 0 | 0 | 0 | 0 | 1 |  | 8 | 10 | 8 | 9
| 5308 | 222 | 8 | 10 | 4 | 0 | 0 | 1 | 0 | 0 | 0 | 0 | 0 | 0 | 0 | 0 | 1 |  | 8 | 10 | 8 | 9
| 5309 | 222 | 8 | 10 | 5 | 0 | 0 | 1 | 0 | 0 | 0 | 0 | 0 | 0 | 0 | 0 | 1 |  | 8 | 10 | 8 | 9
| 5310 | 222 | 8 | 10 | 6 | 0 | 0 | 1 | 0 | 0 | 0 | 0 | 0 | 0 | 0 | 0 | 1 |  | 8 | 10 | 8 | 9
| 5311 | 222 | 8 | 10 | 7 | 0 | 0 | 1 | 0 | 0 | 0 | 0 | 0 | 0 | 0 | 0 | 1 |  | 8 | 10 | 8 | 9
| 5312 | 222 | 8 | 10 | 8 | 0 | 0 | 1 | 0 | 0 | 0 | 0 | 0 | 0 | 0 | 0 | 1 |  | 8 | 10 | 8 | 9
| 5313 | 222 | 8 | 10 | 9 | 0 | 0 | 1 | 0 | 0 | 0 | 0 | 0 | 0 | 0 | 0 | 1 |  | 8 | 10 | 8 | 9
| 5314 | 222 | 8 | 10 | 10 | 0 | 0 | 1 | 0 | 0 | 0 | 0 | 0 | 0 | 0 | 0 | 1 |  | 8 | 10 | 8 | 9
| 5315 | 222 | 8 | 10 | 11 | 0 | 0 | 1 | 0 | 0 | 0 | 0 | 0 | 0 | 0 | 0 | 1 |  | 8 | 10 | 8 | 9
| 5316 | 222 | 8 | 10 | 12 | 0 | 0 | 1 | 0 | 0 | 0 | 0 | 0 | 0 | 0 | 0 | 1 |  | 8 | 10 | 8 | 9
| 5317 | 222 | 8 | 10 | 13 | 0 | 0 | 1 | 0 | 0 | 0 | 0 | 0 | 0 | 0 | 0 | 1 |  | 8 | 10 | 8 | 9
| 5318 | 222 | 8 | 10 | 14 | 0 | 0 | 1 | 0 | 0 | 0 | 0 | 0 | 0 | 0 | 0 | 1 |  | 8 | 10 | 8 | 9
| 5319 | 222 | 8 | 10 | 15 | 0 | 0 | 1 | 0 | 0 | 0 | 0 | 0 | 0 | 0 | 0 | 1 |  | 8 | 10 | 8 | 9
| 5320 | 222 | 8 | 10 | 16 | 0 | 0 | 1 | 0 | 0 | 0 | 0 | 0 | 0 | 0 | 0 | 1 |  | 8 | 10 | 8 | 9
| 5321 | 222 | 8 | 10 | 17 | 0 | 0 | 1 | 0 | 0 | 0 | 0 | 0 | 0 | 0 | 0 | 1 |  | 8 | 10 | 8 | 9
| 5322 | 222 | 8 | 10 | 18 | 0 | 0 | 1 | 0 | 0 | 0 | 0 | 0 | 0 | 0 | 0 | 1 |  | 8 | 10 | 8 | 9
| 5323 | 222 | 8 | 10 | 19 | 0 | 0 | 1 | 0 | 0 | 0 | 0 | 0 | 0 | 0 | 0 | 1 |  | 8 | 10 | 8 | 9
| 5324 | 222 | 8 | 10 | 20 | 0 | 0 | 1 | 0 | 0 | 0 | 0 | 0 | 0 | 0 | 0 | 1 |  | 8 | 10 | 8 | 9
| 5325 | 222 | 8 | 10 | 21 | 0 | 0 | 1 | 0 | 0 | 0 | 0 | 0 | 0 | 0 | 0 | 1 |  | 8 | 10 | 8 | 9
| 5326 | 222 | 8 | 10 | 22 | 0 | 0 | 1 | 0 | 0 | 0 | 0 | 0 | 0 | 0 | 0 | 1 |  | 8 | 10 | 8 | 9
| 5327 | 222 | 8 | 10 | 23 | 0 | 0 | 1 | 0 | 0 | 0 | 0 | 0 | 0 | 0 | 0 | 1 |  | 8 | 10 | 8 | 9
| 5328 | 222 | 8 | 10 | 24 | 0 | 0 | 1 | 0 | 0 | 0 | 0 | 0 | 0 | 0 | 0 | 1 |  | 8 | 10 | 8 | 9
| 5329 | 223 | 8 | 11 | 1 | 0 | 0 | 1 | 0 | 0 | 0 | 0 | 0 | 0 | 0 | 0 | 1 |  | 8 | 11 | 8 | 10
| 5330 | 223 | 8 | 11 | 2 | 0 | 0 | 1 | 0 | 0 | 0 | 0 | 0 | 0 | 0 | 0 | 1 |  | 8 | 11 | 8 | 10
| 5331 | 223 | 8 | 11 | 3 | 0 | 0 | 1 | 0 | 0 | 0 | 0 | 0 | 0 | 0 | 0 | 1 |  | 8 | 11 | 8 | 10
| 5332 | 223 | 8 | 11 | 4 | 0 | 0 | 1 | 0 | 0 | 0 | 0 | 0 | 0 | 0 | 0 | 1 |  | 8 | 11 | 8 | 10
| 5333 | 223 | 8 | 11 | 5 | 0 | 0 | 1 | 0 | 0 | 0 | 0 | 0 | 0 | 0 | 0 | 1 |  | 8 | 11 | 8 | 10
| 5334 | 223 | 8 | 11 | 6 | 0 | 0 | 1 | 0 | 0 | 0 | 0 | 0 | 0 | 0 | 0 | 1 |  | 8 | 11 | 8 | 10
| 5335 | 223 | 8 | 11 | 7 | 0 | 0 | 1 | 0 | 0 | 0 | 0 | 0 | 0 | 0 | 0 | 1 |  | 8 | 11 | 8 | 10
| 5336 | 223 | 8 | 11 | 8 | 0 | 0 | 1 | 0 | 0 | 0 | 0 | 0 | 0 | 0 | 0 | 1 |  | 8 | 11 | 8 | 10
| 5337 | 223 | 8 | 11 | 9 | 0 | 0 | 1 | 0 | 0 | 0 | 0 | 0 | 0 | 0 | 0 | 1 |  | 8 | 11 | 8 | 10
| 5338 | 223 | 8 | 11 | 10 | 0 | 0 | 1 | 0 | 0 | 0 | 0 | 0 | 0 | 0 | 0 | 1 |  | 8 | 11 | 8 | 10
| 5339 | 223 | 8 | 11 | 11 | 0 | 0 | 1 | 0 | 0 | 0 | 0 | 0 | 0 | 0 | 0 | 1 |  | 8 | 11 | 8 | 10
| 5340 | 223 | 8 | 11 | 12 | 0 | 0 | 1 | 0 | 0 | 0 | 0 | 0 | 0 | 0 | 0 | 1 |  | 8 | 11 | 8 | 10
| 5341 | 223 | 8 | 11 | 13 | 0 | 0 | 1 | 0 | 0 | 0 | 0 | 0 | 0 | 0 | 0 | 1 |  | 8 | 11 | 8 | 10
| 5342 | 223 | 8 | 11 | 14 | 0 | 0 | 1 | 0 | 0 | 0 | 0 | 0 | 0 | 0 | 0 | 1 |  | 8 | 11 | 8 | 10
| 5343 | 223 | 8 | 11 | 15 | 0 | 0 | 1 | 0 | 0 | 0 | 0 | 0 | 0 | 0 | 0 | 1 |  | 8 | 11 | 8 | 10
| 5344 | 223 | 8 | 11 | 16 | 0 | 0 | 1 | 0 | 0 | 0 | 0 | 0 | 0 | 0 | 0 | 1 |  | 8 | 11 | 8 | 10
| 5345 | 223 | 8 | 11 | 17 | 0 | 0 | 1 | 0 | 0 | 0 | 0 | 0 | 0 | 0 | 0 | 1 |  | 8 | 11 | 8 | 10
| 5346 | 223 | 8 | 11 | 18 | 0 | 0 | 1 | 0 | 0 | 0 | 0 | 0 | 0 | 0 | 0 | 1 |  | 8 | 11 | 8 | 10
| 5347 | 223 | 8 | 11 | 19 | 0 | 0 | 1 | 0 | 0 | 0 | 0 | 0 | 0 | 0 | 0 | 1 |  | 8 | 11 | 8 | 10
| 5348 | 223 | 8 | 11 | 20 | 0 | 0 | 1 | 0 | 0 | 0 | 0 | 0 | 0 | 0 | 0 | 1 |  | 8 | 11 | 8 | 10
| 5349 | 223 | 8 | 11 | 21 | 0 | 0 | 1 | 0 | 0 | 0 | 0 | 0 | 0 | 0 | 0 | 1 |  | 8 | 11 | 8 | 10
| 5350 | 223 | 8 | 11 | 22 | 0 | 0 | 1 | 0 | 0 | 0 | 0 | 0 | 0 | 0 | 0 | 1 |  | 8 | 11 | 8 | 10
| 5351 | 223 | 8 | 11 | 23 | 0 | 0 | 1 | 0 | 0 | 0 | 0 | 0 | 0 | 0 | 0 | 1 |  | 8 | 11 | 8 | 10
| 5352 | 223 | 8 | 11 | 24 | 0 | 0 | 1 | 0 | 0 | 0 | 0 | 0 | 0 | 0 | 0 | 1 |  | 8 | 11 | 8 | 10
| 5353 | 224 | 8 | 12 | 1 | 0 | 0 | 1 | 0 | 0 | 0 | 0 | 0 | 0 | 0 | 0 | 1 |  | 8 | 12 | 8 | 11
| 5354 | 224 | 8 | 12 | 2 | 0 | 0 | 1 | 0 | 0 | 0 | 0 | 0 | 0 | 0 | 0 | 1 |  | 8 | 12 | 8 | 11
| 5355 | 224 | 8 | 12 | 3 | 0 | 0 | 1 | 0 | 0 | 0 | 0 | 0 | 0 | 0 | 0 | 1 |  | 8 | 12 | 8 | 11
| 5356 | 224 | 8 | 12 | 4 | 0 | 0 | 1 | 0 | 0 | 0 | 0 | 0 | 0 | 0 | 0 | 1 |  | 8 | 12 | 8 | 11
| 5357 | 224 | 8 | 12 | 5 | 0 | 0 | 1 | 0 | 0 | 0 | 0 | 0 | 0 | 0 | 0 | 1 |  | 8 | 12 | 8 | 11
| 5358 | 224 | 8 | 12 | 6 | 0 | 0 | 1 | 0 | 0 | 0 | 0 | 0 | 0 | 0 | 0 | 1 |  | 8 | 12 | 8 | 11
| 5359 | 224 | 8 | 12 | 7 | 0 | 0 | 1 | 0 | 0 | 0 | 0 | 0 | 0 | 0 | 0 | 1 |  | 8 | 12 | 8 | 11
| 5360 | 224 | 8 | 12 | 8 | 0 | 0 | 1 | 0 | 0 | 0 | 0 | 0 | 0 | 0 | 0 | 1 |  | 8 | 12 | 8 | 11
| 5361 | 224 | 8 | 12 | 9 | 0 | 0 | 1 | 0 | 0 | 0 | 0 | 0 | 0 | 0 | 0 | 1 |  | 8 | 12 | 8 | 11
| 5362 | 224 | 8 | 12 | 10 | 0 | 0 | 1 | 0 | 0 | 0 | 0 | 0 | 0 | 0 | 0 | 1 |  | 8 | 12 | 8 | 11
| 5363 | 224 | 8 | 12 | 11 | 0 | 0 | 1 | 0 | 0 | 0 | 0 | 0 | 0 | 0 | 0 | 1 |  | 8 | 12 | 8 | 11
| 5364 | 224 | 8 | 12 | 12 | 0 | 0 | 1 | 0 | 0 | 0 | 0 | 0 | 0 | 0 | 0 | 1 |  | 8 | 12 | 8 | 11
| 5365 | 224 | 8 | 12 | 13 | 0 | 0 | 1 | 0 | 0 | 0 | 0 | 0 | 0 | 0 | 0 | 1 |  | 8 | 12 | 8 | 11
| 5366 | 224 | 8 | 12 | 14 | 0 | 0 | 1 | 0 | 0 | 0 | 0 | 0 | 0 | 0 | 0 | 1 |  | 8 | 12 | 8 | 11
| 5367 | 224 | 8 | 12 | 15 | 0 | 0 | 1 | 0 | 0 | 0 | 0 | 0 | 0 | 0 | 0 | 1 |  | 8 | 12 | 8 | 11
| 5368 | 224 | 8 | 12 | 16 | 0 | 0 | 1 | 0 | 0 | 0 | 0 | 0 | 0 | 0 | 0 | 1 |  | 8 | 12 | 8 | 11
| 5369 | 224 | 8 | 12 | 17 | 0 | 0 | 1 | 0 | 0 | 0 | 0 | 0 | 0 | 0 | 0 | 1 |  | 8 | 12 | 8 | 11
| 5370 | 224 | 8 | 12 | 18 | 0 | 0 | 1 | 0 | 0 | 0 | 0 | 0 | 0 | 0 | 0 | 1 |  | 8 | 12 | 8 | 11
| 5371 | 224 | 8 | 12 | 19 | 0 | 0 | 1 | 0 | 0 | 0 | 0 | 0 | 0 | 0 | 0 | 1 |  | 8 | 12 | 8 | 11
| 5372 | 224 | 8 | 12 | 20 | 0 | 0 | 1 | 0 | 0 | 0 | 0 | 0 | 0 | 0 | 0 | 1 |  | 8 | 12 | 8 | 11
| 5373 | 224 | 8 | 12 | 21 | 0 | 0 | 1 | 0 | 0 | 0 | 0 | 0 | 0 | 0 | 0 | 1 |  | 8 | 12 | 8 | 11
| 5374 | 224 | 8 | 12 | 22 | 0 | 0 | 1 | 0 | 0 | 0 | 0 | 0 | 0 | 0 | 0 | 1 |  | 8 | 12 | 8 | 11
| 5375 | 224 | 8 | 12 | 23 | 0 | 0 | 1 | 0 | 0 | 0 | 0 | 0 | 0 | 0 | 0 | 1 |  | 8 | 12 | 8 | 11
| 5376 | 224 | 8 | 12 | 24 | 0 | 0 | 1 | 0 | 0 | 0 | 0 | 0 | 0 | 0 | 0 | 1 |  | 8 | 12 | 8 | 11
| 5377 | 225 | 8 | 13 | 1 | 0 | 0 | 0 | 0 | 0 | 0 | 0 | 0 | 0 | 0 | 0 | 1 |  | 8 | 13 | 8 | 12
| 5378 | 225 | 8 | 13 | 2 | 0 | 0 | 0 | 0 | 0 | 0 | 0 | 0 | 0 | 0 | 0 | 1 |  | 8 | 13 | 8 | 12
| 5379 | 225 | 8 | 13 | 3 | 0 | 0 | 0 | 0 | 0 | 0 | 0 | 0 | 0 | 0 | 0 | 1 |  | 8 | 13 | 8 | 12
| 5380 | 225 | 8 | 13 | 4 | 0 | 0 | 0 | 0 | 0 | 0 | 0 | 0 | 0 | 0 | 0 | 1 |  | 8 | 13 | 8 | 12
| 5381 | 225 | 8 | 13 | 5 | 0 | 0 | 0 | 0 | 0 | 0 | 0 | 0 | 0 | 0 | 0 | 1 |  | 8 | 13 | 8 | 12
| 5382 | 225 | 8 | 13 | 6 | 0 | 0 | 0 | 0 | 0 | 0 | 0 | 0 | 0 | 0 | 0 | 1 |  | 8 | 13 | 8 | 12
| 5383 | 225 | 8 | 13 | 7 | 0 | 0 | 0 | 0 | 0 | 0 | 0 | 0 | 0 | 0 | 0 | 1 |  | 8 | 13 | 8 | 12
| 5384 | 225 | 8 | 13 | 8 | 0 | 0 | 0 | 0 | 0 | 0 | 0 | 0 | 0 | 0 | 0 | 1 |  | 8 | 13 | 8 | 12
| 5385 | 225 | 8 | 13 | 9 | 0 | 0 | 0 | 0 | 0 | 0 | 0 | 0 | 0 | 0 | 0 | 1 |  | 8 | 13 | 8 | 12
| 5386 | 225 | 8 | 13 | 10 | 0 | 0 | 0 | 0 | 0 | 0 | 0 | 0 | 0 | 0 | 0 | 1 |  | 8 | 13 | 8 | 12
| 5387 | 225 | 8 | 13 | 11 | 0 | 0 | 0 | 0 | 0 | 0 | 0 | 0 | 0 | 0 | 0 | 1 |  | 8 | 13 | 8 | 12
| 5388 | 225 | 8 | 13 | 12 | 0 | 0 | 0 | 0 | 0 | 0 | 0 | 0 | 0 | 0 | 0 | 1 |  | 8 | 13 | 8 | 12
| 5389 | 225 | 8 | 13 | 13 | 0 | 0 | 0 | 0 | 0 | 0 | 0 | 0 | 0 | 0 | 0 | 1 |  | 8 | 13 | 8 | 12
| 5390 | 225 | 8 | 13 | 14 | 0 | 0 | 0 | 0 | 0 | 0 | 0 | 0 | 0 | 0 | 0 | 1 |  | 8 | 13 | 8 | 12
| 5391 | 225 | 8 | 13 | 15 | 0 | 0 | 0 | 0 | 0 | 0 | 0 | 0 | 0 | 0 | 0 | 1 |  | 8 | 13 | 8 | 12
| 5392 | 225 | 8 | 13 | 16 | 0 | 0 | 0 | 0 | 0 | 0 | 0 | 0 | 0 | 0 | 0 | 1 |  | 8 | 13 | 8 | 12
| 5393 | 225 | 8 | 13 | 17 | 0 | 0 | 0 | 0 | 0 | 0 | 0 | 0 | 0 | 0 | 0 | 1 |  | 8 | 13 | 8 | 12
| 5394 | 225 | 8 | 13 | 18 | 0 | 0 | 0 | 0 | 0 | 0 | 0 | 0 | 0 | 0 | 0 | 1 |  | 8 | 13 | 8 | 12
| 5395 | 225 | 8 | 13 | 19 | 0 | 0 | 0 | 0 | 0 | 0 | 0 | 0 | 0 | 0 | 0 | 1 |  | 8 | 13 | 8 | 12
| 5396 | 225 | 8 | 13 | 20 | 0 | 0 | 0 | 0 | 0 | 0 | 0 | 0 | 0 | 0 | 0 | 1 |  | 8 | 13 | 8 | 12
| 5397 | 225 | 8 | 13 | 21 | 0 | 0 | 0 | 0 | 0 | 0 | 0 | 0 | 0 | 0 | 0 | 1 |  | 8 | 13 | 8 | 12
| 5398 | 225 | 8 | 13 | 22 | 0 | 0 | 0 | 0 | 0 | 0 | 0 | 0 | 0 | 0 | 0 | 1 |  | 8 | 13 | 8 | 12
| 5399 | 225 | 8 | 13 | 23 | 0 | 0 | 0 | 0 | 0 | 0 | 0 | 0 | 0 | 0 | 0 | 1 |  | 8 | 13 | 8 | 12
| 5400 | 225 | 8 | 13 | 24 | 0 | 0 | 0 | 0 | 0 | 0 | 0 | 0 | 0 | 0 | 0 | 1 |  | 8 | 13 | 8 | 12
| 5401 | 226 | 8 | 14 | 1 | 0 | 0 | 0 | 0 | 0 | 0 | 0 | 0 | 0 | 0 | 0 | 1 |  | 8 | 14 | 8 | 13
| 5402 | 226 | 8 | 14 | 2 | 0 | 0 | 0 | 0 | 0 | 0 | 0 | 0 | 0 | 0 | 0 | 1 |  | 8 | 14 | 8 | 13
| 5403 | 226 | 8 | 14 | 3 | 0 | 0 | 0 | 0 | 0 | 0 | 0 | 0 | 0 | 0 | 0 | 1 |  | 8 | 14 | 8 | 13
| 5404 | 226 | 8 | 14 | 4 | 0 | 0 | 0 | 0 | 0 | 0 | 0 | 0 | 0 | 0 | 0 | 1 |  | 8 | 14 | 8 | 13
| 5405 | 226 | 8 | 14 | 5 | 0 | 0 | 0 | 0 | 0 | 0 | 0 | 0 | 0 | 0 | 0 | 1 |  | 8 | 14 | 8 | 13
| 5406 | 226 | 8 | 14 | 6 | 0 | 0 | 0 | 0 | 0 | 0 | 0 | 0 | 0 | 0 | 0 | 1 |  | 8 | 14 | 8 | 13
| 5407 | 226 | 8 | 14 | 7 | 0 | 0 | 0 | 0 | 0 | 0 | 0 | 0 | 0 | 0 | 0 | 1 |  | 8 | 14 | 8 | 13
| 5408 | 226 | 8 | 14 | 8 | 0 | 0 | 0 | 0 | 0 | 0 | 0 | 0 | 0 | 0 | 0 | 1 |  | 8 | 14 | 8 | 13
| 5409 | 226 | 8 | 14 | 9 | 0 | 0 | 0 | 0 | 0 | 0 | 0 | 0 | 0 | 0 | 0 | 1 |  | 8 | 14 | 8 | 13
| 5410 | 226 | 8 | 14 | 10 | 0 | 0 | 0 | 0 | 0 | 0 | 0 | 0 | 0 | 0 | 0 | 1 |  | 8 | 14 | 8 | 13
| 5411 | 226 | 8 | 14 | 11 | 0 | 0 | 0 | 0 | 0 | 0 | 0 | 0 | 0 | 0 | 0 | 1 |  | 8 | 14 | 8 | 13
| 5412 | 226 | 8 | 14 | 12 | 0 | 0 | 0 | 0 | 0 | 0 | 0 | 0 | 0 | 0 | 0 | 1 |  | 8 | 14 | 8 | 13
| 5413 | 226 | 8 | 14 | 13 | 0 | 0 | 0 | 0 | 0 | 0 | 0 | 0 | 0 | 0 | 0 | 1 |  | 8 | 14 | 8 | 13
| 5414 | 226 | 8 | 14 | 14 | 0 | 0 | 0 | 0 | 0 | 0 | 0 | 0 | 0 | 0 | 0 | 1 |  | 8 | 14 | 8 | 13
| 5415 | 226 | 8 | 14 | 15 | 0 | 0 | 0 | 0 | 0 | 0 | 0 | 0 | 0 | 0 | 0 | 1 |  | 8 | 14 | 8 | 13
| 5416 | 226 | 8 | 14 | 16 | 0 | 0 | 0 | 0 | 0 | 0 | 0 | 0 | 0 | 0 | 0 | 1 |  | 8 | 14 | 8 | 13
| 5417 | 226 | 8 | 14 | 17 | 0 | 0 | 0 | 0 | 0 | 0 | 0 | 0 | 0 | 0 | 0 | 1 |  | 8 | 14 | 8 | 13
| 5418 | 226 | 8 | 14 | 18 | 0 | 0 | 0 | 0 | 0 | 0 | 0 | 0 | 0 | 0 | 0 | 1 |  | 8 | 14 | 8 | 13
| 5419 | 226 | 8 | 14 | 19 | 0 | 0 | 0 | 0 | 0 | 0 | 0 | 0 | 0 | 0 | 0 | 1 |  | 8 | 14 | 8 | 13
| 5420 | 226 | 8 | 14 | 20 | 0 | 0 | 0 | 0 | 0 | 0 | 0 | 0 | 0 | 0 | 0 | 1 |  | 8 | 14 | 8 | 13
| 5421 | 226 | 8 | 14 | 21 | 0 | 0 | 0 | 0 | 0 | 0 | 0 | 0 | 0 | 0 | 0 | 1 |  | 8 | 14 | 8 | 13
| 5422 | 226 | 8 | 14 | 22 | 0 | 0 | 0 | 0 | 0 | 0 | 0 | 0 | 0 | 0 | 0 | 1 |  | 8 | 14 | 8 | 13
| 5423 | 226 | 8 | 14 | 23 | 0 | 0 | 0 | 0 | 0 | 0 | 0 | 0 | 0 | 0 | 0 | 1 |  | 8 | 14 | 8 | 13
| 5424 | 226 | 8 | 14 | 24 | 0 | 0 | 0 | 0 | 0 | 0 | 0 | 0 | 0 | 0 | 0 | 1 |  | 8 | 14 | 8 | 13
| 5425 | 227 | 8 | 15 | 1 | 0 | 0 | 1 | 0 | 0 | 0 | 0 | 0 | 0 | 0 | 0 | 1 |  | 8 | 15 | 8 | 14
| 5426 | 227 | 8 | 15 | 2 | 0 | 0 | 1 | 0 | 0 | 0 | 0 | 0 | 0 | 0 | 0 | 1 |  | 8 | 15 | 8 | 14
| 5427 | 227 | 8 | 15 | 3 | 0 | 0 | 1 | 0 | 0 | 0 | 0 | 0 | 0 | 0 | 0 | 1 |  | 8 | 15 | 8 | 14
| 5428 | 227 | 8 | 15 | 4 | 0 | 0 | 1 | 0 | 0 | 0 | 0 | 0 | 0 | 0 | 0 | 1 |  | 8 | 15 | 8 | 14
| 5429 | 227 | 8 | 15 | 5 | 0 | 0 | 1 | 0 | 0 | 0 | 0 | 0 | 0 | 0 | 0 | 1 |  | 8 | 15 | 8 | 14
| 5430 | 227 | 8 | 15 | 6 | 0 | 0 | 1 | 0 | 0 | 0 | 0 | 0 | 0 | 0 | 0 | 1 |  | 8 | 15 | 8 | 14
| 5431 | 227 | 8 | 15 | 7 | 0 | 0 | 1 | 0 | 0 | 0 | 0 | 0 | 0 | 0 | 0 | 1 |  | 8 | 15 | 8 | 14
| 5432 | 227 | 8 | 15 | 8 | 0 | 0 | 1 | 0 | 0 | 0 | 0 | 0 | 0 | 0 | 0 | 1 |  | 8 | 15 | 8 | 14
| 5433 | 227 | 8 | 15 | 9 | 0 | 0 | 1 | 0 | 0 | 0 | 0 | 0 | 0 | 0 | 0 | 1 |  | 8 | 15 | 8 | 14
| 5434 | 227 | 8 | 15 | 10 | 0 | 0 | 1 | 0 | 0 | 0 | 0 | 0 | 0 | 0 | 0 | 1 |  | 8 | 15 | 8 | 14
| 5435 | 227 | 8 | 15 | 11 | 0 | 0 | 1 | 0 | 0 | 0 | 0 | 0 | 0 | 0 | 0 | 1 |  | 8 | 15 | 8 | 14
| 5436 | 227 | 8 | 15 | 12 | 0 | 0 | 1 | 0 | 0 | 0 | 0 | 0 | 0 | 0 | 0 | 1 |  | 8 | 15 | 8 | 14
| 5437 | 227 | 8 | 15 | 13 | 0 | 0 | 1 | 0 | 0 | 0 | 0 | 0 | 0 | 0 | 0 | 1 |  | 8 | 15 | 8 | 14
| 5438 | 227 | 8 | 15 | 14 | 0 | 0 | 1 | 0 | 0 | 0 | 0 | 0 | 0 | 0 | 0 | 1 |  | 8 | 15 | 8 | 14
| 5439 | 227 | 8 | 15 | 15 | 0 | 0 | 1 | 0 | 0 | 0 | 0 | 0 | 0 | 0 | 0 | 1 |  | 8 | 15 | 8 | 14
| 5440 | 227 | 8 | 15 | 16 | 0 | 0 | 1 | 0 | 0 | 0 | 0 | 0 | 0 | 0 | 0 | 1 |  | 8 | 15 | 8 | 14
| 5441 | 227 | 8 | 15 | 17 | 0 | 0 | 1 | 0 | 0 | 0 | 0 | 0 | 0 | 0 | 0 | 1 |  | 8 | 15 | 8 | 14
| 5442 | 227 | 8 | 15 | 18 | 0 | 0 | 1 | 0 | 0 | 0 | 0 | 0 | 0 | 0 | 0 | 1 |  | 8 | 15 | 8 | 14
| 5443 | 227 | 8 | 15 | 19 | 0 | 0 | 1 | 0 | 0 | 0 | 0 | 0 | 0 | 0 | 0 | 1 |  | 8 | 15 | 8 | 14
| 5444 | 227 | 8 | 15 | 20 | 0 | 0 | 1 | 0 | 0 | 0 | 0 | 0 | 0 | 0 | 0 | 1 |  | 8 | 15 | 8 | 14
| 5445 | 227 | 8 | 15 | 21 | 0 | 0 | 1 | 0 | 0 | 0 | 0 | 0 | 0 | 0 | 0 | 1 |  | 8 | 15 | 8 | 14
| 5446 | 227 | 8 | 15 | 22 | 0 | 0 | 1 | 0 | 0 | 0 | 0 | 0 | 0 | 0 | 0 | 1 |  | 8 | 15 | 8 | 14
| 5447 | 227 | 8 | 15 | 23 | 0 | 0 | 1 | 0 | 0 | 0 | 0 | 0 | 0 | 0 | 0 | 1 |  | 8 | 15 | 8 | 14
| 5448 | 227 | 8 | 15 | 24 | 0 | 0 | 1 | 0 | 0 | 0 | 0 | 0 | 0 | 0 | 0 | 1 |  | 8 | 15 | 8 | 14
| 5449 | 228 | 8 | 16 | 1 | 0 | 0 | 1 | 0 | 0 | 0 | 0 | 0 | 0 | 0 | 0 | 1 |  | 8 | 16 | 8 | 15
| 5450 | 228 | 8 | 16 | 2 | 0 | 0 | 1 | 0 | 0 | 0 | 0 | 0 | 0 | 0 | 0 | 1 |  | 8 | 16 | 8 | 15
| 5451 | 228 | 8 | 16 | 3 | 0 | 0 | 1 | 0 | 0 | 0 | 0 | 0 | 0 | 0 | 0 | 1 |  | 8 | 16 | 8 | 15
| 5452 | 228 | 8 | 16 | 4 | 0 | 0 | 1 | 0 | 0 | 0 | 0 | 0 | 0 | 0 | 0 | 1 |  | 8 | 16 | 8 | 15
| 5453 | 228 | 8 | 16 | 5 | 0 | 0 | 1 | 0 | 0 | 0 | 0 | 0 | 0 | 0 | 0 | 1 |  | 8 | 16 | 8 | 15
| 5454 | 228 | 8 | 16 | 6 | 0 | 0 | 1 | 0 | 0 | 0 | 0 | 0 | 0 | 0 | 0 | 1 |  | 8 | 16 | 8 | 15
| 5455 | 228 | 8 | 16 | 7 | 0 | 0 | 1 | 0 | 0 | 0 | 0 | 0 | 0 | 0 | 0 | 1 |  | 8 | 16 | 8 | 15
| 5456 | 228 | 8 | 16 | 8 | 0 | 0 | 1 | 0 | 0 | 0 | 0 | 0 | 0 | 0 | 0 | 1 |  | 8 | 16 | 8 | 15
| 5457 | 228 | 8 | 16 | 9 | 0 | 0 | 1 | 0 | 0 | 0 | 0 | 0 | 0 | 0 | 0 | 1 |  | 8 | 16 | 8 | 15
| 5458 | 228 | 8 | 16 | 10 | 0 | 0 | 1 | 0 | 0 | 0 | 0 | 0 | 0 | 0 | 0 | 1 |  | 8 | 16 | 8 | 15
| 5459 | 228 | 8 | 16 | 11 | 0 | 0 | 1 | 0 | 0 | 0 | 0 | 0 | 0 | 0 | 0 | 1 |  | 8 | 16 | 8 | 15
| 5460 | 228 | 8 | 16 | 12 | 0 | 0 | 1 | 0 | 0 | 0 | 0 | 0 | 0 | 0 | 0 | 1 |  | 8 | 16 | 8 | 15
| 5461 | 228 | 8 | 16 | 13 | 0 | 0 | 1 | 0 | 0 | 0 | 0 | 0 | 0 | 0 | 0 | 1 |  | 8 | 16 | 8 | 15
| 5462 | 228 | 8 | 16 | 14 | 0 | 0 | 1 | 0 | 0 | 0 | 0 | 0 | 0 | 0 | 0 | 1 |  | 8 | 16 | 8 | 15
| 5463 | 228 | 8 | 16 | 15 | 0 | 0 | 1 | 0 | 0 | 0 | 0 | 0 | 0 | 0 | 0 | 1 |  | 8 | 16 | 8 | 15
| 5464 | 228 | 8 | 16 | 16 | 0 | 0 | 1 | 0 | 0 | 0 | 0 | 0 | 0 | 0 | 0 | 1 |  | 8 | 16 | 8 | 15
| 5465 | 228 | 8 | 16 | 17 | 0 | 0 | 1 | 0 | 0 | 0 | 0 | 0 | 0 | 0 | 0 | 1 |  | 8 | 16 | 8 | 15
| 5466 | 228 | 8 | 16 | 18 | 0 | 0 | 1 | 0 | 0 | 0 | 0 | 0 | 0 | 0 | 0 | 1 |  | 8 | 16 | 8 | 15
| 5467 | 228 | 8 | 16 | 19 | 0 | 0 | 1 | 0 | 0 | 0 | 0 | 0 | 0 | 0 | 0 | 1 |  | 8 | 16 | 8 | 15
| 5468 | 228 | 8 | 16 | 20 | 0 | 0 | 1 | 0 | 0 | 0 | 0 | 0 | 0 | 0 | 0 | 1 |  | 8 | 16 | 8 | 15
| 5469 | 228 | 8 | 16 | 21 | 0 | 0 | 1 | 0 | 0 | 0 | 0 | 0 | 0 | 0 | 0 | 1 |  | 8 | 16 | 8 | 15
| 5470 | 228 | 8 | 16 | 22 | 0 | 0 | 1 | 0 | 0 | 0 | 0 | 0 | 0 | 0 | 0 | 1 |  | 8 | 16 | 8 | 15
| 5471 | 228 | 8 | 16 | 23 | 0 | 0 | 1 | 0 | 0 | 0 | 0 | 0 | 0 | 0 | 0 | 1 |  | 8 | 16 | 8 | 15
| 5472 | 228 | 8 | 16 | 24 | 0 | 0 | 1 | 0 | 0 | 0 | 0 | 0 | 0 | 0 | 0 | 1 |  | 8 | 16 | 8 | 15
| 5473 | 229 | 8 | 17 | 1 | 0 | 0 | 1 | 0 | 0 | 0 | 0 | 0 | 0 | 0 | 0 | 1 |  | 8 | 17 | 8 | 16
| 5474 | 229 | 8 | 17 | 2 | 0 | 0 | 1 | 0 | 0 | 0 | 0 | 0 | 0 | 0 | 0 | 1 |  | 8 | 17 | 8 | 16
| 5475 | 229 | 8 | 17 | 3 | 0 | 0 | 1 | 0 | 0 | 0 | 0 | 0 | 0 | 0 | 0 | 1 |  | 8 | 17 | 8 | 16
| 5476 | 229 | 8 | 17 | 4 | 0 | 0 | 1 | 0 | 0 | 0 | 0 | 0 | 0 | 0 | 0 | 1 |  | 8 | 17 | 8 | 16
| 5477 | 229 | 8 | 17 | 5 | 0 | 0 | 1 | 0 | 0 | 0 | 0 | 0 | 0 | 0 | 0 | 1 |  | 8 | 17 | 8 | 16
| 5478 | 229 | 8 | 17 | 6 | 0 | 0 | 1 | 0 | 0 | 0 | 0 | 0 | 0 | 0 | 0 | 1 |  | 8 | 17 | 8 | 16
| 5479 | 229 | 8 | 17 | 7 | 0 | 0 | 1 | 0 | 0 | 0 | 0 | 0 | 0 | 0 | 0 | 1 |  | 8 | 17 | 8 | 16
| 5480 | 229 | 8 | 17 | 8 | 0 | 0 | 1 | 0 | 0 | 0 | 0 | 0 | 0 | 0 | 0 | 1 |  | 8 | 17 | 8 | 16
| 5481 | 229 | 8 | 17 | 9 | 0 | 0 | 1 | 0 | 0 | 0 | 0 | 0 | 0 | 0 | 0 | 1 |  | 8 | 17 | 8 | 16
| 5482 | 229 | 8 | 17 | 10 | 0 | 0 | 1 | 0 | 0 | 0 | 0 | 0 | 0 | 0 | 0 | 1 |  | 8 | 17 | 8 | 16
| 5483 | 229 | 8 | 17 | 11 | 0 | 0 | 1 | 0 | 0 | 0 | 0 | 0 | 0 | 0 | 0 | 1 |  | 8 | 17 | 8 | 16
| 5484 | 229 | 8 | 17 | 12 | 0 | 0 | 1 | 0 | 0 | 0 | 0 | 0 | 0 | 0 | 0 | 1 |  | 8 | 17 | 8 | 16
| 5485 | 229 | 8 | 17 | 13 | 0 | 0 | 1 | 0 | 0 | 0 | 0 | 0 | 0 | 0 | 0 | 1 |  | 8 | 17 | 8 | 16
| 5486 | 229 | 8 | 17 | 14 | 0 | 0 | 1 | 0 | 0 | 0 | 0 | 0 | 0 | 0 | 0 | 1 |  | 8 | 17 | 8 | 16
| 5487 | 229 | 8 | 17 | 15 | 0 | 0 | 1 | 0 | 0 | 0 | 0 | 0 | 0 | 0 | 0 | 1 |  | 8 | 17 | 8 | 16
| 5488 | 229 | 8 | 17 | 16 | 0 | 0 | 1 | 0 | 0 | 0 | 0 | 0 | 0 | 0 | 0 | 1 |  | 8 | 17 | 8 | 16
| 5489 | 229 | 8 | 17 | 17 | 0 | 0 | 1 | 0 | 0 | 0 | 0 | 0 | 0 | 0 | 0 | 1 |  | 8 | 17 | 8 | 16
| 5490 | 229 | 8 | 17 | 18 | 0 | 0 | 1 | 0 | 0 | 0 | 0 | 0 | 0 | 0 | 0 | 1 |  | 8 | 17 | 8 | 16
| 5491 | 229 | 8 | 17 | 19 | 0 | 0 | 1 | 0 | 0 | 0 | 0 | 0 | 0 | 0 | 0 | 1 |  | 8 | 17 | 8 | 16
| 5492 | 229 | 8 | 17 | 20 | 0 | 0 | 1 | 0 | 0 | 0 | 0 | 0 | 0 | 0 | 0 | 1 |  | 8 | 17 | 8 | 16
| 5493 | 229 | 8 | 17 | 21 | 0 | 0 | 1 | 0 | 0 | 0 | 0 | 0 | 0 | 0 | 0 | 1 |  | 8 | 17 | 8 | 16
| 5494 | 229 | 8 | 17 | 22 | 0 | 0 | 1 | 0 | 0 | 0 | 0 | 0 | 0 | 0 | 0 | 1 |  | 8 | 17 | 8 | 16
| 5495 | 229 | 8 | 17 | 23 | 0 | 0 | 1 | 0 | 0 | 0 | 0 | 0 | 0 | 0 | 0 | 1 |  | 8 | 17 | 8 | 16
| 5496 | 229 | 8 | 17 | 24 | 0 | 0 | 1 | 0 | 0 | 0 | 0 | 0 | 0 | 0 | 0 | 1 |  | 8 | 17 | 8 | 16
| 5497 | 230 | 8 | 18 | 1 | 0 | 0 | 1 | 0 | 0 | 0 | 0 | 0 | 0 | 0 | 0 | 1 |  | 8 | 18 | 8 | 17
| 5498 | 230 | 8 | 18 | 2 | 0 | 0 | 1 | 0 | 0 | 0 | 0 | 0 | 0 | 0 | 0 | 1 |  | 8 | 18 | 8 | 17
| 5499 | 230 | 8 | 18 | 3 | 0 | 0 | 1 | 0 | 0 | 0 | 0 | 0 | 0 | 0 | 0 | 1 |  | 8 | 18 | 8 | 17
| 5500 | 230 | 8 | 18 | 4 | 0 | 0 | 1 | 0 | 0 | 0 | 0 | 0 | 0 | 0 | 0 | 1 |  | 8 | 18 | 8 | 17
| 5501 | 230 | 8 | 18 | 5 | 0 | 0 | 1 | 0 | 0 | 0 | 0 | 0 | 0 | 0 | 0 | 1 |  | 8 | 18 | 8 | 17
| 5502 | 230 | 8 | 18 | 6 | 0 | 0 | 1 | 0 | 0 | 0 | 0 | 0 | 0 | 0 | 0 | 1 |  | 8 | 18 | 8 | 17
| 5503 | 230 | 8 | 18 | 7 | 0 | 0 | 1 | 0 | 0 | 0 | 0 | 0 | 0 | 0 | 0 | 1 |  | 8 | 18 | 8 | 17
| 5504 | 230 | 8 | 18 | 8 | 0 | 0 | 1 | 0 | 0 | 0 | 0 | 0 | 0 | 0 | 0 | 1 |  | 8 | 18 | 8 | 17
| 5505 | 230 | 8 | 18 | 9 | 0 | 0 | 1 | 0 | 0 | 0 | 0 | 0 | 0 | 0 | 0 | 1 |  | 8 | 18 | 8 | 17
| 5506 | 230 | 8 | 18 | 10 | 0 | 0 | 1 | 0 | 0 | 0 | 0 | 0 | 0 | 0 | 0 | 1 |  | 8 | 18 | 8 | 17
| 5507 | 230 | 8 | 18 | 11 | 0 | 0 | 1 | 0 | 0 | 0 | 0 | 0 | 0 | 0 | 0 | 1 |  | 8 | 18 | 8 | 17
| 5508 | 230 | 8 | 18 | 12 | 0 | 0 | 1 | 0 | 0 | 0 | 0 | 0 | 0 | 0 | 0 | 1 |  | 8 | 18 | 8 | 17
| 5509 | 230 | 8 | 18 | 13 | 0 | 0 | 1 | 0 | 0 | 0 | 0 | 0 | 0 | 0 | 0 | 1 |  | 8 | 18 | 8 | 17
| 5510 | 230 | 8 | 18 | 14 | 0 | 0 | 1 | 0 | 0 | 0 | 0 | 0 | 0 | 0 | 0 | 1 |  | 8 | 18 | 8 | 17
| 5511 | 230 | 8 | 18 | 15 | 0 | 0 | 1 | 0 | 0 | 0 | 0 | 0 | 0 | 0 | 0 | 1 |  | 8 | 18 | 8 | 17
| 5512 | 230 | 8 | 18 | 16 | 0 | 0 | 1 | 0 | 0 | 0 | 0 | 0 | 0 | 0 | 0 | 1 |  | 8 | 18 | 8 | 17
| 5513 | 230 | 8 | 18 | 17 | 0 | 0 | 1 | 0 | 0 | 0 | 0 | 0 | 0 | 0 | 0 | 1 |  | 8 | 18 | 8 | 17
| 5514 | 230 | 8 | 18 | 18 | 0 | 0 | 1 | 0 | 0 | 0 | 0 | 0 | 0 | 0 | 0 | 1 |  | 8 | 18 | 8 | 17
| 5515 | 230 | 8 | 18 | 19 | 0 | 0 | 1 | 0 | 0 | 0 | 0 | 0 | 0 | 0 | 0 | 1 |  | 8 | 18 | 8 | 17
| 5516 | 230 | 8 | 18 | 20 | 0 | 0 | 1 | 0 | 0 | 0 | 0 | 0 | 0 | 0 | 0 | 1 |  | 8 | 18 | 8 | 17
| 5517 | 230 | 8 | 18 | 21 | 0 | 0 | 1 | 0 | 0 | 0 | 0 | 0 | 0 | 0 | 0 | 1 |  | 8 | 18 | 8 | 17
| 5518 | 230 | 8 | 18 | 22 | 0 | 0 | 1 | 0 | 0 | 0 | 0 | 0 | 0 | 0 | 0 | 1 |  | 8 | 18 | 8 | 17
| 5519 | 230 | 8 | 18 | 23 | 0 | 0 | 1 | 0 | 0 | 0 | 0 | 0 | 0 | 0 | 0 | 1 |  | 8 | 18 | 8 | 17
| 5520 | 230 | 8 | 18 | 24 | 0 | 0 | 1 | 0 | 0 | 0 | 0 | 0 | 0 | 0 | 0 | 1 |  | 8 | 18 | 8 | 17
| 5521 | 231 | 8 | 19 | 1 | 0 | 0 | 1 | 0 | 0 | 0 | 0 | 0 | 0 | 0 | 0 | 1 |  | 8 | 19 | 8 | 18
| 5522 | 231 | 8 | 19 | 2 | 0 | 0 | 1 | 0 | 0 | 0 | 0 | 0 | 0 | 0 | 0 | 1 |  | 8 | 19 | 8 | 18
| 5523 | 231 | 8 | 19 | 3 | 0 | 0 | 1 | 0 | 0 | 0 | 0 | 0 | 0 | 0 | 0 | 1 |  | 8 | 19 | 8 | 18
| 5524 | 231 | 8 | 19 | 4 | 0 | 0 | 1 | 0 | 0 | 0 | 0 | 0 | 0 | 0 | 0 | 1 |  | 8 | 19 | 8 | 18
| 5525 | 231 | 8 | 19 | 5 | 0 | 0 | 1 | 0 | 0 | 0 | 0 | 0 | 0 | 0 | 0 | 1 |  | 8 | 19 | 8 | 18
| 5526 | 231 | 8 | 19 | 6 | 0 | 0 | 1 | 0 | 0 | 0 | 0 | 0 | 0 | 0 | 0 | 1 |  | 8 | 19 | 8 | 18
| 5527 | 231 | 8 | 19 | 7 | 0 | 0 | 1 | 0 | 0 | 0 | 0 | 0 | 0 | 0 | 0 | 1 |  | 8 | 19 | 8 | 18
| 5528 | 231 | 8 | 19 | 8 | 0 | 0 | 1 | 0 | 0 | 0 | 0 | 0 | 0 | 0 | 0 | 1 |  | 8 | 19 | 8 | 18
| 5529 | 231 | 8 | 19 | 9 | 0 | 0 | 1 | 0 | 0 | 0 | 0 | 0 | 0 | 0 | 0 | 1 |  | 8 | 19 | 8 | 18
| 5530 | 231 | 8 | 19 | 10 | 0 | 0 | 1 | 0 | 0 | 0 | 0 | 0 | 0 | 0 | 0 | 1 |  | 8 | 19 | 8 | 18
| 5531 | 231 | 8 | 19 | 11 | 0 | 0 | 1 | 0 | 0 | 0 | 0 | 0 | 0 | 0 | 0 | 1 |  | 8 | 19 | 8 | 18
| 5532 | 231 | 8 | 19 | 12 | 0 | 0 | 1 | 0 | 0 | 0 | 0 | 0 | 0 | 0 | 0 | 1 |  | 8 | 19 | 8 | 18
| 5533 | 231 | 8 | 19 | 13 | 0 | 0 | 1 | 0 | 0 | 0 | 0 | 0 | 0 | 0 | 0 | 1 |  | 8 | 19 | 8 | 18
| 5534 | 231 | 8 | 19 | 14 | 0 | 0 | 1 | 0 | 0 | 0 | 0 | 0 | 0 | 0 | 0 | 1 |  | 8 | 19 | 8 | 18
| 5535 | 231 | 8 | 19 | 15 | 0 | 0 | 1 | 0 | 0 | 0 | 0 | 0 | 0 | 0 | 0 | 1 |  | 8 | 19 | 8 | 18
| 5536 | 231 | 8 | 19 | 16 | 0 | 0 | 1 | 0 | 0 | 0 | 0 | 0 | 0 | 0 | 0 | 1 |  | 8 | 19 | 8 | 18
| 5537 | 231 | 8 | 19 | 17 | 0 | 0 | 1 | 0 | 0 | 0 | 0 | 0 | 0 | 0 | 0 | 1 |  | 8 | 19 | 8 | 18
| 5538 | 231 | 8 | 19 | 18 | 0 | 0 | 1 | 0 | 0 | 0 | 0 | 0 | 0 | 0 | 0 | 1 |  | 8 | 19 | 8 | 18
| 5539 | 231 | 8 | 19 | 19 | 0 | 0 | 1 | 0 | 0 | 0 | 0 | 0 | 0 | 0 | 0 | 1 |  | 8 | 19 | 8 | 18
| 5540 | 231 | 8 | 19 | 20 | 0 | 0 | 1 | 0 | 0 | 0 | 0 | 0 | 0 | 0 | 0 | 1 |  | 8 | 19 | 8 | 18
| 5541 | 231 | 8 | 19 | 21 | 0 | 0 | 1 | 0 | 0 | 0 | 0 | 0 | 0 | 0 | 0 | 1 |  | 8 | 19 | 8 | 18
| 5542 | 231 | 8 | 19 | 22 | 0 | 0 | 1 | 0 | 0 | 0 | 0 | 0 | 0 | 0 | 0 | 1 |  | 8 | 19 | 8 | 18
| 5543 | 231 | 8 | 19 | 23 | 0 | 0 | 1 | 0 | 0 | 0 | 0 | 0 | 0 | 0 | 0 | 1 |  | 8 | 19 | 8 | 18
| 5544 | 231 | 8 | 19 | 24 | 0 | 0 | 1 | 0 | 0 | 0 | 0 | 0 | 0 | 0 | 0 | 1 |  | 8 | 19 | 8 | 18
| 5545 | 232 | 8 | 20 | 1 | 0 | 0 | 0 | 0 | 0 | 0 | 0 | 0 | 0 | 0 | 0 | 1 |  | 8 | 20 | 8 | 19
| 5546 | 232 | 8 | 20 | 2 | 0 | 0 | 0 | 0 | 0 | 0 | 0 | 0 | 0 | 0 | 0 | 1 |  | 8 | 20 | 8 | 19
| 5547 | 232 | 8 | 20 | 3 | 0 | 0 | 0 | 0 | 0 | 0 | 0 | 0 | 0 | 0 | 0 | 1 |  | 8 | 20 | 8 | 19
| 5548 | 232 | 8 | 20 | 4 | 0 | 0 | 0 | 0 | 0 | 0 | 0 | 0 | 0 | 0 | 0 | 1 |  | 8 | 20 | 8 | 19
| 5549 | 232 | 8 | 20 | 5 | 0 | 0 | 0 | 0 | 0 | 0 | 0 | 0 | 0 | 0 | 0 | 1 |  | 8 | 20 | 8 | 19
| 5550 | 232 | 8 | 20 | 6 | 0 | 0 | 0 | 0 | 0 | 0 | 0 | 0 | 0 | 0 | 0 | 1 |  | 8 | 20 | 8 | 19
| 5551 | 232 | 8 | 20 | 7 | 0 | 0 | 0 | 0 | 0 | 0 | 0 | 0 | 0 | 0 | 0 | 1 |  | 8 | 20 | 8 | 19
| 5552 | 232 | 8 | 20 | 8 | 0 | 0 | 0 | 0 | 0 | 0 | 0 | 0 | 0 | 0 | 0 | 1 |  | 8 | 20 | 8 | 19
| 5553 | 232 | 8 | 20 | 9 | 0 | 0 | 0 | 0 | 0 | 0 | 0 | 0 | 0 | 0 | 0 | 1 |  | 8 | 20 | 8 | 19
| 5554 | 232 | 8 | 20 | 10 | 0 | 0 | 0 | 0 | 0 | 0 | 0 | 0 | 0 | 0 | 0 | 1 |  | 8 | 20 | 8 | 19
| 5555 | 232 | 8 | 20 | 11 | 0 | 0 | 0 | 0 | 0 | 0 | 0 | 0 | 0 | 0 | 0 | 1 |  | 8 | 20 | 8 | 19
| 5556 | 232 | 8 | 20 | 12 | 0 | 0 | 0 | 0 | 0 | 0 | 0 | 0 | 0 | 0 | 0 | 1 |  | 8 | 20 | 8 | 19
| 5557 | 232 | 8 | 20 | 13 | 0 | 0 | 0 | 0 | 0 | 0 | 0 | 0 | 0 | 0 | 0 | 1 |  | 8 | 20 | 8 | 19
| 5558 | 232 | 8 | 20 | 14 | 0 | 0 | 0 | 0 | 0 | 0 | 0 | 0 | 0 | 0 | 0 | 1 |  | 8 | 20 | 8 | 19
| 5559 | 232 | 8 | 20 | 15 | 0 | 0 | 0 | 0 | 0 | 0 | 0 | 0 | 0 | 0 | 0 | 1 |  | 8 | 20 | 8 | 19
| 5560 | 232 | 8 | 20 | 16 | 0 | 0 | 0 | 0 | 0 | 0 | 0 | 0 | 0 | 0 | 0 | 1 |  | 8 | 20 | 8 | 19
| 5561 | 232 | 8 | 20 | 17 | 0 | 0 | 0 | 0 | 0 | 0 | 0 | 0 | 0 | 0 | 0 | 1 |  | 8 | 20 | 8 | 19
| 5562 | 232 | 8 | 20 | 18 | 0 | 0 | 0 | 0 | 0 | 0 | 0 | 0 | 0 | 0 | 0 | 1 |  | 8 | 20 | 8 | 19
| 5563 | 232 | 8 | 20 | 19 | 0 | 0 | 0 | 0 | 0 | 0 | 0 | 0 | 0 | 0 | 0 | 1 |  | 8 | 20 | 8 | 19
| 5564 | 232 | 8 | 20 | 20 | 0 | 0 | 0 | 0 | 0 | 0 | 0 | 0 | 0 | 0 | 0 | 1 |  | 8 | 20 | 8 | 19
| 5565 | 232 | 8 | 20 | 21 | 0 | 0 | 0 | 0 | 0 | 0 | 0 | 0 | 0 | 0 | 0 | 1 |  | 8 | 20 | 8 | 19
| 5566 | 232 | 8 | 20 | 22 | 0 | 0 | 0 | 0 | 0 | 0 | 0 | 0 | 0 | 0 | 0 | 1 |  | 8 | 20 | 8 | 19
| 5567 | 232 | 8 | 20 | 23 | 0 | 0 | 0 | 0 | 0 | 0 | 0 | 0 | 0 | 0 | 0 | 1 |  | 8 | 20 | 8 | 19
| 5568 | 232 | 8 | 20 | 24 | 0 | 0 | 0 | 0 | 0 | 0 | 0 | 0 | 0 | 0 | 0 | 1 |  | 8 | 20 | 8 | 19
| 5569 | 233 | 8 | 21 | 1 | 0 | 0 | 0 | 0 | 0 | 0 | 0 | 0 | 0 | 0 | 0 | 1 |  | 8 | 21 | 8 | 20
| 5570 | 233 | 8 | 21 | 2 | 0 | 0 | 0 | 0 | 0 | 0 | 0 | 0 | 0 | 0 | 0 | 1 |  | 8 | 21 | 8 | 20
| 5571 | 233 | 8 | 21 | 3 | 0 | 0 | 0 | 0 | 0 | 0 | 0 | 0 | 0 | 0 | 0 | 1 |  | 8 | 21 | 8 | 20
| 5572 | 233 | 8 | 21 | 4 | 0 | 0 | 0 | 0 | 0 | 0 | 0 | 0 | 0 | 0 | 0 | 1 |  | 8 | 21 | 8 | 20
| 5573 | 233 | 8 | 21 | 5 | 0 | 0 | 0 | 0 | 0 | 0 | 0 | 0 | 0 | 0 | 0 | 1 |  | 8 | 21 | 8 | 20
| 5574 | 233 | 8 | 21 | 6 | 0 | 0 | 0 | 0 | 0 | 0 | 0 | 0 | 0 | 0 | 0 | 1 |  | 8 | 21 | 8 | 20
| 5575 | 233 | 8 | 21 | 7 | 0 | 0 | 0 | 0 | 0 | 0 | 0 | 0 | 0 | 0 | 0 | 1 |  | 8 | 21 | 8 | 20
| 5576 | 233 | 8 | 21 | 8 | 0 | 0 | 0 | 0 | 0 | 0 | 0 | 0 | 0 | 0 | 0 | 1 |  | 8 | 21 | 8 | 20
| 5577 | 233 | 8 | 21 | 9 | 0 | 0 | 0 | 0 | 0 | 0 | 0 | 0 | 0 | 0 | 0 | 1 |  | 8 | 21 | 8 | 20
| 5578 | 233 | 8 | 21 | 10 | 0 | 0 | 0 | 0 | 0 | 0 | 0 | 0 | 0 | 0 | 0 | 1 |  | 8 | 21 | 8 | 20
| 5579 | 233 | 8 | 21 | 11 | 0 | 0 | 0 | 0 | 0 | 0 | 0 | 0 | 0 | 0 | 0 | 1 |  | 8 | 21 | 8 | 20
| 5580 | 233 | 8 | 21 | 12 | 0 | 0 | 0 | 0 | 0 | 0 | 0 | 0 | 0 | 0 | 0 | 1 |  | 8 | 21 | 8 | 20
| 5581 | 233 | 8 | 21 | 13 | 0 | 0 | 0 | 0 | 0 | 0 | 0 | 0 | 0 | 0 | 0 | 1 |  | 8 | 21 | 8 | 20
| 5582 | 233 | 8 | 21 | 14 | 0 | 0 | 0 | 0 | 0 | 0 | 0 | 0 | 0 | 0 | 0 | 1 |  | 8 | 21 | 8 | 20
| 5583 | 233 | 8 | 21 | 15 | 0 | 0 | 0 | 0 | 0 | 0 | 0 | 0 | 0 | 0 | 0 | 1 |  | 8 | 21 | 8 | 20
| 5584 | 233 | 8 | 21 | 16 | 0 | 0 | 0 | 0 | 0 | 0 | 0 | 0 | 0 | 0 | 0 | 1 |  | 8 | 21 | 8 | 20
| 5585 | 233 | 8 | 21 | 17 | 0 | 0 | 0 | 0 | 0 | 0 | 0 | 0 | 0 | 0 | 0 | 1 |  | 8 | 21 | 8 | 20
| 5586 | 233 | 8 | 21 | 18 | 0 | 0 | 0 | 0 | 0 | 0 | 0 | 0 | 0 | 0 | 0 | 1 |  | 8 | 21 | 8 | 20
| 5587 | 233 | 8 | 21 | 19 | 0 | 0 | 0 | 0 | 0 | 0 | 0 | 0 | 0 | 0 | 0 | 1 |  | 8 | 21 | 8 | 20
| 5588 | 233 | 8 | 21 | 20 | 0 | 0 | 0 | 0 | 0 | 0 | 0 | 0 | 0 | 0 | 0 | 1 |  | 8 | 21 | 8 | 20
| 5589 | 233 | 8 | 21 | 21 | 0 | 0 | 0 | 0 | 0 | 0 | 0 | 0 | 0 | 0 | 0 | 1 |  | 8 | 21 | 8 | 20
| 5590 | 233 | 8 | 21 | 22 | 0 | 0 | 0 | 0 | 0 | 0 | 0 | 0 | 0 | 0 | 0 | 1 |  | 8 | 21 | 8 | 20
| 5591 | 233 | 8 | 21 | 23 | 0 | 0 | 0 | 0 | 0 | 0 | 0 | 0 | 0 | 0 | 0 | 1 |  | 8 | 21 | 8 | 20
| 5592 | 233 | 8 | 21 | 24 | 0 | 0 | 0 | 0 | 0 | 0 | 0 | 0 | 0 | 0 | 0 | 1 |  | 8 | 21 | 8 | 20
| 5593 | 234 | 8 | 22 | 1 | 0 | 0 | 1 | 0 | 0 | 0 | 0 | 0 | 0 | 0 | 0 | 1 |  | 8 | 22 | 8 | 21
| 5594 | 234 | 8 | 22 | 2 | 0 | 0 | 1 | 0 | 0 | 0 | 0 | 0 | 0 | 0 | 0 | 1 |  | 8 | 22 | 8 | 21
| 5595 | 234 | 8 | 22 | 3 | 0 | 0 | 1 | 0 | 0 | 0 | 0 | 0 | 0 | 0 | 0 | 1 |  | 8 | 22 | 8 | 21
| 5596 | 234 | 8 | 22 | 4 | 0 | 0 | 1 | 0 | 0 | 0 | 0 | 0 | 0 | 0 | 0 | 1 |  | 8 | 22 | 8 | 21
| 5597 | 234 | 8 | 22 | 5 | 0 | 0 | 1 | 0 | 0 | 0 | 0 | 0 | 0 | 0 | 0 | 1 |  | 8 | 22 | 8 | 21
| 5598 | 234 | 8 | 22 | 6 | 0 | 0 | 1 | 0 | 0 | 0 | 0 | 0 | 0 | 0 | 0 | 1 |  | 8 | 22 | 8 | 21
| 5599 | 234 | 8 | 22 | 7 | 0 | 0 | 1 | 0 | 0 | 0 | 0 | 0 | 0 | 0 | 0 | 1 |  | 8 | 22 | 8 | 21
| 5600 | 234 | 8 | 22 | 8 | 0 | 0 | 1 | 0 | 0 | 0 | 0 | 0 | 0 | 0 | 0 | 1 |  | 8 | 22 | 8 | 21
| 5601 | 234 | 8 | 22 | 9 | 0 | 0 | 1 | 0 | 0 | 0 | 0 | 0 | 0 | 0 | 0 | 1 |  | 8 | 22 | 8 | 21
| 5602 | 234 | 8 | 22 | 10 | 0 | 0 | 1 | 0 | 0 | 0 | 0 | 0 | 0 | 0 | 0 | 1 |  | 8 | 22 | 8 | 21
| 5603 | 234 | 8 | 22 | 11 | 0 | 0 | 1 | 0 | 0 | 0 | 0 | 0 | 0 | 0 | 0 | 1 |  | 8 | 22 | 8 | 21
| 5604 | 234 | 8 | 22 | 12 | 0 | 0 | 1 | 0 | 0 | 0 | 0 | 0 | 0 | 0 | 0 | 1 |  | 8 | 22 | 8 | 21
| 5605 | 234 | 8 | 22 | 13 | 0 | 0 | 1 | 0 | 0 | 0 | 0 | 0 | 0 | 0 | 0 | 1 |  | 8 | 22 | 8 | 21
| 5606 | 234 | 8 | 22 | 14 | 0 | 0 | 1 | 0 | 0 | 0 | 0 | 0 | 0 | 0 | 0 | 1 |  | 8 | 22 | 8 | 21
| 5607 | 234 | 8 | 22 | 15 | 0 | 0 | 1 | 0 | 0 | 0 | 0 | 0 | 0 | 0 | 0 | 1 |  | 8 | 22 | 8 | 21
| 5608 | 234 | 8 | 22 | 16 | 0 | 0 | 1 | 0 | 0 | 0 | 0 | 0 | 0 | 0 | 0 | 1 |  | 8 | 22 | 8 | 21
| 5609 | 234 | 8 | 22 | 17 | 0 | 0 | 1 | 0 | 0 | 0 | 0 | 0 | 0 | 0 | 0 | 1 |  | 8 | 22 | 8 | 21
| 5610 | 234 | 8 | 22 | 18 | 0 | 0 | 1 | 0 | 0 | 0 | 0 | 0 | 0 | 0 | 0 | 1 |  | 8 | 22 | 8 | 21
| 5611 | 234 | 8 | 22 | 19 | 0 | 0 | 1 | 0 | 0 | 0 | 0 | 0 | 0 | 0 | 0 | 1 |  | 8 | 22 | 8 | 21
| 5612 | 234 | 8 | 22 | 20 | 0 | 0 | 1 | 0 | 0 | 0 | 0 | 0 | 0 | 0 | 0 | 1 |  | 8 | 22 | 8 | 21
| 5613 | 234 | 8 | 22 | 21 | 0 | 0 | 1 | 0 | 0 | 0 | 0 | 0 | 0 | 0 | 0 | 1 |  | 8 | 22 | 8 | 21
| 5614 | 234 | 8 | 22 | 22 | 0 | 0 | 1 | 0 | 0 | 0 | 0 | 0 | 0 | 0 | 0 | 1 |  | 8 | 22 | 8 | 21
| 5615 | 234 | 8 | 22 | 23 | 0 | 0 | 1 | 0 | 0 | 0 | 0 | 0 | 0 | 0 | 0 | 1 |  | 8 | 22 | 8 | 21
| 5616 | 234 | 8 | 22 | 24 | 0 | 0 | 1 | 0 | 0 | 0 | 0 | 0 | 0 | 0 | 0 | 1 |  | 8 | 22 | 8 | 21
| 5617 | 235 | 8 | 23 | 1 | 0 | 0 | 1 | 0 | 0 | 0 | 0 | 0 | 0 | 0 | 0 | 1 |  | 8 | 23 | 8 | 22
| 5618 | 235 | 8 | 23 | 2 | 0 | 0 | 1 | 0 | 0 | 0 | 0 | 0 | 0 | 0 | 0 | 1 |  | 8 | 23 | 8 | 22
| 5619 | 235 | 8 | 23 | 3 | 0 | 0 | 1 | 0 | 0 | 0 | 0 | 0 | 0 | 0 | 0 | 1 |  | 8 | 23 | 8 | 22
| 5620 | 235 | 8 | 23 | 4 | 0 | 0 | 1 | 0 | 0 | 0 | 0 | 0 | 0 | 0 | 0 | 1 |  | 8 | 23 | 8 | 22
| 5621 | 235 | 8 | 23 | 5 | 0 | 0 | 1 | 0 | 0 | 0 | 0 | 0 | 0 | 0 | 0 | 1 |  | 8 | 23 | 8 | 22
| 5622 | 235 | 8 | 23 | 6 | 0 | 0 | 1 | 0 | 0 | 0 | 0 | 0 | 0 | 0 | 0 | 1 |  | 8 | 23 | 8 | 22
| 5623 | 235 | 8 | 23 | 7 | 0 | 0 | 1 | 0 | 0 | 0 | 0 | 0 | 0 | 0 | 0 | 1 |  | 8 | 23 | 8 | 22
| 5624 | 235 | 8 | 23 | 8 | 0 | 0 | 1 | 0 | 0 | 0 | 0 | 0 | 0 | 0 | 0 | 1 |  | 8 | 23 | 8 | 22
| 5625 | 235 | 8 | 23 | 9 | 0 | 0 | 1 | 0 | 0 | 0 | 0 | 0 | 0 | 0 | 0 | 1 |  | 8 | 23 | 8 | 22
| 5626 | 235 | 8 | 23 | 10 | 0 | 0 | 1 | 0 | 0 | 0 | 0 | 0 | 0 | 0 | 0 | 1 |  | 8 | 23 | 8 | 22
| 5627 | 235 | 8 | 23 | 11 | 0 | 0 | 1 | 0 | 0 | 0 | 0 | 0 | 0 | 0 | 0 | 1 |  | 8 | 23 | 8 | 22
| 5628 | 235 | 8 | 23 | 12 | 0 | 0 | 1 | 0 | 0 | 0 | 0 | 0 | 0 | 0 | 0 | 1 |  | 8 | 23 | 8 | 22
| 5629 | 235 | 8 | 23 | 13 | 0 | 0 | 1 | 0 | 0 | 0 | 0 | 0 | 0 | 0 | 0 | 1 |  | 8 | 23 | 8 | 22
| 5630 | 235 | 8 | 23 | 14 | 0 | 0 | 1 | 0 | 0 | 0 | 0 | 0 | 0 | 0 | 0 | 1 |  | 8 | 23 | 8 | 22
| 5631 | 235 | 8 | 23 | 15 | 0 | 0 | 1 | 0 | 0 | 0 | 0 | 0 | 0 | 0 | 0 | 1 |  | 8 | 23 | 8 | 22
| 5632 | 235 | 8 | 23 | 16 | 0 | 0 | 1 | 0 | 0 | 0 | 0 | 0 | 0 | 0 | 0 | 1 |  | 8 | 23 | 8 | 22
| 5633 | 235 | 8 | 23 | 17 | 0 | 0 | 1 | 0 | 0 | 0 | 0 | 0 | 0 | 0 | 0 | 1 |  | 8 | 23 | 8 | 22
| 5634 | 235 | 8 | 23 | 18 | 0 | 0 | 1 | 0 | 0 | 0 | 0 | 0 | 0 | 0 | 0 | 1 |  | 8 | 23 | 8 | 22
| 5635 | 235 | 8 | 23 | 19 | 0 | 0 | 1 | 0 | 0 | 0 | 0 | 0 | 0 | 0 | 0 | 1 |  | 8 | 23 | 8 | 22
| 5636 | 235 | 8 | 23 | 20 | 0 | 0 | 1 | 0 | 0 | 0 | 0 | 0 | 0 | 0 | 0 | 1 |  | 8 | 23 | 8 | 22
| 5637 | 235 | 8 | 23 | 21 | 0 | 0 | 1 | 0 | 0 | 0 | 0 | 0 | 0 | 0 | 0 | 1 |  | 8 | 23 | 8 | 22
| 5638 | 235 | 8 | 23 | 22 | 0 | 0 | 1 | 0 | 0 | 0 | 0 | 0 | 0 | 0 | 0 | 1 |  | 8 | 23 | 8 | 22
| 5639 | 235 | 8 | 23 | 23 | 0 | 0 | 1 | 0 | 0 | 0 | 0 | 0 | 0 | 0 | 0 | 1 |  | 8 | 23 | 8 | 22
| 5640 | 235 | 8 | 23 | 24 | 0 | 0 | 1 | 0 | 0 | 0 | 0 | 0 | 0 | 0 | 0 | 1 |  | 8 | 23 | 8 | 22
| 5641 | 236 | 8 | 24 | 1 | 0 | 0 | 1 | 0 | 0 | 0 | 0 | 0 | 0 | 0 | 0 | 1 |  | 8 | 24 | 8 | 23
| 5642 | 236 | 8 | 24 | 2 | 0 | 0 | 1 | 0 | 0 | 0 | 0 | 0 | 0 | 0 | 0 | 1 |  | 8 | 24 | 8 | 23
| 5643 | 236 | 8 | 24 | 3 | 0 | 0 | 1 | 0 | 0 | 0 | 0 | 0 | 0 | 0 | 0 | 1 |  | 8 | 24 | 8 | 23
| 5644 | 236 | 8 | 24 | 4 | 0 | 0 | 1 | 0 | 0 | 0 | 0 | 0 | 0 | 0 | 0 | 1 |  | 8 | 24 | 8 | 23
| 5645 | 236 | 8 | 24 | 5 | 0 | 0 | 1 | 0 | 0 | 0 | 0 | 0 | 0 | 0 | 0 | 1 |  | 8 | 24 | 8 | 23
| 5646 | 236 | 8 | 24 | 6 | 0 | 0 | 1 | 0 | 0 | 0 | 0 | 0 | 0 | 0 | 0 | 1 |  | 8 | 24 | 8 | 23
| 5647 | 236 | 8 | 24 | 7 | 0 | 0 | 1 | 0 | 0 | 0 | 0 | 0 | 0 | 0 | 0 | 1 |  | 8 | 24 | 8 | 23
| 5648 | 236 | 8 | 24 | 8 | 0 | 0 | 1 | 0 | 0 | 0 | 0 | 0 | 0 | 0 | 0 | 1 |  | 8 | 24 | 8 | 23
| 5649 | 236 | 8 | 24 | 9 | 0 | 0 | 1 | 0 | 0 | 0 | 0 | 0 | 0 | 0 | 0 | 1 |  | 8 | 24 | 8 | 23
| 5650 | 236 | 8 | 24 | 10 | 0 | 0 | 1 | 0 | 0 | 0 | 0 | 0 | 0 | 0 | 0 | 1 |  | 8 | 24 | 8 | 23
| 5651 | 236 | 8 | 24 | 11 | 0 | 0 | 1 | 0 | 0 | 0 | 0 | 0 | 0 | 0 | 0 | 1 |  | 8 | 24 | 8 | 23
| 5652 | 236 | 8 | 24 | 12 | 0 | 0 | 1 | 0 | 0 | 0 | 0 | 0 | 0 | 0 | 0 | 1 |  | 8 | 24 | 8 | 23
| 5653 | 236 | 8 | 24 | 13 | 0 | 0 | 1 | 0 | 0 | 0 | 0 | 0 | 0 | 0 | 0 | 1 |  | 8 | 24 | 8 | 23
| 5654 | 236 | 8 | 24 | 14 | 0 | 0 | 1 | 0 | 0 | 0 | 0 | 0 | 0 | 0 | 0 | 1 |  | 8 | 24 | 8 | 23
| 5655 | 236 | 8 | 24 | 15 | 0 | 0 | 1 | 0 | 0 | 0 | 0 | 0 | 0 | 0 | 0 | 1 |  | 8 | 24 | 8 | 23
| 5656 | 236 | 8 | 24 | 16 | 0 | 0 | 1 | 0 | 0 | 0 | 0 | 0 | 0 | 0 | 0 | 1 |  | 8 | 24 | 8 | 23
| 5657 | 236 | 8 | 24 | 17 | 0 | 0 | 1 | 0 | 0 | 0 | 0 | 0 | 0 | 0 | 0 | 1 |  | 8 | 24 | 8 | 23
| 5658 | 236 | 8 | 24 | 18 | 0 | 0 | 1 | 0 | 0 | 0 | 0 | 0 | 0 | 0 | 0 | 1 |  | 8 | 24 | 8 | 23
| 5659 | 236 | 8 | 24 | 19 | 0 | 0 | 1 | 0 | 0 | 0 | 0 | 0 | 0 | 0 | 0 | 1 |  | 8 | 24 | 8 | 23
| 5660 | 236 | 8 | 24 | 20 | 0 | 0 | 1 | 0 | 0 | 0 | 0 | 0 | 0 | 0 | 0 | 1 |  | 8 | 24 | 8 | 23
| 5661 | 236 | 8 | 24 | 21 | 0 | 0 | 1 | 0 | 0 | 0 | 0 | 0 | 0 | 0 | 0 | 1 |  | 8 | 24 | 8 | 23
| 5662 | 236 | 8 | 24 | 22 | 0 | 0 | 1 | 0 | 0 | 0 | 0 | 0 | 0 | 0 | 0 | 1 |  | 8 | 24 | 8 | 23
| 5663 | 236 | 8 | 24 | 23 | 0 | 0 | 1 | 0 | 0 | 0 | 0 | 0 | 0 | 0 | 0 | 1 |  | 8 | 24 | 8 | 23
| 5664 | 236 | 8 | 24 | 24 | 0 | 0 | 1 | 0 | 0 | 0 | 0 | 0 | 0 | 0 | 0 | 1 |  | 8 | 24 | 8 | 23
| 5665 | 237 | 8 | 25 | 1 | 0 | 0 | 1 | 0 | 0 | 0 | 0 | 0 | 0 | 0 | 0 | 1 |  | 8 | 25 | 8 | 24
| 5666 | 237 | 8 | 25 | 2 | 0 | 0 | 1 | 0 | 0 | 0 | 0 | 0 | 0 | 0 | 0 | 1 |  | 8 | 25 | 8 | 24
| 5667 | 237 | 8 | 25 | 3 | 0 | 0 | 1 | 0 | 0 | 0 | 0 | 0 | 0 | 0 | 0 | 1 |  | 8 | 25 | 8 | 24
| 5668 | 237 | 8 | 25 | 4 | 0 | 0 | 1 | 0 | 0 | 0 | 0 | 0 | 0 | 0 | 0 | 1 |  | 8 | 25 | 8 | 24
| 5669 | 237 | 8 | 25 | 5 | 0 | 0 | 1 | 0 | 0 | 0 | 0 | 0 | 0 | 0 | 0 | 1 |  | 8 | 25 | 8 | 24
| 5670 | 237 | 8 | 25 | 6 | 0 | 0 | 1 | 0 | 0 | 0 | 0 | 0 | 0 | 0 | 0 | 1 |  | 8 | 25 | 8 | 24
| 5671 | 237 | 8 | 25 | 7 | 0 | 0 | 1 | 0 | 0 | 0 | 0 | 0 | 0 | 0 | 0 | 1 |  | 8 | 25 | 8 | 24
| 5672 | 237 | 8 | 25 | 8 | 0 | 0 | 1 | 0 | 0 | 0 | 0 | 0 | 0 | 0 | 0 | 1 |  | 8 | 25 | 8 | 24
| 5673 | 237 | 8 | 25 | 9 | 0 | 0 | 1 | 0 | 0 | 0 | 0 | 0 | 0 | 0 | 0 | 1 |  | 8 | 25 | 8 | 24
| 5674 | 237 | 8 | 25 | 10 | 0 | 0 | 1 | 0 | 0 | 0 | 0 | 0 | 0 | 0 | 0 | 1 |  | 8 | 25 | 8 | 24
| 5675 | 237 | 8 | 25 | 11 | 0 | 0 | 1 | 0 | 0 | 0 | 0 | 0 | 0 | 0 | 0 | 1 |  | 8 | 25 | 8 | 24
| 5676 | 237 | 8 | 25 | 12 | 0 | 0 | 1 | 0 | 0 | 0 | 0 | 0 | 0 | 0 | 0 | 1 |  | 8 | 25 | 8 | 24
| 5677 | 237 | 8 | 25 | 13 | 0 | 0 | 1 | 0 | 0 | 0 | 0 | 0 | 0 | 0 | 0 | 1 |  | 8 | 25 | 8 | 24
| 5678 | 237 | 8 | 25 | 14 | 0 | 0 | 1 | 0 | 0 | 0 | 0 | 0 | 0 | 0 | 0 | 1 |  | 8 | 25 | 8 | 24
| 5679 | 237 | 8 | 25 | 15 | 0 | 0 | 1 | 0 | 0 | 0 | 0 | 0 | 0 | 0 | 0 | 1 |  | 8 | 25 | 8 | 24
| 5680 | 237 | 8 | 25 | 16 | 0 | 0 | 1 | 0 | 0 | 0 | 0 | 0 | 0 | 0 | 0 | 1 |  | 8 | 25 | 8 | 24
| 5681 | 237 | 8 | 25 | 17 | 0 | 0 | 1 | 0 | 0 | 0 | 0 | 0 | 0 | 0 | 0 | 1 |  | 8 | 25 | 8 | 24
| 5682 | 237 | 8 | 25 | 18 | 0 | 0 | 1 | 0 | 0 | 0 | 0 | 0 | 0 | 0 | 0 | 1 |  | 8 | 25 | 8 | 24
| 5683 | 237 | 8 | 25 | 19 | 0 | 0 | 1 | 0 | 0 | 0 | 0 | 0 | 0 | 0 | 0 | 1 |  | 8 | 25 | 8 | 24
| 5684 | 237 | 8 | 25 | 20 | 0 | 0 | 1 | 0 | 0 | 0 | 0 | 0 | 0 | 0 | 0 | 1 |  | 8 | 25 | 8 | 24
| 5685 | 237 | 8 | 25 | 21 | 0 | 0 | 1 | 0 | 0 | 0 | 0 | 0 | 0 | 0 | 0 | 1 |  | 8 | 25 | 8 | 24
| 5686 | 237 | 8 | 25 | 22 | 0 | 0 | 1 | 0 | 0 | 0 | 0 | 0 | 0 | 0 | 0 | 1 |  | 8 | 25 | 8 | 24
| 5687 | 237 | 8 | 25 | 23 | 0 | 0 | 1 | 0 | 0 | 0 | 0 | 0 | 0 | 0 | 0 | 1 |  | 8 | 25 | 8 | 24
| 5688 | 237 | 8 | 25 | 24 | 0 | 0 | 1 | 0 | 0 | 0 | 0 | 0 | 0 | 0 | 0 | 1 |  | 8 | 25 | 8 | 24
| 5689 | 238 | 8 | 26 | 1 | 0 | 0 | 1 | 0 | 0 | 0 | 0 | 0 | 0 | 0 | 0 | 1 |  | 8 | 26 | 8 | 25
| 5690 | 238 | 8 | 26 | 2 | 0 | 0 | 1 | 0 | 0 | 0 | 0 | 0 | 0 | 0 | 0 | 1 |  | 8 | 26 | 8 | 25
| 5691 | 238 | 8 | 26 | 3 | 0 | 0 | 1 | 0 | 0 | 0 | 0 | 0 | 0 | 0 | 0 | 1 |  | 8 | 26 | 8 | 25
| 5692 | 238 | 8 | 26 | 4 | 0 | 0 | 1 | 0 | 0 | 0 | 0 | 0 | 0 | 0 | 0 | 1 |  | 8 | 26 | 8 | 25
| 5693 | 238 | 8 | 26 | 5 | 0 | 0 | 1 | 0 | 0 | 0 | 0 | 0 | 0 | 0 | 0 | 1 |  | 8 | 26 | 8 | 25
| 5694 | 238 | 8 | 26 | 6 | 0 | 0 | 1 | 0 | 0 | 0 | 0 | 0 | 0 | 0 | 0 | 1 |  | 8 | 26 | 8 | 25
| 5695 | 238 | 8 | 26 | 7 | 0 | 0 | 1 | 0 | 0 | 0 | 0 | 0 | 0 | 0 | 0 | 1 |  | 8 | 26 | 8 | 25
| 5696 | 238 | 8 | 26 | 8 | 0 | 0 | 1 | 0 | 0 | 0 | 0 | 0 | 0 | 0 | 0 | 1 |  | 8 | 26 | 8 | 25
| 5697 | 238 | 8 | 26 | 9 | 0 | 0 | 1 | 0 | 0 | 0 | 0 | 0 | 0 | 0 | 0 | 1 |  | 8 | 26 | 8 | 25
| 5698 | 238 | 8 | 26 | 10 | 0 | 0 | 1 | 0 | 0 | 0 | 0 | 0 | 0 | 0 | 0 | 1 |  | 8 | 26 | 8 | 25
| 5699 | 238 | 8 | 26 | 11 | 0 | 0 | 1 | 0 | 0 | 0 | 0 | 0 | 0 | 0 | 0 | 1 |  | 8 | 26 | 8 | 25
| 5700 | 238 | 8 | 26 | 12 | 0 | 0 | 1 | 0 | 0 | 0 | 0 | 0 | 0 | 0 | 0 | 1 |  | 8 | 26 | 8 | 25
| 5701 | 238 | 8 | 26 | 13 | 0 | 0 | 1 | 0 | 0 | 0 | 0 | 0 | 0 | 0 | 0 | 1 |  | 8 | 26 | 8 | 25
| 5702 | 238 | 8 | 26 | 14 | 0 | 0 | 1 | 0 | 0 | 0 | 0 | 0 | 0 | 0 | 0 | 1 |  | 8 | 26 | 8 | 25
| 5703 | 238 | 8 | 26 | 15 | 0 | 0 | 1 | 0 | 0 | 0 | 0 | 0 | 0 | 0 | 0 | 1 |  | 8 | 26 | 8 | 25
| 5704 | 238 | 8 | 26 | 16 | 0 | 0 | 1 | 0 | 0 | 0 | 0 | 0 | 0 | 0 | 0 | 1 |  | 8 | 26 | 8 | 25
| 5705 | 238 | 8 | 26 | 17 | 0 | 0 | 1 | 0 | 0 | 0 | 0 | 0 | 0 | 0 | 0 | 1 |  | 8 | 26 | 8 | 25
| 5706 | 238 | 8 | 26 | 18 | 0 | 0 | 1 | 0 | 0 | 0 | 0 | 0 | 0 | 0 | 0 | 1 |  | 8 | 26 | 8 | 25
| 5707 | 238 | 8 | 26 | 19 | 0 | 0 | 1 | 0 | 0 | 0 | 0 | 0 | 0 | 0 | 0 | 1 |  | 8 | 26 | 8 | 25
| 5708 | 238 | 8 | 26 | 20 | 0 | 0 | 1 | 0 | 0 | 0 | 0 | 0 | 0 | 0 | 0 | 1 |  | 8 | 26 | 8 | 25
| 5709 | 238 | 8 | 26 | 21 | 0 | 0 | 1 | 0 | 0 | 0 | 0 | 0 | 0 | 0 | 0 | 1 |  | 8 | 26 | 8 | 25
| 5710 | 238 | 8 | 26 | 22 | 0 | 0 | 1 | 0 | 0 | 0 | 0 | 0 | 0 | 0 | 0 | 1 |  | 8 | 26 | 8 | 25
| 5711 | 238 | 8 | 26 | 23 | 0 | 0 | 1 | 0 | 0 | 0 | 0 | 0 | 0 | 0 | 0 | 1 |  | 8 | 26 | 8 | 25
| 5712 | 238 | 8 | 26 | 24 | 0 | 0 | 1 | 0 | 0 | 0 | 0 | 0 | 0 | 0 | 0 | 1 |  | 8 | 26 | 8 | 25
| 5713 | 239 | 8 | 27 | 1 | 0 | 0 | 0 | 0 | 0 | 0 | 0 | 0 | 0 | 0 | 0 | 1 |  | 8 | 27 | 8 | 26
| 5714 | 239 | 8 | 27 | 2 | 0 | 0 | 0 | 0 | 0 | 0 | 0 | 0 | 0 | 0 | 0 | 1 |  | 8 | 27 | 8 | 26
| 5715 | 239 | 8 | 27 | 3 | 0 | 0 | 0 | 0 | 0 | 0 | 0 | 0 | 0 | 0 | 0 | 1 |  | 8 | 27 | 8 | 26
| 5716 | 239 | 8 | 27 | 4 | 0 | 0 | 0 | 0 | 0 | 0 | 0 | 0 | 0 | 0 | 0 | 1 |  | 8 | 27 | 8 | 26
| 5717 | 239 | 8 | 27 | 5 | 0 | 0 | 0 | 0 | 0 | 0 | 0 | 0 | 0 | 0 | 0 | 1 |  | 8 | 27 | 8 | 26
| 5718 | 239 | 8 | 27 | 6 | 0 | 0 | 0 | 0 | 0 | 0 | 0 | 0 | 0 | 0 | 0 | 1 |  | 8 | 27 | 8 | 26
| 5719 | 239 | 8 | 27 | 7 | 0 | 0 | 0 | 0 | 0 | 0 | 0 | 0 | 0 | 0 | 0 | 1 |  | 8 | 27 | 8 | 26
| 5720 | 239 | 8 | 27 | 8 | 0 | 0 | 0 | 0 | 0 | 0 | 0 | 0 | 0 | 0 | 0 | 1 |  | 8 | 27 | 8 | 26
| 5721 | 239 | 8 | 27 | 9 | 0 | 0 | 0 | 0 | 0 | 0 | 0 | 0 | 0 | 0 | 0 | 1 |  | 8 | 27 | 8 | 26
| 5722 | 239 | 8 | 27 | 10 | 0 | 0 | 0 | 0 | 0 | 0 | 0 | 0 | 0 | 0 | 0 | 1 |  | 8 | 27 | 8 | 26
| 5723 | 239 | 8 | 27 | 11 | 0 | 0 | 0 | 0 | 0 | 0 | 0 | 0 | 0 | 0 | 0 | 1 |  | 8 | 27 | 8 | 26
| 5724 | 239 | 8 | 27 | 12 | 0 | 0 | 0 | 0 | 0 | 0 | 0 | 0 | 0 | 0 | 0 | 1 |  | 8 | 27 | 8 | 26
| 5725 | 239 | 8 | 27 | 13 | 0 | 0 | 0 | 0 | 0 | 0 | 0 | 0 | 0 | 0 | 0 | 1 |  | 8 | 27 | 8 | 26
| 5726 | 239 | 8 | 27 | 14 | 0 | 0 | 0 | 0 | 0 | 0 | 0 | 0 | 0 | 0 | 0 | 1 |  | 8 | 27 | 8 | 26
| 5727 | 239 | 8 | 27 | 15 | 0 | 0 | 0 | 0 | 0 | 0 | 0 | 0 | 0 | 0 | 0 | 1 |  | 8 | 27 | 8 | 26
| 5728 | 239 | 8 | 27 | 16 | 0 | 0 | 0 | 0 | 0 | 0 | 0 | 0 | 0 | 0 | 0 | 1 |  | 8 | 27 | 8 | 26
| 5729 | 239 | 8 | 27 | 17 | 0 | 0 | 0 | 0 | 0 | 0 | 0 | 0 | 0 | 0 | 0 | 1 |  | 8 | 27 | 8 | 26
| 5730 | 239 | 8 | 27 | 18 | 0 | 0 | 0 | 0 | 0 | 0 | 0 | 0 | 0 | 0 | 0 | 1 |  | 8 | 27 | 8 | 26
| 5731 | 239 | 8 | 27 | 19 | 0 | 0 | 0 | 0 | 0 | 0 | 0 | 0 | 0 | 0 | 0 | 1 |  | 8 | 27 | 8 | 26
| 5732 | 239 | 8 | 27 | 20 | 0 | 0 | 0 | 0 | 0 | 0 | 0 | 0 | 0 | 0 | 0 | 1 |  | 8 | 27 | 8 | 26
| 5733 | 239 | 8 | 27 | 21 | 0 | 0 | 0 | 0 | 0 | 0 | 0 | 0 | 0 | 0 | 0 | 1 |  | 8 | 27 | 8 | 26
| 5734 | 239 | 8 | 27 | 22 | 0 | 0 | 0 | 0 | 0 | 0 | 0 | 0 | 0 | 0 | 0 | 1 |  | 8 | 27 | 8 | 26
| 5735 | 239 | 8 | 27 | 23 | 0 | 0 | 0 | 0 | 0 | 0 | 0 | 0 | 0 | 0 | 0 | 1 |  | 8 | 27 | 8 | 26
| 5736 | 239 | 8 | 27 | 24 | 0 | 0 | 0 | 0 | 0 | 0 | 0 | 0 | 0 | 0 | 0 | 1 |  | 8 | 27 | 8 | 26
| 5737 | 240 | 8 | 28 | 1 | 0 | 0 | 0 | 0 | 0 | 0 | 0 | 0 | 0 | 0 | 0 | 1 |  | 8 | 28 | 8 | 27
| 5738 | 240 | 8 | 28 | 2 | 0 | 0 | 0 | 0 | 0 | 0 | 0 | 0 | 0 | 0 | 0 | 1 |  | 8 | 28 | 8 | 27
| 5739 | 240 | 8 | 28 | 3 | 0 | 0 | 0 | 0 | 0 | 0 | 0 | 0 | 0 | 0 | 0 | 1 |  | 8 | 28 | 8 | 27
| 5740 | 240 | 8 | 28 | 4 | 0 | 0 | 0 | 0 | 0 | 0 | 0 | 0 | 0 | 0 | 0 | 1 |  | 8 | 28 | 8 | 27
| 5741 | 240 | 8 | 28 | 5 | 0 | 0 | 0 | 0 | 0 | 0 | 0 | 0 | 0 | 0 | 0 | 1 |  | 8 | 28 | 8 | 27
| 5742 | 240 | 8 | 28 | 6 | 0 | 0 | 0 | 0 | 0 | 0 | 0 | 0 | 0 | 0 | 0 | 1 |  | 8 | 28 | 8 | 27
| 5743 | 240 | 8 | 28 | 7 | 0 | 0 | 0 | 0 | 0 | 0 | 0 | 0 | 0 | 0 | 0 | 1 |  | 8 | 28 | 8 | 27
| 5744 | 240 | 8 | 28 | 8 | 0 | 0 | 0 | 0 | 0 | 0 | 0 | 0 | 0 | 0 | 0 | 1 |  | 8 | 28 | 8 | 27
| 5745 | 240 | 8 | 28 | 9 | 0 | 0 | 0 | 0 | 0 | 0 | 0 | 0 | 0 | 0 | 0 | 1 |  | 8 | 28 | 8 | 27
| 5746 | 240 | 8 | 28 | 10 | 0 | 0 | 0 | 0 | 0 | 0 | 0 | 0 | 0 | 0 | 0 | 1 |  | 8 | 28 | 8 | 27
| 5747 | 240 | 8 | 28 | 11 | 0 | 0 | 0 | 0 | 0 | 0 | 0 | 0 | 0 | 0 | 0 | 1 |  | 8 | 28 | 8 | 27
| 5748 | 240 | 8 | 28 | 12 | 0 | 0 | 0 | 0 | 0 | 0 | 0 | 0 | 0 | 0 | 0 | 1 |  | 8 | 28 | 8 | 27
| 5749 | 240 | 8 | 28 | 13 | 0 | 0 | 0 | 0 | 0 | 0 | 0 | 0 | 0 | 0 | 0 | 1 |  | 8 | 28 | 8 | 27
| 5750 | 240 | 8 | 28 | 14 | 0 | 0 | 0 | 0 | 0 | 0 | 0 | 0 | 0 | 0 | 0 | 1 |  | 8 | 28 | 8 | 27
| 5751 | 240 | 8 | 28 | 15 | 0 | 0 | 0 | 0 | 0 | 0 | 0 | 0 | 0 | 0 | 0 | 1 |  | 8 | 28 | 8 | 27
| 5752 | 240 | 8 | 28 | 16 | 0 | 0 | 0 | 0 | 0 | 0 | 0 | 0 | 0 | 0 | 0 | 1 |  | 8 | 28 | 8 | 27
| 5753 | 240 | 8 | 28 | 17 | 0 | 0 | 0 | 0 | 0 | 0 | 0 | 0 | 0 | 0 | 0 | 1 |  | 8 | 28 | 8 | 27
| 5754 | 240 | 8 | 28 | 18 | 0 | 0 | 0 | 0 | 0 | 0 | 0 | 0 | 0 | 0 | 0 | 1 |  | 8 | 28 | 8 | 27
| 5755 | 240 | 8 | 28 | 19 | 0 | 0 | 0 | 0 | 0 | 0 | 0 | 0 | 0 | 0 | 0 | 1 |  | 8 | 28 | 8 | 27
| 5756 | 240 | 8 | 28 | 20 | 0 | 0 | 0 | 0 | 0 | 0 | 0 | 0 | 0 | 0 | 0 | 1 |  | 8 | 28 | 8 | 27
| 5757 | 240 | 8 | 28 | 21 | 0 | 0 | 0 | 0 | 0 | 0 | 0 | 0 | 0 | 0 | 0 | 1 |  | 8 | 28 | 8 | 27
| 5758 | 240 | 8 | 28 | 22 | 0 | 0 | 0 | 0 | 0 | 0 | 0 | 0 | 0 | 0 | 0 | 1 |  | 8 | 28 | 8 | 27
| 5759 | 240 | 8 | 28 | 23 | 0 | 0 | 0 | 0 | 0 | 0 | 0 | 0 | 0 | 0 | 0 | 1 |  | 8 | 28 | 8 | 27
| 5760 | 240 | 8 | 28 | 24 | 0 | 0 | 0 | 0 | 0 | 0 | 0 | 0 | 0 | 0 | 0 | 1 |  | 8 | 28 | 8 | 27
| 5761 | 241 | 8 | 29 | 1 | 0 | 0 | 1 | 0 | 0 | 0 | 0 | 0 | 0 | 0 | 0 | 1 |  | 8 | 29 | 8 | 28
| 5762 | 241 | 8 | 29 | 2 | 0 | 0 | 1 | 0 | 0 | 0 | 0 | 0 | 0 | 0 | 0 | 1 |  | 8 | 29 | 8 | 28
| 5763 | 241 | 8 | 29 | 3 | 0 | 0 | 1 | 0 | 0 | 0 | 0 | 0 | 0 | 0 | 0 | 1 |  | 8 | 29 | 8 | 28
| 5764 | 241 | 8 | 29 | 4 | 0 | 0 | 1 | 0 | 0 | 0 | 0 | 0 | 0 | 0 | 0 | 1 |  | 8 | 29 | 8 | 28
| 5765 | 241 | 8 | 29 | 5 | 0 | 0 | 1 | 0 | 0 | 0 | 0 | 0 | 0 | 0 | 0 | 1 |  | 8 | 29 | 8 | 28
| 5766 | 241 | 8 | 29 | 6 | 0 | 0 | 1 | 0 | 0 | 0 | 0 | 0 | 0 | 0 | 0 | 1 |  | 8 | 29 | 8 | 28
| 5767 | 241 | 8 | 29 | 7 | 0 | 0 | 1 | 0 | 0 | 0 | 0 | 0 | 0 | 0 | 0 | 1 |  | 8 | 29 | 8 | 28
| 5768 | 241 | 8 | 29 | 8 | 0 | 0 | 1 | 0 | 0 | 0 | 0 | 0 | 0 | 0 | 0 | 1 |  | 8 | 29 | 8 | 28
| 5769 | 241 | 8 | 29 | 9 | 0 | 0 | 1 | 0 | 0 | 0 | 0 | 0 | 0 | 0 | 0 | 1 |  | 8 | 29 | 8 | 28
| 5770 | 241 | 8 | 29 | 10 | 0 | 0 | 1 | 0 | 0 | 0 | 0 | 0 | 0 | 0 | 0 | 1 |  | 8 | 29 | 8 | 28
| 5771 | 241 | 8 | 29 | 11 | 0 | 0 | 1 | 0 | 0 | 0 | 0 | 0 | 0 | 0 | 0 | 1 |  | 8 | 29 | 8 | 28
| 5772 | 241 | 8 | 29 | 12 | 0 | 0 | 1 | 0 | 0 | 0 | 0 | 0 | 0 | 0 | 0 | 1 |  | 8 | 29 | 8 | 28
| 5773 | 241 | 8 | 29 | 13 | 0 | 0 | 1 | 0 | 0 | 0 | 0 | 0 | 0 | 0 | 0 | 1 |  | 8 | 29 | 8 | 28
| 5774 | 241 | 8 | 29 | 14 | 0 | 0 | 1 | 0 | 0 | 0 | 0 | 0 | 0 | 0 | 0 | 1 |  | 8 | 29 | 8 | 28
| 5775 | 241 | 8 | 29 | 15 | 0 | 0 | 1 | 0 | 0 | 0 | 0 | 0 | 0 | 0 | 0 | 1 |  | 8 | 29 | 8 | 28
| 5776 | 241 | 8 | 29 | 16 | 0 | 0 | 1 | 0 | 0 | 0 | 0 | 0 | 0 | 0 | 0 | 1 |  | 8 | 29 | 8 | 28
| 5777 | 241 | 8 | 29 | 17 | 0 | 0 | 1 | 0 | 0 | 0 | 0 | 0 | 0 | 0 | 0 | 1 |  | 8 | 29 | 8 | 28
| 5778 | 241 | 8 | 29 | 18 | 0 | 0 | 1 | 0 | 0 | 0 | 0 | 0 | 0 | 0 | 0 | 1 |  | 8 | 29 | 8 | 28
| 5779 | 241 | 8 | 29 | 19 | 0 | 0 | 1 | 0 | 0 | 0 | 0 | 0 | 0 | 0 | 0 | 1 |  | 8 | 29 | 8 | 28
| 5780 | 241 | 8 | 29 | 20 | 0 | 0 | 1 | 0 | 0 | 0 | 0 | 0 | 0 | 0 | 0 | 1 |  | 8 | 29 | 8 | 28
| 5781 | 241 | 8 | 29 | 21 | 0 | 0 | 1 | 0 | 0 | 0 | 0 | 0 | 0 | 0 | 0 | 1 |  | 8 | 29 | 8 | 28
| 5782 | 241 | 8 | 29 | 22 | 0 | 0 | 1 | 0 | 0 | 0 | 0 | 0 | 0 | 0 | 0 | 1 |  | 8 | 29 | 8 | 28
| 5783 | 241 | 8 | 29 | 23 | 0 | 0 | 1 | 0 | 0 | 0 | 0 | 0 | 0 | 0 | 0 | 1 |  | 8 | 29 | 8 | 28
| 5784 | 241 | 8 | 29 | 24 | 0 | 0 | 1 | 0 | 0 | 0 | 0 | 0 | 0 | 0 | 0 | 1 |  | 8 | 29 | 8 | 28
| 5785 | 242 | 8 | 30 | 1 | 0 | 0 | 1 | 0 | 0 | 0 | 0 | 0 | 0 | 0 | 0 | 1 |  | 8 | 30 | 8 | 29
| 5786 | 242 | 8 | 30 | 2 | 0 | 0 | 1 | 0 | 0 | 0 | 0 | 0 | 0 | 0 | 0 | 1 |  | 8 | 30 | 8 | 29
| 5787 | 242 | 8 | 30 | 3 | 0 | 0 | 1 | 0 | 0 | 0 | 0 | 0 | 0 | 0 | 0 | 1 |  | 8 | 30 | 8 | 29
| 5788 | 242 | 8 | 30 | 4 | 0 | 0 | 1 | 0 | 0 | 0 | 0 | 0 | 0 | 0 | 0 | 1 |  | 8 | 30 | 8 | 29
| 5789 | 242 | 8 | 30 | 5 | 0 | 0 | 1 | 0 | 0 | 0 | 0 | 0 | 0 | 0 | 0 | 1 |  | 8 | 30 | 8 | 29
| 5790 | 242 | 8 | 30 | 6 | 0 | 0 | 1 | 0 | 0 | 0 | 0 | 0 | 0 | 0 | 0 | 1 |  | 8 | 30 | 8 | 29
| 5791 | 242 | 8 | 30 | 7 | 0 | 0 | 1 | 0 | 0 | 0 | 0 | 0 | 0 | 0 | 0 | 1 |  | 8 | 30 | 8 | 29
| 5792 | 242 | 8 | 30 | 8 | 0 | 0 | 1 | 0 | 0 | 0 | 0 | 0 | 0 | 0 | 0 | 1 |  | 8 | 30 | 8 | 29
| 5793 | 242 | 8 | 30 | 9 | 0 | 0 | 1 | 0 | 0 | 0 | 0 | 0 | 0 | 0 | 0 | 1 |  | 8 | 30 | 8 | 29
| 5794 | 242 | 8 | 30 | 10 | 0 | 0 | 1 | 0 | 0 | 0 | 0 | 0 | 0 | 0 | 0 | 1 |  | 8 | 30 | 8 | 29
| 5795 | 242 | 8 | 30 | 11 | 0 | 0 | 1 | 0 | 0 | 0 | 0 | 0 | 0 | 0 | 0 | 1 |  | 8 | 30 | 8 | 29
| 5796 | 242 | 8 | 30 | 12 | 0 | 0 | 1 | 0 | 0 | 0 | 0 | 0 | 0 | 0 | 0 | 1 |  | 8 | 30 | 8 | 29
| 5797 | 242 | 8 | 30 | 13 | 0 | 0 | 1 | 0 | 0 | 0 | 0 | 0 | 0 | 0 | 0 | 1 |  | 8 | 30 | 8 | 29
| 5798 | 242 | 8 | 30 | 14 | 0 | 0 | 1 | 0 | 0 | 0 | 0 | 0 | 0 | 0 | 0 | 1 |  | 8 | 30 | 8 | 29
| 5799 | 242 | 8 | 30 | 15 | 0 | 0 | 1 | 0 | 0 | 0 | 0 | 0 | 0 | 0 | 0 | 1 |  | 8 | 30 | 8 | 29
| 5800 | 242 | 8 | 30 | 16 | 0 | 0 | 1 | 0 | 0 | 0 | 0 | 0 | 0 | 0 | 0 | 1 |  | 8 | 30 | 8 | 29
| 5801 | 242 | 8 | 30 | 17 | 0 | 0 | 1 | 0 | 0 | 0 | 0 | 0 | 0 | 0 | 0 | 1 |  | 8 | 30 | 8 | 29
| 5802 | 242 | 8 | 30 | 18 | 0 | 0 | 1 | 0 | 0 | 0 | 0 | 0 | 0 | 0 | 0 | 1 |  | 8 | 30 | 8 | 29
| 5803 | 242 | 8 | 30 | 19 | 0 | 0 | 1 | 0 | 0 | 0 | 0 | 0 | 0 | 0 | 0 | 1 |  | 8 | 30 | 8 | 29
| 5804 | 242 | 8 | 30 | 20 | 0 | 0 | 1 | 0 | 0 | 0 | 0 | 0 | 0 | 0 | 0 | 1 |  | 8 | 30 | 8 | 29
| 5805 | 242 | 8 | 30 | 21 | 0 | 0 | 1 | 0 | 0 | 0 | 0 | 0 | 0 | 0 | 0 | 1 |  | 8 | 30 | 8 | 29
| 5806 | 242 | 8 | 30 | 22 | 0 | 0 | 1 | 0 | 0 | 0 | 0 | 0 | 0 | 0 | 0 | 1 |  | 8 | 30 | 8 | 29
| 5807 | 242 | 8 | 30 | 23 | 0 | 0 | 1 | 0 | 0 | 0 | 0 | 0 | 0 | 0 | 0 | 1 |  | 8 | 30 | 8 | 29
| 5808 | 242 | 8 | 30 | 24 | 0 | 0 | 1 | 0 | 0 | 0 | 0 | 0 | 0 | 0 | 0 | 1 |  | 8 | 30 | 8 | 29
| 5809 | 243 | 8 | 31 | 1 | 0 | 0 | 1 | 0 | 0 | 0 | 0 | 0 | 0 | 0 | 0 | 1 |  | 8 | 31 | 8 | 30
| 5810 | 243 | 8 | 31 | 2 | 0 | 0 | 1 | 0 | 0 | 0 | 0 | 0 | 0 | 0 | 0 | 1 |  | 8 | 31 | 8 | 30
| 5811 | 243 | 8 | 31 | 3 | 0 | 0 | 1 | 0 | 0 | 0 | 0 | 0 | 0 | 0 | 0 | 1 |  | 8 | 31 | 8 | 30
| 5812 | 243 | 8 | 31 | 4 | 0 | 0 | 1 | 0 | 0 | 0 | 0 | 0 | 0 | 0 | 0 | 1 |  | 8 | 31 | 8 | 30
| 5813 | 243 | 8 | 31 | 5 | 0 | 0 | 1 | 0 | 0 | 0 | 0 | 0 | 0 | 0 | 0 | 1 |  | 8 | 31 | 8 | 30
| 5814 | 243 | 8 | 31 | 6 | 0 | 0 | 1 | 0 | 0 | 0 | 0 | 0 | 0 | 0 | 0 | 1 |  | 8 | 31 | 8 | 30
| 5815 | 243 | 8 | 31 | 7 | 0 | 0 | 1 | 0 | 0 | 0 | 0 | 0 | 0 | 0 | 0 | 1 |  | 8 | 31 | 8 | 30
| 5816 | 243 | 8 | 31 | 8 | 0 | 0 | 1 | 0 | 0 | 0 | 0 | 0 | 0 | 0 | 0 | 1 |  | 8 | 31 | 8 | 30
| 5817 | 243 | 8 | 31 | 9 | 0 | 0 | 1 | 0 | 0 | 0 | 0 | 0 | 0 | 0 | 0 | 1 |  | 8 | 31 | 8 | 30
| 5818 | 243 | 8 | 31 | 10 | 0 | 0 | 1 | 0 | 0 | 0 | 0 | 0 | 0 | 0 | 0 | 1 |  | 8 | 31 | 8 | 30
| 5819 | 243 | 8 | 31 | 11 | 0 | 0 | 1 | 0 | 0 | 0 | 0 | 0 | 0 | 0 | 0 | 1 |  | 8 | 31 | 8 | 30
| 5820 | 243 | 8 | 31 | 12 | 0 | 0 | 1 | 0 | 0 | 0 | 0 | 0 | 0 | 0 | 0 | 1 |  | 8 | 31 | 8 | 30
| 5821 | 243 | 8 | 31 | 13 | 0 | 0 | 1 | 0 | 0 | 0 | 0 | 0 | 0 | 0 | 0 | 1 |  | 8 | 31 | 8 | 30
| 5822 | 243 | 8 | 31 | 14 | 0 | 0 | 1 | 0 | 0 | 0 | 0 | 0 | 0 | 0 | 0 | 1 |  | 8 | 31 | 8 | 30
| 5823 | 243 | 8 | 31 | 15 | 0 | 0 | 1 | 0 | 0 | 0 | 0 | 0 | 0 | 0 | 0 | 1 |  | 8 | 31 | 8 | 30
| 5824 | 243 | 8 | 31 | 16 | 0 | 0 | 1 | 0 | 0 | 0 | 0 | 0 | 0 | 0 | 0 | 1 |  | 8 | 31 | 8 | 30
| 5825 | 243 | 8 | 31 | 17 | 0 | 0 | 1 | 0 | 0 | 0 | 0 | 0 | 0 | 0 | 0 | 1 |  | 8 | 31 | 8 | 30
| 5826 | 243 | 8 | 31 | 18 | 0 | 0 | 1 | 0 | 0 | 0 | 0 | 0 | 0 | 0 | 0 | 1 |  | 8 | 31 | 8 | 30
| 5827 | 243 | 8 | 31 | 19 | 0 | 0 | 1 | 0 | 0 | 0 | 0 | 0 | 0 | 0 | 0 | 1 |  | 8 | 31 | 8 | 30
| 5828 | 243 | 8 | 31 | 20 | 0 | 0 | 1 | 0 | 0 | 0 | 0 | 0 | 0 | 0 | 0 | 1 |  | 8 | 31 | 8 | 30
| 5829 | 243 | 8 | 31 | 21 | 0 | 0 | 1 | 0 | 0 | 0 | 0 | 0 | 0 | 0 | 0 | 1 |  | 8 | 31 | 8 | 30
| 5830 | 243 | 8 | 31 | 22 | 0 | 0 | 1 | 0 | 0 | 0 | 0 | 0 | 0 | 0 | 0 | 1 |  | 8 | 31 | 8 | 30
| 5831 | 243 | 8 | 31 | 23 | 0 | 0 | 1 | 0 | 0 | 0 | 0 | 0 | 0 | 0 | 0 | 1 |  | 8 | 31 | 8 | 30
| 5832 | 243 | 8 | 31 | 24 | 0 | 0 | 1 | 0 | 0 | 0 | 0 | 0 | 0 | 0 | 0 | 1 |  | 8 | 31 | 8 | 30
| 5833 | 244 | 9 | 1 | 1 | 0 | 0 | 1 | 0 | 0 | 0 | 0 | 0 | 0 | 0 | 0 | 1 |  | 9 | 1 | 8 | 31
| 5834 | 244 | 9 | 1 | 2 | 0 | 0 | 1 | 0 | 0 | 0 | 0 | 0 | 0 | 0 | 0 | 1 |  | 9 | 1 | 8 | 31
| 5835 | 244 | 9 | 1 | 3 | 0 | 0 | 1 | 0 | 0 | 0 | 0 | 0 | 0 | 0 | 0 | 1 |  | 9 | 1 | 8 | 31
| 5836 | 244 | 9 | 1 | 4 | 0 | 0 | 1 | 0 | 0 | 0 | 0 | 0 | 0 | 0 | 0 | 1 |  | 9 | 1 | 8 | 31
| 5837 | 244 | 9 | 1 | 5 | 0 | 0 | 1 | 0 | 0 | 0 | 0 | 0 | 0 | 0 | 0 | 1 |  | 9 | 1 | 8 | 31
| 5838 | 244 | 9 | 1 | 6 | 0 | 0 | 1 | 0 | 0 | 0 | 0 | 0 | 0 | 0 | 0 | 1 |  | 9 | 1 | 8 | 31
| 5839 | 244 | 9 | 1 | 7 | 0 | 0 | 1 | 0 | 0 | 0 | 0 | 0 | 0 | 0 | 0 | 1 |  | 9 | 1 | 8 | 31
| 5840 | 244 | 9 | 1 | 8 | 0 | 0 | 1 | 0 | 0 | 0 | 0 | 0 | 0 | 0 | 0 | 1 |  | 9 | 1 | 8 | 31
| 5841 | 244 | 9 | 1 | 9 | 0 | 0 | 1 | 0 | 0 | 0 | 0 | 0 | 0 | 0 | 0 | 1 |  | 9 | 1 | 8 | 31
| 5842 | 244 | 9 | 1 | 10 | 0 | 0 | 1 | 0 | 0 | 0 | 0 | 0 | 0 | 0 | 0 | 1 |  | 9 | 1 | 8 | 31
| 5843 | 244 | 9 | 1 | 11 | 0 | 0 | 1 | 0 | 0 | 0 | 0 | 0 | 0 | 0 | 0 | 1 |  | 9 | 1 | 8 | 31
| 5844 | 244 | 9 | 1 | 12 | 0 | 0 | 1 | 0 | 0 | 0 | 0 | 0 | 0 | 0 | 0 | 1 |  | 9 | 1 | 8 | 31
| 5845 | 244 | 9 | 1 | 13 | 0 | 0 | 1 | 0 | 0 | 0 | 0 | 0 | 0 | 0 | 0 | 1 |  | 9 | 1 | 8 | 31
| 5846 | 244 | 9 | 1 | 14 | 0 | 0 | 1 | 0 | 0 | 0 | 0 | 0 | 0 | 0 | 0 | 1 |  | 9 | 1 | 8 | 31
| 5847 | 244 | 9 | 1 | 15 | 0 | 0 | 1 | 0 | 0 | 0 | 0 | 0 | 0 | 0 | 0 | 1 |  | 9 | 1 | 8 | 31
| 5848 | 244 | 9 | 1 | 16 | 0 | 0 | 1 | 0 | 0 | 0 | 0 | 0 | 0 | 0 | 0 | 1 |  | 9 | 1 | 8 | 31
| 5849 | 244 | 9 | 1 | 17 | 0 | 0 | 1 | 0 | 0 | 0 | 0 | 0 | 0 | 0 | 0 | 1 |  | 9 | 1 | 8 | 31
| 5850 | 244 | 9 | 1 | 18 | 0 | 0 | 1 | 0 | 0 | 0 | 0 | 0 | 0 | 0 | 0 | 1 |  | 9 | 1 | 8 | 31
| 5851 | 244 | 9 | 1 | 19 | 0 | 0 | 1 | 0 | 0 | 0 | 0 | 0 | 0 | 0 | 0 | 1 |  | 9 | 1 | 8 | 31
| 5852 | 244 | 9 | 1 | 20 | 0 | 0 | 1 | 0 | 0 | 0 | 0 | 0 | 0 | 0 | 0 | 1 |  | 9 | 1 | 8 | 31
| 5853 | 244 | 9 | 1 | 21 | 0 | 0 | 1 | 0 | 0 | 0 | 0 | 0 | 0 | 0 | 0 | 1 |  | 9 | 1 | 8 | 31
| 5854 | 244 | 9 | 1 | 22 | 0 | 0 | 1 | 0 | 0 | 0 | 0 | 0 | 0 | 0 | 0 | 1 |  | 9 | 1 | 8 | 31
| 5855 | 244 | 9 | 1 | 23 | 0 | 0 | 1 | 0 | 0 | 0 | 0 | 0 | 0 | 0 | 0 | 1 |  | 9 | 1 | 8 | 31
| 5856 | 244 | 9 | 1 | 24 | 0 | 0 | 1 | 0 | 0 | 0 | 0 | 0 | 0 | 0 | 0 | 1 |  | 9 | 1 | 8 | 31
| 5857 | 245 | 9 | 2 | 1 | 0 | 0 | 1 | 0 | 0 | 0 | 0 | 0 | 0 | 0 | 0 | 1 |  | 9 | 2 | 9 | 1
| 5858 | 245 | 9 | 2 | 2 | 0 | 0 | 1 | 0 | 0 | 0 | 0 | 0 | 0 | 0 | 0 | 1 |  | 9 | 2 | 9 | 1
| 5859 | 245 | 9 | 2 | 3 | 0 | 0 | 1 | 0 | 0 | 0 | 0 | 0 | 0 | 0 | 0 | 1 |  | 9 | 2 | 9 | 1
| 5860 | 245 | 9 | 2 | 4 | 0 | 0 | 1 | 0 | 0 | 0 | 0 | 0 | 0 | 0 | 0 | 1 |  | 9 | 2 | 9 | 1
| 5861 | 245 | 9 | 2 | 5 | 0 | 0 | 1 | 0 | 0 | 0 | 0 | 0 | 0 | 0 | 0 | 1 |  | 9 | 2 | 9 | 1
| 5862 | 245 | 9 | 2 | 6 | 0 | 0 | 1 | 0 | 0 | 0 | 0 | 0 | 0 | 0 | 0 | 1 |  | 9 | 2 | 9 | 1
| 5863 | 245 | 9 | 2 | 7 | 0 | 0 | 1 | 0 | 0 | 0 | 0 | 0 | 0 | 0 | 0 | 1 |  | 9 | 2 | 9 | 1
| 5864 | 245 | 9 | 2 | 8 | 0 | 0 | 1 | 0 | 0 | 0 | 0 | 0 | 0 | 0 | 0 | 1 |  | 9 | 2 | 9 | 1
| 5865 | 245 | 9 | 2 | 9 | 0 | 0 | 1 | 0 | 0 | 0 | 0 | 0 | 0 | 0 | 0 | 1 |  | 9 | 2 | 9 | 1
| 5866 | 245 | 9 | 2 | 10 | 0 | 0 | 1 | 0 | 0 | 0 | 0 | 0 | 0 | 0 | 0 | 1 |  | 9 | 2 | 9 | 1
| 5867 | 245 | 9 | 2 | 11 | 0 | 0 | 1 | 0 | 0 | 0 | 0 | 0 | 0 | 0 | 0 | 1 |  | 9 | 2 | 9 | 1
| 5868 | 245 | 9 | 2 | 12 | 0 | 0 | 1 | 0 | 0 | 0 | 0 | 0 | 0 | 0 | 0 | 1 |  | 9 | 2 | 9 | 1
| 5869 | 245 | 9 | 2 | 13 | 0 | 0 | 1 | 0 | 0 | 0 | 0 | 0 | 0 | 0 | 0 | 1 |  | 9 | 2 | 9 | 1
| 5870 | 245 | 9 | 2 | 14 | 0 | 0 | 1 | 0 | 0 | 0 | 0 | 0 | 0 | 0 | 0 | 1 |  | 9 | 2 | 9 | 1
| 5871 | 245 | 9 | 2 | 15 | 0 | 0 | 1 | 0 | 0 | 0 | 0 | 0 | 0 | 0 | 0 | 1 |  | 9 | 2 | 9 | 1
| 5872 | 245 | 9 | 2 | 16 | 0 | 0 | 1 | 0 | 0 | 0 | 0 | 0 | 0 | 0 | 0 | 1 |  | 9 | 2 | 9 | 1
| 5873 | 245 | 9 | 2 | 17 | 0 | 0 | 1 | 0 | 0 | 0 | 0 | 0 | 0 | 0 | 0 | 1 |  | 9 | 2 | 9 | 1
| 5874 | 245 | 9 | 2 | 18 | 0 | 0 | 1 | 0 | 0 | 0 | 0 | 0 | 0 | 0 | 0 | 1 |  | 9 | 2 | 9 | 1
| 5875 | 245 | 9 | 2 | 19 | 0 | 0 | 1 | 0 | 0 | 0 | 0 | 0 | 0 | 0 | 0 | 1 |  | 9 | 2 | 9 | 1
| 5876 | 245 | 9 | 2 | 20 | 0 | 0 | 1 | 0 | 0 | 0 | 0 | 0 | 0 | 0 | 0 | 1 |  | 9 | 2 | 9 | 1
| 5877 | 245 | 9 | 2 | 21 | 0 | 0 | 1 | 0 | 0 | 0 | 0 | 0 | 0 | 0 | 0 | 1 |  | 9 | 2 | 9 | 1
| 5878 | 245 | 9 | 2 | 22 | 0 | 0 | 1 | 0 | 0 | 0 | 0 | 0 | 0 | 0 | 0 | 1 |  | 9 | 2 | 9 | 1
| 5879 | 245 | 9 | 2 | 23 | 0 | 0 | 1 | 0 | 0 | 0 | 0 | 0 | 0 | 0 | 0 | 1 |  | 9 | 2 | 9 | 1
| 5880 | 245 | 9 | 2 | 24 | 0 | 0 | 1 | 0 | 0 | 0 | 0 | 0 | 0 | 0 | 0 | 1 |  | 9 | 2 | 9 | 1
| 5881 | 246 | 9 | 3 | 1 | 0 | 0 | 0 | 0 | 0 | 0 | 0 | 0 | 0 | 0 | 0 | 1 |  | 9 | 3 | 9 | 2
| 5882 | 246 | 9 | 3 | 2 | 0 | 0 | 0 | 0 | 0 | 0 | 0 | 0 | 0 | 0 | 0 | 1 |  | 9 | 3 | 9 | 2
| 5883 | 246 | 9 | 3 | 3 | 0 | 0 | 0 | 0 | 0 | 0 | 0 | 0 | 0 | 0 | 0 | 1 |  | 9 | 3 | 9 | 2
| 5884 | 246 | 9 | 3 | 4 | 0 | 0 | 0 | 0 | 0 | 0 | 0 | 0 | 0 | 0 | 0 | 1 |  | 9 | 3 | 9 | 2
| 5885 | 246 | 9 | 3 | 5 | 0 | 0 | 0 | 0 | 0 | 0 | 0 | 0 | 0 | 0 | 0 | 1 |  | 9 | 3 | 9 | 2
| 5886 | 246 | 9 | 3 | 6 | 0 | 0 | 0 | 0 | 0 | 0 | 0 | 0 | 0 | 0 | 0 | 1 |  | 9 | 3 | 9 | 2
| 5887 | 246 | 9 | 3 | 7 | 0 | 0 | 0 | 0 | 0 | 0 | 0 | 0 | 0 | 0 | 0 | 1 |  | 9 | 3 | 9 | 2
| 5888 | 246 | 9 | 3 | 8 | 0 | 0 | 0 | 0 | 0 | 0 | 0 | 0 | 0 | 0 | 0 | 1 |  | 9 | 3 | 9 | 2
| 5889 | 246 | 9 | 3 | 9 | 0 | 0 | 0 | 0 | 0 | 0 | 0 | 0 | 0 | 0 | 0 | 1 |  | 9 | 3 | 9 | 2
| 5890 | 246 | 9 | 3 | 10 | 0 | 0 | 0 | 0 | 0 | 0 | 0 | 0 | 0 | 0 | 0 | 1 |  | 9 | 3 | 9 | 2
| 5891 | 246 | 9 | 3 | 11 | 0 | 0 | 0 | 0 | 0 | 0 | 0 | 0 | 0 | 0 | 0 | 1 |  | 9 | 3 | 9 | 2
| 5892 | 246 | 9 | 3 | 12 | 0 | 0 | 0 | 0 | 0 | 0 | 0 | 0 | 0 | 0 | 0 | 1 |  | 9 | 3 | 9 | 2
| 5893 | 246 | 9 | 3 | 13 | 0 | 0 | 0 | 0 | 0 | 0 | 0 | 0 | 0 | 0 | 0 | 1 |  | 9 | 3 | 9 | 2
| 5894 | 246 | 9 | 3 | 14 | 0 | 0 | 0 | 0 | 0 | 0 | 0 | 0 | 0 | 0 | 0 | 1 |  | 9 | 3 | 9 | 2
| 5895 | 246 | 9 | 3 | 15 | 0 | 0 | 0 | 0 | 0 | 0 | 0 | 0 | 0 | 0 | 0 | 1 |  | 9 | 3 | 9 | 2
| 5896 | 246 | 9 | 3 | 16 | 0 | 0 | 0 | 0 | 0 | 0 | 0 | 0 | 0 | 0 | 0 | 1 |  | 9 | 3 | 9 | 2
| 5897 | 246 | 9 | 3 | 17 | 0 | 0 | 0 | 0 | 0 | 0 | 0 | 0 | 0 | 0 | 0 | 1 |  | 9 | 3 | 9 | 2
| 5898 | 246 | 9 | 3 | 18 | 0 | 0 | 0 | 0 | 0 | 0 | 0 | 0 | 0 | 0 | 0 | 1 |  | 9 | 3 | 9 | 2
| 5899 | 246 | 9 | 3 | 19 | 0 | 0 | 0 | 0 | 0 | 0 | 0 | 0 | 0 | 0 | 0 | 1 |  | 9 | 3 | 9 | 2
| 5900 | 246 | 9 | 3 | 20 | 0 | 0 | 0 | 0 | 0 | 0 | 0 | 0 | 0 | 0 | 0 | 1 |  | 9 | 3 | 9 | 2
| 5901 | 246 | 9 | 3 | 21 | 0 | 0 | 0 | 0 | 0 | 0 | 0 | 0 | 0 | 0 | 0 | 1 |  | 9 | 3 | 9 | 2
| 5902 | 246 | 9 | 3 | 22 | 0 | 0 | 0 | 0 | 0 | 0 | 0 | 0 | 0 | 0 | 0 | 1 |  | 9 | 3 | 9 | 2
| 5903 | 246 | 9 | 3 | 23 | 0 | 0 | 0 | 0 | 0 | 0 | 0 | 0 | 0 | 0 | 0 | 1 |  | 9 | 3 | 9 | 2
| 5904 | 246 | 9 | 3 | 24 | 0 | 0 | 0 | 0 | 0 | 0 | 0 | 0 | 0 | 0 | 0 | 1 |  | 9 | 3 | 9 | 2
| 5905 | 247 | 9 | 4 | 1 | 0 | 0 | 0 | 0 | 0 | 0 | 0 | 0 | 0 | 0 | 0 | 1 |  | 9 | 4 | 9 | 3
| 5906 | 247 | 9 | 4 | 2 | 0 | 0 | 0 | 0 | 0 | 0 | 0 | 0 | 0 | 0 | 0 | 1 |  | 9 | 4 | 9 | 3
| 5907 | 247 | 9 | 4 | 3 | 0 | 0 | 0 | 0 | 0 | 0 | 0 | 0 | 0 | 0 | 0 | 1 |  | 9 | 4 | 9 | 3
| 5908 | 247 | 9 | 4 | 4 | 0 | 0 | 0 | 0 | 0 | 0 | 0 | 0 | 0 | 0 | 0 | 1 |  | 9 | 4 | 9 | 3
| 5909 | 247 | 9 | 4 | 5 | 0 | 0 | 0 | 0 | 0 | 0 | 0 | 0 | 0 | 0 | 0 | 1 |  | 9 | 4 | 9 | 3
| 5910 | 247 | 9 | 4 | 6 | 0 | 0 | 0 | 0 | 0 | 0 | 0 | 0 | 0 | 0 | 0 | 1 |  | 9 | 4 | 9 | 3
| 5911 | 247 | 9 | 4 | 7 | 0 | 0 | 0 | 0 | 0 | 0 | 0 | 0 | 0 | 0 | 0 | 1 |  | 9 | 4 | 9 | 3
| 5912 | 247 | 9 | 4 | 8 | 0 | 0 | 0 | 0 | 0 | 0 | 0 | 0 | 0 | 0 | 0 | 1 |  | 9 | 4 | 9 | 3
| 5913 | 247 | 9 | 4 | 9 | 0 | 0 | 0 | 0 | 0 | 0 | 0 | 0 | 0 | 0 | 0 | 1 |  | 9 | 4 | 9 | 3
| 5914 | 247 | 9 | 4 | 10 | 0 | 0 | 0 | 0 | 0 | 0 | 0 | 0 | 0 | 0 | 0 | 1 |  | 9 | 4 | 9 | 3
| 5915 | 247 | 9 | 4 | 11 | 0 | 0 | 0 | 0 | 0 | 0 | 0 | 0 | 0 | 0 | 0 | 1 |  | 9 | 4 | 9 | 3
| 5916 | 247 | 9 | 4 | 12 | 0 | 0 | 0 | 0 | 0 | 0 | 0 | 0 | 0 | 0 | 0 | 1 |  | 9 | 4 | 9 | 3
| 5917 | 247 | 9 | 4 | 13 | 0 | 0 | 0 | 0 | 0 | 0 | 0 | 0 | 0 | 0 | 0 | 1 |  | 9 | 4 | 9 | 3
| 5918 | 247 | 9 | 4 | 14 | 0 | 0 | 0 | 0 | 0 | 0 | 0 | 0 | 0 | 0 | 0 | 1 |  | 9 | 4 | 9 | 3
| 5919 | 247 | 9 | 4 | 15 | 0 | 0 | 0 | 0 | 0 | 0 | 0 | 0 | 0 | 0 | 0 | 1 |  | 9 | 4 | 9 | 3
| 5920 | 247 | 9 | 4 | 16 | 0 | 0 | 0 | 0 | 0 | 0 | 0 | 0 | 0 | 0 | 0 | 1 |  | 9 | 4 | 9 | 3
| 5921 | 247 | 9 | 4 | 17 | 0 | 0 | 0 | 0 | 0 | 0 | 0 | 0 | 0 | 0 | 0 | 1 |  | 9 | 4 | 9 | 3
| 5922 | 247 | 9 | 4 | 18 | 0 | 0 | 0 | 0 | 0 | 0 | 0 | 0 | 0 | 0 | 0 | 1 |  | 9 | 4 | 9 | 3
| 5923 | 247 | 9 | 4 | 19 | 0 | 0 | 0 | 0 | 0 | 0 | 0 | 0 | 0 | 0 | 0 | 1 |  | 9 | 4 | 9 | 3
| 5924 | 247 | 9 | 4 | 20 | 0 | 0 | 0 | 0 | 0 | 0 | 0 | 0 | 0 | 0 | 0 | 1 |  | 9 | 4 | 9 | 3
| 5925 | 247 | 9 | 4 | 21 | 0 | 0 | 0 | 0 | 0 | 0 | 0 | 0 | 0 | 0 | 0 | 1 |  | 9 | 4 | 9 | 3
| 5926 | 247 | 9 | 4 | 22 | 0 | 0 | 0 | 0 | 0 | 0 | 0 | 0 | 0 | 0 | 0 | 1 |  | 9 | 4 | 9 | 3
| 5927 | 247 | 9 | 4 | 23 | 0 | 0 | 0 | 0 | 0 | 0 | 0 | 0 | 0 | 0 | 0 | 1 |  | 9 | 4 | 9 | 3
| 5928 | 247 | 9 | 4 | 24 | 0 | 0 | 0 | 0 | 0 | 0 | 0 | 0 | 0 | 0 | 0 | 1 |  | 9 | 4 | 9 | 3
| 5929 | 248 | 9 | 5 | 1 | 1 | 0 | 0 | 0 | 0 | 0 | 0 | 0 | 0 | 0 | 0 | 1 |  | 9 | 5 | 9 | 4
| 5930 | 248 | 9 | 5 | 2 | 1 | 0 | 0 | 0 | 0 | 0 | 0 | 0 | 0 | 0 | 0 | 1 |  | 9 | 5 | 9 | 4
| 5931 | 248 | 9 | 5 | 3 | 1 | 0 | 0 | 0 | 0 | 0 | 0 | 0 | 0 | 0 | 0 | 1 |  | 9 | 5 | 9 | 4
| 5932 | 248 | 9 | 5 | 4 | 1 | 0 | 0 | 0 | 0 | 0 | 0 | 0 | 0 | 0 | 0 | 1 |  | 9 | 5 | 9 | 4
| 5933 | 248 | 9 | 5 | 5 | 1 | 0 | 0 | 0 | 0 | 0 | 0 | 0 | 0 | 0 | 0 | 1 |  | 9 | 5 | 9 | 4
| 5934 | 248 | 9 | 5 | 6 | 1 | 0 | 0 | 0 | 0 | 0 | 0 | 0 | 0 | 0 | 0 | 1 |  | 9 | 5 | 9 | 4
| 5935 | 248 | 9 | 5 | 7 | 1 | 0 | 0 | 0 | 0 | 0 | 0 | 0 | 0 | 0 | 0 | 1 |  | 9 | 5 | 9 | 4
| 5936 | 248 | 9 | 5 | 8 | 1 | 0 | 0 | 0 | 0 | 0 | 0 | 0 | 0 | 0 | 0 | 1 |  | 9 | 5 | 9 | 4
| 5937 | 248 | 9 | 5 | 9 | 1 | 0 | 0 | 0 | 0 | 0 | 0 | 0 | 0 | 0 | 0 | 1 |  | 9 | 5 | 9 | 4
| 5938 | 248 | 9 | 5 | 10 | 1 | 0 | 0 | 0 | 0 | 0 | 0 | 0 | 0 | 0 | 0 | 1 |  | 9 | 5 | 9 | 4
| 5939 | 248 | 9 | 5 | 11 | 1 | 0 | 0 | 0 | 0 | 0 | 0 | 0 | 0 | 0 | 0 | 1 |  | 9 | 5 | 9 | 4
| 5940 | 248 | 9 | 5 | 12 | 1 | 0 | 0 | 0 | 0 | 0 | 0 | 0 | 0 | 0 | 0 | 1 |  | 9 | 5 | 9 | 4
| 5941 | 248 | 9 | 5 | 13 | 1 | 0 | 0 | 0 | 0 | 0 | 0 | 0 | 0 | 0 | 0 | 1 |  | 9 | 5 | 9 | 4
| 5942 | 248 | 9 | 5 | 14 | 1 | 0 | 0 | 0 | 0 | 0 | 0 | 0 | 0 | 0 | 0 | 1 |  | 9 | 5 | 9 | 4
| 5943 | 248 | 9 | 5 | 15 | 1 | 0 | 0 | 0 | 0 | 0 | 0 | 0 | 0 | 0 | 0 | 1 |  | 9 | 5 | 9 | 4
| 5944 | 248 | 9 | 5 | 16 | 1 | 0 | 0 | 0 | 0 | 0 | 0 | 0 | 0 | 0 | 0 | 1 |  | 9 | 5 | 9 | 4
| 5945 | 248 | 9 | 5 | 17 | 1 | 0 | 0 | 0 | 0 | 0 | 0 | 0 | 0 | 0 | 0 | 1 |  | 9 | 5 | 9 | 4
| 5946 | 248 | 9 | 5 | 18 | 1 | 0 | 0 | 0 | 0 | 0 | 0 | 0 | 0 | 0 | 0 | 1 |  | 9 | 5 | 9 | 4
| 5947 | 248 | 9 | 5 | 19 | 1 | 0 | 0 | 0 | 0 | 0 | 0 | 0 | 0 | 0 | 0 | 1 |  | 9 | 5 | 9 | 4
| 5948 | 248 | 9 | 5 | 20 | 1 | 0 | 0 | 0 | 0 | 0 | 0 | 0 | 0 | 0 | 0 | 1 |  | 9 | 5 | 9 | 4
| 5949 | 248 | 9 | 5 | 21 | 1 | 0 | 0 | 0 | 0 | 0 | 0 | 0 | 0 | 0 | 0 | 1 |  | 9 | 5 | 9 | 4
| 5950 | 248 | 9 | 5 | 22 | 1 | 0 | 0 | 0 | 0 | 0 | 0 | 0 | 0 | 0 | 0 | 1 |  | 9 | 5 | 9 | 4
| 5951 | 248 | 9 | 5 | 23 | 1 | 0 | 0 | 0 | 0 | 0 | 0 | 0 | 0 | 0 | 0 | 1 |  | 9 | 5 | 9 | 4
| 5952 | 248 | 9 | 5 | 24 | 1 | 0 | 0 | 0 | 0 | 0 | 0 | 0 | 0 | 0 | 0 | 1 |  | 9 | 5 | 9 | 4
| 5953 | 249 | 9 | 6 | 1 | 0 | 0 | 1 | 0 | 0 | 0 | 0 | 0 | 0 | 0 | 0 | 1 |  | 9 | 6 | 9 | 5
| 5954 | 249 | 9 | 6 | 2 | 0 | 0 | 1 | 0 | 0 | 0 | 0 | 0 | 0 | 0 | 0 | 1 |  | 9 | 6 | 9 | 5
| 5955 | 249 | 9 | 6 | 3 | 0 | 0 | 1 | 0 | 0 | 0 | 0 | 0 | 0 | 0 | 0 | 1 |  | 9 | 6 | 9 | 5
| 5956 | 249 | 9 | 6 | 4 | 0 | 0 | 1 | 0 | 0 | 0 | 0 | 0 | 0 | 0 | 0 | 1 |  | 9 | 6 | 9 | 5
| 5957 | 249 | 9 | 6 | 5 | 0 | 0 | 1 | 0 | 0 | 0 | 0 | 0 | 0 | 0 | 0 | 1 |  | 9 | 6 | 9 | 5
| 5958 | 249 | 9 | 6 | 6 | 0 | 0 | 1 | 0 | 0 | 0 | 0 | 0 | 0 | 0 | 0 | 1 |  | 9 | 6 | 9 | 5
| 5959 | 249 | 9 | 6 | 7 | 0 | 0 | 1 | 0 | 0 | 0 | 0 | 0 | 0 | 0 | 0 | 1 |  | 9 | 6 | 9 | 5
| 5960 | 249 | 9 | 6 | 8 | 0 | 0 | 1 | 0 | 0 | 0 | 0 | 0 | 0 | 0 | 0 | 1 |  | 9 | 6 | 9 | 5
| 5961 | 249 | 9 | 6 | 9 | 0 | 0 | 1 | 0 | 0 | 0 | 0 | 0 | 0 | 0 | 0 | 1 |  | 9 | 6 | 9 | 5
| 5962 | 249 | 9 | 6 | 10 | 0 | 0 | 1 | 0 | 0 | 0 | 0 | 0 | 0 | 0 | 0 | 1 |  | 9 | 6 | 9 | 5
| 5963 | 249 | 9 | 6 | 11 | 0 | 0 | 1 | 0 | 0 | 0 | 0 | 0 | 0 | 0 | 0 | 1 |  | 9 | 6 | 9 | 5
| 5964 | 249 | 9 | 6 | 12 | 0 | 0 | 1 | 0 | 0 | 0 | 0 | 0 | 0 | 0 | 0 | 1 |  | 9 | 6 | 9 | 5
| 5965 | 249 | 9 | 6 | 13 | 0 | 0 | 1 | 0 | 0 | 0 | 0 | 0 | 0 | 0 | 0 | 1 |  | 9 | 6 | 9 | 5
| 5966 | 249 | 9 | 6 | 14 | 0 | 0 | 1 | 0 | 0 | 0 | 0 | 0 | 0 | 0 | 0 | 1 |  | 9 | 6 | 9 | 5
| 5967 | 249 | 9 | 6 | 15 | 0 | 0 | 1 | 0 | 0 | 0 | 0 | 0 | 0 | 0 | 0 | 1 |  | 9 | 6 | 9 | 5
| 5968 | 249 | 9 | 6 | 16 | 0 | 0 | 1 | 0 | 0 | 0 | 0 | 0 | 0 | 0 | 0 | 1 |  | 9 | 6 | 9 | 5
| 5969 | 249 | 9 | 6 | 17 | 0 | 0 | 1 | 0 | 0 | 0 | 0 | 0 | 0 | 0 | 0 | 1 |  | 9 | 6 | 9 | 5
| 5970 | 249 | 9 | 6 | 18 | 0 | 0 | 1 | 0 | 0 | 0 | 0 | 0 | 0 | 0 | 0 | 1 |  | 9 | 6 | 9 | 5
| 5971 | 249 | 9 | 6 | 19 | 0 | 0 | 1 | 0 | 0 | 0 | 0 | 0 | 0 | 0 | 0 | 1 |  | 9 | 6 | 9 | 5
| 5972 | 249 | 9 | 6 | 20 | 0 | 0 | 1 | 0 | 0 | 0 | 0 | 0 | 0 | 0 | 0 | 1 |  | 9 | 6 | 9 | 5
| 5973 | 249 | 9 | 6 | 21 | 0 | 0 | 1 | 0 | 0 | 0 | 0 | 0 | 0 | 0 | 0 | 1 |  | 9 | 6 | 9 | 5
| 5974 | 249 | 9 | 6 | 22 | 0 | 0 | 1 | 0 | 0 | 0 | 0 | 0 | 0 | 0 | 0 | 1 |  | 9 | 6 | 9 | 5
| 5975 | 249 | 9 | 6 | 23 | 0 | 0 | 1 | 0 | 0 | 0 | 0 | 0 | 0 | 0 | 0 | 1 |  | 9 | 6 | 9 | 5
| 5976 | 249 | 9 | 6 | 24 | 0 | 0 | 1 | 0 | 0 | 0 | 0 | 0 | 0 | 0 | 0 | 1 |  | 9 | 6 | 9 | 5
| 5977 | 250 | 9 | 7 | 1 | 0 | 0 | 1 | 0 | 0 | 0 | 0 | 0 | 0 | 0 | 0 | 1 |  | 9 | 7 | 9 | 6
| 5978 | 250 | 9 | 7 | 2 | 0 | 0 | 1 | 0 | 0 | 0 | 0 | 0 | 0 | 0 | 0 | 1 |  | 9 | 7 | 9 | 6
| 5979 | 250 | 9 | 7 | 3 | 0 | 0 | 1 | 0 | 0 | 0 | 0 | 0 | 0 | 0 | 0 | 1 |  | 9 | 7 | 9 | 6
| 5980 | 250 | 9 | 7 | 4 | 0 | 0 | 1 | 0 | 0 | 0 | 0 | 0 | 0 | 0 | 0 | 1 |  | 9 | 7 | 9 | 6
| 5981 | 250 | 9 | 7 | 5 | 0 | 0 | 1 | 0 | 0 | 0 | 0 | 0 | 0 | 0 | 0 | 1 |  | 9 | 7 | 9 | 6
| 5982 | 250 | 9 | 7 | 6 | 0 | 0 | 1 | 0 | 0 | 0 | 0 | 0 | 0 | 0 | 0 | 1 |  | 9 | 7 | 9 | 6
| 5983 | 250 | 9 | 7 | 7 | 0 | 0 | 1 | 0 | 0 | 0 | 0 | 0 | 0 | 0 | 0 | 1 |  | 9 | 7 | 9 | 6
| 5984 | 250 | 9 | 7 | 8 | 0 | 0 | 1 | 0 | 0 | 0 | 0 | 0 | 0 | 0 | 0 | 1 |  | 9 | 7 | 9 | 6
| 5985 | 250 | 9 | 7 | 9 | 0 | 0 | 1 | 0 | 0 | 0 | 0 | 0 | 0 | 0 | 0 | 1 |  | 9 | 7 | 9 | 6
| 5986 | 250 | 9 | 7 | 10 | 0 | 0 | 1 | 0 | 0 | 0 | 0 | 0 | 0 | 0 | 0 | 1 |  | 9 | 7 | 9 | 6
| 5987 | 250 | 9 | 7 | 11 | 0 | 0 | 1 | 0 | 0 | 0 | 0 | 0 | 0 | 0 | 0 | 1 |  | 9 | 7 | 9 | 6
| 5988 | 250 | 9 | 7 | 12 | 0 | 0 | 1 | 0 | 0 | 0 | 0 | 0 | 0 | 0 | 0 | 1 |  | 9 | 7 | 9 | 6
| 5989 | 250 | 9 | 7 | 13 | 0 | 0 | 1 | 0 | 0 | 0 | 0 | 0 | 0 | 0 | 0 | 1 |  | 9 | 7 | 9 | 6
| 5990 | 250 | 9 | 7 | 14 | 0 | 0 | 1 | 0 | 0 | 0 | 0 | 0 | 0 | 0 | 0 | 1 |  | 9 | 7 | 9 | 6
| 5991 | 250 | 9 | 7 | 15 | 0 | 0 | 1 | 0 | 0 | 0 | 0 | 0 | 0 | 0 | 0 | 1 |  | 9 | 7 | 9 | 6
| 5992 | 250 | 9 | 7 | 16 | 0 | 0 | 1 | 0 | 0 | 0 | 0 | 0 | 0 | 0 | 0 | 1 |  | 9 | 7 | 9 | 6
| 5993 | 250 | 9 | 7 | 17 | 0 | 0 | 1 | 0 | 0 | 0 | 0 | 0 | 0 | 0 | 0 | 1 |  | 9 | 7 | 9 | 6
| 5994 | 250 | 9 | 7 | 18 | 0 | 0 | 1 | 0 | 0 | 0 | 0 | 0 | 0 | 0 | 0 | 1 |  | 9 | 7 | 9 | 6
| 5995 | 250 | 9 | 7 | 19 | 0 | 0 | 1 | 0 | 0 | 0 | 0 | 0 | 0 | 0 | 0 | 1 |  | 9 | 7 | 9 | 6
| 5996 | 250 | 9 | 7 | 20 | 0 | 0 | 1 | 0 | 0 | 0 | 0 | 0 | 0 | 0 | 0 | 1 |  | 9 | 7 | 9 | 6
| 5997 | 250 | 9 | 7 | 21 | 0 | 0 | 1 | 0 | 0 | 0 | 0 | 0 | 0 | 0 | 0 | 1 |  | 9 | 7 | 9 | 6
| 5998 | 250 | 9 | 7 | 22 | 0 | 0 | 1 | 0 | 0 | 0 | 0 | 0 | 0 | 0 | 0 | 1 |  | 9 | 7 | 9 | 6
| 5999 | 250 | 9 | 7 | 23 | 0 | 0 | 1 | 0 | 0 | 0 | 0 | 0 | 0 | 0 | 0 | 1 |  | 9 | 7 | 9 | 6
| 6000 | 250 | 9 | 7 | 24 | 0 | 0 | 1 | 0 | 0 | 0 | 0 | 0 | 0 | 0 | 0 | 1 |  | 9 | 7 | 9 | 6
| 6001 | 251 | 9 | 8 | 1 | 0 | 0 | 1 | 0 | 0 | 0 | 0 | 0 | 0 | 0 | 0 | 1 |  | 9 | 8 | 9 | 7
| 6002 | 251 | 9 | 8 | 2 | 0 | 0 | 1 | 0 | 0 | 0 | 0 | 0 | 0 | 0 | 0 | 1 |  | 9 | 8 | 9 | 7
| 6003 | 251 | 9 | 8 | 3 | 0 | 0 | 1 | 0 | 0 | 0 | 0 | 0 | 0 | 0 | 0 | 1 |  | 9 | 8 | 9 | 7
| 6004 | 251 | 9 | 8 | 4 | 0 | 0 | 1 | 0 | 0 | 0 | 0 | 0 | 0 | 0 | 0 | 1 |  | 9 | 8 | 9 | 7
| 6005 | 251 | 9 | 8 | 5 | 0 | 0 | 1 | 0 | 0 | 0 | 0 | 0 | 0 | 0 | 0 | 1 |  | 9 | 8 | 9 | 7
| 6006 | 251 | 9 | 8 | 6 | 0 | 0 | 1 | 0 | 0 | 0 | 0 | 0 | 0 | 0 | 0 | 1 |  | 9 | 8 | 9 | 7
| 6007 | 251 | 9 | 8 | 7 | 0 | 0 | 1 | 0 | 0 | 0 | 0 | 0 | 0 | 0 | 0 | 1 |  | 9 | 8 | 9 | 7
| 6008 | 251 | 9 | 8 | 8 | 0 | 0 | 1 | 0 | 0 | 0 | 0 | 0 | 0 | 0 | 0 | 1 |  | 9 | 8 | 9 | 7
| 6009 | 251 | 9 | 8 | 9 | 0 | 0 | 1 | 0 | 0 | 0 | 0 | 0 | 0 | 0 | 0 | 1 |  | 9 | 8 | 9 | 7
| 6010 | 251 | 9 | 8 | 10 | 0 | 0 | 1 | 0 | 0 | 0 | 0 | 0 | 0 | 0 | 0 | 1 |  | 9 | 8 | 9 | 7
| 6011 | 251 | 9 | 8 | 11 | 0 | 0 | 1 | 0 | 0 | 0 | 0 | 0 | 0 | 0 | 0 | 1 |  | 9 | 8 | 9 | 7
| 6012 | 251 | 9 | 8 | 12 | 0 | 0 | 1 | 0 | 0 | 0 | 0 | 0 | 0 | 0 | 0 | 1 |  | 9 | 8 | 9 | 7
| 6013 | 251 | 9 | 8 | 13 | 0 | 0 | 1 | 0 | 0 | 0 | 0 | 0 | 0 | 0 | 0 | 1 |  | 9 | 8 | 9 | 7
| 6014 | 251 | 9 | 8 | 14 | 0 | 0 | 1 | 0 | 0 | 0 | 0 | 0 | 0 | 0 | 0 | 1 |  | 9 | 8 | 9 | 7
| 6015 | 251 | 9 | 8 | 15 | 0 | 0 | 1 | 0 | 0 | 0 | 0 | 0 | 0 | 0 | 0 | 1 |  | 9 | 8 | 9 | 7
| 6016 | 251 | 9 | 8 | 16 | 0 | 0 | 1 | 0 | 0 | 0 | 0 | 0 | 0 | 0 | 0 | 1 |  | 9 | 8 | 9 | 7
| 6017 | 251 | 9 | 8 | 17 | 0 | 0 | 1 | 0 | 0 | 0 | 0 | 0 | 0 | 0 | 0 | 1 |  | 9 | 8 | 9 | 7
| 6018 | 251 | 9 | 8 | 18 | 0 | 0 | 1 | 0 | 0 | 0 | 0 | 0 | 0 | 0 | 0 | 1 |  | 9 | 8 | 9 | 7
| 6019 | 251 | 9 | 8 | 19 | 0 | 0 | 1 | 0 | 0 | 0 | 0 | 0 | 0 | 0 | 0 | 1 |  | 9 | 8 | 9 | 7
| 6020 | 251 | 9 | 8 | 20 | 0 | 0 | 1 | 0 | 0 | 0 | 0 | 0 | 0 | 0 | 0 | 1 |  | 9 | 8 | 9 | 7
| 6021 | 251 | 9 | 8 | 21 | 0 | 0 | 1 | 0 | 0 | 0 | 0 | 0 | 0 | 0 | 0 | 1 |  | 9 | 8 | 9 | 7
| 6022 | 251 | 9 | 8 | 22 | 0 | 0 | 1 | 0 | 0 | 0 | 0 | 0 | 0 | 0 | 0 | 1 |  | 9 | 8 | 9 | 7
| 6023 | 251 | 9 | 8 | 23 | 0 | 0 | 1 | 0 | 0 | 0 | 0 | 0 | 0 | 0 | 0 | 1 |  | 9 | 8 | 9 | 7
| 6024 | 251 | 9 | 8 | 24 | 0 | 0 | 1 | 0 | 0 | 0 | 0 | 0 | 0 | 0 | 0 | 1 |  | 9 | 8 | 9 | 7
| 6025 | 252 | 9 | 9 | 1 | 0 | 0 | 1 | 0 | 0 | 0 | 0 | 0 | 0 | 0 | 0 | 1 |  | 9 | 9 | 9 | 8
| 6026 | 252 | 9 | 9 | 2 | 0 | 0 | 1 | 0 | 0 | 0 | 0 | 0 | 0 | 0 | 0 | 1 |  | 9 | 9 | 9 | 8
| 6027 | 252 | 9 | 9 | 3 | 0 | 0 | 1 | 0 | 0 | 0 | 0 | 0 | 0 | 0 | 0 | 1 |  | 9 | 9 | 9 | 8
| 6028 | 252 | 9 | 9 | 4 | 0 | 0 | 1 | 0 | 0 | 0 | 0 | 0 | 0 | 0 | 0 | 1 |  | 9 | 9 | 9 | 8
| 6029 | 252 | 9 | 9 | 5 | 0 | 0 | 1 | 0 | 0 | 0 | 0 | 0 | 0 | 0 | 0 | 1 |  | 9 | 9 | 9 | 8
| 6030 | 252 | 9 | 9 | 6 | 0 | 0 | 1 | 0 | 0 | 0 | 0 | 0 | 0 | 0 | 0 | 1 |  | 9 | 9 | 9 | 8
| 6031 | 252 | 9 | 9 | 7 | 0 | 0 | 1 | 0 | 0 | 0 | 0 | 0 | 0 | 0 | 0 | 1 |  | 9 | 9 | 9 | 8
| 6032 | 252 | 9 | 9 | 8 | 0 | 0 | 1 | 0 | 0 | 0 | 0 | 0 | 0 | 0 | 0 | 1 |  | 9 | 9 | 9 | 8
| 6033 | 252 | 9 | 9 | 9 | 0 | 0 | 1 | 0 | 0 | 0 | 0 | 0 | 0 | 0 | 0 | 1 |  | 9 | 9 | 9 | 8
| 6034 | 252 | 9 | 9 | 10 | 0 | 0 | 1 | 0 | 0 | 0 | 0 | 0 | 0 | 0 | 0 | 1 |  | 9 | 9 | 9 | 8
| 6035 | 252 | 9 | 9 | 11 | 0 | 0 | 1 | 0 | 0 | 0 | 0 | 0 | 0 | 0 | 0 | 1 |  | 9 | 9 | 9 | 8
| 6036 | 252 | 9 | 9 | 12 | 0 | 0 | 1 | 0 | 0 | 0 | 0 | 0 | 0 | 0 | 0 | 1 |  | 9 | 9 | 9 | 8
| 6037 | 252 | 9 | 9 | 13 | 0 | 0 | 1 | 0 | 0 | 0 | 0 | 0 | 0 | 0 | 0 | 1 |  | 9 | 9 | 9 | 8
| 6038 | 252 | 9 | 9 | 14 | 0 | 0 | 1 | 0 | 0 | 0 | 0 | 0 | 0 | 0 | 0 | 1 |  | 9 | 9 | 9 | 8
| 6039 | 252 | 9 | 9 | 15 | 0 | 0 | 1 | 0 | 0 | 0 | 0 | 0 | 0 | 0 | 0 | 1 |  | 9 | 9 | 9 | 8
| 6040 | 252 | 9 | 9 | 16 | 0 | 0 | 1 | 0 | 0 | 0 | 0 | 0 | 0 | 0 | 0 | 1 |  | 9 | 9 | 9 | 8
| 6041 | 252 | 9 | 9 | 17 | 0 | 0 | 1 | 0 | 0 | 0 | 0 | 0 | 0 | 0 | 0 | 1 |  | 9 | 9 | 9 | 8
| 6042 | 252 | 9 | 9 | 18 | 0 | 0 | 1 | 0 | 0 | 0 | 0 | 0 | 0 | 0 | 0 | 1 |  | 9 | 9 | 9 | 8
| 6043 | 252 | 9 | 9 | 19 | 0 | 0 | 1 | 0 | 0 | 0 | 0 | 0 | 0 | 0 | 0 | 1 |  | 9 | 9 | 9 | 8
| 6044 | 252 | 9 | 9 | 20 | 0 | 0 | 1 | 0 | 0 | 0 | 0 | 0 | 0 | 0 | 0 | 1 |  | 9 | 9 | 9 | 8
| 6045 | 252 | 9 | 9 | 21 | 0 | 0 | 1 | 0 | 0 | 0 | 0 | 0 | 0 | 0 | 0 | 1 |  | 9 | 9 | 9 | 8
| 6046 | 252 | 9 | 9 | 22 | 0 | 0 | 1 | 0 | 0 | 0 | 0 | 0 | 0 | 0 | 0 | 1 |  | 9 | 9 | 9 | 8
| 6047 | 252 | 9 | 9 | 23 | 0 | 0 | 1 | 0 | 0 | 0 | 0 | 0 | 0 | 0 | 0 | 1 |  | 9 | 9 | 9 | 8
| 6048 | 252 | 9 | 9 | 24 | 0 | 0 | 1 | 0 | 0 | 0 | 0 | 0 | 0 | 0 | 0 | 1 |  | 9 | 9 | 9 | 8
| 6049 | 253 | 9 | 10 | 1 | 0 | 0 | 0 | 0 | 0 | 0 | 0 | 0 | 0 | 0 | 0 | 1 |  | 9 | 10 | 9 | 9
| 6050 | 253 | 9 | 10 | 2 | 0 | 0 | 0 | 0 | 0 | 0 | 0 | 0 | 0 | 0 | 0 | 1 |  | 9 | 10 | 9 | 9
| 6051 | 253 | 9 | 10 | 3 | 0 | 0 | 0 | 0 | 0 | 0 | 0 | 0 | 0 | 0 | 0 | 1 |  | 9 | 10 | 9 | 9
| 6052 | 253 | 9 | 10 | 4 | 0 | 0 | 0 | 0 | 0 | 0 | 0 | 0 | 0 | 0 | 0 | 1 |  | 9 | 10 | 9 | 9
| 6053 | 253 | 9 | 10 | 5 | 0 | 0 | 0 | 0 | 0 | 0 | 0 | 0 | 0 | 0 | 0 | 1 |  | 9 | 10 | 9 | 9
| 6054 | 253 | 9 | 10 | 6 | 0 | 0 | 0 | 0 | 0 | 0 | 0 | 0 | 0 | 0 | 0 | 1 |  | 9 | 10 | 9 | 9
| 6055 | 253 | 9 | 10 | 7 | 0 | 0 | 0 | 0 | 0 | 0 | 0 | 0 | 0 | 0 | 0 | 1 |  | 9 | 10 | 9 | 9
| 6056 | 253 | 9 | 10 | 8 | 0 | 0 | 0 | 0 | 0 | 0 | 0 | 0 | 0 | 0 | 0 | 1 |  | 9 | 10 | 9 | 9
| 6057 | 253 | 9 | 10 | 9 | 0 | 0 | 0 | 0 | 0 | 0 | 0 | 0 | 0 | 0 | 0 | 1 |  | 9 | 10 | 9 | 9
| 6058 | 253 | 9 | 10 | 10 | 0 | 0 | 0 | 0 | 0 | 0 | 0 | 0 | 0 | 0 | 0 | 1 |  | 9 | 10 | 9 | 9
| 6059 | 253 | 9 | 10 | 11 | 0 | 0 | 0 | 0 | 0 | 0 | 0 | 0 | 0 | 0 | 0 | 1 |  | 9 | 10 | 9 | 9
| 6060 | 253 | 9 | 10 | 12 | 0 | 0 | 0 | 0 | 0 | 0 | 0 | 0 | 0 | 0 | 0 | 1 |  | 9 | 10 | 9 | 9
| 6061 | 253 | 9 | 10 | 13 | 0 | 0 | 0 | 0 | 0 | 0 | 0 | 0 | 0 | 0 | 0 | 1 |  | 9 | 10 | 9 | 9
| 6062 | 253 | 9 | 10 | 14 | 0 | 0 | 0 | 0 | 0 | 0 | 0 | 0 | 0 | 0 | 0 | 1 |  | 9 | 10 | 9 | 9
| 6063 | 253 | 9 | 10 | 15 | 0 | 0 | 0 | 0 | 0 | 0 | 0 | 0 | 0 | 0 | 0 | 1 |  | 9 | 10 | 9 | 9
| 6064 | 253 | 9 | 10 | 16 | 0 | 0 | 0 | 0 | 0 | 0 | 0 | 0 | 0 | 0 | 0 | 1 |  | 9 | 10 | 9 | 9
| 6065 | 253 | 9 | 10 | 17 | 0 | 0 | 0 | 0 | 0 | 0 | 0 | 0 | 0 | 0 | 0 | 1 |  | 9 | 10 | 9 | 9
| 6066 | 253 | 9 | 10 | 18 | 0 | 0 | 0 | 0 | 0 | 0 | 0 | 0 | 0 | 0 | 0 | 1 |  | 9 | 10 | 9 | 9
| 6067 | 253 | 9 | 10 | 19 | 0 | 0 | 0 | 0 | 0 | 0 | 0 | 0 | 0 | 0 | 0 | 1 |  | 9 | 10 | 9 | 9
| 6068 | 253 | 9 | 10 | 20 | 0 | 0 | 0 | 0 | 0 | 0 | 0 | 0 | 0 | 0 | 0 | 1 |  | 9 | 10 | 9 | 9
| 6069 | 253 | 9 | 10 | 21 | 0 | 0 | 0 | 0 | 0 | 0 | 0 | 0 | 0 | 0 | 0 | 1 |  | 9 | 10 | 9 | 9
| 6070 | 253 | 9 | 10 | 22 | 0 | 0 | 0 | 0 | 0 | 0 | 0 | 0 | 0 | 0 | 0 | 1 |  | 9 | 10 | 9 | 9
| 6071 | 253 | 9 | 10 | 23 | 0 | 0 | 0 | 0 | 0 | 0 | 0 | 0 | 0 | 0 | 0 | 1 |  | 9 | 10 | 9 | 9
| 6072 | 253 | 9 | 10 | 24 | 0 | 0 | 0 | 0 | 0 | 0 | 0 | 0 | 0 | 0 | 0 | 1 |  | 9 | 10 | 9 | 9
| 6073 | 254 | 9 | 11 | 1 | 0 | 0 | 0 | 0 | 0 | 0 | 0 | 0 | 0 | 0 | 0 | 1 |  | 9 | 11 | 9 | 10
| 6074 | 254 | 9 | 11 | 2 | 0 | 0 | 0 | 0 | 0 | 0 | 0 | 0 | 0 | 0 | 0 | 1 |  | 9 | 11 | 9 | 10
| 6075 | 254 | 9 | 11 | 3 | 0 | 0 | 0 | 0 | 0 | 0 | 0 | 0 | 0 | 0 | 0 | 1 |  | 9 | 11 | 9 | 10
| 6076 | 254 | 9 | 11 | 4 | 0 | 0 | 0 | 0 | 0 | 0 | 0 | 0 | 0 | 0 | 0 | 1 |  | 9 | 11 | 9 | 10
| 6077 | 254 | 9 | 11 | 5 | 0 | 0 | 0 | 0 | 0 | 0 | 0 | 0 | 0 | 0 | 0 | 1 |  | 9 | 11 | 9 | 10
| 6078 | 254 | 9 | 11 | 6 | 0 | 0 | 0 | 0 | 0 | 0 | 0 | 0 | 0 | 0 | 0 | 1 |  | 9 | 11 | 9 | 10
| 6079 | 254 | 9 | 11 | 7 | 0 | 0 | 0 | 0 | 0 | 0 | 0 | 0 | 0 | 0 | 0 | 1 |  | 9 | 11 | 9 | 10
| 6080 | 254 | 9 | 11 | 8 | 0 | 0 | 0 | 0 | 0 | 0 | 0 | 0 | 0 | 0 | 0 | 1 |  | 9 | 11 | 9 | 10
| 6081 | 254 | 9 | 11 | 9 | 0 | 0 | 0 | 0 | 0 | 0 | 0 | 0 | 0 | 0 | 0 | 1 |  | 9 | 11 | 9 | 10
| 6082 | 254 | 9 | 11 | 10 | 0 | 0 | 0 | 0 | 0 | 0 | 0 | 0 | 0 | 0 | 0 | 1 |  | 9 | 11 | 9 | 10
| 6083 | 254 | 9 | 11 | 11 | 0 | 0 | 0 | 0 | 0 | 0 | 0 | 0 | 0 | 0 | 0 | 1 |  | 9 | 11 | 9 | 10
| 6084 | 254 | 9 | 11 | 12 | 0 | 0 | 0 | 0 | 0 | 0 | 0 | 0 | 0 | 0 | 0 | 1 |  | 9 | 11 | 9 | 10
| 6085 | 254 | 9 | 11 | 13 | 0 | 0 | 0 | 0 | 0 | 0 | 0 | 0 | 0 | 0 | 0 | 1 |  | 9 | 11 | 9 | 10
| 6086 | 254 | 9 | 11 | 14 | 0 | 0 | 0 | 0 | 0 | 0 | 0 | 0 | 0 | 0 | 0 | 1 |  | 9 | 11 | 9 | 10
| 6087 | 254 | 9 | 11 | 15 | 0 | 0 | 0 | 0 | 0 | 0 | 0 | 0 | 0 | 0 | 0 | 1 |  | 9 | 11 | 9 | 10
| 6088 | 254 | 9 | 11 | 16 | 0 | 0 | 0 | 0 | 0 | 0 | 0 | 0 | 0 | 0 | 0 | 1 |  | 9 | 11 | 9 | 10
| 6089 | 254 | 9 | 11 | 17 | 0 | 0 | 0 | 0 | 0 | 0 | 0 | 0 | 0 | 0 | 0 | 1 |  | 9 | 11 | 9 | 10
| 6090 | 254 | 9 | 11 | 18 | 0 | 0 | 0 | 0 | 0 | 0 | 0 | 0 | 0 | 0 | 0 | 1 |  | 9 | 11 | 9 | 10
| 6091 | 254 | 9 | 11 | 19 | 0 | 0 | 0 | 0 | 0 | 0 | 0 | 0 | 0 | 0 | 0 | 1 |  | 9 | 11 | 9 | 10
| 6092 | 254 | 9 | 11 | 20 | 0 | 0 | 0 | 0 | 0 | 0 | 0 | 0 | 0 | 0 | 0 | 1 |  | 9 | 11 | 9 | 10
| 6093 | 254 | 9 | 11 | 21 | 0 | 0 | 0 | 0 | 0 | 0 | 0 | 0 | 0 | 0 | 0 | 1 |  | 9 | 11 | 9 | 10
| 6094 | 254 | 9 | 11 | 22 | 0 | 0 | 0 | 0 | 0 | 0 | 0 | 0 | 0 | 0 | 0 | 1 |  | 9 | 11 | 9 | 10
| 6095 | 254 | 9 | 11 | 23 | 0 | 0 | 0 | 0 | 0 | 0 | 0 | 0 | 0 | 0 | 0 | 1 |  | 9 | 11 | 9 | 10
| 6096 | 254 | 9 | 11 | 24 | 0 | 0 | 0 | 0 | 0 | 0 | 0 | 0 | 0 | 0 | 0 | 1 |  | 9 | 11 | 9 | 10
| 6097 | 255 | 9 | 12 | 1 | 0 | 0 | 1 | 0 | 0 | 0 | 0 | 0 | 0 | 0 | 0 | 1 |  | 9 | 12 | 9 | 11
| 6098 | 255 | 9 | 12 | 2 | 0 | 0 | 1 | 0 | 0 | 0 | 0 | 0 | 0 | 0 | 0 | 1 |  | 9 | 12 | 9 | 11
| 6099 | 255 | 9 | 12 | 3 | 0 | 0 | 1 | 0 | 0 | 0 | 0 | 0 | 0 | 0 | 0 | 1 |  | 9 | 12 | 9 | 11
| 6100 | 255 | 9 | 12 | 4 | 0 | 0 | 1 | 0 | 0 | 0 | 0 | 0 | 0 | 0 | 0 | 1 |  | 9 | 12 | 9 | 11
| 6101 | 255 | 9 | 12 | 5 | 0 | 0 | 1 | 0 | 0 | 0 | 0 | 0 | 0 | 0 | 0 | 1 |  | 9 | 12 | 9 | 11
| 6102 | 255 | 9 | 12 | 6 | 0 | 0 | 1 | 0 | 0 | 0 | 0 | 0 | 0 | 0 | 0 | 1 |  | 9 | 12 | 9 | 11
| 6103 | 255 | 9 | 12 | 7 | 0 | 0 | 1 | 0 | 0 | 0 | 0 | 0 | 0 | 0 | 0 | 1 |  | 9 | 12 | 9 | 11
| 6104 | 255 | 9 | 12 | 8 | 0 | 0 | 1 | 0 | 0 | 0 | 0 | 0 | 0 | 0 | 0 | 1 |  | 9 | 12 | 9 | 11
| 6105 | 255 | 9 | 12 | 9 | 0 | 0 | 1 | 0 | 0 | 0 | 0 | 0 | 0 | 0 | 0 | 1 |  | 9 | 12 | 9 | 11
| 6106 | 255 | 9 | 12 | 10 | 0 | 0 | 1 | 0 | 0 | 0 | 0 | 0 | 0 | 0 | 0 | 1 |  | 9 | 12 | 9 | 11
| 6107 | 255 | 9 | 12 | 11 | 0 | 0 | 1 | 0 | 0 | 0 | 0 | 0 | 0 | 0 | 0 | 1 |  | 9 | 12 | 9 | 11
| 6108 | 255 | 9 | 12 | 12 | 0 | 0 | 1 | 0 | 0 | 0 | 0 | 0 | 0 | 0 | 0 | 1 |  | 9 | 12 | 9 | 11
| 6109 | 255 | 9 | 12 | 13 | 0 | 0 | 1 | 0 | 0 | 0 | 0 | 0 | 0 | 0 | 0 | 1 |  | 9 | 12 | 9 | 11
| 6110 | 255 | 9 | 12 | 14 | 0 | 0 | 1 | 0 | 0 | 0 | 0 | 0 | 0 | 0 | 0 | 1 |  | 9 | 12 | 9 | 11
| 6111 | 255 | 9 | 12 | 15 | 0 | 0 | 1 | 0 | 0 | 0 | 0 | 0 | 0 | 0 | 0 | 1 |  | 9 | 12 | 9 | 11
| 6112 | 255 | 9 | 12 | 16 | 0 | 0 | 1 | 0 | 0 | 0 | 0 | 0 | 0 | 0 | 0 | 1 |  | 9 | 12 | 9 | 11
| 6113 | 255 | 9 | 12 | 17 | 0 | 0 | 1 | 0 | 0 | 0 | 0 | 0 | 0 | 0 | 0 | 1 |  | 9 | 12 | 9 | 11
| 6114 | 255 | 9 | 12 | 18 | 0 | 0 | 1 | 0 | 0 | 0 | 0 | 0 | 0 | 0 | 0 | 1 |  | 9 | 12 | 9 | 11
| 6115 | 255 | 9 | 12 | 19 | 0 | 0 | 1 | 0 | 0 | 0 | 0 | 0 | 0 | 0 | 0 | 1 |  | 9 | 12 | 9 | 11
| 6116 | 255 | 9 | 12 | 20 | 0 | 0 | 1 | 0 | 0 | 0 | 0 | 0 | 0 | 0 | 0 | 1 |  | 9 | 12 | 9 | 11
| 6117 | 255 | 9 | 12 | 21 | 0 | 0 | 1 | 0 | 0 | 0 | 0 | 0 | 0 | 0 | 0 | 1 |  | 9 | 12 | 9 | 11
| 6118 | 255 | 9 | 12 | 22 | 0 | 0 | 1 | 0 | 0 | 0 | 0 | 0 | 0 | 0 | 0 | 1 |  | 9 | 12 | 9 | 11
| 6119 | 255 | 9 | 12 | 23 | 0 | 0 | 1 | 0 | 0 | 0 | 0 | 0 | 0 | 0 | 0 | 1 |  | 9 | 12 | 9 | 11
| 6120 | 255 | 9 | 12 | 24 | 0 | 0 | 1 | 0 | 0 | 0 | 0 | 0 | 0 | 0 | 0 | 1 |  | 9 | 12 | 9 | 11
| 6121 | 256 | 9 | 13 | 1 | 0 | 0 | 1 | 0 | 0 | 0 | 0 | 0 | 0 | 0 | 0 | 1 |  | 9 | 13 | 9 | 12
| 6122 | 256 | 9 | 13 | 2 | 0 | 0 | 1 | 0 | 0 | 0 | 0 | 0 | 0 | 0 | 0 | 1 |  | 9 | 13 | 9 | 12
| 6123 | 256 | 9 | 13 | 3 | 0 | 0 | 1 | 0 | 0 | 0 | 0 | 0 | 0 | 0 | 0 | 1 |  | 9 | 13 | 9 | 12
| 6124 | 256 | 9 | 13 | 4 | 0 | 0 | 1 | 0 | 0 | 0 | 0 | 0 | 0 | 0 | 0 | 1 |  | 9 | 13 | 9 | 12
| 6125 | 256 | 9 | 13 | 5 | 0 | 0 | 1 | 0 | 0 | 0 | 0 | 0 | 0 | 0 | 0 | 1 |  | 9 | 13 | 9 | 12
| 6126 | 256 | 9 | 13 | 6 | 0 | 0 | 1 | 0 | 0 | 0 | 0 | 0 | 0 | 0 | 0 | 1 |  | 9 | 13 | 9 | 12
| 6127 | 256 | 9 | 13 | 7 | 0 | 0 | 1 | 0 | 0 | 0 | 0 | 0 | 0 | 0 | 0 | 1 |  | 9 | 13 | 9 | 12
| 6128 | 256 | 9 | 13 | 8 | 0 | 0 | 1 | 0 | 0 | 0 | 0 | 0 | 0 | 0 | 0 | 1 |  | 9 | 13 | 9 | 12
| 6129 | 256 | 9 | 13 | 9 | 0 | 0 | 1 | 0 | 0 | 0 | 0 | 0 | 0 | 0 | 0 | 1 |  | 9 | 13 | 9 | 12
| 6130 | 256 | 9 | 13 | 10 | 0 | 0 | 1 | 0 | 0 | 0 | 0 | 0 | 0 | 0 | 0 | 1 |  | 9 | 13 | 9 | 12
| 6131 | 256 | 9 | 13 | 11 | 0 | 0 | 1 | 0 | 0 | 0 | 0 | 0 | 0 | 0 | 0 | 1 |  | 9 | 13 | 9 | 12
| 6132 | 256 | 9 | 13 | 12 | 0 | 0 | 1 | 0 | 0 | 0 | 0 | 0 | 0 | 0 | 0 | 1 |  | 9 | 13 | 9 | 12
| 6133 | 256 | 9 | 13 | 13 | 0 | 0 | 1 | 0 | 0 | 0 | 0 | 0 | 0 | 0 | 0 | 1 |  | 9 | 13 | 9 | 12
| 6134 | 256 | 9 | 13 | 14 | 0 | 0 | 1 | 0 | 0 | 0 | 0 | 0 | 0 | 0 | 0 | 1 |  | 9 | 13 | 9 | 12
| 6135 | 256 | 9 | 13 | 15 | 0 | 0 | 1 | 0 | 0 | 0 | 0 | 0 | 0 | 0 | 0 | 1 |  | 9 | 13 | 9 | 12
| 6136 | 256 | 9 | 13 | 16 | 0 | 0 | 1 | 0 | 0 | 0 | 0 | 0 | 0 | 0 | 0 | 1 |  | 9 | 13 | 9 | 12
| 6137 | 256 | 9 | 13 | 17 | 0 | 0 | 1 | 0 | 0 | 0 | 0 | 0 | 0 | 0 | 0 | 1 |  | 9 | 13 | 9 | 12
| 6138 | 256 | 9 | 13 | 18 | 0 | 0 | 1 | 0 | 0 | 0 | 0 | 0 | 0 | 0 | 0 | 1 |  | 9 | 13 | 9 | 12
| 6139 | 256 | 9 | 13 | 19 | 0 | 0 | 1 | 0 | 0 | 0 | 0 | 0 | 0 | 0 | 0 | 1 |  | 9 | 13 | 9 | 12
| 6140 | 256 | 9 | 13 | 20 | 0 | 0 | 1 | 0 | 0 | 0 | 0 | 0 | 0 | 0 | 0 | 1 |  | 9 | 13 | 9 | 12
| 6141 | 256 | 9 | 13 | 21 | 0 | 0 | 1 | 0 | 0 | 0 | 0 | 0 | 0 | 0 | 0 | 1 |  | 9 | 13 | 9 | 12
| 6142 | 256 | 9 | 13 | 22 | 0 | 0 | 1 | 0 | 0 | 0 | 0 | 0 | 0 | 0 | 0 | 1 |  | 9 | 13 | 9 | 12
| 6143 | 256 | 9 | 13 | 23 | 0 | 0 | 1 | 0 | 0 | 0 | 0 | 0 | 0 | 0 | 0 | 1 |  | 9 | 13 | 9 | 12
| 6144 | 256 | 9 | 13 | 24 | 0 | 0 | 1 | 0 | 0 | 0 | 0 | 0 | 0 | 0 | 0 | 1 |  | 9 | 13 | 9 | 12
| 6145 | 257 | 9 | 14 | 1 | 0 | 0 | 1 | 0 | 0 | 0 | 0 | 0 | 0 | 0 | 0 | 1 |  | 9 | 14 | 9 | 13
| 6146 | 257 | 9 | 14 | 2 | 0 | 0 | 1 | 0 | 0 | 0 | 0 | 0 | 0 | 0 | 0 | 1 |  | 9 | 14 | 9 | 13
| 6147 | 257 | 9 | 14 | 3 | 0 | 0 | 1 | 0 | 0 | 0 | 0 | 0 | 0 | 0 | 0 | 1 |  | 9 | 14 | 9 | 13
| 6148 | 257 | 9 | 14 | 4 | 0 | 0 | 1 | 0 | 0 | 0 | 0 | 0 | 0 | 0 | 0 | 1 |  | 9 | 14 | 9 | 13
| 6149 | 257 | 9 | 14 | 5 | 0 | 0 | 1 | 0 | 0 | 0 | 0 | 0 | 0 | 0 | 0 | 1 |  | 9 | 14 | 9 | 13
| 6150 | 257 | 9 | 14 | 6 | 0 | 0 | 1 | 0 | 0 | 0 | 0 | 0 | 0 | 0 | 0 | 1 |  | 9 | 14 | 9 | 13
| 6151 | 257 | 9 | 14 | 7 | 0 | 0 | 1 | 0 | 0 | 0 | 0 | 0 | 0 | 0 | 0 | 1 |  | 9 | 14 | 9 | 13
| 6152 | 257 | 9 | 14 | 8 | 0 | 0 | 1 | 0 | 0 | 0 | 0 | 0 | 0 | 0 | 0 | 1 |  | 9 | 14 | 9 | 13
| 6153 | 257 | 9 | 14 | 9 | 0 | 0 | 1 | 0 | 0 | 0 | 0 | 0 | 0 | 0 | 0 | 1 |  | 9 | 14 | 9 | 13
| 6154 | 257 | 9 | 14 | 10 | 0 | 0 | 1 | 0 | 0 | 0 | 0 | 0 | 0 | 0 | 0 | 1 |  | 9 | 14 | 9 | 13
| 6155 | 257 | 9 | 14 | 11 | 0 | 0 | 1 | 0 | 0 | 0 | 0 | 0 | 0 | 0 | 0 | 1 |  | 9 | 14 | 9 | 13
| 6156 | 257 | 9 | 14 | 12 | 0 | 0 | 1 | 0 | 0 | 0 | 0 | 0 | 0 | 0 | 0 | 1 |  | 9 | 14 | 9 | 13
| 6157 | 257 | 9 | 14 | 13 | 0 | 0 | 1 | 0 | 0 | 0 | 0 | 0 | 0 | 0 | 0 | 1 |  | 9 | 14 | 9 | 13
| 6158 | 257 | 9 | 14 | 14 | 0 | 0 | 1 | 0 | 0 | 0 | 0 | 0 | 0 | 0 | 0 | 1 |  | 9 | 14 | 9 | 13
| 6159 | 257 | 9 | 14 | 15 | 0 | 0 | 1 | 0 | 0 | 0 | 0 | 0 | 0 | 0 | 0 | 1 |  | 9 | 14 | 9 | 13
| 6160 | 257 | 9 | 14 | 16 | 0 | 0 | 1 | 0 | 0 | 0 | 0 | 0 | 0 | 0 | 0 | 1 |  | 9 | 14 | 9 | 13
| 6161 | 257 | 9 | 14 | 17 | 0 | 0 | 1 | 0 | 0 | 0 | 0 | 0 | 0 | 0 | 0 | 1 |  | 9 | 14 | 9 | 13
| 6162 | 257 | 9 | 14 | 18 | 0 | 0 | 1 | 0 | 0 | 0 | 0 | 0 | 0 | 0 | 0 | 1 |  | 9 | 14 | 9 | 13
| 6163 | 257 | 9 | 14 | 19 | 0 | 0 | 1 | 0 | 0 | 0 | 0 | 0 | 0 | 0 | 0 | 1 |  | 9 | 14 | 9 | 13
| 6164 | 257 | 9 | 14 | 20 | 0 | 0 | 1 | 0 | 0 | 0 | 0 | 0 | 0 | 0 | 0 | 1 |  | 9 | 14 | 9 | 13
| 6165 | 257 | 9 | 14 | 21 | 0 | 0 | 1 | 0 | 0 | 0 | 0 | 0 | 0 | 0 | 0 | 1 |  | 9 | 14 | 9 | 13
| 6166 | 257 | 9 | 14 | 22 | 0 | 0 | 1 | 0 | 0 | 0 | 0 | 0 | 0 | 0 | 0 | 1 |  | 9 | 14 | 9 | 13
| 6167 | 257 | 9 | 14 | 23 | 0 | 0 | 1 | 0 | 0 | 0 | 0 | 0 | 0 | 0 | 0 | 1 |  | 9 | 14 | 9 | 13
| 6168 | 257 | 9 | 14 | 24 | 0 | 0 | 1 | 0 | 0 | 0 | 0 | 0 | 0 | 0 | 0 | 1 |  | 9 | 14 | 9 | 13
| 6169 | 258 | 9 | 15 | 1 | 0 | 0 | 1 | 0 | 0 | 0 | 0 | 0 | 0 | 0 | 0 | 1 |  | 9 | 15 | 9 | 14
| 6170 | 258 | 9 | 15 | 2 | 0 | 0 | 1 | 0 | 0 | 0 | 0 | 0 | 0 | 0 | 0 | 1 |  | 9 | 15 | 9 | 14
| 6171 | 258 | 9 | 15 | 3 | 0 | 0 | 1 | 0 | 0 | 0 | 0 | 0 | 0 | 0 | 0 | 1 |  | 9 | 15 | 9 | 14
| 6172 | 258 | 9 | 15 | 4 | 0 | 0 | 1 | 0 | 0 | 0 | 0 | 0 | 0 | 0 | 0 | 1 |  | 9 | 15 | 9 | 14
| 6173 | 258 | 9 | 15 | 5 | 0 | 0 | 1 | 0 | 0 | 0 | 0 | 0 | 0 | 0 | 0 | 1 |  | 9 | 15 | 9 | 14
| 6174 | 258 | 9 | 15 | 6 | 0 | 0 | 1 | 0 | 0 | 0 | 0 | 0 | 0 | 0 | 0 | 1 |  | 9 | 15 | 9 | 14
| 6175 | 258 | 9 | 15 | 7 | 0 | 0 | 1 | 0 | 0 | 0 | 0 | 0 | 0 | 0 | 0 | 1 |  | 9 | 15 | 9 | 14
| 6176 | 258 | 9 | 15 | 8 | 0 | 0 | 1 | 0 | 0 | 0 | 0 | 0 | 0 | 0 | 0 | 1 |  | 9 | 15 | 9 | 14
| 6177 | 258 | 9 | 15 | 9 | 0 | 0 | 1 | 0 | 0 | 0 | 0 | 0 | 0 | 0 | 0 | 1 |  | 9 | 15 | 9 | 14
| 6178 | 258 | 9 | 15 | 10 | 0 | 0 | 1 | 0 | 0 | 0 | 0 | 0 | 0 | 0 | 0 | 1 |  | 9 | 15 | 9 | 14
| 6179 | 258 | 9 | 15 | 11 | 0 | 0 | 1 | 0 | 0 | 0 | 0 | 0 | 0 | 0 | 0 | 1 |  | 9 | 15 | 9 | 14
| 6180 | 258 | 9 | 15 | 12 | 0 | 0 | 1 | 0 | 0 | 0 | 0 | 0 | 0 | 0 | 0 | 1 |  | 9 | 15 | 9 | 14
| 6181 | 258 | 9 | 15 | 13 | 0 | 0 | 1 | 0 | 0 | 0 | 0 | 0 | 0 | 0 | 0 | 1 |  | 9 | 15 | 9 | 14
| 6182 | 258 | 9 | 15 | 14 | 0 | 0 | 1 | 0 | 0 | 0 | 0 | 0 | 0 | 0 | 0 | 1 |  | 9 | 15 | 9 | 14
| 6183 | 258 | 9 | 15 | 15 | 0 | 0 | 1 | 0 | 0 | 0 | 0 | 0 | 0 | 0 | 0 | 1 |  | 9 | 15 | 9 | 14
| 6184 | 258 | 9 | 15 | 16 | 0 | 0 | 1 | 0 | 0 | 0 | 0 | 0 | 0 | 0 | 0 | 1 |  | 9 | 15 | 9 | 14
| 6185 | 258 | 9 | 15 | 17 | 0 | 0 | 1 | 0 | 0 | 0 | 0 | 0 | 0 | 0 | 0 | 1 |  | 9 | 15 | 9 | 14
| 6186 | 258 | 9 | 15 | 18 | 0 | 0 | 1 | 0 | 0 | 0 | 0 | 0 | 0 | 0 | 0 | 1 |  | 9 | 15 | 9 | 14
| 6187 | 258 | 9 | 15 | 19 | 0 | 0 | 1 | 0 | 0 | 0 | 0 | 0 | 0 | 0 | 0 | 1 |  | 9 | 15 | 9 | 14
| 6188 | 258 | 9 | 15 | 20 | 0 | 0 | 1 | 0 | 0 | 0 | 0 | 0 | 0 | 0 | 0 | 1 |  | 9 | 15 | 9 | 14
| 6189 | 258 | 9 | 15 | 21 | 0 | 0 | 1 | 0 | 0 | 0 | 0 | 0 | 0 | 0 | 0 | 1 |  | 9 | 15 | 9 | 14
| 6190 | 258 | 9 | 15 | 22 | 0 | 0 | 1 | 0 | 0 | 0 | 0 | 0 | 0 | 0 | 0 | 1 |  | 9 | 15 | 9 | 14
| 6191 | 258 | 9 | 15 | 23 | 0 | 0 | 1 | 0 | 0 | 0 | 0 | 0 | 0 | 0 | 0 | 1 |  | 9 | 15 | 9 | 14
| 6192 | 258 | 9 | 15 | 24 | 0 | 0 | 1 | 0 | 0 | 0 | 0 | 0 | 0 | 0 | 0 | 1 |  | 9 | 15 | 9 | 14
| 6193 | 259 | 9 | 16 | 1 | 0 | 0 | 1 | 0 | 0 | 0 | 0 | 0 | 0 | 0 | 0 | 1 |  | 9 | 16 | 9 | 15
| 6194 | 259 | 9 | 16 | 2 | 0 | 0 | 1 | 0 | 0 | 0 | 0 | 0 | 0 | 0 | 0 | 1 |  | 9 | 16 | 9 | 15
| 6195 | 259 | 9 | 16 | 3 | 0 | 0 | 1 | 0 | 0 | 0 | 0 | 0 | 0 | 0 | 0 | 1 |  | 9 | 16 | 9 | 15
| 6196 | 259 | 9 | 16 | 4 | 0 | 0 | 1 | 0 | 0 | 0 | 0 | 0 | 0 | 0 | 0 | 1 |  | 9 | 16 | 9 | 15
| 6197 | 259 | 9 | 16 | 5 | 0 | 0 | 1 | 0 | 0 | 0 | 0 | 0 | 0 | 0 | 0 | 1 |  | 9 | 16 | 9 | 15
| 6198 | 259 | 9 | 16 | 6 | 0 | 0 | 1 | 0 | 0 | 0 | 0 | 0 | 0 | 0 | 0 | 1 |  | 9 | 16 | 9 | 15
| 6199 | 259 | 9 | 16 | 7 | 0 | 0 | 1 | 0 | 0 | 0 | 0 | 0 | 0 | 0 | 0 | 1 |  | 9 | 16 | 9 | 15
| 6200 | 259 | 9 | 16 | 8 | 0 | 0 | 1 | 0 | 0 | 0 | 0 | 0 | 0 | 0 | 0 | 1 |  | 9 | 16 | 9 | 15
| 6201 | 259 | 9 | 16 | 9 | 0 | 0 | 1 | 0 | 0 | 0 | 0 | 0 | 0 | 0 | 0 | 1 |  | 9 | 16 | 9 | 15
| 6202 | 259 | 9 | 16 | 10 | 0 | 0 | 1 | 0 | 0 | 0 | 0 | 0 | 0 | 0 | 0 | 1 |  | 9 | 16 | 9 | 15
| 6203 | 259 | 9 | 16 | 11 | 0 | 0 | 1 | 0 | 0 | 0 | 0 | 0 | 0 | 0 | 0 | 1 |  | 9 | 16 | 9 | 15
| 6204 | 259 | 9 | 16 | 12 | 0 | 0 | 1 | 0 | 0 | 0 | 0 | 0 | 0 | 0 | 0 | 1 |  | 9 | 16 | 9 | 15
| 6205 | 259 | 9 | 16 | 13 | 0 | 0 | 1 | 0 | 0 | 0 | 0 | 0 | 0 | 0 | 0 | 1 |  | 9 | 16 | 9 | 15
| 6206 | 259 | 9 | 16 | 14 | 0 | 0 | 1 | 0 | 0 | 0 | 0 | 0 | 0 | 0 | 0 | 1 |  | 9 | 16 | 9 | 15
| 6207 | 259 | 9 | 16 | 15 | 0 | 0 | 1 | 0 | 0 | 0 | 0 | 0 | 0 | 0 | 0 | 1 |  | 9 | 16 | 9 | 15
| 6208 | 259 | 9 | 16 | 16 | 0 | 0 | 1 | 0 | 0 | 0 | 0 | 0 | 0 | 0 | 0 | 1 |  | 9 | 16 | 9 | 15
| 6209 | 259 | 9 | 16 | 17 | 0 | 0 | 1 | 0 | 0 | 0 | 0 | 0 | 0 | 0 | 0 | 1 |  | 9 | 16 | 9 | 15
| 6210 | 259 | 9 | 16 | 18 | 0 | 0 | 1 | 0 | 0 | 0 | 0 | 0 | 0 | 0 | 0 | 1 |  | 9 | 16 | 9 | 15
| 6211 | 259 | 9 | 16 | 19 | 0 | 0 | 1 | 0 | 0 | 0 | 0 | 0 | 0 | 0 | 0 | 1 |  | 9 | 16 | 9 | 15
| 6212 | 259 | 9 | 16 | 20 | 0 | 0 | 1 | 0 | 0 | 0 | 0 | 0 | 0 | 0 | 0 | 1 |  | 9 | 16 | 9 | 15
| 6213 | 259 | 9 | 16 | 21 | 0 | 0 | 1 | 0 | 0 | 0 | 0 | 0 | 0 | 0 | 0 | 1 |  | 9 | 16 | 9 | 15
| 6214 | 259 | 9 | 16 | 22 | 0 | 0 | 1 | 0 | 0 | 0 | 0 | 0 | 0 | 0 | 0 | 1 |  | 9 | 16 | 9 | 15
| 6215 | 259 | 9 | 16 | 23 | 0 | 0 | 1 | 0 | 0 | 0 | 0 | 0 | 0 | 0 | 0 | 1 |  | 9 | 16 | 9 | 15
| 6216 | 259 | 9 | 16 | 24 | 0 | 0 | 1 | 0 | 0 | 0 | 0 | 0 | 0 | 0 | 0 | 1 |  | 9 | 16 | 9 | 15
| 6217 | 260 | 9 | 17 | 1 | 0 | 0 | 0 | 0 | 0 | 0 | 0 | 0 | 0 | 0 | 0 | 1 |  | 9 | 17 | 9 | 16
| 6218 | 260 | 9 | 17 | 2 | 0 | 0 | 0 | 0 | 0 | 0 | 0 | 0 | 0 | 0 | 0 | 1 |  | 9 | 17 | 9 | 16
| 6219 | 260 | 9 | 17 | 3 | 0 | 0 | 0 | 0 | 0 | 0 | 0 | 0 | 0 | 0 | 0 | 1 |  | 9 | 17 | 9 | 16
| 6220 | 260 | 9 | 17 | 4 | 0 | 0 | 0 | 0 | 0 | 0 | 0 | 0 | 0 | 0 | 0 | 1 |  | 9 | 17 | 9 | 16
| 6221 | 260 | 9 | 17 | 5 | 0 | 0 | 0 | 0 | 0 | 0 | 0 | 0 | 0 | 0 | 0 | 1 |  | 9 | 17 | 9 | 16
| 6222 | 260 | 9 | 17 | 6 | 0 | 0 | 0 | 0 | 0 | 0 | 0 | 0 | 0 | 0 | 0 | 1 |  | 9 | 17 | 9 | 16
| 6223 | 260 | 9 | 17 | 7 | 0 | 0 | 0 | 0 | 0 | 0 | 0 | 0 | 0 | 0 | 0 | 1 |  | 9 | 17 | 9 | 16
| 6224 | 260 | 9 | 17 | 8 | 0 | 0 | 0 | 0 | 0 | 0 | 0 | 0 | 0 | 0 | 0 | 1 |  | 9 | 17 | 9 | 16
| 6225 | 260 | 9 | 17 | 9 | 0 | 0 | 0 | 0 | 0 | 0 | 0 | 0 | 0 | 0 | 0 | 1 |  | 9 | 17 | 9 | 16
| 6226 | 260 | 9 | 17 | 10 | 0 | 0 | 0 | 0 | 0 | 0 | 0 | 0 | 0 | 0 | 0 | 1 |  | 9 | 17 | 9 | 16
| 6227 | 260 | 9 | 17 | 11 | 0 | 0 | 0 | 0 | 0 | 0 | 0 | 0 | 0 | 0 | 0 | 1 |  | 9 | 17 | 9 | 16
| 6228 | 260 | 9 | 17 | 12 | 0 | 0 | 0 | 0 | 0 | 0 | 0 | 0 | 0 | 0 | 0 | 1 |  | 9 | 17 | 9 | 16
| 6229 | 260 | 9 | 17 | 13 | 0 | 0 | 0 | 0 | 0 | 0 | 0 | 0 | 0 | 0 | 0 | 1 |  | 9 | 17 | 9 | 16
| 6230 | 260 | 9 | 17 | 14 | 0 | 0 | 0 | 0 | 0 | 0 | 0 | 0 | 0 | 0 | 0 | 1 |  | 9 | 17 | 9 | 16
| 6231 | 260 | 9 | 17 | 15 | 0 | 0 | 0 | 0 | 0 | 0 | 0 | 0 | 0 | 0 | 0 | 1 |  | 9 | 17 | 9 | 16
| 6232 | 260 | 9 | 17 | 16 | 0 | 0 | 0 | 0 | 0 | 0 | 0 | 0 | 0 | 0 | 0 | 1 |  | 9 | 17 | 9 | 16
| 6233 | 260 | 9 | 17 | 17 | 0 | 0 | 0 | 0 | 0 | 0 | 0 | 0 | 0 | 0 | 0 | 1 |  | 9 | 17 | 9 | 16
| 6234 | 260 | 9 | 17 | 18 | 0 | 0 | 0 | 0 | 0 | 0 | 0 | 0 | 0 | 0 | 0 | 1 |  | 9 | 17 | 9 | 16
| 6235 | 260 | 9 | 17 | 19 | 0 | 0 | 0 | 0 | 0 | 0 | 0 | 0 | 0 | 0 | 0 | 1 |  | 9 | 17 | 9 | 16
| 6236 | 260 | 9 | 17 | 20 | 0 | 0 | 0 | 0 | 0 | 0 | 0 | 0 | 0 | 0 | 0 | 1 |  | 9 | 17 | 9 | 16
| 6237 | 260 | 9 | 17 | 21 | 0 | 0 | 0 | 0 | 0 | 0 | 0 | 0 | 0 | 0 | 0 | 1 |  | 9 | 17 | 9 | 16
| 6238 | 260 | 9 | 17 | 22 | 0 | 0 | 0 | 0 | 0 | 0 | 0 | 0 | 0 | 0 | 0 | 1 |  | 9 | 17 | 9 | 16
| 6239 | 260 | 9 | 17 | 23 | 0 | 0 | 0 | 0 | 0 | 0 | 0 | 0 | 0 | 0 | 0 | 1 |  | 9 | 17 | 9 | 16
| 6240 | 260 | 9 | 17 | 24 | 0 | 0 | 0 | 0 | 0 | 0 | 0 | 0 | 0 | 0 | 0 | 1 |  | 9 | 17 | 9 | 16
| 6241 | 261 | 9 | 18 | 1 | 0 | 0 | 0 | 0 | 0 | 0 | 0 | 0 | 0 | 0 | 0 | 1 |  | 9 | 18 | 9 | 17
| 6242 | 261 | 9 | 18 | 2 | 0 | 0 | 0 | 0 | 0 | 0 | 0 | 0 | 0 | 0 | 0 | 1 |  | 9 | 18 | 9 | 17
| 6243 | 261 | 9 | 18 | 3 | 0 | 0 | 0 | 0 | 0 | 0 | 0 | 0 | 0 | 0 | 0 | 1 |  | 9 | 18 | 9 | 17
| 6244 | 261 | 9 | 18 | 4 | 0 | 0 | 0 | 0 | 0 | 0 | 0 | 0 | 0 | 0 | 0 | 1 |  | 9 | 18 | 9 | 17
| 6245 | 261 | 9 | 18 | 5 | 0 | 0 | 0 | 0 | 0 | 0 | 0 | 0 | 0 | 0 | 0 | 1 |  | 9 | 18 | 9 | 17
| 6246 | 261 | 9 | 18 | 6 | 0 | 0 | 0 | 0 | 0 | 0 | 0 | 0 | 0 | 0 | 0 | 1 |  | 9 | 18 | 9 | 17
| 6247 | 261 | 9 | 18 | 7 | 0 | 0 | 0 | 0 | 0 | 0 | 0 | 0 | 0 | 0 | 0 | 1 |  | 9 | 18 | 9 | 17
| 6248 | 261 | 9 | 18 | 8 | 0 | 0 | 0 | 0 | 0 | 0 | 0 | 0 | 0 | 0 | 0 | 1 |  | 9 | 18 | 9 | 17
| 6249 | 261 | 9 | 18 | 9 | 0 | 0 | 0 | 0 | 0 | 0 | 0 | 0 | 0 | 0 | 0 | 1 |  | 9 | 18 | 9 | 17
| 6250 | 261 | 9 | 18 | 10 | 0 | 0 | 0 | 0 | 0 | 0 | 0 | 0 | 0 | 0 | 0 | 1 |  | 9 | 18 | 9 | 17
| 6251 | 261 | 9 | 18 | 11 | 0 | 0 | 0 | 0 | 0 | 0 | 0 | 0 | 0 | 0 | 0 | 1 |  | 9 | 18 | 9 | 17
| 6252 | 261 | 9 | 18 | 12 | 0 | 0 | 0 | 0 | 0 | 0 | 0 | 0 | 0 | 0 | 0 | 1 |  | 9 | 18 | 9 | 17
| 6253 | 261 | 9 | 18 | 13 | 0 | 0 | 0 | 0 | 0 | 0 | 0 | 0 | 0 | 0 | 0 | 1 |  | 9 | 18 | 9 | 17
| 6254 | 261 | 9 | 18 | 14 | 0 | 0 | 0 | 0 | 0 | 0 | 0 | 0 | 0 | 0 | 0 | 1 |  | 9 | 18 | 9 | 17
| 6255 | 261 | 9 | 18 | 15 | 0 | 0 | 0 | 0 | 0 | 0 | 0 | 0 | 0 | 0 | 0 | 1 |  | 9 | 18 | 9 | 17
| 6256 | 261 | 9 | 18 | 16 | 0 | 0 | 0 | 0 | 0 | 0 | 0 | 0 | 0 | 0 | 0 | 1 |  | 9 | 18 | 9 | 17
| 6257 | 261 | 9 | 18 | 17 | 0 | 0 | 0 | 0 | 0 | 0 | 0 | 0 | 0 | 0 | 0 | 1 |  | 9 | 18 | 9 | 17
| 6258 | 261 | 9 | 18 | 18 | 0 | 0 | 0 | 0 | 0 | 0 | 0 | 0 | 0 | 0 | 0 | 1 |  | 9 | 18 | 9 | 17
| 6259 | 261 | 9 | 18 | 19 | 0 | 0 | 0 | 0 | 0 | 0 | 0 | 0 | 0 | 0 | 0 | 1 |  | 9 | 18 | 9 | 17
| 6260 | 261 | 9 | 18 | 20 | 0 | 0 | 0 | 0 | 0 | 0 | 0 | 0 | 0 | 0 | 0 | 1 |  | 9 | 18 | 9 | 17
| 6261 | 261 | 9 | 18 | 21 | 0 | 0 | 0 | 0 | 0 | 0 | 0 | 0 | 0 | 0 | 0 | 1 |  | 9 | 18 | 9 | 17
| 6262 | 261 | 9 | 18 | 22 | 0 | 0 | 0 | 0 | 0 | 0 | 0 | 0 | 0 | 0 | 0 | 1 |  | 9 | 18 | 9 | 17
| 6263 | 261 | 9 | 18 | 23 | 0 | 0 | 0 | 0 | 0 | 0 | 0 | 0 | 0 | 0 | 0 | 1 |  | 9 | 18 | 9 | 17
| 6264 | 261 | 9 | 18 | 24 | 0 | 0 | 0 | 0 | 0 | 0 | 0 | 0 | 0 | 0 | 0 | 1 |  | 9 | 18 | 9 | 17
| 6265 | 262 | 9 | 19 | 1 | 0 | 0 | 1 | 0 | 0 | 0 | 0 | 0 | 0 | 0 | 0 | 1 |  | 9 | 19 | 9 | 18
| 6266 | 262 | 9 | 19 | 2 | 0 | 0 | 1 | 0 | 0 | 0 | 0 | 0 | 0 | 0 | 0 | 1 |  | 9 | 19 | 9 | 18
| 6267 | 262 | 9 | 19 | 3 | 0 | 0 | 1 | 0 | 0 | 0 | 0 | 0 | 0 | 0 | 0 | 1 |  | 9 | 19 | 9 | 18
| 6268 | 262 | 9 | 19 | 4 | 0 | 0 | 1 | 0 | 0 | 0 | 0 | 0 | 0 | 0 | 0 | 1 |  | 9 | 19 | 9 | 18
| 6269 | 262 | 9 | 19 | 5 | 0 | 0 | 1 | 0 | 0 | 0 | 0 | 0 | 0 | 0 | 0 | 1 |  | 9 | 19 | 9 | 18
| 6270 | 262 | 9 | 19 | 6 | 0 | 0 | 1 | 0 | 0 | 0 | 0 | 0 | 0 | 0 | 0 | 1 |  | 9 | 19 | 9 | 18
| 6271 | 262 | 9 | 19 | 7 | 0 | 0 | 1 | 0 | 0 | 0 | 0 | 0 | 0 | 0 | 0 | 1 |  | 9 | 19 | 9 | 18
| 6272 | 262 | 9 | 19 | 8 | 0 | 0 | 1 | 0 | 0 | 0 | 0 | 0 | 0 | 0 | 0 | 1 |  | 9 | 19 | 9 | 18
| 6273 | 262 | 9 | 19 | 9 | 0 | 0 | 1 | 0 | 0 | 0 | 0 | 0 | 0 | 0 | 0 | 1 |  | 9 | 19 | 9 | 18
| 6274 | 262 | 9 | 19 | 10 | 0 | 0 | 1 | 0 | 0 | 0 | 0 | 0 | 0 | 0 | 0 | 1 |  | 9 | 19 | 9 | 18
| 6275 | 262 | 9 | 19 | 11 | 0 | 0 | 1 | 0 | 0 | 0 | 0 | 0 | 0 | 0 | 0 | 1 |  | 9 | 19 | 9 | 18
| 6276 | 262 | 9 | 19 | 12 | 0 | 0 | 1 | 0 | 0 | 0 | 0 | 0 | 0 | 0 | 0 | 1 |  | 9 | 19 | 9 | 18
| 6277 | 262 | 9 | 19 | 13 | 0 | 0 | 1 | 0 | 0 | 0 | 0 | 0 | 0 | 0 | 0 | 1 |  | 9 | 19 | 9 | 18
| 6278 | 262 | 9 | 19 | 14 | 0 | 0 | 1 | 0 | 0 | 0 | 0 | 0 | 0 | 0 | 0 | 1 |  | 9 | 19 | 9 | 18
| 6279 | 262 | 9 | 19 | 15 | 0 | 0 | 1 | 0 | 0 | 0 | 0 | 0 | 0 | 0 | 0 | 1 |  | 9 | 19 | 9 | 18
| 6280 | 262 | 9 | 19 | 16 | 0 | 0 | 1 | 0 | 0 | 0 | 0 | 0 | 0 | 0 | 0 | 1 |  | 9 | 19 | 9 | 18
| 6281 | 262 | 9 | 19 | 17 | 0 | 0 | 1 | 0 | 0 | 0 | 0 | 0 | 0 | 0 | 0 | 1 |  | 9 | 19 | 9 | 18
| 6282 | 262 | 9 | 19 | 18 | 0 | 0 | 1 | 0 | 0 | 0 | 0 | 0 | 0 | 0 | 0 | 1 |  | 9 | 19 | 9 | 18
| 6283 | 262 | 9 | 19 | 19 | 0 | 0 | 1 | 0 | 0 | 0 | 0 | 0 | 0 | 0 | 0 | 1 |  | 9 | 19 | 9 | 18
| 6284 | 262 | 9 | 19 | 20 | 0 | 0 | 1 | 0 | 0 | 0 | 0 | 0 | 0 | 0 | 0 | 1 |  | 9 | 19 | 9 | 18
| 6285 | 262 | 9 | 19 | 21 | 0 | 0 | 1 | 0 | 0 | 0 | 0 | 0 | 0 | 0 | 0 | 1 |  | 9 | 19 | 9 | 18
| 6286 | 262 | 9 | 19 | 22 | 0 | 0 | 1 | 0 | 0 | 0 | 0 | 0 | 0 | 0 | 0 | 1 |  | 9 | 19 | 9 | 18
| 6287 | 262 | 9 | 19 | 23 | 0 | 0 | 1 | 0 | 0 | 0 | 0 | 0 | 0 | 0 | 0 | 1 |  | 9 | 19 | 9 | 18
| 6288 | 262 | 9 | 19 | 24 | 0 | 0 | 1 | 0 | 0 | 0 | 0 | 0 | 0 | 0 | 0 | 1 |  | 9 | 19 | 9 | 18
| 6289 | 263 | 9 | 20 | 1 | 0 | 0 | 1 | 0 | 0 | 0 | 0 | 0 | 0 | 0 | 0 | 1 |  | 9 | 20 | 9 | 19
| 6290 | 263 | 9 | 20 | 2 | 0 | 0 | 1 | 0 | 0 | 0 | 0 | 0 | 0 | 0 | 0 | 1 |  | 9 | 20 | 9 | 19
| 6291 | 263 | 9 | 20 | 3 | 0 | 0 | 1 | 0 | 0 | 0 | 0 | 0 | 0 | 0 | 0 | 1 |  | 9 | 20 | 9 | 19
| 6292 | 263 | 9 | 20 | 4 | 0 | 0 | 1 | 0 | 0 | 0 | 0 | 0 | 0 | 0 | 0 | 1 |  | 9 | 20 | 9 | 19
| 6293 | 263 | 9 | 20 | 5 | 0 | 0 | 1 | 0 | 0 | 0 | 0 | 0 | 0 | 0 | 0 | 1 |  | 9 | 20 | 9 | 19
| 6294 | 263 | 9 | 20 | 6 | 0 | 0 | 1 | 0 | 0 | 0 | 0 | 0 | 0 | 0 | 0 | 1 |  | 9 | 20 | 9 | 19
| 6295 | 263 | 9 | 20 | 7 | 0 | 0 | 1 | 0 | 0 | 0 | 0 | 0 | 0 | 0 | 0 | 1 |  | 9 | 20 | 9 | 19
| 6296 | 263 | 9 | 20 | 8 | 0 | 0 | 1 | 0 | 0 | 0 | 0 | 0 | 0 | 0 | 0 | 1 |  | 9 | 20 | 9 | 19
| 6297 | 263 | 9 | 20 | 9 | 0 | 0 | 1 | 0 | 0 | 0 | 0 | 0 | 0 | 0 | 0 | 1 |  | 9 | 20 | 9 | 19
| 6298 | 263 | 9 | 20 | 10 | 0 | 0 | 1 | 0 | 0 | 0 | 0 | 0 | 0 | 0 | 0 | 1 |  | 9 | 20 | 9 | 19
| 6299 | 263 | 9 | 20 | 11 | 0 | 0 | 1 | 0 | 0 | 0 | 0 | 0 | 0 | 0 | 0 | 1 |  | 9 | 20 | 9 | 19
| 6300 | 263 | 9 | 20 | 12 | 0 | 0 | 1 | 0 | 0 | 0 | 0 | 0 | 0 | 0 | 0 | 1 |  | 9 | 20 | 9 | 19
| 6301 | 263 | 9 | 20 | 13 | 0 | 0 | 1 | 0 | 0 | 0 | 0 | 0 | 0 | 0 | 0 | 1 |  | 9 | 20 | 9 | 19
| 6302 | 263 | 9 | 20 | 14 | 0 | 0 | 1 | 0 | 0 | 0 | 0 | 0 | 0 | 0 | 0 | 1 |  | 9 | 20 | 9 | 19
| 6303 | 263 | 9 | 20 | 15 | 0 | 0 | 1 | 0 | 0 | 0 | 0 | 0 | 0 | 0 | 0 | 1 |  | 9 | 20 | 9 | 19
| 6304 | 263 | 9 | 20 | 16 | 0 | 0 | 1 | 0 | 0 | 0 | 0 | 0 | 0 | 0 | 0 | 1 |  | 9 | 20 | 9 | 19
| 6305 | 263 | 9 | 20 | 17 | 0 | 0 | 1 | 0 | 0 | 0 | 0 | 0 | 0 | 0 | 0 | 1 |  | 9 | 20 | 9 | 19
| 6306 | 263 | 9 | 20 | 18 | 0 | 0 | 1 | 0 | 0 | 0 | 0 | 0 | 0 | 0 | 0 | 1 |  | 9 | 20 | 9 | 19
| 6307 | 263 | 9 | 20 | 19 | 0 | 0 | 1 | 0 | 0 | 0 | 0 | 0 | 0 | 0 | 0 | 1 |  | 9 | 20 | 9 | 19
| 6308 | 263 | 9 | 20 | 20 | 0 | 0 | 1 | 0 | 0 | 0 | 0 | 0 | 0 | 0 | 0 | 1 |  | 9 | 20 | 9 | 19
| 6309 | 263 | 9 | 20 | 21 | 0 | 0 | 1 | 0 | 0 | 0 | 0 | 0 | 0 | 0 | 0 | 1 |  | 9 | 20 | 9 | 19
| 6310 | 263 | 9 | 20 | 22 | 0 | 0 | 1 | 0 | 0 | 0 | 0 | 0 | 0 | 0 | 0 | 1 |  | 9 | 20 | 9 | 19
| 6311 | 263 | 9 | 20 | 23 | 0 | 0 | 1 | 0 | 0 | 0 | 0 | 0 | 0 | 0 | 0 | 1 |  | 9 | 20 | 9 | 19
| 6312 | 263 | 9 | 20 | 24 | 0 | 0 | 1 | 0 | 0 | 0 | 0 | 0 | 0 | 0 | 0 | 1 |  | 9 | 20 | 9 | 19
| 6313 | 264 | 9 | 21 | 1 | 0 | 0 | 1 | 0 | 0 | 0 | 0 | 0 | 0 | 0 | 0 | 1 |  | 9 | 21 | 9 | 20
| 6314 | 264 | 9 | 21 | 2 | 0 | 0 | 1 | 0 | 0 | 0 | 0 | 0 | 0 | 0 | 0 | 1 |  | 9 | 21 | 9 | 20
| 6315 | 264 | 9 | 21 | 3 | 0 | 0 | 1 | 0 | 0 | 0 | 0 | 0 | 0 | 0 | 0 | 1 |  | 9 | 21 | 9 | 20
| 6316 | 264 | 9 | 21 | 4 | 0 | 0 | 1 | 0 | 0 | 0 | 0 | 0 | 0 | 0 | 0 | 1 |  | 9 | 21 | 9 | 20
| 6317 | 264 | 9 | 21 | 5 | 0 | 0 | 1 | 0 | 0 | 0 | 0 | 0 | 0 | 0 | 0 | 1 |  | 9 | 21 | 9 | 20
| 6318 | 264 | 9 | 21 | 6 | 0 | 0 | 1 | 0 | 0 | 0 | 0 | 0 | 0 | 0 | 0 | 1 |  | 9 | 21 | 9 | 20
| 6319 | 264 | 9 | 21 | 7 | 0 | 0 | 1 | 0 | 0 | 0 | 0 | 0 | 0 | 0 | 0 | 1 |  | 9 | 21 | 9 | 20
| 6320 | 264 | 9 | 21 | 8 | 0 | 0 | 1 | 0 | 0 | 0 | 0 | 0 | 0 | 0 | 0 | 1 |  | 9 | 21 | 9 | 20
| 6321 | 264 | 9 | 21 | 9 | 0 | 0 | 1 | 0 | 0 | 0 | 0 | 0 | 0 | 0 | 0 | 1 |  | 9 | 21 | 9 | 20
| 6322 | 264 | 9 | 21 | 10 | 0 | 0 | 1 | 0 | 0 | 0 | 0 | 0 | 0 | 0 | 0 | 1 |  | 9 | 21 | 9 | 20
| 6323 | 264 | 9 | 21 | 11 | 0 | 0 | 1 | 0 | 0 | 0 | 0 | 0 | 0 | 0 | 0 | 1 |  | 9 | 21 | 9 | 20
| 6324 | 264 | 9 | 21 | 12 | 0 | 0 | 1 | 0 | 0 | 0 | 0 | 0 | 0 | 0 | 0 | 1 |  | 9 | 21 | 9 | 20
| 6325 | 264 | 9 | 21 | 13 | 0 | 0 | 1 | 0 | 0 | 0 | 0 | 0 | 0 | 0 | 0 | 1 |  | 9 | 21 | 9 | 20
| 6326 | 264 | 9 | 21 | 14 | 0 | 0 | 1 | 0 | 0 | 0 | 0 | 0 | 0 | 0 | 0 | 1 |  | 9 | 21 | 9 | 20
| 6327 | 264 | 9 | 21 | 15 | 0 | 0 | 1 | 0 | 0 | 0 | 0 | 0 | 0 | 0 | 0 | 1 |  | 9 | 21 | 9 | 20
| 6328 | 264 | 9 | 21 | 16 | 0 | 0 | 1 | 0 | 0 | 0 | 0 | 0 | 0 | 0 | 0 | 1 |  | 9 | 21 | 9 | 20
| 6329 | 264 | 9 | 21 | 17 | 0 | 0 | 1 | 0 | 0 | 0 | 0 | 0 | 0 | 0 | 0 | 1 |  | 9 | 21 | 9 | 20
| 6330 | 264 | 9 | 21 | 18 | 0 | 0 | 1 | 0 | 0 | 0 | 0 | 0 | 0 | 0 | 0 | 1 |  | 9 | 21 | 9 | 20
| 6331 | 264 | 9 | 21 | 19 | 0 | 0 | 1 | 0 | 0 | 0 | 0 | 0 | 0 | 0 | 0 | 1 |  | 9 | 21 | 9 | 20
| 6332 | 264 | 9 | 21 | 20 | 0 | 0 | 1 | 0 | 0 | 0 | 0 | 0 | 0 | 0 | 0 | 1 |  | 9 | 21 | 9 | 20
| 6333 | 264 | 9 | 21 | 21 | 0 | 0 | 1 | 0 | 0 | 0 | 0 | 0 | 0 | 0 | 0 | 1 |  | 9 | 21 | 9 | 20
| 6334 | 264 | 9 | 21 | 22 | 0 | 0 | 1 | 0 | 0 | 0 | 0 | 0 | 0 | 0 | 0 | 1 |  | 9 | 21 | 9 | 20
| 6335 | 264 | 9 | 21 | 23 | 0 | 0 | 1 | 0 | 0 | 0 | 0 | 0 | 0 | 0 | 0 | 1 |  | 9 | 21 | 9 | 20
| 6336 | 264 | 9 | 21 | 24 | 0 | 0 | 1 | 0 | 0 | 0 | 0 | 0 | 0 | 0 | 0 | 1 |  | 9 | 21 | 9 | 20
| 6337 | 265 | 9 | 22 | 1 | 0 | 0 | 1 | 0 | 0 | 0 | 0 | 0 | 0 | 0 | 0 | 1 |  | 9 | 22 | 9 | 21
| 6338 | 265 | 9 | 22 | 2 | 0 | 0 | 1 | 0 | 0 | 0 | 0 | 0 | 0 | 0 | 0 | 1 |  | 9 | 22 | 9 | 21
| 6339 | 265 | 9 | 22 | 3 | 0 | 0 | 1 | 0 | 0 | 0 | 0 | 0 | 0 | 0 | 0 | 1 |  | 9 | 22 | 9 | 21
| 6340 | 265 | 9 | 22 | 4 | 0 | 0 | 1 | 0 | 0 | 0 | 0 | 0 | 0 | 0 | 0 | 1 |  | 9 | 22 | 9 | 21
| 6341 | 265 | 9 | 22 | 5 | 0 | 0 | 1 | 0 | 0 | 0 | 0 | 0 | 0 | 0 | 0 | 1 |  | 9 | 22 | 9 | 21
| 6342 | 265 | 9 | 22 | 6 | 0 | 0 | 1 | 0 | 0 | 0 | 0 | 0 | 0 | 0 | 0 | 1 |  | 9 | 22 | 9 | 21
| 6343 | 265 | 9 | 22 | 7 | 0 | 0 | 1 | 0 | 0 | 0 | 0 | 0 | 0 | 0 | 0 | 1 |  | 9 | 22 | 9 | 21
| 6344 | 265 | 9 | 22 | 8 | 0 | 0 | 1 | 0 | 0 | 0 | 0 | 0 | 0 | 0 | 0 | 1 |  | 9 | 22 | 9 | 21
| 6345 | 265 | 9 | 22 | 9 | 0 | 0 | 1 | 0 | 0 | 0 | 0 | 0 | 0 | 0 | 0 | 1 |  | 9 | 22 | 9 | 21
| 6346 | 265 | 9 | 22 | 10 | 0 | 0 | 1 | 0 | 0 | 0 | 0 | 0 | 0 | 0 | 0 | 1 |  | 9 | 22 | 9 | 21
| 6347 | 265 | 9 | 22 | 11 | 0 | 0 | 1 | 0 | 0 | 0 | 0 | 0 | 0 | 0 | 0 | 1 |  | 9 | 22 | 9 | 21
| 6348 | 265 | 9 | 22 | 12 | 0 | 0 | 1 | 0 | 0 | 0 | 0 | 0 | 0 | 0 | 0 | 1 |  | 9 | 22 | 9 | 21
| 6349 | 265 | 9 | 22 | 13 | 0 | 0 | 1 | 0 | 0 | 0 | 0 | 0 | 0 | 0 | 0 | 1 |  | 9 | 22 | 9 | 21
| 6350 | 265 | 9 | 22 | 14 | 0 | 0 | 1 | 0 | 0 | 0 | 0 | 0 | 0 | 0 | 0 | 1 |  | 9 | 22 | 9 | 21
| 6351 | 265 | 9 | 22 | 15 | 0 | 0 | 1 | 0 | 0 | 0 | 0 | 0 | 0 | 0 | 0 | 1 |  | 9 | 22 | 9 | 21
| 6352 | 265 | 9 | 22 | 16 | 0 | 0 | 1 | 0 | 0 | 0 | 0 | 0 | 0 | 0 | 0 | 1 |  | 9 | 22 | 9 | 21
| 6353 | 265 | 9 | 22 | 17 | 0 | 0 | 1 | 0 | 0 | 0 | 0 | 0 | 0 | 0 | 0 | 1 |  | 9 | 22 | 9 | 21
| 6354 | 265 | 9 | 22 | 18 | 0 | 0 | 1 | 0 | 0 | 0 | 0 | 0 | 0 | 0 | 0 | 1 |  | 9 | 22 | 9 | 21
| 6355 | 265 | 9 | 22 | 19 | 0 | 0 | 1 | 0 | 0 | 0 | 0 | 0 | 0 | 0 | 0 | 1 |  | 9 | 22 | 9 | 21
| 6356 | 265 | 9 | 22 | 20 | 0 | 0 | 1 | 0 | 0 | 0 | 0 | 0 | 0 | 0 | 0 | 1 |  | 9 | 22 | 9 | 21
| 6357 | 265 | 9 | 22 | 21 | 0 | 0 | 1 | 0 | 0 | 0 | 0 | 0 | 0 | 0 | 0 | 1 |  | 9 | 22 | 9 | 21
| 6358 | 265 | 9 | 22 | 22 | 0 | 0 | 1 | 0 | 0 | 0 | 0 | 0 | 0 | 0 | 0 | 1 |  | 9 | 22 | 9 | 21
| 6359 | 265 | 9 | 22 | 23 | 0 | 0 | 1 | 0 | 0 | 0 | 0 | 0 | 0 | 0 | 0 | 1 |  | 9 | 22 | 9 | 21
| 6360 | 265 | 9 | 22 | 24 | 0 | 0 | 1 | 0 | 0 | 0 | 0 | 0 | 0 | 0 | 0 | 1 |  | 9 | 22 | 9 | 21
| 6361 | 266 | 9 | 23 | 1 | 0 | 0 | 1 | 0 | 0 | 0 | 0 | 0 | 0 | 0 | 0 | 1 |  | 9 | 23 | 9 | 22
| 6362 | 266 | 9 | 23 | 2 | 0 | 0 | 1 | 0 | 0 | 0 | 0 | 0 | 0 | 0 | 0 | 1 |  | 9 | 23 | 9 | 22
| 6363 | 266 | 9 | 23 | 3 | 0 | 0 | 1 | 0 | 0 | 0 | 0 | 0 | 0 | 0 | 0 | 1 |  | 9 | 23 | 9 | 22
| 6364 | 266 | 9 | 23 | 4 | 0 | 0 | 1 | 0 | 0 | 0 | 0 | 0 | 0 | 0 | 0 | 1 |  | 9 | 23 | 9 | 22
| 6365 | 266 | 9 | 23 | 5 | 0 | 0 | 1 | 0 | 0 | 0 | 0 | 0 | 0 | 0 | 0 | 1 |  | 9 | 23 | 9 | 22
| 6366 | 266 | 9 | 23 | 6 | 0 | 0 | 1 | 0 | 0 | 0 | 0 | 0 | 0 | 0 | 0 | 1 |  | 9 | 23 | 9 | 22
| 6367 | 266 | 9 | 23 | 7 | 0 | 0 | 1 | 0 | 0 | 0 | 0 | 0 | 0 | 0 | 0 | 1 |  | 9 | 23 | 9 | 22
| 6368 | 266 | 9 | 23 | 8 | 0 | 0 | 1 | 0 | 0 | 0 | 0 | 0 | 0 | 0 | 0 | 1 |  | 9 | 23 | 9 | 22
| 6369 | 266 | 9 | 23 | 9 | 0 | 0 | 1 | 0 | 0 | 0 | 0 | 0 | 0 | 0 | 0 | 1 |  | 9 | 23 | 9 | 22
| 6370 | 266 | 9 | 23 | 10 | 0 | 0 | 1 | 0 | 0 | 0 | 0 | 0 | 0 | 0 | 0 | 1 |  | 9 | 23 | 9 | 22
| 6371 | 266 | 9 | 23 | 11 | 0 | 0 | 1 | 0 | 0 | 0 | 0 | 0 | 0 | 0 | 0 | 1 |  | 9 | 23 | 9 | 22
| 6372 | 266 | 9 | 23 | 12 | 0 | 0 | 1 | 0 | 0 | 0 | 0 | 0 | 0 | 0 | 0 | 1 |  | 9 | 23 | 9 | 22
| 6373 | 266 | 9 | 23 | 13 | 0 | 0 | 1 | 0 | 0 | 0 | 0 | 0 | 0 | 0 | 0 | 1 |  | 9 | 23 | 9 | 22
| 6374 | 266 | 9 | 23 | 14 | 0 | 0 | 1 | 0 | 0 | 0 | 0 | 0 | 0 | 0 | 0 | 1 |  | 9 | 23 | 9 | 22
| 6375 | 266 | 9 | 23 | 15 | 0 | 0 | 1 | 0 | 0 | 0 | 0 | 0 | 0 | 0 | 0 | 1 |  | 9 | 23 | 9 | 22
| 6376 | 266 | 9 | 23 | 16 | 0 | 0 | 1 | 0 | 0 | 0 | 0 | 0 | 0 | 0 | 0 | 1 |  | 9 | 23 | 9 | 22
| 6377 | 266 | 9 | 23 | 17 | 0 | 0 | 1 | 0 | 0 | 0 | 0 | 0 | 0 | 0 | 0 | 1 |  | 9 | 23 | 9 | 22
| 6378 | 266 | 9 | 23 | 18 | 0 | 0 | 1 | 0 | 0 | 0 | 0 | 0 | 0 | 0 | 0 | 1 |  | 9 | 23 | 9 | 22
| 6379 | 266 | 9 | 23 | 19 | 0 | 0 | 1 | 0 | 0 | 0 | 0 | 0 | 0 | 0 | 0 | 1 |  | 9 | 23 | 9 | 22
| 6380 | 266 | 9 | 23 | 20 | 0 | 0 | 1 | 0 | 0 | 0 | 0 | 0 | 0 | 0 | 0 | 1 |  | 9 | 23 | 9 | 22
| 6381 | 266 | 9 | 23 | 21 | 0 | 0 | 1 | 0 | 0 | 0 | 0 | 0 | 0 | 0 | 0 | 1 |  | 9 | 23 | 9 | 22
| 6382 | 266 | 9 | 23 | 22 | 0 | 0 | 1 | 0 | 0 | 0 | 0 | 0 | 0 | 0 | 0 | 1 |  | 9 | 23 | 9 | 22
| 6383 | 266 | 9 | 23 | 23 | 0 | 0 | 1 | 0 | 0 | 0 | 0 | 0 | 0 | 0 | 0 | 1 |  | 9 | 23 | 9 | 22
| 6384 | 266 | 9 | 23 | 24 | 0 | 0 | 1 | 0 | 0 | 0 | 0 | 0 | 0 | 0 | 0 | 1 |  | 9 | 23 | 9 | 22
| 6385 | 267 | 9 | 24 | 1 | 0 | 0 | 0 | 0 | 0 | 0 | 0 | 0 | 0 | 0 | 0 | 1 |  | 9 | 24 | 9 | 23
| 6386 | 267 | 9 | 24 | 2 | 0 | 0 | 0 | 0 | 0 | 0 | 0 | 0 | 0 | 0 | 0 | 1 |  | 9 | 24 | 9 | 23
| 6387 | 267 | 9 | 24 | 3 | 0 | 0 | 0 | 0 | 0 | 0 | 0 | 0 | 0 | 0 | 0 | 1 |  | 9 | 24 | 9 | 23
| 6388 | 267 | 9 | 24 | 4 | 0 | 0 | 0 | 0 | 0 | 0 | 0 | 0 | 0 | 0 | 0 | 1 |  | 9 | 24 | 9 | 23
| 6389 | 267 | 9 | 24 | 5 | 0 | 0 | 0 | 0 | 0 | 0 | 0 | 0 | 0 | 0 | 0 | 1 |  | 9 | 24 | 9 | 23
| 6390 | 267 | 9 | 24 | 6 | 0 | 0 | 0 | 0 | 0 | 0 | 0 | 0 | 0 | 0 | 0 | 1 |  | 9 | 24 | 9 | 23
| 6391 | 267 | 9 | 24 | 7 | 0 | 0 | 0 | 0 | 0 | 0 | 0 | 0 | 0 | 0 | 0 | 1 |  | 9 | 24 | 9 | 23
| 6392 | 267 | 9 | 24 | 8 | 0 | 0 | 0 | 0 | 0 | 0 | 0 | 0 | 0 | 0 | 0 | 1 |  | 9 | 24 | 9 | 23
| 6393 | 267 | 9 | 24 | 9 | 0 | 0 | 0 | 0 | 0 | 0 | 0 | 0 | 0 | 0 | 0 | 1 |  | 9 | 24 | 9 | 23
| 6394 | 267 | 9 | 24 | 10 | 0 | 0 | 0 | 0 | 0 | 0 | 0 | 0 | 0 | 0 | 0 | 1 |  | 9 | 24 | 9 | 23
| 6395 | 267 | 9 | 24 | 11 | 0 | 0 | 0 | 0 | 0 | 0 | 0 | 0 | 0 | 0 | 0 | 1 |  | 9 | 24 | 9 | 23
| 6396 | 267 | 9 | 24 | 12 | 0 | 0 | 0 | 0 | 0 | 0 | 0 | 0 | 0 | 0 | 0 | 1 |  | 9 | 24 | 9 | 23
| 6397 | 267 | 9 | 24 | 13 | 0 | 0 | 0 | 0 | 0 | 0 | 0 | 0 | 0 | 0 | 0 | 1 |  | 9 | 24 | 9 | 23
| 6398 | 267 | 9 | 24 | 14 | 0 | 0 | 0 | 0 | 0 | 0 | 0 | 0 | 0 | 0 | 0 | 1 |  | 9 | 24 | 9 | 23
| 6399 | 267 | 9 | 24 | 15 | 0 | 0 | 0 | 0 | 0 | 0 | 0 | 0 | 0 | 0 | 0 | 1 |  | 9 | 24 | 9 | 23
| 6400 | 267 | 9 | 24 | 16 | 0 | 0 | 0 | 0 | 0 | 0 | 0 | 0 | 0 | 0 | 0 | 1 |  | 9 | 24 | 9 | 23
| 6401 | 267 | 9 | 24 | 17 | 0 | 0 | 0 | 0 | 0 | 0 | 0 | 0 | 0 | 0 | 0 | 1 |  | 9 | 24 | 9 | 23
| 6402 | 267 | 9 | 24 | 18 | 0 | 0 | 0 | 0 | 0 | 0 | 0 | 0 | 0 | 0 | 0 | 1 |  | 9 | 24 | 9 | 23
| 6403 | 267 | 9 | 24 | 19 | 0 | 0 | 0 | 0 | 0 | 0 | 0 | 0 | 0 | 0 | 0 | 1 |  | 9 | 24 | 9 | 23
| 6404 | 267 | 9 | 24 | 20 | 0 | 0 | 0 | 0 | 0 | 0 | 0 | 0 | 0 | 0 | 0 | 1 |  | 9 | 24 | 9 | 23
| 6405 | 267 | 9 | 24 | 21 | 0 | 0 | 0 | 0 | 0 | 0 | 0 | 0 | 0 | 0 | 0 | 1 |  | 9 | 24 | 9 | 23
| 6406 | 267 | 9 | 24 | 22 | 0 | 0 | 0 | 0 | 0 | 0 | 0 | 0 | 0 | 0 | 0 | 1 |  | 9 | 24 | 9 | 23
| 6407 | 267 | 9 | 24 | 23 | 0 | 0 | 0 | 0 | 0 | 0 | 0 | 0 | 0 | 0 | 0 | 1 |  | 9 | 24 | 9 | 23
| 6408 | 267 | 9 | 24 | 24 | 0 | 0 | 0 | 0 | 0 | 0 | 0 | 0 | 0 | 0 | 0 | 1 |  | 9 | 24 | 9 | 23
| 6409 | 268 | 9 | 25 | 1 | 0 | 0 | 0 | 0 | 0 | 0 | 0 | 0 | 0 | 0 | 0 | 1 |  | 9 | 25 | 9 | 24
| 6410 | 268 | 9 | 25 | 2 | 0 | 0 | 0 | 0 | 0 | 0 | 0 | 0 | 0 | 0 | 0 | 1 |  | 9 | 25 | 9 | 24
| 6411 | 268 | 9 | 25 | 3 | 0 | 0 | 0 | 0 | 0 | 0 | 0 | 0 | 0 | 0 | 0 | 1 |  | 9 | 25 | 9 | 24
| 6412 | 268 | 9 | 25 | 4 | 0 | 0 | 0 | 0 | 0 | 0 | 0 | 0 | 0 | 0 | 0 | 1 |  | 9 | 25 | 9 | 24
| 6413 | 268 | 9 | 25 | 5 | 0 | 0 | 0 | 0 | 0 | 0 | 0 | 0 | 0 | 0 | 0 | 1 |  | 9 | 25 | 9 | 24
| 6414 | 268 | 9 | 25 | 6 | 0 | 0 | 0 | 0 | 0 | 0 | 0 | 0 | 0 | 0 | 0 | 1 |  | 9 | 25 | 9 | 24
| 6415 | 268 | 9 | 25 | 7 | 0 | 0 | 0 | 0 | 0 | 0 | 0 | 0 | 0 | 0 | 0 | 1 |  | 9 | 25 | 9 | 24
| 6416 | 268 | 9 | 25 | 8 | 0 | 0 | 0 | 0 | 0 | 0 | 0 | 0 | 0 | 0 | 0 | 1 |  | 9 | 25 | 9 | 24
| 6417 | 268 | 9 | 25 | 9 | 0 | 0 | 0 | 0 | 0 | 0 | 0 | 0 | 0 | 0 | 0 | 1 |  | 9 | 25 | 9 | 24
| 6418 | 268 | 9 | 25 | 10 | 0 | 0 | 0 | 0 | 0 | 0 | 0 | 0 | 0 | 0 | 0 | 1 |  | 9 | 25 | 9 | 24
| 6419 | 268 | 9 | 25 | 11 | 0 | 0 | 0 | 0 | 0 | 0 | 0 | 0 | 0 | 0 | 0 | 1 |  | 9 | 25 | 9 | 24
| 6420 | 268 | 9 | 25 | 12 | 0 | 0 | 0 | 0 | 0 | 0 | 0 | 0 | 0 | 0 | 0 | 1 |  | 9 | 25 | 9 | 24
| 6421 | 268 | 9 | 25 | 13 | 0 | 0 | 0 | 0 | 0 | 0 | 0 | 0 | 0 | 0 | 0 | 1 |  | 9 | 25 | 9 | 24
| 6422 | 268 | 9 | 25 | 14 | 0 | 0 | 0 | 0 | 0 | 0 | 0 | 0 | 0 | 0 | 0 | 1 |  | 9 | 25 | 9 | 24
| 6423 | 268 | 9 | 25 | 15 | 0 | 0 | 0 | 0 | 0 | 0 | 0 | 0 | 0 | 0 | 0 | 1 |  | 9 | 25 | 9 | 24
| 6424 | 268 | 9 | 25 | 16 | 0 | 0 | 0 | 0 | 0 | 0 | 0 | 0 | 0 | 0 | 0 | 1 |  | 9 | 25 | 9 | 24
| 6425 | 268 | 9 | 25 | 17 | 0 | 0 | 0 | 0 | 0 | 0 | 0 | 0 | 0 | 0 | 0 | 1 |  | 9 | 25 | 9 | 24
| 6426 | 268 | 9 | 25 | 18 | 0 | 0 | 0 | 0 | 0 | 0 | 0 | 0 | 0 | 0 | 0 | 1 |  | 9 | 25 | 9 | 24
| 6427 | 268 | 9 | 25 | 19 | 0 | 0 | 0 | 0 | 0 | 0 | 0 | 0 | 0 | 0 | 0 | 1 |  | 9 | 25 | 9 | 24
| 6428 | 268 | 9 | 25 | 20 | 0 | 0 | 0 | 0 | 0 | 0 | 0 | 0 | 0 | 0 | 0 | 1 |  | 9 | 25 | 9 | 24
| 6429 | 268 | 9 | 25 | 21 | 0 | 0 | 0 | 0 | 0 | 0 | 0 | 0 | 0 | 0 | 0 | 1 |  | 9 | 25 | 9 | 24
| 6430 | 268 | 9 | 25 | 22 | 0 | 0 | 0 | 0 | 0 | 0 | 0 | 0 | 0 | 0 | 0 | 1 |  | 9 | 25 | 9 | 24
| 6431 | 268 | 9 | 25 | 23 | 0 | 0 | 0 | 0 | 0 | 0 | 0 | 0 | 0 | 0 | 0 | 1 |  | 9 | 25 | 9 | 24
| 6432 | 268 | 9 | 25 | 24 | 0 | 0 | 0 | 0 | 0 | 0 | 0 | 0 | 0 | 0 | 0 | 1 |  | 9 | 25 | 9 | 24
| 6433 | 269 | 9 | 26 | 1 | 0 | 0 | 1 | 0 | 0 | 0 | 0 | 0 | 0 | 0 | 0 | 1 |  | 9 | 26 | 9 | 25
| 6434 | 269 | 9 | 26 | 2 | 0 | 0 | 1 | 0 | 0 | 0 | 0 | 0 | 0 | 0 | 0 | 1 |  | 9 | 26 | 9 | 25
| 6435 | 269 | 9 | 26 | 3 | 0 | 0 | 1 | 0 | 0 | 0 | 0 | 0 | 0 | 0 | 0 | 1 |  | 9 | 26 | 9 | 25
| 6436 | 269 | 9 | 26 | 4 | 0 | 0 | 1 | 0 | 0 | 0 | 0 | 0 | 0 | 0 | 0 | 1 |  | 9 | 26 | 9 | 25
| 6437 | 269 | 9 | 26 | 5 | 0 | 0 | 1 | 0 | 0 | 0 | 0 | 0 | 0 | 0 | 0 | 1 |  | 9 | 26 | 9 | 25
| 6438 | 269 | 9 | 26 | 6 | 0 | 0 | 1 | 0 | 0 | 0 | 0 | 0 | 0 | 0 | 0 | 1 |  | 9 | 26 | 9 | 25
| 6439 | 269 | 9 | 26 | 7 | 0 | 0 | 1 | 0 | 0 | 0 | 0 | 0 | 0 | 0 | 0 | 1 |  | 9 | 26 | 9 | 25
| 6440 | 269 | 9 | 26 | 8 | 0 | 0 | 1 | 0 | 0 | 0 | 0 | 0 | 0 | 0 | 0 | 1 |  | 9 | 26 | 9 | 25
| 6441 | 269 | 9 | 26 | 9 | 0 | 0 | 1 | 0 | 0 | 0 | 0 | 0 | 0 | 0 | 0 | 1 |  | 9 | 26 | 9 | 25
| 6442 | 269 | 9 | 26 | 10 | 0 | 0 | 1 | 0 | 0 | 0 | 0 | 0 | 0 | 0 | 0 | 1 |  | 9 | 26 | 9 | 25
| 6443 | 269 | 9 | 26 | 11 | 0 | 0 | 1 | 0 | 0 | 0 | 0 | 0 | 0 | 0 | 0 | 1 |  | 9 | 26 | 9 | 25
| 6444 | 269 | 9 | 26 | 12 | 0 | 0 | 1 | 0 | 0 | 0 | 0 | 0 | 0 | 0 | 0 | 1 |  | 9 | 26 | 9 | 25
| 6445 | 269 | 9 | 26 | 13 | 0 | 0 | 1 | 0 | 0 | 0 | 0 | 0 | 0 | 0 | 0 | 1 |  | 9 | 26 | 9 | 25
| 6446 | 269 | 9 | 26 | 14 | 0 | 0 | 1 | 0 | 0 | 0 | 0 | 0 | 0 | 0 | 0 | 1 |  | 9 | 26 | 9 | 25
| 6447 | 269 | 9 | 26 | 15 | 0 | 0 | 1 | 0 | 0 | 0 | 0 | 0 | 0 | 0 | 0 | 1 |  | 9 | 26 | 9 | 25
| 6448 | 269 | 9 | 26 | 16 | 0 | 0 | 1 | 0 | 0 | 0 | 0 | 0 | 0 | 0 | 0 | 1 |  | 9 | 26 | 9 | 25
| 6449 | 269 | 9 | 26 | 17 | 0 | 0 | 1 | 0 | 0 | 0 | 0 | 0 | 0 | 0 | 0 | 1 |  | 9 | 26 | 9 | 25
| 6450 | 269 | 9 | 26 | 18 | 0 | 0 | 1 | 0 | 0 | 0 | 0 | 0 | 0 | 0 | 0 | 1 |  | 9 | 26 | 9 | 25
| 6451 | 269 | 9 | 26 | 19 | 0 | 0 | 1 | 0 | 0 | 0 | 0 | 0 | 0 | 0 | 0 | 1 |  | 9 | 26 | 9 | 25
| 6452 | 269 | 9 | 26 | 20 | 0 | 0 | 1 | 0 | 0 | 0 | 0 | 0 | 0 | 0 | 0 | 1 |  | 9 | 26 | 9 | 25
| 6453 | 269 | 9 | 26 | 21 | 0 | 0 | 1 | 0 | 0 | 0 | 0 | 0 | 0 | 0 | 0 | 1 |  | 9 | 26 | 9 | 25
| 6454 | 269 | 9 | 26 | 22 | 0 | 0 | 1 | 0 | 0 | 0 | 0 | 0 | 0 | 0 | 0 | 1 |  | 9 | 26 | 9 | 25
| 6455 | 269 | 9 | 26 | 23 | 0 | 0 | 1 | 0 | 0 | 0 | 0 | 0 | 0 | 0 | 0 | 1 |  | 9 | 26 | 9 | 25
| 6456 | 269 | 9 | 26 | 24 | 0 | 0 | 1 | 0 | 0 | 0 | 0 | 0 | 0 | 0 | 0 | 1 |  | 9 | 26 | 9 | 25
| 6457 | 270 | 9 | 27 | 1 | 0 | 0 | 1 | 0 | 0 | 0 | 0 | 0 | 0 | 0 | 0 | 1 |  | 9 | 27 | 9 | 26
| 6458 | 270 | 9 | 27 | 2 | 0 | 0 | 1 | 0 | 0 | 0 | 0 | 0 | 0 | 0 | 0 | 1 |  | 9 | 27 | 9 | 26
| 6459 | 270 | 9 | 27 | 3 | 0 | 0 | 1 | 0 | 0 | 0 | 0 | 0 | 0 | 0 | 0 | 1 |  | 9 | 27 | 9 | 26
| 6460 | 270 | 9 | 27 | 4 | 0 | 0 | 1 | 0 | 0 | 0 | 0 | 0 | 0 | 0 | 0 | 1 |  | 9 | 27 | 9 | 26
| 6461 | 270 | 9 | 27 | 5 | 0 | 0 | 1 | 0 | 0 | 0 | 0 | 0 | 0 | 0 | 0 | 1 |  | 9 | 27 | 9 | 26
| 6462 | 270 | 9 | 27 | 6 | 0 | 0 | 1 | 0 | 0 | 0 | 0 | 0 | 0 | 0 | 0 | 1 |  | 9 | 27 | 9 | 26
| 6463 | 270 | 9 | 27 | 7 | 0 | 0 | 1 | 0 | 0 | 0 | 0 | 0 | 0 | 0 | 0 | 1 |  | 9 | 27 | 9 | 26
| 6464 | 270 | 9 | 27 | 8 | 0 | 0 | 1 | 0 | 0 | 0 | 0 | 0 | 0 | 0 | 0 | 1 |  | 9 | 27 | 9 | 26
| 6465 | 270 | 9 | 27 | 9 | 0 | 0 | 1 | 0 | 0 | 0 | 0 | 0 | 0 | 0 | 0 | 1 |  | 9 | 27 | 9 | 26
| 6466 | 270 | 9 | 27 | 10 | 0 | 0 | 1 | 0 | 0 | 0 | 0 | 0 | 0 | 0 | 0 | 1 |  | 9 | 27 | 9 | 26
| 6467 | 270 | 9 | 27 | 11 | 0 | 0 | 1 | 0 | 0 | 0 | 0 | 0 | 0 | 0 | 0 | 1 |  | 9 | 27 | 9 | 26
| 6468 | 270 | 9 | 27 | 12 | 0 | 0 | 1 | 0 | 0 | 0 | 0 | 0 | 0 | 0 | 0 | 1 |  | 9 | 27 | 9 | 26
| 6469 | 270 | 9 | 27 | 13 | 0 | 0 | 1 | 0 | 0 | 0 | 0 | 0 | 0 | 0 | 0 | 1 |  | 9 | 27 | 9 | 26
| 6470 | 270 | 9 | 27 | 14 | 0 | 0 | 1 | 0 | 0 | 0 | 0 | 0 | 0 | 0 | 0 | 1 |  | 9 | 27 | 9 | 26
| 6471 | 270 | 9 | 27 | 15 | 0 | 0 | 1 | 0 | 0 | 0 | 0 | 0 | 0 | 0 | 0 | 1 |  | 9 | 27 | 9 | 26
| 6472 | 270 | 9 | 27 | 16 | 0 | 0 | 1 | 0 | 0 | 0 | 0 | 0 | 0 | 0 | 0 | 1 |  | 9 | 27 | 9 | 26
| 6473 | 270 | 9 | 27 | 17 | 0 | 0 | 1 | 0 | 0 | 0 | 0 | 0 | 0 | 0 | 0 | 1 |  | 9 | 27 | 9 | 26
| 6474 | 270 | 9 | 27 | 18 | 0 | 0 | 1 | 0 | 0 | 0 | 0 | 0 | 0 | 0 | 0 | 1 |  | 9 | 27 | 9 | 26
| 6475 | 270 | 9 | 27 | 19 | 0 | 0 | 1 | 0 | 0 | 0 | 0 | 0 | 0 | 0 | 0 | 1 |  | 9 | 27 | 9 | 26
| 6476 | 270 | 9 | 27 | 20 | 0 | 0 | 1 | 0 | 0 | 0 | 0 | 0 | 0 | 0 | 0 | 1 |  | 9 | 27 | 9 | 26
| 6477 | 270 | 9 | 27 | 21 | 0 | 0 | 1 | 0 | 0 | 0 | 0 | 0 | 0 | 0 | 0 | 1 |  | 9 | 27 | 9 | 26
| 6478 | 270 | 9 | 27 | 22 | 0 | 0 | 1 | 0 | 0 | 0 | 0 | 0 | 0 | 0 | 0 | 1 |  | 9 | 27 | 9 | 26
| 6479 | 270 | 9 | 27 | 23 | 0 | 0 | 1 | 0 | 0 | 0 | 0 | 0 | 0 | 0 | 0 | 1 |  | 9 | 27 | 9 | 26
| 6480 | 270 | 9 | 27 | 24 | 0 | 0 | 1 | 0 | 0 | 0 | 0 | 0 | 0 | 0 | 0 | 1 |  | 9 | 27 | 9 | 26
| 6481 | 271 | 9 | 28 | 1 | 0 | 0 | 1 | 0 | 0 | 0 | 0 | 0 | 0 | 0 | 0 | 1 |  | 9 | 28 | 9 | 27
| 6482 | 271 | 9 | 28 | 2 | 0 | 0 | 1 | 0 | 0 | 0 | 0 | 0 | 0 | 0 | 0 | 1 |  | 9 | 28 | 9 | 27
| 6483 | 271 | 9 | 28 | 3 | 0 | 0 | 1 | 0 | 0 | 0 | 0 | 0 | 0 | 0 | 0 | 1 |  | 9 | 28 | 9 | 27
| 6484 | 271 | 9 | 28 | 4 | 0 | 0 | 1 | 0 | 0 | 0 | 0 | 0 | 0 | 0 | 0 | 1 |  | 9 | 28 | 9 | 27
| 6485 | 271 | 9 | 28 | 5 | 0 | 0 | 1 | 0 | 0 | 0 | 0 | 0 | 0 | 0 | 0 | 1 |  | 9 | 28 | 9 | 27
| 6486 | 271 | 9 | 28 | 6 | 0 | 0 | 1 | 0 | 0 | 0 | 0 | 0 | 0 | 0 | 0 | 1 |  | 9 | 28 | 9 | 27
| 6487 | 271 | 9 | 28 | 7 | 0 | 0 | 1 | 0 | 0 | 0 | 0 | 0 | 0 | 0 | 0 | 1 |  | 9 | 28 | 9 | 27
| 6488 | 271 | 9 | 28 | 8 | 0 | 0 | 1 | 0 | 0 | 0 | 0 | 0 | 0 | 0 | 0 | 1 |  | 9 | 28 | 9 | 27
| 6489 | 271 | 9 | 28 | 9 | 0 | 0 | 1 | 0 | 0 | 0 | 0 | 0 | 0 | 0 | 0 | 1 |  | 9 | 28 | 9 | 27
| 6490 | 271 | 9 | 28 | 10 | 0 | 0 | 1 | 0 | 0 | 0 | 0 | 0 | 0 | 0 | 0 | 1 |  | 9 | 28 | 9 | 27
| 6491 | 271 | 9 | 28 | 11 | 0 | 0 | 1 | 0 | 0 | 0 | 0 | 0 | 0 | 0 | 0 | 1 |  | 9 | 28 | 9 | 27
| 6492 | 271 | 9 | 28 | 12 | 0 | 0 | 1 | 0 | 0 | 0 | 0 | 0 | 0 | 0 | 0 | 1 |  | 9 | 28 | 9 | 27
| 6493 | 271 | 9 | 28 | 13 | 0 | 0 | 1 | 0 | 0 | 0 | 0 | 0 | 0 | 0 | 0 | 1 |  | 9 | 28 | 9 | 27
| 6494 | 271 | 9 | 28 | 14 | 0 | 0 | 1 | 0 | 0 | 0 | 0 | 0 | 0 | 0 | 0 | 1 |  | 9 | 28 | 9 | 27
| 6495 | 271 | 9 | 28 | 15 | 0 | 0 | 1 | 0 | 0 | 0 | 0 | 0 | 0 | 0 | 0 | 1 |  | 9 | 28 | 9 | 27
| 6496 | 271 | 9 | 28 | 16 | 0 | 0 | 1 | 0 | 0 | 0 | 0 | 0 | 0 | 0 | 0 | 1 |  | 9 | 28 | 9 | 27
| 6497 | 271 | 9 | 28 | 17 | 0 | 0 | 1 | 0 | 0 | 0 | 0 | 0 | 0 | 0 | 0 | 1 |  | 9 | 28 | 9 | 27
| 6498 | 271 | 9 | 28 | 18 | 0 | 0 | 1 | 0 | 0 | 0 | 0 | 0 | 0 | 0 | 0 | 1 |  | 9 | 28 | 9 | 27
| 6499 | 271 | 9 | 28 | 19 | 0 | 0 | 1 | 0 | 0 | 0 | 0 | 0 | 0 | 0 | 0 | 1 |  | 9 | 28 | 9 | 27
| 6500 | 271 | 9 | 28 | 20 | 0 | 0 | 1 | 0 | 0 | 0 | 0 | 0 | 0 | 0 | 0 | 1 |  | 9 | 28 | 9 | 27
| 6501 | 271 | 9 | 28 | 21 | 0 | 0 | 1 | 0 | 0 | 0 | 0 | 0 | 0 | 0 | 0 | 1 |  | 9 | 28 | 9 | 27
| 6502 | 271 | 9 | 28 | 22 | 0 | 0 | 1 | 0 | 0 | 0 | 0 | 0 | 0 | 0 | 0 | 1 |  | 9 | 28 | 9 | 27
| 6503 | 271 | 9 | 28 | 23 | 0 | 0 | 1 | 0 | 0 | 0 | 0 | 0 | 0 | 0 | 0 | 1 |  | 9 | 28 | 9 | 27
| 6504 | 271 | 9 | 28 | 24 | 0 | 0 | 1 | 0 | 0 | 0 | 0 | 0 | 0 | 0 | 0 | 1 |  | 9 | 28 | 9 | 27
| 6505 | 272 | 9 | 29 | 1 | 0 | 0 | 1 | 0 | 0 | 0 | 0 | 0 | 0 | 0 | 0 | 1 |  | 9 | 29 | 9 | 28
| 6506 | 272 | 9 | 29 | 2 | 0 | 0 | 1 | 0 | 0 | 0 | 0 | 0 | 0 | 0 | 0 | 1 |  | 9 | 29 | 9 | 28
| 6507 | 272 | 9 | 29 | 3 | 0 | 0 | 1 | 0 | 0 | 0 | 0 | 0 | 0 | 0 | 0 | 1 |  | 9 | 29 | 9 | 28
| 6508 | 272 | 9 | 29 | 4 | 0 | 0 | 1 | 0 | 0 | 0 | 0 | 0 | 0 | 0 | 0 | 1 |  | 9 | 29 | 9 | 28
| 6509 | 272 | 9 | 29 | 5 | 0 | 0 | 1 | 0 | 0 | 0 | 0 | 0 | 0 | 0 | 0 | 1 |  | 9 | 29 | 9 | 28
| 6510 | 272 | 9 | 29 | 6 | 0 | 0 | 1 | 0 | 0 | 0 | 0 | 0 | 0 | 0 | 0 | 1 |  | 9 | 29 | 9 | 28
| 6511 | 272 | 9 | 29 | 7 | 0 | 0 | 1 | 0 | 0 | 0 | 0 | 0 | 0 | 0 | 0 | 1 |  | 9 | 29 | 9 | 28
| 6512 | 272 | 9 | 29 | 8 | 0 | 0 | 1 | 0 | 0 | 0 | 0 | 0 | 0 | 0 | 0 | 1 |  | 9 | 29 | 9 | 28
| 6513 | 272 | 9 | 29 | 9 | 0 | 0 | 1 | 0 | 0 | 0 | 0 | 0 | 0 | 0 | 0 | 1 |  | 9 | 29 | 9 | 28
| 6514 | 272 | 9 | 29 | 10 | 0 | 0 | 1 | 0 | 0 | 0 | 0 | 0 | 0 | 0 | 0 | 1 |  | 9 | 29 | 9 | 28
| 6515 | 272 | 9 | 29 | 11 | 0 | 0 | 1 | 0 | 0 | 0 | 0 | 0 | 0 | 0 | 0 | 1 |  | 9 | 29 | 9 | 28
| 6516 | 272 | 9 | 29 | 12 | 0 | 0 | 1 | 0 | 0 | 0 | 0 | 0 | 0 | 0 | 0 | 1 |  | 9 | 29 | 9 | 28
| 6517 | 272 | 9 | 29 | 13 | 0 | 0 | 1 | 0 | 0 | 0 | 0 | 0 | 0 | 0 | 0 | 1 |  | 9 | 29 | 9 | 28
| 6518 | 272 | 9 | 29 | 14 | 0 | 0 | 1 | 0 | 0 | 0 | 0 | 0 | 0 | 0 | 0 | 1 |  | 9 | 29 | 9 | 28
| 6519 | 272 | 9 | 29 | 15 | 0 | 0 | 1 | 0 | 0 | 0 | 0 | 0 | 0 | 0 | 0 | 1 |  | 9 | 29 | 9 | 28
| 6520 | 272 | 9 | 29 | 16 | 0 | 0 | 1 | 0 | 0 | 0 | 0 | 0 | 0 | 0 | 0 | 1 |  | 9 | 29 | 9 | 28
| 6521 | 272 | 9 | 29 | 17 | 0 | 0 | 1 | 0 | 0 | 0 | 0 | 0 | 0 | 0 | 0 | 1 |  | 9 | 29 | 9 | 28
| 6522 | 272 | 9 | 29 | 18 | 0 | 0 | 1 | 0 | 0 | 0 | 0 | 0 | 0 | 0 | 0 | 1 |  | 9 | 29 | 9 | 28
| 6523 | 272 | 9 | 29 | 19 | 0 | 0 | 1 | 0 | 0 | 0 | 0 | 0 | 0 | 0 | 0 | 1 |  | 9 | 29 | 9 | 28
| 6524 | 272 | 9 | 29 | 20 | 0 | 0 | 1 | 0 | 0 | 0 | 0 | 0 | 0 | 0 | 0 | 1 |  | 9 | 29 | 9 | 28
| 6525 | 272 | 9 | 29 | 21 | 0 | 0 | 1 | 0 | 0 | 0 | 0 | 0 | 0 | 0 | 0 | 1 |  | 9 | 29 | 9 | 28
| 6526 | 272 | 9 | 29 | 22 | 0 | 0 | 1 | 0 | 0 | 0 | 0 | 0 | 0 | 0 | 0 | 1 |  | 9 | 29 | 9 | 28
| 6527 | 272 | 9 | 29 | 23 | 0 | 0 | 1 | 0 | 0 | 0 | 0 | 0 | 0 | 0 | 0 | 1 |  | 9 | 29 | 9 | 28
| 6528 | 272 | 9 | 29 | 24 | 0 | 0 | 1 | 0 | 0 | 0 | 0 | 0 | 0 | 0 | 0 | 1 |  | 9 | 29 | 9 | 28
| 6529 | 273 | 9 | 30 | 1 | 0 | 0 | 1 | 0 | 0 | 0 | 0 | 0 | 0 | 0 | 0 | 1 |  | 9 | 30 | 9 | 29
| 6530 | 273 | 9 | 30 | 2 | 0 | 0 | 1 | 0 | 0 | 0 | 0 | 0 | 0 | 0 | 0 | 1 |  | 9 | 30 | 9 | 29
| 6531 | 273 | 9 | 30 | 3 | 0 | 0 | 1 | 0 | 0 | 0 | 0 | 0 | 0 | 0 | 0 | 1 |  | 9 | 30 | 9 | 29
| 6532 | 273 | 9 | 30 | 4 | 0 | 0 | 1 | 0 | 0 | 0 | 0 | 0 | 0 | 0 | 0 | 1 |  | 9 | 30 | 9 | 29
| 6533 | 273 | 9 | 30 | 5 | 0 | 0 | 1 | 0 | 0 | 0 | 0 | 0 | 0 | 0 | 0 | 1 |  | 9 | 30 | 9 | 29
| 6534 | 273 | 9 | 30 | 6 | 0 | 0 | 1 | 0 | 0 | 0 | 0 | 0 | 0 | 0 | 0 | 1 |  | 9 | 30 | 9 | 29
| 6535 | 273 | 9 | 30 | 7 | 0 | 0 | 1 | 0 | 0 | 0 | 0 | 0 | 0 | 0 | 0 | 1 |  | 9 | 30 | 9 | 29
| 6536 | 273 | 9 | 30 | 8 | 0 | 0 | 1 | 0 | 0 | 0 | 0 | 0 | 0 | 0 | 0 | 1 |  | 9 | 30 | 9 | 29
| 6537 | 273 | 9 | 30 | 9 | 0 | 0 | 1 | 0 | 0 | 0 | 0 | 0 | 0 | 0 | 0 | 1 |  | 9 | 30 | 9 | 29
| 6538 | 273 | 9 | 30 | 10 | 0 | 0 | 1 | 0 | 0 | 0 | 0 | 0 | 0 | 0 | 0 | 1 |  | 9 | 30 | 9 | 29
| 6539 | 273 | 9 | 30 | 11 | 0 | 0 | 1 | 0 | 0 | 0 | 0 | 0 | 0 | 0 | 0 | 1 |  | 9 | 30 | 9 | 29
| 6540 | 273 | 9 | 30 | 12 | 0 | 0 | 1 | 0 | 0 | 0 | 0 | 0 | 0 | 0 | 0 | 1 |  | 9 | 30 | 9 | 29
| 6541 | 273 | 9 | 30 | 13 | 0 | 0 | 1 | 0 | 0 | 0 | 0 | 0 | 0 | 0 | 0 | 1 |  | 9 | 30 | 9 | 29
| 6542 | 273 | 9 | 30 | 14 | 0 | 0 | 1 | 0 | 0 | 0 | 0 | 0 | 0 | 0 | 0 | 1 |  | 9 | 30 | 9 | 29
| 6543 | 273 | 9 | 30 | 15 | 0 | 0 | 1 | 0 | 0 | 0 | 0 | 0 | 0 | 0 | 0 | 1 |  | 9 | 30 | 9 | 29
| 6544 | 273 | 9 | 30 | 16 | 0 | 0 | 1 | 0 | 0 | 0 | 0 | 0 | 0 | 0 | 0 | 1 |  | 9 | 30 | 9 | 29
| 6545 | 273 | 9 | 30 | 17 | 0 | 0 | 1 | 0 | 0 | 0 | 0 | 0 | 0 | 0 | 0 | 1 |  | 9 | 30 | 9 | 29
| 6546 | 273 | 9 | 30 | 18 | 0 | 0 | 1 | 0 | 0 | 0 | 0 | 0 | 0 | 0 | 0 | 1 |  | 9 | 30 | 9 | 29
| 6547 | 273 | 9 | 30 | 19 | 0 | 0 | 1 | 0 | 0 | 0 | 0 | 0 | 0 | 0 | 0 | 1 |  | 9 | 30 | 9 | 29
| 6548 | 273 | 9 | 30 | 20 | 0 | 0 | 1 | 0 | 0 | 0 | 0 | 0 | 0 | 0 | 0 | 1 |  | 9 | 30 | 9 | 29
| 6549 | 273 | 9 | 30 | 21 | 0 | 0 | 1 | 0 | 0 | 0 | 0 | 0 | 0 | 0 | 0 | 1 |  | 9 | 30 | 9 | 29
| 6550 | 273 | 9 | 30 | 22 | 0 | 0 | 1 | 0 | 0 | 0 | 0 | 0 | 0 | 0 | 0 | 1 |  | 9 | 30 | 9 | 29
| 6551 | 273 | 9 | 30 | 23 | 0 | 0 | 1 | 0 | 0 | 0 | 0 | 0 | 0 | 0 | 0 | 1 |  | 9 | 30 | 9 | 29
| 6552 | 273 | 9 | 30 | 24 | 0 | 0 | 1 | 0 | 0 | 0 | 0 | 0 | 0 | 0 | 0 | 1 |  | 9 | 30 | 9 | 29
| 6553 | 274 | 10 | 1 | 1 | 0 | 0 | 0 | 0 | 0 | 0 | 0 | 0 | 0 | 0 | 0 | 1 |  | 10 | 1 | 9 | 30
| 6554 | 274 | 10 | 1 | 2 | 0 | 0 | 0 | 0 | 0 | 0 | 0 | 0 | 0 | 0 | 0 | 1 |  | 10 | 1 | 9 | 30
| 6555 | 274 | 10 | 1 | 3 | 0 | 0 | 0 | 0 | 0 | 0 | 0 | 0 | 0 | 0 | 0 | 1 |  | 10 | 1 | 9 | 30
| 6556 | 274 | 10 | 1 | 4 | 0 | 0 | 0 | 0 | 0 | 0 | 0 | 0 | 0 | 0 | 0 | 1 |  | 10 | 1 | 9 | 30
| 6557 | 274 | 10 | 1 | 5 | 0 | 0 | 0 | 0 | 0 | 0 | 0 | 0 | 0 | 0 | 0 | 1 |  | 10 | 1 | 9 | 30
| 6558 | 274 | 10 | 1 | 6 | 0 | 0 | 0 | 0 | 0 | 0 | 0 | 0 | 0 | 0 | 0 | 1 |  | 10 | 1 | 9 | 30
| 6559 | 274 | 10 | 1 | 7 | 0 | 0 | 0 | 0 | 0 | 0 | 0 | 0 | 0 | 0 | 0 | 1 |  | 10 | 1 | 9 | 30
| 6560 | 274 | 10 | 1 | 8 | 0 | 0 | 0 | 0 | 0 | 0 | 0 | 0 | 0 | 0 | 0 | 1 |  | 10 | 1 | 9 | 30
| 6561 | 274 | 10 | 1 | 9 | 0 | 0 | 0 | 0 | 0 | 0 | 0 | 0 | 0 | 0 | 0 | 1 |  | 10 | 1 | 9 | 30
| 6562 | 274 | 10 | 1 | 10 | 0 | 0 | 0 | 0 | 0 | 0 | 0 | 0 | 0 | 0 | 0 | 1 |  | 10 | 1 | 9 | 30
| 6563 | 274 | 10 | 1 | 11 | 0 | 0 | 0 | 0 | 0 | 0 | 0 | 0 | 0 | 0 | 0 | 1 |  | 10 | 1 | 9 | 30
| 6564 | 274 | 10 | 1 | 12 | 0 | 0 | 0 | 0 | 0 | 0 | 0 | 0 | 0 | 0 | 0 | 1 |  | 10 | 1 | 9 | 30
| 6565 | 274 | 10 | 1 | 13 | 0 | 0 | 0 | 0 | 0 | 0 | 0 | 0 | 0 | 0 | 0 | 1 |  | 10 | 1 | 9 | 30
| 6566 | 274 | 10 | 1 | 14 | 0 | 0 | 0 | 0 | 0 | 0 | 0 | 0 | 0 | 0 | 0 | 1 |  | 10 | 1 | 9 | 30
| 6567 | 274 | 10 | 1 | 15 | 0 | 0 | 0 | 0 | 0 | 0 | 0 | 0 | 0 | 0 | 0 | 1 |  | 10 | 1 | 9 | 30
| 6568 | 274 | 10 | 1 | 16 | 0 | 0 | 0 | 0 | 0 | 0 | 0 | 0 | 0 | 0 | 0 | 1 |  | 10 | 1 | 9 | 30
| 6569 | 274 | 10 | 1 | 17 | 0 | 0 | 0 | 0 | 0 | 0 | 0 | 0 | 0 | 0 | 0 | 1 |  | 10 | 1 | 9 | 30
| 6570 | 274 | 10 | 1 | 18 | 0 | 0 | 0 | 0 | 0 | 0 | 0 | 0 | 0 | 0 | 0 | 1 |  | 10 | 1 | 9 | 30
| 6571 | 274 | 10 | 1 | 19 | 0 | 0 | 0 | 0 | 0 | 0 | 0 | 0 | 0 | 0 | 0 | 1 |  | 10 | 1 | 9 | 30
| 6572 | 274 | 10 | 1 | 20 | 0 | 0 | 0 | 0 | 0 | 0 | 0 | 0 | 0 | 0 | 0 | 1 |  | 10 | 1 | 9 | 30
| 6573 | 274 | 10 | 1 | 21 | 0 | 0 | 0 | 0 | 0 | 0 | 0 | 0 | 0 | 0 | 0 | 1 |  | 10 | 1 | 9 | 30
| 6574 | 274 | 10 | 1 | 22 | 0 | 0 | 0 | 0 | 0 | 0 | 0 | 0 | 0 | 0 | 0 | 1 |  | 10 | 1 | 9 | 30
| 6575 | 274 | 10 | 1 | 23 | 0 | 0 | 0 | 0 | 0 | 0 | 0 | 0 | 0 | 0 | 0 | 1 |  | 10 | 1 | 9 | 30
| 6576 | 274 | 10 | 1 | 24 | 0 | 0 | 0 | 0 | 0 | 0 | 0 | 0 | 0 | 0 | 0 | 1 |  | 10 | 1 | 9 | 30
| 6577 | 275 | 10 | 2 | 1 | 0 | 0 | 0 | 0 | 0 | 0 | 0 | 0 | 0 | 0 | 0 | 1 |  | 10 | 2 | 10 | 1
| 6578 | 275 | 10 | 2 | 2 | 0 | 0 | 0 | 0 | 0 | 0 | 0 | 0 | 0 | 0 | 0 | 1 |  | 10 | 2 | 10 | 1
| 6579 | 275 | 10 | 2 | 3 | 0 | 0 | 0 | 0 | 0 | 0 | 0 | 0 | 0 | 0 | 0 | 1 |  | 10 | 2 | 10 | 1
| 6580 | 275 | 10 | 2 | 4 | 0 | 0 | 0 | 0 | 0 | 0 | 0 | 0 | 0 | 0 | 0 | 1 |  | 10 | 2 | 10 | 1
| 6581 | 275 | 10 | 2 | 5 | 0 | 0 | 0 | 0 | 0 | 0 | 0 | 0 | 0 | 0 | 0 | 1 |  | 10 | 2 | 10 | 1
| 6582 | 275 | 10 | 2 | 6 | 0 | 0 | 0 | 0 | 0 | 0 | 0 | 0 | 0 | 0 | 0 | 1 |  | 10 | 2 | 10 | 1
| 6583 | 275 | 10 | 2 | 7 | 0 | 0 | 0 | 0 | 0 | 0 | 0 | 0 | 0 | 0 | 0 | 1 |  | 10 | 2 | 10 | 1
| 6584 | 275 | 10 | 2 | 8 | 0 | 0 | 0 | 0 | 0 | 0 | 0 | 0 | 0 | 0 | 0 | 1 |  | 10 | 2 | 10 | 1
| 6585 | 275 | 10 | 2 | 9 | 0 | 0 | 0 | 0 | 0 | 0 | 0 | 0 | 0 | 0 | 0 | 1 |  | 10 | 2 | 10 | 1
| 6586 | 275 | 10 | 2 | 10 | 0 | 0 | 0 | 0 | 0 | 0 | 0 | 0 | 0 | 0 | 0 | 1 |  | 10 | 2 | 10 | 1
| 6587 | 275 | 10 | 2 | 11 | 0 | 0 | 0 | 0 | 0 | 0 | 0 | 0 | 0 | 0 | 0 | 1 |  | 10 | 2 | 10 | 1
| 6588 | 275 | 10 | 2 | 12 | 0 | 0 | 0 | 0 | 0 | 0 | 0 | 0 | 0 | 0 | 0 | 1 |  | 10 | 2 | 10 | 1
| 6589 | 275 | 10 | 2 | 13 | 0 | 0 | 0 | 0 | 0 | 0 | 0 | 0 | 0 | 0 | 0 | 1 |  | 10 | 2 | 10 | 1
| 6590 | 275 | 10 | 2 | 14 | 0 | 0 | 0 | 0 | 0 | 0 | 0 | 0 | 0 | 0 | 0 | 1 |  | 10 | 2 | 10 | 1
| 6591 | 275 | 10 | 2 | 15 | 0 | 0 | 0 | 0 | 0 | 0 | 0 | 0 | 0 | 0 | 0 | 1 |  | 10 | 2 | 10 | 1
| 6592 | 275 | 10 | 2 | 16 | 0 | 0 | 0 | 0 | 0 | 0 | 0 | 0 | 0 | 0 | 0 | 1 |  | 10 | 2 | 10 | 1
| 6593 | 275 | 10 | 2 | 17 | 0 | 0 | 0 | 0 | 0 | 0 | 0 | 0 | 0 | 0 | 0 | 1 |  | 10 | 2 | 10 | 1
| 6594 | 275 | 10 | 2 | 18 | 0 | 0 | 0 | 0 | 0 | 0 | 0 | 0 | 0 | 0 | 0 | 1 |  | 10 | 2 | 10 | 1
| 6595 | 275 | 10 | 2 | 19 | 0 | 0 | 0 | 0 | 0 | 0 | 0 | 0 | 0 | 0 | 0 | 1 |  | 10 | 2 | 10 | 1
| 6596 | 275 | 10 | 2 | 20 | 0 | 0 | 0 | 0 | 0 | 0 | 0 | 0 | 0 | 0 | 0 | 1 |  | 10 | 2 | 10 | 1
| 6597 | 275 | 10 | 2 | 21 | 0 | 0 | 0 | 0 | 0 | 0 | 0 | 0 | 0 | 0 | 0 | 1 |  | 10 | 2 | 10 | 1
| 6598 | 275 | 10 | 2 | 22 | 0 | 0 | 0 | 0 | 0 | 0 | 0 | 0 | 0 | 0 | 0 | 1 |  | 10 | 2 | 10 | 1
| 6599 | 275 | 10 | 2 | 23 | 0 | 0 | 0 | 0 | 0 | 0 | 0 | 0 | 0 | 0 | 0 | 1 |  | 10 | 2 | 10 | 1
| 6600 | 275 | 10 | 2 | 24 | 0 | 0 | 0 | 0 | 0 | 0 | 0 | 0 | 0 | 0 | 0 | 1 |  | 10 | 2 | 10 | 1
| 6601 | 276 | 10 | 3 | 1 | 0 | 0 | 1 | 0 | 0 | 0 | 0 | 0 | 0 | 0 | 0 | 1 |  | 10 | 3 | 10 | 2
| 6602 | 276 | 10 | 3 | 2 | 0 | 0 | 1 | 0 | 0 | 0 | 0 | 0 | 0 | 0 | 0 | 1 |  | 10 | 3 | 10 | 2
| 6603 | 276 | 10 | 3 | 3 | 0 | 0 | 1 | 0 | 0 | 0 | 0 | 0 | 0 | 0 | 0 | 1 |  | 10 | 3 | 10 | 2
| 6604 | 276 | 10 | 3 | 4 | 0 | 0 | 1 | 0 | 0 | 0 | 0 | 0 | 0 | 0 | 0 | 1 |  | 10 | 3 | 10 | 2
| 6605 | 276 | 10 | 3 | 5 | 0 | 0 | 1 | 0 | 0 | 0 | 0 | 0 | 0 | 0 | 0 | 1 |  | 10 | 3 | 10 | 2
| 6606 | 276 | 10 | 3 | 6 | 0 | 0 | 1 | 0 | 0 | 0 | 0 | 0 | 0 | 0 | 0 | 1 |  | 10 | 3 | 10 | 2
| 6607 | 276 | 10 | 3 | 7 | 0 | 0 | 1 | 0 | 0 | 0 | 0 | 0 | 0 | 0 | 0 | 1 |  | 10 | 3 | 10 | 2
| 6608 | 276 | 10 | 3 | 8 | 0 | 0 | 1 | 0 | 0 | 0 | 0 | 0 | 0 | 0 | 0 | 1 |  | 10 | 3 | 10 | 2
| 6609 | 276 | 10 | 3 | 9 | 0 | 0 | 1 | 0 | 0 | 0 | 0 | 0 | 0 | 0 | 0 | 1 |  | 10 | 3 | 10 | 2
| 6610 | 276 | 10 | 3 | 10 | 0 | 0 | 1 | 0 | 0 | 0 | 0 | 0 | 0 | 0 | 0 | 1 |  | 10 | 3 | 10 | 2
| 6611 | 276 | 10 | 3 | 11 | 0 | 0 | 1 | 0 | 0 | 0 | 0 | 0 | 0 | 0 | 0 | 1 |  | 10 | 3 | 10 | 2
| 6612 | 276 | 10 | 3 | 12 | 0 | 0 | 1 | 0 | 0 | 0 | 0 | 0 | 0 | 0 | 0 | 1 |  | 10 | 3 | 10 | 2
| 6613 | 276 | 10 | 3 | 13 | 0 | 0 | 1 | 0 | 0 | 0 | 0 | 0 | 0 | 0 | 0 | 1 |  | 10 | 3 | 10 | 2
| 6614 | 276 | 10 | 3 | 14 | 0 | 0 | 1 | 0 | 0 | 0 | 0 | 0 | 0 | 0 | 0 | 1 |  | 10 | 3 | 10 | 2
| 6615 | 276 | 10 | 3 | 15 | 0 | 0 | 1 | 0 | 0 | 0 | 0 | 0 | 0 | 0 | 0 | 1 |  | 10 | 3 | 10 | 2
| 6616 | 276 | 10 | 3 | 16 | 0 | 0 | 1 | 0 | 0 | 0 | 0 | 0 | 0 | 0 | 0 | 1 |  | 10 | 3 | 10 | 2
| 6617 | 276 | 10 | 3 | 17 | 0 | 0 | 1 | 0 | 0 | 0 | 0 | 0 | 0 | 0 | 0 | 1 |  | 10 | 3 | 10 | 2
| 6618 | 276 | 10 | 3 | 18 | 0 | 0 | 1 | 0 | 0 | 0 | 0 | 0 | 0 | 0 | 0 | 1 |  | 10 | 3 | 10 | 2
| 6619 | 276 | 10 | 3 | 19 | 0 | 0 | 1 | 0 | 0 | 0 | 0 | 0 | 0 | 0 | 0 | 1 |  | 10 | 3 | 10 | 2
| 6620 | 276 | 10 | 3 | 20 | 0 | 0 | 1 | 0 | 0 | 0 | 0 | 0 | 0 | 0 | 0 | 1 |  | 10 | 3 | 10 | 2
| 6621 | 276 | 10 | 3 | 21 | 0 | 0 | 1 | 0 | 0 | 0 | 0 | 0 | 0 | 0 | 0 | 1 |  | 10 | 3 | 10 | 2
| 6622 | 276 | 10 | 3 | 22 | 0 | 0 | 1 | 0 | 0 | 0 | 0 | 0 | 0 | 0 | 0 | 1 |  | 10 | 3 | 10 | 2
| 6623 | 276 | 10 | 3 | 23 | 0 | 0 | 1 | 0 | 0 | 0 | 0 | 0 | 0 | 0 | 0 | 1 |  | 10 | 3 | 10 | 2
| 6624 | 276 | 10 | 3 | 24 | 0 | 0 | 1 | 0 | 0 | 0 | 0 | 0 | 0 | 0 | 0 | 1 |  | 10 | 3 | 10 | 2
| 6625 | 277 | 10 | 4 | 1 | 0 | 0 | 1 | 0 | 0 | 0 | 0 | 0 | 0 | 0 | 0 | 1 |  | 10 | 4 | 10 | 3
| 6626 | 277 | 10 | 4 | 2 | 0 | 0 | 1 | 0 | 0 | 0 | 0 | 0 | 0 | 0 | 0 | 1 |  | 10 | 4 | 10 | 3
| 6627 | 277 | 10 | 4 | 3 | 0 | 0 | 1 | 0 | 0 | 0 | 0 | 0 | 0 | 0 | 0 | 1 |  | 10 | 4 | 10 | 3
| 6628 | 277 | 10 | 4 | 4 | 0 | 0 | 1 | 0 | 0 | 0 | 0 | 0 | 0 | 0 | 0 | 1 |  | 10 | 4 | 10 | 3
| 6629 | 277 | 10 | 4 | 5 | 0 | 0 | 1 | 0 | 0 | 0 | 0 | 0 | 0 | 0 | 0 | 1 |  | 10 | 4 | 10 | 3
| 6630 | 277 | 10 | 4 | 6 | 0 | 0 | 1 | 0 | 0 | 0 | 0 | 0 | 0 | 0 | 0 | 1 |  | 10 | 4 | 10 | 3
| 6631 | 277 | 10 | 4 | 7 | 0 | 0 | 1 | 0 | 0 | 0 | 0 | 0 | 0 | 0 | 0 | 1 |  | 10 | 4 | 10 | 3
| 6632 | 277 | 10 | 4 | 8 | 0 | 0 | 1 | 0 | 0 | 0 | 0 | 0 | 0 | 0 | 0 | 1 |  | 10 | 4 | 10 | 3
| 6633 | 277 | 10 | 4 | 9 | 0 | 0 | 1 | 0 | 0 | 0 | 0 | 0 | 0 | 0 | 0 | 1 |  | 10 | 4 | 10 | 3
| 6634 | 277 | 10 | 4 | 10 | 0 | 0 | 1 | 0 | 0 | 0 | 0 | 0 | 0 | 0 | 0 | 1 |  | 10 | 4 | 10 | 3
| 6635 | 277 | 10 | 4 | 11 | 0 | 0 | 1 | 0 | 0 | 0 | 0 | 0 | 0 | 0 | 0 | 1 |  | 10 | 4 | 10 | 3
| 6636 | 277 | 10 | 4 | 12 | 0 | 0 | 1 | 0 | 0 | 0 | 0 | 0 | 0 | 0 | 0 | 1 |  | 10 | 4 | 10 | 3
| 6637 | 277 | 10 | 4 | 13 | 0 | 0 | 1 | 0 | 0 | 0 | 0 | 0 | 0 | 0 | 0 | 1 |  | 10 | 4 | 10 | 3
| 6638 | 277 | 10 | 4 | 14 | 0 | 0 | 1 | 0 | 0 | 0 | 0 | 0 | 0 | 0 | 0 | 1 |  | 10 | 4 | 10 | 3
| 6639 | 277 | 10 | 4 | 15 | 0 | 0 | 1 | 0 | 0 | 0 | 0 | 0 | 0 | 0 | 0 | 1 |  | 10 | 4 | 10 | 3
| 6640 | 277 | 10 | 4 | 16 | 0 | 0 | 1 | 0 | 0 | 0 | 0 | 0 | 0 | 0 | 0 | 1 |  | 10 | 4 | 10 | 3
| 6641 | 277 | 10 | 4 | 17 | 0 | 0 | 1 | 0 | 0 | 0 | 0 | 0 | 0 | 0 | 0 | 1 |  | 10 | 4 | 10 | 3
| 6642 | 277 | 10 | 4 | 18 | 0 | 0 | 1 | 0 | 0 | 0 | 0 | 0 | 0 | 0 | 0 | 1 |  | 10 | 4 | 10 | 3
| 6643 | 277 | 10 | 4 | 19 | 0 | 0 | 1 | 0 | 0 | 0 | 0 | 0 | 0 | 0 | 0 | 1 |  | 10 | 4 | 10 | 3
| 6644 | 277 | 10 | 4 | 20 | 0 | 0 | 1 | 0 | 0 | 0 | 0 | 0 | 0 | 0 | 0 | 1 |  | 10 | 4 | 10 | 3
| 6645 | 277 | 10 | 4 | 21 | 0 | 0 | 1 | 0 | 0 | 0 | 0 | 0 | 0 | 0 | 0 | 1 |  | 10 | 4 | 10 | 3
| 6646 | 277 | 10 | 4 | 22 | 0 | 0 | 1 | 0 | 0 | 0 | 0 | 0 | 0 | 0 | 0 | 1 |  | 10 | 4 | 10 | 3
| 6647 | 277 | 10 | 4 | 23 | 0 | 0 | 1 | 0 | 0 | 0 | 0 | 0 | 0 | 0 | 0 | 1 |  | 10 | 4 | 10 | 3
| 6648 | 277 | 10 | 4 | 24 | 0 | 0 | 1 | 0 | 0 | 0 | 0 | 0 | 0 | 0 | 0 | 1 |  | 10 | 4 | 10 | 3
| 6649 | 278 | 10 | 5 | 1 | 0 | 0 | 1 | 0 | 0 | 0 | 0 | 0 | 0 | 0 | 0 | 1 |  | 10 | 5 | 10 | 4
| 6650 | 278 | 10 | 5 | 2 | 0 | 0 | 1 | 0 | 0 | 0 | 0 | 0 | 0 | 0 | 0 | 1 |  | 10 | 5 | 10 | 4
| 6651 | 278 | 10 | 5 | 3 | 0 | 0 | 1 | 0 | 0 | 0 | 0 | 0 | 0 | 0 | 0 | 1 |  | 10 | 5 | 10 | 4
| 6652 | 278 | 10 | 5 | 4 | 0 | 0 | 1 | 0 | 0 | 0 | 0 | 0 | 0 | 0 | 0 | 1 |  | 10 | 5 | 10 | 4
| 6653 | 278 | 10 | 5 | 5 | 0 | 0 | 1 | 0 | 0 | 0 | 0 | 0 | 0 | 0 | 0 | 1 |  | 10 | 5 | 10 | 4
| 6654 | 278 | 10 | 5 | 6 | 0 | 0 | 1 | 0 | 0 | 0 | 0 | 0 | 0 | 0 | 0 | 1 |  | 10 | 5 | 10 | 4
| 6655 | 278 | 10 | 5 | 7 | 0 | 0 | 1 | 0 | 0 | 0 | 0 | 0 | 0 | 0 | 0 | 1 |  | 10 | 5 | 10 | 4
| 6656 | 278 | 10 | 5 | 8 | 0 | 0 | 1 | 0 | 0 | 0 | 0 | 0 | 0 | 0 | 0 | 1 |  | 10 | 5 | 10 | 4
| 6657 | 278 | 10 | 5 | 9 | 0 | 0 | 1 | 0 | 0 | 0 | 0 | 0 | 0 | 0 | 0 | 1 |  | 10 | 5 | 10 | 4
| 6658 | 278 | 10 | 5 | 10 | 0 | 0 | 1 | 0 | 0 | 0 | 0 | 0 | 0 | 0 | 0 | 1 |  | 10 | 5 | 10 | 4
| 6659 | 278 | 10 | 5 | 11 | 0 | 0 | 1 | 0 | 0 | 0 | 0 | 0 | 0 | 0 | 0 | 1 |  | 10 | 5 | 10 | 4
| 6660 | 278 | 10 | 5 | 12 | 0 | 0 | 1 | 0 | 0 | 0 | 0 | 0 | 0 | 0 | 0 | 1 |  | 10 | 5 | 10 | 4
| 6661 | 278 | 10 | 5 | 13 | 0 | 0 | 1 | 0 | 0 | 0 | 0 | 0 | 0 | 0 | 0 | 1 |  | 10 | 5 | 10 | 4
| 6662 | 278 | 10 | 5 | 14 | 0 | 0 | 1 | 0 | 0 | 0 | 0 | 0 | 0 | 0 | 0 | 1 |  | 10 | 5 | 10 | 4
| 6663 | 278 | 10 | 5 | 15 | 0 | 0 | 1 | 0 | 0 | 0 | 0 | 0 | 0 | 0 | 0 | 1 |  | 10 | 5 | 10 | 4
| 6664 | 278 | 10 | 5 | 16 | 0 | 0 | 1 | 0 | 0 | 0 | 0 | 0 | 0 | 0 | 0 | 1 |  | 10 | 5 | 10 | 4
| 6665 | 278 | 10 | 5 | 17 | 0 | 0 | 1 | 0 | 0 | 0 | 0 | 0 | 0 | 0 | 0 | 1 |  | 10 | 5 | 10 | 4
| 6666 | 278 | 10 | 5 | 18 | 0 | 0 | 1 | 0 | 0 | 0 | 0 | 0 | 0 | 0 | 0 | 1 |  | 10 | 5 | 10 | 4
| 6667 | 278 | 10 | 5 | 19 | 0 | 0 | 1 | 0 | 0 | 0 | 0 | 0 | 0 | 0 | 0 | 1 |  | 10 | 5 | 10 | 4
| 6668 | 278 | 10 | 5 | 20 | 0 | 0 | 1 | 0 | 0 | 0 | 0 | 0 | 0 | 0 | 0 | 1 |  | 10 | 5 | 10 | 4
| 6669 | 278 | 10 | 5 | 21 | 0 | 0 | 1 | 0 | 0 | 0 | 0 | 0 | 0 | 0 | 0 | 1 |  | 10 | 5 | 10 | 4
| 6670 | 278 | 10 | 5 | 22 | 0 | 0 | 1 | 0 | 0 | 0 | 0 | 0 | 0 | 0 | 0 | 1 |  | 10 | 5 | 10 | 4
| 6671 | 278 | 10 | 5 | 23 | 0 | 0 | 1 | 0 | 0 | 0 | 0 | 0 | 0 | 0 | 0 | 1 |  | 10 | 5 | 10 | 4
| 6672 | 278 | 10 | 5 | 24 | 0 | 0 | 1 | 0 | 0 | 0 | 0 | 0 | 0 | 0 | 0 | 1 |  | 10 | 5 | 10 | 4
| 6673 | 279 | 10 | 6 | 1 | 0 | 0 | 1 | 0 | 0 | 0 | 0 | 0 | 0 | 0 | 0 | 1 |  | 10 | 6 | 10 | 5
| 6674 | 279 | 10 | 6 | 2 | 0 | 0 | 1 | 0 | 0 | 0 | 0 | 0 | 0 | 0 | 0 | 1 |  | 10 | 6 | 10 | 5
| 6675 | 279 | 10 | 6 | 3 | 0 | 0 | 1 | 0 | 0 | 0 | 0 | 0 | 0 | 0 | 0 | 1 |  | 10 | 6 | 10 | 5
| 6676 | 279 | 10 | 6 | 4 | 0 | 0 | 1 | 0 | 0 | 0 | 0 | 0 | 0 | 0 | 0 | 1 |  | 10 | 6 | 10 | 5
| 6677 | 279 | 10 | 6 | 5 | 0 | 0 | 1 | 0 | 0 | 0 | 0 | 0 | 0 | 0 | 0 | 1 |  | 10 | 6 | 10 | 5
| 6678 | 279 | 10 | 6 | 6 | 0 | 0 | 1 | 0 | 0 | 0 | 0 | 0 | 0 | 0 | 0 | 1 |  | 10 | 6 | 10 | 5
| 6679 | 279 | 10 | 6 | 7 | 0 | 0 | 1 | 0 | 0 | 0 | 0 | 0 | 0 | 0 | 0 | 1 |  | 10 | 6 | 10 | 5
| 6680 | 279 | 10 | 6 | 8 | 0 | 0 | 1 | 0 | 0 | 0 | 0 | 0 | 0 | 0 | 0 | 1 |  | 10 | 6 | 10 | 5
| 6681 | 279 | 10 | 6 | 9 | 0 | 0 | 1 | 0 | 0 | 0 | 0 | 0 | 0 | 0 | 0 | 1 |  | 10 | 6 | 10 | 5
| 6682 | 279 | 10 | 6 | 10 | 0 | 0 | 1 | 0 | 0 | 0 | 0 | 0 | 0 | 0 | 0 | 1 |  | 10 | 6 | 10 | 5
| 6683 | 279 | 10 | 6 | 11 | 0 | 0 | 1 | 0 | 0 | 0 | 0 | 0 | 0 | 0 | 0 | 1 |  | 10 | 6 | 10 | 5
| 6684 | 279 | 10 | 6 | 12 | 0 | 0 | 1 | 0 | 0 | 0 | 0 | 0 | 0 | 0 | 0 | 1 |  | 10 | 6 | 10 | 5
| 6685 | 279 | 10 | 6 | 13 | 0 | 0 | 1 | 0 | 0 | 0 | 0 | 0 | 0 | 0 | 0 | 1 |  | 10 | 6 | 10 | 5
| 6686 | 279 | 10 | 6 | 14 | 0 | 0 | 1 | 0 | 0 | 0 | 0 | 0 | 0 | 0 | 0 | 1 |  | 10 | 6 | 10 | 5
| 6687 | 279 | 10 | 6 | 15 | 0 | 0 | 1 | 0 | 0 | 0 | 0 | 0 | 0 | 0 | 0 | 1 |  | 10 | 6 | 10 | 5
| 6688 | 279 | 10 | 6 | 16 | 0 | 0 | 1 | 0 | 0 | 0 | 0 | 0 | 0 | 0 | 0 | 1 |  | 10 | 6 | 10 | 5
| 6689 | 279 | 10 | 6 | 17 | 0 | 0 | 1 | 0 | 0 | 0 | 0 | 0 | 0 | 0 | 0 | 1 |  | 10 | 6 | 10 | 5
| 6690 | 279 | 10 | 6 | 18 | 0 | 0 | 1 | 0 | 0 | 0 | 0 | 0 | 0 | 0 | 0 | 1 |  | 10 | 6 | 10 | 5
| 6691 | 279 | 10 | 6 | 19 | 0 | 0 | 1 | 0 | 0 | 0 | 0 | 0 | 0 | 0 | 0 | 1 |  | 10 | 6 | 10 | 5
| 6692 | 279 | 10 | 6 | 20 | 0 | 0 | 1 | 0 | 0 | 0 | 0 | 0 | 0 | 0 | 0 | 1 |  | 10 | 6 | 10 | 5
| 6693 | 279 | 10 | 6 | 21 | 0 | 0 | 1 | 0 | 0 | 0 | 0 | 0 | 0 | 0 | 0 | 1 |  | 10 | 6 | 10 | 5
| 6694 | 279 | 10 | 6 | 22 | 0 | 0 | 1 | 0 | 0 | 0 | 0 | 0 | 0 | 0 | 0 | 1 |  | 10 | 6 | 10 | 5
| 6695 | 279 | 10 | 6 | 23 | 0 | 0 | 1 | 0 | 0 | 0 | 0 | 0 | 0 | 0 | 0 | 1 |  | 10 | 6 | 10 | 5
| 6696 | 279 | 10 | 6 | 24 | 0 | 0 | 1 | 0 | 0 | 0 | 0 | 0 | 0 | 0 | 0 | 1 |  | 10 | 6 | 10 | 5
| 6697 | 280 | 10 | 7 | 1 | 0 | 0 | 1 | 0 | 0 | 0 | 0 | 0 | 0 | 0 | 0 | 1 |  | 10 | 7 | 10 | 6
| 6698 | 280 | 10 | 7 | 2 | 0 | 0 | 1 | 0 | 0 | 0 | 0 | 0 | 0 | 0 | 0 | 1 |  | 10 | 7 | 10 | 6
| 6699 | 280 | 10 | 7 | 3 | 0 | 0 | 1 | 0 | 0 | 0 | 0 | 0 | 0 | 0 | 0 | 1 |  | 10 | 7 | 10 | 6
| 6700 | 280 | 10 | 7 | 4 | 0 | 0 | 1 | 0 | 0 | 0 | 0 | 0 | 0 | 0 | 0 | 1 |  | 10 | 7 | 10 | 6
| 6701 | 280 | 10 | 7 | 5 | 0 | 0 | 1 | 0 | 0 | 0 | 0 | 0 | 0 | 0 | 0 | 1 |  | 10 | 7 | 10 | 6
| 6702 | 280 | 10 | 7 | 6 | 0 | 0 | 1 | 0 | 0 | 0 | 0 | 0 | 0 | 0 | 0 | 1 |  | 10 | 7 | 10 | 6
| 6703 | 280 | 10 | 7 | 7 | 0 | 0 | 1 | 0 | 0 | 0 | 0 | 0 | 0 | 0 | 0 | 1 |  | 10 | 7 | 10 | 6
| 6704 | 280 | 10 | 7 | 8 | 0 | 0 | 1 | 0 | 0 | 0 | 0 | 0 | 0 | 0 | 0 | 1 |  | 10 | 7 | 10 | 6
| 6705 | 280 | 10 | 7 | 9 | 0 | 0 | 1 | 0 | 0 | 0 | 0 | 0 | 0 | 0 | 0 | 1 |  | 10 | 7 | 10 | 6
| 6706 | 280 | 10 | 7 | 10 | 0 | 0 | 1 | 0 | 0 | 0 | 0 | 0 | 0 | 0 | 0 | 1 |  | 10 | 7 | 10 | 6
| 6707 | 280 | 10 | 7 | 11 | 0 | 0 | 1 | 0 | 0 | 0 | 0 | 0 | 0 | 0 | 0 | 1 |  | 10 | 7 | 10 | 6
| 6708 | 280 | 10 | 7 | 12 | 0 | 0 | 1 | 0 | 0 | 0 | 0 | 0 | 0 | 0 | 0 | 1 |  | 10 | 7 | 10 | 6
| 6709 | 280 | 10 | 7 | 13 | 0 | 0 | 1 | 0 | 0 | 0 | 0 | 0 | 0 | 0 | 0 | 1 |  | 10 | 7 | 10 | 6
| 6710 | 280 | 10 | 7 | 14 | 0 | 0 | 1 | 0 | 0 | 0 | 0 | 0 | 0 | 0 | 0 | 1 |  | 10 | 7 | 10 | 6
| 6711 | 280 | 10 | 7 | 15 | 0 | 0 | 1 | 0 | 0 | 0 | 0 | 0 | 0 | 0 | 0 | 1 |  | 10 | 7 | 10 | 6
| 6712 | 280 | 10 | 7 | 16 | 0 | 0 | 1 | 0 | 0 | 0 | 0 | 0 | 0 | 0 | 0 | 1 |  | 10 | 7 | 10 | 6
| 6713 | 280 | 10 | 7 | 17 | 0 | 0 | 1 | 0 | 0 | 0 | 0 | 0 | 0 | 0 | 0 | 1 |  | 10 | 7 | 10 | 6
| 6714 | 280 | 10 | 7 | 18 | 0 | 0 | 1 | 0 | 0 | 0 | 0 | 0 | 0 | 0 | 0 | 1 |  | 10 | 7 | 10 | 6
| 6715 | 280 | 10 | 7 | 19 | 0 | 0 | 1 | 0 | 0 | 0 | 0 | 0 | 0 | 0 | 0 | 1 |  | 10 | 7 | 10 | 6
| 6716 | 280 | 10 | 7 | 20 | 0 | 0 | 1 | 0 | 0 | 0 | 0 | 0 | 0 | 0 | 0 | 1 |  | 10 | 7 | 10 | 6
| 6717 | 280 | 10 | 7 | 21 | 0 | 0 | 1 | 0 | 0 | 0 | 0 | 0 | 0 | 0 | 0 | 1 |  | 10 | 7 | 10 | 6
| 6718 | 280 | 10 | 7 | 22 | 0 | 0 | 1 | 0 | 0 | 0 | 0 | 0 | 0 | 0 | 0 | 1 |  | 10 | 7 | 10 | 6
| 6719 | 280 | 10 | 7 | 23 | 0 | 0 | 1 | 0 | 0 | 0 | 0 | 0 | 0 | 0 | 0 | 1 |  | 10 | 7 | 10 | 6
| 6720 | 280 | 10 | 7 | 24 | 0 | 0 | 1 | 0 | 0 | 0 | 0 | 0 | 0 | 0 | 0 | 1 |  | 10 | 7 | 10 | 6
| 6721 | 281 | 10 | 8 | 1 | 0 | 0 | 0 | 0 | 0 | 0 | 0 | 0 | 0 | 0 | 0 | 1 |  | 10 | 8 | 10 | 7
| 6722 | 281 | 10 | 8 | 2 | 0 | 0 | 0 | 0 | 0 | 0 | 0 | 0 | 0 | 0 | 0 | 1 |  | 10 | 8 | 10 | 7
| 6723 | 281 | 10 | 8 | 3 | 0 | 0 | 0 | 0 | 0 | 0 | 0 | 0 | 0 | 0 | 0 | 1 |  | 10 | 8 | 10 | 7
| 6724 | 281 | 10 | 8 | 4 | 0 | 0 | 0 | 0 | 0 | 0 | 0 | 0 | 0 | 0 | 0 | 1 |  | 10 | 8 | 10 | 7
| 6725 | 281 | 10 | 8 | 5 | 0 | 0 | 0 | 0 | 0 | 0 | 0 | 0 | 0 | 0 | 0 | 1 |  | 10 | 8 | 10 | 7
| 6726 | 281 | 10 | 8 | 6 | 0 | 0 | 0 | 0 | 0 | 0 | 0 | 0 | 0 | 0 | 0 | 1 |  | 10 | 8 | 10 | 7
| 6727 | 281 | 10 | 8 | 7 | 0 | 0 | 0 | 0 | 0 | 0 | 0 | 0 | 0 | 0 | 0 | 1 |  | 10 | 8 | 10 | 7
| 6728 | 281 | 10 | 8 | 8 | 0 | 0 | 0 | 0 | 0 | 0 | 0 | 0 | 0 | 0 | 0 | 1 |  | 10 | 8 | 10 | 7
| 6729 | 281 | 10 | 8 | 9 | 0 | 0 | 0 | 0 | 0 | 0 | 0 | 0 | 0 | 0 | 0 | 1 |  | 10 | 8 | 10 | 7
| 6730 | 281 | 10 | 8 | 10 | 0 | 0 | 0 | 0 | 0 | 0 | 0 | 0 | 0 | 0 | 0 | 1 |  | 10 | 8 | 10 | 7
| 6731 | 281 | 10 | 8 | 11 | 0 | 0 | 0 | 0 | 0 | 0 | 0 | 0 | 0 | 0 | 0 | 1 |  | 10 | 8 | 10 | 7
| 6732 | 281 | 10 | 8 | 12 | 0 | 0 | 0 | 0 | 0 | 0 | 0 | 0 | 0 | 0 | 0 | 1 |  | 10 | 8 | 10 | 7
| 6733 | 281 | 10 | 8 | 13 | 0 | 0 | 0 | 0 | 0 | 0 | 0 | 0 | 0 | 0 | 0 | 1 |  | 10 | 8 | 10 | 7
| 6734 | 281 | 10 | 8 | 14 | 0 | 0 | 0 | 0 | 0 | 0 | 0 | 0 | 0 | 0 | 0 | 1 |  | 10 | 8 | 10 | 7
| 6735 | 281 | 10 | 8 | 15 | 0 | 0 | 0 | 0 | 0 | 0 | 0 | 0 | 0 | 0 | 0 | 1 |  | 10 | 8 | 10 | 7
| 6736 | 281 | 10 | 8 | 16 | 0 | 0 | 0 | 0 | 0 | 0 | 0 | 0 | 0 | 0 | 0 | 1 |  | 10 | 8 | 10 | 7
| 6737 | 281 | 10 | 8 | 17 | 0 | 0 | 0 | 0 | 0 | 0 | 0 | 0 | 0 | 0 | 0 | 1 |  | 10 | 8 | 10 | 7
| 6738 | 281 | 10 | 8 | 18 | 0 | 0 | 0 | 0 | 0 | 0 | 0 | 0 | 0 | 0 | 0 | 1 |  | 10 | 8 | 10 | 7
| 6739 | 281 | 10 | 8 | 19 | 0 | 0 | 0 | 0 | 0 | 0 | 0 | 0 | 0 | 0 | 0 | 1 |  | 10 | 8 | 10 | 7
| 6740 | 281 | 10 | 8 | 20 | 0 | 0 | 0 | 0 | 0 | 0 | 0 | 0 | 0 | 0 | 0 | 1 |  | 10 | 8 | 10 | 7
| 6741 | 281 | 10 | 8 | 21 | 0 | 0 | 0 | 0 | 0 | 0 | 0 | 0 | 0 | 0 | 0 | 1 |  | 10 | 8 | 10 | 7
| 6742 | 281 | 10 | 8 | 22 | 0 | 0 | 0 | 0 | 0 | 0 | 0 | 0 | 0 | 0 | 0 | 1 |  | 10 | 8 | 10 | 7
| 6743 | 281 | 10 | 8 | 23 | 0 | 0 | 0 | 0 | 0 | 0 | 0 | 0 | 0 | 0 | 0 | 1 |  | 10 | 8 | 10 | 7
| 6744 | 281 | 10 | 8 | 24 | 0 | 0 | 0 | 0 | 0 | 0 | 0 | 0 | 0 | 0 | 0 | 1 |  | 10 | 8 | 10 | 7
| 6745 | 282 | 10 | 9 | 1 | 0 | 0 | 0 | 0 | 0 | 0 | 0 | 0 | 0 | 0 | 0 | 1 |  | 10 | 9 | 10 | 8
| 6746 | 282 | 10 | 9 | 2 | 0 | 0 | 0 | 0 | 0 | 0 | 0 | 0 | 0 | 0 | 0 | 1 |  | 10 | 9 | 10 | 8
| 6747 | 282 | 10 | 9 | 3 | 0 | 0 | 0 | 0 | 0 | 0 | 0 | 0 | 0 | 0 | 0 | 1 |  | 10 | 9 | 10 | 8
| 6748 | 282 | 10 | 9 | 4 | 0 | 0 | 0 | 0 | 0 | 0 | 0 | 0 | 0 | 0 | 0 | 1 |  | 10 | 9 | 10 | 8
| 6749 | 282 | 10 | 9 | 5 | 0 | 0 | 0 | 0 | 0 | 0 | 0 | 0 | 0 | 0 | 0 | 1 |  | 10 | 9 | 10 | 8
| 6750 | 282 | 10 | 9 | 6 | 0 | 0 | 0 | 0 | 0 | 0 | 0 | 0 | 0 | 0 | 0 | 1 |  | 10 | 9 | 10 | 8
| 6751 | 282 | 10 | 9 | 7 | 0 | 0 | 0 | 0 | 0 | 0 | 0 | 0 | 0 | 0 | 0 | 1 |  | 10 | 9 | 10 | 8
| 6752 | 282 | 10 | 9 | 8 | 0 | 0 | 0 | 0 | 0 | 0 | 0 | 0 | 0 | 0 | 0 | 1 |  | 10 | 9 | 10 | 8
| 6753 | 282 | 10 | 9 | 9 | 0 | 0 | 0 | 0 | 0 | 0 | 0 | 0 | 0 | 0 | 0 | 1 |  | 10 | 9 | 10 | 8
| 6754 | 282 | 10 | 9 | 10 | 0 | 0 | 0 | 0 | 0 | 0 | 0 | 0 | 0 | 0 | 0 | 1 |  | 10 | 9 | 10 | 8
| 6755 | 282 | 10 | 9 | 11 | 0 | 0 | 0 | 0 | 0 | 0 | 0 | 0 | 0 | 0 | 0 | 1 |  | 10 | 9 | 10 | 8
| 6756 | 282 | 10 | 9 | 12 | 0 | 0 | 0 | 0 | 0 | 0 | 0 | 0 | 0 | 0 | 0 | 1 |  | 10 | 9 | 10 | 8
| 6757 | 282 | 10 | 9 | 13 | 0 | 0 | 0 | 0 | 0 | 0 | 0 | 0 | 0 | 0 | 0 | 1 |  | 10 | 9 | 10 | 8
| 6758 | 282 | 10 | 9 | 14 | 0 | 0 | 0 | 0 | 0 | 0 | 0 | 0 | 0 | 0 | 0 | 1 |  | 10 | 9 | 10 | 8
| 6759 | 282 | 10 | 9 | 15 | 0 | 0 | 0 | 0 | 0 | 0 | 0 | 0 | 0 | 0 | 0 | 1 |  | 10 | 9 | 10 | 8
| 6760 | 282 | 10 | 9 | 16 | 0 | 0 | 0 | 0 | 0 | 0 | 0 | 0 | 0 | 0 | 0 | 1 |  | 10 | 9 | 10 | 8
| 6761 | 282 | 10 | 9 | 17 | 0 | 0 | 0 | 0 | 0 | 0 | 0 | 0 | 0 | 0 | 0 | 1 |  | 10 | 9 | 10 | 8
| 6762 | 282 | 10 | 9 | 18 | 0 | 0 | 0 | 0 | 0 | 0 | 0 | 0 | 0 | 0 | 0 | 1 |  | 10 | 9 | 10 | 8
| 6763 | 282 | 10 | 9 | 19 | 0 | 0 | 0 | 0 | 0 | 0 | 0 | 0 | 0 | 0 | 0 | 1 |  | 10 | 9 | 10 | 8
| 6764 | 282 | 10 | 9 | 20 | 0 | 0 | 0 | 0 | 0 | 0 | 0 | 0 | 0 | 0 | 0 | 1 |  | 10 | 9 | 10 | 8
| 6765 | 282 | 10 | 9 | 21 | 0 | 0 | 0 | 0 | 0 | 0 | 0 | 0 | 0 | 0 | 0 | 1 |  | 10 | 9 | 10 | 8
| 6766 | 282 | 10 | 9 | 22 | 0 | 0 | 0 | 0 | 0 | 0 | 0 | 0 | 0 | 0 | 0 | 1 |  | 10 | 9 | 10 | 8
| 6767 | 282 | 10 | 9 | 23 | 0 | 0 | 0 | 0 | 0 | 0 | 0 | 0 | 0 | 0 | 0 | 1 |  | 10 | 9 | 10 | 8
| 6768 | 282 | 10 | 9 | 24 | 0 | 0 | 0 | 0 | 0 | 0 | 0 | 0 | 0 | 0 | 0 | 1 |  | 10 | 9 | 10 | 8
| 6769 | 283 | 10 | 10 | 1 | 1 | 0 | 0 | 0 | 0 | 0 | 0 | 0 | 0 | 0 | 0 | 1 |  | 10 | 10 | 10 | 9
| 6770 | 283 | 10 | 10 | 2 | 1 | 0 | 0 | 0 | 0 | 0 | 0 | 0 | 0 | 0 | 0 | 1 |  | 10 | 10 | 10 | 9
| 6771 | 283 | 10 | 10 | 3 | 1 | 0 | 0 | 0 | 0 | 0 | 0 | 0 | 0 | 0 | 0 | 1 |  | 10 | 10 | 10 | 9
| 6772 | 283 | 10 | 10 | 4 | 1 | 0 | 0 | 0 | 0 | 0 | 0 | 0 | 0 | 0 | 0 | 1 |  | 10 | 10 | 10 | 9
| 6773 | 283 | 10 | 10 | 5 | 1 | 0 | 0 | 0 | 0 | 0 | 0 | 0 | 0 | 0 | 0 | 1 |  | 10 | 10 | 10 | 9
| 6774 | 283 | 10 | 10 | 6 | 1 | 0 | 0 | 0 | 0 | 0 | 0 | 0 | 0 | 0 | 0 | 1 |  | 10 | 10 | 10 | 9
| 6775 | 283 | 10 | 10 | 7 | 1 | 0 | 0 | 0 | 0 | 0 | 0 | 0 | 0 | 0 | 0 | 1 |  | 10 | 10 | 10 | 9
| 6776 | 283 | 10 | 10 | 8 | 1 | 0 | 0 | 0 | 0 | 0 | 0 | 0 | 0 | 0 | 0 | 1 |  | 10 | 10 | 10 | 9
| 6777 | 283 | 10 | 10 | 9 | 1 | 0 | 0 | 0 | 0 | 0 | 0 | 0 | 0 | 0 | 0 | 1 |  | 10 | 10 | 10 | 9
| 6778 | 283 | 10 | 10 | 10 | 1 | 0 | 0 | 0 | 0 | 0 | 0 | 0 | 0 | 0 | 0 | 1 |  | 10 | 10 | 10 | 9
| 6779 | 283 | 10 | 10 | 11 | 1 | 0 | 0 | 0 | 0 | 0 | 0 | 0 | 0 | 0 | 0 | 1 |  | 10 | 10 | 10 | 9
| 6780 | 283 | 10 | 10 | 12 | 1 | 0 | 0 | 0 | 0 | 0 | 0 | 0 | 0 | 0 | 0 | 1 |  | 10 | 10 | 10 | 9
| 6781 | 283 | 10 | 10 | 13 | 1 | 0 | 0 | 0 | 0 | 0 | 0 | 0 | 0 | 0 | 0 | 1 |  | 10 | 10 | 10 | 9
| 6782 | 283 | 10 | 10 | 14 | 1 | 0 | 0 | 0 | 0 | 0 | 0 | 0 | 0 | 0 | 0 | 1 |  | 10 | 10 | 10 | 9
| 6783 | 283 | 10 | 10 | 15 | 1 | 0 | 0 | 0 | 0 | 0 | 0 | 0 | 0 | 0 | 0 | 1 |  | 10 | 10 | 10 | 9
| 6784 | 283 | 10 | 10 | 16 | 1 | 0 | 0 | 0 | 0 | 0 | 0 | 0 | 0 | 0 | 0 | 1 |  | 10 | 10 | 10 | 9
| 6785 | 283 | 10 | 10 | 17 | 1 | 0 | 0 | 0 | 0 | 0 | 0 | 0 | 0 | 0 | 0 | 1 |  | 10 | 10 | 10 | 9
| 6786 | 283 | 10 | 10 | 18 | 1 | 0 | 0 | 0 | 0 | 0 | 0 | 0 | 0 | 0 | 0 | 1 |  | 10 | 10 | 10 | 9
| 6787 | 283 | 10 | 10 | 19 | 1 | 0 | 0 | 0 | 0 | 0 | 0 | 0 | 0 | 0 | 0 | 1 |  | 10 | 10 | 10 | 9
| 6788 | 283 | 10 | 10 | 20 | 1 | 0 | 0 | 0 | 0 | 0 | 0 | 0 | 0 | 0 | 0 | 1 |  | 10 | 10 | 10 | 9
| 6789 | 283 | 10 | 10 | 21 | 1 | 0 | 0 | 0 | 0 | 0 | 0 | 0 | 0 | 0 | 0 | 1 |  | 10 | 10 | 10 | 9
| 6790 | 283 | 10 | 10 | 22 | 1 | 0 | 0 | 0 | 0 | 0 | 0 | 0 | 0 | 0 | 0 | 1 |  | 10 | 10 | 10 | 9
| 6791 | 283 | 10 | 10 | 23 | 1 | 0 | 0 | 0 | 0 | 0 | 0 | 0 | 0 | 0 | 0 | 1 |  | 10 | 10 | 10 | 9
| 6792 | 283 | 10 | 10 | 24 | 1 | 0 | 0 | 0 | 0 | 0 | 0 | 0 | 0 | 0 | 0 | 1 |  | 10 | 10 | 10 | 9
| 6793 | 284 | 10 | 11 | 1 | 0 | 0 | 1 | 0 | 0 | 0 | 0 | 0 | 0 | 0 | 0 | 1 |  | 10 | 11 | 10 | 10
| 6794 | 284 | 10 | 11 | 2 | 0 | 0 | 1 | 0 | 0 | 0 | 0 | 0 | 0 | 0 | 0 | 1 |  | 10 | 11 | 10 | 10
| 6795 | 284 | 10 | 11 | 3 | 0 | 0 | 1 | 0 | 0 | 0 | 0 | 0 | 0 | 0 | 0 | 1 |  | 10 | 11 | 10 | 10
| 6796 | 284 | 10 | 11 | 4 | 0 | 0 | 1 | 0 | 0 | 0 | 0 | 0 | 0 | 0 | 0 | 1 |  | 10 | 11 | 10 | 10
| 6797 | 284 | 10 | 11 | 5 | 0 | 0 | 1 | 0 | 0 | 0 | 0 | 0 | 0 | 0 | 0 | 1 |  | 10 | 11 | 10 | 10
| 6798 | 284 | 10 | 11 | 6 | 0 | 0 | 1 | 0 | 0 | 0 | 0 | 0 | 0 | 0 | 0 | 1 |  | 10 | 11 | 10 | 10
| 6799 | 284 | 10 | 11 | 7 | 0 | 0 | 1 | 0 | 0 | 0 | 0 | 0 | 0 | 0 | 0 | 1 |  | 10 | 11 | 10 | 10
| 6800 | 284 | 10 | 11 | 8 | 0 | 0 | 1 | 0 | 0 | 0 | 0 | 0 | 0 | 0 | 0 | 1 |  | 10 | 11 | 10 | 10
| 6801 | 284 | 10 | 11 | 9 | 0 | 0 | 1 | 0 | 0 | 0 | 0 | 0 | 0 | 0 | 0 | 1 |  | 10 | 11 | 10 | 10
| 6802 | 284 | 10 | 11 | 10 | 0 | 0 | 1 | 0 | 0 | 0 | 0 | 0 | 0 | 0 | 0 | 1 |  | 10 | 11 | 10 | 10
| 6803 | 284 | 10 | 11 | 11 | 0 | 0 | 1 | 0 | 0 | 0 | 0 | 0 | 0 | 0 | 0 | 1 |  | 10 | 11 | 10 | 10
| 6804 | 284 | 10 | 11 | 12 | 0 | 0 | 1 | 0 | 0 | 0 | 0 | 0 | 0 | 0 | 0 | 1 |  | 10 | 11 | 10 | 10
| 6805 | 284 | 10 | 11 | 13 | 0 | 0 | 1 | 0 | 0 | 0 | 0 | 0 | 0 | 0 | 0 | 1 |  | 10 | 11 | 10 | 10
| 6806 | 284 | 10 | 11 | 14 | 0 | 0 | 1 | 0 | 0 | 0 | 0 | 0 | 0 | 0 | 0 | 1 |  | 10 | 11 | 10 | 10
| 6807 | 284 | 10 | 11 | 15 | 0 | 0 | 1 | 0 | 0 | 0 | 0 | 0 | 0 | 0 | 0 | 1 |  | 10 | 11 | 10 | 10
| 6808 | 284 | 10 | 11 | 16 | 0 | 0 | 1 | 0 | 0 | 0 | 0 | 0 | 0 | 0 | 0 | 1 |  | 10 | 11 | 10 | 10
| 6809 | 284 | 10 | 11 | 17 | 0 | 0 | 1 | 0 | 0 | 0 | 0 | 0 | 0 | 0 | 0 | 1 |  | 10 | 11 | 10 | 10
| 6810 | 284 | 10 | 11 | 18 | 0 | 0 | 1 | 0 | 0 | 0 | 0 | 0 | 0 | 0 | 0 | 1 |  | 10 | 11 | 10 | 10
| 6811 | 284 | 10 | 11 | 19 | 0 | 0 | 1 | 0 | 0 | 0 | 0 | 0 | 0 | 0 | 0 | 1 |  | 10 | 11 | 10 | 10
| 6812 | 284 | 10 | 11 | 20 | 0 | 0 | 1 | 0 | 0 | 0 | 0 | 0 | 0 | 0 | 0 | 1 |  | 10 | 11 | 10 | 10
| 6813 | 284 | 10 | 11 | 21 | 0 | 0 | 1 | 0 | 0 | 0 | 0 | 0 | 0 | 0 | 0 | 1 |  | 10 | 11 | 10 | 10
| 6814 | 284 | 10 | 11 | 22 | 0 | 0 | 1 | 0 | 0 | 0 | 0 | 0 | 0 | 0 | 0 | 1 |  | 10 | 11 | 10 | 10
| 6815 | 284 | 10 | 11 | 23 | 0 | 0 | 1 | 0 | 0 | 0 | 0 | 0 | 0 | 0 | 0 | 1 |  | 10 | 11 | 10 | 10
| 6816 | 284 | 10 | 11 | 24 | 0 | 0 | 1 | 0 | 0 | 0 | 0 | 0 | 0 | 0 | 0 | 1 |  | 10 | 11 | 10 | 10
| 6817 | 285 | 10 | 12 | 1 | 0 | 0 | 1 | 0 | 0 | 0 | 0 | 0 | 0 | 0 | 0 | 1 |  | 10 | 12 | 10 | 11
| 6818 | 285 | 10 | 12 | 2 | 0 | 0 | 1 | 0 | 0 | 0 | 0 | 0 | 0 | 0 | 0 | 1 |  | 10 | 12 | 10 | 11
| 6819 | 285 | 10 | 12 | 3 | 0 | 0 | 1 | 0 | 0 | 0 | 0 | 0 | 0 | 0 | 0 | 1 |  | 10 | 12 | 10 | 11
| 6820 | 285 | 10 | 12 | 4 | 0 | 0 | 1 | 0 | 0 | 0 | 0 | 0 | 0 | 0 | 0 | 1 |  | 10 | 12 | 10 | 11
| 6821 | 285 | 10 | 12 | 5 | 0 | 0 | 1 | 0 | 0 | 0 | 0 | 0 | 0 | 0 | 0 | 1 |  | 10 | 12 | 10 | 11
| 6822 | 285 | 10 | 12 | 6 | 0 | 0 | 1 | 0 | 0 | 0 | 0 | 0 | 0 | 0 | 0 | 1 |  | 10 | 12 | 10 | 11
| 6823 | 285 | 10 | 12 | 7 | 0 | 0 | 1 | 0 | 0 | 0 | 0 | 0 | 0 | 0 | 0 | 1 |  | 10 | 12 | 10 | 11
| 6824 | 285 | 10 | 12 | 8 | 0 | 0 | 1 | 0 | 0 | 0 | 0 | 0 | 0 | 0 | 0 | 1 |  | 10 | 12 | 10 | 11
| 6825 | 285 | 10 | 12 | 9 | 0 | 0 | 1 | 0 | 0 | 0 | 0 | 0 | 0 | 0 | 0 | 1 |  | 10 | 12 | 10 | 11
| 6826 | 285 | 10 | 12 | 10 | 0 | 0 | 1 | 0 | 0 | 0 | 0 | 0 | 0 | 0 | 0 | 1 |  | 10 | 12 | 10 | 11
| 6827 | 285 | 10 | 12 | 11 | 0 | 0 | 1 | 0 | 0 | 0 | 0 | 0 | 0 | 0 | 0 | 1 |  | 10 | 12 | 10 | 11
| 6828 | 285 | 10 | 12 | 12 | 0 | 0 | 1 | 0 | 0 | 0 | 0 | 0 | 0 | 0 | 0 | 1 |  | 10 | 12 | 10 | 11
| 6829 | 285 | 10 | 12 | 13 | 0 | 0 | 1 | 0 | 0 | 0 | 0 | 0 | 0 | 0 | 0 | 1 |  | 10 | 12 | 10 | 11
| 6830 | 285 | 10 | 12 | 14 | 0 | 0 | 1 | 0 | 0 | 0 | 0 | 0 | 0 | 0 | 0 | 1 |  | 10 | 12 | 10 | 11
| 6831 | 285 | 10 | 12 | 15 | 0 | 0 | 1 | 0 | 0 | 0 | 0 | 0 | 0 | 0 | 0 | 1 |  | 10 | 12 | 10 | 11
| 6832 | 285 | 10 | 12 | 16 | 0 | 0 | 1 | 0 | 0 | 0 | 0 | 0 | 0 | 0 | 0 | 1 |  | 10 | 12 | 10 | 11
| 6833 | 285 | 10 | 12 | 17 | 0 | 0 | 1 | 0 | 0 | 0 | 0 | 0 | 0 | 0 | 0 | 1 |  | 10 | 12 | 10 | 11
| 6834 | 285 | 10 | 12 | 18 | 0 | 0 | 1 | 0 | 0 | 0 | 0 | 0 | 0 | 0 | 0 | 1 |  | 10 | 12 | 10 | 11
| 6835 | 285 | 10 | 12 | 19 | 0 | 0 | 1 | 0 | 0 | 0 | 0 | 0 | 0 | 0 | 0 | 1 |  | 10 | 12 | 10 | 11
| 6836 | 285 | 10 | 12 | 20 | 0 | 0 | 1 | 0 | 0 | 0 | 0 | 0 | 0 | 0 | 0 | 1 |  | 10 | 12 | 10 | 11
| 6837 | 285 | 10 | 12 | 21 | 0 | 0 | 1 | 0 | 0 | 0 | 0 | 0 | 0 | 0 | 0 | 1 |  | 10 | 12 | 10 | 11
| 6838 | 285 | 10 | 12 | 22 | 0 | 0 | 1 | 0 | 0 | 0 | 0 | 0 | 0 | 0 | 0 | 1 |  | 10 | 12 | 10 | 11
| 6839 | 285 | 10 | 12 | 23 | 0 | 0 | 1 | 0 | 0 | 0 | 0 | 0 | 0 | 0 | 0 | 1 |  | 10 | 12 | 10 | 11
| 6840 | 285 | 10 | 12 | 24 | 0 | 0 | 1 | 0 | 0 | 0 | 0 | 0 | 0 | 0 | 0 | 1 |  | 10 | 12 | 10 | 11
| 6841 | 286 | 10 | 13 | 1 | 0 | 0 | 1 | 0 | 0 | 0 | 0 | 0 | 0 | 0 | 0 | 1 |  | 10 | 13 | 10 | 12
| 6842 | 286 | 10 | 13 | 2 | 0 | 0 | 1 | 0 | 0 | 0 | 0 | 0 | 0 | 0 | 0 | 1 |  | 10 | 13 | 10 | 12
| 6843 | 286 | 10 | 13 | 3 | 0 | 0 | 1 | 0 | 0 | 0 | 0 | 0 | 0 | 0 | 0 | 1 |  | 10 | 13 | 10 | 12
| 6844 | 286 | 10 | 13 | 4 | 0 | 0 | 1 | 0 | 0 | 0 | 0 | 0 | 0 | 0 | 0 | 1 |  | 10 | 13 | 10 | 12
| 6845 | 286 | 10 | 13 | 5 | 0 | 0 | 1 | 0 | 0 | 0 | 0 | 0 | 0 | 0 | 0 | 1 |  | 10 | 13 | 10 | 12
| 6846 | 286 | 10 | 13 | 6 | 0 | 0 | 1 | 0 | 0 | 0 | 0 | 0 | 0 | 0 | 0 | 1 |  | 10 | 13 | 10 | 12
| 6847 | 286 | 10 | 13 | 7 | 0 | 0 | 1 | 0 | 0 | 0 | 0 | 0 | 0 | 0 | 0 | 1 |  | 10 | 13 | 10 | 12
| 6848 | 286 | 10 | 13 | 8 | 0 | 0 | 1 | 0 | 0 | 0 | 0 | 0 | 0 | 0 | 0 | 1 |  | 10 | 13 | 10 | 12
| 6849 | 286 | 10 | 13 | 9 | 0 | 0 | 1 | 0 | 0 | 0 | 0 | 0 | 0 | 0 | 0 | 1 |  | 10 | 13 | 10 | 12
| 6850 | 286 | 10 | 13 | 10 | 0 | 0 | 1 | 0 | 0 | 0 | 0 | 0 | 0 | 0 | 0 | 1 |  | 10 | 13 | 10 | 12
| 6851 | 286 | 10 | 13 | 11 | 0 | 0 | 1 | 0 | 0 | 0 | 0 | 0 | 0 | 0 | 0 | 1 |  | 10 | 13 | 10 | 12
| 6852 | 286 | 10 | 13 | 12 | 0 | 0 | 1 | 0 | 0 | 0 | 0 | 0 | 0 | 0 | 0 | 1 |  | 10 | 13 | 10 | 12
| 6853 | 286 | 10 | 13 | 13 | 0 | 0 | 1 | 0 | 0 | 0 | 0 | 0 | 0 | 0 | 0 | 1 |  | 10 | 13 | 10 | 12
| 6854 | 286 | 10 | 13 | 14 | 0 | 0 | 1 | 0 | 0 | 0 | 0 | 0 | 0 | 0 | 0 | 1 |  | 10 | 13 | 10 | 12
| 6855 | 286 | 10 | 13 | 15 | 0 | 0 | 1 | 0 | 0 | 0 | 0 | 0 | 0 | 0 | 0 | 1 |  | 10 | 13 | 10 | 12
| 6856 | 286 | 10 | 13 | 16 | 0 | 0 | 1 | 0 | 0 | 0 | 0 | 0 | 0 | 0 | 0 | 1 |  | 10 | 13 | 10 | 12
| 6857 | 286 | 10 | 13 | 17 | 0 | 0 | 1 | 0 | 0 | 0 | 0 | 0 | 0 | 0 | 0 | 1 |  | 10 | 13 | 10 | 12
| 6858 | 286 | 10 | 13 | 18 | 0 | 0 | 1 | 0 | 0 | 0 | 0 | 0 | 0 | 0 | 0 | 1 |  | 10 | 13 | 10 | 12
| 6859 | 286 | 10 | 13 | 19 | 0 | 0 | 1 | 0 | 0 | 0 | 0 | 0 | 0 | 0 | 0 | 1 |  | 10 | 13 | 10 | 12
| 6860 | 286 | 10 | 13 | 20 | 0 | 0 | 1 | 0 | 0 | 0 | 0 | 0 | 0 | 0 | 0 | 1 |  | 10 | 13 | 10 | 12
| 6861 | 286 | 10 | 13 | 21 | 0 | 0 | 1 | 0 | 0 | 0 | 0 | 0 | 0 | 0 | 0 | 1 |  | 10 | 13 | 10 | 12
| 6862 | 286 | 10 | 13 | 22 | 0 | 0 | 1 | 0 | 0 | 0 | 0 | 0 | 0 | 0 | 0 | 1 |  | 10 | 13 | 10 | 12
| 6863 | 286 | 10 | 13 | 23 | 0 | 0 | 1 | 0 | 0 | 0 | 0 | 0 | 0 | 0 | 0 | 1 |  | 10 | 13 | 10 | 12
| 6864 | 286 | 10 | 13 | 24 | 0 | 0 | 1 | 0 | 0 | 0 | 0 | 0 | 0 | 0 | 0 | 1 |  | 10 | 13 | 10 | 12
| 6865 | 287 | 10 | 14 | 1 | 0 | 0 | 1 | 0 | 0 | 0 | 0 | 0 | 0 | 0 | 0 | 1 |  | 10 | 14 | 10 | 13
| 6866 | 287 | 10 | 14 | 2 | 0 | 0 | 1 | 0 | 0 | 0 | 0 | 0 | 0 | 0 | 0 | 1 |  | 10 | 14 | 10 | 13
| 6867 | 287 | 10 | 14 | 3 | 0 | 0 | 1 | 0 | 0 | 0 | 0 | 0 | 0 | 0 | 0 | 1 |  | 10 | 14 | 10 | 13
| 6868 | 287 | 10 | 14 | 4 | 0 | 0 | 1 | 0 | 0 | 0 | 0 | 0 | 0 | 0 | 0 | 1 |  | 10 | 14 | 10 | 13
| 6869 | 287 | 10 | 14 | 5 | 0 | 0 | 1 | 0 | 0 | 0 | 0 | 0 | 0 | 0 | 0 | 1 |  | 10 | 14 | 10 | 13
| 6870 | 287 | 10 | 14 | 6 | 0 | 0 | 1 | 0 | 0 | 0 | 0 | 0 | 0 | 0 | 0 | 1 |  | 10 | 14 | 10 | 13
| 6871 | 287 | 10 | 14 | 7 | 0 | 0 | 1 | 0 | 0 | 0 | 0 | 0 | 0 | 0 | 0 | 1 |  | 10 | 14 | 10 | 13
| 6872 | 287 | 10 | 14 | 8 | 0 | 0 | 1 | 0 | 0 | 0 | 0 | 0 | 0 | 0 | 0 | 1 |  | 10 | 14 | 10 | 13
| 6873 | 287 | 10 | 14 | 9 | 0 | 0 | 1 | 0 | 0 | 0 | 0 | 0 | 0 | 0 | 0 | 1 |  | 10 | 14 | 10 | 13
| 6874 | 287 | 10 | 14 | 10 | 0 | 0 | 1 | 0 | 0 | 0 | 0 | 0 | 0 | 0 | 0 | 1 |  | 10 | 14 | 10 | 13
| 6875 | 287 | 10 | 14 | 11 | 0 | 0 | 1 | 0 | 0 | 0 | 0 | 0 | 0 | 0 | 0 | 1 |  | 10 | 14 | 10 | 13
| 6876 | 287 | 10 | 14 | 12 | 0 | 0 | 1 | 0 | 0 | 0 | 0 | 0 | 0 | 0 | 0 | 1 |  | 10 | 14 | 10 | 13
| 6877 | 287 | 10 | 14 | 13 | 0 | 0 | 1 | 0 | 0 | 0 | 0 | 0 | 0 | 0 | 0 | 1 |  | 10 | 14 | 10 | 13
| 6878 | 287 | 10 | 14 | 14 | 0 | 0 | 1 | 0 | 0 | 0 | 0 | 0 | 0 | 0 | 0 | 1 |  | 10 | 14 | 10 | 13
| 6879 | 287 | 10 | 14 | 15 | 0 | 0 | 1 | 0 | 0 | 0 | 0 | 0 | 0 | 0 | 0 | 1 |  | 10 | 14 | 10 | 13
| 6880 | 287 | 10 | 14 | 16 | 0 | 0 | 1 | 0 | 0 | 0 | 0 | 0 | 0 | 0 | 0 | 1 |  | 10 | 14 | 10 | 13
| 6881 | 287 | 10 | 14 | 17 | 0 | 0 | 1 | 0 | 0 | 0 | 0 | 0 | 0 | 0 | 0 | 1 |  | 10 | 14 | 10 | 13
| 6882 | 287 | 10 | 14 | 18 | 0 | 0 | 1 | 0 | 0 | 0 | 0 | 0 | 0 | 0 | 0 | 1 |  | 10 | 14 | 10 | 13
| 6883 | 287 | 10 | 14 | 19 | 0 | 0 | 1 | 0 | 0 | 0 | 0 | 0 | 0 | 0 | 0 | 1 |  | 10 | 14 | 10 | 13
| 6884 | 287 | 10 | 14 | 20 | 0 | 0 | 1 | 0 | 0 | 0 | 0 | 0 | 0 | 0 | 0 | 1 |  | 10 | 14 | 10 | 13
| 6885 | 287 | 10 | 14 | 21 | 0 | 0 | 1 | 0 | 0 | 0 | 0 | 0 | 0 | 0 | 0 | 1 |  | 10 | 14 | 10 | 13
| 6886 | 287 | 10 | 14 | 22 | 0 | 0 | 1 | 0 | 0 | 0 | 0 | 0 | 0 | 0 | 0 | 1 |  | 10 | 14 | 10 | 13
| 6887 | 287 | 10 | 14 | 23 | 0 | 0 | 1 | 0 | 0 | 0 | 0 | 0 | 0 | 0 | 0 | 1 |  | 10 | 14 | 10 | 13
| 6888 | 287 | 10 | 14 | 24 | 0 | 0 | 1 | 0 | 0 | 0 | 0 | 0 | 0 | 0 | 0 | 1 |  | 10 | 14 | 10 | 13
| 6889 | 288 | 10 | 15 | 1 | 0 | 0 | 0 | 0 | 0 | 0 | 0 | 0 | 0 | 0 | 0 | 1 |  | 10 | 15 | 10 | 14
| 6890 | 288 | 10 | 15 | 2 | 0 | 0 | 0 | 0 | 0 | 0 | 0 | 0 | 0 | 0 | 0 | 1 |  | 10 | 15 | 10 | 14
| 6891 | 288 | 10 | 15 | 3 | 0 | 0 | 0 | 0 | 0 | 0 | 0 | 0 | 0 | 0 | 0 | 1 |  | 10 | 15 | 10 | 14
| 6892 | 288 | 10 | 15 | 4 | 0 | 0 | 0 | 0 | 0 | 0 | 0 | 0 | 0 | 0 | 0 | 1 |  | 10 | 15 | 10 | 14
| 6893 | 288 | 10 | 15 | 5 | 0 | 0 | 0 | 0 | 0 | 0 | 0 | 0 | 0 | 0 | 0 | 1 |  | 10 | 15 | 10 | 14
| 6894 | 288 | 10 | 15 | 6 | 0 | 0 | 0 | 0 | 0 | 0 | 0 | 0 | 0 | 0 | 0 | 1 |  | 10 | 15 | 10 | 14
| 6895 | 288 | 10 | 15 | 7 | 0 | 0 | 0 | 0 | 0 | 0 | 0 | 0 | 0 | 0 | 0 | 1 |  | 10 | 15 | 10 | 14
| 6896 | 288 | 10 | 15 | 8 | 0 | 0 | 0 | 0 | 0 | 0 | 0 | 0 | 0 | 0 | 0 | 1 |  | 10 | 15 | 10 | 14
| 6897 | 288 | 10 | 15 | 9 | 0 | 0 | 0 | 0 | 0 | 0 | 0 | 0 | 0 | 0 | 0 | 1 |  | 10 | 15 | 10 | 14
| 6898 | 288 | 10 | 15 | 10 | 0 | 0 | 0 | 0 | 0 | 0 | 0 | 0 | 0 | 0 | 0 | 1 |  | 10 | 15 | 10 | 14
| 6899 | 288 | 10 | 15 | 11 | 0 | 0 | 0 | 0 | 0 | 0 | 0 | 0 | 0 | 0 | 0 | 1 |  | 10 | 15 | 10 | 14
| 6900 | 288 | 10 | 15 | 12 | 0 | 0 | 0 | 0 | 0 | 0 | 0 | 0 | 0 | 0 | 0 | 1 |  | 10 | 15 | 10 | 14
| 6901 | 288 | 10 | 15 | 13 | 0 | 0 | 0 | 0 | 0 | 0 | 0 | 0 | 0 | 0 | 0 | 1 |  | 10 | 15 | 10 | 14
| 6902 | 288 | 10 | 15 | 14 | 0 | 0 | 0 | 0 | 0 | 0 | 0 | 0 | 0 | 0 | 0 | 1 |  | 10 | 15 | 10 | 14
| 6903 | 288 | 10 | 15 | 15 | 0 | 0 | 0 | 0 | 0 | 0 | 0 | 0 | 0 | 0 | 0 | 1 |  | 10 | 15 | 10 | 14
| 6904 | 288 | 10 | 15 | 16 | 0 | 0 | 0 | 0 | 0 | 0 | 0 | 0 | 0 | 0 | 0 | 1 |  | 10 | 15 | 10 | 14
| 6905 | 288 | 10 | 15 | 17 | 0 | 0 | 0 | 0 | 0 | 0 | 0 | 0 | 0 | 0 | 0 | 1 |  | 10 | 15 | 10 | 14
| 6906 | 288 | 10 | 15 | 18 | 0 | 0 | 0 | 0 | 0 | 0 | 0 | 0 | 0 | 0 | 0 | 1 |  | 10 | 15 | 10 | 14
| 6907 | 288 | 10 | 15 | 19 | 0 | 0 | 0 | 0 | 0 | 0 | 0 | 0 | 0 | 0 | 0 | 1 |  | 10 | 15 | 10 | 14
| 6908 | 288 | 10 | 15 | 20 | 0 | 0 | 0 | 0 | 0 | 0 | 0 | 0 | 0 | 0 | 0 | 1 |  | 10 | 15 | 10 | 14
| 6909 | 288 | 10 | 15 | 21 | 0 | 0 | 0 | 0 | 0 | 0 | 0 | 0 | 0 | 0 | 0 | 1 |  | 10 | 15 | 10 | 14
| 6910 | 288 | 10 | 15 | 22 | 0 | 0 | 0 | 0 | 0 | 0 | 0 | 0 | 0 | 0 | 0 | 1 |  | 10 | 15 | 10 | 14
| 6911 | 288 | 10 | 15 | 23 | 0 | 0 | 0 | 0 | 0 | 0 | 0 | 0 | 0 | 0 | 0 | 1 |  | 10 | 15 | 10 | 14
| 6912 | 288 | 10 | 15 | 24 | 0 | 0 | 0 | 0 | 0 | 0 | 0 | 0 | 0 | 0 | 0 | 1 |  | 10 | 15 | 10 | 14
| 6913 | 289 | 10 | 16 | 1 | 0 | 0 | 0 | 0 | 0 | 0 | 0 | 0 | 0 | 0 | 0 | 1 |  | 10 | 16 | 10 | 15
| 6914 | 289 | 10 | 16 | 2 | 0 | 0 | 0 | 0 | 0 | 0 | 0 | 0 | 0 | 0 | 0 | 1 |  | 10 | 16 | 10 | 15
| 6915 | 289 | 10 | 16 | 3 | 0 | 0 | 0 | 0 | 0 | 0 | 0 | 0 | 0 | 0 | 0 | 1 |  | 10 | 16 | 10 | 15
| 6916 | 289 | 10 | 16 | 4 | 0 | 0 | 0 | 0 | 0 | 0 | 0 | 0 | 0 | 0 | 0 | 1 |  | 10 | 16 | 10 | 15
| 6917 | 289 | 10 | 16 | 5 | 0 | 0 | 0 | 0 | 0 | 0 | 0 | 0 | 0 | 0 | 0 | 1 |  | 10 | 16 | 10 | 15
| 6918 | 289 | 10 | 16 | 6 | 0 | 0 | 0 | 0 | 0 | 0 | 0 | 0 | 0 | 0 | 0 | 1 |  | 10 | 16 | 10 | 15
| 6919 | 289 | 10 | 16 | 7 | 0 | 0 | 0 | 0 | 0 | 0 | 0 | 0 | 0 | 0 | 0 | 1 |  | 10 | 16 | 10 | 15
| 6920 | 289 | 10 | 16 | 8 | 0 | 0 | 0 | 0 | 0 | 0 | 0 | 0 | 0 | 0 | 0 | 1 |  | 10 | 16 | 10 | 15
| 6921 | 289 | 10 | 16 | 9 | 0 | 0 | 0 | 0 | 0 | 0 | 0 | 0 | 0 | 0 | 0 | 1 |  | 10 | 16 | 10 | 15
| 6922 | 289 | 10 | 16 | 10 | 0 | 0 | 0 | 0 | 0 | 0 | 0 | 0 | 0 | 0 | 0 | 1 |  | 10 | 16 | 10 | 15
| 6923 | 289 | 10 | 16 | 11 | 0 | 0 | 0 | 0 | 0 | 0 | 0 | 0 | 0 | 0 | 0 | 1 |  | 10 | 16 | 10 | 15
| 6924 | 289 | 10 | 16 | 12 | 0 | 0 | 0 | 0 | 0 | 0 | 0 | 0 | 0 | 0 | 0 | 1 |  | 10 | 16 | 10 | 15
| 6925 | 289 | 10 | 16 | 13 | 0 | 0 | 0 | 0 | 0 | 0 | 0 | 0 | 0 | 0 | 0 | 1 |  | 10 | 16 | 10 | 15
| 6926 | 289 | 10 | 16 | 14 | 0 | 0 | 0 | 0 | 0 | 0 | 0 | 0 | 0 | 0 | 0 | 1 |  | 10 | 16 | 10 | 15
| 6927 | 289 | 10 | 16 | 15 | 0 | 0 | 0 | 0 | 0 | 0 | 0 | 0 | 0 | 0 | 0 | 1 |  | 10 | 16 | 10 | 15
| 6928 | 289 | 10 | 16 | 16 | 0 | 0 | 0 | 0 | 0 | 0 | 0 | 0 | 0 | 0 | 0 | 1 |  | 10 | 16 | 10 | 15
| 6929 | 289 | 10 | 16 | 17 | 0 | 0 | 0 | 0 | 0 | 0 | 0 | 0 | 0 | 0 | 0 | 1 |  | 10 | 16 | 10 | 15
| 6930 | 289 | 10 | 16 | 18 | 0 | 0 | 0 | 0 | 0 | 0 | 0 | 0 | 0 | 0 | 0 | 1 |  | 10 | 16 | 10 | 15
| 6931 | 289 | 10 | 16 | 19 | 0 | 0 | 0 | 0 | 0 | 0 | 0 | 0 | 0 | 0 | 0 | 1 |  | 10 | 16 | 10 | 15
| 6932 | 289 | 10 | 16 | 20 | 0 | 0 | 0 | 0 | 0 | 0 | 0 | 0 | 0 | 0 | 0 | 1 |  | 10 | 16 | 10 | 15
| 6933 | 289 | 10 | 16 | 21 | 0 | 0 | 0 | 0 | 0 | 0 | 0 | 0 | 0 | 0 | 0 | 1 |  | 10 | 16 | 10 | 15
| 6934 | 289 | 10 | 16 | 22 | 0 | 0 | 0 | 0 | 0 | 0 | 0 | 0 | 0 | 0 | 0 | 1 |  | 10 | 16 | 10 | 15
| 6935 | 289 | 10 | 16 | 23 | 0 | 0 | 0 | 0 | 0 | 0 | 0 | 0 | 0 | 0 | 0 | 1 |  | 10 | 16 | 10 | 15
| 6936 | 289 | 10 | 16 | 24 | 0 | 0 | 0 | 0 | 0 | 0 | 0 | 0 | 0 | 0 | 0 | 1 |  | 10 | 16 | 10 | 15
| 6937 | 290 | 10 | 17 | 1 | 0 | 0 | 1 | 0 | 0 | 0 | 0 | 0 | 0 | 0 | 0 | 1 |  | 10 | 17 | 10 | 16
| 6938 | 290 | 10 | 17 | 2 | 0 | 0 | 1 | 0 | 0 | 0 | 0 | 0 | 0 | 0 | 0 | 1 |  | 10 | 17 | 10 | 16
| 6939 | 290 | 10 | 17 | 3 | 0 | 0 | 1 | 0 | 0 | 0 | 0 | 0 | 0 | 0 | 0 | 1 |  | 10 | 17 | 10 | 16
| 6940 | 290 | 10 | 17 | 4 | 0 | 0 | 1 | 0 | 0 | 0 | 0 | 0 | 0 | 0 | 0 | 1 |  | 10 | 17 | 10 | 16
| 6941 | 290 | 10 | 17 | 5 | 0 | 0 | 1 | 0 | 0 | 0 | 0 | 0 | 0 | 0 | 0 | 1 |  | 10 | 17 | 10 | 16
| 6942 | 290 | 10 | 17 | 6 | 0 | 0 | 1 | 0 | 0 | 0 | 0 | 0 | 0 | 0 | 0 | 1 |  | 10 | 17 | 10 | 16
| 6943 | 290 | 10 | 17 | 7 | 0 | 0 | 1 | 0 | 0 | 0 | 0 | 0 | 0 | 0 | 0 | 1 |  | 10 | 17 | 10 | 16
| 6944 | 290 | 10 | 17 | 8 | 0 | 0 | 1 | 0 | 0 | 0 | 0 | 0 | 0 | 0 | 0 | 1 |  | 10 | 17 | 10 | 16
| 6945 | 290 | 10 | 17 | 9 | 0 | 0 | 1 | 0 | 0 | 0 | 0 | 0 | 0 | 0 | 0 | 1 |  | 10 | 17 | 10 | 16
| 6946 | 290 | 10 | 17 | 10 | 0 | 0 | 1 | 0 | 0 | 0 | 0 | 0 | 0 | 0 | 0 | 1 |  | 10 | 17 | 10 | 16
| 6947 | 290 | 10 | 17 | 11 | 0 | 0 | 1 | 0 | 0 | 0 | 0 | 0 | 0 | 0 | 0 | 1 |  | 10 | 17 | 10 | 16
| 6948 | 290 | 10 | 17 | 12 | 0 | 0 | 1 | 0 | 0 | 0 | 0 | 0 | 0 | 0 | 0 | 1 |  | 10 | 17 | 10 | 16
| 6949 | 290 | 10 | 17 | 13 | 0 | 0 | 1 | 0 | 0 | 0 | 0 | 0 | 0 | 0 | 0 | 1 |  | 10 | 17 | 10 | 16
| 6950 | 290 | 10 | 17 | 14 | 0 | 0 | 1 | 0 | 0 | 0 | 0 | 0 | 0 | 0 | 0 | 1 |  | 10 | 17 | 10 | 16
| 6951 | 290 | 10 | 17 | 15 | 0 | 0 | 1 | 0 | 0 | 0 | 0 | 0 | 0 | 0 | 0 | 1 |  | 10 | 17 | 10 | 16
| 6952 | 290 | 10 | 17 | 16 | 0 | 0 | 1 | 0 | 0 | 0 | 0 | 0 | 0 | 0 | 0 | 1 |  | 10 | 17 | 10 | 16
| 6953 | 290 | 10 | 17 | 17 | 0 | 0 | 1 | 0 | 0 | 0 | 0 | 0 | 0 | 0 | 0 | 1 |  | 10 | 17 | 10 | 16
| 6954 | 290 | 10 | 17 | 18 | 0 | 0 | 1 | 0 | 0 | 0 | 0 | 0 | 0 | 0 | 0 | 1 |  | 10 | 17 | 10 | 16
| 6955 | 290 | 10 | 17 | 19 | 0 | 0 | 1 | 0 | 0 | 0 | 0 | 0 | 0 | 0 | 0 | 1 |  | 10 | 17 | 10 | 16
| 6956 | 290 | 10 | 17 | 20 | 0 | 0 | 1 | 0 | 0 | 0 | 0 | 0 | 0 | 0 | 0 | 1 |  | 10 | 17 | 10 | 16
| 6957 | 290 | 10 | 17 | 21 | 0 | 0 | 1 | 0 | 0 | 0 | 0 | 0 | 0 | 0 | 0 | 1 |  | 10 | 17 | 10 | 16
| 6958 | 290 | 10 | 17 | 22 | 0 | 0 | 1 | 0 | 0 | 0 | 0 | 0 | 0 | 0 | 0 | 1 |  | 10 | 17 | 10 | 16
| 6959 | 290 | 10 | 17 | 23 | 0 | 0 | 1 | 0 | 0 | 0 | 0 | 0 | 0 | 0 | 0 | 1 |  | 10 | 17 | 10 | 16
| 6960 | 290 | 10 | 17 | 24 | 0 | 0 | 1 | 0 | 0 | 0 | 0 | 0 | 0 | 0 | 0 | 1 |  | 10 | 17 | 10 | 16
| 6961 | 291 | 10 | 18 | 1 | 0 | 0 | 1 | 0 | 0 | 0 | 0 | 0 | 0 | 0 | 0 | 1 |  | 10 | 18 | 10 | 17
| 6962 | 291 | 10 | 18 | 2 | 0 | 0 | 1 | 0 | 0 | 0 | 0 | 0 | 0 | 0 | 0 | 1 |  | 10 | 18 | 10 | 17
| 6963 | 291 | 10 | 18 | 3 | 0 | 0 | 1 | 0 | 0 | 0 | 0 | 0 | 0 | 0 | 0 | 1 |  | 10 | 18 | 10 | 17
| 6964 | 291 | 10 | 18 | 4 | 0 | 0 | 1 | 0 | 0 | 0 | 0 | 0 | 0 | 0 | 0 | 1 |  | 10 | 18 | 10 | 17
| 6965 | 291 | 10 | 18 | 5 | 0 | 0 | 1 | 0 | 0 | 0 | 0 | 0 | 0 | 0 | 0 | 1 |  | 10 | 18 | 10 | 17
| 6966 | 291 | 10 | 18 | 6 | 0 | 0 | 1 | 0 | 0 | 0 | 0 | 0 | 0 | 0 | 0 | 1 |  | 10 | 18 | 10 | 17
| 6967 | 291 | 10 | 18 | 7 | 0 | 0 | 1 | 0 | 0 | 0 | 0 | 0 | 0 | 0 | 0 | 1 |  | 10 | 18 | 10 | 17
| 6968 | 291 | 10 | 18 | 8 | 0 | 0 | 1 | 0 | 0 | 0 | 0 | 0 | 0 | 0 | 0 | 1 |  | 10 | 18 | 10 | 17
| 6969 | 291 | 10 | 18 | 9 | 0 | 0 | 1 | 0 | 0 | 0 | 0 | 0 | 0 | 0 | 0 | 1 |  | 10 | 18 | 10 | 17
| 6970 | 291 | 10 | 18 | 10 | 0 | 0 | 1 | 0 | 0 | 0 | 0 | 0 | 0 | 0 | 0 | 1 |  | 10 | 18 | 10 | 17
| 6971 | 291 | 10 | 18 | 11 | 0 | 0 | 1 | 0 | 0 | 0 | 0 | 0 | 0 | 0 | 0 | 1 |  | 10 | 18 | 10 | 17
| 6972 | 291 | 10 | 18 | 12 | 0 | 0 | 1 | 0 | 0 | 0 | 0 | 0 | 0 | 0 | 0 | 1 |  | 10 | 18 | 10 | 17
| 6973 | 291 | 10 | 18 | 13 | 0 | 0 | 1 | 0 | 0 | 0 | 0 | 0 | 0 | 0 | 0 | 1 |  | 10 | 18 | 10 | 17
| 6974 | 291 | 10 | 18 | 14 | 0 | 0 | 1 | 0 | 0 | 0 | 0 | 0 | 0 | 0 | 0 | 1 |  | 10 | 18 | 10 | 17
| 6975 | 291 | 10 | 18 | 15 | 0 | 0 | 1 | 0 | 0 | 0 | 0 | 0 | 0 | 0 | 0 | 1 |  | 10 | 18 | 10 | 17
| 6976 | 291 | 10 | 18 | 16 | 0 | 0 | 1 | 0 | 0 | 0 | 0 | 0 | 0 | 0 | 0 | 1 |  | 10 | 18 | 10 | 17
| 6977 | 291 | 10 | 18 | 17 | 0 | 0 | 1 | 0 | 0 | 0 | 0 | 0 | 0 | 0 | 0 | 1 |  | 10 | 18 | 10 | 17
| 6978 | 291 | 10 | 18 | 18 | 0 | 0 | 1 | 0 | 0 | 0 | 0 | 0 | 0 | 0 | 0 | 1 |  | 10 | 18 | 10 | 17
| 6979 | 291 | 10 | 18 | 19 | 0 | 0 | 1 | 0 | 0 | 0 | 0 | 0 | 0 | 0 | 0 | 1 |  | 10 | 18 | 10 | 17
| 6980 | 291 | 10 | 18 | 20 | 0 | 0 | 1 | 0 | 0 | 0 | 0 | 0 | 0 | 0 | 0 | 1 |  | 10 | 18 | 10 | 17
| 6981 | 291 | 10 | 18 | 21 | 0 | 0 | 1 | 0 | 0 | 0 | 0 | 0 | 0 | 0 | 0 | 1 |  | 10 | 18 | 10 | 17
| 6982 | 291 | 10 | 18 | 22 | 0 | 0 | 1 | 0 | 0 | 0 | 0 | 0 | 0 | 0 | 0 | 1 |  | 10 | 18 | 10 | 17
| 6983 | 291 | 10 | 18 | 23 | 0 | 0 | 1 | 0 | 0 | 0 | 0 | 0 | 0 | 0 | 0 | 1 |  | 10 | 18 | 10 | 17
| 6984 | 291 | 10 | 18 | 24 | 0 | 0 | 1 | 0 | 0 | 0 | 0 | 0 | 0 | 0 | 0 | 1 |  | 10 | 18 | 10 | 17
| 6985 | 292 | 10 | 19 | 1 | 0 | 0 | 1 | 0 | 0 | 0 | 0 | 0 | 0 | 0 | 0 | 1 |  | 10 | 19 | 10 | 18
| 6986 | 292 | 10 | 19 | 2 | 0 | 0 | 1 | 0 | 0 | 0 | 0 | 0 | 0 | 0 | 0 | 1 |  | 10 | 19 | 10 | 18
| 6987 | 292 | 10 | 19 | 3 | 0 | 0 | 1 | 0 | 0 | 0 | 0 | 0 | 0 | 0 | 0 | 1 |  | 10 | 19 | 10 | 18
| 6988 | 292 | 10 | 19 | 4 | 0 | 0 | 1 | 0 | 0 | 0 | 0 | 0 | 0 | 0 | 0 | 1 |  | 10 | 19 | 10 | 18
| 6989 | 292 | 10 | 19 | 5 | 0 | 0 | 1 | 0 | 0 | 0 | 0 | 0 | 0 | 0 | 0 | 1 |  | 10 | 19 | 10 | 18
| 6990 | 292 | 10 | 19 | 6 | 0 | 0 | 1 | 0 | 0 | 0 | 0 | 0 | 0 | 0 | 0 | 1 |  | 10 | 19 | 10 | 18
| 6991 | 292 | 10 | 19 | 7 | 0 | 0 | 1 | 0 | 0 | 0 | 0 | 0 | 0 | 0 | 0 | 1 |  | 10 | 19 | 10 | 18
| 6992 | 292 | 10 | 19 | 8 | 0 | 0 | 1 | 0 | 0 | 0 | 0 | 0 | 0 | 0 | 0 | 1 |  | 10 | 19 | 10 | 18
| 6993 | 292 | 10 | 19 | 9 | 0 | 0 | 1 | 0 | 0 | 0 | 0 | 0 | 0 | 0 | 0 | 1 |  | 10 | 19 | 10 | 18
| 6994 | 292 | 10 | 19 | 10 | 0 | 0 | 1 | 0 | 0 | 0 | 0 | 0 | 0 | 0 | 0 | 1 |  | 10 | 19 | 10 | 18
| 6995 | 292 | 10 | 19 | 11 | 0 | 0 | 1 | 0 | 0 | 0 | 0 | 0 | 0 | 0 | 0 | 1 |  | 10 | 19 | 10 | 18
| 6996 | 292 | 10 | 19 | 12 | 0 | 0 | 1 | 0 | 0 | 0 | 0 | 0 | 0 | 0 | 0 | 1 |  | 10 | 19 | 10 | 18
| 6997 | 292 | 10 | 19 | 13 | 0 | 0 | 1 | 0 | 0 | 0 | 0 | 0 | 0 | 0 | 0 | 1 |  | 10 | 19 | 10 | 18
| 6998 | 292 | 10 | 19 | 14 | 0 | 0 | 1 | 0 | 0 | 0 | 0 | 0 | 0 | 0 | 0 | 1 |  | 10 | 19 | 10 | 18
| 6999 | 292 | 10 | 19 | 15 | 0 | 0 | 1 | 0 | 0 | 0 | 0 | 0 | 0 | 0 | 0 | 1 |  | 10 | 19 | 10 | 18
| 7000 | 292 | 10 | 19 | 16 | 0 | 0 | 1 | 0 | 0 | 0 | 0 | 0 | 0 | 0 | 0 | 1 |  | 10 | 19 | 10 | 18
| 7001 | 292 | 10 | 19 | 17 | 0 | 0 | 1 | 0 | 0 | 0 | 0 | 0 | 0 | 0 | 0 | 1 |  | 10 | 19 | 10 | 18
| 7002 | 292 | 10 | 19 | 18 | 0 | 0 | 1 | 0 | 0 | 0 | 0 | 0 | 0 | 0 | 0 | 1 |  | 10 | 19 | 10 | 18
| 7003 | 292 | 10 | 19 | 19 | 0 | 0 | 1 | 0 | 0 | 0 | 0 | 0 | 0 | 0 | 0 | 1 |  | 10 | 19 | 10 | 18
| 7004 | 292 | 10 | 19 | 20 | 0 | 0 | 1 | 0 | 0 | 0 | 0 | 0 | 0 | 0 | 0 | 1 |  | 10 | 19 | 10 | 18
| 7005 | 292 | 10 | 19 | 21 | 0 | 0 | 1 | 0 | 0 | 0 | 0 | 0 | 0 | 0 | 0 | 1 |  | 10 | 19 | 10 | 18
| 7006 | 292 | 10 | 19 | 22 | 0 | 0 | 1 | 0 | 0 | 0 | 0 | 0 | 0 | 0 | 0 | 1 |  | 10 | 19 | 10 | 18
| 7007 | 292 | 10 | 19 | 23 | 0 | 0 | 1 | 0 | 0 | 0 | 0 | 0 | 0 | 0 | 0 | 1 |  | 10 | 19 | 10 | 18
| 7008 | 292 | 10 | 19 | 24 | 0 | 0 | 1 | 0 | 0 | 0 | 0 | 0 | 0 | 0 | 0 | 1 |  | 10 | 19 | 10 | 18
| 7009 | 293 | 10 | 20 | 1 | 0 | 0 | 1 | 0 | 0 | 0 | 0 | 0 | 0 | 0 | 0 | 1 |  | 10 | 20 | 10 | 19
| 7010 | 293 | 10 | 20 | 2 | 0 | 0 | 1 | 0 | 0 | 0 | 0 | 0 | 0 | 0 | 0 | 1 |  | 10 | 20 | 10 | 19
| 7011 | 293 | 10 | 20 | 3 | 0 | 0 | 1 | 0 | 0 | 0 | 0 | 0 | 0 | 0 | 0 | 1 |  | 10 | 20 | 10 | 19
| 7012 | 293 | 10 | 20 | 4 | 0 | 0 | 1 | 0 | 0 | 0 | 0 | 0 | 0 | 0 | 0 | 1 |  | 10 | 20 | 10 | 19
| 7013 | 293 | 10 | 20 | 5 | 0 | 0 | 1 | 0 | 0 | 0 | 0 | 0 | 0 | 0 | 0 | 1 |  | 10 | 20 | 10 | 19
| 7014 | 293 | 10 | 20 | 6 | 0 | 0 | 1 | 0 | 0 | 0 | 0 | 0 | 0 | 0 | 0 | 1 |  | 10 | 20 | 10 | 19
| 7015 | 293 | 10 | 20 | 7 | 0 | 0 | 1 | 0 | 0 | 0 | 0 | 0 | 0 | 0 | 0 | 1 |  | 10 | 20 | 10 | 19
| 7016 | 293 | 10 | 20 | 8 | 0 | 0 | 1 | 0 | 0 | 0 | 0 | 0 | 0 | 0 | 0 | 1 |  | 10 | 20 | 10 | 19
| 7017 | 293 | 10 | 20 | 9 | 0 | 0 | 1 | 0 | 0 | 0 | 0 | 0 | 0 | 0 | 0 | 1 |  | 10 | 20 | 10 | 19
| 7018 | 293 | 10 | 20 | 10 | 0 | 0 | 1 | 0 | 0 | 0 | 0 | 0 | 0 | 0 | 0 | 1 |  | 10 | 20 | 10 | 19
| 7019 | 293 | 10 | 20 | 11 | 0 | 0 | 1 | 0 | 0 | 0 | 0 | 0 | 0 | 0 | 0 | 1 |  | 10 | 20 | 10 | 19
| 7020 | 293 | 10 | 20 | 12 | 0 | 0 | 1 | 0 | 0 | 0 | 0 | 0 | 0 | 0 | 0 | 1 |  | 10 | 20 | 10 | 19
| 7021 | 293 | 10 | 20 | 13 | 0 | 0 | 1 | 0 | 0 | 0 | 0 | 0 | 0 | 0 | 0 | 1 |  | 10 | 20 | 10 | 19
| 7022 | 293 | 10 | 20 | 14 | 0 | 0 | 1 | 0 | 0 | 0 | 0 | 0 | 0 | 0 | 0 | 1 |  | 10 | 20 | 10 | 19
| 7023 | 293 | 10 | 20 | 15 | 0 | 0 | 1 | 0 | 0 | 0 | 0 | 0 | 0 | 0 | 0 | 1 |  | 10 | 20 | 10 | 19
| 7024 | 293 | 10 | 20 | 16 | 0 | 0 | 1 | 0 | 0 | 0 | 0 | 0 | 0 | 0 | 0 | 1 |  | 10 | 20 | 10 | 19
| 7025 | 293 | 10 | 20 | 17 | 0 | 0 | 1 | 0 | 0 | 0 | 0 | 0 | 0 | 0 | 0 | 1 |  | 10 | 20 | 10 | 19
| 7026 | 293 | 10 | 20 | 18 | 0 | 0 | 1 | 0 | 0 | 0 | 0 | 0 | 0 | 0 | 0 | 1 |  | 10 | 20 | 10 | 19
| 7027 | 293 | 10 | 20 | 19 | 0 | 0 | 1 | 0 | 0 | 0 | 0 | 0 | 0 | 0 | 0 | 1 |  | 10 | 20 | 10 | 19
| 7028 | 293 | 10 | 20 | 20 | 0 | 0 | 1 | 0 | 0 | 0 | 0 | 0 | 0 | 0 | 0 | 1 |  | 10 | 20 | 10 | 19
| 7029 | 293 | 10 | 20 | 21 | 0 | 0 | 1 | 0 | 0 | 0 | 0 | 0 | 0 | 0 | 0 | 1 |  | 10 | 20 | 10 | 19
| 7030 | 293 | 10 | 20 | 22 | 0 | 0 | 1 | 0 | 0 | 0 | 0 | 0 | 0 | 0 | 0 | 1 |  | 10 | 20 | 10 | 19
| 7031 | 293 | 10 | 20 | 23 | 0 | 0 | 1 | 0 | 0 | 0 | 0 | 0 | 0 | 0 | 0 | 1 |  | 10 | 20 | 10 | 19
| 7032 | 293 | 10 | 20 | 24 | 0 | 0 | 1 | 0 | 0 | 0 | 0 | 0 | 0 | 0 | 0 | 1 |  | 10 | 20 | 10 | 19
| 7033 | 294 | 10 | 21 | 1 | 0 | 0 | 1 | 0 | 0 | 0 | 0 | 0 | 0 | 0 | 0 | 1 |  | 10 | 21 | 10 | 20
| 7034 | 294 | 10 | 21 | 2 | 0 | 0 | 1 | 0 | 0 | 0 | 0 | 0 | 0 | 0 | 0 | 1 |  | 10 | 21 | 10 | 20
| 7035 | 294 | 10 | 21 | 3 | 0 | 0 | 1 | 0 | 0 | 0 | 0 | 0 | 0 | 0 | 0 | 1 |  | 10 | 21 | 10 | 20
| 7036 | 294 | 10 | 21 | 4 | 0 | 0 | 1 | 0 | 0 | 0 | 0 | 0 | 0 | 0 | 0 | 1 |  | 10 | 21 | 10 | 20
| 7037 | 294 | 10 | 21 | 5 | 0 | 0 | 1 | 0 | 0 | 0 | 0 | 0 | 0 | 0 | 0 | 1 |  | 10 | 21 | 10 | 20
| 7038 | 294 | 10 | 21 | 6 | 0 | 0 | 1 | 0 | 0 | 0 | 0 | 0 | 0 | 0 | 0 | 1 |  | 10 | 21 | 10 | 20
| 7039 | 294 | 10 | 21 | 7 | 0 | 0 | 1 | 0 | 0 | 0 | 0 | 0 | 0 | 0 | 0 | 1 |  | 10 | 21 | 10 | 20
| 7040 | 294 | 10 | 21 | 8 | 0 | 0 | 1 | 0 | 0 | 0 | 0 | 0 | 0 | 0 | 0 | 1 |  | 10 | 21 | 10 | 20
| 7041 | 294 | 10 | 21 | 9 | 0 | 0 | 1 | 0 | 0 | 0 | 0 | 0 | 0 | 0 | 0 | 1 |  | 10 | 21 | 10 | 20
| 7042 | 294 | 10 | 21 | 10 | 0 | 0 | 1 | 0 | 0 | 0 | 0 | 0 | 0 | 0 | 0 | 1 |  | 10 | 21 | 10 | 20
| 7043 | 294 | 10 | 21 | 11 | 0 | 0 | 1 | 0 | 0 | 0 | 0 | 0 | 0 | 0 | 0 | 1 |  | 10 | 21 | 10 | 20
| 7044 | 294 | 10 | 21 | 12 | 0 | 0 | 1 | 0 | 0 | 0 | 0 | 0 | 0 | 0 | 0 | 1 |  | 10 | 21 | 10 | 20
| 7045 | 294 | 10 | 21 | 13 | 0 | 0 | 1 | 0 | 0 | 0 | 0 | 0 | 0 | 0 | 0 | 1 |  | 10 | 21 | 10 | 20
| 7046 | 294 | 10 | 21 | 14 | 0 | 0 | 1 | 0 | 0 | 0 | 0 | 0 | 0 | 0 | 0 | 1 |  | 10 | 21 | 10 | 20
| 7047 | 294 | 10 | 21 | 15 | 0 | 0 | 1 | 0 | 0 | 0 | 0 | 0 | 0 | 0 | 0 | 1 |  | 10 | 21 | 10 | 20
| 7048 | 294 | 10 | 21 | 16 | 0 | 0 | 1 | 0 | 0 | 0 | 0 | 0 | 0 | 0 | 0 | 1 |  | 10 | 21 | 10 | 20
| 7049 | 294 | 10 | 21 | 17 | 0 | 0 | 1 | 0 | 0 | 0 | 0 | 0 | 0 | 0 | 0 | 1 |  | 10 | 21 | 10 | 20
| 7050 | 294 | 10 | 21 | 18 | 0 | 0 | 1 | 0 | 0 | 0 | 0 | 0 | 0 | 0 | 0 | 1 |  | 10 | 21 | 10 | 20
| 7051 | 294 | 10 | 21 | 19 | 0 | 0 | 1 | 0 | 0 | 0 | 0 | 0 | 0 | 0 | 0 | 1 |  | 10 | 21 | 10 | 20
| 7052 | 294 | 10 | 21 | 20 | 0 | 0 | 1 | 0 | 0 | 0 | 0 | 0 | 0 | 0 | 0 | 1 |  | 10 | 21 | 10 | 20
| 7053 | 294 | 10 | 21 | 21 | 0 | 0 | 1 | 0 | 0 | 0 | 0 | 0 | 0 | 0 | 0 | 1 |  | 10 | 21 | 10 | 20
| 7054 | 294 | 10 | 21 | 22 | 0 | 0 | 1 | 0 | 0 | 0 | 0 | 0 | 0 | 0 | 0 | 1 |  | 10 | 21 | 10 | 20
| 7055 | 294 | 10 | 21 | 23 | 0 | 0 | 1 | 0 | 0 | 0 | 0 | 0 | 0 | 0 | 0 | 1 |  | 10 | 21 | 10 | 20
| 7056 | 294 | 10 | 21 | 24 | 0 | 0 | 1 | 0 | 0 | 0 | 0 | 0 | 0 | 0 | 0 | 1 |  | 10 | 21 | 10 | 20
| 7057 | 295 | 10 | 22 | 1 | 0 | 0 | 0 | 0 | 0 | 0 | 0 | 0 | 0 | 0 | 0 | 1 |  | 10 | 22 | 10 | 21
| 7058 | 295 | 10 | 22 | 2 | 0 | 0 | 0 | 0 | 0 | 0 | 0 | 0 | 0 | 0 | 0 | 1 |  | 10 | 22 | 10 | 21
| 7059 | 295 | 10 | 22 | 3 | 0 | 0 | 0 | 0 | 0 | 0 | 0 | 0 | 0 | 0 | 0 | 1 |  | 10 | 22 | 10 | 21
| 7060 | 295 | 10 | 22 | 4 | 0 | 0 | 0 | 0 | 0 | 0 | 0 | 0 | 0 | 0 | 0 | 1 |  | 10 | 22 | 10 | 21
| 7061 | 295 | 10 | 22 | 5 | 0 | 0 | 0 | 0 | 0 | 0 | 0 | 0 | 0 | 0 | 0 | 1 |  | 10 | 22 | 10 | 21
| 7062 | 295 | 10 | 22 | 6 | 0 | 0 | 0 | 0 | 0 | 0 | 0 | 0 | 0 | 0 | 0 | 1 |  | 10 | 22 | 10 | 21
| 7063 | 295 | 10 | 22 | 7 | 0 | 0 | 0 | 0 | 0 | 0 | 0 | 0 | 0 | 0 | 0 | 1 |  | 10 | 22 | 10 | 21
| 7064 | 295 | 10 | 22 | 8 | 0 | 0 | 0 | 0 | 0 | 0 | 0 | 0 | 0 | 0 | 0 | 1 |  | 10 | 22 | 10 | 21
| 7065 | 295 | 10 | 22 | 9 | 0 | 0 | 0 | 0 | 0 | 0 | 0 | 0 | 0 | 0 | 0 | 1 |  | 10 | 22 | 10 | 21
| 7066 | 295 | 10 | 22 | 10 | 0 | 0 | 0 | 0 | 0 | 0 | 0 | 0 | 0 | 0 | 0 | 1 |  | 10 | 22 | 10 | 21
| 7067 | 295 | 10 | 22 | 11 | 0 | 0 | 0 | 0 | 0 | 0 | 0 | 0 | 0 | 0 | 0 | 1 |  | 10 | 22 | 10 | 21
| 7068 | 295 | 10 | 22 | 12 | 0 | 0 | 0 | 0 | 0 | 0 | 0 | 0 | 0 | 0 | 0 | 1 |  | 10 | 22 | 10 | 21
| 7069 | 295 | 10 | 22 | 13 | 0 | 0 | 0 | 0 | 0 | 0 | 0 | 0 | 0 | 0 | 0 | 1 |  | 10 | 22 | 10 | 21
| 7070 | 295 | 10 | 22 | 14 | 0 | 0 | 0 | 0 | 0 | 0 | 0 | 0 | 0 | 0 | 0 | 1 |  | 10 | 22 | 10 | 21
| 7071 | 295 | 10 | 22 | 15 | 0 | 0 | 0 | 0 | 0 | 0 | 0 | 0 | 0 | 0 | 0 | 1 |  | 10 | 22 | 10 | 21
| 7072 | 295 | 10 | 22 | 16 | 0 | 0 | 0 | 0 | 0 | 0 | 0 | 0 | 0 | 0 | 0 | 1 |  | 10 | 22 | 10 | 21
| 7073 | 295 | 10 | 22 | 17 | 0 | 0 | 0 | 0 | 0 | 0 | 0 | 0 | 0 | 0 | 0 | 1 |  | 10 | 22 | 10 | 21
| 7074 | 295 | 10 | 22 | 18 | 0 | 0 | 0 | 0 | 0 | 0 | 0 | 0 | 0 | 0 | 0 | 1 |  | 10 | 22 | 10 | 21
| 7075 | 295 | 10 | 22 | 19 | 0 | 0 | 0 | 0 | 0 | 0 | 0 | 0 | 0 | 0 | 0 | 1 |  | 10 | 22 | 10 | 21
| 7076 | 295 | 10 | 22 | 20 | 0 | 0 | 0 | 0 | 0 | 0 | 0 | 0 | 0 | 0 | 0 | 1 |  | 10 | 22 | 10 | 21
| 7077 | 295 | 10 | 22 | 21 | 0 | 0 | 0 | 0 | 0 | 0 | 0 | 0 | 0 | 0 | 0 | 1 |  | 10 | 22 | 10 | 21
| 7078 | 295 | 10 | 22 | 22 | 0 | 0 | 0 | 0 | 0 | 0 | 0 | 0 | 0 | 0 | 0 | 1 |  | 10 | 22 | 10 | 21
| 7079 | 295 | 10 | 22 | 23 | 0 | 0 | 0 | 0 | 0 | 0 | 0 | 0 | 0 | 0 | 0 | 1 |  | 10 | 22 | 10 | 21
| 7080 | 295 | 10 | 22 | 24 | 0 | 0 | 0 | 0 | 0 | 0 | 0 | 0 | 0 | 0 | 0 | 1 |  | 10 | 22 | 10 | 21
| 7081 | 296 | 10 | 23 | 1 | 0 | 0 | 0 | 0 | 0 | 0 | 0 | 0 | 0 | 0 | 0 | 1 |  | 10 | 23 | 10 | 22
| 7082 | 296 | 10 | 23 | 2 | 0 | 0 | 0 | 0 | 0 | 0 | 0 | 0 | 0 | 0 | 0 | 1 |  | 10 | 23 | 10 | 22
| 7083 | 296 | 10 | 23 | 3 | 0 | 0 | 0 | 0 | 0 | 0 | 0 | 0 | 0 | 0 | 0 | 1 |  | 10 | 23 | 10 | 22
| 7084 | 296 | 10 | 23 | 4 | 0 | 0 | 0 | 0 | 0 | 0 | 0 | 0 | 0 | 0 | 0 | 1 |  | 10 | 23 | 10 | 22
| 7085 | 296 | 10 | 23 | 5 | 0 | 0 | 0 | 0 | 0 | 0 | 0 | 0 | 0 | 0 | 0 | 1 |  | 10 | 23 | 10 | 22
| 7086 | 296 | 10 | 23 | 6 | 0 | 0 | 0 | 0 | 0 | 0 | 0 | 0 | 0 | 0 | 0 | 1 |  | 10 | 23 | 10 | 22
| 7087 | 296 | 10 | 23 | 7 | 0 | 0 | 0 | 0 | 0 | 0 | 0 | 0 | 0 | 0 | 0 | 1 |  | 10 | 23 | 10 | 22
| 7088 | 296 | 10 | 23 | 8 | 0 | 0 | 0 | 0 | 0 | 0 | 0 | 0 | 0 | 0 | 0 | 1 |  | 10 | 23 | 10 | 22
| 7089 | 296 | 10 | 23 | 9 | 0 | 0 | 0 | 0 | 0 | 0 | 0 | 0 | 0 | 0 | 0 | 1 |  | 10 | 23 | 10 | 22
| 7090 | 296 | 10 | 23 | 10 | 0 | 0 | 0 | 0 | 0 | 0 | 0 | 0 | 0 | 0 | 0 | 1 |  | 10 | 23 | 10 | 22
| 7091 | 296 | 10 | 23 | 11 | 0 | 0 | 0 | 0 | 0 | 0 | 0 | 0 | 0 | 0 | 0 | 1 |  | 10 | 23 | 10 | 22
| 7092 | 296 | 10 | 23 | 12 | 0 | 0 | 0 | 0 | 0 | 0 | 0 | 0 | 0 | 0 | 0 | 1 |  | 10 | 23 | 10 | 22
| 7093 | 296 | 10 | 23 | 13 | 0 | 0 | 0 | 0 | 0 | 0 | 0 | 0 | 0 | 0 | 0 | 1 |  | 10 | 23 | 10 | 22
| 7094 | 296 | 10 | 23 | 14 | 0 | 0 | 0 | 0 | 0 | 0 | 0 | 0 | 0 | 0 | 0 | 1 |  | 10 | 23 | 10 | 22
| 7095 | 296 | 10 | 23 | 15 | 0 | 0 | 0 | 0 | 0 | 0 | 0 | 0 | 0 | 0 | 0 | 1 |  | 10 | 23 | 10 | 22
| 7096 | 296 | 10 | 23 | 16 | 0 | 0 | 0 | 0 | 0 | 0 | 0 | 0 | 0 | 0 | 0 | 1 |  | 10 | 23 | 10 | 22
| 7097 | 296 | 10 | 23 | 17 | 0 | 0 | 0 | 0 | 0 | 0 | 0 | 0 | 0 | 0 | 0 | 1 |  | 10 | 23 | 10 | 22
| 7098 | 296 | 10 | 23 | 18 | 0 | 0 | 0 | 0 | 0 | 0 | 0 | 0 | 0 | 0 | 0 | 1 |  | 10 | 23 | 10 | 22
| 7099 | 296 | 10 | 23 | 19 | 0 | 0 | 0 | 0 | 0 | 0 | 0 | 0 | 0 | 0 | 0 | 1 |  | 10 | 23 | 10 | 22
| 7100 | 296 | 10 | 23 | 20 | 0 | 0 | 0 | 0 | 0 | 0 | 0 | 0 | 0 | 0 | 0 | 1 |  | 10 | 23 | 10 | 22
| 7101 | 296 | 10 | 23 | 21 | 0 | 0 | 0 | 0 | 0 | 0 | 0 | 0 | 0 | 0 | 0 | 1 |  | 10 | 23 | 10 | 22
| 7102 | 296 | 10 | 23 | 22 | 0 | 0 | 0 | 0 | 0 | 0 | 0 | 0 | 0 | 0 | 0 | 1 |  | 10 | 23 | 10 | 22
| 7103 | 296 | 10 | 23 | 23 | 0 | 0 | 0 | 0 | 0 | 0 | 0 | 0 | 0 | 0 | 0 | 1 |  | 10 | 23 | 10 | 22
| 7104 | 296 | 10 | 23 | 24 | 0 | 0 | 0 | 0 | 0 | 0 | 0 | 0 | 0 | 0 | 0 | 1 |  | 10 | 23 | 10 | 22
| 7105 | 297 | 10 | 24 | 1 | 0 | 0 | 1 | 0 | 0 | 0 | 0 | 0 | 0 | 0 | 0 | 1 |  | 10 | 24 | 10 | 23
| 7106 | 297 | 10 | 24 | 2 | 0 | 0 | 1 | 0 | 0 | 0 | 0 | 0 | 0 | 0 | 0 | 1 |  | 10 | 24 | 10 | 23
| 7107 | 297 | 10 | 24 | 3 | 0 | 0 | 1 | 0 | 0 | 0 | 0 | 0 | 0 | 0 | 0 | 1 |  | 10 | 24 | 10 | 23
| 7108 | 297 | 10 | 24 | 4 | 0 | 0 | 1 | 0 | 0 | 0 | 0 | 0 | 0 | 0 | 0 | 1 |  | 10 | 24 | 10 | 23
| 7109 | 297 | 10 | 24 | 5 | 0 | 0 | 1 | 0 | 0 | 0 | 0 | 0 | 0 | 0 | 0 | 1 |  | 10 | 24 | 10 | 23
| 7110 | 297 | 10 | 24 | 6 | 0 | 0 | 1 | 0 | 0 | 0 | 0 | 0 | 0 | 0 | 0 | 1 |  | 10 | 24 | 10 | 23
| 7111 | 297 | 10 | 24 | 7 | 0 | 0 | 1 | 0 | 0 | 0 | 0 | 0 | 0 | 0 | 0 | 1 |  | 10 | 24 | 10 | 23
| 7112 | 297 | 10 | 24 | 8 | 0 | 0 | 1 | 0 | 0 | 0 | 0 | 0 | 0 | 0 | 0 | 1 |  | 10 | 24 | 10 | 23
| 7113 | 297 | 10 | 24 | 9 | 0 | 0 | 1 | 0 | 0 | 0 | 0 | 0 | 0 | 0 | 0 | 1 |  | 10 | 24 | 10 | 23
| 7114 | 297 | 10 | 24 | 10 | 0 | 0 | 1 | 0 | 0 | 0 | 0 | 0 | 0 | 0 | 0 | 1 |  | 10 | 24 | 10 | 23
| 7115 | 297 | 10 | 24 | 11 | 0 | 0 | 1 | 0 | 0 | 0 | 0 | 0 | 0 | 0 | 0 | 1 |  | 10 | 24 | 10 | 23
| 7116 | 297 | 10 | 24 | 12 | 0 | 0 | 1 | 0 | 0 | 0 | 0 | 0 | 0 | 0 | 0 | 1 |  | 10 | 24 | 10 | 23
| 7117 | 297 | 10 | 24 | 13 | 0 | 0 | 1 | 0 | 0 | 0 | 0 | 0 | 0 | 0 | 0 | 1 |  | 10 | 24 | 10 | 23
| 7118 | 297 | 10 | 24 | 14 | 0 | 0 | 1 | 0 | 0 | 0 | 0 | 0 | 0 | 0 | 0 | 1 |  | 10 | 24 | 10 | 23
| 7119 | 297 | 10 | 24 | 15 | 0 | 0 | 1 | 0 | 0 | 0 | 0 | 0 | 0 | 0 | 0 | 1 |  | 10 | 24 | 10 | 23
| 7120 | 297 | 10 | 24 | 16 | 0 | 0 | 1 | 0 | 0 | 0 | 0 | 0 | 0 | 0 | 0 | 1 |  | 10 | 24 | 10 | 23
| 7121 | 297 | 10 | 24 | 17 | 0 | 0 | 1 | 0 | 0 | 0 | 0 | 0 | 0 | 0 | 0 | 1 |  | 10 | 24 | 10 | 23
| 7122 | 297 | 10 | 24 | 18 | 0 | 0 | 1 | 0 | 0 | 0 | 0 | 0 | 0 | 0 | 0 | 1 |  | 10 | 24 | 10 | 23
| 7123 | 297 | 10 | 24 | 19 | 0 | 0 | 1 | 0 | 0 | 0 | 0 | 0 | 0 | 0 | 0 | 1 |  | 10 | 24 | 10 | 23
| 7124 | 297 | 10 | 24 | 20 | 0 | 0 | 1 | 0 | 0 | 0 | 0 | 0 | 0 | 0 | 0 | 1 |  | 10 | 24 | 10 | 23
| 7125 | 297 | 10 | 24 | 21 | 0 | 0 | 1 | 0 | 0 | 0 | 0 | 0 | 0 | 0 | 0 | 1 |  | 10 | 24 | 10 | 23
| 7126 | 297 | 10 | 24 | 22 | 0 | 0 | 1 | 0 | 0 | 0 | 0 | 0 | 0 | 0 | 0 | 1 |  | 10 | 24 | 10 | 23
| 7127 | 297 | 10 | 24 | 23 | 0 | 0 | 1 | 0 | 0 | 0 | 0 | 0 | 0 | 0 | 0 | 1 |  | 10 | 24 | 10 | 23
| 7128 | 297 | 10 | 24 | 24 | 0 | 0 | 1 | 0 | 0 | 0 | 0 | 0 | 0 | 0 | 0 | 1 |  | 10 | 24 | 10 | 23
| 7129 | 298 | 10 | 25 | 1 | 0 | 0 | 1 | 0 | 0 | 0 | 0 | 0 | 0 | 0 | 0 | 1 |  | 10 | 25 | 10 | 24
| 7130 | 298 | 10 | 25 | 2 | 0 | 0 | 1 | 0 | 0 | 0 | 0 | 0 | 0 | 0 | 0 | 1 |  | 10 | 25 | 10 | 24
| 7131 | 298 | 10 | 25 | 3 | 0 | 0 | 1 | 0 | 0 | 0 | 0 | 0 | 0 | 0 | 0 | 1 |  | 10 | 25 | 10 | 24
| 7132 | 298 | 10 | 25 | 4 | 0 | 0 | 1 | 0 | 0 | 0 | 0 | 0 | 0 | 0 | 0 | 1 |  | 10 | 25 | 10 | 24
| 7133 | 298 | 10 | 25 | 5 | 0 | 0 | 1 | 0 | 0 | 0 | 0 | 0 | 0 | 0 | 0 | 1 |  | 10 | 25 | 10 | 24
| 7134 | 298 | 10 | 25 | 6 | 0 | 0 | 1 | 0 | 0 | 0 | 0 | 0 | 0 | 0 | 0 | 1 |  | 10 | 25 | 10 | 24
| 7135 | 298 | 10 | 25 | 7 | 0 | 0 | 1 | 0 | 0 | 0 | 0 | 0 | 0 | 0 | 0 | 1 |  | 10 | 25 | 10 | 24
| 7136 | 298 | 10 | 25 | 8 | 0 | 0 | 1 | 0 | 0 | 0 | 0 | 0 | 0 | 0 | 0 | 1 |  | 10 | 25 | 10 | 24
| 7137 | 298 | 10 | 25 | 9 | 0 | 0 | 1 | 0 | 0 | 0 | 0 | 0 | 0 | 0 | 0 | 1 |  | 10 | 25 | 10 | 24
| 7138 | 298 | 10 | 25 | 10 | 0 | 0 | 1 | 0 | 0 | 0 | 0 | 0 | 0 | 0 | 0 | 1 |  | 10 | 25 | 10 | 24
| 7139 | 298 | 10 | 25 | 11 | 0 | 0 | 1 | 0 | 0 | 0 | 0 | 0 | 0 | 0 | 0 | 1 |  | 10 | 25 | 10 | 24
| 7140 | 298 | 10 | 25 | 12 | 0 | 0 | 1 | 0 | 0 | 0 | 0 | 0 | 0 | 0 | 0 | 1 |  | 10 | 25 | 10 | 24
| 7141 | 298 | 10 | 25 | 13 | 0 | 0 | 1 | 0 | 0 | 0 | 0 | 0 | 0 | 0 | 0 | 1 |  | 10 | 25 | 10 | 24
| 7142 | 298 | 10 | 25 | 14 | 0 | 0 | 1 | 0 | 0 | 0 | 0 | 0 | 0 | 0 | 0 | 1 |  | 10 | 25 | 10 | 24
| 7143 | 298 | 10 | 25 | 15 | 0 | 0 | 1 | 0 | 0 | 0 | 0 | 0 | 0 | 0 | 0 | 1 |  | 10 | 25 | 10 | 24
| 7144 | 298 | 10 | 25 | 16 | 0 | 0 | 1 | 0 | 0 | 0 | 0 | 0 | 0 | 0 | 0 | 1 |  | 10 | 25 | 10 | 24
| 7145 | 298 | 10 | 25 | 17 | 0 | 0 | 1 | 0 | 0 | 0 | 0 | 0 | 0 | 0 | 0 | 1 |  | 10 | 25 | 10 | 24
| 7146 | 298 | 10 | 25 | 18 | 0 | 0 | 1 | 0 | 0 | 0 | 0 | 0 | 0 | 0 | 0 | 1 |  | 10 | 25 | 10 | 24
| 7147 | 298 | 10 | 25 | 19 | 0 | 0 | 1 | 0 | 0 | 0 | 0 | 0 | 0 | 0 | 0 | 1 |  | 10 | 25 | 10 | 24
| 7148 | 298 | 10 | 25 | 20 | 0 | 0 | 1 | 0 | 0 | 0 | 0 | 0 | 0 | 0 | 0 | 1 |  | 10 | 25 | 10 | 24
| 7149 | 298 | 10 | 25 | 21 | 0 | 0 | 1 | 0 | 0 | 0 | 0 | 0 | 0 | 0 | 0 | 1 |  | 10 | 25 | 10 | 24
| 7150 | 298 | 10 | 25 | 22 | 0 | 0 | 1 | 0 | 0 | 0 | 0 | 0 | 0 | 0 | 0 | 1 |  | 10 | 25 | 10 | 24
| 7151 | 298 | 10 | 25 | 23 | 0 | 0 | 1 | 0 | 0 | 0 | 0 | 0 | 0 | 0 | 0 | 1 |  | 10 | 25 | 10 | 24
| 7152 | 298 | 10 | 25 | 24 | 0 | 0 | 1 | 0 | 0 | 0 | 0 | 0 | 0 | 0 | 0 | 1 |  | 10 | 25 | 10 | 24
| 7153 | 299 | 10 | 26 | 1 | 0 | 0 | 1 | 0 | 0 | 0 | 0 | 0 | 0 | 0 | 0 | 1 |  | 10 | 26 | 10 | 25
| 7154 | 299 | 10 | 26 | 2 | 0 | 0 | 1 | 0 | 0 | 0 | 0 | 0 | 0 | 0 | 0 | 1 |  | 10 | 26 | 10 | 25
| 7155 | 299 | 10 | 26 | 3 | 0 | 0 | 1 | 0 | 0 | 0 | 0 | 0 | 0 | 0 | 0 | 1 |  | 10 | 26 | 10 | 25
| 7156 | 299 | 10 | 26 | 4 | 0 | 0 | 1 | 0 | 0 | 0 | 0 | 0 | 0 | 0 | 0 | 1 |  | 10 | 26 | 10 | 25
| 7157 | 299 | 10 | 26 | 5 | 0 | 0 | 1 | 0 | 0 | 0 | 0 | 0 | 0 | 0 | 0 | 1 |  | 10 | 26 | 10 | 25
| 7158 | 299 | 10 | 26 | 6 | 0 | 0 | 1 | 0 | 0 | 0 | 0 | 0 | 0 | 0 | 0 | 1 |  | 10 | 26 | 10 | 25
| 7159 | 299 | 10 | 26 | 7 | 0 | 0 | 1 | 0 | 0 | 0 | 0 | 0 | 0 | 0 | 0 | 1 |  | 10 | 26 | 10 | 25
| 7160 | 299 | 10 | 26 | 8 | 0 | 0 | 1 | 0 | 0 | 0 | 0 | 0 | 0 | 0 | 0 | 1 |  | 10 | 26 | 10 | 25
| 7161 | 299 | 10 | 26 | 9 | 0 | 0 | 1 | 0 | 0 | 0 | 0 | 0 | 0 | 0 | 0 | 1 |  | 10 | 26 | 10 | 25
| 7162 | 299 | 10 | 26 | 10 | 0 | 0 | 1 | 0 | 0 | 0 | 0 | 0 | 0 | 0 | 0 | 1 |  | 10 | 26 | 10 | 25
| 7163 | 299 | 10 | 26 | 11 | 0 | 0 | 1 | 0 | 0 | 0 | 0 | 0 | 0 | 0 | 0 | 1 |  | 10 | 26 | 10 | 25
| 7164 | 299 | 10 | 26 | 12 | 0 | 0 | 1 | 0 | 0 | 0 | 0 | 0 | 0 | 0 | 0 | 1 |  | 10 | 26 | 10 | 25
| 7165 | 299 | 10 | 26 | 13 | 0 | 0 | 1 | 0 | 0 | 0 | 0 | 0 | 0 | 0 | 0 | 1 |  | 10 | 26 | 10 | 25
| 7166 | 299 | 10 | 26 | 14 | 0 | 0 | 1 | 0 | 0 | 0 | 0 | 0 | 0 | 0 | 0 | 1 |  | 10 | 26 | 10 | 25
| 7167 | 299 | 10 | 26 | 15 | 0 | 0 | 1 | 0 | 0 | 0 | 0 | 0 | 0 | 0 | 0 | 1 |  | 10 | 26 | 10 | 25
| 7168 | 299 | 10 | 26 | 16 | 0 | 0 | 1 | 0 | 0 | 0 | 0 | 0 | 0 | 0 | 0 | 1 |  | 10 | 26 | 10 | 25
| 7169 | 299 | 10 | 26 | 17 | 0 | 0 | 1 | 0 | 0 | 0 | 0 | 0 | 0 | 0 | 0 | 1 |  | 10 | 26 | 10 | 25
| 7170 | 299 | 10 | 26 | 18 | 0 | 0 | 1 | 0 | 0 | 0 | 0 | 0 | 0 | 0 | 0 | 1 |  | 10 | 26 | 10 | 25
| 7171 | 299 | 10 | 26 | 19 | 0 | 0 | 1 | 0 | 0 | 0 | 0 | 0 | 0 | 0 | 0 | 1 |  | 10 | 26 | 10 | 25
| 7172 | 299 | 10 | 26 | 20 | 0 | 0 | 1 | 0 | 0 | 0 | 0 | 0 | 0 | 0 | 0 | 1 |  | 10 | 26 | 10 | 25
| 7173 | 299 | 10 | 26 | 21 | 0 | 0 | 1 | 0 | 0 | 0 | 0 | 0 | 0 | 0 | 0 | 1 |  | 10 | 26 | 10 | 25
| 7174 | 299 | 10 | 26 | 22 | 0 | 0 | 1 | 0 | 0 | 0 | 0 | 0 | 0 | 0 | 0 | 1 |  | 10 | 26 | 10 | 25
| 7175 | 299 | 10 | 26 | 23 | 0 | 0 | 1 | 0 | 0 | 0 | 0 | 0 | 0 | 0 | 0 | 1 |  | 10 | 26 | 10 | 25
| 7176 | 299 | 10 | 26 | 24 | 0 | 0 | 1 | 0 | 0 | 0 | 0 | 0 | 0 | 0 | 0 | 1 |  | 10 | 26 | 10 | 25
| 7177 | 300 | 10 | 27 | 1 | 0 | 0 | 1 | 0 | 0 | 0 | 0 | 0 | 0 | 0 | 0 | 1 |  | 10 | 27 | 10 | 26
| 7178 | 300 | 10 | 27 | 2 | 0 | 0 | 1 | 0 | 0 | 0 | 0 | 0 | 0 | 0 | 0 | 1 |  | 10 | 27 | 10 | 26
| 7179 | 300 | 10 | 27 | 3 | 0 | 0 | 1 | 0 | 0 | 0 | 0 | 0 | 0 | 0 | 0 | 1 |  | 10 | 27 | 10 | 26
| 7180 | 300 | 10 | 27 | 4 | 0 | 0 | 1 | 0 | 0 | 0 | 0 | 0 | 0 | 0 | 0 | 1 |  | 10 | 27 | 10 | 26
| 7181 | 300 | 10 | 27 | 5 | 0 | 0 | 1 | 0 | 0 | 0 | 0 | 0 | 0 | 0 | 0 | 1 |  | 10 | 27 | 10 | 26
| 7182 | 300 | 10 | 27 | 6 | 0 | 0 | 1 | 0 | 0 | 0 | 0 | 0 | 0 | 0 | 0 | 1 |  | 10 | 27 | 10 | 26
| 7183 | 300 | 10 | 27 | 7 | 0 | 0 | 1 | 0 | 0 | 0 | 0 | 0 | 0 | 0 | 0 | 1 |  | 10 | 27 | 10 | 26
| 7184 | 300 | 10 | 27 | 8 | 0 | 0 | 1 | 0 | 0 | 0 | 0 | 0 | 0 | 0 | 0 | 1 |  | 10 | 27 | 10 | 26
| 7185 | 300 | 10 | 27 | 9 | 0 | 0 | 1 | 0 | 0 | 0 | 0 | 0 | 0 | 0 | 0 | 1 |  | 10 | 27 | 10 | 26
| 7186 | 300 | 10 | 27 | 10 | 0 | 0 | 1 | 0 | 0 | 0 | 0 | 0 | 0 | 0 | 0 | 1 |  | 10 | 27 | 10 | 26
| 7187 | 300 | 10 | 27 | 11 | 0 | 0 | 1 | 0 | 0 | 0 | 0 | 0 | 0 | 0 | 0 | 1 |  | 10 | 27 | 10 | 26
| 7188 | 300 | 10 | 27 | 12 | 0 | 0 | 1 | 0 | 0 | 0 | 0 | 0 | 0 | 0 | 0 | 1 |  | 10 | 27 | 10 | 26
| 7189 | 300 | 10 | 27 | 13 | 0 | 0 | 1 | 0 | 0 | 0 | 0 | 0 | 0 | 0 | 0 | 1 |  | 10 | 27 | 10 | 26
| 7190 | 300 | 10 | 27 | 14 | 0 | 0 | 1 | 0 | 0 | 0 | 0 | 0 | 0 | 0 | 0 | 1 |  | 10 | 27 | 10 | 26
| 7191 | 300 | 10 | 27 | 15 | 0 | 0 | 1 | 0 | 0 | 0 | 0 | 0 | 0 | 0 | 0 | 1 |  | 10 | 27 | 10 | 26
| 7192 | 300 | 10 | 27 | 16 | 0 | 0 | 1 | 0 | 0 | 0 | 0 | 0 | 0 | 0 | 0 | 1 |  | 10 | 27 | 10 | 26
| 7193 | 300 | 10 | 27 | 17 | 0 | 0 | 1 | 0 | 0 | 0 | 0 | 0 | 0 | 0 | 0 | 1 |  | 10 | 27 | 10 | 26
| 7194 | 300 | 10 | 27 | 18 | 0 | 0 | 1 | 0 | 0 | 0 | 0 | 0 | 0 | 0 | 0 | 1 |  | 10 | 27 | 10 | 26
| 7195 | 300 | 10 | 27 | 19 | 0 | 0 | 1 | 0 | 0 | 0 | 0 | 0 | 0 | 0 | 0 | 1 |  | 10 | 27 | 10 | 26
| 7196 | 300 | 10 | 27 | 20 | 0 | 0 | 1 | 0 | 0 | 0 | 0 | 0 | 0 | 0 | 0 | 1 |  | 10 | 27 | 10 | 26
| 7197 | 300 | 10 | 27 | 21 | 0 | 0 | 1 | 0 | 0 | 0 | 0 | 0 | 0 | 0 | 0 | 1 |  | 10 | 27 | 10 | 26
| 7198 | 300 | 10 | 27 | 22 | 0 | 0 | 1 | 0 | 0 | 0 | 0 | 0 | 0 | 0 | 0 | 1 |  | 10 | 27 | 10 | 26
| 7199 | 300 | 10 | 27 | 23 | 0 | 0 | 1 | 0 | 0 | 0 | 0 | 0 | 0 | 0 | 0 | 1 |  | 10 | 27 | 10 | 26
| 7200 | 300 | 10 | 27 | 24 | 0 | 0 | 1 | 0 | 0 | 0 | 0 | 0 | 0 | 0 | 0 | 1 |  | 10 | 27 | 10 | 26
| 7201 | 301 | 10 | 28 | 1 | 0 | 0 | 1 | 0 | 0 | 0 | 0 | 0 | 0 | 0 | 0 | 1 |  | 10 | 28 | 10 | 27
| 7202 | 301 | 10 | 28 | 2 | 0 | 0 | 1 | 0 | 0 | 0 | 0 | 0 | 0 | 0 | 0 | 1 |  | 10 | 28 | 10 | 27
| 7203 | 301 | 10 | 28 | 3 | 0 | 0 | 1 | 0 | 0 | 0 | 0 | 0 | 0 | 0 | 0 | 1 |  | 10 | 28 | 10 | 27
| 7204 | 301 | 10 | 28 | 4 | 0 | 0 | 1 | 0 | 0 | 0 | 0 | 0 | 0 | 0 | 0 | 1 |  | 10 | 28 | 10 | 27
| 7205 | 301 | 10 | 28 | 5 | 0 | 0 | 1 | 0 | 0 | 0 | 0 | 0 | 0 | 0 | 0 | 1 |  | 10 | 28 | 10 | 27
| 7206 | 301 | 10 | 28 | 6 | 0 | 0 | 1 | 0 | 0 | 0 | 0 | 0 | 0 | 0 | 0 | 1 |  | 10 | 28 | 10 | 27
| 7207 | 301 | 10 | 28 | 7 | 0 | 0 | 1 | 0 | 0 | 0 | 0 | 0 | 0 | 0 | 0 | 1 |  | 10 | 28 | 10 | 27
| 7208 | 301 | 10 | 28 | 8 | 0 | 0 | 1 | 0 | 0 | 0 | 0 | 0 | 0 | 0 | 0 | 1 |  | 10 | 28 | 10 | 27
| 7209 | 301 | 10 | 28 | 9 | 0 | 0 | 1 | 0 | 0 | 0 | 0 | 0 | 0 | 0 | 0 | 1 |  | 10 | 28 | 10 | 27
| 7210 | 301 | 10 | 28 | 10 | 0 | 0 | 1 | 0 | 0 | 0 | 0 | 0 | 0 | 0 | 0 | 1 |  | 10 | 28 | 10 | 27
| 7211 | 301 | 10 | 28 | 11 | 0 | 0 | 1 | 0 | 0 | 0 | 0 | 0 | 0 | 0 | 0 | 1 |  | 10 | 28 | 10 | 27
| 7212 | 301 | 10 | 28 | 12 | 0 | 0 | 1 | 0 | 0 | 0 | 0 | 0 | 0 | 0 | 0 | 1 |  | 10 | 28 | 10 | 27
| 7213 | 301 | 10 | 28 | 13 | 0 | 0 | 1 | 0 | 0 | 0 | 0 | 0 | 0 | 0 | 0 | 1 |  | 10 | 28 | 10 | 27
| 7214 | 301 | 10 | 28 | 14 | 0 | 0 | 1 | 0 | 0 | 0 | 0 | 0 | 0 | 0 | 0 | 1 |  | 10 | 28 | 10 | 27
| 7215 | 301 | 10 | 28 | 15 | 0 | 0 | 1 | 0 | 0 | 0 | 0 | 0 | 0 | 0 | 0 | 1 |  | 10 | 28 | 10 | 27
| 7216 | 301 | 10 | 28 | 16 | 0 | 0 | 1 | 0 | 0 | 0 | 0 | 0 | 0 | 0 | 0 | 1 |  | 10 | 28 | 10 | 27
| 7217 | 301 | 10 | 28 | 17 | 0 | 0 | 1 | 0 | 0 | 0 | 0 | 0 | 0 | 0 | 0 | 1 |  | 10 | 28 | 10 | 27
| 7218 | 301 | 10 | 28 | 18 | 0 | 0 | 1 | 0 | 0 | 0 | 0 | 0 | 0 | 0 | 0 | 1 |  | 10 | 28 | 10 | 27
| 7219 | 301 | 10 | 28 | 19 | 0 | 0 | 1 | 0 | 0 | 0 | 0 | 0 | 0 | 0 | 0 | 1 |  | 10 | 28 | 10 | 27
| 7220 | 301 | 10 | 28 | 20 | 0 | 0 | 1 | 0 | 0 | 0 | 0 | 0 | 0 | 0 | 0 | 1 |  | 10 | 28 | 10 | 27
| 7221 | 301 | 10 | 28 | 21 | 0 | 0 | 1 | 0 | 0 | 0 | 0 | 0 | 0 | 0 | 0 | 1 |  | 10 | 28 | 10 | 27
| 7222 | 301 | 10 | 28 | 22 | 0 | 0 | 1 | 0 | 0 | 0 | 0 | 0 | 0 | 0 | 0 | 1 |  | 10 | 28 | 10 | 27
| 7223 | 301 | 10 | 28 | 23 | 0 | 0 | 1 | 0 | 0 | 0 | 0 | 0 | 0 | 0 | 0 | 1 |  | 10 | 28 | 10 | 27
| 7224 | 301 | 10 | 28 | 24 | 0 | 0 | 1 | 0 | 0 | 0 | 0 | 0 | 0 | 0 | 0 | 1 |  | 10 | 28 | 10 | 27
| 7225 | 302 | 10 | 29 | 1 | 0 | 0 | 0 | 0 | 0 | 0 | 0 | 0 | 0 | 0 | 0 | 1 |  | 10 | 29 | 10 | 28
| 7226 | 302 | 10 | 29 | 2 | 0 | 0 | 0 | 0 | 0 | 0 | 0 | 0 | 0 | 0 | 0 | 1 |  | 10 | 29 | 10 | 28
| 7227 | 302 | 10 | 29 | 3 | 0 | 0 | 0 | 0 | 0 | 0 | 0 | 0 | 0 | 0 | 0 | 1 |  | 10 | 29 | 10 | 28
| 7228 | 302 | 10 | 29 | 4 | 0 | 0 | 0 | 0 | 0 | 0 | 0 | 0 | 0 | 0 | 0 | 1 |  | 10 | 29 | 10 | 28
| 7229 | 302 | 10 | 29 | 5 | 0 | 0 | 0 | 0 | 0 | 0 | 0 | 0 | 0 | 0 | 0 | 1 |  | 10 | 29 | 10 | 28
| 7230 | 302 | 10 | 29 | 6 | 0 | 0 | 0 | 0 | 0 | 0 | 0 | 0 | 0 | 0 | 0 | 1 |  | 10 | 29 | 10 | 28
| 7231 | 302 | 10 | 29 | 7 | 0 | 0 | 0 | 0 | 0 | 0 | 0 | 0 | 0 | 0 | 0 | 1 |  | 10 | 29 | 10 | 28
| 7232 | 302 | 10 | 29 | 8 | 0 | 0 | 0 | 0 | 0 | 0 | 0 | 0 | 0 | 0 | 0 | 1 |  | 10 | 29 | 10 | 28
| 7233 | 302 | 10 | 29 | 9 | 0 | 0 | 0 | 0 | 0 | 0 | 0 | 0 | 0 | 0 | 0 | 1 |  | 10 | 29 | 10 | 28
| 7234 | 302 | 10 | 29 | 10 | 0 | 0 | 0 | 0 | 0 | 0 | 0 | 0 | 0 | 0 | 0 | 1 |  | 10 | 29 | 10 | 28
| 7235 | 302 | 10 | 29 | 11 | 0 | 0 | 0 | 0 | 0 | 0 | 0 | 0 | 0 | 0 | 0 | 1 |  | 10 | 29 | 10 | 28
| 7236 | 302 | 10 | 29 | 12 | 0 | 0 | 0 | 0 | 0 | 0 | 0 | 0 | 0 | 0 | 0 | 1 |  | 10 | 29 | 10 | 28
| 7237 | 302 | 10 | 29 | 13 | 0 | 0 | 0 | 0 | 0 | 0 | 0 | 0 | 0 | 0 | 0 | 1 |  | 10 | 29 | 10 | 28
| 7238 | 302 | 10 | 29 | 14 | 0 | 0 | 0 | 0 | 0 | 0 | 0 | 0 | 0 | 0 | 0 | 1 |  | 10 | 29 | 10 | 28
| 7239 | 302 | 10 | 29 | 15 | 0 | 0 | 0 | 0 | 0 | 0 | 0 | 0 | 0 | 0 | 0 | 1 |  | 10 | 29 | 10 | 28
| 7240 | 302 | 10 | 29 | 16 | 0 | 0 | 0 | 0 | 0 | 0 | 0 | 0 | 0 | 0 | 0 | 1 |  | 10 | 29 | 10 | 28
| 7241 | 302 | 10 | 29 | 17 | 0 | 0 | 0 | 0 | 0 | 0 | 0 | 0 | 0 | 0 | 0 | 1 |  | 10 | 29 | 10 | 28
| 7242 | 302 | 10 | 29 | 18 | 0 | 0 | 0 | 0 | 0 | 0 | 0 | 0 | 0 | 0 | 0 | 1 |  | 10 | 29 | 10 | 28
| 7243 | 302 | 10 | 29 | 19 | 0 | 0 | 0 | 0 | 0 | 0 | 0 | 0 | 0 | 0 | 0 | 1 |  | 10 | 29 | 10 | 28
| 7244 | 302 | 10 | 29 | 20 | 0 | 0 | 0 | 0 | 0 | 0 | 0 | 0 | 0 | 0 | 0 | 1 |  | 10 | 29 | 10 | 28
| 7245 | 302 | 10 | 29 | 21 | 0 | 0 | 0 | 0 | 0 | 0 | 0 | 0 | 0 | 0 | 0 | 1 |  | 10 | 29 | 10 | 28
| 7246 | 302 | 10 | 29 | 22 | 0 | 0 | 0 | 0 | 0 | 0 | 0 | 0 | 0 | 0 | 0 | 1 |  | 10 | 29 | 10 | 28
| 7247 | 302 | 10 | 29 | 23 | 0 | 0 | 0 | 0 | 0 | 0 | 0 | 0 | 0 | 0 | 0 | 1 |  | 10 | 29 | 10 | 28
| 7248 | 302 | 10 | 29 | 24 | 0 | 0 | 0 | 0 | 0 | 0 | 0 | 0 | 0 | 0 | 0 | 1 |  | 10 | 29 | 10 | 28
| 7249 | 303 | 10 | 30 | 1 | 0 | 0 | 0 | 0 | 0 | 0 | 0 | 0 | 0 | 0 | 0 | 1 |  | 10 | 30 | 10 | 29
| 7250 | 303 | 10 | 30 | 2 | 0 | 0 | 0 | 0 | 0 | 0 | 0 | 0 | 0 | 0 | 0 | 1 |  | 10 | 30 | 10 | 29
| 7251 | 303 | 10 | 30 | 3 | 0 | 0 | 0 | 0 | 0 | 0 | 0 | 0 | 0 | 0 | 0 | 1 |  | 10 | 30 | 10 | 29
| 7252 | 303 | 10 | 30 | 4 | 0 | 0 | 0 | 0 | 0 | 0 | 0 | 0 | 0 | 0 | 0 | 1 |  | 10 | 30 | 10 | 29
| 7253 | 303 | 10 | 30 | 5 | 0 | 0 | 0 | 0 | 0 | 0 | 0 | 0 | 0 | 0 | 0 | 1 |  | 10 | 30 | 10 | 29
| 7254 | 303 | 10 | 30 | 6 | 0 | 0 | 0 | 0 | 0 | 0 | 0 | 0 | 0 | 0 | 0 | 1 |  | 10 | 30 | 10 | 29
| 7255 | 303 | 10 | 30 | 7 | 0 | 0 | 0 | 0 | 0 | 0 | 0 | 0 | 0 | 0 | 0 | 1 |  | 10 | 30 | 10 | 29
| 7256 | 303 | 10 | 30 | 8 | 0 | 0 | 0 | 0 | 0 | 0 | 0 | 0 | 0 | 0 | 0 | 1 |  | 10 | 30 | 10 | 29
| 7257 | 303 | 10 | 30 | 9 | 0 | 0 | 0 | 0 | 0 | 0 | 0 | 0 | 0 | 0 | 0 | 1 |  | 10 | 30 | 10 | 29
| 7258 | 303 | 10 | 30 | 10 | 0 | 0 | 0 | 0 | 0 | 0 | 0 | 0 | 0 | 0 | 0 | 1 |  | 10 | 30 | 10 | 29
| 7259 | 303 | 10 | 30 | 11 | 0 | 0 | 0 | 0 | 0 | 0 | 0 | 0 | 0 | 0 | 0 | 1 |  | 10 | 30 | 10 | 29
| 7260 | 303 | 10 | 30 | 12 | 0 | 0 | 0 | 0 | 0 | 0 | 0 | 0 | 0 | 0 | 0 | 1 |  | 10 | 30 | 10 | 29
| 7261 | 303 | 10 | 30 | 13 | 0 | 0 | 0 | 0 | 0 | 0 | 0 | 0 | 0 | 0 | 0 | 1 |  | 10 | 30 | 10 | 29
| 7262 | 303 | 10 | 30 | 14 | 0 | 0 | 0 | 0 | 0 | 0 | 0 | 0 | 0 | 0 | 0 | 1 |  | 10 | 30 | 10 | 29
| 7263 | 303 | 10 | 30 | 15 | 0 | 0 | 0 | 0 | 0 | 0 | 0 | 0 | 0 | 0 | 0 | 1 |  | 10 | 30 | 10 | 29
| 7264 | 303 | 10 | 30 | 16 | 0 | 0 | 0 | 0 | 0 | 0 | 0 | 0 | 0 | 0 | 0 | 1 |  | 10 | 30 | 10 | 29
| 7265 | 303 | 10 | 30 | 17 | 0 | 0 | 0 | 0 | 0 | 0 | 0 | 0 | 0 | 0 | 0 | 1 |  | 10 | 30 | 10 | 29
| 7266 | 303 | 10 | 30 | 18 | 0 | 0 | 0 | 0 | 0 | 0 | 0 | 0 | 0 | 0 | 0 | 1 |  | 10 | 30 | 10 | 29
| 7267 | 303 | 10 | 30 | 19 | 0 | 0 | 0 | 0 | 0 | 0 | 0 | 0 | 0 | 0 | 0 | 1 |  | 10 | 30 | 10 | 29
| 7268 | 303 | 10 | 30 | 20 | 0 | 0 | 0 | 0 | 0 | 0 | 0 | 0 | 0 | 0 | 0 | 1 |  | 10 | 30 | 10 | 29
| 7269 | 303 | 10 | 30 | 21 | 0 | 0 | 0 | 0 | 0 | 0 | 0 | 0 | 0 | 0 | 0 | 1 |  | 10 | 30 | 10 | 29
| 7270 | 303 | 10 | 30 | 22 | 0 | 0 | 0 | 0 | 0 | 0 | 0 | 0 | 0 | 0 | 0 | 1 |  | 10 | 30 | 10 | 29
| 7271 | 303 | 10 | 30 | 23 | 0 | 0 | 0 | 0 | 0 | 0 | 0 | 0 | 0 | 0 | 0 | 1 |  | 10 | 30 | 10 | 29
| 7272 | 303 | 10 | 30 | 24 | 0 | 0 | 0 | 0 | 0 | 0 | 0 | 0 | 0 | 0 | 0 | 1 |  | 10 | 30 | 10 | 29
| 7273 | 304 | 10 | 31 | 1 | 0 | 0 | 1 | 0 | 0 | 0 | 0 | 0 | 0 | 0 | 0 | 1 |  | 10 | 31 | 10 | 30
| 7274 | 304 | 10 | 31 | 2 | 0 | 0 | 1 | 0 | 0 | 0 | 0 | 0 | 0 | 0 | 0 | 1 |  | 10 | 31 | 10 | 30
| 7275 | 304 | 10 | 31 | 3 | 0 | 0 | 1 | 0 | 0 | 0 | 0 | 0 | 0 | 0 | 0 | 1 |  | 10 | 31 | 10 | 30
| 7276 | 304 | 10 | 31 | 4 | 0 | 0 | 1 | 0 | 0 | 0 | 0 | 0 | 0 | 0 | 0 | 1 |  | 10 | 31 | 10 | 30
| 7277 | 304 | 10 | 31 | 5 | 0 | 0 | 1 | 0 | 0 | 0 | 0 | 0 | 0 | 0 | 0 | 1 |  | 10 | 31 | 10 | 30
| 7278 | 304 | 10 | 31 | 6 | 0 | 0 | 1 | 0 | 0 | 0 | 0 | 0 | 0 | 0 | 0 | 1 |  | 10 | 31 | 10 | 30
| 7279 | 304 | 10 | 31 | 7 | 0 | 0 | 1 | 0 | 0 | 0 | 0 | 0 | 0 | 0 | 0 | 1 |  | 10 | 31 | 10 | 30
| 7280 | 304 | 10 | 31 | 8 | 0 | 0 | 1 | 0 | 0 | 0 | 0 | 0 | 0 | 0 | 0 | 1 |  | 10 | 31 | 10 | 30
| 7281 | 304 | 10 | 31 | 9 | 0 | 0 | 1 | 0 | 0 | 0 | 0 | 0 | 0 | 0 | 0 | 1 |  | 10 | 31 | 10 | 30
| 7282 | 304 | 10 | 31 | 10 | 0 | 0 | 1 | 0 | 0 | 0 | 0 | 0 | 0 | 0 | 0 | 1 |  | 10 | 31 | 10 | 30
| 7283 | 304 | 10 | 31 | 11 | 0 | 0 | 1 | 0 | 0 | 0 | 0 | 0 | 0 | 0 | 0 | 1 |  | 10 | 31 | 10 | 30
| 7284 | 304 | 10 | 31 | 12 | 0 | 0 | 1 | 0 | 0 | 0 | 0 | 0 | 0 | 0 | 0 | 1 |  | 10 | 31 | 10 | 30
| 7285 | 304 | 10 | 31 | 13 | 0 | 0 | 1 | 0 | 0 | 0 | 0 | 0 | 0 | 0 | 0 | 1 |  | 10 | 31 | 10 | 30
| 7286 | 304 | 10 | 31 | 14 | 0 | 0 | 1 | 0 | 0 | 0 | 0 | 0 | 0 | 0 | 0 | 1 |  | 10 | 31 | 10 | 30
| 7287 | 304 | 10 | 31 | 15 | 0 | 0 | 1 | 0 | 0 | 0 | 0 | 0 | 0 | 0 | 0 | 1 |  | 10 | 31 | 10 | 30
| 7288 | 304 | 10 | 31 | 16 | 0 | 0 | 1 | 0 | 0 | 0 | 0 | 0 | 0 | 0 | 0 | 1 |  | 10 | 31 | 10 | 30
| 7289 | 304 | 10 | 31 | 17 | 0 | 0 | 1 | 0 | 0 | 0 | 0 | 0 | 0 | 0 | 0 | 1 |  | 10 | 31 | 10 | 30
| 7290 | 304 | 10 | 31 | 18 | 0 | 0 | 1 | 0 | 0 | 0 | 0 | 0 | 0 | 0 | 0 | 1 |  | 10 | 31 | 10 | 30
| 7291 | 304 | 10 | 31 | 19 | 0 | 0 | 1 | 0 | 0 | 0 | 0 | 0 | 0 | 0 | 0 | 1 |  | 10 | 31 | 10 | 30
| 7292 | 304 | 10 | 31 | 20 | 0 | 0 | 1 | 0 | 0 | 0 | 0 | 0 | 0 | 0 | 0 | 1 |  | 10 | 31 | 10 | 30
| 7293 | 304 | 10 | 31 | 21 | 0 | 0 | 1 | 0 | 0 | 0 | 0 | 0 | 0 | 0 | 0 | 1 |  | 10 | 31 | 10 | 30
| 7294 | 304 | 10 | 31 | 22 | 0 | 0 | 1 | 0 | 0 | 0 | 0 | 0 | 0 | 0 | 0 | 1 |  | 10 | 31 | 10 | 30
| 7295 | 304 | 10 | 31 | 23 | 0 | 0 | 1 | 0 | 0 | 0 | 0 | 0 | 0 | 0 | 0 | 1 |  | 10 | 31 | 10 | 30
| 7296 | 304 | 10 | 31 | 24 | 0 | 0 | 1 | 0 | 0 | 0 | 0 | 0 | 0 | 0 | 0 | 1 |  | 10 | 31 | 10 | 30
| 7297 | 305 | 11 | 1 | 1 | 0 | 0 | 1 | 0 | 0 | 0 | 0 | 0 | 0 | 0 | 0 | 1 |  | 11 | 1 | 10 | 31
| 7298 | 305 | 11 | 1 | 2 | 0 | 0 | 1 | 0 | 0 | 0 | 0 | 0 | 0 | 0 | 0 | 1 |  | 11 | 1 | 10 | 31
| 7299 | 305 | 11 | 1 | 3 | 0 | 0 | 1 | 0 | 0 | 0 | 0 | 0 | 0 | 0 | 0 | 1 |  | 11 | 1 | 10 | 31
| 7300 | 305 | 11 | 1 | 4 | 0 | 0 | 1 | 0 | 0 | 0 | 0 | 0 | 0 | 0 | 0 | 1 |  | 11 | 1 | 10 | 31
| 7301 | 305 | 11 | 1 | 5 | 0 | 0 | 1 | 0 | 0 | 0 | 0 | 0 | 0 | 0 | 0 | 1 |  | 11 | 1 | 10 | 31
| 7302 | 305 | 11 | 1 | 6 | 0 | 0 | 1 | 0 | 0 | 0 | 0 | 0 | 0 | 0 | 0 | 1 |  | 11 | 1 | 10 | 31
| 7303 | 305 | 11 | 1 | 7 | 0 | 0 | 1 | 0 | 0 | 0 | 0 | 0 | 0 | 0 | 0 | 1 |  | 11 | 1 | 10 | 31
| 7304 | 305 | 11 | 1 | 8 | 0 | 0 | 1 | 0 | 0 | 0 | 0 | 0 | 0 | 0 | 0 | 1 |  | 11 | 1 | 10 | 31
| 7305 | 305 | 11 | 1 | 9 | 0 | 0 | 1 | 0 | 0 | 0 | 0 | 0 | 0 | 0 | 0 | 1 |  | 11 | 1 | 10 | 31
| 7306 | 305 | 11 | 1 | 10 | 0 | 0 | 1 | 0 | 0 | 0 | 0 | 0 | 0 | 0 | 0 | 1 |  | 11 | 1 | 10 | 31
| 7307 | 305 | 11 | 1 | 11 | 0 | 0 | 1 | 0 | 0 | 0 | 0 | 0 | 0 | 0 | 0 | 1 |  | 11 | 1 | 10 | 31
| 7308 | 305 | 11 | 1 | 12 | 0 | 0 | 1 | 0 | 0 | 0 | 0 | 0 | 0 | 0 | 0 | 1 |  | 11 | 1 | 10 | 31
| 7309 | 305 | 11 | 1 | 13 | 0 | 0 | 1 | 0 | 0 | 0 | 0 | 0 | 0 | 0 | 0 | 1 |  | 11 | 1 | 10 | 31
| 7310 | 305 | 11 | 1 | 14 | 0 | 0 | 1 | 0 | 0 | 0 | 0 | 0 | 0 | 0 | 0 | 1 |  | 11 | 1 | 10 | 31
| 7311 | 305 | 11 | 1 | 15 | 0 | 0 | 1 | 0 | 0 | 0 | 0 | 0 | 0 | 0 | 0 | 1 |  | 11 | 1 | 10 | 31
| 7312 | 305 | 11 | 1 | 16 | 0 | 0 | 1 | 0 | 0 | 0 | 0 | 0 | 0 | 0 | 0 | 1 |  | 11 | 1 | 10 | 31
| 7313 | 305 | 11 | 1 | 17 | 0 | 0 | 1 | 0 | 0 | 0 | 0 | 0 | 0 | 0 | 0 | 1 |  | 11 | 1 | 10 | 31
| 7314 | 305 | 11 | 1 | 18 | 0 | 0 | 1 | 0 | 0 | 0 | 0 | 0 | 0 | 0 | 0 | 1 |  | 11 | 1 | 10 | 31
| 7315 | 305 | 11 | 1 | 19 | 0 | 0 | 1 | 0 | 0 | 0 | 0 | 0 | 0 | 0 | 0 | 1 |  | 11 | 1 | 10 | 31
| 7316 | 305 | 11 | 1 | 20 | 0 | 0 | 1 | 0 | 0 | 0 | 0 | 0 | 0 | 0 | 0 | 1 |  | 11 | 1 | 10 | 31
| 7317 | 305 | 11 | 1 | 21 | 0 | 0 | 1 | 0 | 0 | 0 | 0 | 0 | 0 | 0 | 0 | 1 |  | 11 | 1 | 10 | 31
| 7318 | 305 | 11 | 1 | 22 | 0 | 0 | 1 | 0 | 0 | 0 | 0 | 0 | 0 | 0 | 0 | 1 |  | 11 | 1 | 10 | 31
| 7319 | 305 | 11 | 1 | 23 | 0 | 0 | 1 | 0 | 0 | 0 | 0 | 0 | 0 | 0 | 0 | 1 |  | 11 | 1 | 10 | 31
| 7320 | 305 | 11 | 1 | 24 | 0 | 0 | 1 | 0 | 0 | 0 | 0 | 0 | 0 | 0 | 0 | 1 |  | 11 | 1 | 10 | 31
| 7321 | 306 | 11 | 2 | 1 | 0 | 0 | 1 | 0 | 0 | 0 | 0 | 0 | 0 | 0 | 0 | 1 |  | 11 | 2 | 11 | 1
| 7322 | 306 | 11 | 2 | 2 | 0 | 0 | 1 | 0 | 0 | 0 | 0 | 0 | 0 | 0 | 0 | 1 |  | 11 | 2 | 11 | 1
| 7323 | 306 | 11 | 2 | 3 | 0 | 0 | 1 | 0 | 0 | 0 | 0 | 0 | 0 | 0 | 0 | 1 |  | 11 | 2 | 11 | 1
| 7324 | 306 | 11 | 2 | 4 | 0 | 0 | 1 | 0 | 0 | 0 | 0 | 0 | 0 | 0 | 0 | 1 |  | 11 | 2 | 11 | 1
| 7325 | 306 | 11 | 2 | 5 | 0 | 0 | 1 | 0 | 0 | 0 | 0 | 0 | 0 | 0 | 0 | 1 |  | 11 | 2 | 11 | 1
| 7326 | 306 | 11 | 2 | 6 | 0 | 0 | 1 | 0 | 0 | 0 | 0 | 0 | 0 | 0 | 0 | 1 |  | 11 | 2 | 11 | 1
| 7327 | 306 | 11 | 2 | 7 | 0 | 0 | 1 | 0 | 0 | 0 | 0 | 0 | 0 | 0 | 0 | 1 |  | 11 | 2 | 11 | 1
| 7328 | 306 | 11 | 2 | 8 | 0 | 0 | 1 | 0 | 0 | 0 | 0 | 0 | 0 | 0 | 0 | 1 |  | 11 | 2 | 11 | 1
| 7329 | 306 | 11 | 2 | 9 | 0 | 0 | 1 | 0 | 0 | 0 | 0 | 0 | 0 | 0 | 0 | 1 |  | 11 | 2 | 11 | 1
| 7330 | 306 | 11 | 2 | 10 | 0 | 0 | 1 | 0 | 0 | 0 | 0 | 0 | 0 | 0 | 0 | 1 |  | 11 | 2 | 11 | 1
| 7331 | 306 | 11 | 2 | 11 | 0 | 0 | 1 | 0 | 0 | 0 | 0 | 0 | 0 | 0 | 0 | 1 |  | 11 | 2 | 11 | 1
| 7332 | 306 | 11 | 2 | 12 | 0 | 0 | 1 | 0 | 0 | 0 | 0 | 0 | 0 | 0 | 0 | 1 |  | 11 | 2 | 11 | 1
| 7333 | 306 | 11 | 2 | 13 | 0 | 0 | 1 | 0 | 0 | 0 | 0 | 0 | 0 | 0 | 0 | 1 |  | 11 | 2 | 11 | 1
| 7334 | 306 | 11 | 2 | 14 | 0 | 0 | 1 | 0 | 0 | 0 | 0 | 0 | 0 | 0 | 0 | 1 |  | 11 | 2 | 11 | 1
| 7335 | 306 | 11 | 2 | 15 | 0 | 0 | 1 | 0 | 0 | 0 | 0 | 0 | 0 | 0 | 0 | 1 |  | 11 | 2 | 11 | 1
| 7336 | 306 | 11 | 2 | 16 | 0 | 0 | 1 | 0 | 0 | 0 | 0 | 0 | 0 | 0 | 0 | 1 |  | 11 | 2 | 11 | 1
| 7337 | 306 | 11 | 2 | 17 | 0 | 0 | 1 | 0 | 0 | 0 | 0 | 0 | 0 | 0 | 0 | 1 |  | 11 | 2 | 11 | 1
| 7338 | 306 | 11 | 2 | 18 | 0 | 0 | 1 | 0 | 0 | 0 | 0 | 0 | 0 | 0 | 0 | 1 |  | 11 | 2 | 11 | 1
| 7339 | 306 | 11 | 2 | 19 | 0 | 0 | 1 | 0 | 0 | 0 | 0 | 0 | 0 | 0 | 0 | 1 |  | 11 | 2 | 11 | 1
| 7340 | 306 | 11 | 2 | 20 | 0 | 0 | 1 | 0 | 0 | 0 | 0 | 0 | 0 | 0 | 0 | 1 |  | 11 | 2 | 11 | 1
| 7341 | 306 | 11 | 2 | 21 | 0 | 0 | 1 | 0 | 0 | 0 | 0 | 0 | 0 | 0 | 0 | 1 |  | 11 | 2 | 11 | 1
| 7342 | 306 | 11 | 2 | 22 | 0 | 0 | 1 | 0 | 0 | 0 | 0 | 0 | 0 | 0 | 0 | 1 |  | 11 | 2 | 11 | 1
| 7343 | 306 | 11 | 2 | 23 | 0 | 0 | 1 | 0 | 0 | 0 | 0 | 0 | 0 | 0 | 0 | 1 |  | 11 | 2 | 11 | 1
| 7344 | 306 | 11 | 2 | 24 | 0 | 0 | 1 | 0 | 0 | 0 | 0 | 0 | 0 | 0 | 0 | 1 |  | 11 | 2 | 11 | 1
| 7345 | 307 | 11 | 3 | 1 | 0 | 0 | 1 | 0 | 0 | 0 | 0 | 0 | 0 | 0 | 0 | 1 |  | 11 | 3 | 11 | 2
| 7346 | 307 | 11 | 3 | 2 | 0 | 0 | 1 | 0 | 0 | 0 | 0 | 0 | 0 | 0 | 0 | 1 |  | 11 | 3 | 11 | 2
| 7347 | 307 | 11 | 3 | 3 | 0 | 0 | 1 | 0 | 0 | 0 | 0 | 0 | 0 | 0 | 0 | 1 |  | 11 | 3 | 11 | 2
| 7348 | 307 | 11 | 3 | 4 | 0 | 0 | 1 | 0 | 0 | 0 | 0 | 0 | 0 | 0 | 0 | 1 |  | 11 | 3 | 11 | 2
| 7349 | 307 | 11 | 3 | 5 | 0 | 0 | 1 | 0 | 0 | 0 | 0 | 0 | 0 | 0 | 0 | 1 |  | 11 | 3 | 11 | 2
| 7350 | 307 | 11 | 3 | 6 | 0 | 0 | 1 | 0 | 0 | 0 | 0 | 0 | 0 | 0 | 0 | 1 |  | 11 | 3 | 11 | 2
| 7351 | 307 | 11 | 3 | 7 | 0 | 0 | 1 | 0 | 0 | 0 | 0 | 0 | 0 | 0 | 0 | 1 |  | 11 | 3 | 11 | 2
| 7352 | 307 | 11 | 3 | 8 | 0 | 0 | 1 | 0 | 0 | 0 | 0 | 0 | 0 | 0 | 0 | 1 |  | 11 | 3 | 11 | 2
| 7353 | 307 | 11 | 3 | 9 | 0 | 0 | 1 | 0 | 0 | 0 | 0 | 0 | 0 | 0 | 0 | 1 |  | 11 | 3 | 11 | 2
| 7354 | 307 | 11 | 3 | 10 | 0 | 0 | 1 | 0 | 0 | 0 | 0 | 0 | 0 | 0 | 0 | 1 |  | 11 | 3 | 11 | 2
| 7355 | 307 | 11 | 3 | 11 | 0 | 0 | 1 | 0 | 0 | 0 | 0 | 0 | 0 | 0 | 0 | 1 |  | 11 | 3 | 11 | 2
| 7356 | 307 | 11 | 3 | 12 | 0 | 0 | 1 | 0 | 0 | 0 | 0 | 0 | 0 | 0 | 0 | 1 |  | 11 | 3 | 11 | 2
| 7357 | 307 | 11 | 3 | 13 | 0 | 0 | 1 | 0 | 0 | 0 | 0 | 0 | 0 | 0 | 0 | 1 |  | 11 | 3 | 11 | 2
| 7358 | 307 | 11 | 3 | 14 | 0 | 0 | 1 | 0 | 0 | 0 | 0 | 0 | 0 | 0 | 0 | 1 |  | 11 | 3 | 11 | 2
| 7359 | 307 | 11 | 3 | 15 | 0 | 0 | 1 | 0 | 0 | 0 | 0 | 0 | 0 | 0 | 0 | 1 |  | 11 | 3 | 11 | 2
| 7360 | 307 | 11 | 3 | 16 | 0 | 0 | 1 | 0 | 0 | 0 | 0 | 0 | 0 | 0 | 0 | 1 |  | 11 | 3 | 11 | 2
| 7361 | 307 | 11 | 3 | 17 | 0 | 0 | 1 | 0 | 0 | 0 | 0 | 0 | 0 | 0 | 0 | 1 |  | 11 | 3 | 11 | 2
| 7362 | 307 | 11 | 3 | 18 | 0 | 0 | 1 | 0 | 0 | 0 | 0 | 0 | 0 | 0 | 0 | 1 |  | 11 | 3 | 11 | 2
| 7363 | 307 | 11 | 3 | 19 | 0 | 0 | 1 | 0 | 0 | 0 | 0 | 0 | 0 | 0 | 0 | 1 |  | 11 | 3 | 11 | 2
| 7364 | 307 | 11 | 3 | 20 | 0 | 0 | 1 | 0 | 0 | 0 | 0 | 0 | 0 | 0 | 0 | 1 |  | 11 | 3 | 11 | 2
| 7365 | 307 | 11 | 3 | 21 | 0 | 0 | 1 | 0 | 0 | 0 | 0 | 0 | 0 | 0 | 0 | 1 |  | 11 | 3 | 11 | 2
| 7366 | 307 | 11 | 3 | 22 | 0 | 0 | 1 | 0 | 0 | 0 | 0 | 0 | 0 | 0 | 0 | 1 |  | 11 | 3 | 11 | 2
| 7367 | 307 | 11 | 3 | 23 | 0 | 0 | 1 | 0 | 0 | 0 | 0 | 0 | 0 | 0 | 0 | 1 |  | 11 | 3 | 11 | 2
| 7368 | 307 | 11 | 3 | 24 | 0 | 0 | 1 | 0 | 0 | 0 | 0 | 0 | 0 | 0 | 0 | 1 |  | 11 | 3 | 11 | 2
| 7369 | 308 | 11 | 4 | 1 | 0 | 0 | 1 | 0 | 0 | 0 | 0 | 0 | 0 | 0 | 0 | 1 |  | 11 | 4 | 11 | 3
| 7370 | 308 | 11 | 4 | 2 | 0 | 0 | 1 | 0 | 0 | 0 | 0 | 0 | 0 | 0 | 0 | 1 |  | 11 | 4 | 11 | 3
| 7371 | 308 | 11 | 4 | 3 | 0 | 0 | 1 | 0 | 0 | 0 | 0 | 0 | 0 | 0 | 0 | 1 |  | 11 | 4 | 11 | 3
| 7372 | 308 | 11 | 4 | 4 | 0 | 0 | 1 | 0 | 0 | 0 | 0 | 0 | 0 | 0 | 0 | 1 |  | 11 | 4 | 11 | 3
| 7373 | 308 | 11 | 4 | 5 | 0 | 0 | 1 | 0 | 0 | 0 | 0 | 0 | 0 | 0 | 0 | 1 |  | 11 | 4 | 11 | 3
| 7374 | 308 | 11 | 4 | 6 | 0 | 0 | 1 | 0 | 0 | 0 | 0 | 0 | 0 | 0 | 0 | 1 |  | 11 | 4 | 11 | 3
| 7375 | 308 | 11 | 4 | 7 | 0 | 0 | 1 | 0 | 0 | 0 | 0 | 0 | 0 | 0 | 0 | 1 |  | 11 | 4 | 11 | 3
| 7376 | 308 | 11 | 4 | 8 | 0 | 0 | 1 | 0 | 0 | 0 | 0 | 0 | 0 | 0 | 0 | 1 |  | 11 | 4 | 11 | 3
| 7377 | 308 | 11 | 4 | 9 | 0 | 0 | 1 | 0 | 0 | 0 | 0 | 0 | 0 | 0 | 0 | 1 |  | 11 | 4 | 11 | 3
| 7378 | 308 | 11 | 4 | 10 | 0 | 0 | 1 | 0 | 0 | 0 | 0 | 0 | 0 | 0 | 0 | 1 |  | 11 | 4 | 11 | 3
| 7379 | 308 | 11 | 4 | 11 | 0 | 0 | 1 | 0 | 0 | 0 | 0 | 0 | 0 | 0 | 0 | 1 |  | 11 | 4 | 11 | 3
| 7380 | 308 | 11 | 4 | 12 | 0 | 0 | 1 | 0 | 0 | 0 | 0 | 0 | 0 | 0 | 0 | 1 |  | 11 | 4 | 11 | 3
| 7381 | 308 | 11 | 4 | 13 | 0 | 0 | 1 | 0 | 0 | 0 | 0 | 0 | 0 | 0 | 0 | 1 |  | 11 | 4 | 11 | 3
| 7382 | 308 | 11 | 4 | 14 | 0 | 0 | 1 | 0 | 0 | 0 | 0 | 0 | 0 | 0 | 0 | 1 |  | 11 | 4 | 11 | 3
| 7383 | 308 | 11 | 4 | 15 | 0 | 0 | 1 | 0 | 0 | 0 | 0 | 0 | 0 | 0 | 0 | 1 |  | 11 | 4 | 11 | 3
| 7384 | 308 | 11 | 4 | 16 | 0 | 0 | 1 | 0 | 0 | 0 | 0 | 0 | 0 | 0 | 0 | 1 |  | 11 | 4 | 11 | 3
| 7385 | 308 | 11 | 4 | 17 | 0 | 0 | 1 | 0 | 0 | 0 | 0 | 0 | 0 | 0 | 0 | 1 |  | 11 | 4 | 11 | 3
| 7386 | 308 | 11 | 4 | 18 | 0 | 0 | 1 | 0 | 0 | 0 | 0 | 0 | 0 | 0 | 0 | 1 |  | 11 | 4 | 11 | 3
| 7387 | 308 | 11 | 4 | 19 | 0 | 0 | 1 | 0 | 0 | 0 | 0 | 0 | 0 | 0 | 0 | 1 |  | 11 | 4 | 11 | 3
| 7388 | 308 | 11 | 4 | 20 | 0 | 0 | 1 | 0 | 0 | 0 | 0 | 0 | 0 | 0 | 0 | 1 |  | 11 | 4 | 11 | 3
| 7389 | 308 | 11 | 4 | 21 | 0 | 0 | 1 | 0 | 0 | 0 | 0 | 0 | 0 | 0 | 0 | 1 |  | 11 | 4 | 11 | 3
| 7390 | 308 | 11 | 4 | 22 | 0 | 0 | 1 | 0 | 0 | 0 | 0 | 0 | 0 | 0 | 0 | 1 |  | 11 | 4 | 11 | 3
| 7391 | 308 | 11 | 4 | 23 | 0 | 0 | 1 | 0 | 0 | 0 | 0 | 0 | 0 | 0 | 0 | 1 |  | 11 | 4 | 11 | 3
| 7392 | 308 | 11 | 4 | 24 | 0 | 0 | 1 | 0 | 0 | 0 | 0 | 0 | 0 | 0 | 0 | 1 |  | 11 | 4 | 11 | 3
| 7393 | 309 | 11 | 5 | 1 | 0 | 0 | 0 | 0 | 0 | 0 | 0 | 0 | 0 | 0 | 0 | 1 |  | 11 | 5 | 11 | 4
| 7394 | 309 | 11 | 5 | 2 | 0 | 0 | 0 | 0 | 0 | 0 | 0 | 0 | 0 | 0 | 0 | 1 |  | 11 | 5 | 11 | 4
| 7395 | 309 | 11 | 5 | 3 | 0 | 0 | 0 | 0 | 0 | 0 | 0 | 0 | 0 | 0 | 0 | 1 |  | 11 | 5 | 11 | 4
| 7396 | 309 | 11 | 5 | 4 | 0 | 0 | 0 | 0 | 0 | 0 | 0 | 0 | 0 | 0 | 0 | 1 |  | 11 | 5 | 11 | 4
| 7397 | 309 | 11 | 5 | 5 | 0 | 0 | 0 | 0 | 0 | 0 | 0 | 0 | 0 | 0 | 0 | 1 |  | 11 | 5 | 11 | 4
| 7398 | 309 | 11 | 5 | 6 | 0 | 0 | 0 | 0 | 0 | 0 | 0 | 0 | 0 | 0 | 0 | 1 |  | 11 | 5 | 11 | 4
| 7399 | 309 | 11 | 5 | 7 | 0 | 0 | 0 | 0 | 0 | 0 | 0 | 0 | 0 | 0 | 0 | 1 |  | 11 | 5 | 11 | 4
| 7400 | 309 | 11 | 5 | 8 | 0 | 0 | 0 | 0 | 0 | 0 | 0 | 0 | 0 | 0 | 0 | 1 |  | 11 | 5 | 11 | 4
| 7401 | 309 | 11 | 5 | 9 | 0 | 0 | 0 | 0 | 0 | 0 | 0 | 0 | 0 | 0 | 0 | 1 |  | 11 | 5 | 11 | 4
| 7402 | 309 | 11 | 5 | 10 | 0 | 0 | 0 | 0 | 0 | 0 | 0 | 0 | 0 | 0 | 0 | 1 |  | 11 | 5 | 11 | 4
| 7403 | 309 | 11 | 5 | 11 | 0 | 0 | 0 | 0 | 0 | 0 | 0 | 0 | 0 | 0 | 0 | 1 |  | 11 | 5 | 11 | 4
| 7404 | 309 | 11 | 5 | 12 | 0 | 0 | 0 | 0 | 0 | 0 | 0 | 0 | 0 | 0 | 0 | 1 |  | 11 | 5 | 11 | 4
| 7405 | 309 | 11 | 5 | 13 | 0 | 0 | 0 | 0 | 0 | 0 | 0 | 0 | 0 | 0 | 0 | 1 |  | 11 | 5 | 11 | 4
| 7406 | 309 | 11 | 5 | 14 | 0 | 0 | 0 | 0 | 0 | 0 | 0 | 0 | 0 | 0 | 0 | 1 |  | 11 | 5 | 11 | 4
| 7407 | 309 | 11 | 5 | 15 | 0 | 0 | 0 | 0 | 0 | 0 | 0 | 0 | 0 | 0 | 0 | 1 |  | 11 | 5 | 11 | 4
| 7408 | 309 | 11 | 5 | 16 | 0 | 0 | 0 | 0 | 0 | 0 | 0 | 0 | 0 | 0 | 0 | 1 |  | 11 | 5 | 11 | 4
| 7409 | 309 | 11 | 5 | 17 | 0 | 0 | 0 | 0 | 0 | 0 | 0 | 0 | 0 | 0 | 0 | 1 |  | 11 | 5 | 11 | 4
| 7410 | 309 | 11 | 5 | 18 | 0 | 0 | 0 | 0 | 0 | 0 | 0 | 0 | 0 | 0 | 0 | 1 |  | 11 | 5 | 11 | 4
| 7411 | 309 | 11 | 5 | 19 | 0 | 0 | 0 | 0 | 0 | 0 | 0 | 0 | 0 | 0 | 0 | 1 |  | 11 | 5 | 11 | 4
| 7412 | 309 | 11 | 5 | 20 | 0 | 0 | 0 | 0 | 0 | 0 | 0 | 0 | 0 | 0 | 0 | 1 |  | 11 | 5 | 11 | 4
| 7413 | 309 | 11 | 5 | 21 | 0 | 0 | 0 | 0 | 0 | 0 | 0 | 0 | 0 | 0 | 0 | 1 |  | 11 | 5 | 11 | 4
| 7414 | 309 | 11 | 5 | 22 | 0 | 0 | 0 | 0 | 0 | 0 | 0 | 0 | 0 | 0 | 0 | 1 |  | 11 | 5 | 11 | 4
| 7415 | 309 | 11 | 5 | 23 | 0 | 0 | 0 | 0 | 0 | 0 | 0 | 0 | 0 | 0 | 0 | 1 |  | 11 | 5 | 11 | 4
| 7416 | 309 | 11 | 5 | 24 | 0 | 0 | 0 | 0 | 0 | 0 | 0 | 0 | 0 | 0 | 0 | 1 |  | 11 | 5 | 11 | 4
| 7417 | 310 | 11 | 6 | 1 | 0 | 0 | 0 | 0 | 0 | 0 | 0 | 0 | 0 | 0 | 0 | 1 |  | 11 | 6 | 11 | 5
| 7418 | 310 | 11 | 6 | 2 | 0 | 0 | 0 | 0 | 0 | 0 | 0 | 0 | 0 | 0 | 0 | 1 |  | 11 | 6 | 11 | 5
| 7419 | 310 | 11 | 6 | 3 | 0 | 0 | 0 | 0 | 0 | 0 | 0 | 0 | 0 | 0 | 0 | 1 |  | 11 | 6 | 11 | 5
| 7420 | 310 | 11 | 6 | 4 | 0 | 0 | 0 | 0 | 0 | 0 | 0 | 0 | 0 | 0 | 0 | 1 |  | 11 | 6 | 11 | 5
| 7421 | 310 | 11 | 6 | 5 | 0 | 0 | 0 | 0 | 0 | 0 | 0 | 0 | 0 | 0 | 0 | 1 |  | 11 | 6 | 11 | 5
| 7422 | 310 | 11 | 6 | 6 | 0 | 0 | 0 | 0 | 0 | 0 | 0 | 0 | 0 | 0 | 0 | 1 |  | 11 | 6 | 11 | 5
| 7423 | 310 | 11 | 6 | 7 | 0 | 0 | 0 | 0 | 0 | 0 | 0 | 0 | 0 | 0 | 0 | 1 |  | 11 | 6 | 11 | 5
| 7424 | 310 | 11 | 6 | 8 | 0 | 0 | 0 | 0 | 0 | 0 | 0 | 0 | 0 | 0 | 0 | 1 |  | 11 | 6 | 11 | 5
| 7425 | 310 | 11 | 6 | 9 | 0 | 0 | 0 | 0 | 0 | 0 | 0 | 0 | 0 | 0 | 0 | 1 |  | 11 | 6 | 11 | 5
| 7426 | 310 | 11 | 6 | 10 | 0 | 0 | 0 | 0 | 0 | 0 | 0 | 0 | 0 | 0 | 0 | 1 |  | 11 | 6 | 11 | 5
| 7427 | 310 | 11 | 6 | 11 | 0 | 0 | 0 | 0 | 0 | 0 | 0 | 0 | 0 | 0 | 0 | 1 |  | 11 | 6 | 11 | 5
| 7428 | 310 | 11 | 6 | 12 | 0 | 0 | 0 | 0 | 0 | 0 | 0 | 0 | 0 | 0 | 0 | 1 |  | 11 | 6 | 11 | 5
| 7429 | 310 | 11 | 6 | 13 | 0 | 0 | 0 | 0 | 0 | 0 | 0 | 0 | 0 | 0 | 0 | 1 |  | 11 | 6 | 11 | 5
| 7430 | 310 | 11 | 6 | 14 | 0 | 0 | 0 | 0 | 0 | 0 | 0 | 0 | 0 | 0 | 0 | 1 |  | 11 | 6 | 11 | 5
| 7431 | 310 | 11 | 6 | 15 | 0 | 0 | 0 | 0 | 0 | 0 | 0 | 0 | 0 | 0 | 0 | 1 |  | 11 | 6 | 11 | 5
| 7432 | 310 | 11 | 6 | 16 | 0 | 0 | 0 | 0 | 0 | 0 | 0 | 0 | 0 | 0 | 0 | 1 |  | 11 | 6 | 11 | 5
| 7433 | 310 | 11 | 6 | 17 | 0 | 0 | 0 | 0 | 0 | 0 | 0 | 0 | 0 | 0 | 0 | 1 |  | 11 | 6 | 11 | 5
| 7434 | 310 | 11 | 6 | 18 | 0 | 0 | 0 | 0 | 0 | 0 | 0 | 0 | 0 | 0 | 0 | 1 |  | 11 | 6 | 11 | 5
| 7435 | 310 | 11 | 6 | 19 | 0 | 0 | 0 | 0 | 0 | 0 | 0 | 0 | 0 | 0 | 0 | 1 |  | 11 | 6 | 11 | 5
| 7436 | 310 | 11 | 6 | 20 | 0 | 0 | 0 | 0 | 0 | 0 | 0 | 0 | 0 | 0 | 0 | 1 |  | 11 | 6 | 11 | 5
| 7437 | 310 | 11 | 6 | 21 | 0 | 0 | 0 | 0 | 0 | 0 | 0 | 0 | 0 | 0 | 0 | 1 |  | 11 | 6 | 11 | 5
| 7438 | 310 | 11 | 6 | 22 | 0 | 0 | 0 | 0 | 0 | 0 | 0 | 0 | 0 | 0 | 0 | 1 |  | 11 | 6 | 11 | 5
| 7439 | 310 | 11 | 6 | 23 | 0 | 0 | 0 | 0 | 0 | 0 | 0 | 0 | 0 | 0 | 0 | 1 |  | 11 | 6 | 11 | 5
| 7440 | 310 | 11 | 6 | 24 | 0 | 0 | 0 | 0 | 0 | 0 | 0 | 0 | 0 | 0 | 0 | 1 |  | 11 | 6 | 11 | 5
| 7441 | 311 | 11 | 7 | 1 | 0 | 0 | 1 | 0 | 0 | 0 | 0 | 0 | 0 | 0 | 0 | 1 |  | 11 | 7 | 11 | 6
| 7442 | 311 | 11 | 7 | 2 | 0 | 0 | 1 | 0 | 0 | 0 | 0 | 0 | 0 | 0 | 0 | 1 |  | 11 | 7 | 11 | 6
| 7443 | 311 | 11 | 7 | 3 | 0 | 0 | 1 | 0 | 0 | 0 | 0 | 0 | 0 | 0 | 0 | 1 |  | 11 | 7 | 11 | 6
| 7444 | 311 | 11 | 7 | 4 | 0 | 0 | 1 | 0 | 0 | 0 | 0 | 0 | 0 | 0 | 0 | 1 |  | 11 | 7 | 11 | 6
| 7445 | 311 | 11 | 7 | 5 | 0 | 0 | 1 | 0 | 0 | 0 | 0 | 0 | 0 | 0 | 0 | 1 |  | 11 | 7 | 11 | 6
| 7446 | 311 | 11 | 7 | 6 | 0 | 0 | 1 | 0 | 0 | 0 | 0 | 0 | 0 | 0 | 0 | 1 |  | 11 | 7 | 11 | 6
| 7447 | 311 | 11 | 7 | 7 | 0 | 0 | 1 | 0 | 0 | 0 | 0 | 0 | 0 | 0 | 0 | 1 |  | 11 | 7 | 11 | 6
| 7448 | 311 | 11 | 7 | 8 | 0 | 0 | 1 | 0 | 0 | 0 | 0 | 0 | 0 | 0 | 0 | 1 |  | 11 | 7 | 11 | 6
| 7449 | 311 | 11 | 7 | 9 | 0 | 0 | 1 | 0 | 0 | 0 | 0 | 0 | 0 | 0 | 0 | 1 |  | 11 | 7 | 11 | 6
| 7450 | 311 | 11 | 7 | 10 | 0 | 0 | 1 | 0 | 0 | 0 | 0 | 0 | 0 | 0 | 0 | 1 |  | 11 | 7 | 11 | 6
| 7451 | 311 | 11 | 7 | 11 | 0 | 0 | 1 | 0 | 0 | 0 | 0 | 0 | 0 | 0 | 0 | 1 |  | 11 | 7 | 11 | 6
| 7452 | 311 | 11 | 7 | 12 | 0 | 0 | 1 | 0 | 0 | 0 | 0 | 0 | 0 | 0 | 0 | 1 |  | 11 | 7 | 11 | 6
| 7453 | 311 | 11 | 7 | 13 | 0 | 0 | 1 | 0 | 0 | 0 | 0 | 0 | 0 | 0 | 0 | 1 |  | 11 | 7 | 11 | 6
| 7454 | 311 | 11 | 7 | 14 | 0 | 0 | 1 | 0 | 0 | 0 | 0 | 0 | 0 | 0 | 0 | 1 |  | 11 | 7 | 11 | 6
| 7455 | 311 | 11 | 7 | 15 | 0 | 0 | 1 | 0 | 0 | 0 | 0 | 0 | 0 | 0 | 0 | 1 |  | 11 | 7 | 11 | 6
| 7456 | 311 | 11 | 7 | 16 | 0 | 0 | 1 | 0 | 0 | 0 | 0 | 0 | 0 | 0 | 0 | 1 |  | 11 | 7 | 11 | 6
| 7457 | 311 | 11 | 7 | 17 | 0 | 0 | 1 | 0 | 0 | 0 | 0 | 0 | 0 | 0 | 0 | 1 |  | 11 | 7 | 11 | 6
| 7458 | 311 | 11 | 7 | 18 | 0 | 0 | 1 | 0 | 0 | 0 | 0 | 0 | 0 | 0 | 0 | 1 |  | 11 | 7 | 11 | 6
| 7459 | 311 | 11 | 7 | 19 | 0 | 0 | 1 | 0 | 0 | 0 | 0 | 0 | 0 | 0 | 0 | 1 |  | 11 | 7 | 11 | 6
| 7460 | 311 | 11 | 7 | 20 | 0 | 0 | 1 | 0 | 0 | 0 | 0 | 0 | 0 | 0 | 0 | 1 |  | 11 | 7 | 11 | 6
| 7461 | 311 | 11 | 7 | 21 | 0 | 0 | 1 | 0 | 0 | 0 | 0 | 0 | 0 | 0 | 0 | 1 |  | 11 | 7 | 11 | 6
| 7462 | 311 | 11 | 7 | 22 | 0 | 0 | 1 | 0 | 0 | 0 | 0 | 0 | 0 | 0 | 0 | 1 |  | 11 | 7 | 11 | 6
| 7463 | 311 | 11 | 7 | 23 | 0 | 0 | 1 | 0 | 0 | 0 | 0 | 0 | 0 | 0 | 0 | 1 |  | 11 | 7 | 11 | 6
| 7464 | 311 | 11 | 7 | 24 | 0 | 0 | 1 | 0 | 0 | 0 | 0 | 0 | 0 | 0 | 0 | 1 |  | 11 | 7 | 11 | 6
| 7465 | 312 | 11 | 8 | 1 | 0 | 0 | 1 | 0 | 0 | 0 | 0 | 0 | 0 | 0 | 0 | 1 |  | 11 | 8 | 11 | 7
| 7466 | 312 | 11 | 8 | 2 | 0 | 0 | 1 | 0 | 0 | 0 | 0 | 0 | 0 | 0 | 0 | 1 |  | 11 | 8 | 11 | 7
| 7467 | 312 | 11 | 8 | 3 | 0 | 0 | 1 | 0 | 0 | 0 | 0 | 0 | 0 | 0 | 0 | 1 |  | 11 | 8 | 11 | 7
| 7468 | 312 | 11 | 8 | 4 | 0 | 0 | 1 | 0 | 0 | 0 | 0 | 0 | 0 | 0 | 0 | 1 |  | 11 | 8 | 11 | 7
| 7469 | 312 | 11 | 8 | 5 | 0 | 0 | 1 | 0 | 0 | 0 | 0 | 0 | 0 | 0 | 0 | 1 |  | 11 | 8 | 11 | 7
| 7470 | 312 | 11 | 8 | 6 | 0 | 0 | 1 | 0 | 0 | 0 | 0 | 0 | 0 | 0 | 0 | 1 |  | 11 | 8 | 11 | 7
| 7471 | 312 | 11 | 8 | 7 | 0 | 0 | 1 | 0 | 0 | 0 | 0 | 0 | 0 | 0 | 0 | 1 |  | 11 | 8 | 11 | 7
| 7472 | 312 | 11 | 8 | 8 | 0 | 0 | 1 | 0 | 0 | 0 | 0 | 0 | 0 | 0 | 0 | 1 |  | 11 | 8 | 11 | 7
| 7473 | 312 | 11 | 8 | 9 | 0 | 0 | 1 | 0 | 0 | 0 | 0 | 0 | 0 | 0 | 0 | 1 |  | 11 | 8 | 11 | 7
| 7474 | 312 | 11 | 8 | 10 | 0 | 0 | 1 | 0 | 0 | 0 | 0 | 0 | 0 | 0 | 0 | 1 |  | 11 | 8 | 11 | 7
| 7475 | 312 | 11 | 8 | 11 | 0 | 0 | 1 | 0 | 0 | 0 | 0 | 0 | 0 | 0 | 0 | 1 |  | 11 | 8 | 11 | 7
| 7476 | 312 | 11 | 8 | 12 | 0 | 0 | 1 | 0 | 0 | 0 | 0 | 0 | 0 | 0 | 0 | 1 |  | 11 | 8 | 11 | 7
| 7477 | 312 | 11 | 8 | 13 | 0 | 0 | 1 | 0 | 0 | 0 | 0 | 0 | 0 | 0 | 0 | 1 |  | 11 | 8 | 11 | 7
| 7478 | 312 | 11 | 8 | 14 | 0 | 0 | 1 | 0 | 0 | 0 | 0 | 0 | 0 | 0 | 0 | 1 |  | 11 | 8 | 11 | 7
| 7479 | 312 | 11 | 8 | 15 | 0 | 0 | 1 | 0 | 0 | 0 | 0 | 0 | 0 | 0 | 0 | 1 |  | 11 | 8 | 11 | 7
| 7480 | 312 | 11 | 8 | 16 | 0 | 0 | 1 | 0 | 0 | 0 | 0 | 0 | 0 | 0 | 0 | 1 |  | 11 | 8 | 11 | 7
| 7481 | 312 | 11 | 8 | 17 | 0 | 0 | 1 | 0 | 0 | 0 | 0 | 0 | 0 | 0 | 0 | 1 |  | 11 | 8 | 11 | 7
| 7482 | 312 | 11 | 8 | 18 | 0 | 0 | 1 | 0 | 0 | 0 | 0 | 0 | 0 | 0 | 0 | 1 |  | 11 | 8 | 11 | 7
| 7483 | 312 | 11 | 8 | 19 | 0 | 0 | 1 | 0 | 0 | 0 | 0 | 0 | 0 | 0 | 0 | 1 |  | 11 | 8 | 11 | 7
| 7484 | 312 | 11 | 8 | 20 | 0 | 0 | 1 | 0 | 0 | 0 | 0 | 0 | 0 | 0 | 0 | 1 |  | 11 | 8 | 11 | 7
| 7485 | 312 | 11 | 8 | 21 | 0 | 0 | 1 | 0 | 0 | 0 | 0 | 0 | 0 | 0 | 0 | 1 |  | 11 | 8 | 11 | 7
| 7486 | 312 | 11 | 8 | 22 | 0 | 0 | 1 | 0 | 0 | 0 | 0 | 0 | 0 | 0 | 0 | 1 |  | 11 | 8 | 11 | 7
| 7487 | 312 | 11 | 8 | 23 | 0 | 0 | 1 | 0 | 0 | 0 | 0 | 0 | 0 | 0 | 0 | 1 |  | 11 | 8 | 11 | 7
| 7488 | 312 | 11 | 8 | 24 | 0 | 0 | 1 | 0 | 0 | 0 | 0 | 0 | 0 | 0 | 0 | 1 |  | 11 | 8 | 11 | 7
| 7489 | 313 | 11 | 9 | 1 | 0 | 0 | 1 | 0 | 0 | 0 | 0 | 0 | 0 | 0 | 0 | 1 |  | 11 | 9 | 11 | 8
| 7490 | 313 | 11 | 9 | 2 | 0 | 0 | 1 | 0 | 0 | 0 | 0 | 0 | 0 | 0 | 0 | 1 |  | 11 | 9 | 11 | 8
| 7491 | 313 | 11 | 9 | 3 | 0 | 0 | 1 | 0 | 0 | 0 | 0 | 0 | 0 | 0 | 0 | 1 |  | 11 | 9 | 11 | 8
| 7492 | 313 | 11 | 9 | 4 | 0 | 0 | 1 | 0 | 0 | 0 | 0 | 0 | 0 | 0 | 0 | 1 |  | 11 | 9 | 11 | 8
| 7493 | 313 | 11 | 9 | 5 | 0 | 0 | 1 | 0 | 0 | 0 | 0 | 0 | 0 | 0 | 0 | 1 |  | 11 | 9 | 11 | 8
| 7494 | 313 | 11 | 9 | 6 | 0 | 0 | 1 | 0 | 0 | 0 | 0 | 0 | 0 | 0 | 0 | 1 |  | 11 | 9 | 11 | 8
| 7495 | 313 | 11 | 9 | 7 | 0 | 0 | 1 | 0 | 0 | 0 | 0 | 0 | 0 | 0 | 0 | 1 |  | 11 | 9 | 11 | 8
| 7496 | 313 | 11 | 9 | 8 | 0 | 0 | 1 | 0 | 0 | 0 | 0 | 0 | 0 | 0 | 0 | 1 |  | 11 | 9 | 11 | 8
| 7497 | 313 | 11 | 9 | 9 | 0 | 0 | 1 | 0 | 0 | 0 | 0 | 0 | 0 | 0 | 0 | 1 |  | 11 | 9 | 11 | 8
| 7498 | 313 | 11 | 9 | 10 | 0 | 0 | 1 | 0 | 0 | 0 | 0 | 0 | 0 | 0 | 0 | 1 |  | 11 | 9 | 11 | 8
| 7499 | 313 | 11 | 9 | 11 | 0 | 0 | 1 | 0 | 0 | 0 | 0 | 0 | 0 | 0 | 0 | 1 |  | 11 | 9 | 11 | 8
| 7500 | 313 | 11 | 9 | 12 | 0 | 0 | 1 | 0 | 0 | 0 | 0 | 0 | 0 | 0 | 0 | 1 |  | 11 | 9 | 11 | 8
| 7501 | 313 | 11 | 9 | 13 | 0 | 0 | 1 | 0 | 0 | 0 | 0 | 0 | 0 | 0 | 0 | 1 |  | 11 | 9 | 11 | 8
| 7502 | 313 | 11 | 9 | 14 | 0 | 0 | 1 | 0 | 0 | 0 | 0 | 0 | 0 | 0 | 0 | 1 |  | 11 | 9 | 11 | 8
| 7503 | 313 | 11 | 9 | 15 | 0 | 0 | 1 | 0 | 0 | 0 | 0 | 0 | 0 | 0 | 0 | 1 |  | 11 | 9 | 11 | 8
| 7504 | 313 | 11 | 9 | 16 | 0 | 0 | 1 | 0 | 0 | 0 | 0 | 0 | 0 | 0 | 0 | 1 |  | 11 | 9 | 11 | 8
| 7505 | 313 | 11 | 9 | 17 | 0 | 0 | 1 | 0 | 0 | 0 | 0 | 0 | 0 | 0 | 0 | 1 |  | 11 | 9 | 11 | 8
| 7506 | 313 | 11 | 9 | 18 | 0 | 0 | 1 | 0 | 0 | 0 | 0 | 0 | 0 | 0 | 0 | 1 |  | 11 | 9 | 11 | 8
| 7507 | 313 | 11 | 9 | 19 | 0 | 0 | 1 | 0 | 0 | 0 | 0 | 0 | 0 | 0 | 0 | 1 |  | 11 | 9 | 11 | 8
| 7508 | 313 | 11 | 9 | 20 | 0 | 0 | 1 | 0 | 0 | 0 | 0 | 0 | 0 | 0 | 0 | 1 |  | 11 | 9 | 11 | 8
| 7509 | 313 | 11 | 9 | 21 | 0 | 0 | 1 | 0 | 0 | 0 | 0 | 0 | 0 | 0 | 0 | 1 |  | 11 | 9 | 11 | 8
| 7510 | 313 | 11 | 9 | 22 | 0 | 0 | 1 | 0 | 0 | 0 | 0 | 0 | 0 | 0 | 0 | 1 |  | 11 | 9 | 11 | 8
| 7511 | 313 | 11 | 9 | 23 | 0 | 0 | 1 | 0 | 0 | 0 | 0 | 0 | 0 | 0 | 0 | 1 |  | 11 | 9 | 11 | 8
| 7512 | 313 | 11 | 9 | 24 | 0 | 0 | 1 | 0 | 0 | 0 | 0 | 0 | 0 | 0 | 0 | 1 |  | 11 | 9 | 11 | 8
| 7513 | 314 | 11 | 10 | 1 | 0 | 0 | 1 | 0 | 0 | 0 | 0 | 0 | 0 | 0 | 0 | 1 |  | 11 | 10 | 11 | 9
| 7514 | 314 | 11 | 10 | 2 | 0 | 0 | 1 | 0 | 0 | 0 | 0 | 0 | 0 | 0 | 0 | 1 |  | 11 | 10 | 11 | 9
| 7515 | 314 | 11 | 10 | 3 | 0 | 0 | 1 | 0 | 0 | 0 | 0 | 0 | 0 | 0 | 0 | 1 |  | 11 | 10 | 11 | 9
| 7516 | 314 | 11 | 10 | 4 | 0 | 0 | 1 | 0 | 0 | 0 | 0 | 0 | 0 | 0 | 0 | 1 |  | 11 | 10 | 11 | 9
| 7517 | 314 | 11 | 10 | 5 | 0 | 0 | 1 | 0 | 0 | 0 | 0 | 0 | 0 | 0 | 0 | 1 |  | 11 | 10 | 11 | 9
| 7518 | 314 | 11 | 10 | 6 | 0 | 0 | 1 | 0 | 0 | 0 | 0 | 0 | 0 | 0 | 0 | 1 |  | 11 | 10 | 11 | 9
| 7519 | 314 | 11 | 10 | 7 | 0 | 0 | 1 | 0 | 0 | 0 | 0 | 0 | 0 | 0 | 0 | 1 |  | 11 | 10 | 11 | 9
| 7520 | 314 | 11 | 10 | 8 | 0 | 0 | 1 | 0 | 0 | 0 | 0 | 0 | 0 | 0 | 0 | 1 |  | 11 | 10 | 11 | 9
| 7521 | 314 | 11 | 10 | 9 | 0 | 0 | 1 | 0 | 0 | 0 | 0 | 0 | 0 | 0 | 0 | 1 |  | 11 | 10 | 11 | 9
| 7522 | 314 | 11 | 10 | 10 | 0 | 0 | 1 | 0 | 0 | 0 | 0 | 0 | 0 | 0 | 0 | 1 |  | 11 | 10 | 11 | 9
| 7523 | 314 | 11 | 10 | 11 | 0 | 0 | 1 | 0 | 0 | 0 | 0 | 0 | 0 | 0 | 0 | 1 |  | 11 | 10 | 11 | 9
| 7524 | 314 | 11 | 10 | 12 | 0 | 0 | 1 | 0 | 0 | 0 | 0 | 0 | 0 | 0 | 0 | 1 |  | 11 | 10 | 11 | 9
| 7525 | 314 | 11 | 10 | 13 | 0 | 0 | 1 | 0 | 0 | 0 | 0 | 0 | 0 | 0 | 0 | 1 |  | 11 | 10 | 11 | 9
| 7526 | 314 | 11 | 10 | 14 | 0 | 0 | 1 | 0 | 0 | 0 | 0 | 0 | 0 | 0 | 0 | 1 |  | 11 | 10 | 11 | 9
| 7527 | 314 | 11 | 10 | 15 | 0 | 0 | 1 | 0 | 0 | 0 | 0 | 0 | 0 | 0 | 0 | 1 |  | 11 | 10 | 11 | 9
| 7528 | 314 | 11 | 10 | 16 | 0 | 0 | 1 | 0 | 0 | 0 | 0 | 0 | 0 | 0 | 0 | 1 |  | 11 | 10 | 11 | 9
| 7529 | 314 | 11 | 10 | 17 | 0 | 0 | 1 | 0 | 0 | 0 | 0 | 0 | 0 | 0 | 0 | 1 |  | 11 | 10 | 11 | 9
| 7530 | 314 | 11 | 10 | 18 | 0 | 0 | 1 | 0 | 0 | 0 | 0 | 0 | 0 | 0 | 0 | 1 |  | 11 | 10 | 11 | 9
| 7531 | 314 | 11 | 10 | 19 | 0 | 0 | 1 | 0 | 0 | 0 | 0 | 0 | 0 | 0 | 0 | 1 |  | 11 | 10 | 11 | 9
| 7532 | 314 | 11 | 10 | 20 | 0 | 0 | 1 | 0 | 0 | 0 | 0 | 0 | 0 | 0 | 0 | 1 |  | 11 | 10 | 11 | 9
| 7533 | 314 | 11 | 10 | 21 | 0 | 0 | 1 | 0 | 0 | 0 | 0 | 0 | 0 | 0 | 0 | 1 |  | 11 | 10 | 11 | 9
| 7534 | 314 | 11 | 10 | 22 | 0 | 0 | 1 | 0 | 0 | 0 | 0 | 0 | 0 | 0 | 0 | 1 |  | 11 | 10 | 11 | 9
| 7535 | 314 | 11 | 10 | 23 | 0 | 0 | 1 | 0 | 0 | 0 | 0 | 0 | 0 | 0 | 0 | 1 |  | 11 | 10 | 11 | 9
| 7536 | 314 | 11 | 10 | 24 | 0 | 0 | 1 | 0 | 0 | 0 | 0 | 0 | 0 | 0 | 0 | 1 |  | 11 | 10 | 11 | 9
| 7537 | 315 | 11 | 11 | 1 | 0 | 0 | 1 | 0 | 0 | 0 | 0 | 0 | 0 | 0 | 0 | 1 |  | 11 | 11 | 11 | 10
| 7538 | 315 | 11 | 11 | 2 | 0 | 0 | 1 | 0 | 0 | 0 | 0 | 0 | 0 | 0 | 0 | 1 |  | 11 | 11 | 11 | 10
| 7539 | 315 | 11 | 11 | 3 | 0 | 0 | 1 | 0 | 0 | 0 | 0 | 0 | 0 | 0 | 0 | 1 |  | 11 | 11 | 11 | 10
| 7540 | 315 | 11 | 11 | 4 | 0 | 0 | 1 | 0 | 0 | 0 | 0 | 0 | 0 | 0 | 0 | 1 |  | 11 | 11 | 11 | 10
| 7541 | 315 | 11 | 11 | 5 | 0 | 0 | 1 | 0 | 0 | 0 | 0 | 0 | 0 | 0 | 0 | 1 |  | 11 | 11 | 11 | 10
| 7542 | 315 | 11 | 11 | 6 | 0 | 0 | 1 | 0 | 0 | 0 | 0 | 0 | 0 | 0 | 0 | 1 |  | 11 | 11 | 11 | 10
| 7543 | 315 | 11 | 11 | 7 | 0 | 0 | 1 | 0 | 0 | 0 | 0 | 0 | 0 | 0 | 0 | 1 |  | 11 | 11 | 11 | 10
| 7544 | 315 | 11 | 11 | 8 | 0 | 0 | 1 | 0 | 0 | 0 | 0 | 0 | 0 | 0 | 0 | 1 |  | 11 | 11 | 11 | 10
| 7545 | 315 | 11 | 11 | 9 | 0 | 0 | 1 | 0 | 0 | 0 | 0 | 0 | 0 | 0 | 0 | 1 |  | 11 | 11 | 11 | 10
| 7546 | 315 | 11 | 11 | 10 | 0 | 0 | 1 | 0 | 0 | 0 | 0 | 0 | 0 | 0 | 0 | 1 |  | 11 | 11 | 11 | 10
| 7547 | 315 | 11 | 11 | 11 | 0 | 0 | 1 | 0 | 0 | 0 | 0 | 0 | 0 | 0 | 0 | 1 |  | 11 | 11 | 11 | 10
| 7548 | 315 | 11 | 11 | 12 | 0 | 0 | 1 | 0 | 0 | 0 | 0 | 0 | 0 | 0 | 0 | 1 |  | 11 | 11 | 11 | 10
| 7549 | 315 | 11 | 11 | 13 | 0 | 0 | 1 | 0 | 0 | 0 | 0 | 0 | 0 | 0 | 0 | 1 |  | 11 | 11 | 11 | 10
| 7550 | 315 | 11 | 11 | 14 | 0 | 0 | 1 | 0 | 0 | 0 | 0 | 0 | 0 | 0 | 0 | 1 |  | 11 | 11 | 11 | 10
| 7551 | 315 | 11 | 11 | 15 | 0 | 0 | 1 | 0 | 0 | 0 | 0 | 0 | 0 | 0 | 0 | 1 |  | 11 | 11 | 11 | 10
| 7552 | 315 | 11 | 11 | 16 | 0 | 0 | 1 | 0 | 0 | 0 | 0 | 0 | 0 | 0 | 0 | 1 |  | 11 | 11 | 11 | 10
| 7553 | 315 | 11 | 11 | 17 | 0 | 0 | 1 | 0 | 0 | 0 | 0 | 0 | 0 | 0 | 0 | 1 |  | 11 | 11 | 11 | 10
| 7554 | 315 | 11 | 11 | 18 | 0 | 0 | 1 | 0 | 0 | 0 | 0 | 0 | 0 | 0 | 0 | 1 |  | 11 | 11 | 11 | 10
| 7555 | 315 | 11 | 11 | 19 | 0 | 0 | 1 | 0 | 0 | 0 | 0 | 0 | 0 | 0 | 0 | 1 |  | 11 | 11 | 11 | 10
| 7556 | 315 | 11 | 11 | 20 | 0 | 0 | 1 | 0 | 0 | 0 | 0 | 0 | 0 | 0 | 0 | 1 |  | 11 | 11 | 11 | 10
| 7557 | 315 | 11 | 11 | 21 | 0 | 0 | 1 | 0 | 0 | 0 | 0 | 0 | 0 | 0 | 0 | 1 |  | 11 | 11 | 11 | 10
| 7558 | 315 | 11 | 11 | 22 | 0 | 0 | 1 | 0 | 0 | 0 | 0 | 0 | 0 | 0 | 0 | 1 |  | 11 | 11 | 11 | 10
| 7559 | 315 | 11 | 11 | 23 | 0 | 0 | 1 | 0 | 0 | 0 | 0 | 0 | 0 | 0 | 0 | 1 |  | 11 | 11 | 11 | 10
| 7560 | 315 | 11 | 11 | 24 | 0 | 0 | 1 | 0 | 0 | 0 | 0 | 0 | 0 | 0 | 0 | 1 |  | 11 | 11 | 11 | 10
| 7561 | 316 | 11 | 12 | 1 | 0 | 0 | 0 | 0 | 0 | 0 | 0 | 0 | 0 | 0 | 0 | 1 |  | 11 | 12 | 11 | 11
| 7562 | 316 | 11 | 12 | 2 | 0 | 0 | 0 | 0 | 0 | 0 | 0 | 0 | 0 | 0 | 0 | 1 |  | 11 | 12 | 11 | 11
| 7563 | 316 | 11 | 12 | 3 | 0 | 0 | 0 | 0 | 0 | 0 | 0 | 0 | 0 | 0 | 0 | 1 |  | 11 | 12 | 11 | 11
| 7564 | 316 | 11 | 12 | 4 | 0 | 0 | 0 | 0 | 0 | 0 | 0 | 0 | 0 | 0 | 0 | 1 |  | 11 | 12 | 11 | 11
| 7565 | 316 | 11 | 12 | 5 | 0 | 0 | 0 | 0 | 0 | 0 | 0 | 0 | 0 | 0 | 0 | 1 |  | 11 | 12 | 11 | 11
| 7566 | 316 | 11 | 12 | 6 | 0 | 0 | 0 | 0 | 0 | 0 | 0 | 0 | 0 | 0 | 0 | 1 |  | 11 | 12 | 11 | 11
| 7567 | 316 | 11 | 12 | 7 | 0 | 0 | 0 | 0 | 0 | 0 | 0 | 0 | 0 | 0 | 0 | 1 |  | 11 | 12 | 11 | 11
| 7568 | 316 | 11 | 12 | 8 | 0 | 0 | 0 | 0 | 0 | 0 | 0 | 0 | 0 | 0 | 0 | 1 |  | 11 | 12 | 11 | 11
| 7569 | 316 | 11 | 12 | 9 | 0 | 0 | 0 | 0 | 0 | 0 | 0 | 0 | 0 | 0 | 0 | 1 |  | 11 | 12 | 11 | 11
| 7570 | 316 | 11 | 12 | 10 | 0 | 0 | 0 | 0 | 0 | 0 | 0 | 0 | 0 | 0 | 0 | 1 |  | 11 | 12 | 11 | 11
| 7571 | 316 | 11 | 12 | 11 | 0 | 0 | 0 | 0 | 0 | 0 | 0 | 0 | 0 | 0 | 0 | 1 |  | 11 | 12 | 11 | 11
| 7572 | 316 | 11 | 12 | 12 | 0 | 0 | 0 | 0 | 0 | 0 | 0 | 0 | 0 | 0 | 0 | 1 |  | 11 | 12 | 11 | 11
| 7573 | 316 | 11 | 12 | 13 | 0 | 0 | 0 | 0 | 0 | 0 | 0 | 0 | 0 | 0 | 0 | 1 |  | 11 | 12 | 11 | 11
| 7574 | 316 | 11 | 12 | 14 | 0 | 0 | 0 | 0 | 0 | 0 | 0 | 0 | 0 | 0 | 0 | 1 |  | 11 | 12 | 11 | 11
| 7575 | 316 | 11 | 12 | 15 | 0 | 0 | 0 | 0 | 0 | 0 | 0 | 0 | 0 | 0 | 0 | 1 |  | 11 | 12 | 11 | 11
| 7576 | 316 | 11 | 12 | 16 | 0 | 0 | 0 | 0 | 0 | 0 | 0 | 0 | 0 | 0 | 0 | 1 |  | 11 | 12 | 11 | 11
| 7577 | 316 | 11 | 12 | 17 | 0 | 0 | 0 | 0 | 0 | 0 | 0 | 0 | 0 | 0 | 0 | 1 |  | 11 | 12 | 11 | 11
| 7578 | 316 | 11 | 12 | 18 | 0 | 0 | 0 | 0 | 0 | 0 | 0 | 0 | 0 | 0 | 0 | 1 |  | 11 | 12 | 11 | 11
| 7579 | 316 | 11 | 12 | 19 | 0 | 0 | 0 | 0 | 0 | 0 | 0 | 0 | 0 | 0 | 0 | 1 |  | 11 | 12 | 11 | 11
| 7580 | 316 | 11 | 12 | 20 | 0 | 0 | 0 | 0 | 0 | 0 | 0 | 0 | 0 | 0 | 0 | 1 |  | 11 | 12 | 11 | 11
| 7581 | 316 | 11 | 12 | 21 | 0 | 0 | 0 | 0 | 0 | 0 | 0 | 0 | 0 | 0 | 0 | 1 |  | 11 | 12 | 11 | 11
| 7582 | 316 | 11 | 12 | 22 | 0 | 0 | 0 | 0 | 0 | 0 | 0 | 0 | 0 | 0 | 0 | 1 |  | 11 | 12 | 11 | 11
| 7583 | 316 | 11 | 12 | 23 | 0 | 0 | 0 | 0 | 0 | 0 | 0 | 0 | 0 | 0 | 0 | 1 |  | 11 | 12 | 11 | 11
| 7584 | 316 | 11 | 12 | 24 | 0 | 0 | 0 | 0 | 0 | 0 | 0 | 0 | 0 | 0 | 0 | 1 |  | 11 | 12 | 11 | 11
| 7585 | 317 | 11 | 13 | 1 | 0 | 0 | 0 | 0 | 0 | 0 | 0 | 0 | 0 | 0 | 0 | 1 |  | 11 | 13 | 11 | 12
| 7586 | 317 | 11 | 13 | 2 | 0 | 0 | 0 | 0 | 0 | 0 | 0 | 0 | 0 | 0 | 0 | 1 |  | 11 | 13 | 11 | 12
| 7587 | 317 | 11 | 13 | 3 | 0 | 0 | 0 | 0 | 0 | 0 | 0 | 0 | 0 | 0 | 0 | 1 |  | 11 | 13 | 11 | 12
| 7588 | 317 | 11 | 13 | 4 | 0 | 0 | 0 | 0 | 0 | 0 | 0 | 0 | 0 | 0 | 0 | 1 |  | 11 | 13 | 11 | 12
| 7589 | 317 | 11 | 13 | 5 | 0 | 0 | 0 | 0 | 0 | 0 | 0 | 0 | 0 | 0 | 0 | 1 |  | 11 | 13 | 11 | 12
| 7590 | 317 | 11 | 13 | 6 | 0 | 0 | 0 | 0 | 0 | 0 | 0 | 0 | 0 | 0 | 0 | 1 |  | 11 | 13 | 11 | 12
| 7591 | 317 | 11 | 13 | 7 | 0 | 0 | 0 | 0 | 0 | 0 | 0 | 0 | 0 | 0 | 0 | 1 |  | 11 | 13 | 11 | 12
| 7592 | 317 | 11 | 13 | 8 | 0 | 0 | 0 | 0 | 0 | 0 | 0 | 0 | 0 | 0 | 0 | 1 |  | 11 | 13 | 11 | 12
| 7593 | 317 | 11 | 13 | 9 | 0 | 0 | 0 | 0 | 0 | 0 | 0 | 0 | 0 | 0 | 0 | 1 |  | 11 | 13 | 11 | 12
| 7594 | 317 | 11 | 13 | 10 | 0 | 0 | 0 | 0 | 0 | 0 | 0 | 0 | 0 | 0 | 0 | 1 |  | 11 | 13 | 11 | 12
| 7595 | 317 | 11 | 13 | 11 | 0 | 0 | 0 | 0 | 0 | 0 | 0 | 0 | 0 | 0 | 0 | 1 |  | 11 | 13 | 11 | 12
| 7596 | 317 | 11 | 13 | 12 | 0 | 0 | 0 | 0 | 0 | 0 | 0 | 0 | 0 | 0 | 0 | 1 |  | 11 | 13 | 11 | 12
| 7597 | 317 | 11 | 13 | 13 | 0 | 0 | 0 | 0 | 0 | 0 | 0 | 0 | 0 | 0 | 0 | 1 |  | 11 | 13 | 11 | 12
| 7598 | 317 | 11 | 13 | 14 | 0 | 0 | 0 | 0 | 0 | 0 | 0 | 0 | 0 | 0 | 0 | 1 |  | 11 | 13 | 11 | 12
| 7599 | 317 | 11 | 13 | 15 | 0 | 0 | 0 | 0 | 0 | 0 | 0 | 0 | 0 | 0 | 0 | 1 |  | 11 | 13 | 11 | 12
| 7600 | 317 | 11 | 13 | 16 | 0 | 0 | 0 | 0 | 0 | 0 | 0 | 0 | 0 | 0 | 0 | 1 |  | 11 | 13 | 11 | 12
| 7601 | 317 | 11 | 13 | 17 | 0 | 0 | 0 | 0 | 0 | 0 | 0 | 0 | 0 | 0 | 0 | 1 |  | 11 | 13 | 11 | 12
| 7602 | 317 | 11 | 13 | 18 | 0 | 0 | 0 | 0 | 0 | 0 | 0 | 0 | 0 | 0 | 0 | 1 |  | 11 | 13 | 11 | 12
| 7603 | 317 | 11 | 13 | 19 | 0 | 0 | 0 | 0 | 0 | 0 | 0 | 0 | 0 | 0 | 0 | 1 |  | 11 | 13 | 11 | 12
| 7604 | 317 | 11 | 13 | 20 | 0 | 0 | 0 | 0 | 0 | 0 | 0 | 0 | 0 | 0 | 0 | 1 |  | 11 | 13 | 11 | 12
| 7605 | 317 | 11 | 13 | 21 | 0 | 0 | 0 | 0 | 0 | 0 | 0 | 0 | 0 | 0 | 0 | 1 |  | 11 | 13 | 11 | 12
| 7606 | 317 | 11 | 13 | 22 | 0 | 0 | 0 | 0 | 0 | 0 | 0 | 0 | 0 | 0 | 0 | 1 |  | 11 | 13 | 11 | 12
| 7607 | 317 | 11 | 13 | 23 | 0 | 0 | 0 | 0 | 0 | 0 | 0 | 0 | 0 | 0 | 0 | 1 |  | 11 | 13 | 11 | 12
| 7608 | 317 | 11 | 13 | 24 | 0 | 0 | 0 | 0 | 0 | 0 | 0 | 0 | 0 | 0 | 0 | 1 |  | 11 | 13 | 11 | 12
| 7609 | 318 | 11 | 14 | 1 | 0 | 0 | 1 | 0 | 0 | 0 | 0 | 0 | 0 | 0 | 0 | 1 |  | 11 | 14 | 11 | 13
| 7610 | 318 | 11 | 14 | 2 | 0 | 0 | 1 | 0 | 0 | 0 | 0 | 0 | 0 | 0 | 0 | 1 |  | 11 | 14 | 11 | 13
| 7611 | 318 | 11 | 14 | 3 | 0 | 0 | 1 | 0 | 0 | 0 | 0 | 0 | 0 | 0 | 0 | 1 |  | 11 | 14 | 11 | 13
| 7612 | 318 | 11 | 14 | 4 | 0 | 0 | 1 | 0 | 0 | 0 | 0 | 0 | 0 | 0 | 0 | 1 |  | 11 | 14 | 11 | 13
| 7613 | 318 | 11 | 14 | 5 | 0 | 0 | 1 | 0 | 0 | 0 | 0 | 0 | 0 | 0 | 0 | 1 |  | 11 | 14 | 11 | 13
| 7614 | 318 | 11 | 14 | 6 | 0 | 0 | 1 | 0 | 0 | 0 | 0 | 0 | 0 | 0 | 0 | 1 |  | 11 | 14 | 11 | 13
| 7615 | 318 | 11 | 14 | 7 | 0 | 0 | 1 | 0 | 0 | 0 | 0 | 0 | 0 | 0 | 0 | 1 |  | 11 | 14 | 11 | 13
| 7616 | 318 | 11 | 14 | 8 | 0 | 0 | 1 | 0 | 0 | 0 | 0 | 0 | 0 | 0 | 0 | 1 |  | 11 | 14 | 11 | 13
| 7617 | 318 | 11 | 14 | 9 | 0 | 0 | 1 | 0 | 0 | 0 | 0 | 0 | 0 | 0 | 0 | 1 |  | 11 | 14 | 11 | 13
| 7618 | 318 | 11 | 14 | 10 | 0 | 0 | 1 | 0 | 0 | 0 | 0 | 0 | 0 | 0 | 0 | 1 |  | 11 | 14 | 11 | 13
| 7619 | 318 | 11 | 14 | 11 | 0 | 0 | 1 | 0 | 0 | 0 | 0 | 0 | 0 | 0 | 0 | 1 |  | 11 | 14 | 11 | 13
| 7620 | 318 | 11 | 14 | 12 | 0 | 0 | 1 | 0 | 0 | 0 | 0 | 0 | 0 | 0 | 0 | 1 |  | 11 | 14 | 11 | 13
| 7621 | 318 | 11 | 14 | 13 | 0 | 0 | 1 | 0 | 0 | 0 | 0 | 0 | 0 | 0 | 0 | 1 |  | 11 | 14 | 11 | 13
| 7622 | 318 | 11 | 14 | 14 | 0 | 0 | 1 | 0 | 0 | 0 | 0 | 0 | 0 | 0 | 0 | 1 |  | 11 | 14 | 11 | 13
| 7623 | 318 | 11 | 14 | 15 | 0 | 0 | 1 | 0 | 0 | 0 | 0 | 0 | 0 | 0 | 0 | 1 |  | 11 | 14 | 11 | 13
| 7624 | 318 | 11 | 14 | 16 | 0 | 0 | 1 | 0 | 0 | 0 | 0 | 0 | 0 | 0 | 0 | 1 |  | 11 | 14 | 11 | 13
| 7625 | 318 | 11 | 14 | 17 | 0 | 0 | 1 | 0 | 0 | 0 | 0 | 0 | 0 | 0 | 0 | 1 |  | 11 | 14 | 11 | 13
| 7626 | 318 | 11 | 14 | 18 | 0 | 0 | 1 | 0 | 0 | 0 | 0 | 0 | 0 | 0 | 0 | 1 |  | 11 | 14 | 11 | 13
| 7627 | 318 | 11 | 14 | 19 | 0 | 0 | 1 | 0 | 0 | 0 | 0 | 0 | 0 | 0 | 0 | 1 |  | 11 | 14 | 11 | 13
| 7628 | 318 | 11 | 14 | 20 | 0 | 0 | 1 | 0 | 0 | 0 | 0 | 0 | 0 | 0 | 0 | 1 |  | 11 | 14 | 11 | 13
| 7629 | 318 | 11 | 14 | 21 | 0 | 0 | 1 | 0 | 0 | 0 | 0 | 0 | 0 | 0 | 0 | 1 |  | 11 | 14 | 11 | 13
| 7630 | 318 | 11 | 14 | 22 | 0 | 0 | 1 | 0 | 0 | 0 | 0 | 0 | 0 | 0 | 0 | 1 |  | 11 | 14 | 11 | 13
| 7631 | 318 | 11 | 14 | 23 | 0 | 0 | 1 | 0 | 0 | 0 | 0 | 0 | 0 | 0 | 0 | 1 |  | 11 | 14 | 11 | 13
| 7632 | 318 | 11 | 14 | 24 | 0 | 0 | 1 | 0 | 0 | 0 | 0 | 0 | 0 | 0 | 0 | 1 |  | 11 | 14 | 11 | 13
| 7633 | 319 | 11 | 15 | 1 | 0 | 0 | 1 | 0 | 0 | 0 | 0 | 0 | 0 | 0 | 0 | 1 |  | 11 | 15 | 11 | 14
| 7634 | 319 | 11 | 15 | 2 | 0 | 0 | 1 | 0 | 0 | 0 | 0 | 0 | 0 | 0 | 0 | 1 |  | 11 | 15 | 11 | 14
| 7635 | 319 | 11 | 15 | 3 | 0 | 0 | 1 | 0 | 0 | 0 | 0 | 0 | 0 | 0 | 0 | 1 |  | 11 | 15 | 11 | 14
| 7636 | 319 | 11 | 15 | 4 | 0 | 0 | 1 | 0 | 0 | 0 | 0 | 0 | 0 | 0 | 0 | 1 |  | 11 | 15 | 11 | 14
| 7637 | 319 | 11 | 15 | 5 | 0 | 0 | 1 | 0 | 0 | 0 | 0 | 0 | 0 | 0 | 0 | 1 |  | 11 | 15 | 11 | 14
| 7638 | 319 | 11 | 15 | 6 | 0 | 0 | 1 | 0 | 0 | 0 | 0 | 0 | 0 | 0 | 0 | 1 |  | 11 | 15 | 11 | 14
| 7639 | 319 | 11 | 15 | 7 | 0 | 0 | 1 | 0 | 0 | 0 | 0 | 0 | 0 | 0 | 0 | 1 |  | 11 | 15 | 11 | 14
| 7640 | 319 | 11 | 15 | 8 | 0 | 0 | 1 | 0 | 0 | 0 | 0 | 0 | 0 | 0 | 0 | 1 |  | 11 | 15 | 11 | 14
| 7641 | 319 | 11 | 15 | 9 | 0 | 0 | 1 | 0 | 0 | 0 | 0 | 0 | 0 | 0 | 0 | 1 |  | 11 | 15 | 11 | 14
| 7642 | 319 | 11 | 15 | 10 | 0 | 0 | 1 | 0 | 0 | 0 | 0 | 0 | 0 | 0 | 0 | 1 |  | 11 | 15 | 11 | 14
| 7643 | 319 | 11 | 15 | 11 | 0 | 0 | 1 | 0 | 0 | 0 | 0 | 0 | 0 | 0 | 0 | 1 |  | 11 | 15 | 11 | 14
| 7644 | 319 | 11 | 15 | 12 | 0 | 0 | 1 | 0 | 0 | 0 | 0 | 0 | 0 | 0 | 0 | 1 |  | 11 | 15 | 11 | 14
| 7645 | 319 | 11 | 15 | 13 | 0 | 0 | 1 | 0 | 0 | 0 | 0 | 0 | 0 | 0 | 0 | 1 |  | 11 | 15 | 11 | 14
| 7646 | 319 | 11 | 15 | 14 | 0 | 0 | 1 | 0 | 0 | 0 | 0 | 0 | 0 | 0 | 0 | 1 |  | 11 | 15 | 11 | 14
| 7647 | 319 | 11 | 15 | 15 | 0 | 0 | 1 | 0 | 0 | 0 | 0 | 0 | 0 | 0 | 0 | 1 |  | 11 | 15 | 11 | 14
| 7648 | 319 | 11 | 15 | 16 | 0 | 0 | 1 | 0 | 0 | 0 | 0 | 0 | 0 | 0 | 0 | 1 |  | 11 | 15 | 11 | 14
| 7649 | 319 | 11 | 15 | 17 | 0 | 0 | 1 | 0 | 0 | 0 | 0 | 0 | 0 | 0 | 0 | 1 |  | 11 | 15 | 11 | 14
| 7650 | 319 | 11 | 15 | 18 | 0 | 0 | 1 | 0 | 0 | 0 | 0 | 0 | 0 | 0 | 0 | 1 |  | 11 | 15 | 11 | 14
| 7651 | 319 | 11 | 15 | 19 | 0 | 0 | 1 | 0 | 0 | 0 | 0 | 0 | 0 | 0 | 0 | 1 |  | 11 | 15 | 11 | 14
| 7652 | 319 | 11 | 15 | 20 | 0 | 0 | 1 | 0 | 0 | 0 | 0 | 0 | 0 | 0 | 0 | 1 |  | 11 | 15 | 11 | 14
| 7653 | 319 | 11 | 15 | 21 | 0 | 0 | 1 | 0 | 0 | 0 | 0 | 0 | 0 | 0 | 0 | 1 |  | 11 | 15 | 11 | 14
| 7654 | 319 | 11 | 15 | 22 | 0 | 0 | 1 | 0 | 0 | 0 | 0 | 0 | 0 | 0 | 0 | 1 |  | 11 | 15 | 11 | 14
| 7655 | 319 | 11 | 15 | 23 | 0 | 0 | 1 | 0 | 0 | 0 | 0 | 0 | 0 | 0 | 0 | 1 |  | 11 | 15 | 11 | 14
| 7656 | 319 | 11 | 15 | 24 | 0 | 0 | 1 | 0 | 0 | 0 | 0 | 0 | 0 | 0 | 0 | 1 |  | 11 | 15 | 11 | 14
| 7657 | 320 | 11 | 16 | 1 | 0 | 0 | 1 | 0 | 0 | 0 | 0 | 0 | 0 | 0 | 0 | 1 |  | 11 | 16 | 11 | 15
| 7658 | 320 | 11 | 16 | 2 | 0 | 0 | 1 | 0 | 0 | 0 | 0 | 0 | 0 | 0 | 0 | 1 |  | 11 | 16 | 11 | 15
| 7659 | 320 | 11 | 16 | 3 | 0 | 0 | 1 | 0 | 0 | 0 | 0 | 0 | 0 | 0 | 0 | 1 |  | 11 | 16 | 11 | 15
| 7660 | 320 | 11 | 16 | 4 | 0 | 0 | 1 | 0 | 0 | 0 | 0 | 0 | 0 | 0 | 0 | 1 |  | 11 | 16 | 11 | 15
| 7661 | 320 | 11 | 16 | 5 | 0 | 0 | 1 | 0 | 0 | 0 | 0 | 0 | 0 | 0 | 0 | 1 |  | 11 | 16 | 11 | 15
| 7662 | 320 | 11 | 16 | 6 | 0 | 0 | 1 | 0 | 0 | 0 | 0 | 0 | 0 | 0 | 0 | 1 |  | 11 | 16 | 11 | 15
| 7663 | 320 | 11 | 16 | 7 | 0 | 0 | 1 | 0 | 0 | 0 | 0 | 0 | 0 | 0 | 0 | 1 |  | 11 | 16 | 11 | 15
| 7664 | 320 | 11 | 16 | 8 | 0 | 0 | 1 | 0 | 0 | 0 | 0 | 0 | 0 | 0 | 0 | 1 |  | 11 | 16 | 11 | 15
| 7665 | 320 | 11 | 16 | 9 | 0 | 0 | 1 | 0 | 0 | 0 | 0 | 0 | 0 | 0 | 0 | 1 |  | 11 | 16 | 11 | 15
| 7666 | 320 | 11 | 16 | 10 | 0 | 0 | 1 | 0 | 0 | 0 | 0 | 0 | 0 | 0 | 0 | 1 |  | 11 | 16 | 11 | 15
| 7667 | 320 | 11 | 16 | 11 | 0 | 0 | 1 | 0 | 0 | 0 | 0 | 0 | 0 | 0 | 0 | 1 |  | 11 | 16 | 11 | 15
| 7668 | 320 | 11 | 16 | 12 | 0 | 0 | 1 | 0 | 0 | 0 | 0 | 0 | 0 | 0 | 0 | 1 |  | 11 | 16 | 11 | 15
| 7669 | 320 | 11 | 16 | 13 | 0 | 0 | 1 | 0 | 0 | 0 | 0 | 0 | 0 | 0 | 0 | 1 |  | 11 | 16 | 11 | 15
| 7670 | 320 | 11 | 16 | 14 | 0 | 0 | 1 | 0 | 0 | 0 | 0 | 0 | 0 | 0 | 0 | 1 |  | 11 | 16 | 11 | 15
| 7671 | 320 | 11 | 16 | 15 | 0 | 0 | 1 | 0 | 0 | 0 | 0 | 0 | 0 | 0 | 0 | 1 |  | 11 | 16 | 11 | 15
| 7672 | 320 | 11 | 16 | 16 | 0 | 0 | 1 | 0 | 0 | 0 | 0 | 0 | 0 | 0 | 0 | 1 |  | 11 | 16 | 11 | 15
| 7673 | 320 | 11 | 16 | 17 | 0 | 0 | 1 | 0 | 0 | 0 | 0 | 0 | 0 | 0 | 0 | 1 |  | 11 | 16 | 11 | 15
| 7674 | 320 | 11 | 16 | 18 | 0 | 0 | 1 | 0 | 0 | 0 | 0 | 0 | 0 | 0 | 0 | 1 |  | 11 | 16 | 11 | 15
| 7675 | 320 | 11 | 16 | 19 | 0 | 0 | 1 | 0 | 0 | 0 | 0 | 0 | 0 | 0 | 0 | 1 |  | 11 | 16 | 11 | 15
| 7676 | 320 | 11 | 16 | 20 | 0 | 0 | 1 | 0 | 0 | 0 | 0 | 0 | 0 | 0 | 0 | 1 |  | 11 | 16 | 11 | 15
| 7677 | 320 | 11 | 16 | 21 | 0 | 0 | 1 | 0 | 0 | 0 | 0 | 0 | 0 | 0 | 0 | 1 |  | 11 | 16 | 11 | 15
| 7678 | 320 | 11 | 16 | 22 | 0 | 0 | 1 | 0 | 0 | 0 | 0 | 0 | 0 | 0 | 0 | 1 |  | 11 | 16 | 11 | 15
| 7679 | 320 | 11 | 16 | 23 | 0 | 0 | 1 | 0 | 0 | 0 | 0 | 0 | 0 | 0 | 0 | 1 |  | 11 | 16 | 11 | 15
| 7680 | 320 | 11 | 16 | 24 | 0 | 0 | 1 | 0 | 0 | 0 | 0 | 0 | 0 | 0 | 0 | 1 |  | 11 | 16 | 11 | 15
| 7681 | 321 | 11 | 17 | 1 | 0 | 0 | 1 | 0 | 0 | 0 | 0 | 0 | 0 | 0 | 0 | 1 |  | 11 | 17 | 11 | 16
| 7682 | 321 | 11 | 17 | 2 | 0 | 0 | 1 | 0 | 0 | 0 | 0 | 0 | 0 | 0 | 0 | 1 |  | 11 | 17 | 11 | 16
| 7683 | 321 | 11 | 17 | 3 | 0 | 0 | 1 | 0 | 0 | 0 | 0 | 0 | 0 | 0 | 0 | 1 |  | 11 | 17 | 11 | 16
| 7684 | 321 | 11 | 17 | 4 | 0 | 0 | 1 | 0 | 0 | 0 | 0 | 0 | 0 | 0 | 0 | 1 |  | 11 | 17 | 11 | 16
| 7685 | 321 | 11 | 17 | 5 | 0 | 0 | 1 | 0 | 0 | 0 | 0 | 0 | 0 | 0 | 0 | 1 |  | 11 | 17 | 11 | 16
| 7686 | 321 | 11 | 17 | 6 | 0 | 0 | 1 | 0 | 0 | 0 | 0 | 0 | 0 | 0 | 0 | 1 |  | 11 | 17 | 11 | 16
| 7687 | 321 | 11 | 17 | 7 | 0 | 0 | 1 | 0 | 0 | 0 | 0 | 0 | 0 | 0 | 0 | 1 |  | 11 | 17 | 11 | 16
| 7688 | 321 | 11 | 17 | 8 | 0 | 0 | 1 | 0 | 0 | 0 | 0 | 0 | 0 | 0 | 0 | 1 |  | 11 | 17 | 11 | 16
| 7689 | 321 | 11 | 17 | 9 | 0 | 0 | 1 | 0 | 0 | 0 | 0 | 0 | 0 | 0 | 0 | 1 |  | 11 | 17 | 11 | 16
| 7690 | 321 | 11 | 17 | 10 | 0 | 0 | 1 | 0 | 0 | 0 | 0 | 0 | 0 | 0 | 0 | 1 |  | 11 | 17 | 11 | 16
| 7691 | 321 | 11 | 17 | 11 | 0 | 0 | 1 | 0 | 0 | 0 | 0 | 0 | 0 | 0 | 0 | 1 |  | 11 | 17 | 11 | 16
| 7692 | 321 | 11 | 17 | 12 | 0 | 0 | 1 | 0 | 0 | 0 | 0 | 0 | 0 | 0 | 0 | 1 |  | 11 | 17 | 11 | 16
| 7693 | 321 | 11 | 17 | 13 | 0 | 0 | 1 | 0 | 0 | 0 | 0 | 0 | 0 | 0 | 0 | 1 |  | 11 | 17 | 11 | 16
| 7694 | 321 | 11 | 17 | 14 | 0 | 0 | 1 | 0 | 0 | 0 | 0 | 0 | 0 | 0 | 0 | 1 |  | 11 | 17 | 11 | 16
| 7695 | 321 | 11 | 17 | 15 | 0 | 0 | 1 | 0 | 0 | 0 | 0 | 0 | 0 | 0 | 0 | 1 |  | 11 | 17 | 11 | 16
| 7696 | 321 | 11 | 17 | 16 | 0 | 0 | 1 | 0 | 0 | 0 | 0 | 0 | 0 | 0 | 0 | 1 |  | 11 | 17 | 11 | 16
| 7697 | 321 | 11 | 17 | 17 | 0 | 0 | 1 | 0 | 0 | 0 | 0 | 0 | 0 | 0 | 0 | 1 |  | 11 | 17 | 11 | 16
| 7698 | 321 | 11 | 17 | 18 | 0 | 0 | 1 | 0 | 0 | 0 | 0 | 0 | 0 | 0 | 0 | 1 |  | 11 | 17 | 11 | 16
| 7699 | 321 | 11 | 17 | 19 | 0 | 0 | 1 | 0 | 0 | 0 | 0 | 0 | 0 | 0 | 0 | 1 |  | 11 | 17 | 11 | 16
| 7700 | 321 | 11 | 17 | 20 | 0 | 0 | 1 | 0 | 0 | 0 | 0 | 0 | 0 | 0 | 0 | 1 |  | 11 | 17 | 11 | 16
| 7701 | 321 | 11 | 17 | 21 | 0 | 0 | 1 | 0 | 0 | 0 | 0 | 0 | 0 | 0 | 0 | 1 |  | 11 | 17 | 11 | 16
| 7702 | 321 | 11 | 17 | 22 | 0 | 0 | 1 | 0 | 0 | 0 | 0 | 0 | 0 | 0 | 0 | 1 |  | 11 | 17 | 11 | 16
| 7703 | 321 | 11 | 17 | 23 | 0 | 0 | 1 | 0 | 0 | 0 | 0 | 0 | 0 | 0 | 0 | 1 |  | 11 | 17 | 11 | 16
| 7704 | 321 | 11 | 17 | 24 | 0 | 0 | 1 | 0 | 0 | 0 | 0 | 0 | 0 | 0 | 0 | 1 |  | 11 | 17 | 11 | 16
| 7705 | 322 | 11 | 18 | 1 | 0 | 0 | 1 | 0 | 0 | 0 | 0 | 0 | 0 | 0 | 0 | 1 |  | 11 | 18 | 11 | 17
| 7706 | 322 | 11 | 18 | 2 | 0 | 0 | 1 | 0 | 0 | 0 | 0 | 0 | 0 | 0 | 0 | 1 |  | 11 | 18 | 11 | 17
| 7707 | 322 | 11 | 18 | 3 | 0 | 0 | 1 | 0 | 0 | 0 | 0 | 0 | 0 | 0 | 0 | 1 |  | 11 | 18 | 11 | 17
| 7708 | 322 | 11 | 18 | 4 | 0 | 0 | 1 | 0 | 0 | 0 | 0 | 0 | 0 | 0 | 0 | 1 |  | 11 | 18 | 11 | 17
| 7709 | 322 | 11 | 18 | 5 | 0 | 0 | 1 | 0 | 0 | 0 | 0 | 0 | 0 | 0 | 0 | 1 |  | 11 | 18 | 11 | 17
| 7710 | 322 | 11 | 18 | 6 | 0 | 0 | 1 | 0 | 0 | 0 | 0 | 0 | 0 | 0 | 0 | 1 |  | 11 | 18 | 11 | 17
| 7711 | 322 | 11 | 18 | 7 | 0 | 0 | 1 | 0 | 0 | 0 | 0 | 0 | 0 | 0 | 0 | 1 |  | 11 | 18 | 11 | 17
| 7712 | 322 | 11 | 18 | 8 | 0 | 0 | 1 | 0 | 0 | 0 | 0 | 0 | 0 | 0 | 0 | 1 |  | 11 | 18 | 11 | 17
| 7713 | 322 | 11 | 18 | 9 | 0 | 0 | 1 | 0 | 0 | 0 | 0 | 0 | 0 | 0 | 0 | 1 |  | 11 | 18 | 11 | 17
| 7714 | 322 | 11 | 18 | 10 | 0 | 0 | 1 | 0 | 0 | 0 | 0 | 0 | 0 | 0 | 0 | 1 |  | 11 | 18 | 11 | 17
| 7715 | 322 | 11 | 18 | 11 | 0 | 0 | 1 | 0 | 0 | 0 | 0 | 0 | 0 | 0 | 0 | 1 |  | 11 | 18 | 11 | 17
| 7716 | 322 | 11 | 18 | 12 | 0 | 0 | 1 | 0 | 0 | 0 | 0 | 0 | 0 | 0 | 0 | 1 |  | 11 | 18 | 11 | 17
| 7717 | 322 | 11 | 18 | 13 | 0 | 0 | 1 | 0 | 0 | 0 | 0 | 0 | 0 | 0 | 0 | 1 |  | 11 | 18 | 11 | 17
| 7718 | 322 | 11 | 18 | 14 | 0 | 0 | 1 | 0 | 0 | 0 | 0 | 0 | 0 | 0 | 0 | 1 |  | 11 | 18 | 11 | 17
| 7719 | 322 | 11 | 18 | 15 | 0 | 0 | 1 | 0 | 0 | 0 | 0 | 0 | 0 | 0 | 0 | 1 |  | 11 | 18 | 11 | 17
| 7720 | 322 | 11 | 18 | 16 | 0 | 0 | 1 | 0 | 0 | 0 | 0 | 0 | 0 | 0 | 0 | 1 |  | 11 | 18 | 11 | 17
| 7721 | 322 | 11 | 18 | 17 | 0 | 0 | 1 | 0 | 0 | 0 | 0 | 0 | 0 | 0 | 0 | 1 |  | 11 | 18 | 11 | 17
| 7722 | 322 | 11 | 18 | 18 | 0 | 0 | 1 | 0 | 0 | 0 | 0 | 0 | 0 | 0 | 0 | 1 |  | 11 | 18 | 11 | 17
| 7723 | 322 | 11 | 18 | 19 | 0 | 0 | 1 | 0 | 0 | 0 | 0 | 0 | 0 | 0 | 0 | 1 |  | 11 | 18 | 11 | 17
| 7724 | 322 | 11 | 18 | 20 | 0 | 0 | 1 | 0 | 0 | 0 | 0 | 0 | 0 | 0 | 0 | 1 |  | 11 | 18 | 11 | 17
| 7725 | 322 | 11 | 18 | 21 | 0 | 0 | 1 | 0 | 0 | 0 | 0 | 0 | 0 | 0 | 0 | 1 |  | 11 | 18 | 11 | 17
| 7726 | 322 | 11 | 18 | 22 | 0 | 0 | 1 | 0 | 0 | 0 | 0 | 0 | 0 | 0 | 0 | 1 |  | 11 | 18 | 11 | 17
| 7727 | 322 | 11 | 18 | 23 | 0 | 0 | 1 | 0 | 0 | 0 | 0 | 0 | 0 | 0 | 0 | 1 |  | 11 | 18 | 11 | 17
| 7728 | 322 | 11 | 18 | 24 | 0 | 0 | 1 | 0 | 0 | 0 | 0 | 0 | 0 | 0 | 0 | 1 |  | 11 | 18 | 11 | 17
| 7729 | 323 | 11 | 19 | 1 | 0 | 0 | 0 | 0 | 0 | 0 | 0 | 0 | 0 | 0 | 0 | 1 |  | 11 | 19 | 11 | 18
| 7730 | 323 | 11 | 19 | 2 | 0 | 0 | 0 | 0 | 0 | 0 | 0 | 0 | 0 | 0 | 0 | 1 |  | 11 | 19 | 11 | 18
| 7731 | 323 | 11 | 19 | 3 | 0 | 0 | 0 | 0 | 0 | 0 | 0 | 0 | 0 | 0 | 0 | 1 |  | 11 | 19 | 11 | 18
| 7732 | 323 | 11 | 19 | 4 | 0 | 0 | 0 | 0 | 0 | 0 | 0 | 0 | 0 | 0 | 0 | 1 |  | 11 | 19 | 11 | 18
| 7733 | 323 | 11 | 19 | 5 | 0 | 0 | 0 | 0 | 0 | 0 | 0 | 0 | 0 | 0 | 0 | 1 |  | 11 | 19 | 11 | 18
| 7734 | 323 | 11 | 19 | 6 | 0 | 0 | 0 | 0 | 0 | 0 | 0 | 0 | 0 | 0 | 0 | 1 |  | 11 | 19 | 11 | 18
| 7735 | 323 | 11 | 19 | 7 | 0 | 0 | 0 | 0 | 0 | 0 | 0 | 0 | 0 | 0 | 0 | 1 |  | 11 | 19 | 11 | 18
| 7736 | 323 | 11 | 19 | 8 | 0 | 0 | 0 | 0 | 0 | 0 | 0 | 0 | 0 | 0 | 0 | 1 |  | 11 | 19 | 11 | 18
| 7737 | 323 | 11 | 19 | 9 | 0 | 0 | 0 | 0 | 0 | 0 | 0 | 0 | 0 | 0 | 0 | 1 |  | 11 | 19 | 11 | 18
| 7738 | 323 | 11 | 19 | 10 | 0 | 0 | 0 | 0 | 0 | 0 | 0 | 0 | 0 | 0 | 0 | 1 |  | 11 | 19 | 11 | 18
| 7739 | 323 | 11 | 19 | 11 | 0 | 0 | 0 | 0 | 0 | 0 | 0 | 0 | 0 | 0 | 0 | 1 |  | 11 | 19 | 11 | 18
| 7740 | 323 | 11 | 19 | 12 | 0 | 0 | 0 | 0 | 0 | 0 | 0 | 0 | 0 | 0 | 0 | 1 |  | 11 | 19 | 11 | 18
| 7741 | 323 | 11 | 19 | 13 | 0 | 0 | 0 | 0 | 0 | 0 | 0 | 0 | 0 | 0 | 0 | 1 |  | 11 | 19 | 11 | 18
| 7742 | 323 | 11 | 19 | 14 | 0 | 0 | 0 | 0 | 0 | 0 | 0 | 0 | 0 | 0 | 0 | 1 |  | 11 | 19 | 11 | 18
| 7743 | 323 | 11 | 19 | 15 | 0 | 0 | 0 | 0 | 0 | 0 | 0 | 0 | 0 | 0 | 0 | 1 |  | 11 | 19 | 11 | 18
| 7744 | 323 | 11 | 19 | 16 | 0 | 0 | 0 | 0 | 0 | 0 | 0 | 0 | 0 | 0 | 0 | 1 |  | 11 | 19 | 11 | 18
| 7745 | 323 | 11 | 19 | 17 | 0 | 0 | 0 | 0 | 0 | 0 | 0 | 0 | 0 | 0 | 0 | 1 |  | 11 | 19 | 11 | 18
| 7746 | 323 | 11 | 19 | 18 | 0 | 0 | 0 | 0 | 0 | 0 | 0 | 0 | 0 | 0 | 0 | 1 |  | 11 | 19 | 11 | 18
| 7747 | 323 | 11 | 19 | 19 | 0 | 0 | 0 | 0 | 0 | 0 | 0 | 0 | 0 | 0 | 0 | 1 |  | 11 | 19 | 11 | 18
| 7748 | 323 | 11 | 19 | 20 | 0 | 0 | 0 | 0 | 0 | 0 | 0 | 0 | 0 | 0 | 0 | 1 |  | 11 | 19 | 11 | 18
| 7749 | 323 | 11 | 19 | 21 | 0 | 0 | 0 | 0 | 0 | 0 | 0 | 0 | 0 | 0 | 0 | 1 |  | 11 | 19 | 11 | 18
| 7750 | 323 | 11 | 19 | 22 | 0 | 0 | 0 | 0 | 0 | 0 | 0 | 0 | 0 | 0 | 0 | 1 |  | 11 | 19 | 11 | 18
| 7751 | 323 | 11 | 19 | 23 | 0 | 0 | 0 | 0 | 0 | 0 | 0 | 0 | 0 | 0 | 0 | 1 |  | 11 | 19 | 11 | 18
| 7752 | 323 | 11 | 19 | 24 | 0 | 0 | 0 | 0 | 0 | 0 | 0 | 0 | 0 | 0 | 0 | 1 |  | 11 | 19 | 11 | 18
| 7753 | 324 | 11 | 20 | 1 | 0 | 0 | 0 | 0 | 0 | 0 | 0 | 0 | 0 | 0 | 0 | 1 |  | 11 | 20 | 11 | 19
| 7754 | 324 | 11 | 20 | 2 | 0 | 0 | 0 | 0 | 0 | 0 | 0 | 0 | 0 | 0 | 0 | 1 |  | 11 | 20 | 11 | 19
| 7755 | 324 | 11 | 20 | 3 | 0 | 0 | 0 | 0 | 0 | 0 | 0 | 0 | 0 | 0 | 0 | 1 |  | 11 | 20 | 11 | 19
| 7756 | 324 | 11 | 20 | 4 | 0 | 0 | 0 | 0 | 0 | 0 | 0 | 0 | 0 | 0 | 0 | 1 |  | 11 | 20 | 11 | 19
| 7757 | 324 | 11 | 20 | 5 | 0 | 0 | 0 | 0 | 0 | 0 | 0 | 0 | 0 | 0 | 0 | 1 |  | 11 | 20 | 11 | 19
| 7758 | 324 | 11 | 20 | 6 | 0 | 0 | 0 | 0 | 0 | 0 | 0 | 0 | 0 | 0 | 0 | 1 |  | 11 | 20 | 11 | 19
| 7759 | 324 | 11 | 20 | 7 | 0 | 0 | 0 | 0 | 0 | 0 | 0 | 0 | 0 | 0 | 0 | 1 |  | 11 | 20 | 11 | 19
| 7760 | 324 | 11 | 20 | 8 | 0 | 0 | 0 | 0 | 0 | 0 | 0 | 0 | 0 | 0 | 0 | 1 |  | 11 | 20 | 11 | 19
| 7761 | 324 | 11 | 20 | 9 | 0 | 0 | 0 | 0 | 0 | 0 | 0 | 0 | 0 | 0 | 0 | 1 |  | 11 | 20 | 11 | 19
| 7762 | 324 | 11 | 20 | 10 | 0 | 0 | 0 | 0 | 0 | 0 | 0 | 0 | 0 | 0 | 0 | 1 |  | 11 | 20 | 11 | 19
| 7763 | 324 | 11 | 20 | 11 | 0 | 0 | 0 | 0 | 0 | 0 | 0 | 0 | 0 | 0 | 0 | 1 |  | 11 | 20 | 11 | 19
| 7764 | 324 | 11 | 20 | 12 | 0 | 0 | 0 | 0 | 0 | 0 | 0 | 0 | 0 | 0 | 0 | 1 |  | 11 | 20 | 11 | 19
| 7765 | 324 | 11 | 20 | 13 | 0 | 0 | 0 | 0 | 0 | 0 | 0 | 0 | 0 | 0 | 0 | 1 |  | 11 | 20 | 11 | 19
| 7766 | 324 | 11 | 20 | 14 | 0 | 0 | 0 | 0 | 0 | 0 | 0 | 0 | 0 | 0 | 0 | 1 |  | 11 | 20 | 11 | 19
| 7767 | 324 | 11 | 20 | 15 | 0 | 0 | 0 | 0 | 0 | 0 | 0 | 0 | 0 | 0 | 0 | 1 |  | 11 | 20 | 11 | 19
| 7768 | 324 | 11 | 20 | 16 | 0 | 0 | 0 | 0 | 0 | 0 | 0 | 0 | 0 | 0 | 0 | 1 |  | 11 | 20 | 11 | 19
| 7769 | 324 | 11 | 20 | 17 | 0 | 0 | 0 | 0 | 0 | 0 | 0 | 0 | 0 | 0 | 0 | 1 |  | 11 | 20 | 11 | 19
| 7770 | 324 | 11 | 20 | 18 | 0 | 0 | 0 | 0 | 0 | 0 | 0 | 0 | 0 | 0 | 0 | 1 |  | 11 | 20 | 11 | 19
| 7771 | 324 | 11 | 20 | 19 | 0 | 0 | 0 | 0 | 0 | 0 | 0 | 0 | 0 | 0 | 0 | 1 |  | 11 | 20 | 11 | 19
| 7772 | 324 | 11 | 20 | 20 | 0 | 0 | 0 | 0 | 0 | 0 | 0 | 0 | 0 | 0 | 0 | 1 |  | 11 | 20 | 11 | 19
| 7773 | 324 | 11 | 20 | 21 | 0 | 0 | 0 | 0 | 0 | 0 | 0 | 0 | 0 | 0 | 0 | 1 |  | 11 | 20 | 11 | 19
| 7774 | 324 | 11 | 20 | 22 | 0 | 0 | 0 | 0 | 0 | 0 | 0 | 0 | 0 | 0 | 0 | 1 |  | 11 | 20 | 11 | 19
| 7775 | 324 | 11 | 20 | 23 | 0 | 0 | 0 | 0 | 0 | 0 | 0 | 0 | 0 | 0 | 0 | 1 |  | 11 | 20 | 11 | 19
| 7776 | 324 | 11 | 20 | 24 | 0 | 0 | 0 | 0 | 0 | 0 | 0 | 0 | 0 | 0 | 0 | 1 |  | 11 | 20 | 11 | 19
| 7777 | 325 | 11 | 21 | 1 | 0 | 0 | 1 | 0 | 0 | 0 | 0 | 0 | 0 | 0 | 0 | 1 |  | 11 | 21 | 11 | 20
| 7778 | 325 | 11 | 21 | 2 | 0 | 0 | 1 | 0 | 0 | 0 | 0 | 0 | 0 | 0 | 0 | 1 |  | 11 | 21 | 11 | 20
| 7779 | 325 | 11 | 21 | 3 | 0 | 0 | 1 | 0 | 0 | 0 | 0 | 0 | 0 | 0 | 0 | 1 |  | 11 | 21 | 11 | 20
| 7780 | 325 | 11 | 21 | 4 | 0 | 0 | 1 | 0 | 0 | 0 | 0 | 0 | 0 | 0 | 0 | 1 |  | 11 | 21 | 11 | 20
| 7781 | 325 | 11 | 21 | 5 | 0 | 0 | 1 | 0 | 0 | 0 | 0 | 0 | 0 | 0 | 0 | 1 |  | 11 | 21 | 11 | 20
| 7782 | 325 | 11 | 21 | 6 | 0 | 0 | 1 | 0 | 0 | 0 | 0 | 0 | 0 | 0 | 0 | 1 |  | 11 | 21 | 11 | 20
| 7783 | 325 | 11 | 21 | 7 | 0 | 0 | 1 | 0 | 0 | 0 | 0 | 0 | 0 | 0 | 0 | 1 |  | 11 | 21 | 11 | 20
| 7784 | 325 | 11 | 21 | 8 | 0 | 0 | 1 | 0 | 0 | 0 | 0 | 0 | 0 | 0 | 0 | 1 |  | 11 | 21 | 11 | 20
| 7785 | 325 | 11 | 21 | 9 | 0 | 0 | 1 | 0 | 0 | 0 | 0 | 0 | 0 | 0 | 0 | 1 |  | 11 | 21 | 11 | 20
| 7786 | 325 | 11 | 21 | 10 | 0 | 0 | 1 | 0 | 0 | 0 | 0 | 0 | 0 | 0 | 0 | 1 |  | 11 | 21 | 11 | 20
| 7787 | 325 | 11 | 21 | 11 | 0 | 0 | 1 | 0 | 0 | 0 | 0 | 0 | 0 | 0 | 0 | 1 |  | 11 | 21 | 11 | 20
| 7788 | 325 | 11 | 21 | 12 | 0 | 0 | 1 | 0 | 0 | 0 | 0 | 0 | 0 | 0 | 0 | 1 |  | 11 | 21 | 11 | 20
| 7789 | 325 | 11 | 21 | 13 | 0 | 0 | 1 | 0 | 0 | 0 | 0 | 0 | 0 | 0 | 0 | 1 |  | 11 | 21 | 11 | 20
| 7790 | 325 | 11 | 21 | 14 | 0 | 0 | 1 | 0 | 0 | 0 | 0 | 0 | 0 | 0 | 0 | 1 |  | 11 | 21 | 11 | 20
| 7791 | 325 | 11 | 21 | 15 | 0 | 0 | 1 | 0 | 0 | 0 | 0 | 0 | 0 | 0 | 0 | 1 |  | 11 | 21 | 11 | 20
| 7792 | 325 | 11 | 21 | 16 | 0 | 0 | 1 | 0 | 0 | 0 | 0 | 0 | 0 | 0 | 0 | 1 |  | 11 | 21 | 11 | 20
| 7793 | 325 | 11 | 21 | 17 | 0 | 0 | 1 | 0 | 0 | 0 | 0 | 0 | 0 | 0 | 0 | 1 |  | 11 | 21 | 11 | 20
| 7794 | 325 | 11 | 21 | 18 | 0 | 0 | 1 | 0 | 0 | 0 | 0 | 0 | 0 | 0 | 0 | 1 |  | 11 | 21 | 11 | 20
| 7795 | 325 | 11 | 21 | 19 | 0 | 0 | 1 | 0 | 0 | 0 | 0 | 0 | 0 | 0 | 0 | 1 |  | 11 | 21 | 11 | 20
| 7796 | 325 | 11 | 21 | 20 | 0 | 0 | 1 | 0 | 0 | 0 | 0 | 0 | 0 | 0 | 0 | 1 |  | 11 | 21 | 11 | 20
| 7797 | 325 | 11 | 21 | 21 | 0 | 0 | 1 | 0 | 0 | 0 | 0 | 0 | 0 | 0 | 0 | 1 |  | 11 | 21 | 11 | 20
| 7798 | 325 | 11 | 21 | 22 | 0 | 0 | 1 | 0 | 0 | 0 | 0 | 0 | 0 | 0 | 0 | 1 |  | 11 | 21 | 11 | 20
| 7799 | 325 | 11 | 21 | 23 | 0 | 0 | 1 | 0 | 0 | 0 | 0 | 0 | 0 | 0 | 0 | 1 |  | 11 | 21 | 11 | 20
| 7800 | 325 | 11 | 21 | 24 | 0 | 0 | 1 | 0 | 0 | 0 | 0 | 0 | 0 | 0 | 0 | 1 |  | 11 | 21 | 11 | 20
| 7801 | 326 | 11 | 22 | 1 | 0 | 0 | 1 | 0 | 0 | 0 | 0 | 0 | 0 | 0 | 0 | 1 |  | 11 | 22 | 11 | 21
| 7802 | 326 | 11 | 22 | 2 | 0 | 0 | 1 | 0 | 0 | 0 | 0 | 0 | 0 | 0 | 0 | 1 |  | 11 | 22 | 11 | 21
| 7803 | 326 | 11 | 22 | 3 | 0 | 0 | 1 | 0 | 0 | 0 | 0 | 0 | 0 | 0 | 0 | 1 |  | 11 | 22 | 11 | 21
| 7804 | 326 | 11 | 22 | 4 | 0 | 0 | 1 | 0 | 0 | 0 | 0 | 0 | 0 | 0 | 0 | 1 |  | 11 | 22 | 11 | 21
| 7805 | 326 | 11 | 22 | 5 | 0 | 0 | 1 | 0 | 0 | 0 | 0 | 0 | 0 | 0 | 0 | 1 |  | 11 | 22 | 11 | 21
| 7806 | 326 | 11 | 22 | 6 | 0 | 0 | 1 | 0 | 0 | 0 | 0 | 0 | 0 | 0 | 0 | 1 |  | 11 | 22 | 11 | 21
| 7807 | 326 | 11 | 22 | 7 | 0 | 0 | 1 | 0 | 0 | 0 | 0 | 0 | 0 | 0 | 0 | 1 |  | 11 | 22 | 11 | 21
| 7808 | 326 | 11 | 22 | 8 | 0 | 0 | 1 | 0 | 0 | 0 | 0 | 0 | 0 | 0 | 0 | 1 |  | 11 | 22 | 11 | 21
| 7809 | 326 | 11 | 22 | 9 | 0 | 0 | 1 | 0 | 0 | 0 | 0 | 0 | 0 | 0 | 0 | 1 |  | 11 | 22 | 11 | 21
| 7810 | 326 | 11 | 22 | 10 | 0 | 0 | 1 | 0 | 0 | 0 | 0 | 0 | 0 | 0 | 0 | 1 |  | 11 | 22 | 11 | 21
| 7811 | 326 | 11 | 22 | 11 | 0 | 0 | 1 | 0 | 0 | 0 | 0 | 0 | 0 | 0 | 0 | 1 |  | 11 | 22 | 11 | 21
| 7812 | 326 | 11 | 22 | 12 | 0 | 0 | 1 | 0 | 0 | 0 | 0 | 0 | 0 | 0 | 0 | 1 |  | 11 | 22 | 11 | 21
| 7813 | 326 | 11 | 22 | 13 | 0 | 0 | 1 | 0 | 0 | 0 | 0 | 0 | 0 | 0 | 0 | 1 |  | 11 | 22 | 11 | 21
| 7814 | 326 | 11 | 22 | 14 | 0 | 0 | 1 | 0 | 0 | 0 | 0 | 0 | 0 | 0 | 0 | 1 |  | 11 | 22 | 11 | 21
| 7815 | 326 | 11 | 22 | 15 | 0 | 0 | 1 | 0 | 0 | 0 | 0 | 0 | 0 | 0 | 0 | 1 |  | 11 | 22 | 11 | 21
| 7816 | 326 | 11 | 22 | 16 | 0 | 0 | 1 | 0 | 0 | 0 | 0 | 0 | 0 | 0 | 0 | 1 |  | 11 | 22 | 11 | 21
| 7817 | 326 | 11 | 22 | 17 | 0 | 0 | 1 | 0 | 0 | 0 | 0 | 0 | 0 | 0 | 0 | 1 |  | 11 | 22 | 11 | 21
| 7818 | 326 | 11 | 22 | 18 | 0 | 0 | 1 | 0 | 0 | 0 | 0 | 0 | 0 | 0 | 0 | 1 |  | 11 | 22 | 11 | 21
| 7819 | 326 | 11 | 22 | 19 | 0 | 0 | 1 | 0 | 0 | 0 | 0 | 0 | 0 | 0 | 0 | 1 |  | 11 | 22 | 11 | 21
| 7820 | 326 | 11 | 22 | 20 | 0 | 0 | 1 | 0 | 0 | 0 | 0 | 0 | 0 | 0 | 0 | 1 |  | 11 | 22 | 11 | 21
| 7821 | 326 | 11 | 22 | 21 | 0 | 0 | 1 | 0 | 0 | 0 | 0 | 0 | 0 | 0 | 0 | 1 |  | 11 | 22 | 11 | 21
| 7822 | 326 | 11 | 22 | 22 | 0 | 0 | 1 | 0 | 0 | 0 | 0 | 0 | 0 | 0 | 0 | 1 |  | 11 | 22 | 11 | 21
| 7823 | 326 | 11 | 22 | 23 | 0 | 0 | 1 | 0 | 0 | 0 | 0 | 0 | 0 | 0 | 0 | 1 |  | 11 | 22 | 11 | 21
| 7824 | 326 | 11 | 22 | 24 | 0 | 0 | 1 | 0 | 0 | 0 | 0 | 0 | 0 | 0 | 0 | 1 |  | 11 | 22 | 11 | 21
| 7825 | 327 | 11 | 23 | 1 | 0 | 0 | 1 | 0 | 0 | 0 | 0 | 0 | 0 | 0 | 0 | 1 |  | 11 | 23 | 11 | 22
| 7826 | 327 | 11 | 23 | 2 | 0 | 0 | 1 | 0 | 0 | 0 | 0 | 0 | 0 | 0 | 0 | 1 |  | 11 | 23 | 11 | 22
| 7827 | 327 | 11 | 23 | 3 | 0 | 0 | 1 | 0 | 0 | 0 | 0 | 0 | 0 | 0 | 0 | 1 |  | 11 | 23 | 11 | 22
| 7828 | 327 | 11 | 23 | 4 | 0 | 0 | 1 | 0 | 0 | 0 | 0 | 0 | 0 | 0 | 0 | 1 |  | 11 | 23 | 11 | 22
| 7829 | 327 | 11 | 23 | 5 | 0 | 0 | 1 | 0 | 0 | 0 | 0 | 0 | 0 | 0 | 0 | 1 |  | 11 | 23 | 11 | 22
| 7830 | 327 | 11 | 23 | 6 | 0 | 0 | 1 | 0 | 0 | 0 | 0 | 0 | 0 | 0 | 0 | 1 |  | 11 | 23 | 11 | 22
| 7831 | 327 | 11 | 23 | 7 | 0 | 0 | 1 | 0 | 0 | 0 | 0 | 0 | 0 | 0 | 0 | 1 |  | 11 | 23 | 11 | 22
| 7832 | 327 | 11 | 23 | 8 | 0 | 0 | 1 | 0 | 0 | 0 | 0 | 0 | 0 | 0 | 0 | 1 |  | 11 | 23 | 11 | 22
| 7833 | 327 | 11 | 23 | 9 | 0 | 0 | 1 | 0 | 0 | 0 | 0 | 0 | 0 | 0 | 0 | 1 |  | 11 | 23 | 11 | 22
| 7834 | 327 | 11 | 23 | 10 | 0 | 0 | 1 | 0 | 0 | 0 | 0 | 0 | 0 | 0 | 0 | 1 |  | 11 | 23 | 11 | 22
| 7835 | 327 | 11 | 23 | 11 | 0 | 0 | 1 | 0 | 0 | 0 | 0 | 0 | 0 | 0 | 0 | 1 |  | 11 | 23 | 11 | 22
| 7836 | 327 | 11 | 23 | 12 | 0 | 0 | 1 | 0 | 0 | 0 | 0 | 0 | 0 | 0 | 0 | 1 |  | 11 | 23 | 11 | 22
| 7837 | 327 | 11 | 23 | 13 | 0 | 0 | 1 | 0 | 0 | 0 | 0 | 0 | 0 | 0 | 0 | 1 |  | 11 | 23 | 11 | 22
| 7838 | 327 | 11 | 23 | 14 | 0 | 0 | 1 | 0 | 0 | 0 | 0 | 0 | 0 | 0 | 0 | 1 |  | 11 | 23 | 11 | 22
| 7839 | 327 | 11 | 23 | 15 | 0 | 0 | 1 | 0 | 0 | 0 | 0 | 0 | 0 | 0 | 0 | 1 |  | 11 | 23 | 11 | 22
| 7840 | 327 | 11 | 23 | 16 | 0 | 0 | 1 | 0 | 0 | 0 | 0 | 0 | 0 | 0 | 0 | 1 |  | 11 | 23 | 11 | 22
| 7841 | 327 | 11 | 23 | 17 | 0 | 0 | 1 | 0 | 0 | 0 | 0 | 0 | 0 | 0 | 0 | 1 |  | 11 | 23 | 11 | 22
| 7842 | 327 | 11 | 23 | 18 | 0 | 0 | 1 | 0 | 0 | 0 | 0 | 0 | 0 | 0 | 0 | 1 |  | 11 | 23 | 11 | 22
| 7843 | 327 | 11 | 23 | 19 | 0 | 0 | 1 | 0 | 0 | 0 | 0 | 0 | 0 | 0 | 0 | 1 |  | 11 | 23 | 11 | 22
| 7844 | 327 | 11 | 23 | 20 | 0 | 0 | 1 | 0 | 0 | 0 | 0 | 0 | 0 | 0 | 0 | 1 |  | 11 | 23 | 11 | 22
| 7845 | 327 | 11 | 23 | 21 | 0 | 0 | 1 | 0 | 0 | 0 | 0 | 0 | 0 | 0 | 0 | 1 |  | 11 | 23 | 11 | 22
| 7846 | 327 | 11 | 23 | 22 | 0 | 0 | 1 | 0 | 0 | 0 | 0 | 0 | 0 | 0 | 0 | 1 |  | 11 | 23 | 11 | 22
| 7847 | 327 | 11 | 23 | 23 | 0 | 0 | 1 | 0 | 0 | 0 | 0 | 0 | 0 | 0 | 0 | 1 |  | 11 | 23 | 11 | 22
| 7848 | 327 | 11 | 23 | 24 | 0 | 0 | 1 | 0 | 0 | 0 | 0 | 0 | 0 | 0 | 0 | 1 |  | 11 | 23 | 11 | 22
| 7849 | 328 | 11 | 24 | 1 | 0 | 0 | 1 | 0 | 0 | 0 | 0 | 0 | 0 | 0 | 0 | 1 |  | 11 | 24 | 11 | 23
| 7850 | 328 | 11 | 24 | 2 | 0 | 0 | 1 | 0 | 0 | 0 | 0 | 0 | 0 | 0 | 0 | 1 |  | 11 | 24 | 11 | 23
| 7851 | 328 | 11 | 24 | 3 | 0 | 0 | 1 | 0 | 0 | 0 | 0 | 0 | 0 | 0 | 0 | 1 |  | 11 | 24 | 11 | 23
| 7852 | 328 | 11 | 24 | 4 | 0 | 0 | 1 | 0 | 0 | 0 | 0 | 0 | 0 | 0 | 0 | 1 |  | 11 | 24 | 11 | 23
| 7853 | 328 | 11 | 24 | 5 | 0 | 0 | 1 | 0 | 0 | 0 | 0 | 0 | 0 | 0 | 0 | 1 |  | 11 | 24 | 11 | 23
| 7854 | 328 | 11 | 24 | 6 | 0 | 0 | 1 | 0 | 0 | 0 | 0 | 0 | 0 | 0 | 0 | 1 |  | 11 | 24 | 11 | 23
| 7855 | 328 | 11 | 24 | 7 | 0 | 0 | 1 | 0 | 0 | 0 | 0 | 0 | 0 | 0 | 0 | 1 |  | 11 | 24 | 11 | 23
| 7856 | 328 | 11 | 24 | 8 | 0 | 0 | 1 | 0 | 0 | 0 | 0 | 0 | 0 | 0 | 0 | 1 |  | 11 | 24 | 11 | 23
| 7857 | 328 | 11 | 24 | 9 | 0 | 0 | 1 | 0 | 0 | 0 | 0 | 0 | 0 | 0 | 0 | 1 |  | 11 | 24 | 11 | 23
| 7858 | 328 | 11 | 24 | 10 | 0 | 0 | 1 | 0 | 0 | 0 | 0 | 0 | 0 | 0 | 0 | 1 |  | 11 | 24 | 11 | 23
| 7859 | 328 | 11 | 24 | 11 | 0 | 0 | 1 | 0 | 0 | 0 | 0 | 0 | 0 | 0 | 0 | 1 |  | 11 | 24 | 11 | 23
| 7860 | 328 | 11 | 24 | 12 | 0 | 0 | 1 | 0 | 0 | 0 | 0 | 0 | 0 | 0 | 0 | 1 |  | 11 | 24 | 11 | 23
| 7861 | 328 | 11 | 24 | 13 | 0 | 0 | 1 | 0 | 0 | 0 | 0 | 0 | 0 | 0 | 0 | 1 |  | 11 | 24 | 11 | 23
| 7862 | 328 | 11 | 24 | 14 | 0 | 0 | 1 | 0 | 0 | 0 | 0 | 0 | 0 | 0 | 0 | 1 |  | 11 | 24 | 11 | 23
| 7863 | 328 | 11 | 24 | 15 | 0 | 0 | 1 | 0 | 0 | 0 | 0 | 0 | 0 | 0 | 0 | 1 |  | 11 | 24 | 11 | 23
| 7864 | 328 | 11 | 24 | 16 | 0 | 0 | 1 | 0 | 0 | 0 | 0 | 0 | 0 | 0 | 0 | 1 |  | 11 | 24 | 11 | 23
| 7865 | 328 | 11 | 24 | 17 | 0 | 0 | 1 | 0 | 0 | 0 | 0 | 0 | 0 | 0 | 0 | 1 |  | 11 | 24 | 11 | 23
| 7866 | 328 | 11 | 24 | 18 | 0 | 0 | 1 | 0 | 0 | 0 | 0 | 0 | 0 | 0 | 0 | 1 |  | 11 | 24 | 11 | 23
| 7867 | 328 | 11 | 24 | 19 | 0 | 0 | 1 | 0 | 0 | 0 | 0 | 0 | 0 | 0 | 0 | 1 |  | 11 | 24 | 11 | 23
| 7868 | 328 | 11 | 24 | 20 | 0 | 0 | 1 | 0 | 0 | 0 | 0 | 0 | 0 | 0 | 0 | 1 |  | 11 | 24 | 11 | 23
| 7869 | 328 | 11 | 24 | 21 | 0 | 0 | 1 | 0 | 0 | 0 | 0 | 0 | 0 | 0 | 0 | 1 |  | 11 | 24 | 11 | 23
| 7870 | 328 | 11 | 24 | 22 | 0 | 0 | 1 | 0 | 0 | 0 | 0 | 0 | 0 | 0 | 0 | 1 |  | 11 | 24 | 11 | 23
| 7871 | 328 | 11 | 24 | 23 | 0 | 0 | 1 | 0 | 0 | 0 | 0 | 0 | 0 | 0 | 0 | 1 |  | 11 | 24 | 11 | 23
| 7872 | 328 | 11 | 24 | 24 | 0 | 0 | 1 | 0 | 0 | 0 | 0 | 0 | 0 | 0 | 0 | 1 |  | 11 | 24 | 11 | 23
| 7873 | 329 | 11 | 25 | 1 | 0 | 0 | 1 | 0 | 0 | 0 | 0 | 0 | 0 | 0 | 0 | 1 |  | 11 | 25 | 11 | 24
| 7874 | 329 | 11 | 25 | 2 | 0 | 0 | 1 | 0 | 0 | 0 | 0 | 0 | 0 | 0 | 0 | 1 |  | 11 | 25 | 11 | 24
| 7875 | 329 | 11 | 25 | 3 | 0 | 0 | 1 | 0 | 0 | 0 | 0 | 0 | 0 | 0 | 0 | 1 |  | 11 | 25 | 11 | 24
| 7876 | 329 | 11 | 25 | 4 | 0 | 0 | 1 | 0 | 0 | 0 | 0 | 0 | 0 | 0 | 0 | 1 |  | 11 | 25 | 11 | 24
| 7877 | 329 | 11 | 25 | 5 | 0 | 0 | 1 | 0 | 0 | 0 | 0 | 0 | 0 | 0 | 0 | 1 |  | 11 | 25 | 11 | 24
| 7878 | 329 | 11 | 25 | 6 | 0 | 0 | 1 | 0 | 0 | 0 | 0 | 0 | 0 | 0 | 0 | 1 |  | 11 | 25 | 11 | 24
| 7879 | 329 | 11 | 25 | 7 | 0 | 0 | 1 | 0 | 0 | 0 | 0 | 0 | 0 | 0 | 0 | 1 |  | 11 | 25 | 11 | 24
| 7880 | 329 | 11 | 25 | 8 | 0 | 0 | 1 | 0 | 0 | 0 | 0 | 0 | 0 | 0 | 0 | 1 |  | 11 | 25 | 11 | 24
| 7881 | 329 | 11 | 25 | 9 | 0 | 0 | 1 | 0 | 0 | 0 | 0 | 0 | 0 | 0 | 0 | 1 |  | 11 | 25 | 11 | 24
| 7882 | 329 | 11 | 25 | 10 | 0 | 0 | 1 | 0 | 0 | 0 | 0 | 0 | 0 | 0 | 0 | 1 |  | 11 | 25 | 11 | 24
| 7883 | 329 | 11 | 25 | 11 | 0 | 0 | 1 | 0 | 0 | 0 | 0 | 0 | 0 | 0 | 0 | 1 |  | 11 | 25 | 11 | 24
| 7884 | 329 | 11 | 25 | 12 | 0 | 0 | 1 | 0 | 0 | 0 | 0 | 0 | 0 | 0 | 0 | 1 |  | 11 | 25 | 11 | 24
| 7885 | 329 | 11 | 25 | 13 | 0 | 0 | 1 | 0 | 0 | 0 | 0 | 0 | 0 | 0 | 0 | 1 |  | 11 | 25 | 11 | 24
| 7886 | 329 | 11 | 25 | 14 | 0 | 0 | 1 | 0 | 0 | 0 | 0 | 0 | 0 | 0 | 0 | 1 |  | 11 | 25 | 11 | 24
| 7887 | 329 | 11 | 25 | 15 | 0 | 0 | 1 | 0 | 0 | 0 | 0 | 0 | 0 | 0 | 0 | 1 |  | 11 | 25 | 11 | 24
| 7888 | 329 | 11 | 25 | 16 | 0 | 0 | 1 | 0 | 0 | 0 | 0 | 0 | 0 | 0 | 0 | 1 |  | 11 | 25 | 11 | 24
| 7889 | 329 | 11 | 25 | 17 | 0 | 0 | 1 | 0 | 0 | 0 | 0 | 0 | 0 | 0 | 0 | 1 |  | 11 | 25 | 11 | 24
| 7890 | 329 | 11 | 25 | 18 | 0 | 0 | 1 | 0 | 0 | 0 | 0 | 0 | 0 | 0 | 0 | 1 |  | 11 | 25 | 11 | 24
| 7891 | 329 | 11 | 25 | 19 | 0 | 0 | 1 | 0 | 0 | 0 | 0 | 0 | 0 | 0 | 0 | 1 |  | 11 | 25 | 11 | 24
| 7892 | 329 | 11 | 25 | 20 | 0 | 0 | 1 | 0 | 0 | 0 | 0 | 0 | 0 | 0 | 0 | 1 |  | 11 | 25 | 11 | 24
| 7893 | 329 | 11 | 25 | 21 | 0 | 0 | 1 | 0 | 0 | 0 | 0 | 0 | 0 | 0 | 0 | 1 |  | 11 | 25 | 11 | 24
| 7894 | 329 | 11 | 25 | 22 | 0 | 0 | 1 | 0 | 0 | 0 | 0 | 0 | 0 | 0 | 0 | 1 |  | 11 | 25 | 11 | 24
| 7895 | 329 | 11 | 25 | 23 | 0 | 0 | 1 | 0 | 0 | 0 | 0 | 0 | 0 | 0 | 0 | 1 |  | 11 | 25 | 11 | 24
| 7896 | 329 | 11 | 25 | 24 | 0 | 0 | 1 | 0 | 0 | 0 | 0 | 0 | 0 | 0 | 0 | 1 |  | 11 | 25 | 11 | 24
| 7897 | 330 | 11 | 26 | 1 | 0 | 0 | 0 | 0 | 0 | 0 | 0 | 0 | 0 | 0 | 0 | 1 |  | 11 | 26 | 11 | 25
| 7898 | 330 | 11 | 26 | 2 | 0 | 0 | 0 | 0 | 0 | 0 | 0 | 0 | 0 | 0 | 0 | 1 |  | 11 | 26 | 11 | 25
| 7899 | 330 | 11 | 26 | 3 | 0 | 0 | 0 | 0 | 0 | 0 | 0 | 0 | 0 | 0 | 0 | 1 |  | 11 | 26 | 11 | 25
| 7900 | 330 | 11 | 26 | 4 | 0 | 0 | 0 | 0 | 0 | 0 | 0 | 0 | 0 | 0 | 0 | 1 |  | 11 | 26 | 11 | 25
| 7901 | 330 | 11 | 26 | 5 | 0 | 0 | 0 | 0 | 0 | 0 | 0 | 0 | 0 | 0 | 0 | 1 |  | 11 | 26 | 11 | 25
| 7902 | 330 | 11 | 26 | 6 | 0 | 0 | 0 | 0 | 0 | 0 | 0 | 0 | 0 | 0 | 0 | 1 |  | 11 | 26 | 11 | 25
| 7903 | 330 | 11 | 26 | 7 | 0 | 0 | 0 | 0 | 0 | 0 | 0 | 0 | 0 | 0 | 0 | 1 |  | 11 | 26 | 11 | 25
| 7904 | 330 | 11 | 26 | 8 | 0 | 0 | 0 | 0 | 0 | 0 | 0 | 0 | 0 | 0 | 0 | 1 |  | 11 | 26 | 11 | 25
| 7905 | 330 | 11 | 26 | 9 | 0 | 0 | 0 | 0 | 0 | 0 | 0 | 0 | 0 | 0 | 0 | 1 |  | 11 | 26 | 11 | 25
| 7906 | 330 | 11 | 26 | 10 | 0 | 0 | 0 | 0 | 0 | 0 | 0 | 0 | 0 | 0 | 0 | 1 |  | 11 | 26 | 11 | 25
| 7907 | 330 | 11 | 26 | 11 | 0 | 0 | 0 | 0 | 0 | 0 | 0 | 0 | 0 | 0 | 0 | 1 |  | 11 | 26 | 11 | 25
| 7908 | 330 | 11 | 26 | 12 | 0 | 0 | 0 | 0 | 0 | 0 | 0 | 0 | 0 | 0 | 0 | 1 |  | 11 | 26 | 11 | 25
| 7909 | 330 | 11 | 26 | 13 | 0 | 0 | 0 | 0 | 0 | 0 | 0 | 0 | 0 | 0 | 0 | 1 |  | 11 | 26 | 11 | 25
| 7910 | 330 | 11 | 26 | 14 | 0 | 0 | 0 | 0 | 0 | 0 | 0 | 0 | 0 | 0 | 0 | 1 |  | 11 | 26 | 11 | 25
| 7911 | 330 | 11 | 26 | 15 | 0 | 0 | 0 | 0 | 0 | 0 | 0 | 0 | 0 | 0 | 0 | 1 |  | 11 | 26 | 11 | 25
| 7912 | 330 | 11 | 26 | 16 | 0 | 0 | 0 | 0 | 0 | 0 | 0 | 0 | 0 | 0 | 0 | 1 |  | 11 | 26 | 11 | 25
| 7913 | 330 | 11 | 26 | 17 | 0 | 0 | 0 | 0 | 0 | 0 | 0 | 0 | 0 | 0 | 0 | 1 |  | 11 | 26 | 11 | 25
| 7914 | 330 | 11 | 26 | 18 | 0 | 0 | 0 | 0 | 0 | 0 | 0 | 0 | 0 | 0 | 0 | 1 |  | 11 | 26 | 11 | 25
| 7915 | 330 | 11 | 26 | 19 | 0 | 0 | 0 | 0 | 0 | 0 | 0 | 0 | 0 | 0 | 0 | 1 |  | 11 | 26 | 11 | 25
| 7916 | 330 | 11 | 26 | 20 | 0 | 0 | 0 | 0 | 0 | 0 | 0 | 0 | 0 | 0 | 0 | 1 |  | 11 | 26 | 11 | 25
| 7917 | 330 | 11 | 26 | 21 | 0 | 0 | 0 | 0 | 0 | 0 | 0 | 0 | 0 | 0 | 0 | 1 |  | 11 | 26 | 11 | 25
| 7918 | 330 | 11 | 26 | 22 | 0 | 0 | 0 | 0 | 0 | 0 | 0 | 0 | 0 | 0 | 0 | 1 |  | 11 | 26 | 11 | 25
| 7919 | 330 | 11 | 26 | 23 | 0 | 0 | 0 | 0 | 0 | 0 | 0 | 0 | 0 | 0 | 0 | 1 |  | 11 | 26 | 11 | 25
| 7920 | 330 | 11 | 26 | 24 | 0 | 0 | 0 | 0 | 0 | 0 | 0 | 0 | 0 | 0 | 0 | 1 |  | 11 | 26 | 11 | 25
| 7921 | 331 | 11 | 27 | 1 | 0 | 0 | 0 | 0 | 0 | 0 | 0 | 0 | 0 | 0 | 0 | 1 |  | 11 | 27 | 11 | 26
| 7922 | 331 | 11 | 27 | 2 | 0 | 0 | 0 | 0 | 0 | 0 | 0 | 0 | 0 | 0 | 0 | 1 |  | 11 | 27 | 11 | 26
| 7923 | 331 | 11 | 27 | 3 | 0 | 0 | 0 | 0 | 0 | 0 | 0 | 0 | 0 | 0 | 0 | 1 |  | 11 | 27 | 11 | 26
| 7924 | 331 | 11 | 27 | 4 | 0 | 0 | 0 | 0 | 0 | 0 | 0 | 0 | 0 | 0 | 0 | 1 |  | 11 | 27 | 11 | 26
| 7925 | 331 | 11 | 27 | 5 | 0 | 0 | 0 | 0 | 0 | 0 | 0 | 0 | 0 | 0 | 0 | 1 |  | 11 | 27 | 11 | 26
| 7926 | 331 | 11 | 27 | 6 | 0 | 0 | 0 | 0 | 0 | 0 | 0 | 0 | 0 | 0 | 0 | 1 |  | 11 | 27 | 11 | 26
| 7927 | 331 | 11 | 27 | 7 | 0 | 0 | 0 | 0 | 0 | 0 | 0 | 0 | 0 | 0 | 0 | 1 |  | 11 | 27 | 11 | 26
| 7928 | 331 | 11 | 27 | 8 | 0 | 0 | 0 | 0 | 0 | 0 | 0 | 0 | 0 | 0 | 0 | 1 |  | 11 | 27 | 11 | 26
| 7929 | 331 | 11 | 27 | 9 | 0 | 0 | 0 | 0 | 0 | 0 | 0 | 0 | 0 | 0 | 0 | 1 |  | 11 | 27 | 11 | 26
| 7930 | 331 | 11 | 27 | 10 | 0 | 0 | 0 | 0 | 0 | 0 | 0 | 0 | 0 | 0 | 0 | 1 |  | 11 | 27 | 11 | 26
| 7931 | 331 | 11 | 27 | 11 | 0 | 0 | 0 | 0 | 0 | 0 | 0 | 0 | 0 | 0 | 0 | 1 |  | 11 | 27 | 11 | 26
| 7932 | 331 | 11 | 27 | 12 | 0 | 0 | 0 | 0 | 0 | 0 | 0 | 0 | 0 | 0 | 0 | 1 |  | 11 | 27 | 11 | 26
| 7933 | 331 | 11 | 27 | 13 | 0 | 0 | 0 | 0 | 0 | 0 | 0 | 0 | 0 | 0 | 0 | 1 |  | 11 | 27 | 11 | 26
| 7934 | 331 | 11 | 27 | 14 | 0 | 0 | 0 | 0 | 0 | 0 | 0 | 0 | 0 | 0 | 0 | 1 |  | 11 | 27 | 11 | 26
| 7935 | 331 | 11 | 27 | 15 | 0 | 0 | 0 | 0 | 0 | 0 | 0 | 0 | 0 | 0 | 0 | 1 |  | 11 | 27 | 11 | 26
| 7936 | 331 | 11 | 27 | 16 | 0 | 0 | 0 | 0 | 0 | 0 | 0 | 0 | 0 | 0 | 0 | 1 |  | 11 | 27 | 11 | 26
| 7937 | 331 | 11 | 27 | 17 | 0 | 0 | 0 | 0 | 0 | 0 | 0 | 0 | 0 | 0 | 0 | 1 |  | 11 | 27 | 11 | 26
| 7938 | 331 | 11 | 27 | 18 | 0 | 0 | 0 | 0 | 0 | 0 | 0 | 0 | 0 | 0 | 0 | 1 |  | 11 | 27 | 11 | 26
| 7939 | 331 | 11 | 27 | 19 | 0 | 0 | 0 | 0 | 0 | 0 | 0 | 0 | 0 | 0 | 0 | 1 |  | 11 | 27 | 11 | 26
| 7940 | 331 | 11 | 27 | 20 | 0 | 0 | 0 | 0 | 0 | 0 | 0 | 0 | 0 | 0 | 0 | 1 |  | 11 | 27 | 11 | 26
| 7941 | 331 | 11 | 27 | 21 | 0 | 0 | 0 | 0 | 0 | 0 | 0 | 0 | 0 | 0 | 0 | 1 |  | 11 | 27 | 11 | 26
| 7942 | 331 | 11 | 27 | 22 | 0 | 0 | 0 | 0 | 0 | 0 | 0 | 0 | 0 | 0 | 0 | 1 |  | 11 | 27 | 11 | 26
| 7943 | 331 | 11 | 27 | 23 | 0 | 0 | 0 | 0 | 0 | 0 | 0 | 0 | 0 | 0 | 0 | 1 |  | 11 | 27 | 11 | 26
| 7944 | 331 | 11 | 27 | 24 | 0 | 0 | 0 | 0 | 0 | 0 | 0 | 0 | 0 | 0 | 0 | 1 |  | 11 | 27 | 11 | 26
| 7945 | 332 | 11 | 28 | 1 | 0 | 0 | 1 | 0 | 0 | 0 | 0 | 0 | 0 | 0 | 0 | 1 |  | 11 | 28 | 11 | 27
| 7946 | 332 | 11 | 28 | 2 | 0 | 0 | 1 | 0 | 0 | 0 | 0 | 0 | 0 | 0 | 0 | 1 |  | 11 | 28 | 11 | 27
| 7947 | 332 | 11 | 28 | 3 | 0 | 0 | 1 | 0 | 0 | 0 | 0 | 0 | 0 | 0 | 0 | 1 |  | 11 | 28 | 11 | 27
| 7948 | 332 | 11 | 28 | 4 | 0 | 0 | 1 | 0 | 0 | 0 | 0 | 0 | 0 | 0 | 0 | 1 |  | 11 | 28 | 11 | 27
| 7949 | 332 | 11 | 28 | 5 | 0 | 0 | 1 | 0 | 0 | 0 | 0 | 0 | 0 | 0 | 0 | 1 |  | 11 | 28 | 11 | 27
| 7950 | 332 | 11 | 28 | 6 | 0 | 0 | 1 | 0 | 0 | 0 | 0 | 0 | 0 | 0 | 0 | 1 |  | 11 | 28 | 11 | 27
| 7951 | 332 | 11 | 28 | 7 | 0 | 0 | 1 | 0 | 0 | 0 | 0 | 0 | 0 | 0 | 0 | 1 |  | 11 | 28 | 11 | 27
| 7952 | 332 | 11 | 28 | 8 | 0 | 0 | 1 | 0 | 0 | 0 | 0 | 0 | 0 | 0 | 0 | 1 |  | 11 | 28 | 11 | 27
| 7953 | 332 | 11 | 28 | 9 | 0 | 0 | 1 | 0 | 0 | 0 | 0 | 0 | 0 | 0 | 0 | 1 |  | 11 | 28 | 11 | 27
| 7954 | 332 | 11 | 28 | 10 | 0 | 0 | 1 | 0 | 0 | 0 | 0 | 0 | 0 | 0 | 0 | 1 |  | 11 | 28 | 11 | 27
| 7955 | 332 | 11 | 28 | 11 | 0 | 0 | 1 | 0 | 0 | 0 | 0 | 0 | 0 | 0 | 0 | 1 |  | 11 | 28 | 11 | 27
| 7956 | 332 | 11 | 28 | 12 | 0 | 0 | 1 | 0 | 0 | 0 | 0 | 0 | 0 | 0 | 0 | 1 |  | 11 | 28 | 11 | 27
| 7957 | 332 | 11 | 28 | 13 | 0 | 0 | 1 | 0 | 0 | 0 | 0 | 0 | 0 | 0 | 0 | 1 |  | 11 | 28 | 11 | 27
| 7958 | 332 | 11 | 28 | 14 | 0 | 0 | 1 | 0 | 0 | 0 | 0 | 0 | 0 | 0 | 0 | 1 |  | 11 | 28 | 11 | 27
| 7959 | 332 | 11 | 28 | 15 | 0 | 0 | 1 | 0 | 0 | 0 | 0 | 0 | 0 | 0 | 0 | 1 |  | 11 | 28 | 11 | 27
| 7960 | 332 | 11 | 28 | 16 | 0 | 0 | 1 | 0 | 0 | 0 | 0 | 0 | 0 | 0 | 0 | 1 |  | 11 | 28 | 11 | 27
| 7961 | 332 | 11 | 28 | 17 | 0 | 0 | 1 | 0 | 0 | 0 | 0 | 0 | 0 | 0 | 0 | 1 |  | 11 | 28 | 11 | 27
| 7962 | 332 | 11 | 28 | 18 | 0 | 0 | 1 | 0 | 0 | 0 | 0 | 0 | 0 | 0 | 0 | 1 |  | 11 | 28 | 11 | 27
| 7963 | 332 | 11 | 28 | 19 | 0 | 0 | 1 | 0 | 0 | 0 | 0 | 0 | 0 | 0 | 0 | 1 |  | 11 | 28 | 11 | 27
| 7964 | 332 | 11 | 28 | 20 | 0 | 0 | 1 | 0 | 0 | 0 | 0 | 0 | 0 | 0 | 0 | 1 |  | 11 | 28 | 11 | 27
| 7965 | 332 | 11 | 28 | 21 | 0 | 0 | 1 | 0 | 0 | 0 | 0 | 0 | 0 | 0 | 0 | 1 |  | 11 | 28 | 11 | 27
| 7966 | 332 | 11 | 28 | 22 | 0 | 0 | 1 | 0 | 0 | 0 | 0 | 0 | 0 | 0 | 0 | 1 |  | 11 | 28 | 11 | 27
| 7967 | 332 | 11 | 28 | 23 | 0 | 0 | 1 | 0 | 0 | 0 | 0 | 0 | 0 | 0 | 0 | 1 |  | 11 | 28 | 11 | 27
| 7968 | 332 | 11 | 28 | 24 | 0 | 0 | 1 | 0 | 0 | 0 | 0 | 0 | 0 | 0 | 0 | 1 |  | 11 | 28 | 11 | 27
| 7969 | 333 | 11 | 29 | 1 | 0 | 0 | 1 | 0 | 0 | 0 | 0 | 0 | 0 | 0 | 0 | 1 |  | 11 | 29 | 11 | 28
| 7970 | 333 | 11 | 29 | 2 | 0 | 0 | 1 | 0 | 0 | 0 | 0 | 0 | 0 | 0 | 0 | 1 |  | 11 | 29 | 11 | 28
| 7971 | 333 | 11 | 29 | 3 | 0 | 0 | 1 | 0 | 0 | 0 | 0 | 0 | 0 | 0 | 0 | 1 |  | 11 | 29 | 11 | 28
| 7972 | 333 | 11 | 29 | 4 | 0 | 0 | 1 | 0 | 0 | 0 | 0 | 0 | 0 | 0 | 0 | 1 |  | 11 | 29 | 11 | 28
| 7973 | 333 | 11 | 29 | 5 | 0 | 0 | 1 | 0 | 0 | 0 | 0 | 0 | 0 | 0 | 0 | 1 |  | 11 | 29 | 11 | 28
| 7974 | 333 | 11 | 29 | 6 | 0 | 0 | 1 | 0 | 0 | 0 | 0 | 0 | 0 | 0 | 0 | 1 |  | 11 | 29 | 11 | 28
| 7975 | 333 | 11 | 29 | 7 | 0 | 0 | 1 | 0 | 0 | 0 | 0 | 0 | 0 | 0 | 0 | 1 |  | 11 | 29 | 11 | 28
| 7976 | 333 | 11 | 29 | 8 | 0 | 0 | 1 | 0 | 0 | 0 | 0 | 0 | 0 | 0 | 0 | 1 |  | 11 | 29 | 11 | 28
| 7977 | 333 | 11 | 29 | 9 | 0 | 0 | 1 | 0 | 0 | 0 | 0 | 0 | 0 | 0 | 0 | 1 |  | 11 | 29 | 11 | 28
| 7978 | 333 | 11 | 29 | 10 | 0 | 0 | 1 | 0 | 0 | 0 | 0 | 0 | 0 | 0 | 0 | 1 |  | 11 | 29 | 11 | 28
| 7979 | 333 | 11 | 29 | 11 | 0 | 0 | 1 | 0 | 0 | 0 | 0 | 0 | 0 | 0 | 0 | 1 |  | 11 | 29 | 11 | 28
| 7980 | 333 | 11 | 29 | 12 | 0 | 0 | 1 | 0 | 0 | 0 | 0 | 0 | 0 | 0 | 0 | 1 |  | 11 | 29 | 11 | 28
| 7981 | 333 | 11 | 29 | 13 | 0 | 0 | 1 | 0 | 0 | 0 | 0 | 0 | 0 | 0 | 0 | 1 |  | 11 | 29 | 11 | 28
| 7982 | 333 | 11 | 29 | 14 | 0 | 0 | 1 | 0 | 0 | 0 | 0 | 0 | 0 | 0 | 0 | 1 |  | 11 | 29 | 11 | 28
| 7983 | 333 | 11 | 29 | 15 | 0 | 0 | 1 | 0 | 0 | 0 | 0 | 0 | 0 | 0 | 0 | 1 |  | 11 | 29 | 11 | 28
| 7984 | 333 | 11 | 29 | 16 | 0 | 0 | 1 | 0 | 0 | 0 | 0 | 0 | 0 | 0 | 0 | 1 |  | 11 | 29 | 11 | 28
| 7985 | 333 | 11 | 29 | 17 | 0 | 0 | 1 | 0 | 0 | 0 | 0 | 0 | 0 | 0 | 0 | 1 |  | 11 | 29 | 11 | 28
| 7986 | 333 | 11 | 29 | 18 | 0 | 0 | 1 | 0 | 0 | 0 | 0 | 0 | 0 | 0 | 0 | 1 |  | 11 | 29 | 11 | 28
| 7987 | 333 | 11 | 29 | 19 | 0 | 0 | 1 | 0 | 0 | 0 | 0 | 0 | 0 | 0 | 0 | 1 |  | 11 | 29 | 11 | 28
| 7988 | 333 | 11 | 29 | 20 | 0 | 0 | 1 | 0 | 0 | 0 | 0 | 0 | 0 | 0 | 0 | 1 |  | 11 | 29 | 11 | 28
| 7989 | 333 | 11 | 29 | 21 | 0 | 0 | 1 | 0 | 0 | 0 | 0 | 0 | 0 | 0 | 0 | 1 |  | 11 | 29 | 11 | 28
| 7990 | 333 | 11 | 29 | 22 | 0 | 0 | 1 | 0 | 0 | 0 | 0 | 0 | 0 | 0 | 0 | 1 |  | 11 | 29 | 11 | 28
| 7991 | 333 | 11 | 29 | 23 | 0 | 0 | 1 | 0 | 0 | 0 | 0 | 0 | 0 | 0 | 0 | 1 |  | 11 | 29 | 11 | 28
| 7992 | 333 | 11 | 29 | 24 | 0 | 0 | 1 | 0 | 0 | 0 | 0 | 0 | 0 | 0 | 0 | 1 |  | 11 | 29 | 11 | 28
| 7993 | 334 | 11 | 30 | 1 | 0 | 0 | 1 | 0 | 0 | 0 | 0 | 0 | 0 | 0 | 0 | 1 |  | 11 | 30 | 11 | 29
| 7994 | 334 | 11 | 30 | 2 | 0 | 0 | 1 | 0 | 0 | 0 | 0 | 0 | 0 | 0 | 0 | 1 |  | 11 | 30 | 11 | 29
| 7995 | 334 | 11 | 30 | 3 | 0 | 0 | 1 | 0 | 0 | 0 | 0 | 0 | 0 | 0 | 0 | 1 |  | 11 | 30 | 11 | 29
| 7996 | 334 | 11 | 30 | 4 | 0 | 0 | 1 | 0 | 0 | 0 | 0 | 0 | 0 | 0 | 0 | 1 |  | 11 | 30 | 11 | 29
| 7997 | 334 | 11 | 30 | 5 | 0 | 0 | 1 | 0 | 0 | 0 | 0 | 0 | 0 | 0 | 0 | 1 |  | 11 | 30 | 11 | 29
| 7998 | 334 | 11 | 30 | 6 | 0 | 0 | 1 | 0 | 0 | 0 | 0 | 0 | 0 | 0 | 0 | 1 |  | 11 | 30 | 11 | 29
| 7999 | 334 | 11 | 30 | 7 | 0 | 0 | 1 | 0 | 0 | 0 | 0 | 0 | 0 | 0 | 0 | 1 |  | 11 | 30 | 11 | 29
| 8000 | 334 | 11 | 30 | 8 | 0 | 0 | 1 | 0 | 0 | 0 | 0 | 0 | 0 | 0 | 0 | 1 |  | 11 | 30 | 11 | 29
| 8001 | 334 | 11 | 30 | 9 | 0 | 0 | 1 | 0 | 0 | 0 | 0 | 0 | 0 | 0 | 0 | 1 |  | 11 | 30 | 11 | 29
| 8002 | 334 | 11 | 30 | 10 | 0 | 0 | 1 | 0 | 0 | 0 | 0 | 0 | 0 | 0 | 0 | 1 |  | 11 | 30 | 11 | 29
| 8003 | 334 | 11 | 30 | 11 | 0 | 0 | 1 | 0 | 0 | 0 | 0 | 0 | 0 | 0 | 0 | 1 |  | 11 | 30 | 11 | 29
| 8004 | 334 | 11 | 30 | 12 | 0 | 0 | 1 | 0 | 0 | 0 | 0 | 0 | 0 | 0 | 0 | 1 |  | 11 | 30 | 11 | 29
| 8005 | 334 | 11 | 30 | 13 | 0 | 0 | 1 | 0 | 0 | 0 | 0 | 0 | 0 | 0 | 0 | 1 |  | 11 | 30 | 11 | 29
| 8006 | 334 | 11 | 30 | 14 | 0 | 0 | 1 | 0 | 0 | 0 | 0 | 0 | 0 | 0 | 0 | 1 |  | 11 | 30 | 11 | 29
| 8007 | 334 | 11 | 30 | 15 | 0 | 0 | 1 | 0 | 0 | 0 | 0 | 0 | 0 | 0 | 0 | 1 |  | 11 | 30 | 11 | 29
| 8008 | 334 | 11 | 30 | 16 | 0 | 0 | 1 | 0 | 0 | 0 | 0 | 0 | 0 | 0 | 0 | 1 |  | 11 | 30 | 11 | 29
| 8009 | 334 | 11 | 30 | 17 | 0 | 0 | 1 | 0 | 0 | 0 | 0 | 0 | 0 | 0 | 0 | 1 |  | 11 | 30 | 11 | 29
| 8010 | 334 | 11 | 30 | 18 | 0 | 0 | 1 | 0 | 0 | 0 | 0 | 0 | 0 | 0 | 0 | 1 |  | 11 | 30 | 11 | 29
| 8011 | 334 | 11 | 30 | 19 | 0 | 0 | 1 | 0 | 0 | 0 | 0 | 0 | 0 | 0 | 0 | 1 |  | 11 | 30 | 11 | 29
| 8012 | 334 | 11 | 30 | 20 | 0 | 0 | 1 | 0 | 0 | 0 | 0 | 0 | 0 | 0 | 0 | 1 |  | 11 | 30 | 11 | 29
| 8013 | 334 | 11 | 30 | 21 | 0 | 0 | 1 | 0 | 0 | 0 | 0 | 0 | 0 | 0 | 0 | 1 |  | 11 | 30 | 11 | 29
| 8014 | 334 | 11 | 30 | 22 | 0 | 0 | 1 | 0 | 0 | 0 | 0 | 0 | 0 | 0 | 0 | 1 |  | 11 | 30 | 11 | 29
| 8015 | 334 | 11 | 30 | 23 | 0 | 0 | 1 | 0 | 0 | 0 | 0 | 0 | 0 | 0 | 0 | 1 |  | 11 | 30 | 11 | 29
| 8016 | 334 | 11 | 30 | 24 | 0 | 0 | 1 | 0 | 0 | 0 | 0 | 0 | 0 | 0 | 0 | 1 |  | 11 | 30 | 11 | 29
| 8017 | 335 | 12 | 1 | 1 | 0 | 0 | 1 | 0 | 0 | 0 | 0 | 0 | 0 | 0 | 0 | 1 |  | 12 | 1 | 11 | 30
| 8018 | 335 | 12 | 1 | 2 | 0 | 0 | 1 | 0 | 0 | 0 | 0 | 0 | 0 | 0 | 0 | 1 |  | 12 | 1 | 11 | 30
| 8019 | 335 | 12 | 1 | 3 | 0 | 0 | 1 | 0 | 0 | 0 | 0 | 0 | 0 | 0 | 0 | 1 |  | 12 | 1 | 11 | 30
| 8020 | 335 | 12 | 1 | 4 | 0 | 0 | 1 | 0 | 0 | 0 | 0 | 0 | 0 | 0 | 0 | 1 |  | 12 | 1 | 11 | 30
| 8021 | 335 | 12 | 1 | 5 | 0 | 0 | 1 | 0 | 0 | 0 | 0 | 0 | 0 | 0 | 0 | 1 |  | 12 | 1 | 11 | 30
| 8022 | 335 | 12 | 1 | 6 | 0 | 0 | 1 | 0 | 0 | 0 | 0 | 0 | 0 | 0 | 0 | 1 |  | 12 | 1 | 11 | 30
| 8023 | 335 | 12 | 1 | 7 | 0 | 0 | 1 | 0 | 0 | 0 | 0 | 0 | 0 | 0 | 0 | 1 |  | 12 | 1 | 11 | 30
| 8024 | 335 | 12 | 1 | 8 | 0 | 0 | 1 | 0 | 0 | 0 | 0 | 0 | 0 | 0 | 0 | 1 |  | 12 | 1 | 11 | 30
| 8025 | 335 | 12 | 1 | 9 | 0 | 0 | 1 | 0 | 0 | 0 | 0 | 0 | 0 | 0 | 0 | 1 |  | 12 | 1 | 11 | 30
| 8026 | 335 | 12 | 1 | 10 | 0 | 0 | 1 | 0 | 0 | 0 | 0 | 0 | 0 | 0 | 0 | 1 |  | 12 | 1 | 11 | 30
| 8027 | 335 | 12 | 1 | 11 | 0 | 0 | 1 | 0 | 0 | 0 | 0 | 0 | 0 | 0 | 0 | 1 |  | 12 | 1 | 11 | 30
| 8028 | 335 | 12 | 1 | 12 | 0 | 0 | 1 | 0 | 0 | 0 | 0 | 0 | 0 | 0 | 0 | 1 |  | 12 | 1 | 11 | 30
| 8029 | 335 | 12 | 1 | 13 | 0 | 0 | 1 | 0 | 0 | 0 | 0 | 0 | 0 | 0 | 0 | 1 |  | 12 | 1 | 11 | 30
| 8030 | 335 | 12 | 1 | 14 | 0 | 0 | 1 | 0 | 0 | 0 | 0 | 0 | 0 | 0 | 0 | 1 |  | 12 | 1 | 11 | 30
| 8031 | 335 | 12 | 1 | 15 | 0 | 0 | 1 | 0 | 0 | 0 | 0 | 0 | 0 | 0 | 0 | 1 |  | 12 | 1 | 11 | 30
| 8032 | 335 | 12 | 1 | 16 | 0 | 0 | 1 | 0 | 0 | 0 | 0 | 0 | 0 | 0 | 0 | 1 |  | 12 | 1 | 11 | 30
| 8033 | 335 | 12 | 1 | 17 | 0 | 0 | 1 | 0 | 0 | 0 | 0 | 0 | 0 | 0 | 0 | 1 |  | 12 | 1 | 11 | 30
| 8034 | 335 | 12 | 1 | 18 | 0 | 0 | 1 | 0 | 0 | 0 | 0 | 0 | 0 | 0 | 0 | 1 |  | 12 | 1 | 11 | 30
| 8035 | 335 | 12 | 1 | 19 | 0 | 0 | 1 | 0 | 0 | 0 | 0 | 0 | 0 | 0 | 0 | 1 |  | 12 | 1 | 11 | 30
| 8036 | 335 | 12 | 1 | 20 | 0 | 0 | 1 | 0 | 0 | 0 | 0 | 0 | 0 | 0 | 0 | 1 |  | 12 | 1 | 11 | 30
| 8037 | 335 | 12 | 1 | 21 | 0 | 0 | 1 | 0 | 0 | 0 | 0 | 0 | 0 | 0 | 0 | 1 |  | 12 | 1 | 11 | 30
| 8038 | 335 | 12 | 1 | 22 | 0 | 0 | 1 | 0 | 0 | 0 | 0 | 0 | 0 | 0 | 0 | 1 |  | 12 | 1 | 11 | 30
| 8039 | 335 | 12 | 1 | 23 | 0 | 0 | 1 | 0 | 0 | 0 | 0 | 0 | 0 | 0 | 0 | 1 |  | 12 | 1 | 11 | 30
| 8040 | 335 | 12 | 1 | 24 | 0 | 0 | 1 | 0 | 0 | 0 | 0 | 0 | 0 | 0 | 0 | 1 |  | 12 | 1 | 11 | 30
| 8041 | 336 | 12 | 2 | 1 | 0 | 0 | 1 | 0 | 0 | 0 | 0 | 0 | 0 | 0 | 0 | 1 |  | 12 | 2 | 12 | 1
| 8042 | 336 | 12 | 2 | 2 | 0 | 0 | 1 | 0 | 0 | 0 | 0 | 0 | 0 | 0 | 0 | 1 |  | 12 | 2 | 12 | 1
| 8043 | 336 | 12 | 2 | 3 | 0 | 0 | 1 | 0 | 0 | 0 | 0 | 0 | 0 | 0 | 0 | 1 |  | 12 | 2 | 12 | 1
| 8044 | 336 | 12 | 2 | 4 | 0 | 0 | 1 | 0 | 0 | 0 | 0 | 0 | 0 | 0 | 0 | 1 |  | 12 | 2 | 12 | 1
| 8045 | 336 | 12 | 2 | 5 | 0 | 0 | 1 | 0 | 0 | 0 | 0 | 0 | 0 | 0 | 0 | 1 |  | 12 | 2 | 12 | 1
| 8046 | 336 | 12 | 2 | 6 | 0 | 0 | 1 | 0 | 0 | 0 | 0 | 0 | 0 | 0 | 0 | 1 |  | 12 | 2 | 12 | 1
| 8047 | 336 | 12 | 2 | 7 | 0 | 0 | 1 | 0 | 0 | 0 | 0 | 0 | 0 | 0 | 0 | 1 |  | 12 | 2 | 12 | 1
| 8048 | 336 | 12 | 2 | 8 | 0 | 0 | 1 | 0 | 0 | 0 | 0 | 0 | 0 | 0 | 0 | 1 |  | 12 | 2 | 12 | 1
| 8049 | 336 | 12 | 2 | 9 | 0 | 0 | 1 | 0 | 0 | 0 | 0 | 0 | 0 | 0 | 0 | 1 |  | 12 | 2 | 12 | 1
| 8050 | 336 | 12 | 2 | 10 | 0 | 0 | 1 | 0 | 0 | 0 | 0 | 0 | 0 | 0 | 0 | 1 |  | 12 | 2 | 12 | 1
| 8051 | 336 | 12 | 2 | 11 | 0 | 0 | 1 | 0 | 0 | 0 | 0 | 0 | 0 | 0 | 0 | 1 |  | 12 | 2 | 12 | 1
| 8052 | 336 | 12 | 2 | 12 | 0 | 0 | 1 | 0 | 0 | 0 | 0 | 0 | 0 | 0 | 0 | 1 |  | 12 | 2 | 12 | 1
| 8053 | 336 | 12 | 2 | 13 | 0 | 0 | 1 | 0 | 0 | 0 | 0 | 0 | 0 | 0 | 0 | 1 |  | 12 | 2 | 12 | 1
| 8054 | 336 | 12 | 2 | 14 | 0 | 0 | 1 | 0 | 0 | 0 | 0 | 0 | 0 | 0 | 0 | 1 |  | 12 | 2 | 12 | 1
| 8055 | 336 | 12 | 2 | 15 | 0 | 0 | 1 | 0 | 0 | 0 | 0 | 0 | 0 | 0 | 0 | 1 |  | 12 | 2 | 12 | 1
| 8056 | 336 | 12 | 2 | 16 | 0 | 0 | 1 | 0 | 0 | 0 | 0 | 0 | 0 | 0 | 0 | 1 |  | 12 | 2 | 12 | 1
| 8057 | 336 | 12 | 2 | 17 | 0 | 0 | 1 | 0 | 0 | 0 | 0 | 0 | 0 | 0 | 0 | 1 |  | 12 | 2 | 12 | 1
| 8058 | 336 | 12 | 2 | 18 | 0 | 0 | 1 | 0 | 0 | 0 | 0 | 0 | 0 | 0 | 0 | 1 |  | 12 | 2 | 12 | 1
| 8059 | 336 | 12 | 2 | 19 | 0 | 0 | 1 | 0 | 0 | 0 | 0 | 0 | 0 | 0 | 0 | 1 |  | 12 | 2 | 12 | 1
| 8060 | 336 | 12 | 2 | 20 | 0 | 0 | 1 | 0 | 0 | 0 | 0 | 0 | 0 | 0 | 0 | 1 |  | 12 | 2 | 12 | 1
| 8061 | 336 | 12 | 2 | 21 | 0 | 0 | 1 | 0 | 0 | 0 | 0 | 0 | 0 | 0 | 0 | 1 |  | 12 | 2 | 12 | 1
| 8062 | 336 | 12 | 2 | 22 | 0 | 0 | 1 | 0 | 0 | 0 | 0 | 0 | 0 | 0 | 0 | 1 |  | 12 | 2 | 12 | 1
| 8063 | 336 | 12 | 2 | 23 | 0 | 0 | 1 | 0 | 0 | 0 | 0 | 0 | 0 | 0 | 0 | 1 |  | 12 | 2 | 12 | 1
| 8064 | 336 | 12 | 2 | 24 | 0 | 0 | 1 | 0 | 0 | 0 | 0 | 0 | 0 | 0 | 0 | 1 |  | 12 | 2 | 12 | 1
| 8065 | 337 | 12 | 3 | 1 | 0 | 0 | 0 | 0 | 0 | 0 | 0 | 0 | 0 | 0 | 0 | 1 |  | 12 | 3 | 12 | 2
| 8066 | 337 | 12 | 3 | 2 | 0 | 0 | 0 | 0 | 0 | 0 | 0 | 0 | 0 | 0 | 0 | 1 |  | 12 | 3 | 12 | 2
| 8067 | 337 | 12 | 3 | 3 | 0 | 0 | 0 | 0 | 0 | 0 | 0 | 0 | 0 | 0 | 0 | 1 |  | 12 | 3 | 12 | 2
| 8068 | 337 | 12 | 3 | 4 | 0 | 0 | 0 | 0 | 0 | 0 | 0 | 0 | 0 | 0 | 0 | 1 |  | 12 | 3 | 12 | 2
| 8069 | 337 | 12 | 3 | 5 | 0 | 0 | 0 | 0 | 0 | 0 | 0 | 0 | 0 | 0 | 0 | 1 |  | 12 | 3 | 12 | 2
| 8070 | 337 | 12 | 3 | 6 | 0 | 0 | 0 | 0 | 0 | 0 | 0 | 0 | 0 | 0 | 0 | 1 |  | 12 | 3 | 12 | 2
| 8071 | 337 | 12 | 3 | 7 | 0 | 0 | 0 | 0 | 0 | 0 | 0 | 0 | 0 | 0 | 0 | 1 |  | 12 | 3 | 12 | 2
| 8072 | 337 | 12 | 3 | 8 | 0 | 0 | 0 | 0 | 0 | 0 | 0 | 0 | 0 | 0 | 0 | 1 |  | 12 | 3 | 12 | 2
| 8073 | 337 | 12 | 3 | 9 | 0 | 0 | 0 | 0 | 0 | 0 | 0 | 0 | 0 | 0 | 0 | 1 |  | 12 | 3 | 12 | 2
| 8074 | 337 | 12 | 3 | 10 | 0 | 0 | 0 | 0 | 0 | 0 | 0 | 0 | 0 | 0 | 0 | 1 |  | 12 | 3 | 12 | 2
| 8075 | 337 | 12 | 3 | 11 | 0 | 0 | 0 | 0 | 0 | 0 | 0 | 0 | 0 | 0 | 0 | 1 |  | 12 | 3 | 12 | 2
| 8076 | 337 | 12 | 3 | 12 | 0 | 0 | 0 | 0 | 0 | 0 | 0 | 0 | 0 | 0 | 0 | 1 |  | 12 | 3 | 12 | 2
| 8077 | 337 | 12 | 3 | 13 | 0 | 0 | 0 | 0 | 0 | 0 | 0 | 0 | 0 | 0 | 0 | 1 |  | 12 | 3 | 12 | 2
| 8078 | 337 | 12 | 3 | 14 | 0 | 0 | 0 | 0 | 0 | 0 | 0 | 0 | 0 | 0 | 0 | 1 |  | 12 | 3 | 12 | 2
| 8079 | 337 | 12 | 3 | 15 | 0 | 0 | 0 | 0 | 0 | 0 | 0 | 0 | 0 | 0 | 0 | 1 |  | 12 | 3 | 12 | 2
| 8080 | 337 | 12 | 3 | 16 | 0 | 0 | 0 | 0 | 0 | 0 | 0 | 0 | 0 | 0 | 0 | 1 |  | 12 | 3 | 12 | 2
| 8081 | 337 | 12 | 3 | 17 | 0 | 0 | 0 | 0 | 0 | 0 | 0 | 0 | 0 | 0 | 0 | 1 |  | 12 | 3 | 12 | 2
| 8082 | 337 | 12 | 3 | 18 | 0 | 0 | 0 | 0 | 0 | 0 | 0 | 0 | 0 | 0 | 0 | 1 |  | 12 | 3 | 12 | 2
| 8083 | 337 | 12 | 3 | 19 | 0 | 0 | 0 | 0 | 0 | 0 | 0 | 0 | 0 | 0 | 0 | 1 |  | 12 | 3 | 12 | 2
| 8084 | 337 | 12 | 3 | 20 | 0 | 0 | 0 | 0 | 0 | 0 | 0 | 0 | 0 | 0 | 0 | 1 |  | 12 | 3 | 12 | 2
| 8085 | 337 | 12 | 3 | 21 | 0 | 0 | 0 | 0 | 0 | 0 | 0 | 0 | 0 | 0 | 0 | 1 |  | 12 | 3 | 12 | 2
| 8086 | 337 | 12 | 3 | 22 | 0 | 0 | 0 | 0 | 0 | 0 | 0 | 0 | 0 | 0 | 0 | 1 |  | 12 | 3 | 12 | 2
| 8087 | 337 | 12 | 3 | 23 | 0 | 0 | 0 | 0 | 0 | 0 | 0 | 0 | 0 | 0 | 0 | 1 |  | 12 | 3 | 12 | 2
| 8088 | 337 | 12 | 3 | 24 | 0 | 0 | 0 | 0 | 0 | 0 | 0 | 0 | 0 | 0 | 0 | 1 |  | 12 | 3 | 12 | 2
| 8089 | 338 | 12 | 4 | 1 | 0 | 0 | 0 | 0 | 0 | 0 | 0 | 0 | 0 | 0 | 0 | 1 |  | 12 | 4 | 12 | 3
| 8090 | 338 | 12 | 4 | 2 | 0 | 0 | 0 | 0 | 0 | 0 | 0 | 0 | 0 | 0 | 0 | 1 |  | 12 | 4 | 12 | 3
| 8091 | 338 | 12 | 4 | 3 | 0 | 0 | 0 | 0 | 0 | 0 | 0 | 0 | 0 | 0 | 0 | 1 |  | 12 | 4 | 12 | 3
| 8092 | 338 | 12 | 4 | 4 | 0 | 0 | 0 | 0 | 0 | 0 | 0 | 0 | 0 | 0 | 0 | 1 |  | 12 | 4 | 12 | 3
| 8093 | 338 | 12 | 4 | 5 | 0 | 0 | 0 | 0 | 0 | 0 | 0 | 0 | 0 | 0 | 0 | 1 |  | 12 | 4 | 12 | 3
| 8094 | 338 | 12 | 4 | 6 | 0 | 0 | 0 | 0 | 0 | 0 | 0 | 0 | 0 | 0 | 0 | 1 |  | 12 | 4 | 12 | 3
| 8095 | 338 | 12 | 4 | 7 | 0 | 0 | 0 | 0 | 0 | 0 | 0 | 0 | 0 | 0 | 0 | 1 |  | 12 | 4 | 12 | 3
| 8096 | 338 | 12 | 4 | 8 | 0 | 0 | 0 | 0 | 0 | 0 | 0 | 0 | 0 | 0 | 0 | 1 |  | 12 | 4 | 12 | 3
| 8097 | 338 | 12 | 4 | 9 | 0 | 0 | 0 | 0 | 0 | 0 | 0 | 0 | 0 | 0 | 0 | 1 |  | 12 | 4 | 12 | 3
| 8098 | 338 | 12 | 4 | 10 | 0 | 0 | 0 | 0 | 0 | 0 | 0 | 0 | 0 | 0 | 0 | 1 |  | 12 | 4 | 12 | 3
| 8099 | 338 | 12 | 4 | 11 | 0 | 0 | 0 | 0 | 0 | 0 | 0 | 0 | 0 | 0 | 0 | 1 |  | 12 | 4 | 12 | 3
| 8100 | 338 | 12 | 4 | 12 | 0 | 0 | 0 | 0 | 0 | 0 | 0 | 0 | 0 | 0 | 0 | 1 |  | 12 | 4 | 12 | 3
| 8101 | 338 | 12 | 4 | 13 | 0 | 0 | 0 | 0 | 0 | 0 | 0 | 0 | 0 | 0 | 0 | 1 |  | 12 | 4 | 12 | 3
| 8102 | 338 | 12 | 4 | 14 | 0 | 0 | 0 | 0 | 0 | 0 | 0 | 0 | 0 | 0 | 0 | 1 |  | 12 | 4 | 12 | 3
| 8103 | 338 | 12 | 4 | 15 | 0 | 0 | 0 | 0 | 0 | 0 | 0 | 0 | 0 | 0 | 0 | 1 |  | 12 | 4 | 12 | 3
| 8104 | 338 | 12 | 4 | 16 | 0 | 0 | 0 | 0 | 0 | 0 | 0 | 0 | 0 | 0 | 0 | 1 |  | 12 | 4 | 12 | 3
| 8105 | 338 | 12 | 4 | 17 | 0 | 0 | 0 | 0 | 0 | 0 | 0 | 0 | 0 | 0 | 0 | 1 |  | 12 | 4 | 12 | 3
| 8106 | 338 | 12 | 4 | 18 | 0 | 0 | 0 | 0 | 0 | 0 | 0 | 0 | 0 | 0 | 0 | 1 |  | 12 | 4 | 12 | 3
| 8107 | 338 | 12 | 4 | 19 | 0 | 0 | 0 | 0 | 0 | 0 | 0 | 0 | 0 | 0 | 0 | 1 |  | 12 | 4 | 12 | 3
| 8108 | 338 | 12 | 4 | 20 | 0 | 0 | 0 | 0 | 0 | 0 | 0 | 0 | 0 | 0 | 0 | 1 |  | 12 | 4 | 12 | 3
| 8109 | 338 | 12 | 4 | 21 | 0 | 0 | 0 | 0 | 0 | 0 | 0 | 0 | 0 | 0 | 0 | 1 |  | 12 | 4 | 12 | 3
| 8110 | 338 | 12 | 4 | 22 | 0 | 0 | 0 | 0 | 0 | 0 | 0 | 0 | 0 | 0 | 0 | 1 |  | 12 | 4 | 12 | 3
| 8111 | 338 | 12 | 4 | 23 | 0 | 0 | 0 | 0 | 0 | 0 | 0 | 0 | 0 | 0 | 0 | 1 |  | 12 | 4 | 12 | 3
| 8112 | 338 | 12 | 4 | 24 | 0 | 0 | 0 | 0 | 0 | 0 | 0 | 0 | 0 | 0 | 0 | 1 |  | 12 | 4 | 12 | 3
| 8113 | 339 | 12 | 5 | 1 | 0 | 0 | 1 | 0 | 0 | 0 | 0 | 0 | 0 | 0 | 0 | 1 |  | 12 | 5 | 12 | 4
| 8114 | 339 | 12 | 5 | 2 | 0 | 0 | 1 | 0 | 0 | 0 | 0 | 0 | 0 | 0 | 0 | 1 |  | 12 | 5 | 12 | 4
| 8115 | 339 | 12 | 5 | 3 | 0 | 0 | 1 | 0 | 0 | 0 | 0 | 0 | 0 | 0 | 0 | 1 |  | 12 | 5 | 12 | 4
| 8116 | 339 | 12 | 5 | 4 | 0 | 0 | 1 | 0 | 0 | 0 | 0 | 0 | 0 | 0 | 0 | 1 |  | 12 | 5 | 12 | 4
| 8117 | 339 | 12 | 5 | 5 | 0 | 0 | 1 | 0 | 0 | 0 | 0 | 0 | 0 | 0 | 0 | 1 |  | 12 | 5 | 12 | 4
| 8118 | 339 | 12 | 5 | 6 | 0 | 0 | 1 | 0 | 0 | 0 | 0 | 0 | 0 | 0 | 0 | 1 |  | 12 | 5 | 12 | 4
| 8119 | 339 | 12 | 5 | 7 | 0 | 0 | 1 | 0 | 0 | 0 | 0 | 0 | 0 | 0 | 0 | 1 |  | 12 | 5 | 12 | 4
| 8120 | 339 | 12 | 5 | 8 | 0 | 0 | 1 | 0 | 0 | 0 | 0 | 0 | 0 | 0 | 0 | 1 |  | 12 | 5 | 12 | 4
| 8121 | 339 | 12 | 5 | 9 | 0 | 0 | 1 | 0 | 0 | 0 | 0 | 0 | 0 | 0 | 0 | 1 |  | 12 | 5 | 12 | 4
| 8122 | 339 | 12 | 5 | 10 | 0 | 0 | 1 | 0 | 0 | 0 | 0 | 0 | 0 | 0 | 0 | 1 |  | 12 | 5 | 12 | 4
| 8123 | 339 | 12 | 5 | 11 | 0 | 0 | 1 | 0 | 0 | 0 | 0 | 0 | 0 | 0 | 0 | 1 |  | 12 | 5 | 12 | 4
| 8124 | 339 | 12 | 5 | 12 | 0 | 0 | 1 | 0 | 0 | 0 | 0 | 0 | 0 | 0 | 0 | 1 |  | 12 | 5 | 12 | 4
| 8125 | 339 | 12 | 5 | 13 | 0 | 0 | 1 | 0 | 0 | 0 | 0 | 0 | 0 | 0 | 0 | 1 |  | 12 | 5 | 12 | 4
| 8126 | 339 | 12 | 5 | 14 | 0 | 0 | 1 | 0 | 0 | 0 | 0 | 0 | 0 | 0 | 0 | 1 |  | 12 | 5 | 12 | 4
| 8127 | 339 | 12 | 5 | 15 | 0 | 0 | 1 | 0 | 0 | 0 | 0 | 0 | 0 | 0 | 0 | 1 |  | 12 | 5 | 12 | 4
| 8128 | 339 | 12 | 5 | 16 | 0 | 0 | 1 | 0 | 0 | 0 | 0 | 0 | 0 | 0 | 0 | 1 |  | 12 | 5 | 12 | 4
| 8129 | 339 | 12 | 5 | 17 | 0 | 0 | 1 | 0 | 0 | 0 | 0 | 0 | 0 | 0 | 0 | 1 |  | 12 | 5 | 12 | 4
| 8130 | 339 | 12 | 5 | 18 | 0 | 0 | 1 | 0 | 0 | 0 | 0 | 0 | 0 | 0 | 0 | 1 |  | 12 | 5 | 12 | 4
| 8131 | 339 | 12 | 5 | 19 | 0 | 0 | 1 | 0 | 0 | 0 | 0 | 0 | 0 | 0 | 0 | 1 |  | 12 | 5 | 12 | 4
| 8132 | 339 | 12 | 5 | 20 | 0 | 0 | 1 | 0 | 0 | 0 | 0 | 0 | 0 | 0 | 0 | 1 |  | 12 | 5 | 12 | 4
| 8133 | 339 | 12 | 5 | 21 | 0 | 0 | 1 | 0 | 0 | 0 | 0 | 0 | 0 | 0 | 0 | 1 |  | 12 | 5 | 12 | 4
| 8134 | 339 | 12 | 5 | 22 | 0 | 0 | 1 | 0 | 0 | 0 | 0 | 0 | 0 | 0 | 0 | 1 |  | 12 | 5 | 12 | 4
| 8135 | 339 | 12 | 5 | 23 | 0 | 0 | 1 | 0 | 0 | 0 | 0 | 0 | 0 | 0 | 0 | 1 |  | 12 | 5 | 12 | 4
| 8136 | 339 | 12 | 5 | 24 | 0 | 0 | 1 | 0 | 0 | 0 | 0 | 0 | 0 | 0 | 0 | 1 |  | 12 | 5 | 12 | 4
| 8137 | 340 | 12 | 6 | 1 | 0 | 0 | 1 | 0 | 0 | 0 | 0 | 0 | 0 | 0 | 0 | 1 |  | 12 | 6 | 12 | 5
| 8138 | 340 | 12 | 6 | 2 | 0 | 0 | 1 | 0 | 0 | 0 | 0 | 0 | 0 | 0 | 0 | 1 |  | 12 | 6 | 12 | 5
| 8139 | 340 | 12 | 6 | 3 | 0 | 0 | 1 | 0 | 0 | 0 | 0 | 0 | 0 | 0 | 0 | 1 |  | 12 | 6 | 12 | 5
| 8140 | 340 | 12 | 6 | 4 | 0 | 0 | 1 | 0 | 0 | 0 | 0 | 0 | 0 | 0 | 0 | 1 |  | 12 | 6 | 12 | 5
| 8141 | 340 | 12 | 6 | 5 | 0 | 0 | 1 | 0 | 0 | 0 | 0 | 0 | 0 | 0 | 0 | 1 |  | 12 | 6 | 12 | 5
| 8142 | 340 | 12 | 6 | 6 | 0 | 0 | 1 | 0 | 0 | 0 | 0 | 0 | 0 | 0 | 0 | 1 |  | 12 | 6 | 12 | 5
| 8143 | 340 | 12 | 6 | 7 | 0 | 0 | 1 | 0 | 0 | 0 | 0 | 0 | 0 | 0 | 0 | 1 |  | 12 | 6 | 12 | 5
| 8144 | 340 | 12 | 6 | 8 | 0 | 0 | 1 | 0 | 0 | 0 | 0 | 0 | 0 | 0 | 0 | 1 |  | 12 | 6 | 12 | 5
| 8145 | 340 | 12 | 6 | 9 | 0 | 0 | 1 | 0 | 0 | 0 | 0 | 0 | 0 | 0 | 0 | 1 |  | 12 | 6 | 12 | 5
| 8146 | 340 | 12 | 6 | 10 | 0 | 0 | 1 | 0 | 0 | 0 | 0 | 0 | 0 | 0 | 0 | 1 |  | 12 | 6 | 12 | 5
| 8147 | 340 | 12 | 6 | 11 | 0 | 0 | 1 | 0 | 0 | 0 | 0 | 0 | 0 | 0 | 0 | 1 |  | 12 | 6 | 12 | 5
| 8148 | 340 | 12 | 6 | 12 | 0 | 0 | 1 | 0 | 0 | 0 | 0 | 0 | 0 | 0 | 0 | 1 |  | 12 | 6 | 12 | 5
| 8149 | 340 | 12 | 6 | 13 | 0 | 0 | 1 | 0 | 0 | 0 | 0 | 0 | 0 | 0 | 0 | 1 |  | 12 | 6 | 12 | 5
| 8150 | 340 | 12 | 6 | 14 | 0 | 0 | 1 | 0 | 0 | 0 | 0 | 0 | 0 | 0 | 0 | 1 |  | 12 | 6 | 12 | 5
| 8151 | 340 | 12 | 6 | 15 | 0 | 0 | 1 | 0 | 0 | 0 | 0 | 0 | 0 | 0 | 0 | 1 |  | 12 | 6 | 12 | 5
| 8152 | 340 | 12 | 6 | 16 | 0 | 0 | 1 | 0 | 0 | 0 | 0 | 0 | 0 | 0 | 0 | 1 |  | 12 | 6 | 12 | 5
| 8153 | 340 | 12 | 6 | 17 | 0 | 0 | 1 | 0 | 0 | 0 | 0 | 0 | 0 | 0 | 0 | 1 |  | 12 | 6 | 12 | 5
| 8154 | 340 | 12 | 6 | 18 | 0 | 0 | 1 | 0 | 0 | 0 | 0 | 0 | 0 | 0 | 0 | 1 |  | 12 | 6 | 12 | 5
| 8155 | 340 | 12 | 6 | 19 | 0 | 0 | 1 | 0 | 0 | 0 | 0 | 0 | 0 | 0 | 0 | 1 |  | 12 | 6 | 12 | 5
| 8156 | 340 | 12 | 6 | 20 | 0 | 0 | 1 | 0 | 0 | 0 | 0 | 0 | 0 | 0 | 0 | 1 |  | 12 | 6 | 12 | 5
| 8157 | 340 | 12 | 6 | 21 | 0 | 0 | 1 | 0 | 0 | 0 | 0 | 0 | 0 | 0 | 0 | 1 |  | 12 | 6 | 12 | 5
| 8158 | 340 | 12 | 6 | 22 | 0 | 0 | 1 | 0 | 0 | 0 | 0 | 0 | 0 | 0 | 0 | 1 |  | 12 | 6 | 12 | 5
| 8159 | 340 | 12 | 6 | 23 | 0 | 0 | 1 | 0 | 0 | 0 | 0 | 0 | 0 | 0 | 0 | 1 |  | 12 | 6 | 12 | 5
| 8160 | 340 | 12 | 6 | 24 | 0 | 0 | 1 | 0 | 0 | 0 | 0 | 0 | 0 | 0 | 0 | 1 |  | 12 | 6 | 12 | 5
| 8161 | 341 | 12 | 7 | 1 | 0 | 0 | 1 | 0 | 0 | 0 | 0 | 0 | 0 | 0 | 0 | 1 |  | 12 | 7 | 12 | 6
| 8162 | 341 | 12 | 7 | 2 | 0 | 0 | 1 | 0 | 0 | 0 | 0 | 0 | 0 | 0 | 0 | 1 |  | 12 | 7 | 12 | 6
| 8163 | 341 | 12 | 7 | 3 | 0 | 0 | 1 | 0 | 0 | 0 | 0 | 0 | 0 | 0 | 0 | 1 |  | 12 | 7 | 12 | 6
| 8164 | 341 | 12 | 7 | 4 | 0 | 0 | 1 | 0 | 0 | 0 | 0 | 0 | 0 | 0 | 0 | 1 |  | 12 | 7 | 12 | 6
| 8165 | 341 | 12 | 7 | 5 | 0 | 0 | 1 | 0 | 0 | 0 | 0 | 0 | 0 | 0 | 0 | 1 |  | 12 | 7 | 12 | 6
| 8166 | 341 | 12 | 7 | 6 | 0 | 0 | 1 | 0 | 0 | 0 | 0 | 0 | 0 | 0 | 0 | 1 |  | 12 | 7 | 12 | 6
| 8167 | 341 | 12 | 7 | 7 | 0 | 0 | 1 | 0 | 0 | 0 | 0 | 0 | 0 | 0 | 0 | 1 |  | 12 | 7 | 12 | 6
| 8168 | 341 | 12 | 7 | 8 | 0 | 0 | 1 | 0 | 0 | 0 | 0 | 0 | 0 | 0 | 0 | 1 |  | 12 | 7 | 12 | 6
| 8169 | 341 | 12 | 7 | 9 | 0 | 0 | 1 | 0 | 0 | 0 | 0 | 0 | 0 | 0 | 0 | 1 |  | 12 | 7 | 12 | 6
| 8170 | 341 | 12 | 7 | 10 | 0 | 0 | 1 | 0 | 0 | 0 | 0 | 0 | 0 | 0 | 0 | 1 |  | 12 | 7 | 12 | 6
| 8171 | 341 | 12 | 7 | 11 | 0 | 0 | 1 | 0 | 0 | 0 | 0 | 0 | 0 | 0 | 0 | 1 |  | 12 | 7 | 12 | 6
| 8172 | 341 | 12 | 7 | 12 | 0 | 0 | 1 | 0 | 0 | 0 | 0 | 0 | 0 | 0 | 0 | 1 |  | 12 | 7 | 12 | 6
| 8173 | 341 | 12 | 7 | 13 | 0 | 0 | 1 | 0 | 0 | 0 | 0 | 0 | 0 | 0 | 0 | 1 |  | 12 | 7 | 12 | 6
| 8174 | 341 | 12 | 7 | 14 | 0 | 0 | 1 | 0 | 0 | 0 | 0 | 0 | 0 | 0 | 0 | 1 |  | 12 | 7 | 12 | 6
| 8175 | 341 | 12 | 7 | 15 | 0 | 0 | 1 | 0 | 0 | 0 | 0 | 0 | 0 | 0 | 0 | 1 |  | 12 | 7 | 12 | 6
| 8176 | 341 | 12 | 7 | 16 | 0 | 0 | 1 | 0 | 0 | 0 | 0 | 0 | 0 | 0 | 0 | 1 |  | 12 | 7 | 12 | 6
| 8177 | 341 | 12 | 7 | 17 | 0 | 0 | 1 | 0 | 0 | 0 | 0 | 0 | 0 | 0 | 0 | 1 |  | 12 | 7 | 12 | 6
| 8178 | 341 | 12 | 7 | 18 | 0 | 0 | 1 | 0 | 0 | 0 | 0 | 0 | 0 | 0 | 0 | 1 |  | 12 | 7 | 12 | 6
| 8179 | 341 | 12 | 7 | 19 | 0 | 0 | 1 | 0 | 0 | 0 | 0 | 0 | 0 | 0 | 0 | 1 |  | 12 | 7 | 12 | 6
| 8180 | 341 | 12 | 7 | 20 | 0 | 0 | 1 | 0 | 0 | 0 | 0 | 0 | 0 | 0 | 0 | 1 |  | 12 | 7 | 12 | 6
| 8181 | 341 | 12 | 7 | 21 | 0 | 0 | 1 | 0 | 0 | 0 | 0 | 0 | 0 | 0 | 0 | 1 |  | 12 | 7 | 12 | 6
| 8182 | 341 | 12 | 7 | 22 | 0 | 0 | 1 | 0 | 0 | 0 | 0 | 0 | 0 | 0 | 0 | 1 |  | 12 | 7 | 12 | 6
| 8183 | 341 | 12 | 7 | 23 | 0 | 0 | 1 | 0 | 0 | 0 | 0 | 0 | 0 | 0 | 0 | 1 |  | 12 | 7 | 12 | 6
| 8184 | 341 | 12 | 7 | 24 | 0 | 0 | 1 | 0 | 0 | 0 | 0 | 0 | 0 | 0 | 0 | 1 |  | 12 | 7 | 12 | 6
| 8185 | 342 | 12 | 8 | 1 | 0 | 0 | 1 | 0 | 0 | 0 | 0 | 0 | 0 | 0 | 0 | 1 |  | 12 | 8 | 12 | 7
| 8186 | 342 | 12 | 8 | 2 | 0 | 0 | 1 | 0 | 0 | 0 | 0 | 0 | 0 | 0 | 0 | 1 |  | 12 | 8 | 12 | 7
| 8187 | 342 | 12 | 8 | 3 | 0 | 0 | 1 | 0 | 0 | 0 | 0 | 0 | 0 | 0 | 0 | 1 |  | 12 | 8 | 12 | 7
| 8188 | 342 | 12 | 8 | 4 | 0 | 0 | 1 | 0 | 0 | 0 | 0 | 0 | 0 | 0 | 0 | 1 |  | 12 | 8 | 12 | 7
| 8189 | 342 | 12 | 8 | 5 | 0 | 0 | 1 | 0 | 0 | 0 | 0 | 0 | 0 | 0 | 0 | 1 |  | 12 | 8 | 12 | 7
| 8190 | 342 | 12 | 8 | 6 | 0 | 0 | 1 | 0 | 0 | 0 | 0 | 0 | 0 | 0 | 0 | 1 |  | 12 | 8 | 12 | 7
| 8191 | 342 | 12 | 8 | 7 | 0 | 0 | 1 | 0 | 0 | 0 | 0 | 0 | 0 | 0 | 0 | 1 |  | 12 | 8 | 12 | 7
| 8192 | 342 | 12 | 8 | 8 | 0 | 0 | 1 | 0 | 0 | 0 | 0 | 0 | 0 | 0 | 0 | 1 |  | 12 | 8 | 12 | 7
| 8193 | 342 | 12 | 8 | 9 | 0 | 0 | 1 | 0 | 0 | 0 | 0 | 0 | 0 | 0 | 0 | 1 |  | 12 | 8 | 12 | 7
| 8194 | 342 | 12 | 8 | 10 | 0 | 0 | 1 | 0 | 0 | 0 | 0 | 0 | 0 | 0 | 0 | 1 |  | 12 | 8 | 12 | 7
| 8195 | 342 | 12 | 8 | 11 | 0 | 0 | 1 | 0 | 0 | 0 | 0 | 0 | 0 | 0 | 0 | 1 |  | 12 | 8 | 12 | 7
| 8196 | 342 | 12 | 8 | 12 | 0 | 0 | 1 | 0 | 0 | 0 | 0 | 0 | 0 | 0 | 0 | 1 |  | 12 | 8 | 12 | 7
| 8197 | 342 | 12 | 8 | 13 | 0 | 0 | 1 | 0 | 0 | 0 | 0 | 0 | 0 | 0 | 0 | 1 |  | 12 | 8 | 12 | 7
| 8198 | 342 | 12 | 8 | 14 | 0 | 0 | 1 | 0 | 0 | 0 | 0 | 0 | 0 | 0 | 0 | 1 |  | 12 | 8 | 12 | 7
| 8199 | 342 | 12 | 8 | 15 | 0 | 0 | 1 | 0 | 0 | 0 | 0 | 0 | 0 | 0 | 0 | 1 |  | 12 | 8 | 12 | 7
| 8200 | 342 | 12 | 8 | 16 | 0 | 0 | 1 | 0 | 0 | 0 | 0 | 0 | 0 | 0 | 0 | 1 |  | 12 | 8 | 12 | 7
| 8201 | 342 | 12 | 8 | 17 | 0 | 0 | 1 | 0 | 0 | 0 | 0 | 0 | 0 | 0 | 0 | 1 |  | 12 | 8 | 12 | 7
| 8202 | 342 | 12 | 8 | 18 | 0 | 0 | 1 | 0 | 0 | 0 | 0 | 0 | 0 | 0 | 0 | 1 |  | 12 | 8 | 12 | 7
| 8203 | 342 | 12 | 8 | 19 | 0 | 0 | 1 | 0 | 0 | 0 | 0 | 0 | 0 | 0 | 0 | 1 |  | 12 | 8 | 12 | 7
| 8204 | 342 | 12 | 8 | 20 | 0 | 0 | 1 | 0 | 0 | 0 | 0 | 0 | 0 | 0 | 0 | 1 |  | 12 | 8 | 12 | 7
| 8205 | 342 | 12 | 8 | 21 | 0 | 0 | 1 | 0 | 0 | 0 | 0 | 0 | 0 | 0 | 0 | 1 |  | 12 | 8 | 12 | 7
| 8206 | 342 | 12 | 8 | 22 | 0 | 0 | 1 | 0 | 0 | 0 | 0 | 0 | 0 | 0 | 0 | 1 |  | 12 | 8 | 12 | 7
| 8207 | 342 | 12 | 8 | 23 | 0 | 0 | 1 | 0 | 0 | 0 | 0 | 0 | 0 | 0 | 0 | 1 |  | 12 | 8 | 12 | 7
| 8208 | 342 | 12 | 8 | 24 | 0 | 0 | 1 | 0 | 0 | 0 | 0 | 0 | 0 | 0 | 0 | 1 |  | 12 | 8 | 12 | 7
| 8209 | 343 | 12 | 9 | 1 | 0 | 0 | 1 | 0 | 0 | 0 | 0 | 0 | 0 | 0 | 0 | 1 |  | 12 | 9 | 12 | 8
| 8210 | 343 | 12 | 9 | 2 | 0 | 0 | 1 | 0 | 0 | 0 | 0 | 0 | 0 | 0 | 0 | 1 |  | 12 | 9 | 12 | 8
| 8211 | 343 | 12 | 9 | 3 | 0 | 0 | 1 | 0 | 0 | 0 | 0 | 0 | 0 | 0 | 0 | 1 |  | 12 | 9 | 12 | 8
| 8212 | 343 | 12 | 9 | 4 | 0 | 0 | 1 | 0 | 0 | 0 | 0 | 0 | 0 | 0 | 0 | 1 |  | 12 | 9 | 12 | 8
| 8213 | 343 | 12 | 9 | 5 | 0 | 0 | 1 | 0 | 0 | 0 | 0 | 0 | 0 | 0 | 0 | 1 |  | 12 | 9 | 12 | 8
| 8214 | 343 | 12 | 9 | 6 | 0 | 0 | 1 | 0 | 0 | 0 | 0 | 0 | 0 | 0 | 0 | 1 |  | 12 | 9 | 12 | 8
| 8215 | 343 | 12 | 9 | 7 | 0 | 0 | 1 | 0 | 0 | 0 | 0 | 0 | 0 | 0 | 0 | 1 |  | 12 | 9 | 12 | 8
| 8216 | 343 | 12 | 9 | 8 | 0 | 0 | 1 | 0 | 0 | 0 | 0 | 0 | 0 | 0 | 0 | 1 |  | 12 | 9 | 12 | 8
| 8217 | 343 | 12 | 9 | 9 | 0 | 0 | 1 | 0 | 0 | 0 | 0 | 0 | 0 | 0 | 0 | 1 |  | 12 | 9 | 12 | 8
| 8218 | 343 | 12 | 9 | 10 | 0 | 0 | 1 | 0 | 0 | 0 | 0 | 0 | 0 | 0 | 0 | 1 |  | 12 | 9 | 12 | 8
| 8219 | 343 | 12 | 9 | 11 | 0 | 0 | 1 | 0 | 0 | 0 | 0 | 0 | 0 | 0 | 0 | 1 |  | 12 | 9 | 12 | 8
| 8220 | 343 | 12 | 9 | 12 | 0 | 0 | 1 | 0 | 0 | 0 | 0 | 0 | 0 | 0 | 0 | 1 |  | 12 | 9 | 12 | 8
| 8221 | 343 | 12 | 9 | 13 | 0 | 0 | 1 | 0 | 0 | 0 | 0 | 0 | 0 | 0 | 0 | 1 |  | 12 | 9 | 12 | 8
| 8222 | 343 | 12 | 9 | 14 | 0 | 0 | 1 | 0 | 0 | 0 | 0 | 0 | 0 | 0 | 0 | 1 |  | 12 | 9 | 12 | 8
| 8223 | 343 | 12 | 9 | 15 | 0 | 0 | 1 | 0 | 0 | 0 | 0 | 0 | 0 | 0 | 0 | 1 |  | 12 | 9 | 12 | 8
| 8224 | 343 | 12 | 9 | 16 | 0 | 0 | 1 | 0 | 0 | 0 | 0 | 0 | 0 | 0 | 0 | 1 |  | 12 | 9 | 12 | 8
| 8225 | 343 | 12 | 9 | 17 | 0 | 0 | 1 | 0 | 0 | 0 | 0 | 0 | 0 | 0 | 0 | 1 |  | 12 | 9 | 12 | 8
| 8226 | 343 | 12 | 9 | 18 | 0 | 0 | 1 | 0 | 0 | 0 | 0 | 0 | 0 | 0 | 0 | 1 |  | 12 | 9 | 12 | 8
| 8227 | 343 | 12 | 9 | 19 | 0 | 0 | 1 | 0 | 0 | 0 | 0 | 0 | 0 | 0 | 0 | 1 |  | 12 | 9 | 12 | 8
| 8228 | 343 | 12 | 9 | 20 | 0 | 0 | 1 | 0 | 0 | 0 | 0 | 0 | 0 | 0 | 0 | 1 |  | 12 | 9 | 12 | 8
| 8229 | 343 | 12 | 9 | 21 | 0 | 0 | 1 | 0 | 0 | 0 | 0 | 0 | 0 | 0 | 0 | 1 |  | 12 | 9 | 12 | 8
| 8230 | 343 | 12 | 9 | 22 | 0 | 0 | 1 | 0 | 0 | 0 | 0 | 0 | 0 | 0 | 0 | 1 |  | 12 | 9 | 12 | 8
| 8231 | 343 | 12 | 9 | 23 | 0 | 0 | 1 | 0 | 0 | 0 | 0 | 0 | 0 | 0 | 0 | 1 |  | 12 | 9 | 12 | 8
| 8232 | 343 | 12 | 9 | 24 | 0 | 0 | 1 | 0 | 0 | 0 | 0 | 0 | 0 | 0 | 0 | 1 |  | 12 | 9 | 12 | 8
| 8233 | 344 | 12 | 10 | 1 | 0 | 0 | 0 | 0 | 0 | 0 | 0 | 0 | 0 | 0 | 0 | 1 |  | 12 | 10 | 12 | 9
| 8234 | 344 | 12 | 10 | 2 | 0 | 0 | 0 | 0 | 0 | 0 | 0 | 0 | 0 | 0 | 0 | 1 |  | 12 | 10 | 12 | 9
| 8235 | 344 | 12 | 10 | 3 | 0 | 0 | 0 | 0 | 0 | 0 | 0 | 0 | 0 | 0 | 0 | 1 |  | 12 | 10 | 12 | 9
| 8236 | 344 | 12 | 10 | 4 | 0 | 0 | 0 | 0 | 0 | 0 | 0 | 0 | 0 | 0 | 0 | 1 |  | 12 | 10 | 12 | 9
| 8237 | 344 | 12 | 10 | 5 | 0 | 0 | 0 | 0 | 0 | 0 | 0 | 0 | 0 | 0 | 0 | 1 |  | 12 | 10 | 12 | 9
| 8238 | 344 | 12 | 10 | 6 | 0 | 0 | 0 | 0 | 0 | 0 | 0 | 0 | 0 | 0 | 0 | 1 |  | 12 | 10 | 12 | 9
| 8239 | 344 | 12 | 10 | 7 | 0 | 0 | 0 | 0 | 0 | 0 | 0 | 0 | 0 | 0 | 0 | 1 |  | 12 | 10 | 12 | 9
| 8240 | 344 | 12 | 10 | 8 | 0 | 0 | 0 | 0 | 0 | 0 | 0 | 0 | 0 | 0 | 0 | 1 |  | 12 | 10 | 12 | 9
| 8241 | 344 | 12 | 10 | 9 | 0 | 0 | 0 | 0 | 0 | 0 | 0 | 0 | 0 | 0 | 0 | 1 |  | 12 | 10 | 12 | 9
| 8242 | 344 | 12 | 10 | 10 | 0 | 0 | 0 | 0 | 0 | 0 | 0 | 0 | 0 | 0 | 0 | 1 |  | 12 | 10 | 12 | 9
| 8243 | 344 | 12 | 10 | 11 | 0 | 0 | 0 | 0 | 0 | 0 | 0 | 0 | 0 | 0 | 0 | 1 |  | 12 | 10 | 12 | 9
| 8244 | 344 | 12 | 10 | 12 | 0 | 0 | 0 | 0 | 0 | 0 | 0 | 0 | 0 | 0 | 0 | 1 |  | 12 | 10 | 12 | 9
| 8245 | 344 | 12 | 10 | 13 | 0 | 0 | 0 | 0 | 0 | 0 | 0 | 0 | 0 | 0 | 0 | 1 |  | 12 | 10 | 12 | 9
| 8246 | 344 | 12 | 10 | 14 | 0 | 0 | 0 | 0 | 0 | 0 | 0 | 0 | 0 | 0 | 0 | 1 |  | 12 | 10 | 12 | 9
| 8247 | 344 | 12 | 10 | 15 | 0 | 0 | 0 | 0 | 0 | 0 | 0 | 0 | 0 | 0 | 0 | 1 |  | 12 | 10 | 12 | 9
| 8248 | 344 | 12 | 10 | 16 | 0 | 0 | 0 | 0 | 0 | 0 | 0 | 0 | 0 | 0 | 0 | 1 |  | 12 | 10 | 12 | 9
| 8249 | 344 | 12 | 10 | 17 | 0 | 0 | 0 | 0 | 0 | 0 | 0 | 0 | 0 | 0 | 0 | 1 |  | 12 | 10 | 12 | 9
| 8250 | 344 | 12 | 10 | 18 | 0 | 0 | 0 | 0 | 0 | 0 | 0 | 0 | 0 | 0 | 0 | 1 |  | 12 | 10 | 12 | 9
| 8251 | 344 | 12 | 10 | 19 | 0 | 0 | 0 | 0 | 0 | 0 | 0 | 0 | 0 | 0 | 0 | 1 |  | 12 | 10 | 12 | 9
| 8252 | 344 | 12 | 10 | 20 | 0 | 0 | 0 | 0 | 0 | 0 | 0 | 0 | 0 | 0 | 0 | 1 |  | 12 | 10 | 12 | 9
| 8253 | 344 | 12 | 10 | 21 | 0 | 0 | 0 | 0 | 0 | 0 | 0 | 0 | 0 | 0 | 0 | 1 |  | 12 | 10 | 12 | 9
| 8254 | 344 | 12 | 10 | 22 | 0 | 0 | 0 | 0 | 0 | 0 | 0 | 0 | 0 | 0 | 0 | 1 |  | 12 | 10 | 12 | 9
| 8255 | 344 | 12 | 10 | 23 | 0 | 0 | 0 | 0 | 0 | 0 | 0 | 0 | 0 | 0 | 0 | 1 |  | 12 | 10 | 12 | 9
| 8256 | 344 | 12 | 10 | 24 | 0 | 0 | 0 | 0 | 0 | 0 | 0 | 0 | 0 | 0 | 0 | 1 |  | 12 | 10 | 12 | 9
| 8257 | 345 | 12 | 11 | 1 | 0 | 0 | 0 | 0 | 0 | 0 | 0 | 0 | 0 | 0 | 0 | 1 |  | 12 | 11 | 12 | 10
| 8258 | 345 | 12 | 11 | 2 | 0 | 0 | 0 | 0 | 0 | 0 | 0 | 0 | 0 | 0 | 0 | 1 |  | 12 | 11 | 12 | 10
| 8259 | 345 | 12 | 11 | 3 | 0 | 0 | 0 | 0 | 0 | 0 | 0 | 0 | 0 | 0 | 0 | 1 |  | 12 | 11 | 12 | 10
| 8260 | 345 | 12 | 11 | 4 | 0 | 0 | 0 | 0 | 0 | 0 | 0 | 0 | 0 | 0 | 0 | 1 |  | 12 | 11 | 12 | 10
| 8261 | 345 | 12 | 11 | 5 | 0 | 0 | 0 | 0 | 0 | 0 | 0 | 0 | 0 | 0 | 0 | 1 |  | 12 | 11 | 12 | 10
| 8262 | 345 | 12 | 11 | 6 | 0 | 0 | 0 | 0 | 0 | 0 | 0 | 0 | 0 | 0 | 0 | 1 |  | 12 | 11 | 12 | 10
| 8263 | 345 | 12 | 11 | 7 | 0 | 0 | 0 | 0 | 0 | 0 | 0 | 0 | 0 | 0 | 0 | 1 |  | 12 | 11 | 12 | 10
| 8264 | 345 | 12 | 11 | 8 | 0 | 0 | 0 | 0 | 0 | 0 | 0 | 0 | 0 | 0 | 0 | 1 |  | 12 | 11 | 12 | 10
| 8265 | 345 | 12 | 11 | 9 | 0 | 0 | 0 | 0 | 0 | 0 | 0 | 0 | 0 | 0 | 0 | 1 |  | 12 | 11 | 12 | 10
| 8266 | 345 | 12 | 11 | 10 | 0 | 0 | 0 | 0 | 0 | 0 | 0 | 0 | 0 | 0 | 0 | 1 |  | 12 | 11 | 12 | 10
| 8267 | 345 | 12 | 11 | 11 | 0 | 0 | 0 | 0 | 0 | 0 | 0 | 0 | 0 | 0 | 0 | 1 |  | 12 | 11 | 12 | 10
| 8268 | 345 | 12 | 11 | 12 | 0 | 0 | 0 | 0 | 0 | 0 | 0 | 0 | 0 | 0 | 0 | 1 |  | 12 | 11 | 12 | 10
| 8269 | 345 | 12 | 11 | 13 | 0 | 0 | 0 | 0 | 0 | 0 | 0 | 0 | 0 | 0 | 0 | 1 |  | 12 | 11 | 12 | 10
| 8270 | 345 | 12 | 11 | 14 | 0 | 0 | 0 | 0 | 0 | 0 | 0 | 0 | 0 | 0 | 0 | 1 |  | 12 | 11 | 12 | 10
| 8271 | 345 | 12 | 11 | 15 | 0 | 0 | 0 | 0 | 0 | 0 | 0 | 0 | 0 | 0 | 0 | 1 |  | 12 | 11 | 12 | 10
| 8272 | 345 | 12 | 11 | 16 | 0 | 0 | 0 | 0 | 0 | 0 | 0 | 0 | 0 | 0 | 0 | 1 |  | 12 | 11 | 12 | 10
| 8273 | 345 | 12 | 11 | 17 | 0 | 0 | 0 | 0 | 0 | 0 | 0 | 0 | 0 | 0 | 0 | 1 |  | 12 | 11 | 12 | 10
| 8274 | 345 | 12 | 11 | 18 | 0 | 0 | 0 | 0 | 0 | 0 | 0 | 0 | 0 | 0 | 0 | 1 |  | 12 | 11 | 12 | 10
| 8275 | 345 | 12 | 11 | 19 | 0 | 0 | 0 | 0 | 0 | 0 | 0 | 0 | 0 | 0 | 0 | 1 |  | 12 | 11 | 12 | 10
| 8276 | 345 | 12 | 11 | 20 | 0 | 0 | 0 | 0 | 0 | 0 | 0 | 0 | 0 | 0 | 0 | 1 |  | 12 | 11 | 12 | 10
| 8277 | 345 | 12 | 11 | 21 | 0 | 0 | 0 | 0 | 0 | 0 | 0 | 0 | 0 | 0 | 0 | 1 |  | 12 | 11 | 12 | 10
| 8278 | 345 | 12 | 11 | 22 | 0 | 0 | 0 | 0 | 0 | 0 | 0 | 0 | 0 | 0 | 0 | 1 |  | 12 | 11 | 12 | 10
| 8279 | 345 | 12 | 11 | 23 | 0 | 0 | 0 | 0 | 0 | 0 | 0 | 0 | 0 | 0 | 0 | 1 |  | 12 | 11 | 12 | 10
| 8280 | 345 | 12 | 11 | 24 | 0 | 0 | 0 | 0 | 0 | 0 | 0 | 0 | 0 | 0 | 0 | 1 |  | 12 | 11 | 12 | 10
| 8281 | 346 | 12 | 12 | 1 | 0 | 0 | 1 | 0 | 0 | 0 | 0 | 0 | 0 | 0 | 0 | 1 |  | 12 | 12 | 12 | 11
| 8282 | 346 | 12 | 12 | 2 | 0 | 0 | 1 | 0 | 0 | 0 | 0 | 0 | 0 | 0 | 0 | 1 |  | 12 | 12 | 12 | 11
| 8283 | 346 | 12 | 12 | 3 | 0 | 0 | 1 | 0 | 0 | 0 | 0 | 0 | 0 | 0 | 0 | 1 |  | 12 | 12 | 12 | 11
| 8284 | 346 | 12 | 12 | 4 | 0 | 0 | 1 | 0 | 0 | 0 | 0 | 0 | 0 | 0 | 0 | 1 |  | 12 | 12 | 12 | 11
| 8285 | 346 | 12 | 12 | 5 | 0 | 0 | 1 | 0 | 0 | 0 | 0 | 0 | 0 | 0 | 0 | 1 |  | 12 | 12 | 12 | 11
| 8286 | 346 | 12 | 12 | 6 | 0 | 0 | 1 | 0 | 0 | 0 | 0 | 0 | 0 | 0 | 0 | 1 |  | 12 | 12 | 12 | 11
| 8287 | 346 | 12 | 12 | 7 | 0 | 0 | 1 | 0 | 0 | 0 | 0 | 0 | 0 | 0 | 0 | 1 |  | 12 | 12 | 12 | 11
| 8288 | 346 | 12 | 12 | 8 | 0 | 0 | 1 | 0 | 0 | 0 | 0 | 0 | 0 | 0 | 0 | 1 |  | 12 | 12 | 12 | 11
| 8289 | 346 | 12 | 12 | 9 | 0 | 0 | 1 | 0 | 0 | 0 | 0 | 0 | 0 | 0 | 0 | 1 |  | 12 | 12 | 12 | 11
| 8290 | 346 | 12 | 12 | 10 | 0 | 0 | 1 | 0 | 0 | 0 | 0 | 0 | 0 | 0 | 0 | 1 |  | 12 | 12 | 12 | 11
| 8291 | 346 | 12 | 12 | 11 | 0 | 0 | 1 | 0 | 0 | 0 | 0 | 0 | 0 | 0 | 0 | 1 |  | 12 | 12 | 12 | 11
| 8292 | 346 | 12 | 12 | 12 | 0 | 0 | 1 | 0 | 0 | 0 | 0 | 0 | 0 | 0 | 0 | 1 |  | 12 | 12 | 12 | 11
| 8293 | 346 | 12 | 12 | 13 | 0 | 0 | 1 | 0 | 0 | 0 | 0 | 0 | 0 | 0 | 0 | 1 |  | 12 | 12 | 12 | 11
| 8294 | 346 | 12 | 12 | 14 | 0 | 0 | 1 | 0 | 0 | 0 | 0 | 0 | 0 | 0 | 0 | 1 |  | 12 | 12 | 12 | 11
| 8295 | 346 | 12 | 12 | 15 | 0 | 0 | 1 | 0 | 0 | 0 | 0 | 0 | 0 | 0 | 0 | 1 |  | 12 | 12 | 12 | 11
| 8296 | 346 | 12 | 12 | 16 | 0 | 0 | 1 | 0 | 0 | 0 | 0 | 0 | 0 | 0 | 0 | 1 |  | 12 | 12 | 12 | 11
| 8297 | 346 | 12 | 12 | 17 | 0 | 0 | 1 | 0 | 0 | 0 | 0 | 0 | 0 | 0 | 0 | 1 |  | 12 | 12 | 12 | 11
| 8298 | 346 | 12 | 12 | 18 | 0 | 0 | 1 | 0 | 0 | 0 | 0 | 0 | 0 | 0 | 0 | 1 |  | 12 | 12 | 12 | 11
| 8299 | 346 | 12 | 12 | 19 | 0 | 0 | 1 | 0 | 0 | 0 | 0 | 0 | 0 | 0 | 0 | 1 |  | 12 | 12 | 12 | 11
| 8300 | 346 | 12 | 12 | 20 | 0 | 0 | 1 | 0 | 0 | 0 | 0 | 0 | 0 | 0 | 0 | 1 |  | 12 | 12 | 12 | 11
| 8301 | 346 | 12 | 12 | 21 | 0 | 0 | 1 | 0 | 0 | 0 | 0 | 0 | 0 | 0 | 0 | 1 |  | 12 | 12 | 12 | 11
| 8302 | 346 | 12 | 12 | 22 | 0 | 0 | 1 | 0 | 0 | 0 | 0 | 0 | 0 | 0 | 0 | 1 |  | 12 | 12 | 12 | 11
| 8303 | 346 | 12 | 12 | 23 | 0 | 0 | 1 | 0 | 0 | 0 | 0 | 0 | 0 | 0 | 0 | 1 |  | 12 | 12 | 12 | 11
| 8304 | 346 | 12 | 12 | 24 | 0 | 0 | 1 | 0 | 0 | 0 | 0 | 0 | 0 | 0 | 0 | 1 |  | 12 | 12 | 12 | 11
| 8305 | 347 | 12 | 13 | 1 | 0 | 0 | 1 | 0 | 0 | 0 | 0 | 0 | 0 | 0 | 0 | 1 |  | 12 | 13 | 12 | 12
| 8306 | 347 | 12 | 13 | 2 | 0 | 0 | 1 | 0 | 0 | 0 | 0 | 0 | 0 | 0 | 0 | 1 |  | 12 | 13 | 12 | 12
| 8307 | 347 | 12 | 13 | 3 | 0 | 0 | 1 | 0 | 0 | 0 | 0 | 0 | 0 | 0 | 0 | 1 |  | 12 | 13 | 12 | 12
| 8308 | 347 | 12 | 13 | 4 | 0 | 0 | 1 | 0 | 0 | 0 | 0 | 0 | 0 | 0 | 0 | 1 |  | 12 | 13 | 12 | 12
| 8309 | 347 | 12 | 13 | 5 | 0 | 0 | 1 | 0 | 0 | 0 | 0 | 0 | 0 | 0 | 0 | 1 |  | 12 | 13 | 12 | 12
| 8310 | 347 | 12 | 13 | 6 | 0 | 0 | 1 | 0 | 0 | 0 | 0 | 0 | 0 | 0 | 0 | 1 |  | 12 | 13 | 12 | 12
| 8311 | 347 | 12 | 13 | 7 | 0 | 0 | 1 | 0 | 0 | 0 | 0 | 0 | 0 | 0 | 0 | 1 |  | 12 | 13 | 12 | 12
| 8312 | 347 | 12 | 13 | 8 | 0 | 0 | 1 | 0 | 0 | 0 | 0 | 0 | 0 | 0 | 0 | 1 |  | 12 | 13 | 12 | 12
| 8313 | 347 | 12 | 13 | 9 | 0 | 0 | 1 | 0 | 0 | 0 | 0 | 0 | 0 | 0 | 0 | 1 |  | 12 | 13 | 12 | 12
| 8314 | 347 | 12 | 13 | 10 | 0 | 0 | 1 | 0 | 0 | 0 | 0 | 0 | 0 | 0 | 0 | 1 |  | 12 | 13 | 12 | 12
| 8315 | 347 | 12 | 13 | 11 | 0 | 0 | 1 | 0 | 0 | 0 | 0 | 0 | 0 | 0 | 0 | 1 |  | 12 | 13 | 12 | 12
| 8316 | 347 | 12 | 13 | 12 | 0 | 0 | 1 | 0 | 0 | 0 | 0 | 0 | 0 | 0 | 0 | 1 |  | 12 | 13 | 12 | 12
| 8317 | 347 | 12 | 13 | 13 | 0 | 0 | 1 | 0 | 0 | 0 | 0 | 0 | 0 | 0 | 0 | 1 |  | 12 | 13 | 12 | 12
| 8318 | 347 | 12 | 13 | 14 | 0 | 0 | 1 | 0 | 0 | 0 | 0 | 0 | 0 | 0 | 0 | 1 |  | 12 | 13 | 12 | 12
| 8319 | 347 | 12 | 13 | 15 | 0 | 0 | 1 | 0 | 0 | 0 | 0 | 0 | 0 | 0 | 0 | 1 |  | 12 | 13 | 12 | 12
| 8320 | 347 | 12 | 13 | 16 | 0 | 0 | 1 | 0 | 0 | 0 | 0 | 0 | 0 | 0 | 0 | 1 |  | 12 | 13 | 12 | 12
| 8321 | 347 | 12 | 13 | 17 | 0 | 0 | 1 | 0 | 0 | 0 | 0 | 0 | 0 | 0 | 0 | 1 |  | 12 | 13 | 12 | 12
| 8322 | 347 | 12 | 13 | 18 | 0 | 0 | 1 | 0 | 0 | 0 | 0 | 0 | 0 | 0 | 0 | 1 |  | 12 | 13 | 12 | 12
| 8323 | 347 | 12 | 13 | 19 | 0 | 0 | 1 | 0 | 0 | 0 | 0 | 0 | 0 | 0 | 0 | 1 |  | 12 | 13 | 12 | 12
| 8324 | 347 | 12 | 13 | 20 | 0 | 0 | 1 | 0 | 0 | 0 | 0 | 0 | 0 | 0 | 0 | 1 |  | 12 | 13 | 12 | 12
| 8325 | 347 | 12 | 13 | 21 | 0 | 0 | 1 | 0 | 0 | 0 | 0 | 0 | 0 | 0 | 0 | 1 |  | 12 | 13 | 12 | 12
| 8326 | 347 | 12 | 13 | 22 | 0 | 0 | 1 | 0 | 0 | 0 | 0 | 0 | 0 | 0 | 0 | 1 |  | 12 | 13 | 12 | 12
| 8327 | 347 | 12 | 13 | 23 | 0 | 0 | 1 | 0 | 0 | 0 | 0 | 0 | 0 | 0 | 0 | 1 |  | 12 | 13 | 12 | 12
| 8328 | 347 | 12 | 13 | 24 | 0 | 0 | 1 | 0 | 0 | 0 | 0 | 0 | 0 | 0 | 0 | 1 |  | 12 | 13 | 12 | 12
| 8329 | 348 | 12 | 14 | 1 | 0 | 0 | 1 | 0 | 0 | 0 | 0 | 0 | 0 | 0 | 0 | 1 |  | 12 | 14 | 12 | 13
| 8330 | 348 | 12 | 14 | 2 | 0 | 0 | 1 | 0 | 0 | 0 | 0 | 0 | 0 | 0 | 0 | 1 |  | 12 | 14 | 12 | 13
| 8331 | 348 | 12 | 14 | 3 | 0 | 0 | 1 | 0 | 0 | 0 | 0 | 0 | 0 | 0 | 0 | 1 |  | 12 | 14 | 12 | 13
| 8332 | 348 | 12 | 14 | 4 | 0 | 0 | 1 | 0 | 0 | 0 | 0 | 0 | 0 | 0 | 0 | 1 |  | 12 | 14 | 12 | 13
| 8333 | 348 | 12 | 14 | 5 | 0 | 0 | 1 | 0 | 0 | 0 | 0 | 0 | 0 | 0 | 0 | 1 |  | 12 | 14 | 12 | 13
| 8334 | 348 | 12 | 14 | 6 | 0 | 0 | 1 | 0 | 0 | 0 | 0 | 0 | 0 | 0 | 0 | 1 |  | 12 | 14 | 12 | 13
| 8335 | 348 | 12 | 14 | 7 | 0 | 0 | 1 | 0 | 0 | 0 | 0 | 0 | 0 | 0 | 0 | 1 |  | 12 | 14 | 12 | 13
| 8336 | 348 | 12 | 14 | 8 | 0 | 0 | 1 | 0 | 0 | 0 | 0 | 0 | 0 | 0 | 0 | 1 |  | 12 | 14 | 12 | 13
| 8337 | 348 | 12 | 14 | 9 | 0 | 0 | 1 | 0 | 0 | 0 | 0 | 0 | 0 | 0 | 0 | 1 |  | 12 | 14 | 12 | 13
| 8338 | 348 | 12 | 14 | 10 | 0 | 0 | 1 | 0 | 0 | 0 | 0 | 0 | 0 | 0 | 0 | 1 |  | 12 | 14 | 12 | 13
| 8339 | 348 | 12 | 14 | 11 | 0 | 0 | 1 | 0 | 0 | 0 | 0 | 0 | 0 | 0 | 0 | 1 |  | 12 | 14 | 12 | 13
| 8340 | 348 | 12 | 14 | 12 | 0 | 0 | 1 | 0 | 0 | 0 | 0 | 0 | 0 | 0 | 0 | 1 |  | 12 | 14 | 12 | 13
| 8341 | 348 | 12 | 14 | 13 | 0 | 0 | 1 | 0 | 0 | 0 | 0 | 0 | 0 | 0 | 0 | 1 |  | 12 | 14 | 12 | 13
| 8342 | 348 | 12 | 14 | 14 | 0 | 0 | 1 | 0 | 0 | 0 | 0 | 0 | 0 | 0 | 0 | 1 |  | 12 | 14 | 12 | 13
| 8343 | 348 | 12 | 14 | 15 | 0 | 0 | 1 | 0 | 0 | 0 | 0 | 0 | 0 | 0 | 0 | 1 |  | 12 | 14 | 12 | 13
| 8344 | 348 | 12 | 14 | 16 | 0 | 0 | 1 | 0 | 0 | 0 | 0 | 0 | 0 | 0 | 0 | 1 |  | 12 | 14 | 12 | 13
| 8345 | 348 | 12 | 14 | 17 | 0 | 0 | 1 | 0 | 0 | 0 | 0 | 0 | 0 | 0 | 0 | 1 |  | 12 | 14 | 12 | 13
| 8346 | 348 | 12 | 14 | 18 | 0 | 0 | 1 | 0 | 0 | 0 | 0 | 0 | 0 | 0 | 0 | 1 |  | 12 | 14 | 12 | 13
| 8347 | 348 | 12 | 14 | 19 | 0 | 0 | 1 | 0 | 0 | 0 | 0 | 0 | 0 | 0 | 0 | 1 |  | 12 | 14 | 12 | 13
| 8348 | 348 | 12 | 14 | 20 | 0 | 0 | 1 | 0 | 0 | 0 | 0 | 0 | 0 | 0 | 0 | 1 |  | 12 | 14 | 12 | 13
| 8349 | 348 | 12 | 14 | 21 | 0 | 0 | 1 | 0 | 0 | 0 | 0 | 0 | 0 | 0 | 0 | 1 |  | 12 | 14 | 12 | 13
| 8350 | 348 | 12 | 14 | 22 | 0 | 0 | 1 | 0 | 0 | 0 | 0 | 0 | 0 | 0 | 0 | 1 |  | 12 | 14 | 12 | 13
| 8351 | 348 | 12 | 14 | 23 | 0 | 0 | 1 | 0 | 0 | 0 | 0 | 0 | 0 | 0 | 0 | 1 |  | 12 | 14 | 12 | 13
| 8352 | 348 | 12 | 14 | 24 | 0 | 0 | 1 | 0 | 0 | 0 | 0 | 0 | 0 | 0 | 0 | 1 |  | 12 | 14 | 12 | 13
| 8353 | 349 | 12 | 15 | 1 | 0 | 0 | 1 | 0 | 0 | 0 | 0 | 0 | 0 | 0 | 0 | 1 |  | 12 | 15 | 12 | 14
| 8354 | 349 | 12 | 15 | 2 | 0 | 0 | 1 | 0 | 0 | 0 | 0 | 0 | 0 | 0 | 0 | 1 |  | 12 | 15 | 12 | 14
| 8355 | 349 | 12 | 15 | 3 | 0 | 0 | 1 | 0 | 0 | 0 | 0 | 0 | 0 | 0 | 0 | 1 |  | 12 | 15 | 12 | 14
| 8356 | 349 | 12 | 15 | 4 | 0 | 0 | 1 | 0 | 0 | 0 | 0 | 0 | 0 | 0 | 0 | 1 |  | 12 | 15 | 12 | 14
| 8357 | 349 | 12 | 15 | 5 | 0 | 0 | 1 | 0 | 0 | 0 | 0 | 0 | 0 | 0 | 0 | 1 |  | 12 | 15 | 12 | 14
| 8358 | 349 | 12 | 15 | 6 | 0 | 0 | 1 | 0 | 0 | 0 | 0 | 0 | 0 | 0 | 0 | 1 |  | 12 | 15 | 12 | 14
| 8359 | 349 | 12 | 15 | 7 | 0 | 0 | 1 | 0 | 0 | 0 | 0 | 0 | 0 | 0 | 0 | 1 |  | 12 | 15 | 12 | 14
| 8360 | 349 | 12 | 15 | 8 | 0 | 0 | 1 | 0 | 0 | 0 | 0 | 0 | 0 | 0 | 0 | 1 |  | 12 | 15 | 12 | 14
| 8361 | 349 | 12 | 15 | 9 | 0 | 0 | 1 | 0 | 0 | 0 | 0 | 0 | 0 | 0 | 0 | 1 |  | 12 | 15 | 12 | 14
| 8362 | 349 | 12 | 15 | 10 | 0 | 0 | 1 | 0 | 0 | 0 | 0 | 0 | 0 | 0 | 0 | 1 |  | 12 | 15 | 12 | 14
| 8363 | 349 | 12 | 15 | 11 | 0 | 0 | 1 | 0 | 0 | 0 | 0 | 0 | 0 | 0 | 0 | 1 |  | 12 | 15 | 12 | 14
| 8364 | 349 | 12 | 15 | 12 | 0 | 0 | 1 | 0 | 0 | 0 | 0 | 0 | 0 | 0 | 0 | 1 |  | 12 | 15 | 12 | 14
| 8365 | 349 | 12 | 15 | 13 | 0 | 0 | 1 | 0 | 0 | 0 | 0 | 0 | 0 | 0 | 0 | 1 |  | 12 | 15 | 12 | 14
| 8366 | 349 | 12 | 15 | 14 | 0 | 0 | 1 | 0 | 0 | 0 | 0 | 0 | 0 | 0 | 0 | 1 |  | 12 | 15 | 12 | 14
| 8367 | 349 | 12 | 15 | 15 | 0 | 0 | 1 | 0 | 0 | 0 | 0 | 0 | 0 | 0 | 0 | 1 |  | 12 | 15 | 12 | 14
| 8368 | 349 | 12 | 15 | 16 | 0 | 0 | 1 | 0 | 0 | 0 | 0 | 0 | 0 | 0 | 0 | 1 |  | 12 | 15 | 12 | 14
| 8369 | 349 | 12 | 15 | 17 | 0 | 0 | 1 | 0 | 0 | 0 | 0 | 0 | 0 | 0 | 0 | 1 |  | 12 | 15 | 12 | 14
| 8370 | 349 | 12 | 15 | 18 | 0 | 0 | 1 | 0 | 0 | 0 | 0 | 0 | 0 | 0 | 0 | 1 |  | 12 | 15 | 12 | 14
| 8371 | 349 | 12 | 15 | 19 | 0 | 0 | 1 | 0 | 0 | 0 | 0 | 0 | 0 | 0 | 0 | 1 |  | 12 | 15 | 12 | 14
| 8372 | 349 | 12 | 15 | 20 | 0 | 0 | 1 | 0 | 0 | 0 | 0 | 0 | 0 | 0 | 0 | 1 |  | 12 | 15 | 12 | 14
| 8373 | 349 | 12 | 15 | 21 | 0 | 0 | 1 | 0 | 0 | 0 | 0 | 0 | 0 | 0 | 0 | 1 |  | 12 | 15 | 12 | 14
| 8374 | 349 | 12 | 15 | 22 | 0 | 0 | 1 | 0 | 0 | 0 | 0 | 0 | 0 | 0 | 0 | 1 |  | 12 | 15 | 12 | 14
| 8375 | 349 | 12 | 15 | 23 | 0 | 0 | 1 | 0 | 0 | 0 | 0 | 0 | 0 | 0 | 0 | 1 |  | 12 | 15 | 12 | 14
| 8376 | 349 | 12 | 15 | 24 | 0 | 0 | 1 | 0 | 0 | 0 | 0 | 0 | 0 | 0 | 0 | 1 |  | 12 | 15 | 12 | 14
| 8377 | 350 | 12 | 16 | 1 | 0 | 0 | 1 | 0 | 0 | 0 | 0 | 0 | 0 | 0 | 0 | 1 |  | 12 | 16 | 12 | 15
| 8378 | 350 | 12 | 16 | 2 | 0 | 0 | 1 | 0 | 0 | 0 | 0 | 0 | 0 | 0 | 0 | 1 |  | 12 | 16 | 12 | 15
| 8379 | 350 | 12 | 16 | 3 | 0 | 0 | 1 | 0 | 0 | 0 | 0 | 0 | 0 | 0 | 0 | 1 |  | 12 | 16 | 12 | 15
| 8380 | 350 | 12 | 16 | 4 | 0 | 0 | 1 | 0 | 0 | 0 | 0 | 0 | 0 | 0 | 0 | 1 |  | 12 | 16 | 12 | 15
| 8381 | 350 | 12 | 16 | 5 | 0 | 0 | 1 | 0 | 0 | 0 | 0 | 0 | 0 | 0 | 0 | 1 |  | 12 | 16 | 12 | 15
| 8382 | 350 | 12 | 16 | 6 | 0 | 0 | 1 | 0 | 0 | 0 | 0 | 0 | 0 | 0 | 0 | 1 |  | 12 | 16 | 12 | 15
| 8383 | 350 | 12 | 16 | 7 | 0 | 0 | 1 | 0 | 0 | 0 | 0 | 0 | 0 | 0 | 0 | 1 |  | 12 | 16 | 12 | 15
| 8384 | 350 | 12 | 16 | 8 | 0 | 0 | 1 | 0 | 0 | 0 | 0 | 0 | 0 | 0 | 0 | 1 |  | 12 | 16 | 12 | 15
| 8385 | 350 | 12 | 16 | 9 | 0 | 0 | 1 | 0 | 0 | 0 | 0 | 0 | 0 | 0 | 0 | 1 |  | 12 | 16 | 12 | 15
| 8386 | 350 | 12 | 16 | 10 | 0 | 0 | 1 | 0 | 0 | 0 | 0 | 0 | 0 | 0 | 0 | 1 |  | 12 | 16 | 12 | 15
| 8387 | 350 | 12 | 16 | 11 | 0 | 0 | 1 | 0 | 0 | 0 | 0 | 0 | 0 | 0 | 0 | 1 |  | 12 | 16 | 12 | 15
| 8388 | 350 | 12 | 16 | 12 | 0 | 0 | 1 | 0 | 0 | 0 | 0 | 0 | 0 | 0 | 0 | 1 |  | 12 | 16 | 12 | 15
| 8389 | 350 | 12 | 16 | 13 | 0 | 0 | 1 | 0 | 0 | 0 | 0 | 0 | 0 | 0 | 0 | 1 |  | 12 | 16 | 12 | 15
| 8390 | 350 | 12 | 16 | 14 | 0 | 0 | 1 | 0 | 0 | 0 | 0 | 0 | 0 | 0 | 0 | 1 |  | 12 | 16 | 12 | 15
| 8391 | 350 | 12 | 16 | 15 | 0 | 0 | 1 | 0 | 0 | 0 | 0 | 0 | 0 | 0 | 0 | 1 |  | 12 | 16 | 12 | 15
| 8392 | 350 | 12 | 16 | 16 | 0 | 0 | 1 | 0 | 0 | 0 | 0 | 0 | 0 | 0 | 0 | 1 |  | 12 | 16 | 12 | 15
| 8393 | 350 | 12 | 16 | 17 | 0 | 0 | 1 | 0 | 0 | 0 | 0 | 0 | 0 | 0 | 0 | 1 |  | 12 | 16 | 12 | 15
| 8394 | 350 | 12 | 16 | 18 | 0 | 0 | 1 | 0 | 0 | 0 | 0 | 0 | 0 | 0 | 0 | 1 |  | 12 | 16 | 12 | 15
| 8395 | 350 | 12 | 16 | 19 | 0 | 0 | 1 | 0 | 0 | 0 | 0 | 0 | 0 | 0 | 0 | 1 |  | 12 | 16 | 12 | 15
| 8396 | 350 | 12 | 16 | 20 | 0 | 0 | 1 | 0 | 0 | 0 | 0 | 0 | 0 | 0 | 0 | 1 |  | 12 | 16 | 12 | 15
| 8397 | 350 | 12 | 16 | 21 | 0 | 0 | 1 | 0 | 0 | 0 | 0 | 0 | 0 | 0 | 0 | 1 |  | 12 | 16 | 12 | 15
| 8398 | 350 | 12 | 16 | 22 | 0 | 0 | 1 | 0 | 0 | 0 | 0 | 0 | 0 | 0 | 0 | 1 |  | 12 | 16 | 12 | 15
| 8399 | 350 | 12 | 16 | 23 | 0 | 0 | 1 | 0 | 0 | 0 | 0 | 0 | 0 | 0 | 0 | 1 |  | 12 | 16 | 12 | 15
| 8400 | 350 | 12 | 16 | 24 | 0 | 0 | 1 | 0 | 0 | 0 | 0 | 0 | 0 | 0 | 0 | 1 |  | 12 | 16 | 12 | 15
| 8401 | 351 | 12 | 17 | 1 | 0 | 0 | 0 | 0 | 0 | 0 | 0 | 0 | 0 | 0 | 0 | 1 |  | 12 | 17 | 12 | 16
| 8402 | 351 | 12 | 17 | 2 | 0 | 0 | 0 | 0 | 0 | 0 | 0 | 0 | 0 | 0 | 0 | 1 |  | 12 | 17 | 12 | 16
| 8403 | 351 | 12 | 17 | 3 | 0 | 0 | 0 | 0 | 0 | 0 | 0 | 0 | 0 | 0 | 0 | 1 |  | 12 | 17 | 12 | 16
| 8404 | 351 | 12 | 17 | 4 | 0 | 0 | 0 | 0 | 0 | 0 | 0 | 0 | 0 | 0 | 0 | 1 |  | 12 | 17 | 12 | 16
| 8405 | 351 | 12 | 17 | 5 | 0 | 0 | 0 | 0 | 0 | 0 | 0 | 0 | 0 | 0 | 0 | 1 |  | 12 | 17 | 12 | 16
| 8406 | 351 | 12 | 17 | 6 | 0 | 0 | 0 | 0 | 0 | 0 | 0 | 0 | 0 | 0 | 0 | 1 |  | 12 | 17 | 12 | 16
| 8407 | 351 | 12 | 17 | 7 | 0 | 0 | 0 | 0 | 0 | 0 | 0 | 0 | 0 | 0 | 0 | 1 |  | 12 | 17 | 12 | 16
| 8408 | 351 | 12 | 17 | 8 | 0 | 0 | 0 | 0 | 0 | 0 | 0 | 0 | 0 | 0 | 0 | 1 |  | 12 | 17 | 12 | 16
| 8409 | 351 | 12 | 17 | 9 | 0 | 0 | 0 | 0 | 0 | 0 | 0 | 0 | 0 | 0 | 0 | 1 |  | 12 | 17 | 12 | 16
| 8410 | 351 | 12 | 17 | 10 | 0 | 0 | 0 | 0 | 0 | 0 | 0 | 0 | 0 | 0 | 0 | 1 |  | 12 | 17 | 12 | 16
| 8411 | 351 | 12 | 17 | 11 | 0 | 0 | 0 | 0 | 0 | 0 | 0 | 0 | 0 | 0 | 0 | 1 |  | 12 | 17 | 12 | 16
| 8412 | 351 | 12 | 17 | 12 | 0 | 0 | 0 | 0 | 0 | 0 | 0 | 0 | 0 | 0 | 0 | 1 |  | 12 | 17 | 12 | 16
| 8413 | 351 | 12 | 17 | 13 | 0 | 0 | 0 | 0 | 0 | 0 | 0 | 0 | 0 | 0 | 0 | 1 |  | 12 | 17 | 12 | 16
| 8414 | 351 | 12 | 17 | 14 | 0 | 0 | 0 | 0 | 0 | 0 | 0 | 0 | 0 | 0 | 0 | 1 |  | 12 | 17 | 12 | 16
| 8415 | 351 | 12 | 17 | 15 | 0 | 0 | 0 | 0 | 0 | 0 | 0 | 0 | 0 | 0 | 0 | 1 |  | 12 | 17 | 12 | 16
| 8416 | 351 | 12 | 17 | 16 | 0 | 0 | 0 | 0 | 0 | 0 | 0 | 0 | 0 | 0 | 0 | 1 |  | 12 | 17 | 12 | 16
| 8417 | 351 | 12 | 17 | 17 | 0 | 0 | 0 | 0 | 0 | 0 | 0 | 0 | 0 | 0 | 0 | 1 |  | 12 | 17 | 12 | 16
| 8418 | 351 | 12 | 17 | 18 | 0 | 0 | 0 | 0 | 0 | 0 | 0 | 0 | 0 | 0 | 0 | 1 |  | 12 | 17 | 12 | 16
| 8419 | 351 | 12 | 17 | 19 | 0 | 0 | 0 | 0 | 0 | 0 | 0 | 0 | 0 | 0 | 0 | 1 |  | 12 | 17 | 12 | 16
| 8420 | 351 | 12 | 17 | 20 | 0 | 0 | 0 | 0 | 0 | 0 | 0 | 0 | 0 | 0 | 0 | 1 |  | 12 | 17 | 12 | 16
| 8421 | 351 | 12 | 17 | 21 | 0 | 0 | 0 | 0 | 0 | 0 | 0 | 0 | 0 | 0 | 0 | 1 |  | 12 | 17 | 12 | 16
| 8422 | 351 | 12 | 17 | 22 | 0 | 0 | 0 | 0 | 0 | 0 | 0 | 0 | 0 | 0 | 0 | 1 |  | 12 | 17 | 12 | 16
| 8423 | 351 | 12 | 17 | 23 | 0 | 0 | 0 | 0 | 0 | 0 | 0 | 0 | 0 | 0 | 0 | 1 |  | 12 | 17 | 12 | 16
| 8424 | 351 | 12 | 17 | 24 | 0 | 0 | 0 | 0 | 0 | 0 | 0 | 0 | 0 | 0 | 0 | 1 |  | 12 | 17 | 12 | 16
| 8425 | 352 | 12 | 18 | 1 | 0 | 0 | 0 | 0 | 0 | 0 | 0 | 0 | 0 | 0 | 0 | 1 |  | 12 | 18 | 12 | 17
| 8426 | 352 | 12 | 18 | 2 | 0 | 0 | 0 | 0 | 0 | 0 | 0 | 0 | 0 | 0 | 0 | 1 |  | 12 | 18 | 12 | 17
| 8427 | 352 | 12 | 18 | 3 | 0 | 0 | 0 | 0 | 0 | 0 | 0 | 0 | 0 | 0 | 0 | 1 |  | 12 | 18 | 12 | 17
| 8428 | 352 | 12 | 18 | 4 | 0 | 0 | 0 | 0 | 0 | 0 | 0 | 0 | 0 | 0 | 0 | 1 |  | 12 | 18 | 12 | 17
| 8429 | 352 | 12 | 18 | 5 | 0 | 0 | 0 | 0 | 0 | 0 | 0 | 0 | 0 | 0 | 0 | 1 |  | 12 | 18 | 12 | 17
| 8430 | 352 | 12 | 18 | 6 | 0 | 0 | 0 | 0 | 0 | 0 | 0 | 0 | 0 | 0 | 0 | 1 |  | 12 | 18 | 12 | 17
| 8431 | 352 | 12 | 18 | 7 | 0 | 0 | 0 | 0 | 0 | 0 | 0 | 0 | 0 | 0 | 0 | 1 |  | 12 | 18 | 12 | 17
| 8432 | 352 | 12 | 18 | 8 | 0 | 0 | 0 | 0 | 0 | 0 | 0 | 0 | 0 | 0 | 0 | 1 |  | 12 | 18 | 12 | 17
| 8433 | 352 | 12 | 18 | 9 | 0 | 0 | 0 | 0 | 0 | 0 | 0 | 0 | 0 | 0 | 0 | 1 |  | 12 | 18 | 12 | 17
| 8434 | 352 | 12 | 18 | 10 | 0 | 0 | 0 | 0 | 0 | 0 | 0 | 0 | 0 | 0 | 0 | 1 |  | 12 | 18 | 12 | 17
| 8435 | 352 | 12 | 18 | 11 | 0 | 0 | 0 | 0 | 0 | 0 | 0 | 0 | 0 | 0 | 0 | 1 |  | 12 | 18 | 12 | 17
| 8436 | 352 | 12 | 18 | 12 | 0 | 0 | 0 | 0 | 0 | 0 | 0 | 0 | 0 | 0 | 0 | 1 |  | 12 | 18 | 12 | 17
| 8437 | 352 | 12 | 18 | 13 | 0 | 0 | 0 | 0 | 0 | 0 | 0 | 0 | 0 | 0 | 0 | 1 |  | 12 | 18 | 12 | 17
| 8438 | 352 | 12 | 18 | 14 | 0 | 0 | 0 | 0 | 0 | 0 | 0 | 0 | 0 | 0 | 0 | 1 |  | 12 | 18 | 12 | 17
| 8439 | 352 | 12 | 18 | 15 | 0 | 0 | 0 | 0 | 0 | 0 | 0 | 0 | 0 | 0 | 0 | 1 |  | 12 | 18 | 12 | 17
| 8440 | 352 | 12 | 18 | 16 | 0 | 0 | 0 | 0 | 0 | 0 | 0 | 0 | 0 | 0 | 0 | 1 |  | 12 | 18 | 12 | 17
| 8441 | 352 | 12 | 18 | 17 | 0 | 0 | 0 | 0 | 0 | 0 | 0 | 0 | 0 | 0 | 0 | 1 |  | 12 | 18 | 12 | 17
| 8442 | 352 | 12 | 18 | 18 | 0 | 0 | 0 | 0 | 0 | 0 | 0 | 0 | 0 | 0 | 0 | 1 |  | 12 | 18 | 12 | 17
| 8443 | 352 | 12 | 18 | 19 | 0 | 0 | 0 | 0 | 0 | 0 | 0 | 0 | 0 | 0 | 0 | 1 |  | 12 | 18 | 12 | 17
| 8444 | 352 | 12 | 18 | 20 | 0 | 0 | 0 | 0 | 0 | 0 | 0 | 0 | 0 | 0 | 0 | 1 |  | 12 | 18 | 12 | 17
| 8445 | 352 | 12 | 18 | 21 | 0 | 0 | 0 | 0 | 0 | 0 | 0 | 0 | 0 | 0 | 0 | 1 |  | 12 | 18 | 12 | 17
| 8446 | 352 | 12 | 18 | 22 | 0 | 0 | 0 | 0 | 0 | 0 | 0 | 0 | 0 | 0 | 0 | 1 |  | 12 | 18 | 12 | 17
| 8447 | 352 | 12 | 18 | 23 | 0 | 0 | 0 | 0 | 0 | 0 | 0 | 0 | 0 | 0 | 0 | 1 |  | 12 | 18 | 12 | 17
| 8448 | 352 | 12 | 18 | 24 | 0 | 0 | 0 | 0 | 0 | 0 | 0 | 0 | 0 | 0 | 0 | 1 |  | 12 | 18 | 12 | 17
| 8449 | 353 | 12 | 19 | 1 | 0 | 0 | 1 | 0 | 0 | 0 | 0 | 0 | 0 | 0 | 0 | 1 |  | 12 | 19 | 12 | 18
| 8450 | 353 | 12 | 19 | 2 | 0 | 0 | 1 | 0 | 0 | 0 | 0 | 0 | 0 | 0 | 0 | 1 |  | 12 | 19 | 12 | 18
| 8451 | 353 | 12 | 19 | 3 | 0 | 0 | 1 | 0 | 0 | 0 | 0 | 0 | 0 | 0 | 0 | 1 |  | 12 | 19 | 12 | 18
| 8452 | 353 | 12 | 19 | 4 | 0 | 0 | 1 | 0 | 0 | 0 | 0 | 0 | 0 | 0 | 0 | 1 |  | 12 | 19 | 12 | 18
| 8453 | 353 | 12 | 19 | 5 | 0 | 0 | 1 | 0 | 0 | 0 | 0 | 0 | 0 | 0 | 0 | 1 |  | 12 | 19 | 12 | 18
| 8454 | 353 | 12 | 19 | 6 | 0 | 0 | 1 | 0 | 0 | 0 | 0 | 0 | 0 | 0 | 0 | 1 |  | 12 | 19 | 12 | 18
| 8455 | 353 | 12 | 19 | 7 | 0 | 0 | 1 | 0 | 0 | 0 | 0 | 0 | 0 | 0 | 0 | 1 |  | 12 | 19 | 12 | 18
| 8456 | 353 | 12 | 19 | 8 | 0 | 0 | 1 | 0 | 0 | 0 | 0 | 0 | 0 | 0 | 0 | 1 |  | 12 | 19 | 12 | 18
| 8457 | 353 | 12 | 19 | 9 | 0 | 0 | 1 | 0 | 0 | 0 | 0 | 0 | 0 | 0 | 0 | 1 |  | 12 | 19 | 12 | 18
| 8458 | 353 | 12 | 19 | 10 | 0 | 0 | 1 | 0 | 0 | 0 | 0 | 0 | 0 | 0 | 0 | 1 |  | 12 | 19 | 12 | 18
| 8459 | 353 | 12 | 19 | 11 | 0 | 0 | 1 | 0 | 0 | 0 | 0 | 0 | 0 | 0 | 0 | 1 |  | 12 | 19 | 12 | 18
| 8460 | 353 | 12 | 19 | 12 | 0 | 0 | 1 | 0 | 0 | 0 | 0 | 0 | 0 | 0 | 0 | 1 |  | 12 | 19 | 12 | 18
| 8461 | 353 | 12 | 19 | 13 | 0 | 0 | 1 | 0 | 0 | 0 | 0 | 0 | 0 | 0 | 0 | 1 |  | 12 | 19 | 12 | 18
| 8462 | 353 | 12 | 19 | 14 | 0 | 0 | 1 | 0 | 0 | 0 | 0 | 0 | 0 | 0 | 0 | 1 |  | 12 | 19 | 12 | 18
| 8463 | 353 | 12 | 19 | 15 | 0 | 0 | 1 | 0 | 0 | 0 | 0 | 0 | 0 | 0 | 0 | 1 |  | 12 | 19 | 12 | 18
| 8464 | 353 | 12 | 19 | 16 | 0 | 0 | 1 | 0 | 0 | 0 | 0 | 0 | 0 | 0 | 0 | 1 |  | 12 | 19 | 12 | 18
| 8465 | 353 | 12 | 19 | 17 | 0 | 0 | 1 | 0 | 0 | 0 | 0 | 0 | 0 | 0 | 0 | 1 |  | 12 | 19 | 12 | 18
| 8466 | 353 | 12 | 19 | 18 | 0 | 0 | 1 | 0 | 0 | 0 | 0 | 0 | 0 | 0 | 0 | 1 |  | 12 | 19 | 12 | 18
| 8467 | 353 | 12 | 19 | 19 | 0 | 0 | 1 | 0 | 0 | 0 | 0 | 0 | 0 | 0 | 0 | 1 |  | 12 | 19 | 12 | 18
| 8468 | 353 | 12 | 19 | 20 | 0 | 0 | 1 | 0 | 0 | 0 | 0 | 0 | 0 | 0 | 0 | 1 |  | 12 | 19 | 12 | 18
| 8469 | 353 | 12 | 19 | 21 | 0 | 0 | 1 | 0 | 0 | 0 | 0 | 0 | 0 | 0 | 0 | 1 |  | 12 | 19 | 12 | 18
| 8470 | 353 | 12 | 19 | 22 | 0 | 0 | 1 | 0 | 0 | 0 | 0 | 0 | 0 | 0 | 0 | 1 |  | 12 | 19 | 12 | 18
| 8471 | 353 | 12 | 19 | 23 | 0 | 0 | 1 | 0 | 0 | 0 | 0 | 0 | 0 | 0 | 0 | 1 |  | 12 | 19 | 12 | 18
| 8472 | 353 | 12 | 19 | 24 | 0 | 0 | 1 | 0 | 0 | 0 | 0 | 0 | 0 | 0 | 0 | 1 |  | 12 | 19 | 12 | 18
| 8473 | 354 | 12 | 20 | 1 | 0 | 0 | 1 | 0 | 0 | 0 | 0 | 0 | 0 | 0 | 0 | 1 |  | 12 | 20 | 12 | 19
| 8474 | 354 | 12 | 20 | 2 | 0 | 0 | 1 | 0 | 0 | 0 | 0 | 0 | 0 | 0 | 0 | 1 |  | 12 | 20 | 12 | 19
| 8475 | 354 | 12 | 20 | 3 | 0 | 0 | 1 | 0 | 0 | 0 | 0 | 0 | 0 | 0 | 0 | 1 |  | 12 | 20 | 12 | 19
| 8476 | 354 | 12 | 20 | 4 | 0 | 0 | 1 | 0 | 0 | 0 | 0 | 0 | 0 | 0 | 0 | 1 |  | 12 | 20 | 12 | 19
| 8477 | 354 | 12 | 20 | 5 | 0 | 0 | 1 | 0 | 0 | 0 | 0 | 0 | 0 | 0 | 0 | 1 |  | 12 | 20 | 12 | 19
| 8478 | 354 | 12 | 20 | 6 | 0 | 0 | 1 | 0 | 0 | 0 | 0 | 0 | 0 | 0 | 0 | 1 |  | 12 | 20 | 12 | 19
| 8479 | 354 | 12 | 20 | 7 | 0 | 0 | 1 | 0 | 0 | 0 | 0 | 0 | 0 | 0 | 0 | 1 |  | 12 | 20 | 12 | 19
| 8480 | 354 | 12 | 20 | 8 | 0 | 0 | 1 | 0 | 0 | 0 | 0 | 0 | 0 | 0 | 0 | 1 |  | 12 | 20 | 12 | 19
| 8481 | 354 | 12 | 20 | 9 | 0 | 0 | 1 | 0 | 0 | 0 | 0 | 0 | 0 | 0 | 0 | 1 |  | 12 | 20 | 12 | 19
| 8482 | 354 | 12 | 20 | 10 | 0 | 0 | 1 | 0 | 0 | 0 | 0 | 0 | 0 | 0 | 0 | 1 |  | 12 | 20 | 12 | 19
| 8483 | 354 | 12 | 20 | 11 | 0 | 0 | 1 | 0 | 0 | 0 | 0 | 0 | 0 | 0 | 0 | 1 |  | 12 | 20 | 12 | 19
| 8484 | 354 | 12 | 20 | 12 | 0 | 0 | 1 | 0 | 0 | 0 | 0 | 0 | 0 | 0 | 0 | 1 |  | 12 | 20 | 12 | 19
| 8485 | 354 | 12 | 20 | 13 | 0 | 0 | 1 | 0 | 0 | 0 | 0 | 0 | 0 | 0 | 0 | 1 |  | 12 | 20 | 12 | 19
| 8486 | 354 | 12 | 20 | 14 | 0 | 0 | 1 | 0 | 0 | 0 | 0 | 0 | 0 | 0 | 0 | 1 |  | 12 | 20 | 12 | 19
| 8487 | 354 | 12 | 20 | 15 | 0 | 0 | 1 | 0 | 0 | 0 | 0 | 0 | 0 | 0 | 0 | 1 |  | 12 | 20 | 12 | 19
| 8488 | 354 | 12 | 20 | 16 | 0 | 0 | 1 | 0 | 0 | 0 | 0 | 0 | 0 | 0 | 0 | 1 |  | 12 | 20 | 12 | 19
| 8489 | 354 | 12 | 20 | 17 | 0 | 0 | 1 | 0 | 0 | 0 | 0 | 0 | 0 | 0 | 0 | 1 |  | 12 | 20 | 12 | 19
| 8490 | 354 | 12 | 20 | 18 | 0 | 0 | 1 | 0 | 0 | 0 | 0 | 0 | 0 | 0 | 0 | 1 |  | 12 | 20 | 12 | 19
| 8491 | 354 | 12 | 20 | 19 | 0 | 0 | 1 | 0 | 0 | 0 | 0 | 0 | 0 | 0 | 0 | 1 |  | 12 | 20 | 12 | 19
| 8492 | 354 | 12 | 20 | 20 | 0 | 0 | 1 | 0 | 0 | 0 | 0 | 0 | 0 | 0 | 0 | 1 |  | 12 | 20 | 12 | 19
| 8493 | 354 | 12 | 20 | 21 | 0 | 0 | 1 | 0 | 0 | 0 | 0 | 0 | 0 | 0 | 0 | 1 |  | 12 | 20 | 12 | 19
| 8494 | 354 | 12 | 20 | 22 | 0 | 0 | 1 | 0 | 0 | 0 | 0 | 0 | 0 | 0 | 0 | 1 |  | 12 | 20 | 12 | 19
| 8495 | 354 | 12 | 20 | 23 | 0 | 0 | 1 | 0 | 0 | 0 | 0 | 0 | 0 | 0 | 0 | 1 |  | 12 | 20 | 12 | 19
| 8496 | 354 | 12 | 20 | 24 | 0 | 0 | 1 | 0 | 0 | 0 | 0 | 0 | 0 | 0 | 0 | 1 |  | 12 | 20 | 12 | 19
| 8497 | 355 | 12 | 21 | 1 | 0 | 0 | 1 | 0 | 0 | 0 | 0 | 0 | 0 | 0 | 0 | 1 |  | 12 | 21 | 12 | 20
| 8498 | 355 | 12 | 21 | 2 | 0 | 0 | 1 | 0 | 0 | 0 | 0 | 0 | 0 | 0 | 0 | 1 |  | 12 | 21 | 12 | 20
| 8499 | 355 | 12 | 21 | 3 | 0 | 0 | 1 | 0 | 0 | 0 | 0 | 0 | 0 | 0 | 0 | 1 |  | 12 | 21 | 12 | 20
| 8500 | 355 | 12 | 21 | 4 | 0 | 0 | 1 | 0 | 0 | 0 | 0 | 0 | 0 | 0 | 0 | 1 |  | 12 | 21 | 12 | 20
| 8501 | 355 | 12 | 21 | 5 | 0 | 0 | 1 | 0 | 0 | 0 | 0 | 0 | 0 | 0 | 0 | 1 |  | 12 | 21 | 12 | 20
| 8502 | 355 | 12 | 21 | 6 | 0 | 0 | 1 | 0 | 0 | 0 | 0 | 0 | 0 | 0 | 0 | 1 |  | 12 | 21 | 12 | 20
| 8503 | 355 | 12 | 21 | 7 | 0 | 0 | 1 | 0 | 0 | 0 | 0 | 0 | 0 | 0 | 0 | 1 |  | 12 | 21 | 12 | 20
| 8504 | 355 | 12 | 21 | 8 | 0 | 0 | 1 | 0 | 0 | 0 | 0 | 0 | 0 | 0 | 0 | 1 |  | 12 | 21 | 12 | 20
| 8505 | 355 | 12 | 21 | 9 | 0 | 0 | 1 | 0 | 0 | 0 | 0 | 0 | 0 | 0 | 0 | 1 |  | 12 | 21 | 12 | 20
| 8506 | 355 | 12 | 21 | 10 | 0 | 0 | 1 | 0 | 0 | 0 | 0 | 0 | 0 | 0 | 0 | 1 |  | 12 | 21 | 12 | 20
| 8507 | 355 | 12 | 21 | 11 | 0 | 0 | 1 | 0 | 0 | 0 | 0 | 0 | 0 | 0 | 0 | 1 |  | 12 | 21 | 12 | 20
| 8508 | 355 | 12 | 21 | 12 | 0 | 0 | 1 | 0 | 0 | 0 | 0 | 0 | 0 | 0 | 0 | 1 |  | 12 | 21 | 12 | 20
| 8509 | 355 | 12 | 21 | 13 | 0 | 0 | 1 | 0 | 0 | 0 | 0 | 0 | 0 | 0 | 0 | 1 |  | 12 | 21 | 12 | 20
| 8510 | 355 | 12 | 21 | 14 | 0 | 0 | 1 | 0 | 0 | 0 | 0 | 0 | 0 | 0 | 0 | 1 |  | 12 | 21 | 12 | 20
| 8511 | 355 | 12 | 21 | 15 | 0 | 0 | 1 | 0 | 0 | 0 | 0 | 0 | 0 | 0 | 0 | 1 |  | 12 | 21 | 12 | 20
| 8512 | 355 | 12 | 21 | 16 | 0 | 0 | 1 | 0 | 0 | 0 | 0 | 0 | 0 | 0 | 0 | 1 |  | 12 | 21 | 12 | 20
| 8513 | 355 | 12 | 21 | 17 | 0 | 0 | 1 | 0 | 0 | 0 | 0 | 0 | 0 | 0 | 0 | 1 |  | 12 | 21 | 12 | 20
| 8514 | 355 | 12 | 21 | 18 | 0 | 0 | 1 | 0 | 0 | 0 | 0 | 0 | 0 | 0 | 0 | 1 |  | 12 | 21 | 12 | 20
| 8515 | 355 | 12 | 21 | 19 | 0 | 0 | 1 | 0 | 0 | 0 | 0 | 0 | 0 | 0 | 0 | 1 |  | 12 | 21 | 12 | 20
| 8516 | 355 | 12 | 21 | 20 | 0 | 0 | 1 | 0 | 0 | 0 | 0 | 0 | 0 | 0 | 0 | 1 |  | 12 | 21 | 12 | 20
| 8517 | 355 | 12 | 21 | 21 | 0 | 0 | 1 | 0 | 0 | 0 | 0 | 0 | 0 | 0 | 0 | 1 |  | 12 | 21 | 12 | 20
| 8518 | 355 | 12 | 21 | 22 | 0 | 0 | 1 | 0 | 0 | 0 | 0 | 0 | 0 | 0 | 0 | 1 |  | 12 | 21 | 12 | 20
| 8519 | 355 | 12 | 21 | 23 | 0 | 0 | 1 | 0 | 0 | 0 | 0 | 0 | 0 | 0 | 0 | 1 |  | 12 | 21 | 12 | 20
| 8520 | 355 | 12 | 21 | 24 | 0 | 0 | 1 | 0 | 0 | 0 | 0 | 0 | 0 | 0 | 0 | 1 |  | 12 | 21 | 12 | 20
| 8521 | 356 | 12 | 22 | 1 | 0 | 0 | 1 | 0 | 0 | 0 | 0 | 0 | 0 | 0 | 0 | 1 |  | 12 | 22 | 12 | 21
| 8522 | 356 | 12 | 22 | 2 | 0 | 0 | 1 | 0 | 0 | 0 | 0 | 0 | 0 | 0 | 0 | 1 |  | 12 | 22 | 12 | 21
| 8523 | 356 | 12 | 22 | 3 | 0 | 0 | 1 | 0 | 0 | 0 | 0 | 0 | 0 | 0 | 0 | 1 |  | 12 | 22 | 12 | 21
| 8524 | 356 | 12 | 22 | 4 | 0 | 0 | 1 | 0 | 0 | 0 | 0 | 0 | 0 | 0 | 0 | 1 |  | 12 | 22 | 12 | 21
| 8525 | 356 | 12 | 22 | 5 | 0 | 0 | 1 | 0 | 0 | 0 | 0 | 0 | 0 | 0 | 0 | 1 |  | 12 | 22 | 12 | 21
| 8526 | 356 | 12 | 22 | 6 | 0 | 0 | 1 | 0 | 0 | 0 | 0 | 0 | 0 | 0 | 0 | 1 |  | 12 | 22 | 12 | 21
| 8527 | 356 | 12 | 22 | 7 | 0 | 0 | 1 | 0 | 0 | 0 | 0 | 0 | 0 | 0 | 0 | 1 |  | 12 | 22 | 12 | 21
| 8528 | 356 | 12 | 22 | 8 | 0 | 0 | 1 | 0 | 0 | 0 | 0 | 0 | 0 | 0 | 0 | 1 |  | 12 | 22 | 12 | 21
| 8529 | 356 | 12 | 22 | 9 | 0 | 0 | 1 | 0 | 0 | 0 | 0 | 0 | 0 | 0 | 0 | 1 |  | 12 | 22 | 12 | 21
| 8530 | 356 | 12 | 22 | 10 | 0 | 0 | 1 | 0 | 0 | 0 | 0 | 0 | 0 | 0 | 0 | 1 |  | 12 | 22 | 12 | 21
| 8531 | 356 | 12 | 22 | 11 | 0 | 0 | 1 | 0 | 0 | 0 | 0 | 0 | 0 | 0 | 0 | 1 |  | 12 | 22 | 12 | 21
| 8532 | 356 | 12 | 22 | 12 | 0 | 0 | 1 | 0 | 0 | 0 | 0 | 0 | 0 | 0 | 0 | 1 |  | 12 | 22 | 12 | 21
| 8533 | 356 | 12 | 22 | 13 | 0 | 0 | 1 | 0 | 0 | 0 | 0 | 0 | 0 | 0 | 0 | 1 |  | 12 | 22 | 12 | 21
| 8534 | 356 | 12 | 22 | 14 | 0 | 0 | 1 | 0 | 0 | 0 | 0 | 0 | 0 | 0 | 0 | 1 |  | 12 | 22 | 12 | 21
| 8535 | 356 | 12 | 22 | 15 | 0 | 0 | 1 | 0 | 0 | 0 | 0 | 0 | 0 | 0 | 0 | 1 |  | 12 | 22 | 12 | 21
| 8536 | 356 | 12 | 22 | 16 | 0 | 0 | 1 | 0 | 0 | 0 | 0 | 0 | 0 | 0 | 0 | 1 |  | 12 | 22 | 12 | 21
| 8537 | 356 | 12 | 22 | 17 | 0 | 0 | 1 | 0 | 0 | 0 | 0 | 0 | 0 | 0 | 0 | 1 |  | 12 | 22 | 12 | 21
| 8538 | 356 | 12 | 22 | 18 | 0 | 0 | 1 | 0 | 0 | 0 | 0 | 0 | 0 | 0 | 0 | 1 |  | 12 | 22 | 12 | 21
| 8539 | 356 | 12 | 22 | 19 | 0 | 0 | 1 | 0 | 0 | 0 | 0 | 0 | 0 | 0 | 0 | 1 |  | 12 | 22 | 12 | 21
| 8540 | 356 | 12 | 22 | 20 | 0 | 0 | 1 | 0 | 0 | 0 | 0 | 0 | 0 | 0 | 0 | 1 |  | 12 | 22 | 12 | 21
| 8541 | 356 | 12 | 22 | 21 | 0 | 0 | 1 | 0 | 0 | 0 | 0 | 0 | 0 | 0 | 0 | 1 |  | 12 | 22 | 12 | 21
| 8542 | 356 | 12 | 22 | 22 | 0 | 0 | 1 | 0 | 0 | 0 | 0 | 0 | 0 | 0 | 0 | 1 |  | 12 | 22 | 12 | 21
| 8543 | 356 | 12 | 22 | 23 | 0 | 0 | 1 | 0 | 0 | 0 | 0 | 0 | 0 | 0 | 0 | 1 |  | 12 | 22 | 12 | 21
| 8544 | 356 | 12 | 22 | 24 | 0 | 0 | 1 | 0 | 0 | 0 | 0 | 0 | 0 | 0 | 0 | 1 |  | 12 | 22 | 12 | 21
| 8545 | 357 | 12 | 23 | 1 | 0 | 0 | 1 | 0 | 0 | 0 | 0 | 0 | 0 | 0 | 0 | 1 |  | 12 | 23 | 12 | 22
| 8546 | 357 | 12 | 23 | 2 | 0 | 0 | 1 | 0 | 0 | 0 | 0 | 0 | 0 | 0 | 0 | 1 |  | 12 | 23 | 12 | 22
| 8547 | 357 | 12 | 23 | 3 | 0 | 0 | 1 | 0 | 0 | 0 | 0 | 0 | 0 | 0 | 0 | 1 |  | 12 | 23 | 12 | 22
| 8548 | 357 | 12 | 23 | 4 | 0 | 0 | 1 | 0 | 0 | 0 | 0 | 0 | 0 | 0 | 0 | 1 |  | 12 | 23 | 12 | 22
| 8549 | 357 | 12 | 23 | 5 | 0 | 0 | 1 | 0 | 0 | 0 | 0 | 0 | 0 | 0 | 0 | 1 |  | 12 | 23 | 12 | 22
| 8550 | 357 | 12 | 23 | 6 | 0 | 0 | 1 | 0 | 0 | 0 | 0 | 0 | 0 | 0 | 0 | 1 |  | 12 | 23 | 12 | 22
| 8551 | 357 | 12 | 23 | 7 | 0 | 0 | 1 | 0 | 0 | 0 | 0 | 0 | 0 | 0 | 0 | 1 |  | 12 | 23 | 12 | 22
| 8552 | 357 | 12 | 23 | 8 | 0 | 0 | 1 | 0 | 0 | 0 | 0 | 0 | 0 | 0 | 0 | 1 |  | 12 | 23 | 12 | 22
| 8553 | 357 | 12 | 23 | 9 | 0 | 0 | 1 | 0 | 0 | 0 | 0 | 0 | 0 | 0 | 0 | 1 |  | 12 | 23 | 12 | 22
| 8554 | 357 | 12 | 23 | 10 | 0 | 0 | 1 | 0 | 0 | 0 | 0 | 0 | 0 | 0 | 0 | 1 |  | 12 | 23 | 12 | 22
| 8555 | 357 | 12 | 23 | 11 | 0 | 0 | 1 | 0 | 0 | 0 | 0 | 0 | 0 | 0 | 0 | 1 |  | 12 | 23 | 12 | 22
| 8556 | 357 | 12 | 23 | 12 | 0 | 0 | 1 | 0 | 0 | 0 | 0 | 0 | 0 | 0 | 0 | 1 |  | 12 | 23 | 12 | 22
| 8557 | 357 | 12 | 23 | 13 | 0 | 0 | 1 | 0 | 0 | 0 | 0 | 0 | 0 | 0 | 0 | 1 |  | 12 | 23 | 12 | 22
| 8558 | 357 | 12 | 23 | 14 | 0 | 0 | 1 | 0 | 0 | 0 | 0 | 0 | 0 | 0 | 0 | 1 |  | 12 | 23 | 12 | 22
| 8559 | 357 | 12 | 23 | 15 | 0 | 0 | 1 | 0 | 0 | 0 | 0 | 0 | 0 | 0 | 0 | 1 |  | 12 | 23 | 12 | 22
| 8560 | 357 | 12 | 23 | 16 | 0 | 0 | 1 | 0 | 0 | 0 | 0 | 0 | 0 | 0 | 0 | 1 |  | 12 | 23 | 12 | 22
| 8561 | 357 | 12 | 23 | 17 | 0 | 0 | 1 | 0 | 0 | 0 | 0 | 0 | 0 | 0 | 0 | 1 |  | 12 | 23 | 12 | 22
| 8562 | 357 | 12 | 23 | 18 | 0 | 0 | 1 | 0 | 0 | 0 | 0 | 0 | 0 | 0 | 0 | 1 |  | 12 | 23 | 12 | 22
| 8563 | 357 | 12 | 23 | 19 | 0 | 0 | 1 | 0 | 0 | 0 | 0 | 0 | 0 | 0 | 0 | 1 |  | 12 | 23 | 12 | 22
| 8564 | 357 | 12 | 23 | 20 | 0 | 0 | 1 | 0 | 0 | 0 | 0 | 0 | 0 | 0 | 0 | 1 |  | 12 | 23 | 12 | 22
| 8565 | 357 | 12 | 23 | 21 | 0 | 0 | 1 | 0 | 0 | 0 | 0 | 0 | 0 | 0 | 0 | 1 |  | 12 | 23 | 12 | 22
| 8566 | 357 | 12 | 23 | 22 | 0 | 0 | 1 | 0 | 0 | 0 | 0 | 0 | 0 | 0 | 0 | 1 |  | 12 | 23 | 12 | 22
| 8567 | 357 | 12 | 23 | 23 | 0 | 0 | 1 | 0 | 0 | 0 | 0 | 0 | 0 | 0 | 0 | 1 |  | 12 | 23 | 12 | 22
| 8568 | 357 | 12 | 23 | 24 | 0 | 0 | 1 | 0 | 0 | 0 | 0 | 0 | 0 | 0 | 0 | 1 |  | 12 | 23 | 12 | 22
| 8569 | 358 | 12 | 24 | 1 | 0 | 0 | 0 | 0 | 0 | 0 | 0 | 0 | 0 | 0 | 0 | 1 |  | 12 | 24 | 12 | 23
| 8570 | 358 | 12 | 24 | 2 | 0 | 0 | 0 | 0 | 0 | 0 | 0 | 0 | 0 | 0 | 0 | 1 |  | 12 | 24 | 12 | 23
| 8571 | 358 | 12 | 24 | 3 | 0 | 0 | 0 | 0 | 0 | 0 | 0 | 0 | 0 | 0 | 0 | 1 |  | 12 | 24 | 12 | 23
| 8572 | 358 | 12 | 24 | 4 | 0 | 0 | 0 | 0 | 0 | 0 | 0 | 0 | 0 | 0 | 0 | 1 |  | 12 | 24 | 12 | 23
| 8573 | 358 | 12 | 24 | 5 | 0 | 0 | 0 | 0 | 0 | 0 | 0 | 0 | 0 | 0 | 0 | 1 |  | 12 | 24 | 12 | 23
| 8574 | 358 | 12 | 24 | 6 | 0 | 0 | 0 | 0 | 0 | 0 | 0 | 0 | 0 | 0 | 0 | 1 |  | 12 | 24 | 12 | 23
| 8575 | 358 | 12 | 24 | 7 | 0 | 0 | 0 | 0 | 0 | 0 | 0 | 0 | 0 | 0 | 0 | 1 |  | 12 | 24 | 12 | 23
| 8576 | 358 | 12 | 24 | 8 | 0 | 0 | 0 | 0 | 0 | 0 | 0 | 0 | 0 | 0 | 0 | 1 |  | 12 | 24 | 12 | 23
| 8577 | 358 | 12 | 24 | 9 | 0 | 0 | 0 | 0 | 0 | 0 | 0 | 0 | 0 | 0 | 0 | 1 |  | 12 | 24 | 12 | 23
| 8578 | 358 | 12 | 24 | 10 | 0 | 0 | 0 | 0 | 0 | 0 | 0 | 0 | 0 | 0 | 0 | 1 |  | 12 | 24 | 12 | 23
| 8579 | 358 | 12 | 24 | 11 | 0 | 0 | 0 | 0 | 0 | 0 | 0 | 0 | 0 | 0 | 0 | 1 |  | 12 | 24 | 12 | 23
| 8580 | 358 | 12 | 24 | 12 | 0 | 0 | 0 | 0 | 0 | 0 | 0 | 0 | 0 | 0 | 0 | 1 |  | 12 | 24 | 12 | 23
| 8581 | 358 | 12 | 24 | 13 | 0 | 0 | 0 | 0 | 0 | 0 | 0 | 0 | 0 | 0 | 0 | 1 |  | 12 | 24 | 12 | 23
| 8582 | 358 | 12 | 24 | 14 | 0 | 0 | 0 | 0 | 0 | 0 | 0 | 0 | 0 | 0 | 0 | 1 |  | 12 | 24 | 12 | 23
| 8583 | 358 | 12 | 24 | 15 | 0 | 0 | 0 | 0 | 0 | 0 | 0 | 0 | 0 | 0 | 0 | 1 |  | 12 | 24 | 12 | 23
| 8584 | 358 | 12 | 24 | 16 | 0 | 0 | 0 | 0 | 0 | 0 | 0 | 0 | 0 | 0 | 0 | 1 |  | 12 | 24 | 12 | 23
| 8585 | 358 | 12 | 24 | 17 | 0 | 0 | 0 | 0 | 0 | 0 | 0 | 0 | 0 | 0 | 0 | 1 |  | 12 | 24 | 12 | 23
| 8586 | 358 | 12 | 24 | 18 | 0 | 0 | 0 | 0 | 0 | 0 | 0 | 0 | 0 | 0 | 0 | 1 |  | 12 | 24 | 12 | 23
| 8587 | 358 | 12 | 24 | 19 | 0 | 0 | 0 | 0 | 0 | 0 | 0 | 0 | 0 | 0 | 0 | 1 |  | 12 | 24 | 12 | 23
| 8588 | 358 | 12 | 24 | 20 | 0 | 0 | 0 | 0 | 0 | 0 | 0 | 0 | 0 | 0 | 0 | 1 |  | 12 | 24 | 12 | 23
| 8589 | 358 | 12 | 24 | 21 | 0 | 0 | 0 | 0 | 0 | 0 | 0 | 0 | 0 | 0 | 0 | 1 |  | 12 | 24 | 12 | 23
| 8590 | 358 | 12 | 24 | 22 | 0 | 0 | 0 | 0 | 0 | 0 | 0 | 0 | 0 | 0 | 0 | 1 |  | 12 | 24 | 12 | 23
| 8591 | 358 | 12 | 24 | 23 | 0 | 0 | 0 | 0 | 0 | 0 | 0 | 0 | 0 | 0 | 0 | 1 |  | 12 | 24 | 12 | 23
| 8592 | 358 | 12 | 24 | 24 | 0 | 0 | 0 | 0 | 0 | 0 | 0 | 0 | 0 | 0 | 0 | 1 |  | 12 | 24 | 12 | 23
| 8593 | 359 | 12 | 25 | 1 | 0 | 0 | 0 | 0 | 0 | 0 | 0 | 0 | 0 | 0 | 0 | 1 |  | 12 | 25 | 12 | 24
| 8594 | 359 | 12 | 25 | 2 | 0 | 0 | 0 | 0 | 0 | 0 | 0 | 0 | 0 | 0 | 0 | 1 |  | 12 | 25 | 12 | 24
| 8595 | 359 | 12 | 25 | 3 | 0 | 0 | 0 | 0 | 0 | 0 | 0 | 0 | 0 | 0 | 0 | 1 |  | 12 | 25 | 12 | 24
| 8596 | 359 | 12 | 25 | 4 | 0 | 0 | 0 | 0 | 0 | 0 | 0 | 0 | 0 | 0 | 0 | 1 |  | 12 | 25 | 12 | 24
| 8597 | 359 | 12 | 25 | 5 | 0 | 0 | 0 | 0 | 0 | 0 | 0 | 0 | 0 | 0 | 0 | 1 |  | 12 | 25 | 12 | 24
| 8598 | 359 | 12 | 25 | 6 | 0 | 0 | 0 | 0 | 0 | 0 | 0 | 0 | 0 | 0 | 0 | 1 |  | 12 | 25 | 12 | 24
| 8599 | 359 | 12 | 25 | 7 | 0 | 0 | 0 | 0 | 0 | 0 | 0 | 0 | 0 | 0 | 0 | 1 |  | 12 | 25 | 12 | 24
| 8600 | 359 | 12 | 25 | 8 | 0 | 0 | 0 | 0 | 0 | 0 | 0 | 0 | 0 | 0 | 0 | 1 |  | 12 | 25 | 12 | 24
| 8601 | 359 | 12 | 25 | 9 | 0 | 0 | 0 | 0 | 0 | 0 | 0 | 0 | 0 | 0 | 0 | 1 |  | 12 | 25 | 12 | 24
| 8602 | 359 | 12 | 25 | 10 | 0 | 0 | 0 | 0 | 0 | 0 | 0 | 0 | 0 | 0 | 0 | 1 |  | 12 | 25 | 12 | 24
| 8603 | 359 | 12 | 25 | 11 | 0 | 0 | 0 | 0 | 0 | 0 | 0 | 0 | 0 | 0 | 0 | 1 |  | 12 | 25 | 12 | 24
| 8604 | 359 | 12 | 25 | 12 | 0 | 0 | 0 | 0 | 0 | 0 | 0 | 0 | 0 | 0 | 0 | 1 |  | 12 | 25 | 12 | 24
| 8605 | 359 | 12 | 25 | 13 | 0 | 0 | 0 | 0 | 0 | 0 | 0 | 0 | 0 | 0 | 0 | 1 |  | 12 | 25 | 12 | 24
| 8606 | 359 | 12 | 25 | 14 | 0 | 0 | 0 | 0 | 0 | 0 | 0 | 0 | 0 | 0 | 0 | 1 |  | 12 | 25 | 12 | 24
| 8607 | 359 | 12 | 25 | 15 | 0 | 0 | 0 | 0 | 0 | 0 | 0 | 0 | 0 | 0 | 0 | 1 |  | 12 | 25 | 12 | 24
| 8608 | 359 | 12 | 25 | 16 | 0 | 0 | 0 | 0 | 0 | 0 | 0 | 0 | 0 | 0 | 0 | 1 |  | 12 | 25 | 12 | 24
| 8609 | 359 | 12 | 25 | 17 | 0 | 0 | 0 | 0 | 0 | 0 | 0 | 0 | 0 | 0 | 0 | 1 |  | 12 | 25 | 12 | 24
| 8610 | 359 | 12 | 25 | 18 | 0 | 0 | 0 | 0 | 0 | 0 | 0 | 0 | 0 | 0 | 0 | 1 |  | 12 | 25 | 12 | 24
| 8611 | 359 | 12 | 25 | 19 | 0 | 0 | 0 | 0 | 0 | 0 | 0 | 0 | 0 | 0 | 0 | 1 |  | 12 | 25 | 12 | 24
| 8612 | 359 | 12 | 25 | 20 | 0 | 0 | 0 | 0 | 0 | 0 | 0 | 0 | 0 | 0 | 0 | 1 |  | 12 | 25 | 12 | 24
| 8613 | 359 | 12 | 25 | 21 | 0 | 0 | 0 | 0 | 0 | 0 | 0 | 0 | 0 | 0 | 0 | 1 |  | 12 | 25 | 12 | 24
| 8614 | 359 | 12 | 25 | 22 | 0 | 0 | 0 | 0 | 0 | 0 | 0 | 0 | 0 | 0 | 0 | 1 |  | 12 | 25 | 12 | 24
| 8615 | 359 | 12 | 25 | 23 | 0 | 0 | 0 | 0 | 0 | 0 | 0 | 0 | 0 | 0 | 0 | 1 |  | 12 | 25 | 12 | 24
| 8616 | 359 | 12 | 25 | 24 | 0 | 0 | 0 | 0 | 0 | 0 | 0 | 0 | 0 | 0 | 0 | 1 |  | 12 | 25 | 12 | 24
| 8617 | 360 | 12 | 26 | 1 | 1 | 0 | 0 | 0 | 0 | 0 | 0 | 0 | 0 | 0 | 0 | 1 |  | 12 | 26 | 12 | 25
| 8618 | 360 | 12 | 26 | 2 | 1 | 0 | 0 | 0 | 0 | 0 | 0 | 0 | 0 | 0 | 0 | 1 |  | 12 | 26 | 12 | 25
| 8619 | 360 | 12 | 26 | 3 | 1 | 0 | 0 | 0 | 0 | 0 | 0 | 0 | 0 | 0 | 0 | 1 |  | 12 | 26 | 12 | 25
| 8620 | 360 | 12 | 26 | 4 | 1 | 0 | 0 | 0 | 0 | 0 | 0 | 0 | 0 | 0 | 0 | 1 |  | 12 | 26 | 12 | 25
| 8621 | 360 | 12 | 26 | 5 | 1 | 0 | 0 | 0 | 0 | 0 | 0 | 0 | 0 | 0 | 0 | 1 |  | 12 | 26 | 12 | 25
| 8622 | 360 | 12 | 26 | 6 | 1 | 0 | 0 | 0 | 0 | 0 | 0 | 0 | 0 | 0 | 0 | 1 |  | 12 | 26 | 12 | 25
| 8623 | 360 | 12 | 26 | 7 | 1 | 0 | 0 | 0 | 0 | 0 | 0 | 0 | 0 | 0 | 0 | 1 |  | 12 | 26 | 12 | 25
| 8624 | 360 | 12 | 26 | 8 | 1 | 0 | 0 | 0 | 0 | 0 | 0 | 0 | 0 | 0 | 0 | 1 |  | 12 | 26 | 12 | 25
| 8625 | 360 | 12 | 26 | 9 | 1 | 0 | 0 | 0 | 0 | 0 | 0 | 0 | 0 | 0 | 0 | 1 |  | 12 | 26 | 12 | 25
| 8626 | 360 | 12 | 26 | 10 | 1 | 0 | 0 | 0 | 0 | 0 | 0 | 0 | 0 | 0 | 0 | 1 |  | 12 | 26 | 12 | 25
| 8627 | 360 | 12 | 26 | 11 | 1 | 0 | 0 | 0 | 0 | 0 | 0 | 0 | 0 | 0 | 0 | 1 |  | 12 | 26 | 12 | 25
| 8628 | 360 | 12 | 26 | 12 | 1 | 0 | 0 | 0 | 0 | 0 | 0 | 0 | 0 | 0 | 0 | 1 |  | 12 | 26 | 12 | 25
| 8629 | 360 | 12 | 26 | 13 | 1 | 0 | 0 | 0 | 0 | 0 | 0 | 0 | 0 | 0 | 0 | 1 |  | 12 | 26 | 12 | 25
| 8630 | 360 | 12 | 26 | 14 | 1 | 0 | 0 | 0 | 0 | 0 | 0 | 0 | 0 | 0 | 0 | 1 |  | 12 | 26 | 12 | 25
| 8631 | 360 | 12 | 26 | 15 | 1 | 0 | 0 | 0 | 0 | 0 | 0 | 0 | 0 | 0 | 0 | 1 |  | 12 | 26 | 12 | 25
| 8632 | 360 | 12 | 26 | 16 | 1 | 0 | 0 | 0 | 0 | 0 | 0 | 0 | 0 | 0 | 0 | 1 |  | 12 | 26 | 12 | 25
| 8633 | 360 | 12 | 26 | 17 | 1 | 0 | 0 | 0 | 0 | 0 | 0 | 0 | 0 | 0 | 0 | 1 |  | 12 | 26 | 12 | 25
| 8634 | 360 | 12 | 26 | 18 | 1 | 0 | 0 | 0 | 0 | 0 | 0 | 0 | 0 | 0 | 0 | 1 |  | 12 | 26 | 12 | 25
| 8635 | 360 | 12 | 26 | 19 | 1 | 0 | 0 | 0 | 0 | 0 | 0 | 0 | 0 | 0 | 0 | 1 |  | 12 | 26 | 12 | 25
| 8636 | 360 | 12 | 26 | 20 | 1 | 0 | 0 | 0 | 0 | 0 | 0 | 0 | 0 | 0 | 0 | 1 |  | 12 | 26 | 12 | 25
| 8637 | 360 | 12 | 26 | 21 | 1 | 0 | 0 | 0 | 0 | 0 | 0 | 0 | 0 | 0 | 0 | 1 |  | 12 | 26 | 12 | 25
| 8638 | 360 | 12 | 26 | 22 | 1 | 0 | 0 | 0 | 0 | 0 | 0 | 0 | 0 | 0 | 0 | 1 |  | 12 | 26 | 12 | 25
| 8639 | 360 | 12 | 26 | 23 | 0 | 0 | 1 | 0 | 0 | 0 | 0 | 0 | 0 | 0 | 0 | 1 |  | 12 | 26 | 12 | 25
| 8640 | 360 | 12 | 26 | 24 | 0 | 0 | 1 | 0 | 0 | 0 | 0 | 0 | 0 | 0 | 0 | 1 |  | 12 | 26 | 12 | 25
| 8641 | 361 | 12 | 27 | 1 | 0 | 0 | 1 | 0 | 0 | 0 | 0 | 0 | 0 | 0 | 0 | 1 |  | 12 | 27 | 12 | 26
| 8642 | 361 | 12 | 27 | 2 | 0 | 0 | 1 | 0 | 0 | 0 | 0 | 0 | 0 | 0 | 0 | 1 |  | 12 | 27 | 12 | 26
| 8643 | 361 | 12 | 27 | 3 | 0 | 0 | 1 | 0 | 0 | 0 | 0 | 0 | 0 | 0 | 0 | 1 |  | 12 | 27 | 12 | 26
| 8644 | 361 | 12 | 27 | 4 | 0 | 0 | 1 | 0 | 0 | 0 | 0 | 0 | 0 | 0 | 0 | 1 |  | 12 | 27 | 12 | 26
| 8645 | 361 | 12 | 27 | 5 | 0 | 0 | 1 | 0 | 0 | 0 | 0 | 0 | 0 | 0 | 0 | 1 |  | 12 | 27 | 12 | 26
| 8646 | 361 | 12 | 27 | 6 | 0 | 0 | 1 | 0 | 0 | 0 | 0 | 0 | 0 | 0 | 0 | 1 |  | 12 | 27 | 12 | 26
| 8647 | 361 | 12 | 27 | 7 | 0 | 0 | 1 | 0 | 0 | 0 | 0 | 0 | 0 | 0 | 0 | 1 |  | 12 | 27 | 12 | 26
| 8648 | 361 | 12 | 27 | 8 | 0 | 0 | 1 | 0 | 0 | 0 | 0 | 0 | 0 | 0 | 0 | 1 |  | 12 | 27 | 12 | 26
| 8649 | 361 | 12 | 27 | 9 | 0 | 0 | 1 | 0 | 0 | 0 | 0 | 0 | 0 | 0 | 0 | 1 |  | 12 | 27 | 12 | 26
| 8650 | 361 | 12 | 27 | 10 | 0 | 0 | 1 | 0 | 0 | 0 | 0 | 0 | 0 | 0 | 0 | 1 |  | 12 | 27 | 12 | 26
| 8651 | 361 | 12 | 27 | 11 | 0 | 0 | 1 | 0 | 0 | 0 | 0 | 0 | 0 | 0 | 0 | 1 |  | 12 | 27 | 12 | 26
| 8652 | 361 | 12 | 27 | 12 | 0 | 0 | 1 | 0 | 0 | 0 | 0 | 0 | 0 | 0 | 0 | 1 |  | 12 | 27 | 12 | 26
| 8653 | 361 | 12 | 27 | 13 | 0 | 0 | 1 | 0 | 0 | 0 | 0 | 0 | 0 | 0 | 0 | 1 |  | 12 | 27 | 12 | 26
| 8654 | 361 | 12 | 27 | 14 | 0 | 0 | 1 | 0 | 0 | 0 | 0 | 0 | 0 | 0 | 0 | 1 |  | 12 | 27 | 12 | 26
| 8655 | 361 | 12 | 27 | 15 | 0 | 0 | 1 | 0 | 0 | 0 | 0 | 0 | 0 | 0 | 0 | 1 |  | 12 | 27 | 12 | 26
| 8656 | 361 | 12 | 27 | 16 | 0 | 0 | 1 | 0 | 0 | 0 | 0 | 0 | 0 | 0 | 0 | 1 |  | 12 | 27 | 12 | 26
| 8657 | 361 | 12 | 27 | 17 | 0 | 0 | 1 | 0 | 0 | 0 | 0 | 0 | 0 | 0 | 0 | 1 |  | 12 | 27 | 12 | 26
| 8658 | 361 | 12 | 27 | 18 | 0 | 0 | 1 | 0 | 0 | 0 | 0 | 0 | 0 | 0 | 0 | 1 |  | 12 | 27 | 12 | 26
| 8659 | 361 | 12 | 27 | 19 | 0 | 0 | 1 | 0 | 0 | 0 | 0 | 0 | 0 | 0 | 0 | 1 |  | 12 | 27 | 12 | 26
| 8660 | 361 | 12 | 27 | 20 | 0 | 0 | 1 | 0 | 0 | 0 | 0 | 0 | 0 | 0 | 0 | 1 |  | 12 | 27 | 12 | 26
| 8661 | 361 | 12 | 27 | 21 | 0 | 0 | 1 | 0 | 0 | 0 | 0 | 0 | 0 | 0 | 0 | 1 |  | 12 | 27 | 12 | 26
| 8662 | 361 | 12 | 27 | 22 | 0 | 0 | 1 | 0 | 0 | 0 | 0 | 0 | 0 | 0 | 0 | 1 |  | 12 | 27 | 12 | 26
| 8663 | 361 | 12 | 27 | 23 | 0 | 0 | 1 | 0 | 0 | 0 | 0 | 0 | 0 | 0 | 0 | 1 |  | 12 | 27 | 12 | 26
| 8664 | 361 | 12 | 27 | 24 | 0 | 0 | 1 | 0 | 0 | 0 | 0 | 0 | 0 | 0 | 0 | 1 |  | 12 | 27 | 12 | 26
| 8665 | 362 | 12 | 28 | 1 | 0 | 0 | 1 | 0 | 0 | 0 | 0 | 0 | 0 | 0 | 0 | 1 |  | 12 | 28 | 12 | 27
| 8666 | 362 | 12 | 28 | 2 | 0 | 0 | 1 | 0 | 0 | 0 | 0 | 0 | 0 | 0 | 0 | 1 |  | 12 | 28 | 12 | 27
| 8667 | 362 | 12 | 28 | 3 | 0 | 0 | 1 | 0 | 0 | 0 | 0 | 0 | 0 | 0 | 0 | 1 |  | 12 | 28 | 12 | 27
| 8668 | 362 | 12 | 28 | 4 | 0 | 0 | 1 | 0 | 0 | 0 | 0 | 0 | 0 | 0 | 0 | 1 |  | 12 | 28 | 12 | 27
| 8669 | 362 | 12 | 28 | 5 | 0 | 0 | 1 | 0 | 0 | 0 | 0 | 0 | 0 | 0 | 0 | 1 |  | 12 | 28 | 12 | 27
| 8670 | 362 | 12 | 28 | 6 | 0 | 0 | 1 | 0 | 0 | 0 | 0 | 0 | 0 | 0 | 0 | 1 |  | 12 | 28 | 12 | 27
| 8671 | 362 | 12 | 28 | 7 | 0 | 0 | 1 | 0 | 0 | 0 | 0 | 0 | 0 | 0 | 0 | 1 |  | 12 | 28 | 12 | 27
| 8672 | 362 | 12 | 28 | 8 | 0 | 0 | 1 | 0 | 0 | 0 | 0 | 0 | 0 | 0 | 0 | 1 |  | 12 | 28 | 12 | 27
| 8673 | 362 | 12 | 28 | 9 | 0 | 0 | 1 | 0 | 0 | 0 | 0 | 0 | 0 | 0 | 0 | 1 |  | 12 | 28 | 12 | 27
| 8674 | 362 | 12 | 28 | 10 | 0 | 0 | 1 | 0 | 0 | 0 | 0 | 0 | 0 | 0 | 0 | 1 |  | 12 | 28 | 12 | 27
| 8675 | 362 | 12 | 28 | 11 | 0 | 0 | 1 | 0 | 0 | 0 | 0 | 0 | 0 | 0 | 0 | 1 |  | 12 | 28 | 12 | 27
| 8676 | 362 | 12 | 28 | 12 | 0 | 0 | 1 | 0 | 0 | 0 | 0 | 0 | 0 | 0 | 0 | 1 |  | 12 | 28 | 12 | 27
| 8677 | 362 | 12 | 28 | 13 | 0 | 0 | 1 | 0 | 0 | 0 | 0 | 0 | 0 | 0 | 0 | 1 |  | 12 | 28 | 12 | 27
| 8678 | 362 | 12 | 28 | 14 | 0 | 0 | 1 | 0 | 0 | 0 | 0 | 0 | 0 | 0 | 0 | 1 |  | 12 | 28 | 12 | 27
| 8679 | 362 | 12 | 28 | 15 | 0 | 0 | 1 | 0 | 0 | 0 | 0 | 0 | 0 | 0 | 0 | 1 |  | 12 | 28 | 12 | 27
| 8680 | 362 | 12 | 28 | 16 | 0 | 0 | 1 | 0 | 0 | 0 | 0 | 0 | 0 | 0 | 0 | 1 |  | 12 | 28 | 12 | 27
| 8681 | 362 | 12 | 28 | 17 | 0 | 0 | 1 | 0 | 0 | 0 | 0 | 0 | 0 | 0 | 0 | 1 |  | 12 | 28 | 12 | 27
| 8682 | 362 | 12 | 28 | 18 | 0 | 0 | 1 | 0 | 0 | 0 | 0 | 0 | 0 | 0 | 0 | 1 |  | 12 | 28 | 12 | 27
| 8683 | 362 | 12 | 28 | 19 | 0 | 0 | 1 | 0 | 0 | 0 | 0 | 0 | 0 | 0 | 0 | 1 |  | 12 | 28 | 12 | 27
| 8684 | 362 | 12 | 28 | 20 | 0 | 0 | 1 | 0 | 0 | 0 | 0 | 0 | 0 | 0 | 0 | 1 |  | 12 | 28 | 12 | 27
| 8685 | 362 | 12 | 28 | 21 | 0 | 0 | 1 | 0 | 0 | 0 | 0 | 0 | 0 | 0 | 0 | 1 |  | 12 | 28 | 12 | 27
| 8686 | 362 | 12 | 28 | 22 | 0 | 0 | 1 | 0 | 0 | 0 | 0 | 0 | 0 | 0 | 0 | 1 |  | 12 | 28 | 12 | 27
| 8687 | 362 | 12 | 28 | 23 | 0 | 0 | 1 | 0 | 0 | 0 | 0 | 0 | 0 | 0 | 0 | 1 |  | 12 | 28 | 12 | 27
| 8688 | 362 | 12 | 28 | 24 | 0 | 0 | 1 | 0 | 0 | 0 | 0 | 0 | 0 | 0 | 0 | 1 |  | 12 | 28 | 12 | 27
| 8689 | 363 | 12 | 29 | 1 | 0 | 0 | 1 | 0 | 0 | 0 | 0 | 0 | 0 | 0 | 0 | 1 |  | 12 | 29 | 12 | 28
| 8690 | 363 | 12 | 29 | 2 | 0 | 0 | 1 | 0 | 0 | 0 | 0 | 0 | 0 | 0 | 0 | 1 |  | 12 | 29 | 12 | 28
| 8691 | 363 | 12 | 29 | 3 | 0 | 0 | 1 | 0 | 0 | 0 | 0 | 0 | 0 | 0 | 0 | 1 |  | 12 | 29 | 12 | 28
| 8692 | 363 | 12 | 29 | 4 | 0 | 0 | 1 | 0 | 0 | 0 | 0 | 0 | 0 | 0 | 0 | 1 |  | 12 | 29 | 12 | 28
| 8693 | 363 | 12 | 29 | 5 | 0 | 0 | 1 | 0 | 0 | 0 | 0 | 0 | 0 | 0 | 0 | 1 |  | 12 | 29 | 12 | 28
| 8694 | 363 | 12 | 29 | 6 | 0 | 0 | 1 | 0 | 0 | 0 | 0 | 0 | 0 | 0 | 0 | 1 |  | 12 | 29 | 12 | 28
| 8695 | 363 | 12 | 29 | 7 | 0 | 0 | 1 | 0 | 0 | 0 | 0 | 0 | 0 | 0 | 0 | 1 |  | 12 | 29 | 12 | 28
| 8696 | 363 | 12 | 29 | 8 | 0 | 0 | 1 | 0 | 0 | 0 | 0 | 0 | 0 | 0 | 0 | 1 |  | 12 | 29 | 12 | 28
| 8697 | 363 | 12 | 29 | 9 | 0 | 0 | 1 | 0 | 0 | 0 | 0 | 0 | 0 | 0 | 0 | 1 |  | 12 | 29 | 12 | 28
| 8698 | 363 | 12 | 29 | 10 | 0 | 0 | 1 | 0 | 0 | 0 | 0 | 0 | 0 | 0 | 0 | 1 |  | 12 | 29 | 12 | 28
| 8699 | 363 | 12 | 29 | 11 | 0 | 0 | 1 | 0 | 0 | 0 | 0 | 0 | 0 | 0 | 0 | 1 |  | 12 | 29 | 12 | 28
| 8700 | 363 | 12 | 29 | 12 | 0 | 0 | 1 | 0 | 0 | 0 | 0 | 0 | 0 | 0 | 0 | 1 |  | 12 | 29 | 12 | 28
| 8701 | 363 | 12 | 29 | 13 | 0 | 0 | 1 | 0 | 0 | 0 | 0 | 0 | 0 | 0 | 0 | 1 |  | 12 | 29 | 12 | 28
| 8702 | 363 | 12 | 29 | 14 | 0 | 0 | 1 | 0 | 0 | 0 | 0 | 0 | 0 | 0 | 0 | 1 |  | 12 | 29 | 12 | 28
| 8703 | 363 | 12 | 29 | 15 | 0 | 0 | 1 | 0 | 0 | 0 | 0 | 0 | 0 | 0 | 0 | 1 |  | 12 | 29 | 12 | 28
| 8704 | 363 | 12 | 29 | 16 | 0 | 0 | 1 | 0 | 0 | 0 | 0 | 0 | 0 | 0 | 0 | 1 |  | 12 | 29 | 12 | 28
| 8705 | 363 | 12 | 29 | 17 | 0 | 0 | 1 | 0 | 0 | 0 | 0 | 0 | 0 | 0 | 0 | 1 |  | 12 | 29 | 12 | 28
| 8706 | 363 | 12 | 29 | 18 | 0 | 0 | 1 | 0 | 0 | 0 | 0 | 0 | 0 | 0 | 0 | 1 |  | 12 | 29 | 12 | 28
| 8707 | 363 | 12 | 29 | 19 | 0 | 0 | 1 | 0 | 0 | 0 | 0 | 0 | 0 | 0 | 0 | 1 |  | 12 | 29 | 12 | 28
| 8708 | 363 | 12 | 29 | 20 | 0 | 0 | 1 | 0 | 0 | 0 | 0 | 0 | 0 | 0 | 0 | 1 |  | 12 | 29 | 12 | 28
| 8709 | 363 | 12 | 29 | 21 | 0 | 0 | 1 | 0 | 0 | 0 | 0 | 0 | 0 | 0 | 0 | 1 |  | 12 | 29 | 12 | 28
| 8710 | 363 | 12 | 29 | 22 | 0 | 0 | 1 | 0 | 0 | 0 | 0 | 0 | 0 | 0 | 0 | 1 |  | 12 | 29 | 12 | 28
| 8711 | 363 | 12 | 29 | 23 | 0 | 0 | 1 | 0 | 0 | 0 | 0 | 0 | 0 | 0 | 0 | 1 |  | 12 | 29 | 12 | 28
| 8712 | 363 | 12 | 29 | 24 | 0 | 0 | 1 | 0 | 0 | 0 | 0 | 0 | 0 | 0 | 0 | 1 |  | 12 | 29 | 12 | 28
| 8713 | 364 | 12 | 30 | 1 | 0 | 0 | 1 | 0 | 0 | 0 | 0 | 0 | 0 | 0 | 0 | 1 |  | 12 | 30 | 12 | 29
| 8714 | 364 | 12 | 30 | 2 | 0 | 0 | 1 | 0 | 0 | 0 | 0 | 0 | 0 | 0 | 0 | 1 |  | 12 | 30 | 12 | 29
| 8715 | 364 | 12 | 30 | 3 | 0 | 0 | 1 | 0 | 0 | 0 | 0 | 0 | 0 | 0 | 0 | 1 |  | 12 | 30 | 12 | 29
| 8716 | 364 | 12 | 30 | 4 | 0 | 0 | 1 | 0 | 0 | 0 | 0 | 0 | 0 | 0 | 0 | 1 |  | 12 | 30 | 12 | 29
| 8717 | 364 | 12 | 30 | 5 | 0 | 0 | 1 | 0 | 0 | 0 | 0 | 0 | 0 | 0 | 0 | 1 |  | 12 | 30 | 12 | 29
| 8718 | 364 | 12 | 30 | 6 | 0 | 0 | 1 | 0 | 0 | 0 | 0 | 0 | 0 | 0 | 0 | 1 |  | 12 | 30 | 12 | 29
| 8719 | 364 | 12 | 30 | 7 | 0 | 0 | 1 | 0 | 0 | 0 | 0 | 0 | 0 | 0 | 0 | 1 |  | 12 | 30 | 12 | 29
| 8720 | 364 | 12 | 30 | 8 | 0 | 0 | 1 | 0 | 0 | 0 | 0 | 0 | 0 | 0 | 0 | 1 |  | 12 | 30 | 12 | 29
| 8721 | 364 | 12 | 30 | 9 | 0 | 0 | 1 | 0 | 0 | 0 | 0 | 0 | 0 | 0 | 0 | 1 |  | 12 | 30 | 12 | 29
| 8722 | 364 | 12 | 30 | 10 | 0 | 0 | 1 | 0 | 0 | 0 | 0 | 0 | 0 | 0 | 0 | 1 |  | 12 | 30 | 12 | 29
| 8723 | 364 | 12 | 30 | 11 | 0 | 0 | 1 | 0 | 0 | 0 | 0 | 0 | 0 | 0 | 0 | 1 |  | 12 | 30 | 12 | 29
| 8724 | 364 | 12 | 30 | 12 | 0 | 0 | 1 | 0 | 0 | 0 | 0 | 0 | 0 | 0 | 0 | 1 |  | 12 | 30 | 12 | 29
| 8725 | 364 | 12 | 30 | 13 | 0 | 0 | 1 | 0 | 0 | 0 | 0 | 0 | 0 | 0 | 0 | 1 |  | 12 | 30 | 12 | 29
| 8726 | 364 | 12 | 30 | 14 | 0 | 0 | 1 | 0 | 0 | 0 | 0 | 0 | 0 | 0 | 0 | 1 |  | 12 | 30 | 12 | 29
| 8727 | 364 | 12 | 30 | 15 | 0 | 0 | 1 | 0 | 0 | 0 | 0 | 0 | 0 | 0 | 0 | 1 |  | 12 | 30 | 12 | 29
| 8728 | 364 | 12 | 30 | 16 | 0 | 0 | 1 | 0 | 0 | 0 | 0 | 0 | 0 | 0 | 0 | 1 |  | 12 | 30 | 12 | 29
| 8729 | 364 | 12 | 30 | 17 | 0 | 0 | 1 | 0 | 0 | 0 | 0 | 0 | 0 | 0 | 0 | 1 |  | 12 | 30 | 12 | 29
| 8730 | 364 | 12 | 30 | 18 | 0 | 0 | 1 | 0 | 0 | 0 | 0 | 0 | 0 | 0 | 0 | 1 |  | 12 | 30 | 12 | 29
| 8731 | 364 | 12 | 30 | 19 | 0 | 0 | 1 | 0 | 0 | 0 | 0 | 0 | 0 | 0 | 0 | 1 |  | 12 | 30 | 12 | 29
| 8732 | 364 | 12 | 30 | 20 | 0 | 0 | 1 | 0 | 0 | 0 | 0 | 0 | 0 | 0 | 0 | 1 |  | 12 | 30 | 12 | 29
| 8733 | 364 | 12 | 30 | 21 | 0 | 0 | 1 | 0 | 0 | 0 | 0 | 0 | 0 | 0 | 0 | 1 |  | 12 | 30 | 12 | 29
| 8734 | 364 | 12 | 30 | 22 | 0 | 0 | 1 | 0 | 0 | 0 | 0 | 0 | 0 | 0 | 0 | 1 |  | 12 | 30 | 12 | 29
| 8735 | 364 | 12 | 30 | 23 | 0 | 0 | 1 | 0 | 0 | 0 | 0 | 0 | 0 | 0 | 0 | 1 |  | 12 | 30 | 12 | 29
| 8736 | 364 | 12 | 30 | 24 | 0 | 0 | 1 | 0 | 0 | 0 | 0 | 0 | 0 | 0 | 0 | 1 |  | 12 | 30 | 12 | 29
| 8737 | 365 | 12 | 31 | 1 | 0 | 0 | 0 | 0 | 0 | 0 | 0 | 0 | 0 | 0 | 0 | 1 |  | 12 | 31 | 12 | 30
| 8738 | 365 | 12 | 31 | 2 | 0 | 0 | 0 | 0 | 0 | 0 | 0 | 0 | 0 | 0 | 0 | 1 |  | 12 | 31 | 12 | 30
| 8739 | 365 | 12 | 31 | 3 | 0 | 0 | 0 | 0 | 0 | 0 | 0 | 0 | 0 | 0 | 0 | 1 |  | 12 | 31 | 12 | 30
| 8740 | 365 | 12 | 31 | 4 | 0 | 0 | 0 | 0 | 0 | 0 | 0 | 0 | 0 | 0 | 0 | 1 |  | 12 | 31 | 12 | 30
| 8741 | 365 | 12 | 31 | 5 | 0 | 0 | 0 | 0 | 0 | 0 | 0 | 0 | 0 | 0 | 0 | 1 |  | 12 | 31 | 12 | 30
| 8742 | 365 | 12 | 31 | 6 | 0 | 0 | 0 | 0 | 0 | 0 | 0 | 0 | 0 | 0 | 0 | 1 |  | 12 | 31 | 12 | 30
| 8743 | 365 | 12 | 31 | 7 | 0 | 0 | 0 | 0 | 0 | 0 | 0 | 0 | 0 | 0 | 0 | 1 |  | 12 | 31 | 12 | 30
| 8744 | 365 | 12 | 31 | 8 | 0 | 0 | 0 | 0 | 0 | 0 | 0 | 0 | 0 | 0 | 0 | 1 |  | 12 | 31 | 12 | 30
| 8745 | 365 | 12 | 31 | 9 | 0 | 0 | 0 | 0 | 0 | 0 | 0 | 0 | 0 | 0 | 0 | 1 |  | 12 | 31 | 12 | 30
| 8746 | 365 | 12 | 31 | 10 | 0 | 0 | 0 | 0 | 0 | 0 | 0 | 0 | 0 | 0 | 0 | 1 |  | 12 | 31 | 12 | 30
| 8747 | 365 | 12 | 31 | 11 | 0 | 0 | 0 | 0 | 0 | 0 | 0 | 0 | 0 | 0 | 0 | 1 |  | 12 | 31 | 12 | 30
| 8748 | 365 | 12 | 31 | 12 | 0 | 0 | 0 | 0 | 0 | 0 | 0 | 0 | 0 | 0 | 0 | 1 |  | 12 | 31 | 12 | 30
| 8749 | 365 | 12 | 31 | 13 | 0 | 0 | 0 | 0 | 0 | 0 | 0 | 0 | 0 | 0 | 0 | 1 |  | 12 | 31 | 12 | 30
| 8750 | 365 | 12 | 31 | 14 | 0 | 0 | 0 | 0 | 0 | 0 | 0 | 0 | 0 | 0 | 0 | 1 |  | 12 | 31 | 12 | 30
| 8751 | 365 | 12 | 31 | 15 | 0 | 0 | 0 | 0 | 0 | 0 | 0 | 0 | 0 | 0 | 0 | 1 |  | 12 | 31 | 12 | 30
| 8752 | 365 | 12 | 31 | 16 | 0 | 0 | 0 | 0 | 0 | 0 | 0 | 0 | 0 | 0 | 0 | 1 |  | 12 | 31 | 12 | 30
| 8753 | 365 | 12 | 31 | 17 | 0 | 0 | 0 | 0 | 0 | 0 | 0 | 0 | 0 | 0 | 0 | 1 |  | 12 | 31 | 12 | 30
| 8754 | 365 | 12 | 31 | 18 | 0 | 0 | 0 | 0 | 0 | 0 | 0 | 0 | 0 | 0 | 0 | 1 |  | 12 | 31 | 12 | 30
| 8755 | 365 | 12 | 31 | 19 | 0 | 0 | 0 | 0 | 0 | 0 | 0 | 0 | 0 | 0 | 0 | 1 |  | 12 | 31 | 12 | 30
| 8756 | 365 | 12 | 31 | 20 | 0 | 0 | 0 | 0 | 0 | 0 | 0 | 0 | 0 | 0 | 0 | 1 |  | 12 | 31 | 12 | 30
| 8757 | 365 | 12 | 31 | 21 | 0 | 0 | 0 | 0 | 0 | 0 | 0 | 0 | 0 | 0 | 0 | 1 |  | 12 | 31 | 12 | 30
| 8758 | 365 | 12 | 31 | 22 | 0 | 0 | 0 | 0 | 0 | 0 | 0 | 0 | 0 | 0 | 0 | 1 |  | 12 | 31 | 12 | 30
| 8759 | 365 | 12 | 31 | 23 | 0 | 0 | 0 | 0 | 0 | 0 | 0 | 0 | 0 | 0 | 0 | 1 |  | 12 | 31 | 12 | 30
| 8760 | 365 | 12 | 31 | 24 | 0 | 0 | 0 | 0 | 0 | 0 | 0 | 0 | 0 | 0 | 0 | 1 |  | 12 | 31 | 12 | 30
| 8761 | 366 | 1 | 1 | 1 | 0 | 0 | 0 | 0 | 0 | 0 | 0 | 0 | 0 | 0 | 0 |  |  | 1 | 1 | 12 | 31
| 8762 | 366 | 1 | 1 | 2 | 0 | 0 | 0 | 0 | 0 | 0 | 0 | 0 | 0 | 0 | 0 |  |  | 1 | 1 | 12 | 31
| 8763 | 366 | 1 | 1 | 3 | 0 | 0 | 0 | 0 | 0 | 0 | 0 | 0 | 0 | 0 | 0 |  |  | 1 | 1 | 12 | 31
| 8764 | 366 | 1 | 1 | 4 | 0 | 0 | 0 | 0 | 0 | 0 | 0 | 0 | 0 | 0 | 0 |  |  | 1 | 1 | 12 | 31
| 8765 | 366 | 1 | 1 | 5 | 0 | 0 | 0 | 0 | 0 | 0 | 0 | 0 | 0 | 0 | 0 |  |  | 1 | 1 | 12 | 31
| 8766 | 366 | 1 | 1 | 6 | 0 | 0 | 0 | 0 | 0 | 0 | 0 | 0 | 0 | 0 | 0 |  |  | 1 | 1 | 12 | 31
| 8767 | 366 | 1 | 1 | 7 | 0 | 0 | 0 | 0 | 0 | 0 | 0 | 0 | 0 | 0 | 0 |  |  | 1 | 1 | 12 | 31
| 8768 | 366 | 1 | 1 | 8 | 0 | 0 | 0 | 0 | 0 | 0 | 0 | 0 | 0 | 0 | 0 |  |  | 1 | 1 | 12 | 31
| 8769 | 366 | 1 | 1 | 9 | 0 | 0 | 0 | 0 | 0 | 0 | 0 | 0 | 0 | 0 | 0 |  |  | 1 | 1 | 12 | 31
| 8770 | 366 | 1 | 1 | 10 | 0 | 0 | 0 | 0 | 0 | 0 | 0 | 0 | 0 | 0 | 0 |  |  | 1 | 1 | 12 | 31
| 8771 | 366 | 1 | 1 | 11 | 0 | 0 | 0 | 0 | 0 | 0 | 0 | 0 | 0 | 0 | 0 |  |  | 1 | 1 | 12 | 31
| 8772 | 366 | 1 | 1 | 12 | 0 | 0 | 0 | 0 | 0 | 0 | 0 | 0 | 0 | 0 | 0 |  |  | 1 | 1 | 12 | 31
| 8773 | 366 | 1 | 1 | 13 | 0 | 0 | 0 | 0 | 0 | 0 | 0 | 0 | 0 | 0 | 0 |  |  | 1 | 1 | 12 | 31
| 8774 | 366 | 1 | 1 | 14 | 0 | 0 | 0 | 0 | 0 | 0 | 0 | 0 | 0 | 0 | 0 |  |  | 1 | 1 | 12 | 31
| 8775 | 366 | 1 | 1 | 15 | 0 | 0 | 0 | 0 | 0 | 0 | 0 | 0 | 0 | 0 | 0 |  |  | 1 | 1 | 12 | 31
| 8776 | 366 | 1 | 1 | 16 | 0 | 0 | 0 | 0 | 0 | 0 | 0 | 0 | 0 | 0 | 0 |  |  | 1 | 1 | 12 | 31
| 8777 | 366 | 1 | 1 | 17 | 0 | 0 | 0 | 0 | 0 | 0 | 0 | 0 | 0 | 0 | 0 |  |  | 1 | 1 | 12 | 31
| 8778 | 366 | 1 | 1 | 18 | 0 | 0 | 0 | 0 | 0 | 0 | 0 | 0 | 0 | 0 | 0 |  |  | 1 | 1 | 12 | 31
| 8779 | 366 | 1 | 1 | 19 | 0 | 0 | 0 | 0 | 0 | 0 | 0 | 0 | 0 | 0 | 0 |  |  | 1 | 1 | 12 | 31
| 8780 | 366 | 1 | 1 | 20 | 0 | 0 | 0 | 0 | 0 | 0 | 0 | 0 | 0 | 0 | 0 |  |  | 1 | 1 | 12 | 31
| 8781 | 366 | 1 | 1 | 21 | 0 | 0 | 0 | 0 | 0 | 0 | 0 | 0 | 0 | 0 | 0 |  |  | 1 | 1 | 12 | 31
| 8782 | 366 | 1 | 1 | 22 | 0 | 0 | 0 | 0 | 0 | 0 | 0 | 0 | 0 | 0 | 0 |  |  | 1 | 1 | 12 | 31
| 8783 | 366 | 1 | 1 | 23 | 0 | 0 | 0 | 0 | 0 | 0 | 0 | 0 | 0 | 0 | 0 |  |  | 1 | 1 | 12 | 31
| 8784 | 366 | 1 | 1 | 24 | 0 | 0 | 0 | 0 | 0 | 0 | 0 | 0 | 0 | 0 | 0 |  |  | 1 | 1 | 12 | 31

## TOU grouping OCC (hidden)
This worksheet buckets load shapes into Navigant based time periods | [8 empty] | Jan 1st DofW | 5
The 8760 load shape should be pasted into the cyan area in column I | [8 empty] | Peak Demand |  |  | Peak Demand |  |  |  |  | Total
Requires the day of week of January 1st to be entered in L1 (0==Mon, 1==Tue, 2==Wed, 3==Thur, 4==Fri, 5==Sat, 6==Sun) | [8 empty] | 0 |  |  | 0
The formulaes have been checked against Navigants estimates of the hours in each period. | [7 empty] | Total (%) | #DIV/0! | #DIV/0! | #DIV/0! | #DIV/0! | #DIV/0! | #DIV/0! | #DIV/0! | #DIV/0! | #DIV/0!
There is a small descepancy for the winter time periods. | [7 empty] | Totals | 0 | 0 | 0 | 0 | 0 | 0 | 0 | 0 | 0 | 0
Oct 23 2006 | [6 empty] | Insert Profile |  | winter |  |  | summer |  |  | shoulder |  |  |  | Non-Leap Year |  | Leap Year
| HoY | DofY | MofY | DofM | HofD | Holiday | kW | wd | w_peak | w-mid-peak | w-off peak | sum-peak | sum-mid-peak | sum-off peak | sh-mid-peak | sh-off-peak |  |  | MofY | DofM | MofY | DofM
| 1 | 1 | 1 | 1 | 1 | 1 | 0 | 0 | 0 | 0 | 0 | 0 | 0 | 0 | 0 | 0 | 1 |  | 1 | 1 | 1 | 1
| 2 | 1 | 1 | 1 | 2 | 1 | 0 | 0 | 0 | 0 | 0 | 0 | 0 | 0 | 0 | 0 | 1 |  | 1 | 1 | 1 | 1
| 3 | 1 | 1 | 1 | 3 | 1 | 0 | 0 | 0 | 0 | 0 | 0 | 0 | 0 | 0 | 0 | 1 |  | 1 | 1 | 1 | 1
| 4 | 1 | 1 | 1 | 4 | 1 | 0 | 0 | 0 | 0 | 0 | 0 | 0 | 0 | 0 | 0 | 1 |  | 1 | 1 | 1 | 1
| 5 | 1 | 1 | 1 | 5 | 1 | 0 | 0 | 0 | 0 | 0 | 0 | 0 | 0 | 0 | 0 | 1 |  | 1 | 1 | 1 | 1
| 6 | 1 | 1 | 1 | 6 | 1 | 0 | 0 | 0 | 0 | 0 | 0 | 0 | 0 | 0 | 0 | 1 |  | 1 | 1 | 1 | 1
| 7 | 1 | 1 | 1 | 7 | 1 | 0 | 0 | 0 | 0 | 0 | 0 | 0 | 0 | 0 | 0 | 1 |  | 1 | 1 | 1 | 1
| 8 | 1 | 1 | 1 | 8 | 1 | 0 | 0 | 0 | 0 | 0 | 0 | 0 | 0 | 0 | 0 | 1 |  | 1 | 1 | 1 | 1
| 9 | 1 | 1 | 1 | 9 | 1 | 0 | 0 | 0 | 0 | 0 | 0 | 0 | 0 | 0 | 0 | 1 |  | 1 | 1 | 1 | 1
| 10 | 1 | 1 | 1 | 10 | 1 | 0 | 0 | 0 | 0 | 0 | 0 | 0 | 0 | 0 | 0 | 1 |  | 1 | 1 | 1 | 1
| 11 | 1 | 1 | 1 | 11 | 1 | 0 | 0 | 0 | 0 | 0 | 0 | 0 | 0 | 0 | 0 | 1 |  | 1 | 1 | 1 | 1
| 12 | 1 | 1 | 1 | 12 | 1 | 0 | 0 | 0 | 0 | 0 | 0 | 0 | 0 | 0 | 0 | 1 |  | 1 | 1 | 1 | 1
| 13 | 1 | 1 | 1 | 13 | 1 | 0 | 0 | 0 | 0 | 0 | 0 | 0 | 0 | 0 | 0 | 1 |  | 1 | 1 | 1 | 1
| 14 | 1 | 1 | 1 | 14 | 1 | 0 | 0 | 0 | 0 | 0 | 0 | 0 | 0 | 0 | 0 | 1 |  | 1 | 1 | 1 | 1
| 15 | 1 | 1 | 1 | 15 | 1 | 0 | 0 | 0 | 0 | 0 | 0 | 0 | 0 | 0 | 0 | 1 |  | 1 | 1 | 1 | 1
| 16 | 1 | 1 | 1 | 16 | 1 | 0 | 0 | 0 | 0 | 0 | 0 | 0 | 0 | 0 | 0 | 1 |  | 1 | 1 | 1 | 1
| 17 | 1 | 1 | 1 | 17 | 1 | 0 | 0 | 0 | 0 | 0 | 0 | 0 | 0 | 0 | 0 | 1 |  | 1 | 1 | 1 | 1
| 18 | 1 | 1 | 1 | 18 | 1 | 0 | 0 | 0 | 0 | 0 | 0 | 0 | 0 | 0 | 0 | 1 |  | 1 | 1 | 1 | 1
| 19 | 1 | 1 | 1 | 19 | 1 | 0 | 0 | 0 | 0 | 0 | 0 | 0 | 0 | 0 | 0 | 1 |  | 1 | 1 | 1 | 1
| 20 | 1 | 1 | 1 | 20 | 1 | 0 | 0 | 0 | 0 | 0 | 0 | 0 | 0 | 0 | 0 | 1 |  | 1 | 1 | 1 | 1
| 21 | 1 | 1 | 1 | 21 | 1 | 0 | 0 | 0 | 0 | 0 | 0 | 0 | 0 | 0 | 0 | 1 |  | 1 | 1 | 1 | 1
| 22 | 1 | 1 | 1 | 22 | 1 | 0 | 0 | 0 | 0 | 0 | 0 | 0 | 0 | 0 | 0 | 1 |  | 1 | 1 | 1 | 1
| 23 | 1 | 1 | 1 | 23 | 1 | 0 | 0 | 0 | 0 | 0 | 0 | 0 | 0 | 0 | 0 | 1 |  | 1 | 1 | 1 | 1
| 24 | 1 | 1 | 1 | 24 | 1 | 0 | 0 | 0 | 0 | 0 | 0 | 0 | 0 | 0 | 0 | 1 |  | 1 | 1 | 1 | 1
| 25 | 2 | 1 | 2 | 1 | 0 | 0 | 0 | 0 | 0 | 0 | 0 | 0 | 0 | 0 | 0 | 1 |  | 1 | 2 | 1 | 2
| 26 | 2 | 1 | 2 | 2 | 0 | 0 | 0 | 0 | 0 | 0 | 0 | 0 | 0 | 0 | 0 | 1 |  | 1 | 2 | 1 | 2
| 27 | 2 | 1 | 2 | 3 | 0 | 0 | 0 | 0 | 0 | 0 | 0 | 0 | 0 | 0 | 0 | 1 |  | 1 | 2 | 1 | 2
| 28 | 2 | 1 | 2 | 4 | 0 | 0 | 0 | 0 | 0 | 0 | 0 | 0 | 0 | 0 | 0 | 1 |  | 1 | 2 | 1 | 2
| 29 | 2 | 1 | 2 | 5 | 0 | 0 | 0 | 0 | 0 | 0 | 0 | 0 | 0 | 0 | 0 | 1 |  | 1 | 2 | 1 | 2
| 30 | 2 | 1 | 2 | 6 | 0 | 0 | 0 | 0 | 0 | 0 | 0 | 0 | 0 | 0 | 0 | 1 |  | 1 | 2 | 1 | 2
| 31 | 2 | 1 | 2 | 7 | 0 | 0 | 0 | 0 | 0 | 0 | 0 | 0 | 0 | 0 | 0 | 1 |  | 1 | 2 | 1 | 2
| 32 | 2 | 1 | 2 | 8 | 0 | 0 | 0 | 0 | 0 | 0 | 0 | 0 | 0 | 0 | 0 | 1 |  | 1 | 2 | 1 | 2
| 33 | 2 | 1 | 2 | 9 | 0 | 0 | 0 | 0 | 0 | 0 | 0 | 0 | 0 | 0 | 0 | 1 |  | 1 | 2 | 1 | 2
| 34 | 2 | 1 | 2 | 10 | 0 | 0 | 0 | 0 | 0 | 0 | 0 | 0 | 0 | 0 | 0 | 1 |  | 1 | 2 | 1 | 2
| 35 | 2 | 1 | 2 | 11 | 0 | 0 | 0 | 0 | 0 | 0 | 0 | 0 | 0 | 0 | 0 | 1 |  | 1 | 2 | 1 | 2
| 36 | 2 | 1 | 2 | 12 | 0 | 0 | 0 | 0 | 0 | 0 | 0 | 0 | 0 | 0 | 0 | 1 |  | 1 | 2 | 1 | 2
| 37 | 2 | 1 | 2 | 13 | 0 | 0 | 0 | 0 | 0 | 0 | 0 | 0 | 0 | 0 | 0 | 1 |  | 1 | 2 | 1 | 2
| 38 | 2 | 1 | 2 | 14 | 0 | 0 | 0 | 0 | 0 | 0 | 0 | 0 | 0 | 0 | 0 | 1 |  | 1 | 2 | 1 | 2
| 39 | 2 | 1 | 2 | 15 | 0 | 0 | 0 | 0 | 0 | 0 | 0 | 0 | 0 | 0 | 0 | 1 |  | 1 | 2 | 1 | 2
| 40 | 2 | 1 | 2 | 16 | 0 | 0 | 0 | 0 | 0 | 0 | 0 | 0 | 0 | 0 | 0 | 1 |  | 1 | 2 | 1 | 2
| 41 | 2 | 1 | 2 | 17 | 0 | 0 | 0 | 0 | 0 | 0 | 0 | 0 | 0 | 0 | 0 | 1 |  | 1 | 2 | 1 | 2
| 42 | 2 | 1 | 2 | 18 | 0 | 0 | 0 | 0 | 0 | 0 | 0 | 0 | 0 | 0 | 0 | 1 |  | 1 | 2 | 1 | 2
| 43 | 2 | 1 | 2 | 19 | 0 | 0 | 0 | 0 | 0 | 0 | 0 | 0 | 0 | 0 | 0 | 1 |  | 1 | 2 | 1 | 2
| 44 | 2 | 1 | 2 | 20 | 0 | 0 | 0 | 0 | 0 | 0 | 0 | 0 | 0 | 0 | 0 | 1 |  | 1 | 2 | 1 | 2
| 45 | 2 | 1 | 2 | 21 | 0 | 0 | 0 | 0 | 0 | 0 | 0 | 0 | 0 | 0 | 0 | 1 |  | 1 | 2 | 1 | 2
| 46 | 2 | 1 | 2 | 22 | 0 | 0 | 0 | 0 | 0 | 0 | 0 | 0 | 0 | 0 | 0 | 1 |  | 1 | 2 | 1 | 2
| 47 | 2 | 1 | 2 | 23 | 0 | 0 | 0 | 0 | 0 | 0 | 0 | 0 | 0 | 0 | 0 | 1 |  | 1 | 2 | 1 | 2
| 48 | 2 | 1 | 2 | 24 | 0 | 0 | 0 | 0 | 0 | 0 | 0 | 0 | 0 | 0 | 0 | 1 |  | 1 | 2 | 1 | 2
| 49 | 3 | 1 | 3 | 1 | 0 | 0 | 1 | 0 | 0 | 0 | 0 | 0 | 0 | 0 | 0 | 1 |  | 1 | 3 | 1 | 3
| 50 | 3 | 1 | 3 | 2 | 0 | 0 | 1 | 0 | 0 | 0 | 0 | 0 | 0 | 0 | 0 | 1 |  | 1 | 3 | 1 | 3
| 51 | 3 | 1 | 3 | 3 | 0 | 0 | 1 | 0 | 0 | 0 | 0 | 0 | 0 | 0 | 0 | 1 |  | 1 | 3 | 1 | 3
| 52 | 3 | 1 | 3 | 4 | 0 | 0 | 1 | 0 | 0 | 0 | 0 | 0 | 0 | 0 | 0 | 1 |  | 1 | 3 | 1 | 3
| 53 | 3 | 1 | 3 | 5 | 0 | 0 | 1 | 0 | 0 | 0 | 0 | 0 | 0 | 0 | 0 | 1 |  | 1 | 3 | 1 | 3
| 54 | 3 | 1 | 3 | 6 | 0 | 0 | 1 | 0 | 0 | 0 | 0 | 0 | 0 | 0 | 0 | 1 |  | 1 | 3 | 1 | 3
| 55 | 3 | 1 | 3 | 7 | 0 | 0 | 1 | 0 | 0 | 0 | 0 | 0 | 0 | 0 | 0 | 1 |  | 1 | 3 | 1 | 3
| 56 | 3 | 1 | 3 | 8 | 0 | 0 | 1 | 0 | 0 | 0 | 0 | 0 | 0 | 0 | 0 | 1 |  | 1 | 3 | 1 | 3
| 57 | 3 | 1 | 3 | 9 | 0 | 0 | 1 | 0 | 0 | 0 | 0 | 0 | 0 | 0 | 0 | 1 |  | 1 | 3 | 1 | 3
| 58 | 3 | 1 | 3 | 10 | 0 | 0 | 1 | 0 | 0 | 0 | 0 | 0 | 0 | 0 | 0 | 1 |  | 1 | 3 | 1 | 3
| 59 | 3 | 1 | 3 | 11 | 0 | 0 | 1 | 0 | 0 | 0 | 0 | 0 | 0 | 0 | 0 | 1 |  | 1 | 3 | 1 | 3
| 60 | 3 | 1 | 3 | 12 | 0 | 0 | 1 | 0 | 0 | 0 | 0 | 0 | 0 | 0 | 0 | 1 |  | 1 | 3 | 1 | 3
| 61 | 3 | 1 | 3 | 13 | 0 | 0 | 1 | 0 | 0 | 0 | 0 | 0 | 0 | 0 | 0 | 1 |  | 1 | 3 | 1 | 3
| 62 | 3 | 1 | 3 | 14 | 0 | 0 | 1 | 0 | 0 | 0 | 0 | 0 | 0 | 0 | 0 | 1 |  | 1 | 3 | 1 | 3
| 63 | 3 | 1 | 3 | 15 | 0 | 0 | 1 | 0 | 0 | 0 | 0 | 0 | 0 | 0 | 0 | 1 |  | 1 | 3 | 1 | 3
| 64 | 3 | 1 | 3 | 16 | 0 | 0 | 1 | 0 | 0 | 0 | 0 | 0 | 0 | 0 | 0 | 1 |  | 1 | 3 | 1 | 3
| 65 | 3 | 1 | 3 | 17 | 0 | 0 | 1 | 0 | 0 | 0 | 0 | 0 | 0 | 0 | 0 | 1 |  | 1 | 3 | 1 | 3
| 66 | 3 | 1 | 3 | 18 | 0 | 0 | 1 | 0 | 0 | 0 | 0 | 0 | 0 | 0 | 0 | 1 |  | 1 | 3 | 1 | 3
| 67 | 3 | 1 | 3 | 19 | 0 | 0 | 1 | 0 | 0 | 0 | 0 | 0 | 0 | 0 | 0 | 1 |  | 1 | 3 | 1 | 3
| 68 | 3 | 1 | 3 | 20 | 0 | 0 | 1 | 0 | 0 | 0 | 0 | 0 | 0 | 0 | 0 | 1 |  | 1 | 3 | 1 | 3
| 69 | 3 | 1 | 3 | 21 | 0 | 0 | 1 | 0 | 0 | 0 | 0 | 0 | 0 | 0 | 0 | 1 |  | 1 | 3 | 1 | 3
| 70 | 3 | 1 | 3 | 22 | 0 | 0 | 1 | 0 | 0 | 0 | 0 | 0 | 0 | 0 | 0 | 1 |  | 1 | 3 | 1 | 3
| 71 | 3 | 1 | 3 | 23 | 0 | 0 | 1 | 0 | 0 | 0 | 0 | 0 | 0 | 0 | 0 | 1 |  | 1 | 3 | 1 | 3
| 72 | 3 | 1 | 3 | 24 | 0 | 0 | 1 | 0 | 0 | 0 | 0 | 0 | 0 | 0 | 0 | 1 |  | 1 | 3 | 1 | 3
| 73 | 4 | 1 | 4 | 1 | 0 | 0 | 1 | 0 | 0 | 0 | 0 | 0 | 0 | 0 | 0 | 1 |  | 1 | 4 | 1 | 4
| 74 | 4 | 1 | 4 | 2 | 0 | 0 | 1 | 0 | 0 | 0 | 0 | 0 | 0 | 0 | 0 | 1 |  | 1 | 4 | 1 | 4
| 75 | 4 | 1 | 4 | 3 | 0 | 0 | 1 | 0 | 0 | 0 | 0 | 0 | 0 | 0 | 0 | 1 |  | 1 | 4 | 1 | 4
| 76 | 4 | 1 | 4 | 4 | 0 | 0 | 1 | 0 | 0 | 0 | 0 | 0 | 0 | 0 | 0 | 1 |  | 1 | 4 | 1 | 4
| 77 | 4 | 1 | 4 | 5 | 0 | 0 | 1 | 0 | 0 | 0 | 0 | 0 | 0 | 0 | 0 | 1 |  | 1 | 4 | 1 | 4
| 78 | 4 | 1 | 4 | 6 | 0 | 0 | 1 | 0 | 0 | 0 | 0 | 0 | 0 | 0 | 0 | 1 |  | 1 | 4 | 1 | 4
| 79 | 4 | 1 | 4 | 7 | 0 | 0 | 1 | 0 | 0 | 0 | 0 | 0 | 0 | 0 | 0 | 1 |  | 1 | 4 | 1 | 4
| 80 | 4 | 1 | 4 | 8 | 0 | 0 | 1 | 0 | 0 | 0 | 0 | 0 | 0 | 0 | 0 | 1 |  | 1 | 4 | 1 | 4
| 81 | 4 | 1 | 4 | 9 | 0 | 0 | 1 | 0 | 0 | 0 | 0 | 0 | 0 | 0 | 0 | 1 |  | 1 | 4 | 1 | 4
| 82 | 4 | 1 | 4 | 10 | 0 | 0 | 1 | 0 | 0 | 0 | 0 | 0 | 0 | 0 | 0 | 1 |  | 1 | 4 | 1 | 4
| 83 | 4 | 1 | 4 | 11 | 0 | 0 | 1 | 0 | 0 | 0 | 0 | 0 | 0 | 0 | 0 | 1 |  | 1 | 4 | 1 | 4
| 84 | 4 | 1 | 4 | 12 | 0 | 0 | 1 | 0 | 0 | 0 | 0 | 0 | 0 | 0 | 0 | 1 |  | 1 | 4 | 1 | 4
| 85 | 4 | 1 | 4 | 13 | 0 | 0 | 1 | 0 | 0 | 0 | 0 | 0 | 0 | 0 | 0 | 1 |  | 1 | 4 | 1 | 4
| 86 | 4 | 1 | 4 | 14 | 0 | 0 | 1 | 0 | 0 | 0 | 0 | 0 | 0 | 0 | 0 | 1 |  | 1 | 4 | 1 | 4
| 87 | 4 | 1 | 4 | 15 | 0 | 0 | 1 | 0 | 0 | 0 | 0 | 0 | 0 | 0 | 0 | 1 |  | 1 | 4 | 1 | 4
| 88 | 4 | 1 | 4 | 16 | 0 | 0 | 1 | 0 | 0 | 0 | 0 | 0 | 0 | 0 | 0 | 1 |  | 1 | 4 | 1 | 4
| 89 | 4 | 1 | 4 | 17 | 0 | 0 | 1 | 0 | 0 | 0 | 0 | 0 | 0 | 0 | 0 | 1 |  | 1 | 4 | 1 | 4
| 90 | 4 | 1 | 4 | 18 | 0 | 0 | 1 | 0 | 0 | 0 | 0 | 0 | 0 | 0 | 0 | 1 |  | 1 | 4 | 1 | 4
| 91 | 4 | 1 | 4 | 19 | 0 | 0 | 1 | 0 | 0 | 0 | 0 | 0 | 0 | 0 | 0 | 1 |  | 1 | 4 | 1 | 4
| 92 | 4 | 1 | 4 | 20 | 0 | 0 | 1 | 0 | 0 | 0 | 0 | 0 | 0 | 0 | 0 | 1 |  | 1 | 4 | 1 | 4
| 93 | 4 | 1 | 4 | 21 | 0 | 0 | 1 | 0 | 0 | 0 | 0 | 0 | 0 | 0 | 0 | 1 |  | 1 | 4 | 1 | 4
| 94 | 4 | 1 | 4 | 22 | 0 | 0 | 1 | 0 | 0 | 0 | 0 | 0 | 0 | 0 | 0 | 1 |  | 1 | 4 | 1 | 4
| 95 | 4 | 1 | 4 | 23 | 0 | 0 | 1 | 0 | 0 | 0 | 0 | 0 | 0 | 0 | 0 | 1 |  | 1 | 4 | 1 | 4
| 96 | 4 | 1 | 4 | 24 | 0 | 0 | 1 | 0 | 0 | 0 | 0 | 0 | 0 | 0 | 0 | 1 |  | 1 | 4 | 1 | 4
| 97 | 5 | 1 | 5 | 1 | 0 | 0 | 1 | 0 | 0 | 0 | 0 | 0 | 0 | 0 | 0 | 1 |  | 1 | 5 | 1 | 5
| 98 | 5 | 1 | 5 | 2 | 0 | 0 | 1 | 0 | 0 | 0 | 0 | 0 | 0 | 0 | 0 | 1 |  | 1 | 5 | 1 | 5
| 99 | 5 | 1 | 5 | 3 | 0 | 0 | 1 | 0 | 0 | 0 | 0 | 0 | 0 | 0 | 0 | 1 |  | 1 | 5 | 1 | 5
| 100 | 5 | 1 | 5 | 4 | 0 | 0 | 1 | 0 | 0 | 0 | 0 | 0 | 0 | 0 | 0 | 1 |  | 1 | 5 | 1 | 5
| 101 | 5 | 1 | 5 | 5 | 0 | 0 | 1 | 0 | 0 | 0 | 0 | 0 | 0 | 0 | 0 | 1 |  | 1 | 5 | 1 | 5
| 102 | 5 | 1 | 5 | 6 | 0 | 0 | 1 | 0 | 0 | 0 | 0 | 0 | 0 | 0 | 0 | 1 |  | 1 | 5 | 1 | 5
| 103 | 5 | 1 | 5 | 7 | 0 | 0 | 1 | 0 | 0 | 0 | 0 | 0 | 0 | 0 | 0 | 1 |  | 1 | 5 | 1 | 5
| 104 | 5 | 1 | 5 | 8 | 0 | 0 | 1 | 0 | 0 | 0 | 0 | 0 | 0 | 0 | 0 | 1 |  | 1 | 5 | 1 | 5
| 105 | 5 | 1 | 5 | 9 | 0 | 0 | 1 | 0 | 0 | 0 | 0 | 0 | 0 | 0 | 0 | 1 |  | 1 | 5 | 1 | 5
| 106 | 5 | 1 | 5 | 10 | 0 | 0 | 1 | 0 | 0 | 0 | 0 | 0 | 0 | 0 | 0 | 1 |  | 1 | 5 | 1 | 5
| 107 | 5 | 1 | 5 | 11 | 0 | 0 | 1 | 0 | 0 | 0 | 0 | 0 | 0 | 0 | 0 | 1 |  | 1 | 5 | 1 | 5
| 108 | 5 | 1 | 5 | 12 | 0 | 0 | 1 | 0 | 0 | 0 | 0 | 0 | 0 | 0 | 0 | 1 |  | 1 | 5 | 1 | 5
| 109 | 5 | 1 | 5 | 13 | 0 | 0 | 1 | 0 | 0 | 0 | 0 | 0 | 0 | 0 | 0 | 1 |  | 1 | 5 | 1 | 5
| 110 | 5 | 1 | 5 | 14 | 0 | 0 | 1 | 0 | 0 | 0 | 0 | 0 | 0 | 0 | 0 | 1 |  | 1 | 5 | 1 | 5
| 111 | 5 | 1 | 5 | 15 | 0 | 0 | 1 | 0 | 0 | 0 | 0 | 0 | 0 | 0 | 0 | 1 |  | 1 | 5 | 1 | 5
| 112 | 5 | 1 | 5 | 16 | 0 | 0 | 1 | 0 | 0 | 0 | 0 | 0 | 0 | 0 | 0 | 1 |  | 1 | 5 | 1 | 5
| 113 | 5 | 1 | 5 | 17 | 0 | 0 | 1 | 0 | 0 | 0 | 0 | 0 | 0 | 0 | 0 | 1 |  | 1 | 5 | 1 | 5
| 114 | 5 | 1 | 5 | 18 | 0 | 0 | 1 | 0 | 0 | 0 | 0 | 0 | 0 | 0 | 0 | 1 |  | 1 | 5 | 1 | 5
| 115 | 5 | 1 | 5 | 19 | 0 | 0 | 1 | 0 | 0 | 0 | 0 | 0 | 0 | 0 | 0 | 1 |  | 1 | 5 | 1 | 5
| 116 | 5 | 1 | 5 | 20 | 0 | 0 | 1 | 0 | 0 | 0 | 0 | 0 | 0 | 0 | 0 | 1 |  | 1 | 5 | 1 | 5
| 117 | 5 | 1 | 5 | 21 | 0 | 0 | 1 | 0 | 0 | 0 | 0 | 0 | 0 | 0 | 0 | 1 |  | 1 | 5 | 1 | 5
| 118 | 5 | 1 | 5 | 22 | 0 | 0 | 1 | 0 | 0 | 0 | 0 | 0 | 0 | 0 | 0 | 1 |  | 1 | 5 | 1 | 5
| 119 | 5 | 1 | 5 | 23 | 0 | 0 | 1 | 0 | 0 | 0 | 0 | 0 | 0 | 0 | 0 | 1 |  | 1 | 5 | 1 | 5
| 120 | 5 | 1 | 5 | 24 | 0 | 0 | 1 | 0 | 0 | 0 | 0 | 0 | 0 | 0 | 0 | 1 |  | 1 | 5 | 1 | 5
| 121 | 6 | 1 | 6 | 1 | 0 | 0 | 1 | 0 | 0 | 0 | 0 | 0 | 0 | 0 | 0 | 1 |  | 1 | 6 | 1 | 6
| 122 | 6 | 1 | 6 | 2 | 0 | 0 | 1 | 0 | 0 | 0 | 0 | 0 | 0 | 0 | 0 | 1 |  | 1 | 6 | 1 | 6
| 123 | 6 | 1 | 6 | 3 | 0 | 0 | 1 | 0 | 0 | 0 | 0 | 0 | 0 | 0 | 0 | 1 |  | 1 | 6 | 1 | 6
| 124 | 6 | 1 | 6 | 4 | 0 | 0 | 1 | 0 | 0 | 0 | 0 | 0 | 0 | 0 | 0 | 1 |  | 1 | 6 | 1 | 6
| 125 | 6 | 1 | 6 | 5 | 0 | 0 | 1 | 0 | 0 | 0 | 0 | 0 | 0 | 0 | 0 | 1 |  | 1 | 6 | 1 | 6
| 126 | 6 | 1 | 6 | 6 | 0 | 0 | 1 | 0 | 0 | 0 | 0 | 0 | 0 | 0 | 0 | 1 |  | 1 | 6 | 1 | 6
| 127 | 6 | 1 | 6 | 7 | 0 | 0 | 1 | 0 | 0 | 0 | 0 | 0 | 0 | 0 | 0 | 1 |  | 1 | 6 | 1 | 6
| 128 | 6 | 1 | 6 | 8 | 0 | 0 | 1 | 0 | 0 | 0 | 0 | 0 | 0 | 0 | 0 | 1 |  | 1 | 6 | 1 | 6
| 129 | 6 | 1 | 6 | 9 | 0 | 0 | 1 | 0 | 0 | 0 | 0 | 0 | 0 | 0 | 0 | 1 |  | 1 | 6 | 1 | 6
| 130 | 6 | 1 | 6 | 10 | 0 | 0 | 1 | 0 | 0 | 0 | 0 | 0 | 0 | 0 | 0 | 1 |  | 1 | 6 | 1 | 6
| 131 | 6 | 1 | 6 | 11 | 0 | 0 | 1 | 0 | 0 | 0 | 0 | 0 | 0 | 0 | 0 | 1 |  | 1 | 6 | 1 | 6
| 132 | 6 | 1 | 6 | 12 | 0 | 0 | 1 | 0 | 0 | 0 | 0 | 0 | 0 | 0 | 0 | 1 |  | 1 | 6 | 1 | 6
| 133 | 6 | 1 | 6 | 13 | 0 | 0 | 1 | 0 | 0 | 0 | 0 | 0 | 0 | 0 | 0 | 1 |  | 1 | 6 | 1 | 6
| 134 | 6 | 1 | 6 | 14 | 0 | 0 | 1 | 0 | 0 | 0 | 0 | 0 | 0 | 0 | 0 | 1 |  | 1 | 6 | 1 | 6
| 135 | 6 | 1 | 6 | 15 | 0 | 0 | 1 | 0 | 0 | 0 | 0 | 0 | 0 | 0 | 0 | 1 |  | 1 | 6 | 1 | 6
| 136 | 6 | 1 | 6 | 16 | 0 | 0 | 1 | 0 | 0 | 0 | 0 | 0 | 0 | 0 | 0 | 1 |  | 1 | 6 | 1 | 6
| 137 | 6 | 1 | 6 | 17 | 0 | 0 | 1 | 0 | 0 | 0 | 0 | 0 | 0 | 0 | 0 | 1 |  | 1 | 6 | 1 | 6
| 138 | 6 | 1 | 6 | 18 | 0 | 0 | 1 | 0 | 0 | 0 | 0 | 0 | 0 | 0 | 0 | 1 |  | 1 | 6 | 1 | 6
| 139 | 6 | 1 | 6 | 19 | 0 | 0 | 1 | 0 | 0 | 0 | 0 | 0 | 0 | 0 | 0 | 1 |  | 1 | 6 | 1 | 6
| 140 | 6 | 1 | 6 | 20 | 0 | 0 | 1 | 0 | 0 | 0 | 0 | 0 | 0 | 0 | 0 | 1 |  | 1 | 6 | 1 | 6
| 141 | 6 | 1 | 6 | 21 | 0 | 0 | 1 | 0 | 0 | 0 | 0 | 0 | 0 | 0 | 0 | 1 |  | 1 | 6 | 1 | 6
| 142 | 6 | 1 | 6 | 22 | 0 | 0 | 1 | 0 | 0 | 0 | 0 | 0 | 0 | 0 | 0 | 1 |  | 1 | 6 | 1 | 6
| 143 | 6 | 1 | 6 | 23 | 0 | 0 | 1 | 0 | 0 | 0 | 0 | 0 | 0 | 0 | 0 | 1 |  | 1 | 6 | 1 | 6
| 144 | 6 | 1 | 6 | 24 | 0 | 0 | 1 | 0 | 0 | 0 | 0 | 0 | 0 | 0 | 0 | 1 |  | 1 | 6 | 1 | 6
| 145 | 7 | 1 | 7 | 1 | 0 | 0 | 1 | 0 | 0 | 0 | 0 | 0 | 0 | 0 | 0 | 1 |  | 1 | 7 | 1 | 7
| 146 | 7 | 1 | 7 | 2 | 0 | 0 | 1 | 0 | 0 | 0 | 0 | 0 | 0 | 0 | 0 | 1 |  | 1 | 7 | 1 | 7
| 147 | 7 | 1 | 7 | 3 | 0 | 0 | 1 | 0 | 0 | 0 | 0 | 0 | 0 | 0 | 0 | 1 |  | 1 | 7 | 1 | 7
| 148 | 7 | 1 | 7 | 4 | 0 | 0 | 1 | 0 | 0 | 0 | 0 | 0 | 0 | 0 | 0 | 1 |  | 1 | 7 | 1 | 7
| 149 | 7 | 1 | 7 | 5 | 0 | 0 | 1 | 0 | 0 | 0 | 0 | 0 | 0 | 0 | 0 | 1 |  | 1 | 7 | 1 | 7
| 150 | 7 | 1 | 7 | 6 | 0 | 0 | 1 | 0 | 0 | 0 | 0 | 0 | 0 | 0 | 0 | 1 |  | 1 | 7 | 1 | 7
| 151 | 7 | 1 | 7 | 7 | 0 | 0 | 1 | 0 | 0 | 0 | 0 | 0 | 0 | 0 | 0 | 1 |  | 1 | 7 | 1 | 7
| 152 | 7 | 1 | 7 | 8 | 0 | 0 | 1 | 0 | 0 | 0 | 0 | 0 | 0 | 0 | 0 | 1 |  | 1 | 7 | 1 | 7
| 153 | 7 | 1 | 7 | 9 | 0 | 0 | 1 | 0 | 0 | 0 | 0 | 0 | 0 | 0 | 0 | 1 |  | 1 | 7 | 1 | 7
| 154 | 7 | 1 | 7 | 10 | 0 | 0 | 1 | 0 | 0 | 0 | 0 | 0 | 0 | 0 | 0 | 1 |  | 1 | 7 | 1 | 7
| 155 | 7 | 1 | 7 | 11 | 0 | 0 | 1 | 0 | 0 | 0 | 0 | 0 | 0 | 0 | 0 | 1 |  | 1 | 7 | 1 | 7
| 156 | 7 | 1 | 7 | 12 | 0 | 0 | 1 | 0 | 0 | 0 | 0 | 0 | 0 | 0 | 0 | 1 |  | 1 | 7 | 1 | 7
| 157 | 7 | 1 | 7 | 13 | 0 | 0 | 1 | 0 | 0 | 0 | 0 | 0 | 0 | 0 | 0 | 1 |  | 1 | 7 | 1 | 7
| 158 | 7 | 1 | 7 | 14 | 0 | 0 | 1 | 0 | 0 | 0 | 0 | 0 | 0 | 0 | 0 | 1 |  | 1 | 7 | 1 | 7
| 159 | 7 | 1 | 7 | 15 | 0 | 0 | 1 | 0 | 0 | 0 | 0 | 0 | 0 | 0 | 0 | 1 |  | 1 | 7 | 1 | 7
| 160 | 7 | 1 | 7 | 16 | 0 | 0 | 1 | 0 | 0 | 0 | 0 | 0 | 0 | 0 | 0 | 1 |  | 1 | 7 | 1 | 7
| 161 | 7 | 1 | 7 | 17 | 0 | 0 | 1 | 0 | 0 | 0 | 0 | 0 | 0 | 0 | 0 | 1 |  | 1 | 7 | 1 | 7
| 162 | 7 | 1 | 7 | 18 | 0 | 0 | 1 | 0 | 0 | 0 | 0 | 0 | 0 | 0 | 0 | 1 |  | 1 | 7 | 1 | 7
| 163 | 7 | 1 | 7 | 19 | 0 | 0 | 1 | 0 | 0 | 0 | 0 | 0 | 0 | 0 | 0 | 1 |  | 1 | 7 | 1 | 7
| 164 | 7 | 1 | 7 | 20 | 0 | 0 | 1 | 0 | 0 | 0 | 0 | 0 | 0 | 0 | 0 | 1 |  | 1 | 7 | 1 | 7
| 165 | 7 | 1 | 7 | 21 | 0 | 0 | 1 | 0 | 0 | 0 | 0 | 0 | 0 | 0 | 0 | 1 |  | 1 | 7 | 1 | 7
| 166 | 7 | 1 | 7 | 22 | 0 | 0 | 1 | 0 | 0 | 0 | 0 | 0 | 0 | 0 | 0 | 1 |  | 1 | 7 | 1 | 7
| 167 | 7 | 1 | 7 | 23 | 0 | 0 | 1 | 0 | 0 | 0 | 0 | 0 | 0 | 0 | 0 | 1 |  | 1 | 7 | 1 | 7
| 168 | 7 | 1 | 7 | 24 | 0 | 0 | 1 | 0 | 0 | 0 | 0 | 0 | 0 | 0 | 0 | 1 |  | 1 | 7 | 1 | 7
| 169 | 8 | 1 | 8 | 1 | 0 | 0 | 0 | 0 | 0 | 0 | 0 | 0 | 0 | 0 | 0 | 1 |  | 1 | 8 | 1 | 8
| 170 | 8 | 1 | 8 | 2 | 0 | 0 | 0 | 0 | 0 | 0 | 0 | 0 | 0 | 0 | 0 | 1 |  | 1 | 8 | 1 | 8
| 171 | 8 | 1 | 8 | 3 | 0 | 0 | 0 | 0 | 0 | 0 | 0 | 0 | 0 | 0 | 0 | 1 |  | 1 | 8 | 1 | 8
| 172 | 8 | 1 | 8 | 4 | 0 | 0 | 0 | 0 | 0 | 0 | 0 | 0 | 0 | 0 | 0 | 1 |  | 1 | 8 | 1 | 8
| 173 | 8 | 1 | 8 | 5 | 0 | 0 | 0 | 0 | 0 | 0 | 0 | 0 | 0 | 0 | 0 | 1 |  | 1 | 8 | 1 | 8
| 174 | 8 | 1 | 8 | 6 | 0 | 0 | 0 | 0 | 0 | 0 | 0 | 0 | 0 | 0 | 0 | 1 |  | 1 | 8 | 1 | 8
| 175 | 8 | 1 | 8 | 7 | 0 | 0 | 0 | 0 | 0 | 0 | 0 | 0 | 0 | 0 | 0 | 1 |  | 1 | 8 | 1 | 8
| 176 | 8 | 1 | 8 | 8 | 0 | 0 | 0 | 0 | 0 | 0 | 0 | 0 | 0 | 0 | 0 | 1 |  | 1 | 8 | 1 | 8
| 177 | 8 | 1 | 8 | 9 | 0 | 0 | 0 | 0 | 0 | 0 | 0 | 0 | 0 | 0 | 0 | 1 |  | 1 | 8 | 1 | 8
| 178 | 8 | 1 | 8 | 10 | 0 | 0 | 0 | 0 | 0 | 0 | 0 | 0 | 0 | 0 | 0 | 1 |  | 1 | 8 | 1 | 8
| 179 | 8 | 1 | 8 | 11 | 0 | 0 | 0 | 0 | 0 | 0 | 0 | 0 | 0 | 0 | 0 | 1 |  | 1 | 8 | 1 | 8
| 180 | 8 | 1 | 8 | 12 | 0 | 0 | 0 | 0 | 0 | 0 | 0 | 0 | 0 | 0 | 0 | 1 |  | 1 | 8 | 1 | 8
| 181 | 8 | 1 | 8 | 13 | 0 | 0 | 0 | 0 | 0 | 0 | 0 | 0 | 0 | 0 | 0 | 1 |  | 1 | 8 | 1 | 8
| 182 | 8 | 1 | 8 | 14 | 0 | 0 | 0 | 0 | 0 | 0 | 0 | 0 | 0 | 0 | 0 | 1 |  | 1 | 8 | 1 | 8
| 183 | 8 | 1 | 8 | 15 | 0 | 0 | 0 | 0 | 0 | 0 | 0 | 0 | 0 | 0 | 0 | 1 |  | 1 | 8 | 1 | 8
| 184 | 8 | 1 | 8 | 16 | 0 | 0 | 0 | 0 | 0 | 0 | 0 | 0 | 0 | 0 | 0 | 1 |  | 1 | 8 | 1 | 8
| 185 | 8 | 1 | 8 | 17 | 0 | 0 | 0 | 0 | 0 | 0 | 0 | 0 | 0 | 0 | 0 | 1 |  | 1 | 8 | 1 | 8
| 186 | 8 | 1 | 8 | 18 | 0 | 0 | 0 | 0 | 0 | 0 | 0 | 0 | 0 | 0 | 0 | 1 |  | 1 | 8 | 1 | 8
| 187 | 8 | 1 | 8 | 19 | 0 | 0 | 0 | 0 | 0 | 0 | 0 | 0 | 0 | 0 | 0 | 1 |  | 1 | 8 | 1 | 8
| 188 | 8 | 1 | 8 | 20 | 0 | 0 | 0 | 0 | 0 | 0 | 0 | 0 | 0 | 0 | 0 | 1 |  | 1 | 8 | 1 | 8
| 189 | 8 | 1 | 8 | 21 | 0 | 0 | 0 | 0 | 0 | 0 | 0 | 0 | 0 | 0 | 0 | 1 |  | 1 | 8 | 1 | 8
| 190 | 8 | 1 | 8 | 22 | 0 | 0 | 0 | 0 | 0 | 0 | 0 | 0 | 0 | 0 | 0 | 1 |  | 1 | 8 | 1 | 8
| 191 | 8 | 1 | 8 | 23 | 0 | 0 | 0 | 0 | 0 | 0 | 0 | 0 | 0 | 0 | 0 | 1 |  | 1 | 8 | 1 | 8
| 192 | 8 | 1 | 8 | 24 | 0 | 0 | 0 | 0 | 0 | 0 | 0 | 0 | 0 | 0 | 0 | 1 |  | 1 | 8 | 1 | 8
| 193 | 9 | 1 | 9 | 1 | 0 | 0 | 0 | 0 | 0 | 0 | 0 | 0 | 0 | 0 | 0 | 1 |  | 1 | 9 | 1 | 9
| 194 | 9 | 1 | 9 | 2 | 0 | 0 | 0 | 0 | 0 | 0 | 0 | 0 | 0 | 0 | 0 | 1 |  | 1 | 9 | 1 | 9
| 195 | 9 | 1 | 9 | 3 | 0 | 0 | 0 | 0 | 0 | 0 | 0 | 0 | 0 | 0 | 0 | 1 |  | 1 | 9 | 1 | 9
| 196 | 9 | 1 | 9 | 4 | 0 | 0 | 0 | 0 | 0 | 0 | 0 | 0 | 0 | 0 | 0 | 1 |  | 1 | 9 | 1 | 9
| 197 | 9 | 1 | 9 | 5 | 0 | 0 | 0 | 0 | 0 | 0 | 0 | 0 | 0 | 0 | 0 | 1 |  | 1 | 9 | 1 | 9
| 198 | 9 | 1 | 9 | 6 | 0 | 0 | 0 | 0 | 0 | 0 | 0 | 0 | 0 | 0 | 0 | 1 |  | 1 | 9 | 1 | 9
| 199 | 9 | 1 | 9 | 7 | 0 | 0 | 0 | 0 | 0 | 0 | 0 | 0 | 0 | 0 | 0 | 1 |  | 1 | 9 | 1 | 9
| 200 | 9 | 1 | 9 | 8 | 0 | 0 | 0 | 0 | 0 | 0 | 0 | 0 | 0 | 0 | 0 | 1 |  | 1 | 9 | 1 | 9
| 201 | 9 | 1 | 9 | 9 | 0 | 0 | 0 | 0 | 0 | 0 | 0 | 0 | 0 | 0 | 0 | 1 |  | 1 | 9 | 1 | 9
| 202 | 9 | 1 | 9 | 10 | 0 | 0 | 0 | 0 | 0 | 0 | 0 | 0 | 0 | 0 | 0 | 1 |  | 1 | 9 | 1 | 9
| 203 | 9 | 1 | 9 | 11 | 0 | 0 | 0 | 0 | 0 | 0 | 0 | 0 | 0 | 0 | 0 | 1 |  | 1 | 9 | 1 | 9
| 204 | 9 | 1 | 9 | 12 | 0 | 0 | 0 | 0 | 0 | 0 | 0 | 0 | 0 | 0 | 0 | 1 |  | 1 | 9 | 1 | 9
| 205 | 9 | 1 | 9 | 13 | 0 | 0 | 0 | 0 | 0 | 0 | 0 | 0 | 0 | 0 | 0 | 1 |  | 1 | 9 | 1 | 9
| 206 | 9 | 1 | 9 | 14 | 0 | 0 | 0 | 0 | 0 | 0 | 0 | 0 | 0 | 0 | 0 | 1 |  | 1 | 9 | 1 | 9
| 207 | 9 | 1 | 9 | 15 | 0 | 0 | 0 | 0 | 0 | 0 | 0 | 0 | 0 | 0 | 0 | 1 |  | 1 | 9 | 1 | 9
| 208 | 9 | 1 | 9 | 16 | 0 | 0 | 0 | 0 | 0 | 0 | 0 | 0 | 0 | 0 | 0 | 1 |  | 1 | 9 | 1 | 9
| 209 | 9 | 1 | 9 | 17 | 0 | 0 | 0 | 0 | 0 | 0 | 0 | 0 | 0 | 0 | 0 | 1 |  | 1 | 9 | 1 | 9
| 210 | 9 | 1 | 9 | 18 | 0 | 0 | 0 | 0 | 0 | 0 | 0 | 0 | 0 | 0 | 0 | 1 |  | 1 | 9 | 1 | 9
| 211 | 9 | 1 | 9 | 19 | 0 | 0 | 0 | 0 | 0 | 0 | 0 | 0 | 0 | 0 | 0 | 1 |  | 1 | 9 | 1 | 9
| 212 | 9 | 1 | 9 | 20 | 0 | 0 | 0 | 0 | 0 | 0 | 0 | 0 | 0 | 0 | 0 | 1 |  | 1 | 9 | 1 | 9
| 213 | 9 | 1 | 9 | 21 | 0 | 0 | 0 | 0 | 0 | 0 | 0 | 0 | 0 | 0 | 0 | 1 |  | 1 | 9 | 1 | 9
| 214 | 9 | 1 | 9 | 22 | 0 | 0 | 0 | 0 | 0 | 0 | 0 | 0 | 0 | 0 | 0 | 1 |  | 1 | 9 | 1 | 9
| 215 | 9 | 1 | 9 | 23 | 0 | 0 | 0 | 0 | 0 | 0 | 0 | 0 | 0 | 0 | 0 | 1 |  | 1 | 9 | 1 | 9
| 216 | 9 | 1 | 9 | 24 | 0 | 0 | 0 | 0 | 0 | 0 | 0 | 0 | 0 | 0 | 0 | 1 |  | 1 | 9 | 1 | 9
| 217 | 10 | 1 | 10 | 1 | 0 | 0 | 1 | 0 | 0 | 0 | 0 | 0 | 0 | 0 | 0 | 1 |  | 1 | 10 | 1 | 10
| 218 | 10 | 1 | 10 | 2 | 0 | 0 | 1 | 0 | 0 | 0 | 0 | 0 | 0 | 0 | 0 | 1 |  | 1 | 10 | 1 | 10
| 219 | 10 | 1 | 10 | 3 | 0 | 0 | 1 | 0 | 0 | 0 | 0 | 0 | 0 | 0 | 0 | 1 |  | 1 | 10 | 1 | 10
| 220 | 10 | 1 | 10 | 4 | 0 | 0 | 1 | 0 | 0 | 0 | 0 | 0 | 0 | 0 | 0 | 1 |  | 1 | 10 | 1 | 10
| 221 | 10 | 1 | 10 | 5 | 0 | 0 | 1 | 0 | 0 | 0 | 0 | 0 | 0 | 0 | 0 | 1 |  | 1 | 10 | 1 | 10
| 222 | 10 | 1 | 10 | 6 | 0 | 0 | 1 | 0 | 0 | 0 | 0 | 0 | 0 | 0 | 0 | 1 |  | 1 | 10 | 1 | 10
| 223 | 10 | 1 | 10 | 7 | 0 | 0 | 1 | 0 | 0 | 0 | 0 | 0 | 0 | 0 | 0 | 1 |  | 1 | 10 | 1 | 10
| 224 | 10 | 1 | 10 | 8 | 0 | 0 | 1 | 0 | 0 | 0 | 0 | 0 | 0 | 0 | 0 | 1 |  | 1 | 10 | 1 | 10
| 225 | 10 | 1 | 10 | 9 | 0 | 0 | 1 | 0 | 0 | 0 | 0 | 0 | 0 | 0 | 0 | 1 |  | 1 | 10 | 1 | 10
| 226 | 10 | 1 | 10 | 10 | 0 | 0 | 1 | 0 | 0 | 0 | 0 | 0 | 0 | 0 | 0 | 1 |  | 1 | 10 | 1 | 10
| 227 | 10 | 1 | 10 | 11 | 0 | 0 | 1 | 0 | 0 | 0 | 0 | 0 | 0 | 0 | 0 | 1 |  | 1 | 10 | 1 | 10
| 228 | 10 | 1 | 10 | 12 | 0 | 0 | 1 | 0 | 0 | 0 | 0 | 0 | 0 | 0 | 0 | 1 |  | 1 | 10 | 1 | 10
| 229 | 10 | 1 | 10 | 13 | 0 | 0 | 1 | 0 | 0 | 0 | 0 | 0 | 0 | 0 | 0 | 1 |  | 1 | 10 | 1 | 10
| 230 | 10 | 1 | 10 | 14 | 0 | 0 | 1 | 0 | 0 | 0 | 0 | 0 | 0 | 0 | 0 | 1 |  | 1 | 10 | 1 | 10
| 231 | 10 | 1 | 10 | 15 | 0 | 0 | 1 | 0 | 0 | 0 | 0 | 0 | 0 | 0 | 0 | 1 |  | 1 | 10 | 1 | 10
| 232 | 10 | 1 | 10 | 16 | 0 | 0 | 1 | 0 | 0 | 0 | 0 | 0 | 0 | 0 | 0 | 1 |  | 1 | 10 | 1 | 10
| 233 | 10 | 1 | 10 | 17 | 0 | 0 | 1 | 0 | 0 | 0 | 0 | 0 | 0 | 0 | 0 | 1 |  | 1 | 10 | 1 | 10
| 234 | 10 | 1 | 10 | 18 | 0 | 0 | 1 | 0 | 0 | 0 | 0 | 0 | 0 | 0 | 0 | 1 |  | 1 | 10 | 1 | 10
| 235 | 10 | 1 | 10 | 19 | 0 | 0 | 1 | 0 | 0 | 0 | 0 | 0 | 0 | 0 | 0 | 1 |  | 1 | 10 | 1 | 10
| 236 | 10 | 1 | 10 | 20 | 0 | 0 | 1 | 0 | 0 | 0 | 0 | 0 | 0 | 0 | 0 | 1 |  | 1 | 10 | 1 | 10
| 237 | 10 | 1 | 10 | 21 | 0 | 0 | 1 | 0 | 0 | 0 | 0 | 0 | 0 | 0 | 0 | 1 |  | 1 | 10 | 1 | 10
| 238 | 10 | 1 | 10 | 22 | 0 | 0 | 1 | 0 | 0 | 0 | 0 | 0 | 0 | 0 | 0 | 1 |  | 1 | 10 | 1 | 10
| 239 | 10 | 1 | 10 | 23 | 0 | 0 | 1 | 0 | 0 | 0 | 0 | 0 | 0 | 0 | 0 | 1 |  | 1 | 10 | 1 | 10
| 240 | 10 | 1 | 10 | 24 | 0 | 0 | 1 | 0 | 0 | 0 | 0 | 0 | 0 | 0 | 0 | 1 |  | 1 | 10 | 1 | 10
| 241 | 11 | 1 | 11 | 1 | 0 | 0 | 1 | 0 | 0 | 0 | 0 | 0 | 0 | 0 | 0 | 1 |  | 1 | 11 | 1 | 11
| 242 | 11 | 1 | 11 | 2 | 0 | 0 | 1 | 0 | 0 | 0 | 0 | 0 | 0 | 0 | 0 | 1 |  | 1 | 11 | 1 | 11
| 243 | 11 | 1 | 11 | 3 | 0 | 0 | 1 | 0 | 0 | 0 | 0 | 0 | 0 | 0 | 0 | 1 |  | 1 | 11 | 1 | 11
| 244 | 11 | 1 | 11 | 4 | 0 | 0 | 1 | 0 | 0 | 0 | 0 | 0 | 0 | 0 | 0 | 1 |  | 1 | 11 | 1 | 11
| 245 | 11 | 1 | 11 | 5 | 0 | 0 | 1 | 0 | 0 | 0 | 0 | 0 | 0 | 0 | 0 | 1 |  | 1 | 11 | 1 | 11
| 246 | 11 | 1 | 11 | 6 | 0 | 0 | 1 | 0 | 0 | 0 | 0 | 0 | 0 | 0 | 0 | 1 |  | 1 | 11 | 1 | 11
| 247 | 11 | 1 | 11 | 7 | 0 | 0 | 1 | 0 | 0 | 0 | 0 | 0 | 0 | 0 | 0 | 1 |  | 1 | 11 | 1 | 11
| 248 | 11 | 1 | 11 | 8 | 0 | 0 | 1 | 0 | 0 | 0 | 0 | 0 | 0 | 0 | 0 | 1 |  | 1 | 11 | 1 | 11
| 249 | 11 | 1 | 11 | 9 | 0 | 0 | 1 | 0 | 0 | 0 | 0 | 0 | 0 | 0 | 0 | 1 |  | 1 | 11 | 1 | 11
| 250 | 11 | 1 | 11 | 10 | 0 | 0 | 1 | 0 | 0 | 0 | 0 | 0 | 0 | 0 | 0 | 1 |  | 1 | 11 | 1 | 11
| 251 | 11 | 1 | 11 | 11 | 0 | 0 | 1 | 0 | 0 | 0 | 0 | 0 | 0 | 0 | 0 | 1 |  | 1 | 11 | 1 | 11
| 252 | 11 | 1 | 11 | 12 | 0 | 0 | 1 | 0 | 0 | 0 | 0 | 0 | 0 | 0 | 0 | 1 |  | 1 | 11 | 1 | 11
| 253 | 11 | 1 | 11 | 13 | 0 | 0 | 1 | 0 | 0 | 0 | 0 | 0 | 0 | 0 | 0 | 1 |  | 1 | 11 | 1 | 11
| 254 | 11 | 1 | 11 | 14 | 0 | 0 | 1 | 0 | 0 | 0 | 0 | 0 | 0 | 0 | 0 | 1 |  | 1 | 11 | 1 | 11
| 255 | 11 | 1 | 11 | 15 | 0 | 0 | 1 | 0 | 0 | 0 | 0 | 0 | 0 | 0 | 0 | 1 |  | 1 | 11 | 1 | 11
| 256 | 11 | 1 | 11 | 16 | 0 | 0 | 1 | 0 | 0 | 0 | 0 | 0 | 0 | 0 | 0 | 1 |  | 1 | 11 | 1 | 11
| 257 | 11 | 1 | 11 | 17 | 0 | 0 | 1 | 0 | 0 | 0 | 0 | 0 | 0 | 0 | 0 | 1 |  | 1 | 11 | 1 | 11
| 258 | 11 | 1 | 11 | 18 | 0 | 0 | 1 | 0 | 0 | 0 | 0 | 0 | 0 | 0 | 0 | 1 |  | 1 | 11 | 1 | 11
| 259 | 11 | 1 | 11 | 19 | 0 | 0 | 1 | 0 | 0 | 0 | 0 | 0 | 0 | 0 | 0 | 1 |  | 1 | 11 | 1 | 11
| 260 | 11 | 1 | 11 | 20 | 0 | 0 | 1 | 0 | 0 | 0 | 0 | 0 | 0 | 0 | 0 | 1 |  | 1 | 11 | 1 | 11
| 261 | 11 | 1 | 11 | 21 | 0 | 0 | 1 | 0 | 0 | 0 | 0 | 0 | 0 | 0 | 0 | 1 |  | 1 | 11 | 1 | 11
| 262 | 11 | 1 | 11 | 22 | 0 | 0 | 1 | 0 | 0 | 0 | 0 | 0 | 0 | 0 | 0 | 1 |  | 1 | 11 | 1 | 11
| 263 | 11 | 1 | 11 | 23 | 0 | 0 | 1 | 0 | 0 | 0 | 0 | 0 | 0 | 0 | 0 | 1 |  | 1 | 11 | 1 | 11
| 264 | 11 | 1 | 11 | 24 | 0 | 0 | 1 | 0 | 0 | 0 | 0 | 0 | 0 | 0 | 0 | 1 |  | 1 | 11 | 1 | 11
| 265 | 12 | 1 | 12 | 1 | 0 | 0 | 1 | 0 | 0 | 0 | 0 | 0 | 0 | 0 | 0 | 1 |  | 1 | 12 | 1 | 12
| 266 | 12 | 1 | 12 | 2 | 0 | 0 | 1 | 0 | 0 | 0 | 0 | 0 | 0 | 0 | 0 | 1 |  | 1 | 12 | 1 | 12
| 267 | 12 | 1 | 12 | 3 | 0 | 0 | 1 | 0 | 0 | 0 | 0 | 0 | 0 | 0 | 0 | 1 |  | 1 | 12 | 1 | 12
| 268 | 12 | 1 | 12 | 4 | 0 | 0 | 1 | 0 | 0 | 0 | 0 | 0 | 0 | 0 | 0 | 1 |  | 1 | 12 | 1 | 12
| 269 | 12 | 1 | 12 | 5 | 0 | 0 | 1 | 0 | 0 | 0 | 0 | 0 | 0 | 0 | 0 | 1 |  | 1 | 12 | 1 | 12
| 270 | 12 | 1 | 12 | 6 | 0 | 0 | 1 | 0 | 0 | 0 | 0 | 0 | 0 | 0 | 0 | 1 |  | 1 | 12 | 1 | 12
| 271 | 12 | 1 | 12 | 7 | 0 | 0 | 1 | 0 | 0 | 0 | 0 | 0 | 0 | 0 | 0 | 1 |  | 1 | 12 | 1 | 12
| 272 | 12 | 1 | 12 | 8 | 0 | 0 | 1 | 0 | 0 | 0 | 0 | 0 | 0 | 0 | 0 | 1 |  | 1 | 12 | 1 | 12
| 273 | 12 | 1 | 12 | 9 | 0 | 0 | 1 | 0 | 0 | 0 | 0 | 0 | 0 | 0 | 0 | 1 |  | 1 | 12 | 1 | 12
| 274 | 12 | 1 | 12 | 10 | 0 | 0 | 1 | 0 | 0 | 0 | 0 | 0 | 0 | 0 | 0 | 1 |  | 1 | 12 | 1 | 12
| 275 | 12 | 1 | 12 | 11 | 0 | 0 | 1 | 0 | 0 | 0 | 0 | 0 | 0 | 0 | 0 | 1 |  | 1 | 12 | 1 | 12
| 276 | 12 | 1 | 12 | 12 | 0 | 0 | 1 | 0 | 0 | 0 | 0 | 0 | 0 | 0 | 0 | 1 |  | 1 | 12 | 1 | 12
| 277 | 12 | 1 | 12 | 13 | 0 | 0 | 1 | 0 | 0 | 0 | 0 | 0 | 0 | 0 | 0 | 1 |  | 1 | 12 | 1 | 12
| 278 | 12 | 1 | 12 | 14 | 0 | 0 | 1 | 0 | 0 | 0 | 0 | 0 | 0 | 0 | 0 | 1 |  | 1 | 12 | 1 | 12
| 279 | 12 | 1 | 12 | 15 | 0 | 0 | 1 | 0 | 0 | 0 | 0 | 0 | 0 | 0 | 0 | 1 |  | 1 | 12 | 1 | 12
| 280 | 12 | 1 | 12 | 16 | 0 | 0 | 1 | 0 | 0 | 0 | 0 | 0 | 0 | 0 | 0 | 1 |  | 1 | 12 | 1 | 12
| 281 | 12 | 1 | 12 | 17 | 0 | 0 | 1 | 0 | 0 | 0 | 0 | 0 | 0 | 0 | 0 | 1 |  | 1 | 12 | 1 | 12
| 282 | 12 | 1 | 12 | 18 | 0 | 0 | 1 | 0 | 0 | 0 | 0 | 0 | 0 | 0 | 0 | 1 |  | 1 | 12 | 1 | 12
| 283 | 12 | 1 | 12 | 19 | 0 | 0 | 1 | 0 | 0 | 0 | 0 | 0 | 0 | 0 | 0 | 1 |  | 1 | 12 | 1 | 12
| 284 | 12 | 1 | 12 | 20 | 0 | 0 | 1 | 0 | 0 | 0 | 0 | 0 | 0 | 0 | 0 | 1 |  | 1 | 12 | 1 | 12
| 285 | 12 | 1 | 12 | 21 | 0 | 0 | 1 | 0 | 0 | 0 | 0 | 0 | 0 | 0 | 0 | 1 |  | 1 | 12 | 1 | 12
| 286 | 12 | 1 | 12 | 22 | 0 | 0 | 1 | 0 | 0 | 0 | 0 | 0 | 0 | 0 | 0 | 1 |  | 1 | 12 | 1 | 12
| 287 | 12 | 1 | 12 | 23 | 0 | 0 | 1 | 0 | 0 | 0 | 0 | 0 | 0 | 0 | 0 | 1 |  | 1 | 12 | 1 | 12
| 288 | 12 | 1 | 12 | 24 | 0 | 0 | 1 | 0 | 0 | 0 | 0 | 0 | 0 | 0 | 0 | 1 |  | 1 | 12 | 1 | 12
| 289 | 13 | 1 | 13 | 1 | 0 | 0 | 1 | 0 | 0 | 0 | 0 | 0 | 0 | 0 | 0 | 1 |  | 1 | 13 | 1 | 13
| 290 | 13 | 1 | 13 | 2 | 0 | 0 | 1 | 0 | 0 | 0 | 0 | 0 | 0 | 0 | 0 | 1 |  | 1 | 13 | 1 | 13
| 291 | 13 | 1 | 13 | 3 | 0 | 0 | 1 | 0 | 0 | 0 | 0 | 0 | 0 | 0 | 0 | 1 |  | 1 | 13 | 1 | 13
| 292 | 13 | 1 | 13 | 4 | 0 | 0 | 1 | 0 | 0 | 0 | 0 | 0 | 0 | 0 | 0 | 1 |  | 1 | 13 | 1 | 13
| 293 | 13 | 1 | 13 | 5 | 0 | 0 | 1 | 0 | 0 | 0 | 0 | 0 | 0 | 0 | 0 | 1 |  | 1 | 13 | 1 | 13
| 294 | 13 | 1 | 13 | 6 | 0 | 0 | 1 | 0 | 0 | 0 | 0 | 0 | 0 | 0 | 0 | 1 |  | 1 | 13 | 1 | 13
| 295 | 13 | 1 | 13 | 7 | 0 | 0 | 1 | 0 | 0 | 0 | 0 | 0 | 0 | 0 | 0 | 1 |  | 1 | 13 | 1 | 13
| 296 | 13 | 1 | 13 | 8 | 0 | 0 | 1 | 0 | 0 | 0 | 0 | 0 | 0 | 0 | 0 | 1 |  | 1 | 13 | 1 | 13
| 297 | 13 | 1 | 13 | 9 | 0 | 0 | 1 | 0 | 0 | 0 | 0 | 0 | 0 | 0 | 0 | 1 |  | 1 | 13 | 1 | 13
| 298 | 13 | 1 | 13 | 10 | 0 | 0 | 1 | 0 | 0 | 0 | 0 | 0 | 0 | 0 | 0 | 1 |  | 1 | 13 | 1 | 13
| 299 | 13 | 1 | 13 | 11 | 0 | 0 | 1 | 0 | 0 | 0 | 0 | 0 | 0 | 0 | 0 | 1 |  | 1 | 13 | 1 | 13
| 300 | 13 | 1 | 13 | 12 | 0 | 0 | 1 | 0 | 0 | 0 | 0 | 0 | 0 | 0 | 0 | 1 |  | 1 | 13 | 1 | 13
| 301 | 13 | 1 | 13 | 13 | 0 | 0 | 1 | 0 | 0 | 0 | 0 | 0 | 0 | 0 | 0 | 1 |  | 1 | 13 | 1 | 13
| 302 | 13 | 1 | 13 | 14 | 0 | 0 | 1 | 0 | 0 | 0 | 0 | 0 | 0 | 0 | 0 | 1 |  | 1 | 13 | 1 | 13
| 303 | 13 | 1 | 13 | 15 | 0 | 0 | 1 | 0 | 0 | 0 | 0 | 0 | 0 | 0 | 0 | 1 |  | 1 | 13 | 1 | 13
| 304 | 13 | 1 | 13 | 16 | 0 | 0 | 1 | 0 | 0 | 0 | 0 | 0 | 0 | 0 | 0 | 1 |  | 1 | 13 | 1 | 13
| 305 | 13 | 1 | 13 | 17 | 0 | 0 | 1 | 0 | 0 | 0 | 0 | 0 | 0 | 0 | 0 | 1 |  | 1 | 13 | 1 | 13
| 306 | 13 | 1 | 13 | 18 | 0 | 0 | 1 | 0 | 0 | 0 | 0 | 0 | 0 | 0 | 0 | 1 |  | 1 | 13 | 1 | 13
| 307 | 13 | 1 | 13 | 19 | 0 | 0 | 1 | 0 | 0 | 0 | 0 | 0 | 0 | 0 | 0 | 1 |  | 1 | 13 | 1 | 13
| 308 | 13 | 1 | 13 | 20 | 0 | 0 | 1 | 0 | 0 | 0 | 0 | 0 | 0 | 0 | 0 | 1 |  | 1 | 13 | 1 | 13
| 309 | 13 | 1 | 13 | 21 | 0 | 0 | 1 | 0 | 0 | 0 | 0 | 0 | 0 | 0 | 0 | 1 |  | 1 | 13 | 1 | 13
| 310 | 13 | 1 | 13 | 22 | 0 | 0 | 1 | 0 | 0 | 0 | 0 | 0 | 0 | 0 | 0 | 1 |  | 1 | 13 | 1 | 13
| 311 | 13 | 1 | 13 | 23 | 0 | 0 | 1 | 0 | 0 | 0 | 0 | 0 | 0 | 0 | 0 | 1 |  | 1 | 13 | 1 | 13
| 312 | 13 | 1 | 13 | 24 | 0 | 0 | 1 | 0 | 0 | 0 | 0 | 0 | 0 | 0 | 0 | 1 |  | 1 | 13 | 1 | 13
| 313 | 14 | 1 | 14 | 1 | 0 | 0 | 1 | 0 | 0 | 0 | 0 | 0 | 0 | 0 | 0 | 1 |  | 1 | 14 | 1 | 14
| 314 | 14 | 1 | 14 | 2 | 0 | 0 | 1 | 0 | 0 | 0 | 0 | 0 | 0 | 0 | 0 | 1 |  | 1 | 14 | 1 | 14
| 315 | 14 | 1 | 14 | 3 | 0 | 0 | 1 | 0 | 0 | 0 | 0 | 0 | 0 | 0 | 0 | 1 |  | 1 | 14 | 1 | 14
| 316 | 14 | 1 | 14 | 4 | 0 | 0 | 1 | 0 | 0 | 0 | 0 | 0 | 0 | 0 | 0 | 1 |  | 1 | 14 | 1 | 14
| 317 | 14 | 1 | 14 | 5 | 0 | 0 | 1 | 0 | 0 | 0 | 0 | 0 | 0 | 0 | 0 | 1 |  | 1 | 14 | 1 | 14
| 318 | 14 | 1 | 14 | 6 | 0 | 0 | 1 | 0 | 0 | 0 | 0 | 0 | 0 | 0 | 0 | 1 |  | 1 | 14 | 1 | 14
| 319 | 14 | 1 | 14 | 7 | 0 | 0 | 1 | 0 | 0 | 0 | 0 | 0 | 0 | 0 | 0 | 1 |  | 1 | 14 | 1 | 14
| 320 | 14 | 1 | 14 | 8 | 0 | 0 | 1 | 0 | 0 | 0 | 0 | 0 | 0 | 0 | 0 | 1 |  | 1 | 14 | 1 | 14
| 321 | 14 | 1 | 14 | 9 | 0 | 0 | 1 | 0 | 0 | 0 | 0 | 0 | 0 | 0 | 0 | 1 |  | 1 | 14 | 1 | 14
| 322 | 14 | 1 | 14 | 10 | 0 | 0 | 1 | 0 | 0 | 0 | 0 | 0 | 0 | 0 | 0 | 1 |  | 1 | 14 | 1 | 14
| 323 | 14 | 1 | 14 | 11 | 0 | 0 | 1 | 0 | 0 | 0 | 0 | 0 | 0 | 0 | 0 | 1 |  | 1 | 14 | 1 | 14
| 324 | 14 | 1 | 14 | 12 | 0 | 0 | 1 | 0 | 0 | 0 | 0 | 0 | 0 | 0 | 0 | 1 |  | 1 | 14 | 1 | 14
| 325 | 14 | 1 | 14 | 13 | 0 | 0 | 1 | 0 | 0 | 0 | 0 | 0 | 0 | 0 | 0 | 1 |  | 1 | 14 | 1 | 14
| 326 | 14 | 1 | 14 | 14 | 0 | 0 | 1 | 0 | 0 | 0 | 0 | 0 | 0 | 0 | 0 | 1 |  | 1 | 14 | 1 | 14
| 327 | 14 | 1 | 14 | 15 | 0 | 0 | 1 | 0 | 0 | 0 | 0 | 0 | 0 | 0 | 0 | 1 |  | 1 | 14 | 1 | 14
| 328 | 14 | 1 | 14 | 16 | 0 | 0 | 1 | 0 | 0 | 0 | 0 | 0 | 0 | 0 | 0 | 1 |  | 1 | 14 | 1 | 14
| 329 | 14 | 1 | 14 | 17 | 0 | 0 | 1 | 0 | 0 | 0 | 0 | 0 | 0 | 0 | 0 | 1 |  | 1 | 14 | 1 | 14
| 330 | 14 | 1 | 14 | 18 | 0 | 0 | 1 | 0 | 0 | 0 | 0 | 0 | 0 | 0 | 0 | 1 |  | 1 | 14 | 1 | 14
| 331 | 14 | 1 | 14 | 19 | 0 | 0 | 1 | 0 | 0 | 0 | 0 | 0 | 0 | 0 | 0 | 1 |  | 1 | 14 | 1 | 14
| 332 | 14 | 1 | 14 | 20 | 0 | 0 | 1 | 0 | 0 | 0 | 0 | 0 | 0 | 0 | 0 | 1 |  | 1 | 14 | 1 | 14
| 333 | 14 | 1 | 14 | 21 | 0 | 0 | 1 | 0 | 0 | 0 | 0 | 0 | 0 | 0 | 0 | 1 |  | 1 | 14 | 1 | 14
| 334 | 14 | 1 | 14 | 22 | 0 | 0 | 1 | 0 | 0 | 0 | 0 | 0 | 0 | 0 | 0 | 1 |  | 1 | 14 | 1 | 14
| 335 | 14 | 1 | 14 | 23 | 0 | 0 | 1 | 0 | 0 | 0 | 0 | 0 | 0 | 0 | 0 | 1 |  | 1 | 14 | 1 | 14
| 336 | 14 | 1 | 14 | 24 | 0 | 0 | 1 | 0 | 0 | 0 | 0 | 0 | 0 | 0 | 0 | 1 |  | 1 | 14 | 1 | 14
| 337 | 15 | 1 | 15 | 1 | 0 | 0 | 0 | 0 | 0 | 0 | 0 | 0 | 0 | 0 | 0 | 1 |  | 1 | 15 | 1 | 15
| 338 | 15 | 1 | 15 | 2 | 0 | 0 | 0 | 0 | 0 | 0 | 0 | 0 | 0 | 0 | 0 | 1 |  | 1 | 15 | 1 | 15
| 339 | 15 | 1 | 15 | 3 | 0 | 0 | 0 | 0 | 0 | 0 | 0 | 0 | 0 | 0 | 0 | 1 |  | 1 | 15 | 1 | 15
| 340 | 15 | 1 | 15 | 4 | 0 | 0 | 0 | 0 | 0 | 0 | 0 | 0 | 0 | 0 | 0 | 1 |  | 1 | 15 | 1 | 15
| 341 | 15 | 1 | 15 | 5 | 0 | 0 | 0 | 0 | 0 | 0 | 0 | 0 | 0 | 0 | 0 | 1 |  | 1 | 15 | 1 | 15
| 342 | 15 | 1 | 15 | 6 | 0 | 0 | 0 | 0 | 0 | 0 | 0 | 0 | 0 | 0 | 0 | 1 |  | 1 | 15 | 1 | 15
| 343 | 15 | 1 | 15 | 7 | 0 | 0 | 0 | 0 | 0 | 0 | 0 | 0 | 0 | 0 | 0 | 1 |  | 1 | 15 | 1 | 15
| 344 | 15 | 1 | 15 | 8 | 0 | 0 | 0 | 0 | 0 | 0 | 0 | 0 | 0 | 0 | 0 | 1 |  | 1 | 15 | 1 | 15
| 345 | 15 | 1 | 15 | 9 | 0 | 0 | 0 | 0 | 0 | 0 | 0 | 0 | 0 | 0 | 0 | 1 |  | 1 | 15 | 1 | 15
| 346 | 15 | 1 | 15 | 10 | 0 | 0 | 0 | 0 | 0 | 0 | 0 | 0 | 0 | 0 | 0 | 1 |  | 1 | 15 | 1 | 15
| 347 | 15 | 1 | 15 | 11 | 0 | 0 | 0 | 0 | 0 | 0 | 0 | 0 | 0 | 0 | 0 | 1 |  | 1 | 15 | 1 | 15
| 348 | 15 | 1 | 15 | 12 | 0 | 0 | 0 | 0 | 0 | 0 | 0 | 0 | 0 | 0 | 0 | 1 |  | 1 | 15 | 1 | 15
| 349 | 15 | 1 | 15 | 13 | 0 | 0 | 0 | 0 | 0 | 0 | 0 | 0 | 0 | 0 | 0 | 1 |  | 1 | 15 | 1 | 15
| 350 | 15 | 1 | 15 | 14 | 0 | 0 | 0 | 0 | 0 | 0 | 0 | 0 | 0 | 0 | 0 | 1 |  | 1 | 15 | 1 | 15
| 351 | 15 | 1 | 15 | 15 | 0 | 0 | 0 | 0 | 0 | 0 | 0 | 0 | 0 | 0 | 0 | 1 |  | 1 | 15 | 1 | 15
| 352 | 15 | 1 | 15 | 16 | 0 | 0 | 0 | 0 | 0 | 0 | 0 | 0 | 0 | 0 | 0 | 1 |  | 1 | 15 | 1 | 15
| 353 | 15 | 1 | 15 | 17 | 0 | 0 | 0 | 0 | 0 | 0 | 0 | 0 | 0 | 0 | 0 | 1 |  | 1 | 15 | 1 | 15
| 354 | 15 | 1 | 15 | 18 | 0 | 0 | 0 | 0 | 0 | 0 | 0 | 0 | 0 | 0 | 0 | 1 |  | 1 | 15 | 1 | 15
| 355 | 15 | 1 | 15 | 19 | 0 | 0 | 0 | 0 | 0 | 0 | 0 | 0 | 0 | 0 | 0 | 1 |  | 1 | 15 | 1 | 15
| 356 | 15 | 1 | 15 | 20 | 0 | 0 | 0 | 0 | 0 | 0 | 0 | 0 | 0 | 0 | 0 | 1 |  | 1 | 15 | 1 | 15
| 357 | 15 | 1 | 15 | 21 | 0 | 0 | 0 | 0 | 0 | 0 | 0 | 0 | 0 | 0 | 0 | 1 |  | 1 | 15 | 1 | 15
| 358 | 15 | 1 | 15 | 22 | 0 | 0 | 0 | 0 | 0 | 0 | 0 | 0 | 0 | 0 | 0 | 1 |  | 1 | 15 | 1 | 15
| 359 | 15 | 1 | 15 | 23 | 0 | 0 | 0 | 0 | 0 | 0 | 0 | 0 | 0 | 0 | 0 | 1 |  | 1 | 15 | 1 | 15
| 360 | 15 | 1 | 15 | 24 | 0 | 0 | 0 | 0 | 0 | 0 | 0 | 0 | 0 | 0 | 0 | 1 |  | 1 | 15 | 1 | 15
| 361 | 16 | 1 | 16 | 1 | 0 | 0 | 0 | 0 | 0 | 0 | 0 | 0 | 0 | 0 | 0 | 1 |  | 1 | 16 | 1 | 16
| 362 | 16 | 1 | 16 | 2 | 0 | 0 | 0 | 0 | 0 | 0 | 0 | 0 | 0 | 0 | 0 | 1 |  | 1 | 16 | 1 | 16
| 363 | 16 | 1 | 16 | 3 | 0 | 0 | 0 | 0 | 0 | 0 | 0 | 0 | 0 | 0 | 0 | 1 |  | 1 | 16 | 1 | 16
| 364 | 16 | 1 | 16 | 4 | 0 | 0 | 0 | 0 | 0 | 0 | 0 | 0 | 0 | 0 | 0 | 1 |  | 1 | 16 | 1 | 16
| 365 | 16 | 1 | 16 | 5 | 0 | 0 | 0 | 0 | 0 | 0 | 0 | 0 | 0 | 0 | 0 | 1 |  | 1 | 16 | 1 | 16
| 366 | 16 | 1 | 16 | 6 | 0 | 0 | 0 | 0 | 0 | 0 | 0 | 0 | 0 | 0 | 0 | 1 |  | 1 | 16 | 1 | 16
| 367 | 16 | 1 | 16 | 7 | 0 | 0 | 0 | 0 | 0 | 0 | 0 | 0 | 0 | 0 | 0 | 1 |  | 1 | 16 | 1 | 16
| 368 | 16 | 1 | 16 | 8 | 0 | 0 | 0 | 0 | 0 | 0 | 0 | 0 | 0 | 0 | 0 | 1 |  | 1 | 16 | 1 | 16
| 369 | 16 | 1 | 16 | 9 | 0 | 0 | 0 | 0 | 0 | 0 | 0 | 0 | 0 | 0 | 0 | 1 |  | 1 | 16 | 1 | 16
| 370 | 16 | 1 | 16 | 10 | 0 | 0 | 0 | 0 | 0 | 0 | 0 | 0 | 0 | 0 | 0 | 1 |  | 1 | 16 | 1 | 16
| 371 | 16 | 1 | 16 | 11 | 0 | 0 | 0 | 0 | 0 | 0 | 0 | 0 | 0 | 0 | 0 | 1 |  | 1 | 16 | 1 | 16
| 372 | 16 | 1 | 16 | 12 | 0 | 0 | 0 | 0 | 0 | 0 | 0 | 0 | 0 | 0 | 0 | 1 |  | 1 | 16 | 1 | 16
| 373 | 16 | 1 | 16 | 13 | 0 | 0 | 0 | 0 | 0 | 0 | 0 | 0 | 0 | 0 | 0 | 1 |  | 1 | 16 | 1 | 16
| 374 | 16 | 1 | 16 | 14 | 0 | 0 | 0 | 0 | 0 | 0 | 0 | 0 | 0 | 0 | 0 | 1 |  | 1 | 16 | 1 | 16
| 375 | 16 | 1 | 16 | 15 | 0 | 0 | 0 | 0 | 0 | 0 | 0 | 0 | 0 | 0 | 0 | 1 |  | 1 | 16 | 1 | 16
| 376 | 16 | 1 | 16 | 16 | 0 | 0 | 0 | 0 | 0 | 0 | 0 | 0 | 0 | 0 | 0 | 1 |  | 1 | 16 | 1 | 16
| 377 | 16 | 1 | 16 | 17 | 0 | 0 | 0 | 0 | 0 | 0 | 0 | 0 | 0 | 0 | 0 | 1 |  | 1 | 16 | 1 | 16
| 378 | 16 | 1 | 16 | 18 | 0 | 0 | 0 | 0 | 0 | 0 | 0 | 0 | 0 | 0 | 0 | 1 |  | 1 | 16 | 1 | 16
| 379 | 16 | 1 | 16 | 19 | 0 | 0 | 0 | 0 | 0 | 0 | 0 | 0 | 0 | 0 | 0 | 1 |  | 1 | 16 | 1 | 16
| 380 | 16 | 1 | 16 | 20 | 0 | 0 | 0 | 0 | 0 | 0 | 0 | 0 | 0 | 0 | 0 | 1 |  | 1 | 16 | 1 | 16
| 381 | 16 | 1 | 16 | 21 | 0 | 0 | 0 | 0 | 0 | 0 | 0 | 0 | 0 | 0 | 0 | 1 |  | 1 | 16 | 1 | 16
| 382 | 16 | 1 | 16 | 22 | 0 | 0 | 0 | 0 | 0 | 0 | 0 | 0 | 0 | 0 | 0 | 1 |  | 1 | 16 | 1 | 16
| 383 | 16 | 1 | 16 | 23 | 0 | 0 | 0 | 0 | 0 | 0 | 0 | 0 | 0 | 0 | 0 | 1 |  | 1 | 16 | 1 | 16
| 384 | 16 | 1 | 16 | 24 | 0 | 0 | 0 | 0 | 0 | 0 | 0 | 0 | 0 | 0 | 0 | 1 |  | 1 | 16 | 1 | 16
| 385 | 17 | 1 | 17 | 1 | 0 | 0 | 1 | 0 | 0 | 0 | 0 | 0 | 0 | 0 | 0 | 1 |  | 1 | 17 | 1 | 17
| 386 | 17 | 1 | 17 | 2 | 0 | 0 | 1 | 0 | 0 | 0 | 0 | 0 | 0 | 0 | 0 | 1 |  | 1 | 17 | 1 | 17
| 387 | 17 | 1 | 17 | 3 | 0 | 0 | 1 | 0 | 0 | 0 | 0 | 0 | 0 | 0 | 0 | 1 |  | 1 | 17 | 1 | 17
| 388 | 17 | 1 | 17 | 4 | 0 | 0 | 1 | 0 | 0 | 0 | 0 | 0 | 0 | 0 | 0 | 1 |  | 1 | 17 | 1 | 17
| 389 | 17 | 1 | 17 | 5 | 0 | 0 | 1 | 0 | 0 | 0 | 0 | 0 | 0 | 0 | 0 | 1 |  | 1 | 17 | 1 | 17
| 390 | 17 | 1 | 17 | 6 | 0 | 0 | 1 | 0 | 0 | 0 | 0 | 0 | 0 | 0 | 0 | 1 |  | 1 | 17 | 1 | 17
| 391 | 17 | 1 | 17 | 7 | 0 | 0 | 1 | 0 | 0 | 0 | 0 | 0 | 0 | 0 | 0 | 1 |  | 1 | 17 | 1 | 17
| 392 | 17 | 1 | 17 | 8 | 0 | 0 | 1 | 0 | 0 | 0 | 0 | 0 | 0 | 0 | 0 | 1 |  | 1 | 17 | 1 | 17
| 393 | 17 | 1 | 17 | 9 | 0 | 0 | 1 | 0 | 0 | 0 | 0 | 0 | 0 | 0 | 0 | 1 |  | 1 | 17 | 1 | 17
| 394 | 17 | 1 | 17 | 10 | 0 | 0 | 1 | 0 | 0 | 0 | 0 | 0 | 0 | 0 | 0 | 1 |  | 1 | 17 | 1 | 17
| 395 | 17 | 1 | 17 | 11 | 0 | 0 | 1 | 0 | 0 | 0 | 0 | 0 | 0 | 0 | 0 | 1 |  | 1 | 17 | 1 | 17
| 396 | 17 | 1 | 17 | 12 | 0 | 0 | 1 | 0 | 0 | 0 | 0 | 0 | 0 | 0 | 0 | 1 |  | 1 | 17 | 1 | 17
| 397 | 17 | 1 | 17 | 13 | 0 | 0 | 1 | 0 | 0 | 0 | 0 | 0 | 0 | 0 | 0 | 1 |  | 1 | 17 | 1 | 17
| 398 | 17 | 1 | 17 | 14 | 0 | 0 | 1 | 0 | 0 | 0 | 0 | 0 | 0 | 0 | 0 | 1 |  | 1 | 17 | 1 | 17
| 399 | 17 | 1 | 17 | 15 | 0 | 0 | 1 | 0 | 0 | 0 | 0 | 0 | 0 | 0 | 0 | 1 |  | 1 | 17 | 1 | 17
| 400 | 17 | 1 | 17 | 16 | 0 | 0 | 1 | 0 | 0 | 0 | 0 | 0 | 0 | 0 | 0 | 1 |  | 1 | 17 | 1 | 17
| 401 | 17 | 1 | 17 | 17 | 0 | 0 | 1 | 0 | 0 | 0 | 0 | 0 | 0 | 0 | 0 | 1 |  | 1 | 17 | 1 | 17
| 402 | 17 | 1 | 17 | 18 | 0 | 0 | 1 | 0 | 0 | 0 | 0 | 0 | 0 | 0 | 0 | 1 |  | 1 | 17 | 1 | 17
| 403 | 17 | 1 | 17 | 19 | 0 | 0 | 1 | 0 | 0 | 0 | 0 | 0 | 0 | 0 | 0 | 1 |  | 1 | 17 | 1 | 17
| 404 | 17 | 1 | 17 | 20 | 0 | 0 | 1 | 0 | 0 | 0 | 0 | 0 | 0 | 0 | 0 | 1 |  | 1 | 17 | 1 | 17
| 405 | 17 | 1 | 17 | 21 | 0 | 0 | 1 | 0 | 0 | 0 | 0 | 0 | 0 | 0 | 0 | 1 |  | 1 | 17 | 1 | 17
| 406 | 17 | 1 | 17 | 22 | 0 | 0 | 1 | 0 | 0 | 0 | 0 | 0 | 0 | 0 | 0 | 1 |  | 1 | 17 | 1 | 17
| 407 | 17 | 1 | 17 | 23 | 0 | 0 | 1 | 0 | 0 | 0 | 0 | 0 | 0 | 0 | 0 | 1 |  | 1 | 17 | 1 | 17
| 408 | 17 | 1 | 17 | 24 | 0 | 0 | 1 | 0 | 0 | 0 | 0 | 0 | 0 | 0 | 0 | 1 |  | 1 | 17 | 1 | 17
| 409 | 18 | 1 | 18 | 1 | 0 | 0 | 1 | 0 | 0 | 0 | 0 | 0 | 0 | 0 | 0 | 1 |  | 1 | 18 | 1 | 18
| 410 | 18 | 1 | 18 | 2 | 0 | 0 | 1 | 0 | 0 | 0 | 0 | 0 | 0 | 0 | 0 | 1 |  | 1 | 18 | 1 | 18
| 411 | 18 | 1 | 18 | 3 | 0 | 0 | 1 | 0 | 0 | 0 | 0 | 0 | 0 | 0 | 0 | 1 |  | 1 | 18 | 1 | 18
| 412 | 18 | 1 | 18 | 4 | 0 | 0 | 1 | 0 | 0 | 0 | 0 | 0 | 0 | 0 | 0 | 1 |  | 1 | 18 | 1 | 18
| 413 | 18 | 1 | 18 | 5 | 0 | 0 | 1 | 0 | 0 | 0 | 0 | 0 | 0 | 0 | 0 | 1 |  | 1 | 18 | 1 | 18
| 414 | 18 | 1 | 18 | 6 | 0 | 0 | 1 | 0 | 0 | 0 | 0 | 0 | 0 | 0 | 0 | 1 |  | 1 | 18 | 1 | 18
| 415 | 18 | 1 | 18 | 7 | 0 | 0 | 1 | 0 | 0 | 0 | 0 | 0 | 0 | 0 | 0 | 1 |  | 1 | 18 | 1 | 18
| 416 | 18 | 1 | 18 | 8 | 0 | 0 | 1 | 0 | 0 | 0 | 0 | 0 | 0 | 0 | 0 | 1 |  | 1 | 18 | 1 | 18
| 417 | 18 | 1 | 18 | 9 | 0 | 0 | 1 | 0 | 0 | 0 | 0 | 0 | 0 | 0 | 0 | 1 |  | 1 | 18 | 1 | 18
| 418 | 18 | 1 | 18 | 10 | 0 | 0 | 1 | 0 | 0 | 0 | 0 | 0 | 0 | 0 | 0 | 1 |  | 1 | 18 | 1 | 18
| 419 | 18 | 1 | 18 | 11 | 0 | 0 | 1 | 0 | 0 | 0 | 0 | 0 | 0 | 0 | 0 | 1 |  | 1 | 18 | 1 | 18
| 420 | 18 | 1 | 18 | 12 | 0 | 0 | 1 | 0 | 0 | 0 | 0 | 0 | 0 | 0 | 0 | 1 |  | 1 | 18 | 1 | 18
| 421 | 18 | 1 | 18 | 13 | 0 | 0 | 1 | 0 | 0 | 0 | 0 | 0 | 0 | 0 | 0 | 1 |  | 1 | 18 | 1 | 18
| 422 | 18 | 1 | 18 | 14 | 0 | 0 | 1 | 0 | 0 | 0 | 0 | 0 | 0 | 0 | 0 | 1 |  | 1 | 18 | 1 | 18
| 423 | 18 | 1 | 18 | 15 | 0 | 0 | 1 | 0 | 0 | 0 | 0 | 0 | 0 | 0 | 0 | 1 |  | 1 | 18 | 1 | 18
| 424 | 18 | 1 | 18 | 16 | 0 | 0 | 1 | 0 | 0 | 0 | 0 | 0 | 0 | 0 | 0 | 1 |  | 1 | 18 | 1 | 18
| 425 | 18 | 1 | 18 | 17 | 0 | 0 | 1 | 0 | 0 | 0 | 0 | 0 | 0 | 0 | 0 | 1 |  | 1 | 18 | 1 | 18
| 426 | 18 | 1 | 18 | 18 | 0 | 0 | 1 | 0 | 0 | 0 | 0 | 0 | 0 | 0 | 0 | 1 |  | 1 | 18 | 1 | 18
| 427 | 18 | 1 | 18 | 19 | 0 | 0 | 1 | 0 | 0 | 0 | 0 | 0 | 0 | 0 | 0 | 1 |  | 1 | 18 | 1 | 18
| 428 | 18 | 1 | 18 | 20 | 0 | 0 | 1 | 0 | 0 | 0 | 0 | 0 | 0 | 0 | 0 | 1 |  | 1 | 18 | 1 | 18
| 429 | 18 | 1 | 18 | 21 | 0 | 0 | 1 | 0 | 0 | 0 | 0 | 0 | 0 | 0 | 0 | 1 |  | 1 | 18 | 1 | 18
| 430 | 18 | 1 | 18 | 22 | 0 | 0 | 1 | 0 | 0 | 0 | 0 | 0 | 0 | 0 | 0 | 1 |  | 1 | 18 | 1 | 18
| 431 | 18 | 1 | 18 | 23 | 0 | 0 | 1 | 0 | 0 | 0 | 0 | 0 | 0 | 0 | 0 | 1 |  | 1 | 18 | 1 | 18
| 432 | 18 | 1 | 18 | 24 | 0 | 0 | 1 | 0 | 0 | 0 | 0 | 0 | 0 | 0 | 0 | 1 |  | 1 | 18 | 1 | 18
| 433 | 19 | 1 | 19 | 1 | 0 | 0 | 1 | 0 | 0 | 0 | 0 | 0 | 0 | 0 | 0 | 1 |  | 1 | 19 | 1 | 19
| 434 | 19 | 1 | 19 | 2 | 0 | 0 | 1 | 0 | 0 | 0 | 0 | 0 | 0 | 0 | 0 | 1 |  | 1 | 19 | 1 | 19
| 435 | 19 | 1 | 19 | 3 | 0 | 0 | 1 | 0 | 0 | 0 | 0 | 0 | 0 | 0 | 0 | 1 |  | 1 | 19 | 1 | 19
| 436 | 19 | 1 | 19 | 4 | 0 | 0 | 1 | 0 | 0 | 0 | 0 | 0 | 0 | 0 | 0 | 1 |  | 1 | 19 | 1 | 19
| 437 | 19 | 1 | 19 | 5 | 0 | 0 | 1 | 0 | 0 | 0 | 0 | 0 | 0 | 0 | 0 | 1 |  | 1 | 19 | 1 | 19
| 438 | 19 | 1 | 19 | 6 | 0 | 0 | 1 | 0 | 0 | 0 | 0 | 0 | 0 | 0 | 0 | 1 |  | 1 | 19 | 1 | 19
| 439 | 19 | 1 | 19 | 7 | 0 | 0 | 1 | 0 | 0 | 0 | 0 | 0 | 0 | 0 | 0 | 1 |  | 1 | 19 | 1 | 19
| 440 | 19 | 1 | 19 | 8 | 0 | 0 | 1 | 0 | 0 | 0 | 0 | 0 | 0 | 0 | 0 | 1 |  | 1 | 19 | 1 | 19
| 441 | 19 | 1 | 19 | 9 | 0 | 0 | 1 | 0 | 0 | 0 | 0 | 0 | 0 | 0 | 0 | 1 |  | 1 | 19 | 1 | 19
| 442 | 19 | 1 | 19 | 10 | 0 | 0 | 1 | 0 | 0 | 0 | 0 | 0 | 0 | 0 | 0 | 1 |  | 1 | 19 | 1 | 19
| 443 | 19 | 1 | 19 | 11 | 0 | 0 | 1 | 0 | 0 | 0 | 0 | 0 | 0 | 0 | 0 | 1 |  | 1 | 19 | 1 | 19
| 444 | 19 | 1 | 19 | 12 | 0 | 0 | 1 | 0 | 0 | 0 | 0 | 0 | 0 | 0 | 0 | 1 |  | 1 | 19 | 1 | 19
| 445 | 19 | 1 | 19 | 13 | 0 | 0 | 1 | 0 | 0 | 0 | 0 | 0 | 0 | 0 | 0 | 1 |  | 1 | 19 | 1 | 19
| 446 | 19 | 1 | 19 | 14 | 0 | 0 | 1 | 0 | 0 | 0 | 0 | 0 | 0 | 0 | 0 | 1 |  | 1 | 19 | 1 | 19
| 447 | 19 | 1 | 19 | 15 | 0 | 0 | 1 | 0 | 0 | 0 | 0 | 0 | 0 | 0 | 0 | 1 |  | 1 | 19 | 1 | 19
| 448 | 19 | 1 | 19 | 16 | 0 | 0 | 1 | 0 | 0 | 0 | 0 | 0 | 0 | 0 | 0 | 1 |  | 1 | 19 | 1 | 19
| 449 | 19 | 1 | 19 | 17 | 0 | 0 | 1 | 0 | 0 | 0 | 0 | 0 | 0 | 0 | 0 | 1 |  | 1 | 19 | 1 | 19
| 450 | 19 | 1 | 19 | 18 | 0 | 0 | 1 | 0 | 0 | 0 | 0 | 0 | 0 | 0 | 0 | 1 |  | 1 | 19 | 1 | 19
| 451 | 19 | 1 | 19 | 19 | 0 | 0 | 1 | 0 | 0 | 0 | 0 | 0 | 0 | 0 | 0 | 1 |  | 1 | 19 | 1 | 19
| 452 | 19 | 1 | 19 | 20 | 0 | 0 | 1 | 0 | 0 | 0 | 0 | 0 | 0 | 0 | 0 | 1 |  | 1 | 19 | 1 | 19
| 453 | 19 | 1 | 19 | 21 | 0 | 0 | 1 | 0 | 0 | 0 | 0 | 0 | 0 | 0 | 0 | 1 |  | 1 | 19 | 1 | 19
| 454 | 19 | 1 | 19 | 22 | 0 | 0 | 1 | 0 | 0 | 0 | 0 | 0 | 0 | 0 | 0 | 1 |  | 1 | 19 | 1 | 19
| 455 | 19 | 1 | 19 | 23 | 0 | 0 | 1 | 0 | 0 | 0 | 0 | 0 | 0 | 0 | 0 | 1 |  | 1 | 19 | 1 | 19
| 456 | 19 | 1 | 19 | 24 | 0 | 0 | 1 | 0 | 0 | 0 | 0 | 0 | 0 | 0 | 0 | 1 |  | 1 | 19 | 1 | 19
| 457 | 20 | 1 | 20 | 1 | 0 | 0 | 1 | 0 | 0 | 0 | 0 | 0 | 0 | 0 | 0 | 1 |  | 1 | 20 | 1 | 20
| 458 | 20 | 1 | 20 | 2 | 0 | 0 | 1 | 0 | 0 | 0 | 0 | 0 | 0 | 0 | 0 | 1 |  | 1 | 20 | 1 | 20
| 459 | 20 | 1 | 20 | 3 | 0 | 0 | 1 | 0 | 0 | 0 | 0 | 0 | 0 | 0 | 0 | 1 |  | 1 | 20 | 1 | 20
| 460 | 20 | 1 | 20 | 4 | 0 | 0 | 1 | 0 | 0 | 0 | 0 | 0 | 0 | 0 | 0 | 1 |  | 1 | 20 | 1 | 20
| 461 | 20 | 1 | 20 | 5 | 0 | 0 | 1 | 0 | 0 | 0 | 0 | 0 | 0 | 0 | 0 | 1 |  | 1 | 20 | 1 | 20
| 462 | 20 | 1 | 20 | 6 | 0 | 0 | 1 | 0 | 0 | 0 | 0 | 0 | 0 | 0 | 0 | 1 |  | 1 | 20 | 1 | 20
| 463 | 20 | 1 | 20 | 7 | 0 | 0 | 1 | 0 | 0 | 0 | 0 | 0 | 0 | 0 | 0 | 1 |  | 1 | 20 | 1 | 20
| 464 | 20 | 1 | 20 | 8 | 0 | 0 | 1 | 0 | 0 | 0 | 0 | 0 | 0 | 0 | 0 | 1 |  | 1 | 20 | 1 | 20
| 465 | 20 | 1 | 20 | 9 | 0 | 0 | 1 | 0 | 0 | 0 | 0 | 0 | 0 | 0 | 0 | 1 |  | 1 | 20 | 1 | 20
| 466 | 20 | 1 | 20 | 10 | 0 | 0 | 1 | 0 | 0 | 0 | 0 | 0 | 0 | 0 | 0 | 1 |  | 1 | 20 | 1 | 20
| 467 | 20 | 1 | 20 | 11 | 0 | 0 | 1 | 0 | 0 | 0 | 0 | 0 | 0 | 0 | 0 | 1 |  | 1 | 20 | 1 | 20
| 468 | 20 | 1 | 20 | 12 | 0 | 0 | 1 | 0 | 0 | 0 | 0 | 0 | 0 | 0 | 0 | 1 |  | 1 | 20 | 1 | 20
| 469 | 20 | 1 | 20 | 13 | 0 | 0 | 1 | 0 | 0 | 0 | 0 | 0 | 0 | 0 | 0 | 1 |  | 1 | 20 | 1 | 20
| 470 | 20 | 1 | 20 | 14 | 0 | 0 | 1 | 0 | 0 | 0 | 0 | 0 | 0 | 0 | 0 | 1 |  | 1 | 20 | 1 | 20
| 471 | 20 | 1 | 20 | 15 | 0 | 0 | 1 | 0 | 0 | 0 | 0 | 0 | 0 | 0 | 0 | 1 |  | 1 | 20 | 1 | 20
| 472 | 20 | 1 | 20 | 16 | 0 | 0 | 1 | 0 | 0 | 0 | 0 | 0 | 0 | 0 | 0 | 1 |  | 1 | 20 | 1 | 20
| 473 | 20 | 1 | 20 | 17 | 0 | 0 | 1 | 0 | 0 | 0 | 0 | 0 | 0 | 0 | 0 | 1 |  | 1 | 20 | 1 | 20
| 474 | 20 | 1 | 20 | 18 | 0 | 0 | 1 | 0 | 0 | 0 | 0 | 0 | 0 | 0 | 0 | 1 |  | 1 | 20 | 1 | 20
| 475 | 20 | 1 | 20 | 19 | 0 | 0 | 1 | 0 | 0 | 0 | 0 | 0 | 0 | 0 | 0 | 1 |  | 1 | 20 | 1 | 20
| 476 | 20 | 1 | 20 | 20 | 0 | 0 | 1 | 0 | 0 | 0 | 0 | 0 | 0 | 0 | 0 | 1 |  | 1 | 20 | 1 | 20
| 477 | 20 | 1 | 20 | 21 | 0 | 0 | 1 | 0 | 0 | 0 | 0 | 0 | 0 | 0 | 0 | 1 |  | 1 | 20 | 1 | 20
| 478 | 20 | 1 | 20 | 22 | 0 | 0 | 1 | 0 | 0 | 0 | 0 | 0 | 0 | 0 | 0 | 1 |  | 1 | 20 | 1 | 20
| 479 | 20 | 1 | 20 | 23 | 0 | 0 | 1 | 0 | 0 | 0 | 0 | 0 | 0 | 0 | 0 | 1 |  | 1 | 20 | 1 | 20
| 480 | 20 | 1 | 20 | 24 | 0 | 0 | 1 | 0 | 0 | 0 | 0 | 0 | 0 | 0 | 0 | 1 |  | 1 | 20 | 1 | 20
| 481 | 21 | 1 | 21 | 1 | 0 | 0 | 1 | 0 | 0 | 0 | 0 | 0 | 0 | 0 | 0 | 1 |  | 1 | 21 | 1 | 21
| 482 | 21 | 1 | 21 | 2 | 0 | 0 | 1 | 0 | 0 | 0 | 0 | 0 | 0 | 0 | 0 | 1 |  | 1 | 21 | 1 | 21
| 483 | 21 | 1 | 21 | 3 | 0 | 0 | 1 | 0 | 0 | 0 | 0 | 0 | 0 | 0 | 0 | 1 |  | 1 | 21 | 1 | 21
| 484 | 21 | 1 | 21 | 4 | 0 | 0 | 1 | 0 | 0 | 0 | 0 | 0 | 0 | 0 | 0 | 1 |  | 1 | 21 | 1 | 21
| 485 | 21 | 1 | 21 | 5 | 0 | 0 | 1 | 0 | 0 | 0 | 0 | 0 | 0 | 0 | 0 | 1 |  | 1 | 21 | 1 | 21
| 486 | 21 | 1 | 21 | 6 | 0 | 0 | 1 | 0 | 0 | 0 | 0 | 0 | 0 | 0 | 0 | 1 |  | 1 | 21 | 1 | 21
| 487 | 21 | 1 | 21 | 7 | 0 | 0 | 1 | 0 | 0 | 0 | 0 | 0 | 0 | 0 | 0 | 1 |  | 1 | 21 | 1 | 21
| 488 | 21 | 1 | 21 | 8 | 0 | 0 | 1 | 0 | 0 | 0 | 0 | 0 | 0 | 0 | 0 | 1 |  | 1 | 21 | 1 | 21
| 489 | 21 | 1 | 21 | 9 | 0 | 0 | 1 | 0 | 0 | 0 | 0 | 0 | 0 | 0 | 0 | 1 |  | 1 | 21 | 1 | 21
| 490 | 21 | 1 | 21 | 10 | 0 | 0 | 1 | 0 | 0 | 0 | 0 | 0 | 0 | 0 | 0 | 1 |  | 1 | 21 | 1 | 21
| 491 | 21 | 1 | 21 | 11 | 0 | 0 | 1 | 0 | 0 | 0 | 0 | 0 | 0 | 0 | 0 | 1 |  | 1 | 21 | 1 | 21
| 492 | 21 | 1 | 21 | 12 | 0 | 0 | 1 | 0 | 0 | 0 | 0 | 0 | 0 | 0 | 0 | 1 |  | 1 | 21 | 1 | 21
| 493 | 21 | 1 | 21 | 13 | 0 | 0 | 1 | 0 | 0 | 0 | 0 | 0 | 0 | 0 | 0 | 1 |  | 1 | 21 | 1 | 21
| 494 | 21 | 1 | 21 | 14 | 0 | 0 | 1 | 0 | 0 | 0 | 0 | 0 | 0 | 0 | 0 | 1 |  | 1 | 21 | 1 | 21
| 495 | 21 | 1 | 21 | 15 | 0 | 0 | 1 | 0 | 0 | 0 | 0 | 0 | 0 | 0 | 0 | 1 |  | 1 | 21 | 1 | 21
| 496 | 21 | 1 | 21 | 16 | 0 | 0 | 1 | 0 | 0 | 0 | 0 | 0 | 0 | 0 | 0 | 1 |  | 1 | 21 | 1 | 21
| 497 | 21 | 1 | 21 | 17 | 0 | 0 | 1 | 0 | 0 | 0 | 0 | 0 | 0 | 0 | 0 | 1 |  | 1 | 21 | 1 | 21
| 498 | 21 | 1 | 21 | 18 | 0 | 0 | 1 | 0 | 0 | 0 | 0 | 0 | 0 | 0 | 0 | 1 |  | 1 | 21 | 1 | 21
| 499 | 21 | 1 | 21 | 19 | 0 | 0 | 1 | 0 | 0 | 0 | 0 | 0 | 0 | 0 | 0 | 1 |  | 1 | 21 | 1 | 21
| 500 | 21 | 1 | 21 | 20 | 0 | 0 | 1 | 0 | 0 | 0 | 0 | 0 | 0 | 0 | 0 | 1 |  | 1 | 21 | 1 | 21
| 501 | 21 | 1 | 21 | 21 | 0 | 0 | 1 | 0 | 0 | 0 | 0 | 0 | 0 | 0 | 0 | 1 |  | 1 | 21 | 1 | 21
| 502 | 21 | 1 | 21 | 22 | 0 | 0 | 1 | 0 | 0 | 0 | 0 | 0 | 0 | 0 | 0 | 1 |  | 1 | 21 | 1 | 21
| 503 | 21 | 1 | 21 | 23 | 0 | 0 | 1 | 0 | 0 | 0 | 0 | 0 | 0 | 0 | 0 | 1 |  | 1 | 21 | 1 | 21
| 504 | 21 | 1 | 21 | 24 | 0 | 0 | 1 | 0 | 0 | 0 | 0 | 0 | 0 | 0 | 0 | 1 |  | 1 | 21 | 1 | 21
| 505 | 22 | 1 | 22 | 1 | 0 | 0 | 0 | 0 | 0 | 0 | 0 | 0 | 0 | 0 | 0 | 1 |  | 1 | 22 | 1 | 22
| 506 | 22 | 1 | 22 | 2 | 0 | 0 | 0 | 0 | 0 | 0 | 0 | 0 | 0 | 0 | 0 | 1 |  | 1 | 22 | 1 | 22
| 507 | 22 | 1 | 22 | 3 | 0 | 0 | 0 | 0 | 0 | 0 | 0 | 0 | 0 | 0 | 0 | 1 |  | 1 | 22 | 1 | 22
| 508 | 22 | 1 | 22 | 4 | 0 | 0 | 0 | 0 | 0 | 0 | 0 | 0 | 0 | 0 | 0 | 1 |  | 1 | 22 | 1 | 22
| 509 | 22 | 1 | 22 | 5 | 0 | 0 | 0 | 0 | 0 | 0 | 0 | 0 | 0 | 0 | 0 | 1 |  | 1 | 22 | 1 | 22
| 510 | 22 | 1 | 22 | 6 | 0 | 0 | 0 | 0 | 0 | 0 | 0 | 0 | 0 | 0 | 0 | 1 |  | 1 | 22 | 1 | 22
| 511 | 22 | 1 | 22 | 7 | 0 | 0 | 0 | 0 | 0 | 0 | 0 | 0 | 0 | 0 | 0 | 1 |  | 1 | 22 | 1 | 22
| 512 | 22 | 1 | 22 | 8 | 0 | 0 | 0 | 0 | 0 | 0 | 0 | 0 | 0 | 0 | 0 | 1 |  | 1 | 22 | 1 | 22
| 513 | 22 | 1 | 22 | 9 | 0 | 0 | 0 | 0 | 0 | 0 | 0 | 0 | 0 | 0 | 0 | 1 |  | 1 | 22 | 1 | 22
| 514 | 22 | 1 | 22 | 10 | 0 | 0 | 0 | 0 | 0 | 0 | 0 | 0 | 0 | 0 | 0 | 1 |  | 1 | 22 | 1 | 22
| 515 | 22 | 1 | 22 | 11 | 0 | 0 | 0 | 0 | 0 | 0 | 0 | 0 | 0 | 0 | 0 | 1 |  | 1 | 22 | 1 | 22
| 516 | 22 | 1 | 22 | 12 | 0 | 0 | 0 | 0 | 0 | 0 | 0 | 0 | 0 | 0 | 0 | 1 |  | 1 | 22 | 1 | 22
| 517 | 22 | 1 | 22 | 13 | 0 | 0 | 0 | 0 | 0 | 0 | 0 | 0 | 0 | 0 | 0 | 1 |  | 1 | 22 | 1 | 22
| 518 | 22 | 1 | 22 | 14 | 0 | 0 | 0 | 0 | 0 | 0 | 0 | 0 | 0 | 0 | 0 | 1 |  | 1 | 22 | 1 | 22
| 519 | 22 | 1 | 22 | 15 | 0 | 0 | 0 | 0 | 0 | 0 | 0 | 0 | 0 | 0 | 0 | 1 |  | 1 | 22 | 1 | 22
| 520 | 22 | 1 | 22 | 16 | 0 | 0 | 0 | 0 | 0 | 0 | 0 | 0 | 0 | 0 | 0 | 1 |  | 1 | 22 | 1 | 22
| 521 | 22 | 1 | 22 | 17 | 0 | 0 | 0 | 0 | 0 | 0 | 0 | 0 | 0 | 0 | 0 | 1 |  | 1 | 22 | 1 | 22
| 522 | 22 | 1 | 22 | 18 | 0 | 0 | 0 | 0 | 0 | 0 | 0 | 0 | 0 | 0 | 0 | 1 |  | 1 | 22 | 1 | 22
| 523 | 22 | 1 | 22 | 19 | 0 | 0 | 0 | 0 | 0 | 0 | 0 | 0 | 0 | 0 | 0 | 1 |  | 1 | 22 | 1 | 22
| 524 | 22 | 1 | 22 | 20 | 0 | 0 | 0 | 0 | 0 | 0 | 0 | 0 | 0 | 0 | 0 | 1 |  | 1 | 22 | 1 | 22
| 525 | 22 | 1 | 22 | 21 | 0 | 0 | 0 | 0 | 0 | 0 | 0 | 0 | 0 | 0 | 0 | 1 |  | 1 | 22 | 1 | 22
| 526 | 22 | 1 | 22 | 22 | 0 | 0 | 0 | 0 | 0 | 0 | 0 | 0 | 0 | 0 | 0 | 1 |  | 1 | 22 | 1 | 22
| 527 | 22 | 1 | 22 | 23 | 0 | 0 | 0 | 0 | 0 | 0 | 0 | 0 | 0 | 0 | 0 | 1 |  | 1 | 22 | 1 | 22
| 528 | 22 | 1 | 22 | 24 | 0 | 0 | 0 | 0 | 0 | 0 | 0 | 0 | 0 | 0 | 0 | 1 |  | 1 | 22 | 1 | 22
| 529 | 23 | 1 | 23 | 1 | 0 | 0 | 0 | 0 | 0 | 0 | 0 | 0 | 0 | 0 | 0 | 1 |  | 1 | 23 | 1 | 23
| 530 | 23 | 1 | 23 | 2 | 0 | 0 | 0 | 0 | 0 | 0 | 0 | 0 | 0 | 0 | 0 | 1 |  | 1 | 23 | 1 | 23
| 531 | 23 | 1 | 23 | 3 | 0 | 0 | 0 | 0 | 0 | 0 | 0 | 0 | 0 | 0 | 0 | 1 |  | 1 | 23 | 1 | 23
| 532 | 23 | 1 | 23 | 4 | 0 | 0 | 0 | 0 | 0 | 0 | 0 | 0 | 0 | 0 | 0 | 1 |  | 1 | 23 | 1 | 23
| 533 | 23 | 1 | 23 | 5 | 0 | 0 | 0 | 0 | 0 | 0 | 0 | 0 | 0 | 0 | 0 | 1 |  | 1 | 23 | 1 | 23
| 534 | 23 | 1 | 23 | 6 | 0 | 0 | 0 | 0 | 0 | 0 | 0 | 0 | 0 | 0 | 0 | 1 |  | 1 | 23 | 1 | 23
| 535 | 23 | 1 | 23 | 7 | 0 | 0 | 0 | 0 | 0 | 0 | 0 | 0 | 0 | 0 | 0 | 1 |  | 1 | 23 | 1 | 23
| 536 | 23 | 1 | 23 | 8 | 0 | 0 | 0 | 0 | 0 | 0 | 0 | 0 | 0 | 0 | 0 | 1 |  | 1 | 23 | 1 | 23
| 537 | 23 | 1 | 23 | 9 | 0 | 0 | 0 | 0 | 0 | 0 | 0 | 0 | 0 | 0 | 0 | 1 |  | 1 | 23 | 1 | 23
| 538 | 23 | 1 | 23 | 10 | 0 | 0 | 0 | 0 | 0 | 0 | 0 | 0 | 0 | 0 | 0 | 1 |  | 1 | 23 | 1 | 23
| 539 | 23 | 1 | 23 | 11 | 0 | 0 | 0 | 0 | 0 | 0 | 0 | 0 | 0 | 0 | 0 | 1 |  | 1 | 23 | 1 | 23
| 540 | 23 | 1 | 23 | 12 | 0 | 0 | 0 | 0 | 0 | 0 | 0 | 0 | 0 | 0 | 0 | 1 |  | 1 | 23 | 1 | 23
| 541 | 23 | 1 | 23 | 13 | 0 | 0 | 0 | 0 | 0 | 0 | 0 | 0 | 0 | 0 | 0 | 1 |  | 1 | 23 | 1 | 23
| 542 | 23 | 1 | 23 | 14 | 0 | 0 | 0 | 0 | 0 | 0 | 0 | 0 | 0 | 0 | 0 | 1 |  | 1 | 23 | 1 | 23
| 543 | 23 | 1 | 23 | 15 | 0 | 0 | 0 | 0 | 0 | 0 | 0 | 0 | 0 | 0 | 0 | 1 |  | 1 | 23 | 1 | 23
| 544 | 23 | 1 | 23 | 16 | 0 | 0 | 0 | 0 | 0 | 0 | 0 | 0 | 0 | 0 | 0 | 1 |  | 1 | 23 | 1 | 23
| 545 | 23 | 1 | 23 | 17 | 0 | 0 | 0 | 0 | 0 | 0 | 0 | 0 | 0 | 0 | 0 | 1 |  | 1 | 23 | 1 | 23
| 546 | 23 | 1 | 23 | 18 | 0 | 0 | 0 | 0 | 0 | 0 | 0 | 0 | 0 | 0 | 0 | 1 |  | 1 | 23 | 1 | 23
| 547 | 23 | 1 | 23 | 19 | 0 | 0 | 0 | 0 | 0 | 0 | 0 | 0 | 0 | 0 | 0 | 1 |  | 1 | 23 | 1 | 23
| 548 | 23 | 1 | 23 | 20 | 0 | 0 | 0 | 0 | 0 | 0 | 0 | 0 | 0 | 0 | 0 | 1 |  | 1 | 23 | 1 | 23
| 549 | 23 | 1 | 23 | 21 | 0 | 0 | 0 | 0 | 0 | 0 | 0 | 0 | 0 | 0 | 0 | 1 |  | 1 | 23 | 1 | 23
| 550 | 23 | 1 | 23 | 22 | 0 | 0 | 0 | 0 | 0 | 0 | 0 | 0 | 0 | 0 | 0 | 1 |  | 1 | 23 | 1 | 23
| 551 | 23 | 1 | 23 | 23 | 0 | 0 | 0 | 0 | 0 | 0 | 0 | 0 | 0 | 0 | 0 | 1 |  | 1 | 23 | 1 | 23
| 552 | 23 | 1 | 23 | 24 | 0 | 0 | 0 | 0 | 0 | 0 | 0 | 0 | 0 | 0 | 0 | 1 |  | 1 | 23 | 1 | 23
| 553 | 24 | 1 | 24 | 1 | 0 | 0 | 1 | 0 | 0 | 0 | 0 | 0 | 0 | 0 | 0 | 1 |  | 1 | 24 | 1 | 24
| 554 | 24 | 1 | 24 | 2 | 0 | 0 | 1 | 0 | 0 | 0 | 0 | 0 | 0 | 0 | 0 | 1 |  | 1 | 24 | 1 | 24
| 555 | 24 | 1 | 24 | 3 | 0 | 0 | 1 | 0 | 0 | 0 | 0 | 0 | 0 | 0 | 0 | 1 |  | 1 | 24 | 1 | 24
| 556 | 24 | 1 | 24 | 4 | 0 | 0 | 1 | 0 | 0 | 0 | 0 | 0 | 0 | 0 | 0 | 1 |  | 1 | 24 | 1 | 24
| 557 | 24 | 1 | 24 | 5 | 0 | 0 | 1 | 0 | 0 | 0 | 0 | 0 | 0 | 0 | 0 | 1 |  | 1 | 24 | 1 | 24
| 558 | 24 | 1 | 24 | 6 | 0 | 0 | 1 | 0 | 0 | 0 | 0 | 0 | 0 | 0 | 0 | 1 |  | 1 | 24 | 1 | 24
| 559 | 24 | 1 | 24 | 7 | 0 | 0 | 1 | 0 | 0 | 0 | 0 | 0 | 0 | 0 | 0 | 1 |  | 1 | 24 | 1 | 24
| 560 | 24 | 1 | 24 | 8 | 0 | 0 | 1 | 0 | 0 | 0 | 0 | 0 | 0 | 0 | 0 | 1 |  | 1 | 24 | 1 | 24
| 561 | 24 | 1 | 24 | 9 | 0 | 0 | 1 | 0 | 0 | 0 | 0 | 0 | 0 | 0 | 0 | 1 |  | 1 | 24 | 1 | 24
| 562 | 24 | 1 | 24 | 10 | 0 | 0 | 1 | 0 | 0 | 0 | 0 | 0 | 0 | 0 | 0 | 1 |  | 1 | 24 | 1 | 24
| 563 | 24 | 1 | 24 | 11 | 0 | 0 | 1 | 0 | 0 | 0 | 0 | 0 | 0 | 0 | 0 | 1 |  | 1 | 24 | 1 | 24
| 564 | 24 | 1 | 24 | 12 | 0 | 0 | 1 | 0 | 0 | 0 | 0 | 0 | 0 | 0 | 0 | 1 |  | 1 | 24 | 1 | 24
| 565 | 24 | 1 | 24 | 13 | 0 | 0 | 1 | 0 | 0 | 0 | 0 | 0 | 0 | 0 | 0 | 1 |  | 1 | 24 | 1 | 24
| 566 | 24 | 1 | 24 | 14 | 0 | 0 | 1 | 0 | 0 | 0 | 0 | 0 | 0 | 0 | 0 | 1 |  | 1 | 24 | 1 | 24
| 567 | 24 | 1 | 24 | 15 | 0 | 0 | 1 | 0 | 0 | 0 | 0 | 0 | 0 | 0 | 0 | 1 |  | 1 | 24 | 1 | 24
| 568 | 24 | 1 | 24 | 16 | 0 | 0 | 1 | 0 | 0 | 0 | 0 | 0 | 0 | 0 | 0 | 1 |  | 1 | 24 | 1 | 24
| 569 | 24 | 1 | 24 | 17 | 0 | 0 | 1 | 0 | 0 | 0 | 0 | 0 | 0 | 0 | 0 | 1 |  | 1 | 24 | 1 | 24
| 570 | 24 | 1 | 24 | 18 | 0 | 0 | 1 | 0 | 0 | 0 | 0 | 0 | 0 | 0 | 0 | 1 |  | 1 | 24 | 1 | 24
| 571 | 24 | 1 | 24 | 19 | 0 | 0 | 1 | 0 | 0 | 0 | 0 | 0 | 0 | 0 | 0 | 1 |  | 1 | 24 | 1 | 24
| 572 | 24 | 1 | 24 | 20 | 0 | 0 | 1 | 0 | 0 | 0 | 0 | 0 | 0 | 0 | 0 | 1 |  | 1 | 24 | 1 | 24
| 573 | 24 | 1 | 24 | 21 | 0 | 0 | 1 | 0 | 0 | 0 | 0 | 0 | 0 | 0 | 0 | 1 |  | 1 | 24 | 1 | 24
| 574 | 24 | 1 | 24 | 22 | 0 | 0 | 1 | 0 | 0 | 0 | 0 | 0 | 0 | 0 | 0 | 1 |  | 1 | 24 | 1 | 24
| 575 | 24 | 1 | 24 | 23 | 0 | 0 | 1 | 0 | 0 | 0 | 0 | 0 | 0 | 0 | 0 | 1 |  | 1 | 24 | 1 | 24
| 576 | 24 | 1 | 24 | 24 | 0 | 0 | 1 | 0 | 0 | 0 | 0 | 0 | 0 | 0 | 0 | 1 |  | 1 | 24 | 1 | 24
| 577 | 25 | 1 | 25 | 1 | 0 | 0 | 1 | 0 | 0 | 0 | 0 | 0 | 0 | 0 | 0 | 1 |  | 1 | 25 | 1 | 25
| 578 | 25 | 1 | 25 | 2 | 0 | 0 | 1 | 0 | 0 | 0 | 0 | 0 | 0 | 0 | 0 | 1 |  | 1 | 25 | 1 | 25
| 579 | 25 | 1 | 25 | 3 | 0 | 0 | 1 | 0 | 0 | 0 | 0 | 0 | 0 | 0 | 0 | 1 |  | 1 | 25 | 1 | 25
| 580 | 25 | 1 | 25 | 4 | 0 | 0 | 1 | 0 | 0 | 0 | 0 | 0 | 0 | 0 | 0 | 1 |  | 1 | 25 | 1 | 25
| 581 | 25 | 1 | 25 | 5 | 0 | 0 | 1 | 0 | 0 | 0 | 0 | 0 | 0 | 0 | 0 | 1 |  | 1 | 25 | 1 | 25
| 582 | 25 | 1 | 25 | 6 | 0 | 0 | 1 | 0 | 0 | 0 | 0 | 0 | 0 | 0 | 0 | 1 |  | 1 | 25 | 1 | 25
| 583 | 25 | 1 | 25 | 7 | 0 | 0 | 1 | 0 | 0 | 0 | 0 | 0 | 0 | 0 | 0 | 1 |  | 1 | 25 | 1 | 25
| 584 | 25 | 1 | 25 | 8 | 0 | 0 | 1 | 0 | 0 | 0 | 0 | 0 | 0 | 0 | 0 | 1 |  | 1 | 25 | 1 | 25
| 585 | 25 | 1 | 25 | 9 | 0 | 0 | 1 | 0 | 0 | 0 | 0 | 0 | 0 | 0 | 0 | 1 |  | 1 | 25 | 1 | 25
| 586 | 25 | 1 | 25 | 10 | 0 | 0 | 1 | 0 | 0 | 0 | 0 | 0 | 0 | 0 | 0 | 1 |  | 1 | 25 | 1 | 25
| 587 | 25 | 1 | 25 | 11 | 0 | 0 | 1 | 0 | 0 | 0 | 0 | 0 | 0 | 0 | 0 | 1 |  | 1 | 25 | 1 | 25
| 588 | 25 | 1 | 25 | 12 | 0 | 0 | 1 | 0 | 0 | 0 | 0 | 0 | 0 | 0 | 0 | 1 |  | 1 | 25 | 1 | 25
| 589 | 25 | 1 | 25 | 13 | 0 | 0 | 1 | 0 | 0 | 0 | 0 | 0 | 0 | 0 | 0 | 1 |  | 1 | 25 | 1 | 25
| 590 | 25 | 1 | 25 | 14 | 0 | 0 | 1 | 0 | 0 | 0 | 0 | 0 | 0 | 0 | 0 | 1 |  | 1 | 25 | 1 | 25
| 591 | 25 | 1 | 25 | 15 | 0 | 0 | 1 | 0 | 0 | 0 | 0 | 0 | 0 | 0 | 0 | 1 |  | 1 | 25 | 1 | 25
| 592 | 25 | 1 | 25 | 16 | 0 | 0 | 1 | 0 | 0 | 0 | 0 | 0 | 0 | 0 | 0 | 1 |  | 1 | 25 | 1 | 25
| 593 | 25 | 1 | 25 | 17 | 0 | 0 | 1 | 0 | 0 | 0 | 0 | 0 | 0 | 0 | 0 | 1 |  | 1 | 25 | 1 | 25
| 594 | 25 | 1 | 25 | 18 | 0 | 0 | 1 | 0 | 0 | 0 | 0 | 0 | 0 | 0 | 0 | 1 |  | 1 | 25 | 1 | 25
| 595 | 25 | 1 | 25 | 19 | 0 | 0 | 1 | 0 | 0 | 0 | 0 | 0 | 0 | 0 | 0 | 1 |  | 1 | 25 | 1 | 25
| 596 | 25 | 1 | 25 | 20 | 0 | 0 | 1 | 0 | 0 | 0 | 0 | 0 | 0 | 0 | 0 | 1 |  | 1 | 25 | 1 | 25
| 597 | 25 | 1 | 25 | 21 | 0 | 0 | 1 | 0 | 0 | 0 | 0 | 0 | 0 | 0 | 0 | 1 |  | 1 | 25 | 1 | 25
| 598 | 25 | 1 | 25 | 22 | 0 | 0 | 1 | 0 | 0 | 0 | 0 | 0 | 0 | 0 | 0 | 1 |  | 1 | 25 | 1 | 25
| 599 | 25 | 1 | 25 | 23 | 0 | 0 | 1 | 0 | 0 | 0 | 0 | 0 | 0 | 0 | 0 | 1 |  | 1 | 25 | 1 | 25
| 600 | 25 | 1 | 25 | 24 | 0 | 0 | 1 | 0 | 0 | 0 | 0 | 0 | 0 | 0 | 0 | 1 |  | 1 | 25 | 1 | 25
| 601 | 26 | 1 | 26 | 1 | 0 | 0 | 1 | 0 | 0 | 0 | 0 | 0 | 0 | 0 | 0 | 1 |  | 1 | 26 | 1 | 26
| 602 | 26 | 1 | 26 | 2 | 0 | 0 | 1 | 0 | 0 | 0 | 0 | 0 | 0 | 0 | 0 | 1 |  | 1 | 26 | 1 | 26
| 603 | 26 | 1 | 26 | 3 | 0 | 0 | 1 | 0 | 0 | 0 | 0 | 0 | 0 | 0 | 0 | 1 |  | 1 | 26 | 1 | 26
| 604 | 26 | 1 | 26 | 4 | 0 | 0 | 1 | 0 | 0 | 0 | 0 | 0 | 0 | 0 | 0 | 1 |  | 1 | 26 | 1 | 26
| 605 | 26 | 1 | 26 | 5 | 0 | 0 | 1 | 0 | 0 | 0 | 0 | 0 | 0 | 0 | 0 | 1 |  | 1 | 26 | 1 | 26
| 606 | 26 | 1 | 26 | 6 | 0 | 0 | 1 | 0 | 0 | 0 | 0 | 0 | 0 | 0 | 0 | 1 |  | 1 | 26 | 1 | 26
| 607 | 26 | 1 | 26 | 7 | 0 | 0 | 1 | 0 | 0 | 0 | 0 | 0 | 0 | 0 | 0 | 1 |  | 1 | 26 | 1 | 26
| 608 | 26 | 1 | 26 | 8 | 0 | 0 | 1 | 0 | 0 | 0 | 0 | 0 | 0 | 0 | 0 | 1 |  | 1 | 26 | 1 | 26
| 609 | 26 | 1 | 26 | 9 | 0 | 0 | 1 | 0 | 0 | 0 | 0 | 0 | 0 | 0 | 0 | 1 |  | 1 | 26 | 1 | 26
| 610 | 26 | 1 | 26 | 10 | 0 | 0 | 1 | 0 | 0 | 0 | 0 | 0 | 0 | 0 | 0 | 1 |  | 1 | 26 | 1 | 26
| 611 | 26 | 1 | 26 | 11 | 0 | 0 | 1 | 0 | 0 | 0 | 0 | 0 | 0 | 0 | 0 | 1 |  | 1 | 26 | 1 | 26
| 612 | 26 | 1 | 26 | 12 | 0 | 0 | 1 | 0 | 0 | 0 | 0 | 0 | 0 | 0 | 0 | 1 |  | 1 | 26 | 1 | 26
| 613 | 26 | 1 | 26 | 13 | 0 | 0 | 1 | 0 | 0 | 0 | 0 | 0 | 0 | 0 | 0 | 1 |  | 1 | 26 | 1 | 26
| 614 | 26 | 1 | 26 | 14 | 0 | 0 | 1 | 0 | 0 | 0 | 0 | 0 | 0 | 0 | 0 | 1 |  | 1 | 26 | 1 | 26
| 615 | 26 | 1 | 26 | 15 | 0 | 0 | 1 | 0 | 0 | 0 | 0 | 0 | 0 | 0 | 0 | 1 |  | 1 | 26 | 1 | 26
| 616 | 26 | 1 | 26 | 16 | 0 | 0 | 1 | 0 | 0 | 0 | 0 | 0 | 0 | 0 | 0 | 1 |  | 1 | 26 | 1 | 26
| 617 | 26 | 1 | 26 | 17 | 0 | 0 | 1 | 0 | 0 | 0 | 0 | 0 | 0 | 0 | 0 | 1 |  | 1 | 26 | 1 | 26
| 618 | 26 | 1 | 26 | 18 | 0 | 0 | 1 | 0 | 0 | 0 | 0 | 0 | 0 | 0 | 0 | 1 |  | 1 | 26 | 1 | 26
| 619 | 26 | 1 | 26 | 19 | 0 | 0 | 1 | 0 | 0 | 0 | 0 | 0 | 0 | 0 | 0 | 1 |  | 1 | 26 | 1 | 26
| 620 | 26 | 1 | 26 | 20 | 0 | 0 | 1 | 0 | 0 | 0 | 0 | 0 | 0 | 0 | 0 | 1 |  | 1 | 26 | 1 | 26
| 621 | 26 | 1 | 26 | 21 | 0 | 0 | 1 | 0 | 0 | 0 | 0 | 0 | 0 | 0 | 0 | 1 |  | 1 | 26 | 1 | 26
| 622 | 26 | 1 | 26 | 22 | 0 | 0 | 1 | 0 | 0 | 0 | 0 | 0 | 0 | 0 | 0 | 1 |  | 1 | 26 | 1 | 26
| 623 | 26 | 1 | 26 | 23 | 0 | 0 | 1 | 0 | 0 | 0 | 0 | 0 | 0 | 0 | 0 | 1 |  | 1 | 26 | 1 | 26
| 624 | 26 | 1 | 26 | 24 | 0 | 0 | 1 | 0 | 0 | 0 | 0 | 0 | 0 | 0 | 0 | 1 |  | 1 | 26 | 1 | 26
| 625 | 27 | 1 | 27 | 1 | 0 | 0 | 1 | 0 | 0 | 0 | 0 | 0 | 0 | 0 | 0 | 1 |  | 1 | 27 | 1 | 27
| 626 | 27 | 1 | 27 | 2 | 0 | 0 | 1 | 0 | 0 | 0 | 0 | 0 | 0 | 0 | 0 | 1 |  | 1 | 27 | 1 | 27
| 627 | 27 | 1 | 27 | 3 | 0 | 0 | 1 | 0 | 0 | 0 | 0 | 0 | 0 | 0 | 0 | 1 |  | 1 | 27 | 1 | 27
| 628 | 27 | 1 | 27 | 4 | 0 | 0 | 1 | 0 | 0 | 0 | 0 | 0 | 0 | 0 | 0 | 1 |  | 1 | 27 | 1 | 27
| 629 | 27 | 1 | 27 | 5 | 0 | 0 | 1 | 0 | 0 | 0 | 0 | 0 | 0 | 0 | 0 | 1 |  | 1 | 27 | 1 | 27
| 630 | 27 | 1 | 27 | 6 | 0 | 0 | 1 | 0 | 0 | 0 | 0 | 0 | 0 | 0 | 0 | 1 |  | 1 | 27 | 1 | 27
| 631 | 27 | 1 | 27 | 7 | 0 | 0 | 1 | 0 | 0 | 0 | 0 | 0 | 0 | 0 | 0 | 1 |  | 1 | 27 | 1 | 27
| 632 | 27 | 1 | 27 | 8 | 0 | 0 | 1 | 0 | 0 | 0 | 0 | 0 | 0 | 0 | 0 | 1 |  | 1 | 27 | 1 | 27
| 633 | 27 | 1 | 27 | 9 | 0 | 0 | 1 | 0 | 0 | 0 | 0 | 0 | 0 | 0 | 0 | 1 |  | 1 | 27 | 1 | 27
| 634 | 27 | 1 | 27 | 10 | 0 | 0 | 1 | 0 | 0 | 0 | 0 | 0 | 0 | 0 | 0 | 1 |  | 1 | 27 | 1 | 27
| 635 | 27 | 1 | 27 | 11 | 0 | 0 | 1 | 0 | 0 | 0 | 0 | 0 | 0 | 0 | 0 | 1 |  | 1 | 27 | 1 | 27
| 636 | 27 | 1 | 27 | 12 | 0 | 0 | 1 | 0 | 0 | 0 | 0 | 0 | 0 | 0 | 0 | 1 |  | 1 | 27 | 1 | 27
| 637 | 27 | 1 | 27 | 13 | 0 | 0 | 1 | 0 | 0 | 0 | 0 | 0 | 0 | 0 | 0 | 1 |  | 1 | 27 | 1 | 27
| 638 | 27 | 1 | 27 | 14 | 0 | 0 | 1 | 0 | 0 | 0 | 0 | 0 | 0 | 0 | 0 | 1 |  | 1 | 27 | 1 | 27
| 639 | 27 | 1 | 27 | 15 | 0 | 0 | 1 | 0 | 0 | 0 | 0 | 0 | 0 | 0 | 0 | 1 |  | 1 | 27 | 1 | 27
| 640 | 27 | 1 | 27 | 16 | 0 | 0 | 1 | 0 | 0 | 0 | 0 | 0 | 0 | 0 | 0 | 1 |  | 1 | 27 | 1 | 27
| 641 | 27 | 1 | 27 | 17 | 0 | 0 | 1 | 0 | 0 | 0 | 0 | 0 | 0 | 0 | 0 | 1 |  | 1 | 27 | 1 | 27
| 642 | 27 | 1 | 27 | 18 | 0 | 0 | 1 | 0 | 0 | 0 | 0 | 0 | 0 | 0 | 0 | 1 |  | 1 | 27 | 1 | 27
| 643 | 27 | 1 | 27 | 19 | 0 | 0 | 1 | 0 | 0 | 0 | 0 | 0 | 0 | 0 | 0 | 1 |  | 1 | 27 | 1 | 27
| 644 | 27 | 1 | 27 | 20 | 0 | 0 | 1 | 0 | 0 | 0 | 0 | 0 | 0 | 0 | 0 | 1 |  | 1 | 27 | 1 | 27
| 645 | 27 | 1 | 27 | 21 | 0 | 0 | 1 | 0 | 0 | 0 | 0 | 0 | 0 | 0 | 0 | 1 |  | 1 | 27 | 1 | 27
| 646 | 27 | 1 | 27 | 22 | 0 | 0 | 1 | 0 | 0 | 0 | 0 | 0 | 0 | 0 | 0 | 1 |  | 1 | 27 | 1 | 27
| 647 | 27 | 1 | 27 | 23 | 0 | 0 | 1 | 0 | 0 | 0 | 0 | 0 | 0 | 0 | 0 | 1 |  | 1 | 27 | 1 | 27
| 648 | 27 | 1 | 27 | 24 | 0 | 0 | 1 | 0 | 0 | 0 | 0 | 0 | 0 | 0 | 0 | 1 |  | 1 | 27 | 1 | 27
| 649 | 28 | 1 | 28 | 1 | 0 | 0 | 1 | 0 | 0 | 0 | 0 | 0 | 0 | 0 | 0 | 1 |  | 1 | 28 | 1 | 28
| 650 | 28 | 1 | 28 | 2 | 0 | 0 | 1 | 0 | 0 | 0 | 0 | 0 | 0 | 0 | 0 | 1 |  | 1 | 28 | 1 | 28
| 651 | 28 | 1 | 28 | 3 | 0 | 0 | 1 | 0 | 0 | 0 | 0 | 0 | 0 | 0 | 0 | 1 |  | 1 | 28 | 1 | 28
| 652 | 28 | 1 | 28 | 4 | 0 | 0 | 1 | 0 | 0 | 0 | 0 | 0 | 0 | 0 | 0 | 1 |  | 1 | 28 | 1 | 28
| 653 | 28 | 1 | 28 | 5 | 0 | 0 | 1 | 0 | 0 | 0 | 0 | 0 | 0 | 0 | 0 | 1 |  | 1 | 28 | 1 | 28
| 654 | 28 | 1 | 28 | 6 | 0 | 0 | 1 | 0 | 0 | 0 | 0 | 0 | 0 | 0 | 0 | 1 |  | 1 | 28 | 1 | 28
| 655 | 28 | 1 | 28 | 7 | 0 | 0 | 1 | 0 | 0 | 0 | 0 | 0 | 0 | 0 | 0 | 1 |  | 1 | 28 | 1 | 28
| 656 | 28 | 1 | 28 | 8 | 0 | 0 | 1 | 0 | 0 | 0 | 0 | 0 | 0 | 0 | 0 | 1 |  | 1 | 28 | 1 | 28
| 657 | 28 | 1 | 28 | 9 | 0 | 0 | 1 | 0 | 0 | 0 | 0 | 0 | 0 | 0 | 0 | 1 |  | 1 | 28 | 1 | 28
| 658 | 28 | 1 | 28 | 10 | 0 | 0 | 1 | 0 | 0 | 0 | 0 | 0 | 0 | 0 | 0 | 1 |  | 1 | 28 | 1 | 28
| 659 | 28 | 1 | 28 | 11 | 0 | 0 | 1 | 0 | 0 | 0 | 0 | 0 | 0 | 0 | 0 | 1 |  | 1 | 28 | 1 | 28
| 660 | 28 | 1 | 28 | 12 | 0 | 0 | 1 | 0 | 0 | 0 | 0 | 0 | 0 | 0 | 0 | 1 |  | 1 | 28 | 1 | 28
| 661 | 28 | 1 | 28 | 13 | 0 | 0 | 1 | 0 | 0 | 0 | 0 | 0 | 0 | 0 | 0 | 1 |  | 1 | 28 | 1 | 28
| 662 | 28 | 1 | 28 | 14 | 0 | 0 | 1 | 0 | 0 | 0 | 0 | 0 | 0 | 0 | 0 | 1 |  | 1 | 28 | 1 | 28
| 663 | 28 | 1 | 28 | 15 | 0 | 0 | 1 | 0 | 0 | 0 | 0 | 0 | 0 | 0 | 0 | 1 |  | 1 | 28 | 1 | 28
| 664 | 28 | 1 | 28 | 16 | 0 | 0 | 1 | 0 | 0 | 0 | 0 | 0 | 0 | 0 | 0 | 1 |  | 1 | 28 | 1 | 28
| 665 | 28 | 1 | 28 | 17 | 0 | 0 | 1 | 0 | 0 | 0 | 0 | 0 | 0 | 0 | 0 | 1 |  | 1 | 28 | 1 | 28
| 666 | 28 | 1 | 28 | 18 | 0 | 0 | 1 | 0 | 0 | 0 | 0 | 0 | 0 | 0 | 0 | 1 |  | 1 | 28 | 1 | 28
| 667 | 28 | 1 | 28 | 19 | 0 | 0 | 1 | 0 | 0 | 0 | 0 | 0 | 0 | 0 | 0 | 1 |  | 1 | 28 | 1 | 28
| 668 | 28 | 1 | 28 | 20 | 0 | 0 | 1 | 0 | 0 | 0 | 0 | 0 | 0 | 0 | 0 | 1 |  | 1 | 28 | 1 | 28
| 669 | 28 | 1 | 28 | 21 | 0 | 0 | 1 | 0 | 0 | 0 | 0 | 0 | 0 | 0 | 0 | 1 |  | 1 | 28 | 1 | 28
| 670 | 28 | 1 | 28 | 22 | 0 | 0 | 1 | 0 | 0 | 0 | 0 | 0 | 0 | 0 | 0 | 1 |  | 1 | 28 | 1 | 28
| 671 | 28 | 1 | 28 | 23 | 0 | 0 | 1 | 0 | 0 | 0 | 0 | 0 | 0 | 0 | 0 | 1 |  | 1 | 28 | 1 | 28
| 672 | 28 | 1 | 28 | 24 | 0 | 0 | 1 | 0 | 0 | 0 | 0 | 0 | 0 | 0 | 0 | 1 |  | 1 | 28 | 1 | 28
| 673 | 29 | 1 | 29 | 1 | 0 | 0 | 0 | 0 | 0 | 0 | 0 | 0 | 0 | 0 | 0 | 1 |  | 1 | 29 | 1 | 29
| 674 | 29 | 1 | 29 | 2 | 0 | 0 | 0 | 0 | 0 | 0 | 0 | 0 | 0 | 0 | 0 | 1 |  | 1 | 29 | 1 | 29
| 675 | 29 | 1 | 29 | 3 | 0 | 0 | 0 | 0 | 0 | 0 | 0 | 0 | 0 | 0 | 0 | 1 |  | 1 | 29 | 1 | 29
| 676 | 29 | 1 | 29 | 4 | 0 | 0 | 0 | 0 | 0 | 0 | 0 | 0 | 0 | 0 | 0 | 1 |  | 1 | 29 | 1 | 29
| 677 | 29 | 1 | 29 | 5 | 0 | 0 | 0 | 0 | 0 | 0 | 0 | 0 | 0 | 0 | 0 | 1 |  | 1 | 29 | 1 | 29
| 678 | 29 | 1 | 29 | 6 | 0 | 0 | 0 | 0 | 0 | 0 | 0 | 0 | 0 | 0 | 0 | 1 |  | 1 | 29 | 1 | 29
| 679 | 29 | 1 | 29 | 7 | 0 | 0 | 0 | 0 | 0 | 0 | 0 | 0 | 0 | 0 | 0 | 1 |  | 1 | 29 | 1 | 29
| 680 | 29 | 1 | 29 | 8 | 0 | 0 | 0 | 0 | 0 | 0 | 0 | 0 | 0 | 0 | 0 | 1 |  | 1 | 29 | 1 | 29
| 681 | 29 | 1 | 29 | 9 | 0 | 0 | 0 | 0 | 0 | 0 | 0 | 0 | 0 | 0 | 0 | 1 |  | 1 | 29 | 1 | 29
| 682 | 29 | 1 | 29 | 10 | 0 | 0 | 0 | 0 | 0 | 0 | 0 | 0 | 0 | 0 | 0 | 1 |  | 1 | 29 | 1 | 29
| 683 | 29 | 1 | 29 | 11 | 0 | 0 | 0 | 0 | 0 | 0 | 0 | 0 | 0 | 0 | 0 | 1 |  | 1 | 29 | 1 | 29
| 684 | 29 | 1 | 29 | 12 | 0 | 0 | 0 | 0 | 0 | 0 | 0 | 0 | 0 | 0 | 0 | 1 |  | 1 | 29 | 1 | 29
| 685 | 29 | 1 | 29 | 13 | 0 | 0 | 0 | 0 | 0 | 0 | 0 | 0 | 0 | 0 | 0 | 1 |  | 1 | 29 | 1 | 29
| 686 | 29 | 1 | 29 | 14 | 0 | 0 | 0 | 0 | 0 | 0 | 0 | 0 | 0 | 0 | 0 | 1 |  | 1 | 29 | 1 | 29
| 687 | 29 | 1 | 29 | 15 | 0 | 0 | 0 | 0 | 0 | 0 | 0 | 0 | 0 | 0 | 0 | 1 |  | 1 | 29 | 1 | 29
| 688 | 29 | 1 | 29 | 16 | 0 | 0 | 0 | 0 | 0 | 0 | 0 | 0 | 0 | 0 | 0 | 1 |  | 1 | 29 | 1 | 29
| 689 | 29 | 1 | 29 | 17 | 0 | 0 | 0 | 0 | 0 | 0 | 0 | 0 | 0 | 0 | 0 | 1 |  | 1 | 29 | 1 | 29
| 690 | 29 | 1 | 29 | 18 | 0 | 0 | 0 | 0 | 0 | 0 | 0 | 0 | 0 | 0 | 0 | 1 |  | 1 | 29 | 1 | 29
| 691 | 29 | 1 | 29 | 19 | 0 | 0 | 0 | 0 | 0 | 0 | 0 | 0 | 0 | 0 | 0 | 1 |  | 1 | 29 | 1 | 29
| 692 | 29 | 1 | 29 | 20 | 0 | 0 | 0 | 0 | 0 | 0 | 0 | 0 | 0 | 0 | 0 | 1 |  | 1 | 29 | 1 | 29
| 693 | 29 | 1 | 29 | 21 | 0 | 0 | 0 | 0 | 0 | 0 | 0 | 0 | 0 | 0 | 0 | 1 |  | 1 | 29 | 1 | 29
| 694 | 29 | 1 | 29 | 22 | 0 | 0 | 0 | 0 | 0 | 0 | 0 | 0 | 0 | 0 | 0 | 1 |  | 1 | 29 | 1 | 29
| 695 | 29 | 1 | 29 | 23 | 0 | 0 | 0 | 0 | 0 | 0 | 0 | 0 | 0 | 0 | 0 | 1 |  | 1 | 29 | 1 | 29
| 696 | 29 | 1 | 29 | 24 | 0 | 0 | 0 | 0 | 0 | 0 | 0 | 0 | 0 | 0 | 0 | 1 |  | 1 | 29 | 1 | 29
| 697 | 30 | 1 | 30 | 1 | 0 | 0 | 0 | 0 | 0 | 0 | 0 | 0 | 0 | 0 | 0 | 1 |  | 1 | 30 | 1 | 30
| 698 | 30 | 1 | 30 | 2 | 0 | 0 | 0 | 0 | 0 | 0 | 0 | 0 | 0 | 0 | 0 | 1 |  | 1 | 30 | 1 | 30
| 699 | 30 | 1 | 30 | 3 | 0 | 0 | 0 | 0 | 0 | 0 | 0 | 0 | 0 | 0 | 0 | 1 |  | 1 | 30 | 1 | 30
| 700 | 30 | 1 | 30 | 4 | 0 | 0 | 0 | 0 | 0 | 0 | 0 | 0 | 0 | 0 | 0 | 1 |  | 1 | 30 | 1 | 30
| 701 | 30 | 1 | 30 | 5 | 0 | 0 | 0 | 0 | 0 | 0 | 0 | 0 | 0 | 0 | 0 | 1 |  | 1 | 30 | 1 | 30
| 702 | 30 | 1 | 30 | 6 | 0 | 0 | 0 | 0 | 0 | 0 | 0 | 0 | 0 | 0 | 0 | 1 |  | 1 | 30 | 1 | 30
| 703 | 30 | 1 | 30 | 7 | 0 | 0 | 0 | 0 | 0 | 0 | 0 | 0 | 0 | 0 | 0 | 1 |  | 1 | 30 | 1 | 30
| 704 | 30 | 1 | 30 | 8 | 0 | 0 | 0 | 0 | 0 | 0 | 0 | 0 | 0 | 0 | 0 | 1 |  | 1 | 30 | 1 | 30
| 705 | 30 | 1 | 30 | 9 | 0 | 0 | 0 | 0 | 0 | 0 | 0 | 0 | 0 | 0 | 0 | 1 |  | 1 | 30 | 1 | 30
| 706 | 30 | 1 | 30 | 10 | 0 | 0 | 0 | 0 | 0 | 0 | 0 | 0 | 0 | 0 | 0 | 1 |  | 1 | 30 | 1 | 30
| 707 | 30 | 1 | 30 | 11 | 0 | 0 | 0 | 0 | 0 | 0 | 0 | 0 | 0 | 0 | 0 | 1 |  | 1 | 30 | 1 | 30
| 708 | 30 | 1 | 30 | 12 | 0 | 0 | 0 | 0 | 0 | 0 | 0 | 0 | 0 | 0 | 0 | 1 |  | 1 | 30 | 1 | 30
| 709 | 30 | 1 | 30 | 13 | 0 | 0 | 0 | 0 | 0 | 0 | 0 | 0 | 0 | 0 | 0 | 1 |  | 1 | 30 | 1 | 30
| 710 | 30 | 1 | 30 | 14 | 0 | 0 | 0 | 0 | 0 | 0 | 0 | 0 | 0 | 0 | 0 | 1 |  | 1 | 30 | 1 | 30
| 711 | 30 | 1 | 30 | 15 | 0 | 0 | 0 | 0 | 0 | 0 | 0 | 0 | 0 | 0 | 0 | 1 |  | 1 | 30 | 1 | 30
| 712 | 30 | 1 | 30 | 16 | 0 | 0 | 0 | 0 | 0 | 0 | 0 | 0 | 0 | 0 | 0 | 1 |  | 1 | 30 | 1 | 30
| 713 | 30 | 1 | 30 | 17 | 0 | 0 | 0 | 0 | 0 | 0 | 0 | 0 | 0 | 0 | 0 | 1 |  | 1 | 30 | 1 | 30
| 714 | 30 | 1 | 30 | 18 | 0 | 0 | 0 | 0 | 0 | 0 | 0 | 0 | 0 | 0 | 0 | 1 |  | 1 | 30 | 1 | 30
| 715 | 30 | 1 | 30 | 19 | 0 | 0 | 0 | 0 | 0 | 0 | 0 | 0 | 0 | 0 | 0 | 1 |  | 1 | 30 | 1 | 30
| 716 | 30 | 1 | 30 | 20 | 0 | 0 | 0 | 0 | 0 | 0 | 0 | 0 | 0 | 0 | 0 | 1 |  | 1 | 30 | 1 | 30
| 717 | 30 | 1 | 30 | 21 | 0 | 0 | 0 | 0 | 0 | 0 | 0 | 0 | 0 | 0 | 0 | 1 |  | 1 | 30 | 1 | 30
| 718 | 30 | 1 | 30 | 22 | 0 | 0 | 0 | 0 | 0 | 0 | 0 | 0 | 0 | 0 | 0 | 1 |  | 1 | 30 | 1 | 30
| 719 | 30 | 1 | 30 | 23 | 0 | 0 | 0 | 0 | 0 | 0 | 0 | 0 | 0 | 0 | 0 | 1 |  | 1 | 30 | 1 | 30
| 720 | 30 | 1 | 30 | 24 | 0 | 0 | 0 | 0 | 0 | 0 | 0 | 0 | 0 | 0 | 0 | 1 |  | 1 | 30 | 1 | 30
| 721 | 31 | 1 | 31 | 1 | 0 | 0 | 1 | 0 | 0 | 0 | 0 | 0 | 0 | 0 | 0 | 1 |  | 1 | 31 | 1 | 31
| 722 | 31 | 1 | 31 | 2 | 0 | 0 | 1 | 0 | 0 | 0 | 0 | 0 | 0 | 0 | 0 | 1 |  | 1 | 31 | 1 | 31
| 723 | 31 | 1 | 31 | 3 | 0 | 0 | 1 | 0 | 0 | 0 | 0 | 0 | 0 | 0 | 0 | 1 |  | 1 | 31 | 1 | 31
| 724 | 31 | 1 | 31 | 4 | 0 | 0 | 1 | 0 | 0 | 0 | 0 | 0 | 0 | 0 | 0 | 1 |  | 1 | 31 | 1 | 31
| 725 | 31 | 1 | 31 | 5 | 0 | 0 | 1 | 0 | 0 | 0 | 0 | 0 | 0 | 0 | 0 | 1 |  | 1 | 31 | 1 | 31
| 726 | 31 | 1 | 31 | 6 | 0 | 0 | 1 | 0 | 0 | 0 | 0 | 0 | 0 | 0 | 0 | 1 |  | 1 | 31 | 1 | 31
| 727 | 31 | 1 | 31 | 7 | 0 | 0 | 1 | 0 | 0 | 0 | 0 | 0 | 0 | 0 | 0 | 1 |  | 1 | 31 | 1 | 31
| 728 | 31 | 1 | 31 | 8 | 0 | 0 | 1 | 0 | 0 | 0 | 0 | 0 | 0 | 0 | 0 | 1 |  | 1 | 31 | 1 | 31
| 729 | 31 | 1 | 31 | 9 | 0 | 0 | 1 | 0 | 0 | 0 | 0 | 0 | 0 | 0 | 0 | 1 |  | 1 | 31 | 1 | 31
| 730 | 31 | 1 | 31 | 10 | 0 | 0 | 1 | 0 | 0 | 0 | 0 | 0 | 0 | 0 | 0 | 1 |  | 1 | 31 | 1 | 31
| 731 | 31 | 1 | 31 | 11 | 0 | 0 | 1 | 0 | 0 | 0 | 0 | 0 | 0 | 0 | 0 | 1 |  | 1 | 31 | 1 | 31
| 732 | 31 | 1 | 31 | 12 | 0 | 0 | 1 | 0 | 0 | 0 | 0 | 0 | 0 | 0 | 0 | 1 |  | 1 | 31 | 1 | 31
| 733 | 31 | 1 | 31 | 13 | 0 | 0 | 1 | 0 | 0 | 0 | 0 | 0 | 0 | 0 | 0 | 1 |  | 1 | 31 | 1 | 31
| 734 | 31 | 1 | 31 | 14 | 0 | 0 | 1 | 0 | 0 | 0 | 0 | 0 | 0 | 0 | 0 | 1 |  | 1 | 31 | 1 | 31
| 735 | 31 | 1 | 31 | 15 | 0 | 0 | 1 | 0 | 0 | 0 | 0 | 0 | 0 | 0 | 0 | 1 |  | 1 | 31 | 1 | 31
| 736 | 31 | 1 | 31 | 16 | 0 | 0 | 1 | 0 | 0 | 0 | 0 | 0 | 0 | 0 | 0 | 1 |  | 1 | 31 | 1 | 31
| 737 | 31 | 1 | 31 | 17 | 0 | 0 | 1 | 0 | 0 | 0 | 0 | 0 | 0 | 0 | 0 | 1 |  | 1 | 31 | 1 | 31
| 738 | 31 | 1 | 31 | 18 | 0 | 0 | 1 | 0 | 0 | 0 | 0 | 0 | 0 | 0 | 0 | 1 |  | 1 | 31 | 1 | 31
| 739 | 31 | 1 | 31 | 19 | 0 | 0 | 1 | 0 | 0 | 0 | 0 | 0 | 0 | 0 | 0 | 1 |  | 1 | 31 | 1 | 31
| 740 | 31 | 1 | 31 | 20 | 0 | 0 | 1 | 0 | 0 | 0 | 0 | 0 | 0 | 0 | 0 | 1 |  | 1 | 31 | 1 | 31
| 741 | 31 | 1 | 31 | 21 | 0 | 0 | 1 | 0 | 0 | 0 | 0 | 0 | 0 | 0 | 0 | 1 |  | 1 | 31 | 1 | 31
| 742 | 31 | 1 | 31 | 22 | 0 | 0 | 1 | 0 | 0 | 0 | 0 | 0 | 0 | 0 | 0 | 1 |  | 1 | 31 | 1 | 31
| 743 | 31 | 1 | 31 | 23 | 0 | 0 | 1 | 0 | 0 | 0 | 0 | 0 | 0 | 0 | 0 | 1 |  | 1 | 31 | 1 | 31
| 744 | 31 | 1 | 31 | 24 | 0 | 0 | 1 | 0 | 0 | 0 | 0 | 0 | 0 | 0 | 0 | 1 |  | 1 | 31 | 1 | 31
| 745 | 32 | 2 | 1 | 1 | 0 | 0 | 1 | 0 | 0 | 0 | 0 | 0 | 0 | 0 | 0 | 1 |  | 2 | 1 | 2 | 1
| 746 | 32 | 2 | 1 | 2 | 0 | 0 | 1 | 0 | 0 | 0 | 0 | 0 | 0 | 0 | 0 | 1 |  | 2 | 1 | 2 | 1
| 747 | 32 | 2 | 1 | 3 | 0 | 0 | 1 | 0 | 0 | 0 | 0 | 0 | 0 | 0 | 0 | 1 |  | 2 | 1 | 2 | 1
| 748 | 32 | 2 | 1 | 4 | 0 | 0 | 1 | 0 | 0 | 0 | 0 | 0 | 0 | 0 | 0 | 1 |  | 2 | 1 | 2 | 1
| 749 | 32 | 2 | 1 | 5 | 0 | 0 | 1 | 0 | 0 | 0 | 0 | 0 | 0 | 0 | 0 | 1 |  | 2 | 1 | 2 | 1
| 750 | 32 | 2 | 1 | 6 | 0 | 0 | 1 | 0 | 0 | 0 | 0 | 0 | 0 | 0 | 0 | 1 |  | 2 | 1 | 2 | 1
| 751 | 32 | 2 | 1 | 7 | 0 | 0 | 1 | 0 | 0 | 0 | 0 | 0 | 0 | 0 | 0 | 1 |  | 2 | 1 | 2 | 1
| 752 | 32 | 2 | 1 | 8 | 0 | 0 | 1 | 0 | 0 | 0 | 0 | 0 | 0 | 0 | 0 | 1 |  | 2 | 1 | 2 | 1
| 753 | 32 | 2 | 1 | 9 | 0 | 0 | 1 | 0 | 0 | 0 | 0 | 0 | 0 | 0 | 0 | 1 |  | 2 | 1 | 2 | 1
| 754 | 32 | 2 | 1 | 10 | 0 | 0 | 1 | 0 | 0 | 0 | 0 | 0 | 0 | 0 | 0 | 1 |  | 2 | 1 | 2 | 1
| 755 | 32 | 2 | 1 | 11 | 0 | 0 | 1 | 0 | 0 | 0 | 0 | 0 | 0 | 0 | 0 | 1 |  | 2 | 1 | 2 | 1
| 756 | 32 | 2 | 1 | 12 | 0 | 0 | 1 | 0 | 0 | 0 | 0 | 0 | 0 | 0 | 0 | 1 |  | 2 | 1 | 2 | 1
| 757 | 32 | 2 | 1 | 13 | 0 | 0 | 1 | 0 | 0 | 0 | 0 | 0 | 0 | 0 | 0 | 1 |  | 2 | 1 | 2 | 1
| 758 | 32 | 2 | 1 | 14 | 0 | 0 | 1 | 0 | 0 | 0 | 0 | 0 | 0 | 0 | 0 | 1 |  | 2 | 1 | 2 | 1
| 759 | 32 | 2 | 1 | 15 | 0 | 0 | 1 | 0 | 0 | 0 | 0 | 0 | 0 | 0 | 0 | 1 |  | 2 | 1 | 2 | 1
| 760 | 32 | 2 | 1 | 16 | 0 | 0 | 1 | 0 | 0 | 0 | 0 | 0 | 0 | 0 | 0 | 1 |  | 2 | 1 | 2 | 1
| 761 | 32 | 2 | 1 | 17 | 0 | 0 | 1 | 0 | 0 | 0 | 0 | 0 | 0 | 0 | 0 | 1 |  | 2 | 1 | 2 | 1
| 762 | 32 | 2 | 1 | 18 | 0 | 0 | 1 | 0 | 0 | 0 | 0 | 0 | 0 | 0 | 0 | 1 |  | 2 | 1 | 2 | 1
| 763 | 32 | 2 | 1 | 19 | 0 | 0 | 1 | 0 | 0 | 0 | 0 | 0 | 0 | 0 | 0 | 1 |  | 2 | 1 | 2 | 1
| 764 | 32 | 2 | 1 | 20 | 0 | 0 | 1 | 0 | 0 | 0 | 0 | 0 | 0 | 0 | 0 | 1 |  | 2 | 1 | 2 | 1
| 765 | 32 | 2 | 1 | 21 | 0 | 0 | 1 | 0 | 0 | 0 | 0 | 0 | 0 | 0 | 0 | 1 |  | 2 | 1 | 2 | 1
| 766 | 32 | 2 | 1 | 22 | 0 | 0 | 1 | 0 | 0 | 0 | 0 | 0 | 0 | 0 | 0 | 1 |  | 2 | 1 | 2 | 1
| 767 | 32 | 2 | 1 | 23 | 0 | 0 | 1 | 0 | 0 | 0 | 0 | 0 | 0 | 0 | 0 | 1 |  | 2 | 1 | 2 | 1
| 768 | 32 | 2 | 1 | 24 | 0 | 0 | 1 | 0 | 0 | 0 | 0 | 0 | 0 | 0 | 0 | 1 |  | 2 | 1 | 2 | 1
| 769 | 33 | 2 | 2 | 1 | 0 | 0 | 1 | 0 | 0 | 0 | 0 | 0 | 0 | 0 | 0 | 1 |  | 2 | 2 | 2 | 2
| 770 | 33 | 2 | 2 | 2 | 0 | 0 | 1 | 0 | 0 | 0 | 0 | 0 | 0 | 0 | 0 | 1 |  | 2 | 2 | 2 | 2
| 771 | 33 | 2 | 2 | 3 | 0 | 0 | 1 | 0 | 0 | 0 | 0 | 0 | 0 | 0 | 0 | 1 |  | 2 | 2 | 2 | 2
| 772 | 33 | 2 | 2 | 4 | 0 | 0 | 1 | 0 | 0 | 0 | 0 | 0 | 0 | 0 | 0 | 1 |  | 2 | 2 | 2 | 2
| 773 | 33 | 2 | 2 | 5 | 0 | 0 | 1 | 0 | 0 | 0 | 0 | 0 | 0 | 0 | 0 | 1 |  | 2 | 2 | 2 | 2
| 774 | 33 | 2 | 2 | 6 | 0 | 0 | 1 | 0 | 0 | 0 | 0 | 0 | 0 | 0 | 0 | 1 |  | 2 | 2 | 2 | 2
| 775 | 33 | 2 | 2 | 7 | 0 | 0 | 1 | 0 | 0 | 0 | 0 | 0 | 0 | 0 | 0 | 1 |  | 2 | 2 | 2 | 2
| 776 | 33 | 2 | 2 | 8 | 0 | 0 | 1 | 0 | 0 | 0 | 0 | 0 | 0 | 0 | 0 | 1 |  | 2 | 2 | 2 | 2
| 777 | 33 | 2 | 2 | 9 | 0 | 0 | 1 | 0 | 0 | 0 | 0 | 0 | 0 | 0 | 0 | 1 |  | 2 | 2 | 2 | 2
| 778 | 33 | 2 | 2 | 10 | 0 | 0 | 1 | 0 | 0 | 0 | 0 | 0 | 0 | 0 | 0 | 1 |  | 2 | 2 | 2 | 2
| 779 | 33 | 2 | 2 | 11 | 0 | 0 | 1 | 0 | 0 | 0 | 0 | 0 | 0 | 0 | 0 | 1 |  | 2 | 2 | 2 | 2
| 780 | 33 | 2 | 2 | 12 | 0 | 0 | 1 | 0 | 0 | 0 | 0 | 0 | 0 | 0 | 0 | 1 |  | 2 | 2 | 2 | 2
| 781 | 33 | 2 | 2 | 13 | 0 | 0 | 1 | 0 | 0 | 0 | 0 | 0 | 0 | 0 | 0 | 1 |  | 2 | 2 | 2 | 2
| 782 | 33 | 2 | 2 | 14 | 0 | 0 | 1 | 0 | 0 | 0 | 0 | 0 | 0 | 0 | 0 | 1 |  | 2 | 2 | 2 | 2
| 783 | 33 | 2 | 2 | 15 | 0 | 0 | 1 | 0 | 0 | 0 | 0 | 0 | 0 | 0 | 0 | 1 |  | 2 | 2 | 2 | 2
| 784 | 33 | 2 | 2 | 16 | 0 | 0 | 1 | 0 | 0 | 0 | 0 | 0 | 0 | 0 | 0 | 1 |  | 2 | 2 | 2 | 2
| 785 | 33 | 2 | 2 | 17 | 0 | 0 | 1 | 0 | 0 | 0 | 0 | 0 | 0 | 0 | 0 | 1 |  | 2 | 2 | 2 | 2
| 786 | 33 | 2 | 2 | 18 | 0 | 0 | 1 | 0 | 0 | 0 | 0 | 0 | 0 | 0 | 0 | 1 |  | 2 | 2 | 2 | 2
| 787 | 33 | 2 | 2 | 19 | 0 | 0 | 1 | 0 | 0 | 0 | 0 | 0 | 0 | 0 | 0 | 1 |  | 2 | 2 | 2 | 2
| 788 | 33 | 2 | 2 | 20 | 0 | 0 | 1 | 0 | 0 | 0 | 0 | 0 | 0 | 0 | 0 | 1 |  | 2 | 2 | 2 | 2
| 789 | 33 | 2 | 2 | 21 | 0 | 0 | 1 | 0 | 0 | 0 | 0 | 0 | 0 | 0 | 0 | 1 |  | 2 | 2 | 2 | 2
| 790 | 33 | 2 | 2 | 22 | 0 | 0 | 1 | 0 | 0 | 0 | 0 | 0 | 0 | 0 | 0 | 1 |  | 2 | 2 | 2 | 2
| 791 | 33 | 2 | 2 | 23 | 0 | 0 | 1 | 0 | 0 | 0 | 0 | 0 | 0 | 0 | 0 | 1 |  | 2 | 2 | 2 | 2
| 792 | 33 | 2 | 2 | 24 | 0 | 0 | 1 | 0 | 0 | 0 | 0 | 0 | 0 | 0 | 0 | 1 |  | 2 | 2 | 2 | 2
| 793 | 34 | 2 | 3 | 1 | 0 | 0 | 1 | 0 | 0 | 0 | 0 | 0 | 0 | 0 | 0 | 1 |  | 2 | 3 | 2 | 3
| 794 | 34 | 2 | 3 | 2 | 0 | 0 | 1 | 0 | 0 | 0 | 0 | 0 | 0 | 0 | 0 | 1 |  | 2 | 3 | 2 | 3
| 795 | 34 | 2 | 3 | 3 | 0 | 0 | 1 | 0 | 0 | 0 | 0 | 0 | 0 | 0 | 0 | 1 |  | 2 | 3 | 2 | 3
| 796 | 34 | 2 | 3 | 4 | 0 | 0 | 1 | 0 | 0 | 0 | 0 | 0 | 0 | 0 | 0 | 1 |  | 2 | 3 | 2 | 3
| 797 | 34 | 2 | 3 | 5 | 0 | 0 | 1 | 0 | 0 | 0 | 0 | 0 | 0 | 0 | 0 | 1 |  | 2 | 3 | 2 | 3
| 798 | 34 | 2 | 3 | 6 | 0 | 0 | 1 | 0 | 0 | 0 | 0 | 0 | 0 | 0 | 0 | 1 |  | 2 | 3 | 2 | 3
| 799 | 34 | 2 | 3 | 7 | 0 | 0 | 1 | 0 | 0 | 0 | 0 | 0 | 0 | 0 | 0 | 1 |  | 2 | 3 | 2 | 3
| 800 | 34 | 2 | 3 | 8 | 0 | 0 | 1 | 0 | 0 | 0 | 0 | 0 | 0 | 0 | 0 | 1 |  | 2 | 3 | 2 | 3
| 801 | 34 | 2 | 3 | 9 | 0 | 0 | 1 | 0 | 0 | 0 | 0 | 0 | 0 | 0 | 0 | 1 |  | 2 | 3 | 2 | 3
| 802 | 34 | 2 | 3 | 10 | 0 | 0 | 1 | 0 | 0 | 0 | 0 | 0 | 0 | 0 | 0 | 1 |  | 2 | 3 | 2 | 3
| 803 | 34 | 2 | 3 | 11 | 0 | 0 | 1 | 0 | 0 | 0 | 0 | 0 | 0 | 0 | 0 | 1 |  | 2 | 3 | 2 | 3
| 804 | 34 | 2 | 3 | 12 | 0 | 0 | 1 | 0 | 0 | 0 | 0 | 0 | 0 | 0 | 0 | 1 |  | 2 | 3 | 2 | 3
| 805 | 34 | 2 | 3 | 13 | 0 | 0 | 1 | 0 | 0 | 0 | 0 | 0 | 0 | 0 | 0 | 1 |  | 2 | 3 | 2 | 3
| 806 | 34 | 2 | 3 | 14 | 0 | 0 | 1 | 0 | 0 | 0 | 0 | 0 | 0 | 0 | 0 | 1 |  | 2 | 3 | 2 | 3
| 807 | 34 | 2 | 3 | 15 | 0 | 0 | 1 | 0 | 0 | 0 | 0 | 0 | 0 | 0 | 0 | 1 |  | 2 | 3 | 2 | 3
| 808 | 34 | 2 | 3 | 16 | 0 | 0 | 1 | 0 | 0 | 0 | 0 | 0 | 0 | 0 | 0 | 1 |  | 2 | 3 | 2 | 3
| 809 | 34 | 2 | 3 | 17 | 0 | 0 | 1 | 0 | 0 | 0 | 0 | 0 | 0 | 0 | 0 | 1 |  | 2 | 3 | 2 | 3
| 810 | 34 | 2 | 3 | 18 | 0 | 0 | 1 | 0 | 0 | 0 | 0 | 0 | 0 | 0 | 0 | 1 |  | 2 | 3 | 2 | 3
| 811 | 34 | 2 | 3 | 19 | 0 | 0 | 1 | 0 | 0 | 0 | 0 | 0 | 0 | 0 | 0 | 1 |  | 2 | 3 | 2 | 3
| 812 | 34 | 2 | 3 | 20 | 0 | 0 | 1 | 0 | 0 | 0 | 0 | 0 | 0 | 0 | 0 | 1 |  | 2 | 3 | 2 | 3
| 813 | 34 | 2 | 3 | 21 | 0 | 0 | 1 | 0 | 0 | 0 | 0 | 0 | 0 | 0 | 0 | 1 |  | 2 | 3 | 2 | 3
| 814 | 34 | 2 | 3 | 22 | 0 | 0 | 1 | 0 | 0 | 0 | 0 | 0 | 0 | 0 | 0 | 1 |  | 2 | 3 | 2 | 3
| 815 | 34 | 2 | 3 | 23 | 0 | 0 | 1 | 0 | 0 | 0 | 0 | 0 | 0 | 0 | 0 | 1 |  | 2 | 3 | 2 | 3
| 816 | 34 | 2 | 3 | 24 | 0 | 0 | 1 | 0 | 0 | 0 | 0 | 0 | 0 | 0 | 0 | 1 |  | 2 | 3 | 2 | 3
| 817 | 35 | 2 | 4 | 1 | 0 | 0 | 1 | 0 | 0 | 0 | 0 | 0 | 0 | 0 | 0 | 1 |  | 2 | 4 | 2 | 4
| 818 | 35 | 2 | 4 | 2 | 0 | 0 | 1 | 0 | 0 | 0 | 0 | 0 | 0 | 0 | 0 | 1 |  | 2 | 4 | 2 | 4
| 819 | 35 | 2 | 4 | 3 | 0 | 0 | 1 | 0 | 0 | 0 | 0 | 0 | 0 | 0 | 0 | 1 |  | 2 | 4 | 2 | 4
| 820 | 35 | 2 | 4 | 4 | 0 | 0 | 1 | 0 | 0 | 0 | 0 | 0 | 0 | 0 | 0 | 1 |  | 2 | 4 | 2 | 4
| 821 | 35 | 2 | 4 | 5 | 0 | 0 | 1 | 0 | 0 | 0 | 0 | 0 | 0 | 0 | 0 | 1 |  | 2 | 4 | 2 | 4
| 822 | 35 | 2 | 4 | 6 | 0 | 0 | 1 | 0 | 0 | 0 | 0 | 0 | 0 | 0 | 0 | 1 |  | 2 | 4 | 2 | 4
| 823 | 35 | 2 | 4 | 7 | 0 | 0 | 1 | 0 | 0 | 0 | 0 | 0 | 0 | 0 | 0 | 1 |  | 2 | 4 | 2 | 4
| 824 | 35 | 2 | 4 | 8 | 0 | 0 | 1 | 0 | 0 | 0 | 0 | 0 | 0 | 0 | 0 | 1 |  | 2 | 4 | 2 | 4
| 825 | 35 | 2 | 4 | 9 | 0 | 0 | 1 | 0 | 0 | 0 | 0 | 0 | 0 | 0 | 0 | 1 |  | 2 | 4 | 2 | 4
| 826 | 35 | 2 | 4 | 10 | 0 | 0 | 1 | 0 | 0 | 0 | 0 | 0 | 0 | 0 | 0 | 1 |  | 2 | 4 | 2 | 4
| 827 | 35 | 2 | 4 | 11 | 0 | 0 | 1 | 0 | 0 | 0 | 0 | 0 | 0 | 0 | 0 | 1 |  | 2 | 4 | 2 | 4
| 828 | 35 | 2 | 4 | 12 | 0 | 0 | 1 | 0 | 0 | 0 | 0 | 0 | 0 | 0 | 0 | 1 |  | 2 | 4 | 2 | 4
| 829 | 35 | 2 | 4 | 13 | 0 | 0 | 1 | 0 | 0 | 0 | 0 | 0 | 0 | 0 | 0 | 1 |  | 2 | 4 | 2 | 4
| 830 | 35 | 2 | 4 | 14 | 0 | 0 | 1 | 0 | 0 | 0 | 0 | 0 | 0 | 0 | 0 | 1 |  | 2 | 4 | 2 | 4
| 831 | 35 | 2 | 4 | 15 | 0 | 0 | 1 | 0 | 0 | 0 | 0 | 0 | 0 | 0 | 0 | 1 |  | 2 | 4 | 2 | 4
| 832 | 35 | 2 | 4 | 16 | 0 | 0 | 1 | 0 | 0 | 0 | 0 | 0 | 0 | 0 | 0 | 1 |  | 2 | 4 | 2 | 4
| 833 | 35 | 2 | 4 | 17 | 0 | 0 | 1 | 0 | 0 | 0 | 0 | 0 | 0 | 0 | 0 | 1 |  | 2 | 4 | 2 | 4
| 834 | 35 | 2 | 4 | 18 | 0 | 0 | 1 | 0 | 0 | 0 | 0 | 0 | 0 | 0 | 0 | 1 |  | 2 | 4 | 2 | 4
| 835 | 35 | 2 | 4 | 19 | 0 | 0 | 1 | 0 | 0 | 0 | 0 | 0 | 0 | 0 | 0 | 1 |  | 2 | 4 | 2 | 4
| 836 | 35 | 2 | 4 | 20 | 0 | 0 | 1 | 0 | 0 | 0 | 0 | 0 | 0 | 0 | 0 | 1 |  | 2 | 4 | 2 | 4
| 837 | 35 | 2 | 4 | 21 | 0 | 0 | 1 | 0 | 0 | 0 | 0 | 0 | 0 | 0 | 0 | 1 |  | 2 | 4 | 2 | 4
| 838 | 35 | 2 | 4 | 22 | 0 | 0 | 1 | 0 | 0 | 0 | 0 | 0 | 0 | 0 | 0 | 1 |  | 2 | 4 | 2 | 4
| 839 | 35 | 2 | 4 | 23 | 0 | 0 | 1 | 0 | 0 | 0 | 0 | 0 | 0 | 0 | 0 | 1 |  | 2 | 4 | 2 | 4
| 840 | 35 | 2 | 4 | 24 | 0 | 0 | 1 | 0 | 0 | 0 | 0 | 0 | 0 | 0 | 0 | 1 |  | 2 | 4 | 2 | 4
| 841 | 36 | 2 | 5 | 1 | 0 | 0 | 0 | 0 | 0 | 0 | 0 | 0 | 0 | 0 | 0 | 1 |  | 2 | 5 | 2 | 5
| 842 | 36 | 2 | 5 | 2 | 0 | 0 | 0 | 0 | 0 | 0 | 0 | 0 | 0 | 0 | 0 | 1 |  | 2 | 5 | 2 | 5
| 843 | 36 | 2 | 5 | 3 | 0 | 0 | 0 | 0 | 0 | 0 | 0 | 0 | 0 | 0 | 0 | 1 |  | 2 | 5 | 2 | 5
| 844 | 36 | 2 | 5 | 4 | 0 | 0 | 0 | 0 | 0 | 0 | 0 | 0 | 0 | 0 | 0 | 1 |  | 2 | 5 | 2 | 5
| 845 | 36 | 2 | 5 | 5 | 0 | 0 | 0 | 0 | 0 | 0 | 0 | 0 | 0 | 0 | 0 | 1 |  | 2 | 5 | 2 | 5
| 846 | 36 | 2 | 5 | 6 | 0 | 0 | 0 | 0 | 0 | 0 | 0 | 0 | 0 | 0 | 0 | 1 |  | 2 | 5 | 2 | 5
| 847 | 36 | 2 | 5 | 7 | 0 | 0 | 0 | 0 | 0 | 0 | 0 | 0 | 0 | 0 | 0 | 1 |  | 2 | 5 | 2 | 5
| 848 | 36 | 2 | 5 | 8 | 0 | 0 | 0 | 0 | 0 | 0 | 0 | 0 | 0 | 0 | 0 | 1 |  | 2 | 5 | 2 | 5
| 849 | 36 | 2 | 5 | 9 | 0 | 0 | 0 | 0 | 0 | 0 | 0 | 0 | 0 | 0 | 0 | 1 |  | 2 | 5 | 2 | 5
| 850 | 36 | 2 | 5 | 10 | 0 | 0 | 0 | 0 | 0 | 0 | 0 | 0 | 0 | 0 | 0 | 1 |  | 2 | 5 | 2 | 5
| 851 | 36 | 2 | 5 | 11 | 0 | 0 | 0 | 0 | 0 | 0 | 0 | 0 | 0 | 0 | 0 | 1 |  | 2 | 5 | 2 | 5
| 852 | 36 | 2 | 5 | 12 | 0 | 0 | 0 | 0 | 0 | 0 | 0 | 0 | 0 | 0 | 0 | 1 |  | 2 | 5 | 2 | 5
| 853 | 36 | 2 | 5 | 13 | 0 | 0 | 0 | 0 | 0 | 0 | 0 | 0 | 0 | 0 | 0 | 1 |  | 2 | 5 | 2 | 5
| 854 | 36 | 2 | 5 | 14 | 0 | 0 | 0 | 0 | 0 | 0 | 0 | 0 | 0 | 0 | 0 | 1 |  | 2 | 5 | 2 | 5
| 855 | 36 | 2 | 5 | 15 | 0 | 0 | 0 | 0 | 0 | 0 | 0 | 0 | 0 | 0 | 0 | 1 |  | 2 | 5 | 2 | 5
| 856 | 36 | 2 | 5 | 16 | 0 | 0 | 0 | 0 | 0 | 0 | 0 | 0 | 0 | 0 | 0 | 1 |  | 2 | 5 | 2 | 5
| 857 | 36 | 2 | 5 | 17 | 0 | 0 | 0 | 0 | 0 | 0 | 0 | 0 | 0 | 0 | 0 | 1 |  | 2 | 5 | 2 | 5
| 858 | 36 | 2 | 5 | 18 | 0 | 0 | 0 | 0 | 0 | 0 | 0 | 0 | 0 | 0 | 0 | 1 |  | 2 | 5 | 2 | 5
| 859 | 36 | 2 | 5 | 19 | 0 | 0 | 0 | 0 | 0 | 0 | 0 | 0 | 0 | 0 | 0 | 1 |  | 2 | 5 | 2 | 5
| 860 | 36 | 2 | 5 | 20 | 0 | 0 | 0 | 0 | 0 | 0 | 0 | 0 | 0 | 0 | 0 | 1 |  | 2 | 5 | 2 | 5
| 861 | 36 | 2 | 5 | 21 | 0 | 0 | 0 | 0 | 0 | 0 | 0 | 0 | 0 | 0 | 0 | 1 |  | 2 | 5 | 2 | 5
| 862 | 36 | 2 | 5 | 22 | 0 | 0 | 0 | 0 | 0 | 0 | 0 | 0 | 0 | 0 | 0 | 1 |  | 2 | 5 | 2 | 5
| 863 | 36 | 2 | 5 | 23 | 0 | 0 | 0 | 0 | 0 | 0 | 0 | 0 | 0 | 0 | 0 | 1 |  | 2 | 5 | 2 | 5
| 864 | 36 | 2 | 5 | 24 | 0 | 0 | 0 | 0 | 0 | 0 | 0 | 0 | 0 | 0 | 0 | 1 |  | 2 | 5 | 2 | 5
| 865 | 37 | 2 | 6 | 1 | 0 | 0 | 0 | 0 | 0 | 0 | 0 | 0 | 0 | 0 | 0 | 1 |  | 2 | 6 | 2 | 6
| 866 | 37 | 2 | 6 | 2 | 0 | 0 | 0 | 0 | 0 | 0 | 0 | 0 | 0 | 0 | 0 | 1 |  | 2 | 6 | 2 | 6
| 867 | 37 | 2 | 6 | 3 | 0 | 0 | 0 | 0 | 0 | 0 | 0 | 0 | 0 | 0 | 0 | 1 |  | 2 | 6 | 2 | 6
| 868 | 37 | 2 | 6 | 4 | 0 | 0 | 0 | 0 | 0 | 0 | 0 | 0 | 0 | 0 | 0 | 1 |  | 2 | 6 | 2 | 6
| 869 | 37 | 2 | 6 | 5 | 0 | 0 | 0 | 0 | 0 | 0 | 0 | 0 | 0 | 0 | 0 | 1 |  | 2 | 6 | 2 | 6
| 870 | 37 | 2 | 6 | 6 | 0 | 0 | 0 | 0 | 0 | 0 | 0 | 0 | 0 | 0 | 0 | 1 |  | 2 | 6 | 2 | 6
| 871 | 37 | 2 | 6 | 7 | 0 | 0 | 0 | 0 | 0 | 0 | 0 | 0 | 0 | 0 | 0 | 1 |  | 2 | 6 | 2 | 6
| 872 | 37 | 2 | 6 | 8 | 0 | 0 | 0 | 0 | 0 | 0 | 0 | 0 | 0 | 0 | 0 | 1 |  | 2 | 6 | 2 | 6
| 873 | 37 | 2 | 6 | 9 | 0 | 0 | 0 | 0 | 0 | 0 | 0 | 0 | 0 | 0 | 0 | 1 |  | 2 | 6 | 2 | 6
| 874 | 37 | 2 | 6 | 10 | 0 | 0 | 0 | 0 | 0 | 0 | 0 | 0 | 0 | 0 | 0 | 1 |  | 2 | 6 | 2 | 6
| 875 | 37 | 2 | 6 | 11 | 0 | 0 | 0 | 0 | 0 | 0 | 0 | 0 | 0 | 0 | 0 | 1 |  | 2 | 6 | 2 | 6
| 876 | 37 | 2 | 6 | 12 | 0 | 0 | 0 | 0 | 0 | 0 | 0 | 0 | 0 | 0 | 0 | 1 |  | 2 | 6 | 2 | 6
| 877 | 37 | 2 | 6 | 13 | 0 | 0 | 0 | 0 | 0 | 0 | 0 | 0 | 0 | 0 | 0 | 1 |  | 2 | 6 | 2 | 6
| 878 | 37 | 2 | 6 | 14 | 0 | 0 | 0 | 0 | 0 | 0 | 0 | 0 | 0 | 0 | 0 | 1 |  | 2 | 6 | 2 | 6
| 879 | 37 | 2 | 6 | 15 | 0 | 0 | 0 | 0 | 0 | 0 | 0 | 0 | 0 | 0 | 0 | 1 |  | 2 | 6 | 2 | 6
| 880 | 37 | 2 | 6 | 16 | 0 | 0 | 0 | 0 | 0 | 0 | 0 | 0 | 0 | 0 | 0 | 1 |  | 2 | 6 | 2 | 6
| 881 | 37 | 2 | 6 | 17 | 0 | 0 | 0 | 0 | 0 | 0 | 0 | 0 | 0 | 0 | 0 | 1 |  | 2 | 6 | 2 | 6
| 882 | 37 | 2 | 6 | 18 | 0 | 0 | 0 | 0 | 0 | 0 | 0 | 0 | 0 | 0 | 0 | 1 |  | 2 | 6 | 2 | 6
| 883 | 37 | 2 | 6 | 19 | 0 | 0 | 0 | 0 | 0 | 0 | 0 | 0 | 0 | 0 | 0 | 1 |  | 2 | 6 | 2 | 6
| 884 | 37 | 2 | 6 | 20 | 0 | 0 | 0 | 0 | 0 | 0 | 0 | 0 | 0 | 0 | 0 | 1 |  | 2 | 6 | 2 | 6
| 885 | 37 | 2 | 6 | 21 | 0 | 0 | 0 | 0 | 0 | 0 | 0 | 0 | 0 | 0 | 0 | 1 |  | 2 | 6 | 2 | 6
| 886 | 37 | 2 | 6 | 22 | 0 | 0 | 0 | 0 | 0 | 0 | 0 | 0 | 0 | 0 | 0 | 1 |  | 2 | 6 | 2 | 6
| 887 | 37 | 2 | 6 | 23 | 0 | 0 | 0 | 0 | 0 | 0 | 0 | 0 | 0 | 0 | 0 | 1 |  | 2 | 6 | 2 | 6
| 888 | 37 | 2 | 6 | 24 | 0 | 0 | 0 | 0 | 0 | 0 | 0 | 0 | 0 | 0 | 0 | 1 |  | 2 | 6 | 2 | 6
| 889 | 38 | 2 | 7 | 1 | 0 | 0 | 1 | 0 | 0 | 0 | 0 | 0 | 0 | 0 | 0 | 1 |  | 2 | 7 | 2 | 7
| 890 | 38 | 2 | 7 | 2 | 0 | 0 | 1 | 0 | 0 | 0 | 0 | 0 | 0 | 0 | 0 | 1 |  | 2 | 7 | 2 | 7
| 891 | 38 | 2 | 7 | 3 | 0 | 0 | 1 | 0 | 0 | 0 | 0 | 0 | 0 | 0 | 0 | 1 |  | 2 | 7 | 2 | 7
| 892 | 38 | 2 | 7 | 4 | 0 | 0 | 1 | 0 | 0 | 0 | 0 | 0 | 0 | 0 | 0 | 1 |  | 2 | 7 | 2 | 7
| 893 | 38 | 2 | 7 | 5 | 0 | 0 | 1 | 0 | 0 | 0 | 0 | 0 | 0 | 0 | 0 | 1 |  | 2 | 7 | 2 | 7
| 894 | 38 | 2 | 7 | 6 | 0 | 0 | 1 | 0 | 0 | 0 | 0 | 0 | 0 | 0 | 0 | 1 |  | 2 | 7 | 2 | 7
| 895 | 38 | 2 | 7 | 7 | 0 | 0 | 1 | 0 | 0 | 0 | 0 | 0 | 0 | 0 | 0 | 1 |  | 2 | 7 | 2 | 7
| 896 | 38 | 2 | 7 | 8 | 0 | 0 | 1 | 0 | 0 | 0 | 0 | 0 | 0 | 0 | 0 | 1 |  | 2 | 7 | 2 | 7
| 897 | 38 | 2 | 7 | 9 | 0 | 0 | 1 | 0 | 0 | 0 | 0 | 0 | 0 | 0 | 0 | 1 |  | 2 | 7 | 2 | 7
| 898 | 38 | 2 | 7 | 10 | 0 | 0 | 1 | 0 | 0 | 0 | 0 | 0 | 0 | 0 | 0 | 1 |  | 2 | 7 | 2 | 7
| 899 | 38 | 2 | 7 | 11 | 0 | 0 | 1 | 0 | 0 | 0 | 0 | 0 | 0 | 0 | 0 | 1 |  | 2 | 7 | 2 | 7
| 900 | 38 | 2 | 7 | 12 | 0 | 0 | 1 | 0 | 0 | 0 | 0 | 0 | 0 | 0 | 0 | 1 |  | 2 | 7 | 2 | 7
| 901 | 38 | 2 | 7 | 13 | 0 | 0 | 1 | 0 | 0 | 0 | 0 | 0 | 0 | 0 | 0 | 1 |  | 2 | 7 | 2 | 7
| 902 | 38 | 2 | 7 | 14 | 0 | 0 | 1 | 0 | 0 | 0 | 0 | 0 | 0 | 0 | 0 | 1 |  | 2 | 7 | 2 | 7
| 903 | 38 | 2 | 7 | 15 | 0 | 0 | 1 | 0 | 0 | 0 | 0 | 0 | 0 | 0 | 0 | 1 |  | 2 | 7 | 2 | 7
| 904 | 38 | 2 | 7 | 16 | 0 | 0 | 1 | 0 | 0 | 0 | 0 | 0 | 0 | 0 | 0 | 1 |  | 2 | 7 | 2 | 7
| 905 | 38 | 2 | 7 | 17 | 0 | 0 | 1 | 0 | 0 | 0 | 0 | 0 | 0 | 0 | 0 | 1 |  | 2 | 7 | 2 | 7
| 906 | 38 | 2 | 7 | 18 | 0 | 0 | 1 | 0 | 0 | 0 | 0 | 0 | 0 | 0 | 0 | 1 |  | 2 | 7 | 2 | 7
| 907 | 38 | 2 | 7 | 19 | 0 | 0 | 1 | 0 | 0 | 0 | 0 | 0 | 0 | 0 | 0 | 1 |  | 2 | 7 | 2 | 7
| 908 | 38 | 2 | 7 | 20 | 0 | 0 | 1 | 0 | 0 | 0 | 0 | 0 | 0 | 0 | 0 | 1 |  | 2 | 7 | 2 | 7
| 909 | 38 | 2 | 7 | 21 | 0 | 0 | 1 | 0 | 0 | 0 | 0 | 0 | 0 | 0 | 0 | 1 |  | 2 | 7 | 2 | 7
| 910 | 38 | 2 | 7 | 22 | 0 | 0 | 1 | 0 | 0 | 0 | 0 | 0 | 0 | 0 | 0 | 1 |  | 2 | 7 | 2 | 7
| 911 | 38 | 2 | 7 | 23 | 0 | 0 | 1 | 0 | 0 | 0 | 0 | 0 | 0 | 0 | 0 | 1 |  | 2 | 7 | 2 | 7
| 912 | 38 | 2 | 7 | 24 | 0 | 0 | 1 | 0 | 0 | 0 | 0 | 0 | 0 | 0 | 0 | 1 |  | 2 | 7 | 2 | 7
| 913 | 39 | 2 | 8 | 1 | 0 | 0 | 1 | 0 | 0 | 0 | 0 | 0 | 0 | 0 | 0 | 1 |  | 2 | 8 | 2 | 8
| 914 | 39 | 2 | 8 | 2 | 0 | 0 | 1 | 0 | 0 | 0 | 0 | 0 | 0 | 0 | 0 | 1 |  | 2 | 8 | 2 | 8
| 915 | 39 | 2 | 8 | 3 | 0 | 0 | 1 | 0 | 0 | 0 | 0 | 0 | 0 | 0 | 0 | 1 |  | 2 | 8 | 2 | 8
| 916 | 39 | 2 | 8 | 4 | 0 | 0 | 1 | 0 | 0 | 0 | 0 | 0 | 0 | 0 | 0 | 1 |  | 2 | 8 | 2 | 8
| 917 | 39 | 2 | 8 | 5 | 0 | 0 | 1 | 0 | 0 | 0 | 0 | 0 | 0 | 0 | 0 | 1 |  | 2 | 8 | 2 | 8
| 918 | 39 | 2 | 8 | 6 | 0 | 0 | 1 | 0 | 0 | 0 | 0 | 0 | 0 | 0 | 0 | 1 |  | 2 | 8 | 2 | 8
| 919 | 39 | 2 | 8 | 7 | 0 | 0 | 1 | 0 | 0 | 0 | 0 | 0 | 0 | 0 | 0 | 1 |  | 2 | 8 | 2 | 8
| 920 | 39 | 2 | 8 | 8 | 0 | 0 | 1 | 0 | 0 | 0 | 0 | 0 | 0 | 0 | 0 | 1 |  | 2 | 8 | 2 | 8
| 921 | 39 | 2 | 8 | 9 | 0 | 0 | 1 | 0 | 0 | 0 | 0 | 0 | 0 | 0 | 0 | 1 |  | 2 | 8 | 2 | 8
| 922 | 39 | 2 | 8 | 10 | 0 | 0 | 1 | 0 | 0 | 0 | 0 | 0 | 0 | 0 | 0 | 1 |  | 2 | 8 | 2 | 8
| 923 | 39 | 2 | 8 | 11 | 0 | 0 | 1 | 0 | 0 | 0 | 0 | 0 | 0 | 0 | 0 | 1 |  | 2 | 8 | 2 | 8
| 924 | 39 | 2 | 8 | 12 | 0 | 0 | 1 | 0 | 0 | 0 | 0 | 0 | 0 | 0 | 0 | 1 |  | 2 | 8 | 2 | 8
| 925 | 39 | 2 | 8 | 13 | 0 | 0 | 1 | 0 | 0 | 0 | 0 | 0 | 0 | 0 | 0 | 1 |  | 2 | 8 | 2 | 8
| 926 | 39 | 2 | 8 | 14 | 0 | 0 | 1 | 0 | 0 | 0 | 0 | 0 | 0 | 0 | 0 | 1 |  | 2 | 8 | 2 | 8
| 927 | 39 | 2 | 8 | 15 | 0 | 0 | 1 | 0 | 0 | 0 | 0 | 0 | 0 | 0 | 0 | 1 |  | 2 | 8 | 2 | 8
| 928 | 39 | 2 | 8 | 16 | 0 | 0 | 1 | 0 | 0 | 0 | 0 | 0 | 0 | 0 | 0 | 1 |  | 2 | 8 | 2 | 8
| 929 | 39 | 2 | 8 | 17 | 0 | 0 | 1 | 0 | 0 | 0 | 0 | 0 | 0 | 0 | 0 | 1 |  | 2 | 8 | 2 | 8
| 930 | 39 | 2 | 8 | 18 | 0 | 0 | 1 | 0 | 0 | 0 | 0 | 0 | 0 | 0 | 0 | 1 |  | 2 | 8 | 2 | 8
| 931 | 39 | 2 | 8 | 19 | 0 | 0 | 1 | 0 | 0 | 0 | 0 | 0 | 0 | 0 | 0 | 1 |  | 2 | 8 | 2 | 8
| 932 | 39 | 2 | 8 | 20 | 0 | 0 | 1 | 0 | 0 | 0 | 0 | 0 | 0 | 0 | 0 | 1 |  | 2 | 8 | 2 | 8
| 933 | 39 | 2 | 8 | 21 | 0 | 0 | 1 | 0 | 0 | 0 | 0 | 0 | 0 | 0 | 0 | 1 |  | 2 | 8 | 2 | 8
| 934 | 39 | 2 | 8 | 22 | 0 | 0 | 1 | 0 | 0 | 0 | 0 | 0 | 0 | 0 | 0 | 1 |  | 2 | 8 | 2 | 8
| 935 | 39 | 2 | 8 | 23 | 0 | 0 | 1 | 0 | 0 | 0 | 0 | 0 | 0 | 0 | 0 | 1 |  | 2 | 8 | 2 | 8
| 936 | 39 | 2 | 8 | 24 | 0 | 0 | 1 | 0 | 0 | 0 | 0 | 0 | 0 | 0 | 0 | 1 |  | 2 | 8 | 2 | 8
| 937 | 40 | 2 | 9 | 1 | 0 | 0 | 1 | 0 | 0 | 0 | 0 | 0 | 0 | 0 | 0 | 1 |  | 2 | 9 | 2 | 9
| 938 | 40 | 2 | 9 | 2 | 0 | 0 | 1 | 0 | 0 | 0 | 0 | 0 | 0 | 0 | 0 | 1 |  | 2 | 9 | 2 | 9
| 939 | 40 | 2 | 9 | 3 | 0 | 0 | 1 | 0 | 0 | 0 | 0 | 0 | 0 | 0 | 0 | 1 |  | 2 | 9 | 2 | 9
| 940 | 40 | 2 | 9 | 4 | 0 | 0 | 1 | 0 | 0 | 0 | 0 | 0 | 0 | 0 | 0 | 1 |  | 2 | 9 | 2 | 9
| 941 | 40 | 2 | 9 | 5 | 0 | 0 | 1 | 0 | 0 | 0 | 0 | 0 | 0 | 0 | 0 | 1 |  | 2 | 9 | 2 | 9
| 942 | 40 | 2 | 9 | 6 | 0 | 0 | 1 | 0 | 0 | 0 | 0 | 0 | 0 | 0 | 0 | 1 |  | 2 | 9 | 2 | 9
| 943 | 40 | 2 | 9 | 7 | 0 | 0 | 1 | 0 | 0 | 0 | 0 | 0 | 0 | 0 | 0 | 1 |  | 2 | 9 | 2 | 9
| 944 | 40 | 2 | 9 | 8 | 0 | 0 | 1 | 0 | 0 | 0 | 0 | 0 | 0 | 0 | 0 | 1 |  | 2 | 9 | 2 | 9
| 945 | 40 | 2 | 9 | 9 | 0 | 0 | 1 | 0 | 0 | 0 | 0 | 0 | 0 | 0 | 0 | 1 |  | 2 | 9 | 2 | 9
| 946 | 40 | 2 | 9 | 10 | 0 | 0 | 1 | 0 | 0 | 0 | 0 | 0 | 0 | 0 | 0 | 1 |  | 2 | 9 | 2 | 9
| 947 | 40 | 2 | 9 | 11 | 0 | 0 | 1 | 0 | 0 | 0 | 0 | 0 | 0 | 0 | 0 | 1 |  | 2 | 9 | 2 | 9
| 948 | 40 | 2 | 9 | 12 | 0 | 0 | 1 | 0 | 0 | 0 | 0 | 0 | 0 | 0 | 0 | 1 |  | 2 | 9 | 2 | 9
| 949 | 40 | 2 | 9 | 13 | 0 | 0 | 1 | 0 | 0 | 0 | 0 | 0 | 0 | 0 | 0 | 1 |  | 2 | 9 | 2 | 9
| 950 | 40 | 2 | 9 | 14 | 0 | 0 | 1 | 0 | 0 | 0 | 0 | 0 | 0 | 0 | 0 | 1 |  | 2 | 9 | 2 | 9
| 951 | 40 | 2 | 9 | 15 | 0 | 0 | 1 | 0 | 0 | 0 | 0 | 0 | 0 | 0 | 0 | 1 |  | 2 | 9 | 2 | 9
| 952 | 40 | 2 | 9 | 16 | 0 | 0 | 1 | 0 | 0 | 0 | 0 | 0 | 0 | 0 | 0 | 1 |  | 2 | 9 | 2 | 9
| 953 | 40 | 2 | 9 | 17 | 0 | 0 | 1 | 0 | 0 | 0 | 0 | 0 | 0 | 0 | 0 | 1 |  | 2 | 9 | 2 | 9
| 954 | 40 | 2 | 9 | 18 | 0 | 0 | 1 | 0 | 0 | 0 | 0 | 0 | 0 | 0 | 0 | 1 |  | 2 | 9 | 2 | 9
| 955 | 40 | 2 | 9 | 19 | 0 | 0 | 1 | 0 | 0 | 0 | 0 | 0 | 0 | 0 | 0 | 1 |  | 2 | 9 | 2 | 9
| 956 | 40 | 2 | 9 | 20 | 0 | 0 | 1 | 0 | 0 | 0 | 0 | 0 | 0 | 0 | 0 | 1 |  | 2 | 9 | 2 | 9
| 957 | 40 | 2 | 9 | 21 | 0 | 0 | 1 | 0 | 0 | 0 | 0 | 0 | 0 | 0 | 0 | 1 |  | 2 | 9 | 2 | 9
| 958 | 40 | 2 | 9 | 22 | 0 | 0 | 1 | 0 | 0 | 0 | 0 | 0 | 0 | 0 | 0 | 1 |  | 2 | 9 | 2 | 9
| 959 | 40 | 2 | 9 | 23 | 0 | 0 | 1 | 0 | 0 | 0 | 0 | 0 | 0 | 0 | 0 | 1 |  | 2 | 9 | 2 | 9
| 960 | 40 | 2 | 9 | 24 | 0 | 0 | 1 | 0 | 0 | 0 | 0 | 0 | 0 | 0 | 0 | 1 |  | 2 | 9 | 2 | 9
| 961 | 41 | 2 | 10 | 1 | 0 | 0 | 1 | 0 | 0 | 0 | 0 | 0 | 0 | 0 | 0 | 1 |  | 2 | 10 | 2 | 10
| 962 | 41 | 2 | 10 | 2 | 0 | 0 | 1 | 0 | 0 | 0 | 0 | 0 | 0 | 0 | 0 | 1 |  | 2 | 10 | 2 | 10
| 963 | 41 | 2 | 10 | 3 | 0 | 0 | 1 | 0 | 0 | 0 | 0 | 0 | 0 | 0 | 0 | 1 |  | 2 | 10 | 2 | 10
| 964 | 41 | 2 | 10 | 4 | 0 | 0 | 1 | 0 | 0 | 0 | 0 | 0 | 0 | 0 | 0 | 1 |  | 2 | 10 | 2 | 10
| 965 | 41 | 2 | 10 | 5 | 0 | 0 | 1 | 0 | 0 | 0 | 0 | 0 | 0 | 0 | 0 | 1 |  | 2 | 10 | 2 | 10
| 966 | 41 | 2 | 10 | 6 | 0 | 0 | 1 | 0 | 0 | 0 | 0 | 0 | 0 | 0 | 0 | 1 |  | 2 | 10 | 2 | 10
| 967 | 41 | 2 | 10 | 7 | 0 | 0 | 1 | 0 | 0 | 0 | 0 | 0 | 0 | 0 | 0 | 1 |  | 2 | 10 | 2 | 10
| 968 | 41 | 2 | 10 | 8 | 0 | 0 | 1 | 0 | 0 | 0 | 0 | 0 | 0 | 0 | 0 | 1 |  | 2 | 10 | 2 | 10
| 969 | 41 | 2 | 10 | 9 | 0 | 0 | 1 | 0 | 0 | 0 | 0 | 0 | 0 | 0 | 0 | 1 |  | 2 | 10 | 2 | 10
| 970 | 41 | 2 | 10 | 10 | 0 | 0 | 1 | 0 | 0 | 0 | 0 | 0 | 0 | 0 | 0 | 1 |  | 2 | 10 | 2 | 10
| 971 | 41 | 2 | 10 | 11 | 0 | 0 | 1 | 0 | 0 | 0 | 0 | 0 | 0 | 0 | 0 | 1 |  | 2 | 10 | 2 | 10
| 972 | 41 | 2 | 10 | 12 | 0 | 0 | 1 | 0 | 0 | 0 | 0 | 0 | 0 | 0 | 0 | 1 |  | 2 | 10 | 2 | 10
| 973 | 41 | 2 | 10 | 13 | 0 | 0 | 1 | 0 | 0 | 0 | 0 | 0 | 0 | 0 | 0 | 1 |  | 2 | 10 | 2 | 10
| 974 | 41 | 2 | 10 | 14 | 0 | 0 | 1 | 0 | 0 | 0 | 0 | 0 | 0 | 0 | 0 | 1 |  | 2 | 10 | 2 | 10
| 975 | 41 | 2 | 10 | 15 | 0 | 0 | 1 | 0 | 0 | 0 | 0 | 0 | 0 | 0 | 0 | 1 |  | 2 | 10 | 2 | 10
| 976 | 41 | 2 | 10 | 16 | 0 | 0 | 1 | 0 | 0 | 0 | 0 | 0 | 0 | 0 | 0 | 1 |  | 2 | 10 | 2 | 10
| 977 | 41 | 2 | 10 | 17 | 0 | 0 | 1 | 0 | 0 | 0 | 0 | 0 | 0 | 0 | 0 | 1 |  | 2 | 10 | 2 | 10
| 978 | 41 | 2 | 10 | 18 | 0 | 0 | 1 | 0 | 0 | 0 | 0 | 0 | 0 | 0 | 0 | 1 |  | 2 | 10 | 2 | 10
| 979 | 41 | 2 | 10 | 19 | 0 | 0 | 1 | 0 | 0 | 0 | 0 | 0 | 0 | 0 | 0 | 1 |  | 2 | 10 | 2 | 10
| 980 | 41 | 2 | 10 | 20 | 0 | 0 | 1 | 0 | 0 | 0 | 0 | 0 | 0 | 0 | 0 | 1 |  | 2 | 10 | 2 | 10
| 981 | 41 | 2 | 10 | 21 | 0 | 0 | 1 | 0 | 0 | 0 | 0 | 0 | 0 | 0 | 0 | 1 |  | 2 | 10 | 2 | 10
| 982 | 41 | 2 | 10 | 22 | 0 | 0 | 1 | 0 | 0 | 0 | 0 | 0 | 0 | 0 | 0 | 1 |  | 2 | 10 | 2 | 10
| 983 | 41 | 2 | 10 | 23 | 0 | 0 | 1 | 0 | 0 | 0 | 0 | 0 | 0 | 0 | 0 | 1 |  | 2 | 10 | 2 | 10
| 984 | 41 | 2 | 10 | 24 | 0 | 0 | 1 | 0 | 0 | 0 | 0 | 0 | 0 | 0 | 0 | 1 |  | 2 | 10 | 2 | 10
| 985 | 42 | 2 | 11 | 1 | 0 | 0 | 1 | 0 | 0 | 0 | 0 | 0 | 0 | 0 | 0 | 1 |  | 2 | 11 | 2 | 11
| 986 | 42 | 2 | 11 | 2 | 0 | 0 | 1 | 0 | 0 | 0 | 0 | 0 | 0 | 0 | 0 | 1 |  | 2 | 11 | 2 | 11
| 987 | 42 | 2 | 11 | 3 | 0 | 0 | 1 | 0 | 0 | 0 | 0 | 0 | 0 | 0 | 0 | 1 |  | 2 | 11 | 2 | 11
| 988 | 42 | 2 | 11 | 4 | 0 | 0 | 1 | 0 | 0 | 0 | 0 | 0 | 0 | 0 | 0 | 1 |  | 2 | 11 | 2 | 11
| 989 | 42 | 2 | 11 | 5 | 0 | 0 | 1 | 0 | 0 | 0 | 0 | 0 | 0 | 0 | 0 | 1 |  | 2 | 11 | 2 | 11
| 990 | 42 | 2 | 11 | 6 | 0 | 0 | 1 | 0 | 0 | 0 | 0 | 0 | 0 | 0 | 0 | 1 |  | 2 | 11 | 2 | 11
| 991 | 42 | 2 | 11 | 7 | 0 | 0 | 1 | 0 | 0 | 0 | 0 | 0 | 0 | 0 | 0 | 1 |  | 2 | 11 | 2 | 11
| 992 | 42 | 2 | 11 | 8 | 0 | 0 | 1 | 0 | 0 | 0 | 0 | 0 | 0 | 0 | 0 | 1 |  | 2 | 11 | 2 | 11
| 993 | 42 | 2 | 11 | 9 | 0 | 0 | 1 | 0 | 0 | 0 | 0 | 0 | 0 | 0 | 0 | 1 |  | 2 | 11 | 2 | 11
| 994 | 42 | 2 | 11 | 10 | 0 | 0 | 1 | 0 | 0 | 0 | 0 | 0 | 0 | 0 | 0 | 1 |  | 2 | 11 | 2 | 11
| 995 | 42 | 2 | 11 | 11 | 0 | 0 | 1 | 0 | 0 | 0 | 0 | 0 | 0 | 0 | 0 | 1 |  | 2 | 11 | 2 | 11
| 996 | 42 | 2 | 11 | 12 | 0 | 0 | 1 | 0 | 0 | 0 | 0 | 0 | 0 | 0 | 0 | 1 |  | 2 | 11 | 2 | 11
| 997 | 42 | 2 | 11 | 13 | 0 | 0 | 1 | 0 | 0 | 0 | 0 | 0 | 0 | 0 | 0 | 1 |  | 2 | 11 | 2 | 11
| 998 | 42 | 2 | 11 | 14 | 0 | 0 | 1 | 0 | 0 | 0 | 0 | 0 | 0 | 0 | 0 | 1 |  | 2 | 11 | 2 | 11
| 999 | 42 | 2 | 11 | 15 | 0 | 0 | 1 | 0 | 0 | 0 | 0 | 0 | 0 | 0 | 0 | 1 |  | 2 | 11 | 2 | 11
| 1000 | 42 | 2 | 11 | 16 | 0 | 0 | 1 | 0 | 0 | 0 | 0 | 0 | 0 | 0 | 0 | 1 |  | 2 | 11 | 2 | 11
| 1001 | 42 | 2 | 11 | 17 | 0 | 0 | 1 | 0 | 0 | 0 | 0 | 0 | 0 | 0 | 0 | 1 |  | 2 | 11 | 2 | 11
| 1002 | 42 | 2 | 11 | 18 | 0 | 0 | 1 | 0 | 0 | 0 | 0 | 0 | 0 | 0 | 0 | 1 |  | 2 | 11 | 2 | 11
| 1003 | 42 | 2 | 11 | 19 | 0 | 0 | 1 | 0 | 0 | 0 | 0 | 0 | 0 | 0 | 0 | 1 |  | 2 | 11 | 2 | 11
| 1004 | 42 | 2 | 11 | 20 | 0 | 0 | 1 | 0 | 0 | 0 | 0 | 0 | 0 | 0 | 0 | 1 |  | 2 | 11 | 2 | 11
| 1005 | 42 | 2 | 11 | 21 | 0 | 0 | 1 | 0 | 0 | 0 | 0 | 0 | 0 | 0 | 0 | 1 |  | 2 | 11 | 2 | 11
| 1006 | 42 | 2 | 11 | 22 | 0 | 0 | 1 | 0 | 0 | 0 | 0 | 0 | 0 | 0 | 0 | 1 |  | 2 | 11 | 2 | 11
| 1007 | 42 | 2 | 11 | 23 | 0 | 0 | 1 | 0 | 0 | 0 | 0 | 0 | 0 | 0 | 0 | 1 |  | 2 | 11 | 2 | 11
| 1008 | 42 | 2 | 11 | 24 | 0 | 0 | 1 | 0 | 0 | 0 | 0 | 0 | 0 | 0 | 0 | 1 |  | 2 | 11 | 2 | 11
| 1009 | 43 | 2 | 12 | 1 | 0 | 0 | 0 | 0 | 0 | 0 | 0 | 0 | 0 | 0 | 0 | 1 |  | 2 | 12 | 2 | 12
| 1010 | 43 | 2 | 12 | 2 | 0 | 0 | 0 | 0 | 0 | 0 | 0 | 0 | 0 | 0 | 0 | 1 |  | 2 | 12 | 2 | 12
| 1011 | 43 | 2 | 12 | 3 | 0 | 0 | 0 | 0 | 0 | 0 | 0 | 0 | 0 | 0 | 0 | 1 |  | 2 | 12 | 2 | 12
| 1012 | 43 | 2 | 12 | 4 | 0 | 0 | 0 | 0 | 0 | 0 | 0 | 0 | 0 | 0 | 0 | 1 |  | 2 | 12 | 2 | 12
| 1013 | 43 | 2 | 12 | 5 | 0 | 0 | 0 | 0 | 0 | 0 | 0 | 0 | 0 | 0 | 0 | 1 |  | 2 | 12 | 2 | 12
| 1014 | 43 | 2 | 12 | 6 | 0 | 0 | 0 | 0 | 0 | 0 | 0 | 0 | 0 | 0 | 0 | 1 |  | 2 | 12 | 2 | 12
| 1015 | 43 | 2 | 12 | 7 | 0 | 0 | 0 | 0 | 0 | 0 | 0 | 0 | 0 | 0 | 0 | 1 |  | 2 | 12 | 2 | 12
| 1016 | 43 | 2 | 12 | 8 | 0 | 0 | 0 | 0 | 0 | 0 | 0 | 0 | 0 | 0 | 0 | 1 |  | 2 | 12 | 2 | 12
| 1017 | 43 | 2 | 12 | 9 | 0 | 0 | 0 | 0 | 0 | 0 | 0 | 0 | 0 | 0 | 0 | 1 |  | 2 | 12 | 2 | 12
| 1018 | 43 | 2 | 12 | 10 | 0 | 0 | 0 | 0 | 0 | 0 | 0 | 0 | 0 | 0 | 0 | 1 |  | 2 | 12 | 2 | 12
| 1019 | 43 | 2 | 12 | 11 | 0 | 0 | 0 | 0 | 0 | 0 | 0 | 0 | 0 | 0 | 0 | 1 |  | 2 | 12 | 2 | 12
| 1020 | 43 | 2 | 12 | 12 | 0 | 0 | 0 | 0 | 0 | 0 | 0 | 0 | 0 | 0 | 0 | 1 |  | 2 | 12 | 2 | 12
| 1021 | 43 | 2 | 12 | 13 | 0 | 0 | 0 | 0 | 0 | 0 | 0 | 0 | 0 | 0 | 0 | 1 |  | 2 | 12 | 2 | 12
| 1022 | 43 | 2 | 12 | 14 | 0 | 0 | 0 | 0 | 0 | 0 | 0 | 0 | 0 | 0 | 0 | 1 |  | 2 | 12 | 2 | 12
| 1023 | 43 | 2 | 12 | 15 | 0 | 0 | 0 | 0 | 0 | 0 | 0 | 0 | 0 | 0 | 0 | 1 |  | 2 | 12 | 2 | 12
| 1024 | 43 | 2 | 12 | 16 | 0 | 0 | 0 | 0 | 0 | 0 | 0 | 0 | 0 | 0 | 0 | 1 |  | 2 | 12 | 2 | 12
| 1025 | 43 | 2 | 12 | 17 | 0 | 0 | 0 | 0 | 0 | 0 | 0 | 0 | 0 | 0 | 0 | 1 |  | 2 | 12 | 2 | 12
| 1026 | 43 | 2 | 12 | 18 | 0 | 0 | 0 | 0 | 0 | 0 | 0 | 0 | 0 | 0 | 0 | 1 |  | 2 | 12 | 2 | 12
| 1027 | 43 | 2 | 12 | 19 | 0 | 0 | 0 | 0 | 0 | 0 | 0 | 0 | 0 | 0 | 0 | 1 |  | 2 | 12 | 2 | 12
| 1028 | 43 | 2 | 12 | 20 | 0 | 0 | 0 | 0 | 0 | 0 | 0 | 0 | 0 | 0 | 0 | 1 |  | 2 | 12 | 2 | 12
| 1029 | 43 | 2 | 12 | 21 | 0 | 0 | 0 | 0 | 0 | 0 | 0 | 0 | 0 | 0 | 0 | 1 |  | 2 | 12 | 2 | 12
| 1030 | 43 | 2 | 12 | 22 | 0 | 0 | 0 | 0 | 0 | 0 | 0 | 0 | 0 | 0 | 0 | 1 |  | 2 | 12 | 2 | 12
| 1031 | 43 | 2 | 12 | 23 | 0 | 0 | 0 | 0 | 0 | 0 | 0 | 0 | 0 | 0 | 0 | 1 |  | 2 | 12 | 2 | 12
| 1032 | 43 | 2 | 12 | 24 | 0 | 0 | 0 | 0 | 0 | 0 | 0 | 0 | 0 | 0 | 0 | 1 |  | 2 | 12 | 2 | 12
| 1033 | 44 | 2 | 13 | 1 | 0 | 0 | 0 | 0 | 0 | 0 | 0 | 0 | 0 | 0 | 0 | 1 |  | 2 | 13 | 2 | 13
| 1034 | 44 | 2 | 13 | 2 | 0 | 0 | 0 | 0 | 0 | 0 | 0 | 0 | 0 | 0 | 0 | 1 |  | 2 | 13 | 2 | 13
| 1035 | 44 | 2 | 13 | 3 | 0 | 0 | 0 | 0 | 0 | 0 | 0 | 0 | 0 | 0 | 0 | 1 |  | 2 | 13 | 2 | 13
| 1036 | 44 | 2 | 13 | 4 | 0 | 0 | 0 | 0 | 0 | 0 | 0 | 0 | 0 | 0 | 0 | 1 |  | 2 | 13 | 2 | 13
| 1037 | 44 | 2 | 13 | 5 | 0 | 0 | 0 | 0 | 0 | 0 | 0 | 0 | 0 | 0 | 0 | 1 |  | 2 | 13 | 2 | 13
| 1038 | 44 | 2 | 13 | 6 | 0 | 0 | 0 | 0 | 0 | 0 | 0 | 0 | 0 | 0 | 0 | 1 |  | 2 | 13 | 2 | 13
| 1039 | 44 | 2 | 13 | 7 | 0 | 0 | 0 | 0 | 0 | 0 | 0 | 0 | 0 | 0 | 0 | 1 |  | 2 | 13 | 2 | 13
| 1040 | 44 | 2 | 13 | 8 | 0 | 0 | 0 | 0 | 0 | 0 | 0 | 0 | 0 | 0 | 0 | 1 |  | 2 | 13 | 2 | 13
| 1041 | 44 | 2 | 13 | 9 | 0 | 0 | 0 | 0 | 0 | 0 | 0 | 0 | 0 | 0 | 0 | 1 |  | 2 | 13 | 2 | 13
| 1042 | 44 | 2 | 13 | 10 | 0 | 0 | 0 | 0 | 0 | 0 | 0 | 0 | 0 | 0 | 0 | 1 |  | 2 | 13 | 2 | 13
| 1043 | 44 | 2 | 13 | 11 | 0 | 0 | 0 | 0 | 0 | 0 | 0 | 0 | 0 | 0 | 0 | 1 |  | 2 | 13 | 2 | 13
| 1044 | 44 | 2 | 13 | 12 | 0 | 0 | 0 | 0 | 0 | 0 | 0 | 0 | 0 | 0 | 0 | 1 |  | 2 | 13 | 2 | 13
| 1045 | 44 | 2 | 13 | 13 | 0 | 0 | 0 | 0 | 0 | 0 | 0 | 0 | 0 | 0 | 0 | 1 |  | 2 | 13 | 2 | 13
| 1046 | 44 | 2 | 13 | 14 | 0 | 0 | 0 | 0 | 0 | 0 | 0 | 0 | 0 | 0 | 0 | 1 |  | 2 | 13 | 2 | 13
| 1047 | 44 | 2 | 13 | 15 | 0 | 0 | 0 | 0 | 0 | 0 | 0 | 0 | 0 | 0 | 0 | 1 |  | 2 | 13 | 2 | 13
| 1048 | 44 | 2 | 13 | 16 | 0 | 0 | 0 | 0 | 0 | 0 | 0 | 0 | 0 | 0 | 0 | 1 |  | 2 | 13 | 2 | 13
| 1049 | 44 | 2 | 13 | 17 | 0 | 0 | 0 | 0 | 0 | 0 | 0 | 0 | 0 | 0 | 0 | 1 |  | 2 | 13 | 2 | 13
| 1050 | 44 | 2 | 13 | 18 | 0 | 0 | 0 | 0 | 0 | 0 | 0 | 0 | 0 | 0 | 0 | 1 |  | 2 | 13 | 2 | 13
| 1051 | 44 | 2 | 13 | 19 | 0 | 0 | 0 | 0 | 0 | 0 | 0 | 0 | 0 | 0 | 0 | 1 |  | 2 | 13 | 2 | 13
| 1052 | 44 | 2 | 13 | 20 | 0 | 0 | 0 | 0 | 0 | 0 | 0 | 0 | 0 | 0 | 0 | 1 |  | 2 | 13 | 2 | 13
| 1053 | 44 | 2 | 13 | 21 | 0 | 0 | 0 | 0 | 0 | 0 | 0 | 0 | 0 | 0 | 0 | 1 |  | 2 | 13 | 2 | 13
| 1054 | 44 | 2 | 13 | 22 | 0 | 0 | 0 | 0 | 0 | 0 | 0 | 0 | 0 | 0 | 0 | 1 |  | 2 | 13 | 2 | 13
| 1055 | 44 | 2 | 13 | 23 | 0 | 0 | 0 | 0 | 0 | 0 | 0 | 0 | 0 | 0 | 0 | 1 |  | 2 | 13 | 2 | 13
| 1056 | 44 | 2 | 13 | 24 | 0 | 0 | 0 | 0 | 0 | 0 | 0 | 0 | 0 | 0 | 0 | 1 |  | 2 | 13 | 2 | 13
| 1057 | 45 | 2 | 14 | 1 | 0 | 0 | 1 | 0 | 0 | 0 | 0 | 0 | 0 | 0 | 0 | 1 |  | 2 | 14 | 2 | 14
| 1058 | 45 | 2 | 14 | 2 | 0 | 0 | 1 | 0 | 0 | 0 | 0 | 0 | 0 | 0 | 0 | 1 |  | 2 | 14 | 2 | 14
| 1059 | 45 | 2 | 14 | 3 | 0 | 0 | 1 | 0 | 0 | 0 | 0 | 0 | 0 | 0 | 0 | 1 |  | 2 | 14 | 2 | 14
| 1060 | 45 | 2 | 14 | 4 | 0 | 0 | 1 | 0 | 0 | 0 | 0 | 0 | 0 | 0 | 0 | 1 |  | 2 | 14 | 2 | 14
| 1061 | 45 | 2 | 14 | 5 | 0 | 0 | 1 | 0 | 0 | 0 | 0 | 0 | 0 | 0 | 0 | 1 |  | 2 | 14 | 2 | 14
| 1062 | 45 | 2 | 14 | 6 | 0 | 0 | 1 | 0 | 0 | 0 | 0 | 0 | 0 | 0 | 0 | 1 |  | 2 | 14 | 2 | 14
| 1063 | 45 | 2 | 14 | 7 | 0 | 0 | 1 | 0 | 0 | 0 | 0 | 0 | 0 | 0 | 0 | 1 |  | 2 | 14 | 2 | 14
| 1064 | 45 | 2 | 14 | 8 | 0 | 0 | 1 | 0 | 0 | 0 | 0 | 0 | 0 | 0 | 0 | 1 |  | 2 | 14 | 2 | 14
| 1065 | 45 | 2 | 14 | 9 | 0 | 0 | 1 | 0 | 0 | 0 | 0 | 0 | 0 | 0 | 0 | 1 |  | 2 | 14 | 2 | 14
| 1066 | 45 | 2 | 14 | 10 | 0 | 0 | 1 | 0 | 0 | 0 | 0 | 0 | 0 | 0 | 0 | 1 |  | 2 | 14 | 2 | 14
| 1067 | 45 | 2 | 14 | 11 | 0 | 0 | 1 | 0 | 0 | 0 | 0 | 0 | 0 | 0 | 0 | 1 |  | 2 | 14 | 2 | 14
| 1068 | 45 | 2 | 14 | 12 | 0 | 0 | 1 | 0 | 0 | 0 | 0 | 0 | 0 | 0 | 0 | 1 |  | 2 | 14 | 2 | 14
| 1069 | 45 | 2 | 14 | 13 | 0 | 0 | 1 | 0 | 0 | 0 | 0 | 0 | 0 | 0 | 0 | 1 |  | 2 | 14 | 2 | 14
| 1070 | 45 | 2 | 14 | 14 | 0 | 0 | 1 | 0 | 0 | 0 | 0 | 0 | 0 | 0 | 0 | 1 |  | 2 | 14 | 2 | 14
| 1071 | 45 | 2 | 14 | 15 | 0 | 0 | 1 | 0 | 0 | 0 | 0 | 0 | 0 | 0 | 0 | 1 |  | 2 | 14 | 2 | 14
| 1072 | 45 | 2 | 14 | 16 | 0 | 0 | 1 | 0 | 0 | 0 | 0 | 0 | 0 | 0 | 0 | 1 |  | 2 | 14 | 2 | 14
| 1073 | 45 | 2 | 14 | 17 | 0 | 0 | 1 | 0 | 0 | 0 | 0 | 0 | 0 | 0 | 0 | 1 |  | 2 | 14 | 2 | 14
| 1074 | 45 | 2 | 14 | 18 | 0 | 0 | 1 | 0 | 0 | 0 | 0 | 0 | 0 | 0 | 0 | 1 |  | 2 | 14 | 2 | 14
| 1075 | 45 | 2 | 14 | 19 | 0 | 0 | 1 | 0 | 0 | 0 | 0 | 0 | 0 | 0 | 0 | 1 |  | 2 | 14 | 2 | 14
| 1076 | 45 | 2 | 14 | 20 | 0 | 0 | 1 | 0 | 0 | 0 | 0 | 0 | 0 | 0 | 0 | 1 |  | 2 | 14 | 2 | 14
| 1077 | 45 | 2 | 14 | 21 | 0 | 0 | 1 | 0 | 0 | 0 | 0 | 0 | 0 | 0 | 0 | 1 |  | 2 | 14 | 2 | 14
| 1078 | 45 | 2 | 14 | 22 | 0 | 0 | 1 | 0 | 0 | 0 | 0 | 0 | 0 | 0 | 0 | 1 |  | 2 | 14 | 2 | 14
| 1079 | 45 | 2 | 14 | 23 | 0 | 0 | 1 | 0 | 0 | 0 | 0 | 0 | 0 | 0 | 0 | 1 |  | 2 | 14 | 2 | 14
| 1080 | 45 | 2 | 14 | 24 | 0 | 0 | 1 | 0 | 0 | 0 | 0 | 0 | 0 | 0 | 0 | 1 |  | 2 | 14 | 2 | 14
| 1081 | 46 | 2 | 15 | 1 | 0 | 0 | 1 | 0 | 0 | 0 | 0 | 0 | 0 | 0 | 0 | 1 |  | 2 | 15 | 2 | 15
| 1082 | 46 | 2 | 15 | 2 | 0 | 0 | 1 | 0 | 0 | 0 | 0 | 0 | 0 | 0 | 0 | 1 |  | 2 | 15 | 2 | 15
| 1083 | 46 | 2 | 15 | 3 | 0 | 0 | 1 | 0 | 0 | 0 | 0 | 0 | 0 | 0 | 0 | 1 |  | 2 | 15 | 2 | 15
| 1084 | 46 | 2 | 15 | 4 | 0 | 0 | 1 | 0 | 0 | 0 | 0 | 0 | 0 | 0 | 0 | 1 |  | 2 | 15 | 2 | 15
| 1085 | 46 | 2 | 15 | 5 | 0 | 0 | 1 | 0 | 0 | 0 | 0 | 0 | 0 | 0 | 0 | 1 |  | 2 | 15 | 2 | 15
| 1086 | 46 | 2 | 15 | 6 | 0 | 0 | 1 | 0 | 0 | 0 | 0 | 0 | 0 | 0 | 0 | 1 |  | 2 | 15 | 2 | 15
| 1087 | 46 | 2 | 15 | 7 | 0 | 0 | 1 | 0 | 0 | 0 | 0 | 0 | 0 | 0 | 0 | 1 |  | 2 | 15 | 2 | 15
| 1088 | 46 | 2 | 15 | 8 | 0 | 0 | 1 | 0 | 0 | 0 | 0 | 0 | 0 | 0 | 0 | 1 |  | 2 | 15 | 2 | 15
| 1089 | 46 | 2 | 15 | 9 | 0 | 0 | 1 | 0 | 0 | 0 | 0 | 0 | 0 | 0 | 0 | 1 |  | 2 | 15 | 2 | 15
| 1090 | 46 | 2 | 15 | 10 | 0 | 0 | 1 | 0 | 0 | 0 | 0 | 0 | 0 | 0 | 0 | 1 |  | 2 | 15 | 2 | 15
| 1091 | 46 | 2 | 15 | 11 | 0 | 0 | 1 | 0 | 0 | 0 | 0 | 0 | 0 | 0 | 0 | 1 |  | 2 | 15 | 2 | 15
| 1092 | 46 | 2 | 15 | 12 | 0 | 0 | 1 | 0 | 0 | 0 | 0 | 0 | 0 | 0 | 0 | 1 |  | 2 | 15 | 2 | 15
| 1093 | 46 | 2 | 15 | 13 | 0 | 0 | 1 | 0 | 0 | 0 | 0 | 0 | 0 | 0 | 0 | 1 |  | 2 | 15 | 2 | 15
| 1094 | 46 | 2 | 15 | 14 | 0 | 0 | 1 | 0 | 0 | 0 | 0 | 0 | 0 | 0 | 0 | 1 |  | 2 | 15 | 2 | 15
| 1095 | 46 | 2 | 15 | 15 | 0 | 0 | 1 | 0 | 0 | 0 | 0 | 0 | 0 | 0 | 0 | 1 |  | 2 | 15 | 2 | 15
| 1096 | 46 | 2 | 15 | 16 | 0 | 0 | 1 | 0 | 0 | 0 | 0 | 0 | 0 | 0 | 0 | 1 |  | 2 | 15 | 2 | 15
| 1097 | 46 | 2 | 15 | 17 | 0 | 0 | 1 | 0 | 0 | 0 | 0 | 0 | 0 | 0 | 0 | 1 |  | 2 | 15 | 2 | 15
| 1098 | 46 | 2 | 15 | 18 | 0 | 0 | 1 | 0 | 0 | 0 | 0 | 0 | 0 | 0 | 0 | 1 |  | 2 | 15 | 2 | 15
| 1099 | 46 | 2 | 15 | 19 | 0 | 0 | 1 | 0 | 0 | 0 | 0 | 0 | 0 | 0 | 0 | 1 |  | 2 | 15 | 2 | 15
| 1100 | 46 | 2 | 15 | 20 | 0 | 0 | 1 | 0 | 0 | 0 | 0 | 0 | 0 | 0 | 0 | 1 |  | 2 | 15 | 2 | 15
| 1101 | 46 | 2 | 15 | 21 | 0 | 0 | 1 | 0 | 0 | 0 | 0 | 0 | 0 | 0 | 0 | 1 |  | 2 | 15 | 2 | 15
| 1102 | 46 | 2 | 15 | 22 | 0 | 0 | 1 | 0 | 0 | 0 | 0 | 0 | 0 | 0 | 0 | 1 |  | 2 | 15 | 2 | 15
| 1103 | 46 | 2 | 15 | 23 | 0 | 0 | 1 | 0 | 0 | 0 | 0 | 0 | 0 | 0 | 0 | 1 |  | 2 | 15 | 2 | 15
| 1104 | 46 | 2 | 15 | 24 | 0 | 0 | 1 | 0 | 0 | 0 | 0 | 0 | 0 | 0 | 0 | 1 |  | 2 | 15 | 2 | 15
| 1105 | 47 | 2 | 16 | 1 | 0 | 0 | 1 | 0 | 0 | 0 | 0 | 0 | 0 | 0 | 0 | 1 |  | 2 | 16 | 2 | 16
| 1106 | 47 | 2 | 16 | 2 | 0 | 0 | 1 | 0 | 0 | 0 | 0 | 0 | 0 | 0 | 0 | 1 |  | 2 | 16 | 2 | 16
| 1107 | 47 | 2 | 16 | 3 | 0 | 0 | 1 | 0 | 0 | 0 | 0 | 0 | 0 | 0 | 0 | 1 |  | 2 | 16 | 2 | 16
| 1108 | 47 | 2 | 16 | 4 | 0 | 0 | 1 | 0 | 0 | 0 | 0 | 0 | 0 | 0 | 0 | 1 |  | 2 | 16 | 2 | 16
| 1109 | 47 | 2 | 16 | 5 | 0 | 0 | 1 | 0 | 0 | 0 | 0 | 0 | 0 | 0 | 0 | 1 |  | 2 | 16 | 2 | 16
| 1110 | 47 | 2 | 16 | 6 | 0 | 0 | 1 | 0 | 0 | 0 | 0 | 0 | 0 | 0 | 0 | 1 |  | 2 | 16 | 2 | 16
| 1111 | 47 | 2 | 16 | 7 | 0 | 0 | 1 | 0 | 0 | 0 | 0 | 0 | 0 | 0 | 0 | 1 |  | 2 | 16 | 2 | 16
| 1112 | 47 | 2 | 16 | 8 | 0 | 0 | 1 | 0 | 0 | 0 | 0 | 0 | 0 | 0 | 0 | 1 |  | 2 | 16 | 2 | 16
| 1113 | 47 | 2 | 16 | 9 | 0 | 0 | 1 | 0 | 0 | 0 | 0 | 0 | 0 | 0 | 0 | 1 |  | 2 | 16 | 2 | 16
| 1114 | 47 | 2 | 16 | 10 | 0 | 0 | 1 | 0 | 0 | 0 | 0 | 0 | 0 | 0 | 0 | 1 |  | 2 | 16 | 2 | 16
| 1115 | 47 | 2 | 16 | 11 | 0 | 0 | 1 | 0 | 0 | 0 | 0 | 0 | 0 | 0 | 0 | 1 |  | 2 | 16 | 2 | 16
| 1116 | 47 | 2 | 16 | 12 | 0 | 0 | 1 | 0 | 0 | 0 | 0 | 0 | 0 | 0 | 0 | 1 |  | 2 | 16 | 2 | 16
| 1117 | 47 | 2 | 16 | 13 | 0 | 0 | 1 | 0 | 0 | 0 | 0 | 0 | 0 | 0 | 0 | 1 |  | 2 | 16 | 2 | 16
| 1118 | 47 | 2 | 16 | 14 | 0 | 0 | 1 | 0 | 0 | 0 | 0 | 0 | 0 | 0 | 0 | 1 |  | 2 | 16 | 2 | 16
| 1119 | 47 | 2 | 16 | 15 | 0 | 0 | 1 | 0 | 0 | 0 | 0 | 0 | 0 | 0 | 0 | 1 |  | 2 | 16 | 2 | 16
| 1120 | 47 | 2 | 16 | 16 | 0 | 0 | 1 | 0 | 0 | 0 | 0 | 0 | 0 | 0 | 0 | 1 |  | 2 | 16 | 2 | 16
| 1121 | 47 | 2 | 16 | 17 | 0 | 0 | 1 | 0 | 0 | 0 | 0 | 0 | 0 | 0 | 0 | 1 |  | 2 | 16 | 2 | 16
| 1122 | 47 | 2 | 16 | 18 | 0 | 0 | 1 | 0 | 0 | 0 | 0 | 0 | 0 | 0 | 0 | 1 |  | 2 | 16 | 2 | 16
| 1123 | 47 | 2 | 16 | 19 | 0 | 0 | 1 | 0 | 0 | 0 | 0 | 0 | 0 | 0 | 0 | 1 |  | 2 | 16 | 2 | 16
| 1124 | 47 | 2 | 16 | 20 | 0 | 0 | 1 | 0 | 0 | 0 | 0 | 0 | 0 | 0 | 0 | 1 |  | 2 | 16 | 2 | 16
| 1125 | 47 | 2 | 16 | 21 | 0 | 0 | 1 | 0 | 0 | 0 | 0 | 0 | 0 | 0 | 0 | 1 |  | 2 | 16 | 2 | 16
| 1126 | 47 | 2 | 16 | 22 | 0 | 0 | 1 | 0 | 0 | 0 | 0 | 0 | 0 | 0 | 0 | 1 |  | 2 | 16 | 2 | 16
| 1127 | 47 | 2 | 16 | 23 | 0 | 0 | 1 | 0 | 0 | 0 | 0 | 0 | 0 | 0 | 0 | 1 |  | 2 | 16 | 2 | 16
| 1128 | 47 | 2 | 16 | 24 | 0 | 0 | 1 | 0 | 0 | 0 | 0 | 0 | 0 | 0 | 0 | 1 |  | 2 | 16 | 2 | 16
| 1129 | 48 | 2 | 17 | 1 | 0 | 0 | 1 | 0 | 0 | 0 | 0 | 0 | 0 | 0 | 0 | 1 |  | 2 | 17 | 2 | 17
| 1130 | 48 | 2 | 17 | 2 | 0 | 0 | 1 | 0 | 0 | 0 | 0 | 0 | 0 | 0 | 0 | 1 |  | 2 | 17 | 2 | 17
| 1131 | 48 | 2 | 17 | 3 | 0 | 0 | 1 | 0 | 0 | 0 | 0 | 0 | 0 | 0 | 0 | 1 |  | 2 | 17 | 2 | 17
| 1132 | 48 | 2 | 17 | 4 | 0 | 0 | 1 | 0 | 0 | 0 | 0 | 0 | 0 | 0 | 0 | 1 |  | 2 | 17 | 2 | 17
| 1133 | 48 | 2 | 17 | 5 | 0 | 0 | 1 | 0 | 0 | 0 | 0 | 0 | 0 | 0 | 0 | 1 |  | 2 | 17 | 2 | 17
| 1134 | 48 | 2 | 17 | 6 | 0 | 0 | 1 | 0 | 0 | 0 | 0 | 0 | 0 | 0 | 0 | 1 |  | 2 | 17 | 2 | 17
| 1135 | 48 | 2 | 17 | 7 | 0 | 0 | 1 | 0 | 0 | 0 | 0 | 0 | 0 | 0 | 0 | 1 |  | 2 | 17 | 2 | 17
| 1136 | 48 | 2 | 17 | 8 | 0 | 0 | 1 | 0 | 0 | 0 | 0 | 0 | 0 | 0 | 0 | 1 |  | 2 | 17 | 2 | 17
| 1137 | 48 | 2 | 17 | 9 | 0 | 0 | 1 | 0 | 0 | 0 | 0 | 0 | 0 | 0 | 0 | 1 |  | 2 | 17 | 2 | 17
| 1138 | 48 | 2 | 17 | 10 | 0 | 0 | 1 | 0 | 0 | 0 | 0 | 0 | 0 | 0 | 0 | 1 |  | 2 | 17 | 2 | 17
| 1139 | 48 | 2 | 17 | 11 | 0 | 0 | 1 | 0 | 0 | 0 | 0 | 0 | 0 | 0 | 0 | 1 |  | 2 | 17 | 2 | 17
| 1140 | 48 | 2 | 17 | 12 | 0 | 0 | 1 | 0 | 0 | 0 | 0 | 0 | 0 | 0 | 0 | 1 |  | 2 | 17 | 2 | 17
| 1141 | 48 | 2 | 17 | 13 | 0 | 0 | 1 | 0 | 0 | 0 | 0 | 0 | 0 | 0 | 0 | 1 |  | 2 | 17 | 2 | 17
| 1142 | 48 | 2 | 17 | 14 | 0 | 0 | 1 | 0 | 0 | 0 | 0 | 0 | 0 | 0 | 0 | 1 |  | 2 | 17 | 2 | 17
| 1143 | 48 | 2 | 17 | 15 | 0 | 0 | 1 | 0 | 0 | 0 | 0 | 0 | 0 | 0 | 0 | 1 |  | 2 | 17 | 2 | 17
| 1144 | 48 | 2 | 17 | 16 | 0 | 0 | 1 | 0 | 0 | 0 | 0 | 0 | 0 | 0 | 0 | 1 |  | 2 | 17 | 2 | 17
| 1145 | 48 | 2 | 17 | 17 | 0 | 0 | 1 | 0 | 0 | 0 | 0 | 0 | 0 | 0 | 0 | 1 |  | 2 | 17 | 2 | 17
| 1146 | 48 | 2 | 17 | 18 | 0 | 0 | 1 | 0 | 0 | 0 | 0 | 0 | 0 | 0 | 0 | 1 |  | 2 | 17 | 2 | 17
| 1147 | 48 | 2 | 17 | 19 | 0 | 0 | 1 | 0 | 0 | 0 | 0 | 0 | 0 | 0 | 0 | 1 |  | 2 | 17 | 2 | 17
| 1148 | 48 | 2 | 17 | 20 | 0 | 0 | 1 | 0 | 0 | 0 | 0 | 0 | 0 | 0 | 0 | 1 |  | 2 | 17 | 2 | 17
| 1149 | 48 | 2 | 17 | 21 | 0 | 0 | 1 | 0 | 0 | 0 | 0 | 0 | 0 | 0 | 0 | 1 |  | 2 | 17 | 2 | 17
| 1150 | 48 | 2 | 17 | 22 | 0 | 0 | 1 | 0 | 0 | 0 | 0 | 0 | 0 | 0 | 0 | 1 |  | 2 | 17 | 2 | 17
| 1151 | 48 | 2 | 17 | 23 | 0 | 0 | 1 | 0 | 0 | 0 | 0 | 0 | 0 | 0 | 0 | 1 |  | 2 | 17 | 2 | 17
| 1152 | 48 | 2 | 17 | 24 | 0 | 0 | 1 | 0 | 0 | 0 | 0 | 0 | 0 | 0 | 0 | 1 |  | 2 | 17 | 2 | 17
| 1153 | 49 | 2 | 18 | 1 | 0 | 0 | 1 | 0 | 0 | 0 | 0 | 0 | 0 | 0 | 0 | 1 |  | 2 | 18 | 2 | 18
| 1154 | 49 | 2 | 18 | 2 | 0 | 0 | 1 | 0 | 0 | 0 | 0 | 0 | 0 | 0 | 0 | 1 |  | 2 | 18 | 2 | 18
| 1155 | 49 | 2 | 18 | 3 | 0 | 0 | 1 | 0 | 0 | 0 | 0 | 0 | 0 | 0 | 0 | 1 |  | 2 | 18 | 2 | 18
| 1156 | 49 | 2 | 18 | 4 | 0 | 0 | 1 | 0 | 0 | 0 | 0 | 0 | 0 | 0 | 0 | 1 |  | 2 | 18 | 2 | 18
| 1157 | 49 | 2 | 18 | 5 | 0 | 0 | 1 | 0 | 0 | 0 | 0 | 0 | 0 | 0 | 0 | 1 |  | 2 | 18 | 2 | 18
| 1158 | 49 | 2 | 18 | 6 | 0 | 0 | 1 | 0 | 0 | 0 | 0 | 0 | 0 | 0 | 0 | 1 |  | 2 | 18 | 2 | 18
| 1159 | 49 | 2 | 18 | 7 | 0 | 0 | 1 | 0 | 0 | 0 | 0 | 0 | 0 | 0 | 0 | 1 |  | 2 | 18 | 2 | 18
| 1160 | 49 | 2 | 18 | 8 | 0 | 0 | 1 | 0 | 0 | 0 | 0 | 0 | 0 | 0 | 0 | 1 |  | 2 | 18 | 2 | 18
| 1161 | 49 | 2 | 18 | 9 | 0 | 0 | 1 | 0 | 0 | 0 | 0 | 0 | 0 | 0 | 0 | 1 |  | 2 | 18 | 2 | 18
| 1162 | 49 | 2 | 18 | 10 | 0 | 0 | 1 | 0 | 0 | 0 | 0 | 0 | 0 | 0 | 0 | 1 |  | 2 | 18 | 2 | 18
| 1163 | 49 | 2 | 18 | 11 | 0 | 0 | 1 | 0 | 0 | 0 | 0 | 0 | 0 | 0 | 0 | 1 |  | 2 | 18 | 2 | 18
| 1164 | 49 | 2 | 18 | 12 | 0 | 0 | 1 | 0 | 0 | 0 | 0 | 0 | 0 | 0 | 0 | 1 |  | 2 | 18 | 2 | 18
| 1165 | 49 | 2 | 18 | 13 | 0 | 0 | 1 | 0 | 0 | 0 | 0 | 0 | 0 | 0 | 0 | 1 |  | 2 | 18 | 2 | 18
| 1166 | 49 | 2 | 18 | 14 | 0 | 0 | 1 | 0 | 0 | 0 | 0 | 0 | 0 | 0 | 0 | 1 |  | 2 | 18 | 2 | 18
| 1167 | 49 | 2 | 18 | 15 | 0 | 0 | 1 | 0 | 0 | 0 | 0 | 0 | 0 | 0 | 0 | 1 |  | 2 | 18 | 2 | 18
| 1168 | 49 | 2 | 18 | 16 | 0 | 0 | 1 | 0 | 0 | 0 | 0 | 0 | 0 | 0 | 0 | 1 |  | 2 | 18 | 2 | 18
| 1169 | 49 | 2 | 18 | 17 | 0 | 0 | 1 | 0 | 0 | 0 | 0 | 0 | 0 | 0 | 0 | 1 |  | 2 | 18 | 2 | 18
| 1170 | 49 | 2 | 18 | 18 | 0 | 0 | 1 | 0 | 0 | 0 | 0 | 0 | 0 | 0 | 0 | 1 |  | 2 | 18 | 2 | 18
| 1171 | 49 | 2 | 18 | 19 | 0 | 0 | 1 | 0 | 0 | 0 | 0 | 0 | 0 | 0 | 0 | 1 |  | 2 | 18 | 2 | 18
| 1172 | 49 | 2 | 18 | 20 | 0 | 0 | 1 | 0 | 0 | 0 | 0 | 0 | 0 | 0 | 0 | 1 |  | 2 | 18 | 2 | 18
| 1173 | 49 | 2 | 18 | 21 | 0 | 0 | 1 | 0 | 0 | 0 | 0 | 0 | 0 | 0 | 0 | 1 |  | 2 | 18 | 2 | 18
| 1174 | 49 | 2 | 18 | 22 | 0 | 0 | 1 | 0 | 0 | 0 | 0 | 0 | 0 | 0 | 0 | 1 |  | 2 | 18 | 2 | 18
| 1175 | 49 | 2 | 18 | 23 | 0 | 0 | 1 | 0 | 0 | 0 | 0 | 0 | 0 | 0 | 0 | 1 |  | 2 | 18 | 2 | 18
| 1176 | 49 | 2 | 18 | 24 | 0 | 0 | 1 | 0 | 0 | 0 | 0 | 0 | 0 | 0 | 0 | 1 |  | 2 | 18 | 2 | 18
| 1177 | 50 | 2 | 19 | 1 | 0 | 0 | 0 | 0 | 0 | 0 | 0 | 0 | 0 | 0 | 0 | 1 |  | 2 | 19 | 2 | 19
| 1178 | 50 | 2 | 19 | 2 | 0 | 0 | 0 | 0 | 0 | 0 | 0 | 0 | 0 | 0 | 0 | 1 |  | 2 | 19 | 2 | 19
| 1179 | 50 | 2 | 19 | 3 | 0 | 0 | 0 | 0 | 0 | 0 | 0 | 0 | 0 | 0 | 0 | 1 |  | 2 | 19 | 2 | 19
| 1180 | 50 | 2 | 19 | 4 | 0 | 0 | 0 | 0 | 0 | 0 | 0 | 0 | 0 | 0 | 0 | 1 |  | 2 | 19 | 2 | 19
| 1181 | 50 | 2 | 19 | 5 | 0 | 0 | 0 | 0 | 0 | 0 | 0 | 0 | 0 | 0 | 0 | 1 |  | 2 | 19 | 2 | 19
| 1182 | 50 | 2 | 19 | 6 | 0 | 0 | 0 | 0 | 0 | 0 | 0 | 0 | 0 | 0 | 0 | 1 |  | 2 | 19 | 2 | 19
| 1183 | 50 | 2 | 19 | 7 | 0 | 0 | 0 | 0 | 0 | 0 | 0 | 0 | 0 | 0 | 0 | 1 |  | 2 | 19 | 2 | 19
| 1184 | 50 | 2 | 19 | 8 | 0 | 0 | 0 | 0 | 0 | 0 | 0 | 0 | 0 | 0 | 0 | 1 |  | 2 | 19 | 2 | 19
| 1185 | 50 | 2 | 19 | 9 | 0 | 0 | 0 | 0 | 0 | 0 | 0 | 0 | 0 | 0 | 0 | 1 |  | 2 | 19 | 2 | 19
| 1186 | 50 | 2 | 19 | 10 | 0 | 0 | 0 | 0 | 0 | 0 | 0 | 0 | 0 | 0 | 0 | 1 |  | 2 | 19 | 2 | 19
| 1187 | 50 | 2 | 19 | 11 | 0 | 0 | 0 | 0 | 0 | 0 | 0 | 0 | 0 | 0 | 0 | 1 |  | 2 | 19 | 2 | 19
| 1188 | 50 | 2 | 19 | 12 | 0 | 0 | 0 | 0 | 0 | 0 | 0 | 0 | 0 | 0 | 0 | 1 |  | 2 | 19 | 2 | 19
| 1189 | 50 | 2 | 19 | 13 | 0 | 0 | 0 | 0 | 0 | 0 | 0 | 0 | 0 | 0 | 0 | 1 |  | 2 | 19 | 2 | 19
| 1190 | 50 | 2 | 19 | 14 | 0 | 0 | 0 | 0 | 0 | 0 | 0 | 0 | 0 | 0 | 0 | 1 |  | 2 | 19 | 2 | 19
| 1191 | 50 | 2 | 19 | 15 | 0 | 0 | 0 | 0 | 0 | 0 | 0 | 0 | 0 | 0 | 0 | 1 |  | 2 | 19 | 2 | 19
| 1192 | 50 | 2 | 19 | 16 | 0 | 0 | 0 | 0 | 0 | 0 | 0 | 0 | 0 | 0 | 0 | 1 |  | 2 | 19 | 2 | 19
| 1193 | 50 | 2 | 19 | 17 | 0 | 0 | 0 | 0 | 0 | 0 | 0 | 0 | 0 | 0 | 0 | 1 |  | 2 | 19 | 2 | 19
| 1194 | 50 | 2 | 19 | 18 | 0 | 0 | 0 | 0 | 0 | 0 | 0 | 0 | 0 | 0 | 0 | 1 |  | 2 | 19 | 2 | 19
| 1195 | 50 | 2 | 19 | 19 | 0 | 0 | 0 | 0 | 0 | 0 | 0 | 0 | 0 | 0 | 0 | 1 |  | 2 | 19 | 2 | 19
| 1196 | 50 | 2 | 19 | 20 | 0 | 0 | 0 | 0 | 0 | 0 | 0 | 0 | 0 | 0 | 0 | 1 |  | 2 | 19 | 2 | 19
| 1197 | 50 | 2 | 19 | 21 | 0 | 0 | 0 | 0 | 0 | 0 | 0 | 0 | 0 | 0 | 0 | 1 |  | 2 | 19 | 2 | 19
| 1198 | 50 | 2 | 19 | 22 | 0 | 0 | 0 | 0 | 0 | 0 | 0 | 0 | 0 | 0 | 0 | 1 |  | 2 | 19 | 2 | 19
| 1199 | 50 | 2 | 19 | 23 | 0 | 0 | 0 | 0 | 0 | 0 | 0 | 0 | 0 | 0 | 0 | 1 |  | 2 | 19 | 2 | 19
| 1200 | 50 | 2 | 19 | 24 | 0 | 0 | 0 | 0 | 0 | 0 | 0 | 0 | 0 | 0 | 0 | 1 |  | 2 | 19 | 2 | 19
| 1201 | 51 | 2 | 20 | 1 | 0 | 0 | 0 | 0 | 0 | 0 | 0 | 0 | 0 | 0 | 0 | 1 |  | 2 | 20 | 2 | 20
| 1202 | 51 | 2 | 20 | 2 | 0 | 0 | 0 | 0 | 0 | 0 | 0 | 0 | 0 | 0 | 0 | 1 |  | 2 | 20 | 2 | 20
| 1203 | 51 | 2 | 20 | 3 | 0 | 0 | 0 | 0 | 0 | 0 | 0 | 0 | 0 | 0 | 0 | 1 |  | 2 | 20 | 2 | 20
| 1204 | 51 | 2 | 20 | 4 | 0 | 0 | 0 | 0 | 0 | 0 | 0 | 0 | 0 | 0 | 0 | 1 |  | 2 | 20 | 2 | 20
| 1205 | 51 | 2 | 20 | 5 | 0 | 0 | 0 | 0 | 0 | 0 | 0 | 0 | 0 | 0 | 0 | 1 |  | 2 | 20 | 2 | 20
| 1206 | 51 | 2 | 20 | 6 | 0 | 0 | 0 | 0 | 0 | 0 | 0 | 0 | 0 | 0 | 0 | 1 |  | 2 | 20 | 2 | 20
| 1207 | 51 | 2 | 20 | 7 | 0 | 0 | 0 | 0 | 0 | 0 | 0 | 0 | 0 | 0 | 0 | 1 |  | 2 | 20 | 2 | 20
| 1208 | 51 | 2 | 20 | 8 | 0 | 0 | 0 | 0 | 0 | 0 | 0 | 0 | 0 | 0 | 0 | 1 |  | 2 | 20 | 2 | 20
| 1209 | 51 | 2 | 20 | 9 | 0 | 0 | 0 | 0 | 0 | 0 | 0 | 0 | 0 | 0 | 0 | 1 |  | 2 | 20 | 2 | 20
| 1210 | 51 | 2 | 20 | 10 | 0 | 0 | 0 | 0 | 0 | 0 | 0 | 0 | 0 | 0 | 0 | 1 |  | 2 | 20 | 2 | 20
| 1211 | 51 | 2 | 20 | 11 | 0 | 0 | 0 | 0 | 0 | 0 | 0 | 0 | 0 | 0 | 0 | 1 |  | 2 | 20 | 2 | 20
| 1212 | 51 | 2 | 20 | 12 | 0 | 0 | 0 | 0 | 0 | 0 | 0 | 0 | 0 | 0 | 0 | 1 |  | 2 | 20 | 2 | 20
| 1213 | 51 | 2 | 20 | 13 | 0 | 0 | 0 | 0 | 0 | 0 | 0 | 0 | 0 | 0 | 0 | 1 |  | 2 | 20 | 2 | 20
| 1214 | 51 | 2 | 20 | 14 | 0 | 0 | 0 | 0 | 0 | 0 | 0 | 0 | 0 | 0 | 0 | 1 |  | 2 | 20 | 2 | 20
| 1215 | 51 | 2 | 20 | 15 | 0 | 0 | 0 | 0 | 0 | 0 | 0 | 0 | 0 | 0 | 0 | 1 |  | 2 | 20 | 2 | 20
| 1216 | 51 | 2 | 20 | 16 | 0 | 0 | 0 | 0 | 0 | 0 | 0 | 0 | 0 | 0 | 0 | 1 |  | 2 | 20 | 2 | 20
| 1217 | 51 | 2 | 20 | 17 | 0 | 0 | 0 | 0 | 0 | 0 | 0 | 0 | 0 | 0 | 0 | 1 |  | 2 | 20 | 2 | 20
| 1218 | 51 | 2 | 20 | 18 | 0 | 0 | 0 | 0 | 0 | 0 | 0 | 0 | 0 | 0 | 0 | 1 |  | 2 | 20 | 2 | 20
| 1219 | 51 | 2 | 20 | 19 | 0 | 0 | 0 | 0 | 0 | 0 | 0 | 0 | 0 | 0 | 0 | 1 |  | 2 | 20 | 2 | 20
| 1220 | 51 | 2 | 20 | 20 | 0 | 0 | 0 | 0 | 0 | 0 | 0 | 0 | 0 | 0 | 0 | 1 |  | 2 | 20 | 2 | 20
| 1221 | 51 | 2 | 20 | 21 | 0 | 0 | 0 | 0 | 0 | 0 | 0 | 0 | 0 | 0 | 0 | 1 |  | 2 | 20 | 2 | 20
| 1222 | 51 | 2 | 20 | 22 | 0 | 0 | 0 | 0 | 0 | 0 | 0 | 0 | 0 | 0 | 0 | 1 |  | 2 | 20 | 2 | 20
| 1223 | 51 | 2 | 20 | 23 | 0 | 0 | 0 | 0 | 0 | 0 | 0 | 0 | 0 | 0 | 0 | 1 |  | 2 | 20 | 2 | 20
| 1224 | 51 | 2 | 20 | 24 | 0 | 0 | 0 | 0 | 0 | 0 | 0 | 0 | 0 | 0 | 0 | 1 |  | 2 | 20 | 2 | 20
| 1225 | 52 | 2 | 21 | 1 | 1 | 0 | 0 | 0 | 0 | 0 | 0 | 0 | 0 | 0 | 0 | 1 |  | 2 | 21 | 2 | 21
| 1226 | 52 | 2 | 21 | 2 | 1 | 0 | 0 | 0 | 0 | 0 | 0 | 0 | 0 | 0 | 0 | 1 |  | 2 | 21 | 2 | 21
| 1227 | 52 | 2 | 21 | 3 | 1 | 0 | 0 | 0 | 0 | 0 | 0 | 0 | 0 | 0 | 0 | 1 |  | 2 | 21 | 2 | 21
| 1228 | 52 | 2 | 21 | 4 | 1 | 0 | 0 | 0 | 0 | 0 | 0 | 0 | 0 | 0 | 0 | 1 |  | 2 | 21 | 2 | 21
| 1229 | 52 | 2 | 21 | 5 | 1 | 0 | 0 | 0 | 0 | 0 | 0 | 0 | 0 | 0 | 0 | 1 |  | 2 | 21 | 2 | 21
| 1230 | 52 | 2 | 21 | 6 | 1 | 0 | 0 | 0 | 0 | 0 | 0 | 0 | 0 | 0 | 0 | 1 |  | 2 | 21 | 2 | 21
| 1231 | 52 | 2 | 21 | 7 | 1 | 0 | 0 | 0 | 0 | 0 | 0 | 0 | 0 | 0 | 0 | 1 |  | 2 | 21 | 2 | 21
| 1232 | 52 | 2 | 21 | 8 | 1 | 0 | 0 | 0 | 0 | 0 | 0 | 0 | 0 | 0 | 0 | 1 |  | 2 | 21 | 2 | 21
| 1233 | 52 | 2 | 21 | 9 | 1 | 0 | 0 | 0 | 0 | 0 | 0 | 0 | 0 | 0 | 0 | 1 |  | 2 | 21 | 2 | 21
| 1234 | 52 | 2 | 21 | 10 | 1 | 0 | 0 | 0 | 0 | 0 | 0 | 0 | 0 | 0 | 0 | 1 |  | 2 | 21 | 2 | 21
| 1235 | 52 | 2 | 21 | 11 | 1 | 0 | 0 | 0 | 0 | 0 | 0 | 0 | 0 | 0 | 0 | 1 |  | 2 | 21 | 2 | 21
| 1236 | 52 | 2 | 21 | 12 | 1 | 0 | 0 | 0 | 0 | 0 | 0 | 0 | 0 | 0 | 0 | 1 |  | 2 | 21 | 2 | 21
| 1237 | 52 | 2 | 21 | 13 | 1 | 0 | 0 | 0 | 0 | 0 | 0 | 0 | 0 | 0 | 0 | 1 |  | 2 | 21 | 2 | 21
| 1238 | 52 | 2 | 21 | 14 | 1 | 0 | 0 | 0 | 0 | 0 | 0 | 0 | 0 | 0 | 0 | 1 |  | 2 | 21 | 2 | 21
| 1239 | 52 | 2 | 21 | 15 | 1 | 0 | 0 | 0 | 0 | 0 | 0 | 0 | 0 | 0 | 0 | 1 |  | 2 | 21 | 2 | 21
| 1240 | 52 | 2 | 21 | 16 | 1 | 0 | 0 | 0 | 0 | 0 | 0 | 0 | 0 | 0 | 0 | 1 |  | 2 | 21 | 2 | 21
| 1241 | 52 | 2 | 21 | 17 | 1 | 0 | 0 | 0 | 0 | 0 | 0 | 0 | 0 | 0 | 0 | 1 |  | 2 | 21 | 2 | 21
| 1242 | 52 | 2 | 21 | 18 | 1 | 0 | 0 | 0 | 0 | 0 | 0 | 0 | 0 | 0 | 0 | 1 |  | 2 | 21 | 2 | 21
| 1243 | 52 | 2 | 21 | 19 | 1 | 0 | 0 | 0 | 0 | 0 | 0 | 0 | 0 | 0 | 0 | 1 |  | 2 | 21 | 2 | 21
| 1244 | 52 | 2 | 21 | 20 | 1 | 0 | 0 | 0 | 0 | 0 | 0 | 0 | 0 | 0 | 0 | 1 |  | 2 | 21 | 2 | 21
| 1245 | 52 | 2 | 21 | 21 | 1 | 0 | 0 | 0 | 0 | 0 | 0 | 0 | 0 | 0 | 0 | 1 |  | 2 | 21 | 2 | 21
| 1246 | 52 | 2 | 21 | 22 | 1 | 0 | 0 | 0 | 0 | 0 | 0 | 0 | 0 | 0 | 0 | 1 |  | 2 | 21 | 2 | 21
| 1247 | 52 | 2 | 21 | 23 | 1 | 0 | 0 | 0 | 0 | 0 | 0 | 0 | 0 | 0 | 0 | 1 |  | 2 | 21 | 2 | 21
| 1248 | 52 | 2 | 21 | 24 | 1 | 0 | 0 | 0 | 0 | 0 | 0 | 0 | 0 | 0 | 0 | 1 |  | 2 | 21 | 2 | 21
| 1249 | 53 | 2 | 22 | 1 | 0 | 0 | 1 | 0 | 0 | 0 | 0 | 0 | 0 | 0 | 0 | 1 |  | 2 | 22 | 2 | 22
| 1250 | 53 | 2 | 22 | 2 | 0 | 0 | 1 | 0 | 0 | 0 | 0 | 0 | 0 | 0 | 0 | 1 |  | 2 | 22 | 2 | 22
| 1251 | 53 | 2 | 22 | 3 | 0 | 0 | 1 | 0 | 0 | 0 | 0 | 0 | 0 | 0 | 0 | 1 |  | 2 | 22 | 2 | 22
| 1252 | 53 | 2 | 22 | 4 | 0 | 0 | 1 | 0 | 0 | 0 | 0 | 0 | 0 | 0 | 0 | 1 |  | 2 | 22 | 2 | 22
| 1253 | 53 | 2 | 22 | 5 | 0 | 0 | 1 | 0 | 0 | 0 | 0 | 0 | 0 | 0 | 0 | 1 |  | 2 | 22 | 2 | 22
| 1254 | 53 | 2 | 22 | 6 | 0 | 0 | 1 | 0 | 0 | 0 | 0 | 0 | 0 | 0 | 0 | 1 |  | 2 | 22 | 2 | 22
| 1255 | 53 | 2 | 22 | 7 | 0 | 0 | 1 | 0 | 0 | 0 | 0 | 0 | 0 | 0 | 0 | 1 |  | 2 | 22 | 2 | 22
| 1256 | 53 | 2 | 22 | 8 | 0 | 0 | 1 | 0 | 0 | 0 | 0 | 0 | 0 | 0 | 0 | 1 |  | 2 | 22 | 2 | 22
| 1257 | 53 | 2 | 22 | 9 | 0 | 0 | 1 | 0 | 0 | 0 | 0 | 0 | 0 | 0 | 0 | 1 |  | 2 | 22 | 2 | 22
| 1258 | 53 | 2 | 22 | 10 | 0 | 0 | 1 | 0 | 0 | 0 | 0 | 0 | 0 | 0 | 0 | 1 |  | 2 | 22 | 2 | 22
| 1259 | 53 | 2 | 22 | 11 | 0 | 0 | 1 | 0 | 0 | 0 | 0 | 0 | 0 | 0 | 0 | 1 |  | 2 | 22 | 2 | 22
| 1260 | 53 | 2 | 22 | 12 | 0 | 0 | 1 | 0 | 0 | 0 | 0 | 0 | 0 | 0 | 0 | 1 |  | 2 | 22 | 2 | 22
| 1261 | 53 | 2 | 22 | 13 | 0 | 0 | 1 | 0 | 0 | 0 | 0 | 0 | 0 | 0 | 0 | 1 |  | 2 | 22 | 2 | 22
| 1262 | 53 | 2 | 22 | 14 | 0 | 0 | 1 | 0 | 0 | 0 | 0 | 0 | 0 | 0 | 0 | 1 |  | 2 | 22 | 2 | 22
| 1263 | 53 | 2 | 22 | 15 | 0 | 0 | 1 | 0 | 0 | 0 | 0 | 0 | 0 | 0 | 0 | 1 |  | 2 | 22 | 2 | 22
| 1264 | 53 | 2 | 22 | 16 | 0 | 0 | 1 | 0 | 0 | 0 | 0 | 0 | 0 | 0 | 0 | 1 |  | 2 | 22 | 2 | 22
| 1265 | 53 | 2 | 22 | 17 | 0 | 0 | 1 | 0 | 0 | 0 | 0 | 0 | 0 | 0 | 0 | 1 |  | 2 | 22 | 2 | 22
| 1266 | 53 | 2 | 22 | 18 | 0 | 0 | 1 | 0 | 0 | 0 | 0 | 0 | 0 | 0 | 0 | 1 |  | 2 | 22 | 2 | 22
| 1267 | 53 | 2 | 22 | 19 | 0 | 0 | 1 | 0 | 0 | 0 | 0 | 0 | 0 | 0 | 0 | 1 |  | 2 | 22 | 2 | 22
| 1268 | 53 | 2 | 22 | 20 | 0 | 0 | 1 | 0 | 0 | 0 | 0 | 0 | 0 | 0 | 0 | 1 |  | 2 | 22 | 2 | 22
| 1269 | 53 | 2 | 22 | 21 | 0 | 0 | 1 | 0 | 0 | 0 | 0 | 0 | 0 | 0 | 0 | 1 |  | 2 | 22 | 2 | 22
| 1270 | 53 | 2 | 22 | 22 | 0 | 0 | 1 | 0 | 0 | 0 | 0 | 0 | 0 | 0 | 0 | 1 |  | 2 | 22 | 2 | 22
| 1271 | 53 | 2 | 22 | 23 | 0 | 0 | 1 | 0 | 0 | 0 | 0 | 0 | 0 | 0 | 0 | 1 |  | 2 | 22 | 2 | 22
| 1272 | 53 | 2 | 22 | 24 | 0 | 0 | 1 | 0 | 0 | 0 | 0 | 0 | 0 | 0 | 0 | 1 |  | 2 | 22 | 2 | 22
| 1273 | 54 | 2 | 23 | 1 | 0 | 0 | 1 | 0 | 0 | 0 | 0 | 0 | 0 | 0 | 0 | 1 |  | 2 | 23 | 2 | 23
| 1274 | 54 | 2 | 23 | 2 | 0 | 0 | 1 | 0 | 0 | 0 | 0 | 0 | 0 | 0 | 0 | 1 |  | 2 | 23 | 2 | 23
| 1275 | 54 | 2 | 23 | 3 | 0 | 0 | 1 | 0 | 0 | 0 | 0 | 0 | 0 | 0 | 0 | 1 |  | 2 | 23 | 2 | 23
| 1276 | 54 | 2 | 23 | 4 | 0 | 0 | 1 | 0 | 0 | 0 | 0 | 0 | 0 | 0 | 0 | 1 |  | 2 | 23 | 2 | 23
| 1277 | 54 | 2 | 23 | 5 | 0 | 0 | 1 | 0 | 0 | 0 | 0 | 0 | 0 | 0 | 0 | 1 |  | 2 | 23 | 2 | 23
| 1278 | 54 | 2 | 23 | 6 | 0 | 0 | 1 | 0 | 0 | 0 | 0 | 0 | 0 | 0 | 0 | 1 |  | 2 | 23 | 2 | 23
| 1279 | 54 | 2 | 23 | 7 | 0 | 0 | 1 | 0 | 0 | 0 | 0 | 0 | 0 | 0 | 0 | 1 |  | 2 | 23 | 2 | 23
| 1280 | 54 | 2 | 23 | 8 | 0 | 0 | 1 | 0 | 0 | 0 | 0 | 0 | 0 | 0 | 0 | 1 |  | 2 | 23 | 2 | 23
| 1281 | 54 | 2 | 23 | 9 | 0 | 0 | 1 | 0 | 0 | 0 | 0 | 0 | 0 | 0 | 0 | 1 |  | 2 | 23 | 2 | 23
| 1282 | 54 | 2 | 23 | 10 | 0 | 0 | 1 | 0 | 0 | 0 | 0 | 0 | 0 | 0 | 0 | 1 |  | 2 | 23 | 2 | 23
| 1283 | 54 | 2 | 23 | 11 | 0 | 0 | 1 | 0 | 0 | 0 | 0 | 0 | 0 | 0 | 0 | 1 |  | 2 | 23 | 2 | 23
| 1284 | 54 | 2 | 23 | 12 | 0 | 0 | 1 | 0 | 0 | 0 | 0 | 0 | 0 | 0 | 0 | 1 |  | 2 | 23 | 2 | 23
| 1285 | 54 | 2 | 23 | 13 | 0 | 0 | 1 | 0 | 0 | 0 | 0 | 0 | 0 | 0 | 0 | 1 |  | 2 | 23 | 2 | 23
| 1286 | 54 | 2 | 23 | 14 | 0 | 0 | 1 | 0 | 0 | 0 | 0 | 0 | 0 | 0 | 0 | 1 |  | 2 | 23 | 2 | 23
| 1287 | 54 | 2 | 23 | 15 | 0 | 0 | 1 | 0 | 0 | 0 | 0 | 0 | 0 | 0 | 0 | 1 |  | 2 | 23 | 2 | 23
| 1288 | 54 | 2 | 23 | 16 | 0 | 0 | 1 | 0 | 0 | 0 | 0 | 0 | 0 | 0 | 0 | 1 |  | 2 | 23 | 2 | 23
| 1289 | 54 | 2 | 23 | 17 | 0 | 0 | 1 | 0 | 0 | 0 | 0 | 0 | 0 | 0 | 0 | 1 |  | 2 | 23 | 2 | 23
| 1290 | 54 | 2 | 23 | 18 | 0 | 0 | 1 | 0 | 0 | 0 | 0 | 0 | 0 | 0 | 0 | 1 |  | 2 | 23 | 2 | 23
| 1291 | 54 | 2 | 23 | 19 | 0 | 0 | 1 | 0 | 0 | 0 | 0 | 0 | 0 | 0 | 0 | 1 |  | 2 | 23 | 2 | 23
| 1292 | 54 | 2 | 23 | 20 | 0 | 0 | 1 | 0 | 0 | 0 | 0 | 0 | 0 | 0 | 0 | 1 |  | 2 | 23 | 2 | 23
| 1293 | 54 | 2 | 23 | 21 | 0 | 0 | 1 | 0 | 0 | 0 | 0 | 0 | 0 | 0 | 0 | 1 |  | 2 | 23 | 2 | 23
| 1294 | 54 | 2 | 23 | 22 | 0 | 0 | 1 | 0 | 0 | 0 | 0 | 0 | 0 | 0 | 0 | 1 |  | 2 | 23 | 2 | 23
| 1295 | 54 | 2 | 23 | 23 | 0 | 0 | 1 | 0 | 0 | 0 | 0 | 0 | 0 | 0 | 0 | 1 |  | 2 | 23 | 2 | 23
| 1296 | 54 | 2 | 23 | 24 | 0 | 0 | 1 | 0 | 0 | 0 | 0 | 0 | 0 | 0 | 0 | 1 |  | 2 | 23 | 2 | 23
| 1297 | 55 | 2 | 24 | 1 | 0 | 0 | 1 | 0 | 0 | 0 | 0 | 0 | 0 | 0 | 0 | 1 |  | 2 | 24 | 2 | 24
| 1298 | 55 | 2 | 24 | 2 | 0 | 0 | 1 | 0 | 0 | 0 | 0 | 0 | 0 | 0 | 0 | 1 |  | 2 | 24 | 2 | 24
| 1299 | 55 | 2 | 24 | 3 | 0 | 0 | 1 | 0 | 0 | 0 | 0 | 0 | 0 | 0 | 0 | 1 |  | 2 | 24 | 2 | 24
| 1300 | 55 | 2 | 24 | 4 | 0 | 0 | 1 | 0 | 0 | 0 | 0 | 0 | 0 | 0 | 0 | 1 |  | 2 | 24 | 2 | 24
| 1301 | 55 | 2 | 24 | 5 | 0 | 0 | 1 | 0 | 0 | 0 | 0 | 0 | 0 | 0 | 0 | 1 |  | 2 | 24 | 2 | 24
| 1302 | 55 | 2 | 24 | 6 | 0 | 0 | 1 | 0 | 0 | 0 | 0 | 0 | 0 | 0 | 0 | 1 |  | 2 | 24 | 2 | 24
| 1303 | 55 | 2 | 24 | 7 | 0 | 0 | 1 | 0 | 0 | 0 | 0 | 0 | 0 | 0 | 0 | 1 |  | 2 | 24 | 2 | 24
| 1304 | 55 | 2 | 24 | 8 | 0 | 0 | 1 | 0 | 0 | 0 | 0 | 0 | 0 | 0 | 0 | 1 |  | 2 | 24 | 2 | 24
| 1305 | 55 | 2 | 24 | 9 | 0 | 0 | 1 | 0 | 0 | 0 | 0 | 0 | 0 | 0 | 0 | 1 |  | 2 | 24 | 2 | 24
| 1306 | 55 | 2 | 24 | 10 | 0 | 0 | 1 | 0 | 0 | 0 | 0 | 0 | 0 | 0 | 0 | 1 |  | 2 | 24 | 2 | 24
| 1307 | 55 | 2 | 24 | 11 | 0 | 0 | 1 | 0 | 0 | 0 | 0 | 0 | 0 | 0 | 0 | 1 |  | 2 | 24 | 2 | 24
| 1308 | 55 | 2 | 24 | 12 | 0 | 0 | 1 | 0 | 0 | 0 | 0 | 0 | 0 | 0 | 0 | 1 |  | 2 | 24 | 2 | 24
| 1309 | 55 | 2 | 24 | 13 | 0 | 0 | 1 | 0 | 0 | 0 | 0 | 0 | 0 | 0 | 0 | 1 |  | 2 | 24 | 2 | 24
| 1310 | 55 | 2 | 24 | 14 | 0 | 0 | 1 | 0 | 0 | 0 | 0 | 0 | 0 | 0 | 0 | 1 |  | 2 | 24 | 2 | 24
| 1311 | 55 | 2 | 24 | 15 | 0 | 0 | 1 | 0 | 0 | 0 | 0 | 0 | 0 | 0 | 0 | 1 |  | 2 | 24 | 2 | 24
| 1312 | 55 | 2 | 24 | 16 | 0 | 0 | 1 | 0 | 0 | 0 | 0 | 0 | 0 | 0 | 0 | 1 |  | 2 | 24 | 2 | 24
| 1313 | 55 | 2 | 24 | 17 | 0 | 0 | 1 | 0 | 0 | 0 | 0 | 0 | 0 | 0 | 0 | 1 |  | 2 | 24 | 2 | 24
| 1314 | 55 | 2 | 24 | 18 | 0 | 0 | 1 | 0 | 0 | 0 | 0 | 0 | 0 | 0 | 0 | 1 |  | 2 | 24 | 2 | 24
| 1315 | 55 | 2 | 24 | 19 | 0 | 0 | 1 | 0 | 0 | 0 | 0 | 0 | 0 | 0 | 0 | 1 |  | 2 | 24 | 2 | 24
| 1316 | 55 | 2 | 24 | 20 | 0 | 0 | 1 | 0 | 0 | 0 | 0 | 0 | 0 | 0 | 0 | 1 |  | 2 | 24 | 2 | 24
| 1317 | 55 | 2 | 24 | 21 | 0 | 0 | 1 | 0 | 0 | 0 | 0 | 0 | 0 | 0 | 0 | 1 |  | 2 | 24 | 2 | 24
| 1318 | 55 | 2 | 24 | 22 | 0 | 0 | 1 | 0 | 0 | 0 | 0 | 0 | 0 | 0 | 0 | 1 |  | 2 | 24 | 2 | 24
| 1319 | 55 | 2 | 24 | 23 | 0 | 0 | 1 | 0 | 0 | 0 | 0 | 0 | 0 | 0 | 0 | 1 |  | 2 | 24 | 2 | 24
| 1320 | 55 | 2 | 24 | 24 | 0 | 0 | 1 | 0 | 0 | 0 | 0 | 0 | 0 | 0 | 0 | 1 |  | 2 | 24 | 2 | 24
| 1321 | 56 | 2 | 25 | 1 | 0 | 0 | 1 | 0 | 0 | 0 | 0 | 0 | 0 | 0 | 0 | 1 |  | 2 | 25 | 2 | 25
| 1322 | 56 | 2 | 25 | 2 | 0 | 0 | 1 | 0 | 0 | 0 | 0 | 0 | 0 | 0 | 0 | 1 |  | 2 | 25 | 2 | 25
| 1323 | 56 | 2 | 25 | 3 | 0 | 0 | 1 | 0 | 0 | 0 | 0 | 0 | 0 | 0 | 0 | 1 |  | 2 | 25 | 2 | 25
| 1324 | 56 | 2 | 25 | 4 | 0 | 0 | 1 | 0 | 0 | 0 | 0 | 0 | 0 | 0 | 0 | 1 |  | 2 | 25 | 2 | 25
| 1325 | 56 | 2 | 25 | 5 | 0 | 0 | 1 | 0 | 0 | 0 | 0 | 0 | 0 | 0 | 0 | 1 |  | 2 | 25 | 2 | 25
| 1326 | 56 | 2 | 25 | 6 | 0 | 0 | 1 | 0 | 0 | 0 | 0 | 0 | 0 | 0 | 0 | 1 |  | 2 | 25 | 2 | 25
| 1327 | 56 | 2 | 25 | 7 | 0 | 0 | 1 | 0 | 0 | 0 | 0 | 0 | 0 | 0 | 0 | 1 |  | 2 | 25 | 2 | 25
| 1328 | 56 | 2 | 25 | 8 | 0 | 0 | 1 | 0 | 0 | 0 | 0 | 0 | 0 | 0 | 0 | 1 |  | 2 | 25 | 2 | 25
| 1329 | 56 | 2 | 25 | 9 | 0 | 0 | 1 | 0 | 0 | 0 | 0 | 0 | 0 | 0 | 0 | 1 |  | 2 | 25 | 2 | 25
| 1330 | 56 | 2 | 25 | 10 | 0 | 0 | 1 | 0 | 0 | 0 | 0 | 0 | 0 | 0 | 0 | 1 |  | 2 | 25 | 2 | 25
| 1331 | 56 | 2 | 25 | 11 | 0 | 0 | 1 | 0 | 0 | 0 | 0 | 0 | 0 | 0 | 0 | 1 |  | 2 | 25 | 2 | 25
| 1332 | 56 | 2 | 25 | 12 | 0 | 0 | 1 | 0 | 0 | 0 | 0 | 0 | 0 | 0 | 0 | 1 |  | 2 | 25 | 2 | 25
| 1333 | 56 | 2 | 25 | 13 | 0 | 0 | 1 | 0 | 0 | 0 | 0 | 0 | 0 | 0 | 0 | 1 |  | 2 | 25 | 2 | 25
| 1334 | 56 | 2 | 25 | 14 | 0 | 0 | 1 | 0 | 0 | 0 | 0 | 0 | 0 | 0 | 0 | 1 |  | 2 | 25 | 2 | 25
| 1335 | 56 | 2 | 25 | 15 | 0 | 0 | 1 | 0 | 0 | 0 | 0 | 0 | 0 | 0 | 0 | 1 |  | 2 | 25 | 2 | 25
| 1336 | 56 | 2 | 25 | 16 | 0 | 0 | 1 | 0 | 0 | 0 | 0 | 0 | 0 | 0 | 0 | 1 |  | 2 | 25 | 2 | 25
| 1337 | 56 | 2 | 25 | 17 | 0 | 0 | 1 | 0 | 0 | 0 | 0 | 0 | 0 | 0 | 0 | 1 |  | 2 | 25 | 2 | 25
| 1338 | 56 | 2 | 25 | 18 | 0 | 0 | 1 | 0 | 0 | 0 | 0 | 0 | 0 | 0 | 0 | 1 |  | 2 | 25 | 2 | 25
| 1339 | 56 | 2 | 25 | 19 | 0 | 0 | 1 | 0 | 0 | 0 | 0 | 0 | 0 | 0 | 0 | 1 |  | 2 | 25 | 2 | 25
| 1340 | 56 | 2 | 25 | 20 | 0 | 0 | 1 | 0 | 0 | 0 | 0 | 0 | 0 | 0 | 0 | 1 |  | 2 | 25 | 2 | 25
| 1341 | 56 | 2 | 25 | 21 | 0 | 0 | 1 | 0 | 0 | 0 | 0 | 0 | 0 | 0 | 0 | 1 |  | 2 | 25 | 2 | 25
| 1342 | 56 | 2 | 25 | 22 | 0 | 0 | 1 | 0 | 0 | 0 | 0 | 0 | 0 | 0 | 0 | 1 |  | 2 | 25 | 2 | 25
| 1343 | 56 | 2 | 25 | 23 | 0 | 0 | 1 | 0 | 0 | 0 | 0 | 0 | 0 | 0 | 0 | 1 |  | 2 | 25 | 2 | 25
| 1344 | 56 | 2 | 25 | 24 | 0 | 0 | 1 | 0 | 0 | 0 | 0 | 0 | 0 | 0 | 0 | 1 |  | 2 | 25 | 2 | 25
| 1345 | 57 | 2 | 26 | 1 | 0 | 0 | 0 | 0 | 0 | 0 | 0 | 0 | 0 | 0 | 0 | 1 |  | 2 | 26 | 2 | 26
| 1346 | 57 | 2 | 26 | 2 | 0 | 0 | 0 | 0 | 0 | 0 | 0 | 0 | 0 | 0 | 0 | 1 |  | 2 | 26 | 2 | 26
| 1347 | 57 | 2 | 26 | 3 | 0 | 0 | 0 | 0 | 0 | 0 | 0 | 0 | 0 | 0 | 0 | 1 |  | 2 | 26 | 2 | 26
| 1348 | 57 | 2 | 26 | 4 | 0 | 0 | 0 | 0 | 0 | 0 | 0 | 0 | 0 | 0 | 0 | 1 |  | 2 | 26 | 2 | 26
| 1349 | 57 | 2 | 26 | 5 | 0 | 0 | 0 | 0 | 0 | 0 | 0 | 0 | 0 | 0 | 0 | 1 |  | 2 | 26 | 2 | 26
| 1350 | 57 | 2 | 26 | 6 | 0 | 0 | 0 | 0 | 0 | 0 | 0 | 0 | 0 | 0 | 0 | 1 |  | 2 | 26 | 2 | 26
| 1351 | 57 | 2 | 26 | 7 | 0 | 0 | 0 | 0 | 0 | 0 | 0 | 0 | 0 | 0 | 0 | 1 |  | 2 | 26 | 2 | 26
| 1352 | 57 | 2 | 26 | 8 | 0 | 0 | 0 | 0 | 0 | 0 | 0 | 0 | 0 | 0 | 0 | 1 |  | 2 | 26 | 2 | 26
| 1353 | 57 | 2 | 26 | 9 | 0 | 0 | 0 | 0 | 0 | 0 | 0 | 0 | 0 | 0 | 0 | 1 |  | 2 | 26 | 2 | 26
| 1354 | 57 | 2 | 26 | 10 | 0 | 0 | 0 | 0 | 0 | 0 | 0 | 0 | 0 | 0 | 0 | 1 |  | 2 | 26 | 2 | 26
| 1355 | 57 | 2 | 26 | 11 | 0 | 0 | 0 | 0 | 0 | 0 | 0 | 0 | 0 | 0 | 0 | 1 |  | 2 | 26 | 2 | 26
| 1356 | 57 | 2 | 26 | 12 | 0 | 0 | 0 | 0 | 0 | 0 | 0 | 0 | 0 | 0 | 0 | 1 |  | 2 | 26 | 2 | 26
| 1357 | 57 | 2 | 26 | 13 | 0 | 0 | 0 | 0 | 0 | 0 | 0 | 0 | 0 | 0 | 0 | 1 |  | 2 | 26 | 2 | 26
| 1358 | 57 | 2 | 26 | 14 | 0 | 0 | 0 | 0 | 0 | 0 | 0 | 0 | 0 | 0 | 0 | 1 |  | 2 | 26 | 2 | 26
| 1359 | 57 | 2 | 26 | 15 | 0 | 0 | 0 | 0 | 0 | 0 | 0 | 0 | 0 | 0 | 0 | 1 |  | 2 | 26 | 2 | 26
| 1360 | 57 | 2 | 26 | 16 | 0 | 0 | 0 | 0 | 0 | 0 | 0 | 0 | 0 | 0 | 0 | 1 |  | 2 | 26 | 2 | 26
| 1361 | 57 | 2 | 26 | 17 | 0 | 0 | 0 | 0 | 0 | 0 | 0 | 0 | 0 | 0 | 0 | 1 |  | 2 | 26 | 2 | 26
| 1362 | 57 | 2 | 26 | 18 | 0 | 0 | 0 | 0 | 0 | 0 | 0 | 0 | 0 | 0 | 0 | 1 |  | 2 | 26 | 2 | 26
| 1363 | 57 | 2 | 26 | 19 | 0 | 0 | 0 | 0 | 0 | 0 | 0 | 0 | 0 | 0 | 0 | 1 |  | 2 | 26 | 2 | 26
| 1364 | 57 | 2 | 26 | 20 | 0 | 0 | 0 | 0 | 0 | 0 | 0 | 0 | 0 | 0 | 0 | 1 |  | 2 | 26 | 2 | 26
| 1365 | 57 | 2 | 26 | 21 | 0 | 0 | 0 | 0 | 0 | 0 | 0 | 0 | 0 | 0 | 0 | 1 |  | 2 | 26 | 2 | 26
| 1366 | 57 | 2 | 26 | 22 | 0 | 0 | 0 | 0 | 0 | 0 | 0 | 0 | 0 | 0 | 0 | 1 |  | 2 | 26 | 2 | 26
| 1367 | 57 | 2 | 26 | 23 | 0 | 0 | 0 | 0 | 0 | 0 | 0 | 0 | 0 | 0 | 0 | 1 |  | 2 | 26 | 2 | 26
| 1368 | 57 | 2 | 26 | 24 | 0 | 0 | 0 | 0 | 0 | 0 | 0 | 0 | 0 | 0 | 0 | 1 |  | 2 | 26 | 2 | 26
| 1369 | 58 | 2 | 27 | 1 | 0 | 0 | 0 | 0 | 0 | 0 | 0 | 0 | 0 | 0 | 0 | 1 |  | 2 | 27 | 2 | 27
| 1370 | 58 | 2 | 27 | 2 | 0 | 0 | 0 | 0 | 0 | 0 | 0 | 0 | 0 | 0 | 0 | 1 |  | 2 | 27 | 2 | 27
| 1371 | 58 | 2 | 27 | 3 | 0 | 0 | 0 | 0 | 0 | 0 | 0 | 0 | 0 | 0 | 0 | 1 |  | 2 | 27 | 2 | 27
| 1372 | 58 | 2 | 27 | 4 | 0 | 0 | 0 | 0 | 0 | 0 | 0 | 0 | 0 | 0 | 0 | 1 |  | 2 | 27 | 2 | 27
| 1373 | 58 | 2 | 27 | 5 | 0 | 0 | 0 | 0 | 0 | 0 | 0 | 0 | 0 | 0 | 0 | 1 |  | 2 | 27 | 2 | 27
| 1374 | 58 | 2 | 27 | 6 | 0 | 0 | 0 | 0 | 0 | 0 | 0 | 0 | 0 | 0 | 0 | 1 |  | 2 | 27 | 2 | 27
| 1375 | 58 | 2 | 27 | 7 | 0 | 0 | 0 | 0 | 0 | 0 | 0 | 0 | 0 | 0 | 0 | 1 |  | 2 | 27 | 2 | 27
| 1376 | 58 | 2 | 27 | 8 | 0 | 0 | 0 | 0 | 0 | 0 | 0 | 0 | 0 | 0 | 0 | 1 |  | 2 | 27 | 2 | 27
| 1377 | 58 | 2 | 27 | 9 | 0 | 0 | 0 | 0 | 0 | 0 | 0 | 0 | 0 | 0 | 0 | 1 |  | 2 | 27 | 2 | 27
| 1378 | 58 | 2 | 27 | 10 | 0 | 0 | 0 | 0 | 0 | 0 | 0 | 0 | 0 | 0 | 0 | 1 |  | 2 | 27 | 2 | 27
| 1379 | 58 | 2 | 27 | 11 | 0 | 0 | 0 | 0 | 0 | 0 | 0 | 0 | 0 | 0 | 0 | 1 |  | 2 | 27 | 2 | 27
| 1380 | 58 | 2 | 27 | 12 | 0 | 0 | 0 | 0 | 0 | 0 | 0 | 0 | 0 | 0 | 0 | 1 |  | 2 | 27 | 2 | 27
| 1381 | 58 | 2 | 27 | 13 | 0 | 0 | 0 | 0 | 0 | 0 | 0 | 0 | 0 | 0 | 0 | 1 |  | 2 | 27 | 2 | 27
| 1382 | 58 | 2 | 27 | 14 | 0 | 0 | 0 | 0 | 0 | 0 | 0 | 0 | 0 | 0 | 0 | 1 |  | 2 | 27 | 2 | 27
| 1383 | 58 | 2 | 27 | 15 | 0 | 0 | 0 | 0 | 0 | 0 | 0 | 0 | 0 | 0 | 0 | 1 |  | 2 | 27 | 2 | 27
| 1384 | 58 | 2 | 27 | 16 | 0 | 0 | 0 | 0 | 0 | 0 | 0 | 0 | 0 | 0 | 0 | 1 |  | 2 | 27 | 2 | 27
| 1385 | 58 | 2 | 27 | 17 | 0 | 0 | 0 | 0 | 0 | 0 | 0 | 0 | 0 | 0 | 0 | 1 |  | 2 | 27 | 2 | 27
| 1386 | 58 | 2 | 27 | 18 | 0 | 0 | 0 | 0 | 0 | 0 | 0 | 0 | 0 | 0 | 0 | 1 |  | 2 | 27 | 2 | 27
| 1387 | 58 | 2 | 27 | 19 | 0 | 0 | 0 | 0 | 0 | 0 | 0 | 0 | 0 | 0 | 0 | 1 |  | 2 | 27 | 2 | 27
| 1388 | 58 | 2 | 27 | 20 | 0 | 0 | 0 | 0 | 0 | 0 | 0 | 0 | 0 | 0 | 0 | 1 |  | 2 | 27 | 2 | 27
| 1389 | 58 | 2 | 27 | 21 | 0 | 0 | 0 | 0 | 0 | 0 | 0 | 0 | 0 | 0 | 0 | 1 |  | 2 | 27 | 2 | 27
| 1390 | 58 | 2 | 27 | 22 | 0 | 0 | 0 | 0 | 0 | 0 | 0 | 0 | 0 | 0 | 0 | 1 |  | 2 | 27 | 2 | 27
| 1391 | 58 | 2 | 27 | 23 | 0 | 0 | 0 | 0 | 0 | 0 | 0 | 0 | 0 | 0 | 0 | 1 |  | 2 | 27 | 2 | 27
| 1392 | 58 | 2 | 27 | 24 | 0 | 0 | 0 | 0 | 0 | 0 | 0 | 0 | 0 | 0 | 0 | 1 |  | 2 | 27 | 2 | 27
| 1393 | 59 | 2 | 28 | 1 | 0 | 0 | 1 | 0 | 0 | 0 | 0 | 0 | 0 | 0 | 0 | 1 |  | 2 | 28 | 2 | 28
| 1394 | 59 | 2 | 28 | 2 | 0 | 0 | 1 | 0 | 0 | 0 | 0 | 0 | 0 | 0 | 0 | 1 |  | 2 | 28 | 2 | 28
| 1395 | 59 | 2 | 28 | 3 | 0 | 0 | 1 | 0 | 0 | 0 | 0 | 0 | 0 | 0 | 0 | 1 |  | 2 | 28 | 2 | 28
| 1396 | 59 | 2 | 28 | 4 | 0 | 0 | 1 | 0 | 0 | 0 | 0 | 0 | 0 | 0 | 0 | 1 |  | 2 | 28 | 2 | 28
| 1397 | 59 | 2 | 28 | 5 | 0 | 0 | 1 | 0 | 0 | 0 | 0 | 0 | 0 | 0 | 0 | 1 |  | 2 | 28 | 2 | 28
| 1398 | 59 | 2 | 28 | 6 | 0 | 0 | 1 | 0 | 0 | 0 | 0 | 0 | 0 | 0 | 0 | 1 |  | 2 | 28 | 2 | 28
| 1399 | 59 | 2 | 28 | 7 | 0 | 0 | 1 | 0 | 0 | 0 | 0 | 0 | 0 | 0 | 0 | 1 |  | 2 | 28 | 2 | 28
| 1400 | 59 | 2 | 28 | 8 | 0 | 0 | 1 | 0 | 0 | 0 | 0 | 0 | 0 | 0 | 0 | 1 |  | 2 | 28 | 2 | 28
| 1401 | 59 | 2 | 28 | 9 | 0 | 0 | 1 | 0 | 0 | 0 | 0 | 0 | 0 | 0 | 0 | 1 |  | 2 | 28 | 2 | 28
| 1402 | 59 | 2 | 28 | 10 | 0 | 0 | 1 | 0 | 0 | 0 | 0 | 0 | 0 | 0 | 0 | 1 |  | 2 | 28 | 2 | 28
| 1403 | 59 | 2 | 28 | 11 | 0 | 0 | 1 | 0 | 0 | 0 | 0 | 0 | 0 | 0 | 0 | 1 |  | 2 | 28 | 2 | 28
| 1404 | 59 | 2 | 28 | 12 | 0 | 0 | 1 | 0 | 0 | 0 | 0 | 0 | 0 | 0 | 0 | 1 |  | 2 | 28 | 2 | 28
| 1405 | 59 | 2 | 28 | 13 | 0 | 0 | 1 | 0 | 0 | 0 | 0 | 0 | 0 | 0 | 0 | 1 |  | 2 | 28 | 2 | 28
| 1406 | 59 | 2 | 28 | 14 | 0 | 0 | 1 | 0 | 0 | 0 | 0 | 0 | 0 | 0 | 0 | 1 |  | 2 | 28 | 2 | 28
| 1407 | 59 | 2 | 28 | 15 | 0 | 0 | 1 | 0 | 0 | 0 | 0 | 0 | 0 | 0 | 0 | 1 |  | 2 | 28 | 2 | 28
| 1408 | 59 | 2 | 28 | 16 | 0 | 0 | 1 | 0 | 0 | 0 | 0 | 0 | 0 | 0 | 0 | 1 |  | 2 | 28 | 2 | 28
| 1409 | 59 | 2 | 28 | 17 | 0 | 0 | 1 | 0 | 0 | 0 | 0 | 0 | 0 | 0 | 0 | 1 |  | 2 | 28 | 2 | 28
| 1410 | 59 | 2 | 28 | 18 | 0 | 0 | 1 | 0 | 0 | 0 | 0 | 0 | 0 | 0 | 0 | 1 |  | 2 | 28 | 2 | 28
| 1411 | 59 | 2 | 28 | 19 | 0 | 0 | 1 | 0 | 0 | 0 | 0 | 0 | 0 | 0 | 0 | 1 |  | 2 | 28 | 2 | 28
| 1412 | 59 | 2 | 28 | 20 | 0 | 0 | 1 | 0 | 0 | 0 | 0 | 0 | 0 | 0 | 0 | 1 |  | 2 | 28 | 2 | 28
| 1413 | 59 | 2 | 28 | 21 | 0 | 0 | 1 | 0 | 0 | 0 | 0 | 0 | 0 | 0 | 0 | 1 |  | 2 | 28 | 2 | 28
| 1414 | 59 | 2 | 28 | 22 | 0 | 0 | 1 | 0 | 0 | 0 | 0 | 0 | 0 | 0 | 0 | 1 |  | 2 | 28 | 2 | 28
| 1415 | 59 | 2 | 28 | 23 | 0 | 0 | 1 | 0 | 0 | 0 | 0 | 0 | 0 | 0 | 0 | 1 |  | 2 | 28 | 2 | 28
| 1416 | 59 | 2 | 28 | 24 | 0 | 0 | 1 | 0 | 0 | 0 | 0 | 0 | 0 | 0 | 0 | 1 |  | 2 | 28 | 2 | 28
| 1417 | 60 | 3 | 1 | 1 | 0 | 0 | 1 | 0 | 0 | 0 | 0 | 0 | 0 | 0 | 0 | 1 |  | 3 | 1 | 2 | 29
| 1418 | 60 | 3 | 1 | 2 | 0 | 0 | 1 | 0 | 0 | 0 | 0 | 0 | 0 | 0 | 0 | 1 |  | 3 | 1 | 2 | 29
| 1419 | 60 | 3 | 1 | 3 | 0 | 0 | 1 | 0 | 0 | 0 | 0 | 0 | 0 | 0 | 0 | 1 |  | 3 | 1 | 2 | 29
| 1420 | 60 | 3 | 1 | 4 | 0 | 0 | 1 | 0 | 0 | 0 | 0 | 0 | 0 | 0 | 0 | 1 |  | 3 | 1 | 2 | 29
| 1421 | 60 | 3 | 1 | 5 | 0 | 0 | 1 | 0 | 0 | 0 | 0 | 0 | 0 | 0 | 0 | 1 |  | 3 | 1 | 2 | 29
| 1422 | 60 | 3 | 1 | 6 | 0 | 0 | 1 | 0 | 0 | 0 | 0 | 0 | 0 | 0 | 0 | 1 |  | 3 | 1 | 2 | 29
| 1423 | 60 | 3 | 1 | 7 | 0 | 0 | 1 | 0 | 0 | 0 | 0 | 0 | 0 | 0 | 0 | 1 |  | 3 | 1 | 2 | 29
| 1424 | 60 | 3 | 1 | 8 | 0 | 0 | 1 | 0 | 0 | 0 | 0 | 0 | 0 | 0 | 0 | 1 |  | 3 | 1 | 2 | 29
| 1425 | 60 | 3 | 1 | 9 | 0 | 0 | 1 | 0 | 0 | 0 | 0 | 0 | 0 | 0 | 0 | 1 |  | 3 | 1 | 2 | 29
| 1426 | 60 | 3 | 1 | 10 | 0 | 0 | 1 | 0 | 0 | 0 | 0 | 0 | 0 | 0 | 0 | 1 |  | 3 | 1 | 2 | 29
| 1427 | 60 | 3 | 1 | 11 | 0 | 0 | 1 | 0 | 0 | 0 | 0 | 0 | 0 | 0 | 0 | 1 |  | 3 | 1 | 2 | 29
| 1428 | 60 | 3 | 1 | 12 | 0 | 0 | 1 | 0 | 0 | 0 | 0 | 0 | 0 | 0 | 0 | 1 |  | 3 | 1 | 2 | 29
| 1429 | 60 | 3 | 1 | 13 | 0 | 0 | 1 | 0 | 0 | 0 | 0 | 0 | 0 | 0 | 0 | 1 |  | 3 | 1 | 2 | 29
| 1430 | 60 | 3 | 1 | 14 | 0 | 0 | 1 | 0 | 0 | 0 | 0 | 0 | 0 | 0 | 0 | 1 |  | 3 | 1 | 2 | 29
| 1431 | 60 | 3 | 1 | 15 | 0 | 0 | 1 | 0 | 0 | 0 | 0 | 0 | 0 | 0 | 0 | 1 |  | 3 | 1 | 2 | 29
| 1432 | 60 | 3 | 1 | 16 | 0 | 0 | 1 | 0 | 0 | 0 | 0 | 0 | 0 | 0 | 0 | 1 |  | 3 | 1 | 2 | 29
| 1433 | 60 | 3 | 1 | 17 | 0 | 0 | 1 | 0 | 0 | 0 | 0 | 0 | 0 | 0 | 0 | 1 |  | 3 | 1 | 2 | 29
| 1434 | 60 | 3 | 1 | 18 | 0 | 0 | 1 | 0 | 0 | 0 | 0 | 0 | 0 | 0 | 0 | 1 |  | 3 | 1 | 2 | 29
| 1435 | 60 | 3 | 1 | 19 | 0 | 0 | 1 | 0 | 0 | 0 | 0 | 0 | 0 | 0 | 0 | 1 |  | 3 | 1 | 2 | 29
| 1436 | 60 | 3 | 1 | 20 | 0 | 0 | 1 | 0 | 0 | 0 | 0 | 0 | 0 | 0 | 0 | 1 |  | 3 | 1 | 2 | 29
| 1437 | 60 | 3 | 1 | 21 | 0 | 0 | 1 | 0 | 0 | 0 | 0 | 0 | 0 | 0 | 0 | 1 |  | 3 | 1 | 2 | 29
| 1438 | 60 | 3 | 1 | 22 | 0 | 0 | 1 | 0 | 0 | 0 | 0 | 0 | 0 | 0 | 0 | 1 |  | 3 | 1 | 2 | 29
| 1439 | 60 | 3 | 1 | 23 | 0 | 0 | 1 | 0 | 0 | 0 | 0 | 0 | 0 | 0 | 0 | 1 |  | 3 | 1 | 2 | 29
| 1440 | 60 | 3 | 1 | 24 | 0 | 0 | 1 | 0 | 0 | 0 | 0 | 0 | 0 | 0 | 0 | 1 |  | 3 | 1 | 2 | 29
| 1441 | 61 | 3 | 2 | 1 | 0 | 0 | 1 | 0 | 0 | 0 | 0 | 0 | 0 | 0 | 0 | 1 |  | 3 | 2 | 3 | 1
| 1442 | 61 | 3 | 2 | 2 | 0 | 0 | 1 | 0 | 0 | 0 | 0 | 0 | 0 | 0 | 0 | 1 |  | 3 | 2 | 3 | 1
| 1443 | 61 | 3 | 2 | 3 | 0 | 0 | 1 | 0 | 0 | 0 | 0 | 0 | 0 | 0 | 0 | 1 |  | 3 | 2 | 3 | 1
| 1444 | 61 | 3 | 2 | 4 | 0 | 0 | 1 | 0 | 0 | 0 | 0 | 0 | 0 | 0 | 0 | 1 |  | 3 | 2 | 3 | 1
| 1445 | 61 | 3 | 2 | 5 | 0 | 0 | 1 | 0 | 0 | 0 | 0 | 0 | 0 | 0 | 0 | 1 |  | 3 | 2 | 3 | 1
| 1446 | 61 | 3 | 2 | 6 | 0 | 0 | 1 | 0 | 0 | 0 | 0 | 0 | 0 | 0 | 0 | 1 |  | 3 | 2 | 3 | 1
| 1447 | 61 | 3 | 2 | 7 | 0 | 0 | 1 | 0 | 0 | 0 | 0 | 0 | 0 | 0 | 0 | 1 |  | 3 | 2 | 3 | 1
| 1448 | 61 | 3 | 2 | 8 | 0 | 0 | 1 | 0 | 0 | 0 | 0 | 0 | 0 | 0 | 0 | 1 |  | 3 | 2 | 3 | 1
| 1449 | 61 | 3 | 2 | 9 | 0 | 0 | 1 | 0 | 0 | 0 | 0 | 0 | 0 | 0 | 0 | 1 |  | 3 | 2 | 3 | 1
| 1450 | 61 | 3 | 2 | 10 | 0 | 0 | 1 | 0 | 0 | 0 | 0 | 0 | 0 | 0 | 0 | 1 |  | 3 | 2 | 3 | 1
| 1451 | 61 | 3 | 2 | 11 | 0 | 0 | 1 | 0 | 0 | 0 | 0 | 0 | 0 | 0 | 0 | 1 |  | 3 | 2 | 3 | 1
| 1452 | 61 | 3 | 2 | 12 | 0 | 0 | 1 | 0 | 0 | 0 | 0 | 0 | 0 | 0 | 0 | 1 |  | 3 | 2 | 3 | 1
| 1453 | 61 | 3 | 2 | 13 | 0 | 0 | 1 | 0 | 0 | 0 | 0 | 0 | 0 | 0 | 0 | 1 |  | 3 | 2 | 3 | 1
| 1454 | 61 | 3 | 2 | 14 | 0 | 0 | 1 | 0 | 0 | 0 | 0 | 0 | 0 | 0 | 0 | 1 |  | 3 | 2 | 3 | 1
| 1455 | 61 | 3 | 2 | 15 | 0 | 0 | 1 | 0 | 0 | 0 | 0 | 0 | 0 | 0 | 0 | 1 |  | 3 | 2 | 3 | 1
| 1456 | 61 | 3 | 2 | 16 | 0 | 0 | 1 | 0 | 0 | 0 | 0 | 0 | 0 | 0 | 0 | 1 |  | 3 | 2 | 3 | 1
| 1457 | 61 | 3 | 2 | 17 | 0 | 0 | 1 | 0 | 0 | 0 | 0 | 0 | 0 | 0 | 0 | 1 |  | 3 | 2 | 3 | 1
| 1458 | 61 | 3 | 2 | 18 | 0 | 0 | 1 | 0 | 0 | 0 | 0 | 0 | 0 | 0 | 0 | 1 |  | 3 | 2 | 3 | 1
| 1459 | 61 | 3 | 2 | 19 | 0 | 0 | 1 | 0 | 0 | 0 | 0 | 0 | 0 | 0 | 0 | 1 |  | 3 | 2 | 3 | 1
| 1460 | 61 | 3 | 2 | 20 | 0 | 0 | 1 | 0 | 0 | 0 | 0 | 0 | 0 | 0 | 0 | 1 |  | 3 | 2 | 3 | 1
| 1461 | 61 | 3 | 2 | 21 | 0 | 0 | 1 | 0 | 0 | 0 | 0 | 0 | 0 | 0 | 0 | 1 |  | 3 | 2 | 3 | 1
| 1462 | 61 | 3 | 2 | 22 | 0 | 0 | 1 | 0 | 0 | 0 | 0 | 0 | 0 | 0 | 0 | 1 |  | 3 | 2 | 3 | 1
| 1463 | 61 | 3 | 2 | 23 | 0 | 0 | 1 | 0 | 0 | 0 | 0 | 0 | 0 | 0 | 0 | 1 |  | 3 | 2 | 3 | 1
| 1464 | 61 | 3 | 2 | 24 | 0 | 0 | 1 | 0 | 0 | 0 | 0 | 0 | 0 | 0 | 0 | 1 |  | 3 | 2 | 3 | 1
| 1465 | 62 | 3 | 3 | 1 | 0 | 0 | 1 | 0 | 0 | 0 | 0 | 0 | 0 | 0 | 0 | 1 |  | 3 | 3 | 3 | 2
| 1466 | 62 | 3 | 3 | 2 | 0 | 0 | 1 | 0 | 0 | 0 | 0 | 0 | 0 | 0 | 0 | 1 |  | 3 | 3 | 3 | 2
| 1467 | 62 | 3 | 3 | 3 | 0 | 0 | 1 | 0 | 0 | 0 | 0 | 0 | 0 | 0 | 0 | 1 |  | 3 | 3 | 3 | 2
| 1468 | 62 | 3 | 3 | 4 | 0 | 0 | 1 | 0 | 0 | 0 | 0 | 0 | 0 | 0 | 0 | 1 |  | 3 | 3 | 3 | 2
| 1469 | 62 | 3 | 3 | 5 | 0 | 0 | 1 | 0 | 0 | 0 | 0 | 0 | 0 | 0 | 0 | 1 |  | 3 | 3 | 3 | 2
| 1470 | 62 | 3 | 3 | 6 | 0 | 0 | 1 | 0 | 0 | 0 | 0 | 0 | 0 | 0 | 0 | 1 |  | 3 | 3 | 3 | 2
| 1471 | 62 | 3 | 3 | 7 | 0 | 0 | 1 | 0 | 0 | 0 | 0 | 0 | 0 | 0 | 0 | 1 |  | 3 | 3 | 3 | 2
| 1472 | 62 | 3 | 3 | 8 | 0 | 0 | 1 | 0 | 0 | 0 | 0 | 0 | 0 | 0 | 0 | 1 |  | 3 | 3 | 3 | 2
| 1473 | 62 | 3 | 3 | 9 | 0 | 0 | 1 | 0 | 0 | 0 | 0 | 0 | 0 | 0 | 0 | 1 |  | 3 | 3 | 3 | 2
| 1474 | 62 | 3 | 3 | 10 | 0 | 0 | 1 | 0 | 0 | 0 | 0 | 0 | 0 | 0 | 0 | 1 |  | 3 | 3 | 3 | 2
| 1475 | 62 | 3 | 3 | 11 | 0 | 0 | 1 | 0 | 0 | 0 | 0 | 0 | 0 | 0 | 0 | 1 |  | 3 | 3 | 3 | 2
| 1476 | 62 | 3 | 3 | 12 | 0 | 0 | 1 | 0 | 0 | 0 | 0 | 0 | 0 | 0 | 0 | 1 |  | 3 | 3 | 3 | 2
| 1477 | 62 | 3 | 3 | 13 | 0 | 0 | 1 | 0 | 0 | 0 | 0 | 0 | 0 | 0 | 0 | 1 |  | 3 | 3 | 3 | 2
| 1478 | 62 | 3 | 3 | 14 | 0 | 0 | 1 | 0 | 0 | 0 | 0 | 0 | 0 | 0 | 0 | 1 |  | 3 | 3 | 3 | 2
| 1479 | 62 | 3 | 3 | 15 | 0 | 0 | 1 | 0 | 0 | 0 | 0 | 0 | 0 | 0 | 0 | 1 |  | 3 | 3 | 3 | 2
| 1480 | 62 | 3 | 3 | 16 | 0 | 0 | 1 | 0 | 0 | 0 | 0 | 0 | 0 | 0 | 0 | 1 |  | 3 | 3 | 3 | 2
| 1481 | 62 | 3 | 3 | 17 | 0 | 0 | 1 | 0 | 0 | 0 | 0 | 0 | 0 | 0 | 0 | 1 |  | 3 | 3 | 3 | 2
| 1482 | 62 | 3 | 3 | 18 | 0 | 0 | 1 | 0 | 0 | 0 | 0 | 0 | 0 | 0 | 0 | 1 |  | 3 | 3 | 3 | 2
| 1483 | 62 | 3 | 3 | 19 | 0 | 0 | 1 | 0 | 0 | 0 | 0 | 0 | 0 | 0 | 0 | 1 |  | 3 | 3 | 3 | 2
| 1484 | 62 | 3 | 3 | 20 | 0 | 0 | 1 | 0 | 0 | 0 | 0 | 0 | 0 | 0 | 0 | 1 |  | 3 | 3 | 3 | 2
| 1485 | 62 | 3 | 3 | 21 | 0 | 0 | 1 | 0 | 0 | 0 | 0 | 0 | 0 | 0 | 0 | 1 |  | 3 | 3 | 3 | 2
| 1486 | 62 | 3 | 3 | 22 | 0 | 0 | 1 | 0 | 0 | 0 | 0 | 0 | 0 | 0 | 0 | 1 |  | 3 | 3 | 3 | 2
| 1487 | 62 | 3 | 3 | 23 | 0 | 0 | 1 | 0 | 0 | 0 | 0 | 0 | 0 | 0 | 0 | 1 |  | 3 | 3 | 3 | 2
| 1488 | 62 | 3 | 3 | 24 | 0 | 0 | 1 | 0 | 0 | 0 | 0 | 0 | 0 | 0 | 0 | 1 |  | 3 | 3 | 3 | 2
| 1489 | 63 | 3 | 4 | 1 | 0 | 0 | 1 | 0 | 0 | 0 | 0 | 0 | 0 | 0 | 0 | 1 |  | 3 | 4 | 3 | 3
| 1490 | 63 | 3 | 4 | 2 | 0 | 0 | 1 | 0 | 0 | 0 | 0 | 0 | 0 | 0 | 0 | 1 |  | 3 | 4 | 3 | 3
| 1491 | 63 | 3 | 4 | 3 | 0 | 0 | 1 | 0 | 0 | 0 | 0 | 0 | 0 | 0 | 0 | 1 |  | 3 | 4 | 3 | 3
| 1492 | 63 | 3 | 4 | 4 | 0 | 0 | 1 | 0 | 0 | 0 | 0 | 0 | 0 | 0 | 0 | 1 |  | 3 | 4 | 3 | 3
| 1493 | 63 | 3 | 4 | 5 | 0 | 0 | 1 | 0 | 0 | 0 | 0 | 0 | 0 | 0 | 0 | 1 |  | 3 | 4 | 3 | 3
| 1494 | 63 | 3 | 4 | 6 | 0 | 0 | 1 | 0 | 0 | 0 | 0 | 0 | 0 | 0 | 0 | 1 |  | 3 | 4 | 3 | 3
| 1495 | 63 | 3 | 4 | 7 | 0 | 0 | 1 | 0 | 0 | 0 | 0 | 0 | 0 | 0 | 0 | 1 |  | 3 | 4 | 3 | 3
| 1496 | 63 | 3 | 4 | 8 | 0 | 0 | 1 | 0 | 0 | 0 | 0 | 0 | 0 | 0 | 0 | 1 |  | 3 | 4 | 3 | 3
| 1497 | 63 | 3 | 4 | 9 | 0 | 0 | 1 | 0 | 0 | 0 | 0 | 0 | 0 | 0 | 0 | 1 |  | 3 | 4 | 3 | 3
| 1498 | 63 | 3 | 4 | 10 | 0 | 0 | 1 | 0 | 0 | 0 | 0 | 0 | 0 | 0 | 0 | 1 |  | 3 | 4 | 3 | 3
| 1499 | 63 | 3 | 4 | 11 | 0 | 0 | 1 | 0 | 0 | 0 | 0 | 0 | 0 | 0 | 0 | 1 |  | 3 | 4 | 3 | 3
| 1500 | 63 | 3 | 4 | 12 | 0 | 0 | 1 | 0 | 0 | 0 | 0 | 0 | 0 | 0 | 0 | 1 |  | 3 | 4 | 3 | 3
| 1501 | 63 | 3 | 4 | 13 | 0 | 0 | 1 | 0 | 0 | 0 | 0 | 0 | 0 | 0 | 0 | 1 |  | 3 | 4 | 3 | 3
| 1502 | 63 | 3 | 4 | 14 | 0 | 0 | 1 | 0 | 0 | 0 | 0 | 0 | 0 | 0 | 0 | 1 |  | 3 | 4 | 3 | 3
| 1503 | 63 | 3 | 4 | 15 | 0 | 0 | 1 | 0 | 0 | 0 | 0 | 0 | 0 | 0 | 0 | 1 |  | 3 | 4 | 3 | 3
| 1504 | 63 | 3 | 4 | 16 | 0 | 0 | 1 | 0 | 0 | 0 | 0 | 0 | 0 | 0 | 0 | 1 |  | 3 | 4 | 3 | 3
| 1505 | 63 | 3 | 4 | 17 | 0 | 0 | 1 | 0 | 0 | 0 | 0 | 0 | 0 | 0 | 0 | 1 |  | 3 | 4 | 3 | 3
| 1506 | 63 | 3 | 4 | 18 | 0 | 0 | 1 | 0 | 0 | 0 | 0 | 0 | 0 | 0 | 0 | 1 |  | 3 | 4 | 3 | 3
| 1507 | 63 | 3 | 4 | 19 | 0 | 0 | 1 | 0 | 0 | 0 | 0 | 0 | 0 | 0 | 0 | 1 |  | 3 | 4 | 3 | 3
| 1508 | 63 | 3 | 4 | 20 | 0 | 0 | 1 | 0 | 0 | 0 | 0 | 0 | 0 | 0 | 0 | 1 |  | 3 | 4 | 3 | 3
| 1509 | 63 | 3 | 4 | 21 | 0 | 0 | 1 | 0 | 0 | 0 | 0 | 0 | 0 | 0 | 0 | 1 |  | 3 | 4 | 3 | 3
| 1510 | 63 | 3 | 4 | 22 | 0 | 0 | 1 | 0 | 0 | 0 | 0 | 0 | 0 | 0 | 0 | 1 |  | 3 | 4 | 3 | 3
| 1511 | 63 | 3 | 4 | 23 | 0 | 0 | 1 | 0 | 0 | 0 | 0 | 0 | 0 | 0 | 0 | 1 |  | 3 | 4 | 3 | 3
| 1512 | 63 | 3 | 4 | 24 | 0 | 0 | 1 | 0 | 0 | 0 | 0 | 0 | 0 | 0 | 0 | 1 |  | 3 | 4 | 3 | 3
| 1513 | 64 | 3 | 5 | 1 | 0 | 0 | 0 | 0 | 0 | 0 | 0 | 0 | 0 | 0 | 0 | 1 |  | 3 | 5 | 3 | 4
| 1514 | 64 | 3 | 5 | 2 | 0 | 0 | 0 | 0 | 0 | 0 | 0 | 0 | 0 | 0 | 0 | 1 |  | 3 | 5 | 3 | 4
| 1515 | 64 | 3 | 5 | 3 | 0 | 0 | 0 | 0 | 0 | 0 | 0 | 0 | 0 | 0 | 0 | 1 |  | 3 | 5 | 3 | 4
| 1516 | 64 | 3 | 5 | 4 | 0 | 0 | 0 | 0 | 0 | 0 | 0 | 0 | 0 | 0 | 0 | 1 |  | 3 | 5 | 3 | 4
| 1517 | 64 | 3 | 5 | 5 | 0 | 0 | 0 | 0 | 0 | 0 | 0 | 0 | 0 | 0 | 0 | 1 |  | 3 | 5 | 3 | 4
| 1518 | 64 | 3 | 5 | 6 | 0 | 0 | 0 | 0 | 0 | 0 | 0 | 0 | 0 | 0 | 0 | 1 |  | 3 | 5 | 3 | 4
| 1519 | 64 | 3 | 5 | 7 | 0 | 0 | 0 | 0 | 0 | 0 | 0 | 0 | 0 | 0 | 0 | 1 |  | 3 | 5 | 3 | 4
| 1520 | 64 | 3 | 5 | 8 | 0 | 0 | 0 | 0 | 0 | 0 | 0 | 0 | 0 | 0 | 0 | 1 |  | 3 | 5 | 3 | 4
| 1521 | 64 | 3 | 5 | 9 | 0 | 0 | 0 | 0 | 0 | 0 | 0 | 0 | 0 | 0 | 0 | 1 |  | 3 | 5 | 3 | 4
| 1522 | 64 | 3 | 5 | 10 | 0 | 0 | 0 | 0 | 0 | 0 | 0 | 0 | 0 | 0 | 0 | 1 |  | 3 | 5 | 3 | 4
| 1523 | 64 | 3 | 5 | 11 | 0 | 0 | 0 | 0 | 0 | 0 | 0 | 0 | 0 | 0 | 0 | 1 |  | 3 | 5 | 3 | 4
| 1524 | 64 | 3 | 5 | 12 | 0 | 0 | 0 | 0 | 0 | 0 | 0 | 0 | 0 | 0 | 0 | 1 |  | 3 | 5 | 3 | 4
| 1525 | 64 | 3 | 5 | 13 | 0 | 0 | 0 | 0 | 0 | 0 | 0 | 0 | 0 | 0 | 0 | 1 |  | 3 | 5 | 3 | 4
| 1526 | 64 | 3 | 5 | 14 | 0 | 0 | 0 | 0 | 0 | 0 | 0 | 0 | 0 | 0 | 0 | 1 |  | 3 | 5 | 3 | 4
| 1527 | 64 | 3 | 5 | 15 | 0 | 0 | 0 | 0 | 0 | 0 | 0 | 0 | 0 | 0 | 0 | 1 |  | 3 | 5 | 3 | 4
| 1528 | 64 | 3 | 5 | 16 | 0 | 0 | 0 | 0 | 0 | 0 | 0 | 0 | 0 | 0 | 0 | 1 |  | 3 | 5 | 3 | 4
| 1529 | 64 | 3 | 5 | 17 | 0 | 0 | 0 | 0 | 0 | 0 | 0 | 0 | 0 | 0 | 0 | 1 |  | 3 | 5 | 3 | 4
| 1530 | 64 | 3 | 5 | 18 | 0 | 0 | 0 | 0 | 0 | 0 | 0 | 0 | 0 | 0 | 0 | 1 |  | 3 | 5 | 3 | 4
| 1531 | 64 | 3 | 5 | 19 | 0 | 0 | 0 | 0 | 0 | 0 | 0 | 0 | 0 | 0 | 0 | 1 |  | 3 | 5 | 3 | 4
| 1532 | 64 | 3 | 5 | 20 | 0 | 0 | 0 | 0 | 0 | 0 | 0 | 0 | 0 | 0 | 0 | 1 |  | 3 | 5 | 3 | 4
| 1533 | 64 | 3 | 5 | 21 | 0 | 0 | 0 | 0 | 0 | 0 | 0 | 0 | 0 | 0 | 0 | 1 |  | 3 | 5 | 3 | 4
| 1534 | 64 | 3 | 5 | 22 | 0 | 0 | 0 | 0 | 0 | 0 | 0 | 0 | 0 | 0 | 0 | 1 |  | 3 | 5 | 3 | 4
| 1535 | 64 | 3 | 5 | 23 | 0 | 0 | 0 | 0 | 0 | 0 | 0 | 0 | 0 | 0 | 0 | 1 |  | 3 | 5 | 3 | 4
| 1536 | 64 | 3 | 5 | 24 | 0 | 0 | 0 | 0 | 0 | 0 | 0 | 0 | 0 | 0 | 0 | 1 |  | 3 | 5 | 3 | 4
| 1537 | 65 | 3 | 6 | 1 | 0 | 0 | 0 | 0 | 0 | 0 | 0 | 0 | 0 | 0 | 0 | 1 |  | 3 | 6 | 3 | 5
| 1538 | 65 | 3 | 6 | 2 | 0 | 0 | 0 | 0 | 0 | 0 | 0 | 0 | 0 | 0 | 0 | 1 |  | 3 | 6 | 3 | 5
| 1539 | 65 | 3 | 6 | 3 | 0 | 0 | 0 | 0 | 0 | 0 | 0 | 0 | 0 | 0 | 0 | 1 |  | 3 | 6 | 3 | 5
| 1540 | 65 | 3 | 6 | 4 | 0 | 0 | 0 | 0 | 0 | 0 | 0 | 0 | 0 | 0 | 0 | 1 |  | 3 | 6 | 3 | 5
| 1541 | 65 | 3 | 6 | 5 | 0 | 0 | 0 | 0 | 0 | 0 | 0 | 0 | 0 | 0 | 0 | 1 |  | 3 | 6 | 3 | 5
| 1542 | 65 | 3 | 6 | 6 | 0 | 0 | 0 | 0 | 0 | 0 | 0 | 0 | 0 | 0 | 0 | 1 |  | 3 | 6 | 3 | 5
| 1543 | 65 | 3 | 6 | 7 | 0 | 0 | 0 | 0 | 0 | 0 | 0 | 0 | 0 | 0 | 0 | 1 |  | 3 | 6 | 3 | 5
| 1544 | 65 | 3 | 6 | 8 | 0 | 0 | 0 | 0 | 0 | 0 | 0 | 0 | 0 | 0 | 0 | 1 |  | 3 | 6 | 3 | 5
| 1545 | 65 | 3 | 6 | 9 | 0 | 0 | 0 | 0 | 0 | 0 | 0 | 0 | 0 | 0 | 0 | 1 |  | 3 | 6 | 3 | 5
| 1546 | 65 | 3 | 6 | 10 | 0 | 0 | 0 | 0 | 0 | 0 | 0 | 0 | 0 | 0 | 0 | 1 |  | 3 | 6 | 3 | 5
| 1547 | 65 | 3 | 6 | 11 | 0 | 0 | 0 | 0 | 0 | 0 | 0 | 0 | 0 | 0 | 0 | 1 |  | 3 | 6 | 3 | 5
| 1548 | 65 | 3 | 6 | 12 | 0 | 0 | 0 | 0 | 0 | 0 | 0 | 0 | 0 | 0 | 0 | 1 |  | 3 | 6 | 3 | 5
| 1549 | 65 | 3 | 6 | 13 | 0 | 0 | 0 | 0 | 0 | 0 | 0 | 0 | 0 | 0 | 0 | 1 |  | 3 | 6 | 3 | 5
| 1550 | 65 | 3 | 6 | 14 | 0 | 0 | 0 | 0 | 0 | 0 | 0 | 0 | 0 | 0 | 0 | 1 |  | 3 | 6 | 3 | 5
| 1551 | 65 | 3 | 6 | 15 | 0 | 0 | 0 | 0 | 0 | 0 | 0 | 0 | 0 | 0 | 0 | 1 |  | 3 | 6 | 3 | 5
| 1552 | 65 | 3 | 6 | 16 | 0 | 0 | 0 | 0 | 0 | 0 | 0 | 0 | 0 | 0 | 0 | 1 |  | 3 | 6 | 3 | 5
| 1553 | 65 | 3 | 6 | 17 | 0 | 0 | 0 | 0 | 0 | 0 | 0 | 0 | 0 | 0 | 0 | 1 |  | 3 | 6 | 3 | 5
| 1554 | 65 | 3 | 6 | 18 | 0 | 0 | 0 | 0 | 0 | 0 | 0 | 0 | 0 | 0 | 0 | 1 |  | 3 | 6 | 3 | 5
| 1555 | 65 | 3 | 6 | 19 | 0 | 0 | 0 | 0 | 0 | 0 | 0 | 0 | 0 | 0 | 0 | 1 |  | 3 | 6 | 3 | 5
| 1556 | 65 | 3 | 6 | 20 | 0 | 0 | 0 | 0 | 0 | 0 | 0 | 0 | 0 | 0 | 0 | 1 |  | 3 | 6 | 3 | 5
| 1557 | 65 | 3 | 6 | 21 | 0 | 0 | 0 | 0 | 0 | 0 | 0 | 0 | 0 | 0 | 0 | 1 |  | 3 | 6 | 3 | 5
| 1558 | 65 | 3 | 6 | 22 | 0 | 0 | 0 | 0 | 0 | 0 | 0 | 0 | 0 | 0 | 0 | 1 |  | 3 | 6 | 3 | 5
| 1559 | 65 | 3 | 6 | 23 | 0 | 0 | 0 | 0 | 0 | 0 | 0 | 0 | 0 | 0 | 0 | 1 |  | 3 | 6 | 3 | 5
| 1560 | 65 | 3 | 6 | 24 | 0 | 0 | 0 | 0 | 0 | 0 | 0 | 0 | 0 | 0 | 0 | 1 |  | 3 | 6 | 3 | 5
| 1561 | 66 | 3 | 7 | 1 | 0 | 0 | 1 | 0 | 0 | 0 | 0 | 0 | 0 | 0 | 0 | 1 |  | 3 | 7 | 3 | 6
| 1562 | 66 | 3 | 7 | 2 | 0 | 0 | 1 | 0 | 0 | 0 | 0 | 0 | 0 | 0 | 0 | 1 |  | 3 | 7 | 3 | 6
| 1563 | 66 | 3 | 7 | 3 | 0 | 0 | 1 | 0 | 0 | 0 | 0 | 0 | 0 | 0 | 0 | 1 |  | 3 | 7 | 3 | 6
| 1564 | 66 | 3 | 7 | 4 | 0 | 0 | 1 | 0 | 0 | 0 | 0 | 0 | 0 | 0 | 0 | 1 |  | 3 | 7 | 3 | 6
| 1565 | 66 | 3 | 7 | 5 | 0 | 0 | 1 | 0 | 0 | 0 | 0 | 0 | 0 | 0 | 0 | 1 |  | 3 | 7 | 3 | 6
| 1566 | 66 | 3 | 7 | 6 | 0 | 0 | 1 | 0 | 0 | 0 | 0 | 0 | 0 | 0 | 0 | 1 |  | 3 | 7 | 3 | 6
| 1567 | 66 | 3 | 7 | 7 | 0 | 0 | 1 | 0 | 0 | 0 | 0 | 0 | 0 | 0 | 0 | 1 |  | 3 | 7 | 3 | 6
| 1568 | 66 | 3 | 7 | 8 | 0 | 0 | 1 | 0 | 0 | 0 | 0 | 0 | 0 | 0 | 0 | 1 |  | 3 | 7 | 3 | 6
| 1569 | 66 | 3 | 7 | 9 | 0 | 0 | 1 | 0 | 0 | 0 | 0 | 0 | 0 | 0 | 0 | 1 |  | 3 | 7 | 3 | 6
| 1570 | 66 | 3 | 7 | 10 | 0 | 0 | 1 | 0 | 0 | 0 | 0 | 0 | 0 | 0 | 0 | 1 |  | 3 | 7 | 3 | 6
| 1571 | 66 | 3 | 7 | 11 | 0 | 0 | 1 | 0 | 0 | 0 | 0 | 0 | 0 | 0 | 0 | 1 |  | 3 | 7 | 3 | 6
| 1572 | 66 | 3 | 7 | 12 | 0 | 0 | 1 | 0 | 0 | 0 | 0 | 0 | 0 | 0 | 0 | 1 |  | 3 | 7 | 3 | 6
| 1573 | 66 | 3 | 7 | 13 | 0 | 0 | 1 | 0 | 0 | 0 | 0 | 0 | 0 | 0 | 0 | 1 |  | 3 | 7 | 3 | 6
| 1574 | 66 | 3 | 7 | 14 | 0 | 0 | 1 | 0 | 0 | 0 | 0 | 0 | 0 | 0 | 0 | 1 |  | 3 | 7 | 3 | 6
| 1575 | 66 | 3 | 7 | 15 | 0 | 0 | 1 | 0 | 0 | 0 | 0 | 0 | 0 | 0 | 0 | 1 |  | 3 | 7 | 3 | 6
| 1576 | 66 | 3 | 7 | 16 | 0 | 0 | 1 | 0 | 0 | 0 | 0 | 0 | 0 | 0 | 0 | 1 |  | 3 | 7 | 3 | 6
| 1577 | 66 | 3 | 7 | 17 | 0 | 0 | 1 | 0 | 0 | 0 | 0 | 0 | 0 | 0 | 0 | 1 |  | 3 | 7 | 3 | 6
| 1578 | 66 | 3 | 7 | 18 | 0 | 0 | 1 | 0 | 0 | 0 | 0 | 0 | 0 | 0 | 0 | 1 |  | 3 | 7 | 3 | 6
| 1579 | 66 | 3 | 7 | 19 | 0 | 0 | 1 | 0 | 0 | 0 | 0 | 0 | 0 | 0 | 0 | 1 |  | 3 | 7 | 3 | 6
| 1580 | 66 | 3 | 7 | 20 | 0 | 0 | 1 | 0 | 0 | 0 | 0 | 0 | 0 | 0 | 0 | 1 |  | 3 | 7 | 3 | 6
| 1581 | 66 | 3 | 7 | 21 | 0 | 0 | 1 | 0 | 0 | 0 | 0 | 0 | 0 | 0 | 0 | 1 |  | 3 | 7 | 3 | 6
| 1582 | 66 | 3 | 7 | 22 | 0 | 0 | 1 | 0 | 0 | 0 | 0 | 0 | 0 | 0 | 0 | 1 |  | 3 | 7 | 3 | 6
| 1583 | 66 | 3 | 7 | 23 | 0 | 0 | 1 | 0 | 0 | 0 | 0 | 0 | 0 | 0 | 0 | 1 |  | 3 | 7 | 3 | 6
| 1584 | 66 | 3 | 7 | 24 | 0 | 0 | 1 | 0 | 0 | 0 | 0 | 0 | 0 | 0 | 0 | 1 |  | 3 | 7 | 3 | 6
| 1585 | 67 | 3 | 8 | 1 | 0 | 0 | 1 | 0 | 0 | 0 | 0 | 0 | 0 | 0 | 0 | 1 |  | 3 | 8 | 3 | 7
| 1586 | 67 | 3 | 8 | 2 | 0 | 0 | 1 | 0 | 0 | 0 | 0 | 0 | 0 | 0 | 0 | 1 |  | 3 | 8 | 3 | 7
| 1587 | 67 | 3 | 8 | 3 | 0 | 0 | 1 | 0 | 0 | 0 | 0 | 0 | 0 | 0 | 0 | 1 |  | 3 | 8 | 3 | 7
| 1588 | 67 | 3 | 8 | 4 | 0 | 0 | 1 | 0 | 0 | 0 | 0 | 0 | 0 | 0 | 0 | 1 |  | 3 | 8 | 3 | 7
| 1589 | 67 | 3 | 8 | 5 | 0 | 0 | 1 | 0 | 0 | 0 | 0 | 0 | 0 | 0 | 0 | 1 |  | 3 | 8 | 3 | 7
| 1590 | 67 | 3 | 8 | 6 | 0 | 0 | 1 | 0 | 0 | 0 | 0 | 0 | 0 | 0 | 0 | 1 |  | 3 | 8 | 3 | 7
| 1591 | 67 | 3 | 8 | 7 | 0 | 0 | 1 | 0 | 0 | 0 | 0 | 0 | 0 | 0 | 0 | 1 |  | 3 | 8 | 3 | 7
| 1592 | 67 | 3 | 8 | 8 | 0 | 0 | 1 | 0 | 0 | 0 | 0 | 0 | 0 | 0 | 0 | 1 |  | 3 | 8 | 3 | 7
| 1593 | 67 | 3 | 8 | 9 | 0 | 0 | 1 | 0 | 0 | 0 | 0 | 0 | 0 | 0 | 0 | 1 |  | 3 | 8 | 3 | 7
| 1594 | 67 | 3 | 8 | 10 | 0 | 0 | 1 | 0 | 0 | 0 | 0 | 0 | 0 | 0 | 0 | 1 |  | 3 | 8 | 3 | 7
| 1595 | 67 | 3 | 8 | 11 | 0 | 0 | 1 | 0 | 0 | 0 | 0 | 0 | 0 | 0 | 0 | 1 |  | 3 | 8 | 3 | 7
| 1596 | 67 | 3 | 8 | 12 | 0 | 0 | 1 | 0 | 0 | 0 | 0 | 0 | 0 | 0 | 0 | 1 |  | 3 | 8 | 3 | 7
| 1597 | 67 | 3 | 8 | 13 | 0 | 0 | 1 | 0 | 0 | 0 | 0 | 0 | 0 | 0 | 0 | 1 |  | 3 | 8 | 3 | 7
| 1598 | 67 | 3 | 8 | 14 | 0 | 0 | 1 | 0 | 0 | 0 | 0 | 0 | 0 | 0 | 0 | 1 |  | 3 | 8 | 3 | 7
| 1599 | 67 | 3 | 8 | 15 | 0 | 0 | 1 | 0 | 0 | 0 | 0 | 0 | 0 | 0 | 0 | 1 |  | 3 | 8 | 3 | 7
| 1600 | 67 | 3 | 8 | 16 | 0 | 0 | 1 | 0 | 0 | 0 | 0 | 0 | 0 | 0 | 0 | 1 |  | 3 | 8 | 3 | 7
| 1601 | 67 | 3 | 8 | 17 | 0 | 0 | 1 | 0 | 0 | 0 | 0 | 0 | 0 | 0 | 0 | 1 |  | 3 | 8 | 3 | 7
| 1602 | 67 | 3 | 8 | 18 | 0 | 0 | 1 | 0 | 0 | 0 | 0 | 0 | 0 | 0 | 0 | 1 |  | 3 | 8 | 3 | 7
| 1603 | 67 | 3 | 8 | 19 | 0 | 0 | 1 | 0 | 0 | 0 | 0 | 0 | 0 | 0 | 0 | 1 |  | 3 | 8 | 3 | 7
| 1604 | 67 | 3 | 8 | 20 | 0 | 0 | 1 | 0 | 0 | 0 | 0 | 0 | 0 | 0 | 0 | 1 |  | 3 | 8 | 3 | 7
| 1605 | 67 | 3 | 8 | 21 | 0 | 0 | 1 | 0 | 0 | 0 | 0 | 0 | 0 | 0 | 0 | 1 |  | 3 | 8 | 3 | 7
| 1606 | 67 | 3 | 8 | 22 | 0 | 0 | 1 | 0 | 0 | 0 | 0 | 0 | 0 | 0 | 0 | 1 |  | 3 | 8 | 3 | 7
| 1607 | 67 | 3 | 8 | 23 | 0 | 0 | 1 | 0 | 0 | 0 | 0 | 0 | 0 | 0 | 0 | 1 |  | 3 | 8 | 3 | 7
| 1608 | 67 | 3 | 8 | 24 | 0 | 0 | 1 | 0 | 0 | 0 | 0 | 0 | 0 | 0 | 0 | 1 |  | 3 | 8 | 3 | 7
| 1609 | 68 | 3 | 9 | 1 | 0 | 0 | 1 | 0 | 0 | 0 | 0 | 0 | 0 | 0 | 0 | 1 |  | 3 | 9 | 3 | 8
| 1610 | 68 | 3 | 9 | 2 | 0 | 0 | 1 | 0 | 0 | 0 | 0 | 0 | 0 | 0 | 0 | 1 |  | 3 | 9 | 3 | 8
| 1611 | 68 | 3 | 9 | 3 | 0 | 0 | 1 | 0 | 0 | 0 | 0 | 0 | 0 | 0 | 0 | 1 |  | 3 | 9 | 3 | 8
| 1612 | 68 | 3 | 9 | 4 | 0 | 0 | 1 | 0 | 0 | 0 | 0 | 0 | 0 | 0 | 0 | 1 |  | 3 | 9 | 3 | 8
| 1613 | 68 | 3 | 9 | 5 | 0 | 0 | 1 | 0 | 0 | 0 | 0 | 0 | 0 | 0 | 0 | 1 |  | 3 | 9 | 3 | 8
| 1614 | 68 | 3 | 9 | 6 | 0 | 0 | 1 | 0 | 0 | 0 | 0 | 0 | 0 | 0 | 0 | 1 |  | 3 | 9 | 3 | 8
| 1615 | 68 | 3 | 9 | 7 | 0 | 0 | 1 | 0 | 0 | 0 | 0 | 0 | 0 | 0 | 0 | 1 |  | 3 | 9 | 3 | 8
| 1616 | 68 | 3 | 9 | 8 | 0 | 0 | 1 | 0 | 0 | 0 | 0 | 0 | 0 | 0 | 0 | 1 |  | 3 | 9 | 3 | 8
| 1617 | 68 | 3 | 9 | 9 | 0 | 0 | 1 | 0 | 0 | 0 | 0 | 0 | 0 | 0 | 0 | 1 |  | 3 | 9 | 3 | 8
| 1618 | 68 | 3 | 9 | 10 | 0 | 0 | 1 | 0 | 0 | 0 | 0 | 0 | 0 | 0 | 0 | 1 |  | 3 | 9 | 3 | 8
| 1619 | 68 | 3 | 9 | 11 | 0 | 0 | 1 | 0 | 0 | 0 | 0 | 0 | 0 | 0 | 0 | 1 |  | 3 | 9 | 3 | 8
| 1620 | 68 | 3 | 9 | 12 | 0 | 0 | 1 | 0 | 0 | 0 | 0 | 0 | 0 | 0 | 0 | 1 |  | 3 | 9 | 3 | 8
| 1621 | 68 | 3 | 9 | 13 | 0 | 0 | 1 | 0 | 0 | 0 | 0 | 0 | 0 | 0 | 0 | 1 |  | 3 | 9 | 3 | 8
| 1622 | 68 | 3 | 9 | 14 | 0 | 0 | 1 | 0 | 0 | 0 | 0 | 0 | 0 | 0 | 0 | 1 |  | 3 | 9 | 3 | 8
| 1623 | 68 | 3 | 9 | 15 | 0 | 0 | 1 | 0 | 0 | 0 | 0 | 0 | 0 | 0 | 0 | 1 |  | 3 | 9 | 3 | 8
| 1624 | 68 | 3 | 9 | 16 | 0 | 0 | 1 | 0 | 0 | 0 | 0 | 0 | 0 | 0 | 0 | 1 |  | 3 | 9 | 3 | 8
| 1625 | 68 | 3 | 9 | 17 | 0 | 0 | 1 | 0 | 0 | 0 | 0 | 0 | 0 | 0 | 0 | 1 |  | 3 | 9 | 3 | 8
| 1626 | 68 | 3 | 9 | 18 | 0 | 0 | 1 | 0 | 0 | 0 | 0 | 0 | 0 | 0 | 0 | 1 |  | 3 | 9 | 3 | 8
| 1627 | 68 | 3 | 9 | 19 | 0 | 0 | 1 | 0 | 0 | 0 | 0 | 0 | 0 | 0 | 0 | 1 |  | 3 | 9 | 3 | 8
| 1628 | 68 | 3 | 9 | 20 | 0 | 0 | 1 | 0 | 0 | 0 | 0 | 0 | 0 | 0 | 0 | 1 |  | 3 | 9 | 3 | 8
| 1629 | 68 | 3 | 9 | 21 | 0 | 0 | 1 | 0 | 0 | 0 | 0 | 0 | 0 | 0 | 0 | 1 |  | 3 | 9 | 3 | 8
| 1630 | 68 | 3 | 9 | 22 | 0 | 0 | 1 | 0 | 0 | 0 | 0 | 0 | 0 | 0 | 0 | 1 |  | 3 | 9 | 3 | 8
| 1631 | 68 | 3 | 9 | 23 | 0 | 0 | 1 | 0 | 0 | 0 | 0 | 0 | 0 | 0 | 0 | 1 |  | 3 | 9 | 3 | 8
| 1632 | 68 | 3 | 9 | 24 | 0 | 0 | 1 | 0 | 0 | 0 | 0 | 0 | 0 | 0 | 0 | 1 |  | 3 | 9 | 3 | 8
| 1633 | 69 | 3 | 10 | 1 | 0 | 0 | 1 | 0 | 0 | 0 | 0 | 0 | 0 | 0 | 0 | 1 |  | 3 | 10 | 3 | 9
| 1634 | 69 | 3 | 10 | 2 | 0 | 0 | 1 | 0 | 0 | 0 | 0 | 0 | 0 | 0 | 0 | 1 |  | 3 | 10 | 3 | 9
| 1635 | 69 | 3 | 10 | 3 | 0 | 0 | 1 | 0 | 0 | 0 | 0 | 0 | 0 | 0 | 0 | 1 |  | 3 | 10 | 3 | 9
| 1636 | 69 | 3 | 10 | 4 | 0 | 0 | 1 | 0 | 0 | 0 | 0 | 0 | 0 | 0 | 0 | 1 |  | 3 | 10 | 3 | 9
| 1637 | 69 | 3 | 10 | 5 | 0 | 0 | 1 | 0 | 0 | 0 | 0 | 0 | 0 | 0 | 0 | 1 |  | 3 | 10 | 3 | 9
| 1638 | 69 | 3 | 10 | 6 | 0 | 0 | 1 | 0 | 0 | 0 | 0 | 0 | 0 | 0 | 0 | 1 |  | 3 | 10 | 3 | 9
| 1639 | 69 | 3 | 10 | 7 | 0 | 0 | 1 | 0 | 0 | 0 | 0 | 0 | 0 | 0 | 0 | 1 |  | 3 | 10 | 3 | 9
| 1640 | 69 | 3 | 10 | 8 | 0 | 0 | 1 | 0 | 0 | 0 | 0 | 0 | 0 | 0 | 0 | 1 |  | 3 | 10 | 3 | 9
| 1641 | 69 | 3 | 10 | 9 | 0 | 0 | 1 | 0 | 0 | 0 | 0 | 0 | 0 | 0 | 0 | 1 |  | 3 | 10 | 3 | 9
| 1642 | 69 | 3 | 10 | 10 | 0 | 0 | 1 | 0 | 0 | 0 | 0 | 0 | 0 | 0 | 0 | 1 |  | 3 | 10 | 3 | 9
| 1643 | 69 | 3 | 10 | 11 | 0 | 0 | 1 | 0 | 0 | 0 | 0 | 0 | 0 | 0 | 0 | 1 |  | 3 | 10 | 3 | 9
| 1644 | 69 | 3 | 10 | 12 | 0 | 0 | 1 | 0 | 0 | 0 | 0 | 0 | 0 | 0 | 0 | 1 |  | 3 | 10 | 3 | 9
| 1645 | 69 | 3 | 10 | 13 | 0 | 0 | 1 | 0 | 0 | 0 | 0 | 0 | 0 | 0 | 0 | 1 |  | 3 | 10 | 3 | 9
| 1646 | 69 | 3 | 10 | 14 | 0 | 0 | 1 | 0 | 0 | 0 | 0 | 0 | 0 | 0 | 0 | 1 |  | 3 | 10 | 3 | 9
| 1647 | 69 | 3 | 10 | 15 | 0 | 0 | 1 | 0 | 0 | 0 | 0 | 0 | 0 | 0 | 0 | 1 |  | 3 | 10 | 3 | 9
| 1648 | 69 | 3 | 10 | 16 | 0 | 0 | 1 | 0 | 0 | 0 | 0 | 0 | 0 | 0 | 0 | 1 |  | 3 | 10 | 3 | 9
| 1649 | 69 | 3 | 10 | 17 | 0 | 0 | 1 | 0 | 0 | 0 | 0 | 0 | 0 | 0 | 0 | 1 |  | 3 | 10 | 3 | 9
| 1650 | 69 | 3 | 10 | 18 | 0 | 0 | 1 | 0 | 0 | 0 | 0 | 0 | 0 | 0 | 0 | 1 |  | 3 | 10 | 3 | 9
| 1651 | 69 | 3 | 10 | 19 | 0 | 0 | 1 | 0 | 0 | 0 | 0 | 0 | 0 | 0 | 0 | 1 |  | 3 | 10 | 3 | 9
| 1652 | 69 | 3 | 10 | 20 | 0 | 0 | 1 | 0 | 0 | 0 | 0 | 0 | 0 | 0 | 0 | 1 |  | 3 | 10 | 3 | 9
| 1653 | 69 | 3 | 10 | 21 | 0 | 0 | 1 | 0 | 0 | 0 | 0 | 0 | 0 | 0 | 0 | 1 |  | 3 | 10 | 3 | 9
| 1654 | 69 | 3 | 10 | 22 | 0 | 0 | 1 | 0 | 0 | 0 | 0 | 0 | 0 | 0 | 0 | 1 |  | 3 | 10 | 3 | 9
| 1655 | 69 | 3 | 10 | 23 | 0 | 0 | 1 | 0 | 0 | 0 | 0 | 0 | 0 | 0 | 0 | 1 |  | 3 | 10 | 3 | 9
| 1656 | 69 | 3 | 10 | 24 | 0 | 0 | 1 | 0 | 0 | 0 | 0 | 0 | 0 | 0 | 0 | 1 |  | 3 | 10 | 3 | 9
| 1657 | 70 | 3 | 11 | 1 | 0 | 0 | 1 | 0 | 0 | 0 | 0 | 0 | 0 | 0 | 0 | 1 |  | 3 | 11 | 3 | 10
| 1658 | 70 | 3 | 11 | 2 | 0 | 0 | 1 | 0 | 0 | 0 | 0 | 0 | 0 | 0 | 0 | 1 |  | 3 | 11 | 3 | 10
| 1659 | 70 | 3 | 11 | 3 | 0 | 0 | 1 | 0 | 0 | 0 | 0 | 0 | 0 | 0 | 0 | 1 |  | 3 | 11 | 3 | 10
| 1660 | 70 | 3 | 11 | 4 | 0 | 0 | 1 | 0 | 0 | 0 | 0 | 0 | 0 | 0 | 0 | 1 |  | 3 | 11 | 3 | 10
| 1661 | 70 | 3 | 11 | 5 | 0 | 0 | 1 | 0 | 0 | 0 | 0 | 0 | 0 | 0 | 0 | 1 |  | 3 | 11 | 3 | 10
| 1662 | 70 | 3 | 11 | 6 | 0 | 0 | 1 | 0 | 0 | 0 | 0 | 0 | 0 | 0 | 0 | 1 |  | 3 | 11 | 3 | 10
| 1663 | 70 | 3 | 11 | 7 | 0 | 0 | 1 | 0 | 0 | 0 | 0 | 0 | 0 | 0 | 0 | 1 |  | 3 | 11 | 3 | 10
| 1664 | 70 | 3 | 11 | 8 | 0 | 0 | 1 | 0 | 0 | 0 | 0 | 0 | 0 | 0 | 0 | 1 |  | 3 | 11 | 3 | 10
| 1665 | 70 | 3 | 11 | 9 | 0 | 0 | 1 | 0 | 0 | 0 | 0 | 0 | 0 | 0 | 0 | 1 |  | 3 | 11 | 3 | 10
| 1666 | 70 | 3 | 11 | 10 | 0 | 0 | 1 | 0 | 0 | 0 | 0 | 0 | 0 | 0 | 0 | 1 |  | 3 | 11 | 3 | 10
| 1667 | 70 | 3 | 11 | 11 | 0 | 0 | 1 | 0 | 0 | 0 | 0 | 0 | 0 | 0 | 0 | 1 |  | 3 | 11 | 3 | 10
| 1668 | 70 | 3 | 11 | 12 | 0 | 0 | 1 | 0 | 0 | 0 | 0 | 0 | 0 | 0 | 0 | 1 |  | 3 | 11 | 3 | 10
| 1669 | 70 | 3 | 11 | 13 | 0 | 0 | 1 | 0 | 0 | 0 | 0 | 0 | 0 | 0 | 0 | 1 |  | 3 | 11 | 3 | 10
| 1670 | 70 | 3 | 11 | 14 | 0 | 0 | 1 | 0 | 0 | 0 | 0 | 0 | 0 | 0 | 0 | 1 |  | 3 | 11 | 3 | 10
| 1671 | 70 | 3 | 11 | 15 | 0 | 0 | 1 | 0 | 0 | 0 | 0 | 0 | 0 | 0 | 0 | 1 |  | 3 | 11 | 3 | 10
| 1672 | 70 | 3 | 11 | 16 | 0 | 0 | 1 | 0 | 0 | 0 | 0 | 0 | 0 | 0 | 0 | 1 |  | 3 | 11 | 3 | 10
| 1673 | 70 | 3 | 11 | 17 | 0 | 0 | 1 | 0 | 0 | 0 | 0 | 0 | 0 | 0 | 0 | 1 |  | 3 | 11 | 3 | 10
| 1674 | 70 | 3 | 11 | 18 | 0 | 0 | 1 | 0 | 0 | 0 | 0 | 0 | 0 | 0 | 0 | 1 |  | 3 | 11 | 3 | 10
| 1675 | 70 | 3 | 11 | 19 | 0 | 0 | 1 | 0 | 0 | 0 | 0 | 0 | 0 | 0 | 0 | 1 |  | 3 | 11 | 3 | 10
| 1676 | 70 | 3 | 11 | 20 | 0 | 0 | 1 | 0 | 0 | 0 | 0 | 0 | 0 | 0 | 0 | 1 |  | 3 | 11 | 3 | 10
| 1677 | 70 | 3 | 11 | 21 | 0 | 0 | 1 | 0 | 0 | 0 | 0 | 0 | 0 | 0 | 0 | 1 |  | 3 | 11 | 3 | 10
| 1678 | 70 | 3 | 11 | 22 | 0 | 0 | 1 | 0 | 0 | 0 | 0 | 0 | 0 | 0 | 0 | 1 |  | 3 | 11 | 3 | 10
| 1679 | 70 | 3 | 11 | 23 | 0 | 0 | 1 | 0 | 0 | 0 | 0 | 0 | 0 | 0 | 0 | 1 |  | 3 | 11 | 3 | 10
| 1680 | 70 | 3 | 11 | 24 | 0 | 0 | 1 | 0 | 0 | 0 | 0 | 0 | 0 | 0 | 0 | 1 |  | 3 | 11 | 3 | 10
| 1681 | 71 | 3 | 12 | 1 | 0 | 0 | 0 | 0 | 0 | 0 | 0 | 0 | 0 | 0 | 0 | 1 |  | 3 | 12 | 3 | 11
| 1682 | 71 | 3 | 12 | 2 | 0 | 0 | 0 | 0 | 0 | 0 | 0 | 0 | 0 | 0 | 0 | 1 |  | 3 | 12 | 3 | 11
| 1683 | 71 | 3 | 12 | 3 | 0 | 0 | 0 | 0 | 0 | 0 | 0 | 0 | 0 | 0 | 0 | 1 |  | 3 | 12 | 3 | 11
| 1684 | 71 | 3 | 12 | 4 | 0 | 0 | 0 | 0 | 0 | 0 | 0 | 0 | 0 | 0 | 0 | 1 |  | 3 | 12 | 3 | 11
| 1685 | 71 | 3 | 12 | 5 | 0 | 0 | 0 | 0 | 0 | 0 | 0 | 0 | 0 | 0 | 0 | 1 |  | 3 | 12 | 3 | 11
| 1686 | 71 | 3 | 12 | 6 | 0 | 0 | 0 | 0 | 0 | 0 | 0 | 0 | 0 | 0 | 0 | 1 |  | 3 | 12 | 3 | 11
| 1687 | 71 | 3 | 12 | 7 | 0 | 0 | 0 | 0 | 0 | 0 | 0 | 0 | 0 | 0 | 0 | 1 |  | 3 | 12 | 3 | 11
| 1688 | 71 | 3 | 12 | 8 | 0 | 0 | 0 | 0 | 0 | 0 | 0 | 0 | 0 | 0 | 0 | 1 |  | 3 | 12 | 3 | 11
| 1689 | 71 | 3 | 12 | 9 | 0 | 0 | 0 | 0 | 0 | 0 | 0 | 0 | 0 | 0 | 0 | 1 |  | 3 | 12 | 3 | 11
| 1690 | 71 | 3 | 12 | 10 | 0 | 0 | 0 | 0 | 0 | 0 | 0 | 0 | 0 | 0 | 0 | 1 |  | 3 | 12 | 3 | 11
| 1691 | 71 | 3 | 12 | 11 | 0 | 0 | 0 | 0 | 0 | 0 | 0 | 0 | 0 | 0 | 0 | 1 |  | 3 | 12 | 3 | 11
| 1692 | 71 | 3 | 12 | 12 | 0 | 0 | 0 | 0 | 0 | 0 | 0 | 0 | 0 | 0 | 0 | 1 |  | 3 | 12 | 3 | 11
| 1693 | 71 | 3 | 12 | 13 | 0 | 0 | 0 | 0 | 0 | 0 | 0 | 0 | 0 | 0 | 0 | 1 |  | 3 | 12 | 3 | 11
| 1694 | 71 | 3 | 12 | 14 | 0 | 0 | 0 | 0 | 0 | 0 | 0 | 0 | 0 | 0 | 0 | 1 |  | 3 | 12 | 3 | 11
| 1695 | 71 | 3 | 12 | 15 | 0 | 0 | 0 | 0 | 0 | 0 | 0 | 0 | 0 | 0 | 0 | 1 |  | 3 | 12 | 3 | 11
| 1696 | 71 | 3 | 12 | 16 | 0 | 0 | 0 | 0 | 0 | 0 | 0 | 0 | 0 | 0 | 0 | 1 |  | 3 | 12 | 3 | 11
| 1697 | 71 | 3 | 12 | 17 | 0 | 0 | 0 | 0 | 0 | 0 | 0 | 0 | 0 | 0 | 0 | 1 |  | 3 | 12 | 3 | 11
| 1698 | 71 | 3 | 12 | 18 | 0 | 0 | 0 | 0 | 0 | 0 | 0 | 0 | 0 | 0 | 0 | 1 |  | 3 | 12 | 3 | 11
| 1699 | 71 | 3 | 12 | 19 | 0 | 0 | 0 | 0 | 0 | 0 | 0 | 0 | 0 | 0 | 0 | 1 |  | 3 | 12 | 3 | 11
| 1700 | 71 | 3 | 12 | 20 | 0 | 0 | 0 | 0 | 0 | 0 | 0 | 0 | 0 | 0 | 0 | 1 |  | 3 | 12 | 3 | 11
| 1701 | 71 | 3 | 12 | 21 | 0 | 0 | 0 | 0 | 0 | 0 | 0 | 0 | 0 | 0 | 0 | 1 |  | 3 | 12 | 3 | 11
| 1702 | 71 | 3 | 12 | 22 | 0 | 0 | 0 | 0 | 0 | 0 | 0 | 0 | 0 | 0 | 0 | 1 |  | 3 | 12 | 3 | 11
| 1703 | 71 | 3 | 12 | 23 | 0 | 0 | 0 | 0 | 0 | 0 | 0 | 0 | 0 | 0 | 0 | 1 |  | 3 | 12 | 3 | 11
| 1704 | 71 | 3 | 12 | 24 | 0 | 0 | 0 | 0 | 0 | 0 | 0 | 0 | 0 | 0 | 0 | 1 |  | 3 | 12 | 3 | 11
| 1705 | 72 | 3 | 13 | 1 | 0 | 0 | 0 | 0 | 0 | 0 | 0 | 0 | 0 | 0 | 0 | 1 |  | 3 | 13 | 3 | 12
| 1706 | 72 | 3 | 13 | 2 | 0 | 0 | 0 | 0 | 0 | 0 | 0 | 0 | 0 | 0 | 0 | 1 |  | 3 | 13 | 3 | 12
| 1707 | 72 | 3 | 13 | 3 | 0 | 0 | 0 | 0 | 0 | 0 | 0 | 0 | 0 | 0 | 0 | 1 |  | 3 | 13 | 3 | 12
| 1708 | 72 | 3 | 13 | 4 | 0 | 0 | 0 | 0 | 0 | 0 | 0 | 0 | 0 | 0 | 0 | 1 |  | 3 | 13 | 3 | 12
| 1709 | 72 | 3 | 13 | 5 | 0 | 0 | 0 | 0 | 0 | 0 | 0 | 0 | 0 | 0 | 0 | 1 |  | 3 | 13 | 3 | 12
| 1710 | 72 | 3 | 13 | 6 | 0 | 0 | 0 | 0 | 0 | 0 | 0 | 0 | 0 | 0 | 0 | 1 |  | 3 | 13 | 3 | 12
| 1711 | 72 | 3 | 13 | 7 | 0 | 0 | 0 | 0 | 0 | 0 | 0 | 0 | 0 | 0 | 0 | 1 |  | 3 | 13 | 3 | 12
| 1712 | 72 | 3 | 13 | 8 | 0 | 0 | 0 | 0 | 0 | 0 | 0 | 0 | 0 | 0 | 0 | 1 |  | 3 | 13 | 3 | 12
| 1713 | 72 | 3 | 13 | 9 | 0 | 0 | 0 | 0 | 0 | 0 | 0 | 0 | 0 | 0 | 0 | 1 |  | 3 | 13 | 3 | 12
| 1714 | 72 | 3 | 13 | 10 | 0 | 0 | 0 | 0 | 0 | 0 | 0 | 0 | 0 | 0 | 0 | 1 |  | 3 | 13 | 3 | 12
| 1715 | 72 | 3 | 13 | 11 | 0 | 0 | 0 | 0 | 0 | 0 | 0 | 0 | 0 | 0 | 0 | 1 |  | 3 | 13 | 3 | 12
| 1716 | 72 | 3 | 13 | 12 | 0 | 0 | 0 | 0 | 0 | 0 | 0 | 0 | 0 | 0 | 0 | 1 |  | 3 | 13 | 3 | 12
| 1717 | 72 | 3 | 13 | 13 | 0 | 0 | 0 | 0 | 0 | 0 | 0 | 0 | 0 | 0 | 0 | 1 |  | 3 | 13 | 3 | 12
| 1718 | 72 | 3 | 13 | 14 | 0 | 0 | 0 | 0 | 0 | 0 | 0 | 0 | 0 | 0 | 0 | 1 |  | 3 | 13 | 3 | 12
| 1719 | 72 | 3 | 13 | 15 | 0 | 0 | 0 | 0 | 0 | 0 | 0 | 0 | 0 | 0 | 0 | 1 |  | 3 | 13 | 3 | 12
| 1720 | 72 | 3 | 13 | 16 | 0 | 0 | 0 | 0 | 0 | 0 | 0 | 0 | 0 | 0 | 0 | 1 |  | 3 | 13 | 3 | 12
| 1721 | 72 | 3 | 13 | 17 | 0 | 0 | 0 | 0 | 0 | 0 | 0 | 0 | 0 | 0 | 0 | 1 |  | 3 | 13 | 3 | 12
| 1722 | 72 | 3 | 13 | 18 | 0 | 0 | 0 | 0 | 0 | 0 | 0 | 0 | 0 | 0 | 0 | 1 |  | 3 | 13 | 3 | 12
| 1723 | 72 | 3 | 13 | 19 | 0 | 0 | 0 | 0 | 0 | 0 | 0 | 0 | 0 | 0 | 0 | 1 |  | 3 | 13 | 3 | 12
| 1724 | 72 | 3 | 13 | 20 | 0 | 0 | 0 | 0 | 0 | 0 | 0 | 0 | 0 | 0 | 0 | 1 |  | 3 | 13 | 3 | 12
| 1725 | 72 | 3 | 13 | 21 | 0 | 0 | 0 | 0 | 0 | 0 | 0 | 0 | 0 | 0 | 0 | 1 |  | 3 | 13 | 3 | 12
| 1726 | 72 | 3 | 13 | 22 | 0 | 0 | 0 | 0 | 0 | 0 | 0 | 0 | 0 | 0 | 0 | 1 |  | 3 | 13 | 3 | 12
| 1727 | 72 | 3 | 13 | 23 | 0 | 0 | 0 | 0 | 0 | 0 | 0 | 0 | 0 | 0 | 0 | 1 |  | 3 | 13 | 3 | 12
| 1728 | 72 | 3 | 13 | 24 | 0 | 0 | 0 | 0 | 0 | 0 | 0 | 0 | 0 | 0 | 0 | 1 |  | 3 | 13 | 3 | 12
| 1729 | 73 | 3 | 14 | 1 | 0 | 0 | 1 | 0 | 0 | 0 | 0 | 0 | 0 | 0 | 0 | 1 |  | 3 | 14 | 3 | 13
| 1730 | 73 | 3 | 14 | 2 | 0 | 0 | 1 | 0 | 0 | 0 | 0 | 0 | 0 | 0 | 0 | 1 |  | 3 | 14 | 3 | 13
| 1731 | 73 | 3 | 14 | 3 | 0 | 0 | 1 | 0 | 0 | 0 | 0 | 0 | 0 | 0 | 0 | 1 |  | 3 | 14 | 3 | 13
| 1732 | 73 | 3 | 14 | 4 | 0 | 0 | 1 | 0 | 0 | 0 | 0 | 0 | 0 | 0 | 0 | 1 |  | 3 | 14 | 3 | 13
| 1733 | 73 | 3 | 14 | 5 | 0 | 0 | 1 | 0 | 0 | 0 | 0 | 0 | 0 | 0 | 0 | 1 |  | 3 | 14 | 3 | 13
| 1734 | 73 | 3 | 14 | 6 | 0 | 0 | 1 | 0 | 0 | 0 | 0 | 0 | 0 | 0 | 0 | 1 |  | 3 | 14 | 3 | 13
| 1735 | 73 | 3 | 14 | 7 | 0 | 0 | 1 | 0 | 0 | 0 | 0 | 0 | 0 | 0 | 0 | 1 |  | 3 | 14 | 3 | 13
| 1736 | 73 | 3 | 14 | 8 | 0 | 0 | 1 | 0 | 0 | 0 | 0 | 0 | 0 | 0 | 0 | 1 |  | 3 | 14 | 3 | 13
| 1737 | 73 | 3 | 14 | 9 | 0 | 0 | 1 | 0 | 0 | 0 | 0 | 0 | 0 | 0 | 0 | 1 |  | 3 | 14 | 3 | 13
| 1738 | 73 | 3 | 14 | 10 | 0 | 0 | 1 | 0 | 0 | 0 | 0 | 0 | 0 | 0 | 0 | 1 |  | 3 | 14 | 3 | 13
| 1739 | 73 | 3 | 14 | 11 | 0 | 0 | 1 | 0 | 0 | 0 | 0 | 0 | 0 | 0 | 0 | 1 |  | 3 | 14 | 3 | 13
| 1740 | 73 | 3 | 14 | 12 | 0 | 0 | 1 | 0 | 0 | 0 | 0 | 0 | 0 | 0 | 0 | 1 |  | 3 | 14 | 3 | 13
| 1741 | 73 | 3 | 14 | 13 | 0 | 0 | 1 | 0 | 0 | 0 | 0 | 0 | 0 | 0 | 0 | 1 |  | 3 | 14 | 3 | 13
| 1742 | 73 | 3 | 14 | 14 | 0 | 0 | 1 | 0 | 0 | 0 | 0 | 0 | 0 | 0 | 0 | 1 |  | 3 | 14 | 3 | 13
| 1743 | 73 | 3 | 14 | 15 | 0 | 0 | 1 | 0 | 0 | 0 | 0 | 0 | 0 | 0 | 0 | 1 |  | 3 | 14 | 3 | 13
| 1744 | 73 | 3 | 14 | 16 | 0 | 0 | 1 | 0 | 0 | 0 | 0 | 0 | 0 | 0 | 0 | 1 |  | 3 | 14 | 3 | 13
| 1745 | 73 | 3 | 14 | 17 | 0 | 0 | 1 | 0 | 0 | 0 | 0 | 0 | 0 | 0 | 0 | 1 |  | 3 | 14 | 3 | 13
| 1746 | 73 | 3 | 14 | 18 | 0 | 0 | 1 | 0 | 0 | 0 | 0 | 0 | 0 | 0 | 0 | 1 |  | 3 | 14 | 3 | 13
| 1747 | 73 | 3 | 14 | 19 | 0 | 0 | 1 | 0 | 0 | 0 | 0 | 0 | 0 | 0 | 0 | 1 |  | 3 | 14 | 3 | 13
| 1748 | 73 | 3 | 14 | 20 | 0 | 0 | 1 | 0 | 0 | 0 | 0 | 0 | 0 | 0 | 0 | 1 |  | 3 | 14 | 3 | 13
| 1749 | 73 | 3 | 14 | 21 | 0 | 0 | 1 | 0 | 0 | 0 | 0 | 0 | 0 | 0 | 0 | 1 |  | 3 | 14 | 3 | 13
| 1750 | 73 | 3 | 14 | 22 | 0 | 0 | 1 | 0 | 0 | 0 | 0 | 0 | 0 | 0 | 0 | 1 |  | 3 | 14 | 3 | 13
| 1751 | 73 | 3 | 14 | 23 | 0 | 0 | 1 | 0 | 0 | 0 | 0 | 0 | 0 | 0 | 0 | 1 |  | 3 | 14 | 3 | 13
| 1752 | 73 | 3 | 14 | 24 | 0 | 0 | 1 | 0 | 0 | 0 | 0 | 0 | 0 | 0 | 0 | 1 |  | 3 | 14 | 3 | 13
| 1753 | 74 | 3 | 15 | 1 | 0 | 0 | 1 | 0 | 0 | 0 | 0 | 0 | 0 | 0 | 0 | 1 |  | 3 | 15 | 3 | 14
| 1754 | 74 | 3 | 15 | 2 | 0 | 0 | 1 | 0 | 0 | 0 | 0 | 0 | 0 | 0 | 0 | 1 |  | 3 | 15 | 3 | 14
| 1755 | 74 | 3 | 15 | 3 | 0 | 0 | 1 | 0 | 0 | 0 | 0 | 0 | 0 | 0 | 0 | 1 |  | 3 | 15 | 3 | 14
| 1756 | 74 | 3 | 15 | 4 | 0 | 0 | 1 | 0 | 0 | 0 | 0 | 0 | 0 | 0 | 0 | 1 |  | 3 | 15 | 3 | 14
| 1757 | 74 | 3 | 15 | 5 | 0 | 0 | 1 | 0 | 0 | 0 | 0 | 0 | 0 | 0 | 0 | 1 |  | 3 | 15 | 3 | 14
| 1758 | 74 | 3 | 15 | 6 | 0 | 0 | 1 | 0 | 0 | 0 | 0 | 0 | 0 | 0 | 0 | 1 |  | 3 | 15 | 3 | 14
| 1759 | 74 | 3 | 15 | 7 | 0 | 0 | 1 | 0 | 0 | 0 | 0 | 0 | 0 | 0 | 0 | 1 |  | 3 | 15 | 3 | 14
| 1760 | 74 | 3 | 15 | 8 | 0 | 0 | 1 | 0 | 0 | 0 | 0 | 0 | 0 | 0 | 0 | 1 |  | 3 | 15 | 3 | 14
| 1761 | 74 | 3 | 15 | 9 | 0 | 0 | 1 | 0 | 0 | 0 | 0 | 0 | 0 | 0 | 0 | 1 |  | 3 | 15 | 3 | 14
| 1762 | 74 | 3 | 15 | 10 | 0 | 0 | 1 | 0 | 0 | 0 | 0 | 0 | 0 | 0 | 0 | 1 |  | 3 | 15 | 3 | 14
| 1763 | 74 | 3 | 15 | 11 | 0 | 0 | 1 | 0 | 0 | 0 | 0 | 0 | 0 | 0 | 0 | 1 |  | 3 | 15 | 3 | 14
| 1764 | 74 | 3 | 15 | 12 | 0 | 0 | 1 | 0 | 0 | 0 | 0 | 0 | 0 | 0 | 0 | 1 |  | 3 | 15 | 3 | 14
| 1765 | 74 | 3 | 15 | 13 | 0 | 0 | 1 | 0 | 0 | 0 | 0 | 0 | 0 | 0 | 0 | 1 |  | 3 | 15 | 3 | 14
| 1766 | 74 | 3 | 15 | 14 | 0 | 0 | 1 | 0 | 0 | 0 | 0 | 0 | 0 | 0 | 0 | 1 |  | 3 | 15 | 3 | 14
| 1767 | 74 | 3 | 15 | 15 | 0 | 0 | 1 | 0 | 0 | 0 | 0 | 0 | 0 | 0 | 0 | 1 |  | 3 | 15 | 3 | 14
| 1768 | 74 | 3 | 15 | 16 | 0 | 0 | 1 | 0 | 0 | 0 | 0 | 0 | 0 | 0 | 0 | 1 |  | 3 | 15 | 3 | 14
| 1769 | 74 | 3 | 15 | 17 | 0 | 0 | 1 | 0 | 0 | 0 | 0 | 0 | 0 | 0 | 0 | 1 |  | 3 | 15 | 3 | 14
| 1770 | 74 | 3 | 15 | 18 | 0 | 0 | 1 | 0 | 0 | 0 | 0 | 0 | 0 | 0 | 0 | 1 |  | 3 | 15 | 3 | 14
| 1771 | 74 | 3 | 15 | 19 | 0 | 0 | 1 | 0 | 0 | 0 | 0 | 0 | 0 | 0 | 0 | 1 |  | 3 | 15 | 3 | 14
| 1772 | 74 | 3 | 15 | 20 | 0 | 0 | 1 | 0 | 0 | 0 | 0 | 0 | 0 | 0 | 0 | 1 |  | 3 | 15 | 3 | 14
| 1773 | 74 | 3 | 15 | 21 | 0 | 0 | 1 | 0 | 0 | 0 | 0 | 0 | 0 | 0 | 0 | 1 |  | 3 | 15 | 3 | 14
| 1774 | 74 | 3 | 15 | 22 | 0 | 0 | 1 | 0 | 0 | 0 | 0 | 0 | 0 | 0 | 0 | 1 |  | 3 | 15 | 3 | 14
| 1775 | 74 | 3 | 15 | 23 | 0 | 0 | 1 | 0 | 0 | 0 | 0 | 0 | 0 | 0 | 0 | 1 |  | 3 | 15 | 3 | 14
| 1776 | 74 | 3 | 15 | 24 | 0 | 0 | 1 | 0 | 0 | 0 | 0 | 0 | 0 | 0 | 0 | 1 |  | 3 | 15 | 3 | 14
| 1777 | 75 | 3 | 16 | 1 | 0 | 0 | 1 | 0 | 0 | 0 | 0 | 0 | 0 | 0 | 0 | 1 |  | 3 | 16 | 3 | 15
| 1778 | 75 | 3 | 16 | 2 | 0 | 0 | 1 | 0 | 0 | 0 | 0 | 0 | 0 | 0 | 0 | 1 |  | 3 | 16 | 3 | 15
| 1779 | 75 | 3 | 16 | 3 | 0 | 0 | 1 | 0 | 0 | 0 | 0 | 0 | 0 | 0 | 0 | 1 |  | 3 | 16 | 3 | 15
| 1780 | 75 | 3 | 16 | 4 | 0 | 0 | 1 | 0 | 0 | 0 | 0 | 0 | 0 | 0 | 0 | 1 |  | 3 | 16 | 3 | 15
| 1781 | 75 | 3 | 16 | 5 | 0 | 0 | 1 | 0 | 0 | 0 | 0 | 0 | 0 | 0 | 0 | 1 |  | 3 | 16 | 3 | 15
| 1782 | 75 | 3 | 16 | 6 | 0 | 0 | 1 | 0 | 0 | 0 | 0 | 0 | 0 | 0 | 0 | 1 |  | 3 | 16 | 3 | 15
| 1783 | 75 | 3 | 16 | 7 | 0 | 0 | 1 | 0 | 0 | 0 | 0 | 0 | 0 | 0 | 0 | 1 |  | 3 | 16 | 3 | 15
| 1784 | 75 | 3 | 16 | 8 | 0 | 0 | 1 | 0 | 0 | 0 | 0 | 0 | 0 | 0 | 0 | 1 |  | 3 | 16 | 3 | 15
| 1785 | 75 | 3 | 16 | 9 | 0 | 0 | 1 | 0 | 0 | 0 | 0 | 0 | 0 | 0 | 0 | 1 |  | 3 | 16 | 3 | 15
| 1786 | 75 | 3 | 16 | 10 | 0 | 0 | 1 | 0 | 0 | 0 | 0 | 0 | 0 | 0 | 0 | 1 |  | 3 | 16 | 3 | 15
| 1787 | 75 | 3 | 16 | 11 | 0 | 0 | 1 | 0 | 0 | 0 | 0 | 0 | 0 | 0 | 0 | 1 |  | 3 | 16 | 3 | 15
| 1788 | 75 | 3 | 16 | 12 | 0 | 0 | 1 | 0 | 0 | 0 | 0 | 0 | 0 | 0 | 0 | 1 |  | 3 | 16 | 3 | 15
| 1789 | 75 | 3 | 16 | 13 | 0 | 0 | 1 | 0 | 0 | 0 | 0 | 0 | 0 | 0 | 0 | 1 |  | 3 | 16 | 3 | 15
| 1790 | 75 | 3 | 16 | 14 | 0 | 0 | 1 | 0 | 0 | 0 | 0 | 0 | 0 | 0 | 0 | 1 |  | 3 | 16 | 3 | 15
| 1791 | 75 | 3 | 16 | 15 | 0 | 0 | 1 | 0 | 0 | 0 | 0 | 0 | 0 | 0 | 0 | 1 |  | 3 | 16 | 3 | 15
| 1792 | 75 | 3 | 16 | 16 | 0 | 0 | 1 | 0 | 0 | 0 | 0 | 0 | 0 | 0 | 0 | 1 |  | 3 | 16 | 3 | 15
| 1793 | 75 | 3 | 16 | 17 | 0 | 0 | 1 | 0 | 0 | 0 | 0 | 0 | 0 | 0 | 0 | 1 |  | 3 | 16 | 3 | 15
| 1794 | 75 | 3 | 16 | 18 | 0 | 0 | 1 | 0 | 0 | 0 | 0 | 0 | 0 | 0 | 0 | 1 |  | 3 | 16 | 3 | 15
| 1795 | 75 | 3 | 16 | 19 | 0 | 0 | 1 | 0 | 0 | 0 | 0 | 0 | 0 | 0 | 0 | 1 |  | 3 | 16 | 3 | 15
| 1796 | 75 | 3 | 16 | 20 | 0 | 0 | 1 | 0 | 0 | 0 | 0 | 0 | 0 | 0 | 0 | 1 |  | 3 | 16 | 3 | 15
| 1797 | 75 | 3 | 16 | 21 | 0 | 0 | 1 | 0 | 0 | 0 | 0 | 0 | 0 | 0 | 0 | 1 |  | 3 | 16 | 3 | 15
| 1798 | 75 | 3 | 16 | 22 | 0 | 0 | 1 | 0 | 0 | 0 | 0 | 0 | 0 | 0 | 0 | 1 |  | 3 | 16 | 3 | 15
| 1799 | 75 | 3 | 16 | 23 | 0 | 0 | 1 | 0 | 0 | 0 | 0 | 0 | 0 | 0 | 0 | 1 |  | 3 | 16 | 3 | 15
| 1800 | 75 | 3 | 16 | 24 | 0 | 0 | 1 | 0 | 0 | 0 | 0 | 0 | 0 | 0 | 0 | 1 |  | 3 | 16 | 3 | 15
| 1801 | 76 | 3 | 17 | 1 | 0 | 0 | 1 | 0 | 0 | 0 | 0 | 0 | 0 | 0 | 0 | 1 |  | 3 | 17 | 3 | 16
| 1802 | 76 | 3 | 17 | 2 | 0 | 0 | 1 | 0 | 0 | 0 | 0 | 0 | 0 | 0 | 0 | 1 |  | 3 | 17 | 3 | 16
| 1803 | 76 | 3 | 17 | 3 | 0 | 0 | 1 | 0 | 0 | 0 | 0 | 0 | 0 | 0 | 0 | 1 |  | 3 | 17 | 3 | 16
| 1804 | 76 | 3 | 17 | 4 | 0 | 0 | 1 | 0 | 0 | 0 | 0 | 0 | 0 | 0 | 0 | 1 |  | 3 | 17 | 3 | 16
| 1805 | 76 | 3 | 17 | 5 | 0 | 0 | 1 | 0 | 0 | 0 | 0 | 0 | 0 | 0 | 0 | 1 |  | 3 | 17 | 3 | 16
| 1806 | 76 | 3 | 17 | 6 | 0 | 0 | 1 | 0 | 0 | 0 | 0 | 0 | 0 | 0 | 0 | 1 |  | 3 | 17 | 3 | 16
| 1807 | 76 | 3 | 17 | 7 | 0 | 0 | 1 | 0 | 0 | 0 | 0 | 0 | 0 | 0 | 0 | 1 |  | 3 | 17 | 3 | 16
| 1808 | 76 | 3 | 17 | 8 | 0 | 0 | 1 | 0 | 0 | 0 | 0 | 0 | 0 | 0 | 0 | 1 |  | 3 | 17 | 3 | 16
| 1809 | 76 | 3 | 17 | 9 | 0 | 0 | 1 | 0 | 0 | 0 | 0 | 0 | 0 | 0 | 0 | 1 |  | 3 | 17 | 3 | 16
| 1810 | 76 | 3 | 17 | 10 | 0 | 0 | 1 | 0 | 0 | 0 | 0 | 0 | 0 | 0 | 0 | 1 |  | 3 | 17 | 3 | 16
| 1811 | 76 | 3 | 17 | 11 | 0 | 0 | 1 | 0 | 0 | 0 | 0 | 0 | 0 | 0 | 0 | 1 |  | 3 | 17 | 3 | 16
| 1812 | 76 | 3 | 17 | 12 | 0 | 0 | 1 | 0 | 0 | 0 | 0 | 0 | 0 | 0 | 0 | 1 |  | 3 | 17 | 3 | 16
| 1813 | 76 | 3 | 17 | 13 | 0 | 0 | 1 | 0 | 0 | 0 | 0 | 0 | 0 | 0 | 0 | 1 |  | 3 | 17 | 3 | 16
| 1814 | 76 | 3 | 17 | 14 | 0 | 0 | 1 | 0 | 0 | 0 | 0 | 0 | 0 | 0 | 0 | 1 |  | 3 | 17 | 3 | 16
| 1815 | 76 | 3 | 17 | 15 | 0 | 0 | 1 | 0 | 0 | 0 | 0 | 0 | 0 | 0 | 0 | 1 |  | 3 | 17 | 3 | 16
| 1816 | 76 | 3 | 17 | 16 | 0 | 0 | 1 | 0 | 0 | 0 | 0 | 0 | 0 | 0 | 0 | 1 |  | 3 | 17 | 3 | 16
| 1817 | 76 | 3 | 17 | 17 | 0 | 0 | 1 | 0 | 0 | 0 | 0 | 0 | 0 | 0 | 0 | 1 |  | 3 | 17 | 3 | 16
| 1818 | 76 | 3 | 17 | 18 | 0 | 0 | 1 | 0 | 0 | 0 | 0 | 0 | 0 | 0 | 0 | 1 |  | 3 | 17 | 3 | 16
| 1819 | 76 | 3 | 17 | 19 | 0 | 0 | 1 | 0 | 0 | 0 | 0 | 0 | 0 | 0 | 0 | 1 |  | 3 | 17 | 3 | 16
| 1820 | 76 | 3 | 17 | 20 | 0 | 0 | 1 | 0 | 0 | 0 | 0 | 0 | 0 | 0 | 0 | 1 |  | 3 | 17 | 3 | 16
| 1821 | 76 | 3 | 17 | 21 | 0 | 0 | 1 | 0 | 0 | 0 | 0 | 0 | 0 | 0 | 0 | 1 |  | 3 | 17 | 3 | 16
| 1822 | 76 | 3 | 17 | 22 | 0 | 0 | 1 | 0 | 0 | 0 | 0 | 0 | 0 | 0 | 0 | 1 |  | 3 | 17 | 3 | 16
| 1823 | 76 | 3 | 17 | 23 | 0 | 0 | 1 | 0 | 0 | 0 | 0 | 0 | 0 | 0 | 0 | 1 |  | 3 | 17 | 3 | 16
| 1824 | 76 | 3 | 17 | 24 | 0 | 0 | 1 | 0 | 0 | 0 | 0 | 0 | 0 | 0 | 0 | 1 |  | 3 | 17 | 3 | 16
| 1825 | 77 | 3 | 18 | 1 | 0 | 0 | 1 | 0 | 0 | 0 | 0 | 0 | 0 | 0 | 0 | 1 |  | 3 | 18 | 3 | 17
| 1826 | 77 | 3 | 18 | 2 | 0 | 0 | 1 | 0 | 0 | 0 | 0 | 0 | 0 | 0 | 0 | 1 |  | 3 | 18 | 3 | 17
| 1827 | 77 | 3 | 18 | 3 | 0 | 0 | 1 | 0 | 0 | 0 | 0 | 0 | 0 | 0 | 0 | 1 |  | 3 | 18 | 3 | 17
| 1828 | 77 | 3 | 18 | 4 | 0 | 0 | 1 | 0 | 0 | 0 | 0 | 0 | 0 | 0 | 0 | 1 |  | 3 | 18 | 3 | 17
| 1829 | 77 | 3 | 18 | 5 | 0 | 0 | 1 | 0 | 0 | 0 | 0 | 0 | 0 | 0 | 0 | 1 |  | 3 | 18 | 3 | 17
| 1830 | 77 | 3 | 18 | 6 | 0 | 0 | 1 | 0 | 0 | 0 | 0 | 0 | 0 | 0 | 0 | 1 |  | 3 | 18 | 3 | 17
| 1831 | 77 | 3 | 18 | 7 | 0 | 0 | 1 | 0 | 0 | 0 | 0 | 0 | 0 | 0 | 0 | 1 |  | 3 | 18 | 3 | 17
| 1832 | 77 | 3 | 18 | 8 | 0 | 0 | 1 | 0 | 0 | 0 | 0 | 0 | 0 | 0 | 0 | 1 |  | 3 | 18 | 3 | 17
| 1833 | 77 | 3 | 18 | 9 | 0 | 0 | 1 | 0 | 0 | 0 | 0 | 0 | 0 | 0 | 0 | 1 |  | 3 | 18 | 3 | 17
| 1834 | 77 | 3 | 18 | 10 | 0 | 0 | 1 | 0 | 0 | 0 | 0 | 0 | 0 | 0 | 0 | 1 |  | 3 | 18 | 3 | 17
| 1835 | 77 | 3 | 18 | 11 | 0 | 0 | 1 | 0 | 0 | 0 | 0 | 0 | 0 | 0 | 0 | 1 |  | 3 | 18 | 3 | 17
| 1836 | 77 | 3 | 18 | 12 | 0 | 0 | 1 | 0 | 0 | 0 | 0 | 0 | 0 | 0 | 0 | 1 |  | 3 | 18 | 3 | 17
| 1837 | 77 | 3 | 18 | 13 | 0 | 0 | 1 | 0 | 0 | 0 | 0 | 0 | 0 | 0 | 0 | 1 |  | 3 | 18 | 3 | 17
| 1838 | 77 | 3 | 18 | 14 | 0 | 0 | 1 | 0 | 0 | 0 | 0 | 0 | 0 | 0 | 0 | 1 |  | 3 | 18 | 3 | 17
| 1839 | 77 | 3 | 18 | 15 | 0 | 0 | 1 | 0 | 0 | 0 | 0 | 0 | 0 | 0 | 0 | 1 |  | 3 | 18 | 3 | 17
| 1840 | 77 | 3 | 18 | 16 | 0 | 0 | 1 | 0 | 0 | 0 | 0 | 0 | 0 | 0 | 0 | 1 |  | 3 | 18 | 3 | 17
| 1841 | 77 | 3 | 18 | 17 | 0 | 0 | 1 | 0 | 0 | 0 | 0 | 0 | 0 | 0 | 0 | 1 |  | 3 | 18 | 3 | 17
| 1842 | 77 | 3 | 18 | 18 | 0 | 0 | 1 | 0 | 0 | 0 | 0 | 0 | 0 | 0 | 0 | 1 |  | 3 | 18 | 3 | 17
| 1843 | 77 | 3 | 18 | 19 | 0 | 0 | 1 | 0 | 0 | 0 | 0 | 0 | 0 | 0 | 0 | 1 |  | 3 | 18 | 3 | 17
| 1844 | 77 | 3 | 18 | 20 | 0 | 0 | 1 | 0 | 0 | 0 | 0 | 0 | 0 | 0 | 0 | 1 |  | 3 | 18 | 3 | 17
| 1845 | 77 | 3 | 18 | 21 | 0 | 0 | 1 | 0 | 0 | 0 | 0 | 0 | 0 | 0 | 0 | 1 |  | 3 | 18 | 3 | 17
| 1846 | 77 | 3 | 18 | 22 | 0 | 0 | 1 | 0 | 0 | 0 | 0 | 0 | 0 | 0 | 0 | 1 |  | 3 | 18 | 3 | 17
| 1847 | 77 | 3 | 18 | 23 | 0 | 0 | 1 | 0 | 0 | 0 | 0 | 0 | 0 | 0 | 0 | 1 |  | 3 | 18 | 3 | 17
| 1848 | 77 | 3 | 18 | 24 | 0 | 0 | 1 | 0 | 0 | 0 | 0 | 0 | 0 | 0 | 0 | 1 |  | 3 | 18 | 3 | 17
| 1849 | 78 | 3 | 19 | 1 | 0 | 0 | 0 | 0 | 0 | 0 | 0 | 0 | 0 | 0 | 0 | 1 |  | 3 | 19 | 3 | 18
| 1850 | 78 | 3 | 19 | 2 | 0 | 0 | 0 | 0 | 0 | 0 | 0 | 0 | 0 | 0 | 0 | 1 |  | 3 | 19 | 3 | 18
| 1851 | 78 | 3 | 19 | 3 | 0 | 0 | 0 | 0 | 0 | 0 | 0 | 0 | 0 | 0 | 0 | 1 |  | 3 | 19 | 3 | 18
| 1852 | 78 | 3 | 19 | 4 | 0 | 0 | 0 | 0 | 0 | 0 | 0 | 0 | 0 | 0 | 0 | 1 |  | 3 | 19 | 3 | 18
| 1853 | 78 | 3 | 19 | 5 | 0 | 0 | 0 | 0 | 0 | 0 | 0 | 0 | 0 | 0 | 0 | 1 |  | 3 | 19 | 3 | 18
| 1854 | 78 | 3 | 19 | 6 | 0 | 0 | 0 | 0 | 0 | 0 | 0 | 0 | 0 | 0 | 0 | 1 |  | 3 | 19 | 3 | 18
| 1855 | 78 | 3 | 19 | 7 | 0 | 0 | 0 | 0 | 0 | 0 | 0 | 0 | 0 | 0 | 0 | 1 |  | 3 | 19 | 3 | 18
| 1856 | 78 | 3 | 19 | 8 | 0 | 0 | 0 | 0 | 0 | 0 | 0 | 0 | 0 | 0 | 0 | 1 |  | 3 | 19 | 3 | 18
| 1857 | 78 | 3 | 19 | 9 | 0 | 0 | 0 | 0 | 0 | 0 | 0 | 0 | 0 | 0 | 0 | 1 |  | 3 | 19 | 3 | 18
| 1858 | 78 | 3 | 19 | 10 | 0 | 0 | 0 | 0 | 0 | 0 | 0 | 0 | 0 | 0 | 0 | 1 |  | 3 | 19 | 3 | 18
| 1859 | 78 | 3 | 19 | 11 | 0 | 0 | 0 | 0 | 0 | 0 | 0 | 0 | 0 | 0 | 0 | 1 |  | 3 | 19 | 3 | 18
| 1860 | 78 | 3 | 19 | 12 | 0 | 0 | 0 | 0 | 0 | 0 | 0 | 0 | 0 | 0 | 0 | 1 |  | 3 | 19 | 3 | 18
| 1861 | 78 | 3 | 19 | 13 | 0 | 0 | 0 | 0 | 0 | 0 | 0 | 0 | 0 | 0 | 0 | 1 |  | 3 | 19 | 3 | 18
| 1862 | 78 | 3 | 19 | 14 | 0 | 0 | 0 | 0 | 0 | 0 | 0 | 0 | 0 | 0 | 0 | 1 |  | 3 | 19 | 3 | 18
| 1863 | 78 | 3 | 19 | 15 | 0 | 0 | 0 | 0 | 0 | 0 | 0 | 0 | 0 | 0 | 0 | 1 |  | 3 | 19 | 3 | 18
| 1864 | 78 | 3 | 19 | 16 | 0 | 0 | 0 | 0 | 0 | 0 | 0 | 0 | 0 | 0 | 0 | 1 |  | 3 | 19 | 3 | 18
| 1865 | 78 | 3 | 19 | 17 | 0 | 0 | 0 | 0 | 0 | 0 | 0 | 0 | 0 | 0 | 0 | 1 |  | 3 | 19 | 3 | 18
| 1866 | 78 | 3 | 19 | 18 | 0 | 0 | 0 | 0 | 0 | 0 | 0 | 0 | 0 | 0 | 0 | 1 |  | 3 | 19 | 3 | 18
| 1867 | 78 | 3 | 19 | 19 | 0 | 0 | 0 | 0 | 0 | 0 | 0 | 0 | 0 | 0 | 0 | 1 |  | 3 | 19 | 3 | 18
| 1868 | 78 | 3 | 19 | 20 | 0 | 0 | 0 | 0 | 0 | 0 | 0 | 0 | 0 | 0 | 0 | 1 |  | 3 | 19 | 3 | 18
| 1869 | 78 | 3 | 19 | 21 | 0 | 0 | 0 | 0 | 0 | 0 | 0 | 0 | 0 | 0 | 0 | 1 |  | 3 | 19 | 3 | 18
| 1870 | 78 | 3 | 19 | 22 | 0 | 0 | 0 | 0 | 0 | 0 | 0 | 0 | 0 | 0 | 0 | 1 |  | 3 | 19 | 3 | 18
| 1871 | 78 | 3 | 19 | 23 | 0 | 0 | 0 | 0 | 0 | 0 | 0 | 0 | 0 | 0 | 0 | 1 |  | 3 | 19 | 3 | 18
| 1872 | 78 | 3 | 19 | 24 | 0 | 0 | 0 | 0 | 0 | 0 | 0 | 0 | 0 | 0 | 0 | 1 |  | 3 | 19 | 3 | 18
| 1873 | 79 | 3 | 20 | 1 | 0 | 0 | 0 | 0 | 0 | 0 | 0 | 0 | 0 | 0 | 0 | 1 |  | 3 | 20 | 3 | 19
| 1874 | 79 | 3 | 20 | 2 | 0 | 0 | 0 | 0 | 0 | 0 | 0 | 0 | 0 | 0 | 0 | 1 |  | 3 | 20 | 3 | 19
| 1875 | 79 | 3 | 20 | 3 | 0 | 0 | 0 | 0 | 0 | 0 | 0 | 0 | 0 | 0 | 0 | 1 |  | 3 | 20 | 3 | 19
| 1876 | 79 | 3 | 20 | 4 | 0 | 0 | 0 | 0 | 0 | 0 | 0 | 0 | 0 | 0 | 0 | 1 |  | 3 | 20 | 3 | 19
| 1877 | 79 | 3 | 20 | 5 | 0 | 0 | 0 | 0 | 0 | 0 | 0 | 0 | 0 | 0 | 0 | 1 |  | 3 | 20 | 3 | 19
| 1878 | 79 | 3 | 20 | 6 | 0 | 0 | 0 | 0 | 0 | 0 | 0 | 0 | 0 | 0 | 0 | 1 |  | 3 | 20 | 3 | 19
| 1879 | 79 | 3 | 20 | 7 | 0 | 0 | 0 | 0 | 0 | 0 | 0 | 0 | 0 | 0 | 0 | 1 |  | 3 | 20 | 3 | 19
| 1880 | 79 | 3 | 20 | 8 | 0 | 0 | 0 | 0 | 0 | 0 | 0 | 0 | 0 | 0 | 0 | 1 |  | 3 | 20 | 3 | 19
| 1881 | 79 | 3 | 20 | 9 | 0 | 0 | 0 | 0 | 0 | 0 | 0 | 0 | 0 | 0 | 0 | 1 |  | 3 | 20 | 3 | 19
| 1882 | 79 | 3 | 20 | 10 | 0 | 0 | 0 | 0 | 0 | 0 | 0 | 0 | 0 | 0 | 0 | 1 |  | 3 | 20 | 3 | 19
| 1883 | 79 | 3 | 20 | 11 | 0 | 0 | 0 | 0 | 0 | 0 | 0 | 0 | 0 | 0 | 0 | 1 |  | 3 | 20 | 3 | 19
| 1884 | 79 | 3 | 20 | 12 | 0 | 0 | 0 | 0 | 0 | 0 | 0 | 0 | 0 | 0 | 0 | 1 |  | 3 | 20 | 3 | 19
| 1885 | 79 | 3 | 20 | 13 | 0 | 0 | 0 | 0 | 0 | 0 | 0 | 0 | 0 | 0 | 0 | 1 |  | 3 | 20 | 3 | 19
| 1886 | 79 | 3 | 20 | 14 | 0 | 0 | 0 | 0 | 0 | 0 | 0 | 0 | 0 | 0 | 0 | 1 |  | 3 | 20 | 3 | 19
| 1887 | 79 | 3 | 20 | 15 | 0 | 0 | 0 | 0 | 0 | 0 | 0 | 0 | 0 | 0 | 0 | 1 |  | 3 | 20 | 3 | 19
| 1888 | 79 | 3 | 20 | 16 | 0 | 0 | 0 | 0 | 0 | 0 | 0 | 0 | 0 | 0 | 0 | 1 |  | 3 | 20 | 3 | 19
| 1889 | 79 | 3 | 20 | 17 | 0 | 0 | 0 | 0 | 0 | 0 | 0 | 0 | 0 | 0 | 0 | 1 |  | 3 | 20 | 3 | 19
| 1890 | 79 | 3 | 20 | 18 | 0 | 0 | 0 | 0 | 0 | 0 | 0 | 0 | 0 | 0 | 0 | 1 |  | 3 | 20 | 3 | 19
| 1891 | 79 | 3 | 20 | 19 | 0 | 0 | 0 | 0 | 0 | 0 | 0 | 0 | 0 | 0 | 0 | 1 |  | 3 | 20 | 3 | 19
| 1892 | 79 | 3 | 20 | 20 | 0 | 0 | 0 | 0 | 0 | 0 | 0 | 0 | 0 | 0 | 0 | 1 |  | 3 | 20 | 3 | 19
| 1893 | 79 | 3 | 20 | 21 | 0 | 0 | 0 | 0 | 0 | 0 | 0 | 0 | 0 | 0 | 0 | 1 |  | 3 | 20 | 3 | 19
| 1894 | 79 | 3 | 20 | 22 | 0 | 0 | 0 | 0 | 0 | 0 | 0 | 0 | 0 | 0 | 0 | 1 |  | 3 | 20 | 3 | 19
| 1895 | 79 | 3 | 20 | 23 | 0 | 0 | 0 | 0 | 0 | 0 | 0 | 0 | 0 | 0 | 0 | 1 |  | 3 | 20 | 3 | 19
| 1896 | 79 | 3 | 20 | 24 | 0 | 0 | 0 | 0 | 0 | 0 | 0 | 0 | 0 | 0 | 0 | 1 |  | 3 | 20 | 3 | 19
| 1897 | 80 | 3 | 21 | 1 | 0 | 0 | 1 | 0 | 0 | 0 | 0 | 0 | 0 | 0 | 0 | 1 |  | 3 | 21 | 3 | 20
| 1898 | 80 | 3 | 21 | 2 | 0 | 0 | 1 | 0 | 0 | 0 | 0 | 0 | 0 | 0 | 0 | 1 |  | 3 | 21 | 3 | 20
| 1899 | 80 | 3 | 21 | 3 | 0 | 0 | 1 | 0 | 0 | 0 | 0 | 0 | 0 | 0 | 0 | 1 |  | 3 | 21 | 3 | 20
| 1900 | 80 | 3 | 21 | 4 | 0 | 0 | 1 | 0 | 0 | 0 | 0 | 0 | 0 | 0 | 0 | 1 |  | 3 | 21 | 3 | 20
| 1901 | 80 | 3 | 21 | 5 | 0 | 0 | 1 | 0 | 0 | 0 | 0 | 0 | 0 | 0 | 0 | 1 |  | 3 | 21 | 3 | 20
| 1902 | 80 | 3 | 21 | 6 | 0 | 0 | 1 | 0 | 0 | 0 | 0 | 0 | 0 | 0 | 0 | 1 |  | 3 | 21 | 3 | 20
| 1903 | 80 | 3 | 21 | 7 | 0 | 0 | 1 | 0 | 0 | 0 | 0 | 0 | 0 | 0 | 0 | 1 |  | 3 | 21 | 3 | 20
| 1904 | 80 | 3 | 21 | 8 | 0 | 0 | 1 | 0 | 0 | 0 | 0 | 0 | 0 | 0 | 0 | 1 |  | 3 | 21 | 3 | 20
| 1905 | 80 | 3 | 21 | 9 | 0 | 0 | 1 | 0 | 0 | 0 | 0 | 0 | 0 | 0 | 0 | 1 |  | 3 | 21 | 3 | 20
| 1906 | 80 | 3 | 21 | 10 | 0 | 0 | 1 | 0 | 0 | 0 | 0 | 0 | 0 | 0 | 0 | 1 |  | 3 | 21 | 3 | 20
| 1907 | 80 | 3 | 21 | 11 | 0 | 0 | 1 | 0 | 0 | 0 | 0 | 0 | 0 | 0 | 0 | 1 |  | 3 | 21 | 3 | 20
| 1908 | 80 | 3 | 21 | 12 | 0 | 0 | 1 | 0 | 0 | 0 | 0 | 0 | 0 | 0 | 0 | 1 |  | 3 | 21 | 3 | 20
| 1909 | 80 | 3 | 21 | 13 | 0 | 0 | 1 | 0 | 0 | 0 | 0 | 0 | 0 | 0 | 0 | 1 |  | 3 | 21 | 3 | 20
| 1910 | 80 | 3 | 21 | 14 | 0 | 0 | 1 | 0 | 0 | 0 | 0 | 0 | 0 | 0 | 0 | 1 |  | 3 | 21 | 3 | 20
| 1911 | 80 | 3 | 21 | 15 | 0 | 0 | 1 | 0 | 0 | 0 | 0 | 0 | 0 | 0 | 0 | 1 |  | 3 | 21 | 3 | 20
| 1912 | 80 | 3 | 21 | 16 | 0 | 0 | 1 | 0 | 0 | 0 | 0 | 0 | 0 | 0 | 0 | 1 |  | 3 | 21 | 3 | 20
| 1913 | 80 | 3 | 21 | 17 | 0 | 0 | 1 | 0 | 0 | 0 | 0 | 0 | 0 | 0 | 0 | 1 |  | 3 | 21 | 3 | 20
| 1914 | 80 | 3 | 21 | 18 | 0 | 0 | 1 | 0 | 0 | 0 | 0 | 0 | 0 | 0 | 0 | 1 |  | 3 | 21 | 3 | 20
| 1915 | 80 | 3 | 21 | 19 | 0 | 0 | 1 | 0 | 0 | 0 | 0 | 0 | 0 | 0 | 0 | 1 |  | 3 | 21 | 3 | 20
| 1916 | 80 | 3 | 21 | 20 | 0 | 0 | 1 | 0 | 0 | 0 | 0 | 0 | 0 | 0 | 0 | 1 |  | 3 | 21 | 3 | 20
| 1917 | 80 | 3 | 21 | 21 | 0 | 0 | 1 | 0 | 0 | 0 | 0 | 0 | 0 | 0 | 0 | 1 |  | 3 | 21 | 3 | 20
| 1918 | 80 | 3 | 21 | 22 | 0 | 0 | 1 | 0 | 0 | 0 | 0 | 0 | 0 | 0 | 0 | 1 |  | 3 | 21 | 3 | 20
| 1919 | 80 | 3 | 21 | 23 | 0 | 0 | 1 | 0 | 0 | 0 | 0 | 0 | 0 | 0 | 0 | 1 |  | 3 | 21 | 3 | 20
| 1920 | 80 | 3 | 21 | 24 | 0 | 0 | 1 | 0 | 0 | 0 | 0 | 0 | 0 | 0 | 0 | 1 |  | 3 | 21 | 3 | 20
| 1921 | 81 | 3 | 22 | 1 | 0 | 0 | 1 | 0 | 0 | 0 | 0 | 0 | 0 | 0 | 0 | 1 |  | 3 | 22 | 3 | 21
| 1922 | 81 | 3 | 22 | 2 | 0 | 0 | 1 | 0 | 0 | 0 | 0 | 0 | 0 | 0 | 0 | 1 |  | 3 | 22 | 3 | 21
| 1923 | 81 | 3 | 22 | 3 | 0 | 0 | 1 | 0 | 0 | 0 | 0 | 0 | 0 | 0 | 0 | 1 |  | 3 | 22 | 3 | 21
| 1924 | 81 | 3 | 22 | 4 | 0 | 0 | 1 | 0 | 0 | 0 | 0 | 0 | 0 | 0 | 0 | 1 |  | 3 | 22 | 3 | 21
| 1925 | 81 | 3 | 22 | 5 | 0 | 0 | 1 | 0 | 0 | 0 | 0 | 0 | 0 | 0 | 0 | 1 |  | 3 | 22 | 3 | 21
| 1926 | 81 | 3 | 22 | 6 | 0 | 0 | 1 | 0 | 0 | 0 | 0 | 0 | 0 | 0 | 0 | 1 |  | 3 | 22 | 3 | 21
| 1927 | 81 | 3 | 22 | 7 | 0 | 0 | 1 | 0 | 0 | 0 | 0 | 0 | 0 | 0 | 0 | 1 |  | 3 | 22 | 3 | 21
| 1928 | 81 | 3 | 22 | 8 | 0 | 0 | 1 | 0 | 0 | 0 | 0 | 0 | 0 | 0 | 0 | 1 |  | 3 | 22 | 3 | 21
| 1929 | 81 | 3 | 22 | 9 | 0 | 0 | 1 | 0 | 0 | 0 | 0 | 0 | 0 | 0 | 0 | 1 |  | 3 | 22 | 3 | 21
| 1930 | 81 | 3 | 22 | 10 | 0 | 0 | 1 | 0 | 0 | 0 | 0 | 0 | 0 | 0 | 0 | 1 |  | 3 | 22 | 3 | 21
| 1931 | 81 | 3 | 22 | 11 | 0 | 0 | 1 | 0 | 0 | 0 | 0 | 0 | 0 | 0 | 0 | 1 |  | 3 | 22 | 3 | 21
| 1932 | 81 | 3 | 22 | 12 | 0 | 0 | 1 | 0 | 0 | 0 | 0 | 0 | 0 | 0 | 0 | 1 |  | 3 | 22 | 3 | 21
| 1933 | 81 | 3 | 22 | 13 | 0 | 0 | 1 | 0 | 0 | 0 | 0 | 0 | 0 | 0 | 0 | 1 |  | 3 | 22 | 3 | 21
| 1934 | 81 | 3 | 22 | 14 | 0 | 0 | 1 | 0 | 0 | 0 | 0 | 0 | 0 | 0 | 0 | 1 |  | 3 | 22 | 3 | 21
| 1935 | 81 | 3 | 22 | 15 | 0 | 0 | 1 | 0 | 0 | 0 | 0 | 0 | 0 | 0 | 0 | 1 |  | 3 | 22 | 3 | 21
| 1936 | 81 | 3 | 22 | 16 | 0 | 0 | 1 | 0 | 0 | 0 | 0 | 0 | 0 | 0 | 0 | 1 |  | 3 | 22 | 3 | 21
| 1937 | 81 | 3 | 22 | 17 | 0 | 0 | 1 | 0 | 0 | 0 | 0 | 0 | 0 | 0 | 0 | 1 |  | 3 | 22 | 3 | 21
| 1938 | 81 | 3 | 22 | 18 | 0 | 0 | 1 | 0 | 0 | 0 | 0 | 0 | 0 | 0 | 0 | 1 |  | 3 | 22 | 3 | 21
| 1939 | 81 | 3 | 22 | 19 | 0 | 0 | 1 | 0 | 0 | 0 | 0 | 0 | 0 | 0 | 0 | 1 |  | 3 | 22 | 3 | 21
| 1940 | 81 | 3 | 22 | 20 | 0 | 0 | 1 | 0 | 0 | 0 | 0 | 0 | 0 | 0 | 0 | 1 |  | 3 | 22 | 3 | 21
| 1941 | 81 | 3 | 22 | 21 | 0 | 0 | 1 | 0 | 0 | 0 | 0 | 0 | 0 | 0 | 0 | 1 |  | 3 | 22 | 3 | 21
| 1942 | 81 | 3 | 22 | 22 | 0 | 0 | 1 | 0 | 0 | 0 | 0 | 0 | 0 | 0 | 0 | 1 |  | 3 | 22 | 3 | 21
| 1943 | 81 | 3 | 22 | 23 | 0 | 0 | 1 | 0 | 0 | 0 | 0 | 0 | 0 | 0 | 0 | 1 |  | 3 | 22 | 3 | 21
| 1944 | 81 | 3 | 22 | 24 | 0 | 0 | 1 | 0 | 0 | 0 | 0 | 0 | 0 | 0 | 0 | 1 |  | 3 | 22 | 3 | 21
| 1945 | 82 | 3 | 23 | 1 | 0 | 0 | 1 | 0 | 0 | 0 | 0 | 0 | 0 | 0 | 0 | 1 |  | 3 | 23 | 3 | 22
| 1946 | 82 | 3 | 23 | 2 | 0 | 0 | 1 | 0 | 0 | 0 | 0 | 0 | 0 | 0 | 0 | 1 |  | 3 | 23 | 3 | 22
| 1947 | 82 | 3 | 23 | 3 | 0 | 0 | 1 | 0 | 0 | 0 | 0 | 0 | 0 | 0 | 0 | 1 |  | 3 | 23 | 3 | 22
| 1948 | 82 | 3 | 23 | 4 | 0 | 0 | 1 | 0 | 0 | 0 | 0 | 0 | 0 | 0 | 0 | 1 |  | 3 | 23 | 3 | 22
| 1949 | 82 | 3 | 23 | 5 | 0 | 0 | 1 | 0 | 0 | 0 | 0 | 0 | 0 | 0 | 0 | 1 |  | 3 | 23 | 3 | 22
| 1950 | 82 | 3 | 23 | 6 | 0 | 0 | 1 | 0 | 0 | 0 | 0 | 0 | 0 | 0 | 0 | 1 |  | 3 | 23 | 3 | 22
| 1951 | 82 | 3 | 23 | 7 | 0 | 0 | 1 | 0 | 0 | 0 | 0 | 0 | 0 | 0 | 0 | 1 |  | 3 | 23 | 3 | 22
| 1952 | 82 | 3 | 23 | 8 | 0 | 0 | 1 | 0 | 0 | 0 | 0 | 0 | 0 | 0 | 0 | 1 |  | 3 | 23 | 3 | 22
| 1953 | 82 | 3 | 23 | 9 | 0 | 0 | 1 | 0 | 0 | 0 | 0 | 0 | 0 | 0 | 0 | 1 |  | 3 | 23 | 3 | 22
| 1954 | 82 | 3 | 23 | 10 | 0 | 0 | 1 | 0 | 0 | 0 | 0 | 0 | 0 | 0 | 0 | 1 |  | 3 | 23 | 3 | 22
| 1955 | 82 | 3 | 23 | 11 | 0 | 0 | 1 | 0 | 0 | 0 | 0 | 0 | 0 | 0 | 0 | 1 |  | 3 | 23 | 3 | 22
| 1956 | 82 | 3 | 23 | 12 | 0 | 0 | 1 | 0 | 0 | 0 | 0 | 0 | 0 | 0 | 0 | 1 |  | 3 | 23 | 3 | 22
| 1957 | 82 | 3 | 23 | 13 | 0 | 0 | 1 | 0 | 0 | 0 | 0 | 0 | 0 | 0 | 0 | 1 |  | 3 | 23 | 3 | 22
| 1958 | 82 | 3 | 23 | 14 | 0 | 0 | 1 | 0 | 0 | 0 | 0 | 0 | 0 | 0 | 0 | 1 |  | 3 | 23 | 3 | 22
| 1959 | 82 | 3 | 23 | 15 | 0 | 0 | 1 | 0 | 0 | 0 | 0 | 0 | 0 | 0 | 0 | 1 |  | 3 | 23 | 3 | 22
| 1960 | 82 | 3 | 23 | 16 | 0 | 0 | 1 | 0 | 0 | 0 | 0 | 0 | 0 | 0 | 0 | 1 |  | 3 | 23 | 3 | 22
| 1961 | 82 | 3 | 23 | 17 | 0 | 0 | 1 | 0 | 0 | 0 | 0 | 0 | 0 | 0 | 0 | 1 |  | 3 | 23 | 3 | 22
| 1962 | 82 | 3 | 23 | 18 | 0 | 0 | 1 | 0 | 0 | 0 | 0 | 0 | 0 | 0 | 0 | 1 |  | 3 | 23 | 3 | 22
| 1963 | 82 | 3 | 23 | 19 | 0 | 0 | 1 | 0 | 0 | 0 | 0 | 0 | 0 | 0 | 0 | 1 |  | 3 | 23 | 3 | 22
| 1964 | 82 | 3 | 23 | 20 | 0 | 0 | 1 | 0 | 0 | 0 | 0 | 0 | 0 | 0 | 0 | 1 |  | 3 | 23 | 3 | 22
| 1965 | 82 | 3 | 23 | 21 | 0 | 0 | 1 | 0 | 0 | 0 | 0 | 0 | 0 | 0 | 0 | 1 |  | 3 | 23 | 3 | 22
| 1966 | 82 | 3 | 23 | 22 | 0 | 0 | 1 | 0 | 0 | 0 | 0 | 0 | 0 | 0 | 0 | 1 |  | 3 | 23 | 3 | 22
| 1967 | 82 | 3 | 23 | 23 | 0 | 0 | 1 | 0 | 0 | 0 | 0 | 0 | 0 | 0 | 0 | 1 |  | 3 | 23 | 3 | 22
| 1968 | 82 | 3 | 23 | 24 | 0 | 0 | 1 | 0 | 0 | 0 | 0 | 0 | 0 | 0 | 0 | 1 |  | 3 | 23 | 3 | 22
| 1969 | 83 | 3 | 24 | 1 | 0 | 0 | 1 | 0 | 0 | 0 | 0 | 0 | 0 | 0 | 0 | 1 |  | 3 | 24 | 3 | 23
| 1970 | 83 | 3 | 24 | 2 | 0 | 0 | 1 | 0 | 0 | 0 | 0 | 0 | 0 | 0 | 0 | 1 |  | 3 | 24 | 3 | 23
| 1971 | 83 | 3 | 24 | 3 | 0 | 0 | 1 | 0 | 0 | 0 | 0 | 0 | 0 | 0 | 0 | 1 |  | 3 | 24 | 3 | 23
| 1972 | 83 | 3 | 24 | 4 | 0 | 0 | 1 | 0 | 0 | 0 | 0 | 0 | 0 | 0 | 0 | 1 |  | 3 | 24 | 3 | 23
| 1973 | 83 | 3 | 24 | 5 | 0 | 0 | 1 | 0 | 0 | 0 | 0 | 0 | 0 | 0 | 0 | 1 |  | 3 | 24 | 3 | 23
| 1974 | 83 | 3 | 24 | 6 | 0 | 0 | 1 | 0 | 0 | 0 | 0 | 0 | 0 | 0 | 0 | 1 |  | 3 | 24 | 3 | 23
| 1975 | 83 | 3 | 24 | 7 | 0 | 0 | 1 | 0 | 0 | 0 | 0 | 0 | 0 | 0 | 0 | 1 |  | 3 | 24 | 3 | 23
| 1976 | 83 | 3 | 24 | 8 | 0 | 0 | 1 | 0 | 0 | 0 | 0 | 0 | 0 | 0 | 0 | 1 |  | 3 | 24 | 3 | 23
| 1977 | 83 | 3 | 24 | 9 | 0 | 0 | 1 | 0 | 0 | 0 | 0 | 0 | 0 | 0 | 0 | 1 |  | 3 | 24 | 3 | 23
| 1978 | 83 | 3 | 24 | 10 | 0 | 0 | 1 | 0 | 0 | 0 | 0 | 0 | 0 | 0 | 0 | 1 |  | 3 | 24 | 3 | 23
| 1979 | 83 | 3 | 24 | 11 | 0 | 0 | 1 | 0 | 0 | 0 | 0 | 0 | 0 | 0 | 0 | 1 |  | 3 | 24 | 3 | 23
| 1980 | 83 | 3 | 24 | 12 | 0 | 0 | 1 | 0 | 0 | 0 | 0 | 0 | 0 | 0 | 0 | 1 |  | 3 | 24 | 3 | 23
| 1981 | 83 | 3 | 24 | 13 | 0 | 0 | 1 | 0 | 0 | 0 | 0 | 0 | 0 | 0 | 0 | 1 |  | 3 | 24 | 3 | 23
| 1982 | 83 | 3 | 24 | 14 | 0 | 0 | 1 | 0 | 0 | 0 | 0 | 0 | 0 | 0 | 0 | 1 |  | 3 | 24 | 3 | 23
| 1983 | 83 | 3 | 24 | 15 | 0 | 0 | 1 | 0 | 0 | 0 | 0 | 0 | 0 | 0 | 0 | 1 |  | 3 | 24 | 3 | 23
| 1984 | 83 | 3 | 24 | 16 | 0 | 0 | 1 | 0 | 0 | 0 | 0 | 0 | 0 | 0 | 0 | 1 |  | 3 | 24 | 3 | 23
| 1985 | 83 | 3 | 24 | 17 | 0 | 0 | 1 | 0 | 0 | 0 | 0 | 0 | 0 | 0 | 0 | 1 |  | 3 | 24 | 3 | 23
| 1986 | 83 | 3 | 24 | 18 | 0 | 0 | 1 | 0 | 0 | 0 | 0 | 0 | 0 | 0 | 0 | 1 |  | 3 | 24 | 3 | 23
| 1987 | 83 | 3 | 24 | 19 | 0 | 0 | 1 | 0 | 0 | 0 | 0 | 0 | 0 | 0 | 0 | 1 |  | 3 | 24 | 3 | 23
| 1988 | 83 | 3 | 24 | 20 | 0 | 0 | 1 | 0 | 0 | 0 | 0 | 0 | 0 | 0 | 0 | 1 |  | 3 | 24 | 3 | 23
| 1989 | 83 | 3 | 24 | 21 | 0 | 0 | 1 | 0 | 0 | 0 | 0 | 0 | 0 | 0 | 0 | 1 |  | 3 | 24 | 3 | 23
| 1990 | 83 | 3 | 24 | 22 | 0 | 0 | 1 | 0 | 0 | 0 | 0 | 0 | 0 | 0 | 0 | 1 |  | 3 | 24 | 3 | 23
| 1991 | 83 | 3 | 24 | 23 | 0 | 0 | 1 | 0 | 0 | 0 | 0 | 0 | 0 | 0 | 0 | 1 |  | 3 | 24 | 3 | 23
| 1992 | 83 | 3 | 24 | 24 | 0 | 0 | 1 | 0 | 0 | 0 | 0 | 0 | 0 | 0 | 0 | 1 |  | 3 | 24 | 3 | 23
| 1993 | 84 | 3 | 25 | 1 | 0 | 0 | 1 | 0 | 0 | 0 | 0 | 0 | 0 | 0 | 0 | 1 |  | 3 | 25 | 3 | 24
| 1994 | 84 | 3 | 25 | 2 | 0 | 0 | 1 | 0 | 0 | 0 | 0 | 0 | 0 | 0 | 0 | 1 |  | 3 | 25 | 3 | 24
| 1995 | 84 | 3 | 25 | 3 | 0 | 0 | 1 | 0 | 0 | 0 | 0 | 0 | 0 | 0 | 0 | 1 |  | 3 | 25 | 3 | 24
| 1996 | 84 | 3 | 25 | 4 | 0 | 0 | 1 | 0 | 0 | 0 | 0 | 0 | 0 | 0 | 0 | 1 |  | 3 | 25 | 3 | 24
| 1997 | 84 | 3 | 25 | 5 | 0 | 0 | 1 | 0 | 0 | 0 | 0 | 0 | 0 | 0 | 0 | 1 |  | 3 | 25 | 3 | 24
| 1998 | 84 | 3 | 25 | 6 | 0 | 0 | 1 | 0 | 0 | 0 | 0 | 0 | 0 | 0 | 0 | 1 |  | 3 | 25 | 3 | 24
| 1999 | 84 | 3 | 25 | 7 | 0 | 0 | 1 | 0 | 0 | 0 | 0 | 0 | 0 | 0 | 0 | 1 |  | 3 | 25 | 3 | 24
| 2000 | 84 | 3 | 25 | 8 | 0 | 0 | 1 | 0 | 0 | 0 | 0 | 0 | 0 | 0 | 0 | 1 |  | 3 | 25 | 3 | 24
| 2001 | 84 | 3 | 25 | 9 | 0 | 0 | 1 | 0 | 0 | 0 | 0 | 0 | 0 | 0 | 0 | 1 |  | 3 | 25 | 3 | 24
| 2002 | 84 | 3 | 25 | 10 | 0 | 0 | 1 | 0 | 0 | 0 | 0 | 0 | 0 | 0 | 0 | 1 |  | 3 | 25 | 3 | 24
| 2003 | 84 | 3 | 25 | 11 | 0 | 0 | 1 | 0 | 0 | 0 | 0 | 0 | 0 | 0 | 0 | 1 |  | 3 | 25 | 3 | 24
| 2004 | 84 | 3 | 25 | 12 | 0 | 0 | 1 | 0 | 0 | 0 | 0 | 0 | 0 | 0 | 0 | 1 |  | 3 | 25 | 3 | 24
| 2005 | 84 | 3 | 25 | 13 | 0 | 0 | 1 | 0 | 0 | 0 | 0 | 0 | 0 | 0 | 0 | 1 |  | 3 | 25 | 3 | 24
| 2006 | 84 | 3 | 25 | 14 | 0 | 0 | 1 | 0 | 0 | 0 | 0 | 0 | 0 | 0 | 0 | 1 |  | 3 | 25 | 3 | 24
| 2007 | 84 | 3 | 25 | 15 | 0 | 0 | 1 | 0 | 0 | 0 | 0 | 0 | 0 | 0 | 0 | 1 |  | 3 | 25 | 3 | 24
| 2008 | 84 | 3 | 25 | 16 | 0 | 0 | 1 | 0 | 0 | 0 | 0 | 0 | 0 | 0 | 0 | 1 |  | 3 | 25 | 3 | 24
| 2009 | 84 | 3 | 25 | 17 | 0 | 0 | 1 | 0 | 0 | 0 | 0 | 0 | 0 | 0 | 0 | 1 |  | 3 | 25 | 3 | 24
| 2010 | 84 | 3 | 25 | 18 | 0 | 0 | 1 | 0 | 0 | 0 | 0 | 0 | 0 | 0 | 0 | 1 |  | 3 | 25 | 3 | 24
| 2011 | 84 | 3 | 25 | 19 | 0 | 0 | 1 | 0 | 0 | 0 | 0 | 0 | 0 | 0 | 0 | 1 |  | 3 | 25 | 3 | 24
| 2012 | 84 | 3 | 25 | 20 | 0 | 0 | 1 | 0 | 0 | 0 | 0 | 0 | 0 | 0 | 0 | 1 |  | 3 | 25 | 3 | 24
| 2013 | 84 | 3 | 25 | 21 | 0 | 0 | 1 | 0 | 0 | 0 | 0 | 0 | 0 | 0 | 0 | 1 |  | 3 | 25 | 3 | 24
| 2014 | 84 | 3 | 25 | 22 | 0 | 0 | 1 | 0 | 0 | 0 | 0 | 0 | 0 | 0 | 0 | 1 |  | 3 | 25 | 3 | 24
| 2015 | 84 | 3 | 25 | 23 | 0 | 0 | 1 | 0 | 0 | 0 | 0 | 0 | 0 | 0 | 0 | 1 |  | 3 | 25 | 3 | 24
| 2016 | 84 | 3 | 25 | 24 | 0 | 0 | 1 | 0 | 0 | 0 | 0 | 0 | 0 | 0 | 0 | 1 |  | 3 | 25 | 3 | 24
| 2017 | 85 | 3 | 26 | 1 | 0 | 0 | 0 | 0 | 0 | 0 | 0 | 0 | 0 | 0 | 0 | 1 |  | 3 | 26 | 3 | 25
| 2018 | 85 | 3 | 26 | 2 | 0 | 0 | 0 | 0 | 0 | 0 | 0 | 0 | 0 | 0 | 0 | 1 |  | 3 | 26 | 3 | 25
| 2019 | 85 | 3 | 26 | 3 | 0 | 0 | 0 | 0 | 0 | 0 | 0 | 0 | 0 | 0 | 0 | 1 |  | 3 | 26 | 3 | 25
| 2020 | 85 | 3 | 26 | 4 | 0 | 0 | 0 | 0 | 0 | 0 | 0 | 0 | 0 | 0 | 0 | 1 |  | 3 | 26 | 3 | 25
| 2021 | 85 | 3 | 26 | 5 | 0 | 0 | 0 | 0 | 0 | 0 | 0 | 0 | 0 | 0 | 0 | 1 |  | 3 | 26 | 3 | 25
| 2022 | 85 | 3 | 26 | 6 | 0 | 0 | 0 | 0 | 0 | 0 | 0 | 0 | 0 | 0 | 0 | 1 |  | 3 | 26 | 3 | 25
| 2023 | 85 | 3 | 26 | 7 | 0 | 0 | 0 | 0 | 0 | 0 | 0 | 0 | 0 | 0 | 0 | 1 |  | 3 | 26 | 3 | 25
| 2024 | 85 | 3 | 26 | 8 | 0 | 0 | 0 | 0 | 0 | 0 | 0 | 0 | 0 | 0 | 0 | 1 |  | 3 | 26 | 3 | 25
| 2025 | 85 | 3 | 26 | 9 | 0 | 0 | 0 | 0 | 0 | 0 | 0 | 0 | 0 | 0 | 0 | 1 |  | 3 | 26 | 3 | 25
| 2026 | 85 | 3 | 26 | 10 | 0 | 0 | 0 | 0 | 0 | 0 | 0 | 0 | 0 | 0 | 0 | 1 |  | 3 | 26 | 3 | 25
| 2027 | 85 | 3 | 26 | 11 | 0 | 0 | 0 | 0 | 0 | 0 | 0 | 0 | 0 | 0 | 0 | 1 |  | 3 | 26 | 3 | 25
| 2028 | 85 | 3 | 26 | 12 | 0 | 0 | 0 | 0 | 0 | 0 | 0 | 0 | 0 | 0 | 0 | 1 |  | 3 | 26 | 3 | 25
| 2029 | 85 | 3 | 26 | 13 | 0 | 0 | 0 | 0 | 0 | 0 | 0 | 0 | 0 | 0 | 0 | 1 |  | 3 | 26 | 3 | 25
| 2030 | 85 | 3 | 26 | 14 | 0 | 0 | 0 | 0 | 0 | 0 | 0 | 0 | 0 | 0 | 0 | 1 |  | 3 | 26 | 3 | 25
| 2031 | 85 | 3 | 26 | 15 | 0 | 0 | 0 | 0 | 0 | 0 | 0 | 0 | 0 | 0 | 0 | 1 |  | 3 | 26 | 3 | 25
| 2032 | 85 | 3 | 26 | 16 | 0 | 0 | 0 | 0 | 0 | 0 | 0 | 0 | 0 | 0 | 0 | 1 |  | 3 | 26 | 3 | 25
| 2033 | 85 | 3 | 26 | 17 | 0 | 0 | 0 | 0 | 0 | 0 | 0 | 0 | 0 | 0 | 0 | 1 |  | 3 | 26 | 3 | 25
| 2034 | 85 | 3 | 26 | 18 | 0 | 0 | 0 | 0 | 0 | 0 | 0 | 0 | 0 | 0 | 0 | 1 |  | 3 | 26 | 3 | 25
| 2035 | 85 | 3 | 26 | 19 | 0 | 0 | 0 | 0 | 0 | 0 | 0 | 0 | 0 | 0 | 0 | 1 |  | 3 | 26 | 3 | 25
| 2036 | 85 | 3 | 26 | 20 | 0 | 0 | 0 | 0 | 0 | 0 | 0 | 0 | 0 | 0 | 0 | 1 |  | 3 | 26 | 3 | 25
| 2037 | 85 | 3 | 26 | 21 | 0 | 0 | 0 | 0 | 0 | 0 | 0 | 0 | 0 | 0 | 0 | 1 |  | 3 | 26 | 3 | 25
| 2038 | 85 | 3 | 26 | 22 | 0 | 0 | 0 | 0 | 0 | 0 | 0 | 0 | 0 | 0 | 0 | 1 |  | 3 | 26 | 3 | 25
| 2039 | 85 | 3 | 26 | 23 | 0 | 0 | 0 | 0 | 0 | 0 | 0 | 0 | 0 | 0 | 0 | 1 |  | 3 | 26 | 3 | 25
| 2040 | 85 | 3 | 26 | 24 | 0 | 0 | 0 | 0 | 0 | 0 | 0 | 0 | 0 | 0 | 0 | 1 |  | 3 | 26 | 3 | 25
| 2041 | 86 | 3 | 27 | 1 | 0 | 0 | 0 | 0 | 0 | 0 | 0 | 0 | 0 | 0 | 0 | 1 |  | 3 | 27 | 3 | 26
| 2042 | 86 | 3 | 27 | 2 | 0 | 0 | 0 | 0 | 0 | 0 | 0 | 0 | 0 | 0 | 0 | 1 |  | 3 | 27 | 3 | 26
| 2043 | 86 | 3 | 27 | 3 | 0 | 0 | 0 | 0 | 0 | 0 | 0 | 0 | 0 | 0 | 0 | 1 |  | 3 | 27 | 3 | 26
| 2044 | 86 | 3 | 27 | 4 | 0 | 0 | 0 | 0 | 0 | 0 | 0 | 0 | 0 | 0 | 0 | 1 |  | 3 | 27 | 3 | 26
| 2045 | 86 | 3 | 27 | 5 | 0 | 0 | 0 | 0 | 0 | 0 | 0 | 0 | 0 | 0 | 0 | 1 |  | 3 | 27 | 3 | 26
| 2046 | 86 | 3 | 27 | 6 | 0 | 0 | 0 | 0 | 0 | 0 | 0 | 0 | 0 | 0 | 0 | 1 |  | 3 | 27 | 3 | 26
| 2047 | 86 | 3 | 27 | 7 | 0 | 0 | 0 | 0 | 0 | 0 | 0 | 0 | 0 | 0 | 0 | 1 |  | 3 | 27 | 3 | 26
| 2048 | 86 | 3 | 27 | 8 | 0 | 0 | 0 | 0 | 0 | 0 | 0 | 0 | 0 | 0 | 0 | 1 |  | 3 | 27 | 3 | 26
| 2049 | 86 | 3 | 27 | 9 | 0 | 0 | 0 | 0 | 0 | 0 | 0 | 0 | 0 | 0 | 0 | 1 |  | 3 | 27 | 3 | 26
| 2050 | 86 | 3 | 27 | 10 | 0 | 0 | 0 | 0 | 0 | 0 | 0 | 0 | 0 | 0 | 0 | 1 |  | 3 | 27 | 3 | 26
| 2051 | 86 | 3 | 27 | 11 | 0 | 0 | 0 | 0 | 0 | 0 | 0 | 0 | 0 | 0 | 0 | 1 |  | 3 | 27 | 3 | 26
| 2052 | 86 | 3 | 27 | 12 | 0 | 0 | 0 | 0 | 0 | 0 | 0 | 0 | 0 | 0 | 0 | 1 |  | 3 | 27 | 3 | 26
| 2053 | 86 | 3 | 27 | 13 | 0 | 0 | 0 | 0 | 0 | 0 | 0 | 0 | 0 | 0 | 0 | 1 |  | 3 | 27 | 3 | 26
| 2054 | 86 | 3 | 27 | 14 | 0 | 0 | 0 | 0 | 0 | 0 | 0 | 0 | 0 | 0 | 0 | 1 |  | 3 | 27 | 3 | 26
| 2055 | 86 | 3 | 27 | 15 | 0 | 0 | 0 | 0 | 0 | 0 | 0 | 0 | 0 | 0 | 0 | 1 |  | 3 | 27 | 3 | 26
| 2056 | 86 | 3 | 27 | 16 | 0 | 0 | 0 | 0 | 0 | 0 | 0 | 0 | 0 | 0 | 0 | 1 |  | 3 | 27 | 3 | 26
| 2057 | 86 | 3 | 27 | 17 | 0 | 0 | 0 | 0 | 0 | 0 | 0 | 0 | 0 | 0 | 0 | 1 |  | 3 | 27 | 3 | 26
| 2058 | 86 | 3 | 27 | 18 | 0 | 0 | 0 | 0 | 0 | 0 | 0 | 0 | 0 | 0 | 0 | 1 |  | 3 | 27 | 3 | 26
| 2059 | 86 | 3 | 27 | 19 | 0 | 0 | 0 | 0 | 0 | 0 | 0 | 0 | 0 | 0 | 0 | 1 |  | 3 | 27 | 3 | 26
| 2060 | 86 | 3 | 27 | 20 | 0 | 0 | 0 | 0 | 0 | 0 | 0 | 0 | 0 | 0 | 0 | 1 |  | 3 | 27 | 3 | 26
| 2061 | 86 | 3 | 27 | 21 | 0 | 0 | 0 | 0 | 0 | 0 | 0 | 0 | 0 | 0 | 0 | 1 |  | 3 | 27 | 3 | 26
| 2062 | 86 | 3 | 27 | 22 | 0 | 0 | 0 | 0 | 0 | 0 | 0 | 0 | 0 | 0 | 0 | 1 |  | 3 | 27 | 3 | 26
| 2063 | 86 | 3 | 27 | 23 | 0 | 0 | 0 | 0 | 0 | 0 | 0 | 0 | 0 | 0 | 0 | 1 |  | 3 | 27 | 3 | 26
| 2064 | 86 | 3 | 27 | 24 | 0 | 0 | 0 | 0 | 0 | 0 | 0 | 0 | 0 | 0 | 0 | 1 |  | 3 | 27 | 3 | 26
| 2065 | 87 | 3 | 28 | 1 | 0 | 0 | 1 | 0 | 0 | 0 | 0 | 0 | 0 | 0 | 0 | 1 |  | 3 | 28 | 3 | 27
| 2066 | 87 | 3 | 28 | 2 | 0 | 0 | 1 | 0 | 0 | 0 | 0 | 0 | 0 | 0 | 0 | 1 |  | 3 | 28 | 3 | 27
| 2067 | 87 | 3 | 28 | 3 | 0 | 0 | 1 | 0 | 0 | 0 | 0 | 0 | 0 | 0 | 0 | 1 |  | 3 | 28 | 3 | 27
| 2068 | 87 | 3 | 28 | 4 | 0 | 0 | 1 | 0 | 0 | 0 | 0 | 0 | 0 | 0 | 0 | 1 |  | 3 | 28 | 3 | 27
| 2069 | 87 | 3 | 28 | 5 | 0 | 0 | 1 | 0 | 0 | 0 | 0 | 0 | 0 | 0 | 0 | 1 |  | 3 | 28 | 3 | 27
| 2070 | 87 | 3 | 28 | 6 | 0 | 0 | 1 | 0 | 0 | 0 | 0 | 0 | 0 | 0 | 0 | 1 |  | 3 | 28 | 3 | 27
| 2071 | 87 | 3 | 28 | 7 | 0 | 0 | 1 | 0 | 0 | 0 | 0 | 0 | 0 | 0 | 0 | 1 |  | 3 | 28 | 3 | 27
| 2072 | 87 | 3 | 28 | 8 | 0 | 0 | 1 | 0 | 0 | 0 | 0 | 0 | 0 | 0 | 0 | 1 |  | 3 | 28 | 3 | 27
| 2073 | 87 | 3 | 28 | 9 | 0 | 0 | 1 | 0 | 0 | 0 | 0 | 0 | 0 | 0 | 0 | 1 |  | 3 | 28 | 3 | 27
| 2074 | 87 | 3 | 28 | 10 | 0 | 0 | 1 | 0 | 0 | 0 | 0 | 0 | 0 | 0 | 0 | 1 |  | 3 | 28 | 3 | 27
| 2075 | 87 | 3 | 28 | 11 | 0 | 0 | 1 | 0 | 0 | 0 | 0 | 0 | 0 | 0 | 0 | 1 |  | 3 | 28 | 3 | 27
| 2076 | 87 | 3 | 28 | 12 | 0 | 0 | 1 | 0 | 0 | 0 | 0 | 0 | 0 | 0 | 0 | 1 |  | 3 | 28 | 3 | 27
| 2077 | 87 | 3 | 28 | 13 | 0 | 0 | 1 | 0 | 0 | 0 | 0 | 0 | 0 | 0 | 0 | 1 |  | 3 | 28 | 3 | 27
| 2078 | 87 | 3 | 28 | 14 | 0 | 0 | 1 | 0 | 0 | 0 | 0 | 0 | 0 | 0 | 0 | 1 |  | 3 | 28 | 3 | 27
| 2079 | 87 | 3 | 28 | 15 | 0 | 0 | 1 | 0 | 0 | 0 | 0 | 0 | 0 | 0 | 0 | 1 |  | 3 | 28 | 3 | 27
| 2080 | 87 | 3 | 28 | 16 | 0 | 0 | 1 | 0 | 0 | 0 | 0 | 0 | 0 | 0 | 0 | 1 |  | 3 | 28 | 3 | 27
| 2081 | 87 | 3 | 28 | 17 | 0 | 0 | 1 | 0 | 0 | 0 | 0 | 0 | 0 | 0 | 0 | 1 |  | 3 | 28 | 3 | 27
| 2082 | 87 | 3 | 28 | 18 | 0 | 0 | 1 | 0 | 0 | 0 | 0 | 0 | 0 | 0 | 0 | 1 |  | 3 | 28 | 3 | 27
| 2083 | 87 | 3 | 28 | 19 | 0 | 0 | 1 | 0 | 0 | 0 | 0 | 0 | 0 | 0 | 0 | 1 |  | 3 | 28 | 3 | 27
| 2084 | 87 | 3 | 28 | 20 | 0 | 0 | 1 | 0 | 0 | 0 | 0 | 0 | 0 | 0 | 0 | 1 |  | 3 | 28 | 3 | 27
| 2085 | 87 | 3 | 28 | 21 | 0 | 0 | 1 | 0 | 0 | 0 | 0 | 0 | 0 | 0 | 0 | 1 |  | 3 | 28 | 3 | 27
| 2086 | 87 | 3 | 28 | 22 | 0 | 0 | 1 | 0 | 0 | 0 | 0 | 0 | 0 | 0 | 0 | 1 |  | 3 | 28 | 3 | 27
| 2087 | 87 | 3 | 28 | 23 | 0 | 0 | 1 | 0 | 0 | 0 | 0 | 0 | 0 | 0 | 0 | 1 |  | 3 | 28 | 3 | 27
| 2088 | 87 | 3 | 28 | 24 | 0 | 0 | 1 | 0 | 0 | 0 | 0 | 0 | 0 | 0 | 0 | 1 |  | 3 | 28 | 3 | 27
| 2089 | 88 | 3 | 29 | 1 | 0 | 0 | 1 | 0 | 0 | 0 | 0 | 0 | 0 | 0 | 0 | 1 |  | 3 | 29 | 3 | 28
| 2090 | 88 | 3 | 29 | 2 | 0 | 0 | 1 | 0 | 0 | 0 | 0 | 0 | 0 | 0 | 0 | 1 |  | 3 | 29 | 3 | 28
| 2091 | 88 | 3 | 29 | 3 | 0 | 0 | 1 | 0 | 0 | 0 | 0 | 0 | 0 | 0 | 0 | 1 |  | 3 | 29 | 3 | 28
| 2092 | 88 | 3 | 29 | 4 | 0 | 0 | 1 | 0 | 0 | 0 | 0 | 0 | 0 | 0 | 0 | 1 |  | 3 | 29 | 3 | 28
| 2093 | 88 | 3 | 29 | 5 | 0 | 0 | 1 | 0 | 0 | 0 | 0 | 0 | 0 | 0 | 0 | 1 |  | 3 | 29 | 3 | 28
| 2094 | 88 | 3 | 29 | 6 | 0 | 0 | 1 | 0 | 0 | 0 | 0 | 0 | 0 | 0 | 0 | 1 |  | 3 | 29 | 3 | 28
| 2095 | 88 | 3 | 29 | 7 | 0 | 0 | 1 | 0 | 0 | 0 | 0 | 0 | 0 | 0 | 0 | 1 |  | 3 | 29 | 3 | 28
| 2096 | 88 | 3 | 29 | 8 | 0 | 0 | 1 | 0 | 0 | 0 | 0 | 0 | 0 | 0 | 0 | 1 |  | 3 | 29 | 3 | 28
| 2097 | 88 | 3 | 29 | 9 | 0 | 0 | 1 | 0 | 0 | 0 | 0 | 0 | 0 | 0 | 0 | 1 |  | 3 | 29 | 3 | 28
| 2098 | 88 | 3 | 29 | 10 | 0 | 0 | 1 | 0 | 0 | 0 | 0 | 0 | 0 | 0 | 0 | 1 |  | 3 | 29 | 3 | 28
| 2099 | 88 | 3 | 29 | 11 | 0 | 0 | 1 | 0 | 0 | 0 | 0 | 0 | 0 | 0 | 0 | 1 |  | 3 | 29 | 3 | 28
| 2100 | 88 | 3 | 29 | 12 | 0 | 0 | 1 | 0 | 0 | 0 | 0 | 0 | 0 | 0 | 0 | 1 |  | 3 | 29 | 3 | 28
| 2101 | 88 | 3 | 29 | 13 | 0 | 0 | 1 | 0 | 0 | 0 | 0 | 0 | 0 | 0 | 0 | 1 |  | 3 | 29 | 3 | 28
| 2102 | 88 | 3 | 29 | 14 | 0 | 0 | 1 | 0 | 0 | 0 | 0 | 0 | 0 | 0 | 0 | 1 |  | 3 | 29 | 3 | 28
| 2103 | 88 | 3 | 29 | 15 | 0 | 0 | 1 | 0 | 0 | 0 | 0 | 0 | 0 | 0 | 0 | 1 |  | 3 | 29 | 3 | 28
| 2104 | 88 | 3 | 29 | 16 | 0 | 0 | 1 | 0 | 0 | 0 | 0 | 0 | 0 | 0 | 0 | 1 |  | 3 | 29 | 3 | 28
| 2105 | 88 | 3 | 29 | 17 | 0 | 0 | 1 | 0 | 0 | 0 | 0 | 0 | 0 | 0 | 0 | 1 |  | 3 | 29 | 3 | 28
| 2106 | 88 | 3 | 29 | 18 | 0 | 0 | 1 | 0 | 0 | 0 | 0 | 0 | 0 | 0 | 0 | 1 |  | 3 | 29 | 3 | 28
| 2107 | 88 | 3 | 29 | 19 | 0 | 0 | 1 | 0 | 0 | 0 | 0 | 0 | 0 | 0 | 0 | 1 |  | 3 | 29 | 3 | 28
| 2108 | 88 | 3 | 29 | 20 | 0 | 0 | 1 | 0 | 0 | 0 | 0 | 0 | 0 | 0 | 0 | 1 |  | 3 | 29 | 3 | 28
| 2109 | 88 | 3 | 29 | 21 | 0 | 0 | 1 | 0 | 0 | 0 | 0 | 0 | 0 | 0 | 0 | 1 |  | 3 | 29 | 3 | 28
| 2110 | 88 | 3 | 29 | 22 | 0 | 0 | 1 | 0 | 0 | 0 | 0 | 0 | 0 | 0 | 0 | 1 |  | 3 | 29 | 3 | 28
| 2111 | 88 | 3 | 29 | 23 | 0 | 0 | 1 | 0 | 0 | 0 | 0 | 0 | 0 | 0 | 0 | 1 |  | 3 | 29 | 3 | 28
| 2112 | 88 | 3 | 29 | 24 | 0 | 0 | 1 | 0 | 0 | 0 | 0 | 0 | 0 | 0 | 0 | 1 |  | 3 | 29 | 3 | 28
| 2113 | 89 | 3 | 30 | 1 | 0 | 0 | 1 | 0 | 0 | 0 | 0 | 0 | 0 | 0 | 0 | 1 |  | 3 | 30 | 3 | 29
| 2114 | 89 | 3 | 30 | 2 | 0 | 0 | 1 | 0 | 0 | 0 | 0 | 0 | 0 | 0 | 0 | 1 |  | 3 | 30 | 3 | 29
| 2115 | 89 | 3 | 30 | 3 | 0 | 0 | 1 | 0 | 0 | 0 | 0 | 0 | 0 | 0 | 0 | 1 |  | 3 | 30 | 3 | 29
| 2116 | 89 | 3 | 30 | 4 | 0 | 0 | 1 | 0 | 0 | 0 | 0 | 0 | 0 | 0 | 0 | 1 |  | 3 | 30 | 3 | 29
| 2117 | 89 | 3 | 30 | 5 | 0 | 0 | 1 | 0 | 0 | 0 | 0 | 0 | 0 | 0 | 0 | 1 |  | 3 | 30 | 3 | 29
| 2118 | 89 | 3 | 30 | 6 | 0 | 0 | 1 | 0 | 0 | 0 | 0 | 0 | 0 | 0 | 0 | 1 |  | 3 | 30 | 3 | 29
| 2119 | 89 | 3 | 30 | 7 | 0 | 0 | 1 | 0 | 0 | 0 | 0 | 0 | 0 | 0 | 0 | 1 |  | 3 | 30 | 3 | 29
| 2120 | 89 | 3 | 30 | 8 | 0 | 0 | 1 | 0 | 0 | 0 | 0 | 0 | 0 | 0 | 0 | 1 |  | 3 | 30 | 3 | 29
| 2121 | 89 | 3 | 30 | 9 | 0 | 0 | 1 | 0 | 0 | 0 | 0 | 0 | 0 | 0 | 0 | 1 |  | 3 | 30 | 3 | 29
| 2122 | 89 | 3 | 30 | 10 | 0 | 0 | 1 | 0 | 0 | 0 | 0 | 0 | 0 | 0 | 0 | 1 |  | 3 | 30 | 3 | 29
| 2123 | 89 | 3 | 30 | 11 | 0 | 0 | 1 | 0 | 0 | 0 | 0 | 0 | 0 | 0 | 0 | 1 |  | 3 | 30 | 3 | 29
| 2124 | 89 | 3 | 30 | 12 | 0 | 0 | 1 | 0 | 0 | 0 | 0 | 0 | 0 | 0 | 0 | 1 |  | 3 | 30 | 3 | 29
| 2125 | 89 | 3 | 30 | 13 | 0 | 0 | 1 | 0 | 0 | 0 | 0 | 0 | 0 | 0 | 0 | 1 |  | 3 | 30 | 3 | 29
| 2126 | 89 | 3 | 30 | 14 | 0 | 0 | 1 | 0 | 0 | 0 | 0 | 0 | 0 | 0 | 0 | 1 |  | 3 | 30 | 3 | 29
| 2127 | 89 | 3 | 30 | 15 | 0 | 0 | 1 | 0 | 0 | 0 | 0 | 0 | 0 | 0 | 0 | 1 |  | 3 | 30 | 3 | 29
| 2128 | 89 | 3 | 30 | 16 | 0 | 0 | 1 | 0 | 0 | 0 | 0 | 0 | 0 | 0 | 0 | 1 |  | 3 | 30 | 3 | 29
| 2129 | 89 | 3 | 30 | 17 | 0 | 0 | 1 | 0 | 0 | 0 | 0 | 0 | 0 | 0 | 0 | 1 |  | 3 | 30 | 3 | 29
| 2130 | 89 | 3 | 30 | 18 | 0 | 0 | 1 | 0 | 0 | 0 | 0 | 0 | 0 | 0 | 0 | 1 |  | 3 | 30 | 3 | 29
| 2131 | 89 | 3 | 30 | 19 | 0 | 0 | 1 | 0 | 0 | 0 | 0 | 0 | 0 | 0 | 0 | 1 |  | 3 | 30 | 3 | 29
| 2132 | 89 | 3 | 30 | 20 | 0 | 0 | 1 | 0 | 0 | 0 | 0 | 0 | 0 | 0 | 0 | 1 |  | 3 | 30 | 3 | 29
| 2133 | 89 | 3 | 30 | 21 | 0 | 0 | 1 | 0 | 0 | 0 | 0 | 0 | 0 | 0 | 0 | 1 |  | 3 | 30 | 3 | 29
| 2134 | 89 | 3 | 30 | 22 | 0 | 0 | 1 | 0 | 0 | 0 | 0 | 0 | 0 | 0 | 0 | 1 |  | 3 | 30 | 3 | 29
| 2135 | 89 | 3 | 30 | 23 | 0 | 0 | 1 | 0 | 0 | 0 | 0 | 0 | 0 | 0 | 0 | 1 |  | 3 | 30 | 3 | 29
| 2136 | 89 | 3 | 30 | 24 | 0 | 0 | 1 | 0 | 0 | 0 | 0 | 0 | 0 | 0 | 0 | 1 |  | 3 | 30 | 3 | 29
| 2137 | 90 | 3 | 31 | 1 | 0 | 0 | 1 | 0 | 0 | 0 | 0 | 0 | 0 | 0 | 0 | 1 |  | 3 | 31 | 3 | 30
| 2138 | 90 | 3 | 31 | 2 | 0 | 0 | 1 | 0 | 0 | 0 | 0 | 0 | 0 | 0 | 0 | 1 |  | 3 | 31 | 3 | 30
| 2139 | 90 | 3 | 31 | 3 | 0 | 0 | 1 | 0 | 0 | 0 | 0 | 0 | 0 | 0 | 0 | 1 |  | 3 | 31 | 3 | 30
| 2140 | 90 | 3 | 31 | 4 | 0 | 0 | 1 | 0 | 0 | 0 | 0 | 0 | 0 | 0 | 0 | 1 |  | 3 | 31 | 3 | 30
| 2141 | 90 | 3 | 31 | 5 | 0 | 0 | 1 | 0 | 0 | 0 | 0 | 0 | 0 | 0 | 0 | 1 |  | 3 | 31 | 3 | 30
| 2142 | 90 | 3 | 31 | 6 | 0 | 0 | 1 | 0 | 0 | 0 | 0 | 0 | 0 | 0 | 0 | 1 |  | 3 | 31 | 3 | 30
| 2143 | 90 | 3 | 31 | 7 | 0 | 0 | 1 | 0 | 0 | 0 | 0 | 0 | 0 | 0 | 0 | 1 |  | 3 | 31 | 3 | 30
| 2144 | 90 | 3 | 31 | 8 | 0 | 0 | 1 | 0 | 0 | 0 | 0 | 0 | 0 | 0 | 0 | 1 |  | 3 | 31 | 3 | 30
| 2145 | 90 | 3 | 31 | 9 | 0 | 0 | 1 | 0 | 0 | 0 | 0 | 0 | 0 | 0 | 0 | 1 |  | 3 | 31 | 3 | 30
| 2146 | 90 | 3 | 31 | 10 | 0 | 0 | 1 | 0 | 0 | 0 | 0 | 0 | 0 | 0 | 0 | 1 |  | 3 | 31 | 3 | 30
| 2147 | 90 | 3 | 31 | 11 | 0 | 0 | 1 | 0 | 0 | 0 | 0 | 0 | 0 | 0 | 0 | 1 |  | 3 | 31 | 3 | 30
| 2148 | 90 | 3 | 31 | 12 | 0 | 0 | 1 | 0 | 0 | 0 | 0 | 0 | 0 | 0 | 0 | 1 |  | 3 | 31 | 3 | 30
| 2149 | 90 | 3 | 31 | 13 | 0 | 0 | 1 | 0 | 0 | 0 | 0 | 0 | 0 | 0 | 0 | 1 |  | 3 | 31 | 3 | 30
| 2150 | 90 | 3 | 31 | 14 | 0 | 0 | 1 | 0 | 0 | 0 | 0 | 0 | 0 | 0 | 0 | 1 |  | 3 | 31 | 3 | 30
| 2151 | 90 | 3 | 31 | 15 | 0 | 0 | 1 | 0 | 0 | 0 | 0 | 0 | 0 | 0 | 0 | 1 |  | 3 | 31 | 3 | 30
| 2152 | 90 | 3 | 31 | 16 | 0 | 0 | 1 | 0 | 0 | 0 | 0 | 0 | 0 | 0 | 0 | 1 |  | 3 | 31 | 3 | 30
| 2153 | 90 | 3 | 31 | 17 | 0 | 0 | 1 | 0 | 0 | 0 | 0 | 0 | 0 | 0 | 0 | 1 |  | 3 | 31 | 3 | 30
| 2154 | 90 | 3 | 31 | 18 | 0 | 0 | 1 | 0 | 0 | 0 | 0 | 0 | 0 | 0 | 0 | 1 |  | 3 | 31 | 3 | 30
| 2155 | 90 | 3 | 31 | 19 | 0 | 0 | 1 | 0 | 0 | 0 | 0 | 0 | 0 | 0 | 0 | 1 |  | 3 | 31 | 3 | 30
| 2156 | 90 | 3 | 31 | 20 | 0 | 0 | 1 | 0 | 0 | 0 | 0 | 0 | 0 | 0 | 0 | 1 |  | 3 | 31 | 3 | 30
| 2157 | 90 | 3 | 31 | 21 | 0 | 0 | 1 | 0 | 0 | 0 | 0 | 0 | 0 | 0 | 0 | 1 |  | 3 | 31 | 3 | 30
| 2158 | 90 | 3 | 31 | 22 | 0 | 0 | 1 | 0 | 0 | 0 | 0 | 0 | 0 | 0 | 0 | 1 |  | 3 | 31 | 3 | 30
| 2159 | 90 | 3 | 31 | 23 | 0 | 0 | 1 | 0 | 0 | 0 | 0 | 0 | 0 | 0 | 0 | 1 |  | 3 | 31 | 3 | 30
| 2160 | 90 | 3 | 31 | 24 | 0 | 0 | 1 | 0 | 0 | 0 | 0 | 0 | 0 | 0 | 0 | 1 |  | 3 | 31 | 3 | 30
| 2161 | 91 | 4 | 1 | 1 | 0 | 0 | 1 | 0 | 0 | 0 | 0 | 0 | 0 | 0 | 0 | 1 |  | 4 | 1 | 3 | 31
| 2162 | 91 | 4 | 1 | 2 | 0 | 0 | 1 | 0 | 0 | 0 | 0 | 0 | 0 | 0 | 0 | 1 |  | 4 | 1 | 3 | 31
| 2163 | 91 | 4 | 1 | 3 | 0 | 0 | 1 | 0 | 0 | 0 | 0 | 0 | 0 | 0 | 0 | 1 |  | 4 | 1 | 3 | 31
| 2164 | 91 | 4 | 1 | 4 | 0 | 0 | 1 | 0 | 0 | 0 | 0 | 0 | 0 | 0 | 0 | 1 |  | 4 | 1 | 3 | 31
| 2165 | 91 | 4 | 1 | 5 | 0 | 0 | 1 | 0 | 0 | 0 | 0 | 0 | 0 | 0 | 0 | 1 |  | 4 | 1 | 3 | 31
| 2166 | 91 | 4 | 1 | 6 | 0 | 0 | 1 | 0 | 0 | 0 | 0 | 0 | 0 | 0 | 0 | 1 |  | 4 | 1 | 3 | 31
| 2167 | 91 | 4 | 1 | 7 | 0 | 0 | 1 | 0 | 0 | 0 | 0 | 0 | 0 | 0 | 0 | 1 |  | 4 | 1 | 3 | 31
| 2168 | 91 | 4 | 1 | 8 | 0 | 0 | 1 | 0 | 0 | 0 | 0 | 0 | 0 | 0 | 0 | 1 |  | 4 | 1 | 3 | 31
| 2169 | 91 | 4 | 1 | 9 | 0 | 0 | 1 | 0 | 0 | 0 | 0 | 0 | 0 | 0 | 0 | 1 |  | 4 | 1 | 3 | 31
| 2170 | 91 | 4 | 1 | 10 | 0 | 0 | 1 | 0 | 0 | 0 | 0 | 0 | 0 | 0 | 0 | 1 |  | 4 | 1 | 3 | 31
| 2171 | 91 | 4 | 1 | 11 | 0 | 0 | 1 | 0 | 0 | 0 | 0 | 0 | 0 | 0 | 0 | 1 |  | 4 | 1 | 3 | 31
| 2172 | 91 | 4 | 1 | 12 | 0 | 0 | 1 | 0 | 0 | 0 | 0 | 0 | 0 | 0 | 0 | 1 |  | 4 | 1 | 3 | 31
| 2173 | 91 | 4 | 1 | 13 | 0 | 0 | 1 | 0 | 0 | 0 | 0 | 0 | 0 | 0 | 0 | 1 |  | 4 | 1 | 3 | 31
| 2174 | 91 | 4 | 1 | 14 | 0 | 0 | 1 | 0 | 0 | 0 | 0 | 0 | 0 | 0 | 0 | 1 |  | 4 | 1 | 3 | 31
| 2175 | 91 | 4 | 1 | 15 | 0 | 0 | 1 | 0 | 0 | 0 | 0 | 0 | 0 | 0 | 0 | 1 |  | 4 | 1 | 3 | 31
| 2176 | 91 | 4 | 1 | 16 | 0 | 0 | 1 | 0 | 0 | 0 | 0 | 0 | 0 | 0 | 0 | 1 |  | 4 | 1 | 3 | 31
| 2177 | 91 | 4 | 1 | 17 | 0 | 0 | 1 | 0 | 0 | 0 | 0 | 0 | 0 | 0 | 0 | 1 |  | 4 | 1 | 3 | 31
| 2178 | 91 | 4 | 1 | 18 | 0 | 0 | 1 | 0 | 0 | 0 | 0 | 0 | 0 | 0 | 0 | 1 |  | 4 | 1 | 3 | 31
| 2179 | 91 | 4 | 1 | 19 | 0 | 0 | 1 | 0 | 0 | 0 | 0 | 0 | 0 | 0 | 0 | 1 |  | 4 | 1 | 3 | 31
| 2180 | 91 | 4 | 1 | 20 | 0 | 0 | 1 | 0 | 0 | 0 | 0 | 0 | 0 | 0 | 0 | 1 |  | 4 | 1 | 3 | 31
| 2181 | 91 | 4 | 1 | 21 | 0 | 0 | 1 | 0 | 0 | 0 | 0 | 0 | 0 | 0 | 0 | 1 |  | 4 | 1 | 3 | 31
| 2182 | 91 | 4 | 1 | 22 | 0 | 0 | 1 | 0 | 0 | 0 | 0 | 0 | 0 | 0 | 0 | 1 |  | 4 | 1 | 3 | 31
| 2183 | 91 | 4 | 1 | 23 | 0 | 0 | 1 | 0 | 0 | 0 | 0 | 0 | 0 | 0 | 0 | 1 |  | 4 | 1 | 3 | 31
| 2184 | 91 | 4 | 1 | 24 | 0 | 0 | 1 | 0 | 0 | 0 | 0 | 0 | 0 | 0 | 0 | 1 |  | 4 | 1 | 3 | 31
| 2185 | 92 | 4 | 2 | 1 | 0 | 0 | 0 | 0 | 0 | 0 | 0 | 0 | 0 | 0 | 0 | 1 |  | 4 | 2 | 4 | 1
| 2186 | 92 | 4 | 2 | 2 | 0 | 0 | 0 | 0 | 0 | 0 | 0 | 0 | 0 | 0 | 0 | 1 |  | 4 | 2 | 4 | 1
| 2187 | 92 | 4 | 2 | 3 | 0 | 0 | 0 | 0 | 0 | 0 | 0 | 0 | 0 | 0 | 0 | 1 |  | 4 | 2 | 4 | 1
| 2188 | 92 | 4 | 2 | 4 | 0 | 0 | 0 | 0 | 0 | 0 | 0 | 0 | 0 | 0 | 0 | 1 |  | 4 | 2 | 4 | 1
| 2189 | 92 | 4 | 2 | 5 | 0 | 0 | 0 | 0 | 0 | 0 | 0 | 0 | 0 | 0 | 0 | 1 |  | 4 | 2 | 4 | 1
| 2190 | 92 | 4 | 2 | 6 | 0 | 0 | 0 | 0 | 0 | 0 | 0 | 0 | 0 | 0 | 0 | 1 |  | 4 | 2 | 4 | 1
| 2191 | 92 | 4 | 2 | 7 | 0 | 0 | 0 | 0 | 0 | 0 | 0 | 0 | 0 | 0 | 0 | 1 |  | 4 | 2 | 4 | 1
| 2192 | 92 | 4 | 2 | 8 | 0 | 0 | 0 | 0 | 0 | 0 | 0 | 0 | 0 | 0 | 0 | 1 |  | 4 | 2 | 4 | 1
| 2193 | 92 | 4 | 2 | 9 | 0 | 0 | 0 | 0 | 0 | 0 | 0 | 0 | 0 | 0 | 0 | 1 |  | 4 | 2 | 4 | 1
| 2194 | 92 | 4 | 2 | 10 | 0 | 0 | 0 | 0 | 0 | 0 | 0 | 0 | 0 | 0 | 0 | 1 |  | 4 | 2 | 4 | 1
| 2195 | 92 | 4 | 2 | 11 | 0 | 0 | 0 | 0 | 0 | 0 | 0 | 0 | 0 | 0 | 0 | 1 |  | 4 | 2 | 4 | 1
| 2196 | 92 | 4 | 2 | 12 | 0 | 0 | 0 | 0 | 0 | 0 | 0 | 0 | 0 | 0 | 0 | 1 |  | 4 | 2 | 4 | 1
| 2197 | 92 | 4 | 2 | 13 | 0 | 0 | 0 | 0 | 0 | 0 | 0 | 0 | 0 | 0 | 0 | 1 |  | 4 | 2 | 4 | 1
| 2198 | 92 | 4 | 2 | 14 | 0 | 0 | 0 | 0 | 0 | 0 | 0 | 0 | 0 | 0 | 0 | 1 |  | 4 | 2 | 4 | 1
| 2199 | 92 | 4 | 2 | 15 | 0 | 0 | 0 | 0 | 0 | 0 | 0 | 0 | 0 | 0 | 0 | 1 |  | 4 | 2 | 4 | 1
| 2200 | 92 | 4 | 2 | 16 | 0 | 0 | 0 | 0 | 0 | 0 | 0 | 0 | 0 | 0 | 0 | 1 |  | 4 | 2 | 4 | 1
| 2201 | 92 | 4 | 2 | 17 | 0 | 0 | 0 | 0 | 0 | 0 | 0 | 0 | 0 | 0 | 0 | 1 |  | 4 | 2 | 4 | 1
| 2202 | 92 | 4 | 2 | 18 | 0 | 0 | 0 | 0 | 0 | 0 | 0 | 0 | 0 | 0 | 0 | 1 |  | 4 | 2 | 4 | 1
| 2203 | 92 | 4 | 2 | 19 | 0 | 0 | 0 | 0 | 0 | 0 | 0 | 0 | 0 | 0 | 0 | 1 |  | 4 | 2 | 4 | 1
| 2204 | 92 | 4 | 2 | 20 | 0 | 0 | 0 | 0 | 0 | 0 | 0 | 0 | 0 | 0 | 0 | 1 |  | 4 | 2 | 4 | 1
| 2205 | 92 | 4 | 2 | 21 | 0 | 0 | 0 | 0 | 0 | 0 | 0 | 0 | 0 | 0 | 0 | 1 |  | 4 | 2 | 4 | 1
| 2206 | 92 | 4 | 2 | 22 | 0 | 0 | 0 | 0 | 0 | 0 | 0 | 0 | 0 | 0 | 0 | 1 |  | 4 | 2 | 4 | 1
| 2207 | 92 | 4 | 2 | 23 | 0 | 0 | 0 | 0 | 0 | 0 | 0 | 0 | 0 | 0 | 0 | 1 |  | 4 | 2 | 4 | 1
| 2208 | 92 | 4 | 2 | 24 | 0 | 0 | 0 | 0 | 0 | 0 | 0 | 0 | 0 | 0 | 0 | 1 |  | 4 | 2 | 4 | 1
| 2209 | 93 | 4 | 3 | 1 | 0 | 0 | 0 | 0 | 0 | 0 | 0 | 0 | 0 | 0 | 0 | 1 |  | 4 | 3 | 4 | 2
| 2210 | 93 | 4 | 3 | 2 | 0 | 0 | 0 | 0 | 0 | 0 | 0 | 0 | 0 | 0 | 0 | 1 |  | 4 | 3 | 4 | 2
| 2211 | 93 | 4 | 3 | 3 | 0 | 0 | 0 | 0 | 0 | 0 | 0 | 0 | 0 | 0 | 0 | 1 |  | 4 | 3 | 4 | 2
| 2212 | 93 | 4 | 3 | 4 | 0 | 0 | 0 | 0 | 0 | 0 | 0 | 0 | 0 | 0 | 0 | 1 |  | 4 | 3 | 4 | 2
| 2213 | 93 | 4 | 3 | 5 | 0 | 0 | 0 | 0 | 0 | 0 | 0 | 0 | 0 | 0 | 0 | 1 |  | 4 | 3 | 4 | 2
| 2214 | 93 | 4 | 3 | 6 | 0 | 0 | 0 | 0 | 0 | 0 | 0 | 0 | 0 | 0 | 0 | 1 |  | 4 | 3 | 4 | 2
| 2215 | 93 | 4 | 3 | 7 | 0 | 0 | 0 | 0 | 0 | 0 | 0 | 0 | 0 | 0 | 0 | 1 |  | 4 | 3 | 4 | 2
| 2216 | 93 | 4 | 3 | 8 | 0 | 0 | 0 | 0 | 0 | 0 | 0 | 0 | 0 | 0 | 0 | 1 |  | 4 | 3 | 4 | 2
| 2217 | 93 | 4 | 3 | 9 | 0 | 0 | 0 | 0 | 0 | 0 | 0 | 0 | 0 | 0 | 0 | 1 |  | 4 | 3 | 4 | 2
| 2218 | 93 | 4 | 3 | 10 | 0 | 0 | 0 | 0 | 0 | 0 | 0 | 0 | 0 | 0 | 0 | 1 |  | 4 | 3 | 4 | 2
| 2219 | 93 | 4 | 3 | 11 | 0 | 0 | 0 | 0 | 0 | 0 | 0 | 0 | 0 | 0 | 0 | 1 |  | 4 | 3 | 4 | 2
| 2220 | 93 | 4 | 3 | 12 | 0 | 0 | 0 | 0 | 0 | 0 | 0 | 0 | 0 | 0 | 0 | 1 |  | 4 | 3 | 4 | 2
| 2221 | 93 | 4 | 3 | 13 | 0 | 0 | 0 | 0 | 0 | 0 | 0 | 0 | 0 | 0 | 0 | 1 |  | 4 | 3 | 4 | 2
| 2222 | 93 | 4 | 3 | 14 | 0 | 0 | 0 | 0 | 0 | 0 | 0 | 0 | 0 | 0 | 0 | 1 |  | 4 | 3 | 4 | 2
| 2223 | 93 | 4 | 3 | 15 | 0 | 0 | 0 | 0 | 0 | 0 | 0 | 0 | 0 | 0 | 0 | 1 |  | 4 | 3 | 4 | 2
| 2224 | 93 | 4 | 3 | 16 | 0 | 0 | 0 | 0 | 0 | 0 | 0 | 0 | 0 | 0 | 0 | 1 |  | 4 | 3 | 4 | 2
| 2225 | 93 | 4 | 3 | 17 | 0 | 0 | 0 | 0 | 0 | 0 | 0 | 0 | 0 | 0 | 0 | 1 |  | 4 | 3 | 4 | 2
| 2226 | 93 | 4 | 3 | 18 | 0 | 0 | 0 | 0 | 0 | 0 | 0 | 0 | 0 | 0 | 0 | 1 |  | 4 | 3 | 4 | 2
| 2227 | 93 | 4 | 3 | 19 | 0 | 0 | 0 | 0 | 0 | 0 | 0 | 0 | 0 | 0 | 0 | 1 |  | 4 | 3 | 4 | 2
| 2228 | 93 | 4 | 3 | 20 | 0 | 0 | 0 | 0 | 0 | 0 | 0 | 0 | 0 | 0 | 0 | 1 |  | 4 | 3 | 4 | 2
| 2229 | 93 | 4 | 3 | 21 | 0 | 0 | 0 | 0 | 0 | 0 | 0 | 0 | 0 | 0 | 0 | 1 |  | 4 | 3 | 4 | 2
| 2230 | 93 | 4 | 3 | 22 | 0 | 0 | 0 | 0 | 0 | 0 | 0 | 0 | 0 | 0 | 0 | 1 |  | 4 | 3 | 4 | 2
| 2231 | 93 | 4 | 3 | 23 | 0 | 0 | 0 | 0 | 0 | 0 | 0 | 0 | 0 | 0 | 0 | 1 |  | 4 | 3 | 4 | 2
| 2232 | 93 | 4 | 3 | 24 | 0 | 0 | 0 | 0 | 0 | 0 | 0 | 0 | 0 | 0 | 0 | 1 |  | 4 | 3 | 4 | 2
| 2233 | 94 | 4 | 4 | 1 | 0 | 0 | 1 | 0 | 0 | 0 | 0 | 0 | 0 | 0 | 0 | 1 |  | 4 | 4 | 4 | 3
| 2234 | 94 | 4 | 4 | 2 | 0 | 0 | 1 | 0 | 0 | 0 | 0 | 0 | 0 | 0 | 0 | 1 |  | 4 | 4 | 4 | 3
| 2235 | 94 | 4 | 4 | 3 | 0 | 0 | 1 | 0 | 0 | 0 | 0 | 0 | 0 | 0 | 0 | 1 |  | 4 | 4 | 4 | 3
| 2236 | 94 | 4 | 4 | 4 | 0 | 0 | 1 | 0 | 0 | 0 | 0 | 0 | 0 | 0 | 0 | 1 |  | 4 | 4 | 4 | 3
| 2237 | 94 | 4 | 4 | 5 | 0 | 0 | 1 | 0 | 0 | 0 | 0 | 0 | 0 | 0 | 0 | 1 |  | 4 | 4 | 4 | 3
| 2238 | 94 | 4 | 4 | 6 | 0 | 0 | 1 | 0 | 0 | 0 | 0 | 0 | 0 | 0 | 0 | 1 |  | 4 | 4 | 4 | 3
| 2239 | 94 | 4 | 4 | 7 | 0 | 0 | 1 | 0 | 0 | 0 | 0 | 0 | 0 | 0 | 0 | 1 |  | 4 | 4 | 4 | 3
| 2240 | 94 | 4 | 4 | 8 | 0 | 0 | 1 | 0 | 0 | 0 | 0 | 0 | 0 | 0 | 0 | 1 |  | 4 | 4 | 4 | 3
| 2241 | 94 | 4 | 4 | 9 | 0 | 0 | 1 | 0 | 0 | 0 | 0 | 0 | 0 | 0 | 0 | 1 |  | 4 | 4 | 4 | 3
| 2242 | 94 | 4 | 4 | 10 | 0 | 0 | 1 | 0 | 0 | 0 | 0 | 0 | 0 | 0 | 0 | 1 |  | 4 | 4 | 4 | 3
| 2243 | 94 | 4 | 4 | 11 | 0 | 0 | 1 | 0 | 0 | 0 | 0 | 0 | 0 | 0 | 0 | 1 |  | 4 | 4 | 4 | 3
| 2244 | 94 | 4 | 4 | 12 | 0 | 0 | 1 | 0 | 0 | 0 | 0 | 0 | 0 | 0 | 0 | 1 |  | 4 | 4 | 4 | 3
| 2245 | 94 | 4 | 4 | 13 | 0 | 0 | 1 | 0 | 0 | 0 | 0 | 0 | 0 | 0 | 0 | 1 |  | 4 | 4 | 4 | 3
| 2246 | 94 | 4 | 4 | 14 | 0 | 0 | 1 | 0 | 0 | 0 | 0 | 0 | 0 | 0 | 0 | 1 |  | 4 | 4 | 4 | 3
| 2247 | 94 | 4 | 4 | 15 | 0 | 0 | 1 | 0 | 0 | 0 | 0 | 0 | 0 | 0 | 0 | 1 |  | 4 | 4 | 4 | 3
| 2248 | 94 | 4 | 4 | 16 | 0 | 0 | 1 | 0 | 0 | 0 | 0 | 0 | 0 | 0 | 0 | 1 |  | 4 | 4 | 4 | 3
| 2249 | 94 | 4 | 4 | 17 | 0 | 0 | 1 | 0 | 0 | 0 | 0 | 0 | 0 | 0 | 0 | 1 |  | 4 | 4 | 4 | 3
| 2250 | 94 | 4 | 4 | 18 | 0 | 0 | 1 | 0 | 0 | 0 | 0 | 0 | 0 | 0 | 0 | 1 |  | 4 | 4 | 4 | 3
| 2251 | 94 | 4 | 4 | 19 | 0 | 0 | 1 | 0 | 0 | 0 | 0 | 0 | 0 | 0 | 0 | 1 |  | 4 | 4 | 4 | 3
| 2252 | 94 | 4 | 4 | 20 | 0 | 0 | 1 | 0 | 0 | 0 | 0 | 0 | 0 | 0 | 0 | 1 |  | 4 | 4 | 4 | 3
| 2253 | 94 | 4 | 4 | 21 | 0 | 0 | 1 | 0 | 0 | 0 | 0 | 0 | 0 | 0 | 0 | 1 |  | 4 | 4 | 4 | 3
| 2254 | 94 | 4 | 4 | 22 | 0 | 0 | 1 | 0 | 0 | 0 | 0 | 0 | 0 | 0 | 0 | 1 |  | 4 | 4 | 4 | 3
| 2255 | 94 | 4 | 4 | 23 | 0 | 0 | 1 | 0 | 0 | 0 | 0 | 0 | 0 | 0 | 0 | 1 |  | 4 | 4 | 4 | 3
| 2256 | 94 | 4 | 4 | 24 | 0 | 0 | 1 | 0 | 0 | 0 | 0 | 0 | 0 | 0 | 0 | 1 |  | 4 | 4 | 4 | 3
| 2257 | 95 | 4 | 5 | 1 | 0 | 0 | 1 | 0 | 0 | 0 | 0 | 0 | 0 | 0 | 0 | 1 |  | 4 | 5 | 4 | 4
| 2258 | 95 | 4 | 5 | 2 | 0 | 0 | 1 | 0 | 0 | 0 | 0 | 0 | 0 | 0 | 0 | 1 |  | 4 | 5 | 4 | 4
| 2259 | 95 | 4 | 5 | 3 | 0 | 0 | 1 | 0 | 0 | 0 | 0 | 0 | 0 | 0 | 0 | 1 |  | 4 | 5 | 4 | 4
| 2260 | 95 | 4 | 5 | 4 | 0 | 0 | 1 | 0 | 0 | 0 | 0 | 0 | 0 | 0 | 0 | 1 |  | 4 | 5 | 4 | 4
| 2261 | 95 | 4 | 5 | 5 | 0 | 0 | 1 | 0 | 0 | 0 | 0 | 0 | 0 | 0 | 0 | 1 |  | 4 | 5 | 4 | 4
| 2262 | 95 | 4 | 5 | 6 | 0 | 0 | 1 | 0 | 0 | 0 | 0 | 0 | 0 | 0 | 0 | 1 |  | 4 | 5 | 4 | 4
| 2263 | 95 | 4 | 5 | 7 | 0 | 0 | 1 | 0 | 0 | 0 | 0 | 0 | 0 | 0 | 0 | 1 |  | 4 | 5 | 4 | 4
| 2264 | 95 | 4 | 5 | 8 | 0 | 0 | 1 | 0 | 0 | 0 | 0 | 0 | 0 | 0 | 0 | 1 |  | 4 | 5 | 4 | 4
| 2265 | 95 | 4 | 5 | 9 | 0 | 0 | 1 | 0 | 0 | 0 | 0 | 0 | 0 | 0 | 0 | 1 |  | 4 | 5 | 4 | 4
| 2266 | 95 | 4 | 5 | 10 | 0 | 0 | 1 | 0 | 0 | 0 | 0 | 0 | 0 | 0 | 0 | 1 |  | 4 | 5 | 4 | 4
| 2267 | 95 | 4 | 5 | 11 | 0 | 0 | 1 | 0 | 0 | 0 | 0 | 0 | 0 | 0 | 0 | 1 |  | 4 | 5 | 4 | 4
| 2268 | 95 | 4 | 5 | 12 | 0 | 0 | 1 | 0 | 0 | 0 | 0 | 0 | 0 | 0 | 0 | 1 |  | 4 | 5 | 4 | 4
| 2269 | 95 | 4 | 5 | 13 | 0 | 0 | 1 | 0 | 0 | 0 | 0 | 0 | 0 | 0 | 0 | 1 |  | 4 | 5 | 4 | 4
| 2270 | 95 | 4 | 5 | 14 | 0 | 0 | 1 | 0 | 0 | 0 | 0 | 0 | 0 | 0 | 0 | 1 |  | 4 | 5 | 4 | 4
| 2271 | 95 | 4 | 5 | 15 | 0 | 0 | 1 | 0 | 0 | 0 | 0 | 0 | 0 | 0 | 0 | 1 |  | 4 | 5 | 4 | 4
| 2272 | 95 | 4 | 5 | 16 | 0 | 0 | 1 | 0 | 0 | 0 | 0 | 0 | 0 | 0 | 0 | 1 |  | 4 | 5 | 4 | 4
| 2273 | 95 | 4 | 5 | 17 | 0 | 0 | 1 | 0 | 0 | 0 | 0 | 0 | 0 | 0 | 0 | 1 |  | 4 | 5 | 4 | 4
| 2274 | 95 | 4 | 5 | 18 | 0 | 0 | 1 | 0 | 0 | 0 | 0 | 0 | 0 | 0 | 0 | 1 |  | 4 | 5 | 4 | 4
| 2275 | 95 | 4 | 5 | 19 | 0 | 0 | 1 | 0 | 0 | 0 | 0 | 0 | 0 | 0 | 0 | 1 |  | 4 | 5 | 4 | 4
| 2276 | 95 | 4 | 5 | 20 | 0 | 0 | 1 | 0 | 0 | 0 | 0 | 0 | 0 | 0 | 0 | 1 |  | 4 | 5 | 4 | 4
| 2277 | 95 | 4 | 5 | 21 | 0 | 0 | 1 | 0 | 0 | 0 | 0 | 0 | 0 | 0 | 0 | 1 |  | 4 | 5 | 4 | 4
| 2278 | 95 | 4 | 5 | 22 | 0 | 0 | 1 | 0 | 0 | 0 | 0 | 0 | 0 | 0 | 0 | 1 |  | 4 | 5 | 4 | 4
| 2279 | 95 | 4 | 5 | 23 | 0 | 0 | 1 | 0 | 0 | 0 | 0 | 0 | 0 | 0 | 0 | 1 |  | 4 | 5 | 4 | 4
| 2280 | 95 | 4 | 5 | 24 | 0 | 0 | 1 | 0 | 0 | 0 | 0 | 0 | 0 | 0 | 0 | 1 |  | 4 | 5 | 4 | 4
| 2281 | 96 | 4 | 6 | 1 | 0 | 0 | 1 | 0 | 0 | 0 | 0 | 0 | 0 | 0 | 0 | 1 |  | 4 | 6 | 4 | 5
| 2282 | 96 | 4 | 6 | 2 | 0 | 0 | 1 | 0 | 0 | 0 | 0 | 0 | 0 | 0 | 0 | 1 |  | 4 | 6 | 4 | 5
| 2283 | 96 | 4 | 6 | 3 | 0 | 0 | 1 | 0 | 0 | 0 | 0 | 0 | 0 | 0 | 0 | 1 |  | 4 | 6 | 4 | 5
| 2284 | 96 | 4 | 6 | 4 | 0 | 0 | 1 | 0 | 0 | 0 | 0 | 0 | 0 | 0 | 0 | 1 |  | 4 | 6 | 4 | 5
| 2285 | 96 | 4 | 6 | 5 | 0 | 0 | 1 | 0 | 0 | 0 | 0 | 0 | 0 | 0 | 0 | 1 |  | 4 | 6 | 4 | 5
| 2286 | 96 | 4 | 6 | 6 | 0 | 0 | 1 | 0 | 0 | 0 | 0 | 0 | 0 | 0 | 0 | 1 |  | 4 | 6 | 4 | 5
| 2287 | 96 | 4 | 6 | 7 | 0 | 0 | 1 | 0 | 0 | 0 | 0 | 0 | 0 | 0 | 0 | 1 |  | 4 | 6 | 4 | 5
| 2288 | 96 | 4 | 6 | 8 | 0 | 0 | 1 | 0 | 0 | 0 | 0 | 0 | 0 | 0 | 0 | 1 |  | 4 | 6 | 4 | 5
| 2289 | 96 | 4 | 6 | 9 | 0 | 0 | 1 | 0 | 0 | 0 | 0 | 0 | 0 | 0 | 0 | 1 |  | 4 | 6 | 4 | 5
| 2290 | 96 | 4 | 6 | 10 | 0 | 0 | 1 | 0 | 0 | 0 | 0 | 0 | 0 | 0 | 0 | 1 |  | 4 | 6 | 4 | 5
| 2291 | 96 | 4 | 6 | 11 | 0 | 0 | 1 | 0 | 0 | 0 | 0 | 0 | 0 | 0 | 0 | 1 |  | 4 | 6 | 4 | 5
| 2292 | 96 | 4 | 6 | 12 | 0 | 0 | 1 | 0 | 0 | 0 | 0 | 0 | 0 | 0 | 0 | 1 |  | 4 | 6 | 4 | 5
| 2293 | 96 | 4 | 6 | 13 | 0 | 0 | 1 | 0 | 0 | 0 | 0 | 0 | 0 | 0 | 0 | 1 |  | 4 | 6 | 4 | 5
| 2294 | 96 | 4 | 6 | 14 | 0 | 0 | 1 | 0 | 0 | 0 | 0 | 0 | 0 | 0 | 0 | 1 |  | 4 | 6 | 4 | 5
| 2295 | 96 | 4 | 6 | 15 | 0 | 0 | 1 | 0 | 0 | 0 | 0 | 0 | 0 | 0 | 0 | 1 |  | 4 | 6 | 4 | 5
| 2296 | 96 | 4 | 6 | 16 | 0 | 0 | 1 | 0 | 0 | 0 | 0 | 0 | 0 | 0 | 0 | 1 |  | 4 | 6 | 4 | 5
| 2297 | 96 | 4 | 6 | 17 | 0 | 0 | 1 | 0 | 0 | 0 | 0 | 0 | 0 | 0 | 0 | 1 |  | 4 | 6 | 4 | 5
| 2298 | 96 | 4 | 6 | 18 | 0 | 0 | 1 | 0 | 0 | 0 | 0 | 0 | 0 | 0 | 0 | 1 |  | 4 | 6 | 4 | 5
| 2299 | 96 | 4 | 6 | 19 | 0 | 0 | 1 | 0 | 0 | 0 | 0 | 0 | 0 | 0 | 0 | 1 |  | 4 | 6 | 4 | 5
| 2300 | 96 | 4 | 6 | 20 | 0 | 0 | 1 | 0 | 0 | 0 | 0 | 0 | 0 | 0 | 0 | 1 |  | 4 | 6 | 4 | 5
| 2301 | 96 | 4 | 6 | 21 | 0 | 0 | 1 | 0 | 0 | 0 | 0 | 0 | 0 | 0 | 0 | 1 |  | 4 | 6 | 4 | 5
| 2302 | 96 | 4 | 6 | 22 | 0 | 0 | 1 | 0 | 0 | 0 | 0 | 0 | 0 | 0 | 0 | 1 |  | 4 | 6 | 4 | 5
| 2303 | 96 | 4 | 6 | 23 | 0 | 0 | 1 | 0 | 0 | 0 | 0 | 0 | 0 | 0 | 0 | 1 |  | 4 | 6 | 4 | 5
| 2304 | 96 | 4 | 6 | 24 | 0 | 0 | 1 | 0 | 0 | 0 | 0 | 0 | 0 | 0 | 0 | 1 |  | 4 | 6 | 4 | 5
| 2305 | 97 | 4 | 7 | 1 | 0 | 0 | 1 | 0 | 0 | 0 | 0 | 0 | 0 | 0 | 0 | 1 |  | 4 | 7 | 4 | 6
| 2306 | 97 | 4 | 7 | 2 | 0 | 0 | 1 | 0 | 0 | 0 | 0 | 0 | 0 | 0 | 0 | 1 |  | 4 | 7 | 4 | 6
| 2307 | 97 | 4 | 7 | 3 | 0 | 0 | 1 | 0 | 0 | 0 | 0 | 0 | 0 | 0 | 0 | 1 |  | 4 | 7 | 4 | 6
| 2308 | 97 | 4 | 7 | 4 | 0 | 0 | 1 | 0 | 0 | 0 | 0 | 0 | 0 | 0 | 0 | 1 |  | 4 | 7 | 4 | 6
| 2309 | 97 | 4 | 7 | 5 | 0 | 0 | 1 | 0 | 0 | 0 | 0 | 0 | 0 | 0 | 0 | 1 |  | 4 | 7 | 4 | 6
| 2310 | 97 | 4 | 7 | 6 | 0 | 0 | 1 | 0 | 0 | 0 | 0 | 0 | 0 | 0 | 0 | 1 |  | 4 | 7 | 4 | 6
| 2311 | 97 | 4 | 7 | 7 | 0 | 0 | 1 | 0 | 0 | 0 | 0 | 0 | 0 | 0 | 0 | 1 |  | 4 | 7 | 4 | 6
| 2312 | 97 | 4 | 7 | 8 | 0 | 0 | 1 | 0 | 0 | 0 | 0 | 0 | 0 | 0 | 0 | 1 |  | 4 | 7 | 4 | 6
| 2313 | 97 | 4 | 7 | 9 | 0 | 0 | 1 | 0 | 0 | 0 | 0 | 0 | 0 | 0 | 0 | 1 |  | 4 | 7 | 4 | 6
| 2314 | 97 | 4 | 7 | 10 | 0 | 0 | 1 | 0 | 0 | 0 | 0 | 0 | 0 | 0 | 0 | 1 |  | 4 | 7 | 4 | 6
| 2315 | 97 | 4 | 7 | 11 | 0 | 0 | 1 | 0 | 0 | 0 | 0 | 0 | 0 | 0 | 0 | 1 |  | 4 | 7 | 4 | 6
| 2316 | 97 | 4 | 7 | 12 | 0 | 0 | 1 | 0 | 0 | 0 | 0 | 0 | 0 | 0 | 0 | 1 |  | 4 | 7 | 4 | 6
| 2317 | 97 | 4 | 7 | 13 | 0 | 0 | 1 | 0 | 0 | 0 | 0 | 0 | 0 | 0 | 0 | 1 |  | 4 | 7 | 4 | 6
| 2318 | 97 | 4 | 7 | 14 | 0 | 0 | 1 | 0 | 0 | 0 | 0 | 0 | 0 | 0 | 0 | 1 |  | 4 | 7 | 4 | 6
| 2319 | 97 | 4 | 7 | 15 | 0 | 0 | 1 | 0 | 0 | 0 | 0 | 0 | 0 | 0 | 0 | 1 |  | 4 | 7 | 4 | 6
| 2320 | 97 | 4 | 7 | 16 | 0 | 0 | 1 | 0 | 0 | 0 | 0 | 0 | 0 | 0 | 0 | 1 |  | 4 | 7 | 4 | 6
| 2321 | 97 | 4 | 7 | 17 | 0 | 0 | 1 | 0 | 0 | 0 | 0 | 0 | 0 | 0 | 0 | 1 |  | 4 | 7 | 4 | 6
| 2322 | 97 | 4 | 7 | 18 | 0 | 0 | 1 | 0 | 0 | 0 | 0 | 0 | 0 | 0 | 0 | 1 |  | 4 | 7 | 4 | 6
| 2323 | 97 | 4 | 7 | 19 | 0 | 0 | 1 | 0 | 0 | 0 | 0 | 0 | 0 | 0 | 0 | 1 |  | 4 | 7 | 4 | 6
| 2324 | 97 | 4 | 7 | 20 | 0 | 0 | 1 | 0 | 0 | 0 | 0 | 0 | 0 | 0 | 0 | 1 |  | 4 | 7 | 4 | 6
| 2325 | 97 | 4 | 7 | 21 | 0 | 0 | 1 | 0 | 0 | 0 | 0 | 0 | 0 | 0 | 0 | 1 |  | 4 | 7 | 4 | 6
| 2326 | 97 | 4 | 7 | 22 | 0 | 0 | 1 | 0 | 0 | 0 | 0 | 0 | 0 | 0 | 0 | 1 |  | 4 | 7 | 4 | 6
| 2327 | 97 | 4 | 7 | 23 | 0 | 0 | 1 | 0 | 0 | 0 | 0 | 0 | 0 | 0 | 0 | 1 |  | 4 | 7 | 4 | 6
| 2328 | 97 | 4 | 7 | 24 | 0 | 0 | 1 | 0 | 0 | 0 | 0 | 0 | 0 | 0 | 0 | 1 |  | 4 | 7 | 4 | 6
| 2329 | 98 | 4 | 8 | 1 | 0 | 0 | 1 | 0 | 0 | 0 | 0 | 0 | 0 | 0 | 0 | 1 |  | 4 | 8 | 4 | 7
| 2330 | 98 | 4 | 8 | 2 | 0 | 0 | 1 | 0 | 0 | 0 | 0 | 0 | 0 | 0 | 0 | 1 |  | 4 | 8 | 4 | 7
| 2331 | 98 | 4 | 8 | 3 | 0 | 0 | 1 | 0 | 0 | 0 | 0 | 0 | 0 | 0 | 0 | 1 |  | 4 | 8 | 4 | 7
| 2332 | 98 | 4 | 8 | 4 | 0 | 0 | 1 | 0 | 0 | 0 | 0 | 0 | 0 | 0 | 0 | 1 |  | 4 | 8 | 4 | 7
| 2333 | 98 | 4 | 8 | 5 | 0 | 0 | 1 | 0 | 0 | 0 | 0 | 0 | 0 | 0 | 0 | 1 |  | 4 | 8 | 4 | 7
| 2334 | 98 | 4 | 8 | 6 | 0 | 0 | 1 | 0 | 0 | 0 | 0 | 0 | 0 | 0 | 0 | 1 |  | 4 | 8 | 4 | 7
| 2335 | 98 | 4 | 8 | 7 | 0 | 0 | 1 | 0 | 0 | 0 | 0 | 0 | 0 | 0 | 0 | 1 |  | 4 | 8 | 4 | 7
| 2336 | 98 | 4 | 8 | 8 | 0 | 0 | 1 | 0 | 0 | 0 | 0 | 0 | 0 | 0 | 0 | 1 |  | 4 | 8 | 4 | 7
| 2337 | 98 | 4 | 8 | 9 | 0 | 0 | 1 | 0 | 0 | 0 | 0 | 0 | 0 | 0 | 0 | 1 |  | 4 | 8 | 4 | 7
| 2338 | 98 | 4 | 8 | 10 | 0 | 0 | 1 | 0 | 0 | 0 | 0 | 0 | 0 | 0 | 0 | 1 |  | 4 | 8 | 4 | 7
| 2339 | 98 | 4 | 8 | 11 | 0 | 0 | 1 | 0 | 0 | 0 | 0 | 0 | 0 | 0 | 0 | 1 |  | 4 | 8 | 4 | 7
| 2340 | 98 | 4 | 8 | 12 | 0 | 0 | 1 | 0 | 0 | 0 | 0 | 0 | 0 | 0 | 0 | 1 |  | 4 | 8 | 4 | 7
| 2341 | 98 | 4 | 8 | 13 | 0 | 0 | 1 | 0 | 0 | 0 | 0 | 0 | 0 | 0 | 0 | 1 |  | 4 | 8 | 4 | 7
| 2342 | 98 | 4 | 8 | 14 | 0 | 0 | 1 | 0 | 0 | 0 | 0 | 0 | 0 | 0 | 0 | 1 |  | 4 | 8 | 4 | 7
| 2343 | 98 | 4 | 8 | 15 | 0 | 0 | 1 | 0 | 0 | 0 | 0 | 0 | 0 | 0 | 0 | 1 |  | 4 | 8 | 4 | 7
| 2344 | 98 | 4 | 8 | 16 | 0 | 0 | 1 | 0 | 0 | 0 | 0 | 0 | 0 | 0 | 0 | 1 |  | 4 | 8 | 4 | 7
| 2345 | 98 | 4 | 8 | 17 | 0 | 0 | 1 | 0 | 0 | 0 | 0 | 0 | 0 | 0 | 0 | 1 |  | 4 | 8 | 4 | 7
| 2346 | 98 | 4 | 8 | 18 | 0 | 0 | 1 | 0 | 0 | 0 | 0 | 0 | 0 | 0 | 0 | 1 |  | 4 | 8 | 4 | 7
| 2347 | 98 | 4 | 8 | 19 | 0 | 0 | 1 | 0 | 0 | 0 | 0 | 0 | 0 | 0 | 0 | 1 |  | 4 | 8 | 4 | 7
| 2348 | 98 | 4 | 8 | 20 | 0 | 0 | 1 | 0 | 0 | 0 | 0 | 0 | 0 | 0 | 0 | 1 |  | 4 | 8 | 4 | 7
| 2349 | 98 | 4 | 8 | 21 | 0 | 0 | 1 | 0 | 0 | 0 | 0 | 0 | 0 | 0 | 0 | 1 |  | 4 | 8 | 4 | 7
| 2350 | 98 | 4 | 8 | 22 | 0 | 0 | 1 | 0 | 0 | 0 | 0 | 0 | 0 | 0 | 0 | 1 |  | 4 | 8 | 4 | 7
| 2351 | 98 | 4 | 8 | 23 | 0 | 0 | 1 | 0 | 0 | 0 | 0 | 0 | 0 | 0 | 0 | 1 |  | 4 | 8 | 4 | 7
| 2352 | 98 | 4 | 8 | 24 | 0 | 0 | 1 | 0 | 0 | 0 | 0 | 0 | 0 | 0 | 0 | 1 |  | 4 | 8 | 4 | 7
| 2353 | 99 | 4 | 9 | 1 | 0 | 0 | 0 | 0 | 0 | 0 | 0 | 0 | 0 | 0 | 0 | 1 |  | 4 | 9 | 4 | 8
| 2354 | 99 | 4 | 9 | 2 | 0 | 0 | 0 | 0 | 0 | 0 | 0 | 0 | 0 | 0 | 0 | 1 |  | 4 | 9 | 4 | 8
| 2355 | 99 | 4 | 9 | 3 | 0 | 0 | 0 | 0 | 0 | 0 | 0 | 0 | 0 | 0 | 0 | 1 |  | 4 | 9 | 4 | 8
| 2356 | 99 | 4 | 9 | 4 | 0 | 0 | 0 | 0 | 0 | 0 | 0 | 0 | 0 | 0 | 0 | 1 |  | 4 | 9 | 4 | 8
| 2357 | 99 | 4 | 9 | 5 | 0 | 0 | 0 | 0 | 0 | 0 | 0 | 0 | 0 | 0 | 0 | 1 |  | 4 | 9 | 4 | 8
| 2358 | 99 | 4 | 9 | 6 | 0 | 0 | 0 | 0 | 0 | 0 | 0 | 0 | 0 | 0 | 0 | 1 |  | 4 | 9 | 4 | 8
| 2359 | 99 | 4 | 9 | 7 | 0 | 0 | 0 | 0 | 0 | 0 | 0 | 0 | 0 | 0 | 0 | 1 |  | 4 | 9 | 4 | 8
| 2360 | 99 | 4 | 9 | 8 | 0 | 0 | 0 | 0 | 0 | 0 | 0 | 0 | 0 | 0 | 0 | 1 |  | 4 | 9 | 4 | 8
| 2361 | 99 | 4 | 9 | 9 | 0 | 0 | 0 | 0 | 0 | 0 | 0 | 0 | 0 | 0 | 0 | 1 |  | 4 | 9 | 4 | 8
| 2362 | 99 | 4 | 9 | 10 | 0 | 0 | 0 | 0 | 0 | 0 | 0 | 0 | 0 | 0 | 0 | 1 |  | 4 | 9 | 4 | 8
| 2363 | 99 | 4 | 9 | 11 | 0 | 0 | 0 | 0 | 0 | 0 | 0 | 0 | 0 | 0 | 0 | 1 |  | 4 | 9 | 4 | 8
| 2364 | 99 | 4 | 9 | 12 | 0 | 0 | 0 | 0 | 0 | 0 | 0 | 0 | 0 | 0 | 0 | 1 |  | 4 | 9 | 4 | 8
| 2365 | 99 | 4 | 9 | 13 | 0 | 0 | 0 | 0 | 0 | 0 | 0 | 0 | 0 | 0 | 0 | 1 |  | 4 | 9 | 4 | 8
| 2366 | 99 | 4 | 9 | 14 | 0 | 0 | 0 | 0 | 0 | 0 | 0 | 0 | 0 | 0 | 0 | 1 |  | 4 | 9 | 4 | 8
| 2367 | 99 | 4 | 9 | 15 | 0 | 0 | 0 | 0 | 0 | 0 | 0 | 0 | 0 | 0 | 0 | 1 |  | 4 | 9 | 4 | 8
| 2368 | 99 | 4 | 9 | 16 | 0 | 0 | 0 | 0 | 0 | 0 | 0 | 0 | 0 | 0 | 0 | 1 |  | 4 | 9 | 4 | 8
| 2369 | 99 | 4 | 9 | 17 | 0 | 0 | 0 | 0 | 0 | 0 | 0 | 0 | 0 | 0 | 0 | 1 |  | 4 | 9 | 4 | 8
| 2370 | 99 | 4 | 9 | 18 | 0 | 0 | 0 | 0 | 0 | 0 | 0 | 0 | 0 | 0 | 0 | 1 |  | 4 | 9 | 4 | 8
| 2371 | 99 | 4 | 9 | 19 | 0 | 0 | 0 | 0 | 0 | 0 | 0 | 0 | 0 | 0 | 0 | 1 |  | 4 | 9 | 4 | 8
| 2372 | 99 | 4 | 9 | 20 | 0 | 0 | 0 | 0 | 0 | 0 | 0 | 0 | 0 | 0 | 0 | 1 |  | 4 | 9 | 4 | 8
| 2373 | 99 | 4 | 9 | 21 | 0 | 0 | 0 | 0 | 0 | 0 | 0 | 0 | 0 | 0 | 0 | 1 |  | 4 | 9 | 4 | 8
| 2374 | 99 | 4 | 9 | 22 | 0 | 0 | 0 | 0 | 0 | 0 | 0 | 0 | 0 | 0 | 0 | 1 |  | 4 | 9 | 4 | 8
| 2375 | 99 | 4 | 9 | 23 | 0 | 0 | 0 | 0 | 0 | 0 | 0 | 0 | 0 | 0 | 0 | 1 |  | 4 | 9 | 4 | 8
| 2376 | 99 | 4 | 9 | 24 | 0 | 0 | 0 | 0 | 0 | 0 | 0 | 0 | 0 | 0 | 0 | 1 |  | 4 | 9 | 4 | 8
| 2377 | 100 | 4 | 10 | 1 | 0 | 0 | 0 | 0 | 0 | 0 | 0 | 0 | 0 | 0 | 0 | 1 |  | 4 | 10 | 4 | 9
| 2378 | 100 | 4 | 10 | 2 | 0 | 0 | 0 | 0 | 0 | 0 | 0 | 0 | 0 | 0 | 0 | 1 |  | 4 | 10 | 4 | 9
| 2379 | 100 | 4 | 10 | 3 | 0 | 0 | 0 | 0 | 0 | 0 | 0 | 0 | 0 | 0 | 0 | 1 |  | 4 | 10 | 4 | 9
| 2380 | 100 | 4 | 10 | 4 | 0 | 0 | 0 | 0 | 0 | 0 | 0 | 0 | 0 | 0 | 0 | 1 |  | 4 | 10 | 4 | 9
| 2381 | 100 | 4 | 10 | 5 | 0 | 0 | 0 | 0 | 0 | 0 | 0 | 0 | 0 | 0 | 0 | 1 |  | 4 | 10 | 4 | 9
| 2382 | 100 | 4 | 10 | 6 | 0 | 0 | 0 | 0 | 0 | 0 | 0 | 0 | 0 | 0 | 0 | 1 |  | 4 | 10 | 4 | 9
| 2383 | 100 | 4 | 10 | 7 | 0 | 0 | 0 | 0 | 0 | 0 | 0 | 0 | 0 | 0 | 0 | 1 |  | 4 | 10 | 4 | 9
| 2384 | 100 | 4 | 10 | 8 | 0 | 0 | 0 | 0 | 0 | 0 | 0 | 0 | 0 | 0 | 0 | 1 |  | 4 | 10 | 4 | 9
| 2385 | 100 | 4 | 10 | 9 | 0 | 0 | 0 | 0 | 0 | 0 | 0 | 0 | 0 | 0 | 0 | 1 |  | 4 | 10 | 4 | 9
| 2386 | 100 | 4 | 10 | 10 | 0 | 0 | 0 | 0 | 0 | 0 | 0 | 0 | 0 | 0 | 0 | 1 |  | 4 | 10 | 4 | 9
| 2387 | 100 | 4 | 10 | 11 | 0 | 0 | 0 | 0 | 0 | 0 | 0 | 0 | 0 | 0 | 0 | 1 |  | 4 | 10 | 4 | 9
| 2388 | 100 | 4 | 10 | 12 | 0 | 0 | 0 | 0 | 0 | 0 | 0 | 0 | 0 | 0 | 0 | 1 |  | 4 | 10 | 4 | 9
| 2389 | 100 | 4 | 10 | 13 | 0 | 0 | 0 | 0 | 0 | 0 | 0 | 0 | 0 | 0 | 0 | 1 |  | 4 | 10 | 4 | 9
| 2390 | 100 | 4 | 10 | 14 | 0 | 0 | 0 | 0 | 0 | 0 | 0 | 0 | 0 | 0 | 0 | 1 |  | 4 | 10 | 4 | 9
| 2391 | 100 | 4 | 10 | 15 | 0 | 0 | 0 | 0 | 0 | 0 | 0 | 0 | 0 | 0 | 0 | 1 |  | 4 | 10 | 4 | 9
| 2392 | 100 | 4 | 10 | 16 | 0 | 0 | 0 | 0 | 0 | 0 | 0 | 0 | 0 | 0 | 0 | 1 |  | 4 | 10 | 4 | 9
| 2393 | 100 | 4 | 10 | 17 | 0 | 0 | 0 | 0 | 0 | 0 | 0 | 0 | 0 | 0 | 0 | 1 |  | 4 | 10 | 4 | 9
| 2394 | 100 | 4 | 10 | 18 | 0 | 0 | 0 | 0 | 0 | 0 | 0 | 0 | 0 | 0 | 0 | 1 |  | 4 | 10 | 4 | 9
| 2395 | 100 | 4 | 10 | 19 | 0 | 0 | 0 | 0 | 0 | 0 | 0 | 0 | 0 | 0 | 0 | 1 |  | 4 | 10 | 4 | 9
| 2396 | 100 | 4 | 10 | 20 | 0 | 0 | 0 | 0 | 0 | 0 | 0 | 0 | 0 | 0 | 0 | 1 |  | 4 | 10 | 4 | 9
| 2397 | 100 | 4 | 10 | 21 | 0 | 0 | 0 | 0 | 0 | 0 | 0 | 0 | 0 | 0 | 0 | 1 |  | 4 | 10 | 4 | 9
| 2398 | 100 | 4 | 10 | 22 | 0 | 0 | 0 | 0 | 0 | 0 | 0 | 0 | 0 | 0 | 0 | 1 |  | 4 | 10 | 4 | 9
| 2399 | 100 | 4 | 10 | 23 | 0 | 0 | 0 | 0 | 0 | 0 | 0 | 0 | 0 | 0 | 0 | 1 |  | 4 | 10 | 4 | 9
| 2400 | 100 | 4 | 10 | 24 | 0 | 0 | 0 | 0 | 0 | 0 | 0 | 0 | 0 | 0 | 0 | 1 |  | 4 | 10 | 4 | 9
| 2401 | 101 | 4 | 11 | 1 | 0 | 0 | 1 | 0 | 0 | 0 | 0 | 0 | 0 | 0 | 0 | 1 |  | 4 | 11 | 4 | 10
| 2402 | 101 | 4 | 11 | 2 | 0 | 0 | 1 | 0 | 0 | 0 | 0 | 0 | 0 | 0 | 0 | 1 |  | 4 | 11 | 4 | 10
| 2403 | 101 | 4 | 11 | 3 | 0 | 0 | 1 | 0 | 0 | 0 | 0 | 0 | 0 | 0 | 0 | 1 |  | 4 | 11 | 4 | 10
| 2404 | 101 | 4 | 11 | 4 | 0 | 0 | 1 | 0 | 0 | 0 | 0 | 0 | 0 | 0 | 0 | 1 |  | 4 | 11 | 4 | 10
| 2405 | 101 | 4 | 11 | 5 | 0 | 0 | 1 | 0 | 0 | 0 | 0 | 0 | 0 | 0 | 0 | 1 |  | 4 | 11 | 4 | 10
| 2406 | 101 | 4 | 11 | 6 | 0 | 0 | 1 | 0 | 0 | 0 | 0 | 0 | 0 | 0 | 0 | 1 |  | 4 | 11 | 4 | 10
| 2407 | 101 | 4 | 11 | 7 | 0 | 0 | 1 | 0 | 0 | 0 | 0 | 0 | 0 | 0 | 0 | 1 |  | 4 | 11 | 4 | 10
| 2408 | 101 | 4 | 11 | 8 | 0 | 0 | 1 | 0 | 0 | 0 | 0 | 0 | 0 | 0 | 0 | 1 |  | 4 | 11 | 4 | 10
| 2409 | 101 | 4 | 11 | 9 | 0 | 0 | 1 | 0 | 0 | 0 | 0 | 0 | 0 | 0 | 0 | 1 |  | 4 | 11 | 4 | 10
| 2410 | 101 | 4 | 11 | 10 | 0 | 0 | 1 | 0 | 0 | 0 | 0 | 0 | 0 | 0 | 0 | 1 |  | 4 | 11 | 4 | 10
| 2411 | 101 | 4 | 11 | 11 | 0 | 0 | 1 | 0 | 0 | 0 | 0 | 0 | 0 | 0 | 0 | 1 |  | 4 | 11 | 4 | 10
| 2412 | 101 | 4 | 11 | 12 | 0 | 0 | 1 | 0 | 0 | 0 | 0 | 0 | 0 | 0 | 0 | 1 |  | 4 | 11 | 4 | 10
| 2413 | 101 | 4 | 11 | 13 | 0 | 0 | 1 | 0 | 0 | 0 | 0 | 0 | 0 | 0 | 0 | 1 |  | 4 | 11 | 4 | 10
| 2414 | 101 | 4 | 11 | 14 | 0 | 0 | 1 | 0 | 0 | 0 | 0 | 0 | 0 | 0 | 0 | 1 |  | 4 | 11 | 4 | 10
| 2415 | 101 | 4 | 11 | 15 | 0 | 0 | 1 | 0 | 0 | 0 | 0 | 0 | 0 | 0 | 0 | 1 |  | 4 | 11 | 4 | 10
| 2416 | 101 | 4 | 11 | 16 | 0 | 0 | 1 | 0 | 0 | 0 | 0 | 0 | 0 | 0 | 0 | 1 |  | 4 | 11 | 4 | 10
| 2417 | 101 | 4 | 11 | 17 | 0 | 0 | 1 | 0 | 0 | 0 | 0 | 0 | 0 | 0 | 0 | 1 |  | 4 | 11 | 4 | 10
| 2418 | 101 | 4 | 11 | 18 | 0 | 0 | 1 | 0 | 0 | 0 | 0 | 0 | 0 | 0 | 0 | 1 |  | 4 | 11 | 4 | 10
| 2419 | 101 | 4 | 11 | 19 | 0 | 0 | 1 | 0 | 0 | 0 | 0 | 0 | 0 | 0 | 0 | 1 |  | 4 | 11 | 4 | 10
| 2420 | 101 | 4 | 11 | 20 | 0 | 0 | 1 | 0 | 0 | 0 | 0 | 0 | 0 | 0 | 0 | 1 |  | 4 | 11 | 4 | 10
| 2421 | 101 | 4 | 11 | 21 | 0 | 0 | 1 | 0 | 0 | 0 | 0 | 0 | 0 | 0 | 0 | 1 |  | 4 | 11 | 4 | 10
| 2422 | 101 | 4 | 11 | 22 | 0 | 0 | 1 | 0 | 0 | 0 | 0 | 0 | 0 | 0 | 0 | 1 |  | 4 | 11 | 4 | 10
| 2423 | 101 | 4 | 11 | 23 | 0 | 0 | 1 | 0 | 0 | 0 | 0 | 0 | 0 | 0 | 0 | 1 |  | 4 | 11 | 4 | 10
| 2424 | 101 | 4 | 11 | 24 | 0 | 0 | 1 | 0 | 0 | 0 | 0 | 0 | 0 | 0 | 0 | 1 |  | 4 | 11 | 4 | 10
| 2425 | 102 | 4 | 12 | 1 | 0 | 0 | 1 | 0 | 0 | 0 | 0 | 0 | 0 | 0 | 0 | 1 |  | 4 | 12 | 4 | 11
| 2426 | 102 | 4 | 12 | 2 | 0 | 0 | 1 | 0 | 0 | 0 | 0 | 0 | 0 | 0 | 0 | 1 |  | 4 | 12 | 4 | 11
| 2427 | 102 | 4 | 12 | 3 | 0 | 0 | 1 | 0 | 0 | 0 | 0 | 0 | 0 | 0 | 0 | 1 |  | 4 | 12 | 4 | 11
| 2428 | 102 | 4 | 12 | 4 | 0 | 0 | 1 | 0 | 0 | 0 | 0 | 0 | 0 | 0 | 0 | 1 |  | 4 | 12 | 4 | 11
| 2429 | 102 | 4 | 12 | 5 | 0 | 0 | 1 | 0 | 0 | 0 | 0 | 0 | 0 | 0 | 0 | 1 |  | 4 | 12 | 4 | 11
| 2430 | 102 | 4 | 12 | 6 | 0 | 0 | 1 | 0 | 0 | 0 | 0 | 0 | 0 | 0 | 0 | 1 |  | 4 | 12 | 4 | 11
| 2431 | 102 | 4 | 12 | 7 | 0 | 0 | 1 | 0 | 0 | 0 | 0 | 0 | 0 | 0 | 0 | 1 |  | 4 | 12 | 4 | 11
| 2432 | 102 | 4 | 12 | 8 | 0 | 0 | 1 | 0 | 0 | 0 | 0 | 0 | 0 | 0 | 0 | 1 |  | 4 | 12 | 4 | 11
| 2433 | 102 | 4 | 12 | 9 | 0 | 0 | 1 | 0 | 0 | 0 | 0 | 0 | 0 | 0 | 0 | 1 |  | 4 | 12 | 4 | 11
| 2434 | 102 | 4 | 12 | 10 | 0 | 0 | 1 | 0 | 0 | 0 | 0 | 0 | 0 | 0 | 0 | 1 |  | 4 | 12 | 4 | 11
| 2435 | 102 | 4 | 12 | 11 | 0 | 0 | 1 | 0 | 0 | 0 | 0 | 0 | 0 | 0 | 0 | 1 |  | 4 | 12 | 4 | 11
| 2436 | 102 | 4 | 12 | 12 | 0 | 0 | 1 | 0 | 0 | 0 | 0 | 0 | 0 | 0 | 0 | 1 |  | 4 | 12 | 4 | 11
| 2437 | 102 | 4 | 12 | 13 | 0 | 0 | 1 | 0 | 0 | 0 | 0 | 0 | 0 | 0 | 0 | 1 |  | 4 | 12 | 4 | 11
| 2438 | 102 | 4 | 12 | 14 | 0 | 0 | 1 | 0 | 0 | 0 | 0 | 0 | 0 | 0 | 0 | 1 |  | 4 | 12 | 4 | 11
| 2439 | 102 | 4 | 12 | 15 | 0 | 0 | 1 | 0 | 0 | 0 | 0 | 0 | 0 | 0 | 0 | 1 |  | 4 | 12 | 4 | 11
| 2440 | 102 | 4 | 12 | 16 | 0 | 0 | 1 | 0 | 0 | 0 | 0 | 0 | 0 | 0 | 0 | 1 |  | 4 | 12 | 4 | 11
| 2441 | 102 | 4 | 12 | 17 | 0 | 0 | 1 | 0 | 0 | 0 | 0 | 0 | 0 | 0 | 0 | 1 |  | 4 | 12 | 4 | 11
| 2442 | 102 | 4 | 12 | 18 | 0 | 0 | 1 | 0 | 0 | 0 | 0 | 0 | 0 | 0 | 0 | 1 |  | 4 | 12 | 4 | 11
| 2443 | 102 | 4 | 12 | 19 | 0 | 0 | 1 | 0 | 0 | 0 | 0 | 0 | 0 | 0 | 0 | 1 |  | 4 | 12 | 4 | 11
| 2444 | 102 | 4 | 12 | 20 | 0 | 0 | 1 | 0 | 0 | 0 | 0 | 0 | 0 | 0 | 0 | 1 |  | 4 | 12 | 4 | 11
| 2445 | 102 | 4 | 12 | 21 | 0 | 0 | 1 | 0 | 0 | 0 | 0 | 0 | 0 | 0 | 0 | 1 |  | 4 | 12 | 4 | 11
| 2446 | 102 | 4 | 12 | 22 | 0 | 0 | 1 | 0 | 0 | 0 | 0 | 0 | 0 | 0 | 0 | 1 |  | 4 | 12 | 4 | 11
| 2447 | 102 | 4 | 12 | 23 | 0 | 0 | 1 | 0 | 0 | 0 | 0 | 0 | 0 | 0 | 0 | 1 |  | 4 | 12 | 4 | 11
| 2448 | 102 | 4 | 12 | 24 | 0 | 0 | 1 | 0 | 0 | 0 | 0 | 0 | 0 | 0 | 0 | 1 |  | 4 | 12 | 4 | 11
| 2449 | 103 | 4 | 13 | 1 | 0 | 0 | 1 | 0 | 0 | 0 | 0 | 0 | 0 | 0 | 0 | 1 |  | 4 | 13 | 4 | 12
| 2450 | 103 | 4 | 13 | 2 | 0 | 0 | 1 | 0 | 0 | 0 | 0 | 0 | 0 | 0 | 0 | 1 |  | 4 | 13 | 4 | 12
| 2451 | 103 | 4 | 13 | 3 | 0 | 0 | 1 | 0 | 0 | 0 | 0 | 0 | 0 | 0 | 0 | 1 |  | 4 | 13 | 4 | 12
| 2452 | 103 | 4 | 13 | 4 | 0 | 0 | 1 | 0 | 0 | 0 | 0 | 0 | 0 | 0 | 0 | 1 |  | 4 | 13 | 4 | 12
| 2453 | 103 | 4 | 13 | 5 | 0 | 0 | 1 | 0 | 0 | 0 | 0 | 0 | 0 | 0 | 0 | 1 |  | 4 | 13 | 4 | 12
| 2454 | 103 | 4 | 13 | 6 | 0 | 0 | 1 | 0 | 0 | 0 | 0 | 0 | 0 | 0 | 0 | 1 |  | 4 | 13 | 4 | 12
| 2455 | 103 | 4 | 13 | 7 | 0 | 0 | 1 | 0 | 0 | 0 | 0 | 0 | 0 | 0 | 0 | 1 |  | 4 | 13 | 4 | 12
| 2456 | 103 | 4 | 13 | 8 | 0 | 0 | 1 | 0 | 0 | 0 | 0 | 0 | 0 | 0 | 0 | 1 |  | 4 | 13 | 4 | 12
| 2457 | 103 | 4 | 13 | 9 | 0 | 0 | 1 | 0 | 0 | 0 | 0 | 0 | 0 | 0 | 0 | 1 |  | 4 | 13 | 4 | 12
| 2458 | 103 | 4 | 13 | 10 | 0 | 0 | 1 | 0 | 0 | 0 | 0 | 0 | 0 | 0 | 0 | 1 |  | 4 | 13 | 4 | 12
| 2459 | 103 | 4 | 13 | 11 | 0 | 0 | 1 | 0 | 0 | 0 | 0 | 0 | 0 | 0 | 0 | 1 |  | 4 | 13 | 4 | 12
| 2460 | 103 | 4 | 13 | 12 | 0 | 0 | 1 | 0 | 0 | 0 | 0 | 0 | 0 | 0 | 0 | 1 |  | 4 | 13 | 4 | 12
| 2461 | 103 | 4 | 13 | 13 | 0 | 0 | 1 | 0 | 0 | 0 | 0 | 0 | 0 | 0 | 0 | 1 |  | 4 | 13 | 4 | 12
| 2462 | 103 | 4 | 13 | 14 | 0 | 0 | 1 | 0 | 0 | 0 | 0 | 0 | 0 | 0 | 0 | 1 |  | 4 | 13 | 4 | 12
| 2463 | 103 | 4 | 13 | 15 | 0 | 0 | 1 | 0 | 0 | 0 | 0 | 0 | 0 | 0 | 0 | 1 |  | 4 | 13 | 4 | 12
| 2464 | 103 | 4 | 13 | 16 | 0 | 0 | 1 | 0 | 0 | 0 | 0 | 0 | 0 | 0 | 0 | 1 |  | 4 | 13 | 4 | 12
| 2465 | 103 | 4 | 13 | 17 | 0 | 0 | 1 | 0 | 0 | 0 | 0 | 0 | 0 | 0 | 0 | 1 |  | 4 | 13 | 4 | 12
| 2466 | 103 | 4 | 13 | 18 | 0 | 0 | 1 | 0 | 0 | 0 | 0 | 0 | 0 | 0 | 0 | 1 |  | 4 | 13 | 4 | 12
| 2467 | 103 | 4 | 13 | 19 | 0 | 0 | 1 | 0 | 0 | 0 | 0 | 0 | 0 | 0 | 0 | 1 |  | 4 | 13 | 4 | 12
| 2468 | 103 | 4 | 13 | 20 | 0 | 0 | 1 | 0 | 0 | 0 | 0 | 0 | 0 | 0 | 0 | 1 |  | 4 | 13 | 4 | 12
| 2469 | 103 | 4 | 13 | 21 | 0 | 0 | 1 | 0 | 0 | 0 | 0 | 0 | 0 | 0 | 0 | 1 |  | 4 | 13 | 4 | 12
| 2470 | 103 | 4 | 13 | 22 | 0 | 0 | 1 | 0 | 0 | 0 | 0 | 0 | 0 | 0 | 0 | 1 |  | 4 | 13 | 4 | 12
| 2471 | 103 | 4 | 13 | 23 | 0 | 0 | 1 | 0 | 0 | 0 | 0 | 0 | 0 | 0 | 0 | 1 |  | 4 | 13 | 4 | 12
| 2472 | 103 | 4 | 13 | 24 | 0 | 0 | 1 | 0 | 0 | 0 | 0 | 0 | 0 | 0 | 0 | 1 |  | 4 | 13 | 4 | 12
| 2473 | 104 | 4 | 14 | 1 | 0 | 0 | 1 | 0 | 0 | 0 | 0 | 0 | 0 | 0 | 0 | 1 |  | 4 | 14 | 4 | 13
| 2474 | 104 | 4 | 14 | 2 | 0 | 0 | 1 | 0 | 0 | 0 | 0 | 0 | 0 | 0 | 0 | 1 |  | 4 | 14 | 4 | 13
| 2475 | 104 | 4 | 14 | 3 | 0 | 0 | 1 | 0 | 0 | 0 | 0 | 0 | 0 | 0 | 0 | 1 |  | 4 | 14 | 4 | 13
| 2476 | 104 | 4 | 14 | 4 | 0 | 0 | 1 | 0 | 0 | 0 | 0 | 0 | 0 | 0 | 0 | 1 |  | 4 | 14 | 4 | 13
| 2477 | 104 | 4 | 14 | 5 | 0 | 0 | 1 | 0 | 0 | 0 | 0 | 0 | 0 | 0 | 0 | 1 |  | 4 | 14 | 4 | 13
| 2478 | 104 | 4 | 14 | 6 | 0 | 0 | 1 | 0 | 0 | 0 | 0 | 0 | 0 | 0 | 0 | 1 |  | 4 | 14 | 4 | 13
| 2479 | 104 | 4 | 14 | 7 | 0 | 0 | 1 | 0 | 0 | 0 | 0 | 0 | 0 | 0 | 0 | 1 |  | 4 | 14 | 4 | 13
| 2480 | 104 | 4 | 14 | 8 | 0 | 0 | 1 | 0 | 0 | 0 | 0 | 0 | 0 | 0 | 0 | 1 |  | 4 | 14 | 4 | 13
| 2481 | 104 | 4 | 14 | 9 | 0 | 0 | 1 | 0 | 0 | 0 | 0 | 0 | 0 | 0 | 0 | 1 |  | 4 | 14 | 4 | 13
| 2482 | 104 | 4 | 14 | 10 | 0 | 0 | 1 | 0 | 0 | 0 | 0 | 0 | 0 | 0 | 0 | 1 |  | 4 | 14 | 4 | 13
| 2483 | 104 | 4 | 14 | 11 | 0 | 0 | 1 | 0 | 0 | 0 | 0 | 0 | 0 | 0 | 0 | 1 |  | 4 | 14 | 4 | 13
| 2484 | 104 | 4 | 14 | 12 | 0 | 0 | 1 | 0 | 0 | 0 | 0 | 0 | 0 | 0 | 0 | 1 |  | 4 | 14 | 4 | 13
| 2485 | 104 | 4 | 14 | 13 | 0 | 0 | 1 | 0 | 0 | 0 | 0 | 0 | 0 | 0 | 0 | 1 |  | 4 | 14 | 4 | 13
| 2486 | 104 | 4 | 14 | 14 | 0 | 0 | 1 | 0 | 0 | 0 | 0 | 0 | 0 | 0 | 0 | 1 |  | 4 | 14 | 4 | 13
| 2487 | 104 | 4 | 14 | 15 | 0 | 0 | 1 | 0 | 0 | 0 | 0 | 0 | 0 | 0 | 0 | 1 |  | 4 | 14 | 4 | 13
| 2488 | 104 | 4 | 14 | 16 | 0 | 0 | 1 | 0 | 0 | 0 | 0 | 0 | 0 | 0 | 0 | 1 |  | 4 | 14 | 4 | 13
| 2489 | 104 | 4 | 14 | 17 | 0 | 0 | 1 | 0 | 0 | 0 | 0 | 0 | 0 | 0 | 0 | 1 |  | 4 | 14 | 4 | 13
| 2490 | 104 | 4 | 14 | 18 | 0 | 0 | 1 | 0 | 0 | 0 | 0 | 0 | 0 | 0 | 0 | 1 |  | 4 | 14 | 4 | 13
| 2491 | 104 | 4 | 14 | 19 | 0 | 0 | 1 | 0 | 0 | 0 | 0 | 0 | 0 | 0 | 0 | 1 |  | 4 | 14 | 4 | 13
| 2492 | 104 | 4 | 14 | 20 | 0 | 0 | 1 | 0 | 0 | 0 | 0 | 0 | 0 | 0 | 0 | 1 |  | 4 | 14 | 4 | 13
| 2493 | 104 | 4 | 14 | 21 | 0 | 0 | 1 | 0 | 0 | 0 | 0 | 0 | 0 | 0 | 0 | 1 |  | 4 | 14 | 4 | 13
| 2494 | 104 | 4 | 14 | 22 | 0 | 0 | 1 | 0 | 0 | 0 | 0 | 0 | 0 | 0 | 0 | 1 |  | 4 | 14 | 4 | 13
| 2495 | 104 | 4 | 14 | 23 | 0 | 0 | 1 | 0 | 0 | 0 | 0 | 0 | 0 | 0 | 0 | 1 |  | 4 | 14 | 4 | 13
| 2496 | 104 | 4 | 14 | 24 | 0 | 0 | 1 | 0 | 0 | 0 | 0 | 0 | 0 | 0 | 0 | 1 |  | 4 | 14 | 4 | 13
| 2497 | 105 | 4 | 15 | 1 | 0 | 0 | 1 | 0 | 0 | 0 | 0 | 0 | 0 | 0 | 0 | 1 |  | 4 | 15 | 4 | 14
| 2498 | 105 | 4 | 15 | 2 | 0 | 0 | 1 | 0 | 0 | 0 | 0 | 0 | 0 | 0 | 0 | 1 |  | 4 | 15 | 4 | 14
| 2499 | 105 | 4 | 15 | 3 | 0 | 0 | 1 | 0 | 0 | 0 | 0 | 0 | 0 | 0 | 0 | 1 |  | 4 | 15 | 4 | 14
| 2500 | 105 | 4 | 15 | 4 | 0 | 0 | 1 | 0 | 0 | 0 | 0 | 0 | 0 | 0 | 0 | 1 |  | 4 | 15 | 4 | 14
| 2501 | 105 | 4 | 15 | 5 | 0 | 0 | 1 | 0 | 0 | 0 | 0 | 0 | 0 | 0 | 0 | 1 |  | 4 | 15 | 4 | 14
| 2502 | 105 | 4 | 15 | 6 | 0 | 0 | 1 | 0 | 0 | 0 | 0 | 0 | 0 | 0 | 0 | 1 |  | 4 | 15 | 4 | 14
| 2503 | 105 | 4 | 15 | 7 | 0 | 0 | 1 | 0 | 0 | 0 | 0 | 0 | 0 | 0 | 0 | 1 |  | 4 | 15 | 4 | 14
| 2504 | 105 | 4 | 15 | 8 | 0 | 0 | 1 | 0 | 0 | 0 | 0 | 0 | 0 | 0 | 0 | 1 |  | 4 | 15 | 4 | 14
| 2505 | 105 | 4 | 15 | 9 | 0 | 0 | 1 | 0 | 0 | 0 | 0 | 0 | 0 | 0 | 0 | 1 |  | 4 | 15 | 4 | 14
| 2506 | 105 | 4 | 15 | 10 | 0 | 0 | 1 | 0 | 0 | 0 | 0 | 0 | 0 | 0 | 0 | 1 |  | 4 | 15 | 4 | 14
| 2507 | 105 | 4 | 15 | 11 | 0 | 0 | 1 | 0 | 0 | 0 | 0 | 0 | 0 | 0 | 0 | 1 |  | 4 | 15 | 4 | 14
| 2508 | 105 | 4 | 15 | 12 | 0 | 0 | 1 | 0 | 0 | 0 | 0 | 0 | 0 | 0 | 0 | 1 |  | 4 | 15 | 4 | 14
| 2509 | 105 | 4 | 15 | 13 | 0 | 0 | 1 | 0 | 0 | 0 | 0 | 0 | 0 | 0 | 0 | 1 |  | 4 | 15 | 4 | 14
| 2510 | 105 | 4 | 15 | 14 | 0 | 0 | 1 | 0 | 0 | 0 | 0 | 0 | 0 | 0 | 0 | 1 |  | 4 | 15 | 4 | 14
| 2511 | 105 | 4 | 15 | 15 | 0 | 0 | 1 | 0 | 0 | 0 | 0 | 0 | 0 | 0 | 0 | 1 |  | 4 | 15 | 4 | 14
| 2512 | 105 | 4 | 15 | 16 | 0 | 0 | 1 | 0 | 0 | 0 | 0 | 0 | 0 | 0 | 0 | 1 |  | 4 | 15 | 4 | 14
| 2513 | 105 | 4 | 15 | 17 | 0 | 0 | 1 | 0 | 0 | 0 | 0 | 0 | 0 | 0 | 0 | 1 |  | 4 | 15 | 4 | 14
| 2514 | 105 | 4 | 15 | 18 | 0 | 0 | 1 | 0 | 0 | 0 | 0 | 0 | 0 | 0 | 0 | 1 |  | 4 | 15 | 4 | 14
| 2515 | 105 | 4 | 15 | 19 | 0 | 0 | 1 | 0 | 0 | 0 | 0 | 0 | 0 | 0 | 0 | 1 |  | 4 | 15 | 4 | 14
| 2516 | 105 | 4 | 15 | 20 | 0 | 0 | 1 | 0 | 0 | 0 | 0 | 0 | 0 | 0 | 0 | 1 |  | 4 | 15 | 4 | 14
| 2517 | 105 | 4 | 15 | 21 | 0 | 0 | 1 | 0 | 0 | 0 | 0 | 0 | 0 | 0 | 0 | 1 |  | 4 | 15 | 4 | 14
| 2518 | 105 | 4 | 15 | 22 | 0 | 0 | 1 | 0 | 0 | 0 | 0 | 0 | 0 | 0 | 0 | 1 |  | 4 | 15 | 4 | 14
| 2519 | 105 | 4 | 15 | 23 | 0 | 0 | 1 | 0 | 0 | 0 | 0 | 0 | 0 | 0 | 0 | 1 |  | 4 | 15 | 4 | 14
| 2520 | 105 | 4 | 15 | 24 | 0 | 0 | 1 | 0 | 0 | 0 | 0 | 0 | 0 | 0 | 0 | 1 |  | 4 | 15 | 4 | 14
| 2521 | 106 | 4 | 16 | 1 | 0 | 0 | 0 | 0 | 0 | 0 | 0 | 0 | 0 | 0 | 0 | 1 |  | 4 | 16 | 4 | 15
| 2522 | 106 | 4 | 16 | 2 | 0 | 0 | 0 | 0 | 0 | 0 | 0 | 0 | 0 | 0 | 0 | 1 |  | 4 | 16 | 4 | 15
| 2523 | 106 | 4 | 16 | 3 | 0 | 0 | 0 | 0 | 0 | 0 | 0 | 0 | 0 | 0 | 0 | 1 |  | 4 | 16 | 4 | 15
| 2524 | 106 | 4 | 16 | 4 | 0 | 0 | 0 | 0 | 0 | 0 | 0 | 0 | 0 | 0 | 0 | 1 |  | 4 | 16 | 4 | 15
| 2525 | 106 | 4 | 16 | 5 | 0 | 0 | 0 | 0 | 0 | 0 | 0 | 0 | 0 | 0 | 0 | 1 |  | 4 | 16 | 4 | 15
| 2526 | 106 | 4 | 16 | 6 | 0 | 0 | 0 | 0 | 0 | 0 | 0 | 0 | 0 | 0 | 0 | 1 |  | 4 | 16 | 4 | 15
| 2527 | 106 | 4 | 16 | 7 | 0 | 0 | 0 | 0 | 0 | 0 | 0 | 0 | 0 | 0 | 0 | 1 |  | 4 | 16 | 4 | 15
| 2528 | 106 | 4 | 16 | 8 | 0 | 0 | 0 | 0 | 0 | 0 | 0 | 0 | 0 | 0 | 0 | 1 |  | 4 | 16 | 4 | 15
| 2529 | 106 | 4 | 16 | 9 | 0 | 0 | 0 | 0 | 0 | 0 | 0 | 0 | 0 | 0 | 0 | 1 |  | 4 | 16 | 4 | 15
| 2530 | 106 | 4 | 16 | 10 | 0 | 0 | 0 | 0 | 0 | 0 | 0 | 0 | 0 | 0 | 0 | 1 |  | 4 | 16 | 4 | 15
| 2531 | 106 | 4 | 16 | 11 | 0 | 0 | 0 | 0 | 0 | 0 | 0 | 0 | 0 | 0 | 0 | 1 |  | 4 | 16 | 4 | 15
| 2532 | 106 | 4 | 16 | 12 | 0 | 0 | 0 | 0 | 0 | 0 | 0 | 0 | 0 | 0 | 0 | 1 |  | 4 | 16 | 4 | 15
| 2533 | 106 | 4 | 16 | 13 | 0 | 0 | 0 | 0 | 0 | 0 | 0 | 0 | 0 | 0 | 0 | 1 |  | 4 | 16 | 4 | 15
| 2534 | 106 | 4 | 16 | 14 | 0 | 0 | 0 | 0 | 0 | 0 | 0 | 0 | 0 | 0 | 0 | 1 |  | 4 | 16 | 4 | 15
| 2535 | 106 | 4 | 16 | 15 | 0 | 0 | 0 | 0 | 0 | 0 | 0 | 0 | 0 | 0 | 0 | 1 |  | 4 | 16 | 4 | 15
| 2536 | 106 | 4 | 16 | 16 | 0 | 0 | 0 | 0 | 0 | 0 | 0 | 0 | 0 | 0 | 0 | 1 |  | 4 | 16 | 4 | 15
| 2537 | 106 | 4 | 16 | 17 | 0 | 0 | 0 | 0 | 0 | 0 | 0 | 0 | 0 | 0 | 0 | 1 |  | 4 | 16 | 4 | 15
| 2538 | 106 | 4 | 16 | 18 | 0 | 0 | 0 | 0 | 0 | 0 | 0 | 0 | 0 | 0 | 0 | 1 |  | 4 | 16 | 4 | 15
| 2539 | 106 | 4 | 16 | 19 | 0 | 0 | 0 | 0 | 0 | 0 | 0 | 0 | 0 | 0 | 0 | 1 |  | 4 | 16 | 4 | 15
| 2540 | 106 | 4 | 16 | 20 | 0 | 0 | 0 | 0 | 0 | 0 | 0 | 0 | 0 | 0 | 0 | 1 |  | 4 | 16 | 4 | 15
| 2541 | 106 | 4 | 16 | 21 | 0 | 0 | 0 | 0 | 0 | 0 | 0 | 0 | 0 | 0 | 0 | 1 |  | 4 | 16 | 4 | 15
| 2542 | 106 | 4 | 16 | 22 | 0 | 0 | 0 | 0 | 0 | 0 | 0 | 0 | 0 | 0 | 0 | 1 |  | 4 | 16 | 4 | 15
| 2543 | 106 | 4 | 16 | 23 | 0 | 0 | 0 | 0 | 0 | 0 | 0 | 0 | 0 | 0 | 0 | 1 |  | 4 | 16 | 4 | 15
| 2544 | 106 | 4 | 16 | 24 | 0 | 0 | 0 | 0 | 0 | 0 | 0 | 0 | 0 | 0 | 0 | 1 |  | 4 | 16 | 4 | 15
| 2545 | 107 | 4 | 17 | 1 | 0 | 0 | 0 | 0 | 0 | 0 | 0 | 0 | 0 | 0 | 0 | 1 |  | 4 | 17 | 4 | 16
| 2546 | 107 | 4 | 17 | 2 | 0 | 0 | 0 | 0 | 0 | 0 | 0 | 0 | 0 | 0 | 0 | 1 |  | 4 | 17 | 4 | 16
| 2547 | 107 | 4 | 17 | 3 | 0 | 0 | 0 | 0 | 0 | 0 | 0 | 0 | 0 | 0 | 0 | 1 |  | 4 | 17 | 4 | 16
| 2548 | 107 | 4 | 17 | 4 | 0 | 0 | 0 | 0 | 0 | 0 | 0 | 0 | 0 | 0 | 0 | 1 |  | 4 | 17 | 4 | 16
| 2549 | 107 | 4 | 17 | 5 | 0 | 0 | 0 | 0 | 0 | 0 | 0 | 0 | 0 | 0 | 0 | 1 |  | 4 | 17 | 4 | 16
| 2550 | 107 | 4 | 17 | 6 | 0 | 0 | 0 | 0 | 0 | 0 | 0 | 0 | 0 | 0 | 0 | 1 |  | 4 | 17 | 4 | 16
| 2551 | 107 | 4 | 17 | 7 | 0 | 0 | 0 | 0 | 0 | 0 | 0 | 0 | 0 | 0 | 0 | 1 |  | 4 | 17 | 4 | 16
| 2552 | 107 | 4 | 17 | 8 | 0 | 0 | 0 | 0 | 0 | 0 | 0 | 0 | 0 | 0 | 0 | 1 |  | 4 | 17 | 4 | 16
| 2553 | 107 | 4 | 17 | 9 | 0 | 0 | 0 | 0 | 0 | 0 | 0 | 0 | 0 | 0 | 0 | 1 |  | 4 | 17 | 4 | 16
| 2554 | 107 | 4 | 17 | 10 | 0 | 0 | 0 | 0 | 0 | 0 | 0 | 0 | 0 | 0 | 0 | 1 |  | 4 | 17 | 4 | 16
| 2555 | 107 | 4 | 17 | 11 | 0 | 0 | 0 | 0 | 0 | 0 | 0 | 0 | 0 | 0 | 0 | 1 |  | 4 | 17 | 4 | 16
| 2556 | 107 | 4 | 17 | 12 | 0 | 0 | 0 | 0 | 0 | 0 | 0 | 0 | 0 | 0 | 0 | 1 |  | 4 | 17 | 4 | 16
| 2557 | 107 | 4 | 17 | 13 | 0 | 0 | 0 | 0 | 0 | 0 | 0 | 0 | 0 | 0 | 0 | 1 |  | 4 | 17 | 4 | 16
| 2558 | 107 | 4 | 17 | 14 | 0 | 0 | 0 | 0 | 0 | 0 | 0 | 0 | 0 | 0 | 0 | 1 |  | 4 | 17 | 4 | 16
| 2559 | 107 | 4 | 17 | 15 | 0 | 0 | 0 | 0 | 0 | 0 | 0 | 0 | 0 | 0 | 0 | 1 |  | 4 | 17 | 4 | 16
| 2560 | 107 | 4 | 17 | 16 | 0 | 0 | 0 | 0 | 0 | 0 | 0 | 0 | 0 | 0 | 0 | 1 |  | 4 | 17 | 4 | 16
| 2561 | 107 | 4 | 17 | 17 | 0 | 0 | 0 | 0 | 0 | 0 | 0 | 0 | 0 | 0 | 0 | 1 |  | 4 | 17 | 4 | 16
| 2562 | 107 | 4 | 17 | 18 | 0 | 0 | 0 | 0 | 0 | 0 | 0 | 0 | 0 | 0 | 0 | 1 |  | 4 | 17 | 4 | 16
| 2563 | 107 | 4 | 17 | 19 | 0 | 0 | 0 | 0 | 0 | 0 | 0 | 0 | 0 | 0 | 0 | 1 |  | 4 | 17 | 4 | 16
| 2564 | 107 | 4 | 17 | 20 | 0 | 0 | 0 | 0 | 0 | 0 | 0 | 0 | 0 | 0 | 0 | 1 |  | 4 | 17 | 4 | 16
| 2565 | 107 | 4 | 17 | 21 | 0 | 0 | 0 | 0 | 0 | 0 | 0 | 0 | 0 | 0 | 0 | 1 |  | 4 | 17 | 4 | 16
| 2566 | 107 | 4 | 17 | 22 | 0 | 0 | 0 | 0 | 0 | 0 | 0 | 0 | 0 | 0 | 0 | 1 |  | 4 | 17 | 4 | 16
| 2567 | 107 | 4 | 17 | 23 | 0 | 0 | 0 | 0 | 0 | 0 | 0 | 0 | 0 | 0 | 0 | 1 |  | 4 | 17 | 4 | 16
| 2568 | 107 | 4 | 17 | 24 | 0 | 0 | 0 | 0 | 0 | 0 | 0 | 0 | 0 | 0 | 0 | 1 |  | 4 | 17 | 4 | 16
| 2569 | 108 | 4 | 18 | 1 | 0 | 0 | 1 | 0 | 0 | 0 | 0 | 0 | 0 | 0 | 0 | 1 |  | 4 | 18 | 4 | 17
| 2570 | 108 | 4 | 18 | 2 | 0 | 0 | 1 | 0 | 0 | 0 | 0 | 0 | 0 | 0 | 0 | 1 |  | 4 | 18 | 4 | 17
| 2571 | 108 | 4 | 18 | 3 | 0 | 0 | 1 | 0 | 0 | 0 | 0 | 0 | 0 | 0 | 0 | 1 |  | 4 | 18 | 4 | 17
| 2572 | 108 | 4 | 18 | 4 | 0 | 0 | 1 | 0 | 0 | 0 | 0 | 0 | 0 | 0 | 0 | 1 |  | 4 | 18 | 4 | 17
| 2573 | 108 | 4 | 18 | 5 | 0 | 0 | 1 | 0 | 0 | 0 | 0 | 0 | 0 | 0 | 0 | 1 |  | 4 | 18 | 4 | 17
| 2574 | 108 | 4 | 18 | 6 | 0 | 0 | 1 | 0 | 0 | 0 | 0 | 0 | 0 | 0 | 0 | 1 |  | 4 | 18 | 4 | 17
| 2575 | 108 | 4 | 18 | 7 | 0 | 0 | 1 | 0 | 0 | 0 | 0 | 0 | 0 | 0 | 0 | 1 |  | 4 | 18 | 4 | 17
| 2576 | 108 | 4 | 18 | 8 | 0 | 0 | 1 | 0 | 0 | 0 | 0 | 0 | 0 | 0 | 0 | 1 |  | 4 | 18 | 4 | 17
| 2577 | 108 | 4 | 18 | 9 | 0 | 0 | 1 | 0 | 0 | 0 | 0 | 0 | 0 | 0 | 0 | 1 |  | 4 | 18 | 4 | 17
| 2578 | 108 | 4 | 18 | 10 | 0 | 0 | 1 | 0 | 0 | 0 | 0 | 0 | 0 | 0 | 0 | 1 |  | 4 | 18 | 4 | 17
| 2579 | 108 | 4 | 18 | 11 | 0 | 0 | 1 | 0 | 0 | 0 | 0 | 0 | 0 | 0 | 0 | 1 |  | 4 | 18 | 4 | 17
| 2580 | 108 | 4 | 18 | 12 | 0 | 0 | 1 | 0 | 0 | 0 | 0 | 0 | 0 | 0 | 0 | 1 |  | 4 | 18 | 4 | 17
| 2581 | 108 | 4 | 18 | 13 | 0 | 0 | 1 | 0 | 0 | 0 | 0 | 0 | 0 | 0 | 0 | 1 |  | 4 | 18 | 4 | 17
| 2582 | 108 | 4 | 18 | 14 | 0 | 0 | 1 | 0 | 0 | 0 | 0 | 0 | 0 | 0 | 0 | 1 |  | 4 | 18 | 4 | 17
| 2583 | 108 | 4 | 18 | 15 | 0 | 0 | 1 | 0 | 0 | 0 | 0 | 0 | 0 | 0 | 0 | 1 |  | 4 | 18 | 4 | 17
| 2584 | 108 | 4 | 18 | 16 | 0 | 0 | 1 | 0 | 0 | 0 | 0 | 0 | 0 | 0 | 0 | 1 |  | 4 | 18 | 4 | 17
| 2585 | 108 | 4 | 18 | 17 | 0 | 0 | 1 | 0 | 0 | 0 | 0 | 0 | 0 | 0 | 0 | 1 |  | 4 | 18 | 4 | 17
| 2586 | 108 | 4 | 18 | 18 | 0 | 0 | 1 | 0 | 0 | 0 | 0 | 0 | 0 | 0 | 0 | 1 |  | 4 | 18 | 4 | 17
| 2587 | 108 | 4 | 18 | 19 | 0 | 0 | 1 | 0 | 0 | 0 | 0 | 0 | 0 | 0 | 0 | 1 |  | 4 | 18 | 4 | 17
| 2588 | 108 | 4 | 18 | 20 | 0 | 0 | 1 | 0 | 0 | 0 | 0 | 0 | 0 | 0 | 0 | 1 |  | 4 | 18 | 4 | 17
| 2589 | 108 | 4 | 18 | 21 | 0 | 0 | 1 | 0 | 0 | 0 | 0 | 0 | 0 | 0 | 0 | 1 |  | 4 | 18 | 4 | 17
| 2590 | 108 | 4 | 18 | 22 | 0 | 0 | 1 | 0 | 0 | 0 | 0 | 0 | 0 | 0 | 0 | 1 |  | 4 | 18 | 4 | 17
| 2591 | 108 | 4 | 18 | 23 | 0 | 0 | 1 | 0 | 0 | 0 | 0 | 0 | 0 | 0 | 0 | 1 |  | 4 | 18 | 4 | 17
| 2592 | 108 | 4 | 18 | 24 | 0 | 0 | 1 | 0 | 0 | 0 | 0 | 0 | 0 | 0 | 0 | 1 |  | 4 | 18 | 4 | 17
| 2593 | 109 | 4 | 19 | 1 | 0 | 0 | 1 | 0 | 0 | 0 | 0 | 0 | 0 | 0 | 0 | 1 |  | 4 | 19 | 4 | 18
| 2594 | 109 | 4 | 19 | 2 | 0 | 0 | 1 | 0 | 0 | 0 | 0 | 0 | 0 | 0 | 0 | 1 |  | 4 | 19 | 4 | 18
| 2595 | 109 | 4 | 19 | 3 | 0 | 0 | 1 | 0 | 0 | 0 | 0 | 0 | 0 | 0 | 0 | 1 |  | 4 | 19 | 4 | 18
| 2596 | 109 | 4 | 19 | 4 | 0 | 0 | 1 | 0 | 0 | 0 | 0 | 0 | 0 | 0 | 0 | 1 |  | 4 | 19 | 4 | 18
| 2597 | 109 | 4 | 19 | 5 | 0 | 0 | 1 | 0 | 0 | 0 | 0 | 0 | 0 | 0 | 0 | 1 |  | 4 | 19 | 4 | 18
| 2598 | 109 | 4 | 19 | 6 | 0 | 0 | 1 | 0 | 0 | 0 | 0 | 0 | 0 | 0 | 0 | 1 |  | 4 | 19 | 4 | 18
| 2599 | 109 | 4 | 19 | 7 | 0 | 0 | 1 | 0 | 0 | 0 | 0 | 0 | 0 | 0 | 0 | 1 |  | 4 | 19 | 4 | 18
| 2600 | 109 | 4 | 19 | 8 | 0 | 0 | 1 | 0 | 0 | 0 | 0 | 0 | 0 | 0 | 0 | 1 |  | 4 | 19 | 4 | 18
| 2601 | 109 | 4 | 19 | 9 | 0 | 0 | 1 | 0 | 0 | 0 | 0 | 0 | 0 | 0 | 0 | 1 |  | 4 | 19 | 4 | 18
| 2602 | 109 | 4 | 19 | 10 | 0 | 0 | 1 | 0 | 0 | 0 | 0 | 0 | 0 | 0 | 0 | 1 |  | 4 | 19 | 4 | 18
| 2603 | 109 | 4 | 19 | 11 | 0 | 0 | 1 | 0 | 0 | 0 | 0 | 0 | 0 | 0 | 0 | 1 |  | 4 | 19 | 4 | 18
| 2604 | 109 | 4 | 19 | 12 | 0 | 0 | 1 | 0 | 0 | 0 | 0 | 0 | 0 | 0 | 0 | 1 |  | 4 | 19 | 4 | 18
| 2605 | 109 | 4 | 19 | 13 | 0 | 0 | 1 | 0 | 0 | 0 | 0 | 0 | 0 | 0 | 0 | 1 |  | 4 | 19 | 4 | 18
| 2606 | 109 | 4 | 19 | 14 | 0 | 0 | 1 | 0 | 0 | 0 | 0 | 0 | 0 | 0 | 0 | 1 |  | 4 | 19 | 4 | 18
| 2607 | 109 | 4 | 19 | 15 | 0 | 0 | 1 | 0 | 0 | 0 | 0 | 0 | 0 | 0 | 0 | 1 |  | 4 | 19 | 4 | 18
| 2608 | 109 | 4 | 19 | 16 | 0 | 0 | 1 | 0 | 0 | 0 | 0 | 0 | 0 | 0 | 0 | 1 |  | 4 | 19 | 4 | 18
| 2609 | 109 | 4 | 19 | 17 | 0 | 0 | 1 | 0 | 0 | 0 | 0 | 0 | 0 | 0 | 0 | 1 |  | 4 | 19 | 4 | 18
| 2610 | 109 | 4 | 19 | 18 | 0 | 0 | 1 | 0 | 0 | 0 | 0 | 0 | 0 | 0 | 0 | 1 |  | 4 | 19 | 4 | 18
| 2611 | 109 | 4 | 19 | 19 | 0 | 0 | 1 | 0 | 0 | 0 | 0 | 0 | 0 | 0 | 0 | 1 |  | 4 | 19 | 4 | 18
| 2612 | 109 | 4 | 19 | 20 | 0 | 0 | 1 | 0 | 0 | 0 | 0 | 0 | 0 | 0 | 0 | 1 |  | 4 | 19 | 4 | 18
| 2613 | 109 | 4 | 19 | 21 | 0 | 0 | 1 | 0 | 0 | 0 | 0 | 0 | 0 | 0 | 0 | 1 |  | 4 | 19 | 4 | 18
| 2614 | 109 | 4 | 19 | 22 | 0 | 0 | 1 | 0 | 0 | 0 | 0 | 0 | 0 | 0 | 0 | 1 |  | 4 | 19 | 4 | 18
| 2615 | 109 | 4 | 19 | 23 | 0 | 0 | 1 | 0 | 0 | 0 | 0 | 0 | 0 | 0 | 0 | 1 |  | 4 | 19 | 4 | 18
| 2616 | 109 | 4 | 19 | 24 | 0 | 0 | 1 | 0 | 0 | 0 | 0 | 0 | 0 | 0 | 0 | 1 |  | 4 | 19 | 4 | 18
| 2617 | 110 | 4 | 20 | 1 | 0 | 0 | 1 | 0 | 0 | 0 | 0 | 0 | 0 | 0 | 0 | 1 |  | 4 | 20 | 4 | 19
| 2618 | 110 | 4 | 20 | 2 | 0 | 0 | 1 | 0 | 0 | 0 | 0 | 0 | 0 | 0 | 0 | 1 |  | 4 | 20 | 4 | 19
| 2619 | 110 | 4 | 20 | 3 | 0 | 0 | 1 | 0 | 0 | 0 | 0 | 0 | 0 | 0 | 0 | 1 |  | 4 | 20 | 4 | 19
| 2620 | 110 | 4 | 20 | 4 | 0 | 0 | 1 | 0 | 0 | 0 | 0 | 0 | 0 | 0 | 0 | 1 |  | 4 | 20 | 4 | 19
| 2621 | 110 | 4 | 20 | 5 | 0 | 0 | 1 | 0 | 0 | 0 | 0 | 0 | 0 | 0 | 0 | 1 |  | 4 | 20 | 4 | 19
| 2622 | 110 | 4 | 20 | 6 | 0 | 0 | 1 | 0 | 0 | 0 | 0 | 0 | 0 | 0 | 0 | 1 |  | 4 | 20 | 4 | 19
| 2623 | 110 | 4 | 20 | 7 | 0 | 0 | 1 | 0 | 0 | 0 | 0 | 0 | 0 | 0 | 0 | 1 |  | 4 | 20 | 4 | 19
| 2624 | 110 | 4 | 20 | 8 | 0 | 0 | 1 | 0 | 0 | 0 | 0 | 0 | 0 | 0 | 0 | 1 |  | 4 | 20 | 4 | 19
| 2625 | 110 | 4 | 20 | 9 | 0 | 0 | 1 | 0 | 0 | 0 | 0 | 0 | 0 | 0 | 0 | 1 |  | 4 | 20 | 4 | 19
| 2626 | 110 | 4 | 20 | 10 | 0 | 0 | 1 | 0 | 0 | 0 | 0 | 0 | 0 | 0 | 0 | 1 |  | 4 | 20 | 4 | 19
| 2627 | 110 | 4 | 20 | 11 | 0 | 0 | 1 | 0 | 0 | 0 | 0 | 0 | 0 | 0 | 0 | 1 |  | 4 | 20 | 4 | 19
| 2628 | 110 | 4 | 20 | 12 | 0 | 0 | 1 | 0 | 0 | 0 | 0 | 0 | 0 | 0 | 0 | 1 |  | 4 | 20 | 4 | 19
| 2629 | 110 | 4 | 20 | 13 | 0 | 0 | 1 | 0 | 0 | 0 | 0 | 0 | 0 | 0 | 0 | 1 |  | 4 | 20 | 4 | 19
| 2630 | 110 | 4 | 20 | 14 | 0 | 0 | 1 | 0 | 0 | 0 | 0 | 0 | 0 | 0 | 0 | 1 |  | 4 | 20 | 4 | 19
| 2631 | 110 | 4 | 20 | 15 | 0 | 0 | 1 | 0 | 0 | 0 | 0 | 0 | 0 | 0 | 0 | 1 |  | 4 | 20 | 4 | 19
| 2632 | 110 | 4 | 20 | 16 | 0 | 0 | 1 | 0 | 0 | 0 | 0 | 0 | 0 | 0 | 0 | 1 |  | 4 | 20 | 4 | 19
| 2633 | 110 | 4 | 20 | 17 | 0 | 0 | 1 | 0 | 0 | 0 | 0 | 0 | 0 | 0 | 0 | 1 |  | 4 | 20 | 4 | 19
| 2634 | 110 | 4 | 20 | 18 | 0 | 0 | 1 | 0 | 0 | 0 | 0 | 0 | 0 | 0 | 0 | 1 |  | 4 | 20 | 4 | 19
| 2635 | 110 | 4 | 20 | 19 | 0 | 0 | 1 | 0 | 0 | 0 | 0 | 0 | 0 | 0 | 0 | 1 |  | 4 | 20 | 4 | 19
| 2636 | 110 | 4 | 20 | 20 | 0 | 0 | 1 | 0 | 0 | 0 | 0 | 0 | 0 | 0 | 0 | 1 |  | 4 | 20 | 4 | 19
| 2637 | 110 | 4 | 20 | 21 | 0 | 0 | 1 | 0 | 0 | 0 | 0 | 0 | 0 | 0 | 0 | 1 |  | 4 | 20 | 4 | 19
| 2638 | 110 | 4 | 20 | 22 | 0 | 0 | 1 | 0 | 0 | 0 | 0 | 0 | 0 | 0 | 0 | 1 |  | 4 | 20 | 4 | 19
| 2639 | 110 | 4 | 20 | 23 | 0 | 0 | 1 | 0 | 0 | 0 | 0 | 0 | 0 | 0 | 0 | 1 |  | 4 | 20 | 4 | 19
| 2640 | 110 | 4 | 20 | 24 | 0 | 0 | 1 | 0 | 0 | 0 | 0 | 0 | 0 | 0 | 0 | 1 |  | 4 | 20 | 4 | 19
| 2641 | 111 | 4 | 21 | 1 | 0 | 0 | 1 | 0 | 0 | 0 | 0 | 0 | 0 | 0 | 0 | 1 |  | 4 | 21 | 4 | 20
| 2642 | 111 | 4 | 21 | 2 | 0 | 0 | 1 | 0 | 0 | 0 | 0 | 0 | 0 | 0 | 0 | 1 |  | 4 | 21 | 4 | 20
| 2643 | 111 | 4 | 21 | 3 | 0 | 0 | 1 | 0 | 0 | 0 | 0 | 0 | 0 | 0 | 0 | 1 |  | 4 | 21 | 4 | 20
| 2644 | 111 | 4 | 21 | 4 | 0 | 0 | 1 | 0 | 0 | 0 | 0 | 0 | 0 | 0 | 0 | 1 |  | 4 | 21 | 4 | 20
| 2645 | 111 | 4 | 21 | 5 | 0 | 0 | 1 | 0 | 0 | 0 | 0 | 0 | 0 | 0 | 0 | 1 |  | 4 | 21 | 4 | 20
| 2646 | 111 | 4 | 21 | 6 | 0 | 0 | 1 | 0 | 0 | 0 | 0 | 0 | 0 | 0 | 0 | 1 |  | 4 | 21 | 4 | 20
| 2647 | 111 | 4 | 21 | 7 | 0 | 0 | 1 | 0 | 0 | 0 | 0 | 0 | 0 | 0 | 0 | 1 |  | 4 | 21 | 4 | 20
| 2648 | 111 | 4 | 21 | 8 | 0 | 0 | 1 | 0 | 0 | 0 | 0 | 0 | 0 | 0 | 0 | 1 |  | 4 | 21 | 4 | 20
| 2649 | 111 | 4 | 21 | 9 | 0 | 0 | 1 | 0 | 0 | 0 | 0 | 0 | 0 | 0 | 0 | 1 |  | 4 | 21 | 4 | 20
| 2650 | 111 | 4 | 21 | 10 | 0 | 0 | 1 | 0 | 0 | 0 | 0 | 0 | 0 | 0 | 0 | 1 |  | 4 | 21 | 4 | 20
| 2651 | 111 | 4 | 21 | 11 | 0 | 0 | 1 | 0 | 0 | 0 | 0 | 0 | 0 | 0 | 0 | 1 |  | 4 | 21 | 4 | 20
| 2652 | 111 | 4 | 21 | 12 | 0 | 0 | 1 | 0 | 0 | 0 | 0 | 0 | 0 | 0 | 0 | 1 |  | 4 | 21 | 4 | 20
| 2653 | 111 | 4 | 21 | 13 | 0 | 0 | 1 | 0 | 0 | 0 | 0 | 0 | 0 | 0 | 0 | 1 |  | 4 | 21 | 4 | 20
| 2654 | 111 | 4 | 21 | 14 | 0 | 0 | 1 | 0 | 0 | 0 | 0 | 0 | 0 | 0 | 0 | 1 |  | 4 | 21 | 4 | 20
| 2655 | 111 | 4 | 21 | 15 | 0 | 0 | 1 | 0 | 0 | 0 | 0 | 0 | 0 | 0 | 0 | 1 |  | 4 | 21 | 4 | 20
| 2656 | 111 | 4 | 21 | 16 | 0 | 0 | 1 | 0 | 0 | 0 | 0 | 0 | 0 | 0 | 0 | 1 |  | 4 | 21 | 4 | 20
| 2657 | 111 | 4 | 21 | 17 | 0 | 0 | 1 | 0 | 0 | 0 | 0 | 0 | 0 | 0 | 0 | 1 |  | 4 | 21 | 4 | 20
| 2658 | 111 | 4 | 21 | 18 | 0 | 0 | 1 | 0 | 0 | 0 | 0 | 0 | 0 | 0 | 0 | 1 |  | 4 | 21 | 4 | 20
| 2659 | 111 | 4 | 21 | 19 | 0 | 0 | 1 | 0 | 0 | 0 | 0 | 0 | 0 | 0 | 0 | 1 |  | 4 | 21 | 4 | 20
| 2660 | 111 | 4 | 21 | 20 | 0 | 0 | 1 | 0 | 0 | 0 | 0 | 0 | 0 | 0 | 0 | 1 |  | 4 | 21 | 4 | 20
| 2661 | 111 | 4 | 21 | 21 | 0 | 0 | 1 | 0 | 0 | 0 | 0 | 0 | 0 | 0 | 0 | 1 |  | 4 | 21 | 4 | 20
| 2662 | 111 | 4 | 21 | 22 | 0 | 0 | 1 | 0 | 0 | 0 | 0 | 0 | 0 | 0 | 0 | 1 |  | 4 | 21 | 4 | 20
| 2663 | 111 | 4 | 21 | 23 | 0 | 0 | 1 | 0 | 0 | 0 | 0 | 0 | 0 | 0 | 0 | 1 |  | 4 | 21 | 4 | 20
| 2664 | 111 | 4 | 21 | 24 | 0 | 0 | 1 | 0 | 0 | 0 | 0 | 0 | 0 | 0 | 0 | 1 |  | 4 | 21 | 4 | 20
| 2665 | 112 | 4 | 22 | 1 | 1 | 0 | 0 | 0 | 0 | 0 | 0 | 0 | 0 | 0 | 0 | 1 |  | 4 | 22 | 4 | 21
| 2666 | 112 | 4 | 22 | 2 | 1 | 0 | 0 | 0 | 0 | 0 | 0 | 0 | 0 | 0 | 0 | 1 |  | 4 | 22 | 4 | 21
| 2667 | 112 | 4 | 22 | 3 | 1 | 0 | 0 | 0 | 0 | 0 | 0 | 0 | 0 | 0 | 0 | 1 |  | 4 | 22 | 4 | 21
| 2668 | 112 | 4 | 22 | 4 | 1 | 0 | 0 | 0 | 0 | 0 | 0 | 0 | 0 | 0 | 0 | 1 |  | 4 | 22 | 4 | 21
| 2669 | 112 | 4 | 22 | 5 | 1 | 0 | 0 | 0 | 0 | 0 | 0 | 0 | 0 | 0 | 0 | 1 |  | 4 | 22 | 4 | 21
| 2670 | 112 | 4 | 22 | 6 | 1 | 0 | 0 | 0 | 0 | 0 | 0 | 0 | 0 | 0 | 0 | 1 |  | 4 | 22 | 4 | 21
| 2671 | 112 | 4 | 22 | 7 | 1 | 0 | 0 | 0 | 0 | 0 | 0 | 0 | 0 | 0 | 0 | 1 |  | 4 | 22 | 4 | 21
| 2672 | 112 | 4 | 22 | 8 | 1 | 0 | 0 | 0 | 0 | 0 | 0 | 0 | 0 | 0 | 0 | 1 |  | 4 | 22 | 4 | 21
| 2673 | 112 | 4 | 22 | 9 | 1 | 0 | 0 | 0 | 0 | 0 | 0 | 0 | 0 | 0 | 0 | 1 |  | 4 | 22 | 4 | 21
| 2674 | 112 | 4 | 22 | 10 | 1 | 0 | 0 | 0 | 0 | 0 | 0 | 0 | 0 | 0 | 0 | 1 |  | 4 | 22 | 4 | 21
| 2675 | 112 | 4 | 22 | 11 | 1 | 0 | 0 | 0 | 0 | 0 | 0 | 0 | 0 | 0 | 0 | 1 |  | 4 | 22 | 4 | 21
| 2676 | 112 | 4 | 22 | 12 | 1 | 0 | 0 | 0 | 0 | 0 | 0 | 0 | 0 | 0 | 0 | 1 |  | 4 | 22 | 4 | 21
| 2677 | 112 | 4 | 22 | 13 | 1 | 0 | 0 | 0 | 0 | 0 | 0 | 0 | 0 | 0 | 0 | 1 |  | 4 | 22 | 4 | 21
| 2678 | 112 | 4 | 22 | 14 | 1 | 0 | 0 | 0 | 0 | 0 | 0 | 0 | 0 | 0 | 0 | 1 |  | 4 | 22 | 4 | 21
| 2679 | 112 | 4 | 22 | 15 | 1 | 0 | 0 | 0 | 0 | 0 | 0 | 0 | 0 | 0 | 0 | 1 |  | 4 | 22 | 4 | 21
| 2680 | 112 | 4 | 22 | 16 | 1 | 0 | 0 | 0 | 0 | 0 | 0 | 0 | 0 | 0 | 0 | 1 |  | 4 | 22 | 4 | 21
| 2681 | 112 | 4 | 22 | 17 | 1 | 0 | 0 | 0 | 0 | 0 | 0 | 0 | 0 | 0 | 0 | 1 |  | 4 | 22 | 4 | 21
| 2682 | 112 | 4 | 22 | 18 | 1 | 0 | 0 | 0 | 0 | 0 | 0 | 0 | 0 | 0 | 0 | 1 |  | 4 | 22 | 4 | 21
| 2683 | 112 | 4 | 22 | 19 | 1 | 0 | 0 | 0 | 0 | 0 | 0 | 0 | 0 | 0 | 0 | 1 |  | 4 | 22 | 4 | 21
| 2684 | 112 | 4 | 22 | 20 | 1 | 0 | 0 | 0 | 0 | 0 | 0 | 0 | 0 | 0 | 0 | 1 |  | 4 | 22 | 4 | 21
| 2685 | 112 | 4 | 22 | 21 | 1 | 0 | 0 | 0 | 0 | 0 | 0 | 0 | 0 | 0 | 0 | 1 |  | 4 | 22 | 4 | 21
| 2686 | 112 | 4 | 22 | 22 | 1 | 0 | 0 | 0 | 0 | 0 | 0 | 0 | 0 | 0 | 0 | 1 |  | 4 | 22 | 4 | 21
| 2687 | 112 | 4 | 22 | 23 | 1 | 0 | 0 | 0 | 0 | 0 | 0 | 0 | 0 | 0 | 0 | 1 |  | 4 | 22 | 4 | 21
| 2688 | 112 | 4 | 22 | 24 | 1 | 0 | 0 | 0 | 0 | 0 | 0 | 0 | 0 | 0 | 0 | 1 |  | 4 | 22 | 4 | 21
| 2689 | 113 | 4 | 23 | 1 | 0 | 0 | 0 | 0 | 0 | 0 | 0 | 0 | 0 | 0 | 0 | 1 |  | 4 | 23 | 4 | 22
| 2690 | 113 | 4 | 23 | 2 | 0 | 0 | 0 | 0 | 0 | 0 | 0 | 0 | 0 | 0 | 0 | 1 |  | 4 | 23 | 4 | 22
| 2691 | 113 | 4 | 23 | 3 | 0 | 0 | 0 | 0 | 0 | 0 | 0 | 0 | 0 | 0 | 0 | 1 |  | 4 | 23 | 4 | 22
| 2692 | 113 | 4 | 23 | 4 | 0 | 0 | 0 | 0 | 0 | 0 | 0 | 0 | 0 | 0 | 0 | 1 |  | 4 | 23 | 4 | 22
| 2693 | 113 | 4 | 23 | 5 | 0 | 0 | 0 | 0 | 0 | 0 | 0 | 0 | 0 | 0 | 0 | 1 |  | 4 | 23 | 4 | 22
| 2694 | 113 | 4 | 23 | 6 | 0 | 0 | 0 | 0 | 0 | 0 | 0 | 0 | 0 | 0 | 0 | 1 |  | 4 | 23 | 4 | 22
| 2695 | 113 | 4 | 23 | 7 | 0 | 0 | 0 | 0 | 0 | 0 | 0 | 0 | 0 | 0 | 0 | 1 |  | 4 | 23 | 4 | 22
| 2696 | 113 | 4 | 23 | 8 | 0 | 0 | 0 | 0 | 0 | 0 | 0 | 0 | 0 | 0 | 0 | 1 |  | 4 | 23 | 4 | 22
| 2697 | 113 | 4 | 23 | 9 | 0 | 0 | 0 | 0 | 0 | 0 | 0 | 0 | 0 | 0 | 0 | 1 |  | 4 | 23 | 4 | 22
| 2698 | 113 | 4 | 23 | 10 | 0 | 0 | 0 | 0 | 0 | 0 | 0 | 0 | 0 | 0 | 0 | 1 |  | 4 | 23 | 4 | 22
| 2699 | 113 | 4 | 23 | 11 | 0 | 0 | 0 | 0 | 0 | 0 | 0 | 0 | 0 | 0 | 0 | 1 |  | 4 | 23 | 4 | 22
| 2700 | 113 | 4 | 23 | 12 | 0 | 0 | 0 | 0 | 0 | 0 | 0 | 0 | 0 | 0 | 0 | 1 |  | 4 | 23 | 4 | 22
| 2701 | 113 | 4 | 23 | 13 | 0 | 0 | 0 | 0 | 0 | 0 | 0 | 0 | 0 | 0 | 0 | 1 |  | 4 | 23 | 4 | 22
| 2702 | 113 | 4 | 23 | 14 | 0 | 0 | 0 | 0 | 0 | 0 | 0 | 0 | 0 | 0 | 0 | 1 |  | 4 | 23 | 4 | 22
| 2703 | 113 | 4 | 23 | 15 | 0 | 0 | 0 | 0 | 0 | 0 | 0 | 0 | 0 | 0 | 0 | 1 |  | 4 | 23 | 4 | 22
| 2704 | 113 | 4 | 23 | 16 | 0 | 0 | 0 | 0 | 0 | 0 | 0 | 0 | 0 | 0 | 0 | 1 |  | 4 | 23 | 4 | 22
| 2705 | 113 | 4 | 23 | 17 | 0 | 0 | 0 | 0 | 0 | 0 | 0 | 0 | 0 | 0 | 0 | 1 |  | 4 | 23 | 4 | 22
| 2706 | 113 | 4 | 23 | 18 | 0 | 0 | 0 | 0 | 0 | 0 | 0 | 0 | 0 | 0 | 0 | 1 |  | 4 | 23 | 4 | 22
| 2707 | 113 | 4 | 23 | 19 | 0 | 0 | 0 | 0 | 0 | 0 | 0 | 0 | 0 | 0 | 0 | 1 |  | 4 | 23 | 4 | 22
| 2708 | 113 | 4 | 23 | 20 | 0 | 0 | 0 | 0 | 0 | 0 | 0 | 0 | 0 | 0 | 0 | 1 |  | 4 | 23 | 4 | 22
| 2709 | 113 | 4 | 23 | 21 | 0 | 0 | 0 | 0 | 0 | 0 | 0 | 0 | 0 | 0 | 0 | 1 |  | 4 | 23 | 4 | 22
| 2710 | 113 | 4 | 23 | 22 | 0 | 0 | 0 | 0 | 0 | 0 | 0 | 0 | 0 | 0 | 0 | 1 |  | 4 | 23 | 4 | 22
| 2711 | 113 | 4 | 23 | 23 | 0 | 0 | 0 | 0 | 0 | 0 | 0 | 0 | 0 | 0 | 0 | 1 |  | 4 | 23 | 4 | 22
| 2712 | 113 | 4 | 23 | 24 | 0 | 0 | 0 | 0 | 0 | 0 | 0 | 0 | 0 | 0 | 0 | 1 |  | 4 | 23 | 4 | 22
| 2713 | 114 | 4 | 24 | 1 | 0 | 0 | 0 | 0 | 0 | 0 | 0 | 0 | 0 | 0 | 0 | 1 |  | 4 | 24 | 4 | 23
| 2714 | 114 | 4 | 24 | 2 | 0 | 0 | 0 | 0 | 0 | 0 | 0 | 0 | 0 | 0 | 0 | 1 |  | 4 | 24 | 4 | 23
| 2715 | 114 | 4 | 24 | 3 | 0 | 0 | 0 | 0 | 0 | 0 | 0 | 0 | 0 | 0 | 0 | 1 |  | 4 | 24 | 4 | 23
| 2716 | 114 | 4 | 24 | 4 | 0 | 0 | 0 | 0 | 0 | 0 | 0 | 0 | 0 | 0 | 0 | 1 |  | 4 | 24 | 4 | 23
| 2717 | 114 | 4 | 24 | 5 | 0 | 0 | 0 | 0 | 0 | 0 | 0 | 0 | 0 | 0 | 0 | 1 |  | 4 | 24 | 4 | 23
| 2718 | 114 | 4 | 24 | 6 | 0 | 0 | 0 | 0 | 0 | 0 | 0 | 0 | 0 | 0 | 0 | 1 |  | 4 | 24 | 4 | 23
| 2719 | 114 | 4 | 24 | 7 | 0 | 0 | 0 | 0 | 0 | 0 | 0 | 0 | 0 | 0 | 0 | 1 |  | 4 | 24 | 4 | 23
| 2720 | 114 | 4 | 24 | 8 | 0 | 0 | 0 | 0 | 0 | 0 | 0 | 0 | 0 | 0 | 0 | 1 |  | 4 | 24 | 4 | 23
| 2721 | 114 | 4 | 24 | 9 | 0 | 0 | 0 | 0 | 0 | 0 | 0 | 0 | 0 | 0 | 0 | 1 |  | 4 | 24 | 4 | 23
| 2722 | 114 | 4 | 24 | 10 | 0 | 0 | 0 | 0 | 0 | 0 | 0 | 0 | 0 | 0 | 0 | 1 |  | 4 | 24 | 4 | 23
| 2723 | 114 | 4 | 24 | 11 | 0 | 0 | 0 | 0 | 0 | 0 | 0 | 0 | 0 | 0 | 0 | 1 |  | 4 | 24 | 4 | 23
| 2724 | 114 | 4 | 24 | 12 | 0 | 0 | 0 | 0 | 0 | 0 | 0 | 0 | 0 | 0 | 0 | 1 |  | 4 | 24 | 4 | 23
| 2725 | 114 | 4 | 24 | 13 | 0 | 0 | 0 | 0 | 0 | 0 | 0 | 0 | 0 | 0 | 0 | 1 |  | 4 | 24 | 4 | 23
| 2726 | 114 | 4 | 24 | 14 | 0 | 0 | 0 | 0 | 0 | 0 | 0 | 0 | 0 | 0 | 0 | 1 |  | 4 | 24 | 4 | 23
| 2727 | 114 | 4 | 24 | 15 | 0 | 0 | 0 | 0 | 0 | 0 | 0 | 0 | 0 | 0 | 0 | 1 |  | 4 | 24 | 4 | 23
| 2728 | 114 | 4 | 24 | 16 | 0 | 0 | 0 | 0 | 0 | 0 | 0 | 0 | 0 | 0 | 0 | 1 |  | 4 | 24 | 4 | 23
| 2729 | 114 | 4 | 24 | 17 | 0 | 0 | 0 | 0 | 0 | 0 | 0 | 0 | 0 | 0 | 0 | 1 |  | 4 | 24 | 4 | 23
| 2730 | 114 | 4 | 24 | 18 | 0 | 0 | 0 | 0 | 0 | 0 | 0 | 0 | 0 | 0 | 0 | 1 |  | 4 | 24 | 4 | 23
| 2731 | 114 | 4 | 24 | 19 | 0 | 0 | 0 | 0 | 0 | 0 | 0 | 0 | 0 | 0 | 0 | 1 |  | 4 | 24 | 4 | 23
| 2732 | 114 | 4 | 24 | 20 | 0 | 0 | 0 | 0 | 0 | 0 | 0 | 0 | 0 | 0 | 0 | 1 |  | 4 | 24 | 4 | 23
| 2733 | 114 | 4 | 24 | 21 | 0 | 0 | 0 | 0 | 0 | 0 | 0 | 0 | 0 | 0 | 0 | 1 |  | 4 | 24 | 4 | 23
| 2734 | 114 | 4 | 24 | 22 | 0 | 0 | 0 | 0 | 0 | 0 | 0 | 0 | 0 | 0 | 0 | 1 |  | 4 | 24 | 4 | 23
| 2735 | 114 | 4 | 24 | 23 | 0 | 0 | 0 | 0 | 0 | 0 | 0 | 0 | 0 | 0 | 0 | 1 |  | 4 | 24 | 4 | 23
| 2736 | 114 | 4 | 24 | 24 | 0 | 0 | 0 | 0 | 0 | 0 | 0 | 0 | 0 | 0 | 0 | 1 |  | 4 | 24 | 4 | 23
| 2737 | 115 | 4 | 25 | 1 | 0 | 0 | 1 | 0 | 0 | 0 | 0 | 0 | 0 | 0 | 0 | 1 |  | 4 | 25 | 4 | 24
| 2738 | 115 | 4 | 25 | 2 | 0 | 0 | 1 | 0 | 0 | 0 | 0 | 0 | 0 | 0 | 0 | 1 |  | 4 | 25 | 4 | 24
| 2739 | 115 | 4 | 25 | 3 | 0 | 0 | 1 | 0 | 0 | 0 | 0 | 0 | 0 | 0 | 0 | 1 |  | 4 | 25 | 4 | 24
| 2740 | 115 | 4 | 25 | 4 | 0 | 0 | 1 | 0 | 0 | 0 | 0 | 0 | 0 | 0 | 0 | 1 |  | 4 | 25 | 4 | 24
| 2741 | 115 | 4 | 25 | 5 | 0 | 0 | 1 | 0 | 0 | 0 | 0 | 0 | 0 | 0 | 0 | 1 |  | 4 | 25 | 4 | 24
| 2742 | 115 | 4 | 25 | 6 | 0 | 0 | 1 | 0 | 0 | 0 | 0 | 0 | 0 | 0 | 0 | 1 |  | 4 | 25 | 4 | 24
| 2743 | 115 | 4 | 25 | 7 | 0 | 0 | 1 | 0 | 0 | 0 | 0 | 0 | 0 | 0 | 0 | 1 |  | 4 | 25 | 4 | 24
| 2744 | 115 | 4 | 25 | 8 | 0 | 0 | 1 | 0 | 0 | 0 | 0 | 0 | 0 | 0 | 0 | 1 |  | 4 | 25 | 4 | 24
| 2745 | 115 | 4 | 25 | 9 | 0 | 0 | 1 | 0 | 0 | 0 | 0 | 0 | 0 | 0 | 0 | 1 |  | 4 | 25 | 4 | 24
| 2746 | 115 | 4 | 25 | 10 | 0 | 0 | 1 | 0 | 0 | 0 | 0 | 0 | 0 | 0 | 0 | 1 |  | 4 | 25 | 4 | 24
| 2747 | 115 | 4 | 25 | 11 | 0 | 0 | 1 | 0 | 0 | 0 | 0 | 0 | 0 | 0 | 0 | 1 |  | 4 | 25 | 4 | 24
| 2748 | 115 | 4 | 25 | 12 | 0 | 0 | 1 | 0 | 0 | 0 | 0 | 0 | 0 | 0 | 0 | 1 |  | 4 | 25 | 4 | 24
| 2749 | 115 | 4 | 25 | 13 | 0 | 0 | 1 | 0 | 0 | 0 | 0 | 0 | 0 | 0 | 0 | 1 |  | 4 | 25 | 4 | 24
| 2750 | 115 | 4 | 25 | 14 | 0 | 0 | 1 | 0 | 0 | 0 | 0 | 0 | 0 | 0 | 0 | 1 |  | 4 | 25 | 4 | 24
| 2751 | 115 | 4 | 25 | 15 | 0 | 0 | 1 | 0 | 0 | 0 | 0 | 0 | 0 | 0 | 0 | 1 |  | 4 | 25 | 4 | 24
| 2752 | 115 | 4 | 25 | 16 | 0 | 0 | 1 | 0 | 0 | 0 | 0 | 0 | 0 | 0 | 0 | 1 |  | 4 | 25 | 4 | 24
| 2753 | 115 | 4 | 25 | 17 | 0 | 0 | 1 | 0 | 0 | 0 | 0 | 0 | 0 | 0 | 0 | 1 |  | 4 | 25 | 4 | 24
| 2754 | 115 | 4 | 25 | 18 | 0 | 0 | 1 | 0 | 0 | 0 | 0 | 0 | 0 | 0 | 0 | 1 |  | 4 | 25 | 4 | 24
| 2755 | 115 | 4 | 25 | 19 | 0 | 0 | 1 | 0 | 0 | 0 | 0 | 0 | 0 | 0 | 0 | 1 |  | 4 | 25 | 4 | 24
| 2756 | 115 | 4 | 25 | 20 | 0 | 0 | 1 | 0 | 0 | 0 | 0 | 0 | 0 | 0 | 0 | 1 |  | 4 | 25 | 4 | 24
| 2757 | 115 | 4 | 25 | 21 | 0 | 0 | 1 | 0 | 0 | 0 | 0 | 0 | 0 | 0 | 0 | 1 |  | 4 | 25 | 4 | 24
| 2758 | 115 | 4 | 25 | 22 | 0 | 0 | 1 | 0 | 0 | 0 | 0 | 0 | 0 | 0 | 0 | 1 |  | 4 | 25 | 4 | 24
| 2759 | 115 | 4 | 25 | 23 | 0 | 0 | 1 | 0 | 0 | 0 | 0 | 0 | 0 | 0 | 0 | 1 |  | 4 | 25 | 4 | 24
| 2760 | 115 | 4 | 25 | 24 | 0 | 0 | 1 | 0 | 0 | 0 | 0 | 0 | 0 | 0 | 0 | 1 |  | 4 | 25 | 4 | 24
| 2761 | 116 | 4 | 26 | 1 | 0 | 0 | 1 | 0 | 0 | 0 | 0 | 0 | 0 | 0 | 0 | 1 |  | 4 | 26 | 4 | 25
| 2762 | 116 | 4 | 26 | 2 | 0 | 0 | 1 | 0 | 0 | 0 | 0 | 0 | 0 | 0 | 0 | 1 |  | 4 | 26 | 4 | 25
| 2763 | 116 | 4 | 26 | 3 | 0 | 0 | 1 | 0 | 0 | 0 | 0 | 0 | 0 | 0 | 0 | 1 |  | 4 | 26 | 4 | 25
| 2764 | 116 | 4 | 26 | 4 | 0 | 0 | 1 | 0 | 0 | 0 | 0 | 0 | 0 | 0 | 0 | 1 |  | 4 | 26 | 4 | 25
| 2765 | 116 | 4 | 26 | 5 | 0 | 0 | 1 | 0 | 0 | 0 | 0 | 0 | 0 | 0 | 0 | 1 |  | 4 | 26 | 4 | 25
| 2766 | 116 | 4 | 26 | 6 | 0 | 0 | 1 | 0 | 0 | 0 | 0 | 0 | 0 | 0 | 0 | 1 |  | 4 | 26 | 4 | 25
| 2767 | 116 | 4 | 26 | 7 | 0 | 0 | 1 | 0 | 0 | 0 | 0 | 0 | 0 | 0 | 0 | 1 |  | 4 | 26 | 4 | 25
| 2768 | 116 | 4 | 26 | 8 | 0 | 0 | 1 | 0 | 0 | 0 | 0 | 0 | 0 | 0 | 0 | 1 |  | 4 | 26 | 4 | 25
| 2769 | 116 | 4 | 26 | 9 | 0 | 0 | 1 | 0 | 0 | 0 | 0 | 0 | 0 | 0 | 0 | 1 |  | 4 | 26 | 4 | 25
| 2770 | 116 | 4 | 26 | 10 | 0 | 0 | 1 | 0 | 0 | 0 | 0 | 0 | 0 | 0 | 0 | 1 |  | 4 | 26 | 4 | 25
| 2771 | 116 | 4 | 26 | 11 | 0 | 0 | 1 | 0 | 0 | 0 | 0 | 0 | 0 | 0 | 0 | 1 |  | 4 | 26 | 4 | 25
| 2772 | 116 | 4 | 26 | 12 | 0 | 0 | 1 | 0 | 0 | 0 | 0 | 0 | 0 | 0 | 0 | 1 |  | 4 | 26 | 4 | 25
| 2773 | 116 | 4 | 26 | 13 | 0 | 0 | 1 | 0 | 0 | 0 | 0 | 0 | 0 | 0 | 0 | 1 |  | 4 | 26 | 4 | 25
| 2774 | 116 | 4 | 26 | 14 | 0 | 0 | 1 | 0 | 0 | 0 | 0 | 0 | 0 | 0 | 0 | 1 |  | 4 | 26 | 4 | 25
| 2775 | 116 | 4 | 26 | 15 | 0 | 0 | 1 | 0 | 0 | 0 | 0 | 0 | 0 | 0 | 0 | 1 |  | 4 | 26 | 4 | 25
| 2776 | 116 | 4 | 26 | 16 | 0 | 0 | 1 | 0 | 0 | 0 | 0 | 0 | 0 | 0 | 0 | 1 |  | 4 | 26 | 4 | 25
| 2777 | 116 | 4 | 26 | 17 | 0 | 0 | 1 | 0 | 0 | 0 | 0 | 0 | 0 | 0 | 0 | 1 |  | 4 | 26 | 4 | 25
| 2778 | 116 | 4 | 26 | 18 | 0 | 0 | 1 | 0 | 0 | 0 | 0 | 0 | 0 | 0 | 0 | 1 |  | 4 | 26 | 4 | 25
| 2779 | 116 | 4 | 26 | 19 | 0 | 0 | 1 | 0 | 0 | 0 | 0 | 0 | 0 | 0 | 0 | 1 |  | 4 | 26 | 4 | 25
| 2780 | 116 | 4 | 26 | 20 | 0 | 0 | 1 | 0 | 0 | 0 | 0 | 0 | 0 | 0 | 0 | 1 |  | 4 | 26 | 4 | 25
| 2781 | 116 | 4 | 26 | 21 | 0 | 0 | 1 | 0 | 0 | 0 | 0 | 0 | 0 | 0 | 0 | 1 |  | 4 | 26 | 4 | 25
| 2782 | 116 | 4 | 26 | 22 | 0 | 0 | 1 | 0 | 0 | 0 | 0 | 0 | 0 | 0 | 0 | 1 |  | 4 | 26 | 4 | 25
| 2783 | 116 | 4 | 26 | 23 | 0 | 0 | 1 | 0 | 0 | 0 | 0 | 0 | 0 | 0 | 0 | 1 |  | 4 | 26 | 4 | 25
| 2784 | 116 | 4 | 26 | 24 | 0 | 0 | 1 | 0 | 0 | 0 | 0 | 0 | 0 | 0 | 0 | 1 |  | 4 | 26 | 4 | 25
| 2785 | 117 | 4 | 27 | 1 | 0 | 0 | 1 | 0 | 0 | 0 | 0 | 0 | 0 | 0 | 0 | 1 |  | 4 | 27 | 4 | 26
| 2786 | 117 | 4 | 27 | 2 | 0 | 0 | 1 | 0 | 0 | 0 | 0 | 0 | 0 | 0 | 0 | 1 |  | 4 | 27 | 4 | 26
| 2787 | 117 | 4 | 27 | 3 | 0 | 0 | 1 | 0 | 0 | 0 | 0 | 0 | 0 | 0 | 0 | 1 |  | 4 | 27 | 4 | 26
| 2788 | 117 | 4 | 27 | 4 | 0 | 0 | 1 | 0 | 0 | 0 | 0 | 0 | 0 | 0 | 0 | 1 |  | 4 | 27 | 4 | 26
| 2789 | 117 | 4 | 27 | 5 | 0 | 0 | 1 | 0 | 0 | 0 | 0 | 0 | 0 | 0 | 0 | 1 |  | 4 | 27 | 4 | 26
| 2790 | 117 | 4 | 27 | 6 | 0 | 0 | 1 | 0 | 0 | 0 | 0 | 0 | 0 | 0 | 0 | 1 |  | 4 | 27 | 4 | 26
| 2791 | 117 | 4 | 27 | 7 | 0 | 0 | 1 | 0 | 0 | 0 | 0 | 0 | 0 | 0 | 0 | 1 |  | 4 | 27 | 4 | 26
| 2792 | 117 | 4 | 27 | 8 | 0 | 0 | 1 | 0 | 0 | 0 | 0 | 0 | 0 | 0 | 0 | 1 |  | 4 | 27 | 4 | 26
| 2793 | 117 | 4 | 27 | 9 | 0 | 0 | 1 | 0 | 0 | 0 | 0 | 0 | 0 | 0 | 0 | 1 |  | 4 | 27 | 4 | 26
| 2794 | 117 | 4 | 27 | 10 | 0 | 0 | 1 | 0 | 0 | 0 | 0 | 0 | 0 | 0 | 0 | 1 |  | 4 | 27 | 4 | 26
| 2795 | 117 | 4 | 27 | 11 | 0 | 0 | 1 | 0 | 0 | 0 | 0 | 0 | 0 | 0 | 0 | 1 |  | 4 | 27 | 4 | 26
| 2796 | 117 | 4 | 27 | 12 | 0 | 0 | 1 | 0 | 0 | 0 | 0 | 0 | 0 | 0 | 0 | 1 |  | 4 | 27 | 4 | 26
| 2797 | 117 | 4 | 27 | 13 | 0 | 0 | 1 | 0 | 0 | 0 | 0 | 0 | 0 | 0 | 0 | 1 |  | 4 | 27 | 4 | 26
| 2798 | 117 | 4 | 27 | 14 | 0 | 0 | 1 | 0 | 0 | 0 | 0 | 0 | 0 | 0 | 0 | 1 |  | 4 | 27 | 4 | 26
| 2799 | 117 | 4 | 27 | 15 | 0 | 0 | 1 | 0 | 0 | 0 | 0 | 0 | 0 | 0 | 0 | 1 |  | 4 | 27 | 4 | 26
| 2800 | 117 | 4 | 27 | 16 | 0 | 0 | 1 | 0 | 0 | 0 | 0 | 0 | 0 | 0 | 0 | 1 |  | 4 | 27 | 4 | 26
| 2801 | 117 | 4 | 27 | 17 | 0 | 0 | 1 | 0 | 0 | 0 | 0 | 0 | 0 | 0 | 0 | 1 |  | 4 | 27 | 4 | 26
| 2802 | 117 | 4 | 27 | 18 | 0 | 0 | 1 | 0 | 0 | 0 | 0 | 0 | 0 | 0 | 0 | 1 |  | 4 | 27 | 4 | 26
| 2803 | 117 | 4 | 27 | 19 | 0 | 0 | 1 | 0 | 0 | 0 | 0 | 0 | 0 | 0 | 0 | 1 |  | 4 | 27 | 4 | 26
| 2804 | 117 | 4 | 27 | 20 | 0 | 0 | 1 | 0 | 0 | 0 | 0 | 0 | 0 | 0 | 0 | 1 |  | 4 | 27 | 4 | 26
| 2805 | 117 | 4 | 27 | 21 | 0 | 0 | 1 | 0 | 0 | 0 | 0 | 0 | 0 | 0 | 0 | 1 |  | 4 | 27 | 4 | 26
| 2806 | 117 | 4 | 27 | 22 | 0 | 0 | 1 | 0 | 0 | 0 | 0 | 0 | 0 | 0 | 0 | 1 |  | 4 | 27 | 4 | 26
| 2807 | 117 | 4 | 27 | 23 | 0 | 0 | 1 | 0 | 0 | 0 | 0 | 0 | 0 | 0 | 0 | 1 |  | 4 | 27 | 4 | 26
| 2808 | 117 | 4 | 27 | 24 | 0 | 0 | 1 | 0 | 0 | 0 | 0 | 0 | 0 | 0 | 0 | 1 |  | 4 | 27 | 4 | 26
| 2809 | 118 | 4 | 28 | 1 | 0 | 0 | 1 | 0 | 0 | 0 | 0 | 0 | 0 | 0 | 0 | 1 |  | 4 | 28 | 4 | 27
| 2810 | 118 | 4 | 28 | 2 | 0 | 0 | 1 | 0 | 0 | 0 | 0 | 0 | 0 | 0 | 0 | 1 |  | 4 | 28 | 4 | 27
| 2811 | 118 | 4 | 28 | 3 | 0 | 0 | 1 | 0 | 0 | 0 | 0 | 0 | 0 | 0 | 0 | 1 |  | 4 | 28 | 4 | 27
| 2812 | 118 | 4 | 28 | 4 | 0 | 0 | 1 | 0 | 0 | 0 | 0 | 0 | 0 | 0 | 0 | 1 |  | 4 | 28 | 4 | 27
| 2813 | 118 | 4 | 28 | 5 | 0 | 0 | 1 | 0 | 0 | 0 | 0 | 0 | 0 | 0 | 0 | 1 |  | 4 | 28 | 4 | 27
| 2814 | 118 | 4 | 28 | 6 | 0 | 0 | 1 | 0 | 0 | 0 | 0 | 0 | 0 | 0 | 0 | 1 |  | 4 | 28 | 4 | 27
| 2815 | 118 | 4 | 28 | 7 | 0 | 0 | 1 | 0 | 0 | 0 | 0 | 0 | 0 | 0 | 0 | 1 |  | 4 | 28 | 4 | 27
| 2816 | 118 | 4 | 28 | 8 | 0 | 0 | 1 | 0 | 0 | 0 | 0 | 0 | 0 | 0 | 0 | 1 |  | 4 | 28 | 4 | 27
| 2817 | 118 | 4 | 28 | 9 | 0 | 0 | 1 | 0 | 0 | 0 | 0 | 0 | 0 | 0 | 0 | 1 |  | 4 | 28 | 4 | 27
| 2818 | 118 | 4 | 28 | 10 | 0 | 0 | 1 | 0 | 0 | 0 | 0 | 0 | 0 | 0 | 0 | 1 |  | 4 | 28 | 4 | 27
| 2819 | 118 | 4 | 28 | 11 | 0 | 0 | 1 | 0 | 0 | 0 | 0 | 0 | 0 | 0 | 0 | 1 |  | 4 | 28 | 4 | 27
| 2820 | 118 | 4 | 28 | 12 | 0 | 0 | 1 | 0 | 0 | 0 | 0 | 0 | 0 | 0 | 0 | 1 |  | 4 | 28 | 4 | 27
| 2821 | 118 | 4 | 28 | 13 | 0 | 0 | 1 | 0 | 0 | 0 | 0 | 0 | 0 | 0 | 0 | 1 |  | 4 | 28 | 4 | 27
| 2822 | 118 | 4 | 28 | 14 | 0 | 0 | 1 | 0 | 0 | 0 | 0 | 0 | 0 | 0 | 0 | 1 |  | 4 | 28 | 4 | 27
| 2823 | 118 | 4 | 28 | 15 | 0 | 0 | 1 | 0 | 0 | 0 | 0 | 0 | 0 | 0 | 0 | 1 |  | 4 | 28 | 4 | 27
| 2824 | 118 | 4 | 28 | 16 | 0 | 0 | 1 | 0 | 0 | 0 | 0 | 0 | 0 | 0 | 0 | 1 |  | 4 | 28 | 4 | 27
| 2825 | 118 | 4 | 28 | 17 | 0 | 0 | 1 | 0 | 0 | 0 | 0 | 0 | 0 | 0 | 0 | 1 |  | 4 | 28 | 4 | 27
| 2826 | 118 | 4 | 28 | 18 | 0 | 0 | 1 | 0 | 0 | 0 | 0 | 0 | 0 | 0 | 0 | 1 |  | 4 | 28 | 4 | 27
| 2827 | 118 | 4 | 28 | 19 | 0 | 0 | 1 | 0 | 0 | 0 | 0 | 0 | 0 | 0 | 0 | 1 |  | 4 | 28 | 4 | 27
| 2828 | 118 | 4 | 28 | 20 | 0 | 0 | 1 | 0 | 0 | 0 | 0 | 0 | 0 | 0 | 0 | 1 |  | 4 | 28 | 4 | 27
| 2829 | 118 | 4 | 28 | 21 | 0 | 0 | 1 | 0 | 0 | 0 | 0 | 0 | 0 | 0 | 0 | 1 |  | 4 | 28 | 4 | 27
| 2830 | 118 | 4 | 28 | 22 | 0 | 0 | 1 | 0 | 0 | 0 | 0 | 0 | 0 | 0 | 0 | 1 |  | 4 | 28 | 4 | 27
| 2831 | 118 | 4 | 28 | 23 | 0 | 0 | 1 | 0 | 0 | 0 | 0 | 0 | 0 | 0 | 0 | 1 |  | 4 | 28 | 4 | 27
| 2832 | 118 | 4 | 28 | 24 | 0 | 0 | 1 | 0 | 0 | 0 | 0 | 0 | 0 | 0 | 0 | 1 |  | 4 | 28 | 4 | 27
| 2833 | 119 | 4 | 29 | 1 | 0 | 0 | 1 | 0 | 0 | 0 | 0 | 0 | 0 | 0 | 0 | 1 |  | 4 | 29 | 4 | 28
| 2834 | 119 | 4 | 29 | 2 | 0 | 0 | 1 | 0 | 0 | 0 | 0 | 0 | 0 | 0 | 0 | 1 |  | 4 | 29 | 4 | 28
| 2835 | 119 | 4 | 29 | 3 | 0 | 0 | 1 | 0 | 0 | 0 | 0 | 0 | 0 | 0 | 0 | 1 |  | 4 | 29 | 4 | 28
| 2836 | 119 | 4 | 29 | 4 | 0 | 0 | 1 | 0 | 0 | 0 | 0 | 0 | 0 | 0 | 0 | 1 |  | 4 | 29 | 4 | 28
| 2837 | 119 | 4 | 29 | 5 | 0 | 0 | 1 | 0 | 0 | 0 | 0 | 0 | 0 | 0 | 0 | 1 |  | 4 | 29 | 4 | 28
| 2838 | 119 | 4 | 29 | 6 | 0 | 0 | 1 | 0 | 0 | 0 | 0 | 0 | 0 | 0 | 0 | 1 |  | 4 | 29 | 4 | 28
| 2839 | 119 | 4 | 29 | 7 | 0 | 0 | 1 | 0 | 0 | 0 | 0 | 0 | 0 | 0 | 0 | 1 |  | 4 | 29 | 4 | 28
| 2840 | 119 | 4 | 29 | 8 | 0 | 0 | 1 | 0 | 0 | 0 | 0 | 0 | 0 | 0 | 0 | 1 |  | 4 | 29 | 4 | 28
| 2841 | 119 | 4 | 29 | 9 | 0 | 0 | 1 | 0 | 0 | 0 | 0 | 0 | 0 | 0 | 0 | 1 |  | 4 | 29 | 4 | 28
| 2842 | 119 | 4 | 29 | 10 | 0 | 0 | 1 | 0 | 0 | 0 | 0 | 0 | 0 | 0 | 0 | 1 |  | 4 | 29 | 4 | 28
| 2843 | 119 | 4 | 29 | 11 | 0 | 0 | 1 | 0 | 0 | 0 | 0 | 0 | 0 | 0 | 0 | 1 |  | 4 | 29 | 4 | 28
| 2844 | 119 | 4 | 29 | 12 | 0 | 0 | 1 | 0 | 0 | 0 | 0 | 0 | 0 | 0 | 0 | 1 |  | 4 | 29 | 4 | 28
| 2845 | 119 | 4 | 29 | 13 | 0 | 0 | 1 | 0 | 0 | 0 | 0 | 0 | 0 | 0 | 0 | 1 |  | 4 | 29 | 4 | 28
| 2846 | 119 | 4 | 29 | 14 | 0 | 0 | 1 | 0 | 0 | 0 | 0 | 0 | 0 | 0 | 0 | 1 |  | 4 | 29 | 4 | 28
| 2847 | 119 | 4 | 29 | 15 | 0 | 0 | 1 | 0 | 0 | 0 | 0 | 0 | 0 | 0 | 0 | 1 |  | 4 | 29 | 4 | 28
| 2848 | 119 | 4 | 29 | 16 | 0 | 0 | 1 | 0 | 0 | 0 | 0 | 0 | 0 | 0 | 0 | 1 |  | 4 | 29 | 4 | 28
| 2849 | 119 | 4 | 29 | 17 | 0 | 0 | 1 | 0 | 0 | 0 | 0 | 0 | 0 | 0 | 0 | 1 |  | 4 | 29 | 4 | 28
| 2850 | 119 | 4 | 29 | 18 | 0 | 0 | 1 | 0 | 0 | 0 | 0 | 0 | 0 | 0 | 0 | 1 |  | 4 | 29 | 4 | 28
| 2851 | 119 | 4 | 29 | 19 | 0 | 0 | 1 | 0 | 0 | 0 | 0 | 0 | 0 | 0 | 0 | 1 |  | 4 | 29 | 4 | 28
| 2852 | 119 | 4 | 29 | 20 | 0 | 0 | 1 | 0 | 0 | 0 | 0 | 0 | 0 | 0 | 0 | 1 |  | 4 | 29 | 4 | 28
| 2853 | 119 | 4 | 29 | 21 | 0 | 0 | 1 | 0 | 0 | 0 | 0 | 0 | 0 | 0 | 0 | 1 |  | 4 | 29 | 4 | 28
| 2854 | 119 | 4 | 29 | 22 | 0 | 0 | 1 | 0 | 0 | 0 | 0 | 0 | 0 | 0 | 0 | 1 |  | 4 | 29 | 4 | 28
| 2855 | 119 | 4 | 29 | 23 | 0 | 0 | 1 | 0 | 0 | 0 | 0 | 0 | 0 | 0 | 0 | 1 |  | 4 | 29 | 4 | 28
| 2856 | 119 | 4 | 29 | 24 | 0 | 0 | 1 | 0 | 0 | 0 | 0 | 0 | 0 | 0 | 0 | 1 |  | 4 | 29 | 4 | 28
| 2857 | 120 | 4 | 30 | 1 | 0 | 0 | 0 | 0 | 0 | 0 | 0 | 0 | 0 | 0 | 0 | 1 |  | 4 | 30 | 4 | 29
| 2858 | 120 | 4 | 30 | 2 | 0 | 0 | 0 | 0 | 0 | 0 | 0 | 0 | 0 | 0 | 0 | 1 |  | 4 | 30 | 4 | 29
| 2859 | 120 | 4 | 30 | 3 | 0 | 0 | 0 | 0 | 0 | 0 | 0 | 0 | 0 | 0 | 0 | 1 |  | 4 | 30 | 4 | 29
| 2860 | 120 | 4 | 30 | 4 | 0 | 0 | 0 | 0 | 0 | 0 | 0 | 0 | 0 | 0 | 0 | 1 |  | 4 | 30 | 4 | 29
| 2861 | 120 | 4 | 30 | 5 | 0 | 0 | 0 | 0 | 0 | 0 | 0 | 0 | 0 | 0 | 0 | 1 |  | 4 | 30 | 4 | 29
| 2862 | 120 | 4 | 30 | 6 | 0 | 0 | 0 | 0 | 0 | 0 | 0 | 0 | 0 | 0 | 0 | 1 |  | 4 | 30 | 4 | 29
| 2863 | 120 | 4 | 30 | 7 | 0 | 0 | 0 | 0 | 0 | 0 | 0 | 0 | 0 | 0 | 0 | 1 |  | 4 | 30 | 4 | 29
| 2864 | 120 | 4 | 30 | 8 | 0 | 0 | 0 | 0 | 0 | 0 | 0 | 0 | 0 | 0 | 0 | 1 |  | 4 | 30 | 4 | 29
| 2865 | 120 | 4 | 30 | 9 | 0 | 0 | 0 | 0 | 0 | 0 | 0 | 0 | 0 | 0 | 0 | 1 |  | 4 | 30 | 4 | 29
| 2866 | 120 | 4 | 30 | 10 | 0 | 0 | 0 | 0 | 0 | 0 | 0 | 0 | 0 | 0 | 0 | 1 |  | 4 | 30 | 4 | 29
| 2867 | 120 | 4 | 30 | 11 | 0 | 0 | 0 | 0 | 0 | 0 | 0 | 0 | 0 | 0 | 0 | 1 |  | 4 | 30 | 4 | 29
| 2868 | 120 | 4 | 30 | 12 | 0 | 0 | 0 | 0 | 0 | 0 | 0 | 0 | 0 | 0 | 0 | 1 |  | 4 | 30 | 4 | 29
| 2869 | 120 | 4 | 30 | 13 | 0 | 0 | 0 | 0 | 0 | 0 | 0 | 0 | 0 | 0 | 0 | 1 |  | 4 | 30 | 4 | 29
| 2870 | 120 | 4 | 30 | 14 | 0 | 0 | 0 | 0 | 0 | 0 | 0 | 0 | 0 | 0 | 0 | 1 |  | 4 | 30 | 4 | 29
| 2871 | 120 | 4 | 30 | 15 | 0 | 0 | 0 | 0 | 0 | 0 | 0 | 0 | 0 | 0 | 0 | 1 |  | 4 | 30 | 4 | 29
| 2872 | 120 | 4 | 30 | 16 | 0 | 0 | 0 | 0 | 0 | 0 | 0 | 0 | 0 | 0 | 0 | 1 |  | 4 | 30 | 4 | 29
| 2873 | 120 | 4 | 30 | 17 | 0 | 0 | 0 | 0 | 0 | 0 | 0 | 0 | 0 | 0 | 0 | 1 |  | 4 | 30 | 4 | 29
| 2874 | 120 | 4 | 30 | 18 | 0 | 0 | 0 | 0 | 0 | 0 | 0 | 0 | 0 | 0 | 0 | 1 |  | 4 | 30 | 4 | 29
| 2875 | 120 | 4 | 30 | 19 | 0 | 0 | 0 | 0 | 0 | 0 | 0 | 0 | 0 | 0 | 0 | 1 |  | 4 | 30 | 4 | 29
| 2876 | 120 | 4 | 30 | 20 | 0 | 0 | 0 | 0 | 0 | 0 | 0 | 0 | 0 | 0 | 0 | 1 |  | 4 | 30 | 4 | 29
| 2877 | 120 | 4 | 30 | 21 | 0 | 0 | 0 | 0 | 0 | 0 | 0 | 0 | 0 | 0 | 0 | 1 |  | 4 | 30 | 4 | 29
| 2878 | 120 | 4 | 30 | 22 | 0 | 0 | 0 | 0 | 0 | 0 | 0 | 0 | 0 | 0 | 0 | 1 |  | 4 | 30 | 4 | 29
| 2879 | 120 | 4 | 30 | 23 | 0 | 0 | 0 | 0 | 0 | 0 | 0 | 0 | 0 | 0 | 0 | 1 |  | 4 | 30 | 4 | 29
| 2880 | 120 | 4 | 30 | 24 | 0 | 0 | 0 | 0 | 0 | 0 | 0 | 0 | 0 | 0 | 0 | 1 |  | 4 | 30 | 4 | 29
| 2881 | 121 | 5 | 1 | 1 | 0 | 0 | 0 | 0 | 0 | 0 | 0 | 0 | 0 | 0 | 0 | 1 |  | 5 | 1 | 4 | 30
| 2882 | 121 | 5 | 1 | 2 | 0 | 0 | 0 | 0 | 0 | 0 | 0 | 0 | 0 | 0 | 0 | 1 |  | 5 | 1 | 4 | 30
| 2883 | 121 | 5 | 1 | 3 | 0 | 0 | 0 | 0 | 0 | 0 | 0 | 0 | 0 | 0 | 0 | 1 |  | 5 | 1 | 4 | 30
| 2884 | 121 | 5 | 1 | 4 | 0 | 0 | 0 | 0 | 0 | 0 | 0 | 0 | 0 | 0 | 0 | 1 |  | 5 | 1 | 4 | 30
| 2885 | 121 | 5 | 1 | 5 | 0 | 0 | 0 | 0 | 0 | 0 | 0 | 0 | 0 | 0 | 0 | 1 |  | 5 | 1 | 4 | 30
| 2886 | 121 | 5 | 1 | 6 | 0 | 0 | 0 | 0 | 0 | 0 | 0 | 0 | 0 | 0 | 0 | 1 |  | 5 | 1 | 4 | 30
| 2887 | 121 | 5 | 1 | 7 | 0 | 0 | 0 | 0 | 0 | 0 | 0 | 0 | 0 | 0 | 0 | 1 |  | 5 | 1 | 4 | 30
| 2888 | 121 | 5 | 1 | 8 | 0 | 0 | 0 | 0 | 0 | 0 | 0 | 0 | 0 | 0 | 0 | 1 |  | 5 | 1 | 4 | 30
| 2889 | 121 | 5 | 1 | 9 | 0 | 0 | 0 | 0 | 0 | 0 | 0 | 0 | 0 | 0 | 0 | 1 |  | 5 | 1 | 4 | 30
| 2890 | 121 | 5 | 1 | 10 | 0 | 0 | 0 | 0 | 0 | 0 | 0 | 0 | 0 | 0 | 0 | 1 |  | 5 | 1 | 4 | 30
| 2891 | 121 | 5 | 1 | 11 | 0 | 0 | 0 | 0 | 0 | 0 | 0 | 0 | 0 | 0 | 0 | 1 |  | 5 | 1 | 4 | 30
| 2892 | 121 | 5 | 1 | 12 | 0 | 0 | 0 | 0 | 0 | 0 | 0 | 0 | 0 | 0 | 0 | 1 |  | 5 | 1 | 4 | 30
| 2893 | 121 | 5 | 1 | 13 | 0 | 0 | 0 | 0 | 0 | 0 | 0 | 0 | 0 | 0 | 0 | 1 |  | 5 | 1 | 4 | 30
| 2894 | 121 | 5 | 1 | 14 | 0 | 0 | 0 | 0 | 0 | 0 | 0 | 0 | 0 | 0 | 0 | 1 |  | 5 | 1 | 4 | 30
| 2895 | 121 | 5 | 1 | 15 | 0 | 0 | 0 | 0 | 0 | 0 | 0 | 0 | 0 | 0 | 0 | 1 |  | 5 | 1 | 4 | 30
| 2896 | 121 | 5 | 1 | 16 | 0 | 0 | 0 | 0 | 0 | 0 | 0 | 0 | 0 | 0 | 0 | 1 |  | 5 | 1 | 4 | 30
| 2897 | 121 | 5 | 1 | 17 | 0 | 0 | 0 | 0 | 0 | 0 | 0 | 0 | 0 | 0 | 0 | 1 |  | 5 | 1 | 4 | 30
| 2898 | 121 | 5 | 1 | 18 | 0 | 0 | 0 | 0 | 0 | 0 | 0 | 0 | 0 | 0 | 0 | 1 |  | 5 | 1 | 4 | 30
| 2899 | 121 | 5 | 1 | 19 | 0 | 0 | 0 | 0 | 0 | 0 | 0 | 0 | 0 | 0 | 0 | 1 |  | 5 | 1 | 4 | 30
| 2900 | 121 | 5 | 1 | 20 | 0 | 0 | 0 | 0 | 0 | 0 | 0 | 0 | 0 | 0 | 0 | 1 |  | 5 | 1 | 4 | 30
| 2901 | 121 | 5 | 1 | 21 | 0 | 0 | 0 | 0 | 0 | 0 | 0 | 0 | 0 | 0 | 0 | 1 |  | 5 | 1 | 4 | 30
| 2902 | 121 | 5 | 1 | 22 | 0 | 0 | 0 | 0 | 0 | 0 | 0 | 0 | 0 | 0 | 0 | 1 |  | 5 | 1 | 4 | 30
| 2903 | 121 | 5 | 1 | 23 | 0 | 0 | 0 | 0 | 0 | 0 | 0 | 0 | 0 | 0 | 0 | 1 |  | 5 | 1 | 4 | 30
| 2904 | 121 | 5 | 1 | 24 | 0 | 0 | 0 | 0 | 0 | 0 | 0 | 0 | 0 | 0 | 0 | 1 |  | 5 | 1 | 4 | 30
| 2905 | 122 | 5 | 2 | 1 | 0 | 0 | 1 | 0 | 0 | 0 | 0 | 0 | 0 | 0 | 0 | 1 |  | 5 | 2 | 5 | 1
| 2906 | 122 | 5 | 2 | 2 | 0 | 0 | 1 | 0 | 0 | 0 | 0 | 0 | 0 | 0 | 0 | 1 |  | 5 | 2 | 5 | 1
| 2907 | 122 | 5 | 2 | 3 | 0 | 0 | 1 | 0 | 0 | 0 | 0 | 0 | 0 | 0 | 0 | 1 |  | 5 | 2 | 5 | 1
| 2908 | 122 | 5 | 2 | 4 | 0 | 0 | 1 | 0 | 0 | 0 | 0 | 0 | 0 | 0 | 0 | 1 |  | 5 | 2 | 5 | 1
| 2909 | 122 | 5 | 2 | 5 | 0 | 0 | 1 | 0 | 0 | 0 | 0 | 0 | 0 | 0 | 0 | 1 |  | 5 | 2 | 5 | 1
| 2910 | 122 | 5 | 2 | 6 | 0 | 0 | 1 | 0 | 0 | 0 | 0 | 0 | 0 | 0 | 0 | 1 |  | 5 | 2 | 5 | 1
| 2911 | 122 | 5 | 2 | 7 | 0 | 0 | 1 | 0 | 0 | 0 | 0 | 0 | 0 | 0 | 0 | 1 |  | 5 | 2 | 5 | 1
| 2912 | 122 | 5 | 2 | 8 | 0 | 0 | 1 | 0 | 0 | 0 | 0 | 0 | 0 | 0 | 0 | 1 |  | 5 | 2 | 5 | 1
| 2913 | 122 | 5 | 2 | 9 | 0 | 0 | 1 | 0 | 0 | 0 | 0 | 0 | 0 | 0 | 0 | 1 |  | 5 | 2 | 5 | 1
| 2914 | 122 | 5 | 2 | 10 | 0 | 0 | 1 | 0 | 0 | 0 | 0 | 0 | 0 | 0 | 0 | 1 |  | 5 | 2 | 5 | 1
| 2915 | 122 | 5 | 2 | 11 | 0 | 0 | 1 | 0 | 0 | 0 | 0 | 0 | 0 | 0 | 0 | 1 |  | 5 | 2 | 5 | 1
| 2916 | 122 | 5 | 2 | 12 | 0 | 0 | 1 | 0 | 0 | 0 | 0 | 0 | 0 | 0 | 0 | 1 |  | 5 | 2 | 5 | 1
| 2917 | 122 | 5 | 2 | 13 | 0 | 0 | 1 | 0 | 0 | 0 | 0 | 0 | 0 | 0 | 0 | 1 |  | 5 | 2 | 5 | 1
| 2918 | 122 | 5 | 2 | 14 | 0 | 0 | 1 | 0 | 0 | 0 | 0 | 0 | 0 | 0 | 0 | 1 |  | 5 | 2 | 5 | 1
| 2919 | 122 | 5 | 2 | 15 | 0 | 0 | 1 | 0 | 0 | 0 | 0 | 0 | 0 | 0 | 0 | 1 |  | 5 | 2 | 5 | 1
| 2920 | 122 | 5 | 2 | 16 | 0 | 0 | 1 | 0 | 0 | 0 | 0 | 0 | 0 | 0 | 0 | 1 |  | 5 | 2 | 5 | 1
| 2921 | 122 | 5 | 2 | 17 | 0 | 0 | 1 | 0 | 0 | 0 | 0 | 0 | 0 | 0 | 0 | 1 |  | 5 | 2 | 5 | 1
| 2922 | 122 | 5 | 2 | 18 | 0 | 0 | 1 | 0 | 0 | 0 | 0 | 0 | 0 | 0 | 0 | 1 |  | 5 | 2 | 5 | 1
| 2923 | 122 | 5 | 2 | 19 | 0 | 0 | 1 | 0 | 0 | 0 | 0 | 0 | 0 | 0 | 0 | 1 |  | 5 | 2 | 5 | 1
| 2924 | 122 | 5 | 2 | 20 | 0 | 0 | 1 | 0 | 0 | 0 | 0 | 0 | 0 | 0 | 0 | 1 |  | 5 | 2 | 5 | 1
| 2925 | 122 | 5 | 2 | 21 | 0 | 0 | 1 | 0 | 0 | 0 | 0 | 0 | 0 | 0 | 0 | 1 |  | 5 | 2 | 5 | 1
| 2926 | 122 | 5 | 2 | 22 | 0 | 0 | 1 | 0 | 0 | 0 | 0 | 0 | 0 | 0 | 0 | 1 |  | 5 | 2 | 5 | 1
| 2927 | 122 | 5 | 2 | 23 | 0 | 0 | 1 | 0 | 0 | 0 | 0 | 0 | 0 | 0 | 0 | 1 |  | 5 | 2 | 5 | 1
| 2928 | 122 | 5 | 2 | 24 | 0 | 0 | 1 | 0 | 0 | 0 | 0 | 0 | 0 | 0 | 0 | 1 |  | 5 | 2 | 5 | 1
| 2929 | 123 | 5 | 3 | 1 | 0 | 0 | 1 | 0 | 0 | 0 | 0 | 0 | 0 | 0 | 0 | 1 |  | 5 | 3 | 5 | 2
| 2930 | 123 | 5 | 3 | 2 | 0 | 0 | 1 | 0 | 0 | 0 | 0 | 0 | 0 | 0 | 0 | 1 |  | 5 | 3 | 5 | 2
| 2931 | 123 | 5 | 3 | 3 | 0 | 0 | 1 | 0 | 0 | 0 | 0 | 0 | 0 | 0 | 0 | 1 |  | 5 | 3 | 5 | 2
| 2932 | 123 | 5 | 3 | 4 | 0 | 0 | 1 | 0 | 0 | 0 | 0 | 0 | 0 | 0 | 0 | 1 |  | 5 | 3 | 5 | 2
| 2933 | 123 | 5 | 3 | 5 | 0 | 0 | 1 | 0 | 0 | 0 | 0 | 0 | 0 | 0 | 0 | 1 |  | 5 | 3 | 5 | 2
| 2934 | 123 | 5 | 3 | 6 | 0 | 0 | 1 | 0 | 0 | 0 | 0 | 0 | 0 | 0 | 0 | 1 |  | 5 | 3 | 5 | 2
| 2935 | 123 | 5 | 3 | 7 | 0 | 0 | 1 | 0 | 0 | 0 | 0 | 0 | 0 | 0 | 0 | 1 |  | 5 | 3 | 5 | 2
| 2936 | 123 | 5 | 3 | 8 | 0 | 0 | 1 | 0 | 0 | 0 | 0 | 0 | 0 | 0 | 0 | 1 |  | 5 | 3 | 5 | 2
| 2937 | 123 | 5 | 3 | 9 | 0 | 0 | 1 | 0 | 0 | 0 | 0 | 0 | 0 | 0 | 0 | 1 |  | 5 | 3 | 5 | 2
| 2938 | 123 | 5 | 3 | 10 | 0 | 0 | 1 | 0 | 0 | 0 | 0 | 0 | 0 | 0 | 0 | 1 |  | 5 | 3 | 5 | 2
| 2939 | 123 | 5 | 3 | 11 | 0 | 0 | 1 | 0 | 0 | 0 | 0 | 0 | 0 | 0 | 0 | 1 |  | 5 | 3 | 5 | 2
| 2940 | 123 | 5 | 3 | 12 | 0 | 0 | 1 | 0 | 0 | 0 | 0 | 0 | 0 | 0 | 0 | 1 |  | 5 | 3 | 5 | 2
| 2941 | 123 | 5 | 3 | 13 | 0 | 0 | 1 | 0 | 0 | 0 | 0 | 0 | 0 | 0 | 0 | 1 |  | 5 | 3 | 5 | 2
| 2942 | 123 | 5 | 3 | 14 | 0 | 0 | 1 | 0 | 0 | 0 | 0 | 0 | 0 | 0 | 0 | 1 |  | 5 | 3 | 5 | 2
| 2943 | 123 | 5 | 3 | 15 | 0 | 0 | 1 | 0 | 0 | 0 | 0 | 0 | 0 | 0 | 0 | 1 |  | 5 | 3 | 5 | 2
| 2944 | 123 | 5 | 3 | 16 | 0 | 0 | 1 | 0 | 0 | 0 | 0 | 0 | 0 | 0 | 0 | 1 |  | 5 | 3 | 5 | 2
| 2945 | 123 | 5 | 3 | 17 | 0 | 0 | 1 | 0 | 0 | 0 | 0 | 0 | 0 | 0 | 0 | 1 |  | 5 | 3 | 5 | 2
| 2946 | 123 | 5 | 3 | 18 | 0 | 0 | 1 | 0 | 0 | 0 | 0 | 0 | 0 | 0 | 0 | 1 |  | 5 | 3 | 5 | 2
| 2947 | 123 | 5 | 3 | 19 | 0 | 0 | 1 | 0 | 0 | 0 | 0 | 0 | 0 | 0 | 0 | 1 |  | 5 | 3 | 5 | 2
| 2948 | 123 | 5 | 3 | 20 | 0 | 0 | 1 | 0 | 0 | 0 | 0 | 0 | 0 | 0 | 0 | 1 |  | 5 | 3 | 5 | 2
| 2949 | 123 | 5 | 3 | 21 | 0 | 0 | 1 | 0 | 0 | 0 | 0 | 0 | 0 | 0 | 0 | 1 |  | 5 | 3 | 5 | 2
| 2950 | 123 | 5 | 3 | 22 | 0 | 0 | 1 | 0 | 0 | 0 | 0 | 0 | 0 | 0 | 0 | 1 |  | 5 | 3 | 5 | 2
| 2951 | 123 | 5 | 3 | 23 | 0 | 0 | 1 | 0 | 0 | 0 | 0 | 0 | 0 | 0 | 0 | 1 |  | 5 | 3 | 5 | 2
| 2952 | 123 | 5 | 3 | 24 | 0 | 0 | 1 | 0 | 0 | 0 | 0 | 0 | 0 | 0 | 0 | 1 |  | 5 | 3 | 5 | 2
| 2953 | 124 | 5 | 4 | 1 | 0 | 0 | 1 | 0 | 0 | 0 | 0 | 0 | 0 | 0 | 0 | 1 |  | 5 | 4 | 5 | 3
| 2954 | 124 | 5 | 4 | 2 | 0 | 0 | 1 | 0 | 0 | 0 | 0 | 0 | 0 | 0 | 0 | 1 |  | 5 | 4 | 5 | 3
| 2955 | 124 | 5 | 4 | 3 | 0 | 0 | 1 | 0 | 0 | 0 | 0 | 0 | 0 | 0 | 0 | 1 |  | 5 | 4 | 5 | 3
| 2956 | 124 | 5 | 4 | 4 | 0 | 0 | 1 | 0 | 0 | 0 | 0 | 0 | 0 | 0 | 0 | 1 |  | 5 | 4 | 5 | 3
| 2957 | 124 | 5 | 4 | 5 | 0 | 0 | 1 | 0 | 0 | 0 | 0 | 0 | 0 | 0 | 0 | 1 |  | 5 | 4 | 5 | 3
| 2958 | 124 | 5 | 4 | 6 | 0 | 0 | 1 | 0 | 0 | 0 | 0 | 0 | 0 | 0 | 0 | 1 |  | 5 | 4 | 5 | 3
| 2959 | 124 | 5 | 4 | 7 | 0 | 0 | 1 | 0 | 0 | 0 | 0 | 0 | 0 | 0 | 0 | 1 |  | 5 | 4 | 5 | 3
| 2960 | 124 | 5 | 4 | 8 | 0 | 0 | 1 | 0 | 0 | 0 | 0 | 0 | 0 | 0 | 0 | 1 |  | 5 | 4 | 5 | 3
| 2961 | 124 | 5 | 4 | 9 | 0 | 0 | 1 | 0 | 0 | 0 | 0 | 0 | 0 | 0 | 0 | 1 |  | 5 | 4 | 5 | 3
| 2962 | 124 | 5 | 4 | 10 | 0 | 0 | 1 | 0 | 0 | 0 | 0 | 0 | 0 | 0 | 0 | 1 |  | 5 | 4 | 5 | 3
| 2963 | 124 | 5 | 4 | 11 | 0 | 0 | 1 | 0 | 0 | 0 | 0 | 0 | 0 | 0 | 0 | 1 |  | 5 | 4 | 5 | 3
| 2964 | 124 | 5 | 4 | 12 | 0 | 0 | 1 | 0 | 0 | 0 | 0 | 0 | 0 | 0 | 0 | 1 |  | 5 | 4 | 5 | 3
| 2965 | 124 | 5 | 4 | 13 | 0 | 0 | 1 | 0 | 0 | 0 | 0 | 0 | 0 | 0 | 0 | 1 |  | 5 | 4 | 5 | 3
| 2966 | 124 | 5 | 4 | 14 | 0 | 0 | 1 | 0 | 0 | 0 | 0 | 0 | 0 | 0 | 0 | 1 |  | 5 | 4 | 5 | 3
| 2967 | 124 | 5 | 4 | 15 | 0 | 0 | 1 | 0 | 0 | 0 | 0 | 0 | 0 | 0 | 0 | 1 |  | 5 | 4 | 5 | 3
| 2968 | 124 | 5 | 4 | 16 | 0 | 0 | 1 | 0 | 0 | 0 | 0 | 0 | 0 | 0 | 0 | 1 |  | 5 | 4 | 5 | 3
| 2969 | 124 | 5 | 4 | 17 | 0 | 0 | 1 | 0 | 0 | 0 | 0 | 0 | 0 | 0 | 0 | 1 |  | 5 | 4 | 5 | 3
| 2970 | 124 | 5 | 4 | 18 | 0 | 0 | 1 | 0 | 0 | 0 | 0 | 0 | 0 | 0 | 0 | 1 |  | 5 | 4 | 5 | 3
| 2971 | 124 | 5 | 4 | 19 | 0 | 0 | 1 | 0 | 0 | 0 | 0 | 0 | 0 | 0 | 0 | 1 |  | 5 | 4 | 5 | 3
| 2972 | 124 | 5 | 4 | 20 | 0 | 0 | 1 | 0 | 0 | 0 | 0 | 0 | 0 | 0 | 0 | 1 |  | 5 | 4 | 5 | 3
| 2973 | 124 | 5 | 4 | 21 | 0 | 0 | 1 | 0 | 0 | 0 | 0 | 0 | 0 | 0 | 0 | 1 |  | 5 | 4 | 5 | 3
| 2974 | 124 | 5 | 4 | 22 | 0 | 0 | 1 | 0 | 0 | 0 | 0 | 0 | 0 | 0 | 0 | 1 |  | 5 | 4 | 5 | 3
| 2975 | 124 | 5 | 4 | 23 | 0 | 0 | 1 | 0 | 0 | 0 | 0 | 0 | 0 | 0 | 0 | 1 |  | 5 | 4 | 5 | 3
| 2976 | 124 | 5 | 4 | 24 | 0 | 0 | 1 | 0 | 0 | 0 | 0 | 0 | 0 | 0 | 0 | 1 |  | 5 | 4 | 5 | 3
| 2977 | 125 | 5 | 5 | 1 | 0 | 0 | 1 | 0 | 0 | 0 | 0 | 0 | 0 | 0 | 0 | 1 |  | 5 | 5 | 5 | 4
| 2978 | 125 | 5 | 5 | 2 | 0 | 0 | 1 | 0 | 0 | 0 | 0 | 0 | 0 | 0 | 0 | 1 |  | 5 | 5 | 5 | 4
| 2979 | 125 | 5 | 5 | 3 | 0 | 0 | 1 | 0 | 0 | 0 | 0 | 0 | 0 | 0 | 0 | 1 |  | 5 | 5 | 5 | 4
| 2980 | 125 | 5 | 5 | 4 | 0 | 0 | 1 | 0 | 0 | 0 | 0 | 0 | 0 | 0 | 0 | 1 |  | 5 | 5 | 5 | 4
| 2981 | 125 | 5 | 5 | 5 | 0 | 0 | 1 | 0 | 0 | 0 | 0 | 0 | 0 | 0 | 0 | 1 |  | 5 | 5 | 5 | 4
| 2982 | 125 | 5 | 5 | 6 | 0 | 0 | 1 | 0 | 0 | 0 | 0 | 0 | 0 | 0 | 0 | 1 |  | 5 | 5 | 5 | 4
| 2983 | 125 | 5 | 5 | 7 | 0 | 0 | 1 | 0 | 0 | 0 | 0 | 0 | 0 | 0 | 0 | 1 |  | 5 | 5 | 5 | 4
| 2984 | 125 | 5 | 5 | 8 | 0 | 0 | 1 | 0 | 0 | 0 | 0 | 0 | 0 | 0 | 0 | 1 |  | 5 | 5 | 5 | 4
| 2985 | 125 | 5 | 5 | 9 | 0 | 0 | 1 | 0 | 0 | 0 | 0 | 0 | 0 | 0 | 0 | 1 |  | 5 | 5 | 5 | 4
| 2986 | 125 | 5 | 5 | 10 | 0 | 0 | 1 | 0 | 0 | 0 | 0 | 0 | 0 | 0 | 0 | 1 |  | 5 | 5 | 5 | 4
| 2987 | 125 | 5 | 5 | 11 | 0 | 0 | 1 | 0 | 0 | 0 | 0 | 0 | 0 | 0 | 0 | 1 |  | 5 | 5 | 5 | 4
| 2988 | 125 | 5 | 5 | 12 | 0 | 0 | 1 | 0 | 0 | 0 | 0 | 0 | 0 | 0 | 0 | 1 |  | 5 | 5 | 5 | 4
| 2989 | 125 | 5 | 5 | 13 | 0 | 0 | 1 | 0 | 0 | 0 | 0 | 0 | 0 | 0 | 0 | 1 |  | 5 | 5 | 5 | 4
| 2990 | 125 | 5 | 5 | 14 | 0 | 0 | 1 | 0 | 0 | 0 | 0 | 0 | 0 | 0 | 0 | 1 |  | 5 | 5 | 5 | 4
| 2991 | 125 | 5 | 5 | 15 | 0 | 0 | 1 | 0 | 0 | 0 | 0 | 0 | 0 | 0 | 0 | 1 |  | 5 | 5 | 5 | 4
| 2992 | 125 | 5 | 5 | 16 | 0 | 0 | 1 | 0 | 0 | 0 | 0 | 0 | 0 | 0 | 0 | 1 |  | 5 | 5 | 5 | 4
| 2993 | 125 | 5 | 5 | 17 | 0 | 0 | 1 | 0 | 0 | 0 | 0 | 0 | 0 | 0 | 0 | 1 |  | 5 | 5 | 5 | 4
| 2994 | 125 | 5 | 5 | 18 | 0 | 0 | 1 | 0 | 0 | 0 | 0 | 0 | 0 | 0 | 0 | 1 |  | 5 | 5 | 5 | 4
| 2995 | 125 | 5 | 5 | 19 | 0 | 0 | 1 | 0 | 0 | 0 | 0 | 0 | 0 | 0 | 0 | 1 |  | 5 | 5 | 5 | 4
| 2996 | 125 | 5 | 5 | 20 | 0 | 0 | 1 | 0 | 0 | 0 | 0 | 0 | 0 | 0 | 0 | 1 |  | 5 | 5 | 5 | 4
| 2997 | 125 | 5 | 5 | 21 | 0 | 0 | 1 | 0 | 0 | 0 | 0 | 0 | 0 | 0 | 0 | 1 |  | 5 | 5 | 5 | 4
| 2998 | 125 | 5 | 5 | 22 | 0 | 0 | 1 | 0 | 0 | 0 | 0 | 0 | 0 | 0 | 0 | 1 |  | 5 | 5 | 5 | 4
| 2999 | 125 | 5 | 5 | 23 | 0 | 0 | 1 | 0 | 0 | 0 | 0 | 0 | 0 | 0 | 0 | 1 |  | 5 | 5 | 5 | 4
| 3000 | 125 | 5 | 5 | 24 | 0 | 0 | 1 | 0 | 0 | 0 | 0 | 0 | 0 | 0 | 0 | 1 |  | 5 | 5 | 5 | 4
| 3001 | 126 | 5 | 6 | 1 | 0 | 0 | 1 | 0 | 0 | 0 | 0 | 0 | 0 | 0 | 0 | 1 |  | 5 | 6 | 5 | 5
| 3002 | 126 | 5 | 6 | 2 | 0 | 0 | 1 | 0 | 0 | 0 | 0 | 0 | 0 | 0 | 0 | 1 |  | 5 | 6 | 5 | 5
| 3003 | 126 | 5 | 6 | 3 | 0 | 0 | 1 | 0 | 0 | 0 | 0 | 0 | 0 | 0 | 0 | 1 |  | 5 | 6 | 5 | 5
| 3004 | 126 | 5 | 6 | 4 | 0 | 0 | 1 | 0 | 0 | 0 | 0 | 0 | 0 | 0 | 0 | 1 |  | 5 | 6 | 5 | 5
| 3005 | 126 | 5 | 6 | 5 | 0 | 0 | 1 | 0 | 0 | 0 | 0 | 0 | 0 | 0 | 0 | 1 |  | 5 | 6 | 5 | 5
| 3006 | 126 | 5 | 6 | 6 | 0 | 0 | 1 | 0 | 0 | 0 | 0 | 0 | 0 | 0 | 0 | 1 |  | 5 | 6 | 5 | 5
| 3007 | 126 | 5 | 6 | 7 | 0 | 0 | 1 | 0 | 0 | 0 | 0 | 0 | 0 | 0 | 0 | 1 |  | 5 | 6 | 5 | 5
| 3008 | 126 | 5 | 6 | 8 | 0 | 0 | 1 | 0 | 0 | 0 | 0 | 0 | 0 | 0 | 0 | 1 |  | 5 | 6 | 5 | 5
| 3009 | 126 | 5 | 6 | 9 | 0 | 0 | 1 | 0 | 0 | 0 | 0 | 0 | 0 | 0 | 0 | 1 |  | 5 | 6 | 5 | 5
| 3010 | 126 | 5 | 6 | 10 | 0 | 0 | 1 | 0 | 0 | 0 | 0 | 0 | 0 | 0 | 0 | 1 |  | 5 | 6 | 5 | 5
| 3011 | 126 | 5 | 6 | 11 | 0 | 0 | 1 | 0 | 0 | 0 | 0 | 0 | 0 | 0 | 0 | 1 |  | 5 | 6 | 5 | 5
| 3012 | 126 | 5 | 6 | 12 | 0 | 0 | 1 | 0 | 0 | 0 | 0 | 0 | 0 | 0 | 0 | 1 |  | 5 | 6 | 5 | 5
| 3013 | 126 | 5 | 6 | 13 | 0 | 0 | 1 | 0 | 0 | 0 | 0 | 0 | 0 | 0 | 0 | 1 |  | 5 | 6 | 5 | 5
| 3014 | 126 | 5 | 6 | 14 | 0 | 0 | 1 | 0 | 0 | 0 | 0 | 0 | 0 | 0 | 0 | 1 |  | 5 | 6 | 5 | 5
| 3015 | 126 | 5 | 6 | 15 | 0 | 0 | 1 | 0 | 0 | 0 | 0 | 0 | 0 | 0 | 0 | 1 |  | 5 | 6 | 5 | 5
| 3016 | 126 | 5 | 6 | 16 | 0 | 0 | 1 | 0 | 0 | 0 | 0 | 0 | 0 | 0 | 0 | 1 |  | 5 | 6 | 5 | 5
| 3017 | 126 | 5 | 6 | 17 | 0 | 0 | 1 | 0 | 0 | 0 | 0 | 0 | 0 | 0 | 0 | 1 |  | 5 | 6 | 5 | 5
| 3018 | 126 | 5 | 6 | 18 | 0 | 0 | 1 | 0 | 0 | 0 | 0 | 0 | 0 | 0 | 0 | 1 |  | 5 | 6 | 5 | 5
| 3019 | 126 | 5 | 6 | 19 | 0 | 0 | 1 | 0 | 0 | 0 | 0 | 0 | 0 | 0 | 0 | 1 |  | 5 | 6 | 5 | 5
| 3020 | 126 | 5 | 6 | 20 | 0 | 0 | 1 | 0 | 0 | 0 | 0 | 0 | 0 | 0 | 0 | 1 |  | 5 | 6 | 5 | 5
| 3021 | 126 | 5 | 6 | 21 | 0 | 0 | 1 | 0 | 0 | 0 | 0 | 0 | 0 | 0 | 0 | 1 |  | 5 | 6 | 5 | 5
| 3022 | 126 | 5 | 6 | 22 | 0 | 0 | 1 | 0 | 0 | 0 | 0 | 0 | 0 | 0 | 0 | 1 |  | 5 | 6 | 5 | 5
| 3023 | 126 | 5 | 6 | 23 | 0 | 0 | 1 | 0 | 0 | 0 | 0 | 0 | 0 | 0 | 0 | 1 |  | 5 | 6 | 5 | 5
| 3024 | 126 | 5 | 6 | 24 | 0 | 0 | 1 | 0 | 0 | 0 | 0 | 0 | 0 | 0 | 0 | 1 |  | 5 | 6 | 5 | 5
| 3025 | 127 | 5 | 7 | 1 | 0 | 0 | 0 | 0 | 0 | 0 | 0 | 0 | 0 | 0 | 0 | 1 |  | 5 | 7 | 5 | 6
| 3026 | 127 | 5 | 7 | 2 | 0 | 0 | 0 | 0 | 0 | 0 | 0 | 0 | 0 | 0 | 0 | 1 |  | 5 | 7 | 5 | 6
| 3027 | 127 | 5 | 7 | 3 | 0 | 0 | 0 | 0 | 0 | 0 | 0 | 0 | 0 | 0 | 0 | 1 |  | 5 | 7 | 5 | 6
| 3028 | 127 | 5 | 7 | 4 | 0 | 0 | 0 | 0 | 0 | 0 | 0 | 0 | 0 | 0 | 0 | 1 |  | 5 | 7 | 5 | 6
| 3029 | 127 | 5 | 7 | 5 | 0 | 0 | 0 | 0 | 0 | 0 | 0 | 0 | 0 | 0 | 0 | 1 |  | 5 | 7 | 5 | 6
| 3030 | 127 | 5 | 7 | 6 | 0 | 0 | 0 | 0 | 0 | 0 | 0 | 0 | 0 | 0 | 0 | 1 |  | 5 | 7 | 5 | 6
| 3031 | 127 | 5 | 7 | 7 | 0 | 0 | 0 | 0 | 0 | 0 | 0 | 0 | 0 | 0 | 0 | 1 |  | 5 | 7 | 5 | 6
| 3032 | 127 | 5 | 7 | 8 | 0 | 0 | 0 | 0 | 0 | 0 | 0 | 0 | 0 | 0 | 0 | 1 |  | 5 | 7 | 5 | 6
| 3033 | 127 | 5 | 7 | 9 | 0 | 0 | 0 | 0 | 0 | 0 | 0 | 0 | 0 | 0 | 0 | 1 |  | 5 | 7 | 5 | 6
| 3034 | 127 | 5 | 7 | 10 | 0 | 0 | 0 | 0 | 0 | 0 | 0 | 0 | 0 | 0 | 0 | 1 |  | 5 | 7 | 5 | 6
| 3035 | 127 | 5 | 7 | 11 | 0 | 0 | 0 | 0 | 0 | 0 | 0 | 0 | 0 | 0 | 0 | 1 |  | 5 | 7 | 5 | 6
| 3036 | 127 | 5 | 7 | 12 | 0 | 0 | 0 | 0 | 0 | 0 | 0 | 0 | 0 | 0 | 0 | 1 |  | 5 | 7 | 5 | 6
| 3037 | 127 | 5 | 7 | 13 | 0 | 0 | 0 | 0 | 0 | 0 | 0 | 0 | 0 | 0 | 0 | 1 |  | 5 | 7 | 5 | 6
| 3038 | 127 | 5 | 7 | 14 | 0 | 0 | 0 | 0 | 0 | 0 | 0 | 0 | 0 | 0 | 0 | 1 |  | 5 | 7 | 5 | 6
| 3039 | 127 | 5 | 7 | 15 | 0 | 0 | 0 | 0 | 0 | 0 | 0 | 0 | 0 | 0 | 0 | 1 |  | 5 | 7 | 5 | 6
| 3040 | 127 | 5 | 7 | 16 | 0 | 0 | 0 | 0 | 0 | 0 | 0 | 0 | 0 | 0 | 0 | 1 |  | 5 | 7 | 5 | 6
| 3041 | 127 | 5 | 7 | 17 | 0 | 0 | 0 | 0 | 0 | 0 | 0 | 0 | 0 | 0 | 0 | 1 |  | 5 | 7 | 5 | 6
| 3042 | 127 | 5 | 7 | 18 | 0 | 0 | 0 | 0 | 0 | 0 | 0 | 0 | 0 | 0 | 0 | 1 |  | 5 | 7 | 5 | 6
| 3043 | 127 | 5 | 7 | 19 | 0 | 0 | 0 | 0 | 0 | 0 | 0 | 0 | 0 | 0 | 0 | 1 |  | 5 | 7 | 5 | 6
| 3044 | 127 | 5 | 7 | 20 | 0 | 0 | 0 | 0 | 0 | 0 | 0 | 0 | 0 | 0 | 0 | 1 |  | 5 | 7 | 5 | 6
| 3045 | 127 | 5 | 7 | 21 | 0 | 0 | 0 | 0 | 0 | 0 | 0 | 0 | 0 | 0 | 0 | 1 |  | 5 | 7 | 5 | 6
| 3046 | 127 | 5 | 7 | 22 | 0 | 0 | 0 | 0 | 0 | 0 | 0 | 0 | 0 | 0 | 0 | 1 |  | 5 | 7 | 5 | 6
| 3047 | 127 | 5 | 7 | 23 | 0 | 0 | 0 | 0 | 0 | 0 | 0 | 0 | 0 | 0 | 0 | 1 |  | 5 | 7 | 5 | 6
| 3048 | 127 | 5 | 7 | 24 | 0 | 0 | 0 | 0 | 0 | 0 | 0 | 0 | 0 | 0 | 0 | 1 |  | 5 | 7 | 5 | 6
| 3049 | 128 | 5 | 8 | 1 | 0 | 0 | 0 | 0 | 0 | 0 | 0 | 0 | 0 | 0 | 0 | 1 |  | 5 | 8 | 5 | 7
| 3050 | 128 | 5 | 8 | 2 | 0 | 0 | 0 | 0 | 0 | 0 | 0 | 0 | 0 | 0 | 0 | 1 |  | 5 | 8 | 5 | 7
| 3051 | 128 | 5 | 8 | 3 | 0 | 0 | 0 | 0 | 0 | 0 | 0 | 0 | 0 | 0 | 0 | 1 |  | 5 | 8 | 5 | 7
| 3052 | 128 | 5 | 8 | 4 | 0 | 0 | 0 | 0 | 0 | 0 | 0 | 0 | 0 | 0 | 0 | 1 |  | 5 | 8 | 5 | 7
| 3053 | 128 | 5 | 8 | 5 | 0 | 0 | 0 | 0 | 0 | 0 | 0 | 0 | 0 | 0 | 0 | 1 |  | 5 | 8 | 5 | 7
| 3054 | 128 | 5 | 8 | 6 | 0 | 0 | 0 | 0 | 0 | 0 | 0 | 0 | 0 | 0 | 0 | 1 |  | 5 | 8 | 5 | 7
| 3055 | 128 | 5 | 8 | 7 | 0 | 0 | 0 | 0 | 0 | 0 | 0 | 0 | 0 | 0 | 0 | 1 |  | 5 | 8 | 5 | 7
| 3056 | 128 | 5 | 8 | 8 | 0 | 0 | 0 | 0 | 0 | 0 | 0 | 0 | 0 | 0 | 0 | 1 |  | 5 | 8 | 5 | 7
| 3057 | 128 | 5 | 8 | 9 | 0 | 0 | 0 | 0 | 0 | 0 | 0 | 0 | 0 | 0 | 0 | 1 |  | 5 | 8 | 5 | 7
| 3058 | 128 | 5 | 8 | 10 | 0 | 0 | 0 | 0 | 0 | 0 | 0 | 0 | 0 | 0 | 0 | 1 |  | 5 | 8 | 5 | 7
| 3059 | 128 | 5 | 8 | 11 | 0 | 0 | 0 | 0 | 0 | 0 | 0 | 0 | 0 | 0 | 0 | 1 |  | 5 | 8 | 5 | 7
| 3060 | 128 | 5 | 8 | 12 | 0 | 0 | 0 | 0 | 0 | 0 | 0 | 0 | 0 | 0 | 0 | 1 |  | 5 | 8 | 5 | 7
| 3061 | 128 | 5 | 8 | 13 | 0 | 0 | 0 | 0 | 0 | 0 | 0 | 0 | 0 | 0 | 0 | 1 |  | 5 | 8 | 5 | 7
| 3062 | 128 | 5 | 8 | 14 | 0 | 0 | 0 | 0 | 0 | 0 | 0 | 0 | 0 | 0 | 0 | 1 |  | 5 | 8 | 5 | 7
| 3063 | 128 | 5 | 8 | 15 | 0 | 0 | 0 | 0 | 0 | 0 | 0 | 0 | 0 | 0 | 0 | 1 |  | 5 | 8 | 5 | 7
| 3064 | 128 | 5 | 8 | 16 | 0 | 0 | 0 | 0 | 0 | 0 | 0 | 0 | 0 | 0 | 0 | 1 |  | 5 | 8 | 5 | 7
| 3065 | 128 | 5 | 8 | 17 | 0 | 0 | 0 | 0 | 0 | 0 | 0 | 0 | 0 | 0 | 0 | 1 |  | 5 | 8 | 5 | 7
| 3066 | 128 | 5 | 8 | 18 | 0 | 0 | 0 | 0 | 0 | 0 | 0 | 0 | 0 | 0 | 0 | 1 |  | 5 | 8 | 5 | 7
| 3067 | 128 | 5 | 8 | 19 | 0 | 0 | 0 | 0 | 0 | 0 | 0 | 0 | 0 | 0 | 0 | 1 |  | 5 | 8 | 5 | 7
| 3068 | 128 | 5 | 8 | 20 | 0 | 0 | 0 | 0 | 0 | 0 | 0 | 0 | 0 | 0 | 0 | 1 |  | 5 | 8 | 5 | 7
| 3069 | 128 | 5 | 8 | 21 | 0 | 0 | 0 | 0 | 0 | 0 | 0 | 0 | 0 | 0 | 0 | 1 |  | 5 | 8 | 5 | 7
| 3070 | 128 | 5 | 8 | 22 | 0 | 0 | 0 | 0 | 0 | 0 | 0 | 0 | 0 | 0 | 0 | 1 |  | 5 | 8 | 5 | 7
| 3071 | 128 | 5 | 8 | 23 | 0 | 0 | 0 | 0 | 0 | 0 | 0 | 0 | 0 | 0 | 0 | 1 |  | 5 | 8 | 5 | 7
| 3072 | 128 | 5 | 8 | 24 | 0 | 0 | 0 | 0 | 0 | 0 | 0 | 0 | 0 | 0 | 0 | 1 |  | 5 | 8 | 5 | 7
| 3073 | 129 | 5 | 9 | 1 | 0 | 0 | 1 | 0 | 0 | 0 | 0 | 0 | 0 | 0 | 0 | 1 |  | 5 | 9 | 5 | 8
| 3074 | 129 | 5 | 9 | 2 | 0 | 0 | 1 | 0 | 0 | 0 | 0 | 0 | 0 | 0 | 0 | 1 |  | 5 | 9 | 5 | 8
| 3075 | 129 | 5 | 9 | 3 | 0 | 0 | 1 | 0 | 0 | 0 | 0 | 0 | 0 | 0 | 0 | 1 |  | 5 | 9 | 5 | 8
| 3076 | 129 | 5 | 9 | 4 | 0 | 0 | 1 | 0 | 0 | 0 | 0 | 0 | 0 | 0 | 0 | 1 |  | 5 | 9 | 5 | 8
| 3077 | 129 | 5 | 9 | 5 | 0 | 0 | 1 | 0 | 0 | 0 | 0 | 0 | 0 | 0 | 0 | 1 |  | 5 | 9 | 5 | 8
| 3078 | 129 | 5 | 9 | 6 | 0 | 0 | 1 | 0 | 0 | 0 | 0 | 0 | 0 | 0 | 0 | 1 |  | 5 | 9 | 5 | 8
| 3079 | 129 | 5 | 9 | 7 | 0 | 0 | 1 | 0 | 0 | 0 | 0 | 0 | 0 | 0 | 0 | 1 |  | 5 | 9 | 5 | 8
| 3080 | 129 | 5 | 9 | 8 | 0 | 0 | 1 | 0 | 0 | 0 | 0 | 0 | 0 | 0 | 0 | 1 |  | 5 | 9 | 5 | 8
| 3081 | 129 | 5 | 9 | 9 | 0 | 0 | 1 | 0 | 0 | 0 | 0 | 0 | 0 | 0 | 0 | 1 |  | 5 | 9 | 5 | 8
| 3082 | 129 | 5 | 9 | 10 | 0 | 0 | 1 | 0 | 0 | 0 | 0 | 0 | 0 | 0 | 0 | 1 |  | 5 | 9 | 5 | 8
| 3083 | 129 | 5 | 9 | 11 | 0 | 0 | 1 | 0 | 0 | 0 | 0 | 0 | 0 | 0 | 0 | 1 |  | 5 | 9 | 5 | 8
| 3084 | 129 | 5 | 9 | 12 | 0 | 0 | 1 | 0 | 0 | 0 | 0 | 0 | 0 | 0 | 0 | 1 |  | 5 | 9 | 5 | 8
| 3085 | 129 | 5 | 9 | 13 | 0 | 0 | 1 | 0 | 0 | 0 | 0 | 0 | 0 | 0 | 0 | 1 |  | 5 | 9 | 5 | 8
| 3086 | 129 | 5 | 9 | 14 | 0 | 0 | 1 | 0 | 0 | 0 | 0 | 0 | 0 | 0 | 0 | 1 |  | 5 | 9 | 5 | 8
| 3087 | 129 | 5 | 9 | 15 | 0 | 0 | 1 | 0 | 0 | 0 | 0 | 0 | 0 | 0 | 0 | 1 |  | 5 | 9 | 5 | 8
| 3088 | 129 | 5 | 9 | 16 | 0 | 0 | 1 | 0 | 0 | 0 | 0 | 0 | 0 | 0 | 0 | 1 |  | 5 | 9 | 5 | 8
| 3089 | 129 | 5 | 9 | 17 | 0 | 0 | 1 | 0 | 0 | 0 | 0 | 0 | 0 | 0 | 0 | 1 |  | 5 | 9 | 5 | 8
| 3090 | 129 | 5 | 9 | 18 | 0 | 0 | 1 | 0 | 0 | 0 | 0 | 0 | 0 | 0 | 0 | 1 |  | 5 | 9 | 5 | 8
| 3091 | 129 | 5 | 9 | 19 | 0 | 0 | 1 | 0 | 0 | 0 | 0 | 0 | 0 | 0 | 0 | 1 |  | 5 | 9 | 5 | 8
| 3092 | 129 | 5 | 9 | 20 | 0 | 0 | 1 | 0 | 0 | 0 | 0 | 0 | 0 | 0 | 0 | 1 |  | 5 | 9 | 5 | 8
| 3093 | 129 | 5 | 9 | 21 | 0 | 0 | 1 | 0 | 0 | 0 | 0 | 0 | 0 | 0 | 0 | 1 |  | 5 | 9 | 5 | 8
| 3094 | 129 | 5 | 9 | 22 | 0 | 0 | 1 | 0 | 0 | 0 | 0 | 0 | 0 | 0 | 0 | 1 |  | 5 | 9 | 5 | 8
| 3095 | 129 | 5 | 9 | 23 | 0 | 0 | 1 | 0 | 0 | 0 | 0 | 0 | 0 | 0 | 0 | 1 |  | 5 | 9 | 5 | 8
| 3096 | 129 | 5 | 9 | 24 | 0 | 0 | 1 | 0 | 0 | 0 | 0 | 0 | 0 | 0 | 0 | 1 |  | 5 | 9 | 5 | 8
| 3097 | 130 | 5 | 10 | 1 | 0 | 0 | 1 | 0 | 0 | 0 | 0 | 0 | 0 | 0 | 0 | 1 |  | 5 | 10 | 5 | 9
| 3098 | 130 | 5 | 10 | 2 | 0 | 0 | 1 | 0 | 0 | 0 | 0 | 0 | 0 | 0 | 0 | 1 |  | 5 | 10 | 5 | 9
| 3099 | 130 | 5 | 10 | 3 | 0 | 0 | 1 | 0 | 0 | 0 | 0 | 0 | 0 | 0 | 0 | 1 |  | 5 | 10 | 5 | 9
| 3100 | 130 | 5 | 10 | 4 | 0 | 0 | 1 | 0 | 0 | 0 | 0 | 0 | 0 | 0 | 0 | 1 |  | 5 | 10 | 5 | 9
| 3101 | 130 | 5 | 10 | 5 | 0 | 0 | 1 | 0 | 0 | 0 | 0 | 0 | 0 | 0 | 0 | 1 |  | 5 | 10 | 5 | 9
| 3102 | 130 | 5 | 10 | 6 | 0 | 0 | 1 | 0 | 0 | 0 | 0 | 0 | 0 | 0 | 0 | 1 |  | 5 | 10 | 5 | 9
| 3103 | 130 | 5 | 10 | 7 | 0 | 0 | 1 | 0 | 0 | 0 | 0 | 0 | 0 | 0 | 0 | 1 |  | 5 | 10 | 5 | 9
| 3104 | 130 | 5 | 10 | 8 | 0 | 0 | 1 | 0 | 0 | 0 | 0 | 0 | 0 | 0 | 0 | 1 |  | 5 | 10 | 5 | 9
| 3105 | 130 | 5 | 10 | 9 | 0 | 0 | 1 | 0 | 0 | 0 | 0 | 0 | 0 | 0 | 0 | 1 |  | 5 | 10 | 5 | 9
| 3106 | 130 | 5 | 10 | 10 | 0 | 0 | 1 | 0 | 0 | 0 | 0 | 0 | 0 | 0 | 0 | 1 |  | 5 | 10 | 5 | 9
| 3107 | 130 | 5 | 10 | 11 | 0 | 0 | 1 | 0 | 0 | 0 | 0 | 0 | 0 | 0 | 0 | 1 |  | 5 | 10 | 5 | 9
| 3108 | 130 | 5 | 10 | 12 | 0 | 0 | 1 | 0 | 0 | 0 | 0 | 0 | 0 | 0 | 0 | 1 |  | 5 | 10 | 5 | 9
| 3109 | 130 | 5 | 10 | 13 | 0 | 0 | 1 | 0 | 0 | 0 | 0 | 0 | 0 | 0 | 0 | 1 |  | 5 | 10 | 5 | 9
| 3110 | 130 | 5 | 10 | 14 | 0 | 0 | 1 | 0 | 0 | 0 | 0 | 0 | 0 | 0 | 0 | 1 |  | 5 | 10 | 5 | 9
| 3111 | 130 | 5 | 10 | 15 | 0 | 0 | 1 | 0 | 0 | 0 | 0 | 0 | 0 | 0 | 0 | 1 |  | 5 | 10 | 5 | 9
| 3112 | 130 | 5 | 10 | 16 | 0 | 0 | 1 | 0 | 0 | 0 | 0 | 0 | 0 | 0 | 0 | 1 |  | 5 | 10 | 5 | 9
| 3113 | 130 | 5 | 10 | 17 | 0 | 0 | 1 | 0 | 0 | 0 | 0 | 0 | 0 | 0 | 0 | 1 |  | 5 | 10 | 5 | 9
| 3114 | 130 | 5 | 10 | 18 | 0 | 0 | 1 | 0 | 0 | 0 | 0 | 0 | 0 | 0 | 0 | 1 |  | 5 | 10 | 5 | 9
| 3115 | 130 | 5 | 10 | 19 | 0 | 0 | 1 | 0 | 0 | 0 | 0 | 0 | 0 | 0 | 0 | 1 |  | 5 | 10 | 5 | 9
| 3116 | 130 | 5 | 10 | 20 | 0 | 0 | 1 | 0 | 0 | 0 | 0 | 0 | 0 | 0 | 0 | 1 |  | 5 | 10 | 5 | 9
| 3117 | 130 | 5 | 10 | 21 | 0 | 0 | 1 | 0 | 0 | 0 | 0 | 0 | 0 | 0 | 0 | 1 |  | 5 | 10 | 5 | 9
| 3118 | 130 | 5 | 10 | 22 | 0 | 0 | 1 | 0 | 0 | 0 | 0 | 0 | 0 | 0 | 0 | 1 |  | 5 | 10 | 5 | 9
| 3119 | 130 | 5 | 10 | 23 | 0 | 0 | 1 | 0 | 0 | 0 | 0 | 0 | 0 | 0 | 0 | 1 |  | 5 | 10 | 5 | 9
| 3120 | 130 | 5 | 10 | 24 | 0 | 0 | 1 | 0 | 0 | 0 | 0 | 0 | 0 | 0 | 0 | 1 |  | 5 | 10 | 5 | 9
| 3121 | 131 | 5 | 11 | 1 | 0 | 0 | 1 | 0 | 0 | 0 | 0 | 0 | 0 | 0 | 0 | 1 |  | 5 | 11 | 5 | 10
| 3122 | 131 | 5 | 11 | 2 | 0 | 0 | 1 | 0 | 0 | 0 | 0 | 0 | 0 | 0 | 0 | 1 |  | 5 | 11 | 5 | 10
| 3123 | 131 | 5 | 11 | 3 | 0 | 0 | 1 | 0 | 0 | 0 | 0 | 0 | 0 | 0 | 0 | 1 |  | 5 | 11 | 5 | 10
| 3124 | 131 | 5 | 11 | 4 | 0 | 0 | 1 | 0 | 0 | 0 | 0 | 0 | 0 | 0 | 0 | 1 |  | 5 | 11 | 5 | 10
| 3125 | 131 | 5 | 11 | 5 | 0 | 0 | 1 | 0 | 0 | 0 | 0 | 0 | 0 | 0 | 0 | 1 |  | 5 | 11 | 5 | 10
| 3126 | 131 | 5 | 11 | 6 | 0 | 0 | 1 | 0 | 0 | 0 | 0 | 0 | 0 | 0 | 0 | 1 |  | 5 | 11 | 5 | 10
| 3127 | 131 | 5 | 11 | 7 | 0 | 0 | 1 | 0 | 0 | 0 | 0 | 0 | 0 | 0 | 0 | 1 |  | 5 | 11 | 5 | 10
| 3128 | 131 | 5 | 11 | 8 | 0 | 0 | 1 | 0 | 0 | 0 | 0 | 0 | 0 | 0 | 0 | 1 |  | 5 | 11 | 5 | 10
| 3129 | 131 | 5 | 11 | 9 | 0 | 0 | 1 | 0 | 0 | 0 | 0 | 0 | 0 | 0 | 0 | 1 |  | 5 | 11 | 5 | 10
| 3130 | 131 | 5 | 11 | 10 | 0 | 0 | 1 | 0 | 0 | 0 | 0 | 0 | 0 | 0 | 0 | 1 |  | 5 | 11 | 5 | 10
| 3131 | 131 | 5 | 11 | 11 | 0 | 0 | 1 | 0 | 0 | 0 | 0 | 0 | 0 | 0 | 0 | 1 |  | 5 | 11 | 5 | 10
| 3132 | 131 | 5 | 11 | 12 | 0 | 0 | 1 | 0 | 0 | 0 | 0 | 0 | 0 | 0 | 0 | 1 |  | 5 | 11 | 5 | 10
| 3133 | 131 | 5 | 11 | 13 | 0 | 0 | 1 | 0 | 0 | 0 | 0 | 0 | 0 | 0 | 0 | 1 |  | 5 | 11 | 5 | 10
| 3134 | 131 | 5 | 11 | 14 | 0 | 0 | 1 | 0 | 0 | 0 | 0 | 0 | 0 | 0 | 0 | 1 |  | 5 | 11 | 5 | 10
| 3135 | 131 | 5 | 11 | 15 | 0 | 0 | 1 | 0 | 0 | 0 | 0 | 0 | 0 | 0 | 0 | 1 |  | 5 | 11 | 5 | 10
| 3136 | 131 | 5 | 11 | 16 | 0 | 0 | 1 | 0 | 0 | 0 | 0 | 0 | 0 | 0 | 0 | 1 |  | 5 | 11 | 5 | 10
| 3137 | 131 | 5 | 11 | 17 | 0 | 0 | 1 | 0 | 0 | 0 | 0 | 0 | 0 | 0 | 0 | 1 |  | 5 | 11 | 5 | 10
| 3138 | 131 | 5 | 11 | 18 | 0 | 0 | 1 | 0 | 0 | 0 | 0 | 0 | 0 | 0 | 0 | 1 |  | 5 | 11 | 5 | 10
| 3139 | 131 | 5 | 11 | 19 | 0 | 0 | 1 | 0 | 0 | 0 | 0 | 0 | 0 | 0 | 0 | 1 |  | 5 | 11 | 5 | 10
| 3140 | 131 | 5 | 11 | 20 | 0 | 0 | 1 | 0 | 0 | 0 | 0 | 0 | 0 | 0 | 0 | 1 |  | 5 | 11 | 5 | 10
| 3141 | 131 | 5 | 11 | 21 | 0 | 0 | 1 | 0 | 0 | 0 | 0 | 0 | 0 | 0 | 0 | 1 |  | 5 | 11 | 5 | 10
| 3142 | 131 | 5 | 11 | 22 | 0 | 0 | 1 | 0 | 0 | 0 | 0 | 0 | 0 | 0 | 0 | 1 |  | 5 | 11 | 5 | 10
| 3143 | 131 | 5 | 11 | 23 | 0 | 0 | 1 | 0 | 0 | 0 | 0 | 0 | 0 | 0 | 0 | 1 |  | 5 | 11 | 5 | 10
| 3144 | 131 | 5 | 11 | 24 | 0 | 0 | 1 | 0 | 0 | 0 | 0 | 0 | 0 | 0 | 0 | 1 |  | 5 | 11 | 5 | 10
| 3145 | 132 | 5 | 12 | 1 | 0 | 0 | 1 | 0 | 0 | 0 | 0 | 0 | 0 | 0 | 0 | 1 |  | 5 | 12 | 5 | 11
| 3146 | 132 | 5 | 12 | 2 | 0 | 0 | 1 | 0 | 0 | 0 | 0 | 0 | 0 | 0 | 0 | 1 |  | 5 | 12 | 5 | 11
| 3147 | 132 | 5 | 12 | 3 | 0 | 0 | 1 | 0 | 0 | 0 | 0 | 0 | 0 | 0 | 0 | 1 |  | 5 | 12 | 5 | 11
| 3148 | 132 | 5 | 12 | 4 | 0 | 0 | 1 | 0 | 0 | 0 | 0 | 0 | 0 | 0 | 0 | 1 |  | 5 | 12 | 5 | 11
| 3149 | 132 | 5 | 12 | 5 | 0 | 0 | 1 | 0 | 0 | 0 | 0 | 0 | 0 | 0 | 0 | 1 |  | 5 | 12 | 5 | 11
| 3150 | 132 | 5 | 12 | 6 | 0 | 0 | 1 | 0 | 0 | 0 | 0 | 0 | 0 | 0 | 0 | 1 |  | 5 | 12 | 5 | 11
| 3151 | 132 | 5 | 12 | 7 | 0 | 0 | 1 | 0 | 0 | 0 | 0 | 0 | 0 | 0 | 0 | 1 |  | 5 | 12 | 5 | 11
| 3152 | 132 | 5 | 12 | 8 | 0 | 0 | 1 | 0 | 0 | 0 | 0 | 0 | 0 | 0 | 0 | 1 |  | 5 | 12 | 5 | 11
| 3153 | 132 | 5 | 12 | 9 | 0 | 0 | 1 | 0 | 0 | 0 | 0 | 0 | 0 | 0 | 0 | 1 |  | 5 | 12 | 5 | 11
| 3154 | 132 | 5 | 12 | 10 | 0 | 0 | 1 | 0 | 0 | 0 | 0 | 0 | 0 | 0 | 0 | 1 |  | 5 | 12 | 5 | 11
| 3155 | 132 | 5 | 12 | 11 | 0 | 0 | 1 | 0 | 0 | 0 | 0 | 0 | 0 | 0 | 0 | 1 |  | 5 | 12 | 5 | 11
| 3156 | 132 | 5 | 12 | 12 | 0 | 0 | 1 | 0 | 0 | 0 | 0 | 0 | 0 | 0 | 0 | 1 |  | 5 | 12 | 5 | 11
| 3157 | 132 | 5 | 12 | 13 | 0 | 0 | 1 | 0 | 0 | 0 | 0 | 0 | 0 | 0 | 0 | 1 |  | 5 | 12 | 5 | 11
| 3158 | 132 | 5 | 12 | 14 | 0 | 0 | 1 | 0 | 0 | 0 | 0 | 0 | 0 | 0 | 0 | 1 |  | 5 | 12 | 5 | 11
| 3159 | 132 | 5 | 12 | 15 | 0 | 0 | 1 | 0 | 0 | 0 | 0 | 0 | 0 | 0 | 0 | 1 |  | 5 | 12 | 5 | 11
| 3160 | 132 | 5 | 12 | 16 | 0 | 0 | 1 | 0 | 0 | 0 | 0 | 0 | 0 | 0 | 0 | 1 |  | 5 | 12 | 5 | 11
| 3161 | 132 | 5 | 12 | 17 | 0 | 0 | 1 | 0 | 0 | 0 | 0 | 0 | 0 | 0 | 0 | 1 |  | 5 | 12 | 5 | 11
| 3162 | 132 | 5 | 12 | 18 | 0 | 0 | 1 | 0 | 0 | 0 | 0 | 0 | 0 | 0 | 0 | 1 |  | 5 | 12 | 5 | 11
| 3163 | 132 | 5 | 12 | 19 | 0 | 0 | 1 | 0 | 0 | 0 | 0 | 0 | 0 | 0 | 0 | 1 |  | 5 | 12 | 5 | 11
| 3164 | 132 | 5 | 12 | 20 | 0 | 0 | 1 | 0 | 0 | 0 | 0 | 0 | 0 | 0 | 0 | 1 |  | 5 | 12 | 5 | 11
| 3165 | 132 | 5 | 12 | 21 | 0 | 0 | 1 | 0 | 0 | 0 | 0 | 0 | 0 | 0 | 0 | 1 |  | 5 | 12 | 5 | 11
| 3166 | 132 | 5 | 12 | 22 | 0 | 0 | 1 | 0 | 0 | 0 | 0 | 0 | 0 | 0 | 0 | 1 |  | 5 | 12 | 5 | 11
| 3167 | 132 | 5 | 12 | 23 | 0 | 0 | 1 | 0 | 0 | 0 | 0 | 0 | 0 | 0 | 0 | 1 |  | 5 | 12 | 5 | 11
| 3168 | 132 | 5 | 12 | 24 | 0 | 0 | 1 | 0 | 0 | 0 | 0 | 0 | 0 | 0 | 0 | 1 |  | 5 | 12 | 5 | 11
| 3169 | 133 | 5 | 13 | 1 | 0 | 0 | 1 | 0 | 0 | 0 | 0 | 0 | 0 | 0 | 0 | 1 |  | 5 | 13 | 5 | 12
| 3170 | 133 | 5 | 13 | 2 | 0 | 0 | 1 | 0 | 0 | 0 | 0 | 0 | 0 | 0 | 0 | 1 |  | 5 | 13 | 5 | 12
| 3171 | 133 | 5 | 13 | 3 | 0 | 0 | 1 | 0 | 0 | 0 | 0 | 0 | 0 | 0 | 0 | 1 |  | 5 | 13 | 5 | 12
| 3172 | 133 | 5 | 13 | 4 | 0 | 0 | 1 | 0 | 0 | 0 | 0 | 0 | 0 | 0 | 0 | 1 |  | 5 | 13 | 5 | 12
| 3173 | 133 | 5 | 13 | 5 | 0 | 0 | 1 | 0 | 0 | 0 | 0 | 0 | 0 | 0 | 0 | 1 |  | 5 | 13 | 5 | 12
| 3174 | 133 | 5 | 13 | 6 | 0 | 0 | 1 | 0 | 0 | 0 | 0 | 0 | 0 | 0 | 0 | 1 |  | 5 | 13 | 5 | 12
| 3175 | 133 | 5 | 13 | 7 | 0 | 0 | 1 | 0 | 0 | 0 | 0 | 0 | 0 | 0 | 0 | 1 |  | 5 | 13 | 5 | 12
| 3176 | 133 | 5 | 13 | 8 | 0 | 0 | 1 | 0 | 0 | 0 | 0 | 0 | 0 | 0 | 0 | 1 |  | 5 | 13 | 5 | 12
| 3177 | 133 | 5 | 13 | 9 | 0 | 0 | 1 | 0 | 0 | 0 | 0 | 0 | 0 | 0 | 0 | 1 |  | 5 | 13 | 5 | 12
| 3178 | 133 | 5 | 13 | 10 | 0 | 0 | 1 | 0 | 0 | 0 | 0 | 0 | 0 | 0 | 0 | 1 |  | 5 | 13 | 5 | 12
| 3179 | 133 | 5 | 13 | 11 | 0 | 0 | 1 | 0 | 0 | 0 | 0 | 0 | 0 | 0 | 0 | 1 |  | 5 | 13 | 5 | 12
| 3180 | 133 | 5 | 13 | 12 | 0 | 0 | 1 | 0 | 0 | 0 | 0 | 0 | 0 | 0 | 0 | 1 |  | 5 | 13 | 5 | 12
| 3181 | 133 | 5 | 13 | 13 | 0 | 0 | 1 | 0 | 0 | 0 | 0 | 0 | 0 | 0 | 0 | 1 |  | 5 | 13 | 5 | 12
| 3182 | 133 | 5 | 13 | 14 | 0 | 0 | 1 | 0 | 0 | 0 | 0 | 0 | 0 | 0 | 0 | 1 |  | 5 | 13 | 5 | 12
| 3183 | 133 | 5 | 13 | 15 | 0 | 0 | 1 | 0 | 0 | 0 | 0 | 0 | 0 | 0 | 0 | 1 |  | 5 | 13 | 5 | 12
| 3184 | 133 | 5 | 13 | 16 | 0 | 0 | 1 | 0 | 0 | 0 | 0 | 0 | 0 | 0 | 0 | 1 |  | 5 | 13 | 5 | 12
| 3185 | 133 | 5 | 13 | 17 | 0 | 0 | 1 | 0 | 0 | 0 | 0 | 0 | 0 | 0 | 0 | 1 |  | 5 | 13 | 5 | 12
| 3186 | 133 | 5 | 13 | 18 | 0 | 0 | 1 | 0 | 0 | 0 | 0 | 0 | 0 | 0 | 0 | 1 |  | 5 | 13 | 5 | 12
| 3187 | 133 | 5 | 13 | 19 | 0 | 0 | 1 | 0 | 0 | 0 | 0 | 0 | 0 | 0 | 0 | 1 |  | 5 | 13 | 5 | 12
| 3188 | 133 | 5 | 13 | 20 | 0 | 0 | 1 | 0 | 0 | 0 | 0 | 0 | 0 | 0 | 0 | 1 |  | 5 | 13 | 5 | 12
| 3189 | 133 | 5 | 13 | 21 | 0 | 0 | 1 | 0 | 0 | 0 | 0 | 0 | 0 | 0 | 0 | 1 |  | 5 | 13 | 5 | 12
| 3190 | 133 | 5 | 13 | 22 | 0 | 0 | 1 | 0 | 0 | 0 | 0 | 0 | 0 | 0 | 0 | 1 |  | 5 | 13 | 5 | 12
| 3191 | 133 | 5 | 13 | 23 | 0 | 0 | 1 | 0 | 0 | 0 | 0 | 0 | 0 | 0 | 0 | 1 |  | 5 | 13 | 5 | 12
| 3192 | 133 | 5 | 13 | 24 | 0 | 0 | 1 | 0 | 0 | 0 | 0 | 0 | 0 | 0 | 0 | 1 |  | 5 | 13 | 5 | 12
| 3193 | 134 | 5 | 14 | 1 | 0 | 0 | 0 | 0 | 0 | 0 | 0 | 0 | 0 | 0 | 0 | 1 |  | 5 | 14 | 5 | 13
| 3194 | 134 | 5 | 14 | 2 | 0 | 0 | 0 | 0 | 0 | 0 | 0 | 0 | 0 | 0 | 0 | 1 |  | 5 | 14 | 5 | 13
| 3195 | 134 | 5 | 14 | 3 | 0 | 0 | 0 | 0 | 0 | 0 | 0 | 0 | 0 | 0 | 0 | 1 |  | 5 | 14 | 5 | 13
| 3196 | 134 | 5 | 14 | 4 | 0 | 0 | 0 | 0 | 0 | 0 | 0 | 0 | 0 | 0 | 0 | 1 |  | 5 | 14 | 5 | 13
| 3197 | 134 | 5 | 14 | 5 | 0 | 0 | 0 | 0 | 0 | 0 | 0 | 0 | 0 | 0 | 0 | 1 |  | 5 | 14 | 5 | 13
| 3198 | 134 | 5 | 14 | 6 | 0 | 0 | 0 | 0 | 0 | 0 | 0 | 0 | 0 | 0 | 0 | 1 |  | 5 | 14 | 5 | 13
| 3199 | 134 | 5 | 14 | 7 | 0 | 0 | 0 | 0 | 0 | 0 | 0 | 0 | 0 | 0 | 0 | 1 |  | 5 | 14 | 5 | 13
| 3200 | 134 | 5 | 14 | 8 | 0 | 0 | 0 | 0 | 0 | 0 | 0 | 0 | 0 | 0 | 0 | 1 |  | 5 | 14 | 5 | 13
| 3201 | 134 | 5 | 14 | 9 | 0 | 0 | 0 | 0 | 0 | 0 | 0 | 0 | 0 | 0 | 0 | 1 |  | 5 | 14 | 5 | 13
| 3202 | 134 | 5 | 14 | 10 | 0 | 0 | 0 | 0 | 0 | 0 | 0 | 0 | 0 | 0 | 0 | 1 |  | 5 | 14 | 5 | 13
| 3203 | 134 | 5 | 14 | 11 | 0 | 0 | 0 | 0 | 0 | 0 | 0 | 0 | 0 | 0 | 0 | 1 |  | 5 | 14 | 5 | 13
| 3204 | 134 | 5 | 14 | 12 | 0 | 0 | 0 | 0 | 0 | 0 | 0 | 0 | 0 | 0 | 0 | 1 |  | 5 | 14 | 5 | 13
| 3205 | 134 | 5 | 14 | 13 | 0 | 0 | 0 | 0 | 0 | 0 | 0 | 0 | 0 | 0 | 0 | 1 |  | 5 | 14 | 5 | 13
| 3206 | 134 | 5 | 14 | 14 | 0 | 0 | 0 | 0 | 0 | 0 | 0 | 0 | 0 | 0 | 0 | 1 |  | 5 | 14 | 5 | 13
| 3207 | 134 | 5 | 14 | 15 | 0 | 0 | 0 | 0 | 0 | 0 | 0 | 0 | 0 | 0 | 0 | 1 |  | 5 | 14 | 5 | 13
| 3208 | 134 | 5 | 14 | 16 | 0 | 0 | 0 | 0 | 0 | 0 | 0 | 0 | 0 | 0 | 0 | 1 |  | 5 | 14 | 5 | 13
| 3209 | 134 | 5 | 14 | 17 | 0 | 0 | 0 | 0 | 0 | 0 | 0 | 0 | 0 | 0 | 0 | 1 |  | 5 | 14 | 5 | 13
| 3210 | 134 | 5 | 14 | 18 | 0 | 0 | 0 | 0 | 0 | 0 | 0 | 0 | 0 | 0 | 0 | 1 |  | 5 | 14 | 5 | 13
| 3211 | 134 | 5 | 14 | 19 | 0 | 0 | 0 | 0 | 0 | 0 | 0 | 0 | 0 | 0 | 0 | 1 |  | 5 | 14 | 5 | 13
| 3212 | 134 | 5 | 14 | 20 | 0 | 0 | 0 | 0 | 0 | 0 | 0 | 0 | 0 | 0 | 0 | 1 |  | 5 | 14 | 5 | 13
| 3213 | 134 | 5 | 14 | 21 | 0 | 0 | 0 | 0 | 0 | 0 | 0 | 0 | 0 | 0 | 0 | 1 |  | 5 | 14 | 5 | 13
| 3214 | 134 | 5 | 14 | 22 | 0 | 0 | 0 | 0 | 0 | 0 | 0 | 0 | 0 | 0 | 0 | 1 |  | 5 | 14 | 5 | 13
| 3215 | 134 | 5 | 14 | 23 | 0 | 0 | 0 | 0 | 0 | 0 | 0 | 0 | 0 | 0 | 0 | 1 |  | 5 | 14 | 5 | 13
| 3216 | 134 | 5 | 14 | 24 | 0 | 0 | 0 | 0 | 0 | 0 | 0 | 0 | 0 | 0 | 0 | 1 |  | 5 | 14 | 5 | 13
| 3217 | 135 | 5 | 15 | 1 | 0 | 0 | 0 | 0 | 0 | 0 | 0 | 0 | 0 | 0 | 0 | 1 |  | 5 | 15 | 5 | 14
| 3218 | 135 | 5 | 15 | 2 | 0 | 0 | 0 | 0 | 0 | 0 | 0 | 0 | 0 | 0 | 0 | 1 |  | 5 | 15 | 5 | 14
| 3219 | 135 | 5 | 15 | 3 | 0 | 0 | 0 | 0 | 0 | 0 | 0 | 0 | 0 | 0 | 0 | 1 |  | 5 | 15 | 5 | 14
| 3220 | 135 | 5 | 15 | 4 | 0 | 0 | 0 | 0 | 0 | 0 | 0 | 0 | 0 | 0 | 0 | 1 |  | 5 | 15 | 5 | 14
| 3221 | 135 | 5 | 15 | 5 | 0 | 0 | 0 | 0 | 0 | 0 | 0 | 0 | 0 | 0 | 0 | 1 |  | 5 | 15 | 5 | 14
| 3222 | 135 | 5 | 15 | 6 | 0 | 0 | 0 | 0 | 0 | 0 | 0 | 0 | 0 | 0 | 0 | 1 |  | 5 | 15 | 5 | 14
| 3223 | 135 | 5 | 15 | 7 | 0 | 0 | 0 | 0 | 0 | 0 | 0 | 0 | 0 | 0 | 0 | 1 |  | 5 | 15 | 5 | 14
| 3224 | 135 | 5 | 15 | 8 | 0 | 0 | 0 | 0 | 0 | 0 | 0 | 0 | 0 | 0 | 0 | 1 |  | 5 | 15 | 5 | 14
| 3225 | 135 | 5 | 15 | 9 | 0 | 0 | 0 | 0 | 0 | 0 | 0 | 0 | 0 | 0 | 0 | 1 |  | 5 | 15 | 5 | 14
| 3226 | 135 | 5 | 15 | 10 | 0 | 0 | 0 | 0 | 0 | 0 | 0 | 0 | 0 | 0 | 0 | 1 |  | 5 | 15 | 5 | 14
| 3227 | 135 | 5 | 15 | 11 | 0 | 0 | 0 | 0 | 0 | 0 | 0 | 0 | 0 | 0 | 0 | 1 |  | 5 | 15 | 5 | 14
| 3228 | 135 | 5 | 15 | 12 | 0 | 0 | 0 | 0 | 0 | 0 | 0 | 0 | 0 | 0 | 0 | 1 |  | 5 | 15 | 5 | 14
| 3229 | 135 | 5 | 15 | 13 | 0 | 0 | 0 | 0 | 0 | 0 | 0 | 0 | 0 | 0 | 0 | 1 |  | 5 | 15 | 5 | 14
| 3230 | 135 | 5 | 15 | 14 | 0 | 0 | 0 | 0 | 0 | 0 | 0 | 0 | 0 | 0 | 0 | 1 |  | 5 | 15 | 5 | 14
| 3231 | 135 | 5 | 15 | 15 | 0 | 0 | 0 | 0 | 0 | 0 | 0 | 0 | 0 | 0 | 0 | 1 |  | 5 | 15 | 5 | 14
| 3232 | 135 | 5 | 15 | 16 | 0 | 0 | 0 | 0 | 0 | 0 | 0 | 0 | 0 | 0 | 0 | 1 |  | 5 | 15 | 5 | 14
| 3233 | 135 | 5 | 15 | 17 | 0 | 0 | 0 | 0 | 0 | 0 | 0 | 0 | 0 | 0 | 0 | 1 |  | 5 | 15 | 5 | 14
| 3234 | 135 | 5 | 15 | 18 | 0 | 0 | 0 | 0 | 0 | 0 | 0 | 0 | 0 | 0 | 0 | 1 |  | 5 | 15 | 5 | 14
| 3235 | 135 | 5 | 15 | 19 | 0 | 0 | 0 | 0 | 0 | 0 | 0 | 0 | 0 | 0 | 0 | 1 |  | 5 | 15 | 5 | 14
| 3236 | 135 | 5 | 15 | 20 | 0 | 0 | 0 | 0 | 0 | 0 | 0 | 0 | 0 | 0 | 0 | 1 |  | 5 | 15 | 5 | 14
| 3237 | 135 | 5 | 15 | 21 | 0 | 0 | 0 | 0 | 0 | 0 | 0 | 0 | 0 | 0 | 0 | 1 |  | 5 | 15 | 5 | 14
| 3238 | 135 | 5 | 15 | 22 | 0 | 0 | 0 | 0 | 0 | 0 | 0 | 0 | 0 | 0 | 0 | 1 |  | 5 | 15 | 5 | 14
| 3239 | 135 | 5 | 15 | 23 | 0 | 0 | 0 | 0 | 0 | 0 | 0 | 0 | 0 | 0 | 0 | 1 |  | 5 | 15 | 5 | 14
| 3240 | 135 | 5 | 15 | 24 | 0 | 0 | 0 | 0 | 0 | 0 | 0 | 0 | 0 | 0 | 0 | 1 |  | 5 | 15 | 5 | 14
| 3241 | 136 | 5 | 16 | 1 | 0 | 0 | 1 | 0 | 0 | 0 | 0 | 0 | 0 | 0 | 0 | 1 |  | 5 | 16 | 5 | 15
| 3242 | 136 | 5 | 16 | 2 | 0 | 0 | 1 | 0 | 0 | 0 | 0 | 0 | 0 | 0 | 0 | 1 |  | 5 | 16 | 5 | 15
| 3243 | 136 | 5 | 16 | 3 | 0 | 0 | 1 | 0 | 0 | 0 | 0 | 0 | 0 | 0 | 0 | 1 |  | 5 | 16 | 5 | 15
| 3244 | 136 | 5 | 16 | 4 | 0 | 0 | 1 | 0 | 0 | 0 | 0 | 0 | 0 | 0 | 0 | 1 |  | 5 | 16 | 5 | 15
| 3245 | 136 | 5 | 16 | 5 | 0 | 0 | 1 | 0 | 0 | 0 | 0 | 0 | 0 | 0 | 0 | 1 |  | 5 | 16 | 5 | 15
| 3246 | 136 | 5 | 16 | 6 | 0 | 0 | 1 | 0 | 0 | 0 | 0 | 0 | 0 | 0 | 0 | 1 |  | 5 | 16 | 5 | 15
| 3247 | 136 | 5 | 16 | 7 | 0 | 0 | 1 | 0 | 0 | 0 | 0 | 0 | 0 | 0 | 0 | 1 |  | 5 | 16 | 5 | 15
| 3248 | 136 | 5 | 16 | 8 | 0 | 0 | 1 | 0 | 0 | 0 | 0 | 0 | 0 | 0 | 0 | 1 |  | 5 | 16 | 5 | 15
| 3249 | 136 | 5 | 16 | 9 | 0 | 0 | 1 | 0 | 0 | 0 | 0 | 0 | 0 | 0 | 0 | 1 |  | 5 | 16 | 5 | 15
| 3250 | 136 | 5 | 16 | 10 | 0 | 0 | 1 | 0 | 0 | 0 | 0 | 0 | 0 | 0 | 0 | 1 |  | 5 | 16 | 5 | 15
| 3251 | 136 | 5 | 16 | 11 | 0 | 0 | 1 | 0 | 0 | 0 | 0 | 0 | 0 | 0 | 0 | 1 |  | 5 | 16 | 5 | 15
| 3252 | 136 | 5 | 16 | 12 | 0 | 0 | 1 | 0 | 0 | 0 | 0 | 0 | 0 | 0 | 0 | 1 |  | 5 | 16 | 5 | 15
| 3253 | 136 | 5 | 16 | 13 | 0 | 0 | 1 | 0 | 0 | 0 | 0 | 0 | 0 | 0 | 0 | 1 |  | 5 | 16 | 5 | 15
| 3254 | 136 | 5 | 16 | 14 | 0 | 0 | 1 | 0 | 0 | 0 | 0 | 0 | 0 | 0 | 0 | 1 |  | 5 | 16 | 5 | 15
| 3255 | 136 | 5 | 16 | 15 | 0 | 0 | 1 | 0 | 0 | 0 | 0 | 0 | 0 | 0 | 0 | 1 |  | 5 | 16 | 5 | 15
| 3256 | 136 | 5 | 16 | 16 | 0 | 0 | 1 | 0 | 0 | 0 | 0 | 0 | 0 | 0 | 0 | 1 |  | 5 | 16 | 5 | 15
| 3257 | 136 | 5 | 16 | 17 | 0 | 0 | 1 | 0 | 0 | 0 | 0 | 0 | 0 | 0 | 0 | 1 |  | 5 | 16 | 5 | 15
| 3258 | 136 | 5 | 16 | 18 | 0 | 0 | 1 | 0 | 0 | 0 | 0 | 0 | 0 | 0 | 0 | 1 |  | 5 | 16 | 5 | 15
| 3259 | 136 | 5 | 16 | 19 | 0 | 0 | 1 | 0 | 0 | 0 | 0 | 0 | 0 | 0 | 0 | 1 |  | 5 | 16 | 5 | 15
| 3260 | 136 | 5 | 16 | 20 | 0 | 0 | 1 | 0 | 0 | 0 | 0 | 0 | 0 | 0 | 0 | 1 |  | 5 | 16 | 5 | 15
| 3261 | 136 | 5 | 16 | 21 | 0 | 0 | 1 | 0 | 0 | 0 | 0 | 0 | 0 | 0 | 0 | 1 |  | 5 | 16 | 5 | 15
| 3262 | 136 | 5 | 16 | 22 | 0 | 0 | 1 | 0 | 0 | 0 | 0 | 0 | 0 | 0 | 0 | 1 |  | 5 | 16 | 5 | 15
| 3263 | 136 | 5 | 16 | 23 | 0 | 0 | 1 | 0 | 0 | 0 | 0 | 0 | 0 | 0 | 0 | 1 |  | 5 | 16 | 5 | 15
| 3264 | 136 | 5 | 16 | 24 | 0 | 0 | 1 | 0 | 0 | 0 | 0 | 0 | 0 | 0 | 0 | 1 |  | 5 | 16 | 5 | 15
| 3265 | 137 | 5 | 17 | 1 | 0 | 0 | 1 | 0 | 0 | 0 | 0 | 0 | 0 | 0 | 0 | 1 |  | 5 | 17 | 5 | 16
| 3266 | 137 | 5 | 17 | 2 | 0 | 0 | 1 | 0 | 0 | 0 | 0 | 0 | 0 | 0 | 0 | 1 |  | 5 | 17 | 5 | 16
| 3267 | 137 | 5 | 17 | 3 | 0 | 0 | 1 | 0 | 0 | 0 | 0 | 0 | 0 | 0 | 0 | 1 |  | 5 | 17 | 5 | 16
| 3268 | 137 | 5 | 17 | 4 | 0 | 0 | 1 | 0 | 0 | 0 | 0 | 0 | 0 | 0 | 0 | 1 |  | 5 | 17 | 5 | 16
| 3269 | 137 | 5 | 17 | 5 | 0 | 0 | 1 | 0 | 0 | 0 | 0 | 0 | 0 | 0 | 0 | 1 |  | 5 | 17 | 5 | 16
| 3270 | 137 | 5 | 17 | 6 | 0 | 0 | 1 | 0 | 0 | 0 | 0 | 0 | 0 | 0 | 0 | 1 |  | 5 | 17 | 5 | 16
| 3271 | 137 | 5 | 17 | 7 | 0 | 0 | 1 | 0 | 0 | 0 | 0 | 0 | 0 | 0 | 0 | 1 |  | 5 | 17 | 5 | 16
| 3272 | 137 | 5 | 17 | 8 | 0 | 0 | 1 | 0 | 0 | 0 | 0 | 0 | 0 | 0 | 0 | 1 |  | 5 | 17 | 5 | 16
| 3273 | 137 | 5 | 17 | 9 | 0 | 0 | 1 | 0 | 0 | 0 | 0 | 0 | 0 | 0 | 0 | 1 |  | 5 | 17 | 5 | 16
| 3274 | 137 | 5 | 17 | 10 | 0 | 0 | 1 | 0 | 0 | 0 | 0 | 0 | 0 | 0 | 0 | 1 |  | 5 | 17 | 5 | 16
| 3275 | 137 | 5 | 17 | 11 | 0 | 0 | 1 | 0 | 0 | 0 | 0 | 0 | 0 | 0 | 0 | 1 |  | 5 | 17 | 5 | 16
| 3276 | 137 | 5 | 17 | 12 | 0 | 0 | 1 | 0 | 0 | 0 | 0 | 0 | 0 | 0 | 0 | 1 |  | 5 | 17 | 5 | 16
| 3277 | 137 | 5 | 17 | 13 | 0 | 0 | 1 | 0 | 0 | 0 | 0 | 0 | 0 | 0 | 0 | 1 |  | 5 | 17 | 5 | 16
| 3278 | 137 | 5 | 17 | 14 | 0 | 0 | 1 | 0 | 0 | 0 | 0 | 0 | 0 | 0 | 0 | 1 |  | 5 | 17 | 5 | 16
| 3279 | 137 | 5 | 17 | 15 | 0 | 0 | 1 | 0 | 0 | 0 | 0 | 0 | 0 | 0 | 0 | 1 |  | 5 | 17 | 5 | 16
| 3280 | 137 | 5 | 17 | 16 | 0 | 0 | 1 | 0 | 0 | 0 | 0 | 0 | 0 | 0 | 0 | 1 |  | 5 | 17 | 5 | 16
| 3281 | 137 | 5 | 17 | 17 | 0 | 0 | 1 | 0 | 0 | 0 | 0 | 0 | 0 | 0 | 0 | 1 |  | 5 | 17 | 5 | 16
| 3282 | 137 | 5 | 17 | 18 | 0 | 0 | 1 | 0 | 0 | 0 | 0 | 0 | 0 | 0 | 0 | 1 |  | 5 | 17 | 5 | 16
| 3283 | 137 | 5 | 17 | 19 | 0 | 0 | 1 | 0 | 0 | 0 | 0 | 0 | 0 | 0 | 0 | 1 |  | 5 | 17 | 5 | 16
| 3284 | 137 | 5 | 17 | 20 | 0 | 0 | 1 | 0 | 0 | 0 | 0 | 0 | 0 | 0 | 0 | 1 |  | 5 | 17 | 5 | 16
| 3285 | 137 | 5 | 17 | 21 | 0 | 0 | 1 | 0 | 0 | 0 | 0 | 0 | 0 | 0 | 0 | 1 |  | 5 | 17 | 5 | 16
| 3286 | 137 | 5 | 17 | 22 | 0 | 0 | 1 | 0 | 0 | 0 | 0 | 0 | 0 | 0 | 0 | 1 |  | 5 | 17 | 5 | 16
| 3287 | 137 | 5 | 17 | 23 | 0 | 0 | 1 | 0 | 0 | 0 | 0 | 0 | 0 | 0 | 0 | 1 |  | 5 | 17 | 5 | 16
| 3288 | 137 | 5 | 17 | 24 | 0 | 0 | 1 | 0 | 0 | 0 | 0 | 0 | 0 | 0 | 0 | 1 |  | 5 | 17 | 5 | 16
| 3289 | 138 | 5 | 18 | 1 | 0 | 0 | 1 | 0 | 0 | 0 | 0 | 0 | 0 | 0 | 0 | 1 |  | 5 | 18 | 5 | 17
| 3290 | 138 | 5 | 18 | 2 | 0 | 0 | 1 | 0 | 0 | 0 | 0 | 0 | 0 | 0 | 0 | 1 |  | 5 | 18 | 5 | 17
| 3291 | 138 | 5 | 18 | 3 | 0 | 0 | 1 | 0 | 0 | 0 | 0 | 0 | 0 | 0 | 0 | 1 |  | 5 | 18 | 5 | 17
| 3292 | 138 | 5 | 18 | 4 | 0 | 0 | 1 | 0 | 0 | 0 | 0 | 0 | 0 | 0 | 0 | 1 |  | 5 | 18 | 5 | 17
| 3293 | 138 | 5 | 18 | 5 | 0 | 0 | 1 | 0 | 0 | 0 | 0 | 0 | 0 | 0 | 0 | 1 |  | 5 | 18 | 5 | 17
| 3294 | 138 | 5 | 18 | 6 | 0 | 0 | 1 | 0 | 0 | 0 | 0 | 0 | 0 | 0 | 0 | 1 |  | 5 | 18 | 5 | 17
| 3295 | 138 | 5 | 18 | 7 | 0 | 0 | 1 | 0 | 0 | 0 | 0 | 0 | 0 | 0 | 0 | 1 |  | 5 | 18 | 5 | 17
| 3296 | 138 | 5 | 18 | 8 | 0 | 0 | 1 | 0 | 0 | 0 | 0 | 0 | 0 | 0 | 0 | 1 |  | 5 | 18 | 5 | 17
| 3297 | 138 | 5 | 18 | 9 | 0 | 0 | 1 | 0 | 0 | 0 | 0 | 0 | 0 | 0 | 0 | 1 |  | 5 | 18 | 5 | 17
| 3298 | 138 | 5 | 18 | 10 | 0 | 0 | 1 | 0 | 0 | 0 | 0 | 0 | 0 | 0 | 0 | 1 |  | 5 | 18 | 5 | 17
| 3299 | 138 | 5 | 18 | 11 | 0 | 0 | 1 | 0 | 0 | 0 | 0 | 0 | 0 | 0 | 0 | 1 |  | 5 | 18 | 5 | 17
| 3300 | 138 | 5 | 18 | 12 | 0 | 0 | 1 | 0 | 0 | 0 | 0 | 0 | 0 | 0 | 0 | 1 |  | 5 | 18 | 5 | 17
| 3301 | 138 | 5 | 18 | 13 | 0 | 0 | 1 | 0 | 0 | 0 | 0 | 0 | 0 | 0 | 0 | 1 |  | 5 | 18 | 5 | 17
| 3302 | 138 | 5 | 18 | 14 | 0 | 0 | 1 | 0 | 0 | 0 | 0 | 0 | 0 | 0 | 0 | 1 |  | 5 | 18 | 5 | 17
| 3303 | 138 | 5 | 18 | 15 | 0 | 0 | 1 | 0 | 0 | 0 | 0 | 0 | 0 | 0 | 0 | 1 |  | 5 | 18 | 5 | 17
| 3304 | 138 | 5 | 18 | 16 | 0 | 0 | 1 | 0 | 0 | 0 | 0 | 0 | 0 | 0 | 0 | 1 |  | 5 | 18 | 5 | 17
| 3305 | 138 | 5 | 18 | 17 | 0 | 0 | 1 | 0 | 0 | 0 | 0 | 0 | 0 | 0 | 0 | 1 |  | 5 | 18 | 5 | 17
| 3306 | 138 | 5 | 18 | 18 | 0 | 0 | 1 | 0 | 0 | 0 | 0 | 0 | 0 | 0 | 0 | 1 |  | 5 | 18 | 5 | 17
| 3307 | 138 | 5 | 18 | 19 | 0 | 0 | 1 | 0 | 0 | 0 | 0 | 0 | 0 | 0 | 0 | 1 |  | 5 | 18 | 5 | 17
| 3308 | 138 | 5 | 18 | 20 | 0 | 0 | 1 | 0 | 0 | 0 | 0 | 0 | 0 | 0 | 0 | 1 |  | 5 | 18 | 5 | 17
| 3309 | 138 | 5 | 18 | 21 | 0 | 0 | 1 | 0 | 0 | 0 | 0 | 0 | 0 | 0 | 0 | 1 |  | 5 | 18 | 5 | 17
| 3310 | 138 | 5 | 18 | 22 | 0 | 0 | 1 | 0 | 0 | 0 | 0 | 0 | 0 | 0 | 0 | 1 |  | 5 | 18 | 5 | 17
| 3311 | 138 | 5 | 18 | 23 | 0 | 0 | 1 | 0 | 0 | 0 | 0 | 0 | 0 | 0 | 0 | 1 |  | 5 | 18 | 5 | 17
| 3312 | 138 | 5 | 18 | 24 | 0 | 0 | 1 | 0 | 0 | 0 | 0 | 0 | 0 | 0 | 0 | 1 |  | 5 | 18 | 5 | 17
| 3313 | 139 | 5 | 19 | 1 | 0 | 0 | 1 | 0 | 0 | 0 | 0 | 0 | 0 | 0 | 0 | 1 |  | 5 | 19 | 5 | 18
| 3314 | 139 | 5 | 19 | 2 | 0 | 0 | 1 | 0 | 0 | 0 | 0 | 0 | 0 | 0 | 0 | 1 |  | 5 | 19 | 5 | 18
| 3315 | 139 | 5 | 19 | 3 | 0 | 0 | 1 | 0 | 0 | 0 | 0 | 0 | 0 | 0 | 0 | 1 |  | 5 | 19 | 5 | 18
| 3316 | 139 | 5 | 19 | 4 | 0 | 0 | 1 | 0 | 0 | 0 | 0 | 0 | 0 | 0 | 0 | 1 |  | 5 | 19 | 5 | 18
| 3317 | 139 | 5 | 19 | 5 | 0 | 0 | 1 | 0 | 0 | 0 | 0 | 0 | 0 | 0 | 0 | 1 |  | 5 | 19 | 5 | 18
| 3318 | 139 | 5 | 19 | 6 | 0 | 0 | 1 | 0 | 0 | 0 | 0 | 0 | 0 | 0 | 0 | 1 |  | 5 | 19 | 5 | 18
| 3319 | 139 | 5 | 19 | 7 | 0 | 0 | 1 | 0 | 0 | 0 | 0 | 0 | 0 | 0 | 0 | 1 |  | 5 | 19 | 5 | 18
| 3320 | 139 | 5 | 19 | 8 | 0 | 0 | 1 | 0 | 0 | 0 | 0 | 0 | 0 | 0 | 0 | 1 |  | 5 | 19 | 5 | 18
| 3321 | 139 | 5 | 19 | 9 | 0 | 0 | 1 | 0 | 0 | 0 | 0 | 0 | 0 | 0 | 0 | 1 |  | 5 | 19 | 5 | 18
| 3322 | 139 | 5 | 19 | 10 | 0 | 0 | 1 | 0 | 0 | 0 | 0 | 0 | 0 | 0 | 0 | 1 |  | 5 | 19 | 5 | 18
| 3323 | 139 | 5 | 19 | 11 | 0 | 0 | 1 | 0 | 0 | 0 | 0 | 0 | 0 | 0 | 0 | 1 |  | 5 | 19 | 5 | 18
| 3324 | 139 | 5 | 19 | 12 | 0 | 0 | 1 | 0 | 0 | 0 | 0 | 0 | 0 | 0 | 0 | 1 |  | 5 | 19 | 5 | 18
| 3325 | 139 | 5 | 19 | 13 | 0 | 0 | 1 | 0 | 0 | 0 | 0 | 0 | 0 | 0 | 0 | 1 |  | 5 | 19 | 5 | 18
| 3326 | 139 | 5 | 19 | 14 | 0 | 0 | 1 | 0 | 0 | 0 | 0 | 0 | 0 | 0 | 0 | 1 |  | 5 | 19 | 5 | 18
| 3327 | 139 | 5 | 19 | 15 | 0 | 0 | 1 | 0 | 0 | 0 | 0 | 0 | 0 | 0 | 0 | 1 |  | 5 | 19 | 5 | 18
| 3328 | 139 | 5 | 19 | 16 | 0 | 0 | 1 | 0 | 0 | 0 | 0 | 0 | 0 | 0 | 0 | 1 |  | 5 | 19 | 5 | 18
| 3329 | 139 | 5 | 19 | 17 | 0 | 0 | 1 | 0 | 0 | 0 | 0 | 0 | 0 | 0 | 0 | 1 |  | 5 | 19 | 5 | 18
| 3330 | 139 | 5 | 19 | 18 | 0 | 0 | 1 | 0 | 0 | 0 | 0 | 0 | 0 | 0 | 0 | 1 |  | 5 | 19 | 5 | 18
| 3331 | 139 | 5 | 19 | 19 | 0 | 0 | 1 | 0 | 0 | 0 | 0 | 0 | 0 | 0 | 0 | 1 |  | 5 | 19 | 5 | 18
| 3332 | 139 | 5 | 19 | 20 | 0 | 0 | 1 | 0 | 0 | 0 | 0 | 0 | 0 | 0 | 0 | 1 |  | 5 | 19 | 5 | 18
| 3333 | 139 | 5 | 19 | 21 | 0 | 0 | 1 | 0 | 0 | 0 | 0 | 0 | 0 | 0 | 0 | 1 |  | 5 | 19 | 5 | 18
| 3334 | 139 | 5 | 19 | 22 | 0 | 0 | 1 | 0 | 0 | 0 | 0 | 0 | 0 | 0 | 0 | 1 |  | 5 | 19 | 5 | 18
| 3335 | 139 | 5 | 19 | 23 | 0 | 0 | 1 | 0 | 0 | 0 | 0 | 0 | 0 | 0 | 0 | 1 |  | 5 | 19 | 5 | 18
| 3336 | 139 | 5 | 19 | 24 | 0 | 0 | 1 | 0 | 0 | 0 | 0 | 0 | 0 | 0 | 0 | 1 |  | 5 | 19 | 5 | 18
| 3337 | 140 | 5 | 20 | 1 | 0 | 0 | 1 | 0 | 0 | 0 | 0 | 0 | 0 | 0 | 0 | 1 |  | 5 | 20 | 5 | 19
| 3338 | 140 | 5 | 20 | 2 | 0 | 0 | 1 | 0 | 0 | 0 | 0 | 0 | 0 | 0 | 0 | 1 |  | 5 | 20 | 5 | 19
| 3339 | 140 | 5 | 20 | 3 | 0 | 0 | 1 | 0 | 0 | 0 | 0 | 0 | 0 | 0 | 0 | 1 |  | 5 | 20 | 5 | 19
| 3340 | 140 | 5 | 20 | 4 | 0 | 0 | 1 | 0 | 0 | 0 | 0 | 0 | 0 | 0 | 0 | 1 |  | 5 | 20 | 5 | 19
| 3341 | 140 | 5 | 20 | 5 | 0 | 0 | 1 | 0 | 0 | 0 | 0 | 0 | 0 | 0 | 0 | 1 |  | 5 | 20 | 5 | 19
| 3342 | 140 | 5 | 20 | 6 | 0 | 0 | 1 | 0 | 0 | 0 | 0 | 0 | 0 | 0 | 0 | 1 |  | 5 | 20 | 5 | 19
| 3343 | 140 | 5 | 20 | 7 | 0 | 0 | 1 | 0 | 0 | 0 | 0 | 0 | 0 | 0 | 0 | 1 |  | 5 | 20 | 5 | 19
| 3344 | 140 | 5 | 20 | 8 | 0 | 0 | 1 | 0 | 0 | 0 | 0 | 0 | 0 | 0 | 0 | 1 |  | 5 | 20 | 5 | 19
| 3345 | 140 | 5 | 20 | 9 | 0 | 0 | 1 | 0 | 0 | 0 | 0 | 0 | 0 | 0 | 0 | 1 |  | 5 | 20 | 5 | 19
| 3346 | 140 | 5 | 20 | 10 | 0 | 0 | 1 | 0 | 0 | 0 | 0 | 0 | 0 | 0 | 0 | 1 |  | 5 | 20 | 5 | 19
| 3347 | 140 | 5 | 20 | 11 | 0 | 0 | 1 | 0 | 0 | 0 | 0 | 0 | 0 | 0 | 0 | 1 |  | 5 | 20 | 5 | 19
| 3348 | 140 | 5 | 20 | 12 | 0 | 0 | 1 | 0 | 0 | 0 | 0 | 0 | 0 | 0 | 0 | 1 |  | 5 | 20 | 5 | 19
| 3349 | 140 | 5 | 20 | 13 | 0 | 0 | 1 | 0 | 0 | 0 | 0 | 0 | 0 | 0 | 0 | 1 |  | 5 | 20 | 5 | 19
| 3350 | 140 | 5 | 20 | 14 | 0 | 0 | 1 | 0 | 0 | 0 | 0 | 0 | 0 | 0 | 0 | 1 |  | 5 | 20 | 5 | 19
| 3351 | 140 | 5 | 20 | 15 | 0 | 0 | 1 | 0 | 0 | 0 | 0 | 0 | 0 | 0 | 0 | 1 |  | 5 | 20 | 5 | 19
| 3352 | 140 | 5 | 20 | 16 | 0 | 0 | 1 | 0 | 0 | 0 | 0 | 0 | 0 | 0 | 0 | 1 |  | 5 | 20 | 5 | 19
| 3353 | 140 | 5 | 20 | 17 | 0 | 0 | 1 | 0 | 0 | 0 | 0 | 0 | 0 | 0 | 0 | 1 |  | 5 | 20 | 5 | 19
| 3354 | 140 | 5 | 20 | 18 | 0 | 0 | 1 | 0 | 0 | 0 | 0 | 0 | 0 | 0 | 0 | 1 |  | 5 | 20 | 5 | 19
| 3355 | 140 | 5 | 20 | 19 | 0 | 0 | 1 | 0 | 0 | 0 | 0 | 0 | 0 | 0 | 0 | 1 |  | 5 | 20 | 5 | 19
| 3356 | 140 | 5 | 20 | 20 | 0 | 0 | 1 | 0 | 0 | 0 | 0 | 0 | 0 | 0 | 0 | 1 |  | 5 | 20 | 5 | 19
| 3357 | 140 | 5 | 20 | 21 | 0 | 0 | 1 | 0 | 0 | 0 | 0 | 0 | 0 | 0 | 0 | 1 |  | 5 | 20 | 5 | 19
| 3358 | 140 | 5 | 20 | 22 | 0 | 0 | 1 | 0 | 0 | 0 | 0 | 0 | 0 | 0 | 0 | 1 |  | 5 | 20 | 5 | 19
| 3359 | 140 | 5 | 20 | 23 | 0 | 0 | 1 | 0 | 0 | 0 | 0 | 0 | 0 | 0 | 0 | 1 |  | 5 | 20 | 5 | 19
| 3360 | 140 | 5 | 20 | 24 | 0 | 0 | 1 | 0 | 0 | 0 | 0 | 0 | 0 | 0 | 0 | 1 |  | 5 | 20 | 5 | 19
| 3361 | 141 | 5 | 21 | 1 | 0 | 0 | 0 | 0 | 0 | 0 | 0 | 0 | 0 | 0 | 0 | 1 |  | 5 | 21 | 5 | 20
| 3362 | 141 | 5 | 21 | 2 | 0 | 0 | 0 | 0 | 0 | 0 | 0 | 0 | 0 | 0 | 0 | 1 |  | 5 | 21 | 5 | 20
| 3363 | 141 | 5 | 21 | 3 | 0 | 0 | 0 | 0 | 0 | 0 | 0 | 0 | 0 | 0 | 0 | 1 |  | 5 | 21 | 5 | 20
| 3364 | 141 | 5 | 21 | 4 | 0 | 0 | 0 | 0 | 0 | 0 | 0 | 0 | 0 | 0 | 0 | 1 |  | 5 | 21 | 5 | 20
| 3365 | 141 | 5 | 21 | 5 | 0 | 0 | 0 | 0 | 0 | 0 | 0 | 0 | 0 | 0 | 0 | 1 |  | 5 | 21 | 5 | 20
| 3366 | 141 | 5 | 21 | 6 | 0 | 0 | 0 | 0 | 0 | 0 | 0 | 0 | 0 | 0 | 0 | 1 |  | 5 | 21 | 5 | 20
| 3367 | 141 | 5 | 21 | 7 | 0 | 0 | 0 | 0 | 0 | 0 | 0 | 0 | 0 | 0 | 0 | 1 |  | 5 | 21 | 5 | 20
| 3368 | 141 | 5 | 21 | 8 | 0 | 0 | 0 | 0 | 0 | 0 | 0 | 0 | 0 | 0 | 0 | 1 |  | 5 | 21 | 5 | 20
| 3369 | 141 | 5 | 21 | 9 | 0 | 0 | 0 | 0 | 0 | 0 | 0 | 0 | 0 | 0 | 0 | 1 |  | 5 | 21 | 5 | 20
| 3370 | 141 | 5 | 21 | 10 | 0 | 0 | 0 | 0 | 0 | 0 | 0 | 0 | 0 | 0 | 0 | 1 |  | 5 | 21 | 5 | 20
| 3371 | 141 | 5 | 21 | 11 | 0 | 0 | 0 | 0 | 0 | 0 | 0 | 0 | 0 | 0 | 0 | 1 |  | 5 | 21 | 5 | 20
| 3372 | 141 | 5 | 21 | 12 | 0 | 0 | 0 | 0 | 0 | 0 | 0 | 0 | 0 | 0 | 0 | 1 |  | 5 | 21 | 5 | 20
| 3373 | 141 | 5 | 21 | 13 | 0 | 0 | 0 | 0 | 0 | 0 | 0 | 0 | 0 | 0 | 0 | 1 |  | 5 | 21 | 5 | 20
| 3374 | 141 | 5 | 21 | 14 | 0 | 0 | 0 | 0 | 0 | 0 | 0 | 0 | 0 | 0 | 0 | 1 |  | 5 | 21 | 5 | 20
| 3375 | 141 | 5 | 21 | 15 | 0 | 0 | 0 | 0 | 0 | 0 | 0 | 0 | 0 | 0 | 0 | 1 |  | 5 | 21 | 5 | 20
| 3376 | 141 | 5 | 21 | 16 | 0 | 0 | 0 | 0 | 0 | 0 | 0 | 0 | 0 | 0 | 0 | 1 |  | 5 | 21 | 5 | 20
| 3377 | 141 | 5 | 21 | 17 | 0 | 0 | 0 | 0 | 0 | 0 | 0 | 0 | 0 | 0 | 0 | 1 |  | 5 | 21 | 5 | 20
| 3378 | 141 | 5 | 21 | 18 | 0 | 0 | 0 | 0 | 0 | 0 | 0 | 0 | 0 | 0 | 0 | 1 |  | 5 | 21 | 5 | 20
| 3379 | 141 | 5 | 21 | 19 | 0 | 0 | 0 | 0 | 0 | 0 | 0 | 0 | 0 | 0 | 0 | 1 |  | 5 | 21 | 5 | 20
| 3380 | 141 | 5 | 21 | 20 | 0 | 0 | 0 | 0 | 0 | 0 | 0 | 0 | 0 | 0 | 0 | 1 |  | 5 | 21 | 5 | 20
| 3381 | 141 | 5 | 21 | 21 | 0 | 0 | 0 | 0 | 0 | 0 | 0 | 0 | 0 | 0 | 0 | 1 |  | 5 | 21 | 5 | 20
| 3382 | 141 | 5 | 21 | 22 | 0 | 0 | 0 | 0 | 0 | 0 | 0 | 0 | 0 | 0 | 0 | 1 |  | 5 | 21 | 5 | 20
| 3383 | 141 | 5 | 21 | 23 | 0 | 0 | 0 | 0 | 0 | 0 | 0 | 0 | 0 | 0 | 0 | 1 |  | 5 | 21 | 5 | 20
| 3384 | 141 | 5 | 21 | 24 | 0 | 0 | 0 | 0 | 0 | 0 | 0 | 0 | 0 | 0 | 0 | 1 |  | 5 | 21 | 5 | 20
| 3385 | 142 | 5 | 22 | 1 | 0 | 0 | 0 | 0 | 0 | 0 | 0 | 0 | 0 | 0 | 0 | 1 |  | 5 | 22 | 5 | 21
| 3386 | 142 | 5 | 22 | 2 | 0 | 0 | 0 | 0 | 0 | 0 | 0 | 0 | 0 | 0 | 0 | 1 |  | 5 | 22 | 5 | 21
| 3387 | 142 | 5 | 22 | 3 | 0 | 0 | 0 | 0 | 0 | 0 | 0 | 0 | 0 | 0 | 0 | 1 |  | 5 | 22 | 5 | 21
| 3388 | 142 | 5 | 22 | 4 | 0 | 0 | 0 | 0 | 0 | 0 | 0 | 0 | 0 | 0 | 0 | 1 |  | 5 | 22 | 5 | 21
| 3389 | 142 | 5 | 22 | 5 | 0 | 0 | 0 | 0 | 0 | 0 | 0 | 0 | 0 | 0 | 0 | 1 |  | 5 | 22 | 5 | 21
| 3390 | 142 | 5 | 22 | 6 | 0 | 0 | 0 | 0 | 0 | 0 | 0 | 0 | 0 | 0 | 0 | 1 |  | 5 | 22 | 5 | 21
| 3391 | 142 | 5 | 22 | 7 | 0 | 0 | 0 | 0 | 0 | 0 | 0 | 0 | 0 | 0 | 0 | 1 |  | 5 | 22 | 5 | 21
| 3392 | 142 | 5 | 22 | 8 | 0 | 0 | 0 | 0 | 0 | 0 | 0 | 0 | 0 | 0 | 0 | 1 |  | 5 | 22 | 5 | 21
| 3393 | 142 | 5 | 22 | 9 | 0 | 0 | 0 | 0 | 0 | 0 | 0 | 0 | 0 | 0 | 0 | 1 |  | 5 | 22 | 5 | 21
| 3394 | 142 | 5 | 22 | 10 | 0 | 0 | 0 | 0 | 0 | 0 | 0 | 0 | 0 | 0 | 0 | 1 |  | 5 | 22 | 5 | 21
| 3395 | 142 | 5 | 22 | 11 | 0 | 0 | 0 | 0 | 0 | 0 | 0 | 0 | 0 | 0 | 0 | 1 |  | 5 | 22 | 5 | 21
| 3396 | 142 | 5 | 22 | 12 | 0 | 0 | 0 | 0 | 0 | 0 | 0 | 0 | 0 | 0 | 0 | 1 |  | 5 | 22 | 5 | 21
| 3397 | 142 | 5 | 22 | 13 | 0 | 0 | 0 | 0 | 0 | 0 | 0 | 0 | 0 | 0 | 0 | 1 |  | 5 | 22 | 5 | 21
| 3398 | 142 | 5 | 22 | 14 | 0 | 0 | 0 | 0 | 0 | 0 | 0 | 0 | 0 | 0 | 0 | 1 |  | 5 | 22 | 5 | 21
| 3399 | 142 | 5 | 22 | 15 | 0 | 0 | 0 | 0 | 0 | 0 | 0 | 0 | 0 | 0 | 0 | 1 |  | 5 | 22 | 5 | 21
| 3400 | 142 | 5 | 22 | 16 | 0 | 0 | 0 | 0 | 0 | 0 | 0 | 0 | 0 | 0 | 0 | 1 |  | 5 | 22 | 5 | 21
| 3401 | 142 | 5 | 22 | 17 | 0 | 0 | 0 | 0 | 0 | 0 | 0 | 0 | 0 | 0 | 0 | 1 |  | 5 | 22 | 5 | 21
| 3402 | 142 | 5 | 22 | 18 | 0 | 0 | 0 | 0 | 0 | 0 | 0 | 0 | 0 | 0 | 0 | 1 |  | 5 | 22 | 5 | 21
| 3403 | 142 | 5 | 22 | 19 | 0 | 0 | 0 | 0 | 0 | 0 | 0 | 0 | 0 | 0 | 0 | 1 |  | 5 | 22 | 5 | 21
| 3404 | 142 | 5 | 22 | 20 | 0 | 0 | 0 | 0 | 0 | 0 | 0 | 0 | 0 | 0 | 0 | 1 |  | 5 | 22 | 5 | 21
| 3405 | 142 | 5 | 22 | 21 | 0 | 0 | 0 | 0 | 0 | 0 | 0 | 0 | 0 | 0 | 0 | 1 |  | 5 | 22 | 5 | 21
| 3406 | 142 | 5 | 22 | 22 | 0 | 0 | 0 | 0 | 0 | 0 | 0 | 0 | 0 | 0 | 0 | 1 |  | 5 | 22 | 5 | 21
| 3407 | 142 | 5 | 22 | 23 | 0 | 0 | 0 | 0 | 0 | 0 | 0 | 0 | 0 | 0 | 0 | 1 |  | 5 | 22 | 5 | 21
| 3408 | 142 | 5 | 22 | 24 | 0 | 0 | 0 | 0 | 0 | 0 | 0 | 0 | 0 | 0 | 0 | 1 |  | 5 | 22 | 5 | 21
| 3409 | 143 | 5 | 23 | 1 | 1 | 0 | 0 | 0 | 0 | 0 | 0 | 0 | 0 | 0 | 0 | 1 |  | 5 | 23 | 5 | 22
| 3410 | 143 | 5 | 23 | 2 | 1 | 0 | 0 | 0 | 0 | 0 | 0 | 0 | 0 | 0 | 0 | 1 |  | 5 | 23 | 5 | 22
| 3411 | 143 | 5 | 23 | 3 | 1 | 0 | 0 | 0 | 0 | 0 | 0 | 0 | 0 | 0 | 0 | 1 |  | 5 | 23 | 5 | 22
| 3412 | 143 | 5 | 23 | 4 | 1 | 0 | 0 | 0 | 0 | 0 | 0 | 0 | 0 | 0 | 0 | 1 |  | 5 | 23 | 5 | 22
| 3413 | 143 | 5 | 23 | 5 | 1 | 0 | 0 | 0 | 0 | 0 | 0 | 0 | 0 | 0 | 0 | 1 |  | 5 | 23 | 5 | 22
| 3414 | 143 | 5 | 23 | 6 | 1 | 0 | 0 | 0 | 0 | 0 | 0 | 0 | 0 | 0 | 0 | 1 |  | 5 | 23 | 5 | 22
| 3415 | 143 | 5 | 23 | 7 | 1 | 0 | 0 | 0 | 0 | 0 | 0 | 0 | 0 | 0 | 0 | 1 |  | 5 | 23 | 5 | 22
| 3416 | 143 | 5 | 23 | 8 | 1 | 0 | 0 | 0 | 0 | 0 | 0 | 0 | 0 | 0 | 0 | 1 |  | 5 | 23 | 5 | 22
| 3417 | 143 | 5 | 23 | 9 | 1 | 0 | 0 | 0 | 0 | 0 | 0 | 0 | 0 | 0 | 0 | 1 |  | 5 | 23 | 5 | 22
| 3418 | 143 | 5 | 23 | 10 | 1 | 0 | 0 | 0 | 0 | 0 | 0 | 0 | 0 | 0 | 0 | 1 |  | 5 | 23 | 5 | 22
| 3419 | 143 | 5 | 23 | 11 | 1 | 0 | 0 | 0 | 0 | 0 | 0 | 0 | 0 | 0 | 0 | 1 |  | 5 | 23 | 5 | 22
| 3420 | 143 | 5 | 23 | 12 | 1 | 0 | 0 | 0 | 0 | 0 | 0 | 0 | 0 | 0 | 0 | 1 |  | 5 | 23 | 5 | 22
| 3421 | 143 | 5 | 23 | 13 | 1 | 0 | 0 | 0 | 0 | 0 | 0 | 0 | 0 | 0 | 0 | 1 |  | 5 | 23 | 5 | 22
| 3422 | 143 | 5 | 23 | 14 | 1 | 0 | 0 | 0 | 0 | 0 | 0 | 0 | 0 | 0 | 0 | 1 |  | 5 | 23 | 5 | 22
| 3423 | 143 | 5 | 23 | 15 | 1 | 0 | 0 | 0 | 0 | 0 | 0 | 0 | 0 | 0 | 0 | 1 |  | 5 | 23 | 5 | 22
| 3424 | 143 | 5 | 23 | 16 | 1 | 0 | 0 | 0 | 0 | 0 | 0 | 0 | 0 | 0 | 0 | 1 |  | 5 | 23 | 5 | 22
| 3425 | 143 | 5 | 23 | 17 | 1 | 0 | 0 | 0 | 0 | 0 | 0 | 0 | 0 | 0 | 0 | 1 |  | 5 | 23 | 5 | 22
| 3426 | 143 | 5 | 23 | 18 | 1 | 0 | 0 | 0 | 0 | 0 | 0 | 0 | 0 | 0 | 0 | 1 |  | 5 | 23 | 5 | 22
| 3427 | 143 | 5 | 23 | 19 | 1 | 0 | 0 | 0 | 0 | 0 | 0 | 0 | 0 | 0 | 0 | 1 |  | 5 | 23 | 5 | 22
| 3428 | 143 | 5 | 23 | 20 | 1 | 0 | 0 | 0 | 0 | 0 | 0 | 0 | 0 | 0 | 0 | 1 |  | 5 | 23 | 5 | 22
| 3429 | 143 | 5 | 23 | 21 | 1 | 0 | 0 | 0 | 0 | 0 | 0 | 0 | 0 | 0 | 0 | 1 |  | 5 | 23 | 5 | 22
| 3430 | 143 | 5 | 23 | 22 | 1 | 0 | 0 | 0 | 0 | 0 | 0 | 0 | 0 | 0 | 0 | 1 |  | 5 | 23 | 5 | 22
| 3431 | 143 | 5 | 23 | 23 | 1 | 0 | 0 | 0 | 0 | 0 | 0 | 0 | 0 | 0 | 0 | 1 |  | 5 | 23 | 5 | 22
| 3432 | 143 | 5 | 23 | 24 | 1 | 0 | 0 | 0 | 0 | 0 | 0 | 0 | 0 | 0 | 0 | 1 |  | 5 | 23 | 5 | 22
| 3433 | 144 | 5 | 24 | 1 | 0 | 0 | 1 | 0 | 0 | 0 | 0 | 0 | 0 | 0 | 0 | 1 |  | 5 | 24 | 5 | 23
| 3434 | 144 | 5 | 24 | 2 | 0 | 0 | 1 | 0 | 0 | 0 | 0 | 0 | 0 | 0 | 0 | 1 |  | 5 | 24 | 5 | 23
| 3435 | 144 | 5 | 24 | 3 | 0 | 0 | 1 | 0 | 0 | 0 | 0 | 0 | 0 | 0 | 0 | 1 |  | 5 | 24 | 5 | 23
| 3436 | 144 | 5 | 24 | 4 | 0 | 0 | 1 | 0 | 0 | 0 | 0 | 0 | 0 | 0 | 0 | 1 |  | 5 | 24 | 5 | 23
| 3437 | 144 | 5 | 24 | 5 | 0 | 0 | 1 | 0 | 0 | 0 | 0 | 0 | 0 | 0 | 0 | 1 |  | 5 | 24 | 5 | 23
| 3438 | 144 | 5 | 24 | 6 | 0 | 0 | 1 | 0 | 0 | 0 | 0 | 0 | 0 | 0 | 0 | 1 |  | 5 | 24 | 5 | 23
| 3439 | 144 | 5 | 24 | 7 | 0 | 0 | 1 | 0 | 0 | 0 | 0 | 0 | 0 | 0 | 0 | 1 |  | 5 | 24 | 5 | 23
| 3440 | 144 | 5 | 24 | 8 | 0 | 0 | 1 | 0 | 0 | 0 | 0 | 0 | 0 | 0 | 0 | 1 |  | 5 | 24 | 5 | 23
| 3441 | 144 | 5 | 24 | 9 | 0 | 0 | 1 | 0 | 0 | 0 | 0 | 0 | 0 | 0 | 0 | 1 |  | 5 | 24 | 5 | 23
| 3442 | 144 | 5 | 24 | 10 | 0 | 0 | 1 | 0 | 0 | 0 | 0 | 0 | 0 | 0 | 0 | 1 |  | 5 | 24 | 5 | 23
| 3443 | 144 | 5 | 24 | 11 | 0 | 0 | 1 | 0 | 0 | 0 | 0 | 0 | 0 | 0 | 0 | 1 |  | 5 | 24 | 5 | 23
| 3444 | 144 | 5 | 24 | 12 | 0 | 0 | 1 | 0 | 0 | 0 | 0 | 0 | 0 | 0 | 0 | 1 |  | 5 | 24 | 5 | 23
| 3445 | 144 | 5 | 24 | 13 | 0 | 0 | 1 | 0 | 0 | 0 | 0 | 0 | 0 | 0 | 0 | 1 |  | 5 | 24 | 5 | 23
| 3446 | 144 | 5 | 24 | 14 | 0 | 0 | 1 | 0 | 0 | 0 | 0 | 0 | 0 | 0 | 0 | 1 |  | 5 | 24 | 5 | 23
| 3447 | 144 | 5 | 24 | 15 | 0 | 0 | 1 | 0 | 0 | 0 | 0 | 0 | 0 | 0 | 0 | 1 |  | 5 | 24 | 5 | 23
| 3448 | 144 | 5 | 24 | 16 | 0 | 0 | 1 | 0 | 0 | 0 | 0 | 0 | 0 | 0 | 0 | 1 |  | 5 | 24 | 5 | 23
| 3449 | 144 | 5 | 24 | 17 | 0 | 0 | 1 | 0 | 0 | 0 | 0 | 0 | 0 | 0 | 0 | 1 |  | 5 | 24 | 5 | 23
| 3450 | 144 | 5 | 24 | 18 | 0 | 0 | 1 | 0 | 0 | 0 | 0 | 0 | 0 | 0 | 0 | 1 |  | 5 | 24 | 5 | 23
| 3451 | 144 | 5 | 24 | 19 | 0 | 0 | 1 | 0 | 0 | 0 | 0 | 0 | 0 | 0 | 0 | 1 |  | 5 | 24 | 5 | 23
| 3452 | 144 | 5 | 24 | 20 | 0 | 0 | 1 | 0 | 0 | 0 | 0 | 0 | 0 | 0 | 0 | 1 |  | 5 | 24 | 5 | 23
| 3453 | 144 | 5 | 24 | 21 | 0 | 0 | 1 | 0 | 0 | 0 | 0 | 0 | 0 | 0 | 0 | 1 |  | 5 | 24 | 5 | 23
| 3454 | 144 | 5 | 24 | 22 | 0 | 0 | 1 | 0 | 0 | 0 | 0 | 0 | 0 | 0 | 0 | 1 |  | 5 | 24 | 5 | 23
| 3455 | 144 | 5 | 24 | 23 | 0 | 0 | 1 | 0 | 0 | 0 | 0 | 0 | 0 | 0 | 0 | 1 |  | 5 | 24 | 5 | 23
| 3456 | 144 | 5 | 24 | 24 | 0 | 0 | 1 | 0 | 0 | 0 | 0 | 0 | 0 | 0 | 0 | 1 |  | 5 | 24 | 5 | 23
| 3457 | 145 | 5 | 25 | 1 | 0 | 0 | 1 | 0 | 0 | 0 | 0 | 0 | 0 | 0 | 0 | 1 |  | 5 | 25 | 5 | 24
| 3458 | 145 | 5 | 25 | 2 | 0 | 0 | 1 | 0 | 0 | 0 | 0 | 0 | 0 | 0 | 0 | 1 |  | 5 | 25 | 5 | 24
| 3459 | 145 | 5 | 25 | 3 | 0 | 0 | 1 | 0 | 0 | 0 | 0 | 0 | 0 | 0 | 0 | 1 |  | 5 | 25 | 5 | 24
| 3460 | 145 | 5 | 25 | 4 | 0 | 0 | 1 | 0 | 0 | 0 | 0 | 0 | 0 | 0 | 0 | 1 |  | 5 | 25 | 5 | 24
| 3461 | 145 | 5 | 25 | 5 | 0 | 0 | 1 | 0 | 0 | 0 | 0 | 0 | 0 | 0 | 0 | 1 |  | 5 | 25 | 5 | 24
| 3462 | 145 | 5 | 25 | 6 | 0 | 0 | 1 | 0 | 0 | 0 | 0 | 0 | 0 | 0 | 0 | 1 |  | 5 | 25 | 5 | 24
| 3463 | 145 | 5 | 25 | 7 | 0 | 0 | 1 | 0 | 0 | 0 | 0 | 0 | 0 | 0 | 0 | 1 |  | 5 | 25 | 5 | 24
| 3464 | 145 | 5 | 25 | 8 | 0 | 0 | 1 | 0 | 0 | 0 | 0 | 0 | 0 | 0 | 0 | 1 |  | 5 | 25 | 5 | 24
| 3465 | 145 | 5 | 25 | 9 | 0 | 0 | 1 | 0 | 0 | 0 | 0 | 0 | 0 | 0 | 0 | 1 |  | 5 | 25 | 5 | 24
| 3466 | 145 | 5 | 25 | 10 | 0 | 0 | 1 | 0 | 0 | 0 | 0 | 0 | 0 | 0 | 0 | 1 |  | 5 | 25 | 5 | 24
| 3467 | 145 | 5 | 25 | 11 | 0 | 0 | 1 | 0 | 0 | 0 | 0 | 0 | 0 | 0 | 0 | 1 |  | 5 | 25 | 5 | 24
| 3468 | 145 | 5 | 25 | 12 | 0 | 0 | 1 | 0 | 0 | 0 | 0 | 0 | 0 | 0 | 0 | 1 |  | 5 | 25 | 5 | 24
| 3469 | 145 | 5 | 25 | 13 | 0 | 0 | 1 | 0 | 0 | 0 | 0 | 0 | 0 | 0 | 0 | 1 |  | 5 | 25 | 5 | 24
| 3470 | 145 | 5 | 25 | 14 | 0 | 0 | 1 | 0 | 0 | 0 | 0 | 0 | 0 | 0 | 0 | 1 |  | 5 | 25 | 5 | 24
| 3471 | 145 | 5 | 25 | 15 | 0 | 0 | 1 | 0 | 0 | 0 | 0 | 0 | 0 | 0 | 0 | 1 |  | 5 | 25 | 5 | 24
| 3472 | 145 | 5 | 25 | 16 | 0 | 0 | 1 | 0 | 0 | 0 | 0 | 0 | 0 | 0 | 0 | 1 |  | 5 | 25 | 5 | 24
| 3473 | 145 | 5 | 25 | 17 | 0 | 0 | 1 | 0 | 0 | 0 | 0 | 0 | 0 | 0 | 0 | 1 |  | 5 | 25 | 5 | 24
| 3474 | 145 | 5 | 25 | 18 | 0 | 0 | 1 | 0 | 0 | 0 | 0 | 0 | 0 | 0 | 0 | 1 |  | 5 | 25 | 5 | 24
| 3475 | 145 | 5 | 25 | 19 | 0 | 0 | 1 | 0 | 0 | 0 | 0 | 0 | 0 | 0 | 0 | 1 |  | 5 | 25 | 5 | 24
| 3476 | 145 | 5 | 25 | 20 | 0 | 0 | 1 | 0 | 0 | 0 | 0 | 0 | 0 | 0 | 0 | 1 |  | 5 | 25 | 5 | 24
| 3477 | 145 | 5 | 25 | 21 | 0 | 0 | 1 | 0 | 0 | 0 | 0 | 0 | 0 | 0 | 0 | 1 |  | 5 | 25 | 5 | 24
| 3478 | 145 | 5 | 25 | 22 | 0 | 0 | 1 | 0 | 0 | 0 | 0 | 0 | 0 | 0 | 0 | 1 |  | 5 | 25 | 5 | 24
| 3479 | 145 | 5 | 25 | 23 | 0 | 0 | 1 | 0 | 0 | 0 | 0 | 0 | 0 | 0 | 0 | 1 |  | 5 | 25 | 5 | 24
| 3480 | 145 | 5 | 25 | 24 | 0 | 0 | 1 | 0 | 0 | 0 | 0 | 0 | 0 | 0 | 0 | 1 |  | 5 | 25 | 5 | 24
| 3481 | 146 | 5 | 26 | 1 | 0 | 0 | 1 | 0 | 0 | 0 | 0 | 0 | 0 | 0 | 0 | 1 |  | 5 | 26 | 5 | 25
| 3482 | 146 | 5 | 26 | 2 | 0 | 0 | 1 | 0 | 0 | 0 | 0 | 0 | 0 | 0 | 0 | 1 |  | 5 | 26 | 5 | 25
| 3483 | 146 | 5 | 26 | 3 | 0 | 0 | 1 | 0 | 0 | 0 | 0 | 0 | 0 | 0 | 0 | 1 |  | 5 | 26 | 5 | 25
| 3484 | 146 | 5 | 26 | 4 | 0 | 0 | 1 | 0 | 0 | 0 | 0 | 0 | 0 | 0 | 0 | 1 |  | 5 | 26 | 5 | 25
| 3485 | 146 | 5 | 26 | 5 | 0 | 0 | 1 | 0 | 0 | 0 | 0 | 0 | 0 | 0 | 0 | 1 |  | 5 | 26 | 5 | 25
| 3486 | 146 | 5 | 26 | 6 | 0 | 0 | 1 | 0 | 0 | 0 | 0 | 0 | 0 | 0 | 0 | 1 |  | 5 | 26 | 5 | 25
| 3487 | 146 | 5 | 26 | 7 | 0 | 0 | 1 | 0 | 0 | 0 | 0 | 0 | 0 | 0 | 0 | 1 |  | 5 | 26 | 5 | 25
| 3488 | 146 | 5 | 26 | 8 | 0 | 0 | 1 | 0 | 0 | 0 | 0 | 0 | 0 | 0 | 0 | 1 |  | 5 | 26 | 5 | 25
| 3489 | 146 | 5 | 26 | 9 | 0 | 0 | 1 | 0 | 0 | 0 | 0 | 0 | 0 | 0 | 0 | 1 |  | 5 | 26 | 5 | 25
| 3490 | 146 | 5 | 26 | 10 | 0 | 0 | 1 | 0 | 0 | 0 | 0 | 0 | 0 | 0 | 0 | 1 |  | 5 | 26 | 5 | 25
| 3491 | 146 | 5 | 26 | 11 | 0 | 0 | 1 | 0 | 0 | 0 | 0 | 0 | 0 | 0 | 0 | 1 |  | 5 | 26 | 5 | 25
| 3492 | 146 | 5 | 26 | 12 | 0 | 0 | 1 | 0 | 0 | 0 | 0 | 0 | 0 | 0 | 0 | 1 |  | 5 | 26 | 5 | 25
| 3493 | 146 | 5 | 26 | 13 | 0 | 0 | 1 | 0 | 0 | 0 | 0 | 0 | 0 | 0 | 0 | 1 |  | 5 | 26 | 5 | 25
| 3494 | 146 | 5 | 26 | 14 | 0 | 0 | 1 | 0 | 0 | 0 | 0 | 0 | 0 | 0 | 0 | 1 |  | 5 | 26 | 5 | 25
| 3495 | 146 | 5 | 26 | 15 | 0 | 0 | 1 | 0 | 0 | 0 | 0 | 0 | 0 | 0 | 0 | 1 |  | 5 | 26 | 5 | 25
| 3496 | 146 | 5 | 26 | 16 | 0 | 0 | 1 | 0 | 0 | 0 | 0 | 0 | 0 | 0 | 0 | 1 |  | 5 | 26 | 5 | 25
| 3497 | 146 | 5 | 26 | 17 | 0 | 0 | 1 | 0 | 0 | 0 | 0 | 0 | 0 | 0 | 0 | 1 |  | 5 | 26 | 5 | 25
| 3498 | 146 | 5 | 26 | 18 | 0 | 0 | 1 | 0 | 0 | 0 | 0 | 0 | 0 | 0 | 0 | 1 |  | 5 | 26 | 5 | 25
| 3499 | 146 | 5 | 26 | 19 | 0 | 0 | 1 | 0 | 0 | 0 | 0 | 0 | 0 | 0 | 0 | 1 |  | 5 | 26 | 5 | 25
| 3500 | 146 | 5 | 26 | 20 | 0 | 0 | 1 | 0 | 0 | 0 | 0 | 0 | 0 | 0 | 0 | 1 |  | 5 | 26 | 5 | 25
| 3501 | 146 | 5 | 26 | 21 | 0 | 0 | 1 | 0 | 0 | 0 | 0 | 0 | 0 | 0 | 0 | 1 |  | 5 | 26 | 5 | 25
| 3502 | 146 | 5 | 26 | 22 | 0 | 0 | 1 | 0 | 0 | 0 | 0 | 0 | 0 | 0 | 0 | 1 |  | 5 | 26 | 5 | 25
| 3503 | 146 | 5 | 26 | 23 | 0 | 0 | 1 | 0 | 0 | 0 | 0 | 0 | 0 | 0 | 0 | 1 |  | 5 | 26 | 5 | 25
| 3504 | 146 | 5 | 26 | 24 | 0 | 0 | 1 | 0 | 0 | 0 | 0 | 0 | 0 | 0 | 0 | 1 |  | 5 | 26 | 5 | 25
| 3505 | 147 | 5 | 27 | 1 | 0 | 0 | 1 | 0 | 0 | 0 | 0 | 0 | 0 | 0 | 0 | 1 |  | 5 | 27 | 5 | 26
| 3506 | 147 | 5 | 27 | 2 | 0 | 0 | 1 | 0 | 0 | 0 | 0 | 0 | 0 | 0 | 0 | 1 |  | 5 | 27 | 5 | 26
| 3507 | 147 | 5 | 27 | 3 | 0 | 0 | 1 | 0 | 0 | 0 | 0 | 0 | 0 | 0 | 0 | 1 |  | 5 | 27 | 5 | 26
| 3508 | 147 | 5 | 27 | 4 | 0 | 0 | 1 | 0 | 0 | 0 | 0 | 0 | 0 | 0 | 0 | 1 |  | 5 | 27 | 5 | 26
| 3509 | 147 | 5 | 27 | 5 | 0 | 0 | 1 | 0 | 0 | 0 | 0 | 0 | 0 | 0 | 0 | 1 |  | 5 | 27 | 5 | 26
| 3510 | 147 | 5 | 27 | 6 | 0 | 0 | 1 | 0 | 0 | 0 | 0 | 0 | 0 | 0 | 0 | 1 |  | 5 | 27 | 5 | 26
| 3511 | 147 | 5 | 27 | 7 | 0 | 0 | 1 | 0 | 0 | 0 | 0 | 0 | 0 | 0 | 0 | 1 |  | 5 | 27 | 5 | 26
| 3512 | 147 | 5 | 27 | 8 | 0 | 0 | 1 | 0 | 0 | 0 | 0 | 0 | 0 | 0 | 0 | 1 |  | 5 | 27 | 5 | 26
| 3513 | 147 | 5 | 27 | 9 | 0 | 0 | 1 | 0 | 0 | 0 | 0 | 0 | 0 | 0 | 0 | 1 |  | 5 | 27 | 5 | 26
| 3514 | 147 | 5 | 27 | 10 | 0 | 0 | 1 | 0 | 0 | 0 | 0 | 0 | 0 | 0 | 0 | 1 |  | 5 | 27 | 5 | 26
| 3515 | 147 | 5 | 27 | 11 | 0 | 0 | 1 | 0 | 0 | 0 | 0 | 0 | 0 | 0 | 0 | 1 |  | 5 | 27 | 5 | 26
| 3516 | 147 | 5 | 27 | 12 | 0 | 0 | 1 | 0 | 0 | 0 | 0 | 0 | 0 | 0 | 0 | 1 |  | 5 | 27 | 5 | 26
| 3517 | 147 | 5 | 27 | 13 | 0 | 0 | 1 | 0 | 0 | 0 | 0 | 0 | 0 | 0 | 0 | 1 |  | 5 | 27 | 5 | 26
| 3518 | 147 | 5 | 27 | 14 | 0 | 0 | 1 | 0 | 0 | 0 | 0 | 0 | 0 | 0 | 0 | 1 |  | 5 | 27 | 5 | 26
| 3519 | 147 | 5 | 27 | 15 | 0 | 0 | 1 | 0 | 0 | 0 | 0 | 0 | 0 | 0 | 0 | 1 |  | 5 | 27 | 5 | 26
| 3520 | 147 | 5 | 27 | 16 | 0 | 0 | 1 | 0 | 0 | 0 | 0 | 0 | 0 | 0 | 0 | 1 |  | 5 | 27 | 5 | 26
| 3521 | 147 | 5 | 27 | 17 | 0 | 0 | 1 | 0 | 0 | 0 | 0 | 0 | 0 | 0 | 0 | 1 |  | 5 | 27 | 5 | 26
| 3522 | 147 | 5 | 27 | 18 | 0 | 0 | 1 | 0 | 0 | 0 | 0 | 0 | 0 | 0 | 0 | 1 |  | 5 | 27 | 5 | 26
| 3523 | 147 | 5 | 27 | 19 | 0 | 0 | 1 | 0 | 0 | 0 | 0 | 0 | 0 | 0 | 0 | 1 |  | 5 | 27 | 5 | 26
| 3524 | 147 | 5 | 27 | 20 | 0 | 0 | 1 | 0 | 0 | 0 | 0 | 0 | 0 | 0 | 0 | 1 |  | 5 | 27 | 5 | 26
| 3525 | 147 | 5 | 27 | 21 | 0 | 0 | 1 | 0 | 0 | 0 | 0 | 0 | 0 | 0 | 0 | 1 |  | 5 | 27 | 5 | 26
| 3526 | 147 | 5 | 27 | 22 | 0 | 0 | 1 | 0 | 0 | 0 | 0 | 0 | 0 | 0 | 0 | 1 |  | 5 | 27 | 5 | 26
| 3527 | 147 | 5 | 27 | 23 | 0 | 0 | 1 | 0 | 0 | 0 | 0 | 0 | 0 | 0 | 0 | 1 |  | 5 | 27 | 5 | 26
| 3528 | 147 | 5 | 27 | 24 | 0 | 0 | 1 | 0 | 0 | 0 | 0 | 0 | 0 | 0 | 0 | 1 |  | 5 | 27 | 5 | 26
| 3529 | 148 | 5 | 28 | 1 | 0 | 0 | 0 | 0 | 0 | 0 | 0 | 0 | 0 | 0 | 0 | 1 |  | 5 | 28 | 5 | 27
| 3530 | 148 | 5 | 28 | 2 | 0 | 0 | 0 | 0 | 0 | 0 | 0 | 0 | 0 | 0 | 0 | 1 |  | 5 | 28 | 5 | 27
| 3531 | 148 | 5 | 28 | 3 | 0 | 0 | 0 | 0 | 0 | 0 | 0 | 0 | 0 | 0 | 0 | 1 |  | 5 | 28 | 5 | 27
| 3532 | 148 | 5 | 28 | 4 | 0 | 0 | 0 | 0 | 0 | 0 | 0 | 0 | 0 | 0 | 0 | 1 |  | 5 | 28 | 5 | 27
| 3533 | 148 | 5 | 28 | 5 | 0 | 0 | 0 | 0 | 0 | 0 | 0 | 0 | 0 | 0 | 0 | 1 |  | 5 | 28 | 5 | 27
| 3534 | 148 | 5 | 28 | 6 | 0 | 0 | 0 | 0 | 0 | 0 | 0 | 0 | 0 | 0 | 0 | 1 |  | 5 | 28 | 5 | 27
| 3535 | 148 | 5 | 28 | 7 | 0 | 0 | 0 | 0 | 0 | 0 | 0 | 0 | 0 | 0 | 0 | 1 |  | 5 | 28 | 5 | 27
| 3536 | 148 | 5 | 28 | 8 | 0 | 0 | 0 | 0 | 0 | 0 | 0 | 0 | 0 | 0 | 0 | 1 |  | 5 | 28 | 5 | 27
| 3537 | 148 | 5 | 28 | 9 | 0 | 0 | 0 | 0 | 0 | 0 | 0 | 0 | 0 | 0 | 0 | 1 |  | 5 | 28 | 5 | 27
| 3538 | 148 | 5 | 28 | 10 | 0 | 0 | 0 | 0 | 0 | 0 | 0 | 0 | 0 | 0 | 0 | 1 |  | 5 | 28 | 5 | 27
| 3539 | 148 | 5 | 28 | 11 | 0 | 0 | 0 | 0 | 0 | 0 | 0 | 0 | 0 | 0 | 0 | 1 |  | 5 | 28 | 5 | 27
| 3540 | 148 | 5 | 28 | 12 | 0 | 0 | 0 | 0 | 0 | 0 | 0 | 0 | 0 | 0 | 0 | 1 |  | 5 | 28 | 5 | 27
| 3541 | 148 | 5 | 28 | 13 | 0 | 0 | 0 | 0 | 0 | 0 | 0 | 0 | 0 | 0 | 0 | 1 |  | 5 | 28 | 5 | 27
| 3542 | 148 | 5 | 28 | 14 | 0 | 0 | 0 | 0 | 0 | 0 | 0 | 0 | 0 | 0 | 0 | 1 |  | 5 | 28 | 5 | 27
| 3543 | 148 | 5 | 28 | 15 | 0 | 0 | 0 | 0 | 0 | 0 | 0 | 0 | 0 | 0 | 0 | 1 |  | 5 | 28 | 5 | 27
| 3544 | 148 | 5 | 28 | 16 | 0 | 0 | 0 | 0 | 0 | 0 | 0 | 0 | 0 | 0 | 0 | 1 |  | 5 | 28 | 5 | 27
| 3545 | 148 | 5 | 28 | 17 | 0 | 0 | 0 | 0 | 0 | 0 | 0 | 0 | 0 | 0 | 0 | 1 |  | 5 | 28 | 5 | 27
| 3546 | 148 | 5 | 28 | 18 | 0 | 0 | 0 | 0 | 0 | 0 | 0 | 0 | 0 | 0 | 0 | 1 |  | 5 | 28 | 5 | 27
| 3547 | 148 | 5 | 28 | 19 | 0 | 0 | 0 | 0 | 0 | 0 | 0 | 0 | 0 | 0 | 0 | 1 |  | 5 | 28 | 5 | 27
| 3548 | 148 | 5 | 28 | 20 | 0 | 0 | 0 | 0 | 0 | 0 | 0 | 0 | 0 | 0 | 0 | 1 |  | 5 | 28 | 5 | 27
| 3549 | 148 | 5 | 28 | 21 | 0 | 0 | 0 | 0 | 0 | 0 | 0 | 0 | 0 | 0 | 0 | 1 |  | 5 | 28 | 5 | 27
| 3550 | 148 | 5 | 28 | 22 | 0 | 0 | 0 | 0 | 0 | 0 | 0 | 0 | 0 | 0 | 0 | 1 |  | 5 | 28 | 5 | 27
| 3551 | 148 | 5 | 28 | 23 | 0 | 0 | 0 | 0 | 0 | 0 | 0 | 0 | 0 | 0 | 0 | 1 |  | 5 | 28 | 5 | 27
| 3552 | 148 | 5 | 28 | 24 | 0 | 0 | 0 | 0 | 0 | 0 | 0 | 0 | 0 | 0 | 0 | 1 |  | 5 | 28 | 5 | 27
| 3553 | 149 | 5 | 29 | 1 | 0 | 0 | 0 | 0 | 0 | 0 | 0 | 0 | 0 | 0 | 0 | 1 |  | 5 | 29 | 5 | 28
| 3554 | 149 | 5 | 29 | 2 | 0 | 0 | 0 | 0 | 0 | 0 | 0 | 0 | 0 | 0 | 0 | 1 |  | 5 | 29 | 5 | 28
| 3555 | 149 | 5 | 29 | 3 | 0 | 0 | 0 | 0 | 0 | 0 | 0 | 0 | 0 | 0 | 0 | 1 |  | 5 | 29 | 5 | 28
| 3556 | 149 | 5 | 29 | 4 | 0 | 0 | 0 | 0 | 0 | 0 | 0 | 0 | 0 | 0 | 0 | 1 |  | 5 | 29 | 5 | 28
| 3557 | 149 | 5 | 29 | 5 | 0 | 0 | 0 | 0 | 0 | 0 | 0 | 0 | 0 | 0 | 0 | 1 |  | 5 | 29 | 5 | 28
| 3558 | 149 | 5 | 29 | 6 | 0 | 0 | 0 | 0 | 0 | 0 | 0 | 0 | 0 | 0 | 0 | 1 |  | 5 | 29 | 5 | 28
| 3559 | 149 | 5 | 29 | 7 | 0 | 0 | 0 | 0 | 0 | 0 | 0 | 0 | 0 | 0 | 0 | 1 |  | 5 | 29 | 5 | 28
| 3560 | 149 | 5 | 29 | 8 | 0 | 0 | 0 | 0 | 0 | 0 | 0 | 0 | 0 | 0 | 0 | 1 |  | 5 | 29 | 5 | 28
| 3561 | 149 | 5 | 29 | 9 | 0 | 0 | 0 | 0 | 0 | 0 | 0 | 0 | 0 | 0 | 0 | 1 |  | 5 | 29 | 5 | 28
| 3562 | 149 | 5 | 29 | 10 | 0 | 0 | 0 | 0 | 0 | 0 | 0 | 0 | 0 | 0 | 0 | 1 |  | 5 | 29 | 5 | 28
| 3563 | 149 | 5 | 29 | 11 | 0 | 0 | 0 | 0 | 0 | 0 | 0 | 0 | 0 | 0 | 0 | 1 |  | 5 | 29 | 5 | 28
| 3564 | 149 | 5 | 29 | 12 | 0 | 0 | 0 | 0 | 0 | 0 | 0 | 0 | 0 | 0 | 0 | 1 |  | 5 | 29 | 5 | 28
| 3565 | 149 | 5 | 29 | 13 | 0 | 0 | 0 | 0 | 0 | 0 | 0 | 0 | 0 | 0 | 0 | 1 |  | 5 | 29 | 5 | 28
| 3566 | 149 | 5 | 29 | 14 | 0 | 0 | 0 | 0 | 0 | 0 | 0 | 0 | 0 | 0 | 0 | 1 |  | 5 | 29 | 5 | 28
| 3567 | 149 | 5 | 29 | 15 | 0 | 0 | 0 | 0 | 0 | 0 | 0 | 0 | 0 | 0 | 0 | 1 |  | 5 | 29 | 5 | 28
| 3568 | 149 | 5 | 29 | 16 | 0 | 0 | 0 | 0 | 0 | 0 | 0 | 0 | 0 | 0 | 0 | 1 |  | 5 | 29 | 5 | 28
| 3569 | 149 | 5 | 29 | 17 | 0 | 0 | 0 | 0 | 0 | 0 | 0 | 0 | 0 | 0 | 0 | 1 |  | 5 | 29 | 5 | 28
| 3570 | 149 | 5 | 29 | 18 | 0 | 0 | 0 | 0 | 0 | 0 | 0 | 0 | 0 | 0 | 0 | 1 |  | 5 | 29 | 5 | 28
| 3571 | 149 | 5 | 29 | 19 | 0 | 0 | 0 | 0 | 0 | 0 | 0 | 0 | 0 | 0 | 0 | 1 |  | 5 | 29 | 5 | 28
| 3572 | 149 | 5 | 29 | 20 | 0 | 0 | 0 | 0 | 0 | 0 | 0 | 0 | 0 | 0 | 0 | 1 |  | 5 | 29 | 5 | 28
| 3573 | 149 | 5 | 29 | 21 | 0 | 0 | 0 | 0 | 0 | 0 | 0 | 0 | 0 | 0 | 0 | 1 |  | 5 | 29 | 5 | 28
| 3574 | 149 | 5 | 29 | 22 | 0 | 0 | 0 | 0 | 0 | 0 | 0 | 0 | 0 | 0 | 0 | 1 |  | 5 | 29 | 5 | 28
| 3575 | 149 | 5 | 29 | 23 | 0 | 0 | 0 | 0 | 0 | 0 | 0 | 0 | 0 | 0 | 0 | 1 |  | 5 | 29 | 5 | 28
| 3576 | 149 | 5 | 29 | 24 | 0 | 0 | 0 | 0 | 0 | 0 | 0 | 0 | 0 | 0 | 0 | 1 |  | 5 | 29 | 5 | 28
| 3577 | 150 | 5 | 30 | 1 | 0 | 0 | 1 | 0 | 0 | 0 | 0 | 0 | 0 | 0 | 0 | 1 |  | 5 | 30 | 5 | 29
| 3578 | 150 | 5 | 30 | 2 | 0 | 0 | 1 | 0 | 0 | 0 | 0 | 0 | 0 | 0 | 0 | 1 |  | 5 | 30 | 5 | 29
| 3579 | 150 | 5 | 30 | 3 | 0 | 0 | 1 | 0 | 0 | 0 | 0 | 0 | 0 | 0 | 0 | 1 |  | 5 | 30 | 5 | 29
| 3580 | 150 | 5 | 30 | 4 | 0 | 0 | 1 | 0 | 0 | 0 | 0 | 0 | 0 | 0 | 0 | 1 |  | 5 | 30 | 5 | 29
| 3581 | 150 | 5 | 30 | 5 | 0 | 0 | 1 | 0 | 0 | 0 | 0 | 0 | 0 | 0 | 0 | 1 |  | 5 | 30 | 5 | 29
| 3582 | 150 | 5 | 30 | 6 | 0 | 0 | 1 | 0 | 0 | 0 | 0 | 0 | 0 | 0 | 0 | 1 |  | 5 | 30 | 5 | 29
| 3583 | 150 | 5 | 30 | 7 | 0 | 0 | 1 | 0 | 0 | 0 | 0 | 0 | 0 | 0 | 0 | 1 |  | 5 | 30 | 5 | 29
| 3584 | 150 | 5 | 30 | 8 | 0 | 0 | 1 | 0 | 0 | 0 | 0 | 0 | 0 | 0 | 0 | 1 |  | 5 | 30 | 5 | 29
| 3585 | 150 | 5 | 30 | 9 | 0 | 0 | 1 | 0 | 0 | 0 | 0 | 0 | 0 | 0 | 0 | 1 |  | 5 | 30 | 5 | 29
| 3586 | 150 | 5 | 30 | 10 | 0 | 0 | 1 | 0 | 0 | 0 | 0 | 0 | 0 | 0 | 0 | 1 |  | 5 | 30 | 5 | 29
| 3587 | 150 | 5 | 30 | 11 | 0 | 0 | 1 | 0 | 0 | 0 | 0 | 0 | 0 | 0 | 0 | 1 |  | 5 | 30 | 5 | 29
| 3588 | 150 | 5 | 30 | 12 | 0 | 0 | 1 | 0 | 0 | 0 | 0 | 0 | 0 | 0 | 0 | 1 |  | 5 | 30 | 5 | 29
| 3589 | 150 | 5 | 30 | 13 | 0 | 0 | 1 | 0 | 0 | 0 | 0 | 0 | 0 | 0 | 0 | 1 |  | 5 | 30 | 5 | 29
| 3590 | 150 | 5 | 30 | 14 | 0 | 0 | 1 | 0 | 0 | 0 | 0 | 0 | 0 | 0 | 0 | 1 |  | 5 | 30 | 5 | 29
| 3591 | 150 | 5 | 30 | 15 | 0 | 0 | 1 | 0 | 0 | 0 | 0 | 0 | 0 | 0 | 0 | 1 |  | 5 | 30 | 5 | 29
| 3592 | 150 | 5 | 30 | 16 | 0 | 0 | 1 | 0 | 0 | 0 | 0 | 0 | 0 | 0 | 0 | 1 |  | 5 | 30 | 5 | 29
| 3593 | 150 | 5 | 30 | 17 | 0 | 0 | 1 | 0 | 0 | 0 | 0 | 0 | 0 | 0 | 0 | 1 |  | 5 | 30 | 5 | 29
| 3594 | 150 | 5 | 30 | 18 | 0 | 0 | 1 | 0 | 0 | 0 | 0 | 0 | 0 | 0 | 0 | 1 |  | 5 | 30 | 5 | 29
| 3595 | 150 | 5 | 30 | 19 | 0 | 0 | 1 | 0 | 0 | 0 | 0 | 0 | 0 | 0 | 0 | 1 |  | 5 | 30 | 5 | 29
| 3596 | 150 | 5 | 30 | 20 | 0 | 0 | 1 | 0 | 0 | 0 | 0 | 0 | 0 | 0 | 0 | 1 |  | 5 | 30 | 5 | 29
| 3597 | 150 | 5 | 30 | 21 | 0 | 0 | 1 | 0 | 0 | 0 | 0 | 0 | 0 | 0 | 0 | 1 |  | 5 | 30 | 5 | 29
| 3598 | 150 | 5 | 30 | 22 | 0 | 0 | 1 | 0 | 0 | 0 | 0 | 0 | 0 | 0 | 0 | 1 |  | 5 | 30 | 5 | 29
| 3599 | 150 | 5 | 30 | 23 | 0 | 0 | 1 | 0 | 0 | 0 | 0 | 0 | 0 | 0 | 0 | 1 |  | 5 | 30 | 5 | 29
| 3600 | 150 | 5 | 30 | 24 | 0 | 0 | 1 | 0 | 0 | 0 | 0 | 0 | 0 | 0 | 0 | 1 |  | 5 | 30 | 5 | 29
| 3601 | 151 | 5 | 31 | 1 | 0 | 0 | 1 | 0 | 0 | 0 | 0 | 0 | 0 | 0 | 0 | 1 |  | 5 | 31 | 5 | 30
| 3602 | 151 | 5 | 31 | 2 | 0 | 0 | 1 | 0 | 0 | 0 | 0 | 0 | 0 | 0 | 0 | 1 |  | 5 | 31 | 5 | 30
| 3603 | 151 | 5 | 31 | 3 | 0 | 0 | 1 | 0 | 0 | 0 | 0 | 0 | 0 | 0 | 0 | 1 |  | 5 | 31 | 5 | 30
| 3604 | 151 | 5 | 31 | 4 | 0 | 0 | 1 | 0 | 0 | 0 | 0 | 0 | 0 | 0 | 0 | 1 |  | 5 | 31 | 5 | 30
| 3605 | 151 | 5 | 31 | 5 | 0 | 0 | 1 | 0 | 0 | 0 | 0 | 0 | 0 | 0 | 0 | 1 |  | 5 | 31 | 5 | 30
| 3606 | 151 | 5 | 31 | 6 | 0 | 0 | 1 | 0 | 0 | 0 | 0 | 0 | 0 | 0 | 0 | 1 |  | 5 | 31 | 5 | 30
| 3607 | 151 | 5 | 31 | 7 | 0 | 0 | 1 | 0 | 0 | 0 | 0 | 0 | 0 | 0 | 0 | 1 |  | 5 | 31 | 5 | 30
| 3608 | 151 | 5 | 31 | 8 | 0 | 0 | 1 | 0 | 0 | 0 | 0 | 0 | 0 | 0 | 0 | 1 |  | 5 | 31 | 5 | 30
| 3609 | 151 | 5 | 31 | 9 | 0 | 0 | 1 | 0 | 0 | 0 | 0 | 0 | 0 | 0 | 0 | 1 |  | 5 | 31 | 5 | 30
| 3610 | 151 | 5 | 31 | 10 | 0 | 0 | 1 | 0 | 0 | 0 | 0 | 0 | 0 | 0 | 0 | 1 |  | 5 | 31 | 5 | 30
| 3611 | 151 | 5 | 31 | 11 | 0 | 0 | 1 | 0 | 0 | 0 | 0 | 0 | 0 | 0 | 0 | 1 |  | 5 | 31 | 5 | 30
| 3612 | 151 | 5 | 31 | 12 | 0 | 0 | 1 | 0 | 0 | 0 | 0 | 0 | 0 | 0 | 0 | 1 |  | 5 | 31 | 5 | 30
| 3613 | 151 | 5 | 31 | 13 | 0 | 0 | 1 | 0 | 0 | 0 | 0 | 0 | 0 | 0 | 0 | 1 |  | 5 | 31 | 5 | 30
| 3614 | 151 | 5 | 31 | 14 | 0 | 0 | 1 | 0 | 0 | 0 | 0 | 0 | 0 | 0 | 0 | 1 |  | 5 | 31 | 5 | 30
| 3615 | 151 | 5 | 31 | 15 | 0 | 0 | 1 | 0 | 0 | 0 | 0 | 0 | 0 | 0 | 0 | 1 |  | 5 | 31 | 5 | 30
| 3616 | 151 | 5 | 31 | 16 | 0 | 0 | 1 | 0 | 0 | 0 | 0 | 0 | 0 | 0 | 0 | 1 |  | 5 | 31 | 5 | 30
| 3617 | 151 | 5 | 31 | 17 | 0 | 0 | 1 | 0 | 0 | 0 | 0 | 0 | 0 | 0 | 0 | 1 |  | 5 | 31 | 5 | 30
| 3618 | 151 | 5 | 31 | 18 | 0 | 0 | 1 | 0 | 0 | 0 | 0 | 0 | 0 | 0 | 0 | 1 |  | 5 | 31 | 5 | 30
| 3619 | 151 | 5 | 31 | 19 | 0 | 0 | 1 | 0 | 0 | 0 | 0 | 0 | 0 | 0 | 0 | 1 |  | 5 | 31 | 5 | 30
| 3620 | 151 | 5 | 31 | 20 | 0 | 0 | 1 | 0 | 0 | 0 | 0 | 0 | 0 | 0 | 0 | 1 |  | 5 | 31 | 5 | 30
| 3621 | 151 | 5 | 31 | 21 | 0 | 0 | 1 | 0 | 0 | 0 | 0 | 0 | 0 | 0 | 0 | 1 |  | 5 | 31 | 5 | 30
| 3622 | 151 | 5 | 31 | 22 | 0 | 0 | 1 | 0 | 0 | 0 | 0 | 0 | 0 | 0 | 0 | 1 |  | 5 | 31 | 5 | 30
| 3623 | 151 | 5 | 31 | 23 | 0 | 0 | 1 | 0 | 0 | 0 | 0 | 0 | 0 | 0 | 0 | 1 |  | 5 | 31 | 5 | 30
| 3624 | 151 | 5 | 31 | 24 | 0 | 0 | 1 | 0 | 0 | 0 | 0 | 0 | 0 | 0 | 0 | 1 |  | 5 | 31 | 5 | 30
| 3625 | 152 | 6 | 1 | 1 | 0 | 0 | 1 | 0 | 0 | 0 | 0 | 0 | 0 | 0 | 0 | 1 |  | 6 | 1 | 5 | 31
| 3626 | 152 | 6 | 1 | 2 | 0 | 0 | 1 | 0 | 0 | 0 | 0 | 0 | 0 | 0 | 0 | 1 |  | 6 | 1 | 5 | 31
| 3627 | 152 | 6 | 1 | 3 | 0 | 0 | 1 | 0 | 0 | 0 | 0 | 0 | 0 | 0 | 0 | 1 |  | 6 | 1 | 5 | 31
| 3628 | 152 | 6 | 1 | 4 | 0 | 0 | 1 | 0 | 0 | 0 | 0 | 0 | 0 | 0 | 0 | 1 |  | 6 | 1 | 5 | 31
| 3629 | 152 | 6 | 1 | 5 | 0 | 0 | 1 | 0 | 0 | 0 | 0 | 0 | 0 | 0 | 0 | 1 |  | 6 | 1 | 5 | 31
| 3630 | 152 | 6 | 1 | 6 | 0 | 0 | 1 | 0 | 0 | 0 | 0 | 0 | 0 | 0 | 0 | 1 |  | 6 | 1 | 5 | 31
| 3631 | 152 | 6 | 1 | 7 | 0 | 0 | 1 | 0 | 0 | 0 | 0 | 0 | 0 | 0 | 0 | 1 |  | 6 | 1 | 5 | 31
| 3632 | 152 | 6 | 1 | 8 | 0 | 0 | 1 | 0 | 0 | 0 | 0 | 0 | 0 | 0 | 0 | 1 |  | 6 | 1 | 5 | 31
| 3633 | 152 | 6 | 1 | 9 | 0 | 0 | 1 | 0 | 0 | 0 | 0 | 0 | 0 | 0 | 0 | 1 |  | 6 | 1 | 5 | 31
| 3634 | 152 | 6 | 1 | 10 | 0 | 0 | 1 | 0 | 0 | 0 | 0 | 0 | 0 | 0 | 0 | 1 |  | 6 | 1 | 5 | 31
| 3635 | 152 | 6 | 1 | 11 | 0 | 0 | 1 | 0 | 0 | 0 | 0 | 0 | 0 | 0 | 0 | 1 |  | 6 | 1 | 5 | 31
| 3636 | 152 | 6 | 1 | 12 | 0 | 0 | 1 | 0 | 0 | 0 | 0 | 0 | 0 | 0 | 0 | 1 |  | 6 | 1 | 5 | 31
| 3637 | 152 | 6 | 1 | 13 | 0 | 0 | 1 | 0 | 0 | 0 | 0 | 0 | 0 | 0 | 0 | 1 |  | 6 | 1 | 5 | 31
| 3638 | 152 | 6 | 1 | 14 | 0 | 0 | 1 | 0 | 0 | 0 | 0 | 0 | 0 | 0 | 0 | 1 |  | 6 | 1 | 5 | 31
| 3639 | 152 | 6 | 1 | 15 | 0 | 0 | 1 | 0 | 0 | 0 | 0 | 0 | 0 | 0 | 0 | 1 |  | 6 | 1 | 5 | 31
| 3640 | 152 | 6 | 1 | 16 | 0 | 0 | 1 | 0 | 0 | 0 | 0 | 0 | 0 | 0 | 0 | 1 |  | 6 | 1 | 5 | 31
| 3641 | 152 | 6 | 1 | 17 | 0 | 0 | 1 | 0 | 0 | 0 | 0 | 0 | 0 | 0 | 0 | 1 |  | 6 | 1 | 5 | 31
| 3642 | 152 | 6 | 1 | 18 | 0 | 0 | 1 | 0 | 0 | 0 | 0 | 0 | 0 | 0 | 0 | 1 |  | 6 | 1 | 5 | 31
| 3643 | 152 | 6 | 1 | 19 | 0 | 0 | 1 | 0 | 0 | 0 | 0 | 0 | 0 | 0 | 0 | 1 |  | 6 | 1 | 5 | 31
| 3644 | 152 | 6 | 1 | 20 | 0 | 0 | 1 | 0 | 0 | 0 | 0 | 0 | 0 | 0 | 0 | 1 |  | 6 | 1 | 5 | 31
| 3645 | 152 | 6 | 1 | 21 | 0 | 0 | 1 | 0 | 0 | 0 | 0 | 0 | 0 | 0 | 0 | 1 |  | 6 | 1 | 5 | 31
| 3646 | 152 | 6 | 1 | 22 | 0 | 0 | 1 | 0 | 0 | 0 | 0 | 0 | 0 | 0 | 0 | 1 |  | 6 | 1 | 5 | 31
| 3647 | 152 | 6 | 1 | 23 | 0 | 0 | 1 | 0 | 0 | 0 | 0 | 0 | 0 | 0 | 0 | 1 |  | 6 | 1 | 5 | 31
| 3648 | 152 | 6 | 1 | 24 | 0 | 0 | 1 | 0 | 0 | 0 | 0 | 0 | 0 | 0 | 0 | 1 |  | 6 | 1 | 5 | 31
| 3649 | 153 | 6 | 2 | 1 | 0 | 0 | 1 | 0 | 0 | 0 | 0 | 0 | 0 | 0 | 0 | 1 |  | 6 | 2 | 6 | 1
| 3650 | 153 | 6 | 2 | 2 | 0 | 0 | 1 | 0 | 0 | 0 | 0 | 0 | 0 | 0 | 0 | 1 |  | 6 | 2 | 6 | 1
| 3651 | 153 | 6 | 2 | 3 | 0 | 0 | 1 | 0 | 0 | 0 | 0 | 0 | 0 | 0 | 0 | 1 |  | 6 | 2 | 6 | 1
| 3652 | 153 | 6 | 2 | 4 | 0 | 0 | 1 | 0 | 0 | 0 | 0 | 0 | 0 | 0 | 0 | 1 |  | 6 | 2 | 6 | 1
| 3653 | 153 | 6 | 2 | 5 | 0 | 0 | 1 | 0 | 0 | 0 | 0 | 0 | 0 | 0 | 0 | 1 |  | 6 | 2 | 6 | 1
| 3654 | 153 | 6 | 2 | 6 | 0 | 0 | 1 | 0 | 0 | 0 | 0 | 0 | 0 | 0 | 0 | 1 |  | 6 | 2 | 6 | 1
| 3655 | 153 | 6 | 2 | 7 | 0 | 0 | 1 | 0 | 0 | 0 | 0 | 0 | 0 | 0 | 0 | 1 |  | 6 | 2 | 6 | 1
| 3656 | 153 | 6 | 2 | 8 | 0 | 0 | 1 | 0 | 0 | 0 | 0 | 0 | 0 | 0 | 0 | 1 |  | 6 | 2 | 6 | 1
| 3657 | 153 | 6 | 2 | 9 | 0 | 0 | 1 | 0 | 0 | 0 | 0 | 0 | 0 | 0 | 0 | 1 |  | 6 | 2 | 6 | 1
| 3658 | 153 | 6 | 2 | 10 | 0 | 0 | 1 | 0 | 0 | 0 | 0 | 0 | 0 | 0 | 0 | 1 |  | 6 | 2 | 6 | 1
| 3659 | 153 | 6 | 2 | 11 | 0 | 0 | 1 | 0 | 0 | 0 | 0 | 0 | 0 | 0 | 0 | 1 |  | 6 | 2 | 6 | 1
| 3660 | 153 | 6 | 2 | 12 | 0 | 0 | 1 | 0 | 0 | 0 | 0 | 0 | 0 | 0 | 0 | 1 |  | 6 | 2 | 6 | 1
| 3661 | 153 | 6 | 2 | 13 | 0 | 0 | 1 | 0 | 0 | 0 | 0 | 0 | 0 | 0 | 0 | 1 |  | 6 | 2 | 6 | 1
| 3662 | 153 | 6 | 2 | 14 | 0 | 0 | 1 | 0 | 0 | 0 | 0 | 0 | 0 | 0 | 0 | 1 |  | 6 | 2 | 6 | 1
| 3663 | 153 | 6 | 2 | 15 | 0 | 0 | 1 | 0 | 0 | 0 | 0 | 0 | 0 | 0 | 0 | 1 |  | 6 | 2 | 6 | 1
| 3664 | 153 | 6 | 2 | 16 | 0 | 0 | 1 | 0 | 0 | 0 | 0 | 0 | 0 | 0 | 0 | 1 |  | 6 | 2 | 6 | 1
| 3665 | 153 | 6 | 2 | 17 | 0 | 0 | 1 | 0 | 0 | 0 | 0 | 0 | 0 | 0 | 0 | 1 |  | 6 | 2 | 6 | 1
| 3666 | 153 | 6 | 2 | 18 | 0 | 0 | 1 | 0 | 0 | 0 | 0 | 0 | 0 | 0 | 0 | 1 |  | 6 | 2 | 6 | 1
| 3667 | 153 | 6 | 2 | 19 | 0 | 0 | 1 | 0 | 0 | 0 | 0 | 0 | 0 | 0 | 0 | 1 |  | 6 | 2 | 6 | 1
| 3668 | 153 | 6 | 2 | 20 | 0 | 0 | 1 | 0 | 0 | 0 | 0 | 0 | 0 | 0 | 0 | 1 |  | 6 | 2 | 6 | 1
| 3669 | 153 | 6 | 2 | 21 | 0 | 0 | 1 | 0 | 0 | 0 | 0 | 0 | 0 | 0 | 0 | 1 |  | 6 | 2 | 6 | 1
| 3670 | 153 | 6 | 2 | 22 | 0 | 0 | 1 | 0 | 0 | 0 | 0 | 0 | 0 | 0 | 0 | 1 |  | 6 | 2 | 6 | 1
| 3671 | 153 | 6 | 2 | 23 | 0 | 0 | 1 | 0 | 0 | 0 | 0 | 0 | 0 | 0 | 0 | 1 |  | 6 | 2 | 6 | 1
| 3672 | 153 | 6 | 2 | 24 | 0 | 0 | 1 | 0 | 0 | 0 | 0 | 0 | 0 | 0 | 0 | 1 |  | 6 | 2 | 6 | 1
| 3673 | 154 | 6 | 3 | 1 | 0 | 0 | 1 | 0 | 0 | 0 | 0 | 0 | 0 | 0 | 0 | 1 |  | 6 | 3 | 6 | 2
| 3674 | 154 | 6 | 3 | 2 | 0 | 0 | 1 | 0 | 0 | 0 | 0 | 0 | 0 | 0 | 0 | 1 |  | 6 | 3 | 6 | 2
| 3675 | 154 | 6 | 3 | 3 | 0 | 0 | 1 | 0 | 0 | 0 | 0 | 0 | 0 | 0 | 0 | 1 |  | 6 | 3 | 6 | 2
| 3676 | 154 | 6 | 3 | 4 | 0 | 0 | 1 | 0 | 0 | 0 | 0 | 0 | 0 | 0 | 0 | 1 |  | 6 | 3 | 6 | 2
| 3677 | 154 | 6 | 3 | 5 | 0 | 0 | 1 | 0 | 0 | 0 | 0 | 0 | 0 | 0 | 0 | 1 |  | 6 | 3 | 6 | 2
| 3678 | 154 | 6 | 3 | 6 | 0 | 0 | 1 | 0 | 0 | 0 | 0 | 0 | 0 | 0 | 0 | 1 |  | 6 | 3 | 6 | 2
| 3679 | 154 | 6 | 3 | 7 | 0 | 0 | 1 | 0 | 0 | 0 | 0 | 0 | 0 | 0 | 0 | 1 |  | 6 | 3 | 6 | 2
| 3680 | 154 | 6 | 3 | 8 | 0 | 0 | 1 | 0 | 0 | 0 | 0 | 0 | 0 | 0 | 0 | 1 |  | 6 | 3 | 6 | 2
| 3681 | 154 | 6 | 3 | 9 | 0 | 0 | 1 | 0 | 0 | 0 | 0 | 0 | 0 | 0 | 0 | 1 |  | 6 | 3 | 6 | 2
| 3682 | 154 | 6 | 3 | 10 | 0 | 0 | 1 | 0 | 0 | 0 | 0 | 0 | 0 | 0 | 0 | 1 |  | 6 | 3 | 6 | 2
| 3683 | 154 | 6 | 3 | 11 | 0 | 0 | 1 | 0 | 0 | 0 | 0 | 0 | 0 | 0 | 0 | 1 |  | 6 | 3 | 6 | 2
| 3684 | 154 | 6 | 3 | 12 | 0 | 0 | 1 | 0 | 0 | 0 | 0 | 0 | 0 | 0 | 0 | 1 |  | 6 | 3 | 6 | 2
| 3685 | 154 | 6 | 3 | 13 | 0 | 0 | 1 | 0 | 0 | 0 | 0 | 0 | 0 | 0 | 0 | 1 |  | 6 | 3 | 6 | 2
| 3686 | 154 | 6 | 3 | 14 | 0 | 0 | 1 | 0 | 0 | 0 | 0 | 0 | 0 | 0 | 0 | 1 |  | 6 | 3 | 6 | 2
| 3687 | 154 | 6 | 3 | 15 | 0 | 0 | 1 | 0 | 0 | 0 | 0 | 0 | 0 | 0 | 0 | 1 |  | 6 | 3 | 6 | 2
| 3688 | 154 | 6 | 3 | 16 | 0 | 0 | 1 | 0 | 0 | 0 | 0 | 0 | 0 | 0 | 0 | 1 |  | 6 | 3 | 6 | 2
| 3689 | 154 | 6 | 3 | 17 | 0 | 0 | 1 | 0 | 0 | 0 | 0 | 0 | 0 | 0 | 0 | 1 |  | 6 | 3 | 6 | 2
| 3690 | 154 | 6 | 3 | 18 | 0 | 0 | 1 | 0 | 0 | 0 | 0 | 0 | 0 | 0 | 0 | 1 |  | 6 | 3 | 6 | 2
| 3691 | 154 | 6 | 3 | 19 | 0 | 0 | 1 | 0 | 0 | 0 | 0 | 0 | 0 | 0 | 0 | 1 |  | 6 | 3 | 6 | 2
| 3692 | 154 | 6 | 3 | 20 | 0 | 0 | 1 | 0 | 0 | 0 | 0 | 0 | 0 | 0 | 0 | 1 |  | 6 | 3 | 6 | 2
| 3693 | 154 | 6 | 3 | 21 | 0 | 0 | 1 | 0 | 0 | 0 | 0 | 0 | 0 | 0 | 0 | 1 |  | 6 | 3 | 6 | 2
| 3694 | 154 | 6 | 3 | 22 | 0 | 0 | 1 | 0 | 0 | 0 | 0 | 0 | 0 | 0 | 0 | 1 |  | 6 | 3 | 6 | 2
| 3695 | 154 | 6 | 3 | 23 | 0 | 0 | 1 | 0 | 0 | 0 | 0 | 0 | 0 | 0 | 0 | 1 |  | 6 | 3 | 6 | 2
| 3696 | 154 | 6 | 3 | 24 | 0 | 0 | 1 | 0 | 0 | 0 | 0 | 0 | 0 | 0 | 0 | 1 |  | 6 | 3 | 6 | 2
| 3697 | 155 | 6 | 4 | 1 | 0 | 0 | 0 | 0 | 0 | 0 | 0 | 0 | 0 | 0 | 0 | 1 |  | 6 | 4 | 6 | 3
| 3698 | 155 | 6 | 4 | 2 | 0 | 0 | 0 | 0 | 0 | 0 | 0 | 0 | 0 | 0 | 0 | 1 |  | 6 | 4 | 6 | 3
| 3699 | 155 | 6 | 4 | 3 | 0 | 0 | 0 | 0 | 0 | 0 | 0 | 0 | 0 | 0 | 0 | 1 |  | 6 | 4 | 6 | 3
| 3700 | 155 | 6 | 4 | 4 | 0 | 0 | 0 | 0 | 0 | 0 | 0 | 0 | 0 | 0 | 0 | 1 |  | 6 | 4 | 6 | 3
| 3701 | 155 | 6 | 4 | 5 | 0 | 0 | 0 | 0 | 0 | 0 | 0 | 0 | 0 | 0 | 0 | 1 |  | 6 | 4 | 6 | 3
| 3702 | 155 | 6 | 4 | 6 | 0 | 0 | 0 | 0 | 0 | 0 | 0 | 0 | 0 | 0 | 0 | 1 |  | 6 | 4 | 6 | 3
| 3703 | 155 | 6 | 4 | 7 | 0 | 0 | 0 | 0 | 0 | 0 | 0 | 0 | 0 | 0 | 0 | 1 |  | 6 | 4 | 6 | 3
| 3704 | 155 | 6 | 4 | 8 | 0 | 0 | 0 | 0 | 0 | 0 | 0 | 0 | 0 | 0 | 0 | 1 |  | 6 | 4 | 6 | 3
| 3705 | 155 | 6 | 4 | 9 | 0 | 0 | 0 | 0 | 0 | 0 | 0 | 0 | 0 | 0 | 0 | 1 |  | 6 | 4 | 6 | 3
| 3706 | 155 | 6 | 4 | 10 | 0 | 0 | 0 | 0 | 0 | 0 | 0 | 0 | 0 | 0 | 0 | 1 |  | 6 | 4 | 6 | 3
| 3707 | 155 | 6 | 4 | 11 | 0 | 0 | 0 | 0 | 0 | 0 | 0 | 0 | 0 | 0 | 0 | 1 |  | 6 | 4 | 6 | 3
| 3708 | 155 | 6 | 4 | 12 | 0 | 0 | 0 | 0 | 0 | 0 | 0 | 0 | 0 | 0 | 0 | 1 |  | 6 | 4 | 6 | 3
| 3709 | 155 | 6 | 4 | 13 | 0 | 0 | 0 | 0 | 0 | 0 | 0 | 0 | 0 | 0 | 0 | 1 |  | 6 | 4 | 6 | 3
| 3710 | 155 | 6 | 4 | 14 | 0 | 0 | 0 | 0 | 0 | 0 | 0 | 0 | 0 | 0 | 0 | 1 |  | 6 | 4 | 6 | 3
| 3711 | 155 | 6 | 4 | 15 | 0 | 0 | 0 | 0 | 0 | 0 | 0 | 0 | 0 | 0 | 0 | 1 |  | 6 | 4 | 6 | 3
| 3712 | 155 | 6 | 4 | 16 | 0 | 0 | 0 | 0 | 0 | 0 | 0 | 0 | 0 | 0 | 0 | 1 |  | 6 | 4 | 6 | 3
| 3713 | 155 | 6 | 4 | 17 | 0 | 0 | 0 | 0 | 0 | 0 | 0 | 0 | 0 | 0 | 0 | 1 |  | 6 | 4 | 6 | 3
| 3714 | 155 | 6 | 4 | 18 | 0 | 0 | 0 | 0 | 0 | 0 | 0 | 0 | 0 | 0 | 0 | 1 |  | 6 | 4 | 6 | 3
| 3715 | 155 | 6 | 4 | 19 | 0 | 0 | 0 | 0 | 0 | 0 | 0 | 0 | 0 | 0 | 0 | 1 |  | 6 | 4 | 6 | 3
| 3716 | 155 | 6 | 4 | 20 | 0 | 0 | 0 | 0 | 0 | 0 | 0 | 0 | 0 | 0 | 0 | 1 |  | 6 | 4 | 6 | 3
| 3717 | 155 | 6 | 4 | 21 | 0 | 0 | 0 | 0 | 0 | 0 | 0 | 0 | 0 | 0 | 0 | 1 |  | 6 | 4 | 6 | 3
| 3718 | 155 | 6 | 4 | 22 | 0 | 0 | 0 | 0 | 0 | 0 | 0 | 0 | 0 | 0 | 0 | 1 |  | 6 | 4 | 6 | 3
| 3719 | 155 | 6 | 4 | 23 | 0 | 0 | 0 | 0 | 0 | 0 | 0 | 0 | 0 | 0 | 0 | 1 |  | 6 | 4 | 6 | 3
| 3720 | 155 | 6 | 4 | 24 | 0 | 0 | 0 | 0 | 0 | 0 | 0 | 0 | 0 | 0 | 0 | 1 |  | 6 | 4 | 6 | 3
| 3721 | 156 | 6 | 5 | 1 | 0 | 0 | 0 | 0 | 0 | 0 | 0 | 0 | 0 | 0 | 0 | 1 |  | 6 | 5 | 6 | 4
| 3722 | 156 | 6 | 5 | 2 | 0 | 0 | 0 | 0 | 0 | 0 | 0 | 0 | 0 | 0 | 0 | 1 |  | 6 | 5 | 6 | 4
| 3723 | 156 | 6 | 5 | 3 | 0 | 0 | 0 | 0 | 0 | 0 | 0 | 0 | 0 | 0 | 0 | 1 |  | 6 | 5 | 6 | 4
| 3724 | 156 | 6 | 5 | 4 | 0 | 0 | 0 | 0 | 0 | 0 | 0 | 0 | 0 | 0 | 0 | 1 |  | 6 | 5 | 6 | 4
| 3725 | 156 | 6 | 5 | 5 | 0 | 0 | 0 | 0 | 0 | 0 | 0 | 0 | 0 | 0 | 0 | 1 |  | 6 | 5 | 6 | 4
| 3726 | 156 | 6 | 5 | 6 | 0 | 0 | 0 | 0 | 0 | 0 | 0 | 0 | 0 | 0 | 0 | 1 |  | 6 | 5 | 6 | 4
| 3727 | 156 | 6 | 5 | 7 | 0 | 0 | 0 | 0 | 0 | 0 | 0 | 0 | 0 | 0 | 0 | 1 |  | 6 | 5 | 6 | 4
| 3728 | 156 | 6 | 5 | 8 | 0 | 0 | 0 | 0 | 0 | 0 | 0 | 0 | 0 | 0 | 0 | 1 |  | 6 | 5 | 6 | 4
| 3729 | 156 | 6 | 5 | 9 | 0 | 0 | 0 | 0 | 0 | 0 | 0 | 0 | 0 | 0 | 0 | 1 |  | 6 | 5 | 6 | 4
| 3730 | 156 | 6 | 5 | 10 | 0 | 0 | 0 | 0 | 0 | 0 | 0 | 0 | 0 | 0 | 0 | 1 |  | 6 | 5 | 6 | 4
| 3731 | 156 | 6 | 5 | 11 | 0 | 0 | 0 | 0 | 0 | 0 | 0 | 0 | 0 | 0 | 0 | 1 |  | 6 | 5 | 6 | 4
| 3732 | 156 | 6 | 5 | 12 | 0 | 0 | 0 | 0 | 0 | 0 | 0 | 0 | 0 | 0 | 0 | 1 |  | 6 | 5 | 6 | 4
| 3733 | 156 | 6 | 5 | 13 | 0 | 0 | 0 | 0 | 0 | 0 | 0 | 0 | 0 | 0 | 0 | 1 |  | 6 | 5 | 6 | 4
| 3734 | 156 | 6 | 5 | 14 | 0 | 0 | 0 | 0 | 0 | 0 | 0 | 0 | 0 | 0 | 0 | 1 |  | 6 | 5 | 6 | 4
| 3735 | 156 | 6 | 5 | 15 | 0 | 0 | 0 | 0 | 0 | 0 | 0 | 0 | 0 | 0 | 0 | 1 |  | 6 | 5 | 6 | 4
| 3736 | 156 | 6 | 5 | 16 | 0 | 0 | 0 | 0 | 0 | 0 | 0 | 0 | 0 | 0 | 0 | 1 |  | 6 | 5 | 6 | 4
| 3737 | 156 | 6 | 5 | 17 | 0 | 0 | 0 | 0 | 0 | 0 | 0 | 0 | 0 | 0 | 0 | 1 |  | 6 | 5 | 6 | 4
| 3738 | 156 | 6 | 5 | 18 | 0 | 0 | 0 | 0 | 0 | 0 | 0 | 0 | 0 | 0 | 0 | 1 |  | 6 | 5 | 6 | 4
| 3739 | 156 | 6 | 5 | 19 | 0 | 0 | 0 | 0 | 0 | 0 | 0 | 0 | 0 | 0 | 0 | 1 |  | 6 | 5 | 6 | 4
| 3740 | 156 | 6 | 5 | 20 | 0 | 0 | 0 | 0 | 0 | 0 | 0 | 0 | 0 | 0 | 0 | 1 |  | 6 | 5 | 6 | 4
| 3741 | 156 | 6 | 5 | 21 | 0 | 0 | 0 | 0 | 0 | 0 | 0 | 0 | 0 | 0 | 0 | 1 |  | 6 | 5 | 6 | 4
| 3742 | 156 | 6 | 5 | 22 | 0 | 0 | 0 | 0 | 0 | 0 | 0 | 0 | 0 | 0 | 0 | 1 |  | 6 | 5 | 6 | 4
| 3743 | 156 | 6 | 5 | 23 | 0 | 0 | 0 | 0 | 0 | 0 | 0 | 0 | 0 | 0 | 0 | 1 |  | 6 | 5 | 6 | 4
| 3744 | 156 | 6 | 5 | 24 | 0 | 0 | 0 | 0 | 0 | 0 | 0 | 0 | 0 | 0 | 0 | 1 |  | 6 | 5 | 6 | 4
| 3745 | 157 | 6 | 6 | 1 | 0 | 0 | 1 | 0 | 0 | 0 | 0 | 0 | 0 | 0 | 0 | 1 |  | 6 | 6 | 6 | 5
| 3746 | 157 | 6 | 6 | 2 | 0 | 0 | 1 | 0 | 0 | 0 | 0 | 0 | 0 | 0 | 0 | 1 |  | 6 | 6 | 6 | 5
| 3747 | 157 | 6 | 6 | 3 | 0 | 0 | 1 | 0 | 0 | 0 | 0 | 0 | 0 | 0 | 0 | 1 |  | 6 | 6 | 6 | 5
| 3748 | 157 | 6 | 6 | 4 | 0 | 0 | 1 | 0 | 0 | 0 | 0 | 0 | 0 | 0 | 0 | 1 |  | 6 | 6 | 6 | 5
| 3749 | 157 | 6 | 6 | 5 | 0 | 0 | 1 | 0 | 0 | 0 | 0 | 0 | 0 | 0 | 0 | 1 |  | 6 | 6 | 6 | 5
| 3750 | 157 | 6 | 6 | 6 | 0 | 0 | 1 | 0 | 0 | 0 | 0 | 0 | 0 | 0 | 0 | 1 |  | 6 | 6 | 6 | 5
| 3751 | 157 | 6 | 6 | 7 | 0 | 0 | 1 | 0 | 0 | 0 | 0 | 0 | 0 | 0 | 0 | 1 |  | 6 | 6 | 6 | 5
| 3752 | 157 | 6 | 6 | 8 | 0 | 0 | 1 | 0 | 0 | 0 | 0 | 0 | 0 | 0 | 0 | 1 |  | 6 | 6 | 6 | 5
| 3753 | 157 | 6 | 6 | 9 | 0 | 0 | 1 | 0 | 0 | 0 | 0 | 0 | 0 | 0 | 0 | 1 |  | 6 | 6 | 6 | 5
| 3754 | 157 | 6 | 6 | 10 | 0 | 0 | 1 | 0 | 0 | 0 | 0 | 0 | 0 | 0 | 0 | 1 |  | 6 | 6 | 6 | 5
| 3755 | 157 | 6 | 6 | 11 | 0 | 0 | 1 | 0 | 0 | 0 | 0 | 0 | 0 | 0 | 0 | 1 |  | 6 | 6 | 6 | 5
| 3756 | 157 | 6 | 6 | 12 | 0 | 0 | 1 | 0 | 0 | 0 | 0 | 0 | 0 | 0 | 0 | 1 |  | 6 | 6 | 6 | 5
| 3757 | 157 | 6 | 6 | 13 | 0 | 0 | 1 | 0 | 0 | 0 | 0 | 0 | 0 | 0 | 0 | 1 |  | 6 | 6 | 6 | 5
| 3758 | 157 | 6 | 6 | 14 | 0 | 0 | 1 | 0 | 0 | 0 | 0 | 0 | 0 | 0 | 0 | 1 |  | 6 | 6 | 6 | 5
| 3759 | 157 | 6 | 6 | 15 | 0 | 0 | 1 | 0 | 0 | 0 | 0 | 0 | 0 | 0 | 0 | 1 |  | 6 | 6 | 6 | 5
| 3760 | 157 | 6 | 6 | 16 | 0 | 0 | 1 | 0 | 0 | 0 | 0 | 0 | 0 | 0 | 0 | 1 |  | 6 | 6 | 6 | 5
| 3761 | 157 | 6 | 6 | 17 | 0 | 0 | 1 | 0 | 0 | 0 | 0 | 0 | 0 | 0 | 0 | 1 |  | 6 | 6 | 6 | 5
| 3762 | 157 | 6 | 6 | 18 | 0 | 0 | 1 | 0 | 0 | 0 | 0 | 0 | 0 | 0 | 0 | 1 |  | 6 | 6 | 6 | 5
| 3763 | 157 | 6 | 6 | 19 | 0 | 0 | 1 | 0 | 0 | 0 | 0 | 0 | 0 | 0 | 0 | 1 |  | 6 | 6 | 6 | 5
| 3764 | 157 | 6 | 6 | 20 | 0 | 0 | 1 | 0 | 0 | 0 | 0 | 0 | 0 | 0 | 0 | 1 |  | 6 | 6 | 6 | 5
| 3765 | 157 | 6 | 6 | 21 | 0 | 0 | 1 | 0 | 0 | 0 | 0 | 0 | 0 | 0 | 0 | 1 |  | 6 | 6 | 6 | 5
| 3766 | 157 | 6 | 6 | 22 | 0 | 0 | 1 | 0 | 0 | 0 | 0 | 0 | 0 | 0 | 0 | 1 |  | 6 | 6 | 6 | 5
| 3767 | 157 | 6 | 6 | 23 | 0 | 0 | 1 | 0 | 0 | 0 | 0 | 0 | 0 | 0 | 0 | 1 |  | 6 | 6 | 6 | 5
| 3768 | 157 | 6 | 6 | 24 | 0 | 0 | 1 | 0 | 0 | 0 | 0 | 0 | 0 | 0 | 0 | 1 |  | 6 | 6 | 6 | 5
| 3769 | 158 | 6 | 7 | 1 | 0 | 0 | 1 | 0 | 0 | 0 | 0 | 0 | 0 | 0 | 0 | 1 |  | 6 | 7 | 6 | 6
| 3770 | 158 | 6 | 7 | 2 | 0 | 0 | 1 | 0 | 0 | 0 | 0 | 0 | 0 | 0 | 0 | 1 |  | 6 | 7 | 6 | 6
| 3771 | 158 | 6 | 7 | 3 | 0 | 0 | 1 | 0 | 0 | 0 | 0 | 0 | 0 | 0 | 0 | 1 |  | 6 | 7 | 6 | 6
| 3772 | 158 | 6 | 7 | 4 | 0 | 0 | 1 | 0 | 0 | 0 | 0 | 0 | 0 | 0 | 0 | 1 |  | 6 | 7 | 6 | 6
| 3773 | 158 | 6 | 7 | 5 | 0 | 0 | 1 | 0 | 0 | 0 | 0 | 0 | 0 | 0 | 0 | 1 |  | 6 | 7 | 6 | 6
| 3774 | 158 | 6 | 7 | 6 | 0 | 0 | 1 | 0 | 0 | 0 | 0 | 0 | 0 | 0 | 0 | 1 |  | 6 | 7 | 6 | 6
| 3775 | 158 | 6 | 7 | 7 | 0 | 0 | 1 | 0 | 0 | 0 | 0 | 0 | 0 | 0 | 0 | 1 |  | 6 | 7 | 6 | 6
| 3776 | 158 | 6 | 7 | 8 | 0 | 0 | 1 | 0 | 0 | 0 | 0 | 0 | 0 | 0 | 0 | 1 |  | 6 | 7 | 6 | 6
| 3777 | 158 | 6 | 7 | 9 | 0 | 0 | 1 | 0 | 0 | 0 | 0 | 0 | 0 | 0 | 0 | 1 |  | 6 | 7 | 6 | 6
| 3778 | 158 | 6 | 7 | 10 | 0 | 0 | 1 | 0 | 0 | 0 | 0 | 0 | 0 | 0 | 0 | 1 |  | 6 | 7 | 6 | 6
| 3779 | 158 | 6 | 7 | 11 | 0 | 0 | 1 | 0 | 0 | 0 | 0 | 0 | 0 | 0 | 0 | 1 |  | 6 | 7 | 6 | 6
| 3780 | 158 | 6 | 7 | 12 | 0 | 0 | 1 | 0 | 0 | 0 | 0 | 0 | 0 | 0 | 0 | 1 |  | 6 | 7 | 6 | 6
| 3781 | 158 | 6 | 7 | 13 | 0 | 0 | 1 | 0 | 0 | 0 | 0 | 0 | 0 | 0 | 0 | 1 |  | 6 | 7 | 6 | 6
| 3782 | 158 | 6 | 7 | 14 | 0 | 0 | 1 | 0 | 0 | 0 | 0 | 0 | 0 | 0 | 0 | 1 |  | 6 | 7 | 6 | 6
| 3783 | 158 | 6 | 7 | 15 | 0 | 0 | 1 | 0 | 0 | 0 | 0 | 0 | 0 | 0 | 0 | 1 |  | 6 | 7 | 6 | 6
| 3784 | 158 | 6 | 7 | 16 | 0 | 0 | 1 | 0 | 0 | 0 | 0 | 0 | 0 | 0 | 0 | 1 |  | 6 | 7 | 6 | 6
| 3785 | 158 | 6 | 7 | 17 | 0 | 0 | 1 | 0 | 0 | 0 | 0 | 0 | 0 | 0 | 0 | 1 |  | 6 | 7 | 6 | 6
| 3786 | 158 | 6 | 7 | 18 | 0 | 0 | 1 | 0 | 0 | 0 | 0 | 0 | 0 | 0 | 0 | 1 |  | 6 | 7 | 6 | 6
| 3787 | 158 | 6 | 7 | 19 | 0 | 0 | 1 | 0 | 0 | 0 | 0 | 0 | 0 | 0 | 0 | 1 |  | 6 | 7 | 6 | 6
| 3788 | 158 | 6 | 7 | 20 | 0 | 0 | 1 | 0 | 0 | 0 | 0 | 0 | 0 | 0 | 0 | 1 |  | 6 | 7 | 6 | 6
| 3789 | 158 | 6 | 7 | 21 | 0 | 0 | 1 | 0 | 0 | 0 | 0 | 0 | 0 | 0 | 0 | 1 |  | 6 | 7 | 6 | 6
| 3790 | 158 | 6 | 7 | 22 | 0 | 0 | 1 | 0 | 0 | 0 | 0 | 0 | 0 | 0 | 0 | 1 |  | 6 | 7 | 6 | 6
| 3791 | 158 | 6 | 7 | 23 | 0 | 0 | 1 | 0 | 0 | 0 | 0 | 0 | 0 | 0 | 0 | 1 |  | 6 | 7 | 6 | 6
| 3792 | 158 | 6 | 7 | 24 | 0 | 0 | 1 | 0 | 0 | 0 | 0 | 0 | 0 | 0 | 0 | 1 |  | 6 | 7 | 6 | 6
| 3793 | 159 | 6 | 8 | 1 | 0 | 0 | 1 | 0 | 0 | 0 | 0 | 0 | 0 | 0 | 0 | 1 |  | 6 | 8 | 6 | 7
| 3794 | 159 | 6 | 8 | 2 | 0 | 0 | 1 | 0 | 0 | 0 | 0 | 0 | 0 | 0 | 0 | 1 |  | 6 | 8 | 6 | 7
| 3795 | 159 | 6 | 8 | 3 | 0 | 0 | 1 | 0 | 0 | 0 | 0 | 0 | 0 | 0 | 0 | 1 |  | 6 | 8 | 6 | 7
| 3796 | 159 | 6 | 8 | 4 | 0 | 0 | 1 | 0 | 0 | 0 | 0 | 0 | 0 | 0 | 0 | 1 |  | 6 | 8 | 6 | 7
| 3797 | 159 | 6 | 8 | 5 | 0 | 0 | 1 | 0 | 0 | 0 | 0 | 0 | 0 | 0 | 0 | 1 |  | 6 | 8 | 6 | 7
| 3798 | 159 | 6 | 8 | 6 | 0 | 0 | 1 | 0 | 0 | 0 | 0 | 0 | 0 | 0 | 0 | 1 |  | 6 | 8 | 6 | 7
| 3799 | 159 | 6 | 8 | 7 | 0 | 0 | 1 | 0 | 0 | 0 | 0 | 0 | 0 | 0 | 0 | 1 |  | 6 | 8 | 6 | 7
| 3800 | 159 | 6 | 8 | 8 | 0 | 0 | 1 | 0 | 0 | 0 | 0 | 0 | 0 | 0 | 0 | 1 |  | 6 | 8 | 6 | 7
| 3801 | 159 | 6 | 8 | 9 | 0 | 0 | 1 | 0 | 0 | 0 | 0 | 0 | 0 | 0 | 0 | 1 |  | 6 | 8 | 6 | 7
| 3802 | 159 | 6 | 8 | 10 | 0 | 0 | 1 | 0 | 0 | 0 | 0 | 0 | 0 | 0 | 0 | 1 |  | 6 | 8 | 6 | 7
| 3803 | 159 | 6 | 8 | 11 | 0 | 0 | 1 | 0 | 0 | 0 | 0 | 0 | 0 | 0 | 0 | 1 |  | 6 | 8 | 6 | 7
| 3804 | 159 | 6 | 8 | 12 | 0 | 0 | 1 | 0 | 0 | 0 | 0 | 0 | 0 | 0 | 0 | 1 |  | 6 | 8 | 6 | 7
| 3805 | 159 | 6 | 8 | 13 | 0 | 0 | 1 | 0 | 0 | 0 | 0 | 0 | 0 | 0 | 0 | 1 |  | 6 | 8 | 6 | 7
| 3806 | 159 | 6 | 8 | 14 | 0 | 0 | 1 | 0 | 0 | 0 | 0 | 0 | 0 | 0 | 0 | 1 |  | 6 | 8 | 6 | 7
| 3807 | 159 | 6 | 8 | 15 | 0 | 0 | 1 | 0 | 0 | 0 | 0 | 0 | 0 | 0 | 0 | 1 |  | 6 | 8 | 6 | 7
| 3808 | 159 | 6 | 8 | 16 | 0 | 0 | 1 | 0 | 0 | 0 | 0 | 0 | 0 | 0 | 0 | 1 |  | 6 | 8 | 6 | 7
| 3809 | 159 | 6 | 8 | 17 | 0 | 0 | 1 | 0 | 0 | 0 | 0 | 0 | 0 | 0 | 0 | 1 |  | 6 | 8 | 6 | 7
| 3810 | 159 | 6 | 8 | 18 | 0 | 0 | 1 | 0 | 0 | 0 | 0 | 0 | 0 | 0 | 0 | 1 |  | 6 | 8 | 6 | 7
| 3811 | 159 | 6 | 8 | 19 | 0 | 0 | 1 | 0 | 0 | 0 | 0 | 0 | 0 | 0 | 0 | 1 |  | 6 | 8 | 6 | 7
| 3812 | 159 | 6 | 8 | 20 | 0 | 0 | 1 | 0 | 0 | 0 | 0 | 0 | 0 | 0 | 0 | 1 |  | 6 | 8 | 6 | 7
| 3813 | 159 | 6 | 8 | 21 | 0 | 0 | 1 | 0 | 0 | 0 | 0 | 0 | 0 | 0 | 0 | 1 |  | 6 | 8 | 6 | 7
| 3814 | 159 | 6 | 8 | 22 | 0 | 0 | 1 | 0 | 0 | 0 | 0 | 0 | 0 | 0 | 0 | 1 |  | 6 | 8 | 6 | 7
| 3815 | 159 | 6 | 8 | 23 | 0 | 0 | 1 | 0 | 0 | 0 | 0 | 0 | 0 | 0 | 0 | 1 |  | 6 | 8 | 6 | 7
| 3816 | 159 | 6 | 8 | 24 | 0 | 0 | 1 | 0 | 0 | 0 | 0 | 0 | 0 | 0 | 0 | 1 |  | 6 | 8 | 6 | 7
| 3817 | 160 | 6 | 9 | 1 | 0 | 0 | 1 | 0 | 0 | 0 | 0 | 0 | 0 | 0 | 0 | 1 |  | 6 | 9 | 6 | 8
| 3818 | 160 | 6 | 9 | 2 | 0 | 0 | 1 | 0 | 0 | 0 | 0 | 0 | 0 | 0 | 0 | 1 |  | 6 | 9 | 6 | 8
| 3819 | 160 | 6 | 9 | 3 | 0 | 0 | 1 | 0 | 0 | 0 | 0 | 0 | 0 | 0 | 0 | 1 |  | 6 | 9 | 6 | 8
| 3820 | 160 | 6 | 9 | 4 | 0 | 0 | 1 | 0 | 0 | 0 | 0 | 0 | 0 | 0 | 0 | 1 |  | 6 | 9 | 6 | 8
| 3821 | 160 | 6 | 9 | 5 | 0 | 0 | 1 | 0 | 0 | 0 | 0 | 0 | 0 | 0 | 0 | 1 |  | 6 | 9 | 6 | 8
| 3822 | 160 | 6 | 9 | 6 | 0 | 0 | 1 | 0 | 0 | 0 | 0 | 0 | 0 | 0 | 0 | 1 |  | 6 | 9 | 6 | 8
| 3823 | 160 | 6 | 9 | 7 | 0 | 0 | 1 | 0 | 0 | 0 | 0 | 0 | 0 | 0 | 0 | 1 |  | 6 | 9 | 6 | 8
| 3824 | 160 | 6 | 9 | 8 | 0 | 0 | 1 | 0 | 0 | 0 | 0 | 0 | 0 | 0 | 0 | 1 |  | 6 | 9 | 6 | 8
| 3825 | 160 | 6 | 9 | 9 | 0 | 0 | 1 | 0 | 0 | 0 | 0 | 0 | 0 | 0 | 0 | 1 |  | 6 | 9 | 6 | 8
| 3826 | 160 | 6 | 9 | 10 | 0 | 0 | 1 | 0 | 0 | 0 | 0 | 0 | 0 | 0 | 0 | 1 |  | 6 | 9 | 6 | 8
| 3827 | 160 | 6 | 9 | 11 | 0 | 0 | 1 | 0 | 0 | 0 | 0 | 0 | 0 | 0 | 0 | 1 |  | 6 | 9 | 6 | 8
| 3828 | 160 | 6 | 9 | 12 | 0 | 0 | 1 | 0 | 0 | 0 | 0 | 0 | 0 | 0 | 0 | 1 |  | 6 | 9 | 6 | 8
| 3829 | 160 | 6 | 9 | 13 | 0 | 0 | 1 | 0 | 0 | 0 | 0 | 0 | 0 | 0 | 0 | 1 |  | 6 | 9 | 6 | 8
| 3830 | 160 | 6 | 9 | 14 | 0 | 0 | 1 | 0 | 0 | 0 | 0 | 0 | 0 | 0 | 0 | 1 |  | 6 | 9 | 6 | 8
| 3831 | 160 | 6 | 9 | 15 | 0 | 0 | 1 | 0 | 0 | 0 | 0 | 0 | 0 | 0 | 0 | 1 |  | 6 | 9 | 6 | 8
| 3832 | 160 | 6 | 9 | 16 | 0 | 0 | 1 | 0 | 0 | 0 | 0 | 0 | 0 | 0 | 0 | 1 |  | 6 | 9 | 6 | 8
| 3833 | 160 | 6 | 9 | 17 | 0 | 0 | 1 | 0 | 0 | 0 | 0 | 0 | 0 | 0 | 0 | 1 |  | 6 | 9 | 6 | 8
| 3834 | 160 | 6 | 9 | 18 | 0 | 0 | 1 | 0 | 0 | 0 | 0 | 0 | 0 | 0 | 0 | 1 |  | 6 | 9 | 6 | 8
| 3835 | 160 | 6 | 9 | 19 | 0 | 0 | 1 | 0 | 0 | 0 | 0 | 0 | 0 | 0 | 0 | 1 |  | 6 | 9 | 6 | 8
| 3836 | 160 | 6 | 9 | 20 | 0 | 0 | 1 | 0 | 0 | 0 | 0 | 0 | 0 | 0 | 0 | 1 |  | 6 | 9 | 6 | 8
| 3837 | 160 | 6 | 9 | 21 | 0 | 0 | 1 | 0 | 0 | 0 | 0 | 0 | 0 | 0 | 0 | 1 |  | 6 | 9 | 6 | 8
| 3838 | 160 | 6 | 9 | 22 | 0 | 0 | 1 | 0 | 0 | 0 | 0 | 0 | 0 | 0 | 0 | 1 |  | 6 | 9 | 6 | 8
| 3839 | 160 | 6 | 9 | 23 | 0 | 0 | 1 | 0 | 0 | 0 | 0 | 0 | 0 | 0 | 0 | 1 |  | 6 | 9 | 6 | 8
| 3840 | 160 | 6 | 9 | 24 | 0 | 0 | 1 | 0 | 0 | 0 | 0 | 0 | 0 | 0 | 0 | 1 |  | 6 | 9 | 6 | 8
| 3841 | 161 | 6 | 10 | 1 | 0 | 0 | 1 | 0 | 0 | 0 | 0 | 0 | 0 | 0 | 0 | 1 |  | 6 | 10 | 6 | 9
| 3842 | 161 | 6 | 10 | 2 | 0 | 0 | 1 | 0 | 0 | 0 | 0 | 0 | 0 | 0 | 0 | 1 |  | 6 | 10 | 6 | 9
| 3843 | 161 | 6 | 10 | 3 | 0 | 0 | 1 | 0 | 0 | 0 | 0 | 0 | 0 | 0 | 0 | 1 |  | 6 | 10 | 6 | 9
| 3844 | 161 | 6 | 10 | 4 | 0 | 0 | 1 | 0 | 0 | 0 | 0 | 0 | 0 | 0 | 0 | 1 |  | 6 | 10 | 6 | 9
| 3845 | 161 | 6 | 10 | 5 | 0 | 0 | 1 | 0 | 0 | 0 | 0 | 0 | 0 | 0 | 0 | 1 |  | 6 | 10 | 6 | 9
| 3846 | 161 | 6 | 10 | 6 | 0 | 0 | 1 | 0 | 0 | 0 | 0 | 0 | 0 | 0 | 0 | 1 |  | 6 | 10 | 6 | 9
| 3847 | 161 | 6 | 10 | 7 | 0 | 0 | 1 | 0 | 0 | 0 | 0 | 0 | 0 | 0 | 0 | 1 |  | 6 | 10 | 6 | 9
| 3848 | 161 | 6 | 10 | 8 | 0 | 0 | 1 | 0 | 0 | 0 | 0 | 0 | 0 | 0 | 0 | 1 |  | 6 | 10 | 6 | 9
| 3849 | 161 | 6 | 10 | 9 | 0 | 0 | 1 | 0 | 0 | 0 | 0 | 0 | 0 | 0 | 0 | 1 |  | 6 | 10 | 6 | 9
| 3850 | 161 | 6 | 10 | 10 | 0 | 0 | 1 | 0 | 0 | 0 | 0 | 0 | 0 | 0 | 0 | 1 |  | 6 | 10 | 6 | 9
| 3851 | 161 | 6 | 10 | 11 | 0 | 0 | 1 | 0 | 0 | 0 | 0 | 0 | 0 | 0 | 0 | 1 |  | 6 | 10 | 6 | 9
| 3852 | 161 | 6 | 10 | 12 | 0 | 0 | 1 | 0 | 0 | 0 | 0 | 0 | 0 | 0 | 0 | 1 |  | 6 | 10 | 6 | 9
| 3853 | 161 | 6 | 10 | 13 | 0 | 0 | 1 | 0 | 0 | 0 | 0 | 0 | 0 | 0 | 0 | 1 |  | 6 | 10 | 6 | 9
| 3854 | 161 | 6 | 10 | 14 | 0 | 0 | 1 | 0 | 0 | 0 | 0 | 0 | 0 | 0 | 0 | 1 |  | 6 | 10 | 6 | 9
| 3855 | 161 | 6 | 10 | 15 | 0 | 0 | 1 | 0 | 0 | 0 | 0 | 0 | 0 | 0 | 0 | 1 |  | 6 | 10 | 6 | 9
| 3856 | 161 | 6 | 10 | 16 | 0 | 0 | 1 | 0 | 0 | 0 | 0 | 0 | 0 | 0 | 0 | 1 |  | 6 | 10 | 6 | 9
| 3857 | 161 | 6 | 10 | 17 | 0 | 0 | 1 | 0 | 0 | 0 | 0 | 0 | 0 | 0 | 0 | 1 |  | 6 | 10 | 6 | 9
| 3858 | 161 | 6 | 10 | 18 | 0 | 0 | 1 | 0 | 0 | 0 | 0 | 0 | 0 | 0 | 0 | 1 |  | 6 | 10 | 6 | 9
| 3859 | 161 | 6 | 10 | 19 | 0 | 0 | 1 | 0 | 0 | 0 | 0 | 0 | 0 | 0 | 0 | 1 |  | 6 | 10 | 6 | 9
| 3860 | 161 | 6 | 10 | 20 | 0 | 0 | 1 | 0 | 0 | 0 | 0 | 0 | 0 | 0 | 0 | 1 |  | 6 | 10 | 6 | 9
| 3861 | 161 | 6 | 10 | 21 | 0 | 0 | 1 | 0 | 0 | 0 | 0 | 0 | 0 | 0 | 0 | 1 |  | 6 | 10 | 6 | 9
| 3862 | 161 | 6 | 10 | 22 | 0 | 0 | 1 | 0 | 0 | 0 | 0 | 0 | 0 | 0 | 0 | 1 |  | 6 | 10 | 6 | 9
| 3863 | 161 | 6 | 10 | 23 | 0 | 0 | 1 | 0 | 0 | 0 | 0 | 0 | 0 | 0 | 0 | 1 |  | 6 | 10 | 6 | 9
| 3864 | 161 | 6 | 10 | 24 | 0 | 0 | 1 | 0 | 0 | 0 | 0 | 0 | 0 | 0 | 0 | 1 |  | 6 | 10 | 6 | 9
| 3865 | 162 | 6 | 11 | 1 | 0 | 0 | 0 | 0 | 0 | 0 | 0 | 0 | 0 | 0 | 0 | 1 |  | 6 | 11 | 6 | 10
| 3866 | 162 | 6 | 11 | 2 | 0 | 0 | 0 | 0 | 0 | 0 | 0 | 0 | 0 | 0 | 0 | 1 |  | 6 | 11 | 6 | 10
| 3867 | 162 | 6 | 11 | 3 | 0 | 0 | 0 | 0 | 0 | 0 | 0 | 0 | 0 | 0 | 0 | 1 |  | 6 | 11 | 6 | 10
| 3868 | 162 | 6 | 11 | 4 | 0 | 0 | 0 | 0 | 0 | 0 | 0 | 0 | 0 | 0 | 0 | 1 |  | 6 | 11 | 6 | 10
| 3869 | 162 | 6 | 11 | 5 | 0 | 0 | 0 | 0 | 0 | 0 | 0 | 0 | 0 | 0 | 0 | 1 |  | 6 | 11 | 6 | 10
| 3870 | 162 | 6 | 11 | 6 | 0 | 0 | 0 | 0 | 0 | 0 | 0 | 0 | 0 | 0 | 0 | 1 |  | 6 | 11 | 6 | 10
| 3871 | 162 | 6 | 11 | 7 | 0 | 0 | 0 | 0 | 0 | 0 | 0 | 0 | 0 | 0 | 0 | 1 |  | 6 | 11 | 6 | 10
| 3872 | 162 | 6 | 11 | 8 | 0 | 0 | 0 | 0 | 0 | 0 | 0 | 0 | 0 | 0 | 0 | 1 |  | 6 | 11 | 6 | 10
| 3873 | 162 | 6 | 11 | 9 | 0 | 0 | 0 | 0 | 0 | 0 | 0 | 0 | 0 | 0 | 0 | 1 |  | 6 | 11 | 6 | 10
| 3874 | 162 | 6 | 11 | 10 | 0 | 0 | 0 | 0 | 0 | 0 | 0 | 0 | 0 | 0 | 0 | 1 |  | 6 | 11 | 6 | 10
| 3875 | 162 | 6 | 11 | 11 | 0 | 0 | 0 | 0 | 0 | 0 | 0 | 0 | 0 | 0 | 0 | 1 |  | 6 | 11 | 6 | 10
| 3876 | 162 | 6 | 11 | 12 | 0 | 0 | 0 | 0 | 0 | 0 | 0 | 0 | 0 | 0 | 0 | 1 |  | 6 | 11 | 6 | 10
| 3877 | 162 | 6 | 11 | 13 | 0 | 0 | 0 | 0 | 0 | 0 | 0 | 0 | 0 | 0 | 0 | 1 |  | 6 | 11 | 6 | 10
| 3878 | 162 | 6 | 11 | 14 | 0 | 0 | 0 | 0 | 0 | 0 | 0 | 0 | 0 | 0 | 0 | 1 |  | 6 | 11 | 6 | 10
| 3879 | 162 | 6 | 11 | 15 | 0 | 0 | 0 | 0 | 0 | 0 | 0 | 0 | 0 | 0 | 0 | 1 |  | 6 | 11 | 6 | 10
| 3880 | 162 | 6 | 11 | 16 | 0 | 0 | 0 | 0 | 0 | 0 | 0 | 0 | 0 | 0 | 0 | 1 |  | 6 | 11 | 6 | 10
| 3881 | 162 | 6 | 11 | 17 | 0 | 0 | 0 | 0 | 0 | 0 | 0 | 0 | 0 | 0 | 0 | 1 |  | 6 | 11 | 6 | 10
| 3882 | 162 | 6 | 11 | 18 | 0 | 0 | 0 | 0 | 0 | 0 | 0 | 0 | 0 | 0 | 0 | 1 |  | 6 | 11 | 6 | 10
| 3883 | 162 | 6 | 11 | 19 | 0 | 0 | 0 | 0 | 0 | 0 | 0 | 0 | 0 | 0 | 0 | 1 |  | 6 | 11 | 6 | 10
| 3884 | 162 | 6 | 11 | 20 | 0 | 0 | 0 | 0 | 0 | 0 | 0 | 0 | 0 | 0 | 0 | 1 |  | 6 | 11 | 6 | 10
| 3885 | 162 | 6 | 11 | 21 | 0 | 0 | 0 | 0 | 0 | 0 | 0 | 0 | 0 | 0 | 0 | 1 |  | 6 | 11 | 6 | 10
| 3886 | 162 | 6 | 11 | 22 | 0 | 0 | 0 | 0 | 0 | 0 | 0 | 0 | 0 | 0 | 0 | 1 |  | 6 | 11 | 6 | 10
| 3887 | 162 | 6 | 11 | 23 | 0 | 0 | 0 | 0 | 0 | 0 | 0 | 0 | 0 | 0 | 0 | 1 |  | 6 | 11 | 6 | 10
| 3888 | 162 | 6 | 11 | 24 | 0 | 0 | 0 | 0 | 0 | 0 | 0 | 0 | 0 | 0 | 0 | 1 |  | 6 | 11 | 6 | 10
| 3889 | 163 | 6 | 12 | 1 | 0 | 0 | 0 | 0 | 0 | 0 | 0 | 0 | 0 | 0 | 0 | 1 |  | 6 | 12 | 6 | 11
| 3890 | 163 | 6 | 12 | 2 | 0 | 0 | 0 | 0 | 0 | 0 | 0 | 0 | 0 | 0 | 0 | 1 |  | 6 | 12 | 6 | 11
| 3891 | 163 | 6 | 12 | 3 | 0 | 0 | 0 | 0 | 0 | 0 | 0 | 0 | 0 | 0 | 0 | 1 |  | 6 | 12 | 6 | 11
| 3892 | 163 | 6 | 12 | 4 | 0 | 0 | 0 | 0 | 0 | 0 | 0 | 0 | 0 | 0 | 0 | 1 |  | 6 | 12 | 6 | 11
| 3893 | 163 | 6 | 12 | 5 | 0 | 0 | 0 | 0 | 0 | 0 | 0 | 0 | 0 | 0 | 0 | 1 |  | 6 | 12 | 6 | 11
| 3894 | 163 | 6 | 12 | 6 | 0 | 0 | 0 | 0 | 0 | 0 | 0 | 0 | 0 | 0 | 0 | 1 |  | 6 | 12 | 6 | 11
| 3895 | 163 | 6 | 12 | 7 | 0 | 0 | 0 | 0 | 0 | 0 | 0 | 0 | 0 | 0 | 0 | 1 |  | 6 | 12 | 6 | 11
| 3896 | 163 | 6 | 12 | 8 | 0 | 0 | 0 | 0 | 0 | 0 | 0 | 0 | 0 | 0 | 0 | 1 |  | 6 | 12 | 6 | 11
| 3897 | 163 | 6 | 12 | 9 | 0 | 0 | 0 | 0 | 0 | 0 | 0 | 0 | 0 | 0 | 0 | 1 |  | 6 | 12 | 6 | 11
| 3898 | 163 | 6 | 12 | 10 | 0 | 0 | 0 | 0 | 0 | 0 | 0 | 0 | 0 | 0 | 0 | 1 |  | 6 | 12 | 6 | 11
| 3899 | 163 | 6 | 12 | 11 | 0 | 0 | 0 | 0 | 0 | 0 | 0 | 0 | 0 | 0 | 0 | 1 |  | 6 | 12 | 6 | 11
| 3900 | 163 | 6 | 12 | 12 | 0 | 0 | 0 | 0 | 0 | 0 | 0 | 0 | 0 | 0 | 0 | 1 |  | 6 | 12 | 6 | 11
| 3901 | 163 | 6 | 12 | 13 | 0 | 0 | 0 | 0 | 0 | 0 | 0 | 0 | 0 | 0 | 0 | 1 |  | 6 | 12 | 6 | 11
| 3902 | 163 | 6 | 12 | 14 | 0 | 0 | 0 | 0 | 0 | 0 | 0 | 0 | 0 | 0 | 0 | 1 |  | 6 | 12 | 6 | 11
| 3903 | 163 | 6 | 12 | 15 | 0 | 0 | 0 | 0 | 0 | 0 | 0 | 0 | 0 | 0 | 0 | 1 |  | 6 | 12 | 6 | 11
| 3904 | 163 | 6 | 12 | 16 | 0 | 0 | 0 | 0 | 0 | 0 | 0 | 0 | 0 | 0 | 0 | 1 |  | 6 | 12 | 6 | 11
| 3905 | 163 | 6 | 12 | 17 | 0 | 0 | 0 | 0 | 0 | 0 | 0 | 0 | 0 | 0 | 0 | 1 |  | 6 | 12 | 6 | 11
| 3906 | 163 | 6 | 12 | 18 | 0 | 0 | 0 | 0 | 0 | 0 | 0 | 0 | 0 | 0 | 0 | 1 |  | 6 | 12 | 6 | 11
| 3907 | 163 | 6 | 12 | 19 | 0 | 0 | 0 | 0 | 0 | 0 | 0 | 0 | 0 | 0 | 0 | 1 |  | 6 | 12 | 6 | 11
| 3908 | 163 | 6 | 12 | 20 | 0 | 0 | 0 | 0 | 0 | 0 | 0 | 0 | 0 | 0 | 0 | 1 |  | 6 | 12 | 6 | 11
| 3909 | 163 | 6 | 12 | 21 | 0 | 0 | 0 | 0 | 0 | 0 | 0 | 0 | 0 | 0 | 0 | 1 |  | 6 | 12 | 6 | 11
| 3910 | 163 | 6 | 12 | 22 | 0 | 0 | 0 | 0 | 0 | 0 | 0 | 0 | 0 | 0 | 0 | 1 |  | 6 | 12 | 6 | 11
| 3911 | 163 | 6 | 12 | 23 | 0 | 0 | 0 | 0 | 0 | 0 | 0 | 0 | 0 | 0 | 0 | 1 |  | 6 | 12 | 6 | 11
| 3912 | 163 | 6 | 12 | 24 | 0 | 0 | 0 | 0 | 0 | 0 | 0 | 0 | 0 | 0 | 0 | 1 |  | 6 | 12 | 6 | 11
| 3913 | 164 | 6 | 13 | 1 | 0 | 0 | 1 | 0 | 0 | 0 | 0 | 0 | 0 | 0 | 0 | 1 |  | 6 | 13 | 6 | 12
| 3914 | 164 | 6 | 13 | 2 | 0 | 0 | 1 | 0 | 0 | 0 | 0 | 0 | 0 | 0 | 0 | 1 |  | 6 | 13 | 6 | 12
| 3915 | 164 | 6 | 13 | 3 | 0 | 0 | 1 | 0 | 0 | 0 | 0 | 0 | 0 | 0 | 0 | 1 |  | 6 | 13 | 6 | 12
| 3916 | 164 | 6 | 13 | 4 | 0 | 0 | 1 | 0 | 0 | 0 | 0 | 0 | 0 | 0 | 0 | 1 |  | 6 | 13 | 6 | 12
| 3917 | 164 | 6 | 13 | 5 | 0 | 0 | 1 | 0 | 0 | 0 | 0 | 0 | 0 | 0 | 0 | 1 |  | 6 | 13 | 6 | 12
| 3918 | 164 | 6 | 13 | 6 | 0 | 0 | 1 | 0 | 0 | 0 | 0 | 0 | 0 | 0 | 0 | 1 |  | 6 | 13 | 6 | 12
| 3919 | 164 | 6 | 13 | 7 | 0 | 0 | 1 | 0 | 0 | 0 | 0 | 0 | 0 | 0 | 0 | 1 |  | 6 | 13 | 6 | 12
| 3920 | 164 | 6 | 13 | 8 | 0 | 0 | 1 | 0 | 0 | 0 | 0 | 0 | 0 | 0 | 0 | 1 |  | 6 | 13 | 6 | 12
| 3921 | 164 | 6 | 13 | 9 | 0 | 0 | 1 | 0 | 0 | 0 | 0 | 0 | 0 | 0 | 0 | 1 |  | 6 | 13 | 6 | 12
| 3922 | 164 | 6 | 13 | 10 | 0 | 0 | 1 | 0 | 0 | 0 | 0 | 0 | 0 | 0 | 0 | 1 |  | 6 | 13 | 6 | 12
| 3923 | 164 | 6 | 13 | 11 | 0 | 0 | 1 | 0 | 0 | 0 | 0 | 0 | 0 | 0 | 0 | 1 |  | 6 | 13 | 6 | 12
| 3924 | 164 | 6 | 13 | 12 | 0 | 0 | 1 | 0 | 0 | 0 | 0 | 0 | 0 | 0 | 0 | 1 |  | 6 | 13 | 6 | 12
| 3925 | 164 | 6 | 13 | 13 | 0 | 0 | 1 | 0 | 0 | 0 | 0 | 0 | 0 | 0 | 0 | 1 |  | 6 | 13 | 6 | 12
| 3926 | 164 | 6 | 13 | 14 | 0 | 0 | 1 | 0 | 0 | 0 | 0 | 0 | 0 | 0 | 0 | 1 |  | 6 | 13 | 6 | 12
| 3927 | 164 | 6 | 13 | 15 | 0 | 0 | 1 | 0 | 0 | 0 | 0 | 0 | 0 | 0 | 0 | 1 |  | 6 | 13 | 6 | 12
| 3928 | 164 | 6 | 13 | 16 | 0 | 0 | 1 | 0 | 0 | 0 | 0 | 0 | 0 | 0 | 0 | 1 |  | 6 | 13 | 6 | 12
| 3929 | 164 | 6 | 13 | 17 | 0 | 0 | 1 | 0 | 0 | 0 | 0 | 0 | 0 | 0 | 0 | 1 |  | 6 | 13 | 6 | 12
| 3930 | 164 | 6 | 13 | 18 | 0 | 0 | 1 | 0 | 0 | 0 | 0 | 0 | 0 | 0 | 0 | 1 |  | 6 | 13 | 6 | 12
| 3931 | 164 | 6 | 13 | 19 | 0 | 0 | 1 | 0 | 0 | 0 | 0 | 0 | 0 | 0 | 0 | 1 |  | 6 | 13 | 6 | 12
| 3932 | 164 | 6 | 13 | 20 | 0 | 0 | 1 | 0 | 0 | 0 | 0 | 0 | 0 | 0 | 0 | 1 |  | 6 | 13 | 6 | 12
| 3933 | 164 | 6 | 13 | 21 | 0 | 0 | 1 | 0 | 0 | 0 | 0 | 0 | 0 | 0 | 0 | 1 |  | 6 | 13 | 6 | 12
| 3934 | 164 | 6 | 13 | 22 | 0 | 0 | 1 | 0 | 0 | 0 | 0 | 0 | 0 | 0 | 0 | 1 |  | 6 | 13 | 6 | 12
| 3935 | 164 | 6 | 13 | 23 | 0 | 0 | 1 | 0 | 0 | 0 | 0 | 0 | 0 | 0 | 0 | 1 |  | 6 | 13 | 6 | 12
| 3936 | 164 | 6 | 13 | 24 | 0 | 0 | 1 | 0 | 0 | 0 | 0 | 0 | 0 | 0 | 0 | 1 |  | 6 | 13 | 6 | 12
| 3937 | 165 | 6 | 14 | 1 | 0 | 0 | 1 | 0 | 0 | 0 | 0 | 0 | 0 | 0 | 0 | 1 |  | 6 | 14 | 6 | 13
| 3938 | 165 | 6 | 14 | 2 | 0 | 0 | 1 | 0 | 0 | 0 | 0 | 0 | 0 | 0 | 0 | 1 |  | 6 | 14 | 6 | 13
| 3939 | 165 | 6 | 14 | 3 | 0 | 0 | 1 | 0 | 0 | 0 | 0 | 0 | 0 | 0 | 0 | 1 |  | 6 | 14 | 6 | 13
| 3940 | 165 | 6 | 14 | 4 | 0 | 0 | 1 | 0 | 0 | 0 | 0 | 0 | 0 | 0 | 0 | 1 |  | 6 | 14 | 6 | 13
| 3941 | 165 | 6 | 14 | 5 | 0 | 0 | 1 | 0 | 0 | 0 | 0 | 0 | 0 | 0 | 0 | 1 |  | 6 | 14 | 6 | 13
| 3942 | 165 | 6 | 14 | 6 | 0 | 0 | 1 | 0 | 0 | 0 | 0 | 0 | 0 | 0 | 0 | 1 |  | 6 | 14 | 6 | 13
| 3943 | 165 | 6 | 14 | 7 | 0 | 0 | 1 | 0 | 0 | 0 | 0 | 0 | 0 | 0 | 0 | 1 |  | 6 | 14 | 6 | 13
| 3944 | 165 | 6 | 14 | 8 | 0 | 0 | 1 | 0 | 0 | 0 | 0 | 0 | 0 | 0 | 0 | 1 |  | 6 | 14 | 6 | 13
| 3945 | 165 | 6 | 14 | 9 | 0 | 0 | 1 | 0 | 0 | 0 | 0 | 0 | 0 | 0 | 0 | 1 |  | 6 | 14 | 6 | 13
| 3946 | 165 | 6 | 14 | 10 | 0 | 0 | 1 | 0 | 0 | 0 | 0 | 0 | 0 | 0 | 0 | 1 |  | 6 | 14 | 6 | 13
| 3947 | 165 | 6 | 14 | 11 | 0 | 0 | 1 | 0 | 0 | 0 | 0 | 0 | 0 | 0 | 0 | 1 |  | 6 | 14 | 6 | 13
| 3948 | 165 | 6 | 14 | 12 | 0 | 0 | 1 | 0 | 0 | 0 | 0 | 0 | 0 | 0 | 0 | 1 |  | 6 | 14 | 6 | 13
| 3949 | 165 | 6 | 14 | 13 | 0 | 0 | 1 | 0 | 0 | 0 | 0 | 0 | 0 | 0 | 0 | 1 |  | 6 | 14 | 6 | 13
| 3950 | 165 | 6 | 14 | 14 | 0 | 0 | 1 | 0 | 0 | 0 | 0 | 0 | 0 | 0 | 0 | 1 |  | 6 | 14 | 6 | 13
| 3951 | 165 | 6 | 14 | 15 | 0 | 0 | 1 | 0 | 0 | 0 | 0 | 0 | 0 | 0 | 0 | 1 |  | 6 | 14 | 6 | 13
| 3952 | 165 | 6 | 14 | 16 | 0 | 0 | 1 | 0 | 0 | 0 | 0 | 0 | 0 | 0 | 0 | 1 |  | 6 | 14 | 6 | 13
| 3953 | 165 | 6 | 14 | 17 | 0 | 0 | 1 | 0 | 0 | 0 | 0 | 0 | 0 | 0 | 0 | 1 |  | 6 | 14 | 6 | 13
| 3954 | 165 | 6 | 14 | 18 | 0 | 0 | 1 | 0 | 0 | 0 | 0 | 0 | 0 | 0 | 0 | 1 |  | 6 | 14 | 6 | 13
| 3955 | 165 | 6 | 14 | 19 | 0 | 0 | 1 | 0 | 0 | 0 | 0 | 0 | 0 | 0 | 0 | 1 |  | 6 | 14 | 6 | 13
| 3956 | 165 | 6 | 14 | 20 | 0 | 0 | 1 | 0 | 0 | 0 | 0 | 0 | 0 | 0 | 0 | 1 |  | 6 | 14 | 6 | 13
| 3957 | 165 | 6 | 14 | 21 | 0 | 0 | 1 | 0 | 0 | 0 | 0 | 0 | 0 | 0 | 0 | 1 |  | 6 | 14 | 6 | 13
| 3958 | 165 | 6 | 14 | 22 | 0 | 0 | 1 | 0 | 0 | 0 | 0 | 0 | 0 | 0 | 0 | 1 |  | 6 | 14 | 6 | 13
| 3959 | 165 | 6 | 14 | 23 | 0 | 0 | 1 | 0 | 0 | 0 | 0 | 0 | 0 | 0 | 0 | 1 |  | 6 | 14 | 6 | 13
| 3960 | 165 | 6 | 14 | 24 | 0 | 0 | 1 | 0 | 0 | 0 | 0 | 0 | 0 | 0 | 0 | 1 |  | 6 | 14 | 6 | 13
| 3961 | 166 | 6 | 15 | 1 | 0 | 0 | 1 | 0 | 0 | 0 | 0 | 0 | 0 | 0 | 0 | 1 |  | 6 | 15 | 6 | 14
| 3962 | 166 | 6 | 15 | 2 | 0 | 0 | 1 | 0 | 0 | 0 | 0 | 0 | 0 | 0 | 0 | 1 |  | 6 | 15 | 6 | 14
| 3963 | 166 | 6 | 15 | 3 | 0 | 0 | 1 | 0 | 0 | 0 | 0 | 0 | 0 | 0 | 0 | 1 |  | 6 | 15 | 6 | 14
| 3964 | 166 | 6 | 15 | 4 | 0 | 0 | 1 | 0 | 0 | 0 | 0 | 0 | 0 | 0 | 0 | 1 |  | 6 | 15 | 6 | 14
| 3965 | 166 | 6 | 15 | 5 | 0 | 0 | 1 | 0 | 0 | 0 | 0 | 0 | 0 | 0 | 0 | 1 |  | 6 | 15 | 6 | 14
| 3966 | 166 | 6 | 15 | 6 | 0 | 0 | 1 | 0 | 0 | 0 | 0 | 0 | 0 | 0 | 0 | 1 |  | 6 | 15 | 6 | 14
| 3967 | 166 | 6 | 15 | 7 | 0 | 0 | 1 | 0 | 0 | 0 | 0 | 0 | 0 | 0 | 0 | 1 |  | 6 | 15 | 6 | 14
| 3968 | 166 | 6 | 15 | 8 | 0 | 0 | 1 | 0 | 0 | 0 | 0 | 0 | 0 | 0 | 0 | 1 |  | 6 | 15 | 6 | 14
| 3969 | 166 | 6 | 15 | 9 | 0 | 0 | 1 | 0 | 0 | 0 | 0 | 0 | 0 | 0 | 0 | 1 |  | 6 | 15 | 6 | 14
| 3970 | 166 | 6 | 15 | 10 | 0 | 0 | 1 | 0 | 0 | 0 | 0 | 0 | 0 | 0 | 0 | 1 |  | 6 | 15 | 6 | 14
| 3971 | 166 | 6 | 15 | 11 | 0 | 0 | 1 | 0 | 0 | 0 | 0 | 0 | 0 | 0 | 0 | 1 |  | 6 | 15 | 6 | 14
| 3972 | 166 | 6 | 15 | 12 | 0 | 0 | 1 | 0 | 0 | 0 | 0 | 0 | 0 | 0 | 0 | 1 |  | 6 | 15 | 6 | 14
| 3973 | 166 | 6 | 15 | 13 | 0 | 0 | 1 | 0 | 0 | 0 | 0 | 0 | 0 | 0 | 0 | 1 |  | 6 | 15 | 6 | 14
| 3974 | 166 | 6 | 15 | 14 | 0 | 0 | 1 | 0 | 0 | 0 | 0 | 0 | 0 | 0 | 0 | 1 |  | 6 | 15 | 6 | 14
| 3975 | 166 | 6 | 15 | 15 | 0 | 0 | 1 | 0 | 0 | 0 | 0 | 0 | 0 | 0 | 0 | 1 |  | 6 | 15 | 6 | 14
| 3976 | 166 | 6 | 15 | 16 | 0 | 0 | 1 | 0 | 0 | 0 | 0 | 0 | 0 | 0 | 0 | 1 |  | 6 | 15 | 6 | 14
| 3977 | 166 | 6 | 15 | 17 | 0 | 0 | 1 | 0 | 0 | 0 | 0 | 0 | 0 | 0 | 0 | 1 |  | 6 | 15 | 6 | 14
| 3978 | 166 | 6 | 15 | 18 | 0 | 0 | 1 | 0 | 0 | 0 | 0 | 0 | 0 | 0 | 0 | 1 |  | 6 | 15 | 6 | 14
| 3979 | 166 | 6 | 15 | 19 | 0 | 0 | 1 | 0 | 0 | 0 | 0 | 0 | 0 | 0 | 0 | 1 |  | 6 | 15 | 6 | 14
| 3980 | 166 | 6 | 15 | 20 | 0 | 0 | 1 | 0 | 0 | 0 | 0 | 0 | 0 | 0 | 0 | 1 |  | 6 | 15 | 6 | 14
| 3981 | 166 | 6 | 15 | 21 | 0 | 0 | 1 | 0 | 0 | 0 | 0 | 0 | 0 | 0 | 0 | 1 |  | 6 | 15 | 6 | 14
| 3982 | 166 | 6 | 15 | 22 | 0 | 0 | 1 | 0 | 0 | 0 | 0 | 0 | 0 | 0 | 0 | 1 |  | 6 | 15 | 6 | 14
| 3983 | 166 | 6 | 15 | 23 | 0 | 0 | 1 | 0 | 0 | 0 | 0 | 0 | 0 | 0 | 0 | 1 |  | 6 | 15 | 6 | 14
| 3984 | 166 | 6 | 15 | 24 | 0 | 0 | 1 | 0 | 0 | 0 | 0 | 0 | 0 | 0 | 0 | 1 |  | 6 | 15 | 6 | 14
| 3985 | 167 | 6 | 16 | 1 | 0 | 0 | 1 | 0 | 0 | 0 | 0 | 0 | 0 | 0 | 0 | 1 |  | 6 | 16 | 6 | 15
| 3986 | 167 | 6 | 16 | 2 | 0 | 0 | 1 | 0 | 0 | 0 | 0 | 0 | 0 | 0 | 0 | 1 |  | 6 | 16 | 6 | 15
| 3987 | 167 | 6 | 16 | 3 | 0 | 0 | 1 | 0 | 0 | 0 | 0 | 0 | 0 | 0 | 0 | 1 |  | 6 | 16 | 6 | 15
| 3988 | 167 | 6 | 16 | 4 | 0 | 0 | 1 | 0 | 0 | 0 | 0 | 0 | 0 | 0 | 0 | 1 |  | 6 | 16 | 6 | 15
| 3989 | 167 | 6 | 16 | 5 | 0 | 0 | 1 | 0 | 0 | 0 | 0 | 0 | 0 | 0 | 0 | 1 |  | 6 | 16 | 6 | 15
| 3990 | 167 | 6 | 16 | 6 | 0 | 0 | 1 | 0 | 0 | 0 | 0 | 0 | 0 | 0 | 0 | 1 |  | 6 | 16 | 6 | 15
| 3991 | 167 | 6 | 16 | 7 | 0 | 0 | 1 | 0 | 0 | 0 | 0 | 0 | 0 | 0 | 0 | 1 |  | 6 | 16 | 6 | 15
| 3992 | 167 | 6 | 16 | 8 | 0 | 0 | 1 | 0 | 0 | 0 | 0 | 0 | 0 | 0 | 0 | 1 |  | 6 | 16 | 6 | 15
| 3993 | 167 | 6 | 16 | 9 | 0 | 0 | 1 | 0 | 0 | 0 | 0 | 0 | 0 | 0 | 0 | 1 |  | 6 | 16 | 6 | 15
| 3994 | 167 | 6 | 16 | 10 | 0 | 0 | 1 | 0 | 0 | 0 | 0 | 0 | 0 | 0 | 0 | 1 |  | 6 | 16 | 6 | 15
| 3995 | 167 | 6 | 16 | 11 | 0 | 0 | 1 | 0 | 0 | 0 | 0 | 0 | 0 | 0 | 0 | 1 |  | 6 | 16 | 6 | 15
| 3996 | 167 | 6 | 16 | 12 | 0 | 0 | 1 | 0 | 0 | 0 | 0 | 0 | 0 | 0 | 0 | 1 |  | 6 | 16 | 6 | 15
| 3997 | 167 | 6 | 16 | 13 | 0 | 0 | 1 | 0 | 0 | 0 | 0 | 0 | 0 | 0 | 0 | 1 |  | 6 | 16 | 6 | 15
| 3998 | 167 | 6 | 16 | 14 | 0 | 0 | 1 | 0 | 0 | 0 | 0 | 0 | 0 | 0 | 0 | 1 |  | 6 | 16 | 6 | 15
| 3999 | 167 | 6 | 16 | 15 | 0 | 0 | 1 | 0 | 0 | 0 | 0 | 0 | 0 | 0 | 0 | 1 |  | 6 | 16 | 6 | 15
| 4000 | 167 | 6 | 16 | 16 | 0 | 0 | 1 | 0 | 0 | 0 | 0 | 0 | 0 | 0 | 0 | 1 |  | 6 | 16 | 6 | 15
| 4001 | 167 | 6 | 16 | 17 | 0 | 0 | 1 | 0 | 0 | 0 | 0 | 0 | 0 | 0 | 0 | 1 |  | 6 | 16 | 6 | 15
| 4002 | 167 | 6 | 16 | 18 | 0 | 0 | 1 | 0 | 0 | 0 | 0 | 0 | 0 | 0 | 0 | 1 |  | 6 | 16 | 6 | 15
| 4003 | 167 | 6 | 16 | 19 | 0 | 0 | 1 | 0 | 0 | 0 | 0 | 0 | 0 | 0 | 0 | 1 |  | 6 | 16 | 6 | 15
| 4004 | 167 | 6 | 16 | 20 | 0 | 0 | 1 | 0 | 0 | 0 | 0 | 0 | 0 | 0 | 0 | 1 |  | 6 | 16 | 6 | 15
| 4005 | 167 | 6 | 16 | 21 | 0 | 0 | 1 | 0 | 0 | 0 | 0 | 0 | 0 | 0 | 0 | 1 |  | 6 | 16 | 6 | 15
| 4006 | 167 | 6 | 16 | 22 | 0 | 0 | 1 | 0 | 0 | 0 | 0 | 0 | 0 | 0 | 0 | 1 |  | 6 | 16 | 6 | 15
| 4007 | 167 | 6 | 16 | 23 | 0 | 0 | 1 | 0 | 0 | 0 | 0 | 0 | 0 | 0 | 0 | 1 |  | 6 | 16 | 6 | 15
| 4008 | 167 | 6 | 16 | 24 | 0 | 0 | 1 | 0 | 0 | 0 | 0 | 0 | 0 | 0 | 0 | 1 |  | 6 | 16 | 6 | 15
| 4009 | 168 | 6 | 17 | 1 | 0 | 0 | 1 | 0 | 0 | 0 | 0 | 0 | 0 | 0 | 0 | 1 |  | 6 | 17 | 6 | 16
| 4010 | 168 | 6 | 17 | 2 | 0 | 0 | 1 | 0 | 0 | 0 | 0 | 0 | 0 | 0 | 0 | 1 |  | 6 | 17 | 6 | 16
| 4011 | 168 | 6 | 17 | 3 | 0 | 0 | 1 | 0 | 0 | 0 | 0 | 0 | 0 | 0 | 0 | 1 |  | 6 | 17 | 6 | 16
| 4012 | 168 | 6 | 17 | 4 | 0 | 0 | 1 | 0 | 0 | 0 | 0 | 0 | 0 | 0 | 0 | 1 |  | 6 | 17 | 6 | 16
| 4013 | 168 | 6 | 17 | 5 | 0 | 0 | 1 | 0 | 0 | 0 | 0 | 0 | 0 | 0 | 0 | 1 |  | 6 | 17 | 6 | 16
| 4014 | 168 | 6 | 17 | 6 | 0 | 0 | 1 | 0 | 0 | 0 | 0 | 0 | 0 | 0 | 0 | 1 |  | 6 | 17 | 6 | 16
| 4015 | 168 | 6 | 17 | 7 | 0 | 0 | 1 | 0 | 0 | 0 | 0 | 0 | 0 | 0 | 0 | 1 |  | 6 | 17 | 6 | 16
| 4016 | 168 | 6 | 17 | 8 | 0 | 0 | 1 | 0 | 0 | 0 | 0 | 0 | 0 | 0 | 0 | 1 |  | 6 | 17 | 6 | 16
| 4017 | 168 | 6 | 17 | 9 | 0 | 0 | 1 | 0 | 0 | 0 | 0 | 0 | 0 | 0 | 0 | 1 |  | 6 | 17 | 6 | 16
| 4018 | 168 | 6 | 17 | 10 | 0 | 0 | 1 | 0 | 0 | 0 | 0 | 0 | 0 | 0 | 0 | 1 |  | 6 | 17 | 6 | 16
| 4019 | 168 | 6 | 17 | 11 | 0 | 0 | 1 | 0 | 0 | 0 | 0 | 0 | 0 | 0 | 0 | 1 |  | 6 | 17 | 6 | 16
| 4020 | 168 | 6 | 17 | 12 | 0 | 0 | 1 | 0 | 0 | 0 | 0 | 0 | 0 | 0 | 0 | 1 |  | 6 | 17 | 6 | 16
| 4021 | 168 | 6 | 17 | 13 | 0 | 0 | 1 | 0 | 0 | 0 | 0 | 0 | 0 | 0 | 0 | 1 |  | 6 | 17 | 6 | 16
| 4022 | 168 | 6 | 17 | 14 | 0 | 0 | 1 | 0 | 0 | 0 | 0 | 0 | 0 | 0 | 0 | 1 |  | 6 | 17 | 6 | 16
| 4023 | 168 | 6 | 17 | 15 | 0 | 0 | 1 | 0 | 0 | 0 | 0 | 0 | 0 | 0 | 0 | 1 |  | 6 | 17 | 6 | 16
| 4024 | 168 | 6 | 17 | 16 | 0 | 0 | 1 | 0 | 0 | 0 | 0 | 0 | 0 | 0 | 0 | 1 |  | 6 | 17 | 6 | 16
| 4025 | 168 | 6 | 17 | 17 | 0 | 0 | 1 | 0 | 0 | 0 | 0 | 0 | 0 | 0 | 0 | 1 |  | 6 | 17 | 6 | 16
| 4026 | 168 | 6 | 17 | 18 | 0 | 0 | 1 | 0 | 0 | 0 | 0 | 0 | 0 | 0 | 0 | 1 |  | 6 | 17 | 6 | 16
| 4027 | 168 | 6 | 17 | 19 | 0 | 0 | 1 | 0 | 0 | 0 | 0 | 0 | 0 | 0 | 0 | 1 |  | 6 | 17 | 6 | 16
| 4028 | 168 | 6 | 17 | 20 | 0 | 0 | 1 | 0 | 0 | 0 | 0 | 0 | 0 | 0 | 0 | 1 |  | 6 | 17 | 6 | 16
| 4029 | 168 | 6 | 17 | 21 | 0 | 0 | 1 | 0 | 0 | 0 | 0 | 0 | 0 | 0 | 0 | 1 |  | 6 | 17 | 6 | 16
| 4030 | 168 | 6 | 17 | 22 | 0 | 0 | 1 | 0 | 0 | 0 | 0 | 0 | 0 | 0 | 0 | 1 |  | 6 | 17 | 6 | 16
| 4031 | 168 | 6 | 17 | 23 | 0 | 0 | 1 | 0 | 0 | 0 | 0 | 0 | 0 | 0 | 0 | 1 |  | 6 | 17 | 6 | 16
| 4032 | 168 | 6 | 17 | 24 | 0 | 0 | 1 | 0 | 0 | 0 | 0 | 0 | 0 | 0 | 0 | 1 |  | 6 | 17 | 6 | 16
| 4033 | 169 | 6 | 18 | 1 | 0 | 0 | 0 | 0 | 0 | 0 | 0 | 0 | 0 | 0 | 0 | 1 |  | 6 | 18 | 6 | 17
| 4034 | 169 | 6 | 18 | 2 | 0 | 0 | 0 | 0 | 0 | 0 | 0 | 0 | 0 | 0 | 0 | 1 |  | 6 | 18 | 6 | 17
| 4035 | 169 | 6 | 18 | 3 | 0 | 0 | 0 | 0 | 0 | 0 | 0 | 0 | 0 | 0 | 0 | 1 |  | 6 | 18 | 6 | 17
| 4036 | 169 | 6 | 18 | 4 | 0 | 0 | 0 | 0 | 0 | 0 | 0 | 0 | 0 | 0 | 0 | 1 |  | 6 | 18 | 6 | 17
| 4037 | 169 | 6 | 18 | 5 | 0 | 0 | 0 | 0 | 0 | 0 | 0 | 0 | 0 | 0 | 0 | 1 |  | 6 | 18 | 6 | 17
| 4038 | 169 | 6 | 18 | 6 | 0 | 0 | 0 | 0 | 0 | 0 | 0 | 0 | 0 | 0 | 0 | 1 |  | 6 | 18 | 6 | 17
| 4039 | 169 | 6 | 18 | 7 | 0 | 0 | 0 | 0 | 0 | 0 | 0 | 0 | 0 | 0 | 0 | 1 |  | 6 | 18 | 6 | 17
| 4040 | 169 | 6 | 18 | 8 | 0 | 0 | 0 | 0 | 0 | 0 | 0 | 0 | 0 | 0 | 0 | 1 |  | 6 | 18 | 6 | 17
| 4041 | 169 | 6 | 18 | 9 | 0 | 0 | 0 | 0 | 0 | 0 | 0 | 0 | 0 | 0 | 0 | 1 |  | 6 | 18 | 6 | 17
| 4042 | 169 | 6 | 18 | 10 | 0 | 0 | 0 | 0 | 0 | 0 | 0 | 0 | 0 | 0 | 0 | 1 |  | 6 | 18 | 6 | 17
| 4043 | 169 | 6 | 18 | 11 | 0 | 0 | 0 | 0 | 0 | 0 | 0 | 0 | 0 | 0 | 0 | 1 |  | 6 | 18 | 6 | 17
| 4044 | 169 | 6 | 18 | 12 | 0 | 0 | 0 | 0 | 0 | 0 | 0 | 0 | 0 | 0 | 0 | 1 |  | 6 | 18 | 6 | 17
| 4045 | 169 | 6 | 18 | 13 | 0 | 0 | 0 | 0 | 0 | 0 | 0 | 0 | 0 | 0 | 0 | 1 |  | 6 | 18 | 6 | 17
| 4046 | 169 | 6 | 18 | 14 | 0 | 0 | 0 | 0 | 0 | 0 | 0 | 0 | 0 | 0 | 0 | 1 |  | 6 | 18 | 6 | 17
| 4047 | 169 | 6 | 18 | 15 | 0 | 0 | 0 | 0 | 0 | 0 | 0 | 0 | 0 | 0 | 0 | 1 |  | 6 | 18 | 6 | 17
| 4048 | 169 | 6 | 18 | 16 | 0 | 0 | 0 | 0 | 0 | 0 | 0 | 0 | 0 | 0 | 0 | 1 |  | 6 | 18 | 6 | 17
| 4049 | 169 | 6 | 18 | 17 | 0 | 0 | 0 | 0 | 0 | 0 | 0 | 0 | 0 | 0 | 0 | 1 |  | 6 | 18 | 6 | 17
| 4050 | 169 | 6 | 18 | 18 | 0 | 0 | 0 | 0 | 0 | 0 | 0 | 0 | 0 | 0 | 0 | 1 |  | 6 | 18 | 6 | 17
| 4051 | 169 | 6 | 18 | 19 | 0 | 0 | 0 | 0 | 0 | 0 | 0 | 0 | 0 | 0 | 0 | 1 |  | 6 | 18 | 6 | 17
| 4052 | 169 | 6 | 18 | 20 | 0 | 0 | 0 | 0 | 0 | 0 | 0 | 0 | 0 | 0 | 0 | 1 |  | 6 | 18 | 6 | 17
| 4053 | 169 | 6 | 18 | 21 | 0 | 0 | 0 | 0 | 0 | 0 | 0 | 0 | 0 | 0 | 0 | 1 |  | 6 | 18 | 6 | 17
| 4054 | 169 | 6 | 18 | 22 | 0 | 0 | 0 | 0 | 0 | 0 | 0 | 0 | 0 | 0 | 0 | 1 |  | 6 | 18 | 6 | 17
| 4055 | 169 | 6 | 18 | 23 | 0 | 0 | 0 | 0 | 0 | 0 | 0 | 0 | 0 | 0 | 0 | 1 |  | 6 | 18 | 6 | 17
| 4056 | 169 | 6 | 18 | 24 | 0 | 0 | 0 | 0 | 0 | 0 | 0 | 0 | 0 | 0 | 0 | 1 |  | 6 | 18 | 6 | 17
| 4057 | 170 | 6 | 19 | 1 | 0 | 0 | 0 | 0 | 0 | 0 | 0 | 0 | 0 | 0 | 0 | 1 |  | 6 | 19 | 6 | 18
| 4058 | 170 | 6 | 19 | 2 | 0 | 0 | 0 | 0 | 0 | 0 | 0 | 0 | 0 | 0 | 0 | 1 |  | 6 | 19 | 6 | 18
| 4059 | 170 | 6 | 19 | 3 | 0 | 0 | 0 | 0 | 0 | 0 | 0 | 0 | 0 | 0 | 0 | 1 |  | 6 | 19 | 6 | 18
| 4060 | 170 | 6 | 19 | 4 | 0 | 0 | 0 | 0 | 0 | 0 | 0 | 0 | 0 | 0 | 0 | 1 |  | 6 | 19 | 6 | 18
| 4061 | 170 | 6 | 19 | 5 | 0 | 0 | 0 | 0 | 0 | 0 | 0 | 0 | 0 | 0 | 0 | 1 |  | 6 | 19 | 6 | 18
| 4062 | 170 | 6 | 19 | 6 | 0 | 0 | 0 | 0 | 0 | 0 | 0 | 0 | 0 | 0 | 0 | 1 |  | 6 | 19 | 6 | 18
| 4063 | 170 | 6 | 19 | 7 | 0 | 0 | 0 | 0 | 0 | 0 | 0 | 0 | 0 | 0 | 0 | 1 |  | 6 | 19 | 6 | 18
| 4064 | 170 | 6 | 19 | 8 | 0 | 0 | 0 | 0 | 0 | 0 | 0 | 0 | 0 | 0 | 0 | 1 |  | 6 | 19 | 6 | 18
| 4065 | 170 | 6 | 19 | 9 | 0 | 0 | 0 | 0 | 0 | 0 | 0 | 0 | 0 | 0 | 0 | 1 |  | 6 | 19 | 6 | 18
| 4066 | 170 | 6 | 19 | 10 | 0 | 0 | 0 | 0 | 0 | 0 | 0 | 0 | 0 | 0 | 0 | 1 |  | 6 | 19 | 6 | 18
| 4067 | 170 | 6 | 19 | 11 | 0 | 0 | 0 | 0 | 0 | 0 | 0 | 0 | 0 | 0 | 0 | 1 |  | 6 | 19 | 6 | 18
| 4068 | 170 | 6 | 19 | 12 | 0 | 0 | 0 | 0 | 0 | 0 | 0 | 0 | 0 | 0 | 0 | 1 |  | 6 | 19 | 6 | 18
| 4069 | 170 | 6 | 19 | 13 | 0 | 0 | 0 | 0 | 0 | 0 | 0 | 0 | 0 | 0 | 0 | 1 |  | 6 | 19 | 6 | 18
| 4070 | 170 | 6 | 19 | 14 | 0 | 0 | 0 | 0 | 0 | 0 | 0 | 0 | 0 | 0 | 0 | 1 |  | 6 | 19 | 6 | 18
| 4071 | 170 | 6 | 19 | 15 | 0 | 0 | 0 | 0 | 0 | 0 | 0 | 0 | 0 | 0 | 0 | 1 |  | 6 | 19 | 6 | 18
| 4072 | 170 | 6 | 19 | 16 | 0 | 0 | 0 | 0 | 0 | 0 | 0 | 0 | 0 | 0 | 0 | 1 |  | 6 | 19 | 6 | 18
| 4073 | 170 | 6 | 19 | 17 | 0 | 0 | 0 | 0 | 0 | 0 | 0 | 0 | 0 | 0 | 0 | 1 |  | 6 | 19 | 6 | 18
| 4074 | 170 | 6 | 19 | 18 | 0 | 0 | 0 | 0 | 0 | 0 | 0 | 0 | 0 | 0 | 0 | 1 |  | 6 | 19 | 6 | 18
| 4075 | 170 | 6 | 19 | 19 | 0 | 0 | 0 | 0 | 0 | 0 | 0 | 0 | 0 | 0 | 0 | 1 |  | 6 | 19 | 6 | 18
| 4076 | 170 | 6 | 19 | 20 | 0 | 0 | 0 | 0 | 0 | 0 | 0 | 0 | 0 | 0 | 0 | 1 |  | 6 | 19 | 6 | 18
| 4077 | 170 | 6 | 19 | 21 | 0 | 0 | 0 | 0 | 0 | 0 | 0 | 0 | 0 | 0 | 0 | 1 |  | 6 | 19 | 6 | 18
| 4078 | 170 | 6 | 19 | 22 | 0 | 0 | 0 | 0 | 0 | 0 | 0 | 0 | 0 | 0 | 0 | 1 |  | 6 | 19 | 6 | 18
| 4079 | 170 | 6 | 19 | 23 | 0 | 0 | 0 | 0 | 0 | 0 | 0 | 0 | 0 | 0 | 0 | 1 |  | 6 | 19 | 6 | 18
| 4080 | 170 | 6 | 19 | 24 | 0 | 0 | 0 | 0 | 0 | 0 | 0 | 0 | 0 | 0 | 0 | 1 |  | 6 | 19 | 6 | 18
| 4081 | 171 | 6 | 20 | 1 | 0 | 0 | 1 | 0 | 0 | 0 | 0 | 0 | 0 | 0 | 0 | 1 |  | 6 | 20 | 6 | 19
| 4082 | 171 | 6 | 20 | 2 | 0 | 0 | 1 | 0 | 0 | 0 | 0 | 0 | 0 | 0 | 0 | 1 |  | 6 | 20 | 6 | 19
| 4083 | 171 | 6 | 20 | 3 | 0 | 0 | 1 | 0 | 0 | 0 | 0 | 0 | 0 | 0 | 0 | 1 |  | 6 | 20 | 6 | 19
| 4084 | 171 | 6 | 20 | 4 | 0 | 0 | 1 | 0 | 0 | 0 | 0 | 0 | 0 | 0 | 0 | 1 |  | 6 | 20 | 6 | 19
| 4085 | 171 | 6 | 20 | 5 | 0 | 0 | 1 | 0 | 0 | 0 | 0 | 0 | 0 | 0 | 0 | 1 |  | 6 | 20 | 6 | 19
| 4086 | 171 | 6 | 20 | 6 | 0 | 0 | 1 | 0 | 0 | 0 | 0 | 0 | 0 | 0 | 0 | 1 |  | 6 | 20 | 6 | 19
| 4087 | 171 | 6 | 20 | 7 | 0 | 0 | 1 | 0 | 0 | 0 | 0 | 0 | 0 | 0 | 0 | 1 |  | 6 | 20 | 6 | 19
| 4088 | 171 | 6 | 20 | 8 | 0 | 0 | 1 | 0 | 0 | 0 | 0 | 0 | 0 | 0 | 0 | 1 |  | 6 | 20 | 6 | 19
| 4089 | 171 | 6 | 20 | 9 | 0 | 0 | 1 | 0 | 0 | 0 | 0 | 0 | 0 | 0 | 0 | 1 |  | 6 | 20 | 6 | 19
| 4090 | 171 | 6 | 20 | 10 | 0 | 0 | 1 | 0 | 0 | 0 | 0 | 0 | 0 | 0 | 0 | 1 |  | 6 | 20 | 6 | 19
| 4091 | 171 | 6 | 20 | 11 | 0 | 0 | 1 | 0 | 0 | 0 | 0 | 0 | 0 | 0 | 0 | 1 |  | 6 | 20 | 6 | 19
| 4092 | 171 | 6 | 20 | 12 | 0 | 0 | 1 | 0 | 0 | 0 | 0 | 0 | 0 | 0 | 0 | 1 |  | 6 | 20 | 6 | 19
| 4093 | 171 | 6 | 20 | 13 | 0 | 0 | 1 | 0 | 0 | 0 | 0 | 0 | 0 | 0 | 0 | 1 |  | 6 | 20 | 6 | 19
| 4094 | 171 | 6 | 20 | 14 | 0 | 0 | 1 | 0 | 0 | 0 | 0 | 0 | 0 | 0 | 0 | 1 |  | 6 | 20 | 6 | 19
| 4095 | 171 | 6 | 20 | 15 | 0 | 0 | 1 | 0 | 0 | 0 | 0 | 0 | 0 | 0 | 0 | 1 |  | 6 | 20 | 6 | 19
| 4096 | 171 | 6 | 20 | 16 | 0 | 0 | 1 | 0 | 0 | 0 | 0 | 0 | 0 | 0 | 0 | 1 |  | 6 | 20 | 6 | 19
| 4097 | 171 | 6 | 20 | 17 | 0 | 0 | 1 | 0 | 0 | 0 | 0 | 0 | 0 | 0 | 0 | 1 |  | 6 | 20 | 6 | 19
| 4098 | 171 | 6 | 20 | 18 | 0 | 0 | 1 | 0 | 0 | 0 | 0 | 0 | 0 | 0 | 0 | 1 |  | 6 | 20 | 6 | 19
| 4099 | 171 | 6 | 20 | 19 | 0 | 0 | 1 | 0 | 0 | 0 | 0 | 0 | 0 | 0 | 0 | 1 |  | 6 | 20 | 6 | 19
| 4100 | 171 | 6 | 20 | 20 | 0 | 0 | 1 | 0 | 0 | 0 | 0 | 0 | 0 | 0 | 0 | 1 |  | 6 | 20 | 6 | 19
| 4101 | 171 | 6 | 20 | 21 | 0 | 0 | 1 | 0 | 0 | 0 | 0 | 0 | 0 | 0 | 0 | 1 |  | 6 | 20 | 6 | 19
| 4102 | 171 | 6 | 20 | 22 | 0 | 0 | 1 | 0 | 0 | 0 | 0 | 0 | 0 | 0 | 0 | 1 |  | 6 | 20 | 6 | 19
| 4103 | 171 | 6 | 20 | 23 | 0 | 0 | 1 | 0 | 0 | 0 | 0 | 0 | 0 | 0 | 0 | 1 |  | 6 | 20 | 6 | 19
| 4104 | 171 | 6 | 20 | 24 | 0 | 0 | 1 | 0 | 0 | 0 | 0 | 0 | 0 | 0 | 0 | 1 |  | 6 | 20 | 6 | 19
| 4105 | 172 | 6 | 21 | 1 | 0 | 0 | 1 | 0 | 0 | 0 | 0 | 0 | 0 | 0 | 0 | 1 |  | 6 | 21 | 6 | 20
| 4106 | 172 | 6 | 21 | 2 | 0 | 0 | 1 | 0 | 0 | 0 | 0 | 0 | 0 | 0 | 0 | 1 |  | 6 | 21 | 6 | 20
| 4107 | 172 | 6 | 21 | 3 | 0 | 0 | 1 | 0 | 0 | 0 | 0 | 0 | 0 | 0 | 0 | 1 |  | 6 | 21 | 6 | 20
| 4108 | 172 | 6 | 21 | 4 | 0 | 0 | 1 | 0 | 0 | 0 | 0 | 0 | 0 | 0 | 0 | 1 |  | 6 | 21 | 6 | 20
| 4109 | 172 | 6 | 21 | 5 | 0 | 0 | 1 | 0 | 0 | 0 | 0 | 0 | 0 | 0 | 0 | 1 |  | 6 | 21 | 6 | 20
| 4110 | 172 | 6 | 21 | 6 | 0 | 0 | 1 | 0 | 0 | 0 | 0 | 0 | 0 | 0 | 0 | 1 |  | 6 | 21 | 6 | 20
| 4111 | 172 | 6 | 21 | 7 | 0 | 0 | 1 | 0 | 0 | 0 | 0 | 0 | 0 | 0 | 0 | 1 |  | 6 | 21 | 6 | 20
| 4112 | 172 | 6 | 21 | 8 | 0 | 0 | 1 | 0 | 0 | 0 | 0 | 0 | 0 | 0 | 0 | 1 |  | 6 | 21 | 6 | 20
| 4113 | 172 | 6 | 21 | 9 | 0 | 0 | 1 | 0 | 0 | 0 | 0 | 0 | 0 | 0 | 0 | 1 |  | 6 | 21 | 6 | 20
| 4114 | 172 | 6 | 21 | 10 | 0 | 0 | 1 | 0 | 0 | 0 | 0 | 0 | 0 | 0 | 0 | 1 |  | 6 | 21 | 6 | 20
| 4115 | 172 | 6 | 21 | 11 | 0 | 0 | 1 | 0 | 0 | 0 | 0 | 0 | 0 | 0 | 0 | 1 |  | 6 | 21 | 6 | 20
| 4116 | 172 | 6 | 21 | 12 | 0 | 0 | 1 | 0 | 0 | 0 | 0 | 0 | 0 | 0 | 0 | 1 |  | 6 | 21 | 6 | 20
| 4117 | 172 | 6 | 21 | 13 | 0 | 0 | 1 | 0 | 0 | 0 | 0 | 0 | 0 | 0 | 0 | 1 |  | 6 | 21 | 6 | 20
| 4118 | 172 | 6 | 21 | 14 | 0 | 0 | 1 | 0 | 0 | 0 | 0 | 0 | 0 | 0 | 0 | 1 |  | 6 | 21 | 6 | 20
| 4119 | 172 | 6 | 21 | 15 | 0 | 0 | 1 | 0 | 0 | 0 | 0 | 0 | 0 | 0 | 0 | 1 |  | 6 | 21 | 6 | 20
| 4120 | 172 | 6 | 21 | 16 | 0 | 0 | 1 | 0 | 0 | 0 | 0 | 0 | 0 | 0 | 0 | 1 |  | 6 | 21 | 6 | 20
| 4121 | 172 | 6 | 21 | 17 | 0 | 0 | 1 | 0 | 0 | 0 | 0 | 0 | 0 | 0 | 0 | 1 |  | 6 | 21 | 6 | 20
| 4122 | 172 | 6 | 21 | 18 | 0 | 0 | 1 | 0 | 0 | 0 | 0 | 0 | 0 | 0 | 0 | 1 |  | 6 | 21 | 6 | 20
| 4123 | 172 | 6 | 21 | 19 | 0 | 0 | 1 | 0 | 0 | 0 | 0 | 0 | 0 | 0 | 0 | 1 |  | 6 | 21 | 6 | 20
| 4124 | 172 | 6 | 21 | 20 | 0 | 0 | 1 | 0 | 0 | 0 | 0 | 0 | 0 | 0 | 0 | 1 |  | 6 | 21 | 6 | 20
| 4125 | 172 | 6 | 21 | 21 | 0 | 0 | 1 | 0 | 0 | 0 | 0 | 0 | 0 | 0 | 0 | 1 |  | 6 | 21 | 6 | 20
| 4126 | 172 | 6 | 21 | 22 | 0 | 0 | 1 | 0 | 0 | 0 | 0 | 0 | 0 | 0 | 0 | 1 |  | 6 | 21 | 6 | 20
| 4127 | 172 | 6 | 21 | 23 | 0 | 0 | 1 | 0 | 0 | 0 | 0 | 0 | 0 | 0 | 0 | 1 |  | 6 | 21 | 6 | 20
| 4128 | 172 | 6 | 21 | 24 | 0 | 0 | 1 | 0 | 0 | 0 | 0 | 0 | 0 | 0 | 0 | 1 |  | 6 | 21 | 6 | 20
| 4129 | 173 | 6 | 22 | 1 | 0 | 0 | 1 | 0 | 0 | 0 | 0 | 0 | 0 | 0 | 0 | 1 |  | 6 | 22 | 6 | 21
| 4130 | 173 | 6 | 22 | 2 | 0 | 0 | 1 | 0 | 0 | 0 | 0 | 0 | 0 | 0 | 0 | 1 |  | 6 | 22 | 6 | 21
| 4131 | 173 | 6 | 22 | 3 | 0 | 0 | 1 | 0 | 0 | 0 | 0 | 0 | 0 | 0 | 0 | 1 |  | 6 | 22 | 6 | 21
| 4132 | 173 | 6 | 22 | 4 | 0 | 0 | 1 | 0 | 0 | 0 | 0 | 0 | 0 | 0 | 0 | 1 |  | 6 | 22 | 6 | 21
| 4133 | 173 | 6 | 22 | 5 | 0 | 0 | 1 | 0 | 0 | 0 | 0 | 0 | 0 | 0 | 0 | 1 |  | 6 | 22 | 6 | 21
| 4134 | 173 | 6 | 22 | 6 | 0 | 0 | 1 | 0 | 0 | 0 | 0 | 0 | 0 | 0 | 0 | 1 |  | 6 | 22 | 6 | 21
| 4135 | 173 | 6 | 22 | 7 | 0 | 0 | 1 | 0 | 0 | 0 | 0 | 0 | 0 | 0 | 0 | 1 |  | 6 | 22 | 6 | 21
| 4136 | 173 | 6 | 22 | 8 | 0 | 0 | 1 | 0 | 0 | 0 | 0 | 0 | 0 | 0 | 0 | 1 |  | 6 | 22 | 6 | 21
| 4137 | 173 | 6 | 22 | 9 | 0 | 0 | 1 | 0 | 0 | 0 | 0 | 0 | 0 | 0 | 0 | 1 |  | 6 | 22 | 6 | 21
| 4138 | 173 | 6 | 22 | 10 | 0 | 0 | 1 | 0 | 0 | 0 | 0 | 0 | 0 | 0 | 0 | 1 |  | 6 | 22 | 6 | 21
| 4139 | 173 | 6 | 22 | 11 | 0 | 0 | 1 | 0 | 0 | 0 | 0 | 0 | 0 | 0 | 0 | 1 |  | 6 | 22 | 6 | 21
| 4140 | 173 | 6 | 22 | 12 | 0 | 0 | 1 | 0 | 0 | 0 | 0 | 0 | 0 | 0 | 0 | 1 |  | 6 | 22 | 6 | 21
| 4141 | 173 | 6 | 22 | 13 | 0 | 0 | 1 | 0 | 0 | 0 | 0 | 0 | 0 | 0 | 0 | 1 |  | 6 | 22 | 6 | 21
| 4142 | 173 | 6 | 22 | 14 | 0 | 0 | 1 | 0 | 0 | 0 | 0 | 0 | 0 | 0 | 0 | 1 |  | 6 | 22 | 6 | 21
| 4143 | 173 | 6 | 22 | 15 | 0 | 0 | 1 | 0 | 0 | 0 | 0 | 0 | 0 | 0 | 0 | 1 |  | 6 | 22 | 6 | 21
| 4144 | 173 | 6 | 22 | 16 | 0 | 0 | 1 | 0 | 0 | 0 | 0 | 0 | 0 | 0 | 0 | 1 |  | 6 | 22 | 6 | 21
| 4145 | 173 | 6 | 22 | 17 | 0 | 0 | 1 | 0 | 0 | 0 | 0 | 0 | 0 | 0 | 0 | 1 |  | 6 | 22 | 6 | 21
| 4146 | 173 | 6 | 22 | 18 | 0 | 0 | 1 | 0 | 0 | 0 | 0 | 0 | 0 | 0 | 0 | 1 |  | 6 | 22 | 6 | 21
| 4147 | 173 | 6 | 22 | 19 | 0 | 0 | 1 | 0 | 0 | 0 | 0 | 0 | 0 | 0 | 0 | 1 |  | 6 | 22 | 6 | 21
| 4148 | 173 | 6 | 22 | 20 | 0 | 0 | 1 | 0 | 0 | 0 | 0 | 0 | 0 | 0 | 0 | 1 |  | 6 | 22 | 6 | 21
| 4149 | 173 | 6 | 22 | 21 | 0 | 0 | 1 | 0 | 0 | 0 | 0 | 0 | 0 | 0 | 0 | 1 |  | 6 | 22 | 6 | 21
| 4150 | 173 | 6 | 22 | 22 | 0 | 0 | 1 | 0 | 0 | 0 | 0 | 0 | 0 | 0 | 0 | 1 |  | 6 | 22 | 6 | 21
| 4151 | 173 | 6 | 22 | 23 | 0 | 0 | 1 | 0 | 0 | 0 | 0 | 0 | 0 | 0 | 0 | 1 |  | 6 | 22 | 6 | 21
| 4152 | 173 | 6 | 22 | 24 | 0 | 0 | 1 | 0 | 0 | 0 | 0 | 0 | 0 | 0 | 0 | 1 |  | 6 | 22 | 6 | 21
| 4153 | 174 | 6 | 23 | 1 | 0 | 0 | 1 | 0 | 0 | 0 | 0 | 0 | 0 | 0 | 0 | 1 |  | 6 | 23 | 6 | 22
| 4154 | 174 | 6 | 23 | 2 | 0 | 0 | 1 | 0 | 0 | 0 | 0 | 0 | 0 | 0 | 0 | 1 |  | 6 | 23 | 6 | 22
| 4155 | 174 | 6 | 23 | 3 | 0 | 0 | 1 | 0 | 0 | 0 | 0 | 0 | 0 | 0 | 0 | 1 |  | 6 | 23 | 6 | 22
| 4156 | 174 | 6 | 23 | 4 | 0 | 0 | 1 | 0 | 0 | 0 | 0 | 0 | 0 | 0 | 0 | 1 |  | 6 | 23 | 6 | 22
| 4157 | 174 | 6 | 23 | 5 | 0 | 0 | 1 | 0 | 0 | 0 | 0 | 0 | 0 | 0 | 0 | 1 |  | 6 | 23 | 6 | 22
| 4158 | 174 | 6 | 23 | 6 | 0 | 0 | 1 | 0 | 0 | 0 | 0 | 0 | 0 | 0 | 0 | 1 |  | 6 | 23 | 6 | 22
| 4159 | 174 | 6 | 23 | 7 | 0 | 0 | 1 | 0 | 0 | 0 | 0 | 0 | 0 | 0 | 0 | 1 |  | 6 | 23 | 6 | 22
| 4160 | 174 | 6 | 23 | 8 | 0 | 0 | 1 | 0 | 0 | 0 | 0 | 0 | 0 | 0 | 0 | 1 |  | 6 | 23 | 6 | 22
| 4161 | 174 | 6 | 23 | 9 | 0 | 0 | 1 | 0 | 0 | 0 | 0 | 0 | 0 | 0 | 0 | 1 |  | 6 | 23 | 6 | 22
| 4162 | 174 | 6 | 23 | 10 | 0 | 0 | 1 | 0 | 0 | 0 | 0 | 0 | 0 | 0 | 0 | 1 |  | 6 | 23 | 6 | 22
| 4163 | 174 | 6 | 23 | 11 | 0 | 0 | 1 | 0 | 0 | 0 | 0 | 0 | 0 | 0 | 0 | 1 |  | 6 | 23 | 6 | 22
| 4164 | 174 | 6 | 23 | 12 | 0 | 0 | 1 | 0 | 0 | 0 | 0 | 0 | 0 | 0 | 0 | 1 |  | 6 | 23 | 6 | 22
| 4165 | 174 | 6 | 23 | 13 | 0 | 0 | 1 | 0 | 0 | 0 | 0 | 0 | 0 | 0 | 0 | 1 |  | 6 | 23 | 6 | 22
| 4166 | 174 | 6 | 23 | 14 | 0 | 0 | 1 | 0 | 0 | 0 | 0 | 0 | 0 | 0 | 0 | 1 |  | 6 | 23 | 6 | 22
| 4167 | 174 | 6 | 23 | 15 | 0 | 0 | 1 | 0 | 0 | 0 | 0 | 0 | 0 | 0 | 0 | 1 |  | 6 | 23 | 6 | 22
| 4168 | 174 | 6 | 23 | 16 | 0 | 0 | 1 | 0 | 0 | 0 | 0 | 0 | 0 | 0 | 0 | 1 |  | 6 | 23 | 6 | 22
| 4169 | 174 | 6 | 23 | 17 | 0 | 0 | 1 | 0 | 0 | 0 | 0 | 0 | 0 | 0 | 0 | 1 |  | 6 | 23 | 6 | 22
| 4170 | 174 | 6 | 23 | 18 | 0 | 0 | 1 | 0 | 0 | 0 | 0 | 0 | 0 | 0 | 0 | 1 |  | 6 | 23 | 6 | 22
| 4171 | 174 | 6 | 23 | 19 | 0 | 0 | 1 | 0 | 0 | 0 | 0 | 0 | 0 | 0 | 0 | 1 |  | 6 | 23 | 6 | 22
| 4172 | 174 | 6 | 23 | 20 | 0 | 0 | 1 | 0 | 0 | 0 | 0 | 0 | 0 | 0 | 0 | 1 |  | 6 | 23 | 6 | 22
| 4173 | 174 | 6 | 23 | 21 | 0 | 0 | 1 | 0 | 0 | 0 | 0 | 0 | 0 | 0 | 0 | 1 |  | 6 | 23 | 6 | 22
| 4174 | 174 | 6 | 23 | 22 | 0 | 0 | 1 | 0 | 0 | 0 | 0 | 0 | 0 | 0 | 0 | 1 |  | 6 | 23 | 6 | 22
| 4175 | 174 | 6 | 23 | 23 | 0 | 0 | 1 | 0 | 0 | 0 | 0 | 0 | 0 | 0 | 0 | 1 |  | 6 | 23 | 6 | 22
| 4176 | 174 | 6 | 23 | 24 | 0 | 0 | 1 | 0 | 0 | 0 | 0 | 0 | 0 | 0 | 0 | 1 |  | 6 | 23 | 6 | 22
| 4177 | 175 | 6 | 24 | 1 | 0 | 0 | 1 | 0 | 0 | 0 | 0 | 0 | 0 | 0 | 0 | 1 |  | 6 | 24 | 6 | 23
| 4178 | 175 | 6 | 24 | 2 | 0 | 0 | 1 | 0 | 0 | 0 | 0 | 0 | 0 | 0 | 0 | 1 |  | 6 | 24 | 6 | 23
| 4179 | 175 | 6 | 24 | 3 | 0 | 0 | 1 | 0 | 0 | 0 | 0 | 0 | 0 | 0 | 0 | 1 |  | 6 | 24 | 6 | 23
| 4180 | 175 | 6 | 24 | 4 | 0 | 0 | 1 | 0 | 0 | 0 | 0 | 0 | 0 | 0 | 0 | 1 |  | 6 | 24 | 6 | 23
| 4181 | 175 | 6 | 24 | 5 | 0 | 0 | 1 | 0 | 0 | 0 | 0 | 0 | 0 | 0 | 0 | 1 |  | 6 | 24 | 6 | 23
| 4182 | 175 | 6 | 24 | 6 | 0 | 0 | 1 | 0 | 0 | 0 | 0 | 0 | 0 | 0 | 0 | 1 |  | 6 | 24 | 6 | 23
| 4183 | 175 | 6 | 24 | 7 | 0 | 0 | 1 | 0 | 0 | 0 | 0 | 0 | 0 | 0 | 0 | 1 |  | 6 | 24 | 6 | 23
| 4184 | 175 | 6 | 24 | 8 | 0 | 0 | 1 | 0 | 0 | 0 | 0 | 0 | 0 | 0 | 0 | 1 |  | 6 | 24 | 6 | 23
| 4185 | 175 | 6 | 24 | 9 | 0 | 0 | 1 | 0 | 0 | 0 | 0 | 0 | 0 | 0 | 0 | 1 |  | 6 | 24 | 6 | 23
| 4186 | 175 | 6 | 24 | 10 | 0 | 0 | 1 | 0 | 0 | 0 | 0 | 0 | 0 | 0 | 0 | 1 |  | 6 | 24 | 6 | 23
| 4187 | 175 | 6 | 24 | 11 | 0 | 0 | 1 | 0 | 0 | 0 | 0 | 0 | 0 | 0 | 0 | 1 |  | 6 | 24 | 6 | 23
| 4188 | 175 | 6 | 24 | 12 | 0 | 0 | 1 | 0 | 0 | 0 | 0 | 0 | 0 | 0 | 0 | 1 |  | 6 | 24 | 6 | 23
| 4189 | 175 | 6 | 24 | 13 | 0 | 0 | 1 | 0 | 0 | 0 | 0 | 0 | 0 | 0 | 0 | 1 |  | 6 | 24 | 6 | 23
| 4190 | 175 | 6 | 24 | 14 | 0 | 0 | 1 | 0 | 0 | 0 | 0 | 0 | 0 | 0 | 0 | 1 |  | 6 | 24 | 6 | 23
| 4191 | 175 | 6 | 24 | 15 | 0 | 0 | 1 | 0 | 0 | 0 | 0 | 0 | 0 | 0 | 0 | 1 |  | 6 | 24 | 6 | 23
| 4192 | 175 | 6 | 24 | 16 | 0 | 0 | 1 | 0 | 0 | 0 | 0 | 0 | 0 | 0 | 0 | 1 |  | 6 | 24 | 6 | 23
| 4193 | 175 | 6 | 24 | 17 | 0 | 0 | 1 | 0 | 0 | 0 | 0 | 0 | 0 | 0 | 0 | 1 |  | 6 | 24 | 6 | 23
| 4194 | 175 | 6 | 24 | 18 | 0 | 0 | 1 | 0 | 0 | 0 | 0 | 0 | 0 | 0 | 0 | 1 |  | 6 | 24 | 6 | 23
| 4195 | 175 | 6 | 24 | 19 | 0 | 0 | 1 | 0 | 0 | 0 | 0 | 0 | 0 | 0 | 0 | 1 |  | 6 | 24 | 6 | 23
| 4196 | 175 | 6 | 24 | 20 | 0 | 0 | 1 | 0 | 0 | 0 | 0 | 0 | 0 | 0 | 0 | 1 |  | 6 | 24 | 6 | 23
| 4197 | 175 | 6 | 24 | 21 | 0 | 0 | 1 | 0 | 0 | 0 | 0 | 0 | 0 | 0 | 0 | 1 |  | 6 | 24 | 6 | 23
| 4198 | 175 | 6 | 24 | 22 | 0 | 0 | 1 | 0 | 0 | 0 | 0 | 0 | 0 | 0 | 0 | 1 |  | 6 | 24 | 6 | 23
| 4199 | 175 | 6 | 24 | 23 | 0 | 0 | 1 | 0 | 0 | 0 | 0 | 0 | 0 | 0 | 0 | 1 |  | 6 | 24 | 6 | 23
| 4200 | 175 | 6 | 24 | 24 | 0 | 0 | 1 | 0 | 0 | 0 | 0 | 0 | 0 | 0 | 0 | 1 |  | 6 | 24 | 6 | 23
| 4201 | 176 | 6 | 25 | 1 | 0 | 0 | 0 | 0 | 0 | 0 | 0 | 0 | 0 | 0 | 0 | 1 |  | 6 | 25 | 6 | 24
| 4202 | 176 | 6 | 25 | 2 | 0 | 0 | 0 | 0 | 0 | 0 | 0 | 0 | 0 | 0 | 0 | 1 |  | 6 | 25 | 6 | 24
| 4203 | 176 | 6 | 25 | 3 | 0 | 0 | 0 | 0 | 0 | 0 | 0 | 0 | 0 | 0 | 0 | 1 |  | 6 | 25 | 6 | 24
| 4204 | 176 | 6 | 25 | 4 | 0 | 0 | 0 | 0 | 0 | 0 | 0 | 0 | 0 | 0 | 0 | 1 |  | 6 | 25 | 6 | 24
| 4205 | 176 | 6 | 25 | 5 | 0 | 0 | 0 | 0 | 0 | 0 | 0 | 0 | 0 | 0 | 0 | 1 |  | 6 | 25 | 6 | 24
| 4206 | 176 | 6 | 25 | 6 | 0 | 0 | 0 | 0 | 0 | 0 | 0 | 0 | 0 | 0 | 0 | 1 |  | 6 | 25 | 6 | 24
| 4207 | 176 | 6 | 25 | 7 | 0 | 0 | 0 | 0 | 0 | 0 | 0 | 0 | 0 | 0 | 0 | 1 |  | 6 | 25 | 6 | 24
| 4208 | 176 | 6 | 25 | 8 | 0 | 0 | 0 | 0 | 0 | 0 | 0 | 0 | 0 | 0 | 0 | 1 |  | 6 | 25 | 6 | 24
| 4209 | 176 | 6 | 25 | 9 | 0 | 0 | 0 | 0 | 0 | 0 | 0 | 0 | 0 | 0 | 0 | 1 |  | 6 | 25 | 6 | 24
| 4210 | 176 | 6 | 25 | 10 | 0 | 0 | 0 | 0 | 0 | 0 | 0 | 0 | 0 | 0 | 0 | 1 |  | 6 | 25 | 6 | 24
| 4211 | 176 | 6 | 25 | 11 | 0 | 0 | 0 | 0 | 0 | 0 | 0 | 0 | 0 | 0 | 0 | 1 |  | 6 | 25 | 6 | 24
| 4212 | 176 | 6 | 25 | 12 | 0 | 0 | 0 | 0 | 0 | 0 | 0 | 0 | 0 | 0 | 0 | 1 |  | 6 | 25 | 6 | 24
| 4213 | 176 | 6 | 25 | 13 | 0 | 0 | 0 | 0 | 0 | 0 | 0 | 0 | 0 | 0 | 0 | 1 |  | 6 | 25 | 6 | 24
| 4214 | 176 | 6 | 25 | 14 | 0 | 0 | 0 | 0 | 0 | 0 | 0 | 0 | 0 | 0 | 0 | 1 |  | 6 | 25 | 6 | 24
| 4215 | 176 | 6 | 25 | 15 | 0 | 0 | 0 | 0 | 0 | 0 | 0 | 0 | 0 | 0 | 0 | 1 |  | 6 | 25 | 6 | 24
| 4216 | 176 | 6 | 25 | 16 | 0 | 0 | 0 | 0 | 0 | 0 | 0 | 0 | 0 | 0 | 0 | 1 |  | 6 | 25 | 6 | 24
| 4217 | 176 | 6 | 25 | 17 | 0 | 0 | 0 | 0 | 0 | 0 | 0 | 0 | 0 | 0 | 0 | 1 |  | 6 | 25 | 6 | 24
| 4218 | 176 | 6 | 25 | 18 | 0 | 0 | 0 | 0 | 0 | 0 | 0 | 0 | 0 | 0 | 0 | 1 |  | 6 | 25 | 6 | 24
| 4219 | 176 | 6 | 25 | 19 | 0 | 0 | 0 | 0 | 0 | 0 | 0 | 0 | 0 | 0 | 0 | 1 |  | 6 | 25 | 6 | 24
| 4220 | 176 | 6 | 25 | 20 | 0 | 0 | 0 | 0 | 0 | 0 | 0 | 0 | 0 | 0 | 0 | 1 |  | 6 | 25 | 6 | 24
| 4221 | 176 | 6 | 25 | 21 | 0 | 0 | 0 | 0 | 0 | 0 | 0 | 0 | 0 | 0 | 0 | 1 |  | 6 | 25 | 6 | 24
| 4222 | 176 | 6 | 25 | 22 | 0 | 0 | 0 | 0 | 0 | 0 | 0 | 0 | 0 | 0 | 0 | 1 |  | 6 | 25 | 6 | 24
| 4223 | 176 | 6 | 25 | 23 | 0 | 0 | 0 | 0 | 0 | 0 | 0 | 0 | 0 | 0 | 0 | 1 |  | 6 | 25 | 6 | 24
| 4224 | 176 | 6 | 25 | 24 | 0 | 0 | 0 | 0 | 0 | 0 | 0 | 0 | 0 | 0 | 0 | 1 |  | 6 | 25 | 6 | 24
| 4225 | 177 | 6 | 26 | 1 | 0 | 0 | 0 | 0 | 0 | 0 | 0 | 0 | 0 | 0 | 0 | 1 |  | 6 | 26 | 6 | 25
| 4226 | 177 | 6 | 26 | 2 | 0 | 0 | 0 | 0 | 0 | 0 | 0 | 0 | 0 | 0 | 0 | 1 |  | 6 | 26 | 6 | 25
| 4227 | 177 | 6 | 26 | 3 | 0 | 0 | 0 | 0 | 0 | 0 | 0 | 0 | 0 | 0 | 0 | 1 |  | 6 | 26 | 6 | 25
| 4228 | 177 | 6 | 26 | 4 | 0 | 0 | 0 | 0 | 0 | 0 | 0 | 0 | 0 | 0 | 0 | 1 |  | 6 | 26 | 6 | 25
| 4229 | 177 | 6 | 26 | 5 | 0 | 0 | 0 | 0 | 0 | 0 | 0 | 0 | 0 | 0 | 0 | 1 |  | 6 | 26 | 6 | 25
| 4230 | 177 | 6 | 26 | 6 | 0 | 0 | 0 | 0 | 0 | 0 | 0 | 0 | 0 | 0 | 0 | 1 |  | 6 | 26 | 6 | 25
| 4231 | 177 | 6 | 26 | 7 | 0 | 0 | 0 | 0 | 0 | 0 | 0 | 0 | 0 | 0 | 0 | 1 |  | 6 | 26 | 6 | 25
| 4232 | 177 | 6 | 26 | 8 | 0 | 0 | 0 | 0 | 0 | 0 | 0 | 0 | 0 | 0 | 0 | 1 |  | 6 | 26 | 6 | 25
| 4233 | 177 | 6 | 26 | 9 | 0 | 0 | 0 | 0 | 0 | 0 | 0 | 0 | 0 | 0 | 0 | 1 |  | 6 | 26 | 6 | 25
| 4234 | 177 | 6 | 26 | 10 | 0 | 0 | 0 | 0 | 0 | 0 | 0 | 0 | 0 | 0 | 0 | 1 |  | 6 | 26 | 6 | 25
| 4235 | 177 | 6 | 26 | 11 | 0 | 0 | 0 | 0 | 0 | 0 | 0 | 0 | 0 | 0 | 0 | 1 |  | 6 | 26 | 6 | 25
| 4236 | 177 | 6 | 26 | 12 | 0 | 0 | 0 | 0 | 0 | 0 | 0 | 0 | 0 | 0 | 0 | 1 |  | 6 | 26 | 6 | 25
| 4237 | 177 | 6 | 26 | 13 | 0 | 0 | 0 | 0 | 0 | 0 | 0 | 0 | 0 | 0 | 0 | 1 |  | 6 | 26 | 6 | 25
| 4238 | 177 | 6 | 26 | 14 | 0 | 0 | 0 | 0 | 0 | 0 | 0 | 0 | 0 | 0 | 0 | 1 |  | 6 | 26 | 6 | 25
| 4239 | 177 | 6 | 26 | 15 | 0 | 0 | 0 | 0 | 0 | 0 | 0 | 0 | 0 | 0 | 0 | 1 |  | 6 | 26 | 6 | 25
| 4240 | 177 | 6 | 26 | 16 | 0 | 0 | 0 | 0 | 0 | 0 | 0 | 0 | 0 | 0 | 0 | 1 |  | 6 | 26 | 6 | 25
| 4241 | 177 | 6 | 26 | 17 | 0 | 0 | 0 | 0 | 0 | 0 | 0 | 0 | 0 | 0 | 0 | 1 |  | 6 | 26 | 6 | 25
| 4242 | 177 | 6 | 26 | 18 | 0 | 0 | 0 | 0 | 0 | 0 | 0 | 0 | 0 | 0 | 0 | 1 |  | 6 | 26 | 6 | 25
| 4243 | 177 | 6 | 26 | 19 | 0 | 0 | 0 | 0 | 0 | 0 | 0 | 0 | 0 | 0 | 0 | 1 |  | 6 | 26 | 6 | 25
| 4244 | 177 | 6 | 26 | 20 | 0 | 0 | 0 | 0 | 0 | 0 | 0 | 0 | 0 | 0 | 0 | 1 |  | 6 | 26 | 6 | 25
| 4245 | 177 | 6 | 26 | 21 | 0 | 0 | 0 | 0 | 0 | 0 | 0 | 0 | 0 | 0 | 0 | 1 |  | 6 | 26 | 6 | 25
| 4246 | 177 | 6 | 26 | 22 | 0 | 0 | 0 | 0 | 0 | 0 | 0 | 0 | 0 | 0 | 0 | 1 |  | 6 | 26 | 6 | 25
| 4247 | 177 | 6 | 26 | 23 | 0 | 0 | 0 | 0 | 0 | 0 | 0 | 0 | 0 | 0 | 0 | 1 |  | 6 | 26 | 6 | 25
| 4248 | 177 | 6 | 26 | 24 | 0 | 0 | 0 | 0 | 0 | 0 | 0 | 0 | 0 | 0 | 0 | 1 |  | 6 | 26 | 6 | 25
| 4249 | 178 | 6 | 27 | 1 | 0 | 0 | 1 | 0 | 0 | 0 | 0 | 0 | 0 | 0 | 0 | 1 |  | 6 | 27 | 6 | 26
| 4250 | 178 | 6 | 27 | 2 | 0 | 0 | 1 | 0 | 0 | 0 | 0 | 0 | 0 | 0 | 0 | 1 |  | 6 | 27 | 6 | 26
| 4251 | 178 | 6 | 27 | 3 | 0 | 0 | 1 | 0 | 0 | 0 | 0 | 0 | 0 | 0 | 0 | 1 |  | 6 | 27 | 6 | 26
| 4252 | 178 | 6 | 27 | 4 | 0 | 0 | 1 | 0 | 0 | 0 | 0 | 0 | 0 | 0 | 0 | 1 |  | 6 | 27 | 6 | 26
| 4253 | 178 | 6 | 27 | 5 | 0 | 0 | 1 | 0 | 0 | 0 | 0 | 0 | 0 | 0 | 0 | 1 |  | 6 | 27 | 6 | 26
| 4254 | 178 | 6 | 27 | 6 | 0 | 0 | 1 | 0 | 0 | 0 | 0 | 0 | 0 | 0 | 0 | 1 |  | 6 | 27 | 6 | 26
| 4255 | 178 | 6 | 27 | 7 | 0 | 0 | 1 | 0 | 0 | 0 | 0 | 0 | 0 | 0 | 0 | 1 |  | 6 | 27 | 6 | 26
| 4256 | 178 | 6 | 27 | 8 | 0 | 0 | 1 | 0 | 0 | 0 | 0 | 0 | 0 | 0 | 0 | 1 |  | 6 | 27 | 6 | 26
| 4257 | 178 | 6 | 27 | 9 | 0 | 0 | 1 | 0 | 0 | 0 | 0 | 0 | 0 | 0 | 0 | 1 |  | 6 | 27 | 6 | 26
| 4258 | 178 | 6 | 27 | 10 | 0 | 0 | 1 | 0 | 0 | 0 | 0 | 0 | 0 | 0 | 0 | 1 |  | 6 | 27 | 6 | 26
| 4259 | 178 | 6 | 27 | 11 | 0 | 0 | 1 | 0 | 0 | 0 | 0 | 0 | 0 | 0 | 0 | 1 |  | 6 | 27 | 6 | 26
| 4260 | 178 | 6 | 27 | 12 | 0 | 0 | 1 | 0 | 0 | 0 | 0 | 0 | 0 | 0 | 0 | 1 |  | 6 | 27 | 6 | 26
| 4261 | 178 | 6 | 27 | 13 | 0 | 0 | 1 | 0 | 0 | 0 | 0 | 0 | 0 | 0 | 0 | 1 |  | 6 | 27 | 6 | 26
| 4262 | 178 | 6 | 27 | 14 | 0 | 0 | 1 | 0 | 0 | 0 | 0 | 0 | 0 | 0 | 0 | 1 |  | 6 | 27 | 6 | 26
| 4263 | 178 | 6 | 27 | 15 | 0 | 0 | 1 | 0 | 0 | 0 | 0 | 0 | 0 | 0 | 0 | 1 |  | 6 | 27 | 6 | 26
| 4264 | 178 | 6 | 27 | 16 | 0 | 0 | 1 | 0 | 0 | 0 | 0 | 0 | 0 | 0 | 0 | 1 |  | 6 | 27 | 6 | 26
| 4265 | 178 | 6 | 27 | 17 | 0 | 0 | 1 | 0 | 0 | 0 | 0 | 0 | 0 | 0 | 0 | 1 |  | 6 | 27 | 6 | 26
| 4266 | 178 | 6 | 27 | 18 | 0 | 0 | 1 | 0 | 0 | 0 | 0 | 0 | 0 | 0 | 0 | 1 |  | 6 | 27 | 6 | 26
| 4267 | 178 | 6 | 27 | 19 | 0 | 0 | 1 | 0 | 0 | 0 | 0 | 0 | 0 | 0 | 0 | 1 |  | 6 | 27 | 6 | 26
| 4268 | 178 | 6 | 27 | 20 | 0 | 0 | 1 | 0 | 0 | 0 | 0 | 0 | 0 | 0 | 0 | 1 |  | 6 | 27 | 6 | 26
| 4269 | 178 | 6 | 27 | 21 | 0 | 0 | 1 | 0 | 0 | 0 | 0 | 0 | 0 | 0 | 0 | 1 |  | 6 | 27 | 6 | 26
| 4270 | 178 | 6 | 27 | 22 | 0 | 0 | 1 | 0 | 0 | 0 | 0 | 0 | 0 | 0 | 0 | 1 |  | 6 | 27 | 6 | 26
| 4271 | 178 | 6 | 27 | 23 | 0 | 0 | 1 | 0 | 0 | 0 | 0 | 0 | 0 | 0 | 0 | 1 |  | 6 | 27 | 6 | 26
| 4272 | 178 | 6 | 27 | 24 | 0 | 0 | 1 | 0 | 0 | 0 | 0 | 0 | 0 | 0 | 0 | 1 |  | 6 | 27 | 6 | 26
| 4273 | 179 | 6 | 28 | 1 | 0 | 0 | 1 | 0 | 0 | 0 | 0 | 0 | 0 | 0 | 0 | 1 |  | 6 | 28 | 6 | 27
| 4274 | 179 | 6 | 28 | 2 | 0 | 0 | 1 | 0 | 0 | 0 | 0 | 0 | 0 | 0 | 0 | 1 |  | 6 | 28 | 6 | 27
| 4275 | 179 | 6 | 28 | 3 | 0 | 0 | 1 | 0 | 0 | 0 | 0 | 0 | 0 | 0 | 0 | 1 |  | 6 | 28 | 6 | 27
| 4276 | 179 | 6 | 28 | 4 | 0 | 0 | 1 | 0 | 0 | 0 | 0 | 0 | 0 | 0 | 0 | 1 |  | 6 | 28 | 6 | 27
| 4277 | 179 | 6 | 28 | 5 | 0 | 0 | 1 | 0 | 0 | 0 | 0 | 0 | 0 | 0 | 0 | 1 |  | 6 | 28 | 6 | 27
| 4278 | 179 | 6 | 28 | 6 | 0 | 0 | 1 | 0 | 0 | 0 | 0 | 0 | 0 | 0 | 0 | 1 |  | 6 | 28 | 6 | 27
| 4279 | 179 | 6 | 28 | 7 | 0 | 0 | 1 | 0 | 0 | 0 | 0 | 0 | 0 | 0 | 0 | 1 |  | 6 | 28 | 6 | 27
| 4280 | 179 | 6 | 28 | 8 | 0 | 0 | 1 | 0 | 0 | 0 | 0 | 0 | 0 | 0 | 0 | 1 |  | 6 | 28 | 6 | 27
| 4281 | 179 | 6 | 28 | 9 | 0 | 0 | 1 | 0 | 0 | 0 | 0 | 0 | 0 | 0 | 0 | 1 |  | 6 | 28 | 6 | 27
| 4282 | 179 | 6 | 28 | 10 | 0 | 0 | 1 | 0 | 0 | 0 | 0 | 0 | 0 | 0 | 0 | 1 |  | 6 | 28 | 6 | 27
| 4283 | 179 | 6 | 28 | 11 | 0 | 0 | 1 | 0 | 0 | 0 | 0 | 0 | 0 | 0 | 0 | 1 |  | 6 | 28 | 6 | 27
| 4284 | 179 | 6 | 28 | 12 | 0 | 0 | 1 | 0 | 0 | 0 | 0 | 0 | 0 | 0 | 0 | 1 |  | 6 | 28 | 6 | 27
| 4285 | 179 | 6 | 28 | 13 | 0 | 0 | 1 | 0 | 0 | 0 | 0 | 0 | 0 | 0 | 0 | 1 |  | 6 | 28 | 6 | 27
| 4286 | 179 | 6 | 28 | 14 | 0 | 0 | 1 | 0 | 0 | 0 | 0 | 0 | 0 | 0 | 0 | 1 |  | 6 | 28 | 6 | 27
| 4287 | 179 | 6 | 28 | 15 | 0 | 0 | 1 | 0 | 0 | 0 | 0 | 0 | 0 | 0 | 0 | 1 |  | 6 | 28 | 6 | 27
| 4288 | 179 | 6 | 28 | 16 | 0 | 0 | 1 | 0 | 0 | 0 | 0 | 0 | 0 | 0 | 0 | 1 |  | 6 | 28 | 6 | 27
| 4289 | 179 | 6 | 28 | 17 | 0 | 0 | 1 | 0 | 0 | 0 | 0 | 0 | 0 | 0 | 0 | 1 |  | 6 | 28 | 6 | 27
| 4290 | 179 | 6 | 28 | 18 | 0 | 0 | 1 | 0 | 0 | 0 | 0 | 0 | 0 | 0 | 0 | 1 |  | 6 | 28 | 6 | 27
| 4291 | 179 | 6 | 28 | 19 | 0 | 0 | 1 | 0 | 0 | 0 | 0 | 0 | 0 | 0 | 0 | 1 |  | 6 | 28 | 6 | 27
| 4292 | 179 | 6 | 28 | 20 | 0 | 0 | 1 | 0 | 0 | 0 | 0 | 0 | 0 | 0 | 0 | 1 |  | 6 | 28 | 6 | 27
| 4293 | 179 | 6 | 28 | 21 | 0 | 0 | 1 | 0 | 0 | 0 | 0 | 0 | 0 | 0 | 0 | 1 |  | 6 | 28 | 6 | 27
| 4294 | 179 | 6 | 28 | 22 | 0 | 0 | 1 | 0 | 0 | 0 | 0 | 0 | 0 | 0 | 0 | 1 |  | 6 | 28 | 6 | 27
| 4295 | 179 | 6 | 28 | 23 | 0 | 0 | 1 | 0 | 0 | 0 | 0 | 0 | 0 | 0 | 0 | 1 |  | 6 | 28 | 6 | 27
| 4296 | 179 | 6 | 28 | 24 | 0 | 0 | 1 | 0 | 0 | 0 | 0 | 0 | 0 | 0 | 0 | 1 |  | 6 | 28 | 6 | 27
| 4297 | 180 | 6 | 29 | 1 | 0 | 0 | 1 | 0 | 0 | 0 | 0 | 0 | 0 | 0 | 0 | 1 |  | 6 | 29 | 6 | 28
| 4298 | 180 | 6 | 29 | 2 | 0 | 0 | 1 | 0 | 0 | 0 | 0 | 0 | 0 | 0 | 0 | 1 |  | 6 | 29 | 6 | 28
| 4299 | 180 | 6 | 29 | 3 | 0 | 0 | 1 | 0 | 0 | 0 | 0 | 0 | 0 | 0 | 0 | 1 |  | 6 | 29 | 6 | 28
| 4300 | 180 | 6 | 29 | 4 | 0 | 0 | 1 | 0 | 0 | 0 | 0 | 0 | 0 | 0 | 0 | 1 |  | 6 | 29 | 6 | 28
| 4301 | 180 | 6 | 29 | 5 | 0 | 0 | 1 | 0 | 0 | 0 | 0 | 0 | 0 | 0 | 0 | 1 |  | 6 | 29 | 6 | 28
| 4302 | 180 | 6 | 29 | 6 | 0 | 0 | 1 | 0 | 0 | 0 | 0 | 0 | 0 | 0 | 0 | 1 |  | 6 | 29 | 6 | 28
| 4303 | 180 | 6 | 29 | 7 | 0 | 0 | 1 | 0 | 0 | 0 | 0 | 0 | 0 | 0 | 0 | 1 |  | 6 | 29 | 6 | 28
| 4304 | 180 | 6 | 29 | 8 | 0 | 0 | 1 | 0 | 0 | 0 | 0 | 0 | 0 | 0 | 0 | 1 |  | 6 | 29 | 6 | 28
| 4305 | 180 | 6 | 29 | 9 | 0 | 0 | 1 | 0 | 0 | 0 | 0 | 0 | 0 | 0 | 0 | 1 |  | 6 | 29 | 6 | 28
| 4306 | 180 | 6 | 29 | 10 | 0 | 0 | 1 | 0 | 0 | 0 | 0 | 0 | 0 | 0 | 0 | 1 |  | 6 | 29 | 6 | 28
| 4307 | 180 | 6 | 29 | 11 | 0 | 0 | 1 | 0 | 0 | 0 | 0 | 0 | 0 | 0 | 0 | 1 |  | 6 | 29 | 6 | 28
| 4308 | 180 | 6 | 29 | 12 | 0 | 0 | 1 | 0 | 0 | 0 | 0 | 0 | 0 | 0 | 0 | 1 |  | 6 | 29 | 6 | 28
| 4309 | 180 | 6 | 29 | 13 | 0 | 0 | 1 | 0 | 0 | 0 | 0 | 0 | 0 | 0 | 0 | 1 |  | 6 | 29 | 6 | 28
| 4310 | 180 | 6 | 29 | 14 | 0 | 0 | 1 | 0 | 0 | 0 | 0 | 0 | 0 | 0 | 0 | 1 |  | 6 | 29 | 6 | 28
| 4311 | 180 | 6 | 29 | 15 | 0 | 0 | 1 | 0 | 0 | 0 | 0 | 0 | 0 | 0 | 0 | 1 |  | 6 | 29 | 6 | 28
| 4312 | 180 | 6 | 29 | 16 | 0 | 0 | 1 | 0 | 0 | 0 | 0 | 0 | 0 | 0 | 0 | 1 |  | 6 | 29 | 6 | 28
| 4313 | 180 | 6 | 29 | 17 | 0 | 0 | 1 | 0 | 0 | 0 | 0 | 0 | 0 | 0 | 0 | 1 |  | 6 | 29 | 6 | 28
| 4314 | 180 | 6 | 29 | 18 | 0 | 0 | 1 | 0 | 0 | 0 | 0 | 0 | 0 | 0 | 0 | 1 |  | 6 | 29 | 6 | 28
| 4315 | 180 | 6 | 29 | 19 | 0 | 0 | 1 | 0 | 0 | 0 | 0 | 0 | 0 | 0 | 0 | 1 |  | 6 | 29 | 6 | 28
| 4316 | 180 | 6 | 29 | 20 | 0 | 0 | 1 | 0 | 0 | 0 | 0 | 0 | 0 | 0 | 0 | 1 |  | 6 | 29 | 6 | 28
| 4317 | 180 | 6 | 29 | 21 | 0 | 0 | 1 | 0 | 0 | 0 | 0 | 0 | 0 | 0 | 0 | 1 |  | 6 | 29 | 6 | 28
| 4318 | 180 | 6 | 29 | 22 | 0 | 0 | 1 | 0 | 0 | 0 | 0 | 0 | 0 | 0 | 0 | 1 |  | 6 | 29 | 6 | 28
| 4319 | 180 | 6 | 29 | 23 | 0 | 0 | 1 | 0 | 0 | 0 | 0 | 0 | 0 | 0 | 0 | 1 |  | 6 | 29 | 6 | 28
| 4320 | 180 | 6 | 29 | 24 | 0 | 0 | 1 | 0 | 0 | 0 | 0 | 0 | 0 | 0 | 0 | 1 |  | 6 | 29 | 6 | 28
| 4321 | 181 | 6 | 30 | 1 | 0 | 0 | 1 | 0 | 0 | 0 | 0 | 0 | 0 | 0 | 0 | 1 |  | 6 | 30 | 6 | 29
| 4322 | 181 | 6 | 30 | 2 | 0 | 0 | 1 | 0 | 0 | 0 | 0 | 0 | 0 | 0 | 0 | 1 |  | 6 | 30 | 6 | 29
| 4323 | 181 | 6 | 30 | 3 | 0 | 0 | 1 | 0 | 0 | 0 | 0 | 0 | 0 | 0 | 0 | 1 |  | 6 | 30 | 6 | 29
| 4324 | 181 | 6 | 30 | 4 | 0 | 0 | 1 | 0 | 0 | 0 | 0 | 0 | 0 | 0 | 0 | 1 |  | 6 | 30 | 6 | 29
| 4325 | 181 | 6 | 30 | 5 | 0 | 0 | 1 | 0 | 0 | 0 | 0 | 0 | 0 | 0 | 0 | 1 |  | 6 | 30 | 6 | 29
| 4326 | 181 | 6 | 30 | 6 | 0 | 0 | 1 | 0 | 0 | 0 | 0 | 0 | 0 | 0 | 0 | 1 |  | 6 | 30 | 6 | 29
| 4327 | 181 | 6 | 30 | 7 | 0 | 0 | 1 | 0 | 0 | 0 | 0 | 0 | 0 | 0 | 0 | 1 |  | 6 | 30 | 6 | 29
| 4328 | 181 | 6 | 30 | 8 | 0 | 0 | 1 | 0 | 0 | 0 | 0 | 0 | 0 | 0 | 0 | 1 |  | 6 | 30 | 6 | 29
| 4329 | 181 | 6 | 30 | 9 | 0 | 0 | 1 | 0 | 0 | 0 | 0 | 0 | 0 | 0 | 0 | 1 |  | 6 | 30 | 6 | 29
| 4330 | 181 | 6 | 30 | 10 | 0 | 0 | 1 | 0 | 0 | 0 | 0 | 0 | 0 | 0 | 0 | 1 |  | 6 | 30 | 6 | 29
| 4331 | 181 | 6 | 30 | 11 | 0 | 0 | 1 | 0 | 0 | 0 | 0 | 0 | 0 | 0 | 0 | 1 |  | 6 | 30 | 6 | 29
| 4332 | 181 | 6 | 30 | 12 | 0 | 0 | 1 | 0 | 0 | 0 | 0 | 0 | 0 | 0 | 0 | 1 |  | 6 | 30 | 6 | 29
| 4333 | 181 | 6 | 30 | 13 | 0 | 0 | 1 | 0 | 0 | 0 | 0 | 0 | 0 | 0 | 0 | 1 |  | 6 | 30 | 6 | 29
| 4334 | 181 | 6 | 30 | 14 | 0 | 0 | 1 | 0 | 0 | 0 | 0 | 0 | 0 | 0 | 0 | 1 |  | 6 | 30 | 6 | 29
| 4335 | 181 | 6 | 30 | 15 | 0 | 0 | 1 | 0 | 0 | 0 | 0 | 0 | 0 | 0 | 0 | 1 |  | 6 | 30 | 6 | 29
| 4336 | 181 | 6 | 30 | 16 | 0 | 0 | 1 | 0 | 0 | 0 | 0 | 0 | 0 | 0 | 0 | 1 |  | 6 | 30 | 6 | 29
| 4337 | 181 | 6 | 30 | 17 | 0 | 0 | 1 | 0 | 0 | 0 | 0 | 0 | 0 | 0 | 0 | 1 |  | 6 | 30 | 6 | 29
| 4338 | 181 | 6 | 30 | 18 | 0 | 0 | 1 | 0 | 0 | 0 | 0 | 0 | 0 | 0 | 0 | 1 |  | 6 | 30 | 6 | 29
| 4339 | 181 | 6 | 30 | 19 | 0 | 0 | 1 | 0 | 0 | 0 | 0 | 0 | 0 | 0 | 0 | 1 |  | 6 | 30 | 6 | 29
| 4340 | 181 | 6 | 30 | 20 | 0 | 0 | 1 | 0 | 0 | 0 | 0 | 0 | 0 | 0 | 0 | 1 |  | 6 | 30 | 6 | 29
| 4341 | 181 | 6 | 30 | 21 | 0 | 0 | 1 | 0 | 0 | 0 | 0 | 0 | 0 | 0 | 0 | 1 |  | 6 | 30 | 6 | 29
| 4342 | 181 | 6 | 30 | 22 | 0 | 0 | 1 | 0 | 0 | 0 | 0 | 0 | 0 | 0 | 0 | 1 |  | 6 | 30 | 6 | 29
| 4343 | 181 | 6 | 30 | 23 | 0 | 0 | 1 | 0 | 0 | 0 | 0 | 0 | 0 | 0 | 0 | 1 |  | 6 | 30 | 6 | 29
| 4344 | 181 | 6 | 30 | 24 | 0 | 0 | 1 | 0 | 0 | 0 | 0 | 0 | 0 | 0 | 0 | 1 |  | 6 | 30 | 6 | 29
| 4345 | 182 | 7 | 1 | 1 | 1 | 0 | 0 | 0 | 0 | 0 | 0 | 0 | 0 | 0 | 0 | 1 |  | 7 | 1 | 6 | 30
| 4346 | 182 | 7 | 1 | 2 | 1 | 0 | 0 | 0 | 0 | 0 | 0 | 0 | 0 | 0 | 0 | 1 |  | 7 | 1 | 6 | 30
| 4347 | 182 | 7 | 1 | 3 | 1 | 0 | 0 | 0 | 0 | 0 | 0 | 0 | 0 | 0 | 0 | 1 |  | 7 | 1 | 6 | 30
| 4348 | 182 | 7 | 1 | 4 | 1 | 0 | 0 | 0 | 0 | 0 | 0 | 0 | 0 | 0 | 0 | 1 |  | 7 | 1 | 6 | 30
| 4349 | 182 | 7 | 1 | 5 | 1 | 0 | 0 | 0 | 0 | 0 | 0 | 0 | 0 | 0 | 0 | 1 |  | 7 | 1 | 6 | 30
| 4350 | 182 | 7 | 1 | 6 | 1 | 0 | 0 | 0 | 0 | 0 | 0 | 0 | 0 | 0 | 0 | 1 |  | 7 | 1 | 6 | 30
| 4351 | 182 | 7 | 1 | 7 | 1 | 0 | 0 | 0 | 0 | 0 | 0 | 0 | 0 | 0 | 0 | 1 |  | 7 | 1 | 6 | 30
| 4352 | 182 | 7 | 1 | 8 | 1 | 0 | 0 | 0 | 0 | 0 | 0 | 0 | 0 | 0 | 0 | 1 |  | 7 | 1 | 6 | 30
| 4353 | 182 | 7 | 1 | 9 | 1 | 0 | 0 | 0 | 0 | 0 | 0 | 0 | 0 | 0 | 0 | 1 |  | 7 | 1 | 6 | 30
| 4354 | 182 | 7 | 1 | 10 | 1 | 0 | 0 | 0 | 0 | 0 | 0 | 0 | 0 | 0 | 0 | 1 |  | 7 | 1 | 6 | 30
| 4355 | 182 | 7 | 1 | 11 | 1 | 0 | 0 | 0 | 0 | 0 | 0 | 0 | 0 | 0 | 0 | 1 |  | 7 | 1 | 6 | 30
| 4356 | 182 | 7 | 1 | 12 | 1 | 0 | 0 | 0 | 0 | 0 | 0 | 0 | 0 | 0 | 0 | 1 |  | 7 | 1 | 6 | 30
| 4357 | 182 | 7 | 1 | 13 | 1 | 0 | 0 | 0 | 0 | 0 | 0 | 0 | 0 | 0 | 0 | 1 |  | 7 | 1 | 6 | 30
| 4358 | 182 | 7 | 1 | 14 | 1 | 0 | 0 | 0 | 0 | 0 | 0 | 0 | 0 | 0 | 0 | 1 |  | 7 | 1 | 6 | 30
| 4359 | 182 | 7 | 1 | 15 | 1 | 0 | 0 | 0 | 0 | 0 | 0 | 0 | 0 | 0 | 0 | 1 |  | 7 | 1 | 6 | 30
| 4360 | 182 | 7 | 1 | 16 | 1 | 0 | 0 | 0 | 0 | 0 | 0 | 0 | 0 | 0 | 0 | 1 |  | 7 | 1 | 6 | 30
| 4361 | 182 | 7 | 1 | 17 | 1 | 0 | 0 | 0 | 0 | 0 | 0 | 0 | 0 | 0 | 0 | 1 |  | 7 | 1 | 6 | 30
| 4362 | 182 | 7 | 1 | 18 | 1 | 0 | 0 | 0 | 0 | 0 | 0 | 0 | 0 | 0 | 0 | 1 |  | 7 | 1 | 6 | 30
| 4363 | 182 | 7 | 1 | 19 | 1 | 0 | 0 | 0 | 0 | 0 | 0 | 0 | 0 | 0 | 0 | 1 |  | 7 | 1 | 6 | 30
| 4364 | 182 | 7 | 1 | 20 | 1 | 0 | 0 | 0 | 0 | 0 | 0 | 0 | 0 | 0 | 0 | 1 |  | 7 | 1 | 6 | 30
| 4365 | 182 | 7 | 1 | 21 | 1 | 0 | 0 | 0 | 0 | 0 | 0 | 0 | 0 | 0 | 0 | 1 |  | 7 | 1 | 6 | 30
| 4366 | 182 | 7 | 1 | 22 | 1 | 0 | 0 | 0 | 0 | 0 | 0 | 0 | 0 | 0 | 0 | 1 |  | 7 | 1 | 6 | 30
| 4367 | 182 | 7 | 1 | 23 | 1 | 0 | 0 | 0 | 0 | 0 | 0 | 0 | 0 | 0 | 0 | 1 |  | 7 | 1 | 6 | 30
| 4368 | 182 | 7 | 1 | 24 | 1 | 0 | 0 | 0 | 0 | 0 | 0 | 0 | 0 | 0 | 0 | 1 |  | 7 | 1 | 6 | 30
| 4369 | 183 | 7 | 2 | 1 | 0 | 0 | 0 | 0 | 0 | 0 | 0 | 0 | 0 | 0 | 0 | 1 |  | 7 | 2 | 7 | 1
| 4370 | 183 | 7 | 2 | 2 | 0 | 0 | 0 | 0 | 0 | 0 | 0 | 0 | 0 | 0 | 0 | 1 |  | 7 | 2 | 7 | 1
| 4371 | 183 | 7 | 2 | 3 | 0 | 0 | 0 | 0 | 0 | 0 | 0 | 0 | 0 | 0 | 0 | 1 |  | 7 | 2 | 7 | 1
| 4372 | 183 | 7 | 2 | 4 | 0 | 0 | 0 | 0 | 0 | 0 | 0 | 0 | 0 | 0 | 0 | 1 |  | 7 | 2 | 7 | 1
| 4373 | 183 | 7 | 2 | 5 | 0 | 0 | 0 | 0 | 0 | 0 | 0 | 0 | 0 | 0 | 0 | 1 |  | 7 | 2 | 7 | 1
| 4374 | 183 | 7 | 2 | 6 | 0 | 0 | 0 | 0 | 0 | 0 | 0 | 0 | 0 | 0 | 0 | 1 |  | 7 | 2 | 7 | 1
| 4375 | 183 | 7 | 2 | 7 | 0 | 0 | 0 | 0 | 0 | 0 | 0 | 0 | 0 | 0 | 0 | 1 |  | 7 | 2 | 7 | 1
| 4376 | 183 | 7 | 2 | 8 | 0 | 0 | 0 | 0 | 0 | 0 | 0 | 0 | 0 | 0 | 0 | 1 |  | 7 | 2 | 7 | 1
| 4377 | 183 | 7 | 2 | 9 | 0 | 0 | 0 | 0 | 0 | 0 | 0 | 0 | 0 | 0 | 0 | 1 |  | 7 | 2 | 7 | 1
| 4378 | 183 | 7 | 2 | 10 | 0 | 0 | 0 | 0 | 0 | 0 | 0 | 0 | 0 | 0 | 0 | 1 |  | 7 | 2 | 7 | 1
| 4379 | 183 | 7 | 2 | 11 | 0 | 0 | 0 | 0 | 0 | 0 | 0 | 0 | 0 | 0 | 0 | 1 |  | 7 | 2 | 7 | 1
| 4380 | 183 | 7 | 2 | 12 | 0 | 0 | 0 | 0 | 0 | 0 | 0 | 0 | 0 | 0 | 0 | 1 |  | 7 | 2 | 7 | 1
| 4381 | 183 | 7 | 2 | 13 | 0 | 0 | 0 | 0 | 0 | 0 | 0 | 0 | 0 | 0 | 0 | 1 |  | 7 | 2 | 7 | 1
| 4382 | 183 | 7 | 2 | 14 | 0 | 0 | 0 | 0 | 0 | 0 | 0 | 0 | 0 | 0 | 0 | 1 |  | 7 | 2 | 7 | 1
| 4383 | 183 | 7 | 2 | 15 | 0 | 0 | 0 | 0 | 0 | 0 | 0 | 0 | 0 | 0 | 0 | 1 |  | 7 | 2 | 7 | 1
| 4384 | 183 | 7 | 2 | 16 | 0 | 0 | 0 | 0 | 0 | 0 | 0 | 0 | 0 | 0 | 0 | 1 |  | 7 | 2 | 7 | 1
| 4385 | 183 | 7 | 2 | 17 | 0 | 0 | 0 | 0 | 0 | 0 | 0 | 0 | 0 | 0 | 0 | 1 |  | 7 | 2 | 7 | 1
| 4386 | 183 | 7 | 2 | 18 | 0 | 0 | 0 | 0 | 0 | 0 | 0 | 0 | 0 | 0 | 0 | 1 |  | 7 | 2 | 7 | 1
| 4387 | 183 | 7 | 2 | 19 | 0 | 0 | 0 | 0 | 0 | 0 | 0 | 0 | 0 | 0 | 0 | 1 |  | 7 | 2 | 7 | 1
| 4388 | 183 | 7 | 2 | 20 | 0 | 0 | 0 | 0 | 0 | 0 | 0 | 0 | 0 | 0 | 0 | 1 |  | 7 | 2 | 7 | 1
| 4389 | 183 | 7 | 2 | 21 | 0 | 0 | 0 | 0 | 0 | 0 | 0 | 0 | 0 | 0 | 0 | 1 |  | 7 | 2 | 7 | 1
| 4390 | 183 | 7 | 2 | 22 | 0 | 0 | 0 | 0 | 0 | 0 | 0 | 0 | 0 | 0 | 0 | 1 |  | 7 | 2 | 7 | 1
| 4391 | 183 | 7 | 2 | 23 | 0 | 0 | 0 | 0 | 0 | 0 | 0 | 0 | 0 | 0 | 0 | 1 |  | 7 | 2 | 7 | 1
| 4392 | 183 | 7 | 2 | 24 | 0 | 0 | 0 | 0 | 0 | 0 | 0 | 0 | 0 | 0 | 0 | 1 |  | 7 | 2 | 7 | 1
| 4393 | 184 | 7 | 3 | 1 | 0 | 0 | 0 | 0 | 0 | 0 | 0 | 0 | 0 | 0 | 0 | 1 |  | 7 | 3 | 7 | 2
| 4394 | 184 | 7 | 3 | 2 | 0 | 0 | 0 | 0 | 0 | 0 | 0 | 0 | 0 | 0 | 0 | 1 |  | 7 | 3 | 7 | 2
| 4395 | 184 | 7 | 3 | 3 | 0 | 0 | 0 | 0 | 0 | 0 | 0 | 0 | 0 | 0 | 0 | 1 |  | 7 | 3 | 7 | 2
| 4396 | 184 | 7 | 3 | 4 | 0 | 0 | 0 | 0 | 0 | 0 | 0 | 0 | 0 | 0 | 0 | 1 |  | 7 | 3 | 7 | 2
| 4397 | 184 | 7 | 3 | 5 | 0 | 0 | 0 | 0 | 0 | 0 | 0 | 0 | 0 | 0 | 0 | 1 |  | 7 | 3 | 7 | 2
| 4398 | 184 | 7 | 3 | 6 | 0 | 0 | 0 | 0 | 0 | 0 | 0 | 0 | 0 | 0 | 0 | 1 |  | 7 | 3 | 7 | 2
| 4399 | 184 | 7 | 3 | 7 | 0 | 0 | 0 | 0 | 0 | 0 | 0 | 0 | 0 | 0 | 0 | 1 |  | 7 | 3 | 7 | 2
| 4400 | 184 | 7 | 3 | 8 | 0 | 0 | 0 | 0 | 0 | 0 | 0 | 0 | 0 | 0 | 0 | 1 |  | 7 | 3 | 7 | 2
| 4401 | 184 | 7 | 3 | 9 | 0 | 0 | 0 | 0 | 0 | 0 | 0 | 0 | 0 | 0 | 0 | 1 |  | 7 | 3 | 7 | 2
| 4402 | 184 | 7 | 3 | 10 | 0 | 0 | 0 | 0 | 0 | 0 | 0 | 0 | 0 | 0 | 0 | 1 |  | 7 | 3 | 7 | 2
| 4403 | 184 | 7 | 3 | 11 | 0 | 0 | 0 | 0 | 0 | 0 | 0 | 0 | 0 | 0 | 0 | 1 |  | 7 | 3 | 7 | 2
| 4404 | 184 | 7 | 3 | 12 | 0 | 0 | 0 | 0 | 0 | 0 | 0 | 0 | 0 | 0 | 0 | 1 |  | 7 | 3 | 7 | 2
| 4405 | 184 | 7 | 3 | 13 | 0 | 0 | 0 | 0 | 0 | 0 | 0 | 0 | 0 | 0 | 0 | 1 |  | 7 | 3 | 7 | 2
| 4406 | 184 | 7 | 3 | 14 | 0 | 0 | 0 | 0 | 0 | 0 | 0 | 0 | 0 | 0 | 0 | 1 |  | 7 | 3 | 7 | 2
| 4407 | 184 | 7 | 3 | 15 | 0 | 0 | 0 | 0 | 0 | 0 | 0 | 0 | 0 | 0 | 0 | 1 |  | 7 | 3 | 7 | 2
| 4408 | 184 | 7 | 3 | 16 | 0 | 0 | 0 | 0 | 0 | 0 | 0 | 0 | 0 | 0 | 0 | 1 |  | 7 | 3 | 7 | 2
| 4409 | 184 | 7 | 3 | 17 | 0 | 0 | 0 | 0 | 0 | 0 | 0 | 0 | 0 | 0 | 0 | 1 |  | 7 | 3 | 7 | 2
| 4410 | 184 | 7 | 3 | 18 | 0 | 0 | 0 | 0 | 0 | 0 | 0 | 0 | 0 | 0 | 0 | 1 |  | 7 | 3 | 7 | 2
| 4411 | 184 | 7 | 3 | 19 | 0 | 0 | 0 | 0 | 0 | 0 | 0 | 0 | 0 | 0 | 0 | 1 |  | 7 | 3 | 7 | 2
| 4412 | 184 | 7 | 3 | 20 | 0 | 0 | 0 | 0 | 0 | 0 | 0 | 0 | 0 | 0 | 0 | 1 |  | 7 | 3 | 7 | 2
| 4413 | 184 | 7 | 3 | 21 | 0 | 0 | 0 | 0 | 0 | 0 | 0 | 0 | 0 | 0 | 0 | 1 |  | 7 | 3 | 7 | 2
| 4414 | 184 | 7 | 3 | 22 | 0 | 0 | 0 | 0 | 0 | 0 | 0 | 0 | 0 | 0 | 0 | 1 |  | 7 | 3 | 7 | 2
| 4415 | 184 | 7 | 3 | 23 | 0 | 0 | 0 | 0 | 0 | 0 | 0 | 0 | 0 | 0 | 0 | 1 |  | 7 | 3 | 7 | 2
| 4416 | 184 | 7 | 3 | 24 | 0 | 0 | 0 | 0 | 0 | 0 | 0 | 0 | 0 | 0 | 0 | 1 |  | 7 | 3 | 7 | 2
| 4417 | 185 | 7 | 4 | 1 | 0 | 0 | 1 | 0 | 0 | 0 | 0 | 0 | 0 | 0 | 0 | 1 |  | 7 | 4 | 7 | 3
| 4418 | 185 | 7 | 4 | 2 | 0 | 0 | 1 | 0 | 0 | 0 | 0 | 0 | 0 | 0 | 0 | 1 |  | 7 | 4 | 7 | 3
| 4419 | 185 | 7 | 4 | 3 | 0 | 0 | 1 | 0 | 0 | 0 | 0 | 0 | 0 | 0 | 0 | 1 |  | 7 | 4 | 7 | 3
| 4420 | 185 | 7 | 4 | 4 | 0 | 0 | 1 | 0 | 0 | 0 | 0 | 0 | 0 | 0 | 0 | 1 |  | 7 | 4 | 7 | 3
| 4421 | 185 | 7 | 4 | 5 | 0 | 0 | 1 | 0 | 0 | 0 | 0 | 0 | 0 | 0 | 0 | 1 |  | 7 | 4 | 7 | 3
| 4422 | 185 | 7 | 4 | 6 | 0 | 0 | 1 | 0 | 0 | 0 | 0 | 0 | 0 | 0 | 0 | 1 |  | 7 | 4 | 7 | 3
| 4423 | 185 | 7 | 4 | 7 | 0 | 0 | 1 | 0 | 0 | 0 | 0 | 0 | 0 | 0 | 0 | 1 |  | 7 | 4 | 7 | 3
| 4424 | 185 | 7 | 4 | 8 | 0 | 0 | 1 | 0 | 0 | 0 | 0 | 0 | 0 | 0 | 0 | 1 |  | 7 | 4 | 7 | 3
| 4425 | 185 | 7 | 4 | 9 | 0 | 0 | 1 | 0 | 0 | 0 | 0 | 0 | 0 | 0 | 0 | 1 |  | 7 | 4 | 7 | 3
| 4426 | 185 | 7 | 4 | 10 | 0 | 0 | 1 | 0 | 0 | 0 | 0 | 0 | 0 | 0 | 0 | 1 |  | 7 | 4 | 7 | 3
| 4427 | 185 | 7 | 4 | 11 | 0 | 0 | 1 | 0 | 0 | 0 | 0 | 0 | 0 | 0 | 0 | 1 |  | 7 | 4 | 7 | 3
| 4428 | 185 | 7 | 4 | 12 | 0 | 0 | 1 | 0 | 0 | 0 | 0 | 0 | 0 | 0 | 0 | 1 |  | 7 | 4 | 7 | 3
| 4429 | 185 | 7 | 4 | 13 | 0 | 0 | 1 | 0 | 0 | 0 | 0 | 0 | 0 | 0 | 0 | 1 |  | 7 | 4 | 7 | 3
| 4430 | 185 | 7 | 4 | 14 | 0 | 0 | 1 | 0 | 0 | 0 | 0 | 0 | 0 | 0 | 0 | 1 |  | 7 | 4 | 7 | 3
| 4431 | 185 | 7 | 4 | 15 | 0 | 0 | 1 | 0 | 0 | 0 | 0 | 0 | 0 | 0 | 0 | 1 |  | 7 | 4 | 7 | 3
| 4432 | 185 | 7 | 4 | 16 | 0 | 0 | 1 | 0 | 0 | 0 | 0 | 0 | 0 | 0 | 0 | 1 |  | 7 | 4 | 7 | 3
| 4433 | 185 | 7 | 4 | 17 | 0 | 0 | 1 | 0 | 0 | 0 | 0 | 0 | 0 | 0 | 0 | 1 |  | 7 | 4 | 7 | 3
| 4434 | 185 | 7 | 4 | 18 | 0 | 0 | 1 | 0 | 0 | 0 | 0 | 0 | 0 | 0 | 0 | 1 |  | 7 | 4 | 7 | 3
| 4435 | 185 | 7 | 4 | 19 | 0 | 0 | 1 | 0 | 0 | 0 | 0 | 0 | 0 | 0 | 0 | 1 |  | 7 | 4 | 7 | 3
| 4436 | 185 | 7 | 4 | 20 | 0 | 0 | 1 | 0 | 0 | 0 | 0 | 0 | 0 | 0 | 0 | 1 |  | 7 | 4 | 7 | 3
| 4437 | 185 | 7 | 4 | 21 | 0 | 0 | 1 | 0 | 0 | 0 | 0 | 0 | 0 | 0 | 0 | 1 |  | 7 | 4 | 7 | 3
| 4438 | 185 | 7 | 4 | 22 | 0 | 0 | 1 | 0 | 0 | 0 | 0 | 0 | 0 | 0 | 0 | 1 |  | 7 | 4 | 7 | 3
| 4439 | 185 | 7 | 4 | 23 | 0 | 0 | 1 | 0 | 0 | 0 | 0 | 0 | 0 | 0 | 0 | 1 |  | 7 | 4 | 7 | 3
| 4440 | 185 | 7 | 4 | 24 | 0 | 0 | 1 | 0 | 0 | 0 | 0 | 0 | 0 | 0 | 0 | 1 |  | 7 | 4 | 7 | 3
| 4441 | 186 | 7 | 5 | 1 | 0 | 0 | 1 | 0 | 0 | 0 | 0 | 0 | 0 | 0 | 0 | 1 |  | 7 | 5 | 7 | 4
| 4442 | 186 | 7 | 5 | 2 | 0 | 0 | 1 | 0 | 0 | 0 | 0 | 0 | 0 | 0 | 0 | 1 |  | 7 | 5 | 7 | 4
| 4443 | 186 | 7 | 5 | 3 | 0 | 0 | 1 | 0 | 0 | 0 | 0 | 0 | 0 | 0 | 0 | 1 |  | 7 | 5 | 7 | 4
| 4444 | 186 | 7 | 5 | 4 | 0 | 0 | 1 | 0 | 0 | 0 | 0 | 0 | 0 | 0 | 0 | 1 |  | 7 | 5 | 7 | 4
| 4445 | 186 | 7 | 5 | 5 | 0 | 0 | 1 | 0 | 0 | 0 | 0 | 0 | 0 | 0 | 0 | 1 |  | 7 | 5 | 7 | 4
| 4446 | 186 | 7 | 5 | 6 | 0 | 0 | 1 | 0 | 0 | 0 | 0 | 0 | 0 | 0 | 0 | 1 |  | 7 | 5 | 7 | 4
| 4447 | 186 | 7 | 5 | 7 | 0 | 0 | 1 | 0 | 0 | 0 | 0 | 0 | 0 | 0 | 0 | 1 |  | 7 | 5 | 7 | 4
| 4448 | 186 | 7 | 5 | 8 | 0 | 0 | 1 | 0 | 0 | 0 | 0 | 0 | 0 | 0 | 0 | 1 |  | 7 | 5 | 7 | 4
| 4449 | 186 | 7 | 5 | 9 | 0 | 0 | 1 | 0 | 0 | 0 | 0 | 0 | 0 | 0 | 0 | 1 |  | 7 | 5 | 7 | 4
| 4450 | 186 | 7 | 5 | 10 | 0 | 0 | 1 | 0 | 0 | 0 | 0 | 0 | 0 | 0 | 0 | 1 |  | 7 | 5 | 7 | 4
| 4451 | 186 | 7 | 5 | 11 | 0 | 0 | 1 | 0 | 0 | 0 | 0 | 0 | 0 | 0 | 0 | 1 |  | 7 | 5 | 7 | 4
| 4452 | 186 | 7 | 5 | 12 | 0 | 0 | 1 | 0 | 0 | 0 | 0 | 0 | 0 | 0 | 0 | 1 |  | 7 | 5 | 7 | 4
| 4453 | 186 | 7 | 5 | 13 | 0 | 0 | 1 | 0 | 0 | 0 | 0 | 0 | 0 | 0 | 0 | 1 |  | 7 | 5 | 7 | 4
| 4454 | 186 | 7 | 5 | 14 | 0 | 0 | 1 | 0 | 0 | 0 | 0 | 0 | 0 | 0 | 0 | 1 |  | 7 | 5 | 7 | 4
| 4455 | 186 | 7 | 5 | 15 | 0 | 0 | 1 | 0 | 0 | 0 | 0 | 0 | 0 | 0 | 0 | 1 |  | 7 | 5 | 7 | 4
| 4456 | 186 | 7 | 5 | 16 | 0 | 0 | 1 | 0 | 0 | 0 | 0 | 0 | 0 | 0 | 0 | 1 |  | 7 | 5 | 7 | 4
| 4457 | 186 | 7 | 5 | 17 | 0 | 0 | 1 | 0 | 0 | 0 | 0 | 0 | 0 | 0 | 0 | 1 |  | 7 | 5 | 7 | 4
| 4458 | 186 | 7 | 5 | 18 | 0 | 0 | 1 | 0 | 0 | 0 | 0 | 0 | 0 | 0 | 0 | 1 |  | 7 | 5 | 7 | 4
| 4459 | 186 | 7 | 5 | 19 | 0 | 0 | 1 | 0 | 0 | 0 | 0 | 0 | 0 | 0 | 0 | 1 |  | 7 | 5 | 7 | 4
| 4460 | 186 | 7 | 5 | 20 | 0 | 0 | 1 | 0 | 0 | 0 | 0 | 0 | 0 | 0 | 0 | 1 |  | 7 | 5 | 7 | 4
| 4461 | 186 | 7 | 5 | 21 | 0 | 0 | 1 | 0 | 0 | 0 | 0 | 0 | 0 | 0 | 0 | 1 |  | 7 | 5 | 7 | 4
| 4462 | 186 | 7 | 5 | 22 | 0 | 0 | 1 | 0 | 0 | 0 | 0 | 0 | 0 | 0 | 0 | 1 |  | 7 | 5 | 7 | 4
| 4463 | 186 | 7 | 5 | 23 | 0 | 0 | 1 | 0 | 0 | 0 | 0 | 0 | 0 | 0 | 0 | 1 |  | 7 | 5 | 7 | 4
| 4464 | 186 | 7 | 5 | 24 | 0 | 0 | 1 | 0 | 0 | 0 | 0 | 0 | 0 | 0 | 0 | 1 |  | 7 | 5 | 7 | 4
| 4465 | 187 | 7 | 6 | 1 | 0 | 0 | 1 | 0 | 0 | 0 | 0 | 0 | 0 | 0 | 0 | 1 |  | 7 | 6 | 7 | 5
| 4466 | 187 | 7 | 6 | 2 | 0 | 0 | 1 | 0 | 0 | 0 | 0 | 0 | 0 | 0 | 0 | 1 |  | 7 | 6 | 7 | 5
| 4467 | 187 | 7 | 6 | 3 | 0 | 0 | 1 | 0 | 0 | 0 | 0 | 0 | 0 | 0 | 0 | 1 |  | 7 | 6 | 7 | 5
| 4468 | 187 | 7 | 6 | 4 | 0 | 0 | 1 | 0 | 0 | 0 | 0 | 0 | 0 | 0 | 0 | 1 |  | 7 | 6 | 7 | 5
| 4469 | 187 | 7 | 6 | 5 | 0 | 0 | 1 | 0 | 0 | 0 | 0 | 0 | 0 | 0 | 0 | 1 |  | 7 | 6 | 7 | 5
| 4470 | 187 | 7 | 6 | 6 | 0 | 0 | 1 | 0 | 0 | 0 | 0 | 0 | 0 | 0 | 0 | 1 |  | 7 | 6 | 7 | 5
| 4471 | 187 | 7 | 6 | 7 | 0 | 0 | 1 | 0 | 0 | 0 | 0 | 0 | 0 | 0 | 0 | 1 |  | 7 | 6 | 7 | 5
| 4472 | 187 | 7 | 6 | 8 | 0 | 0 | 1 | 0 | 0 | 0 | 0 | 0 | 0 | 0 | 0 | 1 |  | 7 | 6 | 7 | 5
| 4473 | 187 | 7 | 6 | 9 | 0 | 0 | 1 | 0 | 0 | 0 | 0 | 0 | 0 | 0 | 0 | 1 |  | 7 | 6 | 7 | 5
| 4474 | 187 | 7 | 6 | 10 | 0 | 0 | 1 | 0 | 0 | 0 | 0 | 0 | 0 | 0 | 0 | 1 |  | 7 | 6 | 7 | 5
| 4475 | 187 | 7 | 6 | 11 | 0 | 0 | 1 | 0 | 0 | 0 | 0 | 0 | 0 | 0 | 0 | 1 |  | 7 | 6 | 7 | 5
| 4476 | 187 | 7 | 6 | 12 | 0 | 0 | 1 | 0 | 0 | 0 | 0 | 0 | 0 | 0 | 0 | 1 |  | 7 | 6 | 7 | 5
| 4477 | 187 | 7 | 6 | 13 | 0 | 0 | 1 | 0 | 0 | 0 | 0 | 0 | 0 | 0 | 0 | 1 |  | 7 | 6 | 7 | 5
| 4478 | 187 | 7 | 6 | 14 | 0 | 0 | 1 | 0 | 0 | 0 | 0 | 0 | 0 | 0 | 0 | 1 |  | 7 | 6 | 7 | 5
| 4479 | 187 | 7 | 6 | 15 | 0 | 0 | 1 | 0 | 0 | 0 | 0 | 0 | 0 | 0 | 0 | 1 |  | 7 | 6 | 7 | 5
| 4480 | 187 | 7 | 6 | 16 | 0 | 0 | 1 | 0 | 0 | 0 | 0 | 0 | 0 | 0 | 0 | 1 |  | 7 | 6 | 7 | 5
| 4481 | 187 | 7 | 6 | 17 | 0 | 0 | 1 | 0 | 0 | 0 | 0 | 0 | 0 | 0 | 0 | 1 |  | 7 | 6 | 7 | 5
| 4482 | 187 | 7 | 6 | 18 | 0 | 0 | 1 | 0 | 0 | 0 | 0 | 0 | 0 | 0 | 0 | 1 |  | 7 | 6 | 7 | 5
| 4483 | 187 | 7 | 6 | 19 | 0 | 0 | 1 | 0 | 0 | 0 | 0 | 0 | 0 | 0 | 0 | 1 |  | 7 | 6 | 7 | 5
| 4484 | 187 | 7 | 6 | 20 | 0 | 0 | 1 | 0 | 0 | 0 | 0 | 0 | 0 | 0 | 0 | 1 |  | 7 | 6 | 7 | 5
| 4485 | 187 | 7 | 6 | 21 | 0 | 0 | 1 | 0 | 0 | 0 | 0 | 0 | 0 | 0 | 0 | 1 |  | 7 | 6 | 7 | 5
| 4486 | 187 | 7 | 6 | 22 | 0 | 0 | 1 | 0 | 0 | 0 | 0 | 0 | 0 | 0 | 0 | 1 |  | 7 | 6 | 7 | 5
| 4487 | 187 | 7 | 6 | 23 | 0 | 0 | 1 | 0 | 0 | 0 | 0 | 0 | 0 | 0 | 0 | 1 |  | 7 | 6 | 7 | 5
| 4488 | 187 | 7 | 6 | 24 | 0 | 0 | 1 | 0 | 0 | 0 | 0 | 0 | 0 | 0 | 0 | 1 |  | 7 | 6 | 7 | 5
| 4489 | 188 | 7 | 7 | 1 | 0 | 0 | 1 | 0 | 0 | 0 | 0 | 0 | 0 | 0 | 0 | 1 |  | 7 | 7 | 7 | 6
| 4490 | 188 | 7 | 7 | 2 | 0 | 0 | 1 | 0 | 0 | 0 | 0 | 0 | 0 | 0 | 0 | 1 |  | 7 | 7 | 7 | 6
| 4491 | 188 | 7 | 7 | 3 | 0 | 0 | 1 | 0 | 0 | 0 | 0 | 0 | 0 | 0 | 0 | 1 |  | 7 | 7 | 7 | 6
| 4492 | 188 | 7 | 7 | 4 | 0 | 0 | 1 | 0 | 0 | 0 | 0 | 0 | 0 | 0 | 0 | 1 |  | 7 | 7 | 7 | 6
| 4493 | 188 | 7 | 7 | 5 | 0 | 0 | 1 | 0 | 0 | 0 | 0 | 0 | 0 | 0 | 0 | 1 |  | 7 | 7 | 7 | 6
| 4494 | 188 | 7 | 7 | 6 | 0 | 0 | 1 | 0 | 0 | 0 | 0 | 0 | 0 | 0 | 0 | 1 |  | 7 | 7 | 7 | 6
| 4495 | 188 | 7 | 7 | 7 | 0 | 0 | 1 | 0 | 0 | 0 | 0 | 0 | 0 | 0 | 0 | 1 |  | 7 | 7 | 7 | 6
| 4496 | 188 | 7 | 7 | 8 | 0 | 0 | 1 | 0 | 0 | 0 | 0 | 0 | 0 | 0 | 0 | 1 |  | 7 | 7 | 7 | 6
| 4497 | 188 | 7 | 7 | 9 | 0 | 0 | 1 | 0 | 0 | 0 | 0 | 0 | 0 | 0 | 0 | 1 |  | 7 | 7 | 7 | 6
| 4498 | 188 | 7 | 7 | 10 | 0 | 0 | 1 | 0 | 0 | 0 | 0 | 0 | 0 | 0 | 0 | 1 |  | 7 | 7 | 7 | 6
| 4499 | 188 | 7 | 7 | 11 | 0 | 0 | 1 | 0 | 0 | 0 | 0 | 0 | 0 | 0 | 0 | 1 |  | 7 | 7 | 7 | 6
| 4500 | 188 | 7 | 7 | 12 | 0 | 0 | 1 | 0 | 0 | 0 | 0 | 0 | 0 | 0 | 0 | 1 |  | 7 | 7 | 7 | 6
| 4501 | 188 | 7 | 7 | 13 | 0 | 0 | 1 | 0 | 0 | 0 | 0 | 0 | 0 | 0 | 0 | 1 |  | 7 | 7 | 7 | 6
| 4502 | 188 | 7 | 7 | 14 | 0 | 0 | 1 | 0 | 0 | 0 | 0 | 0 | 0 | 0 | 0 | 1 |  | 7 | 7 | 7 | 6
| 4503 | 188 | 7 | 7 | 15 | 0 | 0 | 1 | 0 | 0 | 0 | 0 | 0 | 0 | 0 | 0 | 1 |  | 7 | 7 | 7 | 6
| 4504 | 188 | 7 | 7 | 16 | 0 | 0 | 1 | 0 | 0 | 0 | 0 | 0 | 0 | 0 | 0 | 1 |  | 7 | 7 | 7 | 6
| 4505 | 188 | 7 | 7 | 17 | 0 | 0 | 1 | 0 | 0 | 0 | 0 | 0 | 0 | 0 | 0 | 1 |  | 7 | 7 | 7 | 6
| 4506 | 188 | 7 | 7 | 18 | 0 | 0 | 1 | 0 | 0 | 0 | 0 | 0 | 0 | 0 | 0 | 1 |  | 7 | 7 | 7 | 6
| 4507 | 188 | 7 | 7 | 19 | 0 | 0 | 1 | 0 | 0 | 0 | 0 | 0 | 0 | 0 | 0 | 1 |  | 7 | 7 | 7 | 6
| 4508 | 188 | 7 | 7 | 20 | 0 | 0 | 1 | 0 | 0 | 0 | 0 | 0 | 0 | 0 | 0 | 1 |  | 7 | 7 | 7 | 6
| 4509 | 188 | 7 | 7 | 21 | 0 | 0 | 1 | 0 | 0 | 0 | 0 | 0 | 0 | 0 | 0 | 1 |  | 7 | 7 | 7 | 6
| 4510 | 188 | 7 | 7 | 22 | 0 | 0 | 1 | 0 | 0 | 0 | 0 | 0 | 0 | 0 | 0 | 1 |  | 7 | 7 | 7 | 6
| 4511 | 188 | 7 | 7 | 23 | 0 | 0 | 1 | 0 | 0 | 0 | 0 | 0 | 0 | 0 | 0 | 1 |  | 7 | 7 | 7 | 6
| 4512 | 188 | 7 | 7 | 24 | 0 | 0 | 1 | 0 | 0 | 0 | 0 | 0 | 0 | 0 | 0 | 1 |  | 7 | 7 | 7 | 6
| 4513 | 189 | 7 | 8 | 1 | 0 | 0 | 1 | 0 | 0 | 0 | 0 | 0 | 0 | 0 | 0 | 1 |  | 7 | 8 | 7 | 7
| 4514 | 189 | 7 | 8 | 2 | 0 | 0 | 1 | 0 | 0 | 0 | 0 | 0 | 0 | 0 | 0 | 1 |  | 7 | 8 | 7 | 7
| 4515 | 189 | 7 | 8 | 3 | 0 | 0 | 1 | 0 | 0 | 0 | 0 | 0 | 0 | 0 | 0 | 1 |  | 7 | 8 | 7 | 7
| 4516 | 189 | 7 | 8 | 4 | 0 | 0 | 1 | 0 | 0 | 0 | 0 | 0 | 0 | 0 | 0 | 1 |  | 7 | 8 | 7 | 7
| 4517 | 189 | 7 | 8 | 5 | 0 | 0 | 1 | 0 | 0 | 0 | 0 | 0 | 0 | 0 | 0 | 1 |  | 7 | 8 | 7 | 7
| 4518 | 189 | 7 | 8 | 6 | 0 | 0 | 1 | 0 | 0 | 0 | 0 | 0 | 0 | 0 | 0 | 1 |  | 7 | 8 | 7 | 7
| 4519 | 189 | 7 | 8 | 7 | 0 | 0 | 1 | 0 | 0 | 0 | 0 | 0 | 0 | 0 | 0 | 1 |  | 7 | 8 | 7 | 7
| 4520 | 189 | 7 | 8 | 8 | 0 | 0 | 1 | 0 | 0 | 0 | 0 | 0 | 0 | 0 | 0 | 1 |  | 7 | 8 | 7 | 7
| 4521 | 189 | 7 | 8 | 9 | 0 | 0 | 1 | 0 | 0 | 0 | 0 | 0 | 0 | 0 | 0 | 1 |  | 7 | 8 | 7 | 7
| 4522 | 189 | 7 | 8 | 10 | 0 | 0 | 1 | 0 | 0 | 0 | 0 | 0 | 0 | 0 | 0 | 1 |  | 7 | 8 | 7 | 7
| 4523 | 189 | 7 | 8 | 11 | 0 | 0 | 1 | 0 | 0 | 0 | 0 | 0 | 0 | 0 | 0 | 1 |  | 7 | 8 | 7 | 7
| 4524 | 189 | 7 | 8 | 12 | 0 | 0 | 1 | 0 | 0 | 0 | 0 | 0 | 0 | 0 | 0 | 1 |  | 7 | 8 | 7 | 7
| 4525 | 189 | 7 | 8 | 13 | 0 | 0 | 1 | 0 | 0 | 0 | 0 | 0 | 0 | 0 | 0 | 1 |  | 7 | 8 | 7 | 7
| 4526 | 189 | 7 | 8 | 14 | 0 | 0 | 1 | 0 | 0 | 0 | 0 | 0 | 0 | 0 | 0 | 1 |  | 7 | 8 | 7 | 7
| 4527 | 189 | 7 | 8 | 15 | 0 | 0 | 1 | 0 | 0 | 0 | 0 | 0 | 0 | 0 | 0 | 1 |  | 7 | 8 | 7 | 7
| 4528 | 189 | 7 | 8 | 16 | 0 | 0 | 1 | 0 | 0 | 0 | 0 | 0 | 0 | 0 | 0 | 1 |  | 7 | 8 | 7 | 7
| 4529 | 189 | 7 | 8 | 17 | 0 | 0 | 1 | 0 | 0 | 0 | 0 | 0 | 0 | 0 | 0 | 1 |  | 7 | 8 | 7 | 7
| 4530 | 189 | 7 | 8 | 18 | 0 | 0 | 1 | 0 | 0 | 0 | 0 | 0 | 0 | 0 | 0 | 1 |  | 7 | 8 | 7 | 7
| 4531 | 189 | 7 | 8 | 19 | 0 | 0 | 1 | 0 | 0 | 0 | 0 | 0 | 0 | 0 | 0 | 1 |  | 7 | 8 | 7 | 7
| 4532 | 189 | 7 | 8 | 20 | 0 | 0 | 1 | 0 | 0 | 0 | 0 | 0 | 0 | 0 | 0 | 1 |  | 7 | 8 | 7 | 7
| 4533 | 189 | 7 | 8 | 21 | 0 | 0 | 1 | 0 | 0 | 0 | 0 | 0 | 0 | 0 | 0 | 1 |  | 7 | 8 | 7 | 7
| 4534 | 189 | 7 | 8 | 22 | 0 | 0 | 1 | 0 | 0 | 0 | 0 | 0 | 0 | 0 | 0 | 1 |  | 7 | 8 | 7 | 7
| 4535 | 189 | 7 | 8 | 23 | 0 | 0 | 1 | 0 | 0 | 0 | 0 | 0 | 0 | 0 | 0 | 1 |  | 7 | 8 | 7 | 7
| 4536 | 189 | 7 | 8 | 24 | 0 | 0 | 1 | 0 | 0 | 0 | 0 | 0 | 0 | 0 | 0 | 1 |  | 7 | 8 | 7 | 7
| 4537 | 190 | 7 | 9 | 1 | 0 | 0 | 0 | 0 | 0 | 0 | 0 | 0 | 0 | 0 | 0 | 1 |  | 7 | 9 | 7 | 8
| 4538 | 190 | 7 | 9 | 2 | 0 | 0 | 0 | 0 | 0 | 0 | 0 | 0 | 0 | 0 | 0 | 1 |  | 7 | 9 | 7 | 8
| 4539 | 190 | 7 | 9 | 3 | 0 | 0 | 0 | 0 | 0 | 0 | 0 | 0 | 0 | 0 | 0 | 1 |  | 7 | 9 | 7 | 8
| 4540 | 190 | 7 | 9 | 4 | 0 | 0 | 0 | 0 | 0 | 0 | 0 | 0 | 0 | 0 | 0 | 1 |  | 7 | 9 | 7 | 8
| 4541 | 190 | 7 | 9 | 5 | 0 | 0 | 0 | 0 | 0 | 0 | 0 | 0 | 0 | 0 | 0 | 1 |  | 7 | 9 | 7 | 8
| 4542 | 190 | 7 | 9 | 6 | 0 | 0 | 0 | 0 | 0 | 0 | 0 | 0 | 0 | 0 | 0 | 1 |  | 7 | 9 | 7 | 8
| 4543 | 190 | 7 | 9 | 7 | 0 | 0 | 0 | 0 | 0 | 0 | 0 | 0 | 0 | 0 | 0 | 1 |  | 7 | 9 | 7 | 8
| 4544 | 190 | 7 | 9 | 8 | 0 | 0 | 0 | 0 | 0 | 0 | 0 | 0 | 0 | 0 | 0 | 1 |  | 7 | 9 | 7 | 8
| 4545 | 190 | 7 | 9 | 9 | 0 | 0 | 0 | 0 | 0 | 0 | 0 | 0 | 0 | 0 | 0 | 1 |  | 7 | 9 | 7 | 8
| 4546 | 190 | 7 | 9 | 10 | 0 | 0 | 0 | 0 | 0 | 0 | 0 | 0 | 0 | 0 | 0 | 1 |  | 7 | 9 | 7 | 8
| 4547 | 190 | 7 | 9 | 11 | 0 | 0 | 0 | 0 | 0 | 0 | 0 | 0 | 0 | 0 | 0 | 1 |  | 7 | 9 | 7 | 8
| 4548 | 190 | 7 | 9 | 12 | 0 | 0 | 0 | 0 | 0 | 0 | 0 | 0 | 0 | 0 | 0 | 1 |  | 7 | 9 | 7 | 8
| 4549 | 190 | 7 | 9 | 13 | 0 | 0 | 0 | 0 | 0 | 0 | 0 | 0 | 0 | 0 | 0 | 1 |  | 7 | 9 | 7 | 8
| 4550 | 190 | 7 | 9 | 14 | 0 | 0 | 0 | 0 | 0 | 0 | 0 | 0 | 0 | 0 | 0 | 1 |  | 7 | 9 | 7 | 8
| 4551 | 190 | 7 | 9 | 15 | 0 | 0 | 0 | 0 | 0 | 0 | 0 | 0 | 0 | 0 | 0 | 1 |  | 7 | 9 | 7 | 8
| 4552 | 190 | 7 | 9 | 16 | 0 | 0 | 0 | 0 | 0 | 0 | 0 | 0 | 0 | 0 | 0 | 1 |  | 7 | 9 | 7 | 8
| 4553 | 190 | 7 | 9 | 17 | 0 | 0 | 0 | 0 | 0 | 0 | 0 | 0 | 0 | 0 | 0 | 1 |  | 7 | 9 | 7 | 8
| 4554 | 190 | 7 | 9 | 18 | 0 | 0 | 0 | 0 | 0 | 0 | 0 | 0 | 0 | 0 | 0 | 1 |  | 7 | 9 | 7 | 8
| 4555 | 190 | 7 | 9 | 19 | 0 | 0 | 0 | 0 | 0 | 0 | 0 | 0 | 0 | 0 | 0 | 1 |  | 7 | 9 | 7 | 8
| 4556 | 190 | 7 | 9 | 20 | 0 | 0 | 0 | 0 | 0 | 0 | 0 | 0 | 0 | 0 | 0 | 1 |  | 7 | 9 | 7 | 8
| 4557 | 190 | 7 | 9 | 21 | 0 | 0 | 0 | 0 | 0 | 0 | 0 | 0 | 0 | 0 | 0 | 1 |  | 7 | 9 | 7 | 8
| 4558 | 190 | 7 | 9 | 22 | 0 | 0 | 0 | 0 | 0 | 0 | 0 | 0 | 0 | 0 | 0 | 1 |  | 7 | 9 | 7 | 8
| 4559 | 190 | 7 | 9 | 23 | 0 | 0 | 0 | 0 | 0 | 0 | 0 | 0 | 0 | 0 | 0 | 1 |  | 7 | 9 | 7 | 8
| 4560 | 190 | 7 | 9 | 24 | 0 | 0 | 0 | 0 | 0 | 0 | 0 | 0 | 0 | 0 | 0 | 1 |  | 7 | 9 | 7 | 8
| 4561 | 191 | 7 | 10 | 1 | 0 | 0 | 0 | 0 | 0 | 0 | 0 | 0 | 0 | 0 | 0 | 1 |  | 7 | 10 | 7 | 9
| 4562 | 191 | 7 | 10 | 2 | 0 | 0 | 0 | 0 | 0 | 0 | 0 | 0 | 0 | 0 | 0 | 1 |  | 7 | 10 | 7 | 9
| 4563 | 191 | 7 | 10 | 3 | 0 | 0 | 0 | 0 | 0 | 0 | 0 | 0 | 0 | 0 | 0 | 1 |  | 7 | 10 | 7 | 9
| 4564 | 191 | 7 | 10 | 4 | 0 | 0 | 0 | 0 | 0 | 0 | 0 | 0 | 0 | 0 | 0 | 1 |  | 7 | 10 | 7 | 9
| 4565 | 191 | 7 | 10 | 5 | 0 | 0 | 0 | 0 | 0 | 0 | 0 | 0 | 0 | 0 | 0 | 1 |  | 7 | 10 | 7 | 9
| 4566 | 191 | 7 | 10 | 6 | 0 | 0 | 0 | 0 | 0 | 0 | 0 | 0 | 0 | 0 | 0 | 1 |  | 7 | 10 | 7 | 9
| 4567 | 191 | 7 | 10 | 7 | 0 | 0 | 0 | 0 | 0 | 0 | 0 | 0 | 0 | 0 | 0 | 1 |  | 7 | 10 | 7 | 9
| 4568 | 191 | 7 | 10 | 8 | 0 | 0 | 0 | 0 | 0 | 0 | 0 | 0 | 0 | 0 | 0 | 1 |  | 7 | 10 | 7 | 9
| 4569 | 191 | 7 | 10 | 9 | 0 | 0 | 0 | 0 | 0 | 0 | 0 | 0 | 0 | 0 | 0 | 1 |  | 7 | 10 | 7 | 9
| 4570 | 191 | 7 | 10 | 10 | 0 | 0 | 0 | 0 | 0 | 0 | 0 | 0 | 0 | 0 | 0 | 1 |  | 7 | 10 | 7 | 9
| 4571 | 191 | 7 | 10 | 11 | 0 | 0 | 0 | 0 | 0 | 0 | 0 | 0 | 0 | 0 | 0 | 1 |  | 7 | 10 | 7 | 9
| 4572 | 191 | 7 | 10 | 12 | 0 | 0 | 0 | 0 | 0 | 0 | 0 | 0 | 0 | 0 | 0 | 1 |  | 7 | 10 | 7 | 9
| 4573 | 191 | 7 | 10 | 13 | 0 | 0 | 0 | 0 | 0 | 0 | 0 | 0 | 0 | 0 | 0 | 1 |  | 7 | 10 | 7 | 9
| 4574 | 191 | 7 | 10 | 14 | 0 | 0 | 0 | 0 | 0 | 0 | 0 | 0 | 0 | 0 | 0 | 1 |  | 7 | 10 | 7 | 9
| 4575 | 191 | 7 | 10 | 15 | 0 | 0 | 0 | 0 | 0 | 0 | 0 | 0 | 0 | 0 | 0 | 1 |  | 7 | 10 | 7 | 9
| 4576 | 191 | 7 | 10 | 16 | 0 | 0 | 0 | 0 | 0 | 0 | 0 | 0 | 0 | 0 | 0 | 1 |  | 7 | 10 | 7 | 9
| 4577 | 191 | 7 | 10 | 17 | 0 | 0 | 0 | 0 | 0 | 0 | 0 | 0 | 0 | 0 | 0 | 1 |  | 7 | 10 | 7 | 9
| 4578 | 191 | 7 | 10 | 18 | 0 | 0 | 0 | 0 | 0 | 0 | 0 | 0 | 0 | 0 | 0 | 1 |  | 7 | 10 | 7 | 9
| 4579 | 191 | 7 | 10 | 19 | 0 | 0 | 0 | 0 | 0 | 0 | 0 | 0 | 0 | 0 | 0 | 1 |  | 7 | 10 | 7 | 9
| 4580 | 191 | 7 | 10 | 20 | 0 | 0 | 0 | 0 | 0 | 0 | 0 | 0 | 0 | 0 | 0 | 1 |  | 7 | 10 | 7 | 9
| 4581 | 191 | 7 | 10 | 21 | 0 | 0 | 0 | 0 | 0 | 0 | 0 | 0 | 0 | 0 | 0 | 1 |  | 7 | 10 | 7 | 9
| 4582 | 191 | 7 | 10 | 22 | 0 | 0 | 0 | 0 | 0 | 0 | 0 | 0 | 0 | 0 | 0 | 1 |  | 7 | 10 | 7 | 9
| 4583 | 191 | 7 | 10 | 23 | 0 | 0 | 0 | 0 | 0 | 0 | 0 | 0 | 0 | 0 | 0 | 1 |  | 7 | 10 | 7 | 9
| 4584 | 191 | 7 | 10 | 24 | 0 | 0 | 0 | 0 | 0 | 0 | 0 | 0 | 0 | 0 | 0 | 1 |  | 7 | 10 | 7 | 9
| 4585 | 192 | 7 | 11 | 1 | 0 | 0 | 1 | 0 | 0 | 0 | 0 | 0 | 0 | 0 | 0 | 1 |  | 7 | 11 | 7 | 10
| 4586 | 192 | 7 | 11 | 2 | 0 | 0 | 1 | 0 | 0 | 0 | 0 | 0 | 0 | 0 | 0 | 1 |  | 7 | 11 | 7 | 10
| 4587 | 192 | 7 | 11 | 3 | 0 | 0 | 1 | 0 | 0 | 0 | 0 | 0 | 0 | 0 | 0 | 1 |  | 7 | 11 | 7 | 10
| 4588 | 192 | 7 | 11 | 4 | 0 | 0 | 1 | 0 | 0 | 0 | 0 | 0 | 0 | 0 | 0 | 1 |  | 7 | 11 | 7 | 10
| 4589 | 192 | 7 | 11 | 5 | 0 | 0 | 1 | 0 | 0 | 0 | 0 | 0 | 0 | 0 | 0 | 1 |  | 7 | 11 | 7 | 10
| 4590 | 192 | 7 | 11 | 6 | 0 | 0 | 1 | 0 | 0 | 0 | 0 | 0 | 0 | 0 | 0 | 1 |  | 7 | 11 | 7 | 10
| 4591 | 192 | 7 | 11 | 7 | 0 | 0 | 1 | 0 | 0 | 0 | 0 | 0 | 0 | 0 | 0 | 1 |  | 7 | 11 | 7 | 10
| 4592 | 192 | 7 | 11 | 8 | 0 | 0 | 1 | 0 | 0 | 0 | 0 | 0 | 0 | 0 | 0 | 1 |  | 7 | 11 | 7 | 10
| 4593 | 192 | 7 | 11 | 9 | 0 | 0 | 1 | 0 | 0 | 0 | 0 | 0 | 0 | 0 | 0 | 1 |  | 7 | 11 | 7 | 10
| 4594 | 192 | 7 | 11 | 10 | 0 | 0 | 1 | 0 | 0 | 0 | 0 | 0 | 0 | 0 | 0 | 1 |  | 7 | 11 | 7 | 10
| 4595 | 192 | 7 | 11 | 11 | 0 | 0 | 1 | 0 | 0 | 0 | 0 | 0 | 0 | 0 | 0 | 1 |  | 7 | 11 | 7 | 10
| 4596 | 192 | 7 | 11 | 12 | 0 | 0 | 1 | 0 | 0 | 0 | 0 | 0 | 0 | 0 | 0 | 1 |  | 7 | 11 | 7 | 10
| 4597 | 192 | 7 | 11 | 13 | 0 | 0 | 1 | 0 | 0 | 0 | 0 | 0 | 0 | 0 | 0 | 1 |  | 7 | 11 | 7 | 10
| 4598 | 192 | 7 | 11 | 14 | 0 | 0 | 1 | 0 | 0 | 0 | 0 | 0 | 0 | 0 | 0 | 1 |  | 7 | 11 | 7 | 10
| 4599 | 192 | 7 | 11 | 15 | 0 | 0 | 1 | 0 | 0 | 0 | 0 | 0 | 0 | 0 | 0 | 1 |  | 7 | 11 | 7 | 10
| 4600 | 192 | 7 | 11 | 16 | 0 | 0 | 1 | 0 | 0 | 0 | 0 | 0 | 0 | 0 | 0 | 1 |  | 7 | 11 | 7 | 10
| 4601 | 192 | 7 | 11 | 17 | 0 | 0 | 1 | 0 | 0 | 0 | 0 | 0 | 0 | 0 | 0 | 1 |  | 7 | 11 | 7 | 10
| 4602 | 192 | 7 | 11 | 18 | 0 | 0 | 1 | 0 | 0 | 0 | 0 | 0 | 0 | 0 | 0 | 1 |  | 7 | 11 | 7 | 10
| 4603 | 192 | 7 | 11 | 19 | 0 | 0 | 1 | 0 | 0 | 0 | 0 | 0 | 0 | 0 | 0 | 1 |  | 7 | 11 | 7 | 10
| 4604 | 192 | 7 | 11 | 20 | 0 | 0 | 1 | 0 | 0 | 0 | 0 | 0 | 0 | 0 | 0 | 1 |  | 7 | 11 | 7 | 10
| 4605 | 192 | 7 | 11 | 21 | 0 | 0 | 1 | 0 | 0 | 0 | 0 | 0 | 0 | 0 | 0 | 1 |  | 7 | 11 | 7 | 10
| 4606 | 192 | 7 | 11 | 22 | 0 | 0 | 1 | 0 | 0 | 0 | 0 | 0 | 0 | 0 | 0 | 1 |  | 7 | 11 | 7 | 10
| 4607 | 192 | 7 | 11 | 23 | 0 | 0 | 1 | 0 | 0 | 0 | 0 | 0 | 0 | 0 | 0 | 1 |  | 7 | 11 | 7 | 10
| 4608 | 192 | 7 | 11 | 24 | 0 | 0 | 1 | 0 | 0 | 0 | 0 | 0 | 0 | 0 | 0 | 1 |  | 7 | 11 | 7 | 10
| 4609 | 193 | 7 | 12 | 1 | 0 | 0 | 1 | 0 | 0 | 0 | 0 | 0 | 0 | 0 | 0 | 1 |  | 7 | 12 | 7 | 11
| 4610 | 193 | 7 | 12 | 2 | 0 | 0 | 1 | 0 | 0 | 0 | 0 | 0 | 0 | 0 | 0 | 1 |  | 7 | 12 | 7 | 11
| 4611 | 193 | 7 | 12 | 3 | 0 | 0 | 1 | 0 | 0 | 0 | 0 | 0 | 0 | 0 | 0 | 1 |  | 7 | 12 | 7 | 11
| 4612 | 193 | 7 | 12 | 4 | 0 | 0 | 1 | 0 | 0 | 0 | 0 | 0 | 0 | 0 | 0 | 1 |  | 7 | 12 | 7 | 11
| 4613 | 193 | 7 | 12 | 5 | 0 | 0 | 1 | 0 | 0 | 0 | 0 | 0 | 0 | 0 | 0 | 1 |  | 7 | 12 | 7 | 11
| 4614 | 193 | 7 | 12 | 6 | 0 | 0 | 1 | 0 | 0 | 0 | 0 | 0 | 0 | 0 | 0 | 1 |  | 7 | 12 | 7 | 11
| 4615 | 193 | 7 | 12 | 7 | 0 | 0 | 1 | 0 | 0 | 0 | 0 | 0 | 0 | 0 | 0 | 1 |  | 7 | 12 | 7 | 11
| 4616 | 193 | 7 | 12 | 8 | 0 | 0 | 1 | 0 | 0 | 0 | 0 | 0 | 0 | 0 | 0 | 1 |  | 7 | 12 | 7 | 11
| 4617 | 193 | 7 | 12 | 9 | 0 | 0 | 1 | 0 | 0 | 0 | 0 | 0 | 0 | 0 | 0 | 1 |  | 7 | 12 | 7 | 11
| 4618 | 193 | 7 | 12 | 10 | 0 | 0 | 1 | 0 | 0 | 0 | 0 | 0 | 0 | 0 | 0 | 1 |  | 7 | 12 | 7 | 11
| 4619 | 193 | 7 | 12 | 11 | 0 | 0 | 1 | 0 | 0 | 0 | 0 | 0 | 0 | 0 | 0 | 1 |  | 7 | 12 | 7 | 11
| 4620 | 193 | 7 | 12 | 12 | 0 | 0 | 1 | 0 | 0 | 0 | 0 | 0 | 0 | 0 | 0 | 1 |  | 7 | 12 | 7 | 11
| 4621 | 193 | 7 | 12 | 13 | 0 | 0 | 1 | 0 | 0 | 0 | 0 | 0 | 0 | 0 | 0 | 1 |  | 7 | 12 | 7 | 11
| 4622 | 193 | 7 | 12 | 14 | 0 | 0 | 1 | 0 | 0 | 0 | 0 | 0 | 0 | 0 | 0 | 1 |  | 7 | 12 | 7 | 11
| 4623 | 193 | 7 | 12 | 15 | 0 | 0 | 1 | 0 | 0 | 0 | 0 | 0 | 0 | 0 | 0 | 1 |  | 7 | 12 | 7 | 11
| 4624 | 193 | 7 | 12 | 16 | 0 | 0 | 1 | 0 | 0 | 0 | 0 | 0 | 0 | 0 | 0 | 1 |  | 7 | 12 | 7 | 11
| 4625 | 193 | 7 | 12 | 17 | 0 | 0 | 1 | 0 | 0 | 0 | 0 | 0 | 0 | 0 | 0 | 1 |  | 7 | 12 | 7 | 11
| 4626 | 193 | 7 | 12 | 18 | 0 | 0 | 1 | 0 | 0 | 0 | 0 | 0 | 0 | 0 | 0 | 1 |  | 7 | 12 | 7 | 11
| 4627 | 193 | 7 | 12 | 19 | 0 | 0 | 1 | 0 | 0 | 0 | 0 | 0 | 0 | 0 | 0 | 1 |  | 7 | 12 | 7 | 11
| 4628 | 193 | 7 | 12 | 20 | 0 | 0 | 1 | 0 | 0 | 0 | 0 | 0 | 0 | 0 | 0 | 1 |  | 7 | 12 | 7 | 11
| 4629 | 193 | 7 | 12 | 21 | 0 | 0 | 1 | 0 | 0 | 0 | 0 | 0 | 0 | 0 | 0 | 1 |  | 7 | 12 | 7 | 11
| 4630 | 193 | 7 | 12 | 22 | 0 | 0 | 1 | 0 | 0 | 0 | 0 | 0 | 0 | 0 | 0 | 1 |  | 7 | 12 | 7 | 11
| 4631 | 193 | 7 | 12 | 23 | 0 | 0 | 1 | 0 | 0 | 0 | 0 | 0 | 0 | 0 | 0 | 1 |  | 7 | 12 | 7 | 11
| 4632 | 193 | 7 | 12 | 24 | 0 | 0 | 1 | 0 | 0 | 0 | 0 | 0 | 0 | 0 | 0 | 1 |  | 7 | 12 | 7 | 11
| 4633 | 194 | 7 | 13 | 1 | 0 | 0 | 1 | 0 | 0 | 0 | 0 | 0 | 0 | 0 | 0 | 1 |  | 7 | 13 | 7 | 12
| 4634 | 194 | 7 | 13 | 2 | 0 | 0 | 1 | 0 | 0 | 0 | 0 | 0 | 0 | 0 | 0 | 1 |  | 7 | 13 | 7 | 12
| 4635 | 194 | 7 | 13 | 3 | 0 | 0 | 1 | 0 | 0 | 0 | 0 | 0 | 0 | 0 | 0 | 1 |  | 7 | 13 | 7 | 12
| 4636 | 194 | 7 | 13 | 4 | 0 | 0 | 1 | 0 | 0 | 0 | 0 | 0 | 0 | 0 | 0 | 1 |  | 7 | 13 | 7 | 12
| 4637 | 194 | 7 | 13 | 5 | 0 | 0 | 1 | 0 | 0 | 0 | 0 | 0 | 0 | 0 | 0 | 1 |  | 7 | 13 | 7 | 12
| 4638 | 194 | 7 | 13 | 6 | 0 | 0 | 1 | 0 | 0 | 0 | 0 | 0 | 0 | 0 | 0 | 1 |  | 7 | 13 | 7 | 12
| 4639 | 194 | 7 | 13 | 7 | 0 | 0 | 1 | 0 | 0 | 0 | 0 | 0 | 0 | 0 | 0 | 1 |  | 7 | 13 | 7 | 12
| 4640 | 194 | 7 | 13 | 8 | 0 | 0 | 1 | 0 | 0 | 0 | 0 | 0 | 0 | 0 | 0 | 1 |  | 7 | 13 | 7 | 12
| 4641 | 194 | 7 | 13 | 9 | 0 | 0 | 1 | 0 | 0 | 0 | 0 | 0 | 0 | 0 | 0 | 1 |  | 7 | 13 | 7 | 12
| 4642 | 194 | 7 | 13 | 10 | 0 | 0 | 1 | 0 | 0 | 0 | 0 | 0 | 0 | 0 | 0 | 1 |  | 7 | 13 | 7 | 12
| 4643 | 194 | 7 | 13 | 11 | 0 | 0 | 1 | 0 | 0 | 0 | 0 | 0 | 0 | 0 | 0 | 1 |  | 7 | 13 | 7 | 12
| 4644 | 194 | 7 | 13 | 12 | 0 | 0 | 1 | 0 | 0 | 0 | 0 | 0 | 0 | 0 | 0 | 1 |  | 7 | 13 | 7 | 12
| 4645 | 194 | 7 | 13 | 13 | 0 | 0 | 1 | 0 | 0 | 0 | 0 | 0 | 0 | 0 | 0 | 1 |  | 7 | 13 | 7 | 12
| 4646 | 194 | 7 | 13 | 14 | 0 | 0 | 1 | 0 | 0 | 0 | 0 | 0 | 0 | 0 | 0 | 1 |  | 7 | 13 | 7 | 12
| 4647 | 194 | 7 | 13 | 15 | 0 | 0 | 1 | 0 | 0 | 0 | 0 | 0 | 0 | 0 | 0 | 1 |  | 7 | 13 | 7 | 12
| 4648 | 194 | 7 | 13 | 16 | 0 | 0 | 1 | 0 | 0 | 0 | 0 | 0 | 0 | 0 | 0 | 1 |  | 7 | 13 | 7 | 12
| 4649 | 194 | 7 | 13 | 17 | 0 | 0 | 1 | 0 | 0 | 0 | 0 | 0 | 0 | 0 | 0 | 1 |  | 7 | 13 | 7 | 12
| 4650 | 194 | 7 | 13 | 18 | 0 | 0 | 1 | 0 | 0 | 0 | 0 | 0 | 0 | 0 | 0 | 1 |  | 7 | 13 | 7 | 12
| 4651 | 194 | 7 | 13 | 19 | 0 | 0 | 1 | 0 | 0 | 0 | 0 | 0 | 0 | 0 | 0 | 1 |  | 7 | 13 | 7 | 12
| 4652 | 194 | 7 | 13 | 20 | 0 | 0 | 1 | 0 | 0 | 0 | 0 | 0 | 0 | 0 | 0 | 1 |  | 7 | 13 | 7 | 12
| 4653 | 194 | 7 | 13 | 21 | 0 | 0 | 1 | 0 | 0 | 0 | 0 | 0 | 0 | 0 | 0 | 1 |  | 7 | 13 | 7 | 12
| 4654 | 194 | 7 | 13 | 22 | 0 | 0 | 1 | 0 | 0 | 0 | 0 | 0 | 0 | 0 | 0 | 1 |  | 7 | 13 | 7 | 12
| 4655 | 194 | 7 | 13 | 23 | 0 | 0 | 1 | 0 | 0 | 0 | 0 | 0 | 0 | 0 | 0 | 1 |  | 7 | 13 | 7 | 12
| 4656 | 194 | 7 | 13 | 24 | 0 | 0 | 1 | 0 | 0 | 0 | 0 | 0 | 0 | 0 | 0 | 1 |  | 7 | 13 | 7 | 12
| 4657 | 195 | 7 | 14 | 1 | 0 | 0 | 1 | 0 | 0 | 0 | 0 | 0 | 0 | 0 | 0 | 1 |  | 7 | 14 | 7 | 13
| 4658 | 195 | 7 | 14 | 2 | 0 | 0 | 1 | 0 | 0 | 0 | 0 | 0 | 0 | 0 | 0 | 1 |  | 7 | 14 | 7 | 13
| 4659 | 195 | 7 | 14 | 3 | 0 | 0 | 1 | 0 | 0 | 0 | 0 | 0 | 0 | 0 | 0 | 1 |  | 7 | 14 | 7 | 13
| 4660 | 195 | 7 | 14 | 4 | 0 | 0 | 1 | 0 | 0 | 0 | 0 | 0 | 0 | 0 | 0 | 1 |  | 7 | 14 | 7 | 13
| 4661 | 195 | 7 | 14 | 5 | 0 | 0 | 1 | 0 | 0 | 0 | 0 | 0 | 0 | 0 | 0 | 1 |  | 7 | 14 | 7 | 13
| 4662 | 195 | 7 | 14 | 6 | 0 | 0 | 1 | 0 | 0 | 0 | 0 | 0 | 0 | 0 | 0 | 1 |  | 7 | 14 | 7 | 13
| 4663 | 195 | 7 | 14 | 7 | 0 | 0 | 1 | 0 | 0 | 0 | 0 | 0 | 0 | 0 | 0 | 1 |  | 7 | 14 | 7 | 13
| 4664 | 195 | 7 | 14 | 8 | 0 | 0 | 1 | 0 | 0 | 0 | 0 | 0 | 0 | 0 | 0 | 1 |  | 7 | 14 | 7 | 13
| 4665 | 195 | 7 | 14 | 9 | 0 | 0 | 1 | 0 | 0 | 0 | 0 | 0 | 0 | 0 | 0 | 1 |  | 7 | 14 | 7 | 13
| 4666 | 195 | 7 | 14 | 10 | 0 | 0 | 1 | 0 | 0 | 0 | 0 | 0 | 0 | 0 | 0 | 1 |  | 7 | 14 | 7 | 13
| 4667 | 195 | 7 | 14 | 11 | 0 | 0 | 1 | 0 | 0 | 0 | 0 | 0 | 0 | 0 | 0 | 1 |  | 7 | 14 | 7 | 13
| 4668 | 195 | 7 | 14 | 12 | 0 | 0 | 1 | 0 | 0 | 0 | 0 | 0 | 0 | 0 | 0 | 1 |  | 7 | 14 | 7 | 13
| 4669 | 195 | 7 | 14 | 13 | 0 | 0 | 1 | 0 | 0 | 0 | 0 | 0 | 0 | 0 | 0 | 1 |  | 7 | 14 | 7 | 13
| 4670 | 195 | 7 | 14 | 14 | 0 | 0 | 1 | 0 | 0 | 0 | 0 | 0 | 0 | 0 | 0 | 1 |  | 7 | 14 | 7 | 13
| 4671 | 195 | 7 | 14 | 15 | 0 | 0 | 1 | 0 | 0 | 0 | 0 | 0 | 0 | 0 | 0 | 1 |  | 7 | 14 | 7 | 13
| 4672 | 195 | 7 | 14 | 16 | 0 | 0 | 1 | 0 | 0 | 0 | 0 | 0 | 0 | 0 | 0 | 1 |  | 7 | 14 | 7 | 13
| 4673 | 195 | 7 | 14 | 17 | 0 | 0 | 1 | 0 | 0 | 0 | 0 | 0 | 0 | 0 | 0 | 1 |  | 7 | 14 | 7 | 13
| 4674 | 195 | 7 | 14 | 18 | 0 | 0 | 1 | 0 | 0 | 0 | 0 | 0 | 0 | 0 | 0 | 1 |  | 7 | 14 | 7 | 13
| 4675 | 195 | 7 | 14 | 19 | 0 | 0 | 1 | 0 | 0 | 0 | 0 | 0 | 0 | 0 | 0 | 1 |  | 7 | 14 | 7 | 13
| 4676 | 195 | 7 | 14 | 20 | 0 | 0 | 1 | 0 | 0 | 0 | 0 | 0 | 0 | 0 | 0 | 1 |  | 7 | 14 | 7 | 13
| 4677 | 195 | 7 | 14 | 21 | 0 | 0 | 1 | 0 | 0 | 0 | 0 | 0 | 0 | 0 | 0 | 1 |  | 7 | 14 | 7 | 13
| 4678 | 195 | 7 | 14 | 22 | 0 | 0 | 1 | 0 | 0 | 0 | 0 | 0 | 0 | 0 | 0 | 1 |  | 7 | 14 | 7 | 13
| 4679 | 195 | 7 | 14 | 23 | 0 | 0 | 1 | 0 | 0 | 0 | 0 | 0 | 0 | 0 | 0 | 1 |  | 7 | 14 | 7 | 13
| 4680 | 195 | 7 | 14 | 24 | 0 | 0 | 1 | 0 | 0 | 0 | 0 | 0 | 0 | 0 | 0 | 1 |  | 7 | 14 | 7 | 13
| 4681 | 196 | 7 | 15 | 1 | 0 | 0 | 1 | 0 | 0 | 0 | 0 | 0 | 0 | 0 | 0 | 1 |  | 7 | 15 | 7 | 14
| 4682 | 196 | 7 | 15 | 2 | 0 | 0 | 1 | 0 | 0 | 0 | 0 | 0 | 0 | 0 | 0 | 1 |  | 7 | 15 | 7 | 14
| 4683 | 196 | 7 | 15 | 3 | 0 | 0 | 1 | 0 | 0 | 0 | 0 | 0 | 0 | 0 | 0 | 1 |  | 7 | 15 | 7 | 14
| 4684 | 196 | 7 | 15 | 4 | 0 | 0 | 1 | 0 | 0 | 0 | 0 | 0 | 0 | 0 | 0 | 1 |  | 7 | 15 | 7 | 14
| 4685 | 196 | 7 | 15 | 5 | 0 | 0 | 1 | 0 | 0 | 0 | 0 | 0 | 0 | 0 | 0 | 1 |  | 7 | 15 | 7 | 14
| 4686 | 196 | 7 | 15 | 6 | 0 | 0 | 1 | 0 | 0 | 0 | 0 | 0 | 0 | 0 | 0 | 1 |  | 7 | 15 | 7 | 14
| 4687 | 196 | 7 | 15 | 7 | 0 | 0 | 1 | 0 | 0 | 0 | 0 | 0 | 0 | 0 | 0 | 1 |  | 7 | 15 | 7 | 14
| 4688 | 196 | 7 | 15 | 8 | 0 | 0 | 1 | 0 | 0 | 0 | 0 | 0 | 0 | 0 | 0 | 1 |  | 7 | 15 | 7 | 14
| 4689 | 196 | 7 | 15 | 9 | 0 | 0 | 1 | 0 | 0 | 0 | 0 | 0 | 0 | 0 | 0 | 1 |  | 7 | 15 | 7 | 14
| 4690 | 196 | 7 | 15 | 10 | 0 | 0 | 1 | 0 | 0 | 0 | 0 | 0 | 0 | 0 | 0 | 1 |  | 7 | 15 | 7 | 14
| 4691 | 196 | 7 | 15 | 11 | 0 | 0 | 1 | 0 | 0 | 0 | 0 | 0 | 0 | 0 | 0 | 1 |  | 7 | 15 | 7 | 14
| 4692 | 196 | 7 | 15 | 12 | 0 | 0 | 1 | 0 | 0 | 0 | 0 | 0 | 0 | 0 | 0 | 1 |  | 7 | 15 | 7 | 14
| 4693 | 196 | 7 | 15 | 13 | 0 | 0 | 1 | 0 | 0 | 0 | 0 | 0 | 0 | 0 | 0 | 1 |  | 7 | 15 | 7 | 14
| 4694 | 196 | 7 | 15 | 14 | 0 | 0 | 1 | 0 | 0 | 0 | 0 | 0 | 0 | 0 | 0 | 1 |  | 7 | 15 | 7 | 14
| 4695 | 196 | 7 | 15 | 15 | 0 | 0 | 1 | 0 | 0 | 0 | 0 | 0 | 0 | 0 | 0 | 1 |  | 7 | 15 | 7 | 14
| 4696 | 196 | 7 | 15 | 16 | 0 | 0 | 1 | 0 | 0 | 0 | 0 | 0 | 0 | 0 | 0 | 1 |  | 7 | 15 | 7 | 14
| 4697 | 196 | 7 | 15 | 17 | 0 | 0 | 1 | 0 | 0 | 0 | 0 | 0 | 0 | 0 | 0 | 1 |  | 7 | 15 | 7 | 14
| 4698 | 196 | 7 | 15 | 18 | 0 | 0 | 1 | 0 | 0 | 0 | 0 | 0 | 0 | 0 | 0 | 1 |  | 7 | 15 | 7 | 14
| 4699 | 196 | 7 | 15 | 19 | 0 | 0 | 1 | 0 | 0 | 0 | 0 | 0 | 0 | 0 | 0 | 1 |  | 7 | 15 | 7 | 14
| 4700 | 196 | 7 | 15 | 20 | 0 | 0 | 1 | 0 | 0 | 0 | 0 | 0 | 0 | 0 | 0 | 1 |  | 7 | 15 | 7 | 14
| 4701 | 196 | 7 | 15 | 21 | 0 | 0 | 1 | 0 | 0 | 0 | 0 | 0 | 0 | 0 | 0 | 1 |  | 7 | 15 | 7 | 14
| 4702 | 196 | 7 | 15 | 22 | 0 | 0 | 1 | 0 | 0 | 0 | 0 | 0 | 0 | 0 | 0 | 1 |  | 7 | 15 | 7 | 14
| 4703 | 196 | 7 | 15 | 23 | 0 | 0 | 1 | 0 | 0 | 0 | 0 | 0 | 0 | 0 | 0 | 1 |  | 7 | 15 | 7 | 14
| 4704 | 196 | 7 | 15 | 24 | 0 | 0 | 1 | 0 | 0 | 0 | 0 | 0 | 0 | 0 | 0 | 1 |  | 7 | 15 | 7 | 14
| 4705 | 197 | 7 | 16 | 1 | 0 | 0 | 0 | 0 | 0 | 0 | 0 | 0 | 0 | 0 | 0 | 1 |  | 7 | 16 | 7 | 15
| 4706 | 197 | 7 | 16 | 2 | 0 | 0 | 0 | 0 | 0 | 0 | 0 | 0 | 0 | 0 | 0 | 1 |  | 7 | 16 | 7 | 15
| 4707 | 197 | 7 | 16 | 3 | 0 | 0 | 0 | 0 | 0 | 0 | 0 | 0 | 0 | 0 | 0 | 1 |  | 7 | 16 | 7 | 15
| 4708 | 197 | 7 | 16 | 4 | 0 | 0 | 0 | 0 | 0 | 0 | 0 | 0 | 0 | 0 | 0 | 1 |  | 7 | 16 | 7 | 15
| 4709 | 197 | 7 | 16 | 5 | 0 | 0 | 0 | 0 | 0 | 0 | 0 | 0 | 0 | 0 | 0 | 1 |  | 7 | 16 | 7 | 15
| 4710 | 197 | 7 | 16 | 6 | 0 | 0 | 0 | 0 | 0 | 0 | 0 | 0 | 0 | 0 | 0 | 1 |  | 7 | 16 | 7 | 15
| 4711 | 197 | 7 | 16 | 7 | 0 | 0 | 0 | 0 | 0 | 0 | 0 | 0 | 0 | 0 | 0 | 1 |  | 7 | 16 | 7 | 15
| 4712 | 197 | 7 | 16 | 8 | 0 | 0 | 0 | 0 | 0 | 0 | 0 | 0 | 0 | 0 | 0 | 1 |  | 7 | 16 | 7 | 15
| 4713 | 197 | 7 | 16 | 9 | 0 | 0 | 0 | 0 | 0 | 0 | 0 | 0 | 0 | 0 | 0 | 1 |  | 7 | 16 | 7 | 15
| 4714 | 197 | 7 | 16 | 10 | 0 | 0 | 0 | 0 | 0 | 0 | 0 | 0 | 0 | 0 | 0 | 1 |  | 7 | 16 | 7 | 15
| 4715 | 197 | 7 | 16 | 11 | 0 | 0 | 0 | 0 | 0 | 0 | 0 | 0 | 0 | 0 | 0 | 1 |  | 7 | 16 | 7 | 15
| 4716 | 197 | 7 | 16 | 12 | 0 | 0 | 0 | 0 | 0 | 0 | 0 | 0 | 0 | 0 | 0 | 1 |  | 7 | 16 | 7 | 15
| 4717 | 197 | 7 | 16 | 13 | 0 | 0 | 0 | 0 | 0 | 0 | 0 | 0 | 0 | 0 | 0 | 1 |  | 7 | 16 | 7 | 15
| 4718 | 197 | 7 | 16 | 14 | 0 | 0 | 0 | 0 | 0 | 0 | 0 | 0 | 0 | 0 | 0 | 1 |  | 7 | 16 | 7 | 15
| 4719 | 197 | 7 | 16 | 15 | 0 | 0 | 0 | 0 | 0 | 0 | 0 | 0 | 0 | 0 | 0 | 1 |  | 7 | 16 | 7 | 15
| 4720 | 197 | 7 | 16 | 16 | 0 | 0 | 0 | 0 | 0 | 0 | 0 | 0 | 0 | 0 | 0 | 1 |  | 7 | 16 | 7 | 15
| 4721 | 197 | 7 | 16 | 17 | 0 | 0 | 0 | 0 | 0 | 0 | 0 | 0 | 0 | 0 | 0 | 1 |  | 7 | 16 | 7 | 15
| 4722 | 197 | 7 | 16 | 18 | 0 | 0 | 0 | 0 | 0 | 0 | 0 | 0 | 0 | 0 | 0 | 1 |  | 7 | 16 | 7 | 15
| 4723 | 197 | 7 | 16 | 19 | 0 | 0 | 0 | 0 | 0 | 0 | 0 | 0 | 0 | 0 | 0 | 1 |  | 7 | 16 | 7 | 15
| 4724 | 197 | 7 | 16 | 20 | 0 | 0 | 0 | 0 | 0 | 0 | 0 | 0 | 0 | 0 | 0 | 1 |  | 7 | 16 | 7 | 15
| 4725 | 197 | 7 | 16 | 21 | 0 | 0 | 0 | 0 | 0 | 0 | 0 | 0 | 0 | 0 | 0 | 1 |  | 7 | 16 | 7 | 15
| 4726 | 197 | 7 | 16 | 22 | 0 | 0 | 0 | 0 | 0 | 0 | 0 | 0 | 0 | 0 | 0 | 1 |  | 7 | 16 | 7 | 15
| 4727 | 197 | 7 | 16 | 23 | 0 | 0 | 0 | 0 | 0 | 0 | 0 | 0 | 0 | 0 | 0 | 1 |  | 7 | 16 | 7 | 15
| 4728 | 197 | 7 | 16 | 24 | 0 | 0 | 0 | 0 | 0 | 0 | 0 | 0 | 0 | 0 | 0 | 1 |  | 7 | 16 | 7 | 15
| 4729 | 198 | 7 | 17 | 1 | 0 | 0 | 0 | 0 | 0 | 0 | 0 | 0 | 0 | 0 | 0 | 1 |  | 7 | 17 | 7 | 16
| 4730 | 198 | 7 | 17 | 2 | 0 | 0 | 0 | 0 | 0 | 0 | 0 | 0 | 0 | 0 | 0 | 1 |  | 7 | 17 | 7 | 16
| 4731 | 198 | 7 | 17 | 3 | 0 | 0 | 0 | 0 | 0 | 0 | 0 | 0 | 0 | 0 | 0 | 1 |  | 7 | 17 | 7 | 16
| 4732 | 198 | 7 | 17 | 4 | 0 | 0 | 0 | 0 | 0 | 0 | 0 | 0 | 0 | 0 | 0 | 1 |  | 7 | 17 | 7 | 16
| 4733 | 198 | 7 | 17 | 5 | 0 | 0 | 0 | 0 | 0 | 0 | 0 | 0 | 0 | 0 | 0 | 1 |  | 7 | 17 | 7 | 16
| 4734 | 198 | 7 | 17 | 6 | 0 | 0 | 0 | 0 | 0 | 0 | 0 | 0 | 0 | 0 | 0 | 1 |  | 7 | 17 | 7 | 16
| 4735 | 198 | 7 | 17 | 7 | 0 | 0 | 0 | 0 | 0 | 0 | 0 | 0 | 0 | 0 | 0 | 1 |  | 7 | 17 | 7 | 16
| 4736 | 198 | 7 | 17 | 8 | 0 | 0 | 0 | 0 | 0 | 0 | 0 | 0 | 0 | 0 | 0 | 1 |  | 7 | 17 | 7 | 16
| 4737 | 198 | 7 | 17 | 9 | 0 | 0 | 0 | 0 | 0 | 0 | 0 | 0 | 0 | 0 | 0 | 1 |  | 7 | 17 | 7 | 16
| 4738 | 198 | 7 | 17 | 10 | 0 | 0 | 0 | 0 | 0 | 0 | 0 | 0 | 0 | 0 | 0 | 1 |  | 7 | 17 | 7 | 16
| 4739 | 198 | 7 | 17 | 11 | 0 | 0 | 0 | 0 | 0 | 0 | 0 | 0 | 0 | 0 | 0 | 1 |  | 7 | 17 | 7 | 16
| 4740 | 198 | 7 | 17 | 12 | 0 | 0 | 0 | 0 | 0 | 0 | 0 | 0 | 0 | 0 | 0 | 1 |  | 7 | 17 | 7 | 16
| 4741 | 198 | 7 | 17 | 13 | 0 | 0 | 0 | 0 | 0 | 0 | 0 | 0 | 0 | 0 | 0 | 1 |  | 7 | 17 | 7 | 16
| 4742 | 198 | 7 | 17 | 14 | 0 | 0 | 0 | 0 | 0 | 0 | 0 | 0 | 0 | 0 | 0 | 1 |  | 7 | 17 | 7 | 16
| 4743 | 198 | 7 | 17 | 15 | 0 | 0 | 0 | 0 | 0 | 0 | 0 | 0 | 0 | 0 | 0 | 1 |  | 7 | 17 | 7 | 16
| 4744 | 198 | 7 | 17 | 16 | 0 | 0 | 0 | 0 | 0 | 0 | 0 | 0 | 0 | 0 | 0 | 1 |  | 7 | 17 | 7 | 16
| 4745 | 198 | 7 | 17 | 17 | 0 | 0 | 0 | 0 | 0 | 0 | 0 | 0 | 0 | 0 | 0 | 1 |  | 7 | 17 | 7 | 16
| 4746 | 198 | 7 | 17 | 18 | 0 | 0 | 0 | 0 | 0 | 0 | 0 | 0 | 0 | 0 | 0 | 1 |  | 7 | 17 | 7 | 16
| 4747 | 198 | 7 | 17 | 19 | 0 | 0 | 0 | 0 | 0 | 0 | 0 | 0 | 0 | 0 | 0 | 1 |  | 7 | 17 | 7 | 16
| 4748 | 198 | 7 | 17 | 20 | 0 | 0 | 0 | 0 | 0 | 0 | 0 | 0 | 0 | 0 | 0 | 1 |  | 7 | 17 | 7 | 16
| 4749 | 198 | 7 | 17 | 21 | 0 | 0 | 0 | 0 | 0 | 0 | 0 | 0 | 0 | 0 | 0 | 1 |  | 7 | 17 | 7 | 16
| 4750 | 198 | 7 | 17 | 22 | 0 | 0 | 0 | 0 | 0 | 0 | 0 | 0 | 0 | 0 | 0 | 1 |  | 7 | 17 | 7 | 16
| 4751 | 198 | 7 | 17 | 23 | 0 | 0 | 0 | 0 | 0 | 0 | 0 | 0 | 0 | 0 | 0 | 1 |  | 7 | 17 | 7 | 16
| 4752 | 198 | 7 | 17 | 24 | 0 | 0 | 0 | 0 | 0 | 0 | 0 | 0 | 0 | 0 | 0 | 1 |  | 7 | 17 | 7 | 16
| 4753 | 199 | 7 | 18 | 1 | 0 | 0 | 1 | 0 | 0 | 0 | 0 | 0 | 0 | 0 | 0 | 1 |  | 7 | 18 | 7 | 17
| 4754 | 199 | 7 | 18 | 2 | 0 | 0 | 1 | 0 | 0 | 0 | 0 | 0 | 0 | 0 | 0 | 1 |  | 7 | 18 | 7 | 17
| 4755 | 199 | 7 | 18 | 3 | 0 | 0 | 1 | 0 | 0 | 0 | 0 | 0 | 0 | 0 | 0 | 1 |  | 7 | 18 | 7 | 17
| 4756 | 199 | 7 | 18 | 4 | 0 | 0 | 1 | 0 | 0 | 0 | 0 | 0 | 0 | 0 | 0 | 1 |  | 7 | 18 | 7 | 17
| 4757 | 199 | 7 | 18 | 5 | 0 | 0 | 1 | 0 | 0 | 0 | 0 | 0 | 0 | 0 | 0 | 1 |  | 7 | 18 | 7 | 17
| 4758 | 199 | 7 | 18 | 6 | 0 | 0 | 1 | 0 | 0 | 0 | 0 | 0 | 0 | 0 | 0 | 1 |  | 7 | 18 | 7 | 17
| 4759 | 199 | 7 | 18 | 7 | 0 | 0 | 1 | 0 | 0 | 0 | 0 | 0 | 0 | 0 | 0 | 1 |  | 7 | 18 | 7 | 17
| 4760 | 199 | 7 | 18 | 8 | 0 | 0 | 1 | 0 | 0 | 0 | 0 | 0 | 0 | 0 | 0 | 1 |  | 7 | 18 | 7 | 17
| 4761 | 199 | 7 | 18 | 9 | 0 | 0 | 1 | 0 | 0 | 0 | 0 | 0 | 0 | 0 | 0 | 1 |  | 7 | 18 | 7 | 17
| 4762 | 199 | 7 | 18 | 10 | 0 | 0 | 1 | 0 | 0 | 0 | 0 | 0 | 0 | 0 | 0 | 1 |  | 7 | 18 | 7 | 17
| 4763 | 199 | 7 | 18 | 11 | 0 | 0 | 1 | 0 | 0 | 0 | 0 | 0 | 0 | 0 | 0 | 1 |  | 7 | 18 | 7 | 17
| 4764 | 199 | 7 | 18 | 12 | 0 | 0 | 1 | 0 | 0 | 0 | 0 | 0 | 0 | 0 | 0 | 1 |  | 7 | 18 | 7 | 17
| 4765 | 199 | 7 | 18 | 13 | 0 | 0 | 1 | 0 | 0 | 0 | 0 | 0 | 0 | 0 | 0 | 1 |  | 7 | 18 | 7 | 17
| 4766 | 199 | 7 | 18 | 14 | 0 | 0 | 1 | 0 | 0 | 0 | 0 | 0 | 0 | 0 | 0 | 1 |  | 7 | 18 | 7 | 17
| 4767 | 199 | 7 | 18 | 15 | 0 | 0 | 1 | 0 | 0 | 0 | 0 | 0 | 0 | 0 | 0 | 1 |  | 7 | 18 | 7 | 17
| 4768 | 199 | 7 | 18 | 16 | 0 | 0 | 1 | 0 | 0 | 0 | 0 | 0 | 0 | 0 | 0 | 1 |  | 7 | 18 | 7 | 17
| 4769 | 199 | 7 | 18 | 17 | 0 | 0 | 1 | 0 | 0 | 0 | 0 | 0 | 0 | 0 | 0 | 1 |  | 7 | 18 | 7 | 17
| 4770 | 199 | 7 | 18 | 18 | 0 | 0 | 1 | 0 | 0 | 0 | 0 | 0 | 0 | 0 | 0 | 1 |  | 7 | 18 | 7 | 17
| 4771 | 199 | 7 | 18 | 19 | 0 | 0 | 1 | 0 | 0 | 0 | 0 | 0 | 0 | 0 | 0 | 1 |  | 7 | 18 | 7 | 17
| 4772 | 199 | 7 | 18 | 20 | 0 | 0 | 1 | 0 | 0 | 0 | 0 | 0 | 0 | 0 | 0 | 1 |  | 7 | 18 | 7 | 17
| 4773 | 199 | 7 | 18 | 21 | 0 | 0 | 1 | 0 | 0 | 0 | 0 | 0 | 0 | 0 | 0 | 1 |  | 7 | 18 | 7 | 17
| 4774 | 199 | 7 | 18 | 22 | 0 | 0 | 1 | 0 | 0 | 0 | 0 | 0 | 0 | 0 | 0 | 1 |  | 7 | 18 | 7 | 17
| 4775 | 199 | 7 | 18 | 23 | 0 | 0 | 1 | 0 | 0 | 0 | 0 | 0 | 0 | 0 | 0 | 1 |  | 7 | 18 | 7 | 17
| 4776 | 199 | 7 | 18 | 24 | 0 | 0 | 1 | 0 | 0 | 0 | 0 | 0 | 0 | 0 | 0 | 1 |  | 7 | 18 | 7 | 17
| 4777 | 200 | 7 | 19 | 1 | 0 | 0 | 1 | 0 | 0 | 0 | 0 | 0 | 0 | 0 | 0 | 1 |  | 7 | 19 | 7 | 18
| 4778 | 200 | 7 | 19 | 2 | 0 | 0 | 1 | 0 | 0 | 0 | 0 | 0 | 0 | 0 | 0 | 1 |  | 7 | 19 | 7 | 18
| 4779 | 200 | 7 | 19 | 3 | 0 | 0 | 1 | 0 | 0 | 0 | 0 | 0 | 0 | 0 | 0 | 1 |  | 7 | 19 | 7 | 18
| 4780 | 200 | 7 | 19 | 4 | 0 | 0 | 1 | 0 | 0 | 0 | 0 | 0 | 0 | 0 | 0 | 1 |  | 7 | 19 | 7 | 18
| 4781 | 200 | 7 | 19 | 5 | 0 | 0 | 1 | 0 | 0 | 0 | 0 | 0 | 0 | 0 | 0 | 1 |  | 7 | 19 | 7 | 18
| 4782 | 200 | 7 | 19 | 6 | 0 | 0 | 1 | 0 | 0 | 0 | 0 | 0 | 0 | 0 | 0 | 1 |  | 7 | 19 | 7 | 18
| 4783 | 200 | 7 | 19 | 7 | 0 | 0 | 1 | 0 | 0 | 0 | 0 | 0 | 0 | 0 | 0 | 1 |  | 7 | 19 | 7 | 18
| 4784 | 200 | 7 | 19 | 8 | 0 | 0 | 1 | 0 | 0 | 0 | 0 | 0 | 0 | 0 | 0 | 1 |  | 7 | 19 | 7 | 18
| 4785 | 200 | 7 | 19 | 9 | 0 | 0 | 1 | 0 | 0 | 0 | 0 | 0 | 0 | 0 | 0 | 1 |  | 7 | 19 | 7 | 18
| 4786 | 200 | 7 | 19 | 10 | 0 | 0 | 1 | 0 | 0 | 0 | 0 | 0 | 0 | 0 | 0 | 1 |  | 7 | 19 | 7 | 18
| 4787 | 200 | 7 | 19 | 11 | 0 | 0 | 1 | 0 | 0 | 0 | 0 | 0 | 0 | 0 | 0 | 1 |  | 7 | 19 | 7 | 18
| 4788 | 200 | 7 | 19 | 12 | 0 | 0 | 1 | 0 | 0 | 0 | 0 | 0 | 0 | 0 | 0 | 1 |  | 7 | 19 | 7 | 18
| 4789 | 200 | 7 | 19 | 13 | 0 | 0 | 1 | 0 | 0 | 0 | 0 | 0 | 0 | 0 | 0 | 1 |  | 7 | 19 | 7 | 18
| 4790 | 200 | 7 | 19 | 14 | 0 | 0 | 1 | 0 | 0 | 0 | 0 | 0 | 0 | 0 | 0 | 1 |  | 7 | 19 | 7 | 18
| 4791 | 200 | 7 | 19 | 15 | 0 | 0 | 1 | 0 | 0 | 0 | 0 | 0 | 0 | 0 | 0 | 1 |  | 7 | 19 | 7 | 18
| 4792 | 200 | 7 | 19 | 16 | 0 | 0 | 1 | 0 | 0 | 0 | 0 | 0 | 0 | 0 | 0 | 1 |  | 7 | 19 | 7 | 18
| 4793 | 200 | 7 | 19 | 17 | 0 | 0 | 1 | 0 | 0 | 0 | 0 | 0 | 0 | 0 | 0 | 1 |  | 7 | 19 | 7 | 18
| 4794 | 200 | 7 | 19 | 18 | 0 | 0 | 1 | 0 | 0 | 0 | 0 | 0 | 0 | 0 | 0 | 1 |  | 7 | 19 | 7 | 18
| 4795 | 200 | 7 | 19 | 19 | 0 | 0 | 1 | 0 | 0 | 0 | 0 | 0 | 0 | 0 | 0 | 1 |  | 7 | 19 | 7 | 18
| 4796 | 200 | 7 | 19 | 20 | 0 | 0 | 1 | 0 | 0 | 0 | 0 | 0 | 0 | 0 | 0 | 1 |  | 7 | 19 | 7 | 18
| 4797 | 200 | 7 | 19 | 21 | 0 | 0 | 1 | 0 | 0 | 0 | 0 | 0 | 0 | 0 | 0 | 1 |  | 7 | 19 | 7 | 18
| 4798 | 200 | 7 | 19 | 22 | 0 | 0 | 1 | 0 | 0 | 0 | 0 | 0 | 0 | 0 | 0 | 1 |  | 7 | 19 | 7 | 18
| 4799 | 200 | 7 | 19 | 23 | 0 | 0 | 1 | 0 | 0 | 0 | 0 | 0 | 0 | 0 | 0 | 1 |  | 7 | 19 | 7 | 18
| 4800 | 200 | 7 | 19 | 24 | 0 | 0 | 1 | 0 | 0 | 0 | 0 | 0 | 0 | 0 | 0 | 1 |  | 7 | 19 | 7 | 18
| 4801 | 201 | 7 | 20 | 1 | 0 | 0 | 1 | 0 | 0 | 0 | 0 | 0 | 0 | 0 | 0 | 1 |  | 7 | 20 | 7 | 19
| 4802 | 201 | 7 | 20 | 2 | 0 | 0 | 1 | 0 | 0 | 0 | 0 | 0 | 0 | 0 | 0 | 1 |  | 7 | 20 | 7 | 19
| 4803 | 201 | 7 | 20 | 3 | 0 | 0 | 1 | 0 | 0 | 0 | 0 | 0 | 0 | 0 | 0 | 1 |  | 7 | 20 | 7 | 19
| 4804 | 201 | 7 | 20 | 4 | 0 | 0 | 1 | 0 | 0 | 0 | 0 | 0 | 0 | 0 | 0 | 1 |  | 7 | 20 | 7 | 19
| 4805 | 201 | 7 | 20 | 5 | 0 | 0 | 1 | 0 | 0 | 0 | 0 | 0 | 0 | 0 | 0 | 1 |  | 7 | 20 | 7 | 19
| 4806 | 201 | 7 | 20 | 6 | 0 | 0 | 1 | 0 | 0 | 0 | 0 | 0 | 0 | 0 | 0 | 1 |  | 7 | 20 | 7 | 19
| 4807 | 201 | 7 | 20 | 7 | 0 | 0 | 1 | 0 | 0 | 0 | 0 | 0 | 0 | 0 | 0 | 1 |  | 7 | 20 | 7 | 19
| 4808 | 201 | 7 | 20 | 8 | 0 | 0 | 1 | 0 | 0 | 0 | 0 | 0 | 0 | 0 | 0 | 1 |  | 7 | 20 | 7 | 19
| 4809 | 201 | 7 | 20 | 9 | 0 | 0 | 1 | 0 | 0 | 0 | 0 | 0 | 0 | 0 | 0 | 1 |  | 7 | 20 | 7 | 19
| 4810 | 201 | 7 | 20 | 10 | 0 | 0 | 1 | 0 | 0 | 0 | 0 | 0 | 0 | 0 | 0 | 1 |  | 7 | 20 | 7 | 19
| 4811 | 201 | 7 | 20 | 11 | 0 | 0 | 1 | 0 | 0 | 0 | 0 | 0 | 0 | 0 | 0 | 1 |  | 7 | 20 | 7 | 19
| 4812 | 201 | 7 | 20 | 12 | 0 | 0 | 1 | 0 | 0 | 0 | 0 | 0 | 0 | 0 | 0 | 1 |  | 7 | 20 | 7 | 19
| 4813 | 201 | 7 | 20 | 13 | 0 | 0 | 1 | 0 | 0 | 0 | 0 | 0 | 0 | 0 | 0 | 1 |  | 7 | 20 | 7 | 19
| 4814 | 201 | 7 | 20 | 14 | 0 | 0 | 1 | 0 | 0 | 0 | 0 | 0 | 0 | 0 | 0 | 1 |  | 7 | 20 | 7 | 19
| 4815 | 201 | 7 | 20 | 15 | 0 | 0 | 1 | 0 | 0 | 0 | 0 | 0 | 0 | 0 | 0 | 1 |  | 7 | 20 | 7 | 19
| 4816 | 201 | 7 | 20 | 16 | 0 | 0 | 1 | 0 | 0 | 0 | 0 | 0 | 0 | 0 | 0 | 1 |  | 7 | 20 | 7 | 19
| 4817 | 201 | 7 | 20 | 17 | 0 | 0 | 1 | 0 | 0 | 0 | 0 | 0 | 0 | 0 | 0 | 1 |  | 7 | 20 | 7 | 19
| 4818 | 201 | 7 | 20 | 18 | 0 | 0 | 1 | 0 | 0 | 0 | 0 | 0 | 0 | 0 | 0 | 1 |  | 7 | 20 | 7 | 19
| 4819 | 201 | 7 | 20 | 19 | 0 | 0 | 1 | 0 | 0 | 0 | 0 | 0 | 0 | 0 | 0 | 1 |  | 7 | 20 | 7 | 19
| 4820 | 201 | 7 | 20 | 20 | 0 | 0 | 1 | 0 | 0 | 0 | 0 | 0 | 0 | 0 | 0 | 1 |  | 7 | 20 | 7 | 19
| 4821 | 201 | 7 | 20 | 21 | 0 | 0 | 1 | 0 | 0 | 0 | 0 | 0 | 0 | 0 | 0 | 1 |  | 7 | 20 | 7 | 19
| 4822 | 201 | 7 | 20 | 22 | 0 | 0 | 1 | 0 | 0 | 0 | 0 | 0 | 0 | 0 | 0 | 1 |  | 7 | 20 | 7 | 19
| 4823 | 201 | 7 | 20 | 23 | 0 | 0 | 1 | 0 | 0 | 0 | 0 | 0 | 0 | 0 | 0 | 1 |  | 7 | 20 | 7 | 19
| 4824 | 201 | 7 | 20 | 24 | 0 | 0 | 1 | 0 | 0 | 0 | 0 | 0 | 0 | 0 | 0 | 1 |  | 7 | 20 | 7 | 19
| 4825 | 202 | 7 | 21 | 1 | 0 | 0 | 1 | 0 | 0 | 0 | 0 | 0 | 0 | 0 | 0 | 1 |  | 7 | 21 | 7 | 20
| 4826 | 202 | 7 | 21 | 2 | 0 | 0 | 1 | 0 | 0 | 0 | 0 | 0 | 0 | 0 | 0 | 1 |  | 7 | 21 | 7 | 20
| 4827 | 202 | 7 | 21 | 3 | 0 | 0 | 1 | 0 | 0 | 0 | 0 | 0 | 0 | 0 | 0 | 1 |  | 7 | 21 | 7 | 20
| 4828 | 202 | 7 | 21 | 4 | 0 | 0 | 1 | 0 | 0 | 0 | 0 | 0 | 0 | 0 | 0 | 1 |  | 7 | 21 | 7 | 20
| 4829 | 202 | 7 | 21 | 5 | 0 | 0 | 1 | 0 | 0 | 0 | 0 | 0 | 0 | 0 | 0 | 1 |  | 7 | 21 | 7 | 20
| 4830 | 202 | 7 | 21 | 6 | 0 | 0 | 1 | 0 | 0 | 0 | 0 | 0 | 0 | 0 | 0 | 1 |  | 7 | 21 | 7 | 20
| 4831 | 202 | 7 | 21 | 7 | 0 | 0 | 1 | 0 | 0 | 0 | 0 | 0 | 0 | 0 | 0 | 1 |  | 7 | 21 | 7 | 20
| 4832 | 202 | 7 | 21 | 8 | 0 | 0 | 1 | 0 | 0 | 0 | 0 | 0 | 0 | 0 | 0 | 1 |  | 7 | 21 | 7 | 20
| 4833 | 202 | 7 | 21 | 9 | 0 | 0 | 1 | 0 | 0 | 0 | 0 | 0 | 0 | 0 | 0 | 1 |  | 7 | 21 | 7 | 20
| 4834 | 202 | 7 | 21 | 10 | 0 | 0 | 1 | 0 | 0 | 0 | 0 | 0 | 0 | 0 | 0 | 1 |  | 7 | 21 | 7 | 20
| 4835 | 202 | 7 | 21 | 11 | 0 | 0 | 1 | 0 | 0 | 0 | 0 | 0 | 0 | 0 | 0 | 1 |  | 7 | 21 | 7 | 20
| 4836 | 202 | 7 | 21 | 12 | 0 | 0 | 1 | 0 | 0 | 0 | 0 | 0 | 0 | 0 | 0 | 1 |  | 7 | 21 | 7 | 20
| 4837 | 202 | 7 | 21 | 13 | 0 | 0 | 1 | 0 | 0 | 0 | 0 | 0 | 0 | 0 | 0 | 1 |  | 7 | 21 | 7 | 20
| 4838 | 202 | 7 | 21 | 14 | 0 | 0 | 1 | 0 | 0 | 0 | 0 | 0 | 0 | 0 | 0 | 1 |  | 7 | 21 | 7 | 20
| 4839 | 202 | 7 | 21 | 15 | 0 | 0 | 1 | 0 | 0 | 0 | 0 | 0 | 0 | 0 | 0 | 1 |  | 7 | 21 | 7 | 20
| 4840 | 202 | 7 | 21 | 16 | 0 | 0 | 1 | 0 | 0 | 0 | 0 | 0 | 0 | 0 | 0 | 1 |  | 7 | 21 | 7 | 20
| 4841 | 202 | 7 | 21 | 17 | 0 | 0 | 1 | 0 | 0 | 0 | 0 | 0 | 0 | 0 | 0 | 1 |  | 7 | 21 | 7 | 20
| 4842 | 202 | 7 | 21 | 18 | 0 | 0 | 1 | 0 | 0 | 0 | 0 | 0 | 0 | 0 | 0 | 1 |  | 7 | 21 | 7 | 20
| 4843 | 202 | 7 | 21 | 19 | 0 | 0 | 1 | 0 | 0 | 0 | 0 | 0 | 0 | 0 | 0 | 1 |  | 7 | 21 | 7 | 20
| 4844 | 202 | 7 | 21 | 20 | 0 | 0 | 1 | 0 | 0 | 0 | 0 | 0 | 0 | 0 | 0 | 1 |  | 7 | 21 | 7 | 20
| 4845 | 202 | 7 | 21 | 21 | 0 | 0 | 1 | 0 | 0 | 0 | 0 | 0 | 0 | 0 | 0 | 1 |  | 7 | 21 | 7 | 20
| 4846 | 202 | 7 | 21 | 22 | 0 | 0 | 1 | 0 | 0 | 0 | 0 | 0 | 0 | 0 | 0 | 1 |  | 7 | 21 | 7 | 20
| 4847 | 202 | 7 | 21 | 23 | 0 | 0 | 1 | 0 | 0 | 0 | 0 | 0 | 0 | 0 | 0 | 1 |  | 7 | 21 | 7 | 20
| 4848 | 202 | 7 | 21 | 24 | 0 | 0 | 1 | 0 | 0 | 0 | 0 | 0 | 0 | 0 | 0 | 1 |  | 7 | 21 | 7 | 20
| 4849 | 203 | 7 | 22 | 1 | 0 | 0 | 1 | 0 | 0 | 0 | 0 | 0 | 0 | 0 | 0 | 1 |  | 7 | 22 | 7 | 21
| 4850 | 203 | 7 | 22 | 2 | 0 | 0 | 1 | 0 | 0 | 0 | 0 | 0 | 0 | 0 | 0 | 1 |  | 7 | 22 | 7 | 21
| 4851 | 203 | 7 | 22 | 3 | 0 | 0 | 1 | 0 | 0 | 0 | 0 | 0 | 0 | 0 | 0 | 1 |  | 7 | 22 | 7 | 21
| 4852 | 203 | 7 | 22 | 4 | 0 | 0 | 1 | 0 | 0 | 0 | 0 | 0 | 0 | 0 | 0 | 1 |  | 7 | 22 | 7 | 21
| 4853 | 203 | 7 | 22 | 5 | 0 | 0 | 1 | 0 | 0 | 0 | 0 | 0 | 0 | 0 | 0 | 1 |  | 7 | 22 | 7 | 21
| 4854 | 203 | 7 | 22 | 6 | 0 | 0 | 1 | 0 | 0 | 0 | 0 | 0 | 0 | 0 | 0 | 1 |  | 7 | 22 | 7 | 21
| 4855 | 203 | 7 | 22 | 7 | 0 | 0 | 1 | 0 | 0 | 0 | 0 | 0 | 0 | 0 | 0 | 1 |  | 7 | 22 | 7 | 21
| 4856 | 203 | 7 | 22 | 8 | 0 | 0 | 1 | 0 | 0 | 0 | 0 | 0 | 0 | 0 | 0 | 1 |  | 7 | 22 | 7 | 21
| 4857 | 203 | 7 | 22 | 9 | 0 | 0 | 1 | 0 | 0 | 0 | 0 | 0 | 0 | 0 | 0 | 1 |  | 7 | 22 | 7 | 21
| 4858 | 203 | 7 | 22 | 10 | 0 | 0 | 1 | 0 | 0 | 0 | 0 | 0 | 0 | 0 | 0 | 1 |  | 7 | 22 | 7 | 21
| 4859 | 203 | 7 | 22 | 11 | 0 | 0 | 1 | 0 | 0 | 0 | 0 | 0 | 0 | 0 | 0 | 1 |  | 7 | 22 | 7 | 21
| 4860 | 203 | 7 | 22 | 12 | 0 | 0 | 1 | 0 | 0 | 0 | 0 | 0 | 0 | 0 | 0 | 1 |  | 7 | 22 | 7 | 21
| 4861 | 203 | 7 | 22 | 13 | 0 | 0 | 1 | 0 | 0 | 0 | 0 | 0 | 0 | 0 | 0 | 1 |  | 7 | 22 | 7 | 21
| 4862 | 203 | 7 | 22 | 14 | 0 | 0 | 1 | 0 | 0 | 0 | 0 | 0 | 0 | 0 | 0 | 1 |  | 7 | 22 | 7 | 21
| 4863 | 203 | 7 | 22 | 15 | 0 | 0 | 1 | 0 | 0 | 0 | 0 | 0 | 0 | 0 | 0 | 1 |  | 7 | 22 | 7 | 21
| 4864 | 203 | 7 | 22 | 16 | 0 | 0 | 1 | 0 | 0 | 0 | 0 | 0 | 0 | 0 | 0 | 1 |  | 7 | 22 | 7 | 21
| 4865 | 203 | 7 | 22 | 17 | 0 | 0 | 1 | 0 | 0 | 0 | 0 | 0 | 0 | 0 | 0 | 1 |  | 7 | 22 | 7 | 21
| 4866 | 203 | 7 | 22 | 18 | 0 | 0 | 1 | 0 | 0 | 0 | 0 | 0 | 0 | 0 | 0 | 1 |  | 7 | 22 | 7 | 21
| 4867 | 203 | 7 | 22 | 19 | 0 | 0 | 1 | 0 | 0 | 0 | 0 | 0 | 0 | 0 | 0 | 1 |  | 7 | 22 | 7 | 21
| 4868 | 203 | 7 | 22 | 20 | 0 | 0 | 1 | 0 | 0 | 0 | 0 | 0 | 0 | 0 | 0 | 1 |  | 7 | 22 | 7 | 21
| 4869 | 203 | 7 | 22 | 21 | 0 | 0 | 1 | 0 | 0 | 0 | 0 | 0 | 0 | 0 | 0 | 1 |  | 7 | 22 | 7 | 21
| 4870 | 203 | 7 | 22 | 22 | 0 | 0 | 1 | 0 | 0 | 0 | 0 | 0 | 0 | 0 | 0 | 1 |  | 7 | 22 | 7 | 21
| 4871 | 203 | 7 | 22 | 23 | 0 | 0 | 1 | 0 | 0 | 0 | 0 | 0 | 0 | 0 | 0 | 1 |  | 7 | 22 | 7 | 21
| 4872 | 203 | 7 | 22 | 24 | 0 | 0 | 1 | 0 | 0 | 0 | 0 | 0 | 0 | 0 | 0 | 1 |  | 7 | 22 | 7 | 21
| 4873 | 204 | 7 | 23 | 1 | 0 | 0 | 0 | 0 | 0 | 0 | 0 | 0 | 0 | 0 | 0 | 1 |  | 7 | 23 | 7 | 22
| 4874 | 204 | 7 | 23 | 2 | 0 | 0 | 0 | 0 | 0 | 0 | 0 | 0 | 0 | 0 | 0 | 1 |  | 7 | 23 | 7 | 22
| 4875 | 204 | 7 | 23 | 3 | 0 | 0 | 0 | 0 | 0 | 0 | 0 | 0 | 0 | 0 | 0 | 1 |  | 7 | 23 | 7 | 22
| 4876 | 204 | 7 | 23 | 4 | 0 | 0 | 0 | 0 | 0 | 0 | 0 | 0 | 0 | 0 | 0 | 1 |  | 7 | 23 | 7 | 22
| 4877 | 204 | 7 | 23 | 5 | 0 | 0 | 0 | 0 | 0 | 0 | 0 | 0 | 0 | 0 | 0 | 1 |  | 7 | 23 | 7 | 22
| 4878 | 204 | 7 | 23 | 6 | 0 | 0 | 0 | 0 | 0 | 0 | 0 | 0 | 0 | 0 | 0 | 1 |  | 7 | 23 | 7 | 22
| 4879 | 204 | 7 | 23 | 7 | 0 | 0 | 0 | 0 | 0 | 0 | 0 | 0 | 0 | 0 | 0 | 1 |  | 7 | 23 | 7 | 22
| 4880 | 204 | 7 | 23 | 8 | 0 | 0 | 0 | 0 | 0 | 0 | 0 | 0 | 0 | 0 | 0 | 1 |  | 7 | 23 | 7 | 22
| 4881 | 204 | 7 | 23 | 9 | 0 | 0 | 0 | 0 | 0 | 0 | 0 | 0 | 0 | 0 | 0 | 1 |  | 7 | 23 | 7 | 22
| 4882 | 204 | 7 | 23 | 10 | 0 | 0 | 0 | 0 | 0 | 0 | 0 | 0 | 0 | 0 | 0 | 1 |  | 7 | 23 | 7 | 22
| 4883 | 204 | 7 | 23 | 11 | 0 | 0 | 0 | 0 | 0 | 0 | 0 | 0 | 0 | 0 | 0 | 1 |  | 7 | 23 | 7 | 22
| 4884 | 204 | 7 | 23 | 12 | 0 | 0 | 0 | 0 | 0 | 0 | 0 | 0 | 0 | 0 | 0 | 1 |  | 7 | 23 | 7 | 22
| 4885 | 204 | 7 | 23 | 13 | 0 | 0 | 0 | 0 | 0 | 0 | 0 | 0 | 0 | 0 | 0 | 1 |  | 7 | 23 | 7 | 22
| 4886 | 204 | 7 | 23 | 14 | 0 | 0 | 0 | 0 | 0 | 0 | 0 | 0 | 0 | 0 | 0 | 1 |  | 7 | 23 | 7 | 22
| 4887 | 204 | 7 | 23 | 15 | 0 | 0 | 0 | 0 | 0 | 0 | 0 | 0 | 0 | 0 | 0 | 1 |  | 7 | 23 | 7 | 22
| 4888 | 204 | 7 | 23 | 16 | 0 | 0 | 0 | 0 | 0 | 0 | 0 | 0 | 0 | 0 | 0 | 1 |  | 7 | 23 | 7 | 22
| 4889 | 204 | 7 | 23 | 17 | 0 | 0 | 0 | 0 | 0 | 0 | 0 | 0 | 0 | 0 | 0 | 1 |  | 7 | 23 | 7 | 22
| 4890 | 204 | 7 | 23 | 18 | 0 | 0 | 0 | 0 | 0 | 0 | 0 | 0 | 0 | 0 | 0 | 1 |  | 7 | 23 | 7 | 22
| 4891 | 204 | 7 | 23 | 19 | 0 | 0 | 0 | 0 | 0 | 0 | 0 | 0 | 0 | 0 | 0 | 1 |  | 7 | 23 | 7 | 22
| 4892 | 204 | 7 | 23 | 20 | 0 | 0 | 0 | 0 | 0 | 0 | 0 | 0 | 0 | 0 | 0 | 1 |  | 7 | 23 | 7 | 22
| 4893 | 204 | 7 | 23 | 21 | 0 | 0 | 0 | 0 | 0 | 0 | 0 | 0 | 0 | 0 | 0 | 1 |  | 7 | 23 | 7 | 22
| 4894 | 204 | 7 | 23 | 22 | 0 | 0 | 0 | 0 | 0 | 0 | 0 | 0 | 0 | 0 | 0 | 1 |  | 7 | 23 | 7 | 22
| 4895 | 204 | 7 | 23 | 23 | 0 | 0 | 0 | 0 | 0 | 0 | 0 | 0 | 0 | 0 | 0 | 1 |  | 7 | 23 | 7 | 22
| 4896 | 204 | 7 | 23 | 24 | 0 | 0 | 0 | 0 | 0 | 0 | 0 | 0 | 0 | 0 | 0 | 1 |  | 7 | 23 | 7 | 22
| 4897 | 205 | 7 | 24 | 1 | 0 | 0 | 0 | 0 | 0 | 0 | 0 | 0 | 0 | 0 | 0 | 1 |  | 7 | 24 | 7 | 23
| 4898 | 205 | 7 | 24 | 2 | 0 | 0 | 0 | 0 | 0 | 0 | 0 | 0 | 0 | 0 | 0 | 1 |  | 7 | 24 | 7 | 23
| 4899 | 205 | 7 | 24 | 3 | 0 | 0 | 0 | 0 | 0 | 0 | 0 | 0 | 0 | 0 | 0 | 1 |  | 7 | 24 | 7 | 23
| 4900 | 205 | 7 | 24 | 4 | 0 | 0 | 0 | 0 | 0 | 0 | 0 | 0 | 0 | 0 | 0 | 1 |  | 7 | 24 | 7 | 23
| 4901 | 205 | 7 | 24 | 5 | 0 | 0 | 0 | 0 | 0 | 0 | 0 | 0 | 0 | 0 | 0 | 1 |  | 7 | 24 | 7 | 23
| 4902 | 205 | 7 | 24 | 6 | 0 | 0 | 0 | 0 | 0 | 0 | 0 | 0 | 0 | 0 | 0 | 1 |  | 7 | 24 | 7 | 23
| 4903 | 205 | 7 | 24 | 7 | 0 | 0 | 0 | 0 | 0 | 0 | 0 | 0 | 0 | 0 | 0 | 1 |  | 7 | 24 | 7 | 23
| 4904 | 205 | 7 | 24 | 8 | 0 | 0 | 0 | 0 | 0 | 0 | 0 | 0 | 0 | 0 | 0 | 1 |  | 7 | 24 | 7 | 23
| 4905 | 205 | 7 | 24 | 9 | 0 | 0 | 0 | 0 | 0 | 0 | 0 | 0 | 0 | 0 | 0 | 1 |  | 7 | 24 | 7 | 23
| 4906 | 205 | 7 | 24 | 10 | 0 | 0 | 0 | 0 | 0 | 0 | 0 | 0 | 0 | 0 | 0 | 1 |  | 7 | 24 | 7 | 23
| 4907 | 205 | 7 | 24 | 11 | 0 | 0 | 0 | 0 | 0 | 0 | 0 | 0 | 0 | 0 | 0 | 1 |  | 7 | 24 | 7 | 23
| 4908 | 205 | 7 | 24 | 12 | 0 | 0 | 0 | 0 | 0 | 0 | 0 | 0 | 0 | 0 | 0 | 1 |  | 7 | 24 | 7 | 23
| 4909 | 205 | 7 | 24 | 13 | 0 | 0 | 0 | 0 | 0 | 0 | 0 | 0 | 0 | 0 | 0 | 1 |  | 7 | 24 | 7 | 23
| 4910 | 205 | 7 | 24 | 14 | 0 | 0 | 0 | 0 | 0 | 0 | 0 | 0 | 0 | 0 | 0 | 1 |  | 7 | 24 | 7 | 23
| 4911 | 205 | 7 | 24 | 15 | 0 | 0 | 0 | 0 | 0 | 0 | 0 | 0 | 0 | 0 | 0 | 1 |  | 7 | 24 | 7 | 23
| 4912 | 205 | 7 | 24 | 16 | 0 | 0 | 0 | 0 | 0 | 0 | 0 | 0 | 0 | 0 | 0 | 1 |  | 7 | 24 | 7 | 23
| 4913 | 205 | 7 | 24 | 17 | 0 | 0 | 0 | 0 | 0 | 0 | 0 | 0 | 0 | 0 | 0 | 1 |  | 7 | 24 | 7 | 23
| 4914 | 205 | 7 | 24 | 18 | 0 | 0 | 0 | 0 | 0 | 0 | 0 | 0 | 0 | 0 | 0 | 1 |  | 7 | 24 | 7 | 23
| 4915 | 205 | 7 | 24 | 19 | 0 | 0 | 0 | 0 | 0 | 0 | 0 | 0 | 0 | 0 | 0 | 1 |  | 7 | 24 | 7 | 23
| 4916 | 205 | 7 | 24 | 20 | 0 | 0 | 0 | 0 | 0 | 0 | 0 | 0 | 0 | 0 | 0 | 1 |  | 7 | 24 | 7 | 23
| 4917 | 205 | 7 | 24 | 21 | 0 | 0 | 0 | 0 | 0 | 0 | 0 | 0 | 0 | 0 | 0 | 1 |  | 7 | 24 | 7 | 23
| 4918 | 205 | 7 | 24 | 22 | 0 | 0 | 0 | 0 | 0 | 0 | 0 | 0 | 0 | 0 | 0 | 1 |  | 7 | 24 | 7 | 23
| 4919 | 205 | 7 | 24 | 23 | 0 | 0 | 0 | 0 | 0 | 0 | 0 | 0 | 0 | 0 | 0 | 1 |  | 7 | 24 | 7 | 23
| 4920 | 205 | 7 | 24 | 24 | 0 | 0 | 0 | 0 | 0 | 0 | 0 | 0 | 0 | 0 | 0 | 1 |  | 7 | 24 | 7 | 23
| 4921 | 206 | 7 | 25 | 1 | 0 | 0 | 1 | 0 | 0 | 0 | 0 | 0 | 0 | 0 | 0 | 1 |  | 7 | 25 | 7 | 24
| 4922 | 206 | 7 | 25 | 2 | 0 | 0 | 1 | 0 | 0 | 0 | 0 | 0 | 0 | 0 | 0 | 1 |  | 7 | 25 | 7 | 24
| 4923 | 206 | 7 | 25 | 3 | 0 | 0 | 1 | 0 | 0 | 0 | 0 | 0 | 0 | 0 | 0 | 1 |  | 7 | 25 | 7 | 24
| 4924 | 206 | 7 | 25 | 4 | 0 | 0 | 1 | 0 | 0 | 0 | 0 | 0 | 0 | 0 | 0 | 1 |  | 7 | 25 | 7 | 24
| 4925 | 206 | 7 | 25 | 5 | 0 | 0 | 1 | 0 | 0 | 0 | 0 | 0 | 0 | 0 | 0 | 1 |  | 7 | 25 | 7 | 24
| 4926 | 206 | 7 | 25 | 6 | 0 | 0 | 1 | 0 | 0 | 0 | 0 | 0 | 0 | 0 | 0 | 1 |  | 7 | 25 | 7 | 24
| 4927 | 206 | 7 | 25 | 7 | 0 | 0 | 1 | 0 | 0 | 0 | 0 | 0 | 0 | 0 | 0 | 1 |  | 7 | 25 | 7 | 24
| 4928 | 206 | 7 | 25 | 8 | 0 | 0 | 1 | 0 | 0 | 0 | 0 | 0 | 0 | 0 | 0 | 1 |  | 7 | 25 | 7 | 24
| 4929 | 206 | 7 | 25 | 9 | 0 | 0 | 1 | 0 | 0 | 0 | 0 | 0 | 0 | 0 | 0 | 1 |  | 7 | 25 | 7 | 24
| 4930 | 206 | 7 | 25 | 10 | 0 | 0 | 1 | 0 | 0 | 0 | 0 | 0 | 0 | 0 | 0 | 1 |  | 7 | 25 | 7 | 24
| 4931 | 206 | 7 | 25 | 11 | 0 | 0 | 1 | 0 | 0 | 0 | 0 | 0 | 0 | 0 | 0 | 1 |  | 7 | 25 | 7 | 24
| 4932 | 206 | 7 | 25 | 12 | 0 | 0 | 1 | 0 | 0 | 0 | 0 | 0 | 0 | 0 | 0 | 1 |  | 7 | 25 | 7 | 24
| 4933 | 206 | 7 | 25 | 13 | 0 | 0 | 1 | 0 | 0 | 0 | 0 | 0 | 0 | 0 | 0 | 1 |  | 7 | 25 | 7 | 24
| 4934 | 206 | 7 | 25 | 14 | 0 | 0 | 1 | 0 | 0 | 0 | 0 | 0 | 0 | 0 | 0 | 1 |  | 7 | 25 | 7 | 24
| 4935 | 206 | 7 | 25 | 15 | 0 | 0 | 1 | 0 | 0 | 0 | 0 | 0 | 0 | 0 | 0 | 1 |  | 7 | 25 | 7 | 24
| 4936 | 206 | 7 | 25 | 16 | 0 | 0 | 1 | 0 | 0 | 0 | 0 | 0 | 0 | 0 | 0 | 1 |  | 7 | 25 | 7 | 24
| 4937 | 206 | 7 | 25 | 17 | 0 | 0 | 1 | 0 | 0 | 0 | 0 | 0 | 0 | 0 | 0 | 1 |  | 7 | 25 | 7 | 24
| 4938 | 206 | 7 | 25 | 18 | 0 | 0 | 1 | 0 | 0 | 0 | 0 | 0 | 0 | 0 | 0 | 1 |  | 7 | 25 | 7 | 24
| 4939 | 206 | 7 | 25 | 19 | 0 | 0 | 1 | 0 | 0 | 0 | 0 | 0 | 0 | 0 | 0 | 1 |  | 7 | 25 | 7 | 24
| 4940 | 206 | 7 | 25 | 20 | 0 | 0 | 1 | 0 | 0 | 0 | 0 | 0 | 0 | 0 | 0 | 1 |  | 7 | 25 | 7 | 24
| 4941 | 206 | 7 | 25 | 21 | 0 | 0 | 1 | 0 | 0 | 0 | 0 | 0 | 0 | 0 | 0 | 1 |  | 7 | 25 | 7 | 24
| 4942 | 206 | 7 | 25 | 22 | 0 | 0 | 1 | 0 | 0 | 0 | 0 | 0 | 0 | 0 | 0 | 1 |  | 7 | 25 | 7 | 24
| 4943 | 206 | 7 | 25 | 23 | 0 | 0 | 1 | 0 | 0 | 0 | 0 | 0 | 0 | 0 | 0 | 1 |  | 7 | 25 | 7 | 24
| 4944 | 206 | 7 | 25 | 24 | 0 | 0 | 1 | 0 | 0 | 0 | 0 | 0 | 0 | 0 | 0 | 1 |  | 7 | 25 | 7 | 24
| 4945 | 207 | 7 | 26 | 1 | 0 | 0 | 1 | 0 | 0 | 0 | 0 | 0 | 0 | 0 | 0 | 1 |  | 7 | 26 | 7 | 25
| 4946 | 207 | 7 | 26 | 2 | 0 | 0 | 1 | 0 | 0 | 0 | 0 | 0 | 0 | 0 | 0 | 1 |  | 7 | 26 | 7 | 25
| 4947 | 207 | 7 | 26 | 3 | 0 | 0 | 1 | 0 | 0 | 0 | 0 | 0 | 0 | 0 | 0 | 1 |  | 7 | 26 | 7 | 25
| 4948 | 207 | 7 | 26 | 4 | 0 | 0 | 1 | 0 | 0 | 0 | 0 | 0 | 0 | 0 | 0 | 1 |  | 7 | 26 | 7 | 25
| 4949 | 207 | 7 | 26 | 5 | 0 | 0 | 1 | 0 | 0 | 0 | 0 | 0 | 0 | 0 | 0 | 1 |  | 7 | 26 | 7 | 25
| 4950 | 207 | 7 | 26 | 6 | 0 | 0 | 1 | 0 | 0 | 0 | 0 | 0 | 0 | 0 | 0 | 1 |  | 7 | 26 | 7 | 25
| 4951 | 207 | 7 | 26 | 7 | 0 | 0 | 1 | 0 | 0 | 0 | 0 | 0 | 0 | 0 | 0 | 1 |  | 7 | 26 | 7 | 25
| 4952 | 207 | 7 | 26 | 8 | 0 | 0 | 1 | 0 | 0 | 0 | 0 | 0 | 0 | 0 | 0 | 1 |  | 7 | 26 | 7 | 25
| 4953 | 207 | 7 | 26 | 9 | 0 | 0 | 1 | 0 | 0 | 0 | 0 | 0 | 0 | 0 | 0 | 1 |  | 7 | 26 | 7 | 25
| 4954 | 207 | 7 | 26 | 10 | 0 | 0 | 1 | 0 | 0 | 0 | 0 | 0 | 0 | 0 | 0 | 1 |  | 7 | 26 | 7 | 25
| 4955 | 207 | 7 | 26 | 11 | 0 | 0 | 1 | 0 | 0 | 0 | 0 | 0 | 0 | 0 | 0 | 1 |  | 7 | 26 | 7 | 25
| 4956 | 207 | 7 | 26 | 12 | 0 | 0 | 1 | 0 | 0 | 0 | 0 | 0 | 0 | 0 | 0 | 1 |  | 7 | 26 | 7 | 25
| 4957 | 207 | 7 | 26 | 13 | 0 | 0 | 1 | 0 | 0 | 0 | 0 | 0 | 0 | 0 | 0 | 1 |  | 7 | 26 | 7 | 25
| 4958 | 207 | 7 | 26 | 14 | 0 | 0 | 1 | 0 | 0 | 0 | 0 | 0 | 0 | 0 | 0 | 1 |  | 7 | 26 | 7 | 25
| 4959 | 207 | 7 | 26 | 15 | 0 | 0 | 1 | 0 | 0 | 0 | 0 | 0 | 0 | 0 | 0 | 1 |  | 7 | 26 | 7 | 25
| 4960 | 207 | 7 | 26 | 16 | 0 | 0 | 1 | 0 | 0 | 0 | 0 | 0 | 0 | 0 | 0 | 1 |  | 7 | 26 | 7 | 25
| 4961 | 207 | 7 | 26 | 17 | 0 | 0 | 1 | 0 | 0 | 0 | 0 | 0 | 0 | 0 | 0 | 1 |  | 7 | 26 | 7 | 25
| 4962 | 207 | 7 | 26 | 18 | 0 | 0 | 1 | 0 | 0 | 0 | 0 | 0 | 0 | 0 | 0 | 1 |  | 7 | 26 | 7 | 25
| 4963 | 207 | 7 | 26 | 19 | 0 | 0 | 1 | 0 | 0 | 0 | 0 | 0 | 0 | 0 | 0 | 1 |  | 7 | 26 | 7 | 25
| 4964 | 207 | 7 | 26 | 20 | 0 | 0 | 1 | 0 | 0 | 0 | 0 | 0 | 0 | 0 | 0 | 1 |  | 7 | 26 | 7 | 25
| 4965 | 207 | 7 | 26 | 21 | 0 | 0 | 1 | 0 | 0 | 0 | 0 | 0 | 0 | 0 | 0 | 1 |  | 7 | 26 | 7 | 25
| 4966 | 207 | 7 | 26 | 22 | 0 | 0 | 1 | 0 | 0 | 0 | 0 | 0 | 0 | 0 | 0 | 1 |  | 7 | 26 | 7 | 25
| 4967 | 207 | 7 | 26 | 23 | 0 | 0 | 1 | 0 | 0 | 0 | 0 | 0 | 0 | 0 | 0 | 1 |  | 7 | 26 | 7 | 25
| 4968 | 207 | 7 | 26 | 24 | 0 | 0 | 1 | 0 | 0 | 0 | 0 | 0 | 0 | 0 | 0 | 1 |  | 7 | 26 | 7 | 25
| 4969 | 208 | 7 | 27 | 1 | 0 | 0 | 1 | 0 | 0 | 0 | 0 | 0 | 0 | 0 | 0 | 1 |  | 7 | 27 | 7 | 26
| 4970 | 208 | 7 | 27 | 2 | 0 | 0 | 1 | 0 | 0 | 0 | 0 | 0 | 0 | 0 | 0 | 1 |  | 7 | 27 | 7 | 26
| 4971 | 208 | 7 | 27 | 3 | 0 | 0 | 1 | 0 | 0 | 0 | 0 | 0 | 0 | 0 | 0 | 1 |  | 7 | 27 | 7 | 26
| 4972 | 208 | 7 | 27 | 4 | 0 | 0 | 1 | 0 | 0 | 0 | 0 | 0 | 0 | 0 | 0 | 1 |  | 7 | 27 | 7 | 26
| 4973 | 208 | 7 | 27 | 5 | 0 | 0 | 1 | 0 | 0 | 0 | 0 | 0 | 0 | 0 | 0 | 1 |  | 7 | 27 | 7 | 26
| 4974 | 208 | 7 | 27 | 6 | 0 | 0 | 1 | 0 | 0 | 0 | 0 | 0 | 0 | 0 | 0 | 1 |  | 7 | 27 | 7 | 26
| 4975 | 208 | 7 | 27 | 7 | 0 | 0 | 1 | 0 | 0 | 0 | 0 | 0 | 0 | 0 | 0 | 1 |  | 7 | 27 | 7 | 26
| 4976 | 208 | 7 | 27 | 8 | 0 | 0 | 1 | 0 | 0 | 0 | 0 | 0 | 0 | 0 | 0 | 1 |  | 7 | 27 | 7 | 26
| 4977 | 208 | 7 | 27 | 9 | 0 | 0 | 1 | 0 | 0 | 0 | 0 | 0 | 0 | 0 | 0 | 1 |  | 7 | 27 | 7 | 26
| 4978 | 208 | 7 | 27 | 10 | 0 | 0 | 1 | 0 | 0 | 0 | 0 | 0 | 0 | 0 | 0 | 1 |  | 7 | 27 | 7 | 26
| 4979 | 208 | 7 | 27 | 11 | 0 | 0 | 1 | 0 | 0 | 0 | 0 | 0 | 0 | 0 | 0 | 1 |  | 7 | 27 | 7 | 26
| 4980 | 208 | 7 | 27 | 12 | 0 | 0 | 1 | 0 | 0 | 0 | 0 | 0 | 0 | 0 | 0 | 1 |  | 7 | 27 | 7 | 26
| 4981 | 208 | 7 | 27 | 13 | 0 | 0 | 1 | 0 | 0 | 0 | 0 | 0 | 0 | 0 | 0 | 1 |  | 7 | 27 | 7 | 26
| 4982 | 208 | 7 | 27 | 14 | 0 | 0 | 1 | 0 | 0 | 0 | 0 | 0 | 0 | 0 | 0 | 1 |  | 7 | 27 | 7 | 26
| 4983 | 208 | 7 | 27 | 15 | 0 | 0 | 1 | 0 | 0 | 0 | 0 | 0 | 0 | 0 | 0 | 1 |  | 7 | 27 | 7 | 26
| 4984 | 208 | 7 | 27 | 16 | 0 | 0 | 1 | 0 | 0 | 0 | 0 | 0 | 0 | 0 | 0 | 1 |  | 7 | 27 | 7 | 26
| 4985 | 208 | 7 | 27 | 17 | 0 | 0 | 1 | 0 | 0 | 0 | 0 | 0 | 0 | 0 | 0 | 1 |  | 7 | 27 | 7 | 26
| 4986 | 208 | 7 | 27 | 18 | 0 | 0 | 1 | 0 | 0 | 0 | 0 | 0 | 0 | 0 | 0 | 1 |  | 7 | 27 | 7 | 26
| 4987 | 208 | 7 | 27 | 19 | 0 | 0 | 1 | 0 | 0 | 0 | 0 | 0 | 0 | 0 | 0 | 1 |  | 7 | 27 | 7 | 26
| 4988 | 208 | 7 | 27 | 20 | 0 | 0 | 1 | 0 | 0 | 0 | 0 | 0 | 0 | 0 | 0 | 1 |  | 7 | 27 | 7 | 26
| 4989 | 208 | 7 | 27 | 21 | 0 | 0 | 1 | 0 | 0 | 0 | 0 | 0 | 0 | 0 | 0 | 1 |  | 7 | 27 | 7 | 26
| 4990 | 208 | 7 | 27 | 22 | 0 | 0 | 1 | 0 | 0 | 0 | 0 | 0 | 0 | 0 | 0 | 1 |  | 7 | 27 | 7 | 26
| 4991 | 208 | 7 | 27 | 23 | 0 | 0 | 1 | 0 | 0 | 0 | 0 | 0 | 0 | 0 | 0 | 1 |  | 7 | 27 | 7 | 26
| 4992 | 208 | 7 | 27 | 24 | 0 | 0 | 1 | 0 | 0 | 0 | 0 | 0 | 0 | 0 | 0 | 1 |  | 7 | 27 | 7 | 26
| 4993 | 209 | 7 | 28 | 1 | 0 | 0 | 1 | 0 | 0 | 0 | 0 | 0 | 0 | 0 | 0 | 1 |  | 7 | 28 | 7 | 27
| 4994 | 209 | 7 | 28 | 2 | 0 | 0 | 1 | 0 | 0 | 0 | 0 | 0 | 0 | 0 | 0 | 1 |  | 7 | 28 | 7 | 27
| 4995 | 209 | 7 | 28 | 3 | 0 | 0 | 1 | 0 | 0 | 0 | 0 | 0 | 0 | 0 | 0 | 1 |  | 7 | 28 | 7 | 27
| 4996 | 209 | 7 | 28 | 4 | 0 | 0 | 1 | 0 | 0 | 0 | 0 | 0 | 0 | 0 | 0 | 1 |  | 7 | 28 | 7 | 27
| 4997 | 209 | 7 | 28 | 5 | 0 | 0 | 1 | 0 | 0 | 0 | 0 | 0 | 0 | 0 | 0 | 1 |  | 7 | 28 | 7 | 27
| 4998 | 209 | 7 | 28 | 6 | 0 | 0 | 1 | 0 | 0 | 0 | 0 | 0 | 0 | 0 | 0 | 1 |  | 7 | 28 | 7 | 27
| 4999 | 209 | 7 | 28 | 7 | 0 | 0 | 1 | 0 | 0 | 0 | 0 | 0 | 0 | 0 | 0 | 1 |  | 7 | 28 | 7 | 27
| 5000 | 209 | 7 | 28 | 8 | 0 | 0 | 1 | 0 | 0 | 0 | 0 | 0 | 0 | 0 | 0 | 1 |  | 7 | 28 | 7 | 27
| 5001 | 209 | 7 | 28 | 9 | 0 | 0 | 1 | 0 | 0 | 0 | 0 | 0 | 0 | 0 | 0 | 1 |  | 7 | 28 | 7 | 27
| 5002 | 209 | 7 | 28 | 10 | 0 | 0 | 1 | 0 | 0 | 0 | 0 | 0 | 0 | 0 | 0 | 1 |  | 7 | 28 | 7 | 27
| 5003 | 209 | 7 | 28 | 11 | 0 | 0 | 1 | 0 | 0 | 0 | 0 | 0 | 0 | 0 | 0 | 1 |  | 7 | 28 | 7 | 27
| 5004 | 209 | 7 | 28 | 12 | 0 | 0 | 1 | 0 | 0 | 0 | 0 | 0 | 0 | 0 | 0 | 1 |  | 7 | 28 | 7 | 27
| 5005 | 209 | 7 | 28 | 13 | 0 | 0 | 1 | 0 | 0 | 0 | 0 | 0 | 0 | 0 | 0 | 1 |  | 7 | 28 | 7 | 27
| 5006 | 209 | 7 | 28 | 14 | 0 | 0 | 1 | 0 | 0 | 0 | 0 | 0 | 0 | 0 | 0 | 1 |  | 7 | 28 | 7 | 27
| 5007 | 209 | 7 | 28 | 15 | 0 | 0 | 1 | 0 | 0 | 0 | 0 | 0 | 0 | 0 | 0 | 1 |  | 7 | 28 | 7 | 27
| 5008 | 209 | 7 | 28 | 16 | 0 | 0 | 1 | 0 | 0 | 0 | 0 | 0 | 0 | 0 | 0 | 1 |  | 7 | 28 | 7 | 27
| 5009 | 209 | 7 | 28 | 17 | 0 | 0 | 1 | 0 | 0 | 0 | 0 | 0 | 0 | 0 | 0 | 1 |  | 7 | 28 | 7 | 27
| 5010 | 209 | 7 | 28 | 18 | 0 | 0 | 1 | 0 | 0 | 0 | 0 | 0 | 0 | 0 | 0 | 1 |  | 7 | 28 | 7 | 27
| 5011 | 209 | 7 | 28 | 19 | 0 | 0 | 1 | 0 | 0 | 0 | 0 | 0 | 0 | 0 | 0 | 1 |  | 7 | 28 | 7 | 27
| 5012 | 209 | 7 | 28 | 20 | 0 | 0 | 1 | 0 | 0 | 0 | 0 | 0 | 0 | 0 | 0 | 1 |  | 7 | 28 | 7 | 27
| 5013 | 209 | 7 | 28 | 21 | 0 | 0 | 1 | 0 | 0 | 0 | 0 | 0 | 0 | 0 | 0 | 1 |  | 7 | 28 | 7 | 27
| 5014 | 209 | 7 | 28 | 22 | 0 | 0 | 1 | 0 | 0 | 0 | 0 | 0 | 0 | 0 | 0 | 1 |  | 7 | 28 | 7 | 27
| 5015 | 209 | 7 | 28 | 23 | 0 | 0 | 1 | 0 | 0 | 0 | 0 | 0 | 0 | 0 | 0 | 1 |  | 7 | 28 | 7 | 27
| 5016 | 209 | 7 | 28 | 24 | 0 | 0 | 1 | 0 | 0 | 0 | 0 | 0 | 0 | 0 | 0 | 1 |  | 7 | 28 | 7 | 27
| 5017 | 210 | 7 | 29 | 1 | 0 | 0 | 1 | 0 | 0 | 0 | 0 | 0 | 0 | 0 | 0 | 1 |  | 7 | 29 | 7 | 28
| 5018 | 210 | 7 | 29 | 2 | 0 | 0 | 1 | 0 | 0 | 0 | 0 | 0 | 0 | 0 | 0 | 1 |  | 7 | 29 | 7 | 28
| 5019 | 210 | 7 | 29 | 3 | 0 | 0 | 1 | 0 | 0 | 0 | 0 | 0 | 0 | 0 | 0 | 1 |  | 7 | 29 | 7 | 28
| 5020 | 210 | 7 | 29 | 4 | 0 | 0 | 1 | 0 | 0 | 0 | 0 | 0 | 0 | 0 | 0 | 1 |  | 7 | 29 | 7 | 28
| 5021 | 210 | 7 | 29 | 5 | 0 | 0 | 1 | 0 | 0 | 0 | 0 | 0 | 0 | 0 | 0 | 1 |  | 7 | 29 | 7 | 28
| 5022 | 210 | 7 | 29 | 6 | 0 | 0 | 1 | 0 | 0 | 0 | 0 | 0 | 0 | 0 | 0 | 1 |  | 7 | 29 | 7 | 28
| 5023 | 210 | 7 | 29 | 7 | 0 | 0 | 1 | 0 | 0 | 0 | 0 | 0 | 0 | 0 | 0 | 1 |  | 7 | 29 | 7 | 28
| 5024 | 210 | 7 | 29 | 8 | 0 | 0 | 1 | 0 | 0 | 0 | 0 | 0 | 0 | 0 | 0 | 1 |  | 7 | 29 | 7 | 28
| 5025 | 210 | 7 | 29 | 9 | 0 | 0 | 1 | 0 | 0 | 0 | 0 | 0 | 0 | 0 | 0 | 1 |  | 7 | 29 | 7 | 28
| 5026 | 210 | 7 | 29 | 10 | 0 | 0 | 1 | 0 | 0 | 0 | 0 | 0 | 0 | 0 | 0 | 1 |  | 7 | 29 | 7 | 28
| 5027 | 210 | 7 | 29 | 11 | 0 | 0 | 1 | 0 | 0 | 0 | 0 | 0 | 0 | 0 | 0 | 1 |  | 7 | 29 | 7 | 28
| 5028 | 210 | 7 | 29 | 12 | 0 | 0 | 1 | 0 | 0 | 0 | 0 | 0 | 0 | 0 | 0 | 1 |  | 7 | 29 | 7 | 28
| 5029 | 210 | 7 | 29 | 13 | 0 | 0 | 1 | 0 | 0 | 0 | 0 | 0 | 0 | 0 | 0 | 1 |  | 7 | 29 | 7 | 28
| 5030 | 210 | 7 | 29 | 14 | 0 | 0 | 1 | 0 | 0 | 0 | 0 | 0 | 0 | 0 | 0 | 1 |  | 7 | 29 | 7 | 28
| 5031 | 210 | 7 | 29 | 15 | 0 | 0 | 1 | 0 | 0 | 0 | 0 | 0 | 0 | 0 | 0 | 1 |  | 7 | 29 | 7 | 28
| 5032 | 210 | 7 | 29 | 16 | 0 | 0 | 1 | 0 | 0 | 0 | 0 | 0 | 0 | 0 | 0 | 1 |  | 7 | 29 | 7 | 28
| 5033 | 210 | 7 | 29 | 17 | 0 | 0 | 1 | 0 | 0 | 0 | 0 | 0 | 0 | 0 | 0 | 1 |  | 7 | 29 | 7 | 28
| 5034 | 210 | 7 | 29 | 18 | 0 | 0 | 1 | 0 | 0 | 0 | 0 | 0 | 0 | 0 | 0 | 1 |  | 7 | 29 | 7 | 28
| 5035 | 210 | 7 | 29 | 19 | 0 | 0 | 1 | 0 | 0 | 0 | 0 | 0 | 0 | 0 | 0 | 1 |  | 7 | 29 | 7 | 28
| 5036 | 210 | 7 | 29 | 20 | 0 | 0 | 1 | 0 | 0 | 0 | 0 | 0 | 0 | 0 | 0 | 1 |  | 7 | 29 | 7 | 28
| 5037 | 210 | 7 | 29 | 21 | 0 | 0 | 1 | 0 | 0 | 0 | 0 | 0 | 0 | 0 | 0 | 1 |  | 7 | 29 | 7 | 28
| 5038 | 210 | 7 | 29 | 22 | 0 | 0 | 1 | 0 | 0 | 0 | 0 | 0 | 0 | 0 | 0 | 1 |  | 7 | 29 | 7 | 28
| 5039 | 210 | 7 | 29 | 23 | 0 | 0 | 1 | 0 | 0 | 0 | 0 | 0 | 0 | 0 | 0 | 1 |  | 7 | 29 | 7 | 28
| 5040 | 210 | 7 | 29 | 24 | 0 | 0 | 1 | 0 | 0 | 0 | 0 | 0 | 0 | 0 | 0 | 1 |  | 7 | 29 | 7 | 28
| 5041 | 211 | 7 | 30 | 1 | 0 | 0 | 0 | 0 | 0 | 0 | 0 | 0 | 0 | 0 | 0 | 1 |  | 7 | 30 | 7 | 29
| 5042 | 211 | 7 | 30 | 2 | 0 | 0 | 0 | 0 | 0 | 0 | 0 | 0 | 0 | 0 | 0 | 1 |  | 7 | 30 | 7 | 29
| 5043 | 211 | 7 | 30 | 3 | 0 | 0 | 0 | 0 | 0 | 0 | 0 | 0 | 0 | 0 | 0 | 1 |  | 7 | 30 | 7 | 29
| 5044 | 211 | 7 | 30 | 4 | 0 | 0 | 0 | 0 | 0 | 0 | 0 | 0 | 0 | 0 | 0 | 1 |  | 7 | 30 | 7 | 29
| 5045 | 211 | 7 | 30 | 5 | 0 | 0 | 0 | 0 | 0 | 0 | 0 | 0 | 0 | 0 | 0 | 1 |  | 7 | 30 | 7 | 29
| 5046 | 211 | 7 | 30 | 6 | 0 | 0 | 0 | 0 | 0 | 0 | 0 | 0 | 0 | 0 | 0 | 1 |  | 7 | 30 | 7 | 29
| 5047 | 211 | 7 | 30 | 7 | 0 | 0 | 0 | 0 | 0 | 0 | 0 | 0 | 0 | 0 | 0 | 1 |  | 7 | 30 | 7 | 29
| 5048 | 211 | 7 | 30 | 8 | 0 | 0 | 0 | 0 | 0 | 0 | 0 | 0 | 0 | 0 | 0 | 1 |  | 7 | 30 | 7 | 29
| 5049 | 211 | 7 | 30 | 9 | 0 | 0 | 0 | 0 | 0 | 0 | 0 | 0 | 0 | 0 | 0 | 1 |  | 7 | 30 | 7 | 29
| 5050 | 211 | 7 | 30 | 10 | 0 | 0 | 0 | 0 | 0 | 0 | 0 | 0 | 0 | 0 | 0 | 1 |  | 7 | 30 | 7 | 29
| 5051 | 211 | 7 | 30 | 11 | 0 | 0 | 0 | 0 | 0 | 0 | 0 | 0 | 0 | 0 | 0 | 1 |  | 7 | 30 | 7 | 29
| 5052 | 211 | 7 | 30 | 12 | 0 | 0 | 0 | 0 | 0 | 0 | 0 | 0 | 0 | 0 | 0 | 1 |  | 7 | 30 | 7 | 29
| 5053 | 211 | 7 | 30 | 13 | 0 | 0 | 0 | 0 | 0 | 0 | 0 | 0 | 0 | 0 | 0 | 1 |  | 7 | 30 | 7 | 29
| 5054 | 211 | 7 | 30 | 14 | 0 | 0 | 0 | 0 | 0 | 0 | 0 | 0 | 0 | 0 | 0 | 1 |  | 7 | 30 | 7 | 29
| 5055 | 211 | 7 | 30 | 15 | 0 | 0 | 0 | 0 | 0 | 0 | 0 | 0 | 0 | 0 | 0 | 1 |  | 7 | 30 | 7 | 29
| 5056 | 211 | 7 | 30 | 16 | 0 | 0 | 0 | 0 | 0 | 0 | 0 | 0 | 0 | 0 | 0 | 1 |  | 7 | 30 | 7 | 29
| 5057 | 211 | 7 | 30 | 17 | 0 | 0 | 0 | 0 | 0 | 0 | 0 | 0 | 0 | 0 | 0 | 1 |  | 7 | 30 | 7 | 29
| 5058 | 211 | 7 | 30 | 18 | 0 | 0 | 0 | 0 | 0 | 0 | 0 | 0 | 0 | 0 | 0 | 1 |  | 7 | 30 | 7 | 29
| 5059 | 211 | 7 | 30 | 19 | 0 | 0 | 0 | 0 | 0 | 0 | 0 | 0 | 0 | 0 | 0 | 1 |  | 7 | 30 | 7 | 29
| 5060 | 211 | 7 | 30 | 20 | 0 | 0 | 0 | 0 | 0 | 0 | 0 | 0 | 0 | 0 | 0 | 1 |  | 7 | 30 | 7 | 29
| 5061 | 211 | 7 | 30 | 21 | 0 | 0 | 0 | 0 | 0 | 0 | 0 | 0 | 0 | 0 | 0 | 1 |  | 7 | 30 | 7 | 29
| 5062 | 211 | 7 | 30 | 22 | 0 | 0 | 0 | 0 | 0 | 0 | 0 | 0 | 0 | 0 | 0 | 1 |  | 7 | 30 | 7 | 29
| 5063 | 211 | 7 | 30 | 23 | 0 | 0 | 0 | 0 | 0 | 0 | 0 | 0 | 0 | 0 | 0 | 1 |  | 7 | 30 | 7 | 29
| 5064 | 211 | 7 | 30 | 24 | 0 | 0 | 0 | 0 | 0 | 0 | 0 | 0 | 0 | 0 | 0 | 1 |  | 7 | 30 | 7 | 29
| 5065 | 212 | 7 | 31 | 1 | 0 | 0 | 0 | 0 | 0 | 0 | 0 | 0 | 0 | 0 | 0 | 1 |  | 7 | 31 | 7 | 30
| 5066 | 212 | 7 | 31 | 2 | 0 | 0 | 0 | 0 | 0 | 0 | 0 | 0 | 0 | 0 | 0 | 1 |  | 7 | 31 | 7 | 30
| 5067 | 212 | 7 | 31 | 3 | 0 | 0 | 0 | 0 | 0 | 0 | 0 | 0 | 0 | 0 | 0 | 1 |  | 7 | 31 | 7 | 30
| 5068 | 212 | 7 | 31 | 4 | 0 | 0 | 0 | 0 | 0 | 0 | 0 | 0 | 0 | 0 | 0 | 1 |  | 7 | 31 | 7 | 30
| 5069 | 212 | 7 | 31 | 5 | 0 | 0 | 0 | 0 | 0 | 0 | 0 | 0 | 0 | 0 | 0 | 1 |  | 7 | 31 | 7 | 30
| 5070 | 212 | 7 | 31 | 6 | 0 | 0 | 0 | 0 | 0 | 0 | 0 | 0 | 0 | 0 | 0 | 1 |  | 7 | 31 | 7 | 30
| 5071 | 212 | 7 | 31 | 7 | 0 | 0 | 0 | 0 | 0 | 0 | 0 | 0 | 0 | 0 | 0 | 1 |  | 7 | 31 | 7 | 30
| 5072 | 212 | 7 | 31 | 8 | 0 | 0 | 0 | 0 | 0 | 0 | 0 | 0 | 0 | 0 | 0 | 1 |  | 7 | 31 | 7 | 30
| 5073 | 212 | 7 | 31 | 9 | 0 | 0 | 0 | 0 | 0 | 0 | 0 | 0 | 0 | 0 | 0 | 1 |  | 7 | 31 | 7 | 30
| 5074 | 212 | 7 | 31 | 10 | 0 | 0 | 0 | 0 | 0 | 0 | 0 | 0 | 0 | 0 | 0 | 1 |  | 7 | 31 | 7 | 30
| 5075 | 212 | 7 | 31 | 11 | 0 | 0 | 0 | 0 | 0 | 0 | 0 | 0 | 0 | 0 | 0 | 1 |  | 7 | 31 | 7 | 30
| 5076 | 212 | 7 | 31 | 12 | 0 | 0 | 0 | 0 | 0 | 0 | 0 | 0 | 0 | 0 | 0 | 1 |  | 7 | 31 | 7 | 30
| 5077 | 212 | 7 | 31 | 13 | 0 | 0 | 0 | 0 | 0 | 0 | 0 | 0 | 0 | 0 | 0 | 1 |  | 7 | 31 | 7 | 30
| 5078 | 212 | 7 | 31 | 14 | 0 | 0 | 0 | 0 | 0 | 0 | 0 | 0 | 0 | 0 | 0 | 1 |  | 7 | 31 | 7 | 30
| 5079 | 212 | 7 | 31 | 15 | 0 | 0 | 0 | 0 | 0 | 0 | 0 | 0 | 0 | 0 | 0 | 1 |  | 7 | 31 | 7 | 30
| 5080 | 212 | 7 | 31 | 16 | 0 | 0 | 0 | 0 | 0 | 0 | 0 | 0 | 0 | 0 | 0 | 1 |  | 7 | 31 | 7 | 30
| 5081 | 212 | 7 | 31 | 17 | 0 | 0 | 0 | 0 | 0 | 0 | 0 | 0 | 0 | 0 | 0 | 1 |  | 7 | 31 | 7 | 30
| 5082 | 212 | 7 | 31 | 18 | 0 | 0 | 0 | 0 | 0 | 0 | 0 | 0 | 0 | 0 | 0 | 1 |  | 7 | 31 | 7 | 30
| 5083 | 212 | 7 | 31 | 19 | 0 | 0 | 0 | 0 | 0 | 0 | 0 | 0 | 0 | 0 | 0 | 1 |  | 7 | 31 | 7 | 30
| 5084 | 212 | 7 | 31 | 20 | 0 | 0 | 0 | 0 | 0 | 0 | 0 | 0 | 0 | 0 | 0 | 1 |  | 7 | 31 | 7 | 30
| 5085 | 212 | 7 | 31 | 21 | 0 | 0 | 0 | 0 | 0 | 0 | 0 | 0 | 0 | 0 | 0 | 1 |  | 7 | 31 | 7 | 30
| 5086 | 212 | 7 | 31 | 22 | 0 | 0 | 0 | 0 | 0 | 0 | 0 | 0 | 0 | 0 | 0 | 1 |  | 7 | 31 | 7 | 30
| 5087 | 212 | 7 | 31 | 23 | 0 | 0 | 0 | 0 | 0 | 0 | 0 | 0 | 0 | 0 | 0 | 1 |  | 7 | 31 | 7 | 30
| 5088 | 212 | 7 | 31 | 24 | 0 | 0 | 0 | 0 | 0 | 0 | 0 | 0 | 0 | 0 | 0 | 1 |  | 7 | 31 | 7 | 30
| 5089 | 213 | 8 | 1 | 1 | 1 | 0 | 0 | 0 | 0 | 0 | 0 | 0 | 0 | 0 | 0 | 1 |  | 8 | 1 | 7 | 31
| 5090 | 213 | 8 | 1 | 2 | 1 | 0 | 0 | 0 | 0 | 0 | 0 | 0 | 0 | 0 | 0 | 1 |  | 8 | 1 | 7 | 31
| 5091 | 213 | 8 | 1 | 3 | 1 | 0 | 0 | 0 | 0 | 0 | 0 | 0 | 0 | 0 | 0 | 1 |  | 8 | 1 | 7 | 31
| 5092 | 213 | 8 | 1 | 4 | 1 | 0 | 0 | 0 | 0 | 0 | 0 | 0 | 0 | 0 | 0 | 1 |  | 8 | 1 | 7 | 31
| 5093 | 213 | 8 | 1 | 5 | 1 | 0 | 0 | 0 | 0 | 0 | 0 | 0 | 0 | 0 | 0 | 1 |  | 8 | 1 | 7 | 31
| 5094 | 213 | 8 | 1 | 6 | 1 | 0 | 0 | 0 | 0 | 0 | 0 | 0 | 0 | 0 | 0 | 1 |  | 8 | 1 | 7 | 31
| 5095 | 213 | 8 | 1 | 7 | 1 | 0 | 0 | 0 | 0 | 0 | 0 | 0 | 0 | 0 | 0 | 1 |  | 8 | 1 | 7 | 31
| 5096 | 213 | 8 | 1 | 8 | 1 | 0 | 0 | 0 | 0 | 0 | 0 | 0 | 0 | 0 | 0 | 1 |  | 8 | 1 | 7 | 31
| 5097 | 213 | 8 | 1 | 9 | 1 | 0 | 0 | 0 | 0 | 0 | 0 | 0 | 0 | 0 | 0 | 1 |  | 8 | 1 | 7 | 31
| 5098 | 213 | 8 | 1 | 10 | 1 | 0 | 0 | 0 | 0 | 0 | 0 | 0 | 0 | 0 | 0 | 1 |  | 8 | 1 | 7 | 31
| 5099 | 213 | 8 | 1 | 11 | 1 | 0 | 0 | 0 | 0 | 0 | 0 | 0 | 0 | 0 | 0 | 1 |  | 8 | 1 | 7 | 31
| 5100 | 213 | 8 | 1 | 12 | 1 | 0 | 0 | 0 | 0 | 0 | 0 | 0 | 0 | 0 | 0 | 1 |  | 8 | 1 | 7 | 31
| 5101 | 213 | 8 | 1 | 13 | 1 | 0 | 0 | 0 | 0 | 0 | 0 | 0 | 0 | 0 | 0 | 1 |  | 8 | 1 | 7 | 31
| 5102 | 213 | 8 | 1 | 14 | 1 | 0 | 0 | 0 | 0 | 0 | 0 | 0 | 0 | 0 | 0 | 1 |  | 8 | 1 | 7 | 31
| 5103 | 213 | 8 | 1 | 15 | 1 | 0 | 0 | 0 | 0 | 0 | 0 | 0 | 0 | 0 | 0 | 1 |  | 8 | 1 | 7 | 31
| 5104 | 213 | 8 | 1 | 16 | 1 | 0 | 0 | 0 | 0 | 0 | 0 | 0 | 0 | 0 | 0 | 1 |  | 8 | 1 | 7 | 31
| 5105 | 213 | 8 | 1 | 17 | 1 | 0 | 0 | 0 | 0 | 0 | 0 | 0 | 0 | 0 | 0 | 1 |  | 8 | 1 | 7 | 31
| 5106 | 213 | 8 | 1 | 18 | 1 | 0 | 0 | 0 | 0 | 0 | 0 | 0 | 0 | 0 | 0 | 1 |  | 8 | 1 | 7 | 31
| 5107 | 213 | 8 | 1 | 19 | 1 | 0 | 0 | 0 | 0 | 0 | 0 | 0 | 0 | 0 | 0 | 1 |  | 8 | 1 | 7 | 31
| 5108 | 213 | 8 | 1 | 20 | 1 | 0 | 0 | 0 | 0 | 0 | 0 | 0 | 0 | 0 | 0 | 1 |  | 8 | 1 | 7 | 31
| 5109 | 213 | 8 | 1 | 21 | 1 | 0 | 0 | 0 | 0 | 0 | 0 | 0 | 0 | 0 | 0 | 1 |  | 8 | 1 | 7 | 31
| 5110 | 213 | 8 | 1 | 22 | 1 | 0 | 0 | 0 | 0 | 0 | 0 | 0 | 0 | 0 | 0 | 1 |  | 8 | 1 | 7 | 31
| 5111 | 213 | 8 | 1 | 23 | 1 | 0 | 0 | 0 | 0 | 0 | 0 | 0 | 0 | 0 | 0 | 1 |  | 8 | 1 | 7 | 31
| 5112 | 213 | 8 | 1 | 24 | 1 | 0 | 0 | 0 | 0 | 0 | 0 | 0 | 0 | 0 | 0 | 1 |  | 8 | 1 | 7 | 31
| 5113 | 214 | 8 | 2 | 1 | 0 | 0 | 1 | 0 | 0 | 0 | 0 | 0 | 0 | 0 | 0 | 1 |  | 8 | 2 | 8 | 1
| 5114 | 214 | 8 | 2 | 2 | 0 | 0 | 1 | 0 | 0 | 0 | 0 | 0 | 0 | 0 | 0 | 1 |  | 8 | 2 | 8 | 1
| 5115 | 214 | 8 | 2 | 3 | 0 | 0 | 1 | 0 | 0 | 0 | 0 | 0 | 0 | 0 | 0 | 1 |  | 8 | 2 | 8 | 1
| 5116 | 214 | 8 | 2 | 4 | 0 | 0 | 1 | 0 | 0 | 0 | 0 | 0 | 0 | 0 | 0 | 1 |  | 8 | 2 | 8 | 1
| 5117 | 214 | 8 | 2 | 5 | 0 | 0 | 1 | 0 | 0 | 0 | 0 | 0 | 0 | 0 | 0 | 1 |  | 8 | 2 | 8 | 1
| 5118 | 214 | 8 | 2 | 6 | 0 | 0 | 1 | 0 | 0 | 0 | 0 | 0 | 0 | 0 | 0 | 1 |  | 8 | 2 | 8 | 1
| 5119 | 214 | 8 | 2 | 7 | 0 | 0 | 1 | 0 | 0 | 0 | 0 | 0 | 0 | 0 | 0 | 1 |  | 8 | 2 | 8 | 1
| 5120 | 214 | 8 | 2 | 8 | 0 | 0 | 1 | 0 | 0 | 0 | 0 | 0 | 0 | 0 | 0 | 1 |  | 8 | 2 | 8 | 1
| 5121 | 214 | 8 | 2 | 9 | 0 | 0 | 1 | 0 | 0 | 0 | 0 | 0 | 0 | 0 | 0 | 1 |  | 8 | 2 | 8 | 1
| 5122 | 214 | 8 | 2 | 10 | 0 | 0 | 1 | 0 | 0 | 0 | 0 | 0 | 0 | 0 | 0 | 1 |  | 8 | 2 | 8 | 1
| 5123 | 214 | 8 | 2 | 11 | 0 | 0 | 1 | 0 | 0 | 0 | 0 | 0 | 0 | 0 | 0 | 1 |  | 8 | 2 | 8 | 1
| 5124 | 214 | 8 | 2 | 12 | 0 | 0 | 1 | 0 | 0 | 0 | 0 | 0 | 0 | 0 | 0 | 1 |  | 8 | 2 | 8 | 1
| 5125 | 214 | 8 | 2 | 13 | 0 | 0 | 1 | 0 | 0 | 0 | 0 | 0 | 0 | 0 | 0 | 1 |  | 8 | 2 | 8 | 1
| 5126 | 214 | 8 | 2 | 14 | 0 | 0 | 1 | 0 | 0 | 0 | 0 | 0 | 0 | 0 | 0 | 1 |  | 8 | 2 | 8 | 1
| 5127 | 214 | 8 | 2 | 15 | 0 | 0 | 1 | 0 | 0 | 0 | 0 | 0 | 0 | 0 | 0 | 1 |  | 8 | 2 | 8 | 1
| 5128 | 214 | 8 | 2 | 16 | 0 | 0 | 1 | 0 | 0 | 0 | 0 | 0 | 0 | 0 | 0 | 1 |  | 8 | 2 | 8 | 1
| 5129 | 214 | 8 | 2 | 17 | 0 | 0 | 1 | 0 | 0 | 0 | 0 | 0 | 0 | 0 | 0 | 1 |  | 8 | 2 | 8 | 1
| 5130 | 214 | 8 | 2 | 18 | 0 | 0 | 1 | 0 | 0 | 0 | 0 | 0 | 0 | 0 | 0 | 1 |  | 8 | 2 | 8 | 1
| 5131 | 214 | 8 | 2 | 19 | 0 | 0 | 1 | 0 | 0 | 0 | 0 | 0 | 0 | 0 | 0 | 1 |  | 8 | 2 | 8 | 1
| 5132 | 214 | 8 | 2 | 20 | 0 | 0 | 1 | 0 | 0 | 0 | 0 | 0 | 0 | 0 | 0 | 1 |  | 8 | 2 | 8 | 1
| 5133 | 214 | 8 | 2 | 21 | 0 | 0 | 1 | 0 | 0 | 0 | 0 | 0 | 0 | 0 | 0 | 1 |  | 8 | 2 | 8 | 1
| 5134 | 214 | 8 | 2 | 22 | 0 | 0 | 1 | 0 | 0 | 0 | 0 | 0 | 0 | 0 | 0 | 1 |  | 8 | 2 | 8 | 1
| 5135 | 214 | 8 | 2 | 23 | 0 | 0 | 1 | 0 | 0 | 0 | 0 | 0 | 0 | 0 | 0 | 1 |  | 8 | 2 | 8 | 1
| 5136 | 214 | 8 | 2 | 24 | 0 | 0 | 1 | 0 | 0 | 0 | 0 | 0 | 0 | 0 | 0 | 1 |  | 8 | 2 | 8 | 1
| 5137 | 215 | 8 | 3 | 1 | 0 | 0 | 1 | 0 | 0 | 0 | 0 | 0 | 0 | 0 | 0 | 1 |  | 8 | 3 | 8 | 2
| 5138 | 215 | 8 | 3 | 2 | 0 | 0 | 1 | 0 | 0 | 0 | 0 | 0 | 0 | 0 | 0 | 1 |  | 8 | 3 | 8 | 2
| 5139 | 215 | 8 | 3 | 3 | 0 | 0 | 1 | 0 | 0 | 0 | 0 | 0 | 0 | 0 | 0 | 1 |  | 8 | 3 | 8 | 2
| 5140 | 215 | 8 | 3 | 4 | 0 | 0 | 1 | 0 | 0 | 0 | 0 | 0 | 0 | 0 | 0 | 1 |  | 8 | 3 | 8 | 2
| 5141 | 215 | 8 | 3 | 5 | 0 | 0 | 1 | 0 | 0 | 0 | 0 | 0 | 0 | 0 | 0 | 1 |  | 8 | 3 | 8 | 2
| 5142 | 215 | 8 | 3 | 6 | 0 | 0 | 1 | 0 | 0 | 0 | 0 | 0 | 0 | 0 | 0 | 1 |  | 8 | 3 | 8 | 2
| 5143 | 215 | 8 | 3 | 7 | 0 | 0 | 1 | 0 | 0 | 0 | 0 | 0 | 0 | 0 | 0 | 1 |  | 8 | 3 | 8 | 2
| 5144 | 215 | 8 | 3 | 8 | 0 | 0 | 1 | 0 | 0 | 0 | 0 | 0 | 0 | 0 | 0 | 1 |  | 8 | 3 | 8 | 2
| 5145 | 215 | 8 | 3 | 9 | 0 | 0 | 1 | 0 | 0 | 0 | 0 | 0 | 0 | 0 | 0 | 1 |  | 8 | 3 | 8 | 2
| 5146 | 215 | 8 | 3 | 10 | 0 | 0 | 1 | 0 | 0 | 0 | 0 | 0 | 0 | 0 | 0 | 1 |  | 8 | 3 | 8 | 2
| 5147 | 215 | 8 | 3 | 11 | 0 | 0 | 1 | 0 | 0 | 0 | 0 | 0 | 0 | 0 | 0 | 1 |  | 8 | 3 | 8 | 2
| 5148 | 215 | 8 | 3 | 12 | 0 | 0 | 1 | 0 | 0 | 0 | 0 | 0 | 0 | 0 | 0 | 1 |  | 8 | 3 | 8 | 2
| 5149 | 215 | 8 | 3 | 13 | 0 | 0 | 1 | 0 | 0 | 0 | 0 | 0 | 0 | 0 | 0 | 1 |  | 8 | 3 | 8 | 2
| 5150 | 215 | 8 | 3 | 14 | 0 | 0 | 1 | 0 | 0 | 0 | 0 | 0 | 0 | 0 | 0 | 1 |  | 8 | 3 | 8 | 2
| 5151 | 215 | 8 | 3 | 15 | 0 | 0 | 1 | 0 | 0 | 0 | 0 | 0 | 0 | 0 | 0 | 1 |  | 8 | 3 | 8 | 2
| 5152 | 215 | 8 | 3 | 16 | 0 | 0 | 1 | 0 | 0 | 0 | 0 | 0 | 0 | 0 | 0 | 1 |  | 8 | 3 | 8 | 2
| 5153 | 215 | 8 | 3 | 17 | 0 | 0 | 1 | 0 | 0 | 0 | 0 | 0 | 0 | 0 | 0 | 1 |  | 8 | 3 | 8 | 2
| 5154 | 215 | 8 | 3 | 18 | 0 | 0 | 1 | 0 | 0 | 0 | 0 | 0 | 0 | 0 | 0 | 1 |  | 8 | 3 | 8 | 2
| 5155 | 215 | 8 | 3 | 19 | 0 | 0 | 1 | 0 | 0 | 0 | 0 | 0 | 0 | 0 | 0 | 1 |  | 8 | 3 | 8 | 2
| 5156 | 215 | 8 | 3 | 20 | 0 | 0 | 1 | 0 | 0 | 0 | 0 | 0 | 0 | 0 | 0 | 1 |  | 8 | 3 | 8 | 2
| 5157 | 215 | 8 | 3 | 21 | 0 | 0 | 1 | 0 | 0 | 0 | 0 | 0 | 0 | 0 | 0 | 1 |  | 8 | 3 | 8 | 2
| 5158 | 215 | 8 | 3 | 22 | 0 | 0 | 1 | 0 | 0 | 0 | 0 | 0 | 0 | 0 | 0 | 1 |  | 8 | 3 | 8 | 2
| 5159 | 215 | 8 | 3 | 23 | 0 | 0 | 1 | 0 | 0 | 0 | 0 | 0 | 0 | 0 | 0 | 1 |  | 8 | 3 | 8 | 2
| 5160 | 215 | 8 | 3 | 24 | 0 | 0 | 1 | 0 | 0 | 0 | 0 | 0 | 0 | 0 | 0 | 1 |  | 8 | 3 | 8 | 2
| 5161 | 216 | 8 | 4 | 1 | 0 | 0 | 1 | 0 | 0 | 0 | 0 | 0 | 0 | 0 | 0 | 1 |  | 8 | 4 | 8 | 3
| 5162 | 216 | 8 | 4 | 2 | 0 | 0 | 1 | 0 | 0 | 0 | 0 | 0 | 0 | 0 | 0 | 1 |  | 8 | 4 | 8 | 3
| 5163 | 216 | 8 | 4 | 3 | 0 | 0 | 1 | 0 | 0 | 0 | 0 | 0 | 0 | 0 | 0 | 1 |  | 8 | 4 | 8 | 3
| 5164 | 216 | 8 | 4 | 4 | 0 | 0 | 1 | 0 | 0 | 0 | 0 | 0 | 0 | 0 | 0 | 1 |  | 8 | 4 | 8 | 3
| 5165 | 216 | 8 | 4 | 5 | 0 | 0 | 1 | 0 | 0 | 0 | 0 | 0 | 0 | 0 | 0 | 1 |  | 8 | 4 | 8 | 3
| 5166 | 216 | 8 | 4 | 6 | 0 | 0 | 1 | 0 | 0 | 0 | 0 | 0 | 0 | 0 | 0 | 1 |  | 8 | 4 | 8 | 3
| 5167 | 216 | 8 | 4 | 7 | 0 | 0 | 1 | 0 | 0 | 0 | 0 | 0 | 0 | 0 | 0 | 1 |  | 8 | 4 | 8 | 3
| 5168 | 216 | 8 | 4 | 8 | 0 | 0 | 1 | 0 | 0 | 0 | 0 | 0 | 0 | 0 | 0 | 1 |  | 8 | 4 | 8 | 3
| 5169 | 216 | 8 | 4 | 9 | 0 | 0 | 1 | 0 | 0 | 0 | 0 | 0 | 0 | 0 | 0 | 1 |  | 8 | 4 | 8 | 3
| 5170 | 216 | 8 | 4 | 10 | 0 | 0 | 1 | 0 | 0 | 0 | 0 | 0 | 0 | 0 | 0 | 1 |  | 8 | 4 | 8 | 3
| 5171 | 216 | 8 | 4 | 11 | 0 | 0 | 1 | 0 | 0 | 0 | 0 | 0 | 0 | 0 | 0 | 1 |  | 8 | 4 | 8 | 3
| 5172 | 216 | 8 | 4 | 12 | 0 | 0 | 1 | 0 | 0 | 0 | 0 | 0 | 0 | 0 | 0 | 1 |  | 8 | 4 | 8 | 3
| 5173 | 216 | 8 | 4 | 13 | 0 | 0 | 1 | 0 | 0 | 0 | 0 | 0 | 0 | 0 | 0 | 1 |  | 8 | 4 | 8 | 3
| 5174 | 216 | 8 | 4 | 14 | 0 | 0 | 1 | 0 | 0 | 0 | 0 | 0 | 0 | 0 | 0 | 1 |  | 8 | 4 | 8 | 3
| 5175 | 216 | 8 | 4 | 15 | 0 | 0 | 1 | 0 | 0 | 0 | 0 | 0 | 0 | 0 | 0 | 1 |  | 8 | 4 | 8 | 3
| 5176 | 216 | 8 | 4 | 16 | 0 | 0 | 1 | 0 | 0 | 0 | 0 | 0 | 0 | 0 | 0 | 1 |  | 8 | 4 | 8 | 3
| 5177 | 216 | 8 | 4 | 17 | 0 | 0 | 1 | 0 | 0 | 0 | 0 | 0 | 0 | 0 | 0 | 1 |  | 8 | 4 | 8 | 3
| 5178 | 216 | 8 | 4 | 18 | 0 | 0 | 1 | 0 | 0 | 0 | 0 | 0 | 0 | 0 | 0 | 1 |  | 8 | 4 | 8 | 3
| 5179 | 216 | 8 | 4 | 19 | 0 | 0 | 1 | 0 | 0 | 0 | 0 | 0 | 0 | 0 | 0 | 1 |  | 8 | 4 | 8 | 3
| 5180 | 216 | 8 | 4 | 20 | 0 | 0 | 1 | 0 | 0 | 0 | 0 | 0 | 0 | 0 | 0 | 1 |  | 8 | 4 | 8 | 3
| 5181 | 216 | 8 | 4 | 21 | 0 | 0 | 1 | 0 | 0 | 0 | 0 | 0 | 0 | 0 | 0 | 1 |  | 8 | 4 | 8 | 3
| 5182 | 216 | 8 | 4 | 22 | 0 | 0 | 1 | 0 | 0 | 0 | 0 | 0 | 0 | 0 | 0 | 1 |  | 8 | 4 | 8 | 3
| 5183 | 216 | 8 | 4 | 23 | 0 | 0 | 1 | 0 | 0 | 0 | 0 | 0 | 0 | 0 | 0 | 1 |  | 8 | 4 | 8 | 3
| 5184 | 216 | 8 | 4 | 24 | 0 | 0 | 1 | 0 | 0 | 0 | 0 | 0 | 0 | 0 | 0 | 1 |  | 8 | 4 | 8 | 3
| 5185 | 217 | 8 | 5 | 1 | 0 | 0 | 1 | 0 | 0 | 0 | 0 | 0 | 0 | 0 | 0 | 1 |  | 8 | 5 | 8 | 4
| 5186 | 217 | 8 | 5 | 2 | 0 | 0 | 1 | 0 | 0 | 0 | 0 | 0 | 0 | 0 | 0 | 1 |  | 8 | 5 | 8 | 4
| 5187 | 217 | 8 | 5 | 3 | 0 | 0 | 1 | 0 | 0 | 0 | 0 | 0 | 0 | 0 | 0 | 1 |  | 8 | 5 | 8 | 4
| 5188 | 217 | 8 | 5 | 4 | 0 | 0 | 1 | 0 | 0 | 0 | 0 | 0 | 0 | 0 | 0 | 1 |  | 8 | 5 | 8 | 4
| 5189 | 217 | 8 | 5 | 5 | 0 | 0 | 1 | 0 | 0 | 0 | 0 | 0 | 0 | 0 | 0 | 1 |  | 8 | 5 | 8 | 4
| 5190 | 217 | 8 | 5 | 6 | 0 | 0 | 1 | 0 | 0 | 0 | 0 | 0 | 0 | 0 | 0 | 1 |  | 8 | 5 | 8 | 4
| 5191 | 217 | 8 | 5 | 7 | 0 | 0 | 1 | 0 | 0 | 0 | 0 | 0 | 0 | 0 | 0 | 1 |  | 8 | 5 | 8 | 4
| 5192 | 217 | 8 | 5 | 8 | 0 | 0 | 1 | 0 | 0 | 0 | 0 | 0 | 0 | 0 | 0 | 1 |  | 8 | 5 | 8 | 4
| 5193 | 217 | 8 | 5 | 9 | 0 | 0 | 1 | 0 | 0 | 0 | 0 | 0 | 0 | 0 | 0 | 1 |  | 8 | 5 | 8 | 4
| 5194 | 217 | 8 | 5 | 10 | 0 | 0 | 1 | 0 | 0 | 0 | 0 | 0 | 0 | 0 | 0 | 1 |  | 8 | 5 | 8 | 4
| 5195 | 217 | 8 | 5 | 11 | 0 | 0 | 1 | 0 | 0 | 0 | 0 | 0 | 0 | 0 | 0 | 1 |  | 8 | 5 | 8 | 4
| 5196 | 217 | 8 | 5 | 12 | 0 | 0 | 1 | 0 | 0 | 0 | 0 | 0 | 0 | 0 | 0 | 1 |  | 8 | 5 | 8 | 4
| 5197 | 217 | 8 | 5 | 13 | 0 | 0 | 1 | 0 | 0 | 0 | 0 | 0 | 0 | 0 | 0 | 1 |  | 8 | 5 | 8 | 4
| 5198 | 217 | 8 | 5 | 14 | 0 | 0 | 1 | 0 | 0 | 0 | 0 | 0 | 0 | 0 | 0 | 1 |  | 8 | 5 | 8 | 4
| 5199 | 217 | 8 | 5 | 15 | 0 | 0 | 1 | 0 | 0 | 0 | 0 | 0 | 0 | 0 | 0 | 1 |  | 8 | 5 | 8 | 4
| 5200 | 217 | 8 | 5 | 16 | 0 | 0 | 1 | 0 | 0 | 0 | 0 | 0 | 0 | 0 | 0 | 1 |  | 8 | 5 | 8 | 4
| 5201 | 217 | 8 | 5 | 17 | 0 | 0 | 1 | 0 | 0 | 0 | 0 | 0 | 0 | 0 | 0 | 1 |  | 8 | 5 | 8 | 4
| 5202 | 217 | 8 | 5 | 18 | 0 | 0 | 1 | 0 | 0 | 0 | 0 | 0 | 0 | 0 | 0 | 1 |  | 8 | 5 | 8 | 4
| 5203 | 217 | 8 | 5 | 19 | 0 | 0 | 1 | 0 | 0 | 0 | 0 | 0 | 0 | 0 | 0 | 1 |  | 8 | 5 | 8 | 4
| 5204 | 217 | 8 | 5 | 20 | 0 | 0 | 1 | 0 | 0 | 0 | 0 | 0 | 0 | 0 | 0 | 1 |  | 8 | 5 | 8 | 4
| 5205 | 217 | 8 | 5 | 21 | 0 | 0 | 1 | 0 | 0 | 0 | 0 | 0 | 0 | 0 | 0 | 1 |  | 8 | 5 | 8 | 4
| 5206 | 217 | 8 | 5 | 22 | 0 | 0 | 1 | 0 | 0 | 0 | 0 | 0 | 0 | 0 | 0 | 1 |  | 8 | 5 | 8 | 4
| 5207 | 217 | 8 | 5 | 23 | 0 | 0 | 1 | 0 | 0 | 0 | 0 | 0 | 0 | 0 | 0 | 1 |  | 8 | 5 | 8 | 4
| 5208 | 217 | 8 | 5 | 24 | 0 | 0 | 1 | 0 | 0 | 0 | 0 | 0 | 0 | 0 | 0 | 1 |  | 8 | 5 | 8 | 4
| 5209 | 218 | 8 | 6 | 1 | 0 | 0 | 0 | 0 | 0 | 0 | 0 | 0 | 0 | 0 | 0 | 1 |  | 8 | 6 | 8 | 5
| 5210 | 218 | 8 | 6 | 2 | 0 | 0 | 0 | 0 | 0 | 0 | 0 | 0 | 0 | 0 | 0 | 1 |  | 8 | 6 | 8 | 5
| 5211 | 218 | 8 | 6 | 3 | 0 | 0 | 0 | 0 | 0 | 0 | 0 | 0 | 0 | 0 | 0 | 1 |  | 8 | 6 | 8 | 5
| 5212 | 218 | 8 | 6 | 4 | 0 | 0 | 0 | 0 | 0 | 0 | 0 | 0 | 0 | 0 | 0 | 1 |  | 8 | 6 | 8 | 5
| 5213 | 218 | 8 | 6 | 5 | 0 | 0 | 0 | 0 | 0 | 0 | 0 | 0 | 0 | 0 | 0 | 1 |  | 8 | 6 | 8 | 5
| 5214 | 218 | 8 | 6 | 6 | 0 | 0 | 0 | 0 | 0 | 0 | 0 | 0 | 0 | 0 | 0 | 1 |  | 8 | 6 | 8 | 5
| 5215 | 218 | 8 | 6 | 7 | 0 | 0 | 0 | 0 | 0 | 0 | 0 | 0 | 0 | 0 | 0 | 1 |  | 8 | 6 | 8 | 5
| 5216 | 218 | 8 | 6 | 8 | 0 | 0 | 0 | 0 | 0 | 0 | 0 | 0 | 0 | 0 | 0 | 1 |  | 8 | 6 | 8 | 5
| 5217 | 218 | 8 | 6 | 9 | 0 | 0 | 0 | 0 | 0 | 0 | 0 | 0 | 0 | 0 | 0 | 1 |  | 8 | 6 | 8 | 5
| 5218 | 218 | 8 | 6 | 10 | 0 | 0 | 0 | 0 | 0 | 0 | 0 | 0 | 0 | 0 | 0 | 1 |  | 8 | 6 | 8 | 5
| 5219 | 218 | 8 | 6 | 11 | 0 | 0 | 0 | 0 | 0 | 0 | 0 | 0 | 0 | 0 | 0 | 1 |  | 8 | 6 | 8 | 5
| 5220 | 218 | 8 | 6 | 12 | 0 | 0 | 0 | 0 | 0 | 0 | 0 | 0 | 0 | 0 | 0 | 1 |  | 8 | 6 | 8 | 5
| 5221 | 218 | 8 | 6 | 13 | 0 | 0 | 0 | 0 | 0 | 0 | 0 | 0 | 0 | 0 | 0 | 1 |  | 8 | 6 | 8 | 5
| 5222 | 218 | 8 | 6 | 14 | 0 | 0 | 0 | 0 | 0 | 0 | 0 | 0 | 0 | 0 | 0 | 1 |  | 8 | 6 | 8 | 5
| 5223 | 218 | 8 | 6 | 15 | 0 | 0 | 0 | 0 | 0 | 0 | 0 | 0 | 0 | 0 | 0 | 1 |  | 8 | 6 | 8 | 5
| 5224 | 218 | 8 | 6 | 16 | 0 | 0 | 0 | 0 | 0 | 0 | 0 | 0 | 0 | 0 | 0 | 1 |  | 8 | 6 | 8 | 5
| 5225 | 218 | 8 | 6 | 17 | 0 | 0 | 0 | 0 | 0 | 0 | 0 | 0 | 0 | 0 | 0 | 1 |  | 8 | 6 | 8 | 5
| 5226 | 218 | 8 | 6 | 18 | 0 | 0 | 0 | 0 | 0 | 0 | 0 | 0 | 0 | 0 | 0 | 1 |  | 8 | 6 | 8 | 5
| 5227 | 218 | 8 | 6 | 19 | 0 | 0 | 0 | 0 | 0 | 0 | 0 | 0 | 0 | 0 | 0 | 1 |  | 8 | 6 | 8 | 5
| 5228 | 218 | 8 | 6 | 20 | 0 | 0 | 0 | 0 | 0 | 0 | 0 | 0 | 0 | 0 | 0 | 1 |  | 8 | 6 | 8 | 5
| 5229 | 218 | 8 | 6 | 21 | 0 | 0 | 0 | 0 | 0 | 0 | 0 | 0 | 0 | 0 | 0 | 1 |  | 8 | 6 | 8 | 5
| 5230 | 218 | 8 | 6 | 22 | 0 | 0 | 0 | 0 | 0 | 0 | 0 | 0 | 0 | 0 | 0 | 1 |  | 8 | 6 | 8 | 5
| 5231 | 218 | 8 | 6 | 23 | 0 | 0 | 0 | 0 | 0 | 0 | 0 | 0 | 0 | 0 | 0 | 1 |  | 8 | 6 | 8 | 5
| 5232 | 218 | 8 | 6 | 24 | 0 | 0 | 0 | 0 | 0 | 0 | 0 | 0 | 0 | 0 | 0 | 1 |  | 8 | 6 | 8 | 5
| 5233 | 219 | 8 | 7 | 1 | 0 | 0 | 0 | 0 | 0 | 0 | 0 | 0 | 0 | 0 | 0 | 1 |  | 8 | 7 | 8 | 6
| 5234 | 219 | 8 | 7 | 2 | 0 | 0 | 0 | 0 | 0 | 0 | 0 | 0 | 0 | 0 | 0 | 1 |  | 8 | 7 | 8 | 6
| 5235 | 219 | 8 | 7 | 3 | 0 | 0 | 0 | 0 | 0 | 0 | 0 | 0 | 0 | 0 | 0 | 1 |  | 8 | 7 | 8 | 6
| 5236 | 219 | 8 | 7 | 4 | 0 | 0 | 0 | 0 | 0 | 0 | 0 | 0 | 0 | 0 | 0 | 1 |  | 8 | 7 | 8 | 6
| 5237 | 219 | 8 | 7 | 5 | 0 | 0 | 0 | 0 | 0 | 0 | 0 | 0 | 0 | 0 | 0 | 1 |  | 8 | 7 | 8 | 6
| 5238 | 219 | 8 | 7 | 6 | 0 | 0 | 0 | 0 | 0 | 0 | 0 | 0 | 0 | 0 | 0 | 1 |  | 8 | 7 | 8 | 6
| 5239 | 219 | 8 | 7 | 7 | 0 | 0 | 0 | 0 | 0 | 0 | 0 | 0 | 0 | 0 | 0 | 1 |  | 8 | 7 | 8 | 6
| 5240 | 219 | 8 | 7 | 8 | 0 | 0 | 0 | 0 | 0 | 0 | 0 | 0 | 0 | 0 | 0 | 1 |  | 8 | 7 | 8 | 6
| 5241 | 219 | 8 | 7 | 9 | 0 | 0 | 0 | 0 | 0 | 0 | 0 | 0 | 0 | 0 | 0 | 1 |  | 8 | 7 | 8 | 6
| 5242 | 219 | 8 | 7 | 10 | 0 | 0 | 0 | 0 | 0 | 0 | 0 | 0 | 0 | 0 | 0 | 1 |  | 8 | 7 | 8 | 6
| 5243 | 219 | 8 | 7 | 11 | 0 | 0 | 0 | 0 | 0 | 0 | 0 | 0 | 0 | 0 | 0 | 1 |  | 8 | 7 | 8 | 6
| 5244 | 219 | 8 | 7 | 12 | 0 | 0 | 0 | 0 | 0 | 0 | 0 | 0 | 0 | 0 | 0 | 1 |  | 8 | 7 | 8 | 6
| 5245 | 219 | 8 | 7 | 13 | 0 | 0 | 0 | 0 | 0 | 0 | 0 | 0 | 0 | 0 | 0 | 1 |  | 8 | 7 | 8 | 6
| 5246 | 219 | 8 | 7 | 14 | 0 | 0 | 0 | 0 | 0 | 0 | 0 | 0 | 0 | 0 | 0 | 1 |  | 8 | 7 | 8 | 6
| 5247 | 219 | 8 | 7 | 15 | 0 | 0 | 0 | 0 | 0 | 0 | 0 | 0 | 0 | 0 | 0 | 1 |  | 8 | 7 | 8 | 6
| 5248 | 219 | 8 | 7 | 16 | 0 | 0 | 0 | 0 | 0 | 0 | 0 | 0 | 0 | 0 | 0 | 1 |  | 8 | 7 | 8 | 6
| 5249 | 219 | 8 | 7 | 17 | 0 | 0 | 0 | 0 | 0 | 0 | 0 | 0 | 0 | 0 | 0 | 1 |  | 8 | 7 | 8 | 6
| 5250 | 219 | 8 | 7 | 18 | 0 | 0 | 0 | 0 | 0 | 0 | 0 | 0 | 0 | 0 | 0 | 1 |  | 8 | 7 | 8 | 6
| 5251 | 219 | 8 | 7 | 19 | 0 | 0 | 0 | 0 | 0 | 0 | 0 | 0 | 0 | 0 | 0 | 1 |  | 8 | 7 | 8 | 6
| 5252 | 219 | 8 | 7 | 20 | 0 | 0 | 0 | 0 | 0 | 0 | 0 | 0 | 0 | 0 | 0 | 1 |  | 8 | 7 | 8 | 6
| 5253 | 219 | 8 | 7 | 21 | 0 | 0 | 0 | 0 | 0 | 0 | 0 | 0 | 0 | 0 | 0 | 1 |  | 8 | 7 | 8 | 6
| 5254 | 219 | 8 | 7 | 22 | 0 | 0 | 0 | 0 | 0 | 0 | 0 | 0 | 0 | 0 | 0 | 1 |  | 8 | 7 | 8 | 6
| 5255 | 219 | 8 | 7 | 23 | 0 | 0 | 0 | 0 | 0 | 0 | 0 | 0 | 0 | 0 | 0 | 1 |  | 8 | 7 | 8 | 6
| 5256 | 219 | 8 | 7 | 24 | 0 | 0 | 0 | 0 | 0 | 0 | 0 | 0 | 0 | 0 | 0 | 1 |  | 8 | 7 | 8 | 6
| 5257 | 220 | 8 | 8 | 1 | 0 | 0 | 1 | 0 | 0 | 0 | 0 | 0 | 0 | 0 | 0 | 1 |  | 8 | 8 | 8 | 7
| 5258 | 220 | 8 | 8 | 2 | 0 | 0 | 1 | 0 | 0 | 0 | 0 | 0 | 0 | 0 | 0 | 1 |  | 8 | 8 | 8 | 7
| 5259 | 220 | 8 | 8 | 3 | 0 | 0 | 1 | 0 | 0 | 0 | 0 | 0 | 0 | 0 | 0 | 1 |  | 8 | 8 | 8 | 7
| 5260 | 220 | 8 | 8 | 4 | 0 | 0 | 1 | 0 | 0 | 0 | 0 | 0 | 0 | 0 | 0 | 1 |  | 8 | 8 | 8 | 7
| 5261 | 220 | 8 | 8 | 5 | 0 | 0 | 1 | 0 | 0 | 0 | 0 | 0 | 0 | 0 | 0 | 1 |  | 8 | 8 | 8 | 7
| 5262 | 220 | 8 | 8 | 6 | 0 | 0 | 1 | 0 | 0 | 0 | 0 | 0 | 0 | 0 | 0 | 1 |  | 8 | 8 | 8 | 7
| 5263 | 220 | 8 | 8 | 7 | 0 | 0 | 1 | 0 | 0 | 0 | 0 | 0 | 0 | 0 | 0 | 1 |  | 8 | 8 | 8 | 7
| 5264 | 220 | 8 | 8 | 8 | 0 | 0 | 1 | 0 | 0 | 0 | 0 | 0 | 0 | 0 | 0 | 1 |  | 8 | 8 | 8 | 7
| 5265 | 220 | 8 | 8 | 9 | 0 | 0 | 1 | 0 | 0 | 0 | 0 | 0 | 0 | 0 | 0 | 1 |  | 8 | 8 | 8 | 7
| 5266 | 220 | 8 | 8 | 10 | 0 | 0 | 1 | 0 | 0 | 0 | 0 | 0 | 0 | 0 | 0 | 1 |  | 8 | 8 | 8 | 7
| 5267 | 220 | 8 | 8 | 11 | 0 | 0 | 1 | 0 | 0 | 0 | 0 | 0 | 0 | 0 | 0 | 1 |  | 8 | 8 | 8 | 7
| 5268 | 220 | 8 | 8 | 12 | 0 | 0 | 1 | 0 | 0 | 0 | 0 | 0 | 0 | 0 | 0 | 1 |  | 8 | 8 | 8 | 7
| 5269 | 220 | 8 | 8 | 13 | 0 | 0 | 1 | 0 | 0 | 0 | 0 | 0 | 0 | 0 | 0 | 1 |  | 8 | 8 | 8 | 7
| 5270 | 220 | 8 | 8 | 14 | 0 | 0 | 1 | 0 | 0 | 0 | 0 | 0 | 0 | 0 | 0 | 1 |  | 8 | 8 | 8 | 7
| 5271 | 220 | 8 | 8 | 15 | 0 | 0 | 1 | 0 | 0 | 0 | 0 | 0 | 0 | 0 | 0 | 1 |  | 8 | 8 | 8 | 7
| 5272 | 220 | 8 | 8 | 16 | 0 | 0 | 1 | 0 | 0 | 0 | 0 | 0 | 0 | 0 | 0 | 1 |  | 8 | 8 | 8 | 7
| 5273 | 220 | 8 | 8 | 17 | 0 | 0 | 1 | 0 | 0 | 0 | 0 | 0 | 0 | 0 | 0 | 1 |  | 8 | 8 | 8 | 7
| 5274 | 220 | 8 | 8 | 18 | 0 | 0 | 1 | 0 | 0 | 0 | 0 | 0 | 0 | 0 | 0 | 1 |  | 8 | 8 | 8 | 7
| 5275 | 220 | 8 | 8 | 19 | 0 | 0 | 1 | 0 | 0 | 0 | 0 | 0 | 0 | 0 | 0 | 1 |  | 8 | 8 | 8 | 7
| 5276 | 220 | 8 | 8 | 20 | 0 | 0 | 1 | 0 | 0 | 0 | 0 | 0 | 0 | 0 | 0 | 1 |  | 8 | 8 | 8 | 7
| 5277 | 220 | 8 | 8 | 21 | 0 | 0 | 1 | 0 | 0 | 0 | 0 | 0 | 0 | 0 | 0 | 1 |  | 8 | 8 | 8 | 7
| 5278 | 220 | 8 | 8 | 22 | 0 | 0 | 1 | 0 | 0 | 0 | 0 | 0 | 0 | 0 | 0 | 1 |  | 8 | 8 | 8 | 7
| 5279 | 220 | 8 | 8 | 23 | 0 | 0 | 1 | 0 | 0 | 0 | 0 | 0 | 0 | 0 | 0 | 1 |  | 8 | 8 | 8 | 7
| 5280 | 220 | 8 | 8 | 24 | 0 | 0 | 1 | 0 | 0 | 0 | 0 | 0 | 0 | 0 | 0 | 1 |  | 8 | 8 | 8 | 7
| 5281 | 221 | 8 | 9 | 1 | 0 | 0 | 1 | 0 | 0 | 0 | 0 | 0 | 0 | 0 | 0 | 1 |  | 8 | 9 | 8 | 8
| 5282 | 221 | 8 | 9 | 2 | 0 | 0 | 1 | 0 | 0 | 0 | 0 | 0 | 0 | 0 | 0 | 1 |  | 8 | 9 | 8 | 8
| 5283 | 221 | 8 | 9 | 3 | 0 | 0 | 1 | 0 | 0 | 0 | 0 | 0 | 0 | 0 | 0 | 1 |  | 8 | 9 | 8 | 8
| 5284 | 221 | 8 | 9 | 4 | 0 | 0 | 1 | 0 | 0 | 0 | 0 | 0 | 0 | 0 | 0 | 1 |  | 8 | 9 | 8 | 8
| 5285 | 221 | 8 | 9 | 5 | 0 | 0 | 1 | 0 | 0 | 0 | 0 | 0 | 0 | 0 | 0 | 1 |  | 8 | 9 | 8 | 8
| 5286 | 221 | 8 | 9 | 6 | 0 | 0 | 1 | 0 | 0 | 0 | 0 | 0 | 0 | 0 | 0 | 1 |  | 8 | 9 | 8 | 8
| 5287 | 221 | 8 | 9 | 7 | 0 | 0 | 1 | 0 | 0 | 0 | 0 | 0 | 0 | 0 | 0 | 1 |  | 8 | 9 | 8 | 8
| 5288 | 221 | 8 | 9 | 8 | 0 | 0 | 1 | 0 | 0 | 0 | 0 | 0 | 0 | 0 | 0 | 1 |  | 8 | 9 | 8 | 8
| 5289 | 221 | 8 | 9 | 9 | 0 | 0 | 1 | 0 | 0 | 0 | 0 | 0 | 0 | 0 | 0 | 1 |  | 8 | 9 | 8 | 8
| 5290 | 221 | 8 | 9 | 10 | 0 | 0 | 1 | 0 | 0 | 0 | 0 | 0 | 0 | 0 | 0 | 1 |  | 8 | 9 | 8 | 8
| 5291 | 221 | 8 | 9 | 11 | 0 | 0 | 1 | 0 | 0 | 0 | 0 | 0 | 0 | 0 | 0 | 1 |  | 8 | 9 | 8 | 8
| 5292 | 221 | 8 | 9 | 12 | 0 | 0 | 1 | 0 | 0 | 0 | 0 | 0 | 0 | 0 | 0 | 1 |  | 8 | 9 | 8 | 8
| 5293 | 221 | 8 | 9 | 13 | 0 | 0 | 1 | 0 | 0 | 0 | 0 | 0 | 0 | 0 | 0 | 1 |  | 8 | 9 | 8 | 8
| 5294 | 221 | 8 | 9 | 14 | 0 | 0 | 1 | 0 | 0 | 0 | 0 | 0 | 0 | 0 | 0 | 1 |  | 8 | 9 | 8 | 8
| 5295 | 221 | 8 | 9 | 15 | 0 | 0 | 1 | 0 | 0 | 0 | 0 | 0 | 0 | 0 | 0 | 1 |  | 8 | 9 | 8 | 8
| 5296 | 221 | 8 | 9 | 16 | 0 | 0 | 1 | 0 | 0 | 0 | 0 | 0 | 0 | 0 | 0 | 1 |  | 8 | 9 | 8 | 8
| 5297 | 221 | 8 | 9 | 17 | 0 | 0 | 1 | 0 | 0 | 0 | 0 | 0 | 0 | 0 | 0 | 1 |  | 8 | 9 | 8 | 8
| 5298 | 221 | 8 | 9 | 18 | 0 | 0 | 1 | 0 | 0 | 0 | 0 | 0 | 0 | 0 | 0 | 1 |  | 8 | 9 | 8 | 8
| 5299 | 221 | 8 | 9 | 19 | 0 | 0 | 1 | 0 | 0 | 0 | 0 | 0 | 0 | 0 | 0 | 1 |  | 8 | 9 | 8 | 8
| 5300 | 221 | 8 | 9 | 20 | 0 | 0 | 1 | 0 | 0 | 0 | 0 | 0 | 0 | 0 | 0 | 1 |  | 8 | 9 | 8 | 8
| 5301 | 221 | 8 | 9 | 21 | 0 | 0 | 1 | 0 | 0 | 0 | 0 | 0 | 0 | 0 | 0 | 1 |  | 8 | 9 | 8 | 8
| 5302 | 221 | 8 | 9 | 22 | 0 | 0 | 1 | 0 | 0 | 0 | 0 | 0 | 0 | 0 | 0 | 1 |  | 8 | 9 | 8 | 8
| 5303 | 221 | 8 | 9 | 23 | 0 | 0 | 1 | 0 | 0 | 0 | 0 | 0 | 0 | 0 | 0 | 1 |  | 8 | 9 | 8 | 8
| 5304 | 221 | 8 | 9 | 24 | 0 | 0 | 1 | 0 | 0 | 0 | 0 | 0 | 0 | 0 | 0 | 1 |  | 8 | 9 | 8 | 8
| 5305 | 222 | 8 | 10 | 1 | 0 | 0 | 1 | 0 | 0 | 0 | 0 | 0 | 0 | 0 | 0 | 1 |  | 8 | 10 | 8 | 9
| 5306 | 222 | 8 | 10 | 2 | 0 | 0 | 1 | 0 | 0 | 0 | 0 | 0 | 0 | 0 | 0 | 1 |  | 8 | 10 | 8 | 9
| 5307 | 222 | 8 | 10 | 3 | 0 | 0 | 1 | 0 | 0 | 0 | 0 | 0 | 0 | 0 | 0 | 1 |  | 8 | 10 | 8 | 9
| 5308 | 222 | 8 | 10 | 4 | 0 | 0 | 1 | 0 | 0 | 0 | 0 | 0 | 0 | 0 | 0 | 1 |  | 8 | 10 | 8 | 9
| 5309 | 222 | 8 | 10 | 5 | 0 | 0 | 1 | 0 | 0 | 0 | 0 | 0 | 0 | 0 | 0 | 1 |  | 8 | 10 | 8 | 9
| 5310 | 222 | 8 | 10 | 6 | 0 | 0 | 1 | 0 | 0 | 0 | 0 | 0 | 0 | 0 | 0 | 1 |  | 8 | 10 | 8 | 9
| 5311 | 222 | 8 | 10 | 7 | 0 | 0 | 1 | 0 | 0 | 0 | 0 | 0 | 0 | 0 | 0 | 1 |  | 8 | 10 | 8 | 9
| 5312 | 222 | 8 | 10 | 8 | 0 | 0 | 1 | 0 | 0 | 0 | 0 | 0 | 0 | 0 | 0 | 1 |  | 8 | 10 | 8 | 9
| 5313 | 222 | 8 | 10 | 9 | 0 | 0 | 1 | 0 | 0 | 0 | 0 | 0 | 0 | 0 | 0 | 1 |  | 8 | 10 | 8 | 9
| 5314 | 222 | 8 | 10 | 10 | 0 | 0 | 1 | 0 | 0 | 0 | 0 | 0 | 0 | 0 | 0 | 1 |  | 8 | 10 | 8 | 9
| 5315 | 222 | 8 | 10 | 11 | 0 | 0 | 1 | 0 | 0 | 0 | 0 | 0 | 0 | 0 | 0 | 1 |  | 8 | 10 | 8 | 9
| 5316 | 222 | 8 | 10 | 12 | 0 | 0 | 1 | 0 | 0 | 0 | 0 | 0 | 0 | 0 | 0 | 1 |  | 8 | 10 | 8 | 9
| 5317 | 222 | 8 | 10 | 13 | 0 | 0 | 1 | 0 | 0 | 0 | 0 | 0 | 0 | 0 | 0 | 1 |  | 8 | 10 | 8 | 9
| 5318 | 222 | 8 | 10 | 14 | 0 | 0 | 1 | 0 | 0 | 0 | 0 | 0 | 0 | 0 | 0 | 1 |  | 8 | 10 | 8 | 9
| 5319 | 222 | 8 | 10 | 15 | 0 | 0 | 1 | 0 | 0 | 0 | 0 | 0 | 0 | 0 | 0 | 1 |  | 8 | 10 | 8 | 9
| 5320 | 222 | 8 | 10 | 16 | 0 | 0 | 1 | 0 | 0 | 0 | 0 | 0 | 0 | 0 | 0 | 1 |  | 8 | 10 | 8 | 9
| 5321 | 222 | 8 | 10 | 17 | 0 | 0 | 1 | 0 | 0 | 0 | 0 | 0 | 0 | 0 | 0 | 1 |  | 8 | 10 | 8 | 9
| 5322 | 222 | 8 | 10 | 18 | 0 | 0 | 1 | 0 | 0 | 0 | 0 | 0 | 0 | 0 | 0 | 1 |  | 8 | 10 | 8 | 9
| 5323 | 222 | 8 | 10 | 19 | 0 | 0 | 1 | 0 | 0 | 0 | 0 | 0 | 0 | 0 | 0 | 1 |  | 8 | 10 | 8 | 9
| 5324 | 222 | 8 | 10 | 20 | 0 | 0 | 1 | 0 | 0 | 0 | 0 | 0 | 0 | 0 | 0 | 1 |  | 8 | 10 | 8 | 9
| 5325 | 222 | 8 | 10 | 21 | 0 | 0 | 1 | 0 | 0 | 0 | 0 | 0 | 0 | 0 | 0 | 1 |  | 8 | 10 | 8 | 9
| 5326 | 222 | 8 | 10 | 22 | 0 | 0 | 1 | 0 | 0 | 0 | 0 | 0 | 0 | 0 | 0 | 1 |  | 8 | 10 | 8 | 9
| 5327 | 222 | 8 | 10 | 23 | 0 | 0 | 1 | 0 | 0 | 0 | 0 | 0 | 0 | 0 | 0 | 1 |  | 8 | 10 | 8 | 9
| 5328 | 222 | 8 | 10 | 24 | 0 | 0 | 1 | 0 | 0 | 0 | 0 | 0 | 0 | 0 | 0 | 1 |  | 8 | 10 | 8 | 9
| 5329 | 223 | 8 | 11 | 1 | 0 | 0 | 1 | 0 | 0 | 0 | 0 | 0 | 0 | 0 | 0 | 1 |  | 8 | 11 | 8 | 10
| 5330 | 223 | 8 | 11 | 2 | 0 | 0 | 1 | 0 | 0 | 0 | 0 | 0 | 0 | 0 | 0 | 1 |  | 8 | 11 | 8 | 10
| 5331 | 223 | 8 | 11 | 3 | 0 | 0 | 1 | 0 | 0 | 0 | 0 | 0 | 0 | 0 | 0 | 1 |  | 8 | 11 | 8 | 10
| 5332 | 223 | 8 | 11 | 4 | 0 | 0 | 1 | 0 | 0 | 0 | 0 | 0 | 0 | 0 | 0 | 1 |  | 8 | 11 | 8 | 10
| 5333 | 223 | 8 | 11 | 5 | 0 | 0 | 1 | 0 | 0 | 0 | 0 | 0 | 0 | 0 | 0 | 1 |  | 8 | 11 | 8 | 10
| 5334 | 223 | 8 | 11 | 6 | 0 | 0 | 1 | 0 | 0 | 0 | 0 | 0 | 0 | 0 | 0 | 1 |  | 8 | 11 | 8 | 10
| 5335 | 223 | 8 | 11 | 7 | 0 | 0 | 1 | 0 | 0 | 0 | 0 | 0 | 0 | 0 | 0 | 1 |  | 8 | 11 | 8 | 10
| 5336 | 223 | 8 | 11 | 8 | 0 | 0 | 1 | 0 | 0 | 0 | 0 | 0 | 0 | 0 | 0 | 1 |  | 8 | 11 | 8 | 10
| 5337 | 223 | 8 | 11 | 9 | 0 | 0 | 1 | 0 | 0 | 0 | 0 | 0 | 0 | 0 | 0 | 1 |  | 8 | 11 | 8 | 10
| 5338 | 223 | 8 | 11 | 10 | 0 | 0 | 1 | 0 | 0 | 0 | 0 | 0 | 0 | 0 | 0 | 1 |  | 8 | 11 | 8 | 10
| 5339 | 223 | 8 | 11 | 11 | 0 | 0 | 1 | 0 | 0 | 0 | 0 | 0 | 0 | 0 | 0 | 1 |  | 8 | 11 | 8 | 10
| 5340 | 223 | 8 | 11 | 12 | 0 | 0 | 1 | 0 | 0 | 0 | 0 | 0 | 0 | 0 | 0 | 1 |  | 8 | 11 | 8 | 10
| 5341 | 223 | 8 | 11 | 13 | 0 | 0 | 1 | 0 | 0 | 0 | 0 | 0 | 0 | 0 | 0 | 1 |  | 8 | 11 | 8 | 10
| 5342 | 223 | 8 | 11 | 14 | 0 | 0 | 1 | 0 | 0 | 0 | 0 | 0 | 0 | 0 | 0 | 1 |  | 8 | 11 | 8 | 10
| 5343 | 223 | 8 | 11 | 15 | 0 | 0 | 1 | 0 | 0 | 0 | 0 | 0 | 0 | 0 | 0 | 1 |  | 8 | 11 | 8 | 10
| 5344 | 223 | 8 | 11 | 16 | 0 | 0 | 1 | 0 | 0 | 0 | 0 | 0 | 0 | 0 | 0 | 1 |  | 8 | 11 | 8 | 10
| 5345 | 223 | 8 | 11 | 17 | 0 | 0 | 1 | 0 | 0 | 0 | 0 | 0 | 0 | 0 | 0 | 1 |  | 8 | 11 | 8 | 10
| 5346 | 223 | 8 | 11 | 18 | 0 | 0 | 1 | 0 | 0 | 0 | 0 | 0 | 0 | 0 | 0 | 1 |  | 8 | 11 | 8 | 10
| 5347 | 223 | 8 | 11 | 19 | 0 | 0 | 1 | 0 | 0 | 0 | 0 | 0 | 0 | 0 | 0 | 1 |  | 8 | 11 | 8 | 10
| 5348 | 223 | 8 | 11 | 20 | 0 | 0 | 1 | 0 | 0 | 0 | 0 | 0 | 0 | 0 | 0 | 1 |  | 8 | 11 | 8 | 10
| 5349 | 223 | 8 | 11 | 21 | 0 | 0 | 1 | 0 | 0 | 0 | 0 | 0 | 0 | 0 | 0 | 1 |  | 8 | 11 | 8 | 10
| 5350 | 223 | 8 | 11 | 22 | 0 | 0 | 1 | 0 | 0 | 0 | 0 | 0 | 0 | 0 | 0 | 1 |  | 8 | 11 | 8 | 10
| 5351 | 223 | 8 | 11 | 23 | 0 | 0 | 1 | 0 | 0 | 0 | 0 | 0 | 0 | 0 | 0 | 1 |  | 8 | 11 | 8 | 10
| 5352 | 223 | 8 | 11 | 24 | 0 | 0 | 1 | 0 | 0 | 0 | 0 | 0 | 0 | 0 | 0 | 1 |  | 8 | 11 | 8 | 10
| 5353 | 224 | 8 | 12 | 1 | 0 | 0 | 1 | 0 | 0 | 0 | 0 | 0 | 0 | 0 | 0 | 1 |  | 8 | 12 | 8 | 11
| 5354 | 224 | 8 | 12 | 2 | 0 | 0 | 1 | 0 | 0 | 0 | 0 | 0 | 0 | 0 | 0 | 1 |  | 8 | 12 | 8 | 11
| 5355 | 224 | 8 | 12 | 3 | 0 | 0 | 1 | 0 | 0 | 0 | 0 | 0 | 0 | 0 | 0 | 1 |  | 8 | 12 | 8 | 11
| 5356 | 224 | 8 | 12 | 4 | 0 | 0 | 1 | 0 | 0 | 0 | 0 | 0 | 0 | 0 | 0 | 1 |  | 8 | 12 | 8 | 11
| 5357 | 224 | 8 | 12 | 5 | 0 | 0 | 1 | 0 | 0 | 0 | 0 | 0 | 0 | 0 | 0 | 1 |  | 8 | 12 | 8 | 11
| 5358 | 224 | 8 | 12 | 6 | 0 | 0 | 1 | 0 | 0 | 0 | 0 | 0 | 0 | 0 | 0 | 1 |  | 8 | 12 | 8 | 11
| 5359 | 224 | 8 | 12 | 7 | 0 | 0 | 1 | 0 | 0 | 0 | 0 | 0 | 0 | 0 | 0 | 1 |  | 8 | 12 | 8 | 11
| 5360 | 224 | 8 | 12 | 8 | 0 | 0 | 1 | 0 | 0 | 0 | 0 | 0 | 0 | 0 | 0 | 1 |  | 8 | 12 | 8 | 11
| 5361 | 224 | 8 | 12 | 9 | 0 | 0 | 1 | 0 | 0 | 0 | 0 | 0 | 0 | 0 | 0 | 1 |  | 8 | 12 | 8 | 11
| 5362 | 224 | 8 | 12 | 10 | 0 | 0 | 1 | 0 | 0 | 0 | 0 | 0 | 0 | 0 | 0 | 1 |  | 8 | 12 | 8 | 11
| 5363 | 224 | 8 | 12 | 11 | 0 | 0 | 1 | 0 | 0 | 0 | 0 | 0 | 0 | 0 | 0 | 1 |  | 8 | 12 | 8 | 11
| 5364 | 224 | 8 | 12 | 12 | 0 | 0 | 1 | 0 | 0 | 0 | 0 | 0 | 0 | 0 | 0 | 1 |  | 8 | 12 | 8 | 11
| 5365 | 224 | 8 | 12 | 13 | 0 | 0 | 1 | 0 | 0 | 0 | 0 | 0 | 0 | 0 | 0 | 1 |  | 8 | 12 | 8 | 11
| 5366 | 224 | 8 | 12 | 14 | 0 | 0 | 1 | 0 | 0 | 0 | 0 | 0 | 0 | 0 | 0 | 1 |  | 8 | 12 | 8 | 11
| 5367 | 224 | 8 | 12 | 15 | 0 | 0 | 1 | 0 | 0 | 0 | 0 | 0 | 0 | 0 | 0 | 1 |  | 8 | 12 | 8 | 11
| 5368 | 224 | 8 | 12 | 16 | 0 | 0 | 1 | 0 | 0 | 0 | 0 | 0 | 0 | 0 | 0 | 1 |  | 8 | 12 | 8 | 11
| 5369 | 224 | 8 | 12 | 17 | 0 | 0 | 1 | 0 | 0 | 0 | 0 | 0 | 0 | 0 | 0 | 1 |  | 8 | 12 | 8 | 11
| 5370 | 224 | 8 | 12 | 18 | 0 | 0 | 1 | 0 | 0 | 0 | 0 | 0 | 0 | 0 | 0 | 1 |  | 8 | 12 | 8 | 11
| 5371 | 224 | 8 | 12 | 19 | 0 | 0 | 1 | 0 | 0 | 0 | 0 | 0 | 0 | 0 | 0 | 1 |  | 8 | 12 | 8 | 11
| 5372 | 224 | 8 | 12 | 20 | 0 | 0 | 1 | 0 | 0 | 0 | 0 | 0 | 0 | 0 | 0 | 1 |  | 8 | 12 | 8 | 11
| 5373 | 224 | 8 | 12 | 21 | 0 | 0 | 1 | 0 | 0 | 0 | 0 | 0 | 0 | 0 | 0 | 1 |  | 8 | 12 | 8 | 11
| 5374 | 224 | 8 | 12 | 22 | 0 | 0 | 1 | 0 | 0 | 0 | 0 | 0 | 0 | 0 | 0 | 1 |  | 8 | 12 | 8 | 11
| 5375 | 224 | 8 | 12 | 23 | 0 | 0 | 1 | 0 | 0 | 0 | 0 | 0 | 0 | 0 | 0 | 1 |  | 8 | 12 | 8 | 11
| 5376 | 224 | 8 | 12 | 24 | 0 | 0 | 1 | 0 | 0 | 0 | 0 | 0 | 0 | 0 | 0 | 1 |  | 8 | 12 | 8 | 11
| 5377 | 225 | 8 | 13 | 1 | 0 | 0 | 0 | 0 | 0 | 0 | 0 | 0 | 0 | 0 | 0 | 1 |  | 8 | 13 | 8 | 12
| 5378 | 225 | 8 | 13 | 2 | 0 | 0 | 0 | 0 | 0 | 0 | 0 | 0 | 0 | 0 | 0 | 1 |  | 8 | 13 | 8 | 12
| 5379 | 225 | 8 | 13 | 3 | 0 | 0 | 0 | 0 | 0 | 0 | 0 | 0 | 0 | 0 | 0 | 1 |  | 8 | 13 | 8 | 12
| 5380 | 225 | 8 | 13 | 4 | 0 | 0 | 0 | 0 | 0 | 0 | 0 | 0 | 0 | 0 | 0 | 1 |  | 8 | 13 | 8 | 12
| 5381 | 225 | 8 | 13 | 5 | 0 | 0 | 0 | 0 | 0 | 0 | 0 | 0 | 0 | 0 | 0 | 1 |  | 8 | 13 | 8 | 12
| 5382 | 225 | 8 | 13 | 6 | 0 | 0 | 0 | 0 | 0 | 0 | 0 | 0 | 0 | 0 | 0 | 1 |  | 8 | 13 | 8 | 12
| 5383 | 225 | 8 | 13 | 7 | 0 | 0 | 0 | 0 | 0 | 0 | 0 | 0 | 0 | 0 | 0 | 1 |  | 8 | 13 | 8 | 12
| 5384 | 225 | 8 | 13 | 8 | 0 | 0 | 0 | 0 | 0 | 0 | 0 | 0 | 0 | 0 | 0 | 1 |  | 8 | 13 | 8 | 12
| 5385 | 225 | 8 | 13 | 9 | 0 | 0 | 0 | 0 | 0 | 0 | 0 | 0 | 0 | 0 | 0 | 1 |  | 8 | 13 | 8 | 12
| 5386 | 225 | 8 | 13 | 10 | 0 | 0 | 0 | 0 | 0 | 0 | 0 | 0 | 0 | 0 | 0 | 1 |  | 8 | 13 | 8 | 12
| 5387 | 225 | 8 | 13 | 11 | 0 | 0 | 0 | 0 | 0 | 0 | 0 | 0 | 0 | 0 | 0 | 1 |  | 8 | 13 | 8 | 12
| 5388 | 225 | 8 | 13 | 12 | 0 | 0 | 0 | 0 | 0 | 0 | 0 | 0 | 0 | 0 | 0 | 1 |  | 8 | 13 | 8 | 12
| 5389 | 225 | 8 | 13 | 13 | 0 | 0 | 0 | 0 | 0 | 0 | 0 | 0 | 0 | 0 | 0 | 1 |  | 8 | 13 | 8 | 12
| 5390 | 225 | 8 | 13 | 14 | 0 | 0 | 0 | 0 | 0 | 0 | 0 | 0 | 0 | 0 | 0 | 1 |  | 8 | 13 | 8 | 12
| 5391 | 225 | 8 | 13 | 15 | 0 | 0 | 0 | 0 | 0 | 0 | 0 | 0 | 0 | 0 | 0 | 1 |  | 8 | 13 | 8 | 12
| 5392 | 225 | 8 | 13 | 16 | 0 | 0 | 0 | 0 | 0 | 0 | 0 | 0 | 0 | 0 | 0 | 1 |  | 8 | 13 | 8 | 12
| 5393 | 225 | 8 | 13 | 17 | 0 | 0 | 0 | 0 | 0 | 0 | 0 | 0 | 0 | 0 | 0 | 1 |  | 8 | 13 | 8 | 12
| 5394 | 225 | 8 | 13 | 18 | 0 | 0 | 0 | 0 | 0 | 0 | 0 | 0 | 0 | 0 | 0 | 1 |  | 8 | 13 | 8 | 12
| 5395 | 225 | 8 | 13 | 19 | 0 | 0 | 0 | 0 | 0 | 0 | 0 | 0 | 0 | 0 | 0 | 1 |  | 8 | 13 | 8 | 12
| 5396 | 225 | 8 | 13 | 20 | 0 | 0 | 0 | 0 | 0 | 0 | 0 | 0 | 0 | 0 | 0 | 1 |  | 8 | 13 | 8 | 12
| 5397 | 225 | 8 | 13 | 21 | 0 | 0 | 0 | 0 | 0 | 0 | 0 | 0 | 0 | 0 | 0 | 1 |  | 8 | 13 | 8 | 12
| 5398 | 225 | 8 | 13 | 22 | 0 | 0 | 0 | 0 | 0 | 0 | 0 | 0 | 0 | 0 | 0 | 1 |  | 8 | 13 | 8 | 12
| 5399 | 225 | 8 | 13 | 23 | 0 | 0 | 0 | 0 | 0 | 0 | 0 | 0 | 0 | 0 | 0 | 1 |  | 8 | 13 | 8 | 12
| 5400 | 225 | 8 | 13 | 24 | 0 | 0 | 0 | 0 | 0 | 0 | 0 | 0 | 0 | 0 | 0 | 1 |  | 8 | 13 | 8 | 12
| 5401 | 226 | 8 | 14 | 1 | 0 | 0 | 0 | 0 | 0 | 0 | 0 | 0 | 0 | 0 | 0 | 1 |  | 8 | 14 | 8 | 13
| 5402 | 226 | 8 | 14 | 2 | 0 | 0 | 0 | 0 | 0 | 0 | 0 | 0 | 0 | 0 | 0 | 1 |  | 8 | 14 | 8 | 13
| 5403 | 226 | 8 | 14 | 3 | 0 | 0 | 0 | 0 | 0 | 0 | 0 | 0 | 0 | 0 | 0 | 1 |  | 8 | 14 | 8 | 13
| 5404 | 226 | 8 | 14 | 4 | 0 | 0 | 0 | 0 | 0 | 0 | 0 | 0 | 0 | 0 | 0 | 1 |  | 8 | 14 | 8 | 13
| 5405 | 226 | 8 | 14 | 5 | 0 | 0 | 0 | 0 | 0 | 0 | 0 | 0 | 0 | 0 | 0 | 1 |  | 8 | 14 | 8 | 13
| 5406 | 226 | 8 | 14 | 6 | 0 | 0 | 0 | 0 | 0 | 0 | 0 | 0 | 0 | 0 | 0 | 1 |  | 8 | 14 | 8 | 13
| 5407 | 226 | 8 | 14 | 7 | 0 | 0 | 0 | 0 | 0 | 0 | 0 | 0 | 0 | 0 | 0 | 1 |  | 8 | 14 | 8 | 13
| 5408 | 226 | 8 | 14 | 8 | 0 | 0 | 0 | 0 | 0 | 0 | 0 | 0 | 0 | 0 | 0 | 1 |  | 8 | 14 | 8 | 13
| 5409 | 226 | 8 | 14 | 9 | 0 | 0 | 0 | 0 | 0 | 0 | 0 | 0 | 0 | 0 | 0 | 1 |  | 8 | 14 | 8 | 13
| 5410 | 226 | 8 | 14 | 10 | 0 | 0 | 0 | 0 | 0 | 0 | 0 | 0 | 0 | 0 | 0 | 1 |  | 8 | 14 | 8 | 13
| 5411 | 226 | 8 | 14 | 11 | 0 | 0 | 0 | 0 | 0 | 0 | 0 | 0 | 0 | 0 | 0 | 1 |  | 8 | 14 | 8 | 13
| 5412 | 226 | 8 | 14 | 12 | 0 | 0 | 0 | 0 | 0 | 0 | 0 | 0 | 0 | 0 | 0 | 1 |  | 8 | 14 | 8 | 13
| 5413 | 226 | 8 | 14 | 13 | 0 | 0 | 0 | 0 | 0 | 0 | 0 | 0 | 0 | 0 | 0 | 1 |  | 8 | 14 | 8 | 13
| 5414 | 226 | 8 | 14 | 14 | 0 | 0 | 0 | 0 | 0 | 0 | 0 | 0 | 0 | 0 | 0 | 1 |  | 8 | 14 | 8 | 13
| 5415 | 226 | 8 | 14 | 15 | 0 | 0 | 0 | 0 | 0 | 0 | 0 | 0 | 0 | 0 | 0 | 1 |  | 8 | 14 | 8 | 13
| 5416 | 226 | 8 | 14 | 16 | 0 | 0 | 0 | 0 | 0 | 0 | 0 | 0 | 0 | 0 | 0 | 1 |  | 8 | 14 | 8 | 13
| 5417 | 226 | 8 | 14 | 17 | 0 | 0 | 0 | 0 | 0 | 0 | 0 | 0 | 0 | 0 | 0 | 1 |  | 8 | 14 | 8 | 13
| 5418 | 226 | 8 | 14 | 18 | 0 | 0 | 0 | 0 | 0 | 0 | 0 | 0 | 0 | 0 | 0 | 1 |  | 8 | 14 | 8 | 13
| 5419 | 226 | 8 | 14 | 19 | 0 | 0 | 0 | 0 | 0 | 0 | 0 | 0 | 0 | 0 | 0 | 1 |  | 8 | 14 | 8 | 13
| 5420 | 226 | 8 | 14 | 20 | 0 | 0 | 0 | 0 | 0 | 0 | 0 | 0 | 0 | 0 | 0 | 1 |  | 8 | 14 | 8 | 13
| 5421 | 226 | 8 | 14 | 21 | 0 | 0 | 0 | 0 | 0 | 0 | 0 | 0 | 0 | 0 | 0 | 1 |  | 8 | 14 | 8 | 13
| 5422 | 226 | 8 | 14 | 22 | 0 | 0 | 0 | 0 | 0 | 0 | 0 | 0 | 0 | 0 | 0 | 1 |  | 8 | 14 | 8 | 13
| 5423 | 226 | 8 | 14 | 23 | 0 | 0 | 0 | 0 | 0 | 0 | 0 | 0 | 0 | 0 | 0 | 1 |  | 8 | 14 | 8 | 13
| 5424 | 226 | 8 | 14 | 24 | 0 | 0 | 0 | 0 | 0 | 0 | 0 | 0 | 0 | 0 | 0 | 1 |  | 8 | 14 | 8 | 13
| 5425 | 227 | 8 | 15 | 1 | 0 | 0 | 1 | 0 | 0 | 0 | 0 | 0 | 0 | 0 | 0 | 1 |  | 8 | 15 | 8 | 14
| 5426 | 227 | 8 | 15 | 2 | 0 | 0 | 1 | 0 | 0 | 0 | 0 | 0 | 0 | 0 | 0 | 1 |  | 8 | 15 | 8 | 14
| 5427 | 227 | 8 | 15 | 3 | 0 | 0 | 1 | 0 | 0 | 0 | 0 | 0 | 0 | 0 | 0 | 1 |  | 8 | 15 | 8 | 14
| 5428 | 227 | 8 | 15 | 4 | 0 | 0 | 1 | 0 | 0 | 0 | 0 | 0 | 0 | 0 | 0 | 1 |  | 8 | 15 | 8 | 14
| 5429 | 227 | 8 | 15 | 5 | 0 | 0 | 1 | 0 | 0 | 0 | 0 | 0 | 0 | 0 | 0 | 1 |  | 8 | 15 | 8 | 14
| 5430 | 227 | 8 | 15 | 6 | 0 | 0 | 1 | 0 | 0 | 0 | 0 | 0 | 0 | 0 | 0 | 1 |  | 8 | 15 | 8 | 14
| 5431 | 227 | 8 | 15 | 7 | 0 | 0 | 1 | 0 | 0 | 0 | 0 | 0 | 0 | 0 | 0 | 1 |  | 8 | 15 | 8 | 14
| 5432 | 227 | 8 | 15 | 8 | 0 | 0 | 1 | 0 | 0 | 0 | 0 | 0 | 0 | 0 | 0 | 1 |  | 8 | 15 | 8 | 14
| 5433 | 227 | 8 | 15 | 9 | 0 | 0 | 1 | 0 | 0 | 0 | 0 | 0 | 0 | 0 | 0 | 1 |  | 8 | 15 | 8 | 14
| 5434 | 227 | 8 | 15 | 10 | 0 | 0 | 1 | 0 | 0 | 0 | 0 | 0 | 0 | 0 | 0 | 1 |  | 8 | 15 | 8 | 14
| 5435 | 227 | 8 | 15 | 11 | 0 | 0 | 1 | 0 | 0 | 0 | 0 | 0 | 0 | 0 | 0 | 1 |  | 8 | 15 | 8 | 14
| 5436 | 227 | 8 | 15 | 12 | 0 | 0 | 1 | 0 | 0 | 0 | 0 | 0 | 0 | 0 | 0 | 1 |  | 8 | 15 | 8 | 14
| 5437 | 227 | 8 | 15 | 13 | 0 | 0 | 1 | 0 | 0 | 0 | 0 | 0 | 0 | 0 | 0 | 1 |  | 8 | 15 | 8 | 14
| 5438 | 227 | 8 | 15 | 14 | 0 | 0 | 1 | 0 | 0 | 0 | 0 | 0 | 0 | 0 | 0 | 1 |  | 8 | 15 | 8 | 14
| 5439 | 227 | 8 | 15 | 15 | 0 | 0 | 1 | 0 | 0 | 0 | 0 | 0 | 0 | 0 | 0 | 1 |  | 8 | 15 | 8 | 14
| 5440 | 227 | 8 | 15 | 16 | 0 | 0 | 1 | 0 | 0 | 0 | 0 | 0 | 0 | 0 | 0 | 1 |  | 8 | 15 | 8 | 14
| 5441 | 227 | 8 | 15 | 17 | 0 | 0 | 1 | 0 | 0 | 0 | 0 | 0 | 0 | 0 | 0 | 1 |  | 8 | 15 | 8 | 14
| 5442 | 227 | 8 | 15 | 18 | 0 | 0 | 1 | 0 | 0 | 0 | 0 | 0 | 0 | 0 | 0 | 1 |  | 8 | 15 | 8 | 14
| 5443 | 227 | 8 | 15 | 19 | 0 | 0 | 1 | 0 | 0 | 0 | 0 | 0 | 0 | 0 | 0 | 1 |  | 8 | 15 | 8 | 14
| 5444 | 227 | 8 | 15 | 20 | 0 | 0 | 1 | 0 | 0 | 0 | 0 | 0 | 0 | 0 | 0 | 1 |  | 8 | 15 | 8 | 14
| 5445 | 227 | 8 | 15 | 21 | 0 | 0 | 1 | 0 | 0 | 0 | 0 | 0 | 0 | 0 | 0 | 1 |  | 8 | 15 | 8 | 14
| 5446 | 227 | 8 | 15 | 22 | 0 | 0 | 1 | 0 | 0 | 0 | 0 | 0 | 0 | 0 | 0 | 1 |  | 8 | 15 | 8 | 14
| 5447 | 227 | 8 | 15 | 23 | 0 | 0 | 1 | 0 | 0 | 0 | 0 | 0 | 0 | 0 | 0 | 1 |  | 8 | 15 | 8 | 14
| 5448 | 227 | 8 | 15 | 24 | 0 | 0 | 1 | 0 | 0 | 0 | 0 | 0 | 0 | 0 | 0 | 1 |  | 8 | 15 | 8 | 14
| 5449 | 228 | 8 | 16 | 1 | 0 | 0 | 1 | 0 | 0 | 0 | 0 | 0 | 0 | 0 | 0 | 1 |  | 8 | 16 | 8 | 15
| 5450 | 228 | 8 | 16 | 2 | 0 | 0 | 1 | 0 | 0 | 0 | 0 | 0 | 0 | 0 | 0 | 1 |  | 8 | 16 | 8 | 15
| 5451 | 228 | 8 | 16 | 3 | 0 | 0 | 1 | 0 | 0 | 0 | 0 | 0 | 0 | 0 | 0 | 1 |  | 8 | 16 | 8 | 15
| 5452 | 228 | 8 | 16 | 4 | 0 | 0 | 1 | 0 | 0 | 0 | 0 | 0 | 0 | 0 | 0 | 1 |  | 8 | 16 | 8 | 15
| 5453 | 228 | 8 | 16 | 5 | 0 | 0 | 1 | 0 | 0 | 0 | 0 | 0 | 0 | 0 | 0 | 1 |  | 8 | 16 | 8 | 15
| 5454 | 228 | 8 | 16 | 6 | 0 | 0 | 1 | 0 | 0 | 0 | 0 | 0 | 0 | 0 | 0 | 1 |  | 8 | 16 | 8 | 15
| 5455 | 228 | 8 | 16 | 7 | 0 | 0 | 1 | 0 | 0 | 0 | 0 | 0 | 0 | 0 | 0 | 1 |  | 8 | 16 | 8 | 15
| 5456 | 228 | 8 | 16 | 8 | 0 | 0 | 1 | 0 | 0 | 0 | 0 | 0 | 0 | 0 | 0 | 1 |  | 8 | 16 | 8 | 15
| 5457 | 228 | 8 | 16 | 9 | 0 | 0 | 1 | 0 | 0 | 0 | 0 | 0 | 0 | 0 | 0 | 1 |  | 8 | 16 | 8 | 15
| 5458 | 228 | 8 | 16 | 10 | 0 | 0 | 1 | 0 | 0 | 0 | 0 | 0 | 0 | 0 | 0 | 1 |  | 8 | 16 | 8 | 15
| 5459 | 228 | 8 | 16 | 11 | 0 | 0 | 1 | 0 | 0 | 0 | 0 | 0 | 0 | 0 | 0 | 1 |  | 8 | 16 | 8 | 15
| 5460 | 228 | 8 | 16 | 12 | 0 | 0 | 1 | 0 | 0 | 0 | 0 | 0 | 0 | 0 | 0 | 1 |  | 8 | 16 | 8 | 15
| 5461 | 228 | 8 | 16 | 13 | 0 | 0 | 1 | 0 | 0 | 0 | 0 | 0 | 0 | 0 | 0 | 1 |  | 8 | 16 | 8 | 15
| 5462 | 228 | 8 | 16 | 14 | 0 | 0 | 1 | 0 | 0 | 0 | 0 | 0 | 0 | 0 | 0 | 1 |  | 8 | 16 | 8 | 15
| 5463 | 228 | 8 | 16 | 15 | 0 | 0 | 1 | 0 | 0 | 0 | 0 | 0 | 0 | 0 | 0 | 1 |  | 8 | 16 | 8 | 15
| 5464 | 228 | 8 | 16 | 16 | 0 | 0 | 1 | 0 | 0 | 0 | 0 | 0 | 0 | 0 | 0 | 1 |  | 8 | 16 | 8 | 15
| 5465 | 228 | 8 | 16 | 17 | 0 | 0 | 1 | 0 | 0 | 0 | 0 | 0 | 0 | 0 | 0 | 1 |  | 8 | 16 | 8 | 15
| 5466 | 228 | 8 | 16 | 18 | 0 | 0 | 1 | 0 | 0 | 0 | 0 | 0 | 0 | 0 | 0 | 1 |  | 8 | 16 | 8 | 15
| 5467 | 228 | 8 | 16 | 19 | 0 | 0 | 1 | 0 | 0 | 0 | 0 | 0 | 0 | 0 | 0 | 1 |  | 8 | 16 | 8 | 15
| 5468 | 228 | 8 | 16 | 20 | 0 | 0 | 1 | 0 | 0 | 0 | 0 | 0 | 0 | 0 | 0 | 1 |  | 8 | 16 | 8 | 15
| 5469 | 228 | 8 | 16 | 21 | 0 | 0 | 1 | 0 | 0 | 0 | 0 | 0 | 0 | 0 | 0 | 1 |  | 8 | 16 | 8 | 15
| 5470 | 228 | 8 | 16 | 22 | 0 | 0 | 1 | 0 | 0 | 0 | 0 | 0 | 0 | 0 | 0 | 1 |  | 8 | 16 | 8 | 15
| 5471 | 228 | 8 | 16 | 23 | 0 | 0 | 1 | 0 | 0 | 0 | 0 | 0 | 0 | 0 | 0 | 1 |  | 8 | 16 | 8 | 15
| 5472 | 228 | 8 | 16 | 24 | 0 | 0 | 1 | 0 | 0 | 0 | 0 | 0 | 0 | 0 | 0 | 1 |  | 8 | 16 | 8 | 15
| 5473 | 229 | 8 | 17 | 1 | 0 | 0 | 1 | 0 | 0 | 0 | 0 | 0 | 0 | 0 | 0 | 1 |  | 8 | 17 | 8 | 16
| 5474 | 229 | 8 | 17 | 2 | 0 | 0 | 1 | 0 | 0 | 0 | 0 | 0 | 0 | 0 | 0 | 1 |  | 8 | 17 | 8 | 16
| 5475 | 229 | 8 | 17 | 3 | 0 | 0 | 1 | 0 | 0 | 0 | 0 | 0 | 0 | 0 | 0 | 1 |  | 8 | 17 | 8 | 16
| 5476 | 229 | 8 | 17 | 4 | 0 | 0 | 1 | 0 | 0 | 0 | 0 | 0 | 0 | 0 | 0 | 1 |  | 8 | 17 | 8 | 16
| 5477 | 229 | 8 | 17 | 5 | 0 | 0 | 1 | 0 | 0 | 0 | 0 | 0 | 0 | 0 | 0 | 1 |  | 8 | 17 | 8 | 16
| 5478 | 229 | 8 | 17 | 6 | 0 | 0 | 1 | 0 | 0 | 0 | 0 | 0 | 0 | 0 | 0 | 1 |  | 8 | 17 | 8 | 16
| 5479 | 229 | 8 | 17 | 7 | 0 | 0 | 1 | 0 | 0 | 0 | 0 | 0 | 0 | 0 | 0 | 1 |  | 8 | 17 | 8 | 16
| 5480 | 229 | 8 | 17 | 8 | 0 | 0 | 1 | 0 | 0 | 0 | 0 | 0 | 0 | 0 | 0 | 1 |  | 8 | 17 | 8 | 16
| 5481 | 229 | 8 | 17 | 9 | 0 | 0 | 1 | 0 | 0 | 0 | 0 | 0 | 0 | 0 | 0 | 1 |  | 8 | 17 | 8 | 16
| 5482 | 229 | 8 | 17 | 10 | 0 | 0 | 1 | 0 | 0 | 0 | 0 | 0 | 0 | 0 | 0 | 1 |  | 8 | 17 | 8 | 16
| 5483 | 229 | 8 | 17 | 11 | 0 | 0 | 1 | 0 | 0 | 0 | 0 | 0 | 0 | 0 | 0 | 1 |  | 8 | 17 | 8 | 16
| 5484 | 229 | 8 | 17 | 12 | 0 | 0 | 1 | 0 | 0 | 0 | 0 | 0 | 0 | 0 | 0 | 1 |  | 8 | 17 | 8 | 16
| 5485 | 229 | 8 | 17 | 13 | 0 | 0 | 1 | 0 | 0 | 0 | 0 | 0 | 0 | 0 | 0 | 1 |  | 8 | 17 | 8 | 16
| 5486 | 229 | 8 | 17 | 14 | 0 | 0 | 1 | 0 | 0 | 0 | 0 | 0 | 0 | 0 | 0 | 1 |  | 8 | 17 | 8 | 16
| 5487 | 229 | 8 | 17 | 15 | 0 | 0 | 1 | 0 | 0 | 0 | 0 | 0 | 0 | 0 | 0 | 1 |  | 8 | 17 | 8 | 16
| 5488 | 229 | 8 | 17 | 16 | 0 | 0 | 1 | 0 | 0 | 0 | 0 | 0 | 0 | 0 | 0 | 1 |  | 8 | 17 | 8 | 16
| 5489 | 229 | 8 | 17 | 17 | 0 | 0 | 1 | 0 | 0 | 0 | 0 | 0 | 0 | 0 | 0 | 1 |  | 8 | 17 | 8 | 16
| 5490 | 229 | 8 | 17 | 18 | 0 | 0 | 1 | 0 | 0 | 0 | 0 | 0 | 0 | 0 | 0 | 1 |  | 8 | 17 | 8 | 16
| 5491 | 229 | 8 | 17 | 19 | 0 | 0 | 1 | 0 | 0 | 0 | 0 | 0 | 0 | 0 | 0 | 1 |  | 8 | 17 | 8 | 16
| 5492 | 229 | 8 | 17 | 20 | 0 | 0 | 1 | 0 | 0 | 0 | 0 | 0 | 0 | 0 | 0 | 1 |  | 8 | 17 | 8 | 16
| 5493 | 229 | 8 | 17 | 21 | 0 | 0 | 1 | 0 | 0 | 0 | 0 | 0 | 0 | 0 | 0 | 1 |  | 8 | 17 | 8 | 16
| 5494 | 229 | 8 | 17 | 22 | 0 | 0 | 1 | 0 | 0 | 0 | 0 | 0 | 0 | 0 | 0 | 1 |  | 8 | 17 | 8 | 16
| 5495 | 229 | 8 | 17 | 23 | 0 | 0 | 1 | 0 | 0 | 0 | 0 | 0 | 0 | 0 | 0 | 1 |  | 8 | 17 | 8 | 16
| 5496 | 229 | 8 | 17 | 24 | 0 | 0 | 1 | 0 | 0 | 0 | 0 | 0 | 0 | 0 | 0 | 1 |  | 8 | 17 | 8 | 16
| 5497 | 230 | 8 | 18 | 1 | 0 | 0 | 1 | 0 | 0 | 0 | 0 | 0 | 0 | 0 | 0 | 1 |  | 8 | 18 | 8 | 17
| 5498 | 230 | 8 | 18 | 2 | 0 | 0 | 1 | 0 | 0 | 0 | 0 | 0 | 0 | 0 | 0 | 1 |  | 8 | 18 | 8 | 17
| 5499 | 230 | 8 | 18 | 3 | 0 | 0 | 1 | 0 | 0 | 0 | 0 | 0 | 0 | 0 | 0 | 1 |  | 8 | 18 | 8 | 17
| 5500 | 230 | 8 | 18 | 4 | 0 | 0 | 1 | 0 | 0 | 0 | 0 | 0 | 0 | 0 | 0 | 1 |  | 8 | 18 | 8 | 17
| 5501 | 230 | 8 | 18 | 5 | 0 | 0 | 1 | 0 | 0 | 0 | 0 | 0 | 0 | 0 | 0 | 1 |  | 8 | 18 | 8 | 17
| 5502 | 230 | 8 | 18 | 6 | 0 | 0 | 1 | 0 | 0 | 0 | 0 | 0 | 0 | 0 | 0 | 1 |  | 8 | 18 | 8 | 17
| 5503 | 230 | 8 | 18 | 7 | 0 | 0 | 1 | 0 | 0 | 0 | 0 | 0 | 0 | 0 | 0 | 1 |  | 8 | 18 | 8 | 17
| 5504 | 230 | 8 | 18 | 8 | 0 | 0 | 1 | 0 | 0 | 0 | 0 | 0 | 0 | 0 | 0 | 1 |  | 8 | 18 | 8 | 17
| 5505 | 230 | 8 | 18 | 9 | 0 | 0 | 1 | 0 | 0 | 0 | 0 | 0 | 0 | 0 | 0 | 1 |  | 8 | 18 | 8 | 17
| 5506 | 230 | 8 | 18 | 10 | 0 | 0 | 1 | 0 | 0 | 0 | 0 | 0 | 0 | 0 | 0 | 1 |  | 8 | 18 | 8 | 17
| 5507 | 230 | 8 | 18 | 11 | 0 | 0 | 1 | 0 | 0 | 0 | 0 | 0 | 0 | 0 | 0 | 1 |  | 8 | 18 | 8 | 17
| 5508 | 230 | 8 | 18 | 12 | 0 | 0 | 1 | 0 | 0 | 0 | 0 | 0 | 0 | 0 | 0 | 1 |  | 8 | 18 | 8 | 17
| 5509 | 230 | 8 | 18 | 13 | 0 | 0 | 1 | 0 | 0 | 0 | 0 | 0 | 0 | 0 | 0 | 1 |  | 8 | 18 | 8 | 17
| 5510 | 230 | 8 | 18 | 14 | 0 | 0 | 1 | 0 | 0 | 0 | 0 | 0 | 0 | 0 | 0 | 1 |  | 8 | 18 | 8 | 17
| 5511 | 230 | 8 | 18 | 15 | 0 | 0 | 1 | 0 | 0 | 0 | 0 | 0 | 0 | 0 | 0 | 1 |  | 8 | 18 | 8 | 17
| 5512 | 230 | 8 | 18 | 16 | 0 | 0 | 1 | 0 | 0 | 0 | 0 | 0 | 0 | 0 | 0 | 1 |  | 8 | 18 | 8 | 17
| 5513 | 230 | 8 | 18 | 17 | 0 | 0 | 1 | 0 | 0 | 0 | 0 | 0 | 0 | 0 | 0 | 1 |  | 8 | 18 | 8 | 17
| 5514 | 230 | 8 | 18 | 18 | 0 | 0 | 1 | 0 | 0 | 0 | 0 | 0 | 0 | 0 | 0 | 1 |  | 8 | 18 | 8 | 17
| 5515 | 230 | 8 | 18 | 19 | 0 | 0 | 1 | 0 | 0 | 0 | 0 | 0 | 0 | 0 | 0 | 1 |  | 8 | 18 | 8 | 17
| 5516 | 230 | 8 | 18 | 20 | 0 | 0 | 1 | 0 | 0 | 0 | 0 | 0 | 0 | 0 | 0 | 1 |  | 8 | 18 | 8 | 17
| 5517 | 230 | 8 | 18 | 21 | 0 | 0 | 1 | 0 | 0 | 0 | 0 | 0 | 0 | 0 | 0 | 1 |  | 8 | 18 | 8 | 17
| 5518 | 230 | 8 | 18 | 22 | 0 | 0 | 1 | 0 | 0 | 0 | 0 | 0 | 0 | 0 | 0 | 1 |  | 8 | 18 | 8 | 17
| 5519 | 230 | 8 | 18 | 23 | 0 | 0 | 1 | 0 | 0 | 0 | 0 | 0 | 0 | 0 | 0 | 1 |  | 8 | 18 | 8 | 17
| 5520 | 230 | 8 | 18 | 24 | 0 | 0 | 1 | 0 | 0 | 0 | 0 | 0 | 0 | 0 | 0 | 1 |  | 8 | 18 | 8 | 17
| 5521 | 231 | 8 | 19 | 1 | 0 | 0 | 1 | 0 | 0 | 0 | 0 | 0 | 0 | 0 | 0 | 1 |  | 8 | 19 | 8 | 18
| 5522 | 231 | 8 | 19 | 2 | 0 | 0 | 1 | 0 | 0 | 0 | 0 | 0 | 0 | 0 | 0 | 1 |  | 8 | 19 | 8 | 18
| 5523 | 231 | 8 | 19 | 3 | 0 | 0 | 1 | 0 | 0 | 0 | 0 | 0 | 0 | 0 | 0 | 1 |  | 8 | 19 | 8 | 18
| 5524 | 231 | 8 | 19 | 4 | 0 | 0 | 1 | 0 | 0 | 0 | 0 | 0 | 0 | 0 | 0 | 1 |  | 8 | 19 | 8 | 18
| 5525 | 231 | 8 | 19 | 5 | 0 | 0 | 1 | 0 | 0 | 0 | 0 | 0 | 0 | 0 | 0 | 1 |  | 8 | 19 | 8 | 18
| 5526 | 231 | 8 | 19 | 6 | 0 | 0 | 1 | 0 | 0 | 0 | 0 | 0 | 0 | 0 | 0 | 1 |  | 8 | 19 | 8 | 18
| 5527 | 231 | 8 | 19 | 7 | 0 | 0 | 1 | 0 | 0 | 0 | 0 | 0 | 0 | 0 | 0 | 1 |  | 8 | 19 | 8 | 18
| 5528 | 231 | 8 | 19 | 8 | 0 | 0 | 1 | 0 | 0 | 0 | 0 | 0 | 0 | 0 | 0 | 1 |  | 8 | 19 | 8 | 18
| 5529 | 231 | 8 | 19 | 9 | 0 | 0 | 1 | 0 | 0 | 0 | 0 | 0 | 0 | 0 | 0 | 1 |  | 8 | 19 | 8 | 18
| 5530 | 231 | 8 | 19 | 10 | 0 | 0 | 1 | 0 | 0 | 0 | 0 | 0 | 0 | 0 | 0 | 1 |  | 8 | 19 | 8 | 18
| 5531 | 231 | 8 | 19 | 11 | 0 | 0 | 1 | 0 | 0 | 0 | 0 | 0 | 0 | 0 | 0 | 1 |  | 8 | 19 | 8 | 18
| 5532 | 231 | 8 | 19 | 12 | 0 | 0 | 1 | 0 | 0 | 0 | 0 | 0 | 0 | 0 | 0 | 1 |  | 8 | 19 | 8 | 18
| 5533 | 231 | 8 | 19 | 13 | 0 | 0 | 1 | 0 | 0 | 0 | 0 | 0 | 0 | 0 | 0 | 1 |  | 8 | 19 | 8 | 18
| 5534 | 231 | 8 | 19 | 14 | 0 | 0 | 1 | 0 | 0 | 0 | 0 | 0 | 0 | 0 | 0 | 1 |  | 8 | 19 | 8 | 18
| 5535 | 231 | 8 | 19 | 15 | 0 | 0 | 1 | 0 | 0 | 0 | 0 | 0 | 0 | 0 | 0 | 1 |  | 8 | 19 | 8 | 18
| 5536 | 231 | 8 | 19 | 16 | 0 | 0 | 1 | 0 | 0 | 0 | 0 | 0 | 0 | 0 | 0 | 1 |  | 8 | 19 | 8 | 18
| 5537 | 231 | 8 | 19 | 17 | 0 | 0 | 1 | 0 | 0 | 0 | 0 | 0 | 0 | 0 | 0 | 1 |  | 8 | 19 | 8 | 18
| 5538 | 231 | 8 | 19 | 18 | 0 | 0 | 1 | 0 | 0 | 0 | 0 | 0 | 0 | 0 | 0 | 1 |  | 8 | 19 | 8 | 18
| 5539 | 231 | 8 | 19 | 19 | 0 | 0 | 1 | 0 | 0 | 0 | 0 | 0 | 0 | 0 | 0 | 1 |  | 8 | 19 | 8 | 18
| 5540 | 231 | 8 | 19 | 20 | 0 | 0 | 1 | 0 | 0 | 0 | 0 | 0 | 0 | 0 | 0 | 1 |  | 8 | 19 | 8 | 18
| 5541 | 231 | 8 | 19 | 21 | 0 | 0 | 1 | 0 | 0 | 0 | 0 | 0 | 0 | 0 | 0 | 1 |  | 8 | 19 | 8 | 18
| 5542 | 231 | 8 | 19 | 22 | 0 | 0 | 1 | 0 | 0 | 0 | 0 | 0 | 0 | 0 | 0 | 1 |  | 8 | 19 | 8 | 18
| 5543 | 231 | 8 | 19 | 23 | 0 | 0 | 1 | 0 | 0 | 0 | 0 | 0 | 0 | 0 | 0 | 1 |  | 8 | 19 | 8 | 18
| 5544 | 231 | 8 | 19 | 24 | 0 | 0 | 1 | 0 | 0 | 0 | 0 | 0 | 0 | 0 | 0 | 1 |  | 8 | 19 | 8 | 18
| 5545 | 232 | 8 | 20 | 1 | 0 | 0 | 0 | 0 | 0 | 0 | 0 | 0 | 0 | 0 | 0 | 1 |  | 8 | 20 | 8 | 19
| 5546 | 232 | 8 | 20 | 2 | 0 | 0 | 0 | 0 | 0 | 0 | 0 | 0 | 0 | 0 | 0 | 1 |  | 8 | 20 | 8 | 19
| 5547 | 232 | 8 | 20 | 3 | 0 | 0 | 0 | 0 | 0 | 0 | 0 | 0 | 0 | 0 | 0 | 1 |  | 8 | 20 | 8 | 19
| 5548 | 232 | 8 | 20 | 4 | 0 | 0 | 0 | 0 | 0 | 0 | 0 | 0 | 0 | 0 | 0 | 1 |  | 8 | 20 | 8 | 19
| 5549 | 232 | 8 | 20 | 5 | 0 | 0 | 0 | 0 | 0 | 0 | 0 | 0 | 0 | 0 | 0 | 1 |  | 8 | 20 | 8 | 19
| 5550 | 232 | 8 | 20 | 6 | 0 | 0 | 0 | 0 | 0 | 0 | 0 | 0 | 0 | 0 | 0 | 1 |  | 8 | 20 | 8 | 19
| 5551 | 232 | 8 | 20 | 7 | 0 | 0 | 0 | 0 | 0 | 0 | 0 | 0 | 0 | 0 | 0 | 1 |  | 8 | 20 | 8 | 19
| 5552 | 232 | 8 | 20 | 8 | 0 | 0 | 0 | 0 | 0 | 0 | 0 | 0 | 0 | 0 | 0 | 1 |  | 8 | 20 | 8 | 19
| 5553 | 232 | 8 | 20 | 9 | 0 | 0 | 0 | 0 | 0 | 0 | 0 | 0 | 0 | 0 | 0 | 1 |  | 8 | 20 | 8 | 19
| 5554 | 232 | 8 | 20 | 10 | 0 | 0 | 0 | 0 | 0 | 0 | 0 | 0 | 0 | 0 | 0 | 1 |  | 8 | 20 | 8 | 19
| 5555 | 232 | 8 | 20 | 11 | 0 | 0 | 0 | 0 | 0 | 0 | 0 | 0 | 0 | 0 | 0 | 1 |  | 8 | 20 | 8 | 19
| 5556 | 232 | 8 | 20 | 12 | 0 | 0 | 0 | 0 | 0 | 0 | 0 | 0 | 0 | 0 | 0 | 1 |  | 8 | 20 | 8 | 19
| 5557 | 232 | 8 | 20 | 13 | 0 | 0 | 0 | 0 | 0 | 0 | 0 | 0 | 0 | 0 | 0 | 1 |  | 8 | 20 | 8 | 19
| 5558 | 232 | 8 | 20 | 14 | 0 | 0 | 0 | 0 | 0 | 0 | 0 | 0 | 0 | 0 | 0 | 1 |  | 8 | 20 | 8 | 19
| 5559 | 232 | 8 | 20 | 15 | 0 | 0 | 0 | 0 | 0 | 0 | 0 | 0 | 0 | 0 | 0 | 1 |  | 8 | 20 | 8 | 19
| 5560 | 232 | 8 | 20 | 16 | 0 | 0 | 0 | 0 | 0 | 0 | 0 | 0 | 0 | 0 | 0 | 1 |  | 8 | 20 | 8 | 19
| 5561 | 232 | 8 | 20 | 17 | 0 | 0 | 0 | 0 | 0 | 0 | 0 | 0 | 0 | 0 | 0 | 1 |  | 8 | 20 | 8 | 19
| 5562 | 232 | 8 | 20 | 18 | 0 | 0 | 0 | 0 | 0 | 0 | 0 | 0 | 0 | 0 | 0 | 1 |  | 8 | 20 | 8 | 19
| 5563 | 232 | 8 | 20 | 19 | 0 | 0 | 0 | 0 | 0 | 0 | 0 | 0 | 0 | 0 | 0 | 1 |  | 8 | 20 | 8 | 19
| 5564 | 232 | 8 | 20 | 20 | 0 | 0 | 0 | 0 | 0 | 0 | 0 | 0 | 0 | 0 | 0 | 1 |  | 8 | 20 | 8 | 19
| 5565 | 232 | 8 | 20 | 21 | 0 | 0 | 0 | 0 | 0 | 0 | 0 | 0 | 0 | 0 | 0 | 1 |  | 8 | 20 | 8 | 19
| 5566 | 232 | 8 | 20 | 22 | 0 | 0 | 0 | 0 | 0 | 0 | 0 | 0 | 0 | 0 | 0 | 1 |  | 8 | 20 | 8 | 19
| 5567 | 232 | 8 | 20 | 23 | 0 | 0 | 0 | 0 | 0 | 0 | 0 | 0 | 0 | 0 | 0 | 1 |  | 8 | 20 | 8 | 19
| 5568 | 232 | 8 | 20 | 24 | 0 | 0 | 0 | 0 | 0 | 0 | 0 | 0 | 0 | 0 | 0 | 1 |  | 8 | 20 | 8 | 19
| 5569 | 233 | 8 | 21 | 1 | 0 | 0 | 0 | 0 | 0 | 0 | 0 | 0 | 0 | 0 | 0 | 1 |  | 8 | 21 | 8 | 20
| 5570 | 233 | 8 | 21 | 2 | 0 | 0 | 0 | 0 | 0 | 0 | 0 | 0 | 0 | 0 | 0 | 1 |  | 8 | 21 | 8 | 20
| 5571 | 233 | 8 | 21 | 3 | 0 | 0 | 0 | 0 | 0 | 0 | 0 | 0 | 0 | 0 | 0 | 1 |  | 8 | 21 | 8 | 20
| 5572 | 233 | 8 | 21 | 4 | 0 | 0 | 0 | 0 | 0 | 0 | 0 | 0 | 0 | 0 | 0 | 1 |  | 8 | 21 | 8 | 20
| 5573 | 233 | 8 | 21 | 5 | 0 | 0 | 0 | 0 | 0 | 0 | 0 | 0 | 0 | 0 | 0 | 1 |  | 8 | 21 | 8 | 20
| 5574 | 233 | 8 | 21 | 6 | 0 | 0 | 0 | 0 | 0 | 0 | 0 | 0 | 0 | 0 | 0 | 1 |  | 8 | 21 | 8 | 20
| 5575 | 233 | 8 | 21 | 7 | 0 | 0 | 0 | 0 | 0 | 0 | 0 | 0 | 0 | 0 | 0 | 1 |  | 8 | 21 | 8 | 20
| 5576 | 233 | 8 | 21 | 8 | 0 | 0 | 0 | 0 | 0 | 0 | 0 | 0 | 0 | 0 | 0 | 1 |  | 8 | 21 | 8 | 20
| 5577 | 233 | 8 | 21 | 9 | 0 | 0 | 0 | 0 | 0 | 0 | 0 | 0 | 0 | 0 | 0 | 1 |  | 8 | 21 | 8 | 20
| 5578 | 233 | 8 | 21 | 10 | 0 | 0 | 0 | 0 | 0 | 0 | 0 | 0 | 0 | 0 | 0 | 1 |  | 8 | 21 | 8 | 20
| 5579 | 233 | 8 | 21 | 11 | 0 | 0 | 0 | 0 | 0 | 0 | 0 | 0 | 0 | 0 | 0 | 1 |  | 8 | 21 | 8 | 20
| 5580 | 233 | 8 | 21 | 12 | 0 | 0 | 0 | 0 | 0 | 0 | 0 | 0 | 0 | 0 | 0 | 1 |  | 8 | 21 | 8 | 20
| 5581 | 233 | 8 | 21 | 13 | 0 | 0 | 0 | 0 | 0 | 0 | 0 | 0 | 0 | 0 | 0 | 1 |  | 8 | 21 | 8 | 20
| 5582 | 233 | 8 | 21 | 14 | 0 | 0 | 0 | 0 | 0 | 0 | 0 | 0 | 0 | 0 | 0 | 1 |  | 8 | 21 | 8 | 20
| 5583 | 233 | 8 | 21 | 15 | 0 | 0 | 0 | 0 | 0 | 0 | 0 | 0 | 0 | 0 | 0 | 1 |  | 8 | 21 | 8 | 20
| 5584 | 233 | 8 | 21 | 16 | 0 | 0 | 0 | 0 | 0 | 0 | 0 | 0 | 0 | 0 | 0 | 1 |  | 8 | 21 | 8 | 20
| 5585 | 233 | 8 | 21 | 17 | 0 | 0 | 0 | 0 | 0 | 0 | 0 | 0 | 0 | 0 | 0 | 1 |  | 8 | 21 | 8 | 20
| 5586 | 233 | 8 | 21 | 18 | 0 | 0 | 0 | 0 | 0 | 0 | 0 | 0 | 0 | 0 | 0 | 1 |  | 8 | 21 | 8 | 20
| 5587 | 233 | 8 | 21 | 19 | 0 | 0 | 0 | 0 | 0 | 0 | 0 | 0 | 0 | 0 | 0 | 1 |  | 8 | 21 | 8 | 20
| 5588 | 233 | 8 | 21 | 20 | 0 | 0 | 0 | 0 | 0 | 0 | 0 | 0 | 0 | 0 | 0 | 1 |  | 8 | 21 | 8 | 20
| 5589 | 233 | 8 | 21 | 21 | 0 | 0 | 0 | 0 | 0 | 0 | 0 | 0 | 0 | 0 | 0 | 1 |  | 8 | 21 | 8 | 20
| 5590 | 233 | 8 | 21 | 22 | 0 | 0 | 0 | 0 | 0 | 0 | 0 | 0 | 0 | 0 | 0 | 1 |  | 8 | 21 | 8 | 20
| 5591 | 233 | 8 | 21 | 23 | 0 | 0 | 0 | 0 | 0 | 0 | 0 | 0 | 0 | 0 | 0 | 1 |  | 8 | 21 | 8 | 20
| 5592 | 233 | 8 | 21 | 24 | 0 | 0 | 0 | 0 | 0 | 0 | 0 | 0 | 0 | 0 | 0 | 1 |  | 8 | 21 | 8 | 20
| 5593 | 234 | 8 | 22 | 1 | 0 | 0 | 1 | 0 | 0 | 0 | 0 | 0 | 0 | 0 | 0 | 1 |  | 8 | 22 | 8 | 21
| 5594 | 234 | 8 | 22 | 2 | 0 | 0 | 1 | 0 | 0 | 0 | 0 | 0 | 0 | 0 | 0 | 1 |  | 8 | 22 | 8 | 21
| 5595 | 234 | 8 | 22 | 3 | 0 | 0 | 1 | 0 | 0 | 0 | 0 | 0 | 0 | 0 | 0 | 1 |  | 8 | 22 | 8 | 21
| 5596 | 234 | 8 | 22 | 4 | 0 | 0 | 1 | 0 | 0 | 0 | 0 | 0 | 0 | 0 | 0 | 1 |  | 8 | 22 | 8 | 21
| 5597 | 234 | 8 | 22 | 5 | 0 | 0 | 1 | 0 | 0 | 0 | 0 | 0 | 0 | 0 | 0 | 1 |  | 8 | 22 | 8 | 21
| 5598 | 234 | 8 | 22 | 6 | 0 | 0 | 1 | 0 | 0 | 0 | 0 | 0 | 0 | 0 | 0 | 1 |  | 8 | 22 | 8 | 21
| 5599 | 234 | 8 | 22 | 7 | 0 | 0 | 1 | 0 | 0 | 0 | 0 | 0 | 0 | 0 | 0 | 1 |  | 8 | 22 | 8 | 21
| 5600 | 234 | 8 | 22 | 8 | 0 | 0 | 1 | 0 | 0 | 0 | 0 | 0 | 0 | 0 | 0 | 1 |  | 8 | 22 | 8 | 21
| 5601 | 234 | 8 | 22 | 9 | 0 | 0 | 1 | 0 | 0 | 0 | 0 | 0 | 0 | 0 | 0 | 1 |  | 8 | 22 | 8 | 21
| 5602 | 234 | 8 | 22 | 10 | 0 | 0 | 1 | 0 | 0 | 0 | 0 | 0 | 0 | 0 | 0 | 1 |  | 8 | 22 | 8 | 21
| 5603 | 234 | 8 | 22 | 11 | 0 | 0 | 1 | 0 | 0 | 0 | 0 | 0 | 0 | 0 | 0 | 1 |  | 8 | 22 | 8 | 21
| 5604 | 234 | 8 | 22 | 12 | 0 | 0 | 1 | 0 | 0 | 0 | 0 | 0 | 0 | 0 | 0 | 1 |  | 8 | 22 | 8 | 21
| 5605 | 234 | 8 | 22 | 13 | 0 | 0 | 1 | 0 | 0 | 0 | 0 | 0 | 0 | 0 | 0 | 1 |  | 8 | 22 | 8 | 21
| 5606 | 234 | 8 | 22 | 14 | 0 | 0 | 1 | 0 | 0 | 0 | 0 | 0 | 0 | 0 | 0 | 1 |  | 8 | 22 | 8 | 21
| 5607 | 234 | 8 | 22 | 15 | 0 | 0 | 1 | 0 | 0 | 0 | 0 | 0 | 0 | 0 | 0 | 1 |  | 8 | 22 | 8 | 21
| 5608 | 234 | 8 | 22 | 16 | 0 | 0 | 1 | 0 | 0 | 0 | 0 | 0 | 0 | 0 | 0 | 1 |  | 8 | 22 | 8 | 21
| 5609 | 234 | 8 | 22 | 17 | 0 | 0 | 1 | 0 | 0 | 0 | 0 | 0 | 0 | 0 | 0 | 1 |  | 8 | 22 | 8 | 21
| 5610 | 234 | 8 | 22 | 18 | 0 | 0 | 1 | 0 | 0 | 0 | 0 | 0 | 0 | 0 | 0 | 1 |  | 8 | 22 | 8 | 21
| 5611 | 234 | 8 | 22 | 19 | 0 | 0 | 1 | 0 | 0 | 0 | 0 | 0 | 0 | 0 | 0 | 1 |  | 8 | 22 | 8 | 21
| 5612 | 234 | 8 | 22 | 20 | 0 | 0 | 1 | 0 | 0 | 0 | 0 | 0 | 0 | 0 | 0 | 1 |  | 8 | 22 | 8 | 21
| 5613 | 234 | 8 | 22 | 21 | 0 | 0 | 1 | 0 | 0 | 0 | 0 | 0 | 0 | 0 | 0 | 1 |  | 8 | 22 | 8 | 21
| 5614 | 234 | 8 | 22 | 22 | 0 | 0 | 1 | 0 | 0 | 0 | 0 | 0 | 0 | 0 | 0 | 1 |  | 8 | 22 | 8 | 21
| 5615 | 234 | 8 | 22 | 23 | 0 | 0 | 1 | 0 | 0 | 0 | 0 | 0 | 0 | 0 | 0 | 1 |  | 8 | 22 | 8 | 21
| 5616 | 234 | 8 | 22 | 24 | 0 | 0 | 1 | 0 | 0 | 0 | 0 | 0 | 0 | 0 | 0 | 1 |  | 8 | 22 | 8 | 21
| 5617 | 235 | 8 | 23 | 1 | 0 | 0 | 1 | 0 | 0 | 0 | 0 | 0 | 0 | 0 | 0 | 1 |  | 8 | 23 | 8 | 22
| 5618 | 235 | 8 | 23 | 2 | 0 | 0 | 1 | 0 | 0 | 0 | 0 | 0 | 0 | 0 | 0 | 1 |  | 8 | 23 | 8 | 22
| 5619 | 235 | 8 | 23 | 3 | 0 | 0 | 1 | 0 | 0 | 0 | 0 | 0 | 0 | 0 | 0 | 1 |  | 8 | 23 | 8 | 22
| 5620 | 235 | 8 | 23 | 4 | 0 | 0 | 1 | 0 | 0 | 0 | 0 | 0 | 0 | 0 | 0 | 1 |  | 8 | 23 | 8 | 22
| 5621 | 235 | 8 | 23 | 5 | 0 | 0 | 1 | 0 | 0 | 0 | 0 | 0 | 0 | 0 | 0 | 1 |  | 8 | 23 | 8 | 22
| 5622 | 235 | 8 | 23 | 6 | 0 | 0 | 1 | 0 | 0 | 0 | 0 | 0 | 0 | 0 | 0 | 1 |  | 8 | 23 | 8 | 22
| 5623 | 235 | 8 | 23 | 7 | 0 | 0 | 1 | 0 | 0 | 0 | 0 | 0 | 0 | 0 | 0 | 1 |  | 8 | 23 | 8 | 22
| 5624 | 235 | 8 | 23 | 8 | 0 | 0 | 1 | 0 | 0 | 0 | 0 | 0 | 0 | 0 | 0 | 1 |  | 8 | 23 | 8 | 22
| 5625 | 235 | 8 | 23 | 9 | 0 | 0 | 1 | 0 | 0 | 0 | 0 | 0 | 0 | 0 | 0 | 1 |  | 8 | 23 | 8 | 22
| 5626 | 235 | 8 | 23 | 10 | 0 | 0 | 1 | 0 | 0 | 0 | 0 | 0 | 0 | 0 | 0 | 1 |  | 8 | 23 | 8 | 22
| 5627 | 235 | 8 | 23 | 11 | 0 | 0 | 1 | 0 | 0 | 0 | 0 | 0 | 0 | 0 | 0 | 1 |  | 8 | 23 | 8 | 22
| 5628 | 235 | 8 | 23 | 12 | 0 | 0 | 1 | 0 | 0 | 0 | 0 | 0 | 0 | 0 | 0 | 1 |  | 8 | 23 | 8 | 22
| 5629 | 235 | 8 | 23 | 13 | 0 | 0 | 1 | 0 | 0 | 0 | 0 | 0 | 0 | 0 | 0 | 1 |  | 8 | 23 | 8 | 22
| 5630 | 235 | 8 | 23 | 14 | 0 | 0 | 1 | 0 | 0 | 0 | 0 | 0 | 0 | 0 | 0 | 1 |  | 8 | 23 | 8 | 22
| 5631 | 235 | 8 | 23 | 15 | 0 | 0 | 1 | 0 | 0 | 0 | 0 | 0 | 0 | 0 | 0 | 1 |  | 8 | 23 | 8 | 22
| 5632 | 235 | 8 | 23 | 16 | 0 | 0 | 1 | 0 | 0 | 0 | 0 | 0 | 0 | 0 | 0 | 1 |  | 8 | 23 | 8 | 22
| 5633 | 235 | 8 | 23 | 17 | 0 | 0 | 1 | 0 | 0 | 0 | 0 | 0 | 0 | 0 | 0 | 1 |  | 8 | 23 | 8 | 22
| 5634 | 235 | 8 | 23 | 18 | 0 | 0 | 1 | 0 | 0 | 0 | 0 | 0 | 0 | 0 | 0 | 1 |  | 8 | 23 | 8 | 22
| 5635 | 235 | 8 | 23 | 19 | 0 | 0 | 1 | 0 | 0 | 0 | 0 | 0 | 0 | 0 | 0 | 1 |  | 8 | 23 | 8 | 22
| 5636 | 235 | 8 | 23 | 20 | 0 | 0 | 1 | 0 | 0 | 0 | 0 | 0 | 0 | 0 | 0 | 1 |  | 8 | 23 | 8 | 22
| 5637 | 235 | 8 | 23 | 21 | 0 | 0 | 1 | 0 | 0 | 0 | 0 | 0 | 0 | 0 | 0 | 1 |  | 8 | 23 | 8 | 22
| 5638 | 235 | 8 | 23 | 22 | 0 | 0 | 1 | 0 | 0 | 0 | 0 | 0 | 0 | 0 | 0 | 1 |  | 8 | 23 | 8 | 22
| 5639 | 235 | 8 | 23 | 23 | 0 | 0 | 1 | 0 | 0 | 0 | 0 | 0 | 0 | 0 | 0 | 1 |  | 8 | 23 | 8 | 22
| 5640 | 235 | 8 | 23 | 24 | 0 | 0 | 1 | 0 | 0 | 0 | 0 | 0 | 0 | 0 | 0 | 1 |  | 8 | 23 | 8 | 22
| 5641 | 236 | 8 | 24 | 1 | 0 | 0 | 1 | 0 | 0 | 0 | 0 | 0 | 0 | 0 | 0 | 1 |  | 8 | 24 | 8 | 23
| 5642 | 236 | 8 | 24 | 2 | 0 | 0 | 1 | 0 | 0 | 0 | 0 | 0 | 0 | 0 | 0 | 1 |  | 8 | 24 | 8 | 23
| 5643 | 236 | 8 | 24 | 3 | 0 | 0 | 1 | 0 | 0 | 0 | 0 | 0 | 0 | 0 | 0 | 1 |  | 8 | 24 | 8 | 23
| 5644 | 236 | 8 | 24 | 4 | 0 | 0 | 1 | 0 | 0 | 0 | 0 | 0 | 0 | 0 | 0 | 1 |  | 8 | 24 | 8 | 23
| 5645 | 236 | 8 | 24 | 5 | 0 | 0 | 1 | 0 | 0 | 0 | 0 | 0 | 0 | 0 | 0 | 1 |  | 8 | 24 | 8 | 23
| 5646 | 236 | 8 | 24 | 6 | 0 | 0 | 1 | 0 | 0 | 0 | 0 | 0 | 0 | 0 | 0 | 1 |  | 8 | 24 | 8 | 23
| 5647 | 236 | 8 | 24 | 7 | 0 | 0 | 1 | 0 | 0 | 0 | 0 | 0 | 0 | 0 | 0 | 1 |  | 8 | 24 | 8 | 23
| 5648 | 236 | 8 | 24 | 8 | 0 | 0 | 1 | 0 | 0 | 0 | 0 | 0 | 0 | 0 | 0 | 1 |  | 8 | 24 | 8 | 23
| 5649 | 236 | 8 | 24 | 9 | 0 | 0 | 1 | 0 | 0 | 0 | 0 | 0 | 0 | 0 | 0 | 1 |  | 8 | 24 | 8 | 23
| 5650 | 236 | 8 | 24 | 10 | 0 | 0 | 1 | 0 | 0 | 0 | 0 | 0 | 0 | 0 | 0 | 1 |  | 8 | 24 | 8 | 23
| 5651 | 236 | 8 | 24 | 11 | 0 | 0 | 1 | 0 | 0 | 0 | 0 | 0 | 0 | 0 | 0 | 1 |  | 8 | 24 | 8 | 23
| 5652 | 236 | 8 | 24 | 12 | 0 | 0 | 1 | 0 | 0 | 0 | 0 | 0 | 0 | 0 | 0 | 1 |  | 8 | 24 | 8 | 23
| 5653 | 236 | 8 | 24 | 13 | 0 | 0 | 1 | 0 | 0 | 0 | 0 | 0 | 0 | 0 | 0 | 1 |  | 8 | 24 | 8 | 23
| 5654 | 236 | 8 | 24 | 14 | 0 | 0 | 1 | 0 | 0 | 0 | 0 | 0 | 0 | 0 | 0 | 1 |  | 8 | 24 | 8 | 23
| 5655 | 236 | 8 | 24 | 15 | 0 | 0 | 1 | 0 | 0 | 0 | 0 | 0 | 0 | 0 | 0 | 1 |  | 8 | 24 | 8 | 23
| 5656 | 236 | 8 | 24 | 16 | 0 | 0 | 1 | 0 | 0 | 0 | 0 | 0 | 0 | 0 | 0 | 1 |  | 8 | 24 | 8 | 23
| 5657 | 236 | 8 | 24 | 17 | 0 | 0 | 1 | 0 | 0 | 0 | 0 | 0 | 0 | 0 | 0 | 1 |  | 8 | 24 | 8 | 23
| 5658 | 236 | 8 | 24 | 18 | 0 | 0 | 1 | 0 | 0 | 0 | 0 | 0 | 0 | 0 | 0 | 1 |  | 8 | 24 | 8 | 23
| 5659 | 236 | 8 | 24 | 19 | 0 | 0 | 1 | 0 | 0 | 0 | 0 | 0 | 0 | 0 | 0 | 1 |  | 8 | 24 | 8 | 23
| 5660 | 236 | 8 | 24 | 20 | 0 | 0 | 1 | 0 | 0 | 0 | 0 | 0 | 0 | 0 | 0 | 1 |  | 8 | 24 | 8 | 23
| 5661 | 236 | 8 | 24 | 21 | 0 | 0 | 1 | 0 | 0 | 0 | 0 | 0 | 0 | 0 | 0 | 1 |  | 8 | 24 | 8 | 23
| 5662 | 236 | 8 | 24 | 22 | 0 | 0 | 1 | 0 | 0 | 0 | 0 | 0 | 0 | 0 | 0 | 1 |  | 8 | 24 | 8 | 23
| 5663 | 236 | 8 | 24 | 23 | 0 | 0 | 1 | 0 | 0 | 0 | 0 | 0 | 0 | 0 | 0 | 1 |  | 8 | 24 | 8 | 23
| 5664 | 236 | 8 | 24 | 24 | 0 | 0 | 1 | 0 | 0 | 0 | 0 | 0 | 0 | 0 | 0 | 1 |  | 8 | 24 | 8 | 23
| 5665 | 237 | 8 | 25 | 1 | 0 | 0 | 1 | 0 | 0 | 0 | 0 | 0 | 0 | 0 | 0 | 1 |  | 8 | 25 | 8 | 24
| 5666 | 237 | 8 | 25 | 2 | 0 | 0 | 1 | 0 | 0 | 0 | 0 | 0 | 0 | 0 | 0 | 1 |  | 8 | 25 | 8 | 24
| 5667 | 237 | 8 | 25 | 3 | 0 | 0 | 1 | 0 | 0 | 0 | 0 | 0 | 0 | 0 | 0 | 1 |  | 8 | 25 | 8 | 24
| 5668 | 237 | 8 | 25 | 4 | 0 | 0 | 1 | 0 | 0 | 0 | 0 | 0 | 0 | 0 | 0 | 1 |  | 8 | 25 | 8 | 24
| 5669 | 237 | 8 | 25 | 5 | 0 | 0 | 1 | 0 | 0 | 0 | 0 | 0 | 0 | 0 | 0 | 1 |  | 8 | 25 | 8 | 24
| 5670 | 237 | 8 | 25 | 6 | 0 | 0 | 1 | 0 | 0 | 0 | 0 | 0 | 0 | 0 | 0 | 1 |  | 8 | 25 | 8 | 24
| 5671 | 237 | 8 | 25 | 7 | 0 | 0 | 1 | 0 | 0 | 0 | 0 | 0 | 0 | 0 | 0 | 1 |  | 8 | 25 | 8 | 24
| 5672 | 237 | 8 | 25 | 8 | 0 | 0 | 1 | 0 | 0 | 0 | 0 | 0 | 0 | 0 | 0 | 1 |  | 8 | 25 | 8 | 24
| 5673 | 237 | 8 | 25 | 9 | 0 | 0 | 1 | 0 | 0 | 0 | 0 | 0 | 0 | 0 | 0 | 1 |  | 8 | 25 | 8 | 24
| 5674 | 237 | 8 | 25 | 10 | 0 | 0 | 1 | 0 | 0 | 0 | 0 | 0 | 0 | 0 | 0 | 1 |  | 8 | 25 | 8 | 24
| 5675 | 237 | 8 | 25 | 11 | 0 | 0 | 1 | 0 | 0 | 0 | 0 | 0 | 0 | 0 | 0 | 1 |  | 8 | 25 | 8 | 24
| 5676 | 237 | 8 | 25 | 12 | 0 | 0 | 1 | 0 | 0 | 0 | 0 | 0 | 0 | 0 | 0 | 1 |  | 8 | 25 | 8 | 24
| 5677 | 237 | 8 | 25 | 13 | 0 | 0 | 1 | 0 | 0 | 0 | 0 | 0 | 0 | 0 | 0 | 1 |  | 8 | 25 | 8 | 24
| 5678 | 237 | 8 | 25 | 14 | 0 | 0 | 1 | 0 | 0 | 0 | 0 | 0 | 0 | 0 | 0 | 1 |  | 8 | 25 | 8 | 24
| 5679 | 237 | 8 | 25 | 15 | 0 | 0 | 1 | 0 | 0 | 0 | 0 | 0 | 0 | 0 | 0 | 1 |  | 8 | 25 | 8 | 24
| 5680 | 237 | 8 | 25 | 16 | 0 | 0 | 1 | 0 | 0 | 0 | 0 | 0 | 0 | 0 | 0 | 1 |  | 8 | 25 | 8 | 24
| 5681 | 237 | 8 | 25 | 17 | 0 | 0 | 1 | 0 | 0 | 0 | 0 | 0 | 0 | 0 | 0 | 1 |  | 8 | 25 | 8 | 24
| 5682 | 237 | 8 | 25 | 18 | 0 | 0 | 1 | 0 | 0 | 0 | 0 | 0 | 0 | 0 | 0 | 1 |  | 8 | 25 | 8 | 24
| 5683 | 237 | 8 | 25 | 19 | 0 | 0 | 1 | 0 | 0 | 0 | 0 | 0 | 0 | 0 | 0 | 1 |  | 8 | 25 | 8 | 24
| 5684 | 237 | 8 | 25 | 20 | 0 | 0 | 1 | 0 | 0 | 0 | 0 | 0 | 0 | 0 | 0 | 1 |  | 8 | 25 | 8 | 24
| 5685 | 237 | 8 | 25 | 21 | 0 | 0 | 1 | 0 | 0 | 0 | 0 | 0 | 0 | 0 | 0 | 1 |  | 8 | 25 | 8 | 24
| 5686 | 237 | 8 | 25 | 22 | 0 | 0 | 1 | 0 | 0 | 0 | 0 | 0 | 0 | 0 | 0 | 1 |  | 8 | 25 | 8 | 24
| 5687 | 237 | 8 | 25 | 23 | 0 | 0 | 1 | 0 | 0 | 0 | 0 | 0 | 0 | 0 | 0 | 1 |  | 8 | 25 | 8 | 24
| 5688 | 237 | 8 | 25 | 24 | 0 | 0 | 1 | 0 | 0 | 0 | 0 | 0 | 0 | 0 | 0 | 1 |  | 8 | 25 | 8 | 24
| 5689 | 238 | 8 | 26 | 1 | 0 | 0 | 1 | 0 | 0 | 0 | 0 | 0 | 0 | 0 | 0 | 1 |  | 8 | 26 | 8 | 25
| 5690 | 238 | 8 | 26 | 2 | 0 | 0 | 1 | 0 | 0 | 0 | 0 | 0 | 0 | 0 | 0 | 1 |  | 8 | 26 | 8 | 25
| 5691 | 238 | 8 | 26 | 3 | 0 | 0 | 1 | 0 | 0 | 0 | 0 | 0 | 0 | 0 | 0 | 1 |  | 8 | 26 | 8 | 25
| 5692 | 238 | 8 | 26 | 4 | 0 | 0 | 1 | 0 | 0 | 0 | 0 | 0 | 0 | 0 | 0 | 1 |  | 8 | 26 | 8 | 25
| 5693 | 238 | 8 | 26 | 5 | 0 | 0 | 1 | 0 | 0 | 0 | 0 | 0 | 0 | 0 | 0 | 1 |  | 8 | 26 | 8 | 25
| 5694 | 238 | 8 | 26 | 6 | 0 | 0 | 1 | 0 | 0 | 0 | 0 | 0 | 0 | 0 | 0 | 1 |  | 8 | 26 | 8 | 25
| 5695 | 238 | 8 | 26 | 7 | 0 | 0 | 1 | 0 | 0 | 0 | 0 | 0 | 0 | 0 | 0 | 1 |  | 8 | 26 | 8 | 25
| 5696 | 238 | 8 | 26 | 8 | 0 | 0 | 1 | 0 | 0 | 0 | 0 | 0 | 0 | 0 | 0 | 1 |  | 8 | 26 | 8 | 25
| 5697 | 238 | 8 | 26 | 9 | 0 | 0 | 1 | 0 | 0 | 0 | 0 | 0 | 0 | 0 | 0 | 1 |  | 8 | 26 | 8 | 25
| 5698 | 238 | 8 | 26 | 10 | 0 | 0 | 1 | 0 | 0 | 0 | 0 | 0 | 0 | 0 | 0 | 1 |  | 8 | 26 | 8 | 25
| 5699 | 238 | 8 | 26 | 11 | 0 | 0 | 1 | 0 | 0 | 0 | 0 | 0 | 0 | 0 | 0 | 1 |  | 8 | 26 | 8 | 25
| 5700 | 238 | 8 | 26 | 12 | 0 | 0 | 1 | 0 | 0 | 0 | 0 | 0 | 0 | 0 | 0 | 1 |  | 8 | 26 | 8 | 25
| 5701 | 238 | 8 | 26 | 13 | 0 | 0 | 1 | 0 | 0 | 0 | 0 | 0 | 0 | 0 | 0 | 1 |  | 8 | 26 | 8 | 25
| 5702 | 238 | 8 | 26 | 14 | 0 | 0 | 1 | 0 | 0 | 0 | 0 | 0 | 0 | 0 | 0 | 1 |  | 8 | 26 | 8 | 25
| 5703 | 238 | 8 | 26 | 15 | 0 | 0 | 1 | 0 | 0 | 0 | 0 | 0 | 0 | 0 | 0 | 1 |  | 8 | 26 | 8 | 25
| 5704 | 238 | 8 | 26 | 16 | 0 | 0 | 1 | 0 | 0 | 0 | 0 | 0 | 0 | 0 | 0 | 1 |  | 8 | 26 | 8 | 25
| 5705 | 238 | 8 | 26 | 17 | 0 | 0 | 1 | 0 | 0 | 0 | 0 | 0 | 0 | 0 | 0 | 1 |  | 8 | 26 | 8 | 25
| 5706 | 238 | 8 | 26 | 18 | 0 | 0 | 1 | 0 | 0 | 0 | 0 | 0 | 0 | 0 | 0 | 1 |  | 8 | 26 | 8 | 25
| 5707 | 238 | 8 | 26 | 19 | 0 | 0 | 1 | 0 | 0 | 0 | 0 | 0 | 0 | 0 | 0 | 1 |  | 8 | 26 | 8 | 25
| 5708 | 238 | 8 | 26 | 20 | 0 | 0 | 1 | 0 | 0 | 0 | 0 | 0 | 0 | 0 | 0 | 1 |  | 8 | 26 | 8 | 25
| 5709 | 238 | 8 | 26 | 21 | 0 | 0 | 1 | 0 | 0 | 0 | 0 | 0 | 0 | 0 | 0 | 1 |  | 8 | 26 | 8 | 25
| 5710 | 238 | 8 | 26 | 22 | 0 | 0 | 1 | 0 | 0 | 0 | 0 | 0 | 0 | 0 | 0 | 1 |  | 8 | 26 | 8 | 25
| 5711 | 238 | 8 | 26 | 23 | 0 | 0 | 1 | 0 | 0 | 0 | 0 | 0 | 0 | 0 | 0 | 1 |  | 8 | 26 | 8 | 25
| 5712 | 238 | 8 | 26 | 24 | 0 | 0 | 1 | 0 | 0 | 0 | 0 | 0 | 0 | 0 | 0 | 1 |  | 8 | 26 | 8 | 25
| 5713 | 239 | 8 | 27 | 1 | 0 | 0 | 0 | 0 | 0 | 0 | 0 | 0 | 0 | 0 | 0 | 1 |  | 8 | 27 | 8 | 26
| 5714 | 239 | 8 | 27 | 2 | 0 | 0 | 0 | 0 | 0 | 0 | 0 | 0 | 0 | 0 | 0 | 1 |  | 8 | 27 | 8 | 26
| 5715 | 239 | 8 | 27 | 3 | 0 | 0 | 0 | 0 | 0 | 0 | 0 | 0 | 0 | 0 | 0 | 1 |  | 8 | 27 | 8 | 26
| 5716 | 239 | 8 | 27 | 4 | 0 | 0 | 0 | 0 | 0 | 0 | 0 | 0 | 0 | 0 | 0 | 1 |  | 8 | 27 | 8 | 26
| 5717 | 239 | 8 | 27 | 5 | 0 | 0 | 0 | 0 | 0 | 0 | 0 | 0 | 0 | 0 | 0 | 1 |  | 8 | 27 | 8 | 26
| 5718 | 239 | 8 | 27 | 6 | 0 | 0 | 0 | 0 | 0 | 0 | 0 | 0 | 0 | 0 | 0 | 1 |  | 8 | 27 | 8 | 26
| 5719 | 239 | 8 | 27 | 7 | 0 | 0 | 0 | 0 | 0 | 0 | 0 | 0 | 0 | 0 | 0 | 1 |  | 8 | 27 | 8 | 26
| 5720 | 239 | 8 | 27 | 8 | 0 | 0 | 0 | 0 | 0 | 0 | 0 | 0 | 0 | 0 | 0 | 1 |  | 8 | 27 | 8 | 26
| 5721 | 239 | 8 | 27 | 9 | 0 | 0 | 0 | 0 | 0 | 0 | 0 | 0 | 0 | 0 | 0 | 1 |  | 8 | 27 | 8 | 26
| 5722 | 239 | 8 | 27 | 10 | 0 | 0 | 0 | 0 | 0 | 0 | 0 | 0 | 0 | 0 | 0 | 1 |  | 8 | 27 | 8 | 26
| 5723 | 239 | 8 | 27 | 11 | 0 | 0 | 0 | 0 | 0 | 0 | 0 | 0 | 0 | 0 | 0 | 1 |  | 8 | 27 | 8 | 26
| 5724 | 239 | 8 | 27 | 12 | 0 | 0 | 0 | 0 | 0 | 0 | 0 | 0 | 0 | 0 | 0 | 1 |  | 8 | 27 | 8 | 26
| 5725 | 239 | 8 | 27 | 13 | 0 | 0 | 0 | 0 | 0 | 0 | 0 | 0 | 0 | 0 | 0 | 1 |  | 8 | 27 | 8 | 26
| 5726 | 239 | 8 | 27 | 14 | 0 | 0 | 0 | 0 | 0 | 0 | 0 | 0 | 0 | 0 | 0 | 1 |  | 8 | 27 | 8 | 26
| 5727 | 239 | 8 | 27 | 15 | 0 | 0 | 0 | 0 | 0 | 0 | 0 | 0 | 0 | 0 | 0 | 1 |  | 8 | 27 | 8 | 26
| 5728 | 239 | 8 | 27 | 16 | 0 | 0 | 0 | 0 | 0 | 0 | 0 | 0 | 0 | 0 | 0 | 1 |  | 8 | 27 | 8 | 26
| 5729 | 239 | 8 | 27 | 17 | 0 | 0 | 0 | 0 | 0 | 0 | 0 | 0 | 0 | 0 | 0 | 1 |  | 8 | 27 | 8 | 26
| 5730 | 239 | 8 | 27 | 18 | 0 | 0 | 0 | 0 | 0 | 0 | 0 | 0 | 0 | 0 | 0 | 1 |  | 8 | 27 | 8 | 26
| 5731 | 239 | 8 | 27 | 19 | 0 | 0 | 0 | 0 | 0 | 0 | 0 | 0 | 0 | 0 | 0 | 1 |  | 8 | 27 | 8 | 26
| 5732 | 239 | 8 | 27 | 20 | 0 | 0 | 0 | 0 | 0 | 0 | 0 | 0 | 0 | 0 | 0 | 1 |  | 8 | 27 | 8 | 26
| 5733 | 239 | 8 | 27 | 21 | 0 | 0 | 0 | 0 | 0 | 0 | 0 | 0 | 0 | 0 | 0 | 1 |  | 8 | 27 | 8 | 26
| 5734 | 239 | 8 | 27 | 22 | 0 | 0 | 0 | 0 | 0 | 0 | 0 | 0 | 0 | 0 | 0 | 1 |  | 8 | 27 | 8 | 26
| 5735 | 239 | 8 | 27 | 23 | 0 | 0 | 0 | 0 | 0 | 0 | 0 | 0 | 0 | 0 | 0 | 1 |  | 8 | 27 | 8 | 26
| 5736 | 239 | 8 | 27 | 24 | 0 | 0 | 0 | 0 | 0 | 0 | 0 | 0 | 0 | 0 | 0 | 1 |  | 8 | 27 | 8 | 26
| 5737 | 240 | 8 | 28 | 1 | 0 | 0 | 0 | 0 | 0 | 0 | 0 | 0 | 0 | 0 | 0 | 1 |  | 8 | 28 | 8 | 27
| 5738 | 240 | 8 | 28 | 2 | 0 | 0 | 0 | 0 | 0 | 0 | 0 | 0 | 0 | 0 | 0 | 1 |  | 8 | 28 | 8 | 27
| 5739 | 240 | 8 | 28 | 3 | 0 | 0 | 0 | 0 | 0 | 0 | 0 | 0 | 0 | 0 | 0 | 1 |  | 8 | 28 | 8 | 27
| 5740 | 240 | 8 | 28 | 4 | 0 | 0 | 0 | 0 | 0 | 0 | 0 | 0 | 0 | 0 | 0 | 1 |  | 8 | 28 | 8 | 27
| 5741 | 240 | 8 | 28 | 5 | 0 | 0 | 0 | 0 | 0 | 0 | 0 | 0 | 0 | 0 | 0 | 1 |  | 8 | 28 | 8 | 27
| 5742 | 240 | 8 | 28 | 6 | 0 | 0 | 0 | 0 | 0 | 0 | 0 | 0 | 0 | 0 | 0 | 1 |  | 8 | 28 | 8 | 27
| 5743 | 240 | 8 | 28 | 7 | 0 | 0 | 0 | 0 | 0 | 0 | 0 | 0 | 0 | 0 | 0 | 1 |  | 8 | 28 | 8 | 27
| 5744 | 240 | 8 | 28 | 8 | 0 | 0 | 0 | 0 | 0 | 0 | 0 | 0 | 0 | 0 | 0 | 1 |  | 8 | 28 | 8 | 27
| 5745 | 240 | 8 | 28 | 9 | 0 | 0 | 0 | 0 | 0 | 0 | 0 | 0 | 0 | 0 | 0 | 1 |  | 8 | 28 | 8 | 27
| 5746 | 240 | 8 | 28 | 10 | 0 | 0 | 0 | 0 | 0 | 0 | 0 | 0 | 0 | 0 | 0 | 1 |  | 8 | 28 | 8 | 27
| 5747 | 240 | 8 | 28 | 11 | 0 | 0 | 0 | 0 | 0 | 0 | 0 | 0 | 0 | 0 | 0 | 1 |  | 8 | 28 | 8 | 27
| 5748 | 240 | 8 | 28 | 12 | 0 | 0 | 0 | 0 | 0 | 0 | 0 | 0 | 0 | 0 | 0 | 1 |  | 8 | 28 | 8 | 27
| 5749 | 240 | 8 | 28 | 13 | 0 | 0 | 0 | 0 | 0 | 0 | 0 | 0 | 0 | 0 | 0 | 1 |  | 8 | 28 | 8 | 27
| 5750 | 240 | 8 | 28 | 14 | 0 | 0 | 0 | 0 | 0 | 0 | 0 | 0 | 0 | 0 | 0 | 1 |  | 8 | 28 | 8 | 27
| 5751 | 240 | 8 | 28 | 15 | 0 | 0 | 0 | 0 | 0 | 0 | 0 | 0 | 0 | 0 | 0 | 1 |  | 8 | 28 | 8 | 27
| 5752 | 240 | 8 | 28 | 16 | 0 | 0 | 0 | 0 | 0 | 0 | 0 | 0 | 0 | 0 | 0 | 1 |  | 8 | 28 | 8 | 27
| 5753 | 240 | 8 | 28 | 17 | 0 | 0 | 0 | 0 | 0 | 0 | 0 | 0 | 0 | 0 | 0 | 1 |  | 8 | 28 | 8 | 27
| 5754 | 240 | 8 | 28 | 18 | 0 | 0 | 0 | 0 | 0 | 0 | 0 | 0 | 0 | 0 | 0 | 1 |  | 8 | 28 | 8 | 27
| 5755 | 240 | 8 | 28 | 19 | 0 | 0 | 0 | 0 | 0 | 0 | 0 | 0 | 0 | 0 | 0 | 1 |  | 8 | 28 | 8 | 27
| 5756 | 240 | 8 | 28 | 20 | 0 | 0 | 0 | 0 | 0 | 0 | 0 | 0 | 0 | 0 | 0 | 1 |  | 8 | 28 | 8 | 27
| 5757 | 240 | 8 | 28 | 21 | 0 | 0 | 0 | 0 | 0 | 0 | 0 | 0 | 0 | 0 | 0 | 1 |  | 8 | 28 | 8 | 27
| 5758 | 240 | 8 | 28 | 22 | 0 | 0 | 0 | 0 | 0 | 0 | 0 | 0 | 0 | 0 | 0 | 1 |  | 8 | 28 | 8 | 27
| 5759 | 240 | 8 | 28 | 23 | 0 | 0 | 0 | 0 | 0 | 0 | 0 | 0 | 0 | 0 | 0 | 1 |  | 8 | 28 | 8 | 27
| 5760 | 240 | 8 | 28 | 24 | 0 | 0 | 0 | 0 | 0 | 0 | 0 | 0 | 0 | 0 | 0 | 1 |  | 8 | 28 | 8 | 27
| 5761 | 241 | 8 | 29 | 1 | 0 | 0 | 1 | 0 | 0 | 0 | 0 | 0 | 0 | 0 | 0 | 1 |  | 8 | 29 | 8 | 28
| 5762 | 241 | 8 | 29 | 2 | 0 | 0 | 1 | 0 | 0 | 0 | 0 | 0 | 0 | 0 | 0 | 1 |  | 8 | 29 | 8 | 28
| 5763 | 241 | 8 | 29 | 3 | 0 | 0 | 1 | 0 | 0 | 0 | 0 | 0 | 0 | 0 | 0 | 1 |  | 8 | 29 | 8 | 28
| 5764 | 241 | 8 | 29 | 4 | 0 | 0 | 1 | 0 | 0 | 0 | 0 | 0 | 0 | 0 | 0 | 1 |  | 8 | 29 | 8 | 28
| 5765 | 241 | 8 | 29 | 5 | 0 | 0 | 1 | 0 | 0 | 0 | 0 | 0 | 0 | 0 | 0 | 1 |  | 8 | 29 | 8 | 28
| 5766 | 241 | 8 | 29 | 6 | 0 | 0 | 1 | 0 | 0 | 0 | 0 | 0 | 0 | 0 | 0 | 1 |  | 8 | 29 | 8 | 28
| 5767 | 241 | 8 | 29 | 7 | 0 | 0 | 1 | 0 | 0 | 0 | 0 | 0 | 0 | 0 | 0 | 1 |  | 8 | 29 | 8 | 28
| 5768 | 241 | 8 | 29 | 8 | 0 | 0 | 1 | 0 | 0 | 0 | 0 | 0 | 0 | 0 | 0 | 1 |  | 8 | 29 | 8 | 28
| 5769 | 241 | 8 | 29 | 9 | 0 | 0 | 1 | 0 | 0 | 0 | 0 | 0 | 0 | 0 | 0 | 1 |  | 8 | 29 | 8 | 28
| 5770 | 241 | 8 | 29 | 10 | 0 | 0 | 1 | 0 | 0 | 0 | 0 | 0 | 0 | 0 | 0 | 1 |  | 8 | 29 | 8 | 28
| 5771 | 241 | 8 | 29 | 11 | 0 | 0 | 1 | 0 | 0 | 0 | 0 | 0 | 0 | 0 | 0 | 1 |  | 8 | 29 | 8 | 28
| 5772 | 241 | 8 | 29 | 12 | 0 | 0 | 1 | 0 | 0 | 0 | 0 | 0 | 0 | 0 | 0 | 1 |  | 8 | 29 | 8 | 28
| 5773 | 241 | 8 | 29 | 13 | 0 | 0 | 1 | 0 | 0 | 0 | 0 | 0 | 0 | 0 | 0 | 1 |  | 8 | 29 | 8 | 28
| 5774 | 241 | 8 | 29 | 14 | 0 | 0 | 1 | 0 | 0 | 0 | 0 | 0 | 0 | 0 | 0 | 1 |  | 8 | 29 | 8 | 28
| 5775 | 241 | 8 | 29 | 15 | 0 | 0 | 1 | 0 | 0 | 0 | 0 | 0 | 0 | 0 | 0 | 1 |  | 8 | 29 | 8 | 28
| 5776 | 241 | 8 | 29 | 16 | 0 | 0 | 1 | 0 | 0 | 0 | 0 | 0 | 0 | 0 | 0 | 1 |  | 8 | 29 | 8 | 28
| 5777 | 241 | 8 | 29 | 17 | 0 | 0 | 1 | 0 | 0 | 0 | 0 | 0 | 0 | 0 | 0 | 1 |  | 8 | 29 | 8 | 28
| 5778 | 241 | 8 | 29 | 18 | 0 | 0 | 1 | 0 | 0 | 0 | 0 | 0 | 0 | 0 | 0 | 1 |  | 8 | 29 | 8 | 28
| 5779 | 241 | 8 | 29 | 19 | 0 | 0 | 1 | 0 | 0 | 0 | 0 | 0 | 0 | 0 | 0 | 1 |  | 8 | 29 | 8 | 28
| 5780 | 241 | 8 | 29 | 20 | 0 | 0 | 1 | 0 | 0 | 0 | 0 | 0 | 0 | 0 | 0 | 1 |  | 8 | 29 | 8 | 28
| 5781 | 241 | 8 | 29 | 21 | 0 | 0 | 1 | 0 | 0 | 0 | 0 | 0 | 0 | 0 | 0 | 1 |  | 8 | 29 | 8 | 28
| 5782 | 241 | 8 | 29 | 22 | 0 | 0 | 1 | 0 | 0 | 0 | 0 | 0 | 0 | 0 | 0 | 1 |  | 8 | 29 | 8 | 28
| 5783 | 241 | 8 | 29 | 23 | 0 | 0 | 1 | 0 | 0 | 0 | 0 | 0 | 0 | 0 | 0 | 1 |  | 8 | 29 | 8 | 28
| 5784 | 241 | 8 | 29 | 24 | 0 | 0 | 1 | 0 | 0 | 0 | 0 | 0 | 0 | 0 | 0 | 1 |  | 8 | 29 | 8 | 28
| 5785 | 242 | 8 | 30 | 1 | 0 | 0 | 1 | 0 | 0 | 0 | 0 | 0 | 0 | 0 | 0 | 1 |  | 8 | 30 | 8 | 29
| 5786 | 242 | 8 | 30 | 2 | 0 | 0 | 1 | 0 | 0 | 0 | 0 | 0 | 0 | 0 | 0 | 1 |  | 8 | 30 | 8 | 29
| 5787 | 242 | 8 | 30 | 3 | 0 | 0 | 1 | 0 | 0 | 0 | 0 | 0 | 0 | 0 | 0 | 1 |  | 8 | 30 | 8 | 29
| 5788 | 242 | 8 | 30 | 4 | 0 | 0 | 1 | 0 | 0 | 0 | 0 | 0 | 0 | 0 | 0 | 1 |  | 8 | 30 | 8 | 29
| 5789 | 242 | 8 | 30 | 5 | 0 | 0 | 1 | 0 | 0 | 0 | 0 | 0 | 0 | 0 | 0 | 1 |  | 8 | 30 | 8 | 29
| 5790 | 242 | 8 | 30 | 6 | 0 | 0 | 1 | 0 | 0 | 0 | 0 | 0 | 0 | 0 | 0 | 1 |  | 8 | 30 | 8 | 29
| 5791 | 242 | 8 | 30 | 7 | 0 | 0 | 1 | 0 | 0 | 0 | 0 | 0 | 0 | 0 | 0 | 1 |  | 8 | 30 | 8 | 29
| 5792 | 242 | 8 | 30 | 8 | 0 | 0 | 1 | 0 | 0 | 0 | 0 | 0 | 0 | 0 | 0 | 1 |  | 8 | 30 | 8 | 29
| 5793 | 242 | 8 | 30 | 9 | 0 | 0 | 1 | 0 | 0 | 0 | 0 | 0 | 0 | 0 | 0 | 1 |  | 8 | 30 | 8 | 29
| 5794 | 242 | 8 | 30 | 10 | 0 | 0 | 1 | 0 | 0 | 0 | 0 | 0 | 0 | 0 | 0 | 1 |  | 8 | 30 | 8 | 29
| 5795 | 242 | 8 | 30 | 11 | 0 | 0 | 1 | 0 | 0 | 0 | 0 | 0 | 0 | 0 | 0 | 1 |  | 8 | 30 | 8 | 29
| 5796 | 242 | 8 | 30 | 12 | 0 | 0 | 1 | 0 | 0 | 0 | 0 | 0 | 0 | 0 | 0 | 1 |  | 8 | 30 | 8 | 29
| 5797 | 242 | 8 | 30 | 13 | 0 | 0 | 1 | 0 | 0 | 0 | 0 | 0 | 0 | 0 | 0 | 1 |  | 8 | 30 | 8 | 29
| 5798 | 242 | 8 | 30 | 14 | 0 | 0 | 1 | 0 | 0 | 0 | 0 | 0 | 0 | 0 | 0 | 1 |  | 8 | 30 | 8 | 29
| 5799 | 242 | 8 | 30 | 15 | 0 | 0 | 1 | 0 | 0 | 0 | 0 | 0 | 0 | 0 | 0 | 1 |  | 8 | 30 | 8 | 29
| 5800 | 242 | 8 | 30 | 16 | 0 | 0 | 1 | 0 | 0 | 0 | 0 | 0 | 0 | 0 | 0 | 1 |  | 8 | 30 | 8 | 29
| 5801 | 242 | 8 | 30 | 17 | 0 | 0 | 1 | 0 | 0 | 0 | 0 | 0 | 0 | 0 | 0 | 1 |  | 8 | 30 | 8 | 29
| 5802 | 242 | 8 | 30 | 18 | 0 | 0 | 1 | 0 | 0 | 0 | 0 | 0 | 0 | 0 | 0 | 1 |  | 8 | 30 | 8 | 29
| 5803 | 242 | 8 | 30 | 19 | 0 | 0 | 1 | 0 | 0 | 0 | 0 | 0 | 0 | 0 | 0 | 1 |  | 8 | 30 | 8 | 29
| 5804 | 242 | 8 | 30 | 20 | 0 | 0 | 1 | 0 | 0 | 0 | 0 | 0 | 0 | 0 | 0 | 1 |  | 8 | 30 | 8 | 29
| 5805 | 242 | 8 | 30 | 21 | 0 | 0 | 1 | 0 | 0 | 0 | 0 | 0 | 0 | 0 | 0 | 1 |  | 8 | 30 | 8 | 29
| 5806 | 242 | 8 | 30 | 22 | 0 | 0 | 1 | 0 | 0 | 0 | 0 | 0 | 0 | 0 | 0 | 1 |  | 8 | 30 | 8 | 29
| 5807 | 242 | 8 | 30 | 23 | 0 | 0 | 1 | 0 | 0 | 0 | 0 | 0 | 0 | 0 | 0 | 1 |  | 8 | 30 | 8 | 29
| 5808 | 242 | 8 | 30 | 24 | 0 | 0 | 1 | 0 | 0 | 0 | 0 | 0 | 0 | 0 | 0 | 1 |  | 8 | 30 | 8 | 29
| 5809 | 243 | 8 | 31 | 1 | 0 | 0 | 1 | 0 | 0 | 0 | 0 | 0 | 0 | 0 | 0 | 1 |  | 8 | 31 | 8 | 30
| 5810 | 243 | 8 | 31 | 2 | 0 | 0 | 1 | 0 | 0 | 0 | 0 | 0 | 0 | 0 | 0 | 1 |  | 8 | 31 | 8 | 30
| 5811 | 243 | 8 | 31 | 3 | 0 | 0 | 1 | 0 | 0 | 0 | 0 | 0 | 0 | 0 | 0 | 1 |  | 8 | 31 | 8 | 30
| 5812 | 243 | 8 | 31 | 4 | 0 | 0 | 1 | 0 | 0 | 0 | 0 | 0 | 0 | 0 | 0 | 1 |  | 8 | 31 | 8 | 30
| 5813 | 243 | 8 | 31 | 5 | 0 | 0 | 1 | 0 | 0 | 0 | 0 | 0 | 0 | 0 | 0 | 1 |  | 8 | 31 | 8 | 30
| 5814 | 243 | 8 | 31 | 6 | 0 | 0 | 1 | 0 | 0 | 0 | 0 | 0 | 0 | 0 | 0 | 1 |  | 8 | 31 | 8 | 30
| 5815 | 243 | 8 | 31 | 7 | 0 | 0 | 1 | 0 | 0 | 0 | 0 | 0 | 0 | 0 | 0 | 1 |  | 8 | 31 | 8 | 30
| 5816 | 243 | 8 | 31 | 8 | 0 | 0 | 1 | 0 | 0 | 0 | 0 | 0 | 0 | 0 | 0 | 1 |  | 8 | 31 | 8 | 30
| 5817 | 243 | 8 | 31 | 9 | 0 | 0 | 1 | 0 | 0 | 0 | 0 | 0 | 0 | 0 | 0 | 1 |  | 8 | 31 | 8 | 30
| 5818 | 243 | 8 | 31 | 10 | 0 | 0 | 1 | 0 | 0 | 0 | 0 | 0 | 0 | 0 | 0 | 1 |  | 8 | 31 | 8 | 30
| 5819 | 243 | 8 | 31 | 11 | 0 | 0 | 1 | 0 | 0 | 0 | 0 | 0 | 0 | 0 | 0 | 1 |  | 8 | 31 | 8 | 30
| 5820 | 243 | 8 | 31 | 12 | 0 | 0 | 1 | 0 | 0 | 0 | 0 | 0 | 0 | 0 | 0 | 1 |  | 8 | 31 | 8 | 30
| 5821 | 243 | 8 | 31 | 13 | 0 | 0 | 1 | 0 | 0 | 0 | 0 | 0 | 0 | 0 | 0 | 1 |  | 8 | 31 | 8 | 30
| 5822 | 243 | 8 | 31 | 14 | 0 | 0 | 1 | 0 | 0 | 0 | 0 | 0 | 0 | 0 | 0 | 1 |  | 8 | 31 | 8 | 30
| 5823 | 243 | 8 | 31 | 15 | 0 | 0 | 1 | 0 | 0 | 0 | 0 | 0 | 0 | 0 | 0 | 1 |  | 8 | 31 | 8 | 30
| 5824 | 243 | 8 | 31 | 16 | 0 | 0 | 1 | 0 | 0 | 0 | 0 | 0 | 0 | 0 | 0 | 1 |  | 8 | 31 | 8 | 30
| 5825 | 243 | 8 | 31 | 17 | 0 | 0 | 1 | 0 | 0 | 0 | 0 | 0 | 0 | 0 | 0 | 1 |  | 8 | 31 | 8 | 30
| 5826 | 243 | 8 | 31 | 18 | 0 | 0 | 1 | 0 | 0 | 0 | 0 | 0 | 0 | 0 | 0 | 1 |  | 8 | 31 | 8 | 30
| 5827 | 243 | 8 | 31 | 19 | 0 | 0 | 1 | 0 | 0 | 0 | 0 | 0 | 0 | 0 | 0 | 1 |  | 8 | 31 | 8 | 30
| 5828 | 243 | 8 | 31 | 20 | 0 | 0 | 1 | 0 | 0 | 0 | 0 | 0 | 0 | 0 | 0 | 1 |  | 8 | 31 | 8 | 30
| 5829 | 243 | 8 | 31 | 21 | 0 | 0 | 1 | 0 | 0 | 0 | 0 | 0 | 0 | 0 | 0 | 1 |  | 8 | 31 | 8 | 30
| 5830 | 243 | 8 | 31 | 22 | 0 | 0 | 1 | 0 | 0 | 0 | 0 | 0 | 0 | 0 | 0 | 1 |  | 8 | 31 | 8 | 30
| 5831 | 243 | 8 | 31 | 23 | 0 | 0 | 1 | 0 | 0 | 0 | 0 | 0 | 0 | 0 | 0 | 1 |  | 8 | 31 | 8 | 30
| 5832 | 243 | 8 | 31 | 24 | 0 | 0 | 1 | 0 | 0 | 0 | 0 | 0 | 0 | 0 | 0 | 1 |  | 8 | 31 | 8 | 30
| 5833 | 244 | 9 | 1 | 1 | 0 | 0 | 1 | 0 | 0 | 0 | 0 | 0 | 0 | 0 | 0 | 1 |  | 9 | 1 | 8 | 31
| 5834 | 244 | 9 | 1 | 2 | 0 | 0 | 1 | 0 | 0 | 0 | 0 | 0 | 0 | 0 | 0 | 1 |  | 9 | 1 | 8 | 31
| 5835 | 244 | 9 | 1 | 3 | 0 | 0 | 1 | 0 | 0 | 0 | 0 | 0 | 0 | 0 | 0 | 1 |  | 9 | 1 | 8 | 31
| 5836 | 244 | 9 | 1 | 4 | 0 | 0 | 1 | 0 | 0 | 0 | 0 | 0 | 0 | 0 | 0 | 1 |  | 9 | 1 | 8 | 31
| 5837 | 244 | 9 | 1 | 5 | 0 | 0 | 1 | 0 | 0 | 0 | 0 | 0 | 0 | 0 | 0 | 1 |  | 9 | 1 | 8 | 31
| 5838 | 244 | 9 | 1 | 6 | 0 | 0 | 1 | 0 | 0 | 0 | 0 | 0 | 0 | 0 | 0 | 1 |  | 9 | 1 | 8 | 31
| 5839 | 244 | 9 | 1 | 7 | 0 | 0 | 1 | 0 | 0 | 0 | 0 | 0 | 0 | 0 | 0 | 1 |  | 9 | 1 | 8 | 31
| 5840 | 244 | 9 | 1 | 8 | 0 | 0 | 1 | 0 | 0 | 0 | 0 | 0 | 0 | 0 | 0 | 1 |  | 9 | 1 | 8 | 31
| 5841 | 244 | 9 | 1 | 9 | 0 | 0 | 1 | 0 | 0 | 0 | 0 | 0 | 0 | 0 | 0 | 1 |  | 9 | 1 | 8 | 31
| 5842 | 244 | 9 | 1 | 10 | 0 | 0 | 1 | 0 | 0 | 0 | 0 | 0 | 0 | 0 | 0 | 1 |  | 9 | 1 | 8 | 31
| 5843 | 244 | 9 | 1 | 11 | 0 | 0 | 1 | 0 | 0 | 0 | 0 | 0 | 0 | 0 | 0 | 1 |  | 9 | 1 | 8 | 31
| 5844 | 244 | 9 | 1 | 12 | 0 | 0 | 1 | 0 | 0 | 0 | 0 | 0 | 0 | 0 | 0 | 1 |  | 9 | 1 | 8 | 31
| 5845 | 244 | 9 | 1 | 13 | 0 | 0 | 1 | 0 | 0 | 0 | 0 | 0 | 0 | 0 | 0 | 1 |  | 9 | 1 | 8 | 31
| 5846 | 244 | 9 | 1 | 14 | 0 | 0 | 1 | 0 | 0 | 0 | 0 | 0 | 0 | 0 | 0 | 1 |  | 9 | 1 | 8 | 31
| 5847 | 244 | 9 | 1 | 15 | 0 | 0 | 1 | 0 | 0 | 0 | 0 | 0 | 0 | 0 | 0 | 1 |  | 9 | 1 | 8 | 31
| 5848 | 244 | 9 | 1 | 16 | 0 | 0 | 1 | 0 | 0 | 0 | 0 | 0 | 0 | 0 | 0 | 1 |  | 9 | 1 | 8 | 31
| 5849 | 244 | 9 | 1 | 17 | 0 | 0 | 1 | 0 | 0 | 0 | 0 | 0 | 0 | 0 | 0 | 1 |  | 9 | 1 | 8 | 31
| 5850 | 244 | 9 | 1 | 18 | 0 | 0 | 1 | 0 | 0 | 0 | 0 | 0 | 0 | 0 | 0 | 1 |  | 9 | 1 | 8 | 31
| 5851 | 244 | 9 | 1 | 19 | 0 | 0 | 1 | 0 | 0 | 0 | 0 | 0 | 0 | 0 | 0 | 1 |  | 9 | 1 | 8 | 31
| 5852 | 244 | 9 | 1 | 20 | 0 | 0 | 1 | 0 | 0 | 0 | 0 | 0 | 0 | 0 | 0 | 1 |  | 9 | 1 | 8 | 31
| 5853 | 244 | 9 | 1 | 21 | 0 | 0 | 1 | 0 | 0 | 0 | 0 | 0 | 0 | 0 | 0 | 1 |  | 9 | 1 | 8 | 31
| 5854 | 244 | 9 | 1 | 22 | 0 | 0 | 1 | 0 | 0 | 0 | 0 | 0 | 0 | 0 | 0 | 1 |  | 9 | 1 | 8 | 31
| 5855 | 244 | 9 | 1 | 23 | 0 | 0 | 1 | 0 | 0 | 0 | 0 | 0 | 0 | 0 | 0 | 1 |  | 9 | 1 | 8 | 31
| 5856 | 244 | 9 | 1 | 24 | 0 | 0 | 1 | 0 | 0 | 0 | 0 | 0 | 0 | 0 | 0 | 1 |  | 9 | 1 | 8 | 31
| 5857 | 245 | 9 | 2 | 1 | 0 | 0 | 1 | 0 | 0 | 0 | 0 | 0 | 0 | 0 | 0 | 1 |  | 9 | 2 | 9 | 1
| 5858 | 245 | 9 | 2 | 2 | 0 | 0 | 1 | 0 | 0 | 0 | 0 | 0 | 0 | 0 | 0 | 1 |  | 9 | 2 | 9 | 1
| 5859 | 245 | 9 | 2 | 3 | 0 | 0 | 1 | 0 | 0 | 0 | 0 | 0 | 0 | 0 | 0 | 1 |  | 9 | 2 | 9 | 1
| 5860 | 245 | 9 | 2 | 4 | 0 | 0 | 1 | 0 | 0 | 0 | 0 | 0 | 0 | 0 | 0 | 1 |  | 9 | 2 | 9 | 1
| 5861 | 245 | 9 | 2 | 5 | 0 | 0 | 1 | 0 | 0 | 0 | 0 | 0 | 0 | 0 | 0 | 1 |  | 9 | 2 | 9 | 1
| 5862 | 245 | 9 | 2 | 6 | 0 | 0 | 1 | 0 | 0 | 0 | 0 | 0 | 0 | 0 | 0 | 1 |  | 9 | 2 | 9 | 1
| 5863 | 245 | 9 | 2 | 7 | 0 | 0 | 1 | 0 | 0 | 0 | 0 | 0 | 0 | 0 | 0 | 1 |  | 9 | 2 | 9 | 1
| 5864 | 245 | 9 | 2 | 8 | 0 | 0 | 1 | 0 | 0 | 0 | 0 | 0 | 0 | 0 | 0 | 1 |  | 9 | 2 | 9 | 1
| 5865 | 245 | 9 | 2 | 9 | 0 | 0 | 1 | 0 | 0 | 0 | 0 | 0 | 0 | 0 | 0 | 1 |  | 9 | 2 | 9 | 1
| 5866 | 245 | 9 | 2 | 10 | 0 | 0 | 1 | 0 | 0 | 0 | 0 | 0 | 0 | 0 | 0 | 1 |  | 9 | 2 | 9 | 1
| 5867 | 245 | 9 | 2 | 11 | 0 | 0 | 1 | 0 | 0 | 0 | 0 | 0 | 0 | 0 | 0 | 1 |  | 9 | 2 | 9 | 1
| 5868 | 245 | 9 | 2 | 12 | 0 | 0 | 1 | 0 | 0 | 0 | 0 | 0 | 0 | 0 | 0 | 1 |  | 9 | 2 | 9 | 1
| 5869 | 245 | 9 | 2 | 13 | 0 | 0 | 1 | 0 | 0 | 0 | 0 | 0 | 0 | 0 | 0 | 1 |  | 9 | 2 | 9 | 1
| 5870 | 245 | 9 | 2 | 14 | 0 | 0 | 1 | 0 | 0 | 0 | 0 | 0 | 0 | 0 | 0 | 1 |  | 9 | 2 | 9 | 1
| 5871 | 245 | 9 | 2 | 15 | 0 | 0 | 1 | 0 | 0 | 0 | 0 | 0 | 0 | 0 | 0 | 1 |  | 9 | 2 | 9 | 1
| 5872 | 245 | 9 | 2 | 16 | 0 | 0 | 1 | 0 | 0 | 0 | 0 | 0 | 0 | 0 | 0 | 1 |  | 9 | 2 | 9 | 1
| 5873 | 245 | 9 | 2 | 17 | 0 | 0 | 1 | 0 | 0 | 0 | 0 | 0 | 0 | 0 | 0 | 1 |  | 9 | 2 | 9 | 1
| 5874 | 245 | 9 | 2 | 18 | 0 | 0 | 1 | 0 | 0 | 0 | 0 | 0 | 0 | 0 | 0 | 1 |  | 9 | 2 | 9 | 1
| 5875 | 245 | 9 | 2 | 19 | 0 | 0 | 1 | 0 | 0 | 0 | 0 | 0 | 0 | 0 | 0 | 1 |  | 9 | 2 | 9 | 1
| 5876 | 245 | 9 | 2 | 20 | 0 | 0 | 1 | 0 | 0 | 0 | 0 | 0 | 0 | 0 | 0 | 1 |  | 9 | 2 | 9 | 1
| 5877 | 245 | 9 | 2 | 21 | 0 | 0 | 1 | 0 | 0 | 0 | 0 | 0 | 0 | 0 | 0 | 1 |  | 9 | 2 | 9 | 1
| 5878 | 245 | 9 | 2 | 22 | 0 | 0 | 1 | 0 | 0 | 0 | 0 | 0 | 0 | 0 | 0 | 1 |  | 9 | 2 | 9 | 1
| 5879 | 245 | 9 | 2 | 23 | 0 | 0 | 1 | 0 | 0 | 0 | 0 | 0 | 0 | 0 | 0 | 1 |  | 9 | 2 | 9 | 1
| 5880 | 245 | 9 | 2 | 24 | 0 | 0 | 1 | 0 | 0 | 0 | 0 | 0 | 0 | 0 | 0 | 1 |  | 9 | 2 | 9 | 1
| 5881 | 246 | 9 | 3 | 1 | 0 | 0 | 0 | 0 | 0 | 0 | 0 | 0 | 0 | 0 | 0 | 1 |  | 9 | 3 | 9 | 2
| 5882 | 246 | 9 | 3 | 2 | 0 | 0 | 0 | 0 | 0 | 0 | 0 | 0 | 0 | 0 | 0 | 1 |  | 9 | 3 | 9 | 2
| 5883 | 246 | 9 | 3 | 3 | 0 | 0 | 0 | 0 | 0 | 0 | 0 | 0 | 0 | 0 | 0 | 1 |  | 9 | 3 | 9 | 2
| 5884 | 246 | 9 | 3 | 4 | 0 | 0 | 0 | 0 | 0 | 0 | 0 | 0 | 0 | 0 | 0 | 1 |  | 9 | 3 | 9 | 2
| 5885 | 246 | 9 | 3 | 5 | 0 | 0 | 0 | 0 | 0 | 0 | 0 | 0 | 0 | 0 | 0 | 1 |  | 9 | 3 | 9 | 2
| 5886 | 246 | 9 | 3 | 6 | 0 | 0 | 0 | 0 | 0 | 0 | 0 | 0 | 0 | 0 | 0 | 1 |  | 9 | 3 | 9 | 2
| 5887 | 246 | 9 | 3 | 7 | 0 | 0 | 0 | 0 | 0 | 0 | 0 | 0 | 0 | 0 | 0 | 1 |  | 9 | 3 | 9 | 2
| 5888 | 246 | 9 | 3 | 8 | 0 | 0 | 0 | 0 | 0 | 0 | 0 | 0 | 0 | 0 | 0 | 1 |  | 9 | 3 | 9 | 2
| 5889 | 246 | 9 | 3 | 9 | 0 | 0 | 0 | 0 | 0 | 0 | 0 | 0 | 0 | 0 | 0 | 1 |  | 9 | 3 | 9 | 2
| 5890 | 246 | 9 | 3 | 10 | 0 | 0 | 0 | 0 | 0 | 0 | 0 | 0 | 0 | 0 | 0 | 1 |  | 9 | 3 | 9 | 2
| 5891 | 246 | 9 | 3 | 11 | 0 | 0 | 0 | 0 | 0 | 0 | 0 | 0 | 0 | 0 | 0 | 1 |  | 9 | 3 | 9 | 2
| 5892 | 246 | 9 | 3 | 12 | 0 | 0 | 0 | 0 | 0 | 0 | 0 | 0 | 0 | 0 | 0 | 1 |  | 9 | 3 | 9 | 2
| 5893 | 246 | 9 | 3 | 13 | 0 | 0 | 0 | 0 | 0 | 0 | 0 | 0 | 0 | 0 | 0 | 1 |  | 9 | 3 | 9 | 2
| 5894 | 246 | 9 | 3 | 14 | 0 | 0 | 0 | 0 | 0 | 0 | 0 | 0 | 0 | 0 | 0 | 1 |  | 9 | 3 | 9 | 2
| 5895 | 246 | 9 | 3 | 15 | 0 | 0 | 0 | 0 | 0 | 0 | 0 | 0 | 0 | 0 | 0 | 1 |  | 9 | 3 | 9 | 2
| 5896 | 246 | 9 | 3 | 16 | 0 | 0 | 0 | 0 | 0 | 0 | 0 | 0 | 0 | 0 | 0 | 1 |  | 9 | 3 | 9 | 2
| 5897 | 246 | 9 | 3 | 17 | 0 | 0 | 0 | 0 | 0 | 0 | 0 | 0 | 0 | 0 | 0 | 1 |  | 9 | 3 | 9 | 2
| 5898 | 246 | 9 | 3 | 18 | 0 | 0 | 0 | 0 | 0 | 0 | 0 | 0 | 0 | 0 | 0 | 1 |  | 9 | 3 | 9 | 2
| 5899 | 246 | 9 | 3 | 19 | 0 | 0 | 0 | 0 | 0 | 0 | 0 | 0 | 0 | 0 | 0 | 1 |  | 9 | 3 | 9 | 2
| 5900 | 246 | 9 | 3 | 20 | 0 | 0 | 0 | 0 | 0 | 0 | 0 | 0 | 0 | 0 | 0 | 1 |  | 9 | 3 | 9 | 2
| 5901 | 246 | 9 | 3 | 21 | 0 | 0 | 0 | 0 | 0 | 0 | 0 | 0 | 0 | 0 | 0 | 1 |  | 9 | 3 | 9 | 2
| 5902 | 246 | 9 | 3 | 22 | 0 | 0 | 0 | 0 | 0 | 0 | 0 | 0 | 0 | 0 | 0 | 1 |  | 9 | 3 | 9 | 2
| 5903 | 246 | 9 | 3 | 23 | 0 | 0 | 0 | 0 | 0 | 0 | 0 | 0 | 0 | 0 | 0 | 1 |  | 9 | 3 | 9 | 2
| 5904 | 246 | 9 | 3 | 24 | 0 | 0 | 0 | 0 | 0 | 0 | 0 | 0 | 0 | 0 | 0 | 1 |  | 9 | 3 | 9 | 2
| 5905 | 247 | 9 | 4 | 1 | 0 | 0 | 0 | 0 | 0 | 0 | 0 | 0 | 0 | 0 | 0 | 1 |  | 9 | 4 | 9 | 3
| 5906 | 247 | 9 | 4 | 2 | 0 | 0 | 0 | 0 | 0 | 0 | 0 | 0 | 0 | 0 | 0 | 1 |  | 9 | 4 | 9 | 3
| 5907 | 247 | 9 | 4 | 3 | 0 | 0 | 0 | 0 | 0 | 0 | 0 | 0 | 0 | 0 | 0 | 1 |  | 9 | 4 | 9 | 3
| 5908 | 247 | 9 | 4 | 4 | 0 | 0 | 0 | 0 | 0 | 0 | 0 | 0 | 0 | 0 | 0 | 1 |  | 9 | 4 | 9 | 3
| 5909 | 247 | 9 | 4 | 5 | 0 | 0 | 0 | 0 | 0 | 0 | 0 | 0 | 0 | 0 | 0 | 1 |  | 9 | 4 | 9 | 3
| 5910 | 247 | 9 | 4 | 6 | 0 | 0 | 0 | 0 | 0 | 0 | 0 | 0 | 0 | 0 | 0 | 1 |  | 9 | 4 | 9 | 3
| 5911 | 247 | 9 | 4 | 7 | 0 | 0 | 0 | 0 | 0 | 0 | 0 | 0 | 0 | 0 | 0 | 1 |  | 9 | 4 | 9 | 3
| 5912 | 247 | 9 | 4 | 8 | 0 | 0 | 0 | 0 | 0 | 0 | 0 | 0 | 0 | 0 | 0 | 1 |  | 9 | 4 | 9 | 3
| 5913 | 247 | 9 | 4 | 9 | 0 | 0 | 0 | 0 | 0 | 0 | 0 | 0 | 0 | 0 | 0 | 1 |  | 9 | 4 | 9 | 3
| 5914 | 247 | 9 | 4 | 10 | 0 | 0 | 0 | 0 | 0 | 0 | 0 | 0 | 0 | 0 | 0 | 1 |  | 9 | 4 | 9 | 3
| 5915 | 247 | 9 | 4 | 11 | 0 | 0 | 0 | 0 | 0 | 0 | 0 | 0 | 0 | 0 | 0 | 1 |  | 9 | 4 | 9 | 3
| 5916 | 247 | 9 | 4 | 12 | 0 | 0 | 0 | 0 | 0 | 0 | 0 | 0 | 0 | 0 | 0 | 1 |  | 9 | 4 | 9 | 3
| 5917 | 247 | 9 | 4 | 13 | 0 | 0 | 0 | 0 | 0 | 0 | 0 | 0 | 0 | 0 | 0 | 1 |  | 9 | 4 | 9 | 3
| 5918 | 247 | 9 | 4 | 14 | 0 | 0 | 0 | 0 | 0 | 0 | 0 | 0 | 0 | 0 | 0 | 1 |  | 9 | 4 | 9 | 3
| 5919 | 247 | 9 | 4 | 15 | 0 | 0 | 0 | 0 | 0 | 0 | 0 | 0 | 0 | 0 | 0 | 1 |  | 9 | 4 | 9 | 3
| 5920 | 247 | 9 | 4 | 16 | 0 | 0 | 0 | 0 | 0 | 0 | 0 | 0 | 0 | 0 | 0 | 1 |  | 9 | 4 | 9 | 3
| 5921 | 247 | 9 | 4 | 17 | 0 | 0 | 0 | 0 | 0 | 0 | 0 | 0 | 0 | 0 | 0 | 1 |  | 9 | 4 | 9 | 3
| 5922 | 247 | 9 | 4 | 18 | 0 | 0 | 0 | 0 | 0 | 0 | 0 | 0 | 0 | 0 | 0 | 1 |  | 9 | 4 | 9 | 3
| 5923 | 247 | 9 | 4 | 19 | 0 | 0 | 0 | 0 | 0 | 0 | 0 | 0 | 0 | 0 | 0 | 1 |  | 9 | 4 | 9 | 3
| 5924 | 247 | 9 | 4 | 20 | 0 | 0 | 0 | 0 | 0 | 0 | 0 | 0 | 0 | 0 | 0 | 1 |  | 9 | 4 | 9 | 3
| 5925 | 247 | 9 | 4 | 21 | 0 | 0 | 0 | 0 | 0 | 0 | 0 | 0 | 0 | 0 | 0 | 1 |  | 9 | 4 | 9 | 3
| 5926 | 247 | 9 | 4 | 22 | 0 | 0 | 0 | 0 | 0 | 0 | 0 | 0 | 0 | 0 | 0 | 1 |  | 9 | 4 | 9 | 3
| 5927 | 247 | 9 | 4 | 23 | 0 | 0 | 0 | 0 | 0 | 0 | 0 | 0 | 0 | 0 | 0 | 1 |  | 9 | 4 | 9 | 3
| 5928 | 247 | 9 | 4 | 24 | 0 | 0 | 0 | 0 | 0 | 0 | 0 | 0 | 0 | 0 | 0 | 1 |  | 9 | 4 | 9 | 3
| 5929 | 248 | 9 | 5 | 1 | 1 | 0 | 0 | 0 | 0 | 0 | 0 | 0 | 0 | 0 | 0 | 1 |  | 9 | 5 | 9 | 4
| 5930 | 248 | 9 | 5 | 2 | 1 | 0 | 0 | 0 | 0 | 0 | 0 | 0 | 0 | 0 | 0 | 1 |  | 9 | 5 | 9 | 4
| 5931 | 248 | 9 | 5 | 3 | 1 | 0 | 0 | 0 | 0 | 0 | 0 | 0 | 0 | 0 | 0 | 1 |  | 9 | 5 | 9 | 4
| 5932 | 248 | 9 | 5 | 4 | 1 | 0 | 0 | 0 | 0 | 0 | 0 | 0 | 0 | 0 | 0 | 1 |  | 9 | 5 | 9 | 4
| 5933 | 248 | 9 | 5 | 5 | 1 | 0 | 0 | 0 | 0 | 0 | 0 | 0 | 0 | 0 | 0 | 1 |  | 9 | 5 | 9 | 4
| 5934 | 248 | 9 | 5 | 6 | 1 | 0 | 0 | 0 | 0 | 0 | 0 | 0 | 0 | 0 | 0 | 1 |  | 9 | 5 | 9 | 4
| 5935 | 248 | 9 | 5 | 7 | 1 | 0 | 0 | 0 | 0 | 0 | 0 | 0 | 0 | 0 | 0 | 1 |  | 9 | 5 | 9 | 4
| 5936 | 248 | 9 | 5 | 8 | 1 | 0 | 0 | 0 | 0 | 0 | 0 | 0 | 0 | 0 | 0 | 1 |  | 9 | 5 | 9 | 4
| 5937 | 248 | 9 | 5 | 9 | 1 | 0 | 0 | 0 | 0 | 0 | 0 | 0 | 0 | 0 | 0 | 1 |  | 9 | 5 | 9 | 4
| 5938 | 248 | 9 | 5 | 10 | 1 | 0 | 0 | 0 | 0 | 0 | 0 | 0 | 0 | 0 | 0 | 1 |  | 9 | 5 | 9 | 4
| 5939 | 248 | 9 | 5 | 11 | 1 | 0 | 0 | 0 | 0 | 0 | 0 | 0 | 0 | 0 | 0 | 1 |  | 9 | 5 | 9 | 4
| 5940 | 248 | 9 | 5 | 12 | 1 | 0 | 0 | 0 | 0 | 0 | 0 | 0 | 0 | 0 | 0 | 1 |  | 9 | 5 | 9 | 4
| 5941 | 248 | 9 | 5 | 13 | 1 | 0 | 0 | 0 | 0 | 0 | 0 | 0 | 0 | 0 | 0 | 1 |  | 9 | 5 | 9 | 4
| 5942 | 248 | 9 | 5 | 14 | 1 | 0 | 0 | 0 | 0 | 0 | 0 | 0 | 0 | 0 | 0 | 1 |  | 9 | 5 | 9 | 4
| 5943 | 248 | 9 | 5 | 15 | 1 | 0 | 0 | 0 | 0 | 0 | 0 | 0 | 0 | 0 | 0 | 1 |  | 9 | 5 | 9 | 4
| 5944 | 248 | 9 | 5 | 16 | 1 | 0 | 0 | 0 | 0 | 0 | 0 | 0 | 0 | 0 | 0 | 1 |  | 9 | 5 | 9 | 4
| 5945 | 248 | 9 | 5 | 17 | 1 | 0 | 0 | 0 | 0 | 0 | 0 | 0 | 0 | 0 | 0 | 1 |  | 9 | 5 | 9 | 4
| 5946 | 248 | 9 | 5 | 18 | 1 | 0 | 0 | 0 | 0 | 0 | 0 | 0 | 0 | 0 | 0 | 1 |  | 9 | 5 | 9 | 4
| 5947 | 248 | 9 | 5 | 19 | 1 | 0 | 0 | 0 | 0 | 0 | 0 | 0 | 0 | 0 | 0 | 1 |  | 9 | 5 | 9 | 4
| 5948 | 248 | 9 | 5 | 20 | 1 | 0 | 0 | 0 | 0 | 0 | 0 | 0 | 0 | 0 | 0 | 1 |  | 9 | 5 | 9 | 4
| 5949 | 248 | 9 | 5 | 21 | 1 | 0 | 0 | 0 | 0 | 0 | 0 | 0 | 0 | 0 | 0 | 1 |  | 9 | 5 | 9 | 4
| 5950 | 248 | 9 | 5 | 22 | 1 | 0 | 0 | 0 | 0 | 0 | 0 | 0 | 0 | 0 | 0 | 1 |  | 9 | 5 | 9 | 4
| 5951 | 248 | 9 | 5 | 23 | 1 | 0 | 0 | 0 | 0 | 0 | 0 | 0 | 0 | 0 | 0 | 1 |  | 9 | 5 | 9 | 4
| 5952 | 248 | 9 | 5 | 24 | 1 | 0 | 0 | 0 | 0 | 0 | 0 | 0 | 0 | 0 | 0 | 1 |  | 9 | 5 | 9 | 4
| 5953 | 249 | 9 | 6 | 1 | 0 | 0 | 1 | 0 | 0 | 0 | 0 | 0 | 0 | 0 | 0 | 1 |  | 9 | 6 | 9 | 5
| 5954 | 249 | 9 | 6 | 2 | 0 | 0 | 1 | 0 | 0 | 0 | 0 | 0 | 0 | 0 | 0 | 1 |  | 9 | 6 | 9 | 5
| 5955 | 249 | 9 | 6 | 3 | 0 | 0 | 1 | 0 | 0 | 0 | 0 | 0 | 0 | 0 | 0 | 1 |  | 9 | 6 | 9 | 5
| 5956 | 249 | 9 | 6 | 4 | 0 | 0 | 1 | 0 | 0 | 0 | 0 | 0 | 0 | 0 | 0 | 1 |  | 9 | 6 | 9 | 5
| 5957 | 249 | 9 | 6 | 5 | 0 | 0 | 1 | 0 | 0 | 0 | 0 | 0 | 0 | 0 | 0 | 1 |  | 9 | 6 | 9 | 5
| 5958 | 249 | 9 | 6 | 6 | 0 | 0 | 1 | 0 | 0 | 0 | 0 | 0 | 0 | 0 | 0 | 1 |  | 9 | 6 | 9 | 5
| 5959 | 249 | 9 | 6 | 7 | 0 | 0 | 1 | 0 | 0 | 0 | 0 | 0 | 0 | 0 | 0 | 1 |  | 9 | 6 | 9 | 5
| 5960 | 249 | 9 | 6 | 8 | 0 | 0 | 1 | 0 | 0 | 0 | 0 | 0 | 0 | 0 | 0 | 1 |  | 9 | 6 | 9 | 5
| 5961 | 249 | 9 | 6 | 9 | 0 | 0 | 1 | 0 | 0 | 0 | 0 | 0 | 0 | 0 | 0 | 1 |  | 9 | 6 | 9 | 5
| 5962 | 249 | 9 | 6 | 10 | 0 | 0 | 1 | 0 | 0 | 0 | 0 | 0 | 0 | 0 | 0 | 1 |  | 9 | 6 | 9 | 5
| 5963 | 249 | 9 | 6 | 11 | 0 | 0 | 1 | 0 | 0 | 0 | 0 | 0 | 0 | 0 | 0 | 1 |  | 9 | 6 | 9 | 5
| 5964 | 249 | 9 | 6 | 12 | 0 | 0 | 1 | 0 | 0 | 0 | 0 | 0 | 0 | 0 | 0 | 1 |  | 9 | 6 | 9 | 5
| 5965 | 249 | 9 | 6 | 13 | 0 | 0 | 1 | 0 | 0 | 0 | 0 | 0 | 0 | 0 | 0 | 1 |  | 9 | 6 | 9 | 5
| 5966 | 249 | 9 | 6 | 14 | 0 | 0 | 1 | 0 | 0 | 0 | 0 | 0 | 0 | 0 | 0 | 1 |  | 9 | 6 | 9 | 5
| 5967 | 249 | 9 | 6 | 15 | 0 | 0 | 1 | 0 | 0 | 0 | 0 | 0 | 0 | 0 | 0 | 1 |  | 9 | 6 | 9 | 5
| 5968 | 249 | 9 | 6 | 16 | 0 | 0 | 1 | 0 | 0 | 0 | 0 | 0 | 0 | 0 | 0 | 1 |  | 9 | 6 | 9 | 5
| 5969 | 249 | 9 | 6 | 17 | 0 | 0 | 1 | 0 | 0 | 0 | 0 | 0 | 0 | 0 | 0 | 1 |  | 9 | 6 | 9 | 5
| 5970 | 249 | 9 | 6 | 18 | 0 | 0 | 1 | 0 | 0 | 0 | 0 | 0 | 0 | 0 | 0 | 1 |  | 9 | 6 | 9 | 5
| 5971 | 249 | 9 | 6 | 19 | 0 | 0 | 1 | 0 | 0 | 0 | 0 | 0 | 0 | 0 | 0 | 1 |  | 9 | 6 | 9 | 5
| 5972 | 249 | 9 | 6 | 20 | 0 | 0 | 1 | 0 | 0 | 0 | 0 | 0 | 0 | 0 | 0 | 1 |  | 9 | 6 | 9 | 5
| 5973 | 249 | 9 | 6 | 21 | 0 | 0 | 1 | 0 | 0 | 0 | 0 | 0 | 0 | 0 | 0 | 1 |  | 9 | 6 | 9 | 5
| 5974 | 249 | 9 | 6 | 22 | 0 | 0 | 1 | 0 | 0 | 0 | 0 | 0 | 0 | 0 | 0 | 1 |  | 9 | 6 | 9 | 5
| 5975 | 249 | 9 | 6 | 23 | 0 | 0 | 1 | 0 | 0 | 0 | 0 | 0 | 0 | 0 | 0 | 1 |  | 9 | 6 | 9 | 5
| 5976 | 249 | 9 | 6 | 24 | 0 | 0 | 1 | 0 | 0 | 0 | 0 | 0 | 0 | 0 | 0 | 1 |  | 9 | 6 | 9 | 5
| 5977 | 250 | 9 | 7 | 1 | 0 | 0 | 1 | 0 | 0 | 0 | 0 | 0 | 0 | 0 | 0 | 1 |  | 9 | 7 | 9 | 6
| 5978 | 250 | 9 | 7 | 2 | 0 | 0 | 1 | 0 | 0 | 0 | 0 | 0 | 0 | 0 | 0 | 1 |  | 9 | 7 | 9 | 6
| 5979 | 250 | 9 | 7 | 3 | 0 | 0 | 1 | 0 | 0 | 0 | 0 | 0 | 0 | 0 | 0 | 1 |  | 9 | 7 | 9 | 6
| 5980 | 250 | 9 | 7 | 4 | 0 | 0 | 1 | 0 | 0 | 0 | 0 | 0 | 0 | 0 | 0 | 1 |  | 9 | 7 | 9 | 6
| 5981 | 250 | 9 | 7 | 5 | 0 | 0 | 1 | 0 | 0 | 0 | 0 | 0 | 0 | 0 | 0 | 1 |  | 9 | 7 | 9 | 6
| 5982 | 250 | 9 | 7 | 6 | 0 | 0 | 1 | 0 | 0 | 0 | 0 | 0 | 0 | 0 | 0 | 1 |  | 9 | 7 | 9 | 6
| 5983 | 250 | 9 | 7 | 7 | 0 | 0 | 1 | 0 | 0 | 0 | 0 | 0 | 0 | 0 | 0 | 1 |  | 9 | 7 | 9 | 6
| 5984 | 250 | 9 | 7 | 8 | 0 | 0 | 1 | 0 | 0 | 0 | 0 | 0 | 0 | 0 | 0 | 1 |  | 9 | 7 | 9 | 6
| 5985 | 250 | 9 | 7 | 9 | 0 | 0 | 1 | 0 | 0 | 0 | 0 | 0 | 0 | 0 | 0 | 1 |  | 9 | 7 | 9 | 6
| 5986 | 250 | 9 | 7 | 10 | 0 | 0 | 1 | 0 | 0 | 0 | 0 | 0 | 0 | 0 | 0 | 1 |  | 9 | 7 | 9 | 6
| 5987 | 250 | 9 | 7 | 11 | 0 | 0 | 1 | 0 | 0 | 0 | 0 | 0 | 0 | 0 | 0 | 1 |  | 9 | 7 | 9 | 6
| 5988 | 250 | 9 | 7 | 12 | 0 | 0 | 1 | 0 | 0 | 0 | 0 | 0 | 0 | 0 | 0 | 1 |  | 9 | 7 | 9 | 6
| 5989 | 250 | 9 | 7 | 13 | 0 | 0 | 1 | 0 | 0 | 0 | 0 | 0 | 0 | 0 | 0 | 1 |  | 9 | 7 | 9 | 6
| 5990 | 250 | 9 | 7 | 14 | 0 | 0 | 1 | 0 | 0 | 0 | 0 | 0 | 0 | 0 | 0 | 1 |  | 9 | 7 | 9 | 6
| 5991 | 250 | 9 | 7 | 15 | 0 | 0 | 1 | 0 | 0 | 0 | 0 | 0 | 0 | 0 | 0 | 1 |  | 9 | 7 | 9 | 6
| 5992 | 250 | 9 | 7 | 16 | 0 | 0 | 1 | 0 | 0 | 0 | 0 | 0 | 0 | 0 | 0 | 1 |  | 9 | 7 | 9 | 6
| 5993 | 250 | 9 | 7 | 17 | 0 | 0 | 1 | 0 | 0 | 0 | 0 | 0 | 0 | 0 | 0 | 1 |  | 9 | 7 | 9 | 6
| 5994 | 250 | 9 | 7 | 18 | 0 | 0 | 1 | 0 | 0 | 0 | 0 | 0 | 0 | 0 | 0 | 1 |  | 9 | 7 | 9 | 6
| 5995 | 250 | 9 | 7 | 19 | 0 | 0 | 1 | 0 | 0 | 0 | 0 | 0 | 0 | 0 | 0 | 1 |  | 9 | 7 | 9 | 6
| 5996 | 250 | 9 | 7 | 20 | 0 | 0 | 1 | 0 | 0 | 0 | 0 | 0 | 0 | 0 | 0 | 1 |  | 9 | 7 | 9 | 6
| 5997 | 250 | 9 | 7 | 21 | 0 | 0 | 1 | 0 | 0 | 0 | 0 | 0 | 0 | 0 | 0 | 1 |  | 9 | 7 | 9 | 6
| 5998 | 250 | 9 | 7 | 22 | 0 | 0 | 1 | 0 | 0 | 0 | 0 | 0 | 0 | 0 | 0 | 1 |  | 9 | 7 | 9 | 6
| 5999 | 250 | 9 | 7 | 23 | 0 | 0 | 1 | 0 | 0 | 0 | 0 | 0 | 0 | 0 | 0 | 1 |  | 9 | 7 | 9 | 6
| 6000 | 250 | 9 | 7 | 24 | 0 | 0 | 1 | 0 | 0 | 0 | 0 | 0 | 0 | 0 | 0 | 1 |  | 9 | 7 | 9 | 6
| 6001 | 251 | 9 | 8 | 1 | 0 | 0 | 1 | 0 | 0 | 0 | 0 | 0 | 0 | 0 | 0 | 1 |  | 9 | 8 | 9 | 7
| 6002 | 251 | 9 | 8 | 2 | 0 | 0 | 1 | 0 | 0 | 0 | 0 | 0 | 0 | 0 | 0 | 1 |  | 9 | 8 | 9 | 7
| 6003 | 251 | 9 | 8 | 3 | 0 | 0 | 1 | 0 | 0 | 0 | 0 | 0 | 0 | 0 | 0 | 1 |  | 9 | 8 | 9 | 7
| 6004 | 251 | 9 | 8 | 4 | 0 | 0 | 1 | 0 | 0 | 0 | 0 | 0 | 0 | 0 | 0 | 1 |  | 9 | 8 | 9 | 7
| 6005 | 251 | 9 | 8 | 5 | 0 | 0 | 1 | 0 | 0 | 0 | 0 | 0 | 0 | 0 | 0 | 1 |  | 9 | 8 | 9 | 7
| 6006 | 251 | 9 | 8 | 6 | 0 | 0 | 1 | 0 | 0 | 0 | 0 | 0 | 0 | 0 | 0 | 1 |  | 9 | 8 | 9 | 7
| 6007 | 251 | 9 | 8 | 7 | 0 | 0 | 1 | 0 | 0 | 0 | 0 | 0 | 0 | 0 | 0 | 1 |  | 9 | 8 | 9 | 7
| 6008 | 251 | 9 | 8 | 8 | 0 | 0 | 1 | 0 | 0 | 0 | 0 | 0 | 0 | 0 | 0 | 1 |  | 9 | 8 | 9 | 7
| 6009 | 251 | 9 | 8 | 9 | 0 | 0 | 1 | 0 | 0 | 0 | 0 | 0 | 0 | 0 | 0 | 1 |  | 9 | 8 | 9 | 7
| 6010 | 251 | 9 | 8 | 10 | 0 | 0 | 1 | 0 | 0 | 0 | 0 | 0 | 0 | 0 | 0 | 1 |  | 9 | 8 | 9 | 7
| 6011 | 251 | 9 | 8 | 11 | 0 | 0 | 1 | 0 | 0 | 0 | 0 | 0 | 0 | 0 | 0 | 1 |  | 9 | 8 | 9 | 7
| 6012 | 251 | 9 | 8 | 12 | 0 | 0 | 1 | 0 | 0 | 0 | 0 | 0 | 0 | 0 | 0 | 1 |  | 9 | 8 | 9 | 7
| 6013 | 251 | 9 | 8 | 13 | 0 | 0 | 1 | 0 | 0 | 0 | 0 | 0 | 0 | 0 | 0 | 1 |  | 9 | 8 | 9 | 7
| 6014 | 251 | 9 | 8 | 14 | 0 | 0 | 1 | 0 | 0 | 0 | 0 | 0 | 0 | 0 | 0 | 1 |  | 9 | 8 | 9 | 7
| 6015 | 251 | 9 | 8 | 15 | 0 | 0 | 1 | 0 | 0 | 0 | 0 | 0 | 0 | 0 | 0 | 1 |  | 9 | 8 | 9 | 7
| 6016 | 251 | 9 | 8 | 16 | 0 | 0 | 1 | 0 | 0 | 0 | 0 | 0 | 0 | 0 | 0 | 1 |  | 9 | 8 | 9 | 7
| 6017 | 251 | 9 | 8 | 17 | 0 | 0 | 1 | 0 | 0 | 0 | 0 | 0 | 0 | 0 | 0 | 1 |  | 9 | 8 | 9 | 7
| 6018 | 251 | 9 | 8 | 18 | 0 | 0 | 1 | 0 | 0 | 0 | 0 | 0 | 0 | 0 | 0 | 1 |  | 9 | 8 | 9 | 7
| 6019 | 251 | 9 | 8 | 19 | 0 | 0 | 1 | 0 | 0 | 0 | 0 | 0 | 0 | 0 | 0 | 1 |  | 9 | 8 | 9 | 7
| 6020 | 251 | 9 | 8 | 20 | 0 | 0 | 1 | 0 | 0 | 0 | 0 | 0 | 0 | 0 | 0 | 1 |  | 9 | 8 | 9 | 7
| 6021 | 251 | 9 | 8 | 21 | 0 | 0 | 1 | 0 | 0 | 0 | 0 | 0 | 0 | 0 | 0 | 1 |  | 9 | 8 | 9 | 7
| 6022 | 251 | 9 | 8 | 22 | 0 | 0 | 1 | 0 | 0 | 0 | 0 | 0 | 0 | 0 | 0 | 1 |  | 9 | 8 | 9 | 7
| 6023 | 251 | 9 | 8 | 23 | 0 | 0 | 1 | 0 | 0 | 0 | 0 | 0 | 0 | 0 | 0 | 1 |  | 9 | 8 | 9 | 7
| 6024 | 251 | 9 | 8 | 24 | 0 | 0 | 1 | 0 | 0 | 0 | 0 | 0 | 0 | 0 | 0 | 1 |  | 9 | 8 | 9 | 7
| 6025 | 252 | 9 | 9 | 1 | 0 | 0 | 1 | 0 | 0 | 0 | 0 | 0 | 0 | 0 | 0 | 1 |  | 9 | 9 | 9 | 8
| 6026 | 252 | 9 | 9 | 2 | 0 | 0 | 1 | 0 | 0 | 0 | 0 | 0 | 0 | 0 | 0 | 1 |  | 9 | 9 | 9 | 8
| 6027 | 252 | 9 | 9 | 3 | 0 | 0 | 1 | 0 | 0 | 0 | 0 | 0 | 0 | 0 | 0 | 1 |  | 9 | 9 | 9 | 8
| 6028 | 252 | 9 | 9 | 4 | 0 | 0 | 1 | 0 | 0 | 0 | 0 | 0 | 0 | 0 | 0 | 1 |  | 9 | 9 | 9 | 8
| 6029 | 252 | 9 | 9 | 5 | 0 | 0 | 1 | 0 | 0 | 0 | 0 | 0 | 0 | 0 | 0 | 1 |  | 9 | 9 | 9 | 8
| 6030 | 252 | 9 | 9 | 6 | 0 | 0 | 1 | 0 | 0 | 0 | 0 | 0 | 0 | 0 | 0 | 1 |  | 9 | 9 | 9 | 8
| 6031 | 252 | 9 | 9 | 7 | 0 | 0 | 1 | 0 | 0 | 0 | 0 | 0 | 0 | 0 | 0 | 1 |  | 9 | 9 | 9 | 8
| 6032 | 252 | 9 | 9 | 8 | 0 | 0 | 1 | 0 | 0 | 0 | 0 | 0 | 0 | 0 | 0 | 1 |  | 9 | 9 | 9 | 8
| 6033 | 252 | 9 | 9 | 9 | 0 | 0 | 1 | 0 | 0 | 0 | 0 | 0 | 0 | 0 | 0 | 1 |  | 9 | 9 | 9 | 8
| 6034 | 252 | 9 | 9 | 10 | 0 | 0 | 1 | 0 | 0 | 0 | 0 | 0 | 0 | 0 | 0 | 1 |  | 9 | 9 | 9 | 8
| 6035 | 252 | 9 | 9 | 11 | 0 | 0 | 1 | 0 | 0 | 0 | 0 | 0 | 0 | 0 | 0 | 1 |  | 9 | 9 | 9 | 8
| 6036 | 252 | 9 | 9 | 12 | 0 | 0 | 1 | 0 | 0 | 0 | 0 | 0 | 0 | 0 | 0 | 1 |  | 9 | 9 | 9 | 8
| 6037 | 252 | 9 | 9 | 13 | 0 | 0 | 1 | 0 | 0 | 0 | 0 | 0 | 0 | 0 | 0 | 1 |  | 9 | 9 | 9 | 8
| 6038 | 252 | 9 | 9 | 14 | 0 | 0 | 1 | 0 | 0 | 0 | 0 | 0 | 0 | 0 | 0 | 1 |  | 9 | 9 | 9 | 8
| 6039 | 252 | 9 | 9 | 15 | 0 | 0 | 1 | 0 | 0 | 0 | 0 | 0 | 0 | 0 | 0 | 1 |  | 9 | 9 | 9 | 8
| 6040 | 252 | 9 | 9 | 16 | 0 | 0 | 1 | 0 | 0 | 0 | 0 | 0 | 0 | 0 | 0 | 1 |  | 9 | 9 | 9 | 8
| 6041 | 252 | 9 | 9 | 17 | 0 | 0 | 1 | 0 | 0 | 0 | 0 | 0 | 0 | 0 | 0 | 1 |  | 9 | 9 | 9 | 8
| 6042 | 252 | 9 | 9 | 18 | 0 | 0 | 1 | 0 | 0 | 0 | 0 | 0 | 0 | 0 | 0 | 1 |  | 9 | 9 | 9 | 8
| 6043 | 252 | 9 | 9 | 19 | 0 | 0 | 1 | 0 | 0 | 0 | 0 | 0 | 0 | 0 | 0 | 1 |  | 9 | 9 | 9 | 8
| 6044 | 252 | 9 | 9 | 20 | 0 | 0 | 1 | 0 | 0 | 0 | 0 | 0 | 0 | 0 | 0 | 1 |  | 9 | 9 | 9 | 8
| 6045 | 252 | 9 | 9 | 21 | 0 | 0 | 1 | 0 | 0 | 0 | 0 | 0 | 0 | 0 | 0 | 1 |  | 9 | 9 | 9 | 8
| 6046 | 252 | 9 | 9 | 22 | 0 | 0 | 1 | 0 | 0 | 0 | 0 | 0 | 0 | 0 | 0 | 1 |  | 9 | 9 | 9 | 8
| 6047 | 252 | 9 | 9 | 23 | 0 | 0 | 1 | 0 | 0 | 0 | 0 | 0 | 0 | 0 | 0 | 1 |  | 9 | 9 | 9 | 8
| 6048 | 252 | 9 | 9 | 24 | 0 | 0 | 1 | 0 | 0 | 0 | 0 | 0 | 0 | 0 | 0 | 1 |  | 9 | 9 | 9 | 8
| 6049 | 253 | 9 | 10 | 1 | 0 | 0 | 0 | 0 | 0 | 0 | 0 | 0 | 0 | 0 | 0 | 1 |  | 9 | 10 | 9 | 9
| 6050 | 253 | 9 | 10 | 2 | 0 | 0 | 0 | 0 | 0 | 0 | 0 | 0 | 0 | 0 | 0 | 1 |  | 9 | 10 | 9 | 9
| 6051 | 253 | 9 | 10 | 3 | 0 | 0 | 0 | 0 | 0 | 0 | 0 | 0 | 0 | 0 | 0 | 1 |  | 9 | 10 | 9 | 9
| 6052 | 253 | 9 | 10 | 4 | 0 | 0 | 0 | 0 | 0 | 0 | 0 | 0 | 0 | 0 | 0 | 1 |  | 9 | 10 | 9 | 9
| 6053 | 253 | 9 | 10 | 5 | 0 | 0 | 0 | 0 | 0 | 0 | 0 | 0 | 0 | 0 | 0 | 1 |  | 9 | 10 | 9 | 9
| 6054 | 253 | 9 | 10 | 6 | 0 | 0 | 0 | 0 | 0 | 0 | 0 | 0 | 0 | 0 | 0 | 1 |  | 9 | 10 | 9 | 9
| 6055 | 253 | 9 | 10 | 7 | 0 | 0 | 0 | 0 | 0 | 0 | 0 | 0 | 0 | 0 | 0 | 1 |  | 9 | 10 | 9 | 9
| 6056 | 253 | 9 | 10 | 8 | 0 | 0 | 0 | 0 | 0 | 0 | 0 | 0 | 0 | 0 | 0 | 1 |  | 9 | 10 | 9 | 9
| 6057 | 253 | 9 | 10 | 9 | 0 | 0 | 0 | 0 | 0 | 0 | 0 | 0 | 0 | 0 | 0 | 1 |  | 9 | 10 | 9 | 9
| 6058 | 253 | 9 | 10 | 10 | 0 | 0 | 0 | 0 | 0 | 0 | 0 | 0 | 0 | 0 | 0 | 1 |  | 9 | 10 | 9 | 9
| 6059 | 253 | 9 | 10 | 11 | 0 | 0 | 0 | 0 | 0 | 0 | 0 | 0 | 0 | 0 | 0 | 1 |  | 9 | 10 | 9 | 9
| 6060 | 253 | 9 | 10 | 12 | 0 | 0 | 0 | 0 | 0 | 0 | 0 | 0 | 0 | 0 | 0 | 1 |  | 9 | 10 | 9 | 9
| 6061 | 253 | 9 | 10 | 13 | 0 | 0 | 0 | 0 | 0 | 0 | 0 | 0 | 0 | 0 | 0 | 1 |  | 9 | 10 | 9 | 9
| 6062 | 253 | 9 | 10 | 14 | 0 | 0 | 0 | 0 | 0 | 0 | 0 | 0 | 0 | 0 | 0 | 1 |  | 9 | 10 | 9 | 9
| 6063 | 253 | 9 | 10 | 15 | 0 | 0 | 0 | 0 | 0 | 0 | 0 | 0 | 0 | 0 | 0 | 1 |  | 9 | 10 | 9 | 9
| 6064 | 253 | 9 | 10 | 16 | 0 | 0 | 0 | 0 | 0 | 0 | 0 | 0 | 0 | 0 | 0 | 1 |  | 9 | 10 | 9 | 9
| 6065 | 253 | 9 | 10 | 17 | 0 | 0 | 0 | 0 | 0 | 0 | 0 | 0 | 0 | 0 | 0 | 1 |  | 9 | 10 | 9 | 9
| 6066 | 253 | 9 | 10 | 18 | 0 | 0 | 0 | 0 | 0 | 0 | 0 | 0 | 0 | 0 | 0 | 1 |  | 9 | 10 | 9 | 9
| 6067 | 253 | 9 | 10 | 19 | 0 | 0 | 0 | 0 | 0 | 0 | 0 | 0 | 0 | 0 | 0 | 1 |  | 9 | 10 | 9 | 9
| 6068 | 253 | 9 | 10 | 20 | 0 | 0 | 0 | 0 | 0 | 0 | 0 | 0 | 0 | 0 | 0 | 1 |  | 9 | 10 | 9 | 9
| 6069 | 253 | 9 | 10 | 21 | 0 | 0 | 0 | 0 | 0 | 0 | 0 | 0 | 0 | 0 | 0 | 1 |  | 9 | 10 | 9 | 9
| 6070 | 253 | 9 | 10 | 22 | 0 | 0 | 0 | 0 | 0 | 0 | 0 | 0 | 0 | 0 | 0 | 1 |  | 9 | 10 | 9 | 9
| 6071 | 253 | 9 | 10 | 23 | 0 | 0 | 0 | 0 | 0 | 0 | 0 | 0 | 0 | 0 | 0 | 1 |  | 9 | 10 | 9 | 9
| 6072 | 253 | 9 | 10 | 24 | 0 | 0 | 0 | 0 | 0 | 0 | 0 | 0 | 0 | 0 | 0 | 1 |  | 9 | 10 | 9 | 9
| 6073 | 254 | 9 | 11 | 1 | 0 | 0 | 0 | 0 | 0 | 0 | 0 | 0 | 0 | 0 | 0 | 1 |  | 9 | 11 | 9 | 10
| 6074 | 254 | 9 | 11 | 2 | 0 | 0 | 0 | 0 | 0 | 0 | 0 | 0 | 0 | 0 | 0 | 1 |  | 9 | 11 | 9 | 10
| 6075 | 254 | 9 | 11 | 3 | 0 | 0 | 0 | 0 | 0 | 0 | 0 | 0 | 0 | 0 | 0 | 1 |  | 9 | 11 | 9 | 10
| 6076 | 254 | 9 | 11 | 4 | 0 | 0 | 0 | 0 | 0 | 0 | 0 | 0 | 0 | 0 | 0 | 1 |  | 9 | 11 | 9 | 10
| 6077 | 254 | 9 | 11 | 5 | 0 | 0 | 0 | 0 | 0 | 0 | 0 | 0 | 0 | 0 | 0 | 1 |  | 9 | 11 | 9 | 10
| 6078 | 254 | 9 | 11 | 6 | 0 | 0 | 0 | 0 | 0 | 0 | 0 | 0 | 0 | 0 | 0 | 1 |  | 9 | 11 | 9 | 10
| 6079 | 254 | 9 | 11 | 7 | 0 | 0 | 0 | 0 | 0 | 0 | 0 | 0 | 0 | 0 | 0 | 1 |  | 9 | 11 | 9 | 10
| 6080 | 254 | 9 | 11 | 8 | 0 | 0 | 0 | 0 | 0 | 0 | 0 | 0 | 0 | 0 | 0 | 1 |  | 9 | 11 | 9 | 10
| 6081 | 254 | 9 | 11 | 9 | 0 | 0 | 0 | 0 | 0 | 0 | 0 | 0 | 0 | 0 | 0 | 1 |  | 9 | 11 | 9 | 10
| 6082 | 254 | 9 | 11 | 10 | 0 | 0 | 0 | 0 | 0 | 0 | 0 | 0 | 0 | 0 | 0 | 1 |  | 9 | 11 | 9 | 10
| 6083 | 254 | 9 | 11 | 11 | 0 | 0 | 0 | 0 | 0 | 0 | 0 | 0 | 0 | 0 | 0 | 1 |  | 9 | 11 | 9 | 10
| 6084 | 254 | 9 | 11 | 12 | 0 | 0 | 0 | 0 | 0 | 0 | 0 | 0 | 0 | 0 | 0 | 1 |  | 9 | 11 | 9 | 10
| 6085 | 254 | 9 | 11 | 13 | 0 | 0 | 0 | 0 | 0 | 0 | 0 | 0 | 0 | 0 | 0 | 1 |  | 9 | 11 | 9 | 10
| 6086 | 254 | 9 | 11 | 14 | 0 | 0 | 0 | 0 | 0 | 0 | 0 | 0 | 0 | 0 | 0 | 1 |  | 9 | 11 | 9 | 10
| 6087 | 254 | 9 | 11 | 15 | 0 | 0 | 0 | 0 | 0 | 0 | 0 | 0 | 0 | 0 | 0 | 1 |  | 9 | 11 | 9 | 10
| 6088 | 254 | 9 | 11 | 16 | 0 | 0 | 0 | 0 | 0 | 0 | 0 | 0 | 0 | 0 | 0 | 1 |  | 9 | 11 | 9 | 10
| 6089 | 254 | 9 | 11 | 17 | 0 | 0 | 0 | 0 | 0 | 0 | 0 | 0 | 0 | 0 | 0 | 1 |  | 9 | 11 | 9 | 10
| 6090 | 254 | 9 | 11 | 18 | 0 | 0 | 0 | 0 | 0 | 0 | 0 | 0 | 0 | 0 | 0 | 1 |  | 9 | 11 | 9 | 10
| 6091 | 254 | 9 | 11 | 19 | 0 | 0 | 0 | 0 | 0 | 0 | 0 | 0 | 0 | 0 | 0 | 1 |  | 9 | 11 | 9 | 10
| 6092 | 254 | 9 | 11 | 20 | 0 | 0 | 0 | 0 | 0 | 0 | 0 | 0 | 0 | 0 | 0 | 1 |  | 9 | 11 | 9 | 10
| 6093 | 254 | 9 | 11 | 21 | 0 | 0 | 0 | 0 | 0 | 0 | 0 | 0 | 0 | 0 | 0 | 1 |  | 9 | 11 | 9 | 10
| 6094 | 254 | 9 | 11 | 22 | 0 | 0 | 0 | 0 | 0 | 0 | 0 | 0 | 0 | 0 | 0 | 1 |  | 9 | 11 | 9 | 10
| 6095 | 254 | 9 | 11 | 23 | 0 | 0 | 0 | 0 | 0 | 0 | 0 | 0 | 0 | 0 | 0 | 1 |  | 9 | 11 | 9 | 10
| 6096 | 254 | 9 | 11 | 24 | 0 | 0 | 0 | 0 | 0 | 0 | 0 | 0 | 0 | 0 | 0 | 1 |  | 9 | 11 | 9 | 10
| 6097 | 255 | 9 | 12 | 1 | 0 | 0 | 1 | 0 | 0 | 0 | 0 | 0 | 0 | 0 | 0 | 1 |  | 9 | 12 | 9 | 11
| 6098 | 255 | 9 | 12 | 2 | 0 | 0 | 1 | 0 | 0 | 0 | 0 | 0 | 0 | 0 | 0 | 1 |  | 9 | 12 | 9 | 11
| 6099 | 255 | 9 | 12 | 3 | 0 | 0 | 1 | 0 | 0 | 0 | 0 | 0 | 0 | 0 | 0 | 1 |  | 9 | 12 | 9 | 11
| 6100 | 255 | 9 | 12 | 4 | 0 | 0 | 1 | 0 | 0 | 0 | 0 | 0 | 0 | 0 | 0 | 1 |  | 9 | 12 | 9 | 11
| 6101 | 255 | 9 | 12 | 5 | 0 | 0 | 1 | 0 | 0 | 0 | 0 | 0 | 0 | 0 | 0 | 1 |  | 9 | 12 | 9 | 11
| 6102 | 255 | 9 | 12 | 6 | 0 | 0 | 1 | 0 | 0 | 0 | 0 | 0 | 0 | 0 | 0 | 1 |  | 9 | 12 | 9 | 11
| 6103 | 255 | 9 | 12 | 7 | 0 | 0 | 1 | 0 | 0 | 0 | 0 | 0 | 0 | 0 | 0 | 1 |  | 9 | 12 | 9 | 11
| 6104 | 255 | 9 | 12 | 8 | 0 | 0 | 1 | 0 | 0 | 0 | 0 | 0 | 0 | 0 | 0 | 1 |  | 9 | 12 | 9 | 11
| 6105 | 255 | 9 | 12 | 9 | 0 | 0 | 1 | 0 | 0 | 0 | 0 | 0 | 0 | 0 | 0 | 1 |  | 9 | 12 | 9 | 11
| 6106 | 255 | 9 | 12 | 10 | 0 | 0 | 1 | 0 | 0 | 0 | 0 | 0 | 0 | 0 | 0 | 1 |  | 9 | 12 | 9 | 11
| 6107 | 255 | 9 | 12 | 11 | 0 | 0 | 1 | 0 | 0 | 0 | 0 | 0 | 0 | 0 | 0 | 1 |  | 9 | 12 | 9 | 11
| 6108 | 255 | 9 | 12 | 12 | 0 | 0 | 1 | 0 | 0 | 0 | 0 | 0 | 0 | 0 | 0 | 1 |  | 9 | 12 | 9 | 11
| 6109 | 255 | 9 | 12 | 13 | 0 | 0 | 1 | 0 | 0 | 0 | 0 | 0 | 0 | 0 | 0 | 1 |  | 9 | 12 | 9 | 11
| 6110 | 255 | 9 | 12 | 14 | 0 | 0 | 1 | 0 | 0 | 0 | 0 | 0 | 0 | 0 | 0 | 1 |  | 9 | 12 | 9 | 11
| 6111 | 255 | 9 | 12 | 15 | 0 | 0 | 1 | 0 | 0 | 0 | 0 | 0 | 0 | 0 | 0 | 1 |  | 9 | 12 | 9 | 11
| 6112 | 255 | 9 | 12 | 16 | 0 | 0 | 1 | 0 | 0 | 0 | 0 | 0 | 0 | 0 | 0 | 1 |  | 9 | 12 | 9 | 11
| 6113 | 255 | 9 | 12 | 17 | 0 | 0 | 1 | 0 | 0 | 0 | 0 | 0 | 0 | 0 | 0 | 1 |  | 9 | 12 | 9 | 11
| 6114 | 255 | 9 | 12 | 18 | 0 | 0 | 1 | 0 | 0 | 0 | 0 | 0 | 0 | 0 | 0 | 1 |  | 9 | 12 | 9 | 11
| 6115 | 255 | 9 | 12 | 19 | 0 | 0 | 1 | 0 | 0 | 0 | 0 | 0 | 0 | 0 | 0 | 1 |  | 9 | 12 | 9 | 11
| 6116 | 255 | 9 | 12 | 20 | 0 | 0 | 1 | 0 | 0 | 0 | 0 | 0 | 0 | 0 | 0 | 1 |  | 9 | 12 | 9 | 11
| 6117 | 255 | 9 | 12 | 21 | 0 | 0 | 1 | 0 | 0 | 0 | 0 | 0 | 0 | 0 | 0 | 1 |  | 9 | 12 | 9 | 11
| 6118 | 255 | 9 | 12 | 22 | 0 | 0 | 1 | 0 | 0 | 0 | 0 | 0 | 0 | 0 | 0 | 1 |  | 9 | 12 | 9 | 11
| 6119 | 255 | 9 | 12 | 23 | 0 | 0 | 1 | 0 | 0 | 0 | 0 | 0 | 0 | 0 | 0 | 1 |  | 9 | 12 | 9 | 11
| 6120 | 255 | 9 | 12 | 24 | 0 | 0 | 1 | 0 | 0 | 0 | 0 | 0 | 0 | 0 | 0 | 1 |  | 9 | 12 | 9 | 11
| 6121 | 256 | 9 | 13 | 1 | 0 | 0 | 1 | 0 | 0 | 0 | 0 | 0 | 0 | 0 | 0 | 1 |  | 9 | 13 | 9 | 12
| 6122 | 256 | 9 | 13 | 2 | 0 | 0 | 1 | 0 | 0 | 0 | 0 | 0 | 0 | 0 | 0 | 1 |  | 9 | 13 | 9 | 12
| 6123 | 256 | 9 | 13 | 3 | 0 | 0 | 1 | 0 | 0 | 0 | 0 | 0 | 0 | 0 | 0 | 1 |  | 9 | 13 | 9 | 12
| 6124 | 256 | 9 | 13 | 4 | 0 | 0 | 1 | 0 | 0 | 0 | 0 | 0 | 0 | 0 | 0 | 1 |  | 9 | 13 | 9 | 12
| 6125 | 256 | 9 | 13 | 5 | 0 | 0 | 1 | 0 | 0 | 0 | 0 | 0 | 0 | 0 | 0 | 1 |  | 9 | 13 | 9 | 12
| 6126 | 256 | 9 | 13 | 6 | 0 | 0 | 1 | 0 | 0 | 0 | 0 | 0 | 0 | 0 | 0 | 1 |  | 9 | 13 | 9 | 12
| 6127 | 256 | 9 | 13 | 7 | 0 | 0 | 1 | 0 | 0 | 0 | 0 | 0 | 0 | 0 | 0 | 1 |  | 9 | 13 | 9 | 12
| 6128 | 256 | 9 | 13 | 8 | 0 | 0 | 1 | 0 | 0 | 0 | 0 | 0 | 0 | 0 | 0 | 1 |  | 9 | 13 | 9 | 12
| 6129 | 256 | 9 | 13 | 9 | 0 | 0 | 1 | 0 | 0 | 0 | 0 | 0 | 0 | 0 | 0 | 1 |  | 9 | 13 | 9 | 12
| 6130 | 256 | 9 | 13 | 10 | 0 | 0 | 1 | 0 | 0 | 0 | 0 | 0 | 0 | 0 | 0 | 1 |  | 9 | 13 | 9 | 12
| 6131 | 256 | 9 | 13 | 11 | 0 | 0 | 1 | 0 | 0 | 0 | 0 | 0 | 0 | 0 | 0 | 1 |  | 9 | 13 | 9 | 12
| 6132 | 256 | 9 | 13 | 12 | 0 | 0 | 1 | 0 | 0 | 0 | 0 | 0 | 0 | 0 | 0 | 1 |  | 9 | 13 | 9 | 12
| 6133 | 256 | 9 | 13 | 13 | 0 | 0 | 1 | 0 | 0 | 0 | 0 | 0 | 0 | 0 | 0 | 1 |  | 9 | 13 | 9 | 12
| 6134 | 256 | 9 | 13 | 14 | 0 | 0 | 1 | 0 | 0 | 0 | 0 | 0 | 0 | 0 | 0 | 1 |  | 9 | 13 | 9 | 12
| 6135 | 256 | 9 | 13 | 15 | 0 | 0 | 1 | 0 | 0 | 0 | 0 | 0 | 0 | 0 | 0 | 1 |  | 9 | 13 | 9 | 12
| 6136 | 256 | 9 | 13 | 16 | 0 | 0 | 1 | 0 | 0 | 0 | 0 | 0 | 0 | 0 | 0 | 1 |  | 9 | 13 | 9 | 12
| 6137 | 256 | 9 | 13 | 17 | 0 | 0 | 1 | 0 | 0 | 0 | 0 | 0 | 0 | 0 | 0 | 1 |  | 9 | 13 | 9 | 12
| 6138 | 256 | 9 | 13 | 18 | 0 | 0 | 1 | 0 | 0 | 0 | 0 | 0 | 0 | 0 | 0 | 1 |  | 9 | 13 | 9 | 12
| 6139 | 256 | 9 | 13 | 19 | 0 | 0 | 1 | 0 | 0 | 0 | 0 | 0 | 0 | 0 | 0 | 1 |  | 9 | 13 | 9 | 12
| 6140 | 256 | 9 | 13 | 20 | 0 | 0 | 1 | 0 | 0 | 0 | 0 | 0 | 0 | 0 | 0 | 1 |  | 9 | 13 | 9 | 12
| 6141 | 256 | 9 | 13 | 21 | 0 | 0 | 1 | 0 | 0 | 0 | 0 | 0 | 0 | 0 | 0 | 1 |  | 9 | 13 | 9 | 12
| 6142 | 256 | 9 | 13 | 22 | 0 | 0 | 1 | 0 | 0 | 0 | 0 | 0 | 0 | 0 | 0 | 1 |  | 9 | 13 | 9 | 12
| 6143 | 256 | 9 | 13 | 23 | 0 | 0 | 1 | 0 | 0 | 0 | 0 | 0 | 0 | 0 | 0 | 1 |  | 9 | 13 | 9 | 12
| 6144 | 256 | 9 | 13 | 24 | 0 | 0 | 1 | 0 | 0 | 0 | 0 | 0 | 0 | 0 | 0 | 1 |  | 9 | 13 | 9 | 12
| 6145 | 257 | 9 | 14 | 1 | 0 | 0 | 1 | 0 | 0 | 0 | 0 | 0 | 0 | 0 | 0 | 1 |  | 9 | 14 | 9 | 13
| 6146 | 257 | 9 | 14 | 2 | 0 | 0 | 1 | 0 | 0 | 0 | 0 | 0 | 0 | 0 | 0 | 1 |  | 9 | 14 | 9 | 13
| 6147 | 257 | 9 | 14 | 3 | 0 | 0 | 1 | 0 | 0 | 0 | 0 | 0 | 0 | 0 | 0 | 1 |  | 9 | 14 | 9 | 13
| 6148 | 257 | 9 | 14 | 4 | 0 | 0 | 1 | 0 | 0 | 0 | 0 | 0 | 0 | 0 | 0 | 1 |  | 9 | 14 | 9 | 13
| 6149 | 257 | 9 | 14 | 5 | 0 | 0 | 1 | 0 | 0 | 0 | 0 | 0 | 0 | 0 | 0 | 1 |  | 9 | 14 | 9 | 13
| 6150 | 257 | 9 | 14 | 6 | 0 | 0 | 1 | 0 | 0 | 0 | 0 | 0 | 0 | 0 | 0 | 1 |  | 9 | 14 | 9 | 13
| 6151 | 257 | 9 | 14 | 7 | 0 | 0 | 1 | 0 | 0 | 0 | 0 | 0 | 0 | 0 | 0 | 1 |  | 9 | 14 | 9 | 13
| 6152 | 257 | 9 | 14 | 8 | 0 | 0 | 1 | 0 | 0 | 0 | 0 | 0 | 0 | 0 | 0 | 1 |  | 9 | 14 | 9 | 13
| 6153 | 257 | 9 | 14 | 9 | 0 | 0 | 1 | 0 | 0 | 0 | 0 | 0 | 0 | 0 | 0 | 1 |  | 9 | 14 | 9 | 13
| 6154 | 257 | 9 | 14 | 10 | 0 | 0 | 1 | 0 | 0 | 0 | 0 | 0 | 0 | 0 | 0 | 1 |  | 9 | 14 | 9 | 13
| 6155 | 257 | 9 | 14 | 11 | 0 | 0 | 1 | 0 | 0 | 0 | 0 | 0 | 0 | 0 | 0 | 1 |  | 9 | 14 | 9 | 13
| 6156 | 257 | 9 | 14 | 12 | 0 | 0 | 1 | 0 | 0 | 0 | 0 | 0 | 0 | 0 | 0 | 1 |  | 9 | 14 | 9 | 13
| 6157 | 257 | 9 | 14 | 13 | 0 | 0 | 1 | 0 | 0 | 0 | 0 | 0 | 0 | 0 | 0 | 1 |  | 9 | 14 | 9 | 13
| 6158 | 257 | 9 | 14 | 14 | 0 | 0 | 1 | 0 | 0 | 0 | 0 | 0 | 0 | 0 | 0 | 1 |  | 9 | 14 | 9 | 13
| 6159 | 257 | 9 | 14 | 15 | 0 | 0 | 1 | 0 | 0 | 0 | 0 | 0 | 0 | 0 | 0 | 1 |  | 9 | 14 | 9 | 13
| 6160 | 257 | 9 | 14 | 16 | 0 | 0 | 1 | 0 | 0 | 0 | 0 | 0 | 0 | 0 | 0 | 1 |  | 9 | 14 | 9 | 13
| 6161 | 257 | 9 | 14 | 17 | 0 | 0 | 1 | 0 | 0 | 0 | 0 | 0 | 0 | 0 | 0 | 1 |  | 9 | 14 | 9 | 13
| 6162 | 257 | 9 | 14 | 18 | 0 | 0 | 1 | 0 | 0 | 0 | 0 | 0 | 0 | 0 | 0 | 1 |  | 9 | 14 | 9 | 13
| 6163 | 257 | 9 | 14 | 19 | 0 | 0 | 1 | 0 | 0 | 0 | 0 | 0 | 0 | 0 | 0 | 1 |  | 9 | 14 | 9 | 13
| 6164 | 257 | 9 | 14 | 20 | 0 | 0 | 1 | 0 | 0 | 0 | 0 | 0 | 0 | 0 | 0 | 1 |  | 9 | 14 | 9 | 13
| 6165 | 257 | 9 | 14 | 21 | 0 | 0 | 1 | 0 | 0 | 0 | 0 | 0 | 0 | 0 | 0 | 1 |  | 9 | 14 | 9 | 13
| 6166 | 257 | 9 | 14 | 22 | 0 | 0 | 1 | 0 | 0 | 0 | 0 | 0 | 0 | 0 | 0 | 1 |  | 9 | 14 | 9 | 13
| 6167 | 257 | 9 | 14 | 23 | 0 | 0 | 1 | 0 | 0 | 0 | 0 | 0 | 0 | 0 | 0 | 1 |  | 9 | 14 | 9 | 13
| 6168 | 257 | 9 | 14 | 24 | 0 | 0 | 1 | 0 | 0 | 0 | 0 | 0 | 0 | 0 | 0 | 1 |  | 9 | 14 | 9 | 13
| 6169 | 258 | 9 | 15 | 1 | 0 | 0 | 1 | 0 | 0 | 0 | 0 | 0 | 0 | 0 | 0 | 1 |  | 9 | 15 | 9 | 14
| 6170 | 258 | 9 | 15 | 2 | 0 | 0 | 1 | 0 | 0 | 0 | 0 | 0 | 0 | 0 | 0 | 1 |  | 9 | 15 | 9 | 14
| 6171 | 258 | 9 | 15 | 3 | 0 | 0 | 1 | 0 | 0 | 0 | 0 | 0 | 0 | 0 | 0 | 1 |  | 9 | 15 | 9 | 14
| 6172 | 258 | 9 | 15 | 4 | 0 | 0 | 1 | 0 | 0 | 0 | 0 | 0 | 0 | 0 | 0 | 1 |  | 9 | 15 | 9 | 14
| 6173 | 258 | 9 | 15 | 5 | 0 | 0 | 1 | 0 | 0 | 0 | 0 | 0 | 0 | 0 | 0 | 1 |  | 9 | 15 | 9 | 14
| 6174 | 258 | 9 | 15 | 6 | 0 | 0 | 1 | 0 | 0 | 0 | 0 | 0 | 0 | 0 | 0 | 1 |  | 9 | 15 | 9 | 14
| 6175 | 258 | 9 | 15 | 7 | 0 | 0 | 1 | 0 | 0 | 0 | 0 | 0 | 0 | 0 | 0 | 1 |  | 9 | 15 | 9 | 14
| 6176 | 258 | 9 | 15 | 8 | 0 | 0 | 1 | 0 | 0 | 0 | 0 | 0 | 0 | 0 | 0 | 1 |  | 9 | 15 | 9 | 14
| 6177 | 258 | 9 | 15 | 9 | 0 | 0 | 1 | 0 | 0 | 0 | 0 | 0 | 0 | 0 | 0 | 1 |  | 9 | 15 | 9 | 14
| 6178 | 258 | 9 | 15 | 10 | 0 | 0 | 1 | 0 | 0 | 0 | 0 | 0 | 0 | 0 | 0 | 1 |  | 9 | 15 | 9 | 14
| 6179 | 258 | 9 | 15 | 11 | 0 | 0 | 1 | 0 | 0 | 0 | 0 | 0 | 0 | 0 | 0 | 1 |  | 9 | 15 | 9 | 14
| 6180 | 258 | 9 | 15 | 12 | 0 | 0 | 1 | 0 | 0 | 0 | 0 | 0 | 0 | 0 | 0 | 1 |  | 9 | 15 | 9 | 14
| 6181 | 258 | 9 | 15 | 13 | 0 | 0 | 1 | 0 | 0 | 0 | 0 | 0 | 0 | 0 | 0 | 1 |  | 9 | 15 | 9 | 14
| 6182 | 258 | 9 | 15 | 14 | 0 | 0 | 1 | 0 | 0 | 0 | 0 | 0 | 0 | 0 | 0 | 1 |  | 9 | 15 | 9 | 14
| 6183 | 258 | 9 | 15 | 15 | 0 | 0 | 1 | 0 | 0 | 0 | 0 | 0 | 0 | 0 | 0 | 1 |  | 9 | 15 | 9 | 14
| 6184 | 258 | 9 | 15 | 16 | 0 | 0 | 1 | 0 | 0 | 0 | 0 | 0 | 0 | 0 | 0 | 1 |  | 9 | 15 | 9 | 14
| 6185 | 258 | 9 | 15 | 17 | 0 | 0 | 1 | 0 | 0 | 0 | 0 | 0 | 0 | 0 | 0 | 1 |  | 9 | 15 | 9 | 14
| 6186 | 258 | 9 | 15 | 18 | 0 | 0 | 1 | 0 | 0 | 0 | 0 | 0 | 0 | 0 | 0 | 1 |  | 9 | 15 | 9 | 14
| 6187 | 258 | 9 | 15 | 19 | 0 | 0 | 1 | 0 | 0 | 0 | 0 | 0 | 0 | 0 | 0 | 1 |  | 9 | 15 | 9 | 14
| 6188 | 258 | 9 | 15 | 20 | 0 | 0 | 1 | 0 | 0 | 0 | 0 | 0 | 0 | 0 | 0 | 1 |  | 9 | 15 | 9 | 14
| 6189 | 258 | 9 | 15 | 21 | 0 | 0 | 1 | 0 | 0 | 0 | 0 | 0 | 0 | 0 | 0 | 1 |  | 9 | 15 | 9 | 14
| 6190 | 258 | 9 | 15 | 22 | 0 | 0 | 1 | 0 | 0 | 0 | 0 | 0 | 0 | 0 | 0 | 1 |  | 9 | 15 | 9 | 14
| 6191 | 258 | 9 | 15 | 23 | 0 | 0 | 1 | 0 | 0 | 0 | 0 | 0 | 0 | 0 | 0 | 1 |  | 9 | 15 | 9 | 14
| 6192 | 258 | 9 | 15 | 24 | 0 | 0 | 1 | 0 | 0 | 0 | 0 | 0 | 0 | 0 | 0 | 1 |  | 9 | 15 | 9 | 14
| 6193 | 259 | 9 | 16 | 1 | 0 | 0 | 1 | 0 | 0 | 0 | 0 | 0 | 0 | 0 | 0 | 1 |  | 9 | 16 | 9 | 15
| 6194 | 259 | 9 | 16 | 2 | 0 | 0 | 1 | 0 | 0 | 0 | 0 | 0 | 0 | 0 | 0 | 1 |  | 9 | 16 | 9 | 15
| 6195 | 259 | 9 | 16 | 3 | 0 | 0 | 1 | 0 | 0 | 0 | 0 | 0 | 0 | 0 | 0 | 1 |  | 9 | 16 | 9 | 15
| 6196 | 259 | 9 | 16 | 4 | 0 | 0 | 1 | 0 | 0 | 0 | 0 | 0 | 0 | 0 | 0 | 1 |  | 9 | 16 | 9 | 15
| 6197 | 259 | 9 | 16 | 5 | 0 | 0 | 1 | 0 | 0 | 0 | 0 | 0 | 0 | 0 | 0 | 1 |  | 9 | 16 | 9 | 15
| 6198 | 259 | 9 | 16 | 6 | 0 | 0 | 1 | 0 | 0 | 0 | 0 | 0 | 0 | 0 | 0 | 1 |  | 9 | 16 | 9 | 15
| 6199 | 259 | 9 | 16 | 7 | 0 | 0 | 1 | 0 | 0 | 0 | 0 | 0 | 0 | 0 | 0 | 1 |  | 9 | 16 | 9 | 15
| 6200 | 259 | 9 | 16 | 8 | 0 | 0 | 1 | 0 | 0 | 0 | 0 | 0 | 0 | 0 | 0 | 1 |  | 9 | 16 | 9 | 15
| 6201 | 259 | 9 | 16 | 9 | 0 | 0 | 1 | 0 | 0 | 0 | 0 | 0 | 0 | 0 | 0 | 1 |  | 9 | 16 | 9 | 15
| 6202 | 259 | 9 | 16 | 10 | 0 | 0 | 1 | 0 | 0 | 0 | 0 | 0 | 0 | 0 | 0 | 1 |  | 9 | 16 | 9 | 15
| 6203 | 259 | 9 | 16 | 11 | 0 | 0 | 1 | 0 | 0 | 0 | 0 | 0 | 0 | 0 | 0 | 1 |  | 9 | 16 | 9 | 15
| 6204 | 259 | 9 | 16 | 12 | 0 | 0 | 1 | 0 | 0 | 0 | 0 | 0 | 0 | 0 | 0 | 1 |  | 9 | 16 | 9 | 15
| 6205 | 259 | 9 | 16 | 13 | 0 | 0 | 1 | 0 | 0 | 0 | 0 | 0 | 0 | 0 | 0 | 1 |  | 9 | 16 | 9 | 15
| 6206 | 259 | 9 | 16 | 14 | 0 | 0 | 1 | 0 | 0 | 0 | 0 | 0 | 0 | 0 | 0 | 1 |  | 9 | 16 | 9 | 15
| 6207 | 259 | 9 | 16 | 15 | 0 | 0 | 1 | 0 | 0 | 0 | 0 | 0 | 0 | 0 | 0 | 1 |  | 9 | 16 | 9 | 15
| 6208 | 259 | 9 | 16 | 16 | 0 | 0 | 1 | 0 | 0 | 0 | 0 | 0 | 0 | 0 | 0 | 1 |  | 9 | 16 | 9 | 15
| 6209 | 259 | 9 | 16 | 17 | 0 | 0 | 1 | 0 | 0 | 0 | 0 | 0 | 0 | 0 | 0 | 1 |  | 9 | 16 | 9 | 15
| 6210 | 259 | 9 | 16 | 18 | 0 | 0 | 1 | 0 | 0 | 0 | 0 | 0 | 0 | 0 | 0 | 1 |  | 9 | 16 | 9 | 15
| 6211 | 259 | 9 | 16 | 19 | 0 | 0 | 1 | 0 | 0 | 0 | 0 | 0 | 0 | 0 | 0 | 1 |  | 9 | 16 | 9 | 15
| 6212 | 259 | 9 | 16 | 20 | 0 | 0 | 1 | 0 | 0 | 0 | 0 | 0 | 0 | 0 | 0 | 1 |  | 9 | 16 | 9 | 15
| 6213 | 259 | 9 | 16 | 21 | 0 | 0 | 1 | 0 | 0 | 0 | 0 | 0 | 0 | 0 | 0 | 1 |  | 9 | 16 | 9 | 15
| 6214 | 259 | 9 | 16 | 22 | 0 | 0 | 1 | 0 | 0 | 0 | 0 | 0 | 0 | 0 | 0 | 1 |  | 9 | 16 | 9 | 15
| 6215 | 259 | 9 | 16 | 23 | 0 | 0 | 1 | 0 | 0 | 0 | 0 | 0 | 0 | 0 | 0 | 1 |  | 9 | 16 | 9 | 15
| 6216 | 259 | 9 | 16 | 24 | 0 | 0 | 1 | 0 | 0 | 0 | 0 | 0 | 0 | 0 | 0 | 1 |  | 9 | 16 | 9 | 15
| 6217 | 260 | 9 | 17 | 1 | 0 | 0 | 0 | 0 | 0 | 0 | 0 | 0 | 0 | 0 | 0 | 1 |  | 9 | 17 | 9 | 16
| 6218 | 260 | 9 | 17 | 2 | 0 | 0 | 0 | 0 | 0 | 0 | 0 | 0 | 0 | 0 | 0 | 1 |  | 9 | 17 | 9 | 16
| 6219 | 260 | 9 | 17 | 3 | 0 | 0 | 0 | 0 | 0 | 0 | 0 | 0 | 0 | 0 | 0 | 1 |  | 9 | 17 | 9 | 16
| 6220 | 260 | 9 | 17 | 4 | 0 | 0 | 0 | 0 | 0 | 0 | 0 | 0 | 0 | 0 | 0 | 1 |  | 9 | 17 | 9 | 16
| 6221 | 260 | 9 | 17 | 5 | 0 | 0 | 0 | 0 | 0 | 0 | 0 | 0 | 0 | 0 | 0 | 1 |  | 9 | 17 | 9 | 16
| 6222 | 260 | 9 | 17 | 6 | 0 | 0 | 0 | 0 | 0 | 0 | 0 | 0 | 0 | 0 | 0 | 1 |  | 9 | 17 | 9 | 16
| 6223 | 260 | 9 | 17 | 7 | 0 | 0 | 0 | 0 | 0 | 0 | 0 | 0 | 0 | 0 | 0 | 1 |  | 9 | 17 | 9 | 16
| 6224 | 260 | 9 | 17 | 8 | 0 | 0 | 0 | 0 | 0 | 0 | 0 | 0 | 0 | 0 | 0 | 1 |  | 9 | 17 | 9 | 16
| 6225 | 260 | 9 | 17 | 9 | 0 | 0 | 0 | 0 | 0 | 0 | 0 | 0 | 0 | 0 | 0 | 1 |  | 9 | 17 | 9 | 16
| 6226 | 260 | 9 | 17 | 10 | 0 | 0 | 0 | 0 | 0 | 0 | 0 | 0 | 0 | 0 | 0 | 1 |  | 9 | 17 | 9 | 16
| 6227 | 260 | 9 | 17 | 11 | 0 | 0 | 0 | 0 | 0 | 0 | 0 | 0 | 0 | 0 | 0 | 1 |  | 9 | 17 | 9 | 16
| 6228 | 260 | 9 | 17 | 12 | 0 | 0 | 0 | 0 | 0 | 0 | 0 | 0 | 0 | 0 | 0 | 1 |  | 9 | 17 | 9 | 16
| 6229 | 260 | 9 | 17 | 13 | 0 | 0 | 0 | 0 | 0 | 0 | 0 | 0 | 0 | 0 | 0 | 1 |  | 9 | 17 | 9 | 16
| 6230 | 260 | 9 | 17 | 14 | 0 | 0 | 0 | 0 | 0 | 0 | 0 | 0 | 0 | 0 | 0 | 1 |  | 9 | 17 | 9 | 16
| 6231 | 260 | 9 | 17 | 15 | 0 | 0 | 0 | 0 | 0 | 0 | 0 | 0 | 0 | 0 | 0 | 1 |  | 9 | 17 | 9 | 16
| 6232 | 260 | 9 | 17 | 16 | 0 | 0 | 0 | 0 | 0 | 0 | 0 | 0 | 0 | 0 | 0 | 1 |  | 9 | 17 | 9 | 16
| 6233 | 260 | 9 | 17 | 17 | 0 | 0 | 0 | 0 | 0 | 0 | 0 | 0 | 0 | 0 | 0 | 1 |  | 9 | 17 | 9 | 16
| 6234 | 260 | 9 | 17 | 18 | 0 | 0 | 0 | 0 | 0 | 0 | 0 | 0 | 0 | 0 | 0 | 1 |  | 9 | 17 | 9 | 16
| 6235 | 260 | 9 | 17 | 19 | 0 | 0 | 0 | 0 | 0 | 0 | 0 | 0 | 0 | 0 | 0 | 1 |  | 9 | 17 | 9 | 16
| 6236 | 260 | 9 | 17 | 20 | 0 | 0 | 0 | 0 | 0 | 0 | 0 | 0 | 0 | 0 | 0 | 1 |  | 9 | 17 | 9 | 16
| 6237 | 260 | 9 | 17 | 21 | 0 | 0 | 0 | 0 | 0 | 0 | 0 | 0 | 0 | 0 | 0 | 1 |  | 9 | 17 | 9 | 16
| 6238 | 260 | 9 | 17 | 22 | 0 | 0 | 0 | 0 | 0 | 0 | 0 | 0 | 0 | 0 | 0 | 1 |  | 9 | 17 | 9 | 16
| 6239 | 260 | 9 | 17 | 23 | 0 | 0 | 0 | 0 | 0 | 0 | 0 | 0 | 0 | 0 | 0 | 1 |  | 9 | 17 | 9 | 16
| 6240 | 260 | 9 | 17 | 24 | 0 | 0 | 0 | 0 | 0 | 0 | 0 | 0 | 0 | 0 | 0 | 1 |  | 9 | 17 | 9 | 16
| 6241 | 261 | 9 | 18 | 1 | 0 | 0 | 0 | 0 | 0 | 0 | 0 | 0 | 0 | 0 | 0 | 1 |  | 9 | 18 | 9 | 17
| 6242 | 261 | 9 | 18 | 2 | 0 | 0 | 0 | 0 | 0 | 0 | 0 | 0 | 0 | 0 | 0 | 1 |  | 9 | 18 | 9 | 17
| 6243 | 261 | 9 | 18 | 3 | 0 | 0 | 0 | 0 | 0 | 0 | 0 | 0 | 0 | 0 | 0 | 1 |  | 9 | 18 | 9 | 17
| 6244 | 261 | 9 | 18 | 4 | 0 | 0 | 0 | 0 | 0 | 0 | 0 | 0 | 0 | 0 | 0 | 1 |  | 9 | 18 | 9 | 17
| 6245 | 261 | 9 | 18 | 5 | 0 | 0 | 0 | 0 | 0 | 0 | 0 | 0 | 0 | 0 | 0 | 1 |  | 9 | 18 | 9 | 17
| 6246 | 261 | 9 | 18 | 6 | 0 | 0 | 0 | 0 | 0 | 0 | 0 | 0 | 0 | 0 | 0 | 1 |  | 9 | 18 | 9 | 17
| 6247 | 261 | 9 | 18 | 7 | 0 | 0 | 0 | 0 | 0 | 0 | 0 | 0 | 0 | 0 | 0 | 1 |  | 9 | 18 | 9 | 17
| 6248 | 261 | 9 | 18 | 8 | 0 | 0 | 0 | 0 | 0 | 0 | 0 | 0 | 0 | 0 | 0 | 1 |  | 9 | 18 | 9 | 17
| 6249 | 261 | 9 | 18 | 9 | 0 | 0 | 0 | 0 | 0 | 0 | 0 | 0 | 0 | 0 | 0 | 1 |  | 9 | 18 | 9 | 17
| 6250 | 261 | 9 | 18 | 10 | 0 | 0 | 0 | 0 | 0 | 0 | 0 | 0 | 0 | 0 | 0 | 1 |  | 9 | 18 | 9 | 17
| 6251 | 261 | 9 | 18 | 11 | 0 | 0 | 0 | 0 | 0 | 0 | 0 | 0 | 0 | 0 | 0 | 1 |  | 9 | 18 | 9 | 17
| 6252 | 261 | 9 | 18 | 12 | 0 | 0 | 0 | 0 | 0 | 0 | 0 | 0 | 0 | 0 | 0 | 1 |  | 9 | 18 | 9 | 17
| 6253 | 261 | 9 | 18 | 13 | 0 | 0 | 0 | 0 | 0 | 0 | 0 | 0 | 0 | 0 | 0 | 1 |  | 9 | 18 | 9 | 17
| 6254 | 261 | 9 | 18 | 14 | 0 | 0 | 0 | 0 | 0 | 0 | 0 | 0 | 0 | 0 | 0 | 1 |  | 9 | 18 | 9 | 17
| 6255 | 261 | 9 | 18 | 15 | 0 | 0 | 0 | 0 | 0 | 0 | 0 | 0 | 0 | 0 | 0 | 1 |  | 9 | 18 | 9 | 17
| 6256 | 261 | 9 | 18 | 16 | 0 | 0 | 0 | 0 | 0 | 0 | 0 | 0 | 0 | 0 | 0 | 1 |  | 9 | 18 | 9 | 17
| 6257 | 261 | 9 | 18 | 17 | 0 | 0 | 0 | 0 | 0 | 0 | 0 | 0 | 0 | 0 | 0 | 1 |  | 9 | 18 | 9 | 17
| 6258 | 261 | 9 | 18 | 18 | 0 | 0 | 0 | 0 | 0 | 0 | 0 | 0 | 0 | 0 | 0 | 1 |  | 9 | 18 | 9 | 17
| 6259 | 261 | 9 | 18 | 19 | 0 | 0 | 0 | 0 | 0 | 0 | 0 | 0 | 0 | 0 | 0 | 1 |  | 9 | 18 | 9 | 17
| 6260 | 261 | 9 | 18 | 20 | 0 | 0 | 0 | 0 | 0 | 0 | 0 | 0 | 0 | 0 | 0 | 1 |  | 9 | 18 | 9 | 17
| 6261 | 261 | 9 | 18 | 21 | 0 | 0 | 0 | 0 | 0 | 0 | 0 | 0 | 0 | 0 | 0 | 1 |  | 9 | 18 | 9 | 17
| 6262 | 261 | 9 | 18 | 22 | 0 | 0 | 0 | 0 | 0 | 0 | 0 | 0 | 0 | 0 | 0 | 1 |  | 9 | 18 | 9 | 17
| 6263 | 261 | 9 | 18 | 23 | 0 | 0 | 0 | 0 | 0 | 0 | 0 | 0 | 0 | 0 | 0 | 1 |  | 9 | 18 | 9 | 17
| 6264 | 261 | 9 | 18 | 24 | 0 | 0 | 0 | 0 | 0 | 0 | 0 | 0 | 0 | 0 | 0 | 1 |  | 9 | 18 | 9 | 17
| 6265 | 262 | 9 | 19 | 1 | 0 | 0 | 1 | 0 | 0 | 0 | 0 | 0 | 0 | 0 | 0 | 1 |  | 9 | 19 | 9 | 18
| 6266 | 262 | 9 | 19 | 2 | 0 | 0 | 1 | 0 | 0 | 0 | 0 | 0 | 0 | 0 | 0 | 1 |  | 9 | 19 | 9 | 18
| 6267 | 262 | 9 | 19 | 3 | 0 | 0 | 1 | 0 | 0 | 0 | 0 | 0 | 0 | 0 | 0 | 1 |  | 9 | 19 | 9 | 18
| 6268 | 262 | 9 | 19 | 4 | 0 | 0 | 1 | 0 | 0 | 0 | 0 | 0 | 0 | 0 | 0 | 1 |  | 9 | 19 | 9 | 18
| 6269 | 262 | 9 | 19 | 5 | 0 | 0 | 1 | 0 | 0 | 0 | 0 | 0 | 0 | 0 | 0 | 1 |  | 9 | 19 | 9 | 18
| 6270 | 262 | 9 | 19 | 6 | 0 | 0 | 1 | 0 | 0 | 0 | 0 | 0 | 0 | 0 | 0 | 1 |  | 9 | 19 | 9 | 18
| 6271 | 262 | 9 | 19 | 7 | 0 | 0 | 1 | 0 | 0 | 0 | 0 | 0 | 0 | 0 | 0 | 1 |  | 9 | 19 | 9 | 18
| 6272 | 262 | 9 | 19 | 8 | 0 | 0 | 1 | 0 | 0 | 0 | 0 | 0 | 0 | 0 | 0 | 1 |  | 9 | 19 | 9 | 18
| 6273 | 262 | 9 | 19 | 9 | 0 | 0 | 1 | 0 | 0 | 0 | 0 | 0 | 0 | 0 | 0 | 1 |  | 9 | 19 | 9 | 18
| 6274 | 262 | 9 | 19 | 10 | 0 | 0 | 1 | 0 | 0 | 0 | 0 | 0 | 0 | 0 | 0 | 1 |  | 9 | 19 | 9 | 18
| 6275 | 262 | 9 | 19 | 11 | 0 | 0 | 1 | 0 | 0 | 0 | 0 | 0 | 0 | 0 | 0 | 1 |  | 9 | 19 | 9 | 18
| 6276 | 262 | 9 | 19 | 12 | 0 | 0 | 1 | 0 | 0 | 0 | 0 | 0 | 0 | 0 | 0 | 1 |  | 9 | 19 | 9 | 18
| 6277 | 262 | 9 | 19 | 13 | 0 | 0 | 1 | 0 | 0 | 0 | 0 | 0 | 0 | 0 | 0 | 1 |  | 9 | 19 | 9 | 18
| 6278 | 262 | 9 | 19 | 14 | 0 | 0 | 1 | 0 | 0 | 0 | 0 | 0 | 0 | 0 | 0 | 1 |  | 9 | 19 | 9 | 18
| 6279 | 262 | 9 | 19 | 15 | 0 | 0 | 1 | 0 | 0 | 0 | 0 | 0 | 0 | 0 | 0 | 1 |  | 9 | 19 | 9 | 18
| 6280 | 262 | 9 | 19 | 16 | 0 | 0 | 1 | 0 | 0 | 0 | 0 | 0 | 0 | 0 | 0 | 1 |  | 9 | 19 | 9 | 18
| 6281 | 262 | 9 | 19 | 17 | 0 | 0 | 1 | 0 | 0 | 0 | 0 | 0 | 0 | 0 | 0 | 1 |  | 9 | 19 | 9 | 18
| 6282 | 262 | 9 | 19 | 18 | 0 | 0 | 1 | 0 | 0 | 0 | 0 | 0 | 0 | 0 | 0 | 1 |  | 9 | 19 | 9 | 18
| 6283 | 262 | 9 | 19 | 19 | 0 | 0 | 1 | 0 | 0 | 0 | 0 | 0 | 0 | 0 | 0 | 1 |  | 9 | 19 | 9 | 18
| 6284 | 262 | 9 | 19 | 20 | 0 | 0 | 1 | 0 | 0 | 0 | 0 | 0 | 0 | 0 | 0 | 1 |  | 9 | 19 | 9 | 18
| 6285 | 262 | 9 | 19 | 21 | 0 | 0 | 1 | 0 | 0 | 0 | 0 | 0 | 0 | 0 | 0 | 1 |  | 9 | 19 | 9 | 18
| 6286 | 262 | 9 | 19 | 22 | 0 | 0 | 1 | 0 | 0 | 0 | 0 | 0 | 0 | 0 | 0 | 1 |  | 9 | 19 | 9 | 18
| 6287 | 262 | 9 | 19 | 23 | 0 | 0 | 1 | 0 | 0 | 0 | 0 | 0 | 0 | 0 | 0 | 1 |  | 9 | 19 | 9 | 18
| 6288 | 262 | 9 | 19 | 24 | 0 | 0 | 1 | 0 | 0 | 0 | 0 | 0 | 0 | 0 | 0 | 1 |  | 9 | 19 | 9 | 18
| 6289 | 263 | 9 | 20 | 1 | 0 | 0 | 1 | 0 | 0 | 0 | 0 | 0 | 0 | 0 | 0 | 1 |  | 9 | 20 | 9 | 19
| 6290 | 263 | 9 | 20 | 2 | 0 | 0 | 1 | 0 | 0 | 0 | 0 | 0 | 0 | 0 | 0 | 1 |  | 9 | 20 | 9 | 19
| 6291 | 263 | 9 | 20 | 3 | 0 | 0 | 1 | 0 | 0 | 0 | 0 | 0 | 0 | 0 | 0 | 1 |  | 9 | 20 | 9 | 19
| 6292 | 263 | 9 | 20 | 4 | 0 | 0 | 1 | 0 | 0 | 0 | 0 | 0 | 0 | 0 | 0 | 1 |  | 9 | 20 | 9 | 19
| 6293 | 263 | 9 | 20 | 5 | 0 | 0 | 1 | 0 | 0 | 0 | 0 | 0 | 0 | 0 | 0 | 1 |  | 9 | 20 | 9 | 19
| 6294 | 263 | 9 | 20 | 6 | 0 | 0 | 1 | 0 | 0 | 0 | 0 | 0 | 0 | 0 | 0 | 1 |  | 9 | 20 | 9 | 19
| 6295 | 263 | 9 | 20 | 7 | 0 | 0 | 1 | 0 | 0 | 0 | 0 | 0 | 0 | 0 | 0 | 1 |  | 9 | 20 | 9 | 19
| 6296 | 263 | 9 | 20 | 8 | 0 | 0 | 1 | 0 | 0 | 0 | 0 | 0 | 0 | 0 | 0 | 1 |  | 9 | 20 | 9 | 19
| 6297 | 263 | 9 | 20 | 9 | 0 | 0 | 1 | 0 | 0 | 0 | 0 | 0 | 0 | 0 | 0 | 1 |  | 9 | 20 | 9 | 19
| 6298 | 263 | 9 | 20 | 10 | 0 | 0 | 1 | 0 | 0 | 0 | 0 | 0 | 0 | 0 | 0 | 1 |  | 9 | 20 | 9 | 19
| 6299 | 263 | 9 | 20 | 11 | 0 | 0 | 1 | 0 | 0 | 0 | 0 | 0 | 0 | 0 | 0 | 1 |  | 9 | 20 | 9 | 19
| 6300 | 263 | 9 | 20 | 12 | 0 | 0 | 1 | 0 | 0 | 0 | 0 | 0 | 0 | 0 | 0 | 1 |  | 9 | 20 | 9 | 19
| 6301 | 263 | 9 | 20 | 13 | 0 | 0 | 1 | 0 | 0 | 0 | 0 | 0 | 0 | 0 | 0 | 1 |  | 9 | 20 | 9 | 19
| 6302 | 263 | 9 | 20 | 14 | 0 | 0 | 1 | 0 | 0 | 0 | 0 | 0 | 0 | 0 | 0 | 1 |  | 9 | 20 | 9 | 19
| 6303 | 263 | 9 | 20 | 15 | 0 | 0 | 1 | 0 | 0 | 0 | 0 | 0 | 0 | 0 | 0 | 1 |  | 9 | 20 | 9 | 19
| 6304 | 263 | 9 | 20 | 16 | 0 | 0 | 1 | 0 | 0 | 0 | 0 | 0 | 0 | 0 | 0 | 1 |  | 9 | 20 | 9 | 19
| 6305 | 263 | 9 | 20 | 17 | 0 | 0 | 1 | 0 | 0 | 0 | 0 | 0 | 0 | 0 | 0 | 1 |  | 9 | 20 | 9 | 19
| 6306 | 263 | 9 | 20 | 18 | 0 | 0 | 1 | 0 | 0 | 0 | 0 | 0 | 0 | 0 | 0 | 1 |  | 9 | 20 | 9 | 19
| 6307 | 263 | 9 | 20 | 19 | 0 | 0 | 1 | 0 | 0 | 0 | 0 | 0 | 0 | 0 | 0 | 1 |  | 9 | 20 | 9 | 19
| 6308 | 263 | 9 | 20 | 20 | 0 | 0 | 1 | 0 | 0 | 0 | 0 | 0 | 0 | 0 | 0 | 1 |  | 9 | 20 | 9 | 19
| 6309 | 263 | 9 | 20 | 21 | 0 | 0 | 1 | 0 | 0 | 0 | 0 | 0 | 0 | 0 | 0 | 1 |  | 9 | 20 | 9 | 19
| 6310 | 263 | 9 | 20 | 22 | 0 | 0 | 1 | 0 | 0 | 0 | 0 | 0 | 0 | 0 | 0 | 1 |  | 9 | 20 | 9 | 19
| 6311 | 263 | 9 | 20 | 23 | 0 | 0 | 1 | 0 | 0 | 0 | 0 | 0 | 0 | 0 | 0 | 1 |  | 9 | 20 | 9 | 19
| 6312 | 263 | 9 | 20 | 24 | 0 | 0 | 1 | 0 | 0 | 0 | 0 | 0 | 0 | 0 | 0 | 1 |  | 9 | 20 | 9 | 19
| 6313 | 264 | 9 | 21 | 1 | 0 | 0 | 1 | 0 | 0 | 0 | 0 | 0 | 0 | 0 | 0 | 1 |  | 9 | 21 | 9 | 20
| 6314 | 264 | 9 | 21 | 2 | 0 | 0 | 1 | 0 | 0 | 0 | 0 | 0 | 0 | 0 | 0 | 1 |  | 9 | 21 | 9 | 20
| 6315 | 264 | 9 | 21 | 3 | 0 | 0 | 1 | 0 | 0 | 0 | 0 | 0 | 0 | 0 | 0 | 1 |  | 9 | 21 | 9 | 20
| 6316 | 264 | 9 | 21 | 4 | 0 | 0 | 1 | 0 | 0 | 0 | 0 | 0 | 0 | 0 | 0 | 1 |  | 9 | 21 | 9 | 20
| 6317 | 264 | 9 | 21 | 5 | 0 | 0 | 1 | 0 | 0 | 0 | 0 | 0 | 0 | 0 | 0 | 1 |  | 9 | 21 | 9 | 20
| 6318 | 264 | 9 | 21 | 6 | 0 | 0 | 1 | 0 | 0 | 0 | 0 | 0 | 0 | 0 | 0 | 1 |  | 9 | 21 | 9 | 20
| 6319 | 264 | 9 | 21 | 7 | 0 | 0 | 1 | 0 | 0 | 0 | 0 | 0 | 0 | 0 | 0 | 1 |  | 9 | 21 | 9 | 20
| 6320 | 264 | 9 | 21 | 8 | 0 | 0 | 1 | 0 | 0 | 0 | 0 | 0 | 0 | 0 | 0 | 1 |  | 9 | 21 | 9 | 20
| 6321 | 264 | 9 | 21 | 9 | 0 | 0 | 1 | 0 | 0 | 0 | 0 | 0 | 0 | 0 | 0 | 1 |  | 9 | 21 | 9 | 20
| 6322 | 264 | 9 | 21 | 10 | 0 | 0 | 1 | 0 | 0 | 0 | 0 | 0 | 0 | 0 | 0 | 1 |  | 9 | 21 | 9 | 20
| 6323 | 264 | 9 | 21 | 11 | 0 | 0 | 1 | 0 | 0 | 0 | 0 | 0 | 0 | 0 | 0 | 1 |  | 9 | 21 | 9 | 20
| 6324 | 264 | 9 | 21 | 12 | 0 | 0 | 1 | 0 | 0 | 0 | 0 | 0 | 0 | 0 | 0 | 1 |  | 9 | 21 | 9 | 20
| 6325 | 264 | 9 | 21 | 13 | 0 | 0 | 1 | 0 | 0 | 0 | 0 | 0 | 0 | 0 | 0 | 1 |  | 9 | 21 | 9 | 20
| 6326 | 264 | 9 | 21 | 14 | 0 | 0 | 1 | 0 | 0 | 0 | 0 | 0 | 0 | 0 | 0 | 1 |  | 9 | 21 | 9 | 20
| 6327 | 264 | 9 | 21 | 15 | 0 | 0 | 1 | 0 | 0 | 0 | 0 | 0 | 0 | 0 | 0 | 1 |  | 9 | 21 | 9 | 20
| 6328 | 264 | 9 | 21 | 16 | 0 | 0 | 1 | 0 | 0 | 0 | 0 | 0 | 0 | 0 | 0 | 1 |  | 9 | 21 | 9 | 20
| 6329 | 264 | 9 | 21 | 17 | 0 | 0 | 1 | 0 | 0 | 0 | 0 | 0 | 0 | 0 | 0 | 1 |  | 9 | 21 | 9 | 20
| 6330 | 264 | 9 | 21 | 18 | 0 | 0 | 1 | 0 | 0 | 0 | 0 | 0 | 0 | 0 | 0 | 1 |  | 9 | 21 | 9 | 20
| 6331 | 264 | 9 | 21 | 19 | 0 | 0 | 1 | 0 | 0 | 0 | 0 | 0 | 0 | 0 | 0 | 1 |  | 9 | 21 | 9 | 20
| 6332 | 264 | 9 | 21 | 20 | 0 | 0 | 1 | 0 | 0 | 0 | 0 | 0 | 0 | 0 | 0 | 1 |  | 9 | 21 | 9 | 20
| 6333 | 264 | 9 | 21 | 21 | 0 | 0 | 1 | 0 | 0 | 0 | 0 | 0 | 0 | 0 | 0 | 1 |  | 9 | 21 | 9 | 20
| 6334 | 264 | 9 | 21 | 22 | 0 | 0 | 1 | 0 | 0 | 0 | 0 | 0 | 0 | 0 | 0 | 1 |  | 9 | 21 | 9 | 20
| 6335 | 264 | 9 | 21 | 23 | 0 | 0 | 1 | 0 | 0 | 0 | 0 | 0 | 0 | 0 | 0 | 1 |  | 9 | 21 | 9 | 20
| 6336 | 264 | 9 | 21 | 24 | 0 | 0 | 1 | 0 | 0 | 0 | 0 | 0 | 0 | 0 | 0 | 1 |  | 9 | 21 | 9 | 20
| 6337 | 265 | 9 | 22 | 1 | 0 | 0 | 1 | 0 | 0 | 0 | 0 | 0 | 0 | 0 | 0 | 1 |  | 9 | 22 | 9 | 21
| 6338 | 265 | 9 | 22 | 2 | 0 | 0 | 1 | 0 | 0 | 0 | 0 | 0 | 0 | 0 | 0 | 1 |  | 9 | 22 | 9 | 21
| 6339 | 265 | 9 | 22 | 3 | 0 | 0 | 1 | 0 | 0 | 0 | 0 | 0 | 0 | 0 | 0 | 1 |  | 9 | 22 | 9 | 21
| 6340 | 265 | 9 | 22 | 4 | 0 | 0 | 1 | 0 | 0 | 0 | 0 | 0 | 0 | 0 | 0 | 1 |  | 9 | 22 | 9 | 21
| 6341 | 265 | 9 | 22 | 5 | 0 | 0 | 1 | 0 | 0 | 0 | 0 | 0 | 0 | 0 | 0 | 1 |  | 9 | 22 | 9 | 21
| 6342 | 265 | 9 | 22 | 6 | 0 | 0 | 1 | 0 | 0 | 0 | 0 | 0 | 0 | 0 | 0 | 1 |  | 9 | 22 | 9 | 21
| 6343 | 265 | 9 | 22 | 7 | 0 | 0 | 1 | 0 | 0 | 0 | 0 | 0 | 0 | 0 | 0 | 1 |  | 9 | 22 | 9 | 21
| 6344 | 265 | 9 | 22 | 8 | 0 | 0 | 1 | 0 | 0 | 0 | 0 | 0 | 0 | 0 | 0 | 1 |  | 9 | 22 | 9 | 21
| 6345 | 265 | 9 | 22 | 9 | 0 | 0 | 1 | 0 | 0 | 0 | 0 | 0 | 0 | 0 | 0 | 1 |  | 9 | 22 | 9 | 21
| 6346 | 265 | 9 | 22 | 10 | 0 | 0 | 1 | 0 | 0 | 0 | 0 | 0 | 0 | 0 | 0 | 1 |  | 9 | 22 | 9 | 21
| 6347 | 265 | 9 | 22 | 11 | 0 | 0 | 1 | 0 | 0 | 0 | 0 | 0 | 0 | 0 | 0 | 1 |  | 9 | 22 | 9 | 21
| 6348 | 265 | 9 | 22 | 12 | 0 | 0 | 1 | 0 | 0 | 0 | 0 | 0 | 0 | 0 | 0 | 1 |  | 9 | 22 | 9 | 21
| 6349 | 265 | 9 | 22 | 13 | 0 | 0 | 1 | 0 | 0 | 0 | 0 | 0 | 0 | 0 | 0 | 1 |  | 9 | 22 | 9 | 21
| 6350 | 265 | 9 | 22 | 14 | 0 | 0 | 1 | 0 | 0 | 0 | 0 | 0 | 0 | 0 | 0 | 1 |  | 9 | 22 | 9 | 21
| 6351 | 265 | 9 | 22 | 15 | 0 | 0 | 1 | 0 | 0 | 0 | 0 | 0 | 0 | 0 | 0 | 1 |  | 9 | 22 | 9 | 21
| 6352 | 265 | 9 | 22 | 16 | 0 | 0 | 1 | 0 | 0 | 0 | 0 | 0 | 0 | 0 | 0 | 1 |  | 9 | 22 | 9 | 21
| 6353 | 265 | 9 | 22 | 17 | 0 | 0 | 1 | 0 | 0 | 0 | 0 | 0 | 0 | 0 | 0 | 1 |  | 9 | 22 | 9 | 21
| 6354 | 265 | 9 | 22 | 18 | 0 | 0 | 1 | 0 | 0 | 0 | 0 | 0 | 0 | 0 | 0 | 1 |  | 9 | 22 | 9 | 21
| 6355 | 265 | 9 | 22 | 19 | 0 | 0 | 1 | 0 | 0 | 0 | 0 | 0 | 0 | 0 | 0 | 1 |  | 9 | 22 | 9 | 21
| 6356 | 265 | 9 | 22 | 20 | 0 | 0 | 1 | 0 | 0 | 0 | 0 | 0 | 0 | 0 | 0 | 1 |  | 9 | 22 | 9 | 21
| 6357 | 265 | 9 | 22 | 21 | 0 | 0 | 1 | 0 | 0 | 0 | 0 | 0 | 0 | 0 | 0 | 1 |  | 9 | 22 | 9 | 21
| 6358 | 265 | 9 | 22 | 22 | 0 | 0 | 1 | 0 | 0 | 0 | 0 | 0 | 0 | 0 | 0 | 1 |  | 9 | 22 | 9 | 21
| 6359 | 265 | 9 | 22 | 23 | 0 | 0 | 1 | 0 | 0 | 0 | 0 | 0 | 0 | 0 | 0 | 1 |  | 9 | 22 | 9 | 21
| 6360 | 265 | 9 | 22 | 24 | 0 | 0 | 1 | 0 | 0 | 0 | 0 | 0 | 0 | 0 | 0 | 1 |  | 9 | 22 | 9 | 21
| 6361 | 266 | 9 | 23 | 1 | 0 | 0 | 1 | 0 | 0 | 0 | 0 | 0 | 0 | 0 | 0 | 1 |  | 9 | 23 | 9 | 22
| 6362 | 266 | 9 | 23 | 2 | 0 | 0 | 1 | 0 | 0 | 0 | 0 | 0 | 0 | 0 | 0 | 1 |  | 9 | 23 | 9 | 22
| 6363 | 266 | 9 | 23 | 3 | 0 | 0 | 1 | 0 | 0 | 0 | 0 | 0 | 0 | 0 | 0 | 1 |  | 9 | 23 | 9 | 22
| 6364 | 266 | 9 | 23 | 4 | 0 | 0 | 1 | 0 | 0 | 0 | 0 | 0 | 0 | 0 | 0 | 1 |  | 9 | 23 | 9 | 22
| 6365 | 266 | 9 | 23 | 5 | 0 | 0 | 1 | 0 | 0 | 0 | 0 | 0 | 0 | 0 | 0 | 1 |  | 9 | 23 | 9 | 22
| 6366 | 266 | 9 | 23 | 6 | 0 | 0 | 1 | 0 | 0 | 0 | 0 | 0 | 0 | 0 | 0 | 1 |  | 9 | 23 | 9 | 22
| 6367 | 266 | 9 | 23 | 7 | 0 | 0 | 1 | 0 | 0 | 0 | 0 | 0 | 0 | 0 | 0 | 1 |  | 9 | 23 | 9 | 22
| 6368 | 266 | 9 | 23 | 8 | 0 | 0 | 1 | 0 | 0 | 0 | 0 | 0 | 0 | 0 | 0 | 1 |  | 9 | 23 | 9 | 22
| 6369 | 266 | 9 | 23 | 9 | 0 | 0 | 1 | 0 | 0 | 0 | 0 | 0 | 0 | 0 | 0 | 1 |  | 9 | 23 | 9 | 22
| 6370 | 266 | 9 | 23 | 10 | 0 | 0 | 1 | 0 | 0 | 0 | 0 | 0 | 0 | 0 | 0 | 1 |  | 9 | 23 | 9 | 22
| 6371 | 266 | 9 | 23 | 11 | 0 | 0 | 1 | 0 | 0 | 0 | 0 | 0 | 0 | 0 | 0 | 1 |  | 9 | 23 | 9 | 22
| 6372 | 266 | 9 | 23 | 12 | 0 | 0 | 1 | 0 | 0 | 0 | 0 | 0 | 0 | 0 | 0 | 1 |  | 9 | 23 | 9 | 22
| 6373 | 266 | 9 | 23 | 13 | 0 | 0 | 1 | 0 | 0 | 0 | 0 | 0 | 0 | 0 | 0 | 1 |  | 9 | 23 | 9 | 22
| 6374 | 266 | 9 | 23 | 14 | 0 | 0 | 1 | 0 | 0 | 0 | 0 | 0 | 0 | 0 | 0 | 1 |  | 9 | 23 | 9 | 22
| 6375 | 266 | 9 | 23 | 15 | 0 | 0 | 1 | 0 | 0 | 0 | 0 | 0 | 0 | 0 | 0 | 1 |  | 9 | 23 | 9 | 22
| 6376 | 266 | 9 | 23 | 16 | 0 | 0 | 1 | 0 | 0 | 0 | 0 | 0 | 0 | 0 | 0 | 1 |  | 9 | 23 | 9 | 22
| 6377 | 266 | 9 | 23 | 17 | 0 | 0 | 1 | 0 | 0 | 0 | 0 | 0 | 0 | 0 | 0 | 1 |  | 9 | 23 | 9 | 22
| 6378 | 266 | 9 | 23 | 18 | 0 | 0 | 1 | 0 | 0 | 0 | 0 | 0 | 0 | 0 | 0 | 1 |  | 9 | 23 | 9 | 22
| 6379 | 266 | 9 | 23 | 19 | 0 | 0 | 1 | 0 | 0 | 0 | 0 | 0 | 0 | 0 | 0 | 1 |  | 9 | 23 | 9 | 22
| 6380 | 266 | 9 | 23 | 20 | 0 | 0 | 1 | 0 | 0 | 0 | 0 | 0 | 0 | 0 | 0 | 1 |  | 9 | 23 | 9 | 22
| 6381 | 266 | 9 | 23 | 21 | 0 | 0 | 1 | 0 | 0 | 0 | 0 | 0 | 0 | 0 | 0 | 1 |  | 9 | 23 | 9 | 22
| 6382 | 266 | 9 | 23 | 22 | 0 | 0 | 1 | 0 | 0 | 0 | 0 | 0 | 0 | 0 | 0 | 1 |  | 9 | 23 | 9 | 22
| 6383 | 266 | 9 | 23 | 23 | 0 | 0 | 1 | 0 | 0 | 0 | 0 | 0 | 0 | 0 | 0 | 1 |  | 9 | 23 | 9 | 22
| 6384 | 266 | 9 | 23 | 24 | 0 | 0 | 1 | 0 | 0 | 0 | 0 | 0 | 0 | 0 | 0 | 1 |  | 9 | 23 | 9 | 22
| 6385 | 267 | 9 | 24 | 1 | 0 | 0 | 0 | 0 | 0 | 0 | 0 | 0 | 0 | 0 | 0 | 1 |  | 9 | 24 | 9 | 23
| 6386 | 267 | 9 | 24 | 2 | 0 | 0 | 0 | 0 | 0 | 0 | 0 | 0 | 0 | 0 | 0 | 1 |  | 9 | 24 | 9 | 23
| 6387 | 267 | 9 | 24 | 3 | 0 | 0 | 0 | 0 | 0 | 0 | 0 | 0 | 0 | 0 | 0 | 1 |  | 9 | 24 | 9 | 23
| 6388 | 267 | 9 | 24 | 4 | 0 | 0 | 0 | 0 | 0 | 0 | 0 | 0 | 0 | 0 | 0 | 1 |  | 9 | 24 | 9 | 23
| 6389 | 267 | 9 | 24 | 5 | 0 | 0 | 0 | 0 | 0 | 0 | 0 | 0 | 0 | 0 | 0 | 1 |  | 9 | 24 | 9 | 23
| 6390 | 267 | 9 | 24 | 6 | 0 | 0 | 0 | 0 | 0 | 0 | 0 | 0 | 0 | 0 | 0 | 1 |  | 9 | 24 | 9 | 23
| 6391 | 267 | 9 | 24 | 7 | 0 | 0 | 0 | 0 | 0 | 0 | 0 | 0 | 0 | 0 | 0 | 1 |  | 9 | 24 | 9 | 23
| 6392 | 267 | 9 | 24 | 8 | 0 | 0 | 0 | 0 | 0 | 0 | 0 | 0 | 0 | 0 | 0 | 1 |  | 9 | 24 | 9 | 23
| 6393 | 267 | 9 | 24 | 9 | 0 | 0 | 0 | 0 | 0 | 0 | 0 | 0 | 0 | 0 | 0 | 1 |  | 9 | 24 | 9 | 23
| 6394 | 267 | 9 | 24 | 10 | 0 | 0 | 0 | 0 | 0 | 0 | 0 | 0 | 0 | 0 | 0 | 1 |  | 9 | 24 | 9 | 23
| 6395 | 267 | 9 | 24 | 11 | 0 | 0 | 0 | 0 | 0 | 0 | 0 | 0 | 0 | 0 | 0 | 1 |  | 9 | 24 | 9 | 23
| 6396 | 267 | 9 | 24 | 12 | 0 | 0 | 0 | 0 | 0 | 0 | 0 | 0 | 0 | 0 | 0 | 1 |  | 9 | 24 | 9 | 23
| 6397 | 267 | 9 | 24 | 13 | 0 | 0 | 0 | 0 | 0 | 0 | 0 | 0 | 0 | 0 | 0 | 1 |  | 9 | 24 | 9 | 23
| 6398 | 267 | 9 | 24 | 14 | 0 | 0 | 0 | 0 | 0 | 0 | 0 | 0 | 0 | 0 | 0 | 1 |  | 9 | 24 | 9 | 23
| 6399 | 267 | 9 | 24 | 15 | 0 | 0 | 0 | 0 | 0 | 0 | 0 | 0 | 0 | 0 | 0 | 1 |  | 9 | 24 | 9 | 23
| 6400 | 267 | 9 | 24 | 16 | 0 | 0 | 0 | 0 | 0 | 0 | 0 | 0 | 0 | 0 | 0 | 1 |  | 9 | 24 | 9 | 23
| 6401 | 267 | 9 | 24 | 17 | 0 | 0 | 0 | 0 | 0 | 0 | 0 | 0 | 0 | 0 | 0 | 1 |  | 9 | 24 | 9 | 23
| 6402 | 267 | 9 | 24 | 18 | 0 | 0 | 0 | 0 | 0 | 0 | 0 | 0 | 0 | 0 | 0 | 1 |  | 9 | 24 | 9 | 23
| 6403 | 267 | 9 | 24 | 19 | 0 | 0 | 0 | 0 | 0 | 0 | 0 | 0 | 0 | 0 | 0 | 1 |  | 9 | 24 | 9 | 23
| 6404 | 267 | 9 | 24 | 20 | 0 | 0 | 0 | 0 | 0 | 0 | 0 | 0 | 0 | 0 | 0 | 1 |  | 9 | 24 | 9 | 23
| 6405 | 267 | 9 | 24 | 21 | 0 | 0 | 0 | 0 | 0 | 0 | 0 | 0 | 0 | 0 | 0 | 1 |  | 9 | 24 | 9 | 23
| 6406 | 267 | 9 | 24 | 22 | 0 | 0 | 0 | 0 | 0 | 0 | 0 | 0 | 0 | 0 | 0 | 1 |  | 9 | 24 | 9 | 23
| 6407 | 267 | 9 | 24 | 23 | 0 | 0 | 0 | 0 | 0 | 0 | 0 | 0 | 0 | 0 | 0 | 1 |  | 9 | 24 | 9 | 23
| 6408 | 267 | 9 | 24 | 24 | 0 | 0 | 0 | 0 | 0 | 0 | 0 | 0 | 0 | 0 | 0 | 1 |  | 9 | 24 | 9 | 23
| 6409 | 268 | 9 | 25 | 1 | 0 | 0 | 0 | 0 | 0 | 0 | 0 | 0 | 0 | 0 | 0 | 1 |  | 9 | 25 | 9 | 24
| 6410 | 268 | 9 | 25 | 2 | 0 | 0 | 0 | 0 | 0 | 0 | 0 | 0 | 0 | 0 | 0 | 1 |  | 9 | 25 | 9 | 24
| 6411 | 268 | 9 | 25 | 3 | 0 | 0 | 0 | 0 | 0 | 0 | 0 | 0 | 0 | 0 | 0 | 1 |  | 9 | 25 | 9 | 24
| 6412 | 268 | 9 | 25 | 4 | 0 | 0 | 0 | 0 | 0 | 0 | 0 | 0 | 0 | 0 | 0 | 1 |  | 9 | 25 | 9 | 24
| 6413 | 268 | 9 | 25 | 5 | 0 | 0 | 0 | 0 | 0 | 0 | 0 | 0 | 0 | 0 | 0 | 1 |  | 9 | 25 | 9 | 24
| 6414 | 268 | 9 | 25 | 6 | 0 | 0 | 0 | 0 | 0 | 0 | 0 | 0 | 0 | 0 | 0 | 1 |  | 9 | 25 | 9 | 24
| 6415 | 268 | 9 | 25 | 7 | 0 | 0 | 0 | 0 | 0 | 0 | 0 | 0 | 0 | 0 | 0 | 1 |  | 9 | 25 | 9 | 24
| 6416 | 268 | 9 | 25 | 8 | 0 | 0 | 0 | 0 | 0 | 0 | 0 | 0 | 0 | 0 | 0 | 1 |  | 9 | 25 | 9 | 24
| 6417 | 268 | 9 | 25 | 9 | 0 | 0 | 0 | 0 | 0 | 0 | 0 | 0 | 0 | 0 | 0 | 1 |  | 9 | 25 | 9 | 24
| 6418 | 268 | 9 | 25 | 10 | 0 | 0 | 0 | 0 | 0 | 0 | 0 | 0 | 0 | 0 | 0 | 1 |  | 9 | 25 | 9 | 24
| 6419 | 268 | 9 | 25 | 11 | 0 | 0 | 0 | 0 | 0 | 0 | 0 | 0 | 0 | 0 | 0 | 1 |  | 9 | 25 | 9 | 24
| 6420 | 268 | 9 | 25 | 12 | 0 | 0 | 0 | 0 | 0 | 0 | 0 | 0 | 0 | 0 | 0 | 1 |  | 9 | 25 | 9 | 24
| 6421 | 268 | 9 | 25 | 13 | 0 | 0 | 0 | 0 | 0 | 0 | 0 | 0 | 0 | 0 | 0 | 1 |  | 9 | 25 | 9 | 24
| 6422 | 268 | 9 | 25 | 14 | 0 | 0 | 0 | 0 | 0 | 0 | 0 | 0 | 0 | 0 | 0 | 1 |  | 9 | 25 | 9 | 24
| 6423 | 268 | 9 | 25 | 15 | 0 | 0 | 0 | 0 | 0 | 0 | 0 | 0 | 0 | 0 | 0 | 1 |  | 9 | 25 | 9 | 24
| 6424 | 268 | 9 | 25 | 16 | 0 | 0 | 0 | 0 | 0 | 0 | 0 | 0 | 0 | 0 | 0 | 1 |  | 9 | 25 | 9 | 24
| 6425 | 268 | 9 | 25 | 17 | 0 | 0 | 0 | 0 | 0 | 0 | 0 | 0 | 0 | 0 | 0 | 1 |  | 9 | 25 | 9 | 24
| 6426 | 268 | 9 | 25 | 18 | 0 | 0 | 0 | 0 | 0 | 0 | 0 | 0 | 0 | 0 | 0 | 1 |  | 9 | 25 | 9 | 24
| 6427 | 268 | 9 | 25 | 19 | 0 | 0 | 0 | 0 | 0 | 0 | 0 | 0 | 0 | 0 | 0 | 1 |  | 9 | 25 | 9 | 24
| 6428 | 268 | 9 | 25 | 20 | 0 | 0 | 0 | 0 | 0 | 0 | 0 | 0 | 0 | 0 | 0 | 1 |  | 9 | 25 | 9 | 24
| 6429 | 268 | 9 | 25 | 21 | 0 | 0 | 0 | 0 | 0 | 0 | 0 | 0 | 0 | 0 | 0 | 1 |  | 9 | 25 | 9 | 24
| 6430 | 268 | 9 | 25 | 22 | 0 | 0 | 0 | 0 | 0 | 0 | 0 | 0 | 0 | 0 | 0 | 1 |  | 9 | 25 | 9 | 24
| 6431 | 268 | 9 | 25 | 23 | 0 | 0 | 0 | 0 | 0 | 0 | 0 | 0 | 0 | 0 | 0 | 1 |  | 9 | 25 | 9 | 24
| 6432 | 268 | 9 | 25 | 24 | 0 | 0 | 0 | 0 | 0 | 0 | 0 | 0 | 0 | 0 | 0 | 1 |  | 9 | 25 | 9 | 24
| 6433 | 269 | 9 | 26 | 1 | 0 | 0 | 1 | 0 | 0 | 0 | 0 | 0 | 0 | 0 | 0 | 1 |  | 9 | 26 | 9 | 25
| 6434 | 269 | 9 | 26 | 2 | 0 | 0 | 1 | 0 | 0 | 0 | 0 | 0 | 0 | 0 | 0 | 1 |  | 9 | 26 | 9 | 25
| 6435 | 269 | 9 | 26 | 3 | 0 | 0 | 1 | 0 | 0 | 0 | 0 | 0 | 0 | 0 | 0 | 1 |  | 9 | 26 | 9 | 25
| 6436 | 269 | 9 | 26 | 4 | 0 | 0 | 1 | 0 | 0 | 0 | 0 | 0 | 0 | 0 | 0 | 1 |  | 9 | 26 | 9 | 25
| 6437 | 269 | 9 | 26 | 5 | 0 | 0 | 1 | 0 | 0 | 0 | 0 | 0 | 0 | 0 | 0 | 1 |  | 9 | 26 | 9 | 25
| 6438 | 269 | 9 | 26 | 6 | 0 | 0 | 1 | 0 | 0 | 0 | 0 | 0 | 0 | 0 | 0 | 1 |  | 9 | 26 | 9 | 25
| 6439 | 269 | 9 | 26 | 7 | 0 | 0 | 1 | 0 | 0 | 0 | 0 | 0 | 0 | 0 | 0 | 1 |  | 9 | 26 | 9 | 25
| 6440 | 269 | 9 | 26 | 8 | 0 | 0 | 1 | 0 | 0 | 0 | 0 | 0 | 0 | 0 | 0 | 1 |  | 9 | 26 | 9 | 25
| 6441 | 269 | 9 | 26 | 9 | 0 | 0 | 1 | 0 | 0 | 0 | 0 | 0 | 0 | 0 | 0 | 1 |  | 9 | 26 | 9 | 25
| 6442 | 269 | 9 | 26 | 10 | 0 | 0 | 1 | 0 | 0 | 0 | 0 | 0 | 0 | 0 | 0 | 1 |  | 9 | 26 | 9 | 25
| 6443 | 269 | 9 | 26 | 11 | 0 | 0 | 1 | 0 | 0 | 0 | 0 | 0 | 0 | 0 | 0 | 1 |  | 9 | 26 | 9 | 25
| 6444 | 269 | 9 | 26 | 12 | 0 | 0 | 1 | 0 | 0 | 0 | 0 | 0 | 0 | 0 | 0 | 1 |  | 9 | 26 | 9 | 25
| 6445 | 269 | 9 | 26 | 13 | 0 | 0 | 1 | 0 | 0 | 0 | 0 | 0 | 0 | 0 | 0 | 1 |  | 9 | 26 | 9 | 25
| 6446 | 269 | 9 | 26 | 14 | 0 | 0 | 1 | 0 | 0 | 0 | 0 | 0 | 0 | 0 | 0 | 1 |  | 9 | 26 | 9 | 25
| 6447 | 269 | 9 | 26 | 15 | 0 | 0 | 1 | 0 | 0 | 0 | 0 | 0 | 0 | 0 | 0 | 1 |  | 9 | 26 | 9 | 25
| 6448 | 269 | 9 | 26 | 16 | 0 | 0 | 1 | 0 | 0 | 0 | 0 | 0 | 0 | 0 | 0 | 1 |  | 9 | 26 | 9 | 25
| 6449 | 269 | 9 | 26 | 17 | 0 | 0 | 1 | 0 | 0 | 0 | 0 | 0 | 0 | 0 | 0 | 1 |  | 9 | 26 | 9 | 25
| 6450 | 269 | 9 | 26 | 18 | 0 | 0 | 1 | 0 | 0 | 0 | 0 | 0 | 0 | 0 | 0 | 1 |  | 9 | 26 | 9 | 25
| 6451 | 269 | 9 | 26 | 19 | 0 | 0 | 1 | 0 | 0 | 0 | 0 | 0 | 0 | 0 | 0 | 1 |  | 9 | 26 | 9 | 25
| 6452 | 269 | 9 | 26 | 20 | 0 | 0 | 1 | 0 | 0 | 0 | 0 | 0 | 0 | 0 | 0 | 1 |  | 9 | 26 | 9 | 25
| 6453 | 269 | 9 | 26 | 21 | 0 | 0 | 1 | 0 | 0 | 0 | 0 | 0 | 0 | 0 | 0 | 1 |  | 9 | 26 | 9 | 25
| 6454 | 269 | 9 | 26 | 22 | 0 | 0 | 1 | 0 | 0 | 0 | 0 | 0 | 0 | 0 | 0 | 1 |  | 9 | 26 | 9 | 25
| 6455 | 269 | 9 | 26 | 23 | 0 | 0 | 1 | 0 | 0 | 0 | 0 | 0 | 0 | 0 | 0 | 1 |  | 9 | 26 | 9 | 25
| 6456 | 269 | 9 | 26 | 24 | 0 | 0 | 1 | 0 | 0 | 0 | 0 | 0 | 0 | 0 | 0 | 1 |  | 9 | 26 | 9 | 25
| 6457 | 270 | 9 | 27 | 1 | 0 | 0 | 1 | 0 | 0 | 0 | 0 | 0 | 0 | 0 | 0 | 1 |  | 9 | 27 | 9 | 26
| 6458 | 270 | 9 | 27 | 2 | 0 | 0 | 1 | 0 | 0 | 0 | 0 | 0 | 0 | 0 | 0 | 1 |  | 9 | 27 | 9 | 26
| 6459 | 270 | 9 | 27 | 3 | 0 | 0 | 1 | 0 | 0 | 0 | 0 | 0 | 0 | 0 | 0 | 1 |  | 9 | 27 | 9 | 26
| 6460 | 270 | 9 | 27 | 4 | 0 | 0 | 1 | 0 | 0 | 0 | 0 | 0 | 0 | 0 | 0 | 1 |  | 9 | 27 | 9 | 26
| 6461 | 270 | 9 | 27 | 5 | 0 | 0 | 1 | 0 | 0 | 0 | 0 | 0 | 0 | 0 | 0 | 1 |  | 9 | 27 | 9 | 26
| 6462 | 270 | 9 | 27 | 6 | 0 | 0 | 1 | 0 | 0 | 0 | 0 | 0 | 0 | 0 | 0 | 1 |  | 9 | 27 | 9 | 26
| 6463 | 270 | 9 | 27 | 7 | 0 | 0 | 1 | 0 | 0 | 0 | 0 | 0 | 0 | 0 | 0 | 1 |  | 9 | 27 | 9 | 26
| 6464 | 270 | 9 | 27 | 8 | 0 | 0 | 1 | 0 | 0 | 0 | 0 | 0 | 0 | 0 | 0 | 1 |  | 9 | 27 | 9 | 26
| 6465 | 270 | 9 | 27 | 9 | 0 | 0 | 1 | 0 | 0 | 0 | 0 | 0 | 0 | 0 | 0 | 1 |  | 9 | 27 | 9 | 26
| 6466 | 270 | 9 | 27 | 10 | 0 | 0 | 1 | 0 | 0 | 0 | 0 | 0 | 0 | 0 | 0 | 1 |  | 9 | 27 | 9 | 26
| 6467 | 270 | 9 | 27 | 11 | 0 | 0 | 1 | 0 | 0 | 0 | 0 | 0 | 0 | 0 | 0 | 1 |  | 9 | 27 | 9 | 26
| 6468 | 270 | 9 | 27 | 12 | 0 | 0 | 1 | 0 | 0 | 0 | 0 | 0 | 0 | 0 | 0 | 1 |  | 9 | 27 | 9 | 26
| 6469 | 270 | 9 | 27 | 13 | 0 | 0 | 1 | 0 | 0 | 0 | 0 | 0 | 0 | 0 | 0 | 1 |  | 9 | 27 | 9 | 26
| 6470 | 270 | 9 | 27 | 14 | 0 | 0 | 1 | 0 | 0 | 0 | 0 | 0 | 0 | 0 | 0 | 1 |  | 9 | 27 | 9 | 26
| 6471 | 270 | 9 | 27 | 15 | 0 | 0 | 1 | 0 | 0 | 0 | 0 | 0 | 0 | 0 | 0 | 1 |  | 9 | 27 | 9 | 26
| 6472 | 270 | 9 | 27 | 16 | 0 | 0 | 1 | 0 | 0 | 0 | 0 | 0 | 0 | 0 | 0 | 1 |  | 9 | 27 | 9 | 26
| 6473 | 270 | 9 | 27 | 17 | 0 | 0 | 1 | 0 | 0 | 0 | 0 | 0 | 0 | 0 | 0 | 1 |  | 9 | 27 | 9 | 26
| 6474 | 270 | 9 | 27 | 18 | 0 | 0 | 1 | 0 | 0 | 0 | 0 | 0 | 0 | 0 | 0 | 1 |  | 9 | 27 | 9 | 26
| 6475 | 270 | 9 | 27 | 19 | 0 | 0 | 1 | 0 | 0 | 0 | 0 | 0 | 0 | 0 | 0 | 1 |  | 9 | 27 | 9 | 26
| 6476 | 270 | 9 | 27 | 20 | 0 | 0 | 1 | 0 | 0 | 0 | 0 | 0 | 0 | 0 | 0 | 1 |  | 9 | 27 | 9 | 26
| 6477 | 270 | 9 | 27 | 21 | 0 | 0 | 1 | 0 | 0 | 0 | 0 | 0 | 0 | 0 | 0 | 1 |  | 9 | 27 | 9 | 26
| 6478 | 270 | 9 | 27 | 22 | 0 | 0 | 1 | 0 | 0 | 0 | 0 | 0 | 0 | 0 | 0 | 1 |  | 9 | 27 | 9 | 26
| 6479 | 270 | 9 | 27 | 23 | 0 | 0 | 1 | 0 | 0 | 0 | 0 | 0 | 0 | 0 | 0 | 1 |  | 9 | 27 | 9 | 26
| 6480 | 270 | 9 | 27 | 24 | 0 | 0 | 1 | 0 | 0 | 0 | 0 | 0 | 0 | 0 | 0 | 1 |  | 9 | 27 | 9 | 26
| 6481 | 271 | 9 | 28 | 1 | 0 | 0 | 1 | 0 | 0 | 0 | 0 | 0 | 0 | 0 | 0 | 1 |  | 9 | 28 | 9 | 27
| 6482 | 271 | 9 | 28 | 2 | 0 | 0 | 1 | 0 | 0 | 0 | 0 | 0 | 0 | 0 | 0 | 1 |  | 9 | 28 | 9 | 27
| 6483 | 271 | 9 | 28 | 3 | 0 | 0 | 1 | 0 | 0 | 0 | 0 | 0 | 0 | 0 | 0 | 1 |  | 9 | 28 | 9 | 27
| 6484 | 271 | 9 | 28 | 4 | 0 | 0 | 1 | 0 | 0 | 0 | 0 | 0 | 0 | 0 | 0 | 1 |  | 9 | 28 | 9 | 27
| 6485 | 271 | 9 | 28 | 5 | 0 | 0 | 1 | 0 | 0 | 0 | 0 | 0 | 0 | 0 | 0 | 1 |  | 9 | 28 | 9 | 27
| 6486 | 271 | 9 | 28 | 6 | 0 | 0 | 1 | 0 | 0 | 0 | 0 | 0 | 0 | 0 | 0 | 1 |  | 9 | 28 | 9 | 27
| 6487 | 271 | 9 | 28 | 7 | 0 | 0 | 1 | 0 | 0 | 0 | 0 | 0 | 0 | 0 | 0 | 1 |  | 9 | 28 | 9 | 27
| 6488 | 271 | 9 | 28 | 8 | 0 | 0 | 1 | 0 | 0 | 0 | 0 | 0 | 0 | 0 | 0 | 1 |  | 9 | 28 | 9 | 27
| 6489 | 271 | 9 | 28 | 9 | 0 | 0 | 1 | 0 | 0 | 0 | 0 | 0 | 0 | 0 | 0 | 1 |  | 9 | 28 | 9 | 27
| 6490 | 271 | 9 | 28 | 10 | 0 | 0 | 1 | 0 | 0 | 0 | 0 | 0 | 0 | 0 | 0 | 1 |  | 9 | 28 | 9 | 27
| 6491 | 271 | 9 | 28 | 11 | 0 | 0 | 1 | 0 | 0 | 0 | 0 | 0 | 0 | 0 | 0 | 1 |  | 9 | 28 | 9 | 27
| 6492 | 271 | 9 | 28 | 12 | 0 | 0 | 1 | 0 | 0 | 0 | 0 | 0 | 0 | 0 | 0 | 1 |  | 9 | 28 | 9 | 27
| 6493 | 271 | 9 | 28 | 13 | 0 | 0 | 1 | 0 | 0 | 0 | 0 | 0 | 0 | 0 | 0 | 1 |  | 9 | 28 | 9 | 27
| 6494 | 271 | 9 | 28 | 14 | 0 | 0 | 1 | 0 | 0 | 0 | 0 | 0 | 0 | 0 | 0 | 1 |  | 9 | 28 | 9 | 27
| 6495 | 271 | 9 | 28 | 15 | 0 | 0 | 1 | 0 | 0 | 0 | 0 | 0 | 0 | 0 | 0 | 1 |  | 9 | 28 | 9 | 27
| 6496 | 271 | 9 | 28 | 16 | 0 | 0 | 1 | 0 | 0 | 0 | 0 | 0 | 0 | 0 | 0 | 1 |  | 9 | 28 | 9 | 27
| 6497 | 271 | 9 | 28 | 17 | 0 | 0 | 1 | 0 | 0 | 0 | 0 | 0 | 0 | 0 | 0 | 1 |  | 9 | 28 | 9 | 27
| 6498 | 271 | 9 | 28 | 18 | 0 | 0 | 1 | 0 | 0 | 0 | 0 | 0 | 0 | 0 | 0 | 1 |  | 9 | 28 | 9 | 27
| 6499 | 271 | 9 | 28 | 19 | 0 | 0 | 1 | 0 | 0 | 0 | 0 | 0 | 0 | 0 | 0 | 1 |  | 9 | 28 | 9 | 27
| 6500 | 271 | 9 | 28 | 20 | 0 | 0 | 1 | 0 | 0 | 0 | 0 | 0 | 0 | 0 | 0 | 1 |  | 9 | 28 | 9 | 27
| 6501 | 271 | 9 | 28 | 21 | 0 | 0 | 1 | 0 | 0 | 0 | 0 | 0 | 0 | 0 | 0 | 1 |  | 9 | 28 | 9 | 27
| 6502 | 271 | 9 | 28 | 22 | 0 | 0 | 1 | 0 | 0 | 0 | 0 | 0 | 0 | 0 | 0 | 1 |  | 9 | 28 | 9 | 27
| 6503 | 271 | 9 | 28 | 23 | 0 | 0 | 1 | 0 | 0 | 0 | 0 | 0 | 0 | 0 | 0 | 1 |  | 9 | 28 | 9 | 27
| 6504 | 271 | 9 | 28 | 24 | 0 | 0 | 1 | 0 | 0 | 0 | 0 | 0 | 0 | 0 | 0 | 1 |  | 9 | 28 | 9 | 27
| 6505 | 272 | 9 | 29 | 1 | 0 | 0 | 1 | 0 | 0 | 0 | 0 | 0 | 0 | 0 | 0 | 1 |  | 9 | 29 | 9 | 28
| 6506 | 272 | 9 | 29 | 2 | 0 | 0 | 1 | 0 | 0 | 0 | 0 | 0 | 0 | 0 | 0 | 1 |  | 9 | 29 | 9 | 28
| 6507 | 272 | 9 | 29 | 3 | 0 | 0 | 1 | 0 | 0 | 0 | 0 | 0 | 0 | 0 | 0 | 1 |  | 9 | 29 | 9 | 28
| 6508 | 272 | 9 | 29 | 4 | 0 | 0 | 1 | 0 | 0 | 0 | 0 | 0 | 0 | 0 | 0 | 1 |  | 9 | 29 | 9 | 28
| 6509 | 272 | 9 | 29 | 5 | 0 | 0 | 1 | 0 | 0 | 0 | 0 | 0 | 0 | 0 | 0 | 1 |  | 9 | 29 | 9 | 28
| 6510 | 272 | 9 | 29 | 6 | 0 | 0 | 1 | 0 | 0 | 0 | 0 | 0 | 0 | 0 | 0 | 1 |  | 9 | 29 | 9 | 28
| 6511 | 272 | 9 | 29 | 7 | 0 | 0 | 1 | 0 | 0 | 0 | 0 | 0 | 0 | 0 | 0 | 1 |  | 9 | 29 | 9 | 28
| 6512 | 272 | 9 | 29 | 8 | 0 | 0 | 1 | 0 | 0 | 0 | 0 | 0 | 0 | 0 | 0 | 1 |  | 9 | 29 | 9 | 28
| 6513 | 272 | 9 | 29 | 9 | 0 | 0 | 1 | 0 | 0 | 0 | 0 | 0 | 0 | 0 | 0 | 1 |  | 9 | 29 | 9 | 28
| 6514 | 272 | 9 | 29 | 10 | 0 | 0 | 1 | 0 | 0 | 0 | 0 | 0 | 0 | 0 | 0 | 1 |  | 9 | 29 | 9 | 28
| 6515 | 272 | 9 | 29 | 11 | 0 | 0 | 1 | 0 | 0 | 0 | 0 | 0 | 0 | 0 | 0 | 1 |  | 9 | 29 | 9 | 28
| 6516 | 272 | 9 | 29 | 12 | 0 | 0 | 1 | 0 | 0 | 0 | 0 | 0 | 0 | 0 | 0 | 1 |  | 9 | 29 | 9 | 28
| 6517 | 272 | 9 | 29 | 13 | 0 | 0 | 1 | 0 | 0 | 0 | 0 | 0 | 0 | 0 | 0 | 1 |  | 9 | 29 | 9 | 28
| 6518 | 272 | 9 | 29 | 14 | 0 | 0 | 1 | 0 | 0 | 0 | 0 | 0 | 0 | 0 | 0 | 1 |  | 9 | 29 | 9 | 28
| 6519 | 272 | 9 | 29 | 15 | 0 | 0 | 1 | 0 | 0 | 0 | 0 | 0 | 0 | 0 | 0 | 1 |  | 9 | 29 | 9 | 28
| 6520 | 272 | 9 | 29 | 16 | 0 | 0 | 1 | 0 | 0 | 0 | 0 | 0 | 0 | 0 | 0 | 1 |  | 9 | 29 | 9 | 28
| 6521 | 272 | 9 | 29 | 17 | 0 | 0 | 1 | 0 | 0 | 0 | 0 | 0 | 0 | 0 | 0 | 1 |  | 9 | 29 | 9 | 28
| 6522 | 272 | 9 | 29 | 18 | 0 | 0 | 1 | 0 | 0 | 0 | 0 | 0 | 0 | 0 | 0 | 1 |  | 9 | 29 | 9 | 28
| 6523 | 272 | 9 | 29 | 19 | 0 | 0 | 1 | 0 | 0 | 0 | 0 | 0 | 0 | 0 | 0 | 1 |  | 9 | 29 | 9 | 28
| 6524 | 272 | 9 | 29 | 20 | 0 | 0 | 1 | 0 | 0 | 0 | 0 | 0 | 0 | 0 | 0 | 1 |  | 9 | 29 | 9 | 28
| 6525 | 272 | 9 | 29 | 21 | 0 | 0 | 1 | 0 | 0 | 0 | 0 | 0 | 0 | 0 | 0 | 1 |  | 9 | 29 | 9 | 28
| 6526 | 272 | 9 | 29 | 22 | 0 | 0 | 1 | 0 | 0 | 0 | 0 | 0 | 0 | 0 | 0 | 1 |  | 9 | 29 | 9 | 28
| 6527 | 272 | 9 | 29 | 23 | 0 | 0 | 1 | 0 | 0 | 0 | 0 | 0 | 0 | 0 | 0 | 1 |  | 9 | 29 | 9 | 28
| 6528 | 272 | 9 | 29 | 24 | 0 | 0 | 1 | 0 | 0 | 0 | 0 | 0 | 0 | 0 | 0 | 1 |  | 9 | 29 | 9 | 28
| 6529 | 273 | 9 | 30 | 1 | 0 | 0 | 1 | 0 | 0 | 0 | 0 | 0 | 0 | 0 | 0 | 1 |  | 9 | 30 | 9 | 29
| 6530 | 273 | 9 | 30 | 2 | 0 | 0 | 1 | 0 | 0 | 0 | 0 | 0 | 0 | 0 | 0 | 1 |  | 9 | 30 | 9 | 29
| 6531 | 273 | 9 | 30 | 3 | 0 | 0 | 1 | 0 | 0 | 0 | 0 | 0 | 0 | 0 | 0 | 1 |  | 9 | 30 | 9 | 29
| 6532 | 273 | 9 | 30 | 4 | 0 | 0 | 1 | 0 | 0 | 0 | 0 | 0 | 0 | 0 | 0 | 1 |  | 9 | 30 | 9 | 29
| 6533 | 273 | 9 | 30 | 5 | 0 | 0 | 1 | 0 | 0 | 0 | 0 | 0 | 0 | 0 | 0 | 1 |  | 9 | 30 | 9 | 29
| 6534 | 273 | 9 | 30 | 6 | 0 | 0 | 1 | 0 | 0 | 0 | 0 | 0 | 0 | 0 | 0 | 1 |  | 9 | 30 | 9 | 29
| 6535 | 273 | 9 | 30 | 7 | 0 | 0 | 1 | 0 | 0 | 0 | 0 | 0 | 0 | 0 | 0 | 1 |  | 9 | 30 | 9 | 29
| 6536 | 273 | 9 | 30 | 8 | 0 | 0 | 1 | 0 | 0 | 0 | 0 | 0 | 0 | 0 | 0 | 1 |  | 9 | 30 | 9 | 29
| 6537 | 273 | 9 | 30 | 9 | 0 | 0 | 1 | 0 | 0 | 0 | 0 | 0 | 0 | 0 | 0 | 1 |  | 9 | 30 | 9 | 29
| 6538 | 273 | 9 | 30 | 10 | 0 | 0 | 1 | 0 | 0 | 0 | 0 | 0 | 0 | 0 | 0 | 1 |  | 9 | 30 | 9 | 29
| 6539 | 273 | 9 | 30 | 11 | 0 | 0 | 1 | 0 | 0 | 0 | 0 | 0 | 0 | 0 | 0 | 1 |  | 9 | 30 | 9 | 29
| 6540 | 273 | 9 | 30 | 12 | 0 | 0 | 1 | 0 | 0 | 0 | 0 | 0 | 0 | 0 | 0 | 1 |  | 9 | 30 | 9 | 29
| 6541 | 273 | 9 | 30 | 13 | 0 | 0 | 1 | 0 | 0 | 0 | 0 | 0 | 0 | 0 | 0 | 1 |  | 9 | 30 | 9 | 29
| 6542 | 273 | 9 | 30 | 14 | 0 | 0 | 1 | 0 | 0 | 0 | 0 | 0 | 0 | 0 | 0 | 1 |  | 9 | 30 | 9 | 29
| 6543 | 273 | 9 | 30 | 15 | 0 | 0 | 1 | 0 | 0 | 0 | 0 | 0 | 0 | 0 | 0 | 1 |  | 9 | 30 | 9 | 29
| 6544 | 273 | 9 | 30 | 16 | 0 | 0 | 1 | 0 | 0 | 0 | 0 | 0 | 0 | 0 | 0 | 1 |  | 9 | 30 | 9 | 29
| 6545 | 273 | 9 | 30 | 17 | 0 | 0 | 1 | 0 | 0 | 0 | 0 | 0 | 0 | 0 | 0 | 1 |  | 9 | 30 | 9 | 29
| 6546 | 273 | 9 | 30 | 18 | 0 | 0 | 1 | 0 | 0 | 0 | 0 | 0 | 0 | 0 | 0 | 1 |  | 9 | 30 | 9 | 29
| 6547 | 273 | 9 | 30 | 19 | 0 | 0 | 1 | 0 | 0 | 0 | 0 | 0 | 0 | 0 | 0 | 1 |  | 9 | 30 | 9 | 29
| 6548 | 273 | 9 | 30 | 20 | 0 | 0 | 1 | 0 | 0 | 0 | 0 | 0 | 0 | 0 | 0 | 1 |  | 9 | 30 | 9 | 29
| 6549 | 273 | 9 | 30 | 21 | 0 | 0 | 1 | 0 | 0 | 0 | 0 | 0 | 0 | 0 | 0 | 1 |  | 9 | 30 | 9 | 29
| 6550 | 273 | 9 | 30 | 22 | 0 | 0 | 1 | 0 | 0 | 0 | 0 | 0 | 0 | 0 | 0 | 1 |  | 9 | 30 | 9 | 29
| 6551 | 273 | 9 | 30 | 23 | 0 | 0 | 1 | 0 | 0 | 0 | 0 | 0 | 0 | 0 | 0 | 1 |  | 9 | 30 | 9 | 29
| 6552 | 273 | 9 | 30 | 24 | 0 | 0 | 1 | 0 | 0 | 0 | 0 | 0 | 0 | 0 | 0 | 1 |  | 9 | 30 | 9 | 29
| 6553 | 274 | 10 | 1 | 1 | 0 | 0 | 0 | 0 | 0 | 0 | 0 | 0 | 0 | 0 | 0 | 1 |  | 10 | 1 | 9 | 30
| 6554 | 274 | 10 | 1 | 2 | 0 | 0 | 0 | 0 | 0 | 0 | 0 | 0 | 0 | 0 | 0 | 1 |  | 10 | 1 | 9 | 30
| 6555 | 274 | 10 | 1 | 3 | 0 | 0 | 0 | 0 | 0 | 0 | 0 | 0 | 0 | 0 | 0 | 1 |  | 10 | 1 | 9 | 30
| 6556 | 274 | 10 | 1 | 4 | 0 | 0 | 0 | 0 | 0 | 0 | 0 | 0 | 0 | 0 | 0 | 1 |  | 10 | 1 | 9 | 30
| 6557 | 274 | 10 | 1 | 5 | 0 | 0 | 0 | 0 | 0 | 0 | 0 | 0 | 0 | 0 | 0 | 1 |  | 10 | 1 | 9 | 30
| 6558 | 274 | 10 | 1 | 6 | 0 | 0 | 0 | 0 | 0 | 0 | 0 | 0 | 0 | 0 | 0 | 1 |  | 10 | 1 | 9 | 30
| 6559 | 274 | 10 | 1 | 7 | 0 | 0 | 0 | 0 | 0 | 0 | 0 | 0 | 0 | 0 | 0 | 1 |  | 10 | 1 | 9 | 30
| 6560 | 274 | 10 | 1 | 8 | 0 | 0 | 0 | 0 | 0 | 0 | 0 | 0 | 0 | 0 | 0 | 1 |  | 10 | 1 | 9 | 30
| 6561 | 274 | 10 | 1 | 9 | 0 | 0 | 0 | 0 | 0 | 0 | 0 | 0 | 0 | 0 | 0 | 1 |  | 10 | 1 | 9 | 30
| 6562 | 274 | 10 | 1 | 10 | 0 | 0 | 0 | 0 | 0 | 0 | 0 | 0 | 0 | 0 | 0 | 1 |  | 10 | 1 | 9 | 30
| 6563 | 274 | 10 | 1 | 11 | 0 | 0 | 0 | 0 | 0 | 0 | 0 | 0 | 0 | 0 | 0 | 1 |  | 10 | 1 | 9 | 30
| 6564 | 274 | 10 | 1 | 12 | 0 | 0 | 0 | 0 | 0 | 0 | 0 | 0 | 0 | 0 | 0 | 1 |  | 10 | 1 | 9 | 30
| 6565 | 274 | 10 | 1 | 13 | 0 | 0 | 0 | 0 | 0 | 0 | 0 | 0 | 0 | 0 | 0 | 1 |  | 10 | 1 | 9 | 30
| 6566 | 274 | 10 | 1 | 14 | 0 | 0 | 0 | 0 | 0 | 0 | 0 | 0 | 0 | 0 | 0 | 1 |  | 10 | 1 | 9 | 30
| 6567 | 274 | 10 | 1 | 15 | 0 | 0 | 0 | 0 | 0 | 0 | 0 | 0 | 0 | 0 | 0 | 1 |  | 10 | 1 | 9 | 30
| 6568 | 274 | 10 | 1 | 16 | 0 | 0 | 0 | 0 | 0 | 0 | 0 | 0 | 0 | 0 | 0 | 1 |  | 10 | 1 | 9 | 30
| 6569 | 274 | 10 | 1 | 17 | 0 | 0 | 0 | 0 | 0 | 0 | 0 | 0 | 0 | 0 | 0 | 1 |  | 10 | 1 | 9 | 30
| 6570 | 274 | 10 | 1 | 18 | 0 | 0 | 0 | 0 | 0 | 0 | 0 | 0 | 0 | 0 | 0 | 1 |  | 10 | 1 | 9 | 30
| 6571 | 274 | 10 | 1 | 19 | 0 | 0 | 0 | 0 | 0 | 0 | 0 | 0 | 0 | 0 | 0 | 1 |  | 10 | 1 | 9 | 30
| 6572 | 274 | 10 | 1 | 20 | 0 | 0 | 0 | 0 | 0 | 0 | 0 | 0 | 0 | 0 | 0 | 1 |  | 10 | 1 | 9 | 30
| 6573 | 274 | 10 | 1 | 21 | 0 | 0 | 0 | 0 | 0 | 0 | 0 | 0 | 0 | 0 | 0 | 1 |  | 10 | 1 | 9 | 30
| 6574 | 274 | 10 | 1 | 22 | 0 | 0 | 0 | 0 | 0 | 0 | 0 | 0 | 0 | 0 | 0 | 1 |  | 10 | 1 | 9 | 30
| 6575 | 274 | 10 | 1 | 23 | 0 | 0 | 0 | 0 | 0 | 0 | 0 | 0 | 0 | 0 | 0 | 1 |  | 10 | 1 | 9 | 30
| 6576 | 274 | 10 | 1 | 24 | 0 | 0 | 0 | 0 | 0 | 0 | 0 | 0 | 0 | 0 | 0 | 1 |  | 10 | 1 | 9 | 30
| 6577 | 275 | 10 | 2 | 1 | 0 | 0 | 0 | 0 | 0 | 0 | 0 | 0 | 0 | 0 | 0 | 1 |  | 10 | 2 | 10 | 1
| 6578 | 275 | 10 | 2 | 2 | 0 | 0 | 0 | 0 | 0 | 0 | 0 | 0 | 0 | 0 | 0 | 1 |  | 10 | 2 | 10 | 1
| 6579 | 275 | 10 | 2 | 3 | 0 | 0 | 0 | 0 | 0 | 0 | 0 | 0 | 0 | 0 | 0 | 1 |  | 10 | 2 | 10 | 1
| 6580 | 275 | 10 | 2 | 4 | 0 | 0 | 0 | 0 | 0 | 0 | 0 | 0 | 0 | 0 | 0 | 1 |  | 10 | 2 | 10 | 1
| 6581 | 275 | 10 | 2 | 5 | 0 | 0 | 0 | 0 | 0 | 0 | 0 | 0 | 0 | 0 | 0 | 1 |  | 10 | 2 | 10 | 1
| 6582 | 275 | 10 | 2 | 6 | 0 | 0 | 0 | 0 | 0 | 0 | 0 | 0 | 0 | 0 | 0 | 1 |  | 10 | 2 | 10 | 1
| 6583 | 275 | 10 | 2 | 7 | 0 | 0 | 0 | 0 | 0 | 0 | 0 | 0 | 0 | 0 | 0 | 1 |  | 10 | 2 | 10 | 1
| 6584 | 275 | 10 | 2 | 8 | 0 | 0 | 0 | 0 | 0 | 0 | 0 | 0 | 0 | 0 | 0 | 1 |  | 10 | 2 | 10 | 1
| 6585 | 275 | 10 | 2 | 9 | 0 | 0 | 0 | 0 | 0 | 0 | 0 | 0 | 0 | 0 | 0 | 1 |  | 10 | 2 | 10 | 1
| 6586 | 275 | 10 | 2 | 10 | 0 | 0 | 0 | 0 | 0 | 0 | 0 | 0 | 0 | 0 | 0 | 1 |  | 10 | 2 | 10 | 1
| 6587 | 275 | 10 | 2 | 11 | 0 | 0 | 0 | 0 | 0 | 0 | 0 | 0 | 0 | 0 | 0 | 1 |  | 10 | 2 | 10 | 1
| 6588 | 275 | 10 | 2 | 12 | 0 | 0 | 0 | 0 | 0 | 0 | 0 | 0 | 0 | 0 | 0 | 1 |  | 10 | 2 | 10 | 1
| 6589 | 275 | 10 | 2 | 13 | 0 | 0 | 0 | 0 | 0 | 0 | 0 | 0 | 0 | 0 | 0 | 1 |  | 10 | 2 | 10 | 1
| 6590 | 275 | 10 | 2 | 14 | 0 | 0 | 0 | 0 | 0 | 0 | 0 | 0 | 0 | 0 | 0 | 1 |  | 10 | 2 | 10 | 1
| 6591 | 275 | 10 | 2 | 15 | 0 | 0 | 0 | 0 | 0 | 0 | 0 | 0 | 0 | 0 | 0 | 1 |  | 10 | 2 | 10 | 1
| 6592 | 275 | 10 | 2 | 16 | 0 | 0 | 0 | 0 | 0 | 0 | 0 | 0 | 0 | 0 | 0 | 1 |  | 10 | 2 | 10 | 1
| 6593 | 275 | 10 | 2 | 17 | 0 | 0 | 0 | 0 | 0 | 0 | 0 | 0 | 0 | 0 | 0 | 1 |  | 10 | 2 | 10 | 1
| 6594 | 275 | 10 | 2 | 18 | 0 | 0 | 0 | 0 | 0 | 0 | 0 | 0 | 0 | 0 | 0 | 1 |  | 10 | 2 | 10 | 1
| 6595 | 275 | 10 | 2 | 19 | 0 | 0 | 0 | 0 | 0 | 0 | 0 | 0 | 0 | 0 | 0 | 1 |  | 10 | 2 | 10 | 1
| 6596 | 275 | 10 | 2 | 20 | 0 | 0 | 0 | 0 | 0 | 0 | 0 | 0 | 0 | 0 | 0 | 1 |  | 10 | 2 | 10 | 1
| 6597 | 275 | 10 | 2 | 21 | 0 | 0 | 0 | 0 | 0 | 0 | 0 | 0 | 0 | 0 | 0 | 1 |  | 10 | 2 | 10 | 1
| 6598 | 275 | 10 | 2 | 22 | 0 | 0 | 0 | 0 | 0 | 0 | 0 | 0 | 0 | 0 | 0 | 1 |  | 10 | 2 | 10 | 1
| 6599 | 275 | 10 | 2 | 23 | 0 | 0 | 0 | 0 | 0 | 0 | 0 | 0 | 0 | 0 | 0 | 1 |  | 10 | 2 | 10 | 1
| 6600 | 275 | 10 | 2 | 24 | 0 | 0 | 0 | 0 | 0 | 0 | 0 | 0 | 0 | 0 | 0 | 1 |  | 10 | 2 | 10 | 1
| 6601 | 276 | 10 | 3 | 1 | 0 | 0 | 1 | 0 | 0 | 0 | 0 | 0 | 0 | 0 | 0 | 1 |  | 10 | 3 | 10 | 2
| 6602 | 276 | 10 | 3 | 2 | 0 | 0 | 1 | 0 | 0 | 0 | 0 | 0 | 0 | 0 | 0 | 1 |  | 10 | 3 | 10 | 2
| 6603 | 276 | 10 | 3 | 3 | 0 | 0 | 1 | 0 | 0 | 0 | 0 | 0 | 0 | 0 | 0 | 1 |  | 10 | 3 | 10 | 2
| 6604 | 276 | 10 | 3 | 4 | 0 | 0 | 1 | 0 | 0 | 0 | 0 | 0 | 0 | 0 | 0 | 1 |  | 10 | 3 | 10 | 2
| 6605 | 276 | 10 | 3 | 5 | 0 | 0 | 1 | 0 | 0 | 0 | 0 | 0 | 0 | 0 | 0 | 1 |  | 10 | 3 | 10 | 2
| 6606 | 276 | 10 | 3 | 6 | 0 | 0 | 1 | 0 | 0 | 0 | 0 | 0 | 0 | 0 | 0 | 1 |  | 10 | 3 | 10 | 2
| 6607 | 276 | 10 | 3 | 7 | 0 | 0 | 1 | 0 | 0 | 0 | 0 | 0 | 0 | 0 | 0 | 1 |  | 10 | 3 | 10 | 2
| 6608 | 276 | 10 | 3 | 8 | 0 | 0 | 1 | 0 | 0 | 0 | 0 | 0 | 0 | 0 | 0 | 1 |  | 10 | 3 | 10 | 2
| 6609 | 276 | 10 | 3 | 9 | 0 | 0 | 1 | 0 | 0 | 0 | 0 | 0 | 0 | 0 | 0 | 1 |  | 10 | 3 | 10 | 2
| 6610 | 276 | 10 | 3 | 10 | 0 | 0 | 1 | 0 | 0 | 0 | 0 | 0 | 0 | 0 | 0 | 1 |  | 10 | 3 | 10 | 2
| 6611 | 276 | 10 | 3 | 11 | 0 | 0 | 1 | 0 | 0 | 0 | 0 | 0 | 0 | 0 | 0 | 1 |  | 10 | 3 | 10 | 2
| 6612 | 276 | 10 | 3 | 12 | 0 | 0 | 1 | 0 | 0 | 0 | 0 | 0 | 0 | 0 | 0 | 1 |  | 10 | 3 | 10 | 2
| 6613 | 276 | 10 | 3 | 13 | 0 | 0 | 1 | 0 | 0 | 0 | 0 | 0 | 0 | 0 | 0 | 1 |  | 10 | 3 | 10 | 2
| 6614 | 276 | 10 | 3 | 14 | 0 | 0 | 1 | 0 | 0 | 0 | 0 | 0 | 0 | 0 | 0 | 1 |  | 10 | 3 | 10 | 2
| 6615 | 276 | 10 | 3 | 15 | 0 | 0 | 1 | 0 | 0 | 0 | 0 | 0 | 0 | 0 | 0 | 1 |  | 10 | 3 | 10 | 2
| 6616 | 276 | 10 | 3 | 16 | 0 | 0 | 1 | 0 | 0 | 0 | 0 | 0 | 0 | 0 | 0 | 1 |  | 10 | 3 | 10 | 2
| 6617 | 276 | 10 | 3 | 17 | 0 | 0 | 1 | 0 | 0 | 0 | 0 | 0 | 0 | 0 | 0 | 1 |  | 10 | 3 | 10 | 2
| 6618 | 276 | 10 | 3 | 18 | 0 | 0 | 1 | 0 | 0 | 0 | 0 | 0 | 0 | 0 | 0 | 1 |  | 10 | 3 | 10 | 2
| 6619 | 276 | 10 | 3 | 19 | 0 | 0 | 1 | 0 | 0 | 0 | 0 | 0 | 0 | 0 | 0 | 1 |  | 10 | 3 | 10 | 2
| 6620 | 276 | 10 | 3 | 20 | 0 | 0 | 1 | 0 | 0 | 0 | 0 | 0 | 0 | 0 | 0 | 1 |  | 10 | 3 | 10 | 2
| 6621 | 276 | 10 | 3 | 21 | 0 | 0 | 1 | 0 | 0 | 0 | 0 | 0 | 0 | 0 | 0 | 1 |  | 10 | 3 | 10 | 2
| 6622 | 276 | 10 | 3 | 22 | 0 | 0 | 1 | 0 | 0 | 0 | 0 | 0 | 0 | 0 | 0 | 1 |  | 10 | 3 | 10 | 2
| 6623 | 276 | 10 | 3 | 23 | 0 | 0 | 1 | 0 | 0 | 0 | 0 | 0 | 0 | 0 | 0 | 1 |  | 10 | 3 | 10 | 2
| 6624 | 276 | 10 | 3 | 24 | 0 | 0 | 1 | 0 | 0 | 0 | 0 | 0 | 0 | 0 | 0 | 1 |  | 10 | 3 | 10 | 2
| 6625 | 277 | 10 | 4 | 1 | 0 | 0 | 1 | 0 | 0 | 0 | 0 | 0 | 0 | 0 | 0 | 1 |  | 10 | 4 | 10 | 3
| 6626 | 277 | 10 | 4 | 2 | 0 | 0 | 1 | 0 | 0 | 0 | 0 | 0 | 0 | 0 | 0 | 1 |  | 10 | 4 | 10 | 3
| 6627 | 277 | 10 | 4 | 3 | 0 | 0 | 1 | 0 | 0 | 0 | 0 | 0 | 0 | 0 | 0 | 1 |  | 10 | 4 | 10 | 3
| 6628 | 277 | 10 | 4 | 4 | 0 | 0 | 1 | 0 | 0 | 0 | 0 | 0 | 0 | 0 | 0 | 1 |  | 10 | 4 | 10 | 3
| 6629 | 277 | 10 | 4 | 5 | 0 | 0 | 1 | 0 | 0 | 0 | 0 | 0 | 0 | 0 | 0 | 1 |  | 10 | 4 | 10 | 3
| 6630 | 277 | 10 | 4 | 6 | 0 | 0 | 1 | 0 | 0 | 0 | 0 | 0 | 0 | 0 | 0 | 1 |  | 10 | 4 | 10 | 3
| 6631 | 277 | 10 | 4 | 7 | 0 | 0 | 1 | 0 | 0 | 0 | 0 | 0 | 0 | 0 | 0 | 1 |  | 10 | 4 | 10 | 3
| 6632 | 277 | 10 | 4 | 8 | 0 | 0 | 1 | 0 | 0 | 0 | 0 | 0 | 0 | 0 | 0 | 1 |  | 10 | 4 | 10 | 3
| 6633 | 277 | 10 | 4 | 9 | 0 | 0 | 1 | 0 | 0 | 0 | 0 | 0 | 0 | 0 | 0 | 1 |  | 10 | 4 | 10 | 3
| 6634 | 277 | 10 | 4 | 10 | 0 | 0 | 1 | 0 | 0 | 0 | 0 | 0 | 0 | 0 | 0 | 1 |  | 10 | 4 | 10 | 3
| 6635 | 277 | 10 | 4 | 11 | 0 | 0 | 1 | 0 | 0 | 0 | 0 | 0 | 0 | 0 | 0 | 1 |  | 10 | 4 | 10 | 3
| 6636 | 277 | 10 | 4 | 12 | 0 | 0 | 1 | 0 | 0 | 0 | 0 | 0 | 0 | 0 | 0 | 1 |  | 10 | 4 | 10 | 3
| 6637 | 277 | 10 | 4 | 13 | 0 | 0 | 1 | 0 | 0 | 0 | 0 | 0 | 0 | 0 | 0 | 1 |  | 10 | 4 | 10 | 3
| 6638 | 277 | 10 | 4 | 14 | 0 | 0 | 1 | 0 | 0 | 0 | 0 | 0 | 0 | 0 | 0 | 1 |  | 10 | 4 | 10 | 3
| 6639 | 277 | 10 | 4 | 15 | 0 | 0 | 1 | 0 | 0 | 0 | 0 | 0 | 0 | 0 | 0 | 1 |  | 10 | 4 | 10 | 3
| 6640 | 277 | 10 | 4 | 16 | 0 | 0 | 1 | 0 | 0 | 0 | 0 | 0 | 0 | 0 | 0 | 1 |  | 10 | 4 | 10 | 3
| 6641 | 277 | 10 | 4 | 17 | 0 | 0 | 1 | 0 | 0 | 0 | 0 | 0 | 0 | 0 | 0 | 1 |  | 10 | 4 | 10 | 3
| 6642 | 277 | 10 | 4 | 18 | 0 | 0 | 1 | 0 | 0 | 0 | 0 | 0 | 0 | 0 | 0 | 1 |  | 10 | 4 | 10 | 3
| 6643 | 277 | 10 | 4 | 19 | 0 | 0 | 1 | 0 | 0 | 0 | 0 | 0 | 0 | 0 | 0 | 1 |  | 10 | 4 | 10 | 3
| 6644 | 277 | 10 | 4 | 20 | 0 | 0 | 1 | 0 | 0 | 0 | 0 | 0 | 0 | 0 | 0 | 1 |  | 10 | 4 | 10 | 3
| 6645 | 277 | 10 | 4 | 21 | 0 | 0 | 1 | 0 | 0 | 0 | 0 | 0 | 0 | 0 | 0 | 1 |  | 10 | 4 | 10 | 3
| 6646 | 277 | 10 | 4 | 22 | 0 | 0 | 1 | 0 | 0 | 0 | 0 | 0 | 0 | 0 | 0 | 1 |  | 10 | 4 | 10 | 3
| 6647 | 277 | 10 | 4 | 23 | 0 | 0 | 1 | 0 | 0 | 0 | 0 | 0 | 0 | 0 | 0 | 1 |  | 10 | 4 | 10 | 3
| 6648 | 277 | 10 | 4 | 24 | 0 | 0 | 1 | 0 | 0 | 0 | 0 | 0 | 0 | 0 | 0 | 1 |  | 10 | 4 | 10 | 3
| 6649 | 278 | 10 | 5 | 1 | 0 | 0 | 1 | 0 | 0 | 0 | 0 | 0 | 0 | 0 | 0 | 1 |  | 10 | 5 | 10 | 4
| 6650 | 278 | 10 | 5 | 2 | 0 | 0 | 1 | 0 | 0 | 0 | 0 | 0 | 0 | 0 | 0 | 1 |  | 10 | 5 | 10 | 4
| 6651 | 278 | 10 | 5 | 3 | 0 | 0 | 1 | 0 | 0 | 0 | 0 | 0 | 0 | 0 | 0 | 1 |  | 10 | 5 | 10 | 4
| 6652 | 278 | 10 | 5 | 4 | 0 | 0 | 1 | 0 | 0 | 0 | 0 | 0 | 0 | 0 | 0 | 1 |  | 10 | 5 | 10 | 4
| 6653 | 278 | 10 | 5 | 5 | 0 | 0 | 1 | 0 | 0 | 0 | 0 | 0 | 0 | 0 | 0 | 1 |  | 10 | 5 | 10 | 4
| 6654 | 278 | 10 | 5 | 6 | 0 | 0 | 1 | 0 | 0 | 0 | 0 | 0 | 0 | 0 | 0 | 1 |  | 10 | 5 | 10 | 4
| 6655 | 278 | 10 | 5 | 7 | 0 | 0 | 1 | 0 | 0 | 0 | 0 | 0 | 0 | 0 | 0 | 1 |  | 10 | 5 | 10 | 4
| 6656 | 278 | 10 | 5 | 8 | 0 | 0 | 1 | 0 | 0 | 0 | 0 | 0 | 0 | 0 | 0 | 1 |  | 10 | 5 | 10 | 4
| 6657 | 278 | 10 | 5 | 9 | 0 | 0 | 1 | 0 | 0 | 0 | 0 | 0 | 0 | 0 | 0 | 1 |  | 10 | 5 | 10 | 4
| 6658 | 278 | 10 | 5 | 10 | 0 | 0 | 1 | 0 | 0 | 0 | 0 | 0 | 0 | 0 | 0 | 1 |  | 10 | 5 | 10 | 4
| 6659 | 278 | 10 | 5 | 11 | 0 | 0 | 1 | 0 | 0 | 0 | 0 | 0 | 0 | 0 | 0 | 1 |  | 10 | 5 | 10 | 4
| 6660 | 278 | 10 | 5 | 12 | 0 | 0 | 1 | 0 | 0 | 0 | 0 | 0 | 0 | 0 | 0 | 1 |  | 10 | 5 | 10 | 4
| 6661 | 278 | 10 | 5 | 13 | 0 | 0 | 1 | 0 | 0 | 0 | 0 | 0 | 0 | 0 | 0 | 1 |  | 10 | 5 | 10 | 4
| 6662 | 278 | 10 | 5 | 14 | 0 | 0 | 1 | 0 | 0 | 0 | 0 | 0 | 0 | 0 | 0 | 1 |  | 10 | 5 | 10 | 4
| 6663 | 278 | 10 | 5 | 15 | 0 | 0 | 1 | 0 | 0 | 0 | 0 | 0 | 0 | 0 | 0 | 1 |  | 10 | 5 | 10 | 4
| 6664 | 278 | 10 | 5 | 16 | 0 | 0 | 1 | 0 | 0 | 0 | 0 | 0 | 0 | 0 | 0 | 1 |  | 10 | 5 | 10 | 4
| 6665 | 278 | 10 | 5 | 17 | 0 | 0 | 1 | 0 | 0 | 0 | 0 | 0 | 0 | 0 | 0 | 1 |  | 10 | 5 | 10 | 4
| 6666 | 278 | 10 | 5 | 18 | 0 | 0 | 1 | 0 | 0 | 0 | 0 | 0 | 0 | 0 | 0 | 1 |  | 10 | 5 | 10 | 4
| 6667 | 278 | 10 | 5 | 19 | 0 | 0 | 1 | 0 | 0 | 0 | 0 | 0 | 0 | 0 | 0 | 1 |  | 10 | 5 | 10 | 4
| 6668 | 278 | 10 | 5 | 20 | 0 | 0 | 1 | 0 | 0 | 0 | 0 | 0 | 0 | 0 | 0 | 1 |  | 10 | 5 | 10 | 4
| 6669 | 278 | 10 | 5 | 21 | 0 | 0 | 1 | 0 | 0 | 0 | 0 | 0 | 0 | 0 | 0 | 1 |  | 10 | 5 | 10 | 4
| 6670 | 278 | 10 | 5 | 22 | 0 | 0 | 1 | 0 | 0 | 0 | 0 | 0 | 0 | 0 | 0 | 1 |  | 10 | 5 | 10 | 4
| 6671 | 278 | 10 | 5 | 23 | 0 | 0 | 1 | 0 | 0 | 0 | 0 | 0 | 0 | 0 | 0 | 1 |  | 10 | 5 | 10 | 4
| 6672 | 278 | 10 | 5 | 24 | 0 | 0 | 1 | 0 | 0 | 0 | 0 | 0 | 0 | 0 | 0 | 1 |  | 10 | 5 | 10 | 4
| 6673 | 279 | 10 | 6 | 1 | 0 | 0 | 1 | 0 | 0 | 0 | 0 | 0 | 0 | 0 | 0 | 1 |  | 10 | 6 | 10 | 5
| 6674 | 279 | 10 | 6 | 2 | 0 | 0 | 1 | 0 | 0 | 0 | 0 | 0 | 0 | 0 | 0 | 1 |  | 10 | 6 | 10 | 5
| 6675 | 279 | 10 | 6 | 3 | 0 | 0 | 1 | 0 | 0 | 0 | 0 | 0 | 0 | 0 | 0 | 1 |  | 10 | 6 | 10 | 5
| 6676 | 279 | 10 | 6 | 4 | 0 | 0 | 1 | 0 | 0 | 0 | 0 | 0 | 0 | 0 | 0 | 1 |  | 10 | 6 | 10 | 5
| 6677 | 279 | 10 | 6 | 5 | 0 | 0 | 1 | 0 | 0 | 0 | 0 | 0 | 0 | 0 | 0 | 1 |  | 10 | 6 | 10 | 5
| 6678 | 279 | 10 | 6 | 6 | 0 | 0 | 1 | 0 | 0 | 0 | 0 | 0 | 0 | 0 | 0 | 1 |  | 10 | 6 | 10 | 5
| 6679 | 279 | 10 | 6 | 7 | 0 | 0 | 1 | 0 | 0 | 0 | 0 | 0 | 0 | 0 | 0 | 1 |  | 10 | 6 | 10 | 5
| 6680 | 279 | 10 | 6 | 8 | 0 | 0 | 1 | 0 | 0 | 0 | 0 | 0 | 0 | 0 | 0 | 1 |  | 10 | 6 | 10 | 5
| 6681 | 279 | 10 | 6 | 9 | 0 | 0 | 1 | 0 | 0 | 0 | 0 | 0 | 0 | 0 | 0 | 1 |  | 10 | 6 | 10 | 5
| 6682 | 279 | 10 | 6 | 10 | 0 | 0 | 1 | 0 | 0 | 0 | 0 | 0 | 0 | 0 | 0 | 1 |  | 10 | 6 | 10 | 5
| 6683 | 279 | 10 | 6 | 11 | 0 | 0 | 1 | 0 | 0 | 0 | 0 | 0 | 0 | 0 | 0 | 1 |  | 10 | 6 | 10 | 5
| 6684 | 279 | 10 | 6 | 12 | 0 | 0 | 1 | 0 | 0 | 0 | 0 | 0 | 0 | 0 | 0 | 1 |  | 10 | 6 | 10 | 5
| 6685 | 279 | 10 | 6 | 13 | 0 | 0 | 1 | 0 | 0 | 0 | 0 | 0 | 0 | 0 | 0 | 1 |  | 10 | 6 | 10 | 5
| 6686 | 279 | 10 | 6 | 14 | 0 | 0 | 1 | 0 | 0 | 0 | 0 | 0 | 0 | 0 | 0 | 1 |  | 10 | 6 | 10 | 5
| 6687 | 279 | 10 | 6 | 15 | 0 | 0 | 1 | 0 | 0 | 0 | 0 | 0 | 0 | 0 | 0 | 1 |  | 10 | 6 | 10 | 5
| 6688 | 279 | 10 | 6 | 16 | 0 | 0 | 1 | 0 | 0 | 0 | 0 | 0 | 0 | 0 | 0 | 1 |  | 10 | 6 | 10 | 5
| 6689 | 279 | 10 | 6 | 17 | 0 | 0 | 1 | 0 | 0 | 0 | 0 | 0 | 0 | 0 | 0 | 1 |  | 10 | 6 | 10 | 5
| 6690 | 279 | 10 | 6 | 18 | 0 | 0 | 1 | 0 | 0 | 0 | 0 | 0 | 0 | 0 | 0 | 1 |  | 10 | 6 | 10 | 5
| 6691 | 279 | 10 | 6 | 19 | 0 | 0 | 1 | 0 | 0 | 0 | 0 | 0 | 0 | 0 | 0 | 1 |  | 10 | 6 | 10 | 5
| 6692 | 279 | 10 | 6 | 20 | 0 | 0 | 1 | 0 | 0 | 0 | 0 | 0 | 0 | 0 | 0 | 1 |  | 10 | 6 | 10 | 5
| 6693 | 279 | 10 | 6 | 21 | 0 | 0 | 1 | 0 | 0 | 0 | 0 | 0 | 0 | 0 | 0 | 1 |  | 10 | 6 | 10 | 5
| 6694 | 279 | 10 | 6 | 22 | 0 | 0 | 1 | 0 | 0 | 0 | 0 | 0 | 0 | 0 | 0 | 1 |  | 10 | 6 | 10 | 5
| 6695 | 279 | 10 | 6 | 23 | 0 | 0 | 1 | 0 | 0 | 0 | 0 | 0 | 0 | 0 | 0 | 1 |  | 10 | 6 | 10 | 5
| 6696 | 279 | 10 | 6 | 24 | 0 | 0 | 1 | 0 | 0 | 0 | 0 | 0 | 0 | 0 | 0 | 1 |  | 10 | 6 | 10 | 5
| 6697 | 280 | 10 | 7 | 1 | 0 | 0 | 1 | 0 | 0 | 0 | 0 | 0 | 0 | 0 | 0 | 1 |  | 10 | 7 | 10 | 6
| 6698 | 280 | 10 | 7 | 2 | 0 | 0 | 1 | 0 | 0 | 0 | 0 | 0 | 0 | 0 | 0 | 1 |  | 10 | 7 | 10 | 6
| 6699 | 280 | 10 | 7 | 3 | 0 | 0 | 1 | 0 | 0 | 0 | 0 | 0 | 0 | 0 | 0 | 1 |  | 10 | 7 | 10 | 6
| 6700 | 280 | 10 | 7 | 4 | 0 | 0 | 1 | 0 | 0 | 0 | 0 | 0 | 0 | 0 | 0 | 1 |  | 10 | 7 | 10 | 6
| 6701 | 280 | 10 | 7 | 5 | 0 | 0 | 1 | 0 | 0 | 0 | 0 | 0 | 0 | 0 | 0 | 1 |  | 10 | 7 | 10 | 6
| 6702 | 280 | 10 | 7 | 6 | 0 | 0 | 1 | 0 | 0 | 0 | 0 | 0 | 0 | 0 | 0 | 1 |  | 10 | 7 | 10 | 6
| 6703 | 280 | 10 | 7 | 7 | 0 | 0 | 1 | 0 | 0 | 0 | 0 | 0 | 0 | 0 | 0 | 1 |  | 10 | 7 | 10 | 6
| 6704 | 280 | 10 | 7 | 8 | 0 | 0 | 1 | 0 | 0 | 0 | 0 | 0 | 0 | 0 | 0 | 1 |  | 10 | 7 | 10 | 6
| 6705 | 280 | 10 | 7 | 9 | 0 | 0 | 1 | 0 | 0 | 0 | 0 | 0 | 0 | 0 | 0 | 1 |  | 10 | 7 | 10 | 6
| 6706 | 280 | 10 | 7 | 10 | 0 | 0 | 1 | 0 | 0 | 0 | 0 | 0 | 0 | 0 | 0 | 1 |  | 10 | 7 | 10 | 6
| 6707 | 280 | 10 | 7 | 11 | 0 | 0 | 1 | 0 | 0 | 0 | 0 | 0 | 0 | 0 | 0 | 1 |  | 10 | 7 | 10 | 6
| 6708 | 280 | 10 | 7 | 12 | 0 | 0 | 1 | 0 | 0 | 0 | 0 | 0 | 0 | 0 | 0 | 1 |  | 10 | 7 | 10 | 6
| 6709 | 280 | 10 | 7 | 13 | 0 | 0 | 1 | 0 | 0 | 0 | 0 | 0 | 0 | 0 | 0 | 1 |  | 10 | 7 | 10 | 6
| 6710 | 280 | 10 | 7 | 14 | 0 | 0 | 1 | 0 | 0 | 0 | 0 | 0 | 0 | 0 | 0 | 1 |  | 10 | 7 | 10 | 6
| 6711 | 280 | 10 | 7 | 15 | 0 | 0 | 1 | 0 | 0 | 0 | 0 | 0 | 0 | 0 | 0 | 1 |  | 10 | 7 | 10 | 6
| 6712 | 280 | 10 | 7 | 16 | 0 | 0 | 1 | 0 | 0 | 0 | 0 | 0 | 0 | 0 | 0 | 1 |  | 10 | 7 | 10 | 6
| 6713 | 280 | 10 | 7 | 17 | 0 | 0 | 1 | 0 | 0 | 0 | 0 | 0 | 0 | 0 | 0 | 1 |  | 10 | 7 | 10 | 6
| 6714 | 280 | 10 | 7 | 18 | 0 | 0 | 1 | 0 | 0 | 0 | 0 | 0 | 0 | 0 | 0 | 1 |  | 10 | 7 | 10 | 6
| 6715 | 280 | 10 | 7 | 19 | 0 | 0 | 1 | 0 | 0 | 0 | 0 | 0 | 0 | 0 | 0 | 1 |  | 10 | 7 | 10 | 6
| 6716 | 280 | 10 | 7 | 20 | 0 | 0 | 1 | 0 | 0 | 0 | 0 | 0 | 0 | 0 | 0 | 1 |  | 10 | 7 | 10 | 6
| 6717 | 280 | 10 | 7 | 21 | 0 | 0 | 1 | 0 | 0 | 0 | 0 | 0 | 0 | 0 | 0 | 1 |  | 10 | 7 | 10 | 6
| 6718 | 280 | 10 | 7 | 22 | 0 | 0 | 1 | 0 | 0 | 0 | 0 | 0 | 0 | 0 | 0 | 1 |  | 10 | 7 | 10 | 6
| 6719 | 280 | 10 | 7 | 23 | 0 | 0 | 1 | 0 | 0 | 0 | 0 | 0 | 0 | 0 | 0 | 1 |  | 10 | 7 | 10 | 6
| 6720 | 280 | 10 | 7 | 24 | 0 | 0 | 1 | 0 | 0 | 0 | 0 | 0 | 0 | 0 | 0 | 1 |  | 10 | 7 | 10 | 6
| 6721 | 281 | 10 | 8 | 1 | 0 | 0 | 0 | 0 | 0 | 0 | 0 | 0 | 0 | 0 | 0 | 1 |  | 10 | 8 | 10 | 7
| 6722 | 281 | 10 | 8 | 2 | 0 | 0 | 0 | 0 | 0 | 0 | 0 | 0 | 0 | 0 | 0 | 1 |  | 10 | 8 | 10 | 7
| 6723 | 281 | 10 | 8 | 3 | 0 | 0 | 0 | 0 | 0 | 0 | 0 | 0 | 0 | 0 | 0 | 1 |  | 10 | 8 | 10 | 7
| 6724 | 281 | 10 | 8 | 4 | 0 | 0 | 0 | 0 | 0 | 0 | 0 | 0 | 0 | 0 | 0 | 1 |  | 10 | 8 | 10 | 7
| 6725 | 281 | 10 | 8 | 5 | 0 | 0 | 0 | 0 | 0 | 0 | 0 | 0 | 0 | 0 | 0 | 1 |  | 10 | 8 | 10 | 7
| 6726 | 281 | 10 | 8 | 6 | 0 | 0 | 0 | 0 | 0 | 0 | 0 | 0 | 0 | 0 | 0 | 1 |  | 10 | 8 | 10 | 7
| 6727 | 281 | 10 | 8 | 7 | 0 | 0 | 0 | 0 | 0 | 0 | 0 | 0 | 0 | 0 | 0 | 1 |  | 10 | 8 | 10 | 7
| 6728 | 281 | 10 | 8 | 8 | 0 | 0 | 0 | 0 | 0 | 0 | 0 | 0 | 0 | 0 | 0 | 1 |  | 10 | 8 | 10 | 7
| 6729 | 281 | 10 | 8 | 9 | 0 | 0 | 0 | 0 | 0 | 0 | 0 | 0 | 0 | 0 | 0 | 1 |  | 10 | 8 | 10 | 7
| 6730 | 281 | 10 | 8 | 10 | 0 | 0 | 0 | 0 | 0 | 0 | 0 | 0 | 0 | 0 | 0 | 1 |  | 10 | 8 | 10 | 7
| 6731 | 281 | 10 | 8 | 11 | 0 | 0 | 0 | 0 | 0 | 0 | 0 | 0 | 0 | 0 | 0 | 1 |  | 10 | 8 | 10 | 7
| 6732 | 281 | 10 | 8 | 12 | 0 | 0 | 0 | 0 | 0 | 0 | 0 | 0 | 0 | 0 | 0 | 1 |  | 10 | 8 | 10 | 7
| 6733 | 281 | 10 | 8 | 13 | 0 | 0 | 0 | 0 | 0 | 0 | 0 | 0 | 0 | 0 | 0 | 1 |  | 10 | 8 | 10 | 7
| 6734 | 281 | 10 | 8 | 14 | 0 | 0 | 0 | 0 | 0 | 0 | 0 | 0 | 0 | 0 | 0 | 1 |  | 10 | 8 | 10 | 7
| 6735 | 281 | 10 | 8 | 15 | 0 | 0 | 0 | 0 | 0 | 0 | 0 | 0 | 0 | 0 | 0 | 1 |  | 10 | 8 | 10 | 7
| 6736 | 281 | 10 | 8 | 16 | 0 | 0 | 0 | 0 | 0 | 0 | 0 | 0 | 0 | 0 | 0 | 1 |  | 10 | 8 | 10 | 7
| 6737 | 281 | 10 | 8 | 17 | 0 | 0 | 0 | 0 | 0 | 0 | 0 | 0 | 0 | 0 | 0 | 1 |  | 10 | 8 | 10 | 7
| 6738 | 281 | 10 | 8 | 18 | 0 | 0 | 0 | 0 | 0 | 0 | 0 | 0 | 0 | 0 | 0 | 1 |  | 10 | 8 | 10 | 7
| 6739 | 281 | 10 | 8 | 19 | 0 | 0 | 0 | 0 | 0 | 0 | 0 | 0 | 0 | 0 | 0 | 1 |  | 10 | 8 | 10 | 7
| 6740 | 281 | 10 | 8 | 20 | 0 | 0 | 0 | 0 | 0 | 0 | 0 | 0 | 0 | 0 | 0 | 1 |  | 10 | 8 | 10 | 7
| 6741 | 281 | 10 | 8 | 21 | 0 | 0 | 0 | 0 | 0 | 0 | 0 | 0 | 0 | 0 | 0 | 1 |  | 10 | 8 | 10 | 7
| 6742 | 281 | 10 | 8 | 22 | 0 | 0 | 0 | 0 | 0 | 0 | 0 | 0 | 0 | 0 | 0 | 1 |  | 10 | 8 | 10 | 7
| 6743 | 281 | 10 | 8 | 23 | 0 | 0 | 0 | 0 | 0 | 0 | 0 | 0 | 0 | 0 | 0 | 1 |  | 10 | 8 | 10 | 7
| 6744 | 281 | 10 | 8 | 24 | 0 | 0 | 0 | 0 | 0 | 0 | 0 | 0 | 0 | 0 | 0 | 1 |  | 10 | 8 | 10 | 7
| 6745 | 282 | 10 | 9 | 1 | 0 | 0 | 0 | 0 | 0 | 0 | 0 | 0 | 0 | 0 | 0 | 1 |  | 10 | 9 | 10 | 8
| 6746 | 282 | 10 | 9 | 2 | 0 | 0 | 0 | 0 | 0 | 0 | 0 | 0 | 0 | 0 | 0 | 1 |  | 10 | 9 | 10 | 8
| 6747 | 282 | 10 | 9 | 3 | 0 | 0 | 0 | 0 | 0 | 0 | 0 | 0 | 0 | 0 | 0 | 1 |  | 10 | 9 | 10 | 8
| 6748 | 282 | 10 | 9 | 4 | 0 | 0 | 0 | 0 | 0 | 0 | 0 | 0 | 0 | 0 | 0 | 1 |  | 10 | 9 | 10 | 8
| 6749 | 282 | 10 | 9 | 5 | 0 | 0 | 0 | 0 | 0 | 0 | 0 | 0 | 0 | 0 | 0 | 1 |  | 10 | 9 | 10 | 8
| 6750 | 282 | 10 | 9 | 6 | 0 | 0 | 0 | 0 | 0 | 0 | 0 | 0 | 0 | 0 | 0 | 1 |  | 10 | 9 | 10 | 8
| 6751 | 282 | 10 | 9 | 7 | 0 | 0 | 0 | 0 | 0 | 0 | 0 | 0 | 0 | 0 | 0 | 1 |  | 10 | 9 | 10 | 8
| 6752 | 282 | 10 | 9 | 8 | 0 | 0 | 0 | 0 | 0 | 0 | 0 | 0 | 0 | 0 | 0 | 1 |  | 10 | 9 | 10 | 8
| 6753 | 282 | 10 | 9 | 9 | 0 | 0 | 0 | 0 | 0 | 0 | 0 | 0 | 0 | 0 | 0 | 1 |  | 10 | 9 | 10 | 8
| 6754 | 282 | 10 | 9 | 10 | 0 | 0 | 0 | 0 | 0 | 0 | 0 | 0 | 0 | 0 | 0 | 1 |  | 10 | 9 | 10 | 8
| 6755 | 282 | 10 | 9 | 11 | 0 | 0 | 0 | 0 | 0 | 0 | 0 | 0 | 0 | 0 | 0 | 1 |  | 10 | 9 | 10 | 8
| 6756 | 282 | 10 | 9 | 12 | 0 | 0 | 0 | 0 | 0 | 0 | 0 | 0 | 0 | 0 | 0 | 1 |  | 10 | 9 | 10 | 8
| 6757 | 282 | 10 | 9 | 13 | 0 | 0 | 0 | 0 | 0 | 0 | 0 | 0 | 0 | 0 | 0 | 1 |  | 10 | 9 | 10 | 8
| 6758 | 282 | 10 | 9 | 14 | 0 | 0 | 0 | 0 | 0 | 0 | 0 | 0 | 0 | 0 | 0 | 1 |  | 10 | 9 | 10 | 8
| 6759 | 282 | 10 | 9 | 15 | 0 | 0 | 0 | 0 | 0 | 0 | 0 | 0 | 0 | 0 | 0 | 1 |  | 10 | 9 | 10 | 8
| 6760 | 282 | 10 | 9 | 16 | 0 | 0 | 0 | 0 | 0 | 0 | 0 | 0 | 0 | 0 | 0 | 1 |  | 10 | 9 | 10 | 8
| 6761 | 282 | 10 | 9 | 17 | 0 | 0 | 0 | 0 | 0 | 0 | 0 | 0 | 0 | 0 | 0 | 1 |  | 10 | 9 | 10 | 8
| 6762 | 282 | 10 | 9 | 18 | 0 | 0 | 0 | 0 | 0 | 0 | 0 | 0 | 0 | 0 | 0 | 1 |  | 10 | 9 | 10 | 8
| 6763 | 282 | 10 | 9 | 19 | 0 | 0 | 0 | 0 | 0 | 0 | 0 | 0 | 0 | 0 | 0 | 1 |  | 10 | 9 | 10 | 8
| 6764 | 282 | 10 | 9 | 20 | 0 | 0 | 0 | 0 | 0 | 0 | 0 | 0 | 0 | 0 | 0 | 1 |  | 10 | 9 | 10 | 8
| 6765 | 282 | 10 | 9 | 21 | 0 | 0 | 0 | 0 | 0 | 0 | 0 | 0 | 0 | 0 | 0 | 1 |  | 10 | 9 | 10 | 8
| 6766 | 282 | 10 | 9 | 22 | 0 | 0 | 0 | 0 | 0 | 0 | 0 | 0 | 0 | 0 | 0 | 1 |  | 10 | 9 | 10 | 8
| 6767 | 282 | 10 | 9 | 23 | 0 | 0 | 0 | 0 | 0 | 0 | 0 | 0 | 0 | 0 | 0 | 1 |  | 10 | 9 | 10 | 8
| 6768 | 282 | 10 | 9 | 24 | 0 | 0 | 0 | 0 | 0 | 0 | 0 | 0 | 0 | 0 | 0 | 1 |  | 10 | 9 | 10 | 8
| 6769 | 283 | 10 | 10 | 1 | 1 | 0 | 0 | 0 | 0 | 0 | 0 | 0 | 0 | 0 | 0 | 1 |  | 10 | 10 | 10 | 9
| 6770 | 283 | 10 | 10 | 2 | 1 | 0 | 0 | 0 | 0 | 0 | 0 | 0 | 0 | 0 | 0 | 1 |  | 10 | 10 | 10 | 9
| 6771 | 283 | 10 | 10 | 3 | 1 | 0 | 0 | 0 | 0 | 0 | 0 | 0 | 0 | 0 | 0 | 1 |  | 10 | 10 | 10 | 9
| 6772 | 283 | 10 | 10 | 4 | 1 | 0 | 0 | 0 | 0 | 0 | 0 | 0 | 0 | 0 | 0 | 1 |  | 10 | 10 | 10 | 9
| 6773 | 283 | 10 | 10 | 5 | 1 | 0 | 0 | 0 | 0 | 0 | 0 | 0 | 0 | 0 | 0 | 1 |  | 10 | 10 | 10 | 9
| 6774 | 283 | 10 | 10 | 6 | 1 | 0 | 0 | 0 | 0 | 0 | 0 | 0 | 0 | 0 | 0 | 1 |  | 10 | 10 | 10 | 9
| 6775 | 283 | 10 | 10 | 7 | 1 | 0 | 0 | 0 | 0 | 0 | 0 | 0 | 0 | 0 | 0 | 1 |  | 10 | 10 | 10 | 9
| 6776 | 283 | 10 | 10 | 8 | 1 | 0 | 0 | 0 | 0 | 0 | 0 | 0 | 0 | 0 | 0 | 1 |  | 10 | 10 | 10 | 9
| 6777 | 283 | 10 | 10 | 9 | 1 | 0 | 0 | 0 | 0 | 0 | 0 | 0 | 0 | 0 | 0 | 1 |  | 10 | 10 | 10 | 9
| 6778 | 283 | 10 | 10 | 10 | 1 | 0 | 0 | 0 | 0 | 0 | 0 | 0 | 0 | 0 | 0 | 1 |  | 10 | 10 | 10 | 9
| 6779 | 283 | 10 | 10 | 11 | 1 | 0 | 0 | 0 | 0 | 0 | 0 | 0 | 0 | 0 | 0 | 1 |  | 10 | 10 | 10 | 9
| 6780 | 283 | 10 | 10 | 12 | 1 | 0 | 0 | 0 | 0 | 0 | 0 | 0 | 0 | 0 | 0 | 1 |  | 10 | 10 | 10 | 9
| 6781 | 283 | 10 | 10 | 13 | 1 | 0 | 0 | 0 | 0 | 0 | 0 | 0 | 0 | 0 | 0 | 1 |  | 10 | 10 | 10 | 9
| 6782 | 283 | 10 | 10 | 14 | 1 | 0 | 0 | 0 | 0 | 0 | 0 | 0 | 0 | 0 | 0 | 1 |  | 10 | 10 | 10 | 9
| 6783 | 283 | 10 | 10 | 15 | 1 | 0 | 0 | 0 | 0 | 0 | 0 | 0 | 0 | 0 | 0 | 1 |  | 10 | 10 | 10 | 9
| 6784 | 283 | 10 | 10 | 16 | 1 | 0 | 0 | 0 | 0 | 0 | 0 | 0 | 0 | 0 | 0 | 1 |  | 10 | 10 | 10 | 9
| 6785 | 283 | 10 | 10 | 17 | 1 | 0 | 0 | 0 | 0 | 0 | 0 | 0 | 0 | 0 | 0 | 1 |  | 10 | 10 | 10 | 9
| 6786 | 283 | 10 | 10 | 18 | 1 | 0 | 0 | 0 | 0 | 0 | 0 | 0 | 0 | 0 | 0 | 1 |  | 10 | 10 | 10 | 9
| 6787 | 283 | 10 | 10 | 19 | 1 | 0 | 0 | 0 | 0 | 0 | 0 | 0 | 0 | 0 | 0 | 1 |  | 10 | 10 | 10 | 9
| 6788 | 283 | 10 | 10 | 20 | 1 | 0 | 0 | 0 | 0 | 0 | 0 | 0 | 0 | 0 | 0 | 1 |  | 10 | 10 | 10 | 9
| 6789 | 283 | 10 | 10 | 21 | 1 | 0 | 0 | 0 | 0 | 0 | 0 | 0 | 0 | 0 | 0 | 1 |  | 10 | 10 | 10 | 9
| 6790 | 283 | 10 | 10 | 22 | 1 | 0 | 0 | 0 | 0 | 0 | 0 | 0 | 0 | 0 | 0 | 1 |  | 10 | 10 | 10 | 9
| 6791 | 283 | 10 | 10 | 23 | 1 | 0 | 0 | 0 | 0 | 0 | 0 | 0 | 0 | 0 | 0 | 1 |  | 10 | 10 | 10 | 9
| 6792 | 283 | 10 | 10 | 24 | 1 | 0 | 0 | 0 | 0 | 0 | 0 | 0 | 0 | 0 | 0 | 1 |  | 10 | 10 | 10 | 9
| 6793 | 284 | 10 | 11 | 1 | 0 | 0 | 1 | 0 | 0 | 0 | 0 | 0 | 0 | 0 | 0 | 1 |  | 10 | 11 | 10 | 10
| 6794 | 284 | 10 | 11 | 2 | 0 | 0 | 1 | 0 | 0 | 0 | 0 | 0 | 0 | 0 | 0 | 1 |  | 10 | 11 | 10 | 10
| 6795 | 284 | 10 | 11 | 3 | 0 | 0 | 1 | 0 | 0 | 0 | 0 | 0 | 0 | 0 | 0 | 1 |  | 10 | 11 | 10 | 10
| 6796 | 284 | 10 | 11 | 4 | 0 | 0 | 1 | 0 | 0 | 0 | 0 | 0 | 0 | 0 | 0 | 1 |  | 10 | 11 | 10 | 10
| 6797 | 284 | 10 | 11 | 5 | 0 | 0 | 1 | 0 | 0 | 0 | 0 | 0 | 0 | 0 | 0 | 1 |  | 10 | 11 | 10 | 10
| 6798 | 284 | 10 | 11 | 6 | 0 | 0 | 1 | 0 | 0 | 0 | 0 | 0 | 0 | 0 | 0 | 1 |  | 10 | 11 | 10 | 10
| 6799 | 284 | 10 | 11 | 7 | 0 | 0 | 1 | 0 | 0 | 0 | 0 | 0 | 0 | 0 | 0 | 1 |  | 10 | 11 | 10 | 10
| 6800 | 284 | 10 | 11 | 8 | 0 | 0 | 1 | 0 | 0 | 0 | 0 | 0 | 0 | 0 | 0 | 1 |  | 10 | 11 | 10 | 10
| 6801 | 284 | 10 | 11 | 9 | 0 | 0 | 1 | 0 | 0 | 0 | 0 | 0 | 0 | 0 | 0 | 1 |  | 10 | 11 | 10 | 10
| 6802 | 284 | 10 | 11 | 10 | 0 | 0 | 1 | 0 | 0 | 0 | 0 | 0 | 0 | 0 | 0 | 1 |  | 10 | 11 | 10 | 10
| 6803 | 284 | 10 | 11 | 11 | 0 | 0 | 1 | 0 | 0 | 0 | 0 | 0 | 0 | 0 | 0 | 1 |  | 10 | 11 | 10 | 10
| 6804 | 284 | 10 | 11 | 12 | 0 | 0 | 1 | 0 | 0 | 0 | 0 | 0 | 0 | 0 | 0 | 1 |  | 10 | 11 | 10 | 10
| 6805 | 284 | 10 | 11 | 13 | 0 | 0 | 1 | 0 | 0 | 0 | 0 | 0 | 0 | 0 | 0 | 1 |  | 10 | 11 | 10 | 10
| 6806 | 284 | 10 | 11 | 14 | 0 | 0 | 1 | 0 | 0 | 0 | 0 | 0 | 0 | 0 | 0 | 1 |  | 10 | 11 | 10 | 10
| 6807 | 284 | 10 | 11 | 15 | 0 | 0 | 1 | 0 | 0 | 0 | 0 | 0 | 0 | 0 | 0 | 1 |  | 10 | 11 | 10 | 10
| 6808 | 284 | 10 | 11 | 16 | 0 | 0 | 1 | 0 | 0 | 0 | 0 | 0 | 0 | 0 | 0 | 1 |  | 10 | 11 | 10 | 10
| 6809 | 284 | 10 | 11 | 17 | 0 | 0 | 1 | 0 | 0 | 0 | 0 | 0 | 0 | 0 | 0 | 1 |  | 10 | 11 | 10 | 10
| 6810 | 284 | 10 | 11 | 18 | 0 | 0 | 1 | 0 | 0 | 0 | 0 | 0 | 0 | 0 | 0 | 1 |  | 10 | 11 | 10 | 10
| 6811 | 284 | 10 | 11 | 19 | 0 | 0 | 1 | 0 | 0 | 0 | 0 | 0 | 0 | 0 | 0 | 1 |  | 10 | 11 | 10 | 10
| 6812 | 284 | 10 | 11 | 20 | 0 | 0 | 1 | 0 | 0 | 0 | 0 | 0 | 0 | 0 | 0 | 1 |  | 10 | 11 | 10 | 10
| 6813 | 284 | 10 | 11 | 21 | 0 | 0 | 1 | 0 | 0 | 0 | 0 | 0 | 0 | 0 | 0 | 1 |  | 10 | 11 | 10 | 10
| 6814 | 284 | 10 | 11 | 22 | 0 | 0 | 1 | 0 | 0 | 0 | 0 | 0 | 0 | 0 | 0 | 1 |  | 10 | 11 | 10 | 10
| 6815 | 284 | 10 | 11 | 23 | 0 | 0 | 1 | 0 | 0 | 0 | 0 | 0 | 0 | 0 | 0 | 1 |  | 10 | 11 | 10 | 10
| 6816 | 284 | 10 | 11 | 24 | 0 | 0 | 1 | 0 | 0 | 0 | 0 | 0 | 0 | 0 | 0 | 1 |  | 10 | 11 | 10 | 10
| 6817 | 285 | 10 | 12 | 1 | 0 | 0 | 1 | 0 | 0 | 0 | 0 | 0 | 0 | 0 | 0 | 1 |  | 10 | 12 | 10 | 11
| 6818 | 285 | 10 | 12 | 2 | 0 | 0 | 1 | 0 | 0 | 0 | 0 | 0 | 0 | 0 | 0 | 1 |  | 10 | 12 | 10 | 11
| 6819 | 285 | 10 | 12 | 3 | 0 | 0 | 1 | 0 | 0 | 0 | 0 | 0 | 0 | 0 | 0 | 1 |  | 10 | 12 | 10 | 11
| 6820 | 285 | 10 | 12 | 4 | 0 | 0 | 1 | 0 | 0 | 0 | 0 | 0 | 0 | 0 | 0 | 1 |  | 10 | 12 | 10 | 11
| 6821 | 285 | 10 | 12 | 5 | 0 | 0 | 1 | 0 | 0 | 0 | 0 | 0 | 0 | 0 | 0 | 1 |  | 10 | 12 | 10 | 11
| 6822 | 285 | 10 | 12 | 6 | 0 | 0 | 1 | 0 | 0 | 0 | 0 | 0 | 0 | 0 | 0 | 1 |  | 10 | 12 | 10 | 11
| 6823 | 285 | 10 | 12 | 7 | 0 | 0 | 1 | 0 | 0 | 0 | 0 | 0 | 0 | 0 | 0 | 1 |  | 10 | 12 | 10 | 11
| 6824 | 285 | 10 | 12 | 8 | 0 | 0 | 1 | 0 | 0 | 0 | 0 | 0 | 0 | 0 | 0 | 1 |  | 10 | 12 | 10 | 11
| 6825 | 285 | 10 | 12 | 9 | 0 | 0 | 1 | 0 | 0 | 0 | 0 | 0 | 0 | 0 | 0 | 1 |  | 10 | 12 | 10 | 11
| 6826 | 285 | 10 | 12 | 10 | 0 | 0 | 1 | 0 | 0 | 0 | 0 | 0 | 0 | 0 | 0 | 1 |  | 10 | 12 | 10 | 11
| 6827 | 285 | 10 | 12 | 11 | 0 | 0 | 1 | 0 | 0 | 0 | 0 | 0 | 0 | 0 | 0 | 1 |  | 10 | 12 | 10 | 11
| 6828 | 285 | 10 | 12 | 12 | 0 | 0 | 1 | 0 | 0 | 0 | 0 | 0 | 0 | 0 | 0 | 1 |  | 10 | 12 | 10 | 11
| 6829 | 285 | 10 | 12 | 13 | 0 | 0 | 1 | 0 | 0 | 0 | 0 | 0 | 0 | 0 | 0 | 1 |  | 10 | 12 | 10 | 11
| 6830 | 285 | 10 | 12 | 14 | 0 | 0 | 1 | 0 | 0 | 0 | 0 | 0 | 0 | 0 | 0 | 1 |  | 10 | 12 | 10 | 11
| 6831 | 285 | 10 | 12 | 15 | 0 | 0 | 1 | 0 | 0 | 0 | 0 | 0 | 0 | 0 | 0 | 1 |  | 10 | 12 | 10 | 11
| 6832 | 285 | 10 | 12 | 16 | 0 | 0 | 1 | 0 | 0 | 0 | 0 | 0 | 0 | 0 | 0 | 1 |  | 10 | 12 | 10 | 11
| 6833 | 285 | 10 | 12 | 17 | 0 | 0 | 1 | 0 | 0 | 0 | 0 | 0 | 0 | 0 | 0 | 1 |  | 10 | 12 | 10 | 11
| 6834 | 285 | 10 | 12 | 18 | 0 | 0 | 1 | 0 | 0 | 0 | 0 | 0 | 0 | 0 | 0 | 1 |  | 10 | 12 | 10 | 11
| 6835 | 285 | 10 | 12 | 19 | 0 | 0 | 1 | 0 | 0 | 0 | 0 | 0 | 0 | 0 | 0 | 1 |  | 10 | 12 | 10 | 11
| 6836 | 285 | 10 | 12 | 20 | 0 | 0 | 1 | 0 | 0 | 0 | 0 | 0 | 0 | 0 | 0 | 1 |  | 10 | 12 | 10 | 11
| 6837 | 285 | 10 | 12 | 21 | 0 | 0 | 1 | 0 | 0 | 0 | 0 | 0 | 0 | 0 | 0 | 1 |  | 10 | 12 | 10 | 11
| 6838 | 285 | 10 | 12 | 22 | 0 | 0 | 1 | 0 | 0 | 0 | 0 | 0 | 0 | 0 | 0 | 1 |  | 10 | 12 | 10 | 11
| 6839 | 285 | 10 | 12 | 23 | 0 | 0 | 1 | 0 | 0 | 0 | 0 | 0 | 0 | 0 | 0 | 1 |  | 10 | 12 | 10 | 11
| 6840 | 285 | 10 | 12 | 24 | 0 | 0 | 1 | 0 | 0 | 0 | 0 | 0 | 0 | 0 | 0 | 1 |  | 10 | 12 | 10 | 11
| 6841 | 286 | 10 | 13 | 1 | 0 | 0 | 1 | 0 | 0 | 0 | 0 | 0 | 0 | 0 | 0 | 1 |  | 10 | 13 | 10 | 12
| 6842 | 286 | 10 | 13 | 2 | 0 | 0 | 1 | 0 | 0 | 0 | 0 | 0 | 0 | 0 | 0 | 1 |  | 10 | 13 | 10 | 12
| 6843 | 286 | 10 | 13 | 3 | 0 | 0 | 1 | 0 | 0 | 0 | 0 | 0 | 0 | 0 | 0 | 1 |  | 10 | 13 | 10 | 12
| 6844 | 286 | 10 | 13 | 4 | 0 | 0 | 1 | 0 | 0 | 0 | 0 | 0 | 0 | 0 | 0 | 1 |  | 10 | 13 | 10 | 12
| 6845 | 286 | 10 | 13 | 5 | 0 | 0 | 1 | 0 | 0 | 0 | 0 | 0 | 0 | 0 | 0 | 1 |  | 10 | 13 | 10 | 12
| 6846 | 286 | 10 | 13 | 6 | 0 | 0 | 1 | 0 | 0 | 0 | 0 | 0 | 0 | 0 | 0 | 1 |  | 10 | 13 | 10 | 12
| 6847 | 286 | 10 | 13 | 7 | 0 | 0 | 1 | 0 | 0 | 0 | 0 | 0 | 0 | 0 | 0 | 1 |  | 10 | 13 | 10 | 12
| 6848 | 286 | 10 | 13 | 8 | 0 | 0 | 1 | 0 | 0 | 0 | 0 | 0 | 0 | 0 | 0 | 1 |  | 10 | 13 | 10 | 12
| 6849 | 286 | 10 | 13 | 9 | 0 | 0 | 1 | 0 | 0 | 0 | 0 | 0 | 0 | 0 | 0 | 1 |  | 10 | 13 | 10 | 12
| 6850 | 286 | 10 | 13 | 10 | 0 | 0 | 1 | 0 | 0 | 0 | 0 | 0 | 0 | 0 | 0 | 1 |  | 10 | 13 | 10 | 12
| 6851 | 286 | 10 | 13 | 11 | 0 | 0 | 1 | 0 | 0 | 0 | 0 | 0 | 0 | 0 | 0 | 1 |  | 10 | 13 | 10 | 12
| 6852 | 286 | 10 | 13 | 12 | 0 | 0 | 1 | 0 | 0 | 0 | 0 | 0 | 0 | 0 | 0 | 1 |  | 10 | 13 | 10 | 12
| 6853 | 286 | 10 | 13 | 13 | 0 | 0 | 1 | 0 | 0 | 0 | 0 | 0 | 0 | 0 | 0 | 1 |  | 10 | 13 | 10 | 12
| 6854 | 286 | 10 | 13 | 14 | 0 | 0 | 1 | 0 | 0 | 0 | 0 | 0 | 0 | 0 | 0 | 1 |  | 10 | 13 | 10 | 12
| 6855 | 286 | 10 | 13 | 15 | 0 | 0 | 1 | 0 | 0 | 0 | 0 | 0 | 0 | 0 | 0 | 1 |  | 10 | 13 | 10 | 12
| 6856 | 286 | 10 | 13 | 16 | 0 | 0 | 1 | 0 | 0 | 0 | 0 | 0 | 0 | 0 | 0 | 1 |  | 10 | 13 | 10 | 12
| 6857 | 286 | 10 | 13 | 17 | 0 | 0 | 1 | 0 | 0 | 0 | 0 | 0 | 0 | 0 | 0 | 1 |  | 10 | 13 | 10 | 12
| 6858 | 286 | 10 | 13 | 18 | 0 | 0 | 1 | 0 | 0 | 0 | 0 | 0 | 0 | 0 | 0 | 1 |  | 10 | 13 | 10 | 12
| 6859 | 286 | 10 | 13 | 19 | 0 | 0 | 1 | 0 | 0 | 0 | 0 | 0 | 0 | 0 | 0 | 1 |  | 10 | 13 | 10 | 12
| 6860 | 286 | 10 | 13 | 20 | 0 | 0 | 1 | 0 | 0 | 0 | 0 | 0 | 0 | 0 | 0 | 1 |  | 10 | 13 | 10 | 12
| 6861 | 286 | 10 | 13 | 21 | 0 | 0 | 1 | 0 | 0 | 0 | 0 | 0 | 0 | 0 | 0 | 1 |  | 10 | 13 | 10 | 12
| 6862 | 286 | 10 | 13 | 22 | 0 | 0 | 1 | 0 | 0 | 0 | 0 | 0 | 0 | 0 | 0 | 1 |  | 10 | 13 | 10 | 12
| 6863 | 286 | 10 | 13 | 23 | 0 | 0 | 1 | 0 | 0 | 0 | 0 | 0 | 0 | 0 | 0 | 1 |  | 10 | 13 | 10 | 12
| 6864 | 286 | 10 | 13 | 24 | 0 | 0 | 1 | 0 | 0 | 0 | 0 | 0 | 0 | 0 | 0 | 1 |  | 10 | 13 | 10 | 12
| 6865 | 287 | 10 | 14 | 1 | 0 | 0 | 1 | 0 | 0 | 0 | 0 | 0 | 0 | 0 | 0 | 1 |  | 10 | 14 | 10 | 13
| 6866 | 287 | 10 | 14 | 2 | 0 | 0 | 1 | 0 | 0 | 0 | 0 | 0 | 0 | 0 | 0 | 1 |  | 10 | 14 | 10 | 13
| 6867 | 287 | 10 | 14 | 3 | 0 | 0 | 1 | 0 | 0 | 0 | 0 | 0 | 0 | 0 | 0 | 1 |  | 10 | 14 | 10 | 13
| 6868 | 287 | 10 | 14 | 4 | 0 | 0 | 1 | 0 | 0 | 0 | 0 | 0 | 0 | 0 | 0 | 1 |  | 10 | 14 | 10 | 13
| 6869 | 287 | 10 | 14 | 5 | 0 | 0 | 1 | 0 | 0 | 0 | 0 | 0 | 0 | 0 | 0 | 1 |  | 10 | 14 | 10 | 13
| 6870 | 287 | 10 | 14 | 6 | 0 | 0 | 1 | 0 | 0 | 0 | 0 | 0 | 0 | 0 | 0 | 1 |  | 10 | 14 | 10 | 13
| 6871 | 287 | 10 | 14 | 7 | 0 | 0 | 1 | 0 | 0 | 0 | 0 | 0 | 0 | 0 | 0 | 1 |  | 10 | 14 | 10 | 13
| 6872 | 287 | 10 | 14 | 8 | 0 | 0 | 1 | 0 | 0 | 0 | 0 | 0 | 0 | 0 | 0 | 1 |  | 10 | 14 | 10 | 13
| 6873 | 287 | 10 | 14 | 9 | 0 | 0 | 1 | 0 | 0 | 0 | 0 | 0 | 0 | 0 | 0 | 1 |  | 10 | 14 | 10 | 13
| 6874 | 287 | 10 | 14 | 10 | 0 | 0 | 1 | 0 | 0 | 0 | 0 | 0 | 0 | 0 | 0 | 1 |  | 10 | 14 | 10 | 13
| 6875 | 287 | 10 | 14 | 11 | 0 | 0 | 1 | 0 | 0 | 0 | 0 | 0 | 0 | 0 | 0 | 1 |  | 10 | 14 | 10 | 13
| 6876 | 287 | 10 | 14 | 12 | 0 | 0 | 1 | 0 | 0 | 0 | 0 | 0 | 0 | 0 | 0 | 1 |  | 10 | 14 | 10 | 13
| 6877 | 287 | 10 | 14 | 13 | 0 | 0 | 1 | 0 | 0 | 0 | 0 | 0 | 0 | 0 | 0 | 1 |  | 10 | 14 | 10 | 13
| 6878 | 287 | 10 | 14 | 14 | 0 | 0 | 1 | 0 | 0 | 0 | 0 | 0 | 0 | 0 | 0 | 1 |  | 10 | 14 | 10 | 13
| 6879 | 287 | 10 | 14 | 15 | 0 | 0 | 1 | 0 | 0 | 0 | 0 | 0 | 0 | 0 | 0 | 1 |  | 10 | 14 | 10 | 13
| 6880 | 287 | 10 | 14 | 16 | 0 | 0 | 1 | 0 | 0 | 0 | 0 | 0 | 0 | 0 | 0 | 1 |  | 10 | 14 | 10 | 13
| 6881 | 287 | 10 | 14 | 17 | 0 | 0 | 1 | 0 | 0 | 0 | 0 | 0 | 0 | 0 | 0 | 1 |  | 10 | 14 | 10 | 13
| 6882 | 287 | 10 | 14 | 18 | 0 | 0 | 1 | 0 | 0 | 0 | 0 | 0 | 0 | 0 | 0 | 1 |  | 10 | 14 | 10 | 13
| 6883 | 287 | 10 | 14 | 19 | 0 | 0 | 1 | 0 | 0 | 0 | 0 | 0 | 0 | 0 | 0 | 1 |  | 10 | 14 | 10 | 13
| 6884 | 287 | 10 | 14 | 20 | 0 | 0 | 1 | 0 | 0 | 0 | 0 | 0 | 0 | 0 | 0 | 1 |  | 10 | 14 | 10 | 13
| 6885 | 287 | 10 | 14 | 21 | 0 | 0 | 1 | 0 | 0 | 0 | 0 | 0 | 0 | 0 | 0 | 1 |  | 10 | 14 | 10 | 13
| 6886 | 287 | 10 | 14 | 22 | 0 | 0 | 1 | 0 | 0 | 0 | 0 | 0 | 0 | 0 | 0 | 1 |  | 10 | 14 | 10 | 13
| 6887 | 287 | 10 | 14 | 23 | 0 | 0 | 1 | 0 | 0 | 0 | 0 | 0 | 0 | 0 | 0 | 1 |  | 10 | 14 | 10 | 13
| 6888 | 287 | 10 | 14 | 24 | 0 | 0 | 1 | 0 | 0 | 0 | 0 | 0 | 0 | 0 | 0 | 1 |  | 10 | 14 | 10 | 13
| 6889 | 288 | 10 | 15 | 1 | 0 | 0 | 0 | 0 | 0 | 0 | 0 | 0 | 0 | 0 | 0 | 1 |  | 10 | 15 | 10 | 14
| 6890 | 288 | 10 | 15 | 2 | 0 | 0 | 0 | 0 | 0 | 0 | 0 | 0 | 0 | 0 | 0 | 1 |  | 10 | 15 | 10 | 14
| 6891 | 288 | 10 | 15 | 3 | 0 | 0 | 0 | 0 | 0 | 0 | 0 | 0 | 0 | 0 | 0 | 1 |  | 10 | 15 | 10 | 14
| 6892 | 288 | 10 | 15 | 4 | 0 | 0 | 0 | 0 | 0 | 0 | 0 | 0 | 0 | 0 | 0 | 1 |  | 10 | 15 | 10 | 14
| 6893 | 288 | 10 | 15 | 5 | 0 | 0 | 0 | 0 | 0 | 0 | 0 | 0 | 0 | 0 | 0 | 1 |  | 10 | 15 | 10 | 14
| 6894 | 288 | 10 | 15 | 6 | 0 | 0 | 0 | 0 | 0 | 0 | 0 | 0 | 0 | 0 | 0 | 1 |  | 10 | 15 | 10 | 14
| 6895 | 288 | 10 | 15 | 7 | 0 | 0 | 0 | 0 | 0 | 0 | 0 | 0 | 0 | 0 | 0 | 1 |  | 10 | 15 | 10 | 14
| 6896 | 288 | 10 | 15 | 8 | 0 | 0 | 0 | 0 | 0 | 0 | 0 | 0 | 0 | 0 | 0 | 1 |  | 10 | 15 | 10 | 14
| 6897 | 288 | 10 | 15 | 9 | 0 | 0 | 0 | 0 | 0 | 0 | 0 | 0 | 0 | 0 | 0 | 1 |  | 10 | 15 | 10 | 14
| 6898 | 288 | 10 | 15 | 10 | 0 | 0 | 0 | 0 | 0 | 0 | 0 | 0 | 0 | 0 | 0 | 1 |  | 10 | 15 | 10 | 14
| 6899 | 288 | 10 | 15 | 11 | 0 | 0 | 0 | 0 | 0 | 0 | 0 | 0 | 0 | 0 | 0 | 1 |  | 10 | 15 | 10 | 14
| 6900 | 288 | 10 | 15 | 12 | 0 | 0 | 0 | 0 | 0 | 0 | 0 | 0 | 0 | 0 | 0 | 1 |  | 10 | 15 | 10 | 14
| 6901 | 288 | 10 | 15 | 13 | 0 | 0 | 0 | 0 | 0 | 0 | 0 | 0 | 0 | 0 | 0 | 1 |  | 10 | 15 | 10 | 14
| 6902 | 288 | 10 | 15 | 14 | 0 | 0 | 0 | 0 | 0 | 0 | 0 | 0 | 0 | 0 | 0 | 1 |  | 10 | 15 | 10 | 14
| 6903 | 288 | 10 | 15 | 15 | 0 | 0 | 0 | 0 | 0 | 0 | 0 | 0 | 0 | 0 | 0 | 1 |  | 10 | 15 | 10 | 14
| 6904 | 288 | 10 | 15 | 16 | 0 | 0 | 0 | 0 | 0 | 0 | 0 | 0 | 0 | 0 | 0 | 1 |  | 10 | 15 | 10 | 14
| 6905 | 288 | 10 | 15 | 17 | 0 | 0 | 0 | 0 | 0 | 0 | 0 | 0 | 0 | 0 | 0 | 1 |  | 10 | 15 | 10 | 14
| 6906 | 288 | 10 | 15 | 18 | 0 | 0 | 0 | 0 | 0 | 0 | 0 | 0 | 0 | 0 | 0 | 1 |  | 10 | 15 | 10 | 14
| 6907 | 288 | 10 | 15 | 19 | 0 | 0 | 0 | 0 | 0 | 0 | 0 | 0 | 0 | 0 | 0 | 1 |  | 10 | 15 | 10 | 14
| 6908 | 288 | 10 | 15 | 20 | 0 | 0 | 0 | 0 | 0 | 0 | 0 | 0 | 0 | 0 | 0 | 1 |  | 10 | 15 | 10 | 14
| 6909 | 288 | 10 | 15 | 21 | 0 | 0 | 0 | 0 | 0 | 0 | 0 | 0 | 0 | 0 | 0 | 1 |  | 10 | 15 | 10 | 14
| 6910 | 288 | 10 | 15 | 22 | 0 | 0 | 0 | 0 | 0 | 0 | 0 | 0 | 0 | 0 | 0 | 1 |  | 10 | 15 | 10 | 14
| 6911 | 288 | 10 | 15 | 23 | 0 | 0 | 0 | 0 | 0 | 0 | 0 | 0 | 0 | 0 | 0 | 1 |  | 10 | 15 | 10 | 14
| 6912 | 288 | 10 | 15 | 24 | 0 | 0 | 0 | 0 | 0 | 0 | 0 | 0 | 0 | 0 | 0 | 1 |  | 10 | 15 | 10 | 14
| 6913 | 289 | 10 | 16 | 1 | 0 | 0 | 0 | 0 | 0 | 0 | 0 | 0 | 0 | 0 | 0 | 1 |  | 10 | 16 | 10 | 15
| 6914 | 289 | 10 | 16 | 2 | 0 | 0 | 0 | 0 | 0 | 0 | 0 | 0 | 0 | 0 | 0 | 1 |  | 10 | 16 | 10 | 15
| 6915 | 289 | 10 | 16 | 3 | 0 | 0 | 0 | 0 | 0 | 0 | 0 | 0 | 0 | 0 | 0 | 1 |  | 10 | 16 | 10 | 15
| 6916 | 289 | 10 | 16 | 4 | 0 | 0 | 0 | 0 | 0 | 0 | 0 | 0 | 0 | 0 | 0 | 1 |  | 10 | 16 | 10 | 15
| 6917 | 289 | 10 | 16 | 5 | 0 | 0 | 0 | 0 | 0 | 0 | 0 | 0 | 0 | 0 | 0 | 1 |  | 10 | 16 | 10 | 15
| 6918 | 289 | 10 | 16 | 6 | 0 | 0 | 0 | 0 | 0 | 0 | 0 | 0 | 0 | 0 | 0 | 1 |  | 10 | 16 | 10 | 15
| 6919 | 289 | 10 | 16 | 7 | 0 | 0 | 0 | 0 | 0 | 0 | 0 | 0 | 0 | 0 | 0 | 1 |  | 10 | 16 | 10 | 15
| 6920 | 289 | 10 | 16 | 8 | 0 | 0 | 0 | 0 | 0 | 0 | 0 | 0 | 0 | 0 | 0 | 1 |  | 10 | 16 | 10 | 15
| 6921 | 289 | 10 | 16 | 9 | 0 | 0 | 0 | 0 | 0 | 0 | 0 | 0 | 0 | 0 | 0 | 1 |  | 10 | 16 | 10 | 15
| 6922 | 289 | 10 | 16 | 10 | 0 | 0 | 0 | 0 | 0 | 0 | 0 | 0 | 0 | 0 | 0 | 1 |  | 10 | 16 | 10 | 15
| 6923 | 289 | 10 | 16 | 11 | 0 | 0 | 0 | 0 | 0 | 0 | 0 | 0 | 0 | 0 | 0 | 1 |  | 10 | 16 | 10 | 15
| 6924 | 289 | 10 | 16 | 12 | 0 | 0 | 0 | 0 | 0 | 0 | 0 | 0 | 0 | 0 | 0 | 1 |  | 10 | 16 | 10 | 15
| 6925 | 289 | 10 | 16 | 13 | 0 | 0 | 0 | 0 | 0 | 0 | 0 | 0 | 0 | 0 | 0 | 1 |  | 10 | 16 | 10 | 15
| 6926 | 289 | 10 | 16 | 14 | 0 | 0 | 0 | 0 | 0 | 0 | 0 | 0 | 0 | 0 | 0 | 1 |  | 10 | 16 | 10 | 15
| 6927 | 289 | 10 | 16 | 15 | 0 | 0 | 0 | 0 | 0 | 0 | 0 | 0 | 0 | 0 | 0 | 1 |  | 10 | 16 | 10 | 15
| 6928 | 289 | 10 | 16 | 16 | 0 | 0 | 0 | 0 | 0 | 0 | 0 | 0 | 0 | 0 | 0 | 1 |  | 10 | 16 | 10 | 15
| 6929 | 289 | 10 | 16 | 17 | 0 | 0 | 0 | 0 | 0 | 0 | 0 | 0 | 0 | 0 | 0 | 1 |  | 10 | 16 | 10 | 15
| 6930 | 289 | 10 | 16 | 18 | 0 | 0 | 0 | 0 | 0 | 0 | 0 | 0 | 0 | 0 | 0 | 1 |  | 10 | 16 | 10 | 15
| 6931 | 289 | 10 | 16 | 19 | 0 | 0 | 0 | 0 | 0 | 0 | 0 | 0 | 0 | 0 | 0 | 1 |  | 10 | 16 | 10 | 15
| 6932 | 289 | 10 | 16 | 20 | 0 | 0 | 0 | 0 | 0 | 0 | 0 | 0 | 0 | 0 | 0 | 1 |  | 10 | 16 | 10 | 15
| 6933 | 289 | 10 | 16 | 21 | 0 | 0 | 0 | 0 | 0 | 0 | 0 | 0 | 0 | 0 | 0 | 1 |  | 10 | 16 | 10 | 15
| 6934 | 289 | 10 | 16 | 22 | 0 | 0 | 0 | 0 | 0 | 0 | 0 | 0 | 0 | 0 | 0 | 1 |  | 10 | 16 | 10 | 15
| 6935 | 289 | 10 | 16 | 23 | 0 | 0 | 0 | 0 | 0 | 0 | 0 | 0 | 0 | 0 | 0 | 1 |  | 10 | 16 | 10 | 15
| 6936 | 289 | 10 | 16 | 24 | 0 | 0 | 0 | 0 | 0 | 0 | 0 | 0 | 0 | 0 | 0 | 1 |  | 10 | 16 | 10 | 15
| 6937 | 290 | 10 | 17 | 1 | 0 | 0 | 1 | 0 | 0 | 0 | 0 | 0 | 0 | 0 | 0 | 1 |  | 10 | 17 | 10 | 16
| 6938 | 290 | 10 | 17 | 2 | 0 | 0 | 1 | 0 | 0 | 0 | 0 | 0 | 0 | 0 | 0 | 1 |  | 10 | 17 | 10 | 16
| 6939 | 290 | 10 | 17 | 3 | 0 | 0 | 1 | 0 | 0 | 0 | 0 | 0 | 0 | 0 | 0 | 1 |  | 10 | 17 | 10 | 16
| 6940 | 290 | 10 | 17 | 4 | 0 | 0 | 1 | 0 | 0 | 0 | 0 | 0 | 0 | 0 | 0 | 1 |  | 10 | 17 | 10 | 16
| 6941 | 290 | 10 | 17 | 5 | 0 | 0 | 1 | 0 | 0 | 0 | 0 | 0 | 0 | 0 | 0 | 1 |  | 10 | 17 | 10 | 16
| 6942 | 290 | 10 | 17 | 6 | 0 | 0 | 1 | 0 | 0 | 0 | 0 | 0 | 0 | 0 | 0 | 1 |  | 10 | 17 | 10 | 16
| 6943 | 290 | 10 | 17 | 7 | 0 | 0 | 1 | 0 | 0 | 0 | 0 | 0 | 0 | 0 | 0 | 1 |  | 10 | 17 | 10 | 16
| 6944 | 290 | 10 | 17 | 8 | 0 | 0 | 1 | 0 | 0 | 0 | 0 | 0 | 0 | 0 | 0 | 1 |  | 10 | 17 | 10 | 16
| 6945 | 290 | 10 | 17 | 9 | 0 | 0 | 1 | 0 | 0 | 0 | 0 | 0 | 0 | 0 | 0 | 1 |  | 10 | 17 | 10 | 16
| 6946 | 290 | 10 | 17 | 10 | 0 | 0 | 1 | 0 | 0 | 0 | 0 | 0 | 0 | 0 | 0 | 1 |  | 10 | 17 | 10 | 16
| 6947 | 290 | 10 | 17 | 11 | 0 | 0 | 1 | 0 | 0 | 0 | 0 | 0 | 0 | 0 | 0 | 1 |  | 10 | 17 | 10 | 16
| 6948 | 290 | 10 | 17 | 12 | 0 | 0 | 1 | 0 | 0 | 0 | 0 | 0 | 0 | 0 | 0 | 1 |  | 10 | 17 | 10 | 16
| 6949 | 290 | 10 | 17 | 13 | 0 | 0 | 1 | 0 | 0 | 0 | 0 | 0 | 0 | 0 | 0 | 1 |  | 10 | 17 | 10 | 16
| 6950 | 290 | 10 | 17 | 14 | 0 | 0 | 1 | 0 | 0 | 0 | 0 | 0 | 0 | 0 | 0 | 1 |  | 10 | 17 | 10 | 16
| 6951 | 290 | 10 | 17 | 15 | 0 | 0 | 1 | 0 | 0 | 0 | 0 | 0 | 0 | 0 | 0 | 1 |  | 10 | 17 | 10 | 16
| 6952 | 290 | 10 | 17 | 16 | 0 | 0 | 1 | 0 | 0 | 0 | 0 | 0 | 0 | 0 | 0 | 1 |  | 10 | 17 | 10 | 16
| 6953 | 290 | 10 | 17 | 17 | 0 | 0 | 1 | 0 | 0 | 0 | 0 | 0 | 0 | 0 | 0 | 1 |  | 10 | 17 | 10 | 16
| 6954 | 290 | 10 | 17 | 18 | 0 | 0 | 1 | 0 | 0 | 0 | 0 | 0 | 0 | 0 | 0 | 1 |  | 10 | 17 | 10 | 16
| 6955 | 290 | 10 | 17 | 19 | 0 | 0 | 1 | 0 | 0 | 0 | 0 | 0 | 0 | 0 | 0 | 1 |  | 10 | 17 | 10 | 16
| 6956 | 290 | 10 | 17 | 20 | 0 | 0 | 1 | 0 | 0 | 0 | 0 | 0 | 0 | 0 | 0 | 1 |  | 10 | 17 | 10 | 16
| 6957 | 290 | 10 | 17 | 21 | 0 | 0 | 1 | 0 | 0 | 0 | 0 | 0 | 0 | 0 | 0 | 1 |  | 10 | 17 | 10 | 16
| 6958 | 290 | 10 | 17 | 22 | 0 | 0 | 1 | 0 | 0 | 0 | 0 | 0 | 0 | 0 | 0 | 1 |  | 10 | 17 | 10 | 16
| 6959 | 290 | 10 | 17 | 23 | 0 | 0 | 1 | 0 | 0 | 0 | 0 | 0 | 0 | 0 | 0 | 1 |  | 10 | 17 | 10 | 16
| 6960 | 290 | 10 | 17 | 24 | 0 | 0 | 1 | 0 | 0 | 0 | 0 | 0 | 0 | 0 | 0 | 1 |  | 10 | 17 | 10 | 16
| 6961 | 291 | 10 | 18 | 1 | 0 | 0 | 1 | 0 | 0 | 0 | 0 | 0 | 0 | 0 | 0 | 1 |  | 10 | 18 | 10 | 17
| 6962 | 291 | 10 | 18 | 2 | 0 | 0 | 1 | 0 | 0 | 0 | 0 | 0 | 0 | 0 | 0 | 1 |  | 10 | 18 | 10 | 17
| 6963 | 291 | 10 | 18 | 3 | 0 | 0 | 1 | 0 | 0 | 0 | 0 | 0 | 0 | 0 | 0 | 1 |  | 10 | 18 | 10 | 17
| 6964 | 291 | 10 | 18 | 4 | 0 | 0 | 1 | 0 | 0 | 0 | 0 | 0 | 0 | 0 | 0 | 1 |  | 10 | 18 | 10 | 17
| 6965 | 291 | 10 | 18 | 5 | 0 | 0 | 1 | 0 | 0 | 0 | 0 | 0 | 0 | 0 | 0 | 1 |  | 10 | 18 | 10 | 17
| 6966 | 291 | 10 | 18 | 6 | 0 | 0 | 1 | 0 | 0 | 0 | 0 | 0 | 0 | 0 | 0 | 1 |  | 10 | 18 | 10 | 17
| 6967 | 291 | 10 | 18 | 7 | 0 | 0 | 1 | 0 | 0 | 0 | 0 | 0 | 0 | 0 | 0 | 1 |  | 10 | 18 | 10 | 17
| 6968 | 291 | 10 | 18 | 8 | 0 | 0 | 1 | 0 | 0 | 0 | 0 | 0 | 0 | 0 | 0 | 1 |  | 10 | 18 | 10 | 17
| 6969 | 291 | 10 | 18 | 9 | 0 | 0 | 1 | 0 | 0 | 0 | 0 | 0 | 0 | 0 | 0 | 1 |  | 10 | 18 | 10 | 17
| 6970 | 291 | 10 | 18 | 10 | 0 | 0 | 1 | 0 | 0 | 0 | 0 | 0 | 0 | 0 | 0 | 1 |  | 10 | 18 | 10 | 17
| 6971 | 291 | 10 | 18 | 11 | 0 | 0 | 1 | 0 | 0 | 0 | 0 | 0 | 0 | 0 | 0 | 1 |  | 10 | 18 | 10 | 17
| 6972 | 291 | 10 | 18 | 12 | 0 | 0 | 1 | 0 | 0 | 0 | 0 | 0 | 0 | 0 | 0 | 1 |  | 10 | 18 | 10 | 17
| 6973 | 291 | 10 | 18 | 13 | 0 | 0 | 1 | 0 | 0 | 0 | 0 | 0 | 0 | 0 | 0 | 1 |  | 10 | 18 | 10 | 17
| 6974 | 291 | 10 | 18 | 14 | 0 | 0 | 1 | 0 | 0 | 0 | 0 | 0 | 0 | 0 | 0 | 1 |  | 10 | 18 | 10 | 17
| 6975 | 291 | 10 | 18 | 15 | 0 | 0 | 1 | 0 | 0 | 0 | 0 | 0 | 0 | 0 | 0 | 1 |  | 10 | 18 | 10 | 17
| 6976 | 291 | 10 | 18 | 16 | 0 | 0 | 1 | 0 | 0 | 0 | 0 | 0 | 0 | 0 | 0 | 1 |  | 10 | 18 | 10 | 17
| 6977 | 291 | 10 | 18 | 17 | 0 | 0 | 1 | 0 | 0 | 0 | 0 | 0 | 0 | 0 | 0 | 1 |  | 10 | 18 | 10 | 17
| 6978 | 291 | 10 | 18 | 18 | 0 | 0 | 1 | 0 | 0 | 0 | 0 | 0 | 0 | 0 | 0 | 1 |  | 10 | 18 | 10 | 17
| 6979 | 291 | 10 | 18 | 19 | 0 | 0 | 1 | 0 | 0 | 0 | 0 | 0 | 0 | 0 | 0 | 1 |  | 10 | 18 | 10 | 17
| 6980 | 291 | 10 | 18 | 20 | 0 | 0 | 1 | 0 | 0 | 0 | 0 | 0 | 0 | 0 | 0 | 1 |  | 10 | 18 | 10 | 17
| 6981 | 291 | 10 | 18 | 21 | 0 | 0 | 1 | 0 | 0 | 0 | 0 | 0 | 0 | 0 | 0 | 1 |  | 10 | 18 | 10 | 17
| 6982 | 291 | 10 | 18 | 22 | 0 | 0 | 1 | 0 | 0 | 0 | 0 | 0 | 0 | 0 | 0 | 1 |  | 10 | 18 | 10 | 17
| 6983 | 291 | 10 | 18 | 23 | 0 | 0 | 1 | 0 | 0 | 0 | 0 | 0 | 0 | 0 | 0 | 1 |  | 10 | 18 | 10 | 17
| 6984 | 291 | 10 | 18 | 24 | 0 | 0 | 1 | 0 | 0 | 0 | 0 | 0 | 0 | 0 | 0 | 1 |  | 10 | 18 | 10 | 17
| 6985 | 292 | 10 | 19 | 1 | 0 | 0 | 1 | 0 | 0 | 0 | 0 | 0 | 0 | 0 | 0 | 1 |  | 10 | 19 | 10 | 18
| 6986 | 292 | 10 | 19 | 2 | 0 | 0 | 1 | 0 | 0 | 0 | 0 | 0 | 0 | 0 | 0 | 1 |  | 10 | 19 | 10 | 18
| 6987 | 292 | 10 | 19 | 3 | 0 | 0 | 1 | 0 | 0 | 0 | 0 | 0 | 0 | 0 | 0 | 1 |  | 10 | 19 | 10 | 18
| 6988 | 292 | 10 | 19 | 4 | 0 | 0 | 1 | 0 | 0 | 0 | 0 | 0 | 0 | 0 | 0 | 1 |  | 10 | 19 | 10 | 18
| 6989 | 292 | 10 | 19 | 5 | 0 | 0 | 1 | 0 | 0 | 0 | 0 | 0 | 0 | 0 | 0 | 1 |  | 10 | 19 | 10 | 18
| 6990 | 292 | 10 | 19 | 6 | 0 | 0 | 1 | 0 | 0 | 0 | 0 | 0 | 0 | 0 | 0 | 1 |  | 10 | 19 | 10 | 18
| 6991 | 292 | 10 | 19 | 7 | 0 | 0 | 1 | 0 | 0 | 0 | 0 | 0 | 0 | 0 | 0 | 1 |  | 10 | 19 | 10 | 18
| 6992 | 292 | 10 | 19 | 8 | 0 | 0 | 1 | 0 | 0 | 0 | 0 | 0 | 0 | 0 | 0 | 1 |  | 10 | 19 | 10 | 18
| 6993 | 292 | 10 | 19 | 9 | 0 | 0 | 1 | 0 | 0 | 0 | 0 | 0 | 0 | 0 | 0 | 1 |  | 10 | 19 | 10 | 18
| 6994 | 292 | 10 | 19 | 10 | 0 | 0 | 1 | 0 | 0 | 0 | 0 | 0 | 0 | 0 | 0 | 1 |  | 10 | 19 | 10 | 18
| 6995 | 292 | 10 | 19 | 11 | 0 | 0 | 1 | 0 | 0 | 0 | 0 | 0 | 0 | 0 | 0 | 1 |  | 10 | 19 | 10 | 18
| 6996 | 292 | 10 | 19 | 12 | 0 | 0 | 1 | 0 | 0 | 0 | 0 | 0 | 0 | 0 | 0 | 1 |  | 10 | 19 | 10 | 18
| 6997 | 292 | 10 | 19 | 13 | 0 | 0 | 1 | 0 | 0 | 0 | 0 | 0 | 0 | 0 | 0 | 1 |  | 10 | 19 | 10 | 18
| 6998 | 292 | 10 | 19 | 14 | 0 | 0 | 1 | 0 | 0 | 0 | 0 | 0 | 0 | 0 | 0 | 1 |  | 10 | 19 | 10 | 18
| 6999 | 292 | 10 | 19 | 15 | 0 | 0 | 1 | 0 | 0 | 0 | 0 | 0 | 0 | 0 | 0 | 1 |  | 10 | 19 | 10 | 18
| 7000 | 292 | 10 | 19 | 16 | 0 | 0 | 1 | 0 | 0 | 0 | 0 | 0 | 0 | 0 | 0 | 1 |  | 10 | 19 | 10 | 18
| 7001 | 292 | 10 | 19 | 17 | 0 | 0 | 1 | 0 | 0 | 0 | 0 | 0 | 0 | 0 | 0 | 1 |  | 10 | 19 | 10 | 18
| 7002 | 292 | 10 | 19 | 18 | 0 | 0 | 1 | 0 | 0 | 0 | 0 | 0 | 0 | 0 | 0 | 1 |  | 10 | 19 | 10 | 18
| 7003 | 292 | 10 | 19 | 19 | 0 | 0 | 1 | 0 | 0 | 0 | 0 | 0 | 0 | 0 | 0 | 1 |  | 10 | 19 | 10 | 18
| 7004 | 292 | 10 | 19 | 20 | 0 | 0 | 1 | 0 | 0 | 0 | 0 | 0 | 0 | 0 | 0 | 1 |  | 10 | 19 | 10 | 18
| 7005 | 292 | 10 | 19 | 21 | 0 | 0 | 1 | 0 | 0 | 0 | 0 | 0 | 0 | 0 | 0 | 1 |  | 10 | 19 | 10 | 18
| 7006 | 292 | 10 | 19 | 22 | 0 | 0 | 1 | 0 | 0 | 0 | 0 | 0 | 0 | 0 | 0 | 1 |  | 10 | 19 | 10 | 18
| 7007 | 292 | 10 | 19 | 23 | 0 | 0 | 1 | 0 | 0 | 0 | 0 | 0 | 0 | 0 | 0 | 1 |  | 10 | 19 | 10 | 18
| 7008 | 292 | 10 | 19 | 24 | 0 | 0 | 1 | 0 | 0 | 0 | 0 | 0 | 0 | 0 | 0 | 1 |  | 10 | 19 | 10 | 18
| 7009 | 293 | 10 | 20 | 1 | 0 | 0 | 1 | 0 | 0 | 0 | 0 | 0 | 0 | 0 | 0 | 1 |  | 10 | 20 | 10 | 19
| 7010 | 293 | 10 | 20 | 2 | 0 | 0 | 1 | 0 | 0 | 0 | 0 | 0 | 0 | 0 | 0 | 1 |  | 10 | 20 | 10 | 19
| 7011 | 293 | 10 | 20 | 3 | 0 | 0 | 1 | 0 | 0 | 0 | 0 | 0 | 0 | 0 | 0 | 1 |  | 10 | 20 | 10 | 19
| 7012 | 293 | 10 | 20 | 4 | 0 | 0 | 1 | 0 | 0 | 0 | 0 | 0 | 0 | 0 | 0 | 1 |  | 10 | 20 | 10 | 19
| 7013 | 293 | 10 | 20 | 5 | 0 | 0 | 1 | 0 | 0 | 0 | 0 | 0 | 0 | 0 | 0 | 1 |  | 10 | 20 | 10 | 19
| 7014 | 293 | 10 | 20 | 6 | 0 | 0 | 1 | 0 | 0 | 0 | 0 | 0 | 0 | 0 | 0 | 1 |  | 10 | 20 | 10 | 19
| 7015 | 293 | 10 | 20 | 7 | 0 | 0 | 1 | 0 | 0 | 0 | 0 | 0 | 0 | 0 | 0 | 1 |  | 10 | 20 | 10 | 19
| 7016 | 293 | 10 | 20 | 8 | 0 | 0 | 1 | 0 | 0 | 0 | 0 | 0 | 0 | 0 | 0 | 1 |  | 10 | 20 | 10 | 19
| 7017 | 293 | 10 | 20 | 9 | 0 | 0 | 1 | 0 | 0 | 0 | 0 | 0 | 0 | 0 | 0 | 1 |  | 10 | 20 | 10 | 19
| 7018 | 293 | 10 | 20 | 10 | 0 | 0 | 1 | 0 | 0 | 0 | 0 | 0 | 0 | 0 | 0 | 1 |  | 10 | 20 | 10 | 19
| 7019 | 293 | 10 | 20 | 11 | 0 | 0 | 1 | 0 | 0 | 0 | 0 | 0 | 0 | 0 | 0 | 1 |  | 10 | 20 | 10 | 19
| 7020 | 293 | 10 | 20 | 12 | 0 | 0 | 1 | 0 | 0 | 0 | 0 | 0 | 0 | 0 | 0 | 1 |  | 10 | 20 | 10 | 19
| 7021 | 293 | 10 | 20 | 13 | 0 | 0 | 1 | 0 | 0 | 0 | 0 | 0 | 0 | 0 | 0 | 1 |  | 10 | 20 | 10 | 19
| 7022 | 293 | 10 | 20 | 14 | 0 | 0 | 1 | 0 | 0 | 0 | 0 | 0 | 0 | 0 | 0 | 1 |  | 10 | 20 | 10 | 19
| 7023 | 293 | 10 | 20 | 15 | 0 | 0 | 1 | 0 | 0 | 0 | 0 | 0 | 0 | 0 | 0 | 1 |  | 10 | 20 | 10 | 19
| 7024 | 293 | 10 | 20 | 16 | 0 | 0 | 1 | 0 | 0 | 0 | 0 | 0 | 0 | 0 | 0 | 1 |  | 10 | 20 | 10 | 19
| 7025 | 293 | 10 | 20 | 17 | 0 | 0 | 1 | 0 | 0 | 0 | 0 | 0 | 0 | 0 | 0 | 1 |  | 10 | 20 | 10 | 19
| 7026 | 293 | 10 | 20 | 18 | 0 | 0 | 1 | 0 | 0 | 0 | 0 | 0 | 0 | 0 | 0 | 1 |  | 10 | 20 | 10 | 19
| 7027 | 293 | 10 | 20 | 19 | 0 | 0 | 1 | 0 | 0 | 0 | 0 | 0 | 0 | 0 | 0 | 1 |  | 10 | 20 | 10 | 19
| 7028 | 293 | 10 | 20 | 20 | 0 | 0 | 1 | 0 | 0 | 0 | 0 | 0 | 0 | 0 | 0 | 1 |  | 10 | 20 | 10 | 19
| 7029 | 293 | 10 | 20 | 21 | 0 | 0 | 1 | 0 | 0 | 0 | 0 | 0 | 0 | 0 | 0 | 1 |  | 10 | 20 | 10 | 19
| 7030 | 293 | 10 | 20 | 22 | 0 | 0 | 1 | 0 | 0 | 0 | 0 | 0 | 0 | 0 | 0 | 1 |  | 10 | 20 | 10 | 19
| 7031 | 293 | 10 | 20 | 23 | 0 | 0 | 1 | 0 | 0 | 0 | 0 | 0 | 0 | 0 | 0 | 1 |  | 10 | 20 | 10 | 19
| 7032 | 293 | 10 | 20 | 24 | 0 | 0 | 1 | 0 | 0 | 0 | 0 | 0 | 0 | 0 | 0 | 1 |  | 10 | 20 | 10 | 19
| 7033 | 294 | 10 | 21 | 1 | 0 | 0 | 1 | 0 | 0 | 0 | 0 | 0 | 0 | 0 | 0 | 1 |  | 10 | 21 | 10 | 20
| 7034 | 294 | 10 | 21 | 2 | 0 | 0 | 1 | 0 | 0 | 0 | 0 | 0 | 0 | 0 | 0 | 1 |  | 10 | 21 | 10 | 20
| 7035 | 294 | 10 | 21 | 3 | 0 | 0 | 1 | 0 | 0 | 0 | 0 | 0 | 0 | 0 | 0 | 1 |  | 10 | 21 | 10 | 20
| 7036 | 294 | 10 | 21 | 4 | 0 | 0 | 1 | 0 | 0 | 0 | 0 | 0 | 0 | 0 | 0 | 1 |  | 10 | 21 | 10 | 20
| 7037 | 294 | 10 | 21 | 5 | 0 | 0 | 1 | 0 | 0 | 0 | 0 | 0 | 0 | 0 | 0 | 1 |  | 10 | 21 | 10 | 20
| 7038 | 294 | 10 | 21 | 6 | 0 | 0 | 1 | 0 | 0 | 0 | 0 | 0 | 0 | 0 | 0 | 1 |  | 10 | 21 | 10 | 20
| 7039 | 294 | 10 | 21 | 7 | 0 | 0 | 1 | 0 | 0 | 0 | 0 | 0 | 0 | 0 | 0 | 1 |  | 10 | 21 | 10 | 20
| 7040 | 294 | 10 | 21 | 8 | 0 | 0 | 1 | 0 | 0 | 0 | 0 | 0 | 0 | 0 | 0 | 1 |  | 10 | 21 | 10 | 20
| 7041 | 294 | 10 | 21 | 9 | 0 | 0 | 1 | 0 | 0 | 0 | 0 | 0 | 0 | 0 | 0 | 1 |  | 10 | 21 | 10 | 20
| 7042 | 294 | 10 | 21 | 10 | 0 | 0 | 1 | 0 | 0 | 0 | 0 | 0 | 0 | 0 | 0 | 1 |  | 10 | 21 | 10 | 20
| 7043 | 294 | 10 | 21 | 11 | 0 | 0 | 1 | 0 | 0 | 0 | 0 | 0 | 0 | 0 | 0 | 1 |  | 10 | 21 | 10 | 20
| 7044 | 294 | 10 | 21 | 12 | 0 | 0 | 1 | 0 | 0 | 0 | 0 | 0 | 0 | 0 | 0 | 1 |  | 10 | 21 | 10 | 20
| 7045 | 294 | 10 | 21 | 13 | 0 | 0 | 1 | 0 | 0 | 0 | 0 | 0 | 0 | 0 | 0 | 1 |  | 10 | 21 | 10 | 20
| 7046 | 294 | 10 | 21 | 14 | 0 | 0 | 1 | 0 | 0 | 0 | 0 | 0 | 0 | 0 | 0 | 1 |  | 10 | 21 | 10 | 20
| 7047 | 294 | 10 | 21 | 15 | 0 | 0 | 1 | 0 | 0 | 0 | 0 | 0 | 0 | 0 | 0 | 1 |  | 10 | 21 | 10 | 20
| 7048 | 294 | 10 | 21 | 16 | 0 | 0 | 1 | 0 | 0 | 0 | 0 | 0 | 0 | 0 | 0 | 1 |  | 10 | 21 | 10 | 20
| 7049 | 294 | 10 | 21 | 17 | 0 | 0 | 1 | 0 | 0 | 0 | 0 | 0 | 0 | 0 | 0 | 1 |  | 10 | 21 | 10 | 20
| 7050 | 294 | 10 | 21 | 18 | 0 | 0 | 1 | 0 | 0 | 0 | 0 | 0 | 0 | 0 | 0 | 1 |  | 10 | 21 | 10 | 20
| 7051 | 294 | 10 | 21 | 19 | 0 | 0 | 1 | 0 | 0 | 0 | 0 | 0 | 0 | 0 | 0 | 1 |  | 10 | 21 | 10 | 20
| 7052 | 294 | 10 | 21 | 20 | 0 | 0 | 1 | 0 | 0 | 0 | 0 | 0 | 0 | 0 | 0 | 1 |  | 10 | 21 | 10 | 20
| 7053 | 294 | 10 | 21 | 21 | 0 | 0 | 1 | 0 | 0 | 0 | 0 | 0 | 0 | 0 | 0 | 1 |  | 10 | 21 | 10 | 20
| 7054 | 294 | 10 | 21 | 22 | 0 | 0 | 1 | 0 | 0 | 0 | 0 | 0 | 0 | 0 | 0 | 1 |  | 10 | 21 | 10 | 20
| 7055 | 294 | 10 | 21 | 23 | 0 | 0 | 1 | 0 | 0 | 0 | 0 | 0 | 0 | 0 | 0 | 1 |  | 10 | 21 | 10 | 20
| 7056 | 294 | 10 | 21 | 24 | 0 | 0 | 1 | 0 | 0 | 0 | 0 | 0 | 0 | 0 | 0 | 1 |  | 10 | 21 | 10 | 20
| 7057 | 295 | 10 | 22 | 1 | 0 | 0 | 0 | 0 | 0 | 0 | 0 | 0 | 0 | 0 | 0 | 1 |  | 10 | 22 | 10 | 21
| 7058 | 295 | 10 | 22 | 2 | 0 | 0 | 0 | 0 | 0 | 0 | 0 | 0 | 0 | 0 | 0 | 1 |  | 10 | 22 | 10 | 21
| 7059 | 295 | 10 | 22 | 3 | 0 | 0 | 0 | 0 | 0 | 0 | 0 | 0 | 0 | 0 | 0 | 1 |  | 10 | 22 | 10 | 21
| 7060 | 295 | 10 | 22 | 4 | 0 | 0 | 0 | 0 | 0 | 0 | 0 | 0 | 0 | 0 | 0 | 1 |  | 10 | 22 | 10 | 21
| 7061 | 295 | 10 | 22 | 5 | 0 | 0 | 0 | 0 | 0 | 0 | 0 | 0 | 0 | 0 | 0 | 1 |  | 10 | 22 | 10 | 21
| 7062 | 295 | 10 | 22 | 6 | 0 | 0 | 0 | 0 | 0 | 0 | 0 | 0 | 0 | 0 | 0 | 1 |  | 10 | 22 | 10 | 21
| 7063 | 295 | 10 | 22 | 7 | 0 | 0 | 0 | 0 | 0 | 0 | 0 | 0 | 0 | 0 | 0 | 1 |  | 10 | 22 | 10 | 21
| 7064 | 295 | 10 | 22 | 8 | 0 | 0 | 0 | 0 | 0 | 0 | 0 | 0 | 0 | 0 | 0 | 1 |  | 10 | 22 | 10 | 21
| 7065 | 295 | 10 | 22 | 9 | 0 | 0 | 0 | 0 | 0 | 0 | 0 | 0 | 0 | 0 | 0 | 1 |  | 10 | 22 | 10 | 21
| 7066 | 295 | 10 | 22 | 10 | 0 | 0 | 0 | 0 | 0 | 0 | 0 | 0 | 0 | 0 | 0 | 1 |  | 10 | 22 | 10 | 21
| 7067 | 295 | 10 | 22 | 11 | 0 | 0 | 0 | 0 | 0 | 0 | 0 | 0 | 0 | 0 | 0 | 1 |  | 10 | 22 | 10 | 21
| 7068 | 295 | 10 | 22 | 12 | 0 | 0 | 0 | 0 | 0 | 0 | 0 | 0 | 0 | 0 | 0 | 1 |  | 10 | 22 | 10 | 21
| 7069 | 295 | 10 | 22 | 13 | 0 | 0 | 0 | 0 | 0 | 0 | 0 | 0 | 0 | 0 | 0 | 1 |  | 10 | 22 | 10 | 21
| 7070 | 295 | 10 | 22 | 14 | 0 | 0 | 0 | 0 | 0 | 0 | 0 | 0 | 0 | 0 | 0 | 1 |  | 10 | 22 | 10 | 21
| 7071 | 295 | 10 | 22 | 15 | 0 | 0 | 0 | 0 | 0 | 0 | 0 | 0 | 0 | 0 | 0 | 1 |  | 10 | 22 | 10 | 21
| 7072 | 295 | 10 | 22 | 16 | 0 | 0 | 0 | 0 | 0 | 0 | 0 | 0 | 0 | 0 | 0 | 1 |  | 10 | 22 | 10 | 21
| 7073 | 295 | 10 | 22 | 17 | 0 | 0 | 0 | 0 | 0 | 0 | 0 | 0 | 0 | 0 | 0 | 1 |  | 10 | 22 | 10 | 21
| 7074 | 295 | 10 | 22 | 18 | 0 | 0 | 0 | 0 | 0 | 0 | 0 | 0 | 0 | 0 | 0 | 1 |  | 10 | 22 | 10 | 21
| 7075 | 295 | 10 | 22 | 19 | 0 | 0 | 0 | 0 | 0 | 0 | 0 | 0 | 0 | 0 | 0 | 1 |  | 10 | 22 | 10 | 21
| 7076 | 295 | 10 | 22 | 20 | 0 | 0 | 0 | 0 | 0 | 0 | 0 | 0 | 0 | 0 | 0 | 1 |  | 10 | 22 | 10 | 21
| 7077 | 295 | 10 | 22 | 21 | 0 | 0 | 0 | 0 | 0 | 0 | 0 | 0 | 0 | 0 | 0 | 1 |  | 10 | 22 | 10 | 21
| 7078 | 295 | 10 | 22 | 22 | 0 | 0 | 0 | 0 | 0 | 0 | 0 | 0 | 0 | 0 | 0 | 1 |  | 10 | 22 | 10 | 21
| 7079 | 295 | 10 | 22 | 23 | 0 | 0 | 0 | 0 | 0 | 0 | 0 | 0 | 0 | 0 | 0 | 1 |  | 10 | 22 | 10 | 21
| 7080 | 295 | 10 | 22 | 24 | 0 | 0 | 0 | 0 | 0 | 0 | 0 | 0 | 0 | 0 | 0 | 1 |  | 10 | 22 | 10 | 21
| 7081 | 296 | 10 | 23 | 1 | 0 | 0 | 0 | 0 | 0 | 0 | 0 | 0 | 0 | 0 | 0 | 1 |  | 10 | 23 | 10 | 22
| 7082 | 296 | 10 | 23 | 2 | 0 | 0 | 0 | 0 | 0 | 0 | 0 | 0 | 0 | 0 | 0 | 1 |  | 10 | 23 | 10 | 22
| 7083 | 296 | 10 | 23 | 3 | 0 | 0 | 0 | 0 | 0 | 0 | 0 | 0 | 0 | 0 | 0 | 1 |  | 10 | 23 | 10 | 22
| 7084 | 296 | 10 | 23 | 4 | 0 | 0 | 0 | 0 | 0 | 0 | 0 | 0 | 0 | 0 | 0 | 1 |  | 10 | 23 | 10 | 22
| 7085 | 296 | 10 | 23 | 5 | 0 | 0 | 0 | 0 | 0 | 0 | 0 | 0 | 0 | 0 | 0 | 1 |  | 10 | 23 | 10 | 22
| 7086 | 296 | 10 | 23 | 6 | 0 | 0 | 0 | 0 | 0 | 0 | 0 | 0 | 0 | 0 | 0 | 1 |  | 10 | 23 | 10 | 22
| 7087 | 296 | 10 | 23 | 7 | 0 | 0 | 0 | 0 | 0 | 0 | 0 | 0 | 0 | 0 | 0 | 1 |  | 10 | 23 | 10 | 22
| 7088 | 296 | 10 | 23 | 8 | 0 | 0 | 0 | 0 | 0 | 0 | 0 | 0 | 0 | 0 | 0 | 1 |  | 10 | 23 | 10 | 22
| 7089 | 296 | 10 | 23 | 9 | 0 | 0 | 0 | 0 | 0 | 0 | 0 | 0 | 0 | 0 | 0 | 1 |  | 10 | 23 | 10 | 22
| 7090 | 296 | 10 | 23 | 10 | 0 | 0 | 0 | 0 | 0 | 0 | 0 | 0 | 0 | 0 | 0 | 1 |  | 10 | 23 | 10 | 22
| 7091 | 296 | 10 | 23 | 11 | 0 | 0 | 0 | 0 | 0 | 0 | 0 | 0 | 0 | 0 | 0 | 1 |  | 10 | 23 | 10 | 22
| 7092 | 296 | 10 | 23 | 12 | 0 | 0 | 0 | 0 | 0 | 0 | 0 | 0 | 0 | 0 | 0 | 1 |  | 10 | 23 | 10 | 22
| 7093 | 296 | 10 | 23 | 13 | 0 | 0 | 0 | 0 | 0 | 0 | 0 | 0 | 0 | 0 | 0 | 1 |  | 10 | 23 | 10 | 22
| 7094 | 296 | 10 | 23 | 14 | 0 | 0 | 0 | 0 | 0 | 0 | 0 | 0 | 0 | 0 | 0 | 1 |  | 10 | 23 | 10 | 22
| 7095 | 296 | 10 | 23 | 15 | 0 | 0 | 0 | 0 | 0 | 0 | 0 | 0 | 0 | 0 | 0 | 1 |  | 10 | 23 | 10 | 22
| 7096 | 296 | 10 | 23 | 16 | 0 | 0 | 0 | 0 | 0 | 0 | 0 | 0 | 0 | 0 | 0 | 1 |  | 10 | 23 | 10 | 22
| 7097 | 296 | 10 | 23 | 17 | 0 | 0 | 0 | 0 | 0 | 0 | 0 | 0 | 0 | 0 | 0 | 1 |  | 10 | 23 | 10 | 22
| 7098 | 296 | 10 | 23 | 18 | 0 | 0 | 0 | 0 | 0 | 0 | 0 | 0 | 0 | 0 | 0 | 1 |  | 10 | 23 | 10 | 22
| 7099 | 296 | 10 | 23 | 19 | 0 | 0 | 0 | 0 | 0 | 0 | 0 | 0 | 0 | 0 | 0 | 1 |  | 10 | 23 | 10 | 22
| 7100 | 296 | 10 | 23 | 20 | 0 | 0 | 0 | 0 | 0 | 0 | 0 | 0 | 0 | 0 | 0 | 1 |  | 10 | 23 | 10 | 22
| 7101 | 296 | 10 | 23 | 21 | 0 | 0 | 0 | 0 | 0 | 0 | 0 | 0 | 0 | 0 | 0 | 1 |  | 10 | 23 | 10 | 22
| 7102 | 296 | 10 | 23 | 22 | 0 | 0 | 0 | 0 | 0 | 0 | 0 | 0 | 0 | 0 | 0 | 1 |  | 10 | 23 | 10 | 22
| 7103 | 296 | 10 | 23 | 23 | 0 | 0 | 0 | 0 | 0 | 0 | 0 | 0 | 0 | 0 | 0 | 1 |  | 10 | 23 | 10 | 22
| 7104 | 296 | 10 | 23 | 24 | 0 | 0 | 0 | 0 | 0 | 0 | 0 | 0 | 0 | 0 | 0 | 1 |  | 10 | 23 | 10 | 22
| 7105 | 297 | 10 | 24 | 1 | 0 | 0 | 1 | 0 | 0 | 0 | 0 | 0 | 0 | 0 | 0 | 1 |  | 10 | 24 | 10 | 23
| 7106 | 297 | 10 | 24 | 2 | 0 | 0 | 1 | 0 | 0 | 0 | 0 | 0 | 0 | 0 | 0 | 1 |  | 10 | 24 | 10 | 23
| 7107 | 297 | 10 | 24 | 3 | 0 | 0 | 1 | 0 | 0 | 0 | 0 | 0 | 0 | 0 | 0 | 1 |  | 10 | 24 | 10 | 23
| 7108 | 297 | 10 | 24 | 4 | 0 | 0 | 1 | 0 | 0 | 0 | 0 | 0 | 0 | 0 | 0 | 1 |  | 10 | 24 | 10 | 23
| 7109 | 297 | 10 | 24 | 5 | 0 | 0 | 1 | 0 | 0 | 0 | 0 | 0 | 0 | 0 | 0 | 1 |  | 10 | 24 | 10 | 23
| 7110 | 297 | 10 | 24 | 6 | 0 | 0 | 1 | 0 | 0 | 0 | 0 | 0 | 0 | 0 | 0 | 1 |  | 10 | 24 | 10 | 23
| 7111 | 297 | 10 | 24 | 7 | 0 | 0 | 1 | 0 | 0 | 0 | 0 | 0 | 0 | 0 | 0 | 1 |  | 10 | 24 | 10 | 23
| 7112 | 297 | 10 | 24 | 8 | 0 | 0 | 1 | 0 | 0 | 0 | 0 | 0 | 0 | 0 | 0 | 1 |  | 10 | 24 | 10 | 23
| 7113 | 297 | 10 | 24 | 9 | 0 | 0 | 1 | 0 | 0 | 0 | 0 | 0 | 0 | 0 | 0 | 1 |  | 10 | 24 | 10 | 23
| 7114 | 297 | 10 | 24 | 10 | 0 | 0 | 1 | 0 | 0 | 0 | 0 | 0 | 0 | 0 | 0 | 1 |  | 10 | 24 | 10 | 23
| 7115 | 297 | 10 | 24 | 11 | 0 | 0 | 1 | 0 | 0 | 0 | 0 | 0 | 0 | 0 | 0 | 1 |  | 10 | 24 | 10 | 23
| 7116 | 297 | 10 | 24 | 12 | 0 | 0 | 1 | 0 | 0 | 0 | 0 | 0 | 0 | 0 | 0 | 1 |  | 10 | 24 | 10 | 23
| 7117 | 297 | 10 | 24 | 13 | 0 | 0 | 1 | 0 | 0 | 0 | 0 | 0 | 0 | 0 | 0 | 1 |  | 10 | 24 | 10 | 23
| 7118 | 297 | 10 | 24 | 14 | 0 | 0 | 1 | 0 | 0 | 0 | 0 | 0 | 0 | 0 | 0 | 1 |  | 10 | 24 | 10 | 23
| 7119 | 297 | 10 | 24 | 15 | 0 | 0 | 1 | 0 | 0 | 0 | 0 | 0 | 0 | 0 | 0 | 1 |  | 10 | 24 | 10 | 23
| 7120 | 297 | 10 | 24 | 16 | 0 | 0 | 1 | 0 | 0 | 0 | 0 | 0 | 0 | 0 | 0 | 1 |  | 10 | 24 | 10 | 23
| 7121 | 297 | 10 | 24 | 17 | 0 | 0 | 1 | 0 | 0 | 0 | 0 | 0 | 0 | 0 | 0 | 1 |  | 10 | 24 | 10 | 23
| 7122 | 297 | 10 | 24 | 18 | 0 | 0 | 1 | 0 | 0 | 0 | 0 | 0 | 0 | 0 | 0 | 1 |  | 10 | 24 | 10 | 23
| 7123 | 297 | 10 | 24 | 19 | 0 | 0 | 1 | 0 | 0 | 0 | 0 | 0 | 0 | 0 | 0 | 1 |  | 10 | 24 | 10 | 23
| 7124 | 297 | 10 | 24 | 20 | 0 | 0 | 1 | 0 | 0 | 0 | 0 | 0 | 0 | 0 | 0 | 1 |  | 10 | 24 | 10 | 23
| 7125 | 297 | 10 | 24 | 21 | 0 | 0 | 1 | 0 | 0 | 0 | 0 | 0 | 0 | 0 | 0 | 1 |  | 10 | 24 | 10 | 23
| 7126 | 297 | 10 | 24 | 22 | 0 | 0 | 1 | 0 | 0 | 0 | 0 | 0 | 0 | 0 | 0 | 1 |  | 10 | 24 | 10 | 23
| 7127 | 297 | 10 | 24 | 23 | 0 | 0 | 1 | 0 | 0 | 0 | 0 | 0 | 0 | 0 | 0 | 1 |  | 10 | 24 | 10 | 23
| 7128 | 297 | 10 | 24 | 24 | 0 | 0 | 1 | 0 | 0 | 0 | 0 | 0 | 0 | 0 | 0 | 1 |  | 10 | 24 | 10 | 23
| 7129 | 298 | 10 | 25 | 1 | 0 | 0 | 1 | 0 | 0 | 0 | 0 | 0 | 0 | 0 | 0 | 1 |  | 10 | 25 | 10 | 24
| 7130 | 298 | 10 | 25 | 2 | 0 | 0 | 1 | 0 | 0 | 0 | 0 | 0 | 0 | 0 | 0 | 1 |  | 10 | 25 | 10 | 24
| 7131 | 298 | 10 | 25 | 3 | 0 | 0 | 1 | 0 | 0 | 0 | 0 | 0 | 0 | 0 | 0 | 1 |  | 10 | 25 | 10 | 24
| 7132 | 298 | 10 | 25 | 4 | 0 | 0 | 1 | 0 | 0 | 0 | 0 | 0 | 0 | 0 | 0 | 1 |  | 10 | 25 | 10 | 24
| 7133 | 298 | 10 | 25 | 5 | 0 | 0 | 1 | 0 | 0 | 0 | 0 | 0 | 0 | 0 | 0 | 1 |  | 10 | 25 | 10 | 24
| 7134 | 298 | 10 | 25 | 6 | 0 | 0 | 1 | 0 | 0 | 0 | 0 | 0 | 0 | 0 | 0 | 1 |  | 10 | 25 | 10 | 24
| 7135 | 298 | 10 | 25 | 7 | 0 | 0 | 1 | 0 | 0 | 0 | 0 | 0 | 0 | 0 | 0 | 1 |  | 10 | 25 | 10 | 24
| 7136 | 298 | 10 | 25 | 8 | 0 | 0 | 1 | 0 | 0 | 0 | 0 | 0 | 0 | 0 | 0 | 1 |  | 10 | 25 | 10 | 24
| 7137 | 298 | 10 | 25 | 9 | 0 | 0 | 1 | 0 | 0 | 0 | 0 | 0 | 0 | 0 | 0 | 1 |  | 10 | 25 | 10 | 24
| 7138 | 298 | 10 | 25 | 10 | 0 | 0 | 1 | 0 | 0 | 0 | 0 | 0 | 0 | 0 | 0 | 1 |  | 10 | 25 | 10 | 24
| 7139 | 298 | 10 | 25 | 11 | 0 | 0 | 1 | 0 | 0 | 0 | 0 | 0 | 0 | 0 | 0 | 1 |  | 10 | 25 | 10 | 24
| 7140 | 298 | 10 | 25 | 12 | 0 | 0 | 1 | 0 | 0 | 0 | 0 | 0 | 0 | 0 | 0 | 1 |  | 10 | 25 | 10 | 24
| 7141 | 298 | 10 | 25 | 13 | 0 | 0 | 1 | 0 | 0 | 0 | 0 | 0 | 0 | 0 | 0 | 1 |  | 10 | 25 | 10 | 24
| 7142 | 298 | 10 | 25 | 14 | 0 | 0 | 1 | 0 | 0 | 0 | 0 | 0 | 0 | 0 | 0 | 1 |  | 10 | 25 | 10 | 24
| 7143 | 298 | 10 | 25 | 15 | 0 | 0 | 1 | 0 | 0 | 0 | 0 | 0 | 0 | 0 | 0 | 1 |  | 10 | 25 | 10 | 24
| 7144 | 298 | 10 | 25 | 16 | 0 | 0 | 1 | 0 | 0 | 0 | 0 | 0 | 0 | 0 | 0 | 1 |  | 10 | 25 | 10 | 24
| 7145 | 298 | 10 | 25 | 17 | 0 | 0 | 1 | 0 | 0 | 0 | 0 | 0 | 0 | 0 | 0 | 1 |  | 10 | 25 | 10 | 24
| 7146 | 298 | 10 | 25 | 18 | 0 | 0 | 1 | 0 | 0 | 0 | 0 | 0 | 0 | 0 | 0 | 1 |  | 10 | 25 | 10 | 24
| 7147 | 298 | 10 | 25 | 19 | 0 | 0 | 1 | 0 | 0 | 0 | 0 | 0 | 0 | 0 | 0 | 1 |  | 10 | 25 | 10 | 24
| 7148 | 298 | 10 | 25 | 20 | 0 | 0 | 1 | 0 | 0 | 0 | 0 | 0 | 0 | 0 | 0 | 1 |  | 10 | 25 | 10 | 24
| 7149 | 298 | 10 | 25 | 21 | 0 | 0 | 1 | 0 | 0 | 0 | 0 | 0 | 0 | 0 | 0 | 1 |  | 10 | 25 | 10 | 24
| 7150 | 298 | 10 | 25 | 22 | 0 | 0 | 1 | 0 | 0 | 0 | 0 | 0 | 0 | 0 | 0 | 1 |  | 10 | 25 | 10 | 24
| 7151 | 298 | 10 | 25 | 23 | 0 | 0 | 1 | 0 | 0 | 0 | 0 | 0 | 0 | 0 | 0 | 1 |  | 10 | 25 | 10 | 24
| 7152 | 298 | 10 | 25 | 24 | 0 | 0 | 1 | 0 | 0 | 0 | 0 | 0 | 0 | 0 | 0 | 1 |  | 10 | 25 | 10 | 24
| 7153 | 299 | 10 | 26 | 1 | 0 | 0 | 1 | 0 | 0 | 0 | 0 | 0 | 0 | 0 | 0 | 1 |  | 10 | 26 | 10 | 25
| 7154 | 299 | 10 | 26 | 2 | 0 | 0 | 1 | 0 | 0 | 0 | 0 | 0 | 0 | 0 | 0 | 1 |  | 10 | 26 | 10 | 25
| 7155 | 299 | 10 | 26 | 3 | 0 | 0 | 1 | 0 | 0 | 0 | 0 | 0 | 0 | 0 | 0 | 1 |  | 10 | 26 | 10 | 25
| 7156 | 299 | 10 | 26 | 4 | 0 | 0 | 1 | 0 | 0 | 0 | 0 | 0 | 0 | 0 | 0 | 1 |  | 10 | 26 | 10 | 25
| 7157 | 299 | 10 | 26 | 5 | 0 | 0 | 1 | 0 | 0 | 0 | 0 | 0 | 0 | 0 | 0 | 1 |  | 10 | 26 | 10 | 25
| 7158 | 299 | 10 | 26 | 6 | 0 | 0 | 1 | 0 | 0 | 0 | 0 | 0 | 0 | 0 | 0 | 1 |  | 10 | 26 | 10 | 25
| 7159 | 299 | 10 | 26 | 7 | 0 | 0 | 1 | 0 | 0 | 0 | 0 | 0 | 0 | 0 | 0 | 1 |  | 10 | 26 | 10 | 25
| 7160 | 299 | 10 | 26 | 8 | 0 | 0 | 1 | 0 | 0 | 0 | 0 | 0 | 0 | 0 | 0 | 1 |  | 10 | 26 | 10 | 25
| 7161 | 299 | 10 | 26 | 9 | 0 | 0 | 1 | 0 | 0 | 0 | 0 | 0 | 0 | 0 | 0 | 1 |  | 10 | 26 | 10 | 25
| 7162 | 299 | 10 | 26 | 10 | 0 | 0 | 1 | 0 | 0 | 0 | 0 | 0 | 0 | 0 | 0 | 1 |  | 10 | 26 | 10 | 25
| 7163 | 299 | 10 | 26 | 11 | 0 | 0 | 1 | 0 | 0 | 0 | 0 | 0 | 0 | 0 | 0 | 1 |  | 10 | 26 | 10 | 25
| 7164 | 299 | 10 | 26 | 12 | 0 | 0 | 1 | 0 | 0 | 0 | 0 | 0 | 0 | 0 | 0 | 1 |  | 10 | 26 | 10 | 25
| 7165 | 299 | 10 | 26 | 13 | 0 | 0 | 1 | 0 | 0 | 0 | 0 | 0 | 0 | 0 | 0 | 1 |  | 10 | 26 | 10 | 25
| 7166 | 299 | 10 | 26 | 14 | 0 | 0 | 1 | 0 | 0 | 0 | 0 | 0 | 0 | 0 | 0 | 1 |  | 10 | 26 | 10 | 25
| 7167 | 299 | 10 | 26 | 15 | 0 | 0 | 1 | 0 | 0 | 0 | 0 | 0 | 0 | 0 | 0 | 1 |  | 10 | 26 | 10 | 25
| 7168 | 299 | 10 | 26 | 16 | 0 | 0 | 1 | 0 | 0 | 0 | 0 | 0 | 0 | 0 | 0 | 1 |  | 10 | 26 | 10 | 25
| 7169 | 299 | 10 | 26 | 17 | 0 | 0 | 1 | 0 | 0 | 0 | 0 | 0 | 0 | 0 | 0 | 1 |  | 10 | 26 | 10 | 25
| 7170 | 299 | 10 | 26 | 18 | 0 | 0 | 1 | 0 | 0 | 0 | 0 | 0 | 0 | 0 | 0 | 1 |  | 10 | 26 | 10 | 25
| 7171 | 299 | 10 | 26 | 19 | 0 | 0 | 1 | 0 | 0 | 0 | 0 | 0 | 0 | 0 | 0 | 1 |  | 10 | 26 | 10 | 25
| 7172 | 299 | 10 | 26 | 20 | 0 | 0 | 1 | 0 | 0 | 0 | 0 | 0 | 0 | 0 | 0 | 1 |  | 10 | 26 | 10 | 25
| 7173 | 299 | 10 | 26 | 21 | 0 | 0 | 1 | 0 | 0 | 0 | 0 | 0 | 0 | 0 | 0 | 1 |  | 10 | 26 | 10 | 25
| 7174 | 299 | 10 | 26 | 22 | 0 | 0 | 1 | 0 | 0 | 0 | 0 | 0 | 0 | 0 | 0 | 1 |  | 10 | 26 | 10 | 25
| 7175 | 299 | 10 | 26 | 23 | 0 | 0 | 1 | 0 | 0 | 0 | 0 | 0 | 0 | 0 | 0 | 1 |  | 10 | 26 | 10 | 25
| 7176 | 299 | 10 | 26 | 24 | 0 | 0 | 1 | 0 | 0 | 0 | 0 | 0 | 0 | 0 | 0 | 1 |  | 10 | 26 | 10 | 25
| 7177 | 300 | 10 | 27 | 1 | 0 | 0 | 1 | 0 | 0 | 0 | 0 | 0 | 0 | 0 | 0 | 1 |  | 10 | 27 | 10 | 26
| 7178 | 300 | 10 | 27 | 2 | 0 | 0 | 1 | 0 | 0 | 0 | 0 | 0 | 0 | 0 | 0 | 1 |  | 10 | 27 | 10 | 26
| 7179 | 300 | 10 | 27 | 3 | 0 | 0 | 1 | 0 | 0 | 0 | 0 | 0 | 0 | 0 | 0 | 1 |  | 10 | 27 | 10 | 26
| 7180 | 300 | 10 | 27 | 4 | 0 | 0 | 1 | 0 | 0 | 0 | 0 | 0 | 0 | 0 | 0 | 1 |  | 10 | 27 | 10 | 26
| 7181 | 300 | 10 | 27 | 5 | 0 | 0 | 1 | 0 | 0 | 0 | 0 | 0 | 0 | 0 | 0 | 1 |  | 10 | 27 | 10 | 26
| 7182 | 300 | 10 | 27 | 6 | 0 | 0 | 1 | 0 | 0 | 0 | 0 | 0 | 0 | 0 | 0 | 1 |  | 10 | 27 | 10 | 26
| 7183 | 300 | 10 | 27 | 7 | 0 | 0 | 1 | 0 | 0 | 0 | 0 | 0 | 0 | 0 | 0 | 1 |  | 10 | 27 | 10 | 26
| 7184 | 300 | 10 | 27 | 8 | 0 | 0 | 1 | 0 | 0 | 0 | 0 | 0 | 0 | 0 | 0 | 1 |  | 10 | 27 | 10 | 26
| 7185 | 300 | 10 | 27 | 9 | 0 | 0 | 1 | 0 | 0 | 0 | 0 | 0 | 0 | 0 | 0 | 1 |  | 10 | 27 | 10 | 26
| 7186 | 300 | 10 | 27 | 10 | 0 | 0 | 1 | 0 | 0 | 0 | 0 | 0 | 0 | 0 | 0 | 1 |  | 10 | 27 | 10 | 26
| 7187 | 300 | 10 | 27 | 11 | 0 | 0 | 1 | 0 | 0 | 0 | 0 | 0 | 0 | 0 | 0 | 1 |  | 10 | 27 | 10 | 26
| 7188 | 300 | 10 | 27 | 12 | 0 | 0 | 1 | 0 | 0 | 0 | 0 | 0 | 0 | 0 | 0 | 1 |  | 10 | 27 | 10 | 26
| 7189 | 300 | 10 | 27 | 13 | 0 | 0 | 1 | 0 | 0 | 0 | 0 | 0 | 0 | 0 | 0 | 1 |  | 10 | 27 | 10 | 26
| 7190 | 300 | 10 | 27 | 14 | 0 | 0 | 1 | 0 | 0 | 0 | 0 | 0 | 0 | 0 | 0 | 1 |  | 10 | 27 | 10 | 26
| 7191 | 300 | 10 | 27 | 15 | 0 | 0 | 1 | 0 | 0 | 0 | 0 | 0 | 0 | 0 | 0 | 1 |  | 10 | 27 | 10 | 26
| 7192 | 300 | 10 | 27 | 16 | 0 | 0 | 1 | 0 | 0 | 0 | 0 | 0 | 0 | 0 | 0 | 1 |  | 10 | 27 | 10 | 26
| 7193 | 300 | 10 | 27 | 17 | 0 | 0 | 1 | 0 | 0 | 0 | 0 | 0 | 0 | 0 | 0 | 1 |  | 10 | 27 | 10 | 26
| 7194 | 300 | 10 | 27 | 18 | 0 | 0 | 1 | 0 | 0 | 0 | 0 | 0 | 0 | 0 | 0 | 1 |  | 10 | 27 | 10 | 26
| 7195 | 300 | 10 | 27 | 19 | 0 | 0 | 1 | 0 | 0 | 0 | 0 | 0 | 0 | 0 | 0 | 1 |  | 10 | 27 | 10 | 26
| 7196 | 300 | 10 | 27 | 20 | 0 | 0 | 1 | 0 | 0 | 0 | 0 | 0 | 0 | 0 | 0 | 1 |  | 10 | 27 | 10 | 26
| 7197 | 300 | 10 | 27 | 21 | 0 | 0 | 1 | 0 | 0 | 0 | 0 | 0 | 0 | 0 | 0 | 1 |  | 10 | 27 | 10 | 26
| 7198 | 300 | 10 | 27 | 22 | 0 | 0 | 1 | 0 | 0 | 0 | 0 | 0 | 0 | 0 | 0 | 1 |  | 10 | 27 | 10 | 26
| 7199 | 300 | 10 | 27 | 23 | 0 | 0 | 1 | 0 | 0 | 0 | 0 | 0 | 0 | 0 | 0 | 1 |  | 10 | 27 | 10 | 26
| 7200 | 300 | 10 | 27 | 24 | 0 | 0 | 1 | 0 | 0 | 0 | 0 | 0 | 0 | 0 | 0 | 1 |  | 10 | 27 | 10 | 26
| 7201 | 301 | 10 | 28 | 1 | 0 | 0 | 1 | 0 | 0 | 0 | 0 | 0 | 0 | 0 | 0 | 1 |  | 10 | 28 | 10 | 27
| 7202 | 301 | 10 | 28 | 2 | 0 | 0 | 1 | 0 | 0 | 0 | 0 | 0 | 0 | 0 | 0 | 1 |  | 10 | 28 | 10 | 27
| 7203 | 301 | 10 | 28 | 3 | 0 | 0 | 1 | 0 | 0 | 0 | 0 | 0 | 0 | 0 | 0 | 1 |  | 10 | 28 | 10 | 27
| 7204 | 301 | 10 | 28 | 4 | 0 | 0 | 1 | 0 | 0 | 0 | 0 | 0 | 0 | 0 | 0 | 1 |  | 10 | 28 | 10 | 27
| 7205 | 301 | 10 | 28 | 5 | 0 | 0 | 1 | 0 | 0 | 0 | 0 | 0 | 0 | 0 | 0 | 1 |  | 10 | 28 | 10 | 27
| 7206 | 301 | 10 | 28 | 6 | 0 | 0 | 1 | 0 | 0 | 0 | 0 | 0 | 0 | 0 | 0 | 1 |  | 10 | 28 | 10 | 27
| 7207 | 301 | 10 | 28 | 7 | 0 | 0 | 1 | 0 | 0 | 0 | 0 | 0 | 0 | 0 | 0 | 1 |  | 10 | 28 | 10 | 27
| 7208 | 301 | 10 | 28 | 8 | 0 | 0 | 1 | 0 | 0 | 0 | 0 | 0 | 0 | 0 | 0 | 1 |  | 10 | 28 | 10 | 27
| 7209 | 301 | 10 | 28 | 9 | 0 | 0 | 1 | 0 | 0 | 0 | 0 | 0 | 0 | 0 | 0 | 1 |  | 10 | 28 | 10 | 27
| 7210 | 301 | 10 | 28 | 10 | 0 | 0 | 1 | 0 | 0 | 0 | 0 | 0 | 0 | 0 | 0 | 1 |  | 10 | 28 | 10 | 27
| 7211 | 301 | 10 | 28 | 11 | 0 | 0 | 1 | 0 | 0 | 0 | 0 | 0 | 0 | 0 | 0 | 1 |  | 10 | 28 | 10 | 27
| 7212 | 301 | 10 | 28 | 12 | 0 | 0 | 1 | 0 | 0 | 0 | 0 | 0 | 0 | 0 | 0 | 1 |  | 10 | 28 | 10 | 27
| 7213 | 301 | 10 | 28 | 13 | 0 | 0 | 1 | 0 | 0 | 0 | 0 | 0 | 0 | 0 | 0 | 1 |  | 10 | 28 | 10 | 27
| 7214 | 301 | 10 | 28 | 14 | 0 | 0 | 1 | 0 | 0 | 0 | 0 | 0 | 0 | 0 | 0 | 1 |  | 10 | 28 | 10 | 27
| 7215 | 301 | 10 | 28 | 15 | 0 | 0 | 1 | 0 | 0 | 0 | 0 | 0 | 0 | 0 | 0 | 1 |  | 10 | 28 | 10 | 27
| 7216 | 301 | 10 | 28 | 16 | 0 | 0 | 1 | 0 | 0 | 0 | 0 | 0 | 0 | 0 | 0 | 1 |  | 10 | 28 | 10 | 27
| 7217 | 301 | 10 | 28 | 17 | 0 | 0 | 1 | 0 | 0 | 0 | 0 | 0 | 0 | 0 | 0 | 1 |  | 10 | 28 | 10 | 27
| 7218 | 301 | 10 | 28 | 18 | 0 | 0 | 1 | 0 | 0 | 0 | 0 | 0 | 0 | 0 | 0 | 1 |  | 10 | 28 | 10 | 27
| 7219 | 301 | 10 | 28 | 19 | 0 | 0 | 1 | 0 | 0 | 0 | 0 | 0 | 0 | 0 | 0 | 1 |  | 10 | 28 | 10 | 27
| 7220 | 301 | 10 | 28 | 20 | 0 | 0 | 1 | 0 | 0 | 0 | 0 | 0 | 0 | 0 | 0 | 1 |  | 10 | 28 | 10 | 27
| 7221 | 301 | 10 | 28 | 21 | 0 | 0 | 1 | 0 | 0 | 0 | 0 | 0 | 0 | 0 | 0 | 1 |  | 10 | 28 | 10 | 27
| 7222 | 301 | 10 | 28 | 22 | 0 | 0 | 1 | 0 | 0 | 0 | 0 | 0 | 0 | 0 | 0 | 1 |  | 10 | 28 | 10 | 27
| 7223 | 301 | 10 | 28 | 23 | 0 | 0 | 1 | 0 | 0 | 0 | 0 | 0 | 0 | 0 | 0 | 1 |  | 10 | 28 | 10 | 27
| 7224 | 301 | 10 | 28 | 24 | 0 | 0 | 1 | 0 | 0 | 0 | 0 | 0 | 0 | 0 | 0 | 1 |  | 10 | 28 | 10 | 27
| 7225 | 302 | 10 | 29 | 1 | 0 | 0 | 0 | 0 | 0 | 0 | 0 | 0 | 0 | 0 | 0 | 1 |  | 10 | 29 | 10 | 28
| 7226 | 302 | 10 | 29 | 2 | 0 | 0 | 0 | 0 | 0 | 0 | 0 | 0 | 0 | 0 | 0 | 1 |  | 10 | 29 | 10 | 28
| 7227 | 302 | 10 | 29 | 3 | 0 | 0 | 0 | 0 | 0 | 0 | 0 | 0 | 0 | 0 | 0 | 1 |  | 10 | 29 | 10 | 28
| 7228 | 302 | 10 | 29 | 4 | 0 | 0 | 0 | 0 | 0 | 0 | 0 | 0 | 0 | 0 | 0 | 1 |  | 10 | 29 | 10 | 28
| 7229 | 302 | 10 | 29 | 5 | 0 | 0 | 0 | 0 | 0 | 0 | 0 | 0 | 0 | 0 | 0 | 1 |  | 10 | 29 | 10 | 28
| 7230 | 302 | 10 | 29 | 6 | 0 | 0 | 0 | 0 | 0 | 0 | 0 | 0 | 0 | 0 | 0 | 1 |  | 10 | 29 | 10 | 28
| 7231 | 302 | 10 | 29 | 7 | 0 | 0 | 0 | 0 | 0 | 0 | 0 | 0 | 0 | 0 | 0 | 1 |  | 10 | 29 | 10 | 28
| 7232 | 302 | 10 | 29 | 8 | 0 | 0 | 0 | 0 | 0 | 0 | 0 | 0 | 0 | 0 | 0 | 1 |  | 10 | 29 | 10 | 28
| 7233 | 302 | 10 | 29 | 9 | 0 | 0 | 0 | 0 | 0 | 0 | 0 | 0 | 0 | 0 | 0 | 1 |  | 10 | 29 | 10 | 28
| 7234 | 302 | 10 | 29 | 10 | 0 | 0 | 0 | 0 | 0 | 0 | 0 | 0 | 0 | 0 | 0 | 1 |  | 10 | 29 | 10 | 28
| 7235 | 302 | 10 | 29 | 11 | 0 | 0 | 0 | 0 | 0 | 0 | 0 | 0 | 0 | 0 | 0 | 1 |  | 10 | 29 | 10 | 28
| 7236 | 302 | 10 | 29 | 12 | 0 | 0 | 0 | 0 | 0 | 0 | 0 | 0 | 0 | 0 | 0 | 1 |  | 10 | 29 | 10 | 28
| 7237 | 302 | 10 | 29 | 13 | 0 | 0 | 0 | 0 | 0 | 0 | 0 | 0 | 0 | 0 | 0 | 1 |  | 10 | 29 | 10 | 28
| 7238 | 302 | 10 | 29 | 14 | 0 | 0 | 0 | 0 | 0 | 0 | 0 | 0 | 0 | 0 | 0 | 1 |  | 10 | 29 | 10 | 28
| 7239 | 302 | 10 | 29 | 15 | 0 | 0 | 0 | 0 | 0 | 0 | 0 | 0 | 0 | 0 | 0 | 1 |  | 10 | 29 | 10 | 28
| 7240 | 302 | 10 | 29 | 16 | 0 | 0 | 0 | 0 | 0 | 0 | 0 | 0 | 0 | 0 | 0 | 1 |  | 10 | 29 | 10 | 28
| 7241 | 302 | 10 | 29 | 17 | 0 | 0 | 0 | 0 | 0 | 0 | 0 | 0 | 0 | 0 | 0 | 1 |  | 10 | 29 | 10 | 28
| 7242 | 302 | 10 | 29 | 18 | 0 | 0 | 0 | 0 | 0 | 0 | 0 | 0 | 0 | 0 | 0 | 1 |  | 10 | 29 | 10 | 28
| 7243 | 302 | 10 | 29 | 19 | 0 | 0 | 0 | 0 | 0 | 0 | 0 | 0 | 0 | 0 | 0 | 1 |  | 10 | 29 | 10 | 28
| 7244 | 302 | 10 | 29 | 20 | 0 | 0 | 0 | 0 | 0 | 0 | 0 | 0 | 0 | 0 | 0 | 1 |  | 10 | 29 | 10 | 28
| 7245 | 302 | 10 | 29 | 21 | 0 | 0 | 0 | 0 | 0 | 0 | 0 | 0 | 0 | 0 | 0 | 1 |  | 10 | 29 | 10 | 28
| 7246 | 302 | 10 | 29 | 22 | 0 | 0 | 0 | 0 | 0 | 0 | 0 | 0 | 0 | 0 | 0 | 1 |  | 10 | 29 | 10 | 28
| 7247 | 302 | 10 | 29 | 23 | 0 | 0 | 0 | 0 | 0 | 0 | 0 | 0 | 0 | 0 | 0 | 1 |  | 10 | 29 | 10 | 28
| 7248 | 302 | 10 | 29 | 24 | 0 | 0 | 0 | 0 | 0 | 0 | 0 | 0 | 0 | 0 | 0 | 1 |  | 10 | 29 | 10 | 28
| 7249 | 303 | 10 | 30 | 1 | 0 | 0 | 0 | 0 | 0 | 0 | 0 | 0 | 0 | 0 | 0 | 1 |  | 10 | 30 | 10 | 29
| 7250 | 303 | 10 | 30 | 2 | 0 | 0 | 0 | 0 | 0 | 0 | 0 | 0 | 0 | 0 | 0 | 1 |  | 10 | 30 | 10 | 29
| 7251 | 303 | 10 | 30 | 3 | 0 | 0 | 0 | 0 | 0 | 0 | 0 | 0 | 0 | 0 | 0 | 1 |  | 10 | 30 | 10 | 29
| 7252 | 303 | 10 | 30 | 4 | 0 | 0 | 0 | 0 | 0 | 0 | 0 | 0 | 0 | 0 | 0 | 1 |  | 10 | 30 | 10 | 29
| 7253 | 303 | 10 | 30 | 5 | 0 | 0 | 0 | 0 | 0 | 0 | 0 | 0 | 0 | 0 | 0 | 1 |  | 10 | 30 | 10 | 29
| 7254 | 303 | 10 | 30 | 6 | 0 | 0 | 0 | 0 | 0 | 0 | 0 | 0 | 0 | 0 | 0 | 1 |  | 10 | 30 | 10 | 29
| 7255 | 303 | 10 | 30 | 7 | 0 | 0 | 0 | 0 | 0 | 0 | 0 | 0 | 0 | 0 | 0 | 1 |  | 10 | 30 | 10 | 29
| 7256 | 303 | 10 | 30 | 8 | 0 | 0 | 0 | 0 | 0 | 0 | 0 | 0 | 0 | 0 | 0 | 1 |  | 10 | 30 | 10 | 29
| 7257 | 303 | 10 | 30 | 9 | 0 | 0 | 0 | 0 | 0 | 0 | 0 | 0 | 0 | 0 | 0 | 1 |  | 10 | 30 | 10 | 29
| 7258 | 303 | 10 | 30 | 10 | 0 | 0 | 0 | 0 | 0 | 0 | 0 | 0 | 0 | 0 | 0 | 1 |  | 10 | 30 | 10 | 29
| 7259 | 303 | 10 | 30 | 11 | 0 | 0 | 0 | 0 | 0 | 0 | 0 | 0 | 0 | 0 | 0 | 1 |  | 10 | 30 | 10 | 29
| 7260 | 303 | 10 | 30 | 12 | 0 | 0 | 0 | 0 | 0 | 0 | 0 | 0 | 0 | 0 | 0 | 1 |  | 10 | 30 | 10 | 29
| 7261 | 303 | 10 | 30 | 13 | 0 | 0 | 0 | 0 | 0 | 0 | 0 | 0 | 0 | 0 | 0 | 1 |  | 10 | 30 | 10 | 29
| 7262 | 303 | 10 | 30 | 14 | 0 | 0 | 0 | 0 | 0 | 0 | 0 | 0 | 0 | 0 | 0 | 1 |  | 10 | 30 | 10 | 29
| 7263 | 303 | 10 | 30 | 15 | 0 | 0 | 0 | 0 | 0 | 0 | 0 | 0 | 0 | 0 | 0 | 1 |  | 10 | 30 | 10 | 29
| 7264 | 303 | 10 | 30 | 16 | 0 | 0 | 0 | 0 | 0 | 0 | 0 | 0 | 0 | 0 | 0 | 1 |  | 10 | 30 | 10 | 29
| 7265 | 303 | 10 | 30 | 17 | 0 | 0 | 0 | 0 | 0 | 0 | 0 | 0 | 0 | 0 | 0 | 1 |  | 10 | 30 | 10 | 29
| 7266 | 303 | 10 | 30 | 18 | 0 | 0 | 0 | 0 | 0 | 0 | 0 | 0 | 0 | 0 | 0 | 1 |  | 10 | 30 | 10 | 29
| 7267 | 303 | 10 | 30 | 19 | 0 | 0 | 0 | 0 | 0 | 0 | 0 | 0 | 0 | 0 | 0 | 1 |  | 10 | 30 | 10 | 29
| 7268 | 303 | 10 | 30 | 20 | 0 | 0 | 0 | 0 | 0 | 0 | 0 | 0 | 0 | 0 | 0 | 1 |  | 10 | 30 | 10 | 29
| 7269 | 303 | 10 | 30 | 21 | 0 | 0 | 0 | 0 | 0 | 0 | 0 | 0 | 0 | 0 | 0 | 1 |  | 10 | 30 | 10 | 29
| 7270 | 303 | 10 | 30 | 22 | 0 | 0 | 0 | 0 | 0 | 0 | 0 | 0 | 0 | 0 | 0 | 1 |  | 10 | 30 | 10 | 29
| 7271 | 303 | 10 | 30 | 23 | 0 | 0 | 0 | 0 | 0 | 0 | 0 | 0 | 0 | 0 | 0 | 1 |  | 10 | 30 | 10 | 29
| 7272 | 303 | 10 | 30 | 24 | 0 | 0 | 0 | 0 | 0 | 0 | 0 | 0 | 0 | 0 | 0 | 1 |  | 10 | 30 | 10 | 29
| 7273 | 304 | 10 | 31 | 1 | 0 | 0 | 1 | 0 | 0 | 0 | 0 | 0 | 0 | 0 | 0 | 1 |  | 10 | 31 | 10 | 30
| 7274 | 304 | 10 | 31 | 2 | 0 | 0 | 1 | 0 | 0 | 0 | 0 | 0 | 0 | 0 | 0 | 1 |  | 10 | 31 | 10 | 30
| 7275 | 304 | 10 | 31 | 3 | 0 | 0 | 1 | 0 | 0 | 0 | 0 | 0 | 0 | 0 | 0 | 1 |  | 10 | 31 | 10 | 30
| 7276 | 304 | 10 | 31 | 4 | 0 | 0 | 1 | 0 | 0 | 0 | 0 | 0 | 0 | 0 | 0 | 1 |  | 10 | 31 | 10 | 30
| 7277 | 304 | 10 | 31 | 5 | 0 | 0 | 1 | 0 | 0 | 0 | 0 | 0 | 0 | 0 | 0 | 1 |  | 10 | 31 | 10 | 30
| 7278 | 304 | 10 | 31 | 6 | 0 | 0 | 1 | 0 | 0 | 0 | 0 | 0 | 0 | 0 | 0 | 1 |  | 10 | 31 | 10 | 30
| 7279 | 304 | 10 | 31 | 7 | 0 | 0 | 1 | 0 | 0 | 0 | 0 | 0 | 0 | 0 | 0 | 1 |  | 10 | 31 | 10 | 30
| 7280 | 304 | 10 | 31 | 8 | 0 | 0 | 1 | 0 | 0 | 0 | 0 | 0 | 0 | 0 | 0 | 1 |  | 10 | 31 | 10 | 30
| 7281 | 304 | 10 | 31 | 9 | 0 | 0 | 1 | 0 | 0 | 0 | 0 | 0 | 0 | 0 | 0 | 1 |  | 10 | 31 | 10 | 30
| 7282 | 304 | 10 | 31 | 10 | 0 | 0 | 1 | 0 | 0 | 0 | 0 | 0 | 0 | 0 | 0 | 1 |  | 10 | 31 | 10 | 30
| 7283 | 304 | 10 | 31 | 11 | 0 | 0 | 1 | 0 | 0 | 0 | 0 | 0 | 0 | 0 | 0 | 1 |  | 10 | 31 | 10 | 30
| 7284 | 304 | 10 | 31 | 12 | 0 | 0 | 1 | 0 | 0 | 0 | 0 | 0 | 0 | 0 | 0 | 1 |  | 10 | 31 | 10 | 30
| 7285 | 304 | 10 | 31 | 13 | 0 | 0 | 1 | 0 | 0 | 0 | 0 | 0 | 0 | 0 | 0 | 1 |  | 10 | 31 | 10 | 30
| 7286 | 304 | 10 | 31 | 14 | 0 | 0 | 1 | 0 | 0 | 0 | 0 | 0 | 0 | 0 | 0 | 1 |  | 10 | 31 | 10 | 30
| 7287 | 304 | 10 | 31 | 15 | 0 | 0 | 1 | 0 | 0 | 0 | 0 | 0 | 0 | 0 | 0 | 1 |  | 10 | 31 | 10 | 30
| 7288 | 304 | 10 | 31 | 16 | 0 | 0 | 1 | 0 | 0 | 0 | 0 | 0 | 0 | 0 | 0 | 1 |  | 10 | 31 | 10 | 30
| 7289 | 304 | 10 | 31 | 17 | 0 | 0 | 1 | 0 | 0 | 0 | 0 | 0 | 0 | 0 | 0 | 1 |  | 10 | 31 | 10 | 30
| 7290 | 304 | 10 | 31 | 18 | 0 | 0 | 1 | 0 | 0 | 0 | 0 | 0 | 0 | 0 | 0 | 1 |  | 10 | 31 | 10 | 30
| 7291 | 304 | 10 | 31 | 19 | 0 | 0 | 1 | 0 | 0 | 0 | 0 | 0 | 0 | 0 | 0 | 1 |  | 10 | 31 | 10 | 30
| 7292 | 304 | 10 | 31 | 20 | 0 | 0 | 1 | 0 | 0 | 0 | 0 | 0 | 0 | 0 | 0 | 1 |  | 10 | 31 | 10 | 30
| 7293 | 304 | 10 | 31 | 21 | 0 | 0 | 1 | 0 | 0 | 0 | 0 | 0 | 0 | 0 | 0 | 1 |  | 10 | 31 | 10 | 30
| 7294 | 304 | 10 | 31 | 22 | 0 | 0 | 1 | 0 | 0 | 0 | 0 | 0 | 0 | 0 | 0 | 1 |  | 10 | 31 | 10 | 30
| 7295 | 304 | 10 | 31 | 23 | 0 | 0 | 1 | 0 | 0 | 0 | 0 | 0 | 0 | 0 | 0 | 1 |  | 10 | 31 | 10 | 30
| 7296 | 304 | 10 | 31 | 24 | 0 | 0 | 1 | 0 | 0 | 0 | 0 | 0 | 0 | 0 | 0 | 1 |  | 10 | 31 | 10 | 30
| 7297 | 305 | 11 | 1 | 1 | 0 | 0 | 1 | 0 | 0 | 0 | 0 | 0 | 0 | 0 | 0 | 1 |  | 11 | 1 | 10 | 31
| 7298 | 305 | 11 | 1 | 2 | 0 | 0 | 1 | 0 | 0 | 0 | 0 | 0 | 0 | 0 | 0 | 1 |  | 11 | 1 | 10 | 31
| 7299 | 305 | 11 | 1 | 3 | 0 | 0 | 1 | 0 | 0 | 0 | 0 | 0 | 0 | 0 | 0 | 1 |  | 11 | 1 | 10 | 31
| 7300 | 305 | 11 | 1 | 4 | 0 | 0 | 1 | 0 | 0 | 0 | 0 | 0 | 0 | 0 | 0 | 1 |  | 11 | 1 | 10 | 31
| 7301 | 305 | 11 | 1 | 5 | 0 | 0 | 1 | 0 | 0 | 0 | 0 | 0 | 0 | 0 | 0 | 1 |  | 11 | 1 | 10 | 31
| 7302 | 305 | 11 | 1 | 6 | 0 | 0 | 1 | 0 | 0 | 0 | 0 | 0 | 0 | 0 | 0 | 1 |  | 11 | 1 | 10 | 31
| 7303 | 305 | 11 | 1 | 7 | 0 | 0 | 1 | 0 | 0 | 0 | 0 | 0 | 0 | 0 | 0 | 1 |  | 11 | 1 | 10 | 31
| 7304 | 305 | 11 | 1 | 8 | 0 | 0 | 1 | 0 | 0 | 0 | 0 | 0 | 0 | 0 | 0 | 1 |  | 11 | 1 | 10 | 31
| 7305 | 305 | 11 | 1 | 9 | 0 | 0 | 1 | 0 | 0 | 0 | 0 | 0 | 0 | 0 | 0 | 1 |  | 11 | 1 | 10 | 31
| 7306 | 305 | 11 | 1 | 10 | 0 | 0 | 1 | 0 | 0 | 0 | 0 | 0 | 0 | 0 | 0 | 1 |  | 11 | 1 | 10 | 31
| 7307 | 305 | 11 | 1 | 11 | 0 | 0 | 1 | 0 | 0 | 0 | 0 | 0 | 0 | 0 | 0 | 1 |  | 11 | 1 | 10 | 31
| 7308 | 305 | 11 | 1 | 12 | 0 | 0 | 1 | 0 | 0 | 0 | 0 | 0 | 0 | 0 | 0 | 1 |  | 11 | 1 | 10 | 31
| 7309 | 305 | 11 | 1 | 13 | 0 | 0 | 1 | 0 | 0 | 0 | 0 | 0 | 0 | 0 | 0 | 1 |  | 11 | 1 | 10 | 31
| 7310 | 305 | 11 | 1 | 14 | 0 | 0 | 1 | 0 | 0 | 0 | 0 | 0 | 0 | 0 | 0 | 1 |  | 11 | 1 | 10 | 31
| 7311 | 305 | 11 | 1 | 15 | 0 | 0 | 1 | 0 | 0 | 0 | 0 | 0 | 0 | 0 | 0 | 1 |  | 11 | 1 | 10 | 31
| 7312 | 305 | 11 | 1 | 16 | 0 | 0 | 1 | 0 | 0 | 0 | 0 | 0 | 0 | 0 | 0 | 1 |  | 11 | 1 | 10 | 31
| 7313 | 305 | 11 | 1 | 17 | 0 | 0 | 1 | 0 | 0 | 0 | 0 | 0 | 0 | 0 | 0 | 1 |  | 11 | 1 | 10 | 31
| 7314 | 305 | 11 | 1 | 18 | 0 | 0 | 1 | 0 | 0 | 0 | 0 | 0 | 0 | 0 | 0 | 1 |  | 11 | 1 | 10 | 31
| 7315 | 305 | 11 | 1 | 19 | 0 | 0 | 1 | 0 | 0 | 0 | 0 | 0 | 0 | 0 | 0 | 1 |  | 11 | 1 | 10 | 31
| 7316 | 305 | 11 | 1 | 20 | 0 | 0 | 1 | 0 | 0 | 0 | 0 | 0 | 0 | 0 | 0 | 1 |  | 11 | 1 | 10 | 31
| 7317 | 305 | 11 | 1 | 21 | 0 | 0 | 1 | 0 | 0 | 0 | 0 | 0 | 0 | 0 | 0 | 1 |  | 11 | 1 | 10 | 31
| 7318 | 305 | 11 | 1 | 22 | 0 | 0 | 1 | 0 | 0 | 0 | 0 | 0 | 0 | 0 | 0 | 1 |  | 11 | 1 | 10 | 31
| 7319 | 305 | 11 | 1 | 23 | 0 | 0 | 1 | 0 | 0 | 0 | 0 | 0 | 0 | 0 | 0 | 1 |  | 11 | 1 | 10 | 31
| 7320 | 305 | 11 | 1 | 24 | 0 | 0 | 1 | 0 | 0 | 0 | 0 | 0 | 0 | 0 | 0 | 1 |  | 11 | 1 | 10 | 31
| 7321 | 306 | 11 | 2 | 1 | 0 | 0 | 1 | 0 | 0 | 0 | 0 | 0 | 0 | 0 | 0 | 1 |  | 11 | 2 | 11 | 1
| 7322 | 306 | 11 | 2 | 2 | 0 | 0 | 1 | 0 | 0 | 0 | 0 | 0 | 0 | 0 | 0 | 1 |  | 11 | 2 | 11 | 1
| 7323 | 306 | 11 | 2 | 3 | 0 | 0 | 1 | 0 | 0 | 0 | 0 | 0 | 0 | 0 | 0 | 1 |  | 11 | 2 | 11 | 1
| 7324 | 306 | 11 | 2 | 4 | 0 | 0 | 1 | 0 | 0 | 0 | 0 | 0 | 0 | 0 | 0 | 1 |  | 11 | 2 | 11 | 1
| 7325 | 306 | 11 | 2 | 5 | 0 | 0 | 1 | 0 | 0 | 0 | 0 | 0 | 0 | 0 | 0 | 1 |  | 11 | 2 | 11 | 1
| 7326 | 306 | 11 | 2 | 6 | 0 | 0 | 1 | 0 | 0 | 0 | 0 | 0 | 0 | 0 | 0 | 1 |  | 11 | 2 | 11 | 1
| 7327 | 306 | 11 | 2 | 7 | 0 | 0 | 1 | 0 | 0 | 0 | 0 | 0 | 0 | 0 | 0 | 1 |  | 11 | 2 | 11 | 1
| 7328 | 306 | 11 | 2 | 8 | 0 | 0 | 1 | 0 | 0 | 0 | 0 | 0 | 0 | 0 | 0 | 1 |  | 11 | 2 | 11 | 1
| 7329 | 306 | 11 | 2 | 9 | 0 | 0 | 1 | 0 | 0 | 0 | 0 | 0 | 0 | 0 | 0 | 1 |  | 11 | 2 | 11 | 1
| 7330 | 306 | 11 | 2 | 10 | 0 | 0 | 1 | 0 | 0 | 0 | 0 | 0 | 0 | 0 | 0 | 1 |  | 11 | 2 | 11 | 1
| 7331 | 306 | 11 | 2 | 11 | 0 | 0 | 1 | 0 | 0 | 0 | 0 | 0 | 0 | 0 | 0 | 1 |  | 11 | 2 | 11 | 1
| 7332 | 306 | 11 | 2 | 12 | 0 | 0 | 1 | 0 | 0 | 0 | 0 | 0 | 0 | 0 | 0 | 1 |  | 11 | 2 | 11 | 1
| 7333 | 306 | 11 | 2 | 13 | 0 | 0 | 1 | 0 | 0 | 0 | 0 | 0 | 0 | 0 | 0 | 1 |  | 11 | 2 | 11 | 1
| 7334 | 306 | 11 | 2 | 14 | 0 | 0 | 1 | 0 | 0 | 0 | 0 | 0 | 0 | 0 | 0 | 1 |  | 11 | 2 | 11 | 1
| 7335 | 306 | 11 | 2 | 15 | 0 | 0 | 1 | 0 | 0 | 0 | 0 | 0 | 0 | 0 | 0 | 1 |  | 11 | 2 | 11 | 1
| 7336 | 306 | 11 | 2 | 16 | 0 | 0 | 1 | 0 | 0 | 0 | 0 | 0 | 0 | 0 | 0 | 1 |  | 11 | 2 | 11 | 1
| 7337 | 306 | 11 | 2 | 17 | 0 | 0 | 1 | 0 | 0 | 0 | 0 | 0 | 0 | 0 | 0 | 1 |  | 11 | 2 | 11 | 1
| 7338 | 306 | 11 | 2 | 18 | 0 | 0 | 1 | 0 | 0 | 0 | 0 | 0 | 0 | 0 | 0 | 1 |  | 11 | 2 | 11 | 1
| 7339 | 306 | 11 | 2 | 19 | 0 | 0 | 1 | 0 | 0 | 0 | 0 | 0 | 0 | 0 | 0 | 1 |  | 11 | 2 | 11 | 1
| 7340 | 306 | 11 | 2 | 20 | 0 | 0 | 1 | 0 | 0 | 0 | 0 | 0 | 0 | 0 | 0 | 1 |  | 11 | 2 | 11 | 1
| 7341 | 306 | 11 | 2 | 21 | 0 | 0 | 1 | 0 | 0 | 0 | 0 | 0 | 0 | 0 | 0 | 1 |  | 11 | 2 | 11 | 1
| 7342 | 306 | 11 | 2 | 22 | 0 | 0 | 1 | 0 | 0 | 0 | 0 | 0 | 0 | 0 | 0 | 1 |  | 11 | 2 | 11 | 1
| 7343 | 306 | 11 | 2 | 23 | 0 | 0 | 1 | 0 | 0 | 0 | 0 | 0 | 0 | 0 | 0 | 1 |  | 11 | 2 | 11 | 1
| 7344 | 306 | 11 | 2 | 24 | 0 | 0 | 1 | 0 | 0 | 0 | 0 | 0 | 0 | 0 | 0 | 1 |  | 11 | 2 | 11 | 1
| 7345 | 307 | 11 | 3 | 1 | 0 | 0 | 1 | 0 | 0 | 0 | 0 | 0 | 0 | 0 | 0 | 1 |  | 11 | 3 | 11 | 2
| 7346 | 307 | 11 | 3 | 2 | 0 | 0 | 1 | 0 | 0 | 0 | 0 | 0 | 0 | 0 | 0 | 1 |  | 11 | 3 | 11 | 2
| 7347 | 307 | 11 | 3 | 3 | 0 | 0 | 1 | 0 | 0 | 0 | 0 | 0 | 0 | 0 | 0 | 1 |  | 11 | 3 | 11 | 2
| 7348 | 307 | 11 | 3 | 4 | 0 | 0 | 1 | 0 | 0 | 0 | 0 | 0 | 0 | 0 | 0 | 1 |  | 11 | 3 | 11 | 2
| 7349 | 307 | 11 | 3 | 5 | 0 | 0 | 1 | 0 | 0 | 0 | 0 | 0 | 0 | 0 | 0 | 1 |  | 11 | 3 | 11 | 2
| 7350 | 307 | 11 | 3 | 6 | 0 | 0 | 1 | 0 | 0 | 0 | 0 | 0 | 0 | 0 | 0 | 1 |  | 11 | 3 | 11 | 2
| 7351 | 307 | 11 | 3 | 7 | 0 | 0 | 1 | 0 | 0 | 0 | 0 | 0 | 0 | 0 | 0 | 1 |  | 11 | 3 | 11 | 2
| 7352 | 307 | 11 | 3 | 8 | 0 | 0 | 1 | 0 | 0 | 0 | 0 | 0 | 0 | 0 | 0 | 1 |  | 11 | 3 | 11 | 2
| 7353 | 307 | 11 | 3 | 9 | 0 | 0 | 1 | 0 | 0 | 0 | 0 | 0 | 0 | 0 | 0 | 1 |  | 11 | 3 | 11 | 2
| 7354 | 307 | 11 | 3 | 10 | 0 | 0 | 1 | 0 | 0 | 0 | 0 | 0 | 0 | 0 | 0 | 1 |  | 11 | 3 | 11 | 2
| 7355 | 307 | 11 | 3 | 11 | 0 | 0 | 1 | 0 | 0 | 0 | 0 | 0 | 0 | 0 | 0 | 1 |  | 11 | 3 | 11 | 2
| 7356 | 307 | 11 | 3 | 12 | 0 | 0 | 1 | 0 | 0 | 0 | 0 | 0 | 0 | 0 | 0 | 1 |  | 11 | 3 | 11 | 2
| 7357 | 307 | 11 | 3 | 13 | 0 | 0 | 1 | 0 | 0 | 0 | 0 | 0 | 0 | 0 | 0 | 1 |  | 11 | 3 | 11 | 2
| 7358 | 307 | 11 | 3 | 14 | 0 | 0 | 1 | 0 | 0 | 0 | 0 | 0 | 0 | 0 | 0 | 1 |  | 11 | 3 | 11 | 2
| 7359 | 307 | 11 | 3 | 15 | 0 | 0 | 1 | 0 | 0 | 0 | 0 | 0 | 0 | 0 | 0 | 1 |  | 11 | 3 | 11 | 2
| 7360 | 307 | 11 | 3 | 16 | 0 | 0 | 1 | 0 | 0 | 0 | 0 | 0 | 0 | 0 | 0 | 1 |  | 11 | 3 | 11 | 2
| 7361 | 307 | 11 | 3 | 17 | 0 | 0 | 1 | 0 | 0 | 0 | 0 | 0 | 0 | 0 | 0 | 1 |  | 11 | 3 | 11 | 2
| 7362 | 307 | 11 | 3 | 18 | 0 | 0 | 1 | 0 | 0 | 0 | 0 | 0 | 0 | 0 | 0 | 1 |  | 11 | 3 | 11 | 2
| 7363 | 307 | 11 | 3 | 19 | 0 | 0 | 1 | 0 | 0 | 0 | 0 | 0 | 0 | 0 | 0 | 1 |  | 11 | 3 | 11 | 2
| 7364 | 307 | 11 | 3 | 20 | 0 | 0 | 1 | 0 | 0 | 0 | 0 | 0 | 0 | 0 | 0 | 1 |  | 11 | 3 | 11 | 2
| 7365 | 307 | 11 | 3 | 21 | 0 | 0 | 1 | 0 | 0 | 0 | 0 | 0 | 0 | 0 | 0 | 1 |  | 11 | 3 | 11 | 2
| 7366 | 307 | 11 | 3 | 22 | 0 | 0 | 1 | 0 | 0 | 0 | 0 | 0 | 0 | 0 | 0 | 1 |  | 11 | 3 | 11 | 2
| 7367 | 307 | 11 | 3 | 23 | 0 | 0 | 1 | 0 | 0 | 0 | 0 | 0 | 0 | 0 | 0 | 1 |  | 11 | 3 | 11 | 2
| 7368 | 307 | 11 | 3 | 24 | 0 | 0 | 1 | 0 | 0 | 0 | 0 | 0 | 0 | 0 | 0 | 1 |  | 11 | 3 | 11 | 2
| 7369 | 308 | 11 | 4 | 1 | 0 | 0 | 1 | 0 | 0 | 0 | 0 | 0 | 0 | 0 | 0 | 1 |  | 11 | 4 | 11 | 3
| 7370 | 308 | 11 | 4 | 2 | 0 | 0 | 1 | 0 | 0 | 0 | 0 | 0 | 0 | 0 | 0 | 1 |  | 11 | 4 | 11 | 3
| 7371 | 308 | 11 | 4 | 3 | 0 | 0 | 1 | 0 | 0 | 0 | 0 | 0 | 0 | 0 | 0 | 1 |  | 11 | 4 | 11 | 3
| 7372 | 308 | 11 | 4 | 4 | 0 | 0 | 1 | 0 | 0 | 0 | 0 | 0 | 0 | 0 | 0 | 1 |  | 11 | 4 | 11 | 3
| 7373 | 308 | 11 | 4 | 5 | 0 | 0 | 1 | 0 | 0 | 0 | 0 | 0 | 0 | 0 | 0 | 1 |  | 11 | 4 | 11 | 3
| 7374 | 308 | 11 | 4 | 6 | 0 | 0 | 1 | 0 | 0 | 0 | 0 | 0 | 0 | 0 | 0 | 1 |  | 11 | 4 | 11 | 3
| 7375 | 308 | 11 | 4 | 7 | 0 | 0 | 1 | 0 | 0 | 0 | 0 | 0 | 0 | 0 | 0 | 1 |  | 11 | 4 | 11 | 3
| 7376 | 308 | 11 | 4 | 8 | 0 | 0 | 1 | 0 | 0 | 0 | 0 | 0 | 0 | 0 | 0 | 1 |  | 11 | 4 | 11 | 3
| 7377 | 308 | 11 | 4 | 9 | 0 | 0 | 1 | 0 | 0 | 0 | 0 | 0 | 0 | 0 | 0 | 1 |  | 11 | 4 | 11 | 3
| 7378 | 308 | 11 | 4 | 10 | 0 | 0 | 1 | 0 | 0 | 0 | 0 | 0 | 0 | 0 | 0 | 1 |  | 11 | 4 | 11 | 3
| 7379 | 308 | 11 | 4 | 11 | 0 | 0 | 1 | 0 | 0 | 0 | 0 | 0 | 0 | 0 | 0 | 1 |  | 11 | 4 | 11 | 3
| 7380 | 308 | 11 | 4 | 12 | 0 | 0 | 1 | 0 | 0 | 0 | 0 | 0 | 0 | 0 | 0 | 1 |  | 11 | 4 | 11 | 3
| 7381 | 308 | 11 | 4 | 13 | 0 | 0 | 1 | 0 | 0 | 0 | 0 | 0 | 0 | 0 | 0 | 1 |  | 11 | 4 | 11 | 3
| 7382 | 308 | 11 | 4 | 14 | 0 | 0 | 1 | 0 | 0 | 0 | 0 | 0 | 0 | 0 | 0 | 1 |  | 11 | 4 | 11 | 3
| 7383 | 308 | 11 | 4 | 15 | 0 | 0 | 1 | 0 | 0 | 0 | 0 | 0 | 0 | 0 | 0 | 1 |  | 11 | 4 | 11 | 3
| 7384 | 308 | 11 | 4 | 16 | 0 | 0 | 1 | 0 | 0 | 0 | 0 | 0 | 0 | 0 | 0 | 1 |  | 11 | 4 | 11 | 3
| 7385 | 308 | 11 | 4 | 17 | 0 | 0 | 1 | 0 | 0 | 0 | 0 | 0 | 0 | 0 | 0 | 1 |  | 11 | 4 | 11 | 3
| 7386 | 308 | 11 | 4 | 18 | 0 | 0 | 1 | 0 | 0 | 0 | 0 | 0 | 0 | 0 | 0 | 1 |  | 11 | 4 | 11 | 3
| 7387 | 308 | 11 | 4 | 19 | 0 | 0 | 1 | 0 | 0 | 0 | 0 | 0 | 0 | 0 | 0 | 1 |  | 11 | 4 | 11 | 3
| 7388 | 308 | 11 | 4 | 20 | 0 | 0 | 1 | 0 | 0 | 0 | 0 | 0 | 0 | 0 | 0 | 1 |  | 11 | 4 | 11 | 3
| 7389 | 308 | 11 | 4 | 21 | 0 | 0 | 1 | 0 | 0 | 0 | 0 | 0 | 0 | 0 | 0 | 1 |  | 11 | 4 | 11 | 3
| 7390 | 308 | 11 | 4 | 22 | 0 | 0 | 1 | 0 | 0 | 0 | 0 | 0 | 0 | 0 | 0 | 1 |  | 11 | 4 | 11 | 3
| 7391 | 308 | 11 | 4 | 23 | 0 | 0 | 1 | 0 | 0 | 0 | 0 | 0 | 0 | 0 | 0 | 1 |  | 11 | 4 | 11 | 3
| 7392 | 308 | 11 | 4 | 24 | 0 | 0 | 1 | 0 | 0 | 0 | 0 | 0 | 0 | 0 | 0 | 1 |  | 11 | 4 | 11 | 3
| 7393 | 309 | 11 | 5 | 1 | 0 | 0 | 0 | 0 | 0 | 0 | 0 | 0 | 0 | 0 | 0 | 1 |  | 11 | 5 | 11 | 4
| 7394 | 309 | 11 | 5 | 2 | 0 | 0 | 0 | 0 | 0 | 0 | 0 | 0 | 0 | 0 | 0 | 1 |  | 11 | 5 | 11 | 4
| 7395 | 309 | 11 | 5 | 3 | 0 | 0 | 0 | 0 | 0 | 0 | 0 | 0 | 0 | 0 | 0 | 1 |  | 11 | 5 | 11 | 4
| 7396 | 309 | 11 | 5 | 4 | 0 | 0 | 0 | 0 | 0 | 0 | 0 | 0 | 0 | 0 | 0 | 1 |  | 11 | 5 | 11 | 4
| 7397 | 309 | 11 | 5 | 5 | 0 | 0 | 0 | 0 | 0 | 0 | 0 | 0 | 0 | 0 | 0 | 1 |  | 11 | 5 | 11 | 4
| 7398 | 309 | 11 | 5 | 6 | 0 | 0 | 0 | 0 | 0 | 0 | 0 | 0 | 0 | 0 | 0 | 1 |  | 11 | 5 | 11 | 4
| 7399 | 309 | 11 | 5 | 7 | 0 | 0 | 0 | 0 | 0 | 0 | 0 | 0 | 0 | 0 | 0 | 1 |  | 11 | 5 | 11 | 4
| 7400 | 309 | 11 | 5 | 8 | 0 | 0 | 0 | 0 | 0 | 0 | 0 | 0 | 0 | 0 | 0 | 1 |  | 11 | 5 | 11 | 4
| 7401 | 309 | 11 | 5 | 9 | 0 | 0 | 0 | 0 | 0 | 0 | 0 | 0 | 0 | 0 | 0 | 1 |  | 11 | 5 | 11 | 4
| 7402 | 309 | 11 | 5 | 10 | 0 | 0 | 0 | 0 | 0 | 0 | 0 | 0 | 0 | 0 | 0 | 1 |  | 11 | 5 | 11 | 4
| 7403 | 309 | 11 | 5 | 11 | 0 | 0 | 0 | 0 | 0 | 0 | 0 | 0 | 0 | 0 | 0 | 1 |  | 11 | 5 | 11 | 4
| 7404 | 309 | 11 | 5 | 12 | 0 | 0 | 0 | 0 | 0 | 0 | 0 | 0 | 0 | 0 | 0 | 1 |  | 11 | 5 | 11 | 4
| 7405 | 309 | 11 | 5 | 13 | 0 | 0 | 0 | 0 | 0 | 0 | 0 | 0 | 0 | 0 | 0 | 1 |  | 11 | 5 | 11 | 4
| 7406 | 309 | 11 | 5 | 14 | 0 | 0 | 0 | 0 | 0 | 0 | 0 | 0 | 0 | 0 | 0 | 1 |  | 11 | 5 | 11 | 4
| 7407 | 309 | 11 | 5 | 15 | 0 | 0 | 0 | 0 | 0 | 0 | 0 | 0 | 0 | 0 | 0 | 1 |  | 11 | 5 | 11 | 4
| 7408 | 309 | 11 | 5 | 16 | 0 | 0 | 0 | 0 | 0 | 0 | 0 | 0 | 0 | 0 | 0 | 1 |  | 11 | 5 | 11 | 4
| 7409 | 309 | 11 | 5 | 17 | 0 | 0 | 0 | 0 | 0 | 0 | 0 | 0 | 0 | 0 | 0 | 1 |  | 11 | 5 | 11 | 4
| 7410 | 309 | 11 | 5 | 18 | 0 | 0 | 0 | 0 | 0 | 0 | 0 | 0 | 0 | 0 | 0 | 1 |  | 11 | 5 | 11 | 4
| 7411 | 309 | 11 | 5 | 19 | 0 | 0 | 0 | 0 | 0 | 0 | 0 | 0 | 0 | 0 | 0 | 1 |  | 11 | 5 | 11 | 4
| 7412 | 309 | 11 | 5 | 20 | 0 | 0 | 0 | 0 | 0 | 0 | 0 | 0 | 0 | 0 | 0 | 1 |  | 11 | 5 | 11 | 4
| 7413 | 309 | 11 | 5 | 21 | 0 | 0 | 0 | 0 | 0 | 0 | 0 | 0 | 0 | 0 | 0 | 1 |  | 11 | 5 | 11 | 4
| 7414 | 309 | 11 | 5 | 22 | 0 | 0 | 0 | 0 | 0 | 0 | 0 | 0 | 0 | 0 | 0 | 1 |  | 11 | 5 | 11 | 4
| 7415 | 309 | 11 | 5 | 23 | 0 | 0 | 0 | 0 | 0 | 0 | 0 | 0 | 0 | 0 | 0 | 1 |  | 11 | 5 | 11 | 4
| 7416 | 309 | 11 | 5 | 24 | 0 | 0 | 0 | 0 | 0 | 0 | 0 | 0 | 0 | 0 | 0 | 1 |  | 11 | 5 | 11 | 4
| 7417 | 310 | 11 | 6 | 1 | 0 | 0 | 0 | 0 | 0 | 0 | 0 | 0 | 0 | 0 | 0 | 1 |  | 11 | 6 | 11 | 5
| 7418 | 310 | 11 | 6 | 2 | 0 | 0 | 0 | 0 | 0 | 0 | 0 | 0 | 0 | 0 | 0 | 1 |  | 11 | 6 | 11 | 5
| 7419 | 310 | 11 | 6 | 3 | 0 | 0 | 0 | 0 | 0 | 0 | 0 | 0 | 0 | 0 | 0 | 1 |  | 11 | 6 | 11 | 5
| 7420 | 310 | 11 | 6 | 4 | 0 | 0 | 0 | 0 | 0 | 0 | 0 | 0 | 0 | 0 | 0 | 1 |  | 11 | 6 | 11 | 5
| 7421 | 310 | 11 | 6 | 5 | 0 | 0 | 0 | 0 | 0 | 0 | 0 | 0 | 0 | 0 | 0 | 1 |  | 11 | 6 | 11 | 5
| 7422 | 310 | 11 | 6 | 6 | 0 | 0 | 0 | 0 | 0 | 0 | 0 | 0 | 0 | 0 | 0 | 1 |  | 11 | 6 | 11 | 5
| 7423 | 310 | 11 | 6 | 7 | 0 | 0 | 0 | 0 | 0 | 0 | 0 | 0 | 0 | 0 | 0 | 1 |  | 11 | 6 | 11 | 5
| 7424 | 310 | 11 | 6 | 8 | 0 | 0 | 0 | 0 | 0 | 0 | 0 | 0 | 0 | 0 | 0 | 1 |  | 11 | 6 | 11 | 5
| 7425 | 310 | 11 | 6 | 9 | 0 | 0 | 0 | 0 | 0 | 0 | 0 | 0 | 0 | 0 | 0 | 1 |  | 11 | 6 | 11 | 5
| 7426 | 310 | 11 | 6 | 10 | 0 | 0 | 0 | 0 | 0 | 0 | 0 | 0 | 0 | 0 | 0 | 1 |  | 11 | 6 | 11 | 5
| 7427 | 310 | 11 | 6 | 11 | 0 | 0 | 0 | 0 | 0 | 0 | 0 | 0 | 0 | 0 | 0 | 1 |  | 11 | 6 | 11 | 5
| 7428 | 310 | 11 | 6 | 12 | 0 | 0 | 0 | 0 | 0 | 0 | 0 | 0 | 0 | 0 | 0 | 1 |  | 11 | 6 | 11 | 5
| 7429 | 310 | 11 | 6 | 13 | 0 | 0 | 0 | 0 | 0 | 0 | 0 | 0 | 0 | 0 | 0 | 1 |  | 11 | 6 | 11 | 5
| 7430 | 310 | 11 | 6 | 14 | 0 | 0 | 0 | 0 | 0 | 0 | 0 | 0 | 0 | 0 | 0 | 1 |  | 11 | 6 | 11 | 5
| 7431 | 310 | 11 | 6 | 15 | 0 | 0 | 0 | 0 | 0 | 0 | 0 | 0 | 0 | 0 | 0 | 1 |  | 11 | 6 | 11 | 5
| 7432 | 310 | 11 | 6 | 16 | 0 | 0 | 0 | 0 | 0 | 0 | 0 | 0 | 0 | 0 | 0 | 1 |  | 11 | 6 | 11 | 5
| 7433 | 310 | 11 | 6 | 17 | 0 | 0 | 0 | 0 | 0 | 0 | 0 | 0 | 0 | 0 | 0 | 1 |  | 11 | 6 | 11 | 5
| 7434 | 310 | 11 | 6 | 18 | 0 | 0 | 0 | 0 | 0 | 0 | 0 | 0 | 0 | 0 | 0 | 1 |  | 11 | 6 | 11 | 5
| 7435 | 310 | 11 | 6 | 19 | 0 | 0 | 0 | 0 | 0 | 0 | 0 | 0 | 0 | 0 | 0 | 1 |  | 11 | 6 | 11 | 5
| 7436 | 310 | 11 | 6 | 20 | 0 | 0 | 0 | 0 | 0 | 0 | 0 | 0 | 0 | 0 | 0 | 1 |  | 11 | 6 | 11 | 5
| 7437 | 310 | 11 | 6 | 21 | 0 | 0 | 0 | 0 | 0 | 0 | 0 | 0 | 0 | 0 | 0 | 1 |  | 11 | 6 | 11 | 5
| 7438 | 310 | 11 | 6 | 22 | 0 | 0 | 0 | 0 | 0 | 0 | 0 | 0 | 0 | 0 | 0 | 1 |  | 11 | 6 | 11 | 5
| 7439 | 310 | 11 | 6 | 23 | 0 | 0 | 0 | 0 | 0 | 0 | 0 | 0 | 0 | 0 | 0 | 1 |  | 11 | 6 | 11 | 5
| 7440 | 310 | 11 | 6 | 24 | 0 | 0 | 0 | 0 | 0 | 0 | 0 | 0 | 0 | 0 | 0 | 1 |  | 11 | 6 | 11 | 5
| 7441 | 311 | 11 | 7 | 1 | 0 | 0 | 1 | 0 | 0 | 0 | 0 | 0 | 0 | 0 | 0 | 1 |  | 11 | 7 | 11 | 6
| 7442 | 311 | 11 | 7 | 2 | 0 | 0 | 1 | 0 | 0 | 0 | 0 | 0 | 0 | 0 | 0 | 1 |  | 11 | 7 | 11 | 6
| 7443 | 311 | 11 | 7 | 3 | 0 | 0 | 1 | 0 | 0 | 0 | 0 | 0 | 0 | 0 | 0 | 1 |  | 11 | 7 | 11 | 6
| 7444 | 311 | 11 | 7 | 4 | 0 | 0 | 1 | 0 | 0 | 0 | 0 | 0 | 0 | 0 | 0 | 1 |  | 11 | 7 | 11 | 6
| 7445 | 311 | 11 | 7 | 5 | 0 | 0 | 1 | 0 | 0 | 0 | 0 | 0 | 0 | 0 | 0 | 1 |  | 11 | 7 | 11 | 6
| 7446 | 311 | 11 | 7 | 6 | 0 | 0 | 1 | 0 | 0 | 0 | 0 | 0 | 0 | 0 | 0 | 1 |  | 11 | 7 | 11 | 6
| 7447 | 311 | 11 | 7 | 7 | 0 | 0 | 1 | 0 | 0 | 0 | 0 | 0 | 0 | 0 | 0 | 1 |  | 11 | 7 | 11 | 6
| 7448 | 311 | 11 | 7 | 8 | 0 | 0 | 1 | 0 | 0 | 0 | 0 | 0 | 0 | 0 | 0 | 1 |  | 11 | 7 | 11 | 6
| 7449 | 311 | 11 | 7 | 9 | 0 | 0 | 1 | 0 | 0 | 0 | 0 | 0 | 0 | 0 | 0 | 1 |  | 11 | 7 | 11 | 6
| 7450 | 311 | 11 | 7 | 10 | 0 | 0 | 1 | 0 | 0 | 0 | 0 | 0 | 0 | 0 | 0 | 1 |  | 11 | 7 | 11 | 6
| 7451 | 311 | 11 | 7 | 11 | 0 | 0 | 1 | 0 | 0 | 0 | 0 | 0 | 0 | 0 | 0 | 1 |  | 11 | 7 | 11 | 6
| 7452 | 311 | 11 | 7 | 12 | 0 | 0 | 1 | 0 | 0 | 0 | 0 | 0 | 0 | 0 | 0 | 1 |  | 11 | 7 | 11 | 6
| 7453 | 311 | 11 | 7 | 13 | 0 | 0 | 1 | 0 | 0 | 0 | 0 | 0 | 0 | 0 | 0 | 1 |  | 11 | 7 | 11 | 6
| 7454 | 311 | 11 | 7 | 14 | 0 | 0 | 1 | 0 | 0 | 0 | 0 | 0 | 0 | 0 | 0 | 1 |  | 11 | 7 | 11 | 6
| 7455 | 311 | 11 | 7 | 15 | 0 | 0 | 1 | 0 | 0 | 0 | 0 | 0 | 0 | 0 | 0 | 1 |  | 11 | 7 | 11 | 6
| 7456 | 311 | 11 | 7 | 16 | 0 | 0 | 1 | 0 | 0 | 0 | 0 | 0 | 0 | 0 | 0 | 1 |  | 11 | 7 | 11 | 6
| 7457 | 311 | 11 | 7 | 17 | 0 | 0 | 1 | 0 | 0 | 0 | 0 | 0 | 0 | 0 | 0 | 1 |  | 11 | 7 | 11 | 6
| 7458 | 311 | 11 | 7 | 18 | 0 | 0 | 1 | 0 | 0 | 0 | 0 | 0 | 0 | 0 | 0 | 1 |  | 11 | 7 | 11 | 6
| 7459 | 311 | 11 | 7 | 19 | 0 | 0 | 1 | 0 | 0 | 0 | 0 | 0 | 0 | 0 | 0 | 1 |  | 11 | 7 | 11 | 6
| 7460 | 311 | 11 | 7 | 20 | 0 | 0 | 1 | 0 | 0 | 0 | 0 | 0 | 0 | 0 | 0 | 1 |  | 11 | 7 | 11 | 6
| 7461 | 311 | 11 | 7 | 21 | 0 | 0 | 1 | 0 | 0 | 0 | 0 | 0 | 0 | 0 | 0 | 1 |  | 11 | 7 | 11 | 6
| 7462 | 311 | 11 | 7 | 22 | 0 | 0 | 1 | 0 | 0 | 0 | 0 | 0 | 0 | 0 | 0 | 1 |  | 11 | 7 | 11 | 6
| 7463 | 311 | 11 | 7 | 23 | 0 | 0 | 1 | 0 | 0 | 0 | 0 | 0 | 0 | 0 | 0 | 1 |  | 11 | 7 | 11 | 6
| 7464 | 311 | 11 | 7 | 24 | 0 | 0 | 1 | 0 | 0 | 0 | 0 | 0 | 0 | 0 | 0 | 1 |  | 11 | 7 | 11 | 6
| 7465 | 312 | 11 | 8 | 1 | 0 | 0 | 1 | 0 | 0 | 0 | 0 | 0 | 0 | 0 | 0 | 1 |  | 11 | 8 | 11 | 7
| 7466 | 312 | 11 | 8 | 2 | 0 | 0 | 1 | 0 | 0 | 0 | 0 | 0 | 0 | 0 | 0 | 1 |  | 11 | 8 | 11 | 7
| 7467 | 312 | 11 | 8 | 3 | 0 | 0 | 1 | 0 | 0 | 0 | 0 | 0 | 0 | 0 | 0 | 1 |  | 11 | 8 | 11 | 7
| 7468 | 312 | 11 | 8 | 4 | 0 | 0 | 1 | 0 | 0 | 0 | 0 | 0 | 0 | 0 | 0 | 1 |  | 11 | 8 | 11 | 7
| 7469 | 312 | 11 | 8 | 5 | 0 | 0 | 1 | 0 | 0 | 0 | 0 | 0 | 0 | 0 | 0 | 1 |  | 11 | 8 | 11 | 7
| 7470 | 312 | 11 | 8 | 6 | 0 | 0 | 1 | 0 | 0 | 0 | 0 | 0 | 0 | 0 | 0 | 1 |  | 11 | 8 | 11 | 7
| 7471 | 312 | 11 | 8 | 7 | 0 | 0 | 1 | 0 | 0 | 0 | 0 | 0 | 0 | 0 | 0 | 1 |  | 11 | 8 | 11 | 7
| 7472 | 312 | 11 | 8 | 8 | 0 | 0 | 1 | 0 | 0 | 0 | 0 | 0 | 0 | 0 | 0 | 1 |  | 11 | 8 | 11 | 7
| 7473 | 312 | 11 | 8 | 9 | 0 | 0 | 1 | 0 | 0 | 0 | 0 | 0 | 0 | 0 | 0 | 1 |  | 11 | 8 | 11 | 7
| 7474 | 312 | 11 | 8 | 10 | 0 | 0 | 1 | 0 | 0 | 0 | 0 | 0 | 0 | 0 | 0 | 1 |  | 11 | 8 | 11 | 7
| 7475 | 312 | 11 | 8 | 11 | 0 | 0 | 1 | 0 | 0 | 0 | 0 | 0 | 0 | 0 | 0 | 1 |  | 11 | 8 | 11 | 7
| 7476 | 312 | 11 | 8 | 12 | 0 | 0 | 1 | 0 | 0 | 0 | 0 | 0 | 0 | 0 | 0 | 1 |  | 11 | 8 | 11 | 7
| 7477 | 312 | 11 | 8 | 13 | 0 | 0 | 1 | 0 | 0 | 0 | 0 | 0 | 0 | 0 | 0 | 1 |  | 11 | 8 | 11 | 7
| 7478 | 312 | 11 | 8 | 14 | 0 | 0 | 1 | 0 | 0 | 0 | 0 | 0 | 0 | 0 | 0 | 1 |  | 11 | 8 | 11 | 7
| 7479 | 312 | 11 | 8 | 15 | 0 | 0 | 1 | 0 | 0 | 0 | 0 | 0 | 0 | 0 | 0 | 1 |  | 11 | 8 | 11 | 7
| 7480 | 312 | 11 | 8 | 16 | 0 | 0 | 1 | 0 | 0 | 0 | 0 | 0 | 0 | 0 | 0 | 1 |  | 11 | 8 | 11 | 7
| 7481 | 312 | 11 | 8 | 17 | 0 | 0 | 1 | 0 | 0 | 0 | 0 | 0 | 0 | 0 | 0 | 1 |  | 11 | 8 | 11 | 7
| 7482 | 312 | 11 | 8 | 18 | 0 | 0 | 1 | 0 | 0 | 0 | 0 | 0 | 0 | 0 | 0 | 1 |  | 11 | 8 | 11 | 7
| 7483 | 312 | 11 | 8 | 19 | 0 | 0 | 1 | 0 | 0 | 0 | 0 | 0 | 0 | 0 | 0 | 1 |  | 11 | 8 | 11 | 7
| 7484 | 312 | 11 | 8 | 20 | 0 | 0 | 1 | 0 | 0 | 0 | 0 | 0 | 0 | 0 | 0 | 1 |  | 11 | 8 | 11 | 7
| 7485 | 312 | 11 | 8 | 21 | 0 | 0 | 1 | 0 | 0 | 0 | 0 | 0 | 0 | 0 | 0 | 1 |  | 11 | 8 | 11 | 7
| 7486 | 312 | 11 | 8 | 22 | 0 | 0 | 1 | 0 | 0 | 0 | 0 | 0 | 0 | 0 | 0 | 1 |  | 11 | 8 | 11 | 7
| 7487 | 312 | 11 | 8 | 23 | 0 | 0 | 1 | 0 | 0 | 0 | 0 | 0 | 0 | 0 | 0 | 1 |  | 11 | 8 | 11 | 7
| 7488 | 312 | 11 | 8 | 24 | 0 | 0 | 1 | 0 | 0 | 0 | 0 | 0 | 0 | 0 | 0 | 1 |  | 11 | 8 | 11 | 7
| 7489 | 313 | 11 | 9 | 1 | 0 | 0 | 1 | 0 | 0 | 0 | 0 | 0 | 0 | 0 | 0 | 1 |  | 11 | 9 | 11 | 8
| 7490 | 313 | 11 | 9 | 2 | 0 | 0 | 1 | 0 | 0 | 0 | 0 | 0 | 0 | 0 | 0 | 1 |  | 11 | 9 | 11 | 8
| 7491 | 313 | 11 | 9 | 3 | 0 | 0 | 1 | 0 | 0 | 0 | 0 | 0 | 0 | 0 | 0 | 1 |  | 11 | 9 | 11 | 8
| 7492 | 313 | 11 | 9 | 4 | 0 | 0 | 1 | 0 | 0 | 0 | 0 | 0 | 0 | 0 | 0 | 1 |  | 11 | 9 | 11 | 8
| 7493 | 313 | 11 | 9 | 5 | 0 | 0 | 1 | 0 | 0 | 0 | 0 | 0 | 0 | 0 | 0 | 1 |  | 11 | 9 | 11 | 8
| 7494 | 313 | 11 | 9 | 6 | 0 | 0 | 1 | 0 | 0 | 0 | 0 | 0 | 0 | 0 | 0 | 1 |  | 11 | 9 | 11 | 8
| 7495 | 313 | 11 | 9 | 7 | 0 | 0 | 1 | 0 | 0 | 0 | 0 | 0 | 0 | 0 | 0 | 1 |  | 11 | 9 | 11 | 8
| 7496 | 313 | 11 | 9 | 8 | 0 | 0 | 1 | 0 | 0 | 0 | 0 | 0 | 0 | 0 | 0 | 1 |  | 11 | 9 | 11 | 8
| 7497 | 313 | 11 | 9 | 9 | 0 | 0 | 1 | 0 | 0 | 0 | 0 | 0 | 0 | 0 | 0 | 1 |  | 11 | 9 | 11 | 8
| 7498 | 313 | 11 | 9 | 10 | 0 | 0 | 1 | 0 | 0 | 0 | 0 | 0 | 0 | 0 | 0 | 1 |  | 11 | 9 | 11 | 8
| 7499 | 313 | 11 | 9 | 11 | 0 | 0 | 1 | 0 | 0 | 0 | 0 | 0 | 0 | 0 | 0 | 1 |  | 11 | 9 | 11 | 8
| 7500 | 313 | 11 | 9 | 12 | 0 | 0 | 1 | 0 | 0 | 0 | 0 | 0 | 0 | 0 | 0 | 1 |  | 11 | 9 | 11 | 8
| 7501 | 313 | 11 | 9 | 13 | 0 | 0 | 1 | 0 | 0 | 0 | 0 | 0 | 0 | 0 | 0 | 1 |  | 11 | 9 | 11 | 8
| 7502 | 313 | 11 | 9 | 14 | 0 | 0 | 1 | 0 | 0 | 0 | 0 | 0 | 0 | 0 | 0 | 1 |  | 11 | 9 | 11 | 8
| 7503 | 313 | 11 | 9 | 15 | 0 | 0 | 1 | 0 | 0 | 0 | 0 | 0 | 0 | 0 | 0 | 1 |  | 11 | 9 | 11 | 8
| 7504 | 313 | 11 | 9 | 16 | 0 | 0 | 1 | 0 | 0 | 0 | 0 | 0 | 0 | 0 | 0 | 1 |  | 11 | 9 | 11 | 8
| 7505 | 313 | 11 | 9 | 17 | 0 | 0 | 1 | 0 | 0 | 0 | 0 | 0 | 0 | 0 | 0 | 1 |  | 11 | 9 | 11 | 8
| 7506 | 313 | 11 | 9 | 18 | 0 | 0 | 1 | 0 | 0 | 0 | 0 | 0 | 0 | 0 | 0 | 1 |  | 11 | 9 | 11 | 8
| 7507 | 313 | 11 | 9 | 19 | 0 | 0 | 1 | 0 | 0 | 0 | 0 | 0 | 0 | 0 | 0 | 1 |  | 11 | 9 | 11 | 8
| 7508 | 313 | 11 | 9 | 20 | 0 | 0 | 1 | 0 | 0 | 0 | 0 | 0 | 0 | 0 | 0 | 1 |  | 11 | 9 | 11 | 8
| 7509 | 313 | 11 | 9 | 21 | 0 | 0 | 1 | 0 | 0 | 0 | 0 | 0 | 0 | 0 | 0 | 1 |  | 11 | 9 | 11 | 8
| 7510 | 313 | 11 | 9 | 22 | 0 | 0 | 1 | 0 | 0 | 0 | 0 | 0 | 0 | 0 | 0 | 1 |  | 11 | 9 | 11 | 8
| 7511 | 313 | 11 | 9 | 23 | 0 | 0 | 1 | 0 | 0 | 0 | 0 | 0 | 0 | 0 | 0 | 1 |  | 11 | 9 | 11 | 8
| 7512 | 313 | 11 | 9 | 24 | 0 | 0 | 1 | 0 | 0 | 0 | 0 | 0 | 0 | 0 | 0 | 1 |  | 11 | 9 | 11 | 8
| 7513 | 314 | 11 | 10 | 1 | 0 | 0 | 1 | 0 | 0 | 0 | 0 | 0 | 0 | 0 | 0 | 1 |  | 11 | 10 | 11 | 9
| 7514 | 314 | 11 | 10 | 2 | 0 | 0 | 1 | 0 | 0 | 0 | 0 | 0 | 0 | 0 | 0 | 1 |  | 11 | 10 | 11 | 9
| 7515 | 314 | 11 | 10 | 3 | 0 | 0 | 1 | 0 | 0 | 0 | 0 | 0 | 0 | 0 | 0 | 1 |  | 11 | 10 | 11 | 9
| 7516 | 314 | 11 | 10 | 4 | 0 | 0 | 1 | 0 | 0 | 0 | 0 | 0 | 0 | 0 | 0 | 1 |  | 11 | 10 | 11 | 9
| 7517 | 314 | 11 | 10 | 5 | 0 | 0 | 1 | 0 | 0 | 0 | 0 | 0 | 0 | 0 | 0 | 1 |  | 11 | 10 | 11 | 9
| 7518 | 314 | 11 | 10 | 6 | 0 | 0 | 1 | 0 | 0 | 0 | 0 | 0 | 0 | 0 | 0 | 1 |  | 11 | 10 | 11 | 9
| 7519 | 314 | 11 | 10 | 7 | 0 | 0 | 1 | 0 | 0 | 0 | 0 | 0 | 0 | 0 | 0 | 1 |  | 11 | 10 | 11 | 9
| 7520 | 314 | 11 | 10 | 8 | 0 | 0 | 1 | 0 | 0 | 0 | 0 | 0 | 0 | 0 | 0 | 1 |  | 11 | 10 | 11 | 9
| 7521 | 314 | 11 | 10 | 9 | 0 | 0 | 1 | 0 | 0 | 0 | 0 | 0 | 0 | 0 | 0 | 1 |  | 11 | 10 | 11 | 9
| 7522 | 314 | 11 | 10 | 10 | 0 | 0 | 1 | 0 | 0 | 0 | 0 | 0 | 0 | 0 | 0 | 1 |  | 11 | 10 | 11 | 9
| 7523 | 314 | 11 | 10 | 11 | 0 | 0 | 1 | 0 | 0 | 0 | 0 | 0 | 0 | 0 | 0 | 1 |  | 11 | 10 | 11 | 9
| 7524 | 314 | 11 | 10 | 12 | 0 | 0 | 1 | 0 | 0 | 0 | 0 | 0 | 0 | 0 | 0 | 1 |  | 11 | 10 | 11 | 9
| 7525 | 314 | 11 | 10 | 13 | 0 | 0 | 1 | 0 | 0 | 0 | 0 | 0 | 0 | 0 | 0 | 1 |  | 11 | 10 | 11 | 9
| 7526 | 314 | 11 | 10 | 14 | 0 | 0 | 1 | 0 | 0 | 0 | 0 | 0 | 0 | 0 | 0 | 1 |  | 11 | 10 | 11 | 9
| 7527 | 314 | 11 | 10 | 15 | 0 | 0 | 1 | 0 | 0 | 0 | 0 | 0 | 0 | 0 | 0 | 1 |  | 11 | 10 | 11 | 9
| 7528 | 314 | 11 | 10 | 16 | 0 | 0 | 1 | 0 | 0 | 0 | 0 | 0 | 0 | 0 | 0 | 1 |  | 11 | 10 | 11 | 9
| 7529 | 314 | 11 | 10 | 17 | 0 | 0 | 1 | 0 | 0 | 0 | 0 | 0 | 0 | 0 | 0 | 1 |  | 11 | 10 | 11 | 9
| 7530 | 314 | 11 | 10 | 18 | 0 | 0 | 1 | 0 | 0 | 0 | 0 | 0 | 0 | 0 | 0 | 1 |  | 11 | 10 | 11 | 9
| 7531 | 314 | 11 | 10 | 19 | 0 | 0 | 1 | 0 | 0 | 0 | 0 | 0 | 0 | 0 | 0 | 1 |  | 11 | 10 | 11 | 9
| 7532 | 314 | 11 | 10 | 20 | 0 | 0 | 1 | 0 | 0 | 0 | 0 | 0 | 0 | 0 | 0 | 1 |  | 11 | 10 | 11 | 9
| 7533 | 314 | 11 | 10 | 21 | 0 | 0 | 1 | 0 | 0 | 0 | 0 | 0 | 0 | 0 | 0 | 1 |  | 11 | 10 | 11 | 9
| 7534 | 314 | 11 | 10 | 22 | 0 | 0 | 1 | 0 | 0 | 0 | 0 | 0 | 0 | 0 | 0 | 1 |  | 11 | 10 | 11 | 9
| 7535 | 314 | 11 | 10 | 23 | 0 | 0 | 1 | 0 | 0 | 0 | 0 | 0 | 0 | 0 | 0 | 1 |  | 11 | 10 | 11 | 9
| 7536 | 314 | 11 | 10 | 24 | 0 | 0 | 1 | 0 | 0 | 0 | 0 | 0 | 0 | 0 | 0 | 1 |  | 11 | 10 | 11 | 9
| 7537 | 315 | 11 | 11 | 1 | 0 | 0 | 1 | 0 | 0 | 0 | 0 | 0 | 0 | 0 | 0 | 1 |  | 11 | 11 | 11 | 10
| 7538 | 315 | 11 | 11 | 2 | 0 | 0 | 1 | 0 | 0 | 0 | 0 | 0 | 0 | 0 | 0 | 1 |  | 11 | 11 | 11 | 10
| 7539 | 315 | 11 | 11 | 3 | 0 | 0 | 1 | 0 | 0 | 0 | 0 | 0 | 0 | 0 | 0 | 1 |  | 11 | 11 | 11 | 10
| 7540 | 315 | 11 | 11 | 4 | 0 | 0 | 1 | 0 | 0 | 0 | 0 | 0 | 0 | 0 | 0 | 1 |  | 11 | 11 | 11 | 10
| 7541 | 315 | 11 | 11 | 5 | 0 | 0 | 1 | 0 | 0 | 0 | 0 | 0 | 0 | 0 | 0 | 1 |  | 11 | 11 | 11 | 10
| 7542 | 315 | 11 | 11 | 6 | 0 | 0 | 1 | 0 | 0 | 0 | 0 | 0 | 0 | 0 | 0 | 1 |  | 11 | 11 | 11 | 10
| 7543 | 315 | 11 | 11 | 7 | 0 | 0 | 1 | 0 | 0 | 0 | 0 | 0 | 0 | 0 | 0 | 1 |  | 11 | 11 | 11 | 10
| 7544 | 315 | 11 | 11 | 8 | 0 | 0 | 1 | 0 | 0 | 0 | 0 | 0 | 0 | 0 | 0 | 1 |  | 11 | 11 | 11 | 10
| 7545 | 315 | 11 | 11 | 9 | 0 | 0 | 1 | 0 | 0 | 0 | 0 | 0 | 0 | 0 | 0 | 1 |  | 11 | 11 | 11 | 10
| 7546 | 315 | 11 | 11 | 10 | 0 | 0 | 1 | 0 | 0 | 0 | 0 | 0 | 0 | 0 | 0 | 1 |  | 11 | 11 | 11 | 10
| 7547 | 315 | 11 | 11 | 11 | 0 | 0 | 1 | 0 | 0 | 0 | 0 | 0 | 0 | 0 | 0 | 1 |  | 11 | 11 | 11 | 10
| 7548 | 315 | 11 | 11 | 12 | 0 | 0 | 1 | 0 | 0 | 0 | 0 | 0 | 0 | 0 | 0 | 1 |  | 11 | 11 | 11 | 10
| 7549 | 315 | 11 | 11 | 13 | 0 | 0 | 1 | 0 | 0 | 0 | 0 | 0 | 0 | 0 | 0 | 1 |  | 11 | 11 | 11 | 10
| 7550 | 315 | 11 | 11 | 14 | 0 | 0 | 1 | 0 | 0 | 0 | 0 | 0 | 0 | 0 | 0 | 1 |  | 11 | 11 | 11 | 10
| 7551 | 315 | 11 | 11 | 15 | 0 | 0 | 1 | 0 | 0 | 0 | 0 | 0 | 0 | 0 | 0 | 1 |  | 11 | 11 | 11 | 10
| 7552 | 315 | 11 | 11 | 16 | 0 | 0 | 1 | 0 | 0 | 0 | 0 | 0 | 0 | 0 | 0 | 1 |  | 11 | 11 | 11 | 10
| 7553 | 315 | 11 | 11 | 17 | 0 | 0 | 1 | 0 | 0 | 0 | 0 | 0 | 0 | 0 | 0 | 1 |  | 11 | 11 | 11 | 10
| 7554 | 315 | 11 | 11 | 18 | 0 | 0 | 1 | 0 | 0 | 0 | 0 | 0 | 0 | 0 | 0 | 1 |  | 11 | 11 | 11 | 10
| 7555 | 315 | 11 | 11 | 19 | 0 | 0 | 1 | 0 | 0 | 0 | 0 | 0 | 0 | 0 | 0 | 1 |  | 11 | 11 | 11 | 10
| 7556 | 315 | 11 | 11 | 20 | 0 | 0 | 1 | 0 | 0 | 0 | 0 | 0 | 0 | 0 | 0 | 1 |  | 11 | 11 | 11 | 10
| 7557 | 315 | 11 | 11 | 21 | 0 | 0 | 1 | 0 | 0 | 0 | 0 | 0 | 0 | 0 | 0 | 1 |  | 11 | 11 | 11 | 10
| 7558 | 315 | 11 | 11 | 22 | 0 | 0 | 1 | 0 | 0 | 0 | 0 | 0 | 0 | 0 | 0 | 1 |  | 11 | 11 | 11 | 10
| 7559 | 315 | 11 | 11 | 23 | 0 | 0 | 1 | 0 | 0 | 0 | 0 | 0 | 0 | 0 | 0 | 1 |  | 11 | 11 | 11 | 10
| 7560 | 315 | 11 | 11 | 24 | 0 | 0 | 1 | 0 | 0 | 0 | 0 | 0 | 0 | 0 | 0 | 1 |  | 11 | 11 | 11 | 10
| 7561 | 316 | 11 | 12 | 1 | 0 | 0 | 0 | 0 | 0 | 0 | 0 | 0 | 0 | 0 | 0 | 1 |  | 11 | 12 | 11 | 11
| 7562 | 316 | 11 | 12 | 2 | 0 | 0 | 0 | 0 | 0 | 0 | 0 | 0 | 0 | 0 | 0 | 1 |  | 11 | 12 | 11 | 11
| 7563 | 316 | 11 | 12 | 3 | 0 | 0 | 0 | 0 | 0 | 0 | 0 | 0 | 0 | 0 | 0 | 1 |  | 11 | 12 | 11 | 11
| 7564 | 316 | 11 | 12 | 4 | 0 | 0 | 0 | 0 | 0 | 0 | 0 | 0 | 0 | 0 | 0 | 1 |  | 11 | 12 | 11 | 11
| 7565 | 316 | 11 | 12 | 5 | 0 | 0 | 0 | 0 | 0 | 0 | 0 | 0 | 0 | 0 | 0 | 1 |  | 11 | 12 | 11 | 11
| 7566 | 316 | 11 | 12 | 6 | 0 | 0 | 0 | 0 | 0 | 0 | 0 | 0 | 0 | 0 | 0 | 1 |  | 11 | 12 | 11 | 11
| 7567 | 316 | 11 | 12 | 7 | 0 | 0 | 0 | 0 | 0 | 0 | 0 | 0 | 0 | 0 | 0 | 1 |  | 11 | 12 | 11 | 11
| 7568 | 316 | 11 | 12 | 8 | 0 | 0 | 0 | 0 | 0 | 0 | 0 | 0 | 0 | 0 | 0 | 1 |  | 11 | 12 | 11 | 11
| 7569 | 316 | 11 | 12 | 9 | 0 | 0 | 0 | 0 | 0 | 0 | 0 | 0 | 0 | 0 | 0 | 1 |  | 11 | 12 | 11 | 11
| 7570 | 316 | 11 | 12 | 10 | 0 | 0 | 0 | 0 | 0 | 0 | 0 | 0 | 0 | 0 | 0 | 1 |  | 11 | 12 | 11 | 11
| 7571 | 316 | 11 | 12 | 11 | 0 | 0 | 0 | 0 | 0 | 0 | 0 | 0 | 0 | 0 | 0 | 1 |  | 11 | 12 | 11 | 11
| 7572 | 316 | 11 | 12 | 12 | 0 | 0 | 0 | 0 | 0 | 0 | 0 | 0 | 0 | 0 | 0 | 1 |  | 11 | 12 | 11 | 11
| 7573 | 316 | 11 | 12 | 13 | 0 | 0 | 0 | 0 | 0 | 0 | 0 | 0 | 0 | 0 | 0 | 1 |  | 11 | 12 | 11 | 11
| 7574 | 316 | 11 | 12 | 14 | 0 | 0 | 0 | 0 | 0 | 0 | 0 | 0 | 0 | 0 | 0 | 1 |  | 11 | 12 | 11 | 11
| 7575 | 316 | 11 | 12 | 15 | 0 | 0 | 0 | 0 | 0 | 0 | 0 | 0 | 0 | 0 | 0 | 1 |  | 11 | 12 | 11 | 11
| 7576 | 316 | 11 | 12 | 16 | 0 | 0 | 0 | 0 | 0 | 0 | 0 | 0 | 0 | 0 | 0 | 1 |  | 11 | 12 | 11 | 11
| 7577 | 316 | 11 | 12 | 17 | 0 | 0 | 0 | 0 | 0 | 0 | 0 | 0 | 0 | 0 | 0 | 1 |  | 11 | 12 | 11 | 11
| 7578 | 316 | 11 | 12 | 18 | 0 | 0 | 0 | 0 | 0 | 0 | 0 | 0 | 0 | 0 | 0 | 1 |  | 11 | 12 | 11 | 11
| 7579 | 316 | 11 | 12 | 19 | 0 | 0 | 0 | 0 | 0 | 0 | 0 | 0 | 0 | 0 | 0 | 1 |  | 11 | 12 | 11 | 11
| 7580 | 316 | 11 | 12 | 20 | 0 | 0 | 0 | 0 | 0 | 0 | 0 | 0 | 0 | 0 | 0 | 1 |  | 11 | 12 | 11 | 11
| 7581 | 316 | 11 | 12 | 21 | 0 | 0 | 0 | 0 | 0 | 0 | 0 | 0 | 0 | 0 | 0 | 1 |  | 11 | 12 | 11 | 11
| 7582 | 316 | 11 | 12 | 22 | 0 | 0 | 0 | 0 | 0 | 0 | 0 | 0 | 0 | 0 | 0 | 1 |  | 11 | 12 | 11 | 11
| 7583 | 316 | 11 | 12 | 23 | 0 | 0 | 0 | 0 | 0 | 0 | 0 | 0 | 0 | 0 | 0 | 1 |  | 11 | 12 | 11 | 11
| 7584 | 316 | 11 | 12 | 24 | 0 | 0 | 0 | 0 | 0 | 0 | 0 | 0 | 0 | 0 | 0 | 1 |  | 11 | 12 | 11 | 11
| 7585 | 317 | 11 | 13 | 1 | 0 | 0 | 0 | 0 | 0 | 0 | 0 | 0 | 0 | 0 | 0 | 1 |  | 11 | 13 | 11 | 12
| 7586 | 317 | 11 | 13 | 2 | 0 | 0 | 0 | 0 | 0 | 0 | 0 | 0 | 0 | 0 | 0 | 1 |  | 11 | 13 | 11 | 12
| 7587 | 317 | 11 | 13 | 3 | 0 | 0 | 0 | 0 | 0 | 0 | 0 | 0 | 0 | 0 | 0 | 1 |  | 11 | 13 | 11 | 12
| 7588 | 317 | 11 | 13 | 4 | 0 | 0 | 0 | 0 | 0 | 0 | 0 | 0 | 0 | 0 | 0 | 1 |  | 11 | 13 | 11 | 12
| 7589 | 317 | 11 | 13 | 5 | 0 | 0 | 0 | 0 | 0 | 0 | 0 | 0 | 0 | 0 | 0 | 1 |  | 11 | 13 | 11 | 12
| 7590 | 317 | 11 | 13 | 6 | 0 | 0 | 0 | 0 | 0 | 0 | 0 | 0 | 0 | 0 | 0 | 1 |  | 11 | 13 | 11 | 12
| 7591 | 317 | 11 | 13 | 7 | 0 | 0 | 0 | 0 | 0 | 0 | 0 | 0 | 0 | 0 | 0 | 1 |  | 11 | 13 | 11 | 12
| 7592 | 317 | 11 | 13 | 8 | 0 | 0 | 0 | 0 | 0 | 0 | 0 | 0 | 0 | 0 | 0 | 1 |  | 11 | 13 | 11 | 12
| 7593 | 317 | 11 | 13 | 9 | 0 | 0 | 0 | 0 | 0 | 0 | 0 | 0 | 0 | 0 | 0 | 1 |  | 11 | 13 | 11 | 12
| 7594 | 317 | 11 | 13 | 10 | 0 | 0 | 0 | 0 | 0 | 0 | 0 | 0 | 0 | 0 | 0 | 1 |  | 11 | 13 | 11 | 12
| 7595 | 317 | 11 | 13 | 11 | 0 | 0 | 0 | 0 | 0 | 0 | 0 | 0 | 0 | 0 | 0 | 1 |  | 11 | 13 | 11 | 12
| 7596 | 317 | 11 | 13 | 12 | 0 | 0 | 0 | 0 | 0 | 0 | 0 | 0 | 0 | 0 | 0 | 1 |  | 11 | 13 | 11 | 12
| 7597 | 317 | 11 | 13 | 13 | 0 | 0 | 0 | 0 | 0 | 0 | 0 | 0 | 0 | 0 | 0 | 1 |  | 11 | 13 | 11 | 12
| 7598 | 317 | 11 | 13 | 14 | 0 | 0 | 0 | 0 | 0 | 0 | 0 | 0 | 0 | 0 | 0 | 1 |  | 11 | 13 | 11 | 12
| 7599 | 317 | 11 | 13 | 15 | 0 | 0 | 0 | 0 | 0 | 0 | 0 | 0 | 0 | 0 | 0 | 1 |  | 11 | 13 | 11 | 12
| 7600 | 317 | 11 | 13 | 16 | 0 | 0 | 0 | 0 | 0 | 0 | 0 | 0 | 0 | 0 | 0 | 1 |  | 11 | 13 | 11 | 12
| 7601 | 317 | 11 | 13 | 17 | 0 | 0 | 0 | 0 | 0 | 0 | 0 | 0 | 0 | 0 | 0 | 1 |  | 11 | 13 | 11 | 12
| 7602 | 317 | 11 | 13 | 18 | 0 | 0 | 0 | 0 | 0 | 0 | 0 | 0 | 0 | 0 | 0 | 1 |  | 11 | 13 | 11 | 12
| 7603 | 317 | 11 | 13 | 19 | 0 | 0 | 0 | 0 | 0 | 0 | 0 | 0 | 0 | 0 | 0 | 1 |  | 11 | 13 | 11 | 12
| 7604 | 317 | 11 | 13 | 20 | 0 | 0 | 0 | 0 | 0 | 0 | 0 | 0 | 0 | 0 | 0 | 1 |  | 11 | 13 | 11 | 12
| 7605 | 317 | 11 | 13 | 21 | 0 | 0 | 0 | 0 | 0 | 0 | 0 | 0 | 0 | 0 | 0 | 1 |  | 11 | 13 | 11 | 12
| 7606 | 317 | 11 | 13 | 22 | 0 | 0 | 0 | 0 | 0 | 0 | 0 | 0 | 0 | 0 | 0 | 1 |  | 11 | 13 | 11 | 12
| 7607 | 317 | 11 | 13 | 23 | 0 | 0 | 0 | 0 | 0 | 0 | 0 | 0 | 0 | 0 | 0 | 1 |  | 11 | 13 | 11 | 12
| 7608 | 317 | 11 | 13 | 24 | 0 | 0 | 0 | 0 | 0 | 0 | 0 | 0 | 0 | 0 | 0 | 1 |  | 11 | 13 | 11 | 12
| 7609 | 318 | 11 | 14 | 1 | 0 | 0 | 1 | 0 | 0 | 0 | 0 | 0 | 0 | 0 | 0 | 1 |  | 11 | 14 | 11 | 13
| 7610 | 318 | 11 | 14 | 2 | 0 | 0 | 1 | 0 | 0 | 0 | 0 | 0 | 0 | 0 | 0 | 1 |  | 11 | 14 | 11 | 13
| 7611 | 318 | 11 | 14 | 3 | 0 | 0 | 1 | 0 | 0 | 0 | 0 | 0 | 0 | 0 | 0 | 1 |  | 11 | 14 | 11 | 13
| 7612 | 318 | 11 | 14 | 4 | 0 | 0 | 1 | 0 | 0 | 0 | 0 | 0 | 0 | 0 | 0 | 1 |  | 11 | 14 | 11 | 13
| 7613 | 318 | 11 | 14 | 5 | 0 | 0 | 1 | 0 | 0 | 0 | 0 | 0 | 0 | 0 | 0 | 1 |  | 11 | 14 | 11 | 13
| 7614 | 318 | 11 | 14 | 6 | 0 | 0 | 1 | 0 | 0 | 0 | 0 | 0 | 0 | 0 | 0 | 1 |  | 11 | 14 | 11 | 13
| 7615 | 318 | 11 | 14 | 7 | 0 | 0 | 1 | 0 | 0 | 0 | 0 | 0 | 0 | 0 | 0 | 1 |  | 11 | 14 | 11 | 13
| 7616 | 318 | 11 | 14 | 8 | 0 | 0 | 1 | 0 | 0 | 0 | 0 | 0 | 0 | 0 | 0 | 1 |  | 11 | 14 | 11 | 13
| 7617 | 318 | 11 | 14 | 9 | 0 | 0 | 1 | 0 | 0 | 0 | 0 | 0 | 0 | 0 | 0 | 1 |  | 11 | 14 | 11 | 13
| 7618 | 318 | 11 | 14 | 10 | 0 | 0 | 1 | 0 | 0 | 0 | 0 | 0 | 0 | 0 | 0 | 1 |  | 11 | 14 | 11 | 13
| 7619 | 318 | 11 | 14 | 11 | 0 | 0 | 1 | 0 | 0 | 0 | 0 | 0 | 0 | 0 | 0 | 1 |  | 11 | 14 | 11 | 13
| 7620 | 318 | 11 | 14 | 12 | 0 | 0 | 1 | 0 | 0 | 0 | 0 | 0 | 0 | 0 | 0 | 1 |  | 11 | 14 | 11 | 13
| 7621 | 318 | 11 | 14 | 13 | 0 | 0 | 1 | 0 | 0 | 0 | 0 | 0 | 0 | 0 | 0 | 1 |  | 11 | 14 | 11 | 13
| 7622 | 318 | 11 | 14 | 14 | 0 | 0 | 1 | 0 | 0 | 0 | 0 | 0 | 0 | 0 | 0 | 1 |  | 11 | 14 | 11 | 13
| 7623 | 318 | 11 | 14 | 15 | 0 | 0 | 1 | 0 | 0 | 0 | 0 | 0 | 0 | 0 | 0 | 1 |  | 11 | 14 | 11 | 13
| 7624 | 318 | 11 | 14 | 16 | 0 | 0 | 1 | 0 | 0 | 0 | 0 | 0 | 0 | 0 | 0 | 1 |  | 11 | 14 | 11 | 13
| 7625 | 318 | 11 | 14 | 17 | 0 | 0 | 1 | 0 | 0 | 0 | 0 | 0 | 0 | 0 | 0 | 1 |  | 11 | 14 | 11 | 13
| 7626 | 318 | 11 | 14 | 18 | 0 | 0 | 1 | 0 | 0 | 0 | 0 | 0 | 0 | 0 | 0 | 1 |  | 11 | 14 | 11 | 13
| 7627 | 318 | 11 | 14 | 19 | 0 | 0 | 1 | 0 | 0 | 0 | 0 | 0 | 0 | 0 | 0 | 1 |  | 11 | 14 | 11 | 13
| 7628 | 318 | 11 | 14 | 20 | 0 | 0 | 1 | 0 | 0 | 0 | 0 | 0 | 0 | 0 | 0 | 1 |  | 11 | 14 | 11 | 13
| 7629 | 318 | 11 | 14 | 21 | 0 | 0 | 1 | 0 | 0 | 0 | 0 | 0 | 0 | 0 | 0 | 1 |  | 11 | 14 | 11 | 13
| 7630 | 318 | 11 | 14 | 22 | 0 | 0 | 1 | 0 | 0 | 0 | 0 | 0 | 0 | 0 | 0 | 1 |  | 11 | 14 | 11 | 13
| 7631 | 318 | 11 | 14 | 23 | 0 | 0 | 1 | 0 | 0 | 0 | 0 | 0 | 0 | 0 | 0 | 1 |  | 11 | 14 | 11 | 13
| 7632 | 318 | 11 | 14 | 24 | 0 | 0 | 1 | 0 | 0 | 0 | 0 | 0 | 0 | 0 | 0 | 1 |  | 11 | 14 | 11 | 13
| 7633 | 319 | 11 | 15 | 1 | 0 | 0 | 1 | 0 | 0 | 0 | 0 | 0 | 0 | 0 | 0 | 1 |  | 11 | 15 | 11 | 14
| 7634 | 319 | 11 | 15 | 2 | 0 | 0 | 1 | 0 | 0 | 0 | 0 | 0 | 0 | 0 | 0 | 1 |  | 11 | 15 | 11 | 14
| 7635 | 319 | 11 | 15 | 3 | 0 | 0 | 1 | 0 | 0 | 0 | 0 | 0 | 0 | 0 | 0 | 1 |  | 11 | 15 | 11 | 14
| 7636 | 319 | 11 | 15 | 4 | 0 | 0 | 1 | 0 | 0 | 0 | 0 | 0 | 0 | 0 | 0 | 1 |  | 11 | 15 | 11 | 14
| 7637 | 319 | 11 | 15 | 5 | 0 | 0 | 1 | 0 | 0 | 0 | 0 | 0 | 0 | 0 | 0 | 1 |  | 11 | 15 | 11 | 14
| 7638 | 319 | 11 | 15 | 6 | 0 | 0 | 1 | 0 | 0 | 0 | 0 | 0 | 0 | 0 | 0 | 1 |  | 11 | 15 | 11 | 14
| 7639 | 319 | 11 | 15 | 7 | 0 | 0 | 1 | 0 | 0 | 0 | 0 | 0 | 0 | 0 | 0 | 1 |  | 11 | 15 | 11 | 14
| 7640 | 319 | 11 | 15 | 8 | 0 | 0 | 1 | 0 | 0 | 0 | 0 | 0 | 0 | 0 | 0 | 1 |  | 11 | 15 | 11 | 14
| 7641 | 319 | 11 | 15 | 9 | 0 | 0 | 1 | 0 | 0 | 0 | 0 | 0 | 0 | 0 | 0 | 1 |  | 11 | 15 | 11 | 14
| 7642 | 319 | 11 | 15 | 10 | 0 | 0 | 1 | 0 | 0 | 0 | 0 | 0 | 0 | 0 | 0 | 1 |  | 11 | 15 | 11 | 14
| 7643 | 319 | 11 | 15 | 11 | 0 | 0 | 1 | 0 | 0 | 0 | 0 | 0 | 0 | 0 | 0 | 1 |  | 11 | 15 | 11 | 14
| 7644 | 319 | 11 | 15 | 12 | 0 | 0 | 1 | 0 | 0 | 0 | 0 | 0 | 0 | 0 | 0 | 1 |  | 11 | 15 | 11 | 14
| 7645 | 319 | 11 | 15 | 13 | 0 | 0 | 1 | 0 | 0 | 0 | 0 | 0 | 0 | 0 | 0 | 1 |  | 11 | 15 | 11 | 14
| 7646 | 319 | 11 | 15 | 14 | 0 | 0 | 1 | 0 | 0 | 0 | 0 | 0 | 0 | 0 | 0 | 1 |  | 11 | 15 | 11 | 14
| 7647 | 319 | 11 | 15 | 15 | 0 | 0 | 1 | 0 | 0 | 0 | 0 | 0 | 0 | 0 | 0 | 1 |  | 11 | 15 | 11 | 14
| 7648 | 319 | 11 | 15 | 16 | 0 | 0 | 1 | 0 | 0 | 0 | 0 | 0 | 0 | 0 | 0 | 1 |  | 11 | 15 | 11 | 14
| 7649 | 319 | 11 | 15 | 17 | 0 | 0 | 1 | 0 | 0 | 0 | 0 | 0 | 0 | 0 | 0 | 1 |  | 11 | 15 | 11 | 14
| 7650 | 319 | 11 | 15 | 18 | 0 | 0 | 1 | 0 | 0 | 0 | 0 | 0 | 0 | 0 | 0 | 1 |  | 11 | 15 | 11 | 14
| 7651 | 319 | 11 | 15 | 19 | 0 | 0 | 1 | 0 | 0 | 0 | 0 | 0 | 0 | 0 | 0 | 1 |  | 11 | 15 | 11 | 14
| 7652 | 319 | 11 | 15 | 20 | 0 | 0 | 1 | 0 | 0 | 0 | 0 | 0 | 0 | 0 | 0 | 1 |  | 11 | 15 | 11 | 14
| 7653 | 319 | 11 | 15 | 21 | 0 | 0 | 1 | 0 | 0 | 0 | 0 | 0 | 0 | 0 | 0 | 1 |  | 11 | 15 | 11 | 14
| 7654 | 319 | 11 | 15 | 22 | 0 | 0 | 1 | 0 | 0 | 0 | 0 | 0 | 0 | 0 | 0 | 1 |  | 11 | 15 | 11 | 14
| 7655 | 319 | 11 | 15 | 23 | 0 | 0 | 1 | 0 | 0 | 0 | 0 | 0 | 0 | 0 | 0 | 1 |  | 11 | 15 | 11 | 14
| 7656 | 319 | 11 | 15 | 24 | 0 | 0 | 1 | 0 | 0 | 0 | 0 | 0 | 0 | 0 | 0 | 1 |  | 11 | 15 | 11 | 14
| 7657 | 320 | 11 | 16 | 1 | 0 | 0 | 1 | 0 | 0 | 0 | 0 | 0 | 0 | 0 | 0 | 1 |  | 11 | 16 | 11 | 15
| 7658 | 320 | 11 | 16 | 2 | 0 | 0 | 1 | 0 | 0 | 0 | 0 | 0 | 0 | 0 | 0 | 1 |  | 11 | 16 | 11 | 15
| 7659 | 320 | 11 | 16 | 3 | 0 | 0 | 1 | 0 | 0 | 0 | 0 | 0 | 0 | 0 | 0 | 1 |  | 11 | 16 | 11 | 15
| 7660 | 320 | 11 | 16 | 4 | 0 | 0 | 1 | 0 | 0 | 0 | 0 | 0 | 0 | 0 | 0 | 1 |  | 11 | 16 | 11 | 15
| 7661 | 320 | 11 | 16 | 5 | 0 | 0 | 1 | 0 | 0 | 0 | 0 | 0 | 0 | 0 | 0 | 1 |  | 11 | 16 | 11 | 15
| 7662 | 320 | 11 | 16 | 6 | 0 | 0 | 1 | 0 | 0 | 0 | 0 | 0 | 0 | 0 | 0 | 1 |  | 11 | 16 | 11 | 15
| 7663 | 320 | 11 | 16 | 7 | 0 | 0 | 1 | 0 | 0 | 0 | 0 | 0 | 0 | 0 | 0 | 1 |  | 11 | 16 | 11 | 15
| 7664 | 320 | 11 | 16 | 8 | 0 | 0 | 1 | 0 | 0 | 0 | 0 | 0 | 0 | 0 | 0 | 1 |  | 11 | 16 | 11 | 15
| 7665 | 320 | 11 | 16 | 9 | 0 | 0 | 1 | 0 | 0 | 0 | 0 | 0 | 0 | 0 | 0 | 1 |  | 11 | 16 | 11 | 15
| 7666 | 320 | 11 | 16 | 10 | 0 | 0 | 1 | 0 | 0 | 0 | 0 | 0 | 0 | 0 | 0 | 1 |  | 11 | 16 | 11 | 15
| 7667 | 320 | 11 | 16 | 11 | 0 | 0 | 1 | 0 | 0 | 0 | 0 | 0 | 0 | 0 | 0 | 1 |  | 11 | 16 | 11 | 15
| 7668 | 320 | 11 | 16 | 12 | 0 | 0 | 1 | 0 | 0 | 0 | 0 | 0 | 0 | 0 | 0 | 1 |  | 11 | 16 | 11 | 15
| 7669 | 320 | 11 | 16 | 13 | 0 | 0 | 1 | 0 | 0 | 0 | 0 | 0 | 0 | 0 | 0 | 1 |  | 11 | 16 | 11 | 15
| 7670 | 320 | 11 | 16 | 14 | 0 | 0 | 1 | 0 | 0 | 0 | 0 | 0 | 0 | 0 | 0 | 1 |  | 11 | 16 | 11 | 15
| 7671 | 320 | 11 | 16 | 15 | 0 | 0 | 1 | 0 | 0 | 0 | 0 | 0 | 0 | 0 | 0 | 1 |  | 11 | 16 | 11 | 15
| 7672 | 320 | 11 | 16 | 16 | 0 | 0 | 1 | 0 | 0 | 0 | 0 | 0 | 0 | 0 | 0 | 1 |  | 11 | 16 | 11 | 15
| 7673 | 320 | 11 | 16 | 17 | 0 | 0 | 1 | 0 | 0 | 0 | 0 | 0 | 0 | 0 | 0 | 1 |  | 11 | 16 | 11 | 15
| 7674 | 320 | 11 | 16 | 18 | 0 | 0 | 1 | 0 | 0 | 0 | 0 | 0 | 0 | 0 | 0 | 1 |  | 11 | 16 | 11 | 15
| 7675 | 320 | 11 | 16 | 19 | 0 | 0 | 1 | 0 | 0 | 0 | 0 | 0 | 0 | 0 | 0 | 1 |  | 11 | 16 | 11 | 15
| 7676 | 320 | 11 | 16 | 20 | 0 | 0 | 1 | 0 | 0 | 0 | 0 | 0 | 0 | 0 | 0 | 1 |  | 11 | 16 | 11 | 15
| 7677 | 320 | 11 | 16 | 21 | 0 | 0 | 1 | 0 | 0 | 0 | 0 | 0 | 0 | 0 | 0 | 1 |  | 11 | 16 | 11 | 15
| 7678 | 320 | 11 | 16 | 22 | 0 | 0 | 1 | 0 | 0 | 0 | 0 | 0 | 0 | 0 | 0 | 1 |  | 11 | 16 | 11 | 15
| 7679 | 320 | 11 | 16 | 23 | 0 | 0 | 1 | 0 | 0 | 0 | 0 | 0 | 0 | 0 | 0 | 1 |  | 11 | 16 | 11 | 15
| 7680 | 320 | 11 | 16 | 24 | 0 | 0 | 1 | 0 | 0 | 0 | 0 | 0 | 0 | 0 | 0 | 1 |  | 11 | 16 | 11 | 15
| 7681 | 321 | 11 | 17 | 1 | 0 | 0 | 1 | 0 | 0 | 0 | 0 | 0 | 0 | 0 | 0 | 1 |  | 11 | 17 | 11 | 16
| 7682 | 321 | 11 | 17 | 2 | 0 | 0 | 1 | 0 | 0 | 0 | 0 | 0 | 0 | 0 | 0 | 1 |  | 11 | 17 | 11 | 16
| 7683 | 321 | 11 | 17 | 3 | 0 | 0 | 1 | 0 | 0 | 0 | 0 | 0 | 0 | 0 | 0 | 1 |  | 11 | 17 | 11 | 16
| 7684 | 321 | 11 | 17 | 4 | 0 | 0 | 1 | 0 | 0 | 0 | 0 | 0 | 0 | 0 | 0 | 1 |  | 11 | 17 | 11 | 16
| 7685 | 321 | 11 | 17 | 5 | 0 | 0 | 1 | 0 | 0 | 0 | 0 | 0 | 0 | 0 | 0 | 1 |  | 11 | 17 | 11 | 16
| 7686 | 321 | 11 | 17 | 6 | 0 | 0 | 1 | 0 | 0 | 0 | 0 | 0 | 0 | 0 | 0 | 1 |  | 11 | 17 | 11 | 16
| 7687 | 321 | 11 | 17 | 7 | 0 | 0 | 1 | 0 | 0 | 0 | 0 | 0 | 0 | 0 | 0 | 1 |  | 11 | 17 | 11 | 16
| 7688 | 321 | 11 | 17 | 8 | 0 | 0 | 1 | 0 | 0 | 0 | 0 | 0 | 0 | 0 | 0 | 1 |  | 11 | 17 | 11 | 16
| 7689 | 321 | 11 | 17 | 9 | 0 | 0 | 1 | 0 | 0 | 0 | 0 | 0 | 0 | 0 | 0 | 1 |  | 11 | 17 | 11 | 16
| 7690 | 321 | 11 | 17 | 10 | 0 | 0 | 1 | 0 | 0 | 0 | 0 | 0 | 0 | 0 | 0 | 1 |  | 11 | 17 | 11 | 16
| 7691 | 321 | 11 | 17 | 11 | 0 | 0 | 1 | 0 | 0 | 0 | 0 | 0 | 0 | 0 | 0 | 1 |  | 11 | 17 | 11 | 16
| 7692 | 321 | 11 | 17 | 12 | 0 | 0 | 1 | 0 | 0 | 0 | 0 | 0 | 0 | 0 | 0 | 1 |  | 11 | 17 | 11 | 16
| 7693 | 321 | 11 | 17 | 13 | 0 | 0 | 1 | 0 | 0 | 0 | 0 | 0 | 0 | 0 | 0 | 1 |  | 11 | 17 | 11 | 16
| 7694 | 321 | 11 | 17 | 14 | 0 | 0 | 1 | 0 | 0 | 0 | 0 | 0 | 0 | 0 | 0 | 1 |  | 11 | 17 | 11 | 16
| 7695 | 321 | 11 | 17 | 15 | 0 | 0 | 1 | 0 | 0 | 0 | 0 | 0 | 0 | 0 | 0 | 1 |  | 11 | 17 | 11 | 16
| 7696 | 321 | 11 | 17 | 16 | 0 | 0 | 1 | 0 | 0 | 0 | 0 | 0 | 0 | 0 | 0 | 1 |  | 11 | 17 | 11 | 16
| 7697 | 321 | 11 | 17 | 17 | 0 | 0 | 1 | 0 | 0 | 0 | 0 | 0 | 0 | 0 | 0 | 1 |  | 11 | 17 | 11 | 16
| 7698 | 321 | 11 | 17 | 18 | 0 | 0 | 1 | 0 | 0 | 0 | 0 | 0 | 0 | 0 | 0 | 1 |  | 11 | 17 | 11 | 16
| 7699 | 321 | 11 | 17 | 19 | 0 | 0 | 1 | 0 | 0 | 0 | 0 | 0 | 0 | 0 | 0 | 1 |  | 11 | 17 | 11 | 16
| 7700 | 321 | 11 | 17 | 20 | 0 | 0 | 1 | 0 | 0 | 0 | 0 | 0 | 0 | 0 | 0 | 1 |  | 11 | 17 | 11 | 16
| 7701 | 321 | 11 | 17 | 21 | 0 | 0 | 1 | 0 | 0 | 0 | 0 | 0 | 0 | 0 | 0 | 1 |  | 11 | 17 | 11 | 16
| 7702 | 321 | 11 | 17 | 22 | 0 | 0 | 1 | 0 | 0 | 0 | 0 | 0 | 0 | 0 | 0 | 1 |  | 11 | 17 | 11 | 16
| 7703 | 321 | 11 | 17 | 23 | 0 | 0 | 1 | 0 | 0 | 0 | 0 | 0 | 0 | 0 | 0 | 1 |  | 11 | 17 | 11 | 16
| 7704 | 321 | 11 | 17 | 24 | 0 | 0 | 1 | 0 | 0 | 0 | 0 | 0 | 0 | 0 | 0 | 1 |  | 11 | 17 | 11 | 16
| 7705 | 322 | 11 | 18 | 1 | 0 | 0 | 1 | 0 | 0 | 0 | 0 | 0 | 0 | 0 | 0 | 1 |  | 11 | 18 | 11 | 17
| 7706 | 322 | 11 | 18 | 2 | 0 | 0 | 1 | 0 | 0 | 0 | 0 | 0 | 0 | 0 | 0 | 1 |  | 11 | 18 | 11 | 17
| 7707 | 322 | 11 | 18 | 3 | 0 | 0 | 1 | 0 | 0 | 0 | 0 | 0 | 0 | 0 | 0 | 1 |  | 11 | 18 | 11 | 17
| 7708 | 322 | 11 | 18 | 4 | 0 | 0 | 1 | 0 | 0 | 0 | 0 | 0 | 0 | 0 | 0 | 1 |  | 11 | 18 | 11 | 17
| 7709 | 322 | 11 | 18 | 5 | 0 | 0 | 1 | 0 | 0 | 0 | 0 | 0 | 0 | 0 | 0 | 1 |  | 11 | 18 | 11 | 17
| 7710 | 322 | 11 | 18 | 6 | 0 | 0 | 1 | 0 | 0 | 0 | 0 | 0 | 0 | 0 | 0 | 1 |  | 11 | 18 | 11 | 17
| 7711 | 322 | 11 | 18 | 7 | 0 | 0 | 1 | 0 | 0 | 0 | 0 | 0 | 0 | 0 | 0 | 1 |  | 11 | 18 | 11 | 17
| 7712 | 322 | 11 | 18 | 8 | 0 | 0 | 1 | 0 | 0 | 0 | 0 | 0 | 0 | 0 | 0 | 1 |  | 11 | 18 | 11 | 17
| 7713 | 322 | 11 | 18 | 9 | 0 | 0 | 1 | 0 | 0 | 0 | 0 | 0 | 0 | 0 | 0 | 1 |  | 11 | 18 | 11 | 17
| 7714 | 322 | 11 | 18 | 10 | 0 | 0 | 1 | 0 | 0 | 0 | 0 | 0 | 0 | 0 | 0 | 1 |  | 11 | 18 | 11 | 17
| 7715 | 322 | 11 | 18 | 11 | 0 | 0 | 1 | 0 | 0 | 0 | 0 | 0 | 0 | 0 | 0 | 1 |  | 11 | 18 | 11 | 17
| 7716 | 322 | 11 | 18 | 12 | 0 | 0 | 1 | 0 | 0 | 0 | 0 | 0 | 0 | 0 | 0 | 1 |  | 11 | 18 | 11 | 17
| 7717 | 322 | 11 | 18 | 13 | 0 | 0 | 1 | 0 | 0 | 0 | 0 | 0 | 0 | 0 | 0 | 1 |  | 11 | 18 | 11 | 17
| 7718 | 322 | 11 | 18 | 14 | 0 | 0 | 1 | 0 | 0 | 0 | 0 | 0 | 0 | 0 | 0 | 1 |  | 11 | 18 | 11 | 17
| 7719 | 322 | 11 | 18 | 15 | 0 | 0 | 1 | 0 | 0 | 0 | 0 | 0 | 0 | 0 | 0 | 1 |  | 11 | 18 | 11 | 17
| 7720 | 322 | 11 | 18 | 16 | 0 | 0 | 1 | 0 | 0 | 0 | 0 | 0 | 0 | 0 | 0 | 1 |  | 11 | 18 | 11 | 17
| 7721 | 322 | 11 | 18 | 17 | 0 | 0 | 1 | 0 | 0 | 0 | 0 | 0 | 0 | 0 | 0 | 1 |  | 11 | 18 | 11 | 17
| 7722 | 322 | 11 | 18 | 18 | 0 | 0 | 1 | 0 | 0 | 0 | 0 | 0 | 0 | 0 | 0 | 1 |  | 11 | 18 | 11 | 17
| 7723 | 322 | 11 | 18 | 19 | 0 | 0 | 1 | 0 | 0 | 0 | 0 | 0 | 0 | 0 | 0 | 1 |  | 11 | 18 | 11 | 17
| 7724 | 322 | 11 | 18 | 20 | 0 | 0 | 1 | 0 | 0 | 0 | 0 | 0 | 0 | 0 | 0 | 1 |  | 11 | 18 | 11 | 17
| 7725 | 322 | 11 | 18 | 21 | 0 | 0 | 1 | 0 | 0 | 0 | 0 | 0 | 0 | 0 | 0 | 1 |  | 11 | 18 | 11 | 17
| 7726 | 322 | 11 | 18 | 22 | 0 | 0 | 1 | 0 | 0 | 0 | 0 | 0 | 0 | 0 | 0 | 1 |  | 11 | 18 | 11 | 17
| 7727 | 322 | 11 | 18 | 23 | 0 | 0 | 1 | 0 | 0 | 0 | 0 | 0 | 0 | 0 | 0 | 1 |  | 11 | 18 | 11 | 17
| 7728 | 322 | 11 | 18 | 24 | 0 | 0 | 1 | 0 | 0 | 0 | 0 | 0 | 0 | 0 | 0 | 1 |  | 11 | 18 | 11 | 17
| 7729 | 323 | 11 | 19 | 1 | 0 | 0 | 0 | 0 | 0 | 0 | 0 | 0 | 0 | 0 | 0 | 1 |  | 11 | 19 | 11 | 18
| 7730 | 323 | 11 | 19 | 2 | 0 | 0 | 0 | 0 | 0 | 0 | 0 | 0 | 0 | 0 | 0 | 1 |  | 11 | 19 | 11 | 18
| 7731 | 323 | 11 | 19 | 3 | 0 | 0 | 0 | 0 | 0 | 0 | 0 | 0 | 0 | 0 | 0 | 1 |  | 11 | 19 | 11 | 18
| 7732 | 323 | 11 | 19 | 4 | 0 | 0 | 0 | 0 | 0 | 0 | 0 | 0 | 0 | 0 | 0 | 1 |  | 11 | 19 | 11 | 18
| 7733 | 323 | 11 | 19 | 5 | 0 | 0 | 0 | 0 | 0 | 0 | 0 | 0 | 0 | 0 | 0 | 1 |  | 11 | 19 | 11 | 18
| 7734 | 323 | 11 | 19 | 6 | 0 | 0 | 0 | 0 | 0 | 0 | 0 | 0 | 0 | 0 | 0 | 1 |  | 11 | 19 | 11 | 18
| 7735 | 323 | 11 | 19 | 7 | 0 | 0 | 0 | 0 | 0 | 0 | 0 | 0 | 0 | 0 | 0 | 1 |  | 11 | 19 | 11 | 18
| 7736 | 323 | 11 | 19 | 8 | 0 | 0 | 0 | 0 | 0 | 0 | 0 | 0 | 0 | 0 | 0 | 1 |  | 11 | 19 | 11 | 18
| 7737 | 323 | 11 | 19 | 9 | 0 | 0 | 0 | 0 | 0 | 0 | 0 | 0 | 0 | 0 | 0 | 1 |  | 11 | 19 | 11 | 18
| 7738 | 323 | 11 | 19 | 10 | 0 | 0 | 0 | 0 | 0 | 0 | 0 | 0 | 0 | 0 | 0 | 1 |  | 11 | 19 | 11 | 18
| 7739 | 323 | 11 | 19 | 11 | 0 | 0 | 0 | 0 | 0 | 0 | 0 | 0 | 0 | 0 | 0 | 1 |  | 11 | 19 | 11 | 18
| 7740 | 323 | 11 | 19 | 12 | 0 | 0 | 0 | 0 | 0 | 0 | 0 | 0 | 0 | 0 | 0 | 1 |  | 11 | 19 | 11 | 18
| 7741 | 323 | 11 | 19 | 13 | 0 | 0 | 0 | 0 | 0 | 0 | 0 | 0 | 0 | 0 | 0 | 1 |  | 11 | 19 | 11 | 18
| 7742 | 323 | 11 | 19 | 14 | 0 | 0 | 0 | 0 | 0 | 0 | 0 | 0 | 0 | 0 | 0 | 1 |  | 11 | 19 | 11 | 18
| 7743 | 323 | 11 | 19 | 15 | 0 | 0 | 0 | 0 | 0 | 0 | 0 | 0 | 0 | 0 | 0 | 1 |  | 11 | 19 | 11 | 18
| 7744 | 323 | 11 | 19 | 16 | 0 | 0 | 0 | 0 | 0 | 0 | 0 | 0 | 0 | 0 | 0 | 1 |  | 11 | 19 | 11 | 18
| 7745 | 323 | 11 | 19 | 17 | 0 | 0 | 0 | 0 | 0 | 0 | 0 | 0 | 0 | 0 | 0 | 1 |  | 11 | 19 | 11 | 18
| 7746 | 323 | 11 | 19 | 18 | 0 | 0 | 0 | 0 | 0 | 0 | 0 | 0 | 0 | 0 | 0 | 1 |  | 11 | 19 | 11 | 18
| 7747 | 323 | 11 | 19 | 19 | 0 | 0 | 0 | 0 | 0 | 0 | 0 | 0 | 0 | 0 | 0 | 1 |  | 11 | 19 | 11 | 18
| 7748 | 323 | 11 | 19 | 20 | 0 | 0 | 0 | 0 | 0 | 0 | 0 | 0 | 0 | 0 | 0 | 1 |  | 11 | 19 | 11 | 18
| 7749 | 323 | 11 | 19 | 21 | 0 | 0 | 0 | 0 | 0 | 0 | 0 | 0 | 0 | 0 | 0 | 1 |  | 11 | 19 | 11 | 18
| 7750 | 323 | 11 | 19 | 22 | 0 | 0 | 0 | 0 | 0 | 0 | 0 | 0 | 0 | 0 | 0 | 1 |  | 11 | 19 | 11 | 18
| 7751 | 323 | 11 | 19 | 23 | 0 | 0 | 0 | 0 | 0 | 0 | 0 | 0 | 0 | 0 | 0 | 1 |  | 11 | 19 | 11 | 18
| 7752 | 323 | 11 | 19 | 24 | 0 | 0 | 0 | 0 | 0 | 0 | 0 | 0 | 0 | 0 | 0 | 1 |  | 11 | 19 | 11 | 18
| 7753 | 324 | 11 | 20 | 1 | 0 | 0 | 0 | 0 | 0 | 0 | 0 | 0 | 0 | 0 | 0 | 1 |  | 11 | 20 | 11 | 19
| 7754 | 324 | 11 | 20 | 2 | 0 | 0 | 0 | 0 | 0 | 0 | 0 | 0 | 0 | 0 | 0 | 1 |  | 11 | 20 | 11 | 19
| 7755 | 324 | 11 | 20 | 3 | 0 | 0 | 0 | 0 | 0 | 0 | 0 | 0 | 0 | 0 | 0 | 1 |  | 11 | 20 | 11 | 19
| 7756 | 324 | 11 | 20 | 4 | 0 | 0 | 0 | 0 | 0 | 0 | 0 | 0 | 0 | 0 | 0 | 1 |  | 11 | 20 | 11 | 19
| 7757 | 324 | 11 | 20 | 5 | 0 | 0 | 0 | 0 | 0 | 0 | 0 | 0 | 0 | 0 | 0 | 1 |  | 11 | 20 | 11 | 19
| 7758 | 324 | 11 | 20 | 6 | 0 | 0 | 0 | 0 | 0 | 0 | 0 | 0 | 0 | 0 | 0 | 1 |  | 11 | 20 | 11 | 19
| 7759 | 324 | 11 | 20 | 7 | 0 | 0 | 0 | 0 | 0 | 0 | 0 | 0 | 0 | 0 | 0 | 1 |  | 11 | 20 | 11 | 19
| 7760 | 324 | 11 | 20 | 8 | 0 | 0 | 0 | 0 | 0 | 0 | 0 | 0 | 0 | 0 | 0 | 1 |  | 11 | 20 | 11 | 19
| 7761 | 324 | 11 | 20 | 9 | 0 | 0 | 0 | 0 | 0 | 0 | 0 | 0 | 0 | 0 | 0 | 1 |  | 11 | 20 | 11 | 19
| 7762 | 324 | 11 | 20 | 10 | 0 | 0 | 0 | 0 | 0 | 0 | 0 | 0 | 0 | 0 | 0 | 1 |  | 11 | 20 | 11 | 19
| 7763 | 324 | 11 | 20 | 11 | 0 | 0 | 0 | 0 | 0 | 0 | 0 | 0 | 0 | 0 | 0 | 1 |  | 11 | 20 | 11 | 19
| 7764 | 324 | 11 | 20 | 12 | 0 | 0 | 0 | 0 | 0 | 0 | 0 | 0 | 0 | 0 | 0 | 1 |  | 11 | 20 | 11 | 19
| 7765 | 324 | 11 | 20 | 13 | 0 | 0 | 0 | 0 | 0 | 0 | 0 | 0 | 0 | 0 | 0 | 1 |  | 11 | 20 | 11 | 19
| 7766 | 324 | 11 | 20 | 14 | 0 | 0 | 0 | 0 | 0 | 0 | 0 | 0 | 0 | 0 | 0 | 1 |  | 11 | 20 | 11 | 19
| 7767 | 324 | 11 | 20 | 15 | 0 | 0 | 0 | 0 | 0 | 0 | 0 | 0 | 0 | 0 | 0 | 1 |  | 11 | 20 | 11 | 19
| 7768 | 324 | 11 | 20 | 16 | 0 | 0 | 0 | 0 | 0 | 0 | 0 | 0 | 0 | 0 | 0 | 1 |  | 11 | 20 | 11 | 19
| 7769 | 324 | 11 | 20 | 17 | 0 | 0 | 0 | 0 | 0 | 0 | 0 | 0 | 0 | 0 | 0 | 1 |  | 11 | 20 | 11 | 19
| 7770 | 324 | 11 | 20 | 18 | 0 | 0 | 0 | 0 | 0 | 0 | 0 | 0 | 0 | 0 | 0 | 1 |  | 11 | 20 | 11 | 19
| 7771 | 324 | 11 | 20 | 19 | 0 | 0 | 0 | 0 | 0 | 0 | 0 | 0 | 0 | 0 | 0 | 1 |  | 11 | 20 | 11 | 19
| 7772 | 324 | 11 | 20 | 20 | 0 | 0 | 0 | 0 | 0 | 0 | 0 | 0 | 0 | 0 | 0 | 1 |  | 11 | 20 | 11 | 19
| 7773 | 324 | 11 | 20 | 21 | 0 | 0 | 0 | 0 | 0 | 0 | 0 | 0 | 0 | 0 | 0 | 1 |  | 11 | 20 | 11 | 19
| 7774 | 324 | 11 | 20 | 22 | 0 | 0 | 0 | 0 | 0 | 0 | 0 | 0 | 0 | 0 | 0 | 1 |  | 11 | 20 | 11 | 19
| 7775 | 324 | 11 | 20 | 23 | 0 | 0 | 0 | 0 | 0 | 0 | 0 | 0 | 0 | 0 | 0 | 1 |  | 11 | 20 | 11 | 19
| 7776 | 324 | 11 | 20 | 24 | 0 | 0 | 0 | 0 | 0 | 0 | 0 | 0 | 0 | 0 | 0 | 1 |  | 11 | 20 | 11 | 19
| 7777 | 325 | 11 | 21 | 1 | 0 | 0 | 1 | 0 | 0 | 0 | 0 | 0 | 0 | 0 | 0 | 1 |  | 11 | 21 | 11 | 20
| 7778 | 325 | 11 | 21 | 2 | 0 | 0 | 1 | 0 | 0 | 0 | 0 | 0 | 0 | 0 | 0 | 1 |  | 11 | 21 | 11 | 20
| 7779 | 325 | 11 | 21 | 3 | 0 | 0 | 1 | 0 | 0 | 0 | 0 | 0 | 0 | 0 | 0 | 1 |  | 11 | 21 | 11 | 20
| 7780 | 325 | 11 | 21 | 4 | 0 | 0 | 1 | 0 | 0 | 0 | 0 | 0 | 0 | 0 | 0 | 1 |  | 11 | 21 | 11 | 20
| 7781 | 325 | 11 | 21 | 5 | 0 | 0 | 1 | 0 | 0 | 0 | 0 | 0 | 0 | 0 | 0 | 1 |  | 11 | 21 | 11 | 20
| 7782 | 325 | 11 | 21 | 6 | 0 | 0 | 1 | 0 | 0 | 0 | 0 | 0 | 0 | 0 | 0 | 1 |  | 11 | 21 | 11 | 20
| 7783 | 325 | 11 | 21 | 7 | 0 | 0 | 1 | 0 | 0 | 0 | 0 | 0 | 0 | 0 | 0 | 1 |  | 11 | 21 | 11 | 20
| 7784 | 325 | 11 | 21 | 8 | 0 | 0 | 1 | 0 | 0 | 0 | 0 | 0 | 0 | 0 | 0 | 1 |  | 11 | 21 | 11 | 20
| 7785 | 325 | 11 | 21 | 9 | 0 | 0 | 1 | 0 | 0 | 0 | 0 | 0 | 0 | 0 | 0 | 1 |  | 11 | 21 | 11 | 20
| 7786 | 325 | 11 | 21 | 10 | 0 | 0 | 1 | 0 | 0 | 0 | 0 | 0 | 0 | 0 | 0 | 1 |  | 11 | 21 | 11 | 20
| 7787 | 325 | 11 | 21 | 11 | 0 | 0 | 1 | 0 | 0 | 0 | 0 | 0 | 0 | 0 | 0 | 1 |  | 11 | 21 | 11 | 20
| 7788 | 325 | 11 | 21 | 12 | 0 | 0 | 1 | 0 | 0 | 0 | 0 | 0 | 0 | 0 | 0 | 1 |  | 11 | 21 | 11 | 20
| 7789 | 325 | 11 | 21 | 13 | 0 | 0 | 1 | 0 | 0 | 0 | 0 | 0 | 0 | 0 | 0 | 1 |  | 11 | 21 | 11 | 20
| 7790 | 325 | 11 | 21 | 14 | 0 | 0 | 1 | 0 | 0 | 0 | 0 | 0 | 0 | 0 | 0 | 1 |  | 11 | 21 | 11 | 20
| 7791 | 325 | 11 | 21 | 15 | 0 | 0 | 1 | 0 | 0 | 0 | 0 | 0 | 0 | 0 | 0 | 1 |  | 11 | 21 | 11 | 20
| 7792 | 325 | 11 | 21 | 16 | 0 | 0 | 1 | 0 | 0 | 0 | 0 | 0 | 0 | 0 | 0 | 1 |  | 11 | 21 | 11 | 20
| 7793 | 325 | 11 | 21 | 17 | 0 | 0 | 1 | 0 | 0 | 0 | 0 | 0 | 0 | 0 | 0 | 1 |  | 11 | 21 | 11 | 20
| 7794 | 325 | 11 | 21 | 18 | 0 | 0 | 1 | 0 | 0 | 0 | 0 | 0 | 0 | 0 | 0 | 1 |  | 11 | 21 | 11 | 20
| 7795 | 325 | 11 | 21 | 19 | 0 | 0 | 1 | 0 | 0 | 0 | 0 | 0 | 0 | 0 | 0 | 1 |  | 11 | 21 | 11 | 20
| 7796 | 325 | 11 | 21 | 20 | 0 | 0 | 1 | 0 | 0 | 0 | 0 | 0 | 0 | 0 | 0 | 1 |  | 11 | 21 | 11 | 20
| 7797 | 325 | 11 | 21 | 21 | 0 | 0 | 1 | 0 | 0 | 0 | 0 | 0 | 0 | 0 | 0 | 1 |  | 11 | 21 | 11 | 20
| 7798 | 325 | 11 | 21 | 22 | 0 | 0 | 1 | 0 | 0 | 0 | 0 | 0 | 0 | 0 | 0 | 1 |  | 11 | 21 | 11 | 20
| 7799 | 325 | 11 | 21 | 23 | 0 | 0 | 1 | 0 | 0 | 0 | 0 | 0 | 0 | 0 | 0 | 1 |  | 11 | 21 | 11 | 20
| 7800 | 325 | 11 | 21 | 24 | 0 | 0 | 1 | 0 | 0 | 0 | 0 | 0 | 0 | 0 | 0 | 1 |  | 11 | 21 | 11 | 20
| 7801 | 326 | 11 | 22 | 1 | 0 | 0 | 1 | 0 | 0 | 0 | 0 | 0 | 0 | 0 | 0 | 1 |  | 11 | 22 | 11 | 21
| 7802 | 326 | 11 | 22 | 2 | 0 | 0 | 1 | 0 | 0 | 0 | 0 | 0 | 0 | 0 | 0 | 1 |  | 11 | 22 | 11 | 21
| 7803 | 326 | 11 | 22 | 3 | 0 | 0 | 1 | 0 | 0 | 0 | 0 | 0 | 0 | 0 | 0 | 1 |  | 11 | 22 | 11 | 21
| 7804 | 326 | 11 | 22 | 4 | 0 | 0 | 1 | 0 | 0 | 0 | 0 | 0 | 0 | 0 | 0 | 1 |  | 11 | 22 | 11 | 21
| 7805 | 326 | 11 | 22 | 5 | 0 | 0 | 1 | 0 | 0 | 0 | 0 | 0 | 0 | 0 | 0 | 1 |  | 11 | 22 | 11 | 21
| 7806 | 326 | 11 | 22 | 6 | 0 | 0 | 1 | 0 | 0 | 0 | 0 | 0 | 0 | 0 | 0 | 1 |  | 11 | 22 | 11 | 21
| 7807 | 326 | 11 | 22 | 7 | 0 | 0 | 1 | 0 | 0 | 0 | 0 | 0 | 0 | 0 | 0 | 1 |  | 11 | 22 | 11 | 21
| 7808 | 326 | 11 | 22 | 8 | 0 | 0 | 1 | 0 | 0 | 0 | 0 | 0 | 0 | 0 | 0 | 1 |  | 11 | 22 | 11 | 21
| 7809 | 326 | 11 | 22 | 9 | 0 | 0 | 1 | 0 | 0 | 0 | 0 | 0 | 0 | 0 | 0 | 1 |  | 11 | 22 | 11 | 21
| 7810 | 326 | 11 | 22 | 10 | 0 | 0 | 1 | 0 | 0 | 0 | 0 | 0 | 0 | 0 | 0 | 1 |  | 11 | 22 | 11 | 21
| 7811 | 326 | 11 | 22 | 11 | 0 | 0 | 1 | 0 | 0 | 0 | 0 | 0 | 0 | 0 | 0 | 1 |  | 11 | 22 | 11 | 21
| 7812 | 326 | 11 | 22 | 12 | 0 | 0 | 1 | 0 | 0 | 0 | 0 | 0 | 0 | 0 | 0 | 1 |  | 11 | 22 | 11 | 21
| 7813 | 326 | 11 | 22 | 13 | 0 | 0 | 1 | 0 | 0 | 0 | 0 | 0 | 0 | 0 | 0 | 1 |  | 11 | 22 | 11 | 21
| 7814 | 326 | 11 | 22 | 14 | 0 | 0 | 1 | 0 | 0 | 0 | 0 | 0 | 0 | 0 | 0 | 1 |  | 11 | 22 | 11 | 21
| 7815 | 326 | 11 | 22 | 15 | 0 | 0 | 1 | 0 | 0 | 0 | 0 | 0 | 0 | 0 | 0 | 1 |  | 11 | 22 | 11 | 21
| 7816 | 326 | 11 | 22 | 16 | 0 | 0 | 1 | 0 | 0 | 0 | 0 | 0 | 0 | 0 | 0 | 1 |  | 11 | 22 | 11 | 21
| 7817 | 326 | 11 | 22 | 17 | 0 | 0 | 1 | 0 | 0 | 0 | 0 | 0 | 0 | 0 | 0 | 1 |  | 11 | 22 | 11 | 21
| 7818 | 326 | 11 | 22 | 18 | 0 | 0 | 1 | 0 | 0 | 0 | 0 | 0 | 0 | 0 | 0 | 1 |  | 11 | 22 | 11 | 21
| 7819 | 326 | 11 | 22 | 19 | 0 | 0 | 1 | 0 | 0 | 0 | 0 | 0 | 0 | 0 | 0 | 1 |  | 11 | 22 | 11 | 21
| 7820 | 326 | 11 | 22 | 20 | 0 | 0 | 1 | 0 | 0 | 0 | 0 | 0 | 0 | 0 | 0 | 1 |  | 11 | 22 | 11 | 21
| 7821 | 326 | 11 | 22 | 21 | 0 | 0 | 1 | 0 | 0 | 0 | 0 | 0 | 0 | 0 | 0 | 1 |  | 11 | 22 | 11 | 21
| 7822 | 326 | 11 | 22 | 22 | 0 | 0 | 1 | 0 | 0 | 0 | 0 | 0 | 0 | 0 | 0 | 1 |  | 11 | 22 | 11 | 21
| 7823 | 326 | 11 | 22 | 23 | 0 | 0 | 1 | 0 | 0 | 0 | 0 | 0 | 0 | 0 | 0 | 1 |  | 11 | 22 | 11 | 21
| 7824 | 326 | 11 | 22 | 24 | 0 | 0 | 1 | 0 | 0 | 0 | 0 | 0 | 0 | 0 | 0 | 1 |  | 11 | 22 | 11 | 21
| 7825 | 327 | 11 | 23 | 1 | 0 | 0 | 1 | 0 | 0 | 0 | 0 | 0 | 0 | 0 | 0 | 1 |  | 11 | 23 | 11 | 22
| 7826 | 327 | 11 | 23 | 2 | 0 | 0 | 1 | 0 | 0 | 0 | 0 | 0 | 0 | 0 | 0 | 1 |  | 11 | 23 | 11 | 22
| 7827 | 327 | 11 | 23 | 3 | 0 | 0 | 1 | 0 | 0 | 0 | 0 | 0 | 0 | 0 | 0 | 1 |  | 11 | 23 | 11 | 22
| 7828 | 327 | 11 | 23 | 4 | 0 | 0 | 1 | 0 | 0 | 0 | 0 | 0 | 0 | 0 | 0 | 1 |  | 11 | 23 | 11 | 22
| 7829 | 327 | 11 | 23 | 5 | 0 | 0 | 1 | 0 | 0 | 0 | 0 | 0 | 0 | 0 | 0 | 1 |  | 11 | 23 | 11 | 22
| 7830 | 327 | 11 | 23 | 6 | 0 | 0 | 1 | 0 | 0 | 0 | 0 | 0 | 0 | 0 | 0 | 1 |  | 11 | 23 | 11 | 22
| 7831 | 327 | 11 | 23 | 7 | 0 | 0 | 1 | 0 | 0 | 0 | 0 | 0 | 0 | 0 | 0 | 1 |  | 11 | 23 | 11 | 22
| 7832 | 327 | 11 | 23 | 8 | 0 | 0 | 1 | 0 | 0 | 0 | 0 | 0 | 0 | 0 | 0 | 1 |  | 11 | 23 | 11 | 22
| 7833 | 327 | 11 | 23 | 9 | 0 | 0 | 1 | 0 | 0 | 0 | 0 | 0 | 0 | 0 | 0 | 1 |  | 11 | 23 | 11 | 22
| 7834 | 327 | 11 | 23 | 10 | 0 | 0 | 1 | 0 | 0 | 0 | 0 | 0 | 0 | 0 | 0 | 1 |  | 11 | 23 | 11 | 22
| 7835 | 327 | 11 | 23 | 11 | 0 | 0 | 1 | 0 | 0 | 0 | 0 | 0 | 0 | 0 | 0 | 1 |  | 11 | 23 | 11 | 22
| 7836 | 327 | 11 | 23 | 12 | 0 | 0 | 1 | 0 | 0 | 0 | 0 | 0 | 0 | 0 | 0 | 1 |  | 11 | 23 | 11 | 22
| 7837 | 327 | 11 | 23 | 13 | 0 | 0 | 1 | 0 | 0 | 0 | 0 | 0 | 0 | 0 | 0 | 1 |  | 11 | 23 | 11 | 22
| 7838 | 327 | 11 | 23 | 14 | 0 | 0 | 1 | 0 | 0 | 0 | 0 | 0 | 0 | 0 | 0 | 1 |  | 11 | 23 | 11 | 22
| 7839 | 327 | 11 | 23 | 15 | 0 | 0 | 1 | 0 | 0 | 0 | 0 | 0 | 0 | 0 | 0 | 1 |  | 11 | 23 | 11 | 22
| 7840 | 327 | 11 | 23 | 16 | 0 | 0 | 1 | 0 | 0 | 0 | 0 | 0 | 0 | 0 | 0 | 1 |  | 11 | 23 | 11 | 22
| 7841 | 327 | 11 | 23 | 17 | 0 | 0 | 1 | 0 | 0 | 0 | 0 | 0 | 0 | 0 | 0 | 1 |  | 11 | 23 | 11 | 22
| 7842 | 327 | 11 | 23 | 18 | 0 | 0 | 1 | 0 | 0 | 0 | 0 | 0 | 0 | 0 | 0 | 1 |  | 11 | 23 | 11 | 22
| 7843 | 327 | 11 | 23 | 19 | 0 | 0 | 1 | 0 | 0 | 0 | 0 | 0 | 0 | 0 | 0 | 1 |  | 11 | 23 | 11 | 22
| 7844 | 327 | 11 | 23 | 20 | 0 | 0 | 1 | 0 | 0 | 0 | 0 | 0 | 0 | 0 | 0 | 1 |  | 11 | 23 | 11 | 22
| 7845 | 327 | 11 | 23 | 21 | 0 | 0 | 1 | 0 | 0 | 0 | 0 | 0 | 0 | 0 | 0 | 1 |  | 11 | 23 | 11 | 22
| 7846 | 327 | 11 | 23 | 22 | 0 | 0 | 1 | 0 | 0 | 0 | 0 | 0 | 0 | 0 | 0 | 1 |  | 11 | 23 | 11 | 22
| 7847 | 327 | 11 | 23 | 23 | 0 | 0 | 1 | 0 | 0 | 0 | 0 | 0 | 0 | 0 | 0 | 1 |  | 11 | 23 | 11 | 22
| 7848 | 327 | 11 | 23 | 24 | 0 | 0 | 1 | 0 | 0 | 0 | 0 | 0 | 0 | 0 | 0 | 1 |  | 11 | 23 | 11 | 22
| 7849 | 328 | 11 | 24 | 1 | 0 | 0 | 1 | 0 | 0 | 0 | 0 | 0 | 0 | 0 | 0 | 1 |  | 11 | 24 | 11 | 23
| 7850 | 328 | 11 | 24 | 2 | 0 | 0 | 1 | 0 | 0 | 0 | 0 | 0 | 0 | 0 | 0 | 1 |  | 11 | 24 | 11 | 23
| 7851 | 328 | 11 | 24 | 3 | 0 | 0 | 1 | 0 | 0 | 0 | 0 | 0 | 0 | 0 | 0 | 1 |  | 11 | 24 | 11 | 23
| 7852 | 328 | 11 | 24 | 4 | 0 | 0 | 1 | 0 | 0 | 0 | 0 | 0 | 0 | 0 | 0 | 1 |  | 11 | 24 | 11 | 23
| 7853 | 328 | 11 | 24 | 5 | 0 | 0 | 1 | 0 | 0 | 0 | 0 | 0 | 0 | 0 | 0 | 1 |  | 11 | 24 | 11 | 23
| 7854 | 328 | 11 | 24 | 6 | 0 | 0 | 1 | 0 | 0 | 0 | 0 | 0 | 0 | 0 | 0 | 1 |  | 11 | 24 | 11 | 23
| 7855 | 328 | 11 | 24 | 7 | 0 | 0 | 1 | 0 | 0 | 0 | 0 | 0 | 0 | 0 | 0 | 1 |  | 11 | 24 | 11 | 23
| 7856 | 328 | 11 | 24 | 8 | 0 | 0 | 1 | 0 | 0 | 0 | 0 | 0 | 0 | 0 | 0 | 1 |  | 11 | 24 | 11 | 23
| 7857 | 328 | 11 | 24 | 9 | 0 | 0 | 1 | 0 | 0 | 0 | 0 | 0 | 0 | 0 | 0 | 1 |  | 11 | 24 | 11 | 23
| 7858 | 328 | 11 | 24 | 10 | 0 | 0 | 1 | 0 | 0 | 0 | 0 | 0 | 0 | 0 | 0 | 1 |  | 11 | 24 | 11 | 23
| 7859 | 328 | 11 | 24 | 11 | 0 | 0 | 1 | 0 | 0 | 0 | 0 | 0 | 0 | 0 | 0 | 1 |  | 11 | 24 | 11 | 23
| 7860 | 328 | 11 | 24 | 12 | 0 | 0 | 1 | 0 | 0 | 0 | 0 | 0 | 0 | 0 | 0 | 1 |  | 11 | 24 | 11 | 23
| 7861 | 328 | 11 | 24 | 13 | 0 | 0 | 1 | 0 | 0 | 0 | 0 | 0 | 0 | 0 | 0 | 1 |  | 11 | 24 | 11 | 23
| 7862 | 328 | 11 | 24 | 14 | 0 | 0 | 1 | 0 | 0 | 0 | 0 | 0 | 0 | 0 | 0 | 1 |  | 11 | 24 | 11 | 23
| 7863 | 328 | 11 | 24 | 15 | 0 | 0 | 1 | 0 | 0 | 0 | 0 | 0 | 0 | 0 | 0 | 1 |  | 11 | 24 | 11 | 23
| 7864 | 328 | 11 | 24 | 16 | 0 | 0 | 1 | 0 | 0 | 0 | 0 | 0 | 0 | 0 | 0 | 1 |  | 11 | 24 | 11 | 23
| 7865 | 328 | 11 | 24 | 17 | 0 | 0 | 1 | 0 | 0 | 0 | 0 | 0 | 0 | 0 | 0 | 1 |  | 11 | 24 | 11 | 23
| 7866 | 328 | 11 | 24 | 18 | 0 | 0 | 1 | 0 | 0 | 0 | 0 | 0 | 0 | 0 | 0 | 1 |  | 11 | 24 | 11 | 23
| 7867 | 328 | 11 | 24 | 19 | 0 | 0 | 1 | 0 | 0 | 0 | 0 | 0 | 0 | 0 | 0 | 1 |  | 11 | 24 | 11 | 23
| 7868 | 328 | 11 | 24 | 20 | 0 | 0 | 1 | 0 | 0 | 0 | 0 | 0 | 0 | 0 | 0 | 1 |  | 11 | 24 | 11 | 23
| 7869 | 328 | 11 | 24 | 21 | 0 | 0 | 1 | 0 | 0 | 0 | 0 | 0 | 0 | 0 | 0 | 1 |  | 11 | 24 | 11 | 23
| 7870 | 328 | 11 | 24 | 22 | 0 | 0 | 1 | 0 | 0 | 0 | 0 | 0 | 0 | 0 | 0 | 1 |  | 11 | 24 | 11 | 23
| 7871 | 328 | 11 | 24 | 23 | 0 | 0 | 1 | 0 | 0 | 0 | 0 | 0 | 0 | 0 | 0 | 1 |  | 11 | 24 | 11 | 23
| 7872 | 328 | 11 | 24 | 24 | 0 | 0 | 1 | 0 | 0 | 0 | 0 | 0 | 0 | 0 | 0 | 1 |  | 11 | 24 | 11 | 23
| 7873 | 329 | 11 | 25 | 1 | 0 | 0 | 1 | 0 | 0 | 0 | 0 | 0 | 0 | 0 | 0 | 1 |  | 11 | 25 | 11 | 24
| 7874 | 329 | 11 | 25 | 2 | 0 | 0 | 1 | 0 | 0 | 0 | 0 | 0 | 0 | 0 | 0 | 1 |  | 11 | 25 | 11 | 24
| 7875 | 329 | 11 | 25 | 3 | 0 | 0 | 1 | 0 | 0 | 0 | 0 | 0 | 0 | 0 | 0 | 1 |  | 11 | 25 | 11 | 24
| 7876 | 329 | 11 | 25 | 4 | 0 | 0 | 1 | 0 | 0 | 0 | 0 | 0 | 0 | 0 | 0 | 1 |  | 11 | 25 | 11 | 24
| 7877 | 329 | 11 | 25 | 5 | 0 | 0 | 1 | 0 | 0 | 0 | 0 | 0 | 0 | 0 | 0 | 1 |  | 11 | 25 | 11 | 24
| 7878 | 329 | 11 | 25 | 6 | 0 | 0 | 1 | 0 | 0 | 0 | 0 | 0 | 0 | 0 | 0 | 1 |  | 11 | 25 | 11 | 24
| 7879 | 329 | 11 | 25 | 7 | 0 | 0 | 1 | 0 | 0 | 0 | 0 | 0 | 0 | 0 | 0 | 1 |  | 11 | 25 | 11 | 24
| 7880 | 329 | 11 | 25 | 8 | 0 | 0 | 1 | 0 | 0 | 0 | 0 | 0 | 0 | 0 | 0 | 1 |  | 11 | 25 | 11 | 24
| 7881 | 329 | 11 | 25 | 9 | 0 | 0 | 1 | 0 | 0 | 0 | 0 | 0 | 0 | 0 | 0 | 1 |  | 11 | 25 | 11 | 24
| 7882 | 329 | 11 | 25 | 10 | 0 | 0 | 1 | 0 | 0 | 0 | 0 | 0 | 0 | 0 | 0 | 1 |  | 11 | 25 | 11 | 24
| 7883 | 329 | 11 | 25 | 11 | 0 | 0 | 1 | 0 | 0 | 0 | 0 | 0 | 0 | 0 | 0 | 1 |  | 11 | 25 | 11 | 24
| 7884 | 329 | 11 | 25 | 12 | 0 | 0 | 1 | 0 | 0 | 0 | 0 | 0 | 0 | 0 | 0 | 1 |  | 11 | 25 | 11 | 24
| 7885 | 329 | 11 | 25 | 13 | 0 | 0 | 1 | 0 | 0 | 0 | 0 | 0 | 0 | 0 | 0 | 1 |  | 11 | 25 | 11 | 24
| 7886 | 329 | 11 | 25 | 14 | 0 | 0 | 1 | 0 | 0 | 0 | 0 | 0 | 0 | 0 | 0 | 1 |  | 11 | 25 | 11 | 24
| 7887 | 329 | 11 | 25 | 15 | 0 | 0 | 1 | 0 | 0 | 0 | 0 | 0 | 0 | 0 | 0 | 1 |  | 11 | 25 | 11 | 24
| 7888 | 329 | 11 | 25 | 16 | 0 | 0 | 1 | 0 | 0 | 0 | 0 | 0 | 0 | 0 | 0 | 1 |  | 11 | 25 | 11 | 24
| 7889 | 329 | 11 | 25 | 17 | 0 | 0 | 1 | 0 | 0 | 0 | 0 | 0 | 0 | 0 | 0 | 1 |  | 11 | 25 | 11 | 24
| 7890 | 329 | 11 | 25 | 18 | 0 | 0 | 1 | 0 | 0 | 0 | 0 | 0 | 0 | 0 | 0 | 1 |  | 11 | 25 | 11 | 24
| 7891 | 329 | 11 | 25 | 19 | 0 | 0 | 1 | 0 | 0 | 0 | 0 | 0 | 0 | 0 | 0 | 1 |  | 11 | 25 | 11 | 24
| 7892 | 329 | 11 | 25 | 20 | 0 | 0 | 1 | 0 | 0 | 0 | 0 | 0 | 0 | 0 | 0 | 1 |  | 11 | 25 | 11 | 24
| 7893 | 329 | 11 | 25 | 21 | 0 | 0 | 1 | 0 | 0 | 0 | 0 | 0 | 0 | 0 | 0 | 1 |  | 11 | 25 | 11 | 24
| 7894 | 329 | 11 | 25 | 22 | 0 | 0 | 1 | 0 | 0 | 0 | 0 | 0 | 0 | 0 | 0 | 1 |  | 11 | 25 | 11 | 24
| 7895 | 329 | 11 | 25 | 23 | 0 | 0 | 1 | 0 | 0 | 0 | 0 | 0 | 0 | 0 | 0 | 1 |  | 11 | 25 | 11 | 24
| 7896 | 329 | 11 | 25 | 24 | 0 | 0 | 1 | 0 | 0 | 0 | 0 | 0 | 0 | 0 | 0 | 1 |  | 11 | 25 | 11 | 24
| 7897 | 330 | 11 | 26 | 1 | 0 | 0 | 0 | 0 | 0 | 0 | 0 | 0 | 0 | 0 | 0 | 1 |  | 11 | 26 | 11 | 25
| 7898 | 330 | 11 | 26 | 2 | 0 | 0 | 0 | 0 | 0 | 0 | 0 | 0 | 0 | 0 | 0 | 1 |  | 11 | 26 | 11 | 25
| 7899 | 330 | 11 | 26 | 3 | 0 | 0 | 0 | 0 | 0 | 0 | 0 | 0 | 0 | 0 | 0 | 1 |  | 11 | 26 | 11 | 25
| 7900 | 330 | 11 | 26 | 4 | 0 | 0 | 0 | 0 | 0 | 0 | 0 | 0 | 0 | 0 | 0 | 1 |  | 11 | 26 | 11 | 25
| 7901 | 330 | 11 | 26 | 5 | 0 | 0 | 0 | 0 | 0 | 0 | 0 | 0 | 0 | 0 | 0 | 1 |  | 11 | 26 | 11 | 25
| 7902 | 330 | 11 | 26 | 6 | 0 | 0 | 0 | 0 | 0 | 0 | 0 | 0 | 0 | 0 | 0 | 1 |  | 11 | 26 | 11 | 25
| 7903 | 330 | 11 | 26 | 7 | 0 | 0 | 0 | 0 | 0 | 0 | 0 | 0 | 0 | 0 | 0 | 1 |  | 11 | 26 | 11 | 25
| 7904 | 330 | 11 | 26 | 8 | 0 | 0 | 0 | 0 | 0 | 0 | 0 | 0 | 0 | 0 | 0 | 1 |  | 11 | 26 | 11 | 25
| 7905 | 330 | 11 | 26 | 9 | 0 | 0 | 0 | 0 | 0 | 0 | 0 | 0 | 0 | 0 | 0 | 1 |  | 11 | 26 | 11 | 25
| 7906 | 330 | 11 | 26 | 10 | 0 | 0 | 0 | 0 | 0 | 0 | 0 | 0 | 0 | 0 | 0 | 1 |  | 11 | 26 | 11 | 25
| 7907 | 330 | 11 | 26 | 11 | 0 | 0 | 0 | 0 | 0 | 0 | 0 | 0 | 0 | 0 | 0 | 1 |  | 11 | 26 | 11 | 25
| 7908 | 330 | 11 | 26 | 12 | 0 | 0 | 0 | 0 | 0 | 0 | 0 | 0 | 0 | 0 | 0 | 1 |  | 11 | 26 | 11 | 25
| 7909 | 330 | 11 | 26 | 13 | 0 | 0 | 0 | 0 | 0 | 0 | 0 | 0 | 0 | 0 | 0 | 1 |  | 11 | 26 | 11 | 25
| 7910 | 330 | 11 | 26 | 14 | 0 | 0 | 0 | 0 | 0 | 0 | 0 | 0 | 0 | 0 | 0 | 1 |  | 11 | 26 | 11 | 25
| 7911 | 330 | 11 | 26 | 15 | 0 | 0 | 0 | 0 | 0 | 0 | 0 | 0 | 0 | 0 | 0 | 1 |  | 11 | 26 | 11 | 25
| 7912 | 330 | 11 | 26 | 16 | 0 | 0 | 0 | 0 | 0 | 0 | 0 | 0 | 0 | 0 | 0 | 1 |  | 11 | 26 | 11 | 25
| 7913 | 330 | 11 | 26 | 17 | 0 | 0 | 0 | 0 | 0 | 0 | 0 | 0 | 0 | 0 | 0 | 1 |  | 11 | 26 | 11 | 25
| 7914 | 330 | 11 | 26 | 18 | 0 | 0 | 0 | 0 | 0 | 0 | 0 | 0 | 0 | 0 | 0 | 1 |  | 11 | 26 | 11 | 25
| 7915 | 330 | 11 | 26 | 19 | 0 | 0 | 0 | 0 | 0 | 0 | 0 | 0 | 0 | 0 | 0 | 1 |  | 11 | 26 | 11 | 25
| 7916 | 330 | 11 | 26 | 20 | 0 | 0 | 0 | 0 | 0 | 0 | 0 | 0 | 0 | 0 | 0 | 1 |  | 11 | 26 | 11 | 25
| 7917 | 330 | 11 | 26 | 21 | 0 | 0 | 0 | 0 | 0 | 0 | 0 | 0 | 0 | 0 | 0 | 1 |  | 11 | 26 | 11 | 25
| 7918 | 330 | 11 | 26 | 22 | 0 | 0 | 0 | 0 | 0 | 0 | 0 | 0 | 0 | 0 | 0 | 1 |  | 11 | 26 | 11 | 25
| 7919 | 330 | 11 | 26 | 23 | 0 | 0 | 0 | 0 | 0 | 0 | 0 | 0 | 0 | 0 | 0 | 1 |  | 11 | 26 | 11 | 25
| 7920 | 330 | 11 | 26 | 24 | 0 | 0 | 0 | 0 | 0 | 0 | 0 | 0 | 0 | 0 | 0 | 1 |  | 11 | 26 | 11 | 25
| 7921 | 331 | 11 | 27 | 1 | 0 | 0 | 0 | 0 | 0 | 0 | 0 | 0 | 0 | 0 | 0 | 1 |  | 11 | 27 | 11 | 26
| 7922 | 331 | 11 | 27 | 2 | 0 | 0 | 0 | 0 | 0 | 0 | 0 | 0 | 0 | 0 | 0 | 1 |  | 11 | 27 | 11 | 26
| 7923 | 331 | 11 | 27 | 3 | 0 | 0 | 0 | 0 | 0 | 0 | 0 | 0 | 0 | 0 | 0 | 1 |  | 11 | 27 | 11 | 26
| 7924 | 331 | 11 | 27 | 4 | 0 | 0 | 0 | 0 | 0 | 0 | 0 | 0 | 0 | 0 | 0 | 1 |  | 11 | 27 | 11 | 26
| 7925 | 331 | 11 | 27 | 5 | 0 | 0 | 0 | 0 | 0 | 0 | 0 | 0 | 0 | 0 | 0 | 1 |  | 11 | 27 | 11 | 26
| 7926 | 331 | 11 | 27 | 6 | 0 | 0 | 0 | 0 | 0 | 0 | 0 | 0 | 0 | 0 | 0 | 1 |  | 11 | 27 | 11 | 26
| 7927 | 331 | 11 | 27 | 7 | 0 | 0 | 0 | 0 | 0 | 0 | 0 | 0 | 0 | 0 | 0 | 1 |  | 11 | 27 | 11 | 26
| 7928 | 331 | 11 | 27 | 8 | 0 | 0 | 0 | 0 | 0 | 0 | 0 | 0 | 0 | 0 | 0 | 1 |  | 11 | 27 | 11 | 26
| 7929 | 331 | 11 | 27 | 9 | 0 | 0 | 0 | 0 | 0 | 0 | 0 | 0 | 0 | 0 | 0 | 1 |  | 11 | 27 | 11 | 26
| 7930 | 331 | 11 | 27 | 10 | 0 | 0 | 0 | 0 | 0 | 0 | 0 | 0 | 0 | 0 | 0 | 1 |  | 11 | 27 | 11 | 26
| 7931 | 331 | 11 | 27 | 11 | 0 | 0 | 0 | 0 | 0 | 0 | 0 | 0 | 0 | 0 | 0 | 1 |  | 11 | 27 | 11 | 26
| 7932 | 331 | 11 | 27 | 12 | 0 | 0 | 0 | 0 | 0 | 0 | 0 | 0 | 0 | 0 | 0 | 1 |  | 11 | 27 | 11 | 26
| 7933 | 331 | 11 | 27 | 13 | 0 | 0 | 0 | 0 | 0 | 0 | 0 | 0 | 0 | 0 | 0 | 1 |  | 11 | 27 | 11 | 26
| 7934 | 331 | 11 | 27 | 14 | 0 | 0 | 0 | 0 | 0 | 0 | 0 | 0 | 0 | 0 | 0 | 1 |  | 11 | 27 | 11 | 26
| 7935 | 331 | 11 | 27 | 15 | 0 | 0 | 0 | 0 | 0 | 0 | 0 | 0 | 0 | 0 | 0 | 1 |  | 11 | 27 | 11 | 26
| 7936 | 331 | 11 | 27 | 16 | 0 | 0 | 0 | 0 | 0 | 0 | 0 | 0 | 0 | 0 | 0 | 1 |  | 11 | 27 | 11 | 26
| 7937 | 331 | 11 | 27 | 17 | 0 | 0 | 0 | 0 | 0 | 0 | 0 | 0 | 0 | 0 | 0 | 1 |  | 11 | 27 | 11 | 26
| 7938 | 331 | 11 | 27 | 18 | 0 | 0 | 0 | 0 | 0 | 0 | 0 | 0 | 0 | 0 | 0 | 1 |  | 11 | 27 | 11 | 26
| 7939 | 331 | 11 | 27 | 19 | 0 | 0 | 0 | 0 | 0 | 0 | 0 | 0 | 0 | 0 | 0 | 1 |  | 11 | 27 | 11 | 26
| 7940 | 331 | 11 | 27 | 20 | 0 | 0 | 0 | 0 | 0 | 0 | 0 | 0 | 0 | 0 | 0 | 1 |  | 11 | 27 | 11 | 26
| 7941 | 331 | 11 | 27 | 21 | 0 | 0 | 0 | 0 | 0 | 0 | 0 | 0 | 0 | 0 | 0 | 1 |  | 11 | 27 | 11 | 26
| 7942 | 331 | 11 | 27 | 22 | 0 | 0 | 0 | 0 | 0 | 0 | 0 | 0 | 0 | 0 | 0 | 1 |  | 11 | 27 | 11 | 26
| 7943 | 331 | 11 | 27 | 23 | 0 | 0 | 0 | 0 | 0 | 0 | 0 | 0 | 0 | 0 | 0 | 1 |  | 11 | 27 | 11 | 26
| 7944 | 331 | 11 | 27 | 24 | 0 | 0 | 0 | 0 | 0 | 0 | 0 | 0 | 0 | 0 | 0 | 1 |  | 11 | 27 | 11 | 26
| 7945 | 332 | 11 | 28 | 1 | 0 | 0 | 1 | 0 | 0 | 0 | 0 | 0 | 0 | 0 | 0 | 1 |  | 11 | 28 | 11 | 27
| 7946 | 332 | 11 | 28 | 2 | 0 | 0 | 1 | 0 | 0 | 0 | 0 | 0 | 0 | 0 | 0 | 1 |  | 11 | 28 | 11 | 27
| 7947 | 332 | 11 | 28 | 3 | 0 | 0 | 1 | 0 | 0 | 0 | 0 | 0 | 0 | 0 | 0 | 1 |  | 11 | 28 | 11 | 27
| 7948 | 332 | 11 | 28 | 4 | 0 | 0 | 1 | 0 | 0 | 0 | 0 | 0 | 0 | 0 | 0 | 1 |  | 11 | 28 | 11 | 27
| 7949 | 332 | 11 | 28 | 5 | 0 | 0 | 1 | 0 | 0 | 0 | 0 | 0 | 0 | 0 | 0 | 1 |  | 11 | 28 | 11 | 27
| 7950 | 332 | 11 | 28 | 6 | 0 | 0 | 1 | 0 | 0 | 0 | 0 | 0 | 0 | 0 | 0 | 1 |  | 11 | 28 | 11 | 27
| 7951 | 332 | 11 | 28 | 7 | 0 | 0 | 1 | 0 | 0 | 0 | 0 | 0 | 0 | 0 | 0 | 1 |  | 11 | 28 | 11 | 27
| 7952 | 332 | 11 | 28 | 8 | 0 | 0 | 1 | 0 | 0 | 0 | 0 | 0 | 0 | 0 | 0 | 1 |  | 11 | 28 | 11 | 27
| 7953 | 332 | 11 | 28 | 9 | 0 | 0 | 1 | 0 | 0 | 0 | 0 | 0 | 0 | 0 | 0 | 1 |  | 11 | 28 | 11 | 27
| 7954 | 332 | 11 | 28 | 10 | 0 | 0 | 1 | 0 | 0 | 0 | 0 | 0 | 0 | 0 | 0 | 1 |  | 11 | 28 | 11 | 27
| 7955 | 332 | 11 | 28 | 11 | 0 | 0 | 1 | 0 | 0 | 0 | 0 | 0 | 0 | 0 | 0 | 1 |  | 11 | 28 | 11 | 27
| 7956 | 332 | 11 | 28 | 12 | 0 | 0 | 1 | 0 | 0 | 0 | 0 | 0 | 0 | 0 | 0 | 1 |  | 11 | 28 | 11 | 27
| 7957 | 332 | 11 | 28 | 13 | 0 | 0 | 1 | 0 | 0 | 0 | 0 | 0 | 0 | 0 | 0 | 1 |  | 11 | 28 | 11 | 27
| 7958 | 332 | 11 | 28 | 14 | 0 | 0 | 1 | 0 | 0 | 0 | 0 | 0 | 0 | 0 | 0 | 1 |  | 11 | 28 | 11 | 27
| 7959 | 332 | 11 | 28 | 15 | 0 | 0 | 1 | 0 | 0 | 0 | 0 | 0 | 0 | 0 | 0 | 1 |  | 11 | 28 | 11 | 27
| 7960 | 332 | 11 | 28 | 16 | 0 | 0 | 1 | 0 | 0 | 0 | 0 | 0 | 0 | 0 | 0 | 1 |  | 11 | 28 | 11 | 27
| 7961 | 332 | 11 | 28 | 17 | 0 | 0 | 1 | 0 | 0 | 0 | 0 | 0 | 0 | 0 | 0 | 1 |  | 11 | 28 | 11 | 27
| 7962 | 332 | 11 | 28 | 18 | 0 | 0 | 1 | 0 | 0 | 0 | 0 | 0 | 0 | 0 | 0 | 1 |  | 11 | 28 | 11 | 27
| 7963 | 332 | 11 | 28 | 19 | 0 | 0 | 1 | 0 | 0 | 0 | 0 | 0 | 0 | 0 | 0 | 1 |  | 11 | 28 | 11 | 27
| 7964 | 332 | 11 | 28 | 20 | 0 | 0 | 1 | 0 | 0 | 0 | 0 | 0 | 0 | 0 | 0 | 1 |  | 11 | 28 | 11 | 27
| 7965 | 332 | 11 | 28 | 21 | 0 | 0 | 1 | 0 | 0 | 0 | 0 | 0 | 0 | 0 | 0 | 1 |  | 11 | 28 | 11 | 27
| 7966 | 332 | 11 | 28 | 22 | 0 | 0 | 1 | 0 | 0 | 0 | 0 | 0 | 0 | 0 | 0 | 1 |  | 11 | 28 | 11 | 27
| 7967 | 332 | 11 | 28 | 23 | 0 | 0 | 1 | 0 | 0 | 0 | 0 | 0 | 0 | 0 | 0 | 1 |  | 11 | 28 | 11 | 27
| 7968 | 332 | 11 | 28 | 24 | 0 | 0 | 1 | 0 | 0 | 0 | 0 | 0 | 0 | 0 | 0 | 1 |  | 11 | 28 | 11 | 27
| 7969 | 333 | 11 | 29 | 1 | 0 | 0 | 1 | 0 | 0 | 0 | 0 | 0 | 0 | 0 | 0 | 1 |  | 11 | 29 | 11 | 28
| 7970 | 333 | 11 | 29 | 2 | 0 | 0 | 1 | 0 | 0 | 0 | 0 | 0 | 0 | 0 | 0 | 1 |  | 11 | 29 | 11 | 28
| 7971 | 333 | 11 | 29 | 3 | 0 | 0 | 1 | 0 | 0 | 0 | 0 | 0 | 0 | 0 | 0 | 1 |  | 11 | 29 | 11 | 28
| 7972 | 333 | 11 | 29 | 4 | 0 | 0 | 1 | 0 | 0 | 0 | 0 | 0 | 0 | 0 | 0 | 1 |  | 11 | 29 | 11 | 28
| 7973 | 333 | 11 | 29 | 5 | 0 | 0 | 1 | 0 | 0 | 0 | 0 | 0 | 0 | 0 | 0 | 1 |  | 11 | 29 | 11 | 28
| 7974 | 333 | 11 | 29 | 6 | 0 | 0 | 1 | 0 | 0 | 0 | 0 | 0 | 0 | 0 | 0 | 1 |  | 11 | 29 | 11 | 28
| 7975 | 333 | 11 | 29 | 7 | 0 | 0 | 1 | 0 | 0 | 0 | 0 | 0 | 0 | 0 | 0 | 1 |  | 11 | 29 | 11 | 28
| 7976 | 333 | 11 | 29 | 8 | 0 | 0 | 1 | 0 | 0 | 0 | 0 | 0 | 0 | 0 | 0 | 1 |  | 11 | 29 | 11 | 28
| 7977 | 333 | 11 | 29 | 9 | 0 | 0 | 1 | 0 | 0 | 0 | 0 | 0 | 0 | 0 | 0 | 1 |  | 11 | 29 | 11 | 28
| 7978 | 333 | 11 | 29 | 10 | 0 | 0 | 1 | 0 | 0 | 0 | 0 | 0 | 0 | 0 | 0 | 1 |  | 11 | 29 | 11 | 28
| 7979 | 333 | 11 | 29 | 11 | 0 | 0 | 1 | 0 | 0 | 0 | 0 | 0 | 0 | 0 | 0 | 1 |  | 11 | 29 | 11 | 28
| 7980 | 333 | 11 | 29 | 12 | 0 | 0 | 1 | 0 | 0 | 0 | 0 | 0 | 0 | 0 | 0 | 1 |  | 11 | 29 | 11 | 28
| 7981 | 333 | 11 | 29 | 13 | 0 | 0 | 1 | 0 | 0 | 0 | 0 | 0 | 0 | 0 | 0 | 1 |  | 11 | 29 | 11 | 28
| 7982 | 333 | 11 | 29 | 14 | 0 | 0 | 1 | 0 | 0 | 0 | 0 | 0 | 0 | 0 | 0 | 1 |  | 11 | 29 | 11 | 28
| 7983 | 333 | 11 | 29 | 15 | 0 | 0 | 1 | 0 | 0 | 0 | 0 | 0 | 0 | 0 | 0 | 1 |  | 11 | 29 | 11 | 28
| 7984 | 333 | 11 | 29 | 16 | 0 | 0 | 1 | 0 | 0 | 0 | 0 | 0 | 0 | 0 | 0 | 1 |  | 11 | 29 | 11 | 28
| 7985 | 333 | 11 | 29 | 17 | 0 | 0 | 1 | 0 | 0 | 0 | 0 | 0 | 0 | 0 | 0 | 1 |  | 11 | 29 | 11 | 28
| 7986 | 333 | 11 | 29 | 18 | 0 | 0 | 1 | 0 | 0 | 0 | 0 | 0 | 0 | 0 | 0 | 1 |  | 11 | 29 | 11 | 28
| 7987 | 333 | 11 | 29 | 19 | 0 | 0 | 1 | 0 | 0 | 0 | 0 | 0 | 0 | 0 | 0 | 1 |  | 11 | 29 | 11 | 28
| 7988 | 333 | 11 | 29 | 20 | 0 | 0 | 1 | 0 | 0 | 0 | 0 | 0 | 0 | 0 | 0 | 1 |  | 11 | 29 | 11 | 28
| 7989 | 333 | 11 | 29 | 21 | 0 | 0 | 1 | 0 | 0 | 0 | 0 | 0 | 0 | 0 | 0 | 1 |  | 11 | 29 | 11 | 28
| 7990 | 333 | 11 | 29 | 22 | 0 | 0 | 1 | 0 | 0 | 0 | 0 | 0 | 0 | 0 | 0 | 1 |  | 11 | 29 | 11 | 28
| 7991 | 333 | 11 | 29 | 23 | 0 | 0 | 1 | 0 | 0 | 0 | 0 | 0 | 0 | 0 | 0 | 1 |  | 11 | 29 | 11 | 28
| 7992 | 333 | 11 | 29 | 24 | 0 | 0 | 1 | 0 | 0 | 0 | 0 | 0 | 0 | 0 | 0 | 1 |  | 11 | 29 | 11 | 28
| 7993 | 334 | 11 | 30 | 1 | 0 | 0 | 1 | 0 | 0 | 0 | 0 | 0 | 0 | 0 | 0 | 1 |  | 11 | 30 | 11 | 29
| 7994 | 334 | 11 | 30 | 2 | 0 | 0 | 1 | 0 | 0 | 0 | 0 | 0 | 0 | 0 | 0 | 1 |  | 11 | 30 | 11 | 29
| 7995 | 334 | 11 | 30 | 3 | 0 | 0 | 1 | 0 | 0 | 0 | 0 | 0 | 0 | 0 | 0 | 1 |  | 11 | 30 | 11 | 29
| 7996 | 334 | 11 | 30 | 4 | 0 | 0 | 1 | 0 | 0 | 0 | 0 | 0 | 0 | 0 | 0 | 1 |  | 11 | 30 | 11 | 29
| 7997 | 334 | 11 | 30 | 5 | 0 | 0 | 1 | 0 | 0 | 0 | 0 | 0 | 0 | 0 | 0 | 1 |  | 11 | 30 | 11 | 29
| 7998 | 334 | 11 | 30 | 6 | 0 | 0 | 1 | 0 | 0 | 0 | 0 | 0 | 0 | 0 | 0 | 1 |  | 11 | 30 | 11 | 29
| 7999 | 334 | 11 | 30 | 7 | 0 | 0 | 1 | 0 | 0 | 0 | 0 | 0 | 0 | 0 | 0 | 1 |  | 11 | 30 | 11 | 29
| 8000 | 334 | 11 | 30 | 8 | 0 | 0 | 1 | 0 | 0 | 0 | 0 | 0 | 0 | 0 | 0 | 1 |  | 11 | 30 | 11 | 29
| 8001 | 334 | 11 | 30 | 9 | 0 | 0 | 1 | 0 | 0 | 0 | 0 | 0 | 0 | 0 | 0 | 1 |  | 11 | 30 | 11 | 29
| 8002 | 334 | 11 | 30 | 10 | 0 | 0 | 1 | 0 | 0 | 0 | 0 | 0 | 0 | 0 | 0 | 1 |  | 11 | 30 | 11 | 29
| 8003 | 334 | 11 | 30 | 11 | 0 | 0 | 1 | 0 | 0 | 0 | 0 | 0 | 0 | 0 | 0 | 1 |  | 11 | 30 | 11 | 29
| 8004 | 334 | 11 | 30 | 12 | 0 | 0 | 1 | 0 | 0 | 0 | 0 | 0 | 0 | 0 | 0 | 1 |  | 11 | 30 | 11 | 29
| 8005 | 334 | 11 | 30 | 13 | 0 | 0 | 1 | 0 | 0 | 0 | 0 | 0 | 0 | 0 | 0 | 1 |  | 11 | 30 | 11 | 29
| 8006 | 334 | 11 | 30 | 14 | 0 | 0 | 1 | 0 | 0 | 0 | 0 | 0 | 0 | 0 | 0 | 1 |  | 11 | 30 | 11 | 29
| 8007 | 334 | 11 | 30 | 15 | 0 | 0 | 1 | 0 | 0 | 0 | 0 | 0 | 0 | 0 | 0 | 1 |  | 11 | 30 | 11 | 29
| 8008 | 334 | 11 | 30 | 16 | 0 | 0 | 1 | 0 | 0 | 0 | 0 | 0 | 0 | 0 | 0 | 1 |  | 11 | 30 | 11 | 29
| 8009 | 334 | 11 | 30 | 17 | 0 | 0 | 1 | 0 | 0 | 0 | 0 | 0 | 0 | 0 | 0 | 1 |  | 11 | 30 | 11 | 29
| 8010 | 334 | 11 | 30 | 18 | 0 | 0 | 1 | 0 | 0 | 0 | 0 | 0 | 0 | 0 | 0 | 1 |  | 11 | 30 | 11 | 29
| 8011 | 334 | 11 | 30 | 19 | 0 | 0 | 1 | 0 | 0 | 0 | 0 | 0 | 0 | 0 | 0 | 1 |  | 11 | 30 | 11 | 29
| 8012 | 334 | 11 | 30 | 20 | 0 | 0 | 1 | 0 | 0 | 0 | 0 | 0 | 0 | 0 | 0 | 1 |  | 11 | 30 | 11 | 29
| 8013 | 334 | 11 | 30 | 21 | 0 | 0 | 1 | 0 | 0 | 0 | 0 | 0 | 0 | 0 | 0 | 1 |  | 11 | 30 | 11 | 29
| 8014 | 334 | 11 | 30 | 22 | 0 | 0 | 1 | 0 | 0 | 0 | 0 | 0 | 0 | 0 | 0 | 1 |  | 11 | 30 | 11 | 29
| 8015 | 334 | 11 | 30 | 23 | 0 | 0 | 1 | 0 | 0 | 0 | 0 | 0 | 0 | 0 | 0 | 1 |  | 11 | 30 | 11 | 29
| 8016 | 334 | 11 | 30 | 24 | 0 | 0 | 1 | 0 | 0 | 0 | 0 | 0 | 0 | 0 | 0 | 1 |  | 11 | 30 | 11 | 29
| 8017 | 335 | 12 | 1 | 1 | 0 | 0 | 1 | 0 | 0 | 0 | 0 | 0 | 0 | 0 | 0 | 1 |  | 12 | 1 | 11 | 30
| 8018 | 335 | 12 | 1 | 2 | 0 | 0 | 1 | 0 | 0 | 0 | 0 | 0 | 0 | 0 | 0 | 1 |  | 12 | 1 | 11 | 30
| 8019 | 335 | 12 | 1 | 3 | 0 | 0 | 1 | 0 | 0 | 0 | 0 | 0 | 0 | 0 | 0 | 1 |  | 12 | 1 | 11 | 30
| 8020 | 335 | 12 | 1 | 4 | 0 | 0 | 1 | 0 | 0 | 0 | 0 | 0 | 0 | 0 | 0 | 1 |  | 12 | 1 | 11 | 30
| 8021 | 335 | 12 | 1 | 5 | 0 | 0 | 1 | 0 | 0 | 0 | 0 | 0 | 0 | 0 | 0 | 1 |  | 12 | 1 | 11 | 30
| 8022 | 335 | 12 | 1 | 6 | 0 | 0 | 1 | 0 | 0 | 0 | 0 | 0 | 0 | 0 | 0 | 1 |  | 12 | 1 | 11 | 30
| 8023 | 335 | 12 | 1 | 7 | 0 | 0 | 1 | 0 | 0 | 0 | 0 | 0 | 0 | 0 | 0 | 1 |  | 12 | 1 | 11 | 30
| 8024 | 335 | 12 | 1 | 8 | 0 | 0 | 1 | 0 | 0 | 0 | 0 | 0 | 0 | 0 | 0 | 1 |  | 12 | 1 | 11 | 30
| 8025 | 335 | 12 | 1 | 9 | 0 | 0 | 1 | 0 | 0 | 0 | 0 | 0 | 0 | 0 | 0 | 1 |  | 12 | 1 | 11 | 30
| 8026 | 335 | 12 | 1 | 10 | 0 | 0 | 1 | 0 | 0 | 0 | 0 | 0 | 0 | 0 | 0 | 1 |  | 12 | 1 | 11 | 30
| 8027 | 335 | 12 | 1 | 11 | 0 | 0 | 1 | 0 | 0 | 0 | 0 | 0 | 0 | 0 | 0 | 1 |  | 12 | 1 | 11 | 30
| 8028 | 335 | 12 | 1 | 12 | 0 | 0 | 1 | 0 | 0 | 0 | 0 | 0 | 0 | 0 | 0 | 1 |  | 12 | 1 | 11 | 30
| 8029 | 335 | 12 | 1 | 13 | 0 | 0 | 1 | 0 | 0 | 0 | 0 | 0 | 0 | 0 | 0 | 1 |  | 12 | 1 | 11 | 30
| 8030 | 335 | 12 | 1 | 14 | 0 | 0 | 1 | 0 | 0 | 0 | 0 | 0 | 0 | 0 | 0 | 1 |  | 12 | 1 | 11 | 30
| 8031 | 335 | 12 | 1 | 15 | 0 | 0 | 1 | 0 | 0 | 0 | 0 | 0 | 0 | 0 | 0 | 1 |  | 12 | 1 | 11 | 30
| 8032 | 335 | 12 | 1 | 16 | 0 | 0 | 1 | 0 | 0 | 0 | 0 | 0 | 0 | 0 | 0 | 1 |  | 12 | 1 | 11 | 30
| 8033 | 335 | 12 | 1 | 17 | 0 | 0 | 1 | 0 | 0 | 0 | 0 | 0 | 0 | 0 | 0 | 1 |  | 12 | 1 | 11 | 30
| 8034 | 335 | 12 | 1 | 18 | 0 | 0 | 1 | 0 | 0 | 0 | 0 | 0 | 0 | 0 | 0 | 1 |  | 12 | 1 | 11 | 30
| 8035 | 335 | 12 | 1 | 19 | 0 | 0 | 1 | 0 | 0 | 0 | 0 | 0 | 0 | 0 | 0 | 1 |  | 12 | 1 | 11 | 30
| 8036 | 335 | 12 | 1 | 20 | 0 | 0 | 1 | 0 | 0 | 0 | 0 | 0 | 0 | 0 | 0 | 1 |  | 12 | 1 | 11 | 30
| 8037 | 335 | 12 | 1 | 21 | 0 | 0 | 1 | 0 | 0 | 0 | 0 | 0 | 0 | 0 | 0 | 1 |  | 12 | 1 | 11 | 30
| 8038 | 335 | 12 | 1 | 22 | 0 | 0 | 1 | 0 | 0 | 0 | 0 | 0 | 0 | 0 | 0 | 1 |  | 12 | 1 | 11 | 30
| 8039 | 335 | 12 | 1 | 23 | 0 | 0 | 1 | 0 | 0 | 0 | 0 | 0 | 0 | 0 | 0 | 1 |  | 12 | 1 | 11 | 30
| 8040 | 335 | 12 | 1 | 24 | 0 | 0 | 1 | 0 | 0 | 0 | 0 | 0 | 0 | 0 | 0 | 1 |  | 12 | 1 | 11 | 30
| 8041 | 336 | 12 | 2 | 1 | 0 | 0 | 1 | 0 | 0 | 0 | 0 | 0 | 0 | 0 | 0 | 1 |  | 12 | 2 | 12 | 1
| 8042 | 336 | 12 | 2 | 2 | 0 | 0 | 1 | 0 | 0 | 0 | 0 | 0 | 0 | 0 | 0 | 1 |  | 12 | 2 | 12 | 1
| 8043 | 336 | 12 | 2 | 3 | 0 | 0 | 1 | 0 | 0 | 0 | 0 | 0 | 0 | 0 | 0 | 1 |  | 12 | 2 | 12 | 1
| 8044 | 336 | 12 | 2 | 4 | 0 | 0 | 1 | 0 | 0 | 0 | 0 | 0 | 0 | 0 | 0 | 1 |  | 12 | 2 | 12 | 1
| 8045 | 336 | 12 | 2 | 5 | 0 | 0 | 1 | 0 | 0 | 0 | 0 | 0 | 0 | 0 | 0 | 1 |  | 12 | 2 | 12 | 1
| 8046 | 336 | 12 | 2 | 6 | 0 | 0 | 1 | 0 | 0 | 0 | 0 | 0 | 0 | 0 | 0 | 1 |  | 12 | 2 | 12 | 1
| 8047 | 336 | 12 | 2 | 7 | 0 | 0 | 1 | 0 | 0 | 0 | 0 | 0 | 0 | 0 | 0 | 1 |  | 12 | 2 | 12 | 1
| 8048 | 336 | 12 | 2 | 8 | 0 | 0 | 1 | 0 | 0 | 0 | 0 | 0 | 0 | 0 | 0 | 1 |  | 12 | 2 | 12 | 1
| 8049 | 336 | 12 | 2 | 9 | 0 | 0 | 1 | 0 | 0 | 0 | 0 | 0 | 0 | 0 | 0 | 1 |  | 12 | 2 | 12 | 1
| 8050 | 336 | 12 | 2 | 10 | 0 | 0 | 1 | 0 | 0 | 0 | 0 | 0 | 0 | 0 | 0 | 1 |  | 12 | 2 | 12 | 1
| 8051 | 336 | 12 | 2 | 11 | 0 | 0 | 1 | 0 | 0 | 0 | 0 | 0 | 0 | 0 | 0 | 1 |  | 12 | 2 | 12 | 1
| 8052 | 336 | 12 | 2 | 12 | 0 | 0 | 1 | 0 | 0 | 0 | 0 | 0 | 0 | 0 | 0 | 1 |  | 12 | 2 | 12 | 1
| 8053 | 336 | 12 | 2 | 13 | 0 | 0 | 1 | 0 | 0 | 0 | 0 | 0 | 0 | 0 | 0 | 1 |  | 12 | 2 | 12 | 1
| 8054 | 336 | 12 | 2 | 14 | 0 | 0 | 1 | 0 | 0 | 0 | 0 | 0 | 0 | 0 | 0 | 1 |  | 12 | 2 | 12 | 1
| 8055 | 336 | 12 | 2 | 15 | 0 | 0 | 1 | 0 | 0 | 0 | 0 | 0 | 0 | 0 | 0 | 1 |  | 12 | 2 | 12 | 1
| 8056 | 336 | 12 | 2 | 16 | 0 | 0 | 1 | 0 | 0 | 0 | 0 | 0 | 0 | 0 | 0 | 1 |  | 12 | 2 | 12 | 1
| 8057 | 336 | 12 | 2 | 17 | 0 | 0 | 1 | 0 | 0 | 0 | 0 | 0 | 0 | 0 | 0 | 1 |  | 12 | 2 | 12 | 1
| 8058 | 336 | 12 | 2 | 18 | 0 | 0 | 1 | 0 | 0 | 0 | 0 | 0 | 0 | 0 | 0 | 1 |  | 12 | 2 | 12 | 1
| 8059 | 336 | 12 | 2 | 19 | 0 | 0 | 1 | 0 | 0 | 0 | 0 | 0 | 0 | 0 | 0 | 1 |  | 12 | 2 | 12 | 1
| 8060 | 336 | 12 | 2 | 20 | 0 | 0 | 1 | 0 | 0 | 0 | 0 | 0 | 0 | 0 | 0 | 1 |  | 12 | 2 | 12 | 1
| 8061 | 336 | 12 | 2 | 21 | 0 | 0 | 1 | 0 | 0 | 0 | 0 | 0 | 0 | 0 | 0 | 1 |  | 12 | 2 | 12 | 1
| 8062 | 336 | 12 | 2 | 22 | 0 | 0 | 1 | 0 | 0 | 0 | 0 | 0 | 0 | 0 | 0 | 1 |  | 12 | 2 | 12 | 1
| 8063 | 336 | 12 | 2 | 23 | 0 | 0 | 1 | 0 | 0 | 0 | 0 | 0 | 0 | 0 | 0 | 1 |  | 12 | 2 | 12 | 1
| 8064 | 336 | 12 | 2 | 24 | 0 | 0 | 1 | 0 | 0 | 0 | 0 | 0 | 0 | 0 | 0 | 1 |  | 12 | 2 | 12 | 1
| 8065 | 337 | 12 | 3 | 1 | 0 | 0 | 0 | 0 | 0 | 0 | 0 | 0 | 0 | 0 | 0 | 1 |  | 12 | 3 | 12 | 2
| 8066 | 337 | 12 | 3 | 2 | 0 | 0 | 0 | 0 | 0 | 0 | 0 | 0 | 0 | 0 | 0 | 1 |  | 12 | 3 | 12 | 2
| 8067 | 337 | 12 | 3 | 3 | 0 | 0 | 0 | 0 | 0 | 0 | 0 | 0 | 0 | 0 | 0 | 1 |  | 12 | 3 | 12 | 2
| 8068 | 337 | 12 | 3 | 4 | 0 | 0 | 0 | 0 | 0 | 0 | 0 | 0 | 0 | 0 | 0 | 1 |  | 12 | 3 | 12 | 2
| 8069 | 337 | 12 | 3 | 5 | 0 | 0 | 0 | 0 | 0 | 0 | 0 | 0 | 0 | 0 | 0 | 1 |  | 12 | 3 | 12 | 2
| 8070 | 337 | 12 | 3 | 6 | 0 | 0 | 0 | 0 | 0 | 0 | 0 | 0 | 0 | 0 | 0 | 1 |  | 12 | 3 | 12 | 2
| 8071 | 337 | 12 | 3 | 7 | 0 | 0 | 0 | 0 | 0 | 0 | 0 | 0 | 0 | 0 | 0 | 1 |  | 12 | 3 | 12 | 2
| 8072 | 337 | 12 | 3 | 8 | 0 | 0 | 0 | 0 | 0 | 0 | 0 | 0 | 0 | 0 | 0 | 1 |  | 12 | 3 | 12 | 2
| 8073 | 337 | 12 | 3 | 9 | 0 | 0 | 0 | 0 | 0 | 0 | 0 | 0 | 0 | 0 | 0 | 1 |  | 12 | 3 | 12 | 2
| 8074 | 337 | 12 | 3 | 10 | 0 | 0 | 0 | 0 | 0 | 0 | 0 | 0 | 0 | 0 | 0 | 1 |  | 12 | 3 | 12 | 2
| 8075 | 337 | 12 | 3 | 11 | 0 | 0 | 0 | 0 | 0 | 0 | 0 | 0 | 0 | 0 | 0 | 1 |  | 12 | 3 | 12 | 2
| 8076 | 337 | 12 | 3 | 12 | 0 | 0 | 0 | 0 | 0 | 0 | 0 | 0 | 0 | 0 | 0 | 1 |  | 12 | 3 | 12 | 2
| 8077 | 337 | 12 | 3 | 13 | 0 | 0 | 0 | 0 | 0 | 0 | 0 | 0 | 0 | 0 | 0 | 1 |  | 12 | 3 | 12 | 2
| 8078 | 337 | 12 | 3 | 14 | 0 | 0 | 0 | 0 | 0 | 0 | 0 | 0 | 0 | 0 | 0 | 1 |  | 12 | 3 | 12 | 2
| 8079 | 337 | 12 | 3 | 15 | 0 | 0 | 0 | 0 | 0 | 0 | 0 | 0 | 0 | 0 | 0 | 1 |  | 12 | 3 | 12 | 2
| 8080 | 337 | 12 | 3 | 16 | 0 | 0 | 0 | 0 | 0 | 0 | 0 | 0 | 0 | 0 | 0 | 1 |  | 12 | 3 | 12 | 2
| 8081 | 337 | 12 | 3 | 17 | 0 | 0 | 0 | 0 | 0 | 0 | 0 | 0 | 0 | 0 | 0 | 1 |  | 12 | 3 | 12 | 2
| 8082 | 337 | 12 | 3 | 18 | 0 | 0 | 0 | 0 | 0 | 0 | 0 | 0 | 0 | 0 | 0 | 1 |  | 12 | 3 | 12 | 2
| 8083 | 337 | 12 | 3 | 19 | 0 | 0 | 0 | 0 | 0 | 0 | 0 | 0 | 0 | 0 | 0 | 1 |  | 12 | 3 | 12 | 2
| 8084 | 337 | 12 | 3 | 20 | 0 | 0 | 0 | 0 | 0 | 0 | 0 | 0 | 0 | 0 | 0 | 1 |  | 12 | 3 | 12 | 2
| 8085 | 337 | 12 | 3 | 21 | 0 | 0 | 0 | 0 | 0 | 0 | 0 | 0 | 0 | 0 | 0 | 1 |  | 12 | 3 | 12 | 2
| 8086 | 337 | 12 | 3 | 22 | 0 | 0 | 0 | 0 | 0 | 0 | 0 | 0 | 0 | 0 | 0 | 1 |  | 12 | 3 | 12 | 2
| 8087 | 337 | 12 | 3 | 23 | 0 | 0 | 0 | 0 | 0 | 0 | 0 | 0 | 0 | 0 | 0 | 1 |  | 12 | 3 | 12 | 2
| 8088 | 337 | 12 | 3 | 24 | 0 | 0 | 0 | 0 | 0 | 0 | 0 | 0 | 0 | 0 | 0 | 1 |  | 12 | 3 | 12 | 2
| 8089 | 338 | 12 | 4 | 1 | 0 | 0 | 0 | 0 | 0 | 0 | 0 | 0 | 0 | 0 | 0 | 1 |  | 12 | 4 | 12 | 3
| 8090 | 338 | 12 | 4 | 2 | 0 | 0 | 0 | 0 | 0 | 0 | 0 | 0 | 0 | 0 | 0 | 1 |  | 12 | 4 | 12 | 3
| 8091 | 338 | 12 | 4 | 3 | 0 | 0 | 0 | 0 | 0 | 0 | 0 | 0 | 0 | 0 | 0 | 1 |  | 12 | 4 | 12 | 3
| 8092 | 338 | 12 | 4 | 4 | 0 | 0 | 0 | 0 | 0 | 0 | 0 | 0 | 0 | 0 | 0 | 1 |  | 12 | 4 | 12 | 3
| 8093 | 338 | 12 | 4 | 5 | 0 | 0 | 0 | 0 | 0 | 0 | 0 | 0 | 0 | 0 | 0 | 1 |  | 12 | 4 | 12 | 3
| 8094 | 338 | 12 | 4 | 6 | 0 | 0 | 0 | 0 | 0 | 0 | 0 | 0 | 0 | 0 | 0 | 1 |  | 12 | 4 | 12 | 3
| 8095 | 338 | 12 | 4 | 7 | 0 | 0 | 0 | 0 | 0 | 0 | 0 | 0 | 0 | 0 | 0 | 1 |  | 12 | 4 | 12 | 3
| 8096 | 338 | 12 | 4 | 8 | 0 | 0 | 0 | 0 | 0 | 0 | 0 | 0 | 0 | 0 | 0 | 1 |  | 12 | 4 | 12 | 3
| 8097 | 338 | 12 | 4 | 9 | 0 | 0 | 0 | 0 | 0 | 0 | 0 | 0 | 0 | 0 | 0 | 1 |  | 12 | 4 | 12 | 3
| 8098 | 338 | 12 | 4 | 10 | 0 | 0 | 0 | 0 | 0 | 0 | 0 | 0 | 0 | 0 | 0 | 1 |  | 12 | 4 | 12 | 3
| 8099 | 338 | 12 | 4 | 11 | 0 | 0 | 0 | 0 | 0 | 0 | 0 | 0 | 0 | 0 | 0 | 1 |  | 12 | 4 | 12 | 3
| 8100 | 338 | 12 | 4 | 12 | 0 | 0 | 0 | 0 | 0 | 0 | 0 | 0 | 0 | 0 | 0 | 1 |  | 12 | 4 | 12 | 3
| 8101 | 338 | 12 | 4 | 13 | 0 | 0 | 0 | 0 | 0 | 0 | 0 | 0 | 0 | 0 | 0 | 1 |  | 12 | 4 | 12 | 3
| 8102 | 338 | 12 | 4 | 14 | 0 | 0 | 0 | 0 | 0 | 0 | 0 | 0 | 0 | 0 | 0 | 1 |  | 12 | 4 | 12 | 3
| 8103 | 338 | 12 | 4 | 15 | 0 | 0 | 0 | 0 | 0 | 0 | 0 | 0 | 0 | 0 | 0 | 1 |  | 12 | 4 | 12 | 3
| 8104 | 338 | 12 | 4 | 16 | 0 | 0 | 0 | 0 | 0 | 0 | 0 | 0 | 0 | 0 | 0 | 1 |  | 12 | 4 | 12 | 3
| 8105 | 338 | 12 | 4 | 17 | 0 | 0 | 0 | 0 | 0 | 0 | 0 | 0 | 0 | 0 | 0 | 1 |  | 12 | 4 | 12 | 3
| 8106 | 338 | 12 | 4 | 18 | 0 | 0 | 0 | 0 | 0 | 0 | 0 | 0 | 0 | 0 | 0 | 1 |  | 12 | 4 | 12 | 3
| 8107 | 338 | 12 | 4 | 19 | 0 | 0 | 0 | 0 | 0 | 0 | 0 | 0 | 0 | 0 | 0 | 1 |  | 12 | 4 | 12 | 3
| 8108 | 338 | 12 | 4 | 20 | 0 | 0 | 0 | 0 | 0 | 0 | 0 | 0 | 0 | 0 | 0 | 1 |  | 12 | 4 | 12 | 3
| 8109 | 338 | 12 | 4 | 21 | 0 | 0 | 0 | 0 | 0 | 0 | 0 | 0 | 0 | 0 | 0 | 1 |  | 12 | 4 | 12 | 3
| 8110 | 338 | 12 | 4 | 22 | 0 | 0 | 0 | 0 | 0 | 0 | 0 | 0 | 0 | 0 | 0 | 1 |  | 12 | 4 | 12 | 3
| 8111 | 338 | 12 | 4 | 23 | 0 | 0 | 0 | 0 | 0 | 0 | 0 | 0 | 0 | 0 | 0 | 1 |  | 12 | 4 | 12 | 3
| 8112 | 338 | 12 | 4 | 24 | 0 | 0 | 0 | 0 | 0 | 0 | 0 | 0 | 0 | 0 | 0 | 1 |  | 12 | 4 | 12 | 3
| 8113 | 339 | 12 | 5 | 1 | 0 | 0 | 1 | 0 | 0 | 0 | 0 | 0 | 0 | 0 | 0 | 1 |  | 12 | 5 | 12 | 4
| 8114 | 339 | 12 | 5 | 2 | 0 | 0 | 1 | 0 | 0 | 0 | 0 | 0 | 0 | 0 | 0 | 1 |  | 12 | 5 | 12 | 4
| 8115 | 339 | 12 | 5 | 3 | 0 | 0 | 1 | 0 | 0 | 0 | 0 | 0 | 0 | 0 | 0 | 1 |  | 12 | 5 | 12 | 4
| 8116 | 339 | 12 | 5 | 4 | 0 | 0 | 1 | 0 | 0 | 0 | 0 | 0 | 0 | 0 | 0 | 1 |  | 12 | 5 | 12 | 4
| 8117 | 339 | 12 | 5 | 5 | 0 | 0 | 1 | 0 | 0 | 0 | 0 | 0 | 0 | 0 | 0 | 1 |  | 12 | 5 | 12 | 4
| 8118 | 339 | 12 | 5 | 6 | 0 | 0 | 1 | 0 | 0 | 0 | 0 | 0 | 0 | 0 | 0 | 1 |  | 12 | 5 | 12 | 4
| 8119 | 339 | 12 | 5 | 7 | 0 | 0 | 1 | 0 | 0 | 0 | 0 | 0 | 0 | 0 | 0 | 1 |  | 12 | 5 | 12 | 4
| 8120 | 339 | 12 | 5 | 8 | 0 | 0 | 1 | 0 | 0 | 0 | 0 | 0 | 0 | 0 | 0 | 1 |  | 12 | 5 | 12 | 4
| 8121 | 339 | 12 | 5 | 9 | 0 | 0 | 1 | 0 | 0 | 0 | 0 | 0 | 0 | 0 | 0 | 1 |  | 12 | 5 | 12 | 4
| 8122 | 339 | 12 | 5 | 10 | 0 | 0 | 1 | 0 | 0 | 0 | 0 | 0 | 0 | 0 | 0 | 1 |  | 12 | 5 | 12 | 4
| 8123 | 339 | 12 | 5 | 11 | 0 | 0 | 1 | 0 | 0 | 0 | 0 | 0 | 0 | 0 | 0 | 1 |  | 12 | 5 | 12 | 4
| 8124 | 339 | 12 | 5 | 12 | 0 | 0 | 1 | 0 | 0 | 0 | 0 | 0 | 0 | 0 | 0 | 1 |  | 12 | 5 | 12 | 4
| 8125 | 339 | 12 | 5 | 13 | 0 | 0 | 1 | 0 | 0 | 0 | 0 | 0 | 0 | 0 | 0 | 1 |  | 12 | 5 | 12 | 4
| 8126 | 339 | 12 | 5 | 14 | 0 | 0 | 1 | 0 | 0 | 0 | 0 | 0 | 0 | 0 | 0 | 1 |  | 12 | 5 | 12 | 4
| 8127 | 339 | 12 | 5 | 15 | 0 | 0 | 1 | 0 | 0 | 0 | 0 | 0 | 0 | 0 | 0 | 1 |  | 12 | 5 | 12 | 4
| 8128 | 339 | 12 | 5 | 16 | 0 | 0 | 1 | 0 | 0 | 0 | 0 | 0 | 0 | 0 | 0 | 1 |  | 12 | 5 | 12 | 4
| 8129 | 339 | 12 | 5 | 17 | 0 | 0 | 1 | 0 | 0 | 0 | 0 | 0 | 0 | 0 | 0 | 1 |  | 12 | 5 | 12 | 4
| 8130 | 339 | 12 | 5 | 18 | 0 | 0 | 1 | 0 | 0 | 0 | 0 | 0 | 0 | 0 | 0 | 1 |  | 12 | 5 | 12 | 4
| 8131 | 339 | 12 | 5 | 19 | 0 | 0 | 1 | 0 | 0 | 0 | 0 | 0 | 0 | 0 | 0 | 1 |  | 12 | 5 | 12 | 4
| 8132 | 339 | 12 | 5 | 20 | 0 | 0 | 1 | 0 | 0 | 0 | 0 | 0 | 0 | 0 | 0 | 1 |  | 12 | 5 | 12 | 4
| 8133 | 339 | 12 | 5 | 21 | 0 | 0 | 1 | 0 | 0 | 0 | 0 | 0 | 0 | 0 | 0 | 1 |  | 12 | 5 | 12 | 4
| 8134 | 339 | 12 | 5 | 22 | 0 | 0 | 1 | 0 | 0 | 0 | 0 | 0 | 0 | 0 | 0 | 1 |  | 12 | 5 | 12 | 4
| 8135 | 339 | 12 | 5 | 23 | 0 | 0 | 1 | 0 | 0 | 0 | 0 | 0 | 0 | 0 | 0 | 1 |  | 12 | 5 | 12 | 4
| 8136 | 339 | 12 | 5 | 24 | 0 | 0 | 1 | 0 | 0 | 0 | 0 | 0 | 0 | 0 | 0 | 1 |  | 12 | 5 | 12 | 4
| 8137 | 340 | 12 | 6 | 1 | 0 | 0 | 1 | 0 | 0 | 0 | 0 | 0 | 0 | 0 | 0 | 1 |  | 12 | 6 | 12 | 5
| 8138 | 340 | 12 | 6 | 2 | 0 | 0 | 1 | 0 | 0 | 0 | 0 | 0 | 0 | 0 | 0 | 1 |  | 12 | 6 | 12 | 5
| 8139 | 340 | 12 | 6 | 3 | 0 | 0 | 1 | 0 | 0 | 0 | 0 | 0 | 0 | 0 | 0 | 1 |  | 12 | 6 | 12 | 5
| 8140 | 340 | 12 | 6 | 4 | 0 | 0 | 1 | 0 | 0 | 0 | 0 | 0 | 0 | 0 | 0 | 1 |  | 12 | 6 | 12 | 5
| 8141 | 340 | 12 | 6 | 5 | 0 | 0 | 1 | 0 | 0 | 0 | 0 | 0 | 0 | 0 | 0 | 1 |  | 12 | 6 | 12 | 5
| 8142 | 340 | 12 | 6 | 6 | 0 | 0 | 1 | 0 | 0 | 0 | 0 | 0 | 0 | 0 | 0 | 1 |  | 12 | 6 | 12 | 5
| 8143 | 340 | 12 | 6 | 7 | 0 | 0 | 1 | 0 | 0 | 0 | 0 | 0 | 0 | 0 | 0 | 1 |  | 12 | 6 | 12 | 5
| 8144 | 340 | 12 | 6 | 8 | 0 | 0 | 1 | 0 | 0 | 0 | 0 | 0 | 0 | 0 | 0 | 1 |  | 12 | 6 | 12 | 5
| 8145 | 340 | 12 | 6 | 9 | 0 | 0 | 1 | 0 | 0 | 0 | 0 | 0 | 0 | 0 | 0 | 1 |  | 12 | 6 | 12 | 5
| 8146 | 340 | 12 | 6 | 10 | 0 | 0 | 1 | 0 | 0 | 0 | 0 | 0 | 0 | 0 | 0 | 1 |  | 12 | 6 | 12 | 5
| 8147 | 340 | 12 | 6 | 11 | 0 | 0 | 1 | 0 | 0 | 0 | 0 | 0 | 0 | 0 | 0 | 1 |  | 12 | 6 | 12 | 5
| 8148 | 340 | 12 | 6 | 12 | 0 | 0 | 1 | 0 | 0 | 0 | 0 | 0 | 0 | 0 | 0 | 1 |  | 12 | 6 | 12 | 5
| 8149 | 340 | 12 | 6 | 13 | 0 | 0 | 1 | 0 | 0 | 0 | 0 | 0 | 0 | 0 | 0 | 1 |  | 12 | 6 | 12 | 5
| 8150 | 340 | 12 | 6 | 14 | 0 | 0 | 1 | 0 | 0 | 0 | 0 | 0 | 0 | 0 | 0 | 1 |  | 12 | 6 | 12 | 5
| 8151 | 340 | 12 | 6 | 15 | 0 | 0 | 1 | 0 | 0 | 0 | 0 | 0 | 0 | 0 | 0 | 1 |  | 12 | 6 | 12 | 5
| 8152 | 340 | 12 | 6 | 16 | 0 | 0 | 1 | 0 | 0 | 0 | 0 | 0 | 0 | 0 | 0 | 1 |  | 12 | 6 | 12 | 5
| 8153 | 340 | 12 | 6 | 17 | 0 | 0 | 1 | 0 | 0 | 0 | 0 | 0 | 0 | 0 | 0 | 1 |  | 12 | 6 | 12 | 5
| 8154 | 340 | 12 | 6 | 18 | 0 | 0 | 1 | 0 | 0 | 0 | 0 | 0 | 0 | 0 | 0 | 1 |  | 12 | 6 | 12 | 5
| 8155 | 340 | 12 | 6 | 19 | 0 | 0 | 1 | 0 | 0 | 0 | 0 | 0 | 0 | 0 | 0 | 1 |  | 12 | 6 | 12 | 5
| 8156 | 340 | 12 | 6 | 20 | 0 | 0 | 1 | 0 | 0 | 0 | 0 | 0 | 0 | 0 | 0 | 1 |  | 12 | 6 | 12 | 5
| 8157 | 340 | 12 | 6 | 21 | 0 | 0 | 1 | 0 | 0 | 0 | 0 | 0 | 0 | 0 | 0 | 1 |  | 12 | 6 | 12 | 5
| 8158 | 340 | 12 | 6 | 22 | 0 | 0 | 1 | 0 | 0 | 0 | 0 | 0 | 0 | 0 | 0 | 1 |  | 12 | 6 | 12 | 5
| 8159 | 340 | 12 | 6 | 23 | 0 | 0 | 1 | 0 | 0 | 0 | 0 | 0 | 0 | 0 | 0 | 1 |  | 12 | 6 | 12 | 5
| 8160 | 340 | 12 | 6 | 24 | 0 | 0 | 1 | 0 | 0 | 0 | 0 | 0 | 0 | 0 | 0 | 1 |  | 12 | 6 | 12 | 5
| 8161 | 341 | 12 | 7 | 1 | 0 | 0 | 1 | 0 | 0 | 0 | 0 | 0 | 0 | 0 | 0 | 1 |  | 12 | 7 | 12 | 6
| 8162 | 341 | 12 | 7 | 2 | 0 | 0 | 1 | 0 | 0 | 0 | 0 | 0 | 0 | 0 | 0 | 1 |  | 12 | 7 | 12 | 6
| 8163 | 341 | 12 | 7 | 3 | 0 | 0 | 1 | 0 | 0 | 0 | 0 | 0 | 0 | 0 | 0 | 1 |  | 12 | 7 | 12 | 6
| 8164 | 341 | 12 | 7 | 4 | 0 | 0 | 1 | 0 | 0 | 0 | 0 | 0 | 0 | 0 | 0 | 1 |  | 12 | 7 | 12 | 6
| 8165 | 341 | 12 | 7 | 5 | 0 | 0 | 1 | 0 | 0 | 0 | 0 | 0 | 0 | 0 | 0 | 1 |  | 12 | 7 | 12 | 6
| 8166 | 341 | 12 | 7 | 6 | 0 | 0 | 1 | 0 | 0 | 0 | 0 | 0 | 0 | 0 | 0 | 1 |  | 12 | 7 | 12 | 6
| 8167 | 341 | 12 | 7 | 7 | 0 | 0 | 1 | 0 | 0 | 0 | 0 | 0 | 0 | 0 | 0 | 1 |  | 12 | 7 | 12 | 6
| 8168 | 341 | 12 | 7 | 8 | 0 | 0 | 1 | 0 | 0 | 0 | 0 | 0 | 0 | 0 | 0 | 1 |  | 12 | 7 | 12 | 6
| 8169 | 341 | 12 | 7 | 9 | 0 | 0 | 1 | 0 | 0 | 0 | 0 | 0 | 0 | 0 | 0 | 1 |  | 12 | 7 | 12 | 6
| 8170 | 341 | 12 | 7 | 10 | 0 | 0 | 1 | 0 | 0 | 0 | 0 | 0 | 0 | 0 | 0 | 1 |  | 12 | 7 | 12 | 6
| 8171 | 341 | 12 | 7 | 11 | 0 | 0 | 1 | 0 | 0 | 0 | 0 | 0 | 0 | 0 | 0 | 1 |  | 12 | 7 | 12 | 6
| 8172 | 341 | 12 | 7 | 12 | 0 | 0 | 1 | 0 | 0 | 0 | 0 | 0 | 0 | 0 | 0 | 1 |  | 12 | 7 | 12 | 6
| 8173 | 341 | 12 | 7 | 13 | 0 | 0 | 1 | 0 | 0 | 0 | 0 | 0 | 0 | 0 | 0 | 1 |  | 12 | 7 | 12 | 6
| 8174 | 341 | 12 | 7 | 14 | 0 | 0 | 1 | 0 | 0 | 0 | 0 | 0 | 0 | 0 | 0 | 1 |  | 12 | 7 | 12 | 6
| 8175 | 341 | 12 | 7 | 15 | 0 | 0 | 1 | 0 | 0 | 0 | 0 | 0 | 0 | 0 | 0 | 1 |  | 12 | 7 | 12 | 6
| 8176 | 341 | 12 | 7 | 16 | 0 | 0 | 1 | 0 | 0 | 0 | 0 | 0 | 0 | 0 | 0 | 1 |  | 12 | 7 | 12 | 6
| 8177 | 341 | 12 | 7 | 17 | 0 | 0 | 1 | 0 | 0 | 0 | 0 | 0 | 0 | 0 | 0 | 1 |  | 12 | 7 | 12 | 6
| 8178 | 341 | 12 | 7 | 18 | 0 | 0 | 1 | 0 | 0 | 0 | 0 | 0 | 0 | 0 | 0 | 1 |  | 12 | 7 | 12 | 6
| 8179 | 341 | 12 | 7 | 19 | 0 | 0 | 1 | 0 | 0 | 0 | 0 | 0 | 0 | 0 | 0 | 1 |  | 12 | 7 | 12 | 6
| 8180 | 341 | 12 | 7 | 20 | 0 | 0 | 1 | 0 | 0 | 0 | 0 | 0 | 0 | 0 | 0 | 1 |  | 12 | 7 | 12 | 6
| 8181 | 341 | 12 | 7 | 21 | 0 | 0 | 1 | 0 | 0 | 0 | 0 | 0 | 0 | 0 | 0 | 1 |  | 12 | 7 | 12 | 6
| 8182 | 341 | 12 | 7 | 22 | 0 | 0 | 1 | 0 | 0 | 0 | 0 | 0 | 0 | 0 | 0 | 1 |  | 12 | 7 | 12 | 6
| 8183 | 341 | 12 | 7 | 23 | 0 | 0 | 1 | 0 | 0 | 0 | 0 | 0 | 0 | 0 | 0 | 1 |  | 12 | 7 | 12 | 6
| 8184 | 341 | 12 | 7 | 24 | 0 | 0 | 1 | 0 | 0 | 0 | 0 | 0 | 0 | 0 | 0 | 1 |  | 12 | 7 | 12 | 6
| 8185 | 342 | 12 | 8 | 1 | 0 | 0 | 1 | 0 | 0 | 0 | 0 | 0 | 0 | 0 | 0 | 1 |  | 12 | 8 | 12 | 7
| 8186 | 342 | 12 | 8 | 2 | 0 | 0 | 1 | 0 | 0 | 0 | 0 | 0 | 0 | 0 | 0 | 1 |  | 12 | 8 | 12 | 7
| 8187 | 342 | 12 | 8 | 3 | 0 | 0 | 1 | 0 | 0 | 0 | 0 | 0 | 0 | 0 | 0 | 1 |  | 12 | 8 | 12 | 7
| 8188 | 342 | 12 | 8 | 4 | 0 | 0 | 1 | 0 | 0 | 0 | 0 | 0 | 0 | 0 | 0 | 1 |  | 12 | 8 | 12 | 7
| 8189 | 342 | 12 | 8 | 5 | 0 | 0 | 1 | 0 | 0 | 0 | 0 | 0 | 0 | 0 | 0 | 1 |  | 12 | 8 | 12 | 7
| 8190 | 342 | 12 | 8 | 6 | 0 | 0 | 1 | 0 | 0 | 0 | 0 | 0 | 0 | 0 | 0 | 1 |  | 12 | 8 | 12 | 7
| 8191 | 342 | 12 | 8 | 7 | 0 | 0 | 1 | 0 | 0 | 0 | 0 | 0 | 0 | 0 | 0 | 1 |  | 12 | 8 | 12 | 7
| 8192 | 342 | 12 | 8 | 8 | 0 | 0 | 1 | 0 | 0 | 0 | 0 | 0 | 0 | 0 | 0 | 1 |  | 12 | 8 | 12 | 7
| 8193 | 342 | 12 | 8 | 9 | 0 | 0 | 1 | 0 | 0 | 0 | 0 | 0 | 0 | 0 | 0 | 1 |  | 12 | 8 | 12 | 7
| 8194 | 342 | 12 | 8 | 10 | 0 | 0 | 1 | 0 | 0 | 0 | 0 | 0 | 0 | 0 | 0 | 1 |  | 12 | 8 | 12 | 7
| 8195 | 342 | 12 | 8 | 11 | 0 | 0 | 1 | 0 | 0 | 0 | 0 | 0 | 0 | 0 | 0 | 1 |  | 12 | 8 | 12 | 7
| 8196 | 342 | 12 | 8 | 12 | 0 | 0 | 1 | 0 | 0 | 0 | 0 | 0 | 0 | 0 | 0 | 1 |  | 12 | 8 | 12 | 7
| 8197 | 342 | 12 | 8 | 13 | 0 | 0 | 1 | 0 | 0 | 0 | 0 | 0 | 0 | 0 | 0 | 1 |  | 12 | 8 | 12 | 7
| 8198 | 342 | 12 | 8 | 14 | 0 | 0 | 1 | 0 | 0 | 0 | 0 | 0 | 0 | 0 | 0 | 1 |  | 12 | 8 | 12 | 7
| 8199 | 342 | 12 | 8 | 15 | 0 | 0 | 1 | 0 | 0 | 0 | 0 | 0 | 0 | 0 | 0 | 1 |  | 12 | 8 | 12 | 7
| 8200 | 342 | 12 | 8 | 16 | 0 | 0 | 1 | 0 | 0 | 0 | 0 | 0 | 0 | 0 | 0 | 1 |  | 12 | 8 | 12 | 7
| 8201 | 342 | 12 | 8 | 17 | 0 | 0 | 1 | 0 | 0 | 0 | 0 | 0 | 0 | 0 | 0 | 1 |  | 12 | 8 | 12 | 7
| 8202 | 342 | 12 | 8 | 18 | 0 | 0 | 1 | 0 | 0 | 0 | 0 | 0 | 0 | 0 | 0 | 1 |  | 12 | 8 | 12 | 7
| 8203 | 342 | 12 | 8 | 19 | 0 | 0 | 1 | 0 | 0 | 0 | 0 | 0 | 0 | 0 | 0 | 1 |  | 12 | 8 | 12 | 7
| 8204 | 342 | 12 | 8 | 20 | 0 | 0 | 1 | 0 | 0 | 0 | 0 | 0 | 0 | 0 | 0 | 1 |  | 12 | 8 | 12 | 7
| 8205 | 342 | 12 | 8 | 21 | 0 | 0 | 1 | 0 | 0 | 0 | 0 | 0 | 0 | 0 | 0 | 1 |  | 12 | 8 | 12 | 7
| 8206 | 342 | 12 | 8 | 22 | 0 | 0 | 1 | 0 | 0 | 0 | 0 | 0 | 0 | 0 | 0 | 1 |  | 12 | 8 | 12 | 7
| 8207 | 342 | 12 | 8 | 23 | 0 | 0 | 1 | 0 | 0 | 0 | 0 | 0 | 0 | 0 | 0 | 1 |  | 12 | 8 | 12 | 7
| 8208 | 342 | 12 | 8 | 24 | 0 | 0 | 1 | 0 | 0 | 0 | 0 | 0 | 0 | 0 | 0 | 1 |  | 12 | 8 | 12 | 7
| 8209 | 343 | 12 | 9 | 1 | 0 | 0 | 1 | 0 | 0 | 0 | 0 | 0 | 0 | 0 | 0 | 1 |  | 12 | 9 | 12 | 8
| 8210 | 343 | 12 | 9 | 2 | 0 | 0 | 1 | 0 | 0 | 0 | 0 | 0 | 0 | 0 | 0 | 1 |  | 12 | 9 | 12 | 8
| 8211 | 343 | 12 | 9 | 3 | 0 | 0 | 1 | 0 | 0 | 0 | 0 | 0 | 0 | 0 | 0 | 1 |  | 12 | 9 | 12 | 8
| 8212 | 343 | 12 | 9 | 4 | 0 | 0 | 1 | 0 | 0 | 0 | 0 | 0 | 0 | 0 | 0 | 1 |  | 12 | 9 | 12 | 8
| 8213 | 343 | 12 | 9 | 5 | 0 | 0 | 1 | 0 | 0 | 0 | 0 | 0 | 0 | 0 | 0 | 1 |  | 12 | 9 | 12 | 8
| 8214 | 343 | 12 | 9 | 6 | 0 | 0 | 1 | 0 | 0 | 0 | 0 | 0 | 0 | 0 | 0 | 1 |  | 12 | 9 | 12 | 8
| 8215 | 343 | 12 | 9 | 7 | 0 | 0 | 1 | 0 | 0 | 0 | 0 | 0 | 0 | 0 | 0 | 1 |  | 12 | 9 | 12 | 8
| 8216 | 343 | 12 | 9 | 8 | 0 | 0 | 1 | 0 | 0 | 0 | 0 | 0 | 0 | 0 | 0 | 1 |  | 12 | 9 | 12 | 8
| 8217 | 343 | 12 | 9 | 9 | 0 | 0 | 1 | 0 | 0 | 0 | 0 | 0 | 0 | 0 | 0 | 1 |  | 12 | 9 | 12 | 8
| 8218 | 343 | 12 | 9 | 10 | 0 | 0 | 1 | 0 | 0 | 0 | 0 | 0 | 0 | 0 | 0 | 1 |  | 12 | 9 | 12 | 8
| 8219 | 343 | 12 | 9 | 11 | 0 | 0 | 1 | 0 | 0 | 0 | 0 | 0 | 0 | 0 | 0 | 1 |  | 12 | 9 | 12 | 8
| 8220 | 343 | 12 | 9 | 12 | 0 | 0 | 1 | 0 | 0 | 0 | 0 | 0 | 0 | 0 | 0 | 1 |  | 12 | 9 | 12 | 8
| 8221 | 343 | 12 | 9 | 13 | 0 | 0 | 1 | 0 | 0 | 0 | 0 | 0 | 0 | 0 | 0 | 1 |  | 12 | 9 | 12 | 8
| 8222 | 343 | 12 | 9 | 14 | 0 | 0 | 1 | 0 | 0 | 0 | 0 | 0 | 0 | 0 | 0 | 1 |  | 12 | 9 | 12 | 8
| 8223 | 343 | 12 | 9 | 15 | 0 | 0 | 1 | 0 | 0 | 0 | 0 | 0 | 0 | 0 | 0 | 1 |  | 12 | 9 | 12 | 8
| 8224 | 343 | 12 | 9 | 16 | 0 | 0 | 1 | 0 | 0 | 0 | 0 | 0 | 0 | 0 | 0 | 1 |  | 12 | 9 | 12 | 8
| 8225 | 343 | 12 | 9 | 17 | 0 | 0 | 1 | 0 | 0 | 0 | 0 | 0 | 0 | 0 | 0 | 1 |  | 12 | 9 | 12 | 8
| 8226 | 343 | 12 | 9 | 18 | 0 | 0 | 1 | 0 | 0 | 0 | 0 | 0 | 0 | 0 | 0 | 1 |  | 12 | 9 | 12 | 8
| 8227 | 343 | 12 | 9 | 19 | 0 | 0 | 1 | 0 | 0 | 0 | 0 | 0 | 0 | 0 | 0 | 1 |  | 12 | 9 | 12 | 8
| 8228 | 343 | 12 | 9 | 20 | 0 | 0 | 1 | 0 | 0 | 0 | 0 | 0 | 0 | 0 | 0 | 1 |  | 12 | 9 | 12 | 8
| 8229 | 343 | 12 | 9 | 21 | 0 | 0 | 1 | 0 | 0 | 0 | 0 | 0 | 0 | 0 | 0 | 1 |  | 12 | 9 | 12 | 8
| 8230 | 343 | 12 | 9 | 22 | 0 | 0 | 1 | 0 | 0 | 0 | 0 | 0 | 0 | 0 | 0 | 1 |  | 12 | 9 | 12 | 8
| 8231 | 343 | 12 | 9 | 23 | 0 | 0 | 1 | 0 | 0 | 0 | 0 | 0 | 0 | 0 | 0 | 1 |  | 12 | 9 | 12 | 8
| 8232 | 343 | 12 | 9 | 24 | 0 | 0 | 1 | 0 | 0 | 0 | 0 | 0 | 0 | 0 | 0 | 1 |  | 12 | 9 | 12 | 8
| 8233 | 344 | 12 | 10 | 1 | 0 | 0 | 0 | 0 | 0 | 0 | 0 | 0 | 0 | 0 | 0 | 1 |  | 12 | 10 | 12 | 9
| 8234 | 344 | 12 | 10 | 2 | 0 | 0 | 0 | 0 | 0 | 0 | 0 | 0 | 0 | 0 | 0 | 1 |  | 12 | 10 | 12 | 9
| 8235 | 344 | 12 | 10 | 3 | 0 | 0 | 0 | 0 | 0 | 0 | 0 | 0 | 0 | 0 | 0 | 1 |  | 12 | 10 | 12 | 9
| 8236 | 344 | 12 | 10 | 4 | 0 | 0 | 0 | 0 | 0 | 0 | 0 | 0 | 0 | 0 | 0 | 1 |  | 12 | 10 | 12 | 9
| 8237 | 344 | 12 | 10 | 5 | 0 | 0 | 0 | 0 | 0 | 0 | 0 | 0 | 0 | 0 | 0 | 1 |  | 12 | 10 | 12 | 9
| 8238 | 344 | 12 | 10 | 6 | 0 | 0 | 0 | 0 | 0 | 0 | 0 | 0 | 0 | 0 | 0 | 1 |  | 12 | 10 | 12 | 9
| 8239 | 344 | 12 | 10 | 7 | 0 | 0 | 0 | 0 | 0 | 0 | 0 | 0 | 0 | 0 | 0 | 1 |  | 12 | 10 | 12 | 9
| 8240 | 344 | 12 | 10 | 8 | 0 | 0 | 0 | 0 | 0 | 0 | 0 | 0 | 0 | 0 | 0 | 1 |  | 12 | 10 | 12 | 9
| 8241 | 344 | 12 | 10 | 9 | 0 | 0 | 0 | 0 | 0 | 0 | 0 | 0 | 0 | 0 | 0 | 1 |  | 12 | 10 | 12 | 9
| 8242 | 344 | 12 | 10 | 10 | 0 | 0 | 0 | 0 | 0 | 0 | 0 | 0 | 0 | 0 | 0 | 1 |  | 12 | 10 | 12 | 9
| 8243 | 344 | 12 | 10 | 11 | 0 | 0 | 0 | 0 | 0 | 0 | 0 | 0 | 0 | 0 | 0 | 1 |  | 12 | 10 | 12 | 9
| 8244 | 344 | 12 | 10 | 12 | 0 | 0 | 0 | 0 | 0 | 0 | 0 | 0 | 0 | 0 | 0 | 1 |  | 12 | 10 | 12 | 9
| 8245 | 344 | 12 | 10 | 13 | 0 | 0 | 0 | 0 | 0 | 0 | 0 | 0 | 0 | 0 | 0 | 1 |  | 12 | 10 | 12 | 9
| 8246 | 344 | 12 | 10 | 14 | 0 | 0 | 0 | 0 | 0 | 0 | 0 | 0 | 0 | 0 | 0 | 1 |  | 12 | 10 | 12 | 9
| 8247 | 344 | 12 | 10 | 15 | 0 | 0 | 0 | 0 | 0 | 0 | 0 | 0 | 0 | 0 | 0 | 1 |  | 12 | 10 | 12 | 9
| 8248 | 344 | 12 | 10 | 16 | 0 | 0 | 0 | 0 | 0 | 0 | 0 | 0 | 0 | 0 | 0 | 1 |  | 12 | 10 | 12 | 9
| 8249 | 344 | 12 | 10 | 17 | 0 | 0 | 0 | 0 | 0 | 0 | 0 | 0 | 0 | 0 | 0 | 1 |  | 12 | 10 | 12 | 9
| 8250 | 344 | 12 | 10 | 18 | 0 | 0 | 0 | 0 | 0 | 0 | 0 | 0 | 0 | 0 | 0 | 1 |  | 12 | 10 | 12 | 9
| 8251 | 344 | 12 | 10 | 19 | 0 | 0 | 0 | 0 | 0 | 0 | 0 | 0 | 0 | 0 | 0 | 1 |  | 12 | 10 | 12 | 9
| 8252 | 344 | 12 | 10 | 20 | 0 | 0 | 0 | 0 | 0 | 0 | 0 | 0 | 0 | 0 | 0 | 1 |  | 12 | 10 | 12 | 9
| 8253 | 344 | 12 | 10 | 21 | 0 | 0 | 0 | 0 | 0 | 0 | 0 | 0 | 0 | 0 | 0 | 1 |  | 12 | 10 | 12 | 9
| 8254 | 344 | 12 | 10 | 22 | 0 | 0 | 0 | 0 | 0 | 0 | 0 | 0 | 0 | 0 | 0 | 1 |  | 12 | 10 | 12 | 9
| 8255 | 344 | 12 | 10 | 23 | 0 | 0 | 0 | 0 | 0 | 0 | 0 | 0 | 0 | 0 | 0 | 1 |  | 12 | 10 | 12 | 9
| 8256 | 344 | 12 | 10 | 24 | 0 | 0 | 0 | 0 | 0 | 0 | 0 | 0 | 0 | 0 | 0 | 1 |  | 12 | 10 | 12 | 9
| 8257 | 345 | 12 | 11 | 1 | 0 | 0 | 0 | 0 | 0 | 0 | 0 | 0 | 0 | 0 | 0 | 1 |  | 12 | 11 | 12 | 10
| 8258 | 345 | 12 | 11 | 2 | 0 | 0 | 0 | 0 | 0 | 0 | 0 | 0 | 0 | 0 | 0 | 1 |  | 12 | 11 | 12 | 10
| 8259 | 345 | 12 | 11 | 3 | 0 | 0 | 0 | 0 | 0 | 0 | 0 | 0 | 0 | 0 | 0 | 1 |  | 12 | 11 | 12 | 10
| 8260 | 345 | 12 | 11 | 4 | 0 | 0 | 0 | 0 | 0 | 0 | 0 | 0 | 0 | 0 | 0 | 1 |  | 12 | 11 | 12 | 10
| 8261 | 345 | 12 | 11 | 5 | 0 | 0 | 0 | 0 | 0 | 0 | 0 | 0 | 0 | 0 | 0 | 1 |  | 12 | 11 | 12 | 10
| 8262 | 345 | 12 | 11 | 6 | 0 | 0 | 0 | 0 | 0 | 0 | 0 | 0 | 0 | 0 | 0 | 1 |  | 12 | 11 | 12 | 10
| 8263 | 345 | 12 | 11 | 7 | 0 | 0 | 0 | 0 | 0 | 0 | 0 | 0 | 0 | 0 | 0 | 1 |  | 12 | 11 | 12 | 10
| 8264 | 345 | 12 | 11 | 8 | 0 | 0 | 0 | 0 | 0 | 0 | 0 | 0 | 0 | 0 | 0 | 1 |  | 12 | 11 | 12 | 10
| 8265 | 345 | 12 | 11 | 9 | 0 | 0 | 0 | 0 | 0 | 0 | 0 | 0 | 0 | 0 | 0 | 1 |  | 12 | 11 | 12 | 10
| 8266 | 345 | 12 | 11 | 10 | 0 | 0 | 0 | 0 | 0 | 0 | 0 | 0 | 0 | 0 | 0 | 1 |  | 12 | 11 | 12 | 10
| 8267 | 345 | 12 | 11 | 11 | 0 | 0 | 0 | 0 | 0 | 0 | 0 | 0 | 0 | 0 | 0 | 1 |  | 12 | 11 | 12 | 10
| 8268 | 345 | 12 | 11 | 12 | 0 | 0 | 0 | 0 | 0 | 0 | 0 | 0 | 0 | 0 | 0 | 1 |  | 12 | 11 | 12 | 10
| 8269 | 345 | 12 | 11 | 13 | 0 | 0 | 0 | 0 | 0 | 0 | 0 | 0 | 0 | 0 | 0 | 1 |  | 12 | 11 | 12 | 10
| 8270 | 345 | 12 | 11 | 14 | 0 | 0 | 0 | 0 | 0 | 0 | 0 | 0 | 0 | 0 | 0 | 1 |  | 12 | 11 | 12 | 10
| 8271 | 345 | 12 | 11 | 15 | 0 | 0 | 0 | 0 | 0 | 0 | 0 | 0 | 0 | 0 | 0 | 1 |  | 12 | 11 | 12 | 10
| 8272 | 345 | 12 | 11 | 16 | 0 | 0 | 0 | 0 | 0 | 0 | 0 | 0 | 0 | 0 | 0 | 1 |  | 12 | 11 | 12 | 10
| 8273 | 345 | 12 | 11 | 17 | 0 | 0 | 0 | 0 | 0 | 0 | 0 | 0 | 0 | 0 | 0 | 1 |  | 12 | 11 | 12 | 10
| 8274 | 345 | 12 | 11 | 18 | 0 | 0 | 0 | 0 | 0 | 0 | 0 | 0 | 0 | 0 | 0 | 1 |  | 12 | 11 | 12 | 10
| 8275 | 345 | 12 | 11 | 19 | 0 | 0 | 0 | 0 | 0 | 0 | 0 | 0 | 0 | 0 | 0 | 1 |  | 12 | 11 | 12 | 10
| 8276 | 345 | 12 | 11 | 20 | 0 | 0 | 0 | 0 | 0 | 0 | 0 | 0 | 0 | 0 | 0 | 1 |  | 12 | 11 | 12 | 10
| 8277 | 345 | 12 | 11 | 21 | 0 | 0 | 0 | 0 | 0 | 0 | 0 | 0 | 0 | 0 | 0 | 1 |  | 12 | 11 | 12 | 10
| 8278 | 345 | 12 | 11 | 22 | 0 | 0 | 0 | 0 | 0 | 0 | 0 | 0 | 0 | 0 | 0 | 1 |  | 12 | 11 | 12 | 10
| 8279 | 345 | 12 | 11 | 23 | 0 | 0 | 0 | 0 | 0 | 0 | 0 | 0 | 0 | 0 | 0 | 1 |  | 12 | 11 | 12 | 10
| 8280 | 345 | 12 | 11 | 24 | 0 | 0 | 0 | 0 | 0 | 0 | 0 | 0 | 0 | 0 | 0 | 1 |  | 12 | 11 | 12 | 10
| 8281 | 346 | 12 | 12 | 1 | 0 | 0 | 1 | 0 | 0 | 0 | 0 | 0 | 0 | 0 | 0 | 1 |  | 12 | 12 | 12 | 11
| 8282 | 346 | 12 | 12 | 2 | 0 | 0 | 1 | 0 | 0 | 0 | 0 | 0 | 0 | 0 | 0 | 1 |  | 12 | 12 | 12 | 11
| 8283 | 346 | 12 | 12 | 3 | 0 | 0 | 1 | 0 | 0 | 0 | 0 | 0 | 0 | 0 | 0 | 1 |  | 12 | 12 | 12 | 11
| 8284 | 346 | 12 | 12 | 4 | 0 | 0 | 1 | 0 | 0 | 0 | 0 | 0 | 0 | 0 | 0 | 1 |  | 12 | 12 | 12 | 11
| 8285 | 346 | 12 | 12 | 5 | 0 | 0 | 1 | 0 | 0 | 0 | 0 | 0 | 0 | 0 | 0 | 1 |  | 12 | 12 | 12 | 11
| 8286 | 346 | 12 | 12 | 6 | 0 | 0 | 1 | 0 | 0 | 0 | 0 | 0 | 0 | 0 | 0 | 1 |  | 12 | 12 | 12 | 11
| 8287 | 346 | 12 | 12 | 7 | 0 | 0 | 1 | 0 | 0 | 0 | 0 | 0 | 0 | 0 | 0 | 1 |  | 12 | 12 | 12 | 11
| 8288 | 346 | 12 | 12 | 8 | 0 | 0 | 1 | 0 | 0 | 0 | 0 | 0 | 0 | 0 | 0 | 1 |  | 12 | 12 | 12 | 11
| 8289 | 346 | 12 | 12 | 9 | 0 | 0 | 1 | 0 | 0 | 0 | 0 | 0 | 0 | 0 | 0 | 1 |  | 12 | 12 | 12 | 11
| 8290 | 346 | 12 | 12 | 10 | 0 | 0 | 1 | 0 | 0 | 0 | 0 | 0 | 0 | 0 | 0 | 1 |  | 12 | 12 | 12 | 11
| 8291 | 346 | 12 | 12 | 11 | 0 | 0 | 1 | 0 | 0 | 0 | 0 | 0 | 0 | 0 | 0 | 1 |  | 12 | 12 | 12 | 11
| 8292 | 346 | 12 | 12 | 12 | 0 | 0 | 1 | 0 | 0 | 0 | 0 | 0 | 0 | 0 | 0 | 1 |  | 12 | 12 | 12 | 11
| 8293 | 346 | 12 | 12 | 13 | 0 | 0 | 1 | 0 | 0 | 0 | 0 | 0 | 0 | 0 | 0 | 1 |  | 12 | 12 | 12 | 11
| 8294 | 346 | 12 | 12 | 14 | 0 | 0 | 1 | 0 | 0 | 0 | 0 | 0 | 0 | 0 | 0 | 1 |  | 12 | 12 | 12 | 11
| 8295 | 346 | 12 | 12 | 15 | 0 | 0 | 1 | 0 | 0 | 0 | 0 | 0 | 0 | 0 | 0 | 1 |  | 12 | 12 | 12 | 11
| 8296 | 346 | 12 | 12 | 16 | 0 | 0 | 1 | 0 | 0 | 0 | 0 | 0 | 0 | 0 | 0 | 1 |  | 12 | 12 | 12 | 11
| 8297 | 346 | 12 | 12 | 17 | 0 | 0 | 1 | 0 | 0 | 0 | 0 | 0 | 0 | 0 | 0 | 1 |  | 12 | 12 | 12 | 11
| 8298 | 346 | 12 | 12 | 18 | 0 | 0 | 1 | 0 | 0 | 0 | 0 | 0 | 0 | 0 | 0 | 1 |  | 12 | 12 | 12 | 11
| 8299 | 346 | 12 | 12 | 19 | 0 | 0 | 1 | 0 | 0 | 0 | 0 | 0 | 0 | 0 | 0 | 1 |  | 12 | 12 | 12 | 11
| 8300 | 346 | 12 | 12 | 20 | 0 | 0 | 1 | 0 | 0 | 0 | 0 | 0 | 0 | 0 | 0 | 1 |  | 12 | 12 | 12 | 11
| 8301 | 346 | 12 | 12 | 21 | 0 | 0 | 1 | 0 | 0 | 0 | 0 | 0 | 0 | 0 | 0 | 1 |  | 12 | 12 | 12 | 11
| 8302 | 346 | 12 | 12 | 22 | 0 | 0 | 1 | 0 | 0 | 0 | 0 | 0 | 0 | 0 | 0 | 1 |  | 12 | 12 | 12 | 11
| 8303 | 346 | 12 | 12 | 23 | 0 | 0 | 1 | 0 | 0 | 0 | 0 | 0 | 0 | 0 | 0 | 1 |  | 12 | 12 | 12 | 11
| 8304 | 346 | 12 | 12 | 24 | 0 | 0 | 1 | 0 | 0 | 0 | 0 | 0 | 0 | 0 | 0 | 1 |  | 12 | 12 | 12 | 11
| 8305 | 347 | 12 | 13 | 1 | 0 | 0 | 1 | 0 | 0 | 0 | 0 | 0 | 0 | 0 | 0 | 1 |  | 12 | 13 | 12 | 12
| 8306 | 347 | 12 | 13 | 2 | 0 | 0 | 1 | 0 | 0 | 0 | 0 | 0 | 0 | 0 | 0 | 1 |  | 12 | 13 | 12 | 12
| 8307 | 347 | 12 | 13 | 3 | 0 | 0 | 1 | 0 | 0 | 0 | 0 | 0 | 0 | 0 | 0 | 1 |  | 12 | 13 | 12 | 12
| 8308 | 347 | 12 | 13 | 4 | 0 | 0 | 1 | 0 | 0 | 0 | 0 | 0 | 0 | 0 | 0 | 1 |  | 12 | 13 | 12 | 12
| 8309 | 347 | 12 | 13 | 5 | 0 | 0 | 1 | 0 | 0 | 0 | 0 | 0 | 0 | 0 | 0 | 1 |  | 12 | 13 | 12 | 12
| 8310 | 347 | 12 | 13 | 6 | 0 | 0 | 1 | 0 | 0 | 0 | 0 | 0 | 0 | 0 | 0 | 1 |  | 12 | 13 | 12 | 12
| 8311 | 347 | 12 | 13 | 7 | 0 | 0 | 1 | 0 | 0 | 0 | 0 | 0 | 0 | 0 | 0 | 1 |  | 12 | 13 | 12 | 12
| 8312 | 347 | 12 | 13 | 8 | 0 | 0 | 1 | 0 | 0 | 0 | 0 | 0 | 0 | 0 | 0 | 1 |  | 12 | 13 | 12 | 12
| 8313 | 347 | 12 | 13 | 9 | 0 | 0 | 1 | 0 | 0 | 0 | 0 | 0 | 0 | 0 | 0 | 1 |  | 12 | 13 | 12 | 12
| 8314 | 347 | 12 | 13 | 10 | 0 | 0 | 1 | 0 | 0 | 0 | 0 | 0 | 0 | 0 | 0 | 1 |  | 12 | 13 | 12 | 12
| 8315 | 347 | 12 | 13 | 11 | 0 | 0 | 1 | 0 | 0 | 0 | 0 | 0 | 0 | 0 | 0 | 1 |  | 12 | 13 | 12 | 12
| 8316 | 347 | 12 | 13 | 12 | 0 | 0 | 1 | 0 | 0 | 0 | 0 | 0 | 0 | 0 | 0 | 1 |  | 12 | 13 | 12 | 12
| 8317 | 347 | 12 | 13 | 13 | 0 | 0 | 1 | 0 | 0 | 0 | 0 | 0 | 0 | 0 | 0 | 1 |  | 12 | 13 | 12 | 12
| 8318 | 347 | 12 | 13 | 14 | 0 | 0 | 1 | 0 | 0 | 0 | 0 | 0 | 0 | 0 | 0 | 1 |  | 12 | 13 | 12 | 12
| 8319 | 347 | 12 | 13 | 15 | 0 | 0 | 1 | 0 | 0 | 0 | 0 | 0 | 0 | 0 | 0 | 1 |  | 12 | 13 | 12 | 12
| 8320 | 347 | 12 | 13 | 16 | 0 | 0 | 1 | 0 | 0 | 0 | 0 | 0 | 0 | 0 | 0 | 1 |  | 12 | 13 | 12 | 12
| 8321 | 347 | 12 | 13 | 17 | 0 | 0 | 1 | 0 | 0 | 0 | 0 | 0 | 0 | 0 | 0 | 1 |  | 12 | 13 | 12 | 12
| 8322 | 347 | 12 | 13 | 18 | 0 | 0 | 1 | 0 | 0 | 0 | 0 | 0 | 0 | 0 | 0 | 1 |  | 12 | 13 | 12 | 12
| 8323 | 347 | 12 | 13 | 19 | 0 | 0 | 1 | 0 | 0 | 0 | 0 | 0 | 0 | 0 | 0 | 1 |  | 12 | 13 | 12 | 12
| 8324 | 347 | 12 | 13 | 20 | 0 | 0 | 1 | 0 | 0 | 0 | 0 | 0 | 0 | 0 | 0 | 1 |  | 12 | 13 | 12 | 12
| 8325 | 347 | 12 | 13 | 21 | 0 | 0 | 1 | 0 | 0 | 0 | 0 | 0 | 0 | 0 | 0 | 1 |  | 12 | 13 | 12 | 12
| 8326 | 347 | 12 | 13 | 22 | 0 | 0 | 1 | 0 | 0 | 0 | 0 | 0 | 0 | 0 | 0 | 1 |  | 12 | 13 | 12 | 12
| 8327 | 347 | 12 | 13 | 23 | 0 | 0 | 1 | 0 | 0 | 0 | 0 | 0 | 0 | 0 | 0 | 1 |  | 12 | 13 | 12 | 12
| 8328 | 347 | 12 | 13 | 24 | 0 | 0 | 1 | 0 | 0 | 0 | 0 | 0 | 0 | 0 | 0 | 1 |  | 12 | 13 | 12 | 12
| 8329 | 348 | 12 | 14 | 1 | 0 | 0 | 1 | 0 | 0 | 0 | 0 | 0 | 0 | 0 | 0 | 1 |  | 12 | 14 | 12 | 13
| 8330 | 348 | 12 | 14 | 2 | 0 | 0 | 1 | 0 | 0 | 0 | 0 | 0 | 0 | 0 | 0 | 1 |  | 12 | 14 | 12 | 13
| 8331 | 348 | 12 | 14 | 3 | 0 | 0 | 1 | 0 | 0 | 0 | 0 | 0 | 0 | 0 | 0 | 1 |  | 12 | 14 | 12 | 13
| 8332 | 348 | 12 | 14 | 4 | 0 | 0 | 1 | 0 | 0 | 0 | 0 | 0 | 0 | 0 | 0 | 1 |  | 12 | 14 | 12 | 13
| 8333 | 348 | 12 | 14 | 5 | 0 | 0 | 1 | 0 | 0 | 0 | 0 | 0 | 0 | 0 | 0 | 1 |  | 12 | 14 | 12 | 13
| 8334 | 348 | 12 | 14 | 6 | 0 | 0 | 1 | 0 | 0 | 0 | 0 | 0 | 0 | 0 | 0 | 1 |  | 12 | 14 | 12 | 13
| 8335 | 348 | 12 | 14 | 7 | 0 | 0 | 1 | 0 | 0 | 0 | 0 | 0 | 0 | 0 | 0 | 1 |  | 12 | 14 | 12 | 13
| 8336 | 348 | 12 | 14 | 8 | 0 | 0 | 1 | 0 | 0 | 0 | 0 | 0 | 0 | 0 | 0 | 1 |  | 12 | 14 | 12 | 13
| 8337 | 348 | 12 | 14 | 9 | 0 | 0 | 1 | 0 | 0 | 0 | 0 | 0 | 0 | 0 | 0 | 1 |  | 12 | 14 | 12 | 13
| 8338 | 348 | 12 | 14 | 10 | 0 | 0 | 1 | 0 | 0 | 0 | 0 | 0 | 0 | 0 | 0 | 1 |  | 12 | 14 | 12 | 13
| 8339 | 348 | 12 | 14 | 11 | 0 | 0 | 1 | 0 | 0 | 0 | 0 | 0 | 0 | 0 | 0 | 1 |  | 12 | 14 | 12 | 13
| 8340 | 348 | 12 | 14 | 12 | 0 | 0 | 1 | 0 | 0 | 0 | 0 | 0 | 0 | 0 | 0 | 1 |  | 12 | 14 | 12 | 13
| 8341 | 348 | 12 | 14 | 13 | 0 | 0 | 1 | 0 | 0 | 0 | 0 | 0 | 0 | 0 | 0 | 1 |  | 12 | 14 | 12 | 13
| 8342 | 348 | 12 | 14 | 14 | 0 | 0 | 1 | 0 | 0 | 0 | 0 | 0 | 0 | 0 | 0 | 1 |  | 12 | 14 | 12 | 13
| 8343 | 348 | 12 | 14 | 15 | 0 | 0 | 1 | 0 | 0 | 0 | 0 | 0 | 0 | 0 | 0 | 1 |  | 12 | 14 | 12 | 13
| 8344 | 348 | 12 | 14 | 16 | 0 | 0 | 1 | 0 | 0 | 0 | 0 | 0 | 0 | 0 | 0 | 1 |  | 12 | 14 | 12 | 13
| 8345 | 348 | 12 | 14 | 17 | 0 | 0 | 1 | 0 | 0 | 0 | 0 | 0 | 0 | 0 | 0 | 1 |  | 12 | 14 | 12 | 13
| 8346 | 348 | 12 | 14 | 18 | 0 | 0 | 1 | 0 | 0 | 0 | 0 | 0 | 0 | 0 | 0 | 1 |  | 12 | 14 | 12 | 13
| 8347 | 348 | 12 | 14 | 19 | 0 | 0 | 1 | 0 | 0 | 0 | 0 | 0 | 0 | 0 | 0 | 1 |  | 12 | 14 | 12 | 13
| 8348 | 348 | 12 | 14 | 20 | 0 | 0 | 1 | 0 | 0 | 0 | 0 | 0 | 0 | 0 | 0 | 1 |  | 12 | 14 | 12 | 13
| 8349 | 348 | 12 | 14 | 21 | 0 | 0 | 1 | 0 | 0 | 0 | 0 | 0 | 0 | 0 | 0 | 1 |  | 12 | 14 | 12 | 13
| 8350 | 348 | 12 | 14 | 22 | 0 | 0 | 1 | 0 | 0 | 0 | 0 | 0 | 0 | 0 | 0 | 1 |  | 12 | 14 | 12 | 13
| 8351 | 348 | 12 | 14 | 23 | 0 | 0 | 1 | 0 | 0 | 0 | 0 | 0 | 0 | 0 | 0 | 1 |  | 12 | 14 | 12 | 13
| 8352 | 348 | 12 | 14 | 24 | 0 | 0 | 1 | 0 | 0 | 0 | 0 | 0 | 0 | 0 | 0 | 1 |  | 12 | 14 | 12 | 13
| 8353 | 349 | 12 | 15 | 1 | 0 | 0 | 1 | 0 | 0 | 0 | 0 | 0 | 0 | 0 | 0 | 1 |  | 12 | 15 | 12 | 14
| 8354 | 349 | 12 | 15 | 2 | 0 | 0 | 1 | 0 | 0 | 0 | 0 | 0 | 0 | 0 | 0 | 1 |  | 12 | 15 | 12 | 14
| 8355 | 349 | 12 | 15 | 3 | 0 | 0 | 1 | 0 | 0 | 0 | 0 | 0 | 0 | 0 | 0 | 1 |  | 12 | 15 | 12 | 14
| 8356 | 349 | 12 | 15 | 4 | 0 | 0 | 1 | 0 | 0 | 0 | 0 | 0 | 0 | 0 | 0 | 1 |  | 12 | 15 | 12 | 14
| 8357 | 349 | 12 | 15 | 5 | 0 | 0 | 1 | 0 | 0 | 0 | 0 | 0 | 0 | 0 | 0 | 1 |  | 12 | 15 | 12 | 14
| 8358 | 349 | 12 | 15 | 6 | 0 | 0 | 1 | 0 | 0 | 0 | 0 | 0 | 0 | 0 | 0 | 1 |  | 12 | 15 | 12 | 14
| 8359 | 349 | 12 | 15 | 7 | 0 | 0 | 1 | 0 | 0 | 0 | 0 | 0 | 0 | 0 | 0 | 1 |  | 12 | 15 | 12 | 14
| 8360 | 349 | 12 | 15 | 8 | 0 | 0 | 1 | 0 | 0 | 0 | 0 | 0 | 0 | 0 | 0 | 1 |  | 12 | 15 | 12 | 14
| 8361 | 349 | 12 | 15 | 9 | 0 | 0 | 1 | 0 | 0 | 0 | 0 | 0 | 0 | 0 | 0 | 1 |  | 12 | 15 | 12 | 14
| 8362 | 349 | 12 | 15 | 10 | 0 | 0 | 1 | 0 | 0 | 0 | 0 | 0 | 0 | 0 | 0 | 1 |  | 12 | 15 | 12 | 14
| 8363 | 349 | 12 | 15 | 11 | 0 | 0 | 1 | 0 | 0 | 0 | 0 | 0 | 0 | 0 | 0 | 1 |  | 12 | 15 | 12 | 14
| 8364 | 349 | 12 | 15 | 12 | 0 | 0 | 1 | 0 | 0 | 0 | 0 | 0 | 0 | 0 | 0 | 1 |  | 12 | 15 | 12 | 14
| 8365 | 349 | 12 | 15 | 13 | 0 | 0 | 1 | 0 | 0 | 0 | 0 | 0 | 0 | 0 | 0 | 1 |  | 12 | 15 | 12 | 14
| 8366 | 349 | 12 | 15 | 14 | 0 | 0 | 1 | 0 | 0 | 0 | 0 | 0 | 0 | 0 | 0 | 1 |  | 12 | 15 | 12 | 14
| 8367 | 349 | 12 | 15 | 15 | 0 | 0 | 1 | 0 | 0 | 0 | 0 | 0 | 0 | 0 | 0 | 1 |  | 12 | 15 | 12 | 14
| 8368 | 349 | 12 | 15 | 16 | 0 | 0 | 1 | 0 | 0 | 0 | 0 | 0 | 0 | 0 | 0 | 1 |  | 12 | 15 | 12 | 14
| 8369 | 349 | 12 | 15 | 17 | 0 | 0 | 1 | 0 | 0 | 0 | 0 | 0 | 0 | 0 | 0 | 1 |  | 12 | 15 | 12 | 14
| 8370 | 349 | 12 | 15 | 18 | 0 | 0 | 1 | 0 | 0 | 0 | 0 | 0 | 0 | 0 | 0 | 1 |  | 12 | 15 | 12 | 14
| 8371 | 349 | 12 | 15 | 19 | 0 | 0 | 1 | 0 | 0 | 0 | 0 | 0 | 0 | 0 | 0 | 1 |  | 12 | 15 | 12 | 14
| 8372 | 349 | 12 | 15 | 20 | 0 | 0 | 1 | 0 | 0 | 0 | 0 | 0 | 0 | 0 | 0 | 1 |  | 12 | 15 | 12 | 14
| 8373 | 349 | 12 | 15 | 21 | 0 | 0 | 1 | 0 | 0 | 0 | 0 | 0 | 0 | 0 | 0 | 1 |  | 12 | 15 | 12 | 14
| 8374 | 349 | 12 | 15 | 22 | 0 | 0 | 1 | 0 | 0 | 0 | 0 | 0 | 0 | 0 | 0 | 1 |  | 12 | 15 | 12 | 14
| 8375 | 349 | 12 | 15 | 23 | 0 | 0 | 1 | 0 | 0 | 0 | 0 | 0 | 0 | 0 | 0 | 1 |  | 12 | 15 | 12 | 14
| 8376 | 349 | 12 | 15 | 24 | 0 | 0 | 1 | 0 | 0 | 0 | 0 | 0 | 0 | 0 | 0 | 1 |  | 12 | 15 | 12 | 14
| 8377 | 350 | 12 | 16 | 1 | 0 | 0 | 1 | 0 | 0 | 0 | 0 | 0 | 0 | 0 | 0 | 1 |  | 12 | 16 | 12 | 15
| 8378 | 350 | 12 | 16 | 2 | 0 | 0 | 1 | 0 | 0 | 0 | 0 | 0 | 0 | 0 | 0 | 1 |  | 12 | 16 | 12 | 15
| 8379 | 350 | 12 | 16 | 3 | 0 | 0 | 1 | 0 | 0 | 0 | 0 | 0 | 0 | 0 | 0 | 1 |  | 12 | 16 | 12 | 15
| 8380 | 350 | 12 | 16 | 4 | 0 | 0 | 1 | 0 | 0 | 0 | 0 | 0 | 0 | 0 | 0 | 1 |  | 12 | 16 | 12 | 15
| 8381 | 350 | 12 | 16 | 5 | 0 | 0 | 1 | 0 | 0 | 0 | 0 | 0 | 0 | 0 | 0 | 1 |  | 12 | 16 | 12 | 15
| 8382 | 350 | 12 | 16 | 6 | 0 | 0 | 1 | 0 | 0 | 0 | 0 | 0 | 0 | 0 | 0 | 1 |  | 12 | 16 | 12 | 15
| 8383 | 350 | 12 | 16 | 7 | 0 | 0 | 1 | 0 | 0 | 0 | 0 | 0 | 0 | 0 | 0 | 1 |  | 12 | 16 | 12 | 15
| 8384 | 350 | 12 | 16 | 8 | 0 | 0 | 1 | 0 | 0 | 0 | 0 | 0 | 0 | 0 | 0 | 1 |  | 12 | 16 | 12 | 15
| 8385 | 350 | 12 | 16 | 9 | 0 | 0 | 1 | 0 | 0 | 0 | 0 | 0 | 0 | 0 | 0 | 1 |  | 12 | 16 | 12 | 15
| 8386 | 350 | 12 | 16 | 10 | 0 | 0 | 1 | 0 | 0 | 0 | 0 | 0 | 0 | 0 | 0 | 1 |  | 12 | 16 | 12 | 15
| 8387 | 350 | 12 | 16 | 11 | 0 | 0 | 1 | 0 | 0 | 0 | 0 | 0 | 0 | 0 | 0 | 1 |  | 12 | 16 | 12 | 15
| 8388 | 350 | 12 | 16 | 12 | 0 | 0 | 1 | 0 | 0 | 0 | 0 | 0 | 0 | 0 | 0 | 1 |  | 12 | 16 | 12 | 15
| 8389 | 350 | 12 | 16 | 13 | 0 | 0 | 1 | 0 | 0 | 0 | 0 | 0 | 0 | 0 | 0 | 1 |  | 12 | 16 | 12 | 15
| 8390 | 350 | 12 | 16 | 14 | 0 | 0 | 1 | 0 | 0 | 0 | 0 | 0 | 0 | 0 | 0 | 1 |  | 12 | 16 | 12 | 15
| 8391 | 350 | 12 | 16 | 15 | 0 | 0 | 1 | 0 | 0 | 0 | 0 | 0 | 0 | 0 | 0 | 1 |  | 12 | 16 | 12 | 15
| 8392 | 350 | 12 | 16 | 16 | 0 | 0 | 1 | 0 | 0 | 0 | 0 | 0 | 0 | 0 | 0 | 1 |  | 12 | 16 | 12 | 15
| 8393 | 350 | 12 | 16 | 17 | 0 | 0 | 1 | 0 | 0 | 0 | 0 | 0 | 0 | 0 | 0 | 1 |  | 12 | 16 | 12 | 15
| 8394 | 350 | 12 | 16 | 18 | 0 | 0 | 1 | 0 | 0 | 0 | 0 | 0 | 0 | 0 | 0 | 1 |  | 12 | 16 | 12 | 15
| 8395 | 350 | 12 | 16 | 19 | 0 | 0 | 1 | 0 | 0 | 0 | 0 | 0 | 0 | 0 | 0 | 1 |  | 12 | 16 | 12 | 15
| 8396 | 350 | 12 | 16 | 20 | 0 | 0 | 1 | 0 | 0 | 0 | 0 | 0 | 0 | 0 | 0 | 1 |  | 12 | 16 | 12 | 15
| 8397 | 350 | 12 | 16 | 21 | 0 | 0 | 1 | 0 | 0 | 0 | 0 | 0 | 0 | 0 | 0 | 1 |  | 12 | 16 | 12 | 15
| 8398 | 350 | 12 | 16 | 22 | 0 | 0 | 1 | 0 | 0 | 0 | 0 | 0 | 0 | 0 | 0 | 1 |  | 12 | 16 | 12 | 15
| 8399 | 350 | 12 | 16 | 23 | 0 | 0 | 1 | 0 | 0 | 0 | 0 | 0 | 0 | 0 | 0 | 1 |  | 12 | 16 | 12 | 15
| 8400 | 350 | 12 | 16 | 24 | 0 | 0 | 1 | 0 | 0 | 0 | 0 | 0 | 0 | 0 | 0 | 1 |  | 12 | 16 | 12 | 15
| 8401 | 351 | 12 | 17 | 1 | 0 | 0 | 0 | 0 | 0 | 0 | 0 | 0 | 0 | 0 | 0 | 1 |  | 12 | 17 | 12 | 16
| 8402 | 351 | 12 | 17 | 2 | 0 | 0 | 0 | 0 | 0 | 0 | 0 | 0 | 0 | 0 | 0 | 1 |  | 12 | 17 | 12 | 16
| 8403 | 351 | 12 | 17 | 3 | 0 | 0 | 0 | 0 | 0 | 0 | 0 | 0 | 0 | 0 | 0 | 1 |  | 12 | 17 | 12 | 16
| 8404 | 351 | 12 | 17 | 4 | 0 | 0 | 0 | 0 | 0 | 0 | 0 | 0 | 0 | 0 | 0 | 1 |  | 12 | 17 | 12 | 16
| 8405 | 351 | 12 | 17 | 5 | 0 | 0 | 0 | 0 | 0 | 0 | 0 | 0 | 0 | 0 | 0 | 1 |  | 12 | 17 | 12 | 16
| 8406 | 351 | 12 | 17 | 6 | 0 | 0 | 0 | 0 | 0 | 0 | 0 | 0 | 0 | 0 | 0 | 1 |  | 12 | 17 | 12 | 16
| 8407 | 351 | 12 | 17 | 7 | 0 | 0 | 0 | 0 | 0 | 0 | 0 | 0 | 0 | 0 | 0 | 1 |  | 12 | 17 | 12 | 16
| 8408 | 351 | 12 | 17 | 8 | 0 | 0 | 0 | 0 | 0 | 0 | 0 | 0 | 0 | 0 | 0 | 1 |  | 12 | 17 | 12 | 16
| 8409 | 351 | 12 | 17 | 9 | 0 | 0 | 0 | 0 | 0 | 0 | 0 | 0 | 0 | 0 | 0 | 1 |  | 12 | 17 | 12 | 16
| 8410 | 351 | 12 | 17 | 10 | 0 | 0 | 0 | 0 | 0 | 0 | 0 | 0 | 0 | 0 | 0 | 1 |  | 12 | 17 | 12 | 16
| 8411 | 351 | 12 | 17 | 11 | 0 | 0 | 0 | 0 | 0 | 0 | 0 | 0 | 0 | 0 | 0 | 1 |  | 12 | 17 | 12 | 16
| 8412 | 351 | 12 | 17 | 12 | 0 | 0 | 0 | 0 | 0 | 0 | 0 | 0 | 0 | 0 | 0 | 1 |  | 12 | 17 | 12 | 16
| 8413 | 351 | 12 | 17 | 13 | 0 | 0 | 0 | 0 | 0 | 0 | 0 | 0 | 0 | 0 | 0 | 1 |  | 12 | 17 | 12 | 16
| 8414 | 351 | 12 | 17 | 14 | 0 | 0 | 0 | 0 | 0 | 0 | 0 | 0 | 0 | 0 | 0 | 1 |  | 12 | 17 | 12 | 16
| 8415 | 351 | 12 | 17 | 15 | 0 | 0 | 0 | 0 | 0 | 0 | 0 | 0 | 0 | 0 | 0 | 1 |  | 12 | 17 | 12 | 16
| 8416 | 351 | 12 | 17 | 16 | 0 | 0 | 0 | 0 | 0 | 0 | 0 | 0 | 0 | 0 | 0 | 1 |  | 12 | 17 | 12 | 16
| 8417 | 351 | 12 | 17 | 17 | 0 | 0 | 0 | 0 | 0 | 0 | 0 | 0 | 0 | 0 | 0 | 1 |  | 12 | 17 | 12 | 16
| 8418 | 351 | 12 | 17 | 18 | 0 | 0 | 0 | 0 | 0 | 0 | 0 | 0 | 0 | 0 | 0 | 1 |  | 12 | 17 | 12 | 16
| 8419 | 351 | 12 | 17 | 19 | 0 | 0 | 0 | 0 | 0 | 0 | 0 | 0 | 0 | 0 | 0 | 1 |  | 12 | 17 | 12 | 16
| 8420 | 351 | 12 | 17 | 20 | 0 | 0 | 0 | 0 | 0 | 0 | 0 | 0 | 0 | 0 | 0 | 1 |  | 12 | 17 | 12 | 16
| 8421 | 351 | 12 | 17 | 21 | 0 | 0 | 0 | 0 | 0 | 0 | 0 | 0 | 0 | 0 | 0 | 1 |  | 12 | 17 | 12 | 16
| 8422 | 351 | 12 | 17 | 22 | 0 | 0 | 0 | 0 | 0 | 0 | 0 | 0 | 0 | 0 | 0 | 1 |  | 12 | 17 | 12 | 16
| 8423 | 351 | 12 | 17 | 23 | 0 | 0 | 0 | 0 | 0 | 0 | 0 | 0 | 0 | 0 | 0 | 1 |  | 12 | 17 | 12 | 16
| 8424 | 351 | 12 | 17 | 24 | 0 | 0 | 0 | 0 | 0 | 0 | 0 | 0 | 0 | 0 | 0 | 1 |  | 12 | 17 | 12 | 16
| 8425 | 352 | 12 | 18 | 1 | 0 | 0 | 0 | 0 | 0 | 0 | 0 | 0 | 0 | 0 | 0 | 1 |  | 12 | 18 | 12 | 17
| 8426 | 352 | 12 | 18 | 2 | 0 | 0 | 0 | 0 | 0 | 0 | 0 | 0 | 0 | 0 | 0 | 1 |  | 12 | 18 | 12 | 17
| 8427 | 352 | 12 | 18 | 3 | 0 | 0 | 0 | 0 | 0 | 0 | 0 | 0 | 0 | 0 | 0 | 1 |  | 12 | 18 | 12 | 17
| 8428 | 352 | 12 | 18 | 4 | 0 | 0 | 0 | 0 | 0 | 0 | 0 | 0 | 0 | 0 | 0 | 1 |  | 12 | 18 | 12 | 17
| 8429 | 352 | 12 | 18 | 5 | 0 | 0 | 0 | 0 | 0 | 0 | 0 | 0 | 0 | 0 | 0 | 1 |  | 12 | 18 | 12 | 17
| 8430 | 352 | 12 | 18 | 6 | 0 | 0 | 0 | 0 | 0 | 0 | 0 | 0 | 0 | 0 | 0 | 1 |  | 12 | 18 | 12 | 17
| 8431 | 352 | 12 | 18 | 7 | 0 | 0 | 0 | 0 | 0 | 0 | 0 | 0 | 0 | 0 | 0 | 1 |  | 12 | 18 | 12 | 17
| 8432 | 352 | 12 | 18 | 8 | 0 | 0 | 0 | 0 | 0 | 0 | 0 | 0 | 0 | 0 | 0 | 1 |  | 12 | 18 | 12 | 17
| 8433 | 352 | 12 | 18 | 9 | 0 | 0 | 0 | 0 | 0 | 0 | 0 | 0 | 0 | 0 | 0 | 1 |  | 12 | 18 | 12 | 17
| 8434 | 352 | 12 | 18 | 10 | 0 | 0 | 0 | 0 | 0 | 0 | 0 | 0 | 0 | 0 | 0 | 1 |  | 12 | 18 | 12 | 17
| 8435 | 352 | 12 | 18 | 11 | 0 | 0 | 0 | 0 | 0 | 0 | 0 | 0 | 0 | 0 | 0 | 1 |  | 12 | 18 | 12 | 17
| 8436 | 352 | 12 | 18 | 12 | 0 | 0 | 0 | 0 | 0 | 0 | 0 | 0 | 0 | 0 | 0 | 1 |  | 12 | 18 | 12 | 17
| 8437 | 352 | 12 | 18 | 13 | 0 | 0 | 0 | 0 | 0 | 0 | 0 | 0 | 0 | 0 | 0 | 1 |  | 12 | 18 | 12 | 17
| 8438 | 352 | 12 | 18 | 14 | 0 | 0 | 0 | 0 | 0 | 0 | 0 | 0 | 0 | 0 | 0 | 1 |  | 12 | 18 | 12 | 17
| 8439 | 352 | 12 | 18 | 15 | 0 | 0 | 0 | 0 | 0 | 0 | 0 | 0 | 0 | 0 | 0 | 1 |  | 12 | 18 | 12 | 17
| 8440 | 352 | 12 | 18 | 16 | 0 | 0 | 0 | 0 | 0 | 0 | 0 | 0 | 0 | 0 | 0 | 1 |  | 12 | 18 | 12 | 17
| 8441 | 352 | 12 | 18 | 17 | 0 | 0 | 0 | 0 | 0 | 0 | 0 | 0 | 0 | 0 | 0 | 1 |  | 12 | 18 | 12 | 17
| 8442 | 352 | 12 | 18 | 18 | 0 | 0 | 0 | 0 | 0 | 0 | 0 | 0 | 0 | 0 | 0 | 1 |  | 12 | 18 | 12 | 17
| 8443 | 352 | 12 | 18 | 19 | 0 | 0 | 0 | 0 | 0 | 0 | 0 | 0 | 0 | 0 | 0 | 1 |  | 12 | 18 | 12 | 17
| 8444 | 352 | 12 | 18 | 20 | 0 | 0 | 0 | 0 | 0 | 0 | 0 | 0 | 0 | 0 | 0 | 1 |  | 12 | 18 | 12 | 17
| 8445 | 352 | 12 | 18 | 21 | 0 | 0 | 0 | 0 | 0 | 0 | 0 | 0 | 0 | 0 | 0 | 1 |  | 12 | 18 | 12 | 17
| 8446 | 352 | 12 | 18 | 22 | 0 | 0 | 0 | 0 | 0 | 0 | 0 | 0 | 0 | 0 | 0 | 1 |  | 12 | 18 | 12 | 17
| 8447 | 352 | 12 | 18 | 23 | 0 | 0 | 0 | 0 | 0 | 0 | 0 | 0 | 0 | 0 | 0 | 1 |  | 12 | 18 | 12 | 17
| 8448 | 352 | 12 | 18 | 24 | 0 | 0 | 0 | 0 | 0 | 0 | 0 | 0 | 0 | 0 | 0 | 1 |  | 12 | 18 | 12 | 17
| 8449 | 353 | 12 | 19 | 1 | 0 | 0 | 1 | 0 | 0 | 0 | 0 | 0 | 0 | 0 | 0 | 1 |  | 12 | 19 | 12 | 18
| 8450 | 353 | 12 | 19 | 2 | 0 | 0 | 1 | 0 | 0 | 0 | 0 | 0 | 0 | 0 | 0 | 1 |  | 12 | 19 | 12 | 18
| 8451 | 353 | 12 | 19 | 3 | 0 | 0 | 1 | 0 | 0 | 0 | 0 | 0 | 0 | 0 | 0 | 1 |  | 12 | 19 | 12 | 18
| 8452 | 353 | 12 | 19 | 4 | 0 | 0 | 1 | 0 | 0 | 0 | 0 | 0 | 0 | 0 | 0 | 1 |  | 12 | 19 | 12 | 18
| 8453 | 353 | 12 | 19 | 5 | 0 | 0 | 1 | 0 | 0 | 0 | 0 | 0 | 0 | 0 | 0 | 1 |  | 12 | 19 | 12 | 18
| 8454 | 353 | 12 | 19 | 6 | 0 | 0 | 1 | 0 | 0 | 0 | 0 | 0 | 0 | 0 | 0 | 1 |  | 12 | 19 | 12 | 18
| 8455 | 353 | 12 | 19 | 7 | 0 | 0 | 1 | 0 | 0 | 0 | 0 | 0 | 0 | 0 | 0 | 1 |  | 12 | 19 | 12 | 18
| 8456 | 353 | 12 | 19 | 8 | 0 | 0 | 1 | 0 | 0 | 0 | 0 | 0 | 0 | 0 | 0 | 1 |  | 12 | 19 | 12 | 18
| 8457 | 353 | 12 | 19 | 9 | 0 | 0 | 1 | 0 | 0 | 0 | 0 | 0 | 0 | 0 | 0 | 1 |  | 12 | 19 | 12 | 18
| 8458 | 353 | 12 | 19 | 10 | 0 | 0 | 1 | 0 | 0 | 0 | 0 | 0 | 0 | 0 | 0 | 1 |  | 12 | 19 | 12 | 18
| 8459 | 353 | 12 | 19 | 11 | 0 | 0 | 1 | 0 | 0 | 0 | 0 | 0 | 0 | 0 | 0 | 1 |  | 12 | 19 | 12 | 18
| 8460 | 353 | 12 | 19 | 12 | 0 | 0 | 1 | 0 | 0 | 0 | 0 | 0 | 0 | 0 | 0 | 1 |  | 12 | 19 | 12 | 18
| 8461 | 353 | 12 | 19 | 13 | 0 | 0 | 1 | 0 | 0 | 0 | 0 | 0 | 0 | 0 | 0 | 1 |  | 12 | 19 | 12 | 18
| 8462 | 353 | 12 | 19 | 14 | 0 | 0 | 1 | 0 | 0 | 0 | 0 | 0 | 0 | 0 | 0 | 1 |  | 12 | 19 | 12 | 18
| 8463 | 353 | 12 | 19 | 15 | 0 | 0 | 1 | 0 | 0 | 0 | 0 | 0 | 0 | 0 | 0 | 1 |  | 12 | 19 | 12 | 18
| 8464 | 353 | 12 | 19 | 16 | 0 | 0 | 1 | 0 | 0 | 0 | 0 | 0 | 0 | 0 | 0 | 1 |  | 12 | 19 | 12 | 18
| 8465 | 353 | 12 | 19 | 17 | 0 | 0 | 1 | 0 | 0 | 0 | 0 | 0 | 0 | 0 | 0 | 1 |  | 12 | 19 | 12 | 18
| 8466 | 353 | 12 | 19 | 18 | 0 | 0 | 1 | 0 | 0 | 0 | 0 | 0 | 0 | 0 | 0 | 1 |  | 12 | 19 | 12 | 18
| 8467 | 353 | 12 | 19 | 19 | 0 | 0 | 1 | 0 | 0 | 0 | 0 | 0 | 0 | 0 | 0 | 1 |  | 12 | 19 | 12 | 18
| 8468 | 353 | 12 | 19 | 20 | 0 | 0 | 1 | 0 | 0 | 0 | 0 | 0 | 0 | 0 | 0 | 1 |  | 12 | 19 | 12 | 18
| 8469 | 353 | 12 | 19 | 21 | 0 | 0 | 1 | 0 | 0 | 0 | 0 | 0 | 0 | 0 | 0 | 1 |  | 12 | 19 | 12 | 18
| 8470 | 353 | 12 | 19 | 22 | 0 | 0 | 1 | 0 | 0 | 0 | 0 | 0 | 0 | 0 | 0 | 1 |  | 12 | 19 | 12 | 18
| 8471 | 353 | 12 | 19 | 23 | 0 | 0 | 1 | 0 | 0 | 0 | 0 | 0 | 0 | 0 | 0 | 1 |  | 12 | 19 | 12 | 18
| 8472 | 353 | 12 | 19 | 24 | 0 | 0 | 1 | 0 | 0 | 0 | 0 | 0 | 0 | 0 | 0 | 1 |  | 12 | 19 | 12 | 18
| 8473 | 354 | 12 | 20 | 1 | 0 | 0 | 1 | 0 | 0 | 0 | 0 | 0 | 0 | 0 | 0 | 1 |  | 12 | 20 | 12 | 19
| 8474 | 354 | 12 | 20 | 2 | 0 | 0 | 1 | 0 | 0 | 0 | 0 | 0 | 0 | 0 | 0 | 1 |  | 12 | 20 | 12 | 19
| 8475 | 354 | 12 | 20 | 3 | 0 | 0 | 1 | 0 | 0 | 0 | 0 | 0 | 0 | 0 | 0 | 1 |  | 12 | 20 | 12 | 19
| 8476 | 354 | 12 | 20 | 4 | 0 | 0 | 1 | 0 | 0 | 0 | 0 | 0 | 0 | 0 | 0 | 1 |  | 12 | 20 | 12 | 19
| 8477 | 354 | 12 | 20 | 5 | 0 | 0 | 1 | 0 | 0 | 0 | 0 | 0 | 0 | 0 | 0 | 1 |  | 12 | 20 | 12 | 19
| 8478 | 354 | 12 | 20 | 6 | 0 | 0 | 1 | 0 | 0 | 0 | 0 | 0 | 0 | 0 | 0 | 1 |  | 12 | 20 | 12 | 19
| 8479 | 354 | 12 | 20 | 7 | 0 | 0 | 1 | 0 | 0 | 0 | 0 | 0 | 0 | 0 | 0 | 1 |  | 12 | 20 | 12 | 19
| 8480 | 354 | 12 | 20 | 8 | 0 | 0 | 1 | 0 | 0 | 0 | 0 | 0 | 0 | 0 | 0 | 1 |  | 12 | 20 | 12 | 19
| 8481 | 354 | 12 | 20 | 9 | 0 | 0 | 1 | 0 | 0 | 0 | 0 | 0 | 0 | 0 | 0 | 1 |  | 12 | 20 | 12 | 19
| 8482 | 354 | 12 | 20 | 10 | 0 | 0 | 1 | 0 | 0 | 0 | 0 | 0 | 0 | 0 | 0 | 1 |  | 12 | 20 | 12 | 19
| 8483 | 354 | 12 | 20 | 11 | 0 | 0 | 1 | 0 | 0 | 0 | 0 | 0 | 0 | 0 | 0 | 1 |  | 12 | 20 | 12 | 19
| 8484 | 354 | 12 | 20 | 12 | 0 | 0 | 1 | 0 | 0 | 0 | 0 | 0 | 0 | 0 | 0 | 1 |  | 12 | 20 | 12 | 19
| 8485 | 354 | 12 | 20 | 13 | 0 | 0 | 1 | 0 | 0 | 0 | 0 | 0 | 0 | 0 | 0 | 1 |  | 12 | 20 | 12 | 19
| 8486 | 354 | 12 | 20 | 14 | 0 | 0 | 1 | 0 | 0 | 0 | 0 | 0 | 0 | 0 | 0 | 1 |  | 12 | 20 | 12 | 19
| 8487 | 354 | 12 | 20 | 15 | 0 | 0 | 1 | 0 | 0 | 0 | 0 | 0 | 0 | 0 | 0 | 1 |  | 12 | 20 | 12 | 19
| 8488 | 354 | 12 | 20 | 16 | 0 | 0 | 1 | 0 | 0 | 0 | 0 | 0 | 0 | 0 | 0 | 1 |  | 12 | 20 | 12 | 19
| 8489 | 354 | 12 | 20 | 17 | 0 | 0 | 1 | 0 | 0 | 0 | 0 | 0 | 0 | 0 | 0 | 1 |  | 12 | 20 | 12 | 19
| 8490 | 354 | 12 | 20 | 18 | 0 | 0 | 1 | 0 | 0 | 0 | 0 | 0 | 0 | 0 | 0 | 1 |  | 12 | 20 | 12 | 19
| 8491 | 354 | 12 | 20 | 19 | 0 | 0 | 1 | 0 | 0 | 0 | 0 | 0 | 0 | 0 | 0 | 1 |  | 12 | 20 | 12 | 19
| 8492 | 354 | 12 | 20 | 20 | 0 | 0 | 1 | 0 | 0 | 0 | 0 | 0 | 0 | 0 | 0 | 1 |  | 12 | 20 | 12 | 19
| 8493 | 354 | 12 | 20 | 21 | 0 | 0 | 1 | 0 | 0 | 0 | 0 | 0 | 0 | 0 | 0 | 1 |  | 12 | 20 | 12 | 19
| 8494 | 354 | 12 | 20 | 22 | 0 | 0 | 1 | 0 | 0 | 0 | 0 | 0 | 0 | 0 | 0 | 1 |  | 12 | 20 | 12 | 19
| 8495 | 354 | 12 | 20 | 23 | 0 | 0 | 1 | 0 | 0 | 0 | 0 | 0 | 0 | 0 | 0 | 1 |  | 12 | 20 | 12 | 19
| 8496 | 354 | 12 | 20 | 24 | 0 | 0 | 1 | 0 | 0 | 0 | 0 | 0 | 0 | 0 | 0 | 1 |  | 12 | 20 | 12 | 19
| 8497 | 355 | 12 | 21 | 1 | 0 | 0 | 1 | 0 | 0 | 0 | 0 | 0 | 0 | 0 | 0 | 1 |  | 12 | 21 | 12 | 20
| 8498 | 355 | 12 | 21 | 2 | 0 | 0 | 1 | 0 | 0 | 0 | 0 | 0 | 0 | 0 | 0 | 1 |  | 12 | 21 | 12 | 20
| 8499 | 355 | 12 | 21 | 3 | 0 | 0 | 1 | 0 | 0 | 0 | 0 | 0 | 0 | 0 | 0 | 1 |  | 12 | 21 | 12 | 20
| 8500 | 355 | 12 | 21 | 4 | 0 | 0 | 1 | 0 | 0 | 0 | 0 | 0 | 0 | 0 | 0 | 1 |  | 12 | 21 | 12 | 20
| 8501 | 355 | 12 | 21 | 5 | 0 | 0 | 1 | 0 | 0 | 0 | 0 | 0 | 0 | 0 | 0 | 1 |  | 12 | 21 | 12 | 20
| 8502 | 355 | 12 | 21 | 6 | 0 | 0 | 1 | 0 | 0 | 0 | 0 | 0 | 0 | 0 | 0 | 1 |  | 12 | 21 | 12 | 20
| 8503 | 355 | 12 | 21 | 7 | 0 | 0 | 1 | 0 | 0 | 0 | 0 | 0 | 0 | 0 | 0 | 1 |  | 12 | 21 | 12 | 20
| 8504 | 355 | 12 | 21 | 8 | 0 | 0 | 1 | 0 | 0 | 0 | 0 | 0 | 0 | 0 | 0 | 1 |  | 12 | 21 | 12 | 20
| 8505 | 355 | 12 | 21 | 9 | 0 | 0 | 1 | 0 | 0 | 0 | 0 | 0 | 0 | 0 | 0 | 1 |  | 12 | 21 | 12 | 20
| 8506 | 355 | 12 | 21 | 10 | 0 | 0 | 1 | 0 | 0 | 0 | 0 | 0 | 0 | 0 | 0 | 1 |  | 12 | 21 | 12 | 20
| 8507 | 355 | 12 | 21 | 11 | 0 | 0 | 1 | 0 | 0 | 0 | 0 | 0 | 0 | 0 | 0 | 1 |  | 12 | 21 | 12 | 20
| 8508 | 355 | 12 | 21 | 12 | 0 | 0 | 1 | 0 | 0 | 0 | 0 | 0 | 0 | 0 | 0 | 1 |  | 12 | 21 | 12 | 20
| 8509 | 355 | 12 | 21 | 13 | 0 | 0 | 1 | 0 | 0 | 0 | 0 | 0 | 0 | 0 | 0 | 1 |  | 12 | 21 | 12 | 20
| 8510 | 355 | 12 | 21 | 14 | 0 | 0 | 1 | 0 | 0 | 0 | 0 | 0 | 0 | 0 | 0 | 1 |  | 12 | 21 | 12 | 20
| 8511 | 355 | 12 | 21 | 15 | 0 | 0 | 1 | 0 | 0 | 0 | 0 | 0 | 0 | 0 | 0 | 1 |  | 12 | 21 | 12 | 20
| 8512 | 355 | 12 | 21 | 16 | 0 | 0 | 1 | 0 | 0 | 0 | 0 | 0 | 0 | 0 | 0 | 1 |  | 12 | 21 | 12 | 20
| 8513 | 355 | 12 | 21 | 17 | 0 | 0 | 1 | 0 | 0 | 0 | 0 | 0 | 0 | 0 | 0 | 1 |  | 12 | 21 | 12 | 20
| 8514 | 355 | 12 | 21 | 18 | 0 | 0 | 1 | 0 | 0 | 0 | 0 | 0 | 0 | 0 | 0 | 1 |  | 12 | 21 | 12 | 20
| 8515 | 355 | 12 | 21 | 19 | 0 | 0 | 1 | 0 | 0 | 0 | 0 | 0 | 0 | 0 | 0 | 1 |  | 12 | 21 | 12 | 20
| 8516 | 355 | 12 | 21 | 20 | 0 | 0 | 1 | 0 | 0 | 0 | 0 | 0 | 0 | 0 | 0 | 1 |  | 12 | 21 | 12 | 20
| 8517 | 355 | 12 | 21 | 21 | 0 | 0 | 1 | 0 | 0 | 0 | 0 | 0 | 0 | 0 | 0 | 1 |  | 12 | 21 | 12 | 20
| 8518 | 355 | 12 | 21 | 22 | 0 | 0 | 1 | 0 | 0 | 0 | 0 | 0 | 0 | 0 | 0 | 1 |  | 12 | 21 | 12 | 20
| 8519 | 355 | 12 | 21 | 23 | 0 | 0 | 1 | 0 | 0 | 0 | 0 | 0 | 0 | 0 | 0 | 1 |  | 12 | 21 | 12 | 20
| 8520 | 355 | 12 | 21 | 24 | 0 | 0 | 1 | 0 | 0 | 0 | 0 | 0 | 0 | 0 | 0 | 1 |  | 12 | 21 | 12 | 20
| 8521 | 356 | 12 | 22 | 1 | 0 | 0 | 1 | 0 | 0 | 0 | 0 | 0 | 0 | 0 | 0 | 1 |  | 12 | 22 | 12 | 21
| 8522 | 356 | 12 | 22 | 2 | 0 | 0 | 1 | 0 | 0 | 0 | 0 | 0 | 0 | 0 | 0 | 1 |  | 12 | 22 | 12 | 21
| 8523 | 356 | 12 | 22 | 3 | 0 | 0 | 1 | 0 | 0 | 0 | 0 | 0 | 0 | 0 | 0 | 1 |  | 12 | 22 | 12 | 21
| 8524 | 356 | 12 | 22 | 4 | 0 | 0 | 1 | 0 | 0 | 0 | 0 | 0 | 0 | 0 | 0 | 1 |  | 12 | 22 | 12 | 21
| 8525 | 356 | 12 | 22 | 5 | 0 | 0 | 1 | 0 | 0 | 0 | 0 | 0 | 0 | 0 | 0 | 1 |  | 12 | 22 | 12 | 21
| 8526 | 356 | 12 | 22 | 6 | 0 | 0 | 1 | 0 | 0 | 0 | 0 | 0 | 0 | 0 | 0 | 1 |  | 12 | 22 | 12 | 21
| 8527 | 356 | 12 | 22 | 7 | 0 | 0 | 1 | 0 | 0 | 0 | 0 | 0 | 0 | 0 | 0 | 1 |  | 12 | 22 | 12 | 21
| 8528 | 356 | 12 | 22 | 8 | 0 | 0 | 1 | 0 | 0 | 0 | 0 | 0 | 0 | 0 | 0 | 1 |  | 12 | 22 | 12 | 21
| 8529 | 356 | 12 | 22 | 9 | 0 | 0 | 1 | 0 | 0 | 0 | 0 | 0 | 0 | 0 | 0 | 1 |  | 12 | 22 | 12 | 21
| 8530 | 356 | 12 | 22 | 10 | 0 | 0 | 1 | 0 | 0 | 0 | 0 | 0 | 0 | 0 | 0 | 1 |  | 12 | 22 | 12 | 21
| 8531 | 356 | 12 | 22 | 11 | 0 | 0 | 1 | 0 | 0 | 0 | 0 | 0 | 0 | 0 | 0 | 1 |  | 12 | 22 | 12 | 21
| 8532 | 356 | 12 | 22 | 12 | 0 | 0 | 1 | 0 | 0 | 0 | 0 | 0 | 0 | 0 | 0 | 1 |  | 12 | 22 | 12 | 21
| 8533 | 356 | 12 | 22 | 13 | 0 | 0 | 1 | 0 | 0 | 0 | 0 | 0 | 0 | 0 | 0 | 1 |  | 12 | 22 | 12 | 21
| 8534 | 356 | 12 | 22 | 14 | 0 | 0 | 1 | 0 | 0 | 0 | 0 | 0 | 0 | 0 | 0 | 1 |  | 12 | 22 | 12 | 21
| 8535 | 356 | 12 | 22 | 15 | 0 | 0 | 1 | 0 | 0 | 0 | 0 | 0 | 0 | 0 | 0 | 1 |  | 12 | 22 | 12 | 21
| 8536 | 356 | 12 | 22 | 16 | 0 | 0 | 1 | 0 | 0 | 0 | 0 | 0 | 0 | 0 | 0 | 1 |  | 12 | 22 | 12 | 21
| 8537 | 356 | 12 | 22 | 17 | 0 | 0 | 1 | 0 | 0 | 0 | 0 | 0 | 0 | 0 | 0 | 1 |  | 12 | 22 | 12 | 21
| 8538 | 356 | 12 | 22 | 18 | 0 | 0 | 1 | 0 | 0 | 0 | 0 | 0 | 0 | 0 | 0 | 1 |  | 12 | 22 | 12 | 21
| 8539 | 356 | 12 | 22 | 19 | 0 | 0 | 1 | 0 | 0 | 0 | 0 | 0 | 0 | 0 | 0 | 1 |  | 12 | 22 | 12 | 21
| 8540 | 356 | 12 | 22 | 20 | 0 | 0 | 1 | 0 | 0 | 0 | 0 | 0 | 0 | 0 | 0 | 1 |  | 12 | 22 | 12 | 21
| 8541 | 356 | 12 | 22 | 21 | 0 | 0 | 1 | 0 | 0 | 0 | 0 | 0 | 0 | 0 | 0 | 1 |  | 12 | 22 | 12 | 21
| 8542 | 356 | 12 | 22 | 22 | 0 | 0 | 1 | 0 | 0 | 0 | 0 | 0 | 0 | 0 | 0 | 1 |  | 12 | 22 | 12 | 21
| 8543 | 356 | 12 | 22 | 23 | 0 | 0 | 1 | 0 | 0 | 0 | 0 | 0 | 0 | 0 | 0 | 1 |  | 12 | 22 | 12 | 21
| 8544 | 356 | 12 | 22 | 24 | 0 | 0 | 1 | 0 | 0 | 0 | 0 | 0 | 0 | 0 | 0 | 1 |  | 12 | 22 | 12 | 21
| 8545 | 357 | 12 | 23 | 1 | 0 | 0 | 1 | 0 | 0 | 0 | 0 | 0 | 0 | 0 | 0 | 1 |  | 12 | 23 | 12 | 22
| 8546 | 357 | 12 | 23 | 2 | 0 | 0 | 1 | 0 | 0 | 0 | 0 | 0 | 0 | 0 | 0 | 1 |  | 12 | 23 | 12 | 22
| 8547 | 357 | 12 | 23 | 3 | 0 | 0 | 1 | 0 | 0 | 0 | 0 | 0 | 0 | 0 | 0 | 1 |  | 12 | 23 | 12 | 22
| 8548 | 357 | 12 | 23 | 4 | 0 | 0 | 1 | 0 | 0 | 0 | 0 | 0 | 0 | 0 | 0 | 1 |  | 12 | 23 | 12 | 22
| 8549 | 357 | 12 | 23 | 5 | 0 | 0 | 1 | 0 | 0 | 0 | 0 | 0 | 0 | 0 | 0 | 1 |  | 12 | 23 | 12 | 22
| 8550 | 357 | 12 | 23 | 6 | 0 | 0 | 1 | 0 | 0 | 0 | 0 | 0 | 0 | 0 | 0 | 1 |  | 12 | 23 | 12 | 22
| 8551 | 357 | 12 | 23 | 7 | 0 | 0 | 1 | 0 | 0 | 0 | 0 | 0 | 0 | 0 | 0 | 1 |  | 12 | 23 | 12 | 22
| 8552 | 357 | 12 | 23 | 8 | 0 | 0 | 1 | 0 | 0 | 0 | 0 | 0 | 0 | 0 | 0 | 1 |  | 12 | 23 | 12 | 22
| 8553 | 357 | 12 | 23 | 9 | 0 | 0 | 1 | 0 | 0 | 0 | 0 | 0 | 0 | 0 | 0 | 1 |  | 12 | 23 | 12 | 22
| 8554 | 357 | 12 | 23 | 10 | 0 | 0 | 1 | 0 | 0 | 0 | 0 | 0 | 0 | 0 | 0 | 1 |  | 12 | 23 | 12 | 22
| 8555 | 357 | 12 | 23 | 11 | 0 | 0 | 1 | 0 | 0 | 0 | 0 | 0 | 0 | 0 | 0 | 1 |  | 12 | 23 | 12 | 22
| 8556 | 357 | 12 | 23 | 12 | 0 | 0 | 1 | 0 | 0 | 0 | 0 | 0 | 0 | 0 | 0 | 1 |  | 12 | 23 | 12 | 22
| 8557 | 357 | 12 | 23 | 13 | 0 | 0 | 1 | 0 | 0 | 0 | 0 | 0 | 0 | 0 | 0 | 1 |  | 12 | 23 | 12 | 22
| 8558 | 357 | 12 | 23 | 14 | 0 | 0 | 1 | 0 | 0 | 0 | 0 | 0 | 0 | 0 | 0 | 1 |  | 12 | 23 | 12 | 22
| 8559 | 357 | 12 | 23 | 15 | 0 | 0 | 1 | 0 | 0 | 0 | 0 | 0 | 0 | 0 | 0 | 1 |  | 12 | 23 | 12 | 22
| 8560 | 357 | 12 | 23 | 16 | 0 | 0 | 1 | 0 | 0 | 0 | 0 | 0 | 0 | 0 | 0 | 1 |  | 12 | 23 | 12 | 22
| 8561 | 357 | 12 | 23 | 17 | 0 | 0 | 1 | 0 | 0 | 0 | 0 | 0 | 0 | 0 | 0 | 1 |  | 12 | 23 | 12 | 22
| 8562 | 357 | 12 | 23 | 18 | 0 | 0 | 1 | 0 | 0 | 0 | 0 | 0 | 0 | 0 | 0 | 1 |  | 12 | 23 | 12 | 22
| 8563 | 357 | 12 | 23 | 19 | 0 | 0 | 1 | 0 | 0 | 0 | 0 | 0 | 0 | 0 | 0 | 1 |  | 12 | 23 | 12 | 22
| 8564 | 357 | 12 | 23 | 20 | 0 | 0 | 1 | 0 | 0 | 0 | 0 | 0 | 0 | 0 | 0 | 1 |  | 12 | 23 | 12 | 22
| 8565 | 357 | 12 | 23 | 21 | 0 | 0 | 1 | 0 | 0 | 0 | 0 | 0 | 0 | 0 | 0 | 1 |  | 12 | 23 | 12 | 22
| 8566 | 357 | 12 | 23 | 22 | 0 | 0 | 1 | 0 | 0 | 0 | 0 | 0 | 0 | 0 | 0 | 1 |  | 12 | 23 | 12 | 22
| 8567 | 357 | 12 | 23 | 23 | 0 | 0 | 1 | 0 | 0 | 0 | 0 | 0 | 0 | 0 | 0 | 1 |  | 12 | 23 | 12 | 22
| 8568 | 357 | 12 | 23 | 24 | 0 | 0 | 1 | 0 | 0 | 0 | 0 | 0 | 0 | 0 | 0 | 1 |  | 12 | 23 | 12 | 22
| 8569 | 358 | 12 | 24 | 1 | 0 | 0 | 0 | 0 | 0 | 0 | 0 | 0 | 0 | 0 | 0 | 1 |  | 12 | 24 | 12 | 23
| 8570 | 358 | 12 | 24 | 2 | 0 | 0 | 0 | 0 | 0 | 0 | 0 | 0 | 0 | 0 | 0 | 1 |  | 12 | 24 | 12 | 23
| 8571 | 358 | 12 | 24 | 3 | 0 | 0 | 0 | 0 | 0 | 0 | 0 | 0 | 0 | 0 | 0 | 1 |  | 12 | 24 | 12 | 23
| 8572 | 358 | 12 | 24 | 4 | 0 | 0 | 0 | 0 | 0 | 0 | 0 | 0 | 0 | 0 | 0 | 1 |  | 12 | 24 | 12 | 23
| 8573 | 358 | 12 | 24 | 5 | 0 | 0 | 0 | 0 | 0 | 0 | 0 | 0 | 0 | 0 | 0 | 1 |  | 12 | 24 | 12 | 23
| 8574 | 358 | 12 | 24 | 6 | 0 | 0 | 0 | 0 | 0 | 0 | 0 | 0 | 0 | 0 | 0 | 1 |  | 12 | 24 | 12 | 23
| 8575 | 358 | 12 | 24 | 7 | 0 | 0 | 0 | 0 | 0 | 0 | 0 | 0 | 0 | 0 | 0 | 1 |  | 12 | 24 | 12 | 23
| 8576 | 358 | 12 | 24 | 8 | 0 | 0 | 0 | 0 | 0 | 0 | 0 | 0 | 0 | 0 | 0 | 1 |  | 12 | 24 | 12 | 23
| 8577 | 358 | 12 | 24 | 9 | 0 | 0 | 0 | 0 | 0 | 0 | 0 | 0 | 0 | 0 | 0 | 1 |  | 12 | 24 | 12 | 23
| 8578 | 358 | 12 | 24 | 10 | 0 | 0 | 0 | 0 | 0 | 0 | 0 | 0 | 0 | 0 | 0 | 1 |  | 12 | 24 | 12 | 23
| 8579 | 358 | 12 | 24 | 11 | 0 | 0 | 0 | 0 | 0 | 0 | 0 | 0 | 0 | 0 | 0 | 1 |  | 12 | 24 | 12 | 23
| 8580 | 358 | 12 | 24 | 12 | 0 | 0 | 0 | 0 | 0 | 0 | 0 | 0 | 0 | 0 | 0 | 1 |  | 12 | 24 | 12 | 23
| 8581 | 358 | 12 | 24 | 13 | 0 | 0 | 0 | 0 | 0 | 0 | 0 | 0 | 0 | 0 | 0 | 1 |  | 12 | 24 | 12 | 23
| 8582 | 358 | 12 | 24 | 14 | 0 | 0 | 0 | 0 | 0 | 0 | 0 | 0 | 0 | 0 | 0 | 1 |  | 12 | 24 | 12 | 23
| 8583 | 358 | 12 | 24 | 15 | 0 | 0 | 0 | 0 | 0 | 0 | 0 | 0 | 0 | 0 | 0 | 1 |  | 12 | 24 | 12 | 23
| 8584 | 358 | 12 | 24 | 16 | 0 | 0 | 0 | 0 | 0 | 0 | 0 | 0 | 0 | 0 | 0 | 1 |  | 12 | 24 | 12 | 23
| 8585 | 358 | 12 | 24 | 17 | 0 | 0 | 0 | 0 | 0 | 0 | 0 | 0 | 0 | 0 | 0 | 1 |  | 12 | 24 | 12 | 23
| 8586 | 358 | 12 | 24 | 18 | 0 | 0 | 0 | 0 | 0 | 0 | 0 | 0 | 0 | 0 | 0 | 1 |  | 12 | 24 | 12 | 23
| 8587 | 358 | 12 | 24 | 19 | 0 | 0 | 0 | 0 | 0 | 0 | 0 | 0 | 0 | 0 | 0 | 1 |  | 12 | 24 | 12 | 23
| 8588 | 358 | 12 | 24 | 20 | 0 | 0 | 0 | 0 | 0 | 0 | 0 | 0 | 0 | 0 | 0 | 1 |  | 12 | 24 | 12 | 23
| 8589 | 358 | 12 | 24 | 21 | 0 | 0 | 0 | 0 | 0 | 0 | 0 | 0 | 0 | 0 | 0 | 1 |  | 12 | 24 | 12 | 23
| 8590 | 358 | 12 | 24 | 22 | 0 | 0 | 0 | 0 | 0 | 0 | 0 | 0 | 0 | 0 | 0 | 1 |  | 12 | 24 | 12 | 23
| 8591 | 358 | 12 | 24 | 23 | 0 | 0 | 0 | 0 | 0 | 0 | 0 | 0 | 0 | 0 | 0 | 1 |  | 12 | 24 | 12 | 23
| 8592 | 358 | 12 | 24 | 24 | 0 | 0 | 0 | 0 | 0 | 0 | 0 | 0 | 0 | 0 | 0 | 1 |  | 12 | 24 | 12 | 23
| 8593 | 359 | 12 | 25 | 1 | 0 | 0 | 0 | 0 | 0 | 0 | 0 | 0 | 0 | 0 | 0 | 1 |  | 12 | 25 | 12 | 24
| 8594 | 359 | 12 | 25 | 2 | 0 | 0 | 0 | 0 | 0 | 0 | 0 | 0 | 0 | 0 | 0 | 1 |  | 12 | 25 | 12 | 24
| 8595 | 359 | 12 | 25 | 3 | 0 | 0 | 0 | 0 | 0 | 0 | 0 | 0 | 0 | 0 | 0 | 1 |  | 12 | 25 | 12 | 24
| 8596 | 359 | 12 | 25 | 4 | 0 | 0 | 0 | 0 | 0 | 0 | 0 | 0 | 0 | 0 | 0 | 1 |  | 12 | 25 | 12 | 24
| 8597 | 359 | 12 | 25 | 5 | 0 | 0 | 0 | 0 | 0 | 0 | 0 | 0 | 0 | 0 | 0 | 1 |  | 12 | 25 | 12 | 24
| 8598 | 359 | 12 | 25 | 6 | 0 | 0 | 0 | 0 | 0 | 0 | 0 | 0 | 0 | 0 | 0 | 1 |  | 12 | 25 | 12 | 24
| 8599 | 359 | 12 | 25 | 7 | 0 | 0 | 0 | 0 | 0 | 0 | 0 | 0 | 0 | 0 | 0 | 1 |  | 12 | 25 | 12 | 24
| 8600 | 359 | 12 | 25 | 8 | 0 | 0 | 0 | 0 | 0 | 0 | 0 | 0 | 0 | 0 | 0 | 1 |  | 12 | 25 | 12 | 24
| 8601 | 359 | 12 | 25 | 9 | 0 | 0 | 0 | 0 | 0 | 0 | 0 | 0 | 0 | 0 | 0 | 1 |  | 12 | 25 | 12 | 24
| 8602 | 359 | 12 | 25 | 10 | 0 | 0 | 0 | 0 | 0 | 0 | 0 | 0 | 0 | 0 | 0 | 1 |  | 12 | 25 | 12 | 24
| 8603 | 359 | 12 | 25 | 11 | 0 | 0 | 0 | 0 | 0 | 0 | 0 | 0 | 0 | 0 | 0 | 1 |  | 12 | 25 | 12 | 24
| 8604 | 359 | 12 | 25 | 12 | 0 | 0 | 0 | 0 | 0 | 0 | 0 | 0 | 0 | 0 | 0 | 1 |  | 12 | 25 | 12 | 24
| 8605 | 359 | 12 | 25 | 13 | 0 | 0 | 0 | 0 | 0 | 0 | 0 | 0 | 0 | 0 | 0 | 1 |  | 12 | 25 | 12 | 24
| 8606 | 359 | 12 | 25 | 14 | 0 | 0 | 0 | 0 | 0 | 0 | 0 | 0 | 0 | 0 | 0 | 1 |  | 12 | 25 | 12 | 24
| 8607 | 359 | 12 | 25 | 15 | 0 | 0 | 0 | 0 | 0 | 0 | 0 | 0 | 0 | 0 | 0 | 1 |  | 12 | 25 | 12 | 24
| 8608 | 359 | 12 | 25 | 16 | 0 | 0 | 0 | 0 | 0 | 0 | 0 | 0 | 0 | 0 | 0 | 1 |  | 12 | 25 | 12 | 24
| 8609 | 359 | 12 | 25 | 17 | 0 | 0 | 0 | 0 | 0 | 0 | 0 | 0 | 0 | 0 | 0 | 1 |  | 12 | 25 | 12 | 24
| 8610 | 359 | 12 | 25 | 18 | 0 | 0 | 0 | 0 | 0 | 0 | 0 | 0 | 0 | 0 | 0 | 1 |  | 12 | 25 | 12 | 24
| 8611 | 359 | 12 | 25 | 19 | 0 | 0 | 0 | 0 | 0 | 0 | 0 | 0 | 0 | 0 | 0 | 1 |  | 12 | 25 | 12 | 24
| 8612 | 359 | 12 | 25 | 20 | 0 | 0 | 0 | 0 | 0 | 0 | 0 | 0 | 0 | 0 | 0 | 1 |  | 12 | 25 | 12 | 24
| 8613 | 359 | 12 | 25 | 21 | 0 | 0 | 0 | 0 | 0 | 0 | 0 | 0 | 0 | 0 | 0 | 1 |  | 12 | 25 | 12 | 24
| 8614 | 359 | 12 | 25 | 22 | 0 | 0 | 0 | 0 | 0 | 0 | 0 | 0 | 0 | 0 | 0 | 1 |  | 12 | 25 | 12 | 24
| 8615 | 359 | 12 | 25 | 23 | 0 | 0 | 0 | 0 | 0 | 0 | 0 | 0 | 0 | 0 | 0 | 1 |  | 12 | 25 | 12 | 24
| 8616 | 359 | 12 | 25 | 24 | 0 | 0 | 0 | 0 | 0 | 0 | 0 | 0 | 0 | 0 | 0 | 1 |  | 12 | 25 | 12 | 24
| 8617 | 360 | 12 | 26 | 1 | 1 | 0 | 0 | 0 | 0 | 0 | 0 | 0 | 0 | 0 | 0 | 1 |  | 12 | 26 | 12 | 25
| 8618 | 360 | 12 | 26 | 2 | 1 | 0 | 0 | 0 | 0 | 0 | 0 | 0 | 0 | 0 | 0 | 1 |  | 12 | 26 | 12 | 25
| 8619 | 360 | 12 | 26 | 3 | 1 | 0 | 0 | 0 | 0 | 0 | 0 | 0 | 0 | 0 | 0 | 1 |  | 12 | 26 | 12 | 25
| 8620 | 360 | 12 | 26 | 4 | 1 | 0 | 0 | 0 | 0 | 0 | 0 | 0 | 0 | 0 | 0 | 1 |  | 12 | 26 | 12 | 25
| 8621 | 360 | 12 | 26 | 5 | 1 | 0 | 0 | 0 | 0 | 0 | 0 | 0 | 0 | 0 | 0 | 1 |  | 12 | 26 | 12 | 25
| 8622 | 360 | 12 | 26 | 6 | 1 | 0 | 0 | 0 | 0 | 0 | 0 | 0 | 0 | 0 | 0 | 1 |  | 12 | 26 | 12 | 25
| 8623 | 360 | 12 | 26 | 7 | 1 | 0 | 0 | 0 | 0 | 0 | 0 | 0 | 0 | 0 | 0 | 1 |  | 12 | 26 | 12 | 25
| 8624 | 360 | 12 | 26 | 8 | 1 | 0 | 0 | 0 | 0 | 0 | 0 | 0 | 0 | 0 | 0 | 1 |  | 12 | 26 | 12 | 25
| 8625 | 360 | 12 | 26 | 9 | 1 | 0 | 0 | 0 | 0 | 0 | 0 | 0 | 0 | 0 | 0 | 1 |  | 12 | 26 | 12 | 25
| 8626 | 360 | 12 | 26 | 10 | 1 | 0 | 0 | 0 | 0 | 0 | 0 | 0 | 0 | 0 | 0 | 1 |  | 12 | 26 | 12 | 25
| 8627 | 360 | 12 | 26 | 11 | 1 | 0 | 0 | 0 | 0 | 0 | 0 | 0 | 0 | 0 | 0 | 1 |  | 12 | 26 | 12 | 25
| 8628 | 360 | 12 | 26 | 12 | 1 | 0 | 0 | 0 | 0 | 0 | 0 | 0 | 0 | 0 | 0 | 1 |  | 12 | 26 | 12 | 25
| 8629 | 360 | 12 | 26 | 13 | 1 | 0 | 0 | 0 | 0 | 0 | 0 | 0 | 0 | 0 | 0 | 1 |  | 12 | 26 | 12 | 25
| 8630 | 360 | 12 | 26 | 14 | 1 | 0 | 0 | 0 | 0 | 0 | 0 | 0 | 0 | 0 | 0 | 1 |  | 12 | 26 | 12 | 25
| 8631 | 360 | 12 | 26 | 15 | 1 | 0 | 0 | 0 | 0 | 0 | 0 | 0 | 0 | 0 | 0 | 1 |  | 12 | 26 | 12 | 25
| 8632 | 360 | 12 | 26 | 16 | 1 | 0 | 0 | 0 | 0 | 0 | 0 | 0 | 0 | 0 | 0 | 1 |  | 12 | 26 | 12 | 25
| 8633 | 360 | 12 | 26 | 17 | 1 | 0 | 0 | 0 | 0 | 0 | 0 | 0 | 0 | 0 | 0 | 1 |  | 12 | 26 | 12 | 25
| 8634 | 360 | 12 | 26 | 18 | 1 | 0 | 0 | 0 | 0 | 0 | 0 | 0 | 0 | 0 | 0 | 1 |  | 12 | 26 | 12 | 25
| 8635 | 360 | 12 | 26 | 19 | 1 | 0 | 0 | 0 | 0 | 0 | 0 | 0 | 0 | 0 | 0 | 1 |  | 12 | 26 | 12 | 25
| 8636 | 360 | 12 | 26 | 20 | 1 | 0 | 0 | 0 | 0 | 0 | 0 | 0 | 0 | 0 | 0 | 1 |  | 12 | 26 | 12 | 25
| 8637 | 360 | 12 | 26 | 21 | 1 | 0 | 0 | 0 | 0 | 0 | 0 | 0 | 0 | 0 | 0 | 1 |  | 12 | 26 | 12 | 25
| 8638 | 360 | 12 | 26 | 22 | 1 | 0 | 0 | 0 | 0 | 0 | 0 | 0 | 0 | 0 | 0 | 1 |  | 12 | 26 | 12 | 25
| 8639 | 360 | 12 | 26 | 23 | 0 | 0 | 1 | 0 | 0 | 0 | 0 | 0 | 0 | 0 | 0 | 1 |  | 12 | 26 | 12 | 25
| 8640 | 360 | 12 | 26 | 24 | 0 | 0 | 1 | 0 | 0 | 0 | 0 | 0 | 0 | 0 | 0 | 1 |  | 12 | 26 | 12 | 25
| 8641 | 361 | 12 | 27 | 1 | 0 | 0 | 1 | 0 | 0 | 0 | 0 | 0 | 0 | 0 | 0 | 1 |  | 12 | 27 | 12 | 26
| 8642 | 361 | 12 | 27 | 2 | 0 | 0 | 1 | 0 | 0 | 0 | 0 | 0 | 0 | 0 | 0 | 1 |  | 12 | 27 | 12 | 26
| 8643 | 361 | 12 | 27 | 3 | 0 | 0 | 1 | 0 | 0 | 0 | 0 | 0 | 0 | 0 | 0 | 1 |  | 12 | 27 | 12 | 26
| 8644 | 361 | 12 | 27 | 4 | 0 | 0 | 1 | 0 | 0 | 0 | 0 | 0 | 0 | 0 | 0 | 1 |  | 12 | 27 | 12 | 26
| 8645 | 361 | 12 | 27 | 5 | 0 | 0 | 1 | 0 | 0 | 0 | 0 | 0 | 0 | 0 | 0 | 1 |  | 12 | 27 | 12 | 26
| 8646 | 361 | 12 | 27 | 6 | 0 | 0 | 1 | 0 | 0 | 0 | 0 | 0 | 0 | 0 | 0 | 1 |  | 12 | 27 | 12 | 26
| 8647 | 361 | 12 | 27 | 7 | 0 | 0 | 1 | 0 | 0 | 0 | 0 | 0 | 0 | 0 | 0 | 1 |  | 12 | 27 | 12 | 26
| 8648 | 361 | 12 | 27 | 8 | 0 | 0 | 1 | 0 | 0 | 0 | 0 | 0 | 0 | 0 | 0 | 1 |  | 12 | 27 | 12 | 26
| 8649 | 361 | 12 | 27 | 9 | 0 | 0 | 1 | 0 | 0 | 0 | 0 | 0 | 0 | 0 | 0 | 1 |  | 12 | 27 | 12 | 26
| 8650 | 361 | 12 | 27 | 10 | 0 | 0 | 1 | 0 | 0 | 0 | 0 | 0 | 0 | 0 | 0 | 1 |  | 12 | 27 | 12 | 26
| 8651 | 361 | 12 | 27 | 11 | 0 | 0 | 1 | 0 | 0 | 0 | 0 | 0 | 0 | 0 | 0 | 1 |  | 12 | 27 | 12 | 26
| 8652 | 361 | 12 | 27 | 12 | 0 | 0 | 1 | 0 | 0 | 0 | 0 | 0 | 0 | 0 | 0 | 1 |  | 12 | 27 | 12 | 26
| 8653 | 361 | 12 | 27 | 13 | 0 | 0 | 1 | 0 | 0 | 0 | 0 | 0 | 0 | 0 | 0 | 1 |  | 12 | 27 | 12 | 26
| 8654 | 361 | 12 | 27 | 14 | 0 | 0 | 1 | 0 | 0 | 0 | 0 | 0 | 0 | 0 | 0 | 1 |  | 12 | 27 | 12 | 26
| 8655 | 361 | 12 | 27 | 15 | 0 | 0 | 1 | 0 | 0 | 0 | 0 | 0 | 0 | 0 | 0 | 1 |  | 12 | 27 | 12 | 26
| 8656 | 361 | 12 | 27 | 16 | 0 | 0 | 1 | 0 | 0 | 0 | 0 | 0 | 0 | 0 | 0 | 1 |  | 12 | 27 | 12 | 26
| 8657 | 361 | 12 | 27 | 17 | 0 | 0 | 1 | 0 | 0 | 0 | 0 | 0 | 0 | 0 | 0 | 1 |  | 12 | 27 | 12 | 26
| 8658 | 361 | 12 | 27 | 18 | 0 | 0 | 1 | 0 | 0 | 0 | 0 | 0 | 0 | 0 | 0 | 1 |  | 12 | 27 | 12 | 26
| 8659 | 361 | 12 | 27 | 19 | 0 | 0 | 1 | 0 | 0 | 0 | 0 | 0 | 0 | 0 | 0 | 1 |  | 12 | 27 | 12 | 26
| 8660 | 361 | 12 | 27 | 20 | 0 | 0 | 1 | 0 | 0 | 0 | 0 | 0 | 0 | 0 | 0 | 1 |  | 12 | 27 | 12 | 26
| 8661 | 361 | 12 | 27 | 21 | 0 | 0 | 1 | 0 | 0 | 0 | 0 | 0 | 0 | 0 | 0 | 1 |  | 12 | 27 | 12 | 26
| 8662 | 361 | 12 | 27 | 22 | 0 | 0 | 1 | 0 | 0 | 0 | 0 | 0 | 0 | 0 | 0 | 1 |  | 12 | 27 | 12 | 26
| 8663 | 361 | 12 | 27 | 23 | 0 | 0 | 1 | 0 | 0 | 0 | 0 | 0 | 0 | 0 | 0 | 1 |  | 12 | 27 | 12 | 26
| 8664 | 361 | 12 | 27 | 24 | 0 | 0 | 1 | 0 | 0 | 0 | 0 | 0 | 0 | 0 | 0 | 1 |  | 12 | 27 | 12 | 26
| 8665 | 362 | 12 | 28 | 1 | 0 | 0 | 1 | 0 | 0 | 0 | 0 | 0 | 0 | 0 | 0 | 1 |  | 12 | 28 | 12 | 27
| 8666 | 362 | 12 | 28 | 2 | 0 | 0 | 1 | 0 | 0 | 0 | 0 | 0 | 0 | 0 | 0 | 1 |  | 12 | 28 | 12 | 27
| 8667 | 362 | 12 | 28 | 3 | 0 | 0 | 1 | 0 | 0 | 0 | 0 | 0 | 0 | 0 | 0 | 1 |  | 12 | 28 | 12 | 27
| 8668 | 362 | 12 | 28 | 4 | 0 | 0 | 1 | 0 | 0 | 0 | 0 | 0 | 0 | 0 | 0 | 1 |  | 12 | 28 | 12 | 27
| 8669 | 362 | 12 | 28 | 5 | 0 | 0 | 1 | 0 | 0 | 0 | 0 | 0 | 0 | 0 | 0 | 1 |  | 12 | 28 | 12 | 27
| 8670 | 362 | 12 | 28 | 6 | 0 | 0 | 1 | 0 | 0 | 0 | 0 | 0 | 0 | 0 | 0 | 1 |  | 12 | 28 | 12 | 27
| 8671 | 362 | 12 | 28 | 7 | 0 | 0 | 1 | 0 | 0 | 0 | 0 | 0 | 0 | 0 | 0 | 1 |  | 12 | 28 | 12 | 27
| 8672 | 362 | 12 | 28 | 8 | 0 | 0 | 1 | 0 | 0 | 0 | 0 | 0 | 0 | 0 | 0 | 1 |  | 12 | 28 | 12 | 27
| 8673 | 362 | 12 | 28 | 9 | 0 | 0 | 1 | 0 | 0 | 0 | 0 | 0 | 0 | 0 | 0 | 1 |  | 12 | 28 | 12 | 27
| 8674 | 362 | 12 | 28 | 10 | 0 | 0 | 1 | 0 | 0 | 0 | 0 | 0 | 0 | 0 | 0 | 1 |  | 12 | 28 | 12 | 27
| 8675 | 362 | 12 | 28 | 11 | 0 | 0 | 1 | 0 | 0 | 0 | 0 | 0 | 0 | 0 | 0 | 1 |  | 12 | 28 | 12 | 27
| 8676 | 362 | 12 | 28 | 12 | 0 | 0 | 1 | 0 | 0 | 0 | 0 | 0 | 0 | 0 | 0 | 1 |  | 12 | 28 | 12 | 27
| 8677 | 362 | 12 | 28 | 13 | 0 | 0 | 1 | 0 | 0 | 0 | 0 | 0 | 0 | 0 | 0 | 1 |  | 12 | 28 | 12 | 27
| 8678 | 362 | 12 | 28 | 14 | 0 | 0 | 1 | 0 | 0 | 0 | 0 | 0 | 0 | 0 | 0 | 1 |  | 12 | 28 | 12 | 27
| 8679 | 362 | 12 | 28 | 15 | 0 | 0 | 1 | 0 | 0 | 0 | 0 | 0 | 0 | 0 | 0 | 1 |  | 12 | 28 | 12 | 27
| 8680 | 362 | 12 | 28 | 16 | 0 | 0 | 1 | 0 | 0 | 0 | 0 | 0 | 0 | 0 | 0 | 1 |  | 12 | 28 | 12 | 27
| 8681 | 362 | 12 | 28 | 17 | 0 | 0 | 1 | 0 | 0 | 0 | 0 | 0 | 0 | 0 | 0 | 1 |  | 12 | 28 | 12 | 27
| 8682 | 362 | 12 | 28 | 18 | 0 | 0 | 1 | 0 | 0 | 0 | 0 | 0 | 0 | 0 | 0 | 1 |  | 12 | 28 | 12 | 27
| 8683 | 362 | 12 | 28 | 19 | 0 | 0 | 1 | 0 | 0 | 0 | 0 | 0 | 0 | 0 | 0 | 1 |  | 12 | 28 | 12 | 27
| 8684 | 362 | 12 | 28 | 20 | 0 | 0 | 1 | 0 | 0 | 0 | 0 | 0 | 0 | 0 | 0 | 1 |  | 12 | 28 | 12 | 27
| 8685 | 362 | 12 | 28 | 21 | 0 | 0 | 1 | 0 | 0 | 0 | 0 | 0 | 0 | 0 | 0 | 1 |  | 12 | 28 | 12 | 27
| 8686 | 362 | 12 | 28 | 22 | 0 | 0 | 1 | 0 | 0 | 0 | 0 | 0 | 0 | 0 | 0 | 1 |  | 12 | 28 | 12 | 27
| 8687 | 362 | 12 | 28 | 23 | 0 | 0 | 1 | 0 | 0 | 0 | 0 | 0 | 0 | 0 | 0 | 1 |  | 12 | 28 | 12 | 27
| 8688 | 362 | 12 | 28 | 24 | 0 | 0 | 1 | 0 | 0 | 0 | 0 | 0 | 0 | 0 | 0 | 1 |  | 12 | 28 | 12 | 27
| 8689 | 363 | 12 | 29 | 1 | 0 | 0 | 1 | 0 | 0 | 0 | 0 | 0 | 0 | 0 | 0 | 1 |  | 12 | 29 | 12 | 28
| 8690 | 363 | 12 | 29 | 2 | 0 | 0 | 1 | 0 | 0 | 0 | 0 | 0 | 0 | 0 | 0 | 1 |  | 12 | 29 | 12 | 28
| 8691 | 363 | 12 | 29 | 3 | 0 | 0 | 1 | 0 | 0 | 0 | 0 | 0 | 0 | 0 | 0 | 1 |  | 12 | 29 | 12 | 28
| 8692 | 363 | 12 | 29 | 4 | 0 | 0 | 1 | 0 | 0 | 0 | 0 | 0 | 0 | 0 | 0 | 1 |  | 12 | 29 | 12 | 28
| 8693 | 363 | 12 | 29 | 5 | 0 | 0 | 1 | 0 | 0 | 0 | 0 | 0 | 0 | 0 | 0 | 1 |  | 12 | 29 | 12 | 28
| 8694 | 363 | 12 | 29 | 6 | 0 | 0 | 1 | 0 | 0 | 0 | 0 | 0 | 0 | 0 | 0 | 1 |  | 12 | 29 | 12 | 28
| 8695 | 363 | 12 | 29 | 7 | 0 | 0 | 1 | 0 | 0 | 0 | 0 | 0 | 0 | 0 | 0 | 1 |  | 12 | 29 | 12 | 28
| 8696 | 363 | 12 | 29 | 8 | 0 | 0 | 1 | 0 | 0 | 0 | 0 | 0 | 0 | 0 | 0 | 1 |  | 12 | 29 | 12 | 28
| 8697 | 363 | 12 | 29 | 9 | 0 | 0 | 1 | 0 | 0 | 0 | 0 | 0 | 0 | 0 | 0 | 1 |  | 12 | 29 | 12 | 28
| 8698 | 363 | 12 | 29 | 10 | 0 | 0 | 1 | 0 | 0 | 0 | 0 | 0 | 0 | 0 | 0 | 1 |  | 12 | 29 | 12 | 28
| 8699 | 363 | 12 | 29 | 11 | 0 | 0 | 1 | 0 | 0 | 0 | 0 | 0 | 0 | 0 | 0 | 1 |  | 12 | 29 | 12 | 28
| 8700 | 363 | 12 | 29 | 12 | 0 | 0 | 1 | 0 | 0 | 0 | 0 | 0 | 0 | 0 | 0 | 1 |  | 12 | 29 | 12 | 28
| 8701 | 363 | 12 | 29 | 13 | 0 | 0 | 1 | 0 | 0 | 0 | 0 | 0 | 0 | 0 | 0 | 1 |  | 12 | 29 | 12 | 28
| 8702 | 363 | 12 | 29 | 14 | 0 | 0 | 1 | 0 | 0 | 0 | 0 | 0 | 0 | 0 | 0 | 1 |  | 12 | 29 | 12 | 28
| 8703 | 363 | 12 | 29 | 15 | 0 | 0 | 1 | 0 | 0 | 0 | 0 | 0 | 0 | 0 | 0 | 1 |  | 12 | 29 | 12 | 28
| 8704 | 363 | 12 | 29 | 16 | 0 | 0 | 1 | 0 | 0 | 0 | 0 | 0 | 0 | 0 | 0 | 1 |  | 12 | 29 | 12 | 28
| 8705 | 363 | 12 | 29 | 17 | 0 | 0 | 1 | 0 | 0 | 0 | 0 | 0 | 0 | 0 | 0 | 1 |  | 12 | 29 | 12 | 28
| 8706 | 363 | 12 | 29 | 18 | 0 | 0 | 1 | 0 | 0 | 0 | 0 | 0 | 0 | 0 | 0 | 1 |  | 12 | 29 | 12 | 28
| 8707 | 363 | 12 | 29 | 19 | 0 | 0 | 1 | 0 | 0 | 0 | 0 | 0 | 0 | 0 | 0 | 1 |  | 12 | 29 | 12 | 28
| 8708 | 363 | 12 | 29 | 20 | 0 | 0 | 1 | 0 | 0 | 0 | 0 | 0 | 0 | 0 | 0 | 1 |  | 12 | 29 | 12 | 28
| 8709 | 363 | 12 | 29 | 21 | 0 | 0 | 1 | 0 | 0 | 0 | 0 | 0 | 0 | 0 | 0 | 1 |  | 12 | 29 | 12 | 28
| 8710 | 363 | 12 | 29 | 22 | 0 | 0 | 1 | 0 | 0 | 0 | 0 | 0 | 0 | 0 | 0 | 1 |  | 12 | 29 | 12 | 28
| 8711 | 363 | 12 | 29 | 23 | 0 | 0 | 1 | 0 | 0 | 0 | 0 | 0 | 0 | 0 | 0 | 1 |  | 12 | 29 | 12 | 28
| 8712 | 363 | 12 | 29 | 24 | 0 | 0 | 1 | 0 | 0 | 0 | 0 | 0 | 0 | 0 | 0 | 1 |  | 12 | 29 | 12 | 28
| 8713 | 364 | 12 | 30 | 1 | 0 | 0 | 1 | 0 | 0 | 0 | 0 | 0 | 0 | 0 | 0 | 1 |  | 12 | 30 | 12 | 29
| 8714 | 364 | 12 | 30 | 2 | 0 | 0 | 1 | 0 | 0 | 0 | 0 | 0 | 0 | 0 | 0 | 1 |  | 12 | 30 | 12 | 29
| 8715 | 364 | 12 | 30 | 3 | 0 | 0 | 1 | 0 | 0 | 0 | 0 | 0 | 0 | 0 | 0 | 1 |  | 12 | 30 | 12 | 29
| 8716 | 364 | 12 | 30 | 4 | 0 | 0 | 1 | 0 | 0 | 0 | 0 | 0 | 0 | 0 | 0 | 1 |  | 12 | 30 | 12 | 29
| 8717 | 364 | 12 | 30 | 5 | 0 | 0 | 1 | 0 | 0 | 0 | 0 | 0 | 0 | 0 | 0 | 1 |  | 12 | 30 | 12 | 29
| 8718 | 364 | 12 | 30 | 6 | 0 | 0 | 1 | 0 | 0 | 0 | 0 | 0 | 0 | 0 | 0 | 1 |  | 12 | 30 | 12 | 29
| 8719 | 364 | 12 | 30 | 7 | 0 | 0 | 1 | 0 | 0 | 0 | 0 | 0 | 0 | 0 | 0 | 1 |  | 12 | 30 | 12 | 29
| 8720 | 364 | 12 | 30 | 8 | 0 | 0 | 1 | 0 | 0 | 0 | 0 | 0 | 0 | 0 | 0 | 1 |  | 12 | 30 | 12 | 29
| 8721 | 364 | 12 | 30 | 9 | 0 | 0 | 1 | 0 | 0 | 0 | 0 | 0 | 0 | 0 | 0 | 1 |  | 12 | 30 | 12 | 29
| 8722 | 364 | 12 | 30 | 10 | 0 | 0 | 1 | 0 | 0 | 0 | 0 | 0 | 0 | 0 | 0 | 1 |  | 12 | 30 | 12 | 29
| 8723 | 364 | 12 | 30 | 11 | 0 | 0 | 1 | 0 | 0 | 0 | 0 | 0 | 0 | 0 | 0 | 1 |  | 12 | 30 | 12 | 29
| 8724 | 364 | 12 | 30 | 12 | 0 | 0 | 1 | 0 | 0 | 0 | 0 | 0 | 0 | 0 | 0 | 1 |  | 12 | 30 | 12 | 29
| 8725 | 364 | 12 | 30 | 13 | 0 | 0 | 1 | 0 | 0 | 0 | 0 | 0 | 0 | 0 | 0 | 1 |  | 12 | 30 | 12 | 29
| 8726 | 364 | 12 | 30 | 14 | 0 | 0 | 1 | 0 | 0 | 0 | 0 | 0 | 0 | 0 | 0 | 1 |  | 12 | 30 | 12 | 29
| 8727 | 364 | 12 | 30 | 15 | 0 | 0 | 1 | 0 | 0 | 0 | 0 | 0 | 0 | 0 | 0 | 1 |  | 12 | 30 | 12 | 29
| 8728 | 364 | 12 | 30 | 16 | 0 | 0 | 1 | 0 | 0 | 0 | 0 | 0 | 0 | 0 | 0 | 1 |  | 12 | 30 | 12 | 29
| 8729 | 364 | 12 | 30 | 17 | 0 | 0 | 1 | 0 | 0 | 0 | 0 | 0 | 0 | 0 | 0 | 1 |  | 12 | 30 | 12 | 29
| 8730 | 364 | 12 | 30 | 18 | 0 | 0 | 1 | 0 | 0 | 0 | 0 | 0 | 0 | 0 | 0 | 1 |  | 12 | 30 | 12 | 29
| 8731 | 364 | 12 | 30 | 19 | 0 | 0 | 1 | 0 | 0 | 0 | 0 | 0 | 0 | 0 | 0 | 1 |  | 12 | 30 | 12 | 29
| 8732 | 364 | 12 | 30 | 20 | 0 | 0 | 1 | 0 | 0 | 0 | 0 | 0 | 0 | 0 | 0 | 1 |  | 12 | 30 | 12 | 29
| 8733 | 364 | 12 | 30 | 21 | 0 | 0 | 1 | 0 | 0 | 0 | 0 | 0 | 0 | 0 | 0 | 1 |  | 12 | 30 | 12 | 29
| 8734 | 364 | 12 | 30 | 22 | 0 | 0 | 1 | 0 | 0 | 0 | 0 | 0 | 0 | 0 | 0 | 1 |  | 12 | 30 | 12 | 29
| 8735 | 364 | 12 | 30 | 23 | 0 | 0 | 1 | 0 | 0 | 0 | 0 | 0 | 0 | 0 | 0 | 1 |  | 12 | 30 | 12 | 29
| 8736 | 364 | 12 | 30 | 24 | 0 | 0 | 1 | 0 | 0 | 0 | 0 | 0 | 0 | 0 | 0 | 1 |  | 12 | 30 | 12 | 29
| 8737 | 365 | 12 | 31 | 1 | 0 | 0 | 0 | 0 | 0 | 0 | 0 | 0 | 0 | 0 | 0 | 1 |  | 12 | 31 | 12 | 30
| 8738 | 365 | 12 | 31 | 2 | 0 | 0 | 0 | 0 | 0 | 0 | 0 | 0 | 0 | 0 | 0 | 1 |  | 12 | 31 | 12 | 30
| 8739 | 365 | 12 | 31 | 3 | 0 | 0 | 0 | 0 | 0 | 0 | 0 | 0 | 0 | 0 | 0 | 1 |  | 12 | 31 | 12 | 30
| 8740 | 365 | 12 | 31 | 4 | 0 | 0 | 0 | 0 | 0 | 0 | 0 | 0 | 0 | 0 | 0 | 1 |  | 12 | 31 | 12 | 30
| 8741 | 365 | 12 | 31 | 5 | 0 | 0 | 0 | 0 | 0 | 0 | 0 | 0 | 0 | 0 | 0 | 1 |  | 12 | 31 | 12 | 30
| 8742 | 365 | 12 | 31 | 6 | 0 | 0 | 0 | 0 | 0 | 0 | 0 | 0 | 0 | 0 | 0 | 1 |  | 12 | 31 | 12 | 30
| 8743 | 365 | 12 | 31 | 7 | 0 | 0 | 0 | 0 | 0 | 0 | 0 | 0 | 0 | 0 | 0 | 1 |  | 12 | 31 | 12 | 30
| 8744 | 365 | 12 | 31 | 8 | 0 | 0 | 0 | 0 | 0 | 0 | 0 | 0 | 0 | 0 | 0 | 1 |  | 12 | 31 | 12 | 30
| 8745 | 365 | 12 | 31 | 9 | 0 | 0 | 0 | 0 | 0 | 0 | 0 | 0 | 0 | 0 | 0 | 1 |  | 12 | 31 | 12 | 30
| 8746 | 365 | 12 | 31 | 10 | 0 | 0 | 0 | 0 | 0 | 0 | 0 | 0 | 0 | 0 | 0 | 1 |  | 12 | 31 | 12 | 30
| 8747 | 365 | 12 | 31 | 11 | 0 | 0 | 0 | 0 | 0 | 0 | 0 | 0 | 0 | 0 | 0 | 1 |  | 12 | 31 | 12 | 30
| 8748 | 365 | 12 | 31 | 12 | 0 | 0 | 0 | 0 | 0 | 0 | 0 | 0 | 0 | 0 | 0 | 1 |  | 12 | 31 | 12 | 30
| 8749 | 365 | 12 | 31 | 13 | 0 | 0 | 0 | 0 | 0 | 0 | 0 | 0 | 0 | 0 | 0 | 1 |  | 12 | 31 | 12 | 30
| 8750 | 365 | 12 | 31 | 14 | 0 | 0 | 0 | 0 | 0 | 0 | 0 | 0 | 0 | 0 | 0 | 1 |  | 12 | 31 | 12 | 30
| 8751 | 365 | 12 | 31 | 15 | 0 | 0 | 0 | 0 | 0 | 0 | 0 | 0 | 0 | 0 | 0 | 1 |  | 12 | 31 | 12 | 30
| 8752 | 365 | 12 | 31 | 16 | 0 | 0 | 0 | 0 | 0 | 0 | 0 | 0 | 0 | 0 | 0 | 1 |  | 12 | 31 | 12 | 30
| 8753 | 365 | 12 | 31 | 17 | 0 | 0 | 0 | 0 | 0 | 0 | 0 | 0 | 0 | 0 | 0 | 1 |  | 12 | 31 | 12 | 30
| 8754 | 365 | 12 | 31 | 18 | 0 | 0 | 0 | 0 | 0 | 0 | 0 | 0 | 0 | 0 | 0 | 1 |  | 12 | 31 | 12 | 30
| 8755 | 365 | 12 | 31 | 19 | 0 | 0 | 0 | 0 | 0 | 0 | 0 | 0 | 0 | 0 | 0 | 1 |  | 12 | 31 | 12 | 30
| 8756 | 365 | 12 | 31 | 20 | 0 | 0 | 0 | 0 | 0 | 0 | 0 | 0 | 0 | 0 | 0 | 1 |  | 12 | 31 | 12 | 30
| 8757 | 365 | 12 | 31 | 21 | 0 | 0 | 0 | 0 | 0 | 0 | 0 | 0 | 0 | 0 | 0 | 1 |  | 12 | 31 | 12 | 30
| 8758 | 365 | 12 | 31 | 22 | 0 | 0 | 0 | 0 | 0 | 0 | 0 | 0 | 0 | 0 | 0 | 1 |  | 12 | 31 | 12 | 30
| 8759 | 365 | 12 | 31 | 23 | 0 | 0 | 0 | 0 | 0 | 0 | 0 | 0 | 0 | 0 | 0 | 1 |  | 12 | 31 | 12 | 30
| 8760 | 365 | 12 | 31 | 24 | 0 | 0 | 0 | 0 | 0 | 0 | 0 | 0 | 0 | 0 | 0 | 1 |  | 12 | 31 | 12 | 30
| 8761 | 366 | 1 | 1 | 1 | 0 | 0 | 0 | 0 | 0 | 0 | 0 | 0 | 0 | 0 | 0 |  |  | 1 | 1 | 12 | 31
| 8762 | 366 | 1 | 1 | 2 | 0 | 0 | 0 | 0 | 0 | 0 | 0 | 0 | 0 | 0 | 0 |  |  | 1 | 1 | 12 | 31
| 8763 | 366 | 1 | 1 | 3 | 0 | 0 | 0 | 0 | 0 | 0 | 0 | 0 | 0 | 0 | 0 |  |  | 1 | 1 | 12 | 31
| 8764 | 366 | 1 | 1 | 4 | 0 | 0 | 0 | 0 | 0 | 0 | 0 | 0 | 0 | 0 | 0 |  |  | 1 | 1 | 12 | 31
| 8765 | 366 | 1 | 1 | 5 | 0 | 0 | 0 | 0 | 0 | 0 | 0 | 0 | 0 | 0 | 0 |  |  | 1 | 1 | 12 | 31
| 8766 | 366 | 1 | 1 | 6 | 0 | 0 | 0 | 0 | 0 | 0 | 0 | 0 | 0 | 0 | 0 |  |  | 1 | 1 | 12 | 31
| 8767 | 366 | 1 | 1 | 7 | 0 | 0 | 0 | 0 | 0 | 0 | 0 | 0 | 0 | 0 | 0 |  |  | 1 | 1 | 12 | 31
| 8768 | 366 | 1 | 1 | 8 | 0 | 0 | 0 | 0 | 0 | 0 | 0 | 0 | 0 | 0 | 0 |  |  | 1 | 1 | 12 | 31
| 8769 | 366 | 1 | 1 | 9 | 0 | 0 | 0 | 0 | 0 | 0 | 0 | 0 | 0 | 0 | 0 |  |  | 1 | 1 | 12 | 31
| 8770 | 366 | 1 | 1 | 10 | 0 | 0 | 0 | 0 | 0 | 0 | 0 | 0 | 0 | 0 | 0 |  |  | 1 | 1 | 12 | 31
| 8771 | 366 | 1 | 1 | 11 | 0 | 0 | 0 | 0 | 0 | 0 | 0 | 0 | 0 | 0 | 0 |  |  | 1 | 1 | 12 | 31
| 8772 | 366 | 1 | 1 | 12 | 0 | 0 | 0 | 0 | 0 | 0 | 0 | 0 | 0 | 0 | 0 |  |  | 1 | 1 | 12 | 31
| 8773 | 366 | 1 | 1 | 13 | 0 | 0 | 0 | 0 | 0 | 0 | 0 | 0 | 0 | 0 | 0 |  |  | 1 | 1 | 12 | 31
| 8774 | 366 | 1 | 1 | 14 | 0 | 0 | 0 | 0 | 0 | 0 | 0 | 0 | 0 | 0 | 0 |  |  | 1 | 1 | 12 | 31
| 8775 | 366 | 1 | 1 | 15 | 0 | 0 | 0 | 0 | 0 | 0 | 0 | 0 | 0 | 0 | 0 |  |  | 1 | 1 | 12 | 31
| 8776 | 366 | 1 | 1 | 16 | 0 | 0 | 0 | 0 | 0 | 0 | 0 | 0 | 0 | 0 | 0 |  |  | 1 | 1 | 12 | 31
| 8777 | 366 | 1 | 1 | 17 | 0 | 0 | 0 | 0 | 0 | 0 | 0 | 0 | 0 | 0 | 0 |  |  | 1 | 1 | 12 | 31
| 8778 | 366 | 1 | 1 | 18 | 0 | 0 | 0 | 0 | 0 | 0 | 0 | 0 | 0 | 0 | 0 |  |  | 1 | 1 | 12 | 31
| 8779 | 366 | 1 | 1 | 19 | 0 | 0 | 0 | 0 | 0 | 0 | 0 | 0 | 0 | 0 | 0 |  |  | 1 | 1 | 12 | 31
| 8780 | 366 | 1 | 1 | 20 | 0 | 0 | 0 | 0 | 0 | 0 | 0 | 0 | 0 | 0 | 0 |  |  | 1 | 1 | 12 | 31
| 8781 | 366 | 1 | 1 | 21 | 0 | 0 | 0 | 0 | 0 | 0 | 0 | 0 | 0 | 0 | 0 |  |  | 1 | 1 | 12 | 31
| 8782 | 366 | 1 | 1 | 22 | 0 | 0 | 0 | 0 | 0 | 0 | 0 | 0 | 0 | 0 | 0 |  |  | 1 | 1 | 12 | 31
| 8783 | 366 | 1 | 1 | 23 | 0 | 0 | 0 | 0 | 0 | 0 | 0 | 0 | 0 | 0 | 0 |  |  | 1 | 1 | 12 | 31
| 8784 | 366 | 1 | 1 | 24 | 0 | 0 | 0 | 0 | 0 | 0 | 0 | 0 | 0 | 0 | 0 |  |  | 1 | 1 | 12 | 31

## Revision History (hidden)
Version Number | Date | Revision Type | Tab | Details
| 41246 | Formatting | Applicant and Facility Info | All dropdown menus are locked to force user to select from list.
| 41246 | Formatting | Applicant and Facility Info | Cells H25, F28-F30, D46-H57 are locked to only accept numbered values
| 41246 | Formatting | System Design Assumptions | All dropdown menus are locked to force user to select from list.
| 41246 | Formatting | System Design Assumptions | All cells that require number inputs are locked to only accept numbered values
7 | 43545 | Update | Most Tabs | Removed LDC language from viewable tabs
7 | 43545 | correction | LDC output | Worksheet was providing daylighting controls at $800/kW and occupancy controls at $400/kW. The kWh incentive was calculated at $0.05/kWh but if there was kw savings from daylighting controls it would calculate at $0.1/kWh. The worksheet would calculate the incentive as the sum of both $800/kw and $400/kw with both daylighting and occupancy sensors were present. Since iCON/CDMIS will only handle one incentive type ($400/kW or $800/kW) it will calculate an incentive that is inconsistent with the worksheet. The worksheet has been revised to provide $400/kW or $0.05/kWh only. The $800/kW and $0.1/kWh incentive was meant for advance network lighting control not standalone controllers.