## Introduction
Version 7.0 - Retrofit Program - Unitary A/C Engineering Worksheet - April 1, 2019
DESCRIPTION AND APPLICABILITY
The purpose of this Engineering Worksheet is to estimate the Demand Savings and Energy Savings for the purpose of calculating the Participant Incentive associated with implementing an energy efficient unitary air conditioning (A/C) unit. This Engineering Worksheet is not meant to be used as a design tool, and should be completed by knowledgeable practitioners.
This Engineering Workbook is applicable to unitary A/C units found in commercial and industrial facilities. This Engineering Workbook can be used for multiple unitary A/C units up to a maximum of 20 per Unit Type.
GENERAL INSTRUCTIONS
This section briefly describes each of the worksheets within this workbook. Each worksheet lists additional instructions for its data entry fields. The following legend presents the colour scheme used throughout the workbook.
| Data input required: | Input | Calculated cells: | Output
Applicant and Facility Information: - Enter Applicant and facility contact information, and facility parameters
System Design Assumptions: - Complete the applicant and space information section; the load duration curve will auto-generate based on your inputs - Enter the proposed operating schedule for the AC unit(s) - Enter the floor area served by the AC units and select the region that best represents the building location - For each proposed type of AC unit, enter the manufacturer and model number, and the quantity of units. Select the proposed equipment type (i.e. air cooled, through the wall air cooled, water cooled or evaporatively cooled) and the heating type. Enter the seasonal energy efficiency ratio (SEER) or the energy efficiency ratio (EER) and capacity for the proposed unit. - Enter Eligible Costs for the Engineering Measure and electricity pricing information (i.e., $/kWh and $/kW)
Outputs: - Information related to demand reduction, and energy savings are displayed
DISCLAIMER:
The IESO will not assume any liability or responsibility for any damages arising or resulting from the use of any information, equipment, product, method or any other process whatsoever contained in or related to this Engineering Worksheet. The use of knowledgeable practitioners for the application of the information contained herein is strongly recommended. Final eligibility and Participant Incentive payments are at the discretion of the IESO.

## Applicant and Facility Info
Version 7.0 - Retrofit Program - Unitary A/C Engineering Worksheet - April 1, 2019
APPLICANT INFORMATION
Legal Name of Applicant: | [7 empty] | General Data:
Address/City/Postal Code: | [7 empty] | 1 | Owner
Contact Name and Title: | [7 empty] | 2 | Tenant/Leaseholder
Day Phone Number: |  |  |  | E-mail:
Owner/Tenant: | Please select from dropdown list: | [6 empty] | 1 | Office
[8 empty] | 2 | Retail
[8 empty] | 3 | Health Care
APPLICANT REPRESENTATIVE / PROJECT CONTACT INFORMATION | [7 empty] | 4 | Multi-Residential
Please enter the following information for the primary contact information for this project. This person may be contacted for any inquiries relating to the information | [7 empty] | 5 | Warehouse
within this workbook, or regarding the project. | [7 empty] | 6 | Agribusiness
Name and Title of Contact: | [7 empty] | 7 | Hospitality
Address/City/Postal Code: | [7 empty] | 8 | Educational
Day Phone Number: |  |  |  | E-mail: |  |  |  | 9 | Industrial
[8 empty] | 10 | Other
[8 empty] | 11 | Mixed Use
FACILITY INFORMATION
Enter the following information regarding your building. Where the building has mixed uses (i.e., office and industrial) please indicate the percentage of floor
space allocated to each of the uses.
Building Name: | [7 empty] | 1 | Planned Replacement
Address/City/Postal Code: | [7 empty] | 2 | Unexpected Replacement
Building/Property Type: |  |  |  | Gross Facility Floor Area (ft2): |  |  |  | 3 | New Equipment for new process or Expansion of Operations
If 'Other', indicate type: |  |  |  | Type of Project: |  |  |  | 4 | Efficiency Upgrade
If 'Mixed Use', please allocate the proportions in the following table: |  |  |  | Percent (%): | Facility Description:
Floor Area Description
Floor Area Description
Floor Area Description | [7 empty] | 1 | Lighting
[8 empty] | 2 | Unitary AC
[8 empty] | 3 | Motors
PROPOSED FACILITY SCHEDULE | [7 empty] | 4 | Agribusiness
Enter the typical operating hours of your facility, along with operation during weekends and holidays. This refers to the overall facility schedule, and not the system-specific schedule which is entered on the next tab. | [7 empty] | 6 | Alternative Energy Measures for Service Hot Water
|  |  | Time | Select |  | Time | Select | 7 | Alternative Energy Measures for Food Service
Weekday Schedule: | Building operated from: |  |  |  | until |  |  | 8 | Variable Frequency Drive
Saturday Schedule: | Building operated from: |  |  |  | until
Sunday Schedule: | Building operated from: |  |  |  | until
Holiday Schedule: | Building operated from: |  |  |  | until
[8 empty] | 1 | Yes
[8 empty] | 2 | No
BILLING DATA
Enter twelve recent months of billing data, in the cells below. Record this information under the month when the majority of the billing period occurs. | [7 empty] | 1 | am
Peak demand and electricity consumption values are as per utility bills. | [7 empty] | 2 | pm
| MONTH | YEAR | Energy Consumption (kWh): |  | Peak Demand (kW):
JANUARY
FEBRUARY
MARCH
APRIL
MAY
JUNE
JULY
AUGUST
SEPTEMBER
OCTOBER
November
DECEMBER
| TOTAL/PEAK |  | 0 |  | 0

## System Design Assumptions
Version 7.0 - Retrofit Program - Unitary A/C Engineering Worksheet - April 1, 2019
Applicant and Space Information | [11 empty] | Data Validation Fields for Proposed AC Units Section |  |  |  |  | All background calculations shown here are legacy from the retrofit Unitary AC worksheet.
Company Name: | [11 empty] | Equipment Type | Size Category | Heating Section Type | Subcategory Section Type |  |  | Bld Type: | 0
Project Description: | [11 empty] | Air cooled | ≤30,000 BTU/h | Electric resistance | Single Package
Calculator Description: | [11 empty] | Through the wall air cooled | <65,000 BTU/h | None | Split System |  |  |  | Reference / Default LDC |  |  | 0 |  | 1 |  | 0 |  | 0 |  | 0 |  | 0 |  |  | 0 |  | 0 |  | 0
Calculator Sheet Number: | [11 empty] | Water cooled | ≥65,000 BTU/h and <135,000 BTU/h | Other
Total Number of Calculator Sheets: | [11 empty] | Evaporatively cooled | ≥135,000 BTU/h and <240,000 BTU/h
Account Number: | [11 empty] | Small Duct, High Velocity, Air Cooled | ≥240,000 BTU/h and <760,000 BTU/h
Select Reference Facility: | [12 empty] | ≥760,000 BTU/h |  |  |  |  | % Load | % time |  | Office |  |  |  | Big Box Retail |  | Strip Mall Retail |  | Ice Pad Arenas (excld. Pad cooling) |  | Community Centre |  |  | Food Retail |  | Hotel |  | Restaurant
Facility Description: | [17 empty] | 0 - 10% | 0% |  |  | 9.051% |  |  |  | 12.85% |  | 12.36% |  | 10.01% |  | 15.33% |  |  | 7.825% |  | 16.26% |  | 17.81%
[18 empty] | 10 - 20% | 0% |  |  | 8.625% |  |  |  | 11.13% |  | 11.4% |  | 8.875% |  | 14.13% |  |  | 25.29% |  | 13.84% |  | 15.78%
Load Duration Curve | [11 empty] | Helper Columns to Determine Baseline EER Values | [5 empty] | 20 - 30% | 0% |  |  | 21.82% |  |  |  | 8.093% |  | 9.642% |  | 7.778% |  | 12.43% |  |  | 34.54% |  | 13.39% |  | 13.37%
Override Default Load Duration Curve? |  |  | No | Default Curve: |  | 0 |  |  |  | To be hidden |  | Size Categories | Unit | Size Category based on User Capacity Entry | Baseline Capacity |  |  | 30 - 40% | 0% |  |  | 30.7% |  |  |  | 12.88% |  | 11.39% |  | 13.67% |  | 14.3% |  |  | 19.51% |  | 11.6% |  | 10.51%
Select Reference Building Type: |  |  | 0 | [8 empty] | 30000 | Unit 1 | <65,000 BTU/h | 0 |  |  | 40 - 50% | 0% |  |  | 20.28% |  |  |  | 18.25% |  | 19.49% |  | 21.07% |  | 13.58% |  |  | 7.169% |  | 11.33% |  | 10.48%
% Load | % Time | Default | [9 empty] | 65000 | Unit 2 | <65,000 BTU/h | 0 |  |  | 50 - 60% | 0% |  |  | 7.804% |  |  |  | 17.04% |  | 18.7% |  | 20.82% |  | 14.8% |  |  | 3.58% |  | 12.16% |  | 10.63%
0 - 10% | 9% | 0% | [9 empty] | 135000 | Unit 3 | <65,000 BTU/h | 0 |  |  | 60 - 70% | 0% |  |  | 1.731% |  |  |  | 11.72% |  | 10.98% |  | 11.17% |  | 9.55% |  |  | 1.219% |  | 9.22% |  | 12.98%
10 - 20% | 9% | 0% | [7 empty] | 0% |  | 240000 | [5 empty] | 70 - 80% | 0% |  |  | 0% |  |  |  | 5.745% |  | 4.272% |  | 4.675% |  | 4.144% |  |  | 0.6396% |  | 6.322% |  | 6.54%
20 - 30% | 21.82% | 0% | [7 empty] | 0% |  | 760000 | [5 empty] | 80 - 90% | 0% |  |  | 0% |  |  |  | 1.669% |  | 1.375% |  | 1.461% |  | 1.278% |  |  | 0.2327% |  | 4.118% |  | 1.778%
30 - 40% | 30.7% | 0% | [7 empty] | 0% | [7 empty] | 90 - 100% | 0% |  |  | 0% |  |  |  | 0.6288% |  | 0.4058% |  | 0.4704% |  | 0.4473% |  |  | 0% |  | 1.76% |  | 0.127%
40 - 50% | 0% | 0% | [7 empty] | 0%
50 - 60% | 7.804% | 0% | [7 empty] | 0% | [8 empty] | 0%
60 - 70% | 1.731% | 0% | [7 empty] | 0%
70 - 80% | 0% | 0% | [7 empty] | 0%
80 - 90% | 0% | 0% | [7 empty] | 0%
90 - 100% | 0% | 0% | [7 empty] | 0%
[10 empty] | 0% | [9 empty] | TRUE | TRUE |  |  | TRUE | TRUE |  |  | TRUE | TRUE
| 80.05% | [18 empty] | TRUE |  |  |  | TRUE |  |  |  | TRUE
[20 empty] | FALSE |  |  |  | FALSE |  |  |  | FALSE
Proposed AC Unit Operating Schedule - Cooling Season Only
Season 1 |  |  | Season 2 |  |  | Season 3 | [13 empty] | Period 1 |  |  |  | Period 2 |  |  |  | Period 3
From: |  |  | From: |  |  | From:
To: |  |  | To: |  |  | To: | [12 empty] | Months | 0 | 0 |  | Months | 0 | 0 |  | Months | 0 | 0
Average | On Time | Off time | Average | On Time | Off time | Average | On Time | Off time | [10 empty] | Days | 0 | 0 |  | Days | 0 | 0 |  | Days | 0 | 0
Monday |  |  | Monday |  |  | Monday | [10 empty] | Errors |  | 1 if chronological | 1 |  |  |  | 1 |  |  |  | 1
Tuesday |  |  | Tuesday |  |  | Tuesday |  |  |  | < | [9 empty] | Month | 1 if in period | Cron | Non-cron | Month | 1 if in period | Cron | Non-cron | Month | 1 if in period | Cron | Non-cron
Wednesday |  |  | Wednesday |  |  | Wednesday |  |  |  | < | [6 empty] | 0 | 0 |  | 1 | 0 | 0 | 1 | 1 | 0 | 0 | 1 | 1 | 0 | 0 | 1
Thursday |  |  | Thursday |  |  | Thursday |  |  |  | < | [6 empty] | 0 | 0 |  | 2 | 0 | 0 | 1 | 2 | 0 | 0 | 1 | 2 | 0 | 0 | 1
Friday |  |  | Friday |  |  | Friday |  |  |  | < | [6 empty] | 0 | 0 |  | 3 | 0 | 0 | 1 | 3 | 0 | 0 | 1 | 3 | 0 | 0 | 1
Saturday |  |  | Saturday |  |  | Saturday |  |  |  | < | [6 empty] | 0 | 0 |  | 4 | 0 | 0 | 1 | 4 | 0 | 0 | 1 | 4 | 0 | 0 | 1
Sunday |  |  | Sunday |  |  | Sunday |  |  |  | < | 0 | [5 empty] | 0 | 0 |  | 5 | 0 | 0 | 1 | 5 | 0 | 0 | 1 | 5 | 0 | 0 | 1
[10 empty] | < | [6 empty] | 0 | 0 |  | 6 | 0 | 0 | 1 | 6 | 0 | 0 | 1 | 6 | 0 | 0 | 1
Annual Holidays (#days) | [16 empty] | 0 | 0 |  | 7 | 0 | 0 | 1 | 7 | 0 | 0 | 1 | 7 | 0 | 0 | 1
Annual Operating Hours |  | 0 | [11 empty] | 1 |  |  | 0 | 0 |  | 8 | 0 | 0 | 1 | 8 | 0 | 0 | 1 | 8 | 0 | 0 | 1
Floor Area | [13 empty] | 2 |  |  | 0 | 0 |  | 9 | 0 | 0 | 1 | 9 | 0 | 0 | 1 | 9 | 0 | 0 | 1
Floor Area Served By AC Unit (m2): | [13 empty] | 3 |  |  | 0 | 0 |  | 10 | 0 | 0 | 1 | 10 | 0 | 0 | 1 | 10 | 0 | 0 | 1
[14 empty] | 4 |  |  | 0 | 0 |  | 11 | 0 | 0 | 1 | 11 | 0 | 0 | 1 | 11 | 0 | 0 | 1
Climate | [13 empty] | 5 |  |  | 0 | 0 |  | 12 | 0 | 0 | 1 | 12 | 0 | 0 | 1 | 12 | 0 | 0 | 1
Select the region which best represents the climate at the building location: | [13 empty] | 6 |  |  | 0 |  | Total
[14 empty] | 7 |  |  |  |  | 0 | Period 1 months | 0 |  |  | Period 2 months | 0 |  |  | Period 3 months | 0
Proposed AC Units
Complete the data entry fields below for each proposed AC unit type. The minimum energy efficiency ratio (EER) for the baseline unit, as defined in ASHRAE 90.1 2013, will display in the "Minimum EER" field based on your inputs for the proposed unit(s).
Unit Type 1
Manufacturer / Series / Model: | [7 empty] | Quantity:
Equipment Type: |  |  |  |  | Heating Type: |  |  | EER: |  | 1e-24
Subcategory | [9 empty] | 1e-24 | EER
Capacity (BTU/h): | [7 empty] | Minimum EER: | 1e-24 | [9 empty] | Period 1 |  |  |  | Period 2 |  |  |  | Period 3 |  |  |  |  | Holiday
Unit Type 2 | [20 empty] | #hours |  |  |  | #hours |  |  |  | #hours |  | Count if | Period 1 | Period 2 | Period 3
Manufacturer / Series / Model: | [7 empty] | Quantity: |  | 1e-24 | [7 empty] | Monday | 0 | 0 | 0 | Monday | 0 | 0 | 0 | Monday | 0 | 0 | 0 |  |  | 0 | 0 | 0
Equipment Type: |  |  |  |  | Heating Type: |  |  | EER: |  | 1e-24 | EER | [6 empty] | Tuesday | 0 | 0 | 0 | Tuesday | 0 | 0 | 0 | Tuesday | 0 | 0 | 0 |  |  | 0 | 0 | 0
Subcategory | [17 empty] | Wednesday | 0 | 0 | 0 | Wednesday | 0 | 0 | 0 | Wednesday | 0 | 0 | 0 |  |  | 0 | 0 | 0
Capacity (BTU/h): | [7 empty] | Minimum EER: | 1e-24 | [8 empty] | Thursday | 0 | 0 | 0 | Thursday | 0 | 0 | 0 | Thursday | 0 | 0 | 0 |  |  | 0 | 0 | 0
Unit Type 3 | [9 empty] | 1e-24 | [7 empty] | Friday | 0 | 0 | 0 | Friday | 0 | 0 | 0 | Friday | 0 | 0 | 0 |  |  | 0 | 0 | 0
Manufacturer / Series / Model: | [7 empty] | Quantity: | 0 | 1e-24 | EER
Equipment Type: |  |  |  |  | Heating Type: |  |  | EER: | [9 empty] | Saturday | 0 | 0 | 0 | Saturday | 0 | 0 | 0 | Saturday | 0 | 0 | 0 |  |  | 0 | 0 | 0
Subcategory | [17 empty] | Sunday | 0 | 0 | 0 | Sunday | 0 | 0 | 0 | Sunday | 0 | 0 | 0 |  |  | 0 | 0 | 0
Capacity (BTU/h): | [7 empty] | Minimum EER: | 1e-24 | [11 empty] | 0 |  |  |  | 0 |  |  |  | 0 | 0 |  | 0 | 0 | 0 | 0
12,000 BTU/h = 1 Ton | [20 empty] | 0 |  |  |  | 0 |  |  |  | 0 | 0 |  | 0 | 0 | 0 | 0
Database of equipment with EER ratings: | [13 empty] | 17 |  |  |  |  | Time incorrect error |  | p1 |  |  |  | p2 |  |  |  | p3 |  |  | Average hours per day operating
http://oee.nrcan.gc.ca/residential/business/manufacturers/search/large-air-conditioners-search.cfm | [13 empty] | 18 | [5 empty] | Monday | 99 | 0 |  |  | 99 | 0 |  |  | 99 | 0 |  |  | 0
[14 empty] | 19 | [5 empty] | Tuesday | 99 | 0 |  |  | 99 | 0 |  |  | 99 | 0
Economic Values | [13 empty] | 20 | [5 empty] | Wednesday | 99 | 0 |  |  | 99 | 0 |  |  | 99 | 0
|  | Blended Cost of Power ($/kWh) |  |  |  |  | Estimated Monthly Demand ($/kW) | [12 empty] | Thursday | 99 | 0 |  |  | 99 | 0 |  |  | 99 | 0
[20 empty] | Friday | 99 | 0 |  |  | 99 | 0 |  |  | 99 | 0
Project Costs Breakdown | [19 empty] | Saturday | 99 | 0 |  |  | 99 | 0 |  |  | 99 | 0
Eligible costs to be included in determining applicable Participant Incentives must be directly related to the procurement and implementation of the Eligible Measures and are limited to the following list. Please enter the Eligible Costs as applicable. | [19 empty] | Sunday | 99 | 0 |  |  | 99 | 0 |  |  | 99 | 0
|  | Actual costs of the equipment purchased and installed | [19 empty] | 0 |  |  |  | 0 |  |  |  | 0 |  | 0 | # spots with incorrect hours
Actual costs of labour for the installation of the equipment by suppliers
Actual costs of inspections of the Project as may be required pursuant to Laws and Regulations
0 |  | TOTAL ELIGIBLE COSTS FOR THE PROJECT
For certainty, costs which are not eligible to be included in Eligible Costs include: (i) any costs that are not third party costs or that are internal costs of the Participant, including costs of the Participant’s labour, service, administration or overhead; (ii) financing costs of the Participant; (iii) related insurance costs of the Participant; (iv) costs associated with post-installation maintenance or service contracts; (v) costs of spare parts, spare equipment or other inventories; (vi) purchase or lease of tools for installation of equipment; (vii) HST; and (viii) a portion of the costs of Eligible Measures that have been or will be received from financial incentives generally funded by energy ratepayers or taxpayers in the Province of Ontario (other than funding principally directed to Social Housing Providers if, combined with the Participant Incentive, such funding does not exceed the actual cost of the Project) or rebates from manufacturers or wholesalers or other supply chain participants. Note: Capitalized terms above are as defined in the Participant Agreement
[16 empty] | FacilityType |  |  | Cities | [5 empty] | YesNo
[16 empty] | Office |  |  | Southern Ontario - West (eg Windsor) | [5 empty] | Yes
[16 empty] | Big Box Retail |  |  | Southern Ontario - (eg Toronto) | [5 empty] | No
[16 empty] | Strip Mall Retail |  |  | Eastern Ontario - (eg Ottawa)
[16 empty] | Ice Pad Arenas (excld. Pad cooling) |  |  | Western Ontario - (eg Sault Ste Marie)
Community Centre
Food Retail
Hotel
Restaurant
[16 empty] | Month |  |  | Time |  |  |  | ERR | Text |  |  |  |  | DayMonth
[16 empty] | January | 1 |  | 0:00 | 1 | 0 | [7 empty] | 1
[16 empty] | February | 2 |  | 1:00 | 2 | 0.041667 | [7 empty] | 2
[16 empty] | March | 3 |  | 2:00 | 3 | 0.083333 | [7 empty] | 3
[16 empty] | April | 4 |  | 3:00 | 4 | 0.125 |  | ERRmltday | One or more days are entered in multiple seasons |  |  |  |  | 4
[16 empty] | May | 5 |  | 4:00 | 5 | 0.16667 |  | ERRoffb4on | OFF time must be after ON time |  |  |  |  | 5
[16 empty] | June | 6 |  | 5:00 | 6 | 0.20833 | [7 empty] | 6
[16 empty] | July | 7 |  | 6:00 | 7 | 0.25 | [7 empty] | 7
[16 empty] | August | 8 |  | 7:00 | 8 | 0.29167 | [7 empty] | 8
[16 empty] | September | 9 |  | 8:00 | 9 | 0.33333 | [7 empty] | 9
[16 empty] | October | 10 |  | 9:00 | 10 | 0.375 | [7 empty] | 10
[16 empty] | November | 11 |  | 10:00 | 11 | 0.41667 | [7 empty] | 11
[16 empty] | December | 12 |  | 11:00 | 12 | 0.45833 | [7 empty] | 12
[19 empty] | 12:00 | 13 | 0.5 | [7 empty] | 13
[19 empty] | 13:00 | 14 | 0.54167 | [7 empty] | 14
[19 empty] | 14:00 | 15 | 0.58333 | [7 empty] | 15
[19 empty] | 15:00 | 16 | 0.625 | [7 empty] | 16
[19 empty] | 16:00 | 17 | 0.66667 | [7 empty] | 17
[19 empty] | 17:00 | 18 | 0.70833 | [7 empty] | 18
[19 empty] | 18:00 | 19 | 0.75 | [7 empty] | 19
[19 empty] | 19:00 | 20 | 0.79167 | [7 empty] | 20
[19 empty] | 20:00 | 21 | 0.83333 | [7 empty] | 21
[19 empty] | 21:00 | 22 | 0.875 | [7 empty] | 22
[19 empty] | 22:00 | 23 | 0.91667 | [7 empty] | 23
[19 empty] | 23:00 | 24 | 0.95833 | [7 empty] | 24
[19 empty] | 0:59 | 2 | [8 empty] | 25
[19 empty] | 1:59 | 3 | [8 empty] | 26
[19 empty] | 2:59 | 4 | [8 empty] | 27
[19 empty] | 3:59 | 5 | [8 empty] | 28
[19 empty] | 4:59 | 6 | [8 empty] | 29
[19 empty] | 5:59 | 7 | [8 empty] | 30
[19 empty] | 6:59 | 8 | [8 empty] | 31
[19 empty] | 7:59 | 9
[19 empty] | 8:59 | 10
[19 empty] | 9:59 | 11
[19 empty] | 10:59 | 12
[19 empty] | 11:59 | 13
[19 empty] | 12:59 | 14
[19 empty] | 13:59 | 15
[19 empty] | 14:59 | 16
[19 empty] | 15:59 | 17
[19 empty] | 16:59 | 18
[19 empty] | 17:59 | 19
[19 empty] | 18:59 | 20
[19 empty] | 19:59 | 21
[19 empty] | 20:59 | 22
[19 empty] | 21:59 | 23
[19 empty] | 22:59 | 24
[19 empty] | 23:59 | 25
The minimum EER/SEER value for unit types 1, 2 and 3 is calculated using a vlookup formula. The vlookup formula in cells J58, J62 and J66 concatenates the equipment type, heating type and capacity selected by the user and searches for that concatenated string in the lookup table on the "ASHRAE90.1 Engine" worksheet to return the corresponding EER/SEER value.

## Outputs
Version 7.0 - Retrofit Program - Unitary A/C Engineering Worksheet - April 1, 2019
PROJECT ENGINEERING ESTIMATES
This section presents the demand and energy consumption for the proposed unit and for the baseline unit. From this data, the Energy Savings and Demand Savings associated with implementing the energy efficient option are calculated.
|  | Base Case Measure | Energy Efficient Case Measure | Savings Summary
| Maximum Summer Peak Period Demand (kW) | 0 | 0 | 0 | (Occurs During Summer On-Peak Period)
| Average Summer Peak Demand (kW) | 0 | 0 | 0 | (Summer On-Peak Energy/On-Peak Hours)
| Average to Maximum Ratio (%) | 0% | 0% | 0%
| Maximum Winter Peak Period Demand (kW) | 0 | 0 | 0 | (Occurs During Winter On-Peak Period)
| Average Winter Peak Demand (kW) | 0 | 0 | 0 | (Winter On-Peak Energy/On-Peak Hours)
| Average to Maximum Ratio (%) | 0% | 0% | 0%
| Annual Electricity Consumption (kWh) | 0 | 0 | 0
* Highlighted items to be entered into Custom track online
PROJECT ECONOMICS
Based on cost information, entered by the user, along with incentive amounts, the project economics are summarized.
Assumed Blended Electricity Rate ($/kWh): |  |  | 0
Assumed Demand Rate ($/kW) |  |  | 0
Estimated Annual Energy Savings ($/year): |  |  | 0
Other Savings (Cost) ($/year): |  |  | 0
Estimated Total Annual Savings ($/year): |  |  | 0
Demand Savings1(kW) for the purpose of calculating the Participant Incentive |  |  | 0
Energy Savings2 (kWh) for the purpose of calculating the Participant Incentive |  |  | 0
Total Eligible Costs for the Project($): |  |  | 0
Calculated kW Participant Incentive ($800/kW of Demand Savings) |  |  | 0
Calculated kWh Participant Incentive ($0.10/kWh of Energy Savings) |  |  | #DIV/0!
Maximum Allowable Participant Incentive (50% of Total Eligible Costs for the Project) |  |  | 0
Estimated Participant Incentive Amount3: |  |  | #DIV/0!
Simple Payback (without Participant Incentive) |  |  | 0
Simple Payback (with Participant Incentive) |  |  | 0
QC & DIAGNOSTICS
This section displays some checks that can be used to identify if the savings calculated are realistic, with respect to the facility consumption
Annual operating hours warning
Proposed case capacity warning |  | No concern
Proposed case EER/SEER warning
Baseline case cooling power per sq. ft of cooled floor space warning
Proposed case cooling power per sq. ft of cooled floor space warning
Calculation methodology warning
CONDITIONS AND DISCLAIMERS
Note 1: Demand Savings (kW) are the average load reduction in electricity demand between the Base Case and the Energy Efficient Case occurring in between 1 pm to 7 pm on business days, June 1 through August 31. For Measures that are weather dependent, Demand Savings shall be considered as occurring at peak design load conditions.
Note 2: Energy Savings (kWh) are those electricity savings achieved over the course of the first year after the completion of a Project.
Note 3: Estimated Participant Incentive Amount is calculated as the maximum of Calculated kW Participant Incentive and Calculated kWh Participant Incentive, with a Maximum Allowable Participant Incentive at 50% of Total Eligible Costs for the Project.
Note 4: The Participant Incentive Amount indicated in this Engineering Worksheet is added up to the Prescriptive and Custom Incentive Amounts, if there are any. Likewise, the Project Cost in this Engineering Worksheet is added up to the Prescriptive and Custom Project Costs, if there are any, summing it up to the Total Project Cost which would, in turn, serve as the basis for the 50% Project Cost Cap

## Accessibility Disclaimer
This is a locked, fillable form and not all of the content in this document may be captured by a screen-reading device. If you require additional assistance to complete and submit this form, please contact retrofit@ieso.ca.

## ASHRAE90.1 Engine (hidden)
ASHRAE 90.1 ENGINE
From ASHRAE 90.1 Table 6.8.1A
Possible Combinations for Units, Sizes and Heating Section Types |  |  | Lookup Section for Baseline EER Value
Equipment Type | Size Category | Heating Section Type | Subcategory | Concatenate | Minimum Efficiency | EER or SEER
Air cooled | <65,000 BTU/h | Electric resistance | Single Package | Air cooled<65,000 BTU/hElectric resistanceSingle Package | 14 | SEER
Air cooled | <65,000 BTU/h | None | Single Package | Air cooled<65,000 BTU/hNoneSingle Package | 14 | SEER
Air cooled | <65,000 BTU/h | Other | Single Package | Air cooled<65,000 BTU/hOtherSingle Package | 14 | SEER
Air cooled | <65,000 BTU/h | Electric resistance | Split System | Air cooled<65,000 BTU/hElectric resistanceSplit System | 13 | SEER
Air cooled | <65,000 BTU/h | None | Split System | Air cooled<65,000 BTU/hNoneSplit System | 13 | SEER
Air cooled | <65,000 BTU/h | Other | Split System | Air cooled<65,000 BTU/hOtherSplit System | 13 | SEER
Through the wall air cooled | ≤30,000 BTU/h | Electric resistance | Single Package | Through the wall air cooled≤30,000 BTU/hElectric resistanceSingle Package | 12 | SEER
Through the wall air cooled | ≤30,000 BTU/h | None | Single Package | Through the wall air cooled≤30,000 BTU/hNoneSingle Package | 12 | SEER
Through the wall air cooled | ≤30,000 BTU/h | Other | Single Package | Through the wall air cooled≤30,000 BTU/hOtherSingle Package | 12 | SEER
Through the wall air cooled | ≤30,000 BTU/h | Electric resistance | Split System | Through the wall air cooled≤30,000 BTU/hElectric resistanceSplit System | 12 | SEER
Through the wall air cooled | ≤30,000 BTU/h | None | Split System | Through the wall air cooled≤30,000 BTU/hNoneSplit System | 12 | SEER
Through the wall air cooled | ≤30,000 BTU/h | Other | Split System | Through the wall air cooled≤30,000 BTU/hOtherSplit System | 12 | SEER
Air cooled | ≥65,000 BTU/h and <135,000 BTU/h | Electric resistance | Single Package | Air cooled≥65,000 BTU/h and <135,000 BTU/hElectric resistanceSingle Package | 11.2 | EER
Air cooled | ≥65,000 BTU/h and <135,000 BTU/h | None | Single Package | Air cooled≥65,000 BTU/h and <135,000 BTU/hNoneSingle Package | 11.2 | EER
Air cooled | ≥65,000 BTU/h and <135,000 BTU/h | Other | Single Package | Air cooled≥65,000 BTU/h and <135,000 BTU/hOtherSingle Package | 11 | EER
Air cooled | ≥65,000 BTU/h and <135,000 BTU/h | Electric resistance | Split System | Air cooled≥65,000 BTU/h and <135,000 BTU/hElectric resistanceSplit System | 11.2 | EER
Air cooled | ≥65,000 BTU/h and <135,000 BTU/h | None | Split System | Air cooled≥65,000 BTU/h and <135,000 BTU/hNoneSplit System | 11.2 | EER
Air cooled | ≥65,000 BTU/h and <135,000 BTU/h | Other | Split System | Air cooled≥65,000 BTU/h and <135,000 BTU/hOtherSplit System | 11 | EER
Air cooled | ≥135,000 BTU/h and <240,000 BTU/h | Electric resistance | Single Package | Air cooled≥135,000 BTU/h and <240,000 BTU/hElectric resistanceSingle Package | 11 | EER
Air cooled | ≥135,000 BTU/h and <240,000 BTU/h | None | Single Package | Air cooled≥135,000 BTU/h and <240,000 BTU/hNoneSingle Package | 11 | EER
Air cooled | ≥135,000 BTU/h and <240,000 BTU/h | Other | Single Package | Air cooled≥135,000 BTU/h and <240,000 BTU/hOtherSingle Package | 10.8 | EER
Air cooled | ≥135,000 BTU/h and <240,000 BTU/h | Electric resistance | Split System | Air cooled≥135,000 BTU/h and <240,000 BTU/hElectric resistanceSplit System | 11 | EER
Air cooled | ≥135,000 BTU/h and <240,000 BTU/h | None | Split System | Air cooled≥135,000 BTU/h and <240,000 BTU/hNoneSplit System | 11 | EER
Air cooled | ≥135,000 BTU/h and <240,000 BTU/h | Other | Split System | Air cooled≥135,000 BTU/h and <240,000 BTU/hOtherSplit System | 10.8 | EER
Air cooled | ≥240,000 BTU/h and <760,000 BTU/h | Electric resistance | Single Package | Air cooled≥240,000 BTU/h and <760,000 BTU/hElectric resistanceSingle Package | 10 | EER
Air cooled | ≥240,000 BTU/h and <760,000 BTU/h | None | Single Package | Air cooled≥240,000 BTU/h and <760,000 BTU/hNoneSingle Package | 10 | EER
Air cooled | ≥240,000 BTU/h and <760,000 BTU/h | Other | Single Package | Air cooled≥240,000 BTU/h and <760,000 BTU/hOtherSingle Package | 9.8 | EER
Air cooled | ≥240,000 BTU/h and <760,000 BTU/h | Electric resistance | Split System | Air cooled≥240,000 BTU/h and <760,000 BTU/hElectric resistanceSplit System | 10 | EER
Air cooled | ≥240,000 BTU/h and <760,000 BTU/h | None | Split System | Air cooled≥240,000 BTU/h and <760,000 BTU/hNoneSplit System | 10 | EER
Air cooled | ≥240,000 BTU/h and <760,000 BTU/h | Other | Split System | Air cooled≥240,000 BTU/h and <760,000 BTU/hOtherSplit System | 9.8 | EER
Air cooled | ≥760,000 BTU/h | Electric resistance | Single Package | Air cooled≥760,000 BTU/hElectric resistanceSingle Package | 9.7 | EER
Air cooled | ≥760,000 BTU/h | None | Single Package | Air cooled≥760,000 BTU/hNoneSingle Package | 9.7 | EER
Air cooled | ≥760,000 BTU/h | Other | Single Package | Air cooled≥760,000 BTU/hOtherSingle Package | 9.5 | EER
Air cooled | ≥760,000 BTU/h | Electric resistance | Split System | Air cooled≥760,000 BTU/hElectric resistanceSplit System | 9.7 | EER
Air cooled | ≥760,000 BTU/h | None | Split System | Air cooled≥760,000 BTU/hNoneSplit System | 9.7 | EER
Air cooled | ≥760,000 BTU/h | Other | Split System | Air cooled≥760,000 BTU/hOtherSplit System | 9.5 | EER
Water cooled | <65,000 BTU/h | Electric resistance | Single Package | Water cooled<65,000 BTU/hElectric resistanceSingle Package | 12.1 | EER
Water cooled | <65,000 BTU/h | None | Single Package | Water cooled<65,000 BTU/hNoneSingle Package | 12.1 | EER
Water cooled | <65,000 BTU/h | Other | Single Package | Water cooled<65,000 BTU/hOtherSingle Package | 12.1 | EER
Water cooled | <65,000 BTU/h | Electric resistance | Split System | Water cooled<65,000 BTU/hElectric resistanceSplit System | 12.1 | EER
Water cooled | <65,000 BTU/h | None | Split System | Water cooled<65,000 BTU/hNoneSplit System | 12.1 | EER
Water cooled | <65,000 BTU/h | Other | Split System | Water cooled<65,000 BTU/hOtherSplit System | 12.1 | EER
Water cooled | ≥65,000 BTU/h and <135,000 BTU/h | Electric resistance | Single Package | Water cooled≥65,000 BTU/h and <135,000 BTU/hElectric resistanceSingle Package | 12.1 | EER
Water cooled | ≥65,000 BTU/h and <135,000 BTU/h | None | Single Package | Water cooled≥65,000 BTU/h and <135,000 BTU/hNoneSingle Package | 12.1 | EER
Water cooled | ≥65,000 BTU/h and <135,000 BTU/h | Other | Single Package | Water cooled≥65,000 BTU/h and <135,000 BTU/hOtherSingle Package | 11.9 | EER
Water cooled | ≥65,000 BTU/h and <135,000 BTU/h | Electric resistance | Split System | Water cooled≥65,000 BTU/h and <135,000 BTU/hElectric resistanceSplit System | 12.1 | EER
Water cooled | ≥65,000 BTU/h and <135,000 BTU/h | None | Split System | Water cooled≥65,000 BTU/h and <135,000 BTU/hNoneSplit System | 12.1 | EER
Water cooled | ≥65,000 BTU/h and <135,000 BTU/h | Other | Split System | Water cooled≥65,000 BTU/h and <135,000 BTU/hOtherSplit System | 11.9 | EER
Water cooled | ≥135,000 BTU/h and <240,000 BTU/h | Electric resistance | Single Package | Water cooled≥135,000 BTU/h and <240,000 BTU/hElectric resistanceSingle Package | 12.5 | EER
Water cooled | ≥135,000 BTU/h and <240,000 BTU/h | None | Single Package | Water cooled≥135,000 BTU/h and <240,000 BTU/hNoneSingle Package | 12.5 | EER
Water cooled | ≥135,000 BTU/h and <240,000 BTU/h | Other | Single Package | Water cooled≥135,000 BTU/h and <240,000 BTU/hOtherSingle Package | 12.3 | EER
Water cooled | ≥135,000 BTU/h and <240,000 BTU/h | Electric resistance | Split System | Water cooled≥135,000 BTU/h and <240,000 BTU/hElectric resistanceSplit System | 12.5 | EER
Water cooled | ≥135,000 BTU/h and <240,000 BTU/h | None | Split System | Water cooled≥135,000 BTU/h and <240,000 BTU/hNoneSplit System | 12.5 | EER
Water cooled | ≥135,000 BTU/h and <240,000 BTU/h | Other | Split System | Water cooled≥135,000 BTU/h and <240,000 BTU/hOtherSplit System | 12.3 | EER
Water cooled | ≥240,000 BTU/h and <760,000 BTU/h | Electric resistance | Single Package | Water cooled≥240,000 BTU/h and <760,000 BTU/hElectric resistanceSingle Package | 12.4 | EER
Water cooled | ≥240,000 BTU/h and <760,000 BTU/h | None | Single Package | Water cooled≥240,000 BTU/h and <760,000 BTU/hNoneSingle Package | 12.4 | EER
Water cooled | ≥240,000 BTU/h and <760,000 BTU/h | Other | Single Package | Water cooled≥240,000 BTU/h and <760,000 BTU/hOtherSingle Package | 12.2 | EER
Water cooled | ≥240,000 BTU/h and <760,000 BTU/h | Electric resistance | Split System | Water cooled≥240,000 BTU/h and <760,000 BTU/hElectric resistanceSplit System | 12.4 | EER
Water cooled | ≥240,000 BTU/h and <760,000 BTU/h | None | Split System | Water cooled≥240,000 BTU/h and <760,000 BTU/hNoneSplit System | 12.4 | EER
Water cooled | ≥240,000 BTU/h and <760,000 BTU/h | Other | Split System | Water cooled≥240,000 BTU/h and <760,000 BTU/hOtherSplit System | 12.2 | EER
Water cooled | ≥760,000 BTU/h | Electric resistance | Single Package | Water cooled≥760,000 BTU/hElectric resistanceSingle Package | 12.2 | EER
Water cooled | ≥760,000 BTU/h | None | Single Package | Water cooled≥760,000 BTU/hNoneSingle Package | 12.2 | EER
Water cooled | ≥760,000 BTU/h | Other | Single Package | Water cooled≥760,000 BTU/hOtherSingle Package | 12 | EER
Water cooled | ≥760,000 BTU/h | Electric resistance | Split System | Water cooled≥760,000 BTU/hElectric resistanceSplit System | 12.2 | EER
Water cooled | ≥760,000 BTU/h | None | Split System | Water cooled≥760,000 BTU/hNoneSplit System | 12.2 | EER
Water cooled | ≥760,000 BTU/h | Other | Split System | Water cooled≥760,000 BTU/hOtherSplit System | 12 | EER
Evaporatively cooled | <65,000 BTU/h | Electric resistance | Single Package | Evaporatively cooled<65,000 BTU/hElectric resistanceSingle Package | 12.1 | EER
Evaporatively cooled | <65,000 BTU/h | None | Single Package | Evaporatively cooled<65,000 BTU/hNoneSingle Package | 12.1 | EER
Evaporatively cooled | <65,000 BTU/h | Other | Single Package | Evaporatively cooled<65,000 BTU/hOtherSingle Package | 12.1 | EER
Evaporatively cooled | <65,000 BTU/h | Electric resistance | Split System | Evaporatively cooled<65,000 BTU/hElectric resistanceSplit System | 12.1 | EER
Evaporatively cooled | <65,000 BTU/h | None | Split System | Evaporatively cooled<65,000 BTU/hNoneSplit System | 12.1 | EER
Evaporatively cooled | <65,000 BTU/h | Other | Split System | Evaporatively cooled<65,000 BTU/hOtherSplit System | 12.1 | EER
Evaporatively cooled | ≥65,000 BTU/h and <135,000 BTU/h | Electric resistance | Single Package | Evaporatively cooled≥65,000 BTU/h and <135,000 BTU/hElectric resistanceSingle Package | 12.1 | EER
Evaporatively cooled | ≥65,000 BTU/h and <135,000 BTU/h | None | Single Package | Evaporatively cooled≥65,000 BTU/h and <135,000 BTU/hNoneSingle Package | 12.1 | EER
Evaporatively cooled | ≥65,000 BTU/h and <135,000 BTU/h | Other | Single Package | Evaporatively cooled≥65,000 BTU/h and <135,000 BTU/hOtherSingle Package | 11.9 | EER
Evaporatively cooled | ≥65,000 BTU/h and <135,000 BTU/h | Electric resistance | Split System | Evaporatively cooled≥65,000 BTU/h and <135,000 BTU/hElectric resistanceSplit System | 12.1 | EER
Evaporatively cooled | ≥65,000 BTU/h and <135,000 BTU/h | None | Split System | Evaporatively cooled≥65,000 BTU/h and <135,000 BTU/hNoneSplit System | 12.1 | EER
Evaporatively cooled | ≥65,000 BTU/h and <135,000 BTU/h | Other | Split System | Evaporatively cooled≥65,000 BTU/h and <135,000 BTU/hOtherSplit System | 11.9 | EER
Evaporatively cooled | ≥135,000 BTU/h and <240,000 BTU/h | Electric resistance | Single Package | Evaporatively cooled≥135,000 BTU/h and <240,000 BTU/hElectric resistanceSingle Package | 12 | EER
Evaporatively cooled | ≥135,000 BTU/h and <240,000 BTU/h | None | Single Package | Evaporatively cooled≥135,000 BTU/h and <240,000 BTU/hNoneSingle Package | 12 | EER
Evaporatively cooled | ≥135,000 BTU/h and <240,000 BTU/h | Other | Single Package | Evaporatively cooled≥135,000 BTU/h and <240,000 BTU/hOtherSingle Package | 11.8 | EER
Evaporatively cooled | ≥135,000 BTU/h and <240,000 BTU/h | Electric resistance | Split System | Evaporatively cooled≥135,000 BTU/h and <240,000 BTU/hElectric resistanceSplit System | 12 | EER
Evaporatively cooled | ≥135,000 BTU/h and <240,000 BTU/h | None | Split System | Evaporatively cooled≥135,000 BTU/h and <240,000 BTU/hNoneSplit System | 12 | EER
Evaporatively cooled | ≥135,000 BTU/h and <240,000 BTU/h | Other | Split System | Evaporatively cooled≥135,000 BTU/h and <240,000 BTU/hOtherSplit System | 11.8 | EER
Evaporatively cooled | ≥240,000 BTU/h and <760,000 BTU/h | Electric resistance | Single Package | Evaporatively cooled≥240,000 BTU/h and <760,000 BTU/hElectric resistanceSingle Package | 11.9 | EER
Evaporatively cooled | ≥240,000 BTU/h and <760,000 BTU/h | None | Single Package | Evaporatively cooled≥240,000 BTU/h and <760,000 BTU/hNoneSingle Package | 11.9 | EER
Evaporatively cooled | ≥240,000 BTU/h and <760,000 BTU/h | Other | Single Package | Evaporatively cooled≥240,000 BTU/h and <760,000 BTU/hOtherSingle Package | 11.7 | EER
Evaporatively cooled | ≥240,000 BTU/h and <760,000 BTU/h | Electric resistance | Split System | Evaporatively cooled≥240,000 BTU/h and <760,000 BTU/hElectric resistanceSplit System | 11.9 | EER
Evaporatively cooled | ≥240,000 BTU/h and <760,000 BTU/h | None | Split System | Evaporatively cooled≥240,000 BTU/h and <760,000 BTU/hNoneSplit System | 11.9 | EER
Evaporatively cooled | ≥240,000 BTU/h and <760,000 BTU/h | Other | Split System | Evaporatively cooled≥240,000 BTU/h and <760,000 BTU/hOtherSplit System | 11.7 | EER
Evaporatively cooled | ≥760,000 BTU/h | Electric resistance | Single Package | Evaporatively cooled≥760,000 BTU/hElectric resistanceSingle Package | 11.7 | EER
Evaporatively cooled | ≥760,000 BTU/h | None | Single Package | Evaporatively cooled≥760,000 BTU/hNoneSingle Package | 11.7 | EER
Evaporatively cooled | ≥760,000 BTU/h | Other | Single Package | Evaporatively cooled≥760,000 BTU/hOtherSingle Package | 11.5 | EER
Evaporatively cooled | ≥760,000 BTU/h | Electric resistance | Split System | Evaporatively cooled≥760,000 BTU/hElectric resistanceSplit System | 11.7 | EER
Evaporatively cooled | ≥760,000 BTU/h | None | Split System | Evaporatively cooled≥760,000 BTU/hNoneSplit System | 11.7 | EER
Evaporatively cooled | ≥760,000 BTU/h | Other | Split System | Evaporatively cooled≥760,000 BTU/hOtherSplit System | 11.5 | EER
Small Duct, High Velocity, Air Cooled | <65,000 BTU/h | Electric resistance | Split System | Small Duct, High Velocity, Air Cooled<65,000 BTU/hElectric resistanceSplit System | 11 | SEER
Small Duct, High Velocity, Air Cooled | <65,000 BTU/h | None | Split System | Small Duct, High Velocity, Air Cooled<65,000 BTU/hNoneSplit System | 11 | SEER
Small Duct, High Velocity, Air Cooled | <65,000 BTU/h | Other | Split System | Small Duct, High Velocity, Air Cooled<65,000 BTU/hOtherSplit System | 11 | SEER

## LDC Outputs (hidden)
[7 empty] | 0 | 0 | 0 | 0
ENERGY AND DEMAND SAVINGS
Measure Base Case
Base Case Maximum Summer Peak Period Demand (kW) |  |  |  | 0 | (Occurs During Summer On-Peak Period) | [5 empty] | Table 1: Time of Use Periods (hours per bin)
Base Case Summer Peak Period Demand (kW) Alternative Definition |  |  |  | 0 | (Occurs During Summer On-Peak Period)
Base Case Average Summer Peak Demand (kW) |  |  |  | 0 | (Summer On-Peak Energy/On-Peak Hours) | [5 empty] | Winter |  |  | Summer |  |  | Shoulder
Average to Peak Ratio (%) |  |  |  | 0% | [6 empty] | On-Peak | Mid-Peak | Off-Peak | On-Peak | Mid-Peak | Off-Peak | Mid-Peak | Off-Peak
[11 empty] | 130 |  |  | 396
Base Case Maximum Winter Peak Period Demand (kW) |  |  |  | 0 | (Occurs During Winter On-Peak Period)
Base Case Average Winter Peak Demand (kW) |  |  |  | 0 | (Winter On-Peak Energy/On-Peak Hours)
Average to Maximum Ratio (%) |  |  |  | 0%
Base Case Annual Electrity Consumption (kWh) |  |  |  | 0
Base Case Annual Electrity Consumption By Time of Use Period (kWh and %):
Modify kWh Profile? | No
UNIT | WINTER |  |  | SUMMER |  |  | SHOULDER |  | TOTAL
| ON-PEAK | MID-PEAK | OFF-PEAK | ON-PEAK | MID-PEAK | OFF-PEAK | MID-PEAK | OFF-PEAK
Typical kWh | 0 | #DIV/0! | 0 | 0 | #DIV/0! | 0 | #DIV/0! | 0 | #DIV/0!
% | #DIV/0! | #DIV/0! | #DIV/0! | #DIV/0! | #DIV/0! | #DIV/0! | #DIV/0! | #DIV/0! | #DIV/0!
Modified kWh | 0 | 0 | 0 | 0 | 0 | 0 | 0 | 0 | 0
Modified % | 0% | 0% | 0% | 60% | 12% | 28% | 0% | 0% | 100%
Measure CDM Option Case
CDM Option Case Maximum Summer Peak Period Demand (kW) |  |  |  | 0 | (Occurs During Summer On-Peak Period)
CDM Option Case Summer Peak Period Demand (kW) Alternative Definition |  |  |  | 0 | (Occurs During Summer On-Peak Period)
CDM Option Case Average Summer Peak Demand (kW) |  |  |  | 0 | (Summer On-Peak Energy/On-Peak Hours)
Average to Peak Ratio (%) |  |  |  | 0
CDM Option Case Maximum Winter Peak Period Demand (kW) |  |  |  | 0 | (Occurs During Winter On-Peak Period)
CDM Option Case Average Winter Peak Demand (kW) |  |  |  | 0 | (Winter On-Peak Energy/On-Peak Hours)
Average to Maximum Ratio (%) |  |  |  | 0
CDM Option Case Annual Electrity Consumption (kWh) |  |  |  | 0
CDM Option Case Annual Electrity Consumption By Time of Use Period (kWh and %):
UNIT | WINTER |  |  | SUMMER |  |  | SHOULDER |  | TOTAL
| ON-PEAK | MID-PEAK | OFF-PEAK | ON-PEAK | MID-PEAK | OFF-PEAK | MID-PEAK | OFF-PEAK
Typical kWh | 0 | #DIV/0! | 0 | 0 | #DIV/0! | 0 | #DIV/0! | 0 | #DIV/0!
% | #DIV/0! | #DIV/0! | #DIV/0! | #DIV/0! | #DIV/0! | #DIV/0! | #DIV/0! | #DIV/0! | #DIV/0!
Modified kWh | 0 | 0 | 0 | 0 | 0 | 0 | 0 | 0 | 0
Modified % | 0% | 0% | 0% | 60% | 12% | 28% | 0% | 0% | 100%
Savings Summary
Summer Peak Period Demand Savings (kW) |  |  |  | 0
Average Summer Peak Demand Savings (kW) |  |  |  | 0
Average to Peak Ratio (%) |  |  |  | 0
Maximum Winter Peak Period Demand Savings (kW) |  |  |  | 0
Average Winter Peak Demand Savings (kW) |  |  |  | 0
Average to Maximum Ratio (%) |  |  |  | 0
Annual Electrity Savings (kWh) |  |  |  | 0
Annual Electrity Savings By Time of Use Period (kWh and %):
UNIT | WINTER |  |  | SUMMER |  |  | SHOULDER |  | TOTAL
| ON-PEAK | MID-PEAK | OFF-PEAK | ON-PEAK | MID-PEAK | OFF-PEAK | MID-PEAK | OFF-PEAK
kWh | 0 | #DIV/0! | 0 | 0 | #DIV/0! | 0 | #DIV/0! | 0 | #DIV/0!
% | #DIV/0! | #DIV/0! | #DIV/0! | #DIV/0! | #DIV/0! | #DIV/0! | #DIV/0! | #DIV/0! | #DIV/0!
PROJECT ECONOMICS
Assumed Blended Electricity Rate ($/kWh): |  |  | 0 |  | Total Project Cost ($): |  |  | 0
Assumed Demand Rate ($/kW) |  |  | 0 |  | Incentive at | 800 | $/kW | 0
[5 empty] | Incentive at | 0.1 | $/kWh | #DIV/0!
Estimated Annual Energy Savings ($/year): |  |  | 0 |  | Incentive at | 0.5 | % of Capital | 0
Estimated Annual Demand Savings ($/year): |  |  | 0 |  | Actual Incentive Amount ($): |  |  | #DIV/0!
Estimated Total Annual Savings ($/year): |  |  | 0
[5 empty] | Simple Payback (without Incentive): |  |  | 0
[5 empty] | Simple Payback (with Incentive): |  |  | 0
OPA Average to Maximum Threshold Level (%) |  |  | 50%
Project Peak Summer demand exceeds Threshold Level? |  |  | NO
Annual opperating hours |  |  | 0
Base Case EER |  |  | #DIV/0!
Design Case EER |  |  | #DIV/0!

## Calculations (hidden)
To update |  |  |  |  | 0 | Hours w/ month assign |  | 0 | [8 empty] | 0 | Hours w/ Day assign |  | SUM -error | 0 | Annual operating hours (w/o hol.) |  |  | Annual operating hours (w/o hol.) | Building Type - % of unit output |  |  |  |  | 2818 | [10 empty] | % unit output | % unit output | % unit output |  | Assume % of capacity applies to Existing capacity | [7 empty] | Indoor Air Properties |  | Unit 1 | [5 empty] | #VALUE! | #VALUE! | Unit 2 | [5 empty] | #VALUE! | #VALUE! | Unit 3 | [5 empty] | #VALUE! | #VALUE! | Power rated |  |  | Power Consumed (kWh) |  | Power Consumed (kWh) |  | Power Consumed (kWh) |  | Annual Energy Savings |  |  |  | Power Consumed (kWh) |  | Annual Energy Savings
change names in this column |  |  |  |  | 0 | 0 | 0 | 0 | 0 | 0 | 0 | 0 | 0 | 0 | 0 | 0 | 0 | 0 | 0 | FALSE | 0 | 0 | 0 |  | 0 | 8760 values | [15 empty] | Selected | filtered | 1 hr recovery during cooling (adds previous hour to a mximum of 100%) Summer period only |  | % unit output |  |  |  | Outdoor Air Properties |  | Curves (Base Case) |  | Dry Bulb Temp (Tdb) °F | 75 | Base Case | Design Case | Base Case | Design Case | Base Case | Design Case |  |  | Base Case | Design Case | Base Case | Design Case | Base Case | Design Case |  |  | Base Case | Design Case | Base Case | Design Case | Base Case | Design Case |  |  | kW | kW |  | #VALUE! | #VALUE! | #VALUE! | #VALUE! | #VALUE! | #VALUE! | #VALUE! | kWh |  |  | #VALUE! | #VALUE! | #VALUE! | kWh
Day of week based on |  |  |  |  | Period 1 | 2 | 3 | Period 1 | 2 | 3 | Period 1 | 2 | 3 | Period 1 | 2 | 3 | Period 1 | 2 | 3 | 0 | Period 1 | 2 | 3 | Err Trap | 8760 filter | Office | Big Box Retail | Strip Mall Retail | Ice Pad Arenas (excld. Pad cooling) | Community Centre | Food Retail | Hotel | Restaurant | Office | Big Box Retail | Strip Mall Retail | Ice Pad Arenas (excld. Pad cooling) | Community Centre | Food Retail | Hotel | Restaurant | 8760 | 8760 |  |  | Design Case |  |  |  | Tdb | Twb | CAP_FT | EIR_FT | Humidity Ratio (W) | =WAbs(CONVERT(BV2,"F","C"),50,101.325) | Qavailible | Qavailible | PLR | PLR | EIR_FPLR | EIR_FPLR | Base Case | Design Case | Qavailible | Qavailible | PLR | PLR | EIR_FPLR | EIR_FPLR | Base Case | Design Case | Qavailible | Qavailible | PLR | PLR | EIR_FPLR | EIR_FPLR | Base Case | Design Case |  |  |  | Base Case | Design Case | Base Case | Design Case | Base Case | Design Case | Delta Power |  |  | 0 | Base Case | Design Case | Delta Power
2011 | Month | Day | Hour |  | 1 if month in period |  |  | Edgemonth is same |  |  | 1st month entered |  |  | 2nd month entered |  |  | 1 if Day in period |  |  |  | 1 if hour in period |  |  | NO | 1 if hour is included | 464.1135 | [19 empty] | Unit 1 | Unit 2 | Unit 3 |  | °F | °F |  |  | OA Ratio (%) | 25% | (Btu/h) | (Btu/h) |  |  |  |  | z | z | (Btu/h) | (Btu/h) |  |  |  |  | z | z | (Btu/h) | (Btu/h) |  |  |  |  | z | z | Unit 1 |  |  | kW | kW | kW | kW | kW | kW | kW |  |  | 0
Saturday | 1 | 1 | 1 | 1 | 0 | 0 | 0 | 0 | 0 | 0 | 0 | 0 | 0 | 0 | 0 | 0 | 0 | 0 | 0 | 0 | 0 | 0 | 0 | 0 | 0 | 0 | 0 | 0 | 0 | 0 | 0 | 0 | 0 | 0 | 0 | 0 | 0 | 0 | 0 | 0 | 0 | 0 | 0 | 0 |  | 0 | 0 | 0 |  | #VALUE! | #VALUE! | #VALUE! | #VALUE! |  |  | #VALUE! | #VALUE! | 0 | 0 | 0.20123 | 0.20123 | #VALUE! | #VALUE! | #VALUE! | #VALUE! | 0 | 0 | 0.20123 | 0.20123 | #VALUE! | #VALUE! | #VALUE! | #VALUE! | 0 | 0 | 0.20123 | 0.20123 | #VALUE! | #VALUE! | Base Case | Design Case |  | #VALUE! | #VALUE! | #VALUE! | #VALUE! | #VALUE! | #VALUE! | #VALUE! |  | Holiday ratio | #DIV/0!
Saturday | 1 | 1 | 2 | 2 | 0 | 0 | 0 | 0 | 0 | 0 | 0 | 0 | 0 | 0 | 0 | 0 | 0 | 0 | 0 | 0 | 0 | 0 | 0 | 0 | 0 | 0 | 0 | 0 | 0 | 0 | 0 | 0 | 0 | 0 | 0 | 0 | 0 | 0 | 0 | 0 | 0 | 0 | 0 | 0 |  | 0 | 0 | 0 |  | #VALUE! | #VALUE! | #VALUE! | #VALUE! |  |  | #VALUE! | #VALUE! | 0 | 0 | 0.20123 | 0.20123 | #VALUE! | #VALUE! | #VALUE! | #VALUE! | 0 | 0 | 0.20123 | 0.20123 | #VALUE! | #VALUE! | #VALUE! | #VALUE! | 0 | 0 | 0.20123 | 0.20123 | #VALUE! | #VALUE! | 0 | 0 |  | #VALUE! | #VALUE! | #VALUE! | #VALUE! | #VALUE! | #VALUE! | #VALUE!
Saturday | 1 | 1 | 3 | 3 | 0 | 0 | 0 | 0 | 0 | 0 | 0 | 0 | 0 | 0 | 0 | 0 | 0 | 0 | 0 | 0 | 0 | 0 | 0 | 0 | 0 | 0 | 0 | 0 | 0 | 0 | 0 | 0 | 0 | 0 | 0 | 0 | 0 | 0 | 0 | 0 | 0 | 0 | 0 | 0 |  | 0 | 0 | 0 |  | #VALUE! | #VALUE! | #VALUE! | #VALUE! |  |  | #VALUE! | #VALUE! | 0 | 0 | 0.20123 | 0.20123 | #VALUE! | #VALUE! | #VALUE! | #VALUE! | 0 | 0 | 0.20123 | 0.20123 | #VALUE! | #VALUE! | #VALUE! | #VALUE! | 0 | 0 | 0.20123 | 0.20123 | #VALUE! | #VALUE! |  |  |  | #VALUE! | #VALUE! | #VALUE! | #VALUE! | #VALUE! | #VALUE! | #VALUE!
Saturday | 1 | 1 | 4 | 4 | 0 | 0 | 0 | 0 | 0 | 0 | 0 | 0 | 0 | 0 | 0 | 0 | 0 | 0 | 0 | 0 | 0 | 0 | 0 | 0 | 0 | 0 | 0 | 0 | 0 | 0 | 0 | 0 | 0 | 0 | 0 | 0 | 0 | 0 | 0 | 0 | 0 | 0 | 0 | 0 |  | 0 | 0 | 0 |  | #VALUE! | #VALUE! | #VALUE! | #VALUE! |  |  | #VALUE! | #VALUE! | 0 | 0 | 0.20123 | 0.20123 | #VALUE! | #VALUE! | #VALUE! | #VALUE! | 0 | 0 | 0.20123 | 0.20123 | #VALUE! | #VALUE! | #VALUE! | #VALUE! | 0 | 0 | 0.20123 | 0.20123 | #VALUE! | #VALUE! | Unit 2 |  |  | #VALUE! | #VALUE! | #VALUE! | #VALUE! | #VALUE! | #VALUE! | #VALUE!
Saturday | 1 | 1 | 5 | 5 | 0 | 0 | 0 | 0 | 0 | 0 | 0 | 0 | 0 | 0 | 0 | 0 | 0 | 0 | 0 | 0 | 0 | 0 | 0 | 0 | 0 | 0 | 0 | 0 | 0 | 0 | 0 | 0 | 0 | 0 | 0 | 0 | 0 | 0 | 0 | 0 | 0 | 0 | 0 | 0 |  | 0 | 0 | 0 |  | #VALUE! | #VALUE! | #VALUE! | #VALUE! |  |  | #VALUE! | #VALUE! | 0 | 0 | 0.20123 | 0.20123 | #VALUE! | #VALUE! | #VALUE! | #VALUE! | 0 | 0 | 0.20123 | 0.20123 | #VALUE! | #VALUE! | #VALUE! | #VALUE! | 0 | 0 | 0.20123 | 0.20123 | #VALUE! | #VALUE! | Base Case | Design Case |  | #VALUE! | #VALUE! | #VALUE! | #VALUE! | #VALUE! | #VALUE! | #VALUE!
Saturday | 1 | 1 | 6 | 6 | 0 | 0 | 0 | 0 | 0 | 0 | 0 | 0 | 0 | 0 | 0 | 0 | 0 | 0 | 0 | 0 | 0 | 0 | 0 | 0 | 0 | 0 | 0 | 0 | 0 | 0 | 0 | 0 | 0 | 0 | 0 | 0 | 0 | 0 | 0 | 0 | 0 | 0 | 0 | 0 |  | 0 | 0 | 0 |  | #VALUE! | #VALUE! | #VALUE! | #VALUE! |  |  | #VALUE! | #VALUE! | 0 | 0 | 0.20123 | 0.20123 | #VALUE! | #VALUE! | #VALUE! | #VALUE! | 0 | 0 | 0.20123 | 0.20123 | #VALUE! | #VALUE! | #VALUE! | #VALUE! | 0 | 0 | 0.20123 | 0.20123 | #VALUE! | #VALUE! | 0 | 0 |  | #VALUE! | #VALUE! | #VALUE! | #VALUE! | #VALUE! | #VALUE! | #VALUE!
Saturday | 1 | 1 | 7 | 7 | 0 | 0 | 0 | 0 | 0 | 0 | 0 | 0 | 0 | 0 | 0 | 0 | 0 | 0 | 0 | 0 | 0 | 0 | 0 | 0 | 0 | 0 | 0 | 0 | 0 | 0 | 0 | 0 | 0 | 0 | 0 | 0 | 0 | 0 | 0 | 0 | 0 | 0 | 0 | 0 |  | 0 | 0 | 0 |  | #VALUE! | #VALUE! | #VALUE! | #VALUE! |  |  | #VALUE! | #VALUE! | 0 | 0 | 0.20123 | 0.20123 | #VALUE! | #VALUE! | #VALUE! | #VALUE! | 0 | 0 | 0.20123 | 0.20123 | #VALUE! | #VALUE! | #VALUE! | #VALUE! | 0 | 0 | 0.20123 | 0.20123 | #VALUE! | #VALUE! |  |  |  | #VALUE! | #VALUE! | #VALUE! | #VALUE! | #VALUE! | #VALUE! | #VALUE!
Saturday | 1 | 1 | 8 | 8 | 0 | 0 | 0 | 0 | 0 | 0 | 0 | 0 | 0 | 0 | 0 | 0 | 0 | 0 | 0 | 0 | 0 | 0 | 0 | 0 | 0 | 0 | 0 | 0 | 0 | 0 | 0 | 0 | 0 | 0 | 0 | 0 | 0 | 0 | 0 | 0 | 0 | 0 | 0 | 0 |  | 0 | 0 | 0 |  | #VALUE! | #VALUE! | #VALUE! | #VALUE! |  |  | #VALUE! | #VALUE! | 0 | 0 | 0.20123 | 0.20123 | #VALUE! | #VALUE! | #VALUE! | #VALUE! | 0 | 0 | 0.20123 | 0.20123 | #VALUE! | #VALUE! | #VALUE! | #VALUE! | 0 | 0 | 0.20123 | 0.20123 | #VALUE! | #VALUE! | Unit 3 |  |  | #VALUE! | #VALUE! | #VALUE! | #VALUE! | #VALUE! | #VALUE! | #VALUE!
Saturday | 1 | 1 | 9 | 9 | 0 | 0 | 0 | 0 | 0 | 0 | 0 | 0 | 0 | 0 | 0 | 0 | 0 | 0 | 0 | 0 | 0 | 0 | 0 | 0 | 0 | 0 | 0 | 0 | 0 | 0 | 0 | 0 | 0 | 0 | 0 | 0 | 0 | 0 | 0 | 0 | 0 | 0 | 0 | 0 |  | 0 | 0 | 0 |  | #VALUE! | #VALUE! | #VALUE! | #VALUE! |  |  | #VALUE! | #VALUE! | 0 | 0 | 0.20123 | 0.20123 | #VALUE! | #VALUE! | #VALUE! | #VALUE! | 0 | 0 | 0.20123 | 0.20123 | #VALUE! | #VALUE! | #VALUE! | #VALUE! | 0 | 0 | 0.20123 | 0.20123 | #VALUE! | #VALUE! | Base Case | Design Case |  | #VALUE! | #VALUE! | #VALUE! | #VALUE! | #VALUE! | #VALUE! | #VALUE!
Saturday | 1 | 1 | 10 | 10 | 0 | 0 | 0 | 0 | 0 | 0 | 0 | 0 | 0 | 0 | 0 | 0 | 0 | 0 | 0 | 0 | 0 | 0 | 0 | 0 | 0 | 0 | 0 | 0 | 0 | 0 | 0 | 0 | 0 | 0 | 0 | 0 | 0 | 0 | 0 | 0 | 0 | 0 | 0 | 0 |  | 0 | 0 | 0 |  | #VALUE! | #VALUE! | #VALUE! | #VALUE! |  |  | #VALUE! | #VALUE! | 0 | 0 | 0.20123 | 0.20123 | #VALUE! | #VALUE! | #VALUE! | #VALUE! | 0 | 0 | 0.20123 | 0.20123 | #VALUE! | #VALUE! | #VALUE! | #VALUE! | 0 | 0 | 0.20123 | 0.20123 | #VALUE! | #VALUE! | 0 | 0 |  | #VALUE! | #VALUE! | #VALUE! | #VALUE! | #VALUE! | #VALUE! | #VALUE!
Saturday | 1 | 1 | 11 | 11 | 0 | 0 | 0 | 0 | 0 | 0 | 0 | 0 | 0 | 0 | 0 | 0 | 0 | 0 | 0 | 0 | 0 | 0 | 0 | 0 | 0 | 0 | 0 | 0 | 0 | 0 | 0 | 0 | 0 | 0 | 0 | 0 | 0 | 0 | 0 | 0 | 0 | 0 | 0 | 0 |  | 0 | 0 | 0 |  | #VALUE! | #VALUE! | #VALUE! | #VALUE! |  |  | #VALUE! | #VALUE! | 0 | 0 | 0.20123 | 0.20123 | #VALUE! | #VALUE! | #VALUE! | #VALUE! | 0 | 0 | 0.20123 | 0.20123 | #VALUE! | #VALUE! | #VALUE! | #VALUE! | 0 | 0 | 0.20123 | 0.20123 | #VALUE! | #VALUE! |  |  |  | #VALUE! | #VALUE! | #VALUE! | #VALUE! | #VALUE! | #VALUE! | #VALUE!
Saturday | 1 | 1 | 12 | 12 | 0 | 0 | 0 | 0 | 0 | 0 | 0 | 0 | 0 | 0 | 0 | 0 | 0 | 0 | 0 | 0 | 0 | 0 | 0 | 0 | 0 | 0 | 0 | 0 | 0 | 0 | 0 | 0 | 0 | 0 | 0 | 0 | 0 | 0 | 0 | 0 | 0 | 0 | 0 | 0 |  | 0 | 0 | 0 |  | #VALUE! | #VALUE! | #VALUE! | #VALUE! |  |  | #VALUE! | #VALUE! | 0 | 0 | 0.20123 | 0.20123 | #VALUE! | #VALUE! | #VALUE! | #VALUE! | 0 | 0 | 0.20123 | 0.20123 | #VALUE! | #VALUE! | #VALUE! | #VALUE! | 0 | 0 | 0.20123 | 0.20123 | #VALUE! | #VALUE! |  |  |  | #VALUE! | #VALUE! | #VALUE! | #VALUE! | #VALUE! | #VALUE! | #VALUE!
Saturday | 1 | 1 | 13 | 13 | 0 | 0 | 0 | 0 | 0 | 0 | 0 | 0 | 0 | 0 | 0 | 0 | 0 | 0 | 0 | 0 | 0 | 0 | 0 | 0 | 0 | 0 | 0 | 0 | 0 | 0 | 0 | 0 | 0 | 0 | 0 | 0 | 0 | 0 | 0 | 0 | 0 | 0 | 0 | 0 |  | 0 | 0 | 0 |  | #VALUE! | #VALUE! | #VALUE! | #VALUE! |  |  | #VALUE! | #VALUE! | 0 | 0 | 0.20123 | 0.20123 | #VALUE! | #VALUE! | #VALUE! | #VALUE! | 0 | 0 | 0.20123 | 0.20123 | #VALUE! | #VALUE! | #VALUE! | #VALUE! | 0 | 0 | 0.20123 | 0.20123 | #VALUE! | #VALUE! |  |  |  | #VALUE! | #VALUE! | #VALUE! | #VALUE! | #VALUE! | #VALUE! | #VALUE!
Saturday | 1 | 1 | 14 | 14 | 0 | 0 | 0 | 0 | 0 | 0 | 0 | 0 | 0 | 0 | 0 | 0 | 0 | 0 | 0 | 0 | 0 | 0 | 0 | 0 | 0 | 0 | 0 | 0 | 0 | 0 | 0 | 0 | 0 | 0 | 0 | 0 | 0 | 0 | 0 | 0 | 0 | 0 | 0 | 0 |  | 0 | 0 | 0 |  | #VALUE! | #VALUE! | #VALUE! | #VALUE! |  |  | #VALUE! | #VALUE! | 0 | 0 | 0.20123 | 0.20123 | #VALUE! | #VALUE! | #VALUE! | #VALUE! | 0 | 0 | 0.20123 | 0.20123 | #VALUE! | #VALUE! | #VALUE! | #VALUE! | 0 | 0 | 0.20123 | 0.20123 | #VALUE! | #VALUE! |  |  |  | #VALUE! | #VALUE! | #VALUE! | #VALUE! | #VALUE! | #VALUE! | #VALUE!
Saturday | 1 | 1 | 15 | 15 | 0 | 0 | 0 | 0 | 0 | 0 | 0 | 0 | 0 | 0 | 0 | 0 | 0 | 0 | 0 | 0 | 0 | 0 | 0 | 0 | 0 | 0 | 0 | 0 | 0 | 0 | 0 | 0 | 0 | 0 | 0 | 0 | 0 | 0 | 0 | 0 | 0 | 0 | 0 | 0 |  | 0 | 0 | 0 |  | #VALUE! | #VALUE! | #VALUE! | #VALUE! |  |  | #VALUE! | #VALUE! | 0 | 0 | 0.20123 | 0.20123 | #VALUE! | #VALUE! | #VALUE! | #VALUE! | 0 | 0 | 0.20123 | 0.20123 | #VALUE! | #VALUE! | #VALUE! | #VALUE! | 0 | 0 | 0.20123 | 0.20123 | #VALUE! | #VALUE! |  |  |  | #VALUE! | #VALUE! | #VALUE! | #VALUE! | #VALUE! | #VALUE! | #VALUE!
Saturday | 1 | 1 | 16 | 16 | 0 | 0 | 0 | 0 | 0 | 0 | 0 | 0 | 0 | 0 | 0 | 0 | 0 | 0 | 0 | 0 | 0 | 0 | 0 | 0 | 0 | 0 | 0 | 0 | 0 | 0 | 0 | 0 | 0 | 0 | 0 | 0 | 0 | 0 | 0 | 0 | 0 | 0 | 0 | 0 |  | 0 | 0 | 0 |  | #VALUE! | #VALUE! | #VALUE! | #VALUE! |  |  | #VALUE! | #VALUE! | 0 | 0 | 0.20123 | 0.20123 | #VALUE! | #VALUE! | #VALUE! | #VALUE! | 0 | 0 | 0.20123 | 0.20123 | #VALUE! | #VALUE! | #VALUE! | #VALUE! | 0 | 0 | 0.20123 | 0.20123 | #VALUE! | #VALUE! |  |  |  | #VALUE! | #VALUE! | #VALUE! | #VALUE! | #VALUE! | #VALUE! | #VALUE!
Saturday | 1 | 1 | 17 | 17 | 0 | 0 | 0 | 0 | 0 | 0 | 0 | 0 | 0 | 0 | 0 | 0 | 0 | 0 | 0 | 0 | 0 | 0 | 0 | 0 | 0 | 0 | 0 | 0 | 0 | 0 | 0 | 0 | 0 | 0 | 0 | 0 | 0 | 0 | 0 | 0 | 0 | 0 | 0 | 0 |  | 0 | 0 | 0 |  | #VALUE! | #VALUE! | #VALUE! | #VALUE! |  |  | #VALUE! | #VALUE! | 0 | 0 | 0.20123 | 0.20123 | #VALUE! | #VALUE! | #VALUE! | #VALUE! | 0 | 0 | 0.20123 | 0.20123 | #VALUE! | #VALUE! | #VALUE! | #VALUE! | 0 | 0 | 0.20123 | 0.20123 | #VALUE! | #VALUE! |  |  |  | #VALUE! | #VALUE! | #VALUE! | #VALUE! | #VALUE! | #VALUE! | #VALUE!
Saturday | 1 | 1 | 18 | 18 | 0 | 0 | 0 | 0 | 0 | 0 | 0 | 0 | 0 | 0 | 0 | 0 | 0 | 0 | 0 | 0 | 0 | 0 | 0 | 0 | 0 | 0 | 0 | 0 | 0 | 0 | 0 | 0 | 0 | 0 | 0 | 0 | 0 | 0 | 0 | 0 | 0 | 0 | 0 | 0 |  | 0 | 0 | 0 |  | #VALUE! | #VALUE! | #VALUE! | #VALUE! |  |  | #VALUE! | #VALUE! | 0 | 0 | 0.20123 | 0.20123 | #VALUE! | #VALUE! | #VALUE! | #VALUE! | 0 | 0 | 0.20123 | 0.20123 | #VALUE! | #VALUE! | #VALUE! | #VALUE! | 0 | 0 | 0.20123 | 0.20123 | #VALUE! | #VALUE! |  |  |  | #VALUE! | #VALUE! | #VALUE! | #VALUE! | #VALUE! | #VALUE! | #VALUE!
Saturday | 1 | 1 | 19 | 19 | 0 | 0 | 0 | 0 | 0 | 0 | 0 | 0 | 0 | 0 | 0 | 0 | 0 | 0 | 0 | 0 | 0 | 0 | 0 | 0 | 0 | 0 | 0 | 0 | 0 | 0 | 0 | 0 | 0 | 0 | 0 | 0 | 0 | 0 | 0 | 0 | 0 | 0 | 0 | 0 |  | 0 | 0 | 0 |  | #VALUE! | #VALUE! | #VALUE! | #VALUE! |  |  | #VALUE! | #VALUE! | 0 | 0 | 0.20123 | 0.20123 | #VALUE! | #VALUE! | #VALUE! | #VALUE! | 0 | 0 | 0.20123 | 0.20123 | #VALUE! | #VALUE! | #VALUE! | #VALUE! | 0 | 0 | 0.20123 | 0.20123 | #VALUE! | #VALUE! |  |  |  | #VALUE! | #VALUE! | #VALUE! | #VALUE! | #VALUE! | #VALUE! | #VALUE!
Saturday | 1 | 1 | 20 | 20 | 0 | 0 | 0 | 0 | 0 | 0 | 0 | 0 | 0 | 0 | 0 | 0 | 0 | 0 | 0 | 0 | 0 | 0 | 0 | 0 | 0 | 0 | 0 | 0 | 0 | 0 | 0 | 0 | 0 | 0 | 0 | 0 | 0 | 0 | 0 | 0 | 0 | 0 | 0 | 0 |  | 0 | 0 | 0 |  | #VALUE! | #VALUE! | #VALUE! | #VALUE! |  |  | #VALUE! | #VALUE! | 0 | 0 | 0.20123 | 0.20123 | #VALUE! | #VALUE! | #VALUE! | #VALUE! | 0 | 0 | 0.20123 | 0.20123 | #VALUE! | #VALUE! | #VALUE! | #VALUE! | 0 | 0 | 0.20123 | 0.20123 | #VALUE! | #VALUE! |  |  |  | #VALUE! | #VALUE! | #VALUE! | #VALUE! | #VALUE! | #VALUE! | #VALUE!
Saturday | 1 | 1 | 21 | 21 | 0 | 0 | 0 | 0 | 0 | 0 | 0 | 0 | 0 | 0 | 0 | 0 | 0 | 0 | 0 | 0 | 0 | 0 | 0 | 0 | 0 | 0 | 0 | 0 | 0 | 0 | 0 | 0 | 0 | 0 | 0 | 0 | 0 | 0 | 0 | 0 | 0 | 0 | 0 | 0 |  | 0 | 0 | 0 |  | #VALUE! | #VALUE! | #VALUE! | #VALUE! |  |  | #VALUE! | #VALUE! | 0 | 0 | 0.20123 | 0.20123 | #VALUE! | #VALUE! | #VALUE! | #VALUE! | 0 | 0 | 0.20123 | 0.20123 | #VALUE! | #VALUE! | #VALUE! | #VALUE! | 0 | 0 | 0.20123 | 0.20123 | #VALUE! | #VALUE! |  |  |  | #VALUE! | #VALUE! | #VALUE! | #VALUE! | #VALUE! | #VALUE! | #VALUE!
Saturday | 1 | 1 | 22 | 22 | 0 | 0 | 0 | 0 | 0 | 0 | 0 | 0 | 0 | 0 | 0 | 0 | 0 | 0 | 0 | 0 | 0 | 0 | 0 | 0 | 0 | 0 | 0 | 0 | 0 | 0 | 0 | 0 | 0 | 0 | 0 | 0 | 0 | 0 | 0 | 0 | 0 | 0 | 0 | 0 |  | 0 | 0 | 0 |  | #VALUE! | #VALUE! | #VALUE! | #VALUE! |  |  | #VALUE! | #VALUE! | 0 | 0 | 0.20123 | 0.20123 | #VALUE! | #VALUE! | #VALUE! | #VALUE! | 0 | 0 | 0.20123 | 0.20123 | #VALUE! | #VALUE! | #VALUE! | #VALUE! | 0 | 0 | 0.20123 | 0.20123 | #VALUE! | #VALUE! |  |  |  | #VALUE! | #VALUE! | #VALUE! | #VALUE! | #VALUE! | #VALUE! | #VALUE!
Saturday | 1 | 1 | 23 | 23 | 0 | 0 | 0 | 0 | 0 | 0 | 0 | 0 | 0 | 0 | 0 | 0 | 0 | 0 | 0 | 0 | 0 | 0 | 0 | 0 | 0 | 0 | 0 | 0 | 0 | 0 | 0 | 0 | 0 | 0 | 0 | 0 | 0 | 0 | 0 | 0 | 0 | 0 | 0 | 0 |  | 0 | 0 | 0 |  | #VALUE! | #VALUE! | #VALUE! | #VALUE! |  |  | #VALUE! | #VALUE! | 0 | 0 | 0.20123 | 0.20123 | #VALUE! | #VALUE! | #VALUE! | #VALUE! | 0 | 0 | 0.20123 | 0.20123 | #VALUE! | #VALUE! | #VALUE! | #VALUE! | 0 | 0 | 0.20123 | 0.20123 | #VALUE! | #VALUE! |  |  |  | #VALUE! | #VALUE! | #VALUE! | #VALUE! | #VALUE! | #VALUE! | #VALUE!
Saturday | 1 | 1 | 24 | 24 | 0 | 0 | 0 | 0 | 0 | 0 | 0 | 0 | 0 | 0 | 0 | 0 | 0 | 0 | 0 | 0 | 0 | 0 | 0 | 0 | 0 | 0 | 0 | 0 | 0 | 0 | 0 | 0 | 0 | 0 | 0 | 0 | 0 | 0 | 0 | 0 | 0 | 0 | 0 | 0 |  | 0 | 0 | 0 |  | #VALUE! | #VALUE! | #VALUE! | #VALUE! |  |  | #VALUE! | #VALUE! | 0 | 0 | 0.20123 | 0.20123 | #VALUE! | #VALUE! | #VALUE! | #VALUE! | 0 | 0 | 0.20123 | 0.20123 | #VALUE! | #VALUE! | #VALUE! | #VALUE! | 0 | 0 | 0.20123 | 0.20123 | #VALUE! | #VALUE! |  |  |  | #VALUE! | #VALUE! | #VALUE! | #VALUE! | #VALUE! | #VALUE! | #VALUE!
Sunday | 1 | 2 | 1 | 25 | 0 | 0 | 0 | 0 | 0 | 0 | 0 | 0 | 0 | 0 | 0 | 0 | 0 | 0 | 0 | 0 | 0 | 0 | 0 | 0 | 0 | 0 | 0 | 0 | 0 | 0 | 0 | 0 | 0 | 0 | 0 | 0 | 0 | 0 | 0 | 0 | 0 | 0 | 0 | 0 |  | 0 | 0 | 0 |  | #VALUE! | #VALUE! | #VALUE! | #VALUE! |  |  | #VALUE! | #VALUE! | 0 | 0 | 0.20123 | 0.20123 | #VALUE! | #VALUE! | #VALUE! | #VALUE! | 0 | 0 | 0.20123 | 0.20123 | #VALUE! | #VALUE! | #VALUE! | #VALUE! | 0 | 0 | 0.20123 | 0.20123 | #VALUE! | #VALUE! |  |  |  | #VALUE! | #VALUE! | #VALUE! | #VALUE! | #VALUE! | #VALUE! | #VALUE!
Sunday | 1 | 2 | 2 | 26 | 0 | 0 | 0 | 0 | 0 | 0 | 0 | 0 | 0 | 0 | 0 | 0 | 0 | 0 | 0 | 0 | 0 | 0 | 0 | 0 | 0 | 0 | 0 | 0 | 0 | 0 | 0 | 0 | 0 | 0 | 0 | 0 | 0 | 0 | 0 | 0 | 0 | 0 | 0 | 0 |  | 0 | 0 | 0 |  | #VALUE! | #VALUE! | #VALUE! | #VALUE! |  |  | #VALUE! | #VALUE! | 0 | 0 | 0.20123 | 0.20123 | #VALUE! | #VALUE! | #VALUE! | #VALUE! | 0 | 0 | 0.20123 | 0.20123 | #VALUE! | #VALUE! | #VALUE! | #VALUE! | 0 | 0 | 0.20123 | 0.20123 | #VALUE! | #VALUE! |  |  |  | #VALUE! | #VALUE! | #VALUE! | #VALUE! | #VALUE! | #VALUE! | #VALUE!
Sunday | 1 | 2 | 3 | 27 | 0 | 0 | 0 | 0 | 0 | 0 | 0 | 0 | 0 | 0 | 0 | 0 | 0 | 0 | 0 | 0 | 0 | 0 | 0 | 0 | 0 | 0 | 0 | 0 | 0 | 0 | 0 | 0 | 0 | 0 | 0 | 0 | 0 | 0 | 0 | 0 | 0 | 0 | 0 | 0 |  | 0 | 0 | 0 |  | #VALUE! | #VALUE! | #VALUE! | #VALUE! |  |  | #VALUE! | #VALUE! | 0 | 0 | 0.20123 | 0.20123 | #VALUE! | #VALUE! | #VALUE! | #VALUE! | 0 | 0 | 0.20123 | 0.20123 | #VALUE! | #VALUE! | #VALUE! | #VALUE! | 0 | 0 | 0.20123 | 0.20123 | #VALUE! | #VALUE! |  |  |  | #VALUE! | #VALUE! | #VALUE! | #VALUE! | #VALUE! | #VALUE! | #VALUE!
Sunday | 1 | 2 | 4 | 28 | 0 | 0 | 0 | 0 | 0 | 0 | 0 | 0 | 0 | 0 | 0 | 0 | 0 | 0 | 0 | 0 | 0 | 0 | 0 | 0 | 0 | 0 | 0 | 0 | 0 | 0 | 0 | 0 | 0 | 0 | 0 | 0 | 0 | 0 | 0 | 0 | 0 | 0 | 0 | 0 |  | 0 | 0 | 0 |  | #VALUE! | #VALUE! | #VALUE! | #VALUE! |  |  | #VALUE! | #VALUE! | 0 | 0 | 0.20123 | 0.20123 | #VALUE! | #VALUE! | #VALUE! | #VALUE! | 0 | 0 | 0.20123 | 0.20123 | #VALUE! | #VALUE! | #VALUE! | #VALUE! | 0 | 0 | 0.20123 | 0.20123 | #VALUE! | #VALUE! |  |  |  | #VALUE! | #VALUE! | #VALUE! | #VALUE! | #VALUE! | #VALUE! | #VALUE!
Sunday | 1 | 2 | 5 | 29 | 0 | 0 | 0 | 0 | 0 | 0 | 0 | 0 | 0 | 0 | 0 | 0 | 0 | 0 | 0 | 0 | 0 | 0 | 0 | 0 | 0 | 0 | 0 | 0 | 0 | 0 | 0 | 0 | 0 | 0 | 0 | 0 | 0 | 0 | 0 | 0 | 0 | 0 | 0 | 0 |  | 0 | 0 | 0 |  | #VALUE! | #VALUE! | #VALUE! | #VALUE! |  |  | #VALUE! | #VALUE! | 0 | 0 | 0.20123 | 0.20123 | #VALUE! | #VALUE! | #VALUE! | #VALUE! | 0 | 0 | 0.20123 | 0.20123 | #VALUE! | #VALUE! | #VALUE! | #VALUE! | 0 | 0 | 0.20123 | 0.20123 | #VALUE! | #VALUE! |  |  |  | #VALUE! | #VALUE! | #VALUE! | #VALUE! | #VALUE! | #VALUE! | #VALUE!
Sunday | 1 | 2 | 6 | 30 | 0 | 0 | 0 | 0 | 0 | 0 | 0 | 0 | 0 | 0 | 0 | 0 | 0 | 0 | 0 | 0 | 0 | 0 | 0 | 0 | 0 | 0 | 0 | 0 | 0 | 0 | 0 | 0 | 0 | 0 | 0 | 0 | 0 | 0 | 0 | 0 | 0 | 0 | 0 | 0 |  | 0 | 0 | 0 |  | #VALUE! | #VALUE! | #VALUE! | #VALUE! |  |  | #VALUE! | #VALUE! | 0 | 0 | 0.20123 | 0.20123 | #VALUE! | #VALUE! | #VALUE! | #VALUE! | 0 | 0 | 0.20123 | 0.20123 | #VALUE! | #VALUE! | #VALUE! | #VALUE! | 0 | 0 | 0.20123 | 0.20123 | #VALUE! | #VALUE! |  |  |  | #VALUE! | #VALUE! | #VALUE! | #VALUE! | #VALUE! | #VALUE! | #VALUE!
Sunday | 1 | 2 | 7 | 31 | 0 | 0 | 0 | 0 | 0 | 0 | 0 | 0 | 0 | 0 | 0 | 0 | 0 | 0 | 0 | 0 | 0 | 0 | 0 | 0 | 0 | 0 | 0 | 0 | 0 | 0 | 0 | 0 | 0 | 0 | 0 | 0 | 0 | 0 | 0 | 0 | 0 | 0 | 0 | 0 |  | 0 | 0 | 0 |  | #VALUE! | #VALUE! | #VALUE! | #VALUE! |  |  | #VALUE! | #VALUE! | 0 | 0 | 0.20123 | 0.20123 | #VALUE! | #VALUE! | #VALUE! | #VALUE! | 0 | 0 | 0.20123 | 0.20123 | #VALUE! | #VALUE! | #VALUE! | #VALUE! | 0 | 0 | 0.20123 | 0.20123 | #VALUE! | #VALUE! |  |  |  | #VALUE! | #VALUE! | #VALUE! | #VALUE! | #VALUE! | #VALUE! | #VALUE!
Sunday | 1 | 2 | 8 | 32 | 0 | 0 | 0 | 0 | 0 | 0 | 0 | 0 | 0 | 0 | 0 | 0 | 0 | 0 | 0 | 0 | 0 | 0 | 0 | 0 | 0 | 0 | 0 | 0 | 0 | 0 | 0 | 0 | 0 | 0 | 0 | 0 | 0 | 0 | 0 | 0 | 0 | 0 | 0 | 0 |  | 0 | 0 | 0 |  | #VALUE! | #VALUE! | #VALUE! | #VALUE! |  |  | #VALUE! | #VALUE! | 0 | 0 | 0.20123 | 0.20123 | #VALUE! | #VALUE! | #VALUE! | #VALUE! | 0 | 0 | 0.20123 | 0.20123 | #VALUE! | #VALUE! | #VALUE! | #VALUE! | 0 | 0 | 0.20123 | 0.20123 | #VALUE! | #VALUE! |  |  |  | #VALUE! | #VALUE! | #VALUE! | #VALUE! | #VALUE! | #VALUE! | #VALUE!
Sunday | 1 | 2 | 9 | 33 | 0 | 0 | 0 | 0 | 0 | 0 | 0 | 0 | 0 | 0 | 0 | 0 | 0 | 0 | 0 | 0 | 0 | 0 | 0 | 0 | 0 | 0 | 0 | 0 | 0 | 0 | 0 | 0 | 0 | 0 | 0 | 0 | 0 | 0 | 0 | 0 | 0 | 0 | 0 | 0 |  | 0 | 0 | 0 |  | #VALUE! | #VALUE! | #VALUE! | #VALUE! |  |  | #VALUE! | #VALUE! | 0 | 0 | 0.20123 | 0.20123 | #VALUE! | #VALUE! | #VALUE! | #VALUE! | 0 | 0 | 0.20123 | 0.20123 | #VALUE! | #VALUE! | #VALUE! | #VALUE! | 0 | 0 | 0.20123 | 0.20123 | #VALUE! | #VALUE! |  |  |  | #VALUE! | #VALUE! | #VALUE! | #VALUE! | #VALUE! | #VALUE! | #VALUE!
Sunday | 1 | 2 | 10 | 34 | 0 | 0 | 0 | 0 | 0 | 0 | 0 | 0 | 0 | 0 | 0 | 0 | 0 | 0 | 0 | 0 | 0 | 0 | 0 | 0 | 0 | 0 | 0 | 0 | 0 | 0 | 0 | 0 | 0 | 0 | 0 | 0 | 0 | 0 | 0 | 0 | 0 | 0 | 0 | 0 |  | 0 | 0 | 0 |  | #VALUE! | #VALUE! | #VALUE! | #VALUE! |  |  | #VALUE! | #VALUE! | 0 | 0 | 0.20123 | 0.20123 | #VALUE! | #VALUE! | #VALUE! | #VALUE! | 0 | 0 | 0.20123 | 0.20123 | #VALUE! | #VALUE! | #VALUE! | #VALUE! | 0 | 0 | 0.20123 | 0.20123 | #VALUE! | #VALUE! |  |  |  | #VALUE! | #VALUE! | #VALUE! | #VALUE! | #VALUE! | #VALUE! | #VALUE!
Sunday | 1 | 2 | 11 | 35 | 0 | 0 | 0 | 0 | 0 | 0 | 0 | 0 | 0 | 0 | 0 | 0 | 0 | 0 | 0 | 0 | 0 | 0 | 0 | 0 | 0 | 0 | 0 | 0 | 0 | 0 | 0 | 0 | 0 | 0 | 0 | 0 | 0 | 0 | 0 | 0 | 0 | 0 | 0 | 0 |  | 0 | 0 | 0 |  | #VALUE! | #VALUE! | #VALUE! | #VALUE! |  |  | #VALUE! | #VALUE! | 0 | 0 | 0.20123 | 0.20123 | #VALUE! | #VALUE! | #VALUE! | #VALUE! | 0 | 0 | 0.20123 | 0.20123 | #VALUE! | #VALUE! | #VALUE! | #VALUE! | 0 | 0 | 0.20123 | 0.20123 | #VALUE! | #VALUE! |  |  |  | #VALUE! | #VALUE! | #VALUE! | #VALUE! | #VALUE! | #VALUE! | #VALUE!
Sunday | 1 | 2 | 12 | 36 | 0 | 0 | 0 | 0 | 0 | 0 | 0 | 0 | 0 | 0 | 0 | 0 | 0 | 0 | 0 | 0 | 0 | 0 | 0 | 0 | 0 | 0 | 0 | 0 | 0 | 0 | 0 | 0 | 0 | 0 | 0 | 0 | 0 | 0 | 0 | 0 | 0 | 0 | 0 | 0 |  | 0 | 0 | 0 |  | #VALUE! | #VALUE! | #VALUE! | #VALUE! |  |  | #VALUE! | #VALUE! | 0 | 0 | 0.20123 | 0.20123 | #VALUE! | #VALUE! | #VALUE! | #VALUE! | 0 | 0 | 0.20123 | 0.20123 | #VALUE! | #VALUE! | #VALUE! | #VALUE! | 0 | 0 | 0.20123 | 0.20123 | #VALUE! | #VALUE! |  |  |  | #VALUE! | #VALUE! | #VALUE! | #VALUE! | #VALUE! | #VALUE! | #VALUE!
Sunday | 1 | 2 | 13 | 37 | 0 | 0 | 0 | 0 | 0 | 0 | 0 | 0 | 0 | 0 | 0 | 0 | 0 | 0 | 0 | 0 | 0 | 0 | 0 | 0 | 0 | 0 | 0 | 0 | 0 | 0 | 0 | 0 | 0 | 0 | 0 | 0 | 0 | 0 | 0 | 0 | 0 | 0 | 0 | 0 |  | 0 | 0 | 0 |  | #VALUE! | #VALUE! | #VALUE! | #VALUE! |  |  | #VALUE! | #VALUE! | 0 | 0 | 0.20123 | 0.20123 | #VALUE! | #VALUE! | #VALUE! | #VALUE! | 0 | 0 | 0.20123 | 0.20123 | #VALUE! | #VALUE! | #VALUE! | #VALUE! | 0 | 0 | 0.20123 | 0.20123 | #VALUE! | #VALUE! |  |  |  | #VALUE! | #VALUE! | #VALUE! | #VALUE! | #VALUE! | #VALUE! | #VALUE!
Sunday | 1 | 2 | 14 | 38 | 0 | 0 | 0 | 0 | 0 | 0 | 0 | 0 | 0 | 0 | 0 | 0 | 0 | 0 | 0 | 0 | 0 | 0 | 0 | 0 | 0 | 0 | 0 | 0 | 0 | 0 | 0 | 0 | 0 | 0 | 0 | 0 | 0 | 0 | 0 | 0 | 0 | 0 | 0 | 0 |  | 0 | 0 | 0 |  | #VALUE! | #VALUE! | #VALUE! | #VALUE! |  |  | #VALUE! | #VALUE! | 0 | 0 | 0.20123 | 0.20123 | #VALUE! | #VALUE! | #VALUE! | #VALUE! | 0 | 0 | 0.20123 | 0.20123 | #VALUE! | #VALUE! | #VALUE! | #VALUE! | 0 | 0 | 0.20123 | 0.20123 | #VALUE! | #VALUE! |  |  |  | #VALUE! | #VALUE! | #VALUE! | #VALUE! | #VALUE! | #VALUE! | #VALUE!
Sunday | 1 | 2 | 15 | 39 | 0 | 0 | 0 | 0 | 0 | 0 | 0 | 0 | 0 | 0 | 0 | 0 | 0 | 0 | 0 | 0 | 0 | 0 | 0 | 0 | 0 | 0 | 0 | 0 | 0 | 0 | 0 | 0 | 0 | 0 | 0 | 0 | 0 | 0 | 0 | 0 | 0 | 0 | 0 | 0 |  | 0 | 0 | 0 |  | #VALUE! | #VALUE! | #VALUE! | #VALUE! |  |  | #VALUE! | #VALUE! | 0 | 0 | 0.20123 | 0.20123 | #VALUE! | #VALUE! | #VALUE! | #VALUE! | 0 | 0 | 0.20123 | 0.20123 | #VALUE! | #VALUE! | #VALUE! | #VALUE! | 0 | 0 | 0.20123 | 0.20123 | #VALUE! | #VALUE! |  |  |  | #VALUE! | #VALUE! | #VALUE! | #VALUE! | #VALUE! | #VALUE! | #VALUE!
Sunday | 1 | 2 | 16 | 40 | 0 | 0 | 0 | 0 | 0 | 0 | 0 | 0 | 0 | 0 | 0 | 0 | 0 | 0 | 0 | 0 | 0 | 0 | 0 | 0 | 0 | 0 | 0 | 0 | 0 | 0 | 0 | 0 | 0 | 0 | 0 | 0 | 0 | 0 | 0 | 0 | 0 | 0 | 0 | 0 |  | 0 | 0 | 0 |  | #VALUE! | #VALUE! | #VALUE! | #VALUE! |  |  | #VALUE! | #VALUE! | 0 | 0 | 0.20123 | 0.20123 | #VALUE! | #VALUE! | #VALUE! | #VALUE! | 0 | 0 | 0.20123 | 0.20123 | #VALUE! | #VALUE! | #VALUE! | #VALUE! | 0 | 0 | 0.20123 | 0.20123 | #VALUE! | #VALUE! |  |  |  | #VALUE! | #VALUE! | #VALUE! | #VALUE! | #VALUE! | #VALUE! | #VALUE!
Sunday | 1 | 2 | 17 | 41 | 0 | 0 | 0 | 0 | 0 | 0 | 0 | 0 | 0 | 0 | 0 | 0 | 0 | 0 | 0 | 0 | 0 | 0 | 0 | 0 | 0 | 0 | 0 | 0 | 0 | 0 | 0 | 0 | 0 | 0 | 0 | 0 | 0 | 0 | 0 | 0 | 0 | 0 | 0 | 0 |  | 0 | 0 | 0 |  | #VALUE! | #VALUE! | #VALUE! | #VALUE! |  |  | #VALUE! | #VALUE! | 0 | 0 | 0.20123 | 0.20123 | #VALUE! | #VALUE! | #VALUE! | #VALUE! | 0 | 0 | 0.20123 | 0.20123 | #VALUE! | #VALUE! | #VALUE! | #VALUE! | 0 | 0 | 0.20123 | 0.20123 | #VALUE! | #VALUE! |  |  |  | #VALUE! | #VALUE! | #VALUE! | #VALUE! | #VALUE! | #VALUE! | #VALUE!
Sunday | 1 | 2 | 18 | 42 | 0 | 0 | 0 | 0 | 0 | 0 | 0 | 0 | 0 | 0 | 0 | 0 | 0 | 0 | 0 | 0 | 0 | 0 | 0 | 0 | 0 | 0 | 0 | 0 | 0 | 0 | 0 | 0 | 0 | 0 | 0 | 0 | 0 | 0 | 0 | 0 | 0 | 0 | 0 | 0 |  | 0 | 0 | 0 |  | #VALUE! | #VALUE! | #VALUE! | #VALUE! |  |  | #VALUE! | #VALUE! | 0 | 0 | 0.20123 | 0.20123 | #VALUE! | #VALUE! | #VALUE! | #VALUE! | 0 | 0 | 0.20123 | 0.20123 | #VALUE! | #VALUE! | #VALUE! | #VALUE! | 0 | 0 | 0.20123 | 0.20123 | #VALUE! | #VALUE! |  |  |  | #VALUE! | #VALUE! | #VALUE! | #VALUE! | #VALUE! | #VALUE! | #VALUE!
Sunday | 1 | 2 | 19 | 43 | 0 | 0 | 0 | 0 | 0 | 0 | 0 | 0 | 0 | 0 | 0 | 0 | 0 | 0 | 0 | 0 | 0 | 0 | 0 | 0 | 0 | 0 | 0 | 0 | 0 | 0 | 0 | 0 | 0 | 0 | 0 | 0 | 0 | 0 | 0 | 0 | 0 | 0 | 0 | 0 |  | 0 | 0 | 0 |  | #VALUE! | #VALUE! | #VALUE! | #VALUE! |  |  | #VALUE! | #VALUE! | 0 | 0 | 0.20123 | 0.20123 | #VALUE! | #VALUE! | #VALUE! | #VALUE! | 0 | 0 | 0.20123 | 0.20123 | #VALUE! | #VALUE! | #VALUE! | #VALUE! | 0 | 0 | 0.20123 | 0.20123 | #VALUE! | #VALUE! |  |  |  | #VALUE! | #VALUE! | #VALUE! | #VALUE! | #VALUE! | #VALUE! | #VALUE!
Sunday | 1 | 2 | 20 | 44 | 0 | 0 | 0 | 0 | 0 | 0 | 0 | 0 | 0 | 0 | 0 | 0 | 0 | 0 | 0 | 0 | 0 | 0 | 0 | 0 | 0 | 0 | 0 | 0 | 0 | 0 | 0 | 0 | 0 | 0 | 0 | 0 | 0 | 0 | 0 | 0 | 0 | 0 | 0 | 0 |  | 0 | 0 | 0 |  | #VALUE! | #VALUE! | #VALUE! | #VALUE! |  |  | #VALUE! | #VALUE! | 0 | 0 | 0.20123 | 0.20123 | #VALUE! | #VALUE! | #VALUE! | #VALUE! | 0 | 0 | 0.20123 | 0.20123 | #VALUE! | #VALUE! | #VALUE! | #VALUE! | 0 | 0 | 0.20123 | 0.20123 | #VALUE! | #VALUE! |  |  |  | #VALUE! | #VALUE! | #VALUE! | #VALUE! | #VALUE! | #VALUE! | #VALUE!
Sunday | 1 | 2 | 21 | 45 | 0 | 0 | 0 | 0 | 0 | 0 | 0 | 0 | 0 | 0 | 0 | 0 | 0 | 0 | 0 | 0 | 0 | 0 | 0 | 0 | 0 | 0 | 0 | 0 | 0 | 0 | 0 | 0 | 0 | 0 | 0 | 0 | 0 | 0 | 0 | 0 | 0 | 0 | 0 | 0 |  | 0 | 0 | 0 |  | #VALUE! | #VALUE! | #VALUE! | #VALUE! |  |  | #VALUE! | #VALUE! | 0 | 0 | 0.20123 | 0.20123 | #VALUE! | #VALUE! | #VALUE! | #VALUE! | 0 | 0 | 0.20123 | 0.20123 | #VALUE! | #VALUE! | #VALUE! | #VALUE! | 0 | 0 | 0.20123 | 0.20123 | #VALUE! | #VALUE! |  |  |  | #VALUE! | #VALUE! | #VALUE! | #VALUE! | #VALUE! | #VALUE! | #VALUE!
Sunday | 1 | 2 | 22 | 46 | 0 | 0 | 0 | 0 | 0 | 0 | 0 | 0 | 0 | 0 | 0 | 0 | 0 | 0 | 0 | 0 | 0 | 0 | 0 | 0 | 0 | 0 | 0 | 0 | 0 | 0 | 0 | 0 | 0 | 0 | 0 | 0 | 0 | 0 | 0 | 0 | 0 | 0 | 0 | 0 |  | 0 | 0 | 0 |  | #VALUE! | #VALUE! | #VALUE! | #VALUE! |  |  | #VALUE! | #VALUE! | 0 | 0 | 0.20123 | 0.20123 | #VALUE! | #VALUE! | #VALUE! | #VALUE! | 0 | 0 | 0.20123 | 0.20123 | #VALUE! | #VALUE! | #VALUE! | #VALUE! | 0 | 0 | 0.20123 | 0.20123 | #VALUE! | #VALUE! |  |  |  | #VALUE! | #VALUE! | #VALUE! | #VALUE! | #VALUE! | #VALUE! | #VALUE!
Sunday | 1 | 2 | 23 | 47 | 0 | 0 | 0 | 0 | 0 | 0 | 0 | 0 | 0 | 0 | 0 | 0 | 0 | 0 | 0 | 0 | 0 | 0 | 0 | 0 | 0 | 0 | 0 | 0 | 0 | 0 | 0 | 0 | 0 | 0 | 0 | 0 | 0 | 0 | 0 | 0 | 0 | 0 | 0 | 0 |  | 0 | 0 | 0 |  | #VALUE! | #VALUE! | #VALUE! | #VALUE! |  |  | #VALUE! | #VALUE! | 0 | 0 | 0.20123 | 0.20123 | #VALUE! | #VALUE! | #VALUE! | #VALUE! | 0 | 0 | 0.20123 | 0.20123 | #VALUE! | #VALUE! | #VALUE! | #VALUE! | 0 | 0 | 0.20123 | 0.20123 | #VALUE! | #VALUE! |  |  |  | #VALUE! | #VALUE! | #VALUE! | #VALUE! | #VALUE! | #VALUE! | #VALUE!
Sunday | 1 | 2 | 24 | 48 | 0 | 0 | 0 | 0 | 0 | 0 | 0 | 0 | 0 | 0 | 0 | 0 | 0 | 0 | 0 | 0 | 0 | 0 | 0 | 0 | 0 | 0 | 0 | 0 | 0 | 0 | 0 | 0 | 0 | 0 | 0 | 0 | 0 | 0 | 0 | 0 | 0 | 0 | 0 | 0 |  | 0 | 0 | 0 |  | #VALUE! | #VALUE! | #VALUE! | #VALUE! |  |  | #VALUE! | #VALUE! | 0 | 0 | 0.20123 | 0.20123 | #VALUE! | #VALUE! | #VALUE! | #VALUE! | 0 | 0 | 0.20123 | 0.20123 | #VALUE! | #VALUE! | #VALUE! | #VALUE! | 0 | 0 | 0.20123 | 0.20123 | #VALUE! | #VALUE! |  |  |  | #VALUE! | #VALUE! | #VALUE! | #VALUE! | #VALUE! | #VALUE! | #VALUE!
Monday | 1 | 3 | 1 | 49 | 0 | 0 | 0 | 0 | 0 | 0 | 0 | 0 | 0 | 0 | 0 | 0 | 0 | 0 | 0 | 0 | 0 | 0 | 0 | 0 | 0 | 0 | 0 | 0 | 0 | 0 | 0 | 0 | 0 | 0 | 0 | 0 | 0 | 0 | 0 | 0 | 0 | 0 | 0 | 0 |  | 0 | 0 | 0 |  | #VALUE! | #VALUE! | #VALUE! | #VALUE! |  |  | #VALUE! | #VALUE! | 0 | 0 | 0.20123 | 0.20123 | #VALUE! | #VALUE! | #VALUE! | #VALUE! | 0 | 0 | 0.20123 | 0.20123 | #VALUE! | #VALUE! | #VALUE! | #VALUE! | 0 | 0 | 0.20123 | 0.20123 | #VALUE! | #VALUE! |  |  |  | #VALUE! | #VALUE! | #VALUE! | #VALUE! | #VALUE! | #VALUE! | #VALUE!
Monday | 1 | 3 | 2 | 50 | 0 | 0 | 0 | 0 | 0 | 0 | 0 | 0 | 0 | 0 | 0 | 0 | 0 | 0 | 0 | 0 | 0 | 0 | 0 | 0 | 0 | 0 | 0 | 0 | 0 | 0 | 0 | 0 | 0 | 0 | 0 | 0 | 0 | 0 | 0 | 0 | 0 | 0 | 0 | 0 |  | 0 | 0 | 0 |  | #VALUE! | #VALUE! | #VALUE! | #VALUE! |  |  | #VALUE! | #VALUE! | 0 | 0 | 0.20123 | 0.20123 | #VALUE! | #VALUE! | #VALUE! | #VALUE! | 0 | 0 | 0.20123 | 0.20123 | #VALUE! | #VALUE! | #VALUE! | #VALUE! | 0 | 0 | 0.20123 | 0.20123 | #VALUE! | #VALUE! |  |  |  | #VALUE! | #VALUE! | #VALUE! | #VALUE! | #VALUE! | #VALUE! | #VALUE!
Monday | 1 | 3 | 3 | 51 | 0 | 0 | 0 | 0 | 0 | 0 | 0 | 0 | 0 | 0 | 0 | 0 | 0 | 0 | 0 | 0 | 0 | 0 | 0 | 0 | 0 | 0 | 0 | 0 | 0 | 0 | 0 | 0 | 0 | 0 | 0 | 0 | 0 | 0 | 0 | 0 | 0 | 0 | 0 | 0 |  | 0 | 0 | 0 |  | #VALUE! | #VALUE! | #VALUE! | #VALUE! |  |  | #VALUE! | #VALUE! | 0 | 0 | 0.20123 | 0.20123 | #VALUE! | #VALUE! | #VALUE! | #VALUE! | 0 | 0 | 0.20123 | 0.20123 | #VALUE! | #VALUE! | #VALUE! | #VALUE! | 0 | 0 | 0.20123 | 0.20123 | #VALUE! | #VALUE! |  |  |  | #VALUE! | #VALUE! | #VALUE! | #VALUE! | #VALUE! | #VALUE! | #VALUE!
Monday | 1 | 3 | 4 | 52 | 0 | 0 | 0 | 0 | 0 | 0 | 0 | 0 | 0 | 0 | 0 | 0 | 0 | 0 | 0 | 0 | 0 | 0 | 0 | 0 | 0 | 0 | 0 | 0 | 0 | 0 | 0 | 0 | 0 | 0 | 0 | 0 | 0 | 0 | 0 | 0 | 0 | 0 | 0 | 0 |  | 0 | 0 | 0 |  | #VALUE! | #VALUE! | #VALUE! | #VALUE! |  |  | #VALUE! | #VALUE! | 0 | 0 | 0.20123 | 0.20123 | #VALUE! | #VALUE! | #VALUE! | #VALUE! | 0 | 0 | 0.20123 | 0.20123 | #VALUE! | #VALUE! | #VALUE! | #VALUE! | 0 | 0 | 0.20123 | 0.20123 | #VALUE! | #VALUE! |  |  |  | #VALUE! | #VALUE! | #VALUE! | #VALUE! | #VALUE! | #VALUE! | #VALUE!
Monday | 1 | 3 | 5 | 53 | 0 | 0 | 0 | 0 | 0 | 0 | 0 | 0 | 0 | 0 | 0 | 0 | 0 | 0 | 0 | 0 | 0 | 0 | 0 | 0 | 0 | 0 | 0 | 0 | 0 | 0 | 0 | 0 | 0 | 0 | 0 | 0 | 0 | 0 | 0 | 0 | 0 | 0 | 0 | 0 |  | 0 | 0 | 0 |  | #VALUE! | #VALUE! | #VALUE! | #VALUE! |  |  | #VALUE! | #VALUE! | 0 | 0 | 0.20123 | 0.20123 | #VALUE! | #VALUE! | #VALUE! | #VALUE! | 0 | 0 | 0.20123 | 0.20123 | #VALUE! | #VALUE! | #VALUE! | #VALUE! | 0 | 0 | 0.20123 | 0.20123 | #VALUE! | #VALUE! |  |  |  | #VALUE! | #VALUE! | #VALUE! | #VALUE! | #VALUE! | #VALUE! | #VALUE!
Monday | 1 | 3 | 6 | 54 | 0 | 0 | 0 | 0 | 0 | 0 | 0 | 0 | 0 | 0 | 0 | 0 | 0 | 0 | 0 | 0 | 0 | 0 | 0 | 0 | 0 | 0 | 0 | 0 | 0 | 0 | 0 | 0 | 0 | 0 | 0 | 0 | 0 | 0 | 0 | 0 | 0 | 0 | 0 | 0 |  | 0 | 0 | 0 |  | #VALUE! | #VALUE! | #VALUE! | #VALUE! |  |  | #VALUE! | #VALUE! | 0 | 0 | 0.20123 | 0.20123 | #VALUE! | #VALUE! | #VALUE! | #VALUE! | 0 | 0 | 0.20123 | 0.20123 | #VALUE! | #VALUE! | #VALUE! | #VALUE! | 0 | 0 | 0.20123 | 0.20123 | #VALUE! | #VALUE! |  |  |  | #VALUE! | #VALUE! | #VALUE! | #VALUE! | #VALUE! | #VALUE! | #VALUE!
Monday | 1 | 3 | 7 | 55 | 0 | 0 | 0 | 0 | 0 | 0 | 0 | 0 | 0 | 0 | 0 | 0 | 0 | 0 | 0 | 0 | 0 | 0 | 0 | 0 | 0 | 0 | 0 | 0 | 0 | 0 | 0 | 0 | 0 | 0 | 0 | 0 | 0 | 0 | 0 | 0 | 0 | 0 | 0 | 0 |  | 0 | 0 | 0 |  | #VALUE! | #VALUE! | #VALUE! | #VALUE! |  |  | #VALUE! | #VALUE! | 0 | 0 | 0.20123 | 0.20123 | #VALUE! | #VALUE! | #VALUE! | #VALUE! | 0 | 0 | 0.20123 | 0.20123 | #VALUE! | #VALUE! | #VALUE! | #VALUE! | 0 | 0 | 0.20123 | 0.20123 | #VALUE! | #VALUE! |  |  |  | #VALUE! | #VALUE! | #VALUE! | #VALUE! | #VALUE! | #VALUE! | #VALUE!
Monday | 1 | 3 | 8 | 56 | 0 | 0 | 0 | 0 | 0 | 0 | 0 | 0 | 0 | 0 | 0 | 0 | 0 | 0 | 0 | 0 | 0 | 0 | 0 | 0 | 0 | 0 | 0 | 0 | 0 | 0 | 0 | 0 | 0 | 0 | 0 | 0 | 0 | 0 | 0 | 0 | 0 | 0 | 0 | 0 |  | 0 | 0 | 0 |  | #VALUE! | #VALUE! | #VALUE! | #VALUE! |  |  | #VALUE! | #VALUE! | 0 | 0 | 0.20123 | 0.20123 | #VALUE! | #VALUE! | #VALUE! | #VALUE! | 0 | 0 | 0.20123 | 0.20123 | #VALUE! | #VALUE! | #VALUE! | #VALUE! | 0 | 0 | 0.20123 | 0.20123 | #VALUE! | #VALUE! |  |  |  | #VALUE! | #VALUE! | #VALUE! | #VALUE! | #VALUE! | #VALUE! | #VALUE!
Monday | 1 | 3 | 9 | 57 | 0 | 0 | 0 | 0 | 0 | 0 | 0 | 0 | 0 | 0 | 0 | 0 | 0 | 0 | 0 | 0 | 0 | 0 | 0 | 0 | 0 | 0 | 0 | 0 | 0 | 0 | 0 | 0 | 0 | 0 | 0 | 0 | 0 | 0 | 0 | 0 | 0 | 0 | 0 | 0 |  | 0 | 0 | 0 |  | #VALUE! | #VALUE! | #VALUE! | #VALUE! |  |  | #VALUE! | #VALUE! | 0 | 0 | 0.20123 | 0.20123 | #VALUE! | #VALUE! | #VALUE! | #VALUE! | 0 | 0 | 0.20123 | 0.20123 | #VALUE! | #VALUE! | #VALUE! | #VALUE! | 0 | 0 | 0.20123 | 0.20123 | #VALUE! | #VALUE! |  |  |  | #VALUE! | #VALUE! | #VALUE! | #VALUE! | #VALUE! | #VALUE! | #VALUE!
Monday | 1 | 3 | 10 | 58 | 0 | 0 | 0 | 0 | 0 | 0 | 0 | 0 | 0 | 0 | 0 | 0 | 0 | 0 | 0 | 0 | 0 | 0 | 0 | 0 | 0 | 0 | 0 | 0 | 0 | 0 | 0 | 0 | 0 | 0 | 0 | 0 | 0 | 0 | 0 | 0 | 0 | 0 | 0 | 0 |  | 0 | 0 | 0 |  | #VALUE! | #VALUE! | #VALUE! | #VALUE! |  |  | #VALUE! | #VALUE! | 0 | 0 | 0.20123 | 0.20123 | #VALUE! | #VALUE! | #VALUE! | #VALUE! | 0 | 0 | 0.20123 | 0.20123 | #VALUE! | #VALUE! | #VALUE! | #VALUE! | 0 | 0 | 0.20123 | 0.20123 | #VALUE! | #VALUE! |  |  |  | #VALUE! | #VALUE! | #VALUE! | #VALUE! | #VALUE! | #VALUE! | #VALUE!
Monday | 1 | 3 | 11 | 59 | 0 | 0 | 0 | 0 | 0 | 0 | 0 | 0 | 0 | 0 | 0 | 0 | 0 | 0 | 0 | 0 | 0 | 0 | 0 | 0 | 0 | 0 | 0 | 0 | 0 | 0 | 0 | 0 | 0 | 0 | 0 | 0 | 0 | 0 | 0 | 0 | 0 | 0 | 0 | 0 |  | 0 | 0 | 0 |  | #VALUE! | #VALUE! | #VALUE! | #VALUE! |  |  | #VALUE! | #VALUE! | 0 | 0 | 0.20123 | 0.20123 | #VALUE! | #VALUE! | #VALUE! | #VALUE! | 0 | 0 | 0.20123 | 0.20123 | #VALUE! | #VALUE! | #VALUE! | #VALUE! | 0 | 0 | 0.20123 | 0.20123 | #VALUE! | #VALUE! |  |  |  | #VALUE! | #VALUE! | #VALUE! | #VALUE! | #VALUE! | #VALUE! | #VALUE!
Monday | 1 | 3 | 12 | 60 | 0 | 0 | 0 | 0 | 0 | 0 | 0 | 0 | 0 | 0 | 0 | 0 | 0 | 0 | 0 | 0 | 0 | 0 | 0 | 0 | 0 | 0 | 0 | 0 | 0 | 0 | 0 | 0 | 0 | 0 | 0 | 0 | 0 | 0 | 0 | 0 | 0 | 0 | 0 | 0 |  | 0 | 0 | 0 |  | #VALUE! | #VALUE! | #VALUE! | #VALUE! |  |  | #VALUE! | #VALUE! | 0 | 0 | 0.20123 | 0.20123 | #VALUE! | #VALUE! | #VALUE! | #VALUE! | 0 | 0 | 0.20123 | 0.20123 | #VALUE! | #VALUE! | #VALUE! | #VALUE! | 0 | 0 | 0.20123 | 0.20123 | #VALUE! | #VALUE! |  |  |  | #VALUE! | #VALUE! | #VALUE! | #VALUE! | #VALUE! | #VALUE! | #VALUE!
Monday | 1 | 3 | 13 | 61 | 0 | 0 | 0 | 0 | 0 | 0 | 0 | 0 | 0 | 0 | 0 | 0 | 0 | 0 | 0 | 0 | 0 | 0 | 0 | 0 | 0 | 0 | 0 | 0 | 0 | 0 | 0 | 0 | 0 | 0 | 0 | 0 | 0 | 0 | 0 | 0 | 0 | 0 | 0 | 0 |  | 0 | 0 | 0 |  | #VALUE! | #VALUE! | #VALUE! | #VALUE! |  |  | #VALUE! | #VALUE! | 0 | 0 | 0.20123 | 0.20123 | #VALUE! | #VALUE! | #VALUE! | #VALUE! | 0 | 0 | 0.20123 | 0.20123 | #VALUE! | #VALUE! | #VALUE! | #VALUE! | 0 | 0 | 0.20123 | 0.20123 | #VALUE! | #VALUE! |  |  |  | #VALUE! | #VALUE! | #VALUE! | #VALUE! | #VALUE! | #VALUE! | #VALUE!
Monday | 1 | 3 | 14 | 62 | 0 | 0 | 0 | 0 | 0 | 0 | 0 | 0 | 0 | 0 | 0 | 0 | 0 | 0 | 0 | 0 | 0 | 0 | 0 | 0 | 0 | 0 | 0 | 0 | 0 | 0 | 0 | 0 | 0 | 0 | 0 | 0 | 0 | 0 | 0 | 0 | 0 | 0 | 0 | 0 |  | 0 | 0 | 0 |  | #VALUE! | #VALUE! | #VALUE! | #VALUE! |  |  | #VALUE! | #VALUE! | 0 | 0 | 0.20123 | 0.20123 | #VALUE! | #VALUE! | #VALUE! | #VALUE! | 0 | 0 | 0.20123 | 0.20123 | #VALUE! | #VALUE! | #VALUE! | #VALUE! | 0 | 0 | 0.20123 | 0.20123 | #VALUE! | #VALUE! |  |  |  | #VALUE! | #VALUE! | #VALUE! | #VALUE! | #VALUE! | #VALUE! | #VALUE!
Monday | 1 | 3 | 15 | 63 | 0 | 0 | 0 | 0 | 0 | 0 | 0 | 0 | 0 | 0 | 0 | 0 | 0 | 0 | 0 | 0 | 0 | 0 | 0 | 0 | 0 | 0 | 0 | 0 | 0 | 0 | 0 | 0 | 0 | 0 | 0 | 0 | 0 | 0 | 0 | 0 | 0 | 0 | 0 | 0 |  | 0 | 0 | 0 |  | #VALUE! | #VALUE! | #VALUE! | #VALUE! |  |  | #VALUE! | #VALUE! | 0 | 0 | 0.20123 | 0.20123 | #VALUE! | #VALUE! | #VALUE! | #VALUE! | 0 | 0 | 0.20123 | 0.20123 | #VALUE! | #VALUE! | #VALUE! | #VALUE! | 0 | 0 | 0.20123 | 0.20123 | #VALUE! | #VALUE! |  |  |  | #VALUE! | #VALUE! | #VALUE! | #VALUE! | #VALUE! | #VALUE! | #VALUE!
Monday | 1 | 3 | 16 | 64 | 0 | 0 | 0 | 0 | 0 | 0 | 0 | 0 | 0 | 0 | 0 | 0 | 0 | 0 | 0 | 0 | 0 | 0 | 0 | 0 | 0 | 0 | 0 | 0 | 0 | 0 | 0 | 0 | 0 | 0 | 0 | 0 | 0 | 0 | 0 | 0 | 0 | 0 | 0 | 0 |  | 0 | 0 | 0 |  | #VALUE! | #VALUE! | #VALUE! | #VALUE! |  |  | #VALUE! | #VALUE! | 0 | 0 | 0.20123 | 0.20123 | #VALUE! | #VALUE! | #VALUE! | #VALUE! | 0 | 0 | 0.20123 | 0.20123 | #VALUE! | #VALUE! | #VALUE! | #VALUE! | 0 | 0 | 0.20123 | 0.20123 | #VALUE! | #VALUE! |  |  |  | #VALUE! | #VALUE! | #VALUE! | #VALUE! | #VALUE! | #VALUE! | #VALUE!
Monday | 1 | 3 | 17 | 65 | 0 | 0 | 0 | 0 | 0 | 0 | 0 | 0 | 0 | 0 | 0 | 0 | 0 | 0 | 0 | 0 | 0 | 0 | 0 | 0 | 0 | 0 | 0 | 0 | 0 | 0 | 0 | 0 | 0 | 0 | 0 | 0 | 0 | 0 | 0 | 0 | 0 | 0 | 0 | 0 |  | 0 | 0 | 0 |  | #VALUE! | #VALUE! | #VALUE! | #VALUE! |  |  | #VALUE! | #VALUE! | 0 | 0 | 0.20123 | 0.20123 | #VALUE! | #VALUE! | #VALUE! | #VALUE! | 0 | 0 | 0.20123 | 0.20123 | #VALUE! | #VALUE! | #VALUE! | #VALUE! | 0 | 0 | 0.20123 | 0.20123 | #VALUE! | #VALUE! |  |  |  | #VALUE! | #VALUE! | #VALUE! | #VALUE! | #VALUE! | #VALUE! | #VALUE!
Monday | 1 | 3 | 18 | 66 | 0 | 0 | 0 | 0 | 0 | 0 | 0 | 0 | 0 | 0 | 0 | 0 | 0 | 0 | 0 | 0 | 0 | 0 | 0 | 0 | 0 | 0 | 0 | 0 | 0 | 0 | 0 | 0 | 0 | 0 | 0 | 0 | 0 | 0 | 0 | 0 | 0 | 0 | 0 | 0 |  | 0 | 0 | 0 |  | #VALUE! | #VALUE! | #VALUE! | #VALUE! |  |  | #VALUE! | #VALUE! | 0 | 0 | 0.20123 | 0.20123 | #VALUE! | #VALUE! | #VALUE! | #VALUE! | 0 | 0 | 0.20123 | 0.20123 | #VALUE! | #VALUE! | #VALUE! | #VALUE! | 0 | 0 | 0.20123 | 0.20123 | #VALUE! | #VALUE! |  |  |  | #VALUE! | #VALUE! | #VALUE! | #VALUE! | #VALUE! | #VALUE! | #VALUE!
Monday | 1 | 3 | 19 | 67 | 0 | 0 | 0 | 0 | 0 | 0 | 0 | 0 | 0 | 0 | 0 | 0 | 0 | 0 | 0 | 0 | 0 | 0 | 0 | 0 | 0 | 0 | 0 | 0 | 0 | 0 | 0 | 0 | 0 | 0 | 0 | 0 | 0 | 0 | 0 | 0 | 0 | 0 | 0 | 0 |  | 0 | 0 | 0 |  | #VALUE! | #VALUE! | #VALUE! | #VALUE! |  |  | #VALUE! | #VALUE! | 0 | 0 | 0.20123 | 0.20123 | #VALUE! | #VALUE! | #VALUE! | #VALUE! | 0 | 0 | 0.20123 | 0.20123 | #VALUE! | #VALUE! | #VALUE! | #VALUE! | 0 | 0 | 0.20123 | 0.20123 | #VALUE! | #VALUE! |  |  |  | #VALUE! | #VALUE! | #VALUE! | #VALUE! | #VALUE! | #VALUE! | #VALUE!
Monday | 1 | 3 | 20 | 68 | 0 | 0 | 0 | 0 | 0 | 0 | 0 | 0 | 0 | 0 | 0 | 0 | 0 | 0 | 0 | 0 | 0 | 0 | 0 | 0 | 0 | 0 | 0 | 0 | 0 | 0 | 0 | 0 | 0 | 0 | 0 | 0 | 0 | 0 | 0 | 0 | 0 | 0 | 0 | 0 |  | 0 | 0 | 0 |  | #VALUE! | #VALUE! | #VALUE! | #VALUE! |  |  | #VALUE! | #VALUE! | 0 | 0 | 0.20123 | 0.20123 | #VALUE! | #VALUE! | #VALUE! | #VALUE! | 0 | 0 | 0.20123 | 0.20123 | #VALUE! | #VALUE! | #VALUE! | #VALUE! | 0 | 0 | 0.20123 | 0.20123 | #VALUE! | #VALUE! |  |  |  | #VALUE! | #VALUE! | #VALUE! | #VALUE! | #VALUE! | #VALUE! | #VALUE!
Monday | 1 | 3 | 21 | 69 | 0 | 0 | 0 | 0 | 0 | 0 | 0 | 0 | 0 | 0 | 0 | 0 | 0 | 0 | 0 | 0 | 0 | 0 | 0 | 0 | 0 | 0 | 0 | 0 | 0 | 0 | 0 | 0 | 0 | 0 | 0 | 0 | 0 | 0 | 0 | 0 | 0 | 0 | 0 | 0 |  | 0 | 0 | 0 |  | #VALUE! | #VALUE! | #VALUE! | #VALUE! |  |  | #VALUE! | #VALUE! | 0 | 0 | 0.20123 | 0.20123 | #VALUE! | #VALUE! | #VALUE! | #VALUE! | 0 | 0 | 0.20123 | 0.20123 | #VALUE! | #VALUE! | #VALUE! | #VALUE! | 0 | 0 | 0.20123 | 0.20123 | #VALUE! | #VALUE! |  |  |  | #VALUE! | #VALUE! | #VALUE! | #VALUE! | #VALUE! | #VALUE! | #VALUE!
Monday | 1 | 3 | 22 | 70 | 0 | 0 | 0 | 0 | 0 | 0 | 0 | 0 | 0 | 0 | 0 | 0 | 0 | 0 | 0 | 0 | 0 | 0 | 0 | 0 | 0 | 0 | 0 | 0 | 0 | 0 | 0 | 0 | 0 | 0 | 0 | 0 | 0 | 0 | 0 | 0 | 0 | 0 | 0 | 0 |  | 0 | 0 | 0 |  | #VALUE! | #VALUE! | #VALUE! | #VALUE! |  |  | #VALUE! | #VALUE! | 0 | 0 | 0.20123 | 0.20123 | #VALUE! | #VALUE! | #VALUE! | #VALUE! | 0 | 0 | 0.20123 | 0.20123 | #VALUE! | #VALUE! | #VALUE! | #VALUE! | 0 | 0 | 0.20123 | 0.20123 | #VALUE! | #VALUE! |  |  |  | #VALUE! | #VALUE! | #VALUE! | #VALUE! | #VALUE! | #VALUE! | #VALUE!
Monday | 1 | 3 | 23 | 71 | 0 | 0 | 0 | 0 | 0 | 0 | 0 | 0 | 0 | 0 | 0 | 0 | 0 | 0 | 0 | 0 | 0 | 0 | 0 | 0 | 0 | 0 | 0 | 0 | 0 | 0 | 0 | 0 | 0 | 0 | 0 | 0 | 0 | 0 | 0 | 0 | 0 | 0 | 0 | 0 |  | 0 | 0 | 0 |  | #VALUE! | #VALUE! | #VALUE! | #VALUE! |  |  | #VALUE! | #VALUE! | 0 | 0 | 0.20123 | 0.20123 | #VALUE! | #VALUE! | #VALUE! | #VALUE! | 0 | 0 | 0.20123 | 0.20123 | #VALUE! | #VALUE! | #VALUE! | #VALUE! | 0 | 0 | 0.20123 | 0.20123 | #VALUE! | #VALUE! |  |  |  | #VALUE! | #VALUE! | #VALUE! | #VALUE! | #VALUE! | #VALUE! | #VALUE!
Monday | 1 | 3 | 24 | 72 | 0 | 0 | 0 | 0 | 0 | 0 | 0 | 0 | 0 | 0 | 0 | 0 | 0 | 0 | 0 | 0 | 0 | 0 | 0 | 0 | 0 | 0 | 0 | 0 | 0 | 0 | 0 | 0 | 0 | 0 | 0 | 0 | 0 | 0 | 0 | 0 | 0 | 0 | 0 | 0 |  | 0 | 0 | 0 |  | #VALUE! | #VALUE! | #VALUE! | #VALUE! |  |  | #VALUE! | #VALUE! | 0 | 0 | 0.20123 | 0.20123 | #VALUE! | #VALUE! | #VALUE! | #VALUE! | 0 | 0 | 0.20123 | 0.20123 | #VALUE! | #VALUE! | #VALUE! | #VALUE! | 0 | 0 | 0.20123 | 0.20123 | #VALUE! | #VALUE! |  |  |  | #VALUE! | #VALUE! | #VALUE! | #VALUE! | #VALUE! | #VALUE! | #VALUE!
Tuesday | 1 | 4 | 1 | 73 | 0 | 0 | 0 | 0 | 0 | 0 | 0 | 0 | 0 | 0 | 0 | 0 | 0 | 0 | 0 | 0 | 0 | 0 | 0 | 0 | 0 | 0 | 0 | 0 | 0 | 0 | 0 | 0 | 0 | 0 | 0 | 0 | 0 | 0 | 0 | 0 | 0 | 0 | 0 | 0 |  | 0 | 0 | 0 |  | #VALUE! | #VALUE! | #VALUE! | #VALUE! |  |  | #VALUE! | #VALUE! | 0 | 0 | 0.20123 | 0.20123 | #VALUE! | #VALUE! | #VALUE! | #VALUE! | 0 | 0 | 0.20123 | 0.20123 | #VALUE! | #VALUE! | #VALUE! | #VALUE! | 0 | 0 | 0.20123 | 0.20123 | #VALUE! | #VALUE! |  |  |  | #VALUE! | #VALUE! | #VALUE! | #VALUE! | #VALUE! | #VALUE! | #VALUE!
Tuesday | 1 | 4 | 2 | 74 | 0 | 0 | 0 | 0 | 0 | 0 | 0 | 0 | 0 | 0 | 0 | 0 | 0 | 0 | 0 | 0 | 0 | 0 | 0 | 0 | 0 | 0 | 0 | 0 | 0 | 0 | 0 | 0 | 0 | 0 | 0 | 0 | 0 | 0 | 0 | 0 | 0 | 0 | 0 | 0 |  | 0 | 0 | 0 |  | #VALUE! | #VALUE! | #VALUE! | #VALUE! |  |  | #VALUE! | #VALUE! | 0 | 0 | 0.20123 | 0.20123 | #VALUE! | #VALUE! | #VALUE! | #VALUE! | 0 | 0 | 0.20123 | 0.20123 | #VALUE! | #VALUE! | #VALUE! | #VALUE! | 0 | 0 | 0.20123 | 0.20123 | #VALUE! | #VALUE! |  |  |  | #VALUE! | #VALUE! | #VALUE! | #VALUE! | #VALUE! | #VALUE! | #VALUE!
Tuesday | 1 | 4 | 3 | 75 | 0 | 0 | 0 | 0 | 0 | 0 | 0 | 0 | 0 | 0 | 0 | 0 | 0 | 0 | 0 | 0 | 0 | 0 | 0 | 0 | 0 | 0 | 0 | 0 | 0 | 0 | 0 | 0 | 0 | 0 | 0 | 0 | 0 | 0 | 0 | 0 | 0 | 0 | 0 | 0 |  | 0 | 0 | 0 |  | #VALUE! | #VALUE! | #VALUE! | #VALUE! |  |  | #VALUE! | #VALUE! | 0 | 0 | 0.20123 | 0.20123 | #VALUE! | #VALUE! | #VALUE! | #VALUE! | 0 | 0 | 0.20123 | 0.20123 | #VALUE! | #VALUE! | #VALUE! | #VALUE! | 0 | 0 | 0.20123 | 0.20123 | #VALUE! | #VALUE! |  |  |  | #VALUE! | #VALUE! | #VALUE! | #VALUE! | #VALUE! | #VALUE! | #VALUE!
Tuesday | 1 | 4 | 4 | 76 | 0 | 0 | 0 | 0 | 0 | 0 | 0 | 0 | 0 | 0 | 0 | 0 | 0 | 0 | 0 | 0 | 0 | 0 | 0 | 0 | 0 | 0 | 0 | 0 | 0 | 0 | 0 | 0 | 0 | 0 | 0 | 0 | 0 | 0 | 0 | 0 | 0 | 0 | 0 | 0 |  | 0 | 0 | 0 |  | #VALUE! | #VALUE! | #VALUE! | #VALUE! |  |  | #VALUE! | #VALUE! | 0 | 0 | 0.20123 | 0.20123 | #VALUE! | #VALUE! | #VALUE! | #VALUE! | 0 | 0 | 0.20123 | 0.20123 | #VALUE! | #VALUE! | #VALUE! | #VALUE! | 0 | 0 | 0.20123 | 0.20123 | #VALUE! | #VALUE! |  |  |  | #VALUE! | #VALUE! | #VALUE! | #VALUE! | #VALUE! | #VALUE! | #VALUE!
Tuesday | 1 | 4 | 5 | 77 | 0 | 0 | 0 | 0 | 0 | 0 | 0 | 0 | 0 | 0 | 0 | 0 | 0 | 0 | 0 | 0 | 0 | 0 | 0 | 0 | 0 | 0 | 0 | 0 | 0 | 0 | 0 | 0 | 0 | 0 | 0 | 0 | 0 | 0 | 0 | 0 | 0 | 0 | 0 | 0 |  | 0 | 0 | 0 |  | #VALUE! | #VALUE! | #VALUE! | #VALUE! |  |  | #VALUE! | #VALUE! | 0 | 0 | 0.20123 | 0.20123 | #VALUE! | #VALUE! | #VALUE! | #VALUE! | 0 | 0 | 0.20123 | 0.20123 | #VALUE! | #VALUE! | #VALUE! | #VALUE! | 0 | 0 | 0.20123 | 0.20123 | #VALUE! | #VALUE! |  |  |  | #VALUE! | #VALUE! | #VALUE! | #VALUE! | #VALUE! | #VALUE! | #VALUE!
Tuesday | 1 | 4 | 6 | 78 | 0 | 0 | 0 | 0 | 0 | 0 | 0 | 0 | 0 | 0 | 0 | 0 | 0 | 0 | 0 | 0 | 0 | 0 | 0 | 0 | 0 | 0 | 0 | 0 | 0 | 0 | 0 | 0 | 0 | 0 | 0 | 0 | 0 | 0 | 0 | 0 | 0 | 0 | 0 | 0 |  | 0 | 0 | 0 |  | #VALUE! | #VALUE! | #VALUE! | #VALUE! |  |  | #VALUE! | #VALUE! | 0 | 0 | 0.20123 | 0.20123 | #VALUE! | #VALUE! | #VALUE! | #VALUE! | 0 | 0 | 0.20123 | 0.20123 | #VALUE! | #VALUE! | #VALUE! | #VALUE! | 0 | 0 | 0.20123 | 0.20123 | #VALUE! | #VALUE! |  |  |  | #VALUE! | #VALUE! | #VALUE! | #VALUE! | #VALUE! | #VALUE! | #VALUE!
Tuesday | 1 | 4 | 7 | 79 | 0 | 0 | 0 | 0 | 0 | 0 | 0 | 0 | 0 | 0 | 0 | 0 | 0 | 0 | 0 | 0 | 0 | 0 | 0 | 0 | 0 | 0 | 0 | 0 | 0 | 0 | 0 | 0 | 0 | 0 | 0 | 0 | 0 | 0 | 0 | 0 | 0 | 0 | 0 | 0 |  | 0 | 0 | 0 |  | #VALUE! | #VALUE! | #VALUE! | #VALUE! |  |  | #VALUE! | #VALUE! | 0 | 0 | 0.20123 | 0.20123 | #VALUE! | #VALUE! | #VALUE! | #VALUE! | 0 | 0 | 0.20123 | 0.20123 | #VALUE! | #VALUE! | #VALUE! | #VALUE! | 0 | 0 | 0.20123 | 0.20123 | #VALUE! | #VALUE! |  |  |  | #VALUE! | #VALUE! | #VALUE! | #VALUE! | #VALUE! | #VALUE! | #VALUE!
Tuesday | 1 | 4 | 8 | 80 | 0 | 0 | 0 | 0 | 0 | 0 | 0 | 0 | 0 | 0 | 0 | 0 | 0 | 0 | 0 | 0 | 0 | 0 | 0 | 0 | 0 | 0 | 0 | 0 | 0 | 0 | 0 | 0 | 0 | 0 | 0 | 0 | 0 | 0 | 0 | 0 | 0 | 0 | 0 | 0 |  | 0 | 0 | 0 |  | #VALUE! | #VALUE! | #VALUE! | #VALUE! |  |  | #VALUE! | #VALUE! | 0 | 0 | 0.20123 | 0.20123 | #VALUE! | #VALUE! | #VALUE! | #VALUE! | 0 | 0 | 0.20123 | 0.20123 | #VALUE! | #VALUE! | #VALUE! | #VALUE! | 0 | 0 | 0.20123 | 0.20123 | #VALUE! | #VALUE! |  |  |  | #VALUE! | #VALUE! | #VALUE! | #VALUE! | #VALUE! | #VALUE! | #VALUE!
Tuesday | 1 | 4 | 9 | 81 | 0 | 0 | 0 | 0 | 0 | 0 | 0 | 0 | 0 | 0 | 0 | 0 | 0 | 0 | 0 | 0 | 0 | 0 | 0 | 0 | 0 | 0 | 0 | 0 | 0 | 0 | 0 | 0 | 0 | 0 | 0 | 0 | 0 | 0 | 0 | 0 | 0 | 0 | 0 | 0 |  | 0 | 0 | 0 |  | #VALUE! | #VALUE! | #VALUE! | #VALUE! |  |  | #VALUE! | #VALUE! | 0 | 0 | 0.20123 | 0.20123 | #VALUE! | #VALUE! | #VALUE! | #VALUE! | 0 | 0 | 0.20123 | 0.20123 | #VALUE! | #VALUE! | #VALUE! | #VALUE! | 0 | 0 | 0.20123 | 0.20123 | #VALUE! | #VALUE! |  |  |  | #VALUE! | #VALUE! | #VALUE! | #VALUE! | #VALUE! | #VALUE! | #VALUE!
Tuesday | 1 | 4 | 10 | 82 | 0 | 0 | 0 | 0 | 0 | 0 | 0 | 0 | 0 | 0 | 0 | 0 | 0 | 0 | 0 | 0 | 0 | 0 | 0 | 0 | 0 | 0 | 0 | 0 | 0 | 0 | 0 | 0 | 0 | 0 | 0 | 0 | 0 | 0 | 0 | 0 | 0 | 0 | 0 | 0 |  | 0 | 0 | 0 |  | #VALUE! | #VALUE! | #VALUE! | #VALUE! |  |  | #VALUE! | #VALUE! | 0 | 0 | 0.20123 | 0.20123 | #VALUE! | #VALUE! | #VALUE! | #VALUE! | 0 | 0 | 0.20123 | 0.20123 | #VALUE! | #VALUE! | #VALUE! | #VALUE! | 0 | 0 | 0.20123 | 0.20123 | #VALUE! | #VALUE! |  |  |  | #VALUE! | #VALUE! | #VALUE! | #VALUE! | #VALUE! | #VALUE! | #VALUE!
Tuesday | 1 | 4 | 11 | 83 | 0 | 0 | 0 | 0 | 0 | 0 | 0 | 0 | 0 | 0 | 0 | 0 | 0 | 0 | 0 | 0 | 0 | 0 | 0 | 0 | 0 | 0 | 0 | 0 | 0 | 0 | 0 | 0 | 0 | 0 | 0 | 0 | 0 | 0 | 0 | 0 | 0 | 0 | 0 | 0 |  | 0 | 0 | 0 |  | #VALUE! | #VALUE! | #VALUE! | #VALUE! |  |  | #VALUE! | #VALUE! | 0 | 0 | 0.20123 | 0.20123 | #VALUE! | #VALUE! | #VALUE! | #VALUE! | 0 | 0 | 0.20123 | 0.20123 | #VALUE! | #VALUE! | #VALUE! | #VALUE! | 0 | 0 | 0.20123 | 0.20123 | #VALUE! | #VALUE! |  |  |  | #VALUE! | #VALUE! | #VALUE! | #VALUE! | #VALUE! | #VALUE! | #VALUE!
Tuesday | 1 | 4 | 12 | 84 | 0 | 0 | 0 | 0 | 0 | 0 | 0 | 0 | 0 | 0 | 0 | 0 | 0 | 0 | 0 | 0 | 0 | 0 | 0 | 0 | 0 | 0 | 0 | 0 | 0 | 0 | 0 | 0 | 0 | 0 | 0 | 0 | 0 | 0 | 0 | 0 | 0 | 0 | 0 | 0 |  | 0 | 0 | 0 |  | #VALUE! | #VALUE! | #VALUE! | #VALUE! |  |  | #VALUE! | #VALUE! | 0 | 0 | 0.20123 | 0.20123 | #VALUE! | #VALUE! | #VALUE! | #VALUE! | 0 | 0 | 0.20123 | 0.20123 | #VALUE! | #VALUE! | #VALUE! | #VALUE! | 0 | 0 | 0.20123 | 0.20123 | #VALUE! | #VALUE! |  |  |  | #VALUE! | #VALUE! | #VALUE! | #VALUE! | #VALUE! | #VALUE! | #VALUE!
Tuesday | 1 | 4 | 13 | 85 | 0 | 0 | 0 | 0 | 0 | 0 | 0 | 0 | 0 | 0 | 0 | 0 | 0 | 0 | 0 | 0 | 0 | 0 | 0 | 0 | 0 | 0 | 0 | 0 | 0 | 0 | 0 | 0 | 0 | 0 | 0 | 0 | 0 | 0 | 0 | 0 | 0 | 0 | 0 | 0 |  | 0 | 0 | 0 |  | #VALUE! | #VALUE! | #VALUE! | #VALUE! |  |  | #VALUE! | #VALUE! | 0 | 0 | 0.20123 | 0.20123 | #VALUE! | #VALUE! | #VALUE! | #VALUE! | 0 | 0 | 0.20123 | 0.20123 | #VALUE! | #VALUE! | #VALUE! | #VALUE! | 0 | 0 | 0.20123 | 0.20123 | #VALUE! | #VALUE! |  |  |  | #VALUE! | #VALUE! | #VALUE! | #VALUE! | #VALUE! | #VALUE! | #VALUE!
Tuesday | 1 | 4 | 14 | 86 | 0 | 0 | 0 | 0 | 0 | 0 | 0 | 0 | 0 | 0 | 0 | 0 | 0 | 0 | 0 | 0 | 0 | 0 | 0 | 0 | 0 | 0 | 0 | 0 | 0 | 0 | 0 | 0 | 0 | 0 | 0 | 0 | 0 | 0 | 0 | 0 | 0 | 0 | 0 | 0 |  | 0 | 0 | 0 |  | #VALUE! | #VALUE! | #VALUE! | #VALUE! |  |  | #VALUE! | #VALUE! | 0 | 0 | 0.20123 | 0.20123 | #VALUE! | #VALUE! | #VALUE! | #VALUE! | 0 | 0 | 0.20123 | 0.20123 | #VALUE! | #VALUE! | #VALUE! | #VALUE! | 0 | 0 | 0.20123 | 0.20123 | #VALUE! | #VALUE! |  |  |  | #VALUE! | #VALUE! | #VALUE! | #VALUE! | #VALUE! | #VALUE! | #VALUE!
Tuesday | 1 | 4 | 15 | 87 | 0 | 0 | 0 | 0 | 0 | 0 | 0 | 0 | 0 | 0 | 0 | 0 | 0 | 0 | 0 | 0 | 0 | 0 | 0 | 0 | 0 | 0 | 0 | 0 | 0 | 0 | 0 | 0 | 0 | 0 | 0 | 0 | 0 | 0 | 0 | 0 | 0 | 0 | 0 | 0 |  | 0 | 0 | 0 |  | #VALUE! | #VALUE! | #VALUE! | #VALUE! |  |  | #VALUE! | #VALUE! | 0 | 0 | 0.20123 | 0.20123 | #VALUE! | #VALUE! | #VALUE! | #VALUE! | 0 | 0 | 0.20123 | 0.20123 | #VALUE! | #VALUE! | #VALUE! | #VALUE! | 0 | 0 | 0.20123 | 0.20123 | #VALUE! | #VALUE! |  |  |  | #VALUE! | #VALUE! | #VALUE! | #VALUE! | #VALUE! | #VALUE! | #VALUE!
Tuesday | 1 | 4 | 16 | 88 | 0 | 0 | 0 | 0 | 0 | 0 | 0 | 0 | 0 | 0 | 0 | 0 | 0 | 0 | 0 | 0 | 0 | 0 | 0 | 0 | 0 | 0 | 0 | 0 | 0 | 0 | 0 | 0 | 0 | 0 | 0 | 0 | 0 | 0 | 0 | 0 | 0 | 0 | 0 | 0 |  | 0 | 0 | 0 |  | #VALUE! | #VALUE! | #VALUE! | #VALUE! |  |  | #VALUE! | #VALUE! | 0 | 0 | 0.20123 | 0.20123 | #VALUE! | #VALUE! | #VALUE! | #VALUE! | 0 | 0 | 0.20123 | 0.20123 | #VALUE! | #VALUE! | #VALUE! | #VALUE! | 0 | 0 | 0.20123 | 0.20123 | #VALUE! | #VALUE! |  |  |  | #VALUE! | #VALUE! | #VALUE! | #VALUE! | #VALUE! | #VALUE! | #VALUE!
Tuesday | 1 | 4 | 17 | 89 | 0 | 0 | 0 | 0 | 0 | 0 | 0 | 0 | 0 | 0 | 0 | 0 | 0 | 0 | 0 | 0 | 0 | 0 | 0 | 0 | 0 | 0 | 0 | 0 | 0 | 0 | 0 | 0 | 0 | 0 | 0 | 0 | 0 | 0 | 0 | 0 | 0 | 0 | 0 | 0 |  | 0 | 0 | 0 |  | #VALUE! | #VALUE! | #VALUE! | #VALUE! |  |  | #VALUE! | #VALUE! | 0 | 0 | 0.20123 | 0.20123 | #VALUE! | #VALUE! | #VALUE! | #VALUE! | 0 | 0 | 0.20123 | 0.20123 | #VALUE! | #VALUE! | #VALUE! | #VALUE! | 0 | 0 | 0.20123 | 0.20123 | #VALUE! | #VALUE! |  |  |  | #VALUE! | #VALUE! | #VALUE! | #VALUE! | #VALUE! | #VALUE! | #VALUE!
Tuesday | 1 | 4 | 18 | 90 | 0 | 0 | 0 | 0 | 0 | 0 | 0 | 0 | 0 | 0 | 0 | 0 | 0 | 0 | 0 | 0 | 0 | 0 | 0 | 0 | 0 | 0 | 0 | 0 | 0 | 0 | 0 | 0 | 0 | 0 | 0 | 0 | 0 | 0 | 0 | 0 | 0 | 0 | 0 | 0 |  | 0 | 0 | 0 |  | #VALUE! | #VALUE! | #VALUE! | #VALUE! |  |  | #VALUE! | #VALUE! | 0 | 0 | 0.20123 | 0.20123 | #VALUE! | #VALUE! | #VALUE! | #VALUE! | 0 | 0 | 0.20123 | 0.20123 | #VALUE! | #VALUE! | #VALUE! | #VALUE! | 0 | 0 | 0.20123 | 0.20123 | #VALUE! | #VALUE! |  |  |  | #VALUE! | #VALUE! | #VALUE! | #VALUE! | #VALUE! | #VALUE! | #VALUE!
Tuesday | 1 | 4 | 19 | 91 | 0 | 0 | 0 | 0 | 0 | 0 | 0 | 0 | 0 | 0 | 0 | 0 | 0 | 0 | 0 | 0 | 0 | 0 | 0 | 0 | 0 | 0 | 0 | 0 | 0 | 0 | 0 | 0 | 0 | 0 | 0 | 0 | 0 | 0 | 0 | 0 | 0 | 0 | 0 | 0 |  | 0 | 0 | 0 |  | #VALUE! | #VALUE! | #VALUE! | #VALUE! |  |  | #VALUE! | #VALUE! | 0 | 0 | 0.20123 | 0.20123 | #VALUE! | #VALUE! | #VALUE! | #VALUE! | 0 | 0 | 0.20123 | 0.20123 | #VALUE! | #VALUE! | #VALUE! | #VALUE! | 0 | 0 | 0.20123 | 0.20123 | #VALUE! | #VALUE! |  |  |  | #VALUE! | #VALUE! | #VALUE! | #VALUE! | #VALUE! | #VALUE! | #VALUE!
Tuesday | 1 | 4 | 20 | 92 | 0 | 0 | 0 | 0 | 0 | 0 | 0 | 0 | 0 | 0 | 0 | 0 | 0 | 0 | 0 | 0 | 0 | 0 | 0 | 0 | 0 | 0 | 0 | 0 | 0 | 0 | 0 | 0 | 0 | 0 | 0 | 0 | 0 | 0 | 0 | 0 | 0 | 0 | 0 | 0 |  | 0 | 0 | 0 |  | #VALUE! | #VALUE! | #VALUE! | #VALUE! |  |  | #VALUE! | #VALUE! | 0 | 0 | 0.20123 | 0.20123 | #VALUE! | #VALUE! | #VALUE! | #VALUE! | 0 | 0 | 0.20123 | 0.20123 | #VALUE! | #VALUE! | #VALUE! | #VALUE! | 0 | 0 | 0.20123 | 0.20123 | #VALUE! | #VALUE! |  |  |  | #VALUE! | #VALUE! | #VALUE! | #VALUE! | #VALUE! | #VALUE! | #VALUE!
Tuesday | 1 | 4 | 21 | 93 | 0 | 0 | 0 | 0 | 0 | 0 | 0 | 0 | 0 | 0 | 0 | 0 | 0 | 0 | 0 | 0 | 0 | 0 | 0 | 0 | 0 | 0 | 0 | 0 | 0 | 0 | 0 | 0 | 0 | 0 | 0 | 0 | 0 | 0 | 0 | 0 | 0 | 0 | 0 | 0 |  | 0 | 0 | 0 |  | #VALUE! | #VALUE! | #VALUE! | #VALUE! |  |  | #VALUE! | #VALUE! | 0 | 0 | 0.20123 | 0.20123 | #VALUE! | #VALUE! | #VALUE! | #VALUE! | 0 | 0 | 0.20123 | 0.20123 | #VALUE! | #VALUE! | #VALUE! | #VALUE! | 0 | 0 | 0.20123 | 0.20123 | #VALUE! | #VALUE! |  |  |  | #VALUE! | #VALUE! | #VALUE! | #VALUE! | #VALUE! | #VALUE! | #VALUE!
Tuesday | 1 | 4 | 22 | 94 | 0 | 0 | 0 | 0 | 0 | 0 | 0 | 0 | 0 | 0 | 0 | 0 | 0 | 0 | 0 | 0 | 0 | 0 | 0 | 0 | 0 | 0 | 0 | 0 | 0 | 0 | 0 | 0 | 0 | 0 | 0 | 0 | 0 | 0 | 0 | 0 | 0 | 0 | 0 | 0 |  | 0 | 0 | 0 |  | #VALUE! | #VALUE! | #VALUE! | #VALUE! |  |  | #VALUE! | #VALUE! | 0 | 0 | 0.20123 | 0.20123 | #VALUE! | #VALUE! | #VALUE! | #VALUE! | 0 | 0 | 0.20123 | 0.20123 | #VALUE! | #VALUE! | #VALUE! | #VALUE! | 0 | 0 | 0.20123 | 0.20123 | #VALUE! | #VALUE! |  |  |  | #VALUE! | #VALUE! | #VALUE! | #VALUE! | #VALUE! | #VALUE! | #VALUE!
Tuesday | 1 | 4 | 23 | 95 | 0 | 0 | 0 | 0 | 0 | 0 | 0 | 0 | 0 | 0 | 0 | 0 | 0 | 0 | 0 | 0 | 0 | 0 | 0 | 0 | 0 | 0 | 0 | 0 | 0 | 0 | 0 | 0 | 0 | 0 | 0 | 0 | 0 | 0 | 0 | 0 | 0 | 0 | 0 | 0 |  | 0 | 0 | 0 |  | #VALUE! | #VALUE! | #VALUE! | #VALUE! |  |  | #VALUE! | #VALUE! | 0 | 0 | 0.20123 | 0.20123 | #VALUE! | #VALUE! | #VALUE! | #VALUE! | 0 | 0 | 0.20123 | 0.20123 | #VALUE! | #VALUE! | #VALUE! | #VALUE! | 0 | 0 | 0.20123 | 0.20123 | #VALUE! | #VALUE! |  |  |  | #VALUE! | #VALUE! | #VALUE! | #VALUE! | #VALUE! | #VALUE! | #VALUE!
Tuesday | 1 | 4 | 24 | 96 | 0 | 0 | 0 | 0 | 0 | 0 | 0 | 0 | 0 | 0 | 0 | 0 | 0 | 0 | 0 | 0 | 0 | 0 | 0 | 0 | 0 | 0 | 0 | 0 | 0 | 0 | 0 | 0 | 0 | 0 | 0 | 0 | 0 | 0 | 0 | 0 | 0 | 0 | 0 | 0 |  | 0 | 0 | 0 |  | #VALUE! | #VALUE! | #VALUE! | #VALUE! |  |  | #VALUE! | #VALUE! | 0 | 0 | 0.20123 | 0.20123 | #VALUE! | #VALUE! | #VALUE! | #VALUE! | 0 | 0 | 0.20123 | 0.20123 | #VALUE! | #VALUE! | #VALUE! | #VALUE! | 0 | 0 | 0.20123 | 0.20123 | #VALUE! | #VALUE! |  |  |  | #VALUE! | #VALUE! | #VALUE! | #VALUE! | #VALUE! | #VALUE! | #VALUE!
Wednesday | 1 | 5 | 1 | 97 | 0 | 0 | 0 | 0 | 0 | 0 | 0 | 0 | 0 | 0 | 0 | 0 | 0 | 0 | 0 | 0 | 0 | 0 | 0 | 0 | 0 | 0 | 0 | 0 | 0 | 0 | 0 | 0 | 0 | 0 | 0 | 0 | 0 | 0 | 0 | 0 | 0 | 0 | 0 | 0 |  | 0 | 0 | 0 |  | #VALUE! | #VALUE! | #VALUE! | #VALUE! |  |  | #VALUE! | #VALUE! | 0 | 0 | 0.20123 | 0.20123 | #VALUE! | #VALUE! | #VALUE! | #VALUE! | 0 | 0 | 0.20123 | 0.20123 | #VALUE! | #VALUE! | #VALUE! | #VALUE! | 0 | 0 | 0.20123 | 0.20123 | #VALUE! | #VALUE! |  |  |  | #VALUE! | #VALUE! | #VALUE! | #VALUE! | #VALUE! | #VALUE! | #VALUE!
Wednesday | 1 | 5 | 2 | 98 | 0 | 0 | 0 | 0 | 0 | 0 | 0 | 0 | 0 | 0 | 0 | 0 | 0 | 0 | 0 | 0 | 0 | 0 | 0 | 0 | 0 | 0 | 0 | 0 | 0 | 0 | 0 | 0 | 0 | 0 | 0 | 0 | 0 | 0 | 0 | 0 | 0 | 0 | 0 | 0 |  | 0 | 0 | 0 |  | #VALUE! | #VALUE! | #VALUE! | #VALUE! |  |  | #VALUE! | #VALUE! | 0 | 0 | 0.20123 | 0.20123 | #VALUE! | #VALUE! | #VALUE! | #VALUE! | 0 | 0 | 0.20123 | 0.20123 | #VALUE! | #VALUE! | #VALUE! | #VALUE! | 0 | 0 | 0.20123 | 0.20123 | #VALUE! | #VALUE! |  |  |  | #VALUE! | #VALUE! | #VALUE! | #VALUE! | #VALUE! | #VALUE! | #VALUE!
Wednesday | 1 | 5 | 3 | 99 | 0 | 0 | 0 | 0 | 0 | 0 | 0 | 0 | 0 | 0 | 0 | 0 | 0 | 0 | 0 | 0 | 0 | 0 | 0 | 0 | 0 | 0 | 0 | 0 | 0 | 0 | 0 | 0 | 0 | 0 | 0 | 0 | 0 | 0 | 0 | 0 | 0 | 0 | 0 | 0 |  | 0 | 0 | 0 |  | #VALUE! | #VALUE! | #VALUE! | #VALUE! |  |  | #VALUE! | #VALUE! | 0 | 0 | 0.20123 | 0.20123 | #VALUE! | #VALUE! | #VALUE! | #VALUE! | 0 | 0 | 0.20123 | 0.20123 | #VALUE! | #VALUE! | #VALUE! | #VALUE! | 0 | 0 | 0.20123 | 0.20123 | #VALUE! | #VALUE! |  |  |  | #VALUE! | #VALUE! | #VALUE! | #VALUE! | #VALUE! | #VALUE! | #VALUE!
Wednesday | 1 | 5 | 4 | 100 | 0 | 0 | 0 | 0 | 0 | 0 | 0 | 0 | 0 | 0 | 0 | 0 | 0 | 0 | 0 | 0 | 0 | 0 | 0 | 0 | 0 | 0 | 0 | 0 | 0 | 0 | 0 | 0 | 0 | 0 | 0 | 0 | 0 | 0 | 0 | 0 | 0 | 0 | 0 | 0 |  | 0 | 0 | 0 |  | #VALUE! | #VALUE! | #VALUE! | #VALUE! |  |  | #VALUE! | #VALUE! | 0 | 0 | 0.20123 | 0.20123 | #VALUE! | #VALUE! | #VALUE! | #VALUE! | 0 | 0 | 0.20123 | 0.20123 | #VALUE! | #VALUE! | #VALUE! | #VALUE! | 0 | 0 | 0.20123 | 0.20123 | #VALUE! | #VALUE! |  |  |  | #VALUE! | #VALUE! | #VALUE! | #VALUE! | #VALUE! | #VALUE! | #VALUE!
Wednesday | 1 | 5 | 5 | 101 | 0 | 0 | 0 | 0 | 0 | 0 | 0 | 0 | 0 | 0 | 0 | 0 | 0 | 0 | 0 | 0 | 0 | 0 | 0 | 0 | 0 | 0 | 0 | 0 | 0 | 0 | 0 | 0 | 0 | 0 | 0 | 0 | 0 | 0 | 0 | 0 | 0 | 0 | 0 | 0 |  | 0 | 0 | 0 |  | #VALUE! | #VALUE! | #VALUE! | #VALUE! |  |  | #VALUE! | #VALUE! | 0 | 0 | 0.20123 | 0.20123 | #VALUE! | #VALUE! | #VALUE! | #VALUE! | 0 | 0 | 0.20123 | 0.20123 | #VALUE! | #VALUE! | #VALUE! | #VALUE! | 0 | 0 | 0.20123 | 0.20123 | #VALUE! | #VALUE! |  |  |  | #VALUE! | #VALUE! | #VALUE! | #VALUE! | #VALUE! | #VALUE! | #VALUE!
Wednesday | 1 | 5 | 6 | 102 | 0 | 0 | 0 | 0 | 0 | 0 | 0 | 0 | 0 | 0 | 0 | 0 | 0 | 0 | 0 | 0 | 0 | 0 | 0 | 0 | 0 | 0 | 0 | 0 | 0 | 0 | 0 | 0 | 0 | 0 | 0 | 0 | 0 | 0 | 0 | 0 | 0 | 0 | 0 | 0 |  | 0 | 0 | 0 |  | #VALUE! | #VALUE! | #VALUE! | #VALUE! |  |  | #VALUE! | #VALUE! | 0 | 0 | 0.20123 | 0.20123 | #VALUE! | #VALUE! | #VALUE! | #VALUE! | 0 | 0 | 0.20123 | 0.20123 | #VALUE! | #VALUE! | #VALUE! | #VALUE! | 0 | 0 | 0.20123 | 0.20123 | #VALUE! | #VALUE! |  |  |  | #VALUE! | #VALUE! | #VALUE! | #VALUE! | #VALUE! | #VALUE! | #VALUE!
Wednesday | 1 | 5 | 7 | 103 | 0 | 0 | 0 | 0 | 0 | 0 | 0 | 0 | 0 | 0 | 0 | 0 | 0 | 0 | 0 | 0 | 0 | 0 | 0 | 0 | 0 | 0 | 0 | 0 | 0 | 0 | 0 | 0 | 0 | 0 | 0 | 0 | 0 | 0 | 0 | 0 | 0 | 0 | 0 | 0 |  | 0 | 0 | 0 |  | #VALUE! | #VALUE! | #VALUE! | #VALUE! |  |  | #VALUE! | #VALUE! | 0 | 0 | 0.20123 | 0.20123 | #VALUE! | #VALUE! | #VALUE! | #VALUE! | 0 | 0 | 0.20123 | 0.20123 | #VALUE! | #VALUE! | #VALUE! | #VALUE! | 0 | 0 | 0.20123 | 0.20123 | #VALUE! | #VALUE! |  |  |  | #VALUE! | #VALUE! | #VALUE! | #VALUE! | #VALUE! | #VALUE! | #VALUE!
Wednesday | 1 | 5 | 8 | 104 | 0 | 0 | 0 | 0 | 0 | 0 | 0 | 0 | 0 | 0 | 0 | 0 | 0 | 0 | 0 | 0 | 0 | 0 | 0 | 0 | 0 | 0 | 0 | 0 | 0 | 0 | 0 | 0 | 0 | 0 | 0 | 0 | 0 | 0 | 0 | 0 | 0 | 0 | 0 | 0 |  | 0 | 0 | 0 |  | #VALUE! | #VALUE! | #VALUE! | #VALUE! |  |  | #VALUE! | #VALUE! | 0 | 0 | 0.20123 | 0.20123 | #VALUE! | #VALUE! | #VALUE! | #VALUE! | 0 | 0 | 0.20123 | 0.20123 | #VALUE! | #VALUE! | #VALUE! | #VALUE! | 0 | 0 | 0.20123 | 0.20123 | #VALUE! | #VALUE! |  |  |  | #VALUE! | #VALUE! | #VALUE! | #VALUE! | #VALUE! | #VALUE! | #VALUE!
Wednesday | 1 | 5 | 9 | 105 | 0 | 0 | 0 | 0 | 0 | 0 | 0 | 0 | 0 | 0 | 0 | 0 | 0 | 0 | 0 | 0 | 0 | 0 | 0 | 0 | 0 | 0 | 0 | 0 | 0 | 0 | 0 | 0 | 0 | 0 | 0 | 0 | 0 | 0 | 0 | 0 | 0 | 0 | 0 | 0 |  | 0 | 0 | 0 |  | #VALUE! | #VALUE! | #VALUE! | #VALUE! |  |  | #VALUE! | #VALUE! | 0 | 0 | 0.20123 | 0.20123 | #VALUE! | #VALUE! | #VALUE! | #VALUE! | 0 | 0 | 0.20123 | 0.20123 | #VALUE! | #VALUE! | #VALUE! | #VALUE! | 0 | 0 | 0.20123 | 0.20123 | #VALUE! | #VALUE! |  |  |  | #VALUE! | #VALUE! | #VALUE! | #VALUE! | #VALUE! | #VALUE! | #VALUE!
Wednesday | 1 | 5 | 10 | 106 | 0 | 0 | 0 | 0 | 0 | 0 | 0 | 0 | 0 | 0 | 0 | 0 | 0 | 0 | 0 | 0 | 0 | 0 | 0 | 0 | 0 | 0 | 0 | 0 | 0 | 0 | 0 | 0 | 0 | 0 | 0 | 0 | 0 | 0 | 0 | 0 | 0 | 0 | 0 | 0 |  | 0 | 0 | 0 |  | #VALUE! | #VALUE! | #VALUE! | #VALUE! |  |  | #VALUE! | #VALUE! | 0 | 0 | 0.20123 | 0.20123 | #VALUE! | #VALUE! | #VALUE! | #VALUE! | 0 | 0 | 0.20123 | 0.20123 | #VALUE! | #VALUE! | #VALUE! | #VALUE! | 0 | 0 | 0.20123 | 0.20123 | #VALUE! | #VALUE! |  |  |  | #VALUE! | #VALUE! | #VALUE! | #VALUE! | #VALUE! | #VALUE! | #VALUE!
Wednesday | 1 | 5 | 11 | 107 | 0 | 0 | 0 | 0 | 0 | 0 | 0 | 0 | 0 | 0 | 0 | 0 | 0 | 0 | 0 | 0 | 0 | 0 | 0 | 0 | 0 | 0 | 0 | 0 | 0 | 0 | 0 | 0 | 0 | 0 | 0 | 0 | 0 | 0 | 0 | 0 | 0 | 0 | 0 | 0 |  | 0 | 0 | 0 |  | #VALUE! | #VALUE! | #VALUE! | #VALUE! |  |  | #VALUE! | #VALUE! | 0 | 0 | 0.20123 | 0.20123 | #VALUE! | #VALUE! | #VALUE! | #VALUE! | 0 | 0 | 0.20123 | 0.20123 | #VALUE! | #VALUE! | #VALUE! | #VALUE! | 0 | 0 | 0.20123 | 0.20123 | #VALUE! | #VALUE! |  |  |  | #VALUE! | #VALUE! | #VALUE! | #VALUE! | #VALUE! | #VALUE! | #VALUE!
Wednesday | 1 | 5 | 12 | 108 | 0 | 0 | 0 | 0 | 0 | 0 | 0 | 0 | 0 | 0 | 0 | 0 | 0 | 0 | 0 | 0 | 0 | 0 | 0 | 0 | 0 | 0 | 0 | 0 | 0 | 0 | 0 | 0 | 0 | 0 | 0 | 0 | 0 | 0 | 0 | 0 | 0 | 0 | 0 | 0 |  | 0 | 0 | 0 |  | #VALUE! | #VALUE! | #VALUE! | #VALUE! |  |  | #VALUE! | #VALUE! | 0 | 0 | 0.20123 | 0.20123 | #VALUE! | #VALUE! | #VALUE! | #VALUE! | 0 | 0 | 0.20123 | 0.20123 | #VALUE! | #VALUE! | #VALUE! | #VALUE! | 0 | 0 | 0.20123 | 0.20123 | #VALUE! | #VALUE! |  |  |  | #VALUE! | #VALUE! | #VALUE! | #VALUE! | #VALUE! | #VALUE! | #VALUE!
Wednesday | 1 | 5 | 13 | 109 | 0 | 0 | 0 | 0 | 0 | 0 | 0 | 0 | 0 | 0 | 0 | 0 | 0 | 0 | 0 | 0 | 0 | 0 | 0 | 0 | 0 | 0 | 0 | 0 | 0 | 0 | 0 | 0 | 0 | 0 | 0 | 0 | 0 | 0 | 0 | 0 | 0 | 0 | 0 | 0 |  | 0 | 0 | 0 |  | #VALUE! | #VALUE! | #VALUE! | #VALUE! |  |  | #VALUE! | #VALUE! | 0 | 0 | 0.20123 | 0.20123 | #VALUE! | #VALUE! | #VALUE! | #VALUE! | 0 | 0 | 0.20123 | 0.20123 | #VALUE! | #VALUE! | #VALUE! | #VALUE! | 0 | 0 | 0.20123 | 0.20123 | #VALUE! | #VALUE! |  |  |  | #VALUE! | #VALUE! | #VALUE! | #VALUE! | #VALUE! | #VALUE! | #VALUE!
Wednesday | 1 | 5 | 14 | 110 | 0 | 0 | 0 | 0 | 0 | 0 | 0 | 0 | 0 | 0 | 0 | 0 | 0 | 0 | 0 | 0 | 0 | 0 | 0 | 0 | 0 | 0 | 0 | 0 | 0 | 0 | 0 | 0 | 0 | 0 | 0 | 0 | 0 | 0 | 0 | 0 | 0 | 0 | 0 | 0 |  | 0 | 0 | 0 |  | #VALUE! | #VALUE! | #VALUE! | #VALUE! |  |  | #VALUE! | #VALUE! | 0 | 0 | 0.20123 | 0.20123 | #VALUE! | #VALUE! | #VALUE! | #VALUE! | 0 | 0 | 0.20123 | 0.20123 | #VALUE! | #VALUE! | #VALUE! | #VALUE! | 0 | 0 | 0.20123 | 0.20123 | #VALUE! | #VALUE! |  |  |  | #VALUE! | #VALUE! | #VALUE! | #VALUE! | #VALUE! | #VALUE! | #VALUE!
Wednesday | 1 | 5 | 15 | 111 | 0 | 0 | 0 | 0 | 0 | 0 | 0 | 0 | 0 | 0 | 0 | 0 | 0 | 0 | 0 | 0 | 0 | 0 | 0 | 0 | 0 | 0 | 0 | 0 | 0 | 0 | 0 | 0 | 0 | 0 | 0 | 0 | 0 | 0 | 0 | 0 | 0 | 0 | 0 | 0 |  | 0 | 0 | 0 |  | #VALUE! | #VALUE! | #VALUE! | #VALUE! |  |  | #VALUE! | #VALUE! | 0 | 0 | 0.20123 | 0.20123 | #VALUE! | #VALUE! | #VALUE! | #VALUE! | 0 | 0 | 0.20123 | 0.20123 | #VALUE! | #VALUE! | #VALUE! | #VALUE! | 0 | 0 | 0.20123 | 0.20123 | #VALUE! | #VALUE! |  |  |  | #VALUE! | #VALUE! | #VALUE! | #VALUE! | #VALUE! | #VALUE! | #VALUE!
Wednesday | 1 | 5 | 16 | 112 | 0 | 0 | 0 | 0 | 0 | 0 | 0 | 0 | 0 | 0 | 0 | 0 | 0 | 0 | 0 | 0 | 0 | 0 | 0 | 0 | 0 | 0 | 0 | 0 | 0 | 0 | 0 | 0 | 0 | 0 | 0 | 0 | 0 | 0 | 0 | 0 | 0 | 0 | 0 | 0 |  | 0 | 0 | 0 |  | #VALUE! | #VALUE! | #VALUE! | #VALUE! |  |  | #VALUE! | #VALUE! | 0 | 0 | 0.20123 | 0.20123 | #VALUE! | #VALUE! | #VALUE! | #VALUE! | 0 | 0 | 0.20123 | 0.20123 | #VALUE! | #VALUE! | #VALUE! | #VALUE! | 0 | 0 | 0.20123 | 0.20123 | #VALUE! | #VALUE! |  |  |  | #VALUE! | #VALUE! | #VALUE! | #VALUE! | #VALUE! | #VALUE! | #VALUE!
Wednesday | 1 | 5 | 17 | 113 | 0 | 0 | 0 | 0 | 0 | 0 | 0 | 0 | 0 | 0 | 0 | 0 | 0 | 0 | 0 | 0 | 0 | 0 | 0 | 0 | 0 | 0 | 0 | 0 | 0 | 0 | 0 | 0 | 0 | 0 | 0 | 0 | 0 | 0 | 0 | 0 | 0 | 0 | 0 | 0 |  | 0 | 0 | 0 |  | #VALUE! | #VALUE! | #VALUE! | #VALUE! |  |  | #VALUE! | #VALUE! | 0 | 0 | 0.20123 | 0.20123 | #VALUE! | #VALUE! | #VALUE! | #VALUE! | 0 | 0 | 0.20123 | 0.20123 | #VALUE! | #VALUE! | #VALUE! | #VALUE! | 0 | 0 | 0.20123 | 0.20123 | #VALUE! | #VALUE! |  |  |  | #VALUE! | #VALUE! | #VALUE! | #VALUE! | #VALUE! | #VALUE! | #VALUE!
Wednesday | 1 | 5 | 18 | 114 | 0 | 0 | 0 | 0 | 0 | 0 | 0 | 0 | 0 | 0 | 0 | 0 | 0 | 0 | 0 | 0 | 0 | 0 | 0 | 0 | 0 | 0 | 0 | 0 | 0 | 0 | 0 | 0 | 0 | 0 | 0 | 0 | 0 | 0 | 0 | 0 | 0 | 0 | 0 | 0 |  | 0 | 0 | 0 |  | #VALUE! | #VALUE! | #VALUE! | #VALUE! |  |  | #VALUE! | #VALUE! | 0 | 0 | 0.20123 | 0.20123 | #VALUE! | #VALUE! | #VALUE! | #VALUE! | 0 | 0 | 0.20123 | 0.20123 | #VALUE! | #VALUE! | #VALUE! | #VALUE! | 0 | 0 | 0.20123 | 0.20123 | #VALUE! | #VALUE! |  |  |  | #VALUE! | #VALUE! | #VALUE! | #VALUE! | #VALUE! | #VALUE! | #VALUE!
Wednesday | 1 | 5 | 19 | 115 | 0 | 0 | 0 | 0 | 0 | 0 | 0 | 0 | 0 | 0 | 0 | 0 | 0 | 0 | 0 | 0 | 0 | 0 | 0 | 0 | 0 | 0 | 0 | 0 | 0 | 0 | 0 | 0 | 0 | 0 | 0 | 0 | 0 | 0 | 0 | 0 | 0 | 0 | 0 | 0 |  | 0 | 0 | 0 |  | #VALUE! | #VALUE! | #VALUE! | #VALUE! |  |  | #VALUE! | #VALUE! | 0 | 0 | 0.20123 | 0.20123 | #VALUE! | #VALUE! | #VALUE! | #VALUE! | 0 | 0 | 0.20123 | 0.20123 | #VALUE! | #VALUE! | #VALUE! | #VALUE! | 0 | 0 | 0.20123 | 0.20123 | #VALUE! | #VALUE! |  |  |  | #VALUE! | #VALUE! | #VALUE! | #VALUE! | #VALUE! | #VALUE! | #VALUE!
Wednesday | 1 | 5 | 20 | 116 | 0 | 0 | 0 | 0 | 0 | 0 | 0 | 0 | 0 | 0 | 0 | 0 | 0 | 0 | 0 | 0 | 0 | 0 | 0 | 0 | 0 | 0 | 0 | 0 | 0 | 0 | 0 | 0 | 0 | 0 | 0 | 0 | 0 | 0 | 0 | 0 | 0 | 0 | 0 | 0 |  | 0 | 0 | 0 |  | #VALUE! | #VALUE! | #VALUE! | #VALUE! |  |  | #VALUE! | #VALUE! | 0 | 0 | 0.20123 | 0.20123 | #VALUE! | #VALUE! | #VALUE! | #VALUE! | 0 | 0 | 0.20123 | 0.20123 | #VALUE! | #VALUE! | #VALUE! | #VALUE! | 0 | 0 | 0.20123 | 0.20123 | #VALUE! | #VALUE! |  |  |  | #VALUE! | #VALUE! | #VALUE! | #VALUE! | #VALUE! | #VALUE! | #VALUE!
Wednesday | 1 | 5 | 21 | 117 | 0 | 0 | 0 | 0 | 0 | 0 | 0 | 0 | 0 | 0 | 0 | 0 | 0 | 0 | 0 | 0 | 0 | 0 | 0 | 0 | 0 | 0 | 0 | 0 | 0 | 0 | 0 | 0 | 0 | 0 | 0 | 0 | 0 | 0 | 0 | 0 | 0 | 0 | 0 | 0 |  | 0 | 0 | 0 |  | #VALUE! | #VALUE! | #VALUE! | #VALUE! |  |  | #VALUE! | #VALUE! | 0 | 0 | 0.20123 | 0.20123 | #VALUE! | #VALUE! | #VALUE! | #VALUE! | 0 | 0 | 0.20123 | 0.20123 | #VALUE! | #VALUE! | #VALUE! | #VALUE! | 0 | 0 | 0.20123 | 0.20123 | #VALUE! | #VALUE! |  |  |  | #VALUE! | #VALUE! | #VALUE! | #VALUE! | #VALUE! | #VALUE! | #VALUE!
Wednesday | 1 | 5 | 22 | 118 | 0 | 0 | 0 | 0 | 0 | 0 | 0 | 0 | 0 | 0 | 0 | 0 | 0 | 0 | 0 | 0 | 0 | 0 | 0 | 0 | 0 | 0 | 0 | 0 | 0 | 0 | 0 | 0 | 0 | 0 | 0 | 0 | 0 | 0 | 0 | 0 | 0 | 0 | 0 | 0 |  | 0 | 0 | 0 |  | #VALUE! | #VALUE! | #VALUE! | #VALUE! |  |  | #VALUE! | #VALUE! | 0 | 0 | 0.20123 | 0.20123 | #VALUE! | #VALUE! | #VALUE! | #VALUE! | 0 | 0 | 0.20123 | 0.20123 | #VALUE! | #VALUE! | #VALUE! | #VALUE! | 0 | 0 | 0.20123 | 0.20123 | #VALUE! | #VALUE! |  |  |  | #VALUE! | #VALUE! | #VALUE! | #VALUE! | #VALUE! | #VALUE! | #VALUE!
Wednesday | 1 | 5 | 23 | 119 | 0 | 0 | 0 | 0 | 0 | 0 | 0 | 0 | 0 | 0 | 0 | 0 | 0 | 0 | 0 | 0 | 0 | 0 | 0 | 0 | 0 | 0 | 0 | 0 | 0 | 0 | 0 | 0 | 0 | 0 | 0 | 0 | 0 | 0 | 0 | 0 | 0 | 0 | 0 | 0 |  | 0 | 0 | 0 |  | #VALUE! | #VALUE! | #VALUE! | #VALUE! |  |  | #VALUE! | #VALUE! | 0 | 0 | 0.20123 | 0.20123 | #VALUE! | #VALUE! | #VALUE! | #VALUE! | 0 | 0 | 0.20123 | 0.20123 | #VALUE! | #VALUE! | #VALUE! | #VALUE! | 0 | 0 | 0.20123 | 0.20123 | #VALUE! | #VALUE! |  |  |  | #VALUE! | #VALUE! | #VALUE! | #VALUE! | #VALUE! | #VALUE! | #VALUE!
Wednesday | 1 | 5 | 24 | 120 | 0 | 0 | 0 | 0 | 0 | 0 | 0 | 0 | 0 | 0 | 0 | 0 | 0 | 0 | 0 | 0 | 0 | 0 | 0 | 0 | 0 | 0 | 0 | 0 | 0 | 0 | 0 | 0 | 0 | 0 | 0 | 0 | 0 | 0 | 0 | 0 | 0 | 0 | 0 | 0 |  | 0 | 0 | 0 |  | #VALUE! | #VALUE! | #VALUE! | #VALUE! |  |  | #VALUE! | #VALUE! | 0 | 0 | 0.20123 | 0.20123 | #VALUE! | #VALUE! | #VALUE! | #VALUE! | 0 | 0 | 0.20123 | 0.20123 | #VALUE! | #VALUE! | #VALUE! | #VALUE! | 0 | 0 | 0.20123 | 0.20123 | #VALUE! | #VALUE! |  |  |  | #VALUE! | #VALUE! | #VALUE! | #VALUE! | #VALUE! | #VALUE! | #VALUE!
Thursday | 1 | 6 | 1 | 121 | 0 | 0 | 0 | 0 | 0 | 0 | 0 | 0 | 0 | 0 | 0 | 0 | 0 | 0 | 0 | 0 | 0 | 0 | 0 | 0 | 0 | 0 | 0 | 0 | 0 | 0 | 0 | 0 | 0 | 0 | 0 | 0 | 0 | 0 | 0 | 0 | 0 | 0 | 0 | 0 |  | 0 | 0 | 0 |  | #VALUE! | #VALUE! | #VALUE! | #VALUE! |  |  | #VALUE! | #VALUE! | 0 | 0 | 0.20123 | 0.20123 | #VALUE! | #VALUE! | #VALUE! | #VALUE! | 0 | 0 | 0.20123 | 0.20123 | #VALUE! | #VALUE! | #VALUE! | #VALUE! | 0 | 0 | 0.20123 | 0.20123 | #VALUE! | #VALUE! |  |  |  | #VALUE! | #VALUE! | #VALUE! | #VALUE! | #VALUE! | #VALUE! | #VALUE!
Thursday | 1 | 6 | 2 | 122 | 0 | 0 | 0 | 0 | 0 | 0 | 0 | 0 | 0 | 0 | 0 | 0 | 0 | 0 | 0 | 0 | 0 | 0 | 0 | 0 | 0 | 0 | 0 | 0 | 0 | 0 | 0 | 0 | 0 | 0 | 0 | 0 | 0 | 0 | 0 | 0 | 0 | 0 | 0 | 0 |  | 0 | 0 | 0 |  | #VALUE! | #VALUE! | #VALUE! | #VALUE! |  |  | #VALUE! | #VALUE! | 0 | 0 | 0.20123 | 0.20123 | #VALUE! | #VALUE! | #VALUE! | #VALUE! | 0 | 0 | 0.20123 | 0.20123 | #VALUE! | #VALUE! | #VALUE! | #VALUE! | 0 | 0 | 0.20123 | 0.20123 | #VALUE! | #VALUE! |  |  |  | #VALUE! | #VALUE! | #VALUE! | #VALUE! | #VALUE! | #VALUE! | #VALUE!
Thursday | 1 | 6 | 3 | 123 | 0 | 0 | 0 | 0 | 0 | 0 | 0 | 0 | 0 | 0 | 0 | 0 | 0 | 0 | 0 | 0 | 0 | 0 | 0 | 0 | 0 | 0 | 0 | 0 | 0 | 0 | 0 | 0 | 0 | 0 | 0 | 0 | 0 | 0 | 0 | 0 | 0 | 0 | 0 | 0 |  | 0 | 0 | 0 |  | #VALUE! | #VALUE! | #VALUE! | #VALUE! |  |  | #VALUE! | #VALUE! | 0 | 0 | 0.20123 | 0.20123 | #VALUE! | #VALUE! | #VALUE! | #VALUE! | 0 | 0 | 0.20123 | 0.20123 | #VALUE! | #VALUE! | #VALUE! | #VALUE! | 0 | 0 | 0.20123 | 0.20123 | #VALUE! | #VALUE! |  |  |  | #VALUE! | #VALUE! | #VALUE! | #VALUE! | #VALUE! | #VALUE! | #VALUE!
Thursday | 1 | 6 | 4 | 124 | 0 | 0 | 0 | 0 | 0 | 0 | 0 | 0 | 0 | 0 | 0 | 0 | 0 | 0 | 0 | 0 | 0 | 0 | 0 | 0 | 0 | 0 | 0 | 0 | 0 | 0 | 0 | 0 | 0 | 0 | 0 | 0 | 0 | 0 | 0 | 0 | 0 | 0 | 0 | 0 |  | 0 | 0 | 0 |  | #VALUE! | #VALUE! | #VALUE! | #VALUE! |  |  | #VALUE! | #VALUE! | 0 | 0 | 0.20123 | 0.20123 | #VALUE! | #VALUE! | #VALUE! | #VALUE! | 0 | 0 | 0.20123 | 0.20123 | #VALUE! | #VALUE! | #VALUE! | #VALUE! | 0 | 0 | 0.20123 | 0.20123 | #VALUE! | #VALUE! |  |  |  | #VALUE! | #VALUE! | #VALUE! | #VALUE! | #VALUE! | #VALUE! | #VALUE!
Thursday | 1 | 6 | 5 | 125 | 0 | 0 | 0 | 0 | 0 | 0 | 0 | 0 | 0 | 0 | 0 | 0 | 0 | 0 | 0 | 0 | 0 | 0 | 0 | 0 | 0 | 0 | 0 | 0 | 0 | 0 | 0 | 0 | 0 | 0 | 0 | 0 | 0 | 0 | 0 | 0 | 0 | 0 | 0 | 0 |  | 0 | 0 | 0 |  | #VALUE! | #VALUE! | #VALUE! | #VALUE! |  |  | #VALUE! | #VALUE! | 0 | 0 | 0.20123 | 0.20123 | #VALUE! | #VALUE! | #VALUE! | #VALUE! | 0 | 0 | 0.20123 | 0.20123 | #VALUE! | #VALUE! | #VALUE! | #VALUE! | 0 | 0 | 0.20123 | 0.20123 | #VALUE! | #VALUE! |  |  |  | #VALUE! | #VALUE! | #VALUE! | #VALUE! | #VALUE! | #VALUE! | #VALUE!
Thursday | 1 | 6 | 6 | 126 | 0 | 0 | 0 | 0 | 0 | 0 | 0 | 0 | 0 | 0 | 0 | 0 | 0 | 0 | 0 | 0 | 0 | 0 | 0 | 0 | 0 | 0 | 0 | 0 | 0 | 0 | 0 | 0 | 0 | 0 | 0 | 0 | 0 | 0 | 0 | 0 | 0 | 0 | 0 | 0 |  | 0 | 0 | 0 |  | #VALUE! | #VALUE! | #VALUE! | #VALUE! |  |  | #VALUE! | #VALUE! | 0 | 0 | 0.20123 | 0.20123 | #VALUE! | #VALUE! | #VALUE! | #VALUE! | 0 | 0 | 0.20123 | 0.20123 | #VALUE! | #VALUE! | #VALUE! | #VALUE! | 0 | 0 | 0.20123 | 0.20123 | #VALUE! | #VALUE! |  |  |  | #VALUE! | #VALUE! | #VALUE! | #VALUE! | #VALUE! | #VALUE! | #VALUE!
Thursday | 1 | 6 | 7 | 127 | 0 | 0 | 0 | 0 | 0 | 0 | 0 | 0 | 0 | 0 | 0 | 0 | 0 | 0 | 0 | 0 | 0 | 0 | 0 | 0 | 0 | 0 | 0 | 0 | 0 | 0 | 0 | 0 | 0 | 0 | 0 | 0 | 0 | 0 | 0 | 0 | 0 | 0 | 0 | 0 |  | 0 | 0 | 0 |  | #VALUE! | #VALUE! | #VALUE! | #VALUE! |  |  | #VALUE! | #VALUE! | 0 | 0 | 0.20123 | 0.20123 | #VALUE! | #VALUE! | #VALUE! | #VALUE! | 0 | 0 | 0.20123 | 0.20123 | #VALUE! | #VALUE! | #VALUE! | #VALUE! | 0 | 0 | 0.20123 | 0.20123 | #VALUE! | #VALUE! |  |  |  | #VALUE! | #VALUE! | #VALUE! | #VALUE! | #VALUE! | #VALUE! | #VALUE!
Thursday | 1 | 6 | 8 | 128 | 0 | 0 | 0 | 0 | 0 | 0 | 0 | 0 | 0 | 0 | 0 | 0 | 0 | 0 | 0 | 0 | 0 | 0 | 0 | 0 | 0 | 0 | 0 | 0 | 0 | 0 | 0 | 0 | 0 | 0 | 0 | 0 | 0 | 0 | 0 | 0 | 0 | 0 | 0 | 0 |  | 0 | 0 | 0 |  | #VALUE! | #VALUE! | #VALUE! | #VALUE! |  |  | #VALUE! | #VALUE! | 0 | 0 | 0.20123 | 0.20123 | #VALUE! | #VALUE! | #VALUE! | #VALUE! | 0 | 0 | 0.20123 | 0.20123 | #VALUE! | #VALUE! | #VALUE! | #VALUE! | 0 | 0 | 0.20123 | 0.20123 | #VALUE! | #VALUE! |  |  |  | #VALUE! | #VALUE! | #VALUE! | #VALUE! | #VALUE! | #VALUE! | #VALUE!
Thursday | 1 | 6 | 9 | 129 | 0 | 0 | 0 | 0 | 0 | 0 | 0 | 0 | 0 | 0 | 0 | 0 | 0 | 0 | 0 | 0 | 0 | 0 | 0 | 0 | 0 | 0 | 0 | 0 | 0 | 0 | 0 | 0 | 0 | 0 | 0 | 0 | 0 | 0 | 0 | 0 | 0 | 0 | 0 | 0 |  | 0 | 0 | 0 |  | #VALUE! | #VALUE! | #VALUE! | #VALUE! |  |  | #VALUE! | #VALUE! | 0 | 0 | 0.20123 | 0.20123 | #VALUE! | #VALUE! | #VALUE! | #VALUE! | 0 | 0 | 0.20123 | 0.20123 | #VALUE! | #VALUE! | #VALUE! | #VALUE! | 0 | 0 | 0.20123 | 0.20123 | #VALUE! | #VALUE! |  |  |  | #VALUE! | #VALUE! | #VALUE! | #VALUE! | #VALUE! | #VALUE! | #VALUE!
Thursday | 1 | 6 | 10 | 130 | 0 | 0 | 0 | 0 | 0 | 0 | 0 | 0 | 0 | 0 | 0 | 0 | 0 | 0 | 0 | 0 | 0 | 0 | 0 | 0 | 0 | 0 | 0 | 0 | 0 | 0 | 0 | 0 | 0 | 0 | 0 | 0 | 0 | 0 | 0 | 0 | 0 | 0 | 0 | 0 |  | 0 | 0 | 0 |  | #VALUE! | #VALUE! | #VALUE! | #VALUE! |  |  | #VALUE! | #VALUE! | 0 | 0 | 0.20123 | 0.20123 | #VALUE! | #VALUE! | #VALUE! | #VALUE! | 0 | 0 | 0.20123 | 0.20123 | #VALUE! | #VALUE! | #VALUE! | #VALUE! | 0 | 0 | 0.20123 | 0.20123 | #VALUE! | #VALUE! |  |  |  | #VALUE! | #VALUE! | #VALUE! | #VALUE! | #VALUE! | #VALUE! | #VALUE!
Thursday | 1 | 6 | 11 | 131 | 0 | 0 | 0 | 0 | 0 | 0 | 0 | 0 | 0 | 0 | 0 | 0 | 0 | 0 | 0 | 0 | 0 | 0 | 0 | 0 | 0 | 0 | 0 | 0 | 0 | 0 | 0 | 0 | 0 | 0 | 0 | 0 | 0 | 0 | 0 | 0 | 0 | 0 | 0 | 0 |  | 0 | 0 | 0 |  | #VALUE! | #VALUE! | #VALUE! | #VALUE! |  |  | #VALUE! | #VALUE! | 0 | 0 | 0.20123 | 0.20123 | #VALUE! | #VALUE! | #VALUE! | #VALUE! | 0 | 0 | 0.20123 | 0.20123 | #VALUE! | #VALUE! | #VALUE! | #VALUE! | 0 | 0 | 0.20123 | 0.20123 | #VALUE! | #VALUE! |  |  |  | #VALUE! | #VALUE! | #VALUE! | #VALUE! | #VALUE! | #VALUE! | #VALUE!
Thursday | 1 | 6 | 12 | 132 | 0 | 0 | 0 | 0 | 0 | 0 | 0 | 0 | 0 | 0 | 0 | 0 | 0 | 0 | 0 | 0 | 0 | 0 | 0 | 0 | 0 | 0 | 0 | 0 | 0 | 0 | 0 | 0 | 0 | 0 | 0 | 0 | 0 | 0 | 0 | 0 | 0 | 0 | 0 | 0 |  | 0 | 0 | 0 |  | #VALUE! | #VALUE! | #VALUE! | #VALUE! |  |  | #VALUE! | #VALUE! | 0 | 0 | 0.20123 | 0.20123 | #VALUE! | #VALUE! | #VALUE! | #VALUE! | 0 | 0 | 0.20123 | 0.20123 | #VALUE! | #VALUE! | #VALUE! | #VALUE! | 0 | 0 | 0.20123 | 0.20123 | #VALUE! | #VALUE! |  |  |  | #VALUE! | #VALUE! | #VALUE! | #VALUE! | #VALUE! | #VALUE! | #VALUE!
Thursday | 1 | 6 | 13 | 133 | 0 | 0 | 0 | 0 | 0 | 0 | 0 | 0 | 0 | 0 | 0 | 0 | 0 | 0 | 0 | 0 | 0 | 0 | 0 | 0 | 0 | 0 | 0 | 0 | 0 | 0 | 0 | 0 | 0 | 0 | 0 | 0 | 0 | 0 | 0 | 0 | 0 | 0 | 0 | 0 |  | 0 | 0 | 0 |  | #VALUE! | #VALUE! | #VALUE! | #VALUE! |  |  | #VALUE! | #VALUE! | 0 | 0 | 0.20123 | 0.20123 | #VALUE! | #VALUE! | #VALUE! | #VALUE! | 0 | 0 | 0.20123 | 0.20123 | #VALUE! | #VALUE! | #VALUE! | #VALUE! | 0 | 0 | 0.20123 | 0.20123 | #VALUE! | #VALUE! |  |  |  | #VALUE! | #VALUE! | #VALUE! | #VALUE! | #VALUE! | #VALUE! | #VALUE!
Thursday | 1 | 6 | 14 | 134 | 0 | 0 | 0 | 0 | 0 | 0 | 0 | 0 | 0 | 0 | 0 | 0 | 0 | 0 | 0 | 0 | 0 | 0 | 0 | 0 | 0 | 0 | 0 | 0 | 0 | 0 | 0 | 0 | 0 | 0 | 0 | 0 | 0 | 0 | 0 | 0 | 0 | 0 | 0 | 0 |  | 0 | 0 | 0 |  | #VALUE! | #VALUE! | #VALUE! | #VALUE! |  |  | #VALUE! | #VALUE! | 0 | 0 | 0.20123 | 0.20123 | #VALUE! | #VALUE! | #VALUE! | #VALUE! | 0 | 0 | 0.20123 | 0.20123 | #VALUE! | #VALUE! | #VALUE! | #VALUE! | 0 | 0 | 0.20123 | 0.20123 | #VALUE! | #VALUE! |  |  |  | #VALUE! | #VALUE! | #VALUE! | #VALUE! | #VALUE! | #VALUE! | #VALUE!
Thursday | 1 | 6 | 15 | 135 | 0 | 0 | 0 | 0 | 0 | 0 | 0 | 0 | 0 | 0 | 0 | 0 | 0 | 0 | 0 | 0 | 0 | 0 | 0 | 0 | 0 | 0 | 0 | 0 | 0 | 0 | 0 | 0 | 0 | 0 | 0 | 0 | 0 | 0 | 0 | 0 | 0 | 0 | 0 | 0 |  | 0 | 0 | 0 |  | #VALUE! | #VALUE! | #VALUE! | #VALUE! |  |  | #VALUE! | #VALUE! | 0 | 0 | 0.20123 | 0.20123 | #VALUE! | #VALUE! | #VALUE! | #VALUE! | 0 | 0 | 0.20123 | 0.20123 | #VALUE! | #VALUE! | #VALUE! | #VALUE! | 0 | 0 | 0.20123 | 0.20123 | #VALUE! | #VALUE! |  |  |  | #VALUE! | #VALUE! | #VALUE! | #VALUE! | #VALUE! | #VALUE! | #VALUE!
Thursday | 1 | 6 | 16 | 136 | 0 | 0 | 0 | 0 | 0 | 0 | 0 | 0 | 0 | 0 | 0 | 0 | 0 | 0 | 0 | 0 | 0 | 0 | 0 | 0 | 0 | 0 | 0 | 0 | 0 | 0 | 0 | 0 | 0 | 0 | 0 | 0 | 0 | 0 | 0 | 0 | 0 | 0 | 0 | 0 |  | 0 | 0 | 0 |  | #VALUE! | #VALUE! | #VALUE! | #VALUE! |  |  | #VALUE! | #VALUE! | 0 | 0 | 0.20123 | 0.20123 | #VALUE! | #VALUE! | #VALUE! | #VALUE! | 0 | 0 | 0.20123 | 0.20123 | #VALUE! | #VALUE! | #VALUE! | #VALUE! | 0 | 0 | 0.20123 | 0.20123 | #VALUE! | #VALUE! |  |  |  | #VALUE! | #VALUE! | #VALUE! | #VALUE! | #VALUE! | #VALUE! | #VALUE!
Thursday | 1 | 6 | 17 | 137 | 0 | 0 | 0 | 0 | 0 | 0 | 0 | 0 | 0 | 0 | 0 | 0 | 0 | 0 | 0 | 0 | 0 | 0 | 0 | 0 | 0 | 0 | 0 | 0 | 0 | 0 | 0 | 0 | 0 | 0 | 0 | 0 | 0 | 0 | 0 | 0 | 0 | 0 | 0 | 0 |  | 0 | 0 | 0 |  | #VALUE! | #VALUE! | #VALUE! | #VALUE! |  |  | #VALUE! | #VALUE! | 0 | 0 | 0.20123 | 0.20123 | #VALUE! | #VALUE! | #VALUE! | #VALUE! | 0 | 0 | 0.20123 | 0.20123 | #VALUE! | #VALUE! | #VALUE! | #VALUE! | 0 | 0 | 0.20123 | 0.20123 | #VALUE! | #VALUE! |  |  |  | #VALUE! | #VALUE! | #VALUE! | #VALUE! | #VALUE! | #VALUE! | #VALUE!
Thursday | 1 | 6 | 18 | 138 | 0 | 0 | 0 | 0 | 0 | 0 | 0 | 0 | 0 | 0 | 0 | 0 | 0 | 0 | 0 | 0 | 0 | 0 | 0 | 0 | 0 | 0 | 0 | 0 | 0 | 0 | 0 | 0 | 0 | 0 | 0 | 0 | 0 | 0 | 0 | 0 | 0 | 0 | 0 | 0 |  | 0 | 0 | 0 |  | #VALUE! | #VALUE! | #VALUE! | #VALUE! |  |  | #VALUE! | #VALUE! | 0 | 0 | 0.20123 | 0.20123 | #VALUE! | #VALUE! | #VALUE! | #VALUE! | 0 | 0 | 0.20123 | 0.20123 | #VALUE! | #VALUE! | #VALUE! | #VALUE! | 0 | 0 | 0.20123 | 0.20123 | #VALUE! | #VALUE! |  |  |  | #VALUE! | #VALUE! | #VALUE! | #VALUE! | #VALUE! | #VALUE! | #VALUE!
Thursday | 1 | 6 | 19 | 139 | 0 | 0 | 0 | 0 | 0 | 0 | 0 | 0 | 0 | 0 | 0 | 0 | 0 | 0 | 0 | 0 | 0 | 0 | 0 | 0 | 0 | 0 | 0 | 0 | 0 | 0 | 0 | 0 | 0 | 0 | 0 | 0 | 0 | 0 | 0 | 0 | 0 | 0 | 0 | 0 |  | 0 | 0 | 0 |  | #VALUE! | #VALUE! | #VALUE! | #VALUE! |  |  | #VALUE! | #VALUE! | 0 | 0 | 0.20123 | 0.20123 | #VALUE! | #VALUE! | #VALUE! | #VALUE! | 0 | 0 | 0.20123 | 0.20123 | #VALUE! | #VALUE! | #VALUE! | #VALUE! | 0 | 0 | 0.20123 | 0.20123 | #VALUE! | #VALUE! |  |  |  | #VALUE! | #VALUE! | #VALUE! | #VALUE! | #VALUE! | #VALUE! | #VALUE!
Thursday | 1 | 6 | 20 | 140 | 0 | 0 | 0 | 0 | 0 | 0 | 0 | 0 | 0 | 0 | 0 | 0 | 0 | 0 | 0 | 0 | 0 | 0 | 0 | 0 | 0 | 0 | 0 | 0 | 0 | 0 | 0 | 0 | 0 | 0 | 0 | 0 | 0 | 0 | 0 | 0 | 0 | 0 | 0 | 0 |  | 0 | 0 | 0 |  | #VALUE! | #VALUE! | #VALUE! | #VALUE! |  |  | #VALUE! | #VALUE! | 0 | 0 | 0.20123 | 0.20123 | #VALUE! | #VALUE! | #VALUE! | #VALUE! | 0 | 0 | 0.20123 | 0.20123 | #VALUE! | #VALUE! | #VALUE! | #VALUE! | 0 | 0 | 0.20123 | 0.20123 | #VALUE! | #VALUE! |  |  |  | #VALUE! | #VALUE! | #VALUE! | #VALUE! | #VALUE! | #VALUE! | #VALUE!
Thursday | 1 | 6 | 21 | 141 | 0 | 0 | 0 | 0 | 0 | 0 | 0 | 0 | 0 | 0 | 0 | 0 | 0 | 0 | 0 | 0 | 0 | 0 | 0 | 0 | 0 | 0 | 0 | 0 | 0 | 0 | 0 | 0 | 0 | 0 | 0 | 0 | 0 | 0 | 0 | 0 | 0 | 0 | 0 | 0 |  | 0 | 0 | 0 |  | #VALUE! | #VALUE! | #VALUE! | #VALUE! |  |  | #VALUE! | #VALUE! | 0 | 0 | 0.20123 | 0.20123 | #VALUE! | #VALUE! | #VALUE! | #VALUE! | 0 | 0 | 0.20123 | 0.20123 | #VALUE! | #VALUE! | #VALUE! | #VALUE! | 0 | 0 | 0.20123 | 0.20123 | #VALUE! | #VALUE! |  |  |  | #VALUE! | #VALUE! | #VALUE! | #VALUE! | #VALUE! | #VALUE! | #VALUE!
Thursday | 1 | 6 | 22 | 142 | 0 | 0 | 0 | 0 | 0 | 0 | 0 | 0 | 0 | 0 | 0 | 0 | 0 | 0 | 0 | 0 | 0 | 0 | 0 | 0 | 0 | 0 | 0 | 0 | 0 | 0 | 0 | 0 | 0 | 0 | 0 | 0 | 0 | 0 | 0 | 0 | 0 | 0 | 0 | 0 |  | 0 | 0 | 0 |  | #VALUE! | #VALUE! | #VALUE! | #VALUE! |  |  | #VALUE! | #VALUE! | 0 | 0 | 0.20123 | 0.20123 | #VALUE! | #VALUE! | #VALUE! | #VALUE! | 0 | 0 | 0.20123 | 0.20123 | #VALUE! | #VALUE! | #VALUE! | #VALUE! | 0 | 0 | 0.20123 | 0.20123 | #VALUE! | #VALUE! |  |  |  | #VALUE! | #VALUE! | #VALUE! | #VALUE! | #VALUE! | #VALUE! | #VALUE!
Thursday | 1 | 6 | 23 | 143 | 0 | 0 | 0 | 0 | 0 | 0 | 0 | 0 | 0 | 0 | 0 | 0 | 0 | 0 | 0 | 0 | 0 | 0 | 0 | 0 | 0 | 0 | 0 | 0 | 0 | 0 | 0 | 0 | 0 | 0 | 0 | 0 | 0 | 0 | 0 | 0 | 0 | 0 | 0 | 0 |  | 0 | 0 | 0 |  | #VALUE! | #VALUE! | #VALUE! | #VALUE! |  |  | #VALUE! | #VALUE! | 0 | 0 | 0.20123 | 0.20123 | #VALUE! | #VALUE! | #VALUE! | #VALUE! | 0 | 0 | 0.20123 | 0.20123 | #VALUE! | #VALUE! | #VALUE! | #VALUE! | 0 | 0 | 0.20123 | 0.20123 | #VALUE! | #VALUE! |  |  |  | #VALUE! | #VALUE! | #VALUE! | #VALUE! | #VALUE! | #VALUE! | #VALUE!
Thursday | 1 | 6 | 24 | 144 | 0 | 0 | 0 | 0 | 0 | 0 | 0 | 0 | 0 | 0 | 0 | 0 | 0 | 0 | 0 | 0 | 0 | 0 | 0 | 0 | 0 | 0 | 0 | 0 | 0 | 0 | 0 | 0 | 0 | 0 | 0 | 0 | 0 | 0 | 0 | 0 | 0 | 0 | 0 | 0 |  | 0 | 0 | 0 |  | #VALUE! | #VALUE! | #VALUE! | #VALUE! |  |  | #VALUE! | #VALUE! | 0 | 0 | 0.20123 | 0.20123 | #VALUE! | #VALUE! | #VALUE! | #VALUE! | 0 | 0 | 0.20123 | 0.20123 | #VALUE! | #VALUE! | #VALUE! | #VALUE! | 0 | 0 | 0.20123 | 0.20123 | #VALUE! | #VALUE! |  |  |  | #VALUE! | #VALUE! | #VALUE! | #VALUE! | #VALUE! | #VALUE! | #VALUE!
Friday | 1 | 7 | 1 | 145 | 0 | 0 | 0 | 0 | 0 | 0 | 0 | 0 | 0 | 0 | 0 | 0 | 0 | 0 | 0 | 0 | 0 | 0 | 0 | 0 | 0 | 0 | 0 | 0 | 0 | 0 | 0 | 0 | 0 | 0 | 0 | 0 | 0 | 0 | 0 | 0 | 0 | 0 | 0 | 0 |  | 0 | 0 | 0 |  | #VALUE! | #VALUE! | #VALUE! | #VALUE! |  |  | #VALUE! | #VALUE! | 0 | 0 | 0.20123 | 0.20123 | #VALUE! | #VALUE! | #VALUE! | #VALUE! | 0 | 0 | 0.20123 | 0.20123 | #VALUE! | #VALUE! | #VALUE! | #VALUE! | 0 | 0 | 0.20123 | 0.20123 | #VALUE! | #VALUE! |  |  |  | #VALUE! | #VALUE! | #VALUE! | #VALUE! | #VALUE! | #VALUE! | #VALUE!
Friday | 1 | 7 | 2 | 146 | 0 | 0 | 0 | 0 | 0 | 0 | 0 | 0 | 0 | 0 | 0 | 0 | 0 | 0 | 0 | 0 | 0 | 0 | 0 | 0 | 0 | 0 | 0 | 0 | 0.00174 | 0 | 0 | 0 | 0 | 0 | 0 | 0 | 0 | 0 | 0 | 0 | 0 | 0 | 0 | 0 |  | 0 | 0 | 0 |  | #VALUE! | #VALUE! | #VALUE! | #VALUE! |  |  | #VALUE! | #VALUE! | 0 | 0 | 0.20123 | 0.20123 | #VALUE! | #VALUE! | #VALUE! | #VALUE! | 0 | 0 | 0.20123 | 0.20123 | #VALUE! | #VALUE! | #VALUE! | #VALUE! | 0 | 0 | 0.20123 | 0.20123 | #VALUE! | #VALUE! |  |  |  | #VALUE! | #VALUE! | #VALUE! | #VALUE! | #VALUE! | #VALUE! | #VALUE!
Friday | 1 | 7 | 3 | 147 | 0 | 0 | 0 | 0 | 0 | 0 | 0 | 0 | 0 | 0 | 0 | 0 | 0 | 0 | 0 | 0 | 0 | 0 | 0 | 0 | 0 | 0 | 0 | 0 | 0.011265 | 0 | 0 | 0 | 0 | 0 | 0 | 0 | 0 | 0 | 0 | 0 | 0 | 0 | 0 | 0 |  | 0 | 0 | 0 |  | #VALUE! | #VALUE! | #VALUE! | #VALUE! |  |  | #VALUE! | #VALUE! | 0 | 0 | 0.20123 | 0.20123 | #VALUE! | #VALUE! | #VALUE! | #VALUE! | 0 | 0 | 0.20123 | 0.20123 | #VALUE! | #VALUE! | #VALUE! | #VALUE! | 0 | 0 | 0.20123 | 0.20123 | #VALUE! | #VALUE! |  |  |  | #VALUE! | #VALUE! | #VALUE! | #VALUE! | #VALUE! | #VALUE! | #VALUE!
Friday | 1 | 7 | 4 | 148 | 0 | 0 | 0 | 0 | 0 | 0 | 0 | 0 | 0 | 0 | 0 | 0 | 0 | 0 | 0 | 0 | 0 | 0 | 0 | 0 | 0 | 0 | 0 | 0 | 0 | 0 | 0 | 0 | 0 | 0 | 0 | 0 | 0 | 0 | 0 | 0 | 0 | 0 | 0 | 0 |  | 0 | 0 | 0 |  | #VALUE! | #VALUE! | #VALUE! | #VALUE! |  |  | #VALUE! | #VALUE! | 0 | 0 | 0.20123 | 0.20123 | #VALUE! | #VALUE! | #VALUE! | #VALUE! | 0 | 0 | 0.20123 | 0.20123 | #VALUE! | #VALUE! | #VALUE! | #VALUE! | 0 | 0 | 0.20123 | 0.20123 | #VALUE! | #VALUE! |  |  |  | #VALUE! | #VALUE! | #VALUE! | #VALUE! | #VALUE! | #VALUE! | #VALUE!
Friday | 1 | 7 | 5 | 149 | 0 | 0 | 0 | 0 | 0 | 0 | 0 | 0 | 0 | 0 | 0 | 0 | 0 | 0 | 0 | 0 | 0 | 0 | 0 | 0 | 0 | 0 | 0 | 0 | 0 | 0 | 0 | 0 | 0 | 0 | 0 | 0 | 0 | 0 | 0 | 0 | 0 | 0 | 0 | 0 |  | 0 | 0 | 0 |  | #VALUE! | #VALUE! | #VALUE! | #VALUE! |  |  | #VALUE! | #VALUE! | 0 | 0 | 0.20123 | 0.20123 | #VALUE! | #VALUE! | #VALUE! | #VALUE! | 0 | 0 | 0.20123 | 0.20123 | #VALUE! | #VALUE! | #VALUE! | #VALUE! | 0 | 0 | 0.20123 | 0.20123 | #VALUE! | #VALUE! |  |  |  | #VALUE! | #VALUE! | #VALUE! | #VALUE! | #VALUE! | #VALUE! | #VALUE!
Friday | 1 | 7 | 6 | 150 | 0 | 0 | 0 | 0 | 0 | 0 | 0 | 0 | 0 | 0 | 0 | 0 | 0 | 0 | 0 | 0 | 0 | 0 | 0 | 0 | 0 | 0 | 0 | 0 | 0 | 0 | 0 | 0 | 0 | 0 | 0 | 0 | 0 | 0 | 0 | 0 | 0 | 0 | 0 | 0 |  | 0 | 0 | 0 |  | #VALUE! | #VALUE! | #VALUE! | #VALUE! |  |  | #VALUE! | #VALUE! | 0 | 0 | 0.20123 | 0.20123 | #VALUE! | #VALUE! | #VALUE! | #VALUE! | 0 | 0 | 0.20123 | 0.20123 | #VALUE! | #VALUE! | #VALUE! | #VALUE! | 0 | 0 | 0.20123 | 0.20123 | #VALUE! | #VALUE! |  |  |  | #VALUE! | #VALUE! | #VALUE! | #VALUE! | #VALUE! | #VALUE! | #VALUE!
Friday | 1 | 7 | 7 | 151 | 0 | 0 | 0 | 0 | 0 | 0 | 0 | 0 | 0 | 0 | 0 | 0 | 0 | 0 | 0 | 0 | 0 | 0 | 0 | 0 | 0 | 0 | 0 | 0 | 0 | 0 | 0 | 0 | 0 | 0 | 0 | 0 | 0 | 0 | 0 | 0 | 0 | 0 | 0 | 0 |  | 0 | 0 | 0 |  | #VALUE! | #VALUE! | #VALUE! | #VALUE! |  |  | #VALUE! | #VALUE! | 0 | 0 | 0.20123 | 0.20123 | #VALUE! | #VALUE! | #VALUE! | #VALUE! | 0 | 0 | 0.20123 | 0.20123 | #VALUE! | #VALUE! | #VALUE! | #VALUE! | 0 | 0 | 0.20123 | 0.20123 | #VALUE! | #VALUE! |  |  |  | #VALUE! | #VALUE! | #VALUE! | #VALUE! | #VALUE! | #VALUE! | #VALUE!
Friday | 1 | 7 | 8 | 152 | 0 | 0 | 0 | 0 | 0 | 0 | 0 | 0 | 0 | 0 | 0 | 0 | 0 | 0 | 0 | 0 | 0 | 0 | 0 | 0 | 0 | 0 | 0 | 0 | 0 | 0 | 0 | 0 | 0 | 0 | 0 | 0 | 0 | 0 | 0 | 0 | 0 | 0 | 0 | 0 |  | 0 | 0 | 0 |  | #VALUE! | #VALUE! | #VALUE! | #VALUE! |  |  | #VALUE! | #VALUE! | 0 | 0 | 0.20123 | 0.20123 | #VALUE! | #VALUE! | #VALUE! | #VALUE! | 0 | 0 | 0.20123 | 0.20123 | #VALUE! | #VALUE! | #VALUE! | #VALUE! | 0 | 0 | 0.20123 | 0.20123 | #VALUE! | #VALUE! |  |  |  | #VALUE! | #VALUE! | #VALUE! | #VALUE! | #VALUE! | #VALUE! | #VALUE!
Friday | 1 | 7 | 9 | 153 | 0 | 0 | 0 | 0 | 0 | 0 | 0 | 0 | 0 | 0 | 0 | 0 | 0 | 0 | 0 | 0 | 0 | 0 | 0 | 0 | 0 | 0 | 0 | 0 | 0 | 0 | 0 | 0 | 0 | 0 | 0 | 0 | 0 | 0 | 0 | 0 | 0 | 0 | 0 | 0 |  | 0 | 0 | 0 |  | #VALUE! | #VALUE! | #VALUE! | #VALUE! |  |  | #VALUE! | #VALUE! | 0 | 0 | 0.20123 | 0.20123 | #VALUE! | #VALUE! | #VALUE! | #VALUE! | 0 | 0 | 0.20123 | 0.20123 | #VALUE! | #VALUE! | #VALUE! | #VALUE! | 0 | 0 | 0.20123 | 0.20123 | #VALUE! | #VALUE! |  |  |  | #VALUE! | #VALUE! | #VALUE! | #VALUE! | #VALUE! | #VALUE! | #VALUE!
Friday | 1 | 7 | 10 | 154 | 0 | 0 | 0 | 0 | 0 | 0 | 0 | 0 | 0 | 0 | 0 | 0 | 0 | 0 | 0 | 0 | 0 | 0 | 0 | 0 | 0 | 0 | 0 | 0 | 0 | 0 | 0 | 0 | 0 | 0 | 0 | 0 | 0 | 0 | 0 | 0 | 0 | 0 | 0 | 0 |  | 0 | 0 | 0 |  | #VALUE! | #VALUE! | #VALUE! | #VALUE! |  |  | #VALUE! | #VALUE! | 0 | 0 | 0.20123 | 0.20123 | #VALUE! | #VALUE! | #VALUE! | #VALUE! | 0 | 0 | 0.20123 | 0.20123 | #VALUE! | #VALUE! | #VALUE! | #VALUE! | 0 | 0 | 0.20123 | 0.20123 | #VALUE! | #VALUE! |  |  |  | #VALUE! | #VALUE! | #VALUE! | #VALUE! | #VALUE! | #VALUE! | #VALUE!
Friday | 1 | 7 | 11 | 155 | 0 | 0 | 0 | 0 | 0 | 0 | 0 | 0 | 0 | 0 | 0 | 0 | 0 | 0 | 0 | 0 | 0 | 0 | 0 | 0 | 0 | 0 | 0 | 0 | 0 | 0 | 0 | 0 | 0 | 0 | 0 | 0 | 0 | 0 | 0 | 0 | 0 | 0 | 0 | 0 |  | 0 | 0 | 0 |  | #VALUE! | #VALUE! | #VALUE! | #VALUE! |  |  | #VALUE! | #VALUE! | 0 | 0 | 0.20123 | 0.20123 | #VALUE! | #VALUE! | #VALUE! | #VALUE! | 0 | 0 | 0.20123 | 0.20123 | #VALUE! | #VALUE! | #VALUE! | #VALUE! | 0 | 0 | 0.20123 | 0.20123 | #VALUE! | #VALUE! |  |  |  | #VALUE! | #VALUE! | #VALUE! | #VALUE! | #VALUE! | #VALUE! | #VALUE!
Friday | 1 | 7 | 12 | 156 | 0 | 0 | 0 | 0 | 0 | 0 | 0 | 0 | 0 | 0 | 0 | 0 | 0 | 0 | 0 | 0 | 0 | 0 | 0 | 0 | 0 | 0 | 0 | 0 | 0 | 0 | 0 | 0 | 0 | 0 | 0 | 0 | 0 | 0 | 0 | 0 | 0 | 0 | 0 | 0 |  | 0 | 0 | 0 |  | #VALUE! | #VALUE! | #VALUE! | #VALUE! |  |  | #VALUE! | #VALUE! | 0 | 0 | 0.20123 | 0.20123 | #VALUE! | #VALUE! | #VALUE! | #VALUE! | 0 | 0 | 0.20123 | 0.20123 | #VALUE! | #VALUE! | #VALUE! | #VALUE! | 0 | 0 | 0.20123 | 0.20123 | #VALUE! | #VALUE! |  |  |  | #VALUE! | #VALUE! | #VALUE! | #VALUE! | #VALUE! | #VALUE! | #VALUE!
Friday | 1 | 7 | 13 | 157 | 0 | 0 | 0 | 0 | 0 | 0 | 0 | 0 | 0 | 0 | 0 | 0 | 0 | 0 | 0 | 0 | 0 | 0 | 0 | 0 | 0 | 0 | 0 | 0 | 0 | 0 | 0 | 0 | 0 | 0 | 0 | 0 | 0 | 0 | 0 | 0 | 0 | 0 | 0 | 0 |  | 0 | 0 | 0 |  | #VALUE! | #VALUE! | #VALUE! | #VALUE! |  |  | #VALUE! | #VALUE! | 0 | 0 | 0.20123 | 0.20123 | #VALUE! | #VALUE! | #VALUE! | #VALUE! | 0 | 0 | 0.20123 | 0.20123 | #VALUE! | #VALUE! | #VALUE! | #VALUE! | 0 | 0 | 0.20123 | 0.20123 | #VALUE! | #VALUE! |  |  |  | #VALUE! | #VALUE! | #VALUE! | #VALUE! | #VALUE! | #VALUE! | #VALUE!
Friday | 1 | 7 | 14 | 158 | 0 | 0 | 0 | 0 | 0 | 0 | 0 | 0 | 0 | 0 | 0 | 0 | 0 | 0 | 0 | 0 | 0 | 0 | 0 | 0 | 0 | 0 | 0 | 0 | 0 | 0 | 0 | 0 | 0 | 0 | 0 | 0 | 0 | 0 | 0 | 0 | 0 | 0 | 0 | 0 |  | 0 | 0 | 0 |  | #VALUE! | #VALUE! | #VALUE! | #VALUE! |  |  | #VALUE! | #VALUE! | 0 | 0 | 0.20123 | 0.20123 | #VALUE! | #VALUE! | #VALUE! | #VALUE! | 0 | 0 | 0.20123 | 0.20123 | #VALUE! | #VALUE! | #VALUE! | #VALUE! | 0 | 0 | 0.20123 | 0.20123 | #VALUE! | #VALUE! |  |  |  | #VALUE! | #VALUE! | #VALUE! | #VALUE! | #VALUE! | #VALUE! | #VALUE!
Friday | 1 | 7 | 15 | 159 | 0 | 0 | 0 | 0 | 0 | 0 | 0 | 0 | 0 | 0 | 0 | 0 | 0 | 0 | 0 | 0 | 0 | 0 | 0 | 0 | 0 | 0 | 0 | 0 | 0 | 0 | 0 | 0 | 0 | 0 | 0 | 0 | 0 | 0 | 0 | 0 | 0 | 0 | 0 | 0 |  | 0 | 0 | 0 |  | #VALUE! | #VALUE! | #VALUE! | #VALUE! |  |  | #VALUE! | #VALUE! | 0 | 0 | 0.20123 | 0.20123 | #VALUE! | #VALUE! | #VALUE! | #VALUE! | 0 | 0 | 0.20123 | 0.20123 | #VALUE! | #VALUE! | #VALUE! | #VALUE! | 0 | 0 | 0.20123 | 0.20123 | #VALUE! | #VALUE! |  |  |  | #VALUE! | #VALUE! | #VALUE! | #VALUE! | #VALUE! | #VALUE! | #VALUE!
Friday | 1 | 7 | 16 | 160 | 0 | 0 | 0 | 0 | 0 | 0 | 0 | 0 | 0 | 0 | 0 | 0 | 0 | 0 | 0 | 0 | 0 | 0 | 0 | 0 | 0 | 0 | 0 | 0 | 0 | 0 | 0 | 0 | 0 | 0 | 0 | 0 | 0 | 0 | 0 | 0 | 0 | 0 | 0 | 0 |  | 0 | 0 | 0 |  | #VALUE! | #VALUE! | #VALUE! | #VALUE! |  |  | #VALUE! | #VALUE! | 0 | 0 | 0.20123 | 0.20123 | #VALUE! | #VALUE! | #VALUE! | #VALUE! | 0 | 0 | 0.20123 | 0.20123 | #VALUE! | #VALUE! | #VALUE! | #VALUE! | 0 | 0 | 0.20123 | 0.20123 | #VALUE! | #VALUE! |  |  |  | #VALUE! | #VALUE! | #VALUE! | #VALUE! | #VALUE! | #VALUE! | #VALUE!
Friday | 1 | 7 | 17 | 161 | 0 | 0 | 0 | 0 | 0 | 0 | 0 | 0 | 0 | 0 | 0 | 0 | 0 | 0 | 0 | 0 | 0 | 0 | 0 | 0 | 0 | 0 | 0 | 0 | 0 | 0 | 0 | 0 | 0 | 0 | 0 | 0 | 0 | 0 | 0 | 0 | 0 | 0 | 0 | 0 |  | 0 | 0 | 0 |  | #VALUE! | #VALUE! | #VALUE! | #VALUE! |  |  | #VALUE! | #VALUE! | 0 | 0 | 0.20123 | 0.20123 | #VALUE! | #VALUE! | #VALUE! | #VALUE! | 0 | 0 | 0.20123 | 0.20123 | #VALUE! | #VALUE! | #VALUE! | #VALUE! | 0 | 0 | 0.20123 | 0.20123 | #VALUE! | #VALUE! |  |  |  | #VALUE! | #VALUE! | #VALUE! | #VALUE! | #VALUE! | #VALUE! | #VALUE!
Friday | 1 | 7 | 18 | 162 | 0 | 0 | 0 | 0 | 0 | 0 | 0 | 0 | 0 | 0 | 0 | 0 | 0 | 0 | 0 | 0 | 0 | 0 | 0 | 0 | 0 | 0 | 0 | 0 | 0 | 0 | 0 | 0 | 0 | 0 | 0 | 0 | 0 | 0 | 0 | 0 | 0 | 0 | 0 | 0 |  | 0 | 0 | 0 |  | #VALUE! | #VALUE! | #VALUE! | #VALUE! |  |  | #VALUE! | #VALUE! | 0 | 0 | 0.20123 | 0.20123 | #VALUE! | #VALUE! | #VALUE! | #VALUE! | 0 | 0 | 0.20123 | 0.20123 | #VALUE! | #VALUE! | #VALUE! | #VALUE! | 0 | 0 | 0.20123 | 0.20123 | #VALUE! | #VALUE! |  |  |  | #VALUE! | #VALUE! | #VALUE! | #VALUE! | #VALUE! | #VALUE! | #VALUE!
Friday | 1 | 7 | 19 | 163 | 0 | 0 | 0 | 0 | 0 | 0 | 0 | 0 | 0 | 0 | 0 | 0 | 0 | 0 | 0 | 0 | 0 | 0 | 0 | 0 | 0 | 0 | 0 | 0 | 0 | 0 | 0 | 0 | 0 | 0 | 0 | 0 | 0 | 0 | 0 | 0 | 0 | 0 | 0 | 0 |  | 0 | 0 | 0 |  | #VALUE! | #VALUE! | #VALUE! | #VALUE! |  |  | #VALUE! | #VALUE! | 0 | 0 | 0.20123 | 0.20123 | #VALUE! | #VALUE! | #VALUE! | #VALUE! | 0 | 0 | 0.20123 | 0.20123 | #VALUE! | #VALUE! | #VALUE! | #VALUE! | 0 | 0 | 0.20123 | 0.20123 | #VALUE! | #VALUE! |  |  |  | #VALUE! | #VALUE! | #VALUE! | #VALUE! | #VALUE! | #VALUE! | #VALUE!
Friday | 1 | 7 | 20 | 164 | 0 | 0 | 0 | 0 | 0 | 0 | 0 | 0 | 0 | 0 | 0 | 0 | 0 | 0 | 0 | 0 | 0 | 0 | 0 | 0 | 0 | 0 | 0 | 0 | 0 | 0 | 0 | 0 | 0 | 0 | 0 | 0 | 0 | 0 | 0 | 0 | 0 | 0 | 0 | 0 |  | 0 | 0 | 0 |  | #VALUE! | #VALUE! | #VALUE! | #VALUE! |  |  | #VALUE! | #VALUE! | 0 | 0 | 0.20123 | 0.20123 | #VALUE! | #VALUE! | #VALUE! | #VALUE! | 0 | 0 | 0.20123 | 0.20123 | #VALUE! | #VALUE! | #VALUE! | #VALUE! | 0 | 0 | 0.20123 | 0.20123 | #VALUE! | #VALUE! |  |  |  | #VALUE! | #VALUE! | #VALUE! | #VALUE! | #VALUE! | #VALUE! | #VALUE!
Friday | 1 | 7 | 21 | 165 | 0 | 0 | 0 | 0 | 0 | 0 | 0 | 0 | 0 | 0 | 0 | 0 | 0 | 0 | 0 | 0 | 0 | 0 | 0 | 0 | 0 | 0 | 0 | 0 | 0 | 0 | 0 | 0 | 0 | 0 | 0 | 0 | 0 | 0 | 0 | 0 | 0 | 0 | 0 | 0 |  | 0 | 0 | 0 |  | #VALUE! | #VALUE! | #VALUE! | #VALUE! |  |  | #VALUE! | #VALUE! | 0 | 0 | 0.20123 | 0.20123 | #VALUE! | #VALUE! | #VALUE! | #VALUE! | 0 | 0 | 0.20123 | 0.20123 | #VALUE! | #VALUE! | #VALUE! | #VALUE! | 0 | 0 | 0.20123 | 0.20123 | #VALUE! | #VALUE! |  |  |  | #VALUE! | #VALUE! | #VALUE! | #VALUE! | #VALUE! | #VALUE! | #VALUE!
Friday | 1 | 7 | 22 | 166 | 0 | 0 | 0 | 0 | 0 | 0 | 0 | 0 | 0 | 0 | 0 | 0 | 0 | 0 | 0 | 0 | 0 | 0 | 0 | 0 | 0 | 0 | 0 | 0 | 0 | 0 | 0 | 0 | 0 | 0 | 0 | 0 | 0 | 0 | 0 | 0 | 0 | 0 | 0 | 0 |  | 0 | 0 | 0 |  | #VALUE! | #VALUE! | #VALUE! | #VALUE! |  |  | #VALUE! | #VALUE! | 0 | 0 | 0.20123 | 0.20123 | #VALUE! | #VALUE! | #VALUE! | #VALUE! | 0 | 0 | 0.20123 | 0.20123 | #VALUE! | #VALUE! | #VALUE! | #VALUE! | 0 | 0 | 0.20123 | 0.20123 | #VALUE! | #VALUE! |  |  |  | #VALUE! | #VALUE! | #VALUE! | #VALUE! | #VALUE! | #VALUE! | #VALUE!
Friday | 1 | 7 | 23 | 167 | 0 | 0 | 0 | 0 | 0 | 0 | 0 | 0 | 0 | 0 | 0 | 0 | 0 | 0 | 0 | 0 | 0 | 0 | 0 | 0 | 0 | 0 | 0 | 0 | 0 | 0 | 0 | 0 | 0 | 0 | 0 | 0 | 0 | 0 | 0 | 0 | 0 | 0 | 0 | 0 |  | 0 | 0 | 0 |  | #VALUE! | #VALUE! | #VALUE! | #VALUE! |  |  | #VALUE! | #VALUE! | 0 | 0 | 0.20123 | 0.20123 | #VALUE! | #VALUE! | #VALUE! | #VALUE! | 0 | 0 | 0.20123 | 0.20123 | #VALUE! | #VALUE! | #VALUE! | #VALUE! | 0 | 0 | 0.20123 | 0.20123 | #VALUE! | #VALUE! |  |  |  | #VALUE! | #VALUE! | #VALUE! | #VALUE! | #VALUE! | #VALUE! | #VALUE!
Friday | 1 | 7 | 24 | 168 | 0 | 0 | 0 | 0 | 0 | 0 | 0 | 0 | 0 | 0 | 0 | 0 | 0 | 0 | 0 | 0 | 0 | 0 | 0 | 0 | 0 | 0 | 0 | 0 | 0 | 0 | 0 | 0 | 0 | 0 | 0 | 0 | 0 | 0 | 0 | 0 | 0 | 0 | 0 | 0 |  | 0 | 0 | 0 |  | #VALUE! | #VALUE! | #VALUE! | #VALUE! |  |  | #VALUE! | #VALUE! | 0 | 0 | 0.20123 | 0.20123 | #VALUE! | #VALUE! | #VALUE! | #VALUE! | 0 | 0 | 0.20123 | 0.20123 | #VALUE! | #VALUE! | #VALUE! | #VALUE! | 0 | 0 | 0.20123 | 0.20123 | #VALUE! | #VALUE! |  |  |  | #VALUE! | #VALUE! | #VALUE! | #VALUE! | #VALUE! | #VALUE! | #VALUE!
Saturday | 1 | 8 | 1 | 169 | 0 | 0 | 0 | 0 | 0 | 0 | 0 | 0 | 0 | 0 | 0 | 0 | 0 | 0 | 0 | 0 | 0 | 0 | 0 | 0 | 0 | 0 | 0 | 0 | 0 | 0 | 0 | 0 | 0 | 0 | 0 | 0 | 0 | 0 | 0 | 0 | 0 | 0 | 0 | 0 |  | 0 | 0 | 0 |  | #VALUE! | #VALUE! | #VALUE! | #VALUE! |  |  | #VALUE! | #VALUE! | 0 | 0 | 0.20123 | 0.20123 | #VALUE! | #VALUE! | #VALUE! | #VALUE! | 0 | 0 | 0.20123 | 0.20123 | #VALUE! | #VALUE! | #VALUE! | #VALUE! | 0 | 0 | 0.20123 | 0.20123 | #VALUE! | #VALUE! |  |  |  | #VALUE! | #VALUE! | #VALUE! | #VALUE! | #VALUE! | #VALUE! | #VALUE!
Saturday | 1 | 8 | 2 | 170 | 0 | 0 | 0 | 0 | 0 | 0 | 0 | 0 | 0 | 0 | 0 | 0 | 0 | 0 | 0 | 0 | 0 | 0 | 0 | 0 | 0 | 0 | 0 | 0 | 0 | 0 | 0 | 0 | 0 | 0 | 0 | 0 | 0 | 0 | 0 | 0 | 0 | 0 | 0 | 0 |  | 0 | 0 | 0 |  | #VALUE! | #VALUE! | #VALUE! | #VALUE! |  |  | #VALUE! | #VALUE! | 0 | 0 | 0.20123 | 0.20123 | #VALUE! | #VALUE! | #VALUE! | #VALUE! | 0 | 0 | 0.20123 | 0.20123 | #VALUE! | #VALUE! | #VALUE! | #VALUE! | 0 | 0 | 0.20123 | 0.20123 | #VALUE! | #VALUE! |  |  |  | #VALUE! | #VALUE! | #VALUE! | #VALUE! | #VALUE! | #VALUE! | #VALUE!
Saturday | 1 | 8 | 3 | 171 | 0 | 0 | 0 | 0 | 0 | 0 | 0 | 0 | 0 | 0 | 0 | 0 | 0 | 0 | 0 | 0 | 0 | 0 | 0 | 0 | 0 | 0 | 0 | 0 | 0 | 0 | 0 | 0 | 0 | 0 | 0 | 0 | 0 | 0 | 0 | 0 | 0 | 0 | 0 | 0 |  | 0 | 0 | 0 |  | #VALUE! | #VALUE! | #VALUE! | #VALUE! |  |  | #VALUE! | #VALUE! | 0 | 0 | 0.20123 | 0.20123 | #VALUE! | #VALUE! | #VALUE! | #VALUE! | 0 | 0 | 0.20123 | 0.20123 | #VALUE! | #VALUE! | #VALUE! | #VALUE! | 0 | 0 | 0.20123 | 0.20123 | #VALUE! | #VALUE! |  |  |  | #VALUE! | #VALUE! | #VALUE! | #VALUE! | #VALUE! | #VALUE! | #VALUE!
Saturday | 1 | 8 | 4 | 172 | 0 | 0 | 0 | 0 | 0 | 0 | 0 | 0 | 0 | 0 | 0 | 0 | 0 | 0 | 0 | 0 | 0 | 0 | 0 | 0 | 0 | 0 | 0 | 0 | 0 | 0 | 0 | 0 | 0 | 0 | 0 | 0 | 0 | 0 | 0 | 0 | 0 | 0 | 0 | 0 |  | 0 | 0 | 0 |  | #VALUE! | #VALUE! | #VALUE! | #VALUE! |  |  | #VALUE! | #VALUE! | 0 | 0 | 0.20123 | 0.20123 | #VALUE! | #VALUE! | #VALUE! | #VALUE! | 0 | 0 | 0.20123 | 0.20123 | #VALUE! | #VALUE! | #VALUE! | #VALUE! | 0 | 0 | 0.20123 | 0.20123 | #VALUE! | #VALUE! |  |  |  | #VALUE! | #VALUE! | #VALUE! | #VALUE! | #VALUE! | #VALUE! | #VALUE!
Saturday | 1 | 8 | 5 | 173 | 0 | 0 | 0 | 0 | 0 | 0 | 0 | 0 | 0 | 0 | 0 | 0 | 0 | 0 | 0 | 0 | 0 | 0 | 0 | 0 | 0 | 0 | 0 | 0 | 0 | 0 | 0 | 0 | 0 | 0 | 0 | 0 | 0 | 0 | 0 | 0 | 0 | 0 | 0 | 0 |  | 0 | 0 | 0 |  | #VALUE! | #VALUE! | #VALUE! | #VALUE! |  |  | #VALUE! | #VALUE! | 0 | 0 | 0.20123 | 0.20123 | #VALUE! | #VALUE! | #VALUE! | #VALUE! | 0 | 0 | 0.20123 | 0.20123 | #VALUE! | #VALUE! | #VALUE! | #VALUE! | 0 | 0 | 0.20123 | 0.20123 | #VALUE! | #VALUE! |  |  |  | #VALUE! | #VALUE! | #VALUE! | #VALUE! | #VALUE! | #VALUE! | #VALUE!
Saturday | 1 | 8 | 6 | 174 | 0 | 0 | 0 | 0 | 0 | 0 | 0 | 0 | 0 | 0 | 0 | 0 | 0 | 0 | 0 | 0 | 0 | 0 | 0 | 0 | 0 | 0 | 0 | 0 | 0 | 0 | 0 | 0 | 0 | 0 | 0 | 0 | 0 | 0 | 0 | 0 | 0 | 0 | 0 | 0 |  | 0 | 0 | 0 |  | #VALUE! | #VALUE! | #VALUE! | #VALUE! |  |  | #VALUE! | #VALUE! | 0 | 0 | 0.20123 | 0.20123 | #VALUE! | #VALUE! | #VALUE! | #VALUE! | 0 | 0 | 0.20123 | 0.20123 | #VALUE! | #VALUE! | #VALUE! | #VALUE! | 0 | 0 | 0.20123 | 0.20123 | #VALUE! | #VALUE! |  |  |  | #VALUE! | #VALUE! | #VALUE! | #VALUE! | #VALUE! | #VALUE! | #VALUE!
Saturday | 1 | 8 | 7 | 175 | 0 | 0 | 0 | 0 | 0 | 0 | 0 | 0 | 0 | 0 | 0 | 0 | 0 | 0 | 0 | 0 | 0 | 0 | 0 | 0 | 0 | 0 | 0 | 0 | 0 | 0 | 0 | 0 | 0 | 0 | 0 | 0 | 0 | 0 | 0 | 0 | 0 | 0 | 0 | 0 |  | 0 | 0 | 0 |  | #VALUE! | #VALUE! | #VALUE! | #VALUE! |  |  | #VALUE! | #VALUE! | 0 | 0 | 0.20123 | 0.20123 | #VALUE! | #VALUE! | #VALUE! | #VALUE! | 0 | 0 | 0.20123 | 0.20123 | #VALUE! | #VALUE! | #VALUE! | #VALUE! | 0 | 0 | 0.20123 | 0.20123 | #VALUE! | #VALUE! |  |  |  | #VALUE! | #VALUE! | #VALUE! | #VALUE! | #VALUE! | #VALUE! | #VALUE!
Saturday | 1 | 8 | 8 | 176 | 0 | 0 | 0 | 0 | 0 | 0 | 0 | 0 | 0 | 0 | 0 | 0 | 0 | 0 | 0 | 0 | 0 | 0 | 0 | 0 | 0 | 0 | 0 | 0 | 0 | 0 | 0 | 0 | 0 | 0 | 0 | 0 | 0 | 0 | 0 | 0 | 0 | 0 | 0 | 0 |  | 0 | 0 | 0 |  | #VALUE! | #VALUE! | #VALUE! | #VALUE! |  |  | #VALUE! | #VALUE! | 0 | 0 | 0.20123 | 0.20123 | #VALUE! | #VALUE! | #VALUE! | #VALUE! | 0 | 0 | 0.20123 | 0.20123 | #VALUE! | #VALUE! | #VALUE! | #VALUE! | 0 | 0 | 0.20123 | 0.20123 | #VALUE! | #VALUE! |  |  |  | #VALUE! | #VALUE! | #VALUE! | #VALUE! | #VALUE! | #VALUE! | #VALUE!
Saturday | 1 | 8 | 9 | 177 | 0 | 0 | 0 | 0 | 0 | 0 | 0 | 0 | 0 | 0 | 0 | 0 | 0 | 0 | 0 | 0 | 0 | 0 | 0 | 0 | 0 | 0 | 0 | 0 | 0 | 0 | 0 | 0 | 0 | 0 | 0 | 0 | 0 | 0 | 0 | 0 | 0 | 0 | 0 | 0 |  | 0 | 0 | 0 |  | #VALUE! | #VALUE! | #VALUE! | #VALUE! |  |  | #VALUE! | #VALUE! | 0 | 0 | 0.20123 | 0.20123 | #VALUE! | #VALUE! | #VALUE! | #VALUE! | 0 | 0 | 0.20123 | 0.20123 | #VALUE! | #VALUE! | #VALUE! | #VALUE! | 0 | 0 | 0.20123 | 0.20123 | #VALUE! | #VALUE! |  |  |  | #VALUE! | #VALUE! | #VALUE! | #VALUE! | #VALUE! | #VALUE! | #VALUE!
Saturday | 1 | 8 | 10 | 178 | 0 | 0 | 0 | 0 | 0 | 0 | 0 | 0 | 0 | 0 | 0 | 0 | 0 | 0 | 0 | 0 | 0 | 0 | 0 | 0 | 0 | 0 | 0 | 0 | 0 | 0 | 0 | 0 | 0 | 0 | 0 | 0 | 0 | 0 | 0 | 0 | 0 | 0 | 0 | 0 |  | 0 | 0 | 0 |  | #VALUE! | #VALUE! | #VALUE! | #VALUE! |  |  | #VALUE! | #VALUE! | 0 | 0 | 0.20123 | 0.20123 | #VALUE! | #VALUE! | #VALUE! | #VALUE! | 0 | 0 | 0.20123 | 0.20123 | #VALUE! | #VALUE! | #VALUE! | #VALUE! | 0 | 0 | 0.20123 | 0.20123 | #VALUE! | #VALUE! |  |  |  | #VALUE! | #VALUE! | #VALUE! | #VALUE! | #VALUE! | #VALUE! | #VALUE!
Saturday | 1 | 8 | 11 | 179 | 0 | 0 | 0 | 0 | 0 | 0 | 0 | 0 | 0 | 0 | 0 | 0 | 0 | 0 | 0 | 0 | 0 | 0 | 0 | 0 | 0 | 0 | 0 | 0 | 0 | 0 | 0 | 0 | 0 | 0 | 0 | 0 | 0 | 0 | 0 | 0 | 0 | 0 | 0 | 0 |  | 0 | 0 | 0 |  | #VALUE! | #VALUE! | #VALUE! | #VALUE! |  |  | #VALUE! | #VALUE! | 0 | 0 | 0.20123 | 0.20123 | #VALUE! | #VALUE! | #VALUE! | #VALUE! | 0 | 0 | 0.20123 | 0.20123 | #VALUE! | #VALUE! | #VALUE! | #VALUE! | 0 | 0 | 0.20123 | 0.20123 | #VALUE! | #VALUE! |  |  |  | #VALUE! | #VALUE! | #VALUE! | #VALUE! | #VALUE! | #VALUE! | #VALUE!
Saturday | 1 | 8 | 12 | 180 | 0 | 0 | 0 | 0 | 0 | 0 | 0 | 0 | 0 | 0 | 0 | 0 | 0 | 0 | 0 | 0 | 0 | 0 | 0 | 0 | 0 | 0 | 0 | 0 | 0 | 0 | 0 | 0 | 0 | 0 | 0 | 0 | 0 | 0 | 0 | 0 | 0 | 0 | 0 | 0 |  | 0 | 0 | 0 |  | #VALUE! | #VALUE! | #VALUE! | #VALUE! |  |  | #VALUE! | #VALUE! | 0 | 0 | 0.20123 | 0.20123 | #VALUE! | #VALUE! | #VALUE! | #VALUE! | 0 | 0 | 0.20123 | 0.20123 | #VALUE! | #VALUE! | #VALUE! | #VALUE! | 0 | 0 | 0.20123 | 0.20123 | #VALUE! | #VALUE! |  |  |  | #VALUE! | #VALUE! | #VALUE! | #VALUE! | #VALUE! | #VALUE! | #VALUE!
Saturday | 1 | 8 | 13 | 181 | 0 | 0 | 0 | 0 | 0 | 0 | 0 | 0 | 0 | 0 | 0 | 0 | 0 | 0 | 0 | 0 | 0 | 0 | 0 | 0 | 0 | 0 | 0 | 0 | 0 | 0 | 0 | 0 | 0 | 0 | 0 | 0 | 0 | 0 | 0 | 0 | 0 | 0 | 0 | 0 |  | 0 | 0 | 0 |  | #VALUE! | #VALUE! | #VALUE! | #VALUE! |  |  | #VALUE! | #VALUE! | 0 | 0 | 0.20123 | 0.20123 | #VALUE! | #VALUE! | #VALUE! | #VALUE! | 0 | 0 | 0.20123 | 0.20123 | #VALUE! | #VALUE! | #VALUE! | #VALUE! | 0 | 0 | 0.20123 | 0.20123 | #VALUE! | #VALUE! |  |  |  | #VALUE! | #VALUE! | #VALUE! | #VALUE! | #VALUE! | #VALUE! | #VALUE!
Saturday | 1 | 8 | 14 | 182 | 0 | 0 | 0 | 0 | 0 | 0 | 0 | 0 | 0 | 0 | 0 | 0 | 0 | 0 | 0 | 0 | 0 | 0 | 0 | 0 | 0 | 0 | 0 | 0 | 0 | 0 | 0 | 0 | 0 | 0 | 0 | 0 | 0 | 0 | 0 | 0 | 0 | 0 | 0 | 0 |  | 0 | 0 | 0 |  | #VALUE! | #VALUE! | #VALUE! | #VALUE! |  |  | #VALUE! | #VALUE! | 0 | 0 | 0.20123 | 0.20123 | #VALUE! | #VALUE! | #VALUE! | #VALUE! | 0 | 0 | 0.20123 | 0.20123 | #VALUE! | #VALUE! | #VALUE! | #VALUE! | 0 | 0 | 0.20123 | 0.20123 | #VALUE! | #VALUE! |  |  |  | #VALUE! | #VALUE! | #VALUE! | #VALUE! | #VALUE! | #VALUE! | #VALUE!
Saturday | 1 | 8 | 15 | 183 | 0 | 0 | 0 | 0 | 0 | 0 | 0 | 0 | 0 | 0 | 0 | 0 | 0 | 0 | 0 | 0 | 0 | 0 | 0 | 0 | 0 | 0 | 0 | 0 | 0 | 0 | 0 | 0 | 0 | 0 | 0 | 0 | 0 | 0 | 0 | 0 | 0 | 0 | 0 | 0 |  | 0 | 0 | 0 |  | #VALUE! | #VALUE! | #VALUE! | #VALUE! |  |  | #VALUE! | #VALUE! | 0 | 0 | 0.20123 | 0.20123 | #VALUE! | #VALUE! | #VALUE! | #VALUE! | 0 | 0 | 0.20123 | 0.20123 | #VALUE! | #VALUE! | #VALUE! | #VALUE! | 0 | 0 | 0.20123 | 0.20123 | #VALUE! | #VALUE! |  |  |  | #VALUE! | #VALUE! | #VALUE! | #VALUE! | #VALUE! | #VALUE! | #VALUE!
Saturday | 1 | 8 | 16 | 184 | 0 | 0 | 0 | 0 | 0 | 0 | 0 | 0 | 0 | 0 | 0 | 0 | 0 | 0 | 0 | 0 | 0 | 0 | 0 | 0 | 0 | 0 | 0 | 0 | 0 | 0 | 0 | 0 | 0 | 0 | 0 | 0 | 0 | 0 | 0 | 0 | 0 | 0 | 0 | 0 |  | 0 | 0 | 0 |  | #VALUE! | #VALUE! | #VALUE! | #VALUE! |  |  | #VALUE! | #VALUE! | 0 | 0 | 0.20123 | 0.20123 | #VALUE! | #VALUE! | #VALUE! | #VALUE! | 0 | 0 | 0.20123 | 0.20123 | #VALUE! | #VALUE! | #VALUE! | #VALUE! | 0 | 0 | 0.20123 | 0.20123 | #VALUE! | #VALUE! |  |  |  | #VALUE! | #VALUE! | #VALUE! | #VALUE! | #VALUE! | #VALUE! | #VALUE!
Saturday | 1 | 8 | 17 | 185 | 0 | 0 | 0 | 0 | 0 | 0 | 0 | 0 | 0 | 0 | 0 | 0 | 0 | 0 | 0 | 0 | 0 | 0 | 0 | 0 | 0 | 0 | 0 | 0 | 0 | 0 | 0 | 0 | 0 | 0 | 0 | 0 | 0 | 0 | 0 | 0 | 0 | 0 | 0 | 0 |  | 0 | 0 | 0 |  | #VALUE! | #VALUE! | #VALUE! | #VALUE! |  |  | #VALUE! | #VALUE! | 0 | 0 | 0.20123 | 0.20123 | #VALUE! | #VALUE! | #VALUE! | #VALUE! | 0 | 0 | 0.20123 | 0.20123 | #VALUE! | #VALUE! | #VALUE! | #VALUE! | 0 | 0 | 0.20123 | 0.20123 | #VALUE! | #VALUE! |  |  |  | #VALUE! | #VALUE! | #VALUE! | #VALUE! | #VALUE! | #VALUE! | #VALUE!
Saturday | 1 | 8 | 18 | 186 | 0 | 0 | 0 | 0 | 0 | 0 | 0 | 0 | 0 | 0 | 0 | 0 | 0 | 0 | 0 | 0 | 0 | 0 | 0 | 0 | 0 | 0 | 0 | 0 | 0 | 0 | 0 | 0 | 0 | 0 | 0 | 0 | 0 | 0 | 0 | 0 | 0 | 0 | 0 | 0 |  | 0 | 0 | 0 |  | #VALUE! | #VALUE! | #VALUE! | #VALUE! |  |  | #VALUE! | #VALUE! | 0 | 0 | 0.20123 | 0.20123 | #VALUE! | #VALUE! | #VALUE! | #VALUE! | 0 | 0 | 0.20123 | 0.20123 | #VALUE! | #VALUE! | #VALUE! | #VALUE! | 0 | 0 | 0.20123 | 0.20123 | #VALUE! | #VALUE! |  |  |  | #VALUE! | #VALUE! | #VALUE! | #VALUE! | #VALUE! | #VALUE! | #VALUE!
Saturday | 1 | 8 | 19 | 187 | 0 | 0 | 0 | 0 | 0 | 0 | 0 | 0 | 0 | 0 | 0 | 0 | 0 | 0 | 0 | 0 | 0 | 0 | 0 | 0 | 0 | 0 | 0 | 0 | 0 | 0 | 0 | 0 | 0 | 0 | 0 | 0 | 0 | 0 | 0 | 0 | 0 | 0 | 0 | 0 |  | 0 | 0 | 0 |  | #VALUE! | #VALUE! | #VALUE! | #VALUE! |  |  | #VALUE! | #VALUE! | 0 | 0 | 0.20123 | 0.20123 | #VALUE! | #VALUE! | #VALUE! | #VALUE! | 0 | 0 | 0.20123 | 0.20123 | #VALUE! | #VALUE! | #VALUE! | #VALUE! | 0 | 0 | 0.20123 | 0.20123 | #VALUE! | #VALUE! |  |  |  | #VALUE! | #VALUE! | #VALUE! | #VALUE! | #VALUE! | #VALUE! | #VALUE!
Saturday | 1 | 8 | 20 | 188 | 0 | 0 | 0 | 0 | 0 | 0 | 0 | 0 | 0 | 0 | 0 | 0 | 0 | 0 | 0 | 0 | 0 | 0 | 0 | 0 | 0 | 0 | 0 | 0 | 0 | 0 | 0 | 0 | 0 | 0 | 0 | 0 | 0 | 0 | 0 | 0 | 0 | 0 | 0 | 0 |  | 0 | 0 | 0 |  | #VALUE! | #VALUE! | #VALUE! | #VALUE! |  |  | #VALUE! | #VALUE! | 0 | 0 | 0.20123 | 0.20123 | #VALUE! | #VALUE! | #VALUE! | #VALUE! | 0 | 0 | 0.20123 | 0.20123 | #VALUE! | #VALUE! | #VALUE! | #VALUE! | 0 | 0 | 0.20123 | 0.20123 | #VALUE! | #VALUE! |  |  |  | #VALUE! | #VALUE! | #VALUE! | #VALUE! | #VALUE! | #VALUE! | #VALUE!
Saturday | 1 | 8 | 21 | 189 | 0 | 0 | 0 | 0 | 0 | 0 | 0 | 0 | 0 | 0 | 0 | 0 | 0 | 0 | 0 | 0 | 0 | 0 | 0 | 0 | 0 | 0 | 0 | 0 | 0 | 0 | 0 | 0 | 0 | 0 | 0 | 0 | 0 | 0 | 0 | 0 | 0 | 0 | 0 | 0 |  | 0 | 0 | 0 |  | #VALUE! | #VALUE! | #VALUE! | #VALUE! |  |  | #VALUE! | #VALUE! | 0 | 0 | 0.20123 | 0.20123 | #VALUE! | #VALUE! | #VALUE! | #VALUE! | 0 | 0 | 0.20123 | 0.20123 | #VALUE! | #VALUE! | #VALUE! | #VALUE! | 0 | 0 | 0.20123 | 0.20123 | #VALUE! | #VALUE! |  |  |  | #VALUE! | #VALUE! | #VALUE! | #VALUE! | #VALUE! | #VALUE! | #VALUE!
Saturday | 1 | 8 | 22 | 190 | 0 | 0 | 0 | 0 | 0 | 0 | 0 | 0 | 0 | 0 | 0 | 0 | 0 | 0 | 0 | 0 | 0 | 0 | 0 | 0 | 0 | 0 | 0 | 0 | 0 | 0 | 0 | 0 | 0 | 0 | 0 | 0 | 0 | 0 | 0 | 0 | 0 | 0 | 0 | 0 |  | 0 | 0 | 0 |  | #VALUE! | #VALUE! | #VALUE! | #VALUE! |  |  | #VALUE! | #VALUE! | 0 | 0 | 0.20123 | 0.20123 | #VALUE! | #VALUE! | #VALUE! | #VALUE! | 0 | 0 | 0.20123 | 0.20123 | #VALUE! | #VALUE! | #VALUE! | #VALUE! | 0 | 0 | 0.20123 | 0.20123 | #VALUE! | #VALUE! |  |  |  | #VALUE! | #VALUE! | #VALUE! | #VALUE! | #VALUE! | #VALUE! | #VALUE!
Saturday | 1 | 8 | 23 | 191 | 0 | 0 | 0 | 0 | 0 | 0 | 0 | 0 | 0 | 0 | 0 | 0 | 0 | 0 | 0 | 0 | 0 | 0 | 0 | 0 | 0 | 0 | 0 | 0 | 0 | 0 | 0 | 0 | 0 | 0 | 0 | 0 | 0 | 0 | 0 | 0 | 0 | 0 | 0 | 0 |  | 0 | 0 | 0 |  | #VALUE! | #VALUE! | #VALUE! | #VALUE! |  |  | #VALUE! | #VALUE! | 0 | 0 | 0.20123 | 0.20123 | #VALUE! | #VALUE! | #VALUE! | #VALUE! | 0 | 0 | 0.20123 | 0.20123 | #VALUE! | #VALUE! | #VALUE! | #VALUE! | 0 | 0 | 0.20123 | 0.20123 | #VALUE! | #VALUE! |  |  |  | #VALUE! | #VALUE! | #VALUE! | #VALUE! | #VALUE! | #VALUE! | #VALUE!
Saturday | 1 | 8 | 24 | 192 | 0 | 0 | 0 | 0 | 0 | 0 | 0 | 0 | 0 | 0 | 0 | 0 | 0 | 0 | 0 | 0 | 0 | 0 | 0 | 0 | 0 | 0 | 0 | 0 | 0 | 0 | 0 | 0 | 0 | 0 | 0 | 0 | 0 | 0 | 0 | 0 | 0 | 0 | 0 | 0 |  | 0 | 0 | 0 |  | #VALUE! | #VALUE! | #VALUE! | #VALUE! |  |  | #VALUE! | #VALUE! | 0 | 0 | 0.20123 | 0.20123 | #VALUE! | #VALUE! | #VALUE! | #VALUE! | 0 | 0 | 0.20123 | 0.20123 | #VALUE! | #VALUE! | #VALUE! | #VALUE! | 0 | 0 | 0.20123 | 0.20123 | #VALUE! | #VALUE! |  |  |  | #VALUE! | #VALUE! | #VALUE! | #VALUE! | #VALUE! | #VALUE! | #VALUE!
Sunday | 1 | 9 | 1 | 193 | 0 | 0 | 0 | 0 | 0 | 0 | 0 | 0 | 0 | 0 | 0 | 0 | 0 | 0 | 0 | 0 | 0 | 0 | 0 | 0 | 0 | 0 | 0 | 0 | 0 | 0 | 0 | 0 | 0 | 0 | 0 | 0 | 0 | 0 | 0 | 0 | 0 | 0 | 0 | 0 |  | 0 | 0 | 0 |  | #VALUE! | #VALUE! | #VALUE! | #VALUE! |  |  | #VALUE! | #VALUE! | 0 | 0 | 0.20123 | 0.20123 | #VALUE! | #VALUE! | #VALUE! | #VALUE! | 0 | 0 | 0.20123 | 0.20123 | #VALUE! | #VALUE! | #VALUE! | #VALUE! | 0 | 0 | 0.20123 | 0.20123 | #VALUE! | #VALUE! |  |  |  | #VALUE! | #VALUE! | #VALUE! | #VALUE! | #VALUE! | #VALUE! | #VALUE!
Sunday | 1 | 9 | 2 | 194 | 0 | 0 | 0 | 0 | 0 | 0 | 0 | 0 | 0 | 0 | 0 | 0 | 0 | 0 | 0 | 0 | 0 | 0 | 0 | 0 | 0 | 0 | 0 | 0 | 0 | 0 | 0 | 0 | 0 | 0 | 0 | 0 | 0 | 0 | 0 | 0 | 0 | 0 | 0 | 0 |  | 0 | 0 | 0 |  | #VALUE! | #VALUE! | #VALUE! | #VALUE! |  |  | #VALUE! | #VALUE! | 0 | 0 | 0.20123 | 0.20123 | #VALUE! | #VALUE! | #VALUE! | #VALUE! | 0 | 0 | 0.20123 | 0.20123 | #VALUE! | #VALUE! | #VALUE! | #VALUE! | 0 | 0 | 0.20123 | 0.20123 | #VALUE! | #VALUE! |  |  |  | #VALUE! | #VALUE! | #VALUE! | #VALUE! | #VALUE! | #VALUE! | #VALUE!
Sunday | 1 | 9 | 3 | 195 | 0 | 0 | 0 | 0 | 0 | 0 | 0 | 0 | 0 | 0 | 0 | 0 | 0 | 0 | 0 | 0 | 0 | 0 | 0 | 0 | 0 | 0 | 0 | 0 | 0 | 0 | 0 | 0 | 0 | 0 | 0 | 0 | 0 | 0 | 0 | 0 | 0 | 0 | 0 | 0 |  | 0 | 0 | 0 |  | #VALUE! | #VALUE! | #VALUE! | #VALUE! |  |  | #VALUE! | #VALUE! | 0 | 0 | 0.20123 | 0.20123 | #VALUE! | #VALUE! | #VALUE! | #VALUE! | 0 | 0 | 0.20123 | 0.20123 | #VALUE! | #VALUE! | #VALUE! | #VALUE! | 0 | 0 | 0.20123 | 0.20123 | #VALUE! | #VALUE! |  |  |  | #VALUE! | #VALUE! | #VALUE! | #VALUE! | #VALUE! | #VALUE! | #VALUE!
Sunday | 1 | 9 | 4 | 196 | 0 | 0 | 0 | 0 | 0 | 0 | 0 | 0 | 0 | 0 | 0 | 0 | 0 | 0 | 0 | 0 | 0 | 0 | 0 | 0 | 0 | 0 | 0 | 0 | 0 | 0 | 0 | 0 | 0 | 0 | 0 | 0 | 0 | 0 | 0 | 0 | 0 | 0 | 0 | 0 |  | 0 | 0 | 0 |  | #VALUE! | #VALUE! | #VALUE! | #VALUE! |  |  | #VALUE! | #VALUE! | 0 | 0 | 0.20123 | 0.20123 | #VALUE! | #VALUE! | #VALUE! | #VALUE! | 0 | 0 | 0.20123 | 0.20123 | #VALUE! | #VALUE! | #VALUE! | #VALUE! | 0 | 0 | 0.20123 | 0.20123 | #VALUE! | #VALUE! |  |  |  | #VALUE! | #VALUE! | #VALUE! | #VALUE! | #VALUE! | #VALUE! | #VALUE!
Sunday | 1 | 9 | 5 | 197 | 0 | 0 | 0 | 0 | 0 | 0 | 0 | 0 | 0 | 0 | 0 | 0 | 0 | 0 | 0 | 0 | 0 | 0 | 0 | 0 | 0 | 0 | 0 | 0 | 0 | 0 | 0 | 0 | 0 | 0 | 0 | 0 | 0 | 0 | 0 | 0 | 0 | 0 | 0 | 0 |  | 0 | 0 | 0 |  | #VALUE! | #VALUE! | #VALUE! | #VALUE! |  |  | #VALUE! | #VALUE! | 0 | 0 | 0.20123 | 0.20123 | #VALUE! | #VALUE! | #VALUE! | #VALUE! | 0 | 0 | 0.20123 | 0.20123 | #VALUE! | #VALUE! | #VALUE! | #VALUE! | 0 | 0 | 0.20123 | 0.20123 | #VALUE! | #VALUE! |  |  |  | #VALUE! | #VALUE! | #VALUE! | #VALUE! | #VALUE! | #VALUE! | #VALUE!
Sunday | 1 | 9 | 6 | 198 | 0 | 0 | 0 | 0 | 0 | 0 | 0 | 0 | 0 | 0 | 0 | 0 | 0 | 0 | 0 | 0 | 0 | 0 | 0 | 0 | 0 | 0 | 0 | 0 | 0 | 0 | 0 | 0 | 0 | 0 | 0 | 0 | 0 | 0 | 0 | 0 | 0 | 0 | 0 | 0 |  | 0 | 0 | 0 |  | #VALUE! | #VALUE! | #VALUE! | #VALUE! |  |  | #VALUE! | #VALUE! | 0 | 0 | 0.20123 | 0.20123 | #VALUE! | #VALUE! | #VALUE! | #VALUE! | 0 | 0 | 0.20123 | 0.20123 | #VALUE! | #VALUE! | #VALUE! | #VALUE! | 0 | 0 | 0.20123 | 0.20123 | #VALUE! | #VALUE! |  |  |  | #VALUE! | #VALUE! | #VALUE! | #VALUE! | #VALUE! | #VALUE! | #VALUE!
Sunday | 1 | 9 | 7 | 199 | 0 | 0 | 0 | 0 | 0 | 0 | 0 | 0 | 0 | 0 | 0 | 0 | 0 | 0 | 0 | 0 | 0 | 0 | 0 | 0 | 0 | 0 | 0 | 0 | 0 | 0 | 0 | 0 | 0 | 0 | 0 | 0 | 0 | 0 | 0 | 0 | 0 | 0 | 0 | 0 |  | 0 | 0 | 0 |  | #VALUE! | #VALUE! | #VALUE! | #VALUE! |  |  | #VALUE! | #VALUE! | 0 | 0 | 0.20123 | 0.20123 | #VALUE! | #VALUE! | #VALUE! | #VALUE! | 0 | 0 | 0.20123 | 0.20123 | #VALUE! | #VALUE! | #VALUE! | #VALUE! | 0 | 0 | 0.20123 | 0.20123 | #VALUE! | #VALUE! |  |  |  | #VALUE! | #VALUE! | #VALUE! | #VALUE! | #VALUE! | #VALUE! | #VALUE!
Sunday | 1 | 9 | 8 | 200 | 0 | 0 | 0 | 0 | 0 | 0 | 0 | 0 | 0 | 0 | 0 | 0 | 0 | 0 | 0 | 0 | 0 | 0 | 0 | 0 | 0 | 0 | 0 | 0 | 0 | 0 | 0 | 0 | 0 | 0 | 0 | 0 | 0 | 0 | 0 | 0 | 0 | 0 | 0 | 0 |  | 0 | 0 | 0 |  | #VALUE! | #VALUE! | #VALUE! | #VALUE! |  |  | #VALUE! | #VALUE! | 0 | 0 | 0.20123 | 0.20123 | #VALUE! | #VALUE! | #VALUE! | #VALUE! | 0 | 0 | 0.20123 | 0.20123 | #VALUE! | #VALUE! | #VALUE! | #VALUE! | 0 | 0 | 0.20123 | 0.20123 | #VALUE! | #VALUE! |  |  |  | #VALUE! | #VALUE! | #VALUE! | #VALUE! | #VALUE! | #VALUE! | #VALUE!
Sunday | 1 | 9 | 9 | 201 | 0 | 0 | 0 | 0 | 0 | 0 | 0 | 0 | 0 | 0 | 0 | 0 | 0 | 0 | 0 | 0 | 0 | 0 | 0 | 0 | 0 | 0 | 0 | 0 | 0 | 0 | 0 | 0 | 0 | 0 | 0 | 0 | 0 | 0 | 0 | 0 | 0 | 0 | 0 | 0 |  | 0 | 0 | 0 |  | #VALUE! | #VALUE! | #VALUE! | #VALUE! |  |  | #VALUE! | #VALUE! | 0 | 0 | 0.20123 | 0.20123 | #VALUE! | #VALUE! | #VALUE! | #VALUE! | 0 | 0 | 0.20123 | 0.20123 | #VALUE! | #VALUE! | #VALUE! | #VALUE! | 0 | 0 | 0.20123 | 0.20123 | #VALUE! | #VALUE! |  |  |  | #VALUE! | #VALUE! | #VALUE! | #VALUE! | #VALUE! | #VALUE! | #VALUE!
Sunday | 1 | 9 | 10 | 202 | 0 | 0 | 0 | 0 | 0 | 0 | 0 | 0 | 0 | 0 | 0 | 0 | 0 | 0 | 0 | 0 | 0 | 0 | 0 | 0 | 0 | 0 | 0 | 0 | 0 | 0 | 0 | 0 | 0 | 0 | 0 | 0 | 0 | 0 | 0 | 0 | 0 | 0 | 0 | 0 |  | 0 | 0 | 0 |  | #VALUE! | #VALUE! | #VALUE! | #VALUE! |  |  | #VALUE! | #VALUE! | 0 | 0 | 0.20123 | 0.20123 | #VALUE! | #VALUE! | #VALUE! | #VALUE! | 0 | 0 | 0.20123 | 0.20123 | #VALUE! | #VALUE! | #VALUE! | #VALUE! | 0 | 0 | 0.20123 | 0.20123 | #VALUE! | #VALUE! |  |  |  | #VALUE! | #VALUE! | #VALUE! | #VALUE! | #VALUE! | #VALUE! | #VALUE!
Sunday | 1 | 9 | 11 | 203 | 0 | 0 | 0 | 0 | 0 | 0 | 0 | 0 | 0 | 0 | 0 | 0 | 0 | 0 | 0 | 0 | 0 | 0 | 0 | 0 | 0 | 0 | 0 | 0 | 0 | 0 | 0 | 0 | 0 | 0 | 0 | 0 | 0 | 0 | 0 | 0 | 0 | 0 | 0 | 0 |  | 0 | 0 | 0 |  | #VALUE! | #VALUE! | #VALUE! | #VALUE! |  |  | #VALUE! | #VALUE! | 0 | 0 | 0.20123 | 0.20123 | #VALUE! | #VALUE! | #VALUE! | #VALUE! | 0 | 0 | 0.20123 | 0.20123 | #VALUE! | #VALUE! | #VALUE! | #VALUE! | 0 | 0 | 0.20123 | 0.20123 | #VALUE! | #VALUE! |  |  |  | #VALUE! | #VALUE! | #VALUE! | #VALUE! | #VALUE! | #VALUE! | #VALUE!
Sunday | 1 | 9 | 12 | 204 | 0 | 0 | 0 | 0 | 0 | 0 | 0 | 0 | 0 | 0 | 0 | 0 | 0 | 0 | 0 | 0 | 0 | 0 | 0 | 0 | 0 | 0 | 0 | 0 | 0 | 0 | 0 | 0 | 0 | 0 | 0 | 0 | 0 | 0 | 0 | 0 | 0 | 0 | 0 | 0 |  | 0 | 0 | 0 |  | #VALUE! | #VALUE! | #VALUE! | #VALUE! |  |  | #VALUE! | #VALUE! | 0 | 0 | 0.20123 | 0.20123 | #VALUE! | #VALUE! | #VALUE! | #VALUE! | 0 | 0 | 0.20123 | 0.20123 | #VALUE! | #VALUE! | #VALUE! | #VALUE! | 0 | 0 | 0.20123 | 0.20123 | #VALUE! | #VALUE! |  |  |  | #VALUE! | #VALUE! | #VALUE! | #VALUE! | #VALUE! | #VALUE! | #VALUE!
Sunday | 1 | 9 | 13 | 205 | 0 | 0 | 0 | 0 | 0 | 0 | 0 | 0 | 0 | 0 | 0 | 0 | 0 | 0 | 0 | 0 | 0 | 0 | 0 | 0 | 0 | 0 | 0 | 0 | 0 | 0 | 0 | 0 | 0 | 0 | 0 | 0 | 0 | 0 | 0 | 0 | 0 | 0 | 0 | 0 |  | 0 | 0 | 0 |  | #VALUE! | #VALUE! | #VALUE! | #VALUE! |  |  | #VALUE! | #VALUE! | 0 | 0 | 0.20123 | 0.20123 | #VALUE! | #VALUE! | #VALUE! | #VALUE! | 0 | 0 | 0.20123 | 0.20123 | #VALUE! | #VALUE! | #VALUE! | #VALUE! | 0 | 0 | 0.20123 | 0.20123 | #VALUE! | #VALUE! |  |  |  | #VALUE! | #VALUE! | #VALUE! | #VALUE! | #VALUE! | #VALUE! | #VALUE!
Sunday | 1 | 9 | 14 | 206 | 0 | 0 | 0 | 0 | 0 | 0 | 0 | 0 | 0 | 0 | 0 | 0 | 0 | 0 | 0 | 0 | 0 | 0 | 0 | 0 | 0 | 0 | 0 | 0 | 0 | 0 | 0 | 0 | 0 | 0 | 0 | 0 | 0 | 0 | 0 | 0 | 0 | 0 | 0 | 0 |  | 0 | 0 | 0 |  | #VALUE! | #VALUE! | #VALUE! | #VALUE! |  |  | #VALUE! | #VALUE! | 0 | 0 | 0.20123 | 0.20123 | #VALUE! | #VALUE! | #VALUE! | #VALUE! | 0 | 0 | 0.20123 | 0.20123 | #VALUE! | #VALUE! | #VALUE! | #VALUE! | 0 | 0 | 0.20123 | 0.20123 | #VALUE! | #VALUE! |  |  |  | #VALUE! | #VALUE! | #VALUE! | #VALUE! | #VALUE! | #VALUE! | #VALUE!
Sunday | 1 | 9 | 15 | 207 | 0 | 0 | 0 | 0 | 0 | 0 | 0 | 0 | 0 | 0 | 0 | 0 | 0 | 0 | 0 | 0 | 0 | 0 | 0 | 0 | 0 | 0 | 0 | 0 | 0 | 0 | 0 | 0 | 0 | 0 | 0 | 0 | 0 | 0 | 0 | 0 | 0 | 0 | 0 | 0 |  | 0 | 0 | 0 |  | #VALUE! | #VALUE! | #VALUE! | #VALUE! |  |  | #VALUE! | #VALUE! | 0 | 0 | 0.20123 | 0.20123 | #VALUE! | #VALUE! | #VALUE! | #VALUE! | 0 | 0 | 0.20123 | 0.20123 | #VALUE! | #VALUE! | #VALUE! | #VALUE! | 0 | 0 | 0.20123 | 0.20123 | #VALUE! | #VALUE! |  |  |  | #VALUE! | #VALUE! | #VALUE! | #VALUE! | #VALUE! | #VALUE! | #VALUE!
Sunday | 1 | 9 | 16 | 208 | 0 | 0 | 0 | 0 | 0 | 0 | 0 | 0 | 0 | 0 | 0 | 0 | 0 | 0 | 0 | 0 | 0 | 0 | 0 | 0 | 0 | 0 | 0 | 0 | 0 | 0 | 0 | 0 | 0 | 0 | 0 | 0 | 0 | 0 | 0 | 0 | 0 | 0 | 0 | 0 |  | 0 | 0 | 0 |  | #VALUE! | #VALUE! | #VALUE! | #VALUE! |  |  | #VALUE! | #VALUE! | 0 | 0 | 0.20123 | 0.20123 | #VALUE! | #VALUE! | #VALUE! | #VALUE! | 0 | 0 | 0.20123 | 0.20123 | #VALUE! | #VALUE! | #VALUE! | #VALUE! | 0 | 0 | 0.20123 | 0.20123 | #VALUE! | #VALUE! |  |  |  | #VALUE! | #VALUE! | #VALUE! | #VALUE! | #VALUE! | #VALUE! | #VALUE!
Sunday | 1 | 9 | 17 | 209 | 0 | 0 | 0 | 0 | 0 | 0 | 0 | 0 | 0 | 0 | 0 | 0 | 0 | 0 | 0 | 0 | 0 | 0 | 0 | 0 | 0 | 0 | 0 | 0 | 0 | 0 | 0 | 0 | 0 | 0 | 0 | 0 | 0 | 0 | 0 | 0 | 0 | 0 | 0 | 0 |  | 0 | 0 | 0 |  | #VALUE! | #VALUE! | #VALUE! | #VALUE! |  |  | #VALUE! | #VALUE! | 0 | 0 | 0.20123 | 0.20123 | #VALUE! | #VALUE! | #VALUE! | #VALUE! | 0 | 0 | 0.20123 | 0.20123 | #VALUE! | #VALUE! | #VALUE! | #VALUE! | 0 | 0 | 0.20123 | 0.20123 | #VALUE! | #VALUE! |  |  |  | #VALUE! | #VALUE! | #VALUE! | #VALUE! | #VALUE! | #VALUE! | #VALUE!
Sunday | 1 | 9 | 18 | 210 | 0 | 0 | 0 | 0 | 0 | 0 | 0 | 0 | 0 | 0 | 0 | 0 | 0 | 0 | 0 | 0 | 0 | 0 | 0 | 0 | 0 | 0 | 0 | 0 | 0 | 0 | 0 | 0 | 0 | 0 | 0 | 0 | 0 | 0 | 0 | 0 | 0 | 0 | 0 | 0 |  | 0 | 0 | 0 |  | #VALUE! | #VALUE! | #VALUE! | #VALUE! |  |  | #VALUE! | #VALUE! | 0 | 0 | 0.20123 | 0.20123 | #VALUE! | #VALUE! | #VALUE! | #VALUE! | 0 | 0 | 0.20123 | 0.20123 | #VALUE! | #VALUE! | #VALUE! | #VALUE! | 0 | 0 | 0.20123 | 0.20123 | #VALUE! | #VALUE! |  |  |  | #VALUE! | #VALUE! | #VALUE! | #VALUE! | #VALUE! | #VALUE! | #VALUE!
Sunday | 1 | 9 | 19 | 211 | 0 | 0 | 0 | 0 | 0 | 0 | 0 | 0 | 0 | 0 | 0 | 0 | 0 | 0 | 0 | 0 | 0 | 0 | 0 | 0 | 0 | 0 | 0 | 0 | 0 | 0 | 0 | 0 | 0 | 0 | 0 | 0 | 0 | 0 | 0 | 0 | 0 | 0 | 0 | 0 |  | 0 | 0 | 0 |  | #VALUE! | #VALUE! | #VALUE! | #VALUE! |  |  | #VALUE! | #VALUE! | 0 | 0 | 0.20123 | 0.20123 | #VALUE! | #VALUE! | #VALUE! | #VALUE! | 0 | 0 | 0.20123 | 0.20123 | #VALUE! | #VALUE! | #VALUE! | #VALUE! | 0 | 0 | 0.20123 | 0.20123 | #VALUE! | #VALUE! |  |  |  | #VALUE! | #VALUE! | #VALUE! | #VALUE! | #VALUE! | #VALUE! | #VALUE!
Sunday | 1 | 9 | 20 | 212 | 0 | 0 | 0 | 0 | 0 | 0 | 0 | 0 | 0 | 0 | 0 | 0 | 0 | 0 | 0 | 0 | 0 | 0 | 0 | 0 | 0 | 0 | 0 | 0 | 0 | 0 | 0 | 0 | 0 | 0 | 0 | 0 | 0 | 0 | 0 | 0 | 0 | 0 | 0 | 0 |  | 0 | 0 | 0 |  | #VALUE! | #VALUE! | #VALUE! | #VALUE! |  |  | #VALUE! | #VALUE! | 0 | 0 | 0.20123 | 0.20123 | #VALUE! | #VALUE! | #VALUE! | #VALUE! | 0 | 0 | 0.20123 | 0.20123 | #VALUE! | #VALUE! | #VALUE! | #VALUE! | 0 | 0 | 0.20123 | 0.20123 | #VALUE! | #VALUE! |  |  |  | #VALUE! | #VALUE! | #VALUE! | #VALUE! | #VALUE! | #VALUE! | #VALUE!
Sunday | 1 | 9 | 21 | 213 | 0 | 0 | 0 | 0 | 0 | 0 | 0 | 0 | 0 | 0 | 0 | 0 | 0 | 0 | 0 | 0 | 0 | 0 | 0 | 0 | 0 | 0 | 0 | 0 | 0 | 0 | 0 | 0 | 0 | 0 | 0 | 0 | 0 | 0 | 0 | 0 | 0 | 0 | 0 | 0 |  | 0 | 0 | 0 |  | #VALUE! | #VALUE! | #VALUE! | #VALUE! |  |  | #VALUE! | #VALUE! | 0 | 0 | 0.20123 | 0.20123 | #VALUE! | #VALUE! | #VALUE! | #VALUE! | 0 | 0 | 0.20123 | 0.20123 | #VALUE! | #VALUE! | #VALUE! | #VALUE! | 0 | 0 | 0.20123 | 0.20123 | #VALUE! | #VALUE! |  |  |  | #VALUE! | #VALUE! | #VALUE! | #VALUE! | #VALUE! | #VALUE! | #VALUE!
Sunday | 1 | 9 | 22 | 214 | 0 | 0 | 0 | 0 | 0 | 0 | 0 | 0 | 0 | 0 | 0 | 0 | 0 | 0 | 0 | 0 | 0 | 0 | 0 | 0 | 0 | 0 | 0 | 0 | 0 | 0 | 0 | 0 | 0 | 0 | 0 | 0 | 0 | 0 | 0 | 0 | 0 | 0 | 0 | 0 |  | 0 | 0 | 0 |  | #VALUE! | #VALUE! | #VALUE! | #VALUE! |  |  | #VALUE! | #VALUE! | 0 | 0 | 0.20123 | 0.20123 | #VALUE! | #VALUE! | #VALUE! | #VALUE! | 0 | 0 | 0.20123 | 0.20123 | #VALUE! | #VALUE! | #VALUE! | #VALUE! | 0 | 0 | 0.20123 | 0.20123 | #VALUE! | #VALUE! |  |  |  | #VALUE! | #VALUE! | #VALUE! | #VALUE! | #VALUE! | #VALUE! | #VALUE!
Sunday | 1 | 9 | 23 | 215 | 0 | 0 | 0 | 0 | 0 | 0 | 0 | 0 | 0 | 0 | 0 | 0 | 0 | 0 | 0 | 0 | 0 | 0 | 0 | 0 | 0 | 0 | 0 | 0 | 0 | 0 | 0 | 0 | 0 | 0 | 0 | 0 | 0 | 0 | 0 | 0 | 0 | 0 | 0 | 0 |  | 0 | 0 | 0 |  | #VALUE! | #VALUE! | #VALUE! | #VALUE! |  |  | #VALUE! | #VALUE! | 0 | 0 | 0.20123 | 0.20123 | #VALUE! | #VALUE! | #VALUE! | #VALUE! | 0 | 0 | 0.20123 | 0.20123 | #VALUE! | #VALUE! | #VALUE! | #VALUE! | 0 | 0 | 0.20123 | 0.20123 | #VALUE! | #VALUE! |  |  |  | #VALUE! | #VALUE! | #VALUE! | #VALUE! | #VALUE! | #VALUE! | #VALUE!
Sunday | 1 | 9 | 24 | 216 | 0 | 0 | 0 | 0 | 0 | 0 | 0 | 0 | 0 | 0 | 0 | 0 | 0 | 0 | 0 | 0 | 0 | 0 | 0 | 0 | 0 | 0 | 0 | 0 | 0 | 0 | 0 | 0 | 0 | 0 | 0 | 0 | 0 | 0 | 0 | 0 | 0 | 0 | 0 | 0 |  | 0 | 0 | 0 |  | #VALUE! | #VALUE! | #VALUE! | #VALUE! |  |  | #VALUE! | #VALUE! | 0 | 0 | 0.20123 | 0.20123 | #VALUE! | #VALUE! | #VALUE! | #VALUE! | 0 | 0 | 0.20123 | 0.20123 | #VALUE! | #VALUE! | #VALUE! | #VALUE! | 0 | 0 | 0.20123 | 0.20123 | #VALUE! | #VALUE! |  |  |  | #VALUE! | #VALUE! | #VALUE! | #VALUE! | #VALUE! | #VALUE! | #VALUE!
Monday | 1 | 10 | 1 | 217 | 0 | 0 | 0 | 0 | 0 | 0 | 0 | 0 | 0 | 0 | 0 | 0 | 0 | 0 | 0 | 0 | 0 | 0 | 0 | 0 | 0 | 0 | 0 | 0 | 0 | 0 | 0 | 0 | 0 | 0 | 0 | 0 | 0 | 0 | 0 | 0 | 0 | 0 | 0 | 0 |  | 0 | 0 | 0 |  | #VALUE! | #VALUE! | #VALUE! | #VALUE! |  |  | #VALUE! | #VALUE! | 0 | 0 | 0.20123 | 0.20123 | #VALUE! | #VALUE! | #VALUE! | #VALUE! | 0 | 0 | 0.20123 | 0.20123 | #VALUE! | #VALUE! | #VALUE! | #VALUE! | 0 | 0 | 0.20123 | 0.20123 | #VALUE! | #VALUE! |  |  |  | #VALUE! | #VALUE! | #VALUE! | #VALUE! | #VALUE! | #VALUE! | #VALUE!
Monday | 1 | 10 | 2 | 218 | 0 | 0 | 0 | 0 | 0 | 0 | 0 | 0 | 0 | 0 | 0 | 0 | 0 | 0 | 0 | 0 | 0 | 0 | 0 | 0 | 0 | 0 | 0 | 0 | 0 | 0 | 0 | 0 | 0 | 0 | 0 | 0 | 0 | 0 | 0 | 0 | 0 | 0 | 0 | 0 |  | 0 | 0 | 0 |  | #VALUE! | #VALUE! | #VALUE! | #VALUE! |  |  | #VALUE! | #VALUE! | 0 | 0 | 0.20123 | 0.20123 | #VALUE! | #VALUE! | #VALUE! | #VALUE! | 0 | 0 | 0.20123 | 0.20123 | #VALUE! | #VALUE! | #VALUE! | #VALUE! | 0 | 0 | 0.20123 | 0.20123 | #VALUE! | #VALUE! |  |  |  | #VALUE! | #VALUE! | #VALUE! | #VALUE! | #VALUE! | #VALUE! | #VALUE!
Monday | 1 | 10 | 3 | 219 | 0 | 0 | 0 | 0 | 0 | 0 | 0 | 0 | 0 | 0 | 0 | 0 | 0 | 0 | 0 | 0 | 0 | 0 | 0 | 0 | 0 | 0 | 0 | 0 | 0 | 0 | 0 | 0 | 0 | 0 | 0 | 0 | 0 | 0 | 0 | 0 | 0 | 0 | 0 | 0 |  | 0 | 0 | 0 |  | #VALUE! | #VALUE! | #VALUE! | #VALUE! |  |  | #VALUE! | #VALUE! | 0 | 0 | 0.20123 | 0.20123 | #VALUE! | #VALUE! | #VALUE! | #VALUE! | 0 | 0 | 0.20123 | 0.20123 | #VALUE! | #VALUE! | #VALUE! | #VALUE! | 0 | 0 | 0.20123 | 0.20123 | #VALUE! | #VALUE! |  |  |  | #VALUE! | #VALUE! | #VALUE! | #VALUE! | #VALUE! | #VALUE! | #VALUE!
Monday | 1 | 10 | 4 | 220 | 0 | 0 | 0 | 0 | 0 | 0 | 0 | 0 | 0 | 0 | 0 | 0 | 0 | 0 | 0 | 0 | 0 | 0 | 0 | 0 | 0 | 0 | 0 | 0 | 0 | 0 | 0 | 0 | 0 | 0 | 0 | 0 | 0 | 0 | 0 | 0 | 0 | 0 | 0 | 0 |  | 0 | 0 | 0 |  | #VALUE! | #VALUE! | #VALUE! | #VALUE! |  |  | #VALUE! | #VALUE! | 0 | 0 | 0.20123 | 0.20123 | #VALUE! | #VALUE! | #VALUE! | #VALUE! | 0 | 0 | 0.20123 | 0.20123 | #VALUE! | #VALUE! | #VALUE! | #VALUE! | 0 | 0 | 0.20123 | 0.20123 | #VALUE! | #VALUE! |  |  |  | #VALUE! | #VALUE! | #VALUE! | #VALUE! | #VALUE! | #VALUE! | #VALUE!
Monday | 1 | 10 | 5 | 221 | 0 | 0 | 0 | 0 | 0 | 0 | 0 | 0 | 0 | 0 | 0 | 0 | 0 | 0 | 0 | 0 | 0 | 0 | 0 | 0 | 0 | 0 | 0 | 0 | 0 | 0 | 0 | 0 | 0 | 0 | 0 | 0 | 0 | 0 | 0 | 0 | 0 | 0 | 0 | 0 |  | 0 | 0 | 0 |  | #VALUE! | #VALUE! | #VALUE! | #VALUE! |  |  | #VALUE! | #VALUE! | 0 | 0 | 0.20123 | 0.20123 | #VALUE! | #VALUE! | #VALUE! | #VALUE! | 0 | 0 | 0.20123 | 0.20123 | #VALUE! | #VALUE! | #VALUE! | #VALUE! | 0 | 0 | 0.20123 | 0.20123 | #VALUE! | #VALUE! |  |  |  | #VALUE! | #VALUE! | #VALUE! | #VALUE! | #VALUE! | #VALUE! | #VALUE!
Monday | 1 | 10 | 6 | 222 | 0 | 0 | 0 | 0 | 0 | 0 | 0 | 0 | 0 | 0 | 0 | 0 | 0 | 0 | 0 | 0 | 0 | 0 | 0 | 0 | 0 | 0 | 0 | 0 | 0 | 0 | 0 | 0 | 0 | 0 | 0 | 0 | 0 | 0 | 0 | 0 | 0 | 0 | 0 | 0 |  | 0 | 0 | 0 |  | #VALUE! | #VALUE! | #VALUE! | #VALUE! |  |  | #VALUE! | #VALUE! | 0 | 0 | 0.20123 | 0.20123 | #VALUE! | #VALUE! | #VALUE! | #VALUE! | 0 | 0 | 0.20123 | 0.20123 | #VALUE! | #VALUE! | #VALUE! | #VALUE! | 0 | 0 | 0.20123 | 0.20123 | #VALUE! | #VALUE! |  |  |  | #VALUE! | #VALUE! | #VALUE! | #VALUE! | #VALUE! | #VALUE! | #VALUE!
Monday | 1 | 10 | 7 | 223 | 0 | 0 | 0 | 0 | 0 | 0 | 0 | 0 | 0 | 0 | 0 | 0 | 0 | 0 | 0 | 0 | 0 | 0 | 0 | 0 | 0 | 0 | 0 | 0 | 0 | 0 | 0 | 0 | 0 | 0 | 0 | 0 | 0 | 0 | 0 | 0 | 0 | 0 | 0 | 0 |  | 0 | 0 | 0 |  | #VALUE! | #VALUE! | #VALUE! | #VALUE! |  |  | #VALUE! | #VALUE! | 0 | 0 | 0.20123 | 0.20123 | #VALUE! | #VALUE! | #VALUE! | #VALUE! | 0 | 0 | 0.20123 | 0.20123 | #VALUE! | #VALUE! | #VALUE! | #VALUE! | 0 | 0 | 0.20123 | 0.20123 | #VALUE! | #VALUE! |  |  |  | #VALUE! | #VALUE! | #VALUE! | #VALUE! | #VALUE! | #VALUE! | #VALUE!
Monday | 1 | 10 | 8 | 224 | 0 | 0 | 0 | 0 | 0 | 0 | 0 | 0 | 0 | 0 | 0 | 0 | 0 | 0 | 0 | 0 | 0 | 0 | 0 | 0 | 0 | 0 | 0 | 0 | 0 | 0 | 0 | 0 | 0 | 0 | 0 | 0 | 0 | 0 | 0 | 0 | 0 | 0 | 0 | 0 |  | 0 | 0 | 0 |  | #VALUE! | #VALUE! | #VALUE! | #VALUE! |  |  | #VALUE! | #VALUE! | 0 | 0 | 0.20123 | 0.20123 | #VALUE! | #VALUE! | #VALUE! | #VALUE! | 0 | 0 | 0.20123 | 0.20123 | #VALUE! | #VALUE! | #VALUE! | #VALUE! | 0 | 0 | 0.20123 | 0.20123 | #VALUE! | #VALUE! |  |  |  | #VALUE! | #VALUE! | #VALUE! | #VALUE! | #VALUE! | #VALUE! | #VALUE!
Monday | 1 | 10 | 9 | 225 | 0 | 0 | 0 | 0 | 0 | 0 | 0 | 0 | 0 | 0 | 0 | 0 | 0 | 0 | 0 | 0 | 0 | 0 | 0 | 0 | 0 | 0 | 0 | 0 | 0 | 0 | 0 | 0 | 0 | 0 | 0 | 0 | 0 | 0 | 0 | 0 | 0 | 0 | 0 | 0 |  | 0 | 0 | 0 |  | #VALUE! | #VALUE! | #VALUE! | #VALUE! |  |  | #VALUE! | #VALUE! | 0 | 0 | 0.20123 | 0.20123 | #VALUE! | #VALUE! | #VALUE! | #VALUE! | 0 | 0 | 0.20123 | 0.20123 | #VALUE! | #VALUE! | #VALUE! | #VALUE! | 0 | 0 | 0.20123 | 0.20123 | #VALUE! | #VALUE! |  |  |  | #VALUE! | #VALUE! | #VALUE! | #VALUE! | #VALUE! | #VALUE! | #VALUE!
Monday | 1 | 10 | 10 | 226 | 0 | 0 | 0 | 0 | 0 | 0 | 0 | 0 | 0 | 0 | 0 | 0 | 0 | 0 | 0 | 0 | 0 | 0 | 0 | 0 | 0 | 0 | 0 | 0 | 0 | 0 | 0 | 0 | 0 | 0 | 0 | 0 | 0 | 0 | 0 | 0 | 0 | 0 | 0 | 0 |  | 0 | 0 | 0 |  | #VALUE! | #VALUE! | #VALUE! | #VALUE! |  |  | #VALUE! | #VALUE! | 0 | 0 | 0.20123 | 0.20123 | #VALUE! | #VALUE! | #VALUE! | #VALUE! | 0 | 0 | 0.20123 | 0.20123 | #VALUE! | #VALUE! | #VALUE! | #VALUE! | 0 | 0 | 0.20123 | 0.20123 | #VALUE! | #VALUE! |  |  |  | #VALUE! | #VALUE! | #VALUE! | #VALUE! | #VALUE! | #VALUE! | #VALUE!
Monday | 1 | 10 | 11 | 227 | 0 | 0 | 0 | 0 | 0 | 0 | 0 | 0 | 0 | 0 | 0 | 0 | 0 | 0 | 0 | 0 | 0 | 0 | 0 | 0 | 0 | 0 | 0 | 0 | 0 | 0 | 0 | 0 | 0 | 0 | 0 | 0 | 0 | 0 | 0 | 0 | 0 | 0 | 0 | 0 |  | 0 | 0 | 0 |  | #VALUE! | #VALUE! | #VALUE! | #VALUE! |  |  | #VALUE! | #VALUE! | 0 | 0 | 0.20123 | 0.20123 | #VALUE! | #VALUE! | #VALUE! | #VALUE! | 0 | 0 | 0.20123 | 0.20123 | #VALUE! | #VALUE! | #VALUE! | #VALUE! | 0 | 0 | 0.20123 | 0.20123 | #VALUE! | #VALUE! |  |  |  | #VALUE! | #VALUE! | #VALUE! | #VALUE! | #VALUE! | #VALUE! | #VALUE!
Monday | 1 | 10 | 12 | 228 | 0 | 0 | 0 | 0 | 0 | 0 | 0 | 0 | 0 | 0 | 0 | 0 | 0 | 0 | 0 | 0 | 0 | 0 | 0 | 0 | 0 | 0 | 0 | 0 | 0 | 0 | 0 | 0 | 0 | 0 | 0 | 0 | 0 | 0 | 0 | 0 | 0 | 0 | 0 | 0 |  | 0 | 0 | 0 |  | #VALUE! | #VALUE! | #VALUE! | #VALUE! |  |  | #VALUE! | #VALUE! | 0 | 0 | 0.20123 | 0.20123 | #VALUE! | #VALUE! | #VALUE! | #VALUE! | 0 | 0 | 0.20123 | 0.20123 | #VALUE! | #VALUE! | #VALUE! | #VALUE! | 0 | 0 | 0.20123 | 0.20123 | #VALUE! | #VALUE! |  |  |  | #VALUE! | #VALUE! | #VALUE! | #VALUE! | #VALUE! | #VALUE! | #VALUE!
Monday | 1 | 10 | 13 | 229 | 0 | 0 | 0 | 0 | 0 | 0 | 0 | 0 | 0 | 0 | 0 | 0 | 0 | 0 | 0 | 0 | 0 | 0 | 0 | 0 | 0 | 0 | 0 | 0 | 0 | 0 | 0 | 0 | 0 | 0 | 0 | 0 | 0 | 0 | 0 | 0 | 0 | 0 | 0 | 0 |  | 0 | 0 | 0 |  | #VALUE! | #VALUE! | #VALUE! | #VALUE! |  |  | #VALUE! | #VALUE! | 0 | 0 | 0.20123 | 0.20123 | #VALUE! | #VALUE! | #VALUE! | #VALUE! | 0 | 0 | 0.20123 | 0.20123 | #VALUE! | #VALUE! | #VALUE! | #VALUE! | 0 | 0 | 0.20123 | 0.20123 | #VALUE! | #VALUE! |  |  |  | #VALUE! | #VALUE! | #VALUE! | #VALUE! | #VALUE! | #VALUE! | #VALUE!
Monday | 1 | 10 | 14 | 230 | 0 | 0 | 0 | 0 | 0 | 0 | 0 | 0 | 0 | 0 | 0 | 0 | 0 | 0 | 0 | 0 | 0 | 0 | 0 | 0 | 0 | 0 | 0 | 0 | 0 | 0 | 0 | 0 | 0 | 0 | 0 | 0 | 0 | 0 | 0 | 0 | 0 | 0 | 0 | 0 |  | 0 | 0 | 0 |  | #VALUE! | #VALUE! | #VALUE! | #VALUE! |  |  | #VALUE! | #VALUE! | 0 | 0 | 0.20123 | 0.20123 | #VALUE! | #VALUE! | #VALUE! | #VALUE! | 0 | 0 | 0.20123 | 0.20123 | #VALUE! | #VALUE! | #VALUE! | #VALUE! | 0 | 0 | 0.20123 | 0.20123 | #VALUE! | #VALUE! |  |  |  | #VALUE! | #VALUE! | #VALUE! | #VALUE! | #VALUE! | #VALUE! | #VALUE!
Monday | 1 | 10 | 15 | 231 | 0 | 0 | 0 | 0 | 0 | 0 | 0 | 0 | 0 | 0 | 0 | 0 | 0 | 0 | 0 | 0 | 0 | 0 | 0 | 0 | 0 | 0 | 0 | 0 | 0 | 0 | 0 | 0 | 0 | 0 | 0 | 0 | 0 | 0 | 0 | 0 | 0 | 0 | 0 | 0 |  | 0 | 0 | 0 |  | #VALUE! | #VALUE! | #VALUE! | #VALUE! |  |  | #VALUE! | #VALUE! | 0 | 0 | 0.20123 | 0.20123 | #VALUE! | #VALUE! | #VALUE! | #VALUE! | 0 | 0 | 0.20123 | 0.20123 | #VALUE! | #VALUE! | #VALUE! | #VALUE! | 0 | 0 | 0.20123 | 0.20123 | #VALUE! | #VALUE! |  |  |  | #VALUE! | #VALUE! | #VALUE! | #VALUE! | #VALUE! | #VALUE! | #VALUE!
Monday | 1 | 10 | 16 | 232 | 0 | 0 | 0 | 0 | 0 | 0 | 0 | 0 | 0 | 0 | 0 | 0 | 0 | 0 | 0 | 0 | 0 | 0 | 0 | 0 | 0 | 0 | 0 | 0 | 0 | 0 | 0 | 0 | 0 | 0 | 0 | 0 | 0 | 0 | 0 | 0 | 0 | 0 | 0 | 0 |  | 0 | 0 | 0 |  | #VALUE! | #VALUE! | #VALUE! | #VALUE! |  |  | #VALUE! | #VALUE! | 0 | 0 | 0.20123 | 0.20123 | #VALUE! | #VALUE! | #VALUE! | #VALUE! | 0 | 0 | 0.20123 | 0.20123 | #VALUE! | #VALUE! | #VALUE! | #VALUE! | 0 | 0 | 0.20123 | 0.20123 | #VALUE! | #VALUE! |  |  |  | #VALUE! | #VALUE! | #VALUE! | #VALUE! | #VALUE! | #VALUE! | #VALUE!
Monday | 1 | 10 | 17 | 233 | 0 | 0 | 0 | 0 | 0 | 0 | 0 | 0 | 0 | 0 | 0 | 0 | 0 | 0 | 0 | 0 | 0 | 0 | 0 | 0 | 0 | 0 | 0 | 0 | 0 | 0 | 0 | 0 | 0 | 0 | 0 | 0 | 0 | 0 | 0 | 0 | 0 | 0 | 0 | 0 |  | 0 | 0 | 0 |  | #VALUE! | #VALUE! | #VALUE! | #VALUE! |  |  | #VALUE! | #VALUE! | 0 | 0 | 0.20123 | 0.20123 | #VALUE! | #VALUE! | #VALUE! | #VALUE! | 0 | 0 | 0.20123 | 0.20123 | #VALUE! | #VALUE! | #VALUE! | #VALUE! | 0 | 0 | 0.20123 | 0.20123 | #VALUE! | #VALUE! |  |  |  | #VALUE! | #VALUE! | #VALUE! | #VALUE! | #VALUE! | #VALUE! | #VALUE!
Monday | 1 | 10 | 18 | 234 | 0 | 0 | 0 | 0 | 0 | 0 | 0 | 0 | 0 | 0 | 0 | 0 | 0 | 0 | 0 | 0 | 0 | 0 | 0 | 0 | 0 | 0 | 0 | 0 | 0 | 0 | 0 | 0 | 0 | 0 | 0 | 0 | 0 | 0 | 0 | 0 | 0 | 0 | 0 | 0 |  | 0 | 0 | 0 |  | #VALUE! | #VALUE! | #VALUE! | #VALUE! |  |  | #VALUE! | #VALUE! | 0 | 0 | 0.20123 | 0.20123 | #VALUE! | #VALUE! | #VALUE! | #VALUE! | 0 | 0 | 0.20123 | 0.20123 | #VALUE! | #VALUE! | #VALUE! | #VALUE! | 0 | 0 | 0.20123 | 0.20123 | #VALUE! | #VALUE! |  |  |  | #VALUE! | #VALUE! | #VALUE! | #VALUE! | #VALUE! | #VALUE! | #VALUE!
Monday | 1 | 10 | 19 | 235 | 0 | 0 | 0 | 0 | 0 | 0 | 0 | 0 | 0 | 0 | 0 | 0 | 0 | 0 | 0 | 0 | 0 | 0 | 0 | 0 | 0 | 0 | 0 | 0 | 0 | 0 | 0 | 0 | 0 | 0 | 0 | 0 | 0 | 0 | 0 | 0 | 0 | 0 | 0 | 0 |  | 0 | 0 | 0 |  | #VALUE! | #VALUE! | #VALUE! | #VALUE! |  |  | #VALUE! | #VALUE! | 0 | 0 | 0.20123 | 0.20123 | #VALUE! | #VALUE! | #VALUE! | #VALUE! | 0 | 0 | 0.20123 | 0.20123 | #VALUE! | #VALUE! | #VALUE! | #VALUE! | 0 | 0 | 0.20123 | 0.20123 | #VALUE! | #VALUE! |  |  |  | #VALUE! | #VALUE! | #VALUE! | #VALUE! | #VALUE! | #VALUE! | #VALUE!
Monday | 1 | 10 | 20 | 236 | 0 | 0 | 0 | 0 | 0 | 0 | 0 | 0 | 0 | 0 | 0 | 0 | 0 | 0 | 0 | 0 | 0 | 0 | 0 | 0 | 0 | 0 | 0 | 0 | 0 | 0 | 0 | 0 | 0 | 0 | 0 | 0 | 0 | 0 | 0 | 0 | 0 | 0 | 0 | 0 |  | 0 | 0 | 0 |  | #VALUE! | #VALUE! | #VALUE! | #VALUE! |  |  | #VALUE! | #VALUE! | 0 | 0 | 0.20123 | 0.20123 | #VALUE! | #VALUE! | #VALUE! | #VALUE! | 0 | 0 | 0.20123 | 0.20123 | #VALUE! | #VALUE! | #VALUE! | #VALUE! | 0 | 0 | 0.20123 | 0.20123 | #VALUE! | #VALUE! |  |  |  | #VALUE! | #VALUE! | #VALUE! | #VALUE! | #VALUE! | #VALUE! | #VALUE!
Monday | 1 | 10 | 21 | 237 | 0 | 0 | 0 | 0 | 0 | 0 | 0 | 0 | 0 | 0 | 0 | 0 | 0 | 0 | 0 | 0 | 0 | 0 | 0 | 0 | 0 | 0 | 0 | 0 | 0 | 0 | 0 | 0 | 0 | 0 | 0 | 0 | 0 | 0 | 0 | 0 | 0 | 0 | 0 | 0 |  | 0 | 0 | 0 |  | #VALUE! | #VALUE! | #VALUE! | #VALUE! |  |  | #VALUE! | #VALUE! | 0 | 0 | 0.20123 | 0.20123 | #VALUE! | #VALUE! | #VALUE! | #VALUE! | 0 | 0 | 0.20123 | 0.20123 | #VALUE! | #VALUE! | #VALUE! | #VALUE! | 0 | 0 | 0.20123 | 0.20123 | #VALUE! | #VALUE! |  |  |  | #VALUE! | #VALUE! | #VALUE! | #VALUE! | #VALUE! | #VALUE! | #VALUE!
Monday | 1 | 10 | 22 | 238 | 0 | 0 | 0 | 0 | 0 | 0 | 0 | 0 | 0 | 0 | 0 | 0 | 0 | 0 | 0 | 0 | 0 | 0 | 0 | 0 | 0 | 0 | 0 | 0 | 0 | 0 | 0 | 0 | 0 | 0 | 0 | 0 | 0 | 0 | 0 | 0 | 0 | 0 | 0 | 0 |  | 0 | 0 | 0 |  | #VALUE! | #VALUE! | #VALUE! | #VALUE! |  |  | #VALUE! | #VALUE! | 0 | 0 | 0.20123 | 0.20123 | #VALUE! | #VALUE! | #VALUE! | #VALUE! | 0 | 0 | 0.20123 | 0.20123 | #VALUE! | #VALUE! | #VALUE! | #VALUE! | 0 | 0 | 0.20123 | 0.20123 | #VALUE! | #VALUE! |  |  |  | #VALUE! | #VALUE! | #VALUE! | #VALUE! | #VALUE! | #VALUE! | #VALUE!
Monday | 1 | 10 | 23 | 239 | 0 | 0 | 0 | 0 | 0 | 0 | 0 | 0 | 0 | 0 | 0 | 0 | 0 | 0 | 0 | 0 | 0 | 0 | 0 | 0 | 0 | 0 | 0 | 0 | 0 | 0 | 0 | 0 | 0 | 0 | 0 | 0 | 0 | 0 | 0 | 0 | 0 | 0 | 0 | 0 |  | 0 | 0 | 0 |  | #VALUE! | #VALUE! | #VALUE! | #VALUE! |  |  | #VALUE! | #VALUE! | 0 | 0 | 0.20123 | 0.20123 | #VALUE! | #VALUE! | #VALUE! | #VALUE! | 0 | 0 | 0.20123 | 0.20123 | #VALUE! | #VALUE! | #VALUE! | #VALUE! | 0 | 0 | 0.20123 | 0.20123 | #VALUE! | #VALUE! |  |  |  | #VALUE! | #VALUE! | #VALUE! | #VALUE! | #VALUE! | #VALUE! | #VALUE!
Monday | 1 | 10 | 24 | 240 | 0 | 0 | 0 | 0 | 0 | 0 | 0 | 0 | 0 | 0 | 0 | 0 | 0 | 0 | 0 | 0 | 0 | 0 | 0 | 0 | 0 | 0 | 0 | 0 | 0 | 0 | 0 | 0 | 0 | 0 | 0 | 0 | 0 | 0 | 0 | 0 | 0 | 0 | 0 | 0 |  | 0 | 0 | 0 |  | #VALUE! | #VALUE! | #VALUE! | #VALUE! |  |  | #VALUE! | #VALUE! | 0 | 0 | 0.20123 | 0.20123 | #VALUE! | #VALUE! | #VALUE! | #VALUE! | 0 | 0 | 0.20123 | 0.20123 | #VALUE! | #VALUE! | #VALUE! | #VALUE! | 0 | 0 | 0.20123 | 0.20123 | #VALUE! | #VALUE! |  |  |  | #VALUE! | #VALUE! | #VALUE! | #VALUE! | #VALUE! | #VALUE! | #VALUE!
Tuesday | 1 | 11 | 1 | 241 | 0 | 0 | 0 | 0 | 0 | 0 | 0 | 0 | 0 | 0 | 0 | 0 | 0 | 0 | 0 | 0 | 0 | 0 | 0 | 0 | 0 | 0 | 0 | 0 | 0 | 0 | 0 | 0 | 0 | 0 | 0 | 0 | 0 | 0 | 0 | 0 | 0 | 0 | 0 | 0 |  | 0 | 0 | 0 |  | #VALUE! | #VALUE! | #VALUE! | #VALUE! |  |  | #VALUE! | #VALUE! | 0 | 0 | 0.20123 | 0.20123 | #VALUE! | #VALUE! | #VALUE! | #VALUE! | 0 | 0 | 0.20123 | 0.20123 | #VALUE! | #VALUE! | #VALUE! | #VALUE! | 0 | 0 | 0.20123 | 0.20123 | #VALUE! | #VALUE! |  |  |  | #VALUE! | #VALUE! | #VALUE! | #VALUE! | #VALUE! | #VALUE! | #VALUE!
Tuesday | 1 | 11 | 2 | 242 | 0 | 0 | 0 | 0 | 0 | 0 | 0 | 0 | 0 | 0 | 0 | 0 | 0 | 0 | 0 | 0 | 0 | 0 | 0 | 0 | 0 | 0 | 0 | 0 | 0 | 0 | 0 | 0 | 0 | 0 | 0 | 0 | 0 | 0 | 0 | 0 | 0 | 0 | 0 | 0 |  | 0 | 0 | 0 |  | #VALUE! | #VALUE! | #VALUE! | #VALUE! |  |  | #VALUE! | #VALUE! | 0 | 0 | 0.20123 | 0.20123 | #VALUE! | #VALUE! | #VALUE! | #VALUE! | 0 | 0 | 0.20123 | 0.20123 | #VALUE! | #VALUE! | #VALUE! | #VALUE! | 0 | 0 | 0.20123 | 0.20123 | #VALUE! | #VALUE! |  |  |  | #VALUE! | #VALUE! | #VALUE! | #VALUE! | #VALUE! | #VALUE! | #VALUE!
Tuesday | 1 | 11 | 3 | 243 | 0 | 0 | 0 | 0 | 0 | 0 | 0 | 0 | 0 | 0 | 0 | 0 | 0 | 0 | 0 | 0 | 0 | 0 | 0 | 0 | 0 | 0 | 0 | 0 | 0 | 0 | 0 | 0 | 0 | 0 | 0 | 0 | 0 | 0 | 0 | 0 | 0 | 0 | 0 | 0 |  | 0 | 0 | 0 |  | #VALUE! | #VALUE! | #VALUE! | #VALUE! |  |  | #VALUE! | #VALUE! | 0 | 0 | 0.20123 | 0.20123 | #VALUE! | #VALUE! | #VALUE! | #VALUE! | 0 | 0 | 0.20123 | 0.20123 | #VALUE! | #VALUE! | #VALUE! | #VALUE! | 0 | 0 | 0.20123 | 0.20123 | #VALUE! | #VALUE! |  |  |  | #VALUE! | #VALUE! | #VALUE! | #VALUE! | #VALUE! | #VALUE! | #VALUE!
Tuesday | 1 | 11 | 4 | 244 | 0 | 0 | 0 | 0 | 0 | 0 | 0 | 0 | 0 | 0 | 0 | 0 | 0 | 0 | 0 | 0 | 0 | 0 | 0 | 0 | 0 | 0 | 0 | 0 | 0 | 0 | 0 | 0 | 0 | 0 | 0 | 0 | 0 | 0 | 0 | 0 | 0 | 0 | 0 | 0 |  | 0 | 0 | 0 |  | #VALUE! | #VALUE! | #VALUE! | #VALUE! |  |  | #VALUE! | #VALUE! | 0 | 0 | 0.20123 | 0.20123 | #VALUE! | #VALUE! | #VALUE! | #VALUE! | 0 | 0 | 0.20123 | 0.20123 | #VALUE! | #VALUE! | #VALUE! | #VALUE! | 0 | 0 | 0.20123 | 0.20123 | #VALUE! | #VALUE! |  |  |  | #VALUE! | #VALUE! | #VALUE! | #VALUE! | #VALUE! | #VALUE! | #VALUE!
Tuesday | 1 | 11 | 5 | 245 | 0 | 0 | 0 | 0 | 0 | 0 | 0 | 0 | 0 | 0 | 0 | 0 | 0 | 0 | 0 | 0 | 0 | 0 | 0 | 0 | 0 | 0 | 0 | 0 | 0 | 0 | 0 | 0 | 0 | 0 | 0 | 0 | 0 | 0 | 0 | 0 | 0 | 0 | 0 | 0 |  | 0 | 0 | 0 |  | #VALUE! | #VALUE! | #VALUE! | #VALUE! |  |  | #VALUE! | #VALUE! | 0 | 0 | 0.20123 | 0.20123 | #VALUE! | #VALUE! | #VALUE! | #VALUE! | 0 | 0 | 0.20123 | 0.20123 | #VALUE! | #VALUE! | #VALUE! | #VALUE! | 0 | 0 | 0.20123 | 0.20123 | #VALUE! | #VALUE! |  |  |  | #VALUE! | #VALUE! | #VALUE! | #VALUE! | #VALUE! | #VALUE! | #VALUE!
Tuesday | 1 | 11 | 6 | 246 | 0 | 0 | 0 | 0 | 0 | 0 | 0 | 0 | 0 | 0 | 0 | 0 | 0 | 0 | 0 | 0 | 0 | 0 | 0 | 0 | 0 | 0 | 0 | 0 | 0 | 0 | 0 | 0 | 0 | 0 | 0 | 0 | 0 | 0 | 0 | 0 | 0 | 0 | 0 | 0 |  | 0 | 0 | 0 |  | #VALUE! | #VALUE! | #VALUE! | #VALUE! |  |  | #VALUE! | #VALUE! | 0 | 0 | 0.20123 | 0.20123 | #VALUE! | #VALUE! | #VALUE! | #VALUE! | 0 | 0 | 0.20123 | 0.20123 | #VALUE! | #VALUE! | #VALUE! | #VALUE! | 0 | 0 | 0.20123 | 0.20123 | #VALUE! | #VALUE! |  |  |  | #VALUE! | #VALUE! | #VALUE! | #VALUE! | #VALUE! | #VALUE! | #VALUE!
Tuesday | 1 | 11 | 7 | 247 | 0 | 0 | 0 | 0 | 0 | 0 | 0 | 0 | 0 | 0 | 0 | 0 | 0 | 0 | 0 | 0 | 0 | 0 | 0 | 0 | 0 | 0 | 0 | 0 | 0 | 0 | 0 | 0 | 0 | 0 | 0 | 0 | 0 | 0 | 0 | 0 | 0 | 0 | 0 | 0 |  | 0 | 0 | 0 |  | #VALUE! | #VALUE! | #VALUE! | #VALUE! |  |  | #VALUE! | #VALUE! | 0 | 0 | 0.20123 | 0.20123 | #VALUE! | #VALUE! | #VALUE! | #VALUE! | 0 | 0 | 0.20123 | 0.20123 | #VALUE! | #VALUE! | #VALUE! | #VALUE! | 0 | 0 | 0.20123 | 0.20123 | #VALUE! | #VALUE! |  |  |  | #VALUE! | #VALUE! | #VALUE! | #VALUE! | #VALUE! | #VALUE! | #VALUE!
Tuesday | 1 | 11 | 8 | 248 | 0 | 0 | 0 | 0 | 0 | 0 | 0 | 0 | 0 | 0 | 0 | 0 | 0 | 0 | 0 | 0 | 0 | 0 | 0 | 0 | 0 | 0 | 0 | 0 | 0 | 0 | 0 | 0 | 0 | 0 | 0 | 0 | 0 | 0 | 0 | 0 | 0 | 0 | 0 | 0 |  | 0 | 0 | 0 |  | #VALUE! | #VALUE! | #VALUE! | #VALUE! |  |  | #VALUE! | #VALUE! | 0 | 0 | 0.20123 | 0.20123 | #VALUE! | #VALUE! | #VALUE! | #VALUE! | 0 | 0 | 0.20123 | 0.20123 | #VALUE! | #VALUE! | #VALUE! | #VALUE! | 0 | 0 | 0.20123 | 0.20123 | #VALUE! | #VALUE! |  |  |  | #VALUE! | #VALUE! | #VALUE! | #VALUE! | #VALUE! | #VALUE! | #VALUE!
Tuesday | 1 | 11 | 9 | 249 | 0 | 0 | 0 | 0 | 0 | 0 | 0 | 0 | 0 | 0 | 0 | 0 | 0 | 0 | 0 | 0 | 0 | 0 | 0 | 0 | 0 | 0 | 0 | 0 | 0 | 0 | 0 | 0 | 0 | 0 | 0 | 0 | 0 | 0 | 0 | 0 | 0 | 0 | 0 | 0 |  | 0 | 0 | 0 |  | #VALUE! | #VALUE! | #VALUE! | #VALUE! |  |  | #VALUE! | #VALUE! | 0 | 0 | 0.20123 | 0.20123 | #VALUE! | #VALUE! | #VALUE! | #VALUE! | 0 | 0 | 0.20123 | 0.20123 | #VALUE! | #VALUE! | #VALUE! | #VALUE! | 0 | 0 | 0.20123 | 0.20123 | #VALUE! | #VALUE! |  |  |  | #VALUE! | #VALUE! | #VALUE! | #VALUE! | #VALUE! | #VALUE! | #VALUE!
Tuesday | 1 | 11 | 10 | 250 | 0 | 0 | 0 | 0 | 0 | 0 | 0 | 0 | 0 | 0 | 0 | 0 | 0 | 0 | 0 | 0 | 0 | 0 | 0 | 0 | 0 | 0 | 0 | 0 | 0 | 0 | 0 | 0 | 0 | 0 | 0 | 0 | 0 | 0 | 0 | 0 | 0 | 0 | 0 | 0 |  | 0 | 0 | 0 |  | #VALUE! | #VALUE! | #VALUE! | #VALUE! |  |  | #VALUE! | #VALUE! | 0 | 0 | 0.20123 | 0.20123 | #VALUE! | #VALUE! | #VALUE! | #VALUE! | 0 | 0 | 0.20123 | 0.20123 | #VALUE! | #VALUE! | #VALUE! | #VALUE! | 0 | 0 | 0.20123 | 0.20123 | #VALUE! | #VALUE! |  |  |  | #VALUE! | #VALUE! | #VALUE! | #VALUE! | #VALUE! | #VALUE! | #VALUE!
Tuesday | 1 | 11 | 11 | 251 | 0 | 0 | 0 | 0 | 0 | 0 | 0 | 0 | 0 | 0 | 0 | 0 | 0 | 0 | 0 | 0 | 0 | 0 | 0 | 0 | 0 | 0 | 0 | 0 | 0 | 0 | 0 | 0 | 0 | 0 | 0 | 0 | 0 | 0 | 0 | 0 | 0 | 0 | 0 | 0 |  | 0 | 0 | 0 |  | #VALUE! | #VALUE! | #VALUE! | #VALUE! |  |  | #VALUE! | #VALUE! | 0 | 0 | 0.20123 | 0.20123 | #VALUE! | #VALUE! | #VALUE! | #VALUE! | 0 | 0 | 0.20123 | 0.20123 | #VALUE! | #VALUE! | #VALUE! | #VALUE! | 0 | 0 | 0.20123 | 0.20123 | #VALUE! | #VALUE! |  |  |  | #VALUE! | #VALUE! | #VALUE! | #VALUE! | #VALUE! | #VALUE! | #VALUE!
Tuesday | 1 | 11 | 12 | 252 | 0 | 0 | 0 | 0 | 0 | 0 | 0 | 0 | 0 | 0 | 0 | 0 | 0 | 0 | 0 | 0 | 0 | 0 | 0 | 0 | 0 | 0 | 0 | 0 | 0 | 0 | 0 | 0 | 0 | 0 | 0 | 0 | 0 | 0 | 0 | 0 | 0 | 0 | 0 | 0 |  | 0 | 0 | 0 |  | #VALUE! | #VALUE! | #VALUE! | #VALUE! |  |  | #VALUE! | #VALUE! | 0 | 0 | 0.20123 | 0.20123 | #VALUE! | #VALUE! | #VALUE! | #VALUE! | 0 | 0 | 0.20123 | 0.20123 | #VALUE! | #VALUE! | #VALUE! | #VALUE! | 0 | 0 | 0.20123 | 0.20123 | #VALUE! | #VALUE! |  |  |  | #VALUE! | #VALUE! | #VALUE! | #VALUE! | #VALUE! | #VALUE! | #VALUE!
Tuesday | 1 | 11 | 13 | 253 | 0 | 0 | 0 | 0 | 0 | 0 | 0 | 0 | 0 | 0 | 0 | 0 | 0 | 0 | 0 | 0 | 0 | 0 | 0 | 0 | 0 | 0 | 0 | 0 | 0 | 0 | 0 | 0 | 0 | 0 | 0 | 0 | 0 | 0 | 0 | 0 | 0 | 0 | 0 | 0 |  | 0 | 0 | 0 |  | #VALUE! | #VALUE! | #VALUE! | #VALUE! |  |  | #VALUE! | #VALUE! | 0 | 0 | 0.20123 | 0.20123 | #VALUE! | #VALUE! | #VALUE! | #VALUE! | 0 | 0 | 0.20123 | 0.20123 | #VALUE! | #VALUE! | #VALUE! | #VALUE! | 0 | 0 | 0.20123 | 0.20123 | #VALUE! | #VALUE! |  |  |  | #VALUE! | #VALUE! | #VALUE! | #VALUE! | #VALUE! | #VALUE! | #VALUE!
Tuesday | 1 | 11 | 14 | 254 | 0 | 0 | 0 | 0 | 0 | 0 | 0 | 0 | 0 | 0 | 0 | 0 | 0 | 0 | 0 | 0 | 0 | 0 | 0 | 0 | 0 | 0 | 0 | 0 | 0 | 0 | 0 | 0 | 0 | 0 | 0 | 0 | 0 | 0 | 0 | 0 | 0 | 0 | 0 | 0 |  | 0 | 0 | 0 |  | #VALUE! | #VALUE! | #VALUE! | #VALUE! |  |  | #VALUE! | #VALUE! | 0 | 0 | 0.20123 | 0.20123 | #VALUE! | #VALUE! | #VALUE! | #VALUE! | 0 | 0 | 0.20123 | 0.20123 | #VALUE! | #VALUE! | #VALUE! | #VALUE! | 0 | 0 | 0.20123 | 0.20123 | #VALUE! | #VALUE! |  |  |  | #VALUE! | #VALUE! | #VALUE! | #VALUE! | #VALUE! | #VALUE! | #VALUE!
Tuesday | 1 | 11 | 15 | 255 | 0 | 0 | 0 | 0 | 0 | 0 | 0 | 0 | 0 | 0 | 0 | 0 | 0 | 0 | 0 | 0 | 0 | 0 | 0 | 0 | 0 | 0 | 0 | 0 | 0 | 0 | 0 | 0 | 0 | 0 | 0 | 0 | 0 | 0 | 0 | 0 | 0 | 0 | 0 | 0 |  | 0 | 0 | 0 |  | #VALUE! | #VALUE! | #VALUE! | #VALUE! |  |  | #VALUE! | #VALUE! | 0 | 0 | 0.20123 | 0.20123 | #VALUE! | #VALUE! | #VALUE! | #VALUE! | 0 | 0 | 0.20123 | 0.20123 | #VALUE! | #VALUE! | #VALUE! | #VALUE! | 0 | 0 | 0.20123 | 0.20123 | #VALUE! | #VALUE! |  |  |  | #VALUE! | #VALUE! | #VALUE! | #VALUE! | #VALUE! | #VALUE! | #VALUE!
Tuesday | 1 | 11 | 16 | 256 | 0 | 0 | 0 | 0 | 0 | 0 | 0 | 0 | 0 | 0 | 0 | 0 | 0 | 0 | 0 | 0 | 0 | 0 | 0 | 0 | 0 | 0 | 0 | 0 | 0 | 0 | 0 | 0 | 0 | 0 | 0 | 0 | 0 | 0 | 0 | 0 | 0 | 0 | 0 | 0 |  | 0 | 0 | 0 |  | #VALUE! | #VALUE! | #VALUE! | #VALUE! |  |  | #VALUE! | #VALUE! | 0 | 0 | 0.20123 | 0.20123 | #VALUE! | #VALUE! | #VALUE! | #VALUE! | 0 | 0 | 0.20123 | 0.20123 | #VALUE! | #VALUE! | #VALUE! | #VALUE! | 0 | 0 | 0.20123 | 0.20123 | #VALUE! | #VALUE! |  |  |  | #VALUE! | #VALUE! | #VALUE! | #VALUE! | #VALUE! | #VALUE! | #VALUE!
Tuesday | 1 | 11 | 17 | 257 | 0 | 0 | 0 | 0 | 0 | 0 | 0 | 0 | 0 | 0 | 0 | 0 | 0 | 0 | 0 | 0 | 0 | 0 | 0 | 0 | 0 | 0 | 0 | 0 | 0 | 0 | 0 | 0 | 0 | 0 | 0 | 0 | 0 | 0 | 0 | 0 | 0 | 0 | 0 | 0 |  | 0 | 0 | 0 |  | #VALUE! | #VALUE! | #VALUE! | #VALUE! |  |  | #VALUE! | #VALUE! | 0 | 0 | 0.20123 | 0.20123 | #VALUE! | #VALUE! | #VALUE! | #VALUE! | 0 | 0 | 0.20123 | 0.20123 | #VALUE! | #VALUE! | #VALUE! | #VALUE! | 0 | 0 | 0.20123 | 0.20123 | #VALUE! | #VALUE! |  |  |  | #VALUE! | #VALUE! | #VALUE! | #VALUE! | #VALUE! | #VALUE! | #VALUE!
Tuesday | 1 | 11 | 18 | 258 | 0 | 0 | 0 | 0 | 0 | 0 | 0 | 0 | 0 | 0 | 0 | 0 | 0 | 0 | 0 | 0 | 0 | 0 | 0 | 0 | 0 | 0 | 0 | 0 | 0 | 0 | 0 | 0 | 0 | 0 | 0 | 0 | 0 | 0 | 0 | 0 | 0 | 0 | 0 | 0 |  | 0 | 0 | 0 |  | #VALUE! | #VALUE! | #VALUE! | #VALUE! |  |  | #VALUE! | #VALUE! | 0 | 0 | 0.20123 | 0.20123 | #VALUE! | #VALUE! | #VALUE! | #VALUE! | 0 | 0 | 0.20123 | 0.20123 | #VALUE! | #VALUE! | #VALUE! | #VALUE! | 0 | 0 | 0.20123 | 0.20123 | #VALUE! | #VALUE! |  |  |  | #VALUE! | #VALUE! | #VALUE! | #VALUE! | #VALUE! | #VALUE! | #VALUE!
Tuesday | 1 | 11 | 19 | 259 | 0 | 0 | 0 | 0 | 0 | 0 | 0 | 0 | 0 | 0 | 0 | 0 | 0 | 0 | 0 | 0 | 0 | 0 | 0 | 0 | 0 | 0 | 0 | 0 | 0 | 0 | 0 | 0 | 0 | 0 | 0 | 0 | 0 | 0 | 0 | 0 | 0 | 0 | 0 | 0 |  | 0 | 0 | 0 |  | #VALUE! | #VALUE! | #VALUE! | #VALUE! |  |  | #VALUE! | #VALUE! | 0 | 0 | 0.20123 | 0.20123 | #VALUE! | #VALUE! | #VALUE! | #VALUE! | 0 | 0 | 0.20123 | 0.20123 | #VALUE! | #VALUE! | #VALUE! | #VALUE! | 0 | 0 | 0.20123 | 0.20123 | #VALUE! | #VALUE! |  |  |  | #VALUE! | #VALUE! | #VALUE! | #VALUE! | #VALUE! | #VALUE! | #VALUE!
Tuesday | 1 | 11 | 20 | 260 | 0 | 0 | 0 | 0 | 0 | 0 | 0 | 0 | 0 | 0 | 0 | 0 | 0 | 0 | 0 | 0 | 0 | 0 | 0 | 0 | 0 | 0 | 0 | 0 | 0 | 0 | 0 | 0 | 0 | 0 | 0 | 0 | 0 | 0 | 0 | 0 | 0 | 0 | 0 | 0 |  | 0 | 0 | 0 |  | #VALUE! | #VALUE! | #VALUE! | #VALUE! |  |  | #VALUE! | #VALUE! | 0 | 0 | 0.20123 | 0.20123 | #VALUE! | #VALUE! | #VALUE! | #VALUE! | 0 | 0 | 0.20123 | 0.20123 | #VALUE! | #VALUE! | #VALUE! | #VALUE! | 0 | 0 | 0.20123 | 0.20123 | #VALUE! | #VALUE! |  |  |  | #VALUE! | #VALUE! | #VALUE! | #VALUE! | #VALUE! | #VALUE! | #VALUE!
Tuesday | 1 | 11 | 21 | 261 | 0 | 0 | 0 | 0 | 0 | 0 | 0 | 0 | 0 | 0 | 0 | 0 | 0 | 0 | 0 | 0 | 0 | 0 | 0 | 0 | 0 | 0 | 0 | 0 | 0 | 0 | 0 | 0 | 0 | 0 | 0 | 0 | 0 | 0 | 0 | 0 | 0 | 0 | 0 | 0 |  | 0 | 0 | 0 |  | #VALUE! | #VALUE! | #VALUE! | #VALUE! |  |  | #VALUE! | #VALUE! | 0 | 0 | 0.20123 | 0.20123 | #VALUE! | #VALUE! | #VALUE! | #VALUE! | 0 | 0 | 0.20123 | 0.20123 | #VALUE! | #VALUE! | #VALUE! | #VALUE! | 0 | 0 | 0.20123 | 0.20123 | #VALUE! | #VALUE! |  |  |  | #VALUE! | #VALUE! | #VALUE! | #VALUE! | #VALUE! | #VALUE! | #VALUE!
Tuesday | 1 | 11 | 22 | 262 | 0 | 0 | 0 | 0 | 0 | 0 | 0 | 0 | 0 | 0 | 0 | 0 | 0 | 0 | 0 | 0 | 0 | 0 | 0 | 0 | 0 | 0 | 0 | 0 | 0 | 0 | 0 | 0 | 0 | 0 | 0 | 0 | 0 | 0 | 0 | 0 | 0 | 0 | 0 | 0 |  | 0 | 0 | 0 |  | #VALUE! | #VALUE! | #VALUE! | #VALUE! |  |  | #VALUE! | #VALUE! | 0 | 0 | 0.20123 | 0.20123 | #VALUE! | #VALUE! | #VALUE! | #VALUE! | 0 | 0 | 0.20123 | 0.20123 | #VALUE! | #VALUE! | #VALUE! | #VALUE! | 0 | 0 | 0.20123 | 0.20123 | #VALUE! | #VALUE! |  |  |  | #VALUE! | #VALUE! | #VALUE! | #VALUE! | #VALUE! | #VALUE! | #VALUE!
Tuesday | 1 | 11 | 23 | 263 | 0 | 0 | 0 | 0 | 0 | 0 | 0 | 0 | 0 | 0 | 0 | 0 | 0 | 0 | 0 | 0 | 0 | 0 | 0 | 0 | 0 | 0 | 0 | 0 | 0 | 0 | 0 | 0 | 0 | 0 | 0 | 0 | 0 | 0 | 0 | 0 | 0 | 0 | 0 | 0 |  | 0 | 0 | 0 |  | #VALUE! | #VALUE! | #VALUE! | #VALUE! |  |  | #VALUE! | #VALUE! | 0 | 0 | 0.20123 | 0.20123 | #VALUE! | #VALUE! | #VALUE! | #VALUE! | 0 | 0 | 0.20123 | 0.20123 | #VALUE! | #VALUE! | #VALUE! | #VALUE! | 0 | 0 | 0.20123 | 0.20123 | #VALUE! | #VALUE! |  |  |  | #VALUE! | #VALUE! | #VALUE! | #VALUE! | #VALUE! | #VALUE! | #VALUE!
Tuesday | 1 | 11 | 24 | 264 | 0 | 0 | 0 | 0 | 0 | 0 | 0 | 0 | 0 | 0 | 0 | 0 | 0 | 0 | 0 | 0 | 0 | 0 | 0 | 0 | 0 | 0 | 0 | 0 | 0 | 0 | 0 | 0 | 0 | 0 | 0 | 0 | 0 | 0 | 0 | 0 | 0 | 0 | 0 | 0 |  | 0 | 0 | 0 |  | #VALUE! | #VALUE! | #VALUE! | #VALUE! |  |  | #VALUE! | #VALUE! | 0 | 0 | 0.20123 | 0.20123 | #VALUE! | #VALUE! | #VALUE! | #VALUE! | 0 | 0 | 0.20123 | 0.20123 | #VALUE! | #VALUE! | #VALUE! | #VALUE! | 0 | 0 | 0.20123 | 0.20123 | #VALUE! | #VALUE! |  |  |  | #VALUE! | #VALUE! | #VALUE! | #VALUE! | #VALUE! | #VALUE! | #VALUE!
Wednesday | 1 | 12 | 1 | 265 | 0 | 0 | 0 | 0 | 0 | 0 | 0 | 0 | 0 | 0 | 0 | 0 | 0 | 0 | 0 | 0 | 0 | 0 | 0 | 0 | 0 | 0 | 0 | 0 | 0 | 0 | 0 | 0 | 0 | 0 | 0 | 0 | 0 | 0 | 0 | 0 | 0 | 0 | 0 | 0 |  | 0 | 0 | 0 |  | #VALUE! | #VALUE! | #VALUE! | #VALUE! |  |  | #VALUE! | #VALUE! | 0 | 0 | 0.20123 | 0.20123 | #VALUE! | #VALUE! | #VALUE! | #VALUE! | 0 | 0 | 0.20123 | 0.20123 | #VALUE! | #VALUE! | #VALUE! | #VALUE! | 0 | 0 | 0.20123 | 0.20123 | #VALUE! | #VALUE! |  |  |  | #VALUE! | #VALUE! | #VALUE! | #VALUE! | #VALUE! | #VALUE! | #VALUE!
Wednesday | 1 | 12 | 2 | 266 | 0 | 0 | 0 | 0 | 0 | 0 | 0 | 0 | 0 | 0 | 0 | 0 | 0 | 0 | 0 | 0 | 0 | 0 | 0 | 0 | 0 | 0 | 0 | 0 | 0.001868 | 0 | 0 | 0 | 0 | 0 | 0 | 0 | 0 | 0 | 0 | 0 | 0 | 0 | 0 | 0 |  | 0 | 0 | 0 |  | #VALUE! | #VALUE! | #VALUE! | #VALUE! |  |  | #VALUE! | #VALUE! | 0 | 0 | 0.20123 | 0.20123 | #VALUE! | #VALUE! | #VALUE! | #VALUE! | 0 | 0 | 0.20123 | 0.20123 | #VALUE! | #VALUE! | #VALUE! | #VALUE! | 0 | 0 | 0.20123 | 0.20123 | #VALUE! | #VALUE! |  |  |  | #VALUE! | #VALUE! | #VALUE! | #VALUE! | #VALUE! | #VALUE! | #VALUE!
Wednesday | 1 | 12 | 3 | 267 | 0 | 0 | 0 | 0 | 0 | 0 | 0 | 0 | 0 | 0 | 0 | 0 | 0 | 0 | 0 | 0 | 0 | 0 | 0 | 0 | 0 | 0 | 0 | 0 | 0 | 0 | 0 | 0 | 0 | 0 | 0 | 0 | 0 | 0 | 0 | 0 | 0 | 0 | 0 | 0 |  | 0 | 0 | 0 |  | #VALUE! | #VALUE! | #VALUE! | #VALUE! |  |  | #VALUE! | #VALUE! | 0 | 0 | 0.20123 | 0.20123 | #VALUE! | #VALUE! | #VALUE! | #VALUE! | 0 | 0 | 0.20123 | 0.20123 | #VALUE! | #VALUE! | #VALUE! | #VALUE! | 0 | 0 | 0.20123 | 0.20123 | #VALUE! | #VALUE! |  |  |  | #VALUE! | #VALUE! | #VALUE! | #VALUE! | #VALUE! | #VALUE! | #VALUE!
Wednesday | 1 | 12 | 4 | 268 | 0 | 0 | 0 | 0 | 0 | 0 | 0 | 0 | 0 | 0 | 0 | 0 | 0 | 0 | 0 | 0 | 0 | 0 | 0 | 0 | 0 | 0 | 0 | 0 | 0 | 0 | 0 | 0 | 0 | 0 | 0 | 0 | 0 | 0 | 0 | 0 | 0 | 0 | 0 | 0 |  | 0 | 0 | 0 |  | #VALUE! | #VALUE! | #VALUE! | #VALUE! |  |  | #VALUE! | #VALUE! | 0 | 0 | 0.20123 | 0.20123 | #VALUE! | #VALUE! | #VALUE! | #VALUE! | 0 | 0 | 0.20123 | 0.20123 | #VALUE! | #VALUE! | #VALUE! | #VALUE! | 0 | 0 | 0.20123 | 0.20123 | #VALUE! | #VALUE! |  |  |  | #VALUE! | #VALUE! | #VALUE! | #VALUE! | #VALUE! | #VALUE! | #VALUE!
Wednesday | 1 | 12 | 5 | 269 | 0 | 0 | 0 | 0 | 0 | 0 | 0 | 0 | 0 | 0 | 0 | 0 | 0 | 0 | 0 | 0 | 0 | 0 | 0 | 0 | 0 | 0 | 0 | 0 | 0 | 0 | 0 | 0 | 0 | 0 | 0 | 0 | 0 | 0 | 0 | 0 | 0 | 0 | 0 | 0 |  | 0 | 0 | 0 |  | #VALUE! | #VALUE! | #VALUE! | #VALUE! |  |  | #VALUE! | #VALUE! | 0 | 0 | 0.20123 | 0.20123 | #VALUE! | #VALUE! | #VALUE! | #VALUE! | 0 | 0 | 0.20123 | 0.20123 | #VALUE! | #VALUE! | #VALUE! | #VALUE! | 0 | 0 | 0.20123 | 0.20123 | #VALUE! | #VALUE! |  |  |  | #VALUE! | #VALUE! | #VALUE! | #VALUE! | #VALUE! | #VALUE! | #VALUE!
Wednesday | 1 | 12 | 6 | 270 | 0 | 0 | 0 | 0 | 0 | 0 | 0 | 0 | 0 | 0 | 0 | 0 | 0 | 0 | 0 | 0 | 0 | 0 | 0 | 0 | 0 | 0 | 0 | 0 | 0 | 0 | 0 | 0 | 0 | 0 | 0 | 0 | 0 | 0 | 0 | 0 | 0 | 0 | 0 | 0 |  | 0 | 0 | 0 |  | #VALUE! | #VALUE! | #VALUE! | #VALUE! |  |  | #VALUE! | #VALUE! | 0 | 0 | 0.20123 | 0.20123 | #VALUE! | #VALUE! | #VALUE! | #VALUE! | 0 | 0 | 0.20123 | 0.20123 | #VALUE! | #VALUE! | #VALUE! | #VALUE! | 0 | 0 | 0.20123 | 0.20123 | #VALUE! | #VALUE! |  |  |  | #VALUE! | #VALUE! | #VALUE! | #VALUE! | #VALUE! | #VALUE! | #VALUE!
Wednesday | 1 | 12 | 7 | 271 | 0 | 0 | 0 | 0 | 0 | 0 | 0 | 0 | 0 | 0 | 0 | 0 | 0 | 0 | 0 | 0 | 0 | 0 | 0 | 0 | 0 | 0 | 0 | 0 | 0 | 0 | 0 | 0 | 0 | 0 | 0 | 0 | 0 | 0 | 0 | 0 | 0 | 0 | 0 | 0 |  | 0 | 0 | 0 |  | #VALUE! | #VALUE! | #VALUE! | #VALUE! |  |  | #VALUE! | #VALUE! | 0 | 0 | 0.20123 | 0.20123 | #VALUE! | #VALUE! | #VALUE! | #VALUE! | 0 | 0 | 0.20123 | 0.20123 | #VALUE! | #VALUE! | #VALUE! | #VALUE! | 0 | 0 | 0.20123 | 0.20123 | #VALUE! | #VALUE! |  |  |  | #VALUE! | #VALUE! | #VALUE! | #VALUE! | #VALUE! | #VALUE! | #VALUE!
Wednesday | 1 | 12 | 8 | 272 | 0 | 0 | 0 | 0 | 0 | 0 | 0 | 0 | 0 | 0 | 0 | 0 | 0 | 0 | 0 | 0 | 0 | 0 | 0 | 0 | 0 | 0 | 0 | 0 | 0 | 0 | 0 | 0 | 0 | 0 | 0 | 0 | 0 | 0 | 0 | 0 | 0 | 0 | 0 | 0 |  | 0 | 0 | 0 |  | #VALUE! | #VALUE! | #VALUE! | #VALUE! |  |  | #VALUE! | #VALUE! | 0 | 0 | 0.20123 | 0.20123 | #VALUE! | #VALUE! | #VALUE! | #VALUE! | 0 | 0 | 0.20123 | 0.20123 | #VALUE! | #VALUE! | #VALUE! | #VALUE! | 0 | 0 | 0.20123 | 0.20123 | #VALUE! | #VALUE! |  |  |  | #VALUE! | #VALUE! | #VALUE! | #VALUE! | #VALUE! | #VALUE! | #VALUE!
Wednesday | 1 | 12 | 9 | 273 | 0 | 0 | 0 | 0 | 0 | 0 | 0 | 0 | 0 | 0 | 0 | 0 | 0 | 0 | 0 | 0 | 0 | 0 | 0 | 0 | 0 | 0 | 0 | 0 | 0 | 0 | 0 | 0 | 0 | 0 | 0 | 0 | 0 | 0 | 0 | 0 | 0 | 0 | 0 | 0 |  | 0 | 0 | 0 |  | #VALUE! | #VALUE! | #VALUE! | #VALUE! |  |  | #VALUE! | #VALUE! | 0 | 0 | 0.20123 | 0.20123 | #VALUE! | #VALUE! | #VALUE! | #VALUE! | 0 | 0 | 0.20123 | 0.20123 | #VALUE! | #VALUE! | #VALUE! | #VALUE! | 0 | 0 | 0.20123 | 0.20123 | #VALUE! | #VALUE! |  |  |  | #VALUE! | #VALUE! | #VALUE! | #VALUE! | #VALUE! | #VALUE! | #VALUE!
Wednesday | 1 | 12 | 10 | 274 | 0 | 0 | 0 | 0 | 0 | 0 | 0 | 0 | 0 | 0 | 0 | 0 | 0 | 0 | 0 | 0 | 0 | 0 | 0 | 0 | 0 | 0 | 0 | 0 | 0 | 0 | 0 | 0 | 0 | 0 | 0 | 0 | 0 | 0 | 0 | 0 | 0 | 0 | 0 | 0 |  | 0 | 0 | 0 |  | #VALUE! | #VALUE! | #VALUE! | #VALUE! |  |  | #VALUE! | #VALUE! | 0 | 0 | 0.20123 | 0.20123 | #VALUE! | #VALUE! | #VALUE! | #VALUE! | 0 | 0 | 0.20123 | 0.20123 | #VALUE! | #VALUE! | #VALUE! | #VALUE! | 0 | 0 | 0.20123 | 0.20123 | #VALUE! | #VALUE! |  |  |  | #VALUE! | #VALUE! | #VALUE! | #VALUE! | #VALUE! | #VALUE! | #VALUE!
Wednesday | 1 | 12 | 11 | 275 | 0 | 0 | 0 | 0 | 0 | 0 | 0 | 0 | 0 | 0 | 0 | 0 | 0 | 0 | 0 | 0 | 0 | 0 | 0 | 0 | 0 | 0 | 0 | 0 | 0 | 0 | 0 | 0 | 0 | 0 | 0 | 0 | 0 | 0 | 0 | 0 | 0 | 0 | 0 | 0 |  | 0 | 0 | 0 |  | #VALUE! | #VALUE! | #VALUE! | #VALUE! |  |  | #VALUE! | #VALUE! | 0 | 0 | 0.20123 | 0.20123 | #VALUE! | #VALUE! | #VALUE! | #VALUE! | 0 | 0 | 0.20123 | 0.20123 | #VALUE! | #VALUE! | #VALUE! | #VALUE! | 0 | 0 | 0.20123 | 0.20123 | #VALUE! | #VALUE! |  |  |  | #VALUE! | #VALUE! | #VALUE! | #VALUE! | #VALUE! | #VALUE! | #VALUE!
Wednesday | 1 | 12 | 12 | 276 | 0 | 0 | 0 | 0 | 0 | 0 | 0 | 0 | 0 | 0 | 0 | 0 | 0 | 0 | 0 | 0 | 0 | 0 | 0 | 0 | 0 | 0 | 0 | 0 | 0 | 0 | 0 | 0 | 0 | 0 | 0 | 0 | 0 | 0 | 0 | 0 | 0 | 0 | 0 | 0 |  | 0 | 0 | 0 |  | #VALUE! | #VALUE! | #VALUE! | #VALUE! |  |  | #VALUE! | #VALUE! | 0 | 0 | 0.20123 | 0.20123 | #VALUE! | #VALUE! | #VALUE! | #VALUE! | 0 | 0 | 0.20123 | 0.20123 | #VALUE! | #VALUE! | #VALUE! | #VALUE! | 0 | 0 | 0.20123 | 0.20123 | #VALUE! | #VALUE! |  |  |  | #VALUE! | #VALUE! | #VALUE! | #VALUE! | #VALUE! | #VALUE! | #VALUE!
Wednesday | 1 | 12 | 13 | 277 | 0 | 0 | 0 | 0 | 0 | 0 | 0 | 0 | 0 | 0 | 0 | 0 | 0 | 0 | 0 | 0 | 0 | 0 | 0 | 0 | 0 | 0 | 0 | 0 | 0 | 0 | 0 | 0 | 0 | 0 | 0 | 0 | 0 | 0 | 0 | 0 | 0 | 0 | 0 | 0 |  | 0 | 0 | 0 |  | #VALUE! | #VALUE! | #VALUE! | #VALUE! |  |  | #VALUE! | #VALUE! | 0 | 0 | 0.20123 | 0.20123 | #VALUE! | #VALUE! | #VALUE! | #VALUE! | 0 | 0 | 0.20123 | 0.20123 | #VALUE! | #VALUE! | #VALUE! | #VALUE! | 0 | 0 | 0.20123 | 0.20123 | #VALUE! | #VALUE! |  |  |  | #VALUE! | #VALUE! | #VALUE! | #VALUE! | #VALUE! | #VALUE! | #VALUE!
Wednesday | 1 | 12 | 14 | 278 | 0 | 0 | 0 | 0 | 0 | 0 | 0 | 0 | 0 | 0 | 0 | 0 | 0 | 0 | 0 | 0 | 0 | 0 | 0 | 0 | 0 | 0 | 0 | 0 | 0 | 0 | 0 | 0 | 0 | 0 | 0 | 0 | 0 | 0 | 0 | 0 | 0 | 0 | 0 | 0 |  | 0 | 0 | 0 |  | #VALUE! | #VALUE! | #VALUE! | #VALUE! |  |  | #VALUE! | #VALUE! | 0 | 0 | 0.20123 | 0.20123 | #VALUE! | #VALUE! | #VALUE! | #VALUE! | 0 | 0 | 0.20123 | 0.20123 | #VALUE! | #VALUE! | #VALUE! | #VALUE! | 0 | 0 | 0.20123 | 0.20123 | #VALUE! | #VALUE! |  |  |  | #VALUE! | #VALUE! | #VALUE! | #VALUE! | #VALUE! | #VALUE! | #VALUE!
Wednesday | 1 | 12 | 15 | 279 | 0 | 0 | 0 | 0 | 0 | 0 | 0 | 0 | 0 | 0 | 0 | 0 | 0 | 0 | 0 | 0 | 0 | 0 | 0 | 0 | 0 | 0 | 0 | 0 | 0 | 0 | 0 | 0 | 0 | 0 | 0 | 0 | 0 | 0 | 0 | 0 | 0 | 0 | 0 | 0 |  | 0 | 0 | 0 |  | #VALUE! | #VALUE! | #VALUE! | #VALUE! |  |  | #VALUE! | #VALUE! | 0 | 0 | 0.20123 | 0.20123 | #VALUE! | #VALUE! | #VALUE! | #VALUE! | 0 | 0 | 0.20123 | 0.20123 | #VALUE! | #VALUE! | #VALUE! | #VALUE! | 0 | 0 | 0.20123 | 0.20123 | #VALUE! | #VALUE! |  |  |  | #VALUE! | #VALUE! | #VALUE! | #VALUE! | #VALUE! | #VALUE! | #VALUE!
Wednesday | 1 | 12 | 16 | 280 | 0 | 0 | 0 | 0 | 0 | 0 | 0 | 0 | 0 | 0 | 0 | 0 | 0 | 0 | 0 | 0 | 0 | 0 | 0 | 0 | 0 | 0 | 0 | 0 | 0 | 0 | 0 | 0 | 0 | 0 | 0 | 0 | 0 | 0 | 0 | 0 | 0 | 0 | 0 | 0 |  | 0 | 0 | 0 |  | #VALUE! | #VALUE! | #VALUE! | #VALUE! |  |  | #VALUE! | #VALUE! | 0 | 0 | 0.20123 | 0.20123 | #VALUE! | #VALUE! | #VALUE! | #VALUE! | 0 | 0 | 0.20123 | 0.20123 | #VALUE! | #VALUE! | #VALUE! | #VALUE! | 0 | 0 | 0.20123 | 0.20123 | #VALUE! | #VALUE! |  |  |  | #VALUE! | #VALUE! | #VALUE! | #VALUE! | #VALUE! | #VALUE! | #VALUE!
Wednesday | 1 | 12 | 17 | 281 | 0 | 0 | 0 | 0 | 0 | 0 | 0 | 0 | 0 | 0 | 0 | 0 | 0 | 0 | 0 | 0 | 0 | 0 | 0 | 0 | 0 | 0 | 0 | 0 | 0 | 0 | 0 | 0 | 0 | 0 | 0 | 0 | 0 | 0 | 0 | 0 | 0 | 0 | 0 | 0 |  | 0 | 0 | 0 |  | #VALUE! | #VALUE! | #VALUE! | #VALUE! |  |  | #VALUE! | #VALUE! | 0 | 0 | 0.20123 | 0.20123 | #VALUE! | #VALUE! | #VALUE! | #VALUE! | 0 | 0 | 0.20123 | 0.20123 | #VALUE! | #VALUE! | #VALUE! | #VALUE! | 0 | 0 | 0.20123 | 0.20123 | #VALUE! | #VALUE! |  |  |  | #VALUE! | #VALUE! | #VALUE! | #VALUE! | #VALUE! | #VALUE! | #VALUE!
Wednesday | 1 | 12 | 18 | 282 | 0 | 0 | 0 | 0 | 0 | 0 | 0 | 0 | 0 | 0 | 0 | 0 | 0 | 0 | 0 | 0 | 0 | 0 | 0 | 0 | 0 | 0 | 0 | 0 | 0 | 0 | 0 | 0 | 0 | 0 | 0 | 0 | 0 | 0 | 0 | 0 | 0 | 0 | 0 | 0 |  | 0 | 0 | 0 |  | #VALUE! | #VALUE! | #VALUE! | #VALUE! |  |  | #VALUE! | #VALUE! | 0 | 0 | 0.20123 | 0.20123 | #VALUE! | #VALUE! | #VALUE! | #VALUE! | 0 | 0 | 0.20123 | 0.20123 | #VALUE! | #VALUE! | #VALUE! | #VALUE! | 0 | 0 | 0.20123 | 0.20123 | #VALUE! | #VALUE! |  |  |  | #VALUE! | #VALUE! | #VALUE! | #VALUE! | #VALUE! | #VALUE! | #VALUE!
Wednesday | 1 | 12 | 19 | 283 | 0 | 0 | 0 | 0 | 0 | 0 | 0 | 0 | 0 | 0 | 0 | 0 | 0 | 0 | 0 | 0 | 0 | 0 | 0 | 0 | 0 | 0 | 0 | 0 | 0 | 0 | 0 | 0 | 0 | 0 | 0 | 0 | 0 | 0 | 0 | 0 | 0 | 0 | 0 | 0 |  | 0 | 0 | 0 |  | #VALUE! | #VALUE! | #VALUE! | #VALUE! |  |  | #VALUE! | #VALUE! | 0 | 0 | 0.20123 | 0.20123 | #VALUE! | #VALUE! | #VALUE! | #VALUE! | 0 | 0 | 0.20123 | 0.20123 | #VALUE! | #VALUE! | #VALUE! | #VALUE! | 0 | 0 | 0.20123 | 0.20123 | #VALUE! | #VALUE! |  |  |  | #VALUE! | #VALUE! | #VALUE! | #VALUE! | #VALUE! | #VALUE! | #VALUE!
Wednesday | 1 | 12 | 20 | 284 | 0 | 0 | 0 | 0 | 0 | 0 | 0 | 0 | 0 | 0 | 0 | 0 | 0 | 0 | 0 | 0 | 0 | 0 | 0 | 0 | 0 | 0 | 0 | 0 | 0 | 0 | 0 | 0 | 0 | 0 | 0 | 0 | 0 | 0 | 0 | 0 | 0 | 0 | 0 | 0 |  | 0 | 0 | 0 |  | #VALUE! | #VALUE! | #VALUE! | #VALUE! |  |  | #VALUE! | #VALUE! | 0 | 0 | 0.20123 | 0.20123 | #VALUE! | #VALUE! | #VALUE! | #VALUE! | 0 | 0 | 0.20123 | 0.20123 | #VALUE! | #VALUE! | #VALUE! | #VALUE! | 0 | 0 | 0.20123 | 0.20123 | #VALUE! | #VALUE! |  |  |  | #VALUE! | #VALUE! | #VALUE! | #VALUE! | #VALUE! | #VALUE! | #VALUE!
Wednesday | 1 | 12 | 21 | 285 | 0 | 0 | 0 | 0 | 0 | 0 | 0 | 0 | 0 | 0 | 0 | 0 | 0 | 0 | 0 | 0 | 0 | 0 | 0 | 0 | 0 | 0 | 0 | 0 | 0 | 0 | 0 | 0 | 0 | 0 | 0 | 0 | 0 | 0 | 0 | 0 | 0 | 0 | 0 | 0 |  | 0 | 0 | 0 |  | #VALUE! | #VALUE! | #VALUE! | #VALUE! |  |  | #VALUE! | #VALUE! | 0 | 0 | 0.20123 | 0.20123 | #VALUE! | #VALUE! | #VALUE! | #VALUE! | 0 | 0 | 0.20123 | 0.20123 | #VALUE! | #VALUE! | #VALUE! | #VALUE! | 0 | 0 | 0.20123 | 0.20123 | #VALUE! | #VALUE! |  |  |  | #VALUE! | #VALUE! | #VALUE! | #VALUE! | #VALUE! | #VALUE! | #VALUE!
Wednesday | 1 | 12 | 22 | 286 | 0 | 0 | 0 | 0 | 0 | 0 | 0 | 0 | 0 | 0 | 0 | 0 | 0 | 0 | 0 | 0 | 0 | 0 | 0 | 0 | 0 | 0 | 0 | 0 | 0 | 0 | 0 | 0 | 0 | 0 | 0 | 0 | 0 | 0 | 0 | 0 | 0 | 0 | 0 | 0 |  | 0 | 0 | 0 |  | #VALUE! | #VALUE! | #VALUE! | #VALUE! |  |  | #VALUE! | #VALUE! | 0 | 0 | 0.20123 | 0.20123 | #VALUE! | #VALUE! | #VALUE! | #VALUE! | 0 | 0 | 0.20123 | 0.20123 | #VALUE! | #VALUE! | #VALUE! | #VALUE! | 0 | 0 | 0.20123 | 0.20123 | #VALUE! | #VALUE! |  |  |  | #VALUE! | #VALUE! | #VALUE! | #VALUE! | #VALUE! | #VALUE! | #VALUE!
Wednesday | 1 | 12 | 23 | 287 | 0 | 0 | 0 | 0 | 0 | 0 | 0 | 0 | 0 | 0 | 0 | 0 | 0 | 0 | 0 | 0 | 0 | 0 | 0 | 0 | 0 | 0 | 0 | 0 | 0 | 0 | 0 | 0 | 0 | 0 | 0 | 0 | 0 | 0 | 0 | 0 | 0 | 0 | 0 | 0 |  | 0 | 0 | 0 |  | #VALUE! | #VALUE! | #VALUE! | #VALUE! |  |  | #VALUE! | #VALUE! | 0 | 0 | 0.20123 | 0.20123 | #VALUE! | #VALUE! | #VALUE! | #VALUE! | 0 | 0 | 0.20123 | 0.20123 | #VALUE! | #VALUE! | #VALUE! | #VALUE! | 0 | 0 | 0.20123 | 0.20123 | #VALUE! | #VALUE! |  |  |  | #VALUE! | #VALUE! | #VALUE! | #VALUE! | #VALUE! | #VALUE! | #VALUE!
Wednesday | 1 | 12 | 24 | 288 | 0 | 0 | 0 | 0 | 0 | 0 | 0 | 0 | 0 | 0 | 0 | 0 | 0 | 0 | 0 | 0 | 0 | 0 | 0 | 0 | 0 | 0 | 0 | 0 | 0 | 0 | 0 | 0 | 0 | 0 | 0 | 0 | 0 | 0 | 0 | 0 | 0 | 0 | 0 | 0 |  | 0 | 0 | 0 |  | #VALUE! | #VALUE! | #VALUE! | #VALUE! |  |  | #VALUE! | #VALUE! | 0 | 0 | 0.20123 | 0.20123 | #VALUE! | #VALUE! | #VALUE! | #VALUE! | 0 | 0 | 0.20123 | 0.20123 | #VALUE! | #VALUE! | #VALUE! | #VALUE! | 0 | 0 | 0.20123 | 0.20123 | #VALUE! | #VALUE! |  |  |  | #VALUE! | #VALUE! | #VALUE! | #VALUE! | #VALUE! | #VALUE! | #VALUE!
Thursday | 1 | 13 | 1 | 289 | 0 | 0 | 0 | 0 | 0 | 0 | 0 | 0 | 0 | 0 | 0 | 0 | 0 | 0 | 0 | 0 | 0 | 0 | 0 | 0 | 0 | 0 | 0 | 0 | 0 | 0 | 0 | 0 | 0 | 0 | 0 | 0 | 0 | 0 | 0 | 0 | 0 | 0 | 0 | 0 |  | 0 | 0 | 0 |  | #VALUE! | #VALUE! | #VALUE! | #VALUE! |  |  | #VALUE! | #VALUE! | 0 | 0 | 0.20123 | 0.20123 | #VALUE! | #VALUE! | #VALUE! | #VALUE! | 0 | 0 | 0.20123 | 0.20123 | #VALUE! | #VALUE! | #VALUE! | #VALUE! | 0 | 0 | 0.20123 | 0.20123 | #VALUE! | #VALUE! |  |  |  | #VALUE! | #VALUE! | #VALUE! | #VALUE! | #VALUE! | #VALUE! | #VALUE!
Thursday | 1 | 13 | 2 | 290 | 0 | 0 | 0 | 0 | 0 | 0 | 0 | 0 | 0 | 0 | 0 | 0 | 0 | 0 | 0 | 0 | 0 | 0 | 0 | 0 | 0 | 0 | 0 | 0 | 0 | 0 | 0 | 0 | 0 | 0 | 0 | 0 | 0 | 0 | 0 | 0 | 0 | 0 | 0 | 0 |  | 0 | 0 | 0 |  | #VALUE! | #VALUE! | #VALUE! | #VALUE! |  |  | #VALUE! | #VALUE! | 0 | 0 | 0.20123 | 0.20123 | #VALUE! | #VALUE! | #VALUE! | #VALUE! | 0 | 0 | 0.20123 | 0.20123 | #VALUE! | #VALUE! | #VALUE! | #VALUE! | 0 | 0 | 0.20123 | 0.20123 | #VALUE! | #VALUE! |  |  |  | #VALUE! | #VALUE! | #VALUE! | #VALUE! | #VALUE! | #VALUE! | #VALUE!
Thursday | 1 | 13 | 3 | 291 | 0 | 0 | 0 | 0 | 0 | 0 | 0 | 0 | 0 | 0 | 0 | 0 | 0 | 0 | 0 | 0 | 0 | 0 | 0 | 0 | 0 | 0 | 0 | 0 | 0 | 0 | 0 | 0 | 0 | 0 | 0 | 0 | 0 | 0 | 0 | 0 | 0 | 0 | 0 | 0 |  | 0 | 0 | 0 |  | #VALUE! | #VALUE! | #VALUE! | #VALUE! |  |  | #VALUE! | #VALUE! | 0 | 0 | 0.20123 | 0.20123 | #VALUE! | #VALUE! | #VALUE! | #VALUE! | 0 | 0 | 0.20123 | 0.20123 | #VALUE! | #VALUE! | #VALUE! | #VALUE! | 0 | 0 | 0.20123 | 0.20123 | #VALUE! | #VALUE! |  |  |  | #VALUE! | #VALUE! | #VALUE! | #VALUE! | #VALUE! | #VALUE! | #VALUE!
Thursday | 1 | 13 | 4 | 292 | 0 | 0 | 0 | 0 | 0 | 0 | 0 | 0 | 0 | 0 | 0 | 0 | 0 | 0 | 0 | 0 | 0 | 0 | 0 | 0 | 0 | 0 | 0 | 0 | 0 | 0 | 0 | 0 | 0 | 0 | 0 | 0 | 0 | 0 | 0 | 0 | 0 | 0 | 0 | 0 |  | 0 | 0 | 0 |  | #VALUE! | #VALUE! | #VALUE! | #VALUE! |  |  | #VALUE! | #VALUE! | 0 | 0 | 0.20123 | 0.20123 | #VALUE! | #VALUE! | #VALUE! | #VALUE! | 0 | 0 | 0.20123 | 0.20123 | #VALUE! | #VALUE! | #VALUE! | #VALUE! | 0 | 0 | 0.20123 | 0.20123 | #VALUE! | #VALUE! |  |  |  | #VALUE! | #VALUE! | #VALUE! | #VALUE! | #VALUE! | #VALUE! | #VALUE!
Thursday | 1 | 13 | 5 | 293 | 0 | 0 | 0 | 0 | 0 | 0 | 0 | 0 | 0 | 0 | 0 | 0 | 0 | 0 | 0 | 0 | 0 | 0 | 0 | 0 | 0 | 0 | 0 | 0 | 0 | 0 | 0 | 0 | 0 | 0 | 0 | 0 | 0 | 0 | 0 | 0 | 0 | 0 | 0 | 0 |  | 0 | 0 | 0 |  | #VALUE! | #VALUE! | #VALUE! | #VALUE! |  |  | #VALUE! | #VALUE! | 0 | 0 | 0.20123 | 0.20123 | #VALUE! | #VALUE! | #VALUE! | #VALUE! | 0 | 0 | 0.20123 | 0.20123 | #VALUE! | #VALUE! | #VALUE! | #VALUE! | 0 | 0 | 0.20123 | 0.20123 | #VALUE! | #VALUE! |  |  |  | #VALUE! | #VALUE! | #VALUE! | #VALUE! | #VALUE! | #VALUE! | #VALUE!
Thursday | 1 | 13 | 6 | 294 | 0 | 0 | 0 | 0 | 0 | 0 | 0 | 0 | 0 | 0 | 0 | 0 | 0 | 0 | 0 | 0 | 0 | 0 | 0 | 0 | 0 | 0 | 0 | 0 | 0 | 0 | 0 | 0 | 0 | 0 | 0 | 0 | 0 | 0 | 0 | 0 | 0 | 0 | 0 | 0 |  | 0 | 0 | 0 |  | #VALUE! | #VALUE! | #VALUE! | #VALUE! |  |  | #VALUE! | #VALUE! | 0 | 0 | 0.20123 | 0.20123 | #VALUE! | #VALUE! | #VALUE! | #VALUE! | 0 | 0 | 0.20123 | 0.20123 | #VALUE! | #VALUE! | #VALUE! | #VALUE! | 0 | 0 | 0.20123 | 0.20123 | #VALUE! | #VALUE! |  |  |  | #VALUE! | #VALUE! | #VALUE! | #VALUE! | #VALUE! | #VALUE! | #VALUE!
Thursday | 1 | 13 | 7 | 295 | 0 | 0 | 0 | 0 | 0 | 0 | 0 | 0 | 0 | 0 | 0 | 0 | 0 | 0 | 0 | 0 | 0 | 0 | 0 | 0 | 0 | 0 | 0 | 0 | 0 | 0 | 0 | 0 | 0 | 0 | 0 | 0 | 0 | 0 | 0 | 0 | 0 | 0 | 0 | 0 |  | 0 | 0 | 0 |  | #VALUE! | #VALUE! | #VALUE! | #VALUE! |  |  | #VALUE! | #VALUE! | 0 | 0 | 0.20123 | 0.20123 | #VALUE! | #VALUE! | #VALUE! | #VALUE! | 0 | 0 | 0.20123 | 0.20123 | #VALUE! | #VALUE! | #VALUE! | #VALUE! | 0 | 0 | 0.20123 | 0.20123 | #VALUE! | #VALUE! |  |  |  | #VALUE! | #VALUE! | #VALUE! | #VALUE! | #VALUE! | #VALUE! | #VALUE!
Thursday | 1 | 13 | 8 | 296 | 0 | 0 | 0 | 0 | 0 | 0 | 0 | 0 | 0 | 0 | 0 | 0 | 0 | 0 | 0 | 0 | 0 | 0 | 0 | 0 | 0 | 0 | 0 | 0 | 0 | 0 | 0 | 0 | 0 | 0 | 0 | 0 | 0 | 0 | 0 | 0 | 0 | 0 | 0 | 0 |  | 0 | 0 | 0 |  | #VALUE! | #VALUE! | #VALUE! | #VALUE! |  |  | #VALUE! | #VALUE! | 0 | 0 | 0.20123 | 0.20123 | #VALUE! | #VALUE! | #VALUE! | #VALUE! | 0 | 0 | 0.20123 | 0.20123 | #VALUE! | #VALUE! | #VALUE! | #VALUE! | 0 | 0 | 0.20123 | 0.20123 | #VALUE! | #VALUE! |  |  |  | #VALUE! | #VALUE! | #VALUE! | #VALUE! | #VALUE! | #VALUE! | #VALUE!
Thursday | 1 | 13 | 9 | 297 | 0 | 0 | 0 | 0 | 0 | 0 | 0 | 0 | 0 | 0 | 0 | 0 | 0 | 0 | 0 | 0 | 0 | 0 | 0 | 0 | 0 | 0 | 0 | 0 | 0 | 0 | 0 | 0 | 0 | 0 | 0 | 0 | 0 | 0 | 0 | 0 | 0 | 0 | 0 | 0 |  | 0 | 0 | 0 |  | #VALUE! | #VALUE! | #VALUE! | #VALUE! |  |  | #VALUE! | #VALUE! | 0 | 0 | 0.20123 | 0.20123 | #VALUE! | #VALUE! | #VALUE! | #VALUE! | 0 | 0 | 0.20123 | 0.20123 | #VALUE! | #VALUE! | #VALUE! | #VALUE! | 0 | 0 | 0.20123 | 0.20123 | #VALUE! | #VALUE! |  |  |  | #VALUE! | #VALUE! | #VALUE! | #VALUE! | #VALUE! | #VALUE! | #VALUE!
Thursday | 1 | 13 | 10 | 298 | 0 | 0 | 0 | 0 | 0 | 0 | 0 | 0 | 0 | 0 | 0 | 0 | 0 | 0 | 0 | 0 | 0 | 0 | 0 | 0 | 0 | 0 | 0 | 0 | 0 | 0 | 0 | 0 | 0 | 0 | 0 | 0 | 0 | 0 | 0 | 0 | 0 | 0 | 0 | 0 |  | 0 | 0 | 0 |  | #VALUE! | #VALUE! | #VALUE! | #VALUE! |  |  | #VALUE! | #VALUE! | 0 | 0 | 0.20123 | 0.20123 | #VALUE! | #VALUE! | #VALUE! | #VALUE! | 0 | 0 | 0.20123 | 0.20123 | #VALUE! | #VALUE! | #VALUE! | #VALUE! | 0 | 0 | 0.20123 | 0.20123 | #VALUE! | #VALUE! |  |  |  | #VALUE! | #VALUE! | #VALUE! | #VALUE! | #VALUE! | #VALUE! | #VALUE!
Thursday | 1 | 13 | 11 | 299 | 0 | 0 | 0 | 0 | 0 | 0 | 0 | 0 | 0 | 0 | 0 | 0 | 0 | 0 | 0 | 0 | 0 | 0 | 0 | 0 | 0 | 0 | 0 | 0 | 0 | 0 | 0 | 0 | 0 | 0 | 0 | 0 | 0 | 0 | 0 | 0 | 0 | 0 | 0 | 0 |  | 0 | 0 | 0 |  | #VALUE! | #VALUE! | #VALUE! | #VALUE! |  |  | #VALUE! | #VALUE! | 0 | 0 | 0.20123 | 0.20123 | #VALUE! | #VALUE! | #VALUE! | #VALUE! | 0 | 0 | 0.20123 | 0.20123 | #VALUE! | #VALUE! | #VALUE! | #VALUE! | 0 | 0 | 0.20123 | 0.20123 | #VALUE! | #VALUE! |  |  |  | #VALUE! | #VALUE! | #VALUE! | #VALUE! | #VALUE! | #VALUE! | #VALUE!
Thursday | 1 | 13 | 12 | 300 | 0 | 0 | 0 | 0 | 0 | 0 | 0 | 0 | 0 | 0 | 0 | 0 | 0 | 0 | 0 | 0 | 0 | 0 | 0 | 0 | 0 | 0 | 0 | 0 | 0 | 0 | 0 | 0 | 0 | 0 | 0 | 0 | 0 | 0 | 0 | 0 | 0 | 0 | 0 | 0 |  | 0 | 0 | 0 |  | #VALUE! | #VALUE! | #VALUE! | #VALUE! |  |  | #VALUE! | #VALUE! | 0 | 0 | 0.20123 | 0.20123 | #VALUE! | #VALUE! | #VALUE! | #VALUE! | 0 | 0 | 0.20123 | 0.20123 | #VALUE! | #VALUE! | #VALUE! | #VALUE! | 0 | 0 | 0.20123 | 0.20123 | #VALUE! | #VALUE! |  |  |  | #VALUE! | #VALUE! | #VALUE! | #VALUE! | #VALUE! | #VALUE! | #VALUE!
Thursday | 1 | 13 | 13 | 301 | 0 | 0 | 0 | 0 | 0 | 0 | 0 | 0 | 0 | 0 | 0 | 0 | 0 | 0 | 0 | 0 | 0 | 0 | 0 | 0 | 0 | 0 | 0 | 0 | 0 | 0 | 0 | 0 | 0 | 0 | 0 | 0 | 0 | 0 | 0 | 0 | 0 | 0 | 0 | 0 |  | 0 | 0 | 0 |  | #VALUE! | #VALUE! | #VALUE! | #VALUE! |  |  | #VALUE! | #VALUE! | 0 | 0 | 0.20123 | 0.20123 | #VALUE! | #VALUE! | #VALUE! | #VALUE! | 0 | 0 | 0.20123 | 0.20123 | #VALUE! | #VALUE! | #VALUE! | #VALUE! | 0 | 0 | 0.20123 | 0.20123 | #VALUE! | #VALUE! |  |  |  | #VALUE! | #VALUE! | #VALUE! | #VALUE! | #VALUE! | #VALUE! | #VALUE!
Thursday | 1 | 13 | 14 | 302 | 0 | 0 | 0 | 0 | 0 | 0 | 0 | 0 | 0 | 0 | 0 | 0 | 0 | 0 | 0 | 0 | 0 | 0 | 0 | 0 | 0 | 0 | 0 | 0 | 0 | 0 | 0 | 0 | 0 | 0 | 0 | 0 | 0 | 0 | 0 | 0 | 0 | 0 | 0 | 0 |  | 0 | 0 | 0 |  | #VALUE! | #VALUE! | #VALUE! | #VALUE! |  |  | #VALUE! | #VALUE! | 0 | 0 | 0.20123 | 0.20123 | #VALUE! | #VALUE! | #VALUE! | #VALUE! | 0 | 0 | 0.20123 | 0.20123 | #VALUE! | #VALUE! | #VALUE! | #VALUE! | 0 | 0 | 0.20123 | 0.20123 | #VALUE! | #VALUE! |  |  |  | #VALUE! | #VALUE! | #VALUE! | #VALUE! | #VALUE! | #VALUE! | #VALUE!
Thursday | 1 | 13 | 15 | 303 | 0 | 0 | 0 | 0 | 0 | 0 | 0 | 0 | 0 | 0 | 0 | 0 | 0 | 0 | 0 | 0 | 0 | 0 | 0 | 0 | 0 | 0 | 0 | 0 | 0 | 0 | 0 | 0 | 0 | 0 | 0 | 0 | 0 | 0 | 0 | 0 | 0 | 0 | 0 | 0 |  | 0 | 0 | 0 |  | #VALUE! | #VALUE! | #VALUE! | #VALUE! |  |  | #VALUE! | #VALUE! | 0 | 0 | 0.20123 | 0.20123 | #VALUE! | #VALUE! | #VALUE! | #VALUE! | 0 | 0 | 0.20123 | 0.20123 | #VALUE! | #VALUE! | #VALUE! | #VALUE! | 0 | 0 | 0.20123 | 0.20123 | #VALUE! | #VALUE! |  |  |  | #VALUE! | #VALUE! | #VALUE! | #VALUE! | #VALUE! | #VALUE! | #VALUE!
Thursday | 1 | 13 | 16 | 304 | 0 | 0 | 0 | 0 | 0 | 0 | 0 | 0 | 0 | 0 | 0 | 0 | 0 | 0 | 0 | 0 | 0 | 0 | 0 | 0 | 0 | 0 | 0 | 0 | 0 | 0 | 0 | 0 | 0 | 0 | 0 | 0 | 0 | 0 | 0 | 0 | 0 | 0 | 0 | 0 |  | 0 | 0 | 0 |  | #VALUE! | #VALUE! | #VALUE! | #VALUE! |  |  | #VALUE! | #VALUE! | 0 | 0 | 0.20123 | 0.20123 | #VALUE! | #VALUE! | #VALUE! | #VALUE! | 0 | 0 | 0.20123 | 0.20123 | #VALUE! | #VALUE! | #VALUE! | #VALUE! | 0 | 0 | 0.20123 | 0.20123 | #VALUE! | #VALUE! |  |  |  | #VALUE! | #VALUE! | #VALUE! | #VALUE! | #VALUE! | #VALUE! | #VALUE!
Thursday | 1 | 13 | 17 | 305 | 0 | 0 | 0 | 0 | 0 | 0 | 0 | 0 | 0 | 0 | 0 | 0 | 0 | 0 | 0 | 0 | 0 | 0 | 0 | 0 | 0 | 0 | 0 | 0 | 0 | 0 | 0 | 0 | 0 | 0 | 0 | 0 | 0 | 0 | 0 | 0 | 0 | 0 | 0 | 0 |  | 0 | 0 | 0 |  | #VALUE! | #VALUE! | #VALUE! | #VALUE! |  |  | #VALUE! | #VALUE! | 0 | 0 | 0.20123 | 0.20123 | #VALUE! | #VALUE! | #VALUE! | #VALUE! | 0 | 0 | 0.20123 | 0.20123 | #VALUE! | #VALUE! | #VALUE! | #VALUE! | 0 | 0 | 0.20123 | 0.20123 | #VALUE! | #VALUE! |  |  |  | #VALUE! | #VALUE! | #VALUE! | #VALUE! | #VALUE! | #VALUE! | #VALUE!
Thursday | 1 | 13 | 18 | 306 | 0 | 0 | 0 | 0 | 0 | 0 | 0 | 0 | 0 | 0 | 0 | 0 | 0 | 0 | 0 | 0 | 0 | 0 | 0 | 0 | 0 | 0 | 0 | 0 | 0 | 0 | 0 | 0 | 0 | 0 | 0 | 0 | 0 | 0 | 0 | 0 | 0 | 0 | 0 | 0 |  | 0 | 0 | 0 |  | #VALUE! | #VALUE! | #VALUE! | #VALUE! |  |  | #VALUE! | #VALUE! | 0 | 0 | 0.20123 | 0.20123 | #VALUE! | #VALUE! | #VALUE! | #VALUE! | 0 | 0 | 0.20123 | 0.20123 | #VALUE! | #VALUE! | #VALUE! | #VALUE! | 0 | 0 | 0.20123 | 0.20123 | #VALUE! | #VALUE! |  |  |  | #VALUE! | #VALUE! | #VALUE! | #VALUE! | #VALUE! | #VALUE! | #VALUE!
Thursday | 1 | 13 | 19 | 307 | 0 | 0 | 0 | 0 | 0 | 0 | 0 | 0 | 0 | 0 | 0 | 0 | 0 | 0 | 0 | 0 | 0 | 0 | 0 | 0 | 0 | 0 | 0 | 0 | 0 | 0 | 0 | 0 | 0 | 0 | 0 | 0 | 0 | 0 | 0 | 0 | 0 | 0 | 0 | 0 |  | 0 | 0 | 0 |  | #VALUE! | #VALUE! | #VALUE! | #VALUE! |  |  | #VALUE! | #VALUE! | 0 | 0 | 0.20123 | 0.20123 | #VALUE! | #VALUE! | #VALUE! | #VALUE! | 0 | 0 | 0.20123 | 0.20123 | #VALUE! | #VALUE! | #VALUE! | #VALUE! | 0 | 0 | 0.20123 | 0.20123 | #VALUE! | #VALUE! |  |  |  | #VALUE! | #VALUE! | #VALUE! | #VALUE! | #VALUE! | #VALUE! | #VALUE!
Thursday | 1 | 13 | 20 | 308 | 0 | 0 | 0 | 0 | 0 | 0 | 0 | 0 | 0 | 0 | 0 | 0 | 0 | 0 | 0 | 0 | 0 | 0 | 0 | 0 | 0 | 0 | 0 | 0 | 0 | 0 | 0 | 0 | 0 | 0 | 0 | 0 | 0 | 0 | 0 | 0 | 0 | 0 | 0 | 0 |  | 0 | 0 | 0 |  | #VALUE! | #VALUE! | #VALUE! | #VALUE! |  |  | #VALUE! | #VALUE! | 0 | 0 | 0.20123 | 0.20123 | #VALUE! | #VALUE! | #VALUE! | #VALUE! | 0 | 0 | 0.20123 | 0.20123 | #VALUE! | #VALUE! | #VALUE! | #VALUE! | 0 | 0 | 0.20123 | 0.20123 | #VALUE! | #VALUE! |  |  |  | #VALUE! | #VALUE! | #VALUE! | #VALUE! | #VALUE! | #VALUE! | #VALUE!
Thursday | 1 | 13 | 21 | 309 | 0 | 0 | 0 | 0 | 0 | 0 | 0 | 0 | 0 | 0 | 0 | 0 | 0 | 0 | 0 | 0 | 0 | 0 | 0 | 0 | 0 | 0 | 0 | 0 | 0 | 0 | 0 | 0 | 0 | 0 | 0 | 0 | 0 | 0 | 0 | 0 | 0 | 0 | 0 | 0 |  | 0 | 0 | 0 |  | #VALUE! | #VALUE! | #VALUE! | #VALUE! |  |  | #VALUE! | #VALUE! | 0 | 0 | 0.20123 | 0.20123 | #VALUE! | #VALUE! | #VALUE! | #VALUE! | 0 | 0 | 0.20123 | 0.20123 | #VALUE! | #VALUE! | #VALUE! | #VALUE! | 0 | 0 | 0.20123 | 0.20123 | #VALUE! | #VALUE! |  |  |  | #VALUE! | #VALUE! | #VALUE! | #VALUE! | #VALUE! | #VALUE! | #VALUE!
Thursday | 1 | 13 | 22 | 310 | 0 | 0 | 0 | 0 | 0 | 0 | 0 | 0 | 0 | 0 | 0 | 0 | 0 | 0 | 0 | 0 | 0 | 0 | 0 | 0 | 0 | 0 | 0 | 0 | 0 | 0 | 0 | 0 | 0 | 0 | 0 | 0 | 0 | 0 | 0 | 0 | 0 | 0 | 0 | 0 |  | 0 | 0 | 0 |  | #VALUE! | #VALUE! | #VALUE! | #VALUE! |  |  | #VALUE! | #VALUE! | 0 | 0 | 0.20123 | 0.20123 | #VALUE! | #VALUE! | #VALUE! | #VALUE! | 0 | 0 | 0.20123 | 0.20123 | #VALUE! | #VALUE! | #VALUE! | #VALUE! | 0 | 0 | 0.20123 | 0.20123 | #VALUE! | #VALUE! |  |  |  | #VALUE! | #VALUE! | #VALUE! | #VALUE! | #VALUE! | #VALUE! | #VALUE!
Thursday | 1 | 13 | 23 | 311 | 0 | 0 | 0 | 0 | 0 | 0 | 0 | 0 | 0 | 0 | 0 | 0 | 0 | 0 | 0 | 0 | 0 | 0 | 0 | 0 | 0 | 0 | 0 | 0 | 0 | 0 | 0 | 0 | 0 | 0 | 0 | 0 | 0 | 0 | 0 | 0 | 0 | 0 | 0 | 0 |  | 0 | 0 | 0 |  | #VALUE! | #VALUE! | #VALUE! | #VALUE! |  |  | #VALUE! | #VALUE! | 0 | 0 | 0.20123 | 0.20123 | #VALUE! | #VALUE! | #VALUE! | #VALUE! | 0 | 0 | 0.20123 | 0.20123 | #VALUE! | #VALUE! | #VALUE! | #VALUE! | 0 | 0 | 0.20123 | 0.20123 | #VALUE! | #VALUE! |  |  |  | #VALUE! | #VALUE! | #VALUE! | #VALUE! | #VALUE! | #VALUE! | #VALUE!
Thursday | 1 | 13 | 24 | 312 | 0 | 0 | 0 | 0 | 0 | 0 | 0 | 0 | 0 | 0 | 0 | 0 | 0 | 0 | 0 | 0 | 0 | 0 | 0 | 0 | 0 | 0 | 0 | 0 | 0 | 0 | 0 | 0 | 0 | 0 | 0 | 0 | 0 | 0 | 0 | 0 | 0 | 0 | 0 | 0 |  | 0 | 0 | 0 |  | #VALUE! | #VALUE! | #VALUE! | #VALUE! |  |  | #VALUE! | #VALUE! | 0 | 0 | 0.20123 | 0.20123 | #VALUE! | #VALUE! | #VALUE! | #VALUE! | 0 | 0 | 0.20123 | 0.20123 | #VALUE! | #VALUE! | #VALUE! | #VALUE! | 0 | 0 | 0.20123 | 0.20123 | #VALUE! | #VALUE! |  |  |  | #VALUE! | #VALUE! | #VALUE! | #VALUE! | #VALUE! | #VALUE! | #VALUE!
Friday | 1 | 14 | 1 | 313 | 0 | 0 | 0 | 0 | 0 | 0 | 0 | 0 | 0 | 0 | 0 | 0 | 0 | 0 | 0 | 0 | 0 | 0 | 0 | 0 | 0 | 0 | 0 | 0 | 0 | 0 | 0 | 0 | 0 | 0 | 0 | 0 | 0 | 0 | 0 | 0 | 0 | 0 | 0 | 0 |  | 0 | 0 | 0 |  | #VALUE! | #VALUE! | #VALUE! | #VALUE! |  |  | #VALUE! | #VALUE! | 0 | 0 | 0.20123 | 0.20123 | #VALUE! | #VALUE! | #VALUE! | #VALUE! | 0 | 0 | 0.20123 | 0.20123 | #VALUE! | #VALUE! | #VALUE! | #VALUE! | 0 | 0 | 0.20123 | 0.20123 | #VALUE! | #VALUE! |  |  |  | #VALUE! | #VALUE! | #VALUE! | #VALUE! | #VALUE! | #VALUE! | #VALUE!
Friday | 1 | 14 | 2 | 314 | 0 | 0 | 0 | 0 | 0 | 0 | 0 | 0 | 0 | 0 | 0 | 0 | 0 | 0 | 0 | 0 | 0 | 0 | 0 | 0 | 0 | 0 | 0 | 0 | 0.0019566 | 0 | 0 | 0 | 0 | 0 | 0 | 0 | 0 | 0 | 0 | 0 | 0 | 0 | 0 | 0 |  | 0 | 0 | 0 |  | #VALUE! | #VALUE! | #VALUE! | #VALUE! |  |  | #VALUE! | #VALUE! | 0 | 0 | 0.20123 | 0.20123 | #VALUE! | #VALUE! | #VALUE! | #VALUE! | 0 | 0 | 0.20123 | 0.20123 | #VALUE! | #VALUE! | #VALUE! | #VALUE! | 0 | 0 | 0.20123 | 0.20123 | #VALUE! | #VALUE! |  |  |  | #VALUE! | #VALUE! | #VALUE! | #VALUE! | #VALUE! | #VALUE! | #VALUE!
Friday | 1 | 14 | 3 | 315 | 0 | 0 | 0 | 0 | 0 | 0 | 0 | 0 | 0 | 0 | 0 | 0 | 0 | 0 | 0 | 0 | 0 | 0 | 0 | 0 | 0 | 0 | 0 | 0 | 0.012167 | 0 | 0 | 0 | 0 | 0 | 0 | 0 | 0 | 0 | 0 | 0 | 0 | 0 | 0 | 0 |  | 0 | 0 | 0 |  | #VALUE! | #VALUE! | #VALUE! | #VALUE! |  |  | #VALUE! | #VALUE! | 0 | 0 | 0.20123 | 0.20123 | #VALUE! | #VALUE! | #VALUE! | #VALUE! | 0 | 0 | 0.20123 | 0.20123 | #VALUE! | #VALUE! | #VALUE! | #VALUE! | 0 | 0 | 0.20123 | 0.20123 | #VALUE! | #VALUE! |  |  |  | #VALUE! | #VALUE! | #VALUE! | #VALUE! | #VALUE! | #VALUE! | #VALUE!
Friday | 1 | 14 | 4 | 316 | 0 | 0 | 0 | 0 | 0 | 0 | 0 | 0 | 0 | 0 | 0 | 0 | 0 | 0 | 0 | 0 | 0 | 0 | 0 | 0 | 0 | 0 | 0 | 0 | 0 | 0 | 0 | 0 | 0 | 0 | 0 | 0 | 0 | 0 | 0 | 0 | 0 | 0 | 0 | 0 |  | 0 | 0 | 0 |  | #VALUE! | #VALUE! | #VALUE! | #VALUE! |  |  | #VALUE! | #VALUE! | 0 | 0 | 0.20123 | 0.20123 | #VALUE! | #VALUE! | #VALUE! | #VALUE! | 0 | 0 | 0.20123 | 0.20123 | #VALUE! | #VALUE! | #VALUE! | #VALUE! | 0 | 0 | 0.20123 | 0.20123 | #VALUE! | #VALUE! |  |  |  | #VALUE! | #VALUE! | #VALUE! | #VALUE! | #VALUE! | #VALUE! | #VALUE!
Friday | 1 | 14 | 5 | 317 | 0 | 0 | 0 | 0 | 0 | 0 | 0 | 0 | 0 | 0 | 0 | 0 | 0 | 0 | 0 | 0 | 0 | 0 | 0 | 0 | 0 | 0 | 0 | 0 | 0 | 0 | 0 | 0 | 0 | 0 | 0 | 0 | 0 | 0 | 0 | 0 | 0 | 0 | 0 | 0 |  | 0 | 0 | 0 |  | #VALUE! | #VALUE! | #VALUE! | #VALUE! |  |  | #VALUE! | #VALUE! | 0 | 0 | 0.20123 | 0.20123 | #VALUE! | #VALUE! | #VALUE! | #VALUE! | 0 | 0 | 0.20123 | 0.20123 | #VALUE! | #VALUE! | #VALUE! | #VALUE! | 0 | 0 | 0.20123 | 0.20123 | #VALUE! | #VALUE! |  |  |  | #VALUE! | #VALUE! | #VALUE! | #VALUE! | #VALUE! | #VALUE! | #VALUE!
Friday | 1 | 14 | 6 | 318 | 0 | 0 | 0 | 0 | 0 | 0 | 0 | 0 | 0 | 0 | 0 | 0 | 0 | 0 | 0 | 0 | 0 | 0 | 0 | 0 | 0 | 0 | 0 | 0 | 0 | 0 | 0 | 0 | 0 | 0 | 0 | 0 | 0 | 0 | 0 | 0 | 0 | 0 | 0 | 0 |  | 0 | 0 | 0 |  | #VALUE! | #VALUE! | #VALUE! | #VALUE! |  |  | #VALUE! | #VALUE! | 0 | 0 | 0.20123 | 0.20123 | #VALUE! | #VALUE! | #VALUE! | #VALUE! | 0 | 0 | 0.20123 | 0.20123 | #VALUE! | #VALUE! | #VALUE! | #VALUE! | 0 | 0 | 0.20123 | 0.20123 | #VALUE! | #VALUE! |  |  |  | #VALUE! | #VALUE! | #VALUE! | #VALUE! | #VALUE! | #VALUE! | #VALUE!
Friday | 1 | 14 | 7 | 319 | 0 | 0 | 0 | 0 | 0 | 0 | 0 | 0 | 0 | 0 | 0 | 0 | 0 | 0 | 0 | 0 | 0 | 0 | 0 | 0 | 0 | 0 | 0 | 0 | 0 | 0 | 0 | 0 | 0 | 0 | 0 | 0 | 0 | 0 | 0 | 0 | 0 | 0 | 0 | 0 |  | 0 | 0 | 0 |  | #VALUE! | #VALUE! | #VALUE! | #VALUE! |  |  | #VALUE! | #VALUE! | 0 | 0 | 0.20123 | 0.20123 | #VALUE! | #VALUE! | #VALUE! | #VALUE! | 0 | 0 | 0.20123 | 0.20123 | #VALUE! | #VALUE! | #VALUE! | #VALUE! | 0 | 0 | 0.20123 | 0.20123 | #VALUE! | #VALUE! |  |  |  | #VALUE! | #VALUE! | #VALUE! | #VALUE! | #VALUE! | #VALUE! | #VALUE!
Friday | 1 | 14 | 8 | 320 | 0 | 0 | 0 | 0 | 0 | 0 | 0 | 0 | 0 | 0 | 0 | 0 | 0 | 0 | 0 | 0 | 0 | 0 | 0 | 0 | 0 | 0 | 0 | 0 | 0 | 0 | 0 | 0 | 0 | 0 | 0 | 0 | 0 | 0 | 0 | 0 | 0 | 0 | 0 | 0 |  | 0 | 0 | 0 |  | #VALUE! | #VALUE! | #VALUE! | #VALUE! |  |  | #VALUE! | #VALUE! | 0 | 0 | 0.20123 | 0.20123 | #VALUE! | #VALUE! | #VALUE! | #VALUE! | 0 | 0 | 0.20123 | 0.20123 | #VALUE! | #VALUE! | #VALUE! | #VALUE! | 0 | 0 | 0.20123 | 0.20123 | #VALUE! | #VALUE! |  |  |  | #VALUE! | #VALUE! | #VALUE! | #VALUE! | #VALUE! | #VALUE! | #VALUE!
Friday | 1 | 14 | 9 | 321 | 0 | 0 | 0 | 0 | 0 | 0 | 0 | 0 | 0 | 0 | 0 | 0 | 0 | 0 | 0 | 0 | 0 | 0 | 0 | 0 | 0 | 0 | 0 | 0 | 0 | 0 | 0 | 0 | 0 | 0 | 0 | 0 | 0 | 0 | 0 | 0 | 0 | 0 | 0 | 0 |  | 0 | 0 | 0 |  | #VALUE! | #VALUE! | #VALUE! | #VALUE! |  |  | #VALUE! | #VALUE! | 0 | 0 | 0.20123 | 0.20123 | #VALUE! | #VALUE! | #VALUE! | #VALUE! | 0 | 0 | 0.20123 | 0.20123 | #VALUE! | #VALUE! | #VALUE! | #VALUE! | 0 | 0 | 0.20123 | 0.20123 | #VALUE! | #VALUE! |  |  |  | #VALUE! | #VALUE! | #VALUE! | #VALUE! | #VALUE! | #VALUE! | #VALUE!
Friday | 1 | 14 | 10 | 322 | 0 | 0 | 0 | 0 | 0 | 0 | 0 | 0 | 0 | 0 | 0 | 0 | 0 | 0 | 0 | 0 | 0 | 0 | 0 | 0 | 0 | 0 | 0 | 0 | 0 | 0 | 0 | 0 | 0 | 0 | 0 | 0 | 0 | 0 | 0 | 0 | 0 | 0 | 0 | 0 |  | 0 | 0 | 0 |  | #VALUE! | #VALUE! | #VALUE! | #VALUE! |  |  | #VALUE! | #VALUE! | 0 | 0 | 0.20123 | 0.20123 | #VALUE! | #VALUE! | #VALUE! | #VALUE! | 0 | 0 | 0.20123 | 0.20123 | #VALUE! | #VALUE! | #VALUE! | #VALUE! | 0 | 0 | 0.20123 | 0.20123 | #VALUE! | #VALUE! |  |  |  | #VALUE! | #VALUE! | #VALUE! | #VALUE! | #VALUE! | #VALUE! | #VALUE!
Friday | 1 | 14 | 11 | 323 | 0 | 0 | 0 | 0 | 0 | 0 | 0 | 0 | 0 | 0 | 0 | 0 | 0 | 0 | 0 | 0 | 0 | 0 | 0 | 0 | 0 | 0 | 0 | 0 | 0 | 0 | 0 | 0 | 0 | 0 | 0 | 0 | 0 | 0 | 0 | 0 | 0 | 0 | 0 | 0 |  | 0 | 0 | 0 |  | #VALUE! | #VALUE! | #VALUE! | #VALUE! |  |  | #VALUE! | #VALUE! | 0 | 0 | 0.20123 | 0.20123 | #VALUE! | #VALUE! | #VALUE! | #VALUE! | 0 | 0 | 0.20123 | 0.20123 | #VALUE! | #VALUE! | #VALUE! | #VALUE! | 0 | 0 | 0.20123 | 0.20123 | #VALUE! | #VALUE! |  |  |  | #VALUE! | #VALUE! | #VALUE! | #VALUE! | #VALUE! | #VALUE! | #VALUE!
Friday | 1 | 14 | 12 | 324 | 0 | 0 | 0 | 0 | 0 | 0 | 0 | 0 | 0 | 0 | 0 | 0 | 0 | 0 | 0 | 0 | 0 | 0 | 0 | 0 | 0 | 0 | 0 | 0 | 0 | 0 | 0 | 0 | 0 | 0 | 0 | 0 | 0 | 0 | 0 | 0 | 0 | 0 | 0 | 0 |  | 0 | 0 | 0 |  | #VALUE! | #VALUE! | #VALUE! | #VALUE! |  |  | #VALUE! | #VALUE! | 0 | 0 | 0.20123 | 0.20123 | #VALUE! | #VALUE! | #VALUE! | #VALUE! | 0 | 0 | 0.20123 | 0.20123 | #VALUE! | #VALUE! | #VALUE! | #VALUE! | 0 | 0 | 0.20123 | 0.20123 | #VALUE! | #VALUE! |  |  |  | #VALUE! | #VALUE! | #VALUE! | #VALUE! | #VALUE! | #VALUE! | #VALUE!
Friday | 1 | 14 | 13 | 325 | 0 | 0 | 0 | 0 | 0 | 0 | 0 | 0 | 0 | 0 | 0 | 0 | 0 | 0 | 0 | 0 | 0 | 0 | 0 | 0 | 0 | 0 | 0 | 0 | 0 | 0 | 0 | 0 | 0 | 0 | 0 | 0 | 0 | 0 | 0 | 0 | 0 | 0 | 0 | 0 |  | 0 | 0 | 0 |  | #VALUE! | #VALUE! | #VALUE! | #VALUE! |  |  | #VALUE! | #VALUE! | 0 | 0 | 0.20123 | 0.20123 | #VALUE! | #VALUE! | #VALUE! | #VALUE! | 0 | 0 | 0.20123 | 0.20123 | #VALUE! | #VALUE! | #VALUE! | #VALUE! | 0 | 0 | 0.20123 | 0.20123 | #VALUE! | #VALUE! |  |  |  | #VALUE! | #VALUE! | #VALUE! | #VALUE! | #VALUE! | #VALUE! | #VALUE!
Friday | 1 | 14 | 14 | 326 | 0 | 0 | 0 | 0 | 0 | 0 | 0 | 0 | 0 | 0 | 0 | 0 | 0 | 0 | 0 | 0 | 0 | 0 | 0 | 0 | 0 | 0 | 0 | 0 | 0 | 0 | 0 | 0 | 0 | 0 | 0 | 0 | 0 | 0 | 0 | 0 | 0 | 0 | 0 | 0 |  | 0 | 0 | 0 |  | #VALUE! | #VALUE! | #VALUE! | #VALUE! |  |  | #VALUE! | #VALUE! | 0 | 0 | 0.20123 | 0.20123 | #VALUE! | #VALUE! | #VALUE! | #VALUE! | 0 | 0 | 0.20123 | 0.20123 | #VALUE! | #VALUE! | #VALUE! | #VALUE! | 0 | 0 | 0.20123 | 0.20123 | #VALUE! | #VALUE! |  |  |  | #VALUE! | #VALUE! | #VALUE! | #VALUE! | #VALUE! | #VALUE! | #VALUE!
Friday | 1 | 14 | 15 | 327 | 0 | 0 | 0 | 0 | 0 | 0 | 0 | 0 | 0 | 0 | 0 | 0 | 0 | 0 | 0 | 0 | 0 | 0 | 0 | 0 | 0 | 0 | 0 | 0 | 0 | 0 | 0 | 0 | 0 | 0 | 0 | 0 | 0 | 0 | 0 | 0 | 0 | 0 | 0 | 0 |  | 0 | 0 | 0 |  | #VALUE! | #VALUE! | #VALUE! | #VALUE! |  |  | #VALUE! | #VALUE! | 0 | 0 | 0.20123 | 0.20123 | #VALUE! | #VALUE! | #VALUE! | #VALUE! | 0 | 0 | 0.20123 | 0.20123 | #VALUE! | #VALUE! | #VALUE! | #VALUE! | 0 | 0 | 0.20123 | 0.20123 | #VALUE! | #VALUE! |  |  |  | #VALUE! | #VALUE! | #VALUE! | #VALUE! | #VALUE! | #VALUE! | #VALUE!
Friday | 1 | 14 | 16 | 328 | 0 | 0 | 0 | 0 | 0 | 0 | 0 | 0 | 0 | 0 | 0 | 0 | 0 | 0 | 0 | 0 | 0 | 0 | 0 | 0 | 0 | 0 | 0 | 0 | 0 | 0 | 0 | 0 | 0 | 0 | 0 | 0 | 0 | 0 | 0 | 0 | 0 | 0 | 0 | 0 |  | 0 | 0 | 0 |  | #VALUE! | #VALUE! | #VALUE! | #VALUE! |  |  | #VALUE! | #VALUE! | 0 | 0 | 0.20123 | 0.20123 | #VALUE! | #VALUE! | #VALUE! | #VALUE! | 0 | 0 | 0.20123 | 0.20123 | #VALUE! | #VALUE! | #VALUE! | #VALUE! | 0 | 0 | 0.20123 | 0.20123 | #VALUE! | #VALUE! |  |  |  | #VALUE! | #VALUE! | #VALUE! | #VALUE! | #VALUE! | #VALUE! | #VALUE!
Friday | 1 | 14 | 17 | 329 | 0 | 0 | 0 | 0 | 0 | 0 | 0 | 0 | 0 | 0 | 0 | 0 | 0 | 0 | 0 | 0 | 0 | 0 | 0 | 0 | 0 | 0 | 0 | 0 | 0 | 0 | 0 | 0 | 0 | 0 | 0 | 0 | 0 | 0 | 0 | 0 | 0 | 0 | 0 | 0 |  | 0 | 0 | 0 |  | #VALUE! | #VALUE! | #VALUE! | #VALUE! |  |  | #VALUE! | #VALUE! | 0 | 0 | 0.20123 | 0.20123 | #VALUE! | #VALUE! | #VALUE! | #VALUE! | 0 | 0 | 0.20123 | 0.20123 | #VALUE! | #VALUE! | #VALUE! | #VALUE! | 0 | 0 | 0.20123 | 0.20123 | #VALUE! | #VALUE! |  |  |  | #VALUE! | #VALUE! | #VALUE! | #VALUE! | #VALUE! | #VALUE! | #VALUE!
Friday | 1 | 14 | 18 | 330 | 0 | 0 | 0 | 0 | 0 | 0 | 0 | 0 | 0 | 0 | 0 | 0 | 0 | 0 | 0 | 0 | 0 | 0 | 0 | 0 | 0 | 0 | 0 | 0 | 0 | 0 | 0 | 0 | 0 | 0 | 0 | 0 | 0 | 0 | 0 | 0 | 0 | 0 | 0 | 0 |  | 0 | 0 | 0 |  | #VALUE! | #VALUE! | #VALUE! | #VALUE! |  |  | #VALUE! | #VALUE! | 0 | 0 | 0.20123 | 0.20123 | #VALUE! | #VALUE! | #VALUE! | #VALUE! | 0 | 0 | 0.20123 | 0.20123 | #VALUE! | #VALUE! | #VALUE! | #VALUE! | 0 | 0 | 0.20123 | 0.20123 | #VALUE! | #VALUE! |  |  |  | #VALUE! | #VALUE! | #VALUE! | #VALUE! | #VALUE! | #VALUE! | #VALUE!
Friday | 1 | 14 | 19 | 331 | 0 | 0 | 0 | 0 | 0 | 0 | 0 | 0 | 0 | 0 | 0 | 0 | 0 | 0 | 0 | 0 | 0 | 0 | 0 | 0 | 0 | 0 | 0 | 0 | 0 | 0 | 0 | 0 | 0 | 0 | 0 | 0 | 0 | 0 | 0 | 0 | 0 | 0 | 0 | 0 |  | 0 | 0 | 0 |  | #VALUE! | #VALUE! | #VALUE! | #VALUE! |  |  | #VALUE! | #VALUE! | 0 | 0 | 0.20123 | 0.20123 | #VALUE! | #VALUE! | #VALUE! | #VALUE! | 0 | 0 | 0.20123 | 0.20123 | #VALUE! | #VALUE! | #VALUE! | #VALUE! | 0 | 0 | 0.20123 | 0.20123 | #VALUE! | #VALUE! |  |  |  | #VALUE! | #VALUE! | #VALUE! | #VALUE! | #VALUE! | #VALUE! | #VALUE!
Friday | 1 | 14 | 20 | 332 | 0 | 0 | 0 | 0 | 0 | 0 | 0 | 0 | 0 | 0 | 0 | 0 | 0 | 0 | 0 | 0 | 0 | 0 | 0 | 0 | 0 | 0 | 0 | 0 | 0 | 0 | 0 | 0 | 0 | 0 | 0 | 0 | 0 | 0 | 0 | 0 | 0 | 0 | 0 | 0 |  | 0 | 0 | 0 |  | #VALUE! | #VALUE! | #VALUE! | #VALUE! |  |  | #VALUE! | #VALUE! | 0 | 0 | 0.20123 | 0.20123 | #VALUE! | #VALUE! | #VALUE! | #VALUE! | 0 | 0 | 0.20123 | 0.20123 | #VALUE! | #VALUE! | #VALUE! | #VALUE! | 0 | 0 | 0.20123 | 0.20123 | #VALUE! | #VALUE! |  |  |  | #VALUE! | #VALUE! | #VALUE! | #VALUE! | #VALUE! | #VALUE! | #VALUE!
Friday | 1 | 14 | 21 | 333 | 0 | 0 | 0 | 0 | 0 | 0 | 0 | 0 | 0 | 0 | 0 | 0 | 0 | 0 | 0 | 0 | 0 | 0 | 0 | 0 | 0 | 0 | 0 | 0 | 0 | 0 | 0 | 0 | 0 | 0 | 0 | 0 | 0 | 0 | 0 | 0 | 0 | 0 | 0 | 0 |  | 0 | 0 | 0 |  | #VALUE! | #VALUE! | #VALUE! | #VALUE! |  |  | #VALUE! | #VALUE! | 0 | 0 | 0.20123 | 0.20123 | #VALUE! | #VALUE! | #VALUE! | #VALUE! | 0 | 0 | 0.20123 | 0.20123 | #VALUE! | #VALUE! | #VALUE! | #VALUE! | 0 | 0 | 0.20123 | 0.20123 | #VALUE! | #VALUE! |  |  |  | #VALUE! | #VALUE! | #VALUE! | #VALUE! | #VALUE! | #VALUE! | #VALUE!
Friday | 1 | 14 | 22 | 334 | 0 | 0 | 0 | 0 | 0 | 0 | 0 | 0 | 0 | 0 | 0 | 0 | 0 | 0 | 0 | 0 | 0 | 0 | 0 | 0 | 0 | 0 | 0 | 0 | 0 | 0 | 0 | 0 | 0 | 0 | 0 | 0 | 0 | 0 | 0 | 0 | 0 | 0 | 0 | 0 |  | 0 | 0 | 0 |  | #VALUE! | #VALUE! | #VALUE! | #VALUE! |  |  | #VALUE! | #VALUE! | 0 | 0 | 0.20123 | 0.20123 | #VALUE! | #VALUE! | #VALUE! | #VALUE! | 0 | 0 | 0.20123 | 0.20123 | #VALUE! | #VALUE! | #VALUE! | #VALUE! | 0 | 0 | 0.20123 | 0.20123 | #VALUE! | #VALUE! |  |  |  | #VALUE! | #VALUE! | #VALUE! | #VALUE! | #VALUE! | #VALUE! | #VALUE!
Friday | 1 | 14 | 23 | 335 | 0 | 0 | 0 | 0 | 0 | 0 | 0 | 0 | 0 | 0 | 0 | 0 | 0 | 0 | 0 | 0 | 0 | 0 | 0 | 0 | 0 | 0 | 0 | 0 | 0 | 0 | 0 | 0 | 0 | 0 | 0 | 0 | 0 | 0 | 0 | 0 | 0 | 0 | 0 | 0 |  | 0 | 0 | 0 |  | #VALUE! | #VALUE! | #VALUE! | #VALUE! |  |  | #VALUE! | #VALUE! | 0 | 0 | 0.20123 | 0.20123 | #VALUE! | #VALUE! | #VALUE! | #VALUE! | 0 | 0 | 0.20123 | 0.20123 | #VALUE! | #VALUE! | #VALUE! | #VALUE! | 0 | 0 | 0.20123 | 0.20123 | #VALUE! | #VALUE! |  |  |  | #VALUE! | #VALUE! | #VALUE! | #VALUE! | #VALUE! | #VALUE! | #VALUE!
Friday | 1 | 14 | 24 | 336 | 0 | 0 | 0 | 0 | 0 | 0 | 0 | 0 | 0 | 0 | 0 | 0 | 0 | 0 | 0 | 0 | 0 | 0 | 0 | 0 | 0 | 0 | 0 | 0 | 0 | 0 | 0 | 0 | 0 | 0 | 0 | 0 | 0 | 0 | 0 | 0 | 0 | 0 | 0 | 0 |  | 0 | 0 | 0 |  | #VALUE! | #VALUE! | #VALUE! | #VALUE! |  |  | #VALUE! | #VALUE! | 0 | 0 | 0.20123 | 0.20123 | #VALUE! | #VALUE! | #VALUE! | #VALUE! | 0 | 0 | 0.20123 | 0.20123 | #VALUE! | #VALUE! | #VALUE! | #VALUE! | 0 | 0 | 0.20123 | 0.20123 | #VALUE! | #VALUE! |  |  |  | #VALUE! | #VALUE! | #VALUE! | #VALUE! | #VALUE! | #VALUE! | #VALUE!
Saturday | 1 | 15 | 1 | 337 | 0 | 0 | 0 | 0 | 0 | 0 | 0 | 0 | 0 | 0 | 0 | 0 | 0 | 0 | 0 | 0 | 0 | 0 | 0 | 0 | 0 | 0 | 0 | 0 | 0 | 0 | 0 | 0 | 0 | 0 | 0 | 0 | 0 | 0 | 0 | 0 | 0 | 0 | 0 | 0 |  | 0 | 0 | 0 |  | #VALUE! | #VALUE! | #VALUE! | #VALUE! |  |  | #VALUE! | #VALUE! | 0 | 0 | 0.20123 | 0.20123 | #VALUE! | #VALUE! | #VALUE! | #VALUE! | 0 | 0 | 0.20123 | 0.20123 | #VALUE! | #VALUE! | #VALUE! | #VALUE! | 0 | 0 | 0.20123 | 0.20123 | #VALUE! | #VALUE! |  |  |  | #VALUE! | #VALUE! | #VALUE! | #VALUE! | #VALUE! | #VALUE! | #VALUE!
Saturday | 1 | 15 | 2 | 338 | 0 | 0 | 0 | 0 | 0 | 0 | 0 | 0 | 0 | 0 | 0 | 0 | 0 | 0 | 0 | 0 | 0 | 0 | 0 | 0 | 0 | 0 | 0 | 0 | 0 | 0 | 0 | 0 | 0 | 0 | 0 | 0 | 0 | 0 | 0 | 0 | 0 | 0 | 0 | 0 |  | 0 | 0 | 0 |  | #VALUE! | #VALUE! | #VALUE! | #VALUE! |  |  | #VALUE! | #VALUE! | 0 | 0 | 0.20123 | 0.20123 | #VALUE! | #VALUE! | #VALUE! | #VALUE! | 0 | 0 | 0.20123 | 0.20123 | #VALUE! | #VALUE! | #VALUE! | #VALUE! | 0 | 0 | 0.20123 | 0.20123 | #VALUE! | #VALUE! |  |  |  | #VALUE! | #VALUE! | #VALUE! | #VALUE! | #VALUE! | #VALUE! | #VALUE!
Saturday | 1 | 15 | 3 | 339 | 0 | 0 | 0 | 0 | 0 | 0 | 0 | 0 | 0 | 0 | 0 | 0 | 0 | 0 | 0 | 0 | 0 | 0 | 0 | 0 | 0 | 0 | 0 | 0 | 0 | 0 | 0 | 0 | 0 | 0 | 0 | 0 | 0 | 0 | 0 | 0 | 0 | 0 | 0 | 0 |  | 0 | 0 | 0 |  | #VALUE! | #VALUE! | #VALUE! | #VALUE! |  |  | #VALUE! | #VALUE! | 0 | 0 | 0.20123 | 0.20123 | #VALUE! | #VALUE! | #VALUE! | #VALUE! | 0 | 0 | 0.20123 | 0.20123 | #VALUE! | #VALUE! | #VALUE! | #VALUE! | 0 | 0 | 0.20123 | 0.20123 | #VALUE! | #VALUE! |  |  |  | #VALUE! | #VALUE! | #VALUE! | #VALUE! | #VALUE! | #VALUE! | #VALUE!
Saturday | 1 | 15 | 4 | 340 | 0 | 0 | 0 | 0 | 0 | 0 | 0 | 0 | 0 | 0 | 0 | 0 | 0 | 0 | 0 | 0 | 0 | 0 | 0 | 0 | 0 | 0 | 0 | 0 | 0 | 0 | 0 | 0 | 0 | 0 | 0 | 0 | 0 | 0 | 0 | 0 | 0 | 0 | 0 | 0 |  | 0 | 0 | 0 |  | #VALUE! | #VALUE! | #VALUE! | #VALUE! |  |  | #VALUE! | #VALUE! | 0 | 0 | 0.20123 | 0.20123 | #VALUE! | #VALUE! | #VALUE! | #VALUE! | 0 | 0 | 0.20123 | 0.20123 | #VALUE! | #VALUE! | #VALUE! | #VALUE! | 0 | 0 | 0.20123 | 0.20123 | #VALUE! | #VALUE! |  |  |  | #VALUE! | #VALUE! | #VALUE! | #VALUE! | #VALUE! | #VALUE! | #VALUE!
Saturday | 1 | 15 | 5 | 341 | 0 | 0 | 0 | 0 | 0 | 0 | 0 | 0 | 0 | 0 | 0 | 0 | 0 | 0 | 0 | 0 | 0 | 0 | 0 | 0 | 0 | 0 | 0 | 0 | 0 | 0 | 0 | 0 | 0 | 0 | 0 | 0 | 0 | 0 | 0 | 0 | 0 | 0 | 0 | 0 |  | 0 | 0 | 0 |  | #VALUE! | #VALUE! | #VALUE! | #VALUE! |  |  | #VALUE! | #VALUE! | 0 | 0 | 0.20123 | 0.20123 | #VALUE! | #VALUE! | #VALUE! | #VALUE! | 0 | 0 | 0.20123 | 0.20123 | #VALUE! | #VALUE! | #VALUE! | #VALUE! | 0 | 0 | 0.20123 | 0.20123 | #VALUE! | #VALUE! |  |  |  | #VALUE! | #VALUE! | #VALUE! | #VALUE! | #VALUE! | #VALUE! | #VALUE!
Saturday | 1 | 15 | 6 | 342 | 0 | 0 | 0 | 0 | 0 | 0 | 0 | 0 | 0 | 0 | 0 | 0 | 0 | 0 | 0 | 0 | 0 | 0 | 0 | 0 | 0 | 0 | 0 | 0 | 0 | 0 | 0 | 0 | 0 | 0 | 0 | 0 | 0 | 0 | 0 | 0 | 0 | 0 | 0 | 0 |  | 0 | 0 | 0 |  | #VALUE! | #VALUE! | #VALUE! | #VALUE! |  |  | #VALUE! | #VALUE! | 0 | 0 | 0.20123 | 0.20123 | #VALUE! | #VALUE! | #VALUE! | #VALUE! | 0 | 0 | 0.20123 | 0.20123 | #VALUE! | #VALUE! | #VALUE! | #VALUE! | 0 | 0 | 0.20123 | 0.20123 | #VALUE! | #VALUE! |  |  |  | #VALUE! | #VALUE! | #VALUE! | #VALUE! | #VALUE! | #VALUE! | #VALUE!
Saturday | 1 | 15 | 7 | 343 | 0 | 0 | 0 | 0 | 0 | 0 | 0 | 0 | 0 | 0 | 0 | 0 | 0 | 0 | 0 | 0 | 0 | 0 | 0 | 0 | 0 | 0 | 0 | 0 | 0 | 0 | 0 | 0 | 0 | 0 | 0 | 0 | 0 | 0 | 0 | 0 | 0 | 0 | 0 | 0 |  | 0 | 0 | 0 |  | #VALUE! | #VALUE! | #VALUE! | #VALUE! |  |  | #VALUE! | #VALUE! | 0 | 0 | 0.20123 | 0.20123 | #VALUE! | #VALUE! | #VALUE! | #VALUE! | 0 | 0 | 0.20123 | 0.20123 | #VALUE! | #VALUE! | #VALUE! | #VALUE! | 0 | 0 | 0.20123 | 0.20123 | #VALUE! | #VALUE! |  |  |  | #VALUE! | #VALUE! | #VALUE! | #VALUE! | #VALUE! | #VALUE! | #VALUE!
Saturday | 1 | 15 | 8 | 344 | 0 | 0 | 0 | 0 | 0 | 0 | 0 | 0 | 0 | 0 | 0 | 0 | 0 | 0 | 0 | 0 | 0 | 0 | 0 | 0 | 0 | 0 | 0 | 0 | 0 | 0 | 0 | 0 | 0 | 0 | 0 | 0 | 0 | 0 | 0 | 0 | 0 | 0 | 0 | 0 |  | 0 | 0 | 0 |  | #VALUE! | #VALUE! | #VALUE! | #VALUE! |  |  | #VALUE! | #VALUE! | 0 | 0 | 0.20123 | 0.20123 | #VALUE! | #VALUE! | #VALUE! | #VALUE! | 0 | 0 | 0.20123 | 0.20123 | #VALUE! | #VALUE! | #VALUE! | #VALUE! | 0 | 0 | 0.20123 | 0.20123 | #VALUE! | #VALUE! |  |  |  | #VALUE! | #VALUE! | #VALUE! | #VALUE! | #VALUE! | #VALUE! | #VALUE!
Saturday | 1 | 15 | 9 | 345 | 0 | 0 | 0 | 0 | 0 | 0 | 0 | 0 | 0 | 0 | 0 | 0 | 0 | 0 | 0 | 0 | 0 | 0 | 0 | 0 | 0 | 0 | 0 | 0 | 0 | 0 | 0 | 0 | 0 | 0 | 0 | 0 | 0 | 0 | 0 | 0 | 0 | 0 | 0 | 0 |  | 0 | 0 | 0 |  | #VALUE! | #VALUE! | #VALUE! | #VALUE! |  |  | #VALUE! | #VALUE! | 0 | 0 | 0.20123 | 0.20123 | #VALUE! | #VALUE! | #VALUE! | #VALUE! | 0 | 0 | 0.20123 | 0.20123 | #VALUE! | #VALUE! | #VALUE! | #VALUE! | 0 | 0 | 0.20123 | 0.20123 | #VALUE! | #VALUE! |  |  |  | #VALUE! | #VALUE! | #VALUE! | #VALUE! | #VALUE! | #VALUE! | #VALUE!
Saturday | 1 | 15 | 10 | 346 | 0 | 0 | 0 | 0 | 0 | 0 | 0 | 0 | 0 | 0 | 0 | 0 | 0 | 0 | 0 | 0 | 0 | 0 | 0 | 0 | 0 | 0 | 0 | 0 | 0 | 0 | 0 | 0 | 0 | 0 | 0 | 0 | 0 | 0 | 0 | 0 | 0 | 0 | 0 | 0 |  | 0 | 0 | 0 |  | #VALUE! | #VALUE! | #VALUE! | #VALUE! |  |  | #VALUE! | #VALUE! | 0 | 0 | 0.20123 | 0.20123 | #VALUE! | #VALUE! | #VALUE! | #VALUE! | 0 | 0 | 0.20123 | 0.20123 | #VALUE! | #VALUE! | #VALUE! | #VALUE! | 0 | 0 | 0.20123 | 0.20123 | #VALUE! | #VALUE! |  |  |  | #VALUE! | #VALUE! | #VALUE! | #VALUE! | #VALUE! | #VALUE! | #VALUE!
Saturday | 1 | 15 | 11 | 347 | 0 | 0 | 0 | 0 | 0 | 0 | 0 | 0 | 0 | 0 | 0 | 0 | 0 | 0 | 0 | 0 | 0 | 0 | 0 | 0 | 0 | 0 | 0 | 0 | 0 | 0 | 0 | 0 | 0 | 0 | 0 | 0 | 0 | 0 | 0 | 0 | 0 | 0 | 0 | 0 |  | 0 | 0 | 0 |  | #VALUE! | #VALUE! | #VALUE! | #VALUE! |  |  | #VALUE! | #VALUE! | 0 | 0 | 0.20123 | 0.20123 | #VALUE! | #VALUE! | #VALUE! | #VALUE! | 0 | 0 | 0.20123 | 0.20123 | #VALUE! | #VALUE! | #VALUE! | #VALUE! | 0 | 0 | 0.20123 | 0.20123 | #VALUE! | #VALUE! |  |  |  | #VALUE! | #VALUE! | #VALUE! | #VALUE! | #VALUE! | #VALUE! | #VALUE!
Saturday | 1 | 15 | 12 | 348 | 0 | 0 | 0 | 0 | 0 | 0 | 0 | 0 | 0 | 0 | 0 | 0 | 0 | 0 | 0 | 0 | 0 | 0 | 0 | 0 | 0 | 0 | 0 | 0 | 0 | 0 | 0 | 0 | 0 | 0 | 0 | 0 | 0 | 0 | 0 | 0 | 0 | 0 | 0 | 0 |  | 0 | 0 | 0 |  | #VALUE! | #VALUE! | #VALUE! | #VALUE! |  |  | #VALUE! | #VALUE! | 0 | 0 | 0.20123 | 0.20123 | #VALUE! | #VALUE! | #VALUE! | #VALUE! | 0 | 0 | 0.20123 | 0.20123 | #VALUE! | #VALUE! | #VALUE! | #VALUE! | 0 | 0 | 0.20123 | 0.20123 | #VALUE! | #VALUE! |  |  |  | #VALUE! | #VALUE! | #VALUE! | #VALUE! | #VALUE! | #VALUE! | #VALUE!
Saturday | 1 | 15 | 13 | 349 | 0 | 0 | 0 | 0 | 0 | 0 | 0 | 0 | 0 | 0 | 0 | 0 | 0 | 0 | 0 | 0 | 0 | 0 | 0 | 0 | 0 | 0 | 0 | 0 | 0 | 0 | 0 | 0 | 0 | 0 | 0 | 0 | 0 | 0 | 0 | 0 | 0 | 0 | 0 | 0 |  | 0 | 0 | 0 |  | #VALUE! | #VALUE! | #VALUE! | #VALUE! |  |  | #VALUE! | #VALUE! | 0 | 0 | 0.20123 | 0.20123 | #VALUE! | #VALUE! | #VALUE! | #VALUE! | 0 | 0 | 0.20123 | 0.20123 | #VALUE! | #VALUE! | #VALUE! | #VALUE! | 0 | 0 | 0.20123 | 0.20123 | #VALUE! | #VALUE! |  |  |  | #VALUE! | #VALUE! | #VALUE! | #VALUE! | #VALUE! | #VALUE! | #VALUE!
Saturday | 1 | 15 | 14 | 350 | 0 | 0 | 0 | 0 | 0 | 0 | 0 | 0 | 0 | 0 | 0 | 0 | 0 | 0 | 0 | 0 | 0 | 0 | 0 | 0 | 0 | 0 | 0 | 0 | 0 | 0 | 0 | 0 | 0 | 0 | 0 | 0 | 0 | 0 | 0 | 0 | 0 | 0 | 0 | 0 |  | 0 | 0 | 0 |  | #VALUE! | #VALUE! | #VALUE! | #VALUE! |  |  | #VALUE! | #VALUE! | 0 | 0 | 0.20123 | 0.20123 | #VALUE! | #VALUE! | #VALUE! | #VALUE! | 0 | 0 | 0.20123 | 0.20123 | #VALUE! | #VALUE! | #VALUE! | #VALUE! | 0 | 0 | 0.20123 | 0.20123 | #VALUE! | #VALUE! |  |  |  | #VALUE! | #VALUE! | #VALUE! | #VALUE! | #VALUE! | #VALUE! | #VALUE!
Saturday | 1 | 15 | 15 | 351 | 0 | 0 | 0 | 0 | 0 | 0 | 0 | 0 | 0 | 0 | 0 | 0 | 0 | 0 | 0 | 0 | 0 | 0 | 0 | 0 | 0 | 0 | 0 | 0 | 0 | 0 | 0 | 0 | 0 | 0 | 0 | 0 | 0 | 0 | 0 | 0 | 0 | 0 | 0 | 0 |  | 0 | 0 | 0 |  | #VALUE! | #VALUE! | #VALUE! | #VALUE! |  |  | #VALUE! | #VALUE! | 0 | 0 | 0.20123 | 0.20123 | #VALUE! | #VALUE! | #VALUE! | #VALUE! | 0 | 0 | 0.20123 | 0.20123 | #VALUE! | #VALUE! | #VALUE! | #VALUE! | 0 | 0 | 0.20123 | 0.20123 | #VALUE! | #VALUE! |  |  |  | #VALUE! | #VALUE! | #VALUE! | #VALUE! | #VALUE! | #VALUE! | #VALUE!
Saturday | 1 | 15 | 16 | 352 | 0 | 0 | 0 | 0 | 0 | 0 | 0 | 0 | 0 | 0 | 0 | 0 | 0 | 0 | 0 | 0 | 0 | 0 | 0 | 0 | 0 | 0 | 0 | 0 | 0 | 0 | 0 | 0 | 0 | 0 | 0 | 0 | 0 | 0 | 0 | 0 | 0 | 0 | 0 | 0 |  | 0 | 0 | 0 |  | #VALUE! | #VALUE! | #VALUE! | #VALUE! |  |  | #VALUE! | #VALUE! | 0 | 0 | 0.20123 | 0.20123 | #VALUE! | #VALUE! | #VALUE! | #VALUE! | 0 | 0 | 0.20123 | 0.20123 | #VALUE! | #VALUE! | #VALUE! | #VALUE! | 0 | 0 | 0.20123 | 0.20123 | #VALUE! | #VALUE! |  |  |  | #VALUE! | #VALUE! | #VALUE! | #VALUE! | #VALUE! | #VALUE! | #VALUE!
Saturday | 1 | 15 | 17 | 353 | 0 | 0 | 0 | 0 | 0 | 0 | 0 | 0 | 0 | 0 | 0 | 0 | 0 | 0 | 0 | 0 | 0 | 0 | 0 | 0 | 0 | 0 | 0 | 0 | 0 | 0 | 0 | 0 | 0 | 0 | 0 | 0 | 0 | 0 | 0 | 0 | 0 | 0 | 0 | 0 |  | 0 | 0 | 0 |  | #VALUE! | #VALUE! | #VALUE! | #VALUE! |  |  | #VALUE! | #VALUE! | 0 | 0 | 0.20123 | 0.20123 | #VALUE! | #VALUE! | #VALUE! | #VALUE! | 0 | 0 | 0.20123 | 0.20123 | #VALUE! | #VALUE! | #VALUE! | #VALUE! | 0 | 0 | 0.20123 | 0.20123 | #VALUE! | #VALUE! |  |  |  | #VALUE! | #VALUE! | #VALUE! | #VALUE! | #VALUE! | #VALUE! | #VALUE!
Saturday | 1 | 15 | 18 | 354 | 0 | 0 | 0 | 0 | 0 | 0 | 0 | 0 | 0 | 0 | 0 | 0 | 0 | 0 | 0 | 0 | 0 | 0 | 0 | 0 | 0 | 0 | 0 | 0 | 0 | 0 | 0 | 0 | 0 | 0 | 0 | 0 | 0 | 0 | 0 | 0 | 0 | 0 | 0 | 0 |  | 0 | 0 | 0 |  | #VALUE! | #VALUE! | #VALUE! | #VALUE! |  |  | #VALUE! | #VALUE! | 0 | 0 | 0.20123 | 0.20123 | #VALUE! | #VALUE! | #VALUE! | #VALUE! | 0 | 0 | 0.20123 | 0.20123 | #VALUE! | #VALUE! | #VALUE! | #VALUE! | 0 | 0 | 0.20123 | 0.20123 | #VALUE! | #VALUE! |  |  |  | #VALUE! | #VALUE! | #VALUE! | #VALUE! | #VALUE! | #VALUE! | #VALUE!
Saturday | 1 | 15 | 19 | 355 | 0 | 0 | 0 | 0 | 0 | 0 | 0 | 0 | 0 | 0 | 0 | 0 | 0 | 0 | 0 | 0 | 0 | 0 | 0 | 0 | 0 | 0 | 0 | 0 | 0 | 0 | 0 | 0 | 0 | 0 | 0 | 0 | 0 | 0 | 0 | 0 | 0 | 0 | 0 | 0 |  | 0 | 0 | 0 |  | #VALUE! | #VALUE! | #VALUE! | #VALUE! |  |  | #VALUE! | #VALUE! | 0 | 0 | 0.20123 | 0.20123 | #VALUE! | #VALUE! | #VALUE! | #VALUE! | 0 | 0 | 0.20123 | 0.20123 | #VALUE! | #VALUE! | #VALUE! | #VALUE! | 0 | 0 | 0.20123 | 0.20123 | #VALUE! | #VALUE! |  |  |  | #VALUE! | #VALUE! | #VALUE! | #VALUE! | #VALUE! | #VALUE! | #VALUE!
Saturday | 1 | 15 | 20 | 356 | 0 | 0 | 0 | 0 | 0 | 0 | 0 | 0 | 0 | 0 | 0 | 0 | 0 | 0 | 0 | 0 | 0 | 0 | 0 | 0 | 0 | 0 | 0 | 0 | 0 | 0 | 0 | 0 | 0 | 0 | 0 | 0 | 0 | 0 | 0 | 0 | 0 | 0 | 0 | 0 |  | 0 | 0 | 0 |  | #VALUE! | #VALUE! | #VALUE! | #VALUE! |  |  | #VALUE! | #VALUE! | 0 | 0 | 0.20123 | 0.20123 | #VALUE! | #VALUE! | #VALUE! | #VALUE! | 0 | 0 | 0.20123 | 0.20123 | #VALUE! | #VALUE! | #VALUE! | #VALUE! | 0 | 0 | 0.20123 | 0.20123 | #VALUE! | #VALUE! |  |  |  | #VALUE! | #VALUE! | #VALUE! | #VALUE! | #VALUE! | #VALUE! | #VALUE!
Saturday | 1 | 15 | 21 | 357 | 0 | 0 | 0 | 0 | 0 | 0 | 0 | 0 | 0 | 0 | 0 | 0 | 0 | 0 | 0 | 0 | 0 | 0 | 0 | 0 | 0 | 0 | 0 | 0 | 0 | 0 | 0 | 0 | 0 | 0 | 0 | 0 | 0 | 0 | 0 | 0 | 0 | 0 | 0 | 0 |  | 0 | 0 | 0 |  | #VALUE! | #VALUE! | #VALUE! | #VALUE! |  |  | #VALUE! | #VALUE! | 0 | 0 | 0.20123 | 0.20123 | #VALUE! | #VALUE! | #VALUE! | #VALUE! | 0 | 0 | 0.20123 | 0.20123 | #VALUE! | #VALUE! | #VALUE! | #VALUE! | 0 | 0 | 0.20123 | 0.20123 | #VALUE! | #VALUE! |  |  |  | #VALUE! | #VALUE! | #VALUE! | #VALUE! | #VALUE! | #VALUE! | #VALUE!
Saturday | 1 | 15 | 22 | 358 | 0 | 0 | 0 | 0 | 0 | 0 | 0 | 0 | 0 | 0 | 0 | 0 | 0 | 0 | 0 | 0 | 0 | 0 | 0 | 0 | 0 | 0 | 0 | 0 | 0 | 0 | 0 | 0 | 0 | 0 | 0 | 0 | 0 | 0 | 0 | 0 | 0 | 0 | 0 | 0 |  | 0 | 0 | 0 |  | #VALUE! | #VALUE! | #VALUE! | #VALUE! |  |  | #VALUE! | #VALUE! | 0 | 0 | 0.20123 | 0.20123 | #VALUE! | #VALUE! | #VALUE! | #VALUE! | 0 | 0 | 0.20123 | 0.20123 | #VALUE! | #VALUE! | #VALUE! | #VALUE! | 0 | 0 | 0.20123 | 0.20123 | #VALUE! | #VALUE! |  |  |  | #VALUE! | #VALUE! | #VALUE! | #VALUE! | #VALUE! | #VALUE! | #VALUE!
Saturday | 1 | 15 | 23 | 359 | 0 | 0 | 0 | 0 | 0 | 0 | 0 | 0 | 0 | 0 | 0 | 0 | 0 | 0 | 0 | 0 | 0 | 0 | 0 | 0 | 0 | 0 | 0 | 0 | 0 | 0 | 0 | 0 | 0 | 0 | 0 | 0 | 0 | 0 | 0 | 0 | 0 | 0 | 0 | 0 |  | 0 | 0 | 0 |  | #VALUE! | #VALUE! | #VALUE! | #VALUE! |  |  | #VALUE! | #VALUE! | 0 | 0 | 0.20123 | 0.20123 | #VALUE! | #VALUE! | #VALUE! | #VALUE! | 0 | 0 | 0.20123 | 0.20123 | #VALUE! | #VALUE! | #VALUE! | #VALUE! | 0 | 0 | 0.20123 | 0.20123 | #VALUE! | #VALUE! |  |  |  | #VALUE! | #VALUE! | #VALUE! | #VALUE! | #VALUE! | #VALUE! | #VALUE!
Saturday | 1 | 15 | 24 | 360 | 0 | 0 | 0 | 0 | 0 | 0 | 0 | 0 | 0 | 0 | 0 | 0 | 0 | 0 | 0 | 0 | 0 | 0 | 0 | 0 | 0 | 0 | 0 | 0 | 0 | 0 | 0 | 0 | 0 | 0 | 0 | 0 | 0 | 0 | 0 | 0 | 0 | 0 | 0 | 0 |  | 0 | 0 | 0 |  | #VALUE! | #VALUE! | #VALUE! | #VALUE! |  |  | #VALUE! | #VALUE! | 0 | 0 | 0.20123 | 0.20123 | #VALUE! | #VALUE! | #VALUE! | #VALUE! | 0 | 0 | 0.20123 | 0.20123 | #VALUE! | #VALUE! | #VALUE! | #VALUE! | 0 | 0 | 0.20123 | 0.20123 | #VALUE! | #VALUE! |  |  |  | #VALUE! | #VALUE! | #VALUE! | #VALUE! | #VALUE! | #VALUE! | #VALUE!
Sunday | 1 | 16 | 1 | 361 | 0 | 0 | 0 | 0 | 0 | 0 | 0 | 0 | 0 | 0 | 0 | 0 | 0 | 0 | 0 | 0 | 0 | 0 | 0 | 0 | 0 | 0 | 0 | 0 | 0 | 0 | 0 | 0 | 0 | 0 | 0 | 0 | 0 | 0 | 0 | 0 | 0 | 0 | 0 | 0 |  | 0 | 0 | 0 |  | #VALUE! | #VALUE! | #VALUE! | #VALUE! |  |  | #VALUE! | #VALUE! | 0 | 0 | 0.20123 | 0.20123 | #VALUE! | #VALUE! | #VALUE! | #VALUE! | 0 | 0 | 0.20123 | 0.20123 | #VALUE! | #VALUE! | #VALUE! | #VALUE! | 0 | 0 | 0.20123 | 0.20123 | #VALUE! | #VALUE! |  |  |  | #VALUE! | #VALUE! | #VALUE! | #VALUE! | #VALUE! | #VALUE! | #VALUE!
Sunday | 1 | 16 | 2 | 362 | 0 | 0 | 0 | 0 | 0 | 0 | 0 | 0 | 0 | 0 | 0 | 0 | 0 | 0 | 0 | 0 | 0 | 0 | 0 | 0 | 0 | 0 | 0 | 0 | 0 | 0 | 0 | 0 | 0 | 0 | 0 | 0 | 0 | 0 | 0 | 0 | 0 | 0 | 0 | 0 |  | 0 | 0 | 0 |  | #VALUE! | #VALUE! | #VALUE! | #VALUE! |  |  | #VALUE! | #VALUE! | 0 | 0 | 0.20123 | 0.20123 | #VALUE! | #VALUE! | #VALUE! | #VALUE! | 0 | 0 | 0.20123 | 0.20123 | #VALUE! | #VALUE! | #VALUE! | #VALUE! | 0 | 0 | 0.20123 | 0.20123 | #VALUE! | #VALUE! |  |  |  | #VALUE! | #VALUE! | #VALUE! | #VALUE! | #VALUE! | #VALUE! | #VALUE!
Sunday | 1 | 16 | 3 | 363 | 0 | 0 | 0 | 0 | 0 | 0 | 0 | 0 | 0 | 0 | 0 | 0 | 0 | 0 | 0 | 0 | 0 | 0 | 0 | 0 | 0 | 0 | 0 | 0 | 0 | 0 | 0 | 0 | 0 | 0 | 0 | 0 | 0 | 0 | 0 | 0 | 0 | 0 | 0 | 0 |  | 0 | 0 | 0 |  | #VALUE! | #VALUE! | #VALUE! | #VALUE! |  |  | #VALUE! | #VALUE! | 0 | 0 | 0.20123 | 0.20123 | #VALUE! | #VALUE! | #VALUE! | #VALUE! | 0 | 0 | 0.20123 | 0.20123 | #VALUE! | #VALUE! | #VALUE! | #VALUE! | 0 | 0 | 0.20123 | 0.20123 | #VALUE! | #VALUE! |  |  |  | #VALUE! | #VALUE! | #VALUE! | #VALUE! | #VALUE! | #VALUE! | #VALUE!
Sunday | 1 | 16 | 4 | 364 | 0 | 0 | 0 | 0 | 0 | 0 | 0 | 0 | 0 | 0 | 0 | 0 | 0 | 0 | 0 | 0 | 0 | 0 | 0 | 0 | 0 | 0 | 0 | 0 | 0 | 0 | 0 | 0 | 0 | 0 | 0 | 0 | 0 | 0 | 0 | 0 | 0 | 0 | 0 | 0 |  | 0 | 0 | 0 |  | #VALUE! | #VALUE! | #VALUE! | #VALUE! |  |  | #VALUE! | #VALUE! | 0 | 0 | 0.20123 | 0.20123 | #VALUE! | #VALUE! | #VALUE! | #VALUE! | 0 | 0 | 0.20123 | 0.20123 | #VALUE! | #VALUE! | #VALUE! | #VALUE! | 0 | 0 | 0.20123 | 0.20123 | #VALUE! | #VALUE! |  |  |  | #VALUE! | #VALUE! | #VALUE! | #VALUE! | #VALUE! | #VALUE! | #VALUE!
Sunday | 1 | 16 | 5 | 365 | 0 | 0 | 0 | 0 | 0 | 0 | 0 | 0 | 0 | 0 | 0 | 0 | 0 | 0 | 0 | 0 | 0 | 0 | 0 | 0 | 0 | 0 | 0 | 0 | 0 | 0 | 0 | 0 | 0 | 0 | 0 | 0 | 0 | 0 | 0 | 0 | 0 | 0 | 0 | 0 |  | 0 | 0 | 0 |  | #VALUE! | #VALUE! | #VALUE! | #VALUE! |  |  | #VALUE! | #VALUE! | 0 | 0 | 0.20123 | 0.20123 | #VALUE! | #VALUE! | #VALUE! | #VALUE! | 0 | 0 | 0.20123 | 0.20123 | #VALUE! | #VALUE! | #VALUE! | #VALUE! | 0 | 0 | 0.20123 | 0.20123 | #VALUE! | #VALUE! |  |  |  | #VALUE! | #VALUE! | #VALUE! | #VALUE! | #VALUE! | #VALUE! | #VALUE!
Sunday | 1 | 16 | 6 | 366 | 0 | 0 | 0 | 0 | 0 | 0 | 0 | 0 | 0 | 0 | 0 | 0 | 0 | 0 | 0 | 0 | 0 | 0 | 0 | 0 | 0 | 0 | 0 | 0 | 0 | 0 | 0 | 0 | 0 | 0 | 0 | 0 | 0 | 0 | 0 | 0 | 0 | 0 | 0 | 0 |  | 0 | 0 | 0 |  | #VALUE! | #VALUE! | #VALUE! | #VALUE! |  |  | #VALUE! | #VALUE! | 0 | 0 | 0.20123 | 0.20123 | #VALUE! | #VALUE! | #VALUE! | #VALUE! | 0 | 0 | 0.20123 | 0.20123 | #VALUE! | #VALUE! | #VALUE! | #VALUE! | 0 | 0 | 0.20123 | 0.20123 | #VALUE! | #VALUE! |  |  |  | #VALUE! | #VALUE! | #VALUE! | #VALUE! | #VALUE! | #VALUE! | #VALUE!
Sunday | 1 | 16 | 7 | 367 | 0 | 0 | 0 | 0 | 0 | 0 | 0 | 0 | 0 | 0 | 0 | 0 | 0 | 0 | 0 | 0 | 0 | 0 | 0 | 0 | 0 | 0 | 0 | 0 | 0 | 0 | 0 | 0 | 0 | 0 | 0 | 0 | 0 | 0 | 0 | 0 | 0 | 0 | 0 | 0 |  | 0 | 0 | 0 |  | #VALUE! | #VALUE! | #VALUE! | #VALUE! |  |  | #VALUE! | #VALUE! | 0 | 0 | 0.20123 | 0.20123 | #VALUE! | #VALUE! | #VALUE! | #VALUE! | 0 | 0 | 0.20123 | 0.20123 | #VALUE! | #VALUE! | #VALUE! | #VALUE! | 0 | 0 | 0.20123 | 0.20123 | #VALUE! | #VALUE! |  |  |  | #VALUE! | #VALUE! | #VALUE! | #VALUE! | #VALUE! | #VALUE! | #VALUE!
Sunday | 1 | 16 | 8 | 368 | 0 | 0 | 0 | 0 | 0 | 0 | 0 | 0 | 0 | 0 | 0 | 0 | 0 | 0 | 0 | 0 | 0 | 0 | 0 | 0 | 0 | 0 | 0 | 0 | 0 | 0 | 0 | 0 | 0 | 0 | 0 | 0 | 0 | 0 | 0 | 0 | 0 | 0 | 0 | 0 |  | 0 | 0 | 0 |  | #VALUE! | #VALUE! | #VALUE! | #VALUE! |  |  | #VALUE! | #VALUE! | 0 | 0 | 0.20123 | 0.20123 | #VALUE! | #VALUE! | #VALUE! | #VALUE! | 0 | 0 | 0.20123 | 0.20123 | #VALUE! | #VALUE! | #VALUE! | #VALUE! | 0 | 0 | 0.20123 | 0.20123 | #VALUE! | #VALUE! |  |  |  | #VALUE! | #VALUE! | #VALUE! | #VALUE! | #VALUE! | #VALUE! | #VALUE!
Sunday | 1 | 16 | 9 | 369 | 0 | 0 | 0 | 0 | 0 | 0 | 0 | 0 | 0 | 0 | 0 | 0 | 0 | 0 | 0 | 0 | 0 | 0 | 0 | 0 | 0 | 0 | 0 | 0 | 0 | 0 | 0 | 0 | 0 | 0 | 0 | 0 | 0 | 0 | 0 | 0 | 0 | 0 | 0 | 0 |  | 0 | 0 | 0 |  | #VALUE! | #VALUE! | #VALUE! | #VALUE! |  |  | #VALUE! | #VALUE! | 0 | 0 | 0.20123 | 0.20123 | #VALUE! | #VALUE! | #VALUE! | #VALUE! | 0 | 0 | 0.20123 | 0.20123 | #VALUE! | #VALUE! | #VALUE! | #VALUE! | 0 | 0 | 0.20123 | 0.20123 | #VALUE! | #VALUE! |  |  |  | #VALUE! | #VALUE! | #VALUE! | #VALUE! | #VALUE! | #VALUE! | #VALUE!
Sunday | 1 | 16 | 10 | 370 | 0 | 0 | 0 | 0 | 0 | 0 | 0 | 0 | 0 | 0 | 0 | 0 | 0 | 0 | 0 | 0 | 0 | 0 | 0 | 0 | 0 | 0 | 0 | 0 | 0 | 0 | 0 | 0 | 0 | 0 | 0 | 0 | 0 | 0 | 0 | 0 | 0 | 0 | 0 | 0 |  | 0 | 0 | 0 |  | #VALUE! | #VALUE! | #VALUE! | #VALUE! |  |  | #VALUE! | #VALUE! | 0 | 0 | 0.20123 | 0.20123 | #VALUE! | #VALUE! | #VALUE! | #VALUE! | 0 | 0 | 0.20123 | 0.20123 | #VALUE! | #VALUE! | #VALUE! | #VALUE! | 0 | 0 | 0.20123 | 0.20123 | #VALUE! | #VALUE! |  |  |  | #VALUE! | #VALUE! | #VALUE! | #VALUE! | #VALUE! | #VALUE! | #VALUE!
Sunday | 1 | 16 | 11 | 371 | 0 | 0 | 0 | 0 | 0 | 0 | 0 | 0 | 0 | 0 | 0 | 0 | 0 | 0 | 0 | 0 | 0 | 0 | 0 | 0 | 0 | 0 | 0 | 0 | 0 | 0 | 0 | 0 | 0 | 0 | 0 | 0 | 0 | 0 | 0 | 0 | 0 | 0 | 0 | 0 |  | 0 | 0 | 0 |  | #VALUE! | #VALUE! | #VALUE! | #VALUE! |  |  | #VALUE! | #VALUE! | 0 | 0 | 0.20123 | 0.20123 | #VALUE! | #VALUE! | #VALUE! | #VALUE! | 0 | 0 | 0.20123 | 0.20123 | #VALUE! | #VALUE! | #VALUE! | #VALUE! | 0 | 0 | 0.20123 | 0.20123 | #VALUE! | #VALUE! |  |  |  | #VALUE! | #VALUE! | #VALUE! | #VALUE! | #VALUE! | #VALUE! | #VALUE!
Sunday | 1 | 16 | 12 | 372 | 0 | 0 | 0 | 0 | 0 | 0 | 0 | 0 | 0 | 0 | 0 | 0 | 0 | 0 | 0 | 0 | 0 | 0 | 0 | 0 | 0 | 0 | 0 | 0 | 0 | 0 | 0 | 0 | 0 | 0 | 0 | 0 | 0 | 0 | 0 | 0 | 0 | 0 | 0 | 0 |  | 0 | 0 | 0 |  | #VALUE! | #VALUE! | #VALUE! | #VALUE! |  |  | #VALUE! | #VALUE! | 0 | 0 | 0.20123 | 0.20123 | #VALUE! | #VALUE! | #VALUE! | #VALUE! | 0 | 0 | 0.20123 | 0.20123 | #VALUE! | #VALUE! | #VALUE! | #VALUE! | 0 | 0 | 0.20123 | 0.20123 | #VALUE! | #VALUE! |  |  |  | #VALUE! | #VALUE! | #VALUE! | #VALUE! | #VALUE! | #VALUE! | #VALUE!
Sunday | 1 | 16 | 13 | 373 | 0 | 0 | 0 | 0 | 0 | 0 | 0 | 0 | 0 | 0 | 0 | 0 | 0 | 0 | 0 | 0 | 0 | 0 | 0 | 0 | 0 | 0 | 0 | 0 | 0 | 0 | 0 | 0 | 0 | 0 | 0 | 0 | 0 | 0 | 0 | 0 | 0 | 0 | 0 | 0 |  | 0 | 0 | 0 |  | #VALUE! | #VALUE! | #VALUE! | #VALUE! |  |  | #VALUE! | #VALUE! | 0 | 0 | 0.20123 | 0.20123 | #VALUE! | #VALUE! | #VALUE! | #VALUE! | 0 | 0 | 0.20123 | 0.20123 | #VALUE! | #VALUE! | #VALUE! | #VALUE! | 0 | 0 | 0.20123 | 0.20123 | #VALUE! | #VALUE! |  |  |  | #VALUE! | #VALUE! | #VALUE! | #VALUE! | #VALUE! | #VALUE! | #VALUE!
Sunday | 1 | 16 | 14 | 374 | 0 | 0 | 0 | 0 | 0 | 0 | 0 | 0 | 0 | 0 | 0 | 0 | 0 | 0 | 0 | 0 | 0 | 0 | 0 | 0 | 0 | 0 | 0 | 0 | 0 | 0 | 0 | 0 | 0 | 0 | 0 | 0 | 0 | 0 | 0 | 0 | 0 | 0 | 0 | 0 |  | 0 | 0 | 0 |  | #VALUE! | #VALUE! | #VALUE! | #VALUE! |  |  | #VALUE! | #VALUE! | 0 | 0 | 0.20123 | 0.20123 | #VALUE! | #VALUE! | #VALUE! | #VALUE! | 0 | 0 | 0.20123 | 0.20123 | #VALUE! | #VALUE! | #VALUE! | #VALUE! | 0 | 0 | 0.20123 | 0.20123 | #VALUE! | #VALUE! |  |  |  | #VALUE! | #VALUE! | #VALUE! | #VALUE! | #VALUE! | #VALUE! | #VALUE!
Sunday | 1 | 16 | 15 | 375 | 0 | 0 | 0 | 0 | 0 | 0 | 0 | 0 | 0 | 0 | 0 | 0 | 0 | 0 | 0 | 0 | 0 | 0 | 0 | 0 | 0 | 0 | 0 | 0 | 0 | 0 | 0 | 0 | 0 | 0 | 0 | 0 | 0 | 0 | 0 | 0 | 0 | 0 | 0 | 0 |  | 0 | 0 | 0 |  | #VALUE! | #VALUE! | #VALUE! | #VALUE! |  |  | #VALUE! | #VALUE! | 0 | 0 | 0.20123 | 0.20123 | #VALUE! | #VALUE! | #VALUE! | #VALUE! | 0 | 0 | 0.20123 | 0.20123 | #VALUE! | #VALUE! | #VALUE! | #VALUE! | 0 | 0 | 0.20123 | 0.20123 | #VALUE! | #VALUE! |  |  |  | #VALUE! | #VALUE! | #VALUE! | #VALUE! | #VALUE! | #VALUE! | #VALUE!
Sunday | 1 | 16 | 16 | 376 | 0 | 0 | 0 | 0 | 0 | 0 | 0 | 0 | 0 | 0 | 0 | 0 | 0 | 0 | 0 | 0 | 0 | 0 | 0 | 0 | 0 | 0 | 0 | 0 | 0 | 0 | 0 | 0 | 0 | 0 | 0 | 0 | 0 | 0 | 0 | 0 | 0 | 0 | 0 | 0 |  | 0 | 0 | 0 |  | #VALUE! | #VALUE! | #VALUE! | #VALUE! |  |  | #VALUE! | #VALUE! | 0 | 0 | 0.20123 | 0.20123 | #VALUE! | #VALUE! | #VALUE! | #VALUE! | 0 | 0 | 0.20123 | 0.20123 | #VALUE! | #VALUE! | #VALUE! | #VALUE! | 0 | 0 | 0.20123 | 0.20123 | #VALUE! | #VALUE! |  |  |  | #VALUE! | #VALUE! | #VALUE! | #VALUE! | #VALUE! | #VALUE! | #VALUE!
Sunday | 1 | 16 | 17 | 377 | 0 | 0 | 0 | 0 | 0 | 0 | 0 | 0 | 0 | 0 | 0 | 0 | 0 | 0 | 0 | 0 | 0 | 0 | 0 | 0 | 0 | 0 | 0 | 0 | 0 | 0 | 0 | 0 | 0 | 0 | 0 | 0 | 0 | 0 | 0 | 0 | 0 | 0 | 0 | 0 |  | 0 | 0 | 0 |  | #VALUE! | #VALUE! | #VALUE! | #VALUE! |  |  | #VALUE! | #VALUE! | 0 | 0 | 0.20123 | 0.20123 | #VALUE! | #VALUE! | #VALUE! | #VALUE! | 0 | 0 | 0.20123 | 0.20123 | #VALUE! | #VALUE! | #VALUE! | #VALUE! | 0 | 0 | 0.20123 | 0.20123 | #VALUE! | #VALUE! |  |  |  | #VALUE! | #VALUE! | #VALUE! | #VALUE! | #VALUE! | #VALUE! | #VALUE!
Sunday | 1 | 16 | 18 | 378 | 0 | 0 | 0 | 0 | 0 | 0 | 0 | 0 | 0 | 0 | 0 | 0 | 0 | 0 | 0 | 0 | 0 | 0 | 0 | 0 | 0 | 0 | 0 | 0 | 0 | 0 | 0 | 0 | 0 | 0 | 0 | 0 | 0 | 0 | 0 | 0 | 0 | 0 | 0 | 0 |  | 0 | 0 | 0 |  | #VALUE! | #VALUE! | #VALUE! | #VALUE! |  |  | #VALUE! | #VALUE! | 0 | 0 | 0.20123 | 0.20123 | #VALUE! | #VALUE! | #VALUE! | #VALUE! | 0 | 0 | 0.20123 | 0.20123 | #VALUE! | #VALUE! | #VALUE! | #VALUE! | 0 | 0 | 0.20123 | 0.20123 | #VALUE! | #VALUE! |  |  |  | #VALUE! | #VALUE! | #VALUE! | #VALUE! | #VALUE! | #VALUE! | #VALUE!
Sunday | 1 | 16 | 19 | 379 | 0 | 0 | 0 | 0 | 0 | 0 | 0 | 0 | 0 | 0 | 0 | 0 | 0 | 0 | 0 | 0 | 0 | 0 | 0 | 0 | 0 | 0 | 0 | 0 | 0 | 0 | 0 | 0 | 0 | 0 | 0 | 0 | 0 | 0 | 0 | 0 | 0 | 0 | 0 | 0 |  | 0 | 0 | 0 |  | #VALUE! | #VALUE! | #VALUE! | #VALUE! |  |  | #VALUE! | #VALUE! | 0 | 0 | 0.20123 | 0.20123 | #VALUE! | #VALUE! | #VALUE! | #VALUE! | 0 | 0 | 0.20123 | 0.20123 | #VALUE! | #VALUE! | #VALUE! | #VALUE! | 0 | 0 | 0.20123 | 0.20123 | #VALUE! | #VALUE! |  |  |  | #VALUE! | #VALUE! | #VALUE! | #VALUE! | #VALUE! | #VALUE! | #VALUE!
Sunday | 1 | 16 | 20 | 380 | 0 | 0 | 0 | 0 | 0 | 0 | 0 | 0 | 0 | 0 | 0 | 0 | 0 | 0 | 0 | 0 | 0 | 0 | 0 | 0 | 0 | 0 | 0 | 0 | 0 | 0 | 0 | 0 | 0 | 0 | 0 | 0 | 0 | 0 | 0 | 0 | 0 | 0 | 0 | 0 |  | 0 | 0 | 0 |  | #VALUE! | #VALUE! | #VALUE! | #VALUE! |  |  | #VALUE! | #VALUE! | 0 | 0 | 0.20123 | 0.20123 | #VALUE! | #VALUE! | #VALUE! | #VALUE! | 0 | 0 | 0.20123 | 0.20123 | #VALUE! | #VALUE! | #VALUE! | #VALUE! | 0 | 0 | 0.20123 | 0.20123 | #VALUE! | #VALUE! |  |  |  | #VALUE! | #VALUE! | #VALUE! | #VALUE! | #VALUE! | #VALUE! | #VALUE!
Sunday | 1 | 16 | 21 | 381 | 0 | 0 | 0 | 0 | 0 | 0 | 0 | 0 | 0 | 0 | 0 | 0 | 0 | 0 | 0 | 0 | 0 | 0 | 0 | 0 | 0 | 0 | 0 | 0 | 0 | 0 | 0 | 0 | 0 | 0 | 0 | 0 | 0 | 0 | 0 | 0 | 0 | 0 | 0 | 0 |  | 0 | 0 | 0 |  | #VALUE! | #VALUE! | #VALUE! | #VALUE! |  |  | #VALUE! | #VALUE! | 0 | 0 | 0.20123 | 0.20123 | #VALUE! | #VALUE! | #VALUE! | #VALUE! | 0 | 0 | 0.20123 | 0.20123 | #VALUE! | #VALUE! | #VALUE! | #VALUE! | 0 | 0 | 0.20123 | 0.20123 | #VALUE! | #VALUE! |  |  |  | #VALUE! | #VALUE! | #VALUE! | #VALUE! | #VALUE! | #VALUE! | #VALUE!
Sunday | 1 | 16 | 22 | 382 | 0 | 0 | 0 | 0 | 0 | 0 | 0 | 0 | 0 | 0 | 0 | 0 | 0 | 0 | 0 | 0 | 0 | 0 | 0 | 0 | 0 | 0 | 0 | 0 | 0 | 0 | 0 | 0 | 0 | 0 | 0 | 0 | 0 | 0 | 0 | 0 | 0 | 0 | 0 | 0 |  | 0 | 0 | 0 |  | #VALUE! | #VALUE! | #VALUE! | #VALUE! |  |  | #VALUE! | #VALUE! | 0 | 0 | 0.20123 | 0.20123 | #VALUE! | #VALUE! | #VALUE! | #VALUE! | 0 | 0 | 0.20123 | 0.20123 | #VALUE! | #VALUE! | #VALUE! | #VALUE! | 0 | 0 | 0.20123 | 0.20123 | #VALUE! | #VALUE! |  |  |  | #VALUE! | #VALUE! | #VALUE! | #VALUE! | #VALUE! | #VALUE! | #VALUE!
Sunday | 1 | 16 | 23 | 383 | 0 | 0 | 0 | 0 | 0 | 0 | 0 | 0 | 0 | 0 | 0 | 0 | 0 | 0 | 0 | 0 | 0 | 0 | 0 | 0 | 0 | 0 | 0 | 0 | 0 | 0 | 0 | 0 | 0 | 0 | 0 | 0 | 0 | 0 | 0 | 0 | 0 | 0 | 0 | 0 |  | 0 | 0 | 0 |  | #VALUE! | #VALUE! | #VALUE! | #VALUE! |  |  | #VALUE! | #VALUE! | 0 | 0 | 0.20123 | 0.20123 | #VALUE! | #VALUE! | #VALUE! | #VALUE! | 0 | 0 | 0.20123 | 0.20123 | #VALUE! | #VALUE! | #VALUE! | #VALUE! | 0 | 0 | 0.20123 | 0.20123 | #VALUE! | #VALUE! |  |  |  | #VALUE! | #VALUE! | #VALUE! | #VALUE! | #VALUE! | #VALUE! | #VALUE!
Sunday | 1 | 16 | 24 | 384 | 0 | 0 | 0 | 0 | 0 | 0 | 0 | 0 | 0 | 0 | 0 | 0 | 0 | 0 | 0 | 0 | 0 | 0 | 0 | 0 | 0 | 0 | 0 | 0 | 0 | 0 | 0 | 0 | 0 | 0 | 0 | 0 | 0 | 0 | 0 | 0 | 0 | 0 | 0 | 0 |  | 0 | 0 | 0 |  | #VALUE! | #VALUE! | #VALUE! | #VALUE! |  |  | #VALUE! | #VALUE! | 0 | 0 | 0.20123 | 0.20123 | #VALUE! | #VALUE! | #VALUE! | #VALUE! | 0 | 0 | 0.20123 | 0.20123 | #VALUE! | #VALUE! | #VALUE! | #VALUE! | 0 | 0 | 0.20123 | 0.20123 | #VALUE! | #VALUE! |  |  |  | #VALUE! | #VALUE! | #VALUE! | #VALUE! | #VALUE! | #VALUE! | #VALUE!
Monday | 1 | 17 | 1 | 385 | 0 | 0 | 0 | 0 | 0 | 0 | 0 | 0 | 0 | 0 | 0 | 0 | 0 | 0 | 0 | 0 | 0 | 0 | 0 | 0 | 0 | 0 | 0 | 0 | 0 | 0 | 0 | 0 | 0 | 0 | 0 | 0 | 0 | 0 | 0 | 0 | 0 | 0 | 0 | 0 |  | 0 | 0 | 0 |  | #VALUE! | #VALUE! | #VALUE! | #VALUE! |  |  | #VALUE! | #VALUE! | 0 | 0 | 0.20123 | 0.20123 | #VALUE! | #VALUE! | #VALUE! | #VALUE! | 0 | 0 | 0.20123 | 0.20123 | #VALUE! | #VALUE! | #VALUE! | #VALUE! | 0 | 0 | 0.20123 | 0.20123 | #VALUE! | #VALUE! |  |  |  | #VALUE! | #VALUE! | #VALUE! | #VALUE! | #VALUE! | #VALUE! | #VALUE!
Monday | 1 | 17 | 2 | 386 | 0 | 0 | 0 | 0 | 0 | 0 | 0 | 0 | 0 | 0 | 0 | 0 | 0 | 0 | 0 | 0 | 0 | 0 | 0 | 0 | 0 | 0 | 0 | 0 | 0.0016183 | 0 | 0 | 0 | 0 | 0 | 0 | 0 | 0 | 0 | 0 | 0 | 0 | 0 | 0 | 0 |  | 0 | 0 | 0 |  | #VALUE! | #VALUE! | #VALUE! | #VALUE! |  |  | #VALUE! | #VALUE! | 0 | 0 | 0.20123 | 0.20123 | #VALUE! | #VALUE! | #VALUE! | #VALUE! | 0 | 0 | 0.20123 | 0.20123 | #VALUE! | #VALUE! | #VALUE! | #VALUE! | 0 | 0 | 0.20123 | 0.20123 | #VALUE! | #VALUE! |  |  |  | #VALUE! | #VALUE! | #VALUE! | #VALUE! | #VALUE! | #VALUE! | #VALUE!
Monday | 1 | 17 | 3 | 387 | 0 | 0 | 0 | 0 | 0 | 0 | 0 | 0 | 0 | 0 | 0 | 0 | 0 | 0 | 0 | 0 | 0 | 0 | 0 | 0 | 0 | 0 | 0 | 0 | 0.012058 | 0 | 0 | 0 | 0 | 0 | 0 | 0 | 0 | 0 | 0 | 0 | 0 | 0 | 0 | 0 |  | 0 | 0 | 0 |  | #VALUE! | #VALUE! | #VALUE! | #VALUE! |  |  | #VALUE! | #VALUE! | 0 | 0 | 0.20123 | 0.20123 | #VALUE! | #VALUE! | #VALUE! | #VALUE! | 0 | 0 | 0.20123 | 0.20123 | #VALUE! | #VALUE! | #VALUE! | #VALUE! | 0 | 0 | 0.20123 | 0.20123 | #VALUE! | #VALUE! |  |  |  | #VALUE! | #VALUE! | #VALUE! | #VALUE! | #VALUE! | #VALUE! | #VALUE!
Monday | 1 | 17 | 4 | 388 | 0 | 0 | 0 | 0 | 0 | 0 | 0 | 0 | 0 | 0 | 0 | 0 | 0 | 0 | 0 | 0 | 0 | 0 | 0 | 0 | 0 | 0 | 0 | 0 | 0 | 0 | 0 | 0 | 0 | 0 | 0 | 0 | 0 | 0 | 0 | 0 | 0 | 0 | 0 | 0 |  | 0 | 0 | 0 |  | #VALUE! | #VALUE! | #VALUE! | #VALUE! |  |  | #VALUE! | #VALUE! | 0 | 0 | 0.20123 | 0.20123 | #VALUE! | #VALUE! | #VALUE! | #VALUE! | 0 | 0 | 0.20123 | 0.20123 | #VALUE! | #VALUE! | #VALUE! | #VALUE! | 0 | 0 | 0.20123 | 0.20123 | #VALUE! | #VALUE! |  |  |  | #VALUE! | #VALUE! | #VALUE! | #VALUE! | #VALUE! | #VALUE! | #VALUE!
Monday | 1 | 17 | 5 | 389 | 0 | 0 | 0 | 0 | 0 | 0 | 0 | 0 | 0 | 0 | 0 | 0 | 0 | 0 | 0 | 0 | 0 | 0 | 0 | 0 | 0 | 0 | 0 | 0 | 0 | 0 | 0 | 0 | 0 | 0 | 0 | 0 | 0 | 0 | 0 | 0 | 0 | 0 | 0 | 0 |  | 0 | 0 | 0 |  | #VALUE! | #VALUE! | #VALUE! | #VALUE! |  |  | #VALUE! | #VALUE! | 0 | 0 | 0.20123 | 0.20123 | #VALUE! | #VALUE! | #VALUE! | #VALUE! | 0 | 0 | 0.20123 | 0.20123 | #VALUE! | #VALUE! | #VALUE! | #VALUE! | 0 | 0 | 0.20123 | 0.20123 | #VALUE! | #VALUE! |  |  |  | #VALUE! | #VALUE! | #VALUE! | #VALUE! | #VALUE! | #VALUE! | #VALUE!
Monday | 1 | 17 | 6 | 390 | 0 | 0 | 0 | 0 | 0 | 0 | 0 | 0 | 0 | 0 | 0 | 0 | 0 | 0 | 0 | 0 | 0 | 0 | 0 | 0 | 0 | 0 | 0 | 0 | 0 | 0 | 0 | 0 | 0 | 0 | 0 | 0 | 0 | 0 | 0 | 0 | 0 | 0 | 0 | 0 |  | 0 | 0 | 0 |  | #VALUE! | #VALUE! | #VALUE! | #VALUE! |  |  | #VALUE! | #VALUE! | 0 | 0 | 0.20123 | 0.20123 | #VALUE! | #VALUE! | #VALUE! | #VALUE! | 0 | 0 | 0.20123 | 0.20123 | #VALUE! | #VALUE! | #VALUE! | #VALUE! | 0 | 0 | 0.20123 | 0.20123 | #VALUE! | #VALUE! |  |  |  | #VALUE! | #VALUE! | #VALUE! | #VALUE! | #VALUE! | #VALUE! | #VALUE!
Monday | 1 | 17 | 7 | 391 | 0 | 0 | 0 | 0 | 0 | 0 | 0 | 0 | 0 | 0 | 0 | 0 | 0 | 0 | 0 | 0 | 0 | 0 | 0 | 0 | 0 | 0 | 0 | 0 | 0 | 0 | 0 | 0 | 0 | 0 | 0 | 0 | 0 | 0 | 0 | 0 | 0 | 0 | 0 | 0 |  | 0 | 0 | 0 |  | #VALUE! | #VALUE! | #VALUE! | #VALUE! |  |  | #VALUE! | #VALUE! | 0 | 0 | 0.20123 | 0.20123 | #VALUE! | #VALUE! | #VALUE! | #VALUE! | 0 | 0 | 0.20123 | 0.20123 | #VALUE! | #VALUE! | #VALUE! | #VALUE! | 0 | 0 | 0.20123 | 0.20123 | #VALUE! | #VALUE! |  |  |  | #VALUE! | #VALUE! | #VALUE! | #VALUE! | #VALUE! | #VALUE! | #VALUE!
Monday | 1 | 17 | 8 | 392 | 0 | 0 | 0 | 0 | 0 | 0 | 0 | 0 | 0 | 0 | 0 | 0 | 0 | 0 | 0 | 0 | 0 | 0 | 0 | 0 | 0 | 0 | 0 | 0 | 0 | 0 | 0 | 0 | 0 | 0 | 0 | 0 | 0 | 0 | 0 | 0 | 0 | 0 | 0 | 0 |  | 0 | 0 | 0 |  | #VALUE! | #VALUE! | #VALUE! | #VALUE! |  |  | #VALUE! | #VALUE! | 0 | 0 | 0.20123 | 0.20123 | #VALUE! | #VALUE! | #VALUE! | #VALUE! | 0 | 0 | 0.20123 | 0.20123 | #VALUE! | #VALUE! | #VALUE! | #VALUE! | 0 | 0 | 0.20123 | 0.20123 | #VALUE! | #VALUE! |  |  |  | #VALUE! | #VALUE! | #VALUE! | #VALUE! | #VALUE! | #VALUE! | #VALUE!
Monday | 1 | 17 | 9 | 393 | 0 | 0 | 0 | 0 | 0 | 0 | 0 | 0 | 0 | 0 | 0 | 0 | 0 | 0 | 0 | 0 | 0 | 0 | 0 | 0 | 0 | 0 | 0 | 0 | 0 | 0 | 0 | 0 | 0 | 0 | 0 | 0 | 0 | 0 | 0 | 0 | 0 | 0 | 0 | 0 |  | 0 | 0 | 0 |  | #VALUE! | #VALUE! | #VALUE! | #VALUE! |  |  | #VALUE! | #VALUE! | 0 | 0 | 0.20123 | 0.20123 | #VALUE! | #VALUE! | #VALUE! | #VALUE! | 0 | 0 | 0.20123 | 0.20123 | #VALUE! | #VALUE! | #VALUE! | #VALUE! | 0 | 0 | 0.20123 | 0.20123 | #VALUE! | #VALUE! |  |  |  | #VALUE! | #VALUE! | #VALUE! | #VALUE! | #VALUE! | #VALUE! | #VALUE!
Monday | 1 | 17 | 10 | 394 | 0 | 0 | 0 | 0 | 0 | 0 | 0 | 0 | 0 | 0 | 0 | 0 | 0 | 0 | 0 | 0 | 0 | 0 | 0 | 0 | 0 | 0 | 0 | 0 | 0 | 0 | 0 | 0 | 0 | 0 | 0 | 0 | 0 | 0 | 0 | 0 | 0 | 0 | 0 | 0 |  | 0 | 0 | 0 |  | #VALUE! | #VALUE! | #VALUE! | #VALUE! |  |  | #VALUE! | #VALUE! | 0 | 0 | 0.20123 | 0.20123 | #VALUE! | #VALUE! | #VALUE! | #VALUE! | 0 | 0 | 0.20123 | 0.20123 | #VALUE! | #VALUE! | #VALUE! | #VALUE! | 0 | 0 | 0.20123 | 0.20123 | #VALUE! | #VALUE! |  |  |  | #VALUE! | #VALUE! | #VALUE! | #VALUE! | #VALUE! | #VALUE! | #VALUE!
Monday | 1 | 17 | 11 | 395 | 0 | 0 | 0 | 0 | 0 | 0 | 0 | 0 | 0 | 0 | 0 | 0 | 0 | 0 | 0 | 0 | 0 | 0 | 0 | 0 | 0 | 0 | 0 | 0 | 0 | 0 | 0 | 0 | 0 | 0 | 0 | 0 | 0 | 0 | 0 | 0 | 0 | 0 | 0 | 0 |  | 0 | 0 | 0 |  | #VALUE! | #VALUE! | #VALUE! | #VALUE! |  |  | #VALUE! | #VALUE! | 0 | 0 | 0.20123 | 0.20123 | #VALUE! | #VALUE! | #VALUE! | #VALUE! | 0 | 0 | 0.20123 | 0.20123 | #VALUE! | #VALUE! | #VALUE! | #VALUE! | 0 | 0 | 0.20123 | 0.20123 | #VALUE! | #VALUE! |  |  |  | #VALUE! | #VALUE! | #VALUE! | #VALUE! | #VALUE! | #VALUE! | #VALUE!
Monday | 1 | 17 | 12 | 396 | 0 | 0 | 0 | 0 | 0 | 0 | 0 | 0 | 0 | 0 | 0 | 0 | 0 | 0 | 0 | 0 | 0 | 0 | 0 | 0 | 0 | 0 | 0 | 0 | 0 | 0 | 0 | 0 | 0 | 0 | 0 | 0 | 0 | 0 | 0 | 0 | 0 | 0 | 0 | 0 |  | 0 | 0 | 0 |  | #VALUE! | #VALUE! | #VALUE! | #VALUE! |  |  | #VALUE! | #VALUE! | 0 | 0 | 0.20123 | 0.20123 | #VALUE! | #VALUE! | #VALUE! | #VALUE! | 0 | 0 | 0.20123 | 0.20123 | #VALUE! | #VALUE! | #VALUE! | #VALUE! | 0 | 0 | 0.20123 | 0.20123 | #VALUE! | #VALUE! |  |  |  | #VALUE! | #VALUE! | #VALUE! | #VALUE! | #VALUE! | #VALUE! | #VALUE!
Monday | 1 | 17 | 13 | 397 | 0 | 0 | 0 | 0 | 0 | 0 | 0 | 0 | 0 | 0 | 0 | 0 | 0 | 0 | 0 | 0 | 0 | 0 | 0 | 0 | 0 | 0 | 0 | 0 | 0 | 0 | 0 | 0 | 0 | 0 | 0 | 0 | 0 | 0 | 0 | 0 | 0 | 0 | 0 | 0 |  | 0 | 0 | 0 |  | #VALUE! | #VALUE! | #VALUE! | #VALUE! |  |  | #VALUE! | #VALUE! | 0 | 0 | 0.20123 | 0.20123 | #VALUE! | #VALUE! | #VALUE! | #VALUE! | 0 | 0 | 0.20123 | 0.20123 | #VALUE! | #VALUE! | #VALUE! | #VALUE! | 0 | 0 | 0.20123 | 0.20123 | #VALUE! | #VALUE! |  |  |  | #VALUE! | #VALUE! | #VALUE! | #VALUE! | #VALUE! | #VALUE! | #VALUE!
Monday | 1 | 17 | 14 | 398 | 0 | 0 | 0 | 0 | 0 | 0 | 0 | 0 | 0 | 0 | 0 | 0 | 0 | 0 | 0 | 0 | 0 | 0 | 0 | 0 | 0 | 0 | 0 | 0 | 0 | 0 | 0 | 0 | 0 | 0 | 0 | 0 | 0 | 0 | 0 | 0 | 0 | 0 | 0 | 0 |  | 0 | 0 | 0 |  | #VALUE! | #VALUE! | #VALUE! | #VALUE! |  |  | #VALUE! | #VALUE! | 0 | 0 | 0.20123 | 0.20123 | #VALUE! | #VALUE! | #VALUE! | #VALUE! | 0 | 0 | 0.20123 | 0.20123 | #VALUE! | #VALUE! | #VALUE! | #VALUE! | 0 | 0 | 0.20123 | 0.20123 | #VALUE! | #VALUE! |  |  |  | #VALUE! | #VALUE! | #VALUE! | #VALUE! | #VALUE! | #VALUE! | #VALUE!
Monday | 1 | 17 | 15 | 399 | 0 | 0 | 0 | 0 | 0 | 0 | 0 | 0 | 0 | 0 | 0 | 0 | 0 | 0 | 0 | 0 | 0 | 0 | 0 | 0 | 0 | 0 | 0 | 0 | 0 | 0 | 0 | 0 | 0 | 0 | 0 | 0 | 0 | 0 | 0 | 0 | 0 | 0 | 0 | 0 |  | 0 | 0 | 0 |  | #VALUE! | #VALUE! | #VALUE! | #VALUE! |  |  | #VALUE! | #VALUE! | 0 | 0 | 0.20123 | 0.20123 | #VALUE! | #VALUE! | #VALUE! | #VALUE! | 0 | 0 | 0.20123 | 0.20123 | #VALUE! | #VALUE! | #VALUE! | #VALUE! | 0 | 0 | 0.20123 | 0.20123 | #VALUE! | #VALUE! |  |  |  | #VALUE! | #VALUE! | #VALUE! | #VALUE! | #VALUE! | #VALUE! | #VALUE!
Monday | 1 | 17 | 16 | 400 | 0 | 0 | 0 | 0 | 0 | 0 | 0 | 0 | 0 | 0 | 0 | 0 | 0 | 0 | 0 | 0 | 0 | 0 | 0 | 0 | 0 | 0 | 0 | 0 | 0 | 0 | 0 | 0 | 0 | 0 | 0 | 0 | 0 | 0 | 0 | 0 | 0 | 0 | 0 | 0 |  | 0 | 0 | 0 |  | #VALUE! | #VALUE! | #VALUE! | #VALUE! |  |  | #VALUE! | #VALUE! | 0 | 0 | 0.20123 | 0.20123 | #VALUE! | #VALUE! | #VALUE! | #VALUE! | 0 | 0 | 0.20123 | 0.20123 | #VALUE! | #VALUE! | #VALUE! | #VALUE! | 0 | 0 | 0.20123 | 0.20123 | #VALUE! | #VALUE! |  |  |  | #VALUE! | #VALUE! | #VALUE! | #VALUE! | #VALUE! | #VALUE! | #VALUE!
Monday | 1 | 17 | 17 | 401 | 0 | 0 | 0 | 0 | 0 | 0 | 0 | 0 | 0 | 0 | 0 | 0 | 0 | 0 | 0 | 0 | 0 | 0 | 0 | 0 | 0 | 0 | 0 | 0 | 0 | 0 | 0 | 0 | 0 | 0 | 0 | 0 | 0 | 0 | 0 | 0 | 0 | 0 | 0 | 0 |  | 0 | 0 | 0 |  | #VALUE! | #VALUE! | #VALUE! | #VALUE! |  |  | #VALUE! | #VALUE! | 0 | 0 | 0.20123 | 0.20123 | #VALUE! | #VALUE! | #VALUE! | #VALUE! | 0 | 0 | 0.20123 | 0.20123 | #VALUE! | #VALUE! | #VALUE! | #VALUE! | 0 | 0 | 0.20123 | 0.20123 | #VALUE! | #VALUE! |  |  |  | #VALUE! | #VALUE! | #VALUE! | #VALUE! | #VALUE! | #VALUE! | #VALUE!
Monday | 1 | 17 | 18 | 402 | 0 | 0 | 0 | 0 | 0 | 0 | 0 | 0 | 0 | 0 | 0 | 0 | 0 | 0 | 0 | 0 | 0 | 0 | 0 | 0 | 0 | 0 | 0 | 0 | 0 | 0 | 0 | 0 | 0 | 0 | 0 | 0 | 0 | 0 | 0 | 0 | 0 | 0 | 0 | 0 |  | 0 | 0 | 0 |  | #VALUE! | #VALUE! | #VALUE! | #VALUE! |  |  | #VALUE! | #VALUE! | 0 | 0 | 0.20123 | 0.20123 | #VALUE! | #VALUE! | #VALUE! | #VALUE! | 0 | 0 | 0.20123 | 0.20123 | #VALUE! | #VALUE! | #VALUE! | #VALUE! | 0 | 0 | 0.20123 | 0.20123 | #VALUE! | #VALUE! |  |  |  | #VALUE! | #VALUE! | #VALUE! | #VALUE! | #VALUE! | #VALUE! | #VALUE!
Monday | 1 | 17 | 19 | 403 | 0 | 0 | 0 | 0 | 0 | 0 | 0 | 0 | 0 | 0 | 0 | 0 | 0 | 0 | 0 | 0 | 0 | 0 | 0 | 0 | 0 | 0 | 0 | 0 | 0 | 0 | 0 | 0 | 0 | 0 | 0 | 0 | 0 | 0 | 0 | 0 | 0 | 0 | 0 | 0 |  | 0 | 0 | 0 |  | #VALUE! | #VALUE! | #VALUE! | #VALUE! |  |  | #VALUE! | #VALUE! | 0 | 0 | 0.20123 | 0.20123 | #VALUE! | #VALUE! | #VALUE! | #VALUE! | 0 | 0 | 0.20123 | 0.20123 | #VALUE! | #VALUE! | #VALUE! | #VALUE! | 0 | 0 | 0.20123 | 0.20123 | #VALUE! | #VALUE! |  |  |  | #VALUE! | #VALUE! | #VALUE! | #VALUE! | #VALUE! | #VALUE! | #VALUE!
Monday | 1 | 17 | 20 | 404 | 0 | 0 | 0 | 0 | 0 | 0 | 0 | 0 | 0 | 0 | 0 | 0 | 0 | 0 | 0 | 0 | 0 | 0 | 0 | 0 | 0 | 0 | 0 | 0 | 0 | 0 | 0 | 0 | 0 | 0 | 0 | 0 | 0 | 0 | 0 | 0 | 0 | 0 | 0 | 0 |  | 0 | 0 | 0 |  | #VALUE! | #VALUE! | #VALUE! | #VALUE! |  |  | #VALUE! | #VALUE! | 0 | 0 | 0.20123 | 0.20123 | #VALUE! | #VALUE! | #VALUE! | #VALUE! | 0 | 0 | 0.20123 | 0.20123 | #VALUE! | #VALUE! | #VALUE! | #VALUE! | 0 | 0 | 0.20123 | 0.20123 | #VALUE! | #VALUE! |  |  |  | #VALUE! | #VALUE! | #VALUE! | #VALUE! | #VALUE! | #VALUE! | #VALUE!
Monday | 1 | 17 | 21 | 405 | 0 | 0 | 0 | 0 | 0 | 0 | 0 | 0 | 0 | 0 | 0 | 0 | 0 | 0 | 0 | 0 | 0 | 0 | 0 | 0 | 0 | 0 | 0 | 0 | 0 | 0 | 0 | 0 | 0 | 0 | 0 | 0 | 0 | 0 | 0 | 0 | 0 | 0 | 0 | 0 |  | 0 | 0 | 0 |  | #VALUE! | #VALUE! | #VALUE! | #VALUE! |  |  | #VALUE! | #VALUE! | 0 | 0 | 0.20123 | 0.20123 | #VALUE! | #VALUE! | #VALUE! | #VALUE! | 0 | 0 | 0.20123 | 0.20123 | #VALUE! | #VALUE! | #VALUE! | #VALUE! | 0 | 0 | 0.20123 | 0.20123 | #VALUE! | #VALUE! |  |  |  | #VALUE! | #VALUE! | #VALUE! | #VALUE! | #VALUE! | #VALUE! | #VALUE!
Monday | 1 | 17 | 22 | 406 | 0 | 0 | 0 | 0 | 0 | 0 | 0 | 0 | 0 | 0 | 0 | 0 | 0 | 0 | 0 | 0 | 0 | 0 | 0 | 0 | 0 | 0 | 0 | 0 | 0 | 0 | 0 | 0 | 0 | 0 | 0 | 0 | 0 | 0 | 0 | 0 | 0 | 0 | 0 | 0 |  | 0 | 0 | 0 |  | #VALUE! | #VALUE! | #VALUE! | #VALUE! |  |  | #VALUE! | #VALUE! | 0 | 0 | 0.20123 | 0.20123 | #VALUE! | #VALUE! | #VALUE! | #VALUE! | 0 | 0 | 0.20123 | 0.20123 | #VALUE! | #VALUE! | #VALUE! | #VALUE! | 0 | 0 | 0.20123 | 0.20123 | #VALUE! | #VALUE! |  |  |  | #VALUE! | #VALUE! | #VALUE! | #VALUE! | #VALUE! | #VALUE! | #VALUE!
Monday | 1 | 17 | 23 | 407 | 0 | 0 | 0 | 0 | 0 | 0 | 0 | 0 | 0 | 0 | 0 | 0 | 0 | 0 | 0 | 0 | 0 | 0 | 0 | 0 | 0 | 0 | 0 | 0 | 0 | 0 | 0 | 0 | 0 | 0 | 0 | 0 | 0 | 0 | 0 | 0 | 0 | 0 | 0 | 0 |  | 0 | 0 | 0 |  | #VALUE! | #VALUE! | #VALUE! | #VALUE! |  |  | #VALUE! | #VALUE! | 0 | 0 | 0.20123 | 0.20123 | #VALUE! | #VALUE! | #VALUE! | #VALUE! | 0 | 0 | 0.20123 | 0.20123 | #VALUE! | #VALUE! | #VALUE! | #VALUE! | 0 | 0 | 0.20123 | 0.20123 | #VALUE! | #VALUE! |  |  |  | #VALUE! | #VALUE! | #VALUE! | #VALUE! | #VALUE! | #VALUE! | #VALUE!
Monday | 1 | 17 | 24 | 408 | 0 | 0 | 0 | 0 | 0 | 0 | 0 | 0 | 0 | 0 | 0 | 0 | 0 | 0 | 0 | 0 | 0 | 0 | 0 | 0 | 0 | 0 | 0 | 0 | 0 | 0 | 0 | 0 | 0 | 0 | 0 | 0 | 0 | 0 | 0 | 0 | 0 | 0 | 0 | 0 |  | 0 | 0 | 0 |  | #VALUE! | #VALUE! | #VALUE! | #VALUE! |  |  | #VALUE! | #VALUE! | 0 | 0 | 0.20123 | 0.20123 | #VALUE! | #VALUE! | #VALUE! | #VALUE! | 0 | 0 | 0.20123 | 0.20123 | #VALUE! | #VALUE! | #VALUE! | #VALUE! | 0 | 0 | 0.20123 | 0.20123 | #VALUE! | #VALUE! |  |  |  | #VALUE! | #VALUE! | #VALUE! | #VALUE! | #VALUE! | #VALUE! | #VALUE!
Tuesday | 1 | 18 | 1 | 409 | 0 | 0 | 0 | 0 | 0 | 0 | 0 | 0 | 0 | 0 | 0 | 0 | 0 | 0 | 0 | 0 | 0 | 0 | 0 | 0 | 0 | 0 | 0 | 0 | 0 | 0 | 0 | 0 | 0 | 0 | 0 | 0 | 0 | 0 | 0 | 0 | 0 | 0 | 0 | 0 |  | 0 | 0 | 0 |  | #VALUE! | #VALUE! | #VALUE! | #VALUE! |  |  | #VALUE! | #VALUE! | 0 | 0 | 0.20123 | 0.20123 | #VALUE! | #VALUE! | #VALUE! | #VALUE! | 0 | 0 | 0.20123 | 0.20123 | #VALUE! | #VALUE! | #VALUE! | #VALUE! | 0 | 0 | 0.20123 | 0.20123 | #VALUE! | #VALUE! |  |  |  | #VALUE! | #VALUE! | #VALUE! | #VALUE! | #VALUE! | #VALUE! | #VALUE!
Tuesday | 1 | 18 | 2 | 410 | 0 | 0 | 0 | 0 | 0 | 0 | 0 | 0 | 0 | 0 | 0 | 0 | 0 | 0 | 0 | 0 | 0 | 0 | 0 | 0 | 0 | 0 | 0 | 0 | 0 | 0 | 0 | 0 | 0 | 0 | 0 | 0 | 0 | 0 | 0 | 0 | 0 | 0 | 0 | 0 |  | 0 | 0 | 0 |  | #VALUE! | #VALUE! | #VALUE! | #VALUE! |  |  | #VALUE! | #VALUE! | 0 | 0 | 0.20123 | 0.20123 | #VALUE! | #VALUE! | #VALUE! | #VALUE! | 0 | 0 | 0.20123 | 0.20123 | #VALUE! | #VALUE! | #VALUE! | #VALUE! | 0 | 0 | 0.20123 | 0.20123 | #VALUE! | #VALUE! |  |  |  | #VALUE! | #VALUE! | #VALUE! | #VALUE! | #VALUE! | #VALUE! | #VALUE!
Tuesday | 1 | 18 | 3 | 411 | 0 | 0 | 0 | 0 | 0 | 0 | 0 | 0 | 0 | 0 | 0 | 0 | 0 | 0 | 0 | 0 | 0 | 0 | 0 | 0 | 0 | 0 | 0 | 0 | 0.012243 | 0 | 0 | 0 | 0 | 0 | 0 | 0 | 0 | 0 | 0 | 0 | 0 | 0 | 0 | 0 |  | 0 | 0 | 0 |  | #VALUE! | #VALUE! | #VALUE! | #VALUE! |  |  | #VALUE! | #VALUE! | 0 | 0 | 0.20123 | 0.20123 | #VALUE! | #VALUE! | #VALUE! | #VALUE! | 0 | 0 | 0.20123 | 0.20123 | #VALUE! | #VALUE! | #VALUE! | #VALUE! | 0 | 0 | 0.20123 | 0.20123 | #VALUE! | #VALUE! |  |  |  | #VALUE! | #VALUE! | #VALUE! | #VALUE! | #VALUE! | #VALUE! | #VALUE!
Tuesday | 1 | 18 | 4 | 412 | 0 | 0 | 0 | 0 | 0 | 0 | 0 | 0 | 0 | 0 | 0 | 0 | 0 | 0 | 0 | 0 | 0 | 0 | 0 | 0 | 0 | 0 | 0 | 0 | 0 | 0 | 0 | 0 | 0 | 0 | 0 | 0 | 0 | 0 | 0 | 0 | 0 | 0 | 0 | 0 |  | 0 | 0 | 0 |  | #VALUE! | #VALUE! | #VALUE! | #VALUE! |  |  | #VALUE! | #VALUE! | 0 | 0 | 0.20123 | 0.20123 | #VALUE! | #VALUE! | #VALUE! | #VALUE! | 0 | 0 | 0.20123 | 0.20123 | #VALUE! | #VALUE! | #VALUE! | #VALUE! | 0 | 0 | 0.20123 | 0.20123 | #VALUE! | #VALUE! |  |  |  | #VALUE! | #VALUE! | #VALUE! | #VALUE! | #VALUE! | #VALUE! | #VALUE!
Tuesday | 1 | 18 | 5 | 413 | 0 | 0 | 0 | 0 | 0 | 0 | 0 | 0 | 0 | 0 | 0 | 0 | 0 | 0 | 0 | 0 | 0 | 0 | 0 | 0 | 0 | 0 | 0 | 0 | 0 | 0 | 0 | 0 | 0 | 0 | 0 | 0 | 0 | 0 | 0 | 0 | 0 | 0 | 0 | 0 |  | 0 | 0 | 0 |  | #VALUE! | #VALUE! | #VALUE! | #VALUE! |  |  | #VALUE! | #VALUE! | 0 | 0 | 0.20123 | 0.20123 | #VALUE! | #VALUE! | #VALUE! | #VALUE! | 0 | 0 | 0.20123 | 0.20123 | #VALUE! | #VALUE! | #VALUE! | #VALUE! | 0 | 0 | 0.20123 | 0.20123 | #VALUE! | #VALUE! |  |  |  | #VALUE! | #VALUE! | #VALUE! | #VALUE! | #VALUE! | #VALUE! | #VALUE!
Tuesday | 1 | 18 | 6 | 414 | 0 | 0 | 0 | 0 | 0 | 0 | 0 | 0 | 0 | 0 | 0 | 0 | 0 | 0 | 0 | 0 | 0 | 0 | 0 | 0 | 0 | 0 | 0 | 0 | 0 | 0 | 0 | 0 | 0 | 0 | 0 | 0 | 0 | 0 | 0 | 0 | 0 | 0 | 0 | 0 |  | 0 | 0 | 0 |  | #VALUE! | #VALUE! | #VALUE! | #VALUE! |  |  | #VALUE! | #VALUE! | 0 | 0 | 0.20123 | 0.20123 | #VALUE! | #VALUE! | #VALUE! | #VALUE! | 0 | 0 | 0.20123 | 0.20123 | #VALUE! | #VALUE! | #VALUE! | #VALUE! | 0 | 0 | 0.20123 | 0.20123 | #VALUE! | #VALUE! |  |  |  | #VALUE! | #VALUE! | #VALUE! | #VALUE! | #VALUE! | #VALUE! | #VALUE!
Tuesday | 1 | 18 | 7 | 415 | 0 | 0 | 0 | 0 | 0 | 0 | 0 | 0 | 0 | 0 | 0 | 0 | 0 | 0 | 0 | 0 | 0 | 0 | 0 | 0 | 0 | 0 | 0 | 0 | 0 | 0 | 0 | 0 | 0 | 0 | 0 | 0 | 0 | 0 | 0 | 0 | 0 | 0 | 0 | 0 |  | 0 | 0 | 0 |  | #VALUE! | #VALUE! | #VALUE! | #VALUE! |  |  | #VALUE! | #VALUE! | 0 | 0 | 0.20123 | 0.20123 | #VALUE! | #VALUE! | #VALUE! | #VALUE! | 0 | 0 | 0.20123 | 0.20123 | #VALUE! | #VALUE! | #VALUE! | #VALUE! | 0 | 0 | 0.20123 | 0.20123 | #VALUE! | #VALUE! |  |  |  | #VALUE! | #VALUE! | #VALUE! | #VALUE! | #VALUE! | #VALUE! | #VALUE!
Tuesday | 1 | 18 | 8 | 416 | 0 | 0 | 0 | 0 | 0 | 0 | 0 | 0 | 0 | 0 | 0 | 0 | 0 | 0 | 0 | 0 | 0 | 0 | 0 | 0 | 0 | 0 | 0 | 0 | 0 | 0 | 0 | 0 | 0 | 0 | 0 | 0 | 0 | 0 | 0 | 0 | 0 | 0 | 0 | 0 |  | 0 | 0 | 0 |  | #VALUE! | #VALUE! | #VALUE! | #VALUE! |  |  | #VALUE! | #VALUE! | 0 | 0 | 0.20123 | 0.20123 | #VALUE! | #VALUE! | #VALUE! | #VALUE! | 0 | 0 | 0.20123 | 0.20123 | #VALUE! | #VALUE! | #VALUE! | #VALUE! | 0 | 0 | 0.20123 | 0.20123 | #VALUE! | #VALUE! |  |  |  | #VALUE! | #VALUE! | #VALUE! | #VALUE! | #VALUE! | #VALUE! | #VALUE!
Tuesday | 1 | 18 | 9 | 417 | 0 | 0 | 0 | 0 | 0 | 0 | 0 | 0 | 0 | 0 | 0 | 0 | 0 | 0 | 0 | 0 | 0 | 0 | 0 | 0 | 0 | 0 | 0 | 0 | 0 | 0 | 0 | 0 | 0 | 0 | 0 | 0 | 0 | 0 | 0 | 0 | 0 | 0 | 0 | 0 |  | 0 | 0 | 0 |  | #VALUE! | #VALUE! | #VALUE! | #VALUE! |  |  | #VALUE! | #VALUE! | 0 | 0 | 0.20123 | 0.20123 | #VALUE! | #VALUE! | #VALUE! | #VALUE! | 0 | 0 | 0.20123 | 0.20123 | #VALUE! | #VALUE! | #VALUE! | #VALUE! | 0 | 0 | 0.20123 | 0.20123 | #VALUE! | #VALUE! |  |  |  | #VALUE! | #VALUE! | #VALUE! | #VALUE! | #VALUE! | #VALUE! | #VALUE!
Tuesday | 1 | 18 | 10 | 418 | 0 | 0 | 0 | 0 | 0 | 0 | 0 | 0 | 0 | 0 | 0 | 0 | 0 | 0 | 0 | 0 | 0 | 0 | 0 | 0 | 0 | 0 | 0 | 0 | 0 | 0 | 0 | 0 | 0 | 0 | 0 | 0 | 0 | 0 | 0 | 0 | 0 | 0 | 0 | 0 |  | 0 | 0 | 0 |  | #VALUE! | #VALUE! | #VALUE! | #VALUE! |  |  | #VALUE! | #VALUE! | 0 | 0 | 0.20123 | 0.20123 | #VALUE! | #VALUE! | #VALUE! | #VALUE! | 0 | 0 | 0.20123 | 0.20123 | #VALUE! | #VALUE! | #VALUE! | #VALUE! | 0 | 0 | 0.20123 | 0.20123 | #VALUE! | #VALUE! |  |  |  | #VALUE! | #VALUE! | #VALUE! | #VALUE! | #VALUE! | #VALUE! | #VALUE!
Tuesday | 1 | 18 | 11 | 419 | 0 | 0 | 0 | 0 | 0 | 0 | 0 | 0 | 0 | 0 | 0 | 0 | 0 | 0 | 0 | 0 | 0 | 0 | 0 | 0 | 0 | 0 | 0 | 0 | 0 | 0 | 0 | 0 | 0 | 0 | 0 | 0 | 0 | 0 | 0 | 0 | 0 | 0 | 0 | 0 |  | 0 | 0 | 0 |  | #VALUE! | #VALUE! | #VALUE! | #VALUE! |  |  | #VALUE! | #VALUE! | 0 | 0 | 0.20123 | 0.20123 | #VALUE! | #VALUE! | #VALUE! | #VALUE! | 0 | 0 | 0.20123 | 0.20123 | #VALUE! | #VALUE! | #VALUE! | #VALUE! | 0 | 0 | 0.20123 | 0.20123 | #VALUE! | #VALUE! |  |  |  | #VALUE! | #VALUE! | #VALUE! | #VALUE! | #VALUE! | #VALUE! | #VALUE!
Tuesday | 1 | 18 | 12 | 420 | 0 | 0 | 0 | 0 | 0 | 0 | 0 | 0 | 0 | 0 | 0 | 0 | 0 | 0 | 0 | 0 | 0 | 0 | 0 | 0 | 0 | 0 | 0 | 0 | 0 | 0 | 0 | 0 | 0 | 0 | 0 | 0 | 0 | 0 | 0 | 0 | 0 | 0 | 0 | 0 |  | 0 | 0 | 0 |  | #VALUE! | #VALUE! | #VALUE! | #VALUE! |  |  | #VALUE! | #VALUE! | 0 | 0 | 0.20123 | 0.20123 | #VALUE! | #VALUE! | #VALUE! | #VALUE! | 0 | 0 | 0.20123 | 0.20123 | #VALUE! | #VALUE! | #VALUE! | #VALUE! | 0 | 0 | 0.20123 | 0.20123 | #VALUE! | #VALUE! |  |  |  | #VALUE! | #VALUE! | #VALUE! | #VALUE! | #VALUE! | #VALUE! | #VALUE!
Tuesday | 1 | 18 | 13 | 421 | 0 | 0 | 0 | 0 | 0 | 0 | 0 | 0 | 0 | 0 | 0 | 0 | 0 | 0 | 0 | 0 | 0 | 0 | 0 | 0 | 0 | 0 | 0 | 0 | 0 | 0 | 0 | 0 | 0 | 0 | 0 | 0 | 0 | 0 | 0 | 0 | 0 | 0 | 0 | 0 |  | 0 | 0 | 0 |  | #VALUE! | #VALUE! | #VALUE! | #VALUE! |  |  | #VALUE! | #VALUE! | 0 | 0 | 0.20123 | 0.20123 | #VALUE! | #VALUE! | #VALUE! | #VALUE! | 0 | 0 | 0.20123 | 0.20123 | #VALUE! | #VALUE! | #VALUE! | #VALUE! | 0 | 0 | 0.20123 | 0.20123 | #VALUE! | #VALUE! |  |  |  | #VALUE! | #VALUE! | #VALUE! | #VALUE! | #VALUE! | #VALUE! | #VALUE!
Tuesday | 1 | 18 | 14 | 422 | 0 | 0 | 0 | 0 | 0 | 0 | 0 | 0 | 0 | 0 | 0 | 0 | 0 | 0 | 0 | 0 | 0 | 0 | 0 | 0 | 0 | 0 | 0 | 0 | 0 | 0 | 0 | 0 | 0 | 0 | 0 | 0 | 0 | 0 | 0 | 0 | 0 | 0 | 0 | 0 |  | 0 | 0 | 0 |  | #VALUE! | #VALUE! | #VALUE! | #VALUE! |  |  | #VALUE! | #VALUE! | 0 | 0 | 0.20123 | 0.20123 | #VALUE! | #VALUE! | #VALUE! | #VALUE! | 0 | 0 | 0.20123 | 0.20123 | #VALUE! | #VALUE! | #VALUE! | #VALUE! | 0 | 0 | 0.20123 | 0.20123 | #VALUE! | #VALUE! |  |  |  | #VALUE! | #VALUE! | #VALUE! | #VALUE! | #VALUE! | #VALUE! | #VALUE!
Tuesday | 1 | 18 | 15 | 423 | 0 | 0 | 0 | 0 | 0 | 0 | 0 | 0 | 0 | 0 | 0 | 0 | 0 | 0 | 0 | 0 | 0 | 0 | 0 | 0 | 0 | 0 | 0 | 0 | 0 | 0 | 0 | 0 | 0 | 0 | 0 | 0 | 0 | 0 | 0 | 0 | 0 | 0 | 0 | 0 |  | 0 | 0 | 0 |  | #VALUE! | #VALUE! | #VALUE! | #VALUE! |  |  | #VALUE! | #VALUE! | 0 | 0 | 0.20123 | 0.20123 | #VALUE! | #VALUE! | #VALUE! | #VALUE! | 0 | 0 | 0.20123 | 0.20123 | #VALUE! | #VALUE! | #VALUE! | #VALUE! | 0 | 0 | 0.20123 | 0.20123 | #VALUE! | #VALUE! |  |  |  | #VALUE! | #VALUE! | #VALUE! | #VALUE! | #VALUE! | #VALUE! | #VALUE!
Tuesday | 1 | 18 | 16 | 424 | 0 | 0 | 0 | 0 | 0 | 0 | 0 | 0 | 0 | 0 | 0 | 0 | 0 | 0 | 0 | 0 | 0 | 0 | 0 | 0 | 0 | 0 | 0 | 0 | 0 | 0 | 0 | 0 | 0 | 0 | 0 | 0 | 0 | 0 | 0 | 0 | 0 | 0 | 0 | 0 |  | 0 | 0 | 0 |  | #VALUE! | #VALUE! | #VALUE! | #VALUE! |  |  | #VALUE! | #VALUE! | 0 | 0 | 0.20123 | 0.20123 | #VALUE! | #VALUE! | #VALUE! | #VALUE! | 0 | 0 | 0.20123 | 0.20123 | #VALUE! | #VALUE! | #VALUE! | #VALUE! | 0 | 0 | 0.20123 | 0.20123 | #VALUE! | #VALUE! |  |  |  | #VALUE! | #VALUE! | #VALUE! | #VALUE! | #VALUE! | #VALUE! | #VALUE!
Tuesday | 1 | 18 | 17 | 425 | 0 | 0 | 0 | 0 | 0 | 0 | 0 | 0 | 0 | 0 | 0 | 0 | 0 | 0 | 0 | 0 | 0 | 0 | 0 | 0 | 0 | 0 | 0 | 0 | 0 | 0 | 0 | 0 | 0 | 0 | 0 | 0 | 0 | 0 | 0 | 0 | 0 | 0 | 0 | 0 |  | 0 | 0 | 0 |  | #VALUE! | #VALUE! | #VALUE! | #VALUE! |  |  | #VALUE! | #VALUE! | 0 | 0 | 0.20123 | 0.20123 | #VALUE! | #VALUE! | #VALUE! | #VALUE! | 0 | 0 | 0.20123 | 0.20123 | #VALUE! | #VALUE! | #VALUE! | #VALUE! | 0 | 0 | 0.20123 | 0.20123 | #VALUE! | #VALUE! |  |  |  | #VALUE! | #VALUE! | #VALUE! | #VALUE! | #VALUE! | #VALUE! | #VALUE!
Tuesday | 1 | 18 | 18 | 426 | 0 | 0 | 0 | 0 | 0 | 0 | 0 | 0 | 0 | 0 | 0 | 0 | 0 | 0 | 0 | 0 | 0 | 0 | 0 | 0 | 0 | 0 | 0 | 0 | 0 | 0 | 0 | 0 | 0 | 0 | 0 | 0 | 0 | 0 | 0 | 0 | 0 | 0 | 0 | 0 |  | 0 | 0 | 0 |  | #VALUE! | #VALUE! | #VALUE! | #VALUE! |  |  | #VALUE! | #VALUE! | 0 | 0 | 0.20123 | 0.20123 | #VALUE! | #VALUE! | #VALUE! | #VALUE! | 0 | 0 | 0.20123 | 0.20123 | #VALUE! | #VALUE! | #VALUE! | #VALUE! | 0 | 0 | 0.20123 | 0.20123 | #VALUE! | #VALUE! |  |  |  | #VALUE! | #VALUE! | #VALUE! | #VALUE! | #VALUE! | #VALUE! | #VALUE!
Tuesday | 1 | 18 | 19 | 427 | 0 | 0 | 0 | 0 | 0 | 0 | 0 | 0 | 0 | 0 | 0 | 0 | 0 | 0 | 0 | 0 | 0 | 0 | 0 | 0 | 0 | 0 | 0 | 0 | 0 | 0 | 0 | 0 | 0 | 0 | 0 | 0 | 0 | 0 | 0 | 0 | 0 | 0 | 0 | 0 |  | 0 | 0 | 0 |  | #VALUE! | #VALUE! | #VALUE! | #VALUE! |  |  | #VALUE! | #VALUE! | 0 | 0 | 0.20123 | 0.20123 | #VALUE! | #VALUE! | #VALUE! | #VALUE! | 0 | 0 | 0.20123 | 0.20123 | #VALUE! | #VALUE! | #VALUE! | #VALUE! | 0 | 0 | 0.20123 | 0.20123 | #VALUE! | #VALUE! |  |  |  | #VALUE! | #VALUE! | #VALUE! | #VALUE! | #VALUE! | #VALUE! | #VALUE!
Tuesday | 1 | 18 | 20 | 428 | 0 | 0 | 0 | 0 | 0 | 0 | 0 | 0 | 0 | 0 | 0 | 0 | 0 | 0 | 0 | 0 | 0 | 0 | 0 | 0 | 0 | 0 | 0 | 0 | 0 | 0 | 0 | 0 | 0 | 0 | 0 | 0 | 0 | 0 | 0 | 0 | 0 | 0 | 0 | 0 |  | 0 | 0 | 0 |  | #VALUE! | #VALUE! | #VALUE! | #VALUE! |  |  | #VALUE! | #VALUE! | 0 | 0 | 0.20123 | 0.20123 | #VALUE! | #VALUE! | #VALUE! | #VALUE! | 0 | 0 | 0.20123 | 0.20123 | #VALUE! | #VALUE! | #VALUE! | #VALUE! | 0 | 0 | 0.20123 | 0.20123 | #VALUE! | #VALUE! |  |  |  | #VALUE! | #VALUE! | #VALUE! | #VALUE! | #VALUE! | #VALUE! | #VALUE!
Tuesday | 1 | 18 | 21 | 429 | 0 | 0 | 0 | 0 | 0 | 0 | 0 | 0 | 0 | 0 | 0 | 0 | 0 | 0 | 0 | 0 | 0 | 0 | 0 | 0 | 0 | 0 | 0 | 0 | 0 | 0 | 0 | 0 | 0 | 0 | 0 | 0 | 0 | 0 | 0 | 0 | 0 | 0 | 0 | 0 |  | 0 | 0 | 0 |  | #VALUE! | #VALUE! | #VALUE! | #VALUE! |  |  | #VALUE! | #VALUE! | 0 | 0 | 0.20123 | 0.20123 | #VALUE! | #VALUE! | #VALUE! | #VALUE! | 0 | 0 | 0.20123 | 0.20123 | #VALUE! | #VALUE! | #VALUE! | #VALUE! | 0 | 0 | 0.20123 | 0.20123 | #VALUE! | #VALUE! |  |  |  | #VALUE! | #VALUE! | #VALUE! | #VALUE! | #VALUE! | #VALUE! | #VALUE!
Tuesday | 1 | 18 | 22 | 430 | 0 | 0 | 0 | 0 | 0 | 0 | 0 | 0 | 0 | 0 | 0 | 0 | 0 | 0 | 0 | 0 | 0 | 0 | 0 | 0 | 0 | 0 | 0 | 0 | 0 | 0 | 0 | 0 | 0 | 0 | 0 | 0 | 0 | 0 | 0 | 0 | 0 | 0 | 0 | 0 |  | 0 | 0 | 0 |  | #VALUE! | #VALUE! | #VALUE! | #VALUE! |  |  | #VALUE! | #VALUE! | 0 | 0 | 0.20123 | 0.20123 | #VALUE! | #VALUE! | #VALUE! | #VALUE! | 0 | 0 | 0.20123 | 0.20123 | #VALUE! | #VALUE! | #VALUE! | #VALUE! | 0 | 0 | 0.20123 | 0.20123 | #VALUE! | #VALUE! |  |  |  | #VALUE! | #VALUE! | #VALUE! | #VALUE! | #VALUE! | #VALUE! | #VALUE!
Tuesday | 1 | 18 | 23 | 431 | 0 | 0 | 0 | 0 | 0 | 0 | 0 | 0 | 0 | 0 | 0 | 0 | 0 | 0 | 0 | 0 | 0 | 0 | 0 | 0 | 0 | 0 | 0 | 0 | 0 | 0 | 0 | 0 | 0 | 0 | 0 | 0 | 0 | 0 | 0 | 0 | 0 | 0 | 0 | 0 |  | 0 | 0 | 0 |  | #VALUE! | #VALUE! | #VALUE! | #VALUE! |  |  | #VALUE! | #VALUE! | 0 | 0 | 0.20123 | 0.20123 | #VALUE! | #VALUE! | #VALUE! | #VALUE! | 0 | 0 | 0.20123 | 0.20123 | #VALUE! | #VALUE! | #VALUE! | #VALUE! | 0 | 0 | 0.20123 | 0.20123 | #VALUE! | #VALUE! |  |  |  | #VALUE! | #VALUE! | #VALUE! | #VALUE! | #VALUE! | #VALUE! | #VALUE!
Tuesday | 1 | 18 | 24 | 432 | 0 | 0 | 0 | 0 | 0 | 0 | 0 | 0 | 0 | 0 | 0 | 0 | 0 | 0 | 0 | 0 | 0 | 0 | 0 | 0 | 0 | 0 | 0 | 0 | 0 | 0 | 0 | 0 | 0 | 0 | 0 | 0 | 0 | 0 | 0 | 0 | 0 | 0 | 0 | 0 |  | 0 | 0 | 0 |  | #VALUE! | #VALUE! | #VALUE! | #VALUE! |  |  | #VALUE! | #VALUE! | 0 | 0 | 0.20123 | 0.20123 | #VALUE! | #VALUE! | #VALUE! | #VALUE! | 0 | 0 | 0.20123 | 0.20123 | #VALUE! | #VALUE! | #VALUE! | #VALUE! | 0 | 0 | 0.20123 | 0.20123 | #VALUE! | #VALUE! |  |  |  | #VALUE! | #VALUE! | #VALUE! | #VALUE! | #VALUE! | #VALUE! | #VALUE!
Wednesday | 1 | 19 | 1 | 433 | 0 | 0 | 0 | 0 | 0 | 0 | 0 | 0 | 0 | 0 | 0 | 0 | 0 | 0 | 0 | 0 | 0 | 0 | 0 | 0 | 0 | 0 | 0 | 0 | 0 | 0 | 0 | 0 | 0 | 0 | 0 | 0 | 0 | 0 | 0 | 0 | 0 | 0 | 0 | 0 |  | 0 | 0 | 0 |  | #VALUE! | #VALUE! | #VALUE! | #VALUE! |  |  | #VALUE! | #VALUE! | 0 | 0 | 0.20123 | 0.20123 | #VALUE! | #VALUE! | #VALUE! | #VALUE! | 0 | 0 | 0.20123 | 0.20123 | #VALUE! | #VALUE! | #VALUE! | #VALUE! | 0 | 0 | 0.20123 | 0.20123 | #VALUE! | #VALUE! |  |  |  | #VALUE! | #VALUE! | #VALUE! | #VALUE! | #VALUE! | #VALUE! | #VALUE!
Wednesday | 1 | 19 | 2 | 434 | 0 | 0 | 0 | 0 | 0 | 0 | 0 | 0 | 0 | 0 | 0 | 0 | 0 | 0 | 0 | 0 | 0 | 0 | 0 | 0 | 0 | 0 | 0 | 0 | 0.0016624 | 0 | 0 | 0 | 0 | 0 | 0 | 0 | 0 | 0 | 0 | 0 | 0 | 0 | 0 | 0 |  | 0 | 0 | 0 |  | #VALUE! | #VALUE! | #VALUE! | #VALUE! |  |  | #VALUE! | #VALUE! | 0 | 0 | 0.20123 | 0.20123 | #VALUE! | #VALUE! | #VALUE! | #VALUE! | 0 | 0 | 0.20123 | 0.20123 | #VALUE! | #VALUE! | #VALUE! | #VALUE! | 0 | 0 | 0.20123 | 0.20123 | #VALUE! | #VALUE! |  |  |  | #VALUE! | #VALUE! | #VALUE! | #VALUE! | #VALUE! | #VALUE! | #VALUE!
Wednesday | 1 | 19 | 3 | 435 | 0 | 0 | 0 | 0 | 0 | 0 | 0 | 0 | 0 | 0 | 0 | 0 | 0 | 0 | 0 | 0 | 0 | 0 | 0 | 0 | 0 | 0 | 0 | 0 | 0.012409 | 0 | 0 | 0 | 0 | 0 | 0 | 0 | 0 | 0 | 0 | 0 | 0 | 0 | 0 | 0 |  | 0 | 0 | 0 |  | #VALUE! | #VALUE! | #VALUE! | #VALUE! |  |  | #VALUE! | #VALUE! | 0 | 0 | 0.20123 | 0.20123 | #VALUE! | #VALUE! | #VALUE! | #VALUE! | 0 | 0 | 0.20123 | 0.20123 | #VALUE! | #VALUE! | #VALUE! | #VALUE! | 0 | 0 | 0.20123 | 0.20123 | #VALUE! | #VALUE! |  |  |  | #VALUE! | #VALUE! | #VALUE! | #VALUE! | #VALUE! | #VALUE! | #VALUE!
Wednesday | 1 | 19 | 4 | 436 | 0 | 0 | 0 | 0 | 0 | 0 | 0 | 0 | 0 | 0 | 0 | 0 | 0 | 0 | 0 | 0 | 0 | 0 | 0 | 0 | 0 | 0 | 0 | 0 | 0 | 0 | 0 | 0 | 0 | 0 | 0 | 0 | 0 | 0 | 0 | 0 | 0 | 0 | 0 | 0 |  | 0 | 0 | 0 |  | #VALUE! | #VALUE! | #VALUE! | #VALUE! |  |  | #VALUE! | #VALUE! | 0 | 0 | 0.20123 | 0.20123 | #VALUE! | #VALUE! | #VALUE! | #VALUE! | 0 | 0 | 0.20123 | 0.20123 | #VALUE! | #VALUE! | #VALUE! | #VALUE! | 0 | 0 | 0.20123 | 0.20123 | #VALUE! | #VALUE! |  |  |  | #VALUE! | #VALUE! | #VALUE! | #VALUE! | #VALUE! | #VALUE! | #VALUE!
Wednesday | 1 | 19 | 5 | 437 | 0 | 0 | 0 | 0 | 0 | 0 | 0 | 0 | 0 | 0 | 0 | 0 | 0 | 0 | 0 | 0 | 0 | 0 | 0 | 0 | 0 | 0 | 0 | 0 | 0 | 0 | 0 | 0 | 0 | 0 | 0 | 0 | 0 | 0 | 0 | 0 | 0 | 0 | 0 | 0 |  | 0 | 0 | 0 |  | #VALUE! | #VALUE! | #VALUE! | #VALUE! |  |  | #VALUE! | #VALUE! | 0 | 0 | 0.20123 | 0.20123 | #VALUE! | #VALUE! | #VALUE! | #VALUE! | 0 | 0 | 0.20123 | 0.20123 | #VALUE! | #VALUE! | #VALUE! | #VALUE! | 0 | 0 | 0.20123 | 0.20123 | #VALUE! | #VALUE! |  |  |  | #VALUE! | #VALUE! | #VALUE! | #VALUE! | #VALUE! | #VALUE! | #VALUE!
Wednesday | 1 | 19 | 6 | 438 | 0 | 0 | 0 | 0 | 0 | 0 | 0 | 0 | 0 | 0 | 0 | 0 | 0 | 0 | 0 | 0 | 0 | 0 | 0 | 0 | 0 | 0 | 0 | 0 | 0 | 0 | 0 | 0 | 0 | 0 | 0 | 0 | 0 | 0 | 0 | 0 | 0 | 0 | 0 | 0 |  | 0 | 0 | 0 |  | #VALUE! | #VALUE! | #VALUE! | #VALUE! |  |  | #VALUE! | #VALUE! | 0 | 0 | 0.20123 | 0.20123 | #VALUE! | #VALUE! | #VALUE! | #VALUE! | 0 | 0 | 0.20123 | 0.20123 | #VALUE! | #VALUE! | #VALUE! | #VALUE! | 0 | 0 | 0.20123 | 0.20123 | #VALUE! | #VALUE! |  |  |  | #VALUE! | #VALUE! | #VALUE! | #VALUE! | #VALUE! | #VALUE! | #VALUE!
Wednesday | 1 | 19 | 7 | 439 | 0 | 0 | 0 | 0 | 0 | 0 | 0 | 0 | 0 | 0 | 0 | 0 | 0 | 0 | 0 | 0 | 0 | 0 | 0 | 0 | 0 | 0 | 0 | 0 | 0 | 0 | 0 | 0 | 0 | 0 | 0 | 0 | 0 | 0 | 0 | 0 | 0 | 0 | 0 | 0 |  | 0 | 0 | 0 |  | #VALUE! | #VALUE! | #VALUE! | #VALUE! |  |  | #VALUE! | #VALUE! | 0 | 0 | 0.20123 | 0.20123 | #VALUE! | #VALUE! | #VALUE! | #VALUE! | 0 | 0 | 0.20123 | 0.20123 | #VALUE! | #VALUE! | #VALUE! | #VALUE! | 0 | 0 | 0.20123 | 0.20123 | #VALUE! | #VALUE! |  |  |  | #VALUE! | #VALUE! | #VALUE! | #VALUE! | #VALUE! | #VALUE! | #VALUE!
Wednesday | 1 | 19 | 8 | 440 | 0 | 0 | 0 | 0 | 0 | 0 | 0 | 0 | 0 | 0 | 0 | 0 | 0 | 0 | 0 | 0 | 0 | 0 | 0 | 0 | 0 | 0 | 0 | 0 | 0 | 0 | 0 | 0 | 0 | 0 | 0 | 0 | 0 | 0 | 0 | 0 | 0 | 0 | 0 | 0 |  | 0 | 0 | 0 |  | #VALUE! | #VALUE! | #VALUE! | #VALUE! |  |  | #VALUE! | #VALUE! | 0 | 0 | 0.20123 | 0.20123 | #VALUE! | #VALUE! | #VALUE! | #VALUE! | 0 | 0 | 0.20123 | 0.20123 | #VALUE! | #VALUE! | #VALUE! | #VALUE! | 0 | 0 | 0.20123 | 0.20123 | #VALUE! | #VALUE! |  |  |  | #VALUE! | #VALUE! | #VALUE! | #VALUE! | #VALUE! | #VALUE! | #VALUE!
Wednesday | 1 | 19 | 9 | 441 | 0 | 0 | 0 | 0 | 0 | 0 | 0 | 0 | 0 | 0 | 0 | 0 | 0 | 0 | 0 | 0 | 0 | 0 | 0 | 0 | 0 | 0 | 0 | 0 | 0 | 0 | 0 | 0 | 0 | 0 | 0 | 0 | 0 | 0 | 0 | 0 | 0 | 0 | 0 | 0 |  | 0 | 0 | 0 |  | #VALUE! | #VALUE! | #VALUE! | #VALUE! |  |  | #VALUE! | #VALUE! | 0 | 0 | 0.20123 | 0.20123 | #VALUE! | #VALUE! | #VALUE! | #VALUE! | 0 | 0 | 0.20123 | 0.20123 | #VALUE! | #VALUE! | #VALUE! | #VALUE! | 0 | 0 | 0.20123 | 0.20123 | #VALUE! | #VALUE! |  |  |  | #VALUE! | #VALUE! | #VALUE! | #VALUE! | #VALUE! | #VALUE! | #VALUE!
Wednesday | 1 | 19 | 10 | 442 | 0 | 0 | 0 | 0 | 0 | 0 | 0 | 0 | 0 | 0 | 0 | 0 | 0 | 0 | 0 | 0 | 0 | 0 | 0 | 0 | 0 | 0 | 0 | 0 | 0 | 0 | 0 | 0 | 0 | 0 | 0 | 0 | 0 | 0 | 0 | 0 | 0 | 0 | 0 | 0 |  | 0 | 0 | 0 |  | #VALUE! | #VALUE! | #VALUE! | #VALUE! |  |  | #VALUE! | #VALUE! | 0 | 0 | 0.20123 | 0.20123 | #VALUE! | #VALUE! | #VALUE! | #VALUE! | 0 | 0 | 0.20123 | 0.20123 | #VALUE! | #VALUE! | #VALUE! | #VALUE! | 0 | 0 | 0.20123 | 0.20123 | #VALUE! | #VALUE! |  |  |  | #VALUE! | #VALUE! | #VALUE! | #VALUE! | #VALUE! | #VALUE! | #VALUE!
Wednesday | 1 | 19 | 11 | 443 | 0 | 0 | 0 | 0 | 0 | 0 | 0 | 0 | 0 | 0 | 0 | 0 | 0 | 0 | 0 | 0 | 0 | 0 | 0 | 0 | 0 | 0 | 0 | 0 | 0 | 0 | 0 | 0 | 0 | 0 | 0 | 0 | 0 | 0 | 0 | 0 | 0 | 0 | 0 | 0 |  | 0 | 0 | 0 |  | #VALUE! | #VALUE! | #VALUE! | #VALUE! |  |  | #VALUE! | #VALUE! | 0 | 0 | 0.20123 | 0.20123 | #VALUE! | #VALUE! | #VALUE! | #VALUE! | 0 | 0 | 0.20123 | 0.20123 | #VALUE! | #VALUE! | #VALUE! | #VALUE! | 0 | 0 | 0.20123 | 0.20123 | #VALUE! | #VALUE! |  |  |  | #VALUE! | #VALUE! | #VALUE! | #VALUE! | #VALUE! | #VALUE! | #VALUE!
Wednesday | 1 | 19 | 12 | 444 | 0 | 0 | 0 | 0 | 0 | 0 | 0 | 0 | 0 | 0 | 0 | 0 | 0 | 0 | 0 | 0 | 0 | 0 | 0 | 0 | 0 | 0 | 0 | 0 | 0 | 0 | 0 | 0 | 0 | 0 | 0 | 0 | 0 | 0 | 0 | 0 | 0 | 0 | 0 | 0 |  | 0 | 0 | 0 |  | #VALUE! | #VALUE! | #VALUE! | #VALUE! |  |  | #VALUE! | #VALUE! | 0 | 0 | 0.20123 | 0.20123 | #VALUE! | #VALUE! | #VALUE! | #VALUE! | 0 | 0 | 0.20123 | 0.20123 | #VALUE! | #VALUE! | #VALUE! | #VALUE! | 0 | 0 | 0.20123 | 0.20123 | #VALUE! | #VALUE! |  |  |  | #VALUE! | #VALUE! | #VALUE! | #VALUE! | #VALUE! | #VALUE! | #VALUE!
Wednesday | 1 | 19 | 13 | 445 | 0 | 0 | 0 | 0 | 0 | 0 | 0 | 0 | 0 | 0 | 0 | 0 | 0 | 0 | 0 | 0 | 0 | 0 | 0 | 0 | 0 | 0 | 0 | 0 | 0 | 0 | 0 | 0 | 0 | 0 | 0 | 0 | 0 | 0 | 0 | 0 | 0 | 0 | 0 | 0 |  | 0 | 0 | 0 |  | #VALUE! | #VALUE! | #VALUE! | #VALUE! |  |  | #VALUE! | #VALUE! | 0 | 0 | 0.20123 | 0.20123 | #VALUE! | #VALUE! | #VALUE! | #VALUE! | 0 | 0 | 0.20123 | 0.20123 | #VALUE! | #VALUE! | #VALUE! | #VALUE! | 0 | 0 | 0.20123 | 0.20123 | #VALUE! | #VALUE! |  |  |  | #VALUE! | #VALUE! | #VALUE! | #VALUE! | #VALUE! | #VALUE! | #VALUE!
Wednesday | 1 | 19 | 14 | 446 | 0 | 0 | 0 | 0 | 0 | 0 | 0 | 0 | 0 | 0 | 0 | 0 | 0 | 0 | 0 | 0 | 0 | 0 | 0 | 0 | 0 | 0 | 0 | 0 | 0 | 0 | 0 | 0 | 0 | 0 | 0 | 0 | 0 | 0 | 0 | 0 | 0 | 0 | 0 | 0 |  | 0 | 0 | 0 |  | #VALUE! | #VALUE! | #VALUE! | #VALUE! |  |  | #VALUE! | #VALUE! | 0 | 0 | 0.20123 | 0.20123 | #VALUE! | #VALUE! | #VALUE! | #VALUE! | 0 | 0 | 0.20123 | 0.20123 | #VALUE! | #VALUE! | #VALUE! | #VALUE! | 0 | 0 | 0.20123 | 0.20123 | #VALUE! | #VALUE! |  |  |  | #VALUE! | #VALUE! | #VALUE! | #VALUE! | #VALUE! | #VALUE! | #VALUE!
Wednesday | 1 | 19 | 15 | 447 | 0 | 0 | 0 | 0 | 0 | 0 | 0 | 0 | 0 | 0 | 0 | 0 | 0 | 0 | 0 | 0 | 0 | 0 | 0 | 0 | 0 | 0 | 0 | 0 | 0 | 0 | 0 | 0 | 0 | 0 | 0 | 0 | 0 | 0 | 0 | 0 | 0 | 0 | 0 | 0 |  | 0 | 0 | 0 |  | #VALUE! | #VALUE! | #VALUE! | #VALUE! |  |  | #VALUE! | #VALUE! | 0 | 0 | 0.20123 | 0.20123 | #VALUE! | #VALUE! | #VALUE! | #VALUE! | 0 | 0 | 0.20123 | 0.20123 | #VALUE! | #VALUE! | #VALUE! | #VALUE! | 0 | 0 | 0.20123 | 0.20123 | #VALUE! | #VALUE! |  |  |  | #VALUE! | #VALUE! | #VALUE! | #VALUE! | #VALUE! | #VALUE! | #VALUE!
Wednesday | 1 | 19 | 16 | 448 | 0 | 0 | 0 | 0 | 0 | 0 | 0 | 0 | 0 | 0 | 0 | 0 | 0 | 0 | 0 | 0 | 0 | 0 | 0 | 0 | 0 | 0 | 0 | 0 | 0 | 0 | 0 | 0 | 0 | 0 | 0 | 0 | 0 | 0 | 0 | 0 | 0 | 0 | 0 | 0 |  | 0 | 0 | 0 |  | #VALUE! | #VALUE! | #VALUE! | #VALUE! |  |  | #VALUE! | #VALUE! | 0 | 0 | 0.20123 | 0.20123 | #VALUE! | #VALUE! | #VALUE! | #VALUE! | 0 | 0 | 0.20123 | 0.20123 | #VALUE! | #VALUE! | #VALUE! | #VALUE! | 0 | 0 | 0.20123 | 0.20123 | #VALUE! | #VALUE! |  |  |  | #VALUE! | #VALUE! | #VALUE! | #VALUE! | #VALUE! | #VALUE! | #VALUE!
Wednesday | 1 | 19 | 17 | 449 | 0 | 0 | 0 | 0 | 0 | 0 | 0 | 0 | 0 | 0 | 0 | 0 | 0 | 0 | 0 | 0 | 0 | 0 | 0 | 0 | 0 | 0 | 0 | 0 | 0 | 0 | 0 | 0 | 0 | 0 | 0 | 0 | 0 | 0 | 0 | 0 | 0 | 0 | 0 | 0 |  | 0 | 0 | 0 |  | #VALUE! | #VALUE! | #VALUE! | #VALUE! |  |  | #VALUE! | #VALUE! | 0 | 0 | 0.20123 | 0.20123 | #VALUE! | #VALUE! | #VALUE! | #VALUE! | 0 | 0 | 0.20123 | 0.20123 | #VALUE! | #VALUE! | #VALUE! | #VALUE! | 0 | 0 | 0.20123 | 0.20123 | #VALUE! | #VALUE! |  |  |  | #VALUE! | #VALUE! | #VALUE! | #VALUE! | #VALUE! | #VALUE! | #VALUE!
Wednesday | 1 | 19 | 18 | 450 | 0 | 0 | 0 | 0 | 0 | 0 | 0 | 0 | 0 | 0 | 0 | 0 | 0 | 0 | 0 | 0 | 0 | 0 | 0 | 0 | 0 | 0 | 0 | 0 | 0 | 0 | 0 | 0 | 0 | 0 | 0 | 0 | 0 | 0 | 0 | 0 | 0 | 0 | 0 | 0 |  | 0 | 0 | 0 |  | #VALUE! | #VALUE! | #VALUE! | #VALUE! |  |  | #VALUE! | #VALUE! | 0 | 0 | 0.20123 | 0.20123 | #VALUE! | #VALUE! | #VALUE! | #VALUE! | 0 | 0 | 0.20123 | 0.20123 | #VALUE! | #VALUE! | #VALUE! | #VALUE! | 0 | 0 | 0.20123 | 0.20123 | #VALUE! | #VALUE! |  |  |  | #VALUE! | #VALUE! | #VALUE! | #VALUE! | #VALUE! | #VALUE! | #VALUE!
Wednesday | 1 | 19 | 19 | 451 | 0 | 0 | 0 | 0 | 0 | 0 | 0 | 0 | 0 | 0 | 0 | 0 | 0 | 0 | 0 | 0 | 0 | 0 | 0 | 0 | 0 | 0 | 0 | 0 | 0 | 0 | 0 | 0 | 0 | 0 | 0 | 0 | 0 | 0 | 0 | 0 | 0 | 0 | 0 | 0 |  | 0 | 0 | 0 |  | #VALUE! | #VALUE! | #VALUE! | #VALUE! |  |  | #VALUE! | #VALUE! | 0 | 0 | 0.20123 | 0.20123 | #VALUE! | #VALUE! | #VALUE! | #VALUE! | 0 | 0 | 0.20123 | 0.20123 | #VALUE! | #VALUE! | #VALUE! | #VALUE! | 0 | 0 | 0.20123 | 0.20123 | #VALUE! | #VALUE! |  |  |  | #VALUE! | #VALUE! | #VALUE! | #VALUE! | #VALUE! | #VALUE! | #VALUE!
Wednesday | 1 | 19 | 20 | 452 | 0 | 0 | 0 | 0 | 0 | 0 | 0 | 0 | 0 | 0 | 0 | 0 | 0 | 0 | 0 | 0 | 0 | 0 | 0 | 0 | 0 | 0 | 0 | 0 | 0 | 0 | 0 | 0 | 0 | 0 | 0 | 0 | 0 | 0 | 0 | 0 | 0 | 0 | 0 | 0 |  | 0 | 0 | 0 |  | #VALUE! | #VALUE! | #VALUE! | #VALUE! |  |  | #VALUE! | #VALUE! | 0 | 0 | 0.20123 | 0.20123 | #VALUE! | #VALUE! | #VALUE! | #VALUE! | 0 | 0 | 0.20123 | 0.20123 | #VALUE! | #VALUE! | #VALUE! | #VALUE! | 0 | 0 | 0.20123 | 0.20123 | #VALUE! | #VALUE! |  |  |  | #VALUE! | #VALUE! | #VALUE! | #VALUE! | #VALUE! | #VALUE! | #VALUE!
Wednesday | 1 | 19 | 21 | 453 | 0 | 0 | 0 | 0 | 0 | 0 | 0 | 0 | 0 | 0 | 0 | 0 | 0 | 0 | 0 | 0 | 0 | 0 | 0 | 0 | 0 | 0 | 0 | 0 | 0 | 0 | 0 | 0 | 0 | 0 | 0 | 0 | 0 | 0 | 0 | 0 | 0 | 0 | 0 | 0 |  | 0 | 0 | 0 |  | #VALUE! | #VALUE! | #VALUE! | #VALUE! |  |  | #VALUE! | #VALUE! | 0 | 0 | 0.20123 | 0.20123 | #VALUE! | #VALUE! | #VALUE! | #VALUE! | 0 | 0 | 0.20123 | 0.20123 | #VALUE! | #VALUE! | #VALUE! | #VALUE! | 0 | 0 | 0.20123 | 0.20123 | #VALUE! | #VALUE! |  |  |  | #VALUE! | #VALUE! | #VALUE! | #VALUE! | #VALUE! | #VALUE! | #VALUE!
Wednesday | 1 | 19 | 22 | 454 | 0 | 0 | 0 | 0 | 0 | 0 | 0 | 0 | 0 | 0 | 0 | 0 | 0 | 0 | 0 | 0 | 0 | 0 | 0 | 0 | 0 | 0 | 0 | 0 | 0 | 0 | 0 | 0 | 0 | 0 | 0 | 0 | 0 | 0 | 0 | 0 | 0 | 0 | 0 | 0 |  | 0 | 0 | 0 |  | #VALUE! | #VALUE! | #VALUE! | #VALUE! |  |  | #VALUE! | #VALUE! | 0 | 0 | 0.20123 | 0.20123 | #VALUE! | #VALUE! | #VALUE! | #VALUE! | 0 | 0 | 0.20123 | 0.20123 | #VALUE! | #VALUE! | #VALUE! | #VALUE! | 0 | 0 | 0.20123 | 0.20123 | #VALUE! | #VALUE! |  |  |  | #VALUE! | #VALUE! | #VALUE! | #VALUE! | #VALUE! | #VALUE! | #VALUE!
Wednesday | 1 | 19 | 23 | 455 | 0 | 0 | 0 | 0 | 0 | 0 | 0 | 0 | 0 | 0 | 0 | 0 | 0 | 0 | 0 | 0 | 0 | 0 | 0 | 0 | 0 | 0 | 0 | 0 | 0 | 0 | 0 | 0 | 0 | 0 | 0 | 0 | 0 | 0 | 0 | 0 | 0 | 0 | 0 | 0 |  | 0 | 0 | 0 |  | #VALUE! | #VALUE! | #VALUE! | #VALUE! |  |  | #VALUE! | #VALUE! | 0 | 0 | 0.20123 | 0.20123 | #VALUE! | #VALUE! | #VALUE! | #VALUE! | 0 | 0 | 0.20123 | 0.20123 | #VALUE! | #VALUE! | #VALUE! | #VALUE! | 0 | 0 | 0.20123 | 0.20123 | #VALUE! | #VALUE! |  |  |  | #VALUE! | #VALUE! | #VALUE! | #VALUE! | #VALUE! | #VALUE! | #VALUE!
Wednesday | 1 | 19 | 24 | 456 | 0 | 0 | 0 | 0 | 0 | 0 | 0 | 0 | 0 | 0 | 0 | 0 | 0 | 0 | 0 | 0 | 0 | 0 | 0 | 0 | 0 | 0 | 0 | 0 | 0 | 0 | 0 | 0 | 0 | 0 | 0 | 0 | 0 | 0 | 0 | 0 | 0 | 0 | 0 | 0 |  | 0 | 0 | 0 |  | #VALUE! | #VALUE! | #VALUE! | #VALUE! |  |  | #VALUE! | #VALUE! | 0 | 0 | 0.20123 | 0.20123 | #VALUE! | #VALUE! | #VALUE! | #VALUE! | 0 | 0 | 0.20123 | 0.20123 | #VALUE! | #VALUE! | #VALUE! | #VALUE! | 0 | 0 | 0.20123 | 0.20123 | #VALUE! | #VALUE! |  |  |  | #VALUE! | #VALUE! | #VALUE! | #VALUE! | #VALUE! | #VALUE! | #VALUE!
Thursday | 1 | 20 | 1 | 457 | 0 | 0 | 0 | 0 | 0 | 0 | 0 | 0 | 0 | 0 | 0 | 0 | 0 | 0 | 0 | 0 | 0 | 0 | 0 | 0 | 0 | 0 | 0 | 0 | 0 | 0 | 0 | 0 | 0 | 0 | 0 | 0 | 0 | 0 | 0 | 0 | 0 | 0 | 0 | 0 |  | 0 | 0 | 0 |  | #VALUE! | #VALUE! | #VALUE! | #VALUE! |  |  | #VALUE! | #VALUE! | 0 | 0 | 0.20123 | 0.20123 | #VALUE! | #VALUE! | #VALUE! | #VALUE! | 0 | 0 | 0.20123 | 0.20123 | #VALUE! | #VALUE! | #VALUE! | #VALUE! | 0 | 0 | 0.20123 | 0.20123 | #VALUE! | #VALUE! |  |  |  | #VALUE! | #VALUE! | #VALUE! | #VALUE! | #VALUE! | #VALUE! | #VALUE!
Thursday | 1 | 20 | 2 | 458 | 0 | 0 | 0 | 0 | 0 | 0 | 0 | 0 | 0 | 0 | 0 | 0 | 0 | 0 | 0 | 0 | 0 | 0 | 0 | 0 | 0 | 0 | 0 | 0 | 0 | 0 | 0 | 0 | 0 | 0 | 0 | 0 | 0 | 0 | 0 | 0 | 0 | 0 | 0 | 0 |  | 0 | 0 | 0 |  | #VALUE! | #VALUE! | #VALUE! | #VALUE! |  |  | #VALUE! | #VALUE! | 0 | 0 | 0.20123 | 0.20123 | #VALUE! | #VALUE! | #VALUE! | #VALUE! | 0 | 0 | 0.20123 | 0.20123 | #VALUE! | #VALUE! | #VALUE! | #VALUE! | 0 | 0 | 0.20123 | 0.20123 | #VALUE! | #VALUE! |  |  |  | #VALUE! | #VALUE! | #VALUE! | #VALUE! | #VALUE! | #VALUE! | #VALUE!
Thursday | 1 | 20 | 3 | 459 | 0 | 0 | 0 | 0 | 0 | 0 | 0 | 0 | 0 | 0 | 0 | 0 | 0 | 0 | 0 | 0 | 0 | 0 | 0 | 0 | 0 | 0 | 0 | 0 | 0 | 0 | 0 | 0 | 0 | 0 | 0 | 0 | 0 | 0 | 0 | 0 | 0 | 0 | 0 | 0 |  | 0 | 0 | 0 |  | #VALUE! | #VALUE! | #VALUE! | #VALUE! |  |  | #VALUE! | #VALUE! | 0 | 0 | 0.20123 | 0.20123 | #VALUE! | #VALUE! | #VALUE! | #VALUE! | 0 | 0 | 0.20123 | 0.20123 | #VALUE! | #VALUE! | #VALUE! | #VALUE! | 0 | 0 | 0.20123 | 0.20123 | #VALUE! | #VALUE! |  |  |  | #VALUE! | #VALUE! | #VALUE! | #VALUE! | #VALUE! | #VALUE! | #VALUE!
Thursday | 1 | 20 | 4 | 460 | 0 | 0 | 0 | 0 | 0 | 0 | 0 | 0 | 0 | 0 | 0 | 0 | 0 | 0 | 0 | 0 | 0 | 0 | 0 | 0 | 0 | 0 | 0 | 0 | 0 | 0 | 0 | 0 | 0 | 0 | 0 | 0 | 0 | 0 | 0 | 0 | 0 | 0 | 0 | 0 |  | 0 | 0 | 0 |  | #VALUE! | #VALUE! | #VALUE! | #VALUE! |  |  | #VALUE! | #VALUE! | 0 | 0 | 0.20123 | 0.20123 | #VALUE! | #VALUE! | #VALUE! | #VALUE! | 0 | 0 | 0.20123 | 0.20123 | #VALUE! | #VALUE! | #VALUE! | #VALUE! | 0 | 0 | 0.20123 | 0.20123 | #VALUE! | #VALUE! |  |  |  | #VALUE! | #VALUE! | #VALUE! | #VALUE! | #VALUE! | #VALUE! | #VALUE!
Thursday | 1 | 20 | 5 | 461 | 0 | 0 | 0 | 0 | 0 | 0 | 0 | 0 | 0 | 0 | 0 | 0 | 0 | 0 | 0 | 0 | 0 | 0 | 0 | 0 | 0 | 0 | 0 | 0 | 0 | 0 | 0 | 0 | 0 | 0 | 0 | 0 | 0 | 0 | 0 | 0 | 0 | 0 | 0 | 0 |  | 0 | 0 | 0 |  | #VALUE! | #VALUE! | #VALUE! | #VALUE! |  |  | #VALUE! | #VALUE! | 0 | 0 | 0.20123 | 0.20123 | #VALUE! | #VALUE! | #VALUE! | #VALUE! | 0 | 0 | 0.20123 | 0.20123 | #VALUE! | #VALUE! | #VALUE! | #VALUE! | 0 | 0 | 0.20123 | 0.20123 | #VALUE! | #VALUE! |  |  |  | #VALUE! | #VALUE! | #VALUE! | #VALUE! | #VALUE! | #VALUE! | #VALUE!
Thursday | 1 | 20 | 6 | 462 | 0 | 0 | 0 | 0 | 0 | 0 | 0 | 0 | 0 | 0 | 0 | 0 | 0 | 0 | 0 | 0 | 0 | 0 | 0 | 0 | 0 | 0 | 0 | 0 | 0 | 0 | 0 | 0 | 0 | 0 | 0 | 0 | 0 | 0 | 0 | 0 | 0 | 0 | 0 | 0 |  | 0 | 0 | 0 |  | #VALUE! | #VALUE! | #VALUE! | #VALUE! |  |  | #VALUE! | #VALUE! | 0 | 0 | 0.20123 | 0.20123 | #VALUE! | #VALUE! | #VALUE! | #VALUE! | 0 | 0 | 0.20123 | 0.20123 | #VALUE! | #VALUE! | #VALUE! | #VALUE! | 0 | 0 | 0.20123 | 0.20123 | #VALUE! | #VALUE! |  |  |  | #VALUE! | #VALUE! | #VALUE! | #VALUE! | #VALUE! | #VALUE! | #VALUE!
Thursday | 1 | 20 | 7 | 463 | 0 | 0 | 0 | 0 | 0 | 0 | 0 | 0 | 0 | 0 | 0 | 0 | 0 | 0 | 0 | 0 | 0 | 0 | 0 | 0 | 0 | 0 | 0 | 0 | 0 | 0 | 0 | 0 | 0 | 0 | 0 | 0 | 0 | 0 | 0 | 0 | 0 | 0 | 0 | 0 |  | 0 | 0 | 0 |  | #VALUE! | #VALUE! | #VALUE! | #VALUE! |  |  | #VALUE! | #VALUE! | 0 | 0 | 0.20123 | 0.20123 | #VALUE! | #VALUE! | #VALUE! | #VALUE! | 0 | 0 | 0.20123 | 0.20123 | #VALUE! | #VALUE! | #VALUE! | #VALUE! | 0 | 0 | 0.20123 | 0.20123 | #VALUE! | #VALUE! |  |  |  | #VALUE! | #VALUE! | #VALUE! | #VALUE! | #VALUE! | #VALUE! | #VALUE!
Thursday | 1 | 20 | 8 | 464 | 0 | 0 | 0 | 0 | 0 | 0 | 0 | 0 | 0 | 0 | 0 | 0 | 0 | 0 | 0 | 0 | 0 | 0 | 0 | 0 | 0 | 0 | 0 | 0 | 0 | 0 | 0 | 0 | 0 | 0 | 0 | 0 | 0 | 0 | 0 | 0 | 0 | 0 | 0 | 0 |  | 0 | 0 | 0 |  | #VALUE! | #VALUE! | #VALUE! | #VALUE! |  |  | #VALUE! | #VALUE! | 0 | 0 | 0.20123 | 0.20123 | #VALUE! | #VALUE! | #VALUE! | #VALUE! | 0 | 0 | 0.20123 | 0.20123 | #VALUE! | #VALUE! | #VALUE! | #VALUE! | 0 | 0 | 0.20123 | 0.20123 | #VALUE! | #VALUE! |  |  |  | #VALUE! | #VALUE! | #VALUE! | #VALUE! | #VALUE! | #VALUE! | #VALUE!
Thursday | 1 | 20 | 9 | 465 | 0 | 0 | 0 | 0 | 0 | 0 | 0 | 0 | 0 | 0 | 0 | 0 | 0 | 0 | 0 | 0 | 0 | 0 | 0 | 0 | 0 | 0 | 0 | 0 | 0 | 0 | 0 | 0 | 0 | 0 | 0 | 0 | 0 | 0 | 0 | 0 | 0 | 0 | 0 | 0 |  | 0 | 0 | 0 |  | #VALUE! | #VALUE! | #VALUE! | #VALUE! |  |  | #VALUE! | #VALUE! | 0 | 0 | 0.20123 | 0.20123 | #VALUE! | #VALUE! | #VALUE! | #VALUE! | 0 | 0 | 0.20123 | 0.20123 | #VALUE! | #VALUE! | #VALUE! | #VALUE! | 0 | 0 | 0.20123 | 0.20123 | #VALUE! | #VALUE! |  |  |  | #VALUE! | #VALUE! | #VALUE! | #VALUE! | #VALUE! | #VALUE! | #VALUE!
Thursday | 1 | 20 | 10 | 466 | 0 | 0 | 0 | 0 | 0 | 0 | 0 | 0 | 0 | 0 | 0 | 0 | 0 | 0 | 0 | 0 | 0 | 0 | 0 | 0 | 0 | 0 | 0 | 0 | 0 | 0 | 0 | 0 | 0 | 0 | 0 | 0 | 0 | 0 | 0 | 0 | 0 | 0 | 0 | 0 |  | 0 | 0 | 0 |  | #VALUE! | #VALUE! | #VALUE! | #VALUE! |  |  | #VALUE! | #VALUE! | 0 | 0 | 0.20123 | 0.20123 | #VALUE! | #VALUE! | #VALUE! | #VALUE! | 0 | 0 | 0.20123 | 0.20123 | #VALUE! | #VALUE! | #VALUE! | #VALUE! | 0 | 0 | 0.20123 | 0.20123 | #VALUE! | #VALUE! |  |  |  | #VALUE! | #VALUE! | #VALUE! | #VALUE! | #VALUE! | #VALUE! | #VALUE!
Thursday | 1 | 20 | 11 | 467 | 0 | 0 | 0 | 0 | 0 | 0 | 0 | 0 | 0 | 0 | 0 | 0 | 0 | 0 | 0 | 0 | 0 | 0 | 0 | 0 | 0 | 0 | 0 | 0 | 0 | 0 | 0 | 0 | 0 | 0 | 0 | 0 | 0 | 0 | 0 | 0 | 0 | 0 | 0 | 0 |  | 0 | 0 | 0 |  | #VALUE! | #VALUE! | #VALUE! | #VALUE! |  |  | #VALUE! | #VALUE! | 0 | 0 | 0.20123 | 0.20123 | #VALUE! | #VALUE! | #VALUE! | #VALUE! | 0 | 0 | 0.20123 | 0.20123 | #VALUE! | #VALUE! | #VALUE! | #VALUE! | 0 | 0 | 0.20123 | 0.20123 | #VALUE! | #VALUE! |  |  |  | #VALUE! | #VALUE! | #VALUE! | #VALUE! | #VALUE! | #VALUE! | #VALUE!
Thursday | 1 | 20 | 12 | 468 | 0 | 0 | 0 | 0 | 0 | 0 | 0 | 0 | 0 | 0 | 0 | 0 | 0 | 0 | 0 | 0 | 0 | 0 | 0 | 0 | 0 | 0 | 0 | 0 | 0 | 0 | 0 | 0 | 0 | 0 | 0 | 0 | 0 | 0 | 0 | 0 | 0 | 0 | 0 | 0 |  | 0 | 0 | 0 |  | #VALUE! | #VALUE! | #VALUE! | #VALUE! |  |  | #VALUE! | #VALUE! | 0 | 0 | 0.20123 | 0.20123 | #VALUE! | #VALUE! | #VALUE! | #VALUE! | 0 | 0 | 0.20123 | 0.20123 | #VALUE! | #VALUE! | #VALUE! | #VALUE! | 0 | 0 | 0.20123 | 0.20123 | #VALUE! | #VALUE! |  |  |  | #VALUE! | #VALUE! | #VALUE! | #VALUE! | #VALUE! | #VALUE! | #VALUE!
Thursday | 1 | 20 | 13 | 469 | 0 | 0 | 0 | 0 | 0 | 0 | 0 | 0 | 0 | 0 | 0 | 0 | 0 | 0 | 0 | 0 | 0 | 0 | 0 | 0 | 0 | 0 | 0 | 0 | 0 | 0 | 0 | 0 | 0 | 0 | 0 | 0 | 0 | 0 | 0 | 0 | 0 | 0 | 0 | 0 |  | 0 | 0 | 0 |  | #VALUE! | #VALUE! | #VALUE! | #VALUE! |  |  | #VALUE! | #VALUE! | 0 | 0 | 0.20123 | 0.20123 | #VALUE! | #VALUE! | #VALUE! | #VALUE! | 0 | 0 | 0.20123 | 0.20123 | #VALUE! | #VALUE! | #VALUE! | #VALUE! | 0 | 0 | 0.20123 | 0.20123 | #VALUE! | #VALUE! |  |  |  | #VALUE! | #VALUE! | #VALUE! | #VALUE! | #VALUE! | #VALUE! | #VALUE!
Thursday | 1 | 20 | 14 | 470 | 0 | 0 | 0 | 0 | 0 | 0 | 0 | 0 | 0 | 0 | 0 | 0 | 0 | 0 | 0 | 0 | 0 | 0 | 0 | 0 | 0 | 0 | 0 | 0 | 0 | 0 | 0 | 0 | 0 | 0 | 0 | 0 | 0 | 0 | 0 | 0 | 0 | 0 | 0 | 0 |  | 0 | 0 | 0 |  | #VALUE! | #VALUE! | #VALUE! | #VALUE! |  |  | #VALUE! | #VALUE! | 0 | 0 | 0.20123 | 0.20123 | #VALUE! | #VALUE! | #VALUE! | #VALUE! | 0 | 0 | 0.20123 | 0.20123 | #VALUE! | #VALUE! | #VALUE! | #VALUE! | 0 | 0 | 0.20123 | 0.20123 | #VALUE! | #VALUE! |  |  |  | #VALUE! | #VALUE! | #VALUE! | #VALUE! | #VALUE! | #VALUE! | #VALUE!
Thursday | 1 | 20 | 15 | 471 | 0 | 0 | 0 | 0 | 0 | 0 | 0 | 0 | 0 | 0 | 0 | 0 | 0 | 0 | 0 | 0 | 0 | 0 | 0 | 0 | 0 | 0 | 0 | 0 | 0 | 0 | 0 | 0 | 0 | 0 | 0 | 0 | 0 | 0 | 0 | 0 | 0 | 0 | 0 | 0 |  | 0 | 0 | 0 |  | #VALUE! | #VALUE! | #VALUE! | #VALUE! |  |  | #VALUE! | #VALUE! | 0 | 0 | 0.20123 | 0.20123 | #VALUE! | #VALUE! | #VALUE! | #VALUE! | 0 | 0 | 0.20123 | 0.20123 | #VALUE! | #VALUE! | #VALUE! | #VALUE! | 0 | 0 | 0.20123 | 0.20123 | #VALUE! | #VALUE! |  |  |  | #VALUE! | #VALUE! | #VALUE! | #VALUE! | #VALUE! | #VALUE! | #VALUE!
Thursday | 1 | 20 | 16 | 472 | 0 | 0 | 0 | 0 | 0 | 0 | 0 | 0 | 0 | 0 | 0 | 0 | 0 | 0 | 0 | 0 | 0 | 0 | 0 | 0 | 0 | 0 | 0 | 0 | 0 | 0 | 0 | 0 | 0 | 0 | 0 | 0 | 0 | 0 | 0 | 0 | 0 | 0 | 0 | 0 |  | 0 | 0 | 0 |  | #VALUE! | #VALUE! | #VALUE! | #VALUE! |  |  | #VALUE! | #VALUE! | 0 | 0 | 0.20123 | 0.20123 | #VALUE! | #VALUE! | #VALUE! | #VALUE! | 0 | 0 | 0.20123 | 0.20123 | #VALUE! | #VALUE! | #VALUE! | #VALUE! | 0 | 0 | 0.20123 | 0.20123 | #VALUE! | #VALUE! |  |  |  | #VALUE! | #VALUE! | #VALUE! | #VALUE! | #VALUE! | #VALUE! | #VALUE!
Thursday | 1 | 20 | 17 | 473 | 0 | 0 | 0 | 0 | 0 | 0 | 0 | 0 | 0 | 0 | 0 | 0 | 0 | 0 | 0 | 0 | 0 | 0 | 0 | 0 | 0 | 0 | 0 | 0 | 0 | 0 | 0 | 0 | 0 | 0 | 0 | 0 | 0 | 0 | 0 | 0 | 0 | 0 | 0 | 0 |  | 0 | 0 | 0 |  | #VALUE! | #VALUE! | #VALUE! | #VALUE! |  |  | #VALUE! | #VALUE! | 0 | 0 | 0.20123 | 0.20123 | #VALUE! | #VALUE! | #VALUE! | #VALUE! | 0 | 0 | 0.20123 | 0.20123 | #VALUE! | #VALUE! | #VALUE! | #VALUE! | 0 | 0 | 0.20123 | 0.20123 | #VALUE! | #VALUE! |  |  |  | #VALUE! | #VALUE! | #VALUE! | #VALUE! | #VALUE! | #VALUE! | #VALUE!
Thursday | 1 | 20 | 18 | 474 | 0 | 0 | 0 | 0 | 0 | 0 | 0 | 0 | 0 | 0 | 0 | 0 | 0 | 0 | 0 | 0 | 0 | 0 | 0 | 0 | 0 | 0 | 0 | 0 | 0 | 0 | 0 | 0 | 0 | 0 | 0 | 0 | 0 | 0 | 0 | 0 | 0 | 0 | 0 | 0 |  | 0 | 0 | 0 |  | #VALUE! | #VALUE! | #VALUE! | #VALUE! |  |  | #VALUE! | #VALUE! | 0 | 0 | 0.20123 | 0.20123 | #VALUE! | #VALUE! | #VALUE! | #VALUE! | 0 | 0 | 0.20123 | 0.20123 | #VALUE! | #VALUE! | #VALUE! | #VALUE! | 0 | 0 | 0.20123 | 0.20123 | #VALUE! | #VALUE! |  |  |  | #VALUE! | #VALUE! | #VALUE! | #VALUE! | #VALUE! | #VALUE! | #VALUE!
Thursday | 1 | 20 | 19 | 475 | 0 | 0 | 0 | 0 | 0 | 0 | 0 | 0 | 0 | 0 | 0 | 0 | 0 | 0 | 0 | 0 | 0 | 0 | 0 | 0 | 0 | 0 | 0 | 0 | 0 | 0 | 0 | 0 | 0 | 0 | 0 | 0 | 0 | 0 | 0 | 0 | 0 | 0 | 0 | 0 |  | 0 | 0 | 0 |  | #VALUE! | #VALUE! | #VALUE! | #VALUE! |  |  | #VALUE! | #VALUE! | 0 | 0 | 0.20123 | 0.20123 | #VALUE! | #VALUE! | #VALUE! | #VALUE! | 0 | 0 | 0.20123 | 0.20123 | #VALUE! | #VALUE! | #VALUE! | #VALUE! | 0 | 0 | 0.20123 | 0.20123 | #VALUE! | #VALUE! |  |  |  | #VALUE! | #VALUE! | #VALUE! | #VALUE! | #VALUE! | #VALUE! | #VALUE!
Thursday | 1 | 20 | 20 | 476 | 0 | 0 | 0 | 0 | 0 | 0 | 0 | 0 | 0 | 0 | 0 | 0 | 0 | 0 | 0 | 0 | 0 | 0 | 0 | 0 | 0 | 0 | 0 | 0 | 0 | 0 | 0 | 0 | 0 | 0 | 0 | 0 | 0 | 0 | 0 | 0 | 0 | 0 | 0 | 0 |  | 0 | 0 | 0 |  | #VALUE! | #VALUE! | #VALUE! | #VALUE! |  |  | #VALUE! | #VALUE! | 0 | 0 | 0.20123 | 0.20123 | #VALUE! | #VALUE! | #VALUE! | #VALUE! | 0 | 0 | 0.20123 | 0.20123 | #VALUE! | #VALUE! | #VALUE! | #VALUE! | 0 | 0 | 0.20123 | 0.20123 | #VALUE! | #VALUE! |  |  |  | #VALUE! | #VALUE! | #VALUE! | #VALUE! | #VALUE! | #VALUE! | #VALUE!
Thursday | 1 | 20 | 21 | 477 | 0 | 0 | 0 | 0 | 0 | 0 | 0 | 0 | 0 | 0 | 0 | 0 | 0 | 0 | 0 | 0 | 0 | 0 | 0 | 0 | 0 | 0 | 0 | 0 | 0 | 0 | 0 | 0 | 0 | 0 | 0 | 0 | 0 | 0 | 0 | 0 | 0 | 0 | 0 | 0 |  | 0 | 0 | 0 |  | #VALUE! | #VALUE! | #VALUE! | #VALUE! |  |  | #VALUE! | #VALUE! | 0 | 0 | 0.20123 | 0.20123 | #VALUE! | #VALUE! | #VALUE! | #VALUE! | 0 | 0 | 0.20123 | 0.20123 | #VALUE! | #VALUE! | #VALUE! | #VALUE! | 0 | 0 | 0.20123 | 0.20123 | #VALUE! | #VALUE! |  |  |  | #VALUE! | #VALUE! | #VALUE! | #VALUE! | #VALUE! | #VALUE! | #VALUE!
Thursday | 1 | 20 | 22 | 478 | 0 | 0 | 0 | 0 | 0 | 0 | 0 | 0 | 0 | 0 | 0 | 0 | 0 | 0 | 0 | 0 | 0 | 0 | 0 | 0 | 0 | 0 | 0 | 0 | 0 | 0 | 0 | 0 | 0 | 0 | 0 | 0 | 0 | 0 | 0 | 0 | 0 | 0 | 0 | 0 |  | 0 | 0 | 0 |  | #VALUE! | #VALUE! | #VALUE! | #VALUE! |  |  | #VALUE! | #VALUE! | 0 | 0 | 0.20123 | 0.20123 | #VALUE! | #VALUE! | #VALUE! | #VALUE! | 0 | 0 | 0.20123 | 0.20123 | #VALUE! | #VALUE! | #VALUE! | #VALUE! | 0 | 0 | 0.20123 | 0.20123 | #VALUE! | #VALUE! |  |  |  | #VALUE! | #VALUE! | #VALUE! | #VALUE! | #VALUE! | #VALUE! | #VALUE!
Thursday | 1 | 20 | 23 | 479 | 0 | 0 | 0 | 0 | 0 | 0 | 0 | 0 | 0 | 0 | 0 | 0 | 0 | 0 | 0 | 0 | 0 | 0 | 0 | 0 | 0 | 0 | 0 | 0 | 0 | 0 | 0 | 0 | 0 | 0 | 0 | 0 | 0 | 0 | 0 | 0 | 0 | 0 | 0 | 0 |  | 0 | 0 | 0 |  | #VALUE! | #VALUE! | #VALUE! | #VALUE! |  |  | #VALUE! | #VALUE! | 0 | 0 | 0.20123 | 0.20123 | #VALUE! | #VALUE! | #VALUE! | #VALUE! | 0 | 0 | 0.20123 | 0.20123 | #VALUE! | #VALUE! | #VALUE! | #VALUE! | 0 | 0 | 0.20123 | 0.20123 | #VALUE! | #VALUE! |  |  |  | #VALUE! | #VALUE! | #VALUE! | #VALUE! | #VALUE! | #VALUE! | #VALUE!
Thursday | 1 | 20 | 24 | 480 | 0 | 0 | 0 | 0 | 0 | 0 | 0 | 0 | 0 | 0 | 0 | 0 | 0 | 0 | 0 | 0 | 0 | 0 | 0 | 0 | 0 | 0 | 0 | 0 | 0 | 0 | 0 | 0 | 0 | 0 | 0 | 0 | 0 | 0 | 0 | 0 | 0 | 0 | 0 | 0 |  | 0 | 0 | 0 |  | #VALUE! | #VALUE! | #VALUE! | #VALUE! |  |  | #VALUE! | #VALUE! | 0 | 0 | 0.20123 | 0.20123 | #VALUE! | #VALUE! | #VALUE! | #VALUE! | 0 | 0 | 0.20123 | 0.20123 | #VALUE! | #VALUE! | #VALUE! | #VALUE! | 0 | 0 | 0.20123 | 0.20123 | #VALUE! | #VALUE! |  |  |  | #VALUE! | #VALUE! | #VALUE! | #VALUE! | #VALUE! | #VALUE! | #VALUE!
Friday | 1 | 21 | 1 | 481 | 0 | 0 | 0 | 0 | 0 | 0 | 0 | 0 | 0 | 0 | 0 | 0 | 0 | 0 | 0 | 0 | 0 | 0 | 0 | 0 | 0 | 0 | 0 | 0 | 0 | 0 | 0 | 0 | 0 | 0 | 0 | 0 | 0 | 0 | 0 | 0 | 0 | 0 | 0 | 0 |  | 0 | 0 | 0 |  | #VALUE! | #VALUE! | #VALUE! | #VALUE! |  |  | #VALUE! | #VALUE! | 0 | 0 | 0.20123 | 0.20123 | #VALUE! | #VALUE! | #VALUE! | #VALUE! | 0 | 0 | 0.20123 | 0.20123 | #VALUE! | #VALUE! | #VALUE! | #VALUE! | 0 | 0 | 0.20123 | 0.20123 | #VALUE! | #VALUE! |  |  |  | #VALUE! | #VALUE! | #VALUE! | #VALUE! | #VALUE! | #VALUE! | #VALUE!
Friday | 1 | 21 | 2 | 482 | 0 | 0 | 0 | 0 | 0 | 0 | 0 | 0 | 0 | 0 | 0 | 0 | 0 | 0 | 0 | 0 | 0 | 0 | 0 | 0 | 0 | 0 | 0 | 0 | 0.0018115 | 0 | 0 | 0 | 0 | 0 | 0 | 0 | 0 | 0 | 0 | 0 | 0 | 0 | 0 | 0 |  | 0 | 0 | 0 |  | #VALUE! | #VALUE! | #VALUE! | #VALUE! |  |  | #VALUE! | #VALUE! | 0 | 0 | 0.20123 | 0.20123 | #VALUE! | #VALUE! | #VALUE! | #VALUE! | 0 | 0 | 0.20123 | 0.20123 | #VALUE! | #VALUE! | #VALUE! | #VALUE! | 0 | 0 | 0.20123 | 0.20123 | #VALUE! | #VALUE! |  |  |  | #VALUE! | #VALUE! | #VALUE! | #VALUE! | #VALUE! | #VALUE! | #VALUE!
Friday | 1 | 21 | 3 | 483 | 0 | 0 | 0 | 0 | 0 | 0 | 0 | 0 | 0 | 0 | 0 | 0 | 0 | 0 | 0 | 0 | 0 | 0 | 0 | 0 | 0 | 0 | 0 | 0 | 0 | 0 | 0 | 0 | 0 | 0 | 0 | 0 | 0 | 0 | 0 | 0 | 0 | 0 | 0 | 0 |  | 0 | 0 | 0 |  | #VALUE! | #VALUE! | #VALUE! | #VALUE! |  |  | #VALUE! | #VALUE! | 0 | 0 | 0.20123 | 0.20123 | #VALUE! | #VALUE! | #VALUE! | #VALUE! | 0 | 0 | 0.20123 | 0.20123 | #VALUE! | #VALUE! | #VALUE! | #VALUE! | 0 | 0 | 0.20123 | 0.20123 | #VALUE! | #VALUE! |  |  |  | #VALUE! | #VALUE! | #VALUE! | #VALUE! | #VALUE! | #VALUE! | #VALUE!
Friday | 1 | 21 | 4 | 484 | 0 | 0 | 0 | 0 | 0 | 0 | 0 | 0 | 0 | 0 | 0 | 0 | 0 | 0 | 0 | 0 | 0 | 0 | 0 | 0 | 0 | 0 | 0 | 0 | 0 | 0 | 0 | 0 | 0 | 0 | 0 | 0 | 0 | 0 | 0 | 0 | 0 | 0 | 0 | 0 |  | 0 | 0 | 0 |  | #VALUE! | #VALUE! | #VALUE! | #VALUE! |  |  | #VALUE! | #VALUE! | 0 | 0 | 0.20123 | 0.20123 | #VALUE! | #VALUE! | #VALUE! | #VALUE! | 0 | 0 | 0.20123 | 0.20123 | #VALUE! | #VALUE! | #VALUE! | #VALUE! | 0 | 0 | 0.20123 | 0.20123 | #VALUE! | #VALUE! |  |  |  | #VALUE! | #VALUE! | #VALUE! | #VALUE! | #VALUE! | #VALUE! | #VALUE!
Friday | 1 | 21 | 5 | 485 | 0 | 0 | 0 | 0 | 0 | 0 | 0 | 0 | 0 | 0 | 0 | 0 | 0 | 0 | 0 | 0 | 0 | 0 | 0 | 0 | 0 | 0 | 0 | 0 | 0 | 0 | 0 | 0 | 0 | 0 | 0 | 0 | 0 | 0 | 0 | 0 | 0 | 0 | 0 | 0 |  | 0 | 0 | 0 |  | #VALUE! | #VALUE! | #VALUE! | #VALUE! |  |  | #VALUE! | #VALUE! | 0 | 0 | 0.20123 | 0.20123 | #VALUE! | #VALUE! | #VALUE! | #VALUE! | 0 | 0 | 0.20123 | 0.20123 | #VALUE! | #VALUE! | #VALUE! | #VALUE! | 0 | 0 | 0.20123 | 0.20123 | #VALUE! | #VALUE! |  |  |  | #VALUE! | #VALUE! | #VALUE! | #VALUE! | #VALUE! | #VALUE! | #VALUE!
Friday | 1 | 21 | 6 | 486 | 0 | 0 | 0 | 0 | 0 | 0 | 0 | 0 | 0 | 0 | 0 | 0 | 0 | 0 | 0 | 0 | 0 | 0 | 0 | 0 | 0 | 0 | 0 | 0 | 0 | 0 | 0 | 0 | 0 | 0 | 0 | 0 | 0 | 0 | 0 | 0 | 0 | 0 | 0 | 0 |  | 0 | 0 | 0 |  | #VALUE! | #VALUE! | #VALUE! | #VALUE! |  |  | #VALUE! | #VALUE! | 0 | 0 | 0.20123 | 0.20123 | #VALUE! | #VALUE! | #VALUE! | #VALUE! | 0 | 0 | 0.20123 | 0.20123 | #VALUE! | #VALUE! | #VALUE! | #VALUE! | 0 | 0 | 0.20123 | 0.20123 | #VALUE! | #VALUE! |  |  |  | #VALUE! | #VALUE! | #VALUE! | #VALUE! | #VALUE! | #VALUE! | #VALUE!
Friday | 1 | 21 | 7 | 487 | 0 | 0 | 0 | 0 | 0 | 0 | 0 | 0 | 0 | 0 | 0 | 0 | 0 | 0 | 0 | 0 | 0 | 0 | 0 | 0 | 0 | 0 | 0 | 0 | 0 | 0 | 0 | 0 | 0 | 0 | 0 | 0 | 0 | 0 | 0 | 0 | 0 | 0 | 0 | 0 |  | 0 | 0 | 0 |  | #VALUE! | #VALUE! | #VALUE! | #VALUE! |  |  | #VALUE! | #VALUE! | 0 | 0 | 0.20123 | 0.20123 | #VALUE! | #VALUE! | #VALUE! | #VALUE! | 0 | 0 | 0.20123 | 0.20123 | #VALUE! | #VALUE! | #VALUE! | #VALUE! | 0 | 0 | 0.20123 | 0.20123 | #VALUE! | #VALUE! |  |  |  | #VALUE! | #VALUE! | #VALUE! | #VALUE! | #VALUE! | #VALUE! | #VALUE!
Friday | 1 | 21 | 8 | 488 | 0 | 0 | 0 | 0 | 0 | 0 | 0 | 0 | 0 | 0 | 0 | 0 | 0 | 0 | 0 | 0 | 0 | 0 | 0 | 0 | 0 | 0 | 0 | 0 | 0 | 0 | 0 | 0 | 0 | 0 | 0 | 0 | 0 | 0 | 0 | 0 | 0 | 0 | 0 | 0 |  | 0 | 0 | 0 |  | #VALUE! | #VALUE! | #VALUE! | #VALUE! |  |  | #VALUE! | #VALUE! | 0 | 0 | 0.20123 | 0.20123 | #VALUE! | #VALUE! | #VALUE! | #VALUE! | 0 | 0 | 0.20123 | 0.20123 | #VALUE! | #VALUE! | #VALUE! | #VALUE! | 0 | 0 | 0.20123 | 0.20123 | #VALUE! | #VALUE! |  |  |  | #VALUE! | #VALUE! | #VALUE! | #VALUE! | #VALUE! | #VALUE! | #VALUE!
Friday | 1 | 21 | 9 | 489 | 0 | 0 | 0 | 0 | 0 | 0 | 0 | 0 | 0 | 0 | 0 | 0 | 0 | 0 | 0 | 0 | 0 | 0 | 0 | 0 | 0 | 0 | 0 | 0 | 0 | 0 | 0 | 0 | 0 | 0 | 0 | 0 | 0 | 0 | 0 | 0 | 0 | 0 | 0 | 0 |  | 0 | 0 | 0 |  | #VALUE! | #VALUE! | #VALUE! | #VALUE! |  |  | #VALUE! | #VALUE! | 0 | 0 | 0.20123 | 0.20123 | #VALUE! | #VALUE! | #VALUE! | #VALUE! | 0 | 0 | 0.20123 | 0.20123 | #VALUE! | #VALUE! | #VALUE! | #VALUE! | 0 | 0 | 0.20123 | 0.20123 | #VALUE! | #VALUE! |  |  |  | #VALUE! | #VALUE! | #VALUE! | #VALUE! | #VALUE! | #VALUE! | #VALUE!
Friday | 1 | 21 | 10 | 490 | 0 | 0 | 0 | 0 | 0 | 0 | 0 | 0 | 0 | 0 | 0 | 0 | 0 | 0 | 0 | 0 | 0 | 0 | 0 | 0 | 0 | 0 | 0 | 0 | 0 | 0 | 0 | 0 | 0 | 0 | 0 | 0 | 0 | 0 | 0 | 0 | 0 | 0 | 0 | 0 |  | 0 | 0 | 0 |  | #VALUE! | #VALUE! | #VALUE! | #VALUE! |  |  | #VALUE! | #VALUE! | 0 | 0 | 0.20123 | 0.20123 | #VALUE! | #VALUE! | #VALUE! | #VALUE! | 0 | 0 | 0.20123 | 0.20123 | #VALUE! | #VALUE! | #VALUE! | #VALUE! | 0 | 0 | 0.20123 | 0.20123 | #VALUE! | #VALUE! |  |  |  | #VALUE! | #VALUE! | #VALUE! | #VALUE! | #VALUE! | #VALUE! | #VALUE!
Friday | 1 | 21 | 11 | 491 | 0 | 0 | 0 | 0 | 0 | 0 | 0 | 0 | 0 | 0 | 0 | 0 | 0 | 0 | 0 | 0 | 0 | 0 | 0 | 0 | 0 | 0 | 0 | 0 | 0 | 0 | 0 | 0 | 0 | 0 | 0 | 0 | 0 | 0 | 0 | 0 | 0 | 0 | 0 | 0 |  | 0 | 0 | 0 |  | #VALUE! | #VALUE! | #VALUE! | #VALUE! |  |  | #VALUE! | #VALUE! | 0 | 0 | 0.20123 | 0.20123 | #VALUE! | #VALUE! | #VALUE! | #VALUE! | 0 | 0 | 0.20123 | 0.20123 | #VALUE! | #VALUE! | #VALUE! | #VALUE! | 0 | 0 | 0.20123 | 0.20123 | #VALUE! | #VALUE! |  |  |  | #VALUE! | #VALUE! | #VALUE! | #VALUE! | #VALUE! | #VALUE! | #VALUE!
Friday | 1 | 21 | 12 | 492 | 0 | 0 | 0 | 0 | 0 | 0 | 0 | 0 | 0 | 0 | 0 | 0 | 0 | 0 | 0 | 0 | 0 | 0 | 0 | 0 | 0 | 0 | 0 | 0 | 0 | 0 | 0 | 0 | 0 | 0 | 0 | 0 | 0 | 0 | 0 | 0 | 0 | 0 | 0 | 0 |  | 0 | 0 | 0 |  | #VALUE! | #VALUE! | #VALUE! | #VALUE! |  |  | #VALUE! | #VALUE! | 0 | 0 | 0.20123 | 0.20123 | #VALUE! | #VALUE! | #VALUE! | #VALUE! | 0 | 0 | 0.20123 | 0.20123 | #VALUE! | #VALUE! | #VALUE! | #VALUE! | 0 | 0 | 0.20123 | 0.20123 | #VALUE! | #VALUE! |  |  |  | #VALUE! | #VALUE! | #VALUE! | #VALUE! | #VALUE! | #VALUE! | #VALUE!
Friday | 1 | 21 | 13 | 493 | 0 | 0 | 0 | 0 | 0 | 0 | 0 | 0 | 0 | 0 | 0 | 0 | 0 | 0 | 0 | 0 | 0 | 0 | 0 | 0 | 0 | 0 | 0 | 0 | 0 | 0 | 0 | 0 | 0 | 0 | 0 | 0 | 0 | 0 | 0 | 0 | 0 | 0 | 0 | 0 |  | 0 | 0 | 0 |  | #VALUE! | #VALUE! | #VALUE! | #VALUE! |  |  | #VALUE! | #VALUE! | 0 | 0 | 0.20123 | 0.20123 | #VALUE! | #VALUE! | #VALUE! | #VALUE! | 0 | 0 | 0.20123 | 0.20123 | #VALUE! | #VALUE! | #VALUE! | #VALUE! | 0 | 0 | 0.20123 | 0.20123 | #VALUE! | #VALUE! |  |  |  | #VALUE! | #VALUE! | #VALUE! | #VALUE! | #VALUE! | #VALUE! | #VALUE!
Friday | 1 | 21 | 14 | 494 | 0 | 0 | 0 | 0 | 0 | 0 | 0 | 0 | 0 | 0 | 0 | 0 | 0 | 0 | 0 | 0 | 0 | 0 | 0 | 0 | 0 | 0 | 0 | 0 | 0 | 0 | 0 | 0 | 0 | 0 | 0 | 0 | 0 | 0 | 0 | 0 | 0 | 0 | 0 | 0 |  | 0 | 0 | 0 |  | #VALUE! | #VALUE! | #VALUE! | #VALUE! |  |  | #VALUE! | #VALUE! | 0 | 0 | 0.20123 | 0.20123 | #VALUE! | #VALUE! | #VALUE! | #VALUE! | 0 | 0 | 0.20123 | 0.20123 | #VALUE! | #VALUE! | #VALUE! | #VALUE! | 0 | 0 | 0.20123 | 0.20123 | #VALUE! | #VALUE! |  |  |  | #VALUE! | #VALUE! | #VALUE! | #VALUE! | #VALUE! | #VALUE! | #VALUE!
Friday | 1 | 21 | 15 | 495 | 0 | 0 | 0 | 0 | 0 | 0 | 0 | 0 | 0 | 0 | 0 | 0 | 0 | 0 | 0 | 0 | 0 | 0 | 0 | 0 | 0 | 0 | 0 | 0 | 0 | 0 | 0 | 0 | 0 | 0 | 0 | 0 | 0 | 0 | 0 | 0 | 0 | 0 | 0 | 0 |  | 0 | 0 | 0 |  | #VALUE! | #VALUE! | #VALUE! | #VALUE! |  |  | #VALUE! | #VALUE! | 0 | 0 | 0.20123 | 0.20123 | #VALUE! | #VALUE! | #VALUE! | #VALUE! | 0 | 0 | 0.20123 | 0.20123 | #VALUE! | #VALUE! | #VALUE! | #VALUE! | 0 | 0 | 0.20123 | 0.20123 | #VALUE! | #VALUE! |  |  |  | #VALUE! | #VALUE! | #VALUE! | #VALUE! | #VALUE! | #VALUE! | #VALUE!
Friday | 1 | 21 | 16 | 496 | 0 | 0 | 0 | 0 | 0 | 0 | 0 | 0 | 0 | 0 | 0 | 0 | 0 | 0 | 0 | 0 | 0 | 0 | 0 | 0 | 0 | 0 | 0 | 0 | 0 | 0 | 0 | 0 | 0 | 0 | 0 | 0 | 0 | 0 | 0 | 0 | 0 | 0 | 0 | 0 |  | 0 | 0 | 0 |  | #VALUE! | #VALUE! | #VALUE! | #VALUE! |  |  | #VALUE! | #VALUE! | 0 | 0 | 0.20123 | 0.20123 | #VALUE! | #VALUE! | #VALUE! | #VALUE! | 0 | 0 | 0.20123 | 0.20123 | #VALUE! | #VALUE! | #VALUE! | #VALUE! | 0 | 0 | 0.20123 | 0.20123 | #VALUE! | #VALUE! |  |  |  | #VALUE! | #VALUE! | #VALUE! | #VALUE! | #VALUE! | #VALUE! | #VALUE!
Friday | 1 | 21 | 17 | 497 | 0 | 0 | 0 | 0 | 0 | 0 | 0 | 0 | 0 | 0 | 0 | 0 | 0 | 0 | 0 | 0 | 0 | 0 | 0 | 0 | 0 | 0 | 0 | 0 | 0 | 0 | 0 | 0 | 0 | 0 | 0 | 0 | 0 | 0 | 0 | 0 | 0 | 0 | 0 | 0 |  | 0 | 0 | 0 |  | #VALUE! | #VALUE! | #VALUE! | #VALUE! |  |  | #VALUE! | #VALUE! | 0 | 0 | 0.20123 | 0.20123 | #VALUE! | #VALUE! | #VALUE! | #VALUE! | 0 | 0 | 0.20123 | 0.20123 | #VALUE! | #VALUE! | #VALUE! | #VALUE! | 0 | 0 | 0.20123 | 0.20123 | #VALUE! | #VALUE! |  |  |  | #VALUE! | #VALUE! | #VALUE! | #VALUE! | #VALUE! | #VALUE! | #VALUE!
Friday | 1 | 21 | 18 | 498 | 0 | 0 | 0 | 0 | 0 | 0 | 0 | 0 | 0 | 0 | 0 | 0 | 0 | 0 | 0 | 0 | 0 | 0 | 0 | 0 | 0 | 0 | 0 | 0 | 0 | 0 | 0 | 0 | 0 | 0 | 0 | 0 | 0 | 0 | 0 | 0 | 0 | 0 | 0 | 0 |  | 0 | 0 | 0 |  | #VALUE! | #VALUE! | #VALUE! | #VALUE! |  |  | #VALUE! | #VALUE! | 0 | 0 | 0.20123 | 0.20123 | #VALUE! | #VALUE! | #VALUE! | #VALUE! | 0 | 0 | 0.20123 | 0.20123 | #VALUE! | #VALUE! | #VALUE! | #VALUE! | 0 | 0 | 0.20123 | 0.20123 | #VALUE! | #VALUE! |  |  |  | #VALUE! | #VALUE! | #VALUE! | #VALUE! | #VALUE! | #VALUE! | #VALUE!
Friday | 1 | 21 | 19 | 499 | 0 | 0 | 0 | 0 | 0 | 0 | 0 | 0 | 0 | 0 | 0 | 0 | 0 | 0 | 0 | 0 | 0 | 0 | 0 | 0 | 0 | 0 | 0 | 0 | 0 | 0 | 0 | 0 | 0 | 0 | 0 | 0 | 0 | 0 | 0 | 0 | 0 | 0 | 0 | 0 |  | 0 | 0 | 0 |  | #VALUE! | #VALUE! | #VALUE! | #VALUE! |  |  | #VALUE! | #VALUE! | 0 | 0 | 0.20123 | 0.20123 | #VALUE! | #VALUE! | #VALUE! | #VALUE! | 0 | 0 | 0.20123 | 0.20123 | #VALUE! | #VALUE! | #VALUE! | #VALUE! | 0 | 0 | 0.20123 | 0.20123 | #VALUE! | #VALUE! |  |  |  | #VALUE! | #VALUE! | #VALUE! | #VALUE! | #VALUE! | #VALUE! | #VALUE!
Friday | 1 | 21 | 20 | 500 | 0 | 0 | 0 | 0 | 0 | 0 | 0 | 0 | 0 | 0 | 0 | 0 | 0 | 0 | 0 | 0 | 0 | 0 | 0 | 0 | 0 | 0 | 0 | 0 | 0 | 0 | 0 | 0 | 0 | 0 | 0 | 0 | 0 | 0 | 0 | 0 | 0 | 0 | 0 | 0 |  | 0 | 0 | 0 |  | #VALUE! | #VALUE! | #VALUE! | #VALUE! |  |  | #VALUE! | #VALUE! | 0 | 0 | 0.20123 | 0.20123 | #VALUE! | #VALUE! | #VALUE! | #VALUE! | 0 | 0 | 0.20123 | 0.20123 | #VALUE! | #VALUE! | #VALUE! | #VALUE! | 0 | 0 | 0.20123 | 0.20123 | #VALUE! | #VALUE! |  |  |  | #VALUE! | #VALUE! | #VALUE! | #VALUE! | #VALUE! | #VALUE! | #VALUE!
Friday | 1 | 21 | 21 | 501 | 0 | 0 | 0 | 0 | 0 | 0 | 0 | 0 | 0 | 0 | 0 | 0 | 0 | 0 | 0 | 0 | 0 | 0 | 0 | 0 | 0 | 0 | 0 | 0 | 0 | 0 | 0 | 0 | 0 | 0 | 0 | 0 | 0 | 0 | 0 | 0 | 0 | 0 | 0 | 0 |  | 0 | 0 | 0 |  | #VALUE! | #VALUE! | #VALUE! | #VALUE! |  |  | #VALUE! | #VALUE! | 0 | 0 | 0.20123 | 0.20123 | #VALUE! | #VALUE! | #VALUE! | #VALUE! | 0 | 0 | 0.20123 | 0.20123 | #VALUE! | #VALUE! | #VALUE! | #VALUE! | 0 | 0 | 0.20123 | 0.20123 | #VALUE! | #VALUE! |  |  |  | #VALUE! | #VALUE! | #VALUE! | #VALUE! | #VALUE! | #VALUE! | #VALUE!
Friday | 1 | 21 | 22 | 502 | 0 | 0 | 0 | 0 | 0 | 0 | 0 | 0 | 0 | 0 | 0 | 0 | 0 | 0 | 0 | 0 | 0 | 0 | 0 | 0 | 0 | 0 | 0 | 0 | 0 | 0 | 0 | 0 | 0 | 0 | 0 | 0 | 0 | 0 | 0 | 0 | 0 | 0 | 0 | 0 |  | 0 | 0 | 0 |  | #VALUE! | #VALUE! | #VALUE! | #VALUE! |  |  | #VALUE! | #VALUE! | 0 | 0 | 0.20123 | 0.20123 | #VALUE! | #VALUE! | #VALUE! | #VALUE! | 0 | 0 | 0.20123 | 0.20123 | #VALUE! | #VALUE! | #VALUE! | #VALUE! | 0 | 0 | 0.20123 | 0.20123 | #VALUE! | #VALUE! |  |  |  | #VALUE! | #VALUE! | #VALUE! | #VALUE! | #VALUE! | #VALUE! | #VALUE!
Friday | 1 | 21 | 23 | 503 | 0 | 0 | 0 | 0 | 0 | 0 | 0 | 0 | 0 | 0 | 0 | 0 | 0 | 0 | 0 | 0 | 0 | 0 | 0 | 0 | 0 | 0 | 0 | 0 | 0 | 0 | 0 | 0 | 0 | 0 | 0 | 0 | 0 | 0 | 0 | 0 | 0 | 0 | 0 | 0 |  | 0 | 0 | 0 |  | #VALUE! | #VALUE! | #VALUE! | #VALUE! |  |  | #VALUE! | #VALUE! | 0 | 0 | 0.20123 | 0.20123 | #VALUE! | #VALUE! | #VALUE! | #VALUE! | 0 | 0 | 0.20123 | 0.20123 | #VALUE! | #VALUE! | #VALUE! | #VALUE! | 0 | 0 | 0.20123 | 0.20123 | #VALUE! | #VALUE! |  |  |  | #VALUE! | #VALUE! | #VALUE! | #VALUE! | #VALUE! | #VALUE! | #VALUE!
Friday | 1 | 21 | 24 | 504 | 0 | 0 | 0 | 0 | 0 | 0 | 0 | 0 | 0 | 0 | 0 | 0 | 0 | 0 | 0 | 0 | 0 | 0 | 0 | 0 | 0 | 0 | 0 | 0 | 0 | 0 | 0 | 0 | 0 | 0 | 0 | 0 | 0 | 0 | 0 | 0 | 0 | 0 | 0 | 0 |  | 0 | 0 | 0 |  | #VALUE! | #VALUE! | #VALUE! | #VALUE! |  |  | #VALUE! | #VALUE! | 0 | 0 | 0.20123 | 0.20123 | #VALUE! | #VALUE! | #VALUE! | #VALUE! | 0 | 0 | 0.20123 | 0.20123 | #VALUE! | #VALUE! | #VALUE! | #VALUE! | 0 | 0 | 0.20123 | 0.20123 | #VALUE! | #VALUE! |  |  |  | #VALUE! | #VALUE! | #VALUE! | #VALUE! | #VALUE! | #VALUE! | #VALUE!
Saturday | 1 | 22 | 1 | 505 | 0 | 0 | 0 | 0 | 0 | 0 | 0 | 0 | 0 | 0 | 0 | 0 | 0 | 0 | 0 | 0 | 0 | 0 | 0 | 0 | 0 | 0 | 0 | 0 | 0 | 0 | 0 | 0 | 0 | 0 | 0 | 0 | 0 | 0 | 0 | 0 | 0 | 0 | 0 | 0 |  | 0 | 0 | 0 |  | #VALUE! | #VALUE! | #VALUE! | #VALUE! |  |  | #VALUE! | #VALUE! | 0 | 0 | 0.20123 | 0.20123 | #VALUE! | #VALUE! | #VALUE! | #VALUE! | 0 | 0 | 0.20123 | 0.20123 | #VALUE! | #VALUE! | #VALUE! | #VALUE! | 0 | 0 | 0.20123 | 0.20123 | #VALUE! | #VALUE! |  |  |  | #VALUE! | #VALUE! | #VALUE! | #VALUE! | #VALUE! | #VALUE! | #VALUE!
Saturday | 1 | 22 | 2 | 506 | 0 | 0 | 0 | 0 | 0 | 0 | 0 | 0 | 0 | 0 | 0 | 0 | 0 | 0 | 0 | 0 | 0 | 0 | 0 | 0 | 0 | 0 | 0 | 0 | 0.0014959 | 0 | 0 | 0 | 0 | 0 | 0 | 0 | 0 | 0 | 0 | 0 | 0 | 0 | 0 | 0 |  | 0 | 0 | 0 |  | #VALUE! | #VALUE! | #VALUE! | #VALUE! |  |  | #VALUE! | #VALUE! | 0 | 0 | 0.20123 | 0.20123 | #VALUE! | #VALUE! | #VALUE! | #VALUE! | 0 | 0 | 0.20123 | 0.20123 | #VALUE! | #VALUE! | #VALUE! | #VALUE! | 0 | 0 | 0.20123 | 0.20123 | #VALUE! | #VALUE! |  |  |  | #VALUE! | #VALUE! | #VALUE! | #VALUE! | #VALUE! | #VALUE! | #VALUE!
Saturday | 1 | 22 | 3 | 507 | 0 | 0 | 0 | 0 | 0 | 0 | 0 | 0 | 0 | 0 | 0 | 0 | 0 | 0 | 0 | 0 | 0 | 0 | 0 | 0 | 0 | 0 | 0 | 0 | 0.0113 | 0 | 0 | 0 | 0 | 0 | 0 | 0 | 0 | 0 | 0 | 0 | 0 | 0 | 0 | 0 |  | 0 | 0 | 0 |  | #VALUE! | #VALUE! | #VALUE! | #VALUE! |  |  | #VALUE! | #VALUE! | 0 | 0 | 0.20123 | 0.20123 | #VALUE! | #VALUE! | #VALUE! | #VALUE! | 0 | 0 | 0.20123 | 0.20123 | #VALUE! | #VALUE! | #VALUE! | #VALUE! | 0 | 0 | 0.20123 | 0.20123 | #VALUE! | #VALUE! |  |  |  | #VALUE! | #VALUE! | #VALUE! | #VALUE! | #VALUE! | #VALUE! | #VALUE!
Saturday | 1 | 22 | 4 | 508 | 0 | 0 | 0 | 0 | 0 | 0 | 0 | 0 | 0 | 0 | 0 | 0 | 0 | 0 | 0 | 0 | 0 | 0 | 0 | 0 | 0 | 0 | 0 | 0 | 0 | 0 | 0 | 0 | 0 | 0 | 0 | 0 | 0 | 0 | 0 | 0 | 0 | 0 | 0 | 0 |  | 0 | 0 | 0 |  | #VALUE! | #VALUE! | #VALUE! | #VALUE! |  |  | #VALUE! | #VALUE! | 0 | 0 | 0.20123 | 0.20123 | #VALUE! | #VALUE! | #VALUE! | #VALUE! | 0 | 0 | 0.20123 | 0.20123 | #VALUE! | #VALUE! | #VALUE! | #VALUE! | 0 | 0 | 0.20123 | 0.20123 | #VALUE! | #VALUE! |  |  |  | #VALUE! | #VALUE! | #VALUE! | #VALUE! | #VALUE! | #VALUE! | #VALUE!
Saturday | 1 | 22 | 5 | 509 | 0 | 0 | 0 | 0 | 0 | 0 | 0 | 0 | 0 | 0 | 0 | 0 | 0 | 0 | 0 | 0 | 0 | 0 | 0 | 0 | 0 | 0 | 0 | 0 | 0 | 0 | 0 | 0 | 0 | 0 | 0 | 0 | 0 | 0 | 0 | 0 | 0 | 0 | 0 | 0 |  | 0 | 0 | 0 |  | #VALUE! | #VALUE! | #VALUE! | #VALUE! |  |  | #VALUE! | #VALUE! | 0 | 0 | 0.20123 | 0.20123 | #VALUE! | #VALUE! | #VALUE! | #VALUE! | 0 | 0 | 0.20123 | 0.20123 | #VALUE! | #VALUE! | #VALUE! | #VALUE! | 0 | 0 | 0.20123 | 0.20123 | #VALUE! | #VALUE! |  |  |  | #VALUE! | #VALUE! | #VALUE! | #VALUE! | #VALUE! | #VALUE! | #VALUE!
Saturday | 1 | 22 | 6 | 510 | 0 | 0 | 0 | 0 | 0 | 0 | 0 | 0 | 0 | 0 | 0 | 0 | 0 | 0 | 0 | 0 | 0 | 0 | 0 | 0 | 0 | 0 | 0 | 0 | 0 | 0 | 0 | 0 | 0 | 0 | 0 | 0 | 0 | 0 | 0 | 0 | 0 | 0 | 0 | 0 |  | 0 | 0 | 0 |  | #VALUE! | #VALUE! | #VALUE! | #VALUE! |  |  | #VALUE! | #VALUE! | 0 | 0 | 0.20123 | 0.20123 | #VALUE! | #VALUE! | #VALUE! | #VALUE! | 0 | 0 | 0.20123 | 0.20123 | #VALUE! | #VALUE! | #VALUE! | #VALUE! | 0 | 0 | 0.20123 | 0.20123 | #VALUE! | #VALUE! |  |  |  | #VALUE! | #VALUE! | #VALUE! | #VALUE! | #VALUE! | #VALUE! | #VALUE!
Saturday | 1 | 22 | 7 | 511 | 0 | 0 | 0 | 0 | 0 | 0 | 0 | 0 | 0 | 0 | 0 | 0 | 0 | 0 | 0 | 0 | 0 | 0 | 0 | 0 | 0 | 0 | 0 | 0 | 0 | 0 | 0 | 0 | 0 | 0 | 0 | 0 | 0 | 0 | 0 | 0 | 0 | 0 | 0 | 0 |  | 0 | 0 | 0 |  | #VALUE! | #VALUE! | #VALUE! | #VALUE! |  |  | #VALUE! | #VALUE! | 0 | 0 | 0.20123 | 0.20123 | #VALUE! | #VALUE! | #VALUE! | #VALUE! | 0 | 0 | 0.20123 | 0.20123 | #VALUE! | #VALUE! | #VALUE! | #VALUE! | 0 | 0 | 0.20123 | 0.20123 | #VALUE! | #VALUE! |  |  |  | #VALUE! | #VALUE! | #VALUE! | #VALUE! | #VALUE! | #VALUE! | #VALUE!
Saturday | 1 | 22 | 8 | 512 | 0 | 0 | 0 | 0 | 0 | 0 | 0 | 0 | 0 | 0 | 0 | 0 | 0 | 0 | 0 | 0 | 0 | 0 | 0 | 0 | 0 | 0 | 0 | 0 | 0 | 0 | 0 | 0 | 0 | 0 | 0 | 0 | 0 | 0 | 0 | 0 | 0 | 0 | 0 | 0 |  | 0 | 0 | 0 |  | #VALUE! | #VALUE! | #VALUE! | #VALUE! |  |  | #VALUE! | #VALUE! | 0 | 0 | 0.20123 | 0.20123 | #VALUE! | #VALUE! | #VALUE! | #VALUE! | 0 | 0 | 0.20123 | 0.20123 | #VALUE! | #VALUE! | #VALUE! | #VALUE! | 0 | 0 | 0.20123 | 0.20123 | #VALUE! | #VALUE! |  |  |  | #VALUE! | #VALUE! | #VALUE! | #VALUE! | #VALUE! | #VALUE! | #VALUE!
Saturday | 1 | 22 | 9 | 513 | 0 | 0 | 0 | 0 | 0 | 0 | 0 | 0 | 0 | 0 | 0 | 0 | 0 | 0 | 0 | 0 | 0 | 0 | 0 | 0 | 0 | 0 | 0 | 0 | 0 | 0 | 0 | 0 | 0 | 0 | 0 | 0 | 0 | 0 | 0 | 0 | 0 | 0 | 0 | 0 |  | 0 | 0 | 0 |  | #VALUE! | #VALUE! | #VALUE! | #VALUE! |  |  | #VALUE! | #VALUE! | 0 | 0 | 0.20123 | 0.20123 | #VALUE! | #VALUE! | #VALUE! | #VALUE! | 0 | 0 | 0.20123 | 0.20123 | #VALUE! | #VALUE! | #VALUE! | #VALUE! | 0 | 0 | 0.20123 | 0.20123 | #VALUE! | #VALUE! |  |  |  | #VALUE! | #VALUE! | #VALUE! | #VALUE! | #VALUE! | #VALUE! | #VALUE!
Saturday | 1 | 22 | 10 | 514 | 0 | 0 | 0 | 0 | 0 | 0 | 0 | 0 | 0 | 0 | 0 | 0 | 0 | 0 | 0 | 0 | 0 | 0 | 0 | 0 | 0 | 0 | 0 | 0 | 0 | 0 | 0 | 0 | 0 | 0 | 0 | 0 | 0 | 0 | 0 | 0 | 0 | 0 | 0 | 0 |  | 0 | 0 | 0 |  | #VALUE! | #VALUE! | #VALUE! | #VALUE! |  |  | #VALUE! | #VALUE! | 0 | 0 | 0.20123 | 0.20123 | #VALUE! | #VALUE! | #VALUE! | #VALUE! | 0 | 0 | 0.20123 | 0.20123 | #VALUE! | #VALUE! | #VALUE! | #VALUE! | 0 | 0 | 0.20123 | 0.20123 | #VALUE! | #VALUE! |  |  |  | #VALUE! | #VALUE! | #VALUE! | #VALUE! | #VALUE! | #VALUE! | #VALUE!
Saturday | 1 | 22 | 11 | 515 | 0 | 0 | 0 | 0 | 0 | 0 | 0 | 0 | 0 | 0 | 0 | 0 | 0 | 0 | 0 | 0 | 0 | 0 | 0 | 0 | 0 | 0 | 0 | 0 | 0 | 0 | 0 | 0 | 0 | 0 | 0 | 0 | 0 | 0 | 0 | 0 | 0 | 0 | 0 | 0 |  | 0 | 0 | 0 |  | #VALUE! | #VALUE! | #VALUE! | #VALUE! |  |  | #VALUE! | #VALUE! | 0 | 0 | 0.20123 | 0.20123 | #VALUE! | #VALUE! | #VALUE! | #VALUE! | 0 | 0 | 0.20123 | 0.20123 | #VALUE! | #VALUE! | #VALUE! | #VALUE! | 0 | 0 | 0.20123 | 0.20123 | #VALUE! | #VALUE! |  |  |  | #VALUE! | #VALUE! | #VALUE! | #VALUE! | #VALUE! | #VALUE! | #VALUE!
Saturday | 1 | 22 | 12 | 516 | 0 | 0 | 0 | 0 | 0 | 0 | 0 | 0 | 0 | 0 | 0 | 0 | 0 | 0 | 0 | 0 | 0 | 0 | 0 | 0 | 0 | 0 | 0 | 0 | 0 | 0 | 0 | 0 | 0 | 0 | 0 | 0 | 0 | 0 | 0 | 0 | 0 | 0 | 0 | 0 |  | 0 | 0 | 0 |  | #VALUE! | #VALUE! | #VALUE! | #VALUE! |  |  | #VALUE! | #VALUE! | 0 | 0 | 0.20123 | 0.20123 | #VALUE! | #VALUE! | #VALUE! | #VALUE! | 0 | 0 | 0.20123 | 0.20123 | #VALUE! | #VALUE! | #VALUE! | #VALUE! | 0 | 0 | 0.20123 | 0.20123 | #VALUE! | #VALUE! |  |  |  | #VALUE! | #VALUE! | #VALUE! | #VALUE! | #VALUE! | #VALUE! | #VALUE!
Saturday | 1 | 22 | 13 | 517 | 0 | 0 | 0 | 0 | 0 | 0 | 0 | 0 | 0 | 0 | 0 | 0 | 0 | 0 | 0 | 0 | 0 | 0 | 0 | 0 | 0 | 0 | 0 | 0 | 0 | 0 | 0 | 0 | 0 | 0 | 0 | 0 | 0 | 0 | 0 | 0 | 0 | 0 | 0 | 0 |  | 0 | 0 | 0 |  | #VALUE! | #VALUE! | #VALUE! | #VALUE! |  |  | #VALUE! | #VALUE! | 0 | 0 | 0.20123 | 0.20123 | #VALUE! | #VALUE! | #VALUE! | #VALUE! | 0 | 0 | 0.20123 | 0.20123 | #VALUE! | #VALUE! | #VALUE! | #VALUE! | 0 | 0 | 0.20123 | 0.20123 | #VALUE! | #VALUE! |  |  |  | #VALUE! | #VALUE! | #VALUE! | #VALUE! | #VALUE! | #VALUE! | #VALUE!
Saturday | 1 | 22 | 14 | 518 | 0 | 0 | 0 | 0 | 0 | 0 | 0 | 0 | 0 | 0 | 0 | 0 | 0 | 0 | 0 | 0 | 0 | 0 | 0 | 0 | 0 | 0 | 0 | 0 | 0 | 0 | 0 | 0 | 0 | 0 | 0 | 0 | 0 | 0 | 0 | 0 | 0 | 0 | 0 | 0 |  | 0 | 0 | 0 |  | #VALUE! | #VALUE! | #VALUE! | #VALUE! |  |  | #VALUE! | #VALUE! | 0 | 0 | 0.20123 | 0.20123 | #VALUE! | #VALUE! | #VALUE! | #VALUE! | 0 | 0 | 0.20123 | 0.20123 | #VALUE! | #VALUE! | #VALUE! | #VALUE! | 0 | 0 | 0.20123 | 0.20123 | #VALUE! | #VALUE! |  |  |  | #VALUE! | #VALUE! | #VALUE! | #VALUE! | #VALUE! | #VALUE! | #VALUE!
Saturday | 1 | 22 | 15 | 519 | 0 | 0 | 0 | 0 | 0 | 0 | 0 | 0 | 0 | 0 | 0 | 0 | 0 | 0 | 0 | 0 | 0 | 0 | 0 | 0 | 0 | 0 | 0 | 0 | 0 | 0 | 0 | 0 | 0 | 0 | 0 | 0 | 0 | 0 | 0 | 0 | 0 | 0 | 0 | 0 |  | 0 | 0 | 0 |  | #VALUE! | #VALUE! | #VALUE! | #VALUE! |  |  | #VALUE! | #VALUE! | 0 | 0 | 0.20123 | 0.20123 | #VALUE! | #VALUE! | #VALUE! | #VALUE! | 0 | 0 | 0.20123 | 0.20123 | #VALUE! | #VALUE! | #VALUE! | #VALUE! | 0 | 0 | 0.20123 | 0.20123 | #VALUE! | #VALUE! |  |  |  | #VALUE! | #VALUE! | #VALUE! | #VALUE! | #VALUE! | #VALUE! | #VALUE!
Saturday | 1 | 22 | 16 | 520 | 0 | 0 | 0 | 0 | 0 | 0 | 0 | 0 | 0 | 0 | 0 | 0 | 0 | 0 | 0 | 0 | 0 | 0 | 0 | 0 | 0 | 0 | 0 | 0 | 0 | 0 | 0 | 0 | 0 | 0 | 0 | 0 | 0 | 0 | 0 | 0 | 0 | 0 | 0 | 0 |  | 0 | 0 | 0 |  | #VALUE! | #VALUE! | #VALUE! | #VALUE! |  |  | #VALUE! | #VALUE! | 0 | 0 | 0.20123 | 0.20123 | #VALUE! | #VALUE! | #VALUE! | #VALUE! | 0 | 0 | 0.20123 | 0.20123 | #VALUE! | #VALUE! | #VALUE! | #VALUE! | 0 | 0 | 0.20123 | 0.20123 | #VALUE! | #VALUE! |  |  |  | #VALUE! | #VALUE! | #VALUE! | #VALUE! | #VALUE! | #VALUE! | #VALUE!
Saturday | 1 | 22 | 17 | 521 | 0 | 0 | 0 | 0 | 0 | 0 | 0 | 0 | 0 | 0 | 0 | 0 | 0 | 0 | 0 | 0 | 0 | 0 | 0 | 0 | 0 | 0 | 0 | 0 | 0 | 0 | 0 | 0 | 0 | 0 | 0 | 0 | 0 | 0 | 0 | 0 | 0 | 0 | 0 | 0 |  | 0 | 0 | 0 |  | #VALUE! | #VALUE! | #VALUE! | #VALUE! |  |  | #VALUE! | #VALUE! | 0 | 0 | 0.20123 | 0.20123 | #VALUE! | #VALUE! | #VALUE! | #VALUE! | 0 | 0 | 0.20123 | 0.20123 | #VALUE! | #VALUE! | #VALUE! | #VALUE! | 0 | 0 | 0.20123 | 0.20123 | #VALUE! | #VALUE! |  |  |  | #VALUE! | #VALUE! | #VALUE! | #VALUE! | #VALUE! | #VALUE! | #VALUE!
Saturday | 1 | 22 | 18 | 522 | 0 | 0 | 0 | 0 | 0 | 0 | 0 | 0 | 0 | 0 | 0 | 0 | 0 | 0 | 0 | 0 | 0 | 0 | 0 | 0 | 0 | 0 | 0 | 0 | 0 | 0 | 0 | 0 | 0 | 0 | 0 | 0 | 0 | 0 | 0 | 0 | 0 | 0 | 0 | 0 |  | 0 | 0 | 0 |  | #VALUE! | #VALUE! | #VALUE! | #VALUE! |  |  | #VALUE! | #VALUE! | 0 | 0 | 0.20123 | 0.20123 | #VALUE! | #VALUE! | #VALUE! | #VALUE! | 0 | 0 | 0.20123 | 0.20123 | #VALUE! | #VALUE! | #VALUE! | #VALUE! | 0 | 0 | 0.20123 | 0.20123 | #VALUE! | #VALUE! |  |  |  | #VALUE! | #VALUE! | #VALUE! | #VALUE! | #VALUE! | #VALUE! | #VALUE!
Saturday | 1 | 22 | 19 | 523 | 0 | 0 | 0 | 0 | 0 | 0 | 0 | 0 | 0 | 0 | 0 | 0 | 0 | 0 | 0 | 0 | 0 | 0 | 0 | 0 | 0 | 0 | 0 | 0 | 0 | 0 | 0 | 0 | 0 | 0 | 0 | 0 | 0 | 0 | 0 | 0 | 0 | 0 | 0 | 0 |  | 0 | 0 | 0 |  | #VALUE! | #VALUE! | #VALUE! | #VALUE! |  |  | #VALUE! | #VALUE! | 0 | 0 | 0.20123 | 0.20123 | #VALUE! | #VALUE! | #VALUE! | #VALUE! | 0 | 0 | 0.20123 | 0.20123 | #VALUE! | #VALUE! | #VALUE! | #VALUE! | 0 | 0 | 0.20123 | 0.20123 | #VALUE! | #VALUE! |  |  |  | #VALUE! | #VALUE! | #VALUE! | #VALUE! | #VALUE! | #VALUE! | #VALUE!
Saturday | 1 | 22 | 20 | 524 | 0 | 0 | 0 | 0 | 0 | 0 | 0 | 0 | 0 | 0 | 0 | 0 | 0 | 0 | 0 | 0 | 0 | 0 | 0 | 0 | 0 | 0 | 0 | 0 | 0 | 0 | 0 | 0 | 0 | 0 | 0 | 0 | 0 | 0 | 0 | 0 | 0 | 0 | 0 | 0 |  | 0 | 0 | 0 |  | #VALUE! | #VALUE! | #VALUE! | #VALUE! |  |  | #VALUE! | #VALUE! | 0 | 0 | 0.20123 | 0.20123 | #VALUE! | #VALUE! | #VALUE! | #VALUE! | 0 | 0 | 0.20123 | 0.20123 | #VALUE! | #VALUE! | #VALUE! | #VALUE! | 0 | 0 | 0.20123 | 0.20123 | #VALUE! | #VALUE! |  |  |  | #VALUE! | #VALUE! | #VALUE! | #VALUE! | #VALUE! | #VALUE! | #VALUE!
Saturday | 1 | 22 | 21 | 525 | 0 | 0 | 0 | 0 | 0 | 0 | 0 | 0 | 0 | 0 | 0 | 0 | 0 | 0 | 0 | 0 | 0 | 0 | 0 | 0 | 0 | 0 | 0 | 0 | 0 | 0 | 0 | 0 | 0 | 0 | 0 | 0 | 0 | 0 | 0 | 0 | 0 | 0 | 0 | 0 |  | 0 | 0 | 0 |  | #VALUE! | #VALUE! | #VALUE! | #VALUE! |  |  | #VALUE! | #VALUE! | 0 | 0 | 0.20123 | 0.20123 | #VALUE! | #VALUE! | #VALUE! | #VALUE! | 0 | 0 | 0.20123 | 0.20123 | #VALUE! | #VALUE! | #VALUE! | #VALUE! | 0 | 0 | 0.20123 | 0.20123 | #VALUE! | #VALUE! |  |  |  | #VALUE! | #VALUE! | #VALUE! | #VALUE! | #VALUE! | #VALUE! | #VALUE!
Saturday | 1 | 22 | 22 | 526 | 0 | 0 | 0 | 0 | 0 | 0 | 0 | 0 | 0 | 0 | 0 | 0 | 0 | 0 | 0 | 0 | 0 | 0 | 0 | 0 | 0 | 0 | 0 | 0 | 0 | 0 | 0 | 0 | 0 | 0 | 0 | 0 | 0 | 0 | 0 | 0 | 0 | 0 | 0 | 0 |  | 0 | 0 | 0 |  | #VALUE! | #VALUE! | #VALUE! | #VALUE! |  |  | #VALUE! | #VALUE! | 0 | 0 | 0.20123 | 0.20123 | #VALUE! | #VALUE! | #VALUE! | #VALUE! | 0 | 0 | 0.20123 | 0.20123 | #VALUE! | #VALUE! | #VALUE! | #VALUE! | 0 | 0 | 0.20123 | 0.20123 | #VALUE! | #VALUE! |  |  |  | #VALUE! | #VALUE! | #VALUE! | #VALUE! | #VALUE! | #VALUE! | #VALUE!
Saturday | 1 | 22 | 23 | 527 | 0 | 0 | 0 | 0 | 0 | 0 | 0 | 0 | 0 | 0 | 0 | 0 | 0 | 0 | 0 | 0 | 0 | 0 | 0 | 0 | 0 | 0 | 0 | 0 | 0 | 0 | 0 | 0 | 0 | 0 | 0 | 0 | 0 | 0 | 0 | 0 | 0 | 0 | 0 | 0 |  | 0 | 0 | 0 |  | #VALUE! | #VALUE! | #VALUE! | #VALUE! |  |  | #VALUE! | #VALUE! | 0 | 0 | 0.20123 | 0.20123 | #VALUE! | #VALUE! | #VALUE! | #VALUE! | 0 | 0 | 0.20123 | 0.20123 | #VALUE! | #VALUE! | #VALUE! | #VALUE! | 0 | 0 | 0.20123 | 0.20123 | #VALUE! | #VALUE! |  |  |  | #VALUE! | #VALUE! | #VALUE! | #VALUE! | #VALUE! | #VALUE! | #VALUE!
Saturday | 1 | 22 | 24 | 528 | 0 | 0 | 0 | 0 | 0 | 0 | 0 | 0 | 0 | 0 | 0 | 0 | 0 | 0 | 0 | 0 | 0 | 0 | 0 | 0 | 0 | 0 | 0 | 0 | 0 | 0 | 0 | 0 | 0 | 0 | 0 | 0 | 0 | 0 | 0 | 0 | 0 | 0 | 0 | 0 |  | 0 | 0 | 0 |  | #VALUE! | #VALUE! | #VALUE! | #VALUE! |  |  | #VALUE! | #VALUE! | 0 | 0 | 0.20123 | 0.20123 | #VALUE! | #VALUE! | #VALUE! | #VALUE! | 0 | 0 | 0.20123 | 0.20123 | #VALUE! | #VALUE! | #VALUE! | #VALUE! | 0 | 0 | 0.20123 | 0.20123 | #VALUE! | #VALUE! |  |  |  | #VALUE! | #VALUE! | #VALUE! | #VALUE! | #VALUE! | #VALUE! | #VALUE!
Sunday | 1 | 23 | 1 | 529 | 0 | 0 | 0 | 0 | 0 | 0 | 0 | 0 | 0 | 0 | 0 | 0 | 0 | 0 | 0 | 0 | 0 | 0 | 0 | 0 | 0 | 0 | 0 | 0 | 0 | 0 | 0 | 0 | 0 | 0 | 0 | 0 | 0 | 0 | 0 | 0 | 0 | 0 | 0 | 0 |  | 0 | 0 | 0 |  | #VALUE! | #VALUE! | #VALUE! | #VALUE! |  |  | #VALUE! | #VALUE! | 0 | 0 | 0.20123 | 0.20123 | #VALUE! | #VALUE! | #VALUE! | #VALUE! | 0 | 0 | 0.20123 | 0.20123 | #VALUE! | #VALUE! | #VALUE! | #VALUE! | 0 | 0 | 0.20123 | 0.20123 | #VALUE! | #VALUE! |  |  |  | #VALUE! | #VALUE! | #VALUE! | #VALUE! | #VALUE! | #VALUE! | #VALUE!
Sunday | 1 | 23 | 2 | 530 | 0 | 0 | 0 | 0 | 0 | 0 | 0 | 0 | 0 | 0 | 0 | 0 | 0 | 0 | 0 | 0 | 0 | 0 | 0 | 0 | 0 | 0 | 0 | 0 | 0 | 0 | 0 | 0 | 0 | 0 | 0 | 0 | 0 | 0 | 0 | 0 | 0 | 0 | 0 | 0 |  | 0 | 0 | 0 |  | #VALUE! | #VALUE! | #VALUE! | #VALUE! |  |  | #VALUE! | #VALUE! | 0 | 0 | 0.20123 | 0.20123 | #VALUE! | #VALUE! | #VALUE! | #VALUE! | 0 | 0 | 0.20123 | 0.20123 | #VALUE! | #VALUE! | #VALUE! | #VALUE! | 0 | 0 | 0.20123 | 0.20123 | #VALUE! | #VALUE! |  |  |  | #VALUE! | #VALUE! | #VALUE! | #VALUE! | #VALUE! | #VALUE! | #VALUE!
Sunday | 1 | 23 | 3 | 531 | 0 | 0 | 0 | 0 | 0 | 0 | 0 | 0 | 0 | 0 | 0 | 0 | 0 | 0 | 0 | 0 | 0 | 0 | 0 | 0 | 0 | 0 | 0 | 0 | 0.009905 | 0 | 0 | 0 | 0 | 0 | 0 | 0 | 0 | 0 | 0 | 0 | 0 | 0 | 0 | 0 |  | 0 | 0 | 0 |  | #VALUE! | #VALUE! | #VALUE! | #VALUE! |  |  | #VALUE! | #VALUE! | 0 | 0 | 0.20123 | 0.20123 | #VALUE! | #VALUE! | #VALUE! | #VALUE! | 0 | 0 | 0.20123 | 0.20123 | #VALUE! | #VALUE! | #VALUE! | #VALUE! | 0 | 0 | 0.20123 | 0.20123 | #VALUE! | #VALUE! |  |  |  | #VALUE! | #VALUE! | #VALUE! | #VALUE! | #VALUE! | #VALUE! | #VALUE!
Sunday | 1 | 23 | 4 | 532 | 0 | 0 | 0 | 0 | 0 | 0 | 0 | 0 | 0 | 0 | 0 | 0 | 0 | 0 | 0 | 0 | 0 | 0 | 0 | 0 | 0 | 0 | 0 | 0 | 0 | 0 | 0 | 0 | 0 | 0 | 0 | 0 | 0 | 0 | 0 | 0 | 0 | 0 | 0 | 0 |  | 0 | 0 | 0 |  | #VALUE! | #VALUE! | #VALUE! | #VALUE! |  |  | #VALUE! | #VALUE! | 0 | 0 | 0.20123 | 0.20123 | #VALUE! | #VALUE! | #VALUE! | #VALUE! | 0 | 0 | 0.20123 | 0.20123 | #VALUE! | #VALUE! | #VALUE! | #VALUE! | 0 | 0 | 0.20123 | 0.20123 | #VALUE! | #VALUE! |  |  |  | #VALUE! | #VALUE! | #VALUE! | #VALUE! | #VALUE! | #VALUE! | #VALUE!
Sunday | 1 | 23 | 5 | 533 | 0 | 0 | 0 | 0 | 0 | 0 | 0 | 0 | 0 | 0 | 0 | 0 | 0 | 0 | 0 | 0 | 0 | 0 | 0 | 0 | 0 | 0 | 0 | 0 | 0 | 0 | 0 | 0 | 0 | 0 | 0 | 0 | 0 | 0 | 0 | 0 | 0 | 0 | 0 | 0 |  | 0 | 0 | 0 |  | #VALUE! | #VALUE! | #VALUE! | #VALUE! |  |  | #VALUE! | #VALUE! | 0 | 0 | 0.20123 | 0.20123 | #VALUE! | #VALUE! | #VALUE! | #VALUE! | 0 | 0 | 0.20123 | 0.20123 | #VALUE! | #VALUE! | #VALUE! | #VALUE! | 0 | 0 | 0.20123 | 0.20123 | #VALUE! | #VALUE! |  |  |  | #VALUE! | #VALUE! | #VALUE! | #VALUE! | #VALUE! | #VALUE! | #VALUE!
Sunday | 1 | 23 | 6 | 534 | 0 | 0 | 0 | 0 | 0 | 0 | 0 | 0 | 0 | 0 | 0 | 0 | 0 | 0 | 0 | 0 | 0 | 0 | 0 | 0 | 0 | 0 | 0 | 0 | 0 | 0 | 0 | 0 | 0 | 0 | 0 | 0 | 0 | 0 | 0 | 0 | 0 | 0 | 0 | 0 |  | 0 | 0 | 0 |  | #VALUE! | #VALUE! | #VALUE! | #VALUE! |  |  | #VALUE! | #VALUE! | 0 | 0 | 0.20123 | 0.20123 | #VALUE! | #VALUE! | #VALUE! | #VALUE! | 0 | 0 | 0.20123 | 0.20123 | #VALUE! | #VALUE! | #VALUE! | #VALUE! | 0 | 0 | 0.20123 | 0.20123 | #VALUE! | #VALUE! |  |  |  | #VALUE! | #VALUE! | #VALUE! | #VALUE! | #VALUE! | #VALUE! | #VALUE!
Sunday | 1 | 23 | 7 | 535 | 0 | 0 | 0 | 0 | 0 | 0 | 0 | 0 | 0 | 0 | 0 | 0 | 0 | 0 | 0 | 0 | 0 | 0 | 0 | 0 | 0 | 0 | 0 | 0 | 0 | 0 | 0 | 0 | 0 | 0 | 0 | 0 | 0 | 0 | 0 | 0 | 0 | 0 | 0 | 0 |  | 0 | 0 | 0 |  | #VALUE! | #VALUE! | #VALUE! | #VALUE! |  |  | #VALUE! | #VALUE! | 0 | 0 | 0.20123 | 0.20123 | #VALUE! | #VALUE! | #VALUE! | #VALUE! | 0 | 0 | 0.20123 | 0.20123 | #VALUE! | #VALUE! | #VALUE! | #VALUE! | 0 | 0 | 0.20123 | 0.20123 | #VALUE! | #VALUE! |  |  |  | #VALUE! | #VALUE! | #VALUE! | #VALUE! | #VALUE! | #VALUE! | #VALUE!
Sunday | 1 | 23 | 8 | 536 | 0 | 0 | 0 | 0 | 0 | 0 | 0 | 0 | 0 | 0 | 0 | 0 | 0 | 0 | 0 | 0 | 0 | 0 | 0 | 0 | 0 | 0 | 0 | 0 | 0 | 0 | 0 | 0 | 0 | 0 | 0 | 0 | 0 | 0 | 0 | 0 | 0 | 0 | 0 | 0 |  | 0 | 0 | 0 |  | #VALUE! | #VALUE! | #VALUE! | #VALUE! |  |  | #VALUE! | #VALUE! | 0 | 0 | 0.20123 | 0.20123 | #VALUE! | #VALUE! | #VALUE! | #VALUE! | 0 | 0 | 0.20123 | 0.20123 | #VALUE! | #VALUE! | #VALUE! | #VALUE! | 0 | 0 | 0.20123 | 0.20123 | #VALUE! | #VALUE! |  |  |  | #VALUE! | #VALUE! | #VALUE! | #VALUE! | #VALUE! | #VALUE! | #VALUE!
Sunday | 1 | 23 | 9 | 537 | 0 | 0 | 0 | 0 | 0 | 0 | 0 | 0 | 0 | 0 | 0 | 0 | 0 | 0 | 0 | 0 | 0 | 0 | 0 | 0 | 0 | 0 | 0 | 0 | 0 | 0 | 0 | 0 | 0 | 0 | 0 | 0 | 0 | 0 | 0 | 0 | 0 | 0 | 0 | 0 |  | 0 | 0 | 0 |  | #VALUE! | #VALUE! | #VALUE! | #VALUE! |  |  | #VALUE! | #VALUE! | 0 | 0 | 0.20123 | 0.20123 | #VALUE! | #VALUE! | #VALUE! | #VALUE! | 0 | 0 | 0.20123 | 0.20123 | #VALUE! | #VALUE! | #VALUE! | #VALUE! | 0 | 0 | 0.20123 | 0.20123 | #VALUE! | #VALUE! |  |  |  | #VALUE! | #VALUE! | #VALUE! | #VALUE! | #VALUE! | #VALUE! | #VALUE!
Sunday | 1 | 23 | 10 | 538 | 0 | 0 | 0 | 0 | 0 | 0 | 0 | 0 | 0 | 0 | 0 | 0 | 0 | 0 | 0 | 0 | 0 | 0 | 0 | 0 | 0 | 0 | 0 | 0 | 0 | 0 | 0 | 0 | 0 | 0 | 0 | 0 | 0 | 0 | 0 | 0 | 0 | 0 | 0 | 0 |  | 0 | 0 | 0 |  | #VALUE! | #VALUE! | #VALUE! | #VALUE! |  |  | #VALUE! | #VALUE! | 0 | 0 | 0.20123 | 0.20123 | #VALUE! | #VALUE! | #VALUE! | #VALUE! | 0 | 0 | 0.20123 | 0.20123 | #VALUE! | #VALUE! | #VALUE! | #VALUE! | 0 | 0 | 0.20123 | 0.20123 | #VALUE! | #VALUE! |  |  |  | #VALUE! | #VALUE! | #VALUE! | #VALUE! | #VALUE! | #VALUE! | #VALUE!
Sunday | 1 | 23 | 11 | 539 | 0 | 0 | 0 | 0 | 0 | 0 | 0 | 0 | 0 | 0 | 0 | 0 | 0 | 0 | 0 | 0 | 0 | 0 | 0 | 0 | 0 | 0 | 0 | 0 | 0 | 0 | 0 | 0 | 0 | 0 | 0 | 0 | 0 | 0 | 0 | 0 | 0 | 0 | 0 | 0 |  | 0 | 0 | 0 |  | #VALUE! | #VALUE! | #VALUE! | #VALUE! |  |  | #VALUE! | #VALUE! | 0 | 0 | 0.20123 | 0.20123 | #VALUE! | #VALUE! | #VALUE! | #VALUE! | 0 | 0 | 0.20123 | 0.20123 | #VALUE! | #VALUE! | #VALUE! | #VALUE! | 0 | 0 | 0.20123 | 0.20123 | #VALUE! | #VALUE! |  |  |  | #VALUE! | #VALUE! | #VALUE! | #VALUE! | #VALUE! | #VALUE! | #VALUE!
Sunday | 1 | 23 | 12 | 540 | 0 | 0 | 0 | 0 | 0 | 0 | 0 | 0 | 0 | 0 | 0 | 0 | 0 | 0 | 0 | 0 | 0 | 0 | 0 | 0 | 0 | 0 | 0 | 0 | 0 | 0 | 0 | 0 | 0 | 0 | 0 | 0 | 0 | 0 | 0 | 0 | 0 | 0 | 0 | 0 |  | 0 | 0 | 0 |  | #VALUE! | #VALUE! | #VALUE! | #VALUE! |  |  | #VALUE! | #VALUE! | 0 | 0 | 0.20123 | 0.20123 | #VALUE! | #VALUE! | #VALUE! | #VALUE! | 0 | 0 | 0.20123 | 0.20123 | #VALUE! | #VALUE! | #VALUE! | #VALUE! | 0 | 0 | 0.20123 | 0.20123 | #VALUE! | #VALUE! |  |  |  | #VALUE! | #VALUE! | #VALUE! | #VALUE! | #VALUE! | #VALUE! | #VALUE!
Sunday | 1 | 23 | 13 | 541 | 0 | 0 | 0 | 0 | 0 | 0 | 0 | 0 | 0 | 0 | 0 | 0 | 0 | 0 | 0 | 0 | 0 | 0 | 0 | 0 | 0 | 0 | 0 | 0 | 0 | 0 | 0 | 0 | 0 | 0 | 0 | 0 | 0 | 0 | 0 | 0 | 0 | 0 | 0 | 0 |  | 0 | 0 | 0 |  | #VALUE! | #VALUE! | #VALUE! | #VALUE! |  |  | #VALUE! | #VALUE! | 0 | 0 | 0.20123 | 0.20123 | #VALUE! | #VALUE! | #VALUE! | #VALUE! | 0 | 0 | 0.20123 | 0.20123 | #VALUE! | #VALUE! | #VALUE! | #VALUE! | 0 | 0 | 0.20123 | 0.20123 | #VALUE! | #VALUE! |  |  |  | #VALUE! | #VALUE! | #VALUE! | #VALUE! | #VALUE! | #VALUE! | #VALUE!
Sunday | 1 | 23 | 14 | 542 | 0 | 0 | 0 | 0 | 0 | 0 | 0 | 0 | 0 | 0 | 0 | 0 | 0 | 0 | 0 | 0 | 0 | 0 | 0 | 0 | 0 | 0 | 0 | 0 | 0 | 0 | 0 | 0 | 0 | 0 | 0 | 0 | 0 | 0 | 0 | 0 | 0 | 0 | 0 | 0 |  | 0 | 0 | 0 |  | #VALUE! | #VALUE! | #VALUE! | #VALUE! |  |  | #VALUE! | #VALUE! | 0 | 0 | 0.20123 | 0.20123 | #VALUE! | #VALUE! | #VALUE! | #VALUE! | 0 | 0 | 0.20123 | 0.20123 | #VALUE! | #VALUE! | #VALUE! | #VALUE! | 0 | 0 | 0.20123 | 0.20123 | #VALUE! | #VALUE! |  |  |  | #VALUE! | #VALUE! | #VALUE! | #VALUE! | #VALUE! | #VALUE! | #VALUE!
Sunday | 1 | 23 | 15 | 543 | 0 | 0 | 0 | 0 | 0 | 0 | 0 | 0 | 0 | 0 | 0 | 0 | 0 | 0 | 0 | 0 | 0 | 0 | 0 | 0 | 0 | 0 | 0 | 0 | 0 | 0 | 0 | 0 | 0 | 0 | 0 | 0 | 0 | 0 | 0 | 0 | 0 | 0 | 0 | 0 |  | 0 | 0 | 0 |  | #VALUE! | #VALUE! | #VALUE! | #VALUE! |  |  | #VALUE! | #VALUE! | 0 | 0 | 0.20123 | 0.20123 | #VALUE! | #VALUE! | #VALUE! | #VALUE! | 0 | 0 | 0.20123 | 0.20123 | #VALUE! | #VALUE! | #VALUE! | #VALUE! | 0 | 0 | 0.20123 | 0.20123 | #VALUE! | #VALUE! |  |  |  | #VALUE! | #VALUE! | #VALUE! | #VALUE! | #VALUE! | #VALUE! | #VALUE!
Sunday | 1 | 23 | 16 | 544 | 0 | 0 | 0 | 0 | 0 | 0 | 0 | 0 | 0 | 0 | 0 | 0 | 0 | 0 | 0 | 0 | 0 | 0 | 0 | 0 | 0 | 0 | 0 | 0 | 0 | 0 | 0 | 0 | 0 | 0 | 0 | 0 | 0 | 0 | 0 | 0 | 0 | 0 | 0 | 0 |  | 0 | 0 | 0 |  | #VALUE! | #VALUE! | #VALUE! | #VALUE! |  |  | #VALUE! | #VALUE! | 0 | 0 | 0.20123 | 0.20123 | #VALUE! | #VALUE! | #VALUE! | #VALUE! | 0 | 0 | 0.20123 | 0.20123 | #VALUE! | #VALUE! | #VALUE! | #VALUE! | 0 | 0 | 0.20123 | 0.20123 | #VALUE! | #VALUE! |  |  |  | #VALUE! | #VALUE! | #VALUE! | #VALUE! | #VALUE! | #VALUE! | #VALUE!
Sunday | 1 | 23 | 17 | 545 | 0 | 0 | 0 | 0 | 0 | 0 | 0 | 0 | 0 | 0 | 0 | 0 | 0 | 0 | 0 | 0 | 0 | 0 | 0 | 0 | 0 | 0 | 0 | 0 | 0 | 0 | 0 | 0 | 0 | 0 | 0 | 0 | 0 | 0 | 0 | 0 | 0 | 0 | 0 | 0 |  | 0 | 0 | 0 |  | #VALUE! | #VALUE! | #VALUE! | #VALUE! |  |  | #VALUE! | #VALUE! | 0 | 0 | 0.20123 | 0.20123 | #VALUE! | #VALUE! | #VALUE! | #VALUE! | 0 | 0 | 0.20123 | 0.20123 | #VALUE! | #VALUE! | #VALUE! | #VALUE! | 0 | 0 | 0.20123 | 0.20123 | #VALUE! | #VALUE! |  |  |  | #VALUE! | #VALUE! | #VALUE! | #VALUE! | #VALUE! | #VALUE! | #VALUE!
Sunday | 1 | 23 | 18 | 546 | 0 | 0 | 0 | 0 | 0 | 0 | 0 | 0 | 0 | 0 | 0 | 0 | 0 | 0 | 0 | 0 | 0 | 0 | 0 | 0 | 0 | 0 | 0 | 0 | 0 | 0 | 0 | 0 | 0 | 0 | 0 | 0 | 0 | 0 | 0 | 0 | 0 | 0 | 0 | 0 |  | 0 | 0 | 0 |  | #VALUE! | #VALUE! | #VALUE! | #VALUE! |  |  | #VALUE! | #VALUE! | 0 | 0 | 0.20123 | 0.20123 | #VALUE! | #VALUE! | #VALUE! | #VALUE! | 0 | 0 | 0.20123 | 0.20123 | #VALUE! | #VALUE! | #VALUE! | #VALUE! | 0 | 0 | 0.20123 | 0.20123 | #VALUE! | #VALUE! |  |  |  | #VALUE! | #VALUE! | #VALUE! | #VALUE! | #VALUE! | #VALUE! | #VALUE!
Sunday | 1 | 23 | 19 | 547 | 0 | 0 | 0 | 0 | 0 | 0 | 0 | 0 | 0 | 0 | 0 | 0 | 0 | 0 | 0 | 0 | 0 | 0 | 0 | 0 | 0 | 0 | 0 | 0 | 0 | 0 | 0 | 0 | 0 | 0 | 0 | 0 | 0 | 0 | 0 | 0 | 0 | 0 | 0 | 0 |  | 0 | 0 | 0 |  | #VALUE! | #VALUE! | #VALUE! | #VALUE! |  |  | #VALUE! | #VALUE! | 0 | 0 | 0.20123 | 0.20123 | #VALUE! | #VALUE! | #VALUE! | #VALUE! | 0 | 0 | 0.20123 | 0.20123 | #VALUE! | #VALUE! | #VALUE! | #VALUE! | 0 | 0 | 0.20123 | 0.20123 | #VALUE! | #VALUE! |  |  |  | #VALUE! | #VALUE! | #VALUE! | #VALUE! | #VALUE! | #VALUE! | #VALUE!
Sunday | 1 | 23 | 20 | 548 | 0 | 0 | 0 | 0 | 0 | 0 | 0 | 0 | 0 | 0 | 0 | 0 | 0 | 0 | 0 | 0 | 0 | 0 | 0 | 0 | 0 | 0 | 0 | 0 | 0 | 0 | 0 | 0 | 0 | 0 | 0 | 0 | 0 | 0 | 0 | 0 | 0 | 0 | 0 | 0 |  | 0 | 0 | 0 |  | #VALUE! | #VALUE! | #VALUE! | #VALUE! |  |  | #VALUE! | #VALUE! | 0 | 0 | 0.20123 | 0.20123 | #VALUE! | #VALUE! | #VALUE! | #VALUE! | 0 | 0 | 0.20123 | 0.20123 | #VALUE! | #VALUE! | #VALUE! | #VALUE! | 0 | 0 | 0.20123 | 0.20123 | #VALUE! | #VALUE! |  |  |  | #VALUE! | #VALUE! | #VALUE! | #VALUE! | #VALUE! | #VALUE! | #VALUE!
Sunday | 1 | 23 | 21 | 549 | 0 | 0 | 0 | 0 | 0 | 0 | 0 | 0 | 0 | 0 | 0 | 0 | 0 | 0 | 0 | 0 | 0 | 0 | 0 | 0 | 0 | 0 | 0 | 0 | 0 | 0 | 0 | 0 | 0 | 0 | 0 | 0 | 0 | 0 | 0 | 0 | 0 | 0 | 0 | 0 |  | 0 | 0 | 0 |  | #VALUE! | #VALUE! | #VALUE! | #VALUE! |  |  | #VALUE! | #VALUE! | 0 | 0 | 0.20123 | 0.20123 | #VALUE! | #VALUE! | #VALUE! | #VALUE! | 0 | 0 | 0.20123 | 0.20123 | #VALUE! | #VALUE! | #VALUE! | #VALUE! | 0 | 0 | 0.20123 | 0.20123 | #VALUE! | #VALUE! |  |  |  | #VALUE! | #VALUE! | #VALUE! | #VALUE! | #VALUE! | #VALUE! | #VALUE!
Sunday | 1 | 23 | 22 | 550 | 0 | 0 | 0 | 0 | 0 | 0 | 0 | 0 | 0 | 0 | 0 | 0 | 0 | 0 | 0 | 0 | 0 | 0 | 0 | 0 | 0 | 0 | 0 | 0 | 0 | 0 | 0 | 0 | 0 | 0 | 0 | 0 | 0 | 0 | 0 | 0 | 0 | 0 | 0 | 0 |  | 0 | 0 | 0 |  | #VALUE! | #VALUE! | #VALUE! | #VALUE! |  |  | #VALUE! | #VALUE! | 0 | 0 | 0.20123 | 0.20123 | #VALUE! | #VALUE! | #VALUE! | #VALUE! | 0 | 0 | 0.20123 | 0.20123 | #VALUE! | #VALUE! | #VALUE! | #VALUE! | 0 | 0 | 0.20123 | 0.20123 | #VALUE! | #VALUE! |  |  |  | #VALUE! | #VALUE! | #VALUE! | #VALUE! | #VALUE! | #VALUE! | #VALUE!
Sunday | 1 | 23 | 23 | 551 | 0 | 0 | 0 | 0 | 0 | 0 | 0 | 0 | 0 | 0 | 0 | 0 | 0 | 0 | 0 | 0 | 0 | 0 | 0 | 0 | 0 | 0 | 0 | 0 | 0 | 0 | 0 | 0 | 0 | 0 | 0 | 0 | 0 | 0 | 0 | 0 | 0 | 0 | 0 | 0 |  | 0 | 0 | 0 |  | #VALUE! | #VALUE! | #VALUE! | #VALUE! |  |  | #VALUE! | #VALUE! | 0 | 0 | 0.20123 | 0.20123 | #VALUE! | #VALUE! | #VALUE! | #VALUE! | 0 | 0 | 0.20123 | 0.20123 | #VALUE! | #VALUE! | #VALUE! | #VALUE! | 0 | 0 | 0.20123 | 0.20123 | #VALUE! | #VALUE! |  |  |  | #VALUE! | #VALUE! | #VALUE! | #VALUE! | #VALUE! | #VALUE! | #VALUE!
Sunday | 1 | 23 | 24 | 552 | 0 | 0 | 0 | 0 | 0 | 0 | 0 | 0 | 0 | 0 | 0 | 0 | 0 | 0 | 0 | 0 | 0 | 0 | 0 | 0 | 0 | 0 | 0 | 0 | 0 | 0 | 0 | 0 | 0 | 0 | 0 | 0 | 0 | 0 | 0 | 0 | 0 | 0 | 0 | 0 |  | 0 | 0 | 0 |  | #VALUE! | #VALUE! | #VALUE! | #VALUE! |  |  | #VALUE! | #VALUE! | 0 | 0 | 0.20123 | 0.20123 | #VALUE! | #VALUE! | #VALUE! | #VALUE! | 0 | 0 | 0.20123 | 0.20123 | #VALUE! | #VALUE! | #VALUE! | #VALUE! | 0 | 0 | 0.20123 | 0.20123 | #VALUE! | #VALUE! |  |  |  | #VALUE! | #VALUE! | #VALUE! | #VALUE! | #VALUE! | #VALUE! | #VALUE!
Monday | 1 | 24 | 1 | 553 | 0 | 0 | 0 | 0 | 0 | 0 | 0 | 0 | 0 | 0 | 0 | 0 | 0 | 0 | 0 | 0 | 0 | 0 | 0 | 0 | 0 | 0 | 0 | 0 | 0 | 0 | 0 | 0 | 0 | 0 | 0 | 0 | 0 | 0 | 0 | 0 | 0 | 0 | 0 | 0 |  | 0 | 0 | 0 |  | #VALUE! | #VALUE! | #VALUE! | #VALUE! |  |  | #VALUE! | #VALUE! | 0 | 0 | 0.20123 | 0.20123 | #VALUE! | #VALUE! | #VALUE! | #VALUE! | 0 | 0 | 0.20123 | 0.20123 | #VALUE! | #VALUE! | #VALUE! | #VALUE! | 0 | 0 | 0.20123 | 0.20123 | #VALUE! | #VALUE! |  |  |  | #VALUE! | #VALUE! | #VALUE! | #VALUE! | #VALUE! | #VALUE! | #VALUE!
Monday | 1 | 24 | 2 | 554 | 0 | 0 | 0 | 0 | 0 | 0 | 0 | 0 | 0 | 0 | 0 | 0 | 0 | 0 | 0 | 0 | 0 | 0 | 0 | 0 | 0 | 0 | 0 | 0 | 0 | 0 | 0 | 0 | 0 | 0 | 0 | 0 | 0 | 0 | 0 | 0 | 0 | 0 | 0 | 0 |  | 0 | 0 | 0 |  | #VALUE! | #VALUE! | #VALUE! | #VALUE! |  |  | #VALUE! | #VALUE! | 0 | 0 | 0.20123 | 0.20123 | #VALUE! | #VALUE! | #VALUE! | #VALUE! | 0 | 0 | 0.20123 | 0.20123 | #VALUE! | #VALUE! | #VALUE! | #VALUE! | 0 | 0 | 0.20123 | 0.20123 | #VALUE! | #VALUE! |  |  |  | #VALUE! | #VALUE! | #VALUE! | #VALUE! | #VALUE! | #VALUE! | #VALUE!
Monday | 1 | 24 | 3 | 555 | 0 | 0 | 0 | 0 | 0 | 0 | 0 | 0 | 0 | 0 | 0 | 0 | 0 | 0 | 0 | 0 | 0 | 0 | 0 | 0 | 0 | 0 | 0 | 0 | 0 | 0 | 0 | 0 | 0 | 0 | 0 | 0 | 0 | 0 | 0 | 0 | 0 | 0 | 0 | 0 |  | 0 | 0 | 0 |  | #VALUE! | #VALUE! | #VALUE! | #VALUE! |  |  | #VALUE! | #VALUE! | 0 | 0 | 0.20123 | 0.20123 | #VALUE! | #VALUE! | #VALUE! | #VALUE! | 0 | 0 | 0.20123 | 0.20123 | #VALUE! | #VALUE! | #VALUE! | #VALUE! | 0 | 0 | 0.20123 | 0.20123 | #VALUE! | #VALUE! |  |  |  | #VALUE! | #VALUE! | #VALUE! | #VALUE! | #VALUE! | #VALUE! | #VALUE!
Monday | 1 | 24 | 4 | 556 | 0 | 0 | 0 | 0 | 0 | 0 | 0 | 0 | 0 | 0 | 0 | 0 | 0 | 0 | 0 | 0 | 0 | 0 | 0 | 0 | 0 | 0 | 0 | 0 | 0 | 0 | 0 | 0 | 0 | 0 | 0 | 0 | 0 | 0 | 0 | 0 | 0 | 0 | 0 | 0 |  | 0 | 0 | 0 |  | #VALUE! | #VALUE! | #VALUE! | #VALUE! |  |  | #VALUE! | #VALUE! | 0 | 0 | 0.20123 | 0.20123 | #VALUE! | #VALUE! | #VALUE! | #VALUE! | 0 | 0 | 0.20123 | 0.20123 | #VALUE! | #VALUE! | #VALUE! | #VALUE! | 0 | 0 | 0.20123 | 0.20123 | #VALUE! | #VALUE! |  |  |  | #VALUE! | #VALUE! | #VALUE! | #VALUE! | #VALUE! | #VALUE! | #VALUE!
Monday | 1 | 24 | 5 | 557 | 0 | 0 | 0 | 0 | 0 | 0 | 0 | 0 | 0 | 0 | 0 | 0 | 0 | 0 | 0 | 0 | 0 | 0 | 0 | 0 | 0 | 0 | 0 | 0 | 0 | 0 | 0 | 0 | 0 | 0 | 0 | 0 | 0 | 0 | 0 | 0 | 0 | 0 | 0 | 0 |  | 0 | 0 | 0 |  | #VALUE! | #VALUE! | #VALUE! | #VALUE! |  |  | #VALUE! | #VALUE! | 0 | 0 | 0.20123 | 0.20123 | #VALUE! | #VALUE! | #VALUE! | #VALUE! | 0 | 0 | 0.20123 | 0.20123 | #VALUE! | #VALUE! | #VALUE! | #VALUE! | 0 | 0 | 0.20123 | 0.20123 | #VALUE! | #VALUE! |  |  |  | #VALUE! | #VALUE! | #VALUE! | #VALUE! | #VALUE! | #VALUE! | #VALUE!
Monday | 1 | 24 | 6 | 558 | 0 | 0 | 0 | 0 | 0 | 0 | 0 | 0 | 0 | 0 | 0 | 0 | 0 | 0 | 0 | 0 | 0 | 0 | 0 | 0 | 0 | 0 | 0 | 0 | 0 | 0 | 0 | 0 | 0 | 0 | 0 | 0 | 0 | 0 | 0 | 0 | 0 | 0 | 0 | 0 |  | 0 | 0 | 0 |  | #VALUE! | #VALUE! | #VALUE! | #VALUE! |  |  | #VALUE! | #VALUE! | 0 | 0 | 0.20123 | 0.20123 | #VALUE! | #VALUE! | #VALUE! | #VALUE! | 0 | 0 | 0.20123 | 0.20123 | #VALUE! | #VALUE! | #VALUE! | #VALUE! | 0 | 0 | 0.20123 | 0.20123 | #VALUE! | #VALUE! |  |  |  | #VALUE! | #VALUE! | #VALUE! | #VALUE! | #VALUE! | #VALUE! | #VALUE!
Monday | 1 | 24 | 7 | 559 | 0 | 0 | 0 | 0 | 0 | 0 | 0 | 0 | 0 | 0 | 0 | 0 | 0 | 0 | 0 | 0 | 0 | 0 | 0 | 0 | 0 | 0 | 0 | 0 | 0 | 0 | 0 | 0 | 0 | 0 | 0 | 0 | 0 | 0 | 0 | 0 | 0 | 0 | 0 | 0 |  | 0 | 0 | 0 |  | #VALUE! | #VALUE! | #VALUE! | #VALUE! |  |  | #VALUE! | #VALUE! | 0 | 0 | 0.20123 | 0.20123 | #VALUE! | #VALUE! | #VALUE! | #VALUE! | 0 | 0 | 0.20123 | 0.20123 | #VALUE! | #VALUE! | #VALUE! | #VALUE! | 0 | 0 | 0.20123 | 0.20123 | #VALUE! | #VALUE! |  |  |  | #VALUE! | #VALUE! | #VALUE! | #VALUE! | #VALUE! | #VALUE! | #VALUE!
Monday | 1 | 24 | 8 | 560 | 0 | 0 | 0 | 0 | 0 | 0 | 0 | 0 | 0 | 0 | 0 | 0 | 0 | 0 | 0 | 0 | 0 | 0 | 0 | 0 | 0 | 0 | 0 | 0 | 0 | 0 | 0 | 0 | 0 | 0 | 0 | 0 | 0 | 0 | 0 | 0 | 0 | 0 | 0 | 0 |  | 0 | 0 | 0 |  | #VALUE! | #VALUE! | #VALUE! | #VALUE! |  |  | #VALUE! | #VALUE! | 0 | 0 | 0.20123 | 0.20123 | #VALUE! | #VALUE! | #VALUE! | #VALUE! | 0 | 0 | 0.20123 | 0.20123 | #VALUE! | #VALUE! | #VALUE! | #VALUE! | 0 | 0 | 0.20123 | 0.20123 | #VALUE! | #VALUE! |  |  |  | #VALUE! | #VALUE! | #VALUE! | #VALUE! | #VALUE! | #VALUE! | #VALUE!
Monday | 1 | 24 | 9 | 561 | 0 | 0 | 0 | 0 | 0 | 0 | 0 | 0 | 0 | 0 | 0 | 0 | 0 | 0 | 0 | 0 | 0 | 0 | 0 | 0 | 0 | 0 | 0 | 0 | 0 | 0 | 0 | 0 | 0 | 0 | 0 | 0 | 0 | 0 | 0 | 0 | 0 | 0 | 0 | 0 |  | 0 | 0 | 0 |  | #VALUE! | #VALUE! | #VALUE! | #VALUE! |  |  | #VALUE! | #VALUE! | 0 | 0 | 0.20123 | 0.20123 | #VALUE! | #VALUE! | #VALUE! | #VALUE! | 0 | 0 | 0.20123 | 0.20123 | #VALUE! | #VALUE! | #VALUE! | #VALUE! | 0 | 0 | 0.20123 | 0.20123 | #VALUE! | #VALUE! |  |  |  | #VALUE! | #VALUE! | #VALUE! | #VALUE! | #VALUE! | #VALUE! | #VALUE!
Monday | 1 | 24 | 10 | 562 | 0 | 0 | 0 | 0 | 0 | 0 | 0 | 0 | 0 | 0 | 0 | 0 | 0 | 0 | 0 | 0 | 0 | 0 | 0 | 0 | 0 | 0 | 0 | 0 | 0 | 0 | 0 | 0 | 0 | 0 | 0 | 0 | 0 | 0 | 0 | 0 | 0 | 0 | 0 | 0 |  | 0 | 0 | 0 |  | #VALUE! | #VALUE! | #VALUE! | #VALUE! |  |  | #VALUE! | #VALUE! | 0 | 0 | 0.20123 | 0.20123 | #VALUE! | #VALUE! | #VALUE! | #VALUE! | 0 | 0 | 0.20123 | 0.20123 | #VALUE! | #VALUE! | #VALUE! | #VALUE! | 0 | 0 | 0.20123 | 0.20123 | #VALUE! | #VALUE! |  |  |  | #VALUE! | #VALUE! | #VALUE! | #VALUE! | #VALUE! | #VALUE! | #VALUE!
Monday | 1 | 24 | 11 | 563 | 0 | 0 | 0 | 0 | 0 | 0 | 0 | 0 | 0 | 0 | 0 | 0 | 0 | 0 | 0 | 0 | 0 | 0 | 0 | 0 | 0 | 0 | 0 | 0 | 0 | 0 | 0 | 0 | 0 | 0 | 0 | 0 | 0 | 0 | 0 | 0 | 0 | 0 | 0 | 0 |  | 0 | 0 | 0 |  | #VALUE! | #VALUE! | #VALUE! | #VALUE! |  |  | #VALUE! | #VALUE! | 0 | 0 | 0.20123 | 0.20123 | #VALUE! | #VALUE! | #VALUE! | #VALUE! | 0 | 0 | 0.20123 | 0.20123 | #VALUE! | #VALUE! | #VALUE! | #VALUE! | 0 | 0 | 0.20123 | 0.20123 | #VALUE! | #VALUE! |  |  |  | #VALUE! | #VALUE! | #VALUE! | #VALUE! | #VALUE! | #VALUE! | #VALUE!
Monday | 1 | 24 | 12 | 564 | 0 | 0 | 0 | 0 | 0 | 0 | 0 | 0 | 0 | 0 | 0 | 0 | 0 | 0 | 0 | 0 | 0 | 0 | 0 | 0 | 0 | 0 | 0 | 0 | 0 | 0 | 0 | 0 | 0 | 0 | 0 | 0 | 0 | 0 | 0 | 0 | 0 | 0 | 0 | 0 |  | 0 | 0 | 0 |  | #VALUE! | #VALUE! | #VALUE! | #VALUE! |  |  | #VALUE! | #VALUE! | 0 | 0 | 0.20123 | 0.20123 | #VALUE! | #VALUE! | #VALUE! | #VALUE! | 0 | 0 | 0.20123 | 0.20123 | #VALUE! | #VALUE! | #VALUE! | #VALUE! | 0 | 0 | 0.20123 | 0.20123 | #VALUE! | #VALUE! |  |  |  | #VALUE! | #VALUE! | #VALUE! | #VALUE! | #VALUE! | #VALUE! | #VALUE!
Monday | 1 | 24 | 13 | 565 | 0 | 0 | 0 | 0 | 0 | 0 | 0 | 0 | 0 | 0 | 0 | 0 | 0 | 0 | 0 | 0 | 0 | 0 | 0 | 0 | 0 | 0 | 0 | 0 | 0 | 0 | 0 | 0 | 0 | 0 | 0 | 0 | 0 | 0 | 0 | 0 | 0 | 0 | 0 | 0 |  | 0 | 0 | 0 |  | #VALUE! | #VALUE! | #VALUE! | #VALUE! |  |  | #VALUE! | #VALUE! | 0 | 0 | 0.20123 | 0.20123 | #VALUE! | #VALUE! | #VALUE! | #VALUE! | 0 | 0 | 0.20123 | 0.20123 | #VALUE! | #VALUE! | #VALUE! | #VALUE! | 0 | 0 | 0.20123 | 0.20123 | #VALUE! | #VALUE! |  |  |  | #VALUE! | #VALUE! | #VALUE! | #VALUE! | #VALUE! | #VALUE! | #VALUE!
Monday | 1 | 24 | 14 | 566 | 0 | 0 | 0 | 0 | 0 | 0 | 0 | 0 | 0 | 0 | 0 | 0 | 0 | 0 | 0 | 0 | 0 | 0 | 0 | 0 | 0 | 0 | 0 | 0 | 0 | 0 | 0 | 0 | 0 | 0 | 0 | 0 | 0 | 0 | 0 | 0 | 0 | 0 | 0 | 0 |  | 0 | 0 | 0 |  | #VALUE! | #VALUE! | #VALUE! | #VALUE! |  |  | #VALUE! | #VALUE! | 0 | 0 | 0.20123 | 0.20123 | #VALUE! | #VALUE! | #VALUE! | #VALUE! | 0 | 0 | 0.20123 | 0.20123 | #VALUE! | #VALUE! | #VALUE! | #VALUE! | 0 | 0 | 0.20123 | 0.20123 | #VALUE! | #VALUE! |  |  |  | #VALUE! | #VALUE! | #VALUE! | #VALUE! | #VALUE! | #VALUE! | #VALUE!
Monday | 1 | 24 | 15 | 567 | 0 | 0 | 0 | 0 | 0 | 0 | 0 | 0 | 0 | 0 | 0 | 0 | 0 | 0 | 0 | 0 | 0 | 0 | 0 | 0 | 0 | 0 | 0 | 0 | 0 | 0 | 0 | 0 | 0 | 0 | 0 | 0 | 0 | 0 | 0 | 0 | 0 | 0 | 0 | 0 |  | 0 | 0 | 0 |  | #VALUE! | #VALUE! | #VALUE! | #VALUE! |  |  | #VALUE! | #VALUE! | 0 | 0 | 0.20123 | 0.20123 | #VALUE! | #VALUE! | #VALUE! | #VALUE! | 0 | 0 | 0.20123 | 0.20123 | #VALUE! | #VALUE! | #VALUE! | #VALUE! | 0 | 0 | 0.20123 | 0.20123 | #VALUE! | #VALUE! |  |  |  | #VALUE! | #VALUE! | #VALUE! | #VALUE! | #VALUE! | #VALUE! | #VALUE!
Monday | 1 | 24 | 16 | 568 | 0 | 0 | 0 | 0 | 0 | 0 | 0 | 0 | 0 | 0 | 0 | 0 | 0 | 0 | 0 | 0 | 0 | 0 | 0 | 0 | 0 | 0 | 0 | 0 | 0 | 0 | 0 | 0 | 0 | 0 | 0 | 0 | 0 | 0 | 0 | 0 | 0 | 0 | 0 | 0 |  | 0 | 0 | 0 |  | #VALUE! | #VALUE! | #VALUE! | #VALUE! |  |  | #VALUE! | #VALUE! | 0 | 0 | 0.20123 | 0.20123 | #VALUE! | #VALUE! | #VALUE! | #VALUE! | 0 | 0 | 0.20123 | 0.20123 | #VALUE! | #VALUE! | #VALUE! | #VALUE! | 0 | 0 | 0.20123 | 0.20123 | #VALUE! | #VALUE! |  |  |  | #VALUE! | #VALUE! | #VALUE! | #VALUE! | #VALUE! | #VALUE! | #VALUE!
Monday | 1 | 24 | 17 | 569 | 0 | 0 | 0 | 0 | 0 | 0 | 0 | 0 | 0 | 0 | 0 | 0 | 0 | 0 | 0 | 0 | 0 | 0 | 0 | 0 | 0 | 0 | 0 | 0 | 0 | 0 | 0 | 0 | 0 | 0 | 0 | 0 | 0 | 0 | 0 | 0 | 0 | 0 | 0 | 0 |  | 0 | 0 | 0 |  | #VALUE! | #VALUE! | #VALUE! | #VALUE! |  |  | #VALUE! | #VALUE! | 0 | 0 | 0.20123 | 0.20123 | #VALUE! | #VALUE! | #VALUE! | #VALUE! | 0 | 0 | 0.20123 | 0.20123 | #VALUE! | #VALUE! | #VALUE! | #VALUE! | 0 | 0 | 0.20123 | 0.20123 | #VALUE! | #VALUE! |  |  |  | #VALUE! | #VALUE! | #VALUE! | #VALUE! | #VALUE! | #VALUE! | #VALUE!
Monday | 1 | 24 | 18 | 570 | 0 | 0 | 0 | 0 | 0 | 0 | 0 | 0 | 0 | 0 | 0 | 0 | 0 | 0 | 0 | 0 | 0 | 0 | 0 | 0 | 0 | 0 | 0 | 0 | 0 | 0 | 0 | 0 | 0 | 0 | 0 | 0 | 0 | 0 | 0 | 0 | 0 | 0 | 0 | 0 |  | 0 | 0 | 0 |  | #VALUE! | #VALUE! | #VALUE! | #VALUE! |  |  | #VALUE! | #VALUE! | 0 | 0 | 0.20123 | 0.20123 | #VALUE! | #VALUE! | #VALUE! | #VALUE! | 0 | 0 | 0.20123 | 0.20123 | #VALUE! | #VALUE! | #VALUE! | #VALUE! | 0 | 0 | 0.20123 | 0.20123 | #VALUE! | #VALUE! |  |  |  | #VALUE! | #VALUE! | #VALUE! | #VALUE! | #VALUE! | #VALUE! | #VALUE!
Monday | 1 | 24 | 19 | 571 | 0 | 0 | 0 | 0 | 0 | 0 | 0 | 0 | 0 | 0 | 0 | 0 | 0 | 0 | 0 | 0 | 0 | 0 | 0 | 0 | 0 | 0 | 0 | 0 | 0 | 0 | 0 | 0 | 0 | 0 | 0 | 0 | 0 | 0 | 0 | 0 | 0 | 0 | 0 | 0 |  | 0 | 0 | 0 |  | #VALUE! | #VALUE! | #VALUE! | #VALUE! |  |  | #VALUE! | #VALUE! | 0 | 0 | 0.20123 | 0.20123 | #VALUE! | #VALUE! | #VALUE! | #VALUE! | 0 | 0 | 0.20123 | 0.20123 | #VALUE! | #VALUE! | #VALUE! | #VALUE! | 0 | 0 | 0.20123 | 0.20123 | #VALUE! | #VALUE! |  |  |  | #VALUE! | #VALUE! | #VALUE! | #VALUE! | #VALUE! | #VALUE! | #VALUE!
Monday | 1 | 24 | 20 | 572 | 0 | 0 | 0 | 0 | 0 | 0 | 0 | 0 | 0 | 0 | 0 | 0 | 0 | 0 | 0 | 0 | 0 | 0 | 0 | 0 | 0 | 0 | 0 | 0 | 0 | 0 | 0 | 0 | 0 | 0 | 0 | 0 | 0 | 0 | 0 | 0 | 0 | 0 | 0 | 0 |  | 0 | 0 | 0 |  | #VALUE! | #VALUE! | #VALUE! | #VALUE! |  |  | #VALUE! | #VALUE! | 0 | 0 | 0.20123 | 0.20123 | #VALUE! | #VALUE! | #VALUE! | #VALUE! | 0 | 0 | 0.20123 | 0.20123 | #VALUE! | #VALUE! | #VALUE! | #VALUE! | 0 | 0 | 0.20123 | 0.20123 | #VALUE! | #VALUE! |  |  |  | #VALUE! | #VALUE! | #VALUE! | #VALUE! | #VALUE! | #VALUE! | #VALUE!
Monday | 1 | 24 | 21 | 573 | 0 | 0 | 0 | 0 | 0 | 0 | 0 | 0 | 0 | 0 | 0 | 0 | 0 | 0 | 0 | 0 | 0 | 0 | 0 | 0 | 0 | 0 | 0 | 0 | 0 | 0 | 0 | 0 | 0 | 0 | 0 | 0 | 0 | 0 | 0 | 0 | 0 | 0 | 0 | 0 |  | 0 | 0 | 0 |  | #VALUE! | #VALUE! | #VALUE! | #VALUE! |  |  | #VALUE! | #VALUE! | 0 | 0 | 0.20123 | 0.20123 | #VALUE! | #VALUE! | #VALUE! | #VALUE! | 0 | 0 | 0.20123 | 0.20123 | #VALUE! | #VALUE! | #VALUE! | #VALUE! | 0 | 0 | 0.20123 | 0.20123 | #VALUE! | #VALUE! |  |  |  | #VALUE! | #VALUE! | #VALUE! | #VALUE! | #VALUE! | #VALUE! | #VALUE!
Monday | 1 | 24 | 22 | 574 | 0 | 0 | 0 | 0 | 0 | 0 | 0 | 0 | 0 | 0 | 0 | 0 | 0 | 0 | 0 | 0 | 0 | 0 | 0 | 0 | 0 | 0 | 0 | 0 | 0 | 0 | 0 | 0 | 0 | 0 | 0 | 0 | 0 | 0 | 0 | 0 | 0 | 0 | 0 | 0 |  | 0 | 0 | 0 |  | #VALUE! | #VALUE! | #VALUE! | #VALUE! |  |  | #VALUE! | #VALUE! | 0 | 0 | 0.20123 | 0.20123 | #VALUE! | #VALUE! | #VALUE! | #VALUE! | 0 | 0 | 0.20123 | 0.20123 | #VALUE! | #VALUE! | #VALUE! | #VALUE! | 0 | 0 | 0.20123 | 0.20123 | #VALUE! | #VALUE! |  |  |  | #VALUE! | #VALUE! | #VALUE! | #VALUE! | #VALUE! | #VALUE! | #VALUE!
Monday | 1 | 24 | 23 | 575 | 0 | 0 | 0 | 0 | 0 | 0 | 0 | 0 | 0 | 0 | 0 | 0 | 0 | 0 | 0 | 0 | 0 | 0 | 0 | 0 | 0 | 0 | 0 | 0 | 0 | 0 | 0 | 0 | 0 | 0 | 0 | 0 | 0 | 0 | 0 | 0 | 0 | 0 | 0 | 0 |  | 0 | 0 | 0 |  | #VALUE! | #VALUE! | #VALUE! | #VALUE! |  |  | #VALUE! | #VALUE! | 0 | 0 | 0.20123 | 0.20123 | #VALUE! | #VALUE! | #VALUE! | #VALUE! | 0 | 0 | 0.20123 | 0.20123 | #VALUE! | #VALUE! | #VALUE! | #VALUE! | 0 | 0 | 0.20123 | 0.20123 | #VALUE! | #VALUE! |  |  |  | #VALUE! | #VALUE! | #VALUE! | #VALUE! | #VALUE! | #VALUE! | #VALUE!
Monday | 1 | 24 | 24 | 576 | 0 | 0 | 0 | 0 | 0 | 0 | 0 | 0 | 0 | 0 | 0 | 0 | 0 | 0 | 0 | 0 | 0 | 0 | 0 | 0 | 0 | 0 | 0 | 0 | 0 | 0 | 0 | 0 | 0 | 0 | 0 | 0 | 0 | 0 | 0 | 0 | 0 | 0 | 0 | 0 |  | 0 | 0 | 0 |  | #VALUE! | #VALUE! | #VALUE! | #VALUE! |  |  | #VALUE! | #VALUE! | 0 | 0 | 0.20123 | 0.20123 | #VALUE! | #VALUE! | #VALUE! | #VALUE! | 0 | 0 | 0.20123 | 0.20123 | #VALUE! | #VALUE! | #VALUE! | #VALUE! | 0 | 0 | 0.20123 | 0.20123 | #VALUE! | #VALUE! |  |  |  | #VALUE! | #VALUE! | #VALUE! | #VALUE! | #VALUE! | #VALUE! | #VALUE!
Tuesday | 1 | 25 | 1 | 577 | 0 | 0 | 0 | 0 | 0 | 0 | 0 | 0 | 0 | 0 | 0 | 0 | 0 | 0 | 0 | 0 | 0 | 0 | 0 | 0 | 0 | 0 | 0 | 0 | 0 | 0 | 0 | 0 | 0 | 0 | 0 | 0 | 0 | 0 | 0 | 0 | 0 | 0 | 0 | 0 |  | 0 | 0 | 0 |  | #VALUE! | #VALUE! | #VALUE! | #VALUE! |  |  | #VALUE! | #VALUE! | 0 | 0 | 0.20123 | 0.20123 | #VALUE! | #VALUE! | #VALUE! | #VALUE! | 0 | 0 | 0.20123 | 0.20123 | #VALUE! | #VALUE! | #VALUE! | #VALUE! | 0 | 0 | 0.20123 | 0.20123 | #VALUE! | #VALUE! |  |  |  | #VALUE! | #VALUE! | #VALUE! | #VALUE! | #VALUE! | #VALUE! | #VALUE!
Tuesday | 1 | 25 | 2 | 578 | 0 | 0 | 0 | 0 | 0 | 0 | 0 | 0 | 0 | 0 | 0 | 0 | 0 | 0 | 0 | 0 | 0 | 0 | 0 | 0 | 0 | 0 | 0 | 0 | 0 | 0 | 0 | 0 | 0 | 0 | 0 | 0 | 0 | 0 | 0 | 0 | 0 | 0 | 0 | 0 |  | 0 | 0 | 0 |  | #VALUE! | #VALUE! | #VALUE! | #VALUE! |  |  | #VALUE! | #VALUE! | 0 | 0 | 0.20123 | 0.20123 | #VALUE! | #VALUE! | #VALUE! | #VALUE! | 0 | 0 | 0.20123 | 0.20123 | #VALUE! | #VALUE! | #VALUE! | #VALUE! | 0 | 0 | 0.20123 | 0.20123 | #VALUE! | #VALUE! |  |  |  | #VALUE! | #VALUE! | #VALUE! | #VALUE! | #VALUE! | #VALUE! | #VALUE!
Tuesday | 1 | 25 | 3 | 579 | 0 | 0 | 0 | 0 | 0 | 0 | 0 | 0 | 0 | 0 | 0 | 0 | 0 | 0 | 0 | 0 | 0 | 0 | 0 | 0 | 0 | 0 | 0 | 0 | 0 | 0 | 0 | 0 | 0 | 0 | 0 | 0 | 0 | 0 | 0 | 0 | 0 | 0 | 0 | 0 |  | 0 | 0 | 0 |  | #VALUE! | #VALUE! | #VALUE! | #VALUE! |  |  | #VALUE! | #VALUE! | 0 | 0 | 0.20123 | 0.20123 | #VALUE! | #VALUE! | #VALUE! | #VALUE! | 0 | 0 | 0.20123 | 0.20123 | #VALUE! | #VALUE! | #VALUE! | #VALUE! | 0 | 0 | 0.20123 | 0.20123 | #VALUE! | #VALUE! |  |  |  | #VALUE! | #VALUE! | #VALUE! | #VALUE! | #VALUE! | #VALUE! | #VALUE!
Tuesday | 1 | 25 | 4 | 580 | 0 | 0 | 0 | 0 | 0 | 0 | 0 | 0 | 0 | 0 | 0 | 0 | 0 | 0 | 0 | 0 | 0 | 0 | 0 | 0 | 0 | 0 | 0 | 0 | 0 | 0 | 0 | 0 | 0 | 0 | 0 | 0 | 0 | 0 | 0 | 0 | 0 | 0 | 0 | 0 |  | 0 | 0 | 0 |  | #VALUE! | #VALUE! | #VALUE! | #VALUE! |  |  | #VALUE! | #VALUE! | 0 | 0 | 0.20123 | 0.20123 | #VALUE! | #VALUE! | #VALUE! | #VALUE! | 0 | 0 | 0.20123 | 0.20123 | #VALUE! | #VALUE! | #VALUE! | #VALUE! | 0 | 0 | 0.20123 | 0.20123 | #VALUE! | #VALUE! |  |  |  | #VALUE! | #VALUE! | #VALUE! | #VALUE! | #VALUE! | #VALUE! | #VALUE!
Tuesday | 1 | 25 | 5 | 581 | 0 | 0 | 0 | 0 | 0 | 0 | 0 | 0 | 0 | 0 | 0 | 0 | 0 | 0 | 0 | 0 | 0 | 0 | 0 | 0 | 0 | 0 | 0 | 0 | 0 | 0 | 0 | 0 | 0 | 0 | 0 | 0 | 0 | 0 | 0 | 0 | 0 | 0 | 0 | 0 |  | 0 | 0 | 0 |  | #VALUE! | #VALUE! | #VALUE! | #VALUE! |  |  | #VALUE! | #VALUE! | 0 | 0 | 0.20123 | 0.20123 | #VALUE! | #VALUE! | #VALUE! | #VALUE! | 0 | 0 | 0.20123 | 0.20123 | #VALUE! | #VALUE! | #VALUE! | #VALUE! | 0 | 0 | 0.20123 | 0.20123 | #VALUE! | #VALUE! |  |  |  | #VALUE! | #VALUE! | #VALUE! | #VALUE! | #VALUE! | #VALUE! | #VALUE!
Tuesday | 1 | 25 | 6 | 582 | 0 | 0 | 0 | 0 | 0 | 0 | 0 | 0 | 0 | 0 | 0 | 0 | 0 | 0 | 0 | 0 | 0 | 0 | 0 | 0 | 0 | 0 | 0 | 0 | 0 | 0 | 0 | 0 | 0 | 0 | 0 | 0 | 0 | 0 | 0 | 0 | 0 | 0 | 0 | 0 |  | 0 | 0 | 0 |  | #VALUE! | #VALUE! | #VALUE! | #VALUE! |  |  | #VALUE! | #VALUE! | 0 | 0 | 0.20123 | 0.20123 | #VALUE! | #VALUE! | #VALUE! | #VALUE! | 0 | 0 | 0.20123 | 0.20123 | #VALUE! | #VALUE! | #VALUE! | #VALUE! | 0 | 0 | 0.20123 | 0.20123 | #VALUE! | #VALUE! |  |  |  | #VALUE! | #VALUE! | #VALUE! | #VALUE! | #VALUE! | #VALUE! | #VALUE!
Tuesday | 1 | 25 | 7 | 583 | 0 | 0 | 0 | 0 | 0 | 0 | 0 | 0 | 0 | 0 | 0 | 0 | 0 | 0 | 0 | 0 | 0 | 0 | 0 | 0 | 0 | 0 | 0 | 0 | 0 | 0 | 0 | 0 | 0 | 0 | 0 | 0 | 0 | 0 | 0 | 0 | 0 | 0 | 0 | 0 |  | 0 | 0 | 0 |  | #VALUE! | #VALUE! | #VALUE! | #VALUE! |  |  | #VALUE! | #VALUE! | 0 | 0 | 0.20123 | 0.20123 | #VALUE! | #VALUE! | #VALUE! | #VALUE! | 0 | 0 | 0.20123 | 0.20123 | #VALUE! | #VALUE! | #VALUE! | #VALUE! | 0 | 0 | 0.20123 | 0.20123 | #VALUE! | #VALUE! |  |  |  | #VALUE! | #VALUE! | #VALUE! | #VALUE! | #VALUE! | #VALUE! | #VALUE!
Tuesday | 1 | 25 | 8 | 584 | 0 | 0 | 0 | 0 | 0 | 0 | 0 | 0 | 0 | 0 | 0 | 0 | 0 | 0 | 0 | 0 | 0 | 0 | 0 | 0 | 0 | 0 | 0 | 0 | 0 | 0 | 0 | 0 | 0 | 0 | 0 | 0 | 0 | 0 | 0 | 0 | 0 | 0 | 0 | 0 |  | 0 | 0 | 0 |  | #VALUE! | #VALUE! | #VALUE! | #VALUE! |  |  | #VALUE! | #VALUE! | 0 | 0 | 0.20123 | 0.20123 | #VALUE! | #VALUE! | #VALUE! | #VALUE! | 0 | 0 | 0.20123 | 0.20123 | #VALUE! | #VALUE! | #VALUE! | #VALUE! | 0 | 0 | 0.20123 | 0.20123 | #VALUE! | #VALUE! |  |  |  | #VALUE! | #VALUE! | #VALUE! | #VALUE! | #VALUE! | #VALUE! | #VALUE!
Tuesday | 1 | 25 | 9 | 585 | 0 | 0 | 0 | 0 | 0 | 0 | 0 | 0 | 0 | 0 | 0 | 0 | 0 | 0 | 0 | 0 | 0 | 0 | 0 | 0 | 0 | 0 | 0 | 0 | 0 | 0 | 0 | 0 | 0 | 0 | 0 | 0 | 0 | 0 | 0 | 0 | 0 | 0 | 0 | 0 |  | 0 | 0 | 0 |  | #VALUE! | #VALUE! | #VALUE! | #VALUE! |  |  | #VALUE! | #VALUE! | 0 | 0 | 0.20123 | 0.20123 | #VALUE! | #VALUE! | #VALUE! | #VALUE! | 0 | 0 | 0.20123 | 0.20123 | #VALUE! | #VALUE! | #VALUE! | #VALUE! | 0 | 0 | 0.20123 | 0.20123 | #VALUE! | #VALUE! |  |  |  | #VALUE! | #VALUE! | #VALUE! | #VALUE! | #VALUE! | #VALUE! | #VALUE!
Tuesday | 1 | 25 | 10 | 586 | 0 | 0 | 0 | 0 | 0 | 0 | 0 | 0 | 0 | 0 | 0 | 0 | 0 | 0 | 0 | 0 | 0 | 0 | 0 | 0 | 0 | 0 | 0 | 0 | 0 | 0 | 0 | 0 | 0 | 0 | 0 | 0 | 0 | 0 | 0 | 0 | 0 | 0 | 0 | 0 |  | 0 | 0 | 0 |  | #VALUE! | #VALUE! | #VALUE! | #VALUE! |  |  | #VALUE! | #VALUE! | 0 | 0 | 0.20123 | 0.20123 | #VALUE! | #VALUE! | #VALUE! | #VALUE! | 0 | 0 | 0.20123 | 0.20123 | #VALUE! | #VALUE! | #VALUE! | #VALUE! | 0 | 0 | 0.20123 | 0.20123 | #VALUE! | #VALUE! |  |  |  | #VALUE! | #VALUE! | #VALUE! | #VALUE! | #VALUE! | #VALUE! | #VALUE!
Tuesday | 1 | 25 | 11 | 587 | 0 | 0 | 0 | 0 | 0 | 0 | 0 | 0 | 0 | 0 | 0 | 0 | 0 | 0 | 0 | 0 | 0 | 0 | 0 | 0 | 0 | 0 | 0 | 0 | 0 | 0 | 0 | 0 | 0 | 0 | 0 | 0 | 0 | 0 | 0 | 0 | 0 | 0 | 0 | 0 |  | 0 | 0 | 0 |  | #VALUE! | #VALUE! | #VALUE! | #VALUE! |  |  | #VALUE! | #VALUE! | 0 | 0 | 0.20123 | 0.20123 | #VALUE! | #VALUE! | #VALUE! | #VALUE! | 0 | 0 | 0.20123 | 0.20123 | #VALUE! | #VALUE! | #VALUE! | #VALUE! | 0 | 0 | 0.20123 | 0.20123 | #VALUE! | #VALUE! |  |  |  | #VALUE! | #VALUE! | #VALUE! | #VALUE! | #VALUE! | #VALUE! | #VALUE!
Tuesday | 1 | 25 | 12 | 588 | 0 | 0 | 0 | 0 | 0 | 0 | 0 | 0 | 0 | 0 | 0 | 0 | 0 | 0 | 0 | 0 | 0 | 0 | 0 | 0 | 0 | 0 | 0 | 0 | 0 | 0 | 0 | 0 | 0 | 0 | 0 | 0 | 0 | 0 | 0 | 0 | 0 | 0 | 0 | 0 |  | 0 | 0 | 0 |  | #VALUE! | #VALUE! | #VALUE! | #VALUE! |  |  | #VALUE! | #VALUE! | 0 | 0 | 0.20123 | 0.20123 | #VALUE! | #VALUE! | #VALUE! | #VALUE! | 0 | 0 | 0.20123 | 0.20123 | #VALUE! | #VALUE! | #VALUE! | #VALUE! | 0 | 0 | 0.20123 | 0.20123 | #VALUE! | #VALUE! |  |  |  | #VALUE! | #VALUE! | #VALUE! | #VALUE! | #VALUE! | #VALUE! | #VALUE!
Tuesday | 1 | 25 | 13 | 589 | 0 | 0 | 0 | 0 | 0 | 0 | 0 | 0 | 0 | 0 | 0 | 0 | 0 | 0 | 0 | 0 | 0 | 0 | 0 | 0 | 0 | 0 | 0 | 0 | 0 | 0 | 0 | 0 | 0 | 0 | 0 | 0 | 0 | 0 | 0 | 0 | 0 | 0 | 0 | 0 |  | 0 | 0 | 0 |  | #VALUE! | #VALUE! | #VALUE! | #VALUE! |  |  | #VALUE! | #VALUE! | 0 | 0 | 0.20123 | 0.20123 | #VALUE! | #VALUE! | #VALUE! | #VALUE! | 0 | 0 | 0.20123 | 0.20123 | #VALUE! | #VALUE! | #VALUE! | #VALUE! | 0 | 0 | 0.20123 | 0.20123 | #VALUE! | #VALUE! |  |  |  | #VALUE! | #VALUE! | #VALUE! | #VALUE! | #VALUE! | #VALUE! | #VALUE!
Tuesday | 1 | 25 | 14 | 590 | 0 | 0 | 0 | 0 | 0 | 0 | 0 | 0 | 0 | 0 | 0 | 0 | 0 | 0 | 0 | 0 | 0 | 0 | 0 | 0 | 0 | 0 | 0 | 0 | 0 | 0 | 0 | 0 | 0 | 0 | 0 | 0 | 0 | 0 | 0 | 0 | 0 | 0 | 0 | 0 |  | 0 | 0 | 0 |  | #VALUE! | #VALUE! | #VALUE! | #VALUE! |  |  | #VALUE! | #VALUE! | 0 | 0 | 0.20123 | 0.20123 | #VALUE! | #VALUE! | #VALUE! | #VALUE! | 0 | 0 | 0.20123 | 0.20123 | #VALUE! | #VALUE! | #VALUE! | #VALUE! | 0 | 0 | 0.20123 | 0.20123 | #VALUE! | #VALUE! |  |  |  | #VALUE! | #VALUE! | #VALUE! | #VALUE! | #VALUE! | #VALUE! | #VALUE!
Tuesday | 1 | 25 | 15 | 591 | 0 | 0 | 0 | 0 | 0 | 0 | 0 | 0 | 0 | 0 | 0 | 0 | 0 | 0 | 0 | 0 | 0 | 0 | 0 | 0 | 0 | 0 | 0 | 0 | 0 | 0 | 0 | 0 | 0 | 0 | 0 | 0 | 0 | 0 | 0 | 0 | 0 | 0 | 0 | 0 |  | 0 | 0 | 0 |  | #VALUE! | #VALUE! | #VALUE! | #VALUE! |  |  | #VALUE! | #VALUE! | 0 | 0 | 0.20123 | 0.20123 | #VALUE! | #VALUE! | #VALUE! | #VALUE! | 0 | 0 | 0.20123 | 0.20123 | #VALUE! | #VALUE! | #VALUE! | #VALUE! | 0 | 0 | 0.20123 | 0.20123 | #VALUE! | #VALUE! |  |  |  | #VALUE! | #VALUE! | #VALUE! | #VALUE! | #VALUE! | #VALUE! | #VALUE!
Tuesday | 1 | 25 | 16 | 592 | 0 | 0 | 0 | 0 | 0 | 0 | 0 | 0 | 0 | 0 | 0 | 0 | 0 | 0 | 0 | 0 | 0 | 0 | 0 | 0 | 0 | 0 | 0 | 0 | 0 | 0 | 0 | 0 | 0 | 0 | 0 | 0 | 0 | 0 | 0 | 0 | 0 | 0 | 0 | 0 |  | 0 | 0 | 0 |  | #VALUE! | #VALUE! | #VALUE! | #VALUE! |  |  | #VALUE! | #VALUE! | 0 | 0 | 0.20123 | 0.20123 | #VALUE! | #VALUE! | #VALUE! | #VALUE! | 0 | 0 | 0.20123 | 0.20123 | #VALUE! | #VALUE! | #VALUE! | #VALUE! | 0 | 0 | 0.20123 | 0.20123 | #VALUE! | #VALUE! |  |  |  | #VALUE! | #VALUE! | #VALUE! | #VALUE! | #VALUE! | #VALUE! | #VALUE!
Tuesday | 1 | 25 | 17 | 593 | 0 | 0 | 0 | 0 | 0 | 0 | 0 | 0 | 0 | 0 | 0 | 0 | 0 | 0 | 0 | 0 | 0 | 0 | 0 | 0 | 0 | 0 | 0 | 0 | 0 | 0 | 0 | 0 | 0 | 0 | 0 | 0 | 0 | 0 | 0 | 0 | 0 | 0 | 0 | 0 |  | 0 | 0 | 0 |  | #VALUE! | #VALUE! | #VALUE! | #VALUE! |  |  | #VALUE! | #VALUE! | 0 | 0 | 0.20123 | 0.20123 | #VALUE! | #VALUE! | #VALUE! | #VALUE! | 0 | 0 | 0.20123 | 0.20123 | #VALUE! | #VALUE! | #VALUE! | #VALUE! | 0 | 0 | 0.20123 | 0.20123 | #VALUE! | #VALUE! |  |  |  | #VALUE! | #VALUE! | #VALUE! | #VALUE! | #VALUE! | #VALUE! | #VALUE!
Tuesday | 1 | 25 | 18 | 594 | 0 | 0 | 0 | 0 | 0 | 0 | 0 | 0 | 0 | 0 | 0 | 0 | 0 | 0 | 0 | 0 | 0 | 0 | 0 | 0 | 0 | 0 | 0 | 0 | 0 | 0 | 0 | 0 | 0 | 0 | 0 | 0 | 0 | 0 | 0 | 0 | 0 | 0 | 0 | 0 |  | 0 | 0 | 0 |  | #VALUE! | #VALUE! | #VALUE! | #VALUE! |  |  | #VALUE! | #VALUE! | 0 | 0 | 0.20123 | 0.20123 | #VALUE! | #VALUE! | #VALUE! | #VALUE! | 0 | 0 | 0.20123 | 0.20123 | #VALUE! | #VALUE! | #VALUE! | #VALUE! | 0 | 0 | 0.20123 | 0.20123 | #VALUE! | #VALUE! |  |  |  | #VALUE! | #VALUE! | #VALUE! | #VALUE! | #VALUE! | #VALUE! | #VALUE!
Tuesday | 1 | 25 | 19 | 595 | 0 | 0 | 0 | 0 | 0 | 0 | 0 | 0 | 0 | 0 | 0 | 0 | 0 | 0 | 0 | 0 | 0 | 0 | 0 | 0 | 0 | 0 | 0 | 0 | 0 | 0 | 0 | 0 | 0 | 0 | 0 | 0 | 0 | 0 | 0 | 0 | 0 | 0 | 0 | 0 |  | 0 | 0 | 0 |  | #VALUE! | #VALUE! | #VALUE! | #VALUE! |  |  | #VALUE! | #VALUE! | 0 | 0 | 0.20123 | 0.20123 | #VALUE! | #VALUE! | #VALUE! | #VALUE! | 0 | 0 | 0.20123 | 0.20123 | #VALUE! | #VALUE! | #VALUE! | #VALUE! | 0 | 0 | 0.20123 | 0.20123 | #VALUE! | #VALUE! |  |  |  | #VALUE! | #VALUE! | #VALUE! | #VALUE! | #VALUE! | #VALUE! | #VALUE!
Tuesday | 1 | 25 | 20 | 596 | 0 | 0 | 0 | 0 | 0 | 0 | 0 | 0 | 0 | 0 | 0 | 0 | 0 | 0 | 0 | 0 | 0 | 0 | 0 | 0 | 0 | 0 | 0 | 0 | 0 | 0 | 0 | 0 | 0 | 0 | 0 | 0 | 0 | 0 | 0 | 0 | 0 | 0 | 0 | 0 |  | 0 | 0 | 0 |  | #VALUE! | #VALUE! | #VALUE! | #VALUE! |  |  | #VALUE! | #VALUE! | 0 | 0 | 0.20123 | 0.20123 | #VALUE! | #VALUE! | #VALUE! | #VALUE! | 0 | 0 | 0.20123 | 0.20123 | #VALUE! | #VALUE! | #VALUE! | #VALUE! | 0 | 0 | 0.20123 | 0.20123 | #VALUE! | #VALUE! |  |  |  | #VALUE! | #VALUE! | #VALUE! | #VALUE! | #VALUE! | #VALUE! | #VALUE!
Tuesday | 1 | 25 | 21 | 597 | 0 | 0 | 0 | 0 | 0 | 0 | 0 | 0 | 0 | 0 | 0 | 0 | 0 | 0 | 0 | 0 | 0 | 0 | 0 | 0 | 0 | 0 | 0 | 0 | 0 | 0 | 0 | 0 | 0 | 0 | 0 | 0 | 0 | 0 | 0 | 0 | 0 | 0 | 0 | 0 |  | 0 | 0 | 0 |  | #VALUE! | #VALUE! | #VALUE! | #VALUE! |  |  | #VALUE! | #VALUE! | 0 | 0 | 0.20123 | 0.20123 | #VALUE! | #VALUE! | #VALUE! | #VALUE! | 0 | 0 | 0.20123 | 0.20123 | #VALUE! | #VALUE! | #VALUE! | #VALUE! | 0 | 0 | 0.20123 | 0.20123 | #VALUE! | #VALUE! |  |  |  | #VALUE! | #VALUE! | #VALUE! | #VALUE! | #VALUE! | #VALUE! | #VALUE!
Tuesday | 1 | 25 | 22 | 598 | 0 | 0 | 0 | 0 | 0 | 0 | 0 | 0 | 0 | 0 | 0 | 0 | 0 | 0 | 0 | 0 | 0 | 0 | 0 | 0 | 0 | 0 | 0 | 0 | 0 | 0 | 0 | 0 | 0 | 0 | 0 | 0 | 0 | 0 | 0 | 0 | 0 | 0 | 0 | 0 |  | 0 | 0 | 0 |  | #VALUE! | #VALUE! | #VALUE! | #VALUE! |  |  | #VALUE! | #VALUE! | 0 | 0 | 0.20123 | 0.20123 | #VALUE! | #VALUE! | #VALUE! | #VALUE! | 0 | 0 | 0.20123 | 0.20123 | #VALUE! | #VALUE! | #VALUE! | #VALUE! | 0 | 0 | 0.20123 | 0.20123 | #VALUE! | #VALUE! |  |  |  | #VALUE! | #VALUE! | #VALUE! | #VALUE! | #VALUE! | #VALUE! | #VALUE!
Tuesday | 1 | 25 | 23 | 599 | 0 | 0 | 0 | 0 | 0 | 0 | 0 | 0 | 0 | 0 | 0 | 0 | 0 | 0 | 0 | 0 | 0 | 0 | 0 | 0 | 0 | 0 | 0 | 0 | 0 | 0 | 0 | 0 | 0 | 0 | 0 | 0 | 0 | 0 | 0 | 0 | 0 | 0 | 0 | 0 |  | 0 | 0 | 0 |  | #VALUE! | #VALUE! | #VALUE! | #VALUE! |  |  | #VALUE! | #VALUE! | 0 | 0 | 0.20123 | 0.20123 | #VALUE! | #VALUE! | #VALUE! | #VALUE! | 0 | 0 | 0.20123 | 0.20123 | #VALUE! | #VALUE! | #VALUE! | #VALUE! | 0 | 0 | 0.20123 | 0.20123 | #VALUE! | #VALUE! |  |  |  | #VALUE! | #VALUE! | #VALUE! | #VALUE! | #VALUE! | #VALUE! | #VALUE!
Tuesday | 1 | 25 | 24 | 600 | 0 | 0 | 0 | 0 | 0 | 0 | 0 | 0 | 0 | 0 | 0 | 0 | 0 | 0 | 0 | 0 | 0 | 0 | 0 | 0 | 0 | 0 | 0 | 0 | 0 | 0 | 0 | 0 | 0 | 0 | 0 | 0 | 0 | 0 | 0 | 0 | 0 | 0 | 0 | 0 |  | 0 | 0 | 0 |  | #VALUE! | #VALUE! | #VALUE! | #VALUE! |  |  | #VALUE! | #VALUE! | 0 | 0 | 0.20123 | 0.20123 | #VALUE! | #VALUE! | #VALUE! | #VALUE! | 0 | 0 | 0.20123 | 0.20123 | #VALUE! | #VALUE! | #VALUE! | #VALUE! | 0 | 0 | 0.20123 | 0.20123 | #VALUE! | #VALUE! |  |  |  | #VALUE! | #VALUE! | #VALUE! | #VALUE! | #VALUE! | #VALUE! | #VALUE!
Wednesday | 1 | 26 | 1 | 601 | 0 | 0 | 0 | 0 | 0 | 0 | 0 | 0 | 0 | 0 | 0 | 0 | 0 | 0 | 0 | 0 | 0 | 0 | 0 | 0 | 0 | 0 | 0 | 0 | 0 | 0 | 0 | 0 | 0 | 0 | 0 | 0 | 0 | 0 | 0 | 0 | 0 | 0 | 0 | 0 |  | 0 | 0 | 0 |  | #VALUE! | #VALUE! | #VALUE! | #VALUE! |  |  | #VALUE! | #VALUE! | 0 | 0 | 0.20123 | 0.20123 | #VALUE! | #VALUE! | #VALUE! | #VALUE! | 0 | 0 | 0.20123 | 0.20123 | #VALUE! | #VALUE! | #VALUE! | #VALUE! | 0 | 0 | 0.20123 | 0.20123 | #VALUE! | #VALUE! |  |  |  | #VALUE! | #VALUE! | #VALUE! | #VALUE! | #VALUE! | #VALUE! | #VALUE!
Wednesday | 1 | 26 | 2 | 602 | 0 | 0 | 0 | 0 | 0 | 0 | 0 | 0 | 0 | 0 | 0 | 0 | 0 | 0 | 0 | 0 | 0 | 0 | 0 | 0 | 0 | 0 | 0 | 0 | 0 | 0 | 0 | 0 | 0 | 0 | 0 | 0 | 0 | 0 | 0 | 0 | 0 | 0 | 0 | 0 |  | 0 | 0 | 0 |  | #VALUE! | #VALUE! | #VALUE! | #VALUE! |  |  | #VALUE! | #VALUE! | 0 | 0 | 0.20123 | 0.20123 | #VALUE! | #VALUE! | #VALUE! | #VALUE! | 0 | 0 | 0.20123 | 0.20123 | #VALUE! | #VALUE! | #VALUE! | #VALUE! | 0 | 0 | 0.20123 | 0.20123 | #VALUE! | #VALUE! |  |  |  | #VALUE! | #VALUE! | #VALUE! | #VALUE! | #VALUE! | #VALUE! | #VALUE!
Wednesday | 1 | 26 | 3 | 603 | 0 | 0 | 0 | 0 | 0 | 0 | 0 | 0 | 0 | 0 | 0 | 0 | 0 | 0 | 0 | 0 | 0 | 0 | 0 | 0 | 0 | 0 | 0 | 0 | 0 | 0 | 0 | 0 | 0 | 0 | 0 | 0 | 0 | 0 | 0 | 0 | 0 | 0 | 0 | 0 |  | 0 | 0 | 0 |  | #VALUE! | #VALUE! | #VALUE! | #VALUE! |  |  | #VALUE! | #VALUE! | 0 | 0 | 0.20123 | 0.20123 | #VALUE! | #VALUE! | #VALUE! | #VALUE! | 0 | 0 | 0.20123 | 0.20123 | #VALUE! | #VALUE! | #VALUE! | #VALUE! | 0 | 0 | 0.20123 | 0.20123 | #VALUE! | #VALUE! |  |  |  | #VALUE! | #VALUE! | #VALUE! | #VALUE! | #VALUE! | #VALUE! | #VALUE!
Wednesday | 1 | 26 | 4 | 604 | 0 | 0 | 0 | 0 | 0 | 0 | 0 | 0 | 0 | 0 | 0 | 0 | 0 | 0 | 0 | 0 | 0 | 0 | 0 | 0 | 0 | 0 | 0 | 0 | 0 | 0 | 0 | 0 | 0 | 0 | 0 | 0 | 0 | 0 | 0 | 0 | 0 | 0 | 0 | 0 |  | 0 | 0 | 0 |  | #VALUE! | #VALUE! | #VALUE! | #VALUE! |  |  | #VALUE! | #VALUE! | 0 | 0 | 0.20123 | 0.20123 | #VALUE! | #VALUE! | #VALUE! | #VALUE! | 0 | 0 | 0.20123 | 0.20123 | #VALUE! | #VALUE! | #VALUE! | #VALUE! | 0 | 0 | 0.20123 | 0.20123 | #VALUE! | #VALUE! |  |  |  | #VALUE! | #VALUE! | #VALUE! | #VALUE! | #VALUE! | #VALUE! | #VALUE!
Wednesday | 1 | 26 | 5 | 605 | 0 | 0 | 0 | 0 | 0 | 0 | 0 | 0 | 0 | 0 | 0 | 0 | 0 | 0 | 0 | 0 | 0 | 0 | 0 | 0 | 0 | 0 | 0 | 0 | 0 | 0 | 0 | 0 | 0 | 0 | 0 | 0 | 0 | 0 | 0 | 0 | 0 | 0 | 0 | 0 |  | 0 | 0 | 0 |  | #VALUE! | #VALUE! | #VALUE! | #VALUE! |  |  | #VALUE! | #VALUE! | 0 | 0 | 0.20123 | 0.20123 | #VALUE! | #VALUE! | #VALUE! | #VALUE! | 0 | 0 | 0.20123 | 0.20123 | #VALUE! | #VALUE! | #VALUE! | #VALUE! | 0 | 0 | 0.20123 | 0.20123 | #VALUE! | #VALUE! |  |  |  | #VALUE! | #VALUE! | #VALUE! | #VALUE! | #VALUE! | #VALUE! | #VALUE!
Wednesday | 1 | 26 | 6 | 606 | 0 | 0 | 0 | 0 | 0 | 0 | 0 | 0 | 0 | 0 | 0 | 0 | 0 | 0 | 0 | 0 | 0 | 0 | 0 | 0 | 0 | 0 | 0 | 0 | 0 | 0 | 0 | 0 | 0 | 0 | 0 | 0 | 0 | 0 | 0 | 0 | 0 | 0 | 0 | 0 |  | 0 | 0 | 0 |  | #VALUE! | #VALUE! | #VALUE! | #VALUE! |  |  | #VALUE! | #VALUE! | 0 | 0 | 0.20123 | 0.20123 | #VALUE! | #VALUE! | #VALUE! | #VALUE! | 0 | 0 | 0.20123 | 0.20123 | #VALUE! | #VALUE! | #VALUE! | #VALUE! | 0 | 0 | 0.20123 | 0.20123 | #VALUE! | #VALUE! |  |  |  | #VALUE! | #VALUE! | #VALUE! | #VALUE! | #VALUE! | #VALUE! | #VALUE!
Wednesday | 1 | 26 | 7 | 607 | 0 | 0 | 0 | 0 | 0 | 0 | 0 | 0 | 0 | 0 | 0 | 0 | 0 | 0 | 0 | 0 | 0 | 0 | 0 | 0 | 0 | 0 | 0 | 0 | 0 | 0 | 0 | 0 | 0 | 0 | 0 | 0 | 0 | 0 | 0 | 0 | 0 | 0 | 0 | 0 |  | 0 | 0 | 0 |  | #VALUE! | #VALUE! | #VALUE! | #VALUE! |  |  | #VALUE! | #VALUE! | 0 | 0 | 0.20123 | 0.20123 | #VALUE! | #VALUE! | #VALUE! | #VALUE! | 0 | 0 | 0.20123 | 0.20123 | #VALUE! | #VALUE! | #VALUE! | #VALUE! | 0 | 0 | 0.20123 | 0.20123 | #VALUE! | #VALUE! |  |  |  | #VALUE! | #VALUE! | #VALUE! | #VALUE! | #VALUE! | #VALUE! | #VALUE!
Wednesday | 1 | 26 | 8 | 608 | 0 | 0 | 0 | 0 | 0 | 0 | 0 | 0 | 0 | 0 | 0 | 0 | 0 | 0 | 0 | 0 | 0 | 0 | 0 | 0 | 0 | 0 | 0 | 0 | 0 | 0 | 0 | 0 | 0 | 0 | 0 | 0 | 0 | 0 | 0 | 0 | 0 | 0 | 0 | 0 |  | 0 | 0 | 0 |  | #VALUE! | #VALUE! | #VALUE! | #VALUE! |  |  | #VALUE! | #VALUE! | 0 | 0 | 0.20123 | 0.20123 | #VALUE! | #VALUE! | #VALUE! | #VALUE! | 0 | 0 | 0.20123 | 0.20123 | #VALUE! | #VALUE! | #VALUE! | #VALUE! | 0 | 0 | 0.20123 | 0.20123 | #VALUE! | #VALUE! |  |  |  | #VALUE! | #VALUE! | #VALUE! | #VALUE! | #VALUE! | #VALUE! | #VALUE!
Wednesday | 1 | 26 | 9 | 609 | 0 | 0 | 0 | 0 | 0 | 0 | 0 | 0 | 0 | 0 | 0 | 0 | 0 | 0 | 0 | 0 | 0 | 0 | 0 | 0 | 0 | 0 | 0 | 0 | 0 | 0 | 0 | 0 | 0 | 0 | 0 | 0 | 0 | 0 | 0 | 0 | 0 | 0 | 0 | 0 |  | 0 | 0 | 0 |  | #VALUE! | #VALUE! | #VALUE! | #VALUE! |  |  | #VALUE! | #VALUE! | 0 | 0 | 0.20123 | 0.20123 | #VALUE! | #VALUE! | #VALUE! | #VALUE! | 0 | 0 | 0.20123 | 0.20123 | #VALUE! | #VALUE! | #VALUE! | #VALUE! | 0 | 0 | 0.20123 | 0.20123 | #VALUE! | #VALUE! |  |  |  | #VALUE! | #VALUE! | #VALUE! | #VALUE! | #VALUE! | #VALUE! | #VALUE!
Wednesday | 1 | 26 | 10 | 610 | 0 | 0 | 0 | 0 | 0 | 0 | 0 | 0 | 0 | 0 | 0 | 0 | 0 | 0 | 0 | 0 | 0 | 0 | 0 | 0 | 0 | 0 | 0 | 0 | 0 | 0 | 0 | 0 | 0 | 0 | 0 | 0 | 0 | 0 | 0 | 0 | 0 | 0 | 0 | 0 |  | 0 | 0 | 0 |  | #VALUE! | #VALUE! | #VALUE! | #VALUE! |  |  | #VALUE! | #VALUE! | 0 | 0 | 0.20123 | 0.20123 | #VALUE! | #VALUE! | #VALUE! | #VALUE! | 0 | 0 | 0.20123 | 0.20123 | #VALUE! | #VALUE! | #VALUE! | #VALUE! | 0 | 0 | 0.20123 | 0.20123 | #VALUE! | #VALUE! |  |  |  | #VALUE! | #VALUE! | #VALUE! | #VALUE! | #VALUE! | #VALUE! | #VALUE!
Wednesday | 1 | 26 | 11 | 611 | 0 | 0 | 0 | 0 | 0 | 0 | 0 | 0 | 0 | 0 | 0 | 0 | 0 | 0 | 0 | 0 | 0 | 0 | 0 | 0 | 0 | 0 | 0 | 0 | 0 | 0 | 0 | 0 | 0 | 0 | 0 | 0 | 0 | 0 | 0 | 0 | 0 | 0 | 0 | 0 |  | 0 | 0 | 0 |  | #VALUE! | #VALUE! | #VALUE! | #VALUE! |  |  | #VALUE! | #VALUE! | 0 | 0 | 0.20123 | 0.20123 | #VALUE! | #VALUE! | #VALUE! | #VALUE! | 0 | 0 | 0.20123 | 0.20123 | #VALUE! | #VALUE! | #VALUE! | #VALUE! | 0 | 0 | 0.20123 | 0.20123 | #VALUE! | #VALUE! |  |  |  | #VALUE! | #VALUE! | #VALUE! | #VALUE! | #VALUE! | #VALUE! | #VALUE!
Wednesday | 1 | 26 | 12 | 612 | 0 | 0 | 0 | 0 | 0 | 0 | 0 | 0 | 0 | 0 | 0 | 0 | 0 | 0 | 0 | 0 | 0 | 0 | 0 | 0 | 0 | 0 | 0 | 0 | 0 | 0 | 0 | 0 | 0 | 0 | 0 | 0 | 0 | 0 | 0 | 0 | 0 | 0 | 0 | 0 |  | 0 | 0 | 0 |  | #VALUE! | #VALUE! | #VALUE! | #VALUE! |  |  | #VALUE! | #VALUE! | 0 | 0 | 0.20123 | 0.20123 | #VALUE! | #VALUE! | #VALUE! | #VALUE! | 0 | 0 | 0.20123 | 0.20123 | #VALUE! | #VALUE! | #VALUE! | #VALUE! | 0 | 0 | 0.20123 | 0.20123 | #VALUE! | #VALUE! |  |  |  | #VALUE! | #VALUE! | #VALUE! | #VALUE! | #VALUE! | #VALUE! | #VALUE!
Wednesday | 1 | 26 | 13 | 613 | 0 | 0 | 0 | 0 | 0 | 0 | 0 | 0 | 0 | 0 | 0 | 0 | 0 | 0 | 0 | 0 | 0 | 0 | 0 | 0 | 0 | 0 | 0 | 0 | 0 | 0 | 0 | 0 | 0 | 0 | 0 | 0 | 0 | 0 | 0 | 0 | 0 | 0 | 0 | 0 |  | 0 | 0 | 0 |  | #VALUE! | #VALUE! | #VALUE! | #VALUE! |  |  | #VALUE! | #VALUE! | 0 | 0 | 0.20123 | 0.20123 | #VALUE! | #VALUE! | #VALUE! | #VALUE! | 0 | 0 | 0.20123 | 0.20123 | #VALUE! | #VALUE! | #VALUE! | #VALUE! | 0 | 0 | 0.20123 | 0.20123 | #VALUE! | #VALUE! |  |  |  | #VALUE! | #VALUE! | #VALUE! | #VALUE! | #VALUE! | #VALUE! | #VALUE!
Wednesday | 1 | 26 | 14 | 614 | 0 | 0 | 0 | 0 | 0 | 0 | 0 | 0 | 0 | 0 | 0 | 0 | 0 | 0 | 0 | 0 | 0 | 0 | 0 | 0 | 0 | 0 | 0 | 0 | 0 | 0 | 0 | 0 | 0 | 0 | 0 | 0 | 0 | 0 | 0 | 0 | 0 | 0 | 0 | 0 |  | 0 | 0 | 0 |  | #VALUE! | #VALUE! | #VALUE! | #VALUE! |  |  | #VALUE! | #VALUE! | 0 | 0 | 0.20123 | 0.20123 | #VALUE! | #VALUE! | #VALUE! | #VALUE! | 0 | 0 | 0.20123 | 0.20123 | #VALUE! | #VALUE! | #VALUE! | #VALUE! | 0 | 0 | 0.20123 | 0.20123 | #VALUE! | #VALUE! |  |  |  | #VALUE! | #VALUE! | #VALUE! | #VALUE! | #VALUE! | #VALUE! | #VALUE!
Wednesday | 1 | 26 | 15 | 615 | 0 | 0 | 0 | 0 | 0 | 0 | 0 | 0 | 0 | 0 | 0 | 0 | 0 | 0 | 0 | 0 | 0 | 0 | 0 | 0 | 0 | 0 | 0 | 0 | 0 | 0 | 0 | 0 | 0 | 0 | 0 | 0 | 0 | 0 | 0 | 0 | 0 | 0 | 0 | 0 |  | 0 | 0 | 0 |  | #VALUE! | #VALUE! | #VALUE! | #VALUE! |  |  | #VALUE! | #VALUE! | 0 | 0 | 0.20123 | 0.20123 | #VALUE! | #VALUE! | #VALUE! | #VALUE! | 0 | 0 | 0.20123 | 0.20123 | #VALUE! | #VALUE! | #VALUE! | #VALUE! | 0 | 0 | 0.20123 | 0.20123 | #VALUE! | #VALUE! |  |  |  | #VALUE! | #VALUE! | #VALUE! | #VALUE! | #VALUE! | #VALUE! | #VALUE!
Wednesday | 1 | 26 | 16 | 616 | 0 | 0 | 0 | 0 | 0 | 0 | 0 | 0 | 0 | 0 | 0 | 0 | 0 | 0 | 0 | 0 | 0 | 0 | 0 | 0 | 0 | 0 | 0 | 0 | 0 | 0 | 0 | 0 | 0 | 0 | 0 | 0 | 0 | 0 | 0 | 0 | 0 | 0 | 0 | 0 |  | 0 | 0 | 0 |  | #VALUE! | #VALUE! | #VALUE! | #VALUE! |  |  | #VALUE! | #VALUE! | 0 | 0 | 0.20123 | 0.20123 | #VALUE! | #VALUE! | #VALUE! | #VALUE! | 0 | 0 | 0.20123 | 0.20123 | #VALUE! | #VALUE! | #VALUE! | #VALUE! | 0 | 0 | 0.20123 | 0.20123 | #VALUE! | #VALUE! |  |  |  | #VALUE! | #VALUE! | #VALUE! | #VALUE! | #VALUE! | #VALUE! | #VALUE!
Wednesday | 1 | 26 | 17 | 617 | 0 | 0 | 0 | 0 | 0 | 0 | 0 | 0 | 0 | 0 | 0 | 0 | 0 | 0 | 0 | 0 | 0 | 0 | 0 | 0 | 0 | 0 | 0 | 0 | 0 | 0 | 0 | 0 | 0 | 0 | 0 | 0 | 0 | 0 | 0 | 0 | 0 | 0 | 0 | 0 |  | 0 | 0 | 0 |  | #VALUE! | #VALUE! | #VALUE! | #VALUE! |  |  | #VALUE! | #VALUE! | 0 | 0 | 0.20123 | 0.20123 | #VALUE! | #VALUE! | #VALUE! | #VALUE! | 0 | 0 | 0.20123 | 0.20123 | #VALUE! | #VALUE! | #VALUE! | #VALUE! | 0 | 0 | 0.20123 | 0.20123 | #VALUE! | #VALUE! |  |  |  | #VALUE! | #VALUE! | #VALUE! | #VALUE! | #VALUE! | #VALUE! | #VALUE!
Wednesday | 1 | 26 | 18 | 618 | 0 | 0 | 0 | 0 | 0 | 0 | 0 | 0 | 0 | 0 | 0 | 0 | 0 | 0 | 0 | 0 | 0 | 0 | 0 | 0 | 0 | 0 | 0 | 0 | 0 | 0 | 0 | 0 | 0 | 0 | 0 | 0 | 0 | 0 | 0 | 0 | 0 | 0 | 0 | 0 |  | 0 | 0 | 0 |  | #VALUE! | #VALUE! | #VALUE! | #VALUE! |  |  | #VALUE! | #VALUE! | 0 | 0 | 0.20123 | 0.20123 | #VALUE! | #VALUE! | #VALUE! | #VALUE! | 0 | 0 | 0.20123 | 0.20123 | #VALUE! | #VALUE! | #VALUE! | #VALUE! | 0 | 0 | 0.20123 | 0.20123 | #VALUE! | #VALUE! |  |  |  | #VALUE! | #VALUE! | #VALUE! | #VALUE! | #VALUE! | #VALUE! | #VALUE!
Wednesday | 1 | 26 | 19 | 619 | 0 | 0 | 0 | 0 | 0 | 0 | 0 | 0 | 0 | 0 | 0 | 0 | 0 | 0 | 0 | 0 | 0 | 0 | 0 | 0 | 0 | 0 | 0 | 0 | 0 | 0 | 0 | 0 | 0 | 0 | 0 | 0 | 0 | 0 | 0 | 0 | 0 | 0 | 0 | 0 |  | 0 | 0 | 0 |  | #VALUE! | #VALUE! | #VALUE! | #VALUE! |  |  | #VALUE! | #VALUE! | 0 | 0 | 0.20123 | 0.20123 | #VALUE! | #VALUE! | #VALUE! | #VALUE! | 0 | 0 | 0.20123 | 0.20123 | #VALUE! | #VALUE! | #VALUE! | #VALUE! | 0 | 0 | 0.20123 | 0.20123 | #VALUE! | #VALUE! |  |  |  | #VALUE! | #VALUE! | #VALUE! | #VALUE! | #VALUE! | #VALUE! | #VALUE!
Wednesday | 1 | 26 | 20 | 620 | 0 | 0 | 0 | 0 | 0 | 0 | 0 | 0 | 0 | 0 | 0 | 0 | 0 | 0 | 0 | 0 | 0 | 0 | 0 | 0 | 0 | 0 | 0 | 0 | 0 | 0 | 0 | 0 | 0 | 0 | 0 | 0 | 0 | 0 | 0 | 0 | 0 | 0 | 0 | 0 |  | 0 | 0 | 0 |  | #VALUE! | #VALUE! | #VALUE! | #VALUE! |  |  | #VALUE! | #VALUE! | 0 | 0 | 0.20123 | 0.20123 | #VALUE! | #VALUE! | #VALUE! | #VALUE! | 0 | 0 | 0.20123 | 0.20123 | #VALUE! | #VALUE! | #VALUE! | #VALUE! | 0 | 0 | 0.20123 | 0.20123 | #VALUE! | #VALUE! |  |  |  | #VALUE! | #VALUE! | #VALUE! | #VALUE! | #VALUE! | #VALUE! | #VALUE!
Wednesday | 1 | 26 | 21 | 621 | 0 | 0 | 0 | 0 | 0 | 0 | 0 | 0 | 0 | 0 | 0 | 0 | 0 | 0 | 0 | 0 | 0 | 0 | 0 | 0 | 0 | 0 | 0 | 0 | 0 | 0 | 0 | 0 | 0 | 0 | 0 | 0 | 0 | 0 | 0 | 0 | 0 | 0 | 0 | 0 |  | 0 | 0 | 0 |  | #VALUE! | #VALUE! | #VALUE! | #VALUE! |  |  | #VALUE! | #VALUE! | 0 | 0 | 0.20123 | 0.20123 | #VALUE! | #VALUE! | #VALUE! | #VALUE! | 0 | 0 | 0.20123 | 0.20123 | #VALUE! | #VALUE! | #VALUE! | #VALUE! | 0 | 0 | 0.20123 | 0.20123 | #VALUE! | #VALUE! |  |  |  | #VALUE! | #VALUE! | #VALUE! | #VALUE! | #VALUE! | #VALUE! | #VALUE!
Wednesday | 1 | 26 | 22 | 622 | 0 | 0 | 0 | 0 | 0 | 0 | 0 | 0 | 0 | 0 | 0 | 0 | 0 | 0 | 0 | 0 | 0 | 0 | 0 | 0 | 0 | 0 | 0 | 0 | 0 | 0 | 0 | 0 | 0 | 0 | 0 | 0 | 0 | 0 | 0 | 0 | 0 | 0 | 0 | 0 |  | 0 | 0 | 0 |  | #VALUE! | #VALUE! | #VALUE! | #VALUE! |  |  | #VALUE! | #VALUE! | 0 | 0 | 0.20123 | 0.20123 | #VALUE! | #VALUE! | #VALUE! | #VALUE! | 0 | 0 | 0.20123 | 0.20123 | #VALUE! | #VALUE! | #VALUE! | #VALUE! | 0 | 0 | 0.20123 | 0.20123 | #VALUE! | #VALUE! |  |  |  | #VALUE! | #VALUE! | #VALUE! | #VALUE! | #VALUE! | #VALUE! | #VALUE!
Wednesday | 1 | 26 | 23 | 623 | 0 | 0 | 0 | 0 | 0 | 0 | 0 | 0 | 0 | 0 | 0 | 0 | 0 | 0 | 0 | 0 | 0 | 0 | 0 | 0 | 0 | 0 | 0 | 0 | 0 | 0 | 0 | 0 | 0 | 0 | 0 | 0 | 0 | 0 | 0 | 0 | 0 | 0 | 0 | 0 |  | 0 | 0 | 0 |  | #VALUE! | #VALUE! | #VALUE! | #VALUE! |  |  | #VALUE! | #VALUE! | 0 | 0 | 0.20123 | 0.20123 | #VALUE! | #VALUE! | #VALUE! | #VALUE! | 0 | 0 | 0.20123 | 0.20123 | #VALUE! | #VALUE! | #VALUE! | #VALUE! | 0 | 0 | 0.20123 | 0.20123 | #VALUE! | #VALUE! |  |  |  | #VALUE! | #VALUE! | #VALUE! | #VALUE! | #VALUE! | #VALUE! | #VALUE!
Wednesday | 1 | 26 | 24 | 624 | 0 | 0 | 0 | 0 | 0 | 0 | 0 | 0 | 0 | 0 | 0 | 0 | 0 | 0 | 0 | 0 | 0 | 0 | 0 | 0 | 0 | 0 | 0 | 0 | 0 | 0 | 0 | 0 | 0 | 0 | 0 | 0 | 0 | 0 | 0 | 0 | 0 | 0 | 0 | 0 |  | 0 | 0 | 0 |  | #VALUE! | #VALUE! | #VALUE! | #VALUE! |  |  | #VALUE! | #VALUE! | 0 | 0 | 0.20123 | 0.20123 | #VALUE! | #VALUE! | #VALUE! | #VALUE! | 0 | 0 | 0.20123 | 0.20123 | #VALUE! | #VALUE! | #VALUE! | #VALUE! | 0 | 0 | 0.20123 | 0.20123 | #VALUE! | #VALUE! |  |  |  | #VALUE! | #VALUE! | #VALUE! | #VALUE! | #VALUE! | #VALUE! | #VALUE!
Thursday | 1 | 27 | 1 | 625 | 0 | 0 | 0 | 0 | 0 | 0 | 0 | 0 | 0 | 0 | 0 | 0 | 0 | 0 | 0 | 0 | 0 | 0 | 0 | 0 | 0 | 0 | 0 | 0 | 0 | 0 | 0 | 0 | 0 | 0 | 0 | 0 | 0 | 0 | 0 | 0 | 0 | 0 | 0 | 0 |  | 0 | 0 | 0 |  | #VALUE! | #VALUE! | #VALUE! | #VALUE! |  |  | #VALUE! | #VALUE! | 0 | 0 | 0.20123 | 0.20123 | #VALUE! | #VALUE! | #VALUE! | #VALUE! | 0 | 0 | 0.20123 | 0.20123 | #VALUE! | #VALUE! | #VALUE! | #VALUE! | 0 | 0 | 0.20123 | 0.20123 | #VALUE! | #VALUE! |  |  |  | #VALUE! | #VALUE! | #VALUE! | #VALUE! | #VALUE! | #VALUE! | #VALUE!
Thursday | 1 | 27 | 2 | 626 | 0 | 0 | 0 | 0 | 0 | 0 | 0 | 0 | 0 | 0 | 0 | 0 | 0 | 0 | 0 | 0 | 0 | 0 | 0 | 0 | 0 | 0 | 0 | 0 | 0 | 0 | 0 | 0 | 0 | 0 | 0 | 0 | 0 | 0 | 0 | 0 | 0 | 0 | 0 | 0 |  | 0 | 0 | 0 |  | #VALUE! | #VALUE! | #VALUE! | #VALUE! |  |  | #VALUE! | #VALUE! | 0 | 0 | 0.20123 | 0.20123 | #VALUE! | #VALUE! | #VALUE! | #VALUE! | 0 | 0 | 0.20123 | 0.20123 | #VALUE! | #VALUE! | #VALUE! | #VALUE! | 0 | 0 | 0.20123 | 0.20123 | #VALUE! | #VALUE! |  |  |  | #VALUE! | #VALUE! | #VALUE! | #VALUE! | #VALUE! | #VALUE! | #VALUE!
Thursday | 1 | 27 | 3 | 627 | 0 | 0 | 0 | 0 | 0 | 0 | 0 | 0 | 0 | 0 | 0 | 0 | 0 | 0 | 0 | 0 | 0 | 0 | 0 | 0 | 0 | 0 | 0 | 0 | 0 | 0 | 0 | 0 | 0 | 0 | 0 | 0 | 0 | 0 | 0 | 0 | 0 | 0 | 0 | 0 |  | 0 | 0 | 0 |  | #VALUE! | #VALUE! | #VALUE! | #VALUE! |  |  | #VALUE! | #VALUE! | 0 | 0 | 0.20123 | 0.20123 | #VALUE! | #VALUE! | #VALUE! | #VALUE! | 0 | 0 | 0.20123 | 0.20123 | #VALUE! | #VALUE! | #VALUE! | #VALUE! | 0 | 0 | 0.20123 | 0.20123 | #VALUE! | #VALUE! |  |  |  | #VALUE! | #VALUE! | #VALUE! | #VALUE! | #VALUE! | #VALUE! | #VALUE!
Thursday | 1 | 27 | 4 | 628 | 0 | 0 | 0 | 0 | 0 | 0 | 0 | 0 | 0 | 0 | 0 | 0 | 0 | 0 | 0 | 0 | 0 | 0 | 0 | 0 | 0 | 0 | 0 | 0 | 0 | 0 | 0 | 0 | 0 | 0 | 0 | 0 | 0 | 0 | 0 | 0 | 0 | 0 | 0 | 0 |  | 0 | 0 | 0 |  | #VALUE! | #VALUE! | #VALUE! | #VALUE! |  |  | #VALUE! | #VALUE! | 0 | 0 | 0.20123 | 0.20123 | #VALUE! | #VALUE! | #VALUE! | #VALUE! | 0 | 0 | 0.20123 | 0.20123 | #VALUE! | #VALUE! | #VALUE! | #VALUE! | 0 | 0 | 0.20123 | 0.20123 | #VALUE! | #VALUE! |  |  |  | #VALUE! | #VALUE! | #VALUE! | #VALUE! | #VALUE! | #VALUE! | #VALUE!
Thursday | 1 | 27 | 5 | 629 | 0 | 0 | 0 | 0 | 0 | 0 | 0 | 0 | 0 | 0 | 0 | 0 | 0 | 0 | 0 | 0 | 0 | 0 | 0 | 0 | 0 | 0 | 0 | 0 | 0 | 0 | 0 | 0 | 0 | 0 | 0 | 0 | 0 | 0 | 0 | 0 | 0 | 0 | 0 | 0 |  | 0 | 0 | 0 |  | #VALUE! | #VALUE! | #VALUE! | #VALUE! |  |  | #VALUE! | #VALUE! | 0 | 0 | 0.20123 | 0.20123 | #VALUE! | #VALUE! | #VALUE! | #VALUE! | 0 | 0 | 0.20123 | 0.20123 | #VALUE! | #VALUE! | #VALUE! | #VALUE! | 0 | 0 | 0.20123 | 0.20123 | #VALUE! | #VALUE! |  |  |  | #VALUE! | #VALUE! | #VALUE! | #VALUE! | #VALUE! | #VALUE! | #VALUE!
Thursday | 1 | 27 | 6 | 630 | 0 | 0 | 0 | 0 | 0 | 0 | 0 | 0 | 0 | 0 | 0 | 0 | 0 | 0 | 0 | 0 | 0 | 0 | 0 | 0 | 0 | 0 | 0 | 0 | 0 | 0 | 0 | 0 | 0 | 0 | 0 | 0 | 0 | 0 | 0 | 0 | 0 | 0 | 0 | 0 |  | 0 | 0 | 0 |  | #VALUE! | #VALUE! | #VALUE! | #VALUE! |  |  | #VALUE! | #VALUE! | 0 | 0 | 0.20123 | 0.20123 | #VALUE! | #VALUE! | #VALUE! | #VALUE! | 0 | 0 | 0.20123 | 0.20123 | #VALUE! | #VALUE! | #VALUE! | #VALUE! | 0 | 0 | 0.20123 | 0.20123 | #VALUE! | #VALUE! |  |  |  | #VALUE! | #VALUE! | #VALUE! | #VALUE! | #VALUE! | #VALUE! | #VALUE!
Thursday | 1 | 27 | 7 | 631 | 0 | 0 | 0 | 0 | 0 | 0 | 0 | 0 | 0 | 0 | 0 | 0 | 0 | 0 | 0 | 0 | 0 | 0 | 0 | 0 | 0 | 0 | 0 | 0 | 0 | 0 | 0 | 0 | 0 | 0 | 0 | 0 | 0 | 0 | 0 | 0 | 0 | 0 | 0 | 0 |  | 0 | 0 | 0 |  | #VALUE! | #VALUE! | #VALUE! | #VALUE! |  |  | #VALUE! | #VALUE! | 0 | 0 | 0.20123 | 0.20123 | #VALUE! | #VALUE! | #VALUE! | #VALUE! | 0 | 0 | 0.20123 | 0.20123 | #VALUE! | #VALUE! | #VALUE! | #VALUE! | 0 | 0 | 0.20123 | 0.20123 | #VALUE! | #VALUE! |  |  |  | #VALUE! | #VALUE! | #VALUE! | #VALUE! | #VALUE! | #VALUE! | #VALUE!
Thursday | 1 | 27 | 8 | 632 | 0 | 0 | 0 | 0 | 0 | 0 | 0 | 0 | 0 | 0 | 0 | 0 | 0 | 0 | 0 | 0 | 0 | 0 | 0 | 0 | 0 | 0 | 0 | 0 | 0 | 0 | 0 | 0 | 0 | 0 | 0 | 0 | 0 | 0 | 0 | 0 | 0 | 0 | 0 | 0 |  | 0 | 0 | 0 |  | #VALUE! | #VALUE! | #VALUE! | #VALUE! |  |  | #VALUE! | #VALUE! | 0 | 0 | 0.20123 | 0.20123 | #VALUE! | #VALUE! | #VALUE! | #VALUE! | 0 | 0 | 0.20123 | 0.20123 | #VALUE! | #VALUE! | #VALUE! | #VALUE! | 0 | 0 | 0.20123 | 0.20123 | #VALUE! | #VALUE! |  |  |  | #VALUE! | #VALUE! | #VALUE! | #VALUE! | #VALUE! | #VALUE! | #VALUE!
Thursday | 1 | 27 | 9 | 633 | 0 | 0 | 0 | 0 | 0 | 0 | 0 | 0 | 0 | 0 | 0 | 0 | 0 | 0 | 0 | 0 | 0 | 0 | 0 | 0 | 0 | 0 | 0 | 0 | 0 | 0 | 0 | 0 | 0 | 0 | 0 | 0 | 0 | 0 | 0 | 0 | 0 | 0 | 0 | 0 |  | 0 | 0 | 0 |  | #VALUE! | #VALUE! | #VALUE! | #VALUE! |  |  | #VALUE! | #VALUE! | 0 | 0 | 0.20123 | 0.20123 | #VALUE! | #VALUE! | #VALUE! | #VALUE! | 0 | 0 | 0.20123 | 0.20123 | #VALUE! | #VALUE! | #VALUE! | #VALUE! | 0 | 0 | 0.20123 | 0.20123 | #VALUE! | #VALUE! |  |  |  | #VALUE! | #VALUE! | #VALUE! | #VALUE! | #VALUE! | #VALUE! | #VALUE!
Thursday | 1 | 27 | 10 | 634 | 0 | 0 | 0 | 0 | 0 | 0 | 0 | 0 | 0 | 0 | 0 | 0 | 0 | 0 | 0 | 0 | 0 | 0 | 0 | 0 | 0 | 0 | 0 | 0 | 0 | 0 | 0 | 0 | 0 | 0 | 0 | 0 | 0 | 0 | 0 | 0 | 0 | 0 | 0 | 0 |  | 0 | 0 | 0 |  | #VALUE! | #VALUE! | #VALUE! | #VALUE! |  |  | #VALUE! | #VALUE! | 0 | 0 | 0.20123 | 0.20123 | #VALUE! | #VALUE! | #VALUE! | #VALUE! | 0 | 0 | 0.20123 | 0.20123 | #VALUE! | #VALUE! | #VALUE! | #VALUE! | 0 | 0 | 0.20123 | 0.20123 | #VALUE! | #VALUE! |  |  |  | #VALUE! | #VALUE! | #VALUE! | #VALUE! | #VALUE! | #VALUE! | #VALUE!
Thursday | 1 | 27 | 11 | 635 | 0 | 0 | 0 | 0 | 0 | 0 | 0 | 0 | 0 | 0 | 0 | 0 | 0 | 0 | 0 | 0 | 0 | 0 | 0 | 0 | 0 | 0 | 0 | 0 | 0 | 0 | 0 | 0 | 0 | 0 | 0 | 0 | 0 | 0 | 0 | 0 | 0 | 0 | 0 | 0 |  | 0 | 0 | 0 |  | #VALUE! | #VALUE! | #VALUE! | #VALUE! |  |  | #VALUE! | #VALUE! | 0 | 0 | 0.20123 | 0.20123 | #VALUE! | #VALUE! | #VALUE! | #VALUE! | 0 | 0 | 0.20123 | 0.20123 | #VALUE! | #VALUE! | #VALUE! | #VALUE! | 0 | 0 | 0.20123 | 0.20123 | #VALUE! | #VALUE! |  |  |  | #VALUE! | #VALUE! | #VALUE! | #VALUE! | #VALUE! | #VALUE! | #VALUE!
Thursday | 1 | 27 | 12 | 636 | 0 | 0 | 0 | 0 | 0 | 0 | 0 | 0 | 0 | 0 | 0 | 0 | 0 | 0 | 0 | 0 | 0 | 0 | 0 | 0 | 0 | 0 | 0 | 0 | 0 | 0 | 0 | 0 | 0 | 0 | 0 | 0 | 0 | 0 | 0 | 0 | 0 | 0 | 0 | 0 |  | 0 | 0 | 0 |  | #VALUE! | #VALUE! | #VALUE! | #VALUE! |  |  | #VALUE! | #VALUE! | 0 | 0 | 0.20123 | 0.20123 | #VALUE! | #VALUE! | #VALUE! | #VALUE! | 0 | 0 | 0.20123 | 0.20123 | #VALUE! | #VALUE! | #VALUE! | #VALUE! | 0 | 0 | 0.20123 | 0.20123 | #VALUE! | #VALUE! |  |  |  | #VALUE! | #VALUE! | #VALUE! | #VALUE! | #VALUE! | #VALUE! | #VALUE!
Thursday | 1 | 27 | 13 | 637 | 0 | 0 | 0 | 0 | 0 | 0 | 0 | 0 | 0 | 0 | 0 | 0 | 0 | 0 | 0 | 0 | 0 | 0 | 0 | 0 | 0 | 0 | 0 | 0 | 0 | 0 | 0 | 0 | 0 | 0 | 0 | 0 | 0 | 0 | 0 | 0 | 0 | 0 | 0 | 0 |  | 0 | 0 | 0 |  | #VALUE! | #VALUE! | #VALUE! | #VALUE! |  |  | #VALUE! | #VALUE! | 0 | 0 | 0.20123 | 0.20123 | #VALUE! | #VALUE! | #VALUE! | #VALUE! | 0 | 0 | 0.20123 | 0.20123 | #VALUE! | #VALUE! | #VALUE! | #VALUE! | 0 | 0 | 0.20123 | 0.20123 | #VALUE! | #VALUE! |  |  |  | #VALUE! | #VALUE! | #VALUE! | #VALUE! | #VALUE! | #VALUE! | #VALUE!
Thursday | 1 | 27 | 14 | 638 | 0 | 0 | 0 | 0 | 0 | 0 | 0 | 0 | 0 | 0 | 0 | 0 | 0 | 0 | 0 | 0 | 0 | 0 | 0 | 0 | 0 | 0 | 0 | 0 | 0 | 0 | 0 | 0 | 0 | 0 | 0 | 0 | 0 | 0 | 0 | 0 | 0 | 0 | 0 | 0 |  | 0 | 0 | 0 |  | #VALUE! | #VALUE! | #VALUE! | #VALUE! |  |  | #VALUE! | #VALUE! | 0 | 0 | 0.20123 | 0.20123 | #VALUE! | #VALUE! | #VALUE! | #VALUE! | 0 | 0 | 0.20123 | 0.20123 | #VALUE! | #VALUE! | #VALUE! | #VALUE! | 0 | 0 | 0.20123 | 0.20123 | #VALUE! | #VALUE! |  |  |  | #VALUE! | #VALUE! | #VALUE! | #VALUE! | #VALUE! | #VALUE! | #VALUE!
Thursday | 1 | 27 | 15 | 639 | 0 | 0 | 0 | 0 | 0 | 0 | 0 | 0 | 0 | 0 | 0 | 0 | 0 | 0 | 0 | 0 | 0 | 0 | 0 | 0 | 0 | 0 | 0 | 0 | 0 | 0 | 0 | 0 | 0 | 0 | 0 | 0 | 0 | 0 | 0 | 0 | 0 | 0 | 0 | 0 |  | 0 | 0 | 0 |  | #VALUE! | #VALUE! | #VALUE! | #VALUE! |  |  | #VALUE! | #VALUE! | 0 | 0 | 0.20123 | 0.20123 | #VALUE! | #VALUE! | #VALUE! | #VALUE! | 0 | 0 | 0.20123 | 0.20123 | #VALUE! | #VALUE! | #VALUE! | #VALUE! | 0 | 0 | 0.20123 | 0.20123 | #VALUE! | #VALUE! |  |  |  | #VALUE! | #VALUE! | #VALUE! | #VALUE! | #VALUE! | #VALUE! | #VALUE!
Thursday | 1 | 27 | 16 | 640 | 0 | 0 | 0 | 0 | 0 | 0 | 0 | 0 | 0 | 0 | 0 | 0 | 0 | 0 | 0 | 0 | 0 | 0 | 0 | 0 | 0 | 0 | 0 | 0 | 0 | 0 | 0 | 0 | 0 | 0 | 0 | 0 | 0 | 0 | 0 | 0 | 0 | 0 | 0 | 0 |  | 0 | 0 | 0 |  | #VALUE! | #VALUE! | #VALUE! | #VALUE! |  |  | #VALUE! | #VALUE! | 0 | 0 | 0.20123 | 0.20123 | #VALUE! | #VALUE! | #VALUE! | #VALUE! | 0 | 0 | 0.20123 | 0.20123 | #VALUE! | #VALUE! | #VALUE! | #VALUE! | 0 | 0 | 0.20123 | 0.20123 | #VALUE! | #VALUE! |  |  |  | #VALUE! | #VALUE! | #VALUE! | #VALUE! | #VALUE! | #VALUE! | #VALUE!
Thursday | 1 | 27 | 17 | 641 | 0 | 0 | 0 | 0 | 0 | 0 | 0 | 0 | 0 | 0 | 0 | 0 | 0 | 0 | 0 | 0 | 0 | 0 | 0 | 0 | 0 | 0 | 0 | 0 | 0 | 0 | 0 | 0 | 0 | 0 | 0 | 0 | 0 | 0 | 0 | 0 | 0 | 0 | 0 | 0 |  | 0 | 0 | 0 |  | #VALUE! | #VALUE! | #VALUE! | #VALUE! |  |  | #VALUE! | #VALUE! | 0 | 0 | 0.20123 | 0.20123 | #VALUE! | #VALUE! | #VALUE! | #VALUE! | 0 | 0 | 0.20123 | 0.20123 | #VALUE! | #VALUE! | #VALUE! | #VALUE! | 0 | 0 | 0.20123 | 0.20123 | #VALUE! | #VALUE! |  |  |  | #VALUE! | #VALUE! | #VALUE! | #VALUE! | #VALUE! | #VALUE! | #VALUE!
Thursday | 1 | 27 | 18 | 642 | 0 | 0 | 0 | 0 | 0 | 0 | 0 | 0 | 0 | 0 | 0 | 0 | 0 | 0 | 0 | 0 | 0 | 0 | 0 | 0 | 0 | 0 | 0 | 0 | 0 | 0 | 0 | 0 | 0 | 0 | 0 | 0 | 0 | 0 | 0 | 0 | 0 | 0 | 0 | 0 |  | 0 | 0 | 0 |  | #VALUE! | #VALUE! | #VALUE! | #VALUE! |  |  | #VALUE! | #VALUE! | 0 | 0 | 0.20123 | 0.20123 | #VALUE! | #VALUE! | #VALUE! | #VALUE! | 0 | 0 | 0.20123 | 0.20123 | #VALUE! | #VALUE! | #VALUE! | #VALUE! | 0 | 0 | 0.20123 | 0.20123 | #VALUE! | #VALUE! |  |  |  | #VALUE! | #VALUE! | #VALUE! | #VALUE! | #VALUE! | #VALUE! | #VALUE!
Thursday | 1 | 27 | 19 | 643 | 0 | 0 | 0 | 0 | 0 | 0 | 0 | 0 | 0 | 0 | 0 | 0 | 0 | 0 | 0 | 0 | 0 | 0 | 0 | 0 | 0 | 0 | 0 | 0 | 0 | 0 | 0 | 0 | 0 | 0 | 0 | 0 | 0 | 0 | 0 | 0 | 0 | 0 | 0 | 0 |  | 0 | 0 | 0 |  | #VALUE! | #VALUE! | #VALUE! | #VALUE! |  |  | #VALUE! | #VALUE! | 0 | 0 | 0.20123 | 0.20123 | #VALUE! | #VALUE! | #VALUE! | #VALUE! | 0 | 0 | 0.20123 | 0.20123 | #VALUE! | #VALUE! | #VALUE! | #VALUE! | 0 | 0 | 0.20123 | 0.20123 | #VALUE! | #VALUE! |  |  |  | #VALUE! | #VALUE! | #VALUE! | #VALUE! | #VALUE! | #VALUE! | #VALUE!
Thursday | 1 | 27 | 20 | 644 | 0 | 0 | 0 | 0 | 0 | 0 | 0 | 0 | 0 | 0 | 0 | 0 | 0 | 0 | 0 | 0 | 0 | 0 | 0 | 0 | 0 | 0 | 0 | 0 | 0 | 0 | 0 | 0 | 0 | 0 | 0 | 0 | 0 | 0 | 0 | 0 | 0 | 0 | 0 | 0 |  | 0 | 0 | 0 |  | #VALUE! | #VALUE! | #VALUE! | #VALUE! |  |  | #VALUE! | #VALUE! | 0 | 0 | 0.20123 | 0.20123 | #VALUE! | #VALUE! | #VALUE! | #VALUE! | 0 | 0 | 0.20123 | 0.20123 | #VALUE! | #VALUE! | #VALUE! | #VALUE! | 0 | 0 | 0.20123 | 0.20123 | #VALUE! | #VALUE! |  |  |  | #VALUE! | #VALUE! | #VALUE! | #VALUE! | #VALUE! | #VALUE! | #VALUE!
Thursday | 1 | 27 | 21 | 645 | 0 | 0 | 0 | 0 | 0 | 0 | 0 | 0 | 0 | 0 | 0 | 0 | 0 | 0 | 0 | 0 | 0 | 0 | 0 | 0 | 0 | 0 | 0 | 0 | 0 | 0 | 0 | 0 | 0 | 0 | 0 | 0 | 0 | 0 | 0 | 0 | 0 | 0 | 0 | 0 |  | 0 | 0 | 0 |  | #VALUE! | #VALUE! | #VALUE! | #VALUE! |  |  | #VALUE! | #VALUE! | 0 | 0 | 0.20123 | 0.20123 | #VALUE! | #VALUE! | #VALUE! | #VALUE! | 0 | 0 | 0.20123 | 0.20123 | #VALUE! | #VALUE! | #VALUE! | #VALUE! | 0 | 0 | 0.20123 | 0.20123 | #VALUE! | #VALUE! |  |  |  | #VALUE! | #VALUE! | #VALUE! | #VALUE! | #VALUE! | #VALUE! | #VALUE!
Thursday | 1 | 27 | 22 | 646 | 0 | 0 | 0 | 0 | 0 | 0 | 0 | 0 | 0 | 0 | 0 | 0 | 0 | 0 | 0 | 0 | 0 | 0 | 0 | 0 | 0 | 0 | 0 | 0 | 0 | 0 | 0 | 0 | 0 | 0 | 0 | 0 | 0 | 0 | 0 | 0 | 0 | 0 | 0 | 0 |  | 0 | 0 | 0 |  | #VALUE! | #VALUE! | #VALUE! | #VALUE! |  |  | #VALUE! | #VALUE! | 0 | 0 | 0.20123 | 0.20123 | #VALUE! | #VALUE! | #VALUE! | #VALUE! | 0 | 0 | 0.20123 | 0.20123 | #VALUE! | #VALUE! | #VALUE! | #VALUE! | 0 | 0 | 0.20123 | 0.20123 | #VALUE! | #VALUE! |  |  |  | #VALUE! | #VALUE! | #VALUE! | #VALUE! | #VALUE! | #VALUE! | #VALUE!
Thursday | 1 | 27 | 23 | 647 | 0 | 0 | 0 | 0 | 0 | 0 | 0 | 0 | 0 | 0 | 0 | 0 | 0 | 0 | 0 | 0 | 0 | 0 | 0 | 0 | 0 | 0 | 0 | 0 | 0 | 0 | 0 | 0 | 0 | 0 | 0 | 0 | 0 | 0 | 0 | 0 | 0 | 0 | 0 | 0 |  | 0 | 0 | 0 |  | #VALUE! | #VALUE! | #VALUE! | #VALUE! |  |  | #VALUE! | #VALUE! | 0 | 0 | 0.20123 | 0.20123 | #VALUE! | #VALUE! | #VALUE! | #VALUE! | 0 | 0 | 0.20123 | 0.20123 | #VALUE! | #VALUE! | #VALUE! | #VALUE! | 0 | 0 | 0.20123 | 0.20123 | #VALUE! | #VALUE! |  |  |  | #VALUE! | #VALUE! | #VALUE! | #VALUE! | #VALUE! | #VALUE! | #VALUE!
Thursday | 1 | 27 | 24 | 648 | 0 | 0 | 0 | 0 | 0 | 0 | 0 | 0 | 0 | 0 | 0 | 0 | 0 | 0 | 0 | 0 | 0 | 0 | 0 | 0 | 0 | 0 | 0 | 0 | 0 | 0 | 0 | 0 | 0 | 0 | 0 | 0 | 0 | 0 | 0 | 0 | 0 | 0 | 0 | 0 |  | 0 | 0 | 0 |  | #VALUE! | #VALUE! | #VALUE! | #VALUE! |  |  | #VALUE! | #VALUE! | 0 | 0 | 0.20123 | 0.20123 | #VALUE! | #VALUE! | #VALUE! | #VALUE! | 0 | 0 | 0.20123 | 0.20123 | #VALUE! | #VALUE! | #VALUE! | #VALUE! | 0 | 0 | 0.20123 | 0.20123 | #VALUE! | #VALUE! |  |  |  | #VALUE! | #VALUE! | #VALUE! | #VALUE! | #VALUE! | #VALUE! | #VALUE!
Friday | 1 | 28 | 1 | 649 | 0 | 0 | 0 | 0 | 0 | 0 | 0 | 0 | 0 | 0 | 0 | 0 | 0 | 0 | 0 | 0 | 0 | 0 | 0 | 0 | 0 | 0 | 0 | 0 | 0 | 0 | 0 | 0 | 0 | 0 | 0 | 0 | 0 | 0 | 0 | 0 | 0 | 0 | 0 | 0 |  | 0 | 0 | 0 |  | #VALUE! | #VALUE! | #VALUE! | #VALUE! |  |  | #VALUE! | #VALUE! | 0 | 0 | 0.20123 | 0.20123 | #VALUE! | #VALUE! | #VALUE! | #VALUE! | 0 | 0 | 0.20123 | 0.20123 | #VALUE! | #VALUE! | #VALUE! | #VALUE! | 0 | 0 | 0.20123 | 0.20123 | #VALUE! | #VALUE! |  |  |  | #VALUE! | #VALUE! | #VALUE! | #VALUE! | #VALUE! | #VALUE! | #VALUE!
Friday | 1 | 28 | 2 | 650 | 0 | 0 | 0 | 0 | 0 | 0 | 0 | 0 | 0 | 0 | 0 | 0 | 0 | 0 | 0 | 0 | 0 | 0 | 0 | 0 | 0 | 0 | 0 | 0 | 0 | 0 | 0 | 0 | 0 | 0 | 0 | 0 | 0 | 0 | 0 | 0 | 0 | 0 | 0 | 0 |  | 0 | 0 | 0 |  | #VALUE! | #VALUE! | #VALUE! | #VALUE! |  |  | #VALUE! | #VALUE! | 0 | 0 | 0.20123 | 0.20123 | #VALUE! | #VALUE! | #VALUE! | #VALUE! | 0 | 0 | 0.20123 | 0.20123 | #VALUE! | #VALUE! | #VALUE! | #VALUE! | 0 | 0 | 0.20123 | 0.20123 | #VALUE! | #VALUE! |  |  |  | #VALUE! | #VALUE! | #VALUE! | #VALUE! | #VALUE! | #VALUE! | #VALUE!
Friday | 1 | 28 | 3 | 651 | 0 | 0 | 0 | 0 | 0 | 0 | 0 | 0 | 0 | 0 | 0 | 0 | 0 | 0 | 0 | 0 | 0 | 0 | 0 | 0 | 0 | 0 | 0 | 0 | 0 | 0 | 0 | 0 | 0 | 0 | 0 | 0 | 0 | 0 | 0 | 0 | 0 | 0 | 0 | 0 |  | 0 | 0 | 0 |  | #VALUE! | #VALUE! | #VALUE! | #VALUE! |  |  | #VALUE! | #VALUE! | 0 | 0 | 0.20123 | 0.20123 | #VALUE! | #VALUE! | #VALUE! | #VALUE! | 0 | 0 | 0.20123 | 0.20123 | #VALUE! | #VALUE! | #VALUE! | #VALUE! | 0 | 0 | 0.20123 | 0.20123 | #VALUE! | #VALUE! |  |  |  | #VALUE! | #VALUE! | #VALUE! | #VALUE! | #VALUE! | #VALUE! | #VALUE!
Friday | 1 | 28 | 4 | 652 | 0 | 0 | 0 | 0 | 0 | 0 | 0 | 0 | 0 | 0 | 0 | 0 | 0 | 0 | 0 | 0 | 0 | 0 | 0 | 0 | 0 | 0 | 0 | 0 | 0 | 0 | 0 | 0 | 0 | 0 | 0 | 0 | 0 | 0 | 0 | 0 | 0 | 0 | 0 | 0 |  | 0 | 0 | 0 |  | #VALUE! | #VALUE! | #VALUE! | #VALUE! |  |  | #VALUE! | #VALUE! | 0 | 0 | 0.20123 | 0.20123 | #VALUE! | #VALUE! | #VALUE! | #VALUE! | 0 | 0 | 0.20123 | 0.20123 | #VALUE! | #VALUE! | #VALUE! | #VALUE! | 0 | 0 | 0.20123 | 0.20123 | #VALUE! | #VALUE! |  |  |  | #VALUE! | #VALUE! | #VALUE! | #VALUE! | #VALUE! | #VALUE! | #VALUE!
Friday | 1 | 28 | 5 | 653 | 0 | 0 | 0 | 0 | 0 | 0 | 0 | 0 | 0 | 0 | 0 | 0 | 0 | 0 | 0 | 0 | 0 | 0 | 0 | 0 | 0 | 0 | 0 | 0 | 0 | 0 | 0 | 0 | 0 | 0 | 0 | 0 | 0 | 0 | 0 | 0 | 0 | 0 | 0 | 0 |  | 0 | 0 | 0 |  | #VALUE! | #VALUE! | #VALUE! | #VALUE! |  |  | #VALUE! | #VALUE! | 0 | 0 | 0.20123 | 0.20123 | #VALUE! | #VALUE! | #VALUE! | #VALUE! | 0 | 0 | 0.20123 | 0.20123 | #VALUE! | #VALUE! | #VALUE! | #VALUE! | 0 | 0 | 0.20123 | 0.20123 | #VALUE! | #VALUE! |  |  |  | #VALUE! | #VALUE! | #VALUE! | #VALUE! | #VALUE! | #VALUE! | #VALUE!
Friday | 1 | 28 | 6 | 654 | 0 | 0 | 0 | 0 | 0 | 0 | 0 | 0 | 0 | 0 | 0 | 0 | 0 | 0 | 0 | 0 | 0 | 0 | 0 | 0 | 0 | 0 | 0 | 0 | 0 | 0 | 0 | 0 | 0 | 0 | 0 | 0 | 0 | 0 | 0 | 0 | 0 | 0 | 0 | 0 |  | 0 | 0 | 0 |  | #VALUE! | #VALUE! | #VALUE! | #VALUE! |  |  | #VALUE! | #VALUE! | 0 | 0 | 0.20123 | 0.20123 | #VALUE! | #VALUE! | #VALUE! | #VALUE! | 0 | 0 | 0.20123 | 0.20123 | #VALUE! | #VALUE! | #VALUE! | #VALUE! | 0 | 0 | 0.20123 | 0.20123 | #VALUE! | #VALUE! |  |  |  | #VALUE! | #VALUE! | #VALUE! | #VALUE! | #VALUE! | #VALUE! | #VALUE!
Friday | 1 | 28 | 7 | 655 | 0 | 0 | 0 | 0 | 0 | 0 | 0 | 0 | 0 | 0 | 0 | 0 | 0 | 0 | 0 | 0 | 0 | 0 | 0 | 0 | 0 | 0 | 0 | 0 | 0 | 0 | 0 | 0 | 0 | 0 | 0 | 0 | 0 | 0 | 0 | 0 | 0 | 0 | 0 | 0 |  | 0 | 0 | 0 |  | #VALUE! | #VALUE! | #VALUE! | #VALUE! |  |  | #VALUE! | #VALUE! | 0 | 0 | 0.20123 | 0.20123 | #VALUE! | #VALUE! | #VALUE! | #VALUE! | 0 | 0 | 0.20123 | 0.20123 | #VALUE! | #VALUE! | #VALUE! | #VALUE! | 0 | 0 | 0.20123 | 0.20123 | #VALUE! | #VALUE! |  |  |  | #VALUE! | #VALUE! | #VALUE! | #VALUE! | #VALUE! | #VALUE! | #VALUE!
Friday | 1 | 28 | 8 | 656 | 0 | 0 | 0 | 0 | 0 | 0 | 0 | 0 | 0 | 0 | 0 | 0 | 0 | 0 | 0 | 0 | 0 | 0 | 0 | 0 | 0 | 0 | 0 | 0 | 0 | 0 | 0 | 0 | 0 | 0 | 0 | 0 | 0 | 0 | 0 | 0 | 0 | 0 | 0 | 0 |  | 0 | 0 | 0 |  | #VALUE! | #VALUE! | #VALUE! | #VALUE! |  |  | #VALUE! | #VALUE! | 0 | 0 | 0.20123 | 0.20123 | #VALUE! | #VALUE! | #VALUE! | #VALUE! | 0 | 0 | 0.20123 | 0.20123 | #VALUE! | #VALUE! | #VALUE! | #VALUE! | 0 | 0 | 0.20123 | 0.20123 | #VALUE! | #VALUE! |  |  |  | #VALUE! | #VALUE! | #VALUE! | #VALUE! | #VALUE! | #VALUE! | #VALUE!
Friday | 1 | 28 | 9 | 657 | 0 | 0 | 0 | 0 | 0 | 0 | 0 | 0 | 0 | 0 | 0 | 0 | 0 | 0 | 0 | 0 | 0 | 0 | 0 | 0 | 0 | 0 | 0 | 0 | 0 | 0 | 0 | 0 | 0 | 0 | 0 | 0 | 0 | 0 | 0 | 0 | 0 | 0 | 0 | 0 |  | 0 | 0 | 0 |  | #VALUE! | #VALUE! | #VALUE! | #VALUE! |  |  | #VALUE! | #VALUE! | 0 | 0 | 0.20123 | 0.20123 | #VALUE! | #VALUE! | #VALUE! | #VALUE! | 0 | 0 | 0.20123 | 0.20123 | #VALUE! | #VALUE! | #VALUE! | #VALUE! | 0 | 0 | 0.20123 | 0.20123 | #VALUE! | #VALUE! |  |  |  | #VALUE! | #VALUE! | #VALUE! | #VALUE! | #VALUE! | #VALUE! | #VALUE!
Friday | 1 | 28 | 10 | 658 | 0 | 0 | 0 | 0 | 0 | 0 | 0 | 0 | 0 | 0 | 0 | 0 | 0 | 0 | 0 | 0 | 0 | 0 | 0 | 0 | 0 | 0 | 0 | 0 | 0 | 0 | 0 | 0 | 0 | 0 | 0 | 0 | 0 | 0 | 0 | 0 | 0 | 0 | 0 | 0 |  | 0 | 0 | 0 |  | #VALUE! | #VALUE! | #VALUE! | #VALUE! |  |  | #VALUE! | #VALUE! | 0 | 0 | 0.20123 | 0.20123 | #VALUE! | #VALUE! | #VALUE! | #VALUE! | 0 | 0 | 0.20123 | 0.20123 | #VALUE! | #VALUE! | #VALUE! | #VALUE! | 0 | 0 | 0.20123 | 0.20123 | #VALUE! | #VALUE! |  |  |  | #VALUE! | #VALUE! | #VALUE! | #VALUE! | #VALUE! | #VALUE! | #VALUE!
Friday | 1 | 28 | 11 | 659 | 0 | 0 | 0 | 0 | 0 | 0 | 0 | 0 | 0 | 0 | 0 | 0 | 0 | 0 | 0 | 0 | 0 | 0 | 0 | 0 | 0 | 0 | 0 | 0 | 0 | 0 | 0 | 0 | 0 | 0 | 0 | 0 | 0 | 0 | 0 | 0 | 0 | 0 | 0 | 0 |  | 0 | 0 | 0 |  | #VALUE! | #VALUE! | #VALUE! | #VALUE! |  |  | #VALUE! | #VALUE! | 0 | 0 | 0.20123 | 0.20123 | #VALUE! | #VALUE! | #VALUE! | #VALUE! | 0 | 0 | 0.20123 | 0.20123 | #VALUE! | #VALUE! | #VALUE! | #VALUE! | 0 | 0 | 0.20123 | 0.20123 | #VALUE! | #VALUE! |  |  |  | #VALUE! | #VALUE! | #VALUE! | #VALUE! | #VALUE! | #VALUE! | #VALUE!
Friday | 1 | 28 | 12 | 660 | 0 | 0 | 0 | 0 | 0 | 0 | 0 | 0 | 0 | 0 | 0 | 0 | 0 | 0 | 0 | 0 | 0 | 0 | 0 | 0 | 0 | 0 | 0 | 0 | 0 | 0 | 0 | 0 | 0 | 0 | 0 | 0 | 0 | 0 | 0 | 0 | 0 | 0 | 0 | 0 |  | 0 | 0 | 0 |  | #VALUE! | #VALUE! | #VALUE! | #VALUE! |  |  | #VALUE! | #VALUE! | 0 | 0 | 0.20123 | 0.20123 | #VALUE! | #VALUE! | #VALUE! | #VALUE! | 0 | 0 | 0.20123 | 0.20123 | #VALUE! | #VALUE! | #VALUE! | #VALUE! | 0 | 0 | 0.20123 | 0.20123 | #VALUE! | #VALUE! |  |  |  | #VALUE! | #VALUE! | #VALUE! | #VALUE! | #VALUE! | #VALUE! | #VALUE!
Friday | 1 | 28 | 13 | 661 | 0 | 0 | 0 | 0 | 0 | 0 | 0 | 0 | 0 | 0 | 0 | 0 | 0 | 0 | 0 | 0 | 0 | 0 | 0 | 0 | 0 | 0 | 0 | 0 | 0 | 0 | 0 | 0 | 0 | 0 | 0 | 0 | 0 | 0 | 0 | 0 | 0 | 0 | 0 | 0 |  | 0 | 0 | 0 |  | #VALUE! | #VALUE! | #VALUE! | #VALUE! |  |  | #VALUE! | #VALUE! | 0 | 0 | 0.20123 | 0.20123 | #VALUE! | #VALUE! | #VALUE! | #VALUE! | 0 | 0 | 0.20123 | 0.20123 | #VALUE! | #VALUE! | #VALUE! | #VALUE! | 0 | 0 | 0.20123 | 0.20123 | #VALUE! | #VALUE! |  |  |  | #VALUE! | #VALUE! | #VALUE! | #VALUE! | #VALUE! | #VALUE! | #VALUE!
Friday | 1 | 28 | 14 | 662 | 0 | 0 | 0 | 0 | 0 | 0 | 0 | 0 | 0 | 0 | 0 | 0 | 0 | 0 | 0 | 0 | 0 | 0 | 0 | 0 | 0 | 0 | 0 | 0 | 0 | 0 | 0 | 0 | 0 | 0 | 0 | 0 | 0 | 0 | 0 | 0 | 0 | 0 | 0 | 0 |  | 0 | 0 | 0 |  | #VALUE! | #VALUE! | #VALUE! | #VALUE! |  |  | #VALUE! | #VALUE! | 0 | 0 | 0.20123 | 0.20123 | #VALUE! | #VALUE! | #VALUE! | #VALUE! | 0 | 0 | 0.20123 | 0.20123 | #VALUE! | #VALUE! | #VALUE! | #VALUE! | 0 | 0 | 0.20123 | 0.20123 | #VALUE! | #VALUE! |  |  |  | #VALUE! | #VALUE! | #VALUE! | #VALUE! | #VALUE! | #VALUE! | #VALUE!
Friday | 1 | 28 | 15 | 663 | 0 | 0 | 0 | 0 | 0 | 0 | 0 | 0 | 0 | 0 | 0 | 0 | 0 | 0 | 0 | 0 | 0 | 0 | 0 | 0 | 0 | 0 | 0 | 0 | 0 | 0 | 0 | 0 | 0 | 0 | 0 | 0 | 0 | 0 | 0 | 0 | 0 | 0 | 0 | 0 |  | 0 | 0 | 0 |  | #VALUE! | #VALUE! | #VALUE! | #VALUE! |  |  | #VALUE! | #VALUE! | 0 | 0 | 0.20123 | 0.20123 | #VALUE! | #VALUE! | #VALUE! | #VALUE! | 0 | 0 | 0.20123 | 0.20123 | #VALUE! | #VALUE! | #VALUE! | #VALUE! | 0 | 0 | 0.20123 | 0.20123 | #VALUE! | #VALUE! |  |  |  | #VALUE! | #VALUE! | #VALUE! | #VALUE! | #VALUE! | #VALUE! | #VALUE!
Friday | 1 | 28 | 16 | 664 | 0 | 0 | 0 | 0 | 0 | 0 | 0 | 0 | 0 | 0 | 0 | 0 | 0 | 0 | 0 | 0 | 0 | 0 | 0 | 0 | 0 | 0 | 0 | 0 | 0 | 0 | 0 | 0 | 0 | 0 | 0 | 0 | 0 | 0 | 0 | 0 | 0 | 0 | 0 | 0 |  | 0 | 0 | 0 |  | #VALUE! | #VALUE! | #VALUE! | #VALUE! |  |  | #VALUE! | #VALUE! | 0 | 0 | 0.20123 | 0.20123 | #VALUE! | #VALUE! | #VALUE! | #VALUE! | 0 | 0 | 0.20123 | 0.20123 | #VALUE! | #VALUE! | #VALUE! | #VALUE! | 0 | 0 | 0.20123 | 0.20123 | #VALUE! | #VALUE! |  |  |  | #VALUE! | #VALUE! | #VALUE! | #VALUE! | #VALUE! | #VALUE! | #VALUE!
Friday | 1 | 28 | 17 | 665 | 0 | 0 | 0 | 0 | 0 | 0 | 0 | 0 | 0 | 0 | 0 | 0 | 0 | 0 | 0 | 0 | 0 | 0 | 0 | 0 | 0 | 0 | 0 | 0 | 0 | 0 | 0 | 0 | 0 | 0 | 0 | 0 | 0 | 0 | 0 | 0 | 0 | 0 | 0 | 0 |  | 0 | 0 | 0 |  | #VALUE! | #VALUE! | #VALUE! | #VALUE! |  |  | #VALUE! | #VALUE! | 0 | 0 | 0.20123 | 0.20123 | #VALUE! | #VALUE! | #VALUE! | #VALUE! | 0 | 0 | 0.20123 | 0.20123 | #VALUE! | #VALUE! | #VALUE! | #VALUE! | 0 | 0 | 0.20123 | 0.20123 | #VALUE! | #VALUE! |  |  |  | #VALUE! | #VALUE! | #VALUE! | #VALUE! | #VALUE! | #VALUE! | #VALUE!
Friday | 1 | 28 | 18 | 666 | 0 | 0 | 0 | 0 | 0 | 0 | 0 | 0 | 0 | 0 | 0 | 0 | 0 | 0 | 0 | 0 | 0 | 0 | 0 | 0 | 0 | 0 | 0 | 0 | 0 | 0 | 0 | 0 | 0 | 0 | 0 | 0 | 0 | 0 | 0 | 0 | 0 | 0 | 0 | 0 |  | 0 | 0 | 0 |  | #VALUE! | #VALUE! | #VALUE! | #VALUE! |  |  | #VALUE! | #VALUE! | 0 | 0 | 0.20123 | 0.20123 | #VALUE! | #VALUE! | #VALUE! | #VALUE! | 0 | 0 | 0.20123 | 0.20123 | #VALUE! | #VALUE! | #VALUE! | #VALUE! | 0 | 0 | 0.20123 | 0.20123 | #VALUE! | #VALUE! |  |  |  | #VALUE! | #VALUE! | #VALUE! | #VALUE! | #VALUE! | #VALUE! | #VALUE!
Friday | 1 | 28 | 19 | 667 | 0 | 0 | 0 | 0 | 0 | 0 | 0 | 0 | 0 | 0 | 0 | 0 | 0 | 0 | 0 | 0 | 0 | 0 | 0 | 0 | 0 | 0 | 0 | 0 | 0 | 0 | 0 | 0 | 0 | 0 | 0 | 0 | 0 | 0 | 0 | 0 | 0 | 0 | 0 | 0 |  | 0 | 0 | 0 |  | #VALUE! | #VALUE! | #VALUE! | #VALUE! |  |  | #VALUE! | #VALUE! | 0 | 0 | 0.20123 | 0.20123 | #VALUE! | #VALUE! | #VALUE! | #VALUE! | 0 | 0 | 0.20123 | 0.20123 | #VALUE! | #VALUE! | #VALUE! | #VALUE! | 0 | 0 | 0.20123 | 0.20123 | #VALUE! | #VALUE! |  |  |  | #VALUE! | #VALUE! | #VALUE! | #VALUE! | #VALUE! | #VALUE! | #VALUE!
Friday | 1 | 28 | 20 | 668 | 0 | 0 | 0 | 0 | 0 | 0 | 0 | 0 | 0 | 0 | 0 | 0 | 0 | 0 | 0 | 0 | 0 | 0 | 0 | 0 | 0 | 0 | 0 | 0 | 0 | 0 | 0 | 0 | 0 | 0 | 0 | 0 | 0 | 0 | 0 | 0 | 0 | 0 | 0 | 0 |  | 0 | 0 | 0 |  | #VALUE! | #VALUE! | #VALUE! | #VALUE! |  |  | #VALUE! | #VALUE! | 0 | 0 | 0.20123 | 0.20123 | #VALUE! | #VALUE! | #VALUE! | #VALUE! | 0 | 0 | 0.20123 | 0.20123 | #VALUE! | #VALUE! | #VALUE! | #VALUE! | 0 | 0 | 0.20123 | 0.20123 | #VALUE! | #VALUE! |  |  |  | #VALUE! | #VALUE! | #VALUE! | #VALUE! | #VALUE! | #VALUE! | #VALUE!
Friday | 1 | 28 | 21 | 669 | 0 | 0 | 0 | 0 | 0 | 0 | 0 | 0 | 0 | 0 | 0 | 0 | 0 | 0 | 0 | 0 | 0 | 0 | 0 | 0 | 0 | 0 | 0 | 0 | 0 | 0 | 0 | 0 | 0 | 0 | 0 | 0 | 0 | 0 | 0 | 0 | 0 | 0 | 0 | 0 |  | 0 | 0 | 0 |  | #VALUE! | #VALUE! | #VALUE! | #VALUE! |  |  | #VALUE! | #VALUE! | 0 | 0 | 0.20123 | 0.20123 | #VALUE! | #VALUE! | #VALUE! | #VALUE! | 0 | 0 | 0.20123 | 0.20123 | #VALUE! | #VALUE! | #VALUE! | #VALUE! | 0 | 0 | 0.20123 | 0.20123 | #VALUE! | #VALUE! |  |  |  | #VALUE! | #VALUE! | #VALUE! | #VALUE! | #VALUE! | #VALUE! | #VALUE!
Friday | 1 | 28 | 22 | 670 | 0 | 0 | 0 | 0 | 0 | 0 | 0 | 0 | 0 | 0 | 0 | 0 | 0 | 0 | 0 | 0 | 0 | 0 | 0 | 0 | 0 | 0 | 0 | 0 | 0 | 0 | 0 | 0 | 0 | 0 | 0 | 0 | 0 | 0 | 0 | 0 | 0 | 0 | 0 | 0 |  | 0 | 0 | 0 |  | #VALUE! | #VALUE! | #VALUE! | #VALUE! |  |  | #VALUE! | #VALUE! | 0 | 0 | 0.20123 | 0.20123 | #VALUE! | #VALUE! | #VALUE! | #VALUE! | 0 | 0 | 0.20123 | 0.20123 | #VALUE! | #VALUE! | #VALUE! | #VALUE! | 0 | 0 | 0.20123 | 0.20123 | #VALUE! | #VALUE! |  |  |  | #VALUE! | #VALUE! | #VALUE! | #VALUE! | #VALUE! | #VALUE! | #VALUE!
Friday | 1 | 28 | 23 | 671 | 0 | 0 | 0 | 0 | 0 | 0 | 0 | 0 | 0 | 0 | 0 | 0 | 0 | 0 | 0 | 0 | 0 | 0 | 0 | 0 | 0 | 0 | 0 | 0 | 0 | 0 | 0 | 0 | 0 | 0 | 0 | 0 | 0 | 0 | 0 | 0 | 0 | 0 | 0 | 0 |  | 0 | 0 | 0 |  | #VALUE! | #VALUE! | #VALUE! | #VALUE! |  |  | #VALUE! | #VALUE! | 0 | 0 | 0.20123 | 0.20123 | #VALUE! | #VALUE! | #VALUE! | #VALUE! | 0 | 0 | 0.20123 | 0.20123 | #VALUE! | #VALUE! | #VALUE! | #VALUE! | 0 | 0 | 0.20123 | 0.20123 | #VALUE! | #VALUE! |  |  |  | #VALUE! | #VALUE! | #VALUE! | #VALUE! | #VALUE! | #VALUE! | #VALUE!
Friday | 1 | 28 | 24 | 672 | 0 | 0 | 0 | 0 | 0 | 0 | 0 | 0 | 0 | 0 | 0 | 0 | 0 | 0 | 0 | 0 | 0 | 0 | 0 | 0 | 0 | 0 | 0 | 0 | 0 | 0 | 0 | 0 | 0 | 0 | 0 | 0 | 0 | 0 | 0 | 0 | 0 | 0 | 0 | 0 |  | 0 | 0 | 0 |  | #VALUE! | #VALUE! | #VALUE! | #VALUE! |  |  | #VALUE! | #VALUE! | 0 | 0 | 0.20123 | 0.20123 | #VALUE! | #VALUE! | #VALUE! | #VALUE! | 0 | 0 | 0.20123 | 0.20123 | #VALUE! | #VALUE! | #VALUE! | #VALUE! | 0 | 0 | 0.20123 | 0.20123 | #VALUE! | #VALUE! |  |  |  | #VALUE! | #VALUE! | #VALUE! | #VALUE! | #VALUE! | #VALUE! | #VALUE!
Saturday | 1 | 29 | 1 | 673 | 0 | 0 | 0 | 0 | 0 | 0 | 0 | 0 | 0 | 0 | 0 | 0 | 0 | 0 | 0 | 0 | 0 | 0 | 0 | 0 | 0 | 0 | 0 | 0 | 0 | 0 | 0 | 0 | 0 | 0 | 0 | 0 | 0 | 0 | 0 | 0 | 0 | 0 | 0 | 0 |  | 0 | 0 | 0 |  | #VALUE! | #VALUE! | #VALUE! | #VALUE! |  |  | #VALUE! | #VALUE! | 0 | 0 | 0.20123 | 0.20123 | #VALUE! | #VALUE! | #VALUE! | #VALUE! | 0 | 0 | 0.20123 | 0.20123 | #VALUE! | #VALUE! | #VALUE! | #VALUE! | 0 | 0 | 0.20123 | 0.20123 | #VALUE! | #VALUE! |  |  |  | #VALUE! | #VALUE! | #VALUE! | #VALUE! | #VALUE! | #VALUE! | #VALUE!
Saturday | 1 | 29 | 2 | 674 | 0 | 0 | 0 | 0 | 0 | 0 | 0 | 0 | 0 | 0 | 0 | 0 | 0 | 0 | 0 | 0 | 0 | 0 | 0 | 0 | 0 | 0 | 0 | 0 | 0.001949 | 0 | 0 | 0 | 0 | 0 | 0 | 0 | 0 | 0 | 0 | 0 | 0 | 0 | 0 | 0 |  | 0 | 0 | 0 |  | #VALUE! | #VALUE! | #VALUE! | #VALUE! |  |  | #VALUE! | #VALUE! | 0 | 0 | 0.20123 | 0.20123 | #VALUE! | #VALUE! | #VALUE! | #VALUE! | 0 | 0 | 0.20123 | 0.20123 | #VALUE! | #VALUE! | #VALUE! | #VALUE! | 0 | 0 | 0.20123 | 0.20123 | #VALUE! | #VALUE! |  |  |  | #VALUE! | #VALUE! | #VALUE! | #VALUE! | #VALUE! | #VALUE! | #VALUE!
Saturday | 1 | 29 | 3 | 675 | 0 | 0 | 0 | 0 | 0 | 0 | 0 | 0 | 0 | 0 | 0 | 0 | 0 | 0 | 0 | 0 | 0 | 0 | 0 | 0 | 0 | 0 | 0 | 0 | 0.012424 | 0 | 0 | 0 | 0 | 0 | 0 | 0 | 0 | 0 | 0 | 0 | 0 | 0 | 0 | 0 |  | 0 | 0 | 0 |  | #VALUE! | #VALUE! | #VALUE! | #VALUE! |  |  | #VALUE! | #VALUE! | 0 | 0 | 0.20123 | 0.20123 | #VALUE! | #VALUE! | #VALUE! | #VALUE! | 0 | 0 | 0.20123 | 0.20123 | #VALUE! | #VALUE! | #VALUE! | #VALUE! | 0 | 0 | 0.20123 | 0.20123 | #VALUE! | #VALUE! |  |  |  | #VALUE! | #VALUE! | #VALUE! | #VALUE! | #VALUE! | #VALUE! | #VALUE!
Saturday | 1 | 29 | 4 | 676 | 0 | 0 | 0 | 0 | 0 | 0 | 0 | 0 | 0 | 0 | 0 | 0 | 0 | 0 | 0 | 0 | 0 | 0 | 0 | 0 | 0 | 0 | 0 | 0 | 0 | 0 | 0 | 0 | 0 | 0 | 0 | 0 | 0 | 0 | 0 | 0 | 0 | 0 | 0 | 0 |  | 0 | 0 | 0 |  | #VALUE! | #VALUE! | #VALUE! | #VALUE! |  |  | #VALUE! | #VALUE! | 0 | 0 | 0.20123 | 0.20123 | #VALUE! | #VALUE! | #VALUE! | #VALUE! | 0 | 0 | 0.20123 | 0.20123 | #VALUE! | #VALUE! | #VALUE! | #VALUE! | 0 | 0 | 0.20123 | 0.20123 | #VALUE! | #VALUE! |  |  |  | #VALUE! | #VALUE! | #VALUE! | #VALUE! | #VALUE! | #VALUE! | #VALUE!
Saturday | 1 | 29 | 5 | 677 | 0 | 0 | 0 | 0 | 0 | 0 | 0 | 0 | 0 | 0 | 0 | 0 | 0 | 0 | 0 | 0 | 0 | 0 | 0 | 0 | 0 | 0 | 0 | 0 | 0 | 0 | 0 | 0 | 0 | 0 | 0 | 0 | 0 | 0 | 0 | 0 | 0 | 0 | 0 | 0 |  | 0 | 0 | 0 |  | #VALUE! | #VALUE! | #VALUE! | #VALUE! |  |  | #VALUE! | #VALUE! | 0 | 0 | 0.20123 | 0.20123 | #VALUE! | #VALUE! | #VALUE! | #VALUE! | 0 | 0 | 0.20123 | 0.20123 | #VALUE! | #VALUE! | #VALUE! | #VALUE! | 0 | 0 | 0.20123 | 0.20123 | #VALUE! | #VALUE! |  |  |  | #VALUE! | #VALUE! | #VALUE! | #VALUE! | #VALUE! | #VALUE! | #VALUE!
Saturday | 1 | 29 | 6 | 678 | 0 | 0 | 0 | 0 | 0 | 0 | 0 | 0 | 0 | 0 | 0 | 0 | 0 | 0 | 0 | 0 | 0 | 0 | 0 | 0 | 0 | 0 | 0 | 0 | 0 | 0 | 0 | 0 | 0 | 0 | 0 | 0 | 0 | 0 | 0 | 0 | 0 | 0 | 0 | 0 |  | 0 | 0 | 0 |  | #VALUE! | #VALUE! | #VALUE! | #VALUE! |  |  | #VALUE! | #VALUE! | 0 | 0 | 0.20123 | 0.20123 | #VALUE! | #VALUE! | #VALUE! | #VALUE! | 0 | 0 | 0.20123 | 0.20123 | #VALUE! | #VALUE! | #VALUE! | #VALUE! | 0 | 0 | 0.20123 | 0.20123 | #VALUE! | #VALUE! |  |  |  | #VALUE! | #VALUE! | #VALUE! | #VALUE! | #VALUE! | #VALUE! | #VALUE!
Saturday | 1 | 29 | 7 | 679 | 0 | 0 | 0 | 0 | 0 | 0 | 0 | 0 | 0 | 0 | 0 | 0 | 0 | 0 | 0 | 0 | 0 | 0 | 0 | 0 | 0 | 0 | 0 | 0 | 0 | 0 | 0 | 0 | 0 | 0 | 0 | 0 | 0 | 0 | 0 | 0 | 0 | 0 | 0 | 0 |  | 0 | 0 | 0 |  | #VALUE! | #VALUE! | #VALUE! | #VALUE! |  |  | #VALUE! | #VALUE! | 0 | 0 | 0.20123 | 0.20123 | #VALUE! | #VALUE! | #VALUE! | #VALUE! | 0 | 0 | 0.20123 | 0.20123 | #VALUE! | #VALUE! | #VALUE! | #VALUE! | 0 | 0 | 0.20123 | 0.20123 | #VALUE! | #VALUE! |  |  |  | #VALUE! | #VALUE! | #VALUE! | #VALUE! | #VALUE! | #VALUE! | #VALUE!
Saturday | 1 | 29 | 8 | 680 | 0 | 0 | 0 | 0 | 0 | 0 | 0 | 0 | 0 | 0 | 0 | 0 | 0 | 0 | 0 | 0 | 0 | 0 | 0 | 0 | 0 | 0 | 0 | 0 | 0 | 0 | 0 | 0 | 0 | 0 | 0 | 0 | 0 | 0 | 0 | 0 | 0 | 0 | 0 | 0 |  | 0 | 0 | 0 |  | #VALUE! | #VALUE! | #VALUE! | #VALUE! |  |  | #VALUE! | #VALUE! | 0 | 0 | 0.20123 | 0.20123 | #VALUE! | #VALUE! | #VALUE! | #VALUE! | 0 | 0 | 0.20123 | 0.20123 | #VALUE! | #VALUE! | #VALUE! | #VALUE! | 0 | 0 | 0.20123 | 0.20123 | #VALUE! | #VALUE! |  |  |  | #VALUE! | #VALUE! | #VALUE! | #VALUE! | #VALUE! | #VALUE! | #VALUE!
Saturday | 1 | 29 | 9 | 681 | 0 | 0 | 0 | 0 | 0 | 0 | 0 | 0 | 0 | 0 | 0 | 0 | 0 | 0 | 0 | 0 | 0 | 0 | 0 | 0 | 0 | 0 | 0 | 0 | 0 | 0 | 0 | 0 | 0 | 0 | 0 | 0 | 0 | 0 | 0 | 0 | 0 | 0 | 0 | 0 |  | 0 | 0 | 0 |  | #VALUE! | #VALUE! | #VALUE! | #VALUE! |  |  | #VALUE! | #VALUE! | 0 | 0 | 0.20123 | 0.20123 | #VALUE! | #VALUE! | #VALUE! | #VALUE! | 0 | 0 | 0.20123 | 0.20123 | #VALUE! | #VALUE! | #VALUE! | #VALUE! | 0 | 0 | 0.20123 | 0.20123 | #VALUE! | #VALUE! |  |  |  | #VALUE! | #VALUE! | #VALUE! | #VALUE! | #VALUE! | #VALUE! | #VALUE!
Saturday | 1 | 29 | 10 | 682 | 0 | 0 | 0 | 0 | 0 | 0 | 0 | 0 | 0 | 0 | 0 | 0 | 0 | 0 | 0 | 0 | 0 | 0 | 0 | 0 | 0 | 0 | 0 | 0 | 0 | 0 | 0 | 0 | 0 | 0 | 0 | 0 | 0 | 0 | 0 | 0 | 0 | 0 | 0 | 0 |  | 0 | 0 | 0 |  | #VALUE! | #VALUE! | #VALUE! | #VALUE! |  |  | #VALUE! | #VALUE! | 0 | 0 | 0.20123 | 0.20123 | #VALUE! | #VALUE! | #VALUE! | #VALUE! | 0 | 0 | 0.20123 | 0.20123 | #VALUE! | #VALUE! | #VALUE! | #VALUE! | 0 | 0 | 0.20123 | 0.20123 | #VALUE! | #VALUE! |  |  |  | #VALUE! | #VALUE! | #VALUE! | #VALUE! | #VALUE! | #VALUE! | #VALUE!
Saturday | 1 | 29 | 11 | 683 | 0 | 0 | 0 | 0 | 0 | 0 | 0 | 0 | 0 | 0 | 0 | 0 | 0 | 0 | 0 | 0 | 0 | 0 | 0 | 0 | 0 | 0 | 0 | 0 | 0 | 0 | 0 | 0 | 0 | 0 | 0 | 0 | 0 | 0 | 0 | 0 | 0 | 0 | 0 | 0 |  | 0 | 0 | 0 |  | #VALUE! | #VALUE! | #VALUE! | #VALUE! |  |  | #VALUE! | #VALUE! | 0 | 0 | 0.20123 | 0.20123 | #VALUE! | #VALUE! | #VALUE! | #VALUE! | 0 | 0 | 0.20123 | 0.20123 | #VALUE! | #VALUE! | #VALUE! | #VALUE! | 0 | 0 | 0.20123 | 0.20123 | #VALUE! | #VALUE! |  |  |  | #VALUE! | #VALUE! | #VALUE! | #VALUE! | #VALUE! | #VALUE! | #VALUE!
Saturday | 1 | 29 | 12 | 684 | 0 | 0 | 0 | 0 | 0 | 0 | 0 | 0 | 0 | 0 | 0 | 0 | 0 | 0 | 0 | 0 | 0 | 0 | 0 | 0 | 0 | 0 | 0 | 0 | 0 | 0 | 0 | 0 | 0 | 0 | 0 | 0 | 0 | 0 | 0 | 0 | 0 | 0 | 0 | 0 |  | 0 | 0 | 0 |  | #VALUE! | #VALUE! | #VALUE! | #VALUE! |  |  | #VALUE! | #VALUE! | 0 | 0 | 0.20123 | 0.20123 | #VALUE! | #VALUE! | #VALUE! | #VALUE! | 0 | 0 | 0.20123 | 0.20123 | #VALUE! | #VALUE! | #VALUE! | #VALUE! | 0 | 0 | 0.20123 | 0.20123 | #VALUE! | #VALUE! |  |  |  | #VALUE! | #VALUE! | #VALUE! | #VALUE! | #VALUE! | #VALUE! | #VALUE!
Saturday | 1 | 29 | 13 | 685 | 0 | 0 | 0 | 0 | 0 | 0 | 0 | 0 | 0 | 0 | 0 | 0 | 0 | 0 | 0 | 0 | 0 | 0 | 0 | 0 | 0 | 0 | 0 | 0 | 0 | 0 | 0 | 0 | 0 | 0 | 0 | 0 | 0 | 0 | 0 | 0 | 0 | 0 | 0 | 0 |  | 0 | 0 | 0 |  | #VALUE! | #VALUE! | #VALUE! | #VALUE! |  |  | #VALUE! | #VALUE! | 0 | 0 | 0.20123 | 0.20123 | #VALUE! | #VALUE! | #VALUE! | #VALUE! | 0 | 0 | 0.20123 | 0.20123 | #VALUE! | #VALUE! | #VALUE! | #VALUE! | 0 | 0 | 0.20123 | 0.20123 | #VALUE! | #VALUE! |  |  |  | #VALUE! | #VALUE! | #VALUE! | #VALUE! | #VALUE! | #VALUE! | #VALUE!
Saturday | 1 | 29 | 14 | 686 | 0 | 0 | 0 | 0 | 0 | 0 | 0 | 0 | 0 | 0 | 0 | 0 | 0 | 0 | 0 | 0 | 0 | 0 | 0 | 0 | 0 | 0 | 0 | 0 | 0 | 0 | 0 | 0 | 0 | 0 | 0 | 0 | 0 | 0 | 0 | 0 | 0 | 0 | 0 | 0 |  | 0 | 0 | 0 |  | #VALUE! | #VALUE! | #VALUE! | #VALUE! |  |  | #VALUE! | #VALUE! | 0 | 0 | 0.20123 | 0.20123 | #VALUE! | #VALUE! | #VALUE! | #VALUE! | 0 | 0 | 0.20123 | 0.20123 | #VALUE! | #VALUE! | #VALUE! | #VALUE! | 0 | 0 | 0.20123 | 0.20123 | #VALUE! | #VALUE! |  |  |  | #VALUE! | #VALUE! | #VALUE! | #VALUE! | #VALUE! | #VALUE! | #VALUE!
Saturday | 1 | 29 | 15 | 687 | 0 | 0 | 0 | 0 | 0 | 0 | 0 | 0 | 0 | 0 | 0 | 0 | 0 | 0 | 0 | 0 | 0 | 0 | 0 | 0 | 0 | 0 | 0 | 0 | 0 | 0 | 0 | 0 | 0 | 0 | 0 | 0 | 0 | 0 | 0 | 0 | 0 | 0 | 0 | 0 |  | 0 | 0 | 0 |  | #VALUE! | #VALUE! | #VALUE! | #VALUE! |  |  | #VALUE! | #VALUE! | 0 | 0 | 0.20123 | 0.20123 | #VALUE! | #VALUE! | #VALUE! | #VALUE! | 0 | 0 | 0.20123 | 0.20123 | #VALUE! | #VALUE! | #VALUE! | #VALUE! | 0 | 0 | 0.20123 | 0.20123 | #VALUE! | #VALUE! |  |  |  | #VALUE! | #VALUE! | #VALUE! | #VALUE! | #VALUE! | #VALUE! | #VALUE!
Saturday | 1 | 29 | 16 | 688 | 0 | 0 | 0 | 0 | 0 | 0 | 0 | 0 | 0 | 0 | 0 | 0 | 0 | 0 | 0 | 0 | 0 | 0 | 0 | 0 | 0 | 0 | 0 | 0 | 0 | 0 | 0 | 0 | 0 | 0 | 0 | 0 | 0 | 0 | 0 | 0 | 0 | 0 | 0 | 0 |  | 0 | 0 | 0 |  | #VALUE! | #VALUE! | #VALUE! | #VALUE! |  |  | #VALUE! | #VALUE! | 0 | 0 | 0.20123 | 0.20123 | #VALUE! | #VALUE! | #VALUE! | #VALUE! | 0 | 0 | 0.20123 | 0.20123 | #VALUE! | #VALUE! | #VALUE! | #VALUE! | 0 | 0 | 0.20123 | 0.20123 | #VALUE! | #VALUE! |  |  |  | #VALUE! | #VALUE! | #VALUE! | #VALUE! | #VALUE! | #VALUE! | #VALUE!
Saturday | 1 | 29 | 17 | 689 | 0 | 0 | 0 | 0 | 0 | 0 | 0 | 0 | 0 | 0 | 0 | 0 | 0 | 0 | 0 | 0 | 0 | 0 | 0 | 0 | 0 | 0 | 0 | 0 | 0 | 0 | 0 | 0 | 0 | 0 | 0 | 0 | 0 | 0 | 0 | 0 | 0 | 0 | 0 | 0 |  | 0 | 0 | 0 |  | #VALUE! | #VALUE! | #VALUE! | #VALUE! |  |  | #VALUE! | #VALUE! | 0 | 0 | 0.20123 | 0.20123 | #VALUE! | #VALUE! | #VALUE! | #VALUE! | 0 | 0 | 0.20123 | 0.20123 | #VALUE! | #VALUE! | #VALUE! | #VALUE! | 0 | 0 | 0.20123 | 0.20123 | #VALUE! | #VALUE! |  |  |  | #VALUE! | #VALUE! | #VALUE! | #VALUE! | #VALUE! | #VALUE! | #VALUE!
Saturday | 1 | 29 | 18 | 690 | 0 | 0 | 0 | 0 | 0 | 0 | 0 | 0 | 0 | 0 | 0 | 0 | 0 | 0 | 0 | 0 | 0 | 0 | 0 | 0 | 0 | 0 | 0 | 0 | 0 | 0 | 0 | 0 | 0 | 0 | 0 | 0 | 0 | 0 | 0 | 0 | 0 | 0 | 0 | 0 |  | 0 | 0 | 0 |  | #VALUE! | #VALUE! | #VALUE! | #VALUE! |  |  | #VALUE! | #VALUE! | 0 | 0 | 0.20123 | 0.20123 | #VALUE! | #VALUE! | #VALUE! | #VALUE! | 0 | 0 | 0.20123 | 0.20123 | #VALUE! | #VALUE! | #VALUE! | #VALUE! | 0 | 0 | 0.20123 | 0.20123 | #VALUE! | #VALUE! |  |  |  | #VALUE! | #VALUE! | #VALUE! | #VALUE! | #VALUE! | #VALUE! | #VALUE!
Saturday | 1 | 29 | 19 | 691 | 0 | 0 | 0 | 0 | 0 | 0 | 0 | 0 | 0 | 0 | 0 | 0 | 0 | 0 | 0 | 0 | 0 | 0 | 0 | 0 | 0 | 0 | 0 | 0 | 0 | 0 | 0 | 0 | 0 | 0 | 0 | 0 | 0 | 0 | 0 | 0 | 0 | 0 | 0 | 0 |  | 0 | 0 | 0 |  | #VALUE! | #VALUE! | #VALUE! | #VALUE! |  |  | #VALUE! | #VALUE! | 0 | 0 | 0.20123 | 0.20123 | #VALUE! | #VALUE! | #VALUE! | #VALUE! | 0 | 0 | 0.20123 | 0.20123 | #VALUE! | #VALUE! | #VALUE! | #VALUE! | 0 | 0 | 0.20123 | 0.20123 | #VALUE! | #VALUE! |  |  |  | #VALUE! | #VALUE! | #VALUE! | #VALUE! | #VALUE! | #VALUE! | #VALUE!
Saturday | 1 | 29 | 20 | 692 | 0 | 0 | 0 | 0 | 0 | 0 | 0 | 0 | 0 | 0 | 0 | 0 | 0 | 0 | 0 | 0 | 0 | 0 | 0 | 0 | 0 | 0 | 0 | 0 | 0 | 0 | 0 | 0 | 0 | 0 | 0 | 0 | 0 | 0 | 0 | 0 | 0 | 0 | 0 | 0 |  | 0 | 0 | 0 |  | #VALUE! | #VALUE! | #VALUE! | #VALUE! |  |  | #VALUE! | #VALUE! | 0 | 0 | 0.20123 | 0.20123 | #VALUE! | #VALUE! | #VALUE! | #VALUE! | 0 | 0 | 0.20123 | 0.20123 | #VALUE! | #VALUE! | #VALUE! | #VALUE! | 0 | 0 | 0.20123 | 0.20123 | #VALUE! | #VALUE! |  |  |  | #VALUE! | #VALUE! | #VALUE! | #VALUE! | #VALUE! | #VALUE! | #VALUE!
Saturday | 1 | 29 | 21 | 693 | 0 | 0 | 0 | 0 | 0 | 0 | 0 | 0 | 0 | 0 | 0 | 0 | 0 | 0 | 0 | 0 | 0 | 0 | 0 | 0 | 0 | 0 | 0 | 0 | 0 | 0 | 0 | 0 | 0 | 0 | 0 | 0 | 0 | 0 | 0 | 0 | 0 | 0 | 0 | 0 |  | 0 | 0 | 0 |  | #VALUE! | #VALUE! | #VALUE! | #VALUE! |  |  | #VALUE! | #VALUE! | 0 | 0 | 0.20123 | 0.20123 | #VALUE! | #VALUE! | #VALUE! | #VALUE! | 0 | 0 | 0.20123 | 0.20123 | #VALUE! | #VALUE! | #VALUE! | #VALUE! | 0 | 0 | 0.20123 | 0.20123 | #VALUE! | #VALUE! |  |  |  | #VALUE! | #VALUE! | #VALUE! | #VALUE! | #VALUE! | #VALUE! | #VALUE!
Saturday | 1 | 29 | 22 | 694 | 0 | 0 | 0 | 0 | 0 | 0 | 0 | 0 | 0 | 0 | 0 | 0 | 0 | 0 | 0 | 0 | 0 | 0 | 0 | 0 | 0 | 0 | 0 | 0 | 0 | 0 | 0 | 0 | 0 | 0 | 0 | 0 | 0 | 0 | 0 | 0 | 0 | 0 | 0 | 0 |  | 0 | 0 | 0 |  | #VALUE! | #VALUE! | #VALUE! | #VALUE! |  |  | #VALUE! | #VALUE! | 0 | 0 | 0.20123 | 0.20123 | #VALUE! | #VALUE! | #VALUE! | #VALUE! | 0 | 0 | 0.20123 | 0.20123 | #VALUE! | #VALUE! | #VALUE! | #VALUE! | 0 | 0 | 0.20123 | 0.20123 | #VALUE! | #VALUE! |  |  |  | #VALUE! | #VALUE! | #VALUE! | #VALUE! | #VALUE! | #VALUE! | #VALUE!
Saturday | 1 | 29 | 23 | 695 | 0 | 0 | 0 | 0 | 0 | 0 | 0 | 0 | 0 | 0 | 0 | 0 | 0 | 0 | 0 | 0 | 0 | 0 | 0 | 0 | 0 | 0 | 0 | 0 | 0 | 0 | 0 | 0 | 0 | 0 | 0 | 0 | 0 | 0 | 0 | 0 | 0 | 0 | 0 | 0 |  | 0 | 0 | 0 |  | #VALUE! | #VALUE! | #VALUE! | #VALUE! |  |  | #VALUE! | #VALUE! | 0 | 0 | 0.20123 | 0.20123 | #VALUE! | #VALUE! | #VALUE! | #VALUE! | 0 | 0 | 0.20123 | 0.20123 | #VALUE! | #VALUE! | #VALUE! | #VALUE! | 0 | 0 | 0.20123 | 0.20123 | #VALUE! | #VALUE! |  |  |  | #VALUE! | #VALUE! | #VALUE! | #VALUE! | #VALUE! | #VALUE! | #VALUE!
Saturday | 1 | 29 | 24 | 696 | 0 | 0 | 0 | 0 | 0 | 0 | 0 | 0 | 0 | 0 | 0 | 0 | 0 | 0 | 0 | 0 | 0 | 0 | 0 | 0 | 0 | 0 | 0 | 0 | 0 | 0 | 0 | 0 | 0 | 0 | 0 | 0 | 0 | 0 | 0 | 0 | 0 | 0 | 0 | 0 |  | 0 | 0 | 0 |  | #VALUE! | #VALUE! | #VALUE! | #VALUE! |  |  | #VALUE! | #VALUE! | 0 | 0 | 0.20123 | 0.20123 | #VALUE! | #VALUE! | #VALUE! | #VALUE! | 0 | 0 | 0.20123 | 0.20123 | #VALUE! | #VALUE! | #VALUE! | #VALUE! | 0 | 0 | 0.20123 | 0.20123 | #VALUE! | #VALUE! |  |  |  | #VALUE! | #VALUE! | #VALUE! | #VALUE! | #VALUE! | #VALUE! | #VALUE!
Sunday | 1 | 30 | 1 | 697 | 0 | 0 | 0 | 0 | 0 | 0 | 0 | 0 | 0 | 0 | 0 | 0 | 0 | 0 | 0 | 0 | 0 | 0 | 0 | 0 | 0 | 0 | 0 | 0 | 0 | 0 | 0 | 0 | 0 | 0 | 0 | 0 | 0 | 0 | 0 | 0 | 0 | 0 | 0 | 0 |  | 0 | 0 | 0 |  | #VALUE! | #VALUE! | #VALUE! | #VALUE! |  |  | #VALUE! | #VALUE! | 0 | 0 | 0.20123 | 0.20123 | #VALUE! | #VALUE! | #VALUE! | #VALUE! | 0 | 0 | 0.20123 | 0.20123 | #VALUE! | #VALUE! | #VALUE! | #VALUE! | 0 | 0 | 0.20123 | 0.20123 | #VALUE! | #VALUE! |  |  |  | #VALUE! | #VALUE! | #VALUE! | #VALUE! | #VALUE! | #VALUE! | #VALUE!
Sunday | 1 | 30 | 2 | 698 | 0 | 0 | 0 | 0 | 0 | 0 | 0 | 0 | 0 | 0 | 0 | 0 | 0 | 0 | 0 | 0 | 0 | 0 | 0 | 0 | 0 | 0 | 0 | 0 | 0 | 0 | 0 | 0 | 0 | 0 | 0 | 0 | 0 | 0 | 0 | 0 | 0 | 0 | 0 | 0 |  | 0 | 0 | 0 |  | #VALUE! | #VALUE! | #VALUE! | #VALUE! |  |  | #VALUE! | #VALUE! | 0 | 0 | 0.20123 | 0.20123 | #VALUE! | #VALUE! | #VALUE! | #VALUE! | 0 | 0 | 0.20123 | 0.20123 | #VALUE! | #VALUE! | #VALUE! | #VALUE! | 0 | 0 | 0.20123 | 0.20123 | #VALUE! | #VALUE! |  |  |  | #VALUE! | #VALUE! | #VALUE! | #VALUE! | #VALUE! | #VALUE! | #VALUE!
Sunday | 1 | 30 | 3 | 699 | 0 | 0 | 0 | 0 | 0 | 0 | 0 | 0 | 0 | 0 | 0 | 0 | 0 | 0 | 0 | 0 | 0 | 0 | 0 | 0 | 0 | 0 | 0 | 0 | 0.01219 | 0 | 0 | 0 | 0 | 0 | 0 | 0 | 0 | 0 | 0 | 0 | 0 | 0 | 0 | 0 |  | 0 | 0 | 0 |  | #VALUE! | #VALUE! | #VALUE! | #VALUE! |  |  | #VALUE! | #VALUE! | 0 | 0 | 0.20123 | 0.20123 | #VALUE! | #VALUE! | #VALUE! | #VALUE! | 0 | 0 | 0.20123 | 0.20123 | #VALUE! | #VALUE! | #VALUE! | #VALUE! | 0 | 0 | 0.20123 | 0.20123 | #VALUE! | #VALUE! |  |  |  | #VALUE! | #VALUE! | #VALUE! | #VALUE! | #VALUE! | #VALUE! | #VALUE!
Sunday | 1 | 30 | 4 | 700 | 0 | 0 | 0 | 0 | 0 | 0 | 0 | 0 | 0 | 0 | 0 | 0 | 0 | 0 | 0 | 0 | 0 | 0 | 0 | 0 | 0 | 0 | 0 | 0 | 0 | 0 | 0 | 0 | 0 | 0 | 0 | 0 | 0 | 0 | 0 | 0 | 0 | 0 | 0 | 0 |  | 0 | 0 | 0 |  | #VALUE! | #VALUE! | #VALUE! | #VALUE! |  |  | #VALUE! | #VALUE! | 0 | 0 | 0.20123 | 0.20123 | #VALUE! | #VALUE! | #VALUE! | #VALUE! | 0 | 0 | 0.20123 | 0.20123 | #VALUE! | #VALUE! | #VALUE! | #VALUE! | 0 | 0 | 0.20123 | 0.20123 | #VALUE! | #VALUE! |  |  |  | #VALUE! | #VALUE! | #VALUE! | #VALUE! | #VALUE! | #VALUE! | #VALUE!
Sunday | 1 | 30 | 5 | 701 | 0 | 0 | 0 | 0 | 0 | 0 | 0 | 0 | 0 | 0 | 0 | 0 | 0 | 0 | 0 | 0 | 0 | 0 | 0 | 0 | 0 | 0 | 0 | 0 | 0 | 0 | 0 | 0 | 0 | 0 | 0 | 0 | 0 | 0 | 0 | 0 | 0 | 0 | 0 | 0 |  | 0 | 0 | 0 |  | #VALUE! | #VALUE! | #VALUE! | #VALUE! |  |  | #VALUE! | #VALUE! | 0 | 0 | 0.20123 | 0.20123 | #VALUE! | #VALUE! | #VALUE! | #VALUE! | 0 | 0 | 0.20123 | 0.20123 | #VALUE! | #VALUE! | #VALUE! | #VALUE! | 0 | 0 | 0.20123 | 0.20123 | #VALUE! | #VALUE! |  |  |  | #VALUE! | #VALUE! | #VALUE! | #VALUE! | #VALUE! | #VALUE! | #VALUE!
Sunday | 1 | 30 | 6 | 702 | 0 | 0 | 0 | 0 | 0 | 0 | 0 | 0 | 0 | 0 | 0 | 0 | 0 | 0 | 0 | 0 | 0 | 0 | 0 | 0 | 0 | 0 | 0 | 0 | 0 | 0 | 0 | 0 | 0 | 0 | 0 | 0 | 0 | 0 | 0 | 0 | 0 | 0 | 0 | 0 |  | 0 | 0 | 0 |  | #VALUE! | #VALUE! | #VALUE! | #VALUE! |  |  | #VALUE! | #VALUE! | 0 | 0 | 0.20123 | 0.20123 | #VALUE! | #VALUE! | #VALUE! | #VALUE! | 0 | 0 | 0.20123 | 0.20123 | #VALUE! | #VALUE! | #VALUE! | #VALUE! | 0 | 0 | 0.20123 | 0.20123 | #VALUE! | #VALUE! |  |  |  | #VALUE! | #VALUE! | #VALUE! | #VALUE! | #VALUE! | #VALUE! | #VALUE!
Sunday | 1 | 30 | 7 | 703 | 0 | 0 | 0 | 0 | 0 | 0 | 0 | 0 | 0 | 0 | 0 | 0 | 0 | 0 | 0 | 0 | 0 | 0 | 0 | 0 | 0 | 0 | 0 | 0 | 0 | 0 | 0 | 0 | 0 | 0 | 0 | 0 | 0 | 0 | 0 | 0 | 0 | 0 | 0 | 0 |  | 0 | 0 | 0 |  | #VALUE! | #VALUE! | #VALUE! | #VALUE! |  |  | #VALUE! | #VALUE! | 0 | 0 | 0.20123 | 0.20123 | #VALUE! | #VALUE! | #VALUE! | #VALUE! | 0 | 0 | 0.20123 | 0.20123 | #VALUE! | #VALUE! | #VALUE! | #VALUE! | 0 | 0 | 0.20123 | 0.20123 | #VALUE! | #VALUE! |  |  |  | #VALUE! | #VALUE! | #VALUE! | #VALUE! | #VALUE! | #VALUE! | #VALUE!
Sunday | 1 | 30 | 8 | 704 | 0 | 0 | 0 | 0 | 0 | 0 | 0 | 0 | 0 | 0 | 0 | 0 | 0 | 0 | 0 | 0 | 0 | 0 | 0 | 0 | 0 | 0 | 0 | 0 | 0 | 0 | 0 | 0 | 0 | 0 | 0 | 0 | 0 | 0 | 0 | 0 | 0 | 0 | 0 | 0 |  | 0 | 0 | 0 |  | #VALUE! | #VALUE! | #VALUE! | #VALUE! |  |  | #VALUE! | #VALUE! | 0 | 0 | 0.20123 | 0.20123 | #VALUE! | #VALUE! | #VALUE! | #VALUE! | 0 | 0 | 0.20123 | 0.20123 | #VALUE! | #VALUE! | #VALUE! | #VALUE! | 0 | 0 | 0.20123 | 0.20123 | #VALUE! | #VALUE! |  |  |  | #VALUE! | #VALUE! | #VALUE! | #VALUE! | #VALUE! | #VALUE! | #VALUE!
Sunday | 1 | 30 | 9 | 705 | 0 | 0 | 0 | 0 | 0 | 0 | 0 | 0 | 0 | 0 | 0 | 0 | 0 | 0 | 0 | 0 | 0 | 0 | 0 | 0 | 0 | 0 | 0 | 0 | 0 | 0 | 0 | 0 | 0 | 0 | 0 | 0 | 0 | 0 | 0 | 0 | 0 | 0 | 0 | 0 |  | 0 | 0 | 0 |  | #VALUE! | #VALUE! | #VALUE! | #VALUE! |  |  | #VALUE! | #VALUE! | 0 | 0 | 0.20123 | 0.20123 | #VALUE! | #VALUE! | #VALUE! | #VALUE! | 0 | 0 | 0.20123 | 0.20123 | #VALUE! | #VALUE! | #VALUE! | #VALUE! | 0 | 0 | 0.20123 | 0.20123 | #VALUE! | #VALUE! |  |  |  | #VALUE! | #VALUE! | #VALUE! | #VALUE! | #VALUE! | #VALUE! | #VALUE!
Sunday | 1 | 30 | 10 | 706 | 0 | 0 | 0 | 0 | 0 | 0 | 0 | 0 | 0 | 0 | 0 | 0 | 0 | 0 | 0 | 0 | 0 | 0 | 0 | 0 | 0 | 0 | 0 | 0 | 0 | 0 | 0 | 0 | 0 | 0 | 0 | 0 | 0 | 0 | 0 | 0 | 0 | 0 | 0 | 0 |  | 0 | 0 | 0 |  | #VALUE! | #VALUE! | #VALUE! | #VALUE! |  |  | #VALUE! | #VALUE! | 0 | 0 | 0.20123 | 0.20123 | #VALUE! | #VALUE! | #VALUE! | #VALUE! | 0 | 0 | 0.20123 | 0.20123 | #VALUE! | #VALUE! | #VALUE! | #VALUE! | 0 | 0 | 0.20123 | 0.20123 | #VALUE! | #VALUE! |  |  |  | #VALUE! | #VALUE! | #VALUE! | #VALUE! | #VALUE! | #VALUE! | #VALUE!
Sunday | 1 | 30 | 11 | 707 | 0 | 0 | 0 | 0 | 0 | 0 | 0 | 0 | 0 | 0 | 0 | 0 | 0 | 0 | 0 | 0 | 0 | 0 | 0 | 0 | 0 | 0 | 0 | 0 | 0 | 0 | 0 | 0 | 0 | 0 | 0 | 0 | 0 | 0 | 0 | 0 | 0 | 0 | 0 | 0 |  | 0 | 0 | 0 |  | #VALUE! | #VALUE! | #VALUE! | #VALUE! |  |  | #VALUE! | #VALUE! | 0 | 0 | 0.20123 | 0.20123 | #VALUE! | #VALUE! | #VALUE! | #VALUE! | 0 | 0 | 0.20123 | 0.20123 | #VALUE! | #VALUE! | #VALUE! | #VALUE! | 0 | 0 | 0.20123 | 0.20123 | #VALUE! | #VALUE! |  |  |  | #VALUE! | #VALUE! | #VALUE! | #VALUE! | #VALUE! | #VALUE! | #VALUE!
Sunday | 1 | 30 | 12 | 708 | 0 | 0 | 0 | 0 | 0 | 0 | 0 | 0 | 0 | 0 | 0 | 0 | 0 | 0 | 0 | 0 | 0 | 0 | 0 | 0 | 0 | 0 | 0 | 0 | 0 | 0 | 0 | 0 | 0 | 0 | 0 | 0 | 0 | 0 | 0 | 0 | 0 | 0 | 0 | 0 |  | 0 | 0 | 0 |  | #VALUE! | #VALUE! | #VALUE! | #VALUE! |  |  | #VALUE! | #VALUE! | 0 | 0 | 0.20123 | 0.20123 | #VALUE! | #VALUE! | #VALUE! | #VALUE! | 0 | 0 | 0.20123 | 0.20123 | #VALUE! | #VALUE! | #VALUE! | #VALUE! | 0 | 0 | 0.20123 | 0.20123 | #VALUE! | #VALUE! |  |  |  | #VALUE! | #VALUE! | #VALUE! | #VALUE! | #VALUE! | #VALUE! | #VALUE!
Sunday | 1 | 30 | 13 | 709 | 0 | 0 | 0 | 0 | 0 | 0 | 0 | 0 | 0 | 0 | 0 | 0 | 0 | 0 | 0 | 0 | 0 | 0 | 0 | 0 | 0 | 0 | 0 | 0 | 0 | 0 | 0 | 0 | 0 | 0 | 0 | 0 | 0 | 0 | 0 | 0 | 0 | 0 | 0 | 0 |  | 0 | 0 | 0 |  | #VALUE! | #VALUE! | #VALUE! | #VALUE! |  |  | #VALUE! | #VALUE! | 0 | 0 | 0.20123 | 0.20123 | #VALUE! | #VALUE! | #VALUE! | #VALUE! | 0 | 0 | 0.20123 | 0.20123 | #VALUE! | #VALUE! | #VALUE! | #VALUE! | 0 | 0 | 0.20123 | 0.20123 | #VALUE! | #VALUE! |  |  |  | #VALUE! | #VALUE! | #VALUE! | #VALUE! | #VALUE! | #VALUE! | #VALUE!
Sunday | 1 | 30 | 14 | 710 | 0 | 0 | 0 | 0 | 0 | 0 | 0 | 0 | 0 | 0 | 0 | 0 | 0 | 0 | 0 | 0 | 0 | 0 | 0 | 0 | 0 | 0 | 0 | 0 | 0 | 0 | 0 | 0 | 0 | 0 | 0 | 0 | 0 | 0 | 0 | 0 | 0 | 0 | 0 | 0 |  | 0 | 0 | 0 |  | #VALUE! | #VALUE! | #VALUE! | #VALUE! |  |  | #VALUE! | #VALUE! | 0 | 0 | 0.20123 | 0.20123 | #VALUE! | #VALUE! | #VALUE! | #VALUE! | 0 | 0 | 0.20123 | 0.20123 | #VALUE! | #VALUE! | #VALUE! | #VALUE! | 0 | 0 | 0.20123 | 0.20123 | #VALUE! | #VALUE! |  |  |  | #VALUE! | #VALUE! | #VALUE! | #VALUE! | #VALUE! | #VALUE! | #VALUE!
Sunday | 1 | 30 | 15 | 711 | 0 | 0 | 0 | 0 | 0 | 0 | 0 | 0 | 0 | 0 | 0 | 0 | 0 | 0 | 0 | 0 | 0 | 0 | 0 | 0 | 0 | 0 | 0 | 0 | 0 | 0 | 0 | 0 | 0 | 0 | 0 | 0 | 0 | 0 | 0 | 0 | 0 | 0 | 0 | 0 |  | 0 | 0 | 0 |  | #VALUE! | #VALUE! | #VALUE! | #VALUE! |  |  | #VALUE! | #VALUE! | 0 | 0 | 0.20123 | 0.20123 | #VALUE! | #VALUE! | #VALUE! | #VALUE! | 0 | 0 | 0.20123 | 0.20123 | #VALUE! | #VALUE! | #VALUE! | #VALUE! | 0 | 0 | 0.20123 | 0.20123 | #VALUE! | #VALUE! |  |  |  | #VALUE! | #VALUE! | #VALUE! | #VALUE! | #VALUE! | #VALUE! | #VALUE!
Sunday | 1 | 30 | 16 | 712 | 0 | 0 | 0 | 0 | 0 | 0 | 0 | 0 | 0 | 0 | 0 | 0 | 0 | 0 | 0 | 0 | 0 | 0 | 0 | 0 | 0 | 0 | 0 | 0 | 0 | 0 | 0 | 0 | 0 | 0 | 0 | 0 | 0 | 0 | 0 | 0 | 0 | 0 | 0 | 0 |  | 0 | 0 | 0 |  | #VALUE! | #VALUE! | #VALUE! | #VALUE! |  |  | #VALUE! | #VALUE! | 0 | 0 | 0.20123 | 0.20123 | #VALUE! | #VALUE! | #VALUE! | #VALUE! | 0 | 0 | 0.20123 | 0.20123 | #VALUE! | #VALUE! | #VALUE! | #VALUE! | 0 | 0 | 0.20123 | 0.20123 | #VALUE! | #VALUE! |  |  |  | #VALUE! | #VALUE! | #VALUE! | #VALUE! | #VALUE! | #VALUE! | #VALUE!
Sunday | 1 | 30 | 17 | 713 | 0 | 0 | 0 | 0 | 0 | 0 | 0 | 0 | 0 | 0 | 0 | 0 | 0 | 0 | 0 | 0 | 0 | 0 | 0 | 0 | 0 | 0 | 0 | 0 | 0 | 0 | 0 | 0 | 0 | 0 | 0 | 0 | 0 | 0 | 0 | 0 | 0 | 0 | 0 | 0 |  | 0 | 0 | 0 |  | #VALUE! | #VALUE! | #VALUE! | #VALUE! |  |  | #VALUE! | #VALUE! | 0 | 0 | 0.20123 | 0.20123 | #VALUE! | #VALUE! | #VALUE! | #VALUE! | 0 | 0 | 0.20123 | 0.20123 | #VALUE! | #VALUE! | #VALUE! | #VALUE! | 0 | 0 | 0.20123 | 0.20123 | #VALUE! | #VALUE! |  |  |  | #VALUE! | #VALUE! | #VALUE! | #VALUE! | #VALUE! | #VALUE! | #VALUE!
Sunday | 1 | 30 | 18 | 714 | 0 | 0 | 0 | 0 | 0 | 0 | 0 | 0 | 0 | 0 | 0 | 0 | 0 | 0 | 0 | 0 | 0 | 0 | 0 | 0 | 0 | 0 | 0 | 0 | 0 | 0 | 0 | 0 | 0 | 0 | 0 | 0 | 0 | 0 | 0 | 0 | 0 | 0 | 0 | 0 |  | 0 | 0 | 0 |  | #VALUE! | #VALUE! | #VALUE! | #VALUE! |  |  | #VALUE! | #VALUE! | 0 | 0 | 0.20123 | 0.20123 | #VALUE! | #VALUE! | #VALUE! | #VALUE! | 0 | 0 | 0.20123 | 0.20123 | #VALUE! | #VALUE! | #VALUE! | #VALUE! | 0 | 0 | 0.20123 | 0.20123 | #VALUE! | #VALUE! |  |  |  | #VALUE! | #VALUE! | #VALUE! | #VALUE! | #VALUE! | #VALUE! | #VALUE!
Sunday | 1 | 30 | 19 | 715 | 0 | 0 | 0 | 0 | 0 | 0 | 0 | 0 | 0 | 0 | 0 | 0 | 0 | 0 | 0 | 0 | 0 | 0 | 0 | 0 | 0 | 0 | 0 | 0 | 0 | 0 | 0 | 0 | 0 | 0 | 0 | 0 | 0 | 0 | 0 | 0 | 0 | 0 | 0 | 0 |  | 0 | 0 | 0 |  | #VALUE! | #VALUE! | #VALUE! | #VALUE! |  |  | #VALUE! | #VALUE! | 0 | 0 | 0.20123 | 0.20123 | #VALUE! | #VALUE! | #VALUE! | #VALUE! | 0 | 0 | 0.20123 | 0.20123 | #VALUE! | #VALUE! | #VALUE! | #VALUE! | 0 | 0 | 0.20123 | 0.20123 | #VALUE! | #VALUE! |  |  |  | #VALUE! | #VALUE! | #VALUE! | #VALUE! | #VALUE! | #VALUE! | #VALUE!
Sunday | 1 | 30 | 20 | 716 | 0 | 0 | 0 | 0 | 0 | 0 | 0 | 0 | 0 | 0 | 0 | 0 | 0 | 0 | 0 | 0 | 0 | 0 | 0 | 0 | 0 | 0 | 0 | 0 | 0 | 0 | 0 | 0 | 0 | 0 | 0 | 0 | 0 | 0 | 0 | 0 | 0 | 0 | 0 | 0 |  | 0 | 0 | 0 |  | #VALUE! | #VALUE! | #VALUE! | #VALUE! |  |  | #VALUE! | #VALUE! | 0 | 0 | 0.20123 | 0.20123 | #VALUE! | #VALUE! | #VALUE! | #VALUE! | 0 | 0 | 0.20123 | 0.20123 | #VALUE! | #VALUE! | #VALUE! | #VALUE! | 0 | 0 | 0.20123 | 0.20123 | #VALUE! | #VALUE! |  |  |  | #VALUE! | #VALUE! | #VALUE! | #VALUE! | #VALUE! | #VALUE! | #VALUE!
Sunday | 1 | 30 | 21 | 717 | 0 | 0 | 0 | 0 | 0 | 0 | 0 | 0 | 0 | 0 | 0 | 0 | 0 | 0 | 0 | 0 | 0 | 0 | 0 | 0 | 0 | 0 | 0 | 0 | 0 | 0 | 0 | 0 | 0 | 0 | 0 | 0 | 0 | 0 | 0 | 0 | 0 | 0 | 0 | 0 |  | 0 | 0 | 0 |  | #VALUE! | #VALUE! | #VALUE! | #VALUE! |  |  | #VALUE! | #VALUE! | 0 | 0 | 0.20123 | 0.20123 | #VALUE! | #VALUE! | #VALUE! | #VALUE! | 0 | 0 | 0.20123 | 0.20123 | #VALUE! | #VALUE! | #VALUE! | #VALUE! | 0 | 0 | 0.20123 | 0.20123 | #VALUE! | #VALUE! |  |  |  | #VALUE! | #VALUE! | #VALUE! | #VALUE! | #VALUE! | #VALUE! | #VALUE!
Sunday | 1 | 30 | 22 | 718 | 0 | 0 | 0 | 0 | 0 | 0 | 0 | 0 | 0 | 0 | 0 | 0 | 0 | 0 | 0 | 0 | 0 | 0 | 0 | 0 | 0 | 0 | 0 | 0 | 0 | 0 | 0 | 0 | 0 | 0 | 0 | 0 | 0 | 0 | 0 | 0 | 0 | 0 | 0 | 0 |  | 0 | 0 | 0 |  | #VALUE! | #VALUE! | #VALUE! | #VALUE! |  |  | #VALUE! | #VALUE! | 0 | 0 | 0.20123 | 0.20123 | #VALUE! | #VALUE! | #VALUE! | #VALUE! | 0 | 0 | 0.20123 | 0.20123 | #VALUE! | #VALUE! | #VALUE! | #VALUE! | 0 | 0 | 0.20123 | 0.20123 | #VALUE! | #VALUE! |  |  |  | #VALUE! | #VALUE! | #VALUE! | #VALUE! | #VALUE! | #VALUE! | #VALUE!
Sunday | 1 | 30 | 23 | 719 | 0 | 0 | 0 | 0 | 0 | 0 | 0 | 0 | 0 | 0 | 0 | 0 | 0 | 0 | 0 | 0 | 0 | 0 | 0 | 0 | 0 | 0 | 0 | 0 | 0 | 0 | 0 | 0 | 0 | 0 | 0 | 0 | 0 | 0 | 0 | 0 | 0 | 0 | 0 | 0 |  | 0 | 0 | 0 |  | #VALUE! | #VALUE! | #VALUE! | #VALUE! |  |  | #VALUE! | #VALUE! | 0 | 0 | 0.20123 | 0.20123 | #VALUE! | #VALUE! | #VALUE! | #VALUE! | 0 | 0 | 0.20123 | 0.20123 | #VALUE! | #VALUE! | #VALUE! | #VALUE! | 0 | 0 | 0.20123 | 0.20123 | #VALUE! | #VALUE! |  |  |  | #VALUE! | #VALUE! | #VALUE! | #VALUE! | #VALUE! | #VALUE! | #VALUE!
Sunday | 1 | 30 | 24 | 720 | 0 | 0 | 0 | 0 | 0 | 0 | 0 | 0 | 0 | 0 | 0 | 0 | 0 | 0 | 0 | 0 | 0 | 0 | 0 | 0 | 0 | 0 | 0 | 0 | 0 | 0 | 0 | 0 | 0 | 0 | 0 | 0 | 0 | 0 | 0 | 0 | 0 | 0 | 0 | 0 |  | 0 | 0 | 0 |  | #VALUE! | #VALUE! | #VALUE! | #VALUE! |  |  | #VALUE! | #VALUE! | 0 | 0 | 0.20123 | 0.20123 | #VALUE! | #VALUE! | #VALUE! | #VALUE! | 0 | 0 | 0.20123 | 0.20123 | #VALUE! | #VALUE! | #VALUE! | #VALUE! | 0 | 0 | 0.20123 | 0.20123 | #VALUE! | #VALUE! |  |  |  | #VALUE! | #VALUE! | #VALUE! | #VALUE! | #VALUE! | #VALUE! | #VALUE!
Monday | 1 | 31 | 1 | 721 | 0 | 0 | 0 | 0 | 0 | 0 | 0 | 0 | 0 | 0 | 0 | 0 | 0 | 0 | 0 | 0 | 0 | 0 | 0 | 0 | 0 | 0 | 0 | 0 | 0 | 0 | 0 | 0 | 0 | 0 | 0 | 0 | 0 | 0 | 0 | 0 | 0 | 0 | 0 | 0 |  | 0 | 0 | 0 |  | #VALUE! | #VALUE! | #VALUE! | #VALUE! |  |  | #VALUE! | #VALUE! | 0 | 0 | 0.20123 | 0.20123 | #VALUE! | #VALUE! | #VALUE! | #VALUE! | 0 | 0 | 0.20123 | 0.20123 | #VALUE! | #VALUE! | #VALUE! | #VALUE! | 0 | 0 | 0.20123 | 0.20123 | #VALUE! | #VALUE! |  |  |  | #VALUE! | #VALUE! | #VALUE! | #VALUE! | #VALUE! | #VALUE! | #VALUE!
Monday | 1 | 31 | 2 | 722 | 0 | 0 | 0 | 0 | 0 | 0 | 0 | 0 | 0 | 0 | 0 | 0 | 0 | 0 | 0 | 0 | 0 | 0 | 0 | 0 | 0 | 0 | 0 | 0 | 0.001404 | 0 | 0 | 0 | 0 | 0 | 0 | 0 | 0 | 0 | 0 | 0 | 0 | 0 | 0 | 0 |  | 0 | 0 | 0 |  | #VALUE! | #VALUE! | #VALUE! | #VALUE! |  |  | #VALUE! | #VALUE! | 0 | 0 | 0.20123 | 0.20123 | #VALUE! | #VALUE! | #VALUE! | #VALUE! | 0 | 0 | 0.20123 | 0.20123 | #VALUE! | #VALUE! | #VALUE! | #VALUE! | 0 | 0 | 0.20123 | 0.20123 | #VALUE! | #VALUE! |  |  |  | #VALUE! | #VALUE! | #VALUE! | #VALUE! | #VALUE! | #VALUE! | #VALUE!
Monday | 1 | 31 | 3 | 723 | 0 | 0 | 0 | 0 | 0 | 0 | 0 | 0 | 0 | 0 | 0 | 0 | 0 | 0 | 0 | 0 | 0 | 0 | 0 | 0 | 0 | 0 | 0 | 0 | 0.010591 | 0 | 0 | 0 | 0 | 0 | 0 | 0 | 0 | 0 | 0 | 0 | 0 | 0 | 0 | 0 |  | 0 | 0 | 0 |  | #VALUE! | #VALUE! | #VALUE! | #VALUE! |  |  | #VALUE! | #VALUE! | 0 | 0 | 0.20123 | 0.20123 | #VALUE! | #VALUE! | #VALUE! | #VALUE! | 0 | 0 | 0.20123 | 0.20123 | #VALUE! | #VALUE! | #VALUE! | #VALUE! | 0 | 0 | 0.20123 | 0.20123 | #VALUE! | #VALUE! |  |  |  | #VALUE! | #VALUE! | #VALUE! | #VALUE! | #VALUE! | #VALUE! | #VALUE!
Monday | 1 | 31 | 4 | 724 | 0 | 0 | 0 | 0 | 0 | 0 | 0 | 0 | 0 | 0 | 0 | 0 | 0 | 0 | 0 | 0 | 0 | 0 | 0 | 0 | 0 | 0 | 0 | 0 | 0 | 0 | 0 | 0 | 0 | 0 | 0 | 0 | 0 | 0 | 0 | 0 | 0 | 0 | 0 | 0 |  | 0 | 0 | 0 |  | #VALUE! | #VALUE! | #VALUE! | #VALUE! |  |  | #VALUE! | #VALUE! | 0 | 0 | 0.20123 | 0.20123 | #VALUE! | #VALUE! | #VALUE! | #VALUE! | 0 | 0 | 0.20123 | 0.20123 | #VALUE! | #VALUE! | #VALUE! | #VALUE! | 0 | 0 | 0.20123 | 0.20123 | #VALUE! | #VALUE! |  |  |  | #VALUE! | #VALUE! | #VALUE! | #VALUE! | #VALUE! | #VALUE! | #VALUE!
Monday | 1 | 31 | 5 | 725 | 0 | 0 | 0 | 0 | 0 | 0 | 0 | 0 | 0 | 0 | 0 | 0 | 0 | 0 | 0 | 0 | 0 | 0 | 0 | 0 | 0 | 0 | 0 | 0 | 0 | 0 | 0 | 0 | 0 | 0 | 0 | 0 | 0 | 0 | 0 | 0 | 0 | 0 | 0 | 0 |  | 0 | 0 | 0 |  | #VALUE! | #VALUE! | #VALUE! | #VALUE! |  |  | #VALUE! | #VALUE! | 0 | 0 | 0.20123 | 0.20123 | #VALUE! | #VALUE! | #VALUE! | #VALUE! | 0 | 0 | 0.20123 | 0.20123 | #VALUE! | #VALUE! | #VALUE! | #VALUE! | 0 | 0 | 0.20123 | 0.20123 | #VALUE! | #VALUE! |  |  |  | #VALUE! | #VALUE! | #VALUE! | #VALUE! | #VALUE! | #VALUE! | #VALUE!
Monday | 1 | 31 | 6 | 726 | 0 | 0 | 0 | 0 | 0 | 0 | 0 | 0 | 0 | 0 | 0 | 0 | 0 | 0 | 0 | 0 | 0 | 0 | 0 | 0 | 0 | 0 | 0 | 0 | 0 | 0 | 0 | 0 | 0 | 0 | 0 | 0 | 0 | 0 | 0 | 0 | 0 | 0 | 0 | 0 |  | 0 | 0 | 0 |  | #VALUE! | #VALUE! | #VALUE! | #VALUE! |  |  | #VALUE! | #VALUE! | 0 | 0 | 0.20123 | 0.20123 | #VALUE! | #VALUE! | #VALUE! | #VALUE! | 0 | 0 | 0.20123 | 0.20123 | #VALUE! | #VALUE! | #VALUE! | #VALUE! | 0 | 0 | 0.20123 | 0.20123 | #VALUE! | #VALUE! |  |  |  | #VALUE! | #VALUE! | #VALUE! | #VALUE! | #VALUE! | #VALUE! | #VALUE!
Monday | 1 | 31 | 7 | 727 | 0 | 0 | 0 | 0 | 0 | 0 | 0 | 0 | 0 | 0 | 0 | 0 | 0 | 0 | 0 | 0 | 0 | 0 | 0 | 0 | 0 | 0 | 0 | 0 | 0 | 0 | 0 | 0 | 0 | 0 | 0 | 0 | 0 | 0 | 0 | 0 | 0 | 0 | 0 | 0 |  | 0 | 0 | 0 |  | #VALUE! | #VALUE! | #VALUE! | #VALUE! |  |  | #VALUE! | #VALUE! | 0 | 0 | 0.20123 | 0.20123 | #VALUE! | #VALUE! | #VALUE! | #VALUE! | 0 | 0 | 0.20123 | 0.20123 | #VALUE! | #VALUE! | #VALUE! | #VALUE! | 0 | 0 | 0.20123 | 0.20123 | #VALUE! | #VALUE! |  |  |  | #VALUE! | #VALUE! | #VALUE! | #VALUE! | #VALUE! | #VALUE! | #VALUE!
Monday | 1 | 31 | 8 | 728 | 0 | 0 | 0 | 0 | 0 | 0 | 0 | 0 | 0 | 0 | 0 | 0 | 0 | 0 | 0 | 0 | 0 | 0 | 0 | 0 | 0 | 0 | 0 | 0 | 0 | 0 | 0 | 0 | 0 | 0 | 0 | 0 | 0 | 0 | 0 | 0 | 0 | 0 | 0 | 0 |  | 0 | 0 | 0 |  | #VALUE! | #VALUE! | #VALUE! | #VALUE! |  |  | #VALUE! | #VALUE! | 0 | 0 | 0.20123 | 0.20123 | #VALUE! | #VALUE! | #VALUE! | #VALUE! | 0 | 0 | 0.20123 | 0.20123 | #VALUE! | #VALUE! | #VALUE! | #VALUE! | 0 | 0 | 0.20123 | 0.20123 | #VALUE! | #VALUE! |  |  |  | #VALUE! | #VALUE! | #VALUE! | #VALUE! | #VALUE! | #VALUE! | #VALUE!
Monday | 1 | 31 | 9 | 729 | 0 | 0 | 0 | 0 | 0 | 0 | 0 | 0 | 0 | 0 | 0 | 0 | 0 | 0 | 0 | 0 | 0 | 0 | 0 | 0 | 0 | 0 | 0 | 0 | 0 | 0 | 0 | 0 | 0 | 0 | 0 | 0 | 0 | 0 | 0 | 0 | 0 | 0 | 0 | 0 |  | 0 | 0 | 0 |  | #VALUE! | #VALUE! | #VALUE! | #VALUE! |  |  | #VALUE! | #VALUE! | 0 | 0 | 0.20123 | 0.20123 | #VALUE! | #VALUE! | #VALUE! | #VALUE! | 0 | 0 | 0.20123 | 0.20123 | #VALUE! | #VALUE! | #VALUE! | #VALUE! | 0 | 0 | 0.20123 | 0.20123 | #VALUE! | #VALUE! |  |  |  | #VALUE! | #VALUE! | #VALUE! | #VALUE! | #VALUE! | #VALUE! | #VALUE!
Monday | 1 | 31 | 10 | 730 | 0 | 0 | 0 | 0 | 0 | 0 | 0 | 0 | 0 | 0 | 0 | 0 | 0 | 0 | 0 | 0 | 0 | 0 | 0 | 0 | 0 | 0 | 0 | 0 | 0 | 0 | 0 | 0 | 0 | 0 | 0 | 0 | 0 | 0 | 0 | 0 | 0 | 0 | 0 | 0 |  | 0 | 0 | 0 |  | #VALUE! | #VALUE! | #VALUE! | #VALUE! |  |  | #VALUE! | #VALUE! | 0 | 0 | 0.20123 | 0.20123 | #VALUE! | #VALUE! | #VALUE! | #VALUE! | 0 | 0 | 0.20123 | 0.20123 | #VALUE! | #VALUE! | #VALUE! | #VALUE! | 0 | 0 | 0.20123 | 0.20123 | #VALUE! | #VALUE! |  |  |  | #VALUE! | #VALUE! | #VALUE! | #VALUE! | #VALUE! | #VALUE! | #VALUE!
Monday | 1 | 31 | 11 | 731 | 0 | 0 | 0 | 0 | 0 | 0 | 0 | 0 | 0 | 0 | 0 | 0 | 0 | 0 | 0 | 0 | 0 | 0 | 0 | 0 | 0 | 0 | 0 | 0 | 0 | 0 | 0 | 0 | 0 | 0 | 0 | 0 | 0 | 0 | 0 | 0 | 0 | 0 | 0 | 0 |  | 0 | 0 | 0 |  | #VALUE! | #VALUE! | #VALUE! | #VALUE! |  |  | #VALUE! | #VALUE! | 0 | 0 | 0.20123 | 0.20123 | #VALUE! | #VALUE! | #VALUE! | #VALUE! | 0 | 0 | 0.20123 | 0.20123 | #VALUE! | #VALUE! | #VALUE! | #VALUE! | 0 | 0 | 0.20123 | 0.20123 | #VALUE! | #VALUE! |  |  |  | #VALUE! | #VALUE! | #VALUE! | #VALUE! | #VALUE! | #VALUE! | #VALUE!
Monday | 1 | 31 | 12 | 732 | 0 | 0 | 0 | 0 | 0 | 0 | 0 | 0 | 0 | 0 | 0 | 0 | 0 | 0 | 0 | 0 | 0 | 0 | 0 | 0 | 0 | 0 | 0 | 0 | 0 | 0 | 0 | 0 | 0 | 0 | 0 | 0 | 0 | 0 | 0 | 0 | 0 | 0 | 0 | 0 |  | 0 | 0 | 0 |  | #VALUE! | #VALUE! | #VALUE! | #VALUE! |  |  | #VALUE! | #VALUE! | 0 | 0 | 0.20123 | 0.20123 | #VALUE! | #VALUE! | #VALUE! | #VALUE! | 0 | 0 | 0.20123 | 0.20123 | #VALUE! | #VALUE! | #VALUE! | #VALUE! | 0 | 0 | 0.20123 | 0.20123 | #VALUE! | #VALUE! |  |  |  | #VALUE! | #VALUE! | #VALUE! | #VALUE! | #VALUE! | #VALUE! | #VALUE!
Monday | 1 | 31 | 13 | 733 | 0 | 0 | 0 | 0 | 0 | 0 | 0 | 0 | 0 | 0 | 0 | 0 | 0 | 0 | 0 | 0 | 0 | 0 | 0 | 0 | 0 | 0 | 0 | 0 | 0 | 0 | 0 | 0 | 0 | 0 | 0 | 0 | 0 | 0 | 0 | 0 | 0 | 0 | 0 | 0 |  | 0 | 0 | 0 |  | #VALUE! | #VALUE! | #VALUE! | #VALUE! |  |  | #VALUE! | #VALUE! | 0 | 0 | 0.20123 | 0.20123 | #VALUE! | #VALUE! | #VALUE! | #VALUE! | 0 | 0 | 0.20123 | 0.20123 | #VALUE! | #VALUE! | #VALUE! | #VALUE! | 0 | 0 | 0.20123 | 0.20123 | #VALUE! | #VALUE! |  |  |  | #VALUE! | #VALUE! | #VALUE! | #VALUE! | #VALUE! | #VALUE! | #VALUE!
Monday | 1 | 31 | 14 | 734 | 0 | 0 | 0 | 0 | 0 | 0 | 0 | 0 | 0 | 0 | 0 | 0 | 0 | 0 | 0 | 0 | 0 | 0 | 0 | 0 | 0 | 0 | 0 | 0 | 0 | 0 | 0 | 0 | 0 | 0 | 0 | 0 | 0 | 0 | 0 | 0 | 0 | 0 | 0 | 0 |  | 0 | 0 | 0 |  | #VALUE! | #VALUE! | #VALUE! | #VALUE! |  |  | #VALUE! | #VALUE! | 0 | 0 | 0.20123 | 0.20123 | #VALUE! | #VALUE! | #VALUE! | #VALUE! | 0 | 0 | 0.20123 | 0.20123 | #VALUE! | #VALUE! | #VALUE! | #VALUE! | 0 | 0 | 0.20123 | 0.20123 | #VALUE! | #VALUE! |  |  |  | #VALUE! | #VALUE! | #VALUE! | #VALUE! | #VALUE! | #VALUE! | #VALUE!
Monday | 1 | 31 | 15 | 735 | 0 | 0 | 0 | 0 | 0 | 0 | 0 | 0 | 0 | 0 | 0 | 0 | 0 | 0 | 0 | 0 | 0 | 0 | 0 | 0 | 0 | 0 | 0 | 0 | 0 | 0 | 0 | 0 | 0 | 0 | 0 | 0 | 0 | 0 | 0 | 0 | 0 | 0 | 0 | 0 |  | 0 | 0 | 0 |  | #VALUE! | #VALUE! | #VALUE! | #VALUE! |  |  | #VALUE! | #VALUE! | 0 | 0 | 0.20123 | 0.20123 | #VALUE! | #VALUE! | #VALUE! | #VALUE! | 0 | 0 | 0.20123 | 0.20123 | #VALUE! | #VALUE! | #VALUE! | #VALUE! | 0 | 0 | 0.20123 | 0.20123 | #VALUE! | #VALUE! |  |  |  | #VALUE! | #VALUE! | #VALUE! | #VALUE! | #VALUE! | #VALUE! | #VALUE!
Monday | 1 | 31 | 16 | 736 | 0 | 0 | 0 | 0 | 0 | 0 | 0 | 0 | 0 | 0 | 0 | 0 | 0 | 0 | 0 | 0 | 0 | 0 | 0 | 0 | 0 | 0 | 0 | 0 | 0 | 0 | 0 | 0 | 0 | 0 | 0 | 0 | 0 | 0 | 0 | 0 | 0 | 0 | 0 | 0 |  | 0 | 0 | 0 |  | #VALUE! | #VALUE! | #VALUE! | #VALUE! |  |  | #VALUE! | #VALUE! | 0 | 0 | 0.20123 | 0.20123 | #VALUE! | #VALUE! | #VALUE! | #VALUE! | 0 | 0 | 0.20123 | 0.20123 | #VALUE! | #VALUE! | #VALUE! | #VALUE! | 0 | 0 | 0.20123 | 0.20123 | #VALUE! | #VALUE! |  |  |  | #VALUE! | #VALUE! | #VALUE! | #VALUE! | #VALUE! | #VALUE! | #VALUE!
Monday | 1 | 31 | 17 | 737 | 0 | 0 | 0 | 0 | 0 | 0 | 0 | 0 | 0 | 0 | 0 | 0 | 0 | 0 | 0 | 0 | 0 | 0 | 0 | 0 | 0 | 0 | 0 | 0 | 0 | 0 | 0 | 0 | 0 | 0 | 0 | 0 | 0 | 0 | 0 | 0 | 0 | 0 | 0 | 0 |  | 0 | 0 | 0 |  | #VALUE! | #VALUE! | #VALUE! | #VALUE! |  |  | #VALUE! | #VALUE! | 0 | 0 | 0.20123 | 0.20123 | #VALUE! | #VALUE! | #VALUE! | #VALUE! | 0 | 0 | 0.20123 | 0.20123 | #VALUE! | #VALUE! | #VALUE! | #VALUE! | 0 | 0 | 0.20123 | 0.20123 | #VALUE! | #VALUE! |  |  |  | #VALUE! | #VALUE! | #VALUE! | #VALUE! | #VALUE! | #VALUE! | #VALUE!
Monday | 1 | 31 | 18 | 738 | 0 | 0 | 0 | 0 | 0 | 0 | 0 | 0 | 0 | 0 | 0 | 0 | 0 | 0 | 0 | 0 | 0 | 0 | 0 | 0 | 0 | 0 | 0 | 0 | 0 | 0 | 0 | 0 | 0 | 0 | 0 | 0 | 0 | 0 | 0 | 0 | 0 | 0 | 0 | 0 |  | 0 | 0 | 0 |  | #VALUE! | #VALUE! | #VALUE! | #VALUE! |  |  | #VALUE! | #VALUE! | 0 | 0 | 0.20123 | 0.20123 | #VALUE! | #VALUE! | #VALUE! | #VALUE! | 0 | 0 | 0.20123 | 0.20123 | #VALUE! | #VALUE! | #VALUE! | #VALUE! | 0 | 0 | 0.20123 | 0.20123 | #VALUE! | #VALUE! |  |  |  | #VALUE! | #VALUE! | #VALUE! | #VALUE! | #VALUE! | #VALUE! | #VALUE!
Monday | 1 | 31 | 19 | 739 | 0 | 0 | 0 | 0 | 0 | 0 | 0 | 0 | 0 | 0 | 0 | 0 | 0 | 0 | 0 | 0 | 0 | 0 | 0 | 0 | 0 | 0 | 0 | 0 | 0 | 0 | 0 | 0 | 0 | 0 | 0 | 0 | 0 | 0 | 0 | 0 | 0 | 0 | 0 | 0 |  | 0 | 0 | 0 |  | #VALUE! | #VALUE! | #VALUE! | #VALUE! |  |  | #VALUE! | #VALUE! | 0 | 0 | 0.20123 | 0.20123 | #VALUE! | #VALUE! | #VALUE! | #VALUE! | 0 | 0 | 0.20123 | 0.20123 | #VALUE! | #VALUE! | #VALUE! | #VALUE! | 0 | 0 | 0.20123 | 0.20123 | #VALUE! | #VALUE! |  |  |  | #VALUE! | #VALUE! | #VALUE! | #VALUE! | #VALUE! | #VALUE! | #VALUE!
Monday | 1 | 31 | 20 | 740 | 0 | 0 | 0 | 0 | 0 | 0 | 0 | 0 | 0 | 0 | 0 | 0 | 0 | 0 | 0 | 0 | 0 | 0 | 0 | 0 | 0 | 0 | 0 | 0 | 0 | 0 | 0 | 0 | 0 | 0 | 0 | 0 | 0 | 0 | 0 | 0 | 0 | 0 | 0 | 0 |  | 0 | 0 | 0 |  | #VALUE! | #VALUE! | #VALUE! | #VALUE! |  |  | #VALUE! | #VALUE! | 0 | 0 | 0.20123 | 0.20123 | #VALUE! | #VALUE! | #VALUE! | #VALUE! | 0 | 0 | 0.20123 | 0.20123 | #VALUE! | #VALUE! | #VALUE! | #VALUE! | 0 | 0 | 0.20123 | 0.20123 | #VALUE! | #VALUE! |  |  |  | #VALUE! | #VALUE! | #VALUE! | #VALUE! | #VALUE! | #VALUE! | #VALUE!
Monday | 1 | 31 | 21 | 741 | 0 | 0 | 0 | 0 | 0 | 0 | 0 | 0 | 0 | 0 | 0 | 0 | 0 | 0 | 0 | 0 | 0 | 0 | 0 | 0 | 0 | 0 | 0 | 0 | 0 | 0 | 0 | 0 | 0 | 0 | 0 | 0 | 0 | 0 | 0 | 0 | 0 | 0 | 0 | 0 |  | 0 | 0 | 0 |  | #VALUE! | #VALUE! | #VALUE! | #VALUE! |  |  | #VALUE! | #VALUE! | 0 | 0 | 0.20123 | 0.20123 | #VALUE! | #VALUE! | #VALUE! | #VALUE! | 0 | 0 | 0.20123 | 0.20123 | #VALUE! | #VALUE! | #VALUE! | #VALUE! | 0 | 0 | 0.20123 | 0.20123 | #VALUE! | #VALUE! |  |  |  | #VALUE! | #VALUE! | #VALUE! | #VALUE! | #VALUE! | #VALUE! | #VALUE!
Monday | 1 | 31 | 22 | 742 | 0 | 0 | 0 | 0 | 0 | 0 | 0 | 0 | 0 | 0 | 0 | 0 | 0 | 0 | 0 | 0 | 0 | 0 | 0 | 0 | 0 | 0 | 0 | 0 | 0 | 0 | 0 | 0 | 0 | 0 | 0 | 0 | 0 | 0 | 0 | 0 | 0 | 0 | 0 | 0 |  | 0 | 0 | 0 |  | #VALUE! | #VALUE! | #VALUE! | #VALUE! |  |  | #VALUE! | #VALUE! | 0 | 0 | 0.20123 | 0.20123 | #VALUE! | #VALUE! | #VALUE! | #VALUE! | 0 | 0 | 0.20123 | 0.20123 | #VALUE! | #VALUE! | #VALUE! | #VALUE! | 0 | 0 | 0.20123 | 0.20123 | #VALUE! | #VALUE! |  |  |  | #VALUE! | #VALUE! | #VALUE! | #VALUE! | #VALUE! | #VALUE! | #VALUE!
Monday | 1 | 31 | 23 | 743 | 0 | 0 | 0 | 0 | 0 | 0 | 0 | 0 | 0 | 0 | 0 | 0 | 0 | 0 | 0 | 0 | 0 | 0 | 0 | 0 | 0 | 0 | 0 | 0 | 0 | 0 | 0 | 0 | 0 | 0 | 0 | 0 | 0 | 0 | 0 | 0 | 0 | 0 | 0 | 0 |  | 0 | 0 | 0 |  | #VALUE! | #VALUE! | #VALUE! | #VALUE! |  |  | #VALUE! | #VALUE! | 0 | 0 | 0.20123 | 0.20123 | #VALUE! | #VALUE! | #VALUE! | #VALUE! | 0 | 0 | 0.20123 | 0.20123 | #VALUE! | #VALUE! | #VALUE! | #VALUE! | 0 | 0 | 0.20123 | 0.20123 | #VALUE! | #VALUE! |  |  |  | #VALUE! | #VALUE! | #VALUE! | #VALUE! | #VALUE! | #VALUE! | #VALUE!
Monday | 1 | 31 | 24 | 744 | 0 | 0 | 0 | 0 | 0 | 0 | 0 | 0 | 0 | 0 | 0 | 0 | 0 | 0 | 0 | 0 | 0 | 0 | 0 | 0 | 0 | 0 | 0 | 0 | 0 | 0 | 0 | 0 | 0 | 0 | 0 | 0 | 0 | 0 | 0 | 0 | 0 | 0 | 0 | 0 |  | 0 | 0 | 0 |  | #VALUE! | #VALUE! | #VALUE! | #VALUE! |  |  | #VALUE! | #VALUE! | 0 | 0 | 0.20123 | 0.20123 | #VALUE! | #VALUE! | #VALUE! | #VALUE! | 0 | 0 | 0.20123 | 0.20123 | #VALUE! | #VALUE! | #VALUE! | #VALUE! | 0 | 0 | 0.20123 | 0.20123 | #VALUE! | #VALUE! |  |  |  | #VALUE! | #VALUE! | #VALUE! | #VALUE! | #VALUE! | #VALUE! | #VALUE!
Tuesday | 2 | 1 | 1 | 745 | 0 | 0 | 0 | 0 | 0 | 0 | 0 | 0 | 0 | 0 | 0 | 0 | 0 | 0 | 0 | 0 | 0 | 0 | 0 | 0 | 0 | 0 | 0 | 0 | 0 | 0 | 0 | 0 | 0 | 0 | 0 | 0 | 0 | 0 | 0 | 0 | 0 | 0 | 0 | 0 |  | 0 | 0 | 0 |  | #VALUE! | #VALUE! | #VALUE! | #VALUE! |  |  | #VALUE! | #VALUE! | 0 | 0 | 0.20123 | 0.20123 | #VALUE! | #VALUE! | #VALUE! | #VALUE! | 0 | 0 | 0.20123 | 0.20123 | #VALUE! | #VALUE! | #VALUE! | #VALUE! | 0 | 0 | 0.20123 | 0.20123 | #VALUE! | #VALUE! |  |  |  | #VALUE! | #VALUE! | #VALUE! | #VALUE! | #VALUE! | #VALUE! | #VALUE!
Tuesday | 2 | 1 | 2 | 746 | 0 | 0 | 0 | 0 | 0 | 0 | 0 | 0 | 0 | 0 | 0 | 0 | 0 | 0 | 0 | 0 | 0 | 0 | 0 | 0 | 0 | 0 | 0 | 0 | 0.0019556 | 0 | 0 | 0 | 0 | 0 | 0 | 0 | 0 | 0 | 0 | 0 | 0 | 0 | 0 | 0 |  | 0 | 0 | 0 |  | #VALUE! | #VALUE! | #VALUE! | #VALUE! |  |  | #VALUE! | #VALUE! | 0 | 0 | 0.20123 | 0.20123 | #VALUE! | #VALUE! | #VALUE! | #VALUE! | 0 | 0 | 0.20123 | 0.20123 | #VALUE! | #VALUE! | #VALUE! | #VALUE! | 0 | 0 | 0.20123 | 0.20123 | #VALUE! | #VALUE! |  |  |  | #VALUE! | #VALUE! | #VALUE! | #VALUE! | #VALUE! | #VALUE! | #VALUE!
Tuesday | 2 | 1 | 3 | 747 | 0 | 0 | 0 | 0 | 0 | 0 | 0 | 0 | 0 | 0 | 0 | 0 | 0 | 0 | 0 | 0 | 0 | 0 | 0 | 0 | 0 | 0 | 0 | 0 | 0 | 0 | 0 | 0 | 0 | 0 | 0 | 0 | 0 | 0 | 0 | 0 | 0 | 0 | 0 | 0 |  | 0 | 0 | 0 |  | #VALUE! | #VALUE! | #VALUE! | #VALUE! |  |  | #VALUE! | #VALUE! | 0 | 0 | 0.20123 | 0.20123 | #VALUE! | #VALUE! | #VALUE! | #VALUE! | 0 | 0 | 0.20123 | 0.20123 | #VALUE! | #VALUE! | #VALUE! | #VALUE! | 0 | 0 | 0.20123 | 0.20123 | #VALUE! | #VALUE! |  |  |  | #VALUE! | #VALUE! | #VALUE! | #VALUE! | #VALUE! | #VALUE! | #VALUE!
Tuesday | 2 | 1 | 4 | 748 | 0 | 0 | 0 | 0 | 0 | 0 | 0 | 0 | 0 | 0 | 0 | 0 | 0 | 0 | 0 | 0 | 0 | 0 | 0 | 0 | 0 | 0 | 0 | 0 | 0 | 0 | 0 | 0 | 0 | 0 | 0 | 0 | 0 | 0 | 0 | 0 | 0 | 0 | 0 | 0 |  | 0 | 0 | 0 |  | #VALUE! | #VALUE! | #VALUE! | #VALUE! |  |  | #VALUE! | #VALUE! | 0 | 0 | 0.20123 | 0.20123 | #VALUE! | #VALUE! | #VALUE! | #VALUE! | 0 | 0 | 0.20123 | 0.20123 | #VALUE! | #VALUE! | #VALUE! | #VALUE! | 0 | 0 | 0.20123 | 0.20123 | #VALUE! | #VALUE! |  |  |  | #VALUE! | #VALUE! | #VALUE! | #VALUE! | #VALUE! | #VALUE! | #VALUE!
Tuesday | 2 | 1 | 5 | 749 | 0 | 0 | 0 | 0 | 0 | 0 | 0 | 0 | 0 | 0 | 0 | 0 | 0 | 0 | 0 | 0 | 0 | 0 | 0 | 0 | 0 | 0 | 0 | 0 | 0 | 0 | 0 | 0 | 0 | 0 | 0 | 0 | 0 | 0 | 0 | 0 | 0 | 0 | 0 | 0 |  | 0 | 0 | 0 |  | #VALUE! | #VALUE! | #VALUE! | #VALUE! |  |  | #VALUE! | #VALUE! | 0 | 0 | 0.20123 | 0.20123 | #VALUE! | #VALUE! | #VALUE! | #VALUE! | 0 | 0 | 0.20123 | 0.20123 | #VALUE! | #VALUE! | #VALUE! | #VALUE! | 0 | 0 | 0.20123 | 0.20123 | #VALUE! | #VALUE! |  |  |  | #VALUE! | #VALUE! | #VALUE! | #VALUE! | #VALUE! | #VALUE! | #VALUE!
Tuesday | 2 | 1 | 6 | 750 | 0 | 0 | 0 | 0 | 0 | 0 | 0 | 0 | 0 | 0 | 0 | 0 | 0 | 0 | 0 | 0 | 0 | 0 | 0 | 0 | 0 | 0 | 0 | 0 | 0 | 0 | 0 | 0 | 0 | 0 | 0 | 0 | 0 | 0 | 0 | 0 | 0 | 0 | 0 | 0 |  | 0 | 0 | 0 |  | #VALUE! | #VALUE! | #VALUE! | #VALUE! |  |  | #VALUE! | #VALUE! | 0 | 0 | 0.20123 | 0.20123 | #VALUE! | #VALUE! | #VALUE! | #VALUE! | 0 | 0 | 0.20123 | 0.20123 | #VALUE! | #VALUE! | #VALUE! | #VALUE! | 0 | 0 | 0.20123 | 0.20123 | #VALUE! | #VALUE! |  |  |  | #VALUE! | #VALUE! | #VALUE! | #VALUE! | #VALUE! | #VALUE! | #VALUE!
Tuesday | 2 | 1 | 7 | 751 | 0 | 0 | 0 | 0 | 0 | 0 | 0 | 0 | 0 | 0 | 0 | 0 | 0 | 0 | 0 | 0 | 0 | 0 | 0 | 0 | 0 | 0 | 0 | 0 | 0 | 0 | 0 | 0 | 0 | 0 | 0 | 0 | 0 | 0 | 0 | 0 | 0 | 0 | 0 | 0 |  | 0 | 0 | 0 |  | #VALUE! | #VALUE! | #VALUE! | #VALUE! |  |  | #VALUE! | #VALUE! | 0 | 0 | 0.20123 | 0.20123 | #VALUE! | #VALUE! | #VALUE! | #VALUE! | 0 | 0 | 0.20123 | 0.20123 | #VALUE! | #VALUE! | #VALUE! | #VALUE! | 0 | 0 | 0.20123 | 0.20123 | #VALUE! | #VALUE! |  |  |  | #VALUE! | #VALUE! | #VALUE! | #VALUE! | #VALUE! | #VALUE! | #VALUE!
Tuesday | 2 | 1 | 8 | 752 | 0 | 0 | 0 | 0 | 0 | 0 | 0 | 0 | 0 | 0 | 0 | 0 | 0 | 0 | 0 | 0 | 0 | 0 | 0 | 0 | 0 | 0 | 0 | 0 | 0 | 0 | 0 | 0 | 0 | 0 | 0 | 0 | 0 | 0 | 0 | 0 | 0 | 0 | 0 | 0 |  | 0 | 0 | 0 |  | #VALUE! | #VALUE! | #VALUE! | #VALUE! |  |  | #VALUE! | #VALUE! | 0 | 0 | 0.20123 | 0.20123 | #VALUE! | #VALUE! | #VALUE! | #VALUE! | 0 | 0 | 0.20123 | 0.20123 | #VALUE! | #VALUE! | #VALUE! | #VALUE! | 0 | 0 | 0.20123 | 0.20123 | #VALUE! | #VALUE! |  |  |  | #VALUE! | #VALUE! | #VALUE! | #VALUE! | #VALUE! | #VALUE! | #VALUE!
Tuesday | 2 | 1 | 9 | 753 | 0 | 0 | 0 | 0 | 0 | 0 | 0 | 0 | 0 | 0 | 0 | 0 | 0 | 0 | 0 | 0 | 0 | 0 | 0 | 0 | 0 | 0 | 0 | 0 | 0 | 0 | 0 | 0 | 0 | 0 | 0 | 0 | 0 | 0 | 0 | 0 | 0 | 0 | 0 | 0 |  | 0 | 0 | 0 |  | #VALUE! | #VALUE! | #VALUE! | #VALUE! |  |  | #VALUE! | #VALUE! | 0 | 0 | 0.20123 | 0.20123 | #VALUE! | #VALUE! | #VALUE! | #VALUE! | 0 | 0 | 0.20123 | 0.20123 | #VALUE! | #VALUE! | #VALUE! | #VALUE! | 0 | 0 | 0.20123 | 0.20123 | #VALUE! | #VALUE! |  |  |  | #VALUE! | #VALUE! | #VALUE! | #VALUE! | #VALUE! | #VALUE! | #VALUE!
Tuesday | 2 | 1 | 10 | 754 | 0 | 0 | 0 | 0 | 0 | 0 | 0 | 0 | 0 | 0 | 0 | 0 | 0 | 0 | 0 | 0 | 0 | 0 | 0 | 0 | 0 | 0 | 0 | 0 | 0 | 0 | 0 | 0 | 0 | 0 | 0 | 0 | 0 | 0 | 0 | 0 | 0 | 0 | 0 | 0 |  | 0 | 0 | 0 |  | #VALUE! | #VALUE! | #VALUE! | #VALUE! |  |  | #VALUE! | #VALUE! | 0 | 0 | 0.20123 | 0.20123 | #VALUE! | #VALUE! | #VALUE! | #VALUE! | 0 | 0 | 0.20123 | 0.20123 | #VALUE! | #VALUE! | #VALUE! | #VALUE! | 0 | 0 | 0.20123 | 0.20123 | #VALUE! | #VALUE! |  |  |  | #VALUE! | #VALUE! | #VALUE! | #VALUE! | #VALUE! | #VALUE! | #VALUE!
Tuesday | 2 | 1 | 11 | 755 | 0 | 0 | 0 | 0 | 0 | 0 | 0 | 0 | 0 | 0 | 0 | 0 | 0 | 0 | 0 | 0 | 0 | 0 | 0 | 0 | 0 | 0 | 0 | 0 | 0 | 0 | 0 | 0 | 0 | 0 | 0 | 0 | 0 | 0 | 0 | 0 | 0 | 0 | 0 | 0 |  | 0 | 0 | 0 |  | #VALUE! | #VALUE! | #VALUE! | #VALUE! |  |  | #VALUE! | #VALUE! | 0 | 0 | 0.20123 | 0.20123 | #VALUE! | #VALUE! | #VALUE! | #VALUE! | 0 | 0 | 0.20123 | 0.20123 | #VALUE! | #VALUE! | #VALUE! | #VALUE! | 0 | 0 | 0.20123 | 0.20123 | #VALUE! | #VALUE! |  |  |  | #VALUE! | #VALUE! | #VALUE! | #VALUE! | #VALUE! | #VALUE! | #VALUE!
Tuesday | 2 | 1 | 12 | 756 | 0 | 0 | 0 | 0 | 0 | 0 | 0 | 0 | 0 | 0 | 0 | 0 | 0 | 0 | 0 | 0 | 0 | 0 | 0 | 0 | 0 | 0 | 0 | 0 | 0 | 0 | 0 | 0 | 0 | 0 | 0 | 0 | 0 | 0 | 0 | 0 | 0 | 0 | 0 | 0 |  | 0 | 0 | 0 |  | #VALUE! | #VALUE! | #VALUE! | #VALUE! |  |  | #VALUE! | #VALUE! | 0 | 0 | 0.20123 | 0.20123 | #VALUE! | #VALUE! | #VALUE! | #VALUE! | 0 | 0 | 0.20123 | 0.20123 | #VALUE! | #VALUE! | #VALUE! | #VALUE! | 0 | 0 | 0.20123 | 0.20123 | #VALUE! | #VALUE! |  |  |  | #VALUE! | #VALUE! | #VALUE! | #VALUE! | #VALUE! | #VALUE! | #VALUE!
Tuesday | 2 | 1 | 13 | 757 | 0 | 0 | 0 | 0 | 0 | 0 | 0 | 0 | 0 | 0 | 0 | 0 | 0 | 0 | 0 | 0 | 0 | 0 | 0 | 0 | 0 | 0 | 0 | 0 | 0 | 0 | 0 | 0 | 0 | 0 | 0 | 0 | 0 | 0 | 0 | 0 | 0 | 0 | 0 | 0 |  | 0 | 0 | 0 |  | #VALUE! | #VALUE! | #VALUE! | #VALUE! |  |  | #VALUE! | #VALUE! | 0 | 0 | 0.20123 | 0.20123 | #VALUE! | #VALUE! | #VALUE! | #VALUE! | 0 | 0 | 0.20123 | 0.20123 | #VALUE! | #VALUE! | #VALUE! | #VALUE! | 0 | 0 | 0.20123 | 0.20123 | #VALUE! | #VALUE! |  |  |  | #VALUE! | #VALUE! | #VALUE! | #VALUE! | #VALUE! | #VALUE! | #VALUE!
Tuesday | 2 | 1 | 14 | 758 | 0 | 0 | 0 | 0 | 0 | 0 | 0 | 0 | 0 | 0 | 0 | 0 | 0 | 0 | 0 | 0 | 0 | 0 | 0 | 0 | 0 | 0 | 0 | 0 | 0 | 0 | 0 | 0 | 0 | 0 | 0 | 0 | 0 | 0 | 0 | 0 | 0 | 0 | 0 | 0 |  | 0 | 0 | 0 |  | #VALUE! | #VALUE! | #VALUE! | #VALUE! |  |  | #VALUE! | #VALUE! | 0 | 0 | 0.20123 | 0.20123 | #VALUE! | #VALUE! | #VALUE! | #VALUE! | 0 | 0 | 0.20123 | 0.20123 | #VALUE! | #VALUE! | #VALUE! | #VALUE! | 0 | 0 | 0.20123 | 0.20123 | #VALUE! | #VALUE! |  |  |  | #VALUE! | #VALUE! | #VALUE! | #VALUE! | #VALUE! | #VALUE! | #VALUE!
Tuesday | 2 | 1 | 15 | 759 | 0 | 0 | 0 | 0 | 0 | 0 | 0 | 0 | 0 | 0 | 0 | 0 | 0 | 0 | 0 | 0 | 0 | 0 | 0 | 0 | 0 | 0 | 0 | 0 | 0 | 0 | 0 | 0 | 0 | 0 | 0 | 0 | 0 | 0 | 0 | 0 | 0 | 0 | 0 | 0 |  | 0 | 0 | 0 |  | #VALUE! | #VALUE! | #VALUE! | #VALUE! |  |  | #VALUE! | #VALUE! | 0 | 0 | 0.20123 | 0.20123 | #VALUE! | #VALUE! | #VALUE! | #VALUE! | 0 | 0 | 0.20123 | 0.20123 | #VALUE! | #VALUE! | #VALUE! | #VALUE! | 0 | 0 | 0.20123 | 0.20123 | #VALUE! | #VALUE! |  |  |  | #VALUE! | #VALUE! | #VALUE! | #VALUE! | #VALUE! | #VALUE! | #VALUE!
Tuesday | 2 | 1 | 16 | 760 | 0 | 0 | 0 | 0 | 0 | 0 | 0 | 0 | 0 | 0 | 0 | 0 | 0 | 0 | 0 | 0 | 0 | 0 | 0 | 0 | 0 | 0 | 0 | 0 | 0 | 0 | 0 | 0 | 0 | 0 | 0 | 0 | 0 | 0 | 0 | 0 | 0 | 0 | 0 | 0 |  | 0 | 0 | 0 |  | #VALUE! | #VALUE! | #VALUE! | #VALUE! |  |  | #VALUE! | #VALUE! | 0 | 0 | 0.20123 | 0.20123 | #VALUE! | #VALUE! | #VALUE! | #VALUE! | 0 | 0 | 0.20123 | 0.20123 | #VALUE! | #VALUE! | #VALUE! | #VALUE! | 0 | 0 | 0.20123 | 0.20123 | #VALUE! | #VALUE! |  |  |  | #VALUE! | #VALUE! | #VALUE! | #VALUE! | #VALUE! | #VALUE! | #VALUE!
Tuesday | 2 | 1 | 17 | 761 | 0 | 0 | 0 | 0 | 0 | 0 | 0 | 0 | 0 | 0 | 0 | 0 | 0 | 0 | 0 | 0 | 0 | 0 | 0 | 0 | 0 | 0 | 0 | 0 | 0 | 0 | 0 | 0 | 0 | 0 | 0 | 0 | 0 | 0 | 0 | 0 | 0 | 0 | 0 | 0 |  | 0 | 0 | 0 |  | #VALUE! | #VALUE! | #VALUE! | #VALUE! |  |  | #VALUE! | #VALUE! | 0 | 0 | 0.20123 | 0.20123 | #VALUE! | #VALUE! | #VALUE! | #VALUE! | 0 | 0 | 0.20123 | 0.20123 | #VALUE! | #VALUE! | #VALUE! | #VALUE! | 0 | 0 | 0.20123 | 0.20123 | #VALUE! | #VALUE! |  |  |  | #VALUE! | #VALUE! | #VALUE! | #VALUE! | #VALUE! | #VALUE! | #VALUE!
Tuesday | 2 | 1 | 18 | 762 | 0 | 0 | 0 | 0 | 0 | 0 | 0 | 0 | 0 | 0 | 0 | 0 | 0 | 0 | 0 | 0 | 0 | 0 | 0 | 0 | 0 | 0 | 0 | 0 | 0 | 0 | 0 | 0 | 0 | 0 | 0 | 0 | 0 | 0 | 0 | 0 | 0 | 0 | 0 | 0 |  | 0 | 0 | 0 |  | #VALUE! | #VALUE! | #VALUE! | #VALUE! |  |  | #VALUE! | #VALUE! | 0 | 0 | 0.20123 | 0.20123 | #VALUE! | #VALUE! | #VALUE! | #VALUE! | 0 | 0 | 0.20123 | 0.20123 | #VALUE! | #VALUE! | #VALUE! | #VALUE! | 0 | 0 | 0.20123 | 0.20123 | #VALUE! | #VALUE! |  |  |  | #VALUE! | #VALUE! | #VALUE! | #VALUE! | #VALUE! | #VALUE! | #VALUE!
Tuesday | 2 | 1 | 19 | 763 | 0 | 0 | 0 | 0 | 0 | 0 | 0 | 0 | 0 | 0 | 0 | 0 | 0 | 0 | 0 | 0 | 0 | 0 | 0 | 0 | 0 | 0 | 0 | 0 | 0 | 0 | 0 | 0 | 0 | 0 | 0 | 0 | 0 | 0 | 0 | 0 | 0 | 0 | 0 | 0 |  | 0 | 0 | 0 |  | #VALUE! | #VALUE! | #VALUE! | #VALUE! |  |  | #VALUE! | #VALUE! | 0 | 0 | 0.20123 | 0.20123 | #VALUE! | #VALUE! | #VALUE! | #VALUE! | 0 | 0 | 0.20123 | 0.20123 | #VALUE! | #VALUE! | #VALUE! | #VALUE! | 0 | 0 | 0.20123 | 0.20123 | #VALUE! | #VALUE! |  |  |  | #VALUE! | #VALUE! | #VALUE! | #VALUE! | #VALUE! | #VALUE! | #VALUE!
Tuesday | 2 | 1 | 20 | 764 | 0 | 0 | 0 | 0 | 0 | 0 | 0 | 0 | 0 | 0 | 0 | 0 | 0 | 0 | 0 | 0 | 0 | 0 | 0 | 0 | 0 | 0 | 0 | 0 | 0 | 0 | 0 | 0 | 0 | 0 | 0 | 0 | 0 | 0 | 0 | 0 | 0 | 0 | 0 | 0 |  | 0 | 0 | 0 |  | #VALUE! | #VALUE! | #VALUE! | #VALUE! |  |  | #VALUE! | #VALUE! | 0 | 0 | 0.20123 | 0.20123 | #VALUE! | #VALUE! | #VALUE! | #VALUE! | 0 | 0 | 0.20123 | 0.20123 | #VALUE! | #VALUE! | #VALUE! | #VALUE! | 0 | 0 | 0.20123 | 0.20123 | #VALUE! | #VALUE! |  |  |  | #VALUE! | #VALUE! | #VALUE! | #VALUE! | #VALUE! | #VALUE! | #VALUE!
Tuesday | 2 | 1 | 21 | 765 | 0 | 0 | 0 | 0 | 0 | 0 | 0 | 0 | 0 | 0 | 0 | 0 | 0 | 0 | 0 | 0 | 0 | 0 | 0 | 0 | 0 | 0 | 0 | 0 | 0 | 0 | 0 | 0 | 0 | 0 | 0 | 0 | 0 | 0 | 0 | 0 | 0 | 0 | 0 | 0 |  | 0 | 0 | 0 |  | #VALUE! | #VALUE! | #VALUE! | #VALUE! |  |  | #VALUE! | #VALUE! | 0 | 0 | 0.20123 | 0.20123 | #VALUE! | #VALUE! | #VALUE! | #VALUE! | 0 | 0 | 0.20123 | 0.20123 | #VALUE! | #VALUE! | #VALUE! | #VALUE! | 0 | 0 | 0.20123 | 0.20123 | #VALUE! | #VALUE! |  |  |  | #VALUE! | #VALUE! | #VALUE! | #VALUE! | #VALUE! | #VALUE! | #VALUE!
Tuesday | 2 | 1 | 22 | 766 | 0 | 0 | 0 | 0 | 0 | 0 | 0 | 0 | 0 | 0 | 0 | 0 | 0 | 0 | 0 | 0 | 0 | 0 | 0 | 0 | 0 | 0 | 0 | 0 | 0 | 0 | 0 | 0 | 0 | 0 | 0 | 0 | 0 | 0 | 0 | 0 | 0 | 0 | 0 | 0 |  | 0 | 0 | 0 |  | #VALUE! | #VALUE! | #VALUE! | #VALUE! |  |  | #VALUE! | #VALUE! | 0 | 0 | 0.20123 | 0.20123 | #VALUE! | #VALUE! | #VALUE! | #VALUE! | 0 | 0 | 0.20123 | 0.20123 | #VALUE! | #VALUE! | #VALUE! | #VALUE! | 0 | 0 | 0.20123 | 0.20123 | #VALUE! | #VALUE! |  |  |  | #VALUE! | #VALUE! | #VALUE! | #VALUE! | #VALUE! | #VALUE! | #VALUE!
Tuesday | 2 | 1 | 23 | 767 | 0 | 0 | 0 | 0 | 0 | 0 | 0 | 0 | 0 | 0 | 0 | 0 | 0 | 0 | 0 | 0 | 0 | 0 | 0 | 0 | 0 | 0 | 0 | 0 | 0 | 0 | 0 | 0 | 0 | 0 | 0 | 0 | 0 | 0 | 0 | 0 | 0 | 0 | 0 | 0 |  | 0 | 0 | 0 |  | #VALUE! | #VALUE! | #VALUE! | #VALUE! |  |  | #VALUE! | #VALUE! | 0 | 0 | 0.20123 | 0.20123 | #VALUE! | #VALUE! | #VALUE! | #VALUE! | 0 | 0 | 0.20123 | 0.20123 | #VALUE! | #VALUE! | #VALUE! | #VALUE! | 0 | 0 | 0.20123 | 0.20123 | #VALUE! | #VALUE! |  |  |  | #VALUE! | #VALUE! | #VALUE! | #VALUE! | #VALUE! | #VALUE! | #VALUE!
Tuesday | 2 | 1 | 24 | 768 | 0 | 0 | 0 | 0 | 0 | 0 | 0 | 0 | 0 | 0 | 0 | 0 | 0 | 0 | 0 | 0 | 0 | 0 | 0 | 0 | 0 | 0 | 0 | 0 | 0 | 0 | 0 | 0 | 0 | 0 | 0 | 0 | 0 | 0 | 0 | 0 | 0 | 0 | 0 | 0 |  | 0 | 0 | 0 |  | #VALUE! | #VALUE! | #VALUE! | #VALUE! |  |  | #VALUE! | #VALUE! | 0 | 0 | 0.20123 | 0.20123 | #VALUE! | #VALUE! | #VALUE! | #VALUE! | 0 | 0 | 0.20123 | 0.20123 | #VALUE! | #VALUE! | #VALUE! | #VALUE! | 0 | 0 | 0.20123 | 0.20123 | #VALUE! | #VALUE! |  |  |  | #VALUE! | #VALUE! | #VALUE! | #VALUE! | #VALUE! | #VALUE! | #VALUE!
Wednesday | 2 | 2 | 1 | 769 | 0 | 0 | 0 | 0 | 0 | 0 | 0 | 0 | 0 | 0 | 0 | 0 | 0 | 0 | 0 | 0 | 0 | 0 | 0 | 0 | 0 | 0 | 0 | 0 | 0 | 0 | 0 | 0 | 0 | 0 | 0 | 0 | 0 | 0 | 0 | 0 | 0 | 0 | 0 | 0 |  | 0 | 0 | 0 |  | #VALUE! | #VALUE! | #VALUE! | #VALUE! |  |  | #VALUE! | #VALUE! | 0 | 0 | 0.20123 | 0.20123 | #VALUE! | #VALUE! | #VALUE! | #VALUE! | 0 | 0 | 0.20123 | 0.20123 | #VALUE! | #VALUE! | #VALUE! | #VALUE! | 0 | 0 | 0.20123 | 0.20123 | #VALUE! | #VALUE! |  |  |  | #VALUE! | #VALUE! | #VALUE! | #VALUE! | #VALUE! | #VALUE! | #VALUE!
Wednesday | 2 | 2 | 2 | 770 | 0 | 0 | 0 | 0 | 0 | 0 | 0 | 0 | 0 | 0 | 0 | 0 | 0 | 0 | 0 | 0 | 0 | 0 | 0 | 0 | 0 | 0 | 0 | 0 | 0 | 0 | 0 | 0 | 0 | 0 | 0 | 0 | 0 | 0 | 0 | 0 | 0 | 0 | 0 | 0 |  | 0 | 0 | 0 |  | #VALUE! | #VALUE! | #VALUE! | #VALUE! |  |  | #VALUE! | #VALUE! | 0 | 0 | 0.20123 | 0.20123 | #VALUE! | #VALUE! | #VALUE! | #VALUE! | 0 | 0 | 0.20123 | 0.20123 | #VALUE! | #VALUE! | #VALUE! | #VALUE! | 0 | 0 | 0.20123 | 0.20123 | #VALUE! | #VALUE! |  |  |  | #VALUE! | #VALUE! | #VALUE! | #VALUE! | #VALUE! | #VALUE! | #VALUE!
Wednesday | 2 | 2 | 3 | 771 | 0 | 0 | 0 | 0 | 0 | 0 | 0 | 0 | 0 | 0 | 0 | 0 | 0 | 0 | 0 | 0 | 0 | 0 | 0 | 0 | 0 | 0 | 0 | 0 | 0 | 0 | 0 | 0 | 0 | 0 | 0 | 0 | 0 | 0 | 0 | 0 | 0 | 0 | 0 | 0 |  | 0 | 0 | 0 |  | #VALUE! | #VALUE! | #VALUE! | #VALUE! |  |  | #VALUE! | #VALUE! | 0 | 0 | 0.20123 | 0.20123 | #VALUE! | #VALUE! | #VALUE! | #VALUE! | 0 | 0 | 0.20123 | 0.20123 | #VALUE! | #VALUE! | #VALUE! | #VALUE! | 0 | 0 | 0.20123 | 0.20123 | #VALUE! | #VALUE! |  |  |  | #VALUE! | #VALUE! | #VALUE! | #VALUE! | #VALUE! | #VALUE! | #VALUE!
Wednesday | 2 | 2 | 4 | 772 | 0 | 0 | 0 | 0 | 0 | 0 | 0 | 0 | 0 | 0 | 0 | 0 | 0 | 0 | 0 | 0 | 0 | 0 | 0 | 0 | 0 | 0 | 0 | 0 | 0 | 0 | 0 | 0 | 0 | 0 | 0 | 0 | 0 | 0 | 0 | 0 | 0 | 0 | 0 | 0 |  | 0 | 0 | 0 |  | #VALUE! | #VALUE! | #VALUE! | #VALUE! |  |  | #VALUE! | #VALUE! | 0 | 0 | 0.20123 | 0.20123 | #VALUE! | #VALUE! | #VALUE! | #VALUE! | 0 | 0 | 0.20123 | 0.20123 | #VALUE! | #VALUE! | #VALUE! | #VALUE! | 0 | 0 | 0.20123 | 0.20123 | #VALUE! | #VALUE! |  |  |  | #VALUE! | #VALUE! | #VALUE! | #VALUE! | #VALUE! | #VALUE! | #VALUE!
Wednesday | 2 | 2 | 5 | 773 | 0 | 0 | 0 | 0 | 0 | 0 | 0 | 0 | 0 | 0 | 0 | 0 | 0 | 0 | 0 | 0 | 0 | 0 | 0 | 0 | 0 | 0 | 0 | 0 | 0 | 0 | 0 | 0 | 0 | 0 | 0 | 0 | 0 | 0 | 0 | 0 | 0 | 0 | 0 | 0 |  | 0 | 0 | 0 |  | #VALUE! | #VALUE! | #VALUE! | #VALUE! |  |  | #VALUE! | #VALUE! | 0 | 0 | 0.20123 | 0.20123 | #VALUE! | #VALUE! | #VALUE! | #VALUE! | 0 | 0 | 0.20123 | 0.20123 | #VALUE! | #VALUE! | #VALUE! | #VALUE! | 0 | 0 | 0.20123 | 0.20123 | #VALUE! | #VALUE! |  |  |  | #VALUE! | #VALUE! | #VALUE! | #VALUE! | #VALUE! | #VALUE! | #VALUE!
Wednesday | 2 | 2 | 6 | 774 | 0 | 0 | 0 | 0 | 0 | 0 | 0 | 0 | 0 | 0 | 0 | 0 | 0 | 0 | 0 | 0 | 0 | 0 | 0 | 0 | 0 | 0 | 0 | 0 | 0 | 0 | 0 | 0 | 0 | 0 | 0 | 0 | 0 | 0 | 0 | 0 | 0 | 0 | 0 | 0 |  | 0 | 0 | 0 |  | #VALUE! | #VALUE! | #VALUE! | #VALUE! |  |  | #VALUE! | #VALUE! | 0 | 0 | 0.20123 | 0.20123 | #VALUE! | #VALUE! | #VALUE! | #VALUE! | 0 | 0 | 0.20123 | 0.20123 | #VALUE! | #VALUE! | #VALUE! | #VALUE! | 0 | 0 | 0.20123 | 0.20123 | #VALUE! | #VALUE! |  |  |  | #VALUE! | #VALUE! | #VALUE! | #VALUE! | #VALUE! | #VALUE! | #VALUE!
Wednesday | 2 | 2 | 7 | 775 | 0 | 0 | 0 | 0 | 0 | 0 | 0 | 0 | 0 | 0 | 0 | 0 | 0 | 0 | 0 | 0 | 0 | 0 | 0 | 0 | 0 | 0 | 0 | 0 | 0 | 0 | 0 | 0 | 0 | 0 | 0 | 0 | 0 | 0 | 0 | 0 | 0 | 0 | 0 | 0 |  | 0 | 0 | 0 |  | #VALUE! | #VALUE! | #VALUE! | #VALUE! |  |  | #VALUE! | #VALUE! | 0 | 0 | 0.20123 | 0.20123 | #VALUE! | #VALUE! | #VALUE! | #VALUE! | 0 | 0 | 0.20123 | 0.20123 | #VALUE! | #VALUE! | #VALUE! | #VALUE! | 0 | 0 | 0.20123 | 0.20123 | #VALUE! | #VALUE! |  |  |  | #VALUE! | #VALUE! | #VALUE! | #VALUE! | #VALUE! | #VALUE! | #VALUE!
Wednesday | 2 | 2 | 8 | 776 | 0 | 0 | 0 | 0 | 0 | 0 | 0 | 0 | 0 | 0 | 0 | 0 | 0 | 0 | 0 | 0 | 0 | 0 | 0 | 0 | 0 | 0 | 0 | 0 | 0 | 0 | 0 | 0 | 0 | 0 | 0 | 0 | 0 | 0 | 0 | 0 | 0 | 0 | 0 | 0 |  | 0 | 0 | 0 |  | #VALUE! | #VALUE! | #VALUE! | #VALUE! |  |  | #VALUE! | #VALUE! | 0 | 0 | 0.20123 | 0.20123 | #VALUE! | #VALUE! | #VALUE! | #VALUE! | 0 | 0 | 0.20123 | 0.20123 | #VALUE! | #VALUE! | #VALUE! | #VALUE! | 0 | 0 | 0.20123 | 0.20123 | #VALUE! | #VALUE! |  |  |  | #VALUE! | #VALUE! | #VALUE! | #VALUE! | #VALUE! | #VALUE! | #VALUE!
Wednesday | 2 | 2 | 9 | 777 | 0 | 0 | 0 | 0 | 0 | 0 | 0 | 0 | 0 | 0 | 0 | 0 | 0 | 0 | 0 | 0 | 0 | 0 | 0 | 0 | 0 | 0 | 0 | 0 | 0 | 0 | 0 | 0 | 0 | 0 | 0 | 0 | 0 | 0 | 0 | 0 | 0 | 0 | 0 | 0 |  | 0 | 0 | 0 |  | #VALUE! | #VALUE! | #VALUE! | #VALUE! |  |  | #VALUE! | #VALUE! | 0 | 0 | 0.20123 | 0.20123 | #VALUE! | #VALUE! | #VALUE! | #VALUE! | 0 | 0 | 0.20123 | 0.20123 | #VALUE! | #VALUE! | #VALUE! | #VALUE! | 0 | 0 | 0.20123 | 0.20123 | #VALUE! | #VALUE! |  |  |  | #VALUE! | #VALUE! | #VALUE! | #VALUE! | #VALUE! | #VALUE! | #VALUE!
Wednesday | 2 | 2 | 10 | 778 | 0 | 0 | 0 | 0 | 0 | 0 | 0 | 0 | 0 | 0 | 0 | 0 | 0 | 0 | 0 | 0 | 0 | 0 | 0 | 0 | 0 | 0 | 0 | 0 | 0 | 0 | 0 | 0 | 0 | 0 | 0 | 0 | 0 | 0 | 0 | 0 | 0 | 0 | 0 | 0 |  | 0 | 0 | 0 |  | #VALUE! | #VALUE! | #VALUE! | #VALUE! |  |  | #VALUE! | #VALUE! | 0 | 0 | 0.20123 | 0.20123 | #VALUE! | #VALUE! | #VALUE! | #VALUE! | 0 | 0 | 0.20123 | 0.20123 | #VALUE! | #VALUE! | #VALUE! | #VALUE! | 0 | 0 | 0.20123 | 0.20123 | #VALUE! | #VALUE! |  |  |  | #VALUE! | #VALUE! | #VALUE! | #VALUE! | #VALUE! | #VALUE! | #VALUE!
Wednesday | 2 | 2 | 11 | 779 | 0 | 0 | 0 | 0 | 0 | 0 | 0 | 0 | 0 | 0 | 0 | 0 | 0 | 0 | 0 | 0 | 0 | 0 | 0 | 0 | 0 | 0 | 0 | 0 | 0 | 0 | 0 | 0 | 0 | 0 | 0 | 0 | 0 | 0 | 0 | 0 | 0 | 0 | 0 | 0 |  | 0 | 0 | 0 |  | #VALUE! | #VALUE! | #VALUE! | #VALUE! |  |  | #VALUE! | #VALUE! | 0 | 0 | 0.20123 | 0.20123 | #VALUE! | #VALUE! | #VALUE! | #VALUE! | 0 | 0 | 0.20123 | 0.20123 | #VALUE! | #VALUE! | #VALUE! | #VALUE! | 0 | 0 | 0.20123 | 0.20123 | #VALUE! | #VALUE! |  |  |  | #VALUE! | #VALUE! | #VALUE! | #VALUE! | #VALUE! | #VALUE! | #VALUE!
Wednesday | 2 | 2 | 12 | 780 | 0 | 0 | 0 | 0 | 0 | 0 | 0 | 0 | 0 | 0 | 0 | 0 | 0 | 0 | 0 | 0 | 0 | 0 | 0 | 0 | 0 | 0 | 0 | 0 | 0 | 0 | 0 | 0 | 0 | 0 | 0 | 0 | 0 | 0 | 0 | 0 | 0 | 0 | 0 | 0 |  | 0 | 0 | 0 |  | #VALUE! | #VALUE! | #VALUE! | #VALUE! |  |  | #VALUE! | #VALUE! | 0 | 0 | 0.20123 | 0.20123 | #VALUE! | #VALUE! | #VALUE! | #VALUE! | 0 | 0 | 0.20123 | 0.20123 | #VALUE! | #VALUE! | #VALUE! | #VALUE! | 0 | 0 | 0.20123 | 0.20123 | #VALUE! | #VALUE! |  |  |  | #VALUE! | #VALUE! | #VALUE! | #VALUE! | #VALUE! | #VALUE! | #VALUE!
Wednesday | 2 | 2 | 13 | 781 | 0 | 0 | 0 | 0 | 0 | 0 | 0 | 0 | 0 | 0 | 0 | 0 | 0 | 0 | 0 | 0 | 0 | 0 | 0 | 0 | 0 | 0 | 0 | 0 | 0 | 0 | 0 | 0 | 0 | 0 | 0 | 0 | 0 | 0 | 0 | 0 | 0 | 0 | 0 | 0 |  | 0 | 0 | 0 |  | #VALUE! | #VALUE! | #VALUE! | #VALUE! |  |  | #VALUE! | #VALUE! | 0 | 0 | 0.20123 | 0.20123 | #VALUE! | #VALUE! | #VALUE! | #VALUE! | 0 | 0 | 0.20123 | 0.20123 | #VALUE! | #VALUE! | #VALUE! | #VALUE! | 0 | 0 | 0.20123 | 0.20123 | #VALUE! | #VALUE! |  |  |  | #VALUE! | #VALUE! | #VALUE! | #VALUE! | #VALUE! | #VALUE! | #VALUE!
Wednesday | 2 | 2 | 14 | 782 | 0 | 0 | 0 | 0 | 0 | 0 | 0 | 0 | 0 | 0 | 0 | 0 | 0 | 0 | 0 | 0 | 0 | 0 | 0 | 0 | 0 | 0 | 0 | 0 | 0 | 0 | 0 | 0 | 0 | 0 | 0 | 0 | 0 | 0 | 0 | 0 | 0 | 0 | 0 | 0 |  | 0 | 0 | 0 |  | #VALUE! | #VALUE! | #VALUE! | #VALUE! |  |  | #VALUE! | #VALUE! | 0 | 0 | 0.20123 | 0.20123 | #VALUE! | #VALUE! | #VALUE! | #VALUE! | 0 | 0 | 0.20123 | 0.20123 | #VALUE! | #VALUE! | #VALUE! | #VALUE! | 0 | 0 | 0.20123 | 0.20123 | #VALUE! | #VALUE! |  |  |  | #VALUE! | #VALUE! | #VALUE! | #VALUE! | #VALUE! | #VALUE! | #VALUE!
Wednesday | 2 | 2 | 15 | 783 | 0 | 0 | 0 | 0 | 0 | 0 | 0 | 0 | 0 | 0 | 0 | 0 | 0 | 0 | 0 | 0 | 0 | 0 | 0 | 0 | 0 | 0 | 0 | 0 | 0 | 0 | 0 | 0 | 0 | 0 | 0 | 0 | 0 | 0 | 0 | 0 | 0 | 0 | 0 | 0 |  | 0 | 0 | 0 |  | #VALUE! | #VALUE! | #VALUE! | #VALUE! |  |  | #VALUE! | #VALUE! | 0 | 0 | 0.20123 | 0.20123 | #VALUE! | #VALUE! | #VALUE! | #VALUE! | 0 | 0 | 0.20123 | 0.20123 | #VALUE! | #VALUE! | #VALUE! | #VALUE! | 0 | 0 | 0.20123 | 0.20123 | #VALUE! | #VALUE! |  |  |  | #VALUE! | #VALUE! | #VALUE! | #VALUE! | #VALUE! | #VALUE! | #VALUE!
Wednesday | 2 | 2 | 16 | 784 | 0 | 0 | 0 | 0 | 0 | 0 | 0 | 0 | 0 | 0 | 0 | 0 | 0 | 0 | 0 | 0 | 0 | 0 | 0 | 0 | 0 | 0 | 0 | 0 | 0 | 0 | 0 | 0 | 0 | 0 | 0 | 0 | 0 | 0 | 0 | 0 | 0 | 0 | 0 | 0 |  | 0 | 0 | 0 |  | #VALUE! | #VALUE! | #VALUE! | #VALUE! |  |  | #VALUE! | #VALUE! | 0 | 0 | 0.20123 | 0.20123 | #VALUE! | #VALUE! | #VALUE! | #VALUE! | 0 | 0 | 0.20123 | 0.20123 | #VALUE! | #VALUE! | #VALUE! | #VALUE! | 0 | 0 | 0.20123 | 0.20123 | #VALUE! | #VALUE! |  |  |  | #VALUE! | #VALUE! | #VALUE! | #VALUE! | #VALUE! | #VALUE! | #VALUE!
Wednesday | 2 | 2 | 17 | 785 | 0 | 0 | 0 | 0 | 0 | 0 | 0 | 0 | 0 | 0 | 0 | 0 | 0 | 0 | 0 | 0 | 0 | 0 | 0 | 0 | 0 | 0 | 0 | 0 | 0 | 0 | 0 | 0 | 0 | 0 | 0 | 0 | 0 | 0 | 0 | 0 | 0 | 0 | 0 | 0 |  | 0 | 0 | 0 |  | #VALUE! | #VALUE! | #VALUE! | #VALUE! |  |  | #VALUE! | #VALUE! | 0 | 0 | 0.20123 | 0.20123 | #VALUE! | #VALUE! | #VALUE! | #VALUE! | 0 | 0 | 0.20123 | 0.20123 | #VALUE! | #VALUE! | #VALUE! | #VALUE! | 0 | 0 | 0.20123 | 0.20123 | #VALUE! | #VALUE! |  |  |  | #VALUE! | #VALUE! | #VALUE! | #VALUE! | #VALUE! | #VALUE! | #VALUE!
Wednesday | 2 | 2 | 18 | 786 | 0 | 0 | 0 | 0 | 0 | 0 | 0 | 0 | 0 | 0 | 0 | 0 | 0 | 0 | 0 | 0 | 0 | 0 | 0 | 0 | 0 | 0 | 0 | 0 | 0 | 0 | 0 | 0 | 0 | 0 | 0 | 0 | 0 | 0 | 0 | 0 | 0 | 0 | 0 | 0 |  | 0 | 0 | 0 |  | #VALUE! | #VALUE! | #VALUE! | #VALUE! |  |  | #VALUE! | #VALUE! | 0 | 0 | 0.20123 | 0.20123 | #VALUE! | #VALUE! | #VALUE! | #VALUE! | 0 | 0 | 0.20123 | 0.20123 | #VALUE! | #VALUE! | #VALUE! | #VALUE! | 0 | 0 | 0.20123 | 0.20123 | #VALUE! | #VALUE! |  |  |  | #VALUE! | #VALUE! | #VALUE! | #VALUE! | #VALUE! | #VALUE! | #VALUE!
Wednesday | 2 | 2 | 19 | 787 | 0 | 0 | 0 | 0 | 0 | 0 | 0 | 0 | 0 | 0 | 0 | 0 | 0 | 0 | 0 | 0 | 0 | 0 | 0 | 0 | 0 | 0 | 0 | 0 | 0 | 0 | 0 | 0 | 0 | 0 | 0 | 0 | 0 | 0 | 0 | 0 | 0 | 0 | 0 | 0 |  | 0 | 0 | 0 |  | #VALUE! | #VALUE! | #VALUE! | #VALUE! |  |  | #VALUE! | #VALUE! | 0 | 0 | 0.20123 | 0.20123 | #VALUE! | #VALUE! | #VALUE! | #VALUE! | 0 | 0 | 0.20123 | 0.20123 | #VALUE! | #VALUE! | #VALUE! | #VALUE! | 0 | 0 | 0.20123 | 0.20123 | #VALUE! | #VALUE! |  |  |  | #VALUE! | #VALUE! | #VALUE! | #VALUE! | #VALUE! | #VALUE! | #VALUE!
Wednesday | 2 | 2 | 20 | 788 | 0 | 0 | 0 | 0 | 0 | 0 | 0 | 0 | 0 | 0 | 0 | 0 | 0 | 0 | 0 | 0 | 0 | 0 | 0 | 0 | 0 | 0 | 0 | 0 | 0 | 0 | 0 | 0 | 0 | 0 | 0 | 0 | 0 | 0 | 0 | 0 | 0 | 0 | 0 | 0 |  | 0 | 0 | 0 |  | #VALUE! | #VALUE! | #VALUE! | #VALUE! |  |  | #VALUE! | #VALUE! | 0 | 0 | 0.20123 | 0.20123 | #VALUE! | #VALUE! | #VALUE! | #VALUE! | 0 | 0 | 0.20123 | 0.20123 | #VALUE! | #VALUE! | #VALUE! | #VALUE! | 0 | 0 | 0.20123 | 0.20123 | #VALUE! | #VALUE! |  |  |  | #VALUE! | #VALUE! | #VALUE! | #VALUE! | #VALUE! | #VALUE! | #VALUE!
Wednesday | 2 | 2 | 21 | 789 | 0 | 0 | 0 | 0 | 0 | 0 | 0 | 0 | 0 | 0 | 0 | 0 | 0 | 0 | 0 | 0 | 0 | 0 | 0 | 0 | 0 | 0 | 0 | 0 | 0 | 0 | 0 | 0 | 0 | 0 | 0 | 0 | 0 | 0 | 0 | 0 | 0 | 0 | 0 | 0 |  | 0 | 0 | 0 |  | #VALUE! | #VALUE! | #VALUE! | #VALUE! |  |  | #VALUE! | #VALUE! | 0 | 0 | 0.20123 | 0.20123 | #VALUE! | #VALUE! | #VALUE! | #VALUE! | 0 | 0 | 0.20123 | 0.20123 | #VALUE! | #VALUE! | #VALUE! | #VALUE! | 0 | 0 | 0.20123 | 0.20123 | #VALUE! | #VALUE! |  |  |  | #VALUE! | #VALUE! | #VALUE! | #VALUE! | #VALUE! | #VALUE! | #VALUE!
Wednesday | 2 | 2 | 22 | 790 | 0 | 0 | 0 | 0 | 0 | 0 | 0 | 0 | 0 | 0 | 0 | 0 | 0 | 0 | 0 | 0 | 0 | 0 | 0 | 0 | 0 | 0 | 0 | 0 | 0 | 0 | 0 | 0 | 0 | 0 | 0 | 0 | 0 | 0 | 0 | 0 | 0 | 0 | 0 | 0 |  | 0 | 0 | 0 |  | #VALUE! | #VALUE! | #VALUE! | #VALUE! |  |  | #VALUE! | #VALUE! | 0 | 0 | 0.20123 | 0.20123 | #VALUE! | #VALUE! | #VALUE! | #VALUE! | 0 | 0 | 0.20123 | 0.20123 | #VALUE! | #VALUE! | #VALUE! | #VALUE! | 0 | 0 | 0.20123 | 0.20123 | #VALUE! | #VALUE! |  |  |  | #VALUE! | #VALUE! | #VALUE! | #VALUE! | #VALUE! | #VALUE! | #VALUE!
Wednesday | 2 | 2 | 23 | 791 | 0 | 0 | 0 | 0 | 0 | 0 | 0 | 0 | 0 | 0 | 0 | 0 | 0 | 0 | 0 | 0 | 0 | 0 | 0 | 0 | 0 | 0 | 0 | 0 | 0 | 0 | 0 | 0 | 0 | 0 | 0 | 0 | 0 | 0 | 0 | 0 | 0 | 0 | 0 | 0 |  | 0 | 0 | 0 |  | #VALUE! | #VALUE! | #VALUE! | #VALUE! |  |  | #VALUE! | #VALUE! | 0 | 0 | 0.20123 | 0.20123 | #VALUE! | #VALUE! | #VALUE! | #VALUE! | 0 | 0 | 0.20123 | 0.20123 | #VALUE! | #VALUE! | #VALUE! | #VALUE! | 0 | 0 | 0.20123 | 0.20123 | #VALUE! | #VALUE! |  |  |  | #VALUE! | #VALUE! | #VALUE! | #VALUE! | #VALUE! | #VALUE! | #VALUE!
Wednesday | 2 | 2 | 24 | 792 | 0 | 0 | 0 | 0 | 0 | 0 | 0 | 0 | 0 | 0 | 0 | 0 | 0 | 0 | 0 | 0 | 0 | 0 | 0 | 0 | 0 | 0 | 0 | 0 | 0 | 0 | 0 | 0 | 0 | 0 | 0 | 0 | 0 | 0 | 0 | 0 | 0 | 0 | 0 | 0 |  | 0 | 0 | 0 |  | #VALUE! | #VALUE! | #VALUE! | #VALUE! |  |  | #VALUE! | #VALUE! | 0 | 0 | 0.20123 | 0.20123 | #VALUE! | #VALUE! | #VALUE! | #VALUE! | 0 | 0 | 0.20123 | 0.20123 | #VALUE! | #VALUE! | #VALUE! | #VALUE! | 0 | 0 | 0.20123 | 0.20123 | #VALUE! | #VALUE! |  |  |  | #VALUE! | #VALUE! | #VALUE! | #VALUE! | #VALUE! | #VALUE! | #VALUE!
Thursday | 2 | 3 | 1 | 793 | 0 | 0 | 0 | 0 | 0 | 0 | 0 | 0 | 0 | 0 | 0 | 0 | 0 | 0 | 0 | 0 | 0 | 0 | 0 | 0 | 0 | 0 | 0 | 0 | 0 | 0 | 0 | 0 | 0 | 0 | 0 | 0 | 0 | 0 | 0 | 0 | 0 | 0 | 0 | 0 |  | 0 | 0 | 0 |  | #VALUE! | #VALUE! | #VALUE! | #VALUE! |  |  | #VALUE! | #VALUE! | 0 | 0 | 0.20123 | 0.20123 | #VALUE! | #VALUE! | #VALUE! | #VALUE! | 0 | 0 | 0.20123 | 0.20123 | #VALUE! | #VALUE! | #VALUE! | #VALUE! | 0 | 0 | 0.20123 | 0.20123 | #VALUE! | #VALUE! |  |  |  | #VALUE! | #VALUE! | #VALUE! | #VALUE! | #VALUE! | #VALUE! | #VALUE!
Thursday | 2 | 3 | 2 | 794 | 0 | 0 | 0 | 0 | 0 | 0 | 0 | 0 | 0 | 0 | 0 | 0 | 0 | 0 | 0 | 0 | 0 | 0 | 0 | 0 | 0 | 0 | 0 | 0 | 0 | 0 | 0 | 0 | 0 | 0 | 0 | 0 | 0 | 0 | 0 | 0 | 0 | 0 | 0 | 0 |  | 0 | 0 | 0 |  | #VALUE! | #VALUE! | #VALUE! | #VALUE! |  |  | #VALUE! | #VALUE! | 0 | 0 | 0.20123 | 0.20123 | #VALUE! | #VALUE! | #VALUE! | #VALUE! | 0 | 0 | 0.20123 | 0.20123 | #VALUE! | #VALUE! | #VALUE! | #VALUE! | 0 | 0 | 0.20123 | 0.20123 | #VALUE! | #VALUE! |  |  |  | #VALUE! | #VALUE! | #VALUE! | #VALUE! | #VALUE! | #VALUE! | #VALUE!
Thursday | 2 | 3 | 3 | 795 | 0 | 0 | 0 | 0 | 0 | 0 | 0 | 0 | 0 | 0 | 0 | 0 | 0 | 0 | 0 | 0 | 0 | 0 | 0 | 0 | 0 | 0 | 0 | 0 | 0 | 0 | 0 | 0 | 0 | 0 | 0 | 0 | 0 | 0 | 0 | 0 | 0 | 0 | 0 | 0 |  | 0 | 0 | 0 |  | #VALUE! | #VALUE! | #VALUE! | #VALUE! |  |  | #VALUE! | #VALUE! | 0 | 0 | 0.20123 | 0.20123 | #VALUE! | #VALUE! | #VALUE! | #VALUE! | 0 | 0 | 0.20123 | 0.20123 | #VALUE! | #VALUE! | #VALUE! | #VALUE! | 0 | 0 | 0.20123 | 0.20123 | #VALUE! | #VALUE! |  |  |  | #VALUE! | #VALUE! | #VALUE! | #VALUE! | #VALUE! | #VALUE! | #VALUE!
Thursday | 2 | 3 | 4 | 796 | 0 | 0 | 0 | 0 | 0 | 0 | 0 | 0 | 0 | 0 | 0 | 0 | 0 | 0 | 0 | 0 | 0 | 0 | 0 | 0 | 0 | 0 | 0 | 0 | 0 | 0 | 0 | 0 | 0 | 0 | 0 | 0 | 0 | 0 | 0 | 0 | 0 | 0 | 0 | 0 |  | 0 | 0 | 0 |  | #VALUE! | #VALUE! | #VALUE! | #VALUE! |  |  | #VALUE! | #VALUE! | 0 | 0 | 0.20123 | 0.20123 | #VALUE! | #VALUE! | #VALUE! | #VALUE! | 0 | 0 | 0.20123 | 0.20123 | #VALUE! | #VALUE! | #VALUE! | #VALUE! | 0 | 0 | 0.20123 | 0.20123 | #VALUE! | #VALUE! |  |  |  | #VALUE! | #VALUE! | #VALUE! | #VALUE! | #VALUE! | #VALUE! | #VALUE!
Thursday | 2 | 3 | 5 | 797 | 0 | 0 | 0 | 0 | 0 | 0 | 0 | 0 | 0 | 0 | 0 | 0 | 0 | 0 | 0 | 0 | 0 | 0 | 0 | 0 | 0 | 0 | 0 | 0 | 0 | 0 | 0 | 0 | 0 | 0 | 0 | 0 | 0 | 0 | 0 | 0 | 0 | 0 | 0 | 0 |  | 0 | 0 | 0 |  | #VALUE! | #VALUE! | #VALUE! | #VALUE! |  |  | #VALUE! | #VALUE! | 0 | 0 | 0.20123 | 0.20123 | #VALUE! | #VALUE! | #VALUE! | #VALUE! | 0 | 0 | 0.20123 | 0.20123 | #VALUE! | #VALUE! | #VALUE! | #VALUE! | 0 | 0 | 0.20123 | 0.20123 | #VALUE! | #VALUE! |  |  |  | #VALUE! | #VALUE! | #VALUE! | #VALUE! | #VALUE! | #VALUE! | #VALUE!
Thursday | 2 | 3 | 6 | 798 | 0 | 0 | 0 | 0 | 0 | 0 | 0 | 0 | 0 | 0 | 0 | 0 | 0 | 0 | 0 | 0 | 0 | 0 | 0 | 0 | 0 | 0 | 0 | 0 | 0 | 0 | 0 | 0 | 0 | 0 | 0 | 0 | 0 | 0 | 0 | 0 | 0 | 0 | 0 | 0 |  | 0 | 0 | 0 |  | #VALUE! | #VALUE! | #VALUE! | #VALUE! |  |  | #VALUE! | #VALUE! | 0 | 0 | 0.20123 | 0.20123 | #VALUE! | #VALUE! | #VALUE! | #VALUE! | 0 | 0 | 0.20123 | 0.20123 | #VALUE! | #VALUE! | #VALUE! | #VALUE! | 0 | 0 | 0.20123 | 0.20123 | #VALUE! | #VALUE! |  |  |  | #VALUE! | #VALUE! | #VALUE! | #VALUE! | #VALUE! | #VALUE! | #VALUE!
Thursday | 2 | 3 | 7 | 799 | 0 | 0 | 0 | 0 | 0 | 0 | 0 | 0 | 0 | 0 | 0 | 0 | 0 | 0 | 0 | 0 | 0 | 0 | 0 | 0 | 0 | 0 | 0 | 0 | 0 | 0 | 0 | 0 | 0 | 0 | 0 | 0 | 0 | 0 | 0 | 0 | 0 | 0 | 0 | 0 |  | 0 | 0 | 0 |  | #VALUE! | #VALUE! | #VALUE! | #VALUE! |  |  | #VALUE! | #VALUE! | 0 | 0 | 0.20123 | 0.20123 | #VALUE! | #VALUE! | #VALUE! | #VALUE! | 0 | 0 | 0.20123 | 0.20123 | #VALUE! | #VALUE! | #VALUE! | #VALUE! | 0 | 0 | 0.20123 | 0.20123 | #VALUE! | #VALUE! |  |  |  | #VALUE! | #VALUE! | #VALUE! | #VALUE! | #VALUE! | #VALUE! | #VALUE!
Thursday | 2 | 3 | 8 | 800 | 0 | 0 | 0 | 0 | 0 | 0 | 0 | 0 | 0 | 0 | 0 | 0 | 0 | 0 | 0 | 0 | 0 | 0 | 0 | 0 | 0 | 0 | 0 | 0 | 0 | 0 | 0 | 0 | 0 | 0 | 0 | 0 | 0 | 0 | 0 | 0 | 0 | 0 | 0 | 0 |  | 0 | 0 | 0 |  | #VALUE! | #VALUE! | #VALUE! | #VALUE! |  |  | #VALUE! | #VALUE! | 0 | 0 | 0.20123 | 0.20123 | #VALUE! | #VALUE! | #VALUE! | #VALUE! | 0 | 0 | 0.20123 | 0.20123 | #VALUE! | #VALUE! | #VALUE! | #VALUE! | 0 | 0 | 0.20123 | 0.20123 | #VALUE! | #VALUE! |  |  |  | #VALUE! | #VALUE! | #VALUE! | #VALUE! | #VALUE! | #VALUE! | #VALUE!
Thursday | 2 | 3 | 9 | 801 | 0 | 0 | 0 | 0 | 0 | 0 | 0 | 0 | 0 | 0 | 0 | 0 | 0 | 0 | 0 | 0 | 0 | 0 | 0 | 0 | 0 | 0 | 0 | 0 | 0 | 0 | 0 | 0 | 0 | 0 | 0 | 0 | 0 | 0 | 0 | 0 | 0 | 0 | 0 | 0 |  | 0 | 0 | 0 |  | #VALUE! | #VALUE! | #VALUE! | #VALUE! |  |  | #VALUE! | #VALUE! | 0 | 0 | 0.20123 | 0.20123 | #VALUE! | #VALUE! | #VALUE! | #VALUE! | 0 | 0 | 0.20123 | 0.20123 | #VALUE! | #VALUE! | #VALUE! | #VALUE! | 0 | 0 | 0.20123 | 0.20123 | #VALUE! | #VALUE! |  |  |  | #VALUE! | #VALUE! | #VALUE! | #VALUE! | #VALUE! | #VALUE! | #VALUE!
Thursday | 2 | 3 | 10 | 802 | 0 | 0 | 0 | 0 | 0 | 0 | 0 | 0 | 0 | 0 | 0 | 0 | 0 | 0 | 0 | 0 | 0 | 0 | 0 | 0 | 0 | 0 | 0 | 0 | 0 | 0 | 0 | 0 | 0 | 0 | 0 | 0 | 0 | 0 | 0 | 0 | 0 | 0 | 0 | 0 |  | 0 | 0 | 0 |  | #VALUE! | #VALUE! | #VALUE! | #VALUE! |  |  | #VALUE! | #VALUE! | 0 | 0 | 0.20123 | 0.20123 | #VALUE! | #VALUE! | #VALUE! | #VALUE! | 0 | 0 | 0.20123 | 0.20123 | #VALUE! | #VALUE! | #VALUE! | #VALUE! | 0 | 0 | 0.20123 | 0.20123 | #VALUE! | #VALUE! |  |  |  | #VALUE! | #VALUE! | #VALUE! | #VALUE! | #VALUE! | #VALUE! | #VALUE!
Thursday | 2 | 3 | 11 | 803 | 0 | 0 | 0 | 0 | 0 | 0 | 0 | 0 | 0 | 0 | 0 | 0 | 0 | 0 | 0 | 0 | 0 | 0 | 0 | 0 | 0 | 0 | 0 | 0 | 0 | 0 | 0 | 0 | 0 | 0 | 0 | 0 | 0 | 0 | 0 | 0 | 0 | 0 | 0 | 0 |  | 0 | 0 | 0 |  | #VALUE! | #VALUE! | #VALUE! | #VALUE! |  |  | #VALUE! | #VALUE! | 0 | 0 | 0.20123 | 0.20123 | #VALUE! | #VALUE! | #VALUE! | #VALUE! | 0 | 0 | 0.20123 | 0.20123 | #VALUE! | #VALUE! | #VALUE! | #VALUE! | 0 | 0 | 0.20123 | 0.20123 | #VALUE! | #VALUE! |  |  |  | #VALUE! | #VALUE! | #VALUE! | #VALUE! | #VALUE! | #VALUE! | #VALUE!
Thursday | 2 | 3 | 12 | 804 | 0 | 0 | 0 | 0 | 0 | 0 | 0 | 0 | 0 | 0 | 0 | 0 | 0 | 0 | 0 | 0 | 0 | 0 | 0 | 0 | 0 | 0 | 0 | 0 | 0 | 0 | 0 | 0 | 0 | 0 | 0 | 0 | 0 | 0 | 0 | 0 | 0 | 0 | 0 | 0 |  | 0 | 0 | 0 |  | #VALUE! | #VALUE! | #VALUE! | #VALUE! |  |  | #VALUE! | #VALUE! | 0 | 0 | 0.20123 | 0.20123 | #VALUE! | #VALUE! | #VALUE! | #VALUE! | 0 | 0 | 0.20123 | 0.20123 | #VALUE! | #VALUE! | #VALUE! | #VALUE! | 0 | 0 | 0.20123 | 0.20123 | #VALUE! | #VALUE! |  |  |  | #VALUE! | #VALUE! | #VALUE! | #VALUE! | #VALUE! | #VALUE! | #VALUE!
Thursday | 2 | 3 | 13 | 805 | 0 | 0 | 0 | 0 | 0 | 0 | 0 | 0 | 0 | 0 | 0 | 0 | 0 | 0 | 0 | 0 | 0 | 0 | 0 | 0 | 0 | 0 | 0 | 0 | 0 | 0 | 0 | 0 | 0 | 0 | 0 | 0 | 0 | 0 | 0 | 0 | 0 | 0 | 0 | 0 |  | 0 | 0 | 0 |  | #VALUE! | #VALUE! | #VALUE! | #VALUE! |  |  | #VALUE! | #VALUE! | 0 | 0 | 0.20123 | 0.20123 | #VALUE! | #VALUE! | #VALUE! | #VALUE! | 0 | 0 | 0.20123 | 0.20123 | #VALUE! | #VALUE! | #VALUE! | #VALUE! | 0 | 0 | 0.20123 | 0.20123 | #VALUE! | #VALUE! |  |  |  | #VALUE! | #VALUE! | #VALUE! | #VALUE! | #VALUE! | #VALUE! | #VALUE!
Thursday | 2 | 3 | 14 | 806 | 0 | 0 | 0 | 0 | 0 | 0 | 0 | 0 | 0 | 0 | 0 | 0 | 0 | 0 | 0 | 0 | 0 | 0 | 0 | 0 | 0 | 0 | 0 | 0 | 0 | 0 | 0 | 0 | 0 | 0 | 0 | 0 | 0 | 0 | 0 | 0 | 0 | 0 | 0 | 0 |  | 0 | 0 | 0 |  | #VALUE! | #VALUE! | #VALUE! | #VALUE! |  |  | #VALUE! | #VALUE! | 0 | 0 | 0.20123 | 0.20123 | #VALUE! | #VALUE! | #VALUE! | #VALUE! | 0 | 0 | 0.20123 | 0.20123 | #VALUE! | #VALUE! | #VALUE! | #VALUE! | 0 | 0 | 0.20123 | 0.20123 | #VALUE! | #VALUE! |  |  |  | #VALUE! | #VALUE! | #VALUE! | #VALUE! | #VALUE! | #VALUE! | #VALUE!
Thursday | 2 | 3 | 15 | 807 | 0 | 0 | 0 | 0 | 0 | 0 | 0 | 0 | 0 | 0 | 0 | 0 | 0 | 0 | 0 | 0 | 0 | 0 | 0 | 0 | 0 | 0 | 0 | 0 | 0 | 0 | 0 | 0 | 0 | 0 | 0 | 0 | 0 | 0 | 0 | 0 | 0 | 0 | 0 | 0 |  | 0 | 0 | 0 |  | #VALUE! | #VALUE! | #VALUE! | #VALUE! |  |  | #VALUE! | #VALUE! | 0 | 0 | 0.20123 | 0.20123 | #VALUE! | #VALUE! | #VALUE! | #VALUE! | 0 | 0 | 0.20123 | 0.20123 | #VALUE! | #VALUE! | #VALUE! | #VALUE! | 0 | 0 | 0.20123 | 0.20123 | #VALUE! | #VALUE! |  |  |  | #VALUE! | #VALUE! | #VALUE! | #VALUE! | #VALUE! | #VALUE! | #VALUE!
Thursday | 2 | 3 | 16 | 808 | 0 | 0 | 0 | 0 | 0 | 0 | 0 | 0 | 0 | 0 | 0 | 0 | 0 | 0 | 0 | 0 | 0 | 0 | 0 | 0 | 0 | 0 | 0 | 0 | 0 | 0 | 0 | 0 | 0 | 0 | 0 | 0 | 0 | 0 | 0 | 0 | 0 | 0 | 0 | 0 |  | 0 | 0 | 0 |  | #VALUE! | #VALUE! | #VALUE! | #VALUE! |  |  | #VALUE! | #VALUE! | 0 | 0 | 0.20123 | 0.20123 | #VALUE! | #VALUE! | #VALUE! | #VALUE! | 0 | 0 | 0.20123 | 0.20123 | #VALUE! | #VALUE! | #VALUE! | #VALUE! | 0 | 0 | 0.20123 | 0.20123 | #VALUE! | #VALUE! |  |  |  | #VALUE! | #VALUE! | #VALUE! | #VALUE! | #VALUE! | #VALUE! | #VALUE!
Thursday | 2 | 3 | 17 | 809 | 0 | 0 | 0 | 0 | 0 | 0 | 0 | 0 | 0 | 0 | 0 | 0 | 0 | 0 | 0 | 0 | 0 | 0 | 0 | 0 | 0 | 0 | 0 | 0 | 0 | 0 | 0 | 0 | 0 | 0 | 0 | 0 | 0 | 0 | 0 | 0 | 0 | 0 | 0 | 0 |  | 0 | 0 | 0 |  | #VALUE! | #VALUE! | #VALUE! | #VALUE! |  |  | #VALUE! | #VALUE! | 0 | 0 | 0.20123 | 0.20123 | #VALUE! | #VALUE! | #VALUE! | #VALUE! | 0 | 0 | 0.20123 | 0.20123 | #VALUE! | #VALUE! | #VALUE! | #VALUE! | 0 | 0 | 0.20123 | 0.20123 | #VALUE! | #VALUE! |  |  |  | #VALUE! | #VALUE! | #VALUE! | #VALUE! | #VALUE! | #VALUE! | #VALUE!
Thursday | 2 | 3 | 18 | 810 | 0 | 0 | 0 | 0 | 0 | 0 | 0 | 0 | 0 | 0 | 0 | 0 | 0 | 0 | 0 | 0 | 0 | 0 | 0 | 0 | 0 | 0 | 0 | 0 | 0 | 0 | 0 | 0 | 0 | 0 | 0 | 0 | 0 | 0 | 0 | 0 | 0 | 0 | 0 | 0 |  | 0 | 0 | 0 |  | #VALUE! | #VALUE! | #VALUE! | #VALUE! |  |  | #VALUE! | #VALUE! | 0 | 0 | 0.20123 | 0.20123 | #VALUE! | #VALUE! | #VALUE! | #VALUE! | 0 | 0 | 0.20123 | 0.20123 | #VALUE! | #VALUE! | #VALUE! | #VALUE! | 0 | 0 | 0.20123 | 0.20123 | #VALUE! | #VALUE! |  |  |  | #VALUE! | #VALUE! | #VALUE! | #VALUE! | #VALUE! | #VALUE! | #VALUE!
Thursday | 2 | 3 | 19 | 811 | 0 | 0 | 0 | 0 | 0 | 0 | 0 | 0 | 0 | 0 | 0 | 0 | 0 | 0 | 0 | 0 | 0 | 0 | 0 | 0 | 0 | 0 | 0 | 0 | 0 | 0 | 0 | 0 | 0 | 0 | 0 | 0 | 0 | 0 | 0 | 0 | 0 | 0 | 0 | 0 |  | 0 | 0 | 0 |  | #VALUE! | #VALUE! | #VALUE! | #VALUE! |  |  | #VALUE! | #VALUE! | 0 | 0 | 0.20123 | 0.20123 | #VALUE! | #VALUE! | #VALUE! | #VALUE! | 0 | 0 | 0.20123 | 0.20123 | #VALUE! | #VALUE! | #VALUE! | #VALUE! | 0 | 0 | 0.20123 | 0.20123 | #VALUE! | #VALUE! |  |  |  | #VALUE! | #VALUE! | #VALUE! | #VALUE! | #VALUE! | #VALUE! | #VALUE!
Thursday | 2 | 3 | 20 | 812 | 0 | 0 | 0 | 0 | 0 | 0 | 0 | 0 | 0 | 0 | 0 | 0 | 0 | 0 | 0 | 0 | 0 | 0 | 0 | 0 | 0 | 0 | 0 | 0 | 0 | 0 | 0 | 0 | 0 | 0 | 0 | 0 | 0 | 0 | 0 | 0 | 0 | 0 | 0 | 0 |  | 0 | 0 | 0 |  | #VALUE! | #VALUE! | #VALUE! | #VALUE! |  |  | #VALUE! | #VALUE! | 0 | 0 | 0.20123 | 0.20123 | #VALUE! | #VALUE! | #VALUE! | #VALUE! | 0 | 0 | 0.20123 | 0.20123 | #VALUE! | #VALUE! | #VALUE! | #VALUE! | 0 | 0 | 0.20123 | 0.20123 | #VALUE! | #VALUE! |  |  |  | #VALUE! | #VALUE! | #VALUE! | #VALUE! | #VALUE! | #VALUE! | #VALUE!
Thursday | 2 | 3 | 21 | 813 | 0 | 0 | 0 | 0 | 0 | 0 | 0 | 0 | 0 | 0 | 0 | 0 | 0 | 0 | 0 | 0 | 0 | 0 | 0 | 0 | 0 | 0 | 0 | 0 | 0 | 0 | 0 | 0 | 0 | 0 | 0 | 0 | 0 | 0 | 0 | 0 | 0 | 0 | 0 | 0 |  | 0 | 0 | 0 |  | #VALUE! | #VALUE! | #VALUE! | #VALUE! |  |  | #VALUE! | #VALUE! | 0 | 0 | 0.20123 | 0.20123 | #VALUE! | #VALUE! | #VALUE! | #VALUE! | 0 | 0 | 0.20123 | 0.20123 | #VALUE! | #VALUE! | #VALUE! | #VALUE! | 0 | 0 | 0.20123 | 0.20123 | #VALUE! | #VALUE! |  |  |  | #VALUE! | #VALUE! | #VALUE! | #VALUE! | #VALUE! | #VALUE! | #VALUE!
Thursday | 2 | 3 | 22 | 814 | 0 | 0 | 0 | 0 | 0 | 0 | 0 | 0 | 0 | 0 | 0 | 0 | 0 | 0 | 0 | 0 | 0 | 0 | 0 | 0 | 0 | 0 | 0 | 0 | 0 | 0 | 0 | 0 | 0 | 0 | 0 | 0 | 0 | 0 | 0 | 0 | 0 | 0 | 0 | 0 |  | 0 | 0 | 0 |  | #VALUE! | #VALUE! | #VALUE! | #VALUE! |  |  | #VALUE! | #VALUE! | 0 | 0 | 0.20123 | 0.20123 | #VALUE! | #VALUE! | #VALUE! | #VALUE! | 0 | 0 | 0.20123 | 0.20123 | #VALUE! | #VALUE! | #VALUE! | #VALUE! | 0 | 0 | 0.20123 | 0.20123 | #VALUE! | #VALUE! |  |  |  | #VALUE! | #VALUE! | #VALUE! | #VALUE! | #VALUE! | #VALUE! | #VALUE!
Thursday | 2 | 3 | 23 | 815 | 0 | 0 | 0 | 0 | 0 | 0 | 0 | 0 | 0 | 0 | 0 | 0 | 0 | 0 | 0 | 0 | 0 | 0 | 0 | 0 | 0 | 0 | 0 | 0 | 0 | 0 | 0 | 0 | 0 | 0 | 0 | 0 | 0 | 0 | 0 | 0 | 0 | 0 | 0 | 0 |  | 0 | 0 | 0 |  | #VALUE! | #VALUE! | #VALUE! | #VALUE! |  |  | #VALUE! | #VALUE! | 0 | 0 | 0.20123 | 0.20123 | #VALUE! | #VALUE! | #VALUE! | #VALUE! | 0 | 0 | 0.20123 | 0.20123 | #VALUE! | #VALUE! | #VALUE! | #VALUE! | 0 | 0 | 0.20123 | 0.20123 | #VALUE! | #VALUE! |  |  |  | #VALUE! | #VALUE! | #VALUE! | #VALUE! | #VALUE! | #VALUE! | #VALUE!
Thursday | 2 | 3 | 24 | 816 | 0 | 0 | 0 | 0 | 0 | 0 | 0 | 0 | 0 | 0 | 0 | 0 | 0 | 0 | 0 | 0 | 0 | 0 | 0 | 0 | 0 | 0 | 0 | 0 | 0 | 0 | 0 | 0 | 0 | 0 | 0 | 0 | 0 | 0 | 0 | 0 | 0 | 0 | 0 | 0 |  | 0 | 0 | 0 |  | #VALUE! | #VALUE! | #VALUE! | #VALUE! |  |  | #VALUE! | #VALUE! | 0 | 0 | 0.20123 | 0.20123 | #VALUE! | #VALUE! | #VALUE! | #VALUE! | 0 | 0 | 0.20123 | 0.20123 | #VALUE! | #VALUE! | #VALUE! | #VALUE! | 0 | 0 | 0.20123 | 0.20123 | #VALUE! | #VALUE! |  |  |  | #VALUE! | #VALUE! | #VALUE! | #VALUE! | #VALUE! | #VALUE! | #VALUE!
Friday | 2 | 4 | 1 | 817 | 0 | 0 | 0 | 0 | 0 | 0 | 0 | 0 | 0 | 0 | 0 | 0 | 0 | 0 | 0 | 0 | 0 | 0 | 0 | 0 | 0 | 0 | 0 | 0 | 0 | 0 | 0 | 0 | 0 | 0 | 0 | 0 | 0 | 0 | 0 | 0 | 0 | 0 | 0 | 0 |  | 0 | 0 | 0 |  | #VALUE! | #VALUE! | #VALUE! | #VALUE! |  |  | #VALUE! | #VALUE! | 0 | 0 | 0.20123 | 0.20123 | #VALUE! | #VALUE! | #VALUE! | #VALUE! | 0 | 0 | 0.20123 | 0.20123 | #VALUE! | #VALUE! | #VALUE! | #VALUE! | 0 | 0 | 0.20123 | 0.20123 | #VALUE! | #VALUE! |  |  |  | #VALUE! | #VALUE! | #VALUE! | #VALUE! | #VALUE! | #VALUE! | #VALUE!
Friday | 2 | 4 | 2 | 818 | 0 | 0 | 0 | 0 | 0 | 0 | 0 | 0 | 0 | 0 | 0 | 0 | 0 | 0 | 0 | 0 | 0 | 0 | 0 | 0 | 0 | 0 | 0 | 0 | 0 | 0 | 0 | 0 | 0 | 0 | 0 | 0 | 0 | 0 | 0 | 0 | 0 | 0 | 0 | 0 |  | 0 | 0 | 0 |  | #VALUE! | #VALUE! | #VALUE! | #VALUE! |  |  | #VALUE! | #VALUE! | 0 | 0 | 0.20123 | 0.20123 | #VALUE! | #VALUE! | #VALUE! | #VALUE! | 0 | 0 | 0.20123 | 0.20123 | #VALUE! | #VALUE! | #VALUE! | #VALUE! | 0 | 0 | 0.20123 | 0.20123 | #VALUE! | #VALUE! |  |  |  | #VALUE! | #VALUE! | #VALUE! | #VALUE! | #VALUE! | #VALUE! | #VALUE!
Friday | 2 | 4 | 3 | 819 | 0 | 0 | 0 | 0 | 0 | 0 | 0 | 0 | 0 | 0 | 0 | 0 | 0 | 0 | 0 | 0 | 0 | 0 | 0 | 0 | 0 | 0 | 0 | 0 | 0 | 0 | 0 | 0 | 0 | 0 | 0 | 0 | 0 | 0 | 0 | 0 | 0 | 0 | 0 | 0 |  | 0 | 0 | 0 |  | #VALUE! | #VALUE! | #VALUE! | #VALUE! |  |  | #VALUE! | #VALUE! | 0 | 0 | 0.20123 | 0.20123 | #VALUE! | #VALUE! | #VALUE! | #VALUE! | 0 | 0 | 0.20123 | 0.20123 | #VALUE! | #VALUE! | #VALUE! | #VALUE! | 0 | 0 | 0.20123 | 0.20123 | #VALUE! | #VALUE! |  |  |  | #VALUE! | #VALUE! | #VALUE! | #VALUE! | #VALUE! | #VALUE! | #VALUE!
Friday | 2 | 4 | 4 | 820 | 0 | 0 | 0 | 0 | 0 | 0 | 0 | 0 | 0 | 0 | 0 | 0 | 0 | 0 | 0 | 0 | 0 | 0 | 0 | 0 | 0 | 0 | 0 | 0 | 0 | 0 | 0 | 0 | 0 | 0 | 0 | 0 | 0 | 0 | 0 | 0 | 0 | 0 | 0 | 0 |  | 0 | 0 | 0 |  | #VALUE! | #VALUE! | #VALUE! | #VALUE! |  |  | #VALUE! | #VALUE! | 0 | 0 | 0.20123 | 0.20123 | #VALUE! | #VALUE! | #VALUE! | #VALUE! | 0 | 0 | 0.20123 | 0.20123 | #VALUE! | #VALUE! | #VALUE! | #VALUE! | 0 | 0 | 0.20123 | 0.20123 | #VALUE! | #VALUE! |  |  |  | #VALUE! | #VALUE! | #VALUE! | #VALUE! | #VALUE! | #VALUE! | #VALUE!
Friday | 2 | 4 | 5 | 821 | 0 | 0 | 0 | 0 | 0 | 0 | 0 | 0 | 0 | 0 | 0 | 0 | 0 | 0 | 0 | 0 | 0 | 0 | 0 | 0 | 0 | 0 | 0 | 0 | 0 | 0 | 0 | 0 | 0 | 0 | 0 | 0 | 0 | 0 | 0 | 0 | 0 | 0 | 0 | 0 |  | 0 | 0 | 0 |  | #VALUE! | #VALUE! | #VALUE! | #VALUE! |  |  | #VALUE! | #VALUE! | 0 | 0 | 0.20123 | 0.20123 | #VALUE! | #VALUE! | #VALUE! | #VALUE! | 0 | 0 | 0.20123 | 0.20123 | #VALUE! | #VALUE! | #VALUE! | #VALUE! | 0 | 0 | 0.20123 | 0.20123 | #VALUE! | #VALUE! |  |  |  | #VALUE! | #VALUE! | #VALUE! | #VALUE! | #VALUE! | #VALUE! | #VALUE!
Friday | 2 | 4 | 6 | 822 | 0 | 0 | 0 | 0 | 0 | 0 | 0 | 0 | 0 | 0 | 0 | 0 | 0 | 0 | 0 | 0 | 0 | 0 | 0 | 0 | 0 | 0 | 0 | 0 | 0 | 0 | 0 | 0 | 0 | 0 | 0 | 0 | 0 | 0 | 0 | 0 | 0 | 0 | 0 | 0 |  | 0 | 0 | 0 |  | #VALUE! | #VALUE! | #VALUE! | #VALUE! |  |  | #VALUE! | #VALUE! | 0 | 0 | 0.20123 | 0.20123 | #VALUE! | #VALUE! | #VALUE! | #VALUE! | 0 | 0 | 0.20123 | 0.20123 | #VALUE! | #VALUE! | #VALUE! | #VALUE! | 0 | 0 | 0.20123 | 0.20123 | #VALUE! | #VALUE! |  |  |  | #VALUE! | #VALUE! | #VALUE! | #VALUE! | #VALUE! | #VALUE! | #VALUE!
Friday | 2 | 4 | 7 | 823 | 0 | 0 | 0 | 0 | 0 | 0 | 0 | 0 | 0 | 0 | 0 | 0 | 0 | 0 | 0 | 0 | 0 | 0 | 0 | 0 | 0 | 0 | 0 | 0 | 0 | 0 | 0 | 0 | 0 | 0 | 0 | 0 | 0 | 0 | 0 | 0 | 0 | 0 | 0 | 0 |  | 0 | 0 | 0 |  | #VALUE! | #VALUE! | #VALUE! | #VALUE! |  |  | #VALUE! | #VALUE! | 0 | 0 | 0.20123 | 0.20123 | #VALUE! | #VALUE! | #VALUE! | #VALUE! | 0 | 0 | 0.20123 | 0.20123 | #VALUE! | #VALUE! | #VALUE! | #VALUE! | 0 | 0 | 0.20123 | 0.20123 | #VALUE! | #VALUE! |  |  |  | #VALUE! | #VALUE! | #VALUE! | #VALUE! | #VALUE! | #VALUE! | #VALUE!
Friday | 2 | 4 | 8 | 824 | 0 | 0 | 0 | 0 | 0 | 0 | 0 | 0 | 0 | 0 | 0 | 0 | 0 | 0 | 0 | 0 | 0 | 0 | 0 | 0 | 0 | 0 | 0 | 0 | 0 | 0 | 0 | 0 | 0 | 0 | 0 | 0 | 0 | 0 | 0 | 0 | 0 | 0 | 0 | 0 |  | 0 | 0 | 0 |  | #VALUE! | #VALUE! | #VALUE! | #VALUE! |  |  | #VALUE! | #VALUE! | 0 | 0 | 0.20123 | 0.20123 | #VALUE! | #VALUE! | #VALUE! | #VALUE! | 0 | 0 | 0.20123 | 0.20123 | #VALUE! | #VALUE! | #VALUE! | #VALUE! | 0 | 0 | 0.20123 | 0.20123 | #VALUE! | #VALUE! |  |  |  | #VALUE! | #VALUE! | #VALUE! | #VALUE! | #VALUE! | #VALUE! | #VALUE!
Friday | 2 | 4 | 9 | 825 | 0 | 0 | 0 | 0 | 0 | 0 | 0 | 0 | 0 | 0 | 0 | 0 | 0 | 0 | 0 | 0 | 0 | 0 | 0 | 0 | 0 | 0 | 0 | 0 | 0 | 0 | 0 | 0 | 0 | 0 | 0 | 0 | 0 | 0 | 0 | 0 | 0 | 0 | 0 | 0 |  | 0 | 0 | 0 |  | #VALUE! | #VALUE! | #VALUE! | #VALUE! |  |  | #VALUE! | #VALUE! | 0 | 0 | 0.20123 | 0.20123 | #VALUE! | #VALUE! | #VALUE! | #VALUE! | 0 | 0 | 0.20123 | 0.20123 | #VALUE! | #VALUE! | #VALUE! | #VALUE! | 0 | 0 | 0.20123 | 0.20123 | #VALUE! | #VALUE! |  |  |  | #VALUE! | #VALUE! | #VALUE! | #VALUE! | #VALUE! | #VALUE! | #VALUE!
Friday | 2 | 4 | 10 | 826 | 0 | 0 | 0 | 0 | 0 | 0 | 0 | 0 | 0 | 0 | 0 | 0 | 0 | 0 | 0 | 0 | 0 | 0 | 0 | 0 | 0 | 0 | 0 | 0 | 0 | 0 | 0 | 0 | 0 | 0 | 0 | 0 | 0 | 0 | 0 | 0 | 0 | 0 | 0 | 0 |  | 0 | 0 | 0 |  | #VALUE! | #VALUE! | #VALUE! | #VALUE! |  |  | #VALUE! | #VALUE! | 0 | 0 | 0.20123 | 0.20123 | #VALUE! | #VALUE! | #VALUE! | #VALUE! | 0 | 0 | 0.20123 | 0.20123 | #VALUE! | #VALUE! | #VALUE! | #VALUE! | 0 | 0 | 0.20123 | 0.20123 | #VALUE! | #VALUE! |  |  |  | #VALUE! | #VALUE! | #VALUE! | #VALUE! | #VALUE! | #VALUE! | #VALUE!
Friday | 2 | 4 | 11 | 827 | 0 | 0 | 0 | 0 | 0 | 0 | 0 | 0 | 0 | 0 | 0 | 0 | 0 | 0 | 0 | 0 | 0 | 0 | 0 | 0 | 0 | 0 | 0 | 0 | 0 | 0 | 0 | 0 | 0 | 0 | 0 | 0 | 0 | 0 | 0 | 0 | 0 | 0 | 0 | 0 |  | 0 | 0 | 0 |  | #VALUE! | #VALUE! | #VALUE! | #VALUE! |  |  | #VALUE! | #VALUE! | 0 | 0 | 0.20123 | 0.20123 | #VALUE! | #VALUE! | #VALUE! | #VALUE! | 0 | 0 | 0.20123 | 0.20123 | #VALUE! | #VALUE! | #VALUE! | #VALUE! | 0 | 0 | 0.20123 | 0.20123 | #VALUE! | #VALUE! |  |  |  | #VALUE! | #VALUE! | #VALUE! | #VALUE! | #VALUE! | #VALUE! | #VALUE!
Friday | 2 | 4 | 12 | 828 | 0 | 0 | 0 | 0 | 0 | 0 | 0 | 0 | 0 | 0 | 0 | 0 | 0 | 0 | 0 | 0 | 0 | 0 | 0 | 0 | 0 | 0 | 0 | 0 | 0 | 0 | 0 | 0 | 0 | 0 | 0 | 0 | 0 | 0 | 0 | 0 | 0 | 0 | 0 | 0 |  | 0 | 0 | 0 |  | #VALUE! | #VALUE! | #VALUE! | #VALUE! |  |  | #VALUE! | #VALUE! | 0 | 0 | 0.20123 | 0.20123 | #VALUE! | #VALUE! | #VALUE! | #VALUE! | 0 | 0 | 0.20123 | 0.20123 | #VALUE! | #VALUE! | #VALUE! | #VALUE! | 0 | 0 | 0.20123 | 0.20123 | #VALUE! | #VALUE! |  |  |  | #VALUE! | #VALUE! | #VALUE! | #VALUE! | #VALUE! | #VALUE! | #VALUE!
Friday | 2 | 4 | 13 | 829 | 0 | 0 | 0 | 0 | 0 | 0 | 0 | 0 | 0 | 0 | 0 | 0 | 0 | 0 | 0 | 0 | 0 | 0 | 0 | 0 | 0 | 0 | 0 | 0 | 0 | 0 | 0 | 0 | 0 | 0 | 0 | 0 | 0 | 0 | 0 | 0 | 0 | 0 | 0 | 0 |  | 0 | 0 | 0 |  | #VALUE! | #VALUE! | #VALUE! | #VALUE! |  |  | #VALUE! | #VALUE! | 0 | 0 | 0.20123 | 0.20123 | #VALUE! | #VALUE! | #VALUE! | #VALUE! | 0 | 0 | 0.20123 | 0.20123 | #VALUE! | #VALUE! | #VALUE! | #VALUE! | 0 | 0 | 0.20123 | 0.20123 | #VALUE! | #VALUE! |  |  |  | #VALUE! | #VALUE! | #VALUE! | #VALUE! | #VALUE! | #VALUE! | #VALUE!
Friday | 2 | 4 | 14 | 830 | 0 | 0 | 0 | 0 | 0 | 0 | 0 | 0 | 0 | 0 | 0 | 0 | 0 | 0 | 0 | 0 | 0 | 0 | 0 | 0 | 0 | 0 | 0 | 0 | 0 | 0 | 0 | 0 | 0 | 0 | 0 | 0 | 0 | 0 | 0 | 0 | 0 | 0 | 0 | 0 |  | 0 | 0 | 0 |  | #VALUE! | #VALUE! | #VALUE! | #VALUE! |  |  | #VALUE! | #VALUE! | 0 | 0 | 0.20123 | 0.20123 | #VALUE! | #VALUE! | #VALUE! | #VALUE! | 0 | 0 | 0.20123 | 0.20123 | #VALUE! | #VALUE! | #VALUE! | #VALUE! | 0 | 0 | 0.20123 | 0.20123 | #VALUE! | #VALUE! |  |  |  | #VALUE! | #VALUE! | #VALUE! | #VALUE! | #VALUE! | #VALUE! | #VALUE!
Friday | 2 | 4 | 15 | 831 | 0 | 0 | 0 | 0 | 0 | 0 | 0 | 0 | 0 | 0 | 0 | 0 | 0 | 0 | 0 | 0 | 0 | 0 | 0 | 0 | 0 | 0 | 0 | 0 | 0 | 0 | 0 | 0 | 0 | 0 | 0 | 0 | 0 | 0 | 0 | 0 | 0 | 0 | 0 | 0 |  | 0 | 0 | 0 |  | #VALUE! | #VALUE! | #VALUE! | #VALUE! |  |  | #VALUE! | #VALUE! | 0 | 0 | 0.20123 | 0.20123 | #VALUE! | #VALUE! | #VALUE! | #VALUE! | 0 | 0 | 0.20123 | 0.20123 | #VALUE! | #VALUE! | #VALUE! | #VALUE! | 0 | 0 | 0.20123 | 0.20123 | #VALUE! | #VALUE! |  |  |  | #VALUE! | #VALUE! | #VALUE! | #VALUE! | #VALUE! | #VALUE! | #VALUE!
Friday | 2 | 4 | 16 | 832 | 0 | 0 | 0 | 0 | 0 | 0 | 0 | 0 | 0 | 0 | 0 | 0 | 0 | 0 | 0 | 0 | 0 | 0 | 0 | 0 | 0 | 0 | 0 | 0 | 0 | 0 | 0 | 0 | 0 | 0 | 0 | 0 | 0 | 0 | 0 | 0 | 0 | 0 | 0 | 0 |  | 0 | 0 | 0 |  | #VALUE! | #VALUE! | #VALUE! | #VALUE! |  |  | #VALUE! | #VALUE! | 0 | 0 | 0.20123 | 0.20123 | #VALUE! | #VALUE! | #VALUE! | #VALUE! | 0 | 0 | 0.20123 | 0.20123 | #VALUE! | #VALUE! | #VALUE! | #VALUE! | 0 | 0 | 0.20123 | 0.20123 | #VALUE! | #VALUE! |  |  |  | #VALUE! | #VALUE! | #VALUE! | #VALUE! | #VALUE! | #VALUE! | #VALUE!
Friday | 2 | 4 | 17 | 833 | 0 | 0 | 0 | 0 | 0 | 0 | 0 | 0 | 0 | 0 | 0 | 0 | 0 | 0 | 0 | 0 | 0 | 0 | 0 | 0 | 0 | 0 | 0 | 0 | 0 | 0 | 0 | 0 | 0 | 0 | 0 | 0 | 0 | 0 | 0 | 0 | 0 | 0 | 0 | 0 |  | 0 | 0 | 0 |  | #VALUE! | #VALUE! | #VALUE! | #VALUE! |  |  | #VALUE! | #VALUE! | 0 | 0 | 0.20123 | 0.20123 | #VALUE! | #VALUE! | #VALUE! | #VALUE! | 0 | 0 | 0.20123 | 0.20123 | #VALUE! | #VALUE! | #VALUE! | #VALUE! | 0 | 0 | 0.20123 | 0.20123 | #VALUE! | #VALUE! |  |  |  | #VALUE! | #VALUE! | #VALUE! | #VALUE! | #VALUE! | #VALUE! | #VALUE!
Friday | 2 | 4 | 18 | 834 | 0 | 0 | 0 | 0 | 0 | 0 | 0 | 0 | 0 | 0 | 0 | 0 | 0 | 0 | 0 | 0 | 0 | 0 | 0 | 0 | 0 | 0 | 0 | 0 | 0 | 0 | 0 | 0 | 0 | 0 | 0 | 0 | 0 | 0 | 0 | 0 | 0 | 0 | 0 | 0 |  | 0 | 0 | 0 |  | #VALUE! | #VALUE! | #VALUE! | #VALUE! |  |  | #VALUE! | #VALUE! | 0 | 0 | 0.20123 | 0.20123 | #VALUE! | #VALUE! | #VALUE! | #VALUE! | 0 | 0 | 0.20123 | 0.20123 | #VALUE! | #VALUE! | #VALUE! | #VALUE! | 0 | 0 | 0.20123 | 0.20123 | #VALUE! | #VALUE! |  |  |  | #VALUE! | #VALUE! | #VALUE! | #VALUE! | #VALUE! | #VALUE! | #VALUE!
Friday | 2 | 4 | 19 | 835 | 0 | 0 | 0 | 0 | 0 | 0 | 0 | 0 | 0 | 0 | 0 | 0 | 0 | 0 | 0 | 0 | 0 | 0 | 0 | 0 | 0 | 0 | 0 | 0 | 0 | 0 | 0 | 0 | 0 | 0 | 0 | 0 | 0 | 0 | 0 | 0 | 0 | 0 | 0 | 0 |  | 0 | 0 | 0 |  | #VALUE! | #VALUE! | #VALUE! | #VALUE! |  |  | #VALUE! | #VALUE! | 0 | 0 | 0.20123 | 0.20123 | #VALUE! | #VALUE! | #VALUE! | #VALUE! | 0 | 0 | 0.20123 | 0.20123 | #VALUE! | #VALUE! | #VALUE! | #VALUE! | 0 | 0 | 0.20123 | 0.20123 | #VALUE! | #VALUE! |  |  |  | #VALUE! | #VALUE! | #VALUE! | #VALUE! | #VALUE! | #VALUE! | #VALUE!
Friday | 2 | 4 | 20 | 836 | 0 | 0 | 0 | 0 | 0 | 0 | 0 | 0 | 0 | 0 | 0 | 0 | 0 | 0 | 0 | 0 | 0 | 0 | 0 | 0 | 0 | 0 | 0 | 0 | 0 | 0 | 0 | 0 | 0 | 0 | 0 | 0 | 0 | 0 | 0 | 0 | 0 | 0 | 0 | 0 |  | 0 | 0 | 0 |  | #VALUE! | #VALUE! | #VALUE! | #VALUE! |  |  | #VALUE! | #VALUE! | 0 | 0 | 0.20123 | 0.20123 | #VALUE! | #VALUE! | #VALUE! | #VALUE! | 0 | 0 | 0.20123 | 0.20123 | #VALUE! | #VALUE! | #VALUE! | #VALUE! | 0 | 0 | 0.20123 | 0.20123 | #VALUE! | #VALUE! |  |  |  | #VALUE! | #VALUE! | #VALUE! | #VALUE! | #VALUE! | #VALUE! | #VALUE!
Friday | 2 | 4 | 21 | 837 | 0 | 0 | 0 | 0 | 0 | 0 | 0 | 0 | 0 | 0 | 0 | 0 | 0 | 0 | 0 | 0 | 0 | 0 | 0 | 0 | 0 | 0 | 0 | 0 | 0 | 0 | 0 | 0 | 0 | 0 | 0 | 0 | 0 | 0 | 0 | 0 | 0 | 0 | 0 | 0 |  | 0 | 0 | 0 |  | #VALUE! | #VALUE! | #VALUE! | #VALUE! |  |  | #VALUE! | #VALUE! | 0 | 0 | 0.20123 | 0.20123 | #VALUE! | #VALUE! | #VALUE! | #VALUE! | 0 | 0 | 0.20123 | 0.20123 | #VALUE! | #VALUE! | #VALUE! | #VALUE! | 0 | 0 | 0.20123 | 0.20123 | #VALUE! | #VALUE! |  |  |  | #VALUE! | #VALUE! | #VALUE! | #VALUE! | #VALUE! | #VALUE! | #VALUE!
Friday | 2 | 4 | 22 | 838 | 0 | 0 | 0 | 0 | 0 | 0 | 0 | 0 | 0 | 0 | 0 | 0 | 0 | 0 | 0 | 0 | 0 | 0 | 0 | 0 | 0 | 0 | 0 | 0 | 0 | 0 | 0 | 0 | 0 | 0 | 0 | 0 | 0 | 0 | 0 | 0 | 0 | 0 | 0 | 0 |  | 0 | 0 | 0 |  | #VALUE! | #VALUE! | #VALUE! | #VALUE! |  |  | #VALUE! | #VALUE! | 0 | 0 | 0.20123 | 0.20123 | #VALUE! | #VALUE! | #VALUE! | #VALUE! | 0 | 0 | 0.20123 | 0.20123 | #VALUE! | #VALUE! | #VALUE! | #VALUE! | 0 | 0 | 0.20123 | 0.20123 | #VALUE! | #VALUE! |  |  |  | #VALUE! | #VALUE! | #VALUE! | #VALUE! | #VALUE! | #VALUE! | #VALUE!
Friday | 2 | 4 | 23 | 839 | 0 | 0 | 0 | 0 | 0 | 0 | 0 | 0 | 0 | 0 | 0 | 0 | 0 | 0 | 0 | 0 | 0 | 0 | 0 | 0 | 0 | 0 | 0 | 0 | 0 | 0 | 0 | 0 | 0 | 0 | 0 | 0 | 0 | 0 | 0 | 0 | 0 | 0 | 0 | 0 |  | 0 | 0 | 0 |  | #VALUE! | #VALUE! | #VALUE! | #VALUE! |  |  | #VALUE! | #VALUE! | 0 | 0 | 0.20123 | 0.20123 | #VALUE! | #VALUE! | #VALUE! | #VALUE! | 0 | 0 | 0.20123 | 0.20123 | #VALUE! | #VALUE! | #VALUE! | #VALUE! | 0 | 0 | 0.20123 | 0.20123 | #VALUE! | #VALUE! |  |  |  | #VALUE! | #VALUE! | #VALUE! | #VALUE! | #VALUE! | #VALUE! | #VALUE!
Friday | 2 | 4 | 24 | 840 | 0 | 0 | 0 | 0 | 0 | 0 | 0 | 0 | 0 | 0 | 0 | 0 | 0 | 0 | 0 | 0 | 0 | 0 | 0 | 0 | 0 | 0 | 0 | 0 | 0 | 0 | 0 | 0 | 0 | 0 | 0 | 0 | 0 | 0 | 0 | 0 | 0 | 0 | 0 | 0 |  | 0 | 0 | 0 |  | #VALUE! | #VALUE! | #VALUE! | #VALUE! |  |  | #VALUE! | #VALUE! | 0 | 0 | 0.20123 | 0.20123 | #VALUE! | #VALUE! | #VALUE! | #VALUE! | 0 | 0 | 0.20123 | 0.20123 | #VALUE! | #VALUE! | #VALUE! | #VALUE! | 0 | 0 | 0.20123 | 0.20123 | #VALUE! | #VALUE! |  |  |  | #VALUE! | #VALUE! | #VALUE! | #VALUE! | #VALUE! | #VALUE! | #VALUE!
Saturday | 2 | 5 | 1 | 841 | 0 | 0 | 0 | 0 | 0 | 0 | 0 | 0 | 0 | 0 | 0 | 0 | 0 | 0 | 0 | 0 | 0 | 0 | 0 | 0 | 0 | 0 | 0 | 0 | 0 | 0 | 0 | 0 | 0 | 0 | 0 | 0 | 0 | 0 | 0 | 0 | 0 | 0 | 0 | 0 |  | 0 | 0 | 0 |  | #VALUE! | #VALUE! | #VALUE! | #VALUE! |  |  | #VALUE! | #VALUE! | 0 | 0 | 0.20123 | 0.20123 | #VALUE! | #VALUE! | #VALUE! | #VALUE! | 0 | 0 | 0.20123 | 0.20123 | #VALUE! | #VALUE! | #VALUE! | #VALUE! | 0 | 0 | 0.20123 | 0.20123 | #VALUE! | #VALUE! |  |  |  | #VALUE! | #VALUE! | #VALUE! | #VALUE! | #VALUE! | #VALUE! | #VALUE!
Saturday | 2 | 5 | 2 | 842 | 0 | 0 | 0 | 0 | 0 | 0 | 0 | 0 | 0 | 0 | 0 | 0 | 0 | 0 | 0 | 0 | 0 | 0 | 0 | 0 | 0 | 0 | 0 | 0 | 0 | 0 | 0 | 0 | 0 | 0 | 0 | 0 | 0 | 0 | 0 | 0 | 0 | 0 | 0 | 0 |  | 0 | 0 | 0 |  | #VALUE! | #VALUE! | #VALUE! | #VALUE! |  |  | #VALUE! | #VALUE! | 0 | 0 | 0.20123 | 0.20123 | #VALUE! | #VALUE! | #VALUE! | #VALUE! | 0 | 0 | 0.20123 | 0.20123 | #VALUE! | #VALUE! | #VALUE! | #VALUE! | 0 | 0 | 0.20123 | 0.20123 | #VALUE! | #VALUE! |  |  |  | #VALUE! | #VALUE! | #VALUE! | #VALUE! | #VALUE! | #VALUE! | #VALUE!
Saturday | 2 | 5 | 3 | 843 | 0 | 0 | 0 | 0 | 0 | 0 | 0 | 0 | 0 | 0 | 0 | 0 | 0 | 0 | 0 | 0 | 0 | 0 | 0 | 0 | 0 | 0 | 0 | 0 | 0 | 0 | 0 | 0 | 0 | 0 | 0 | 0 | 0 | 0 | 0 | 0 | 0 | 0 | 0 | 0 |  | 0 | 0 | 0 |  | #VALUE! | #VALUE! | #VALUE! | #VALUE! |  |  | #VALUE! | #VALUE! | 0 | 0 | 0.20123 | 0.20123 | #VALUE! | #VALUE! | #VALUE! | #VALUE! | 0 | 0 | 0.20123 | 0.20123 | #VALUE! | #VALUE! | #VALUE! | #VALUE! | 0 | 0 | 0.20123 | 0.20123 | #VALUE! | #VALUE! |  |  |  | #VALUE! | #VALUE! | #VALUE! | #VALUE! | #VALUE! | #VALUE! | #VALUE!
Saturday | 2 | 5 | 4 | 844 | 0 | 0 | 0 | 0 | 0 | 0 | 0 | 0 | 0 | 0 | 0 | 0 | 0 | 0 | 0 | 0 | 0 | 0 | 0 | 0 | 0 | 0 | 0 | 0 | 0 | 0 | 0 | 0 | 0 | 0 | 0 | 0 | 0 | 0 | 0 | 0 | 0 | 0 | 0 | 0 |  | 0 | 0 | 0 |  | #VALUE! | #VALUE! | #VALUE! | #VALUE! |  |  | #VALUE! | #VALUE! | 0 | 0 | 0.20123 | 0.20123 | #VALUE! | #VALUE! | #VALUE! | #VALUE! | 0 | 0 | 0.20123 | 0.20123 | #VALUE! | #VALUE! | #VALUE! | #VALUE! | 0 | 0 | 0.20123 | 0.20123 | #VALUE! | #VALUE! |  |  |  | #VALUE! | #VALUE! | #VALUE! | #VALUE! | #VALUE! | #VALUE! | #VALUE!
Saturday | 2 | 5 | 5 | 845 | 0 | 0 | 0 | 0 | 0 | 0 | 0 | 0 | 0 | 0 | 0 | 0 | 0 | 0 | 0 | 0 | 0 | 0 | 0 | 0 | 0 | 0 | 0 | 0 | 0 | 0 | 0 | 0 | 0 | 0 | 0 | 0 | 0 | 0 | 0 | 0 | 0 | 0 | 0 | 0 |  | 0 | 0 | 0 |  | #VALUE! | #VALUE! | #VALUE! | #VALUE! |  |  | #VALUE! | #VALUE! | 0 | 0 | 0.20123 | 0.20123 | #VALUE! | #VALUE! | #VALUE! | #VALUE! | 0 | 0 | 0.20123 | 0.20123 | #VALUE! | #VALUE! | #VALUE! | #VALUE! | 0 | 0 | 0.20123 | 0.20123 | #VALUE! | #VALUE! |  |  |  | #VALUE! | #VALUE! | #VALUE! | #VALUE! | #VALUE! | #VALUE! | #VALUE!
Saturday | 2 | 5 | 6 | 846 | 0 | 0 | 0 | 0 | 0 | 0 | 0 | 0 | 0 | 0 | 0 | 0 | 0 | 0 | 0 | 0 | 0 | 0 | 0 | 0 | 0 | 0 | 0 | 0 | 0 | 0 | 0 | 0 | 0 | 0 | 0 | 0 | 0 | 0 | 0 | 0 | 0 | 0 | 0 | 0 |  | 0 | 0 | 0 |  | #VALUE! | #VALUE! | #VALUE! | #VALUE! |  |  | #VALUE! | #VALUE! | 0 | 0 | 0.20123 | 0.20123 | #VALUE! | #VALUE! | #VALUE! | #VALUE! | 0 | 0 | 0.20123 | 0.20123 | #VALUE! | #VALUE! | #VALUE! | #VALUE! | 0 | 0 | 0.20123 | 0.20123 | #VALUE! | #VALUE! |  |  |  | #VALUE! | #VALUE! | #VALUE! | #VALUE! | #VALUE! | #VALUE! | #VALUE!
Saturday | 2 | 5 | 7 | 847 | 0 | 0 | 0 | 0 | 0 | 0 | 0 | 0 | 0 | 0 | 0 | 0 | 0 | 0 | 0 | 0 | 0 | 0 | 0 | 0 | 0 | 0 | 0 | 0 | 0 | 0 | 0 | 0 | 0 | 0 | 0 | 0 | 0 | 0 | 0 | 0 | 0 | 0 | 0 | 0 |  | 0 | 0 | 0 |  | #VALUE! | #VALUE! | #VALUE! | #VALUE! |  |  | #VALUE! | #VALUE! | 0 | 0 | 0.20123 | 0.20123 | #VALUE! | #VALUE! | #VALUE! | #VALUE! | 0 | 0 | 0.20123 | 0.20123 | #VALUE! | #VALUE! | #VALUE! | #VALUE! | 0 | 0 | 0.20123 | 0.20123 | #VALUE! | #VALUE! |  |  |  | #VALUE! | #VALUE! | #VALUE! | #VALUE! | #VALUE! | #VALUE! | #VALUE!
Saturday | 2 | 5 | 8 | 848 | 0 | 0 | 0 | 0 | 0 | 0 | 0 | 0 | 0 | 0 | 0 | 0 | 0 | 0 | 0 | 0 | 0 | 0 | 0 | 0 | 0 | 0 | 0 | 0 | 0 | 0 | 0 | 0 | 0 | 0 | 0 | 0 | 0 | 0 | 0 | 0 | 0 | 0 | 0 | 0 |  | 0 | 0 | 0 |  | #VALUE! | #VALUE! | #VALUE! | #VALUE! |  |  | #VALUE! | #VALUE! | 0 | 0 | 0.20123 | 0.20123 | #VALUE! | #VALUE! | #VALUE! | #VALUE! | 0 | 0 | 0.20123 | 0.20123 | #VALUE! | #VALUE! | #VALUE! | #VALUE! | 0 | 0 | 0.20123 | 0.20123 | #VALUE! | #VALUE! |  |  |  | #VALUE! | #VALUE! | #VALUE! | #VALUE! | #VALUE! | #VALUE! | #VALUE!
Saturday | 2 | 5 | 9 | 849 | 0 | 0 | 0 | 0 | 0 | 0 | 0 | 0 | 0 | 0 | 0 | 0 | 0 | 0 | 0 | 0 | 0 | 0 | 0 | 0 | 0 | 0 | 0 | 0 | 0 | 0 | 0 | 0 | 0 | 0 | 0 | 0 | 0 | 0 | 0 | 0 | 0 | 0 | 0 | 0 |  | 0 | 0 | 0 |  | #VALUE! | #VALUE! | #VALUE! | #VALUE! |  |  | #VALUE! | #VALUE! | 0 | 0 | 0.20123 | 0.20123 | #VALUE! | #VALUE! | #VALUE! | #VALUE! | 0 | 0 | 0.20123 | 0.20123 | #VALUE! | #VALUE! | #VALUE! | #VALUE! | 0 | 0 | 0.20123 | 0.20123 | #VALUE! | #VALUE! |  |  |  | #VALUE! | #VALUE! | #VALUE! | #VALUE! | #VALUE! | #VALUE! | #VALUE!
Saturday | 2 | 5 | 10 | 850 | 0 | 0 | 0 | 0 | 0 | 0 | 0 | 0 | 0 | 0 | 0 | 0 | 0 | 0 | 0 | 0 | 0 | 0 | 0 | 0 | 0 | 0 | 0 | 0 | 0 | 0 | 0 | 0 | 0 | 0 | 0 | 0 | 0 | 0 | 0 | 0 | 0 | 0 | 0 | 0 |  | 0 | 0 | 0 |  | #VALUE! | #VALUE! | #VALUE! | #VALUE! |  |  | #VALUE! | #VALUE! | 0 | 0 | 0.20123 | 0.20123 | #VALUE! | #VALUE! | #VALUE! | #VALUE! | 0 | 0 | 0.20123 | 0.20123 | #VALUE! | #VALUE! | #VALUE! | #VALUE! | 0 | 0 | 0.20123 | 0.20123 | #VALUE! | #VALUE! |  |  |  | #VALUE! | #VALUE! | #VALUE! | #VALUE! | #VALUE! | #VALUE! | #VALUE!
Saturday | 2 | 5 | 11 | 851 | 0 | 0 | 0 | 0 | 0 | 0 | 0 | 0 | 0 | 0 | 0 | 0 | 0 | 0 | 0 | 0 | 0 | 0 | 0 | 0 | 0 | 0 | 0 | 0 | 0 | 0 | 0 | 0 | 0 | 0 | 0 | 0 | 0 | 0 | 0 | 0 | 0 | 0 | 0 | 0 |  | 0 | 0 | 0 |  | #VALUE! | #VALUE! | #VALUE! | #VALUE! |  |  | #VALUE! | #VALUE! | 0 | 0 | 0.20123 | 0.20123 | #VALUE! | #VALUE! | #VALUE! | #VALUE! | 0 | 0 | 0.20123 | 0.20123 | #VALUE! | #VALUE! | #VALUE! | #VALUE! | 0 | 0 | 0.20123 | 0.20123 | #VALUE! | #VALUE! |  |  |  | #VALUE! | #VALUE! | #VALUE! | #VALUE! | #VALUE! | #VALUE! | #VALUE!
Saturday | 2 | 5 | 12 | 852 | 0 | 0 | 0 | 0 | 0 | 0 | 0 | 0 | 0 | 0 | 0 | 0 | 0 | 0 | 0 | 0 | 0 | 0 | 0 | 0 | 0 | 0 | 0 | 0 | 0 | 0 | 0 | 0 | 0 | 0 | 0 | 0 | 0 | 0 | 0 | 0 | 0 | 0 | 0 | 0 |  | 0 | 0 | 0 |  | #VALUE! | #VALUE! | #VALUE! | #VALUE! |  |  | #VALUE! | #VALUE! | 0 | 0 | 0.20123 | 0.20123 | #VALUE! | #VALUE! | #VALUE! | #VALUE! | 0 | 0 | 0.20123 | 0.20123 | #VALUE! | #VALUE! | #VALUE! | #VALUE! | 0 | 0 | 0.20123 | 0.20123 | #VALUE! | #VALUE! |  |  |  | #VALUE! | #VALUE! | #VALUE! | #VALUE! | #VALUE! | #VALUE! | #VALUE!
Saturday | 2 | 5 | 13 | 853 | 0 | 0 | 0 | 0 | 0 | 0 | 0 | 0 | 0 | 0 | 0 | 0 | 0 | 0 | 0 | 0 | 0 | 0 | 0 | 0 | 0 | 0 | 0 | 0 | 0 | 0 | 0 | 0 | 0 | 0 | 0 | 0 | 0 | 0 | 0 | 0 | 0 | 0 | 0 | 0 |  | 0 | 0 | 0 |  | #VALUE! | #VALUE! | #VALUE! | #VALUE! |  |  | #VALUE! | #VALUE! | 0 | 0 | 0.20123 | 0.20123 | #VALUE! | #VALUE! | #VALUE! | #VALUE! | 0 | 0 | 0.20123 | 0.20123 | #VALUE! | #VALUE! | #VALUE! | #VALUE! | 0 | 0 | 0.20123 | 0.20123 | #VALUE! | #VALUE! |  |  |  | #VALUE! | #VALUE! | #VALUE! | #VALUE! | #VALUE! | #VALUE! | #VALUE!
Saturday | 2 | 5 | 14 | 854 | 0 | 0 | 0 | 0 | 0 | 0 | 0 | 0 | 0 | 0 | 0 | 0 | 0 | 0 | 0 | 0 | 0 | 0 | 0 | 0 | 0 | 0 | 0 | 0 | 0 | 0 | 0 | 0 | 0 | 0 | 0 | 0 | 0 | 0 | 0 | 0 | 0 | 0 | 0 | 0 |  | 0 | 0 | 0 |  | #VALUE! | #VALUE! | #VALUE! | #VALUE! |  |  | #VALUE! | #VALUE! | 0 | 0 | 0.20123 | 0.20123 | #VALUE! | #VALUE! | #VALUE! | #VALUE! | 0 | 0 | 0.20123 | 0.20123 | #VALUE! | #VALUE! | #VALUE! | #VALUE! | 0 | 0 | 0.20123 | 0.20123 | #VALUE! | #VALUE! |  |  |  | #VALUE! | #VALUE! | #VALUE! | #VALUE! | #VALUE! | #VALUE! | #VALUE!
Saturday | 2 | 5 | 15 | 855 | 0 | 0 | 0 | 0 | 0 | 0 | 0 | 0 | 0 | 0 | 0 | 0 | 0 | 0 | 0 | 0 | 0 | 0 | 0 | 0 | 0 | 0 | 0 | 0 | 0 | 0 | 0 | 0 | 0 | 0 | 0 | 0 | 0 | 0 | 0 | 0 | 0 | 0 | 0 | 0 |  | 0 | 0 | 0 |  | #VALUE! | #VALUE! | #VALUE! | #VALUE! |  |  | #VALUE! | #VALUE! | 0 | 0 | 0.20123 | 0.20123 | #VALUE! | #VALUE! | #VALUE! | #VALUE! | 0 | 0 | 0.20123 | 0.20123 | #VALUE! | #VALUE! | #VALUE! | #VALUE! | 0 | 0 | 0.20123 | 0.20123 | #VALUE! | #VALUE! |  |  |  | #VALUE! | #VALUE! | #VALUE! | #VALUE! | #VALUE! | #VALUE! | #VALUE!
Saturday | 2 | 5 | 16 | 856 | 0 | 0 | 0 | 0 | 0 | 0 | 0 | 0 | 0 | 0 | 0 | 0 | 0 | 0 | 0 | 0 | 0 | 0 | 0 | 0 | 0 | 0 | 0 | 0 | 0 | 0 | 0 | 0 | 0 | 0 | 0 | 0 | 0 | 0 | 0 | 0 | 0 | 0 | 0 | 0 |  | 0 | 0 | 0 |  | #VALUE! | #VALUE! | #VALUE! | #VALUE! |  |  | #VALUE! | #VALUE! | 0 | 0 | 0.20123 | 0.20123 | #VALUE! | #VALUE! | #VALUE! | #VALUE! | 0 | 0 | 0.20123 | 0.20123 | #VALUE! | #VALUE! | #VALUE! | #VALUE! | 0 | 0 | 0.20123 | 0.20123 | #VALUE! | #VALUE! |  |  |  | #VALUE! | #VALUE! | #VALUE! | #VALUE! | #VALUE! | #VALUE! | #VALUE!
Saturday | 2 | 5 | 17 | 857 | 0 | 0 | 0 | 0 | 0 | 0 | 0 | 0 | 0 | 0 | 0 | 0 | 0 | 0 | 0 | 0 | 0 | 0 | 0 | 0 | 0 | 0 | 0 | 0 | 0 | 0 | 0 | 0 | 0 | 0 | 0 | 0 | 0 | 0 | 0 | 0 | 0 | 0 | 0 | 0 |  | 0 | 0 | 0 |  | #VALUE! | #VALUE! | #VALUE! | #VALUE! |  |  | #VALUE! | #VALUE! | 0 | 0 | 0.20123 | 0.20123 | #VALUE! | #VALUE! | #VALUE! | #VALUE! | 0 | 0 | 0.20123 | 0.20123 | #VALUE! | #VALUE! | #VALUE! | #VALUE! | 0 | 0 | 0.20123 | 0.20123 | #VALUE! | #VALUE! |  |  |  | #VALUE! | #VALUE! | #VALUE! | #VALUE! | #VALUE! | #VALUE! | #VALUE!
Saturday | 2 | 5 | 18 | 858 | 0 | 0 | 0 | 0 | 0 | 0 | 0 | 0 | 0 | 0 | 0 | 0 | 0 | 0 | 0 | 0 | 0 | 0 | 0 | 0 | 0 | 0 | 0 | 0 | 0 | 0 | 0 | 0 | 0 | 0 | 0 | 0 | 0 | 0 | 0 | 0 | 0 | 0 | 0 | 0 |  | 0 | 0 | 0 |  | #VALUE! | #VALUE! | #VALUE! | #VALUE! |  |  | #VALUE! | #VALUE! | 0 | 0 | 0.20123 | 0.20123 | #VALUE! | #VALUE! | #VALUE! | #VALUE! | 0 | 0 | 0.20123 | 0.20123 | #VALUE! | #VALUE! | #VALUE! | #VALUE! | 0 | 0 | 0.20123 | 0.20123 | #VALUE! | #VALUE! |  |  |  | #VALUE! | #VALUE! | #VALUE! | #VALUE! | #VALUE! | #VALUE! | #VALUE!
Saturday | 2 | 5 | 19 | 859 | 0 | 0 | 0 | 0 | 0 | 0 | 0 | 0 | 0 | 0 | 0 | 0 | 0 | 0 | 0 | 0 | 0 | 0 | 0 | 0 | 0 | 0 | 0 | 0 | 0 | 0 | 0 | 0 | 0 | 0 | 0 | 0 | 0 | 0 | 0 | 0 | 0 | 0 | 0 | 0 |  | 0 | 0 | 0 |  | #VALUE! | #VALUE! | #VALUE! | #VALUE! |  |  | #VALUE! | #VALUE! | 0 | 0 | 0.20123 | 0.20123 | #VALUE! | #VALUE! | #VALUE! | #VALUE! | 0 | 0 | 0.20123 | 0.20123 | #VALUE! | #VALUE! | #VALUE! | #VALUE! | 0 | 0 | 0.20123 | 0.20123 | #VALUE! | #VALUE! |  |  |  | #VALUE! | #VALUE! | #VALUE! | #VALUE! | #VALUE! | #VALUE! | #VALUE!
Saturday | 2 | 5 | 20 | 860 | 0 | 0 | 0 | 0 | 0 | 0 | 0 | 0 | 0 | 0 | 0 | 0 | 0 | 0 | 0 | 0 | 0 | 0 | 0 | 0 | 0 | 0 | 0 | 0 | 0 | 0 | 0 | 0 | 0 | 0 | 0 | 0 | 0 | 0 | 0 | 0 | 0 | 0 | 0 | 0 |  | 0 | 0 | 0 |  | #VALUE! | #VALUE! | #VALUE! | #VALUE! |  |  | #VALUE! | #VALUE! | 0 | 0 | 0.20123 | 0.20123 | #VALUE! | #VALUE! | #VALUE! | #VALUE! | 0 | 0 | 0.20123 | 0.20123 | #VALUE! | #VALUE! | #VALUE! | #VALUE! | 0 | 0 | 0.20123 | 0.20123 | #VALUE! | #VALUE! |  |  |  | #VALUE! | #VALUE! | #VALUE! | #VALUE! | #VALUE! | #VALUE! | #VALUE!
Saturday | 2 | 5 | 21 | 861 | 0 | 0 | 0 | 0 | 0 | 0 | 0 | 0 | 0 | 0 | 0 | 0 | 0 | 0 | 0 | 0 | 0 | 0 | 0 | 0 | 0 | 0 | 0 | 0 | 0 | 0 | 0 | 0 | 0 | 0 | 0 | 0 | 0 | 0 | 0 | 0 | 0 | 0 | 0 | 0 |  | 0 | 0 | 0 |  | #VALUE! | #VALUE! | #VALUE! | #VALUE! |  |  | #VALUE! | #VALUE! | 0 | 0 | 0.20123 | 0.20123 | #VALUE! | #VALUE! | #VALUE! | #VALUE! | 0 | 0 | 0.20123 | 0.20123 | #VALUE! | #VALUE! | #VALUE! | #VALUE! | 0 | 0 | 0.20123 | 0.20123 | #VALUE! | #VALUE! |  |  |  | #VALUE! | #VALUE! | #VALUE! | #VALUE! | #VALUE! | #VALUE! | #VALUE!
Saturday | 2 | 5 | 22 | 862 | 0 | 0 | 0 | 0 | 0 | 0 | 0 | 0 | 0 | 0 | 0 | 0 | 0 | 0 | 0 | 0 | 0 | 0 | 0 | 0 | 0 | 0 | 0 | 0 | 0 | 0 | 0 | 0 | 0 | 0 | 0 | 0 | 0 | 0 | 0 | 0 | 0 | 0 | 0 | 0 |  | 0 | 0 | 0 |  | #VALUE! | #VALUE! | #VALUE! | #VALUE! |  |  | #VALUE! | #VALUE! | 0 | 0 | 0.20123 | 0.20123 | #VALUE! | #VALUE! | #VALUE! | #VALUE! | 0 | 0 | 0.20123 | 0.20123 | #VALUE! | #VALUE! | #VALUE! | #VALUE! | 0 | 0 | 0.20123 | 0.20123 | #VALUE! | #VALUE! |  |  |  | #VALUE! | #VALUE! | #VALUE! | #VALUE! | #VALUE! | #VALUE! | #VALUE!
Saturday | 2 | 5 | 23 | 863 | 0 | 0 | 0 | 0 | 0 | 0 | 0 | 0 | 0 | 0 | 0 | 0 | 0 | 0 | 0 | 0 | 0 | 0 | 0 | 0 | 0 | 0 | 0 | 0 | 0 | 0 | 0 | 0 | 0 | 0 | 0 | 0 | 0 | 0 | 0 | 0 | 0 | 0 | 0 | 0 |  | 0 | 0 | 0 |  | #VALUE! | #VALUE! | #VALUE! | #VALUE! |  |  | #VALUE! | #VALUE! | 0 | 0 | 0.20123 | 0.20123 | #VALUE! | #VALUE! | #VALUE! | #VALUE! | 0 | 0 | 0.20123 | 0.20123 | #VALUE! | #VALUE! | #VALUE! | #VALUE! | 0 | 0 | 0.20123 | 0.20123 | #VALUE! | #VALUE! |  |  |  | #VALUE! | #VALUE! | #VALUE! | #VALUE! | #VALUE! | #VALUE! | #VALUE!
Saturday | 2 | 5 | 24 | 864 | 0 | 0 | 0 | 0 | 0 | 0 | 0 | 0 | 0 | 0 | 0 | 0 | 0 | 0 | 0 | 0 | 0 | 0 | 0 | 0 | 0 | 0 | 0 | 0 | 0 | 0 | 0 | 0 | 0 | 0 | 0 | 0 | 0 | 0 | 0 | 0 | 0 | 0 | 0 | 0 |  | 0 | 0 | 0 |  | #VALUE! | #VALUE! | #VALUE! | #VALUE! |  |  | #VALUE! | #VALUE! | 0 | 0 | 0.20123 | 0.20123 | #VALUE! | #VALUE! | #VALUE! | #VALUE! | 0 | 0 | 0.20123 | 0.20123 | #VALUE! | #VALUE! | #VALUE! | #VALUE! | 0 | 0 | 0.20123 | 0.20123 | #VALUE! | #VALUE! |  |  |  | #VALUE! | #VALUE! | #VALUE! | #VALUE! | #VALUE! | #VALUE! | #VALUE!
Sunday | 2 | 6 | 1 | 865 | 0 | 0 | 0 | 0 | 0 | 0 | 0 | 0 | 0 | 0 | 0 | 0 | 0 | 0 | 0 | 0 | 0 | 0 | 0 | 0 | 0 | 0 | 0 | 0 | 0 | 0 | 0 | 0 | 0 | 0 | 0 | 0 | 0 | 0 | 0 | 0 | 0 | 0 | 0 | 0 |  | 0 | 0 | 0 |  | #VALUE! | #VALUE! | #VALUE! | #VALUE! |  |  | #VALUE! | #VALUE! | 0 | 0 | 0.20123 | 0.20123 | #VALUE! | #VALUE! | #VALUE! | #VALUE! | 0 | 0 | 0.20123 | 0.20123 | #VALUE! | #VALUE! | #VALUE! | #VALUE! | 0 | 0 | 0.20123 | 0.20123 | #VALUE! | #VALUE! |  |  |  | #VALUE! | #VALUE! | #VALUE! | #VALUE! | #VALUE! | #VALUE! | #VALUE!
Sunday | 2 | 6 | 2 | 866 | 0 | 0 | 0 | 0 | 0 | 0 | 0 | 0 | 0 | 0 | 0 | 0 | 0 | 0 | 0 | 0 | 0 | 0 | 0 | 0 | 0 | 0 | 0 | 0 | 0 | 0 | 0 | 0 | 0 | 0 | 0 | 0 | 0 | 0 | 0 | 0 | 0 | 0 | 0 | 0 |  | 0 | 0 | 0 |  | #VALUE! | #VALUE! | #VALUE! | #VALUE! |  |  | #VALUE! | #VALUE! | 0 | 0 | 0.20123 | 0.20123 | #VALUE! | #VALUE! | #VALUE! | #VALUE! | 0 | 0 | 0.20123 | 0.20123 | #VALUE! | #VALUE! | #VALUE! | #VALUE! | 0 | 0 | 0.20123 | 0.20123 | #VALUE! | #VALUE! |  |  |  | #VALUE! | #VALUE! | #VALUE! | #VALUE! | #VALUE! | #VALUE! | #VALUE!
Sunday | 2 | 6 | 3 | 867 | 0 | 0 | 0 | 0 | 0 | 0 | 0 | 0 | 0 | 0 | 0 | 0 | 0 | 0 | 0 | 0 | 0 | 0 | 0 | 0 | 0 | 0 | 0 | 0 | 0.010552 | 0 | 0 | 0 | 0 | 0 | 0 | 0 | 0 | 0 | 0 | 0 | 0 | 0 | 0 | 0 |  | 0 | 0 | 0 |  | #VALUE! | #VALUE! | #VALUE! | #VALUE! |  |  | #VALUE! | #VALUE! | 0 | 0 | 0.20123 | 0.20123 | #VALUE! | #VALUE! | #VALUE! | #VALUE! | 0 | 0 | 0.20123 | 0.20123 | #VALUE! | #VALUE! | #VALUE! | #VALUE! | 0 | 0 | 0.20123 | 0.20123 | #VALUE! | #VALUE! |  |  |  | #VALUE! | #VALUE! | #VALUE! | #VALUE! | #VALUE! | #VALUE! | #VALUE!
Sunday | 2 | 6 | 4 | 868 | 0 | 0 | 0 | 0 | 0 | 0 | 0 | 0 | 0 | 0 | 0 | 0 | 0 | 0 | 0 | 0 | 0 | 0 | 0 | 0 | 0 | 0 | 0 | 0 | 0 | 0 | 0 | 0 | 0 | 0 | 0 | 0 | 0 | 0 | 0 | 0 | 0 | 0 | 0 | 0 |  | 0 | 0 | 0 |  | #VALUE! | #VALUE! | #VALUE! | #VALUE! |  |  | #VALUE! | #VALUE! | 0 | 0 | 0.20123 | 0.20123 | #VALUE! | #VALUE! | #VALUE! | #VALUE! | 0 | 0 | 0.20123 | 0.20123 | #VALUE! | #VALUE! | #VALUE! | #VALUE! | 0 | 0 | 0.20123 | 0.20123 | #VALUE! | #VALUE! |  |  |  | #VALUE! | #VALUE! | #VALUE! | #VALUE! | #VALUE! | #VALUE! | #VALUE!
Sunday | 2 | 6 | 5 | 869 | 0 | 0 | 0 | 0 | 0 | 0 | 0 | 0 | 0 | 0 | 0 | 0 | 0 | 0 | 0 | 0 | 0 | 0 | 0 | 0 | 0 | 0 | 0 | 0 | 0 | 0 | 0 | 0 | 0 | 0 | 0 | 0 | 0 | 0 | 0 | 0 | 0 | 0 | 0 | 0 |  | 0 | 0 | 0 |  | #VALUE! | #VALUE! | #VALUE! | #VALUE! |  |  | #VALUE! | #VALUE! | 0 | 0 | 0.20123 | 0.20123 | #VALUE! | #VALUE! | #VALUE! | #VALUE! | 0 | 0 | 0.20123 | 0.20123 | #VALUE! | #VALUE! | #VALUE! | #VALUE! | 0 | 0 | 0.20123 | 0.20123 | #VALUE! | #VALUE! |  |  |  | #VALUE! | #VALUE! | #VALUE! | #VALUE! | #VALUE! | #VALUE! | #VALUE!
Sunday | 2 | 6 | 6 | 870 | 0 | 0 | 0 | 0 | 0 | 0 | 0 | 0 | 0 | 0 | 0 | 0 | 0 | 0 | 0 | 0 | 0 | 0 | 0 | 0 | 0 | 0 | 0 | 0 | 0 | 0 | 0 | 0 | 0 | 0 | 0 | 0 | 0 | 0 | 0 | 0 | 0 | 0 | 0 | 0 |  | 0 | 0 | 0 |  | #VALUE! | #VALUE! | #VALUE! | #VALUE! |  |  | #VALUE! | #VALUE! | 0 | 0 | 0.20123 | 0.20123 | #VALUE! | #VALUE! | #VALUE! | #VALUE! | 0 | 0 | 0.20123 | 0.20123 | #VALUE! | #VALUE! | #VALUE! | #VALUE! | 0 | 0 | 0.20123 | 0.20123 | #VALUE! | #VALUE! |  |  |  | #VALUE! | #VALUE! | #VALUE! | #VALUE! | #VALUE! | #VALUE! | #VALUE!
Sunday | 2 | 6 | 7 | 871 | 0 | 0 | 0 | 0 | 0 | 0 | 0 | 0 | 0 | 0 | 0 | 0 | 0 | 0 | 0 | 0 | 0 | 0 | 0 | 0 | 0 | 0 | 0 | 0 | 0 | 0 | 0 | 0 | 0 | 0 | 0 | 0 | 0 | 0 | 0 | 0 | 0 | 0 | 0 | 0 |  | 0 | 0 | 0 |  | #VALUE! | #VALUE! | #VALUE! | #VALUE! |  |  | #VALUE! | #VALUE! | 0 | 0 | 0.20123 | 0.20123 | #VALUE! | #VALUE! | #VALUE! | #VALUE! | 0 | 0 | 0.20123 | 0.20123 | #VALUE! | #VALUE! | #VALUE! | #VALUE! | 0 | 0 | 0.20123 | 0.20123 | #VALUE! | #VALUE! |  |  |  | #VALUE! | #VALUE! | #VALUE! | #VALUE! | #VALUE! | #VALUE! | #VALUE!
Sunday | 2 | 6 | 8 | 872 | 0 | 0 | 0 | 0 | 0 | 0 | 0 | 0 | 0 | 0 | 0 | 0 | 0 | 0 | 0 | 0 | 0 | 0 | 0 | 0 | 0 | 0 | 0 | 0 | 0 | 0 | 0 | 0 | 0 | 0 | 0 | 0 | 0 | 0 | 0 | 0 | 0 | 0 | 0 | 0 |  | 0 | 0 | 0 |  | #VALUE! | #VALUE! | #VALUE! | #VALUE! |  |  | #VALUE! | #VALUE! | 0 | 0 | 0.20123 | 0.20123 | #VALUE! | #VALUE! | #VALUE! | #VALUE! | 0 | 0 | 0.20123 | 0.20123 | #VALUE! | #VALUE! | #VALUE! | #VALUE! | 0 | 0 | 0.20123 | 0.20123 | #VALUE! | #VALUE! |  |  |  | #VALUE! | #VALUE! | #VALUE! | #VALUE! | #VALUE! | #VALUE! | #VALUE!
Sunday | 2 | 6 | 9 | 873 | 0 | 0 | 0 | 0 | 0 | 0 | 0 | 0 | 0 | 0 | 0 | 0 | 0 | 0 | 0 | 0 | 0 | 0 | 0 | 0 | 0 | 0 | 0 | 0 | 0 | 0 | 0 | 0 | 0 | 0 | 0 | 0 | 0 | 0 | 0 | 0 | 0 | 0 | 0 | 0 |  | 0 | 0 | 0 |  | #VALUE! | #VALUE! | #VALUE! | #VALUE! |  |  | #VALUE! | #VALUE! | 0 | 0 | 0.20123 | 0.20123 | #VALUE! | #VALUE! | #VALUE! | #VALUE! | 0 | 0 | 0.20123 | 0.20123 | #VALUE! | #VALUE! | #VALUE! | #VALUE! | 0 | 0 | 0.20123 | 0.20123 | #VALUE! | #VALUE! |  |  |  | #VALUE! | #VALUE! | #VALUE! | #VALUE! | #VALUE! | #VALUE! | #VALUE!
Sunday | 2 | 6 | 10 | 874 | 0 | 0 | 0 | 0 | 0 | 0 | 0 | 0 | 0 | 0 | 0 | 0 | 0 | 0 | 0 | 0 | 0 | 0 | 0 | 0 | 0 | 0 | 0 | 0 | 0 | 0 | 0 | 0 | 0 | 0 | 0 | 0 | 0 | 0 | 0 | 0 | 0 | 0 | 0 | 0 |  | 0 | 0 | 0 |  | #VALUE! | #VALUE! | #VALUE! | #VALUE! |  |  | #VALUE! | #VALUE! | 0 | 0 | 0.20123 | 0.20123 | #VALUE! | #VALUE! | #VALUE! | #VALUE! | 0 | 0 | 0.20123 | 0.20123 | #VALUE! | #VALUE! | #VALUE! | #VALUE! | 0 | 0 | 0.20123 | 0.20123 | #VALUE! | #VALUE! |  |  |  | #VALUE! | #VALUE! | #VALUE! | #VALUE! | #VALUE! | #VALUE! | #VALUE!
Sunday | 2 | 6 | 11 | 875 | 0 | 0 | 0 | 0 | 0 | 0 | 0 | 0 | 0 | 0 | 0 | 0 | 0 | 0 | 0 | 0 | 0 | 0 | 0 | 0 | 0 | 0 | 0 | 0 | 0 | 0 | 0 | 0 | 0 | 0 | 0 | 0 | 0 | 0 | 0 | 0 | 0 | 0 | 0 | 0 |  | 0 | 0 | 0 |  | #VALUE! | #VALUE! | #VALUE! | #VALUE! |  |  | #VALUE! | #VALUE! | 0 | 0 | 0.20123 | 0.20123 | #VALUE! | #VALUE! | #VALUE! | #VALUE! | 0 | 0 | 0.20123 | 0.20123 | #VALUE! | #VALUE! | #VALUE! | #VALUE! | 0 | 0 | 0.20123 | 0.20123 | #VALUE! | #VALUE! |  |  |  | #VALUE! | #VALUE! | #VALUE! | #VALUE! | #VALUE! | #VALUE! | #VALUE!
Sunday | 2 | 6 | 12 | 876 | 0 | 0 | 0 | 0 | 0 | 0 | 0 | 0 | 0 | 0 | 0 | 0 | 0 | 0 | 0 | 0 | 0 | 0 | 0 | 0 | 0 | 0 | 0 | 0 | 0 | 0 | 0 | 0 | 0 | 0 | 0 | 0 | 0 | 0 | 0 | 0 | 0 | 0 | 0 | 0 |  | 0 | 0 | 0 |  | #VALUE! | #VALUE! | #VALUE! | #VALUE! |  |  | #VALUE! | #VALUE! | 0 | 0 | 0.20123 | 0.20123 | #VALUE! | #VALUE! | #VALUE! | #VALUE! | 0 | 0 | 0.20123 | 0.20123 | #VALUE! | #VALUE! | #VALUE! | #VALUE! | 0 | 0 | 0.20123 | 0.20123 | #VALUE! | #VALUE! |  |  |  | #VALUE! | #VALUE! | #VALUE! | #VALUE! | #VALUE! | #VALUE! | #VALUE!
Sunday | 2 | 6 | 13 | 877 | 0 | 0 | 0 | 0 | 0 | 0 | 0 | 0 | 0 | 0 | 0 | 0 | 0 | 0 | 0 | 0 | 0 | 0 | 0 | 0 | 0 | 0 | 0 | 0 | 0 | 0 | 0 | 0 | 0 | 0 | 0 | 0 | 0 | 0 | 0 | 0 | 0 | 0 | 0 | 0 |  | 0 | 0 | 0 |  | #VALUE! | #VALUE! | #VALUE! | #VALUE! |  |  | #VALUE! | #VALUE! | 0 | 0 | 0.20123 | 0.20123 | #VALUE! | #VALUE! | #VALUE! | #VALUE! | 0 | 0 | 0.20123 | 0.20123 | #VALUE! | #VALUE! | #VALUE! | #VALUE! | 0 | 0 | 0.20123 | 0.20123 | #VALUE! | #VALUE! |  |  |  | #VALUE! | #VALUE! | #VALUE! | #VALUE! | #VALUE! | #VALUE! | #VALUE!
Sunday | 2 | 6 | 14 | 878 | 0 | 0 | 0 | 0 | 0 | 0 | 0 | 0 | 0 | 0 | 0 | 0 | 0 | 0 | 0 | 0 | 0 | 0 | 0 | 0 | 0 | 0 | 0 | 0 | 0 | 0 | 0 | 0 | 0 | 0 | 0 | 0 | 0 | 0 | 0 | 0 | 0 | 0 | 0 | 0 |  | 0 | 0 | 0 |  | #VALUE! | #VALUE! | #VALUE! | #VALUE! |  |  | #VALUE! | #VALUE! | 0 | 0 | 0.20123 | 0.20123 | #VALUE! | #VALUE! | #VALUE! | #VALUE! | 0 | 0 | 0.20123 | 0.20123 | #VALUE! | #VALUE! | #VALUE! | #VALUE! | 0 | 0 | 0.20123 | 0.20123 | #VALUE! | #VALUE! |  |  |  | #VALUE! | #VALUE! | #VALUE! | #VALUE! | #VALUE! | #VALUE! | #VALUE!
Sunday | 2 | 6 | 15 | 879 | 0 | 0 | 0 | 0 | 0 | 0 | 0 | 0 | 0 | 0 | 0 | 0 | 0 | 0 | 0 | 0 | 0 | 0 | 0 | 0 | 0 | 0 | 0 | 0 | 0 | 0 | 0 | 0 | 0 | 0 | 0 | 0 | 0 | 0 | 0 | 0 | 0 | 0 | 0 | 0 |  | 0 | 0 | 0 |  | #VALUE! | #VALUE! | #VALUE! | #VALUE! |  |  | #VALUE! | #VALUE! | 0 | 0 | 0.20123 | 0.20123 | #VALUE! | #VALUE! | #VALUE! | #VALUE! | 0 | 0 | 0.20123 | 0.20123 | #VALUE! | #VALUE! | #VALUE! | #VALUE! | 0 | 0 | 0.20123 | 0.20123 | #VALUE! | #VALUE! |  |  |  | #VALUE! | #VALUE! | #VALUE! | #VALUE! | #VALUE! | #VALUE! | #VALUE!
Sunday | 2 | 6 | 16 | 880 | 0 | 0 | 0 | 0 | 0 | 0 | 0 | 0 | 0 | 0 | 0 | 0 | 0 | 0 | 0 | 0 | 0 | 0 | 0 | 0 | 0 | 0 | 0 | 0 | 0 | 0 | 0 | 0 | 0 | 0 | 0 | 0 | 0 | 0 | 0 | 0 | 0 | 0 | 0 | 0 |  | 0 | 0 | 0 |  | #VALUE! | #VALUE! | #VALUE! | #VALUE! |  |  | #VALUE! | #VALUE! | 0 | 0 | 0.20123 | 0.20123 | #VALUE! | #VALUE! | #VALUE! | #VALUE! | 0 | 0 | 0.20123 | 0.20123 | #VALUE! | #VALUE! | #VALUE! | #VALUE! | 0 | 0 | 0.20123 | 0.20123 | #VALUE! | #VALUE! |  |  |  | #VALUE! | #VALUE! | #VALUE! | #VALUE! | #VALUE! | #VALUE! | #VALUE!
Sunday | 2 | 6 | 17 | 881 | 0 | 0 | 0 | 0 | 0 | 0 | 0 | 0 | 0 | 0 | 0 | 0 | 0 | 0 | 0 | 0 | 0 | 0 | 0 | 0 | 0 | 0 | 0 | 0 | 0 | 0 | 0 | 0 | 0 | 0 | 0 | 0 | 0 | 0 | 0 | 0 | 0 | 0 | 0 | 0 |  | 0 | 0 | 0 |  | #VALUE! | #VALUE! | #VALUE! | #VALUE! |  |  | #VALUE! | #VALUE! | 0 | 0 | 0.20123 | 0.20123 | #VALUE! | #VALUE! | #VALUE! | #VALUE! | 0 | 0 | 0.20123 | 0.20123 | #VALUE! | #VALUE! | #VALUE! | #VALUE! | 0 | 0 | 0.20123 | 0.20123 | #VALUE! | #VALUE! |  |  |  | #VALUE! | #VALUE! | #VALUE! | #VALUE! | #VALUE! | #VALUE! | #VALUE!
Sunday | 2 | 6 | 18 | 882 | 0 | 0 | 0 | 0 | 0 | 0 | 0 | 0 | 0 | 0 | 0 | 0 | 0 | 0 | 0 | 0 | 0 | 0 | 0 | 0 | 0 | 0 | 0 | 0 | 0 | 0 | 0 | 0 | 0 | 0 | 0 | 0 | 0 | 0 | 0 | 0 | 0 | 0 | 0 | 0 |  | 0 | 0 | 0 |  | #VALUE! | #VALUE! | #VALUE! | #VALUE! |  |  | #VALUE! | #VALUE! | 0 | 0 | 0.20123 | 0.20123 | #VALUE! | #VALUE! | #VALUE! | #VALUE! | 0 | 0 | 0.20123 | 0.20123 | #VALUE! | #VALUE! | #VALUE! | #VALUE! | 0 | 0 | 0.20123 | 0.20123 | #VALUE! | #VALUE! |  |  |  | #VALUE! | #VALUE! | #VALUE! | #VALUE! | #VALUE! | #VALUE! | #VALUE!
Sunday | 2 | 6 | 19 | 883 | 0 | 0 | 0 | 0 | 0 | 0 | 0 | 0 | 0 | 0 | 0 | 0 | 0 | 0 | 0 | 0 | 0 | 0 | 0 | 0 | 0 | 0 | 0 | 0 | 0 | 0 | 0 | 0 | 0 | 0 | 0 | 0 | 0 | 0 | 0 | 0 | 0 | 0 | 0 | 0 |  | 0 | 0 | 0 |  | #VALUE! | #VALUE! | #VALUE! | #VALUE! |  |  | #VALUE! | #VALUE! | 0 | 0 | 0.20123 | 0.20123 | #VALUE! | #VALUE! | #VALUE! | #VALUE! | 0 | 0 | 0.20123 | 0.20123 | #VALUE! | #VALUE! | #VALUE! | #VALUE! | 0 | 0 | 0.20123 | 0.20123 | #VALUE! | #VALUE! |  |  |  | #VALUE! | #VALUE! | #VALUE! | #VALUE! | #VALUE! | #VALUE! | #VALUE!
Sunday | 2 | 6 | 20 | 884 | 0 | 0 | 0 | 0 | 0 | 0 | 0 | 0 | 0 | 0 | 0 | 0 | 0 | 0 | 0 | 0 | 0 | 0 | 0 | 0 | 0 | 0 | 0 | 0 | 0 | 0 | 0 | 0 | 0 | 0 | 0 | 0 | 0 | 0 | 0 | 0 | 0 | 0 | 0 | 0 |  | 0 | 0 | 0 |  | #VALUE! | #VALUE! | #VALUE! | #VALUE! |  |  | #VALUE! | #VALUE! | 0 | 0 | 0.20123 | 0.20123 | #VALUE! | #VALUE! | #VALUE! | #VALUE! | 0 | 0 | 0.20123 | 0.20123 | #VALUE! | #VALUE! | #VALUE! | #VALUE! | 0 | 0 | 0.20123 | 0.20123 | #VALUE! | #VALUE! |  |  |  | #VALUE! | #VALUE! | #VALUE! | #VALUE! | #VALUE! | #VALUE! | #VALUE!
Sunday | 2 | 6 | 21 | 885 | 0 | 0 | 0 | 0 | 0 | 0 | 0 | 0 | 0 | 0 | 0 | 0 | 0 | 0 | 0 | 0 | 0 | 0 | 0 | 0 | 0 | 0 | 0 | 0 | 0 | 0 | 0 | 0 | 0 | 0 | 0 | 0 | 0 | 0 | 0 | 0 | 0 | 0 | 0 | 0 |  | 0 | 0 | 0 |  | #VALUE! | #VALUE! | #VALUE! | #VALUE! |  |  | #VALUE! | #VALUE! | 0 | 0 | 0.20123 | 0.20123 | #VALUE! | #VALUE! | #VALUE! | #VALUE! | 0 | 0 | 0.20123 | 0.20123 | #VALUE! | #VALUE! | #VALUE! | #VALUE! | 0 | 0 | 0.20123 | 0.20123 | #VALUE! | #VALUE! |  |  |  | #VALUE! | #VALUE! | #VALUE! | #VALUE! | #VALUE! | #VALUE! | #VALUE!
Sunday | 2 | 6 | 22 | 886 | 0 | 0 | 0 | 0 | 0 | 0 | 0 | 0 | 0 | 0 | 0 | 0 | 0 | 0 | 0 | 0 | 0 | 0 | 0 | 0 | 0 | 0 | 0 | 0 | 0 | 0 | 0 | 0 | 0 | 0 | 0 | 0 | 0 | 0 | 0 | 0 | 0 | 0 | 0 | 0 |  | 0 | 0 | 0 |  | #VALUE! | #VALUE! | #VALUE! | #VALUE! |  |  | #VALUE! | #VALUE! | 0 | 0 | 0.20123 | 0.20123 | #VALUE! | #VALUE! | #VALUE! | #VALUE! | 0 | 0 | 0.20123 | 0.20123 | #VALUE! | #VALUE! | #VALUE! | #VALUE! | 0 | 0 | 0.20123 | 0.20123 | #VALUE! | #VALUE! |  |  |  | #VALUE! | #VALUE! | #VALUE! | #VALUE! | #VALUE! | #VALUE! | #VALUE!
Sunday | 2 | 6 | 23 | 887 | 0 | 0 | 0 | 0 | 0 | 0 | 0 | 0 | 0 | 0 | 0 | 0 | 0 | 0 | 0 | 0 | 0 | 0 | 0 | 0 | 0 | 0 | 0 | 0 | 0 | 0 | 0 | 0 | 0 | 0 | 0 | 0 | 0 | 0 | 0 | 0 | 0 | 0 | 0 | 0 |  | 0 | 0 | 0 |  | #VALUE! | #VALUE! | #VALUE! | #VALUE! |  |  | #VALUE! | #VALUE! | 0 | 0 | 0.20123 | 0.20123 | #VALUE! | #VALUE! | #VALUE! | #VALUE! | 0 | 0 | 0.20123 | 0.20123 | #VALUE! | #VALUE! | #VALUE! | #VALUE! | 0 | 0 | 0.20123 | 0.20123 | #VALUE! | #VALUE! |  |  |  | #VALUE! | #VALUE! | #VALUE! | #VALUE! | #VALUE! | #VALUE! | #VALUE!
Sunday | 2 | 6 | 24 | 888 | 0 | 0 | 0 | 0 | 0 | 0 | 0 | 0 | 0 | 0 | 0 | 0 | 0 | 0 | 0 | 0 | 0 | 0 | 0 | 0 | 0 | 0 | 0 | 0 | 0 | 0 | 0 | 0 | 0 | 0 | 0 | 0 | 0 | 0 | 0 | 0 | 0 | 0 | 0 | 0 |  | 0 | 0 | 0 |  | #VALUE! | #VALUE! | #VALUE! | #VALUE! |  |  | #VALUE! | #VALUE! | 0 | 0 | 0.20123 | 0.20123 | #VALUE! | #VALUE! | #VALUE! | #VALUE! | 0 | 0 | 0.20123 | 0.20123 | #VALUE! | #VALUE! | #VALUE! | #VALUE! | 0 | 0 | 0.20123 | 0.20123 | #VALUE! | #VALUE! |  |  |  | #VALUE! | #VALUE! | #VALUE! | #VALUE! | #VALUE! | #VALUE! | #VALUE!
Monday | 2 | 7 | 1 | 889 | 0 | 0 | 0 | 0 | 0 | 0 | 0 | 0 | 0 | 0 | 0 | 0 | 0 | 0 | 0 | 0 | 0 | 0 | 0 | 0 | 0 | 0 | 0 | 0 | 0 | 0 | 0 | 0 | 0 | 0 | 0 | 0 | 0 | 0 | 0 | 0 | 0 | 0 | 0 | 0 |  | 0 | 0 | 0 |  | #VALUE! | #VALUE! | #VALUE! | #VALUE! |  |  | #VALUE! | #VALUE! | 0 | 0 | 0.20123 | 0.20123 | #VALUE! | #VALUE! | #VALUE! | #VALUE! | 0 | 0 | 0.20123 | 0.20123 | #VALUE! | #VALUE! | #VALUE! | #VALUE! | 0 | 0 | 0.20123 | 0.20123 | #VALUE! | #VALUE! |  |  |  | #VALUE! | #VALUE! | #VALUE! | #VALUE! | #VALUE! | #VALUE! | #VALUE!
Monday | 2 | 7 | 2 | 890 | 0 | 0 | 0 | 0 | 0 | 0 | 0 | 0 | 0 | 0 | 0 | 0 | 0 | 0 | 0 | 0 | 0 | 0 | 0 | 0 | 0 | 0 | 0 | 0 | 0 | 0 | 0 | 0 | 0 | 0 | 0 | 0 | 0 | 0 | 0 | 0 | 0 | 0 | 0 | 0 |  | 0 | 0 | 0 |  | #VALUE! | #VALUE! | #VALUE! | #VALUE! |  |  | #VALUE! | #VALUE! | 0 | 0 | 0.20123 | 0.20123 | #VALUE! | #VALUE! | #VALUE! | #VALUE! | 0 | 0 | 0.20123 | 0.20123 | #VALUE! | #VALUE! | #VALUE! | #VALUE! | 0 | 0 | 0.20123 | 0.20123 | #VALUE! | #VALUE! |  |  |  | #VALUE! | #VALUE! | #VALUE! | #VALUE! | #VALUE! | #VALUE! | #VALUE!
Monday | 2 | 7 | 3 | 891 | 0 | 0 | 0 | 0 | 0 | 0 | 0 | 0 | 0 | 0 | 0 | 0 | 0 | 0 | 0 | 0 | 0 | 0 | 0 | 0 | 0 | 0 | 0 | 0 | 0.010961 | 0 | 0 | 0 | 0 | 0 | 0 | 0 | 0 | 0 | 0 | 0 | 0 | 0 | 0 | 0 |  | 0 | 0 | 0 |  | #VALUE! | #VALUE! | #VALUE! | #VALUE! |  |  | #VALUE! | #VALUE! | 0 | 0 | 0.20123 | 0.20123 | #VALUE! | #VALUE! | #VALUE! | #VALUE! | 0 | 0 | 0.20123 | 0.20123 | #VALUE! | #VALUE! | #VALUE! | #VALUE! | 0 | 0 | 0.20123 | 0.20123 | #VALUE! | #VALUE! |  |  |  | #VALUE! | #VALUE! | #VALUE! | #VALUE! | #VALUE! | #VALUE! | #VALUE!
Monday | 2 | 7 | 4 | 892 | 0 | 0 | 0 | 0 | 0 | 0 | 0 | 0 | 0 | 0 | 0 | 0 | 0 | 0 | 0 | 0 | 0 | 0 | 0 | 0 | 0 | 0 | 0 | 0 | 0 | 0 | 0 | 0 | 0 | 0 | 0 | 0 | 0 | 0 | 0 | 0 | 0 | 0 | 0 | 0 |  | 0 | 0 | 0 |  | #VALUE! | #VALUE! | #VALUE! | #VALUE! |  |  | #VALUE! | #VALUE! | 0 | 0 | 0.20123 | 0.20123 | #VALUE! | #VALUE! | #VALUE! | #VALUE! | 0 | 0 | 0.20123 | 0.20123 | #VALUE! | #VALUE! | #VALUE! | #VALUE! | 0 | 0 | 0.20123 | 0.20123 | #VALUE! | #VALUE! |  |  |  | #VALUE! | #VALUE! | #VALUE! | #VALUE! | #VALUE! | #VALUE! | #VALUE!
Monday | 2 | 7 | 5 | 893 | 0 | 0 | 0 | 0 | 0 | 0 | 0 | 0 | 0 | 0 | 0 | 0 | 0 | 0 | 0 | 0 | 0 | 0 | 0 | 0 | 0 | 0 | 0 | 0 | 0 | 0 | 0 | 0 | 0 | 0 | 0 | 0 | 0 | 0 | 0 | 0 | 0 | 0 | 0 | 0 |  | 0 | 0 | 0 |  | #VALUE! | #VALUE! | #VALUE! | #VALUE! |  |  | #VALUE! | #VALUE! | 0 | 0 | 0.20123 | 0.20123 | #VALUE! | #VALUE! | #VALUE! | #VALUE! | 0 | 0 | 0.20123 | 0.20123 | #VALUE! | #VALUE! | #VALUE! | #VALUE! | 0 | 0 | 0.20123 | 0.20123 | #VALUE! | #VALUE! |  |  |  | #VALUE! | #VALUE! | #VALUE! | #VALUE! | #VALUE! | #VALUE! | #VALUE!
Monday | 2 | 7 | 6 | 894 | 0 | 0 | 0 | 0 | 0 | 0 | 0 | 0 | 0 | 0 | 0 | 0 | 0 | 0 | 0 | 0 | 0 | 0 | 0 | 0 | 0 | 0 | 0 | 0 | 0 | 0 | 0 | 0 | 0 | 0 | 0 | 0 | 0 | 0 | 0 | 0 | 0 | 0 | 0 | 0 |  | 0 | 0 | 0 |  | #VALUE! | #VALUE! | #VALUE! | #VALUE! |  |  | #VALUE! | #VALUE! | 0 | 0 | 0.20123 | 0.20123 | #VALUE! | #VALUE! | #VALUE! | #VALUE! | 0 | 0 | 0.20123 | 0.20123 | #VALUE! | #VALUE! | #VALUE! | #VALUE! | 0 | 0 | 0.20123 | 0.20123 | #VALUE! | #VALUE! |  |  |  | #VALUE! | #VALUE! | #VALUE! | #VALUE! | #VALUE! | #VALUE! | #VALUE!
Monday | 2 | 7 | 7 | 895 | 0 | 0 | 0 | 0 | 0 | 0 | 0 | 0 | 0 | 0 | 0 | 0 | 0 | 0 | 0 | 0 | 0 | 0 | 0 | 0 | 0 | 0 | 0 | 0 | 0 | 0 | 0 | 0 | 0 | 0 | 0 | 0 | 0 | 0 | 0 | 0 | 0 | 0 | 0 | 0 |  | 0 | 0 | 0 |  | #VALUE! | #VALUE! | #VALUE! | #VALUE! |  |  | #VALUE! | #VALUE! | 0 | 0 | 0.20123 | 0.20123 | #VALUE! | #VALUE! | #VALUE! | #VALUE! | 0 | 0 | 0.20123 | 0.20123 | #VALUE! | #VALUE! | #VALUE! | #VALUE! | 0 | 0 | 0.20123 | 0.20123 | #VALUE! | #VALUE! |  |  |  | #VALUE! | #VALUE! | #VALUE! | #VALUE! | #VALUE! | #VALUE! | #VALUE!
Monday | 2 | 7 | 8 | 896 | 0 | 0 | 0 | 0 | 0 | 0 | 0 | 0 | 0 | 0 | 0 | 0 | 0 | 0 | 0 | 0 | 0 | 0 | 0 | 0 | 0 | 0 | 0 | 0 | 0 | 0 | 0 | 0 | 0 | 0 | 0 | 0 | 0 | 0 | 0 | 0 | 0 | 0 | 0 | 0 |  | 0 | 0 | 0 |  | #VALUE! | #VALUE! | #VALUE! | #VALUE! |  |  | #VALUE! | #VALUE! | 0 | 0 | 0.20123 | 0.20123 | #VALUE! | #VALUE! | #VALUE! | #VALUE! | 0 | 0 | 0.20123 | 0.20123 | #VALUE! | #VALUE! | #VALUE! | #VALUE! | 0 | 0 | 0.20123 | 0.20123 | #VALUE! | #VALUE! |  |  |  | #VALUE! | #VALUE! | #VALUE! | #VALUE! | #VALUE! | #VALUE! | #VALUE!
Monday | 2 | 7 | 9 | 897 | 0 | 0 | 0 | 0 | 0 | 0 | 0 | 0 | 0 | 0 | 0 | 0 | 0 | 0 | 0 | 0 | 0 | 0 | 0 | 0 | 0 | 0 | 0 | 0 | 0 | 0 | 0 | 0 | 0 | 0 | 0 | 0 | 0 | 0 | 0 | 0 | 0 | 0 | 0 | 0 |  | 0 | 0 | 0 |  | #VALUE! | #VALUE! | #VALUE! | #VALUE! |  |  | #VALUE! | #VALUE! | 0 | 0 | 0.20123 | 0.20123 | #VALUE! | #VALUE! | #VALUE! | #VALUE! | 0 | 0 | 0.20123 | 0.20123 | #VALUE! | #VALUE! | #VALUE! | #VALUE! | 0 | 0 | 0.20123 | 0.20123 | #VALUE! | #VALUE! |  |  |  | #VALUE! | #VALUE! | #VALUE! | #VALUE! | #VALUE! | #VALUE! | #VALUE!
Monday | 2 | 7 | 10 | 898 | 0 | 0 | 0 | 0 | 0 | 0 | 0 | 0 | 0 | 0 | 0 | 0 | 0 | 0 | 0 | 0 | 0 | 0 | 0 | 0 | 0 | 0 | 0 | 0 | 0 | 0 | 0 | 0 | 0 | 0 | 0 | 0 | 0 | 0 | 0 | 0 | 0 | 0 | 0 | 0 |  | 0 | 0 | 0 |  | #VALUE! | #VALUE! | #VALUE! | #VALUE! |  |  | #VALUE! | #VALUE! | 0 | 0 | 0.20123 | 0.20123 | #VALUE! | #VALUE! | #VALUE! | #VALUE! | 0 | 0 | 0.20123 | 0.20123 | #VALUE! | #VALUE! | #VALUE! | #VALUE! | 0 | 0 | 0.20123 | 0.20123 | #VALUE! | #VALUE! |  |  |  | #VALUE! | #VALUE! | #VALUE! | #VALUE! | #VALUE! | #VALUE! | #VALUE!
Monday | 2 | 7 | 11 | 899 | 0 | 0 | 0 | 0 | 0 | 0 | 0 | 0 | 0 | 0 | 0 | 0 | 0 | 0 | 0 | 0 | 0 | 0 | 0 | 0 | 0 | 0 | 0 | 0 | 0 | 0 | 0 | 0 | 0 | 0 | 0 | 0 | 0 | 0 | 0 | 0 | 0 | 0 | 0 | 0 |  | 0 | 0 | 0 |  | #VALUE! | #VALUE! | #VALUE! | #VALUE! |  |  | #VALUE! | #VALUE! | 0 | 0 | 0.20123 | 0.20123 | #VALUE! | #VALUE! | #VALUE! | #VALUE! | 0 | 0 | 0.20123 | 0.20123 | #VALUE! | #VALUE! | #VALUE! | #VALUE! | 0 | 0 | 0.20123 | 0.20123 | #VALUE! | #VALUE! |  |  |  | #VALUE! | #VALUE! | #VALUE! | #VALUE! | #VALUE! | #VALUE! | #VALUE!
Monday | 2 | 7 | 12 | 900 | 0 | 0 | 0 | 0 | 0 | 0 | 0 | 0 | 0 | 0 | 0 | 0 | 0 | 0 | 0 | 0 | 0 | 0 | 0 | 0 | 0 | 0 | 0 | 0 | 0 | 0 | 0 | 0 | 0 | 0 | 0 | 0 | 0 | 0 | 0 | 0 | 0 | 0 | 0 | 0 |  | 0 | 0 | 0 |  | #VALUE! | #VALUE! | #VALUE! | #VALUE! |  |  | #VALUE! | #VALUE! | 0 | 0 | 0.20123 | 0.20123 | #VALUE! | #VALUE! | #VALUE! | #VALUE! | 0 | 0 | 0.20123 | 0.20123 | #VALUE! | #VALUE! | #VALUE! | #VALUE! | 0 | 0 | 0.20123 | 0.20123 | #VALUE! | #VALUE! |  |  |  | #VALUE! | #VALUE! | #VALUE! | #VALUE! | #VALUE! | #VALUE! | #VALUE!
Monday | 2 | 7 | 13 | 901 | 0 | 0 | 0 | 0 | 0 | 0 | 0 | 0 | 0 | 0 | 0 | 0 | 0 | 0 | 0 | 0 | 0 | 0 | 0 | 0 | 0 | 0 | 0 | 0 | 0 | 0 | 0 | 0 | 0 | 0 | 0 | 0 | 0 | 0 | 0 | 0 | 0 | 0 | 0 | 0 |  | 0 | 0 | 0 |  | #VALUE! | #VALUE! | #VALUE! | #VALUE! |  |  | #VALUE! | #VALUE! | 0 | 0 | 0.20123 | 0.20123 | #VALUE! | #VALUE! | #VALUE! | #VALUE! | 0 | 0 | 0.20123 | 0.20123 | #VALUE! | #VALUE! | #VALUE! | #VALUE! | 0 | 0 | 0.20123 | 0.20123 | #VALUE! | #VALUE! |  |  |  | #VALUE! | #VALUE! | #VALUE! | #VALUE! | #VALUE! | #VALUE! | #VALUE!
Monday | 2 | 7 | 14 | 902 | 0 | 0 | 0 | 0 | 0 | 0 | 0 | 0 | 0 | 0 | 0 | 0 | 0 | 0 | 0 | 0 | 0 | 0 | 0 | 0 | 0 | 0 | 0 | 0 | 0 | 0 | 0 | 0 | 0 | 0 | 0 | 0 | 0 | 0 | 0 | 0 | 0 | 0 | 0 | 0 |  | 0 | 0 | 0 |  | #VALUE! | #VALUE! | #VALUE! | #VALUE! |  |  | #VALUE! | #VALUE! | 0 | 0 | 0.20123 | 0.20123 | #VALUE! | #VALUE! | #VALUE! | #VALUE! | 0 | 0 | 0.20123 | 0.20123 | #VALUE! | #VALUE! | #VALUE! | #VALUE! | 0 | 0 | 0.20123 | 0.20123 | #VALUE! | #VALUE! |  |  |  | #VALUE! | #VALUE! | #VALUE! | #VALUE! | #VALUE! | #VALUE! | #VALUE!
Monday | 2 | 7 | 15 | 903 | 0 | 0 | 0 | 0 | 0 | 0 | 0 | 0 | 0 | 0 | 0 | 0 | 0 | 0 | 0 | 0 | 0 | 0 | 0 | 0 | 0 | 0 | 0 | 0 | 0 | 0 | 0 | 0 | 0 | 0 | 0 | 0 | 0 | 0 | 0 | 0 | 0 | 0 | 0 | 0 |  | 0 | 0 | 0 |  | #VALUE! | #VALUE! | #VALUE! | #VALUE! |  |  | #VALUE! | #VALUE! | 0 | 0 | 0.20123 | 0.20123 | #VALUE! | #VALUE! | #VALUE! | #VALUE! | 0 | 0 | 0.20123 | 0.20123 | #VALUE! | #VALUE! | #VALUE! | #VALUE! | 0 | 0 | 0.20123 | 0.20123 | #VALUE! | #VALUE! |  |  |  | #VALUE! | #VALUE! | #VALUE! | #VALUE! | #VALUE! | #VALUE! | #VALUE!
Monday | 2 | 7 | 16 | 904 | 0 | 0 | 0 | 0 | 0 | 0 | 0 | 0 | 0 | 0 | 0 | 0 | 0 | 0 | 0 | 0 | 0 | 0 | 0 | 0 | 0 | 0 | 0 | 0 | 0 | 0 | 0 | 0 | 0 | 0 | 0 | 0 | 0 | 0 | 0 | 0 | 0 | 0 | 0 | 0 |  | 0 | 0 | 0 |  | #VALUE! | #VALUE! | #VALUE! | #VALUE! |  |  | #VALUE! | #VALUE! | 0 | 0 | 0.20123 | 0.20123 | #VALUE! | #VALUE! | #VALUE! | #VALUE! | 0 | 0 | 0.20123 | 0.20123 | #VALUE! | #VALUE! | #VALUE! | #VALUE! | 0 | 0 | 0.20123 | 0.20123 | #VALUE! | #VALUE! |  |  |  | #VALUE! | #VALUE! | #VALUE! | #VALUE! | #VALUE! | #VALUE! | #VALUE!
Monday | 2 | 7 | 17 | 905 | 0 | 0 | 0 | 0 | 0 | 0 | 0 | 0 | 0 | 0 | 0 | 0 | 0 | 0 | 0 | 0 | 0 | 0 | 0 | 0 | 0 | 0 | 0 | 0 | 0 | 0 | 0 | 0 | 0 | 0 | 0 | 0 | 0 | 0 | 0 | 0 | 0 | 0 | 0 | 0 |  | 0 | 0 | 0 |  | #VALUE! | #VALUE! | #VALUE! | #VALUE! |  |  | #VALUE! | #VALUE! | 0 | 0 | 0.20123 | 0.20123 | #VALUE! | #VALUE! | #VALUE! | #VALUE! | 0 | 0 | 0.20123 | 0.20123 | #VALUE! | #VALUE! | #VALUE! | #VALUE! | 0 | 0 | 0.20123 | 0.20123 | #VALUE! | #VALUE! |  |  |  | #VALUE! | #VALUE! | #VALUE! | #VALUE! | #VALUE! | #VALUE! | #VALUE!
Monday | 2 | 7 | 18 | 906 | 0 | 0 | 0 | 0 | 0 | 0 | 0 | 0 | 0 | 0 | 0 | 0 | 0 | 0 | 0 | 0 | 0 | 0 | 0 | 0 | 0 | 0 | 0 | 0 | 0 | 0 | 0 | 0 | 0 | 0 | 0 | 0 | 0 | 0 | 0 | 0 | 0 | 0 | 0 | 0 |  | 0 | 0 | 0 |  | #VALUE! | #VALUE! | #VALUE! | #VALUE! |  |  | #VALUE! | #VALUE! | 0 | 0 | 0.20123 | 0.20123 | #VALUE! | #VALUE! | #VALUE! | #VALUE! | 0 | 0 | 0.20123 | 0.20123 | #VALUE! | #VALUE! | #VALUE! | #VALUE! | 0 | 0 | 0.20123 | 0.20123 | #VALUE! | #VALUE! |  |  |  | #VALUE! | #VALUE! | #VALUE! | #VALUE! | #VALUE! | #VALUE! | #VALUE!
Monday | 2 | 7 | 19 | 907 | 0 | 0 | 0 | 0 | 0 | 0 | 0 | 0 | 0 | 0 | 0 | 0 | 0 | 0 | 0 | 0 | 0 | 0 | 0 | 0 | 0 | 0 | 0 | 0 | 0 | 0 | 0 | 0 | 0 | 0 | 0 | 0 | 0 | 0 | 0 | 0 | 0 | 0 | 0 | 0 |  | 0 | 0 | 0 |  | #VALUE! | #VALUE! | #VALUE! | #VALUE! |  |  | #VALUE! | #VALUE! | 0 | 0 | 0.20123 | 0.20123 | #VALUE! | #VALUE! | #VALUE! | #VALUE! | 0 | 0 | 0.20123 | 0.20123 | #VALUE! | #VALUE! | #VALUE! | #VALUE! | 0 | 0 | 0.20123 | 0.20123 | #VALUE! | #VALUE! |  |  |  | #VALUE! | #VALUE! | #VALUE! | #VALUE! | #VALUE! | #VALUE! | #VALUE!
Monday | 2 | 7 | 20 | 908 | 0 | 0 | 0 | 0 | 0 | 0 | 0 | 0 | 0 | 0 | 0 | 0 | 0 | 0 | 0 | 0 | 0 | 0 | 0 | 0 | 0 | 0 | 0 | 0 | 0 | 0 | 0 | 0 | 0 | 0 | 0 | 0 | 0 | 0 | 0 | 0 | 0 | 0 | 0 | 0 |  | 0 | 0 | 0 |  | #VALUE! | #VALUE! | #VALUE! | #VALUE! |  |  | #VALUE! | #VALUE! | 0 | 0 | 0.20123 | 0.20123 | #VALUE! | #VALUE! | #VALUE! | #VALUE! | 0 | 0 | 0.20123 | 0.20123 | #VALUE! | #VALUE! | #VALUE! | #VALUE! | 0 | 0 | 0.20123 | 0.20123 | #VALUE! | #VALUE! |  |  |  | #VALUE! | #VALUE! | #VALUE! | #VALUE! | #VALUE! | #VALUE! | #VALUE!
Monday | 2 | 7 | 21 | 909 | 0 | 0 | 0 | 0 | 0 | 0 | 0 | 0 | 0 | 0 | 0 | 0 | 0 | 0 | 0 | 0 | 0 | 0 | 0 | 0 | 0 | 0 | 0 | 0 | 0 | 0 | 0 | 0 | 0 | 0 | 0 | 0 | 0 | 0 | 0 | 0 | 0 | 0 | 0 | 0 |  | 0 | 0 | 0 |  | #VALUE! | #VALUE! | #VALUE! | #VALUE! |  |  | #VALUE! | #VALUE! | 0 | 0 | 0.20123 | 0.20123 | #VALUE! | #VALUE! | #VALUE! | #VALUE! | 0 | 0 | 0.20123 | 0.20123 | #VALUE! | #VALUE! | #VALUE! | #VALUE! | 0 | 0 | 0.20123 | 0.20123 | #VALUE! | #VALUE! |  |  |  | #VALUE! | #VALUE! | #VALUE! | #VALUE! | #VALUE! | #VALUE! | #VALUE!
Monday | 2 | 7 | 22 | 910 | 0 | 0 | 0 | 0 | 0 | 0 | 0 | 0 | 0 | 0 | 0 | 0 | 0 | 0 | 0 | 0 | 0 | 0 | 0 | 0 | 0 | 0 | 0 | 0 | 0 | 0 | 0 | 0 | 0 | 0 | 0 | 0 | 0 | 0 | 0 | 0 | 0 | 0 | 0 | 0 |  | 0 | 0 | 0 |  | #VALUE! | #VALUE! | #VALUE! | #VALUE! |  |  | #VALUE! | #VALUE! | 0 | 0 | 0.20123 | 0.20123 | #VALUE! | #VALUE! | #VALUE! | #VALUE! | 0 | 0 | 0.20123 | 0.20123 | #VALUE! | #VALUE! | #VALUE! | #VALUE! | 0 | 0 | 0.20123 | 0.20123 | #VALUE! | #VALUE! |  |  |  | #VALUE! | #VALUE! | #VALUE! | #VALUE! | #VALUE! | #VALUE! | #VALUE!
Monday | 2 | 7 | 23 | 911 | 0 | 0 | 0 | 0 | 0 | 0 | 0 | 0 | 0 | 0 | 0 | 0 | 0 | 0 | 0 | 0 | 0 | 0 | 0 | 0 | 0 | 0 | 0 | 0 | 0 | 0 | 0 | 0 | 0 | 0 | 0 | 0 | 0 | 0 | 0 | 0 | 0 | 0 | 0 | 0 |  | 0 | 0 | 0 |  | #VALUE! | #VALUE! | #VALUE! | #VALUE! |  |  | #VALUE! | #VALUE! | 0 | 0 | 0.20123 | 0.20123 | #VALUE! | #VALUE! | #VALUE! | #VALUE! | 0 | 0 | 0.20123 | 0.20123 | #VALUE! | #VALUE! | #VALUE! | #VALUE! | 0 | 0 | 0.20123 | 0.20123 | #VALUE! | #VALUE! |  |  |  | #VALUE! | #VALUE! | #VALUE! | #VALUE! | #VALUE! | #VALUE! | #VALUE!
Monday | 2 | 7 | 24 | 912 | 0 | 0 | 0 | 0 | 0 | 0 | 0 | 0 | 0 | 0 | 0 | 0 | 0 | 0 | 0 | 0 | 0 | 0 | 0 | 0 | 0 | 0 | 0 | 0 | 0 | 0 | 0 | 0 | 0 | 0 | 0 | 0 | 0 | 0 | 0 | 0 | 0 | 0 | 0 | 0 |  | 0 | 0 | 0 |  | #VALUE! | #VALUE! | #VALUE! | #VALUE! |  |  | #VALUE! | #VALUE! | 0 | 0 | 0.20123 | 0.20123 | #VALUE! | #VALUE! | #VALUE! | #VALUE! | 0 | 0 | 0.20123 | 0.20123 | #VALUE! | #VALUE! | #VALUE! | #VALUE! | 0 | 0 | 0.20123 | 0.20123 | #VALUE! | #VALUE! |  |  |  | #VALUE! | #VALUE! | #VALUE! | #VALUE! | #VALUE! | #VALUE! | #VALUE!
Tuesday | 2 | 8 | 1 | 913 | 0 | 0 | 0 | 0 | 0 | 0 | 0 | 0 | 0 | 0 | 0 | 0 | 0 | 0 | 0 | 0 | 0 | 0 | 0 | 0 | 0 | 0 | 0 | 0 | 0 | 0 | 0 | 0 | 0 | 0 | 0 | 0 | 0 | 0 | 0 | 0 | 0 | 0 | 0 | 0 |  | 0 | 0 | 0 |  | #VALUE! | #VALUE! | #VALUE! | #VALUE! |  |  | #VALUE! | #VALUE! | 0 | 0 | 0.20123 | 0.20123 | #VALUE! | #VALUE! | #VALUE! | #VALUE! | 0 | 0 | 0.20123 | 0.20123 | #VALUE! | #VALUE! | #VALUE! | #VALUE! | 0 | 0 | 0.20123 | 0.20123 | #VALUE! | #VALUE! |  |  |  | #VALUE! | #VALUE! | #VALUE! | #VALUE! | #VALUE! | #VALUE! | #VALUE!
Tuesday | 2 | 8 | 2 | 914 | 0 | 0 | 0 | 0 | 0 | 0 | 0 | 0 | 0 | 0 | 0 | 0 | 0 | 0 | 0 | 0 | 0 | 0 | 0 | 0 | 0 | 0 | 0 | 0 | 0 | 0 | 0 | 0 | 0 | 0 | 0 | 0 | 0 | 0 | 0 | 0 | 0 | 0 | 0 | 0 |  | 0 | 0 | 0 |  | #VALUE! | #VALUE! | #VALUE! | #VALUE! |  |  | #VALUE! | #VALUE! | 0 | 0 | 0.20123 | 0.20123 | #VALUE! | #VALUE! | #VALUE! | #VALUE! | 0 | 0 | 0.20123 | 0.20123 | #VALUE! | #VALUE! | #VALUE! | #VALUE! | 0 | 0 | 0.20123 | 0.20123 | #VALUE! | #VALUE! |  |  |  | #VALUE! | #VALUE! | #VALUE! | #VALUE! | #VALUE! | #VALUE! | #VALUE!
Tuesday | 2 | 8 | 3 | 915 | 0 | 0 | 0 | 0 | 0 | 0 | 0 | 0 | 0 | 0 | 0 | 0 | 0 | 0 | 0 | 0 | 0 | 0 | 0 | 0 | 0 | 0 | 0 | 0 | 0.012291 | 0 | 0 | 0 | 0 | 0 | 0 | 0 | 0 | 0 | 0 | 0 | 0 | 0 | 0 | 0 |  | 0 | 0 | 0 |  | #VALUE! | #VALUE! | #VALUE! | #VALUE! |  |  | #VALUE! | #VALUE! | 0 | 0 | 0.20123 | 0.20123 | #VALUE! | #VALUE! | #VALUE! | #VALUE! | 0 | 0 | 0.20123 | 0.20123 | #VALUE! | #VALUE! | #VALUE! | #VALUE! | 0 | 0 | 0.20123 | 0.20123 | #VALUE! | #VALUE! |  |  |  | #VALUE! | #VALUE! | #VALUE! | #VALUE! | #VALUE! | #VALUE! | #VALUE!
Tuesday | 2 | 8 | 4 | 916 | 0 | 0 | 0 | 0 | 0 | 0 | 0 | 0 | 0 | 0 | 0 | 0 | 0 | 0 | 0 | 0 | 0 | 0 | 0 | 0 | 0 | 0 | 0 | 0 | 0 | 0 | 0 | 0 | 0 | 0 | 0 | 0 | 0 | 0 | 0 | 0 | 0 | 0 | 0 | 0 |  | 0 | 0 | 0 |  | #VALUE! | #VALUE! | #VALUE! | #VALUE! |  |  | #VALUE! | #VALUE! | 0 | 0 | 0.20123 | 0.20123 | #VALUE! | #VALUE! | #VALUE! | #VALUE! | 0 | 0 | 0.20123 | 0.20123 | #VALUE! | #VALUE! | #VALUE! | #VALUE! | 0 | 0 | 0.20123 | 0.20123 | #VALUE! | #VALUE! |  |  |  | #VALUE! | #VALUE! | #VALUE! | #VALUE! | #VALUE! | #VALUE! | #VALUE!
Tuesday | 2 | 8 | 5 | 917 | 0 | 0 | 0 | 0 | 0 | 0 | 0 | 0 | 0 | 0 | 0 | 0 | 0 | 0 | 0 | 0 | 0 | 0 | 0 | 0 | 0 | 0 | 0 | 0 | 0 | 0 | 0 | 0 | 0 | 0 | 0 | 0 | 0 | 0 | 0 | 0 | 0 | 0 | 0 | 0 |  | 0 | 0 | 0 |  | #VALUE! | #VALUE! | #VALUE! | #VALUE! |  |  | #VALUE! | #VALUE! | 0 | 0 | 0.20123 | 0.20123 | #VALUE! | #VALUE! | #VALUE! | #VALUE! | 0 | 0 | 0.20123 | 0.20123 | #VALUE! | #VALUE! | #VALUE! | #VALUE! | 0 | 0 | 0.20123 | 0.20123 | #VALUE! | #VALUE! |  |  |  | #VALUE! | #VALUE! | #VALUE! | #VALUE! | #VALUE! | #VALUE! | #VALUE!
Tuesday | 2 | 8 | 6 | 918 | 0 | 0 | 0 | 0 | 0 | 0 | 0 | 0 | 0 | 0 | 0 | 0 | 0 | 0 | 0 | 0 | 0 | 0 | 0 | 0 | 0 | 0 | 0 | 0 | 0 | 0 | 0 | 0 | 0 | 0 | 0 | 0 | 0 | 0 | 0 | 0 | 0 | 0 | 0 | 0 |  | 0 | 0 | 0 |  | #VALUE! | #VALUE! | #VALUE! | #VALUE! |  |  | #VALUE! | #VALUE! | 0 | 0 | 0.20123 | 0.20123 | #VALUE! | #VALUE! | #VALUE! | #VALUE! | 0 | 0 | 0.20123 | 0.20123 | #VALUE! | #VALUE! | #VALUE! | #VALUE! | 0 | 0 | 0.20123 | 0.20123 | #VALUE! | #VALUE! |  |  |  | #VALUE! | #VALUE! | #VALUE! | #VALUE! | #VALUE! | #VALUE! | #VALUE!
Tuesday | 2 | 8 | 7 | 919 | 0 | 0 | 0 | 0 | 0 | 0 | 0 | 0 | 0 | 0 | 0 | 0 | 0 | 0 | 0 | 0 | 0 | 0 | 0 | 0 | 0 | 0 | 0 | 0 | 0 | 0 | 0 | 0 | 0 | 0 | 0 | 0 | 0 | 0 | 0 | 0 | 0 | 0 | 0 | 0 |  | 0 | 0 | 0 |  | #VALUE! | #VALUE! | #VALUE! | #VALUE! |  |  | #VALUE! | #VALUE! | 0 | 0 | 0.20123 | 0.20123 | #VALUE! | #VALUE! | #VALUE! | #VALUE! | 0 | 0 | 0.20123 | 0.20123 | #VALUE! | #VALUE! | #VALUE! | #VALUE! | 0 | 0 | 0.20123 | 0.20123 | #VALUE! | #VALUE! |  |  |  | #VALUE! | #VALUE! | #VALUE! | #VALUE! | #VALUE! | #VALUE! | #VALUE!
Tuesday | 2 | 8 | 8 | 920 | 0 | 0 | 0 | 0 | 0 | 0 | 0 | 0 | 0 | 0 | 0 | 0 | 0 | 0 | 0 | 0 | 0 | 0 | 0 | 0 | 0 | 0 | 0 | 0 | 0 | 0 | 0 | 0 | 0 | 0 | 0 | 0 | 0 | 0 | 0 | 0 | 0 | 0 | 0 | 0 |  | 0 | 0 | 0 |  | #VALUE! | #VALUE! | #VALUE! | #VALUE! |  |  | #VALUE! | #VALUE! | 0 | 0 | 0.20123 | 0.20123 | #VALUE! | #VALUE! | #VALUE! | #VALUE! | 0 | 0 | 0.20123 | 0.20123 | #VALUE! | #VALUE! | #VALUE! | #VALUE! | 0 | 0 | 0.20123 | 0.20123 | #VALUE! | #VALUE! |  |  |  | #VALUE! | #VALUE! | #VALUE! | #VALUE! | #VALUE! | #VALUE! | #VALUE!
Tuesday | 2 | 8 | 9 | 921 | 0 | 0 | 0 | 0 | 0 | 0 | 0 | 0 | 0 | 0 | 0 | 0 | 0 | 0 | 0 | 0 | 0 | 0 | 0 | 0 | 0 | 0 | 0 | 0 | 0 | 0 | 0 | 0 | 0 | 0 | 0 | 0 | 0 | 0 | 0 | 0 | 0 | 0 | 0 | 0 |  | 0 | 0 | 0 |  | #VALUE! | #VALUE! | #VALUE! | #VALUE! |  |  | #VALUE! | #VALUE! | 0 | 0 | 0.20123 | 0.20123 | #VALUE! | #VALUE! | #VALUE! | #VALUE! | 0 | 0 | 0.20123 | 0.20123 | #VALUE! | #VALUE! | #VALUE! | #VALUE! | 0 | 0 | 0.20123 | 0.20123 | #VALUE! | #VALUE! |  |  |  | #VALUE! | #VALUE! | #VALUE! | #VALUE! | #VALUE! | #VALUE! | #VALUE!
Tuesday | 2 | 8 | 10 | 922 | 0 | 0 | 0 | 0 | 0 | 0 | 0 | 0 | 0 | 0 | 0 | 0 | 0 | 0 | 0 | 0 | 0 | 0 | 0 | 0 | 0 | 0 | 0 | 0 | 0 | 0 | 0 | 0 | 0 | 0 | 0 | 0 | 0 | 0 | 0 | 0 | 0 | 0 | 0 | 0 |  | 0 | 0 | 0 |  | #VALUE! | #VALUE! | #VALUE! | #VALUE! |  |  | #VALUE! | #VALUE! | 0 | 0 | 0.20123 | 0.20123 | #VALUE! | #VALUE! | #VALUE! | #VALUE! | 0 | 0 | 0.20123 | 0.20123 | #VALUE! | #VALUE! | #VALUE! | #VALUE! | 0 | 0 | 0.20123 | 0.20123 | #VALUE! | #VALUE! |  |  |  | #VALUE! | #VALUE! | #VALUE! | #VALUE! | #VALUE! | #VALUE! | #VALUE!
Tuesday | 2 | 8 | 11 | 923 | 0 | 0 | 0 | 0 | 0 | 0 | 0 | 0 | 0 | 0 | 0 | 0 | 0 | 0 | 0 | 0 | 0 | 0 | 0 | 0 | 0 | 0 | 0 | 0 | 0 | 0 | 0 | 0 | 0 | 0 | 0 | 0 | 0 | 0 | 0 | 0 | 0 | 0 | 0 | 0 |  | 0 | 0 | 0 |  | #VALUE! | #VALUE! | #VALUE! | #VALUE! |  |  | #VALUE! | #VALUE! | 0 | 0 | 0.20123 | 0.20123 | #VALUE! | #VALUE! | #VALUE! | #VALUE! | 0 | 0 | 0.20123 | 0.20123 | #VALUE! | #VALUE! | #VALUE! | #VALUE! | 0 | 0 | 0.20123 | 0.20123 | #VALUE! | #VALUE! |  |  |  | #VALUE! | #VALUE! | #VALUE! | #VALUE! | #VALUE! | #VALUE! | #VALUE!
Tuesday | 2 | 8 | 12 | 924 | 0 | 0 | 0 | 0 | 0 | 0 | 0 | 0 | 0 | 0 | 0 | 0 | 0 | 0 | 0 | 0 | 0 | 0 | 0 | 0 | 0 | 0 | 0 | 0 | 0 | 0 | 0 | 0 | 0 | 0 | 0 | 0 | 0 | 0 | 0 | 0 | 0 | 0 | 0 | 0 |  | 0 | 0 | 0 |  | #VALUE! | #VALUE! | #VALUE! | #VALUE! |  |  | #VALUE! | #VALUE! | 0 | 0 | 0.20123 | 0.20123 | #VALUE! | #VALUE! | #VALUE! | #VALUE! | 0 | 0 | 0.20123 | 0.20123 | #VALUE! | #VALUE! | #VALUE! | #VALUE! | 0 | 0 | 0.20123 | 0.20123 | #VALUE! | #VALUE! |  |  |  | #VALUE! | #VALUE! | #VALUE! | #VALUE! | #VALUE! | #VALUE! | #VALUE!
Tuesday | 2 | 8 | 13 | 925 | 0 | 0 | 0 | 0 | 0 | 0 | 0 | 0 | 0 | 0 | 0 | 0 | 0 | 0 | 0 | 0 | 0 | 0 | 0 | 0 | 0 | 0 | 0 | 0 | 0 | 0 | 0 | 0 | 0 | 0 | 0 | 0 | 0 | 0 | 0 | 0 | 0 | 0 | 0 | 0 |  | 0 | 0 | 0 |  | #VALUE! | #VALUE! | #VALUE! | #VALUE! |  |  | #VALUE! | #VALUE! | 0 | 0 | 0.20123 | 0.20123 | #VALUE! | #VALUE! | #VALUE! | #VALUE! | 0 | 0 | 0.20123 | 0.20123 | #VALUE! | #VALUE! | #VALUE! | #VALUE! | 0 | 0 | 0.20123 | 0.20123 | #VALUE! | #VALUE! |  |  |  | #VALUE! | #VALUE! | #VALUE! | #VALUE! | #VALUE! | #VALUE! | #VALUE!
Tuesday | 2 | 8 | 14 | 926 | 0 | 0 | 0 | 0 | 0 | 0 | 0 | 0 | 0 | 0 | 0 | 0 | 0 | 0 | 0 | 0 | 0 | 0 | 0 | 0 | 0 | 0 | 0 | 0 | 0 | 0 | 0 | 0 | 0 | 0 | 0 | 0 | 0 | 0 | 0 | 0 | 0 | 0 | 0 | 0 |  | 0 | 0 | 0 |  | #VALUE! | #VALUE! | #VALUE! | #VALUE! |  |  | #VALUE! | #VALUE! | 0 | 0 | 0.20123 | 0.20123 | #VALUE! | #VALUE! | #VALUE! | #VALUE! | 0 | 0 | 0.20123 | 0.20123 | #VALUE! | #VALUE! | #VALUE! | #VALUE! | 0 | 0 | 0.20123 | 0.20123 | #VALUE! | #VALUE! |  |  |  | #VALUE! | #VALUE! | #VALUE! | #VALUE! | #VALUE! | #VALUE! | #VALUE!
Tuesday | 2 | 8 | 15 | 927 | 0 | 0 | 0 | 0 | 0 | 0 | 0 | 0 | 0 | 0 | 0 | 0 | 0 | 0 | 0 | 0 | 0 | 0 | 0 | 0 | 0 | 0 | 0 | 0 | 0 | 0 | 0 | 0 | 0 | 0 | 0 | 0 | 0 | 0 | 0 | 0 | 0 | 0 | 0 | 0 |  | 0 | 0 | 0 |  | #VALUE! | #VALUE! | #VALUE! | #VALUE! |  |  | #VALUE! | #VALUE! | 0 | 0 | 0.20123 | 0.20123 | #VALUE! | #VALUE! | #VALUE! | #VALUE! | 0 | 0 | 0.20123 | 0.20123 | #VALUE! | #VALUE! | #VALUE! | #VALUE! | 0 | 0 | 0.20123 | 0.20123 | #VALUE! | #VALUE! |  |  |  | #VALUE! | #VALUE! | #VALUE! | #VALUE! | #VALUE! | #VALUE! | #VALUE!
Tuesday | 2 | 8 | 16 | 928 | 0 | 0 | 0 | 0 | 0 | 0 | 0 | 0 | 0 | 0 | 0 | 0 | 0 | 0 | 0 | 0 | 0 | 0 | 0 | 0 | 0 | 0 | 0 | 0 | 0 | 0 | 0 | 0 | 0 | 0 | 0 | 0 | 0 | 0 | 0 | 0 | 0 | 0 | 0 | 0 |  | 0 | 0 | 0 |  | #VALUE! | #VALUE! | #VALUE! | #VALUE! |  |  | #VALUE! | #VALUE! | 0 | 0 | 0.20123 | 0.20123 | #VALUE! | #VALUE! | #VALUE! | #VALUE! | 0 | 0 | 0.20123 | 0.20123 | #VALUE! | #VALUE! | #VALUE! | #VALUE! | 0 | 0 | 0.20123 | 0.20123 | #VALUE! | #VALUE! |  |  |  | #VALUE! | #VALUE! | #VALUE! | #VALUE! | #VALUE! | #VALUE! | #VALUE!
Tuesday | 2 | 8 | 17 | 929 | 0 | 0 | 0 | 0 | 0 | 0 | 0 | 0 | 0 | 0 | 0 | 0 | 0 | 0 | 0 | 0 | 0 | 0 | 0 | 0 | 0 | 0 | 0 | 0 | 0 | 0 | 0 | 0 | 0 | 0 | 0 | 0 | 0 | 0 | 0 | 0 | 0 | 0 | 0 | 0 |  | 0 | 0 | 0 |  | #VALUE! | #VALUE! | #VALUE! | #VALUE! |  |  | #VALUE! | #VALUE! | 0 | 0 | 0.20123 | 0.20123 | #VALUE! | #VALUE! | #VALUE! | #VALUE! | 0 | 0 | 0.20123 | 0.20123 | #VALUE! | #VALUE! | #VALUE! | #VALUE! | 0 | 0 | 0.20123 | 0.20123 | #VALUE! | #VALUE! |  |  |  | #VALUE! | #VALUE! | #VALUE! | #VALUE! | #VALUE! | #VALUE! | #VALUE!
Tuesday | 2 | 8 | 18 | 930 | 0 | 0 | 0 | 0 | 0 | 0 | 0 | 0 | 0 | 0 | 0 | 0 | 0 | 0 | 0 | 0 | 0 | 0 | 0 | 0 | 0 | 0 | 0 | 0 | 0 | 0 | 0 | 0 | 0 | 0 | 0 | 0 | 0 | 0 | 0 | 0 | 0 | 0 | 0 | 0 |  | 0 | 0 | 0 |  | #VALUE! | #VALUE! | #VALUE! | #VALUE! |  |  | #VALUE! | #VALUE! | 0 | 0 | 0.20123 | 0.20123 | #VALUE! | #VALUE! | #VALUE! | #VALUE! | 0 | 0 | 0.20123 | 0.20123 | #VALUE! | #VALUE! | #VALUE! | #VALUE! | 0 | 0 | 0.20123 | 0.20123 | #VALUE! | #VALUE! |  |  |  | #VALUE! | #VALUE! | #VALUE! | #VALUE! | #VALUE! | #VALUE! | #VALUE!
Tuesday | 2 | 8 | 19 | 931 | 0 | 0 | 0 | 0 | 0 | 0 | 0 | 0 | 0 | 0 | 0 | 0 | 0 | 0 | 0 | 0 | 0 | 0 | 0 | 0 | 0 | 0 | 0 | 0 | 0 | 0 | 0 | 0 | 0 | 0 | 0 | 0 | 0 | 0 | 0 | 0 | 0 | 0 | 0 | 0 |  | 0 | 0 | 0 |  | #VALUE! | #VALUE! | #VALUE! | #VALUE! |  |  | #VALUE! | #VALUE! | 0 | 0 | 0.20123 | 0.20123 | #VALUE! | #VALUE! | #VALUE! | #VALUE! | 0 | 0 | 0.20123 | 0.20123 | #VALUE! | #VALUE! | #VALUE! | #VALUE! | 0 | 0 | 0.20123 | 0.20123 | #VALUE! | #VALUE! |  |  |  | #VALUE! | #VALUE! | #VALUE! | #VALUE! | #VALUE! | #VALUE! | #VALUE!
Tuesday | 2 | 8 | 20 | 932 | 0 | 0 | 0 | 0 | 0 | 0 | 0 | 0 | 0 | 0 | 0 | 0 | 0 | 0 | 0 | 0 | 0 | 0 | 0 | 0 | 0 | 0 | 0 | 0 | 0 | 0 | 0 | 0 | 0 | 0 | 0 | 0 | 0 | 0 | 0 | 0 | 0 | 0 | 0 | 0 |  | 0 | 0 | 0 |  | #VALUE! | #VALUE! | #VALUE! | #VALUE! |  |  | #VALUE! | #VALUE! | 0 | 0 | 0.20123 | 0.20123 | #VALUE! | #VALUE! | #VALUE! | #VALUE! | 0 | 0 | 0.20123 | 0.20123 | #VALUE! | #VALUE! | #VALUE! | #VALUE! | 0 | 0 | 0.20123 | 0.20123 | #VALUE! | #VALUE! |  |  |  | #VALUE! | #VALUE! | #VALUE! | #VALUE! | #VALUE! | #VALUE! | #VALUE!
Tuesday | 2 | 8 | 21 | 933 | 0 | 0 | 0 | 0 | 0 | 0 | 0 | 0 | 0 | 0 | 0 | 0 | 0 | 0 | 0 | 0 | 0 | 0 | 0 | 0 | 0 | 0 | 0 | 0 | 0 | 0 | 0 | 0 | 0 | 0 | 0 | 0 | 0 | 0 | 0 | 0 | 0 | 0 | 0 | 0 |  | 0 | 0 | 0 |  | #VALUE! | #VALUE! | #VALUE! | #VALUE! |  |  | #VALUE! | #VALUE! | 0 | 0 | 0.20123 | 0.20123 | #VALUE! | #VALUE! | #VALUE! | #VALUE! | 0 | 0 | 0.20123 | 0.20123 | #VALUE! | #VALUE! | #VALUE! | #VALUE! | 0 | 0 | 0.20123 | 0.20123 | #VALUE! | #VALUE! |  |  |  | #VALUE! | #VALUE! | #VALUE! | #VALUE! | #VALUE! | #VALUE! | #VALUE!
Tuesday | 2 | 8 | 22 | 934 | 0 | 0 | 0 | 0 | 0 | 0 | 0 | 0 | 0 | 0 | 0 | 0 | 0 | 0 | 0 | 0 | 0 | 0 | 0 | 0 | 0 | 0 | 0 | 0 | 0 | 0 | 0 | 0 | 0 | 0 | 0 | 0 | 0 | 0 | 0 | 0 | 0 | 0 | 0 | 0 |  | 0 | 0 | 0 |  | #VALUE! | #VALUE! | #VALUE! | #VALUE! |  |  | #VALUE! | #VALUE! | 0 | 0 | 0.20123 | 0.20123 | #VALUE! | #VALUE! | #VALUE! | #VALUE! | 0 | 0 | 0.20123 | 0.20123 | #VALUE! | #VALUE! | #VALUE! | #VALUE! | 0 | 0 | 0.20123 | 0.20123 | #VALUE! | #VALUE! |  |  |  | #VALUE! | #VALUE! | #VALUE! | #VALUE! | #VALUE! | #VALUE! | #VALUE!
Tuesday | 2 | 8 | 23 | 935 | 0 | 0 | 0 | 0 | 0 | 0 | 0 | 0 | 0 | 0 | 0 | 0 | 0 | 0 | 0 | 0 | 0 | 0 | 0 | 0 | 0 | 0 | 0 | 0 | 0 | 0 | 0 | 0 | 0 | 0 | 0 | 0 | 0 | 0 | 0 | 0 | 0 | 0 | 0 | 0 |  | 0 | 0 | 0 |  | #VALUE! | #VALUE! | #VALUE! | #VALUE! |  |  | #VALUE! | #VALUE! | 0 | 0 | 0.20123 | 0.20123 | #VALUE! | #VALUE! | #VALUE! | #VALUE! | 0 | 0 | 0.20123 | 0.20123 | #VALUE! | #VALUE! | #VALUE! | #VALUE! | 0 | 0 | 0.20123 | 0.20123 | #VALUE! | #VALUE! |  |  |  | #VALUE! | #VALUE! | #VALUE! | #VALUE! | #VALUE! | #VALUE! | #VALUE!
Tuesday | 2 | 8 | 24 | 936 | 0 | 0 | 0 | 0 | 0 | 0 | 0 | 0 | 0 | 0 | 0 | 0 | 0 | 0 | 0 | 0 | 0 | 0 | 0 | 0 | 0 | 0 | 0 | 0 | 0 | 0 | 0 | 0 | 0 | 0 | 0 | 0 | 0 | 0 | 0 | 0 | 0 | 0 | 0 | 0 |  | 0 | 0 | 0 |  | #VALUE! | #VALUE! | #VALUE! | #VALUE! |  |  | #VALUE! | #VALUE! | 0 | 0 | 0.20123 | 0.20123 | #VALUE! | #VALUE! | #VALUE! | #VALUE! | 0 | 0 | 0.20123 | 0.20123 | #VALUE! | #VALUE! | #VALUE! | #VALUE! | 0 | 0 | 0.20123 | 0.20123 | #VALUE! | #VALUE! |  |  |  | #VALUE! | #VALUE! | #VALUE! | #VALUE! | #VALUE! | #VALUE! | #VALUE!
Wednesday | 2 | 9 | 1 | 937 | 0 | 0 | 0 | 0 | 0 | 0 | 0 | 0 | 0 | 0 | 0 | 0 | 0 | 0 | 0 | 0 | 0 | 0 | 0 | 0 | 0 | 0 | 0 | 0 | 0 | 0 | 0 | 0 | 0 | 0 | 0 | 0 | 0 | 0 | 0 | 0 | 0 | 0 | 0 | 0 |  | 0 | 0 | 0 |  | #VALUE! | #VALUE! | #VALUE! | #VALUE! |  |  | #VALUE! | #VALUE! | 0 | 0 | 0.20123 | 0.20123 | #VALUE! | #VALUE! | #VALUE! | #VALUE! | 0 | 0 | 0.20123 | 0.20123 | #VALUE! | #VALUE! | #VALUE! | #VALUE! | 0 | 0 | 0.20123 | 0.20123 | #VALUE! | #VALUE! |  |  |  | #VALUE! | #VALUE! | #VALUE! | #VALUE! | #VALUE! | #VALUE! | #VALUE!
Wednesday | 2 | 9 | 2 | 938 | 0 | 0 | 0 | 0 | 0 | 0 | 0 | 0 | 0 | 0 | 0 | 0 | 0 | 0 | 0 | 0 | 0 | 0 | 0 | 0 | 0 | 0 | 0 | 0 | 0.0019936 | 0 | 0 | 0 | 0 | 0 | 0 | 0 | 0 | 0 | 0 | 0 | 0 | 0 | 0 | 0 |  | 0 | 0 | 0 |  | #VALUE! | #VALUE! | #VALUE! | #VALUE! |  |  | #VALUE! | #VALUE! | 0 | 0 | 0.20123 | 0.20123 | #VALUE! | #VALUE! | #VALUE! | #VALUE! | 0 | 0 | 0.20123 | 0.20123 | #VALUE! | #VALUE! | #VALUE! | #VALUE! | 0 | 0 | 0.20123 | 0.20123 | #VALUE! | #VALUE! |  |  |  | #VALUE! | #VALUE! | #VALUE! | #VALUE! | #VALUE! | #VALUE! | #VALUE!
Wednesday | 2 | 9 | 3 | 939 | 0 | 0 | 0 | 0 | 0 | 0 | 0 | 0 | 0 | 0 | 0 | 0 | 0 | 0 | 0 | 0 | 0 | 0 | 0 | 0 | 0 | 0 | 0 | 0 | 0.0073957 | 0 | 0 | 0 | 0 | 0 | 0 | 0 | 0 | 0 | 0 | 0 | 0 | 0 | 0 | 0 |  | 0 | 0 | 0 |  | #VALUE! | #VALUE! | #VALUE! | #VALUE! |  |  | #VALUE! | #VALUE! | 0 | 0 | 0.20123 | 0.20123 | #VALUE! | #VALUE! | #VALUE! | #VALUE! | 0 | 0 | 0.20123 | 0.20123 | #VALUE! | #VALUE! | #VALUE! | #VALUE! | 0 | 0 | 0.20123 | 0.20123 | #VALUE! | #VALUE! |  |  |  | #VALUE! | #VALUE! | #VALUE! | #VALUE! | #VALUE! | #VALUE! | #VALUE!
Wednesday | 2 | 9 | 4 | 940 | 0 | 0 | 0 | 0 | 0 | 0 | 0 | 0 | 0 | 0 | 0 | 0 | 0 | 0 | 0 | 0 | 0 | 0 | 0 | 0 | 0 | 0 | 0 | 0 | 0 | 0 | 0 | 0 | 0 | 0 | 0 | 0 | 0 | 0 | 0 | 0 | 0 | 0 | 0 | 0 |  | 0 | 0 | 0 |  | #VALUE! | #VALUE! | #VALUE! | #VALUE! |  |  | #VALUE! | #VALUE! | 0 | 0 | 0.20123 | 0.20123 | #VALUE! | #VALUE! | #VALUE! | #VALUE! | 0 | 0 | 0.20123 | 0.20123 | #VALUE! | #VALUE! | #VALUE! | #VALUE! | 0 | 0 | 0.20123 | 0.20123 | #VALUE! | #VALUE! |  |  |  | #VALUE! | #VALUE! | #VALUE! | #VALUE! | #VALUE! | #VALUE! | #VALUE!
Wednesday | 2 | 9 | 5 | 941 | 0 | 0 | 0 | 0 | 0 | 0 | 0 | 0 | 0 | 0 | 0 | 0 | 0 | 0 | 0 | 0 | 0 | 0 | 0 | 0 | 0 | 0 | 0 | 0 | 0 | 0 | 0 | 0 | 0 | 0 | 0 | 0 | 0 | 0 | 0 | 0 | 0 | 0 | 0 | 0 |  | 0 | 0 | 0 |  | #VALUE! | #VALUE! | #VALUE! | #VALUE! |  |  | #VALUE! | #VALUE! | 0 | 0 | 0.20123 | 0.20123 | #VALUE! | #VALUE! | #VALUE! | #VALUE! | 0 | 0 | 0.20123 | 0.20123 | #VALUE! | #VALUE! | #VALUE! | #VALUE! | 0 | 0 | 0.20123 | 0.20123 | #VALUE! | #VALUE! |  |  |  | #VALUE! | #VALUE! | #VALUE! | #VALUE! | #VALUE! | #VALUE! | #VALUE!
Wednesday | 2 | 9 | 6 | 942 | 0 | 0 | 0 | 0 | 0 | 0 | 0 | 0 | 0 | 0 | 0 | 0 | 0 | 0 | 0 | 0 | 0 | 0 | 0 | 0 | 0 | 0 | 0 | 0 | 0 | 0 | 0 | 0 | 0 | 0 | 0 | 0 | 0 | 0 | 0 | 0 | 0 | 0 | 0 | 0 |  | 0 | 0 | 0 |  | #VALUE! | #VALUE! | #VALUE! | #VALUE! |  |  | #VALUE! | #VALUE! | 0 | 0 | 0.20123 | 0.20123 | #VALUE! | #VALUE! | #VALUE! | #VALUE! | 0 | 0 | 0.20123 | 0.20123 | #VALUE! | #VALUE! | #VALUE! | #VALUE! | 0 | 0 | 0.20123 | 0.20123 | #VALUE! | #VALUE! |  |  |  | #VALUE! | #VALUE! | #VALUE! | #VALUE! | #VALUE! | #VALUE! | #VALUE!
Wednesday | 2 | 9 | 7 | 943 | 0 | 0 | 0 | 0 | 0 | 0 | 0 | 0 | 0 | 0 | 0 | 0 | 0 | 0 | 0 | 0 | 0 | 0 | 0 | 0 | 0 | 0 | 0 | 0 | 0 | 0 | 0 | 0 | 0 | 0 | 0 | 0 | 0 | 0 | 0 | 0 | 0 | 0 | 0 | 0 |  | 0 | 0 | 0 |  | #VALUE! | #VALUE! | #VALUE! | #VALUE! |  |  | #VALUE! | #VALUE! | 0 | 0 | 0.20123 | 0.20123 | #VALUE! | #VALUE! | #VALUE! | #VALUE! | 0 | 0 | 0.20123 | 0.20123 | #VALUE! | #VALUE! | #VALUE! | #VALUE! | 0 | 0 | 0.20123 | 0.20123 | #VALUE! | #VALUE! |  |  |  | #VALUE! | #VALUE! | #VALUE! | #VALUE! | #VALUE! | #VALUE! | #VALUE!
Wednesday | 2 | 9 | 8 | 944 | 0 | 0 | 0 | 0 | 0 | 0 | 0 | 0 | 0 | 0 | 0 | 0 | 0 | 0 | 0 | 0 | 0 | 0 | 0 | 0 | 0 | 0 | 0 | 0 | 0 | 0 | 0 | 0 | 0 | 0 | 0 | 0 | 0 | 0 | 0 | 0 | 0 | 0 | 0 | 0 |  | 0 | 0 | 0 |  | #VALUE! | #VALUE! | #VALUE! | #VALUE! |  |  | #VALUE! | #VALUE! | 0 | 0 | 0.20123 | 0.20123 | #VALUE! | #VALUE! | #VALUE! | #VALUE! | 0 | 0 | 0.20123 | 0.20123 | #VALUE! | #VALUE! | #VALUE! | #VALUE! | 0 | 0 | 0.20123 | 0.20123 | #VALUE! | #VALUE! |  |  |  | #VALUE! | #VALUE! | #VALUE! | #VALUE! | #VALUE! | #VALUE! | #VALUE!
Wednesday | 2 | 9 | 9 | 945 | 0 | 0 | 0 | 0 | 0 | 0 | 0 | 0 | 0 | 0 | 0 | 0 | 0 | 0 | 0 | 0 | 0 | 0 | 0 | 0 | 0 | 0 | 0 | 0 | 0 | 0 | 0 | 0 | 0 | 0 | 0 | 0 | 0 | 0 | 0 | 0 | 0 | 0 | 0 | 0 |  | 0 | 0 | 0 |  | #VALUE! | #VALUE! | #VALUE! | #VALUE! |  |  | #VALUE! | #VALUE! | 0 | 0 | 0.20123 | 0.20123 | #VALUE! | #VALUE! | #VALUE! | #VALUE! | 0 | 0 | 0.20123 | 0.20123 | #VALUE! | #VALUE! | #VALUE! | #VALUE! | 0 | 0 | 0.20123 | 0.20123 | #VALUE! | #VALUE! |  |  |  | #VALUE! | #VALUE! | #VALUE! | #VALUE! | #VALUE! | #VALUE! | #VALUE!
Wednesday | 2 | 9 | 10 | 946 | 0 | 0 | 0 | 0 | 0 | 0 | 0 | 0 | 0 | 0 | 0 | 0 | 0 | 0 | 0 | 0 | 0 | 0 | 0 | 0 | 0 | 0 | 0 | 0 | 0 | 0 | 0 | 0 | 0 | 0 | 0 | 0 | 0 | 0 | 0 | 0 | 0 | 0 | 0 | 0 |  | 0 | 0 | 0 |  | #VALUE! | #VALUE! | #VALUE! | #VALUE! |  |  | #VALUE! | #VALUE! | 0 | 0 | 0.20123 | 0.20123 | #VALUE! | #VALUE! | #VALUE! | #VALUE! | 0 | 0 | 0.20123 | 0.20123 | #VALUE! | #VALUE! | #VALUE! | #VALUE! | 0 | 0 | 0.20123 | 0.20123 | #VALUE! | #VALUE! |  |  |  | #VALUE! | #VALUE! | #VALUE! | #VALUE! | #VALUE! | #VALUE! | #VALUE!
Wednesday | 2 | 9 | 11 | 947 | 0 | 0 | 0 | 0 | 0 | 0 | 0 | 0 | 0 | 0 | 0 | 0 | 0 | 0 | 0 | 0 | 0 | 0 | 0 | 0 | 0 | 0 | 0 | 0 | 0 | 0 | 0 | 0 | 0 | 0 | 0 | 0 | 0 | 0 | 0 | 0 | 0 | 0 | 0 | 0 |  | 0 | 0 | 0 |  | #VALUE! | #VALUE! | #VALUE! | #VALUE! |  |  | #VALUE! | #VALUE! | 0 | 0 | 0.20123 | 0.20123 | #VALUE! | #VALUE! | #VALUE! | #VALUE! | 0 | 0 | 0.20123 | 0.20123 | #VALUE! | #VALUE! | #VALUE! | #VALUE! | 0 | 0 | 0.20123 | 0.20123 | #VALUE! | #VALUE! |  |  |  | #VALUE! | #VALUE! | #VALUE! | #VALUE! | #VALUE! | #VALUE! | #VALUE!
Wednesday | 2 | 9 | 12 | 948 | 0 | 0 | 0 | 0 | 0 | 0 | 0 | 0 | 0 | 0 | 0 | 0 | 0 | 0 | 0 | 0 | 0 | 0 | 0 | 0 | 0 | 0 | 0 | 0 | 0 | 0 | 0 | 0 | 0 | 0 | 0 | 0 | 0 | 0 | 0 | 0 | 0 | 0 | 0 | 0 |  | 0 | 0 | 0 |  | #VALUE! | #VALUE! | #VALUE! | #VALUE! |  |  | #VALUE! | #VALUE! | 0 | 0 | 0.20123 | 0.20123 | #VALUE! | #VALUE! | #VALUE! | #VALUE! | 0 | 0 | 0.20123 | 0.20123 | #VALUE! | #VALUE! | #VALUE! | #VALUE! | 0 | 0 | 0.20123 | 0.20123 | #VALUE! | #VALUE! |  |  |  | #VALUE! | #VALUE! | #VALUE! | #VALUE! | #VALUE! | #VALUE! | #VALUE!
Wednesday | 2 | 9 | 13 | 949 | 0 | 0 | 0 | 0 | 0 | 0 | 0 | 0 | 0 | 0 | 0 | 0 | 0 | 0 | 0 | 0 | 0 | 0 | 0 | 0 | 0 | 0 | 0 | 0 | 0 | 0 | 0 | 0 | 0 | 0 | 0 | 0 | 0 | 0 | 0 | 0 | 0 | 0 | 0 | 0 |  | 0 | 0 | 0 |  | #VALUE! | #VALUE! | #VALUE! | #VALUE! |  |  | #VALUE! | #VALUE! | 0 | 0 | 0.20123 | 0.20123 | #VALUE! | #VALUE! | #VALUE! | #VALUE! | 0 | 0 | 0.20123 | 0.20123 | #VALUE! | #VALUE! | #VALUE! | #VALUE! | 0 | 0 | 0.20123 | 0.20123 | #VALUE! | #VALUE! |  |  |  | #VALUE! | #VALUE! | #VALUE! | #VALUE! | #VALUE! | #VALUE! | #VALUE!
Wednesday | 2 | 9 | 14 | 950 | 0 | 0 | 0 | 0 | 0 | 0 | 0 | 0 | 0 | 0 | 0 | 0 | 0 | 0 | 0 | 0 | 0 | 0 | 0 | 0 | 0 | 0 | 0 | 0 | 0 | 0 | 0 | 0 | 0 | 0 | 0 | 0 | 0 | 0 | 0 | 0 | 0 | 0 | 0 | 0 |  | 0 | 0 | 0 |  | #VALUE! | #VALUE! | #VALUE! | #VALUE! |  |  | #VALUE! | #VALUE! | 0 | 0 | 0.20123 | 0.20123 | #VALUE! | #VALUE! | #VALUE! | #VALUE! | 0 | 0 | 0.20123 | 0.20123 | #VALUE! | #VALUE! | #VALUE! | #VALUE! | 0 | 0 | 0.20123 | 0.20123 | #VALUE! | #VALUE! |  |  |  | #VALUE! | #VALUE! | #VALUE! | #VALUE! | #VALUE! | #VALUE! | #VALUE!
Wednesday | 2 | 9 | 15 | 951 | 0 | 0 | 0 | 0 | 0 | 0 | 0 | 0 | 0 | 0 | 0 | 0 | 0 | 0 | 0 | 0 | 0 | 0 | 0 | 0 | 0 | 0 | 0 | 0 | 0 | 0 | 0 | 0 | 0 | 0 | 0 | 0 | 0 | 0 | 0 | 0 | 0 | 0 | 0 | 0 |  | 0 | 0 | 0 |  | #VALUE! | #VALUE! | #VALUE! | #VALUE! |  |  | #VALUE! | #VALUE! | 0 | 0 | 0.20123 | 0.20123 | #VALUE! | #VALUE! | #VALUE! | #VALUE! | 0 | 0 | 0.20123 | 0.20123 | #VALUE! | #VALUE! | #VALUE! | #VALUE! | 0 | 0 | 0.20123 | 0.20123 | #VALUE! | #VALUE! |  |  |  | #VALUE! | #VALUE! | #VALUE! | #VALUE! | #VALUE! | #VALUE! | #VALUE!
Wednesday | 2 | 9 | 16 | 952 | 0 | 0 | 0 | 0 | 0 | 0 | 0 | 0 | 0 | 0 | 0 | 0 | 0 | 0 | 0 | 0 | 0 | 0 | 0 | 0 | 0 | 0 | 0 | 0 | 0 | 0 | 0 | 0 | 0 | 0 | 0 | 0 | 0 | 0 | 0 | 0 | 0 | 0 | 0 | 0 |  | 0 | 0 | 0 |  | #VALUE! | #VALUE! | #VALUE! | #VALUE! |  |  | #VALUE! | #VALUE! | 0 | 0 | 0.20123 | 0.20123 | #VALUE! | #VALUE! | #VALUE! | #VALUE! | 0 | 0 | 0.20123 | 0.20123 | #VALUE! | #VALUE! | #VALUE! | #VALUE! | 0 | 0 | 0.20123 | 0.20123 | #VALUE! | #VALUE! |  |  |  | #VALUE! | #VALUE! | #VALUE! | #VALUE! | #VALUE! | #VALUE! | #VALUE!
Wednesday | 2 | 9 | 17 | 953 | 0 | 0 | 0 | 0 | 0 | 0 | 0 | 0 | 0 | 0 | 0 | 0 | 0 | 0 | 0 | 0 | 0 | 0 | 0 | 0 | 0 | 0 | 0 | 0 | 0 | 0 | 0 | 0 | 0 | 0 | 0 | 0 | 0 | 0 | 0 | 0 | 0 | 0 | 0 | 0 |  | 0 | 0 | 0 |  | #VALUE! | #VALUE! | #VALUE! | #VALUE! |  |  | #VALUE! | #VALUE! | 0 | 0 | 0.20123 | 0.20123 | #VALUE! | #VALUE! | #VALUE! | #VALUE! | 0 | 0 | 0.20123 | 0.20123 | #VALUE! | #VALUE! | #VALUE! | #VALUE! | 0 | 0 | 0.20123 | 0.20123 | #VALUE! | #VALUE! |  |  |  | #VALUE! | #VALUE! | #VALUE! | #VALUE! | #VALUE! | #VALUE! | #VALUE!
Wednesday | 2 | 9 | 18 | 954 | 0 | 0 | 0 | 0 | 0 | 0 | 0 | 0 | 0 | 0 | 0 | 0 | 0 | 0 | 0 | 0 | 0 | 0 | 0 | 0 | 0 | 0 | 0 | 0 | 0 | 0 | 0 | 0 | 0 | 0 | 0 | 0 | 0 | 0 | 0 | 0 | 0 | 0 | 0 | 0 |  | 0 | 0 | 0 |  | #VALUE! | #VALUE! | #VALUE! | #VALUE! |  |  | #VALUE! | #VALUE! | 0 | 0 | 0.20123 | 0.20123 | #VALUE! | #VALUE! | #VALUE! | #VALUE! | 0 | 0 | 0.20123 | 0.20123 | #VALUE! | #VALUE! | #VALUE! | #VALUE! | 0 | 0 | 0.20123 | 0.20123 | #VALUE! | #VALUE! |  |  |  | #VALUE! | #VALUE! | #VALUE! | #VALUE! | #VALUE! | #VALUE! | #VALUE!
Wednesday | 2 | 9 | 19 | 955 | 0 | 0 | 0 | 0 | 0 | 0 | 0 | 0 | 0 | 0 | 0 | 0 | 0 | 0 | 0 | 0 | 0 | 0 | 0 | 0 | 0 | 0 | 0 | 0 | 0 | 0 | 0 | 0 | 0 | 0 | 0 | 0 | 0 | 0 | 0 | 0 | 0 | 0 | 0 | 0 |  | 0 | 0 | 0 |  | #VALUE! | #VALUE! | #VALUE! | #VALUE! |  |  | #VALUE! | #VALUE! | 0 | 0 | 0.20123 | 0.20123 | #VALUE! | #VALUE! | #VALUE! | #VALUE! | 0 | 0 | 0.20123 | 0.20123 | #VALUE! | #VALUE! | #VALUE! | #VALUE! | 0 | 0 | 0.20123 | 0.20123 | #VALUE! | #VALUE! |  |  |  | #VALUE! | #VALUE! | #VALUE! | #VALUE! | #VALUE! | #VALUE! | #VALUE!
Wednesday | 2 | 9 | 20 | 956 | 0 | 0 | 0 | 0 | 0 | 0 | 0 | 0 | 0 | 0 | 0 | 0 | 0 | 0 | 0 | 0 | 0 | 0 | 0 | 0 | 0 | 0 | 0 | 0 | 0 | 0 | 0 | 0 | 0 | 0 | 0 | 0 | 0 | 0 | 0 | 0 | 0 | 0 | 0 | 0 |  | 0 | 0 | 0 |  | #VALUE! | #VALUE! | #VALUE! | #VALUE! |  |  | #VALUE! | #VALUE! | 0 | 0 | 0.20123 | 0.20123 | #VALUE! | #VALUE! | #VALUE! | #VALUE! | 0 | 0 | 0.20123 | 0.20123 | #VALUE! | #VALUE! | #VALUE! | #VALUE! | 0 | 0 | 0.20123 | 0.20123 | #VALUE! | #VALUE! |  |  |  | #VALUE! | #VALUE! | #VALUE! | #VALUE! | #VALUE! | #VALUE! | #VALUE!
Wednesday | 2 | 9 | 21 | 957 | 0 | 0 | 0 | 0 | 0 | 0 | 0 | 0 | 0 | 0 | 0 | 0 | 0 | 0 | 0 | 0 | 0 | 0 | 0 | 0 | 0 | 0 | 0 | 0 | 0 | 0 | 0 | 0 | 0 | 0 | 0 | 0 | 0 | 0 | 0 | 0 | 0 | 0 | 0 | 0 |  | 0 | 0 | 0 |  | #VALUE! | #VALUE! | #VALUE! | #VALUE! |  |  | #VALUE! | #VALUE! | 0 | 0 | 0.20123 | 0.20123 | #VALUE! | #VALUE! | #VALUE! | #VALUE! | 0 | 0 | 0.20123 | 0.20123 | #VALUE! | #VALUE! | #VALUE! | #VALUE! | 0 | 0 | 0.20123 | 0.20123 | #VALUE! | #VALUE! |  |  |  | #VALUE! | #VALUE! | #VALUE! | #VALUE! | #VALUE! | #VALUE! | #VALUE!
Wednesday | 2 | 9 | 22 | 958 | 0 | 0 | 0 | 0 | 0 | 0 | 0 | 0 | 0 | 0 | 0 | 0 | 0 | 0 | 0 | 0 | 0 | 0 | 0 | 0 | 0 | 0 | 0 | 0 | 0 | 0 | 0 | 0 | 0 | 0 | 0 | 0 | 0 | 0 | 0 | 0 | 0 | 0 | 0 | 0 |  | 0 | 0 | 0 |  | #VALUE! | #VALUE! | #VALUE! | #VALUE! |  |  | #VALUE! | #VALUE! | 0 | 0 | 0.20123 | 0.20123 | #VALUE! | #VALUE! | #VALUE! | #VALUE! | 0 | 0 | 0.20123 | 0.20123 | #VALUE! | #VALUE! | #VALUE! | #VALUE! | 0 | 0 | 0.20123 | 0.20123 | #VALUE! | #VALUE! |  |  |  | #VALUE! | #VALUE! | #VALUE! | #VALUE! | #VALUE! | #VALUE! | #VALUE!
Wednesday | 2 | 9 | 23 | 959 | 0 | 0 | 0 | 0 | 0 | 0 | 0 | 0 | 0 | 0 | 0 | 0 | 0 | 0 | 0 | 0 | 0 | 0 | 0 | 0 | 0 | 0 | 0 | 0 | 0 | 0 | 0 | 0 | 0 | 0 | 0 | 0 | 0 | 0 | 0 | 0 | 0 | 0 | 0 | 0 |  | 0 | 0 | 0 |  | #VALUE! | #VALUE! | #VALUE! | #VALUE! |  |  | #VALUE! | #VALUE! | 0 | 0 | 0.20123 | 0.20123 | #VALUE! | #VALUE! | #VALUE! | #VALUE! | 0 | 0 | 0.20123 | 0.20123 | #VALUE! | #VALUE! | #VALUE! | #VALUE! | 0 | 0 | 0.20123 | 0.20123 | #VALUE! | #VALUE! |  |  |  | #VALUE! | #VALUE! | #VALUE! | #VALUE! | #VALUE! | #VALUE! | #VALUE!
Wednesday | 2 | 9 | 24 | 960 | 0 | 0 | 0 | 0 | 0 | 0 | 0 | 0 | 0 | 0 | 0 | 0 | 0 | 0 | 0 | 0 | 0 | 0 | 0 | 0 | 0 | 0 | 0 | 0 | 0 | 0 | 0 | 0 | 0 | 0 | 0 | 0 | 0 | 0 | 0 | 0 | 0 | 0 | 0 | 0 |  | 0 | 0 | 0 |  | #VALUE! | #VALUE! | #VALUE! | #VALUE! |  |  | #VALUE! | #VALUE! | 0 | 0 | 0.20123 | 0.20123 | #VALUE! | #VALUE! | #VALUE! | #VALUE! | 0 | 0 | 0.20123 | 0.20123 | #VALUE! | #VALUE! | #VALUE! | #VALUE! | 0 | 0 | 0.20123 | 0.20123 | #VALUE! | #VALUE! |  |  |  | #VALUE! | #VALUE! | #VALUE! | #VALUE! | #VALUE! | #VALUE! | #VALUE!
Thursday | 2 | 10 | 1 | 961 | 0 | 0 | 0 | 0 | 0 | 0 | 0 | 0 | 0 | 0 | 0 | 0 | 0 | 0 | 0 | 0 | 0 | 0 | 0 | 0 | 0 | 0 | 0 | 0 | 0 | 0 | 0 | 0 | 0 | 0 | 0 | 0 | 0 | 0 | 0 | 0 | 0 | 0 | 0 | 0 |  | 0 | 0 | 0 |  | #VALUE! | #VALUE! | #VALUE! | #VALUE! |  |  | #VALUE! | #VALUE! | 0 | 0 | 0.20123 | 0.20123 | #VALUE! | #VALUE! | #VALUE! | #VALUE! | 0 | 0 | 0.20123 | 0.20123 | #VALUE! | #VALUE! | #VALUE! | #VALUE! | 0 | 0 | 0.20123 | 0.20123 | #VALUE! | #VALUE! |  |  |  | #VALUE! | #VALUE! | #VALUE! | #VALUE! | #VALUE! | #VALUE! | #VALUE!
Thursday | 2 | 10 | 2 | 962 | 0 | 0 | 0 | 0 | 0 | 0 | 0 | 0 | 0 | 0 | 0 | 0 | 0 | 0 | 0 | 0 | 0 | 0 | 0 | 0 | 0 | 0 | 0 | 0 | 0.0018963 | 0 | 0 | 0 | 0 | 0 | 0 | 0 | 0 | 0 | 0 | 0 | 0 | 0 | 0 | 0 |  | 0 | 0 | 0 |  | #VALUE! | #VALUE! | #VALUE! | #VALUE! |  |  | #VALUE! | #VALUE! | 0 | 0 | 0.20123 | 0.20123 | #VALUE! | #VALUE! | #VALUE! | #VALUE! | 0 | 0 | 0.20123 | 0.20123 | #VALUE! | #VALUE! | #VALUE! | #VALUE! | 0 | 0 | 0.20123 | 0.20123 | #VALUE! | #VALUE! |  |  |  | #VALUE! | #VALUE! | #VALUE! | #VALUE! | #VALUE! | #VALUE! | #VALUE!
Thursday | 2 | 10 | 3 | 963 | 0 | 0 | 0 | 0 | 0 | 0 | 0 | 0 | 0 | 0 | 0 | 0 | 0 | 0 | 0 | 0 | 0 | 0 | 0 | 0 | 0 | 0 | 0 | 0 | 0.012343 | 0 | 0 | 0 | 0 | 0 | 0 | 0 | 0 | 0 | 0 | 0 | 0 | 0 | 0 | 0 |  | 0 | 0 | 0 |  | #VALUE! | #VALUE! | #VALUE! | #VALUE! |  |  | #VALUE! | #VALUE! | 0 | 0 | 0.20123 | 0.20123 | #VALUE! | #VALUE! | #VALUE! | #VALUE! | 0 | 0 | 0.20123 | 0.20123 | #VALUE! | #VALUE! | #VALUE! | #VALUE! | 0 | 0 | 0.20123 | 0.20123 | #VALUE! | #VALUE! |  |  |  | #VALUE! | #VALUE! | #VALUE! | #VALUE! | #VALUE! | #VALUE! | #VALUE!
Thursday | 2 | 10 | 4 | 964 | 0 | 0 | 0 | 0 | 0 | 0 | 0 | 0 | 0 | 0 | 0 | 0 | 0 | 0 | 0 | 0 | 0 | 0 | 0 | 0 | 0 | 0 | 0 | 0 | 0 | 0 | 0 | 0 | 0 | 0 | 0 | 0 | 0 | 0 | 0 | 0 | 0 | 0 | 0 | 0 |  | 0 | 0 | 0 |  | #VALUE! | #VALUE! | #VALUE! | #VALUE! |  |  | #VALUE! | #VALUE! | 0 | 0 | 0.20123 | 0.20123 | #VALUE! | #VALUE! | #VALUE! | #VALUE! | 0 | 0 | 0.20123 | 0.20123 | #VALUE! | #VALUE! | #VALUE! | #VALUE! | 0 | 0 | 0.20123 | 0.20123 | #VALUE! | #VALUE! |  |  |  | #VALUE! | #VALUE! | #VALUE! | #VALUE! | #VALUE! | #VALUE! | #VALUE!
Thursday | 2 | 10 | 5 | 965 | 0 | 0 | 0 | 0 | 0 | 0 | 0 | 0 | 0 | 0 | 0 | 0 | 0 | 0 | 0 | 0 | 0 | 0 | 0 | 0 | 0 | 0 | 0 | 0 | 0 | 0 | 0 | 0 | 0 | 0 | 0 | 0 | 0 | 0 | 0 | 0 | 0 | 0 | 0 | 0 |  | 0 | 0 | 0 |  | #VALUE! | #VALUE! | #VALUE! | #VALUE! |  |  | #VALUE! | #VALUE! | 0 | 0 | 0.20123 | 0.20123 | #VALUE! | #VALUE! | #VALUE! | #VALUE! | 0 | 0 | 0.20123 | 0.20123 | #VALUE! | #VALUE! | #VALUE! | #VALUE! | 0 | 0 | 0.20123 | 0.20123 | #VALUE! | #VALUE! |  |  |  | #VALUE! | #VALUE! | #VALUE! | #VALUE! | #VALUE! | #VALUE! | #VALUE!
Thursday | 2 | 10 | 6 | 966 | 0 | 0 | 0 | 0 | 0 | 0 | 0 | 0 | 0 | 0 | 0 | 0 | 0 | 0 | 0 | 0 | 0 | 0 | 0 | 0 | 0 | 0 | 0 | 0 | 0 | 0 | 0 | 0 | 0 | 0 | 0 | 0 | 0 | 0 | 0 | 0 | 0 | 0 | 0 | 0 |  | 0 | 0 | 0 |  | #VALUE! | #VALUE! | #VALUE! | #VALUE! |  |  | #VALUE! | #VALUE! | 0 | 0 | 0.20123 | 0.20123 | #VALUE! | #VALUE! | #VALUE! | #VALUE! | 0 | 0 | 0.20123 | 0.20123 | #VALUE! | #VALUE! | #VALUE! | #VALUE! | 0 | 0 | 0.20123 | 0.20123 | #VALUE! | #VALUE! |  |  |  | #VALUE! | #VALUE! | #VALUE! | #VALUE! | #VALUE! | #VALUE! | #VALUE!
Thursday | 2 | 10 | 7 | 967 | 0 | 0 | 0 | 0 | 0 | 0 | 0 | 0 | 0 | 0 | 0 | 0 | 0 | 0 | 0 | 0 | 0 | 0 | 0 | 0 | 0 | 0 | 0 | 0 | 0 | 0 | 0 | 0 | 0 | 0 | 0 | 0 | 0 | 0 | 0 | 0 | 0 | 0 | 0 | 0 |  | 0 | 0 | 0 |  | #VALUE! | #VALUE! | #VALUE! | #VALUE! |  |  | #VALUE! | #VALUE! | 0 | 0 | 0.20123 | 0.20123 | #VALUE! | #VALUE! | #VALUE! | #VALUE! | 0 | 0 | 0.20123 | 0.20123 | #VALUE! | #VALUE! | #VALUE! | #VALUE! | 0 | 0 | 0.20123 | 0.20123 | #VALUE! | #VALUE! |  |  |  | #VALUE! | #VALUE! | #VALUE! | #VALUE! | #VALUE! | #VALUE! | #VALUE!
Thursday | 2 | 10 | 8 | 968 | 0 | 0 | 0 | 0 | 0 | 0 | 0 | 0 | 0 | 0 | 0 | 0 | 0 | 0 | 0 | 0 | 0 | 0 | 0 | 0 | 0 | 0 | 0 | 0 | 0 | 0 | 0 | 0 | 0 | 0 | 0 | 0 | 0 | 0 | 0 | 0 | 0 | 0 | 0 | 0 |  | 0 | 0 | 0 |  | #VALUE! | #VALUE! | #VALUE! | #VALUE! |  |  | #VALUE! | #VALUE! | 0 | 0 | 0.20123 | 0.20123 | #VALUE! | #VALUE! | #VALUE! | #VALUE! | 0 | 0 | 0.20123 | 0.20123 | #VALUE! | #VALUE! | #VALUE! | #VALUE! | 0 | 0 | 0.20123 | 0.20123 | #VALUE! | #VALUE! |  |  |  | #VALUE! | #VALUE! | #VALUE! | #VALUE! | #VALUE! | #VALUE! | #VALUE!
Thursday | 2 | 10 | 9 | 969 | 0 | 0 | 0 | 0 | 0 | 0 | 0 | 0 | 0 | 0 | 0 | 0 | 0 | 0 | 0 | 0 | 0 | 0 | 0 | 0 | 0 | 0 | 0 | 0 | 0 | 0 | 0 | 0 | 0 | 0 | 0 | 0 | 0 | 0 | 0 | 0 | 0 | 0 | 0 | 0 |  | 0 | 0 | 0 |  | #VALUE! | #VALUE! | #VALUE! | #VALUE! |  |  | #VALUE! | #VALUE! | 0 | 0 | 0.20123 | 0.20123 | #VALUE! | #VALUE! | #VALUE! | #VALUE! | 0 | 0 | 0.20123 | 0.20123 | #VALUE! | #VALUE! | #VALUE! | #VALUE! | 0 | 0 | 0.20123 | 0.20123 | #VALUE! | #VALUE! |  |  |  | #VALUE! | #VALUE! | #VALUE! | #VALUE! | #VALUE! | #VALUE! | #VALUE!
Thursday | 2 | 10 | 10 | 970 | 0 | 0 | 0 | 0 | 0 | 0 | 0 | 0 | 0 | 0 | 0 | 0 | 0 | 0 | 0 | 0 | 0 | 0 | 0 | 0 | 0 | 0 | 0 | 0 | 0 | 0 | 0 | 0 | 0 | 0 | 0 | 0 | 0 | 0 | 0 | 0 | 0 | 0 | 0 | 0 |  | 0 | 0 | 0 |  | #VALUE! | #VALUE! | #VALUE! | #VALUE! |  |  | #VALUE! | #VALUE! | 0 | 0 | 0.20123 | 0.20123 | #VALUE! | #VALUE! | #VALUE! | #VALUE! | 0 | 0 | 0.20123 | 0.20123 | #VALUE! | #VALUE! | #VALUE! | #VALUE! | 0 | 0 | 0.20123 | 0.20123 | #VALUE! | #VALUE! |  |  |  | #VALUE! | #VALUE! | #VALUE! | #VALUE! | #VALUE! | #VALUE! | #VALUE!
Thursday | 2 | 10 | 11 | 971 | 0 | 0 | 0 | 0 | 0 | 0 | 0 | 0 | 0 | 0 | 0 | 0 | 0 | 0 | 0 | 0 | 0 | 0 | 0 | 0 | 0 | 0 | 0 | 0 | 0 | 0 | 0 | 0 | 0 | 0 | 0 | 0 | 0 | 0 | 0 | 0 | 0 | 0 | 0 | 0 |  | 0 | 0 | 0 |  | #VALUE! | #VALUE! | #VALUE! | #VALUE! |  |  | #VALUE! | #VALUE! | 0 | 0 | 0.20123 | 0.20123 | #VALUE! | #VALUE! | #VALUE! | #VALUE! | 0 | 0 | 0.20123 | 0.20123 | #VALUE! | #VALUE! | #VALUE! | #VALUE! | 0 | 0 | 0.20123 | 0.20123 | #VALUE! | #VALUE! |  |  |  | #VALUE! | #VALUE! | #VALUE! | #VALUE! | #VALUE! | #VALUE! | #VALUE!
Thursday | 2 | 10 | 12 | 972 | 0 | 0 | 0 | 0 | 0 | 0 | 0 | 0 | 0 | 0 | 0 | 0 | 0 | 0 | 0 | 0 | 0 | 0 | 0 | 0 | 0 | 0 | 0 | 0 | 0 | 0 | 0 | 0 | 0 | 0 | 0 | 0 | 0 | 0 | 0 | 0 | 0 | 0 | 0 | 0 |  | 0 | 0 | 0 |  | #VALUE! | #VALUE! | #VALUE! | #VALUE! |  |  | #VALUE! | #VALUE! | 0 | 0 | 0.20123 | 0.20123 | #VALUE! | #VALUE! | #VALUE! | #VALUE! | 0 | 0 | 0.20123 | 0.20123 | #VALUE! | #VALUE! | #VALUE! | #VALUE! | 0 | 0 | 0.20123 | 0.20123 | #VALUE! | #VALUE! |  |  |  | #VALUE! | #VALUE! | #VALUE! | #VALUE! | #VALUE! | #VALUE! | #VALUE!
Thursday | 2 | 10 | 13 | 973 | 0 | 0 | 0 | 0 | 0 | 0 | 0 | 0 | 0 | 0 | 0 | 0 | 0 | 0 | 0 | 0 | 0 | 0 | 0 | 0 | 0 | 0 | 0 | 0 | 0 | 0 | 0 | 0 | 0 | 0 | 0 | 0 | 0 | 0 | 0 | 0 | 0 | 0 | 0 | 0 |  | 0 | 0 | 0 |  | #VALUE! | #VALUE! | #VALUE! | #VALUE! |  |  | #VALUE! | #VALUE! | 0 | 0 | 0.20123 | 0.20123 | #VALUE! | #VALUE! | #VALUE! | #VALUE! | 0 | 0 | 0.20123 | 0.20123 | #VALUE! | #VALUE! | #VALUE! | #VALUE! | 0 | 0 | 0.20123 | 0.20123 | #VALUE! | #VALUE! |  |  |  | #VALUE! | #VALUE! | #VALUE! | #VALUE! | #VALUE! | #VALUE! | #VALUE!
Thursday | 2 | 10 | 14 | 974 | 0 | 0 | 0 | 0 | 0 | 0 | 0 | 0 | 0 | 0 | 0 | 0 | 0 | 0 | 0 | 0 | 0 | 0 | 0 | 0 | 0 | 0 | 0 | 0 | 0 | 0 | 0 | 0 | 0 | 0 | 0 | 0 | 0 | 0 | 0 | 0 | 0 | 0 | 0 | 0 |  | 0 | 0 | 0 |  | #VALUE! | #VALUE! | #VALUE! | #VALUE! |  |  | #VALUE! | #VALUE! | 0 | 0 | 0.20123 | 0.20123 | #VALUE! | #VALUE! | #VALUE! | #VALUE! | 0 | 0 | 0.20123 | 0.20123 | #VALUE! | #VALUE! | #VALUE! | #VALUE! | 0 | 0 | 0.20123 | 0.20123 | #VALUE! | #VALUE! |  |  |  | #VALUE! | #VALUE! | #VALUE! | #VALUE! | #VALUE! | #VALUE! | #VALUE!
Thursday | 2 | 10 | 15 | 975 | 0 | 0 | 0 | 0 | 0 | 0 | 0 | 0 | 0 | 0 | 0 | 0 | 0 | 0 | 0 | 0 | 0 | 0 | 0 | 0 | 0 | 0 | 0 | 0 | 0 | 0 | 0 | 0 | 0 | 0 | 0 | 0 | 0 | 0 | 0 | 0 | 0 | 0 | 0 | 0 |  | 0 | 0 | 0 |  | #VALUE! | #VALUE! | #VALUE! | #VALUE! |  |  | #VALUE! | #VALUE! | 0 | 0 | 0.20123 | 0.20123 | #VALUE! | #VALUE! | #VALUE! | #VALUE! | 0 | 0 | 0.20123 | 0.20123 | #VALUE! | #VALUE! | #VALUE! | #VALUE! | 0 | 0 | 0.20123 | 0.20123 | #VALUE! | #VALUE! |  |  |  | #VALUE! | #VALUE! | #VALUE! | #VALUE! | #VALUE! | #VALUE! | #VALUE!
Thursday | 2 | 10 | 16 | 976 | 0 | 0 | 0 | 0 | 0 | 0 | 0 | 0 | 0 | 0 | 0 | 0 | 0 | 0 | 0 | 0 | 0 | 0 | 0 | 0 | 0 | 0 | 0 | 0 | 0 | 0 | 0 | 0 | 0 | 0 | 0 | 0 | 0 | 0 | 0 | 0 | 0 | 0 | 0 | 0 |  | 0 | 0 | 0 |  | #VALUE! | #VALUE! | #VALUE! | #VALUE! |  |  | #VALUE! | #VALUE! | 0 | 0 | 0.20123 | 0.20123 | #VALUE! | #VALUE! | #VALUE! | #VALUE! | 0 | 0 | 0.20123 | 0.20123 | #VALUE! | #VALUE! | #VALUE! | #VALUE! | 0 | 0 | 0.20123 | 0.20123 | #VALUE! | #VALUE! |  |  |  | #VALUE! | #VALUE! | #VALUE! | #VALUE! | #VALUE! | #VALUE! | #VALUE!
Thursday | 2 | 10 | 17 | 977 | 0 | 0 | 0 | 0 | 0 | 0 | 0 | 0 | 0 | 0 | 0 | 0 | 0 | 0 | 0 | 0 | 0 | 0 | 0 | 0 | 0 | 0 | 0 | 0 | 0 | 0 | 0 | 0 | 0 | 0 | 0 | 0 | 0 | 0 | 0 | 0 | 0 | 0 | 0 | 0 |  | 0 | 0 | 0 |  | #VALUE! | #VALUE! | #VALUE! | #VALUE! |  |  | #VALUE! | #VALUE! | 0 | 0 | 0.20123 | 0.20123 | #VALUE! | #VALUE! | #VALUE! | #VALUE! | 0 | 0 | 0.20123 | 0.20123 | #VALUE! | #VALUE! | #VALUE! | #VALUE! | 0 | 0 | 0.20123 | 0.20123 | #VALUE! | #VALUE! |  |  |  | #VALUE! | #VALUE! | #VALUE! | #VALUE! | #VALUE! | #VALUE! | #VALUE!
Thursday | 2 | 10 | 18 | 978 | 0 | 0 | 0 | 0 | 0 | 0 | 0 | 0 | 0 | 0 | 0 | 0 | 0 | 0 | 0 | 0 | 0 | 0 | 0 | 0 | 0 | 0 | 0 | 0 | 0 | 0 | 0 | 0 | 0 | 0 | 0 | 0 | 0 | 0 | 0 | 0 | 0 | 0 | 0 | 0 |  | 0 | 0 | 0 |  | #VALUE! | #VALUE! | #VALUE! | #VALUE! |  |  | #VALUE! | #VALUE! | 0 | 0 | 0.20123 | 0.20123 | #VALUE! | #VALUE! | #VALUE! | #VALUE! | 0 | 0 | 0.20123 | 0.20123 | #VALUE! | #VALUE! | #VALUE! | #VALUE! | 0 | 0 | 0.20123 | 0.20123 | #VALUE! | #VALUE! |  |  |  | #VALUE! | #VALUE! | #VALUE! | #VALUE! | #VALUE! | #VALUE! | #VALUE!
Thursday | 2 | 10 | 19 | 979 | 0 | 0 | 0 | 0 | 0 | 0 | 0 | 0 | 0 | 0 | 0 | 0 | 0 | 0 | 0 | 0 | 0 | 0 | 0 | 0 | 0 | 0 | 0 | 0 | 0 | 0 | 0 | 0 | 0 | 0 | 0 | 0 | 0 | 0 | 0 | 0 | 0 | 0 | 0 | 0 |  | 0 | 0 | 0 |  | #VALUE! | #VALUE! | #VALUE! | #VALUE! |  |  | #VALUE! | #VALUE! | 0 | 0 | 0.20123 | 0.20123 | #VALUE! | #VALUE! | #VALUE! | #VALUE! | 0 | 0 | 0.20123 | 0.20123 | #VALUE! | #VALUE! | #VALUE! | #VALUE! | 0 | 0 | 0.20123 | 0.20123 | #VALUE! | #VALUE! |  |  |  | #VALUE! | #VALUE! | #VALUE! | #VALUE! | #VALUE! | #VALUE! | #VALUE!
Thursday | 2 | 10 | 20 | 980 | 0 | 0 | 0 | 0 | 0 | 0 | 0 | 0 | 0 | 0 | 0 | 0 | 0 | 0 | 0 | 0 | 0 | 0 | 0 | 0 | 0 | 0 | 0 | 0 | 0 | 0 | 0 | 0 | 0 | 0 | 0 | 0 | 0 | 0 | 0 | 0 | 0 | 0 | 0 | 0 |  | 0 | 0 | 0 |  | #VALUE! | #VALUE! | #VALUE! | #VALUE! |  |  | #VALUE! | #VALUE! | 0 | 0 | 0.20123 | 0.20123 | #VALUE! | #VALUE! | #VALUE! | #VALUE! | 0 | 0 | 0.20123 | 0.20123 | #VALUE! | #VALUE! | #VALUE! | #VALUE! | 0 | 0 | 0.20123 | 0.20123 | #VALUE! | #VALUE! |  |  |  | #VALUE! | #VALUE! | #VALUE! | #VALUE! | #VALUE! | #VALUE! | #VALUE!
Thursday | 2 | 10 | 21 | 981 | 0 | 0 | 0 | 0 | 0 | 0 | 0 | 0 | 0 | 0 | 0 | 0 | 0 | 0 | 0 | 0 | 0 | 0 | 0 | 0 | 0 | 0 | 0 | 0 | 0 | 0 | 0 | 0 | 0 | 0 | 0 | 0 | 0 | 0 | 0 | 0 | 0 | 0 | 0 | 0 |  | 0 | 0 | 0 |  | #VALUE! | #VALUE! | #VALUE! | #VALUE! |  |  | #VALUE! | #VALUE! | 0 | 0 | 0.20123 | 0.20123 | #VALUE! | #VALUE! | #VALUE! | #VALUE! | 0 | 0 | 0.20123 | 0.20123 | #VALUE! | #VALUE! | #VALUE! | #VALUE! | 0 | 0 | 0.20123 | 0.20123 | #VALUE! | #VALUE! |  |  |  | #VALUE! | #VALUE! | #VALUE! | #VALUE! | #VALUE! | #VALUE! | #VALUE!
Thursday | 2 | 10 | 22 | 982 | 0 | 0 | 0 | 0 | 0 | 0 | 0 | 0 | 0 | 0 | 0 | 0 | 0 | 0 | 0 | 0 | 0 | 0 | 0 | 0 | 0 | 0 | 0 | 0 | 0 | 0 | 0 | 0 | 0 | 0 | 0 | 0 | 0 | 0 | 0 | 0 | 0 | 0 | 0 | 0 |  | 0 | 0 | 0 |  | #VALUE! | #VALUE! | #VALUE! | #VALUE! |  |  | #VALUE! | #VALUE! | 0 | 0 | 0.20123 | 0.20123 | #VALUE! | #VALUE! | #VALUE! | #VALUE! | 0 | 0 | 0.20123 | 0.20123 | #VALUE! | #VALUE! | #VALUE! | #VALUE! | 0 | 0 | 0.20123 | 0.20123 | #VALUE! | #VALUE! |  |  |  | #VALUE! | #VALUE! | #VALUE! | #VALUE! | #VALUE! | #VALUE! | #VALUE!
Thursday | 2 | 10 | 23 | 983 | 0 | 0 | 0 | 0 | 0 | 0 | 0 | 0 | 0 | 0 | 0 | 0 | 0 | 0 | 0 | 0 | 0 | 0 | 0 | 0 | 0 | 0 | 0 | 0 | 0 | 0 | 0 | 0 | 0 | 0 | 0 | 0 | 0 | 0 | 0 | 0 | 0 | 0 | 0 | 0 |  | 0 | 0 | 0 |  | #VALUE! | #VALUE! | #VALUE! | #VALUE! |  |  | #VALUE! | #VALUE! | 0 | 0 | 0.20123 | 0.20123 | #VALUE! | #VALUE! | #VALUE! | #VALUE! | 0 | 0 | 0.20123 | 0.20123 | #VALUE! | #VALUE! | #VALUE! | #VALUE! | 0 | 0 | 0.20123 | 0.20123 | #VALUE! | #VALUE! |  |  |  | #VALUE! | #VALUE! | #VALUE! | #VALUE! | #VALUE! | #VALUE! | #VALUE!
Thursday | 2 | 10 | 24 | 984 | 0 | 0 | 0 | 0 | 0 | 0 | 0 | 0 | 0 | 0 | 0 | 0 | 0 | 0 | 0 | 0 | 0 | 0 | 0 | 0 | 0 | 0 | 0 | 0 | 0 | 0 | 0 | 0 | 0 | 0 | 0 | 0 | 0 | 0 | 0 | 0 | 0 | 0 | 0 | 0 |  | 0 | 0 | 0 |  | #VALUE! | #VALUE! | #VALUE! | #VALUE! |  |  | #VALUE! | #VALUE! | 0 | 0 | 0.20123 | 0.20123 | #VALUE! | #VALUE! | #VALUE! | #VALUE! | 0 | 0 | 0.20123 | 0.20123 | #VALUE! | #VALUE! | #VALUE! | #VALUE! | 0 | 0 | 0.20123 | 0.20123 | #VALUE! | #VALUE! |  |  |  | #VALUE! | #VALUE! | #VALUE! | #VALUE! | #VALUE! | #VALUE! | #VALUE!
Friday | 2 | 11 | 1 | 985 | 0 | 0 | 0 | 0 | 0 | 0 | 0 | 0 | 0 | 0 | 0 | 0 | 0 | 0 | 0 | 0 | 0 | 0 | 0 | 0 | 0 | 0 | 0 | 0 | 0 | 0 | 0 | 0 | 0 | 0 | 0 | 0 | 0 | 0 | 0 | 0 | 0 | 0 | 0 | 0 |  | 0 | 0 | 0 |  | #VALUE! | #VALUE! | #VALUE! | #VALUE! |  |  | #VALUE! | #VALUE! | 0 | 0 | 0.20123 | 0.20123 | #VALUE! | #VALUE! | #VALUE! | #VALUE! | 0 | 0 | 0.20123 | 0.20123 | #VALUE! | #VALUE! | #VALUE! | #VALUE! | 0 | 0 | 0.20123 | 0.20123 | #VALUE! | #VALUE! |  |  |  | #VALUE! | #VALUE! | #VALUE! | #VALUE! | #VALUE! | #VALUE! | #VALUE!
Friday | 2 | 11 | 2 | 986 | 0 | 0 | 0 | 0 | 0 | 0 | 0 | 0 | 0 | 0 | 0 | 0 | 0 | 0 | 0 | 0 | 0 | 0 | 0 | 0 | 0 | 0 | 0 | 0 | 0 | 0 | 0 | 0 | 0 | 0 | 0 | 0 | 0 | 0 | 0 | 0 | 0 | 0 | 0 | 0 |  | 0 | 0 | 0 |  | #VALUE! | #VALUE! | #VALUE! | #VALUE! |  |  | #VALUE! | #VALUE! | 0 | 0 | 0.20123 | 0.20123 | #VALUE! | #VALUE! | #VALUE! | #VALUE! | 0 | 0 | 0.20123 | 0.20123 | #VALUE! | #VALUE! | #VALUE! | #VALUE! | 0 | 0 | 0.20123 | 0.20123 | #VALUE! | #VALUE! |  |  |  | #VALUE! | #VALUE! | #VALUE! | #VALUE! | #VALUE! | #VALUE! | #VALUE!
Friday | 2 | 11 | 3 | 987 | 0 | 0 | 0 | 0 | 0 | 0 | 0 | 0 | 0 | 0 | 0 | 0 | 0 | 0 | 0 | 0 | 0 | 0 | 0 | 0 | 0 | 0 | 0 | 0 | 0.0097824 | 0 | 0 | 0 | 0 | 0 | 0 | 0 | 0 | 0 | 0 | 0 | 0 | 0 | 0 | 0 |  | 0 | 0 | 0 |  | #VALUE! | #VALUE! | #VALUE! | #VALUE! |  |  | #VALUE! | #VALUE! | 0 | 0 | 0.20123 | 0.20123 | #VALUE! | #VALUE! | #VALUE! | #VALUE! | 0 | 0 | 0.20123 | 0.20123 | #VALUE! | #VALUE! | #VALUE! | #VALUE! | 0 | 0 | 0.20123 | 0.20123 | #VALUE! | #VALUE! |  |  |  | #VALUE! | #VALUE! | #VALUE! | #VALUE! | #VALUE! | #VALUE! | #VALUE!
Friday | 2 | 11 | 4 | 988 | 0 | 0 | 0 | 0 | 0 | 0 | 0 | 0 | 0 | 0 | 0 | 0 | 0 | 0 | 0 | 0 | 0 | 0 | 0 | 0 | 0 | 0 | 0 | 0 | 0 | 0 | 0 | 0 | 0 | 0 | 0 | 0 | 0 | 0 | 0 | 0 | 0 | 0 | 0 | 0 |  | 0 | 0 | 0 |  | #VALUE! | #VALUE! | #VALUE! | #VALUE! |  |  | #VALUE! | #VALUE! | 0 | 0 | 0.20123 | 0.20123 | #VALUE! | #VALUE! | #VALUE! | #VALUE! | 0 | 0 | 0.20123 | 0.20123 | #VALUE! | #VALUE! | #VALUE! | #VALUE! | 0 | 0 | 0.20123 | 0.20123 | #VALUE! | #VALUE! |  |  |  | #VALUE! | #VALUE! | #VALUE! | #VALUE! | #VALUE! | #VALUE! | #VALUE!
Friday | 2 | 11 | 5 | 989 | 0 | 0 | 0 | 0 | 0 | 0 | 0 | 0 | 0 | 0 | 0 | 0 | 0 | 0 | 0 | 0 | 0 | 0 | 0 | 0 | 0 | 0 | 0 | 0 | 0 | 0 | 0 | 0 | 0 | 0 | 0 | 0 | 0 | 0 | 0 | 0 | 0 | 0 | 0 | 0 |  | 0 | 0 | 0 |  | #VALUE! | #VALUE! | #VALUE! | #VALUE! |  |  | #VALUE! | #VALUE! | 0 | 0 | 0.20123 | 0.20123 | #VALUE! | #VALUE! | #VALUE! | #VALUE! | 0 | 0 | 0.20123 | 0.20123 | #VALUE! | #VALUE! | #VALUE! | #VALUE! | 0 | 0 | 0.20123 | 0.20123 | #VALUE! | #VALUE! |  |  |  | #VALUE! | #VALUE! | #VALUE! | #VALUE! | #VALUE! | #VALUE! | #VALUE!
Friday | 2 | 11 | 6 | 990 | 0 | 0 | 0 | 0 | 0 | 0 | 0 | 0 | 0 | 0 | 0 | 0 | 0 | 0 | 0 | 0 | 0 | 0 | 0 | 0 | 0 | 0 | 0 | 0 | 0 | 0 | 0 | 0 | 0 | 0 | 0 | 0 | 0 | 0 | 0 | 0 | 0 | 0 | 0 | 0 |  | 0 | 0 | 0 |  | #VALUE! | #VALUE! | #VALUE! | #VALUE! |  |  | #VALUE! | #VALUE! | 0 | 0 | 0.20123 | 0.20123 | #VALUE! | #VALUE! | #VALUE! | #VALUE! | 0 | 0 | 0.20123 | 0.20123 | #VALUE! | #VALUE! | #VALUE! | #VALUE! | 0 | 0 | 0.20123 | 0.20123 | #VALUE! | #VALUE! |  |  |  | #VALUE! | #VALUE! | #VALUE! | #VALUE! | #VALUE! | #VALUE! | #VALUE!
Friday | 2 | 11 | 7 | 991 | 0 | 0 | 0 | 0 | 0 | 0 | 0 | 0 | 0 | 0 | 0 | 0 | 0 | 0 | 0 | 0 | 0 | 0 | 0 | 0 | 0 | 0 | 0 | 0 | 0 | 0 | 0 | 0 | 0 | 0 | 0 | 0 | 0 | 0 | 0 | 0 | 0 | 0 | 0 | 0 |  | 0 | 0 | 0 |  | #VALUE! | #VALUE! | #VALUE! | #VALUE! |  |  | #VALUE! | #VALUE! | 0 | 0 | 0.20123 | 0.20123 | #VALUE! | #VALUE! | #VALUE! | #VALUE! | 0 | 0 | 0.20123 | 0.20123 | #VALUE! | #VALUE! | #VALUE! | #VALUE! | 0 | 0 | 0.20123 | 0.20123 | #VALUE! | #VALUE! |  |  |  | #VALUE! | #VALUE! | #VALUE! | #VALUE! | #VALUE! | #VALUE! | #VALUE!
Friday | 2 | 11 | 8 | 992 | 0 | 0 | 0 | 0 | 0 | 0 | 0 | 0 | 0 | 0 | 0 | 0 | 0 | 0 | 0 | 0 | 0 | 0 | 0 | 0 | 0 | 0 | 0 | 0 | 0 | 0 | 0 | 0 | 0 | 0 | 0 | 0 | 0 | 0 | 0 | 0 | 0 | 0 | 0 | 0 |  | 0 | 0 | 0 |  | #VALUE! | #VALUE! | #VALUE! | #VALUE! |  |  | #VALUE! | #VALUE! | 0 | 0 | 0.20123 | 0.20123 | #VALUE! | #VALUE! | #VALUE! | #VALUE! | 0 | 0 | 0.20123 | 0.20123 | #VALUE! | #VALUE! | #VALUE! | #VALUE! | 0 | 0 | 0.20123 | 0.20123 | #VALUE! | #VALUE! |  |  |  | #VALUE! | #VALUE! | #VALUE! | #VALUE! | #VALUE! | #VALUE! | #VALUE!
Friday | 2 | 11 | 9 | 993 | 0 | 0 | 0 | 0 | 0 | 0 | 0 | 0 | 0 | 0 | 0 | 0 | 0 | 0 | 0 | 0 | 0 | 0 | 0 | 0 | 0 | 0 | 0 | 0 | 0 | 0 | 0 | 0 | 0 | 0 | 0 | 0 | 0 | 0 | 0 | 0 | 0 | 0 | 0 | 0 |  | 0 | 0 | 0 |  | #VALUE! | #VALUE! | #VALUE! | #VALUE! |  |  | #VALUE! | #VALUE! | 0 | 0 | 0.20123 | 0.20123 | #VALUE! | #VALUE! | #VALUE! | #VALUE! | 0 | 0 | 0.20123 | 0.20123 | #VALUE! | #VALUE! | #VALUE! | #VALUE! | 0 | 0 | 0.20123 | 0.20123 | #VALUE! | #VALUE! |  |  |  | #VALUE! | #VALUE! | #VALUE! | #VALUE! | #VALUE! | #VALUE! | #VALUE!
Friday | 2 | 11 | 10 | 994 | 0 | 0 | 0 | 0 | 0 | 0 | 0 | 0 | 0 | 0 | 0 | 0 | 0 | 0 | 0 | 0 | 0 | 0 | 0 | 0 | 0 | 0 | 0 | 0 | 0 | 0 | 0 | 0 | 0 | 0 | 0 | 0 | 0 | 0 | 0 | 0 | 0 | 0 | 0 | 0 |  | 0 | 0 | 0 |  | #VALUE! | #VALUE! | #VALUE! | #VALUE! |  |  | #VALUE! | #VALUE! | 0 | 0 | 0.20123 | 0.20123 | #VALUE! | #VALUE! | #VALUE! | #VALUE! | 0 | 0 | 0.20123 | 0.20123 | #VALUE! | #VALUE! | #VALUE! | #VALUE! | 0 | 0 | 0.20123 | 0.20123 | #VALUE! | #VALUE! |  |  |  | #VALUE! | #VALUE! | #VALUE! | #VALUE! | #VALUE! | #VALUE! | #VALUE!
Friday | 2 | 11 | 11 | 995 | 0 | 0 | 0 | 0 | 0 | 0 | 0 | 0 | 0 | 0 | 0 | 0 | 0 | 0 | 0 | 0 | 0 | 0 | 0 | 0 | 0 | 0 | 0 | 0 | 0 | 0 | 0 | 0 | 0 | 0 | 0 | 0 | 0 | 0 | 0 | 0 | 0 | 0 | 0 | 0 |  | 0 | 0 | 0 |  | #VALUE! | #VALUE! | #VALUE! | #VALUE! |  |  | #VALUE! | #VALUE! | 0 | 0 | 0.20123 | 0.20123 | #VALUE! | #VALUE! | #VALUE! | #VALUE! | 0 | 0 | 0.20123 | 0.20123 | #VALUE! | #VALUE! | #VALUE! | #VALUE! | 0 | 0 | 0.20123 | 0.20123 | #VALUE! | #VALUE! |  |  |  | #VALUE! | #VALUE! | #VALUE! | #VALUE! | #VALUE! | #VALUE! | #VALUE!
Friday | 2 | 11 | 12 | 996 | 0 | 0 | 0 | 0 | 0 | 0 | 0 | 0 | 0 | 0 | 0 | 0 | 0 | 0 | 0 | 0 | 0 | 0 | 0 | 0 | 0 | 0 | 0 | 0 | 0 | 0 | 0 | 0 | 0 | 0 | 0 | 0 | 0 | 0 | 0 | 0 | 0 | 0 | 0 | 0 |  | 0 | 0 | 0 |  | #VALUE! | #VALUE! | #VALUE! | #VALUE! |  |  | #VALUE! | #VALUE! | 0 | 0 | 0.20123 | 0.20123 | #VALUE! | #VALUE! | #VALUE! | #VALUE! | 0 | 0 | 0.20123 | 0.20123 | #VALUE! | #VALUE! | #VALUE! | #VALUE! | 0 | 0 | 0.20123 | 0.20123 | #VALUE! | #VALUE! |  |  |  | #VALUE! | #VALUE! | #VALUE! | #VALUE! | #VALUE! | #VALUE! | #VALUE!
Friday | 2 | 11 | 13 | 997 | 0 | 0 | 0 | 0 | 0 | 0 | 0 | 0 | 0 | 0 | 0 | 0 | 0 | 0 | 0 | 0 | 0 | 0 | 0 | 0 | 0 | 0 | 0 | 0 | 0 | 0 | 0 | 0 | 0 | 0 | 0 | 0 | 0 | 0 | 0 | 0 | 0 | 0 | 0 | 0 |  | 0 | 0 | 0 |  | #VALUE! | #VALUE! | #VALUE! | #VALUE! |  |  | #VALUE! | #VALUE! | 0 | 0 | 0.20123 | 0.20123 | #VALUE! | #VALUE! | #VALUE! | #VALUE! | 0 | 0 | 0.20123 | 0.20123 | #VALUE! | #VALUE! | #VALUE! | #VALUE! | 0 | 0 | 0.20123 | 0.20123 | #VALUE! | #VALUE! |  |  |  | #VALUE! | #VALUE! | #VALUE! | #VALUE! | #VALUE! | #VALUE! | #VALUE!
Friday | 2 | 11 | 14 | 998 | 0 | 0 | 0 | 0 | 0 | 0 | 0 | 0 | 0 | 0 | 0 | 0 | 0 | 0 | 0 | 0 | 0 | 0 | 0 | 0 | 0 | 0 | 0 | 0 | 0 | 0 | 0 | 0 | 0 | 0 | 0 | 0 | 0 | 0 | 0 | 0 | 0 | 0 | 0 | 0 |  | 0 | 0 | 0 |  | #VALUE! | #VALUE! | #VALUE! | #VALUE! |  |  | #VALUE! | #VALUE! | 0 | 0 | 0.20123 | 0.20123 | #VALUE! | #VALUE! | #VALUE! | #VALUE! | 0 | 0 | 0.20123 | 0.20123 | #VALUE! | #VALUE! | #VALUE! | #VALUE! | 0 | 0 | 0.20123 | 0.20123 | #VALUE! | #VALUE! |  |  |  | #VALUE! | #VALUE! | #VALUE! | #VALUE! | #VALUE! | #VALUE! | #VALUE!
Friday | 2 | 11 | 15 | 999 | 0 | 0 | 0 | 0 | 0 | 0 | 0 | 0 | 0 | 0 | 0 | 0 | 0 | 0 | 0 | 0 | 0 | 0 | 0 | 0 | 0 | 0 | 0 | 0 | 0 | 0 | 0 | 0 | 0 | 0 | 0 | 0 | 0 | 0 | 0 | 0 | 0 | 0 | 0 | 0 |  | 0 | 0 | 0 |  | #VALUE! | #VALUE! | #VALUE! | #VALUE! |  |  | #VALUE! | #VALUE! | 0 | 0 | 0.20123 | 0.20123 | #VALUE! | #VALUE! | #VALUE! | #VALUE! | 0 | 0 | 0.20123 | 0.20123 | #VALUE! | #VALUE! | #VALUE! | #VALUE! | 0 | 0 | 0.20123 | 0.20123 | #VALUE! | #VALUE! |  |  |  | #VALUE! | #VALUE! | #VALUE! | #VALUE! | #VALUE! | #VALUE! | #VALUE!
Friday | 2 | 11 | 16 | 1000 | 0 | 0 | 0 | 0 | 0 | 0 | 0 | 0 | 0 | 0 | 0 | 0 | 0 | 0 | 0 | 0 | 0 | 0 | 0 | 0 | 0 | 0 | 0 | 0 | 0 | 0 | 0 | 0 | 0 | 0 | 0 | 0 | 0 | 0 | 0 | 0 | 0 | 0 | 0 | 0 |  | 0 | 0 | 0 |  | #VALUE! | #VALUE! | #VALUE! | #VALUE! |  |  | #VALUE! | #VALUE! | 0 | 0 | 0.20123 | 0.20123 | #VALUE! | #VALUE! | #VALUE! | #VALUE! | 0 | 0 | 0.20123 | 0.20123 | #VALUE! | #VALUE! | #VALUE! | #VALUE! | 0 | 0 | 0.20123 | 0.20123 | #VALUE! | #VALUE! |  |  |  | #VALUE! | #VALUE! | #VALUE! | #VALUE! | #VALUE! | #VALUE! | #VALUE!
Friday | 2 | 11 | 17 | 1001 | 0 | 0 | 0 | 0 | 0 | 0 | 0 | 0 | 0 | 0 | 0 | 0 | 0 | 0 | 0 | 0 | 0 | 0 | 0 | 0 | 0 | 0 | 0 | 0 | 0 | 0 | 0 | 0 | 0 | 0 | 0 | 0 | 0 | 0 | 0 | 0 | 0 | 0 | 0 | 0 |  | 0 | 0 | 0 |  | #VALUE! | #VALUE! | #VALUE! | #VALUE! |  |  | #VALUE! | #VALUE! | 0 | 0 | 0.20123 | 0.20123 | #VALUE! | #VALUE! | #VALUE! | #VALUE! | 0 | 0 | 0.20123 | 0.20123 | #VALUE! | #VALUE! | #VALUE! | #VALUE! | 0 | 0 | 0.20123 | 0.20123 | #VALUE! | #VALUE! |  |  |  | #VALUE! | #VALUE! | #VALUE! | #VALUE! | #VALUE! | #VALUE! | #VALUE!
Friday | 2 | 11 | 18 | 1002 | 0 | 0 | 0 | 0 | 0 | 0 | 0 | 0 | 0 | 0 | 0 | 0 | 0 | 0 | 0 | 0 | 0 | 0 | 0 | 0 | 0 | 0 | 0 | 0 | 0 | 0 | 0 | 0 | 0 | 0 | 0 | 0 | 0 | 0 | 0 | 0 | 0 | 0 | 0 | 0 |  | 0 | 0 | 0 |  | #VALUE! | #VALUE! | #VALUE! | #VALUE! |  |  | #VALUE! | #VALUE! | 0 | 0 | 0.20123 | 0.20123 | #VALUE! | #VALUE! | #VALUE! | #VALUE! | 0 | 0 | 0.20123 | 0.20123 | #VALUE! | #VALUE! | #VALUE! | #VALUE! | 0 | 0 | 0.20123 | 0.20123 | #VALUE! | #VALUE! |  |  |  | #VALUE! | #VALUE! | #VALUE! | #VALUE! | #VALUE! | #VALUE! | #VALUE!
Friday | 2 | 11 | 19 | 1003 | 0 | 0 | 0 | 0 | 0 | 0 | 0 | 0 | 0 | 0 | 0 | 0 | 0 | 0 | 0 | 0 | 0 | 0 | 0 | 0 | 0 | 0 | 0 | 0 | 0 | 0 | 0 | 0 | 0 | 0 | 0 | 0 | 0 | 0 | 0 | 0 | 0 | 0 | 0 | 0 |  | 0 | 0 | 0 |  | #VALUE! | #VALUE! | #VALUE! | #VALUE! |  |  | #VALUE! | #VALUE! | 0 | 0 | 0.20123 | 0.20123 | #VALUE! | #VALUE! | #VALUE! | #VALUE! | 0 | 0 | 0.20123 | 0.20123 | #VALUE! | #VALUE! | #VALUE! | #VALUE! | 0 | 0 | 0.20123 | 0.20123 | #VALUE! | #VALUE! |  |  |  | #VALUE! | #VALUE! | #VALUE! | #VALUE! | #VALUE! | #VALUE! | #VALUE!
Friday | 2 | 11 | 20 | 1004 | 0 | 0 | 0 | 0 | 0 | 0 | 0 | 0 | 0 | 0 | 0 | 0 | 0 | 0 | 0 | 0 | 0 | 0 | 0 | 0 | 0 | 0 | 0 | 0 | 0 | 0 | 0 | 0 | 0 | 0 | 0 | 0 | 0 | 0 | 0 | 0 | 0 | 0 | 0 | 0 |  | 0 | 0 | 0 |  | #VALUE! | #VALUE! | #VALUE! | #VALUE! |  |  | #VALUE! | #VALUE! | 0 | 0 | 0.20123 | 0.20123 | #VALUE! | #VALUE! | #VALUE! | #VALUE! | 0 | 0 | 0.20123 | 0.20123 | #VALUE! | #VALUE! | #VALUE! | #VALUE! | 0 | 0 | 0.20123 | 0.20123 | #VALUE! | #VALUE! |  |  |  | #VALUE! | #VALUE! | #VALUE! | #VALUE! | #VALUE! | #VALUE! | #VALUE!
Friday | 2 | 11 | 21 | 1005 | 0 | 0 | 0 | 0 | 0 | 0 | 0 | 0 | 0 | 0 | 0 | 0 | 0 | 0 | 0 | 0 | 0 | 0 | 0 | 0 | 0 | 0 | 0 | 0 | 0 | 0 | 0 | 0 | 0 | 0 | 0 | 0 | 0 | 0 | 0 | 0 | 0 | 0 | 0 | 0 |  | 0 | 0 | 0 |  | #VALUE! | #VALUE! | #VALUE! | #VALUE! |  |  | #VALUE! | #VALUE! | 0 | 0 | 0.20123 | 0.20123 | #VALUE! | #VALUE! | #VALUE! | #VALUE! | 0 | 0 | 0.20123 | 0.20123 | #VALUE! | #VALUE! | #VALUE! | #VALUE! | 0 | 0 | 0.20123 | 0.20123 | #VALUE! | #VALUE! |  |  |  | #VALUE! | #VALUE! | #VALUE! | #VALUE! | #VALUE! | #VALUE! | #VALUE!
Friday | 2 | 11 | 22 | 1006 | 0 | 0 | 0 | 0 | 0 | 0 | 0 | 0 | 0 | 0 | 0 | 0 | 0 | 0 | 0 | 0 | 0 | 0 | 0 | 0 | 0 | 0 | 0 | 0 | 0 | 0 | 0 | 0 | 0 | 0 | 0 | 0 | 0 | 0 | 0 | 0 | 0 | 0 | 0 | 0 |  | 0 | 0 | 0 |  | #VALUE! | #VALUE! | #VALUE! | #VALUE! |  |  | #VALUE! | #VALUE! | 0 | 0 | 0.20123 | 0.20123 | #VALUE! | #VALUE! | #VALUE! | #VALUE! | 0 | 0 | 0.20123 | 0.20123 | #VALUE! | #VALUE! | #VALUE! | #VALUE! | 0 | 0 | 0.20123 | 0.20123 | #VALUE! | #VALUE! |  |  |  | #VALUE! | #VALUE! | #VALUE! | #VALUE! | #VALUE! | #VALUE! | #VALUE!
Friday | 2 | 11 | 23 | 1007 | 0 | 0 | 0 | 0 | 0 | 0 | 0 | 0 | 0 | 0 | 0 | 0 | 0 | 0 | 0 | 0 | 0 | 0 | 0 | 0 | 0 | 0 | 0 | 0 | 0 | 0 | 0 | 0 | 0 | 0 | 0 | 0 | 0 | 0 | 0 | 0 | 0 | 0 | 0 | 0 |  | 0 | 0 | 0 |  | #VALUE! | #VALUE! | #VALUE! | #VALUE! |  |  | #VALUE! | #VALUE! | 0 | 0 | 0.20123 | 0.20123 | #VALUE! | #VALUE! | #VALUE! | #VALUE! | 0 | 0 | 0.20123 | 0.20123 | #VALUE! | #VALUE! | #VALUE! | #VALUE! | 0 | 0 | 0.20123 | 0.20123 | #VALUE! | #VALUE! |  |  |  | #VALUE! | #VALUE! | #VALUE! | #VALUE! | #VALUE! | #VALUE! | #VALUE!
Friday | 2 | 11 | 24 | 1008 | 0 | 0 | 0 | 0 | 0 | 0 | 0 | 0 | 0 | 0 | 0 | 0 | 0 | 0 | 0 | 0 | 0 | 0 | 0 | 0 | 0 | 0 | 0 | 0 | 0 | 0 | 0 | 0 | 0 | 0 | 0 | 0 | 0 | 0 | 0 | 0 | 0 | 0 | 0 | 0 |  | 0 | 0 | 0 |  | #VALUE! | #VALUE! | #VALUE! | #VALUE! |  |  | #VALUE! | #VALUE! | 0 | 0 | 0.20123 | 0.20123 | #VALUE! | #VALUE! | #VALUE! | #VALUE! | 0 | 0 | 0.20123 | 0.20123 | #VALUE! | #VALUE! | #VALUE! | #VALUE! | 0 | 0 | 0.20123 | 0.20123 | #VALUE! | #VALUE! |  |  |  | #VALUE! | #VALUE! | #VALUE! | #VALUE! | #VALUE! | #VALUE! | #VALUE!
Saturday | 2 | 12 | 1 | 1009 | 0 | 0 | 0 | 0 | 0 | 0 | 0 | 0 | 0 | 0 | 0 | 0 | 0 | 0 | 0 | 0 | 0 | 0 | 0 | 0 | 0 | 0 | 0 | 0 | 0 | 0 | 0 | 0 | 0 | 0 | 0 | 0 | 0 | 0 | 0 | 0 | 0 | 0 | 0 | 0 |  | 0 | 0 | 0 |  | #VALUE! | #VALUE! | #VALUE! | #VALUE! |  |  | #VALUE! | #VALUE! | 0 | 0 | 0.20123 | 0.20123 | #VALUE! | #VALUE! | #VALUE! | #VALUE! | 0 | 0 | 0.20123 | 0.20123 | #VALUE! | #VALUE! | #VALUE! | #VALUE! | 0 | 0 | 0.20123 | 0.20123 | #VALUE! | #VALUE! |  |  |  | #VALUE! | #VALUE! | #VALUE! | #VALUE! | #VALUE! | #VALUE! | #VALUE!
Saturday | 2 | 12 | 2 | 1010 | 0 | 0 | 0 | 0 | 0 | 0 | 0 | 0 | 0 | 0 | 0 | 0 | 0 | 0 | 0 | 0 | 0 | 0 | 0 | 0 | 0 | 0 | 0 | 0 | 0.0018607 | 0 | 0 | 0 | 0 | 0 | 0 | 0 | 0 | 0 | 0 | 0 | 0 | 0 | 0 | 0 |  | 0 | 0 | 0 |  | #VALUE! | #VALUE! | #VALUE! | #VALUE! |  |  | #VALUE! | #VALUE! | 0 | 0 | 0.20123 | 0.20123 | #VALUE! | #VALUE! | #VALUE! | #VALUE! | 0 | 0 | 0.20123 | 0.20123 | #VALUE! | #VALUE! | #VALUE! | #VALUE! | 0 | 0 | 0.20123 | 0.20123 | #VALUE! | #VALUE! |  |  |  | #VALUE! | #VALUE! | #VALUE! | #VALUE! | #VALUE! | #VALUE! | #VALUE!
Saturday | 2 | 12 | 3 | 1011 | 0 | 0 | 0 | 0 | 0 | 0 | 0 | 0 | 0 | 0 | 0 | 0 | 0 | 0 | 0 | 0 | 0 | 0 | 0 | 0 | 0 | 0 | 0 | 0 | 0.011844 | 0 | 0 | 0 | 0 | 0 | 0 | 0 | 0 | 0 | 0 | 0 | 0 | 0 | 0 | 0 |  | 0 | 0 | 0 |  | #VALUE! | #VALUE! | #VALUE! | #VALUE! |  |  | #VALUE! | #VALUE! | 0 | 0 | 0.20123 | 0.20123 | #VALUE! | #VALUE! | #VALUE! | #VALUE! | 0 | 0 | 0.20123 | 0.20123 | #VALUE! | #VALUE! | #VALUE! | #VALUE! | 0 | 0 | 0.20123 | 0.20123 | #VALUE! | #VALUE! |  |  |  | #VALUE! | #VALUE! | #VALUE! | #VALUE! | #VALUE! | #VALUE! | #VALUE!
Saturday | 2 | 12 | 4 | 1012 | 0 | 0 | 0 | 0 | 0 | 0 | 0 | 0 | 0 | 0 | 0 | 0 | 0 | 0 | 0 | 0 | 0 | 0 | 0 | 0 | 0 | 0 | 0 | 0 | 0 | 0 | 0 | 0 | 0 | 0 | 0 | 0 | 0 | 0 | 0 | 0 | 0 | 0 | 0 | 0 |  | 0 | 0 | 0 |  | #VALUE! | #VALUE! | #VALUE! | #VALUE! |  |  | #VALUE! | #VALUE! | 0 | 0 | 0.20123 | 0.20123 | #VALUE! | #VALUE! | #VALUE! | #VALUE! | 0 | 0 | 0.20123 | 0.20123 | #VALUE! | #VALUE! | #VALUE! | #VALUE! | 0 | 0 | 0.20123 | 0.20123 | #VALUE! | #VALUE! |  |  |  | #VALUE! | #VALUE! | #VALUE! | #VALUE! | #VALUE! | #VALUE! | #VALUE!
Saturday | 2 | 12 | 5 | 1013 | 0 | 0 | 0 | 0 | 0 | 0 | 0 | 0 | 0 | 0 | 0 | 0 | 0 | 0 | 0 | 0 | 0 | 0 | 0 | 0 | 0 | 0 | 0 | 0 | 0 | 0 | 0 | 0 | 0 | 0 | 0 | 0 | 0 | 0 | 0 | 0 | 0 | 0 | 0 | 0 |  | 0 | 0 | 0 |  | #VALUE! | #VALUE! | #VALUE! | #VALUE! |  |  | #VALUE! | #VALUE! | 0 | 0 | 0.20123 | 0.20123 | #VALUE! | #VALUE! | #VALUE! | #VALUE! | 0 | 0 | 0.20123 | 0.20123 | #VALUE! | #VALUE! | #VALUE! | #VALUE! | 0 | 0 | 0.20123 | 0.20123 | #VALUE! | #VALUE! |  |  |  | #VALUE! | #VALUE! | #VALUE! | #VALUE! | #VALUE! | #VALUE! | #VALUE!
Saturday | 2 | 12 | 6 | 1014 | 0 | 0 | 0 | 0 | 0 | 0 | 0 | 0 | 0 | 0 | 0 | 0 | 0 | 0 | 0 | 0 | 0 | 0 | 0 | 0 | 0 | 0 | 0 | 0 | 0 | 0 | 0 | 0 | 0 | 0 | 0 | 0 | 0 | 0 | 0 | 0 | 0 | 0 | 0 | 0 |  | 0 | 0 | 0 |  | #VALUE! | #VALUE! | #VALUE! | #VALUE! |  |  | #VALUE! | #VALUE! | 0 | 0 | 0.20123 | 0.20123 | #VALUE! | #VALUE! | #VALUE! | #VALUE! | 0 | 0 | 0.20123 | 0.20123 | #VALUE! | #VALUE! | #VALUE! | #VALUE! | 0 | 0 | 0.20123 | 0.20123 | #VALUE! | #VALUE! |  |  |  | #VALUE! | #VALUE! | #VALUE! | #VALUE! | #VALUE! | #VALUE! | #VALUE!
Saturday | 2 | 12 | 7 | 1015 | 0 | 0 | 0 | 0 | 0 | 0 | 0 | 0 | 0 | 0 | 0 | 0 | 0 | 0 | 0 | 0 | 0 | 0 | 0 | 0 | 0 | 0 | 0 | 0 | 0 | 0 | 0 | 0 | 0 | 0 | 0 | 0 | 0 | 0 | 0 | 0 | 0 | 0 | 0 | 0 |  | 0 | 0 | 0 |  | #VALUE! | #VALUE! | #VALUE! | #VALUE! |  |  | #VALUE! | #VALUE! | 0 | 0 | 0.20123 | 0.20123 | #VALUE! | #VALUE! | #VALUE! | #VALUE! | 0 | 0 | 0.20123 | 0.20123 | #VALUE! | #VALUE! | #VALUE! | #VALUE! | 0 | 0 | 0.20123 | 0.20123 | #VALUE! | #VALUE! |  |  |  | #VALUE! | #VALUE! | #VALUE! | #VALUE! | #VALUE! | #VALUE! | #VALUE!
Saturday | 2 | 12 | 8 | 1016 | 0 | 0 | 0 | 0 | 0 | 0 | 0 | 0 | 0 | 0 | 0 | 0 | 0 | 0 | 0 | 0 | 0 | 0 | 0 | 0 | 0 | 0 | 0 | 0 | 0 | 0 | 0 | 0 | 0 | 0 | 0 | 0 | 0 | 0 | 0 | 0 | 0 | 0 | 0 | 0 |  | 0 | 0 | 0 |  | #VALUE! | #VALUE! | #VALUE! | #VALUE! |  |  | #VALUE! | #VALUE! | 0 | 0 | 0.20123 | 0.20123 | #VALUE! | #VALUE! | #VALUE! | #VALUE! | 0 | 0 | 0.20123 | 0.20123 | #VALUE! | #VALUE! | #VALUE! | #VALUE! | 0 | 0 | 0.20123 | 0.20123 | #VALUE! | #VALUE! |  |  |  | #VALUE! | #VALUE! | #VALUE! | #VALUE! | #VALUE! | #VALUE! | #VALUE!
Saturday | 2 | 12 | 9 | 1017 | 0 | 0 | 0 | 0 | 0 | 0 | 0 | 0 | 0 | 0 | 0 | 0 | 0 | 0 | 0 | 0 | 0 | 0 | 0 | 0 | 0 | 0 | 0 | 0 | 0 | 0 | 0 | 0 | 0 | 0 | 0 | 0 | 0 | 0 | 0 | 0 | 0 | 0 | 0 | 0 |  | 0 | 0 | 0 |  | #VALUE! | #VALUE! | #VALUE! | #VALUE! |  |  | #VALUE! | #VALUE! | 0 | 0 | 0.20123 | 0.20123 | #VALUE! | #VALUE! | #VALUE! | #VALUE! | 0 | 0 | 0.20123 | 0.20123 | #VALUE! | #VALUE! | #VALUE! | #VALUE! | 0 | 0 | 0.20123 | 0.20123 | #VALUE! | #VALUE! |  |  |  | #VALUE! | #VALUE! | #VALUE! | #VALUE! | #VALUE! | #VALUE! | #VALUE!
Saturday | 2 | 12 | 10 | 1018 | 0 | 0 | 0 | 0 | 0 | 0 | 0 | 0 | 0 | 0 | 0 | 0 | 0 | 0 | 0 | 0 | 0 | 0 | 0 | 0 | 0 | 0 | 0 | 0 | 0 | 0 | 0 | 0 | 0 | 0 | 0 | 0 | 0 | 0 | 0 | 0 | 0 | 0 | 0 | 0 |  | 0 | 0 | 0 |  | #VALUE! | #VALUE! | #VALUE! | #VALUE! |  |  | #VALUE! | #VALUE! | 0 | 0 | 0.20123 | 0.20123 | #VALUE! | #VALUE! | #VALUE! | #VALUE! | 0 | 0 | 0.20123 | 0.20123 | #VALUE! | #VALUE! | #VALUE! | #VALUE! | 0 | 0 | 0.20123 | 0.20123 | #VALUE! | #VALUE! |  |  |  | #VALUE! | #VALUE! | #VALUE! | #VALUE! | #VALUE! | #VALUE! | #VALUE!
Saturday | 2 | 12 | 11 | 1019 | 0 | 0 | 0 | 0 | 0 | 0 | 0 | 0 | 0 | 0 | 0 | 0 | 0 | 0 | 0 | 0 | 0 | 0 | 0 | 0 | 0 | 0 | 0 | 0 | 0 | 0 | 0 | 0 | 0 | 0 | 0 | 0 | 0 | 0 | 0 | 0 | 0 | 0 | 0 | 0 |  | 0 | 0 | 0 |  | #VALUE! | #VALUE! | #VALUE! | #VALUE! |  |  | #VALUE! | #VALUE! | 0 | 0 | 0.20123 | 0.20123 | #VALUE! | #VALUE! | #VALUE! | #VALUE! | 0 | 0 | 0.20123 | 0.20123 | #VALUE! | #VALUE! | #VALUE! | #VALUE! | 0 | 0 | 0.20123 | 0.20123 | #VALUE! | #VALUE! |  |  |  | #VALUE! | #VALUE! | #VALUE! | #VALUE! | #VALUE! | #VALUE! | #VALUE!
Saturday | 2 | 12 | 12 | 1020 | 0 | 0 | 0 | 0 | 0 | 0 | 0 | 0 | 0 | 0 | 0 | 0 | 0 | 0 | 0 | 0 | 0 | 0 | 0 | 0 | 0 | 0 | 0 | 0 | 0 | 0 | 0 | 0 | 0 | 0 | 0 | 0 | 0 | 0 | 0 | 0 | 0 | 0 | 0 | 0 |  | 0 | 0 | 0 |  | #VALUE! | #VALUE! | #VALUE! | #VALUE! |  |  | #VALUE! | #VALUE! | 0 | 0 | 0.20123 | 0.20123 | #VALUE! | #VALUE! | #VALUE! | #VALUE! | 0 | 0 | 0.20123 | 0.20123 | #VALUE! | #VALUE! | #VALUE! | #VALUE! | 0 | 0 | 0.20123 | 0.20123 | #VALUE! | #VALUE! |  |  |  | #VALUE! | #VALUE! | #VALUE! | #VALUE! | #VALUE! | #VALUE! | #VALUE!
Saturday | 2 | 12 | 13 | 1021 | 0 | 0 | 0 | 0 | 0 | 0 | 0 | 0 | 0 | 0 | 0 | 0 | 0 | 0 | 0 | 0 | 0 | 0 | 0 | 0 | 0 | 0 | 0 | 0 | 0 | 0 | 0 | 0 | 0 | 0 | 0 | 0 | 0 | 0 | 0 | 0 | 0 | 0 | 0 | 0 |  | 0 | 0 | 0 |  | #VALUE! | #VALUE! | #VALUE! | #VALUE! |  |  | #VALUE! | #VALUE! | 0 | 0 | 0.20123 | 0.20123 | #VALUE! | #VALUE! | #VALUE! | #VALUE! | 0 | 0 | 0.20123 | 0.20123 | #VALUE! | #VALUE! | #VALUE! | #VALUE! | 0 | 0 | 0.20123 | 0.20123 | #VALUE! | #VALUE! |  |  |  | #VALUE! | #VALUE! | #VALUE! | #VALUE! | #VALUE! | #VALUE! | #VALUE!
Saturday | 2 | 12 | 14 | 1022 | 0 | 0 | 0 | 0 | 0 | 0 | 0 | 0 | 0 | 0 | 0 | 0 | 0 | 0 | 0 | 0 | 0 | 0 | 0 | 0 | 0 | 0 | 0 | 0 | 0 | 0 | 0 | 0 | 0 | 0 | 0 | 0 | 0 | 0 | 0 | 0 | 0 | 0 | 0 | 0 |  | 0 | 0 | 0 |  | #VALUE! | #VALUE! | #VALUE! | #VALUE! |  |  | #VALUE! | #VALUE! | 0 | 0 | 0.20123 | 0.20123 | #VALUE! | #VALUE! | #VALUE! | #VALUE! | 0 | 0 | 0.20123 | 0.20123 | #VALUE! | #VALUE! | #VALUE! | #VALUE! | 0 | 0 | 0.20123 | 0.20123 | #VALUE! | #VALUE! |  |  |  | #VALUE! | #VALUE! | #VALUE! | #VALUE! | #VALUE! | #VALUE! | #VALUE!
Saturday | 2 | 12 | 15 | 1023 | 0 | 0 | 0 | 0 | 0 | 0 | 0 | 0 | 0 | 0 | 0 | 0 | 0 | 0 | 0 | 0 | 0 | 0 | 0 | 0 | 0 | 0 | 0 | 0 | 0 | 0 | 0 | 0 | 0 | 0 | 0 | 0 | 0 | 0 | 0 | 0 | 0 | 0 | 0 | 0 |  | 0 | 0 | 0 |  | #VALUE! | #VALUE! | #VALUE! | #VALUE! |  |  | #VALUE! | #VALUE! | 0 | 0 | 0.20123 | 0.20123 | #VALUE! | #VALUE! | #VALUE! | #VALUE! | 0 | 0 | 0.20123 | 0.20123 | #VALUE! | #VALUE! | #VALUE! | #VALUE! | 0 | 0 | 0.20123 | 0.20123 | #VALUE! | #VALUE! |  |  |  | #VALUE! | #VALUE! | #VALUE! | #VALUE! | #VALUE! | #VALUE! | #VALUE!
Saturday | 2 | 12 | 16 | 1024 | 0 | 0 | 0 | 0 | 0 | 0 | 0 | 0 | 0 | 0 | 0 | 0 | 0 | 0 | 0 | 0 | 0 | 0 | 0 | 0 | 0 | 0 | 0 | 0 | 0 | 0 | 0 | 0 | 0 | 0 | 0 | 0 | 0 | 0 | 0 | 0 | 0 | 0 | 0 | 0 |  | 0 | 0 | 0 |  | #VALUE! | #VALUE! | #VALUE! | #VALUE! |  |  | #VALUE! | #VALUE! | 0 | 0 | 0.20123 | 0.20123 | #VALUE! | #VALUE! | #VALUE! | #VALUE! | 0 | 0 | 0.20123 | 0.20123 | #VALUE! | #VALUE! | #VALUE! | #VALUE! | 0 | 0 | 0.20123 | 0.20123 | #VALUE! | #VALUE! |  |  |  | #VALUE! | #VALUE! | #VALUE! | #VALUE! | #VALUE! | #VALUE! | #VALUE!
Saturday | 2 | 12 | 17 | 1025 | 0 | 0 | 0 | 0 | 0 | 0 | 0 | 0 | 0 | 0 | 0 | 0 | 0 | 0 | 0 | 0 | 0 | 0 | 0 | 0 | 0 | 0 | 0 | 0 | 0 | 0 | 0 | 0 | 0 | 0 | 0 | 0 | 0 | 0 | 0 | 0 | 0 | 0 | 0 | 0 |  | 0 | 0 | 0 |  | #VALUE! | #VALUE! | #VALUE! | #VALUE! |  |  | #VALUE! | #VALUE! | 0 | 0 | 0.20123 | 0.20123 | #VALUE! | #VALUE! | #VALUE! | #VALUE! | 0 | 0 | 0.20123 | 0.20123 | #VALUE! | #VALUE! | #VALUE! | #VALUE! | 0 | 0 | 0.20123 | 0.20123 | #VALUE! | #VALUE! |  |  |  | #VALUE! | #VALUE! | #VALUE! | #VALUE! | #VALUE! | #VALUE! | #VALUE!
Saturday | 2 | 12 | 18 | 1026 | 0 | 0 | 0 | 0 | 0 | 0 | 0 | 0 | 0 | 0 | 0 | 0 | 0 | 0 | 0 | 0 | 0 | 0 | 0 | 0 | 0 | 0 | 0 | 0 | 0 | 0 | 0 | 0 | 0 | 0 | 0 | 0 | 0 | 0 | 0 | 0 | 0 | 0 | 0 | 0 |  | 0 | 0 | 0 |  | #VALUE! | #VALUE! | #VALUE! | #VALUE! |  |  | #VALUE! | #VALUE! | 0 | 0 | 0.20123 | 0.20123 | #VALUE! | #VALUE! | #VALUE! | #VALUE! | 0 | 0 | 0.20123 | 0.20123 | #VALUE! | #VALUE! | #VALUE! | #VALUE! | 0 | 0 | 0.20123 | 0.20123 | #VALUE! | #VALUE! |  |  |  | #VALUE! | #VALUE! | #VALUE! | #VALUE! | #VALUE! | #VALUE! | #VALUE!
Saturday | 2 | 12 | 19 | 1027 | 0 | 0 | 0 | 0 | 0 | 0 | 0 | 0 | 0 | 0 | 0 | 0 | 0 | 0 | 0 | 0 | 0 | 0 | 0 | 0 | 0 | 0 | 0 | 0 | 0 | 0 | 0 | 0 | 0 | 0 | 0 | 0 | 0 | 0 | 0 | 0 | 0 | 0 | 0 | 0 |  | 0 | 0 | 0 |  | #VALUE! | #VALUE! | #VALUE! | #VALUE! |  |  | #VALUE! | #VALUE! | 0 | 0 | 0.20123 | 0.20123 | #VALUE! | #VALUE! | #VALUE! | #VALUE! | 0 | 0 | 0.20123 | 0.20123 | #VALUE! | #VALUE! | #VALUE! | #VALUE! | 0 | 0 | 0.20123 | 0.20123 | #VALUE! | #VALUE! |  |  |  | #VALUE! | #VALUE! | #VALUE! | #VALUE! | #VALUE! | #VALUE! | #VALUE!
Saturday | 2 | 12 | 20 | 1028 | 0 | 0 | 0 | 0 | 0 | 0 | 0 | 0 | 0 | 0 | 0 | 0 | 0 | 0 | 0 | 0 | 0 | 0 | 0 | 0 | 0 | 0 | 0 | 0 | 0 | 0 | 0 | 0 | 0 | 0 | 0 | 0 | 0 | 0 | 0 | 0 | 0 | 0 | 0 | 0 |  | 0 | 0 | 0 |  | #VALUE! | #VALUE! | #VALUE! | #VALUE! |  |  | #VALUE! | #VALUE! | 0 | 0 | 0.20123 | 0.20123 | #VALUE! | #VALUE! | #VALUE! | #VALUE! | 0 | 0 | 0.20123 | 0.20123 | #VALUE! | #VALUE! | #VALUE! | #VALUE! | 0 | 0 | 0.20123 | 0.20123 | #VALUE! | #VALUE! |  |  |  | #VALUE! | #VALUE! | #VALUE! | #VALUE! | #VALUE! | #VALUE! | #VALUE!
Saturday | 2 | 12 | 21 | 1029 | 0 | 0 | 0 | 0 | 0 | 0 | 0 | 0 | 0 | 0 | 0 | 0 | 0 | 0 | 0 | 0 | 0 | 0 | 0 | 0 | 0 | 0 | 0 | 0 | 0 | 0 | 0 | 0 | 0 | 0 | 0 | 0 | 0 | 0 | 0 | 0 | 0 | 0 | 0 | 0 |  | 0 | 0 | 0 |  | #VALUE! | #VALUE! | #VALUE! | #VALUE! |  |  | #VALUE! | #VALUE! | 0 | 0 | 0.20123 | 0.20123 | #VALUE! | #VALUE! | #VALUE! | #VALUE! | 0 | 0 | 0.20123 | 0.20123 | #VALUE! | #VALUE! | #VALUE! | #VALUE! | 0 | 0 | 0.20123 | 0.20123 | #VALUE! | #VALUE! |  |  |  | #VALUE! | #VALUE! | #VALUE! | #VALUE! | #VALUE! | #VALUE! | #VALUE!
Saturday | 2 | 12 | 22 | 1030 | 0 | 0 | 0 | 0 | 0 | 0 | 0 | 0 | 0 | 0 | 0 | 0 | 0 | 0 | 0 | 0 | 0 | 0 | 0 | 0 | 0 | 0 | 0 | 0 | 0 | 0 | 0 | 0 | 0 | 0 | 0 | 0 | 0 | 0 | 0 | 0 | 0 | 0 | 0 | 0 |  | 0 | 0 | 0 |  | #VALUE! | #VALUE! | #VALUE! | #VALUE! |  |  | #VALUE! | #VALUE! | 0 | 0 | 0.20123 | 0.20123 | #VALUE! | #VALUE! | #VALUE! | #VALUE! | 0 | 0 | 0.20123 | 0.20123 | #VALUE! | #VALUE! | #VALUE! | #VALUE! | 0 | 0 | 0.20123 | 0.20123 | #VALUE! | #VALUE! |  |  |  | #VALUE! | #VALUE! | #VALUE! | #VALUE! | #VALUE! | #VALUE! | #VALUE!
Saturday | 2 | 12 | 23 | 1031 | 0 | 0 | 0 | 0 | 0 | 0 | 0 | 0 | 0 | 0 | 0 | 0 | 0 | 0 | 0 | 0 | 0 | 0 | 0 | 0 | 0 | 0 | 0 | 0 | 0 | 0 | 0 | 0 | 0 | 0 | 0 | 0 | 0 | 0 | 0 | 0 | 0 | 0 | 0 | 0 |  | 0 | 0 | 0 |  | #VALUE! | #VALUE! | #VALUE! | #VALUE! |  |  | #VALUE! | #VALUE! | 0 | 0 | 0.20123 | 0.20123 | #VALUE! | #VALUE! | #VALUE! | #VALUE! | 0 | 0 | 0.20123 | 0.20123 | #VALUE! | #VALUE! | #VALUE! | #VALUE! | 0 | 0 | 0.20123 | 0.20123 | #VALUE! | #VALUE! |  |  |  | #VALUE! | #VALUE! | #VALUE! | #VALUE! | #VALUE! | #VALUE! | #VALUE!
Saturday | 2 | 12 | 24 | 1032 | 0 | 0 | 0 | 0 | 0 | 0 | 0 | 0 | 0 | 0 | 0 | 0 | 0 | 0 | 0 | 0 | 0 | 0 | 0 | 0 | 0 | 0 | 0 | 0 | 0 | 0 | 0 | 0 | 0 | 0 | 0 | 0 | 0 | 0 | 0 | 0 | 0 | 0 | 0 | 0 |  | 0 | 0 | 0 |  | #VALUE! | #VALUE! | #VALUE! | #VALUE! |  |  | #VALUE! | #VALUE! | 0 | 0 | 0.20123 | 0.20123 | #VALUE! | #VALUE! | #VALUE! | #VALUE! | 0 | 0 | 0.20123 | 0.20123 | #VALUE! | #VALUE! | #VALUE! | #VALUE! | 0 | 0 | 0.20123 | 0.20123 | #VALUE! | #VALUE! |  |  |  | #VALUE! | #VALUE! | #VALUE! | #VALUE! | #VALUE! | #VALUE! | #VALUE!
Sunday | 2 | 13 | 1 | 1033 | 0 | 0 | 0 | 0 | 0 | 0 | 0 | 0 | 0 | 0 | 0 | 0 | 0 | 0 | 0 | 0 | 0 | 0 | 0 | 0 | 0 | 0 | 0 | 0 | 0 | 0 | 0 | 0 | 0 | 0 | 0 | 0 | 0 | 0 | 0 | 0 | 0 | 0 | 0 | 0 |  | 0 | 0 | 0 |  | #VALUE! | #VALUE! | #VALUE! | #VALUE! |  |  | #VALUE! | #VALUE! | 0 | 0 | 0.20123 | 0.20123 | #VALUE! | #VALUE! | #VALUE! | #VALUE! | 0 | 0 | 0.20123 | 0.20123 | #VALUE! | #VALUE! | #VALUE! | #VALUE! | 0 | 0 | 0.20123 | 0.20123 | #VALUE! | #VALUE! |  |  |  | #VALUE! | #VALUE! | #VALUE! | #VALUE! | #VALUE! | #VALUE! | #VALUE!
Sunday | 2 | 13 | 2 | 1034 | 0 | 0 | 0 | 0 | 0 | 0 | 0 | 0 | 0 | 0 | 0 | 0 | 0 | 0 | 0 | 0 | 0 | 0 | 0 | 0 | 0 | 0 | 0 | 0 | 0.0019205 | 0 | 0 | 0 | 0 | 0 | 0 | 0 | 0 | 0 | 0 | 0 | 0 | 0 | 0 | 0 |  | 0 | 0 | 0 |  | #VALUE! | #VALUE! | #VALUE! | #VALUE! |  |  | #VALUE! | #VALUE! | 0 | 0 | 0.20123 | 0.20123 | #VALUE! | #VALUE! | #VALUE! | #VALUE! | 0 | 0 | 0.20123 | 0.20123 | #VALUE! | #VALUE! | #VALUE! | #VALUE! | 0 | 0 | 0.20123 | 0.20123 | #VALUE! | #VALUE! |  |  |  | #VALUE! | #VALUE! | #VALUE! | #VALUE! | #VALUE! | #VALUE! | #VALUE!
Sunday | 2 | 13 | 3 | 1035 | 0 | 0 | 0 | 0 | 0 | 0 | 0 | 0 | 0 | 0 | 0 | 0 | 0 | 0 | 0 | 0 | 0 | 0 | 0 | 0 | 0 | 0 | 0 | 0 | 0.0027267 | 0 | 0 | 0 | 0 | 0 | 0 | 0 | 0 | 0 | 0 | 0 | 0 | 0 | 0 | 0 |  | 0 | 0 | 0 |  | #VALUE! | #VALUE! | #VALUE! | #VALUE! |  |  | #VALUE! | #VALUE! | 0 | 0 | 0.20123 | 0.20123 | #VALUE! | #VALUE! | #VALUE! | #VALUE! | 0 | 0 | 0.20123 | 0.20123 | #VALUE! | #VALUE! | #VALUE! | #VALUE! | 0 | 0 | 0.20123 | 0.20123 | #VALUE! | #VALUE! |  |  |  | #VALUE! | #VALUE! | #VALUE! | #VALUE! | #VALUE! | #VALUE! | #VALUE!
Sunday | 2 | 13 | 4 | 1036 | 0 | 0 | 0 | 0 | 0 | 0 | 0 | 0 | 0 | 0 | 0 | 0 | 0 | 0 | 0 | 0 | 0 | 0 | 0 | 0 | 0 | 0 | 0 | 0 | 0 | 0 | 0 | 0 | 0 | 0 | 0 | 0 | 0 | 0 | 0 | 0 | 0 | 0 | 0 | 0 |  | 0 | 0 | 0 |  | #VALUE! | #VALUE! | #VALUE! | #VALUE! |  |  | #VALUE! | #VALUE! | 0 | 0 | 0.20123 | 0.20123 | #VALUE! | #VALUE! | #VALUE! | #VALUE! | 0 | 0 | 0.20123 | 0.20123 | #VALUE! | #VALUE! | #VALUE! | #VALUE! | 0 | 0 | 0.20123 | 0.20123 | #VALUE! | #VALUE! |  |  |  | #VALUE! | #VALUE! | #VALUE! | #VALUE! | #VALUE! | #VALUE! | #VALUE!
Sunday | 2 | 13 | 5 | 1037 | 0 | 0 | 0 | 0 | 0 | 0 | 0 | 0 | 0 | 0 | 0 | 0 | 0 | 0 | 0 | 0 | 0 | 0 | 0 | 0 | 0 | 0 | 0 | 0 | 0 | 0 | 0 | 0 | 0 | 0 | 0 | 0 | 0 | 0 | 0 | 0 | 0 | 0 | 0 | 0 |  | 0 | 0 | 0 |  | #VALUE! | #VALUE! | #VALUE! | #VALUE! |  |  | #VALUE! | #VALUE! | 0 | 0 | 0.20123 | 0.20123 | #VALUE! | #VALUE! | #VALUE! | #VALUE! | 0 | 0 | 0.20123 | 0.20123 | #VALUE! | #VALUE! | #VALUE! | #VALUE! | 0 | 0 | 0.20123 | 0.20123 | #VALUE! | #VALUE! |  |  |  | #VALUE! | #VALUE! | #VALUE! | #VALUE! | #VALUE! | #VALUE! | #VALUE!
Sunday | 2 | 13 | 6 | 1038 | 0 | 0 | 0 | 0 | 0 | 0 | 0 | 0 | 0 | 0 | 0 | 0 | 0 | 0 | 0 | 0 | 0 | 0 | 0 | 0 | 0 | 0 | 0 | 0 | 0 | 0 | 0 | 0 | 0 | 0 | 0 | 0 | 0 | 0 | 0 | 0 | 0 | 0 | 0 | 0 |  | 0 | 0 | 0 |  | #VALUE! | #VALUE! | #VALUE! | #VALUE! |  |  | #VALUE! | #VALUE! | 0 | 0 | 0.20123 | 0.20123 | #VALUE! | #VALUE! | #VALUE! | #VALUE! | 0 | 0 | 0.20123 | 0.20123 | #VALUE! | #VALUE! | #VALUE! | #VALUE! | 0 | 0 | 0.20123 | 0.20123 | #VALUE! | #VALUE! |  |  |  | #VALUE! | #VALUE! | #VALUE! | #VALUE! | #VALUE! | #VALUE! | #VALUE!
Sunday | 2 | 13 | 7 | 1039 | 0 | 0 | 0 | 0 | 0 | 0 | 0 | 0 | 0 | 0 | 0 | 0 | 0 | 0 | 0 | 0 | 0 | 0 | 0 | 0 | 0 | 0 | 0 | 0 | 0 | 0 | 0 | 0 | 0 | 0 | 0 | 0 | 0 | 0 | 0 | 0 | 0 | 0 | 0 | 0 |  | 0 | 0 | 0 |  | #VALUE! | #VALUE! | #VALUE! | #VALUE! |  |  | #VALUE! | #VALUE! | 0 | 0 | 0.20123 | 0.20123 | #VALUE! | #VALUE! | #VALUE! | #VALUE! | 0 | 0 | 0.20123 | 0.20123 | #VALUE! | #VALUE! | #VALUE! | #VALUE! | 0 | 0 | 0.20123 | 0.20123 | #VALUE! | #VALUE! |  |  |  | #VALUE! | #VALUE! | #VALUE! | #VALUE! | #VALUE! | #VALUE! | #VALUE!
Sunday | 2 | 13 | 8 | 1040 | 0 | 0 | 0 | 0 | 0 | 0 | 0 | 0 | 0 | 0 | 0 | 0 | 0 | 0 | 0 | 0 | 0 | 0 | 0 | 0 | 0 | 0 | 0 | 0 | 0 | 0 | 0 | 0 | 0 | 0 | 0 | 0 | 0 | 0 | 0 | 0 | 0 | 0 | 0 | 0 |  | 0 | 0 | 0 |  | #VALUE! | #VALUE! | #VALUE! | #VALUE! |  |  | #VALUE! | #VALUE! | 0 | 0 | 0.20123 | 0.20123 | #VALUE! | #VALUE! | #VALUE! | #VALUE! | 0 | 0 | 0.20123 | 0.20123 | #VALUE! | #VALUE! | #VALUE! | #VALUE! | 0 | 0 | 0.20123 | 0.20123 | #VALUE! | #VALUE! |  |  |  | #VALUE! | #VALUE! | #VALUE! | #VALUE! | #VALUE! | #VALUE! | #VALUE!
Sunday | 2 | 13 | 9 | 1041 | 0 | 0 | 0 | 0 | 0 | 0 | 0 | 0 | 0 | 0 | 0 | 0 | 0 | 0 | 0 | 0 | 0 | 0 | 0 | 0 | 0 | 0 | 0 | 0 | 0 | 0 | 0 | 0 | 0 | 0 | 0 | 0 | 0 | 0 | 0 | 0 | 0 | 0 | 0 | 0 |  | 0 | 0 | 0 |  | #VALUE! | #VALUE! | #VALUE! | #VALUE! |  |  | #VALUE! | #VALUE! | 0 | 0 | 0.20123 | 0.20123 | #VALUE! | #VALUE! | #VALUE! | #VALUE! | 0 | 0 | 0.20123 | 0.20123 | #VALUE! | #VALUE! | #VALUE! | #VALUE! | 0 | 0 | 0.20123 | 0.20123 | #VALUE! | #VALUE! |  |  |  | #VALUE! | #VALUE! | #VALUE! | #VALUE! | #VALUE! | #VALUE! | #VALUE!
Sunday | 2 | 13 | 10 | 1042 | 0 | 0 | 0 | 0 | 0 | 0 | 0 | 0 | 0 | 0 | 0 | 0 | 0 | 0 | 0 | 0 | 0 | 0 | 0 | 0 | 0 | 0 | 0 | 0 | 0 | 0 | 0 | 0 | 0 | 0 | 0 | 0 | 0 | 0 | 0 | 0 | 0 | 0 | 0 | 0 |  | 0 | 0 | 0 |  | #VALUE! | #VALUE! | #VALUE! | #VALUE! |  |  | #VALUE! | #VALUE! | 0 | 0 | 0.20123 | 0.20123 | #VALUE! | #VALUE! | #VALUE! | #VALUE! | 0 | 0 | 0.20123 | 0.20123 | #VALUE! | #VALUE! | #VALUE! | #VALUE! | 0 | 0 | 0.20123 | 0.20123 | #VALUE! | #VALUE! |  |  |  | #VALUE! | #VALUE! | #VALUE! | #VALUE! | #VALUE! | #VALUE! | #VALUE!
Sunday | 2 | 13 | 11 | 1043 | 0 | 0 | 0 | 0 | 0 | 0 | 0 | 0 | 0 | 0 | 0 | 0 | 0 | 0 | 0 | 0 | 0 | 0 | 0 | 0 | 0 | 0 | 0 | 0 | 0 | 0 | 0 | 0 | 0 | 0 | 0 | 0 | 0 | 0 | 0 | 0 | 0 | 0 | 0 | 0 |  | 0 | 0 | 0 |  | #VALUE! | #VALUE! | #VALUE! | #VALUE! |  |  | #VALUE! | #VALUE! | 0 | 0 | 0.20123 | 0.20123 | #VALUE! | #VALUE! | #VALUE! | #VALUE! | 0 | 0 | 0.20123 | 0.20123 | #VALUE! | #VALUE! | #VALUE! | #VALUE! | 0 | 0 | 0.20123 | 0.20123 | #VALUE! | #VALUE! |  |  |  | #VALUE! | #VALUE! | #VALUE! | #VALUE! | #VALUE! | #VALUE! | #VALUE!
Sunday | 2 | 13 | 12 | 1044 | 0 | 0 | 0 | 0 | 0 | 0 | 0 | 0 | 0 | 0 | 0 | 0 | 0 | 0 | 0 | 0 | 0 | 0 | 0 | 0 | 0 | 0 | 0 | 0 | 0 | 0 | 0 | 0 | 0 | 0 | 0 | 0 | 0 | 0 | 0 | 0 | 0 | 0 | 0 | 0 |  | 0 | 0 | 0 |  | #VALUE! | #VALUE! | #VALUE! | #VALUE! |  |  | #VALUE! | #VALUE! | 0 | 0 | 0.20123 | 0.20123 | #VALUE! | #VALUE! | #VALUE! | #VALUE! | 0 | 0 | 0.20123 | 0.20123 | #VALUE! | #VALUE! | #VALUE! | #VALUE! | 0 | 0 | 0.20123 | 0.20123 | #VALUE! | #VALUE! |  |  |  | #VALUE! | #VALUE! | #VALUE! | #VALUE! | #VALUE! | #VALUE! | #VALUE!
Sunday | 2 | 13 | 13 | 1045 | 0 | 0 | 0 | 0 | 0 | 0 | 0 | 0 | 0 | 0 | 0 | 0 | 0 | 0 | 0 | 0 | 0 | 0 | 0 | 0 | 0 | 0 | 0 | 0 | 0 | 0 | 0 | 0 | 0 | 0 | 0 | 0 | 0 | 0 | 0 | 0 | 0 | 0 | 0 | 0 |  | 0 | 0 | 0 |  | #VALUE! | #VALUE! | #VALUE! | #VALUE! |  |  | #VALUE! | #VALUE! | 0 | 0 | 0.20123 | 0.20123 | #VALUE! | #VALUE! | #VALUE! | #VALUE! | 0 | 0 | 0.20123 | 0.20123 | #VALUE! | #VALUE! | #VALUE! | #VALUE! | 0 | 0 | 0.20123 | 0.20123 | #VALUE! | #VALUE! |  |  |  | #VALUE! | #VALUE! | #VALUE! | #VALUE! | #VALUE! | #VALUE! | #VALUE!
Sunday | 2 | 13 | 14 | 1046 | 0 | 0 | 0 | 0 | 0 | 0 | 0 | 0 | 0 | 0 | 0 | 0 | 0 | 0 | 0 | 0 | 0 | 0 | 0 | 0 | 0 | 0 | 0 | 0 | 0 | 0 | 0 | 0 | 0 | 0 | 0 | 0 | 0 | 0 | 0 | 0 | 0 | 0 | 0 | 0 |  | 0 | 0 | 0 |  | #VALUE! | #VALUE! | #VALUE! | #VALUE! |  |  | #VALUE! | #VALUE! | 0 | 0 | 0.20123 | 0.20123 | #VALUE! | #VALUE! | #VALUE! | #VALUE! | 0 | 0 | 0.20123 | 0.20123 | #VALUE! | #VALUE! | #VALUE! | #VALUE! | 0 | 0 | 0.20123 | 0.20123 | #VALUE! | #VALUE! |  |  |  | #VALUE! | #VALUE! | #VALUE! | #VALUE! | #VALUE! | #VALUE! | #VALUE!
Sunday | 2 | 13 | 15 | 1047 | 0 | 0 | 0 | 0 | 0 | 0 | 0 | 0 | 0 | 0 | 0 | 0 | 0 | 0 | 0 | 0 | 0 | 0 | 0 | 0 | 0 | 0 | 0 | 0 | 0 | 0 | 0 | 0 | 0 | 0 | 0 | 0 | 0 | 0 | 0 | 0 | 0 | 0 | 0 | 0 |  | 0 | 0 | 0 |  | #VALUE! | #VALUE! | #VALUE! | #VALUE! |  |  | #VALUE! | #VALUE! | 0 | 0 | 0.20123 | 0.20123 | #VALUE! | #VALUE! | #VALUE! | #VALUE! | 0 | 0 | 0.20123 | 0.20123 | #VALUE! | #VALUE! | #VALUE! | #VALUE! | 0 | 0 | 0.20123 | 0.20123 | #VALUE! | #VALUE! |  |  |  | #VALUE! | #VALUE! | #VALUE! | #VALUE! | #VALUE! | #VALUE! | #VALUE!
Sunday | 2 | 13 | 16 | 1048 | 0 | 0 | 0 | 0 | 0 | 0 | 0 | 0 | 0 | 0 | 0 | 0 | 0 | 0 | 0 | 0 | 0 | 0 | 0 | 0 | 0 | 0 | 0 | 0 | 0 | 0 | 0 | 0 | 0 | 0 | 0 | 0 | 0 | 0 | 0 | 0 | 0 | 0 | 0 | 0 |  | 0 | 0 | 0 |  | #VALUE! | #VALUE! | #VALUE! | #VALUE! |  |  | #VALUE! | #VALUE! | 0 | 0 | 0.20123 | 0.20123 | #VALUE! | #VALUE! | #VALUE! | #VALUE! | 0 | 0 | 0.20123 | 0.20123 | #VALUE! | #VALUE! | #VALUE! | #VALUE! | 0 | 0 | 0.20123 | 0.20123 | #VALUE! | #VALUE! |  |  |  | #VALUE! | #VALUE! | #VALUE! | #VALUE! | #VALUE! | #VALUE! | #VALUE!
Sunday | 2 | 13 | 17 | 1049 | 0 | 0 | 0 | 0 | 0 | 0 | 0 | 0 | 0 | 0 | 0 | 0 | 0 | 0 | 0 | 0 | 0 | 0 | 0 | 0 | 0 | 0 | 0 | 0 | 0 | 0 | 0 | 0 | 0 | 0 | 0 | 0 | 0 | 0 | 0 | 0 | 0 | 0 | 0 | 0 |  | 0 | 0 | 0 |  | #VALUE! | #VALUE! | #VALUE! | #VALUE! |  |  | #VALUE! | #VALUE! | 0 | 0 | 0.20123 | 0.20123 | #VALUE! | #VALUE! | #VALUE! | #VALUE! | 0 | 0 | 0.20123 | 0.20123 | #VALUE! | #VALUE! | #VALUE! | #VALUE! | 0 | 0 | 0.20123 | 0.20123 | #VALUE! | #VALUE! |  |  |  | #VALUE! | #VALUE! | #VALUE! | #VALUE! | #VALUE! | #VALUE! | #VALUE!
Sunday | 2 | 13 | 18 | 1050 | 0 | 0 | 0 | 0 | 0 | 0 | 0 | 0 | 0 | 0 | 0 | 0 | 0 | 0 | 0 | 0 | 0 | 0 | 0 | 0 | 0 | 0 | 0 | 0 | 0 | 0 | 0 | 0 | 0 | 0 | 0 | 0 | 0 | 0 | 0 | 0 | 0 | 0 | 0 | 0 |  | 0 | 0 | 0 |  | #VALUE! | #VALUE! | #VALUE! | #VALUE! |  |  | #VALUE! | #VALUE! | 0 | 0 | 0.20123 | 0.20123 | #VALUE! | #VALUE! | #VALUE! | #VALUE! | 0 | 0 | 0.20123 | 0.20123 | #VALUE! | #VALUE! | #VALUE! | #VALUE! | 0 | 0 | 0.20123 | 0.20123 | #VALUE! | #VALUE! |  |  |  | #VALUE! | #VALUE! | #VALUE! | #VALUE! | #VALUE! | #VALUE! | #VALUE!
Sunday | 2 | 13 | 19 | 1051 | 0 | 0 | 0 | 0 | 0 | 0 | 0 | 0 | 0 | 0 | 0 | 0 | 0 | 0 | 0 | 0 | 0 | 0 | 0 | 0 | 0 | 0 | 0 | 0 | 0 | 0 | 0 | 0 | 0 | 0 | 0 | 0 | 0 | 0 | 0 | 0 | 0 | 0 | 0 | 0 |  | 0 | 0 | 0 |  | #VALUE! | #VALUE! | #VALUE! | #VALUE! |  |  | #VALUE! | #VALUE! | 0 | 0 | 0.20123 | 0.20123 | #VALUE! | #VALUE! | #VALUE! | #VALUE! | 0 | 0 | 0.20123 | 0.20123 | #VALUE! | #VALUE! | #VALUE! | #VALUE! | 0 | 0 | 0.20123 | 0.20123 | #VALUE! | #VALUE! |  |  |  | #VALUE! | #VALUE! | #VALUE! | #VALUE! | #VALUE! | #VALUE! | #VALUE!
Sunday | 2 | 13 | 20 | 1052 | 0 | 0 | 0 | 0 | 0 | 0 | 0 | 0 | 0 | 0 | 0 | 0 | 0 | 0 | 0 | 0 | 0 | 0 | 0 | 0 | 0 | 0 | 0 | 0 | 0 | 0 | 0 | 0 | 0 | 0 | 0 | 0 | 0 | 0 | 0 | 0 | 0 | 0 | 0 | 0 |  | 0 | 0 | 0 |  | #VALUE! | #VALUE! | #VALUE! | #VALUE! |  |  | #VALUE! | #VALUE! | 0 | 0 | 0.20123 | 0.20123 | #VALUE! | #VALUE! | #VALUE! | #VALUE! | 0 | 0 | 0.20123 | 0.20123 | #VALUE! | #VALUE! | #VALUE! | #VALUE! | 0 | 0 | 0.20123 | 0.20123 | #VALUE! | #VALUE! |  |  |  | #VALUE! | #VALUE! | #VALUE! | #VALUE! | #VALUE! | #VALUE! | #VALUE!
Sunday | 2 | 13 | 21 | 1053 | 0 | 0 | 0 | 0 | 0 | 0 | 0 | 0 | 0 | 0 | 0 | 0 | 0 | 0 | 0 | 0 | 0 | 0 | 0 | 0 | 0 | 0 | 0 | 0 | 0 | 0 | 0 | 0 | 0 | 0 | 0 | 0 | 0 | 0 | 0 | 0 | 0 | 0 | 0 | 0 |  | 0 | 0 | 0 |  | #VALUE! | #VALUE! | #VALUE! | #VALUE! |  |  | #VALUE! | #VALUE! | 0 | 0 | 0.20123 | 0.20123 | #VALUE! | #VALUE! | #VALUE! | #VALUE! | 0 | 0 | 0.20123 | 0.20123 | #VALUE! | #VALUE! | #VALUE! | #VALUE! | 0 | 0 | 0.20123 | 0.20123 | #VALUE! | #VALUE! |  |  |  | #VALUE! | #VALUE! | #VALUE! | #VALUE! | #VALUE! | #VALUE! | #VALUE!
Sunday | 2 | 13 | 22 | 1054 | 0 | 0 | 0 | 0 | 0 | 0 | 0 | 0 | 0 | 0 | 0 | 0 | 0 | 0 | 0 | 0 | 0 | 0 | 0 | 0 | 0 | 0 | 0 | 0 | 0 | 0 | 0 | 0 | 0 | 0 | 0 | 0 | 0 | 0 | 0 | 0 | 0 | 0 | 0 | 0 |  | 0 | 0 | 0 |  | #VALUE! | #VALUE! | #VALUE! | #VALUE! |  |  | #VALUE! | #VALUE! | 0 | 0 | 0.20123 | 0.20123 | #VALUE! | #VALUE! | #VALUE! | #VALUE! | 0 | 0 | 0.20123 | 0.20123 | #VALUE! | #VALUE! | #VALUE! | #VALUE! | 0 | 0 | 0.20123 | 0.20123 | #VALUE! | #VALUE! |  |  |  | #VALUE! | #VALUE! | #VALUE! | #VALUE! | #VALUE! | #VALUE! | #VALUE!
Sunday | 2 | 13 | 23 | 1055 | 0 | 0 | 0 | 0 | 0 | 0 | 0 | 0 | 0 | 0 | 0 | 0 | 0 | 0 | 0 | 0 | 0 | 0 | 0 | 0 | 0 | 0 | 0 | 0 | 0 | 0 | 0 | 0 | 0 | 0 | 0 | 0 | 0 | 0 | 0 | 0 | 0 | 0 | 0 | 0 |  | 0 | 0 | 0 |  | #VALUE! | #VALUE! | #VALUE! | #VALUE! |  |  | #VALUE! | #VALUE! | 0 | 0 | 0.20123 | 0.20123 | #VALUE! | #VALUE! | #VALUE! | #VALUE! | 0 | 0 | 0.20123 | 0.20123 | #VALUE! | #VALUE! | #VALUE! | #VALUE! | 0 | 0 | 0.20123 | 0.20123 | #VALUE! | #VALUE! |  |  |  | #VALUE! | #VALUE! | #VALUE! | #VALUE! | #VALUE! | #VALUE! | #VALUE!
Sunday | 2 | 13 | 24 | 1056 | 0 | 0 | 0 | 0 | 0 | 0 | 0 | 0 | 0 | 0 | 0 | 0 | 0 | 0 | 0 | 0 | 0 | 0 | 0 | 0 | 0 | 0 | 0 | 0 | 0 | 0 | 0 | 0 | 0 | 0 | 0 | 0 | 0 | 0 | 0 | 0 | 0 | 0 | 0 | 0 |  | 0 | 0 | 0 |  | #VALUE! | #VALUE! | #VALUE! | #VALUE! |  |  | #VALUE! | #VALUE! | 0 | 0 | 0.20123 | 0.20123 | #VALUE! | #VALUE! | #VALUE! | #VALUE! | 0 | 0 | 0.20123 | 0.20123 | #VALUE! | #VALUE! | #VALUE! | #VALUE! | 0 | 0 | 0.20123 | 0.20123 | #VALUE! | #VALUE! |  |  |  | #VALUE! | #VALUE! | #VALUE! | #VALUE! | #VALUE! | #VALUE! | #VALUE!
Monday | 2 | 14 | 1 | 1057 | 0 | 0 | 0 | 0 | 0 | 0 | 0 | 0 | 0 | 0 | 0 | 0 | 0 | 0 | 0 | 0 | 0 | 0 | 0 | 0 | 0 | 0 | 0 | 0 | 0 | 0 | 0 | 0 | 0 | 0 | 0 | 0 | 0 | 0 | 0 | 0 | 0 | 0 | 0 | 0 |  | 0 | 0 | 0 |  | #VALUE! | #VALUE! | #VALUE! | #VALUE! |  |  | #VALUE! | #VALUE! | 0 | 0 | 0.20123 | 0.20123 | #VALUE! | #VALUE! | #VALUE! | #VALUE! | 0 | 0 | 0.20123 | 0.20123 | #VALUE! | #VALUE! | #VALUE! | #VALUE! | 0 | 0 | 0.20123 | 0.20123 | #VALUE! | #VALUE! |  |  |  | #VALUE! | #VALUE! | #VALUE! | #VALUE! | #VALUE! | #VALUE! | #VALUE!
Monday | 2 | 14 | 2 | 1058 | 0 | 0 | 0 | 0 | 0 | 0 | 0 | 0 | 0 | 0 | 0 | 0 | 0 | 0 | 0 | 0 | 0 | 0 | 0 | 0 | 0 | 0 | 0 | 0 | 0 | 0 | 0 | 0 | 0 | 0 | 0 | 0 | 0 | 0 | 0 | 0 | 0 | 0 | 0 | 0 |  | 0 | 0 | 0 |  | #VALUE! | #VALUE! | #VALUE! | #VALUE! |  |  | #VALUE! | #VALUE! | 0 | 0 | 0.20123 | 0.20123 | #VALUE! | #VALUE! | #VALUE! | #VALUE! | 0 | 0 | 0.20123 | 0.20123 | #VALUE! | #VALUE! | #VALUE! | #VALUE! | 0 | 0 | 0.20123 | 0.20123 | #VALUE! | #VALUE! |  |  |  | #VALUE! | #VALUE! | #VALUE! | #VALUE! | #VALUE! | #VALUE! | #VALUE!
Monday | 2 | 14 | 3 | 1059 | 0 | 0 | 0 | 0 | 0 | 0 | 0 | 0 | 0 | 0 | 0 | 0 | 0 | 0 | 0 | 0 | 0 | 0 | 0 | 0 | 0 | 0 | 0 | 0 | 0 | 0 | 0 | 0 | 0 | 0 | 0 | 0 | 0 | 0 | 0 | 0 | 0 | 0 | 0 | 0 |  | 0 | 0 | 0 |  | #VALUE! | #VALUE! | #VALUE! | #VALUE! |  |  | #VALUE! | #VALUE! | 0 | 0 | 0.20123 | 0.20123 | #VALUE! | #VALUE! | #VALUE! | #VALUE! | 0 | 0 | 0.20123 | 0.20123 | #VALUE! | #VALUE! | #VALUE! | #VALUE! | 0 | 0 | 0.20123 | 0.20123 | #VALUE! | #VALUE! |  |  |  | #VALUE! | #VALUE! | #VALUE! | #VALUE! | #VALUE! | #VALUE! | #VALUE!
Monday | 2 | 14 | 4 | 1060 | 0 | 0 | 0 | 0 | 0 | 0 | 0 | 0 | 0 | 0 | 0 | 0 | 0 | 0 | 0 | 0 | 0 | 0 | 0 | 0 | 0 | 0 | 0 | 0 | 0 | 0 | 0 | 0 | 0 | 0 | 0 | 0 | 0 | 0 | 0 | 0 | 0 | 0 | 0 | 0 |  | 0 | 0 | 0 |  | #VALUE! | #VALUE! | #VALUE! | #VALUE! |  |  | #VALUE! | #VALUE! | 0 | 0 | 0.20123 | 0.20123 | #VALUE! | #VALUE! | #VALUE! | #VALUE! | 0 | 0 | 0.20123 | 0.20123 | #VALUE! | #VALUE! | #VALUE! | #VALUE! | 0 | 0 | 0.20123 | 0.20123 | #VALUE! | #VALUE! |  |  |  | #VALUE! | #VALUE! | #VALUE! | #VALUE! | #VALUE! | #VALUE! | #VALUE!
Monday | 2 | 14 | 5 | 1061 | 0 | 0 | 0 | 0 | 0 | 0 | 0 | 0 | 0 | 0 | 0 | 0 | 0 | 0 | 0 | 0 | 0 | 0 | 0 | 0 | 0 | 0 | 0 | 0 | 0 | 0 | 0 | 0 | 0 | 0 | 0 | 0 | 0 | 0 | 0 | 0 | 0 | 0 | 0 | 0 |  | 0 | 0 | 0 |  | #VALUE! | #VALUE! | #VALUE! | #VALUE! |  |  | #VALUE! | #VALUE! | 0 | 0 | 0.20123 | 0.20123 | #VALUE! | #VALUE! | #VALUE! | #VALUE! | 0 | 0 | 0.20123 | 0.20123 | #VALUE! | #VALUE! | #VALUE! | #VALUE! | 0 | 0 | 0.20123 | 0.20123 | #VALUE! | #VALUE! |  |  |  | #VALUE! | #VALUE! | #VALUE! | #VALUE! | #VALUE! | #VALUE! | #VALUE!
Monday | 2 | 14 | 6 | 1062 | 0 | 0 | 0 | 0 | 0 | 0 | 0 | 0 | 0 | 0 | 0 | 0 | 0 | 0 | 0 | 0 | 0 | 0 | 0 | 0 | 0 | 0 | 0 | 0 | 0 | 0 | 0 | 0 | 0 | 0 | 0 | 0 | 0 | 0 | 0 | 0 | 0 | 0 | 0 | 0 |  | 0 | 0 | 0 |  | #VALUE! | #VALUE! | #VALUE! | #VALUE! |  |  | #VALUE! | #VALUE! | 0 | 0 | 0.20123 | 0.20123 | #VALUE! | #VALUE! | #VALUE! | #VALUE! | 0 | 0 | 0.20123 | 0.20123 | #VALUE! | #VALUE! | #VALUE! | #VALUE! | 0 | 0 | 0.20123 | 0.20123 | #VALUE! | #VALUE! |  |  |  | #VALUE! | #VALUE! | #VALUE! | #VALUE! | #VALUE! | #VALUE! | #VALUE!
Monday | 2 | 14 | 7 | 1063 | 0 | 0 | 0 | 0 | 0 | 0 | 0 | 0 | 0 | 0 | 0 | 0 | 0 | 0 | 0 | 0 | 0 | 0 | 0 | 0 | 0 | 0 | 0 | 0 | 0 | 0 | 0 | 0 | 0 | 0 | 0 | 0 | 0 | 0 | 0 | 0 | 0 | 0 | 0 | 0 |  | 0 | 0 | 0 |  | #VALUE! | #VALUE! | #VALUE! | #VALUE! |  |  | #VALUE! | #VALUE! | 0 | 0 | 0.20123 | 0.20123 | #VALUE! | #VALUE! | #VALUE! | #VALUE! | 0 | 0 | 0.20123 | 0.20123 | #VALUE! | #VALUE! | #VALUE! | #VALUE! | 0 | 0 | 0.20123 | 0.20123 | #VALUE! | #VALUE! |  |  |  | #VALUE! | #VALUE! | #VALUE! | #VALUE! | #VALUE! | #VALUE! | #VALUE!
Monday | 2 | 14 | 8 | 1064 | 0 | 0 | 0 | 0 | 0 | 0 | 0 | 0 | 0 | 0 | 0 | 0 | 0 | 0 | 0 | 0 | 0 | 0 | 0 | 0 | 0 | 0 | 0 | 0 | 0 | 0 | 0 | 0 | 0 | 0 | 0 | 0 | 0 | 0 | 0 | 0 | 0 | 0 | 0 | 0 |  | 0 | 0 | 0 |  | #VALUE! | #VALUE! | #VALUE! | #VALUE! |  |  | #VALUE! | #VALUE! | 0 | 0 | 0.20123 | 0.20123 | #VALUE! | #VALUE! | #VALUE! | #VALUE! | 0 | 0 | 0.20123 | 0.20123 | #VALUE! | #VALUE! | #VALUE! | #VALUE! | 0 | 0 | 0.20123 | 0.20123 | #VALUE! | #VALUE! |  |  |  | #VALUE! | #VALUE! | #VALUE! | #VALUE! | #VALUE! | #VALUE! | #VALUE!
Monday | 2 | 14 | 9 | 1065 | 0 | 0 | 0 | 0 | 0 | 0 | 0 | 0 | 0 | 0 | 0 | 0 | 0 | 0 | 0 | 0 | 0 | 0 | 0 | 0 | 0 | 0 | 0 | 0 | 0 | 0 | 0 | 0 | 0 | 0 | 0 | 0 | 0 | 0 | 0 | 0 | 0 | 0 | 0 | 0 |  | 0 | 0 | 0 |  | #VALUE! | #VALUE! | #VALUE! | #VALUE! |  |  | #VALUE! | #VALUE! | 0 | 0 | 0.20123 | 0.20123 | #VALUE! | #VALUE! | #VALUE! | #VALUE! | 0 | 0 | 0.20123 | 0.20123 | #VALUE! | #VALUE! | #VALUE! | #VALUE! | 0 | 0 | 0.20123 | 0.20123 | #VALUE! | #VALUE! |  |  |  | #VALUE! | #VALUE! | #VALUE! | #VALUE! | #VALUE! | #VALUE! | #VALUE!
Monday | 2 | 14 | 10 | 1066 | 0 | 0 | 0 | 0 | 0 | 0 | 0 | 0 | 0 | 0 | 0 | 0 | 0 | 0 | 0 | 0 | 0 | 0 | 0 | 0 | 0 | 0 | 0 | 0 | 0 | 0 | 0 | 0 | 0 | 0 | 0 | 0 | 0 | 0 | 0 | 0 | 0 | 0 | 0 | 0 |  | 0 | 0 | 0 |  | #VALUE! | #VALUE! | #VALUE! | #VALUE! |  |  | #VALUE! | #VALUE! | 0 | 0 | 0.20123 | 0.20123 | #VALUE! | #VALUE! | #VALUE! | #VALUE! | 0 | 0 | 0.20123 | 0.20123 | #VALUE! | #VALUE! | #VALUE! | #VALUE! | 0 | 0 | 0.20123 | 0.20123 | #VALUE! | #VALUE! |  |  |  | #VALUE! | #VALUE! | #VALUE! | #VALUE! | #VALUE! | #VALUE! | #VALUE!
Monday | 2 | 14 | 11 | 1067 | 0 | 0 | 0 | 0 | 0 | 0 | 0 | 0 | 0 | 0 | 0 | 0 | 0 | 0 | 0 | 0 | 0 | 0 | 0 | 0 | 0 | 0 | 0 | 0 | 0 | 0 | 0 | 0 | 0 | 0 | 0 | 0 | 0 | 0 | 0 | 0 | 0 | 0 | 0 | 0 |  | 0 | 0 | 0 |  | #VALUE! | #VALUE! | #VALUE! | #VALUE! |  |  | #VALUE! | #VALUE! | 0 | 0 | 0.20123 | 0.20123 | #VALUE! | #VALUE! | #VALUE! | #VALUE! | 0 | 0 | 0.20123 | 0.20123 | #VALUE! | #VALUE! | #VALUE! | #VALUE! | 0 | 0 | 0.20123 | 0.20123 | #VALUE! | #VALUE! |  |  |  | #VALUE! | #VALUE! | #VALUE! | #VALUE! | #VALUE! | #VALUE! | #VALUE!
Monday | 2 | 14 | 12 | 1068 | 0 | 0 | 0 | 0 | 0 | 0 | 0 | 0 | 0 | 0 | 0 | 0 | 0 | 0 | 0 | 0 | 0 | 0 | 0 | 0 | 0 | 0 | 0 | 0 | 0 | 0 | 0 | 0 | 0 | 0 | 0 | 0 | 0 | 0 | 0 | 0 | 0 | 0 | 0 | 0 |  | 0 | 0 | 0 |  | #VALUE! | #VALUE! | #VALUE! | #VALUE! |  |  | #VALUE! | #VALUE! | 0 | 0 | 0.20123 | 0.20123 | #VALUE! | #VALUE! | #VALUE! | #VALUE! | 0 | 0 | 0.20123 | 0.20123 | #VALUE! | #VALUE! | #VALUE! | #VALUE! | 0 | 0 | 0.20123 | 0.20123 | #VALUE! | #VALUE! |  |  |  | #VALUE! | #VALUE! | #VALUE! | #VALUE! | #VALUE! | #VALUE! | #VALUE!
Monday | 2 | 14 | 13 | 1069 | 0 | 0 | 0 | 0 | 0 | 0 | 0 | 0 | 0 | 0 | 0 | 0 | 0 | 0 | 0 | 0 | 0 | 0 | 0 | 0 | 0 | 0 | 0 | 0 | 0 | 0 | 0 | 0 | 0 | 0 | 0 | 0 | 0 | 0 | 0 | 0 | 0 | 0 | 0 | 0 |  | 0 | 0 | 0 |  | #VALUE! | #VALUE! | #VALUE! | #VALUE! |  |  | #VALUE! | #VALUE! | 0 | 0 | 0.20123 | 0.20123 | #VALUE! | #VALUE! | #VALUE! | #VALUE! | 0 | 0 | 0.20123 | 0.20123 | #VALUE! | #VALUE! | #VALUE! | #VALUE! | 0 | 0 | 0.20123 | 0.20123 | #VALUE! | #VALUE! |  |  |  | #VALUE! | #VALUE! | #VALUE! | #VALUE! | #VALUE! | #VALUE! | #VALUE!
Monday | 2 | 14 | 14 | 1070 | 0 | 0 | 0 | 0 | 0 | 0 | 0 | 0 | 0 | 0 | 0 | 0 | 0 | 0 | 0 | 0 | 0 | 0 | 0 | 0 | 0 | 0 | 0 | 0 | 0 | 0 | 0 | 0 | 0 | 0 | 0 | 0 | 0 | 0 | 0 | 0 | 0 | 0 | 0 | 0 |  | 0 | 0 | 0 |  | #VALUE! | #VALUE! | #VALUE! | #VALUE! |  |  | #VALUE! | #VALUE! | 0 | 0 | 0.20123 | 0.20123 | #VALUE! | #VALUE! | #VALUE! | #VALUE! | 0 | 0 | 0.20123 | 0.20123 | #VALUE! | #VALUE! | #VALUE! | #VALUE! | 0 | 0 | 0.20123 | 0.20123 | #VALUE! | #VALUE! |  |  |  | #VALUE! | #VALUE! | #VALUE! | #VALUE! | #VALUE! | #VALUE! | #VALUE!
Monday | 2 | 14 | 15 | 1071 | 0 | 0 | 0 | 0 | 0 | 0 | 0 | 0 | 0 | 0 | 0 | 0 | 0 | 0 | 0 | 0 | 0 | 0 | 0 | 0 | 0 | 0 | 0 | 0 | 0 | 0 | 0 | 0 | 0 | 0 | 0 | 0 | 0 | 0 | 0 | 0 | 0 | 0 | 0 | 0 |  | 0 | 0 | 0 |  | #VALUE! | #VALUE! | #VALUE! | #VALUE! |  |  | #VALUE! | #VALUE! | 0 | 0 | 0.20123 | 0.20123 | #VALUE! | #VALUE! | #VALUE! | #VALUE! | 0 | 0 | 0.20123 | 0.20123 | #VALUE! | #VALUE! | #VALUE! | #VALUE! | 0 | 0 | 0.20123 | 0.20123 | #VALUE! | #VALUE! |  |  |  | #VALUE! | #VALUE! | #VALUE! | #VALUE! | #VALUE! | #VALUE! | #VALUE!
Monday | 2 | 14 | 16 | 1072 | 0 | 0 | 0 | 0 | 0 | 0 | 0 | 0 | 0 | 0 | 0 | 0 | 0 | 0 | 0 | 0 | 0 | 0 | 0 | 0 | 0 | 0 | 0 | 0 | 0 | 0 | 0 | 0 | 0 | 0 | 0 | 0 | 0 | 0 | 0 | 0 | 0 | 0 | 0 | 0 |  | 0 | 0 | 0 |  | #VALUE! | #VALUE! | #VALUE! | #VALUE! |  |  | #VALUE! | #VALUE! | 0 | 0 | 0.20123 | 0.20123 | #VALUE! | #VALUE! | #VALUE! | #VALUE! | 0 | 0 | 0.20123 | 0.20123 | #VALUE! | #VALUE! | #VALUE! | #VALUE! | 0 | 0 | 0.20123 | 0.20123 | #VALUE! | #VALUE! |  |  |  | #VALUE! | #VALUE! | #VALUE! | #VALUE! | #VALUE! | #VALUE! | #VALUE!
Monday | 2 | 14 | 17 | 1073 | 0 | 0 | 0 | 0 | 0 | 0 | 0 | 0 | 0 | 0 | 0 | 0 | 0 | 0 | 0 | 0 | 0 | 0 | 0 | 0 | 0 | 0 | 0 | 0 | 0 | 0 | 0 | 0 | 0 | 0 | 0 | 0 | 0 | 0 | 0 | 0 | 0 | 0 | 0 | 0 |  | 0 | 0 | 0 |  | #VALUE! | #VALUE! | #VALUE! | #VALUE! |  |  | #VALUE! | #VALUE! | 0 | 0 | 0.20123 | 0.20123 | #VALUE! | #VALUE! | #VALUE! | #VALUE! | 0 | 0 | 0.20123 | 0.20123 | #VALUE! | #VALUE! | #VALUE! | #VALUE! | 0 | 0 | 0.20123 | 0.20123 | #VALUE! | #VALUE! |  |  |  | #VALUE! | #VALUE! | #VALUE! | #VALUE! | #VALUE! | #VALUE! | #VALUE!
Monday | 2 | 14 | 18 | 1074 | 0 | 0 | 0 | 0 | 0 | 0 | 0 | 0 | 0 | 0 | 0 | 0 | 0 | 0 | 0 | 0 | 0 | 0 | 0 | 0 | 0 | 0 | 0 | 0 | 0 | 0 | 0 | 0 | 0 | 0 | 0 | 0 | 0 | 0 | 0 | 0 | 0 | 0 | 0 | 0 |  | 0 | 0 | 0 |  | #VALUE! | #VALUE! | #VALUE! | #VALUE! |  |  | #VALUE! | #VALUE! | 0 | 0 | 0.20123 | 0.20123 | #VALUE! | #VALUE! | #VALUE! | #VALUE! | 0 | 0 | 0.20123 | 0.20123 | #VALUE! | #VALUE! | #VALUE! | #VALUE! | 0 | 0 | 0.20123 | 0.20123 | #VALUE! | #VALUE! |  |  |  | #VALUE! | #VALUE! | #VALUE! | #VALUE! | #VALUE! | #VALUE! | #VALUE!
Monday | 2 | 14 | 19 | 1075 | 0 | 0 | 0 | 0 | 0 | 0 | 0 | 0 | 0 | 0 | 0 | 0 | 0 | 0 | 0 | 0 | 0 | 0 | 0 | 0 | 0 | 0 | 0 | 0 | 0 | 0 | 0 | 0 | 0 | 0 | 0 | 0 | 0 | 0 | 0 | 0 | 0 | 0 | 0 | 0 |  | 0 | 0 | 0 |  | #VALUE! | #VALUE! | #VALUE! | #VALUE! |  |  | #VALUE! | #VALUE! | 0 | 0 | 0.20123 | 0.20123 | #VALUE! | #VALUE! | #VALUE! | #VALUE! | 0 | 0 | 0.20123 | 0.20123 | #VALUE! | #VALUE! | #VALUE! | #VALUE! | 0 | 0 | 0.20123 | 0.20123 | #VALUE! | #VALUE! |  |  |  | #VALUE! | #VALUE! | #VALUE! | #VALUE! | #VALUE! | #VALUE! | #VALUE!
Monday | 2 | 14 | 20 | 1076 | 0 | 0 | 0 | 0 | 0 | 0 | 0 | 0 | 0 | 0 | 0 | 0 | 0 | 0 | 0 | 0 | 0 | 0 | 0 | 0 | 0 | 0 | 0 | 0 | 0 | 0 | 0 | 0 | 0 | 0 | 0 | 0 | 0 | 0 | 0 | 0 | 0 | 0 | 0 | 0 |  | 0 | 0 | 0 |  | #VALUE! | #VALUE! | #VALUE! | #VALUE! |  |  | #VALUE! | #VALUE! | 0 | 0 | 0.20123 | 0.20123 | #VALUE! | #VALUE! | #VALUE! | #VALUE! | 0 | 0 | 0.20123 | 0.20123 | #VALUE! | #VALUE! | #VALUE! | #VALUE! | 0 | 0 | 0.20123 | 0.20123 | #VALUE! | #VALUE! |  |  |  | #VALUE! | #VALUE! | #VALUE! | #VALUE! | #VALUE! | #VALUE! | #VALUE!
Monday | 2 | 14 | 21 | 1077 | 0 | 0 | 0 | 0 | 0 | 0 | 0 | 0 | 0 | 0 | 0 | 0 | 0 | 0 | 0 | 0 | 0 | 0 | 0 | 0 | 0 | 0 | 0 | 0 | 0 | 0 | 0 | 0 | 0 | 0 | 0 | 0 | 0 | 0 | 0 | 0 | 0 | 0 | 0 | 0 |  | 0 | 0 | 0 |  | #VALUE! | #VALUE! | #VALUE! | #VALUE! |  |  | #VALUE! | #VALUE! | 0 | 0 | 0.20123 | 0.20123 | #VALUE! | #VALUE! | #VALUE! | #VALUE! | 0 | 0 | 0.20123 | 0.20123 | #VALUE! | #VALUE! | #VALUE! | #VALUE! | 0 | 0 | 0.20123 | 0.20123 | #VALUE! | #VALUE! |  |  |  | #VALUE! | #VALUE! | #VALUE! | #VALUE! | #VALUE! | #VALUE! | #VALUE!
Monday | 2 | 14 | 22 | 1078 | 0 | 0 | 0 | 0 | 0 | 0 | 0 | 0 | 0 | 0 | 0 | 0 | 0 | 0 | 0 | 0 | 0 | 0 | 0 | 0 | 0 | 0 | 0 | 0 | 0 | 0 | 0 | 0 | 0 | 0 | 0 | 0 | 0 | 0 | 0 | 0 | 0 | 0 | 0 | 0 |  | 0 | 0 | 0 |  | #VALUE! | #VALUE! | #VALUE! | #VALUE! |  |  | #VALUE! | #VALUE! | 0 | 0 | 0.20123 | 0.20123 | #VALUE! | #VALUE! | #VALUE! | #VALUE! | 0 | 0 | 0.20123 | 0.20123 | #VALUE! | #VALUE! | #VALUE! | #VALUE! | 0 | 0 | 0.20123 | 0.20123 | #VALUE! | #VALUE! |  |  |  | #VALUE! | #VALUE! | #VALUE! | #VALUE! | #VALUE! | #VALUE! | #VALUE!
Monday | 2 | 14 | 23 | 1079 | 0 | 0 | 0 | 0 | 0 | 0 | 0 | 0 | 0 | 0 | 0 | 0 | 0 | 0 | 0 | 0 | 0 | 0 | 0 | 0 | 0 | 0 | 0 | 0 | 0 | 0 | 0 | 0 | 0 | 0 | 0 | 0 | 0 | 0 | 0 | 0 | 0 | 0 | 0 | 0 |  | 0 | 0 | 0 |  | #VALUE! | #VALUE! | #VALUE! | #VALUE! |  |  | #VALUE! | #VALUE! | 0 | 0 | 0.20123 | 0.20123 | #VALUE! | #VALUE! | #VALUE! | #VALUE! | 0 | 0 | 0.20123 | 0.20123 | #VALUE! | #VALUE! | #VALUE! | #VALUE! | 0 | 0 | 0.20123 | 0.20123 | #VALUE! | #VALUE! |  |  |  | #VALUE! | #VALUE! | #VALUE! | #VALUE! | #VALUE! | #VALUE! | #VALUE!
Monday | 2 | 14 | 24 | 1080 | 0 | 0 | 0 | 0 | 0 | 0 | 0 | 0 | 0 | 0 | 0 | 0 | 0 | 0 | 0 | 0 | 0 | 0 | 0 | 0 | 0 | 0 | 0 | 0 | 0 | 0 | 0 | 0 | 0 | 0 | 0 | 0 | 0 | 0 | 0 | 0 | 0 | 0 | 0 | 0 |  | 0 | 0 | 0 |  | #VALUE! | #VALUE! | #VALUE! | #VALUE! |  |  | #VALUE! | #VALUE! | 0 | 0 | 0.20123 | 0.20123 | #VALUE! | #VALUE! | #VALUE! | #VALUE! | 0 | 0 | 0.20123 | 0.20123 | #VALUE! | #VALUE! | #VALUE! | #VALUE! | 0 | 0 | 0.20123 | 0.20123 | #VALUE! | #VALUE! |  |  |  | #VALUE! | #VALUE! | #VALUE! | #VALUE! | #VALUE! | #VALUE! | #VALUE!
Tuesday | 2 | 15 | 1 | 1081 | 0 | 0 | 0 | 0 | 0 | 0 | 0 | 0 | 0 | 0 | 0 | 0 | 0 | 0 | 0 | 0 | 0 | 0 | 0 | 0 | 0 | 0 | 0 | 0 | 0 | 0 | 0 | 0 | 0 | 0 | 0 | 0 | 0 | 0 | 0 | 0 | 0 | 0 | 0 | 0 |  | 0 | 0 | 0 |  | #VALUE! | #VALUE! | #VALUE! | #VALUE! |  |  | #VALUE! | #VALUE! | 0 | 0 | 0.20123 | 0.20123 | #VALUE! | #VALUE! | #VALUE! | #VALUE! | 0 | 0 | 0.20123 | 0.20123 | #VALUE! | #VALUE! | #VALUE! | #VALUE! | 0 | 0 | 0.20123 | 0.20123 | #VALUE! | #VALUE! |  |  |  | #VALUE! | #VALUE! | #VALUE! | #VALUE! | #VALUE! | #VALUE! | #VALUE!
Tuesday | 2 | 15 | 2 | 1082 | 0 | 0 | 0 | 0 | 0 | 0 | 0 | 0 | 0 | 0 | 0 | 0 | 0 | 0 | 0 | 0 | 0 | 0 | 0 | 0 | 0 | 0 | 0 | 0 | 0.0019191 | 0 | 0 | 0 | 0 | 0 | 0 | 0 | 0 | 0 | 0 | 0 | 0 | 0 | 0 | 0 |  | 0 | 0 | 0 |  | #VALUE! | #VALUE! | #VALUE! | #VALUE! |  |  | #VALUE! | #VALUE! | 0 | 0 | 0.20123 | 0.20123 | #VALUE! | #VALUE! | #VALUE! | #VALUE! | 0 | 0 | 0.20123 | 0.20123 | #VALUE! | #VALUE! | #VALUE! | #VALUE! | 0 | 0 | 0.20123 | 0.20123 | #VALUE! | #VALUE! |  |  |  | #VALUE! | #VALUE! | #VALUE! | #VALUE! | #VALUE! | #VALUE! | #VALUE!
Tuesday | 2 | 15 | 3 | 1083 | 0 | 0 | 0 | 0 | 0 | 0 | 0 | 0 | 0 | 0 | 0 | 0 | 0 | 0 | 0 | 0 | 0 | 0 | 0 | 0 | 0 | 0 | 0 | 0 | 0 | 0 | 0 | 0 | 0 | 0 | 0 | 0 | 0 | 0 | 0 | 0 | 0 | 0 | 0 | 0 |  | 0 | 0 | 0 |  | #VALUE! | #VALUE! | #VALUE! | #VALUE! |  |  | #VALUE! | #VALUE! | 0 | 0 | 0.20123 | 0.20123 | #VALUE! | #VALUE! | #VALUE! | #VALUE! | 0 | 0 | 0.20123 | 0.20123 | #VALUE! | #VALUE! | #VALUE! | #VALUE! | 0 | 0 | 0.20123 | 0.20123 | #VALUE! | #VALUE! |  |  |  | #VALUE! | #VALUE! | #VALUE! | #VALUE! | #VALUE! | #VALUE! | #VALUE!
Tuesday | 2 | 15 | 4 | 1084 | 0 | 0 | 0 | 0 | 0 | 0 | 0 | 0 | 0 | 0 | 0 | 0 | 0 | 0 | 0 | 0 | 0 | 0 | 0 | 0 | 0 | 0 | 0 | 0 | 0 | 0 | 0 | 0 | 0 | 0 | 0 | 0 | 0 | 0 | 0 | 0 | 0 | 0 | 0 | 0 |  | 0 | 0 | 0 |  | #VALUE! | #VALUE! | #VALUE! | #VALUE! |  |  | #VALUE! | #VALUE! | 0 | 0 | 0.20123 | 0.20123 | #VALUE! | #VALUE! | #VALUE! | #VALUE! | 0 | 0 | 0.20123 | 0.20123 | #VALUE! | #VALUE! | #VALUE! | #VALUE! | 0 | 0 | 0.20123 | 0.20123 | #VALUE! | #VALUE! |  |  |  | #VALUE! | #VALUE! | #VALUE! | #VALUE! | #VALUE! | #VALUE! | #VALUE!
Tuesday | 2 | 15 | 5 | 1085 | 0 | 0 | 0 | 0 | 0 | 0 | 0 | 0 | 0 | 0 | 0 | 0 | 0 | 0 | 0 | 0 | 0 | 0 | 0 | 0 | 0 | 0 | 0 | 0 | 0 | 0 | 0 | 0 | 0 | 0 | 0 | 0 | 0 | 0 | 0 | 0 | 0 | 0 | 0 | 0 |  | 0 | 0 | 0 |  | #VALUE! | #VALUE! | #VALUE! | #VALUE! |  |  | #VALUE! | #VALUE! | 0 | 0 | 0.20123 | 0.20123 | #VALUE! | #VALUE! | #VALUE! | #VALUE! | 0 | 0 | 0.20123 | 0.20123 | #VALUE! | #VALUE! | #VALUE! | #VALUE! | 0 | 0 | 0.20123 | 0.20123 | #VALUE! | #VALUE! |  |  |  | #VALUE! | #VALUE! | #VALUE! | #VALUE! | #VALUE! | #VALUE! | #VALUE!
Tuesday | 2 | 15 | 6 | 1086 | 0 | 0 | 0 | 0 | 0 | 0 | 0 | 0 | 0 | 0 | 0 | 0 | 0 | 0 | 0 | 0 | 0 | 0 | 0 | 0 | 0 | 0 | 0 | 0 | 0 | 0 | 0 | 0 | 0 | 0 | 0 | 0 | 0 | 0 | 0 | 0 | 0 | 0 | 0 | 0 |  | 0 | 0 | 0 |  | #VALUE! | #VALUE! | #VALUE! | #VALUE! |  |  | #VALUE! | #VALUE! | 0 | 0 | 0.20123 | 0.20123 | #VALUE! | #VALUE! | #VALUE! | #VALUE! | 0 | 0 | 0.20123 | 0.20123 | #VALUE! | #VALUE! | #VALUE! | #VALUE! | 0 | 0 | 0.20123 | 0.20123 | #VALUE! | #VALUE! |  |  |  | #VALUE! | #VALUE! | #VALUE! | #VALUE! | #VALUE! | #VALUE! | #VALUE!
Tuesday | 2 | 15 | 7 | 1087 | 0 | 0 | 0 | 0 | 0 | 0 | 0 | 0 | 0 | 0 | 0 | 0 | 0 | 0 | 0 | 0 | 0 | 0 | 0 | 0 | 0 | 0 | 0 | 0 | 0 | 0 | 0 | 0 | 0 | 0 | 0 | 0 | 0 | 0 | 0 | 0 | 0 | 0 | 0 | 0 |  | 0 | 0 | 0 |  | #VALUE! | #VALUE! | #VALUE! | #VALUE! |  |  | #VALUE! | #VALUE! | 0 | 0 | 0.20123 | 0.20123 | #VALUE! | #VALUE! | #VALUE! | #VALUE! | 0 | 0 | 0.20123 | 0.20123 | #VALUE! | #VALUE! | #VALUE! | #VALUE! | 0 | 0 | 0.20123 | 0.20123 | #VALUE! | #VALUE! |  |  |  | #VALUE! | #VALUE! | #VALUE! | #VALUE! | #VALUE! | #VALUE! | #VALUE!
Tuesday | 2 | 15 | 8 | 1088 | 0 | 0 | 0 | 0 | 0 | 0 | 0 | 0 | 0 | 0 | 0 | 0 | 0 | 0 | 0 | 0 | 0 | 0 | 0 | 0 | 0 | 0 | 0 | 0 | 0 | 0 | 0 | 0 | 0 | 0 | 0 | 0 | 0 | 0 | 0 | 0 | 0 | 0 | 0 | 0 |  | 0 | 0 | 0 |  | #VALUE! | #VALUE! | #VALUE! | #VALUE! |  |  | #VALUE! | #VALUE! | 0 | 0 | 0.20123 | 0.20123 | #VALUE! | #VALUE! | #VALUE! | #VALUE! | 0 | 0 | 0.20123 | 0.20123 | #VALUE! | #VALUE! | #VALUE! | #VALUE! | 0 | 0 | 0.20123 | 0.20123 | #VALUE! | #VALUE! |  |  |  | #VALUE! | #VALUE! | #VALUE! | #VALUE! | #VALUE! | #VALUE! | #VALUE!
Tuesday | 2 | 15 | 9 | 1089 | 0 | 0 | 0 | 0 | 0 | 0 | 0 | 0 | 0 | 0 | 0 | 0 | 0 | 0 | 0 | 0 | 0 | 0 | 0 | 0 | 0 | 0 | 0 | 0 | 0 | 0 | 0 | 0 | 0 | 0 | 0 | 0 | 0 | 0 | 0 | 0 | 0 | 0 | 0 | 0 |  | 0 | 0 | 0 |  | #VALUE! | #VALUE! | #VALUE! | #VALUE! |  |  | #VALUE! | #VALUE! | 0 | 0 | 0.20123 | 0.20123 | #VALUE! | #VALUE! | #VALUE! | #VALUE! | 0 | 0 | 0.20123 | 0.20123 | #VALUE! | #VALUE! | #VALUE! | #VALUE! | 0 | 0 | 0.20123 | 0.20123 | #VALUE! | #VALUE! |  |  |  | #VALUE! | #VALUE! | #VALUE! | #VALUE! | #VALUE! | #VALUE! | #VALUE!
Tuesday | 2 | 15 | 10 | 1090 | 0 | 0 | 0 | 0 | 0 | 0 | 0 | 0 | 0 | 0 | 0 | 0 | 0 | 0 | 0 | 0 | 0 | 0 | 0 | 0 | 0 | 0 | 0 | 0 | 0 | 0 | 0 | 0 | 0 | 0 | 0 | 0 | 0 | 0 | 0 | 0 | 0 | 0 | 0 | 0 |  | 0 | 0 | 0 |  | #VALUE! | #VALUE! | #VALUE! | #VALUE! |  |  | #VALUE! | #VALUE! | 0 | 0 | 0.20123 | 0.20123 | #VALUE! | #VALUE! | #VALUE! | #VALUE! | 0 | 0 | 0.20123 | 0.20123 | #VALUE! | #VALUE! | #VALUE! | #VALUE! | 0 | 0 | 0.20123 | 0.20123 | #VALUE! | #VALUE! |  |  |  | #VALUE! | #VALUE! | #VALUE! | #VALUE! | #VALUE! | #VALUE! | #VALUE!
Tuesday | 2 | 15 | 11 | 1091 | 0 | 0 | 0 | 0 | 0 | 0 | 0 | 0 | 0 | 0 | 0 | 0 | 0 | 0 | 0 | 0 | 0 | 0 | 0 | 0 | 0 | 0 | 0 | 0 | 0 | 0 | 0 | 0 | 0 | 0 | 0 | 0 | 0 | 0 | 0 | 0 | 0 | 0 | 0 | 0 |  | 0 | 0 | 0 |  | #VALUE! | #VALUE! | #VALUE! | #VALUE! |  |  | #VALUE! | #VALUE! | 0 | 0 | 0.20123 | 0.20123 | #VALUE! | #VALUE! | #VALUE! | #VALUE! | 0 | 0 | 0.20123 | 0.20123 | #VALUE! | #VALUE! | #VALUE! | #VALUE! | 0 | 0 | 0.20123 | 0.20123 | #VALUE! | #VALUE! |  |  |  | #VALUE! | #VALUE! | #VALUE! | #VALUE! | #VALUE! | #VALUE! | #VALUE!
Tuesday | 2 | 15 | 12 | 1092 | 0 | 0 | 0 | 0 | 0 | 0 | 0 | 0 | 0 | 0 | 0 | 0 | 0 | 0 | 0 | 0 | 0 | 0 | 0 | 0 | 0 | 0 | 0 | 0 | 0 | 0 | 0 | 0 | 0 | 0 | 0 | 0 | 0 | 0 | 0 | 0 | 0 | 0 | 0 | 0 |  | 0 | 0 | 0 |  | #VALUE! | #VALUE! | #VALUE! | #VALUE! |  |  | #VALUE! | #VALUE! | 0 | 0 | 0.20123 | 0.20123 | #VALUE! | #VALUE! | #VALUE! | #VALUE! | 0 | 0 | 0.20123 | 0.20123 | #VALUE! | #VALUE! | #VALUE! | #VALUE! | 0 | 0 | 0.20123 | 0.20123 | #VALUE! | #VALUE! |  |  |  | #VALUE! | #VALUE! | #VALUE! | #VALUE! | #VALUE! | #VALUE! | #VALUE!
Tuesday | 2 | 15 | 13 | 1093 | 0 | 0 | 0 | 0 | 0 | 0 | 0 | 0 | 0 | 0 | 0 | 0 | 0 | 0 | 0 | 0 | 0 | 0 | 0 | 0 | 0 | 0 | 0 | 0 | 0 | 0 | 0 | 0 | 0 | 0 | 0 | 0 | 0 | 0 | 0 | 0 | 0 | 0 | 0 | 0 |  | 0 | 0 | 0 |  | #VALUE! | #VALUE! | #VALUE! | #VALUE! |  |  | #VALUE! | #VALUE! | 0 | 0 | 0.20123 | 0.20123 | #VALUE! | #VALUE! | #VALUE! | #VALUE! | 0 | 0 | 0.20123 | 0.20123 | #VALUE! | #VALUE! | #VALUE! | #VALUE! | 0 | 0 | 0.20123 | 0.20123 | #VALUE! | #VALUE! |  |  |  | #VALUE! | #VALUE! | #VALUE! | #VALUE! | #VALUE! | #VALUE! | #VALUE!
Tuesday | 2 | 15 | 14 | 1094 | 0 | 0 | 0 | 0 | 0 | 0 | 0 | 0 | 0 | 0 | 0 | 0 | 0 | 0 | 0 | 0 | 0 | 0 | 0 | 0 | 0 | 0 | 0 | 0 | 0 | 0 | 0 | 0 | 0 | 0 | 0 | 0 | 0 | 0 | 0 | 0 | 0 | 0 | 0 | 0 |  | 0 | 0 | 0 |  | #VALUE! | #VALUE! | #VALUE! | #VALUE! |  |  | #VALUE! | #VALUE! | 0 | 0 | 0.20123 | 0.20123 | #VALUE! | #VALUE! | #VALUE! | #VALUE! | 0 | 0 | 0.20123 | 0.20123 | #VALUE! | #VALUE! | #VALUE! | #VALUE! | 0 | 0 | 0.20123 | 0.20123 | #VALUE! | #VALUE! |  |  |  | #VALUE! | #VALUE! | #VALUE! | #VALUE! | #VALUE! | #VALUE! | #VALUE!
Tuesday | 2 | 15 | 15 | 1095 | 0 | 0 | 0 | 0 | 0 | 0 | 0 | 0 | 0 | 0 | 0 | 0 | 0 | 0 | 0 | 0 | 0 | 0 | 0 | 0 | 0 | 0 | 0 | 0 | 0 | 0 | 0 | 0 | 0 | 0 | 0 | 0 | 0 | 0 | 0 | 0 | 0 | 0 | 0 | 0 |  | 0 | 0 | 0 |  | #VALUE! | #VALUE! | #VALUE! | #VALUE! |  |  | #VALUE! | #VALUE! | 0 | 0 | 0.20123 | 0.20123 | #VALUE! | #VALUE! | #VALUE! | #VALUE! | 0 | 0 | 0.20123 | 0.20123 | #VALUE! | #VALUE! | #VALUE! | #VALUE! | 0 | 0 | 0.20123 | 0.20123 | #VALUE! | #VALUE! |  |  |  | #VALUE! | #VALUE! | #VALUE! | #VALUE! | #VALUE! | #VALUE! | #VALUE!
Tuesday | 2 | 15 | 16 | 1096 | 0 | 0 | 0 | 0 | 0 | 0 | 0 | 0 | 0 | 0 | 0 | 0 | 0 | 0 | 0 | 0 | 0 | 0 | 0 | 0 | 0 | 0 | 0 | 0 | 0 | 0 | 0 | 0 | 0 | 0 | 0 | 0 | 0 | 0 | 0 | 0 | 0 | 0 | 0 | 0 |  | 0 | 0 | 0 |  | #VALUE! | #VALUE! | #VALUE! | #VALUE! |  |  | #VALUE! | #VALUE! | 0 | 0 | 0.20123 | 0.20123 | #VALUE! | #VALUE! | #VALUE! | #VALUE! | 0 | 0 | 0.20123 | 0.20123 | #VALUE! | #VALUE! | #VALUE! | #VALUE! | 0 | 0 | 0.20123 | 0.20123 | #VALUE! | #VALUE! |  |  |  | #VALUE! | #VALUE! | #VALUE! | #VALUE! | #VALUE! | #VALUE! | #VALUE!
Tuesday | 2 | 15 | 17 | 1097 | 0 | 0 | 0 | 0 | 0 | 0 | 0 | 0 | 0 | 0 | 0 | 0 | 0 | 0 | 0 | 0 | 0 | 0 | 0 | 0 | 0 | 0 | 0 | 0 | 0 | 0 | 0 | 0 | 0 | 0 | 0 | 0 | 0 | 0 | 0 | 0 | 0 | 0 | 0 | 0 |  | 0 | 0 | 0 |  | #VALUE! | #VALUE! | #VALUE! | #VALUE! |  |  | #VALUE! | #VALUE! | 0 | 0 | 0.20123 | 0.20123 | #VALUE! | #VALUE! | #VALUE! | #VALUE! | 0 | 0 | 0.20123 | 0.20123 | #VALUE! | #VALUE! | #VALUE! | #VALUE! | 0 | 0 | 0.20123 | 0.20123 | #VALUE! | #VALUE! |  |  |  | #VALUE! | #VALUE! | #VALUE! | #VALUE! | #VALUE! | #VALUE! | #VALUE!
Tuesday | 2 | 15 | 18 | 1098 | 0 | 0 | 0 | 0 | 0 | 0 | 0 | 0 | 0 | 0 | 0 | 0 | 0 | 0 | 0 | 0 | 0 | 0 | 0 | 0 | 0 | 0 | 0 | 0 | 0 | 0 | 0 | 0 | 0 | 0 | 0 | 0 | 0 | 0 | 0 | 0 | 0 | 0 | 0 | 0 |  | 0 | 0 | 0 |  | #VALUE! | #VALUE! | #VALUE! | #VALUE! |  |  | #VALUE! | #VALUE! | 0 | 0 | 0.20123 | 0.20123 | #VALUE! | #VALUE! | #VALUE! | #VALUE! | 0 | 0 | 0.20123 | 0.20123 | #VALUE! | #VALUE! | #VALUE! | #VALUE! | 0 | 0 | 0.20123 | 0.20123 | #VALUE! | #VALUE! |  |  |  | #VALUE! | #VALUE! | #VALUE! | #VALUE! | #VALUE! | #VALUE! | #VALUE!
Tuesday | 2 | 15 | 19 | 1099 | 0 | 0 | 0 | 0 | 0 | 0 | 0 | 0 | 0 | 0 | 0 | 0 | 0 | 0 | 0 | 0 | 0 | 0 | 0 | 0 | 0 | 0 | 0 | 0 | 0 | 0 | 0 | 0 | 0 | 0 | 0 | 0 | 0 | 0 | 0 | 0 | 0 | 0 | 0 | 0 |  | 0 | 0 | 0 |  | #VALUE! | #VALUE! | #VALUE! | #VALUE! |  |  | #VALUE! | #VALUE! | 0 | 0 | 0.20123 | 0.20123 | #VALUE! | #VALUE! | #VALUE! | #VALUE! | 0 | 0 | 0.20123 | 0.20123 | #VALUE! | #VALUE! | #VALUE! | #VALUE! | 0 | 0 | 0.20123 | 0.20123 | #VALUE! | #VALUE! |  |  |  | #VALUE! | #VALUE! | #VALUE! | #VALUE! | #VALUE! | #VALUE! | #VALUE!
Tuesday | 2 | 15 | 20 | 1100 | 0 | 0 | 0 | 0 | 0 | 0 | 0 | 0 | 0 | 0 | 0 | 0 | 0 | 0 | 0 | 0 | 0 | 0 | 0 | 0 | 0 | 0 | 0 | 0 | 0 | 0 | 0 | 0 | 0 | 0 | 0 | 0 | 0 | 0 | 0 | 0 | 0 | 0 | 0 | 0 |  | 0 | 0 | 0 |  | #VALUE! | #VALUE! | #VALUE! | #VALUE! |  |  | #VALUE! | #VALUE! | 0 | 0 | 0.20123 | 0.20123 | #VALUE! | #VALUE! | #VALUE! | #VALUE! | 0 | 0 | 0.20123 | 0.20123 | #VALUE! | #VALUE! | #VALUE! | #VALUE! | 0 | 0 | 0.20123 | 0.20123 | #VALUE! | #VALUE! |  |  |  | #VALUE! | #VALUE! | #VALUE! | #VALUE! | #VALUE! | #VALUE! | #VALUE!
Tuesday | 2 | 15 | 21 | 1101 | 0 | 0 | 0 | 0 | 0 | 0 | 0 | 0 | 0 | 0 | 0 | 0 | 0 | 0 | 0 | 0 | 0 | 0 | 0 | 0 | 0 | 0 | 0 | 0 | 0 | 0 | 0 | 0 | 0 | 0 | 0 | 0 | 0 | 0 | 0 | 0 | 0 | 0 | 0 | 0 |  | 0 | 0 | 0 |  | #VALUE! | #VALUE! | #VALUE! | #VALUE! |  |  | #VALUE! | #VALUE! | 0 | 0 | 0.20123 | 0.20123 | #VALUE! | #VALUE! | #VALUE! | #VALUE! | 0 | 0 | 0.20123 | 0.20123 | #VALUE! | #VALUE! | #VALUE! | #VALUE! | 0 | 0 | 0.20123 | 0.20123 | #VALUE! | #VALUE! |  |  |  | #VALUE! | #VALUE! | #VALUE! | #VALUE! | #VALUE! | #VALUE! | #VALUE!
Tuesday | 2 | 15 | 22 | 1102 | 0 | 0 | 0 | 0 | 0 | 0 | 0 | 0 | 0 | 0 | 0 | 0 | 0 | 0 | 0 | 0 | 0 | 0 | 0 | 0 | 0 | 0 | 0 | 0 | 0 | 0 | 0 | 0 | 0 | 0 | 0 | 0 | 0 | 0 | 0 | 0 | 0 | 0 | 0 | 0 |  | 0 | 0 | 0 |  | #VALUE! | #VALUE! | #VALUE! | #VALUE! |  |  | #VALUE! | #VALUE! | 0 | 0 | 0.20123 | 0.20123 | #VALUE! | #VALUE! | #VALUE! | #VALUE! | 0 | 0 | 0.20123 | 0.20123 | #VALUE! | #VALUE! | #VALUE! | #VALUE! | 0 | 0 | 0.20123 | 0.20123 | #VALUE! | #VALUE! |  |  |  | #VALUE! | #VALUE! | #VALUE! | #VALUE! | #VALUE! | #VALUE! | #VALUE!
Tuesday | 2 | 15 | 23 | 1103 | 0 | 0 | 0 | 0 | 0 | 0 | 0 | 0 | 0 | 0 | 0 | 0 | 0 | 0 | 0 | 0 | 0 | 0 | 0 | 0 | 0 | 0 | 0 | 0 | 0 | 0 | 0 | 0 | 0 | 0 | 0 | 0 | 0 | 0 | 0 | 0 | 0 | 0 | 0 | 0 |  | 0 | 0 | 0 |  | #VALUE! | #VALUE! | #VALUE! | #VALUE! |  |  | #VALUE! | #VALUE! | 0 | 0 | 0.20123 | 0.20123 | #VALUE! | #VALUE! | #VALUE! | #VALUE! | 0 | 0 | 0.20123 | 0.20123 | #VALUE! | #VALUE! | #VALUE! | #VALUE! | 0 | 0 | 0.20123 | 0.20123 | #VALUE! | #VALUE! |  |  |  | #VALUE! | #VALUE! | #VALUE! | #VALUE! | #VALUE! | #VALUE! | #VALUE!
Tuesday | 2 | 15 | 24 | 1104 | 0 | 0 | 0 | 0 | 0 | 0 | 0 | 0 | 0 | 0 | 0 | 0 | 0 | 0 | 0 | 0 | 0 | 0 | 0 | 0 | 0 | 0 | 0 | 0 | 0 | 0 | 0 | 0 | 0 | 0 | 0 | 0 | 0 | 0 | 0 | 0 | 0 | 0 | 0 | 0 |  | 0 | 0 | 0 |  | #VALUE! | #VALUE! | #VALUE! | #VALUE! |  |  | #VALUE! | #VALUE! | 0 | 0 | 0.20123 | 0.20123 | #VALUE! | #VALUE! | #VALUE! | #VALUE! | 0 | 0 | 0.20123 | 0.20123 | #VALUE! | #VALUE! | #VALUE! | #VALUE! | 0 | 0 | 0.20123 | 0.20123 | #VALUE! | #VALUE! |  |  |  | #VALUE! | #VALUE! | #VALUE! | #VALUE! | #VALUE! | #VALUE! | #VALUE!
Wednesday | 2 | 16 | 1 | 1105 | 0 | 0 | 0 | 0 | 0 | 0 | 0 | 0 | 0 | 0 | 0 | 0 | 0 | 0 | 0 | 0 | 0 | 0 | 0 | 0 | 0 | 0 | 0 | 0 | 0 | 0 | 0 | 0 | 0 | 0 | 0 | 0 | 0 | 0 | 0 | 0 | 0 | 0 | 0 | 0 |  | 0 | 0 | 0 |  | #VALUE! | #VALUE! | #VALUE! | #VALUE! |  |  | #VALUE! | #VALUE! | 0 | 0 | 0.20123 | 0.20123 | #VALUE! | #VALUE! | #VALUE! | #VALUE! | 0 | 0 | 0.20123 | 0.20123 | #VALUE! | #VALUE! | #VALUE! | #VALUE! | 0 | 0 | 0.20123 | 0.20123 | #VALUE! | #VALUE! |  |  |  | #VALUE! | #VALUE! | #VALUE! | #VALUE! | #VALUE! | #VALUE! | #VALUE!
Wednesday | 2 | 16 | 2 | 1106 | 0 | 0 | 0 | 0 | 0 | 0 | 0 | 0 | 0 | 0 | 0 | 0 | 0 | 0 | 0 | 0 | 0 | 0 | 0 | 0 | 0 | 0 | 0 | 0 | 0 | 0 | 0 | 0 | 0 | 0 | 0 | 0 | 0 | 0 | 0 | 0 | 0 | 0 | 0 | 0 |  | 0 | 0 | 0 |  | #VALUE! | #VALUE! | #VALUE! | #VALUE! |  |  | #VALUE! | #VALUE! | 0 | 0 | 0.20123 | 0.20123 | #VALUE! | #VALUE! | #VALUE! | #VALUE! | 0 | 0 | 0.20123 | 0.20123 | #VALUE! | #VALUE! | #VALUE! | #VALUE! | 0 | 0 | 0.20123 | 0.20123 | #VALUE! | #VALUE! |  |  |  | #VALUE! | #VALUE! | #VALUE! | #VALUE! | #VALUE! | #VALUE! | #VALUE!
Wednesday | 2 | 16 | 3 | 1107 | 0 | 0 | 0 | 0 | 0 | 0 | 0 | 0 | 0 | 0 | 0 | 0 | 0 | 0 | 0 | 0 | 0 | 0 | 0 | 0 | 0 | 0 | 0 | 0 | 0.0097526 | 0 | 0 | 0 | 0 | 0 | 0 | 0 | 0 | 0 | 0 | 0 | 0 | 0 | 0 | 0 |  | 0 | 0 | 0 |  | #VALUE! | #VALUE! | #VALUE! | #VALUE! |  |  | #VALUE! | #VALUE! | 0 | 0 | 0.20123 | 0.20123 | #VALUE! | #VALUE! | #VALUE! | #VALUE! | 0 | 0 | 0.20123 | 0.20123 | #VALUE! | #VALUE! | #VALUE! | #VALUE! | 0 | 0 | 0.20123 | 0.20123 | #VALUE! | #VALUE! |  |  |  | #VALUE! | #VALUE! | #VALUE! | #VALUE! | #VALUE! | #VALUE! | #VALUE!
Wednesday | 2 | 16 | 4 | 1108 | 0 | 0 | 0 | 0 | 0 | 0 | 0 | 0 | 0 | 0 | 0 | 0 | 0 | 0 | 0 | 0 | 0 | 0 | 0 | 0 | 0 | 0 | 0 | 0 | 0 | 0 | 0 | 0 | 0 | 0 | 0 | 0 | 0 | 0 | 0 | 0 | 0 | 0 | 0 | 0 |  | 0 | 0 | 0 |  | #VALUE! | #VALUE! | #VALUE! | #VALUE! |  |  | #VALUE! | #VALUE! | 0 | 0 | 0.20123 | 0.20123 | #VALUE! | #VALUE! | #VALUE! | #VALUE! | 0 | 0 | 0.20123 | 0.20123 | #VALUE! | #VALUE! | #VALUE! | #VALUE! | 0 | 0 | 0.20123 | 0.20123 | #VALUE! | #VALUE! |  |  |  | #VALUE! | #VALUE! | #VALUE! | #VALUE! | #VALUE! | #VALUE! | #VALUE!
Wednesday | 2 | 16 | 5 | 1109 | 0 | 0 | 0 | 0 | 0 | 0 | 0 | 0 | 0 | 0 | 0 | 0 | 0 | 0 | 0 | 0 | 0 | 0 | 0 | 0 | 0 | 0 | 0 | 0 | 0 | 0 | 0 | 0 | 0 | 0 | 0 | 0 | 0 | 0 | 0 | 0 | 0 | 0 | 0 | 0 |  | 0 | 0 | 0 |  | #VALUE! | #VALUE! | #VALUE! | #VALUE! |  |  | #VALUE! | #VALUE! | 0 | 0 | 0.20123 | 0.20123 | #VALUE! | #VALUE! | #VALUE! | #VALUE! | 0 | 0 | 0.20123 | 0.20123 | #VALUE! | #VALUE! | #VALUE! | #VALUE! | 0 | 0 | 0.20123 | 0.20123 | #VALUE! | #VALUE! |  |  |  | #VALUE! | #VALUE! | #VALUE! | #VALUE! | #VALUE! | #VALUE! | #VALUE!
Wednesday | 2 | 16 | 6 | 1110 | 0 | 0 | 0 | 0 | 0 | 0 | 0 | 0 | 0 | 0 | 0 | 0 | 0 | 0 | 0 | 0 | 0 | 0 | 0 | 0 | 0 | 0 | 0 | 0 | 0 | 0 | 0 | 0 | 0 | 0 | 0 | 0 | 0 | 0 | 0 | 0 | 0 | 0 | 0 | 0 |  | 0 | 0 | 0 |  | #VALUE! | #VALUE! | #VALUE! | #VALUE! |  |  | #VALUE! | #VALUE! | 0 | 0 | 0.20123 | 0.20123 | #VALUE! | #VALUE! | #VALUE! | #VALUE! | 0 | 0 | 0.20123 | 0.20123 | #VALUE! | #VALUE! | #VALUE! | #VALUE! | 0 | 0 | 0.20123 | 0.20123 | #VALUE! | #VALUE! |  |  |  | #VALUE! | #VALUE! | #VALUE! | #VALUE! | #VALUE! | #VALUE! | #VALUE!
Wednesday | 2 | 16 | 7 | 1111 | 0 | 0 | 0 | 0 | 0 | 0 | 0 | 0 | 0 | 0 | 0 | 0 | 0 | 0 | 0 | 0 | 0 | 0 | 0 | 0 | 0 | 0 | 0 | 0 | 0 | 0 | 0 | 0 | 0 | 0 | 0 | 0 | 0 | 0 | 0 | 0 | 0 | 0 | 0 | 0 |  | 0 | 0 | 0 |  | #VALUE! | #VALUE! | #VALUE! | #VALUE! |  |  | #VALUE! | #VALUE! | 0 | 0 | 0.20123 | 0.20123 | #VALUE! | #VALUE! | #VALUE! | #VALUE! | 0 | 0 | 0.20123 | 0.20123 | #VALUE! | #VALUE! | #VALUE! | #VALUE! | 0 | 0 | 0.20123 | 0.20123 | #VALUE! | #VALUE! |  |  |  | #VALUE! | #VALUE! | #VALUE! | #VALUE! | #VALUE! | #VALUE! | #VALUE!
Wednesday | 2 | 16 | 8 | 1112 | 0 | 0 | 0 | 0 | 0 | 0 | 0 | 0 | 0 | 0 | 0 | 0 | 0 | 0 | 0 | 0 | 0 | 0 | 0 | 0 | 0 | 0 | 0 | 0 | 0 | 0 | 0 | 0 | 0 | 0 | 0 | 0 | 0 | 0 | 0 | 0 | 0 | 0 | 0 | 0 |  | 0 | 0 | 0 |  | #VALUE! | #VALUE! | #VALUE! | #VALUE! |  |  | #VALUE! | #VALUE! | 0 | 0 | 0.20123 | 0.20123 | #VALUE! | #VALUE! | #VALUE! | #VALUE! | 0 | 0 | 0.20123 | 0.20123 | #VALUE! | #VALUE! | #VALUE! | #VALUE! | 0 | 0 | 0.20123 | 0.20123 | #VALUE! | #VALUE! |  |  |  | #VALUE! | #VALUE! | #VALUE! | #VALUE! | #VALUE! | #VALUE! | #VALUE!
Wednesday | 2 | 16 | 9 | 1113 | 0 | 0 | 0 | 0 | 0 | 0 | 0 | 0 | 0 | 0 | 0 | 0 | 0 | 0 | 0 | 0 | 0 | 0 | 0 | 0 | 0 | 0 | 0 | 0 | 0 | 0 | 0 | 0 | 0 | 0 | 0 | 0 | 0 | 0 | 0 | 0 | 0 | 0 | 0 | 0 |  | 0 | 0 | 0 |  | #VALUE! | #VALUE! | #VALUE! | #VALUE! |  |  | #VALUE! | #VALUE! | 0 | 0 | 0.20123 | 0.20123 | #VALUE! | #VALUE! | #VALUE! | #VALUE! | 0 | 0 | 0.20123 | 0.20123 | #VALUE! | #VALUE! | #VALUE! | #VALUE! | 0 | 0 | 0.20123 | 0.20123 | #VALUE! | #VALUE! |  |  |  | #VALUE! | #VALUE! | #VALUE! | #VALUE! | #VALUE! | #VALUE! | #VALUE!
Wednesday | 2 | 16 | 10 | 1114 | 0 | 0 | 0 | 0 | 0 | 0 | 0 | 0 | 0 | 0 | 0 | 0 | 0 | 0 | 0 | 0 | 0 | 0 | 0 | 0 | 0 | 0 | 0 | 0 | 0 | 0 | 0 | 0 | 0 | 0 | 0 | 0 | 0 | 0 | 0 | 0 | 0 | 0 | 0 | 0 |  | 0 | 0 | 0 |  | #VALUE! | #VALUE! | #VALUE! | #VALUE! |  |  | #VALUE! | #VALUE! | 0 | 0 | 0.20123 | 0.20123 | #VALUE! | #VALUE! | #VALUE! | #VALUE! | 0 | 0 | 0.20123 | 0.20123 | #VALUE! | #VALUE! | #VALUE! | #VALUE! | 0 | 0 | 0.20123 | 0.20123 | #VALUE! | #VALUE! |  |  |  | #VALUE! | #VALUE! | #VALUE! | #VALUE! | #VALUE! | #VALUE! | #VALUE!
Wednesday | 2 | 16 | 11 | 1115 | 0 | 0 | 0 | 0 | 0 | 0 | 0 | 0 | 0 | 0 | 0 | 0 | 0 | 0 | 0 | 0 | 0 | 0 | 0 | 0 | 0 | 0 | 0 | 0 | 0 | 0 | 0 | 0 | 0 | 0 | 0 | 0 | 0 | 0 | 0 | 0 | 0 | 0 | 0 | 0 |  | 0 | 0 | 0 |  | #VALUE! | #VALUE! | #VALUE! | #VALUE! |  |  | #VALUE! | #VALUE! | 0 | 0 | 0.20123 | 0.20123 | #VALUE! | #VALUE! | #VALUE! | #VALUE! | 0 | 0 | 0.20123 | 0.20123 | #VALUE! | #VALUE! | #VALUE! | #VALUE! | 0 | 0 | 0.20123 | 0.20123 | #VALUE! | #VALUE! |  |  |  | #VALUE! | #VALUE! | #VALUE! | #VALUE! | #VALUE! | #VALUE! | #VALUE!
Wednesday | 2 | 16 | 12 | 1116 | 0 | 0 | 0 | 0 | 0 | 0 | 0 | 0 | 0 | 0 | 0 | 0 | 0 | 0 | 0 | 0 | 0 | 0 | 0 | 0 | 0 | 0 | 0 | 0 | 0 | 0 | 0 | 0 | 0 | 0 | 0 | 0 | 0 | 0 | 0 | 0 | 0 | 0 | 0 | 0 |  | 0 | 0 | 0 |  | #VALUE! | #VALUE! | #VALUE! | #VALUE! |  |  | #VALUE! | #VALUE! | 0 | 0 | 0.20123 | 0.20123 | #VALUE! | #VALUE! | #VALUE! | #VALUE! | 0 | 0 | 0.20123 | 0.20123 | #VALUE! | #VALUE! | #VALUE! | #VALUE! | 0 | 0 | 0.20123 | 0.20123 | #VALUE! | #VALUE! |  |  |  | #VALUE! | #VALUE! | #VALUE! | #VALUE! | #VALUE! | #VALUE! | #VALUE!
Wednesday | 2 | 16 | 13 | 1117 | 0 | 0 | 0 | 0 | 0 | 0 | 0 | 0 | 0 | 0 | 0 | 0 | 0 | 0 | 0 | 0 | 0 | 0 | 0 | 0 | 0 | 0 | 0 | 0 | 0 | 0 | 0 | 0 | 0 | 0 | 0 | 0 | 0 | 0 | 0 | 0 | 0 | 0 | 0 | 0 |  | 0 | 0 | 0 |  | #VALUE! | #VALUE! | #VALUE! | #VALUE! |  |  | #VALUE! | #VALUE! | 0 | 0 | 0.20123 | 0.20123 | #VALUE! | #VALUE! | #VALUE! | #VALUE! | 0 | 0 | 0.20123 | 0.20123 | #VALUE! | #VALUE! | #VALUE! | #VALUE! | 0 | 0 | 0.20123 | 0.20123 | #VALUE! | #VALUE! |  |  |  | #VALUE! | #VALUE! | #VALUE! | #VALUE! | #VALUE! | #VALUE! | #VALUE!
Wednesday | 2 | 16 | 14 | 1118 | 0 | 0 | 0 | 0 | 0 | 0 | 0 | 0 | 0 | 0 | 0 | 0 | 0 | 0 | 0 | 0 | 0 | 0 | 0 | 0 | 0 | 0 | 0 | 0 | 0 | 0 | 0 | 0 | 0 | 0 | 0 | 0 | 0 | 0 | 0 | 0 | 0 | 0 | 0 | 0 |  | 0 | 0 | 0 |  | #VALUE! | #VALUE! | #VALUE! | #VALUE! |  |  | #VALUE! | #VALUE! | 0 | 0 | 0.20123 | 0.20123 | #VALUE! | #VALUE! | #VALUE! | #VALUE! | 0 | 0 | 0.20123 | 0.20123 | #VALUE! | #VALUE! | #VALUE! | #VALUE! | 0 | 0 | 0.20123 | 0.20123 | #VALUE! | #VALUE! |  |  |  | #VALUE! | #VALUE! | #VALUE! | #VALUE! | #VALUE! | #VALUE! | #VALUE!
Wednesday | 2 | 16 | 15 | 1119 | 0 | 0 | 0 | 0 | 0 | 0 | 0 | 0 | 0 | 0 | 0 | 0 | 0 | 0 | 0 | 0 | 0 | 0 | 0 | 0 | 0 | 0 | 0 | 0 | 0 | 0 | 0 | 0 | 0 | 0 | 0 | 0 | 0 | 0 | 0 | 0 | 0 | 0 | 0 | 0 |  | 0 | 0 | 0 |  | #VALUE! | #VALUE! | #VALUE! | #VALUE! |  |  | #VALUE! | #VALUE! | 0 | 0 | 0.20123 | 0.20123 | #VALUE! | #VALUE! | #VALUE! | #VALUE! | 0 | 0 | 0.20123 | 0.20123 | #VALUE! | #VALUE! | #VALUE! | #VALUE! | 0 | 0 | 0.20123 | 0.20123 | #VALUE! | #VALUE! |  |  |  | #VALUE! | #VALUE! | #VALUE! | #VALUE! | #VALUE! | #VALUE! | #VALUE!
Wednesday | 2 | 16 | 16 | 1120 | 0 | 0 | 0 | 0 | 0 | 0 | 0 | 0 | 0 | 0 | 0 | 0 | 0 | 0 | 0 | 0 | 0 | 0 | 0 | 0 | 0 | 0 | 0 | 0 | 0 | 0 | 0 | 0 | 0 | 0 | 0 | 0 | 0 | 0 | 0 | 0 | 0 | 0 | 0 | 0 |  | 0 | 0 | 0 |  | #VALUE! | #VALUE! | #VALUE! | #VALUE! |  |  | #VALUE! | #VALUE! | 0 | 0 | 0.20123 | 0.20123 | #VALUE! | #VALUE! | #VALUE! | #VALUE! | 0 | 0 | 0.20123 | 0.20123 | #VALUE! | #VALUE! | #VALUE! | #VALUE! | 0 | 0 | 0.20123 | 0.20123 | #VALUE! | #VALUE! |  |  |  | #VALUE! | #VALUE! | #VALUE! | #VALUE! | #VALUE! | #VALUE! | #VALUE!
Wednesday | 2 | 16 | 17 | 1121 | 0 | 0 | 0 | 0 | 0 | 0 | 0 | 0 | 0 | 0 | 0 | 0 | 0 | 0 | 0 | 0 | 0 | 0 | 0 | 0 | 0 | 0 | 0 | 0 | 0 | 0 | 0 | 0 | 0 | 0 | 0 | 0 | 0 | 0 | 0 | 0 | 0 | 0 | 0 | 0 |  | 0 | 0 | 0 |  | #VALUE! | #VALUE! | #VALUE! | #VALUE! |  |  | #VALUE! | #VALUE! | 0 | 0 | 0.20123 | 0.20123 | #VALUE! | #VALUE! | #VALUE! | #VALUE! | 0 | 0 | 0.20123 | 0.20123 | #VALUE! | #VALUE! | #VALUE! | #VALUE! | 0 | 0 | 0.20123 | 0.20123 | #VALUE! | #VALUE! |  |  |  | #VALUE! | #VALUE! | #VALUE! | #VALUE! | #VALUE! | #VALUE! | #VALUE!
Wednesday | 2 | 16 | 18 | 1122 | 0 | 0 | 0 | 0 | 0 | 0 | 0 | 0 | 0 | 0 | 0 | 0 | 0 | 0 | 0 | 0 | 0 | 0 | 0 | 0 | 0 | 0 | 0 | 0 | 0 | 0 | 0 | 0 | 0 | 0 | 0 | 0 | 0 | 0 | 0 | 0 | 0 | 0 | 0 | 0 |  | 0 | 0 | 0 |  | #VALUE! | #VALUE! | #VALUE! | #VALUE! |  |  | #VALUE! | #VALUE! | 0 | 0 | 0.20123 | 0.20123 | #VALUE! | #VALUE! | #VALUE! | #VALUE! | 0 | 0 | 0.20123 | 0.20123 | #VALUE! | #VALUE! | #VALUE! | #VALUE! | 0 | 0 | 0.20123 | 0.20123 | #VALUE! | #VALUE! |  |  |  | #VALUE! | #VALUE! | #VALUE! | #VALUE! | #VALUE! | #VALUE! | #VALUE!
Wednesday | 2 | 16 | 19 | 1123 | 0 | 0 | 0 | 0 | 0 | 0 | 0 | 0 | 0 | 0 | 0 | 0 | 0 | 0 | 0 | 0 | 0 | 0 | 0 | 0 | 0 | 0 | 0 | 0 | 0 | 0 | 0 | 0 | 0 | 0 | 0 | 0 | 0 | 0 | 0 | 0 | 0 | 0 | 0 | 0 |  | 0 | 0 | 0 |  | #VALUE! | #VALUE! | #VALUE! | #VALUE! |  |  | #VALUE! | #VALUE! | 0 | 0 | 0.20123 | 0.20123 | #VALUE! | #VALUE! | #VALUE! | #VALUE! | 0 | 0 | 0.20123 | 0.20123 | #VALUE! | #VALUE! | #VALUE! | #VALUE! | 0 | 0 | 0.20123 | 0.20123 | #VALUE! | #VALUE! |  |  |  | #VALUE! | #VALUE! | #VALUE! | #VALUE! | #VALUE! | #VALUE! | #VALUE!
Wednesday | 2 | 16 | 20 | 1124 | 0 | 0 | 0 | 0 | 0 | 0 | 0 | 0 | 0 | 0 | 0 | 0 | 0 | 0 | 0 | 0 | 0 | 0 | 0 | 0 | 0 | 0 | 0 | 0 | 0 | 0 | 0 | 0 | 0 | 0 | 0 | 0 | 0 | 0 | 0 | 0 | 0 | 0 | 0 | 0 |  | 0 | 0 | 0 |  | #VALUE! | #VALUE! | #VALUE! | #VALUE! |  |  | #VALUE! | #VALUE! | 0 | 0 | 0.20123 | 0.20123 | #VALUE! | #VALUE! | #VALUE! | #VALUE! | 0 | 0 | 0.20123 | 0.20123 | #VALUE! | #VALUE! | #VALUE! | #VALUE! | 0 | 0 | 0.20123 | 0.20123 | #VALUE! | #VALUE! |  |  |  | #VALUE! | #VALUE! | #VALUE! | #VALUE! | #VALUE! | #VALUE! | #VALUE!
Wednesday | 2 | 16 | 21 | 1125 | 0 | 0 | 0 | 0 | 0 | 0 | 0 | 0 | 0 | 0 | 0 | 0 | 0 | 0 | 0 | 0 | 0 | 0 | 0 | 0 | 0 | 0 | 0 | 0 | 0 | 0 | 0 | 0 | 0 | 0 | 0 | 0 | 0 | 0 | 0 | 0 | 0 | 0 | 0 | 0 |  | 0 | 0 | 0 |  | #VALUE! | #VALUE! | #VALUE! | #VALUE! |  |  | #VALUE! | #VALUE! | 0 | 0 | 0.20123 | 0.20123 | #VALUE! | #VALUE! | #VALUE! | #VALUE! | 0 | 0 | 0.20123 | 0.20123 | #VALUE! | #VALUE! | #VALUE! | #VALUE! | 0 | 0 | 0.20123 | 0.20123 | #VALUE! | #VALUE! |  |  |  | #VALUE! | #VALUE! | #VALUE! | #VALUE! | #VALUE! | #VALUE! | #VALUE!
Wednesday | 2 | 16 | 22 | 1126 | 0 | 0 | 0 | 0 | 0 | 0 | 0 | 0 | 0 | 0 | 0 | 0 | 0 | 0 | 0 | 0 | 0 | 0 | 0 | 0 | 0 | 0 | 0 | 0 | 0 | 0 | 0 | 0 | 0 | 0 | 0 | 0 | 0 | 0 | 0 | 0 | 0 | 0 | 0 | 0 |  | 0 | 0 | 0 |  | #VALUE! | #VALUE! | #VALUE! | #VALUE! |  |  | #VALUE! | #VALUE! | 0 | 0 | 0.20123 | 0.20123 | #VALUE! | #VALUE! | #VALUE! | #VALUE! | 0 | 0 | 0.20123 | 0.20123 | #VALUE! | #VALUE! | #VALUE! | #VALUE! | 0 | 0 | 0.20123 | 0.20123 | #VALUE! | #VALUE! |  |  |  | #VALUE! | #VALUE! | #VALUE! | #VALUE! | #VALUE! | #VALUE! | #VALUE!
Wednesday | 2 | 16 | 23 | 1127 | 0 | 0 | 0 | 0 | 0 | 0 | 0 | 0 | 0 | 0 | 0 | 0 | 0 | 0 | 0 | 0 | 0 | 0 | 0 | 0 | 0 | 0 | 0 | 0 | 0 | 0 | 0 | 0 | 0 | 0 | 0 | 0 | 0 | 0 | 0 | 0 | 0 | 0 | 0 | 0 |  | 0 | 0 | 0 |  | #VALUE! | #VALUE! | #VALUE! | #VALUE! |  |  | #VALUE! | #VALUE! | 0 | 0 | 0.20123 | 0.20123 | #VALUE! | #VALUE! | #VALUE! | #VALUE! | 0 | 0 | 0.20123 | 0.20123 | #VALUE! | #VALUE! | #VALUE! | #VALUE! | 0 | 0 | 0.20123 | 0.20123 | #VALUE! | #VALUE! |  |  |  | #VALUE! | #VALUE! | #VALUE! | #VALUE! | #VALUE! | #VALUE! | #VALUE!
Wednesday | 2 | 16 | 24 | 1128 | 0 | 0 | 0 | 0 | 0 | 0 | 0 | 0 | 0 | 0 | 0 | 0 | 0 | 0 | 0 | 0 | 0 | 0 | 0 | 0 | 0 | 0 | 0 | 0 | 0 | 0 | 0 | 0 | 0 | 0 | 0 | 0 | 0 | 0 | 0 | 0 | 0 | 0 | 0 | 0 |  | 0 | 0 | 0 |  | #VALUE! | #VALUE! | #VALUE! | #VALUE! |  |  | #VALUE! | #VALUE! | 0 | 0 | 0.20123 | 0.20123 | #VALUE! | #VALUE! | #VALUE! | #VALUE! | 0 | 0 | 0.20123 | 0.20123 | #VALUE! | #VALUE! | #VALUE! | #VALUE! | 0 | 0 | 0.20123 | 0.20123 | #VALUE! | #VALUE! |  |  |  | #VALUE! | #VALUE! | #VALUE! | #VALUE! | #VALUE! | #VALUE! | #VALUE!
Thursday | 2 | 17 | 1 | 1129 | 0 | 0 | 0 | 0 | 0 | 0 | 0 | 0 | 0 | 0 | 0 | 0 | 0 | 0 | 0 | 0 | 0 | 0 | 0 | 0 | 0 | 0 | 0 | 0 | 0 | 0 | 0 | 0 | 0 | 0 | 0 | 0 | 0 | 0 | 0 | 0 | 0 | 0 | 0 | 0 |  | 0 | 0 | 0 |  | #VALUE! | #VALUE! | #VALUE! | #VALUE! |  |  | #VALUE! | #VALUE! | 0 | 0 | 0.20123 | 0.20123 | #VALUE! | #VALUE! | #VALUE! | #VALUE! | 0 | 0 | 0.20123 | 0.20123 | #VALUE! | #VALUE! | #VALUE! | #VALUE! | 0 | 0 | 0.20123 | 0.20123 | #VALUE! | #VALUE! |  |  |  | #VALUE! | #VALUE! | #VALUE! | #VALUE! | #VALUE! | #VALUE! | #VALUE!
Thursday | 2 | 17 | 2 | 1130 | 0 | 0 | 0 | 0 | 0 | 0 | 0 | 0 | 0 | 0 | 0 | 0 | 0 | 0 | 0 | 0 | 0 | 0 | 0 | 0 | 0 | 0 | 0 | 0 | 0.0019401 | 0 | 0 | 0 | 0 | 0 | 0 | 0 | 0 | 0 | 0 | 0 | 0 | 0 | 0 | 0 |  | 0 | 0 | 0 |  | #VALUE! | #VALUE! | #VALUE! | #VALUE! |  |  | #VALUE! | #VALUE! | 0 | 0 | 0.20123 | 0.20123 | #VALUE! | #VALUE! | #VALUE! | #VALUE! | 0 | 0 | 0.20123 | 0.20123 | #VALUE! | #VALUE! | #VALUE! | #VALUE! | 0 | 0 | 0.20123 | 0.20123 | #VALUE! | #VALUE! |  |  |  | #VALUE! | #VALUE! | #VALUE! | #VALUE! | #VALUE! | #VALUE! | #VALUE!
Thursday | 2 | 17 | 3 | 1131 | 0 | 0 | 0 | 0 | 0 | 0 | 0 | 0 | 0 | 0 | 0 | 0 | 0 | 0 | 0 | 0 | 0 | 0 | 0 | 0 | 0 | 0 | 0 | 0 | 0 | 0 | 0 | 0 | 0 | 0 | 0 | 0 | 0 | 0 | 0 | 0 | 0 | 0 | 0 | 0 |  | 0 | 0 | 0 |  | #VALUE! | #VALUE! | #VALUE! | #VALUE! |  |  | #VALUE! | #VALUE! | 0 | 0 | 0.20123 | 0.20123 | #VALUE! | #VALUE! | #VALUE! | #VALUE! | 0 | 0 | 0.20123 | 0.20123 | #VALUE! | #VALUE! | #VALUE! | #VALUE! | 0 | 0 | 0.20123 | 0.20123 | #VALUE! | #VALUE! |  |  |  | #VALUE! | #VALUE! | #VALUE! | #VALUE! | #VALUE! | #VALUE! | #VALUE!
Thursday | 2 | 17 | 4 | 1132 | 0 | 0 | 0 | 0 | 0 | 0 | 0 | 0 | 0 | 0 | 0 | 0 | 0 | 0 | 0 | 0 | 0 | 0 | 0 | 0 | 0 | 0 | 0 | 0 | 0 | 0 | 0 | 0 | 0 | 0 | 0 | 0 | 0 | 0 | 0 | 0 | 0 | 0 | 0 | 0 |  | 0 | 0 | 0 |  | #VALUE! | #VALUE! | #VALUE! | #VALUE! |  |  | #VALUE! | #VALUE! | 0 | 0 | 0.20123 | 0.20123 | #VALUE! | #VALUE! | #VALUE! | #VALUE! | 0 | 0 | 0.20123 | 0.20123 | #VALUE! | #VALUE! | #VALUE! | #VALUE! | 0 | 0 | 0.20123 | 0.20123 | #VALUE! | #VALUE! |  |  |  | #VALUE! | #VALUE! | #VALUE! | #VALUE! | #VALUE! | #VALUE! | #VALUE!
Thursday | 2 | 17 | 5 | 1133 | 0 | 0 | 0 | 0 | 0 | 0 | 0 | 0 | 0 | 0 | 0 | 0 | 0 | 0 | 0 | 0 | 0 | 0 | 0 | 0 | 0 | 0 | 0 | 0 | 0 | 0 | 0 | 0 | 0 | 0 | 0 | 0 | 0 | 0 | 0 | 0 | 0 | 0 | 0 | 0 |  | 0 | 0 | 0 |  | #VALUE! | #VALUE! | #VALUE! | #VALUE! |  |  | #VALUE! | #VALUE! | 0 | 0 | 0.20123 | 0.20123 | #VALUE! | #VALUE! | #VALUE! | #VALUE! | 0 | 0 | 0.20123 | 0.20123 | #VALUE! | #VALUE! | #VALUE! | #VALUE! | 0 | 0 | 0.20123 | 0.20123 | #VALUE! | #VALUE! |  |  |  | #VALUE! | #VALUE! | #VALUE! | #VALUE! | #VALUE! | #VALUE! | #VALUE!
Thursday | 2 | 17 | 6 | 1134 | 0 | 0 | 0 | 0 | 0 | 0 | 0 | 0 | 0 | 0 | 0 | 0 | 0 | 0 | 0 | 0 | 0 | 0 | 0 | 0 | 0 | 0 | 0 | 0 | 0 | 0 | 0 | 0 | 0 | 0 | 0 | 0 | 0 | 0 | 0 | 0 | 0 | 0 | 0 | 0 |  | 0 | 0 | 0 |  | #VALUE! | #VALUE! | #VALUE! | #VALUE! |  |  | #VALUE! | #VALUE! | 0 | 0 | 0.20123 | 0.20123 | #VALUE! | #VALUE! | #VALUE! | #VALUE! | 0 | 0 | 0.20123 | 0.20123 | #VALUE! | #VALUE! | #VALUE! | #VALUE! | 0 | 0 | 0.20123 | 0.20123 | #VALUE! | #VALUE! |  |  |  | #VALUE! | #VALUE! | #VALUE! | #VALUE! | #VALUE! | #VALUE! | #VALUE!
Thursday | 2 | 17 | 7 | 1135 | 0 | 0 | 0 | 0 | 0 | 0 | 0 | 0 | 0 | 0 | 0 | 0 | 0 | 0 | 0 | 0 | 0 | 0 | 0 | 0 | 0 | 0 | 0 | 0 | 0 | 0 | 0 | 0 | 0 | 0 | 0 | 0 | 0 | 0 | 0 | 0 | 0 | 0 | 0 | 0 |  | 0 | 0 | 0 |  | #VALUE! | #VALUE! | #VALUE! | #VALUE! |  |  | #VALUE! | #VALUE! | 0 | 0 | 0.20123 | 0.20123 | #VALUE! | #VALUE! | #VALUE! | #VALUE! | 0 | 0 | 0.20123 | 0.20123 | #VALUE! | #VALUE! | #VALUE! | #VALUE! | 0 | 0 | 0.20123 | 0.20123 | #VALUE! | #VALUE! |  |  |  | #VALUE! | #VALUE! | #VALUE! | #VALUE! | #VALUE! | #VALUE! | #VALUE!
Thursday | 2 | 17 | 8 | 1136 | 0 | 0 | 0 | 0 | 0 | 0 | 0 | 0 | 0 | 0 | 0 | 0 | 0 | 0 | 0 | 0 | 0 | 0 | 0 | 0 | 0 | 0 | 0 | 0 | 0 | 0 | 0 | 0 | 0 | 0 | 0 | 0 | 0 | 0 | 0 | 0 | 0 | 0 | 0 | 0 |  | 0 | 0 | 0 |  | #VALUE! | #VALUE! | #VALUE! | #VALUE! |  |  | #VALUE! | #VALUE! | 0 | 0 | 0.20123 | 0.20123 | #VALUE! | #VALUE! | #VALUE! | #VALUE! | 0 | 0 | 0.20123 | 0.20123 | #VALUE! | #VALUE! | #VALUE! | #VALUE! | 0 | 0 | 0.20123 | 0.20123 | #VALUE! | #VALUE! |  |  |  | #VALUE! | #VALUE! | #VALUE! | #VALUE! | #VALUE! | #VALUE! | #VALUE!
Thursday | 2 | 17 | 9 | 1137 | 0 | 0 | 0 | 0 | 0 | 0 | 0 | 0 | 0 | 0 | 0 | 0 | 0 | 0 | 0 | 0 | 0 | 0 | 0 | 0 | 0 | 0 | 0 | 0 | 0 | 0 | 0 | 0 | 0 | 0 | 0 | 0 | 0 | 0 | 0 | 0 | 0 | 0 | 0 | 0 |  | 0 | 0 | 0 |  | #VALUE! | #VALUE! | #VALUE! | #VALUE! |  |  | #VALUE! | #VALUE! | 0 | 0 | 0.20123 | 0.20123 | #VALUE! | #VALUE! | #VALUE! | #VALUE! | 0 | 0 | 0.20123 | 0.20123 | #VALUE! | #VALUE! | #VALUE! | #VALUE! | 0 | 0 | 0.20123 | 0.20123 | #VALUE! | #VALUE! |  |  |  | #VALUE! | #VALUE! | #VALUE! | #VALUE! | #VALUE! | #VALUE! | #VALUE!
Thursday | 2 | 17 | 10 | 1138 | 0 | 0 | 0 | 0 | 0 | 0 | 0 | 0 | 0 | 0 | 0 | 0 | 0 | 0 | 0 | 0 | 0 | 0 | 0 | 0 | 0 | 0 | 0 | 0 | 0 | 0 | 0 | 0 | 0 | 0 | 0 | 0 | 0 | 0 | 0 | 0 | 0 | 0 | 0 | 0 |  | 0 | 0 | 0 |  | #VALUE! | #VALUE! | #VALUE! | #VALUE! |  |  | #VALUE! | #VALUE! | 0 | 0 | 0.20123 | 0.20123 | #VALUE! | #VALUE! | #VALUE! | #VALUE! | 0 | 0 | 0.20123 | 0.20123 | #VALUE! | #VALUE! | #VALUE! | #VALUE! | 0 | 0 | 0.20123 | 0.20123 | #VALUE! | #VALUE! |  |  |  | #VALUE! | #VALUE! | #VALUE! | #VALUE! | #VALUE! | #VALUE! | #VALUE!
Thursday | 2 | 17 | 11 | 1139 | 0 | 0 | 0 | 0 | 0 | 0 | 0 | 0 | 0 | 0 | 0 | 0 | 0 | 0 | 0 | 0 | 0 | 0 | 0 | 0 | 0 | 0 | 0 | 0 | 0 | 0 | 0 | 0 | 0 | 0 | 0 | 0 | 0 | 0 | 0 | 0 | 0 | 0 | 0 | 0 |  | 0 | 0 | 0 |  | #VALUE! | #VALUE! | #VALUE! | #VALUE! |  |  | #VALUE! | #VALUE! | 0 | 0 | 0.20123 | 0.20123 | #VALUE! | #VALUE! | #VALUE! | #VALUE! | 0 | 0 | 0.20123 | 0.20123 | #VALUE! | #VALUE! | #VALUE! | #VALUE! | 0 | 0 | 0.20123 | 0.20123 | #VALUE! | #VALUE! |  |  |  | #VALUE! | #VALUE! | #VALUE! | #VALUE! | #VALUE! | #VALUE! | #VALUE!
Thursday | 2 | 17 | 12 | 1140 | 0 | 0 | 0 | 0 | 0 | 0 | 0 | 0 | 0 | 0 | 0 | 0 | 0 | 0 | 0 | 0 | 0 | 0 | 0 | 0 | 0 | 0 | 0 | 0 | 0 | 0 | 0 | 0 | 0 | 0 | 0 | 0 | 0 | 0 | 0 | 0 | 0 | 0 | 0 | 0 |  | 0 | 0 | 0 |  | #VALUE! | #VALUE! | #VALUE! | #VALUE! |  |  | #VALUE! | #VALUE! | 0 | 0 | 0.20123 | 0.20123 | #VALUE! | #VALUE! | #VALUE! | #VALUE! | 0 | 0 | 0.20123 | 0.20123 | #VALUE! | #VALUE! | #VALUE! | #VALUE! | 0 | 0 | 0.20123 | 0.20123 | #VALUE! | #VALUE! |  |  |  | #VALUE! | #VALUE! | #VALUE! | #VALUE! | #VALUE! | #VALUE! | #VALUE!
Thursday | 2 | 17 | 13 | 1141 | 0 | 0 | 0 | 0 | 0 | 0 | 0 | 0 | 0 | 0 | 0 | 0 | 0 | 0 | 0 | 0 | 0 | 0 | 0 | 0 | 0 | 0 | 0 | 0 | 0 | 0 | 0 | 0 | 0 | 0 | 0 | 0 | 0 | 0 | 0 | 0 | 0 | 0 | 0 | 0 |  | 0 | 0 | 0 |  | #VALUE! | #VALUE! | #VALUE! | #VALUE! |  |  | #VALUE! | #VALUE! | 0 | 0 | 0.20123 | 0.20123 | #VALUE! | #VALUE! | #VALUE! | #VALUE! | 0 | 0 | 0.20123 | 0.20123 | #VALUE! | #VALUE! | #VALUE! | #VALUE! | 0 | 0 | 0.20123 | 0.20123 | #VALUE! | #VALUE! |  |  |  | #VALUE! | #VALUE! | #VALUE! | #VALUE! | #VALUE! | #VALUE! | #VALUE!
Thursday | 2 | 17 | 14 | 1142 | 0 | 0 | 0 | 0 | 0 | 0 | 0 | 0 | 0 | 0 | 0 | 0 | 0 | 0 | 0 | 0 | 0 | 0 | 0 | 0 | 0 | 0 | 0 | 0 | 0 | 0 | 0 | 0 | 0 | 0 | 0 | 0 | 0 | 0 | 0 | 0 | 0 | 0 | 0 | 0 |  | 0 | 0 | 0 |  | #VALUE! | #VALUE! | #VALUE! | #VALUE! |  |  | #VALUE! | #VALUE! | 0 | 0 | 0.20123 | 0.20123 | #VALUE! | #VALUE! | #VALUE! | #VALUE! | 0 | 0 | 0.20123 | 0.20123 | #VALUE! | #VALUE! | #VALUE! | #VALUE! | 0 | 0 | 0.20123 | 0.20123 | #VALUE! | #VALUE! |  |  |  | #VALUE! | #VALUE! | #VALUE! | #VALUE! | #VALUE! | #VALUE! | #VALUE!
Thursday | 2 | 17 | 15 | 1143 | 0 | 0 | 0 | 0 | 0 | 0 | 0 | 0 | 0 | 0 | 0 | 0 | 0 | 0 | 0 | 0 | 0 | 0 | 0 | 0 | 0 | 0 | 0 | 0 | 0 | 0 | 0 | 0 | 0 | 0 | 0 | 0 | 0 | 0 | 0 | 0 | 0 | 0 | 0 | 0 |  | 0 | 0 | 0 |  | #VALUE! | #VALUE! | #VALUE! | #VALUE! |  |  | #VALUE! | #VALUE! | 0 | 0 | 0.20123 | 0.20123 | #VALUE! | #VALUE! | #VALUE! | #VALUE! | 0 | 0 | 0.20123 | 0.20123 | #VALUE! | #VALUE! | #VALUE! | #VALUE! | 0 | 0 | 0.20123 | 0.20123 | #VALUE! | #VALUE! |  |  |  | #VALUE! | #VALUE! | #VALUE! | #VALUE! | #VALUE! | #VALUE! | #VALUE!
Thursday | 2 | 17 | 16 | 1144 | 0 | 0 | 0 | 0 | 0 | 0 | 0 | 0 | 0 | 0 | 0 | 0 | 0 | 0 | 0 | 0 | 0 | 0 | 0 | 0 | 0 | 0 | 0 | 0 | 0 | 0 | 0 | 0 | 0 | 0 | 0 | 0 | 0 | 0 | 0 | 0 | 0 | 0 | 0 | 0 |  | 0 | 0 | 0 |  | #VALUE! | #VALUE! | #VALUE! | #VALUE! |  |  | #VALUE! | #VALUE! | 0 | 0 | 0.20123 | 0.20123 | #VALUE! | #VALUE! | #VALUE! | #VALUE! | 0 | 0 | 0.20123 | 0.20123 | #VALUE! | #VALUE! | #VALUE! | #VALUE! | 0 | 0 | 0.20123 | 0.20123 | #VALUE! | #VALUE! |  |  |  | #VALUE! | #VALUE! | #VALUE! | #VALUE! | #VALUE! | #VALUE! | #VALUE!
Thursday | 2 | 17 | 17 | 1145 | 0 | 0 | 0 | 0 | 0 | 0 | 0 | 0 | 0 | 0 | 0 | 0 | 0 | 0 | 0 | 0 | 0 | 0 | 0 | 0 | 0 | 0 | 0 | 0 | 0 | 0 | 0 | 0 | 0 | 0 | 0 | 0 | 0 | 0 | 0 | 0 | 0 | 0 | 0 | 0 |  | 0 | 0 | 0 |  | #VALUE! | #VALUE! | #VALUE! | #VALUE! |  |  | #VALUE! | #VALUE! | 0 | 0 | 0.20123 | 0.20123 | #VALUE! | #VALUE! | #VALUE! | #VALUE! | 0 | 0 | 0.20123 | 0.20123 | #VALUE! | #VALUE! | #VALUE! | #VALUE! | 0 | 0 | 0.20123 | 0.20123 | #VALUE! | #VALUE! |  |  |  | #VALUE! | #VALUE! | #VALUE! | #VALUE! | #VALUE! | #VALUE! | #VALUE!
Thursday | 2 | 17 | 18 | 1146 | 0 | 0 | 0 | 0 | 0 | 0 | 0 | 0 | 0 | 0 | 0 | 0 | 0 | 0 | 0 | 0 | 0 | 0 | 0 | 0 | 0 | 0 | 0 | 0 | 0 | 0 | 0 | 0 | 0 | 0 | 0 | 0 | 0 | 0 | 0 | 0 | 0 | 0 | 0 | 0 |  | 0 | 0 | 0 |  | #VALUE! | #VALUE! | #VALUE! | #VALUE! |  |  | #VALUE! | #VALUE! | 0 | 0 | 0.20123 | 0.20123 | #VALUE! | #VALUE! | #VALUE! | #VALUE! | 0 | 0 | 0.20123 | 0.20123 | #VALUE! | #VALUE! | #VALUE! | #VALUE! | 0 | 0 | 0.20123 | 0.20123 | #VALUE! | #VALUE! |  |  |  | #VALUE! | #VALUE! | #VALUE! | #VALUE! | #VALUE! | #VALUE! | #VALUE!
Thursday | 2 | 17 | 19 | 1147 | 0 | 0 | 0 | 0 | 0 | 0 | 0 | 0 | 0 | 0 | 0 | 0 | 0 | 0 | 0 | 0 | 0 | 0 | 0 | 0 | 0 | 0 | 0 | 0 | 0 | 0 | 0 | 0 | 0 | 0 | 0 | 0 | 0 | 0 | 0 | 0 | 0 | 0 | 0 | 0 |  | 0 | 0 | 0 |  | #VALUE! | #VALUE! | #VALUE! | #VALUE! |  |  | #VALUE! | #VALUE! | 0 | 0 | 0.20123 | 0.20123 | #VALUE! | #VALUE! | #VALUE! | #VALUE! | 0 | 0 | 0.20123 | 0.20123 | #VALUE! | #VALUE! | #VALUE! | #VALUE! | 0 | 0 | 0.20123 | 0.20123 | #VALUE! | #VALUE! |  |  |  | #VALUE! | #VALUE! | #VALUE! | #VALUE! | #VALUE! | #VALUE! | #VALUE!
Thursday | 2 | 17 | 20 | 1148 | 0 | 0 | 0 | 0 | 0 | 0 | 0 | 0 | 0 | 0 | 0 | 0 | 0 | 0 | 0 | 0 | 0 | 0 | 0 | 0 | 0 | 0 | 0 | 0 | 0 | 0 | 0 | 0 | 0 | 0 | 0 | 0 | 0 | 0 | 0 | 0 | 0 | 0 | 0 | 0 |  | 0 | 0 | 0 |  | #VALUE! | #VALUE! | #VALUE! | #VALUE! |  |  | #VALUE! | #VALUE! | 0 | 0 | 0.20123 | 0.20123 | #VALUE! | #VALUE! | #VALUE! | #VALUE! | 0 | 0 | 0.20123 | 0.20123 | #VALUE! | #VALUE! | #VALUE! | #VALUE! | 0 | 0 | 0.20123 | 0.20123 | #VALUE! | #VALUE! |  |  |  | #VALUE! | #VALUE! | #VALUE! | #VALUE! | #VALUE! | #VALUE! | #VALUE!
Thursday | 2 | 17 | 21 | 1149 | 0 | 0 | 0 | 0 | 0 | 0 | 0 | 0 | 0 | 0 | 0 | 0 | 0 | 0 | 0 | 0 | 0 | 0 | 0 | 0 | 0 | 0 | 0 | 0 | 0 | 0 | 0 | 0 | 0 | 0 | 0 | 0 | 0 | 0 | 0 | 0 | 0 | 0 | 0 | 0 |  | 0 | 0 | 0 |  | #VALUE! | #VALUE! | #VALUE! | #VALUE! |  |  | #VALUE! | #VALUE! | 0 | 0 | 0.20123 | 0.20123 | #VALUE! | #VALUE! | #VALUE! | #VALUE! | 0 | 0 | 0.20123 | 0.20123 | #VALUE! | #VALUE! | #VALUE! | #VALUE! | 0 | 0 | 0.20123 | 0.20123 | #VALUE! | #VALUE! |  |  |  | #VALUE! | #VALUE! | #VALUE! | #VALUE! | #VALUE! | #VALUE! | #VALUE!
Thursday | 2 | 17 | 22 | 1150 | 0 | 0 | 0 | 0 | 0 | 0 | 0 | 0 | 0 | 0 | 0 | 0 | 0 | 0 | 0 | 0 | 0 | 0 | 0 | 0 | 0 | 0 | 0 | 0 | 0 | 0 | 0 | 0 | 0 | 0 | 0 | 0 | 0 | 0 | 0 | 0 | 0 | 0 | 0 | 0 |  | 0 | 0 | 0 |  | #VALUE! | #VALUE! | #VALUE! | #VALUE! |  |  | #VALUE! | #VALUE! | 0 | 0 | 0.20123 | 0.20123 | #VALUE! | #VALUE! | #VALUE! | #VALUE! | 0 | 0 | 0.20123 | 0.20123 | #VALUE! | #VALUE! | #VALUE! | #VALUE! | 0 | 0 | 0.20123 | 0.20123 | #VALUE! | #VALUE! |  |  |  | #VALUE! | #VALUE! | #VALUE! | #VALUE! | #VALUE! | #VALUE! | #VALUE!
Thursday | 2 | 17 | 23 | 1151 | 0 | 0 | 0 | 0 | 0 | 0 | 0 | 0 | 0 | 0 | 0 | 0 | 0 | 0 | 0 | 0 | 0 | 0 | 0 | 0 | 0 | 0 | 0 | 0 | 0 | 0 | 0 | 0 | 0 | 0 | 0 | 0 | 0 | 0 | 0 | 0 | 0 | 0 | 0 | 0 |  | 0 | 0 | 0 |  | #VALUE! | #VALUE! | #VALUE! | #VALUE! |  |  | #VALUE! | #VALUE! | 0 | 0 | 0.20123 | 0.20123 | #VALUE! | #VALUE! | #VALUE! | #VALUE! | 0 | 0 | 0.20123 | 0.20123 | #VALUE! | #VALUE! | #VALUE! | #VALUE! | 0 | 0 | 0.20123 | 0.20123 | #VALUE! | #VALUE! |  |  |  | #VALUE! | #VALUE! | #VALUE! | #VALUE! | #VALUE! | #VALUE! | #VALUE!
Thursday | 2 | 17 | 24 | 1152 | 0 | 0 | 0 | 0 | 0 | 0 | 0 | 0 | 0 | 0 | 0 | 0 | 0 | 0 | 0 | 0 | 0 | 0 | 0 | 0 | 0 | 0 | 0 | 0 | 0 | 0 | 0 | 0 | 0 | 0 | 0 | 0 | 0 | 0 | 0 | 0 | 0 | 0 | 0 | 0 |  | 0 | 0 | 0 |  | #VALUE! | #VALUE! | #VALUE! | #VALUE! |  |  | #VALUE! | #VALUE! | 0 | 0 | 0.20123 | 0.20123 | #VALUE! | #VALUE! | #VALUE! | #VALUE! | 0 | 0 | 0.20123 | 0.20123 | #VALUE! | #VALUE! | #VALUE! | #VALUE! | 0 | 0 | 0.20123 | 0.20123 | #VALUE! | #VALUE! |  |  |  | #VALUE! | #VALUE! | #VALUE! | #VALUE! | #VALUE! | #VALUE! | #VALUE!
Friday | 2 | 18 | 1 | 1153 | 0 | 0 | 0 | 0 | 0 | 0 | 0 | 0 | 0 | 0 | 0 | 0 | 0 | 0 | 0 | 0 | 0 | 0 | 0 | 0 | 0 | 0 | 0 | 0 | 0 | 0 | 0 | 0 | 0 | 0 | 0 | 0 | 0 | 0 | 0 | 0 | 0 | 0 | 0 | 0 |  | 0 | 0 | 0 |  | #VALUE! | #VALUE! | #VALUE! | #VALUE! |  |  | #VALUE! | #VALUE! | 0 | 0 | 0.20123 | 0.20123 | #VALUE! | #VALUE! | #VALUE! | #VALUE! | 0 | 0 | 0.20123 | 0.20123 | #VALUE! | #VALUE! | #VALUE! | #VALUE! | 0 | 0 | 0.20123 | 0.20123 | #VALUE! | #VALUE! |  |  |  | #VALUE! | #VALUE! | #VALUE! | #VALUE! | #VALUE! | #VALUE! | #VALUE!
Friday | 2 | 18 | 2 | 1154 | 0 | 0 | 0 | 0 | 0 | 0 | 0 | 0 | 0 | 0 | 0 | 0 | 0 | 0 | 0 | 0 | 0 | 0 | 0 | 0 | 0 | 0 | 0 | 0 | 0 | 0 | 0 | 0 | 0 | 0 | 0 | 0 | 0 | 0 | 0 | 0 | 0 | 0 | 0 | 0 |  | 0 | 0 | 0 |  | #VALUE! | #VALUE! | #VALUE! | #VALUE! |  |  | #VALUE! | #VALUE! | 0 | 0 | 0.20123 | 0.20123 | #VALUE! | #VALUE! | #VALUE! | #VALUE! | 0 | 0 | 0.20123 | 0.20123 | #VALUE! | #VALUE! | #VALUE! | #VALUE! | 0 | 0 | 0.20123 | 0.20123 | #VALUE! | #VALUE! |  |  |  | #VALUE! | #VALUE! | #VALUE! | #VALUE! | #VALUE! | #VALUE! | #VALUE!
Friday | 2 | 18 | 3 | 1155 | 0 | 0 | 0 | 0 | 0 | 0 | 0 | 0 | 0 | 0 | 0 | 0 | 0 | 0 | 0 | 0 | 0 | 0 | 0 | 0 | 0 | 0 | 0 | 0 | 0.0099041 | 0 | 0 | 0 | 0 | 0 | 0 | 0 | 0 | 0 | 0 | 0 | 0 | 0 | 0 | 0 |  | 0 | 0 | 0 |  | #VALUE! | #VALUE! | #VALUE! | #VALUE! |  |  | #VALUE! | #VALUE! | 0 | 0 | 0.20123 | 0.20123 | #VALUE! | #VALUE! | #VALUE! | #VALUE! | 0 | 0 | 0.20123 | 0.20123 | #VALUE! | #VALUE! | #VALUE! | #VALUE! | 0 | 0 | 0.20123 | 0.20123 | #VALUE! | #VALUE! |  |  |  | #VALUE! | #VALUE! | #VALUE! | #VALUE! | #VALUE! | #VALUE! | #VALUE!
Friday | 2 | 18 | 4 | 1156 | 0 | 0 | 0 | 0 | 0 | 0 | 0 | 0 | 0 | 0 | 0 | 0 | 0 | 0 | 0 | 0 | 0 | 0 | 0 | 0 | 0 | 0 | 0 | 0 | 0 | 0 | 0 | 0 | 0 | 0 | 0 | 0 | 0 | 0 | 0 | 0 | 0 | 0 | 0 | 0 |  | 0 | 0 | 0 |  | #VALUE! | #VALUE! | #VALUE! | #VALUE! |  |  | #VALUE! | #VALUE! | 0 | 0 | 0.20123 | 0.20123 | #VALUE! | #VALUE! | #VALUE! | #VALUE! | 0 | 0 | 0.20123 | 0.20123 | #VALUE! | #VALUE! | #VALUE! | #VALUE! | 0 | 0 | 0.20123 | 0.20123 | #VALUE! | #VALUE! |  |  |  | #VALUE! | #VALUE! | #VALUE! | #VALUE! | #VALUE! | #VALUE! | #VALUE!
Friday | 2 | 18 | 5 | 1157 | 0 | 0 | 0 | 0 | 0 | 0 | 0 | 0 | 0 | 0 | 0 | 0 | 0 | 0 | 0 | 0 | 0 | 0 | 0 | 0 | 0 | 0 | 0 | 0 | 0 | 0 | 0 | 0 | 0 | 0 | 0 | 0 | 0 | 0 | 0 | 0 | 0 | 0 | 0 | 0 |  | 0 | 0 | 0 |  | #VALUE! | #VALUE! | #VALUE! | #VALUE! |  |  | #VALUE! | #VALUE! | 0 | 0 | 0.20123 | 0.20123 | #VALUE! | #VALUE! | #VALUE! | #VALUE! | 0 | 0 | 0.20123 | 0.20123 | #VALUE! | #VALUE! | #VALUE! | #VALUE! | 0 | 0 | 0.20123 | 0.20123 | #VALUE! | #VALUE! |  |  |  | #VALUE! | #VALUE! | #VALUE! | #VALUE! | #VALUE! | #VALUE! | #VALUE!
Friday | 2 | 18 | 6 | 1158 | 0 | 0 | 0 | 0 | 0 | 0 | 0 | 0 | 0 | 0 | 0 | 0 | 0 | 0 | 0 | 0 | 0 | 0 | 0 | 0 | 0 | 0 | 0 | 0 | 0 | 0 | 0 | 0 | 0 | 0 | 0 | 0 | 0 | 0 | 0 | 0 | 0 | 0 | 0 | 0 |  | 0 | 0 | 0 |  | #VALUE! | #VALUE! | #VALUE! | #VALUE! |  |  | #VALUE! | #VALUE! | 0 | 0 | 0.20123 | 0.20123 | #VALUE! | #VALUE! | #VALUE! | #VALUE! | 0 | 0 | 0.20123 | 0.20123 | #VALUE! | #VALUE! | #VALUE! | #VALUE! | 0 | 0 | 0.20123 | 0.20123 | #VALUE! | #VALUE! |  |  |  | #VALUE! | #VALUE! | #VALUE! | #VALUE! | #VALUE! | #VALUE! | #VALUE!
Friday | 2 | 18 | 7 | 1159 | 0 | 0 | 0 | 0 | 0 | 0 | 0 | 0 | 0 | 0 | 0 | 0 | 0 | 0 | 0 | 0 | 0 | 0 | 0 | 0 | 0 | 0 | 0 | 0 | 0 | 0 | 0 | 0 | 0 | 0 | 0 | 0 | 0 | 0 | 0 | 0 | 0 | 0 | 0 | 0 |  | 0 | 0 | 0 |  | #VALUE! | #VALUE! | #VALUE! | #VALUE! |  |  | #VALUE! | #VALUE! | 0 | 0 | 0.20123 | 0.20123 | #VALUE! | #VALUE! | #VALUE! | #VALUE! | 0 | 0 | 0.20123 | 0.20123 | #VALUE! | #VALUE! | #VALUE! | #VALUE! | 0 | 0 | 0.20123 | 0.20123 | #VALUE! | #VALUE! |  |  |  | #VALUE! | #VALUE! | #VALUE! | #VALUE! | #VALUE! | #VALUE! | #VALUE!
Friday | 2 | 18 | 8 | 1160 | 0 | 0 | 0 | 0 | 0 | 0 | 0 | 0 | 0 | 0 | 0 | 0 | 0 | 0 | 0 | 0 | 0 | 0 | 0 | 0 | 0 | 0 | 0 | 0 | 0 | 0 | 0 | 0 | 0 | 0 | 0 | 0 | 0 | 0 | 0 | 0 | 0 | 0 | 0 | 0 |  | 0 | 0 | 0 |  | #VALUE! | #VALUE! | #VALUE! | #VALUE! |  |  | #VALUE! | #VALUE! | 0 | 0 | 0.20123 | 0.20123 | #VALUE! | #VALUE! | #VALUE! | #VALUE! | 0 | 0 | 0.20123 | 0.20123 | #VALUE! | #VALUE! | #VALUE! | #VALUE! | 0 | 0 | 0.20123 | 0.20123 | #VALUE! | #VALUE! |  |  |  | #VALUE! | #VALUE! | #VALUE! | #VALUE! | #VALUE! | #VALUE! | #VALUE!
Friday | 2 | 18 | 9 | 1161 | 0 | 0 | 0 | 0 | 0 | 0 | 0 | 0 | 0 | 0 | 0 | 0 | 0 | 0 | 0 | 0 | 0 | 0 | 0 | 0 | 0 | 0 | 0 | 0 | 0 | 0 | 0 | 0 | 0 | 0 | 0 | 0 | 0 | 0 | 0 | 0 | 0 | 0 | 0 | 0 |  | 0 | 0 | 0 |  | #VALUE! | #VALUE! | #VALUE! | #VALUE! |  |  | #VALUE! | #VALUE! | 0 | 0 | 0.20123 | 0.20123 | #VALUE! | #VALUE! | #VALUE! | #VALUE! | 0 | 0 | 0.20123 | 0.20123 | #VALUE! | #VALUE! | #VALUE! | #VALUE! | 0 | 0 | 0.20123 | 0.20123 | #VALUE! | #VALUE! |  |  |  | #VALUE! | #VALUE! | #VALUE! | #VALUE! | #VALUE! | #VALUE! | #VALUE!
Friday | 2 | 18 | 10 | 1162 | 0 | 0 | 0 | 0 | 0 | 0 | 0 | 0 | 0 | 0 | 0 | 0 | 0 | 0 | 0 | 0 | 0 | 0 | 0 | 0 | 0 | 0 | 0 | 0 | 0 | 0 | 0 | 0 | 0 | 0 | 0 | 0 | 0 | 0 | 0 | 0 | 0 | 0 | 0 | 0 |  | 0 | 0 | 0 |  | #VALUE! | #VALUE! | #VALUE! | #VALUE! |  |  | #VALUE! | #VALUE! | 0 | 0 | 0.20123 | 0.20123 | #VALUE! | #VALUE! | #VALUE! | #VALUE! | 0 | 0 | 0.20123 | 0.20123 | #VALUE! | #VALUE! | #VALUE! | #VALUE! | 0 | 0 | 0.20123 | 0.20123 | #VALUE! | #VALUE! |  |  |  | #VALUE! | #VALUE! | #VALUE! | #VALUE! | #VALUE! | #VALUE! | #VALUE!
Friday | 2 | 18 | 11 | 1163 | 0 | 0 | 0 | 0 | 0 | 0 | 0 | 0 | 0 | 0 | 0 | 0 | 0 | 0 | 0 | 0 | 0 | 0 | 0 | 0 | 0 | 0 | 0 | 0 | 0 | 0 | 0 | 0 | 0 | 0 | 0 | 0 | 0 | 0 | 0 | 0 | 0 | 0 | 0 | 0 |  | 0 | 0 | 0 |  | #VALUE! | #VALUE! | #VALUE! | #VALUE! |  |  | #VALUE! | #VALUE! | 0 | 0 | 0.20123 | 0.20123 | #VALUE! | #VALUE! | #VALUE! | #VALUE! | 0 | 0 | 0.20123 | 0.20123 | #VALUE! | #VALUE! | #VALUE! | #VALUE! | 0 | 0 | 0.20123 | 0.20123 | #VALUE! | #VALUE! |  |  |  | #VALUE! | #VALUE! | #VALUE! | #VALUE! | #VALUE! | #VALUE! | #VALUE!
Friday | 2 | 18 | 12 | 1164 | 0 | 0 | 0 | 0 | 0 | 0 | 0 | 0 | 0 | 0 | 0 | 0 | 0 | 0 | 0 | 0 | 0 | 0 | 0 | 0 | 0 | 0 | 0 | 0 | 0 | 0 | 0 | 0 | 0 | 0 | 0 | 0 | 0 | 0 | 0 | 0 | 0 | 0 | 0 | 0 |  | 0 | 0 | 0 |  | #VALUE! | #VALUE! | #VALUE! | #VALUE! |  |  | #VALUE! | #VALUE! | 0 | 0 | 0.20123 | 0.20123 | #VALUE! | #VALUE! | #VALUE! | #VALUE! | 0 | 0 | 0.20123 | 0.20123 | #VALUE! | #VALUE! | #VALUE! | #VALUE! | 0 | 0 | 0.20123 | 0.20123 | #VALUE! | #VALUE! |  |  |  | #VALUE! | #VALUE! | #VALUE! | #VALUE! | #VALUE! | #VALUE! | #VALUE!
Friday | 2 | 18 | 13 | 1165 | 0 | 0 | 0 | 0 | 0 | 0 | 0 | 0 | 0 | 0 | 0 | 0 | 0 | 0 | 0 | 0 | 0 | 0 | 0 | 0 | 0 | 0 | 0 | 0 | 0 | 0 | 0 | 0 | 0 | 0 | 0 | 0 | 0 | 0 | 0 | 0 | 0 | 0 | 0 | 0 |  | 0 | 0 | 0 |  | #VALUE! | #VALUE! | #VALUE! | #VALUE! |  |  | #VALUE! | #VALUE! | 0 | 0 | 0.20123 | 0.20123 | #VALUE! | #VALUE! | #VALUE! | #VALUE! | 0 | 0 | 0.20123 | 0.20123 | #VALUE! | #VALUE! | #VALUE! | #VALUE! | 0 | 0 | 0.20123 | 0.20123 | #VALUE! | #VALUE! |  |  |  | #VALUE! | #VALUE! | #VALUE! | #VALUE! | #VALUE! | #VALUE! | #VALUE!
Friday | 2 | 18 | 14 | 1166 | 0 | 0 | 0 | 0 | 0 | 0 | 0 | 0 | 0 | 0 | 0 | 0 | 0 | 0 | 0 | 0 | 0 | 0 | 0 | 0 | 0 | 0 | 0 | 0 | 0 | 0 | 0 | 0 | 0 | 0 | 0 | 0 | 0 | 0 | 0 | 0 | 0 | 0 | 0 | 0 |  | 0 | 0 | 0 |  | #VALUE! | #VALUE! | #VALUE! | #VALUE! |  |  | #VALUE! | #VALUE! | 0 | 0 | 0.20123 | 0.20123 | #VALUE! | #VALUE! | #VALUE! | #VALUE! | 0 | 0 | 0.20123 | 0.20123 | #VALUE! | #VALUE! | #VALUE! | #VALUE! | 0 | 0 | 0.20123 | 0.20123 | #VALUE! | #VALUE! |  |  |  | #VALUE! | #VALUE! | #VALUE! | #VALUE! | #VALUE! | #VALUE! | #VALUE!
Friday | 2 | 18 | 15 | 1167 | 0 | 0 | 0 | 0 | 0 | 0 | 0 | 0 | 0 | 0 | 0 | 0 | 0 | 0 | 0 | 0 | 0 | 0 | 0 | 0 | 0 | 0 | 0 | 0 | 0 | 0 | 0 | 0 | 0 | 0 | 0 | 0 | 0 | 0 | 0 | 0 | 0 | 0 | 0 | 0 |  | 0 | 0 | 0 |  | #VALUE! | #VALUE! | #VALUE! | #VALUE! |  |  | #VALUE! | #VALUE! | 0 | 0 | 0.20123 | 0.20123 | #VALUE! | #VALUE! | #VALUE! | #VALUE! | 0 | 0 | 0.20123 | 0.20123 | #VALUE! | #VALUE! | #VALUE! | #VALUE! | 0 | 0 | 0.20123 | 0.20123 | #VALUE! | #VALUE! |  |  |  | #VALUE! | #VALUE! | #VALUE! | #VALUE! | #VALUE! | #VALUE! | #VALUE!
Friday | 2 | 18 | 16 | 1168 | 0 | 0 | 0 | 0 | 0 | 0 | 0 | 0 | 0 | 0 | 0 | 0 | 0 | 0 | 0 | 0 | 0 | 0 | 0 | 0 | 0 | 0 | 0 | 0 | 0 | 0 | 0 | 0 | 0 | 0 | 0 | 0 | 0 | 0 | 0 | 0 | 0 | 0 | 0 | 0 |  | 0 | 0 | 0 |  | #VALUE! | #VALUE! | #VALUE! | #VALUE! |  |  | #VALUE! | #VALUE! | 0 | 0 | 0.20123 | 0.20123 | #VALUE! | #VALUE! | #VALUE! | #VALUE! | 0 | 0 | 0.20123 | 0.20123 | #VALUE! | #VALUE! | #VALUE! | #VALUE! | 0 | 0 | 0.20123 | 0.20123 | #VALUE! | #VALUE! |  |  |  | #VALUE! | #VALUE! | #VALUE! | #VALUE! | #VALUE! | #VALUE! | #VALUE!
Friday | 2 | 18 | 17 | 1169 | 0 | 0 | 0 | 0 | 0 | 0 | 0 | 0 | 0 | 0 | 0 | 0 | 0 | 0 | 0 | 0 | 0 | 0 | 0 | 0 | 0 | 0 | 0 | 0 | 0 | 0 | 0 | 0 | 0 | 0 | 0 | 0 | 0 | 0 | 0 | 0 | 0 | 0 | 0 | 0 |  | 0 | 0 | 0 |  | #VALUE! | #VALUE! | #VALUE! | #VALUE! |  |  | #VALUE! | #VALUE! | 0 | 0 | 0.20123 | 0.20123 | #VALUE! | #VALUE! | #VALUE! | #VALUE! | 0 | 0 | 0.20123 | 0.20123 | #VALUE! | #VALUE! | #VALUE! | #VALUE! | 0 | 0 | 0.20123 | 0.20123 | #VALUE! | #VALUE! |  |  |  | #VALUE! | #VALUE! | #VALUE! | #VALUE! | #VALUE! | #VALUE! | #VALUE!
Friday | 2 | 18 | 18 | 1170 | 0 | 0 | 0 | 0 | 0 | 0 | 0 | 0 | 0 | 0 | 0 | 0 | 0 | 0 | 0 | 0 | 0 | 0 | 0 | 0 | 0 | 0 | 0 | 0 | 0 | 0 | 0 | 0 | 0 | 0 | 0 | 0 | 0 | 0 | 0 | 0 | 0 | 0 | 0 | 0 |  | 0 | 0 | 0 |  | #VALUE! | #VALUE! | #VALUE! | #VALUE! |  |  | #VALUE! | #VALUE! | 0 | 0 | 0.20123 | 0.20123 | #VALUE! | #VALUE! | #VALUE! | #VALUE! | 0 | 0 | 0.20123 | 0.20123 | #VALUE! | #VALUE! | #VALUE! | #VALUE! | 0 | 0 | 0.20123 | 0.20123 | #VALUE! | #VALUE! |  |  |  | #VALUE! | #VALUE! | #VALUE! | #VALUE! | #VALUE! | #VALUE! | #VALUE!
Friday | 2 | 18 | 19 | 1171 | 0 | 0 | 0 | 0 | 0 | 0 | 0 | 0 | 0 | 0 | 0 | 0 | 0 | 0 | 0 | 0 | 0 | 0 | 0 | 0 | 0 | 0 | 0 | 0 | 0 | 0 | 0 | 0 | 0 | 0 | 0 | 0 | 0 | 0 | 0 | 0 | 0 | 0 | 0 | 0 |  | 0 | 0 | 0 |  | #VALUE! | #VALUE! | #VALUE! | #VALUE! |  |  | #VALUE! | #VALUE! | 0 | 0 | 0.20123 | 0.20123 | #VALUE! | #VALUE! | #VALUE! | #VALUE! | 0 | 0 | 0.20123 | 0.20123 | #VALUE! | #VALUE! | #VALUE! | #VALUE! | 0 | 0 | 0.20123 | 0.20123 | #VALUE! | #VALUE! |  |  |  | #VALUE! | #VALUE! | #VALUE! | #VALUE! | #VALUE! | #VALUE! | #VALUE!
Friday | 2 | 18 | 20 | 1172 | 0 | 0 | 0 | 0 | 0 | 0 | 0 | 0 | 0 | 0 | 0 | 0 | 0 | 0 | 0 | 0 | 0 | 0 | 0 | 0 | 0 | 0 | 0 | 0 | 0 | 0 | 0 | 0 | 0 | 0 | 0 | 0 | 0 | 0 | 0 | 0 | 0 | 0 | 0 | 0 |  | 0 | 0 | 0 |  | #VALUE! | #VALUE! | #VALUE! | #VALUE! |  |  | #VALUE! | #VALUE! | 0 | 0 | 0.20123 | 0.20123 | #VALUE! | #VALUE! | #VALUE! | #VALUE! | 0 | 0 | 0.20123 | 0.20123 | #VALUE! | #VALUE! | #VALUE! | #VALUE! | 0 | 0 | 0.20123 | 0.20123 | #VALUE! | #VALUE! |  |  |  | #VALUE! | #VALUE! | #VALUE! | #VALUE! | #VALUE! | #VALUE! | #VALUE!
Friday | 2 | 18 | 21 | 1173 | 0 | 0 | 0 | 0 | 0 | 0 | 0 | 0 | 0 | 0 | 0 | 0 | 0 | 0 | 0 | 0 | 0 | 0 | 0 | 0 | 0 | 0 | 0 | 0 | 0 | 0 | 0 | 0 | 0 | 0 | 0 | 0 | 0 | 0 | 0 | 0 | 0 | 0 | 0 | 0 |  | 0 | 0 | 0 |  | #VALUE! | #VALUE! | #VALUE! | #VALUE! |  |  | #VALUE! | #VALUE! | 0 | 0 | 0.20123 | 0.20123 | #VALUE! | #VALUE! | #VALUE! | #VALUE! | 0 | 0 | 0.20123 | 0.20123 | #VALUE! | #VALUE! | #VALUE! | #VALUE! | 0 | 0 | 0.20123 | 0.20123 | #VALUE! | #VALUE! |  |  |  | #VALUE! | #VALUE! | #VALUE! | #VALUE! | #VALUE! | #VALUE! | #VALUE!
Friday | 2 | 18 | 22 | 1174 | 0 | 0 | 0 | 0 | 0 | 0 | 0 | 0 | 0 | 0 | 0 | 0 | 0 | 0 | 0 | 0 | 0 | 0 | 0 | 0 | 0 | 0 | 0 | 0 | 0 | 0 | 0 | 0 | 0 | 0 | 0 | 0 | 0 | 0 | 0 | 0 | 0 | 0 | 0 | 0 |  | 0 | 0 | 0 |  | #VALUE! | #VALUE! | #VALUE! | #VALUE! |  |  | #VALUE! | #VALUE! | 0 | 0 | 0.20123 | 0.20123 | #VALUE! | #VALUE! | #VALUE! | #VALUE! | 0 | 0 | 0.20123 | 0.20123 | #VALUE! | #VALUE! | #VALUE! | #VALUE! | 0 | 0 | 0.20123 | 0.20123 | #VALUE! | #VALUE! |  |  |  | #VALUE! | #VALUE! | #VALUE! | #VALUE! | #VALUE! | #VALUE! | #VALUE!
Friday | 2 | 18 | 23 | 1175 | 0 | 0 | 0 | 0 | 0 | 0 | 0 | 0 | 0 | 0 | 0 | 0 | 0 | 0 | 0 | 0 | 0 | 0 | 0 | 0 | 0 | 0 | 0 | 0 | 0 | 0 | 0 | 0 | 0 | 0 | 0 | 0 | 0 | 0 | 0 | 0 | 0 | 0 | 0 | 0 |  | 0 | 0 | 0 |  | #VALUE! | #VALUE! | #VALUE! | #VALUE! |  |  | #VALUE! | #VALUE! | 0 | 0 | 0.20123 | 0.20123 | #VALUE! | #VALUE! | #VALUE! | #VALUE! | 0 | 0 | 0.20123 | 0.20123 | #VALUE! | #VALUE! | #VALUE! | #VALUE! | 0 | 0 | 0.20123 | 0.20123 | #VALUE! | #VALUE! |  |  |  | #VALUE! | #VALUE! | #VALUE! | #VALUE! | #VALUE! | #VALUE! | #VALUE!
Friday | 2 | 18 | 24 | 1176 | 0 | 0 | 0 | 0 | 0 | 0 | 0 | 0 | 0 | 0 | 0 | 0 | 0 | 0 | 0 | 0 | 0 | 0 | 0 | 0 | 0 | 0 | 0 | 0 | 0 | 0 | 0 | 0 | 0 | 0 | 0 | 0 | 0 | 0 | 0 | 0 | 0 | 0 | 0 | 0 |  | 0 | 0 | 0 |  | #VALUE! | #VALUE! | #VALUE! | #VALUE! |  |  | #VALUE! | #VALUE! | 0 | 0 | 0.20123 | 0.20123 | #VALUE! | #VALUE! | #VALUE! | #VALUE! | 0 | 0 | 0.20123 | 0.20123 | #VALUE! | #VALUE! | #VALUE! | #VALUE! | 0 | 0 | 0.20123 | 0.20123 | #VALUE! | #VALUE! |  |  |  | #VALUE! | #VALUE! | #VALUE! | #VALUE! | #VALUE! | #VALUE! | #VALUE!
Saturday | 2 | 19 | 1 | 1177 | 0 | 0 | 0 | 0 | 0 | 0 | 0 | 0 | 0 | 0 | 0 | 0 | 0 | 0 | 0 | 0 | 0 | 0 | 0 | 0 | 0 | 0 | 0 | 0 | 0 | 0 | 0 | 0 | 0 | 0 | 0 | 0 | 0 | 0 | 0 | 0 | 0 | 0 | 0 | 0 |  | 0 | 0 | 0 |  | #VALUE! | #VALUE! | #VALUE! | #VALUE! |  |  | #VALUE! | #VALUE! | 0 | 0 | 0.20123 | 0.20123 | #VALUE! | #VALUE! | #VALUE! | #VALUE! | 0 | 0 | 0.20123 | 0.20123 | #VALUE! | #VALUE! | #VALUE! | #VALUE! | 0 | 0 | 0.20123 | 0.20123 | #VALUE! | #VALUE! |  |  |  | #VALUE! | #VALUE! | #VALUE! | #VALUE! | #VALUE! | #VALUE! | #VALUE!
Saturday | 2 | 19 | 2 | 1178 | 0 | 0 | 0 | 0 | 0 | 0 | 0 | 0 | 0 | 0 | 0 | 0 | 0 | 0 | 0 | 0 | 0 | 0 | 0 | 0 | 0 | 0 | 0 | 0 | 0 | 0 | 0 | 0 | 0 | 0 | 0 | 0 | 0 | 0 | 0 | 0 | 0 | 0 | 0 | 0 |  | 0 | 0 | 0 |  | #VALUE! | #VALUE! | #VALUE! | #VALUE! |  |  | #VALUE! | #VALUE! | 0 | 0 | 0.20123 | 0.20123 | #VALUE! | #VALUE! | #VALUE! | #VALUE! | 0 | 0 | 0.20123 | 0.20123 | #VALUE! | #VALUE! | #VALUE! | #VALUE! | 0 | 0 | 0.20123 | 0.20123 | #VALUE! | #VALUE! |  |  |  | #VALUE! | #VALUE! | #VALUE! | #VALUE! | #VALUE! | #VALUE! | #VALUE!
Saturday | 2 | 19 | 3 | 1179 | 0 | 0 | 0 | 0 | 0 | 0 | 0 | 0 | 0 | 0 | 0 | 0 | 0 | 0 | 0 | 0 | 0 | 0 | 0 | 0 | 0 | 0 | 0 | 0 | 0 | 0 | 0 | 0 | 0 | 0 | 0 | 0 | 0 | 0 | 0 | 0 | 0 | 0 | 0 | 0 |  | 0 | 0 | 0 |  | #VALUE! | #VALUE! | #VALUE! | #VALUE! |  |  | #VALUE! | #VALUE! | 0 | 0 | 0.20123 | 0.20123 | #VALUE! | #VALUE! | #VALUE! | #VALUE! | 0 | 0 | 0.20123 | 0.20123 | #VALUE! | #VALUE! | #VALUE! | #VALUE! | 0 | 0 | 0.20123 | 0.20123 | #VALUE! | #VALUE! |  |  |  | #VALUE! | #VALUE! | #VALUE! | #VALUE! | #VALUE! | #VALUE! | #VALUE!
Saturday | 2 | 19 | 4 | 1180 | 0 | 0 | 0 | 0 | 0 | 0 | 0 | 0 | 0 | 0 | 0 | 0 | 0 | 0 | 0 | 0 | 0 | 0 | 0 | 0 | 0 | 0 | 0 | 0 | 0 | 0 | 0 | 0 | 0 | 0 | 0 | 0 | 0 | 0 | 0 | 0 | 0 | 0 | 0 | 0 |  | 0 | 0 | 0 |  | #VALUE! | #VALUE! | #VALUE! | #VALUE! |  |  | #VALUE! | #VALUE! | 0 | 0 | 0.20123 | 0.20123 | #VALUE! | #VALUE! | #VALUE! | #VALUE! | 0 | 0 | 0.20123 | 0.20123 | #VALUE! | #VALUE! | #VALUE! | #VALUE! | 0 | 0 | 0.20123 | 0.20123 | #VALUE! | #VALUE! |  |  |  | #VALUE! | #VALUE! | #VALUE! | #VALUE! | #VALUE! | #VALUE! | #VALUE!
Saturday | 2 | 19 | 5 | 1181 | 0 | 0 | 0 | 0 | 0 | 0 | 0 | 0 | 0 | 0 | 0 | 0 | 0 | 0 | 0 | 0 | 0 | 0 | 0 | 0 | 0 | 0 | 0 | 0 | 0 | 0 | 0 | 0 | 0 | 0 | 0 | 0 | 0 | 0 | 0 | 0 | 0 | 0 | 0 | 0 |  | 0 | 0 | 0 |  | #VALUE! | #VALUE! | #VALUE! | #VALUE! |  |  | #VALUE! | #VALUE! | 0 | 0 | 0.20123 | 0.20123 | #VALUE! | #VALUE! | #VALUE! | #VALUE! | 0 | 0 | 0.20123 | 0.20123 | #VALUE! | #VALUE! | #VALUE! | #VALUE! | 0 | 0 | 0.20123 | 0.20123 | #VALUE! | #VALUE! |  |  |  | #VALUE! | #VALUE! | #VALUE! | #VALUE! | #VALUE! | #VALUE! | #VALUE!
Saturday | 2 | 19 | 6 | 1182 | 0 | 0 | 0 | 0 | 0 | 0 | 0 | 0 | 0 | 0 | 0 | 0 | 0 | 0 | 0 | 0 | 0 | 0 | 0 | 0 | 0 | 0 | 0 | 0 | 0 | 0 | 0 | 0 | 0 | 0 | 0 | 0 | 0 | 0 | 0 | 0 | 0 | 0 | 0 | 0 |  | 0 | 0 | 0 |  | #VALUE! | #VALUE! | #VALUE! | #VALUE! |  |  | #VALUE! | #VALUE! | 0 | 0 | 0.20123 | 0.20123 | #VALUE! | #VALUE! | #VALUE! | #VALUE! | 0 | 0 | 0.20123 | 0.20123 | #VALUE! | #VALUE! | #VALUE! | #VALUE! | 0 | 0 | 0.20123 | 0.20123 | #VALUE! | #VALUE! |  |  |  | #VALUE! | #VALUE! | #VALUE! | #VALUE! | #VALUE! | #VALUE! | #VALUE!
Saturday | 2 | 19 | 7 | 1183 | 0 | 0 | 0 | 0 | 0 | 0 | 0 | 0 | 0 | 0 | 0 | 0 | 0 | 0 | 0 | 0 | 0 | 0 | 0 | 0 | 0 | 0 | 0 | 0 | 0 | 0 | 0 | 0 | 0 | 0 | 0 | 0 | 0 | 0 | 0 | 0 | 0 | 0 | 0 | 0 |  | 0 | 0 | 0 |  | #VALUE! | #VALUE! | #VALUE! | #VALUE! |  |  | #VALUE! | #VALUE! | 0 | 0 | 0.20123 | 0.20123 | #VALUE! | #VALUE! | #VALUE! | #VALUE! | 0 | 0 | 0.20123 | 0.20123 | #VALUE! | #VALUE! | #VALUE! | #VALUE! | 0 | 0 | 0.20123 | 0.20123 | #VALUE! | #VALUE! |  |  |  | #VALUE! | #VALUE! | #VALUE! | #VALUE! | #VALUE! | #VALUE! | #VALUE!
Saturday | 2 | 19 | 8 | 1184 | 0 | 0 | 0 | 0 | 0 | 0 | 0 | 0 | 0 | 0 | 0 | 0 | 0 | 0 | 0 | 0 | 0 | 0 | 0 | 0 | 0 | 0 | 0 | 0 | 0 | 0 | 0 | 0 | 0 | 0 | 0 | 0 | 0 | 0 | 0 | 0 | 0 | 0 | 0 | 0 |  | 0 | 0 | 0 |  | #VALUE! | #VALUE! | #VALUE! | #VALUE! |  |  | #VALUE! | #VALUE! | 0 | 0 | 0.20123 | 0.20123 | #VALUE! | #VALUE! | #VALUE! | #VALUE! | 0 | 0 | 0.20123 | 0.20123 | #VALUE! | #VALUE! | #VALUE! | #VALUE! | 0 | 0 | 0.20123 | 0.20123 | #VALUE! | #VALUE! |  |  |  | #VALUE! | #VALUE! | #VALUE! | #VALUE! | #VALUE! | #VALUE! | #VALUE!
Saturday | 2 | 19 | 9 | 1185 | 0 | 0 | 0 | 0 | 0 | 0 | 0 | 0 | 0 | 0 | 0 | 0 | 0 | 0 | 0 | 0 | 0 | 0 | 0 | 0 | 0 | 0 | 0 | 0 | 0 | 0 | 0 | 0 | 0 | 0 | 0 | 0 | 0 | 0 | 0 | 0 | 0 | 0 | 0 | 0 |  | 0 | 0 | 0 |  | #VALUE! | #VALUE! | #VALUE! | #VALUE! |  |  | #VALUE! | #VALUE! | 0 | 0 | 0.20123 | 0.20123 | #VALUE! | #VALUE! | #VALUE! | #VALUE! | 0 | 0 | 0.20123 | 0.20123 | #VALUE! | #VALUE! | #VALUE! | #VALUE! | 0 | 0 | 0.20123 | 0.20123 | #VALUE! | #VALUE! |  |  |  | #VALUE! | #VALUE! | #VALUE! | #VALUE! | #VALUE! | #VALUE! | #VALUE!
Saturday | 2 | 19 | 10 | 1186 | 0 | 0 | 0 | 0 | 0 | 0 | 0 | 0 | 0 | 0 | 0 | 0 | 0 | 0 | 0 | 0 | 0 | 0 | 0 | 0 | 0 | 0 | 0 | 0 | 0 | 0 | 0 | 0 | 0 | 0 | 0 | 0 | 0 | 0 | 0 | 0 | 0 | 0 | 0 | 0 |  | 0 | 0 | 0 |  | #VALUE! | #VALUE! | #VALUE! | #VALUE! |  |  | #VALUE! | #VALUE! | 0 | 0 | 0.20123 | 0.20123 | #VALUE! | #VALUE! | #VALUE! | #VALUE! | 0 | 0 | 0.20123 | 0.20123 | #VALUE! | #VALUE! | #VALUE! | #VALUE! | 0 | 0 | 0.20123 | 0.20123 | #VALUE! | #VALUE! |  |  |  | #VALUE! | #VALUE! | #VALUE! | #VALUE! | #VALUE! | #VALUE! | #VALUE!
Saturday | 2 | 19 | 11 | 1187 | 0 | 0 | 0 | 0 | 0 | 0 | 0 | 0 | 0 | 0 | 0 | 0 | 0 | 0 | 0 | 0 | 0 | 0 | 0 | 0 | 0 | 0 | 0 | 0 | 0 | 0 | 0 | 0 | 0 | 0 | 0 | 0 | 0 | 0 | 0 | 0 | 0 | 0 | 0 | 0 |  | 0 | 0 | 0 |  | #VALUE! | #VALUE! | #VALUE! | #VALUE! |  |  | #VALUE! | #VALUE! | 0 | 0 | 0.20123 | 0.20123 | #VALUE! | #VALUE! | #VALUE! | #VALUE! | 0 | 0 | 0.20123 | 0.20123 | #VALUE! | #VALUE! | #VALUE! | #VALUE! | 0 | 0 | 0.20123 | 0.20123 | #VALUE! | #VALUE! |  |  |  | #VALUE! | #VALUE! | #VALUE! | #VALUE! | #VALUE! | #VALUE! | #VALUE!
Saturday | 2 | 19 | 12 | 1188 | 0 | 0 | 0 | 0 | 0 | 0 | 0 | 0 | 0 | 0 | 0 | 0 | 0 | 0 | 0 | 0 | 0 | 0 | 0 | 0 | 0 | 0 | 0 | 0 | 0 | 0 | 0 | 0 | 0 | 0 | 0 | 0 | 0 | 0 | 0 | 0 | 0 | 0 | 0 | 0 |  | 0 | 0 | 0 |  | #VALUE! | #VALUE! | #VALUE! | #VALUE! |  |  | #VALUE! | #VALUE! | 0 | 0 | 0.20123 | 0.20123 | #VALUE! | #VALUE! | #VALUE! | #VALUE! | 0 | 0 | 0.20123 | 0.20123 | #VALUE! | #VALUE! | #VALUE! | #VALUE! | 0 | 0 | 0.20123 | 0.20123 | #VALUE! | #VALUE! |  |  |  | #VALUE! | #VALUE! | #VALUE! | #VALUE! | #VALUE! | #VALUE! | #VALUE!
Saturday | 2 | 19 | 13 | 1189 | 0 | 0 | 0 | 0 | 0 | 0 | 0 | 0 | 0 | 0 | 0 | 0 | 0 | 0 | 0 | 0 | 0 | 0 | 0 | 0 | 0 | 0 | 0 | 0 | 0 | 0 | 0 | 0 | 0 | 0 | 0 | 0 | 0 | 0 | 0 | 0 | 0 | 0 | 0 | 0 |  | 0 | 0 | 0 |  | #VALUE! | #VALUE! | #VALUE! | #VALUE! |  |  | #VALUE! | #VALUE! | 0 | 0 | 0.20123 | 0.20123 | #VALUE! | #VALUE! | #VALUE! | #VALUE! | 0 | 0 | 0.20123 | 0.20123 | #VALUE! | #VALUE! | #VALUE! | #VALUE! | 0 | 0 | 0.20123 | 0.20123 | #VALUE! | #VALUE! |  |  |  | #VALUE! | #VALUE! | #VALUE! | #VALUE! | #VALUE! | #VALUE! | #VALUE!
Saturday | 2 | 19 | 14 | 1190 | 0 | 0 | 0 | 0 | 0 | 0 | 0 | 0 | 0 | 0 | 0 | 0 | 0 | 0 | 0 | 0 | 0 | 0 | 0 | 0 | 0 | 0 | 0 | 0 | 0 | 0 | 0 | 0 | 0 | 0 | 0 | 0 | 0 | 0 | 0 | 0 | 0 | 0 | 0 | 0 |  | 0 | 0 | 0 |  | #VALUE! | #VALUE! | #VALUE! | #VALUE! |  |  | #VALUE! | #VALUE! | 0 | 0 | 0.20123 | 0.20123 | #VALUE! | #VALUE! | #VALUE! | #VALUE! | 0 | 0 | 0.20123 | 0.20123 | #VALUE! | #VALUE! | #VALUE! | #VALUE! | 0 | 0 | 0.20123 | 0.20123 | #VALUE! | #VALUE! |  |  |  | #VALUE! | #VALUE! | #VALUE! | #VALUE! | #VALUE! | #VALUE! | #VALUE!
Saturday | 2 | 19 | 15 | 1191 | 0 | 0 | 0 | 0 | 0 | 0 | 0 | 0 | 0 | 0 | 0 | 0 | 0 | 0 | 0 | 0 | 0 | 0 | 0 | 0 | 0 | 0 | 0 | 0 | 0 | 0 | 0 | 0 | 0 | 0 | 0 | 0 | 0 | 0 | 0 | 0 | 0 | 0 | 0 | 0 |  | 0 | 0 | 0 |  | #VALUE! | #VALUE! | #VALUE! | #VALUE! |  |  | #VALUE! | #VALUE! | 0 | 0 | 0.20123 | 0.20123 | #VALUE! | #VALUE! | #VALUE! | #VALUE! | 0 | 0 | 0.20123 | 0.20123 | #VALUE! | #VALUE! | #VALUE! | #VALUE! | 0 | 0 | 0.20123 | 0.20123 | #VALUE! | #VALUE! |  |  |  | #VALUE! | #VALUE! | #VALUE! | #VALUE! | #VALUE! | #VALUE! | #VALUE!
Saturday | 2 | 19 | 16 | 1192 | 0 | 0 | 0 | 0 | 0 | 0 | 0 | 0 | 0 | 0 | 0 | 0 | 0 | 0 | 0 | 0 | 0 | 0 | 0 | 0 | 0 | 0 | 0 | 0 | 0 | 0 | 0 | 0 | 0 | 0 | 0 | 0 | 0 | 0 | 0 | 0 | 0 | 0 | 0 | 0 |  | 0 | 0 | 0 |  | #VALUE! | #VALUE! | #VALUE! | #VALUE! |  |  | #VALUE! | #VALUE! | 0 | 0 | 0.20123 | 0.20123 | #VALUE! | #VALUE! | #VALUE! | #VALUE! | 0 | 0 | 0.20123 | 0.20123 | #VALUE! | #VALUE! | #VALUE! | #VALUE! | 0 | 0 | 0.20123 | 0.20123 | #VALUE! | #VALUE! |  |  |  | #VALUE! | #VALUE! | #VALUE! | #VALUE! | #VALUE! | #VALUE! | #VALUE!
Saturday | 2 | 19 | 17 | 1193 | 0 | 0 | 0 | 0 | 0 | 0 | 0 | 0 | 0 | 0 | 0 | 0 | 0 | 0 | 0 | 0 | 0 | 0 | 0 | 0 | 0 | 0 | 0 | 0 | 0 | 0 | 0 | 0 | 0 | 0 | 0 | 0 | 0 | 0 | 0 | 0 | 0 | 0 | 0 | 0 |  | 0 | 0 | 0 |  | #VALUE! | #VALUE! | #VALUE! | #VALUE! |  |  | #VALUE! | #VALUE! | 0 | 0 | 0.20123 | 0.20123 | #VALUE! | #VALUE! | #VALUE! | #VALUE! | 0 | 0 | 0.20123 | 0.20123 | #VALUE! | #VALUE! | #VALUE! | #VALUE! | 0 | 0 | 0.20123 | 0.20123 | #VALUE! | #VALUE! |  |  |  | #VALUE! | #VALUE! | #VALUE! | #VALUE! | #VALUE! | #VALUE! | #VALUE!
Saturday | 2 | 19 | 18 | 1194 | 0 | 0 | 0 | 0 | 0 | 0 | 0 | 0 | 0 | 0 | 0 | 0 | 0 | 0 | 0 | 0 | 0 | 0 | 0 | 0 | 0 | 0 | 0 | 0 | 0 | 0 | 0 | 0 | 0 | 0 | 0 | 0 | 0 | 0 | 0 | 0 | 0 | 0 | 0 | 0 |  | 0 | 0 | 0 |  | #VALUE! | #VALUE! | #VALUE! | #VALUE! |  |  | #VALUE! | #VALUE! | 0 | 0 | 0.20123 | 0.20123 | #VALUE! | #VALUE! | #VALUE! | #VALUE! | 0 | 0 | 0.20123 | 0.20123 | #VALUE! | #VALUE! | #VALUE! | #VALUE! | 0 | 0 | 0.20123 | 0.20123 | #VALUE! | #VALUE! |  |  |  | #VALUE! | #VALUE! | #VALUE! | #VALUE! | #VALUE! | #VALUE! | #VALUE!
Saturday | 2 | 19 | 19 | 1195 | 0 | 0 | 0 | 0 | 0 | 0 | 0 | 0 | 0 | 0 | 0 | 0 | 0 | 0 | 0 | 0 | 0 | 0 | 0 | 0 | 0 | 0 | 0 | 0 | 0 | 0 | 0 | 0 | 0 | 0 | 0 | 0 | 0 | 0 | 0 | 0 | 0 | 0 | 0 | 0 |  | 0 | 0 | 0 |  | #VALUE! | #VALUE! | #VALUE! | #VALUE! |  |  | #VALUE! | #VALUE! | 0 | 0 | 0.20123 | 0.20123 | #VALUE! | #VALUE! | #VALUE! | #VALUE! | 0 | 0 | 0.20123 | 0.20123 | #VALUE! | #VALUE! | #VALUE! | #VALUE! | 0 | 0 | 0.20123 | 0.20123 | #VALUE! | #VALUE! |  |  |  | #VALUE! | #VALUE! | #VALUE! | #VALUE! | #VALUE! | #VALUE! | #VALUE!
Saturday | 2 | 19 | 20 | 1196 | 0 | 0 | 0 | 0 | 0 | 0 | 0 | 0 | 0 | 0 | 0 | 0 | 0 | 0 | 0 | 0 | 0 | 0 | 0 | 0 | 0 | 0 | 0 | 0 | 0 | 0 | 0 | 0 | 0 | 0 | 0 | 0 | 0 | 0 | 0 | 0 | 0 | 0 | 0 | 0 |  | 0 | 0 | 0 |  | #VALUE! | #VALUE! | #VALUE! | #VALUE! |  |  | #VALUE! | #VALUE! | 0 | 0 | 0.20123 | 0.20123 | #VALUE! | #VALUE! | #VALUE! | #VALUE! | 0 | 0 | 0.20123 | 0.20123 | #VALUE! | #VALUE! | #VALUE! | #VALUE! | 0 | 0 | 0.20123 | 0.20123 | #VALUE! | #VALUE! |  |  |  | #VALUE! | #VALUE! | #VALUE! | #VALUE! | #VALUE! | #VALUE! | #VALUE!
Saturday | 2 | 19 | 21 | 1197 | 0 | 0 | 0 | 0 | 0 | 0 | 0 | 0 | 0 | 0 | 0 | 0 | 0 | 0 | 0 | 0 | 0 | 0 | 0 | 0 | 0 | 0 | 0 | 0 | 0 | 0 | 0 | 0 | 0 | 0 | 0 | 0 | 0 | 0 | 0 | 0 | 0 | 0 | 0 | 0 |  | 0 | 0 | 0 |  | #VALUE! | #VALUE! | #VALUE! | #VALUE! |  |  | #VALUE! | #VALUE! | 0 | 0 | 0.20123 | 0.20123 | #VALUE! | #VALUE! | #VALUE! | #VALUE! | 0 | 0 | 0.20123 | 0.20123 | #VALUE! | #VALUE! | #VALUE! | #VALUE! | 0 | 0 | 0.20123 | 0.20123 | #VALUE! | #VALUE! |  |  |  | #VALUE! | #VALUE! | #VALUE! | #VALUE! | #VALUE! | #VALUE! | #VALUE!
Saturday | 2 | 19 | 22 | 1198 | 0 | 0 | 0 | 0 | 0 | 0 | 0 | 0 | 0 | 0 | 0 | 0 | 0 | 0 | 0 | 0 | 0 | 0 | 0 | 0 | 0 | 0 | 0 | 0 | 0 | 0 | 0 | 0 | 0 | 0 | 0 | 0 | 0 | 0 | 0 | 0 | 0 | 0 | 0 | 0 |  | 0 | 0 | 0 |  | #VALUE! | #VALUE! | #VALUE! | #VALUE! |  |  | #VALUE! | #VALUE! | 0 | 0 | 0.20123 | 0.20123 | #VALUE! | #VALUE! | #VALUE! | #VALUE! | 0 | 0 | 0.20123 | 0.20123 | #VALUE! | #VALUE! | #VALUE! | #VALUE! | 0 | 0 | 0.20123 | 0.20123 | #VALUE! | #VALUE! |  |  |  | #VALUE! | #VALUE! | #VALUE! | #VALUE! | #VALUE! | #VALUE! | #VALUE!
Saturday | 2 | 19 | 23 | 1199 | 0 | 0 | 0 | 0 | 0 | 0 | 0 | 0 | 0 | 0 | 0 | 0 | 0 | 0 | 0 | 0 | 0 | 0 | 0 | 0 | 0 | 0 | 0 | 0 | 0 | 0 | 0 | 0 | 0 | 0 | 0 | 0 | 0 | 0 | 0 | 0 | 0 | 0 | 0 | 0 |  | 0 | 0 | 0 |  | #VALUE! | #VALUE! | #VALUE! | #VALUE! |  |  | #VALUE! | #VALUE! | 0 | 0 | 0.20123 | 0.20123 | #VALUE! | #VALUE! | #VALUE! | #VALUE! | 0 | 0 | 0.20123 | 0.20123 | #VALUE! | #VALUE! | #VALUE! | #VALUE! | 0 | 0 | 0.20123 | 0.20123 | #VALUE! | #VALUE! |  |  |  | #VALUE! | #VALUE! | #VALUE! | #VALUE! | #VALUE! | #VALUE! | #VALUE!
Saturday | 2 | 19 | 24 | 1200 | 0 | 0 | 0 | 0 | 0 | 0 | 0 | 0 | 0 | 0 | 0 | 0 | 0 | 0 | 0 | 0 | 0 | 0 | 0 | 0 | 0 | 0 | 0 | 0 | 0 | 0 | 0 | 0 | 0 | 0 | 0 | 0 | 0 | 0 | 0 | 0 | 0 | 0 | 0 | 0 |  | 0 | 0 | 0 |  | #VALUE! | #VALUE! | #VALUE! | #VALUE! |  |  | #VALUE! | #VALUE! | 0 | 0 | 0.20123 | 0.20123 | #VALUE! | #VALUE! | #VALUE! | #VALUE! | 0 | 0 | 0.20123 | 0.20123 | #VALUE! | #VALUE! | #VALUE! | #VALUE! | 0 | 0 | 0.20123 | 0.20123 | #VALUE! | #VALUE! |  |  |  | #VALUE! | #VALUE! | #VALUE! | #VALUE! | #VALUE! | #VALUE! | #VALUE!
Sunday | 2 | 20 | 1 | 1201 | 0 | 0 | 0 | 0 | 0 | 0 | 0 | 0 | 0 | 0 | 0 | 0 | 0 | 0 | 0 | 0 | 0 | 0 | 0 | 0 | 0 | 0 | 0 | 0 | 0 | 0 | 0 | 0 | 0 | 0 | 0 | 0 | 0 | 0 | 0 | 0 | 0 | 0 | 0 | 0 |  | 0 | 0 | 0 |  | #VALUE! | #VALUE! | #VALUE! | #VALUE! |  |  | #VALUE! | #VALUE! | 0 | 0 | 0.20123 | 0.20123 | #VALUE! | #VALUE! | #VALUE! | #VALUE! | 0 | 0 | 0.20123 | 0.20123 | #VALUE! | #VALUE! | #VALUE! | #VALUE! | 0 | 0 | 0.20123 | 0.20123 | #VALUE! | #VALUE! |  |  |  | #VALUE! | #VALUE! | #VALUE! | #VALUE! | #VALUE! | #VALUE! | #VALUE!
Sunday | 2 | 20 | 2 | 1202 | 0 | 0 | 0 | 0 | 0 | 0 | 0 | 0 | 0 | 0 | 0 | 0 | 0 | 0 | 0 | 0 | 0 | 0 | 0 | 0 | 0 | 0 | 0 | 0 | 0 | 0 | 0 | 0 | 0 | 0 | 0 | 0 | 0 | 0 | 0 | 0 | 0 | 0 | 0 | 0 |  | 0 | 0 | 0 |  | #VALUE! | #VALUE! | #VALUE! | #VALUE! |  |  | #VALUE! | #VALUE! | 0 | 0 | 0.20123 | 0.20123 | #VALUE! | #VALUE! | #VALUE! | #VALUE! | 0 | 0 | 0.20123 | 0.20123 | #VALUE! | #VALUE! | #VALUE! | #VALUE! | 0 | 0 | 0.20123 | 0.20123 | #VALUE! | #VALUE! |  |  |  | #VALUE! | #VALUE! | #VALUE! | #VALUE! | #VALUE! | #VALUE! | #VALUE!
Sunday | 2 | 20 | 3 | 1203 | 0 | 0 | 0 | 0 | 0 | 0 | 0 | 0 | 0 | 0 | 0 | 0 | 0 | 0 | 0 | 0 | 0 | 0 | 0 | 0 | 0 | 0 | 0 | 0 | 0 | 0 | 0 | 0 | 0 | 0 | 0 | 0 | 0 | 0 | 0 | 0 | 0 | 0 | 0 | 0 |  | 0 | 0 | 0 |  | #VALUE! | #VALUE! | #VALUE! | #VALUE! |  |  | #VALUE! | #VALUE! | 0 | 0 | 0.20123 | 0.20123 | #VALUE! | #VALUE! | #VALUE! | #VALUE! | 0 | 0 | 0.20123 | 0.20123 | #VALUE! | #VALUE! | #VALUE! | #VALUE! | 0 | 0 | 0.20123 | 0.20123 | #VALUE! | #VALUE! |  |  |  | #VALUE! | #VALUE! | #VALUE! | #VALUE! | #VALUE! | #VALUE! | #VALUE!
Sunday | 2 | 20 | 4 | 1204 | 0 | 0 | 0 | 0 | 0 | 0 | 0 | 0 | 0 | 0 | 0 | 0 | 0 | 0 | 0 | 0 | 0 | 0 | 0 | 0 | 0 | 0 | 0 | 0 | 0 | 0 | 0 | 0 | 0 | 0 | 0 | 0 | 0 | 0 | 0 | 0 | 0 | 0 | 0 | 0 |  | 0 | 0 | 0 |  | #VALUE! | #VALUE! | #VALUE! | #VALUE! |  |  | #VALUE! | #VALUE! | 0 | 0 | 0.20123 | 0.20123 | #VALUE! | #VALUE! | #VALUE! | #VALUE! | 0 | 0 | 0.20123 | 0.20123 | #VALUE! | #VALUE! | #VALUE! | #VALUE! | 0 | 0 | 0.20123 | 0.20123 | #VALUE! | #VALUE! |  |  |  | #VALUE! | #VALUE! | #VALUE! | #VALUE! | #VALUE! | #VALUE! | #VALUE!
Sunday | 2 | 20 | 5 | 1205 | 0 | 0 | 0 | 0 | 0 | 0 | 0 | 0 | 0 | 0 | 0 | 0 | 0 | 0 | 0 | 0 | 0 | 0 | 0 | 0 | 0 | 0 | 0 | 0 | 0 | 0 | 0 | 0 | 0 | 0 | 0 | 0 | 0 | 0 | 0 | 0 | 0 | 0 | 0 | 0 |  | 0 | 0 | 0 |  | #VALUE! | #VALUE! | #VALUE! | #VALUE! |  |  | #VALUE! | #VALUE! | 0 | 0 | 0.20123 | 0.20123 | #VALUE! | #VALUE! | #VALUE! | #VALUE! | 0 | 0 | 0.20123 | 0.20123 | #VALUE! | #VALUE! | #VALUE! | #VALUE! | 0 | 0 | 0.20123 | 0.20123 | #VALUE! | #VALUE! |  |  |  | #VALUE! | #VALUE! | #VALUE! | #VALUE! | #VALUE! | #VALUE! | #VALUE!
Sunday | 2 | 20 | 6 | 1206 | 0 | 0 | 0 | 0 | 0 | 0 | 0 | 0 | 0 | 0 | 0 | 0 | 0 | 0 | 0 | 0 | 0 | 0 | 0 | 0 | 0 | 0 | 0 | 0 | 0 | 0 | 0 | 0 | 0 | 0 | 0 | 0 | 0 | 0 | 0 | 0 | 0 | 0 | 0 | 0 |  | 0 | 0 | 0 |  | #VALUE! | #VALUE! | #VALUE! | #VALUE! |  |  | #VALUE! | #VALUE! | 0 | 0 | 0.20123 | 0.20123 | #VALUE! | #VALUE! | #VALUE! | #VALUE! | 0 | 0 | 0.20123 | 0.20123 | #VALUE! | #VALUE! | #VALUE! | #VALUE! | 0 | 0 | 0.20123 | 0.20123 | #VALUE! | #VALUE! |  |  |  | #VALUE! | #VALUE! | #VALUE! | #VALUE! | #VALUE! | #VALUE! | #VALUE!
Sunday | 2 | 20 | 7 | 1207 | 0 | 0 | 0 | 0 | 0 | 0 | 0 | 0 | 0 | 0 | 0 | 0 | 0 | 0 | 0 | 0 | 0 | 0 | 0 | 0 | 0 | 0 | 0 | 0 | 0 | 0 | 0 | 0 | 0 | 0 | 0 | 0 | 0 | 0 | 0 | 0 | 0 | 0 | 0 | 0 |  | 0 | 0 | 0 |  | #VALUE! | #VALUE! | #VALUE! | #VALUE! |  |  | #VALUE! | #VALUE! | 0 | 0 | 0.20123 | 0.20123 | #VALUE! | #VALUE! | #VALUE! | #VALUE! | 0 | 0 | 0.20123 | 0.20123 | #VALUE! | #VALUE! | #VALUE! | #VALUE! | 0 | 0 | 0.20123 | 0.20123 | #VALUE! | #VALUE! |  |  |  | #VALUE! | #VALUE! | #VALUE! | #VALUE! | #VALUE! | #VALUE! | #VALUE!
Sunday | 2 | 20 | 8 | 1208 | 0 | 0 | 0 | 0 | 0 | 0 | 0 | 0 | 0 | 0 | 0 | 0 | 0 | 0 | 0 | 0 | 0 | 0 | 0 | 0 | 0 | 0 | 0 | 0 | 0 | 0 | 0 | 0 | 0 | 0 | 0 | 0 | 0 | 0 | 0 | 0 | 0 | 0 | 0 | 0 |  | 0 | 0 | 0 |  | #VALUE! | #VALUE! | #VALUE! | #VALUE! |  |  | #VALUE! | #VALUE! | 0 | 0 | 0.20123 | 0.20123 | #VALUE! | #VALUE! | #VALUE! | #VALUE! | 0 | 0 | 0.20123 | 0.20123 | #VALUE! | #VALUE! | #VALUE! | #VALUE! | 0 | 0 | 0.20123 | 0.20123 | #VALUE! | #VALUE! |  |  |  | #VALUE! | #VALUE! | #VALUE! | #VALUE! | #VALUE! | #VALUE! | #VALUE!
Sunday | 2 | 20 | 9 | 1209 | 0 | 0 | 0 | 0 | 0 | 0 | 0 | 0 | 0 | 0 | 0 | 0 | 0 | 0 | 0 | 0 | 0 | 0 | 0 | 0 | 0 | 0 | 0 | 0 | 0 | 0 | 0 | 0 | 0 | 0 | 0 | 0 | 0 | 0 | 0 | 0 | 0 | 0 | 0 | 0 |  | 0 | 0 | 0 |  | #VALUE! | #VALUE! | #VALUE! | #VALUE! |  |  | #VALUE! | #VALUE! | 0 | 0 | 0.20123 | 0.20123 | #VALUE! | #VALUE! | #VALUE! | #VALUE! | 0 | 0 | 0.20123 | 0.20123 | #VALUE! | #VALUE! | #VALUE! | #VALUE! | 0 | 0 | 0.20123 | 0.20123 | #VALUE! | #VALUE! |  |  |  | #VALUE! | #VALUE! | #VALUE! | #VALUE! | #VALUE! | #VALUE! | #VALUE!
Sunday | 2 | 20 | 10 | 1210 | 0 | 0 | 0 | 0 | 0 | 0 | 0 | 0 | 0 | 0 | 0 | 0 | 0 | 0 | 0 | 0 | 0 | 0 | 0 | 0 | 0 | 0 | 0 | 0 | 0 | 0 | 0 | 0 | 0 | 0 | 0 | 0 | 0 | 0 | 0 | 0 | 0 | 0 | 0 | 0 |  | 0 | 0 | 0 |  | #VALUE! | #VALUE! | #VALUE! | #VALUE! |  |  | #VALUE! | #VALUE! | 0 | 0 | 0.20123 | 0.20123 | #VALUE! | #VALUE! | #VALUE! | #VALUE! | 0 | 0 | 0.20123 | 0.20123 | #VALUE! | #VALUE! | #VALUE! | #VALUE! | 0 | 0 | 0.20123 | 0.20123 | #VALUE! | #VALUE! |  |  |  | #VALUE! | #VALUE! | #VALUE! | #VALUE! | #VALUE! | #VALUE! | #VALUE!
Sunday | 2 | 20 | 11 | 1211 | 0 | 0 | 0 | 0 | 0 | 0 | 0 | 0 | 0 | 0 | 0 | 0 | 0 | 0 | 0 | 0 | 0 | 0 | 0 | 0 | 0 | 0 | 0 | 0 | 0 | 0 | 0 | 0 | 0 | 0 | 0 | 0 | 0 | 0 | 0 | 0 | 0 | 0 | 0 | 0 |  | 0 | 0 | 0 |  | #VALUE! | #VALUE! | #VALUE! | #VALUE! |  |  | #VALUE! | #VALUE! | 0 | 0 | 0.20123 | 0.20123 | #VALUE! | #VALUE! | #VALUE! | #VALUE! | 0 | 0 | 0.20123 | 0.20123 | #VALUE! | #VALUE! | #VALUE! | #VALUE! | 0 | 0 | 0.20123 | 0.20123 | #VALUE! | #VALUE! |  |  |  | #VALUE! | #VALUE! | #VALUE! | #VALUE! | #VALUE! | #VALUE! | #VALUE!
Sunday | 2 | 20 | 12 | 1212 | 0 | 0 | 0 | 0 | 0 | 0 | 0 | 0 | 0 | 0 | 0 | 0 | 0 | 0 | 0 | 0 | 0 | 0 | 0 | 0 | 0 | 0 | 0 | 0 | 0 | 0 | 0 | 0 | 0 | 0 | 0 | 0 | 0 | 0 | 0 | 0 | 0 | 0 | 0 | 0 |  | 0 | 0 | 0 |  | #VALUE! | #VALUE! | #VALUE! | #VALUE! |  |  | #VALUE! | #VALUE! | 0 | 0 | 0.20123 | 0.20123 | #VALUE! | #VALUE! | #VALUE! | #VALUE! | 0 | 0 | 0.20123 | 0.20123 | #VALUE! | #VALUE! | #VALUE! | #VALUE! | 0 | 0 | 0.20123 | 0.20123 | #VALUE! | #VALUE! |  |  |  | #VALUE! | #VALUE! | #VALUE! | #VALUE! | #VALUE! | #VALUE! | #VALUE!
Sunday | 2 | 20 | 13 | 1213 | 0 | 0 | 0 | 0 | 0 | 0 | 0 | 0 | 0 | 0 | 0 | 0 | 0 | 0 | 0 | 0 | 0 | 0 | 0 | 0 | 0 | 0 | 0 | 0 | 0 | 0 | 0 | 0 | 0 | 0 | 0 | 0 | 0 | 0 | 0 | 0 | 0 | 0 | 0 | 0 |  | 0 | 0 | 0 |  | #VALUE! | #VALUE! | #VALUE! | #VALUE! |  |  | #VALUE! | #VALUE! | 0 | 0 | 0.20123 | 0.20123 | #VALUE! | #VALUE! | #VALUE! | #VALUE! | 0 | 0 | 0.20123 | 0.20123 | #VALUE! | #VALUE! | #VALUE! | #VALUE! | 0 | 0 | 0.20123 | 0.20123 | #VALUE! | #VALUE! |  |  |  | #VALUE! | #VALUE! | #VALUE! | #VALUE! | #VALUE! | #VALUE! | #VALUE!
Sunday | 2 | 20 | 14 | 1214 | 0 | 0 | 0 | 0 | 0 | 0 | 0 | 0 | 0 | 0 | 0 | 0 | 0 | 0 | 0 | 0 | 0 | 0 | 0 | 0 | 0 | 0 | 0 | 0 | 0 | 0 | 0 | 0 | 0 | 0 | 0 | 0 | 0 | 0 | 0 | 0 | 0 | 0 | 0 | 0 |  | 0 | 0 | 0 |  | #VALUE! | #VALUE! | #VALUE! | #VALUE! |  |  | #VALUE! | #VALUE! | 0 | 0 | 0.20123 | 0.20123 | #VALUE! | #VALUE! | #VALUE! | #VALUE! | 0 | 0 | 0.20123 | 0.20123 | #VALUE! | #VALUE! | #VALUE! | #VALUE! | 0 | 0 | 0.20123 | 0.20123 | #VALUE! | #VALUE! |  |  |  | #VALUE! | #VALUE! | #VALUE! | #VALUE! | #VALUE! | #VALUE! | #VALUE!
Sunday | 2 | 20 | 15 | 1215 | 0 | 0 | 0 | 0 | 0 | 0 | 0 | 0 | 0 | 0 | 0 | 0 | 0 | 0 | 0 | 0 | 0 | 0 | 0 | 0 | 0 | 0 | 0 | 0 | 0 | 0 | 0 | 0 | 0 | 0 | 0 | 0 | 0 | 0 | 0 | 0 | 0 | 0 | 0 | 0 |  | 0 | 0 | 0 |  | #VALUE! | #VALUE! | #VALUE! | #VALUE! |  |  | #VALUE! | #VALUE! | 0 | 0 | 0.20123 | 0.20123 | #VALUE! | #VALUE! | #VALUE! | #VALUE! | 0 | 0 | 0.20123 | 0.20123 | #VALUE! | #VALUE! | #VALUE! | #VALUE! | 0 | 0 | 0.20123 | 0.20123 | #VALUE! | #VALUE! |  |  |  | #VALUE! | #VALUE! | #VALUE! | #VALUE! | #VALUE! | #VALUE! | #VALUE!
Sunday | 2 | 20 | 16 | 1216 | 0 | 0 | 0 | 0 | 0 | 0 | 0 | 0 | 0 | 0 | 0 | 0 | 0 | 0 | 0 | 0 | 0 | 0 | 0 | 0 | 0 | 0 | 0 | 0 | 0 | 0 | 0 | 0 | 0 | 0 | 0 | 0 | 0 | 0 | 0 | 0 | 0 | 0 | 0 | 0 |  | 0 | 0 | 0 |  | #VALUE! | #VALUE! | #VALUE! | #VALUE! |  |  | #VALUE! | #VALUE! | 0 | 0 | 0.20123 | 0.20123 | #VALUE! | #VALUE! | #VALUE! | #VALUE! | 0 | 0 | 0.20123 | 0.20123 | #VALUE! | #VALUE! | #VALUE! | #VALUE! | 0 | 0 | 0.20123 | 0.20123 | #VALUE! | #VALUE! |  |  |  | #VALUE! | #VALUE! | #VALUE! | #VALUE! | #VALUE! | #VALUE! | #VALUE!
Sunday | 2 | 20 | 17 | 1217 | 0 | 0 | 0 | 0 | 0 | 0 | 0 | 0 | 0 | 0 | 0 | 0 | 0 | 0 | 0 | 0 | 0 | 0 | 0 | 0 | 0 | 0 | 0 | 0 | 0 | 0 | 0 | 0 | 0 | 0 | 0 | 0 | 0 | 0 | 0 | 0 | 0 | 0 | 0 | 0 |  | 0 | 0 | 0 |  | #VALUE! | #VALUE! | #VALUE! | #VALUE! |  |  | #VALUE! | #VALUE! | 0 | 0 | 0.20123 | 0.20123 | #VALUE! | #VALUE! | #VALUE! | #VALUE! | 0 | 0 | 0.20123 | 0.20123 | #VALUE! | #VALUE! | #VALUE! | #VALUE! | 0 | 0 | 0.20123 | 0.20123 | #VALUE! | #VALUE! |  |  |  | #VALUE! | #VALUE! | #VALUE! | #VALUE! | #VALUE! | #VALUE! | #VALUE!
Sunday | 2 | 20 | 18 | 1218 | 0 | 0 | 0 | 0 | 0 | 0 | 0 | 0 | 0 | 0 | 0 | 0 | 0 | 0 | 0 | 0 | 0 | 0 | 0 | 0 | 0 | 0 | 0 | 0 | 0 | 0 | 0 | 0 | 0 | 0 | 0 | 0 | 0 | 0 | 0 | 0 | 0 | 0 | 0 | 0 |  | 0 | 0 | 0 |  | #VALUE! | #VALUE! | #VALUE! | #VALUE! |  |  | #VALUE! | #VALUE! | 0 | 0 | 0.20123 | 0.20123 | #VALUE! | #VALUE! | #VALUE! | #VALUE! | 0 | 0 | 0.20123 | 0.20123 | #VALUE! | #VALUE! | #VALUE! | #VALUE! | 0 | 0 | 0.20123 | 0.20123 | #VALUE! | #VALUE! |  |  |  | #VALUE! | #VALUE! | #VALUE! | #VALUE! | #VALUE! | #VALUE! | #VALUE!
Sunday | 2 | 20 | 19 | 1219 | 0 | 0 | 0 | 0 | 0 | 0 | 0 | 0 | 0 | 0 | 0 | 0 | 0 | 0 | 0 | 0 | 0 | 0 | 0 | 0 | 0 | 0 | 0 | 0 | 0 | 0 | 0 | 0 | 0 | 0 | 0 | 0 | 0 | 0 | 0 | 0 | 0 | 0 | 0 | 0 |  | 0 | 0 | 0 |  | #VALUE! | #VALUE! | #VALUE! | #VALUE! |  |  | #VALUE! | #VALUE! | 0 | 0 | 0.20123 | 0.20123 | #VALUE! | #VALUE! | #VALUE! | #VALUE! | 0 | 0 | 0.20123 | 0.20123 | #VALUE! | #VALUE! | #VALUE! | #VALUE! | 0 | 0 | 0.20123 | 0.20123 | #VALUE! | #VALUE! |  |  |  | #VALUE! | #VALUE! | #VALUE! | #VALUE! | #VALUE! | #VALUE! | #VALUE!
Sunday | 2 | 20 | 20 | 1220 | 0 | 0 | 0 | 0 | 0 | 0 | 0 | 0 | 0 | 0 | 0 | 0 | 0 | 0 | 0 | 0 | 0 | 0 | 0 | 0 | 0 | 0 | 0 | 0 | 0 | 0 | 0 | 0 | 0 | 0 | 0 | 0 | 0 | 0 | 0 | 0 | 0 | 0 | 0 | 0 |  | 0 | 0 | 0 |  | #VALUE! | #VALUE! | #VALUE! | #VALUE! |  |  | #VALUE! | #VALUE! | 0 | 0 | 0.20123 | 0.20123 | #VALUE! | #VALUE! | #VALUE! | #VALUE! | 0 | 0 | 0.20123 | 0.20123 | #VALUE! | #VALUE! | #VALUE! | #VALUE! | 0 | 0 | 0.20123 | 0.20123 | #VALUE! | #VALUE! |  |  |  | #VALUE! | #VALUE! | #VALUE! | #VALUE! | #VALUE! | #VALUE! | #VALUE!
Sunday | 2 | 20 | 21 | 1221 | 0 | 0 | 0 | 0 | 0 | 0 | 0 | 0 | 0 | 0 | 0 | 0 | 0 | 0 | 0 | 0 | 0 | 0 | 0 | 0 | 0 | 0 | 0 | 0 | 0 | 0 | 0 | 0 | 0 | 0 | 0 | 0 | 0 | 0 | 0 | 0 | 0 | 0 | 0 | 0 |  | 0 | 0 | 0 |  | #VALUE! | #VALUE! | #VALUE! | #VALUE! |  |  | #VALUE! | #VALUE! | 0 | 0 | 0.20123 | 0.20123 | #VALUE! | #VALUE! | #VALUE! | #VALUE! | 0 | 0 | 0.20123 | 0.20123 | #VALUE! | #VALUE! | #VALUE! | #VALUE! | 0 | 0 | 0.20123 | 0.20123 | #VALUE! | #VALUE! |  |  |  | #VALUE! | #VALUE! | #VALUE! | #VALUE! | #VALUE! | #VALUE! | #VALUE!
Sunday | 2 | 20 | 22 | 1222 | 0 | 0 | 0 | 0 | 0 | 0 | 0 | 0 | 0 | 0 | 0 | 0 | 0 | 0 | 0 | 0 | 0 | 0 | 0 | 0 | 0 | 0 | 0 | 0 | 0 | 0 | 0 | 0 | 0 | 0 | 0 | 0 | 0 | 0 | 0 | 0 | 0 | 0 | 0 | 0 |  | 0 | 0 | 0 |  | #VALUE! | #VALUE! | #VALUE! | #VALUE! |  |  | #VALUE! | #VALUE! | 0 | 0 | 0.20123 | 0.20123 | #VALUE! | #VALUE! | #VALUE! | #VALUE! | 0 | 0 | 0.20123 | 0.20123 | #VALUE! | #VALUE! | #VALUE! | #VALUE! | 0 | 0 | 0.20123 | 0.20123 | #VALUE! | #VALUE! |  |  |  | #VALUE! | #VALUE! | #VALUE! | #VALUE! | #VALUE! | #VALUE! | #VALUE!
Sunday | 2 | 20 | 23 | 1223 | 0 | 0 | 0 | 0 | 0 | 0 | 0 | 0 | 0 | 0 | 0 | 0 | 0 | 0 | 0 | 0 | 0 | 0 | 0 | 0 | 0 | 0 | 0 | 0 | 0 | 0 | 0 | 0 | 0 | 0 | 0 | 0 | 0 | 0 | 0 | 0 | 0 | 0 | 0 | 0 |  | 0 | 0 | 0 |  | #VALUE! | #VALUE! | #VALUE! | #VALUE! |  |  | #VALUE! | #VALUE! | 0 | 0 | 0.20123 | 0.20123 | #VALUE! | #VALUE! | #VALUE! | #VALUE! | 0 | 0 | 0.20123 | 0.20123 | #VALUE! | #VALUE! | #VALUE! | #VALUE! | 0 | 0 | 0.20123 | 0.20123 | #VALUE! | #VALUE! |  |  |  | #VALUE! | #VALUE! | #VALUE! | #VALUE! | #VALUE! | #VALUE! | #VALUE!
Sunday | 2 | 20 | 24 | 1224 | 0 | 0 | 0 | 0 | 0 | 0 | 0 | 0 | 0 | 0 | 0 | 0 | 0 | 0 | 0 | 0 | 0 | 0 | 0 | 0 | 0 | 0 | 0 | 0 | 0 | 0 | 0 | 0 | 0 | 0 | 0 | 0 | 0 | 0 | 0 | 0 | 0 | 0 | 0 | 0 |  | 0 | 0 | 0 |  | #VALUE! | #VALUE! | #VALUE! | #VALUE! |  |  | #VALUE! | #VALUE! | 0 | 0 | 0.20123 | 0.20123 | #VALUE! | #VALUE! | #VALUE! | #VALUE! | 0 | 0 | 0.20123 | 0.20123 | #VALUE! | #VALUE! | #VALUE! | #VALUE! | 0 | 0 | 0.20123 | 0.20123 | #VALUE! | #VALUE! |  |  |  | #VALUE! | #VALUE! | #VALUE! | #VALUE! | #VALUE! | #VALUE! | #VALUE!
Monday | 2 | 21 | 1 | 1225 | 0 | 0 | 0 | 0 | 0 | 0 | 0 | 0 | 0 | 0 | 0 | 0 | 0 | 0 | 0 | 0 | 0 | 0 | 0 | 0 | 0 | 0 | 0 | 0 | 0 | 0 | 0 | 0 | 0 | 0 | 0 | 0 | 0 | 0 | 0 | 0 | 0 | 0 | 0 | 0 |  | 0 | 0 | 0 |  | #VALUE! | #VALUE! | #VALUE! | #VALUE! |  |  | #VALUE! | #VALUE! | 0 | 0 | 0.20123 | 0.20123 | #VALUE! | #VALUE! | #VALUE! | #VALUE! | 0 | 0 | 0.20123 | 0.20123 | #VALUE! | #VALUE! | #VALUE! | #VALUE! | 0 | 0 | 0.20123 | 0.20123 | #VALUE! | #VALUE! |  |  |  | #VALUE! | #VALUE! | #VALUE! | #VALUE! | #VALUE! | #VALUE! | #VALUE!
Monday | 2 | 21 | 2 | 1226 | 0 | 0 | 0 | 0 | 0 | 0 | 0 | 0 | 0 | 0 | 0 | 0 | 0 | 0 | 0 | 0 | 0 | 0 | 0 | 0 | 0 | 0 | 0 | 0 | 0.0016352 | 0 | 0 | 0 | 0 | 0 | 0 | 0 | 0 | 0 | 0 | 0 | 0 | 0 | 0 | 0 |  | 0 | 0 | 0 |  | #VALUE! | #VALUE! | #VALUE! | #VALUE! |  |  | #VALUE! | #VALUE! | 0 | 0 | 0.20123 | 0.20123 | #VALUE! | #VALUE! | #VALUE! | #VALUE! | 0 | 0 | 0.20123 | 0.20123 | #VALUE! | #VALUE! | #VALUE! | #VALUE! | 0 | 0 | 0.20123 | 0.20123 | #VALUE! | #VALUE! |  |  |  | #VALUE! | #VALUE! | #VALUE! | #VALUE! | #VALUE! | #VALUE! | #VALUE!
Monday | 2 | 21 | 3 | 1227 | 0 | 0 | 0 | 0 | 0 | 0 | 0 | 0 | 0 | 0 | 0 | 0 | 0 | 0 | 0 | 0 | 0 | 0 | 0 | 0 | 0 | 0 | 0 | 0 | 0.010871 | 0 | 0 | 0 | 0 | 0 | 0 | 0 | 0 | 0 | 0 | 0 | 0 | 0 | 0 | 0 |  | 0 | 0 | 0 |  | #VALUE! | #VALUE! | #VALUE! | #VALUE! |  |  | #VALUE! | #VALUE! | 0 | 0 | 0.20123 | 0.20123 | #VALUE! | #VALUE! | #VALUE! | #VALUE! | 0 | 0 | 0.20123 | 0.20123 | #VALUE! | #VALUE! | #VALUE! | #VALUE! | 0 | 0 | 0.20123 | 0.20123 | #VALUE! | #VALUE! |  |  |  | #VALUE! | #VALUE! | #VALUE! | #VALUE! | #VALUE! | #VALUE! | #VALUE!
Monday | 2 | 21 | 4 | 1228 | 0 | 0 | 0 | 0 | 0 | 0 | 0 | 0 | 0 | 0 | 0 | 0 | 0 | 0 | 0 | 0 | 0 | 0 | 0 | 0 | 0 | 0 | 0 | 0 | 0 | 0 | 0 | 0 | 0 | 0 | 0 | 0 | 0 | 0 | 0 | 0 | 0 | 0 | 0 | 0 |  | 0 | 0 | 0 |  | #VALUE! | #VALUE! | #VALUE! | #VALUE! |  |  | #VALUE! | #VALUE! | 0 | 0 | 0.20123 | 0.20123 | #VALUE! | #VALUE! | #VALUE! | #VALUE! | 0 | 0 | 0.20123 | 0.20123 | #VALUE! | #VALUE! | #VALUE! | #VALUE! | 0 | 0 | 0.20123 | 0.20123 | #VALUE! | #VALUE! |  |  |  | #VALUE! | #VALUE! | #VALUE! | #VALUE! | #VALUE! | #VALUE! | #VALUE!
Monday | 2 | 21 | 5 | 1229 | 0 | 0 | 0 | 0 | 0 | 0 | 0 | 0 | 0 | 0 | 0 | 0 | 0 | 0 | 0 | 0 | 0 | 0 | 0 | 0 | 0 | 0 | 0 | 0 | 0 | 0 | 0 | 0 | 0 | 0 | 0 | 0 | 0 | 0 | 0 | 0 | 0 | 0 | 0 | 0 |  | 0 | 0 | 0 |  | #VALUE! | #VALUE! | #VALUE! | #VALUE! |  |  | #VALUE! | #VALUE! | 0 | 0 | 0.20123 | 0.20123 | #VALUE! | #VALUE! | #VALUE! | #VALUE! | 0 | 0 | 0.20123 | 0.20123 | #VALUE! | #VALUE! | #VALUE! | #VALUE! | 0 | 0 | 0.20123 | 0.20123 | #VALUE! | #VALUE! |  |  |  | #VALUE! | #VALUE! | #VALUE! | #VALUE! | #VALUE! | #VALUE! | #VALUE!
Monday | 2 | 21 | 6 | 1230 | 0 | 0 | 0 | 0 | 0 | 0 | 0 | 0 | 0 | 0 | 0 | 0 | 0 | 0 | 0 | 0 | 0 | 0 | 0 | 0 | 0 | 0 | 0 | 0 | 0 | 0 | 0 | 0 | 0 | 0 | 0 | 0 | 0 | 0 | 0 | 0 | 0 | 0 | 0 | 0 |  | 0 | 0 | 0 |  | #VALUE! | #VALUE! | #VALUE! | #VALUE! |  |  | #VALUE! | #VALUE! | 0 | 0 | 0.20123 | 0.20123 | #VALUE! | #VALUE! | #VALUE! | #VALUE! | 0 | 0 | 0.20123 | 0.20123 | #VALUE! | #VALUE! | #VALUE! | #VALUE! | 0 | 0 | 0.20123 | 0.20123 | #VALUE! | #VALUE! |  |  |  | #VALUE! | #VALUE! | #VALUE! | #VALUE! | #VALUE! | #VALUE! | #VALUE!
Monday | 2 | 21 | 7 | 1231 | 0 | 0 | 0 | 0 | 0 | 0 | 0 | 0 | 0 | 0 | 0 | 0 | 0 | 0 | 0 | 0 | 0 | 0 | 0 | 0 | 0 | 0 | 0 | 0 | 0 | 0 | 0 | 0 | 0 | 0 | 0 | 0 | 0 | 0 | 0 | 0 | 0 | 0 | 0 | 0 |  | 0 | 0 | 0 |  | #VALUE! | #VALUE! | #VALUE! | #VALUE! |  |  | #VALUE! | #VALUE! | 0 | 0 | 0.20123 | 0.20123 | #VALUE! | #VALUE! | #VALUE! | #VALUE! | 0 | 0 | 0.20123 | 0.20123 | #VALUE! | #VALUE! | #VALUE! | #VALUE! | 0 | 0 | 0.20123 | 0.20123 | #VALUE! | #VALUE! |  |  |  | #VALUE! | #VALUE! | #VALUE! | #VALUE! | #VALUE! | #VALUE! | #VALUE!
Monday | 2 | 21 | 8 | 1232 | 0 | 0 | 0 | 0 | 0 | 0 | 0 | 0 | 0 | 0 | 0 | 0 | 0 | 0 | 0 | 0 | 0 | 0 | 0 | 0 | 0 | 0 | 0 | 0 | 0 | 0 | 0 | 0 | 0 | 0 | 0 | 0 | 0 | 0 | 0 | 0 | 0 | 0 | 0 | 0 |  | 0 | 0 | 0 |  | #VALUE! | #VALUE! | #VALUE! | #VALUE! |  |  | #VALUE! | #VALUE! | 0 | 0 | 0.20123 | 0.20123 | #VALUE! | #VALUE! | #VALUE! | #VALUE! | 0 | 0 | 0.20123 | 0.20123 | #VALUE! | #VALUE! | #VALUE! | #VALUE! | 0 | 0 | 0.20123 | 0.20123 | #VALUE! | #VALUE! |  |  |  | #VALUE! | #VALUE! | #VALUE! | #VALUE! | #VALUE! | #VALUE! | #VALUE!
Monday | 2 | 21 | 9 | 1233 | 0 | 0 | 0 | 0 | 0 | 0 | 0 | 0 | 0 | 0 | 0 | 0 | 0 | 0 | 0 | 0 | 0 | 0 | 0 | 0 | 0 | 0 | 0 | 0 | 0 | 0 | 0 | 0 | 0 | 0 | 0 | 0 | 0 | 0 | 0 | 0 | 0 | 0 | 0 | 0 |  | 0 | 0 | 0 |  | #VALUE! | #VALUE! | #VALUE! | #VALUE! |  |  | #VALUE! | #VALUE! | 0 | 0 | 0.20123 | 0.20123 | #VALUE! | #VALUE! | #VALUE! | #VALUE! | 0 | 0 | 0.20123 | 0.20123 | #VALUE! | #VALUE! | #VALUE! | #VALUE! | 0 | 0 | 0.20123 | 0.20123 | #VALUE! | #VALUE! |  |  |  | #VALUE! | #VALUE! | #VALUE! | #VALUE! | #VALUE! | #VALUE! | #VALUE!
Monday | 2 | 21 | 10 | 1234 | 0 | 0 | 0 | 0 | 0 | 0 | 0 | 0 | 0 | 0 | 0 | 0 | 0 | 0 | 0 | 0 | 0 | 0 | 0 | 0 | 0 | 0 | 0 | 0 | 0 | 0 | 0 | 0 | 0 | 0 | 0 | 0 | 0 | 0 | 0 | 0 | 0 | 0 | 0 | 0 |  | 0 | 0 | 0 |  | #VALUE! | #VALUE! | #VALUE! | #VALUE! |  |  | #VALUE! | #VALUE! | 0 | 0 | 0.20123 | 0.20123 | #VALUE! | #VALUE! | #VALUE! | #VALUE! | 0 | 0 | 0.20123 | 0.20123 | #VALUE! | #VALUE! | #VALUE! | #VALUE! | 0 | 0 | 0.20123 | 0.20123 | #VALUE! | #VALUE! |  |  |  | #VALUE! | #VALUE! | #VALUE! | #VALUE! | #VALUE! | #VALUE! | #VALUE!
Monday | 2 | 21 | 11 | 1235 | 0 | 0 | 0 | 0 | 0 | 0 | 0 | 0 | 0 | 0 | 0 | 0 | 0 | 0 | 0 | 0 | 0 | 0 | 0 | 0 | 0 | 0 | 0 | 0 | 0 | 0 | 0 | 0 | 0 | 0 | 0 | 0 | 0 | 0 | 0 | 0 | 0 | 0 | 0 | 0 |  | 0 | 0 | 0 |  | #VALUE! | #VALUE! | #VALUE! | #VALUE! |  |  | #VALUE! | #VALUE! | 0 | 0 | 0.20123 | 0.20123 | #VALUE! | #VALUE! | #VALUE! | #VALUE! | 0 | 0 | 0.20123 | 0.20123 | #VALUE! | #VALUE! | #VALUE! | #VALUE! | 0 | 0 | 0.20123 | 0.20123 | #VALUE! | #VALUE! |  |  |  | #VALUE! | #VALUE! | #VALUE! | #VALUE! | #VALUE! | #VALUE! | #VALUE!
Monday | 2 | 21 | 12 | 1236 | 0 | 0 | 0 | 0 | 0 | 0 | 0 | 0 | 0 | 0 | 0 | 0 | 0 | 0 | 0 | 0 | 0 | 0 | 0 | 0 | 0 | 0 | 0 | 0 | 0 | 0 | 0 | 0 | 0 | 0 | 0 | 0 | 0 | 0 | 0 | 0 | 0 | 0 | 0 | 0 |  | 0 | 0 | 0 |  | #VALUE! | #VALUE! | #VALUE! | #VALUE! |  |  | #VALUE! | #VALUE! | 0 | 0 | 0.20123 | 0.20123 | #VALUE! | #VALUE! | #VALUE! | #VALUE! | 0 | 0 | 0.20123 | 0.20123 | #VALUE! | #VALUE! | #VALUE! | #VALUE! | 0 | 0 | 0.20123 | 0.20123 | #VALUE! | #VALUE! |  |  |  | #VALUE! | #VALUE! | #VALUE! | #VALUE! | #VALUE! | #VALUE! | #VALUE!
Monday | 2 | 21 | 13 | 1237 | 0 | 0 | 0 | 0 | 0 | 0 | 0 | 0 | 0 | 0 | 0 | 0 | 0 | 0 | 0 | 0 | 0 | 0 | 0 | 0 | 0 | 0 | 0 | 0 | 0 | 0 | 0 | 0 | 0 | 0 | 0 | 0 | 0 | 0 | 0 | 0 | 0 | 0 | 0 | 0 |  | 0 | 0 | 0 |  | #VALUE! | #VALUE! | #VALUE! | #VALUE! |  |  | #VALUE! | #VALUE! | 0 | 0 | 0.20123 | 0.20123 | #VALUE! | #VALUE! | #VALUE! | #VALUE! | 0 | 0 | 0.20123 | 0.20123 | #VALUE! | #VALUE! | #VALUE! | #VALUE! | 0 | 0 | 0.20123 | 0.20123 | #VALUE! | #VALUE! |  |  |  | #VALUE! | #VALUE! | #VALUE! | #VALUE! | #VALUE! | #VALUE! | #VALUE!
Monday | 2 | 21 | 14 | 1238 | 0 | 0 | 0 | 0 | 0 | 0 | 0 | 0 | 0 | 0 | 0 | 0 | 0 | 0 | 0 | 0 | 0 | 0 | 0 | 0 | 0 | 0 | 0 | 0 | 0 | 0 | 0 | 0 | 0 | 0 | 0 | 0 | 0 | 0 | 0 | 0 | 0 | 0 | 0 | 0 |  | 0 | 0 | 0 |  | #VALUE! | #VALUE! | #VALUE! | #VALUE! |  |  | #VALUE! | #VALUE! | 0 | 0 | 0.20123 | 0.20123 | #VALUE! | #VALUE! | #VALUE! | #VALUE! | 0 | 0 | 0.20123 | 0.20123 | #VALUE! | #VALUE! | #VALUE! | #VALUE! | 0 | 0 | 0.20123 | 0.20123 | #VALUE! | #VALUE! |  |  |  | #VALUE! | #VALUE! | #VALUE! | #VALUE! | #VALUE! | #VALUE! | #VALUE!
Monday | 2 | 21 | 15 | 1239 | 0 | 0 | 0 | 0 | 0 | 0 | 0 | 0 | 0 | 0 | 0 | 0 | 0 | 0 | 0 | 0 | 0 | 0 | 0 | 0 | 0 | 0 | 0 | 0 | 0 | 0 | 0 | 0 | 0 | 0 | 0 | 0 | 0 | 0 | 0 | 0 | 0 | 0 | 0 | 0 |  | 0 | 0 | 0 |  | #VALUE! | #VALUE! | #VALUE! | #VALUE! |  |  | #VALUE! | #VALUE! | 0 | 0 | 0.20123 | 0.20123 | #VALUE! | #VALUE! | #VALUE! | #VALUE! | 0 | 0 | 0.20123 | 0.20123 | #VALUE! | #VALUE! | #VALUE! | #VALUE! | 0 | 0 | 0.20123 | 0.20123 | #VALUE! | #VALUE! |  |  |  | #VALUE! | #VALUE! | #VALUE! | #VALUE! | #VALUE! | #VALUE! | #VALUE!
Monday | 2 | 21 | 16 | 1240 | 0 | 0 | 0 | 0 | 0 | 0 | 0 | 0 | 0 | 0 | 0 | 0 | 0 | 0 | 0 | 0 | 0 | 0 | 0 | 0 | 0 | 0 | 0 | 0 | 0 | 0 | 0 | 0 | 0 | 0 | 0 | 0 | 0 | 0 | 0 | 0 | 0 | 0 | 0 | 0 |  | 0 | 0 | 0 |  | #VALUE! | #VALUE! | #VALUE! | #VALUE! |  |  | #VALUE! | #VALUE! | 0 | 0 | 0.20123 | 0.20123 | #VALUE! | #VALUE! | #VALUE! | #VALUE! | 0 | 0 | 0.20123 | 0.20123 | #VALUE! | #VALUE! | #VALUE! | #VALUE! | 0 | 0 | 0.20123 | 0.20123 | #VALUE! | #VALUE! |  |  |  | #VALUE! | #VALUE! | #VALUE! | #VALUE! | #VALUE! | #VALUE! | #VALUE!
Monday | 2 | 21 | 17 | 1241 | 0 | 0 | 0 | 0 | 0 | 0 | 0 | 0 | 0 | 0 | 0 | 0 | 0 | 0 | 0 | 0 | 0 | 0 | 0 | 0 | 0 | 0 | 0 | 0 | 0 | 0 | 0 | 0 | 0 | 0 | 0 | 0 | 0 | 0 | 0 | 0 | 0 | 0 | 0 | 0 |  | 0 | 0 | 0 |  | #VALUE! | #VALUE! | #VALUE! | #VALUE! |  |  | #VALUE! | #VALUE! | 0 | 0 | 0.20123 | 0.20123 | #VALUE! | #VALUE! | #VALUE! | #VALUE! | 0 | 0 | 0.20123 | 0.20123 | #VALUE! | #VALUE! | #VALUE! | #VALUE! | 0 | 0 | 0.20123 | 0.20123 | #VALUE! | #VALUE! |  |  |  | #VALUE! | #VALUE! | #VALUE! | #VALUE! | #VALUE! | #VALUE! | #VALUE!
Monday | 2 | 21 | 18 | 1242 | 0 | 0 | 0 | 0 | 0 | 0 | 0 | 0 | 0 | 0 | 0 | 0 | 0 | 0 | 0 | 0 | 0 | 0 | 0 | 0 | 0 | 0 | 0 | 0 | 0 | 0 | 0 | 0 | 0 | 0 | 0 | 0 | 0 | 0 | 0 | 0 | 0 | 0 | 0 | 0 |  | 0 | 0 | 0 |  | #VALUE! | #VALUE! | #VALUE! | #VALUE! |  |  | #VALUE! | #VALUE! | 0 | 0 | 0.20123 | 0.20123 | #VALUE! | #VALUE! | #VALUE! | #VALUE! | 0 | 0 | 0.20123 | 0.20123 | #VALUE! | #VALUE! | #VALUE! | #VALUE! | 0 | 0 | 0.20123 | 0.20123 | #VALUE! | #VALUE! |  |  |  | #VALUE! | #VALUE! | #VALUE! | #VALUE! | #VALUE! | #VALUE! | #VALUE!
Monday | 2 | 21 | 19 | 1243 | 0 | 0 | 0 | 0 | 0 | 0 | 0 | 0 | 0 | 0 | 0 | 0 | 0 | 0 | 0 | 0 | 0 | 0 | 0 | 0 | 0 | 0 | 0 | 0 | 0 | 0 | 0 | 0 | 0 | 0 | 0 | 0 | 0 | 0 | 0 | 0 | 0 | 0 | 0 | 0 |  | 0 | 0 | 0 |  | #VALUE! | #VALUE! | #VALUE! | #VALUE! |  |  | #VALUE! | #VALUE! | 0 | 0 | 0.20123 | 0.20123 | #VALUE! | #VALUE! | #VALUE! | #VALUE! | 0 | 0 | 0.20123 | 0.20123 | #VALUE! | #VALUE! | #VALUE! | #VALUE! | 0 | 0 | 0.20123 | 0.20123 | #VALUE! | #VALUE! |  |  |  | #VALUE! | #VALUE! | #VALUE! | #VALUE! | #VALUE! | #VALUE! | #VALUE!
Monday | 2 | 21 | 20 | 1244 | 0 | 0 | 0 | 0 | 0 | 0 | 0 | 0 | 0 | 0 | 0 | 0 | 0 | 0 | 0 | 0 | 0 | 0 | 0 | 0 | 0 | 0 | 0 | 0 | 0 | 0 | 0 | 0 | 0 | 0 | 0 | 0 | 0 | 0 | 0 | 0 | 0 | 0 | 0 | 0 |  | 0 | 0 | 0 |  | #VALUE! | #VALUE! | #VALUE! | #VALUE! |  |  | #VALUE! | #VALUE! | 0 | 0 | 0.20123 | 0.20123 | #VALUE! | #VALUE! | #VALUE! | #VALUE! | 0 | 0 | 0.20123 | 0.20123 | #VALUE! | #VALUE! | #VALUE! | #VALUE! | 0 | 0 | 0.20123 | 0.20123 | #VALUE! | #VALUE! |  |  |  | #VALUE! | #VALUE! | #VALUE! | #VALUE! | #VALUE! | #VALUE! | #VALUE!
Monday | 2 | 21 | 21 | 1245 | 0 | 0 | 0 | 0 | 0 | 0 | 0 | 0 | 0 | 0 | 0 | 0 | 0 | 0 | 0 | 0 | 0 | 0 | 0 | 0 | 0 | 0 | 0 | 0 | 0 | 0 | 0 | 0 | 0 | 0 | 0 | 0 | 0 | 0 | 0 | 0 | 0 | 0 | 0 | 0 |  | 0 | 0 | 0 |  | #VALUE! | #VALUE! | #VALUE! | #VALUE! |  |  | #VALUE! | #VALUE! | 0 | 0 | 0.20123 | 0.20123 | #VALUE! | #VALUE! | #VALUE! | #VALUE! | 0 | 0 | 0.20123 | 0.20123 | #VALUE! | #VALUE! | #VALUE! | #VALUE! | 0 | 0 | 0.20123 | 0.20123 | #VALUE! | #VALUE! |  |  |  | #VALUE! | #VALUE! | #VALUE! | #VALUE! | #VALUE! | #VALUE! | #VALUE!
Monday | 2 | 21 | 22 | 1246 | 0 | 0 | 0 | 0 | 0 | 0 | 0 | 0 | 0 | 0 | 0 | 0 | 0 | 0 | 0 | 0 | 0 | 0 | 0 | 0 | 0 | 0 | 0 | 0 | 0 | 0 | 0 | 0 | 0 | 0 | 0 | 0 | 0 | 0 | 0 | 0 | 0 | 0 | 0 | 0 |  | 0 | 0 | 0 |  | #VALUE! | #VALUE! | #VALUE! | #VALUE! |  |  | #VALUE! | #VALUE! | 0 | 0 | 0.20123 | 0.20123 | #VALUE! | #VALUE! | #VALUE! | #VALUE! | 0 | 0 | 0.20123 | 0.20123 | #VALUE! | #VALUE! | #VALUE! | #VALUE! | 0 | 0 | 0.20123 | 0.20123 | #VALUE! | #VALUE! |  |  |  | #VALUE! | #VALUE! | #VALUE! | #VALUE! | #VALUE! | #VALUE! | #VALUE!
Monday | 2 | 21 | 23 | 1247 | 0 | 0 | 0 | 0 | 0 | 0 | 0 | 0 | 0 | 0 | 0 | 0 | 0 | 0 | 0 | 0 | 0 | 0 | 0 | 0 | 0 | 0 | 0 | 0 | 0 | 0 | 0 | 0 | 0 | 0 | 0 | 0 | 0 | 0 | 0 | 0 | 0 | 0 | 0 | 0 |  | 0 | 0 | 0 |  | #VALUE! | #VALUE! | #VALUE! | #VALUE! |  |  | #VALUE! | #VALUE! | 0 | 0 | 0.20123 | 0.20123 | #VALUE! | #VALUE! | #VALUE! | #VALUE! | 0 | 0 | 0.20123 | 0.20123 | #VALUE! | #VALUE! | #VALUE! | #VALUE! | 0 | 0 | 0.20123 | 0.20123 | #VALUE! | #VALUE! |  |  |  | #VALUE! | #VALUE! | #VALUE! | #VALUE! | #VALUE! | #VALUE! | #VALUE!
Monday | 2 | 21 | 24 | 1248 | 0 | 0 | 0 | 0 | 0 | 0 | 0 | 0 | 0 | 0 | 0 | 0 | 0 | 0 | 0 | 0 | 0 | 0 | 0 | 0 | 0 | 0 | 0 | 0 | 0 | 0 | 0 | 0 | 0 | 0 | 0 | 0 | 0 | 0 | 0 | 0 | 0 | 0 | 0 | 0 |  | 0 | 0 | 0 |  | #VALUE! | #VALUE! | #VALUE! | #VALUE! |  |  | #VALUE! | #VALUE! | 0 | 0 | 0.20123 | 0.20123 | #VALUE! | #VALUE! | #VALUE! | #VALUE! | 0 | 0 | 0.20123 | 0.20123 | #VALUE! | #VALUE! | #VALUE! | #VALUE! | 0 | 0 | 0.20123 | 0.20123 | #VALUE! | #VALUE! |  |  |  | #VALUE! | #VALUE! | #VALUE! | #VALUE! | #VALUE! | #VALUE! | #VALUE!
Tuesday | 2 | 22 | 1 | 1249 | 0 | 0 | 0 | 0 | 0 | 0 | 0 | 0 | 0 | 0 | 0 | 0 | 0 | 0 | 0 | 0 | 0 | 0 | 0 | 0 | 0 | 0 | 0 | 0 | 0 | 0 | 0 | 0 | 0 | 0 | 0 | 0 | 0 | 0 | 0 | 0 | 0 | 0 | 0 | 0 |  | 0 | 0 | 0 |  | #VALUE! | #VALUE! | #VALUE! | #VALUE! |  |  | #VALUE! | #VALUE! | 0 | 0 | 0.20123 | 0.20123 | #VALUE! | #VALUE! | #VALUE! | #VALUE! | 0 | 0 | 0.20123 | 0.20123 | #VALUE! | #VALUE! | #VALUE! | #VALUE! | 0 | 0 | 0.20123 | 0.20123 | #VALUE! | #VALUE! |  |  |  | #VALUE! | #VALUE! | #VALUE! | #VALUE! | #VALUE! | #VALUE! | #VALUE!
Tuesday | 2 | 22 | 2 | 1250 | 0 | 0 | 0 | 0 | 0 | 0 | 0 | 0 | 0 | 0 | 0 | 0 | 0 | 0 | 0 | 0 | 0 | 0 | 0 | 0 | 0 | 0 | 0 | 0 | 0 | 0 | 0 | 0 | 0 | 0 | 0 | 0 | 0 | 0 | 0 | 0 | 0 | 0 | 0 | 0 |  | 0 | 0 | 0 |  | #VALUE! | #VALUE! | #VALUE! | #VALUE! |  |  | #VALUE! | #VALUE! | 0 | 0 | 0.20123 | 0.20123 | #VALUE! | #VALUE! | #VALUE! | #VALUE! | 0 | 0 | 0.20123 | 0.20123 | #VALUE! | #VALUE! | #VALUE! | #VALUE! | 0 | 0 | 0.20123 | 0.20123 | #VALUE! | #VALUE! |  |  |  | #VALUE! | #VALUE! | #VALUE! | #VALUE! | #VALUE! | #VALUE! | #VALUE!
Tuesday | 2 | 22 | 3 | 1251 | 0 | 0 | 0 | 0 | 0 | 0 | 0 | 0 | 0 | 0 | 0 | 0 | 0 | 0 | 0 | 0 | 0 | 0 | 0 | 0 | 0 | 0 | 0 | 0 | 0 | 0 | 0 | 0 | 0 | 0 | 0 | 0 | 0 | 0 | 0 | 0 | 0 | 0 | 0 | 0 |  | 0 | 0 | 0 |  | #VALUE! | #VALUE! | #VALUE! | #VALUE! |  |  | #VALUE! | #VALUE! | 0 | 0 | 0.20123 | 0.20123 | #VALUE! | #VALUE! | #VALUE! | #VALUE! | 0 | 0 | 0.20123 | 0.20123 | #VALUE! | #VALUE! | #VALUE! | #VALUE! | 0 | 0 | 0.20123 | 0.20123 | #VALUE! | #VALUE! |  |  |  | #VALUE! | #VALUE! | #VALUE! | #VALUE! | #VALUE! | #VALUE! | #VALUE!
Tuesday | 2 | 22 | 4 | 1252 | 0 | 0 | 0 | 0 | 0 | 0 | 0 | 0 | 0 | 0 | 0 | 0 | 0 | 0 | 0 | 0 | 0 | 0 | 0 | 0 | 0 | 0 | 0 | 0 | 0 | 0 | 0 | 0 | 0 | 0 | 0 | 0 | 0 | 0 | 0 | 0 | 0 | 0 | 0 | 0 |  | 0 | 0 | 0 |  | #VALUE! | #VALUE! | #VALUE! | #VALUE! |  |  | #VALUE! | #VALUE! | 0 | 0 | 0.20123 | 0.20123 | #VALUE! | #VALUE! | #VALUE! | #VALUE! | 0 | 0 | 0.20123 | 0.20123 | #VALUE! | #VALUE! | #VALUE! | #VALUE! | 0 | 0 | 0.20123 | 0.20123 | #VALUE! | #VALUE! |  |  |  | #VALUE! | #VALUE! | #VALUE! | #VALUE! | #VALUE! | #VALUE! | #VALUE!
Tuesday | 2 | 22 | 5 | 1253 | 0 | 0 | 0 | 0 | 0 | 0 | 0 | 0 | 0 | 0 | 0 | 0 | 0 | 0 | 0 | 0 | 0 | 0 | 0 | 0 | 0 | 0 | 0 | 0 | 0 | 0 | 0 | 0 | 0 | 0 | 0 | 0 | 0 | 0 | 0 | 0 | 0 | 0 | 0 | 0 |  | 0 | 0 | 0 |  | #VALUE! | #VALUE! | #VALUE! | #VALUE! |  |  | #VALUE! | #VALUE! | 0 | 0 | 0.20123 | 0.20123 | #VALUE! | #VALUE! | #VALUE! | #VALUE! | 0 | 0 | 0.20123 | 0.20123 | #VALUE! | #VALUE! | #VALUE! | #VALUE! | 0 | 0 | 0.20123 | 0.20123 | #VALUE! | #VALUE! |  |  |  | #VALUE! | #VALUE! | #VALUE! | #VALUE! | #VALUE! | #VALUE! | #VALUE!
Tuesday | 2 | 22 | 6 | 1254 | 0 | 0 | 0 | 0 | 0 | 0 | 0 | 0 | 0 | 0 | 0 | 0 | 0 | 0 | 0 | 0 | 0 | 0 | 0 | 0 | 0 | 0 | 0 | 0 | 0 | 0 | 0 | 0 | 0 | 0 | 0 | 0 | 0 | 0 | 0 | 0 | 0 | 0 | 0 | 0 |  | 0 | 0 | 0 |  | #VALUE! | #VALUE! | #VALUE! | #VALUE! |  |  | #VALUE! | #VALUE! | 0 | 0 | 0.20123 | 0.20123 | #VALUE! | #VALUE! | #VALUE! | #VALUE! | 0 | 0 | 0.20123 | 0.20123 | #VALUE! | #VALUE! | #VALUE! | #VALUE! | 0 | 0 | 0.20123 | 0.20123 | #VALUE! | #VALUE! |  |  |  | #VALUE! | #VALUE! | #VALUE! | #VALUE! | #VALUE! | #VALUE! | #VALUE!
Tuesday | 2 | 22 | 7 | 1255 | 0 | 0 | 0 | 0 | 0 | 0 | 0 | 0 | 0 | 0 | 0 | 0 | 0 | 0 | 0 | 0 | 0 | 0 | 0 | 0 | 0 | 0 | 0 | 0 | 0 | 0 | 0 | 0 | 0 | 0 | 0 | 0 | 0 | 0 | 0 | 0 | 0 | 0 | 0 | 0 |  | 0 | 0 | 0 |  | #VALUE! | #VALUE! | #VALUE! | #VALUE! |  |  | #VALUE! | #VALUE! | 0 | 0 | 0.20123 | 0.20123 | #VALUE! | #VALUE! | #VALUE! | #VALUE! | 0 | 0 | 0.20123 | 0.20123 | #VALUE! | #VALUE! | #VALUE! | #VALUE! | 0 | 0 | 0.20123 | 0.20123 | #VALUE! | #VALUE! |  |  |  | #VALUE! | #VALUE! | #VALUE! | #VALUE! | #VALUE! | #VALUE! | #VALUE!
Tuesday | 2 | 22 | 8 | 1256 | 0 | 0 | 0 | 0 | 0 | 0 | 0 | 0 | 0 | 0 | 0 | 0 | 0 | 0 | 0 | 0 | 0 | 0 | 0 | 0 | 0 | 0 | 0 | 0 | 0 | 0 | 0 | 0 | 0 | 0 | 0 | 0 | 0 | 0 | 0 | 0 | 0 | 0 | 0 | 0 |  | 0 | 0 | 0 |  | #VALUE! | #VALUE! | #VALUE! | #VALUE! |  |  | #VALUE! | #VALUE! | 0 | 0 | 0.20123 | 0.20123 | #VALUE! | #VALUE! | #VALUE! | #VALUE! | 0 | 0 | 0.20123 | 0.20123 | #VALUE! | #VALUE! | #VALUE! | #VALUE! | 0 | 0 | 0.20123 | 0.20123 | #VALUE! | #VALUE! |  |  |  | #VALUE! | #VALUE! | #VALUE! | #VALUE! | #VALUE! | #VALUE! | #VALUE!
Tuesday | 2 | 22 | 9 | 1257 | 0 | 0 | 0 | 0 | 0 | 0 | 0 | 0 | 0 | 0 | 0 | 0 | 0 | 0 | 0 | 0 | 0 | 0 | 0 | 0 | 0 | 0 | 0 | 0 | 0 | 0 | 0 | 0 | 0 | 0 | 0 | 0 | 0 | 0 | 0 | 0 | 0 | 0 | 0 | 0 |  | 0 | 0 | 0 |  | #VALUE! | #VALUE! | #VALUE! | #VALUE! |  |  | #VALUE! | #VALUE! | 0 | 0 | 0.20123 | 0.20123 | #VALUE! | #VALUE! | #VALUE! | #VALUE! | 0 | 0 | 0.20123 | 0.20123 | #VALUE! | #VALUE! | #VALUE! | #VALUE! | 0 | 0 | 0.20123 | 0.20123 | #VALUE! | #VALUE! |  |  |  | #VALUE! | #VALUE! | #VALUE! | #VALUE! | #VALUE! | #VALUE! | #VALUE!
Tuesday | 2 | 22 | 10 | 1258 | 0 | 0 | 0 | 0 | 0 | 0 | 0 | 0 | 0 | 0 | 0 | 0 | 0 | 0 | 0 | 0 | 0 | 0 | 0 | 0 | 0 | 0 | 0 | 0 | 0 | 0 | 0 | 0 | 0 | 0 | 0 | 0 | 0 | 0 | 0 | 0 | 0 | 0 | 0 | 0 |  | 0 | 0 | 0 |  | #VALUE! | #VALUE! | #VALUE! | #VALUE! |  |  | #VALUE! | #VALUE! | 0 | 0 | 0.20123 | 0.20123 | #VALUE! | #VALUE! | #VALUE! | #VALUE! | 0 | 0 | 0.20123 | 0.20123 | #VALUE! | #VALUE! | #VALUE! | #VALUE! | 0 | 0 | 0.20123 | 0.20123 | #VALUE! | #VALUE! |  |  |  | #VALUE! | #VALUE! | #VALUE! | #VALUE! | #VALUE! | #VALUE! | #VALUE!
Tuesday | 2 | 22 | 11 | 1259 | 0 | 0 | 0 | 0 | 0 | 0 | 0 | 0 | 0 | 0 | 0 | 0 | 0 | 0 | 0 | 0 | 0 | 0 | 0 | 0 | 0 | 0 | 0 | 0 | 0 | 0 | 0 | 0 | 0 | 0 | 0 | 0 | 0 | 0 | 0 | 0 | 0 | 0 | 0 | 0 |  | 0 | 0 | 0 |  | #VALUE! | #VALUE! | #VALUE! | #VALUE! |  |  | #VALUE! | #VALUE! | 0 | 0 | 0.20123 | 0.20123 | #VALUE! | #VALUE! | #VALUE! | #VALUE! | 0 | 0 | 0.20123 | 0.20123 | #VALUE! | #VALUE! | #VALUE! | #VALUE! | 0 | 0 | 0.20123 | 0.20123 | #VALUE! | #VALUE! |  |  |  | #VALUE! | #VALUE! | #VALUE! | #VALUE! | #VALUE! | #VALUE! | #VALUE!
Tuesday | 2 | 22 | 12 | 1260 | 0 | 0 | 0 | 0 | 0 | 0 | 0 | 0 | 0 | 0 | 0 | 0 | 0 | 0 | 0 | 0 | 0 | 0 | 0 | 0 | 0 | 0 | 0 | 0 | 0 | 0 | 0 | 0 | 0 | 0 | 0 | 0 | 0 | 0 | 0 | 0 | 0 | 0 | 0 | 0 |  | 0 | 0 | 0 |  | #VALUE! | #VALUE! | #VALUE! | #VALUE! |  |  | #VALUE! | #VALUE! | 0 | 0 | 0.20123 | 0.20123 | #VALUE! | #VALUE! | #VALUE! | #VALUE! | 0 | 0 | 0.20123 | 0.20123 | #VALUE! | #VALUE! | #VALUE! | #VALUE! | 0 | 0 | 0.20123 | 0.20123 | #VALUE! | #VALUE! |  |  |  | #VALUE! | #VALUE! | #VALUE! | #VALUE! | #VALUE! | #VALUE! | #VALUE!
Tuesday | 2 | 22 | 13 | 1261 | 0 | 0 | 0 | 0 | 0 | 0 | 0 | 0 | 0 | 0 | 0 | 0 | 0 | 0 | 0 | 0 | 0 | 0 | 0 | 0 | 0 | 0 | 0 | 0 | 0 | 0 | 0 | 0 | 0 | 0 | 0 | 0 | 0 | 0 | 0 | 0 | 0 | 0 | 0 | 0 |  | 0 | 0 | 0 |  | #VALUE! | #VALUE! | #VALUE! | #VALUE! |  |  | #VALUE! | #VALUE! | 0 | 0 | 0.20123 | 0.20123 | #VALUE! | #VALUE! | #VALUE! | #VALUE! | 0 | 0 | 0.20123 | 0.20123 | #VALUE! | #VALUE! | #VALUE! | #VALUE! | 0 | 0 | 0.20123 | 0.20123 | #VALUE! | #VALUE! |  |  |  | #VALUE! | #VALUE! | #VALUE! | #VALUE! | #VALUE! | #VALUE! | #VALUE!
Tuesday | 2 | 22 | 14 | 1262 | 0 | 0 | 0 | 0 | 0 | 0 | 0 | 0 | 0 | 0 | 0 | 0 | 0 | 0 | 0 | 0 | 0 | 0 | 0 | 0 | 0 | 0 | 0 | 0 | 0 | 0 | 0 | 0 | 0 | 0 | 0 | 0 | 0 | 0 | 0 | 0 | 0 | 0 | 0 | 0 |  | 0 | 0 | 0 |  | #VALUE! | #VALUE! | #VALUE! | #VALUE! |  |  | #VALUE! | #VALUE! | 0 | 0 | 0.20123 | 0.20123 | #VALUE! | #VALUE! | #VALUE! | #VALUE! | 0 | 0 | 0.20123 | 0.20123 | #VALUE! | #VALUE! | #VALUE! | #VALUE! | 0 | 0 | 0.20123 | 0.20123 | #VALUE! | #VALUE! |  |  |  | #VALUE! | #VALUE! | #VALUE! | #VALUE! | #VALUE! | #VALUE! | #VALUE!
Tuesday | 2 | 22 | 15 | 1263 | 0 | 0 | 0 | 0 | 0 | 0 | 0 | 0 | 0 | 0 | 0 | 0 | 0 | 0 | 0 | 0 | 0 | 0 | 0 | 0 | 0 | 0 | 0 | 0 | 0 | 0 | 0 | 0 | 0 | 0 | 0 | 0 | 0 | 0 | 0 | 0 | 0 | 0 | 0 | 0 |  | 0 | 0 | 0 |  | #VALUE! | #VALUE! | #VALUE! | #VALUE! |  |  | #VALUE! | #VALUE! | 0 | 0 | 0.20123 | 0.20123 | #VALUE! | #VALUE! | #VALUE! | #VALUE! | 0 | 0 | 0.20123 | 0.20123 | #VALUE! | #VALUE! | #VALUE! | #VALUE! | 0 | 0 | 0.20123 | 0.20123 | #VALUE! | #VALUE! |  |  |  | #VALUE! | #VALUE! | #VALUE! | #VALUE! | #VALUE! | #VALUE! | #VALUE!
Tuesday | 2 | 22 | 16 | 1264 | 0 | 0 | 0 | 0 | 0 | 0 | 0 | 0 | 0 | 0 | 0 | 0 | 0 | 0 | 0 | 0 | 0 | 0 | 0 | 0 | 0 | 0 | 0 | 0 | 0 | 0 | 0 | 0 | 0 | 0 | 0 | 0 | 0 | 0 | 0 | 0 | 0 | 0 | 0 | 0 |  | 0 | 0 | 0 |  | #VALUE! | #VALUE! | #VALUE! | #VALUE! |  |  | #VALUE! | #VALUE! | 0 | 0 | 0.20123 | 0.20123 | #VALUE! | #VALUE! | #VALUE! | #VALUE! | 0 | 0 | 0.20123 | 0.20123 | #VALUE! | #VALUE! | #VALUE! | #VALUE! | 0 | 0 | 0.20123 | 0.20123 | #VALUE! | #VALUE! |  |  |  | #VALUE! | #VALUE! | #VALUE! | #VALUE! | #VALUE! | #VALUE! | #VALUE!
Tuesday | 2 | 22 | 17 | 1265 | 0 | 0 | 0 | 0 | 0 | 0 | 0 | 0 | 0 | 0 | 0 | 0 | 0 | 0 | 0 | 0 | 0 | 0 | 0 | 0 | 0 | 0 | 0 | 0 | 0 | 0 | 0 | 0 | 0 | 0 | 0 | 0 | 0 | 0 | 0 | 0 | 0 | 0 | 0 | 0 |  | 0 | 0 | 0 |  | #VALUE! | #VALUE! | #VALUE! | #VALUE! |  |  | #VALUE! | #VALUE! | 0 | 0 | 0.20123 | 0.20123 | #VALUE! | #VALUE! | #VALUE! | #VALUE! | 0 | 0 | 0.20123 | 0.20123 | #VALUE! | #VALUE! | #VALUE! | #VALUE! | 0 | 0 | 0.20123 | 0.20123 | #VALUE! | #VALUE! |  |  |  | #VALUE! | #VALUE! | #VALUE! | #VALUE! | #VALUE! | #VALUE! | #VALUE!
Tuesday | 2 | 22 | 18 | 1266 | 0 | 0 | 0 | 0 | 0 | 0 | 0 | 0 | 0 | 0 | 0 | 0 | 0 | 0 | 0 | 0 | 0 | 0 | 0 | 0 | 0 | 0 | 0 | 0 | 0 | 0 | 0 | 0 | 0 | 0 | 0 | 0 | 0 | 0 | 0 | 0 | 0 | 0 | 0 | 0 |  | 0 | 0 | 0 |  | #VALUE! | #VALUE! | #VALUE! | #VALUE! |  |  | #VALUE! | #VALUE! | 0 | 0 | 0.20123 | 0.20123 | #VALUE! | #VALUE! | #VALUE! | #VALUE! | 0 | 0 | 0.20123 | 0.20123 | #VALUE! | #VALUE! | #VALUE! | #VALUE! | 0 | 0 | 0.20123 | 0.20123 | #VALUE! | #VALUE! |  |  |  | #VALUE! | #VALUE! | #VALUE! | #VALUE! | #VALUE! | #VALUE! | #VALUE!
Tuesday | 2 | 22 | 19 | 1267 | 0 | 0 | 0 | 0 | 0 | 0 | 0 | 0 | 0 | 0 | 0 | 0 | 0 | 0 | 0 | 0 | 0 | 0 | 0 | 0 | 0 | 0 | 0 | 0 | 0 | 0 | 0 | 0 | 0 | 0 | 0 | 0 | 0 | 0 | 0 | 0 | 0 | 0 | 0 | 0 |  | 0 | 0 | 0 |  | #VALUE! | #VALUE! | #VALUE! | #VALUE! |  |  | #VALUE! | #VALUE! | 0 | 0 | 0.20123 | 0.20123 | #VALUE! | #VALUE! | #VALUE! | #VALUE! | 0 | 0 | 0.20123 | 0.20123 | #VALUE! | #VALUE! | #VALUE! | #VALUE! | 0 | 0 | 0.20123 | 0.20123 | #VALUE! | #VALUE! |  |  |  | #VALUE! | #VALUE! | #VALUE! | #VALUE! | #VALUE! | #VALUE! | #VALUE!
Tuesday | 2 | 22 | 20 | 1268 | 0 | 0 | 0 | 0 | 0 | 0 | 0 | 0 | 0 | 0 | 0 | 0 | 0 | 0 | 0 | 0 | 0 | 0 | 0 | 0 | 0 | 0 | 0 | 0 | 0 | 0 | 0 | 0 | 0 | 0 | 0 | 0 | 0 | 0 | 0 | 0 | 0 | 0 | 0 | 0 |  | 0 | 0 | 0 |  | #VALUE! | #VALUE! | #VALUE! | #VALUE! |  |  | #VALUE! | #VALUE! | 0 | 0 | 0.20123 | 0.20123 | #VALUE! | #VALUE! | #VALUE! | #VALUE! | 0 | 0 | 0.20123 | 0.20123 | #VALUE! | #VALUE! | #VALUE! | #VALUE! | 0 | 0 | 0.20123 | 0.20123 | #VALUE! | #VALUE! |  |  |  | #VALUE! | #VALUE! | #VALUE! | #VALUE! | #VALUE! | #VALUE! | #VALUE!
Tuesday | 2 | 22 | 21 | 1269 | 0 | 0 | 0 | 0 | 0 | 0 | 0 | 0 | 0 | 0 | 0 | 0 | 0 | 0 | 0 | 0 | 0 | 0 | 0 | 0 | 0 | 0 | 0 | 0 | 0 | 0 | 0 | 0 | 0 | 0 | 0 | 0 | 0 | 0 | 0 | 0 | 0 | 0 | 0 | 0 |  | 0 | 0 | 0 |  | #VALUE! | #VALUE! | #VALUE! | #VALUE! |  |  | #VALUE! | #VALUE! | 0 | 0 | 0.20123 | 0.20123 | #VALUE! | #VALUE! | #VALUE! | #VALUE! | 0 | 0 | 0.20123 | 0.20123 | #VALUE! | #VALUE! | #VALUE! | #VALUE! | 0 | 0 | 0.20123 | 0.20123 | #VALUE! | #VALUE! |  |  |  | #VALUE! | #VALUE! | #VALUE! | #VALUE! | #VALUE! | #VALUE! | #VALUE!
Tuesday | 2 | 22 | 22 | 1270 | 0 | 0 | 0 | 0 | 0 | 0 | 0 | 0 | 0 | 0 | 0 | 0 | 0 | 0 | 0 | 0 | 0 | 0 | 0 | 0 | 0 | 0 | 0 | 0 | 0 | 0 | 0 | 0 | 0 | 0 | 0 | 0 | 0 | 0 | 0 | 0 | 0 | 0 | 0 | 0 |  | 0 | 0 | 0 |  | #VALUE! | #VALUE! | #VALUE! | #VALUE! |  |  | #VALUE! | #VALUE! | 0 | 0 | 0.20123 | 0.20123 | #VALUE! | #VALUE! | #VALUE! | #VALUE! | 0 | 0 | 0.20123 | 0.20123 | #VALUE! | #VALUE! | #VALUE! | #VALUE! | 0 | 0 | 0.20123 | 0.20123 | #VALUE! | #VALUE! |  |  |  | #VALUE! | #VALUE! | #VALUE! | #VALUE! | #VALUE! | #VALUE! | #VALUE!
Tuesday | 2 | 22 | 23 | 1271 | 0 | 0 | 0 | 0 | 0 | 0 | 0 | 0 | 0 | 0 | 0 | 0 | 0 | 0 | 0 | 0 | 0 | 0 | 0 | 0 | 0 | 0 | 0 | 0 | 0 | 0 | 0 | 0 | 0 | 0 | 0 | 0 | 0 | 0 | 0 | 0 | 0 | 0 | 0 | 0 |  | 0 | 0 | 0 |  | #VALUE! | #VALUE! | #VALUE! | #VALUE! |  |  | #VALUE! | #VALUE! | 0 | 0 | 0.20123 | 0.20123 | #VALUE! | #VALUE! | #VALUE! | #VALUE! | 0 | 0 | 0.20123 | 0.20123 | #VALUE! | #VALUE! | #VALUE! | #VALUE! | 0 | 0 | 0.20123 | 0.20123 | #VALUE! | #VALUE! |  |  |  | #VALUE! | #VALUE! | #VALUE! | #VALUE! | #VALUE! | #VALUE! | #VALUE!
Tuesday | 2 | 22 | 24 | 1272 | 0 | 0 | 0 | 0 | 0 | 0 | 0 | 0 | 0 | 0 | 0 | 0 | 0 | 0 | 0 | 0 | 0 | 0 | 0 | 0 | 0 | 0 | 0 | 0 | 0 | 0 | 0 | 0 | 0 | 0 | 0 | 0 | 0 | 0 | 0 | 0 | 0 | 0 | 0 | 0 |  | 0 | 0 | 0 |  | #VALUE! | #VALUE! | #VALUE! | #VALUE! |  |  | #VALUE! | #VALUE! | 0 | 0 | 0.20123 | 0.20123 | #VALUE! | #VALUE! | #VALUE! | #VALUE! | 0 | 0 | 0.20123 | 0.20123 | #VALUE! | #VALUE! | #VALUE! | #VALUE! | 0 | 0 | 0.20123 | 0.20123 | #VALUE! | #VALUE! |  |  |  | #VALUE! | #VALUE! | #VALUE! | #VALUE! | #VALUE! | #VALUE! | #VALUE!
Wednesday | 2 | 23 | 1 | 1273 | 0 | 0 | 0 | 0 | 0 | 0 | 0 | 0 | 0 | 0 | 0 | 0 | 0 | 0 | 0 | 0 | 0 | 0 | 0 | 0 | 0 | 0 | 0 | 0 | 0 | 0 | 0 | 0 | 0 | 0 | 0 | 0 | 0 | 0 | 0 | 0 | 0 | 0 | 0 | 0 |  | 0 | 0 | 0 |  | #VALUE! | #VALUE! | #VALUE! | #VALUE! |  |  | #VALUE! | #VALUE! | 0 | 0 | 0.20123 | 0.20123 | #VALUE! | #VALUE! | #VALUE! | #VALUE! | 0 | 0 | 0.20123 | 0.20123 | #VALUE! | #VALUE! | #VALUE! | #VALUE! | 0 | 0 | 0.20123 | 0.20123 | #VALUE! | #VALUE! |  |  |  | #VALUE! | #VALUE! | #VALUE! | #VALUE! | #VALUE! | #VALUE! | #VALUE!
Wednesday | 2 | 23 | 2 | 1274 | 0 | 0 | 0 | 0 | 0 | 0 | 0 | 0 | 0 | 0 | 0 | 0 | 0 | 0 | 0 | 0 | 0 | 0 | 0 | 0 | 0 | 0 | 0 | 0 | 0 | 0 | 0 | 0 | 0 | 0 | 0 | 0 | 0 | 0 | 0 | 0 | 0 | 0 | 0 | 0 |  | 0 | 0 | 0 |  | #VALUE! | #VALUE! | #VALUE! | #VALUE! |  |  | #VALUE! | #VALUE! | 0 | 0 | 0.20123 | 0.20123 | #VALUE! | #VALUE! | #VALUE! | #VALUE! | 0 | 0 | 0.20123 | 0.20123 | #VALUE! | #VALUE! | #VALUE! | #VALUE! | 0 | 0 | 0.20123 | 0.20123 | #VALUE! | #VALUE! |  |  |  | #VALUE! | #VALUE! | #VALUE! | #VALUE! | #VALUE! | #VALUE! | #VALUE!
Wednesday | 2 | 23 | 3 | 1275 | 0 | 0 | 0 | 0 | 0 | 0 | 0 | 0 | 0 | 0 | 0 | 0 | 0 | 0 | 0 | 0 | 0 | 0 | 0 | 0 | 0 | 0 | 0 | 0 | 0 | 0 | 0 | 0 | 0 | 0 | 0 | 0 | 0 | 0 | 0 | 0 | 0 | 0 | 0 | 0 |  | 0 | 0 | 0 |  | #VALUE! | #VALUE! | #VALUE! | #VALUE! |  |  | #VALUE! | #VALUE! | 0 | 0 | 0.20123 | 0.20123 | #VALUE! | #VALUE! | #VALUE! | #VALUE! | 0 | 0 | 0.20123 | 0.20123 | #VALUE! | #VALUE! | #VALUE! | #VALUE! | 0 | 0 | 0.20123 | 0.20123 | #VALUE! | #VALUE! |  |  |  | #VALUE! | #VALUE! | #VALUE! | #VALUE! | #VALUE! | #VALUE! | #VALUE!
Wednesday | 2 | 23 | 4 | 1276 | 0 | 0 | 0 | 0 | 0 | 0 | 0 | 0 | 0 | 0 | 0 | 0 | 0 | 0 | 0 | 0 | 0 | 0 | 0 | 0 | 0 | 0 | 0 | 0 | 0 | 0 | 0 | 0 | 0 | 0 | 0 | 0 | 0 | 0 | 0 | 0 | 0 | 0 | 0 | 0 |  | 0 | 0 | 0 |  | #VALUE! | #VALUE! | #VALUE! | #VALUE! |  |  | #VALUE! | #VALUE! | 0 | 0 | 0.20123 | 0.20123 | #VALUE! | #VALUE! | #VALUE! | #VALUE! | 0 | 0 | 0.20123 | 0.20123 | #VALUE! | #VALUE! | #VALUE! | #VALUE! | 0 | 0 | 0.20123 | 0.20123 | #VALUE! | #VALUE! |  |  |  | #VALUE! | #VALUE! | #VALUE! | #VALUE! | #VALUE! | #VALUE! | #VALUE!
Wednesday | 2 | 23 | 5 | 1277 | 0 | 0 | 0 | 0 | 0 | 0 | 0 | 0 | 0 | 0 | 0 | 0 | 0 | 0 | 0 | 0 | 0 | 0 | 0 | 0 | 0 | 0 | 0 | 0 | 0 | 0 | 0 | 0 | 0 | 0 | 0 | 0 | 0 | 0 | 0 | 0 | 0 | 0 | 0 | 0 |  | 0 | 0 | 0 |  | #VALUE! | #VALUE! | #VALUE! | #VALUE! |  |  | #VALUE! | #VALUE! | 0 | 0 | 0.20123 | 0.20123 | #VALUE! | #VALUE! | #VALUE! | #VALUE! | 0 | 0 | 0.20123 | 0.20123 | #VALUE! | #VALUE! | #VALUE! | #VALUE! | 0 | 0 | 0.20123 | 0.20123 | #VALUE! | #VALUE! |  |  |  | #VALUE! | #VALUE! | #VALUE! | #VALUE! | #VALUE! | #VALUE! | #VALUE!
Wednesday | 2 | 23 | 6 | 1278 | 0 | 0 | 0 | 0 | 0 | 0 | 0 | 0 | 0 | 0 | 0 | 0 | 0 | 0 | 0 | 0 | 0 | 0 | 0 | 0 | 0 | 0 | 0 | 0 | 0 | 0 | 0 | 0 | 0 | 0 | 0 | 0 | 0 | 0 | 0 | 0 | 0 | 0 | 0 | 0 |  | 0 | 0 | 0 |  | #VALUE! | #VALUE! | #VALUE! | #VALUE! |  |  | #VALUE! | #VALUE! | 0 | 0 | 0.20123 | 0.20123 | #VALUE! | #VALUE! | #VALUE! | #VALUE! | 0 | 0 | 0.20123 | 0.20123 | #VALUE! | #VALUE! | #VALUE! | #VALUE! | 0 | 0 | 0.20123 | 0.20123 | #VALUE! | #VALUE! |  |  |  | #VALUE! | #VALUE! | #VALUE! | #VALUE! | #VALUE! | #VALUE! | #VALUE!
Wednesday | 2 | 23 | 7 | 1279 | 0 | 0 | 0 | 0 | 0 | 0 | 0 | 0 | 0 | 0 | 0 | 0 | 0 | 0 | 0 | 0 | 0 | 0 | 0 | 0 | 0 | 0 | 0 | 0 | 0 | 0 | 0 | 0 | 0 | 0 | 0 | 0 | 0 | 0 | 0 | 0 | 0 | 0 | 0 | 0 |  | 0 | 0 | 0 |  | #VALUE! | #VALUE! | #VALUE! | #VALUE! |  |  | #VALUE! | #VALUE! | 0 | 0 | 0.20123 | 0.20123 | #VALUE! | #VALUE! | #VALUE! | #VALUE! | 0 | 0 | 0.20123 | 0.20123 | #VALUE! | #VALUE! | #VALUE! | #VALUE! | 0 | 0 | 0.20123 | 0.20123 | #VALUE! | #VALUE! |  |  |  | #VALUE! | #VALUE! | #VALUE! | #VALUE! | #VALUE! | #VALUE! | #VALUE!
Wednesday | 2 | 23 | 8 | 1280 | 0 | 0 | 0 | 0 | 0 | 0 | 0 | 0 | 0 | 0 | 0 | 0 | 0 | 0 | 0 | 0 | 0 | 0 | 0 | 0 | 0 | 0 | 0 | 0 | 0 | 0 | 0 | 0 | 0 | 0 | 0 | 0 | 0 | 0 | 0 | 0 | 0 | 0 | 0 | 0 |  | 0 | 0 | 0 |  | #VALUE! | #VALUE! | #VALUE! | #VALUE! |  |  | #VALUE! | #VALUE! | 0 | 0 | 0.20123 | 0.20123 | #VALUE! | #VALUE! | #VALUE! | #VALUE! | 0 | 0 | 0.20123 | 0.20123 | #VALUE! | #VALUE! | #VALUE! | #VALUE! | 0 | 0 | 0.20123 | 0.20123 | #VALUE! | #VALUE! |  |  |  | #VALUE! | #VALUE! | #VALUE! | #VALUE! | #VALUE! | #VALUE! | #VALUE!
Wednesday | 2 | 23 | 9 | 1281 | 0 | 0 | 0 | 0 | 0 | 0 | 0 | 0 | 0 | 0 | 0 | 0 | 0 | 0 | 0 | 0 | 0 | 0 | 0 | 0 | 0 | 0 | 0 | 0 | 0 | 0 | 0 | 0 | 0 | 0 | 0 | 0 | 0 | 0 | 0 | 0 | 0 | 0 | 0 | 0 |  | 0 | 0 | 0 |  | #VALUE! | #VALUE! | #VALUE! | #VALUE! |  |  | #VALUE! | #VALUE! | 0 | 0 | 0.20123 | 0.20123 | #VALUE! | #VALUE! | #VALUE! | #VALUE! | 0 | 0 | 0.20123 | 0.20123 | #VALUE! | #VALUE! | #VALUE! | #VALUE! | 0 | 0 | 0.20123 | 0.20123 | #VALUE! | #VALUE! |  |  |  | #VALUE! | #VALUE! | #VALUE! | #VALUE! | #VALUE! | #VALUE! | #VALUE!
Wednesday | 2 | 23 | 10 | 1282 | 0 | 0 | 0 | 0 | 0 | 0 | 0 | 0 | 0 | 0 | 0 | 0 | 0 | 0 | 0 | 0 | 0 | 0 | 0 | 0 | 0 | 0 | 0 | 0 | 0 | 0 | 0 | 0 | 0 | 0 | 0 | 0 | 0 | 0 | 0 | 0 | 0 | 0 | 0 | 0 |  | 0 | 0 | 0 |  | #VALUE! | #VALUE! | #VALUE! | #VALUE! |  |  | #VALUE! | #VALUE! | 0 | 0 | 0.20123 | 0.20123 | #VALUE! | #VALUE! | #VALUE! | #VALUE! | 0 | 0 | 0.20123 | 0.20123 | #VALUE! | #VALUE! | #VALUE! | #VALUE! | 0 | 0 | 0.20123 | 0.20123 | #VALUE! | #VALUE! |  |  |  | #VALUE! | #VALUE! | #VALUE! | #VALUE! | #VALUE! | #VALUE! | #VALUE!
Wednesday | 2 | 23 | 11 | 1283 | 0 | 0 | 0 | 0 | 0 | 0 | 0 | 0 | 0 | 0 | 0 | 0 | 0 | 0 | 0 | 0 | 0 | 0 | 0 | 0 | 0 | 0 | 0 | 0 | 0 | 0 | 0 | 0 | 0 | 0 | 0 | 0 | 0 | 0 | 0 | 0 | 0 | 0 | 0 | 0 |  | 0 | 0 | 0 |  | #VALUE! | #VALUE! | #VALUE! | #VALUE! |  |  | #VALUE! | #VALUE! | 0 | 0 | 0.20123 | 0.20123 | #VALUE! | #VALUE! | #VALUE! | #VALUE! | 0 | 0 | 0.20123 | 0.20123 | #VALUE! | #VALUE! | #VALUE! | #VALUE! | 0 | 0 | 0.20123 | 0.20123 | #VALUE! | #VALUE! |  |  |  | #VALUE! | #VALUE! | #VALUE! | #VALUE! | #VALUE! | #VALUE! | #VALUE!
Wednesday | 2 | 23 | 12 | 1284 | 0 | 0 | 0 | 0 | 0 | 0 | 0 | 0 | 0 | 0 | 0 | 0 | 0 | 0 | 0 | 0 | 0 | 0 | 0 | 0 | 0 | 0 | 0 | 0 | 0 | 0 | 0 | 0 | 0 | 0 | 0 | 0 | 0 | 0 | 0 | 0 | 0 | 0 | 0 | 0 |  | 0 | 0 | 0 |  | #VALUE! | #VALUE! | #VALUE! | #VALUE! |  |  | #VALUE! | #VALUE! | 0 | 0 | 0.20123 | 0.20123 | #VALUE! | #VALUE! | #VALUE! | #VALUE! | 0 | 0 | 0.20123 | 0.20123 | #VALUE! | #VALUE! | #VALUE! | #VALUE! | 0 | 0 | 0.20123 | 0.20123 | #VALUE! | #VALUE! |  |  |  | #VALUE! | #VALUE! | #VALUE! | #VALUE! | #VALUE! | #VALUE! | #VALUE!
Wednesday | 2 | 23 | 13 | 1285 | 0 | 0 | 0 | 0 | 0 | 0 | 0 | 0 | 0 | 0 | 0 | 0 | 0 | 0 | 0 | 0 | 0 | 0 | 0 | 0 | 0 | 0 | 0 | 0 | 0 | 0 | 0 | 0 | 0 | 0 | 0 | 0 | 0 | 0 | 0 | 0 | 0 | 0 | 0 | 0 |  | 0 | 0 | 0 |  | #VALUE! | #VALUE! | #VALUE! | #VALUE! |  |  | #VALUE! | #VALUE! | 0 | 0 | 0.20123 | 0.20123 | #VALUE! | #VALUE! | #VALUE! | #VALUE! | 0 | 0 | 0.20123 | 0.20123 | #VALUE! | #VALUE! | #VALUE! | #VALUE! | 0 | 0 | 0.20123 | 0.20123 | #VALUE! | #VALUE! |  |  |  | #VALUE! | #VALUE! | #VALUE! | #VALUE! | #VALUE! | #VALUE! | #VALUE!
Wednesday | 2 | 23 | 14 | 1286 | 0 | 0 | 0 | 0 | 0 | 0 | 0 | 0 | 0 | 0 | 0 | 0 | 0 | 0 | 0 | 0 | 0 | 0 | 0 | 0 | 0 | 0 | 0 | 0 | 0 | 0 | 0 | 0 | 0 | 0 | 0 | 0 | 0 | 0 | 0 | 0 | 0 | 0 | 0 | 0 |  | 0 | 0 | 0 |  | #VALUE! | #VALUE! | #VALUE! | #VALUE! |  |  | #VALUE! | #VALUE! | 0 | 0 | 0.20123 | 0.20123 | #VALUE! | #VALUE! | #VALUE! | #VALUE! | 0 | 0 | 0.20123 | 0.20123 | #VALUE! | #VALUE! | #VALUE! | #VALUE! | 0 | 0 | 0.20123 | 0.20123 | #VALUE! | #VALUE! |  |  |  | #VALUE! | #VALUE! | #VALUE! | #VALUE! | #VALUE! | #VALUE! | #VALUE!
Wednesday | 2 | 23 | 15 | 1287 | 0 | 0 | 0 | 0 | 0 | 0 | 0 | 0 | 0 | 0 | 0 | 0 | 0 | 0 | 0 | 0 | 0 | 0 | 0 | 0 | 0 | 0 | 0 | 0 | 0 | 0 | 0 | 0 | 0 | 0 | 0 | 0 | 0 | 0 | 0 | 0 | 0 | 0 | 0 | 0 |  | 0 | 0 | 0 |  | #VALUE! | #VALUE! | #VALUE! | #VALUE! |  |  | #VALUE! | #VALUE! | 0 | 0 | 0.20123 | 0.20123 | #VALUE! | #VALUE! | #VALUE! | #VALUE! | 0 | 0 | 0.20123 | 0.20123 | #VALUE! | #VALUE! | #VALUE! | #VALUE! | 0 | 0 | 0.20123 | 0.20123 | #VALUE! | #VALUE! |  |  |  | #VALUE! | #VALUE! | #VALUE! | #VALUE! | #VALUE! | #VALUE! | #VALUE!
Wednesday | 2 | 23 | 16 | 1288 | 0 | 0 | 0 | 0 | 0 | 0 | 0 | 0 | 0 | 0 | 0 | 0 | 0 | 0 | 0 | 0 | 0 | 0 | 0 | 0 | 0 | 0 | 0 | 0 | 0 | 0 | 0 | 0 | 0 | 0 | 0 | 0 | 0 | 0 | 0 | 0 | 0 | 0 | 0 | 0 |  | 0 | 0 | 0 |  | #VALUE! | #VALUE! | #VALUE! | #VALUE! |  |  | #VALUE! | #VALUE! | 0 | 0 | 0.20123 | 0.20123 | #VALUE! | #VALUE! | #VALUE! | #VALUE! | 0 | 0 | 0.20123 | 0.20123 | #VALUE! | #VALUE! | #VALUE! | #VALUE! | 0 | 0 | 0.20123 | 0.20123 | #VALUE! | #VALUE! |  |  |  | #VALUE! | #VALUE! | #VALUE! | #VALUE! | #VALUE! | #VALUE! | #VALUE!
Wednesday | 2 | 23 | 17 | 1289 | 0 | 0 | 0 | 0 | 0 | 0 | 0 | 0 | 0 | 0 | 0 | 0 | 0 | 0 | 0 | 0 | 0 | 0 | 0 | 0 | 0 | 0 | 0 | 0 | 0 | 0 | 0 | 0 | 0 | 0 | 0 | 0 | 0 | 0 | 0 | 0 | 0 | 0 | 0 | 0 |  | 0 | 0 | 0 |  | #VALUE! | #VALUE! | #VALUE! | #VALUE! |  |  | #VALUE! | #VALUE! | 0 | 0 | 0.20123 | 0.20123 | #VALUE! | #VALUE! | #VALUE! | #VALUE! | 0 | 0 | 0.20123 | 0.20123 | #VALUE! | #VALUE! | #VALUE! | #VALUE! | 0 | 0 | 0.20123 | 0.20123 | #VALUE! | #VALUE! |  |  |  | #VALUE! | #VALUE! | #VALUE! | #VALUE! | #VALUE! | #VALUE! | #VALUE!
Wednesday | 2 | 23 | 18 | 1290 | 0 | 0 | 0 | 0 | 0 | 0 | 0 | 0 | 0 | 0 | 0 | 0 | 0 | 0 | 0 | 0 | 0 | 0 | 0 | 0 | 0 | 0 | 0 | 0 | 0 | 0 | 0 | 0 | 0 | 0 | 0 | 0 | 0 | 0 | 0 | 0 | 0 | 0 | 0 | 0 |  | 0 | 0 | 0 |  | #VALUE! | #VALUE! | #VALUE! | #VALUE! |  |  | #VALUE! | #VALUE! | 0 | 0 | 0.20123 | 0.20123 | #VALUE! | #VALUE! | #VALUE! | #VALUE! | 0 | 0 | 0.20123 | 0.20123 | #VALUE! | #VALUE! | #VALUE! | #VALUE! | 0 | 0 | 0.20123 | 0.20123 | #VALUE! | #VALUE! |  |  |  | #VALUE! | #VALUE! | #VALUE! | #VALUE! | #VALUE! | #VALUE! | #VALUE!
Wednesday | 2 | 23 | 19 | 1291 | 0 | 0 | 0 | 0 | 0 | 0 | 0 | 0 | 0 | 0 | 0 | 0 | 0 | 0 | 0 | 0 | 0 | 0 | 0 | 0 | 0 | 0 | 0 | 0 | 0 | 0 | 0 | 0 | 0 | 0 | 0 | 0 | 0 | 0 | 0 | 0 | 0 | 0 | 0 | 0 |  | 0 | 0 | 0 |  | #VALUE! | #VALUE! | #VALUE! | #VALUE! |  |  | #VALUE! | #VALUE! | 0 | 0 | 0.20123 | 0.20123 | #VALUE! | #VALUE! | #VALUE! | #VALUE! | 0 | 0 | 0.20123 | 0.20123 | #VALUE! | #VALUE! | #VALUE! | #VALUE! | 0 | 0 | 0.20123 | 0.20123 | #VALUE! | #VALUE! |  |  |  | #VALUE! | #VALUE! | #VALUE! | #VALUE! | #VALUE! | #VALUE! | #VALUE!
Wednesday | 2 | 23 | 20 | 1292 | 0 | 0 | 0 | 0 | 0 | 0 | 0 | 0 | 0 | 0 | 0 | 0 | 0 | 0 | 0 | 0 | 0 | 0 | 0 | 0 | 0 | 0 | 0 | 0 | 0 | 0 | 0 | 0 | 0 | 0 | 0 | 0 | 0 | 0 | 0 | 0 | 0 | 0 | 0 | 0 |  | 0 | 0 | 0 |  | #VALUE! | #VALUE! | #VALUE! | #VALUE! |  |  | #VALUE! | #VALUE! | 0 | 0 | 0.20123 | 0.20123 | #VALUE! | #VALUE! | #VALUE! | #VALUE! | 0 | 0 | 0.20123 | 0.20123 | #VALUE! | #VALUE! | #VALUE! | #VALUE! | 0 | 0 | 0.20123 | 0.20123 | #VALUE! | #VALUE! |  |  |  | #VALUE! | #VALUE! | #VALUE! | #VALUE! | #VALUE! | #VALUE! | #VALUE!
Wednesday | 2 | 23 | 21 | 1293 | 0 | 0 | 0 | 0 | 0 | 0 | 0 | 0 | 0 | 0 | 0 | 0 | 0 | 0 | 0 | 0 | 0 | 0 | 0 | 0 | 0 | 0 | 0 | 0 | 0 | 0 | 0 | 0 | 0 | 0 | 0 | 0 | 0 | 0 | 0 | 0 | 0 | 0 | 0 | 0 |  | 0 | 0 | 0 |  | #VALUE! | #VALUE! | #VALUE! | #VALUE! |  |  | #VALUE! | #VALUE! | 0 | 0 | 0.20123 | 0.20123 | #VALUE! | #VALUE! | #VALUE! | #VALUE! | 0 | 0 | 0.20123 | 0.20123 | #VALUE! | #VALUE! | #VALUE! | #VALUE! | 0 | 0 | 0.20123 | 0.20123 | #VALUE! | #VALUE! |  |  |  | #VALUE! | #VALUE! | #VALUE! | #VALUE! | #VALUE! | #VALUE! | #VALUE!
Wednesday | 2 | 23 | 22 | 1294 | 0 | 0 | 0 | 0 | 0 | 0 | 0 | 0 | 0 | 0 | 0 | 0 | 0 | 0 | 0 | 0 | 0 | 0 | 0 | 0 | 0 | 0 | 0 | 0 | 0 | 0 | 0 | 0 | 0 | 0 | 0 | 0 | 0 | 0 | 0 | 0 | 0 | 0 | 0 | 0 |  | 0 | 0 | 0 |  | #VALUE! | #VALUE! | #VALUE! | #VALUE! |  |  | #VALUE! | #VALUE! | 0 | 0 | 0.20123 | 0.20123 | #VALUE! | #VALUE! | #VALUE! | #VALUE! | 0 | 0 | 0.20123 | 0.20123 | #VALUE! | #VALUE! | #VALUE! | #VALUE! | 0 | 0 | 0.20123 | 0.20123 | #VALUE! | #VALUE! |  |  |  | #VALUE! | #VALUE! | #VALUE! | #VALUE! | #VALUE! | #VALUE! | #VALUE!
Wednesday | 2 | 23 | 23 | 1295 | 0 | 0 | 0 | 0 | 0 | 0 | 0 | 0 | 0 | 0 | 0 | 0 | 0 | 0 | 0 | 0 | 0 | 0 | 0 | 0 | 0 | 0 | 0 | 0 | 0 | 0 | 0 | 0 | 0 | 0 | 0 | 0 | 0 | 0 | 0 | 0 | 0 | 0 | 0 | 0 |  | 0 | 0 | 0 |  | #VALUE! | #VALUE! | #VALUE! | #VALUE! |  |  | #VALUE! | #VALUE! | 0 | 0 | 0.20123 | 0.20123 | #VALUE! | #VALUE! | #VALUE! | #VALUE! | 0 | 0 | 0.20123 | 0.20123 | #VALUE! | #VALUE! | #VALUE! | #VALUE! | 0 | 0 | 0.20123 | 0.20123 | #VALUE! | #VALUE! |  |  |  | #VALUE! | #VALUE! | #VALUE! | #VALUE! | #VALUE! | #VALUE! | #VALUE!
Wednesday | 2 | 23 | 24 | 1296 | 0 | 0 | 0 | 0 | 0 | 0 | 0 | 0 | 0 | 0 | 0 | 0 | 0 | 0 | 0 | 0 | 0 | 0 | 0 | 0 | 0 | 0 | 0 | 0 | 0 | 0 | 0 | 0 | 0 | 0 | 0 | 0 | 0 | 0 | 0 | 0 | 0 | 0 | 0 | 0 |  | 0 | 0 | 0 |  | #VALUE! | #VALUE! | #VALUE! | #VALUE! |  |  | #VALUE! | #VALUE! | 0 | 0 | 0.20123 | 0.20123 | #VALUE! | #VALUE! | #VALUE! | #VALUE! | 0 | 0 | 0.20123 | 0.20123 | #VALUE! | #VALUE! | #VALUE! | #VALUE! | 0 | 0 | 0.20123 | 0.20123 | #VALUE! | #VALUE! |  |  |  | #VALUE! | #VALUE! | #VALUE! | #VALUE! | #VALUE! | #VALUE! | #VALUE!
Thursday | 2 | 24 | 1 | 1297 | 0 | 0 | 0 | 0 | 0 | 0 | 0 | 0 | 0 | 0 | 0 | 0 | 0 | 0 | 0 | 0 | 0 | 0 | 0 | 0 | 0 | 0 | 0 | 0 | 0 | 0 | 0 | 0 | 0 | 0 | 0 | 0 | 0 | 0 | 0 | 0 | 0 | 0 | 0 | 0 |  | 0 | 0 | 0 |  | #VALUE! | #VALUE! | #VALUE! | #VALUE! |  |  | #VALUE! | #VALUE! | 0 | 0 | 0.20123 | 0.20123 | #VALUE! | #VALUE! | #VALUE! | #VALUE! | 0 | 0 | 0.20123 | 0.20123 | #VALUE! | #VALUE! | #VALUE! | #VALUE! | 0 | 0 | 0.20123 | 0.20123 | #VALUE! | #VALUE! |  |  |  | #VALUE! | #VALUE! | #VALUE! | #VALUE! | #VALUE! | #VALUE! | #VALUE!
Thursday | 2 | 24 | 2 | 1298 | 0 | 0 | 0 | 0 | 0 | 0 | 0 | 0 | 0 | 0 | 0 | 0 | 0 | 0 | 0 | 0 | 0 | 0 | 0 | 0 | 0 | 0 | 0 | 0 | 0 | 0 | 0 | 0 | 0 | 0 | 0 | 0 | 0 | 0 | 0 | 0 | 0 | 0 | 0 | 0 |  | 0 | 0 | 0 |  | #VALUE! | #VALUE! | #VALUE! | #VALUE! |  |  | #VALUE! | #VALUE! | 0 | 0 | 0.20123 | 0.20123 | #VALUE! | #VALUE! | #VALUE! | #VALUE! | 0 | 0 | 0.20123 | 0.20123 | #VALUE! | #VALUE! | #VALUE! | #VALUE! | 0 | 0 | 0.20123 | 0.20123 | #VALUE! | #VALUE! |  |  |  | #VALUE! | #VALUE! | #VALUE! | #VALUE! | #VALUE! | #VALUE! | #VALUE!
Thursday | 2 | 24 | 3 | 1299 | 0 | 0 | 0 | 0 | 0 | 0 | 0 | 0 | 0 | 0 | 0 | 0 | 0 | 0 | 0 | 0 | 0 | 0 | 0 | 0 | 0 | 0 | 0 | 0 | 0 | 0 | 0 | 0 | 0 | 0 | 0 | 0 | 0 | 0 | 0 | 0 | 0 | 0 | 0 | 0 |  | 0 | 0 | 0 |  | #VALUE! | #VALUE! | #VALUE! | #VALUE! |  |  | #VALUE! | #VALUE! | 0 | 0 | 0.20123 | 0.20123 | #VALUE! | #VALUE! | #VALUE! | #VALUE! | 0 | 0 | 0.20123 | 0.20123 | #VALUE! | #VALUE! | #VALUE! | #VALUE! | 0 | 0 | 0.20123 | 0.20123 | #VALUE! | #VALUE! |  |  |  | #VALUE! | #VALUE! | #VALUE! | #VALUE! | #VALUE! | #VALUE! | #VALUE!
Thursday | 2 | 24 | 4 | 1300 | 0 | 0 | 0 | 0 | 0 | 0 | 0 | 0 | 0 | 0 | 0 | 0 | 0 | 0 | 0 | 0 | 0 | 0 | 0 | 0 | 0 | 0 | 0 | 0 | 0 | 0 | 0 | 0 | 0 | 0 | 0 | 0 | 0 | 0 | 0 | 0 | 0 | 0 | 0 | 0 |  | 0 | 0 | 0 |  | #VALUE! | #VALUE! | #VALUE! | #VALUE! |  |  | #VALUE! | #VALUE! | 0 | 0 | 0.20123 | 0.20123 | #VALUE! | #VALUE! | #VALUE! | #VALUE! | 0 | 0 | 0.20123 | 0.20123 | #VALUE! | #VALUE! | #VALUE! | #VALUE! | 0 | 0 | 0.20123 | 0.20123 | #VALUE! | #VALUE! |  |  |  | #VALUE! | #VALUE! | #VALUE! | #VALUE! | #VALUE! | #VALUE! | #VALUE!
Thursday | 2 | 24 | 5 | 1301 | 0 | 0 | 0 | 0 | 0 | 0 | 0 | 0 | 0 | 0 | 0 | 0 | 0 | 0 | 0 | 0 | 0 | 0 | 0 | 0 | 0 | 0 | 0 | 0 | 0 | 0 | 0 | 0 | 0 | 0 | 0 | 0 | 0 | 0 | 0 | 0 | 0 | 0 | 0 | 0 |  | 0 | 0 | 0 |  | #VALUE! | #VALUE! | #VALUE! | #VALUE! |  |  | #VALUE! | #VALUE! | 0 | 0 | 0.20123 | 0.20123 | #VALUE! | #VALUE! | #VALUE! | #VALUE! | 0 | 0 | 0.20123 | 0.20123 | #VALUE! | #VALUE! | #VALUE! | #VALUE! | 0 | 0 | 0.20123 | 0.20123 | #VALUE! | #VALUE! |  |  |  | #VALUE! | #VALUE! | #VALUE! | #VALUE! | #VALUE! | #VALUE! | #VALUE!
Thursday | 2 | 24 | 6 | 1302 | 0 | 0 | 0 | 0 | 0 | 0 | 0 | 0 | 0 | 0 | 0 | 0 | 0 | 0 | 0 | 0 | 0 | 0 | 0 | 0 | 0 | 0 | 0 | 0 | 0 | 0 | 0 | 0 | 0 | 0 | 0 | 0 | 0 | 0 | 0 | 0 | 0 | 0 | 0 | 0 |  | 0 | 0 | 0 |  | #VALUE! | #VALUE! | #VALUE! | #VALUE! |  |  | #VALUE! | #VALUE! | 0 | 0 | 0.20123 | 0.20123 | #VALUE! | #VALUE! | #VALUE! | #VALUE! | 0 | 0 | 0.20123 | 0.20123 | #VALUE! | #VALUE! | #VALUE! | #VALUE! | 0 | 0 | 0.20123 | 0.20123 | #VALUE! | #VALUE! |  |  |  | #VALUE! | #VALUE! | #VALUE! | #VALUE! | #VALUE! | #VALUE! | #VALUE!
Thursday | 2 | 24 | 7 | 1303 | 0 | 0 | 0 | 0 | 0 | 0 | 0 | 0 | 0 | 0 | 0 | 0 | 0 | 0 | 0 | 0 | 0 | 0 | 0 | 0 | 0 | 0 | 0 | 0 | 0 | 0 | 0 | 0 | 0 | 0 | 0 | 0 | 0 | 0 | 0 | 0 | 0 | 0 | 0 | 0 |  | 0 | 0 | 0 |  | #VALUE! | #VALUE! | #VALUE! | #VALUE! |  |  | #VALUE! | #VALUE! | 0 | 0 | 0.20123 | 0.20123 | #VALUE! | #VALUE! | #VALUE! | #VALUE! | 0 | 0 | 0.20123 | 0.20123 | #VALUE! | #VALUE! | #VALUE! | #VALUE! | 0 | 0 | 0.20123 | 0.20123 | #VALUE! | #VALUE! |  |  |  | #VALUE! | #VALUE! | #VALUE! | #VALUE! | #VALUE! | #VALUE! | #VALUE!
Thursday | 2 | 24 | 8 | 1304 | 0 | 0 | 0 | 0 | 0 | 0 | 0 | 0 | 0 | 0 | 0 | 0 | 0 | 0 | 0 | 0 | 0 | 0 | 0 | 0 | 0 | 0 | 0 | 0 | 0 | 0 | 0 | 0 | 0 | 0 | 0 | 0 | 0 | 0 | 0 | 0 | 0 | 0 | 0 | 0 |  | 0 | 0 | 0 |  | #VALUE! | #VALUE! | #VALUE! | #VALUE! |  |  | #VALUE! | #VALUE! | 0 | 0 | 0.20123 | 0.20123 | #VALUE! | #VALUE! | #VALUE! | #VALUE! | 0 | 0 | 0.20123 | 0.20123 | #VALUE! | #VALUE! | #VALUE! | #VALUE! | 0 | 0 | 0.20123 | 0.20123 | #VALUE! | #VALUE! |  |  |  | #VALUE! | #VALUE! | #VALUE! | #VALUE! | #VALUE! | #VALUE! | #VALUE!
Thursday | 2 | 24 | 9 | 1305 | 0 | 0 | 0 | 0 | 0 | 0 | 0 | 0 | 0 | 0 | 0 | 0 | 0 | 0 | 0 | 0 | 0 | 0 | 0 | 0 | 0 | 0 | 0 | 0 | 0 | 0 | 0 | 0 | 0 | 0 | 0 | 0 | 0 | 0 | 0 | 0 | 0 | 0 | 0 | 0 |  | 0 | 0 | 0 |  | #VALUE! | #VALUE! | #VALUE! | #VALUE! |  |  | #VALUE! | #VALUE! | 0 | 0 | 0.20123 | 0.20123 | #VALUE! | #VALUE! | #VALUE! | #VALUE! | 0 | 0 | 0.20123 | 0.20123 | #VALUE! | #VALUE! | #VALUE! | #VALUE! | 0 | 0 | 0.20123 | 0.20123 | #VALUE! | #VALUE! |  |  |  | #VALUE! | #VALUE! | #VALUE! | #VALUE! | #VALUE! | #VALUE! | #VALUE!
Thursday | 2 | 24 | 10 | 1306 | 0 | 0 | 0 | 0 | 0 | 0 | 0 | 0 | 0 | 0 | 0 | 0 | 0 | 0 | 0 | 0 | 0 | 0 | 0 | 0 | 0 | 0 | 0 | 0 | 0 | 0 | 0 | 0 | 0 | 0 | 0 | 0 | 0 | 0 | 0 | 0 | 0 | 0 | 0 | 0 |  | 0 | 0 | 0 |  | #VALUE! | #VALUE! | #VALUE! | #VALUE! |  |  | #VALUE! | #VALUE! | 0 | 0 | 0.20123 | 0.20123 | #VALUE! | #VALUE! | #VALUE! | #VALUE! | 0 | 0 | 0.20123 | 0.20123 | #VALUE! | #VALUE! | #VALUE! | #VALUE! | 0 | 0 | 0.20123 | 0.20123 | #VALUE! | #VALUE! |  |  |  | #VALUE! | #VALUE! | #VALUE! | #VALUE! | #VALUE! | #VALUE! | #VALUE!
Thursday | 2 | 24 | 11 | 1307 | 0 | 0 | 0 | 0 | 0 | 0 | 0 | 0 | 0 | 0 | 0 | 0 | 0 | 0 | 0 | 0 | 0 | 0 | 0 | 0 | 0 | 0 | 0 | 0 | 0 | 0 | 0 | 0 | 0 | 0 | 0 | 0 | 0 | 0 | 0 | 0 | 0 | 0 | 0 | 0 |  | 0 | 0 | 0 |  | #VALUE! | #VALUE! | #VALUE! | #VALUE! |  |  | #VALUE! | #VALUE! | 0 | 0 | 0.20123 | 0.20123 | #VALUE! | #VALUE! | #VALUE! | #VALUE! | 0 | 0 | 0.20123 | 0.20123 | #VALUE! | #VALUE! | #VALUE! | #VALUE! | 0 | 0 | 0.20123 | 0.20123 | #VALUE! | #VALUE! |  |  |  | #VALUE! | #VALUE! | #VALUE! | #VALUE! | #VALUE! | #VALUE! | #VALUE!
Thursday | 2 | 24 | 12 | 1308 | 0 | 0 | 0 | 0 | 0 | 0 | 0 | 0 | 0 | 0 | 0 | 0 | 0 | 0 | 0 | 0 | 0 | 0 | 0 | 0 | 0 | 0 | 0 | 0 | 0 | 0 | 0 | 0 | 0 | 0 | 0 | 0 | 0 | 0 | 0 | 0 | 0 | 0 | 0 | 0 |  | 0 | 0 | 0 |  | #VALUE! | #VALUE! | #VALUE! | #VALUE! |  |  | #VALUE! | #VALUE! | 0 | 0 | 0.20123 | 0.20123 | #VALUE! | #VALUE! | #VALUE! | #VALUE! | 0 | 0 | 0.20123 | 0.20123 | #VALUE! | #VALUE! | #VALUE! | #VALUE! | 0 | 0 | 0.20123 | 0.20123 | #VALUE! | #VALUE! |  |  |  | #VALUE! | #VALUE! | #VALUE! | #VALUE! | #VALUE! | #VALUE! | #VALUE!
Thursday | 2 | 24 | 13 | 1309 | 0 | 0 | 0 | 0 | 0 | 0 | 0 | 0 | 0 | 0 | 0 | 0 | 0 | 0 | 0 | 0 | 0 | 0 | 0 | 0 | 0 | 0 | 0 | 0 | 0 | 0 | 0 | 0 | 0 | 0 | 0 | 0 | 0 | 0 | 0 | 0 | 0 | 0 | 0 | 0 |  | 0 | 0 | 0 |  | #VALUE! | #VALUE! | #VALUE! | #VALUE! |  |  | #VALUE! | #VALUE! | 0 | 0 | 0.20123 | 0.20123 | #VALUE! | #VALUE! | #VALUE! | #VALUE! | 0 | 0 | 0.20123 | 0.20123 | #VALUE! | #VALUE! | #VALUE! | #VALUE! | 0 | 0 | 0.20123 | 0.20123 | #VALUE! | #VALUE! |  |  |  | #VALUE! | #VALUE! | #VALUE! | #VALUE! | #VALUE! | #VALUE! | #VALUE!
Thursday | 2 | 24 | 14 | 1310 | 0 | 0 | 0 | 0 | 0 | 0 | 0 | 0 | 0 | 0 | 0 | 0 | 0 | 0 | 0 | 0 | 0 | 0 | 0 | 0 | 0 | 0 | 0 | 0 | 0 | 0 | 0 | 0 | 0 | 0 | 0 | 0 | 0 | 0 | 0 | 0 | 0 | 0 | 0 | 0 |  | 0 | 0 | 0 |  | #VALUE! | #VALUE! | #VALUE! | #VALUE! |  |  | #VALUE! | #VALUE! | 0 | 0 | 0.20123 | 0.20123 | #VALUE! | #VALUE! | #VALUE! | #VALUE! | 0 | 0 | 0.20123 | 0.20123 | #VALUE! | #VALUE! | #VALUE! | #VALUE! | 0 | 0 | 0.20123 | 0.20123 | #VALUE! | #VALUE! |  |  |  | #VALUE! | #VALUE! | #VALUE! | #VALUE! | #VALUE! | #VALUE! | #VALUE!
Thursday | 2 | 24 | 15 | 1311 | 0 | 0 | 0 | 0 | 0 | 0 | 0 | 0 | 0 | 0 | 0 | 0 | 0 | 0 | 0 | 0 | 0 | 0 | 0 | 0 | 0 | 0 | 0 | 0 | 0 | 0 | 0 | 0 | 0 | 0 | 0 | 0 | 0 | 0 | 0 | 0 | 0 | 0 | 0 | 0 |  | 0 | 0 | 0 |  | #VALUE! | #VALUE! | #VALUE! | #VALUE! |  |  | #VALUE! | #VALUE! | 0 | 0 | 0.20123 | 0.20123 | #VALUE! | #VALUE! | #VALUE! | #VALUE! | 0 | 0 | 0.20123 | 0.20123 | #VALUE! | #VALUE! | #VALUE! | #VALUE! | 0 | 0 | 0.20123 | 0.20123 | #VALUE! | #VALUE! |  |  |  | #VALUE! | #VALUE! | #VALUE! | #VALUE! | #VALUE! | #VALUE! | #VALUE!
Thursday | 2 | 24 | 16 | 1312 | 0 | 0 | 0 | 0 | 0 | 0 | 0 | 0 | 0 | 0 | 0 | 0 | 0 | 0 | 0 | 0 | 0 | 0 | 0 | 0 | 0 | 0 | 0 | 0 | 0 | 0 | 0 | 0 | 0 | 0 | 0 | 0 | 0 | 0 | 0 | 0 | 0 | 0 | 0 | 0 |  | 0 | 0 | 0 |  | #VALUE! | #VALUE! | #VALUE! | #VALUE! |  |  | #VALUE! | #VALUE! | 0 | 0 | 0.20123 | 0.20123 | #VALUE! | #VALUE! | #VALUE! | #VALUE! | 0 | 0 | 0.20123 | 0.20123 | #VALUE! | #VALUE! | #VALUE! | #VALUE! | 0 | 0 | 0.20123 | 0.20123 | #VALUE! | #VALUE! |  |  |  | #VALUE! | #VALUE! | #VALUE! | #VALUE! | #VALUE! | #VALUE! | #VALUE!
Thursday | 2 | 24 | 17 | 1313 | 0 | 0 | 0 | 0 | 0 | 0 | 0 | 0 | 0 | 0 | 0 | 0 | 0 | 0 | 0 | 0 | 0 | 0 | 0 | 0 | 0 | 0 | 0 | 0 | 0 | 0 | 0 | 0 | 0 | 0 | 0 | 0 | 0 | 0 | 0 | 0 | 0 | 0 | 0 | 0 |  | 0 | 0 | 0 |  | #VALUE! | #VALUE! | #VALUE! | #VALUE! |  |  | #VALUE! | #VALUE! | 0 | 0 | 0.20123 | 0.20123 | #VALUE! | #VALUE! | #VALUE! | #VALUE! | 0 | 0 | 0.20123 | 0.20123 | #VALUE! | #VALUE! | #VALUE! | #VALUE! | 0 | 0 | 0.20123 | 0.20123 | #VALUE! | #VALUE! |  |  |  | #VALUE! | #VALUE! | #VALUE! | #VALUE! | #VALUE! | #VALUE! | #VALUE!
Thursday | 2 | 24 | 18 | 1314 | 0 | 0 | 0 | 0 | 0 | 0 | 0 | 0 | 0 | 0 | 0 | 0 | 0 | 0 | 0 | 0 | 0 | 0 | 0 | 0 | 0 | 0 | 0 | 0 | 0 | 0 | 0 | 0 | 0 | 0 | 0 | 0 | 0 | 0 | 0 | 0 | 0 | 0 | 0 | 0 |  | 0 | 0 | 0 |  | #VALUE! | #VALUE! | #VALUE! | #VALUE! |  |  | #VALUE! | #VALUE! | 0 | 0 | 0.20123 | 0.20123 | #VALUE! | #VALUE! | #VALUE! | #VALUE! | 0 | 0 | 0.20123 | 0.20123 | #VALUE! | #VALUE! | #VALUE! | #VALUE! | 0 | 0 | 0.20123 | 0.20123 | #VALUE! | #VALUE! |  |  |  | #VALUE! | #VALUE! | #VALUE! | #VALUE! | #VALUE! | #VALUE! | #VALUE!
Thursday | 2 | 24 | 19 | 1315 | 0 | 0 | 0 | 0 | 0 | 0 | 0 | 0 | 0 | 0 | 0 | 0 | 0 | 0 | 0 | 0 | 0 | 0 | 0 | 0 | 0 | 0 | 0 | 0 | 0 | 0 | 0 | 0 | 0 | 0 | 0 | 0 | 0 | 0 | 0 | 0 | 0 | 0 | 0 | 0 |  | 0 | 0 | 0 |  | #VALUE! | #VALUE! | #VALUE! | #VALUE! |  |  | #VALUE! | #VALUE! | 0 | 0 | 0.20123 | 0.20123 | #VALUE! | #VALUE! | #VALUE! | #VALUE! | 0 | 0 | 0.20123 | 0.20123 | #VALUE! | #VALUE! | #VALUE! | #VALUE! | 0 | 0 | 0.20123 | 0.20123 | #VALUE! | #VALUE! |  |  |  | #VALUE! | #VALUE! | #VALUE! | #VALUE! | #VALUE! | #VALUE! | #VALUE!
Thursday | 2 | 24 | 20 | 1316 | 0 | 0 | 0 | 0 | 0 | 0 | 0 | 0 | 0 | 0 | 0 | 0 | 0 | 0 | 0 | 0 | 0 | 0 | 0 | 0 | 0 | 0 | 0 | 0 | 0 | 0 | 0 | 0 | 0 | 0 | 0 | 0 | 0 | 0 | 0 | 0 | 0 | 0 | 0 | 0 |  | 0 | 0 | 0 |  | #VALUE! | #VALUE! | #VALUE! | #VALUE! |  |  | #VALUE! | #VALUE! | 0 | 0 | 0.20123 | 0.20123 | #VALUE! | #VALUE! | #VALUE! | #VALUE! | 0 | 0 | 0.20123 | 0.20123 | #VALUE! | #VALUE! | #VALUE! | #VALUE! | 0 | 0 | 0.20123 | 0.20123 | #VALUE! | #VALUE! |  |  |  | #VALUE! | #VALUE! | #VALUE! | #VALUE! | #VALUE! | #VALUE! | #VALUE!
Thursday | 2 | 24 | 21 | 1317 | 0 | 0 | 0 | 0 | 0 | 0 | 0 | 0 | 0 | 0 | 0 | 0 | 0 | 0 | 0 | 0 | 0 | 0 | 0 | 0 | 0 | 0 | 0 | 0 | 0 | 0 | 0 | 0 | 0 | 0 | 0 | 0 | 0 | 0 | 0 | 0 | 0 | 0 | 0 | 0 |  | 0 | 0 | 0 |  | #VALUE! | #VALUE! | #VALUE! | #VALUE! |  |  | #VALUE! | #VALUE! | 0 | 0 | 0.20123 | 0.20123 | #VALUE! | #VALUE! | #VALUE! | #VALUE! | 0 | 0 | 0.20123 | 0.20123 | #VALUE! | #VALUE! | #VALUE! | #VALUE! | 0 | 0 | 0.20123 | 0.20123 | #VALUE! | #VALUE! |  |  |  | #VALUE! | #VALUE! | #VALUE! | #VALUE! | #VALUE! | #VALUE! | #VALUE!
Thursday | 2 | 24 | 22 | 1318 | 0 | 0 | 0 | 0 | 0 | 0 | 0 | 0 | 0 | 0 | 0 | 0 | 0 | 0 | 0 | 0 | 0 | 0 | 0 | 0 | 0 | 0 | 0 | 0 | 0 | 0 | 0 | 0 | 0 | 0 | 0 | 0 | 0 | 0 | 0 | 0 | 0 | 0 | 0 | 0 |  | 0 | 0 | 0 |  | #VALUE! | #VALUE! | #VALUE! | #VALUE! |  |  | #VALUE! | #VALUE! | 0 | 0 | 0.20123 | 0.20123 | #VALUE! | #VALUE! | #VALUE! | #VALUE! | 0 | 0 | 0.20123 | 0.20123 | #VALUE! | #VALUE! | #VALUE! | #VALUE! | 0 | 0 | 0.20123 | 0.20123 | #VALUE! | #VALUE! |  |  |  | #VALUE! | #VALUE! | #VALUE! | #VALUE! | #VALUE! | #VALUE! | #VALUE!
Thursday | 2 | 24 | 23 | 1319 | 0 | 0 | 0 | 0 | 0 | 0 | 0 | 0 | 0 | 0 | 0 | 0 | 0 | 0 | 0 | 0 | 0 | 0 | 0 | 0 | 0 | 0 | 0 | 0 | 0 | 0 | 0 | 0 | 0 | 0 | 0 | 0 | 0 | 0 | 0 | 0 | 0 | 0 | 0 | 0 |  | 0 | 0 | 0 |  | #VALUE! | #VALUE! | #VALUE! | #VALUE! |  |  | #VALUE! | #VALUE! | 0 | 0 | 0.20123 | 0.20123 | #VALUE! | #VALUE! | #VALUE! | #VALUE! | 0 | 0 | 0.20123 | 0.20123 | #VALUE! | #VALUE! | #VALUE! | #VALUE! | 0 | 0 | 0.20123 | 0.20123 | #VALUE! | #VALUE! |  |  |  | #VALUE! | #VALUE! | #VALUE! | #VALUE! | #VALUE! | #VALUE! | #VALUE!
Thursday | 2 | 24 | 24 | 1320 | 0 | 0 | 0 | 0 | 0 | 0 | 0 | 0 | 0 | 0 | 0 | 0 | 0 | 0 | 0 | 0 | 0 | 0 | 0 | 0 | 0 | 0 | 0 | 0 | 0 | 0 | 0 | 0 | 0 | 0 | 0 | 0 | 0 | 0 | 0 | 0 | 0 | 0 | 0 | 0 |  | 0 | 0 | 0 |  | #VALUE! | #VALUE! | #VALUE! | #VALUE! |  |  | #VALUE! | #VALUE! | 0 | 0 | 0.20123 | 0.20123 | #VALUE! | #VALUE! | #VALUE! | #VALUE! | 0 | 0 | 0.20123 | 0.20123 | #VALUE! | #VALUE! | #VALUE! | #VALUE! | 0 | 0 | 0.20123 | 0.20123 | #VALUE! | #VALUE! |  |  |  | #VALUE! | #VALUE! | #VALUE! | #VALUE! | #VALUE! | #VALUE! | #VALUE!
Friday | 2 | 25 | 1 | 1321 | 0 | 0 | 0 | 0 | 0 | 0 | 0 | 0 | 0 | 0 | 0 | 0 | 0 | 0 | 0 | 0 | 0 | 0 | 0 | 0 | 0 | 0 | 0 | 0 | 0 | 0 | 0 | 0 | 0 | 0 | 0 | 0 | 0 | 0 | 0 | 0 | 0 | 0 | 0 | 0 |  | 0 | 0 | 0 |  | #VALUE! | #VALUE! | #VALUE! | #VALUE! |  |  | #VALUE! | #VALUE! | 0 | 0 | 0.20123 | 0.20123 | #VALUE! | #VALUE! | #VALUE! | #VALUE! | 0 | 0 | 0.20123 | 0.20123 | #VALUE! | #VALUE! | #VALUE! | #VALUE! | 0 | 0 | 0.20123 | 0.20123 | #VALUE! | #VALUE! |  |  |  | #VALUE! | #VALUE! | #VALUE! | #VALUE! | #VALUE! | #VALUE! | #VALUE!
Friday | 2 | 25 | 2 | 1322 | 0 | 0 | 0 | 0 | 0 | 0 | 0 | 0 | 0 | 0 | 0 | 0 | 0 | 0 | 0 | 0 | 0 | 0 | 0 | 0 | 0 | 0 | 0 | 0 | 0.0019626 | 0 | 0 | 0 | 0 | 0 | 0 | 0 | 0 | 0 | 0 | 0 | 0 | 0 | 0 | 0 |  | 0 | 0 | 0 |  | #VALUE! | #VALUE! | #VALUE! | #VALUE! |  |  | #VALUE! | #VALUE! | 0 | 0 | 0.20123 | 0.20123 | #VALUE! | #VALUE! | #VALUE! | #VALUE! | 0 | 0 | 0.20123 | 0.20123 | #VALUE! | #VALUE! | #VALUE! | #VALUE! | 0 | 0 | 0.20123 | 0.20123 | #VALUE! | #VALUE! |  |  |  | #VALUE! | #VALUE! | #VALUE! | #VALUE! | #VALUE! | #VALUE! | #VALUE!
Friday | 2 | 25 | 3 | 1323 | 0 | 0 | 0 | 0 | 0 | 0 | 0 | 0 | 0 | 0 | 0 | 0 | 0 | 0 | 0 | 0 | 0 | 0 | 0 | 0 | 0 | 0 | 0 | 0 | 0.012346 | 0 | 0 | 0 | 0 | 0 | 0 | 0 | 0 | 0 | 0 | 0 | 0 | 0 | 0 | 0 |  | 0 | 0 | 0 |  | #VALUE! | #VALUE! | #VALUE! | #VALUE! |  |  | #VALUE! | #VALUE! | 0 | 0 | 0.20123 | 0.20123 | #VALUE! | #VALUE! | #VALUE! | #VALUE! | 0 | 0 | 0.20123 | 0.20123 | #VALUE! | #VALUE! | #VALUE! | #VALUE! | 0 | 0 | 0.20123 | 0.20123 | #VALUE! | #VALUE! |  |  |  | #VALUE! | #VALUE! | #VALUE! | #VALUE! | #VALUE! | #VALUE! | #VALUE!
Friday | 2 | 25 | 4 | 1324 | 0 | 0 | 0 | 0 | 0 | 0 | 0 | 0 | 0 | 0 | 0 | 0 | 0 | 0 | 0 | 0 | 0 | 0 | 0 | 0 | 0 | 0 | 0 | 0 | 0 | 0 | 0 | 0 | 0 | 0 | 0 | 0 | 0 | 0 | 0 | 0 | 0 | 0 | 0 | 0 |  | 0 | 0 | 0 |  | #VALUE! | #VALUE! | #VALUE! | #VALUE! |  |  | #VALUE! | #VALUE! | 0 | 0 | 0.20123 | 0.20123 | #VALUE! | #VALUE! | #VALUE! | #VALUE! | 0 | 0 | 0.20123 | 0.20123 | #VALUE! | #VALUE! | #VALUE! | #VALUE! | 0 | 0 | 0.20123 | 0.20123 | #VALUE! | #VALUE! |  |  |  | #VALUE! | #VALUE! | #VALUE! | #VALUE! | #VALUE! | #VALUE! | #VALUE!
Friday | 2 | 25 | 5 | 1325 | 0 | 0 | 0 | 0 | 0 | 0 | 0 | 0 | 0 | 0 | 0 | 0 | 0 | 0 | 0 | 0 | 0 | 0 | 0 | 0 | 0 | 0 | 0 | 0 | 0 | 0 | 0 | 0 | 0 | 0 | 0 | 0 | 0 | 0 | 0 | 0 | 0 | 0 | 0 | 0 |  | 0 | 0 | 0 |  | #VALUE! | #VALUE! | #VALUE! | #VALUE! |  |  | #VALUE! | #VALUE! | 0 | 0 | 0.20123 | 0.20123 | #VALUE! | #VALUE! | #VALUE! | #VALUE! | 0 | 0 | 0.20123 | 0.20123 | #VALUE! | #VALUE! | #VALUE! | #VALUE! | 0 | 0 | 0.20123 | 0.20123 | #VALUE! | #VALUE! |  |  |  | #VALUE! | #VALUE! | #VALUE! | #VALUE! | #VALUE! | #VALUE! | #VALUE!
Friday | 2 | 25 | 6 | 1326 | 0 | 0 | 0 | 0 | 0 | 0 | 0 | 0 | 0 | 0 | 0 | 0 | 0 | 0 | 0 | 0 | 0 | 0 | 0 | 0 | 0 | 0 | 0 | 0 | 0 | 0 | 0 | 0 | 0 | 0 | 0 | 0 | 0 | 0 | 0 | 0 | 0 | 0 | 0 | 0 |  | 0 | 0 | 0 |  | #VALUE! | #VALUE! | #VALUE! | #VALUE! |  |  | #VALUE! | #VALUE! | 0 | 0 | 0.20123 | 0.20123 | #VALUE! | #VALUE! | #VALUE! | #VALUE! | 0 | 0 | 0.20123 | 0.20123 | #VALUE! | #VALUE! | #VALUE! | #VALUE! | 0 | 0 | 0.20123 | 0.20123 | #VALUE! | #VALUE! |  |  |  | #VALUE! | #VALUE! | #VALUE! | #VALUE! | #VALUE! | #VALUE! | #VALUE!
Friday | 2 | 25 | 7 | 1327 | 0 | 0 | 0 | 0 | 0 | 0 | 0 | 0 | 0 | 0 | 0 | 0 | 0 | 0 | 0 | 0 | 0 | 0 | 0 | 0 | 0 | 0 | 0 | 0 | 0 | 0 | 0 | 0 | 0 | 0 | 0 | 0 | 0 | 0 | 0 | 0 | 0 | 0 | 0 | 0 |  | 0 | 0 | 0 |  | #VALUE! | #VALUE! | #VALUE! | #VALUE! |  |  | #VALUE! | #VALUE! | 0 | 0 | 0.20123 | 0.20123 | #VALUE! | #VALUE! | #VALUE! | #VALUE! | 0 | 0 | 0.20123 | 0.20123 | #VALUE! | #VALUE! | #VALUE! | #VALUE! | 0 | 0 | 0.20123 | 0.20123 | #VALUE! | #VALUE! |  |  |  | #VALUE! | #VALUE! | #VALUE! | #VALUE! | #VALUE! | #VALUE! | #VALUE!
Friday | 2 | 25 | 8 | 1328 | 0 | 0 | 0 | 0 | 0 | 0 | 0 | 0 | 0 | 0 | 0 | 0 | 0 | 0 | 0 | 0 | 0 | 0 | 0 | 0 | 0 | 0 | 0 | 0 | 0 | 0 | 0 | 0 | 0 | 0 | 0 | 0 | 0 | 0 | 0 | 0 | 0 | 0 | 0 | 0 |  | 0 | 0 | 0 |  | #VALUE! | #VALUE! | #VALUE! | #VALUE! |  |  | #VALUE! | #VALUE! | 0 | 0 | 0.20123 | 0.20123 | #VALUE! | #VALUE! | #VALUE! | #VALUE! | 0 | 0 | 0.20123 | 0.20123 | #VALUE! | #VALUE! | #VALUE! | #VALUE! | 0 | 0 | 0.20123 | 0.20123 | #VALUE! | #VALUE! |  |  |  | #VALUE! | #VALUE! | #VALUE! | #VALUE! | #VALUE! | #VALUE! | #VALUE!
Friday | 2 | 25 | 9 | 1329 | 0 | 0 | 0 | 0 | 0 | 0 | 0 | 0 | 0 | 0 | 0 | 0 | 0 | 0 | 0 | 0 | 0 | 0 | 0 | 0 | 0 | 0 | 0 | 0 | 0 | 0 | 0 | 0 | 0 | 0 | 0 | 0 | 0 | 0 | 0 | 0 | 0 | 0 | 0 | 0 |  | 0 | 0 | 0 |  | #VALUE! | #VALUE! | #VALUE! | #VALUE! |  |  | #VALUE! | #VALUE! | 0 | 0 | 0.20123 | 0.20123 | #VALUE! | #VALUE! | #VALUE! | #VALUE! | 0 | 0 | 0.20123 | 0.20123 | #VALUE! | #VALUE! | #VALUE! | #VALUE! | 0 | 0 | 0.20123 | 0.20123 | #VALUE! | #VALUE! |  |  |  | #VALUE! | #VALUE! | #VALUE! | #VALUE! | #VALUE! | #VALUE! | #VALUE!
Friday | 2 | 25 | 10 | 1330 | 0 | 0 | 0 | 0 | 0 | 0 | 0 | 0 | 0 | 0 | 0 | 0 | 0 | 0 | 0 | 0 | 0 | 0 | 0 | 0 | 0 | 0 | 0 | 0 | 0 | 0 | 0 | 0 | 0 | 0 | 0 | 0 | 0 | 0 | 0 | 0 | 0 | 0 | 0 | 0 |  | 0 | 0 | 0 |  | #VALUE! | #VALUE! | #VALUE! | #VALUE! |  |  | #VALUE! | #VALUE! | 0 | 0 | 0.20123 | 0.20123 | #VALUE! | #VALUE! | #VALUE! | #VALUE! | 0 | 0 | 0.20123 | 0.20123 | #VALUE! | #VALUE! | #VALUE! | #VALUE! | 0 | 0 | 0.20123 | 0.20123 | #VALUE! | #VALUE! |  |  |  | #VALUE! | #VALUE! | #VALUE! | #VALUE! | #VALUE! | #VALUE! | #VALUE!
Friday | 2 | 25 | 11 | 1331 | 0 | 0 | 0 | 0 | 0 | 0 | 0 | 0 | 0 | 0 | 0 | 0 | 0 | 0 | 0 | 0 | 0 | 0 | 0 | 0 | 0 | 0 | 0 | 0 | 0 | 0 | 0 | 0 | 0 | 0 | 0 | 0 | 0 | 0 | 0 | 0 | 0 | 0 | 0 | 0 |  | 0 | 0 | 0 |  | #VALUE! | #VALUE! | #VALUE! | #VALUE! |  |  | #VALUE! | #VALUE! | 0 | 0 | 0.20123 | 0.20123 | #VALUE! | #VALUE! | #VALUE! | #VALUE! | 0 | 0 | 0.20123 | 0.20123 | #VALUE! | #VALUE! | #VALUE! | #VALUE! | 0 | 0 | 0.20123 | 0.20123 | #VALUE! | #VALUE! |  |  |  | #VALUE! | #VALUE! | #VALUE! | #VALUE! | #VALUE! | #VALUE! | #VALUE!
Friday | 2 | 25 | 12 | 1332 | 0 | 0 | 0 | 0 | 0 | 0 | 0 | 0 | 0 | 0 | 0 | 0 | 0 | 0 | 0 | 0 | 0 | 0 | 0 | 0 | 0 | 0 | 0 | 0 | 0 | 0 | 0 | 0 | 0 | 0 | 0 | 0 | 0 | 0 | 0 | 0 | 0 | 0 | 0 | 0 |  | 0 | 0 | 0 |  | #VALUE! | #VALUE! | #VALUE! | #VALUE! |  |  | #VALUE! | #VALUE! | 0 | 0 | 0.20123 | 0.20123 | #VALUE! | #VALUE! | #VALUE! | #VALUE! | 0 | 0 | 0.20123 | 0.20123 | #VALUE! | #VALUE! | #VALUE! | #VALUE! | 0 | 0 | 0.20123 | 0.20123 | #VALUE! | #VALUE! |  |  |  | #VALUE! | #VALUE! | #VALUE! | #VALUE! | #VALUE! | #VALUE! | #VALUE!
Friday | 2 | 25 | 13 | 1333 | 0 | 0 | 0 | 0 | 0 | 0 | 0 | 0 | 0 | 0 | 0 | 0 | 0 | 0 | 0 | 0 | 0 | 0 | 0 | 0 | 0 | 0 | 0 | 0 | 0 | 0 | 0 | 0 | 0 | 0 | 0 | 0 | 0 | 0 | 0 | 0 | 0 | 0 | 0 | 0 |  | 0 | 0 | 0 |  | #VALUE! | #VALUE! | #VALUE! | #VALUE! |  |  | #VALUE! | #VALUE! | 0 | 0 | 0.20123 | 0.20123 | #VALUE! | #VALUE! | #VALUE! | #VALUE! | 0 | 0 | 0.20123 | 0.20123 | #VALUE! | #VALUE! | #VALUE! | #VALUE! | 0 | 0 | 0.20123 | 0.20123 | #VALUE! | #VALUE! |  |  |  | #VALUE! | #VALUE! | #VALUE! | #VALUE! | #VALUE! | #VALUE! | #VALUE!
Friday | 2 | 25 | 14 | 1334 | 0 | 0 | 0 | 0 | 0 | 0 | 0 | 0 | 0 | 0 | 0 | 0 | 0 | 0 | 0 | 0 | 0 | 0 | 0 | 0 | 0 | 0 | 0 | 0 | 0 | 0 | 0 | 0 | 0 | 0 | 0 | 0 | 0 | 0 | 0 | 0 | 0 | 0 | 0 | 0 |  | 0 | 0 | 0 |  | #VALUE! | #VALUE! | #VALUE! | #VALUE! |  |  | #VALUE! | #VALUE! | 0 | 0 | 0.20123 | 0.20123 | #VALUE! | #VALUE! | #VALUE! | #VALUE! | 0 | 0 | 0.20123 | 0.20123 | #VALUE! | #VALUE! | #VALUE! | #VALUE! | 0 | 0 | 0.20123 | 0.20123 | #VALUE! | #VALUE! |  |  |  | #VALUE! | #VALUE! | #VALUE! | #VALUE! | #VALUE! | #VALUE! | #VALUE!
Friday | 2 | 25 | 15 | 1335 | 0 | 0 | 0 | 0 | 0 | 0 | 0 | 0 | 0 | 0 | 0 | 0 | 0 | 0 | 0 | 0 | 0 | 0 | 0 | 0 | 0 | 0 | 0 | 0 | 0 | 0 | 0 | 0 | 0 | 0 | 0 | 0 | 0 | 0 | 0 | 0 | 0 | 0 | 0 | 0 |  | 0 | 0 | 0 |  | #VALUE! | #VALUE! | #VALUE! | #VALUE! |  |  | #VALUE! | #VALUE! | 0 | 0 | 0.20123 | 0.20123 | #VALUE! | #VALUE! | #VALUE! | #VALUE! | 0 | 0 | 0.20123 | 0.20123 | #VALUE! | #VALUE! | #VALUE! | #VALUE! | 0 | 0 | 0.20123 | 0.20123 | #VALUE! | #VALUE! |  |  |  | #VALUE! | #VALUE! | #VALUE! | #VALUE! | #VALUE! | #VALUE! | #VALUE!
Friday | 2 | 25 | 16 | 1336 | 0 | 0 | 0 | 0 | 0 | 0 | 0 | 0 | 0 | 0 | 0 | 0 | 0 | 0 | 0 | 0 | 0 | 0 | 0 | 0 | 0 | 0 | 0 | 0 | 0 | 0 | 0 | 0 | 0 | 0 | 0 | 0 | 0 | 0 | 0 | 0 | 0 | 0 | 0 | 0 |  | 0 | 0 | 0 |  | #VALUE! | #VALUE! | #VALUE! | #VALUE! |  |  | #VALUE! | #VALUE! | 0 | 0 | 0.20123 | 0.20123 | #VALUE! | #VALUE! | #VALUE! | #VALUE! | 0 | 0 | 0.20123 | 0.20123 | #VALUE! | #VALUE! | #VALUE! | #VALUE! | 0 | 0 | 0.20123 | 0.20123 | #VALUE! | #VALUE! |  |  |  | #VALUE! | #VALUE! | #VALUE! | #VALUE! | #VALUE! | #VALUE! | #VALUE!
Friday | 2 | 25 | 17 | 1337 | 0 | 0 | 0 | 0 | 0 | 0 | 0 | 0 | 0 | 0 | 0 | 0 | 0 | 0 | 0 | 0 | 0 | 0 | 0 | 0 | 0 | 0 | 0 | 0 | 0 | 0 | 0 | 0 | 0 | 0 | 0 | 0 | 0 | 0 | 0 | 0 | 0 | 0 | 0 | 0 |  | 0 | 0 | 0 |  | #VALUE! | #VALUE! | #VALUE! | #VALUE! |  |  | #VALUE! | #VALUE! | 0 | 0 | 0.20123 | 0.20123 | #VALUE! | #VALUE! | #VALUE! | #VALUE! | 0 | 0 | 0.20123 | 0.20123 | #VALUE! | #VALUE! | #VALUE! | #VALUE! | 0 | 0 | 0.20123 | 0.20123 | #VALUE! | #VALUE! |  |  |  | #VALUE! | #VALUE! | #VALUE! | #VALUE! | #VALUE! | #VALUE! | #VALUE!
Friday | 2 | 25 | 18 | 1338 | 0 | 0 | 0 | 0 | 0 | 0 | 0 | 0 | 0 | 0 | 0 | 0 | 0 | 0 | 0 | 0 | 0 | 0 | 0 | 0 | 0 | 0 | 0 | 0 | 0 | 0 | 0 | 0 | 0 | 0 | 0 | 0 | 0 | 0 | 0 | 0 | 0 | 0 | 0 | 0 |  | 0 | 0 | 0 |  | #VALUE! | #VALUE! | #VALUE! | #VALUE! |  |  | #VALUE! | #VALUE! | 0 | 0 | 0.20123 | 0.20123 | #VALUE! | #VALUE! | #VALUE! | #VALUE! | 0 | 0 | 0.20123 | 0.20123 | #VALUE! | #VALUE! | #VALUE! | #VALUE! | 0 | 0 | 0.20123 | 0.20123 | #VALUE! | #VALUE! |  |  |  | #VALUE! | #VALUE! | #VALUE! | #VALUE! | #VALUE! | #VALUE! | #VALUE!
Friday | 2 | 25 | 19 | 1339 | 0 | 0 | 0 | 0 | 0 | 0 | 0 | 0 | 0 | 0 | 0 | 0 | 0 | 0 | 0 | 0 | 0 | 0 | 0 | 0 | 0 | 0 | 0 | 0 | 0 | 0 | 0 | 0 | 0 | 0 | 0 | 0 | 0 | 0 | 0 | 0 | 0 | 0 | 0 | 0 |  | 0 | 0 | 0 |  | #VALUE! | #VALUE! | #VALUE! | #VALUE! |  |  | #VALUE! | #VALUE! | 0 | 0 | 0.20123 | 0.20123 | #VALUE! | #VALUE! | #VALUE! | #VALUE! | 0 | 0 | 0.20123 | 0.20123 | #VALUE! | #VALUE! | #VALUE! | #VALUE! | 0 | 0 | 0.20123 | 0.20123 | #VALUE! | #VALUE! |  |  |  | #VALUE! | #VALUE! | #VALUE! | #VALUE! | #VALUE! | #VALUE! | #VALUE!
Friday | 2 | 25 | 20 | 1340 | 0 | 0 | 0 | 0 | 0 | 0 | 0 | 0 | 0 | 0 | 0 | 0 | 0 | 0 | 0 | 0 | 0 | 0 | 0 | 0 | 0 | 0 | 0 | 0 | 0 | 0 | 0 | 0 | 0 | 0 | 0 | 0 | 0 | 0 | 0 | 0 | 0 | 0 | 0 | 0 |  | 0 | 0 | 0 |  | #VALUE! | #VALUE! | #VALUE! | #VALUE! |  |  | #VALUE! | #VALUE! | 0 | 0 | 0.20123 | 0.20123 | #VALUE! | #VALUE! | #VALUE! | #VALUE! | 0 | 0 | 0.20123 | 0.20123 | #VALUE! | #VALUE! | #VALUE! | #VALUE! | 0 | 0 | 0.20123 | 0.20123 | #VALUE! | #VALUE! |  |  |  | #VALUE! | #VALUE! | #VALUE! | #VALUE! | #VALUE! | #VALUE! | #VALUE!
Friday | 2 | 25 | 21 | 1341 | 0 | 0 | 0 | 0 | 0 | 0 | 0 | 0 | 0 | 0 | 0 | 0 | 0 | 0 | 0 | 0 | 0 | 0 | 0 | 0 | 0 | 0 | 0 | 0 | 0 | 0 | 0 | 0 | 0 | 0 | 0 | 0 | 0 | 0 | 0 | 0 | 0 | 0 | 0 | 0 |  | 0 | 0 | 0 |  | #VALUE! | #VALUE! | #VALUE! | #VALUE! |  |  | #VALUE! | #VALUE! | 0 | 0 | 0.20123 | 0.20123 | #VALUE! | #VALUE! | #VALUE! | #VALUE! | 0 | 0 | 0.20123 | 0.20123 | #VALUE! | #VALUE! | #VALUE! | #VALUE! | 0 | 0 | 0.20123 | 0.20123 | #VALUE! | #VALUE! |  |  |  | #VALUE! | #VALUE! | #VALUE! | #VALUE! | #VALUE! | #VALUE! | #VALUE!
Friday | 2 | 25 | 22 | 1342 | 0 | 0 | 0 | 0 | 0 | 0 | 0 | 0 | 0 | 0 | 0 | 0 | 0 | 0 | 0 | 0 | 0 | 0 | 0 | 0 | 0 | 0 | 0 | 0 | 0 | 0 | 0 | 0 | 0 | 0 | 0 | 0 | 0 | 0 | 0 | 0 | 0 | 0 | 0 | 0 |  | 0 | 0 | 0 |  | #VALUE! | #VALUE! | #VALUE! | #VALUE! |  |  | #VALUE! | #VALUE! | 0 | 0 | 0.20123 | 0.20123 | #VALUE! | #VALUE! | #VALUE! | #VALUE! | 0 | 0 | 0.20123 | 0.20123 | #VALUE! | #VALUE! | #VALUE! | #VALUE! | 0 | 0 | 0.20123 | 0.20123 | #VALUE! | #VALUE! |  |  |  | #VALUE! | #VALUE! | #VALUE! | #VALUE! | #VALUE! | #VALUE! | #VALUE!
Friday | 2 | 25 | 23 | 1343 | 0 | 0 | 0 | 0 | 0 | 0 | 0 | 0 | 0 | 0 | 0 | 0 | 0 | 0 | 0 | 0 | 0 | 0 | 0 | 0 | 0 | 0 | 0 | 0 | 0 | 0 | 0 | 0 | 0 | 0 | 0 | 0 | 0 | 0 | 0 | 0 | 0 | 0 | 0 | 0 |  | 0 | 0 | 0 |  | #VALUE! | #VALUE! | #VALUE! | #VALUE! |  |  | #VALUE! | #VALUE! | 0 | 0 | 0.20123 | 0.20123 | #VALUE! | #VALUE! | #VALUE! | #VALUE! | 0 | 0 | 0.20123 | 0.20123 | #VALUE! | #VALUE! | #VALUE! | #VALUE! | 0 | 0 | 0.20123 | 0.20123 | #VALUE! | #VALUE! |  |  |  | #VALUE! | #VALUE! | #VALUE! | #VALUE! | #VALUE! | #VALUE! | #VALUE!
Friday | 2 | 25 | 24 | 1344 | 0 | 0 | 0 | 0 | 0 | 0 | 0 | 0 | 0 | 0 | 0 | 0 | 0 | 0 | 0 | 0 | 0 | 0 | 0 | 0 | 0 | 0 | 0 | 0 | 0 | 0 | 0 | 0 | 0 | 0 | 0 | 0 | 0 | 0 | 0 | 0 | 0 | 0 | 0 | 0 |  | 0 | 0 | 0 |  | #VALUE! | #VALUE! | #VALUE! | #VALUE! |  |  | #VALUE! | #VALUE! | 0 | 0 | 0.20123 | 0.20123 | #VALUE! | #VALUE! | #VALUE! | #VALUE! | 0 | 0 | 0.20123 | 0.20123 | #VALUE! | #VALUE! | #VALUE! | #VALUE! | 0 | 0 | 0.20123 | 0.20123 | #VALUE! | #VALUE! |  |  |  | #VALUE! | #VALUE! | #VALUE! | #VALUE! | #VALUE! | #VALUE! | #VALUE!
Saturday | 2 | 26 | 1 | 1345 | 0 | 0 | 0 | 0 | 0 | 0 | 0 | 0 | 0 | 0 | 0 | 0 | 0 | 0 | 0 | 0 | 0 | 0 | 0 | 0 | 0 | 0 | 0 | 0 | 0 | 0 | 0 | 0 | 0 | 0 | 0 | 0 | 0 | 0 | 0 | 0 | 0 | 0 | 0 | 0 |  | 0 | 0 | 0 |  | #VALUE! | #VALUE! | #VALUE! | #VALUE! |  |  | #VALUE! | #VALUE! | 0 | 0 | 0.20123 | 0.20123 | #VALUE! | #VALUE! | #VALUE! | #VALUE! | 0 | 0 | 0.20123 | 0.20123 | #VALUE! | #VALUE! | #VALUE! | #VALUE! | 0 | 0 | 0.20123 | 0.20123 | #VALUE! | #VALUE! |  |  |  | #VALUE! | #VALUE! | #VALUE! | #VALUE! | #VALUE! | #VALUE! | #VALUE!
Saturday | 2 | 26 | 2 | 1346 | 0 | 0 | 0 | 0 | 0 | 0 | 0 | 0 | 0 | 0 | 0 | 0 | 0 | 0 | 0 | 0 | 0 | 0 | 0 | 0 | 0 | 0 | 0 | 0 | 0 | 0 | 0 | 0 | 0 | 0 | 0 | 0 | 0 | 0 | 0 | 0 | 0 | 0 | 0 | 0 |  | 0 | 0 | 0 |  | #VALUE! | #VALUE! | #VALUE! | #VALUE! |  |  | #VALUE! | #VALUE! | 0 | 0 | 0.20123 | 0.20123 | #VALUE! | #VALUE! | #VALUE! | #VALUE! | 0 | 0 | 0.20123 | 0.20123 | #VALUE! | #VALUE! | #VALUE! | #VALUE! | 0 | 0 | 0.20123 | 0.20123 | #VALUE! | #VALUE! |  |  |  | #VALUE! | #VALUE! | #VALUE! | #VALUE! | #VALUE! | #VALUE! | #VALUE!
Saturday | 2 | 26 | 3 | 1347 | 0 | 0 | 0 | 0 | 0 | 0 | 0 | 0 | 0 | 0 | 0 | 0 | 0 | 0 | 0 | 0 | 0 | 0 | 0 | 0 | 0 | 0 | 0 | 0 | 0 | 0 | 0 | 0 | 0 | 0 | 0 | 0 | 0 | 0 | 0 | 0 | 0 | 0 | 0 | 0 |  | 0 | 0 | 0 |  | #VALUE! | #VALUE! | #VALUE! | #VALUE! |  |  | #VALUE! | #VALUE! | 0 | 0 | 0.20123 | 0.20123 | #VALUE! | #VALUE! | #VALUE! | #VALUE! | 0 | 0 | 0.20123 | 0.20123 | #VALUE! | #VALUE! | #VALUE! | #VALUE! | 0 | 0 | 0.20123 | 0.20123 | #VALUE! | #VALUE! |  |  |  | #VALUE! | #VALUE! | #VALUE! | #VALUE! | #VALUE! | #VALUE! | #VALUE!
Saturday | 2 | 26 | 4 | 1348 | 0 | 0 | 0 | 0 | 0 | 0 | 0 | 0 | 0 | 0 | 0 | 0 | 0 | 0 | 0 | 0 | 0 | 0 | 0 | 0 | 0 | 0 | 0 | 0 | 0 | 0 | 0 | 0 | 0 | 0 | 0 | 0 | 0 | 0 | 0 | 0 | 0 | 0 | 0 | 0 |  | 0 | 0 | 0 |  | #VALUE! | #VALUE! | #VALUE! | #VALUE! |  |  | #VALUE! | #VALUE! | 0 | 0 | 0.20123 | 0.20123 | #VALUE! | #VALUE! | #VALUE! | #VALUE! | 0 | 0 | 0.20123 | 0.20123 | #VALUE! | #VALUE! | #VALUE! | #VALUE! | 0 | 0 | 0.20123 | 0.20123 | #VALUE! | #VALUE! |  |  |  | #VALUE! | #VALUE! | #VALUE! | #VALUE! | #VALUE! | #VALUE! | #VALUE!
Saturday | 2 | 26 | 5 | 1349 | 0 | 0 | 0 | 0 | 0 | 0 | 0 | 0 | 0 | 0 | 0 | 0 | 0 | 0 | 0 | 0 | 0 | 0 | 0 | 0 | 0 | 0 | 0 | 0 | 0 | 0 | 0 | 0 | 0 | 0 | 0 | 0 | 0 | 0 | 0 | 0 | 0 | 0 | 0 | 0 |  | 0 | 0 | 0 |  | #VALUE! | #VALUE! | #VALUE! | #VALUE! |  |  | #VALUE! | #VALUE! | 0 | 0 | 0.20123 | 0.20123 | #VALUE! | #VALUE! | #VALUE! | #VALUE! | 0 | 0 | 0.20123 | 0.20123 | #VALUE! | #VALUE! | #VALUE! | #VALUE! | 0 | 0 | 0.20123 | 0.20123 | #VALUE! | #VALUE! |  |  |  | #VALUE! | #VALUE! | #VALUE! | #VALUE! | #VALUE! | #VALUE! | #VALUE!
Saturday | 2 | 26 | 6 | 1350 | 0 | 0 | 0 | 0 | 0 | 0 | 0 | 0 | 0 | 0 | 0 | 0 | 0 | 0 | 0 | 0 | 0 | 0 | 0 | 0 | 0 | 0 | 0 | 0 | 0 | 0 | 0 | 0 | 0 | 0 | 0 | 0 | 0 | 0 | 0 | 0 | 0 | 0 | 0 | 0 |  | 0 | 0 | 0 |  | #VALUE! | #VALUE! | #VALUE! | #VALUE! |  |  | #VALUE! | #VALUE! | 0 | 0 | 0.20123 | 0.20123 | #VALUE! | #VALUE! | #VALUE! | #VALUE! | 0 | 0 | 0.20123 | 0.20123 | #VALUE! | #VALUE! | #VALUE! | #VALUE! | 0 | 0 | 0.20123 | 0.20123 | #VALUE! | #VALUE! |  |  |  | #VALUE! | #VALUE! | #VALUE! | #VALUE! | #VALUE! | #VALUE! | #VALUE!
Saturday | 2 | 26 | 7 | 1351 | 0 | 0 | 0 | 0 | 0 | 0 | 0 | 0 | 0 | 0 | 0 | 0 | 0 | 0 | 0 | 0 | 0 | 0 | 0 | 0 | 0 | 0 | 0 | 0 | 0 | 0 | 0 | 0 | 0 | 0 | 0 | 0 | 0 | 0 | 0 | 0 | 0 | 0 | 0 | 0 |  | 0 | 0 | 0 |  | #VALUE! | #VALUE! | #VALUE! | #VALUE! |  |  | #VALUE! | #VALUE! | 0 | 0 | 0.20123 | 0.20123 | #VALUE! | #VALUE! | #VALUE! | #VALUE! | 0 | 0 | 0.20123 | 0.20123 | #VALUE! | #VALUE! | #VALUE! | #VALUE! | 0 | 0 | 0.20123 | 0.20123 | #VALUE! | #VALUE! |  |  |  | #VALUE! | #VALUE! | #VALUE! | #VALUE! | #VALUE! | #VALUE! | #VALUE!
Saturday | 2 | 26 | 8 | 1352 | 0 | 0 | 0 | 0 | 0 | 0 | 0 | 0 | 0 | 0 | 0 | 0 | 0 | 0 | 0 | 0 | 0 | 0 | 0 | 0 | 0 | 0 | 0 | 0 | 0 | 0 | 0 | 0 | 0 | 0 | 0 | 0 | 0 | 0 | 0 | 0 | 0 | 0 | 0 | 0 |  | 0 | 0 | 0 |  | #VALUE! | #VALUE! | #VALUE! | #VALUE! |  |  | #VALUE! | #VALUE! | 0 | 0 | 0.20123 | 0.20123 | #VALUE! | #VALUE! | #VALUE! | #VALUE! | 0 | 0 | 0.20123 | 0.20123 | #VALUE! | #VALUE! | #VALUE! | #VALUE! | 0 | 0 | 0.20123 | 0.20123 | #VALUE! | #VALUE! |  |  |  | #VALUE! | #VALUE! | #VALUE! | #VALUE! | #VALUE! | #VALUE! | #VALUE!
Saturday | 2 | 26 | 9 | 1353 | 0 | 0 | 0 | 0 | 0 | 0 | 0 | 0 | 0 | 0 | 0 | 0 | 0 | 0 | 0 | 0 | 0 | 0 | 0 | 0 | 0 | 0 | 0 | 0 | 0 | 0 | 0 | 0 | 0 | 0 | 0 | 0 | 0 | 0 | 0 | 0 | 0 | 0 | 0 | 0 |  | 0 | 0 | 0 |  | #VALUE! | #VALUE! | #VALUE! | #VALUE! |  |  | #VALUE! | #VALUE! | 0 | 0 | 0.20123 | 0.20123 | #VALUE! | #VALUE! | #VALUE! | #VALUE! | 0 | 0 | 0.20123 | 0.20123 | #VALUE! | #VALUE! | #VALUE! | #VALUE! | 0 | 0 | 0.20123 | 0.20123 | #VALUE! | #VALUE! |  |  |  | #VALUE! | #VALUE! | #VALUE! | #VALUE! | #VALUE! | #VALUE! | #VALUE!
Saturday | 2 | 26 | 10 | 1354 | 0 | 0 | 0 | 0 | 0 | 0 | 0 | 0 | 0 | 0 | 0 | 0 | 0 | 0 | 0 | 0 | 0 | 0 | 0 | 0 | 0 | 0 | 0 | 0 | 0 | 0 | 0 | 0 | 0 | 0 | 0 | 0 | 0 | 0 | 0 | 0 | 0 | 0 | 0 | 0 |  | 0 | 0 | 0 |  | #VALUE! | #VALUE! | #VALUE! | #VALUE! |  |  | #VALUE! | #VALUE! | 0 | 0 | 0.20123 | 0.20123 | #VALUE! | #VALUE! | #VALUE! | #VALUE! | 0 | 0 | 0.20123 | 0.20123 | #VALUE! | #VALUE! | #VALUE! | #VALUE! | 0 | 0 | 0.20123 | 0.20123 | #VALUE! | #VALUE! |  |  |  | #VALUE! | #VALUE! | #VALUE! | #VALUE! | #VALUE! | #VALUE! | #VALUE!
Saturday | 2 | 26 | 11 | 1355 | 0 | 0 | 0 | 0 | 0 | 0 | 0 | 0 | 0 | 0 | 0 | 0 | 0 | 0 | 0 | 0 | 0 | 0 | 0 | 0 | 0 | 0 | 0 | 0 | 0 | 0 | 0 | 0 | 0 | 0 | 0 | 0 | 0 | 0 | 0 | 0 | 0 | 0 | 0 | 0 |  | 0 | 0 | 0 |  | #VALUE! | #VALUE! | #VALUE! | #VALUE! |  |  | #VALUE! | #VALUE! | 0 | 0 | 0.20123 | 0.20123 | #VALUE! | #VALUE! | #VALUE! | #VALUE! | 0 | 0 | 0.20123 | 0.20123 | #VALUE! | #VALUE! | #VALUE! | #VALUE! | 0 | 0 | 0.20123 | 0.20123 | #VALUE! | #VALUE! |  |  |  | #VALUE! | #VALUE! | #VALUE! | #VALUE! | #VALUE! | #VALUE! | #VALUE!
Saturday | 2 | 26 | 12 | 1356 | 0 | 0 | 0 | 0 | 0 | 0 | 0 | 0 | 0 | 0 | 0 | 0 | 0 | 0 | 0 | 0 | 0 | 0 | 0 | 0 | 0 | 0 | 0 | 0 | 0 | 0 | 0 | 0 | 0 | 0 | 0 | 0 | 0 | 0 | 0 | 0 | 0 | 0 | 0 | 0 |  | 0 | 0 | 0 |  | #VALUE! | #VALUE! | #VALUE! | #VALUE! |  |  | #VALUE! | #VALUE! | 0 | 0 | 0.20123 | 0.20123 | #VALUE! | #VALUE! | #VALUE! | #VALUE! | 0 | 0 | 0.20123 | 0.20123 | #VALUE! | #VALUE! | #VALUE! | #VALUE! | 0 | 0 | 0.20123 | 0.20123 | #VALUE! | #VALUE! |  |  |  | #VALUE! | #VALUE! | #VALUE! | #VALUE! | #VALUE! | #VALUE! | #VALUE!
Saturday | 2 | 26 | 13 | 1357 | 0 | 0 | 0 | 0 | 0 | 0 | 0 | 0 | 0 | 0 | 0 | 0 | 0 | 0 | 0 | 0 | 0 | 0 | 0 | 0 | 0 | 0 | 0 | 0 | 0 | 0 | 0 | 0 | 0 | 0 | 0 | 0 | 0 | 0 | 0 | 0 | 0 | 0 | 0 | 0 |  | 0 | 0 | 0 |  | #VALUE! | #VALUE! | #VALUE! | #VALUE! |  |  | #VALUE! | #VALUE! | 0 | 0 | 0.20123 | 0.20123 | #VALUE! | #VALUE! | #VALUE! | #VALUE! | 0 | 0 | 0.20123 | 0.20123 | #VALUE! | #VALUE! | #VALUE! | #VALUE! | 0 | 0 | 0.20123 | 0.20123 | #VALUE! | #VALUE! |  |  |  | #VALUE! | #VALUE! | #VALUE! | #VALUE! | #VALUE! | #VALUE! | #VALUE!
Saturday | 2 | 26 | 14 | 1358 | 0 | 0 | 0 | 0 | 0 | 0 | 0 | 0 | 0 | 0 | 0 | 0 | 0 | 0 | 0 | 0 | 0 | 0 | 0 | 0 | 0 | 0 | 0 | 0 | 0 | 0 | 0 | 0 | 0 | 0 | 0 | 0 | 0 | 0 | 0 | 0 | 0 | 0 | 0 | 0 |  | 0 | 0 | 0 |  | #VALUE! | #VALUE! | #VALUE! | #VALUE! |  |  | #VALUE! | #VALUE! | 0 | 0 | 0.20123 | 0.20123 | #VALUE! | #VALUE! | #VALUE! | #VALUE! | 0 | 0 | 0.20123 | 0.20123 | #VALUE! | #VALUE! | #VALUE! | #VALUE! | 0 | 0 | 0.20123 | 0.20123 | #VALUE! | #VALUE! |  |  |  | #VALUE! | #VALUE! | #VALUE! | #VALUE! | #VALUE! | #VALUE! | #VALUE!
Saturday | 2 | 26 | 15 | 1359 | 0 | 0 | 0 | 0 | 0 | 0 | 0 | 0 | 0 | 0 | 0 | 0 | 0 | 0 | 0 | 0 | 0 | 0 | 0 | 0 | 0 | 0 | 0 | 0 | 0 | 0 | 0 | 0 | 0 | 0 | 0 | 0 | 0 | 0 | 0 | 0 | 0 | 0 | 0 | 0 |  | 0 | 0 | 0 |  | #VALUE! | #VALUE! | #VALUE! | #VALUE! |  |  | #VALUE! | #VALUE! | 0 | 0 | 0.20123 | 0.20123 | #VALUE! | #VALUE! | #VALUE! | #VALUE! | 0 | 0 | 0.20123 | 0.20123 | #VALUE! | #VALUE! | #VALUE! | #VALUE! | 0 | 0 | 0.20123 | 0.20123 | #VALUE! | #VALUE! |  |  |  | #VALUE! | #VALUE! | #VALUE! | #VALUE! | #VALUE! | #VALUE! | #VALUE!
Saturday | 2 | 26 | 16 | 1360 | 0 | 0 | 0 | 0 | 0 | 0 | 0 | 0 | 0 | 0 | 0 | 0 | 0 | 0 | 0 | 0 | 0 | 0 | 0 | 0 | 0 | 0 | 0 | 0 | 0 | 0 | 0 | 0 | 0 | 0 | 0 | 0 | 0 | 0 | 0 | 0 | 0 | 0 | 0 | 0 |  | 0 | 0 | 0 |  | #VALUE! | #VALUE! | #VALUE! | #VALUE! |  |  | #VALUE! | #VALUE! | 0 | 0 | 0.20123 | 0.20123 | #VALUE! | #VALUE! | #VALUE! | #VALUE! | 0 | 0 | 0.20123 | 0.20123 | #VALUE! | #VALUE! | #VALUE! | #VALUE! | 0 | 0 | 0.20123 | 0.20123 | #VALUE! | #VALUE! |  |  |  | #VALUE! | #VALUE! | #VALUE! | #VALUE! | #VALUE! | #VALUE! | #VALUE!
Saturday | 2 | 26 | 17 | 1361 | 0 | 0 | 0 | 0 | 0 | 0 | 0 | 0 | 0 | 0 | 0 | 0 | 0 | 0 | 0 | 0 | 0 | 0 | 0 | 0 | 0 | 0 | 0 | 0 | 0 | 0 | 0 | 0 | 0 | 0 | 0 | 0 | 0 | 0 | 0 | 0 | 0 | 0 | 0 | 0 |  | 0 | 0 | 0 |  | #VALUE! | #VALUE! | #VALUE! | #VALUE! |  |  | #VALUE! | #VALUE! | 0 | 0 | 0.20123 | 0.20123 | #VALUE! | #VALUE! | #VALUE! | #VALUE! | 0 | 0 | 0.20123 | 0.20123 | #VALUE! | #VALUE! | #VALUE! | #VALUE! | 0 | 0 | 0.20123 | 0.20123 | #VALUE! | #VALUE! |  |  |  | #VALUE! | #VALUE! | #VALUE! | #VALUE! | #VALUE! | #VALUE! | #VALUE!
Saturday | 2 | 26 | 18 | 1362 | 0 | 0 | 0 | 0 | 0 | 0 | 0 | 0 | 0 | 0 | 0 | 0 | 0 | 0 | 0 | 0 | 0 | 0 | 0 | 0 | 0 | 0 | 0 | 0 | 0 | 0 | 0 | 0 | 0 | 0 | 0 | 0 | 0 | 0 | 0 | 0 | 0 | 0 | 0 | 0 |  | 0 | 0 | 0 |  | #VALUE! | #VALUE! | #VALUE! | #VALUE! |  |  | #VALUE! | #VALUE! | 0 | 0 | 0.20123 | 0.20123 | #VALUE! | #VALUE! | #VALUE! | #VALUE! | 0 | 0 | 0.20123 | 0.20123 | #VALUE! | #VALUE! | #VALUE! | #VALUE! | 0 | 0 | 0.20123 | 0.20123 | #VALUE! | #VALUE! |  |  |  | #VALUE! | #VALUE! | #VALUE! | #VALUE! | #VALUE! | #VALUE! | #VALUE!
Saturday | 2 | 26 | 19 | 1363 | 0 | 0 | 0 | 0 | 0 | 0 | 0 | 0 | 0 | 0 | 0 | 0 | 0 | 0 | 0 | 0 | 0 | 0 | 0 | 0 | 0 | 0 | 0 | 0 | 0 | 0 | 0 | 0 | 0 | 0 | 0 | 0 | 0 | 0 | 0 | 0 | 0 | 0 | 0 | 0 |  | 0 | 0 | 0 |  | #VALUE! | #VALUE! | #VALUE! | #VALUE! |  |  | #VALUE! | #VALUE! | 0 | 0 | 0.20123 | 0.20123 | #VALUE! | #VALUE! | #VALUE! | #VALUE! | 0 | 0 | 0.20123 | 0.20123 | #VALUE! | #VALUE! | #VALUE! | #VALUE! | 0 | 0 | 0.20123 | 0.20123 | #VALUE! | #VALUE! |  |  |  | #VALUE! | #VALUE! | #VALUE! | #VALUE! | #VALUE! | #VALUE! | #VALUE!
Saturday | 2 | 26 | 20 | 1364 | 0 | 0 | 0 | 0 | 0 | 0 | 0 | 0 | 0 | 0 | 0 | 0 | 0 | 0 | 0 | 0 | 0 | 0 | 0 | 0 | 0 | 0 | 0 | 0 | 0 | 0 | 0 | 0 | 0 | 0 | 0 | 0 | 0 | 0 | 0 | 0 | 0 | 0 | 0 | 0 |  | 0 | 0 | 0 |  | #VALUE! | #VALUE! | #VALUE! | #VALUE! |  |  | #VALUE! | #VALUE! | 0 | 0 | 0.20123 | 0.20123 | #VALUE! | #VALUE! | #VALUE! | #VALUE! | 0 | 0 | 0.20123 | 0.20123 | #VALUE! | #VALUE! | #VALUE! | #VALUE! | 0 | 0 | 0.20123 | 0.20123 | #VALUE! | #VALUE! |  |  |  | #VALUE! | #VALUE! | #VALUE! | #VALUE! | #VALUE! | #VALUE! | #VALUE!
Saturday | 2 | 26 | 21 | 1365 | 0 | 0 | 0 | 0 | 0 | 0 | 0 | 0 | 0 | 0 | 0 | 0 | 0 | 0 | 0 | 0 | 0 | 0 | 0 | 0 | 0 | 0 | 0 | 0 | 0 | 0 | 0 | 0 | 0 | 0 | 0 | 0 | 0 | 0 | 0 | 0 | 0 | 0 | 0 | 0 |  | 0 | 0 | 0 |  | #VALUE! | #VALUE! | #VALUE! | #VALUE! |  |  | #VALUE! | #VALUE! | 0 | 0 | 0.20123 | 0.20123 | #VALUE! | #VALUE! | #VALUE! | #VALUE! | 0 | 0 | 0.20123 | 0.20123 | #VALUE! | #VALUE! | #VALUE! | #VALUE! | 0 | 0 | 0.20123 | 0.20123 | #VALUE! | #VALUE! |  |  |  | #VALUE! | #VALUE! | #VALUE! | #VALUE! | #VALUE! | #VALUE! | #VALUE!
Saturday | 2 | 26 | 22 | 1366 | 0 | 0 | 0 | 0 | 0 | 0 | 0 | 0 | 0 | 0 | 0 | 0 | 0 | 0 | 0 | 0 | 0 | 0 | 0 | 0 | 0 | 0 | 0 | 0 | 0 | 0 | 0 | 0 | 0 | 0 | 0 | 0 | 0 | 0 | 0 | 0 | 0 | 0 | 0 | 0 |  | 0 | 0 | 0 |  | #VALUE! | #VALUE! | #VALUE! | #VALUE! |  |  | #VALUE! | #VALUE! | 0 | 0 | 0.20123 | 0.20123 | #VALUE! | #VALUE! | #VALUE! | #VALUE! | 0 | 0 | 0.20123 | 0.20123 | #VALUE! | #VALUE! | #VALUE! | #VALUE! | 0 | 0 | 0.20123 | 0.20123 | #VALUE! | #VALUE! |  |  |  | #VALUE! | #VALUE! | #VALUE! | #VALUE! | #VALUE! | #VALUE! | #VALUE!
Saturday | 2 | 26 | 23 | 1367 | 0 | 0 | 0 | 0 | 0 | 0 | 0 | 0 | 0 | 0 | 0 | 0 | 0 | 0 | 0 | 0 | 0 | 0 | 0 | 0 | 0 | 0 | 0 | 0 | 0 | 0 | 0 | 0 | 0 | 0 | 0 | 0 | 0 | 0 | 0 | 0 | 0 | 0 | 0 | 0 |  | 0 | 0 | 0 |  | #VALUE! | #VALUE! | #VALUE! | #VALUE! |  |  | #VALUE! | #VALUE! | 0 | 0 | 0.20123 | 0.20123 | #VALUE! | #VALUE! | #VALUE! | #VALUE! | 0 | 0 | 0.20123 | 0.20123 | #VALUE! | #VALUE! | #VALUE! | #VALUE! | 0 | 0 | 0.20123 | 0.20123 | #VALUE! | #VALUE! |  |  |  | #VALUE! | #VALUE! | #VALUE! | #VALUE! | #VALUE! | #VALUE! | #VALUE!
Saturday | 2 | 26 | 24 | 1368 | 0 | 0 | 0 | 0 | 0 | 0 | 0 | 0 | 0 | 0 | 0 | 0 | 0 | 0 | 0 | 0 | 0 | 0 | 0 | 0 | 0 | 0 | 0 | 0 | 0 | 0 | 0 | 0 | 0 | 0 | 0 | 0 | 0 | 0 | 0 | 0 | 0 | 0 | 0 | 0 |  | 0 | 0 | 0 |  | #VALUE! | #VALUE! | #VALUE! | #VALUE! |  |  | #VALUE! | #VALUE! | 0 | 0 | 0.20123 | 0.20123 | #VALUE! | #VALUE! | #VALUE! | #VALUE! | 0 | 0 | 0.20123 | 0.20123 | #VALUE! | #VALUE! | #VALUE! | #VALUE! | 0 | 0 | 0.20123 | 0.20123 | #VALUE! | #VALUE! |  |  |  | #VALUE! | #VALUE! | #VALUE! | #VALUE! | #VALUE! | #VALUE! | #VALUE!
Sunday | 2 | 27 | 1 | 1369 | 0 | 0 | 0 | 0 | 0 | 0 | 0 | 0 | 0 | 0 | 0 | 0 | 0 | 0 | 0 | 0 | 0 | 0 | 0 | 0 | 0 | 0 | 0 | 0 | 0 | 0 | 0 | 0 | 0 | 0 | 0 | 0 | 0 | 0 | 0 | 0 | 0 | 0 | 0 | 0 |  | 0 | 0 | 0 |  | #VALUE! | #VALUE! | #VALUE! | #VALUE! |  |  | #VALUE! | #VALUE! | 0 | 0 | 0.20123 | 0.20123 | #VALUE! | #VALUE! | #VALUE! | #VALUE! | 0 | 0 | 0.20123 | 0.20123 | #VALUE! | #VALUE! | #VALUE! | #VALUE! | 0 | 0 | 0.20123 | 0.20123 | #VALUE! | #VALUE! |  |  |  | #VALUE! | #VALUE! | #VALUE! | #VALUE! | #VALUE! | #VALUE! | #VALUE!
Sunday | 2 | 27 | 2 | 1370 | 0 | 0 | 0 | 0 | 0 | 0 | 0 | 0 | 0 | 0 | 0 | 0 | 0 | 0 | 0 | 0 | 0 | 0 | 0 | 0 | 0 | 0 | 0 | 0 | 0 | 0 | 0 | 0 | 0 | 0 | 0 | 0 | 0 | 0 | 0 | 0 | 0 | 0 | 0 | 0 |  | 0 | 0 | 0 |  | #VALUE! | #VALUE! | #VALUE! | #VALUE! |  |  | #VALUE! | #VALUE! | 0 | 0 | 0.20123 | 0.20123 | #VALUE! | #VALUE! | #VALUE! | #VALUE! | 0 | 0 | 0.20123 | 0.20123 | #VALUE! | #VALUE! | #VALUE! | #VALUE! | 0 | 0 | 0.20123 | 0.20123 | #VALUE! | #VALUE! |  |  |  | #VALUE! | #VALUE! | #VALUE! | #VALUE! | #VALUE! | #VALUE! | #VALUE!
Sunday | 2 | 27 | 3 | 1371 | 0 | 0 | 0 | 0 | 0 | 0 | 0 | 0 | 0 | 0 | 0 | 0 | 0 | 0 | 0 | 0 | 0 | 0 | 0 | 0 | 0 | 0 | 0 | 0 | 0 | 0 | 0 | 0 | 0 | 0 | 0 | 0 | 0 | 0 | 0 | 0 | 0 | 0 | 0 | 0 |  | 0 | 0 | 0 |  | #VALUE! | #VALUE! | #VALUE! | #VALUE! |  |  | #VALUE! | #VALUE! | 0 | 0 | 0.20123 | 0.20123 | #VALUE! | #VALUE! | #VALUE! | #VALUE! | 0 | 0 | 0.20123 | 0.20123 | #VALUE! | #VALUE! | #VALUE! | #VALUE! | 0 | 0 | 0.20123 | 0.20123 | #VALUE! | #VALUE! |  |  |  | #VALUE! | #VALUE! | #VALUE! | #VALUE! | #VALUE! | #VALUE! | #VALUE!
Sunday | 2 | 27 | 4 | 1372 | 0 | 0 | 0 | 0 | 0 | 0 | 0 | 0 | 0 | 0 | 0 | 0 | 0 | 0 | 0 | 0 | 0 | 0 | 0 | 0 | 0 | 0 | 0 | 0 | 0 | 0 | 0 | 0 | 0 | 0 | 0 | 0 | 0 | 0 | 0 | 0 | 0 | 0 | 0 | 0 |  | 0 | 0 | 0 |  | #VALUE! | #VALUE! | #VALUE! | #VALUE! |  |  | #VALUE! | #VALUE! | 0 | 0 | 0.20123 | 0.20123 | #VALUE! | #VALUE! | #VALUE! | #VALUE! | 0 | 0 | 0.20123 | 0.20123 | #VALUE! | #VALUE! | #VALUE! | #VALUE! | 0 | 0 | 0.20123 | 0.20123 | #VALUE! | #VALUE! |  |  |  | #VALUE! | #VALUE! | #VALUE! | #VALUE! | #VALUE! | #VALUE! | #VALUE!
Sunday | 2 | 27 | 5 | 1373 | 0 | 0 | 0 | 0 | 0 | 0 | 0 | 0 | 0 | 0 | 0 | 0 | 0 | 0 | 0 | 0 | 0 | 0 | 0 | 0 | 0 | 0 | 0 | 0 | 0 | 0 | 0 | 0 | 0 | 0 | 0 | 0 | 0 | 0 | 0 | 0 | 0 | 0 | 0 | 0 |  | 0 | 0 | 0 |  | #VALUE! | #VALUE! | #VALUE! | #VALUE! |  |  | #VALUE! | #VALUE! | 0 | 0 | 0.20123 | 0.20123 | #VALUE! | #VALUE! | #VALUE! | #VALUE! | 0 | 0 | 0.20123 | 0.20123 | #VALUE! | #VALUE! | #VALUE! | #VALUE! | 0 | 0 | 0.20123 | 0.20123 | #VALUE! | #VALUE! |  |  |  | #VALUE! | #VALUE! | #VALUE! | #VALUE! | #VALUE! | #VALUE! | #VALUE!
Sunday | 2 | 27 | 6 | 1374 | 0 | 0 | 0 | 0 | 0 | 0 | 0 | 0 | 0 | 0 | 0 | 0 | 0 | 0 | 0 | 0 | 0 | 0 | 0 | 0 | 0 | 0 | 0 | 0 | 0 | 0 | 0 | 0 | 0 | 0 | 0 | 0 | 0 | 0 | 0 | 0 | 0 | 0 | 0 | 0 |  | 0 | 0 | 0 |  | #VALUE! | #VALUE! | #VALUE! | #VALUE! |  |  | #VALUE! | #VALUE! | 0 | 0 | 0.20123 | 0.20123 | #VALUE! | #VALUE! | #VALUE! | #VALUE! | 0 | 0 | 0.20123 | 0.20123 | #VALUE! | #VALUE! | #VALUE! | #VALUE! | 0 | 0 | 0.20123 | 0.20123 | #VALUE! | #VALUE! |  |  |  | #VALUE! | #VALUE! | #VALUE! | #VALUE! | #VALUE! | #VALUE! | #VALUE!
Sunday | 2 | 27 | 7 | 1375 | 0 | 0 | 0 | 0 | 0 | 0 | 0 | 0 | 0 | 0 | 0 | 0 | 0 | 0 | 0 | 0 | 0 | 0 | 0 | 0 | 0 | 0 | 0 | 0 | 0 | 0 | 0 | 0 | 0 | 0 | 0 | 0 | 0 | 0 | 0 | 0 | 0 | 0 | 0 | 0 |  | 0 | 0 | 0 |  | #VALUE! | #VALUE! | #VALUE! | #VALUE! |  |  | #VALUE! | #VALUE! | 0 | 0 | 0.20123 | 0.20123 | #VALUE! | #VALUE! | #VALUE! | #VALUE! | 0 | 0 | 0.20123 | 0.20123 | #VALUE! | #VALUE! | #VALUE! | #VALUE! | 0 | 0 | 0.20123 | 0.20123 | #VALUE! | #VALUE! |  |  |  | #VALUE! | #VALUE! | #VALUE! | #VALUE! | #VALUE! | #VALUE! | #VALUE!
Sunday | 2 | 27 | 8 | 1376 | 0 | 0 | 0 | 0 | 0 | 0 | 0 | 0 | 0 | 0 | 0 | 0 | 0 | 0 | 0 | 0 | 0 | 0 | 0 | 0 | 0 | 0 | 0 | 0 | 0 | 0 | 0 | 0 | 0 | 0 | 0 | 0 | 0 | 0 | 0 | 0 | 0 | 0 | 0 | 0 |  | 0 | 0 | 0 |  | #VALUE! | #VALUE! | #VALUE! | #VALUE! |  |  | #VALUE! | #VALUE! | 0 | 0 | 0.20123 | 0.20123 | #VALUE! | #VALUE! | #VALUE! | #VALUE! | 0 | 0 | 0.20123 | 0.20123 | #VALUE! | #VALUE! | #VALUE! | #VALUE! | 0 | 0 | 0.20123 | 0.20123 | #VALUE! | #VALUE! |  |  |  | #VALUE! | #VALUE! | #VALUE! | #VALUE! | #VALUE! | #VALUE! | #VALUE!
Sunday | 2 | 27 | 9 | 1377 | 0 | 0 | 0 | 0 | 0 | 0 | 0 | 0 | 0 | 0 | 0 | 0 | 0 | 0 | 0 | 0 | 0 | 0 | 0 | 0 | 0 | 0 | 0 | 0 | 0 | 0 | 0 | 0 | 0 | 0 | 0 | 0 | 0 | 0 | 0 | 0 | 0 | 0 | 0 | 0 |  | 0 | 0 | 0 |  | #VALUE! | #VALUE! | #VALUE! | #VALUE! |  |  | #VALUE! | #VALUE! | 0 | 0 | 0.20123 | 0.20123 | #VALUE! | #VALUE! | #VALUE! | #VALUE! | 0 | 0 | 0.20123 | 0.20123 | #VALUE! | #VALUE! | #VALUE! | #VALUE! | 0 | 0 | 0.20123 | 0.20123 | #VALUE! | #VALUE! |  |  |  | #VALUE! | #VALUE! | #VALUE! | #VALUE! | #VALUE! | #VALUE! | #VALUE!
Sunday | 2 | 27 | 10 | 1378 | 0 | 0 | 0 | 0 | 0 | 0 | 0 | 0 | 0 | 0 | 0 | 0 | 0 | 0 | 0 | 0 | 0 | 0 | 0 | 0 | 0 | 0 | 0 | 0 | 0 | 0 | 0 | 0 | 0 | 0 | 0 | 0 | 0 | 0 | 0 | 0 | 0 | 0 | 0 | 0 |  | 0 | 0 | 0 |  | #VALUE! | #VALUE! | #VALUE! | #VALUE! |  |  | #VALUE! | #VALUE! | 0 | 0 | 0.20123 | 0.20123 | #VALUE! | #VALUE! | #VALUE! | #VALUE! | 0 | 0 | 0.20123 | 0.20123 | #VALUE! | #VALUE! | #VALUE! | #VALUE! | 0 | 0 | 0.20123 | 0.20123 | #VALUE! | #VALUE! |  |  |  | #VALUE! | #VALUE! | #VALUE! | #VALUE! | #VALUE! | #VALUE! | #VALUE!
Sunday | 2 | 27 | 11 | 1379 | 0 | 0 | 0 | 0 | 0 | 0 | 0 | 0 | 0 | 0 | 0 | 0 | 0 | 0 | 0 | 0 | 0 | 0 | 0 | 0 | 0 | 0 | 0 | 0 | 0 | 0 | 0 | 0 | 0 | 0 | 0 | 0 | 0 | 0 | 0 | 0 | 0 | 0 | 0 | 0 |  | 0 | 0 | 0 |  | #VALUE! | #VALUE! | #VALUE! | #VALUE! |  |  | #VALUE! | #VALUE! | 0 | 0 | 0.20123 | 0.20123 | #VALUE! | #VALUE! | #VALUE! | #VALUE! | 0 | 0 | 0.20123 | 0.20123 | #VALUE! | #VALUE! | #VALUE! | #VALUE! | 0 | 0 | 0.20123 | 0.20123 | #VALUE! | #VALUE! |  |  |  | #VALUE! | #VALUE! | #VALUE! | #VALUE! | #VALUE! | #VALUE! | #VALUE!
Sunday | 2 | 27 | 12 | 1380 | 0 | 0 | 0 | 0 | 0 | 0 | 0 | 0 | 0 | 0 | 0 | 0 | 0 | 0 | 0 | 0 | 0 | 0 | 0 | 0 | 0 | 0 | 0 | 0 | 0 | 0 | 0 | 0 | 0 | 0 | 0 | 0 | 0 | 0 | 0 | 0 | 0 | 0 | 0 | 0 |  | 0 | 0 | 0 |  | #VALUE! | #VALUE! | #VALUE! | #VALUE! |  |  | #VALUE! | #VALUE! | 0 | 0 | 0.20123 | 0.20123 | #VALUE! | #VALUE! | #VALUE! | #VALUE! | 0 | 0 | 0.20123 | 0.20123 | #VALUE! | #VALUE! | #VALUE! | #VALUE! | 0 | 0 | 0.20123 | 0.20123 | #VALUE! | #VALUE! |  |  |  | #VALUE! | #VALUE! | #VALUE! | #VALUE! | #VALUE! | #VALUE! | #VALUE!
Sunday | 2 | 27 | 13 | 1381 | 0 | 0 | 0 | 0 | 0 | 0 | 0 | 0 | 0 | 0 | 0 | 0 | 0 | 0 | 0 | 0 | 0 | 0 | 0 | 0 | 0 | 0 | 0 | 0 | 0 | 0 | 0 | 0 | 0 | 0 | 0 | 0 | 0 | 0 | 0 | 0 | 0 | 0 | 0 | 0 |  | 0 | 0 | 0 |  | #VALUE! | #VALUE! | #VALUE! | #VALUE! |  |  | #VALUE! | #VALUE! | 0 | 0 | 0.20123 | 0.20123 | #VALUE! | #VALUE! | #VALUE! | #VALUE! | 0 | 0 | 0.20123 | 0.20123 | #VALUE! | #VALUE! | #VALUE! | #VALUE! | 0 | 0 | 0.20123 | 0.20123 | #VALUE! | #VALUE! |  |  |  | #VALUE! | #VALUE! | #VALUE! | #VALUE! | #VALUE! | #VALUE! | #VALUE!
Sunday | 2 | 27 | 14 | 1382 | 0 | 0 | 0 | 0 | 0 | 0 | 0 | 0 | 0 | 0 | 0 | 0 | 0 | 0 | 0 | 0 | 0 | 0 | 0 | 0 | 0 | 0 | 0 | 0 | 0 | 0 | 0 | 0 | 0 | 0 | 0 | 0 | 0 | 0 | 0 | 0 | 0 | 0 | 0 | 0 |  | 0 | 0 | 0 |  | #VALUE! | #VALUE! | #VALUE! | #VALUE! |  |  | #VALUE! | #VALUE! | 0 | 0 | 0.20123 | 0.20123 | #VALUE! | #VALUE! | #VALUE! | #VALUE! | 0 | 0 | 0.20123 | 0.20123 | #VALUE! | #VALUE! | #VALUE! | #VALUE! | 0 | 0 | 0.20123 | 0.20123 | #VALUE! | #VALUE! |  |  |  | #VALUE! | #VALUE! | #VALUE! | #VALUE! | #VALUE! | #VALUE! | #VALUE!
Sunday | 2 | 27 | 15 | 1383 | 0 | 0 | 0 | 0 | 0 | 0 | 0 | 0 | 0 | 0 | 0 | 0 | 0 | 0 | 0 | 0 | 0 | 0 | 0 | 0 | 0 | 0 | 0 | 0 | 0 | 0 | 0 | 0 | 0 | 0 | 0 | 0 | 0 | 0 | 0 | 0 | 0 | 0 | 0 | 0 |  | 0 | 0 | 0 |  | #VALUE! | #VALUE! | #VALUE! | #VALUE! |  |  | #VALUE! | #VALUE! | 0 | 0 | 0.20123 | 0.20123 | #VALUE! | #VALUE! | #VALUE! | #VALUE! | 0 | 0 | 0.20123 | 0.20123 | #VALUE! | #VALUE! | #VALUE! | #VALUE! | 0 | 0 | 0.20123 | 0.20123 | #VALUE! | #VALUE! |  |  |  | #VALUE! | #VALUE! | #VALUE! | #VALUE! | #VALUE! | #VALUE! | #VALUE!
Sunday | 2 | 27 | 16 | 1384 | 0 | 0 | 0 | 0 | 0 | 0 | 0 | 0 | 0 | 0 | 0 | 0 | 0 | 0 | 0 | 0 | 0 | 0 | 0 | 0 | 0 | 0 | 0 | 0 | 0 | 0 | 0 | 0 | 0 | 0 | 0 | 0 | 0 | 0 | 0 | 0 | 0 | 0 | 0 | 0 |  | 0 | 0 | 0 |  | #VALUE! | #VALUE! | #VALUE! | #VALUE! |  |  | #VALUE! | #VALUE! | 0 | 0 | 0.20123 | 0.20123 | #VALUE! | #VALUE! | #VALUE! | #VALUE! | 0 | 0 | 0.20123 | 0.20123 | #VALUE! | #VALUE! | #VALUE! | #VALUE! | 0 | 0 | 0.20123 | 0.20123 | #VALUE! | #VALUE! |  |  |  | #VALUE! | #VALUE! | #VALUE! | #VALUE! | #VALUE! | #VALUE! | #VALUE!
Sunday | 2 | 27 | 17 | 1385 | 0 | 0 | 0 | 0 | 0 | 0 | 0 | 0 | 0 | 0 | 0 | 0 | 0 | 0 | 0 | 0 | 0 | 0 | 0 | 0 | 0 | 0 | 0 | 0 | 0 | 0 | 0 | 0 | 0 | 0 | 0 | 0 | 0 | 0 | 0 | 0 | 0 | 0 | 0 | 0 |  | 0 | 0 | 0 |  | #VALUE! | #VALUE! | #VALUE! | #VALUE! |  |  | #VALUE! | #VALUE! | 0 | 0 | 0.20123 | 0.20123 | #VALUE! | #VALUE! | #VALUE! | #VALUE! | 0 | 0 | 0.20123 | 0.20123 | #VALUE! | #VALUE! | #VALUE! | #VALUE! | 0 | 0 | 0.20123 | 0.20123 | #VALUE! | #VALUE! |  |  |  | #VALUE! | #VALUE! | #VALUE! | #VALUE! | #VALUE! | #VALUE! | #VALUE!
Sunday | 2 | 27 | 18 | 1386 | 0 | 0 | 0 | 0 | 0 | 0 | 0 | 0 | 0 | 0 | 0 | 0 | 0 | 0 | 0 | 0 | 0 | 0 | 0 | 0 | 0 | 0 | 0 | 0 | 0 | 0 | 0 | 0 | 0 | 0 | 0 | 0 | 0 | 0 | 0 | 0 | 0 | 0 | 0 | 0 |  | 0 | 0 | 0 |  | #VALUE! | #VALUE! | #VALUE! | #VALUE! |  |  | #VALUE! | #VALUE! | 0 | 0 | 0.20123 | 0.20123 | #VALUE! | #VALUE! | #VALUE! | #VALUE! | 0 | 0 | 0.20123 | 0.20123 | #VALUE! | #VALUE! | #VALUE! | #VALUE! | 0 | 0 | 0.20123 | 0.20123 | #VALUE! | #VALUE! |  |  |  | #VALUE! | #VALUE! | #VALUE! | #VALUE! | #VALUE! | #VALUE! | #VALUE!
Sunday | 2 | 27 | 19 | 1387 | 0 | 0 | 0 | 0 | 0 | 0 | 0 | 0 | 0 | 0 | 0 | 0 | 0 | 0 | 0 | 0 | 0 | 0 | 0 | 0 | 0 | 0 | 0 | 0 | 0 | 0 | 0 | 0 | 0 | 0 | 0 | 0 | 0 | 0 | 0 | 0 | 0 | 0 | 0 | 0 |  | 0 | 0 | 0 |  | #VALUE! | #VALUE! | #VALUE! | #VALUE! |  |  | #VALUE! | #VALUE! | 0 | 0 | 0.20123 | 0.20123 | #VALUE! | #VALUE! | #VALUE! | #VALUE! | 0 | 0 | 0.20123 | 0.20123 | #VALUE! | #VALUE! | #VALUE! | #VALUE! | 0 | 0 | 0.20123 | 0.20123 | #VALUE! | #VALUE! |  |  |  | #VALUE! | #VALUE! | #VALUE! | #VALUE! | #VALUE! | #VALUE! | #VALUE!
Sunday | 2 | 27 | 20 | 1388 | 0 | 0 | 0 | 0 | 0 | 0 | 0 | 0 | 0 | 0 | 0 | 0 | 0 | 0 | 0 | 0 | 0 | 0 | 0 | 0 | 0 | 0 | 0 | 0 | 0 | 0 | 0 | 0 | 0 | 0 | 0 | 0 | 0 | 0 | 0 | 0 | 0 | 0 | 0 | 0 |  | 0 | 0 | 0 |  | #VALUE! | #VALUE! | #VALUE! | #VALUE! |  |  | #VALUE! | #VALUE! | 0 | 0 | 0.20123 | 0.20123 | #VALUE! | #VALUE! | #VALUE! | #VALUE! | 0 | 0 | 0.20123 | 0.20123 | #VALUE! | #VALUE! | #VALUE! | #VALUE! | 0 | 0 | 0.20123 | 0.20123 | #VALUE! | #VALUE! |  |  |  | #VALUE! | #VALUE! | #VALUE! | #VALUE! | #VALUE! | #VALUE! | #VALUE!
Sunday | 2 | 27 | 21 | 1389 | 0 | 0 | 0 | 0 | 0 | 0 | 0 | 0 | 0 | 0 | 0 | 0 | 0 | 0 | 0 | 0 | 0 | 0 | 0 | 0 | 0 | 0 | 0 | 0 | 0 | 0 | 0 | 0 | 0 | 0 | 0 | 0 | 0 | 0 | 0 | 0 | 0 | 0 | 0 | 0 |  | 0 | 0 | 0 |  | #VALUE! | #VALUE! | #VALUE! | #VALUE! |  |  | #VALUE! | #VALUE! | 0 | 0 | 0.20123 | 0.20123 | #VALUE! | #VALUE! | #VALUE! | #VALUE! | 0 | 0 | 0.20123 | 0.20123 | #VALUE! | #VALUE! | #VALUE! | #VALUE! | 0 | 0 | 0.20123 | 0.20123 | #VALUE! | #VALUE! |  |  |  | #VALUE! | #VALUE! | #VALUE! | #VALUE! | #VALUE! | #VALUE! | #VALUE!
Sunday | 2 | 27 | 22 | 1390 | 0 | 0 | 0 | 0 | 0 | 0 | 0 | 0 | 0 | 0 | 0 | 0 | 0 | 0 | 0 | 0 | 0 | 0 | 0 | 0 | 0 | 0 | 0 | 0 | 0 | 0 | 0 | 0 | 0 | 0 | 0 | 0 | 0 | 0 | 0 | 0 | 0 | 0 | 0 | 0 |  | 0 | 0 | 0 |  | #VALUE! | #VALUE! | #VALUE! | #VALUE! |  |  | #VALUE! | #VALUE! | 0 | 0 | 0.20123 | 0.20123 | #VALUE! | #VALUE! | #VALUE! | #VALUE! | 0 | 0 | 0.20123 | 0.20123 | #VALUE! | #VALUE! | #VALUE! | #VALUE! | 0 | 0 | 0.20123 | 0.20123 | #VALUE! | #VALUE! |  |  |  | #VALUE! | #VALUE! | #VALUE! | #VALUE! | #VALUE! | #VALUE! | #VALUE!
Sunday | 2 | 27 | 23 | 1391 | 0 | 0 | 0 | 0 | 0 | 0 | 0 | 0 | 0 | 0 | 0 | 0 | 0 | 0 | 0 | 0 | 0 | 0 | 0 | 0 | 0 | 0 | 0 | 0 | 0 | 0 | 0 | 0 | 0 | 0 | 0 | 0 | 0 | 0 | 0 | 0 | 0 | 0 | 0 | 0 |  | 0 | 0 | 0 |  | #VALUE! | #VALUE! | #VALUE! | #VALUE! |  |  | #VALUE! | #VALUE! | 0 | 0 | 0.20123 | 0.20123 | #VALUE! | #VALUE! | #VALUE! | #VALUE! | 0 | 0 | 0.20123 | 0.20123 | #VALUE! | #VALUE! | #VALUE! | #VALUE! | 0 | 0 | 0.20123 | 0.20123 | #VALUE! | #VALUE! |  |  |  | #VALUE! | #VALUE! | #VALUE! | #VALUE! | #VALUE! | #VALUE! | #VALUE!
Sunday | 2 | 27 | 24 | 1392 | 0 | 0 | 0 | 0 | 0 | 0 | 0 | 0 | 0 | 0 | 0 | 0 | 0 | 0 | 0 | 0 | 0 | 0 | 0 | 0 | 0 | 0 | 0 | 0 | 0 | 0 | 0 | 0 | 0 | 0 | 0 | 0 | 0 | 0 | 0 | 0 | 0 | 0 | 0 | 0 |  | 0 | 0 | 0 |  | #VALUE! | #VALUE! | #VALUE! | #VALUE! |  |  | #VALUE! | #VALUE! | 0 | 0 | 0.20123 | 0.20123 | #VALUE! | #VALUE! | #VALUE! | #VALUE! | 0 | 0 | 0.20123 | 0.20123 | #VALUE! | #VALUE! | #VALUE! | #VALUE! | 0 | 0 | 0.20123 | 0.20123 | #VALUE! | #VALUE! |  |  |  | #VALUE! | #VALUE! | #VALUE! | #VALUE! | #VALUE! | #VALUE! | #VALUE!
Monday | 2 | 28 | 1 | 1393 | 0 | 0 | 0 | 0 | 0 | 0 | 0 | 0 | 0 | 0 | 0 | 0 | 0 | 0 | 0 | 0 | 0 | 0 | 0 | 0 | 0 | 0 | 0 | 0 | 0 | 0 | 0 | 0 | 0 | 0 | 0 | 0 | 0 | 0 | 0 | 0 | 0 | 0 | 0 | 0 |  | 0 | 0 | 0 |  | #VALUE! | #VALUE! | #VALUE! | #VALUE! |  |  | #VALUE! | #VALUE! | 0 | 0 | 0.20123 | 0.20123 | #VALUE! | #VALUE! | #VALUE! | #VALUE! | 0 | 0 | 0.20123 | 0.20123 | #VALUE! | #VALUE! | #VALUE! | #VALUE! | 0 | 0 | 0.20123 | 0.20123 | #VALUE! | #VALUE! |  |  |  | #VALUE! | #VALUE! | #VALUE! | #VALUE! | #VALUE! | #VALUE! | #VALUE!
Monday | 2 | 28 | 2 | 1394 | 0 | 0 | 0 | 0 | 0 | 0 | 0 | 0 | 0 | 0 | 0 | 0 | 0 | 0 | 0 | 0 | 0 | 0 | 0 | 0 | 0 | 0 | 0 | 0 | 0.0016048 | 0 | 0 | 0 | 0 | 0 | 0 | 0 | 0 | 0 | 0 | 0 | 0 | 0 | 0 | 0 |  | 0 | 0 | 0 |  | #VALUE! | #VALUE! | #VALUE! | #VALUE! |  |  | #VALUE! | #VALUE! | 0 | 0 | 0.20123 | 0.20123 | #VALUE! | #VALUE! | #VALUE! | #VALUE! | 0 | 0 | 0.20123 | 0.20123 | #VALUE! | #VALUE! | #VALUE! | #VALUE! | 0 | 0 | 0.20123 | 0.20123 | #VALUE! | #VALUE! |  |  |  | #VALUE! | #VALUE! | #VALUE! | #VALUE! | #VALUE! | #VALUE! | #VALUE!
Monday | 2 | 28 | 3 | 1395 | 0 | 0 | 0 | 0 | 0 | 0 | 0 | 0 | 0 | 0 | 0 | 0 | 0 | 0 | 0 | 0 | 0 | 0 | 0 | 0 | 0 | 0 | 0 | 0 | 0.011339 | 0 | 0 | 0 | 0 | 0 | 0 | 0 | 0 | 0 | 0 | 0 | 0 | 0 | 0 | 0 |  | 0 | 0 | 0 |  | #VALUE! | #VALUE! | #VALUE! | #VALUE! |  |  | #VALUE! | #VALUE! | 0 | 0 | 0.20123 | 0.20123 | #VALUE! | #VALUE! | #VALUE! | #VALUE! | 0 | 0 | 0.20123 | 0.20123 | #VALUE! | #VALUE! | #VALUE! | #VALUE! | 0 | 0 | 0.20123 | 0.20123 | #VALUE! | #VALUE! |  |  |  | #VALUE! | #VALUE! | #VALUE! | #VALUE! | #VALUE! | #VALUE! | #VALUE!
Monday | 2 | 28 | 4 | 1396 | 0 | 0 | 0 | 0 | 0 | 0 | 0 | 0 | 0 | 0 | 0 | 0 | 0 | 0 | 0 | 0 | 0 | 0 | 0 | 0 | 0 | 0 | 0 | 0 | 0 | 0 | 0 | 0 | 0 | 0 | 0 | 0 | 0 | 0 | 0 | 0 | 0 | 0 | 0 | 0 |  | 0 | 0 | 0 |  | #VALUE! | #VALUE! | #VALUE! | #VALUE! |  |  | #VALUE! | #VALUE! | 0 | 0 | 0.20123 | 0.20123 | #VALUE! | #VALUE! | #VALUE! | #VALUE! | 0 | 0 | 0.20123 | 0.20123 | #VALUE! | #VALUE! | #VALUE! | #VALUE! | 0 | 0 | 0.20123 | 0.20123 | #VALUE! | #VALUE! |  |  |  | #VALUE! | #VALUE! | #VALUE! | #VALUE! | #VALUE! | #VALUE! | #VALUE!
Monday | 2 | 28 | 5 | 1397 | 0 | 0 | 0 | 0 | 0 | 0 | 0 | 0 | 0 | 0 | 0 | 0 | 0 | 0 | 0 | 0 | 0 | 0 | 0 | 0 | 0 | 0 | 0 | 0 | 0 | 0 | 0 | 0 | 0 | 0 | 0 | 0 | 0 | 0 | 0 | 0 | 0 | 0 | 0 | 0 |  | 0 | 0 | 0 |  | #VALUE! | #VALUE! | #VALUE! | #VALUE! |  |  | #VALUE! | #VALUE! | 0 | 0 | 0.20123 | 0.20123 | #VALUE! | #VALUE! | #VALUE! | #VALUE! | 0 | 0 | 0.20123 | 0.20123 | #VALUE! | #VALUE! | #VALUE! | #VALUE! | 0 | 0 | 0.20123 | 0.20123 | #VALUE! | #VALUE! |  |  |  | #VALUE! | #VALUE! | #VALUE! | #VALUE! | #VALUE! | #VALUE! | #VALUE!
Monday | 2 | 28 | 6 | 1398 | 0 | 0 | 0 | 0 | 0 | 0 | 0 | 0 | 0 | 0 | 0 | 0 | 0 | 0 | 0 | 0 | 0 | 0 | 0 | 0 | 0 | 0 | 0 | 0 | 0 | 0 | 0 | 0 | 0 | 0 | 0 | 0 | 0 | 0 | 0 | 0 | 0 | 0 | 0 | 0 |  | 0 | 0 | 0 |  | #VALUE! | #VALUE! | #VALUE! | #VALUE! |  |  | #VALUE! | #VALUE! | 0 | 0 | 0.20123 | 0.20123 | #VALUE! | #VALUE! | #VALUE! | #VALUE! | 0 | 0 | 0.20123 | 0.20123 | #VALUE! | #VALUE! | #VALUE! | #VALUE! | 0 | 0 | 0.20123 | 0.20123 | #VALUE! | #VALUE! |  |  |  | #VALUE! | #VALUE! | #VALUE! | #VALUE! | #VALUE! | #VALUE! | #VALUE!
Monday | 2 | 28 | 7 | 1399 | 0 | 0 | 0 | 0 | 0 | 0 | 0 | 0 | 0 | 0 | 0 | 0 | 0 | 0 | 0 | 0 | 0 | 0 | 0 | 0 | 0 | 0 | 0 | 0 | 0 | 0 | 0 | 0 | 0 | 0 | 0 | 0 | 0 | 0 | 0 | 0 | 0 | 0 | 0 | 0 |  | 0 | 0 | 0 |  | #VALUE! | #VALUE! | #VALUE! | #VALUE! |  |  | #VALUE! | #VALUE! | 0 | 0 | 0.20123 | 0.20123 | #VALUE! | #VALUE! | #VALUE! | #VALUE! | 0 | 0 | 0.20123 | 0.20123 | #VALUE! | #VALUE! | #VALUE! | #VALUE! | 0 | 0 | 0.20123 | 0.20123 | #VALUE! | #VALUE! |  |  |  | #VALUE! | #VALUE! | #VALUE! | #VALUE! | #VALUE! | #VALUE! | #VALUE!
Monday | 2 | 28 | 8 | 1400 | 0 | 0 | 0 | 0 | 0 | 0 | 0 | 0 | 0 | 0 | 0 | 0 | 0 | 0 | 0 | 0 | 0 | 0 | 0 | 0 | 0 | 0 | 0 | 0 | 0 | 0 | 0 | 0 | 0 | 0 | 0 | 0 | 0 | 0 | 0 | 0 | 0 | 0 | 0 | 0 |  | 0 | 0 | 0 |  | #VALUE! | #VALUE! | #VALUE! | #VALUE! |  |  | #VALUE! | #VALUE! | 0 | 0 | 0.20123 | 0.20123 | #VALUE! | #VALUE! | #VALUE! | #VALUE! | 0 | 0 | 0.20123 | 0.20123 | #VALUE! | #VALUE! | #VALUE! | #VALUE! | 0 | 0 | 0.20123 | 0.20123 | #VALUE! | #VALUE! |  |  |  | #VALUE! | #VALUE! | #VALUE! | #VALUE! | #VALUE! | #VALUE! | #VALUE!
Monday | 2 | 28 | 9 | 1401 | 0 | 0 | 0 | 0 | 0 | 0 | 0 | 0 | 0 | 0 | 0 | 0 | 0 | 0 | 0 | 0 | 0 | 0 | 0 | 0 | 0 | 0 | 0 | 0 | 0 | 0 | 0 | 0 | 0 | 0 | 0 | 0 | 0 | 0 | 0 | 0 | 0 | 0 | 0 | 0 |  | 0 | 0 | 0 |  | #VALUE! | #VALUE! | #VALUE! | #VALUE! |  |  | #VALUE! | #VALUE! | 0 | 0 | 0.20123 | 0.20123 | #VALUE! | #VALUE! | #VALUE! | #VALUE! | 0 | 0 | 0.20123 | 0.20123 | #VALUE! | #VALUE! | #VALUE! | #VALUE! | 0 | 0 | 0.20123 | 0.20123 | #VALUE! | #VALUE! |  |  |  | #VALUE! | #VALUE! | #VALUE! | #VALUE! | #VALUE! | #VALUE! | #VALUE!
Monday | 2 | 28 | 10 | 1402 | 0 | 0 | 0 | 0 | 0 | 0 | 0 | 0 | 0 | 0 | 0 | 0 | 0 | 0 | 0 | 0 | 0 | 0 | 0 | 0 | 0 | 0 | 0 | 0 | 0 | 0 | 0 | 0 | 0 | 0 | 0 | 0 | 0 | 0 | 0 | 0 | 0 | 0 | 0 | 0 |  | 0 | 0 | 0 |  | #VALUE! | #VALUE! | #VALUE! | #VALUE! |  |  | #VALUE! | #VALUE! | 0 | 0 | 0.20123 | 0.20123 | #VALUE! | #VALUE! | #VALUE! | #VALUE! | 0 | 0 | 0.20123 | 0.20123 | #VALUE! | #VALUE! | #VALUE! | #VALUE! | 0 | 0 | 0.20123 | 0.20123 | #VALUE! | #VALUE! |  |  |  | #VALUE! | #VALUE! | #VALUE! | #VALUE! | #VALUE! | #VALUE! | #VALUE!
Monday | 2 | 28 | 11 | 1403 | 0 | 0 | 0 | 0 | 0 | 0 | 0 | 0 | 0 | 0 | 0 | 0 | 0 | 0 | 0 | 0 | 0 | 0 | 0 | 0 | 0 | 0 | 0 | 0 | 0 | 0 | 0 | 0 | 0 | 0 | 0 | 0 | 0 | 0 | 0 | 0 | 0 | 0 | 0 | 0 |  | 0 | 0 | 0 |  | #VALUE! | #VALUE! | #VALUE! | #VALUE! |  |  | #VALUE! | #VALUE! | 0 | 0 | 0.20123 | 0.20123 | #VALUE! | #VALUE! | #VALUE! | #VALUE! | 0 | 0 | 0.20123 | 0.20123 | #VALUE! | #VALUE! | #VALUE! | #VALUE! | 0 | 0 | 0.20123 | 0.20123 | #VALUE! | #VALUE! |  |  |  | #VALUE! | #VALUE! | #VALUE! | #VALUE! | #VALUE! | #VALUE! | #VALUE!
Monday | 2 | 28 | 12 | 1404 | 0 | 0 | 0 | 0 | 0 | 0 | 0 | 0 | 0 | 0 | 0 | 0 | 0 | 0 | 0 | 0 | 0 | 0 | 0 | 0 | 0 | 0 | 0 | 0 | 0 | 0 | 0 | 0 | 0 | 0 | 0 | 0 | 0 | 0 | 0 | 0 | 0 | 0 | 0 | 0 |  | 0 | 0 | 0 |  | #VALUE! | #VALUE! | #VALUE! | #VALUE! |  |  | #VALUE! | #VALUE! | 0 | 0 | 0.20123 | 0.20123 | #VALUE! | #VALUE! | #VALUE! | #VALUE! | 0 | 0 | 0.20123 | 0.20123 | #VALUE! | #VALUE! | #VALUE! | #VALUE! | 0 | 0 | 0.20123 | 0.20123 | #VALUE! | #VALUE! |  |  |  | #VALUE! | #VALUE! | #VALUE! | #VALUE! | #VALUE! | #VALUE! | #VALUE!
Monday | 2 | 28 | 13 | 1405 | 0 | 0 | 0 | 0 | 0 | 0 | 0 | 0 | 0 | 0 | 0 | 0 | 0 | 0 | 0 | 0 | 0 | 0 | 0 | 0 | 0 | 0 | 0 | 0 | 0 | 0 | 0 | 0 | 0 | 0 | 0 | 0 | 0 | 0 | 0 | 0 | 0 | 0 | 0 | 0 |  | 0 | 0 | 0 |  | #VALUE! | #VALUE! | #VALUE! | #VALUE! |  |  | #VALUE! | #VALUE! | 0 | 0 | 0.20123 | 0.20123 | #VALUE! | #VALUE! | #VALUE! | #VALUE! | 0 | 0 | 0.20123 | 0.20123 | #VALUE! | #VALUE! | #VALUE! | #VALUE! | 0 | 0 | 0.20123 | 0.20123 | #VALUE! | #VALUE! |  |  |  | #VALUE! | #VALUE! | #VALUE! | #VALUE! | #VALUE! | #VALUE! | #VALUE!
Monday | 2 | 28 | 14 | 1406 | 0 | 0 | 0 | 0 | 0 | 0 | 0 | 0 | 0 | 0 | 0 | 0 | 0 | 0 | 0 | 0 | 0 | 0 | 0 | 0 | 0 | 0 | 0 | 0 | 0 | 0 | 0 | 0 | 0 | 0 | 0 | 0 | 0 | 0 | 0 | 0 | 0 | 0 | 0 | 0 |  | 0 | 0 | 0 |  | #VALUE! | #VALUE! | #VALUE! | #VALUE! |  |  | #VALUE! | #VALUE! | 0 | 0 | 0.20123 | 0.20123 | #VALUE! | #VALUE! | #VALUE! | #VALUE! | 0 | 0 | 0.20123 | 0.20123 | #VALUE! | #VALUE! | #VALUE! | #VALUE! | 0 | 0 | 0.20123 | 0.20123 | #VALUE! | #VALUE! |  |  |  | #VALUE! | #VALUE! | #VALUE! | #VALUE! | #VALUE! | #VALUE! | #VALUE!
Monday | 2 | 28 | 15 | 1407 | 0 | 0 | 0 | 0 | 0 | 0 | 0 | 0 | 0 | 0 | 0 | 0 | 0 | 0 | 0 | 0 | 0 | 0 | 0 | 0 | 0 | 0 | 0 | 0 | 0 | 0 | 0 | 0 | 0 | 0 | 0 | 0 | 0 | 0 | 0 | 0 | 0 | 0 | 0 | 0 |  | 0 | 0 | 0 |  | #VALUE! | #VALUE! | #VALUE! | #VALUE! |  |  | #VALUE! | #VALUE! | 0 | 0 | 0.20123 | 0.20123 | #VALUE! | #VALUE! | #VALUE! | #VALUE! | 0 | 0 | 0.20123 | 0.20123 | #VALUE! | #VALUE! | #VALUE! | #VALUE! | 0 | 0 | 0.20123 | 0.20123 | #VALUE! | #VALUE! |  |  |  | #VALUE! | #VALUE! | #VALUE! | #VALUE! | #VALUE! | #VALUE! | #VALUE!
Monday | 2 | 28 | 16 | 1408 | 0 | 0 | 0 | 0 | 0 | 0 | 0 | 0 | 0 | 0 | 0 | 0 | 0 | 0 | 0 | 0 | 0 | 0 | 0 | 0 | 0 | 0 | 0 | 0 | 0 | 0 | 0 | 0 | 0 | 0 | 0 | 0 | 0 | 0 | 0 | 0 | 0 | 0 | 0 | 0 |  | 0 | 0 | 0 |  | #VALUE! | #VALUE! | #VALUE! | #VALUE! |  |  | #VALUE! | #VALUE! | 0 | 0 | 0.20123 | 0.20123 | #VALUE! | #VALUE! | #VALUE! | #VALUE! | 0 | 0 | 0.20123 | 0.20123 | #VALUE! | #VALUE! | #VALUE! | #VALUE! | 0 | 0 | 0.20123 | 0.20123 | #VALUE! | #VALUE! |  |  |  | #VALUE! | #VALUE! | #VALUE! | #VALUE! | #VALUE! | #VALUE! | #VALUE!
Monday | 2 | 28 | 17 | 1409 | 0 | 0 | 0 | 0 | 0 | 0 | 0 | 0 | 0 | 0 | 0 | 0 | 0 | 0 | 0 | 0 | 0 | 0 | 0 | 0 | 0 | 0 | 0 | 0 | 0 | 0 | 0 | 0 | 0 | 0 | 0 | 0 | 0 | 0 | 0 | 0 | 0 | 0 | 0 | 0 |  | 0 | 0 | 0 |  | #VALUE! | #VALUE! | #VALUE! | #VALUE! |  |  | #VALUE! | #VALUE! | 0 | 0 | 0.20123 | 0.20123 | #VALUE! | #VALUE! | #VALUE! | #VALUE! | 0 | 0 | 0.20123 | 0.20123 | #VALUE! | #VALUE! | #VALUE! | #VALUE! | 0 | 0 | 0.20123 | 0.20123 | #VALUE! | #VALUE! |  |  |  | #VALUE! | #VALUE! | #VALUE! | #VALUE! | #VALUE! | #VALUE! | #VALUE!
Monday | 2 | 28 | 18 | 1410 | 0 | 0 | 0 | 0 | 0 | 0 | 0 | 0 | 0 | 0 | 0 | 0 | 0 | 0 | 0 | 0 | 0 | 0 | 0 | 0 | 0 | 0 | 0 | 0 | 0 | 0 | 0 | 0 | 0 | 0 | 0 | 0 | 0 | 0 | 0 | 0 | 0 | 0 | 0 | 0 |  | 0 | 0 | 0 |  | #VALUE! | #VALUE! | #VALUE! | #VALUE! |  |  | #VALUE! | #VALUE! | 0 | 0 | 0.20123 | 0.20123 | #VALUE! | #VALUE! | #VALUE! | #VALUE! | 0 | 0 | 0.20123 | 0.20123 | #VALUE! | #VALUE! | #VALUE! | #VALUE! | 0 | 0 | 0.20123 | 0.20123 | #VALUE! | #VALUE! |  |  |  | #VALUE! | #VALUE! | #VALUE! | #VALUE! | #VALUE! | #VALUE! | #VALUE!
Monday | 2 | 28 | 19 | 1411 | 0 | 0 | 0 | 0 | 0 | 0 | 0 | 0 | 0 | 0 | 0 | 0 | 0 | 0 | 0 | 0 | 0 | 0 | 0 | 0 | 0 | 0 | 0 | 0 | 0 | 0 | 0 | 0 | 0 | 0 | 0 | 0 | 0 | 0 | 0 | 0 | 0 | 0 | 0 | 0 |  | 0 | 0 | 0 |  | #VALUE! | #VALUE! | #VALUE! | #VALUE! |  |  | #VALUE! | #VALUE! | 0 | 0 | 0.20123 | 0.20123 | #VALUE! | #VALUE! | #VALUE! | #VALUE! | 0 | 0 | 0.20123 | 0.20123 | #VALUE! | #VALUE! | #VALUE! | #VALUE! | 0 | 0 | 0.20123 | 0.20123 | #VALUE! | #VALUE! |  |  |  | #VALUE! | #VALUE! | #VALUE! | #VALUE! | #VALUE! | #VALUE! | #VALUE!
Monday | 2 | 28 | 20 | 1412 | 0 | 0 | 0 | 0 | 0 | 0 | 0 | 0 | 0 | 0 | 0 | 0 | 0 | 0 | 0 | 0 | 0 | 0 | 0 | 0 | 0 | 0 | 0 | 0 | 0 | 0 | 0 | 0 | 0 | 0 | 0 | 0 | 0 | 0 | 0 | 0 | 0 | 0 | 0 | 0 |  | 0 | 0 | 0 |  | #VALUE! | #VALUE! | #VALUE! | #VALUE! |  |  | #VALUE! | #VALUE! | 0 | 0 | 0.20123 | 0.20123 | #VALUE! | #VALUE! | #VALUE! | #VALUE! | 0 | 0 | 0.20123 | 0.20123 | #VALUE! | #VALUE! | #VALUE! | #VALUE! | 0 | 0 | 0.20123 | 0.20123 | #VALUE! | #VALUE! |  |  |  | #VALUE! | #VALUE! | #VALUE! | #VALUE! | #VALUE! | #VALUE! | #VALUE!
Monday | 2 | 28 | 21 | 1413 | 0 | 0 | 0 | 0 | 0 | 0 | 0 | 0 | 0 | 0 | 0 | 0 | 0 | 0 | 0 | 0 | 0 | 0 | 0 | 0 | 0 | 0 | 0 | 0 | 0 | 0 | 0 | 0 | 0 | 0 | 0 | 0 | 0 | 0 | 0 | 0 | 0 | 0 | 0 | 0 |  | 0 | 0 | 0 |  | #VALUE! | #VALUE! | #VALUE! | #VALUE! |  |  | #VALUE! | #VALUE! | 0 | 0 | 0.20123 | 0.20123 | #VALUE! | #VALUE! | #VALUE! | #VALUE! | 0 | 0 | 0.20123 | 0.20123 | #VALUE! | #VALUE! | #VALUE! | #VALUE! | 0 | 0 | 0.20123 | 0.20123 | #VALUE! | #VALUE! |  |  |  | #VALUE! | #VALUE! | #VALUE! | #VALUE! | #VALUE! | #VALUE! | #VALUE!
Monday | 2 | 28 | 22 | 1414 | 0 | 0 | 0 | 0 | 0 | 0 | 0 | 0 | 0 | 0 | 0 | 0 | 0 | 0 | 0 | 0 | 0 | 0 | 0 | 0 | 0 | 0 | 0 | 0 | 0 | 0 | 0 | 0 | 0 | 0 | 0 | 0 | 0 | 0 | 0 | 0 | 0 | 0 | 0 | 0 |  | 0 | 0 | 0 |  | #VALUE! | #VALUE! | #VALUE! | #VALUE! |  |  | #VALUE! | #VALUE! | 0 | 0 | 0.20123 | 0.20123 | #VALUE! | #VALUE! | #VALUE! | #VALUE! | 0 | 0 | 0.20123 | 0.20123 | #VALUE! | #VALUE! | #VALUE! | #VALUE! | 0 | 0 | 0.20123 | 0.20123 | #VALUE! | #VALUE! |  |  |  | #VALUE! | #VALUE! | #VALUE! | #VALUE! | #VALUE! | #VALUE! | #VALUE!
Monday | 2 | 28 | 23 | 1415 | 0 | 0 | 0 | 0 | 0 | 0 | 0 | 0 | 0 | 0 | 0 | 0 | 0 | 0 | 0 | 0 | 0 | 0 | 0 | 0 | 0 | 0 | 0 | 0 | 0 | 0 | 0 | 0 | 0 | 0 | 0 | 0 | 0 | 0 | 0 | 0 | 0 | 0 | 0 | 0 |  | 0 | 0 | 0 |  | #VALUE! | #VALUE! | #VALUE! | #VALUE! |  |  | #VALUE! | #VALUE! | 0 | 0 | 0.20123 | 0.20123 | #VALUE! | #VALUE! | #VALUE! | #VALUE! | 0 | 0 | 0.20123 | 0.20123 | #VALUE! | #VALUE! | #VALUE! | #VALUE! | 0 | 0 | 0.20123 | 0.20123 | #VALUE! | #VALUE! |  |  |  | #VALUE! | #VALUE! | #VALUE! | #VALUE! | #VALUE! | #VALUE! | #VALUE!
Monday | 2 | 28 | 24 | 1416 | 0 | 0 | 0 | 0 | 0 | 0 | 0 | 0 | 0 | 0 | 0 | 0 | 0 | 0 | 0 | 0 | 0 | 0 | 0 | 0 | 0 | 0 | 0 | 0 | 0 | 0 | 0 | 0 | 0 | 0 | 0 | 0 | 0 | 0 | 0 | 0 | 0 | 0 | 0 | 0 |  | 0 | 0 | 0 |  | #VALUE! | #VALUE! | #VALUE! | #VALUE! |  |  | #VALUE! | #VALUE! | 0 | 0 | 0.20123 | 0.20123 | #VALUE! | #VALUE! | #VALUE! | #VALUE! | 0 | 0 | 0.20123 | 0.20123 | #VALUE! | #VALUE! | #VALUE! | #VALUE! | 0 | 0 | 0.20123 | 0.20123 | #VALUE! | #VALUE! |  |  |  | #VALUE! | #VALUE! | #VALUE! | #VALUE! | #VALUE! | #VALUE! | #VALUE!
Tuesday | 3 | 1 | 1 | 1417 | 0 | 0 | 0 | 0 | 0 | 0 | 0 | 0 | 0 | 0 | 0 | 0 | 0 | 0 | 0 | 0 | 0 | 0 | 0 | 0 | 0 | 0 | 0 | 0 | 0 | 0 | 0 | 0 | 0 | 0 | 0 | 0 | 0 | 0 | 0 | 0 | 0 | 0 | 0 | 0 |  | 0 | 0 | 0 |  | #VALUE! | #VALUE! | #VALUE! | #VALUE! |  |  | #VALUE! | #VALUE! | 0 | 0 | 0.20123 | 0.20123 | #VALUE! | #VALUE! | #VALUE! | #VALUE! | 0 | 0 | 0.20123 | 0.20123 | #VALUE! | #VALUE! | #VALUE! | #VALUE! | 0 | 0 | 0.20123 | 0.20123 | #VALUE! | #VALUE! |  |  |  | #VALUE! | #VALUE! | #VALUE! | #VALUE! | #VALUE! | #VALUE! | #VALUE!
Tuesday | 3 | 1 | 2 | 1418 | 0 | 0 | 0 | 0 | 0 | 0 | 0 | 0 | 0 | 0 | 0 | 0 | 0 | 0 | 0 | 0 | 0 | 0 | 0 | 0 | 0 | 0 | 0 | 0 | 0.0018158 | 0 | 0 | 0 | 0 | 0 | 0 | 0 | 0 | 0 | 0 | 0 | 0 | 0 | 0 | 0 |  | 0 | 0 | 0 |  | #VALUE! | #VALUE! | #VALUE! | #VALUE! |  |  | #VALUE! | #VALUE! | 0 | 0 | 0.20123 | 0.20123 | #VALUE! | #VALUE! | #VALUE! | #VALUE! | 0 | 0 | 0.20123 | 0.20123 | #VALUE! | #VALUE! | #VALUE! | #VALUE! | 0 | 0 | 0.20123 | 0.20123 | #VALUE! | #VALUE! |  |  |  | #VALUE! | #VALUE! | #VALUE! | #VALUE! | #VALUE! | #VALUE! | #VALUE!
Tuesday | 3 | 1 | 3 | 1419 | 0 | 0 | 0 | 0 | 0 | 0 | 0 | 0 | 0 | 0 | 0 | 0 | 0 | 0 | 0 | 0 | 0 | 0 | 0 | 0 | 0 | 0 | 0 | 0 | 0.010599 | 0 | 0 | 0 | 0 | 0 | 0 | 0 | 0 | 0 | 0 | 0 | 0 | 0 | 0 | 0 |  | 0 | 0 | 0 |  | #VALUE! | #VALUE! | #VALUE! | #VALUE! |  |  | #VALUE! | #VALUE! | 0 | 0 | 0.20123 | 0.20123 | #VALUE! | #VALUE! | #VALUE! | #VALUE! | 0 | 0 | 0.20123 | 0.20123 | #VALUE! | #VALUE! | #VALUE! | #VALUE! | 0 | 0 | 0.20123 | 0.20123 | #VALUE! | #VALUE! |  |  |  | #VALUE! | #VALUE! | #VALUE! | #VALUE! | #VALUE! | #VALUE! | #VALUE!
Tuesday | 3 | 1 | 4 | 1420 | 0 | 0 | 0 | 0 | 0 | 0 | 0 | 0 | 0 | 0 | 0 | 0 | 0 | 0 | 0 | 0 | 0 | 0 | 0 | 0 | 0 | 0 | 0 | 0 | 0 | 0 | 0 | 0 | 0 | 0 | 0 | 0 | 0 | 0 | 0 | 0 | 0 | 0 | 0 | 0 |  | 0 | 0 | 0 |  | #VALUE! | #VALUE! | #VALUE! | #VALUE! |  |  | #VALUE! | #VALUE! | 0 | 0 | 0.20123 | 0.20123 | #VALUE! | #VALUE! | #VALUE! | #VALUE! | 0 | 0 | 0.20123 | 0.20123 | #VALUE! | #VALUE! | #VALUE! | #VALUE! | 0 | 0 | 0.20123 | 0.20123 | #VALUE! | #VALUE! |  |  |  | #VALUE! | #VALUE! | #VALUE! | #VALUE! | #VALUE! | #VALUE! | #VALUE!
Tuesday | 3 | 1 | 5 | 1421 | 0 | 0 | 0 | 0 | 0 | 0 | 0 | 0 | 0 | 0 | 0 | 0 | 0 | 0 | 0 | 0 | 0 | 0 | 0 | 0 | 0 | 0 | 0 | 0 | 0 | 0 | 0 | 0 | 0 | 0 | 0 | 0 | 0 | 0 | 0 | 0 | 0 | 0 | 0 | 0 |  | 0 | 0 | 0 |  | #VALUE! | #VALUE! | #VALUE! | #VALUE! |  |  | #VALUE! | #VALUE! | 0 | 0 | 0.20123 | 0.20123 | #VALUE! | #VALUE! | #VALUE! | #VALUE! | 0 | 0 | 0.20123 | 0.20123 | #VALUE! | #VALUE! | #VALUE! | #VALUE! | 0 | 0 | 0.20123 | 0.20123 | #VALUE! | #VALUE! |  |  |  | #VALUE! | #VALUE! | #VALUE! | #VALUE! | #VALUE! | #VALUE! | #VALUE!
Tuesday | 3 | 1 | 6 | 1422 | 0 | 0 | 0 | 0 | 0 | 0 | 0 | 0 | 0 | 0 | 0 | 0 | 0 | 0 | 0 | 0 | 0 | 0 | 0 | 0 | 0 | 0 | 0 | 0 | 0 | 0 | 0 | 0 | 0 | 0 | 0 | 0 | 0 | 0 | 0 | 0 | 0 | 0 | 0 | 0 |  | 0 | 0 | 0 |  | #VALUE! | #VALUE! | #VALUE! | #VALUE! |  |  | #VALUE! | #VALUE! | 0 | 0 | 0.20123 | 0.20123 | #VALUE! | #VALUE! | #VALUE! | #VALUE! | 0 | 0 | 0.20123 | 0.20123 | #VALUE! | #VALUE! | #VALUE! | #VALUE! | 0 | 0 | 0.20123 | 0.20123 | #VALUE! | #VALUE! |  |  |  | #VALUE! | #VALUE! | #VALUE! | #VALUE! | #VALUE! | #VALUE! | #VALUE!
Tuesday | 3 | 1 | 7 | 1423 | 0 | 0 | 0 | 0 | 0 | 0 | 0 | 0 | 0 | 0 | 0 | 0 | 0 | 0 | 0 | 0 | 0 | 0 | 0 | 0 | 0 | 0 | 0 | 0 | 0 | 0 | 0 | 0 | 0 | 0 | 0 | 0 | 0 | 0 | 0 | 0 | 0 | 0 | 0 | 0 |  | 0 | 0 | 0 |  | #VALUE! | #VALUE! | #VALUE! | #VALUE! |  |  | #VALUE! | #VALUE! | 0 | 0 | 0.20123 | 0.20123 | #VALUE! | #VALUE! | #VALUE! | #VALUE! | 0 | 0 | 0.20123 | 0.20123 | #VALUE! | #VALUE! | #VALUE! | #VALUE! | 0 | 0 | 0.20123 | 0.20123 | #VALUE! | #VALUE! |  |  |  | #VALUE! | #VALUE! | #VALUE! | #VALUE! | #VALUE! | #VALUE! | #VALUE!
Tuesday | 3 | 1 | 8 | 1424 | 0 | 0 | 0 | 0 | 0 | 0 | 0 | 0 | 0 | 0 | 0 | 0 | 0 | 0 | 0 | 0 | 0 | 0 | 0 | 0 | 0 | 0 | 0 | 0 | 0 | 0 | 0 | 0 | 0 | 0 | 0 | 0 | 0 | 0 | 0 | 0 | 0 | 0 | 0 | 0 |  | 0 | 0 | 0 |  | #VALUE! | #VALUE! | #VALUE! | #VALUE! |  |  | #VALUE! | #VALUE! | 0 | 0 | 0.20123 | 0.20123 | #VALUE! | #VALUE! | #VALUE! | #VALUE! | 0 | 0 | 0.20123 | 0.20123 | #VALUE! | #VALUE! | #VALUE! | #VALUE! | 0 | 0 | 0.20123 | 0.20123 | #VALUE! | #VALUE! |  |  |  | #VALUE! | #VALUE! | #VALUE! | #VALUE! | #VALUE! | #VALUE! | #VALUE!
Tuesday | 3 | 1 | 9 | 1425 | 0 | 0 | 0 | 0 | 0 | 0 | 0 | 0 | 0 | 0 | 0 | 0 | 0 | 0 | 0 | 0 | 0 | 0 | 0 | 0 | 0 | 0 | 0 | 0 | 0 | 0 | 0 | 0 | 0 | 0 | 0 | 0 | 0 | 0 | 0 | 0 | 0 | 0 | 0 | 0 |  | 0 | 0 | 0 |  | #VALUE! | #VALUE! | #VALUE! | #VALUE! |  |  | #VALUE! | #VALUE! | 0 | 0 | 0.20123 | 0.20123 | #VALUE! | #VALUE! | #VALUE! | #VALUE! | 0 | 0 | 0.20123 | 0.20123 | #VALUE! | #VALUE! | #VALUE! | #VALUE! | 0 | 0 | 0.20123 | 0.20123 | #VALUE! | #VALUE! |  |  |  | #VALUE! | #VALUE! | #VALUE! | #VALUE! | #VALUE! | #VALUE! | #VALUE!
Tuesday | 3 | 1 | 10 | 1426 | 0 | 0 | 0 | 0 | 0 | 0 | 0 | 0 | 0 | 0 | 0 | 0 | 0 | 0 | 0 | 0 | 0 | 0 | 0 | 0 | 0 | 0 | 0 | 0 | 0 | 0 | 0 | 0 | 0 | 0 | 0 | 0 | 0 | 0 | 0 | 0 | 0 | 0 | 0 | 0 |  | 0 | 0 | 0 |  | #VALUE! | #VALUE! | #VALUE! | #VALUE! |  |  | #VALUE! | #VALUE! | 0 | 0 | 0.20123 | 0.20123 | #VALUE! | #VALUE! | #VALUE! | #VALUE! | 0 | 0 | 0.20123 | 0.20123 | #VALUE! | #VALUE! | #VALUE! | #VALUE! | 0 | 0 | 0.20123 | 0.20123 | #VALUE! | #VALUE! |  |  |  | #VALUE! | #VALUE! | #VALUE! | #VALUE! | #VALUE! | #VALUE! | #VALUE!
Tuesday | 3 | 1 | 11 | 1427 | 0 | 0 | 0 | 0 | 0 | 0 | 0 | 0 | 0 | 0 | 0 | 0 | 0 | 0 | 0 | 0 | 0 | 0 | 0 | 0 | 0 | 0 | 0 | 0 | 0 | 0 | 0 | 0 | 0 | 0 | 0 | 0 | 0 | 0 | 0 | 0 | 0 | 0 | 0 | 0 |  | 0 | 0 | 0 |  | #VALUE! | #VALUE! | #VALUE! | #VALUE! |  |  | #VALUE! | #VALUE! | 0 | 0 | 0.20123 | 0.20123 | #VALUE! | #VALUE! | #VALUE! | #VALUE! | 0 | 0 | 0.20123 | 0.20123 | #VALUE! | #VALUE! | #VALUE! | #VALUE! | 0 | 0 | 0.20123 | 0.20123 | #VALUE! | #VALUE! |  |  |  | #VALUE! | #VALUE! | #VALUE! | #VALUE! | #VALUE! | #VALUE! | #VALUE!
Tuesday | 3 | 1 | 12 | 1428 | 0 | 0 | 0 | 0 | 0 | 0 | 0 | 0 | 0 | 0 | 0 | 0 | 0 | 0 | 0 | 0 | 0 | 0 | 0 | 0 | 0 | 0 | 0 | 0 | 0 | 0 | 0 | 0 | 0 | 0 | 0 | 0 | 0 | 0 | 0 | 0 | 0 | 0 | 0 | 0 |  | 0 | 0 | 0 |  | #VALUE! | #VALUE! | #VALUE! | #VALUE! |  |  | #VALUE! | #VALUE! | 0 | 0 | 0.20123 | 0.20123 | #VALUE! | #VALUE! | #VALUE! | #VALUE! | 0 | 0 | 0.20123 | 0.20123 | #VALUE! | #VALUE! | #VALUE! | #VALUE! | 0 | 0 | 0.20123 | 0.20123 | #VALUE! | #VALUE! |  |  |  | #VALUE! | #VALUE! | #VALUE! | #VALUE! | #VALUE! | #VALUE! | #VALUE!
Tuesday | 3 | 1 | 13 | 1429 | 0 | 0 | 0 | 0 | 0 | 0 | 0 | 0 | 0 | 0 | 0 | 0 | 0 | 0 | 0 | 0 | 0 | 0 | 0 | 0 | 0 | 0 | 0 | 0 | 0 | 0 | 0 | 0 | 0 | 0 | 0 | 0 | 0 | 0 | 0 | 0 | 0 | 0 | 0 | 0 |  | 0 | 0 | 0 |  | #VALUE! | #VALUE! | #VALUE! | #VALUE! |  |  | #VALUE! | #VALUE! | 0 | 0 | 0.20123 | 0.20123 | #VALUE! | #VALUE! | #VALUE! | #VALUE! | 0 | 0 | 0.20123 | 0.20123 | #VALUE! | #VALUE! | #VALUE! | #VALUE! | 0 | 0 | 0.20123 | 0.20123 | #VALUE! | #VALUE! |  |  |  | #VALUE! | #VALUE! | #VALUE! | #VALUE! | #VALUE! | #VALUE! | #VALUE!
Tuesday | 3 | 1 | 14 | 1430 | 0 | 0 | 0 | 0 | 0 | 0 | 0 | 0 | 0 | 0 | 0 | 0 | 0 | 0 | 0 | 0 | 0 | 0 | 0 | 0 | 0 | 0 | 0 | 0 | 0 | 0 | 0 | 0 | 0 | 0 | 0 | 0 | 0 | 0 | 0 | 0 | 0 | 0 | 0 | 0 |  | 0 | 0 | 0 |  | #VALUE! | #VALUE! | #VALUE! | #VALUE! |  |  | #VALUE! | #VALUE! | 0 | 0 | 0.20123 | 0.20123 | #VALUE! | #VALUE! | #VALUE! | #VALUE! | 0 | 0 | 0.20123 | 0.20123 | #VALUE! | #VALUE! | #VALUE! | #VALUE! | 0 | 0 | 0.20123 | 0.20123 | #VALUE! | #VALUE! |  |  |  | #VALUE! | #VALUE! | #VALUE! | #VALUE! | #VALUE! | #VALUE! | #VALUE!
Tuesday | 3 | 1 | 15 | 1431 | 0 | 0 | 0 | 0 | 0 | 0 | 0 | 0 | 0 | 0 | 0 | 0 | 0 | 0 | 0 | 0 | 0 | 0 | 0 | 0 | 0 | 0 | 0 | 0 | 0 | 0 | 0 | 0 | 0 | 0 | 0 | 0 | 0 | 0 | 0 | 0 | 0 | 0 | 0 | 0 |  | 0 | 0 | 0 |  | #VALUE! | #VALUE! | #VALUE! | #VALUE! |  |  | #VALUE! | #VALUE! | 0 | 0 | 0.20123 | 0.20123 | #VALUE! | #VALUE! | #VALUE! | #VALUE! | 0 | 0 | 0.20123 | 0.20123 | #VALUE! | #VALUE! | #VALUE! | #VALUE! | 0 | 0 | 0.20123 | 0.20123 | #VALUE! | #VALUE! |  |  |  | #VALUE! | #VALUE! | #VALUE! | #VALUE! | #VALUE! | #VALUE! | #VALUE!
Tuesday | 3 | 1 | 16 | 1432 | 0 | 0 | 0 | 0 | 0 | 0 | 0 | 0 | 0 | 0 | 0 | 0 | 0 | 0 | 0 | 0 | 0 | 0 | 0 | 0 | 0 | 0 | 0 | 0 | 0 | 0 | 0 | 0 | 0 | 0 | 0 | 0 | 0 | 0 | 0 | 0 | 0 | 0 | 0 | 0 |  | 0 | 0 | 0 |  | #VALUE! | #VALUE! | #VALUE! | #VALUE! |  |  | #VALUE! | #VALUE! | 0 | 0 | 0.20123 | 0.20123 | #VALUE! | #VALUE! | #VALUE! | #VALUE! | 0 | 0 | 0.20123 | 0.20123 | #VALUE! | #VALUE! | #VALUE! | #VALUE! | 0 | 0 | 0.20123 | 0.20123 | #VALUE! | #VALUE! |  |  |  | #VALUE! | #VALUE! | #VALUE! | #VALUE! | #VALUE! | #VALUE! | #VALUE!
Tuesday | 3 | 1 | 17 | 1433 | 0 | 0 | 0 | 0 | 0 | 0 | 0 | 0 | 0 | 0 | 0 | 0 | 0 | 0 | 0 | 0 | 0 | 0 | 0 | 0 | 0 | 0 | 0 | 0 | 0 | 0 | 0 | 0 | 0 | 0 | 0 | 0 | 0 | 0 | 0 | 0 | 0 | 0 | 0 | 0 |  | 0 | 0 | 0 |  | #VALUE! | #VALUE! | #VALUE! | #VALUE! |  |  | #VALUE! | #VALUE! | 0 | 0 | 0.20123 | 0.20123 | #VALUE! | #VALUE! | #VALUE! | #VALUE! | 0 | 0 | 0.20123 | 0.20123 | #VALUE! | #VALUE! | #VALUE! | #VALUE! | 0 | 0 | 0.20123 | 0.20123 | #VALUE! | #VALUE! |  |  |  | #VALUE! | #VALUE! | #VALUE! | #VALUE! | #VALUE! | #VALUE! | #VALUE!
Tuesday | 3 | 1 | 18 | 1434 | 0 | 0 | 0 | 0 | 0 | 0 | 0 | 0 | 0 | 0 | 0 | 0 | 0 | 0 | 0 | 0 | 0 | 0 | 0 | 0 | 0 | 0 | 0 | 0 | 0 | 0 | 0 | 0 | 0 | 0 | 0 | 0 | 0 | 0 | 0 | 0 | 0 | 0 | 0 | 0 |  | 0 | 0 | 0 |  | #VALUE! | #VALUE! | #VALUE! | #VALUE! |  |  | #VALUE! | #VALUE! | 0 | 0 | 0.20123 | 0.20123 | #VALUE! | #VALUE! | #VALUE! | #VALUE! | 0 | 0 | 0.20123 | 0.20123 | #VALUE! | #VALUE! | #VALUE! | #VALUE! | 0 | 0 | 0.20123 | 0.20123 | #VALUE! | #VALUE! |  |  |  | #VALUE! | #VALUE! | #VALUE! | #VALUE! | #VALUE! | #VALUE! | #VALUE!
Tuesday | 3 | 1 | 19 | 1435 | 0 | 0 | 0 | 0 | 0 | 0 | 0 | 0 | 0 | 0 | 0 | 0 | 0 | 0 | 0 | 0 | 0 | 0 | 0 | 0 | 0 | 0 | 0 | 0 | 0 | 0 | 0 | 0 | 0 | 0 | 0 | 0 | 0 | 0 | 0 | 0 | 0 | 0 | 0 | 0 |  | 0 | 0 | 0 |  | #VALUE! | #VALUE! | #VALUE! | #VALUE! |  |  | #VALUE! | #VALUE! | 0 | 0 | 0.20123 | 0.20123 | #VALUE! | #VALUE! | #VALUE! | #VALUE! | 0 | 0 | 0.20123 | 0.20123 | #VALUE! | #VALUE! | #VALUE! | #VALUE! | 0 | 0 | 0.20123 | 0.20123 | #VALUE! | #VALUE! |  |  |  | #VALUE! | #VALUE! | #VALUE! | #VALUE! | #VALUE! | #VALUE! | #VALUE!
Tuesday | 3 | 1 | 20 | 1436 | 0 | 0 | 0 | 0 | 0 | 0 | 0 | 0 | 0 | 0 | 0 | 0 | 0 | 0 | 0 | 0 | 0 | 0 | 0 | 0 | 0 | 0 | 0 | 0 | 0 | 0 | 0 | 0 | 0 | 0 | 0 | 0 | 0 | 0 | 0 | 0 | 0 | 0 | 0 | 0 |  | 0 | 0 | 0 |  | #VALUE! | #VALUE! | #VALUE! | #VALUE! |  |  | #VALUE! | #VALUE! | 0 | 0 | 0.20123 | 0.20123 | #VALUE! | #VALUE! | #VALUE! | #VALUE! | 0 | 0 | 0.20123 | 0.20123 | #VALUE! | #VALUE! | #VALUE! | #VALUE! | 0 | 0 | 0.20123 | 0.20123 | #VALUE! | #VALUE! |  |  |  | #VALUE! | #VALUE! | #VALUE! | #VALUE! | #VALUE! | #VALUE! | #VALUE!
Tuesday | 3 | 1 | 21 | 1437 | 0 | 0 | 0 | 0 | 0 | 0 | 0 | 0 | 0 | 0 | 0 | 0 | 0 | 0 | 0 | 0 | 0 | 0 | 0 | 0 | 0 | 0 | 0 | 0 | 0 | 0 | 0 | 0 | 0 | 0 | 0 | 0 | 0 | 0 | 0 | 0 | 0 | 0 | 0 | 0 |  | 0 | 0 | 0 |  | #VALUE! | #VALUE! | #VALUE! | #VALUE! |  |  | #VALUE! | #VALUE! | 0 | 0 | 0.20123 | 0.20123 | #VALUE! | #VALUE! | #VALUE! | #VALUE! | 0 | 0 | 0.20123 | 0.20123 | #VALUE! | #VALUE! | #VALUE! | #VALUE! | 0 | 0 | 0.20123 | 0.20123 | #VALUE! | #VALUE! |  |  |  | #VALUE! | #VALUE! | #VALUE! | #VALUE! | #VALUE! | #VALUE! | #VALUE!
Tuesday | 3 | 1 | 22 | 1438 | 0 | 0 | 0 | 0 | 0 | 0 | 0 | 0 | 0 | 0 | 0 | 0 | 0 | 0 | 0 | 0 | 0 | 0 | 0 | 0 | 0 | 0 | 0 | 0 | 0 | 0 | 0 | 0 | 0 | 0 | 0 | 0 | 0 | 0 | 0 | 0 | 0 | 0 | 0 | 0 |  | 0 | 0 | 0 |  | #VALUE! | #VALUE! | #VALUE! | #VALUE! |  |  | #VALUE! | #VALUE! | 0 | 0 | 0.20123 | 0.20123 | #VALUE! | #VALUE! | #VALUE! | #VALUE! | 0 | 0 | 0.20123 | 0.20123 | #VALUE! | #VALUE! | #VALUE! | #VALUE! | 0 | 0 | 0.20123 | 0.20123 | #VALUE! | #VALUE! |  |  |  | #VALUE! | #VALUE! | #VALUE! | #VALUE! | #VALUE! | #VALUE! | #VALUE!
Tuesday | 3 | 1 | 23 | 1439 | 0 | 0 | 0 | 0 | 0 | 0 | 0 | 0 | 0 | 0 | 0 | 0 | 0 | 0 | 0 | 0 | 0 | 0 | 0 | 0 | 0 | 0 | 0 | 0 | 0 | 0 | 0 | 0 | 0 | 0 | 0 | 0 | 0 | 0 | 0 | 0 | 0 | 0 | 0 | 0 |  | 0 | 0 | 0 |  | #VALUE! | #VALUE! | #VALUE! | #VALUE! |  |  | #VALUE! | #VALUE! | 0 | 0 | 0.20123 | 0.20123 | #VALUE! | #VALUE! | #VALUE! | #VALUE! | 0 | 0 | 0.20123 | 0.20123 | #VALUE! | #VALUE! | #VALUE! | #VALUE! | 0 | 0 | 0.20123 | 0.20123 | #VALUE! | #VALUE! |  |  |  | #VALUE! | #VALUE! | #VALUE! | #VALUE! | #VALUE! | #VALUE! | #VALUE!
Tuesday | 3 | 1 | 24 | 1440 | 0 | 0 | 0 | 0 | 0 | 0 | 0 | 0 | 0 | 0 | 0 | 0 | 0 | 0 | 0 | 0 | 0 | 0 | 0 | 0 | 0 | 0 | 0 | 0 | 0 | 0 | 0 | 0 | 0 | 0 | 0 | 0 | 0 | 0 | 0 | 0 | 0 | 0 | 0 | 0 |  | 0 | 0 | 0 |  | #VALUE! | #VALUE! | #VALUE! | #VALUE! |  |  | #VALUE! | #VALUE! | 0 | 0 | 0.20123 | 0.20123 | #VALUE! | #VALUE! | #VALUE! | #VALUE! | 0 | 0 | 0.20123 | 0.20123 | #VALUE! | #VALUE! | #VALUE! | #VALUE! | 0 | 0 | 0.20123 | 0.20123 | #VALUE! | #VALUE! |  |  |  | #VALUE! | #VALUE! | #VALUE! | #VALUE! | #VALUE! | #VALUE! | #VALUE!
Wednesday | 3 | 2 | 1 | 1441 | 0 | 0 | 0 | 0 | 0 | 0 | 0 | 0 | 0 | 0 | 0 | 0 | 0 | 0 | 0 | 0 | 0 | 0 | 0 | 0 | 0 | 0 | 0 | 0 | 0 | 0 | 0 | 0 | 0 | 0 | 0 | 0 | 0 | 0 | 0 | 0 | 0 | 0 | 0 | 0 |  | 0 | 0 | 0 |  | #VALUE! | #VALUE! | #VALUE! | #VALUE! |  |  | #VALUE! | #VALUE! | 0 | 0 | 0.20123 | 0.20123 | #VALUE! | #VALUE! | #VALUE! | #VALUE! | 0 | 0 | 0.20123 | 0.20123 | #VALUE! | #VALUE! | #VALUE! | #VALUE! | 0 | 0 | 0.20123 | 0.20123 | #VALUE! | #VALUE! |  |  |  | #VALUE! | #VALUE! | #VALUE! | #VALUE! | #VALUE! | #VALUE! | #VALUE!
Wednesday | 3 | 2 | 2 | 1442 | 0 | 0 | 0 | 0 | 0 | 0 | 0 | 0 | 0 | 0 | 0 | 0 | 0 | 0 | 0 | 0 | 0 | 0 | 0 | 0 | 0 | 0 | 0 | 0 | 0.0018883 | 0 | 0 | 0 | 0 | 0 | 0 | 0 | 0 | 0 | 0 | 0 | 0 | 0 | 0 | 0 |  | 0 | 0 | 0 |  | #VALUE! | #VALUE! | #VALUE! | #VALUE! |  |  | #VALUE! | #VALUE! | 0 | 0 | 0.20123 | 0.20123 | #VALUE! | #VALUE! | #VALUE! | #VALUE! | 0 | 0 | 0.20123 | 0.20123 | #VALUE! | #VALUE! | #VALUE! | #VALUE! | 0 | 0 | 0.20123 | 0.20123 | #VALUE! | #VALUE! |  |  |  | #VALUE! | #VALUE! | #VALUE! | #VALUE! | #VALUE! | #VALUE! | #VALUE!
Wednesday | 3 | 2 | 3 | 1443 | 0 | 0 | 0 | 0 | 0 | 0 | 0 | 0 | 0 | 0 | 0 | 0 | 0 | 0 | 0 | 0 | 0 | 0 | 0 | 0 | 0 | 0 | 0 | 0 | 0.012193 | 0 | 0 | 0 | 0 | 0 | 0 | 0 | 0 | 0 | 0 | 0 | 0 | 0 | 0 | 0 |  | 0 | 0 | 0 |  | #VALUE! | #VALUE! | #VALUE! | #VALUE! |  |  | #VALUE! | #VALUE! | 0 | 0 | 0.20123 | 0.20123 | #VALUE! | #VALUE! | #VALUE! | #VALUE! | 0 | 0 | 0.20123 | 0.20123 | #VALUE! | #VALUE! | #VALUE! | #VALUE! | 0 | 0 | 0.20123 | 0.20123 | #VALUE! | #VALUE! |  |  |  | #VALUE! | #VALUE! | #VALUE! | #VALUE! | #VALUE! | #VALUE! | #VALUE!
Wednesday | 3 | 2 | 4 | 1444 | 0 | 0 | 0 | 0 | 0 | 0 | 0 | 0 | 0 | 0 | 0 | 0 | 0 | 0 | 0 | 0 | 0 | 0 | 0 | 0 | 0 | 0 | 0 | 0 | 0 | 0 | 0 | 0 | 0 | 0 | 0 | 0 | 0 | 0 | 0 | 0 | 0 | 0 | 0 | 0 |  | 0 | 0 | 0 |  | #VALUE! | #VALUE! | #VALUE! | #VALUE! |  |  | #VALUE! | #VALUE! | 0 | 0 | 0.20123 | 0.20123 | #VALUE! | #VALUE! | #VALUE! | #VALUE! | 0 | 0 | 0.20123 | 0.20123 | #VALUE! | #VALUE! | #VALUE! | #VALUE! | 0 | 0 | 0.20123 | 0.20123 | #VALUE! | #VALUE! |  |  |  | #VALUE! | #VALUE! | #VALUE! | #VALUE! | #VALUE! | #VALUE! | #VALUE!
Wednesday | 3 | 2 | 5 | 1445 | 0 | 0 | 0 | 0 | 0 | 0 | 0 | 0 | 0 | 0 | 0 | 0 | 0 | 0 | 0 | 0 | 0 | 0 | 0 | 0 | 0 | 0 | 0 | 0 | 0 | 0 | 0 | 0 | 0 | 0 | 0 | 0 | 0 | 0 | 0 | 0 | 0 | 0 | 0 | 0 |  | 0 | 0 | 0 |  | #VALUE! | #VALUE! | #VALUE! | #VALUE! |  |  | #VALUE! | #VALUE! | 0 | 0 | 0.20123 | 0.20123 | #VALUE! | #VALUE! | #VALUE! | #VALUE! | 0 | 0 | 0.20123 | 0.20123 | #VALUE! | #VALUE! | #VALUE! | #VALUE! | 0 | 0 | 0.20123 | 0.20123 | #VALUE! | #VALUE! |  |  |  | #VALUE! | #VALUE! | #VALUE! | #VALUE! | #VALUE! | #VALUE! | #VALUE!
Wednesday | 3 | 2 | 6 | 1446 | 0 | 0 | 0 | 0 | 0 | 0 | 0 | 0 | 0 | 0 | 0 | 0 | 0 | 0 | 0 | 0 | 0 | 0 | 0 | 0 | 0 | 0 | 0 | 0 | 0 | 0 | 0 | 0 | 0 | 0 | 0 | 0 | 0 | 0 | 0 | 0 | 0 | 0 | 0 | 0 |  | 0 | 0 | 0 |  | #VALUE! | #VALUE! | #VALUE! | #VALUE! |  |  | #VALUE! | #VALUE! | 0 | 0 | 0.20123 | 0.20123 | #VALUE! | #VALUE! | #VALUE! | #VALUE! | 0 | 0 | 0.20123 | 0.20123 | #VALUE! | #VALUE! | #VALUE! | #VALUE! | 0 | 0 | 0.20123 | 0.20123 | #VALUE! | #VALUE! |  |  |  | #VALUE! | #VALUE! | #VALUE! | #VALUE! | #VALUE! | #VALUE! | #VALUE!
Wednesday | 3 | 2 | 7 | 1447 | 0 | 0 | 0 | 0 | 0 | 0 | 0 | 0 | 0 | 0 | 0 | 0 | 0 | 0 | 0 | 0 | 0 | 0 | 0 | 0 | 0 | 0 | 0 | 0 | 0 | 0 | 0 | 0 | 0 | 0 | 0 | 0 | 0 | 0 | 0 | 0 | 0 | 0 | 0 | 0 |  | 0 | 0 | 0 |  | #VALUE! | #VALUE! | #VALUE! | #VALUE! |  |  | #VALUE! | #VALUE! | 0 | 0 | 0.20123 | 0.20123 | #VALUE! | #VALUE! | #VALUE! | #VALUE! | 0 | 0 | 0.20123 | 0.20123 | #VALUE! | #VALUE! | #VALUE! | #VALUE! | 0 | 0 | 0.20123 | 0.20123 | #VALUE! | #VALUE! |  |  |  | #VALUE! | #VALUE! | #VALUE! | #VALUE! | #VALUE! | #VALUE! | #VALUE!
Wednesday | 3 | 2 | 8 | 1448 | 0 | 0 | 0 | 0 | 0 | 0 | 0 | 0 | 0 | 0 | 0 | 0 | 0 | 0 | 0 | 0 | 0 | 0 | 0 | 0 | 0 | 0 | 0 | 0 | 0 | 0 | 0 | 0 | 0 | 0 | 0 | 0 | 0 | 0 | 0 | 0 | 0 | 0 | 0 | 0 |  | 0 | 0 | 0 |  | #VALUE! | #VALUE! | #VALUE! | #VALUE! |  |  | #VALUE! | #VALUE! | 0 | 0 | 0.20123 | 0.20123 | #VALUE! | #VALUE! | #VALUE! | #VALUE! | 0 | 0 | 0.20123 | 0.20123 | #VALUE! | #VALUE! | #VALUE! | #VALUE! | 0 | 0 | 0.20123 | 0.20123 | #VALUE! | #VALUE! |  |  |  | #VALUE! | #VALUE! | #VALUE! | #VALUE! | #VALUE! | #VALUE! | #VALUE!
Wednesday | 3 | 2 | 9 | 1449 | 0 | 0 | 0 | 0 | 0 | 0 | 0 | 0 | 0 | 0 | 0 | 0 | 0 | 0 | 0 | 0 | 0 | 0 | 0 | 0 | 0 | 0 | 0 | 0 | 0 | 0 | 0 | 0 | 0 | 0 | 0 | 0 | 0 | 0 | 0 | 0 | 0 | 0 | 0 | 0 |  | 0 | 0 | 0 |  | #VALUE! | #VALUE! | #VALUE! | #VALUE! |  |  | #VALUE! | #VALUE! | 0 | 0 | 0.20123 | 0.20123 | #VALUE! | #VALUE! | #VALUE! | #VALUE! | 0 | 0 | 0.20123 | 0.20123 | #VALUE! | #VALUE! | #VALUE! | #VALUE! | 0 | 0 | 0.20123 | 0.20123 | #VALUE! | #VALUE! |  |  |  | #VALUE! | #VALUE! | #VALUE! | #VALUE! | #VALUE! | #VALUE! | #VALUE!
Wednesday | 3 | 2 | 10 | 1450 | 0 | 0 | 0 | 0 | 0 | 0 | 0 | 0 | 0 | 0 | 0 | 0 | 0 | 0 | 0 | 0 | 0 | 0 | 0 | 0 | 0 | 0 | 0 | 0 | 0 | 0 | 0 | 0 | 0 | 0 | 0 | 0 | 0 | 0 | 0 | 0 | 0 | 0 | 0 | 0 |  | 0 | 0 | 0 |  | #VALUE! | #VALUE! | #VALUE! | #VALUE! |  |  | #VALUE! | #VALUE! | 0 | 0 | 0.20123 | 0.20123 | #VALUE! | #VALUE! | #VALUE! | #VALUE! | 0 | 0 | 0.20123 | 0.20123 | #VALUE! | #VALUE! | #VALUE! | #VALUE! | 0 | 0 | 0.20123 | 0.20123 | #VALUE! | #VALUE! |  |  |  | #VALUE! | #VALUE! | #VALUE! | #VALUE! | #VALUE! | #VALUE! | #VALUE!
Wednesday | 3 | 2 | 11 | 1451 | 0 | 0 | 0 | 0 | 0 | 0 | 0 | 0 | 0 | 0 | 0 | 0 | 0 | 0 | 0 | 0 | 0 | 0 | 0 | 0 | 0 | 0 | 0 | 0 | 0 | 0 | 0 | 0 | 0 | 0 | 0 | 0 | 0 | 0 | 0 | 0 | 0 | 0 | 0 | 0 |  | 0 | 0 | 0 |  | #VALUE! | #VALUE! | #VALUE! | #VALUE! |  |  | #VALUE! | #VALUE! | 0 | 0 | 0.20123 | 0.20123 | #VALUE! | #VALUE! | #VALUE! | #VALUE! | 0 | 0 | 0.20123 | 0.20123 | #VALUE! | #VALUE! | #VALUE! | #VALUE! | 0 | 0 | 0.20123 | 0.20123 | #VALUE! | #VALUE! |  |  |  | #VALUE! | #VALUE! | #VALUE! | #VALUE! | #VALUE! | #VALUE! | #VALUE!
Wednesday | 3 | 2 | 12 | 1452 | 0 | 0 | 0 | 0 | 0 | 0 | 0 | 0 | 0 | 0 | 0 | 0 | 0 | 0 | 0 | 0 | 0 | 0 | 0 | 0 | 0 | 0 | 0 | 0 | 0 | 0 | 0 | 0 | 0 | 0 | 0 | 0 | 0 | 0 | 0 | 0 | 0 | 0 | 0 | 0 |  | 0 | 0 | 0 |  | #VALUE! | #VALUE! | #VALUE! | #VALUE! |  |  | #VALUE! | #VALUE! | 0 | 0 | 0.20123 | 0.20123 | #VALUE! | #VALUE! | #VALUE! | #VALUE! | 0 | 0 | 0.20123 | 0.20123 | #VALUE! | #VALUE! | #VALUE! | #VALUE! | 0 | 0 | 0.20123 | 0.20123 | #VALUE! | #VALUE! |  |  |  | #VALUE! | #VALUE! | #VALUE! | #VALUE! | #VALUE! | #VALUE! | #VALUE!
Wednesday | 3 | 2 | 13 | 1453 | 0 | 0 | 0 | 0 | 0 | 0 | 0 | 0 | 0 | 0 | 0 | 0 | 0 | 0 | 0 | 0 | 0 | 0 | 0 | 0 | 0 | 0 | 0 | 0 | 0 | 0 | 0 | 0 | 0 | 0 | 0 | 0 | 0 | 0 | 0 | 0 | 0 | 0 | 0 | 0 |  | 0 | 0 | 0 |  | #VALUE! | #VALUE! | #VALUE! | #VALUE! |  |  | #VALUE! | #VALUE! | 0 | 0 | 0.20123 | 0.20123 | #VALUE! | #VALUE! | #VALUE! | #VALUE! | 0 | 0 | 0.20123 | 0.20123 | #VALUE! | #VALUE! | #VALUE! | #VALUE! | 0 | 0 | 0.20123 | 0.20123 | #VALUE! | #VALUE! |  |  |  | #VALUE! | #VALUE! | #VALUE! | #VALUE! | #VALUE! | #VALUE! | #VALUE!
Wednesday | 3 | 2 | 14 | 1454 | 0 | 0 | 0 | 0 | 0 | 0 | 0 | 0 | 0 | 0 | 0 | 0 | 0 | 0 | 0 | 0 | 0 | 0 | 0 | 0 | 0 | 0 | 0 | 0 | 0 | 0 | 0 | 0 | 0 | 0 | 0 | 0 | 0 | 0 | 0 | 0 | 0 | 0 | 0 | 0 |  | 0 | 0 | 0 |  | #VALUE! | #VALUE! | #VALUE! | #VALUE! |  |  | #VALUE! | #VALUE! | 0 | 0 | 0.20123 | 0.20123 | #VALUE! | #VALUE! | #VALUE! | #VALUE! | 0 | 0 | 0.20123 | 0.20123 | #VALUE! | #VALUE! | #VALUE! | #VALUE! | 0 | 0 | 0.20123 | 0.20123 | #VALUE! | #VALUE! |  |  |  | #VALUE! | #VALUE! | #VALUE! | #VALUE! | #VALUE! | #VALUE! | #VALUE!
Wednesday | 3 | 2 | 15 | 1455 | 0 | 0 | 0 | 0 | 0 | 0 | 0 | 0 | 0 | 0 | 0 | 0 | 0 | 0 | 0 | 0 | 0 | 0 | 0 | 0 | 0 | 0 | 0 | 0 | 0 | 0 | 0 | 0 | 0 | 0 | 0 | 0 | 0 | 0 | 0 | 0 | 0 | 0 | 0 | 0 |  | 0 | 0 | 0 |  | #VALUE! | #VALUE! | #VALUE! | #VALUE! |  |  | #VALUE! | #VALUE! | 0 | 0 | 0.20123 | 0.20123 | #VALUE! | #VALUE! | #VALUE! | #VALUE! | 0 | 0 | 0.20123 | 0.20123 | #VALUE! | #VALUE! | #VALUE! | #VALUE! | 0 | 0 | 0.20123 | 0.20123 | #VALUE! | #VALUE! |  |  |  | #VALUE! | #VALUE! | #VALUE! | #VALUE! | #VALUE! | #VALUE! | #VALUE!
Wednesday | 3 | 2 | 16 | 1456 | 0 | 0 | 0 | 0 | 0 | 0 | 0 | 0 | 0 | 0 | 0 | 0 | 0 | 0 | 0 | 0 | 0 | 0 | 0 | 0 | 0 | 0 | 0 | 0 | 0 | 0 | 0 | 0 | 0 | 0 | 0 | 0 | 0 | 0 | 0 | 0 | 0 | 0 | 0 | 0 |  | 0 | 0 | 0 |  | #VALUE! | #VALUE! | #VALUE! | #VALUE! |  |  | #VALUE! | #VALUE! | 0 | 0 | 0.20123 | 0.20123 | #VALUE! | #VALUE! | #VALUE! | #VALUE! | 0 | 0 | 0.20123 | 0.20123 | #VALUE! | #VALUE! | #VALUE! | #VALUE! | 0 | 0 | 0.20123 | 0.20123 | #VALUE! | #VALUE! |  |  |  | #VALUE! | #VALUE! | #VALUE! | #VALUE! | #VALUE! | #VALUE! | #VALUE!
Wednesday | 3 | 2 | 17 | 1457 | 0 | 0 | 0 | 0 | 0 | 0 | 0 | 0 | 0 | 0 | 0 | 0 | 0 | 0 | 0 | 0 | 0 | 0 | 0 | 0 | 0 | 0 | 0 | 0 | 0 | 0 | 0 | 0 | 0 | 0 | 0 | 0 | 0 | 0 | 0 | 0 | 0 | 0 | 0 | 0 |  | 0 | 0 | 0 |  | #VALUE! | #VALUE! | #VALUE! | #VALUE! |  |  | #VALUE! | #VALUE! | 0 | 0 | 0.20123 | 0.20123 | #VALUE! | #VALUE! | #VALUE! | #VALUE! | 0 | 0 | 0.20123 | 0.20123 | #VALUE! | #VALUE! | #VALUE! | #VALUE! | 0 | 0 | 0.20123 | 0.20123 | #VALUE! | #VALUE! |  |  |  | #VALUE! | #VALUE! | #VALUE! | #VALUE! | #VALUE! | #VALUE! | #VALUE!
Wednesday | 3 | 2 | 18 | 1458 | 0 | 0 | 0 | 0 | 0 | 0 | 0 | 0 | 0 | 0 | 0 | 0 | 0 | 0 | 0 | 0 | 0 | 0 | 0 | 0 | 0 | 0 | 0 | 0 | 0 | 0 | 0 | 0 | 0 | 0 | 0 | 0 | 0 | 0 | 0 | 0 | 0 | 0 | 0 | 0 |  | 0 | 0 | 0 |  | #VALUE! | #VALUE! | #VALUE! | #VALUE! |  |  | #VALUE! | #VALUE! | 0 | 0 | 0.20123 | 0.20123 | #VALUE! | #VALUE! | #VALUE! | #VALUE! | 0 | 0 | 0.20123 | 0.20123 | #VALUE! | #VALUE! | #VALUE! | #VALUE! | 0 | 0 | 0.20123 | 0.20123 | #VALUE! | #VALUE! |  |  |  | #VALUE! | #VALUE! | #VALUE! | #VALUE! | #VALUE! | #VALUE! | #VALUE!
Wednesday | 3 | 2 | 19 | 1459 | 0 | 0 | 0 | 0 | 0 | 0 | 0 | 0 | 0 | 0 | 0 | 0 | 0 | 0 | 0 | 0 | 0 | 0 | 0 | 0 | 0 | 0 | 0 | 0 | 0 | 0 | 0 | 0 | 0 | 0 | 0 | 0 | 0 | 0 | 0 | 0 | 0 | 0 | 0 | 0 |  | 0 | 0 | 0 |  | #VALUE! | #VALUE! | #VALUE! | #VALUE! |  |  | #VALUE! | #VALUE! | 0 | 0 | 0.20123 | 0.20123 | #VALUE! | #VALUE! | #VALUE! | #VALUE! | 0 | 0 | 0.20123 | 0.20123 | #VALUE! | #VALUE! | #VALUE! | #VALUE! | 0 | 0 | 0.20123 | 0.20123 | #VALUE! | #VALUE! |  |  |  | #VALUE! | #VALUE! | #VALUE! | #VALUE! | #VALUE! | #VALUE! | #VALUE!
Wednesday | 3 | 2 | 20 | 1460 | 0 | 0 | 0 | 0 | 0 | 0 | 0 | 0 | 0 | 0 | 0 | 0 | 0 | 0 | 0 | 0 | 0 | 0 | 0 | 0 | 0 | 0 | 0 | 0 | 0 | 0 | 0 | 0 | 0 | 0 | 0 | 0 | 0 | 0 | 0 | 0 | 0 | 0 | 0 | 0 |  | 0 | 0 | 0 |  | #VALUE! | #VALUE! | #VALUE! | #VALUE! |  |  | #VALUE! | #VALUE! | 0 | 0 | 0.20123 | 0.20123 | #VALUE! | #VALUE! | #VALUE! | #VALUE! | 0 | 0 | 0.20123 | 0.20123 | #VALUE! | #VALUE! | #VALUE! | #VALUE! | 0 | 0 | 0.20123 | 0.20123 | #VALUE! | #VALUE! |  |  |  | #VALUE! | #VALUE! | #VALUE! | #VALUE! | #VALUE! | #VALUE! | #VALUE!
Wednesday | 3 | 2 | 21 | 1461 | 0 | 0 | 0 | 0 | 0 | 0 | 0 | 0 | 0 | 0 | 0 | 0 | 0 | 0 | 0 | 0 | 0 | 0 | 0 | 0 | 0 | 0 | 0 | 0 | 0 | 0 | 0 | 0 | 0 | 0 | 0 | 0 | 0 | 0 | 0 | 0 | 0 | 0 | 0 | 0 |  | 0 | 0 | 0 |  | #VALUE! | #VALUE! | #VALUE! | #VALUE! |  |  | #VALUE! | #VALUE! | 0 | 0 | 0.20123 | 0.20123 | #VALUE! | #VALUE! | #VALUE! | #VALUE! | 0 | 0 | 0.20123 | 0.20123 | #VALUE! | #VALUE! | #VALUE! | #VALUE! | 0 | 0 | 0.20123 | 0.20123 | #VALUE! | #VALUE! |  |  |  | #VALUE! | #VALUE! | #VALUE! | #VALUE! | #VALUE! | #VALUE! | #VALUE!
Wednesday | 3 | 2 | 22 | 1462 | 0 | 0 | 0 | 0 | 0 | 0 | 0 | 0 | 0 | 0 | 0 | 0 | 0 | 0 | 0 | 0 | 0 | 0 | 0 | 0 | 0 | 0 | 0 | 0 | 0 | 0 | 0 | 0 | 0 | 0 | 0 | 0 | 0 | 0 | 0 | 0 | 0 | 0 | 0 | 0 |  | 0 | 0 | 0 |  | #VALUE! | #VALUE! | #VALUE! | #VALUE! |  |  | #VALUE! | #VALUE! | 0 | 0 | 0.20123 | 0.20123 | #VALUE! | #VALUE! | #VALUE! | #VALUE! | 0 | 0 | 0.20123 | 0.20123 | #VALUE! | #VALUE! | #VALUE! | #VALUE! | 0 | 0 | 0.20123 | 0.20123 | #VALUE! | #VALUE! |  |  |  | #VALUE! | #VALUE! | #VALUE! | #VALUE! | #VALUE! | #VALUE! | #VALUE!
Wednesday | 3 | 2 | 23 | 1463 | 0 | 0 | 0 | 0 | 0 | 0 | 0 | 0 | 0 | 0 | 0 | 0 | 0 | 0 | 0 | 0 | 0 | 0 | 0 | 0 | 0 | 0 | 0 | 0 | 0 | 0 | 0 | 0 | 0 | 0 | 0 | 0 | 0 | 0 | 0 | 0 | 0 | 0 | 0 | 0 |  | 0 | 0 | 0 |  | #VALUE! | #VALUE! | #VALUE! | #VALUE! |  |  | #VALUE! | #VALUE! | 0 | 0 | 0.20123 | 0.20123 | #VALUE! | #VALUE! | #VALUE! | #VALUE! | 0 | 0 | 0.20123 | 0.20123 | #VALUE! | #VALUE! | #VALUE! | #VALUE! | 0 | 0 | 0.20123 | 0.20123 | #VALUE! | #VALUE! |  |  |  | #VALUE! | #VALUE! | #VALUE! | #VALUE! | #VALUE! | #VALUE! | #VALUE!
Wednesday | 3 | 2 | 24 | 1464 | 0 | 0 | 0 | 0 | 0 | 0 | 0 | 0 | 0 | 0 | 0 | 0 | 0 | 0 | 0 | 0 | 0 | 0 | 0 | 0 | 0 | 0 | 0 | 0 | 0 | 0 | 0 | 0 | 0 | 0 | 0 | 0 | 0 | 0 | 0 | 0 | 0 | 0 | 0 | 0 |  | 0 | 0 | 0 |  | #VALUE! | #VALUE! | #VALUE! | #VALUE! |  |  | #VALUE! | #VALUE! | 0 | 0 | 0.20123 | 0.20123 | #VALUE! | #VALUE! | #VALUE! | #VALUE! | 0 | 0 | 0.20123 | 0.20123 | #VALUE! | #VALUE! | #VALUE! | #VALUE! | 0 | 0 | 0.20123 | 0.20123 | #VALUE! | #VALUE! |  |  |  | #VALUE! | #VALUE! | #VALUE! | #VALUE! | #VALUE! | #VALUE! | #VALUE!
Thursday | 3 | 3 | 1 | 1465 | 0 | 0 | 0 | 0 | 0 | 0 | 0 | 0 | 0 | 0 | 0 | 0 | 0 | 0 | 0 | 0 | 0 | 0 | 0 | 0 | 0 | 0 | 0 | 0 | 0 | 0 | 0 | 0 | 0 | 0 | 0 | 0 | 0 | 0 | 0 | 0 | 0 | 0 | 0 | 0 |  | 0 | 0 | 0 |  | #VALUE! | #VALUE! | #VALUE! | #VALUE! |  |  | #VALUE! | #VALUE! | 0 | 0 | 0.20123 | 0.20123 | #VALUE! | #VALUE! | #VALUE! | #VALUE! | 0 | 0 | 0.20123 | 0.20123 | #VALUE! | #VALUE! | #VALUE! | #VALUE! | 0 | 0 | 0.20123 | 0.20123 | #VALUE! | #VALUE! |  |  |  | #VALUE! | #VALUE! | #VALUE! | #VALUE! | #VALUE! | #VALUE! | #VALUE!
Thursday | 3 | 3 | 2 | 1466 | 0 | 0 | 0 | 0 | 0 | 0 | 0 | 0 | 0 | 0 | 0 | 0 | 0 | 0 | 0 | 0 | 0 | 0 | 0 | 0 | 0 | 0 | 0 | 0 | 0 | 0 | 0 | 0 | 0 | 0 | 0 | 0 | 0 | 0 | 0 | 0 | 0 | 0 | 0 | 0 |  | 0 | 0 | 0 |  | #VALUE! | #VALUE! | #VALUE! | #VALUE! |  |  | #VALUE! | #VALUE! | 0 | 0 | 0.20123 | 0.20123 | #VALUE! | #VALUE! | #VALUE! | #VALUE! | 0 | 0 | 0.20123 | 0.20123 | #VALUE! | #VALUE! | #VALUE! | #VALUE! | 0 | 0 | 0.20123 | 0.20123 | #VALUE! | #VALUE! |  |  |  | #VALUE! | #VALUE! | #VALUE! | #VALUE! | #VALUE! | #VALUE! | #VALUE!
Thursday | 3 | 3 | 3 | 1467 | 0 | 0 | 0 | 0 | 0 | 0 | 0 | 0 | 0 | 0 | 0 | 0 | 0 | 0 | 0 | 0 | 0 | 0 | 0 | 0 | 0 | 0 | 0 | 0 | 0.010728 | 0 | 0 | 0 | 0 | 0 | 0 | 0 | 0 | 0 | 0 | 0 | 0 | 0 | 0 | 0 |  | 0 | 0 | 0 |  | #VALUE! | #VALUE! | #VALUE! | #VALUE! |  |  | #VALUE! | #VALUE! | 0 | 0 | 0.20123 | 0.20123 | #VALUE! | #VALUE! | #VALUE! | #VALUE! | 0 | 0 | 0.20123 | 0.20123 | #VALUE! | #VALUE! | #VALUE! | #VALUE! | 0 | 0 | 0.20123 | 0.20123 | #VALUE! | #VALUE! |  |  |  | #VALUE! | #VALUE! | #VALUE! | #VALUE! | #VALUE! | #VALUE! | #VALUE!
Thursday | 3 | 3 | 4 | 1468 | 0 | 0 | 0 | 0 | 0 | 0 | 0 | 0 | 0 | 0 | 0 | 0 | 0 | 0 | 0 | 0 | 0 | 0 | 0 | 0 | 0 | 0 | 0 | 0 | 0 | 0 | 0 | 0 | 0 | 0 | 0 | 0 | 0 | 0 | 0 | 0 | 0 | 0 | 0 | 0 |  | 0 | 0 | 0 |  | #VALUE! | #VALUE! | #VALUE! | #VALUE! |  |  | #VALUE! | #VALUE! | 0 | 0 | 0.20123 | 0.20123 | #VALUE! | #VALUE! | #VALUE! | #VALUE! | 0 | 0 | 0.20123 | 0.20123 | #VALUE! | #VALUE! | #VALUE! | #VALUE! | 0 | 0 | 0.20123 | 0.20123 | #VALUE! | #VALUE! |  |  |  | #VALUE! | #VALUE! | #VALUE! | #VALUE! | #VALUE! | #VALUE! | #VALUE!
Thursday | 3 | 3 | 5 | 1469 | 0 | 0 | 0 | 0 | 0 | 0 | 0 | 0 | 0 | 0 | 0 | 0 | 0 | 0 | 0 | 0 | 0 | 0 | 0 | 0 | 0 | 0 | 0 | 0 | 0 | 0 | 0 | 0 | 0 | 0 | 0 | 0 | 0 | 0 | 0 | 0 | 0 | 0 | 0 | 0 |  | 0 | 0 | 0 |  | #VALUE! | #VALUE! | #VALUE! | #VALUE! |  |  | #VALUE! | #VALUE! | 0 | 0 | 0.20123 | 0.20123 | #VALUE! | #VALUE! | #VALUE! | #VALUE! | 0 | 0 | 0.20123 | 0.20123 | #VALUE! | #VALUE! | #VALUE! | #VALUE! | 0 | 0 | 0.20123 | 0.20123 | #VALUE! | #VALUE! |  |  |  | #VALUE! | #VALUE! | #VALUE! | #VALUE! | #VALUE! | #VALUE! | #VALUE!
Thursday | 3 | 3 | 6 | 1470 | 0 | 0 | 0 | 0 | 0 | 0 | 0 | 0 | 0 | 0 | 0 | 0 | 0 | 0 | 0 | 0 | 0 | 0 | 0 | 0 | 0 | 0 | 0 | 0 | 0 | 0 | 0 | 0 | 0 | 0 | 0 | 0 | 0 | 0 | 0 | 0 | 0 | 0 | 0 | 0 |  | 0 | 0 | 0 |  | #VALUE! | #VALUE! | #VALUE! | #VALUE! |  |  | #VALUE! | #VALUE! | 0 | 0 | 0.20123 | 0.20123 | #VALUE! | #VALUE! | #VALUE! | #VALUE! | 0 | 0 | 0.20123 | 0.20123 | #VALUE! | #VALUE! | #VALUE! | #VALUE! | 0 | 0 | 0.20123 | 0.20123 | #VALUE! | #VALUE! |  |  |  | #VALUE! | #VALUE! | #VALUE! | #VALUE! | #VALUE! | #VALUE! | #VALUE!
Thursday | 3 | 3 | 7 | 1471 | 0 | 0 | 0 | 0 | 0 | 0 | 0 | 0 | 0 | 0 | 0 | 0 | 0 | 0 | 0 | 0 | 0 | 0 | 0 | 0 | 0 | 0 | 0 | 0 | 0 | 0 | 0 | 0 | 0 | 0 | 0 | 0 | 0 | 0 | 0 | 0 | 0 | 0 | 0 | 0 |  | 0 | 0 | 0 |  | #VALUE! | #VALUE! | #VALUE! | #VALUE! |  |  | #VALUE! | #VALUE! | 0 | 0 | 0.20123 | 0.20123 | #VALUE! | #VALUE! | #VALUE! | #VALUE! | 0 | 0 | 0.20123 | 0.20123 | #VALUE! | #VALUE! | #VALUE! | #VALUE! | 0 | 0 | 0.20123 | 0.20123 | #VALUE! | #VALUE! |  |  |  | #VALUE! | #VALUE! | #VALUE! | #VALUE! | #VALUE! | #VALUE! | #VALUE!
Thursday | 3 | 3 | 8 | 1472 | 0 | 0 | 0 | 0 | 0 | 0 | 0 | 0 | 0 | 0 | 0 | 0 | 0 | 0 | 0 | 0 | 0 | 0 | 0 | 0 | 0 | 0 | 0 | 0 | 0 | 0 | 0 | 0 | 0 | 0 | 0 | 0 | 0 | 0 | 0 | 0 | 0 | 0 | 0 | 0 |  | 0 | 0 | 0 |  | #VALUE! | #VALUE! | #VALUE! | #VALUE! |  |  | #VALUE! | #VALUE! | 0 | 0 | 0.20123 | 0.20123 | #VALUE! | #VALUE! | #VALUE! | #VALUE! | 0 | 0 | 0.20123 | 0.20123 | #VALUE! | #VALUE! | #VALUE! | #VALUE! | 0 | 0 | 0.20123 | 0.20123 | #VALUE! | #VALUE! |  |  |  | #VALUE! | #VALUE! | #VALUE! | #VALUE! | #VALUE! | #VALUE! | #VALUE!
Thursday | 3 | 3 | 9 | 1473 | 0 | 0 | 0 | 0 | 0 | 0 | 0 | 0 | 0 | 0 | 0 | 0 | 0 | 0 | 0 | 0 | 0 | 0 | 0 | 0 | 0 | 0 | 0 | 0 | 0 | 0 | 0 | 0 | 0 | 0 | 0 | 0 | 0 | 0 | 0 | 0 | 0 | 0 | 0 | 0 |  | 0 | 0 | 0 |  | #VALUE! | #VALUE! | #VALUE! | #VALUE! |  |  | #VALUE! | #VALUE! | 0 | 0 | 0.20123 | 0.20123 | #VALUE! | #VALUE! | #VALUE! | #VALUE! | 0 | 0 | 0.20123 | 0.20123 | #VALUE! | #VALUE! | #VALUE! | #VALUE! | 0 | 0 | 0.20123 | 0.20123 | #VALUE! | #VALUE! |  |  |  | #VALUE! | #VALUE! | #VALUE! | #VALUE! | #VALUE! | #VALUE! | #VALUE!
Thursday | 3 | 3 | 10 | 1474 | 0 | 0 | 0 | 0 | 0 | 0 | 0 | 0 | 0 | 0 | 0 | 0 | 0 | 0 | 0 | 0 | 0 | 0 | 0 | 0 | 0 | 0 | 0 | 0 | 0 | 0 | 0 | 0 | 0 | 0 | 0 | 0 | 0 | 0 | 0 | 0 | 0 | 0 | 0 | 0 |  | 0 | 0 | 0 |  | #VALUE! | #VALUE! | #VALUE! | #VALUE! |  |  | #VALUE! | #VALUE! | 0 | 0 | 0.20123 | 0.20123 | #VALUE! | #VALUE! | #VALUE! | #VALUE! | 0 | 0 | 0.20123 | 0.20123 | #VALUE! | #VALUE! | #VALUE! | #VALUE! | 0 | 0 | 0.20123 | 0.20123 | #VALUE! | #VALUE! |  |  |  | #VALUE! | #VALUE! | #VALUE! | #VALUE! | #VALUE! | #VALUE! | #VALUE!
Thursday | 3 | 3 | 11 | 1475 | 0 | 0 | 0 | 0 | 0 | 0 | 0 | 0 | 0 | 0 | 0 | 0 | 0 | 0 | 0 | 0 | 0 | 0 | 0 | 0 | 0 | 0 | 0 | 0 | 0 | 0 | 0 | 0 | 0 | 0 | 0 | 0 | 0 | 0 | 0 | 0 | 0 | 0 | 0 | 0 |  | 0 | 0 | 0 |  | #VALUE! | #VALUE! | #VALUE! | #VALUE! |  |  | #VALUE! | #VALUE! | 0 | 0 | 0.20123 | 0.20123 | #VALUE! | #VALUE! | #VALUE! | #VALUE! | 0 | 0 | 0.20123 | 0.20123 | #VALUE! | #VALUE! | #VALUE! | #VALUE! | 0 | 0 | 0.20123 | 0.20123 | #VALUE! | #VALUE! |  |  |  | #VALUE! | #VALUE! | #VALUE! | #VALUE! | #VALUE! | #VALUE! | #VALUE!
Thursday | 3 | 3 | 12 | 1476 | 0 | 0 | 0 | 0 | 0 | 0 | 0 | 0 | 0 | 0 | 0 | 0 | 0 | 0 | 0 | 0 | 0 | 0 | 0 | 0 | 0 | 0 | 0 | 0 | 0 | 0 | 0 | 0 | 0 | 0 | 0 | 0 | 0 | 0 | 0 | 0 | 0 | 0 | 0 | 0 |  | 0 | 0 | 0 |  | #VALUE! | #VALUE! | #VALUE! | #VALUE! |  |  | #VALUE! | #VALUE! | 0 | 0 | 0.20123 | 0.20123 | #VALUE! | #VALUE! | #VALUE! | #VALUE! | 0 | 0 | 0.20123 | 0.20123 | #VALUE! | #VALUE! | #VALUE! | #VALUE! | 0 | 0 | 0.20123 | 0.20123 | #VALUE! | #VALUE! |  |  |  | #VALUE! | #VALUE! | #VALUE! | #VALUE! | #VALUE! | #VALUE! | #VALUE!
Thursday | 3 | 3 | 13 | 1477 | 0 | 0 | 0 | 0 | 0 | 0 | 0 | 0 | 0 | 0 | 0 | 0 | 0 | 0 | 0 | 0 | 0 | 0 | 0 | 0 | 0 | 0 | 0 | 0 | 0 | 0 | 0 | 0 | 0 | 0 | 0 | 0 | 0 | 0 | 0 | 0 | 0 | 0 | 0 | 0 |  | 0 | 0 | 0 |  | #VALUE! | #VALUE! | #VALUE! | #VALUE! |  |  | #VALUE! | #VALUE! | 0 | 0 | 0.20123 | 0.20123 | #VALUE! | #VALUE! | #VALUE! | #VALUE! | 0 | 0 | 0.20123 | 0.20123 | #VALUE! | #VALUE! | #VALUE! | #VALUE! | 0 | 0 | 0.20123 | 0.20123 | #VALUE! | #VALUE! |  |  |  | #VALUE! | #VALUE! | #VALUE! | #VALUE! | #VALUE! | #VALUE! | #VALUE!
Thursday | 3 | 3 | 14 | 1478 | 0 | 0 | 0 | 0 | 0 | 0 | 0 | 0 | 0 | 0 | 0 | 0 | 0 | 0 | 0 | 0 | 0 | 0 | 0 | 0 | 0 | 0 | 0 | 0 | 0 | 0 | 0 | 0 | 0 | 0 | 0 | 0 | 0 | 0 | 0 | 0 | 0 | 0 | 0 | 0 |  | 0 | 0 | 0 |  | #VALUE! | #VALUE! | #VALUE! | #VALUE! |  |  | #VALUE! | #VALUE! | 0 | 0 | 0.20123 | 0.20123 | #VALUE! | #VALUE! | #VALUE! | #VALUE! | 0 | 0 | 0.20123 | 0.20123 | #VALUE! | #VALUE! | #VALUE! | #VALUE! | 0 | 0 | 0.20123 | 0.20123 | #VALUE! | #VALUE! |  |  |  | #VALUE! | #VALUE! | #VALUE! | #VALUE! | #VALUE! | #VALUE! | #VALUE!
Thursday | 3 | 3 | 15 | 1479 | 0 | 0 | 0 | 0 | 0 | 0 | 0 | 0 | 0 | 0 | 0 | 0 | 0 | 0 | 0 | 0 | 0 | 0 | 0 | 0 | 0 | 0 | 0 | 0 | 0 | 0 | 0 | 0 | 0 | 0 | 0 | 0 | 0 | 0 | 0 | 0 | 0 | 0 | 0 | 0 |  | 0 | 0 | 0 |  | #VALUE! | #VALUE! | #VALUE! | #VALUE! |  |  | #VALUE! | #VALUE! | 0 | 0 | 0.20123 | 0.20123 | #VALUE! | #VALUE! | #VALUE! | #VALUE! | 0 | 0 | 0.20123 | 0.20123 | #VALUE! | #VALUE! | #VALUE! | #VALUE! | 0 | 0 | 0.20123 | 0.20123 | #VALUE! | #VALUE! |  |  |  | #VALUE! | #VALUE! | #VALUE! | #VALUE! | #VALUE! | #VALUE! | #VALUE!
Thursday | 3 | 3 | 16 | 1480 | 0 | 0 | 0 | 0 | 0 | 0 | 0 | 0 | 0 | 0 | 0 | 0 | 0 | 0 | 0 | 0 | 0 | 0 | 0 | 0 | 0 | 0 | 0 | 0 | 0 | 0 | 0 | 0 | 0 | 0 | 0 | 0 | 0 | 0 | 0 | 0 | 0 | 0 | 0 | 0 |  | 0 | 0 | 0 |  | #VALUE! | #VALUE! | #VALUE! | #VALUE! |  |  | #VALUE! | #VALUE! | 0 | 0 | 0.20123 | 0.20123 | #VALUE! | #VALUE! | #VALUE! | #VALUE! | 0 | 0 | 0.20123 | 0.20123 | #VALUE! | #VALUE! | #VALUE! | #VALUE! | 0 | 0 | 0.20123 | 0.20123 | #VALUE! | #VALUE! |  |  |  | #VALUE! | #VALUE! | #VALUE! | #VALUE! | #VALUE! | #VALUE! | #VALUE!
Thursday | 3 | 3 | 17 | 1481 | 0 | 0 | 0 | 0 | 0 | 0 | 0 | 0 | 0 | 0 | 0 | 0 | 0 | 0 | 0 | 0 | 0 | 0 | 0 | 0 | 0 | 0 | 0 | 0 | 0 | 0 | 0 | 0 | 0 | 0 | 0 | 0 | 0 | 0 | 0 | 0 | 0 | 0 | 0 | 0 |  | 0 | 0 | 0 |  | #VALUE! | #VALUE! | #VALUE! | #VALUE! |  |  | #VALUE! | #VALUE! | 0 | 0 | 0.20123 | 0.20123 | #VALUE! | #VALUE! | #VALUE! | #VALUE! | 0 | 0 | 0.20123 | 0.20123 | #VALUE! | #VALUE! | #VALUE! | #VALUE! | 0 | 0 | 0.20123 | 0.20123 | #VALUE! | #VALUE! |  |  |  | #VALUE! | #VALUE! | #VALUE! | #VALUE! | #VALUE! | #VALUE! | #VALUE!
Thursday | 3 | 3 | 18 | 1482 | 0 | 0 | 0 | 0 | 0 | 0 | 0 | 0 | 0 | 0 | 0 | 0 | 0 | 0 | 0 | 0 | 0 | 0 | 0 | 0 | 0 | 0 | 0 | 0 | 0 | 0 | 0 | 0 | 0 | 0 | 0 | 0 | 0 | 0 | 0 | 0 | 0 | 0 | 0 | 0 |  | 0 | 0 | 0 |  | #VALUE! | #VALUE! | #VALUE! | #VALUE! |  |  | #VALUE! | #VALUE! | 0 | 0 | 0.20123 | 0.20123 | #VALUE! | #VALUE! | #VALUE! | #VALUE! | 0 | 0 | 0.20123 | 0.20123 | #VALUE! | #VALUE! | #VALUE! | #VALUE! | 0 | 0 | 0.20123 | 0.20123 | #VALUE! | #VALUE! |  |  |  | #VALUE! | #VALUE! | #VALUE! | #VALUE! | #VALUE! | #VALUE! | #VALUE!
Thursday | 3 | 3 | 19 | 1483 | 0 | 0 | 0 | 0 | 0 | 0 | 0 | 0 | 0 | 0 | 0 | 0 | 0 | 0 | 0 | 0 | 0 | 0 | 0 | 0 | 0 | 0 | 0 | 0 | 0 | 0 | 0 | 0 | 0 | 0 | 0 | 0 | 0 | 0 | 0 | 0 | 0 | 0 | 0 | 0 |  | 0 | 0 | 0 |  | #VALUE! | #VALUE! | #VALUE! | #VALUE! |  |  | #VALUE! | #VALUE! | 0 | 0 | 0.20123 | 0.20123 | #VALUE! | #VALUE! | #VALUE! | #VALUE! | 0 | 0 | 0.20123 | 0.20123 | #VALUE! | #VALUE! | #VALUE! | #VALUE! | 0 | 0 | 0.20123 | 0.20123 | #VALUE! | #VALUE! |  |  |  | #VALUE! | #VALUE! | #VALUE! | #VALUE! | #VALUE! | #VALUE! | #VALUE!
Thursday | 3 | 3 | 20 | 1484 | 0 | 0 | 0 | 0 | 0 | 0 | 0 | 0 | 0 | 0 | 0 | 0 | 0 | 0 | 0 | 0 | 0 | 0 | 0 | 0 | 0 | 0 | 0 | 0 | 0 | 0 | 0 | 0 | 0 | 0 | 0 | 0 | 0 | 0 | 0 | 0 | 0 | 0 | 0 | 0 |  | 0 | 0 | 0 |  | #VALUE! | #VALUE! | #VALUE! | #VALUE! |  |  | #VALUE! | #VALUE! | 0 | 0 | 0.20123 | 0.20123 | #VALUE! | #VALUE! | #VALUE! | #VALUE! | 0 | 0 | 0.20123 | 0.20123 | #VALUE! | #VALUE! | #VALUE! | #VALUE! | 0 | 0 | 0.20123 | 0.20123 | #VALUE! | #VALUE! |  |  |  | #VALUE! | #VALUE! | #VALUE! | #VALUE! | #VALUE! | #VALUE! | #VALUE!
Thursday | 3 | 3 | 21 | 1485 | 0 | 0 | 0 | 0 | 0 | 0 | 0 | 0 | 0 | 0 | 0 | 0 | 0 | 0 | 0 | 0 | 0 | 0 | 0 | 0 | 0 | 0 | 0 | 0 | 0 | 0 | 0 | 0 | 0 | 0 | 0 | 0 | 0 | 0 | 0 | 0 | 0 | 0 | 0 | 0 |  | 0 | 0 | 0 |  | #VALUE! | #VALUE! | #VALUE! | #VALUE! |  |  | #VALUE! | #VALUE! | 0 | 0 | 0.20123 | 0.20123 | #VALUE! | #VALUE! | #VALUE! | #VALUE! | 0 | 0 | 0.20123 | 0.20123 | #VALUE! | #VALUE! | #VALUE! | #VALUE! | 0 | 0 | 0.20123 | 0.20123 | #VALUE! | #VALUE! |  |  |  | #VALUE! | #VALUE! | #VALUE! | #VALUE! | #VALUE! | #VALUE! | #VALUE!
Thursday | 3 | 3 | 22 | 1486 | 0 | 0 | 0 | 0 | 0 | 0 | 0 | 0 | 0 | 0 | 0 | 0 | 0 | 0 | 0 | 0 | 0 | 0 | 0 | 0 | 0 | 0 | 0 | 0 | 0 | 0 | 0 | 0 | 0 | 0 | 0 | 0 | 0 | 0 | 0 | 0 | 0 | 0 | 0 | 0 |  | 0 | 0 | 0 |  | #VALUE! | #VALUE! | #VALUE! | #VALUE! |  |  | #VALUE! | #VALUE! | 0 | 0 | 0.20123 | 0.20123 | #VALUE! | #VALUE! | #VALUE! | #VALUE! | 0 | 0 | 0.20123 | 0.20123 | #VALUE! | #VALUE! | #VALUE! | #VALUE! | 0 | 0 | 0.20123 | 0.20123 | #VALUE! | #VALUE! |  |  |  | #VALUE! | #VALUE! | #VALUE! | #VALUE! | #VALUE! | #VALUE! | #VALUE!
Thursday | 3 | 3 | 23 | 1487 | 0 | 0 | 0 | 0 | 0 | 0 | 0 | 0 | 0 | 0 | 0 | 0 | 0 | 0 | 0 | 0 | 0 | 0 | 0 | 0 | 0 | 0 | 0 | 0 | 0 | 0 | 0 | 0 | 0 | 0 | 0 | 0 | 0 | 0 | 0 | 0 | 0 | 0 | 0 | 0 |  | 0 | 0 | 0 |  | #VALUE! | #VALUE! | #VALUE! | #VALUE! |  |  | #VALUE! | #VALUE! | 0 | 0 | 0.20123 | 0.20123 | #VALUE! | #VALUE! | #VALUE! | #VALUE! | 0 | 0 | 0.20123 | 0.20123 | #VALUE! | #VALUE! | #VALUE! | #VALUE! | 0 | 0 | 0.20123 | 0.20123 | #VALUE! | #VALUE! |  |  |  | #VALUE! | #VALUE! | #VALUE! | #VALUE! | #VALUE! | #VALUE! | #VALUE!
Thursday | 3 | 3 | 24 | 1488 | 0 | 0 | 0 | 0 | 0 | 0 | 0 | 0 | 0 | 0 | 0 | 0 | 0 | 0 | 0 | 0 | 0 | 0 | 0 | 0 | 0 | 0 | 0 | 0 | 0 | 0 | 0 | 0 | 0 | 0 | 0 | 0 | 0 | 0 | 0 | 0 | 0 | 0 | 0 | 0 |  | 0 | 0 | 0 |  | #VALUE! | #VALUE! | #VALUE! | #VALUE! |  |  | #VALUE! | #VALUE! | 0 | 0 | 0.20123 | 0.20123 | #VALUE! | #VALUE! | #VALUE! | #VALUE! | 0 | 0 | 0.20123 | 0.20123 | #VALUE! | #VALUE! | #VALUE! | #VALUE! | 0 | 0 | 0.20123 | 0.20123 | #VALUE! | #VALUE! |  |  |  | #VALUE! | #VALUE! | #VALUE! | #VALUE! | #VALUE! | #VALUE! | #VALUE!
Friday | 3 | 4 | 1 | 1489 | 0 | 0 | 0 | 0 | 0 | 0 | 0 | 0 | 0 | 0 | 0 | 0 | 0 | 0 | 0 | 0 | 0 | 0 | 0 | 0 | 0 | 0 | 0 | 0 | 0 | 0 | 0 | 0 | 0 | 0 | 0 | 0 | 0 | 0 | 0 | 0 | 0 | 0 | 0 | 0 |  | 0 | 0 | 0 |  | #VALUE! | #VALUE! | #VALUE! | #VALUE! |  |  | #VALUE! | #VALUE! | 0 | 0 | 0.20123 | 0.20123 | #VALUE! | #VALUE! | #VALUE! | #VALUE! | 0 | 0 | 0.20123 | 0.20123 | #VALUE! | #VALUE! | #VALUE! | #VALUE! | 0 | 0 | 0.20123 | 0.20123 | #VALUE! | #VALUE! |  |  |  | #VALUE! | #VALUE! | #VALUE! | #VALUE! | #VALUE! | #VALUE! | #VALUE!
Friday | 3 | 4 | 2 | 1490 | 0 | 0 | 0 | 0 | 0 | 0 | 0 | 0 | 0 | 0 | 0 | 0 | 0 | 0 | 0 | 0 | 0 | 0 | 0 | 0 | 0 | 0 | 0 | 0 | 0 | 0 | 0 | 0 | 0 | 0 | 0 | 0 | 0 | 0 | 0 | 0 | 0 | 0 | 0 | 0 |  | 0 | 0 | 0 |  | #VALUE! | #VALUE! | #VALUE! | #VALUE! |  |  | #VALUE! | #VALUE! | 0 | 0 | 0.20123 | 0.20123 | #VALUE! | #VALUE! | #VALUE! | #VALUE! | 0 | 0 | 0.20123 | 0.20123 | #VALUE! | #VALUE! | #VALUE! | #VALUE! | 0 | 0 | 0.20123 | 0.20123 | #VALUE! | #VALUE! |  |  |  | #VALUE! | #VALUE! | #VALUE! | #VALUE! | #VALUE! | #VALUE! | #VALUE!
Friday | 3 | 4 | 3 | 1491 | 0 | 0 | 0 | 0 | 0 | 0 | 0 | 0 | 0 | 0 | 0 | 0 | 0 | 0 | 0 | 0 | 0 | 0 | 0 | 0 | 0 | 0 | 0 | 0 | 0.011588 | 0 | 0 | 0 | 0 | 0 | 0 | 0 | 0 | 0 | 0 | 0 | 0 | 0 | 0 | 0 |  | 0 | 0 | 0 |  | #VALUE! | #VALUE! | #VALUE! | #VALUE! |  |  | #VALUE! | #VALUE! | 0 | 0 | 0.20123 | 0.20123 | #VALUE! | #VALUE! | #VALUE! | #VALUE! | 0 | 0 | 0.20123 | 0.20123 | #VALUE! | #VALUE! | #VALUE! | #VALUE! | 0 | 0 | 0.20123 | 0.20123 | #VALUE! | #VALUE! |  |  |  | #VALUE! | #VALUE! | #VALUE! | #VALUE! | #VALUE! | #VALUE! | #VALUE!
Friday | 3 | 4 | 4 | 1492 | 0 | 0 | 0 | 0 | 0 | 0 | 0 | 0 | 0 | 0 | 0 | 0 | 0 | 0 | 0 | 0 | 0 | 0 | 0 | 0 | 0 | 0 | 0 | 0 | 0 | 0 | 0 | 0 | 0 | 0 | 0 | 0 | 0 | 0 | 0 | 0 | 0 | 0 | 0 | 0 |  | 0 | 0 | 0 |  | #VALUE! | #VALUE! | #VALUE! | #VALUE! |  |  | #VALUE! | #VALUE! | 0 | 0 | 0.20123 | 0.20123 | #VALUE! | #VALUE! | #VALUE! | #VALUE! | 0 | 0 | 0.20123 | 0.20123 | #VALUE! | #VALUE! | #VALUE! | #VALUE! | 0 | 0 | 0.20123 | 0.20123 | #VALUE! | #VALUE! |  |  |  | #VALUE! | #VALUE! | #VALUE! | #VALUE! | #VALUE! | #VALUE! | #VALUE!
Friday | 3 | 4 | 5 | 1493 | 0 | 0 | 0 | 0 | 0 | 0 | 0 | 0 | 0 | 0 | 0 | 0 | 0 | 0 | 0 | 0 | 0 | 0 | 0 | 0 | 0 | 0 | 0 | 0 | 0 | 0 | 0 | 0 | 0 | 0 | 0 | 0 | 0 | 0 | 0 | 0 | 0 | 0 | 0 | 0 |  | 0 | 0 | 0 |  | #VALUE! | #VALUE! | #VALUE! | #VALUE! |  |  | #VALUE! | #VALUE! | 0 | 0 | 0.20123 | 0.20123 | #VALUE! | #VALUE! | #VALUE! | #VALUE! | 0 | 0 | 0.20123 | 0.20123 | #VALUE! | #VALUE! | #VALUE! | #VALUE! | 0 | 0 | 0.20123 | 0.20123 | #VALUE! | #VALUE! |  |  |  | #VALUE! | #VALUE! | #VALUE! | #VALUE! | #VALUE! | #VALUE! | #VALUE!
Friday | 3 | 4 | 6 | 1494 | 0 | 0 | 0 | 0 | 0 | 0 | 0 | 0 | 0 | 0 | 0 | 0 | 0 | 0 | 0 | 0 | 0 | 0 | 0 | 0 | 0 | 0 | 0 | 0 | 0 | 0 | 0 | 0 | 0 | 0 | 0 | 0 | 0 | 0 | 0 | 0 | 0 | 0 | 0 | 0 |  | 0 | 0 | 0 |  | #VALUE! | #VALUE! | #VALUE! | #VALUE! |  |  | #VALUE! | #VALUE! | 0 | 0 | 0.20123 | 0.20123 | #VALUE! | #VALUE! | #VALUE! | #VALUE! | 0 | 0 | 0.20123 | 0.20123 | #VALUE! | #VALUE! | #VALUE! | #VALUE! | 0 | 0 | 0.20123 | 0.20123 | #VALUE! | #VALUE! |  |  |  | #VALUE! | #VALUE! | #VALUE! | #VALUE! | #VALUE! | #VALUE! | #VALUE!
Friday | 3 | 4 | 7 | 1495 | 0 | 0 | 0 | 0 | 0 | 0 | 0 | 0 | 0 | 0 | 0 | 0 | 0 | 0 | 0 | 0 | 0 | 0 | 0 | 0 | 0 | 0 | 0 | 0 | 0 | 0 | 0 | 0 | 0 | 0 | 0 | 0 | 0 | 0 | 0 | 0 | 0 | 0 | 0 | 0 |  | 0 | 0 | 0 |  | #VALUE! | #VALUE! | #VALUE! | #VALUE! |  |  | #VALUE! | #VALUE! | 0 | 0 | 0.20123 | 0.20123 | #VALUE! | #VALUE! | #VALUE! | #VALUE! | 0 | 0 | 0.20123 | 0.20123 | #VALUE! | #VALUE! | #VALUE! | #VALUE! | 0 | 0 | 0.20123 | 0.20123 | #VALUE! | #VALUE! |  |  |  | #VALUE! | #VALUE! | #VALUE! | #VALUE! | #VALUE! | #VALUE! | #VALUE!
Friday | 3 | 4 | 8 | 1496 | 0 | 0 | 0 | 0 | 0 | 0 | 0 | 0 | 0 | 0 | 0 | 0 | 0 | 0 | 0 | 0 | 0 | 0 | 0 | 0 | 0 | 0 | 0 | 0 | 0 | 0 | 0 | 0 | 0 | 0 | 0 | 0 | 0 | 0 | 0 | 0 | 0 | 0 | 0 | 0 |  | 0 | 0 | 0 |  | #VALUE! | #VALUE! | #VALUE! | #VALUE! |  |  | #VALUE! | #VALUE! | 0 | 0 | 0.20123 | 0.20123 | #VALUE! | #VALUE! | #VALUE! | #VALUE! | 0 | 0 | 0.20123 | 0.20123 | #VALUE! | #VALUE! | #VALUE! | #VALUE! | 0 | 0 | 0.20123 | 0.20123 | #VALUE! | #VALUE! |  |  |  | #VALUE! | #VALUE! | #VALUE! | #VALUE! | #VALUE! | #VALUE! | #VALUE!
Friday | 3 | 4 | 9 | 1497 | 0 | 0 | 0 | 0 | 0 | 0 | 0 | 0 | 0 | 0 | 0 | 0 | 0 | 0 | 0 | 0 | 0 | 0 | 0 | 0 | 0 | 0 | 0 | 0 | 0 | 0 | 0 | 0 | 0 | 0 | 0 | 0 | 0 | 0 | 0 | 0 | 0 | 0 | 0 | 0 |  | 0 | 0 | 0 |  | #VALUE! | #VALUE! | #VALUE! | #VALUE! |  |  | #VALUE! | #VALUE! | 0 | 0 | 0.20123 | 0.20123 | #VALUE! | #VALUE! | #VALUE! | #VALUE! | 0 | 0 | 0.20123 | 0.20123 | #VALUE! | #VALUE! | #VALUE! | #VALUE! | 0 | 0 | 0.20123 | 0.20123 | #VALUE! | #VALUE! |  |  |  | #VALUE! | #VALUE! | #VALUE! | #VALUE! | #VALUE! | #VALUE! | #VALUE!
Friday | 3 | 4 | 10 | 1498 | 0 | 0 | 0 | 0 | 0 | 0 | 0 | 0 | 0 | 0 | 0 | 0 | 0 | 0 | 0 | 0 | 0 | 0 | 0 | 0 | 0 | 0 | 0 | 0 | 0 | 0 | 0 | 0 | 0 | 0 | 0 | 0 | 0 | 0 | 0 | 0 | 0 | 0 | 0 | 0 |  | 0 | 0 | 0 |  | #VALUE! | #VALUE! | #VALUE! | #VALUE! |  |  | #VALUE! | #VALUE! | 0 | 0 | 0.20123 | 0.20123 | #VALUE! | #VALUE! | #VALUE! | #VALUE! | 0 | 0 | 0.20123 | 0.20123 | #VALUE! | #VALUE! | #VALUE! | #VALUE! | 0 | 0 | 0.20123 | 0.20123 | #VALUE! | #VALUE! |  |  |  | #VALUE! | #VALUE! | #VALUE! | #VALUE! | #VALUE! | #VALUE! | #VALUE!
Friday | 3 | 4 | 11 | 1499 | 0 | 0 | 0 | 0 | 0 | 0 | 0 | 0 | 0 | 0 | 0 | 0 | 0 | 0 | 0 | 0 | 0 | 0 | 0 | 0 | 0 | 0 | 0 | 0 | 0 | 0 | 0 | 0 | 0 | 0 | 0 | 0 | 0 | 0 | 0 | 0 | 0 | 0 | 0 | 0 |  | 0 | 0 | 0 |  | #VALUE! | #VALUE! | #VALUE! | #VALUE! |  |  | #VALUE! | #VALUE! | 0 | 0 | 0.20123 | 0.20123 | #VALUE! | #VALUE! | #VALUE! | #VALUE! | 0 | 0 | 0.20123 | 0.20123 | #VALUE! | #VALUE! | #VALUE! | #VALUE! | 0 | 0 | 0.20123 | 0.20123 | #VALUE! | #VALUE! |  |  |  | #VALUE! | #VALUE! | #VALUE! | #VALUE! | #VALUE! | #VALUE! | #VALUE!
Friday | 3 | 4 | 12 | 1500 | 0 | 0 | 0 | 0 | 0 | 0 | 0 | 0 | 0 | 0 | 0 | 0 | 0 | 0 | 0 | 0 | 0 | 0 | 0 | 0 | 0 | 0 | 0 | 0 | 0 | 0 | 0 | 0 | 0 | 0 | 0 | 0 | 0 | 0 | 0 | 0 | 0 | 0 | 0 | 0 |  | 0 | 0 | 0 |  | #VALUE! | #VALUE! | #VALUE! | #VALUE! |  |  | #VALUE! | #VALUE! | 0 | 0 | 0.20123 | 0.20123 | #VALUE! | #VALUE! | #VALUE! | #VALUE! | 0 | 0 | 0.20123 | 0.20123 | #VALUE! | #VALUE! | #VALUE! | #VALUE! | 0 | 0 | 0.20123 | 0.20123 | #VALUE! | #VALUE! |  |  |  | #VALUE! | #VALUE! | #VALUE! | #VALUE! | #VALUE! | #VALUE! | #VALUE!
Friday | 3 | 4 | 13 | 1501 | 0 | 0 | 0 | 0 | 0 | 0 | 0 | 0 | 0 | 0 | 0 | 0 | 0 | 0 | 0 | 0 | 0 | 0 | 0 | 0 | 0 | 0 | 0 | 0 | 0 | 0 | 0 | 0 | 0 | 0 | 0 | 0 | 0 | 0 | 0 | 0 | 0 | 0 | 0 | 0 |  | 0 | 0 | 0 |  | #VALUE! | #VALUE! | #VALUE! | #VALUE! |  |  | #VALUE! | #VALUE! | 0 | 0 | 0.20123 | 0.20123 | #VALUE! | #VALUE! | #VALUE! | #VALUE! | 0 | 0 | 0.20123 | 0.20123 | #VALUE! | #VALUE! | #VALUE! | #VALUE! | 0 | 0 | 0.20123 | 0.20123 | #VALUE! | #VALUE! |  |  |  | #VALUE! | #VALUE! | #VALUE! | #VALUE! | #VALUE! | #VALUE! | #VALUE!
Friday | 3 | 4 | 14 | 1502 | 0 | 0 | 0 | 0 | 0 | 0 | 0 | 0 | 0 | 0 | 0 | 0 | 0 | 0 | 0 | 0 | 0 | 0 | 0 | 0 | 0 | 0 | 0 | 0 | 0 | 0 | 0 | 0 | 0 | 0 | 0 | 0 | 0 | 0 | 0 | 0 | 0 | 0 | 0 | 0 |  | 0 | 0 | 0 |  | #VALUE! | #VALUE! | #VALUE! | #VALUE! |  |  | #VALUE! | #VALUE! | 0 | 0 | 0.20123 | 0.20123 | #VALUE! | #VALUE! | #VALUE! | #VALUE! | 0 | 0 | 0.20123 | 0.20123 | #VALUE! | #VALUE! | #VALUE! | #VALUE! | 0 | 0 | 0.20123 | 0.20123 | #VALUE! | #VALUE! |  |  |  | #VALUE! | #VALUE! | #VALUE! | #VALUE! | #VALUE! | #VALUE! | #VALUE!
Friday | 3 | 4 | 15 | 1503 | 0 | 0 | 0 | 0 | 0 | 0 | 0 | 0 | 0 | 0 | 0 | 0 | 0 | 0 | 0 | 0 | 0 | 0 | 0 | 0 | 0 | 0 | 0 | 0 | 0 | 0 | 0 | 0 | 0 | 0 | 0 | 0 | 0 | 0 | 0 | 0 | 0 | 0 | 0 | 0 |  | 0 | 0 | 0 |  | #VALUE! | #VALUE! | #VALUE! | #VALUE! |  |  | #VALUE! | #VALUE! | 0 | 0 | 0.20123 | 0.20123 | #VALUE! | #VALUE! | #VALUE! | #VALUE! | 0 | 0 | 0.20123 | 0.20123 | #VALUE! | #VALUE! | #VALUE! | #VALUE! | 0 | 0 | 0.20123 | 0.20123 | #VALUE! | #VALUE! |  |  |  | #VALUE! | #VALUE! | #VALUE! | #VALUE! | #VALUE! | #VALUE! | #VALUE!
Friday | 3 | 4 | 16 | 1504 | 0 | 0 | 0 | 0 | 0 | 0 | 0 | 0 | 0 | 0 | 0 | 0 | 0 | 0 | 0 | 0 | 0 | 0 | 0 | 0 | 0 | 0 | 0 | 0 | 0 | 0 | 0 | 0 | 0 | 0 | 0 | 0 | 0 | 0 | 0 | 0 | 0 | 0 | 0 | 0 |  | 0 | 0 | 0 |  | #VALUE! | #VALUE! | #VALUE! | #VALUE! |  |  | #VALUE! | #VALUE! | 0 | 0 | 0.20123 | 0.20123 | #VALUE! | #VALUE! | #VALUE! | #VALUE! | 0 | 0 | 0.20123 | 0.20123 | #VALUE! | #VALUE! | #VALUE! | #VALUE! | 0 | 0 | 0.20123 | 0.20123 | #VALUE! | #VALUE! |  |  |  | #VALUE! | #VALUE! | #VALUE! | #VALUE! | #VALUE! | #VALUE! | #VALUE!
Friday | 3 | 4 | 17 | 1505 | 0 | 0 | 0 | 0 | 0 | 0 | 0 | 0 | 0 | 0 | 0 | 0 | 0 | 0 | 0 | 0 | 0 | 0 | 0 | 0 | 0 | 0 | 0 | 0 | 0 | 0 | 0 | 0 | 0 | 0 | 0 | 0 | 0 | 0 | 0 | 0 | 0 | 0 | 0 | 0 |  | 0 | 0 | 0 |  | #VALUE! | #VALUE! | #VALUE! | #VALUE! |  |  | #VALUE! | #VALUE! | 0 | 0 | 0.20123 | 0.20123 | #VALUE! | #VALUE! | #VALUE! | #VALUE! | 0 | 0 | 0.20123 | 0.20123 | #VALUE! | #VALUE! | #VALUE! | #VALUE! | 0 | 0 | 0.20123 | 0.20123 | #VALUE! | #VALUE! |  |  |  | #VALUE! | #VALUE! | #VALUE! | #VALUE! | #VALUE! | #VALUE! | #VALUE!
Friday | 3 | 4 | 18 | 1506 | 0 | 0 | 0 | 0 | 0 | 0 | 0 | 0 | 0 | 0 | 0 | 0 | 0 | 0 | 0 | 0 | 0 | 0 | 0 | 0 | 0 | 0 | 0 | 0 | 0 | 0 | 0 | 0 | 0 | 0 | 0 | 0 | 0 | 0 | 0 | 0 | 0 | 0 | 0 | 0 |  | 0 | 0 | 0 |  | #VALUE! | #VALUE! | #VALUE! | #VALUE! |  |  | #VALUE! | #VALUE! | 0 | 0 | 0.20123 | 0.20123 | #VALUE! | #VALUE! | #VALUE! | #VALUE! | 0 | 0 | 0.20123 | 0.20123 | #VALUE! | #VALUE! | #VALUE! | #VALUE! | 0 | 0 | 0.20123 | 0.20123 | #VALUE! | #VALUE! |  |  |  | #VALUE! | #VALUE! | #VALUE! | #VALUE! | #VALUE! | #VALUE! | #VALUE!
Friday | 3 | 4 | 19 | 1507 | 0 | 0 | 0 | 0 | 0 | 0 | 0 | 0 | 0 | 0 | 0 | 0 | 0 | 0 | 0 | 0 | 0 | 0 | 0 | 0 | 0 | 0 | 0 | 0 | 0 | 0 | 0 | 0 | 0 | 0 | 0 | 0 | 0 | 0 | 0 | 0 | 0 | 0 | 0 | 0 |  | 0 | 0 | 0 |  | #VALUE! | #VALUE! | #VALUE! | #VALUE! |  |  | #VALUE! | #VALUE! | 0 | 0 | 0.20123 | 0.20123 | #VALUE! | #VALUE! | #VALUE! | #VALUE! | 0 | 0 | 0.20123 | 0.20123 | #VALUE! | #VALUE! | #VALUE! | #VALUE! | 0 | 0 | 0.20123 | 0.20123 | #VALUE! | #VALUE! |  |  |  | #VALUE! | #VALUE! | #VALUE! | #VALUE! | #VALUE! | #VALUE! | #VALUE!
Friday | 3 | 4 | 20 | 1508 | 0 | 0 | 0 | 0 | 0 | 0 | 0 | 0 | 0 | 0 | 0 | 0 | 0 | 0 | 0 | 0 | 0 | 0 | 0 | 0 | 0 | 0 | 0 | 0 | 0 | 0 | 0 | 0 | 0 | 0 | 0 | 0 | 0 | 0 | 0 | 0 | 0 | 0 | 0 | 0 |  | 0 | 0 | 0 |  | #VALUE! | #VALUE! | #VALUE! | #VALUE! |  |  | #VALUE! | #VALUE! | 0 | 0 | 0.20123 | 0.20123 | #VALUE! | #VALUE! | #VALUE! | #VALUE! | 0 | 0 | 0.20123 | 0.20123 | #VALUE! | #VALUE! | #VALUE! | #VALUE! | 0 | 0 | 0.20123 | 0.20123 | #VALUE! | #VALUE! |  |  |  | #VALUE! | #VALUE! | #VALUE! | #VALUE! | #VALUE! | #VALUE! | #VALUE!
Friday | 3 | 4 | 21 | 1509 | 0 | 0 | 0 | 0 | 0 | 0 | 0 | 0 | 0 | 0 | 0 | 0 | 0 | 0 | 0 | 0 | 0 | 0 | 0 | 0 | 0 | 0 | 0 | 0 | 0 | 0 | 0 | 0 | 0 | 0 | 0 | 0 | 0 | 0 | 0 | 0 | 0 | 0 | 0 | 0 |  | 0 | 0 | 0 |  | #VALUE! | #VALUE! | #VALUE! | #VALUE! |  |  | #VALUE! | #VALUE! | 0 | 0 | 0.20123 | 0.20123 | #VALUE! | #VALUE! | #VALUE! | #VALUE! | 0 | 0 | 0.20123 | 0.20123 | #VALUE! | #VALUE! | #VALUE! | #VALUE! | 0 | 0 | 0.20123 | 0.20123 | #VALUE! | #VALUE! |  |  |  | #VALUE! | #VALUE! | #VALUE! | #VALUE! | #VALUE! | #VALUE! | #VALUE!
Friday | 3 | 4 | 22 | 1510 | 0 | 0 | 0 | 0 | 0 | 0 | 0 | 0 | 0 | 0 | 0 | 0 | 0 | 0 | 0 | 0 | 0 | 0 | 0 | 0 | 0 | 0 | 0 | 0 | 0 | 0 | 0 | 0 | 0 | 0 | 0 | 0 | 0 | 0 | 0 | 0 | 0 | 0 | 0 | 0 |  | 0 | 0 | 0 |  | #VALUE! | #VALUE! | #VALUE! | #VALUE! |  |  | #VALUE! | #VALUE! | 0 | 0 | 0.20123 | 0.20123 | #VALUE! | #VALUE! | #VALUE! | #VALUE! | 0 | 0 | 0.20123 | 0.20123 | #VALUE! | #VALUE! | #VALUE! | #VALUE! | 0 | 0 | 0.20123 | 0.20123 | #VALUE! | #VALUE! |  |  |  | #VALUE! | #VALUE! | #VALUE! | #VALUE! | #VALUE! | #VALUE! | #VALUE!
Friday | 3 | 4 | 23 | 1511 | 0 | 0 | 0 | 0 | 0 | 0 | 0 | 0 | 0 | 0 | 0 | 0 | 0 | 0 | 0 | 0 | 0 | 0 | 0 | 0 | 0 | 0 | 0 | 0 | 0 | 0 | 0 | 0 | 0 | 0 | 0 | 0 | 0 | 0 | 0 | 0 | 0 | 0 | 0 | 0 |  | 0 | 0 | 0 |  | #VALUE! | #VALUE! | #VALUE! | #VALUE! |  |  | #VALUE! | #VALUE! | 0 | 0 | 0.20123 | 0.20123 | #VALUE! | #VALUE! | #VALUE! | #VALUE! | 0 | 0 | 0.20123 | 0.20123 | #VALUE! | #VALUE! | #VALUE! | #VALUE! | 0 | 0 | 0.20123 | 0.20123 | #VALUE! | #VALUE! |  |  |  | #VALUE! | #VALUE! | #VALUE! | #VALUE! | #VALUE! | #VALUE! | #VALUE!
Friday | 3 | 4 | 24 | 1512 | 0 | 0 | 0 | 0 | 0 | 0 | 0 | 0 | 0 | 0 | 0 | 0 | 0 | 0 | 0 | 0 | 0 | 0 | 0 | 0 | 0 | 0 | 0 | 0 | 0 | 0 | 0 | 0 | 0 | 0 | 0 | 0 | 0 | 0 | 0 | 0 | 0 | 0 | 0 | 0 |  | 0 | 0 | 0 |  | #VALUE! | #VALUE! | #VALUE! | #VALUE! |  |  | #VALUE! | #VALUE! | 0 | 0 | 0.20123 | 0.20123 | #VALUE! | #VALUE! | #VALUE! | #VALUE! | 0 | 0 | 0.20123 | 0.20123 | #VALUE! | #VALUE! | #VALUE! | #VALUE! | 0 | 0 | 0.20123 | 0.20123 | #VALUE! | #VALUE! |  |  |  | #VALUE! | #VALUE! | #VALUE! | #VALUE! | #VALUE! | #VALUE! | #VALUE!
Saturday | 3 | 5 | 1 | 1513 | 0 | 0 | 0 | 0 | 0 | 0 | 0 | 0 | 0 | 0 | 0 | 0 | 0 | 0 | 0 | 0 | 0 | 0 | 0 | 0 | 0 | 0 | 0 | 0 | 0 | 0 | 0 | 0 | 0 | 0 | 0 | 0 | 0 | 0 | 0 | 0 | 0 | 0 | 0 | 0 |  | 0 | 0 | 0 |  | #VALUE! | #VALUE! | #VALUE! | #VALUE! |  |  | #VALUE! | #VALUE! | 0 | 0 | 0.20123 | 0.20123 | #VALUE! | #VALUE! | #VALUE! | #VALUE! | 0 | 0 | 0.20123 | 0.20123 | #VALUE! | #VALUE! | #VALUE! | #VALUE! | 0 | 0 | 0.20123 | 0.20123 | #VALUE! | #VALUE! |  |  |  | #VALUE! | #VALUE! | #VALUE! | #VALUE! | #VALUE! | #VALUE! | #VALUE!
Saturday | 3 | 5 | 2 | 1514 | 0 | 0 | 0 | 0 | 0 | 0 | 0 | 0 | 0 | 0 | 0 | 0 | 0 | 0 | 0 | 0 | 0 | 0 | 0 | 0 | 0 | 0 | 0 | 0 | 0 | 0 | 0 | 0 | 0 | 0 | 0 | 0 | 0 | 0 | 0 | 0 | 0 | 0 | 0 | 0 |  | 0 | 0 | 0 |  | #VALUE! | #VALUE! | #VALUE! | #VALUE! |  |  | #VALUE! | #VALUE! | 0 | 0 | 0.20123 | 0.20123 | #VALUE! | #VALUE! | #VALUE! | #VALUE! | 0 | 0 | 0.20123 | 0.20123 | #VALUE! | #VALUE! | #VALUE! | #VALUE! | 0 | 0 | 0.20123 | 0.20123 | #VALUE! | #VALUE! |  |  |  | #VALUE! | #VALUE! | #VALUE! | #VALUE! | #VALUE! | #VALUE! | #VALUE!
Saturday | 3 | 5 | 3 | 1515 | 0 | 0 | 0 | 0 | 0 | 0 | 0 | 0 | 0 | 0 | 0 | 0 | 0 | 0 | 0 | 0 | 0 | 0 | 0 | 0 | 0 | 0 | 0 | 0 | 0 | 0 | 0 | 0 | 0 | 0 | 0 | 0 | 0 | 0 | 0 | 0 | 0 | 0 | 0 | 0 |  | 0 | 0 | 0 |  | #VALUE! | #VALUE! | #VALUE! | #VALUE! |  |  | #VALUE! | #VALUE! | 0 | 0 | 0.20123 | 0.20123 | #VALUE! | #VALUE! | #VALUE! | #VALUE! | 0 | 0 | 0.20123 | 0.20123 | #VALUE! | #VALUE! | #VALUE! | #VALUE! | 0 | 0 | 0.20123 | 0.20123 | #VALUE! | #VALUE! |  |  |  | #VALUE! | #VALUE! | #VALUE! | #VALUE! | #VALUE! | #VALUE! | #VALUE!
Saturday | 3 | 5 | 4 | 1516 | 0 | 0 | 0 | 0 | 0 | 0 | 0 | 0 | 0 | 0 | 0 | 0 | 0 | 0 | 0 | 0 | 0 | 0 | 0 | 0 | 0 | 0 | 0 | 0 | 0 | 0 | 0 | 0 | 0 | 0 | 0 | 0 | 0 | 0 | 0 | 0 | 0 | 0 | 0 | 0 |  | 0 | 0 | 0 |  | #VALUE! | #VALUE! | #VALUE! | #VALUE! |  |  | #VALUE! | #VALUE! | 0 | 0 | 0.20123 | 0.20123 | #VALUE! | #VALUE! | #VALUE! | #VALUE! | 0 | 0 | 0.20123 | 0.20123 | #VALUE! | #VALUE! | #VALUE! | #VALUE! | 0 | 0 | 0.20123 | 0.20123 | #VALUE! | #VALUE! |  |  |  | #VALUE! | #VALUE! | #VALUE! | #VALUE! | #VALUE! | #VALUE! | #VALUE!
Saturday | 3 | 5 | 5 | 1517 | 0 | 0 | 0 | 0 | 0 | 0 | 0 | 0 | 0 | 0 | 0 | 0 | 0 | 0 | 0 | 0 | 0 | 0 | 0 | 0 | 0 | 0 | 0 | 0 | 0 | 0 | 0 | 0 | 0 | 0 | 0 | 0 | 0 | 0 | 0 | 0 | 0 | 0 | 0 | 0 |  | 0 | 0 | 0 |  | #VALUE! | #VALUE! | #VALUE! | #VALUE! |  |  | #VALUE! | #VALUE! | 0 | 0 | 0.20123 | 0.20123 | #VALUE! | #VALUE! | #VALUE! | #VALUE! | 0 | 0 | 0.20123 | 0.20123 | #VALUE! | #VALUE! | #VALUE! | #VALUE! | 0 | 0 | 0.20123 | 0.20123 | #VALUE! | #VALUE! |  |  |  | #VALUE! | #VALUE! | #VALUE! | #VALUE! | #VALUE! | #VALUE! | #VALUE!
Saturday | 3 | 5 | 6 | 1518 | 0 | 0 | 0 | 0 | 0 | 0 | 0 | 0 | 0 | 0 | 0 | 0 | 0 | 0 | 0 | 0 | 0 | 0 | 0 | 0 | 0 | 0 | 0 | 0 | 0.0024169 | 0 | 0 | 0 | 0 | 0 | 0 | 0 | 0 | 0 | 0 | 0 | 0 | 0 | 0 | 0 |  | 0 | 0 | 0 |  | #VALUE! | #VALUE! | #VALUE! | #VALUE! |  |  | #VALUE! | #VALUE! | 0 | 0 | 0.20123 | 0.20123 | #VALUE! | #VALUE! | #VALUE! | #VALUE! | 0 | 0 | 0.20123 | 0.20123 | #VALUE! | #VALUE! | #VALUE! | #VALUE! | 0 | 0 | 0.20123 | 0.20123 | #VALUE! | #VALUE! |  |  |  | #VALUE! | #VALUE! | #VALUE! | #VALUE! | #VALUE! | #VALUE! | #VALUE!
Saturday | 3 | 5 | 7 | 1519 | 0 | 0 | 0 | 0 | 0 | 0 | 0 | 0 | 0 | 0 | 0 | 0 | 0 | 0 | 0 | 0 | 0 | 0 | 0 | 0 | 0 | 0 | 0 | 0 | 0.0045411 | 0 | 0 | 0 | 0 | 0 | 0 | 0 | 0 | 0 | 0 | 0 | 0 | 0 | 0 | 0 |  | 0 | 0 | 0 |  | #VALUE! | #VALUE! | #VALUE! | #VALUE! |  |  | #VALUE! | #VALUE! | 0 | 0 | 0.20123 | 0.20123 | #VALUE! | #VALUE! | #VALUE! | #VALUE! | 0 | 0 | 0.20123 | 0.20123 | #VALUE! | #VALUE! | #VALUE! | #VALUE! | 0 | 0 | 0.20123 | 0.20123 | #VALUE! | #VALUE! |  |  |  | #VALUE! | #VALUE! | #VALUE! | #VALUE! | #VALUE! | #VALUE! | #VALUE!
Saturday | 3 | 5 | 8 | 1520 | 0 | 0 | 0 | 0 | 0 | 0 | 0 | 0 | 0 | 0 | 0 | 0 | 0 | 0 | 0 | 0 | 0 | 0 | 0 | 0 | 0 | 0 | 0 | 0 | 0 | 0 | 0 | 0 | 0 | 0 | 0 | 0 | 0 | 0 | 0 | 0 | 0 | 0 | 0 | 0 |  | 0 | 0 | 0 |  | #VALUE! | #VALUE! | #VALUE! | #VALUE! |  |  | #VALUE! | #VALUE! | 0 | 0 | 0.20123 | 0.20123 | #VALUE! | #VALUE! | #VALUE! | #VALUE! | 0 | 0 | 0.20123 | 0.20123 | #VALUE! | #VALUE! | #VALUE! | #VALUE! | 0 | 0 | 0.20123 | 0.20123 | #VALUE! | #VALUE! |  |  |  | #VALUE! | #VALUE! | #VALUE! | #VALUE! | #VALUE! | #VALUE! | #VALUE!
Saturday | 3 | 5 | 9 | 1521 | 0 | 0 | 0 | 0 | 0 | 0 | 0 | 0 | 0 | 0 | 0 | 0 | 0 | 0 | 0 | 0 | 0 | 0 | 0 | 0 | 0 | 0 | 0 | 0 | 0.0028286 | 0 | 0 | 0 | 0 | 0 | 0 | 0 | 0 | 0 | 0 | 0 | 0 | 0 | 0 | 0 |  | 0 | 0 | 0 |  | #VALUE! | #VALUE! | #VALUE! | #VALUE! |  |  | #VALUE! | #VALUE! | 0 | 0 | 0.20123 | 0.20123 | #VALUE! | #VALUE! | #VALUE! | #VALUE! | 0 | 0 | 0.20123 | 0.20123 | #VALUE! | #VALUE! | #VALUE! | #VALUE! | 0 | 0 | 0.20123 | 0.20123 | #VALUE! | #VALUE! |  |  |  | #VALUE! | #VALUE! | #VALUE! | #VALUE! | #VALUE! | #VALUE! | #VALUE!
Saturday | 3 | 5 | 10 | 1522 | 0 | 0 | 0 | 0 | 0 | 0 | 0 | 0 | 0 | 0 | 0 | 0 | 0 | 0 | 0 | 0 | 0 | 0 | 0 | 0 | 0 | 0 | 0 | 0 | 0 | 0 | 0 | 0 | 0 | 0 | 0 | 0 | 0 | 0 | 0 | 0 | 0 | 0 | 0 | 0 |  | 0 | 0 | 0 |  | #VALUE! | #VALUE! | #VALUE! | #VALUE! |  |  | #VALUE! | #VALUE! | 0 | 0 | 0.20123 | 0.20123 | #VALUE! | #VALUE! | #VALUE! | #VALUE! | 0 | 0 | 0.20123 | 0.20123 | #VALUE! | #VALUE! | #VALUE! | #VALUE! | 0 | 0 | 0.20123 | 0.20123 | #VALUE! | #VALUE! |  |  |  | #VALUE! | #VALUE! | #VALUE! | #VALUE! | #VALUE! | #VALUE! | #VALUE!
Saturday | 3 | 5 | 11 | 1523 | 0 | 0 | 0 | 0 | 0 | 0 | 0 | 0 | 0 | 0 | 0 | 0 | 0 | 0 | 0 | 0 | 0 | 0 | 0 | 0 | 0 | 0 | 0 | 0 | 0 | 0 | 0 | 0 | 0 | 0 | 0 | 0 | 0 | 0 | 0 | 0 | 0 | 0 | 0 | 0 |  | 0 | 0 | 0 |  | #VALUE! | #VALUE! | #VALUE! | #VALUE! |  |  | #VALUE! | #VALUE! | 0 | 0 | 0.20123 | 0.20123 | #VALUE! | #VALUE! | #VALUE! | #VALUE! | 0 | 0 | 0.20123 | 0.20123 | #VALUE! | #VALUE! | #VALUE! | #VALUE! | 0 | 0 | 0.20123 | 0.20123 | #VALUE! | #VALUE! |  |  |  | #VALUE! | #VALUE! | #VALUE! | #VALUE! | #VALUE! | #VALUE! | #VALUE!
Saturday | 3 | 5 | 12 | 1524 | 0 | 0 | 0 | 0 | 0 | 0 | 0 | 0 | 0 | 0 | 0 | 0 | 0 | 0 | 0 | 0 | 0 | 0 | 0 | 0 | 0 | 0 | 0 | 0 | 0 | 0 | 0 | 0 | 0 | 0 | 0 | 0 | 0 | 0 | 0 | 0 | 0 | 0 | 0 | 0 |  | 0 | 0 | 0 |  | #VALUE! | #VALUE! | #VALUE! | #VALUE! |  |  | #VALUE! | #VALUE! | 0 | 0 | 0.20123 | 0.20123 | #VALUE! | #VALUE! | #VALUE! | #VALUE! | 0 | 0 | 0.20123 | 0.20123 | #VALUE! | #VALUE! | #VALUE! | #VALUE! | 0 | 0 | 0.20123 | 0.20123 | #VALUE! | #VALUE! |  |  |  | #VALUE! | #VALUE! | #VALUE! | #VALUE! | #VALUE! | #VALUE! | #VALUE!
Saturday | 3 | 5 | 13 | 1525 | 0 | 0 | 0 | 0 | 0 | 0 | 0 | 0 | 0 | 0 | 0 | 0 | 0 | 0 | 0 | 0 | 0 | 0 | 0 | 0 | 0 | 0 | 0 | 0 | 0 | 0 | 0 | 0 | 0 | 0 | 0 | 0 | 0 | 0 | 0 | 0 | 0 | 0 | 0 | 0 |  | 0 | 0 | 0 |  | #VALUE! | #VALUE! | #VALUE! | #VALUE! |  |  | #VALUE! | #VALUE! | 0 | 0 | 0.20123 | 0.20123 | #VALUE! | #VALUE! | #VALUE! | #VALUE! | 0 | 0 | 0.20123 | 0.20123 | #VALUE! | #VALUE! | #VALUE! | #VALUE! | 0 | 0 | 0.20123 | 0.20123 | #VALUE! | #VALUE! |  |  |  | #VALUE! | #VALUE! | #VALUE! | #VALUE! | #VALUE! | #VALUE! | #VALUE!
Saturday | 3 | 5 | 14 | 1526 | 0 | 0 | 0 | 0 | 0 | 0 | 0 | 0 | 0 | 0 | 0 | 0 | 0 | 0 | 0 | 0 | 0 | 0 | 0 | 0 | 0 | 0 | 0 | 0 | 0 | 0 | 0 | 0 | 0 | 0 | 0 | 0 | 0 | 0 | 0 | 0 | 0 | 0 | 0 | 0 |  | 0 | 0 | 0 |  | #VALUE! | #VALUE! | #VALUE! | #VALUE! |  |  | #VALUE! | #VALUE! | 0 | 0 | 0.20123 | 0.20123 | #VALUE! | #VALUE! | #VALUE! | #VALUE! | 0 | 0 | 0.20123 | 0.20123 | #VALUE! | #VALUE! | #VALUE! | #VALUE! | 0 | 0 | 0.20123 | 0.20123 | #VALUE! | #VALUE! |  |  |  | #VALUE! | #VALUE! | #VALUE! | #VALUE! | #VALUE! | #VALUE! | #VALUE!
Saturday | 3 | 5 | 15 | 1527 | 0 | 0 | 0 | 0 | 0 | 0 | 0 | 0 | 0 | 0 | 0 | 0 | 0 | 0 | 0 | 0 | 0 | 0 | 0 | 0 | 0 | 0 | 0 | 0 | 0 | 0 | 0 | 0 | 0 | 0 | 0 | 0 | 0 | 0 | 0 | 0 | 0 | 0 | 0 | 0 |  | 0 | 0 | 0 |  | #VALUE! | #VALUE! | #VALUE! | #VALUE! |  |  | #VALUE! | #VALUE! | 0 | 0 | 0.20123 | 0.20123 | #VALUE! | #VALUE! | #VALUE! | #VALUE! | 0 | 0 | 0.20123 | 0.20123 | #VALUE! | #VALUE! | #VALUE! | #VALUE! | 0 | 0 | 0.20123 | 0.20123 | #VALUE! | #VALUE! |  |  |  | #VALUE! | #VALUE! | #VALUE! | #VALUE! | #VALUE! | #VALUE! | #VALUE!
Saturday | 3 | 5 | 16 | 1528 | 0 | 0 | 0 | 0 | 0 | 0 | 0 | 0 | 0 | 0 | 0 | 0 | 0 | 0 | 0 | 0 | 0 | 0 | 0 | 0 | 0 | 0 | 0 | 0 | 0 | 0 | 0 | 0 | 0 | 0 | 0 | 0 | 0 | 0 | 0 | 0 | 0 | 0 | 0 | 0 |  | 0 | 0 | 0 |  | #VALUE! | #VALUE! | #VALUE! | #VALUE! |  |  | #VALUE! | #VALUE! | 0 | 0 | 0.20123 | 0.20123 | #VALUE! | #VALUE! | #VALUE! | #VALUE! | 0 | 0 | 0.20123 | 0.20123 | #VALUE! | #VALUE! | #VALUE! | #VALUE! | 0 | 0 | 0.20123 | 0.20123 | #VALUE! | #VALUE! |  |  |  | #VALUE! | #VALUE! | #VALUE! | #VALUE! | #VALUE! | #VALUE! | #VALUE!
Saturday | 3 | 5 | 17 | 1529 | 0 | 0 | 0 | 0 | 0 | 0 | 0 | 0 | 0 | 0 | 0 | 0 | 0 | 0 | 0 | 0 | 0 | 0 | 0 | 0 | 0 | 0 | 0 | 0 | 0 | 0 | 0 | 0 | 0 | 0 | 0 | 0 | 0 | 0 | 0 | 0 | 0 | 0 | 0 | 0 |  | 0 | 0 | 0 |  | #VALUE! | #VALUE! | #VALUE! | #VALUE! |  |  | #VALUE! | #VALUE! | 0 | 0 | 0.20123 | 0.20123 | #VALUE! | #VALUE! | #VALUE! | #VALUE! | 0 | 0 | 0.20123 | 0.20123 | #VALUE! | #VALUE! | #VALUE! | #VALUE! | 0 | 0 | 0.20123 | 0.20123 | #VALUE! | #VALUE! |  |  |  | #VALUE! | #VALUE! | #VALUE! | #VALUE! | #VALUE! | #VALUE! | #VALUE!
Saturday | 3 | 5 | 18 | 1530 | 0 | 0 | 0 | 0 | 0 | 0 | 0 | 0 | 0 | 0 | 0 | 0 | 0 | 0 | 0 | 0 | 0 | 0 | 0 | 0 | 0 | 0 | 0 | 0 | 0 | 0 | 0 | 0 | 0 | 0 | 0 | 0 | 0 | 0 | 0 | 0 | 0 | 0 | 0 | 0 |  | 0 | 0 | 0 |  | #VALUE! | #VALUE! | #VALUE! | #VALUE! |  |  | #VALUE! | #VALUE! | 0 | 0 | 0.20123 | 0.20123 | #VALUE! | #VALUE! | #VALUE! | #VALUE! | 0 | 0 | 0.20123 | 0.20123 | #VALUE! | #VALUE! | #VALUE! | #VALUE! | 0 | 0 | 0.20123 | 0.20123 | #VALUE! | #VALUE! |  |  |  | #VALUE! | #VALUE! | #VALUE! | #VALUE! | #VALUE! | #VALUE! | #VALUE!
Saturday | 3 | 5 | 19 | 1531 | 0 | 0 | 0 | 0 | 0 | 0 | 0 | 0 | 0 | 0 | 0 | 0 | 0 | 0 | 0 | 0 | 0 | 0 | 0 | 0 | 0 | 0 | 0 | 0 | 0 | 0 | 0 | 0 | 0 | 0 | 0 | 0 | 0 | 0 | 0 | 0 | 0 | 0 | 0 | 0 |  | 0 | 0 | 0 |  | #VALUE! | #VALUE! | #VALUE! | #VALUE! |  |  | #VALUE! | #VALUE! | 0 | 0 | 0.20123 | 0.20123 | #VALUE! | #VALUE! | #VALUE! | #VALUE! | 0 | 0 | 0.20123 | 0.20123 | #VALUE! | #VALUE! | #VALUE! | #VALUE! | 0 | 0 | 0.20123 | 0.20123 | #VALUE! | #VALUE! |  |  |  | #VALUE! | #VALUE! | #VALUE! | #VALUE! | #VALUE! | #VALUE! | #VALUE!
Saturday | 3 | 5 | 20 | 1532 | 0 | 0 | 0 | 0 | 0 | 0 | 0 | 0 | 0 | 0 | 0 | 0 | 0 | 0 | 0 | 0 | 0 | 0 | 0 | 0 | 0 | 0 | 0 | 0 | 0 | 0 | 0 | 0 | 0 | 0 | 0 | 0 | 0 | 0 | 0 | 0 | 0 | 0 | 0 | 0 |  | 0 | 0 | 0 |  | #VALUE! | #VALUE! | #VALUE! | #VALUE! |  |  | #VALUE! | #VALUE! | 0 | 0 | 0.20123 | 0.20123 | #VALUE! | #VALUE! | #VALUE! | #VALUE! | 0 | 0 | 0.20123 | 0.20123 | #VALUE! | #VALUE! | #VALUE! | #VALUE! | 0 | 0 | 0.20123 | 0.20123 | #VALUE! | #VALUE! |  |  |  | #VALUE! | #VALUE! | #VALUE! | #VALUE! | #VALUE! | #VALUE! | #VALUE!
Saturday | 3 | 5 | 21 | 1533 | 0 | 0 | 0 | 0 | 0 | 0 | 0 | 0 | 0 | 0 | 0 | 0 | 0 | 0 | 0 | 0 | 0 | 0 | 0 | 0 | 0 | 0 | 0 | 0 | 0 | 0 | 0 | 0 | 0 | 0 | 0 | 0 | 0 | 0 | 0 | 0 | 0 | 0 | 0 | 0 |  | 0 | 0 | 0 |  | #VALUE! | #VALUE! | #VALUE! | #VALUE! |  |  | #VALUE! | #VALUE! | 0 | 0 | 0.20123 | 0.20123 | #VALUE! | #VALUE! | #VALUE! | #VALUE! | 0 | 0 | 0.20123 | 0.20123 | #VALUE! | #VALUE! | #VALUE! | #VALUE! | 0 | 0 | 0.20123 | 0.20123 | #VALUE! | #VALUE! |  |  |  | #VALUE! | #VALUE! | #VALUE! | #VALUE! | #VALUE! | #VALUE! | #VALUE!
Saturday | 3 | 5 | 22 | 1534 | 0 | 0 | 0 | 0 | 0 | 0 | 0 | 0 | 0 | 0 | 0 | 0 | 0 | 0 | 0 | 0 | 0 | 0 | 0 | 0 | 0 | 0 | 0 | 0 | 0 | 0 | 0 | 0 | 0 | 0 | 0 | 0 | 0 | 0 | 0 | 0 | 0 | 0 | 0 | 0 |  | 0 | 0 | 0 |  | #VALUE! | #VALUE! | #VALUE! | #VALUE! |  |  | #VALUE! | #VALUE! | 0 | 0 | 0.20123 | 0.20123 | #VALUE! | #VALUE! | #VALUE! | #VALUE! | 0 | 0 | 0.20123 | 0.20123 | #VALUE! | #VALUE! | #VALUE! | #VALUE! | 0 | 0 | 0.20123 | 0.20123 | #VALUE! | #VALUE! |  |  |  | #VALUE! | #VALUE! | #VALUE! | #VALUE! | #VALUE! | #VALUE! | #VALUE!
Saturday | 3 | 5 | 23 | 1535 | 0 | 0 | 0 | 0 | 0 | 0 | 0 | 0 | 0 | 0 | 0 | 0 | 0 | 0 | 0 | 0 | 0 | 0 | 0 | 0 | 0 | 0 | 0 | 0 | 0 | 0 | 0 | 0 | 0 | 0 | 0 | 0 | 0 | 0 | 0 | 0 | 0 | 0 | 0 | 0 |  | 0 | 0 | 0 |  | #VALUE! | #VALUE! | #VALUE! | #VALUE! |  |  | #VALUE! | #VALUE! | 0 | 0 | 0.20123 | 0.20123 | #VALUE! | #VALUE! | #VALUE! | #VALUE! | 0 | 0 | 0.20123 | 0.20123 | #VALUE! | #VALUE! | #VALUE! | #VALUE! | 0 | 0 | 0.20123 | 0.20123 | #VALUE! | #VALUE! |  |  |  | #VALUE! | #VALUE! | #VALUE! | #VALUE! | #VALUE! | #VALUE! | #VALUE!
Saturday | 3 | 5 | 24 | 1536 | 0 | 0 | 0 | 0 | 0 | 0 | 0 | 0 | 0 | 0 | 0 | 0 | 0 | 0 | 0 | 0 | 0 | 0 | 0 | 0 | 0 | 0 | 0 | 0 | 0 | 0 | 0 | 0 | 0 | 0 | 0 | 0 | 0 | 0 | 0 | 0 | 0 | 0 | 0 | 0 |  | 0 | 0 | 0 |  | #VALUE! | #VALUE! | #VALUE! | #VALUE! |  |  | #VALUE! | #VALUE! | 0 | 0 | 0.20123 | 0.20123 | #VALUE! | #VALUE! | #VALUE! | #VALUE! | 0 | 0 | 0.20123 | 0.20123 | #VALUE! | #VALUE! | #VALUE! | #VALUE! | 0 | 0 | 0.20123 | 0.20123 | #VALUE! | #VALUE! |  |  |  | #VALUE! | #VALUE! | #VALUE! | #VALUE! | #VALUE! | #VALUE! | #VALUE!
Sunday | 3 | 6 | 1 | 1537 | 0 | 0 | 0 | 0 | 0 | 0 | 0 | 0 | 0 | 0 | 0 | 0 | 0 | 0 | 0 | 0 | 0 | 0 | 0 | 0 | 0 | 0 | 0 | 0 | 0 | 0 | 0 | 0 | 0 | 0 | 0 | 0 | 0 | 0 | 0 | 0 | 0 | 0 | 0 | 0 |  | 0 | 0 | 0 |  | #VALUE! | #VALUE! | #VALUE! | #VALUE! |  |  | #VALUE! | #VALUE! | 0 | 0 | 0.20123 | 0.20123 | #VALUE! | #VALUE! | #VALUE! | #VALUE! | 0 | 0 | 0.20123 | 0.20123 | #VALUE! | #VALUE! | #VALUE! | #VALUE! | 0 | 0 | 0.20123 | 0.20123 | #VALUE! | #VALUE! |  |  |  | #VALUE! | #VALUE! | #VALUE! | #VALUE! | #VALUE! | #VALUE! | #VALUE!
Sunday | 3 | 6 | 2 | 1538 | 0 | 0 | 0 | 0 | 0 | 0 | 0 | 0 | 0 | 0 | 0 | 0 | 0 | 0 | 0 | 0 | 0 | 0 | 0 | 0 | 0 | 0 | 0 | 0 | 0.0016176 | 0 | 0 | 0 | 0 | 0 | 0 | 0 | 0 | 0 | 0 | 0 | 0 | 0 | 0 | 0 |  | 0 | 0 | 0 |  | #VALUE! | #VALUE! | #VALUE! | #VALUE! |  |  | #VALUE! | #VALUE! | 0 | 0 | 0.20123 | 0.20123 | #VALUE! | #VALUE! | #VALUE! | #VALUE! | 0 | 0 | 0.20123 | 0.20123 | #VALUE! | #VALUE! | #VALUE! | #VALUE! | 0 | 0 | 0.20123 | 0.20123 | #VALUE! | #VALUE! |  |  |  | #VALUE! | #VALUE! | #VALUE! | #VALUE! | #VALUE! | #VALUE! | #VALUE!
Sunday | 3 | 6 | 3 | 1539 | 0 | 0 | 0 | 0 | 0 | 0 | 0 | 0 | 0 | 0 | 0 | 0 | 0 | 0 | 0 | 0 | 0 | 0 | 0 | 0 | 0 | 0 | 0 | 0 | 0.011064 | 0 | 0 | 0 | 0 | 0 | 0 | 0 | 0 | 0 | 0 | 0 | 0 | 0 | 0 | 0 |  | 0 | 0 | 0 |  | #VALUE! | #VALUE! | #VALUE! | #VALUE! |  |  | #VALUE! | #VALUE! | 0 | 0 | 0.20123 | 0.20123 | #VALUE! | #VALUE! | #VALUE! | #VALUE! | 0 | 0 | 0.20123 | 0.20123 | #VALUE! | #VALUE! | #VALUE! | #VALUE! | 0 | 0 | 0.20123 | 0.20123 | #VALUE! | #VALUE! |  |  |  | #VALUE! | #VALUE! | #VALUE! | #VALUE! | #VALUE! | #VALUE! | #VALUE!
Sunday | 3 | 6 | 4 | 1540 | 0 | 0 | 0 | 0 | 0 | 0 | 0 | 0 | 0 | 0 | 0 | 0 | 0 | 0 | 0 | 0 | 0 | 0 | 0 | 0 | 0 | 0 | 0 | 0 | 0 | 0 | 0 | 0 | 0 | 0 | 0 | 0 | 0 | 0 | 0 | 0 | 0 | 0 | 0 | 0 |  | 0 | 0 | 0 |  | #VALUE! | #VALUE! | #VALUE! | #VALUE! |  |  | #VALUE! | #VALUE! | 0 | 0 | 0.20123 | 0.20123 | #VALUE! | #VALUE! | #VALUE! | #VALUE! | 0 | 0 | 0.20123 | 0.20123 | #VALUE! | #VALUE! | #VALUE! | #VALUE! | 0 | 0 | 0.20123 | 0.20123 | #VALUE! | #VALUE! |  |  |  | #VALUE! | #VALUE! | #VALUE! | #VALUE! | #VALUE! | #VALUE! | #VALUE!
Sunday | 3 | 6 | 5 | 1541 | 0 | 0 | 0 | 0 | 0 | 0 | 0 | 0 | 0 | 0 | 0 | 0 | 0 | 0 | 0 | 0 | 0 | 0 | 0 | 0 | 0 | 0 | 0 | 0 | 0 | 0 | 0 | 0 | 0 | 0 | 0 | 0 | 0 | 0 | 0 | 0 | 0 | 0 | 0 | 0 |  | 0 | 0 | 0 |  | #VALUE! | #VALUE! | #VALUE! | #VALUE! |  |  | #VALUE! | #VALUE! | 0 | 0 | 0.20123 | 0.20123 | #VALUE! | #VALUE! | #VALUE! | #VALUE! | 0 | 0 | 0.20123 | 0.20123 | #VALUE! | #VALUE! | #VALUE! | #VALUE! | 0 | 0 | 0.20123 | 0.20123 | #VALUE! | #VALUE! |  |  |  | #VALUE! | #VALUE! | #VALUE! | #VALUE! | #VALUE! | #VALUE! | #VALUE!
Sunday | 3 | 6 | 6 | 1542 | 0 | 0 | 0 | 0 | 0 | 0 | 0 | 0 | 0 | 0 | 0 | 0 | 0 | 0 | 0 | 0 | 0 | 0 | 0 | 0 | 0 | 0 | 0 | 0 | 0 | 0 | 0 | 0 | 0 | 0 | 0 | 0 | 0 | 0 | 0 | 0 | 0 | 0 | 0 | 0 |  | 0 | 0 | 0 |  | #VALUE! | #VALUE! | #VALUE! | #VALUE! |  |  | #VALUE! | #VALUE! | 0 | 0 | 0.20123 | 0.20123 | #VALUE! | #VALUE! | #VALUE! | #VALUE! | 0 | 0 | 0.20123 | 0.20123 | #VALUE! | #VALUE! | #VALUE! | #VALUE! | 0 | 0 | 0.20123 | 0.20123 | #VALUE! | #VALUE! |  |  |  | #VALUE! | #VALUE! | #VALUE! | #VALUE! | #VALUE! | #VALUE! | #VALUE!
Sunday | 3 | 6 | 7 | 1543 | 0 | 0 | 0 | 0 | 0 | 0 | 0 | 0 | 0 | 0 | 0 | 0 | 0 | 0 | 0 | 0 | 0 | 0 | 0 | 0 | 0 | 0 | 0 | 0 | 0 | 0 | 0 | 0 | 0 | 0 | 0 | 0 | 0 | 0 | 0 | 0 | 0 | 0 | 0 | 0 |  | 0 | 0 | 0 |  | #VALUE! | #VALUE! | #VALUE! | #VALUE! |  |  | #VALUE! | #VALUE! | 0 | 0 | 0.20123 | 0.20123 | #VALUE! | #VALUE! | #VALUE! | #VALUE! | 0 | 0 | 0.20123 | 0.20123 | #VALUE! | #VALUE! | #VALUE! | #VALUE! | 0 | 0 | 0.20123 | 0.20123 | #VALUE! | #VALUE! |  |  |  | #VALUE! | #VALUE! | #VALUE! | #VALUE! | #VALUE! | #VALUE! | #VALUE!
Sunday | 3 | 6 | 8 | 1544 | 0 | 0 | 0 | 0 | 0 | 0 | 0 | 0 | 0 | 0 | 0 | 0 | 0 | 0 | 0 | 0 | 0 | 0 | 0 | 0 | 0 | 0 | 0 | 0 | 0 | 0 | 0 | 0 | 0 | 0 | 0 | 0 | 0 | 0 | 0 | 0 | 0 | 0 | 0 | 0 |  | 0 | 0 | 0 |  | #VALUE! | #VALUE! | #VALUE! | #VALUE! |  |  | #VALUE! | #VALUE! | 0 | 0 | 0.20123 | 0.20123 | #VALUE! | #VALUE! | #VALUE! | #VALUE! | 0 | 0 | 0.20123 | 0.20123 | #VALUE! | #VALUE! | #VALUE! | #VALUE! | 0 | 0 | 0.20123 | 0.20123 | #VALUE! | #VALUE! |  |  |  | #VALUE! | #VALUE! | #VALUE! | #VALUE! | #VALUE! | #VALUE! | #VALUE!
Sunday | 3 | 6 | 9 | 1545 | 0 | 0 | 0 | 0 | 0 | 0 | 0 | 0 | 0 | 0 | 0 | 0 | 0 | 0 | 0 | 0 | 0 | 0 | 0 | 0 | 0 | 0 | 0 | 0 | 0 | 0 | 0 | 0 | 0 | 0 | 0 | 0 | 0 | 0 | 0 | 0 | 0 | 0 | 0 | 0 |  | 0 | 0 | 0 |  | #VALUE! | #VALUE! | #VALUE! | #VALUE! |  |  | #VALUE! | #VALUE! | 0 | 0 | 0.20123 | 0.20123 | #VALUE! | #VALUE! | #VALUE! | #VALUE! | 0 | 0 | 0.20123 | 0.20123 | #VALUE! | #VALUE! | #VALUE! | #VALUE! | 0 | 0 | 0.20123 | 0.20123 | #VALUE! | #VALUE! |  |  |  | #VALUE! | #VALUE! | #VALUE! | #VALUE! | #VALUE! | #VALUE! | #VALUE!
Sunday | 3 | 6 | 10 | 1546 | 0 | 0 | 0 | 0 | 0 | 0 | 0 | 0 | 0 | 0 | 0 | 0 | 0 | 0 | 0 | 0 | 0 | 0 | 0 | 0 | 0 | 0 | 0 | 0 | 0 | 0 | 0 | 0 | 0 | 0 | 0 | 0 | 0 | 0 | 0 | 0 | 0 | 0 | 0 | 0 |  | 0 | 0 | 0 |  | #VALUE! | #VALUE! | #VALUE! | #VALUE! |  |  | #VALUE! | #VALUE! | 0 | 0 | 0.20123 | 0.20123 | #VALUE! | #VALUE! | #VALUE! | #VALUE! | 0 | 0 | 0.20123 | 0.20123 | #VALUE! | #VALUE! | #VALUE! | #VALUE! | 0 | 0 | 0.20123 | 0.20123 | #VALUE! | #VALUE! |  |  |  | #VALUE! | #VALUE! | #VALUE! | #VALUE! | #VALUE! | #VALUE! | #VALUE!
Sunday | 3 | 6 | 11 | 1547 | 0 | 0 | 0 | 0 | 0 | 0 | 0 | 0 | 0 | 0 | 0 | 0 | 0 | 0 | 0 | 0 | 0 | 0 | 0 | 0 | 0 | 0 | 0 | 0 | 0 | 0 | 0 | 0 | 0 | 0 | 0 | 0 | 0 | 0 | 0 | 0 | 0 | 0 | 0 | 0 |  | 0 | 0 | 0 |  | #VALUE! | #VALUE! | #VALUE! | #VALUE! |  |  | #VALUE! | #VALUE! | 0 | 0 | 0.20123 | 0.20123 | #VALUE! | #VALUE! | #VALUE! | #VALUE! | 0 | 0 | 0.20123 | 0.20123 | #VALUE! | #VALUE! | #VALUE! | #VALUE! | 0 | 0 | 0.20123 | 0.20123 | #VALUE! | #VALUE! |  |  |  | #VALUE! | #VALUE! | #VALUE! | #VALUE! | #VALUE! | #VALUE! | #VALUE!
Sunday | 3 | 6 | 12 | 1548 | 0 | 0 | 0 | 0 | 0 | 0 | 0 | 0 | 0 | 0 | 0 | 0 | 0 | 0 | 0 | 0 | 0 | 0 | 0 | 0 | 0 | 0 | 0 | 0 | 0 | 0 | 0 | 0 | 0 | 0 | 0 | 0 | 0 | 0 | 0 | 0 | 0 | 0 | 0 | 0 |  | 0 | 0 | 0 |  | #VALUE! | #VALUE! | #VALUE! | #VALUE! |  |  | #VALUE! | #VALUE! | 0 | 0 | 0.20123 | 0.20123 | #VALUE! | #VALUE! | #VALUE! | #VALUE! | 0 | 0 | 0.20123 | 0.20123 | #VALUE! | #VALUE! | #VALUE! | #VALUE! | 0 | 0 | 0.20123 | 0.20123 | #VALUE! | #VALUE! |  |  |  | #VALUE! | #VALUE! | #VALUE! | #VALUE! | #VALUE! | #VALUE! | #VALUE!
Sunday | 3 | 6 | 13 | 1549 | 0 | 0 | 0 | 0 | 0 | 0 | 0 | 0 | 0 | 0 | 0 | 0 | 0 | 0 | 0 | 0 | 0 | 0 | 0 | 0 | 0 | 0 | 0 | 0 | 0 | 0 | 0 | 0 | 0 | 0 | 0 | 0 | 0 | 0 | 0 | 0 | 0 | 0 | 0 | 0 |  | 0 | 0 | 0 |  | #VALUE! | #VALUE! | #VALUE! | #VALUE! |  |  | #VALUE! | #VALUE! | 0 | 0 | 0.20123 | 0.20123 | #VALUE! | #VALUE! | #VALUE! | #VALUE! | 0 | 0 | 0.20123 | 0.20123 | #VALUE! | #VALUE! | #VALUE! | #VALUE! | 0 | 0 | 0.20123 | 0.20123 | #VALUE! | #VALUE! |  |  |  | #VALUE! | #VALUE! | #VALUE! | #VALUE! | #VALUE! | #VALUE! | #VALUE!
Sunday | 3 | 6 | 14 | 1550 | 0 | 0 | 0 | 0 | 0 | 0 | 0 | 0 | 0 | 0 | 0 | 0 | 0 | 0 | 0 | 0 | 0 | 0 | 0 | 0 | 0 | 0 | 0 | 0 | 0 | 0 | 0 | 0 | 0 | 0 | 0 | 0 | 0 | 0 | 0 | 0 | 0 | 0 | 0 | 0 |  | 0 | 0 | 0 |  | #VALUE! | #VALUE! | #VALUE! | #VALUE! |  |  | #VALUE! | #VALUE! | 0 | 0 | 0.20123 | 0.20123 | #VALUE! | #VALUE! | #VALUE! | #VALUE! | 0 | 0 | 0.20123 | 0.20123 | #VALUE! | #VALUE! | #VALUE! | #VALUE! | 0 | 0 | 0.20123 | 0.20123 | #VALUE! | #VALUE! |  |  |  | #VALUE! | #VALUE! | #VALUE! | #VALUE! | #VALUE! | #VALUE! | #VALUE!
Sunday | 3 | 6 | 15 | 1551 | 0 | 0 | 0 | 0 | 0 | 0 | 0 | 0 | 0 | 0 | 0 | 0 | 0 | 0 | 0 | 0 | 0 | 0 | 0 | 0 | 0 | 0 | 0 | 0 | 0 | 0 | 0 | 0 | 0 | 0 | 0 | 0 | 0 | 0 | 0 | 0 | 0 | 0 | 0 | 0 |  | 0 | 0 | 0 |  | #VALUE! | #VALUE! | #VALUE! | #VALUE! |  |  | #VALUE! | #VALUE! | 0 | 0 | 0.20123 | 0.20123 | #VALUE! | #VALUE! | #VALUE! | #VALUE! | 0 | 0 | 0.20123 | 0.20123 | #VALUE! | #VALUE! | #VALUE! | #VALUE! | 0 | 0 | 0.20123 | 0.20123 | #VALUE! | #VALUE! |  |  |  | #VALUE! | #VALUE! | #VALUE! | #VALUE! | #VALUE! | #VALUE! | #VALUE!
Sunday | 3 | 6 | 16 | 1552 | 0 | 0 | 0 | 0 | 0 | 0 | 0 | 0 | 0 | 0 | 0 | 0 | 0 | 0 | 0 | 0 | 0 | 0 | 0 | 0 | 0 | 0 | 0 | 0 | 0 | 0 | 0 | 0 | 0 | 0 | 0 | 0 | 0 | 0 | 0 | 0 | 0 | 0 | 0 | 0 |  | 0 | 0 | 0 |  | #VALUE! | #VALUE! | #VALUE! | #VALUE! |  |  | #VALUE! | #VALUE! | 0 | 0 | 0.20123 | 0.20123 | #VALUE! | #VALUE! | #VALUE! | #VALUE! | 0 | 0 | 0.20123 | 0.20123 | #VALUE! | #VALUE! | #VALUE! | #VALUE! | 0 | 0 | 0.20123 | 0.20123 | #VALUE! | #VALUE! |  |  |  | #VALUE! | #VALUE! | #VALUE! | #VALUE! | #VALUE! | #VALUE! | #VALUE!
Sunday | 3 | 6 | 17 | 1553 | 0 | 0 | 0 | 0 | 0 | 0 | 0 | 0 | 0 | 0 | 0 | 0 | 0 | 0 | 0 | 0 | 0 | 0 | 0 | 0 | 0 | 0 | 0 | 0 | 0 | 0 | 0 | 0 | 0 | 0 | 0 | 0 | 0 | 0 | 0 | 0 | 0 | 0 | 0 | 0 |  | 0 | 0 | 0 |  | #VALUE! | #VALUE! | #VALUE! | #VALUE! |  |  | #VALUE! | #VALUE! | 0 | 0 | 0.20123 | 0.20123 | #VALUE! | #VALUE! | #VALUE! | #VALUE! | 0 | 0 | 0.20123 | 0.20123 | #VALUE! | #VALUE! | #VALUE! | #VALUE! | 0 | 0 | 0.20123 | 0.20123 | #VALUE! | #VALUE! |  |  |  | #VALUE! | #VALUE! | #VALUE! | #VALUE! | #VALUE! | #VALUE! | #VALUE!
Sunday | 3 | 6 | 18 | 1554 | 0 | 0 | 0 | 0 | 0 | 0 | 0 | 0 | 0 | 0 | 0 | 0 | 0 | 0 | 0 | 0 | 0 | 0 | 0 | 0 | 0 | 0 | 0 | 0 | 0 | 0 | 0 | 0 | 0 | 0 | 0 | 0 | 0 | 0 | 0 | 0 | 0 | 0 | 0 | 0 |  | 0 | 0 | 0 |  | #VALUE! | #VALUE! | #VALUE! | #VALUE! |  |  | #VALUE! | #VALUE! | 0 | 0 | 0.20123 | 0.20123 | #VALUE! | #VALUE! | #VALUE! | #VALUE! | 0 | 0 | 0.20123 | 0.20123 | #VALUE! | #VALUE! | #VALUE! | #VALUE! | 0 | 0 | 0.20123 | 0.20123 | #VALUE! | #VALUE! |  |  |  | #VALUE! | #VALUE! | #VALUE! | #VALUE! | #VALUE! | #VALUE! | #VALUE!
Sunday | 3 | 6 | 19 | 1555 | 0 | 0 | 0 | 0 | 0 | 0 | 0 | 0 | 0 | 0 | 0 | 0 | 0 | 0 | 0 | 0 | 0 | 0 | 0 | 0 | 0 | 0 | 0 | 0 | 0 | 0 | 0 | 0 | 0 | 0 | 0 | 0 | 0 | 0 | 0 | 0 | 0 | 0 | 0 | 0 |  | 0 | 0 | 0 |  | #VALUE! | #VALUE! | #VALUE! | #VALUE! |  |  | #VALUE! | #VALUE! | 0 | 0 | 0.20123 | 0.20123 | #VALUE! | #VALUE! | #VALUE! | #VALUE! | 0 | 0 | 0.20123 | 0.20123 | #VALUE! | #VALUE! | #VALUE! | #VALUE! | 0 | 0 | 0.20123 | 0.20123 | #VALUE! | #VALUE! |  |  |  | #VALUE! | #VALUE! | #VALUE! | #VALUE! | #VALUE! | #VALUE! | #VALUE!
Sunday | 3 | 6 | 20 | 1556 | 0 | 0 | 0 | 0 | 0 | 0 | 0 | 0 | 0 | 0 | 0 | 0 | 0 | 0 | 0 | 0 | 0 | 0 | 0 | 0 | 0 | 0 | 0 | 0 | 0 | 0 | 0 | 0 | 0 | 0 | 0 | 0 | 0 | 0 | 0 | 0 | 0 | 0 | 0 | 0 |  | 0 | 0 | 0 |  | #VALUE! | #VALUE! | #VALUE! | #VALUE! |  |  | #VALUE! | #VALUE! | 0 | 0 | 0.20123 | 0.20123 | #VALUE! | #VALUE! | #VALUE! | #VALUE! | 0 | 0 | 0.20123 | 0.20123 | #VALUE! | #VALUE! | #VALUE! | #VALUE! | 0 | 0 | 0.20123 | 0.20123 | #VALUE! | #VALUE! |  |  |  | #VALUE! | #VALUE! | #VALUE! | #VALUE! | #VALUE! | #VALUE! | #VALUE!
Sunday | 3 | 6 | 21 | 1557 | 0 | 0 | 0 | 0 | 0 | 0 | 0 | 0 | 0 | 0 | 0 | 0 | 0 | 0 | 0 | 0 | 0 | 0 | 0 | 0 | 0 | 0 | 0 | 0 | 0 | 0 | 0 | 0 | 0 | 0 | 0 | 0 | 0 | 0 | 0 | 0 | 0 | 0 | 0 | 0 |  | 0 | 0 | 0 |  | #VALUE! | #VALUE! | #VALUE! | #VALUE! |  |  | #VALUE! | #VALUE! | 0 | 0 | 0.20123 | 0.20123 | #VALUE! | #VALUE! | #VALUE! | #VALUE! | 0 | 0 | 0.20123 | 0.20123 | #VALUE! | #VALUE! | #VALUE! | #VALUE! | 0 | 0 | 0.20123 | 0.20123 | #VALUE! | #VALUE! |  |  |  | #VALUE! | #VALUE! | #VALUE! | #VALUE! | #VALUE! | #VALUE! | #VALUE!
Sunday | 3 | 6 | 22 | 1558 | 0 | 0 | 0 | 0 | 0 | 0 | 0 | 0 | 0 | 0 | 0 | 0 | 0 | 0 | 0 | 0 | 0 | 0 | 0 | 0 | 0 | 0 | 0 | 0 | 0 | 0 | 0 | 0 | 0 | 0 | 0 | 0 | 0 | 0 | 0 | 0 | 0 | 0 | 0 | 0 |  | 0 | 0 | 0 |  | #VALUE! | #VALUE! | #VALUE! | #VALUE! |  |  | #VALUE! | #VALUE! | 0 | 0 | 0.20123 | 0.20123 | #VALUE! | #VALUE! | #VALUE! | #VALUE! | 0 | 0 | 0.20123 | 0.20123 | #VALUE! | #VALUE! | #VALUE! | #VALUE! | 0 | 0 | 0.20123 | 0.20123 | #VALUE! | #VALUE! |  |  |  | #VALUE! | #VALUE! | #VALUE! | #VALUE! | #VALUE! | #VALUE! | #VALUE!
Sunday | 3 | 6 | 23 | 1559 | 0 | 0 | 0 | 0 | 0 | 0 | 0 | 0 | 0 | 0 | 0 | 0 | 0 | 0 | 0 | 0 | 0 | 0 | 0 | 0 | 0 | 0 | 0 | 0 | 0 | 0 | 0 | 0 | 0 | 0 | 0 | 0 | 0 | 0 | 0 | 0 | 0 | 0 | 0 | 0 |  | 0 | 0 | 0 |  | #VALUE! | #VALUE! | #VALUE! | #VALUE! |  |  | #VALUE! | #VALUE! | 0 | 0 | 0.20123 | 0.20123 | #VALUE! | #VALUE! | #VALUE! | #VALUE! | 0 | 0 | 0.20123 | 0.20123 | #VALUE! | #VALUE! | #VALUE! | #VALUE! | 0 | 0 | 0.20123 | 0.20123 | #VALUE! | #VALUE! |  |  |  | #VALUE! | #VALUE! | #VALUE! | #VALUE! | #VALUE! | #VALUE! | #VALUE!
Sunday | 3 | 6 | 24 | 1560 | 0 | 0 | 0 | 0 | 0 | 0 | 0 | 0 | 0 | 0 | 0 | 0 | 0 | 0 | 0 | 0 | 0 | 0 | 0 | 0 | 0 | 0 | 0 | 0 | 0 | 0 | 0 | 0 | 0 | 0 | 0 | 0 | 0 | 0 | 0 | 0 | 0 | 0 | 0 | 0 |  | 0 | 0 | 0 |  | #VALUE! | #VALUE! | #VALUE! | #VALUE! |  |  | #VALUE! | #VALUE! | 0 | 0 | 0.20123 | 0.20123 | #VALUE! | #VALUE! | #VALUE! | #VALUE! | 0 | 0 | 0.20123 | 0.20123 | #VALUE! | #VALUE! | #VALUE! | #VALUE! | 0 | 0 | 0.20123 | 0.20123 | #VALUE! | #VALUE! |  |  |  | #VALUE! | #VALUE! | #VALUE! | #VALUE! | #VALUE! | #VALUE! | #VALUE!
Monday | 3 | 7 | 1 | 1561 | 0 | 0 | 0 | 0 | 0 | 0 | 0 | 0 | 0 | 0 | 0 | 0 | 0 | 0 | 0 | 0 | 0 | 0 | 0 | 0 | 0 | 0 | 0 | 0 | 0 | 0 | 0 | 0 | 0 | 0 | 0 | 0 | 0 | 0 | 0 | 0 | 0 | 0 | 0 | 0 |  | 0 | 0 | 0 |  | #VALUE! | #VALUE! | #VALUE! | #VALUE! |  |  | #VALUE! | #VALUE! | 0 | 0 | 0.20123 | 0.20123 | #VALUE! | #VALUE! | #VALUE! | #VALUE! | 0 | 0 | 0.20123 | 0.20123 | #VALUE! | #VALUE! | #VALUE! | #VALUE! | 0 | 0 | 0.20123 | 0.20123 | #VALUE! | #VALUE! |  |  |  | #VALUE! | #VALUE! | #VALUE! | #VALUE! | #VALUE! | #VALUE! | #VALUE!
Monday | 3 | 7 | 2 | 1562 | 0 | 0 | 0 | 0 | 0 | 0 | 0 | 0 | 0 | 0 | 0 | 0 | 0 | 0 | 0 | 0 | 0 | 0 | 0 | 0 | 0 | 0 | 0 | 0 | 0.0016292 | 0 | 0 | 0 | 0 | 0 | 0 | 0 | 0 | 0 | 0 | 0 | 0 | 0 | 0 | 0 |  | 0 | 0 | 0 |  | #VALUE! | #VALUE! | #VALUE! | #VALUE! |  |  | #VALUE! | #VALUE! | 0 | 0 | 0.20123 | 0.20123 | #VALUE! | #VALUE! | #VALUE! | #VALUE! | 0 | 0 | 0.20123 | 0.20123 | #VALUE! | #VALUE! | #VALUE! | #VALUE! | 0 | 0 | 0.20123 | 0.20123 | #VALUE! | #VALUE! |  |  |  | #VALUE! | #VALUE! | #VALUE! | #VALUE! | #VALUE! | #VALUE! | #VALUE!
Monday | 3 | 7 | 3 | 1563 | 0 | 0 | 0 | 0 | 0 | 0 | 0 | 0 | 0 | 0 | 0 | 0 | 0 | 0 | 0 | 0 | 0 | 0 | 0 | 0 | 0 | 0 | 0 | 0 | 0.010928 | 0 | 0 | 0 | 0 | 0 | 0 | 0 | 0 | 0 | 0 | 0 | 0 | 0 | 0 | 0 |  | 0 | 0 | 0 |  | #VALUE! | #VALUE! | #VALUE! | #VALUE! |  |  | #VALUE! | #VALUE! | 0 | 0 | 0.20123 | 0.20123 | #VALUE! | #VALUE! | #VALUE! | #VALUE! | 0 | 0 | 0.20123 | 0.20123 | #VALUE! | #VALUE! | #VALUE! | #VALUE! | 0 | 0 | 0.20123 | 0.20123 | #VALUE! | #VALUE! |  |  |  | #VALUE! | #VALUE! | #VALUE! | #VALUE! | #VALUE! | #VALUE! | #VALUE!
Monday | 3 | 7 | 4 | 1564 | 0 | 0 | 0 | 0 | 0 | 0 | 0 | 0 | 0 | 0 | 0 | 0 | 0 | 0 | 0 | 0 | 0 | 0 | 0 | 0 | 0 | 0 | 0 | 0 | 0 | 0 | 0 | 0 | 0 | 0 | 0 | 0 | 0 | 0 | 0 | 0 | 0 | 0 | 0 | 0 |  | 0 | 0 | 0 |  | #VALUE! | #VALUE! | #VALUE! | #VALUE! |  |  | #VALUE! | #VALUE! | 0 | 0 | 0.20123 | 0.20123 | #VALUE! | #VALUE! | #VALUE! | #VALUE! | 0 | 0 | 0.20123 | 0.20123 | #VALUE! | #VALUE! | #VALUE! | #VALUE! | 0 | 0 | 0.20123 | 0.20123 | #VALUE! | #VALUE! |  |  |  | #VALUE! | #VALUE! | #VALUE! | #VALUE! | #VALUE! | #VALUE! | #VALUE!
Monday | 3 | 7 | 5 | 1565 | 0 | 0 | 0 | 0 | 0 | 0 | 0 | 0 | 0 | 0 | 0 | 0 | 0 | 0 | 0 | 0 | 0 | 0 | 0 | 0 | 0 | 0 | 0 | 0 | 0 | 0 | 0 | 0 | 0 | 0 | 0 | 0 | 0 | 0 | 0 | 0 | 0 | 0 | 0 | 0 |  | 0 | 0 | 0 |  | #VALUE! | #VALUE! | #VALUE! | #VALUE! |  |  | #VALUE! | #VALUE! | 0 | 0 | 0.20123 | 0.20123 | #VALUE! | #VALUE! | #VALUE! | #VALUE! | 0 | 0 | 0.20123 | 0.20123 | #VALUE! | #VALUE! | #VALUE! | #VALUE! | 0 | 0 | 0.20123 | 0.20123 | #VALUE! | #VALUE! |  |  |  | #VALUE! | #VALUE! | #VALUE! | #VALUE! | #VALUE! | #VALUE! | #VALUE!
Monday | 3 | 7 | 6 | 1566 | 0 | 0 | 0 | 0 | 0 | 0 | 0 | 0 | 0 | 0 | 0 | 0 | 0 | 0 | 0 | 0 | 0 | 0 | 0 | 0 | 0 | 0 | 0 | 0 | 0 | 0 | 0 | 0 | 0 | 0 | 0 | 0 | 0 | 0 | 0 | 0 | 0 | 0 | 0 | 0 |  | 0 | 0 | 0 |  | #VALUE! | #VALUE! | #VALUE! | #VALUE! |  |  | #VALUE! | #VALUE! | 0 | 0 | 0.20123 | 0.20123 | #VALUE! | #VALUE! | #VALUE! | #VALUE! | 0 | 0 | 0.20123 | 0.20123 | #VALUE! | #VALUE! | #VALUE! | #VALUE! | 0 | 0 | 0.20123 | 0.20123 | #VALUE! | #VALUE! |  |  |  | #VALUE! | #VALUE! | #VALUE! | #VALUE! | #VALUE! | #VALUE! | #VALUE!
Monday | 3 | 7 | 7 | 1567 | 0 | 0 | 0 | 0 | 0 | 0 | 0 | 0 | 0 | 0 | 0 | 0 | 0 | 0 | 0 | 0 | 0 | 0 | 0 | 0 | 0 | 0 | 0 | 0 | 0 | 0 | 0 | 0 | 0 | 0 | 0 | 0 | 0 | 0 | 0 | 0 | 0 | 0 | 0 | 0 |  | 0 | 0 | 0 |  | #VALUE! | #VALUE! | #VALUE! | #VALUE! |  |  | #VALUE! | #VALUE! | 0 | 0 | 0.20123 | 0.20123 | #VALUE! | #VALUE! | #VALUE! | #VALUE! | 0 | 0 | 0.20123 | 0.20123 | #VALUE! | #VALUE! | #VALUE! | #VALUE! | 0 | 0 | 0.20123 | 0.20123 | #VALUE! | #VALUE! |  |  |  | #VALUE! | #VALUE! | #VALUE! | #VALUE! | #VALUE! | #VALUE! | #VALUE!
Monday | 3 | 7 | 8 | 1568 | 0 | 0 | 0 | 0 | 0 | 0 | 0 | 0 | 0 | 0 | 0 | 0 | 0 | 0 | 0 | 0 | 0 | 0 | 0 | 0 | 0 | 0 | 0 | 0 | 0 | 0 | 0 | 0 | 0 | 0 | 0 | 0 | 0 | 0 | 0 | 0 | 0 | 0 | 0 | 0 |  | 0 | 0 | 0 |  | #VALUE! | #VALUE! | #VALUE! | #VALUE! |  |  | #VALUE! | #VALUE! | 0 | 0 | 0.20123 | 0.20123 | #VALUE! | #VALUE! | #VALUE! | #VALUE! | 0 | 0 | 0.20123 | 0.20123 | #VALUE! | #VALUE! | #VALUE! | #VALUE! | 0 | 0 | 0.20123 | 0.20123 | #VALUE! | #VALUE! |  |  |  | #VALUE! | #VALUE! | #VALUE! | #VALUE! | #VALUE! | #VALUE! | #VALUE!
Monday | 3 | 7 | 9 | 1569 | 0 | 0 | 0 | 0 | 0 | 0 | 0 | 0 | 0 | 0 | 0 | 0 | 0 | 0 | 0 | 0 | 0 | 0 | 0 | 0 | 0 | 0 | 0 | 0 | 0 | 0 | 0 | 0 | 0 | 0 | 0 | 0 | 0 | 0 | 0 | 0 | 0 | 0 | 0 | 0 |  | 0 | 0 | 0 |  | #VALUE! | #VALUE! | #VALUE! | #VALUE! |  |  | #VALUE! | #VALUE! | 0 | 0 | 0.20123 | 0.20123 | #VALUE! | #VALUE! | #VALUE! | #VALUE! | 0 | 0 | 0.20123 | 0.20123 | #VALUE! | #VALUE! | #VALUE! | #VALUE! | 0 | 0 | 0.20123 | 0.20123 | #VALUE! | #VALUE! |  |  |  | #VALUE! | #VALUE! | #VALUE! | #VALUE! | #VALUE! | #VALUE! | #VALUE!
Monday | 3 | 7 | 10 | 1570 | 0 | 0 | 0 | 0 | 0 | 0 | 0 | 0 | 0 | 0 | 0 | 0 | 0 | 0 | 0 | 0 | 0 | 0 | 0 | 0 | 0 | 0 | 0 | 0 | 0 | 0 | 0 | 0 | 0 | 0 | 0 | 0 | 0 | 0 | 0 | 0 | 0 | 0 | 0 | 0 |  | 0 | 0 | 0 |  | #VALUE! | #VALUE! | #VALUE! | #VALUE! |  |  | #VALUE! | #VALUE! | 0 | 0 | 0.20123 | 0.20123 | #VALUE! | #VALUE! | #VALUE! | #VALUE! | 0 | 0 | 0.20123 | 0.20123 | #VALUE! | #VALUE! | #VALUE! | #VALUE! | 0 | 0 | 0.20123 | 0.20123 | #VALUE! | #VALUE! |  |  |  | #VALUE! | #VALUE! | #VALUE! | #VALUE! | #VALUE! | #VALUE! | #VALUE!
Monday | 3 | 7 | 11 | 1571 | 0 | 0 | 0 | 0 | 0 | 0 | 0 | 0 | 0 | 0 | 0 | 0 | 0 | 0 | 0 | 0 | 0 | 0 | 0 | 0 | 0 | 0 | 0 | 0 | 0 | 0 | 0 | 0 | 0 | 0 | 0 | 0 | 0 | 0 | 0 | 0 | 0 | 0 | 0 | 0 |  | 0 | 0 | 0 |  | #VALUE! | #VALUE! | #VALUE! | #VALUE! |  |  | #VALUE! | #VALUE! | 0 | 0 | 0.20123 | 0.20123 | #VALUE! | #VALUE! | #VALUE! | #VALUE! | 0 | 0 | 0.20123 | 0.20123 | #VALUE! | #VALUE! | #VALUE! | #VALUE! | 0 | 0 | 0.20123 | 0.20123 | #VALUE! | #VALUE! |  |  |  | #VALUE! | #VALUE! | #VALUE! | #VALUE! | #VALUE! | #VALUE! | #VALUE!
Monday | 3 | 7 | 12 | 1572 | 0 | 0 | 0 | 0 | 0 | 0 | 0 | 0 | 0 | 0 | 0 | 0 | 0 | 0 | 0 | 0 | 0 | 0 | 0 | 0 | 0 | 0 | 0 | 0 | 0 | 0 | 0 | 0 | 0 | 0 | 0 | 0 | 0 | 0 | 0 | 0 | 0 | 0 | 0 | 0 |  | 0 | 0 | 0 |  | #VALUE! | #VALUE! | #VALUE! | #VALUE! |  |  | #VALUE! | #VALUE! | 0 | 0 | 0.20123 | 0.20123 | #VALUE! | #VALUE! | #VALUE! | #VALUE! | 0 | 0 | 0.20123 | 0.20123 | #VALUE! | #VALUE! | #VALUE! | #VALUE! | 0 | 0 | 0.20123 | 0.20123 | #VALUE! | #VALUE! |  |  |  | #VALUE! | #VALUE! | #VALUE! | #VALUE! | #VALUE! | #VALUE! | #VALUE!
Monday | 3 | 7 | 13 | 1573 | 0 | 0 | 0 | 0 | 0 | 0 | 0 | 0 | 0 | 0 | 0 | 0 | 0 | 0 | 0 | 0 | 0 | 0 | 0 | 0 | 0 | 0 | 0 | 0 | 0 | 0 | 0 | 0 | 0 | 0 | 0 | 0 | 0 | 0 | 0 | 0 | 0 | 0 | 0 | 0 |  | 0 | 0 | 0 |  | #VALUE! | #VALUE! | #VALUE! | #VALUE! |  |  | #VALUE! | #VALUE! | 0 | 0 | 0.20123 | 0.20123 | #VALUE! | #VALUE! | #VALUE! | #VALUE! | 0 | 0 | 0.20123 | 0.20123 | #VALUE! | #VALUE! | #VALUE! | #VALUE! | 0 | 0 | 0.20123 | 0.20123 | #VALUE! | #VALUE! |  |  |  | #VALUE! | #VALUE! | #VALUE! | #VALUE! | #VALUE! | #VALUE! | #VALUE!
Monday | 3 | 7 | 14 | 1574 | 0 | 0 | 0 | 0 | 0 | 0 | 0 | 0 | 0 | 0 | 0 | 0 | 0 | 0 | 0 | 0 | 0 | 0 | 0 | 0 | 0 | 0 | 0 | 0 | 0 | 0 | 0 | 0 | 0 | 0 | 0 | 0 | 0 | 0 | 0 | 0 | 0 | 0 | 0 | 0 |  | 0 | 0 | 0 |  | #VALUE! | #VALUE! | #VALUE! | #VALUE! |  |  | #VALUE! | #VALUE! | 0 | 0 | 0.20123 | 0.20123 | #VALUE! | #VALUE! | #VALUE! | #VALUE! | 0 | 0 | 0.20123 | 0.20123 | #VALUE! | #VALUE! | #VALUE! | #VALUE! | 0 | 0 | 0.20123 | 0.20123 | #VALUE! | #VALUE! |  |  |  | #VALUE! | #VALUE! | #VALUE! | #VALUE! | #VALUE! | #VALUE! | #VALUE!
Monday | 3 | 7 | 15 | 1575 | 0 | 0 | 0 | 0 | 0 | 0 | 0 | 0 | 0 | 0 | 0 | 0 | 0 | 0 | 0 | 0 | 0 | 0 | 0 | 0 | 0 | 0 | 0 | 0 | 0 | 0 | 0 | 0 | 0 | 0 | 0 | 0 | 0 | 0 | 0 | 0 | 0 | 0 | 0 | 0 |  | 0 | 0 | 0 |  | #VALUE! | #VALUE! | #VALUE! | #VALUE! |  |  | #VALUE! | #VALUE! | 0 | 0 | 0.20123 | 0.20123 | #VALUE! | #VALUE! | #VALUE! | #VALUE! | 0 | 0 | 0.20123 | 0.20123 | #VALUE! | #VALUE! | #VALUE! | #VALUE! | 0 | 0 | 0.20123 | 0.20123 | #VALUE! | #VALUE! |  |  |  | #VALUE! | #VALUE! | #VALUE! | #VALUE! | #VALUE! | #VALUE! | #VALUE!
Monday | 3 | 7 | 16 | 1576 | 0 | 0 | 0 | 0 | 0 | 0 | 0 | 0 | 0 | 0 | 0 | 0 | 0 | 0 | 0 | 0 | 0 | 0 | 0 | 0 | 0 | 0 | 0 | 0 | 0 | 0 | 0 | 0 | 0 | 0 | 0 | 0 | 0 | 0 | 0 | 0 | 0 | 0 | 0 | 0 |  | 0 | 0 | 0 |  | #VALUE! | #VALUE! | #VALUE! | #VALUE! |  |  | #VALUE! | #VALUE! | 0 | 0 | 0.20123 | 0.20123 | #VALUE! | #VALUE! | #VALUE! | #VALUE! | 0 | 0 | 0.20123 | 0.20123 | #VALUE! | #VALUE! | #VALUE! | #VALUE! | 0 | 0 | 0.20123 | 0.20123 | #VALUE! | #VALUE! |  |  |  | #VALUE! | #VALUE! | #VALUE! | #VALUE! | #VALUE! | #VALUE! | #VALUE!
Monday | 3 | 7 | 17 | 1577 | 0 | 0 | 0 | 0 | 0 | 0 | 0 | 0 | 0 | 0 | 0 | 0 | 0 | 0 | 0 | 0 | 0 | 0 | 0 | 0 | 0 | 0 | 0 | 0 | 0 | 0 | 0 | 0 | 0 | 0 | 0 | 0 | 0 | 0 | 0 | 0 | 0 | 0 | 0 | 0 |  | 0 | 0 | 0 |  | #VALUE! | #VALUE! | #VALUE! | #VALUE! |  |  | #VALUE! | #VALUE! | 0 | 0 | 0.20123 | 0.20123 | #VALUE! | #VALUE! | #VALUE! | #VALUE! | 0 | 0 | 0.20123 | 0.20123 | #VALUE! | #VALUE! | #VALUE! | #VALUE! | 0 | 0 | 0.20123 | 0.20123 | #VALUE! | #VALUE! |  |  |  | #VALUE! | #VALUE! | #VALUE! | #VALUE! | #VALUE! | #VALUE! | #VALUE!
Monday | 3 | 7 | 18 | 1578 | 0 | 0 | 0 | 0 | 0 | 0 | 0 | 0 | 0 | 0 | 0 | 0 | 0 | 0 | 0 | 0 | 0 | 0 | 0 | 0 | 0 | 0 | 0 | 0 | 0 | 0 | 0 | 0 | 0 | 0 | 0 | 0 | 0 | 0 | 0 | 0 | 0 | 0 | 0 | 0 |  | 0 | 0 | 0 |  | #VALUE! | #VALUE! | #VALUE! | #VALUE! |  |  | #VALUE! | #VALUE! | 0 | 0 | 0.20123 | 0.20123 | #VALUE! | #VALUE! | #VALUE! | #VALUE! | 0 | 0 | 0.20123 | 0.20123 | #VALUE! | #VALUE! | #VALUE! | #VALUE! | 0 | 0 | 0.20123 | 0.20123 | #VALUE! | #VALUE! |  |  |  | #VALUE! | #VALUE! | #VALUE! | #VALUE! | #VALUE! | #VALUE! | #VALUE!
Monday | 3 | 7 | 19 | 1579 | 0 | 0 | 0 | 0 | 0 | 0 | 0 | 0 | 0 | 0 | 0 | 0 | 0 | 0 | 0 | 0 | 0 | 0 | 0 | 0 | 0 | 0 | 0 | 0 | 0 | 0 | 0 | 0 | 0 | 0 | 0 | 0 | 0 | 0 | 0 | 0 | 0 | 0 | 0 | 0 |  | 0 | 0 | 0 |  | #VALUE! | #VALUE! | #VALUE! | #VALUE! |  |  | #VALUE! | #VALUE! | 0 | 0 | 0.20123 | 0.20123 | #VALUE! | #VALUE! | #VALUE! | #VALUE! | 0 | 0 | 0.20123 | 0.20123 | #VALUE! | #VALUE! | #VALUE! | #VALUE! | 0 | 0 | 0.20123 | 0.20123 | #VALUE! | #VALUE! |  |  |  | #VALUE! | #VALUE! | #VALUE! | #VALUE! | #VALUE! | #VALUE! | #VALUE!
Monday | 3 | 7 | 20 | 1580 | 0 | 0 | 0 | 0 | 0 | 0 | 0 | 0 | 0 | 0 | 0 | 0 | 0 | 0 | 0 | 0 | 0 | 0 | 0 | 0 | 0 | 0 | 0 | 0 | 0 | 0 | 0 | 0 | 0 | 0 | 0 | 0 | 0 | 0 | 0 | 0 | 0 | 0 | 0 | 0 |  | 0 | 0 | 0 |  | #VALUE! | #VALUE! | #VALUE! | #VALUE! |  |  | #VALUE! | #VALUE! | 0 | 0 | 0.20123 | 0.20123 | #VALUE! | #VALUE! | #VALUE! | #VALUE! | 0 | 0 | 0.20123 | 0.20123 | #VALUE! | #VALUE! | #VALUE! | #VALUE! | 0 | 0 | 0.20123 | 0.20123 | #VALUE! | #VALUE! |  |  |  | #VALUE! | #VALUE! | #VALUE! | #VALUE! | #VALUE! | #VALUE! | #VALUE!
Monday | 3 | 7 | 21 | 1581 | 0 | 0 | 0 | 0 | 0 | 0 | 0 | 0 | 0 | 0 | 0 | 0 | 0 | 0 | 0 | 0 | 0 | 0 | 0 | 0 | 0 | 0 | 0 | 0 | 0 | 0 | 0 | 0 | 0 | 0 | 0 | 0 | 0 | 0 | 0 | 0 | 0 | 0 | 0 | 0 |  | 0 | 0 | 0 |  | #VALUE! | #VALUE! | #VALUE! | #VALUE! |  |  | #VALUE! | #VALUE! | 0 | 0 | 0.20123 | 0.20123 | #VALUE! | #VALUE! | #VALUE! | #VALUE! | 0 | 0 | 0.20123 | 0.20123 | #VALUE! | #VALUE! | #VALUE! | #VALUE! | 0 | 0 | 0.20123 | 0.20123 | #VALUE! | #VALUE! |  |  |  | #VALUE! | #VALUE! | #VALUE! | #VALUE! | #VALUE! | #VALUE! | #VALUE!
Monday | 3 | 7 | 22 | 1582 | 0 | 0 | 0 | 0 | 0 | 0 | 0 | 0 | 0 | 0 | 0 | 0 | 0 | 0 | 0 | 0 | 0 | 0 | 0 | 0 | 0 | 0 | 0 | 0 | 0 | 0 | 0 | 0 | 0 | 0 | 0 | 0 | 0 | 0 | 0 | 0 | 0 | 0 | 0 | 0 |  | 0 | 0 | 0 |  | #VALUE! | #VALUE! | #VALUE! | #VALUE! |  |  | #VALUE! | #VALUE! | 0 | 0 | 0.20123 | 0.20123 | #VALUE! | #VALUE! | #VALUE! | #VALUE! | 0 | 0 | 0.20123 | 0.20123 | #VALUE! | #VALUE! | #VALUE! | #VALUE! | 0 | 0 | 0.20123 | 0.20123 | #VALUE! | #VALUE! |  |  |  | #VALUE! | #VALUE! | #VALUE! | #VALUE! | #VALUE! | #VALUE! | #VALUE!
Monday | 3 | 7 | 23 | 1583 | 0 | 0 | 0 | 0 | 0 | 0 | 0 | 0 | 0 | 0 | 0 | 0 | 0 | 0 | 0 | 0 | 0 | 0 | 0 | 0 | 0 | 0 | 0 | 0 | 0 | 0 | 0 | 0 | 0 | 0 | 0 | 0 | 0 | 0 | 0 | 0 | 0 | 0 | 0 | 0 |  | 0 | 0 | 0 |  | #VALUE! | #VALUE! | #VALUE! | #VALUE! |  |  | #VALUE! | #VALUE! | 0 | 0 | 0.20123 | 0.20123 | #VALUE! | #VALUE! | #VALUE! | #VALUE! | 0 | 0 | 0.20123 | 0.20123 | #VALUE! | #VALUE! | #VALUE! | #VALUE! | 0 | 0 | 0.20123 | 0.20123 | #VALUE! | #VALUE! |  |  |  | #VALUE! | #VALUE! | #VALUE! | #VALUE! | #VALUE! | #VALUE! | #VALUE!
Monday | 3 | 7 | 24 | 1584 | 0 | 0 | 0 | 0 | 0 | 0 | 0 | 0 | 0 | 0 | 0 | 0 | 0 | 0 | 0 | 0 | 0 | 0 | 0 | 0 | 0 | 0 | 0 | 0 | 0 | 0 | 0 | 0 | 0 | 0 | 0 | 0 | 0 | 0 | 0 | 0 | 0 | 0 | 0 | 0 |  | 0 | 0 | 0 |  | #VALUE! | #VALUE! | #VALUE! | #VALUE! |  |  | #VALUE! | #VALUE! | 0 | 0 | 0.20123 | 0.20123 | #VALUE! | #VALUE! | #VALUE! | #VALUE! | 0 | 0 | 0.20123 | 0.20123 | #VALUE! | #VALUE! | #VALUE! | #VALUE! | 0 | 0 | 0.20123 | 0.20123 | #VALUE! | #VALUE! |  |  |  | #VALUE! | #VALUE! | #VALUE! | #VALUE! | #VALUE! | #VALUE! | #VALUE!
Tuesday | 3 | 8 | 1 | 1585 | 0 | 0 | 0 | 0 | 0 | 0 | 0 | 0 | 0 | 0 | 0 | 0 | 0 | 0 | 0 | 0 | 0 | 0 | 0 | 0 | 0 | 0 | 0 | 0 | 0 | 0 | 0 | 0 | 0 | 0 | 0 | 0 | 0 | 0 | 0 | 0 | 0 | 0 | 0 | 0 |  | 0 | 0 | 0 |  | #VALUE! | #VALUE! | #VALUE! | #VALUE! |  |  | #VALUE! | #VALUE! | 0 | 0 | 0.20123 | 0.20123 | #VALUE! | #VALUE! | #VALUE! | #VALUE! | 0 | 0 | 0.20123 | 0.20123 | #VALUE! | #VALUE! | #VALUE! | #VALUE! | 0 | 0 | 0.20123 | 0.20123 | #VALUE! | #VALUE! |  |  |  | #VALUE! | #VALUE! | #VALUE! | #VALUE! | #VALUE! | #VALUE! | #VALUE!
Tuesday | 3 | 8 | 2 | 1586 | 0 | 0 | 0 | 0 | 0 | 0 | 0 | 0 | 0 | 0 | 0 | 0 | 0 | 0 | 0 | 0 | 0 | 0 | 0 | 0 | 0 | 0 | 0 | 0 | 0.001884 | 0 | 0 | 0 | 0 | 0 | 0 | 0 | 0 | 0 | 0 | 0 | 0 | 0 | 0 | 0 |  | 0 | 0 | 0 |  | #VALUE! | #VALUE! | #VALUE! | #VALUE! |  |  | #VALUE! | #VALUE! | 0 | 0 | 0.20123 | 0.20123 | #VALUE! | #VALUE! | #VALUE! | #VALUE! | 0 | 0 | 0.20123 | 0.20123 | #VALUE! | #VALUE! | #VALUE! | #VALUE! | 0 | 0 | 0.20123 | 0.20123 | #VALUE! | #VALUE! |  |  |  | #VALUE! | #VALUE! | #VALUE! | #VALUE! | #VALUE! | #VALUE! | #VALUE!
Tuesday | 3 | 8 | 3 | 1587 | 0 | 0 | 0 | 0 | 0 | 0 | 0 | 0 | 0 | 0 | 0 | 0 | 0 | 0 | 0 | 0 | 0 | 0 | 0 | 0 | 0 | 0 | 0 | 0 | 0.011266 | 0 | 0 | 0 | 0 | 0 | 0 | 0 | 0 | 0 | 0 | 0 | 0 | 0 | 0 | 0 |  | 0 | 0 | 0 |  | #VALUE! | #VALUE! | #VALUE! | #VALUE! |  |  | #VALUE! | #VALUE! | 0 | 0 | 0.20123 | 0.20123 | #VALUE! | #VALUE! | #VALUE! | #VALUE! | 0 | 0 | 0.20123 | 0.20123 | #VALUE! | #VALUE! | #VALUE! | #VALUE! | 0 | 0 | 0.20123 | 0.20123 | #VALUE! | #VALUE! |  |  |  | #VALUE! | #VALUE! | #VALUE! | #VALUE! | #VALUE! | #VALUE! | #VALUE!
Tuesday | 3 | 8 | 4 | 1588 | 0 | 0 | 0 | 0 | 0 | 0 | 0 | 0 | 0 | 0 | 0 | 0 | 0 | 0 | 0 | 0 | 0 | 0 | 0 | 0 | 0 | 0 | 0 | 0 | 0 | 0 | 0 | 0 | 0 | 0 | 0 | 0 | 0 | 0 | 0 | 0 | 0 | 0 | 0 | 0 |  | 0 | 0 | 0 |  | #VALUE! | #VALUE! | #VALUE! | #VALUE! |  |  | #VALUE! | #VALUE! | 0 | 0 | 0.20123 | 0.20123 | #VALUE! | #VALUE! | #VALUE! | #VALUE! | 0 | 0 | 0.20123 | 0.20123 | #VALUE! | #VALUE! | #VALUE! | #VALUE! | 0 | 0 | 0.20123 | 0.20123 | #VALUE! | #VALUE! |  |  |  | #VALUE! | #VALUE! | #VALUE! | #VALUE! | #VALUE! | #VALUE! | #VALUE!
Tuesday | 3 | 8 | 5 | 1589 | 0 | 0 | 0 | 0 | 0 | 0 | 0 | 0 | 0 | 0 | 0 | 0 | 0 | 0 | 0 | 0 | 0 | 0 | 0 | 0 | 0 | 0 | 0 | 0 | 0 | 0 | 0 | 0 | 0 | 0 | 0 | 0 | 0 | 0 | 0 | 0 | 0 | 0 | 0 | 0 |  | 0 | 0 | 0 |  | #VALUE! | #VALUE! | #VALUE! | #VALUE! |  |  | #VALUE! | #VALUE! | 0 | 0 | 0.20123 | 0.20123 | #VALUE! | #VALUE! | #VALUE! | #VALUE! | 0 | 0 | 0.20123 | 0.20123 | #VALUE! | #VALUE! | #VALUE! | #VALUE! | 0 | 0 | 0.20123 | 0.20123 | #VALUE! | #VALUE! |  |  |  | #VALUE! | #VALUE! | #VALUE! | #VALUE! | #VALUE! | #VALUE! | #VALUE!
Tuesday | 3 | 8 | 6 | 1590 | 0 | 0 | 0 | 0 | 0 | 0 | 0 | 0 | 0 | 0 | 0 | 0 | 0 | 0 | 0 | 0 | 0 | 0 | 0 | 0 | 0 | 0 | 0 | 0 | 0 | 0 | 0 | 0 | 0 | 0 | 0 | 0 | 0 | 0 | 0 | 0 | 0 | 0 | 0 | 0 |  | 0 | 0 | 0 |  | #VALUE! | #VALUE! | #VALUE! | #VALUE! |  |  | #VALUE! | #VALUE! | 0 | 0 | 0.20123 | 0.20123 | #VALUE! | #VALUE! | #VALUE! | #VALUE! | 0 | 0 | 0.20123 | 0.20123 | #VALUE! | #VALUE! | #VALUE! | #VALUE! | 0 | 0 | 0.20123 | 0.20123 | #VALUE! | #VALUE! |  |  |  | #VALUE! | #VALUE! | #VALUE! | #VALUE! | #VALUE! | #VALUE! | #VALUE!
Tuesday | 3 | 8 | 7 | 1591 | 0 | 0 | 0 | 0 | 0 | 0 | 0 | 0 | 0 | 0 | 0 | 0 | 0 | 0 | 0 | 0 | 0 | 0 | 0 | 0 | 0 | 0 | 0 | 0 | 0 | 0 | 0 | 0 | 0 | 0 | 0 | 0 | 0 | 0 | 0 | 0 | 0 | 0 | 0 | 0 |  | 0 | 0 | 0 |  | #VALUE! | #VALUE! | #VALUE! | #VALUE! |  |  | #VALUE! | #VALUE! | 0 | 0 | 0.20123 | 0.20123 | #VALUE! | #VALUE! | #VALUE! | #VALUE! | 0 | 0 | 0.20123 | 0.20123 | #VALUE! | #VALUE! | #VALUE! | #VALUE! | 0 | 0 | 0.20123 | 0.20123 | #VALUE! | #VALUE! |  |  |  | #VALUE! | #VALUE! | #VALUE! | #VALUE! | #VALUE! | #VALUE! | #VALUE!
Tuesday | 3 | 8 | 8 | 1592 | 0 | 0 | 0 | 0 | 0 | 0 | 0 | 0 | 0 | 0 | 0 | 0 | 0 | 0 | 0 | 0 | 0 | 0 | 0 | 0 | 0 | 0 | 0 | 0 | 0 | 0 | 0 | 0 | 0 | 0 | 0 | 0 | 0 | 0 | 0 | 0 | 0 | 0 | 0 | 0 |  | 0 | 0 | 0 |  | #VALUE! | #VALUE! | #VALUE! | #VALUE! |  |  | #VALUE! | #VALUE! | 0 | 0 | 0.20123 | 0.20123 | #VALUE! | #VALUE! | #VALUE! | #VALUE! | 0 | 0 | 0.20123 | 0.20123 | #VALUE! | #VALUE! | #VALUE! | #VALUE! | 0 | 0 | 0.20123 | 0.20123 | #VALUE! | #VALUE! |  |  |  | #VALUE! | #VALUE! | #VALUE! | #VALUE! | #VALUE! | #VALUE! | #VALUE!
Tuesday | 3 | 8 | 9 | 1593 | 0 | 0 | 0 | 0 | 0 | 0 | 0 | 0 | 0 | 0 | 0 | 0 | 0 | 0 | 0 | 0 | 0 | 0 | 0 | 0 | 0 | 0 | 0 | 0 | 0 | 0 | 0 | 0 | 0 | 0 | 0 | 0 | 0 | 0 | 0 | 0 | 0 | 0 | 0 | 0 |  | 0 | 0 | 0 |  | #VALUE! | #VALUE! | #VALUE! | #VALUE! |  |  | #VALUE! | #VALUE! | 0 | 0 | 0.20123 | 0.20123 | #VALUE! | #VALUE! | #VALUE! | #VALUE! | 0 | 0 | 0.20123 | 0.20123 | #VALUE! | #VALUE! | #VALUE! | #VALUE! | 0 | 0 | 0.20123 | 0.20123 | #VALUE! | #VALUE! |  |  |  | #VALUE! | #VALUE! | #VALUE! | #VALUE! | #VALUE! | #VALUE! | #VALUE!
Tuesday | 3 | 8 | 10 | 1594 | 0 | 0 | 0 | 0 | 0 | 0 | 0 | 0 | 0 | 0 | 0 | 0 | 0 | 0 | 0 | 0 | 0 | 0 | 0 | 0 | 0 | 0 | 0 | 0 | 0 | 0 | 0 | 0 | 0 | 0 | 0 | 0 | 0 | 0 | 0 | 0 | 0 | 0 | 0 | 0 |  | 0 | 0 | 0 |  | #VALUE! | #VALUE! | #VALUE! | #VALUE! |  |  | #VALUE! | #VALUE! | 0 | 0 | 0.20123 | 0.20123 | #VALUE! | #VALUE! | #VALUE! | #VALUE! | 0 | 0 | 0.20123 | 0.20123 | #VALUE! | #VALUE! | #VALUE! | #VALUE! | 0 | 0 | 0.20123 | 0.20123 | #VALUE! | #VALUE! |  |  |  | #VALUE! | #VALUE! | #VALUE! | #VALUE! | #VALUE! | #VALUE! | #VALUE!
Tuesday | 3 | 8 | 11 | 1595 | 0 | 0 | 0 | 0 | 0 | 0 | 0 | 0 | 0 | 0 | 0 | 0 | 0 | 0 | 0 | 0 | 0 | 0 | 0 | 0 | 0 | 0 | 0 | 0 | 0 | 0 | 0 | 0 | 0 | 0 | 0 | 0 | 0 | 0 | 0 | 0 | 0 | 0 | 0 | 0 |  | 0 | 0 | 0 |  | #VALUE! | #VALUE! | #VALUE! | #VALUE! |  |  | #VALUE! | #VALUE! | 0 | 0 | 0.20123 | 0.20123 | #VALUE! | #VALUE! | #VALUE! | #VALUE! | 0 | 0 | 0.20123 | 0.20123 | #VALUE! | #VALUE! | #VALUE! | #VALUE! | 0 | 0 | 0.20123 | 0.20123 | #VALUE! | #VALUE! |  |  |  | #VALUE! | #VALUE! | #VALUE! | #VALUE! | #VALUE! | #VALUE! | #VALUE!
Tuesday | 3 | 8 | 12 | 1596 | 0 | 0 | 0 | 0 | 0 | 0 | 0 | 0 | 0 | 0 | 0 | 0 | 0 | 0 | 0 | 0 | 0 | 0 | 0 | 0 | 0 | 0 | 0 | 0 | 0 | 0 | 0 | 0 | 0 | 0 | 0 | 0 | 0 | 0 | 0 | 0 | 0 | 0 | 0 | 0 |  | 0 | 0 | 0 |  | #VALUE! | #VALUE! | #VALUE! | #VALUE! |  |  | #VALUE! | #VALUE! | 0 | 0 | 0.20123 | 0.20123 | #VALUE! | #VALUE! | #VALUE! | #VALUE! | 0 | 0 | 0.20123 | 0.20123 | #VALUE! | #VALUE! | #VALUE! | #VALUE! | 0 | 0 | 0.20123 | 0.20123 | #VALUE! | #VALUE! |  |  |  | #VALUE! | #VALUE! | #VALUE! | #VALUE! | #VALUE! | #VALUE! | #VALUE!
Tuesday | 3 | 8 | 13 | 1597 | 0 | 0 | 0 | 0 | 0 | 0 | 0 | 0 | 0 | 0 | 0 | 0 | 0 | 0 | 0 | 0 | 0 | 0 | 0 | 0 | 0 | 0 | 0 | 0 | 0 | 0 | 0 | 0 | 0 | 0 | 0 | 0 | 0 | 0 | 0 | 0 | 0 | 0 | 0 | 0 |  | 0 | 0 | 0 |  | #VALUE! | #VALUE! | #VALUE! | #VALUE! |  |  | #VALUE! | #VALUE! | 0 | 0 | 0.20123 | 0.20123 | #VALUE! | #VALUE! | #VALUE! | #VALUE! | 0 | 0 | 0.20123 | 0.20123 | #VALUE! | #VALUE! | #VALUE! | #VALUE! | 0 | 0 | 0.20123 | 0.20123 | #VALUE! | #VALUE! |  |  |  | #VALUE! | #VALUE! | #VALUE! | #VALUE! | #VALUE! | #VALUE! | #VALUE!
Tuesday | 3 | 8 | 14 | 1598 | 0 | 0 | 0 | 0 | 0 | 0 | 0 | 0 | 0 | 0 | 0 | 0 | 0 | 0 | 0 | 0 | 0 | 0 | 0 | 0 | 0 | 0 | 0 | 0 | 0 | 0 | 0 | 0 | 0 | 0 | 0 | 0 | 0 | 0 | 0 | 0 | 0 | 0 | 0 | 0 |  | 0 | 0 | 0 |  | #VALUE! | #VALUE! | #VALUE! | #VALUE! |  |  | #VALUE! | #VALUE! | 0 | 0 | 0.20123 | 0.20123 | #VALUE! | #VALUE! | #VALUE! | #VALUE! | 0 | 0 | 0.20123 | 0.20123 | #VALUE! | #VALUE! | #VALUE! | #VALUE! | 0 | 0 | 0.20123 | 0.20123 | #VALUE! | #VALUE! |  |  |  | #VALUE! | #VALUE! | #VALUE! | #VALUE! | #VALUE! | #VALUE! | #VALUE!
Tuesday | 3 | 8 | 15 | 1599 | 0 | 0 | 0 | 0 | 0 | 0 | 0 | 0 | 0 | 0 | 0 | 0 | 0 | 0 | 0 | 0 | 0 | 0 | 0 | 0 | 0 | 0 | 0 | 0 | 0 | 0 | 0 | 0 | 0 | 0 | 0 | 0 | 0 | 0 | 0 | 0 | 0 | 0 | 0 | 0 |  | 0 | 0 | 0 |  | #VALUE! | #VALUE! | #VALUE! | #VALUE! |  |  | #VALUE! | #VALUE! | 0 | 0 | 0.20123 | 0.20123 | #VALUE! | #VALUE! | #VALUE! | #VALUE! | 0 | 0 | 0.20123 | 0.20123 | #VALUE! | #VALUE! | #VALUE! | #VALUE! | 0 | 0 | 0.20123 | 0.20123 | #VALUE! | #VALUE! |  |  |  | #VALUE! | #VALUE! | #VALUE! | #VALUE! | #VALUE! | #VALUE! | #VALUE!
Tuesday | 3 | 8 | 16 | 1600 | 0 | 0 | 0 | 0 | 0 | 0 | 0 | 0 | 0 | 0 | 0 | 0 | 0 | 0 | 0 | 0 | 0 | 0 | 0 | 0 | 0 | 0 | 0 | 0 | 0 | 0 | 0 | 0 | 0 | 0 | 0 | 0 | 0 | 0 | 0 | 0 | 0 | 0 | 0 | 0 |  | 0 | 0 | 0 |  | #VALUE! | #VALUE! | #VALUE! | #VALUE! |  |  | #VALUE! | #VALUE! | 0 | 0 | 0.20123 | 0.20123 | #VALUE! | #VALUE! | #VALUE! | #VALUE! | 0 | 0 | 0.20123 | 0.20123 | #VALUE! | #VALUE! | #VALUE! | #VALUE! | 0 | 0 | 0.20123 | 0.20123 | #VALUE! | #VALUE! |  |  |  | #VALUE! | #VALUE! | #VALUE! | #VALUE! | #VALUE! | #VALUE! | #VALUE!
Tuesday | 3 | 8 | 17 | 1601 | 0 | 0 | 0 | 0 | 0 | 0 | 0 | 0 | 0 | 0 | 0 | 0 | 0 | 0 | 0 | 0 | 0 | 0 | 0 | 0 | 0 | 0 | 0 | 0 | 0 | 0 | 0 | 0 | 0 | 0 | 0 | 0 | 0 | 0 | 0 | 0 | 0 | 0 | 0 | 0 |  | 0 | 0 | 0 |  | #VALUE! | #VALUE! | #VALUE! | #VALUE! |  |  | #VALUE! | #VALUE! | 0 | 0 | 0.20123 | 0.20123 | #VALUE! | #VALUE! | #VALUE! | #VALUE! | 0 | 0 | 0.20123 | 0.20123 | #VALUE! | #VALUE! | #VALUE! | #VALUE! | 0 | 0 | 0.20123 | 0.20123 | #VALUE! | #VALUE! |  |  |  | #VALUE! | #VALUE! | #VALUE! | #VALUE! | #VALUE! | #VALUE! | #VALUE!
Tuesday | 3 | 8 | 18 | 1602 | 0 | 0 | 0 | 0 | 0 | 0 | 0 | 0 | 0 | 0 | 0 | 0 | 0 | 0 | 0 | 0 | 0 | 0 | 0 | 0 | 0 | 0 | 0 | 0 | 0 | 0 | 0 | 0 | 0 | 0 | 0 | 0 | 0 | 0 | 0 | 0 | 0 | 0 | 0 | 0 |  | 0 | 0 | 0 |  | #VALUE! | #VALUE! | #VALUE! | #VALUE! |  |  | #VALUE! | #VALUE! | 0 | 0 | 0.20123 | 0.20123 | #VALUE! | #VALUE! | #VALUE! | #VALUE! | 0 | 0 | 0.20123 | 0.20123 | #VALUE! | #VALUE! | #VALUE! | #VALUE! | 0 | 0 | 0.20123 | 0.20123 | #VALUE! | #VALUE! |  |  |  | #VALUE! | #VALUE! | #VALUE! | #VALUE! | #VALUE! | #VALUE! | #VALUE!
Tuesday | 3 | 8 | 19 | 1603 | 0 | 0 | 0 | 0 | 0 | 0 | 0 | 0 | 0 | 0 | 0 | 0 | 0 | 0 | 0 | 0 | 0 | 0 | 0 | 0 | 0 | 0 | 0 | 0 | 0 | 0 | 0 | 0 | 0 | 0 | 0 | 0 | 0 | 0 | 0 | 0 | 0 | 0 | 0 | 0 |  | 0 | 0 | 0 |  | #VALUE! | #VALUE! | #VALUE! | #VALUE! |  |  | #VALUE! | #VALUE! | 0 | 0 | 0.20123 | 0.20123 | #VALUE! | #VALUE! | #VALUE! | #VALUE! | 0 | 0 | 0.20123 | 0.20123 | #VALUE! | #VALUE! | #VALUE! | #VALUE! | 0 | 0 | 0.20123 | 0.20123 | #VALUE! | #VALUE! |  |  |  | #VALUE! | #VALUE! | #VALUE! | #VALUE! | #VALUE! | #VALUE! | #VALUE!
Tuesday | 3 | 8 | 20 | 1604 | 0 | 0 | 0 | 0 | 0 | 0 | 0 | 0 | 0 | 0 | 0 | 0 | 0 | 0 | 0 | 0 | 0 | 0 | 0 | 0 | 0 | 0 | 0 | 0 | 0 | 0 | 0 | 0 | 0 | 0 | 0 | 0 | 0 | 0 | 0 | 0 | 0 | 0 | 0 | 0 |  | 0 | 0 | 0 |  | #VALUE! | #VALUE! | #VALUE! | #VALUE! |  |  | #VALUE! | #VALUE! | 0 | 0 | 0.20123 | 0.20123 | #VALUE! | #VALUE! | #VALUE! | #VALUE! | 0 | 0 | 0.20123 | 0.20123 | #VALUE! | #VALUE! | #VALUE! | #VALUE! | 0 | 0 | 0.20123 | 0.20123 | #VALUE! | #VALUE! |  |  |  | #VALUE! | #VALUE! | #VALUE! | #VALUE! | #VALUE! | #VALUE! | #VALUE!
Tuesday | 3 | 8 | 21 | 1605 | 0 | 0 | 0 | 0 | 0 | 0 | 0 | 0 | 0 | 0 | 0 | 0 | 0 | 0 | 0 | 0 | 0 | 0 | 0 | 0 | 0 | 0 | 0 | 0 | 0 | 0 | 0 | 0 | 0 | 0 | 0 | 0 | 0 | 0 | 0 | 0 | 0 | 0 | 0 | 0 |  | 0 | 0 | 0 |  | #VALUE! | #VALUE! | #VALUE! | #VALUE! |  |  | #VALUE! | #VALUE! | 0 | 0 | 0.20123 | 0.20123 | #VALUE! | #VALUE! | #VALUE! | #VALUE! | 0 | 0 | 0.20123 | 0.20123 | #VALUE! | #VALUE! | #VALUE! | #VALUE! | 0 | 0 | 0.20123 | 0.20123 | #VALUE! | #VALUE! |  |  |  | #VALUE! | #VALUE! | #VALUE! | #VALUE! | #VALUE! | #VALUE! | #VALUE!
Tuesday | 3 | 8 | 22 | 1606 | 0 | 0 | 0 | 0 | 0 | 0 | 0 | 0 | 0 | 0 | 0 | 0 | 0 | 0 | 0 | 0 | 0 | 0 | 0 | 0 | 0 | 0 | 0 | 0 | 0 | 0 | 0 | 0 | 0 | 0 | 0 | 0 | 0 | 0 | 0 | 0 | 0 | 0 | 0 | 0 |  | 0 | 0 | 0 |  | #VALUE! | #VALUE! | #VALUE! | #VALUE! |  |  | #VALUE! | #VALUE! | 0 | 0 | 0.20123 | 0.20123 | #VALUE! | #VALUE! | #VALUE! | #VALUE! | 0 | 0 | 0.20123 | 0.20123 | #VALUE! | #VALUE! | #VALUE! | #VALUE! | 0 | 0 | 0.20123 | 0.20123 | #VALUE! | #VALUE! |  |  |  | #VALUE! | #VALUE! | #VALUE! | #VALUE! | #VALUE! | #VALUE! | #VALUE!
Tuesday | 3 | 8 | 23 | 1607 | 0 | 0 | 0 | 0 | 0 | 0 | 0 | 0 | 0 | 0 | 0 | 0 | 0 | 0 | 0 | 0 | 0 | 0 | 0 | 0 | 0 | 0 | 0 | 0 | 0 | 0 | 0 | 0 | 0 | 0 | 0 | 0 | 0 | 0 | 0 | 0 | 0 | 0 | 0 | 0 |  | 0 | 0 | 0 |  | #VALUE! | #VALUE! | #VALUE! | #VALUE! |  |  | #VALUE! | #VALUE! | 0 | 0 | 0.20123 | 0.20123 | #VALUE! | #VALUE! | #VALUE! | #VALUE! | 0 | 0 | 0.20123 | 0.20123 | #VALUE! | #VALUE! | #VALUE! | #VALUE! | 0 | 0 | 0.20123 | 0.20123 | #VALUE! | #VALUE! |  |  |  | #VALUE! | #VALUE! | #VALUE! | #VALUE! | #VALUE! | #VALUE! | #VALUE!
Tuesday | 3 | 8 | 24 | 1608 | 0 | 0 | 0 | 0 | 0 | 0 | 0 | 0 | 0 | 0 | 0 | 0 | 0 | 0 | 0 | 0 | 0 | 0 | 0 | 0 | 0 | 0 | 0 | 0 | 0 | 0 | 0 | 0 | 0 | 0 | 0 | 0 | 0 | 0 | 0 | 0 | 0 | 0 | 0 | 0 |  | 0 | 0 | 0 |  | #VALUE! | #VALUE! | #VALUE! | #VALUE! |  |  | #VALUE! | #VALUE! | 0 | 0 | 0.20123 | 0.20123 | #VALUE! | #VALUE! | #VALUE! | #VALUE! | 0 | 0 | 0.20123 | 0.20123 | #VALUE! | #VALUE! | #VALUE! | #VALUE! | 0 | 0 | 0.20123 | 0.20123 | #VALUE! | #VALUE! |  |  |  | #VALUE! | #VALUE! | #VALUE! | #VALUE! | #VALUE! | #VALUE! | #VALUE!
Wednesday | 3 | 9 | 1 | 1609 | 0 | 0 | 0 | 0 | 0 | 0 | 0 | 0 | 0 | 0 | 0 | 0 | 0 | 0 | 0 | 0 | 0 | 0 | 0 | 0 | 0 | 0 | 0 | 0 | 0 | 0 | 0 | 0 | 0 | 0 | 0 | 0 | 0 | 0 | 0 | 0 | 0 | 0 | 0 | 0 |  | 0 | 0 | 0 |  | #VALUE! | #VALUE! | #VALUE! | #VALUE! |  |  | #VALUE! | #VALUE! | 0 | 0 | 0.20123 | 0.20123 | #VALUE! | #VALUE! | #VALUE! | #VALUE! | 0 | 0 | 0.20123 | 0.20123 | #VALUE! | #VALUE! | #VALUE! | #VALUE! | 0 | 0 | 0.20123 | 0.20123 | #VALUE! | #VALUE! |  |  |  | #VALUE! | #VALUE! | #VALUE! | #VALUE! | #VALUE! | #VALUE! | #VALUE!
Wednesday | 3 | 9 | 2 | 1610 | 0 | 0 | 0 | 0 | 0 | 0 | 0 | 0 | 0 | 0 | 0 | 0 | 0 | 0 | 0 | 0 | 0 | 0 | 0 | 0 | 0 | 0 | 0 | 0 | 0.0016454 | 0 | 0 | 0 | 0 | 0 | 0 | 0 | 0 | 0 | 0 | 0 | 0 | 0 | 0 | 0 |  | 0 | 0 | 0 |  | #VALUE! | #VALUE! | #VALUE! | #VALUE! |  |  | #VALUE! | #VALUE! | 0 | 0 | 0.20123 | 0.20123 | #VALUE! | #VALUE! | #VALUE! | #VALUE! | 0 | 0 | 0.20123 | 0.20123 | #VALUE! | #VALUE! | #VALUE! | #VALUE! | 0 | 0 | 0.20123 | 0.20123 | #VALUE! | #VALUE! |  |  |  | #VALUE! | #VALUE! | #VALUE! | #VALUE! | #VALUE! | #VALUE! | #VALUE!
Wednesday | 3 | 9 | 3 | 1611 | 0 | 0 | 0 | 0 | 0 | 0 | 0 | 0 | 0 | 0 | 0 | 0 | 0 | 0 | 0 | 0 | 0 | 0 | 0 | 0 | 0 | 0 | 0 | 0 | 0.012102 | 0 | 0 | 0 | 0 | 0 | 0 | 0 | 0 | 0 | 0 | 0 | 0 | 0 | 0 | 0 |  | 0 | 0 | 0 |  | #VALUE! | #VALUE! | #VALUE! | #VALUE! |  |  | #VALUE! | #VALUE! | 0 | 0 | 0.20123 | 0.20123 | #VALUE! | #VALUE! | #VALUE! | #VALUE! | 0 | 0 | 0.20123 | 0.20123 | #VALUE! | #VALUE! | #VALUE! | #VALUE! | 0 | 0 | 0.20123 | 0.20123 | #VALUE! | #VALUE! |  |  |  | #VALUE! | #VALUE! | #VALUE! | #VALUE! | #VALUE! | #VALUE! | #VALUE!
Wednesday | 3 | 9 | 4 | 1612 | 0 | 0 | 0 | 0 | 0 | 0 | 0 | 0 | 0 | 0 | 0 | 0 | 0 | 0 | 0 | 0 | 0 | 0 | 0 | 0 | 0 | 0 | 0 | 0 | 0 | 0 | 0 | 0 | 0 | 0 | 0 | 0 | 0 | 0 | 0 | 0 | 0 | 0 | 0 | 0 |  | 0 | 0 | 0 |  | #VALUE! | #VALUE! | #VALUE! | #VALUE! |  |  | #VALUE! | #VALUE! | 0 | 0 | 0.20123 | 0.20123 | #VALUE! | #VALUE! | #VALUE! | #VALUE! | 0 | 0 | 0.20123 | 0.20123 | #VALUE! | #VALUE! | #VALUE! | #VALUE! | 0 | 0 | 0.20123 | 0.20123 | #VALUE! | #VALUE! |  |  |  | #VALUE! | #VALUE! | #VALUE! | #VALUE! | #VALUE! | #VALUE! | #VALUE!
Wednesday | 3 | 9 | 5 | 1613 | 0 | 0 | 0 | 0 | 0 | 0 | 0 | 0 | 0 | 0 | 0 | 0 | 0 | 0 | 0 | 0 | 0 | 0 | 0 | 0 | 0 | 0 | 0 | 0 | 0 | 0 | 0 | 0 | 0 | 0 | 0 | 0 | 0 | 0 | 0 | 0 | 0 | 0 | 0 | 0 |  | 0 | 0 | 0 |  | #VALUE! | #VALUE! | #VALUE! | #VALUE! |  |  | #VALUE! | #VALUE! | 0 | 0 | 0.20123 | 0.20123 | #VALUE! | #VALUE! | #VALUE! | #VALUE! | 0 | 0 | 0.20123 | 0.20123 | #VALUE! | #VALUE! | #VALUE! | #VALUE! | 0 | 0 | 0.20123 | 0.20123 | #VALUE! | #VALUE! |  |  |  | #VALUE! | #VALUE! | #VALUE! | #VALUE! | #VALUE! | #VALUE! | #VALUE!
Wednesday | 3 | 9 | 6 | 1614 | 0 | 0 | 0 | 0 | 0 | 0 | 0 | 0 | 0 | 0 | 0 | 0 | 0 | 0 | 0 | 0 | 0 | 0 | 0 | 0 | 0 | 0 | 0 | 0 | 0 | 0 | 0 | 0 | 0 | 0 | 0 | 0 | 0 | 0 | 0 | 0 | 0 | 0 | 0 | 0 |  | 0 | 0 | 0 |  | #VALUE! | #VALUE! | #VALUE! | #VALUE! |  |  | #VALUE! | #VALUE! | 0 | 0 | 0.20123 | 0.20123 | #VALUE! | #VALUE! | #VALUE! | #VALUE! | 0 | 0 | 0.20123 | 0.20123 | #VALUE! | #VALUE! | #VALUE! | #VALUE! | 0 | 0 | 0.20123 | 0.20123 | #VALUE! | #VALUE! |  |  |  | #VALUE! | #VALUE! | #VALUE! | #VALUE! | #VALUE! | #VALUE! | #VALUE!
Wednesday | 3 | 9 | 7 | 1615 | 0 | 0 | 0 | 0 | 0 | 0 | 0 | 0 | 0 | 0 | 0 | 0 | 0 | 0 | 0 | 0 | 0 | 0 | 0 | 0 | 0 | 0 | 0 | 0 | 0 | 0 | 0 | 0 | 0 | 0 | 0 | 0 | 0 | 0 | 0 | 0 | 0 | 0 | 0 | 0 |  | 0 | 0 | 0 |  | #VALUE! | #VALUE! | #VALUE! | #VALUE! |  |  | #VALUE! | #VALUE! | 0 | 0 | 0.20123 | 0.20123 | #VALUE! | #VALUE! | #VALUE! | #VALUE! | 0 | 0 | 0.20123 | 0.20123 | #VALUE! | #VALUE! | #VALUE! | #VALUE! | 0 | 0 | 0.20123 | 0.20123 | #VALUE! | #VALUE! |  |  |  | #VALUE! | #VALUE! | #VALUE! | #VALUE! | #VALUE! | #VALUE! | #VALUE!
Wednesday | 3 | 9 | 8 | 1616 | 0 | 0 | 0 | 0 | 0 | 0 | 0 | 0 | 0 | 0 | 0 | 0 | 0 | 0 | 0 | 0 | 0 | 0 | 0 | 0 | 0 | 0 | 0 | 0 | 0 | 0 | 0 | 0 | 0 | 0 | 0 | 0 | 0 | 0 | 0 | 0 | 0 | 0 | 0 | 0 |  | 0 | 0 | 0 |  | #VALUE! | #VALUE! | #VALUE! | #VALUE! |  |  | #VALUE! | #VALUE! | 0 | 0 | 0.20123 | 0.20123 | #VALUE! | #VALUE! | #VALUE! | #VALUE! | 0 | 0 | 0.20123 | 0.20123 | #VALUE! | #VALUE! | #VALUE! | #VALUE! | 0 | 0 | 0.20123 | 0.20123 | #VALUE! | #VALUE! |  |  |  | #VALUE! | #VALUE! | #VALUE! | #VALUE! | #VALUE! | #VALUE! | #VALUE!
Wednesday | 3 | 9 | 9 | 1617 | 0 | 0 | 0 | 0 | 0 | 0 | 0 | 0 | 0 | 0 | 0 | 0 | 0 | 0 | 0 | 0 | 0 | 0 | 0 | 0 | 0 | 0 | 0 | 0 | 0 | 0 | 0 | 0 | 0 | 0 | 0 | 0 | 0 | 0 | 0 | 0 | 0 | 0 | 0 | 0 |  | 0 | 0 | 0 |  | #VALUE! | #VALUE! | #VALUE! | #VALUE! |  |  | #VALUE! | #VALUE! | 0 | 0 | 0.20123 | 0.20123 | #VALUE! | #VALUE! | #VALUE! | #VALUE! | 0 | 0 | 0.20123 | 0.20123 | #VALUE! | #VALUE! | #VALUE! | #VALUE! | 0 | 0 | 0.20123 | 0.20123 | #VALUE! | #VALUE! |  |  |  | #VALUE! | #VALUE! | #VALUE! | #VALUE! | #VALUE! | #VALUE! | #VALUE!
Wednesday | 3 | 9 | 10 | 1618 | 0 | 0 | 0 | 0 | 0 | 0 | 0 | 0 | 0 | 0 | 0 | 0 | 0 | 0 | 0 | 0 | 0 | 0 | 0 | 0 | 0 | 0 | 0 | 0 | 0 | 0 | 0 | 0 | 0 | 0 | 0 | 0 | 0 | 0 | 0 | 0 | 0 | 0 | 0 | 0 |  | 0 | 0 | 0 |  | #VALUE! | #VALUE! | #VALUE! | #VALUE! |  |  | #VALUE! | #VALUE! | 0 | 0 | 0.20123 | 0.20123 | #VALUE! | #VALUE! | #VALUE! | #VALUE! | 0 | 0 | 0.20123 | 0.20123 | #VALUE! | #VALUE! | #VALUE! | #VALUE! | 0 | 0 | 0.20123 | 0.20123 | #VALUE! | #VALUE! |  |  |  | #VALUE! | #VALUE! | #VALUE! | #VALUE! | #VALUE! | #VALUE! | #VALUE!
Wednesday | 3 | 9 | 11 | 1619 | 0 | 0 | 0 | 0 | 0 | 0 | 0 | 0 | 0 | 0 | 0 | 0 | 0 | 0 | 0 | 0 | 0 | 0 | 0 | 0 | 0 | 0 | 0 | 0 | 0 | 0 | 0 | 0 | 0 | 0 | 0 | 0 | 0 | 0 | 0 | 0 | 0 | 0 | 0 | 0 |  | 0 | 0 | 0 |  | #VALUE! | #VALUE! | #VALUE! | #VALUE! |  |  | #VALUE! | #VALUE! | 0 | 0 | 0.20123 | 0.20123 | #VALUE! | #VALUE! | #VALUE! | #VALUE! | 0 | 0 | 0.20123 | 0.20123 | #VALUE! | #VALUE! | #VALUE! | #VALUE! | 0 | 0 | 0.20123 | 0.20123 | #VALUE! | #VALUE! |  |  |  | #VALUE! | #VALUE! | #VALUE! | #VALUE! | #VALUE! | #VALUE! | #VALUE!
Wednesday | 3 | 9 | 12 | 1620 | 0 | 0 | 0 | 0 | 0 | 0 | 0 | 0 | 0 | 0 | 0 | 0 | 0 | 0 | 0 | 0 | 0 | 0 | 0 | 0 | 0 | 0 | 0 | 0 | 0 | 0 | 0 | 0 | 0 | 0 | 0 | 0 | 0 | 0 | 0 | 0 | 0 | 0 | 0 | 0 |  | 0 | 0 | 0 |  | #VALUE! | #VALUE! | #VALUE! | #VALUE! |  |  | #VALUE! | #VALUE! | 0 | 0 | 0.20123 | 0.20123 | #VALUE! | #VALUE! | #VALUE! | #VALUE! | 0 | 0 | 0.20123 | 0.20123 | #VALUE! | #VALUE! | #VALUE! | #VALUE! | 0 | 0 | 0.20123 | 0.20123 | #VALUE! | #VALUE! |  |  |  | #VALUE! | #VALUE! | #VALUE! | #VALUE! | #VALUE! | #VALUE! | #VALUE!
Wednesday | 3 | 9 | 13 | 1621 | 0 | 0 | 0 | 0 | 0 | 0 | 0 | 0 | 0 | 0 | 0 | 0 | 0 | 0 | 0 | 0 | 0 | 0 | 0 | 0 | 0 | 0 | 0 | 0 | 0 | 0 | 0 | 0 | 0 | 0 | 0 | 0 | 0 | 0 | 0 | 0 | 0 | 0 | 0 | 0 |  | 0 | 0 | 0 |  | #VALUE! | #VALUE! | #VALUE! | #VALUE! |  |  | #VALUE! | #VALUE! | 0 | 0 | 0.20123 | 0.20123 | #VALUE! | #VALUE! | #VALUE! | #VALUE! | 0 | 0 | 0.20123 | 0.20123 | #VALUE! | #VALUE! | #VALUE! | #VALUE! | 0 | 0 | 0.20123 | 0.20123 | #VALUE! | #VALUE! |  |  |  | #VALUE! | #VALUE! | #VALUE! | #VALUE! | #VALUE! | #VALUE! | #VALUE!
Wednesday | 3 | 9 | 14 | 1622 | 0 | 0 | 0 | 0 | 0 | 0 | 0 | 0 | 0 | 0 | 0 | 0 | 0 | 0 | 0 | 0 | 0 | 0 | 0 | 0 | 0 | 0 | 0 | 0 | 0 | 0 | 0 | 0 | 0 | 0 | 0 | 0 | 0 | 0 | 0 | 0 | 0 | 0 | 0 | 0 |  | 0 | 0 | 0 |  | #VALUE! | #VALUE! | #VALUE! | #VALUE! |  |  | #VALUE! | #VALUE! | 0 | 0 | 0.20123 | 0.20123 | #VALUE! | #VALUE! | #VALUE! | #VALUE! | 0 | 0 | 0.20123 | 0.20123 | #VALUE! | #VALUE! | #VALUE! | #VALUE! | 0 | 0 | 0.20123 | 0.20123 | #VALUE! | #VALUE! |  |  |  | #VALUE! | #VALUE! | #VALUE! | #VALUE! | #VALUE! | #VALUE! | #VALUE!
Wednesday | 3 | 9 | 15 | 1623 | 0 | 0 | 0 | 0 | 0 | 0 | 0 | 0 | 0 | 0 | 0 | 0 | 0 | 0 | 0 | 0 | 0 | 0 | 0 | 0 | 0 | 0 | 0 | 0 | 0 | 0 | 0 | 0 | 0 | 0 | 0 | 0 | 0 | 0 | 0 | 0 | 0 | 0 | 0 | 0 |  | 0 | 0 | 0 |  | #VALUE! | #VALUE! | #VALUE! | #VALUE! |  |  | #VALUE! | #VALUE! | 0 | 0 | 0.20123 | 0.20123 | #VALUE! | #VALUE! | #VALUE! | #VALUE! | 0 | 0 | 0.20123 | 0.20123 | #VALUE! | #VALUE! | #VALUE! | #VALUE! | 0 | 0 | 0.20123 | 0.20123 | #VALUE! | #VALUE! |  |  |  | #VALUE! | #VALUE! | #VALUE! | #VALUE! | #VALUE! | #VALUE! | #VALUE!
Wednesday | 3 | 9 | 16 | 1624 | 0 | 0 | 0 | 0 | 0 | 0 | 0 | 0 | 0 | 0 | 0 | 0 | 0 | 0 | 0 | 0 | 0 | 0 | 0 | 0 | 0 | 0 | 0 | 0 | 0 | 0 | 0 | 0 | 0 | 0 | 0 | 0 | 0 | 0 | 0 | 0 | 0 | 0 | 0 | 0 |  | 0 | 0 | 0 |  | #VALUE! | #VALUE! | #VALUE! | #VALUE! |  |  | #VALUE! | #VALUE! | 0 | 0 | 0.20123 | 0.20123 | #VALUE! | #VALUE! | #VALUE! | #VALUE! | 0 | 0 | 0.20123 | 0.20123 | #VALUE! | #VALUE! | #VALUE! | #VALUE! | 0 | 0 | 0.20123 | 0.20123 | #VALUE! | #VALUE! |  |  |  | #VALUE! | #VALUE! | #VALUE! | #VALUE! | #VALUE! | #VALUE! | #VALUE!
Wednesday | 3 | 9 | 17 | 1625 | 0 | 0 | 0 | 0 | 0 | 0 | 0 | 0 | 0 | 0 | 0 | 0 | 0 | 0 | 0 | 0 | 0 | 0 | 0 | 0 | 0 | 0 | 0 | 0 | 0 | 0 | 0 | 0 | 0 | 0 | 0 | 0 | 0 | 0 | 0 | 0 | 0 | 0 | 0 | 0 |  | 0 | 0 | 0 |  | #VALUE! | #VALUE! | #VALUE! | #VALUE! |  |  | #VALUE! | #VALUE! | 0 | 0 | 0.20123 | 0.20123 | #VALUE! | #VALUE! | #VALUE! | #VALUE! | 0 | 0 | 0.20123 | 0.20123 | #VALUE! | #VALUE! | #VALUE! | #VALUE! | 0 | 0 | 0.20123 | 0.20123 | #VALUE! | #VALUE! |  |  |  | #VALUE! | #VALUE! | #VALUE! | #VALUE! | #VALUE! | #VALUE! | #VALUE!
Wednesday | 3 | 9 | 18 | 1626 | 0 | 0 | 0 | 0 | 0 | 0 | 0 | 0 | 0 | 0 | 0 | 0 | 0 | 0 | 0 | 0 | 0 | 0 | 0 | 0 | 0 | 0 | 0 | 0 | 0 | 0 | 0 | 0 | 0 | 0 | 0 | 0 | 0 | 0 | 0 | 0 | 0 | 0 | 0 | 0 |  | 0 | 0 | 0 |  | #VALUE! | #VALUE! | #VALUE! | #VALUE! |  |  | #VALUE! | #VALUE! | 0 | 0 | 0.20123 | 0.20123 | #VALUE! | #VALUE! | #VALUE! | #VALUE! | 0 | 0 | 0.20123 | 0.20123 | #VALUE! | #VALUE! | #VALUE! | #VALUE! | 0 | 0 | 0.20123 | 0.20123 | #VALUE! | #VALUE! |  |  |  | #VALUE! | #VALUE! | #VALUE! | #VALUE! | #VALUE! | #VALUE! | #VALUE!
Wednesday | 3 | 9 | 19 | 1627 | 0 | 0 | 0 | 0 | 0 | 0 | 0 | 0 | 0 | 0 | 0 | 0 | 0 | 0 | 0 | 0 | 0 | 0 | 0 | 0 | 0 | 0 | 0 | 0 | 0 | 0 | 0 | 0 | 0 | 0 | 0 | 0 | 0 | 0 | 0 | 0 | 0 | 0 | 0 | 0 |  | 0 | 0 | 0 |  | #VALUE! | #VALUE! | #VALUE! | #VALUE! |  |  | #VALUE! | #VALUE! | 0 | 0 | 0.20123 | 0.20123 | #VALUE! | #VALUE! | #VALUE! | #VALUE! | 0 | 0 | 0.20123 | 0.20123 | #VALUE! | #VALUE! | #VALUE! | #VALUE! | 0 | 0 | 0.20123 | 0.20123 | #VALUE! | #VALUE! |  |  |  | #VALUE! | #VALUE! | #VALUE! | #VALUE! | #VALUE! | #VALUE! | #VALUE!
Wednesday | 3 | 9 | 20 | 1628 | 0 | 0 | 0 | 0 | 0 | 0 | 0 | 0 | 0 | 0 | 0 | 0 | 0 | 0 | 0 | 0 | 0 | 0 | 0 | 0 | 0 | 0 | 0 | 0 | 0 | 0 | 0 | 0 | 0 | 0 | 0 | 0 | 0 | 0 | 0 | 0 | 0 | 0 | 0 | 0 |  | 0 | 0 | 0 |  | #VALUE! | #VALUE! | #VALUE! | #VALUE! |  |  | #VALUE! | #VALUE! | 0 | 0 | 0.20123 | 0.20123 | #VALUE! | #VALUE! | #VALUE! | #VALUE! | 0 | 0 | 0.20123 | 0.20123 | #VALUE! | #VALUE! | #VALUE! | #VALUE! | 0 | 0 | 0.20123 | 0.20123 | #VALUE! | #VALUE! |  |  |  | #VALUE! | #VALUE! | #VALUE! | #VALUE! | #VALUE! | #VALUE! | #VALUE!
Wednesday | 3 | 9 | 21 | 1629 | 0 | 0 | 0 | 0 | 0 | 0 | 0 | 0 | 0 | 0 | 0 | 0 | 0 | 0 | 0 | 0 | 0 | 0 | 0 | 0 | 0 | 0 | 0 | 0 | 0 | 0 | 0 | 0 | 0 | 0 | 0 | 0 | 0 | 0 | 0 | 0 | 0 | 0 | 0 | 0 |  | 0 | 0 | 0 |  | #VALUE! | #VALUE! | #VALUE! | #VALUE! |  |  | #VALUE! | #VALUE! | 0 | 0 | 0.20123 | 0.20123 | #VALUE! | #VALUE! | #VALUE! | #VALUE! | 0 | 0 | 0.20123 | 0.20123 | #VALUE! | #VALUE! | #VALUE! | #VALUE! | 0 | 0 | 0.20123 | 0.20123 | #VALUE! | #VALUE! |  |  |  | #VALUE! | #VALUE! | #VALUE! | #VALUE! | #VALUE! | #VALUE! | #VALUE!
Wednesday | 3 | 9 | 22 | 1630 | 0 | 0 | 0 | 0 | 0 | 0 | 0 | 0 | 0 | 0 | 0 | 0 | 0 | 0 | 0 | 0 | 0 | 0 | 0 | 0 | 0 | 0 | 0 | 0 | 0 | 0 | 0 | 0 | 0 | 0 | 0 | 0 | 0 | 0 | 0 | 0 | 0 | 0 | 0 | 0 |  | 0 | 0 | 0 |  | #VALUE! | #VALUE! | #VALUE! | #VALUE! |  |  | #VALUE! | #VALUE! | 0 | 0 | 0.20123 | 0.20123 | #VALUE! | #VALUE! | #VALUE! | #VALUE! | 0 | 0 | 0.20123 | 0.20123 | #VALUE! | #VALUE! | #VALUE! | #VALUE! | 0 | 0 | 0.20123 | 0.20123 | #VALUE! | #VALUE! |  |  |  | #VALUE! | #VALUE! | #VALUE! | #VALUE! | #VALUE! | #VALUE! | #VALUE!
Wednesday | 3 | 9 | 23 | 1631 | 0 | 0 | 0 | 0 | 0 | 0 | 0 | 0 | 0 | 0 | 0 | 0 | 0 | 0 | 0 | 0 | 0 | 0 | 0 | 0 | 0 | 0 | 0 | 0 | 0 | 0 | 0 | 0 | 0 | 0 | 0 | 0 | 0 | 0 | 0 | 0 | 0 | 0 | 0 | 0 |  | 0 | 0 | 0 |  | #VALUE! | #VALUE! | #VALUE! | #VALUE! |  |  | #VALUE! | #VALUE! | 0 | 0 | 0.20123 | 0.20123 | #VALUE! | #VALUE! | #VALUE! | #VALUE! | 0 | 0 | 0.20123 | 0.20123 | #VALUE! | #VALUE! | #VALUE! | #VALUE! | 0 | 0 | 0.20123 | 0.20123 | #VALUE! | #VALUE! |  |  |  | #VALUE! | #VALUE! | #VALUE! | #VALUE! | #VALUE! | #VALUE! | #VALUE!
Wednesday | 3 | 9 | 24 | 1632 | 0 | 0 | 0 | 0 | 0 | 0 | 0 | 0 | 0 | 0 | 0 | 0 | 0 | 0 | 0 | 0 | 0 | 0 | 0 | 0 | 0 | 0 | 0 | 0 | 0 | 0 | 0 | 0 | 0 | 0 | 0 | 0 | 0 | 0 | 0 | 0 | 0 | 0 | 0 | 0 |  | 0 | 0 | 0 |  | #VALUE! | #VALUE! | #VALUE! | #VALUE! |  |  | #VALUE! | #VALUE! | 0 | 0 | 0.20123 | 0.20123 | #VALUE! | #VALUE! | #VALUE! | #VALUE! | 0 | 0 | 0.20123 | 0.20123 | #VALUE! | #VALUE! | #VALUE! | #VALUE! | 0 | 0 | 0.20123 | 0.20123 | #VALUE! | #VALUE! |  |  |  | #VALUE! | #VALUE! | #VALUE! | #VALUE! | #VALUE! | #VALUE! | #VALUE!
Thursday | 3 | 10 | 1 | 1633 | 0 | 0 | 0 | 0 | 0 | 0 | 0 | 0 | 0 | 0 | 0 | 0 | 0 | 0 | 0 | 0 | 0 | 0 | 0 | 0 | 0 | 0 | 0 | 0 | 0 | 0 | 0 | 0 | 0 | 0 | 0 | 0 | 0 | 0 | 0 | 0 | 0 | 0 | 0 | 0 |  | 0 | 0 | 0 |  | #VALUE! | #VALUE! | #VALUE! | #VALUE! |  |  | #VALUE! | #VALUE! | 0 | 0 | 0.20123 | 0.20123 | #VALUE! | #VALUE! | #VALUE! | #VALUE! | 0 | 0 | 0.20123 | 0.20123 | #VALUE! | #VALUE! | #VALUE! | #VALUE! | 0 | 0 | 0.20123 | 0.20123 | #VALUE! | #VALUE! |  |  |  | #VALUE! | #VALUE! | #VALUE! | #VALUE! | #VALUE! | #VALUE! | #VALUE!
Thursday | 3 | 10 | 2 | 1634 | 0 | 0 | 0 | 0 | 0 | 0 | 0 | 0 | 0 | 0 | 0 | 0 | 0 | 0 | 0 | 0 | 0 | 0 | 0 | 0 | 0 | 0 | 0 | 0 | 0.0018346 | 0 | 0 | 0 | 0 | 0 | 0 | 0 | 0 | 0 | 0 | 0 | 0 | 0 | 0 | 0 |  | 0 | 0 | 0 |  | #VALUE! | #VALUE! | #VALUE! | #VALUE! |  |  | #VALUE! | #VALUE! | 0 | 0 | 0.20123 | 0.20123 | #VALUE! | #VALUE! | #VALUE! | #VALUE! | 0 | 0 | 0.20123 | 0.20123 | #VALUE! | #VALUE! | #VALUE! | #VALUE! | 0 | 0 | 0.20123 | 0.20123 | #VALUE! | #VALUE! |  |  |  | #VALUE! | #VALUE! | #VALUE! | #VALUE! | #VALUE! | #VALUE! | #VALUE!
Thursday | 3 | 10 | 3 | 1635 | 0 | 0 | 0 | 0 | 0 | 0 | 0 | 0 | 0 | 0 | 0 | 0 | 0 | 0 | 0 | 0 | 0 | 0 | 0 | 0 | 0 | 0 | 0 | 0 | 0.011283 | 0 | 0 | 0 | 0 | 0 | 0 | 0 | 0 | 0 | 0 | 0 | 0 | 0 | 0 | 0 |  | 0 | 0 | 0 |  | #VALUE! | #VALUE! | #VALUE! | #VALUE! |  |  | #VALUE! | #VALUE! | 0 | 0 | 0.20123 | 0.20123 | #VALUE! | #VALUE! | #VALUE! | #VALUE! | 0 | 0 | 0.20123 | 0.20123 | #VALUE! | #VALUE! | #VALUE! | #VALUE! | 0 | 0 | 0.20123 | 0.20123 | #VALUE! | #VALUE! |  |  |  | #VALUE! | #VALUE! | #VALUE! | #VALUE! | #VALUE! | #VALUE! | #VALUE!
Thursday | 3 | 10 | 4 | 1636 | 0 | 0 | 0 | 0 | 0 | 0 | 0 | 0 | 0 | 0 | 0 | 0 | 0 | 0 | 0 | 0 | 0 | 0 | 0 | 0 | 0 | 0 | 0 | 0 | 0 | 0 | 0 | 0 | 0 | 0 | 0 | 0 | 0 | 0 | 0 | 0 | 0 | 0 | 0 | 0 |  | 0 | 0 | 0 |  | #VALUE! | #VALUE! | #VALUE! | #VALUE! |  |  | #VALUE! | #VALUE! | 0 | 0 | 0.20123 | 0.20123 | #VALUE! | #VALUE! | #VALUE! | #VALUE! | 0 | 0 | 0.20123 | 0.20123 | #VALUE! | #VALUE! | #VALUE! | #VALUE! | 0 | 0 | 0.20123 | 0.20123 | #VALUE! | #VALUE! |  |  |  | #VALUE! | #VALUE! | #VALUE! | #VALUE! | #VALUE! | #VALUE! | #VALUE!
Thursday | 3 | 10 | 5 | 1637 | 0 | 0 | 0 | 0 | 0 | 0 | 0 | 0 | 0 | 0 | 0 | 0 | 0 | 0 | 0 | 0 | 0 | 0 | 0 | 0 | 0 | 0 | 0 | 0 | 0 | 0 | 0 | 0 | 0 | 0 | 0 | 0 | 0 | 0 | 0 | 0 | 0 | 0 | 0 | 0 |  | 0 | 0 | 0 |  | #VALUE! | #VALUE! | #VALUE! | #VALUE! |  |  | #VALUE! | #VALUE! | 0 | 0 | 0.20123 | 0.20123 | #VALUE! | #VALUE! | #VALUE! | #VALUE! | 0 | 0 | 0.20123 | 0.20123 | #VALUE! | #VALUE! | #VALUE! | #VALUE! | 0 | 0 | 0.20123 | 0.20123 | #VALUE! | #VALUE! |  |  |  | #VALUE! | #VALUE! | #VALUE! | #VALUE! | #VALUE! | #VALUE! | #VALUE!
Thursday | 3 | 10 | 6 | 1638 | 0 | 0 | 0 | 0 | 0 | 0 | 0 | 0 | 0 | 0 | 0 | 0 | 0 | 0 | 0 | 0 | 0 | 0 | 0 | 0 | 0 | 0 | 0 | 0 | 0 | 0 | 0 | 0 | 0 | 0 | 0 | 0 | 0 | 0 | 0 | 0 | 0 | 0 | 0 | 0 |  | 0 | 0 | 0 |  | #VALUE! | #VALUE! | #VALUE! | #VALUE! |  |  | #VALUE! | #VALUE! | 0 | 0 | 0.20123 | 0.20123 | #VALUE! | #VALUE! | #VALUE! | #VALUE! | 0 | 0 | 0.20123 | 0.20123 | #VALUE! | #VALUE! | #VALUE! | #VALUE! | 0 | 0 | 0.20123 | 0.20123 | #VALUE! | #VALUE! |  |  |  | #VALUE! | #VALUE! | #VALUE! | #VALUE! | #VALUE! | #VALUE! | #VALUE!
Thursday | 3 | 10 | 7 | 1639 | 0 | 0 | 0 | 0 | 0 | 0 | 0 | 0 | 0 | 0 | 0 | 0 | 0 | 0 | 0 | 0 | 0 | 0 | 0 | 0 | 0 | 0 | 0 | 0 | 0 | 0 | 0 | 0 | 0 | 0 | 0 | 0 | 0 | 0 | 0 | 0 | 0 | 0 | 0 | 0 |  | 0 | 0 | 0 |  | #VALUE! | #VALUE! | #VALUE! | #VALUE! |  |  | #VALUE! | #VALUE! | 0 | 0 | 0.20123 | 0.20123 | #VALUE! | #VALUE! | #VALUE! | #VALUE! | 0 | 0 | 0.20123 | 0.20123 | #VALUE! | #VALUE! | #VALUE! | #VALUE! | 0 | 0 | 0.20123 | 0.20123 | #VALUE! | #VALUE! |  |  |  | #VALUE! | #VALUE! | #VALUE! | #VALUE! | #VALUE! | #VALUE! | #VALUE!
Thursday | 3 | 10 | 8 | 1640 | 0 | 0 | 0 | 0 | 0 | 0 | 0 | 0 | 0 | 0 | 0 | 0 | 0 | 0 | 0 | 0 | 0 | 0 | 0 | 0 | 0 | 0 | 0 | 0 | 0 | 0 | 0 | 0 | 0 | 0 | 0 | 0 | 0 | 0 | 0 | 0 | 0 | 0 | 0 | 0 |  | 0 | 0 | 0 |  | #VALUE! | #VALUE! | #VALUE! | #VALUE! |  |  | #VALUE! | #VALUE! | 0 | 0 | 0.20123 | 0.20123 | #VALUE! | #VALUE! | #VALUE! | #VALUE! | 0 | 0 | 0.20123 | 0.20123 | #VALUE! | #VALUE! | #VALUE! | #VALUE! | 0 | 0 | 0.20123 | 0.20123 | #VALUE! | #VALUE! |  |  |  | #VALUE! | #VALUE! | #VALUE! | #VALUE! | #VALUE! | #VALUE! | #VALUE!
Thursday | 3 | 10 | 9 | 1641 | 0 | 0 | 0 | 0 | 0 | 0 | 0 | 0 | 0 | 0 | 0 | 0 | 0 | 0 | 0 | 0 | 0 | 0 | 0 | 0 | 0 | 0 | 0 | 0 | 0 | 0 | 0 | 0 | 0 | 0 | 0 | 0 | 0 | 0 | 0 | 0 | 0 | 0 | 0 | 0 |  | 0 | 0 | 0 |  | #VALUE! | #VALUE! | #VALUE! | #VALUE! |  |  | #VALUE! | #VALUE! | 0 | 0 | 0.20123 | 0.20123 | #VALUE! | #VALUE! | #VALUE! | #VALUE! | 0 | 0 | 0.20123 | 0.20123 | #VALUE! | #VALUE! | #VALUE! | #VALUE! | 0 | 0 | 0.20123 | 0.20123 | #VALUE! | #VALUE! |  |  |  | #VALUE! | #VALUE! | #VALUE! | #VALUE! | #VALUE! | #VALUE! | #VALUE!
Thursday | 3 | 10 | 10 | 1642 | 0 | 0 | 0 | 0 | 0 | 0 | 0 | 0 | 0 | 0 | 0 | 0 | 0 | 0 | 0 | 0 | 0 | 0 | 0 | 0 | 0 | 0 | 0 | 0 | 0 | 0 | 0 | 0 | 0 | 0 | 0 | 0 | 0 | 0 | 0 | 0 | 0 | 0 | 0 | 0 |  | 0 | 0 | 0 |  | #VALUE! | #VALUE! | #VALUE! | #VALUE! |  |  | #VALUE! | #VALUE! | 0 | 0 | 0.20123 | 0.20123 | #VALUE! | #VALUE! | #VALUE! | #VALUE! | 0 | 0 | 0.20123 | 0.20123 | #VALUE! | #VALUE! | #VALUE! | #VALUE! | 0 | 0 | 0.20123 | 0.20123 | #VALUE! | #VALUE! |  |  |  | #VALUE! | #VALUE! | #VALUE! | #VALUE! | #VALUE! | #VALUE! | #VALUE!
Thursday | 3 | 10 | 11 | 1643 | 0 | 0 | 0 | 0 | 0 | 0 | 0 | 0 | 0 | 0 | 0 | 0 | 0 | 0 | 0 | 0 | 0 | 0 | 0 | 0 | 0 | 0 | 0 | 0 | 0 | 0 | 0 | 0 | 0 | 0 | 0 | 0 | 0 | 0 | 0 | 0 | 0 | 0 | 0 | 0 |  | 0 | 0 | 0 |  | #VALUE! | #VALUE! | #VALUE! | #VALUE! |  |  | #VALUE! | #VALUE! | 0 | 0 | 0.20123 | 0.20123 | #VALUE! | #VALUE! | #VALUE! | #VALUE! | 0 | 0 | 0.20123 | 0.20123 | #VALUE! | #VALUE! | #VALUE! | #VALUE! | 0 | 0 | 0.20123 | 0.20123 | #VALUE! | #VALUE! |  |  |  | #VALUE! | #VALUE! | #VALUE! | #VALUE! | #VALUE! | #VALUE! | #VALUE!
Thursday | 3 | 10 | 12 | 1644 | 0 | 0 | 0 | 0 | 0 | 0 | 0 | 0 | 0 | 0 | 0 | 0 | 0 | 0 | 0 | 0 | 0 | 0 | 0 | 0 | 0 | 0 | 0 | 0 | 0 | 0 | 0 | 0 | 0 | 0 | 0 | 0 | 0 | 0 | 0 | 0 | 0 | 0 | 0 | 0 |  | 0 | 0 | 0 |  | #VALUE! | #VALUE! | #VALUE! | #VALUE! |  |  | #VALUE! | #VALUE! | 0 | 0 | 0.20123 | 0.20123 | #VALUE! | #VALUE! | #VALUE! | #VALUE! | 0 | 0 | 0.20123 | 0.20123 | #VALUE! | #VALUE! | #VALUE! | #VALUE! | 0 | 0 | 0.20123 | 0.20123 | #VALUE! | #VALUE! |  |  |  | #VALUE! | #VALUE! | #VALUE! | #VALUE! | #VALUE! | #VALUE! | #VALUE!
Thursday | 3 | 10 | 13 | 1645 | 0 | 0 | 0 | 0 | 0 | 0 | 0 | 0 | 0 | 0 | 0 | 0 | 0 | 0 | 0 | 0 | 0 | 0 | 0 | 0 | 0 | 0 | 0 | 0 | 0 | 0 | 0 | 0 | 0 | 0 | 0 | 0 | 0 | 0 | 0 | 0 | 0 | 0 | 0 | 0 |  | 0 | 0 | 0 |  | #VALUE! | #VALUE! | #VALUE! | #VALUE! |  |  | #VALUE! | #VALUE! | 0 | 0 | 0.20123 | 0.20123 | #VALUE! | #VALUE! | #VALUE! | #VALUE! | 0 | 0 | 0.20123 | 0.20123 | #VALUE! | #VALUE! | #VALUE! | #VALUE! | 0 | 0 | 0.20123 | 0.20123 | #VALUE! | #VALUE! |  |  |  | #VALUE! | #VALUE! | #VALUE! | #VALUE! | #VALUE! | #VALUE! | #VALUE!
Thursday | 3 | 10 | 14 | 1646 | 0 | 0 | 0 | 0 | 0 | 0 | 0 | 0 | 0 | 0 | 0 | 0 | 0 | 0 | 0 | 0 | 0 | 0 | 0 | 0 | 0 | 0 | 0 | 0 | 0 | 0 | 0 | 0 | 0 | 0 | 0 | 0 | 0 | 0 | 0 | 0 | 0 | 0 | 0 | 0 |  | 0 | 0 | 0 |  | #VALUE! | #VALUE! | #VALUE! | #VALUE! |  |  | #VALUE! | #VALUE! | 0 | 0 | 0.20123 | 0.20123 | #VALUE! | #VALUE! | #VALUE! | #VALUE! | 0 | 0 | 0.20123 | 0.20123 | #VALUE! | #VALUE! | #VALUE! | #VALUE! | 0 | 0 | 0.20123 | 0.20123 | #VALUE! | #VALUE! |  |  |  | #VALUE! | #VALUE! | #VALUE! | #VALUE! | #VALUE! | #VALUE! | #VALUE!
Thursday | 3 | 10 | 15 | 1647 | 0 | 0 | 0 | 0 | 0 | 0 | 0 | 0 | 0 | 0 | 0 | 0 | 0 | 0 | 0 | 0 | 0 | 0 | 0 | 0 | 0 | 0 | 0 | 0 | 0 | 0 | 0 | 0 | 0 | 0 | 0 | 0 | 0 | 0 | 0 | 0 | 0 | 0 | 0 | 0 |  | 0 | 0 | 0 |  | #VALUE! | #VALUE! | #VALUE! | #VALUE! |  |  | #VALUE! | #VALUE! | 0 | 0 | 0.20123 | 0.20123 | #VALUE! | #VALUE! | #VALUE! | #VALUE! | 0 | 0 | 0.20123 | 0.20123 | #VALUE! | #VALUE! | #VALUE! | #VALUE! | 0 | 0 | 0.20123 | 0.20123 | #VALUE! | #VALUE! |  |  |  | #VALUE! | #VALUE! | #VALUE! | #VALUE! | #VALUE! | #VALUE! | #VALUE!
Thursday | 3 | 10 | 16 | 1648 | 0 | 0 | 0 | 0 | 0 | 0 | 0 | 0 | 0 | 0 | 0 | 0 | 0 | 0 | 0 | 0 | 0 | 0 | 0 | 0 | 0 | 0 | 0 | 0 | 0 | 0 | 0 | 0 | 0 | 0 | 0 | 0 | 0 | 0 | 0 | 0 | 0 | 0 | 0 | 0 |  | 0 | 0 | 0 |  | #VALUE! | #VALUE! | #VALUE! | #VALUE! |  |  | #VALUE! | #VALUE! | 0 | 0 | 0.20123 | 0.20123 | #VALUE! | #VALUE! | #VALUE! | #VALUE! | 0 | 0 | 0.20123 | 0.20123 | #VALUE! | #VALUE! | #VALUE! | #VALUE! | 0 | 0 | 0.20123 | 0.20123 | #VALUE! | #VALUE! |  |  |  | #VALUE! | #VALUE! | #VALUE! | #VALUE! | #VALUE! | #VALUE! | #VALUE!
Thursday | 3 | 10 | 17 | 1649 | 0 | 0 | 0 | 0 | 0 | 0 | 0 | 0 | 0 | 0 | 0 | 0 | 0 | 0 | 0 | 0 | 0 | 0 | 0 | 0 | 0 | 0 | 0 | 0 | 0 | 0 | 0 | 0 | 0 | 0 | 0 | 0 | 0 | 0 | 0 | 0 | 0 | 0 | 0 | 0 |  | 0 | 0 | 0 |  | #VALUE! | #VALUE! | #VALUE! | #VALUE! |  |  | #VALUE! | #VALUE! | 0 | 0 | 0.20123 | 0.20123 | #VALUE! | #VALUE! | #VALUE! | #VALUE! | 0 | 0 | 0.20123 | 0.20123 | #VALUE! | #VALUE! | #VALUE! | #VALUE! | 0 | 0 | 0.20123 | 0.20123 | #VALUE! | #VALUE! |  |  |  | #VALUE! | #VALUE! | #VALUE! | #VALUE! | #VALUE! | #VALUE! | #VALUE!
Thursday | 3 | 10 | 18 | 1650 | 0 | 0 | 0 | 0 | 0 | 0 | 0 | 0 | 0 | 0 | 0 | 0 | 0 | 0 | 0 | 0 | 0 | 0 | 0 | 0 | 0 | 0 | 0 | 0 | 0 | 0 | 0 | 0 | 0 | 0 | 0 | 0 | 0 | 0 | 0 | 0 | 0 | 0 | 0 | 0 |  | 0 | 0 | 0 |  | #VALUE! | #VALUE! | #VALUE! | #VALUE! |  |  | #VALUE! | #VALUE! | 0 | 0 | 0.20123 | 0.20123 | #VALUE! | #VALUE! | #VALUE! | #VALUE! | 0 | 0 | 0.20123 | 0.20123 | #VALUE! | #VALUE! | #VALUE! | #VALUE! | 0 | 0 | 0.20123 | 0.20123 | #VALUE! | #VALUE! |  |  |  | #VALUE! | #VALUE! | #VALUE! | #VALUE! | #VALUE! | #VALUE! | #VALUE!
Thursday | 3 | 10 | 19 | 1651 | 0 | 0 | 0 | 0 | 0 | 0 | 0 | 0 | 0 | 0 | 0 | 0 | 0 | 0 | 0 | 0 | 0 | 0 | 0 | 0 | 0 | 0 | 0 | 0 | 0 | 0 | 0 | 0 | 0 | 0 | 0 | 0 | 0 | 0 | 0 | 0 | 0 | 0 | 0 | 0 |  | 0 | 0 | 0 |  | #VALUE! | #VALUE! | #VALUE! | #VALUE! |  |  | #VALUE! | #VALUE! | 0 | 0 | 0.20123 | 0.20123 | #VALUE! | #VALUE! | #VALUE! | #VALUE! | 0 | 0 | 0.20123 | 0.20123 | #VALUE! | #VALUE! | #VALUE! | #VALUE! | 0 | 0 | 0.20123 | 0.20123 | #VALUE! | #VALUE! |  |  |  | #VALUE! | #VALUE! | #VALUE! | #VALUE! | #VALUE! | #VALUE! | #VALUE!
Thursday | 3 | 10 | 20 | 1652 | 0 | 0 | 0 | 0 | 0 | 0 | 0 | 0 | 0 | 0 | 0 | 0 | 0 | 0 | 0 | 0 | 0 | 0 | 0 | 0 | 0 | 0 | 0 | 0 | 0 | 0 | 0 | 0 | 0 | 0 | 0 | 0 | 0 | 0 | 0 | 0 | 0 | 0 | 0 | 0 |  | 0 | 0 | 0 |  | #VALUE! | #VALUE! | #VALUE! | #VALUE! |  |  | #VALUE! | #VALUE! | 0 | 0 | 0.20123 | 0.20123 | #VALUE! | #VALUE! | #VALUE! | #VALUE! | 0 | 0 | 0.20123 | 0.20123 | #VALUE! | #VALUE! | #VALUE! | #VALUE! | 0 | 0 | 0.20123 | 0.20123 | #VALUE! | #VALUE! |  |  |  | #VALUE! | #VALUE! | #VALUE! | #VALUE! | #VALUE! | #VALUE! | #VALUE!
Thursday | 3 | 10 | 21 | 1653 | 0 | 0 | 0 | 0 | 0 | 0 | 0 | 0 | 0 | 0 | 0 | 0 | 0 | 0 | 0 | 0 | 0 | 0 | 0 | 0 | 0 | 0 | 0 | 0 | 0 | 0 | 0 | 0 | 0 | 0 | 0 | 0 | 0 | 0 | 0 | 0 | 0 | 0 | 0 | 0 |  | 0 | 0 | 0 |  | #VALUE! | #VALUE! | #VALUE! | #VALUE! |  |  | #VALUE! | #VALUE! | 0 | 0 | 0.20123 | 0.20123 | #VALUE! | #VALUE! | #VALUE! | #VALUE! | 0 | 0 | 0.20123 | 0.20123 | #VALUE! | #VALUE! | #VALUE! | #VALUE! | 0 | 0 | 0.20123 | 0.20123 | #VALUE! | #VALUE! |  |  |  | #VALUE! | #VALUE! | #VALUE! | #VALUE! | #VALUE! | #VALUE! | #VALUE!
Thursday | 3 | 10 | 22 | 1654 | 0 | 0 | 0 | 0 | 0 | 0 | 0 | 0 | 0 | 0 | 0 | 0 | 0 | 0 | 0 | 0 | 0 | 0 | 0 | 0 | 0 | 0 | 0 | 0 | 0 | 0 | 0 | 0 | 0 | 0 | 0 | 0 | 0 | 0 | 0 | 0 | 0 | 0 | 0 | 0 |  | 0 | 0 | 0 |  | #VALUE! | #VALUE! | #VALUE! | #VALUE! |  |  | #VALUE! | #VALUE! | 0 | 0 | 0.20123 | 0.20123 | #VALUE! | #VALUE! | #VALUE! | #VALUE! | 0 | 0 | 0.20123 | 0.20123 | #VALUE! | #VALUE! | #VALUE! | #VALUE! | 0 | 0 | 0.20123 | 0.20123 | #VALUE! | #VALUE! |  |  |  | #VALUE! | #VALUE! | #VALUE! | #VALUE! | #VALUE! | #VALUE! | #VALUE!
Thursday | 3 | 10 | 23 | 1655 | 0 | 0 | 0 | 0 | 0 | 0 | 0 | 0 | 0 | 0 | 0 | 0 | 0 | 0 | 0 | 0 | 0 | 0 | 0 | 0 | 0 | 0 | 0 | 0 | 0 | 0 | 0 | 0 | 0 | 0 | 0 | 0 | 0 | 0 | 0 | 0 | 0 | 0 | 0 | 0 |  | 0 | 0 | 0 |  | #VALUE! | #VALUE! | #VALUE! | #VALUE! |  |  | #VALUE! | #VALUE! | 0 | 0 | 0.20123 | 0.20123 | #VALUE! | #VALUE! | #VALUE! | #VALUE! | 0 | 0 | 0.20123 | 0.20123 | #VALUE! | #VALUE! | #VALUE! | #VALUE! | 0 | 0 | 0.20123 | 0.20123 | #VALUE! | #VALUE! |  |  |  | #VALUE! | #VALUE! | #VALUE! | #VALUE! | #VALUE! | #VALUE! | #VALUE!
Thursday | 3 | 10 | 24 | 1656 | 0 | 0 | 0 | 0 | 0 | 0 | 0 | 0 | 0 | 0 | 0 | 0 | 0 | 0 | 0 | 0 | 0 | 0 | 0 | 0 | 0 | 0 | 0 | 0 | 0 | 0 | 0 | 0 | 0 | 0 | 0 | 0 | 0 | 0 | 0 | 0 | 0 | 0 | 0 | 0 |  | 0 | 0 | 0 |  | #VALUE! | #VALUE! | #VALUE! | #VALUE! |  |  | #VALUE! | #VALUE! | 0 | 0 | 0.20123 | 0.20123 | #VALUE! | #VALUE! | #VALUE! | #VALUE! | 0 | 0 | 0.20123 | 0.20123 | #VALUE! | #VALUE! | #VALUE! | #VALUE! | 0 | 0 | 0.20123 | 0.20123 | #VALUE! | #VALUE! |  |  |  | #VALUE! | #VALUE! | #VALUE! | #VALUE! | #VALUE! | #VALUE! | #VALUE!
Friday | 3 | 11 | 1 | 1657 | 0 | 0 | 0 | 0 | 0 | 0 | 0 | 0 | 0 | 0 | 0 | 0 | 0 | 0 | 0 | 0 | 0 | 0 | 0 | 0 | 0 | 0 | 0 | 0 | 0 | 0 | 0 | 0 | 0 | 0 | 0 | 0 | 0 | 0 | 0 | 0 | 0 | 0 | 0 | 0 |  | 0 | 0 | 0 |  | #VALUE! | #VALUE! | #VALUE! | #VALUE! |  |  | #VALUE! | #VALUE! | 0 | 0 | 0.20123 | 0.20123 | #VALUE! | #VALUE! | #VALUE! | #VALUE! | 0 | 0 | 0.20123 | 0.20123 | #VALUE! | #VALUE! | #VALUE! | #VALUE! | 0 | 0 | 0.20123 | 0.20123 | #VALUE! | #VALUE! |  |  |  | #VALUE! | #VALUE! | #VALUE! | #VALUE! | #VALUE! | #VALUE! | #VALUE!
Friday | 3 | 11 | 2 | 1658 | 0 | 0 | 0 | 0 | 0 | 0 | 0 | 0 | 0 | 0 | 0 | 0 | 0 | 0 | 0 | 0 | 0 | 0 | 0 | 0 | 0 | 0 | 0 | 0 | 0 | 0 | 0 | 0 | 0 | 0 | 0 | 0 | 0 | 0 | 0 | 0 | 0 | 0 | 0 | 0 |  | 0 | 0 | 0 |  | #VALUE! | #VALUE! | #VALUE! | #VALUE! |  |  | #VALUE! | #VALUE! | 0 | 0 | 0.20123 | 0.20123 | #VALUE! | #VALUE! | #VALUE! | #VALUE! | 0 | 0 | 0.20123 | 0.20123 | #VALUE! | #VALUE! | #VALUE! | #VALUE! | 0 | 0 | 0.20123 | 0.20123 | #VALUE! | #VALUE! |  |  |  | #VALUE! | #VALUE! | #VALUE! | #VALUE! | #VALUE! | #VALUE! | #VALUE!
Friday | 3 | 11 | 3 | 1659 | 0 | 0 | 0 | 0 | 0 | 0 | 0 | 0 | 0 | 0 | 0 | 0 | 0 | 0 | 0 | 0 | 0 | 0 | 0 | 0 | 0 | 0 | 0 | 0 | 0 | 0 | 0 | 0 | 0 | 0 | 0 | 0 | 0 | 0 | 0 | 0 | 0 | 0 | 0 | 0 |  | 0 | 0 | 0 |  | #VALUE! | #VALUE! | #VALUE! | #VALUE! |  |  | #VALUE! | #VALUE! | 0 | 0 | 0.20123 | 0.20123 | #VALUE! | #VALUE! | #VALUE! | #VALUE! | 0 | 0 | 0.20123 | 0.20123 | #VALUE! | #VALUE! | #VALUE! | #VALUE! | 0 | 0 | 0.20123 | 0.20123 | #VALUE! | #VALUE! |  |  |  | #VALUE! | #VALUE! | #VALUE! | #VALUE! | #VALUE! | #VALUE! | #VALUE!
Friday | 3 | 11 | 4 | 1660 | 0 | 0 | 0 | 0 | 0 | 0 | 0 | 0 | 0 | 0 | 0 | 0 | 0 | 0 | 0 | 0 | 0 | 0 | 0 | 0 | 0 | 0 | 0 | 0 | 0 | 0 | 0 | 0 | 0 | 0 | 0 | 0 | 0 | 0 | 0 | 0 | 0 | 0 | 0 | 0 |  | 0 | 0 | 0 |  | #VALUE! | #VALUE! | #VALUE! | #VALUE! |  |  | #VALUE! | #VALUE! | 0 | 0 | 0.20123 | 0.20123 | #VALUE! | #VALUE! | #VALUE! | #VALUE! | 0 | 0 | 0.20123 | 0.20123 | #VALUE! | #VALUE! | #VALUE! | #VALUE! | 0 | 0 | 0.20123 | 0.20123 | #VALUE! | #VALUE! |  |  |  | #VALUE! | #VALUE! | #VALUE! | #VALUE! | #VALUE! | #VALUE! | #VALUE!
Friday | 3 | 11 | 5 | 1661 | 0 | 0 | 0 | 0 | 0 | 0 | 0 | 0 | 0 | 0 | 0 | 0 | 0 | 0 | 0 | 0 | 0 | 0 | 0 | 0 | 0 | 0 | 0 | 0 | 0 | 0 | 0 | 0 | 0 | 0 | 0 | 0 | 0 | 0 | 0 | 0 | 0 | 0 | 0 | 0 |  | 0 | 0 | 0 |  | #VALUE! | #VALUE! | #VALUE! | #VALUE! |  |  | #VALUE! | #VALUE! | 0 | 0 | 0.20123 | 0.20123 | #VALUE! | #VALUE! | #VALUE! | #VALUE! | 0 | 0 | 0.20123 | 0.20123 | #VALUE! | #VALUE! | #VALUE! | #VALUE! | 0 | 0 | 0.20123 | 0.20123 | #VALUE! | #VALUE! |  |  |  | #VALUE! | #VALUE! | #VALUE! | #VALUE! | #VALUE! | #VALUE! | #VALUE!
Friday | 3 | 11 | 6 | 1662 | 0 | 0 | 0 | 0 | 0 | 0 | 0 | 0 | 0 | 0 | 0 | 0 | 0 | 0 | 0 | 0 | 0 | 0 | 0 | 0 | 0 | 0 | 0 | 0 | 0 | 0 | 0 | 0 | 0 | 0 | 0 | 0 | 0 | 0 | 0 | 0 | 0 | 0 | 0 | 0 |  | 0 | 0 | 0 |  | #VALUE! | #VALUE! | #VALUE! | #VALUE! |  |  | #VALUE! | #VALUE! | 0 | 0 | 0.20123 | 0.20123 | #VALUE! | #VALUE! | #VALUE! | #VALUE! | 0 | 0 | 0.20123 | 0.20123 | #VALUE! | #VALUE! | #VALUE! | #VALUE! | 0 | 0 | 0.20123 | 0.20123 | #VALUE! | #VALUE! |  |  |  | #VALUE! | #VALUE! | #VALUE! | #VALUE! | #VALUE! | #VALUE! | #VALUE!
Friday | 3 | 11 | 7 | 1663 | 0 | 0 | 0 | 0 | 0 | 0 | 0 | 0 | 0 | 0 | 0 | 0 | 0 | 0 | 0 | 0 | 0 | 0 | 0 | 0 | 0 | 0 | 0 | 0 | 0 | 0 | 0 | 0 | 0 | 0 | 0 | 0 | 0 | 0 | 0 | 0 | 0 | 0 | 0 | 0 |  | 0 | 0 | 0 |  | #VALUE! | #VALUE! | #VALUE! | #VALUE! |  |  | #VALUE! | #VALUE! | 0 | 0 | 0.20123 | 0.20123 | #VALUE! | #VALUE! | #VALUE! | #VALUE! | 0 | 0 | 0.20123 | 0.20123 | #VALUE! | #VALUE! | #VALUE! | #VALUE! | 0 | 0 | 0.20123 | 0.20123 | #VALUE! | #VALUE! |  |  |  | #VALUE! | #VALUE! | #VALUE! | #VALUE! | #VALUE! | #VALUE! | #VALUE!
Friday | 3 | 11 | 8 | 1664 | 0 | 0 | 0 | 0 | 0 | 0 | 0 | 0 | 0 | 0 | 0 | 0 | 0 | 0 | 0 | 0 | 0 | 0 | 0 | 0 | 0 | 0 | 0 | 0 | 0 | 0 | 0 | 0 | 0 | 0 | 0 | 0 | 0 | 0 | 0 | 0 | 0 | 0 | 0 | 0 |  | 0 | 0 | 0 |  | #VALUE! | #VALUE! | #VALUE! | #VALUE! |  |  | #VALUE! | #VALUE! | 0 | 0 | 0.20123 | 0.20123 | #VALUE! | #VALUE! | #VALUE! | #VALUE! | 0 | 0 | 0.20123 | 0.20123 | #VALUE! | #VALUE! | #VALUE! | #VALUE! | 0 | 0 | 0.20123 | 0.20123 | #VALUE! | #VALUE! |  |  |  | #VALUE! | #VALUE! | #VALUE! | #VALUE! | #VALUE! | #VALUE! | #VALUE!
Friday | 3 | 11 | 9 | 1665 | 0 | 0 | 0 | 0 | 0 | 0 | 0 | 0 | 0 | 0 | 0 | 0 | 0 | 0 | 0 | 0 | 0 | 0 | 0 | 0 | 0 | 0 | 0 | 0 | 0 | 0 | 0 | 0 | 0 | 0 | 0 | 0 | 0 | 0 | 0 | 0 | 0 | 0 | 0 | 0 |  | 0 | 0 | 0 |  | #VALUE! | #VALUE! | #VALUE! | #VALUE! |  |  | #VALUE! | #VALUE! | 0 | 0 | 0.20123 | 0.20123 | #VALUE! | #VALUE! | #VALUE! | #VALUE! | 0 | 0 | 0.20123 | 0.20123 | #VALUE! | #VALUE! | #VALUE! | #VALUE! | 0 | 0 | 0.20123 | 0.20123 | #VALUE! | #VALUE! |  |  |  | #VALUE! | #VALUE! | #VALUE! | #VALUE! | #VALUE! | #VALUE! | #VALUE!
Friday | 3 | 11 | 10 | 1666 | 0 | 0 | 0 | 0 | 0 | 0 | 0 | 0 | 0 | 0 | 0 | 0 | 0 | 0 | 0 | 0 | 0 | 0 | 0 | 0 | 0 | 0 | 0 | 0 | 0 | 0 | 0 | 0 | 0 | 0 | 0 | 0 | 0 | 0 | 0 | 0 | 0 | 0 | 0 | 0 |  | 0 | 0 | 0 |  | #VALUE! | #VALUE! | #VALUE! | #VALUE! |  |  | #VALUE! | #VALUE! | 0 | 0 | 0.20123 | 0.20123 | #VALUE! | #VALUE! | #VALUE! | #VALUE! | 0 | 0 | 0.20123 | 0.20123 | #VALUE! | #VALUE! | #VALUE! | #VALUE! | 0 | 0 | 0.20123 | 0.20123 | #VALUE! | #VALUE! |  |  |  | #VALUE! | #VALUE! | #VALUE! | #VALUE! | #VALUE! | #VALUE! | #VALUE!
Friday | 3 | 11 | 11 | 1667 | 0 | 0 | 0 | 0 | 0 | 0 | 0 | 0 | 0 | 0 | 0 | 0 | 0 | 0 | 0 | 0 | 0 | 0 | 0 | 0 | 0 | 0 | 0 | 0 | 0 | 0 | 0 | 0 | 0 | 0 | 0 | 0 | 0 | 0 | 0 | 0 | 0 | 0 | 0 | 0 |  | 0 | 0 | 0 |  | #VALUE! | #VALUE! | #VALUE! | #VALUE! |  |  | #VALUE! | #VALUE! | 0 | 0 | 0.20123 | 0.20123 | #VALUE! | #VALUE! | #VALUE! | #VALUE! | 0 | 0 | 0.20123 | 0.20123 | #VALUE! | #VALUE! | #VALUE! | #VALUE! | 0 | 0 | 0.20123 | 0.20123 | #VALUE! | #VALUE! |  |  |  | #VALUE! | #VALUE! | #VALUE! | #VALUE! | #VALUE! | #VALUE! | #VALUE!
Friday | 3 | 11 | 12 | 1668 | 0 | 0 | 0 | 0 | 0 | 0 | 0 | 0 | 0 | 0 | 0 | 0 | 0 | 0 | 0 | 0 | 0 | 0 | 0 | 0 | 0 | 0 | 0 | 0 | 0 | 0 | 0 | 0 | 0 | 0 | 0 | 0 | 0 | 0 | 0 | 0 | 0 | 0 | 0 | 0 |  | 0 | 0 | 0 |  | #VALUE! | #VALUE! | #VALUE! | #VALUE! |  |  | #VALUE! | #VALUE! | 0 | 0 | 0.20123 | 0.20123 | #VALUE! | #VALUE! | #VALUE! | #VALUE! | 0 | 0 | 0.20123 | 0.20123 | #VALUE! | #VALUE! | #VALUE! | #VALUE! | 0 | 0 | 0.20123 | 0.20123 | #VALUE! | #VALUE! |  |  |  | #VALUE! | #VALUE! | #VALUE! | #VALUE! | #VALUE! | #VALUE! | #VALUE!
Friday | 3 | 11 | 13 | 1669 | 0 | 0 | 0 | 0 | 0 | 0 | 0 | 0 | 0 | 0 | 0 | 0 | 0 | 0 | 0 | 0 | 0 | 0 | 0 | 0 | 0 | 0 | 0 | 0 | 0 | 0 | 0 | 0 | 0 | 0 | 0 | 0 | 0 | 0 | 0 | 0 | 0 | 0 | 0 | 0 |  | 0 | 0 | 0 |  | #VALUE! | #VALUE! | #VALUE! | #VALUE! |  |  | #VALUE! | #VALUE! | 0 | 0 | 0.20123 | 0.20123 | #VALUE! | #VALUE! | #VALUE! | #VALUE! | 0 | 0 | 0.20123 | 0.20123 | #VALUE! | #VALUE! | #VALUE! | #VALUE! | 0 | 0 | 0.20123 | 0.20123 | #VALUE! | #VALUE! |  |  |  | #VALUE! | #VALUE! | #VALUE! | #VALUE! | #VALUE! | #VALUE! | #VALUE!
Friday | 3 | 11 | 14 | 1670 | 0 | 0 | 0 | 0 | 0 | 0 | 0 | 0 | 0 | 0 | 0 | 0 | 0 | 0 | 0 | 0 | 0 | 0 | 0 | 0 | 0 | 0 | 0 | 0 | 0 | 0 | 0 | 0 | 0 | 0 | 0 | 0 | 0 | 0 | 0 | 0 | 0 | 0 | 0 | 0 |  | 0 | 0 | 0 |  | #VALUE! | #VALUE! | #VALUE! | #VALUE! |  |  | #VALUE! | #VALUE! | 0 | 0 | 0.20123 | 0.20123 | #VALUE! | #VALUE! | #VALUE! | #VALUE! | 0 | 0 | 0.20123 | 0.20123 | #VALUE! | #VALUE! | #VALUE! | #VALUE! | 0 | 0 | 0.20123 | 0.20123 | #VALUE! | #VALUE! |  |  |  | #VALUE! | #VALUE! | #VALUE! | #VALUE! | #VALUE! | #VALUE! | #VALUE!
Friday | 3 | 11 | 15 | 1671 | 0 | 0 | 0 | 0 | 0 | 0 | 0 | 0 | 0 | 0 | 0 | 0 | 0 | 0 | 0 | 0 | 0 | 0 | 0 | 0 | 0 | 0 | 0 | 0 | 0 | 0 | 0 | 0 | 0 | 0 | 0 | 0 | 0 | 0 | 0 | 0 | 0 | 0 | 0 | 0 |  | 0 | 0 | 0 |  | #VALUE! | #VALUE! | #VALUE! | #VALUE! |  |  | #VALUE! | #VALUE! | 0 | 0 | 0.20123 | 0.20123 | #VALUE! | #VALUE! | #VALUE! | #VALUE! | 0 | 0 | 0.20123 | 0.20123 | #VALUE! | #VALUE! | #VALUE! | #VALUE! | 0 | 0 | 0.20123 | 0.20123 | #VALUE! | #VALUE! |  |  |  | #VALUE! | #VALUE! | #VALUE! | #VALUE! | #VALUE! | #VALUE! | #VALUE!
Friday | 3 | 11 | 16 | 1672 | 0 | 0 | 0 | 0 | 0 | 0 | 0 | 0 | 0 | 0 | 0 | 0 | 0 | 0 | 0 | 0 | 0 | 0 | 0 | 0 | 0 | 0 | 0 | 0 | 0 | 0 | 0 | 0 | 0 | 0 | 0 | 0 | 0 | 0 | 0 | 0 | 0 | 0 | 0 | 0 |  | 0 | 0 | 0 |  | #VALUE! | #VALUE! | #VALUE! | #VALUE! |  |  | #VALUE! | #VALUE! | 0 | 0 | 0.20123 | 0.20123 | #VALUE! | #VALUE! | #VALUE! | #VALUE! | 0 | 0 | 0.20123 | 0.20123 | #VALUE! | #VALUE! | #VALUE! | #VALUE! | 0 | 0 | 0.20123 | 0.20123 | #VALUE! | #VALUE! |  |  |  | #VALUE! | #VALUE! | #VALUE! | #VALUE! | #VALUE! | #VALUE! | #VALUE!
Friday | 3 | 11 | 17 | 1673 | 0 | 0 | 0 | 0 | 0 | 0 | 0 | 0 | 0 | 0 | 0 | 0 | 0 | 0 | 0 | 0 | 0 | 0 | 0 | 0 | 0 | 0 | 0 | 0 | 0 | 0 | 0 | 0 | 0 | 0 | 0 | 0 | 0 | 0 | 0 | 0 | 0 | 0 | 0 | 0 |  | 0 | 0 | 0 |  | #VALUE! | #VALUE! | #VALUE! | #VALUE! |  |  | #VALUE! | #VALUE! | 0 | 0 | 0.20123 | 0.20123 | #VALUE! | #VALUE! | #VALUE! | #VALUE! | 0 | 0 | 0.20123 | 0.20123 | #VALUE! | #VALUE! | #VALUE! | #VALUE! | 0 | 0 | 0.20123 | 0.20123 | #VALUE! | #VALUE! |  |  |  | #VALUE! | #VALUE! | #VALUE! | #VALUE! | #VALUE! | #VALUE! | #VALUE!
Friday | 3 | 11 | 18 | 1674 | 0 | 0 | 0 | 0 | 0 | 0 | 0 | 0 | 0 | 0 | 0 | 0 | 0 | 0 | 0 | 0 | 0 | 0 | 0 | 0 | 0 | 0 | 0 | 0 | 0 | 0 | 0 | 0 | 0 | 0 | 0 | 0 | 0 | 0 | 0 | 0 | 0 | 0 | 0 | 0 |  | 0 | 0 | 0 |  | #VALUE! | #VALUE! | #VALUE! | #VALUE! |  |  | #VALUE! | #VALUE! | 0 | 0 | 0.20123 | 0.20123 | #VALUE! | #VALUE! | #VALUE! | #VALUE! | 0 | 0 | 0.20123 | 0.20123 | #VALUE! | #VALUE! | #VALUE! | #VALUE! | 0 | 0 | 0.20123 | 0.20123 | #VALUE! | #VALUE! |  |  |  | #VALUE! | #VALUE! | #VALUE! | #VALUE! | #VALUE! | #VALUE! | #VALUE!
Friday | 3 | 11 | 19 | 1675 | 0 | 0 | 0 | 0 | 0 | 0 | 0 | 0 | 0 | 0 | 0 | 0 | 0 | 0 | 0 | 0 | 0 | 0 | 0 | 0 | 0 | 0 | 0 | 0 | 0 | 0 | 0 | 0 | 0 | 0 | 0 | 0 | 0 | 0 | 0 | 0 | 0 | 0 | 0 | 0 |  | 0 | 0 | 0 |  | #VALUE! | #VALUE! | #VALUE! | #VALUE! |  |  | #VALUE! | #VALUE! | 0 | 0 | 0.20123 | 0.20123 | #VALUE! | #VALUE! | #VALUE! | #VALUE! | 0 | 0 | 0.20123 | 0.20123 | #VALUE! | #VALUE! | #VALUE! | #VALUE! | 0 | 0 | 0.20123 | 0.20123 | #VALUE! | #VALUE! |  |  |  | #VALUE! | #VALUE! | #VALUE! | #VALUE! | #VALUE! | #VALUE! | #VALUE!
Friday | 3 | 11 | 20 | 1676 | 0 | 0 | 0 | 0 | 0 | 0 | 0 | 0 | 0 | 0 | 0 | 0 | 0 | 0 | 0 | 0 | 0 | 0 | 0 | 0 | 0 | 0 | 0 | 0 | 0 | 0 | 0 | 0 | 0 | 0 | 0 | 0 | 0 | 0 | 0 | 0 | 0 | 0 | 0 | 0 |  | 0 | 0 | 0 |  | #VALUE! | #VALUE! | #VALUE! | #VALUE! |  |  | #VALUE! | #VALUE! | 0 | 0 | 0.20123 | 0.20123 | #VALUE! | #VALUE! | #VALUE! | #VALUE! | 0 | 0 | 0.20123 | 0.20123 | #VALUE! | #VALUE! | #VALUE! | #VALUE! | 0 | 0 | 0.20123 | 0.20123 | #VALUE! | #VALUE! |  |  |  | #VALUE! | #VALUE! | #VALUE! | #VALUE! | #VALUE! | #VALUE! | #VALUE!
Friday | 3 | 11 | 21 | 1677 | 0 | 0 | 0 | 0 | 0 | 0 | 0 | 0 | 0 | 0 | 0 | 0 | 0 | 0 | 0 | 0 | 0 | 0 | 0 | 0 | 0 | 0 | 0 | 0 | 0 | 0 | 0 | 0 | 0 | 0 | 0 | 0 | 0 | 0 | 0 | 0 | 0 | 0 | 0 | 0 |  | 0 | 0 | 0 |  | #VALUE! | #VALUE! | #VALUE! | #VALUE! |  |  | #VALUE! | #VALUE! | 0 | 0 | 0.20123 | 0.20123 | #VALUE! | #VALUE! | #VALUE! | #VALUE! | 0 | 0 | 0.20123 | 0.20123 | #VALUE! | #VALUE! | #VALUE! | #VALUE! | 0 | 0 | 0.20123 | 0.20123 | #VALUE! | #VALUE! |  |  |  | #VALUE! | #VALUE! | #VALUE! | #VALUE! | #VALUE! | #VALUE! | #VALUE!
Friday | 3 | 11 | 22 | 1678 | 0 | 0 | 0 | 0 | 0 | 0 | 0 | 0 | 0 | 0 | 0 | 0 | 0 | 0 | 0 | 0 | 0 | 0 | 0 | 0 | 0 | 0 | 0 | 0 | 0 | 0 | 0 | 0 | 0 | 0 | 0 | 0 | 0 | 0 | 0 | 0 | 0 | 0 | 0 | 0 |  | 0 | 0 | 0 |  | #VALUE! | #VALUE! | #VALUE! | #VALUE! |  |  | #VALUE! | #VALUE! | 0 | 0 | 0.20123 | 0.20123 | #VALUE! | #VALUE! | #VALUE! | #VALUE! | 0 | 0 | 0.20123 | 0.20123 | #VALUE! | #VALUE! | #VALUE! | #VALUE! | 0 | 0 | 0.20123 | 0.20123 | #VALUE! | #VALUE! |  |  |  | #VALUE! | #VALUE! | #VALUE! | #VALUE! | #VALUE! | #VALUE! | #VALUE!
Friday | 3 | 11 | 23 | 1679 | 0 | 0 | 0 | 0 | 0 | 0 | 0 | 0 | 0 | 0 | 0 | 0 | 0 | 0 | 0 | 0 | 0 | 0 | 0 | 0 | 0 | 0 | 0 | 0 | 0 | 0 | 0 | 0 | 0 | 0 | 0 | 0 | 0 | 0 | 0 | 0 | 0 | 0 | 0 | 0 |  | 0 | 0 | 0 |  | #VALUE! | #VALUE! | #VALUE! | #VALUE! |  |  | #VALUE! | #VALUE! | 0 | 0 | 0.20123 | 0.20123 | #VALUE! | #VALUE! | #VALUE! | #VALUE! | 0 | 0 | 0.20123 | 0.20123 | #VALUE! | #VALUE! | #VALUE! | #VALUE! | 0 | 0 | 0.20123 | 0.20123 | #VALUE! | #VALUE! |  |  |  | #VALUE! | #VALUE! | #VALUE! | #VALUE! | #VALUE! | #VALUE! | #VALUE!
Friday | 3 | 11 | 24 | 1680 | 0 | 0 | 0 | 0 | 0 | 0 | 0 | 0 | 0 | 0 | 0 | 0 | 0 | 0 | 0 | 0 | 0 | 0 | 0 | 0 | 0 | 0 | 0 | 0 | 0 | 0 | 0 | 0 | 0 | 0 | 0 | 0 | 0 | 0 | 0 | 0 | 0 | 0 | 0 | 0 |  | 0 | 0 | 0 |  | #VALUE! | #VALUE! | #VALUE! | #VALUE! |  |  | #VALUE! | #VALUE! | 0 | 0 | 0.20123 | 0.20123 | #VALUE! | #VALUE! | #VALUE! | #VALUE! | 0 | 0 | 0.20123 | 0.20123 | #VALUE! | #VALUE! | #VALUE! | #VALUE! | 0 | 0 | 0.20123 | 0.20123 | #VALUE! | #VALUE! |  |  |  | #VALUE! | #VALUE! | #VALUE! | #VALUE! | #VALUE! | #VALUE! | #VALUE!
Saturday | 3 | 12 | 1 | 1681 | 0 | 0 | 0 | 0 | 0 | 0 | 0 | 0 | 0 | 0 | 0 | 0 | 0 | 0 | 0 | 0 | 0 | 0 | 0 | 0 | 0 | 0 | 0 | 0 | 0 | 0 | 0 | 0 | 0 | 0 | 0 | 0 | 0 | 0 | 0 | 0 | 0 | 0 | 0 | 0 |  | 0 | 0 | 0 |  | #VALUE! | #VALUE! | #VALUE! | #VALUE! |  |  | #VALUE! | #VALUE! | 0 | 0 | 0.20123 | 0.20123 | #VALUE! | #VALUE! | #VALUE! | #VALUE! | 0 | 0 | 0.20123 | 0.20123 | #VALUE! | #VALUE! | #VALUE! | #VALUE! | 0 | 0 | 0.20123 | 0.20123 | #VALUE! | #VALUE! |  |  |  | #VALUE! | #VALUE! | #VALUE! | #VALUE! | #VALUE! | #VALUE! | #VALUE!
Saturday | 3 | 12 | 2 | 1682 | 0 | 0 | 0 | 0 | 0 | 0 | 0 | 0 | 0 | 0 | 0 | 0 | 0 | 0 | 0 | 0 | 0 | 0 | 0 | 0 | 0 | 0 | 0 | 0 | 0 | 0 | 0 | 0 | 0 | 0 | 0 | 0 | 0 | 0 | 0 | 0 | 0 | 0 | 0 | 0 |  | 0 | 0 | 0 |  | #VALUE! | #VALUE! | #VALUE! | #VALUE! |  |  | #VALUE! | #VALUE! | 0 | 0 | 0.20123 | 0.20123 | #VALUE! | #VALUE! | #VALUE! | #VALUE! | 0 | 0 | 0.20123 | 0.20123 | #VALUE! | #VALUE! | #VALUE! | #VALUE! | 0 | 0 | 0.20123 | 0.20123 | #VALUE! | #VALUE! |  |  |  | #VALUE! | #VALUE! | #VALUE! | #VALUE! | #VALUE! | #VALUE! | #VALUE!
Saturday | 3 | 12 | 3 | 1683 | 0 | 0 | 0 | 0 | 0 | 0 | 0 | 0 | 0 | 0 | 0 | 0 | 0 | 0 | 0 | 0 | 0 | 0 | 0 | 0 | 0 | 0 | 0 | 0 | 0 | 0 | 0 | 0 | 0 | 0 | 0 | 0 | 0 | 0 | 0 | 0 | 0 | 0 | 0 | 0 |  | 0 | 0 | 0 |  | #VALUE! | #VALUE! | #VALUE! | #VALUE! |  |  | #VALUE! | #VALUE! | 0 | 0 | 0.20123 | 0.20123 | #VALUE! | #VALUE! | #VALUE! | #VALUE! | 0 | 0 | 0.20123 | 0.20123 | #VALUE! | #VALUE! | #VALUE! | #VALUE! | 0 | 0 | 0.20123 | 0.20123 | #VALUE! | #VALUE! |  |  |  | #VALUE! | #VALUE! | #VALUE! | #VALUE! | #VALUE! | #VALUE! | #VALUE!
Saturday | 3 | 12 | 4 | 1684 | 0 | 0 | 0 | 0 | 0 | 0 | 0 | 0 | 0 | 0 | 0 | 0 | 0 | 0 | 0 | 0 | 0 | 0 | 0 | 0 | 0 | 0 | 0 | 0 | 0 | 0 | 0 | 0 | 0 | 0 | 0 | 0 | 0 | 0 | 0 | 0 | 0 | 0 | 0 | 0 |  | 0 | 0 | 0 |  | #VALUE! | #VALUE! | #VALUE! | #VALUE! |  |  | #VALUE! | #VALUE! | 0 | 0 | 0.20123 | 0.20123 | #VALUE! | #VALUE! | #VALUE! | #VALUE! | 0 | 0 | 0.20123 | 0.20123 | #VALUE! | #VALUE! | #VALUE! | #VALUE! | 0 | 0 | 0.20123 | 0.20123 | #VALUE! | #VALUE! |  |  |  | #VALUE! | #VALUE! | #VALUE! | #VALUE! | #VALUE! | #VALUE! | #VALUE!
Saturday | 3 | 12 | 5 | 1685 | 0 | 0 | 0 | 0 | 0 | 0 | 0 | 0 | 0 | 0 | 0 | 0 | 0 | 0 | 0 | 0 | 0 | 0 | 0 | 0 | 0 | 0 | 0 | 0 | 0 | 0 | 0 | 0 | 0 | 0 | 0 | 0 | 0 | 0 | 0 | 0 | 0 | 0 | 0 | 0 |  | 0 | 0 | 0 |  | #VALUE! | #VALUE! | #VALUE! | #VALUE! |  |  | #VALUE! | #VALUE! | 0 | 0 | 0.20123 | 0.20123 | #VALUE! | #VALUE! | #VALUE! | #VALUE! | 0 | 0 | 0.20123 | 0.20123 | #VALUE! | #VALUE! | #VALUE! | #VALUE! | 0 | 0 | 0.20123 | 0.20123 | #VALUE! | #VALUE! |  |  |  | #VALUE! | #VALUE! | #VALUE! | #VALUE! | #VALUE! | #VALUE! | #VALUE!
Saturday | 3 | 12 | 6 | 1686 | 0 | 0 | 0 | 0 | 0 | 0 | 0 | 0 | 0 | 0 | 0 | 0 | 0 | 0 | 0 | 0 | 0 | 0 | 0 | 0 | 0 | 0 | 0 | 0 | 0 | 0 | 0 | 0 | 0 | 0 | 0 | 0 | 0 | 0 | 0 | 0 | 0 | 0 | 0 | 0 |  | 0 | 0 | 0 |  | #VALUE! | #VALUE! | #VALUE! | #VALUE! |  |  | #VALUE! | #VALUE! | 0 | 0 | 0.20123 | 0.20123 | #VALUE! | #VALUE! | #VALUE! | #VALUE! | 0 | 0 | 0.20123 | 0.20123 | #VALUE! | #VALUE! | #VALUE! | #VALUE! | 0 | 0 | 0.20123 | 0.20123 | #VALUE! | #VALUE! |  |  |  | #VALUE! | #VALUE! | #VALUE! | #VALUE! | #VALUE! | #VALUE! | #VALUE!
Saturday | 3 | 12 | 7 | 1687 | 0 | 0 | 0 | 0 | 0 | 0 | 0 | 0 | 0 | 0 | 0 | 0 | 0 | 0 | 0 | 0 | 0 | 0 | 0 | 0 | 0 | 0 | 0 | 0 | 0 | 0 | 0 | 0 | 0 | 0 | 0 | 0 | 0 | 0 | 0 | 0 | 0 | 0 | 0 | 0 |  | 0 | 0 | 0 |  | #VALUE! | #VALUE! | #VALUE! | #VALUE! |  |  | #VALUE! | #VALUE! | 0 | 0 | 0.20123 | 0.20123 | #VALUE! | #VALUE! | #VALUE! | #VALUE! | 0 | 0 | 0.20123 | 0.20123 | #VALUE! | #VALUE! | #VALUE! | #VALUE! | 0 | 0 | 0.20123 | 0.20123 | #VALUE! | #VALUE! |  |  |  | #VALUE! | #VALUE! | #VALUE! | #VALUE! | #VALUE! | #VALUE! | #VALUE!
Saturday | 3 | 12 | 8 | 1688 | 0 | 0 | 0 | 0 | 0 | 0 | 0 | 0 | 0 | 0 | 0 | 0 | 0 | 0 | 0 | 0 | 0 | 0 | 0 | 0 | 0 | 0 | 0 | 0 | 0 | 0 | 0 | 0 | 0 | 0 | 0 | 0 | 0 | 0 | 0 | 0 | 0 | 0 | 0 | 0 |  | 0 | 0 | 0 |  | #VALUE! | #VALUE! | #VALUE! | #VALUE! |  |  | #VALUE! | #VALUE! | 0 | 0 | 0.20123 | 0.20123 | #VALUE! | #VALUE! | #VALUE! | #VALUE! | 0 | 0 | 0.20123 | 0.20123 | #VALUE! | #VALUE! | #VALUE! | #VALUE! | 0 | 0 | 0.20123 | 0.20123 | #VALUE! | #VALUE! |  |  |  | #VALUE! | #VALUE! | #VALUE! | #VALUE! | #VALUE! | #VALUE! | #VALUE!
Saturday | 3 | 12 | 9 | 1689 | 0 | 0 | 0 | 0 | 0 | 0 | 0 | 0 | 0 | 0 | 0 | 0 | 0 | 0 | 0 | 0 | 0 | 0 | 0 | 0 | 0 | 0 | 0 | 0 | 0 | 0 | 0 | 0 | 0 | 0 | 0 | 0 | 0 | 0 | 0 | 0 | 0 | 0 | 0 | 0 |  | 0 | 0 | 0 |  | #VALUE! | #VALUE! | #VALUE! | #VALUE! |  |  | #VALUE! | #VALUE! | 0 | 0 | 0.20123 | 0.20123 | #VALUE! | #VALUE! | #VALUE! | #VALUE! | 0 | 0 | 0.20123 | 0.20123 | #VALUE! | #VALUE! | #VALUE! | #VALUE! | 0 | 0 | 0.20123 | 0.20123 | #VALUE! | #VALUE! |  |  |  | #VALUE! | #VALUE! | #VALUE! | #VALUE! | #VALUE! | #VALUE! | #VALUE!
Saturday | 3 | 12 | 10 | 1690 | 0 | 0 | 0 | 0 | 0 | 0 | 0 | 0 | 0 | 0 | 0 | 0 | 0 | 0 | 0 | 0 | 0 | 0 | 0 | 0 | 0 | 0 | 0 | 0 | 0 | 0 | 0 | 0 | 0 | 0 | 0 | 0 | 0 | 0 | 0 | 0 | 0 | 0 | 0 | 0 |  | 0 | 0 | 0 |  | #VALUE! | #VALUE! | #VALUE! | #VALUE! |  |  | #VALUE! | #VALUE! | 0 | 0 | 0.20123 | 0.20123 | #VALUE! | #VALUE! | #VALUE! | #VALUE! | 0 | 0 | 0.20123 | 0.20123 | #VALUE! | #VALUE! | #VALUE! | #VALUE! | 0 | 0 | 0.20123 | 0.20123 | #VALUE! | #VALUE! |  |  |  | #VALUE! | #VALUE! | #VALUE! | #VALUE! | #VALUE! | #VALUE! | #VALUE!
Saturday | 3 | 12 | 11 | 1691 | 0 | 0 | 0 | 0 | 0 | 0 | 0 | 0 | 0 | 0 | 0 | 0 | 0 | 0 | 0 | 0 | 0 | 0 | 0 | 0 | 0 | 0 | 0 | 0 | 0 | 0 | 0 | 0 | 0 | 0 | 0 | 0 | 0 | 0 | 0 | 0 | 0 | 0 | 0 | 0 |  | 0 | 0 | 0 |  | #VALUE! | #VALUE! | #VALUE! | #VALUE! |  |  | #VALUE! | #VALUE! | 0 | 0 | 0.20123 | 0.20123 | #VALUE! | #VALUE! | #VALUE! | #VALUE! | 0 | 0 | 0.20123 | 0.20123 | #VALUE! | #VALUE! | #VALUE! | #VALUE! | 0 | 0 | 0.20123 | 0.20123 | #VALUE! | #VALUE! |  |  |  | #VALUE! | #VALUE! | #VALUE! | #VALUE! | #VALUE! | #VALUE! | #VALUE!
Saturday | 3 | 12 | 12 | 1692 | 0 | 0 | 0 | 0 | 0 | 0 | 0 | 0 | 0 | 0 | 0 | 0 | 0 | 0 | 0 | 0 | 0 | 0 | 0 | 0 | 0 | 0 | 0 | 0 | 0 | 0 | 0 | 0 | 0 | 0 | 0 | 0 | 0 | 0 | 0 | 0 | 0 | 0 | 0 | 0 |  | 0 | 0 | 0 |  | #VALUE! | #VALUE! | #VALUE! | #VALUE! |  |  | #VALUE! | #VALUE! | 0 | 0 | 0.20123 | 0.20123 | #VALUE! | #VALUE! | #VALUE! | #VALUE! | 0 | 0 | 0.20123 | 0.20123 | #VALUE! | #VALUE! | #VALUE! | #VALUE! | 0 | 0 | 0.20123 | 0.20123 | #VALUE! | #VALUE! |  |  |  | #VALUE! | #VALUE! | #VALUE! | #VALUE! | #VALUE! | #VALUE! | #VALUE!
Saturday | 3 | 12 | 13 | 1693 | 0 | 0 | 0 | 0 | 0 | 0 | 0 | 0 | 0 | 0 | 0 | 0 | 0 | 0 | 0 | 0 | 0 | 0 | 0 | 0 | 0 | 0 | 0 | 0 | 0 | 0 | 0 | 0 | 0 | 0 | 0 | 0 | 0 | 0 | 0 | 0 | 0 | 0 | 0 | 0 |  | 0 | 0 | 0 |  | #VALUE! | #VALUE! | #VALUE! | #VALUE! |  |  | #VALUE! | #VALUE! | 0 | 0 | 0.20123 | 0.20123 | #VALUE! | #VALUE! | #VALUE! | #VALUE! | 0 | 0 | 0.20123 | 0.20123 | #VALUE! | #VALUE! | #VALUE! | #VALUE! | 0 | 0 | 0.20123 | 0.20123 | #VALUE! | #VALUE! |  |  |  | #VALUE! | #VALUE! | #VALUE! | #VALUE! | #VALUE! | #VALUE! | #VALUE!
Saturday | 3 | 12 | 14 | 1694 | 0 | 0 | 0 | 0 | 0 | 0 | 0 | 0 | 0 | 0 | 0 | 0 | 0 | 0 | 0 | 0 | 0 | 0 | 0 | 0 | 0 | 0 | 0 | 0 | 0 | 0 | 0 | 0 | 0 | 0 | 0 | 0 | 0 | 0 | 0 | 0 | 0 | 0 | 0 | 0 |  | 0 | 0 | 0 |  | #VALUE! | #VALUE! | #VALUE! | #VALUE! |  |  | #VALUE! | #VALUE! | 0 | 0 | 0.20123 | 0.20123 | #VALUE! | #VALUE! | #VALUE! | #VALUE! | 0 | 0 | 0.20123 | 0.20123 | #VALUE! | #VALUE! | #VALUE! | #VALUE! | 0 | 0 | 0.20123 | 0.20123 | #VALUE! | #VALUE! |  |  |  | #VALUE! | #VALUE! | #VALUE! | #VALUE! | #VALUE! | #VALUE! | #VALUE!
Saturday | 3 | 12 | 15 | 1695 | 0 | 0 | 0 | 0 | 0 | 0 | 0 | 0 | 0 | 0 | 0 | 0 | 0 | 0 | 0 | 0 | 0 | 0 | 0 | 0 | 0 | 0 | 0 | 0 | 0 | 0 | 0 | 0 | 0 | 0 | 0 | 0 | 0 | 0 | 0 | 0 | 0 | 0 | 0 | 0 |  | 0 | 0 | 0 |  | #VALUE! | #VALUE! | #VALUE! | #VALUE! |  |  | #VALUE! | #VALUE! | 0 | 0 | 0.20123 | 0.20123 | #VALUE! | #VALUE! | #VALUE! | #VALUE! | 0 | 0 | 0.20123 | 0.20123 | #VALUE! | #VALUE! | #VALUE! | #VALUE! | 0 | 0 | 0.20123 | 0.20123 | #VALUE! | #VALUE! |  |  |  | #VALUE! | #VALUE! | #VALUE! | #VALUE! | #VALUE! | #VALUE! | #VALUE!
Saturday | 3 | 12 | 16 | 1696 | 0 | 0 | 0 | 0 | 0 | 0 | 0 | 0 | 0 | 0 | 0 | 0 | 0 | 0 | 0 | 0 | 0 | 0 | 0 | 0 | 0 | 0 | 0 | 0 | 0 | 0 | 0 | 0 | 0 | 0 | 0 | 0 | 0 | 0 | 0 | 0 | 0 | 0 | 0 | 0 |  | 0 | 0 | 0 |  | #VALUE! | #VALUE! | #VALUE! | #VALUE! |  |  | #VALUE! | #VALUE! | 0 | 0 | 0.20123 | 0.20123 | #VALUE! | #VALUE! | #VALUE! | #VALUE! | 0 | 0 | 0.20123 | 0.20123 | #VALUE! | #VALUE! | #VALUE! | #VALUE! | 0 | 0 | 0.20123 | 0.20123 | #VALUE! | #VALUE! |  |  |  | #VALUE! | #VALUE! | #VALUE! | #VALUE! | #VALUE! | #VALUE! | #VALUE!
Saturday | 3 | 12 | 17 | 1697 | 0 | 0 | 0 | 0 | 0 | 0 | 0 | 0 | 0 | 0 | 0 | 0 | 0 | 0 | 0 | 0 | 0 | 0 | 0 | 0 | 0 | 0 | 0 | 0 | 0 | 0 | 0 | 0 | 0 | 0 | 0 | 0 | 0 | 0 | 0 | 0 | 0 | 0 | 0 | 0 |  | 0 | 0 | 0 |  | #VALUE! | #VALUE! | #VALUE! | #VALUE! |  |  | #VALUE! | #VALUE! | 0 | 0 | 0.20123 | 0.20123 | #VALUE! | #VALUE! | #VALUE! | #VALUE! | 0 | 0 | 0.20123 | 0.20123 | #VALUE! | #VALUE! | #VALUE! | #VALUE! | 0 | 0 | 0.20123 | 0.20123 | #VALUE! | #VALUE! |  |  |  | #VALUE! | #VALUE! | #VALUE! | #VALUE! | #VALUE! | #VALUE! | #VALUE!
Saturday | 3 | 12 | 18 | 1698 | 0 | 0 | 0 | 0 | 0 | 0 | 0 | 0 | 0 | 0 | 0 | 0 | 0 | 0 | 0 | 0 | 0 | 0 | 0 | 0 | 0 | 0 | 0 | 0 | 0 | 0 | 0 | 0 | 0 | 0 | 0 | 0 | 0 | 0 | 0 | 0 | 0 | 0 | 0 | 0 |  | 0 | 0 | 0 |  | #VALUE! | #VALUE! | #VALUE! | #VALUE! |  |  | #VALUE! | #VALUE! | 0 | 0 | 0.20123 | 0.20123 | #VALUE! | #VALUE! | #VALUE! | #VALUE! | 0 | 0 | 0.20123 | 0.20123 | #VALUE! | #VALUE! | #VALUE! | #VALUE! | 0 | 0 | 0.20123 | 0.20123 | #VALUE! | #VALUE! |  |  |  | #VALUE! | #VALUE! | #VALUE! | #VALUE! | #VALUE! | #VALUE! | #VALUE!
Saturday | 3 | 12 | 19 | 1699 | 0 | 0 | 0 | 0 | 0 | 0 | 0 | 0 | 0 | 0 | 0 | 0 | 0 | 0 | 0 | 0 | 0 | 0 | 0 | 0 | 0 | 0 | 0 | 0 | 0 | 0 | 0 | 0 | 0 | 0 | 0 | 0 | 0 | 0 | 0 | 0 | 0 | 0 | 0 | 0 |  | 0 | 0 | 0 |  | #VALUE! | #VALUE! | #VALUE! | #VALUE! |  |  | #VALUE! | #VALUE! | 0 | 0 | 0.20123 | 0.20123 | #VALUE! | #VALUE! | #VALUE! | #VALUE! | 0 | 0 | 0.20123 | 0.20123 | #VALUE! | #VALUE! | #VALUE! | #VALUE! | 0 | 0 | 0.20123 | 0.20123 | #VALUE! | #VALUE! |  |  |  | #VALUE! | #VALUE! | #VALUE! | #VALUE! | #VALUE! | #VALUE! | #VALUE!
Saturday | 3 | 12 | 20 | 1700 | 0 | 0 | 0 | 0 | 0 | 0 | 0 | 0 | 0 | 0 | 0 | 0 | 0 | 0 | 0 | 0 | 0 | 0 | 0 | 0 | 0 | 0 | 0 | 0 | 0 | 0 | 0 | 0 | 0 | 0 | 0 | 0 | 0 | 0 | 0 | 0 | 0 | 0 | 0 | 0 |  | 0 | 0 | 0 |  | #VALUE! | #VALUE! | #VALUE! | #VALUE! |  |  | #VALUE! | #VALUE! | 0 | 0 | 0.20123 | 0.20123 | #VALUE! | #VALUE! | #VALUE! | #VALUE! | 0 | 0 | 0.20123 | 0.20123 | #VALUE! | #VALUE! | #VALUE! | #VALUE! | 0 | 0 | 0.20123 | 0.20123 | #VALUE! | #VALUE! |  |  |  | #VALUE! | #VALUE! | #VALUE! | #VALUE! | #VALUE! | #VALUE! | #VALUE!
Saturday | 3 | 12 | 21 | 1701 | 0 | 0 | 0 | 0 | 0 | 0 | 0 | 0 | 0 | 0 | 0 | 0 | 0 | 0 | 0 | 0 | 0 | 0 | 0 | 0 | 0 | 0 | 0 | 0 | 0 | 0 | 0 | 0 | 0 | 0 | 0 | 0 | 0 | 0 | 0 | 0 | 0 | 0 | 0 | 0 |  | 0 | 0 | 0 |  | #VALUE! | #VALUE! | #VALUE! | #VALUE! |  |  | #VALUE! | #VALUE! | 0 | 0 | 0.20123 | 0.20123 | #VALUE! | #VALUE! | #VALUE! | #VALUE! | 0 | 0 | 0.20123 | 0.20123 | #VALUE! | #VALUE! | #VALUE! | #VALUE! | 0 | 0 | 0.20123 | 0.20123 | #VALUE! | #VALUE! |  |  |  | #VALUE! | #VALUE! | #VALUE! | #VALUE! | #VALUE! | #VALUE! | #VALUE!
Saturday | 3 | 12 | 22 | 1702 | 0 | 0 | 0 | 0 | 0 | 0 | 0 | 0 | 0 | 0 | 0 | 0 | 0 | 0 | 0 | 0 | 0 | 0 | 0 | 0 | 0 | 0 | 0 | 0 | 0 | 0 | 0 | 0 | 0 | 0 | 0 | 0 | 0 | 0 | 0 | 0 | 0 | 0 | 0 | 0 |  | 0 | 0 | 0 |  | #VALUE! | #VALUE! | #VALUE! | #VALUE! |  |  | #VALUE! | #VALUE! | 0 | 0 | 0.20123 | 0.20123 | #VALUE! | #VALUE! | #VALUE! | #VALUE! | 0 | 0 | 0.20123 | 0.20123 | #VALUE! | #VALUE! | #VALUE! | #VALUE! | 0 | 0 | 0.20123 | 0.20123 | #VALUE! | #VALUE! |  |  |  | #VALUE! | #VALUE! | #VALUE! | #VALUE! | #VALUE! | #VALUE! | #VALUE!
Saturday | 3 | 12 | 23 | 1703 | 0 | 0 | 0 | 0 | 0 | 0 | 0 | 0 | 0 | 0 | 0 | 0 | 0 | 0 | 0 | 0 | 0 | 0 | 0 | 0 | 0 | 0 | 0 | 0 | 0 | 0 | 0 | 0 | 0 | 0 | 0 | 0 | 0 | 0 | 0 | 0 | 0 | 0 | 0 | 0 |  | 0 | 0 | 0 |  | #VALUE! | #VALUE! | #VALUE! | #VALUE! |  |  | #VALUE! | #VALUE! | 0 | 0 | 0.20123 | 0.20123 | #VALUE! | #VALUE! | #VALUE! | #VALUE! | 0 | 0 | 0.20123 | 0.20123 | #VALUE! | #VALUE! | #VALUE! | #VALUE! | 0 | 0 | 0.20123 | 0.20123 | #VALUE! | #VALUE! |  |  |  | #VALUE! | #VALUE! | #VALUE! | #VALUE! | #VALUE! | #VALUE! | #VALUE!
Saturday | 3 | 12 | 24 | 1704 | 0 | 0 | 0 | 0 | 0 | 0 | 0 | 0 | 0 | 0 | 0 | 0 | 0 | 0 | 0 | 0 | 0 | 0 | 0 | 0 | 0 | 0 | 0 | 0 | 0 | 0 | 0 | 0 | 0 | 0 | 0 | 0 | 0 | 0 | 0 | 0 | 0 | 0 | 0 | 0 |  | 0 | 0 | 0 |  | #VALUE! | #VALUE! | #VALUE! | #VALUE! |  |  | #VALUE! | #VALUE! | 0 | 0 | 0.20123 | 0.20123 | #VALUE! | #VALUE! | #VALUE! | #VALUE! | 0 | 0 | 0.20123 | 0.20123 | #VALUE! | #VALUE! | #VALUE! | #VALUE! | 0 | 0 | 0.20123 | 0.20123 | #VALUE! | #VALUE! |  |  |  | #VALUE! | #VALUE! | #VALUE! | #VALUE! | #VALUE! | #VALUE! | #VALUE!
Sunday | 3 | 13 | 1 | 1705 | 0 | 0 | 0 | 0 | 0 | 0 | 0 | 0 | 0 | 0 | 0 | 0 | 0 | 0 | 0 | 0 | 0 | 0 | 0 | 0 | 0 | 0 | 0 | 0 | 0 | 0 | 0 | 0 | 0 | 0 | 0 | 0 | 0 | 0 | 0 | 0 | 0 | 0 | 0 | 0 |  | 0 | 0 | 0 |  | #VALUE! | #VALUE! | #VALUE! | #VALUE! |  |  | #VALUE! | #VALUE! | 0 | 0 | 0.20123 | 0.20123 | #VALUE! | #VALUE! | #VALUE! | #VALUE! | 0 | 0 | 0.20123 | 0.20123 | #VALUE! | #VALUE! | #VALUE! | #VALUE! | 0 | 0 | 0.20123 | 0.20123 | #VALUE! | #VALUE! |  |  |  | #VALUE! | #VALUE! | #VALUE! | #VALUE! | #VALUE! | #VALUE! | #VALUE!
Sunday | 3 | 13 | 2 | 1706 | 0 | 0 | 0 | 0 | 0 | 0 | 0 | 0 | 0 | 0 | 0 | 0 | 0 | 0 | 0 | 0 | 0 | 0 | 0 | 0 | 0 | 0 | 0 | 0 | 0.0021532 | 0 | 0 | 0 | 0 | 0 | 0 | 0 | 0 | 0 | 0 | 0 | 0 | 0 | 0 | 0 |  | 0 | 0 | 0 |  | #VALUE! | #VALUE! | #VALUE! | #VALUE! |  |  | #VALUE! | #VALUE! | 0 | 0 | 0.20123 | 0.20123 | #VALUE! | #VALUE! | #VALUE! | #VALUE! | 0 | 0 | 0.20123 | 0.20123 | #VALUE! | #VALUE! | #VALUE! | #VALUE! | 0 | 0 | 0.20123 | 0.20123 | #VALUE! | #VALUE! |  |  |  | #VALUE! | #VALUE! | #VALUE! | #VALUE! | #VALUE! | #VALUE! | #VALUE!
Sunday | 3 | 13 | 3 | 1707 | 0 | 0 | 0 | 0 | 0 | 0 | 0 | 0 | 0 | 0 | 0 | 0 | 0 | 0 | 0 | 0 | 0 | 0 | 0 | 0 | 0 | 0 | 0 | 0 | 0 | 0 | 0 | 0 | 0 | 0 | 0 | 0 | 0 | 0 | 0 | 0 | 0 | 0 | 0 | 0 |  | 0 | 0 | 0 |  | #VALUE! | #VALUE! | #VALUE! | #VALUE! |  |  | #VALUE! | #VALUE! | 0 | 0 | 0.20123 | 0.20123 | #VALUE! | #VALUE! | #VALUE! | #VALUE! | 0 | 0 | 0.20123 | 0.20123 | #VALUE! | #VALUE! | #VALUE! | #VALUE! | 0 | 0 | 0.20123 | 0.20123 | #VALUE! | #VALUE! |  |  |  | #VALUE! | #VALUE! | #VALUE! | #VALUE! | #VALUE! | #VALUE! | #VALUE!
Sunday | 3 | 13 | 4 | 1708 | 0 | 0 | 0 | 0 | 0 | 0 | 0 | 0 | 0 | 0 | 0 | 0 | 0 | 0 | 0 | 0 | 0 | 0 | 0 | 0 | 0 | 0 | 0 | 0 | 0 | 0 | 0 | 0 | 0 | 0 | 0 | 0 | 0 | 0 | 0 | 0 | 0 | 0 | 0 | 0 |  | 0 | 0 | 0 |  | #VALUE! | #VALUE! | #VALUE! | #VALUE! |  |  | #VALUE! | #VALUE! | 0 | 0 | 0.20123 | 0.20123 | #VALUE! | #VALUE! | #VALUE! | #VALUE! | 0 | 0 | 0.20123 | 0.20123 | #VALUE! | #VALUE! | #VALUE! | #VALUE! | 0 | 0 | 0.20123 | 0.20123 | #VALUE! | #VALUE! |  |  |  | #VALUE! | #VALUE! | #VALUE! | #VALUE! | #VALUE! | #VALUE! | #VALUE!
Sunday | 3 | 13 | 5 | 1709 | 0 | 0 | 0 | 0 | 0 | 0 | 0 | 0 | 0 | 0 | 0 | 0 | 0 | 0 | 0 | 0 | 0 | 0 | 0 | 0 | 0 | 0 | 0 | 0 | 0 | 0 | 0 | 0 | 0 | 0 | 0 | 0 | 0 | 0 | 0 | 0 | 0 | 0 | 0 | 0 |  | 0 | 0 | 0 |  | #VALUE! | #VALUE! | #VALUE! | #VALUE! |  |  | #VALUE! | #VALUE! | 0 | 0 | 0.20123 | 0.20123 | #VALUE! | #VALUE! | #VALUE! | #VALUE! | 0 | 0 | 0.20123 | 0.20123 | #VALUE! | #VALUE! | #VALUE! | #VALUE! | 0 | 0 | 0.20123 | 0.20123 | #VALUE! | #VALUE! |  |  |  | #VALUE! | #VALUE! | #VALUE! | #VALUE! | #VALUE! | #VALUE! | #VALUE!
Sunday | 3 | 13 | 6 | 1710 | 0 | 0 | 0 | 0 | 0 | 0 | 0 | 0 | 0 | 0 | 0 | 0 | 0 | 0 | 0 | 0 | 0 | 0 | 0 | 0 | 0 | 0 | 0 | 0 | 0 | 0 | 0 | 0 | 0 | 0 | 0 | 0 | 0 | 0 | 0 | 0 | 0 | 0 | 0 | 0 |  | 0 | 0 | 0 |  | #VALUE! | #VALUE! | #VALUE! | #VALUE! |  |  | #VALUE! | #VALUE! | 0 | 0 | 0.20123 | 0.20123 | #VALUE! | #VALUE! | #VALUE! | #VALUE! | 0 | 0 | 0.20123 | 0.20123 | #VALUE! | #VALUE! | #VALUE! | #VALUE! | 0 | 0 | 0.20123 | 0.20123 | #VALUE! | #VALUE! |  |  |  | #VALUE! | #VALUE! | #VALUE! | #VALUE! | #VALUE! | #VALUE! | #VALUE!
Sunday | 3 | 13 | 7 | 1711 | 0 | 0 | 0 | 0 | 0 | 0 | 0 | 0 | 0 | 0 | 0 | 0 | 0 | 0 | 0 | 0 | 0 | 0 | 0 | 0 | 0 | 0 | 0 | 0 | 0 | 0 | 0 | 0 | 0 | 0 | 0 | 0 | 0 | 0 | 0 | 0 | 0 | 0 | 0 | 0 |  | 0 | 0 | 0 |  | #VALUE! | #VALUE! | #VALUE! | #VALUE! |  |  | #VALUE! | #VALUE! | 0 | 0 | 0.20123 | 0.20123 | #VALUE! | #VALUE! | #VALUE! | #VALUE! | 0 | 0 | 0.20123 | 0.20123 | #VALUE! | #VALUE! | #VALUE! | #VALUE! | 0 | 0 | 0.20123 | 0.20123 | #VALUE! | #VALUE! |  |  |  | #VALUE! | #VALUE! | #VALUE! | #VALUE! | #VALUE! | #VALUE! | #VALUE!
Sunday | 3 | 13 | 8 | 1712 | 0 | 0 | 0 | 0 | 0 | 0 | 0 | 0 | 0 | 0 | 0 | 0 | 0 | 0 | 0 | 0 | 0 | 0 | 0 | 0 | 0 | 0 | 0 | 0 | 0 | 0 | 0 | 0 | 0 | 0 | 0 | 0 | 0 | 0 | 0 | 0 | 0 | 0 | 0 | 0 |  | 0 | 0 | 0 |  | #VALUE! | #VALUE! | #VALUE! | #VALUE! |  |  | #VALUE! | #VALUE! | 0 | 0 | 0.20123 | 0.20123 | #VALUE! | #VALUE! | #VALUE! | #VALUE! | 0 | 0 | 0.20123 | 0.20123 | #VALUE! | #VALUE! | #VALUE! | #VALUE! | 0 | 0 | 0.20123 | 0.20123 | #VALUE! | #VALUE! |  |  |  | #VALUE! | #VALUE! | #VALUE! | #VALUE! | #VALUE! | #VALUE! | #VALUE!
Sunday | 3 | 13 | 9 | 1713 | 0 | 0 | 0 | 0 | 0 | 0 | 0 | 0 | 0 | 0 | 0 | 0 | 0 | 0 | 0 | 0 | 0 | 0 | 0 | 0 | 0 | 0 | 0 | 0 | 0 | 0 | 0 | 0 | 0 | 0 | 0 | 0 | 0 | 0 | 0 | 0 | 0 | 0 | 0 | 0 |  | 0 | 0 | 0 |  | #VALUE! | #VALUE! | #VALUE! | #VALUE! |  |  | #VALUE! | #VALUE! | 0 | 0 | 0.20123 | 0.20123 | #VALUE! | #VALUE! | #VALUE! | #VALUE! | 0 | 0 | 0.20123 | 0.20123 | #VALUE! | #VALUE! | #VALUE! | #VALUE! | 0 | 0 | 0.20123 | 0.20123 | #VALUE! | #VALUE! |  |  |  | #VALUE! | #VALUE! | #VALUE! | #VALUE! | #VALUE! | #VALUE! | #VALUE!
Sunday | 3 | 13 | 10 | 1714 | 0 | 0 | 0 | 0 | 0 | 0 | 0 | 0 | 0 | 0 | 0 | 0 | 0 | 0 | 0 | 0 | 0 | 0 | 0 | 0 | 0 | 0 | 0 | 0 | 0 | 0 | 0 | 0 | 0 | 0 | 0 | 0 | 0 | 0 | 0 | 0 | 0 | 0 | 0 | 0 |  | 0 | 0 | 0 |  | #VALUE! | #VALUE! | #VALUE! | #VALUE! |  |  | #VALUE! | #VALUE! | 0 | 0 | 0.20123 | 0.20123 | #VALUE! | #VALUE! | #VALUE! | #VALUE! | 0 | 0 | 0.20123 | 0.20123 | #VALUE! | #VALUE! | #VALUE! | #VALUE! | 0 | 0 | 0.20123 | 0.20123 | #VALUE! | #VALUE! |  |  |  | #VALUE! | #VALUE! | #VALUE! | #VALUE! | #VALUE! | #VALUE! | #VALUE!
Sunday | 3 | 13 | 11 | 1715 | 0 | 0 | 0 | 0 | 0 | 0 | 0 | 0 | 0 | 0 | 0 | 0 | 0 | 0 | 0 | 0 | 0 | 0 | 0 | 0 | 0 | 0 | 0 | 0 | 0 | 0 | 0 | 0 | 0 | 0 | 0 | 0 | 0 | 0 | 0 | 0 | 0 | 0 | 0 | 0 |  | 0 | 0 | 0 |  | #VALUE! | #VALUE! | #VALUE! | #VALUE! |  |  | #VALUE! | #VALUE! | 0 | 0 | 0.20123 | 0.20123 | #VALUE! | #VALUE! | #VALUE! | #VALUE! | 0 | 0 | 0.20123 | 0.20123 | #VALUE! | #VALUE! | #VALUE! | #VALUE! | 0 | 0 | 0.20123 | 0.20123 | #VALUE! | #VALUE! |  |  |  | #VALUE! | #VALUE! | #VALUE! | #VALUE! | #VALUE! | #VALUE! | #VALUE!
Sunday | 3 | 13 | 12 | 1716 | 0 | 0 | 0 | 0 | 0 | 0 | 0 | 0 | 0 | 0 | 0 | 0 | 0 | 0 | 0 | 0 | 0 | 0 | 0 | 0 | 0 | 0 | 0 | 0 | 0 | 0 | 0 | 0 | 0 | 0 | 0 | 0 | 0 | 0 | 0 | 0 | 0 | 0 | 0 | 0 |  | 0 | 0 | 0 |  | #VALUE! | #VALUE! | #VALUE! | #VALUE! |  |  | #VALUE! | #VALUE! | 0 | 0 | 0.20123 | 0.20123 | #VALUE! | #VALUE! | #VALUE! | #VALUE! | 0 | 0 | 0.20123 | 0.20123 | #VALUE! | #VALUE! | #VALUE! | #VALUE! | 0 | 0 | 0.20123 | 0.20123 | #VALUE! | #VALUE! |  |  |  | #VALUE! | #VALUE! | #VALUE! | #VALUE! | #VALUE! | #VALUE! | #VALUE!
Sunday | 3 | 13 | 13 | 1717 | 0 | 0 | 0 | 0 | 0 | 0 | 0 | 0 | 0 | 0 | 0 | 0 | 0 | 0 | 0 | 0 | 0 | 0 | 0 | 0 | 0 | 0 | 0 | 0 | 0 | 0 | 0 | 0 | 0 | 0 | 0 | 0 | 0 | 0 | 0 | 0 | 0 | 0 | 0 | 0 |  | 0 | 0 | 0 |  | #VALUE! | #VALUE! | #VALUE! | #VALUE! |  |  | #VALUE! | #VALUE! | 0 | 0 | 0.20123 | 0.20123 | #VALUE! | #VALUE! | #VALUE! | #VALUE! | 0 | 0 | 0.20123 | 0.20123 | #VALUE! | #VALUE! | #VALUE! | #VALUE! | 0 | 0 | 0.20123 | 0.20123 | #VALUE! | #VALUE! |  |  |  | #VALUE! | #VALUE! | #VALUE! | #VALUE! | #VALUE! | #VALUE! | #VALUE!
Sunday | 3 | 13 | 14 | 1718 | 0 | 0 | 0 | 0 | 0 | 0 | 0 | 0 | 0 | 0 | 0 | 0 | 0 | 0 | 0 | 0 | 0 | 0 | 0 | 0 | 0 | 0 | 0 | 0 | 0 | 0 | 0 | 0 | 0 | 0 | 0 | 0 | 0 | 0 | 0 | 0 | 0 | 0 | 0 | 0 |  | 0 | 0 | 0 |  | #VALUE! | #VALUE! | #VALUE! | #VALUE! |  |  | #VALUE! | #VALUE! | 0 | 0 | 0.20123 | 0.20123 | #VALUE! | #VALUE! | #VALUE! | #VALUE! | 0 | 0 | 0.20123 | 0.20123 | #VALUE! | #VALUE! | #VALUE! | #VALUE! | 0 | 0 | 0.20123 | 0.20123 | #VALUE! | #VALUE! |  |  |  | #VALUE! | #VALUE! | #VALUE! | #VALUE! | #VALUE! | #VALUE! | #VALUE!
Sunday | 3 | 13 | 15 | 1719 | 0 | 0 | 0 | 0 | 0 | 0 | 0 | 0 | 0 | 0 | 0 | 0 | 0 | 0 | 0 | 0 | 0 | 0 | 0 | 0 | 0 | 0 | 0 | 0 | 0 | 0 | 0 | 0 | 0 | 0 | 0 | 0 | 0 | 0 | 0 | 0 | 0 | 0 | 0 | 0 |  | 0 | 0 | 0 |  | #VALUE! | #VALUE! | #VALUE! | #VALUE! |  |  | #VALUE! | #VALUE! | 0 | 0 | 0.20123 | 0.20123 | #VALUE! | #VALUE! | #VALUE! | #VALUE! | 0 | 0 | 0.20123 | 0.20123 | #VALUE! | #VALUE! | #VALUE! | #VALUE! | 0 | 0 | 0.20123 | 0.20123 | #VALUE! | #VALUE! |  |  |  | #VALUE! | #VALUE! | #VALUE! | #VALUE! | #VALUE! | #VALUE! | #VALUE!
Sunday | 3 | 13 | 16 | 1720 | 0 | 0 | 0 | 0 | 0 | 0 | 0 | 0 | 0 | 0 | 0 | 0 | 0 | 0 | 0 | 0 | 0 | 0 | 0 | 0 | 0 | 0 | 0 | 0 | 0 | 0 | 0 | 0 | 0 | 0 | 0 | 0 | 0 | 0 | 0 | 0 | 0 | 0 | 0 | 0 |  | 0 | 0 | 0 |  | #VALUE! | #VALUE! | #VALUE! | #VALUE! |  |  | #VALUE! | #VALUE! | 0 | 0 | 0.20123 | 0.20123 | #VALUE! | #VALUE! | #VALUE! | #VALUE! | 0 | 0 | 0.20123 | 0.20123 | #VALUE! | #VALUE! | #VALUE! | #VALUE! | 0 | 0 | 0.20123 | 0.20123 | #VALUE! | #VALUE! |  |  |  | #VALUE! | #VALUE! | #VALUE! | #VALUE! | #VALUE! | #VALUE! | #VALUE!
Sunday | 3 | 13 | 17 | 1721 | 0 | 0 | 0 | 0 | 0 | 0 | 0 | 0 | 0 | 0 | 0 | 0 | 0 | 0 | 0 | 0 | 0 | 0 | 0 | 0 | 0 | 0 | 0 | 0 | 0 | 0 | 0 | 0 | 0 | 0 | 0 | 0 | 0 | 0 | 0 | 0 | 0 | 0 | 0 | 0 |  | 0 | 0 | 0 |  | #VALUE! | #VALUE! | #VALUE! | #VALUE! |  |  | #VALUE! | #VALUE! | 0 | 0 | 0.20123 | 0.20123 | #VALUE! | #VALUE! | #VALUE! | #VALUE! | 0 | 0 | 0.20123 | 0.20123 | #VALUE! | #VALUE! | #VALUE! | #VALUE! | 0 | 0 | 0.20123 | 0.20123 | #VALUE! | #VALUE! |  |  |  | #VALUE! | #VALUE! | #VALUE! | #VALUE! | #VALUE! | #VALUE! | #VALUE!
Sunday | 3 | 13 | 18 | 1722 | 0 | 0 | 0 | 0 | 0 | 0 | 0 | 0 | 0 | 0 | 0 | 0 | 0 | 0 | 0 | 0 | 0 | 0 | 0 | 0 | 0 | 0 | 0 | 0 | 0 | 0 | 0 | 0 | 0 | 0 | 0 | 0 | 0 | 0 | 0 | 0 | 0 | 0 | 0 | 0 |  | 0 | 0 | 0 |  | #VALUE! | #VALUE! | #VALUE! | #VALUE! |  |  | #VALUE! | #VALUE! | 0 | 0 | 0.20123 | 0.20123 | #VALUE! | #VALUE! | #VALUE! | #VALUE! | 0 | 0 | 0.20123 | 0.20123 | #VALUE! | #VALUE! | #VALUE! | #VALUE! | 0 | 0 | 0.20123 | 0.20123 | #VALUE! | #VALUE! |  |  |  | #VALUE! | #VALUE! | #VALUE! | #VALUE! | #VALUE! | #VALUE! | #VALUE!
Sunday | 3 | 13 | 19 | 1723 | 0 | 0 | 0 | 0 | 0 | 0 | 0 | 0 | 0 | 0 | 0 | 0 | 0 | 0 | 0 | 0 | 0 | 0 | 0 | 0 | 0 | 0 | 0 | 0 | 0 | 0 | 0 | 0 | 0 | 0 | 0 | 0 | 0 | 0 | 0 | 0 | 0 | 0 | 0 | 0 |  | 0 | 0 | 0 |  | #VALUE! | #VALUE! | #VALUE! | #VALUE! |  |  | #VALUE! | #VALUE! | 0 | 0 | 0.20123 | 0.20123 | #VALUE! | #VALUE! | #VALUE! | #VALUE! | 0 | 0 | 0.20123 | 0.20123 | #VALUE! | #VALUE! | #VALUE! | #VALUE! | 0 | 0 | 0.20123 | 0.20123 | #VALUE! | #VALUE! |  |  |  | #VALUE! | #VALUE! | #VALUE! | #VALUE! | #VALUE! | #VALUE! | #VALUE!
Sunday | 3 | 13 | 20 | 1724 | 0 | 0 | 0 | 0 | 0 | 0 | 0 | 0 | 0 | 0 | 0 | 0 | 0 | 0 | 0 | 0 | 0 | 0 | 0 | 0 | 0 | 0 | 0 | 0 | 0 | 0 | 0 | 0 | 0 | 0 | 0 | 0 | 0 | 0 | 0 | 0 | 0 | 0 | 0 | 0 |  | 0 | 0 | 0 |  | #VALUE! | #VALUE! | #VALUE! | #VALUE! |  |  | #VALUE! | #VALUE! | 0 | 0 | 0.20123 | 0.20123 | #VALUE! | #VALUE! | #VALUE! | #VALUE! | 0 | 0 | 0.20123 | 0.20123 | #VALUE! | #VALUE! | #VALUE! | #VALUE! | 0 | 0 | 0.20123 | 0.20123 | #VALUE! | #VALUE! |  |  |  | #VALUE! | #VALUE! | #VALUE! | #VALUE! | #VALUE! | #VALUE! | #VALUE!
Sunday | 3 | 13 | 21 | 1725 | 0 | 0 | 0 | 0 | 0 | 0 | 0 | 0 | 0 | 0 | 0 | 0 | 0 | 0 | 0 | 0 | 0 | 0 | 0 | 0 | 0 | 0 | 0 | 0 | 0 | 0 | 0 | 0 | 0 | 0 | 0 | 0 | 0 | 0 | 0 | 0 | 0 | 0 | 0 | 0 |  | 0 | 0 | 0 |  | #VALUE! | #VALUE! | #VALUE! | #VALUE! |  |  | #VALUE! | #VALUE! | 0 | 0 | 0.20123 | 0.20123 | #VALUE! | #VALUE! | #VALUE! | #VALUE! | 0 | 0 | 0.20123 | 0.20123 | #VALUE! | #VALUE! | #VALUE! | #VALUE! | 0 | 0 | 0.20123 | 0.20123 | #VALUE! | #VALUE! |  |  |  | #VALUE! | #VALUE! | #VALUE! | #VALUE! | #VALUE! | #VALUE! | #VALUE!
Sunday | 3 | 13 | 22 | 1726 | 0 | 0 | 0 | 0 | 0 | 0 | 0 | 0 | 0 | 0 | 0 | 0 | 0 | 0 | 0 | 0 | 0 | 0 | 0 | 0 | 0 | 0 | 0 | 0 | 0 | 0 | 0 | 0 | 0 | 0 | 0 | 0 | 0 | 0 | 0 | 0 | 0 | 0 | 0 | 0 |  | 0 | 0 | 0 |  | #VALUE! | #VALUE! | #VALUE! | #VALUE! |  |  | #VALUE! | #VALUE! | 0 | 0 | 0.20123 | 0.20123 | #VALUE! | #VALUE! | #VALUE! | #VALUE! | 0 | 0 | 0.20123 | 0.20123 | #VALUE! | #VALUE! | #VALUE! | #VALUE! | 0 | 0 | 0.20123 | 0.20123 | #VALUE! | #VALUE! |  |  |  | #VALUE! | #VALUE! | #VALUE! | #VALUE! | #VALUE! | #VALUE! | #VALUE!
Sunday | 3 | 13 | 23 | 1727 | 0 | 0 | 0 | 0 | 0 | 0 | 0 | 0 | 0 | 0 | 0 | 0 | 0 | 0 | 0 | 0 | 0 | 0 | 0 | 0 | 0 | 0 | 0 | 0 | 0 | 0 | 0 | 0 | 0 | 0 | 0 | 0 | 0 | 0 | 0 | 0 | 0 | 0 | 0 | 0 |  | 0 | 0 | 0 |  | #VALUE! | #VALUE! | #VALUE! | #VALUE! |  |  | #VALUE! | #VALUE! | 0 | 0 | 0.20123 | 0.20123 | #VALUE! | #VALUE! | #VALUE! | #VALUE! | 0 | 0 | 0.20123 | 0.20123 | #VALUE! | #VALUE! | #VALUE! | #VALUE! | 0 | 0 | 0.20123 | 0.20123 | #VALUE! | #VALUE! |  |  |  | #VALUE! | #VALUE! | #VALUE! | #VALUE! | #VALUE! | #VALUE! | #VALUE!
Sunday | 3 | 13 | 24 | 1728 | 0 | 0 | 0 | 0 | 0 | 0 | 0 | 0 | 0 | 0 | 0 | 0 | 0 | 0 | 0 | 0 | 0 | 0 | 0 | 0 | 0 | 0 | 0 | 0 | 0 | 0 | 0 | 0 | 0 | 0 | 0 | 0 | 0 | 0 | 0 | 0 | 0 | 0 | 0 | 0 |  | 0 | 0 | 0 |  | #VALUE! | #VALUE! | #VALUE! | #VALUE! |  |  | #VALUE! | #VALUE! | 0 | 0 | 0.20123 | 0.20123 | #VALUE! | #VALUE! | #VALUE! | #VALUE! | 0 | 0 | 0.20123 | 0.20123 | #VALUE! | #VALUE! | #VALUE! | #VALUE! | 0 | 0 | 0.20123 | 0.20123 | #VALUE! | #VALUE! |  |  |  | #VALUE! | #VALUE! | #VALUE! | #VALUE! | #VALUE! | #VALUE! | #VALUE!
Monday | 3 | 14 | 1 | 1729 | 0 | 0 | 0 | 0 | 0 | 0 | 0 | 0 | 0 | 0 | 0 | 0 | 0 | 0 | 0 | 0 | 0 | 0 | 0 | 0 | 0 | 0 | 0 | 0 | 0 | 0 | 0 | 0 | 0 | 0 | 0 | 0 | 0 | 0 | 0 | 0 | 0 | 0 | 0 | 0 |  | 0 | 0 | 0 |  | #VALUE! | #VALUE! | #VALUE! | #VALUE! |  |  | #VALUE! | #VALUE! | 0 | 0 | 0.20123 | 0.20123 | #VALUE! | #VALUE! | #VALUE! | #VALUE! | 0 | 0 | 0.20123 | 0.20123 | #VALUE! | #VALUE! | #VALUE! | #VALUE! | 0 | 0 | 0.20123 | 0.20123 | #VALUE! | #VALUE! |  |  |  | #VALUE! | #VALUE! | #VALUE! | #VALUE! | #VALUE! | #VALUE! | #VALUE!
Monday | 3 | 14 | 2 | 1730 | 0 | 0 | 0 | 0 | 0 | 0 | 0 | 0 | 0 | 0 | 0 | 0 | 0 | 0 | 0 | 0 | 0 | 0 | 0 | 0 | 0 | 0 | 0 | 0 | 0.0014417 | 0 | 0 | 0 | 0 | 0 | 0 | 0 | 0 | 0 | 0 | 0 | 0 | 0 | 0 | 0 |  | 0 | 0 | 0 |  | #VALUE! | #VALUE! | #VALUE! | #VALUE! |  |  | #VALUE! | #VALUE! | 0 | 0 | 0.20123 | 0.20123 | #VALUE! | #VALUE! | #VALUE! | #VALUE! | 0 | 0 | 0.20123 | 0.20123 | #VALUE! | #VALUE! | #VALUE! | #VALUE! | 0 | 0 | 0.20123 | 0.20123 | #VALUE! | #VALUE! |  |  |  | #VALUE! | #VALUE! | #VALUE! | #VALUE! | #VALUE! | #VALUE! | #VALUE!
Monday | 3 | 14 | 3 | 1731 | 0 | 0 | 0 | 0 | 0 | 0 | 0 | 0 | 0 | 0 | 0 | 0 | 0 | 0 | 0 | 0 | 0 | 0 | 0 | 0 | 0 | 0 | 0 | 0 | 0.010823 | 0 | 0 | 0 | 0 | 0 | 0 | 0 | 0 | 0 | 0 | 0 | 0 | 0 | 0 | 0 |  | 0 | 0 | 0 |  | #VALUE! | #VALUE! | #VALUE! | #VALUE! |  |  | #VALUE! | #VALUE! | 0 | 0 | 0.20123 | 0.20123 | #VALUE! | #VALUE! | #VALUE! | #VALUE! | 0 | 0 | 0.20123 | 0.20123 | #VALUE! | #VALUE! | #VALUE! | #VALUE! | 0 | 0 | 0.20123 | 0.20123 | #VALUE! | #VALUE! |  |  |  | #VALUE! | #VALUE! | #VALUE! | #VALUE! | #VALUE! | #VALUE! | #VALUE!
Monday | 3 | 14 | 4 | 1732 | 0 | 0 | 0 | 0 | 0 | 0 | 0 | 0 | 0 | 0 | 0 | 0 | 0 | 0 | 0 | 0 | 0 | 0 | 0 | 0 | 0 | 0 | 0 | 0 | 0 | 0 | 0 | 0 | 0 | 0 | 0 | 0 | 0 | 0 | 0 | 0 | 0 | 0 | 0 | 0 |  | 0 | 0 | 0 |  | #VALUE! | #VALUE! | #VALUE! | #VALUE! |  |  | #VALUE! | #VALUE! | 0 | 0 | 0.20123 | 0.20123 | #VALUE! | #VALUE! | #VALUE! | #VALUE! | 0 | 0 | 0.20123 | 0.20123 | #VALUE! | #VALUE! | #VALUE! | #VALUE! | 0 | 0 | 0.20123 | 0.20123 | #VALUE! | #VALUE! |  |  |  | #VALUE! | #VALUE! | #VALUE! | #VALUE! | #VALUE! | #VALUE! | #VALUE!
Monday | 3 | 14 | 5 | 1733 | 0 | 0 | 0 | 0 | 0 | 0 | 0 | 0 | 0 | 0 | 0 | 0 | 0 | 0 | 0 | 0 | 0 | 0 | 0 | 0 | 0 | 0 | 0 | 0 | 0 | 0 | 0 | 0 | 0 | 0 | 0 | 0 | 0 | 0 | 0 | 0 | 0 | 0 | 0 | 0 |  | 0 | 0 | 0 |  | #VALUE! | #VALUE! | #VALUE! | #VALUE! |  |  | #VALUE! | #VALUE! | 0 | 0 | 0.20123 | 0.20123 | #VALUE! | #VALUE! | #VALUE! | #VALUE! | 0 | 0 | 0.20123 | 0.20123 | #VALUE! | #VALUE! | #VALUE! | #VALUE! | 0 | 0 | 0.20123 | 0.20123 | #VALUE! | #VALUE! |  |  |  | #VALUE! | #VALUE! | #VALUE! | #VALUE! | #VALUE! | #VALUE! | #VALUE!
Monday | 3 | 14 | 6 | 1734 | 0 | 0 | 0 | 0 | 0 | 0 | 0 | 0 | 0 | 0 | 0 | 0 | 0 | 0 | 0 | 0 | 0 | 0 | 0 | 0 | 0 | 0 | 0 | 0 | 0 | 0 | 0 | 0 | 0 | 0 | 0 | 0 | 0 | 0 | 0 | 0 | 0 | 0 | 0 | 0 |  | 0 | 0 | 0 |  | #VALUE! | #VALUE! | #VALUE! | #VALUE! |  |  | #VALUE! | #VALUE! | 0 | 0 | 0.20123 | 0.20123 | #VALUE! | #VALUE! | #VALUE! | #VALUE! | 0 | 0 | 0.20123 | 0.20123 | #VALUE! | #VALUE! | #VALUE! | #VALUE! | 0 | 0 | 0.20123 | 0.20123 | #VALUE! | #VALUE! |  |  |  | #VALUE! | #VALUE! | #VALUE! | #VALUE! | #VALUE! | #VALUE! | #VALUE!
Monday | 3 | 14 | 7 | 1735 | 0 | 0 | 0 | 0 | 0 | 0 | 0 | 0 | 0 | 0 | 0 | 0 | 0 | 0 | 0 | 0 | 0 | 0 | 0 | 0 | 0 | 0 | 0 | 0 | 0 | 0 | 0 | 0 | 0 | 0 | 0 | 0 | 0 | 0 | 0 | 0 | 0 | 0 | 0 | 0 |  | 0 | 0 | 0 |  | #VALUE! | #VALUE! | #VALUE! | #VALUE! |  |  | #VALUE! | #VALUE! | 0 | 0 | 0.20123 | 0.20123 | #VALUE! | #VALUE! | #VALUE! | #VALUE! | 0 | 0 | 0.20123 | 0.20123 | #VALUE! | #VALUE! | #VALUE! | #VALUE! | 0 | 0 | 0.20123 | 0.20123 | #VALUE! | #VALUE! |  |  |  | #VALUE! | #VALUE! | #VALUE! | #VALUE! | #VALUE! | #VALUE! | #VALUE!
Monday | 3 | 14 | 8 | 1736 | 0 | 0 | 0 | 0 | 0 | 0 | 0 | 0 | 0 | 0 | 0 | 0 | 0 | 0 | 0 | 0 | 0 | 0 | 0 | 0 | 0 | 0 | 0 | 0 | 0 | 0 | 0 | 0 | 0 | 0 | 0 | 0 | 0 | 0 | 0 | 0 | 0 | 0 | 0 | 0 |  | 0 | 0 | 0 |  | #VALUE! | #VALUE! | #VALUE! | #VALUE! |  |  | #VALUE! | #VALUE! | 0 | 0 | 0.20123 | 0.20123 | #VALUE! | #VALUE! | #VALUE! | #VALUE! | 0 | 0 | 0.20123 | 0.20123 | #VALUE! | #VALUE! | #VALUE! | #VALUE! | 0 | 0 | 0.20123 | 0.20123 | #VALUE! | #VALUE! |  |  |  | #VALUE! | #VALUE! | #VALUE! | #VALUE! | #VALUE! | #VALUE! | #VALUE!
Monday | 3 | 14 | 9 | 1737 | 0 | 0 | 0 | 0 | 0 | 0 | 0 | 0 | 0 | 0 | 0 | 0 | 0 | 0 | 0 | 0 | 0 | 0 | 0 | 0 | 0 | 0 | 0 | 0 | 0 | 0 | 0 | 0 | 0 | 0 | 0 | 0 | 0 | 0 | 0 | 0 | 0 | 0 | 0 | 0 |  | 0 | 0 | 0 |  | #VALUE! | #VALUE! | #VALUE! | #VALUE! |  |  | #VALUE! | #VALUE! | 0 | 0 | 0.20123 | 0.20123 | #VALUE! | #VALUE! | #VALUE! | #VALUE! | 0 | 0 | 0.20123 | 0.20123 | #VALUE! | #VALUE! | #VALUE! | #VALUE! | 0 | 0 | 0.20123 | 0.20123 | #VALUE! | #VALUE! |  |  |  | #VALUE! | #VALUE! | #VALUE! | #VALUE! | #VALUE! | #VALUE! | #VALUE!
Monday | 3 | 14 | 10 | 1738 | 0 | 0 | 0 | 0 | 0 | 0 | 0 | 0 | 0 | 0 | 0 | 0 | 0 | 0 | 0 | 0 | 0 | 0 | 0 | 0 | 0 | 0 | 0 | 0 | 0 | 0 | 0 | 0 | 0 | 0 | 0 | 0 | 0 | 0 | 0 | 0 | 0 | 0 | 0 | 0 |  | 0 | 0 | 0 |  | #VALUE! | #VALUE! | #VALUE! | #VALUE! |  |  | #VALUE! | #VALUE! | 0 | 0 | 0.20123 | 0.20123 | #VALUE! | #VALUE! | #VALUE! | #VALUE! | 0 | 0 | 0.20123 | 0.20123 | #VALUE! | #VALUE! | #VALUE! | #VALUE! | 0 | 0 | 0.20123 | 0.20123 | #VALUE! | #VALUE! |  |  |  | #VALUE! | #VALUE! | #VALUE! | #VALUE! | #VALUE! | #VALUE! | #VALUE!
Monday | 3 | 14 | 11 | 1739 | 0 | 0 | 0 | 0 | 0 | 0 | 0 | 0 | 0 | 0 | 0 | 0 | 0 | 0 | 0 | 0 | 0 | 0 | 0 | 0 | 0 | 0 | 0 | 0 | 0 | 0 | 0 | 0 | 0 | 0 | 0 | 0 | 0 | 0 | 0 | 0 | 0 | 0 | 0 | 0 |  | 0 | 0 | 0 |  | #VALUE! | #VALUE! | #VALUE! | #VALUE! |  |  | #VALUE! | #VALUE! | 0 | 0 | 0.20123 | 0.20123 | #VALUE! | #VALUE! | #VALUE! | #VALUE! | 0 | 0 | 0.20123 | 0.20123 | #VALUE! | #VALUE! | #VALUE! | #VALUE! | 0 | 0 | 0.20123 | 0.20123 | #VALUE! | #VALUE! |  |  |  | #VALUE! | #VALUE! | #VALUE! | #VALUE! | #VALUE! | #VALUE! | #VALUE!
Monday | 3 | 14 | 12 | 1740 | 0 | 0 | 0 | 0 | 0 | 0 | 0 | 0 | 0 | 0 | 0 | 0 | 0 | 0 | 0 | 0 | 0 | 0 | 0 | 0 | 0 | 0 | 0 | 0 | 0 | 0 | 0 | 0 | 0 | 0 | 0 | 0 | 0 | 0 | 0 | 0 | 0 | 0 | 0 | 0 |  | 0 | 0 | 0 |  | #VALUE! | #VALUE! | #VALUE! | #VALUE! |  |  | #VALUE! | #VALUE! | 0 | 0 | 0.20123 | 0.20123 | #VALUE! | #VALUE! | #VALUE! | #VALUE! | 0 | 0 | 0.20123 | 0.20123 | #VALUE! | #VALUE! | #VALUE! | #VALUE! | 0 | 0 | 0.20123 | 0.20123 | #VALUE! | #VALUE! |  |  |  | #VALUE! | #VALUE! | #VALUE! | #VALUE! | #VALUE! | #VALUE! | #VALUE!
Monday | 3 | 14 | 13 | 1741 | 0 | 0 | 0 | 0 | 0 | 0 | 0 | 0 | 0 | 0 | 0 | 0 | 0 | 0 | 0 | 0 | 0 | 0 | 0 | 0 | 0 | 0 | 0 | 0 | 0 | 0 | 0 | 0 | 0 | 0 | 0 | 0 | 0 | 0 | 0 | 0 | 0 | 0 | 0 | 0 |  | 0 | 0 | 0 |  | #VALUE! | #VALUE! | #VALUE! | #VALUE! |  |  | #VALUE! | #VALUE! | 0 | 0 | 0.20123 | 0.20123 | #VALUE! | #VALUE! | #VALUE! | #VALUE! | 0 | 0 | 0.20123 | 0.20123 | #VALUE! | #VALUE! | #VALUE! | #VALUE! | 0 | 0 | 0.20123 | 0.20123 | #VALUE! | #VALUE! |  |  |  | #VALUE! | #VALUE! | #VALUE! | #VALUE! | #VALUE! | #VALUE! | #VALUE!
Monday | 3 | 14 | 14 | 1742 | 0 | 0 | 0 | 0 | 0 | 0 | 0 | 0 | 0 | 0 | 0 | 0 | 0 | 0 | 0 | 0 | 0 | 0 | 0 | 0 | 0 | 0 | 0 | 0 | 0 | 0 | 0 | 0 | 0 | 0 | 0 | 0 | 0 | 0 | 0 | 0 | 0 | 0 | 0 | 0 |  | 0 | 0 | 0 |  | #VALUE! | #VALUE! | #VALUE! | #VALUE! |  |  | #VALUE! | #VALUE! | 0 | 0 | 0.20123 | 0.20123 | #VALUE! | #VALUE! | #VALUE! | #VALUE! | 0 | 0 | 0.20123 | 0.20123 | #VALUE! | #VALUE! | #VALUE! | #VALUE! | 0 | 0 | 0.20123 | 0.20123 | #VALUE! | #VALUE! |  |  |  | #VALUE! | #VALUE! | #VALUE! | #VALUE! | #VALUE! | #VALUE! | #VALUE!
Monday | 3 | 14 | 15 | 1743 | 0 | 0 | 0 | 0 | 0 | 0 | 0 | 0 | 0 | 0 | 0 | 0 | 0 | 0 | 0 | 0 | 0 | 0 | 0 | 0 | 0 | 0 | 0 | 0 | 0 | 0 | 0 | 0 | 0 | 0 | 0 | 0 | 0 | 0 | 0 | 0 | 0 | 0 | 0 | 0 |  | 0 | 0 | 0 |  | #VALUE! | #VALUE! | #VALUE! | #VALUE! |  |  | #VALUE! | #VALUE! | 0 | 0 | 0.20123 | 0.20123 | #VALUE! | #VALUE! | #VALUE! | #VALUE! | 0 | 0 | 0.20123 | 0.20123 | #VALUE! | #VALUE! | #VALUE! | #VALUE! | 0 | 0 | 0.20123 | 0.20123 | #VALUE! | #VALUE! |  |  |  | #VALUE! | #VALUE! | #VALUE! | #VALUE! | #VALUE! | #VALUE! | #VALUE!
Monday | 3 | 14 | 16 | 1744 | 0 | 0 | 0 | 0 | 0 | 0 | 0 | 0 | 0 | 0 | 0 | 0 | 0 | 0 | 0 | 0 | 0 | 0 | 0 | 0 | 0 | 0 | 0 | 0 | 0 | 0 | 0 | 0 | 0 | 0 | 0 | 0 | 0 | 0 | 0 | 0 | 0 | 0 | 0 | 0 |  | 0 | 0 | 0 |  | #VALUE! | #VALUE! | #VALUE! | #VALUE! |  |  | #VALUE! | #VALUE! | 0 | 0 | 0.20123 | 0.20123 | #VALUE! | #VALUE! | #VALUE! | #VALUE! | 0 | 0 | 0.20123 | 0.20123 | #VALUE! | #VALUE! | #VALUE! | #VALUE! | 0 | 0 | 0.20123 | 0.20123 | #VALUE! | #VALUE! |  |  |  | #VALUE! | #VALUE! | #VALUE! | #VALUE! | #VALUE! | #VALUE! | #VALUE!
Monday | 3 | 14 | 17 | 1745 | 0 | 0 | 0 | 0 | 0 | 0 | 0 | 0 | 0 | 0 | 0 | 0 | 0 | 0 | 0 | 0 | 0 | 0 | 0 | 0 | 0 | 0 | 0 | 0 | 0 | 0 | 0 | 0 | 0 | 0 | 0 | 0 | 0 | 0 | 0 | 0 | 0 | 0 | 0 | 0 |  | 0 | 0 | 0 |  | #VALUE! | #VALUE! | #VALUE! | #VALUE! |  |  | #VALUE! | #VALUE! | 0 | 0 | 0.20123 | 0.20123 | #VALUE! | #VALUE! | #VALUE! | #VALUE! | 0 | 0 | 0.20123 | 0.20123 | #VALUE! | #VALUE! | #VALUE! | #VALUE! | 0 | 0 | 0.20123 | 0.20123 | #VALUE! | #VALUE! |  |  |  | #VALUE! | #VALUE! | #VALUE! | #VALUE! | #VALUE! | #VALUE! | #VALUE!
Monday | 3 | 14 | 18 | 1746 | 0 | 0 | 0 | 0 | 0 | 0 | 0 | 0 | 0 | 0 | 0 | 0 | 0 | 0 | 0 | 0 | 0 | 0 | 0 | 0 | 0 | 0 | 0 | 0 | 0 | 0 | 0 | 0 | 0 | 0 | 0 | 0 | 0 | 0 | 0 | 0 | 0 | 0 | 0 | 0 |  | 0 | 0 | 0 |  | #VALUE! | #VALUE! | #VALUE! | #VALUE! |  |  | #VALUE! | #VALUE! | 0 | 0 | 0.20123 | 0.20123 | #VALUE! | #VALUE! | #VALUE! | #VALUE! | 0 | 0 | 0.20123 | 0.20123 | #VALUE! | #VALUE! | #VALUE! | #VALUE! | 0 | 0 | 0.20123 | 0.20123 | #VALUE! | #VALUE! |  |  |  | #VALUE! | #VALUE! | #VALUE! | #VALUE! | #VALUE! | #VALUE! | #VALUE!
Monday | 3 | 14 | 19 | 1747 | 0 | 0 | 0 | 0 | 0 | 0 | 0 | 0 | 0 | 0 | 0 | 0 | 0 | 0 | 0 | 0 | 0 | 0 | 0 | 0 | 0 | 0 | 0 | 0 | 0 | 0 | 0 | 0 | 0 | 0 | 0 | 0 | 0 | 0 | 0 | 0 | 0 | 0 | 0 | 0 |  | 0 | 0 | 0 |  | #VALUE! | #VALUE! | #VALUE! | #VALUE! |  |  | #VALUE! | #VALUE! | 0 | 0 | 0.20123 | 0.20123 | #VALUE! | #VALUE! | #VALUE! | #VALUE! | 0 | 0 | 0.20123 | 0.20123 | #VALUE! | #VALUE! | #VALUE! | #VALUE! | 0 | 0 | 0.20123 | 0.20123 | #VALUE! | #VALUE! |  |  |  | #VALUE! | #VALUE! | #VALUE! | #VALUE! | #VALUE! | #VALUE! | #VALUE!
Monday | 3 | 14 | 20 | 1748 | 0 | 0 | 0 | 0 | 0 | 0 | 0 | 0 | 0 | 0 | 0 | 0 | 0 | 0 | 0 | 0 | 0 | 0 | 0 | 0 | 0 | 0 | 0 | 0 | 0 | 0 | 0 | 0 | 0 | 0 | 0 | 0 | 0 | 0 | 0 | 0 | 0 | 0 | 0 | 0 |  | 0 | 0 | 0 |  | #VALUE! | #VALUE! | #VALUE! | #VALUE! |  |  | #VALUE! | #VALUE! | 0 | 0 | 0.20123 | 0.20123 | #VALUE! | #VALUE! | #VALUE! | #VALUE! | 0 | 0 | 0.20123 | 0.20123 | #VALUE! | #VALUE! | #VALUE! | #VALUE! | 0 | 0 | 0.20123 | 0.20123 | #VALUE! | #VALUE! |  |  |  | #VALUE! | #VALUE! | #VALUE! | #VALUE! | #VALUE! | #VALUE! | #VALUE!
Monday | 3 | 14 | 21 | 1749 | 0 | 0 | 0 | 0 | 0 | 0 | 0 | 0 | 0 | 0 | 0 | 0 | 0 | 0 | 0 | 0 | 0 | 0 | 0 | 0 | 0 | 0 | 0 | 0 | 0 | 0 | 0 | 0 | 0 | 0 | 0 | 0 | 0 | 0 | 0 | 0 | 0 | 0 | 0 | 0 |  | 0 | 0 | 0 |  | #VALUE! | #VALUE! | #VALUE! | #VALUE! |  |  | #VALUE! | #VALUE! | 0 | 0 | 0.20123 | 0.20123 | #VALUE! | #VALUE! | #VALUE! | #VALUE! | 0 | 0 | 0.20123 | 0.20123 | #VALUE! | #VALUE! | #VALUE! | #VALUE! | 0 | 0 | 0.20123 | 0.20123 | #VALUE! | #VALUE! |  |  |  | #VALUE! | #VALUE! | #VALUE! | #VALUE! | #VALUE! | #VALUE! | #VALUE!
Monday | 3 | 14 | 22 | 1750 | 0 | 0 | 0 | 0 | 0 | 0 | 0 | 0 | 0 | 0 | 0 | 0 | 0 | 0 | 0 | 0 | 0 | 0 | 0 | 0 | 0 | 0 | 0 | 0 | 0 | 0 | 0 | 0 | 0 | 0 | 0 | 0 | 0 | 0 | 0 | 0 | 0 | 0 | 0 | 0 |  | 0 | 0 | 0 |  | #VALUE! | #VALUE! | #VALUE! | #VALUE! |  |  | #VALUE! | #VALUE! | 0 | 0 | 0.20123 | 0.20123 | #VALUE! | #VALUE! | #VALUE! | #VALUE! | 0 | 0 | 0.20123 | 0.20123 | #VALUE! | #VALUE! | #VALUE! | #VALUE! | 0 | 0 | 0.20123 | 0.20123 | #VALUE! | #VALUE! |  |  |  | #VALUE! | #VALUE! | #VALUE! | #VALUE! | #VALUE! | #VALUE! | #VALUE!
Monday | 3 | 14 | 23 | 1751 | 0 | 0 | 0 | 0 | 0 | 0 | 0 | 0 | 0 | 0 | 0 | 0 | 0 | 0 | 0 | 0 | 0 | 0 | 0 | 0 | 0 | 0 | 0 | 0 | 0 | 0 | 0 | 0 | 0 | 0 | 0 | 0 | 0 | 0 | 0 | 0 | 0 | 0 | 0 | 0 |  | 0 | 0 | 0 |  | #VALUE! | #VALUE! | #VALUE! | #VALUE! |  |  | #VALUE! | #VALUE! | 0 | 0 | 0.20123 | 0.20123 | #VALUE! | #VALUE! | #VALUE! | #VALUE! | 0 | 0 | 0.20123 | 0.20123 | #VALUE! | #VALUE! | #VALUE! | #VALUE! | 0 | 0 | 0.20123 | 0.20123 | #VALUE! | #VALUE! |  |  |  | #VALUE! | #VALUE! | #VALUE! | #VALUE! | #VALUE! | #VALUE! | #VALUE!
Monday | 3 | 14 | 24 | 1752 | 0 | 0 | 0 | 0 | 0 | 0 | 0 | 0 | 0 | 0 | 0 | 0 | 0 | 0 | 0 | 0 | 0 | 0 | 0 | 0 | 0 | 0 | 0 | 0 | 0 | 0 | 0 | 0 | 0 | 0 | 0 | 0 | 0 | 0 | 0 | 0 | 0 | 0 | 0 | 0 |  | 0 | 0 | 0 |  | #VALUE! | #VALUE! | #VALUE! | #VALUE! |  |  | #VALUE! | #VALUE! | 0 | 0 | 0.20123 | 0.20123 | #VALUE! | #VALUE! | #VALUE! | #VALUE! | 0 | 0 | 0.20123 | 0.20123 | #VALUE! | #VALUE! | #VALUE! | #VALUE! | 0 | 0 | 0.20123 | 0.20123 | #VALUE! | #VALUE! |  |  |  | #VALUE! | #VALUE! | #VALUE! | #VALUE! | #VALUE! | #VALUE! | #VALUE!
Tuesday | 3 | 15 | 1 | 1753 | 0 | 0 | 0 | 0 | 0 | 0 | 0 | 0 | 0 | 0 | 0 | 0 | 0 | 0 | 0 | 0 | 0 | 0 | 0 | 0 | 0 | 0 | 0 | 0 | 0 | 0 | 0 | 0 | 0 | 0 | 0 | 0 | 0 | 0 | 0 | 0 | 0 | 0 | 0 | 0 |  | 0 | 0 | 0 |  | #VALUE! | #VALUE! | #VALUE! | #VALUE! |  |  | #VALUE! | #VALUE! | 0 | 0 | 0.20123 | 0.20123 | #VALUE! | #VALUE! | #VALUE! | #VALUE! | 0 | 0 | 0.20123 | 0.20123 | #VALUE! | #VALUE! | #VALUE! | #VALUE! | 0 | 0 | 0.20123 | 0.20123 | #VALUE! | #VALUE! |  |  |  | #VALUE! | #VALUE! | #VALUE! | #VALUE! | #VALUE! | #VALUE! | #VALUE!
Tuesday | 3 | 15 | 2 | 1754 | 0 | 0 | 0 | 0 | 0 | 0 | 0 | 0 | 0 | 0 | 0 | 0 | 0 | 0 | 0 | 0 | 0 | 0 | 0 | 0 | 0 | 0 | 0 | 0 | 0 | 0 | 0 | 0 | 0 | 0 | 0 | 0 | 0 | 0 | 0 | 0 | 0 | 0 | 0 | 0 |  | 0 | 0 | 0 |  | #VALUE! | #VALUE! | #VALUE! | #VALUE! |  |  | #VALUE! | #VALUE! | 0 | 0 | 0.20123 | 0.20123 | #VALUE! | #VALUE! | #VALUE! | #VALUE! | 0 | 0 | 0.20123 | 0.20123 | #VALUE! | #VALUE! | #VALUE! | #VALUE! | 0 | 0 | 0.20123 | 0.20123 | #VALUE! | #VALUE! |  |  |  | #VALUE! | #VALUE! | #VALUE! | #VALUE! | #VALUE! | #VALUE! | #VALUE!
Tuesday | 3 | 15 | 3 | 1755 | 0 | 0 | 0 | 0 | 0 | 0 | 0 | 0 | 0 | 0 | 0 | 0 | 0 | 0 | 0 | 0 | 0 | 0 | 0 | 0 | 0 | 0 | 0 | 0 | 0.0084636 | 0 | 0 | 0 | 0 | 0 | 0 | 0 | 0 | 0 | 0 | 0 | 0 | 0 | 0 | 0 |  | 0 | 0 | 0 |  | #VALUE! | #VALUE! | #VALUE! | #VALUE! |  |  | #VALUE! | #VALUE! | 0 | 0 | 0.20123 | 0.20123 | #VALUE! | #VALUE! | #VALUE! | #VALUE! | 0 | 0 | 0.20123 | 0.20123 | #VALUE! | #VALUE! | #VALUE! | #VALUE! | 0 | 0 | 0.20123 | 0.20123 | #VALUE! | #VALUE! |  |  |  | #VALUE! | #VALUE! | #VALUE! | #VALUE! | #VALUE! | #VALUE! | #VALUE!
Tuesday | 3 | 15 | 4 | 1756 | 0 | 0 | 0 | 0 | 0 | 0 | 0 | 0 | 0 | 0 | 0 | 0 | 0 | 0 | 0 | 0 | 0 | 0 | 0 | 0 | 0 | 0 | 0 | 0 | 0 | 0 | 0 | 0 | 0 | 0 | 0 | 0 | 0 | 0 | 0 | 0 | 0 | 0 | 0 | 0 |  | 0 | 0 | 0 |  | #VALUE! | #VALUE! | #VALUE! | #VALUE! |  |  | #VALUE! | #VALUE! | 0 | 0 | 0.20123 | 0.20123 | #VALUE! | #VALUE! | #VALUE! | #VALUE! | 0 | 0 | 0.20123 | 0.20123 | #VALUE! | #VALUE! | #VALUE! | #VALUE! | 0 | 0 | 0.20123 | 0.20123 | #VALUE! | #VALUE! |  |  |  | #VALUE! | #VALUE! | #VALUE! | #VALUE! | #VALUE! | #VALUE! | #VALUE!
Tuesday | 3 | 15 | 5 | 1757 | 0 | 0 | 0 | 0 | 0 | 0 | 0 | 0 | 0 | 0 | 0 | 0 | 0 | 0 | 0 | 0 | 0 | 0 | 0 | 0 | 0 | 0 | 0 | 0 | 0 | 0 | 0 | 0 | 0 | 0 | 0 | 0 | 0 | 0 | 0 | 0 | 0 | 0 | 0 | 0 |  | 0 | 0 | 0 |  | #VALUE! | #VALUE! | #VALUE! | #VALUE! |  |  | #VALUE! | #VALUE! | 0 | 0 | 0.20123 | 0.20123 | #VALUE! | #VALUE! | #VALUE! | #VALUE! | 0 | 0 | 0.20123 | 0.20123 | #VALUE! | #VALUE! | #VALUE! | #VALUE! | 0 | 0 | 0.20123 | 0.20123 | #VALUE! | #VALUE! |  |  |  | #VALUE! | #VALUE! | #VALUE! | #VALUE! | #VALUE! | #VALUE! | #VALUE!
Tuesday | 3 | 15 | 6 | 1758 | 0 | 0 | 0 | 0 | 0 | 0 | 0 | 0 | 0 | 0 | 0 | 0 | 0 | 0 | 0 | 0 | 0 | 0 | 0 | 0 | 0 | 0 | 0 | 0 | 0 | 0 | 0 | 0 | 0 | 0 | 0 | 0 | 0 | 0 | 0 | 0 | 0 | 0 | 0 | 0 |  | 0 | 0 | 0 |  | #VALUE! | #VALUE! | #VALUE! | #VALUE! |  |  | #VALUE! | #VALUE! | 0 | 0 | 0.20123 | 0.20123 | #VALUE! | #VALUE! | #VALUE! | #VALUE! | 0 | 0 | 0.20123 | 0.20123 | #VALUE! | #VALUE! | #VALUE! | #VALUE! | 0 | 0 | 0.20123 | 0.20123 | #VALUE! | #VALUE! |  |  |  | #VALUE! | #VALUE! | #VALUE! | #VALUE! | #VALUE! | #VALUE! | #VALUE!
Tuesday | 3 | 15 | 7 | 1759 | 0 | 0 | 0 | 0 | 0 | 0 | 0 | 0 | 0 | 0 | 0 | 0 | 0 | 0 | 0 | 0 | 0 | 0 | 0 | 0 | 0 | 0 | 0 | 0 | 0 | 0 | 0 | 0 | 0 | 0 | 0 | 0 | 0 | 0 | 0 | 0 | 0 | 0 | 0 | 0 |  | 0 | 0 | 0 |  | #VALUE! | #VALUE! | #VALUE! | #VALUE! |  |  | #VALUE! | #VALUE! | 0 | 0 | 0.20123 | 0.20123 | #VALUE! | #VALUE! | #VALUE! | #VALUE! | 0 | 0 | 0.20123 | 0.20123 | #VALUE! | #VALUE! | #VALUE! | #VALUE! | 0 | 0 | 0.20123 | 0.20123 | #VALUE! | #VALUE! |  |  |  | #VALUE! | #VALUE! | #VALUE! | #VALUE! | #VALUE! | #VALUE! | #VALUE!
Tuesday | 3 | 15 | 8 | 1760 | 0 | 0 | 0 | 0 | 0 | 0 | 0 | 0 | 0 | 0 | 0 | 0 | 0 | 0 | 0 | 0 | 0 | 0 | 0 | 0 | 0 | 0 | 0 | 0 | 0 | 0 | 0 | 0 | 0 | 0 | 0 | 0 | 0 | 0 | 0 | 0 | 0 | 0 | 0 | 0 |  | 0 | 0 | 0 |  | #VALUE! | #VALUE! | #VALUE! | #VALUE! |  |  | #VALUE! | #VALUE! | 0 | 0 | 0.20123 | 0.20123 | #VALUE! | #VALUE! | #VALUE! | #VALUE! | 0 | 0 | 0.20123 | 0.20123 | #VALUE! | #VALUE! | #VALUE! | #VALUE! | 0 | 0 | 0.20123 | 0.20123 | #VALUE! | #VALUE! |  |  |  | #VALUE! | #VALUE! | #VALUE! | #VALUE! | #VALUE! | #VALUE! | #VALUE!
Tuesday | 3 | 15 | 9 | 1761 | 0 | 0 | 0 | 0 | 0 | 0 | 0 | 0 | 0 | 0 | 0 | 0 | 0 | 0 | 0 | 0 | 0 | 0 | 0 | 0 | 0 | 0 | 0 | 0 | 0 | 0 | 0 | 0 | 0 | 0 | 0 | 0 | 0 | 0 | 0 | 0 | 0 | 0 | 0 | 0 |  | 0 | 0 | 0 |  | #VALUE! | #VALUE! | #VALUE! | #VALUE! |  |  | #VALUE! | #VALUE! | 0 | 0 | 0.20123 | 0.20123 | #VALUE! | #VALUE! | #VALUE! | #VALUE! | 0 | 0 | 0.20123 | 0.20123 | #VALUE! | #VALUE! | #VALUE! | #VALUE! | 0 | 0 | 0.20123 | 0.20123 | #VALUE! | #VALUE! |  |  |  | #VALUE! | #VALUE! | #VALUE! | #VALUE! | #VALUE! | #VALUE! | #VALUE!
Tuesday | 3 | 15 | 10 | 1762 | 0 | 0 | 0 | 0 | 0 | 0 | 0 | 0 | 0 | 0 | 0 | 0 | 0 | 0 | 0 | 0 | 0 | 0 | 0 | 0 | 0 | 0 | 0 | 0 | 0 | 0 | 0 | 0 | 0 | 0 | 0 | 0 | 0 | 0 | 0 | 0 | 0 | 0 | 0 | 0 |  | 0 | 0 | 0 |  | #VALUE! | #VALUE! | #VALUE! | #VALUE! |  |  | #VALUE! | #VALUE! | 0 | 0 | 0.20123 | 0.20123 | #VALUE! | #VALUE! | #VALUE! | #VALUE! | 0 | 0 | 0.20123 | 0.20123 | #VALUE! | #VALUE! | #VALUE! | #VALUE! | 0 | 0 | 0.20123 | 0.20123 | #VALUE! | #VALUE! |  |  |  | #VALUE! | #VALUE! | #VALUE! | #VALUE! | #VALUE! | #VALUE! | #VALUE!
Tuesday | 3 | 15 | 11 | 1763 | 0 | 0 | 0 | 0 | 0 | 0 | 0 | 0 | 0 | 0 | 0 | 0 | 0 | 0 | 0 | 0 | 0 | 0 | 0 | 0 | 0 | 0 | 0 | 0 | 0 | 0 | 0 | 0 | 0 | 0 | 0 | 0 | 0 | 0 | 0 | 0 | 0 | 0 | 0 | 0 |  | 0 | 0 | 0 |  | #VALUE! | #VALUE! | #VALUE! | #VALUE! |  |  | #VALUE! | #VALUE! | 0 | 0 | 0.20123 | 0.20123 | #VALUE! | #VALUE! | #VALUE! | #VALUE! | 0 | 0 | 0.20123 | 0.20123 | #VALUE! | #VALUE! | #VALUE! | #VALUE! | 0 | 0 | 0.20123 | 0.20123 | #VALUE! | #VALUE! |  |  |  | #VALUE! | #VALUE! | #VALUE! | #VALUE! | #VALUE! | #VALUE! | #VALUE!
Tuesday | 3 | 15 | 12 | 1764 | 0 | 0 | 0 | 0 | 0 | 0 | 0 | 0 | 0 | 0 | 0 | 0 | 0 | 0 | 0 | 0 | 0 | 0 | 0 | 0 | 0 | 0 | 0 | 0 | 0 | 0 | 0 | 0 | 0 | 0 | 0 | 0 | 0 | 0 | 0 | 0 | 0 | 0 | 0 | 0 |  | 0 | 0 | 0 |  | #VALUE! | #VALUE! | #VALUE! | #VALUE! |  |  | #VALUE! | #VALUE! | 0 | 0 | 0.20123 | 0.20123 | #VALUE! | #VALUE! | #VALUE! | #VALUE! | 0 | 0 | 0.20123 | 0.20123 | #VALUE! | #VALUE! | #VALUE! | #VALUE! | 0 | 0 | 0.20123 | 0.20123 | #VALUE! | #VALUE! |  |  |  | #VALUE! | #VALUE! | #VALUE! | #VALUE! | #VALUE! | #VALUE! | #VALUE!
Tuesday | 3 | 15 | 13 | 1765 | 0 | 0 | 0 | 0 | 0 | 0 | 0 | 0 | 0 | 0 | 0 | 0 | 0 | 0 | 0 | 0 | 0 | 0 | 0 | 0 | 0 | 0 | 0 | 0 | 0 | 0 | 0 | 0 | 0 | 0 | 0 | 0 | 0 | 0 | 0 | 0 | 0 | 0 | 0 | 0 |  | 0 | 0 | 0 |  | #VALUE! | #VALUE! | #VALUE! | #VALUE! |  |  | #VALUE! | #VALUE! | 0 | 0 | 0.20123 | 0.20123 | #VALUE! | #VALUE! | #VALUE! | #VALUE! | 0 | 0 | 0.20123 | 0.20123 | #VALUE! | #VALUE! | #VALUE! | #VALUE! | 0 | 0 | 0.20123 | 0.20123 | #VALUE! | #VALUE! |  |  |  | #VALUE! | #VALUE! | #VALUE! | #VALUE! | #VALUE! | #VALUE! | #VALUE!
Tuesday | 3 | 15 | 14 | 1766 | 0 | 0 | 0 | 0 | 0 | 0 | 0 | 0 | 0 | 0 | 0 | 0 | 0 | 0 | 0 | 0 | 0 | 0 | 0 | 0 | 0 | 0 | 0 | 0 | 0 | 0 | 0 | 0 | 0 | 0 | 0 | 0 | 0 | 0 | 0 | 0 | 0 | 0 | 0 | 0 |  | 0 | 0 | 0 |  | #VALUE! | #VALUE! | #VALUE! | #VALUE! |  |  | #VALUE! | #VALUE! | 0 | 0 | 0.20123 | 0.20123 | #VALUE! | #VALUE! | #VALUE! | #VALUE! | 0 | 0 | 0.20123 | 0.20123 | #VALUE! | #VALUE! | #VALUE! | #VALUE! | 0 | 0 | 0.20123 | 0.20123 | #VALUE! | #VALUE! |  |  |  | #VALUE! | #VALUE! | #VALUE! | #VALUE! | #VALUE! | #VALUE! | #VALUE!
Tuesday | 3 | 15 | 15 | 1767 | 0 | 0 | 0 | 0 | 0 | 0 | 0 | 0 | 0 | 0 | 0 | 0 | 0 | 0 | 0 | 0 | 0 | 0 | 0 | 0 | 0 | 0 | 0 | 0 | 0 | 0 | 0 | 0 | 0 | 0 | 0 | 0 | 0 | 0 | 0 | 0 | 0 | 0 | 0 | 0 |  | 0 | 0 | 0 |  | #VALUE! | #VALUE! | #VALUE! | #VALUE! |  |  | #VALUE! | #VALUE! | 0 | 0 | 0.20123 | 0.20123 | #VALUE! | #VALUE! | #VALUE! | #VALUE! | 0 | 0 | 0.20123 | 0.20123 | #VALUE! | #VALUE! | #VALUE! | #VALUE! | 0 | 0 | 0.20123 | 0.20123 | #VALUE! | #VALUE! |  |  |  | #VALUE! | #VALUE! | #VALUE! | #VALUE! | #VALUE! | #VALUE! | #VALUE!
Tuesday | 3 | 15 | 16 | 1768 | 0 | 0 | 0 | 0 | 0 | 0 | 0 | 0 | 0 | 0 | 0 | 0 | 0 | 0 | 0 | 0 | 0 | 0 | 0 | 0 | 0 | 0 | 0 | 0 | 0 | 0 | 0 | 0 | 0 | 0 | 0 | 0 | 0 | 0 | 0 | 0 | 0 | 0 | 0 | 0 |  | 0 | 0 | 0 |  | #VALUE! | #VALUE! | #VALUE! | #VALUE! |  |  | #VALUE! | #VALUE! | 0 | 0 | 0.20123 | 0.20123 | #VALUE! | #VALUE! | #VALUE! | #VALUE! | 0 | 0 | 0.20123 | 0.20123 | #VALUE! | #VALUE! | #VALUE! | #VALUE! | 0 | 0 | 0.20123 | 0.20123 | #VALUE! | #VALUE! |  |  |  | #VALUE! | #VALUE! | #VALUE! | #VALUE! | #VALUE! | #VALUE! | #VALUE!
Tuesday | 3 | 15 | 17 | 1769 | 0 | 0 | 0 | 0 | 0 | 0 | 0 | 0 | 0 | 0 | 0 | 0 | 0 | 0 | 0 | 0 | 0 | 0 | 0 | 0 | 0 | 0 | 0 | 0 | 0 | 0 | 0 | 0 | 0 | 0 | 0 | 0 | 0 | 0 | 0 | 0 | 0 | 0 | 0 | 0 |  | 0 | 0 | 0 |  | #VALUE! | #VALUE! | #VALUE! | #VALUE! |  |  | #VALUE! | #VALUE! | 0 | 0 | 0.20123 | 0.20123 | #VALUE! | #VALUE! | #VALUE! | #VALUE! | 0 | 0 | 0.20123 | 0.20123 | #VALUE! | #VALUE! | #VALUE! | #VALUE! | 0 | 0 | 0.20123 | 0.20123 | #VALUE! | #VALUE! |  |  |  | #VALUE! | #VALUE! | #VALUE! | #VALUE! | #VALUE! | #VALUE! | #VALUE!
Tuesday | 3 | 15 | 18 | 1770 | 0 | 0 | 0 | 0 | 0 | 0 | 0 | 0 | 0 | 0 | 0 | 0 | 0 | 0 | 0 | 0 | 0 | 0 | 0 | 0 | 0 | 0 | 0 | 0 | 0 | 0 | 0 | 0 | 0 | 0 | 0 | 0 | 0 | 0 | 0 | 0 | 0 | 0 | 0 | 0 |  | 0 | 0 | 0 |  | #VALUE! | #VALUE! | #VALUE! | #VALUE! |  |  | #VALUE! | #VALUE! | 0 | 0 | 0.20123 | 0.20123 | #VALUE! | #VALUE! | #VALUE! | #VALUE! | 0 | 0 | 0.20123 | 0.20123 | #VALUE! | #VALUE! | #VALUE! | #VALUE! | 0 | 0 | 0.20123 | 0.20123 | #VALUE! | #VALUE! |  |  |  | #VALUE! | #VALUE! | #VALUE! | #VALUE! | #VALUE! | #VALUE! | #VALUE!
Tuesday | 3 | 15 | 19 | 1771 | 0 | 0 | 0 | 0 | 0 | 0 | 0 | 0 | 0 | 0 | 0 | 0 | 0 | 0 | 0 | 0 | 0 | 0 | 0 | 0 | 0 | 0 | 0 | 0 | 0 | 0 | 0 | 0 | 0 | 0 | 0 | 0 | 0 | 0 | 0 | 0 | 0 | 0 | 0 | 0 |  | 0 | 0 | 0 |  | #VALUE! | #VALUE! | #VALUE! | #VALUE! |  |  | #VALUE! | #VALUE! | 0 | 0 | 0.20123 | 0.20123 | #VALUE! | #VALUE! | #VALUE! | #VALUE! | 0 | 0 | 0.20123 | 0.20123 | #VALUE! | #VALUE! | #VALUE! | #VALUE! | 0 | 0 | 0.20123 | 0.20123 | #VALUE! | #VALUE! |  |  |  | #VALUE! | #VALUE! | #VALUE! | #VALUE! | #VALUE! | #VALUE! | #VALUE!
Tuesday | 3 | 15 | 20 | 1772 | 0 | 0 | 0 | 0 | 0 | 0 | 0 | 0 | 0 | 0 | 0 | 0 | 0 | 0 | 0 | 0 | 0 | 0 | 0 | 0 | 0 | 0 | 0 | 0 | 0 | 0 | 0 | 0 | 0 | 0 | 0 | 0 | 0 | 0 | 0 | 0 | 0 | 0 | 0 | 0 |  | 0 | 0 | 0 |  | #VALUE! | #VALUE! | #VALUE! | #VALUE! |  |  | #VALUE! | #VALUE! | 0 | 0 | 0.20123 | 0.20123 | #VALUE! | #VALUE! | #VALUE! | #VALUE! | 0 | 0 | 0.20123 | 0.20123 | #VALUE! | #VALUE! | #VALUE! | #VALUE! | 0 | 0 | 0.20123 | 0.20123 | #VALUE! | #VALUE! |  |  |  | #VALUE! | #VALUE! | #VALUE! | #VALUE! | #VALUE! | #VALUE! | #VALUE!
Tuesday | 3 | 15 | 21 | 1773 | 0 | 0 | 0 | 0 | 0 | 0 | 0 | 0 | 0 | 0 | 0 | 0 | 0 | 0 | 0 | 0 | 0 | 0 | 0 | 0 | 0 | 0 | 0 | 0 | 0 | 0 | 0 | 0 | 0 | 0 | 0 | 0 | 0 | 0 | 0 | 0 | 0 | 0 | 0 | 0 |  | 0 | 0 | 0 |  | #VALUE! | #VALUE! | #VALUE! | #VALUE! |  |  | #VALUE! | #VALUE! | 0 | 0 | 0.20123 | 0.20123 | #VALUE! | #VALUE! | #VALUE! | #VALUE! | 0 | 0 | 0.20123 | 0.20123 | #VALUE! | #VALUE! | #VALUE! | #VALUE! | 0 | 0 | 0.20123 | 0.20123 | #VALUE! | #VALUE! |  |  |  | #VALUE! | #VALUE! | #VALUE! | #VALUE! | #VALUE! | #VALUE! | #VALUE!
Tuesday | 3 | 15 | 22 | 1774 | 0 | 0 | 0 | 0 | 0 | 0 | 0 | 0 | 0 | 0 | 0 | 0 | 0 | 0 | 0 | 0 | 0 | 0 | 0 | 0 | 0 | 0 | 0 | 0 | 0 | 0 | 0 | 0 | 0 | 0 | 0 | 0 | 0 | 0 | 0 | 0 | 0 | 0 | 0 | 0 |  | 0 | 0 | 0 |  | #VALUE! | #VALUE! | #VALUE! | #VALUE! |  |  | #VALUE! | #VALUE! | 0 | 0 | 0.20123 | 0.20123 | #VALUE! | #VALUE! | #VALUE! | #VALUE! | 0 | 0 | 0.20123 | 0.20123 | #VALUE! | #VALUE! | #VALUE! | #VALUE! | 0 | 0 | 0.20123 | 0.20123 | #VALUE! | #VALUE! |  |  |  | #VALUE! | #VALUE! | #VALUE! | #VALUE! | #VALUE! | #VALUE! | #VALUE!
Tuesday | 3 | 15 | 23 | 1775 | 0 | 0 | 0 | 0 | 0 | 0 | 0 | 0 | 0 | 0 | 0 | 0 | 0 | 0 | 0 | 0 | 0 | 0 | 0 | 0 | 0 | 0 | 0 | 0 | 0 | 0 | 0 | 0 | 0 | 0 | 0 | 0 | 0 | 0 | 0 | 0 | 0 | 0 | 0 | 0 |  | 0 | 0 | 0 |  | #VALUE! | #VALUE! | #VALUE! | #VALUE! |  |  | #VALUE! | #VALUE! | 0 | 0 | 0.20123 | 0.20123 | #VALUE! | #VALUE! | #VALUE! | #VALUE! | 0 | 0 | 0.20123 | 0.20123 | #VALUE! | #VALUE! | #VALUE! | #VALUE! | 0 | 0 | 0.20123 | 0.20123 | #VALUE! | #VALUE! |  |  |  | #VALUE! | #VALUE! | #VALUE! | #VALUE! | #VALUE! | #VALUE! | #VALUE!
Tuesday | 3 | 15 | 24 | 1776 | 0 | 0 | 0 | 0 | 0 | 0 | 0 | 0 | 0 | 0 | 0 | 0 | 0 | 0 | 0 | 0 | 0 | 0 | 0 | 0 | 0 | 0 | 0 | 0 | 0 | 0 | 0 | 0 | 0 | 0 | 0 | 0 | 0 | 0 | 0 | 0 | 0 | 0 | 0 | 0 |  | 0 | 0 | 0 |  | #VALUE! | #VALUE! | #VALUE! | #VALUE! |  |  | #VALUE! | #VALUE! | 0 | 0 | 0.20123 | 0.20123 | #VALUE! | #VALUE! | #VALUE! | #VALUE! | 0 | 0 | 0.20123 | 0.20123 | #VALUE! | #VALUE! | #VALUE! | #VALUE! | 0 | 0 | 0.20123 | 0.20123 | #VALUE! | #VALUE! |  |  |  | #VALUE! | #VALUE! | #VALUE! | #VALUE! | #VALUE! | #VALUE! | #VALUE!
Wednesday | 3 | 16 | 1 | 1777 | 0 | 0 | 0 | 0 | 0 | 0 | 0 | 0 | 0 | 0 | 0 | 0 | 0 | 0 | 0 | 0 | 0 | 0 | 0 | 0 | 0 | 0 | 0 | 0 | 0 | 0 | 0 | 0 | 0 | 0 | 0 | 0 | 0 | 0 | 0 | 0 | 0 | 0 | 0 | 0 |  | 0 | 0 | 0 |  | #VALUE! | #VALUE! | #VALUE! | #VALUE! |  |  | #VALUE! | #VALUE! | 0 | 0 | 0.20123 | 0.20123 | #VALUE! | #VALUE! | #VALUE! | #VALUE! | 0 | 0 | 0.20123 | 0.20123 | #VALUE! | #VALUE! | #VALUE! | #VALUE! | 0 | 0 | 0.20123 | 0.20123 | #VALUE! | #VALUE! |  |  |  | #VALUE! | #VALUE! | #VALUE! | #VALUE! | #VALUE! | #VALUE! | #VALUE!
Wednesday | 3 | 16 | 2 | 1778 | 0 | 0 | 0 | 0 | 0 | 0 | 0 | 0 | 0 | 0 | 0 | 0 | 0 | 0 | 0 | 0 | 0 | 0 | 0 | 0 | 0 | 0 | 0 | 0 | 0.0015136 | 0 | 0 | 0 | 0 | 0 | 0 | 0 | 0 | 0 | 0 | 0 | 0 | 0 | 0 | 0 |  | 0 | 0 | 0 |  | #VALUE! | #VALUE! | #VALUE! | #VALUE! |  |  | #VALUE! | #VALUE! | 0 | 0 | 0.20123 | 0.20123 | #VALUE! | #VALUE! | #VALUE! | #VALUE! | 0 | 0 | 0.20123 | 0.20123 | #VALUE! | #VALUE! | #VALUE! | #VALUE! | 0 | 0 | 0.20123 | 0.20123 | #VALUE! | #VALUE! |  |  |  | #VALUE! | #VALUE! | #VALUE! | #VALUE! | #VALUE! | #VALUE! | #VALUE!
Wednesday | 3 | 16 | 3 | 1779 | 0 | 0 | 0 | 0 | 0 | 0 | 0 | 0 | 0 | 0 | 0 | 0 | 0 | 0 | 0 | 0 | 0 | 0 | 0 | 0 | 0 | 0 | 0 | 0 | 0.010215 | 0 | 0 | 0 | 0 | 0 | 0 | 0 | 0 | 0 | 0 | 0 | 0 | 0 | 0 | 0 |  | 0 | 0 | 0 |  | #VALUE! | #VALUE! | #VALUE! | #VALUE! |  |  | #VALUE! | #VALUE! | 0 | 0 | 0.20123 | 0.20123 | #VALUE! | #VALUE! | #VALUE! | #VALUE! | 0 | 0 | 0.20123 | 0.20123 | #VALUE! | #VALUE! | #VALUE! | #VALUE! | 0 | 0 | 0.20123 | 0.20123 | #VALUE! | #VALUE! |  |  |  | #VALUE! | #VALUE! | #VALUE! | #VALUE! | #VALUE! | #VALUE! | #VALUE!
Wednesday | 3 | 16 | 4 | 1780 | 0 | 0 | 0 | 0 | 0 | 0 | 0 | 0 | 0 | 0 | 0 | 0 | 0 | 0 | 0 | 0 | 0 | 0 | 0 | 0 | 0 | 0 | 0 | 0 | 0 | 0 | 0 | 0 | 0 | 0 | 0 | 0 | 0 | 0 | 0 | 0 | 0 | 0 | 0 | 0 |  | 0 | 0 | 0 |  | #VALUE! | #VALUE! | #VALUE! | #VALUE! |  |  | #VALUE! | #VALUE! | 0 | 0 | 0.20123 | 0.20123 | #VALUE! | #VALUE! | #VALUE! | #VALUE! | 0 | 0 | 0.20123 | 0.20123 | #VALUE! | #VALUE! | #VALUE! | #VALUE! | 0 | 0 | 0.20123 | 0.20123 | #VALUE! | #VALUE! |  |  |  | #VALUE! | #VALUE! | #VALUE! | #VALUE! | #VALUE! | #VALUE! | #VALUE!
Wednesday | 3 | 16 | 5 | 1781 | 0 | 0 | 0 | 0 | 0 | 0 | 0 | 0 | 0 | 0 | 0 | 0 | 0 | 0 | 0 | 0 | 0 | 0 | 0 | 0 | 0 | 0 | 0 | 0 | 0 | 0 | 0 | 0 | 0 | 0 | 0 | 0 | 0 | 0 | 0 | 0 | 0 | 0 | 0 | 0 |  | 0 | 0 | 0 |  | #VALUE! | #VALUE! | #VALUE! | #VALUE! |  |  | #VALUE! | #VALUE! | 0 | 0 | 0.20123 | 0.20123 | #VALUE! | #VALUE! | #VALUE! | #VALUE! | 0 | 0 | 0.20123 | 0.20123 | #VALUE! | #VALUE! | #VALUE! | #VALUE! | 0 | 0 | 0.20123 | 0.20123 | #VALUE! | #VALUE! |  |  |  | #VALUE! | #VALUE! | #VALUE! | #VALUE! | #VALUE! | #VALUE! | #VALUE!
Wednesday | 3 | 16 | 6 | 1782 | 0 | 0 | 0 | 0 | 0 | 0 | 0 | 0 | 0 | 0 | 0 | 0 | 0 | 0 | 0 | 0 | 0 | 0 | 0 | 0 | 0 | 0 | 0 | 0 | 0 | 0 | 0 | 0 | 0 | 0 | 0 | 0 | 0 | 0 | 0 | 0 | 0 | 0 | 0 | 0 |  | 0 | 0 | 0 |  | #VALUE! | #VALUE! | #VALUE! | #VALUE! |  |  | #VALUE! | #VALUE! | 0 | 0 | 0.20123 | 0.20123 | #VALUE! | #VALUE! | #VALUE! | #VALUE! | 0 | 0 | 0.20123 | 0.20123 | #VALUE! | #VALUE! | #VALUE! | #VALUE! | 0 | 0 | 0.20123 | 0.20123 | #VALUE! | #VALUE! |  |  |  | #VALUE! | #VALUE! | #VALUE! | #VALUE! | #VALUE! | #VALUE! | #VALUE!
Wednesday | 3 | 16 | 7 | 1783 | 0 | 0 | 0 | 0 | 0 | 0 | 0 | 0 | 0 | 0 | 0 | 0 | 0 | 0 | 0 | 0 | 0 | 0 | 0 | 0 | 0 | 0 | 0 | 0 | 0 | 0 | 0 | 0 | 0 | 0 | 0 | 0 | 0 | 0 | 0 | 0 | 0 | 0 | 0 | 0 |  | 0 | 0 | 0 |  | #VALUE! | #VALUE! | #VALUE! | #VALUE! |  |  | #VALUE! | #VALUE! | 0 | 0 | 0.20123 | 0.20123 | #VALUE! | #VALUE! | #VALUE! | #VALUE! | 0 | 0 | 0.20123 | 0.20123 | #VALUE! | #VALUE! | #VALUE! | #VALUE! | 0 | 0 | 0.20123 | 0.20123 | #VALUE! | #VALUE! |  |  |  | #VALUE! | #VALUE! | #VALUE! | #VALUE! | #VALUE! | #VALUE! | #VALUE!
Wednesday | 3 | 16 | 8 | 1784 | 0 | 0 | 0 | 0 | 0 | 0 | 0 | 0 | 0 | 0 | 0 | 0 | 0 | 0 | 0 | 0 | 0 | 0 | 0 | 0 | 0 | 0 | 0 | 0 | 0 | 0 | 0 | 0 | 0 | 0 | 0 | 0 | 0 | 0 | 0 | 0 | 0 | 0 | 0 | 0 |  | 0 | 0 | 0 |  | #VALUE! | #VALUE! | #VALUE! | #VALUE! |  |  | #VALUE! | #VALUE! | 0 | 0 | 0.20123 | 0.20123 | #VALUE! | #VALUE! | #VALUE! | #VALUE! | 0 | 0 | 0.20123 | 0.20123 | #VALUE! | #VALUE! | #VALUE! | #VALUE! | 0 | 0 | 0.20123 | 0.20123 | #VALUE! | #VALUE! |  |  |  | #VALUE! | #VALUE! | #VALUE! | #VALUE! | #VALUE! | #VALUE! | #VALUE!
Wednesday | 3 | 16 | 9 | 1785 | 0 | 0 | 0 | 0 | 0 | 0 | 0 | 0 | 0 | 0 | 0 | 0 | 0 | 0 | 0 | 0 | 0 | 0 | 0 | 0 | 0 | 0 | 0 | 0 | 0 | 0 | 0 | 0 | 0 | 0 | 0 | 0 | 0 | 0 | 0 | 0 | 0 | 0 | 0 | 0 |  | 0 | 0 | 0 |  | #VALUE! | #VALUE! | #VALUE! | #VALUE! |  |  | #VALUE! | #VALUE! | 0 | 0 | 0.20123 | 0.20123 | #VALUE! | #VALUE! | #VALUE! | #VALUE! | 0 | 0 | 0.20123 | 0.20123 | #VALUE! | #VALUE! | #VALUE! | #VALUE! | 0 | 0 | 0.20123 | 0.20123 | #VALUE! | #VALUE! |  |  |  | #VALUE! | #VALUE! | #VALUE! | #VALUE! | #VALUE! | #VALUE! | #VALUE!
Wednesday | 3 | 16 | 10 | 1786 | 0 | 0 | 0 | 0 | 0 | 0 | 0 | 0 | 0 | 0 | 0 | 0 | 0 | 0 | 0 | 0 | 0 | 0 | 0 | 0 | 0 | 0 | 0 | 0 | 0 | 0 | 0 | 0 | 0 | 0 | 0 | 0 | 0 | 0 | 0 | 0 | 0 | 0 | 0 | 0 |  | 0 | 0 | 0 |  | #VALUE! | #VALUE! | #VALUE! | #VALUE! |  |  | #VALUE! | #VALUE! | 0 | 0 | 0.20123 | 0.20123 | #VALUE! | #VALUE! | #VALUE! | #VALUE! | 0 | 0 | 0.20123 | 0.20123 | #VALUE! | #VALUE! | #VALUE! | #VALUE! | 0 | 0 | 0.20123 | 0.20123 | #VALUE! | #VALUE! |  |  |  | #VALUE! | #VALUE! | #VALUE! | #VALUE! | #VALUE! | #VALUE! | #VALUE!
Wednesday | 3 | 16 | 11 | 1787 | 0 | 0 | 0 | 0 | 0 | 0 | 0 | 0 | 0 | 0 | 0 | 0 | 0 | 0 | 0 | 0 | 0 | 0 | 0 | 0 | 0 | 0 | 0 | 0 | 0 | 0 | 0 | 0 | 0 | 0 | 0 | 0 | 0 | 0 | 0 | 0 | 0 | 0 | 0 | 0 |  | 0 | 0 | 0 |  | #VALUE! | #VALUE! | #VALUE! | #VALUE! |  |  | #VALUE! | #VALUE! | 0 | 0 | 0.20123 | 0.20123 | #VALUE! | #VALUE! | #VALUE! | #VALUE! | 0 | 0 | 0.20123 | 0.20123 | #VALUE! | #VALUE! | #VALUE! | #VALUE! | 0 | 0 | 0.20123 | 0.20123 | #VALUE! | #VALUE! |  |  |  | #VALUE! | #VALUE! | #VALUE! | #VALUE! | #VALUE! | #VALUE! | #VALUE!
Wednesday | 3 | 16 | 12 | 1788 | 0 | 0 | 0 | 0 | 0 | 0 | 0 | 0 | 0 | 0 | 0 | 0 | 0 | 0 | 0 | 0 | 0 | 0 | 0 | 0 | 0 | 0 | 0 | 0 | 0 | 0 | 0 | 0 | 0 | 0 | 0 | 0 | 0 | 0 | 0 | 0 | 0 | 0 | 0 | 0 |  | 0 | 0 | 0 |  | #VALUE! | #VALUE! | #VALUE! | #VALUE! |  |  | #VALUE! | #VALUE! | 0 | 0 | 0.20123 | 0.20123 | #VALUE! | #VALUE! | #VALUE! | #VALUE! | 0 | 0 | 0.20123 | 0.20123 | #VALUE! | #VALUE! | #VALUE! | #VALUE! | 0 | 0 | 0.20123 | 0.20123 | #VALUE! | #VALUE! |  |  |  | #VALUE! | #VALUE! | #VALUE! | #VALUE! | #VALUE! | #VALUE! | #VALUE!
Wednesday | 3 | 16 | 13 | 1789 | 0 | 0 | 0 | 0 | 0 | 0 | 0 | 0 | 0 | 0 | 0 | 0 | 0 | 0 | 0 | 0 | 0 | 0 | 0 | 0 | 0 | 0 | 0 | 0 | 0 | 0 | 0 | 0 | 0 | 0 | 0 | 0 | 0 | 0 | 0 | 0 | 0 | 0 | 0 | 0 |  | 0 | 0 | 0 |  | #VALUE! | #VALUE! | #VALUE! | #VALUE! |  |  | #VALUE! | #VALUE! | 0 | 0 | 0.20123 | 0.20123 | #VALUE! | #VALUE! | #VALUE! | #VALUE! | 0 | 0 | 0.20123 | 0.20123 | #VALUE! | #VALUE! | #VALUE! | #VALUE! | 0 | 0 | 0.20123 | 0.20123 | #VALUE! | #VALUE! |  |  |  | #VALUE! | #VALUE! | #VALUE! | #VALUE! | #VALUE! | #VALUE! | #VALUE!
Wednesday | 3 | 16 | 14 | 1790 | 0 | 0 | 0 | 0 | 0 | 0 | 0 | 0 | 0 | 0 | 0 | 0 | 0 | 0 | 0 | 0 | 0 | 0 | 0 | 0 | 0 | 0 | 0 | 0 | 0 | 0 | 0 | 0 | 0 | 0 | 0 | 0 | 0 | 0 | 0 | 0 | 0 | 0 | 0 | 0 |  | 0 | 0 | 0 |  | #VALUE! | #VALUE! | #VALUE! | #VALUE! |  |  | #VALUE! | #VALUE! | 0 | 0 | 0.20123 | 0.20123 | #VALUE! | #VALUE! | #VALUE! | #VALUE! | 0 | 0 | 0.20123 | 0.20123 | #VALUE! | #VALUE! | #VALUE! | #VALUE! | 0 | 0 | 0.20123 | 0.20123 | #VALUE! | #VALUE! |  |  |  | #VALUE! | #VALUE! | #VALUE! | #VALUE! | #VALUE! | #VALUE! | #VALUE!
Wednesday | 3 | 16 | 15 | 1791 | 0 | 0 | 0 | 0 | 0 | 0 | 0 | 0 | 0 | 0 | 0 | 0 | 0 | 0 | 0 | 0 | 0 | 0 | 0 | 0 | 0 | 0 | 0 | 0 | 0 | 0 | 0 | 0 | 0 | 0 | 0 | 0 | 0 | 0 | 0 | 0 | 0 | 0 | 0 | 0 |  | 0 | 0 | 0 |  | #VALUE! | #VALUE! | #VALUE! | #VALUE! |  |  | #VALUE! | #VALUE! | 0 | 0 | 0.20123 | 0.20123 | #VALUE! | #VALUE! | #VALUE! | #VALUE! | 0 | 0 | 0.20123 | 0.20123 | #VALUE! | #VALUE! | #VALUE! | #VALUE! | 0 | 0 | 0.20123 | 0.20123 | #VALUE! | #VALUE! |  |  |  | #VALUE! | #VALUE! | #VALUE! | #VALUE! | #VALUE! | #VALUE! | #VALUE!
Wednesday | 3 | 16 | 16 | 1792 | 0 | 0 | 0 | 0 | 0 | 0 | 0 | 0 | 0 | 0 | 0 | 0 | 0 | 0 | 0 | 0 | 0 | 0 | 0 | 0 | 0 | 0 | 0 | 0 | 0 | 0 | 0 | 0 | 0 | 0 | 0 | 0 | 0 | 0 | 0 | 0 | 0 | 0 | 0 | 0 |  | 0 | 0 | 0 |  | #VALUE! | #VALUE! | #VALUE! | #VALUE! |  |  | #VALUE! | #VALUE! | 0 | 0 | 0.20123 | 0.20123 | #VALUE! | #VALUE! | #VALUE! | #VALUE! | 0 | 0 | 0.20123 | 0.20123 | #VALUE! | #VALUE! | #VALUE! | #VALUE! | 0 | 0 | 0.20123 | 0.20123 | #VALUE! | #VALUE! |  |  |  | #VALUE! | #VALUE! | #VALUE! | #VALUE! | #VALUE! | #VALUE! | #VALUE!
Wednesday | 3 | 16 | 17 | 1793 | 0 | 0 | 0 | 0 | 0 | 0 | 0 | 0 | 0 | 0 | 0 | 0 | 0 | 0 | 0 | 0 | 0 | 0 | 0 | 0 | 0 | 0 | 0 | 0 | 0 | 0 | 0 | 0 | 0 | 0 | 0 | 0 | 0 | 0 | 0 | 0 | 0 | 0 | 0 | 0 |  | 0 | 0 | 0 |  | #VALUE! | #VALUE! | #VALUE! | #VALUE! |  |  | #VALUE! | #VALUE! | 0 | 0 | 0.20123 | 0.20123 | #VALUE! | #VALUE! | #VALUE! | #VALUE! | 0 | 0 | 0.20123 | 0.20123 | #VALUE! | #VALUE! | #VALUE! | #VALUE! | 0 | 0 | 0.20123 | 0.20123 | #VALUE! | #VALUE! |  |  |  | #VALUE! | #VALUE! | #VALUE! | #VALUE! | #VALUE! | #VALUE! | #VALUE!
Wednesday | 3 | 16 | 18 | 1794 | 0 | 0 | 0 | 0 | 0 | 0 | 0 | 0 | 0 | 0 | 0 | 0 | 0 | 0 | 0 | 0 | 0 | 0 | 0 | 0 | 0 | 0 | 0 | 0 | 0 | 0 | 0 | 0 | 0 | 0 | 0 | 0 | 0 | 0 | 0 | 0 | 0 | 0 | 0 | 0 |  | 0 | 0 | 0 |  | #VALUE! | #VALUE! | #VALUE! | #VALUE! |  |  | #VALUE! | #VALUE! | 0 | 0 | 0.20123 | 0.20123 | #VALUE! | #VALUE! | #VALUE! | #VALUE! | 0 | 0 | 0.20123 | 0.20123 | #VALUE! | #VALUE! | #VALUE! | #VALUE! | 0 | 0 | 0.20123 | 0.20123 | #VALUE! | #VALUE! |  |  |  | #VALUE! | #VALUE! | #VALUE! | #VALUE! | #VALUE! | #VALUE! | #VALUE!
Wednesday | 3 | 16 | 19 | 1795 | 0 | 0 | 0 | 0 | 0 | 0 | 0 | 0 | 0 | 0 | 0 | 0 | 0 | 0 | 0 | 0 | 0 | 0 | 0 | 0 | 0 | 0 | 0 | 0 | 0 | 0 | 0 | 0 | 0 | 0 | 0 | 0 | 0 | 0 | 0 | 0 | 0 | 0 | 0 | 0 |  | 0 | 0 | 0 |  | #VALUE! | #VALUE! | #VALUE! | #VALUE! |  |  | #VALUE! | #VALUE! | 0 | 0 | 0.20123 | 0.20123 | #VALUE! | #VALUE! | #VALUE! | #VALUE! | 0 | 0 | 0.20123 | 0.20123 | #VALUE! | #VALUE! | #VALUE! | #VALUE! | 0 | 0 | 0.20123 | 0.20123 | #VALUE! | #VALUE! |  |  |  | #VALUE! | #VALUE! | #VALUE! | #VALUE! | #VALUE! | #VALUE! | #VALUE!
Wednesday | 3 | 16 | 20 | 1796 | 0 | 0 | 0 | 0 | 0 | 0 | 0 | 0 | 0 | 0 | 0 | 0 | 0 | 0 | 0 | 0 | 0 | 0 | 0 | 0 | 0 | 0 | 0 | 0 | 0 | 0 | 0 | 0 | 0 | 0 | 0 | 0 | 0 | 0 | 0 | 0 | 0 | 0 | 0 | 0 |  | 0 | 0 | 0 |  | #VALUE! | #VALUE! | #VALUE! | #VALUE! |  |  | #VALUE! | #VALUE! | 0 | 0 | 0.20123 | 0.20123 | #VALUE! | #VALUE! | #VALUE! | #VALUE! | 0 | 0 | 0.20123 | 0.20123 | #VALUE! | #VALUE! | #VALUE! | #VALUE! | 0 | 0 | 0.20123 | 0.20123 | #VALUE! | #VALUE! |  |  |  | #VALUE! | #VALUE! | #VALUE! | #VALUE! | #VALUE! | #VALUE! | #VALUE!
Wednesday | 3 | 16 | 21 | 1797 | 0 | 0 | 0 | 0 | 0 | 0 | 0 | 0 | 0 | 0 | 0 | 0 | 0 | 0 | 0 | 0 | 0 | 0 | 0 | 0 | 0 | 0 | 0 | 0 | 0 | 0 | 0 | 0 | 0 | 0 | 0 | 0 | 0 | 0 | 0 | 0 | 0 | 0 | 0 | 0 |  | 0 | 0 | 0 |  | #VALUE! | #VALUE! | #VALUE! | #VALUE! |  |  | #VALUE! | #VALUE! | 0 | 0 | 0.20123 | 0.20123 | #VALUE! | #VALUE! | #VALUE! | #VALUE! | 0 | 0 | 0.20123 | 0.20123 | #VALUE! | #VALUE! | #VALUE! | #VALUE! | 0 | 0 | 0.20123 | 0.20123 | #VALUE! | #VALUE! |  |  |  | #VALUE! | #VALUE! | #VALUE! | #VALUE! | #VALUE! | #VALUE! | #VALUE!
Wednesday | 3 | 16 | 22 | 1798 | 0 | 0 | 0 | 0 | 0 | 0 | 0 | 0 | 0 | 0 | 0 | 0 | 0 | 0 | 0 | 0 | 0 | 0 | 0 | 0 | 0 | 0 | 0 | 0 | 0 | 0 | 0 | 0 | 0 | 0 | 0 | 0 | 0 | 0 | 0 | 0 | 0 | 0 | 0 | 0 |  | 0 | 0 | 0 |  | #VALUE! | #VALUE! | #VALUE! | #VALUE! |  |  | #VALUE! | #VALUE! | 0 | 0 | 0.20123 | 0.20123 | #VALUE! | #VALUE! | #VALUE! | #VALUE! | 0 | 0 | 0.20123 | 0.20123 | #VALUE! | #VALUE! | #VALUE! | #VALUE! | 0 | 0 | 0.20123 | 0.20123 | #VALUE! | #VALUE! |  |  |  | #VALUE! | #VALUE! | #VALUE! | #VALUE! | #VALUE! | #VALUE! | #VALUE!
Wednesday | 3 | 16 | 23 | 1799 | 0 | 0 | 0 | 0 | 0 | 0 | 0 | 0 | 0 | 0 | 0 | 0 | 0 | 0 | 0 | 0 | 0 | 0 | 0 | 0 | 0 | 0 | 0 | 0 | 0 | 0 | 0 | 0 | 0 | 0 | 0 | 0 | 0 | 0 | 0 | 0 | 0 | 0 | 0 | 0 |  | 0 | 0 | 0 |  | #VALUE! | #VALUE! | #VALUE! | #VALUE! |  |  | #VALUE! | #VALUE! | 0 | 0 | 0.20123 | 0.20123 | #VALUE! | #VALUE! | #VALUE! | #VALUE! | 0 | 0 | 0.20123 | 0.20123 | #VALUE! | #VALUE! | #VALUE! | #VALUE! | 0 | 0 | 0.20123 | 0.20123 | #VALUE! | #VALUE! |  |  |  | #VALUE! | #VALUE! | #VALUE! | #VALUE! | #VALUE! | #VALUE! | #VALUE!
Wednesday | 3 | 16 | 24 | 1800 | 0 | 0 | 0 | 0 | 0 | 0 | 0 | 0 | 0 | 0 | 0 | 0 | 0 | 0 | 0 | 0 | 0 | 0 | 0 | 0 | 0 | 0 | 0 | 0 | 0 | 0 | 0 | 0 | 0 | 0 | 0 | 0 | 0 | 0 | 0 | 0 | 0 | 0 | 0 | 0 |  | 0 | 0 | 0 |  | #VALUE! | #VALUE! | #VALUE! | #VALUE! |  |  | #VALUE! | #VALUE! | 0 | 0 | 0.20123 | 0.20123 | #VALUE! | #VALUE! | #VALUE! | #VALUE! | 0 | 0 | 0.20123 | 0.20123 | #VALUE! | #VALUE! | #VALUE! | #VALUE! | 0 | 0 | 0.20123 | 0.20123 | #VALUE! | #VALUE! |  |  |  | #VALUE! | #VALUE! | #VALUE! | #VALUE! | #VALUE! | #VALUE! | #VALUE!
Thursday | 3 | 17 | 1 | 1801 | 0 | 0 | 0 | 0 | 0 | 0 | 0 | 0 | 0 | 0 | 0 | 0 | 0 | 0 | 0 | 0 | 0 | 0 | 0 | 0 | 0 | 0 | 0 | 0 | 0 | 0 | 0 | 0 | 0 | 0 | 0 | 0 | 0 | 0 | 0 | 0 | 0 | 0 | 0 | 0 |  | 0 | 0 | 0 |  | #VALUE! | #VALUE! | #VALUE! | #VALUE! |  |  | #VALUE! | #VALUE! | 0 | 0 | 0.20123 | 0.20123 | #VALUE! | #VALUE! | #VALUE! | #VALUE! | 0 | 0 | 0.20123 | 0.20123 | #VALUE! | #VALUE! | #VALUE! | #VALUE! | 0 | 0 | 0.20123 | 0.20123 | #VALUE! | #VALUE! |  |  |  | #VALUE! | #VALUE! | #VALUE! | #VALUE! | #VALUE! | #VALUE! | #VALUE!
Thursday | 3 | 17 | 2 | 1802 | 0 | 0 | 0 | 0 | 0 | 0 | 0 | 0 | 0 | 0 | 0 | 0 | 0 | 0 | 0 | 0 | 0 | 0 | 0 | 0 | 0 | 0 | 0 | 0 | 0.0015076 | 0 | 0 | 0 | 0 | 0 | 0 | 0 | 0 | 0 | 0 | 0 | 0 | 0 | 0 | 0 |  | 0 | 0 | 0 |  | #VALUE! | #VALUE! | #VALUE! | #VALUE! |  |  | #VALUE! | #VALUE! | 0 | 0 | 0.20123 | 0.20123 | #VALUE! | #VALUE! | #VALUE! | #VALUE! | 0 | 0 | 0.20123 | 0.20123 | #VALUE! | #VALUE! | #VALUE! | #VALUE! | 0 | 0 | 0.20123 | 0.20123 | #VALUE! | #VALUE! |  |  |  | #VALUE! | #VALUE! | #VALUE! | #VALUE! | #VALUE! | #VALUE! | #VALUE!
Thursday | 3 | 17 | 3 | 1803 | 0 | 0 | 0 | 0 | 0 | 0 | 0 | 0 | 0 | 0 | 0 | 0 | 0 | 0 | 0 | 0 | 0 | 0 | 0 | 0 | 0 | 0 | 0 | 0 | 0.0097972 | 0 | 0 | 0 | 0 | 0 | 0 | 0 | 0 | 0 | 0 | 0 | 0 | 0 | 0 | 0 |  | 0 | 0 | 0 |  | #VALUE! | #VALUE! | #VALUE! | #VALUE! |  |  | #VALUE! | #VALUE! | 0 | 0 | 0.20123 | 0.20123 | #VALUE! | #VALUE! | #VALUE! | #VALUE! | 0 | 0 | 0.20123 | 0.20123 | #VALUE! | #VALUE! | #VALUE! | #VALUE! | 0 | 0 | 0.20123 | 0.20123 | #VALUE! | #VALUE! |  |  |  | #VALUE! | #VALUE! | #VALUE! | #VALUE! | #VALUE! | #VALUE! | #VALUE!
Thursday | 3 | 17 | 4 | 1804 | 0 | 0 | 0 | 0 | 0 | 0 | 0 | 0 | 0 | 0 | 0 | 0 | 0 | 0 | 0 | 0 | 0 | 0 | 0 | 0 | 0 | 0 | 0 | 0 | 0 | 0 | 0 | 0 | 0 | 0 | 0 | 0 | 0 | 0 | 0 | 0 | 0 | 0 | 0 | 0 |  | 0 | 0 | 0 |  | #VALUE! | #VALUE! | #VALUE! | #VALUE! |  |  | #VALUE! | #VALUE! | 0 | 0 | 0.20123 | 0.20123 | #VALUE! | #VALUE! | #VALUE! | #VALUE! | 0 | 0 | 0.20123 | 0.20123 | #VALUE! | #VALUE! | #VALUE! | #VALUE! | 0 | 0 | 0.20123 | 0.20123 | #VALUE! | #VALUE! |  |  |  | #VALUE! | #VALUE! | #VALUE! | #VALUE! | #VALUE! | #VALUE! | #VALUE!
Thursday | 3 | 17 | 5 | 1805 | 0 | 0 | 0 | 0 | 0 | 0 | 0 | 0 | 0 | 0 | 0 | 0 | 0 | 0 | 0 | 0 | 0 | 0 | 0 | 0 | 0 | 0 | 0 | 0 | 0 | 0 | 0 | 0 | 0 | 0 | 0 | 0 | 0 | 0 | 0 | 0 | 0 | 0 | 0 | 0 |  | 0 | 0 | 0 |  | #VALUE! | #VALUE! | #VALUE! | #VALUE! |  |  | #VALUE! | #VALUE! | 0 | 0 | 0.20123 | 0.20123 | #VALUE! | #VALUE! | #VALUE! | #VALUE! | 0 | 0 | 0.20123 | 0.20123 | #VALUE! | #VALUE! | #VALUE! | #VALUE! | 0 | 0 | 0.20123 | 0.20123 | #VALUE! | #VALUE! |  |  |  | #VALUE! | #VALUE! | #VALUE! | #VALUE! | #VALUE! | #VALUE! | #VALUE!
Thursday | 3 | 17 | 6 | 1806 | 0 | 0 | 0 | 0 | 0 | 0 | 0 | 0 | 0 | 0 | 0 | 0 | 0 | 0 | 0 | 0 | 0 | 0 | 0 | 0 | 0 | 0 | 0 | 0 | 0 | 0 | 0 | 0 | 0 | 0 | 0 | 0 | 0 | 0 | 0 | 0 | 0 | 0 | 0 | 0 |  | 0 | 0 | 0 |  | #VALUE! | #VALUE! | #VALUE! | #VALUE! |  |  | #VALUE! | #VALUE! | 0 | 0 | 0.20123 | 0.20123 | #VALUE! | #VALUE! | #VALUE! | #VALUE! | 0 | 0 | 0.20123 | 0.20123 | #VALUE! | #VALUE! | #VALUE! | #VALUE! | 0 | 0 | 0.20123 | 0.20123 | #VALUE! | #VALUE! |  |  |  | #VALUE! | #VALUE! | #VALUE! | #VALUE! | #VALUE! | #VALUE! | #VALUE!
Thursday | 3 | 17 | 7 | 1807 | 0 | 0 | 0 | 0 | 0 | 0 | 0 | 0 | 0 | 0 | 0 | 0 | 0 | 0 | 0 | 0 | 0 | 0 | 0 | 0 | 0 | 0 | 0 | 0 | 0 | 0 | 0 | 0 | 0 | 0 | 0 | 0 | 0 | 0 | 0 | 0 | 0 | 0 | 0 | 0 |  | 0 | 0 | 0 |  | #VALUE! | #VALUE! | #VALUE! | #VALUE! |  |  | #VALUE! | #VALUE! | 0 | 0 | 0.20123 | 0.20123 | #VALUE! | #VALUE! | #VALUE! | #VALUE! | 0 | 0 | 0.20123 | 0.20123 | #VALUE! | #VALUE! | #VALUE! | #VALUE! | 0 | 0 | 0.20123 | 0.20123 | #VALUE! | #VALUE! |  |  |  | #VALUE! | #VALUE! | #VALUE! | #VALUE! | #VALUE! | #VALUE! | #VALUE!
Thursday | 3 | 17 | 8 | 1808 | 0 | 0 | 0 | 0 | 0 | 0 | 0 | 0 | 0 | 0 | 0 | 0 | 0 | 0 | 0 | 0 | 0 | 0 | 0 | 0 | 0 | 0 | 0 | 0 | 0 | 0 | 0 | 0 | 0 | 0 | 0 | 0 | 0 | 0 | 0 | 0 | 0 | 0 | 0 | 0 |  | 0 | 0 | 0 |  | #VALUE! | #VALUE! | #VALUE! | #VALUE! |  |  | #VALUE! | #VALUE! | 0 | 0 | 0.20123 | 0.20123 | #VALUE! | #VALUE! | #VALUE! | #VALUE! | 0 | 0 | 0.20123 | 0.20123 | #VALUE! | #VALUE! | #VALUE! | #VALUE! | 0 | 0 | 0.20123 | 0.20123 | #VALUE! | #VALUE! |  |  |  | #VALUE! | #VALUE! | #VALUE! | #VALUE! | #VALUE! | #VALUE! | #VALUE!
Thursday | 3 | 17 | 9 | 1809 | 0 | 0 | 0 | 0 | 0 | 0 | 0 | 0 | 0 | 0 | 0 | 0 | 0 | 0 | 0 | 0 | 0 | 0 | 0 | 0 | 0 | 0 | 0 | 0 | 0 | 0 | 0 | 0 | 0 | 0 | 0 | 0 | 0 | 0 | 0 | 0 | 0 | 0 | 0 | 0 |  | 0 | 0 | 0 |  | #VALUE! | #VALUE! | #VALUE! | #VALUE! |  |  | #VALUE! | #VALUE! | 0 | 0 | 0.20123 | 0.20123 | #VALUE! | #VALUE! | #VALUE! | #VALUE! | 0 | 0 | 0.20123 | 0.20123 | #VALUE! | #VALUE! | #VALUE! | #VALUE! | 0 | 0 | 0.20123 | 0.20123 | #VALUE! | #VALUE! |  |  |  | #VALUE! | #VALUE! | #VALUE! | #VALUE! | #VALUE! | #VALUE! | #VALUE!
Thursday | 3 | 17 | 10 | 1810 | 0 | 0 | 0 | 0 | 0 | 0 | 0 | 0 | 0 | 0 | 0 | 0 | 0 | 0 | 0 | 0 | 0 | 0 | 0 | 0 | 0 | 0 | 0 | 0 | 0 | 0 | 0 | 0 | 0 | 0 | 0 | 0 | 0 | 0 | 0 | 0 | 0 | 0 | 0 | 0 |  | 0 | 0 | 0 |  | #VALUE! | #VALUE! | #VALUE! | #VALUE! |  |  | #VALUE! | #VALUE! | 0 | 0 | 0.20123 | 0.20123 | #VALUE! | #VALUE! | #VALUE! | #VALUE! | 0 | 0 | 0.20123 | 0.20123 | #VALUE! | #VALUE! | #VALUE! | #VALUE! | 0 | 0 | 0.20123 | 0.20123 | #VALUE! | #VALUE! |  |  |  | #VALUE! | #VALUE! | #VALUE! | #VALUE! | #VALUE! | #VALUE! | #VALUE!
Thursday | 3 | 17 | 11 | 1811 | 0 | 0 | 0 | 0 | 0 | 0 | 0 | 0 | 0 | 0 | 0 | 0 | 0 | 0 | 0 | 0 | 0 | 0 | 0 | 0 | 0 | 0 | 0 | 0 | 0 | 0 | 0 | 0 | 0 | 0 | 0 | 0 | 0 | 0 | 0 | 0 | 0 | 0 | 0 | 0 |  | 0 | 0 | 0 |  | #VALUE! | #VALUE! | #VALUE! | #VALUE! |  |  | #VALUE! | #VALUE! | 0 | 0 | 0.20123 | 0.20123 | #VALUE! | #VALUE! | #VALUE! | #VALUE! | 0 | 0 | 0.20123 | 0.20123 | #VALUE! | #VALUE! | #VALUE! | #VALUE! | 0 | 0 | 0.20123 | 0.20123 | #VALUE! | #VALUE! |  |  |  | #VALUE! | #VALUE! | #VALUE! | #VALUE! | #VALUE! | #VALUE! | #VALUE!
Thursday | 3 | 17 | 12 | 1812 | 0 | 0 | 0 | 0 | 0 | 0 | 0 | 0 | 0 | 0 | 0 | 0 | 0 | 0 | 0 | 0 | 0 | 0 | 0 | 0 | 0 | 0 | 0 | 0 | 0 | 0 | 0 | 0 | 0 | 0 | 0 | 0 | 0 | 0 | 0 | 0 | 0 | 0 | 0 | 0 |  | 0 | 0 | 0 |  | #VALUE! | #VALUE! | #VALUE! | #VALUE! |  |  | #VALUE! | #VALUE! | 0 | 0 | 0.20123 | 0.20123 | #VALUE! | #VALUE! | #VALUE! | #VALUE! | 0 | 0 | 0.20123 | 0.20123 | #VALUE! | #VALUE! | #VALUE! | #VALUE! | 0 | 0 | 0.20123 | 0.20123 | #VALUE! | #VALUE! |  |  |  | #VALUE! | #VALUE! | #VALUE! | #VALUE! | #VALUE! | #VALUE! | #VALUE!
Thursday | 3 | 17 | 13 | 1813 | 0 | 0 | 0 | 0 | 0 | 0 | 0 | 0 | 0 | 0 | 0 | 0 | 0 | 0 | 0 | 0 | 0 | 0 | 0 | 0 | 0 | 0 | 0 | 0 | 0 | 0 | 0 | 0 | 0 | 0 | 0 | 0 | 0 | 0 | 0 | 0 | 0 | 0 | 0 | 0 |  | 0 | 0 | 0 |  | #VALUE! | #VALUE! | #VALUE! | #VALUE! |  |  | #VALUE! | #VALUE! | 0 | 0 | 0.20123 | 0.20123 | #VALUE! | #VALUE! | #VALUE! | #VALUE! | 0 | 0 | 0.20123 | 0.20123 | #VALUE! | #VALUE! | #VALUE! | #VALUE! | 0 | 0 | 0.20123 | 0.20123 | #VALUE! | #VALUE! |  |  |  | #VALUE! | #VALUE! | #VALUE! | #VALUE! | #VALUE! | #VALUE! | #VALUE!
Thursday | 3 | 17 | 14 | 1814 | 0 | 0 | 0 | 0 | 0 | 0 | 0 | 0 | 0 | 0 | 0 | 0 | 0 | 0 | 0 | 0 | 0 | 0 | 0 | 0 | 0 | 0 | 0 | 0 | 0 | 0 | 0 | 0 | 0 | 0 | 0 | 0 | 0 | 0 | 0 | 0 | 0 | 0 | 0 | 0 |  | 0 | 0 | 0 |  | #VALUE! | #VALUE! | #VALUE! | #VALUE! |  |  | #VALUE! | #VALUE! | 0 | 0 | 0.20123 | 0.20123 | #VALUE! | #VALUE! | #VALUE! | #VALUE! | 0 | 0 | 0.20123 | 0.20123 | #VALUE! | #VALUE! | #VALUE! | #VALUE! | 0 | 0 | 0.20123 | 0.20123 | #VALUE! | #VALUE! |  |  |  | #VALUE! | #VALUE! | #VALUE! | #VALUE! | #VALUE! | #VALUE! | #VALUE!
Thursday | 3 | 17 | 15 | 1815 | 0 | 0 | 0 | 0 | 0 | 0 | 0 | 0 | 0 | 0 | 0 | 0 | 0 | 0 | 0 | 0 | 0 | 0 | 0 | 0 | 0 | 0 | 0 | 0 | 0 | 0 | 0 | 0 | 0 | 0 | 0 | 0 | 0 | 0 | 0 | 0 | 0 | 0 | 0 | 0 |  | 0 | 0 | 0 |  | #VALUE! | #VALUE! | #VALUE! | #VALUE! |  |  | #VALUE! | #VALUE! | 0 | 0 | 0.20123 | 0.20123 | #VALUE! | #VALUE! | #VALUE! | #VALUE! | 0 | 0 | 0.20123 | 0.20123 | #VALUE! | #VALUE! | #VALUE! | #VALUE! | 0 | 0 | 0.20123 | 0.20123 | #VALUE! | #VALUE! |  |  |  | #VALUE! | #VALUE! | #VALUE! | #VALUE! | #VALUE! | #VALUE! | #VALUE!
Thursday | 3 | 17 | 16 | 1816 | 0 | 0 | 0 | 0 | 0 | 0 | 0 | 0 | 0 | 0 | 0 | 0 | 0 | 0 | 0 | 0 | 0 | 0 | 0 | 0 | 0 | 0 | 0 | 0 | 0 | 0 | 0 | 0 | 0 | 0 | 0 | 0 | 0 | 0 | 0 | 0 | 0 | 0 | 0 | 0 |  | 0 | 0 | 0 |  | #VALUE! | #VALUE! | #VALUE! | #VALUE! |  |  | #VALUE! | #VALUE! | 0 | 0 | 0.20123 | 0.20123 | #VALUE! | #VALUE! | #VALUE! | #VALUE! | 0 | 0 | 0.20123 | 0.20123 | #VALUE! | #VALUE! | #VALUE! | #VALUE! | 0 | 0 | 0.20123 | 0.20123 | #VALUE! | #VALUE! |  |  |  | #VALUE! | #VALUE! | #VALUE! | #VALUE! | #VALUE! | #VALUE! | #VALUE!
Thursday | 3 | 17 | 17 | 1817 | 0 | 0 | 0 | 0 | 0 | 0 | 0 | 0 | 0 | 0 | 0 | 0 | 0 | 0 | 0 | 0 | 0 | 0 | 0 | 0 | 0 | 0 | 0 | 0 | 0 | 0 | 0 | 0 | 0 | 0 | 0 | 0 | 0 | 0 | 0 | 0 | 0 | 0 | 0 | 0 |  | 0 | 0 | 0 |  | #VALUE! | #VALUE! | #VALUE! | #VALUE! |  |  | #VALUE! | #VALUE! | 0 | 0 | 0.20123 | 0.20123 | #VALUE! | #VALUE! | #VALUE! | #VALUE! | 0 | 0 | 0.20123 | 0.20123 | #VALUE! | #VALUE! | #VALUE! | #VALUE! | 0 | 0 | 0.20123 | 0.20123 | #VALUE! | #VALUE! |  |  |  | #VALUE! | #VALUE! | #VALUE! | #VALUE! | #VALUE! | #VALUE! | #VALUE!
Thursday | 3 | 17 | 18 | 1818 | 0 | 0 | 0 | 0 | 0 | 0 | 0 | 0 | 0 | 0 | 0 | 0 | 0 | 0 | 0 | 0 | 0 | 0 | 0 | 0 | 0 | 0 | 0 | 0 | 0 | 0 | 0 | 0 | 0 | 0 | 0 | 0 | 0 | 0 | 0 | 0 | 0 | 0 | 0 | 0 |  | 0 | 0 | 0 |  | #VALUE! | #VALUE! | #VALUE! | #VALUE! |  |  | #VALUE! | #VALUE! | 0 | 0 | 0.20123 | 0.20123 | #VALUE! | #VALUE! | #VALUE! | #VALUE! | 0 | 0 | 0.20123 | 0.20123 | #VALUE! | #VALUE! | #VALUE! | #VALUE! | 0 | 0 | 0.20123 | 0.20123 | #VALUE! | #VALUE! |  |  |  | #VALUE! | #VALUE! | #VALUE! | #VALUE! | #VALUE! | #VALUE! | #VALUE!
Thursday | 3 | 17 | 19 | 1819 | 0 | 0 | 0 | 0 | 0 | 0 | 0 | 0 | 0 | 0 | 0 | 0 | 0 | 0 | 0 | 0 | 0 | 0 | 0 | 0 | 0 | 0 | 0 | 0 | 0 | 0 | 0 | 0 | 0 | 0 | 0 | 0 | 0 | 0 | 0 | 0 | 0 | 0 | 0 | 0 |  | 0 | 0 | 0 |  | #VALUE! | #VALUE! | #VALUE! | #VALUE! |  |  | #VALUE! | #VALUE! | 0 | 0 | 0.20123 | 0.20123 | #VALUE! | #VALUE! | #VALUE! | #VALUE! | 0 | 0 | 0.20123 | 0.20123 | #VALUE! | #VALUE! | #VALUE! | #VALUE! | 0 | 0 | 0.20123 | 0.20123 | #VALUE! | #VALUE! |  |  |  | #VALUE! | #VALUE! | #VALUE! | #VALUE! | #VALUE! | #VALUE! | #VALUE!
Thursday | 3 | 17 | 20 | 1820 | 0 | 0 | 0 | 0 | 0 | 0 | 0 | 0 | 0 | 0 | 0 | 0 | 0 | 0 | 0 | 0 | 0 | 0 | 0 | 0 | 0 | 0 | 0 | 0 | 0 | 0 | 0 | 0 | 0 | 0 | 0 | 0 | 0 | 0 | 0 | 0 | 0 | 0 | 0 | 0 |  | 0 | 0 | 0 |  | #VALUE! | #VALUE! | #VALUE! | #VALUE! |  |  | #VALUE! | #VALUE! | 0 | 0 | 0.20123 | 0.20123 | #VALUE! | #VALUE! | #VALUE! | #VALUE! | 0 | 0 | 0.20123 | 0.20123 | #VALUE! | #VALUE! | #VALUE! | #VALUE! | 0 | 0 | 0.20123 | 0.20123 | #VALUE! | #VALUE! |  |  |  | #VALUE! | #VALUE! | #VALUE! | #VALUE! | #VALUE! | #VALUE! | #VALUE!
Thursday | 3 | 17 | 21 | 1821 | 0 | 0 | 0 | 0 | 0 | 0 | 0 | 0 | 0 | 0 | 0 | 0 | 0 | 0 | 0 | 0 | 0 | 0 | 0 | 0 | 0 | 0 | 0 | 0 | 0 | 0 | 0 | 0 | 0 | 0 | 0 | 0 | 0 | 0 | 0 | 0 | 0 | 0 | 0 | 0 |  | 0 | 0 | 0 |  | #VALUE! | #VALUE! | #VALUE! | #VALUE! |  |  | #VALUE! | #VALUE! | 0 | 0 | 0.20123 | 0.20123 | #VALUE! | #VALUE! | #VALUE! | #VALUE! | 0 | 0 | 0.20123 | 0.20123 | #VALUE! | #VALUE! | #VALUE! | #VALUE! | 0 | 0 | 0.20123 | 0.20123 | #VALUE! | #VALUE! |  |  |  | #VALUE! | #VALUE! | #VALUE! | #VALUE! | #VALUE! | #VALUE! | #VALUE!
Thursday | 3 | 17 | 22 | 1822 | 0 | 0 | 0 | 0 | 0 | 0 | 0 | 0 | 0 | 0 | 0 | 0 | 0 | 0 | 0 | 0 | 0 | 0 | 0 | 0 | 0 | 0 | 0 | 0 | 0 | 0 | 0 | 0 | 0 | 0 | 0 | 0 | 0 | 0 | 0 | 0 | 0 | 0 | 0 | 0 |  | 0 | 0 | 0 |  | #VALUE! | #VALUE! | #VALUE! | #VALUE! |  |  | #VALUE! | #VALUE! | 0 | 0 | 0.20123 | 0.20123 | #VALUE! | #VALUE! | #VALUE! | #VALUE! | 0 | 0 | 0.20123 | 0.20123 | #VALUE! | #VALUE! | #VALUE! | #VALUE! | 0 | 0 | 0.20123 | 0.20123 | #VALUE! | #VALUE! |  |  |  | #VALUE! | #VALUE! | #VALUE! | #VALUE! | #VALUE! | #VALUE! | #VALUE!
Thursday | 3 | 17 | 23 | 1823 | 0 | 0 | 0 | 0 | 0 | 0 | 0 | 0 | 0 | 0 | 0 | 0 | 0 | 0 | 0 | 0 | 0 | 0 | 0 | 0 | 0 | 0 | 0 | 0 | 0 | 0 | 0 | 0 | 0 | 0 | 0 | 0 | 0 | 0 | 0 | 0 | 0 | 0 | 0 | 0 |  | 0 | 0 | 0 |  | #VALUE! | #VALUE! | #VALUE! | #VALUE! |  |  | #VALUE! | #VALUE! | 0 | 0 | 0.20123 | 0.20123 | #VALUE! | #VALUE! | #VALUE! | #VALUE! | 0 | 0 | 0.20123 | 0.20123 | #VALUE! | #VALUE! | #VALUE! | #VALUE! | 0 | 0 | 0.20123 | 0.20123 | #VALUE! | #VALUE! |  |  |  | #VALUE! | #VALUE! | #VALUE! | #VALUE! | #VALUE! | #VALUE! | #VALUE!
Thursday | 3 | 17 | 24 | 1824 | 0 | 0 | 0 | 0 | 0 | 0 | 0 | 0 | 0 | 0 | 0 | 0 | 0 | 0 | 0 | 0 | 0 | 0 | 0 | 0 | 0 | 0 | 0 | 0 | 0 | 0 | 0 | 0 | 0 | 0 | 0 | 0 | 0 | 0 | 0 | 0 | 0 | 0 | 0 | 0 |  | 0 | 0 | 0 |  | #VALUE! | #VALUE! | #VALUE! | #VALUE! |  |  | #VALUE! | #VALUE! | 0 | 0 | 0.20123 | 0.20123 | #VALUE! | #VALUE! | #VALUE! | #VALUE! | 0 | 0 | 0.20123 | 0.20123 | #VALUE! | #VALUE! | #VALUE! | #VALUE! | 0 | 0 | 0.20123 | 0.20123 | #VALUE! | #VALUE! |  |  |  | #VALUE! | #VALUE! | #VALUE! | #VALUE! | #VALUE! | #VALUE! | #VALUE!
Friday | 3 | 18 | 1 | 1825 | 0 | 0 | 0 | 0 | 0 | 0 | 0 | 0 | 0 | 0 | 0 | 0 | 0 | 0 | 0 | 0 | 0 | 0 | 0 | 0 | 0 | 0 | 0 | 0 | 0 | 0 | 0 | 0 | 0 | 0 | 0 | 0 | 0 | 0 | 0 | 0 | 0 | 0 | 0 | 0 |  | 0 | 0 | 0 |  | #VALUE! | #VALUE! | #VALUE! | #VALUE! |  |  | #VALUE! | #VALUE! | 0 | 0 | 0.20123 | 0.20123 | #VALUE! | #VALUE! | #VALUE! | #VALUE! | 0 | 0 | 0.20123 | 0.20123 | #VALUE! | #VALUE! | #VALUE! | #VALUE! | 0 | 0 | 0.20123 | 0.20123 | #VALUE! | #VALUE! |  |  |  | #VALUE! | #VALUE! | #VALUE! | #VALUE! | #VALUE! | #VALUE! | #VALUE!
Friday | 3 | 18 | 2 | 1826 | 0 | 0 | 0 | 0 | 0 | 0 | 0 | 0 | 0 | 0 | 0 | 0 | 0 | 0 | 0 | 0 | 0 | 0 | 0 | 0 | 0 | 0 | 0 | 0 | 0.0017538 | 0 | 0 | 0 | 0 | 0 | 0 | 0 | 0 | 0 | 0 | 0 | 0 | 0 | 0 | 0 |  | 0 | 0 | 0 |  | #VALUE! | #VALUE! | #VALUE! | #VALUE! |  |  | #VALUE! | #VALUE! | 0 | 0 | 0.20123 | 0.20123 | #VALUE! | #VALUE! | #VALUE! | #VALUE! | 0 | 0 | 0.20123 | 0.20123 | #VALUE! | #VALUE! | #VALUE! | #VALUE! | 0 | 0 | 0.20123 | 0.20123 | #VALUE! | #VALUE! |  |  |  | #VALUE! | #VALUE! | #VALUE! | #VALUE! | #VALUE! | #VALUE! | #VALUE!
Friday | 3 | 18 | 3 | 1827 | 0 | 0 | 0 | 0 | 0 | 0 | 0 | 0 | 0 | 0 | 0 | 0 | 0 | 0 | 0 | 0 | 0 | 0 | 0 | 0 | 0 | 0 | 0 | 0 | 0.0021253 | 0 | 0 | 0 | 0 | 0 | 0 | 0 | 0 | 0 | 0 | 0 | 0 | 0 | 0 | 0 |  | 0 | 0 | 0 |  | #VALUE! | #VALUE! | #VALUE! | #VALUE! |  |  | #VALUE! | #VALUE! | 0 | 0 | 0.20123 | 0.20123 | #VALUE! | #VALUE! | #VALUE! | #VALUE! | 0 | 0 | 0.20123 | 0.20123 | #VALUE! | #VALUE! | #VALUE! | #VALUE! | 0 | 0 | 0.20123 | 0.20123 | #VALUE! | #VALUE! |  |  |  | #VALUE! | #VALUE! | #VALUE! | #VALUE! | #VALUE! | #VALUE! | #VALUE!
Friday | 3 | 18 | 4 | 1828 | 0 | 0 | 0 | 0 | 0 | 0 | 0 | 0 | 0 | 0 | 0 | 0 | 0 | 0 | 0 | 0 | 0 | 0 | 0 | 0 | 0 | 0 | 0 | 0 | 0 | 0 | 0 | 0 | 0 | 0 | 0 | 0 | 0 | 0 | 0 | 0 | 0 | 0 | 0 | 0 |  | 0 | 0 | 0 |  | #VALUE! | #VALUE! | #VALUE! | #VALUE! |  |  | #VALUE! | #VALUE! | 0 | 0 | 0.20123 | 0.20123 | #VALUE! | #VALUE! | #VALUE! | #VALUE! | 0 | 0 | 0.20123 | 0.20123 | #VALUE! | #VALUE! | #VALUE! | #VALUE! | 0 | 0 | 0.20123 | 0.20123 | #VALUE! | #VALUE! |  |  |  | #VALUE! | #VALUE! | #VALUE! | #VALUE! | #VALUE! | #VALUE! | #VALUE!
Friday | 3 | 18 | 5 | 1829 | 0 | 0 | 0 | 0 | 0 | 0 | 0 | 0 | 0 | 0 | 0 | 0 | 0 | 0 | 0 | 0 | 0 | 0 | 0 | 0 | 0 | 0 | 0 | 0 | 0 | 0 | 0 | 0 | 0 | 0 | 0 | 0 | 0 | 0 | 0 | 0 | 0 | 0 | 0 | 0 |  | 0 | 0 | 0 |  | #VALUE! | #VALUE! | #VALUE! | #VALUE! |  |  | #VALUE! | #VALUE! | 0 | 0 | 0.20123 | 0.20123 | #VALUE! | #VALUE! | #VALUE! | #VALUE! | 0 | 0 | 0.20123 | 0.20123 | #VALUE! | #VALUE! | #VALUE! | #VALUE! | 0 | 0 | 0.20123 | 0.20123 | #VALUE! | #VALUE! |  |  |  | #VALUE! | #VALUE! | #VALUE! | #VALUE! | #VALUE! | #VALUE! | #VALUE!
Friday | 3 | 18 | 6 | 1830 | 0 | 0 | 0 | 0 | 0 | 0 | 0 | 0 | 0 | 0 | 0 | 0 | 0 | 0 | 0 | 0 | 0 | 0 | 0 | 0 | 0 | 0 | 0 | 0 | 0 | 0 | 0 | 0 | 0 | 0 | 0 | 0 | 0 | 0 | 0 | 0 | 0 | 0 | 0 | 0 |  | 0 | 0 | 0 |  | #VALUE! | #VALUE! | #VALUE! | #VALUE! |  |  | #VALUE! | #VALUE! | 0 | 0 | 0.20123 | 0.20123 | #VALUE! | #VALUE! | #VALUE! | #VALUE! | 0 | 0 | 0.20123 | 0.20123 | #VALUE! | #VALUE! | #VALUE! | #VALUE! | 0 | 0 | 0.20123 | 0.20123 | #VALUE! | #VALUE! |  |  |  | #VALUE! | #VALUE! | #VALUE! | #VALUE! | #VALUE! | #VALUE! | #VALUE!
Friday | 3 | 18 | 7 | 1831 | 0 | 0 | 0 | 0 | 0 | 0 | 0 | 0 | 0 | 0 | 0 | 0 | 0 | 0 | 0 | 0 | 0 | 0 | 0 | 0 | 0 | 0 | 0 | 0 | 0 | 0 | 0 | 0 | 0 | 0 | 0 | 0 | 0 | 0 | 0 | 0 | 0 | 0 | 0 | 0 |  | 0 | 0 | 0 |  | #VALUE! | #VALUE! | #VALUE! | #VALUE! |  |  | #VALUE! | #VALUE! | 0 | 0 | 0.20123 | 0.20123 | #VALUE! | #VALUE! | #VALUE! | #VALUE! | 0 | 0 | 0.20123 | 0.20123 | #VALUE! | #VALUE! | #VALUE! | #VALUE! | 0 | 0 | 0.20123 | 0.20123 | #VALUE! | #VALUE! |  |  |  | #VALUE! | #VALUE! | #VALUE! | #VALUE! | #VALUE! | #VALUE! | #VALUE!
Friday | 3 | 18 | 8 | 1832 | 0 | 0 | 0 | 0 | 0 | 0 | 0 | 0 | 0 | 0 | 0 | 0 | 0 | 0 | 0 | 0 | 0 | 0 | 0 | 0 | 0 | 0 | 0 | 0 | 0 | 0 | 0 | 0 | 0 | 0 | 0 | 0 | 0 | 0 | 0 | 0 | 0 | 0 | 0 | 0 |  | 0 | 0 | 0 |  | #VALUE! | #VALUE! | #VALUE! | #VALUE! |  |  | #VALUE! | #VALUE! | 0 | 0 | 0.20123 | 0.20123 | #VALUE! | #VALUE! | #VALUE! | #VALUE! | 0 | 0 | 0.20123 | 0.20123 | #VALUE! | #VALUE! | #VALUE! | #VALUE! | 0 | 0 | 0.20123 | 0.20123 | #VALUE! | #VALUE! |  |  |  | #VALUE! | #VALUE! | #VALUE! | #VALUE! | #VALUE! | #VALUE! | #VALUE!
Friday | 3 | 18 | 9 | 1833 | 0 | 0 | 0 | 0 | 0 | 0 | 0 | 0 | 0 | 0 | 0 | 0 | 0 | 0 | 0 | 0 | 0 | 0 | 0 | 0 | 0 | 0 | 0 | 0 | 0 | 0 | 0 | 0 | 0 | 0 | 0 | 0 | 0 | 0 | 0 | 0 | 0 | 0 | 0 | 0 |  | 0 | 0 | 0 |  | #VALUE! | #VALUE! | #VALUE! | #VALUE! |  |  | #VALUE! | #VALUE! | 0 | 0 | 0.20123 | 0.20123 | #VALUE! | #VALUE! | #VALUE! | #VALUE! | 0 | 0 | 0.20123 | 0.20123 | #VALUE! | #VALUE! | #VALUE! | #VALUE! | 0 | 0 | 0.20123 | 0.20123 | #VALUE! | #VALUE! |  |  |  | #VALUE! | #VALUE! | #VALUE! | #VALUE! | #VALUE! | #VALUE! | #VALUE!
Friday | 3 | 18 | 10 | 1834 | 0 | 0 | 0 | 0 | 0 | 0 | 0 | 0 | 0 | 0 | 0 | 0 | 0 | 0 | 0 | 0 | 0 | 0 | 0 | 0 | 0 | 0 | 0 | 0 | 0 | 0 | 0 | 0 | 0 | 0 | 0 | 0 | 0 | 0 | 0 | 0 | 0 | 0 | 0 | 0 |  | 0 | 0 | 0 |  | #VALUE! | #VALUE! | #VALUE! | #VALUE! |  |  | #VALUE! | #VALUE! | 0 | 0 | 0.20123 | 0.20123 | #VALUE! | #VALUE! | #VALUE! | #VALUE! | 0 | 0 | 0.20123 | 0.20123 | #VALUE! | #VALUE! | #VALUE! | #VALUE! | 0 | 0 | 0.20123 | 0.20123 | #VALUE! | #VALUE! |  |  |  | #VALUE! | #VALUE! | #VALUE! | #VALUE! | #VALUE! | #VALUE! | #VALUE!
Friday | 3 | 18 | 11 | 1835 | 0 | 0 | 0 | 0 | 0 | 0 | 0 | 0 | 0 | 0 | 0 | 0 | 0 | 0 | 0 | 0 | 0 | 0 | 0 | 0 | 0 | 0 | 0 | 0 | 0 | 0 | 0 | 0 | 0 | 0 | 0 | 0 | 0 | 0 | 0 | 0 | 0 | 0 | 0 | 0 |  | 0 | 0 | 0 |  | #VALUE! | #VALUE! | #VALUE! | #VALUE! |  |  | #VALUE! | #VALUE! | 0 | 0 | 0.20123 | 0.20123 | #VALUE! | #VALUE! | #VALUE! | #VALUE! | 0 | 0 | 0.20123 | 0.20123 | #VALUE! | #VALUE! | #VALUE! | #VALUE! | 0 | 0 | 0.20123 | 0.20123 | #VALUE! | #VALUE! |  |  |  | #VALUE! | #VALUE! | #VALUE! | #VALUE! | #VALUE! | #VALUE! | #VALUE!
Friday | 3 | 18 | 12 | 1836 | 0 | 0 | 0 | 0 | 0 | 0 | 0 | 0 | 0 | 0 | 0 | 0 | 0 | 0 | 0 | 0 | 0 | 0 | 0 | 0 | 0 | 0 | 0 | 0 | 0 | 0 | 0 | 0 | 0 | 0 | 0 | 0 | 0 | 0 | 0 | 0 | 0 | 0 | 0 | 0 |  | 0 | 0 | 0 |  | #VALUE! | #VALUE! | #VALUE! | #VALUE! |  |  | #VALUE! | #VALUE! | 0 | 0 | 0.20123 | 0.20123 | #VALUE! | #VALUE! | #VALUE! | #VALUE! | 0 | 0 | 0.20123 | 0.20123 | #VALUE! | #VALUE! | #VALUE! | #VALUE! | 0 | 0 | 0.20123 | 0.20123 | #VALUE! | #VALUE! |  |  |  | #VALUE! | #VALUE! | #VALUE! | #VALUE! | #VALUE! | #VALUE! | #VALUE!
Friday | 3 | 18 | 13 | 1837 | 0 | 0 | 0 | 0 | 0 | 0 | 0 | 0 | 0 | 0 | 0 | 0 | 0 | 0 | 0 | 0 | 0 | 0 | 0 | 0 | 0 | 0 | 0 | 0 | 0 | 0 | 0 | 0 | 0 | 0 | 0 | 0 | 0 | 0 | 0 | 0 | 0 | 0 | 0 | 0 |  | 0 | 0 | 0 |  | #VALUE! | #VALUE! | #VALUE! | #VALUE! |  |  | #VALUE! | #VALUE! | 0 | 0 | 0.20123 | 0.20123 | #VALUE! | #VALUE! | #VALUE! | #VALUE! | 0 | 0 | 0.20123 | 0.20123 | #VALUE! | #VALUE! | #VALUE! | #VALUE! | 0 | 0 | 0.20123 | 0.20123 | #VALUE! | #VALUE! |  |  |  | #VALUE! | #VALUE! | #VALUE! | #VALUE! | #VALUE! | #VALUE! | #VALUE!
Friday | 3 | 18 | 14 | 1838 | 0 | 0 | 0 | 0 | 0 | 0 | 0 | 0 | 0 | 0 | 0 | 0 | 0 | 0 | 0 | 0 | 0 | 0 | 0 | 0 | 0 | 0 | 0 | 0 | 0 | 0 | 0 | 0 | 0 | 0 | 0 | 0 | 0 | 0 | 0 | 0 | 0 | 0 | 0 | 0 |  | 0 | 0 | 0 |  | #VALUE! | #VALUE! | #VALUE! | #VALUE! |  |  | #VALUE! | #VALUE! | 0 | 0 | 0.20123 | 0.20123 | #VALUE! | #VALUE! | #VALUE! | #VALUE! | 0 | 0 | 0.20123 | 0.20123 | #VALUE! | #VALUE! | #VALUE! | #VALUE! | 0 | 0 | 0.20123 | 0.20123 | #VALUE! | #VALUE! |  |  |  | #VALUE! | #VALUE! | #VALUE! | #VALUE! | #VALUE! | #VALUE! | #VALUE!
Friday | 3 | 18 | 15 | 1839 | 0 | 0 | 0 | 0 | 0 | 0 | 0 | 0 | 0 | 0 | 0 | 0 | 0 | 0 | 0 | 0 | 0 | 0 | 0 | 0 | 0 | 0 | 0 | 0 | 0 | 0 | 0 | 0 | 0 | 0 | 0 | 0 | 0 | 0 | 0 | 0 | 0 | 0 | 0 | 0 |  | 0 | 0 | 0 |  | #VALUE! | #VALUE! | #VALUE! | #VALUE! |  |  | #VALUE! | #VALUE! | 0 | 0 | 0.20123 | 0.20123 | #VALUE! | #VALUE! | #VALUE! | #VALUE! | 0 | 0 | 0.20123 | 0.20123 | #VALUE! | #VALUE! | #VALUE! | #VALUE! | 0 | 0 | 0.20123 | 0.20123 | #VALUE! | #VALUE! |  |  |  | #VALUE! | #VALUE! | #VALUE! | #VALUE! | #VALUE! | #VALUE! | #VALUE!
Friday | 3 | 18 | 16 | 1840 | 0 | 0 | 0 | 0 | 0 | 0 | 0 | 0 | 0 | 0 | 0 | 0 | 0 | 0 | 0 | 0 | 0 | 0 | 0 | 0 | 0 | 0 | 0 | 0 | 0 | 0 | 0 | 0 | 0 | 0 | 0 | 0 | 0 | 0 | 0 | 0 | 0 | 0 | 0 | 0 |  | 0 | 0 | 0 |  | #VALUE! | #VALUE! | #VALUE! | #VALUE! |  |  | #VALUE! | #VALUE! | 0 | 0 | 0.20123 | 0.20123 | #VALUE! | #VALUE! | #VALUE! | #VALUE! | 0 | 0 | 0.20123 | 0.20123 | #VALUE! | #VALUE! | #VALUE! | #VALUE! | 0 | 0 | 0.20123 | 0.20123 | #VALUE! | #VALUE! |  |  |  | #VALUE! | #VALUE! | #VALUE! | #VALUE! | #VALUE! | #VALUE! | #VALUE!
Friday | 3 | 18 | 17 | 1841 | 0 | 0 | 0 | 0 | 0 | 0 | 0 | 0 | 0 | 0 | 0 | 0 | 0 | 0 | 0 | 0 | 0 | 0 | 0 | 0 | 0 | 0 | 0 | 0 | 0 | 0 | 0 | 0 | 0 | 0 | 0 | 0 | 0 | 0 | 0 | 0 | 0 | 0 | 0 | 0 |  | 0 | 0 | 0 |  | #VALUE! | #VALUE! | #VALUE! | #VALUE! |  |  | #VALUE! | #VALUE! | 0 | 0 | 0.20123 | 0.20123 | #VALUE! | #VALUE! | #VALUE! | #VALUE! | 0 | 0 | 0.20123 | 0.20123 | #VALUE! | #VALUE! | #VALUE! | #VALUE! | 0 | 0 | 0.20123 | 0.20123 | #VALUE! | #VALUE! |  |  |  | #VALUE! | #VALUE! | #VALUE! | #VALUE! | #VALUE! | #VALUE! | #VALUE!
Friday | 3 | 18 | 18 | 1842 | 0 | 0 | 0 | 0 | 0 | 0 | 0 | 0 | 0 | 0 | 0 | 0 | 0 | 0 | 0 | 0 | 0 | 0 | 0 | 0 | 0 | 0 | 0 | 0 | 0 | 0 | 0 | 0 | 0 | 0 | 0 | 0 | 0 | 0 | 0 | 0 | 0 | 0 | 0 | 0 |  | 0 | 0 | 0 |  | #VALUE! | #VALUE! | #VALUE! | #VALUE! |  |  | #VALUE! | #VALUE! | 0 | 0 | 0.20123 | 0.20123 | #VALUE! | #VALUE! | #VALUE! | #VALUE! | 0 | 0 | 0.20123 | 0.20123 | #VALUE! | #VALUE! | #VALUE! | #VALUE! | 0 | 0 | 0.20123 | 0.20123 | #VALUE! | #VALUE! |  |  |  | #VALUE! | #VALUE! | #VALUE! | #VALUE! | #VALUE! | #VALUE! | #VALUE!
Friday | 3 | 18 | 19 | 1843 | 0 | 0 | 0 | 0 | 0 | 0 | 0 | 0 | 0 | 0 | 0 | 0 | 0 | 0 | 0 | 0 | 0 | 0 | 0 | 0 | 0 | 0 | 0 | 0 | 0 | 0 | 0 | 0 | 0 | 0 | 0 | 0 | 0 | 0 | 0 | 0 | 0 | 0 | 0 | 0 |  | 0 | 0 | 0 |  | #VALUE! | #VALUE! | #VALUE! | #VALUE! |  |  | #VALUE! | #VALUE! | 0 | 0 | 0.20123 | 0.20123 | #VALUE! | #VALUE! | #VALUE! | #VALUE! | 0 | 0 | 0.20123 | 0.20123 | #VALUE! | #VALUE! | #VALUE! | #VALUE! | 0 | 0 | 0.20123 | 0.20123 | #VALUE! | #VALUE! |  |  |  | #VALUE! | #VALUE! | #VALUE! | #VALUE! | #VALUE! | #VALUE! | #VALUE!
Friday | 3 | 18 | 20 | 1844 | 0 | 0 | 0 | 0 | 0 | 0 | 0 | 0 | 0 | 0 | 0 | 0 | 0 | 0 | 0 | 0 | 0 | 0 | 0 | 0 | 0 | 0 | 0 | 0 | 0 | 0 | 0 | 0 | 0 | 0 | 0 | 0 | 0 | 0 | 0 | 0 | 0 | 0 | 0 | 0 |  | 0 | 0 | 0 |  | #VALUE! | #VALUE! | #VALUE! | #VALUE! |  |  | #VALUE! | #VALUE! | 0 | 0 | 0.20123 | 0.20123 | #VALUE! | #VALUE! | #VALUE! | #VALUE! | 0 | 0 | 0.20123 | 0.20123 | #VALUE! | #VALUE! | #VALUE! | #VALUE! | 0 | 0 | 0.20123 | 0.20123 | #VALUE! | #VALUE! |  |  |  | #VALUE! | #VALUE! | #VALUE! | #VALUE! | #VALUE! | #VALUE! | #VALUE!
Friday | 3 | 18 | 21 | 1845 | 0 | 0 | 0 | 0 | 0 | 0 | 0 | 0 | 0 | 0 | 0 | 0 | 0 | 0 | 0 | 0 | 0 | 0 | 0 | 0 | 0 | 0 | 0 | 0 | 0 | 0 | 0 | 0 | 0 | 0 | 0 | 0 | 0 | 0 | 0 | 0 | 0 | 0 | 0 | 0 |  | 0 | 0 | 0 |  | #VALUE! | #VALUE! | #VALUE! | #VALUE! |  |  | #VALUE! | #VALUE! | 0 | 0 | 0.20123 | 0.20123 | #VALUE! | #VALUE! | #VALUE! | #VALUE! | 0 | 0 | 0.20123 | 0.20123 | #VALUE! | #VALUE! | #VALUE! | #VALUE! | 0 | 0 | 0.20123 | 0.20123 | #VALUE! | #VALUE! |  |  |  | #VALUE! | #VALUE! | #VALUE! | #VALUE! | #VALUE! | #VALUE! | #VALUE!
Friday | 3 | 18 | 22 | 1846 | 0 | 0 | 0 | 0 | 0 | 0 | 0 | 0 | 0 | 0 | 0 | 0 | 0 | 0 | 0 | 0 | 0 | 0 | 0 | 0 | 0 | 0 | 0 | 0 | 0 | 0 | 0 | 0 | 0 | 0 | 0 | 0 | 0 | 0 | 0 | 0 | 0 | 0 | 0 | 0 |  | 0 | 0 | 0 |  | #VALUE! | #VALUE! | #VALUE! | #VALUE! |  |  | #VALUE! | #VALUE! | 0 | 0 | 0.20123 | 0.20123 | #VALUE! | #VALUE! | #VALUE! | #VALUE! | 0 | 0 | 0.20123 | 0.20123 | #VALUE! | #VALUE! | #VALUE! | #VALUE! | 0 | 0 | 0.20123 | 0.20123 | #VALUE! | #VALUE! |  |  |  | #VALUE! | #VALUE! | #VALUE! | #VALUE! | #VALUE! | #VALUE! | #VALUE!
Friday | 3 | 18 | 23 | 1847 | 0 | 0 | 0 | 0 | 0 | 0 | 0 | 0 | 0 | 0 | 0 | 0 | 0 | 0 | 0 | 0 | 0 | 0 | 0 | 0 | 0 | 0 | 0 | 0 | 0 | 0 | 0 | 0 | 0 | 0 | 0 | 0 | 0 | 0 | 0 | 0 | 0 | 0 | 0 | 0 |  | 0 | 0 | 0 |  | #VALUE! | #VALUE! | #VALUE! | #VALUE! |  |  | #VALUE! | #VALUE! | 0 | 0 | 0.20123 | 0.20123 | #VALUE! | #VALUE! | #VALUE! | #VALUE! | 0 | 0 | 0.20123 | 0.20123 | #VALUE! | #VALUE! | #VALUE! | #VALUE! | 0 | 0 | 0.20123 | 0.20123 | #VALUE! | #VALUE! |  |  |  | #VALUE! | #VALUE! | #VALUE! | #VALUE! | #VALUE! | #VALUE! | #VALUE!
Friday | 3 | 18 | 24 | 1848 | 0 | 0 | 0 | 0 | 0 | 0 | 0 | 0 | 0 | 0 | 0 | 0 | 0 | 0 | 0 | 0 | 0 | 0 | 0 | 0 | 0 | 0 | 0 | 0 | 0 | 0 | 0 | 0 | 0 | 0 | 0 | 0 | 0 | 0 | 0 | 0 | 0 | 0 | 0 | 0 |  | 0 | 0 | 0 |  | #VALUE! | #VALUE! | #VALUE! | #VALUE! |  |  | #VALUE! | #VALUE! | 0 | 0 | 0.20123 | 0.20123 | #VALUE! | #VALUE! | #VALUE! | #VALUE! | 0 | 0 | 0.20123 | 0.20123 | #VALUE! | #VALUE! | #VALUE! | #VALUE! | 0 | 0 | 0.20123 | 0.20123 | #VALUE! | #VALUE! |  |  |  | #VALUE! | #VALUE! | #VALUE! | #VALUE! | #VALUE! | #VALUE! | #VALUE!
Saturday | 3 | 19 | 1 | 1849 | 0 | 0 | 0 | 0 | 0 | 0 | 0 | 0 | 0 | 0 | 0 | 0 | 0 | 0 | 0 | 0 | 0 | 0 | 0 | 0 | 0 | 0 | 0 | 0 | 0 | 0 | 0 | 0 | 0 | 0 | 0 | 0 | 0 | 0 | 0 | 0 | 0 | 0 | 0 | 0 |  | 0 | 0 | 0 |  | #VALUE! | #VALUE! | #VALUE! | #VALUE! |  |  | #VALUE! | #VALUE! | 0 | 0 | 0.20123 | 0.20123 | #VALUE! | #VALUE! | #VALUE! | #VALUE! | 0 | 0 | 0.20123 | 0.20123 | #VALUE! | #VALUE! | #VALUE! | #VALUE! | 0 | 0 | 0.20123 | 0.20123 | #VALUE! | #VALUE! |  |  |  | #VALUE! | #VALUE! | #VALUE! | #VALUE! | #VALUE! | #VALUE! | #VALUE!
Saturday | 3 | 19 | 2 | 1850 | 0 | 0 | 0 | 0 | 0 | 0 | 0 | 0 | 0 | 0 | 0 | 0 | 0 | 0 | 0 | 0 | 0 | 0 | 0 | 0 | 0 | 0 | 0 | 0 | 0.0019306 | 0 | 0 | 0 | 0 | 0 | 0 | 0 | 0 | 0 | 0 | 0 | 0 | 0 | 0 | 0 |  | 0 | 0 | 0 |  | #VALUE! | #VALUE! | #VALUE! | #VALUE! |  |  | #VALUE! | #VALUE! | 0 | 0 | 0.20123 | 0.20123 | #VALUE! | #VALUE! | #VALUE! | #VALUE! | 0 | 0 | 0.20123 | 0.20123 | #VALUE! | #VALUE! | #VALUE! | #VALUE! | 0 | 0 | 0.20123 | 0.20123 | #VALUE! | #VALUE! |  |  |  | #VALUE! | #VALUE! | #VALUE! | #VALUE! | #VALUE! | #VALUE! | #VALUE!
Saturday | 3 | 19 | 3 | 1851 | 0 | 0 | 0 | 0 | 0 | 0 | 0 | 0 | 0 | 0 | 0 | 0 | 0 | 0 | 0 | 0 | 0 | 0 | 0 | 0 | 0 | 0 | 0 | 0 | 0 | 0 | 0 | 0 | 0 | 0 | 0 | 0 | 0 | 0 | 0 | 0 | 0 | 0 | 0 | 0 |  | 0 | 0 | 0 |  | #VALUE! | #VALUE! | #VALUE! | #VALUE! |  |  | #VALUE! | #VALUE! | 0 | 0 | 0.20123 | 0.20123 | #VALUE! | #VALUE! | #VALUE! | #VALUE! | 0 | 0 | 0.20123 | 0.20123 | #VALUE! | #VALUE! | #VALUE! | #VALUE! | 0 | 0 | 0.20123 | 0.20123 | #VALUE! | #VALUE! |  |  |  | #VALUE! | #VALUE! | #VALUE! | #VALUE! | #VALUE! | #VALUE! | #VALUE!
Saturday | 3 | 19 | 4 | 1852 | 0 | 0 | 0 | 0 | 0 | 0 | 0 | 0 | 0 | 0 | 0 | 0 | 0 | 0 | 0 | 0 | 0 | 0 | 0 | 0 | 0 | 0 | 0 | 0 | 0 | 0 | 0 | 0 | 0 | 0 | 0 | 0 | 0 | 0 | 0 | 0 | 0 | 0 | 0 | 0 |  | 0 | 0 | 0 |  | #VALUE! | #VALUE! | #VALUE! | #VALUE! |  |  | #VALUE! | #VALUE! | 0 | 0 | 0.20123 | 0.20123 | #VALUE! | #VALUE! | #VALUE! | #VALUE! | 0 | 0 | 0.20123 | 0.20123 | #VALUE! | #VALUE! | #VALUE! | #VALUE! | 0 | 0 | 0.20123 | 0.20123 | #VALUE! | #VALUE! |  |  |  | #VALUE! | #VALUE! | #VALUE! | #VALUE! | #VALUE! | #VALUE! | #VALUE!
Saturday | 3 | 19 | 5 | 1853 | 0 | 0 | 0 | 0 | 0 | 0 | 0 | 0 | 0 | 0 | 0 | 0 | 0 | 0 | 0 | 0 | 0 | 0 | 0 | 0 | 0 | 0 | 0 | 0 | 0 | 0 | 0 | 0 | 0 | 0 | 0 | 0 | 0 | 0 | 0 | 0 | 0 | 0 | 0 | 0 |  | 0 | 0 | 0 |  | #VALUE! | #VALUE! | #VALUE! | #VALUE! |  |  | #VALUE! | #VALUE! | 0 | 0 | 0.20123 | 0.20123 | #VALUE! | #VALUE! | #VALUE! | #VALUE! | 0 | 0 | 0.20123 | 0.20123 | #VALUE! | #VALUE! | #VALUE! | #VALUE! | 0 | 0 | 0.20123 | 0.20123 | #VALUE! | #VALUE! |  |  |  | #VALUE! | #VALUE! | #VALUE! | #VALUE! | #VALUE! | #VALUE! | #VALUE!
Saturday | 3 | 19 | 6 | 1854 | 0 | 0 | 0 | 0 | 0 | 0 | 0 | 0 | 0 | 0 | 0 | 0 | 0 | 0 | 0 | 0 | 0 | 0 | 0 | 0 | 0 | 0 | 0 | 0 | 0 | 0 | 0 | 0 | 0 | 0 | 0 | 0 | 0 | 0 | 0 | 0 | 0 | 0 | 0 | 0 |  | 0 | 0 | 0 |  | #VALUE! | #VALUE! | #VALUE! | #VALUE! |  |  | #VALUE! | #VALUE! | 0 | 0 | 0.20123 | 0.20123 | #VALUE! | #VALUE! | #VALUE! | #VALUE! | 0 | 0 | 0.20123 | 0.20123 | #VALUE! | #VALUE! | #VALUE! | #VALUE! | 0 | 0 | 0.20123 | 0.20123 | #VALUE! | #VALUE! |  |  |  | #VALUE! | #VALUE! | #VALUE! | #VALUE! | #VALUE! | #VALUE! | #VALUE!
Saturday | 3 | 19 | 7 | 1855 | 0 | 0 | 0 | 0 | 0 | 0 | 0 | 0 | 0 | 0 | 0 | 0 | 0 | 0 | 0 | 0 | 0 | 0 | 0 | 0 | 0 | 0 | 0 | 0 | 0 | 0 | 0 | 0 | 0 | 0 | 0 | 0 | 0 | 0 | 0 | 0 | 0 | 0 | 0 | 0 |  | 0 | 0 | 0 |  | #VALUE! | #VALUE! | #VALUE! | #VALUE! |  |  | #VALUE! | #VALUE! | 0 | 0 | 0.20123 | 0.20123 | #VALUE! | #VALUE! | #VALUE! | #VALUE! | 0 | 0 | 0.20123 | 0.20123 | #VALUE! | #VALUE! | #VALUE! | #VALUE! | 0 | 0 | 0.20123 | 0.20123 | #VALUE! | #VALUE! |  |  |  | #VALUE! | #VALUE! | #VALUE! | #VALUE! | #VALUE! | #VALUE! | #VALUE!
Saturday | 3 | 19 | 8 | 1856 | 0 | 0 | 0 | 0 | 0 | 0 | 0 | 0 | 0 | 0 | 0 | 0 | 0 | 0 | 0 | 0 | 0 | 0 | 0 | 0 | 0 | 0 | 0 | 0 | 0 | 0 | 0 | 0 | 0 | 0 | 0 | 0 | 0 | 0 | 0 | 0 | 0 | 0 | 0 | 0 |  | 0 | 0 | 0 |  | #VALUE! | #VALUE! | #VALUE! | #VALUE! |  |  | #VALUE! | #VALUE! | 0 | 0 | 0.20123 | 0.20123 | #VALUE! | #VALUE! | #VALUE! | #VALUE! | 0 | 0 | 0.20123 | 0.20123 | #VALUE! | #VALUE! | #VALUE! | #VALUE! | 0 | 0 | 0.20123 | 0.20123 | #VALUE! | #VALUE! |  |  |  | #VALUE! | #VALUE! | #VALUE! | #VALUE! | #VALUE! | #VALUE! | #VALUE!
Saturday | 3 | 19 | 9 | 1857 | 0 | 0 | 0 | 0 | 0 | 0 | 0 | 0 | 0 | 0 | 0 | 0 | 0 | 0 | 0 | 0 | 0 | 0 | 0 | 0 | 0 | 0 | 0 | 0 | 0 | 0 | 0 | 0 | 0 | 0 | 0 | 0 | 0 | 0 | 0 | 0 | 0 | 0 | 0 | 0 |  | 0 | 0 | 0 |  | #VALUE! | #VALUE! | #VALUE! | #VALUE! |  |  | #VALUE! | #VALUE! | 0 | 0 | 0.20123 | 0.20123 | #VALUE! | #VALUE! | #VALUE! | #VALUE! | 0 | 0 | 0.20123 | 0.20123 | #VALUE! | #VALUE! | #VALUE! | #VALUE! | 0 | 0 | 0.20123 | 0.20123 | #VALUE! | #VALUE! |  |  |  | #VALUE! | #VALUE! | #VALUE! | #VALUE! | #VALUE! | #VALUE! | #VALUE!
Saturday | 3 | 19 | 10 | 1858 | 0 | 0 | 0 | 0 | 0 | 0 | 0 | 0 | 0 | 0 | 0 | 0 | 0 | 0 | 0 | 0 | 0 | 0 | 0 | 0 | 0 | 0 | 0 | 0 | 0 | 0 | 0 | 0 | 0 | 0 | 0 | 0 | 0 | 0 | 0 | 0 | 0 | 0 | 0 | 0 |  | 0 | 0 | 0 |  | #VALUE! | #VALUE! | #VALUE! | #VALUE! |  |  | #VALUE! | #VALUE! | 0 | 0 | 0.20123 | 0.20123 | #VALUE! | #VALUE! | #VALUE! | #VALUE! | 0 | 0 | 0.20123 | 0.20123 | #VALUE! | #VALUE! | #VALUE! | #VALUE! | 0 | 0 | 0.20123 | 0.20123 | #VALUE! | #VALUE! |  |  |  | #VALUE! | #VALUE! | #VALUE! | #VALUE! | #VALUE! | #VALUE! | #VALUE!
Saturday | 3 | 19 | 11 | 1859 | 0 | 0 | 0 | 0 | 0 | 0 | 0 | 0 | 0 | 0 | 0 | 0 | 0 | 0 | 0 | 0 | 0 | 0 | 0 | 0 | 0 | 0 | 0 | 0 | 0 | 0 | 0 | 0 | 0 | 0 | 0 | 0 | 0 | 0 | 0 | 0 | 0 | 0 | 0 | 0 |  | 0 | 0 | 0 |  | #VALUE! | #VALUE! | #VALUE! | #VALUE! |  |  | #VALUE! | #VALUE! | 0 | 0 | 0.20123 | 0.20123 | #VALUE! | #VALUE! | #VALUE! | #VALUE! | 0 | 0 | 0.20123 | 0.20123 | #VALUE! | #VALUE! | #VALUE! | #VALUE! | 0 | 0 | 0.20123 | 0.20123 | #VALUE! | #VALUE! |  |  |  | #VALUE! | #VALUE! | #VALUE! | #VALUE! | #VALUE! | #VALUE! | #VALUE!
Saturday | 3 | 19 | 12 | 1860 | 0 | 0 | 0 | 0 | 0 | 0 | 0 | 0 | 0 | 0 | 0 | 0 | 0 | 0 | 0 | 0 | 0 | 0 | 0 | 0 | 0 | 0 | 0 | 0 | 0 | 0 | 0 | 0 | 0 | 0 | 0 | 0 | 0 | 0 | 0 | 0 | 0 | 0 | 0 | 0 |  | 0 | 0 | 0 |  | #VALUE! | #VALUE! | #VALUE! | #VALUE! |  |  | #VALUE! | #VALUE! | 0 | 0 | 0.20123 | 0.20123 | #VALUE! | #VALUE! | #VALUE! | #VALUE! | 0 | 0 | 0.20123 | 0.20123 | #VALUE! | #VALUE! | #VALUE! | #VALUE! | 0 | 0 | 0.20123 | 0.20123 | #VALUE! | #VALUE! |  |  |  | #VALUE! | #VALUE! | #VALUE! | #VALUE! | #VALUE! | #VALUE! | #VALUE!
Saturday | 3 | 19 | 13 | 1861 | 0 | 0 | 0 | 0 | 0 | 0 | 0 | 0 | 0 | 0 | 0 | 0 | 0 | 0 | 0 | 0 | 0 | 0 | 0 | 0 | 0 | 0 | 0 | 0 | 0 | 0 | 0 | 0 | 0 | 0 | 0 | 0 | 0 | 0 | 0 | 0 | 0 | 0 | 0 | 0 |  | 0 | 0 | 0 |  | #VALUE! | #VALUE! | #VALUE! | #VALUE! |  |  | #VALUE! | #VALUE! | 0 | 0 | 0.20123 | 0.20123 | #VALUE! | #VALUE! | #VALUE! | #VALUE! | 0 | 0 | 0.20123 | 0.20123 | #VALUE! | #VALUE! | #VALUE! | #VALUE! | 0 | 0 | 0.20123 | 0.20123 | #VALUE! | #VALUE! |  |  |  | #VALUE! | #VALUE! | #VALUE! | #VALUE! | #VALUE! | #VALUE! | #VALUE!
Saturday | 3 | 19 | 14 | 1862 | 0 | 0 | 0 | 0 | 0 | 0 | 0 | 0 | 0 | 0 | 0 | 0 | 0 | 0 | 0 | 0 | 0 | 0 | 0 | 0 | 0 | 0 | 0 | 0 | 0 | 0 | 0 | 0 | 0 | 0 | 0 | 0 | 0 | 0 | 0 | 0 | 0 | 0 | 0 | 0 |  | 0 | 0 | 0 |  | #VALUE! | #VALUE! | #VALUE! | #VALUE! |  |  | #VALUE! | #VALUE! | 0 | 0 | 0.20123 | 0.20123 | #VALUE! | #VALUE! | #VALUE! | #VALUE! | 0 | 0 | 0.20123 | 0.20123 | #VALUE! | #VALUE! | #VALUE! | #VALUE! | 0 | 0 | 0.20123 | 0.20123 | #VALUE! | #VALUE! |  |  |  | #VALUE! | #VALUE! | #VALUE! | #VALUE! | #VALUE! | #VALUE! | #VALUE!
Saturday | 3 | 19 | 15 | 1863 | 0 | 0 | 0 | 0 | 0 | 0 | 0 | 0 | 0 | 0 | 0 | 0 | 0 | 0 | 0 | 0 | 0 | 0 | 0 | 0 | 0 | 0 | 0 | 0 | 0 | 0 | 0 | 0 | 0 | 0 | 0 | 0 | 0 | 0 | 0 | 0 | 0 | 0 | 0 | 0 |  | 0 | 0 | 0 |  | #VALUE! | #VALUE! | #VALUE! | #VALUE! |  |  | #VALUE! | #VALUE! | 0 | 0 | 0.20123 | 0.20123 | #VALUE! | #VALUE! | #VALUE! | #VALUE! | 0 | 0 | 0.20123 | 0.20123 | #VALUE! | #VALUE! | #VALUE! | #VALUE! | 0 | 0 | 0.20123 | 0.20123 | #VALUE! | #VALUE! |  |  |  | #VALUE! | #VALUE! | #VALUE! | #VALUE! | #VALUE! | #VALUE! | #VALUE!
Saturday | 3 | 19 | 16 | 1864 | 0 | 0 | 0 | 0 | 0 | 0 | 0 | 0 | 0 | 0 | 0 | 0 | 0 | 0 | 0 | 0 | 0 | 0 | 0 | 0 | 0 | 0 | 0 | 0 | 0 | 0 | 0 | 0 | 0 | 0 | 0 | 0 | 0 | 0 | 0 | 0 | 0 | 0 | 0 | 0 |  | 0 | 0 | 0 |  | #VALUE! | #VALUE! | #VALUE! | #VALUE! |  |  | #VALUE! | #VALUE! | 0 | 0 | 0.20123 | 0.20123 | #VALUE! | #VALUE! | #VALUE! | #VALUE! | 0 | 0 | 0.20123 | 0.20123 | #VALUE! | #VALUE! | #VALUE! | #VALUE! | 0 | 0 | 0.20123 | 0.20123 | #VALUE! | #VALUE! |  |  |  | #VALUE! | #VALUE! | #VALUE! | #VALUE! | #VALUE! | #VALUE! | #VALUE!
Saturday | 3 | 19 | 17 | 1865 | 0 | 0 | 0 | 0 | 0 | 0 | 0 | 0 | 0 | 0 | 0 | 0 | 0 | 0 | 0 | 0 | 0 | 0 | 0 | 0 | 0 | 0 | 0 | 0 | 0 | 0 | 0 | 0 | 0 | 0 | 0 | 0 | 0 | 0 | 0 | 0 | 0 | 0 | 0 | 0 |  | 0 | 0 | 0 |  | #VALUE! | #VALUE! | #VALUE! | #VALUE! |  |  | #VALUE! | #VALUE! | 0 | 0 | 0.20123 | 0.20123 | #VALUE! | #VALUE! | #VALUE! | #VALUE! | 0 | 0 | 0.20123 | 0.20123 | #VALUE! | #VALUE! | #VALUE! | #VALUE! | 0 | 0 | 0.20123 | 0.20123 | #VALUE! | #VALUE! |  |  |  | #VALUE! | #VALUE! | #VALUE! | #VALUE! | #VALUE! | #VALUE! | #VALUE!
Saturday | 3 | 19 | 18 | 1866 | 0 | 0 | 0 | 0 | 0 | 0 | 0 | 0 | 0 | 0 | 0 | 0 | 0 | 0 | 0 | 0 | 0 | 0 | 0 | 0 | 0 | 0 | 0 | 0 | 0 | 0 | 0 | 0 | 0 | 0 | 0 | 0 | 0 | 0 | 0 | 0 | 0 | 0 | 0 | 0 |  | 0 | 0 | 0 |  | #VALUE! | #VALUE! | #VALUE! | #VALUE! |  |  | #VALUE! | #VALUE! | 0 | 0 | 0.20123 | 0.20123 | #VALUE! | #VALUE! | #VALUE! | #VALUE! | 0 | 0 | 0.20123 | 0.20123 | #VALUE! | #VALUE! | #VALUE! | #VALUE! | 0 | 0 | 0.20123 | 0.20123 | #VALUE! | #VALUE! |  |  |  | #VALUE! | #VALUE! | #VALUE! | #VALUE! | #VALUE! | #VALUE! | #VALUE!
Saturday | 3 | 19 | 19 | 1867 | 0 | 0 | 0 | 0 | 0 | 0 | 0 | 0 | 0 | 0 | 0 | 0 | 0 | 0 | 0 | 0 | 0 | 0 | 0 | 0 | 0 | 0 | 0 | 0 | 0 | 0 | 0 | 0 | 0 | 0 | 0 | 0 | 0 | 0 | 0 | 0 | 0 | 0 | 0 | 0 |  | 0 | 0 | 0 |  | #VALUE! | #VALUE! | #VALUE! | #VALUE! |  |  | #VALUE! | #VALUE! | 0 | 0 | 0.20123 | 0.20123 | #VALUE! | #VALUE! | #VALUE! | #VALUE! | 0 | 0 | 0.20123 | 0.20123 | #VALUE! | #VALUE! | #VALUE! | #VALUE! | 0 | 0 | 0.20123 | 0.20123 | #VALUE! | #VALUE! |  |  |  | #VALUE! | #VALUE! | #VALUE! | #VALUE! | #VALUE! | #VALUE! | #VALUE!
Saturday | 3 | 19 | 20 | 1868 | 0 | 0 | 0 | 0 | 0 | 0 | 0 | 0 | 0 | 0 | 0 | 0 | 0 | 0 | 0 | 0 | 0 | 0 | 0 | 0 | 0 | 0 | 0 | 0 | 0 | 0 | 0 | 0 | 0 | 0 | 0 | 0 | 0 | 0 | 0 | 0 | 0 | 0 | 0 | 0 |  | 0 | 0 | 0 |  | #VALUE! | #VALUE! | #VALUE! | #VALUE! |  |  | #VALUE! | #VALUE! | 0 | 0 | 0.20123 | 0.20123 | #VALUE! | #VALUE! | #VALUE! | #VALUE! | 0 | 0 | 0.20123 | 0.20123 | #VALUE! | #VALUE! | #VALUE! | #VALUE! | 0 | 0 | 0.20123 | 0.20123 | #VALUE! | #VALUE! |  |  |  | #VALUE! | #VALUE! | #VALUE! | #VALUE! | #VALUE! | #VALUE! | #VALUE!
Saturday | 3 | 19 | 21 | 1869 | 0 | 0 | 0 | 0 | 0 | 0 | 0 | 0 | 0 | 0 | 0 | 0 | 0 | 0 | 0 | 0 | 0 | 0 | 0 | 0 | 0 | 0 | 0 | 0 | 0 | 0 | 0 | 0 | 0 | 0 | 0 | 0 | 0 | 0 | 0 | 0 | 0 | 0 | 0 | 0 |  | 0 | 0 | 0 |  | #VALUE! | #VALUE! | #VALUE! | #VALUE! |  |  | #VALUE! | #VALUE! | 0 | 0 | 0.20123 | 0.20123 | #VALUE! | #VALUE! | #VALUE! | #VALUE! | 0 | 0 | 0.20123 | 0.20123 | #VALUE! | #VALUE! | #VALUE! | #VALUE! | 0 | 0 | 0.20123 | 0.20123 | #VALUE! | #VALUE! |  |  |  | #VALUE! | #VALUE! | #VALUE! | #VALUE! | #VALUE! | #VALUE! | #VALUE!
Saturday | 3 | 19 | 22 | 1870 | 0 | 0 | 0 | 0 | 0 | 0 | 0 | 0 | 0 | 0 | 0 | 0 | 0 | 0 | 0 | 0 | 0 | 0 | 0 | 0 | 0 | 0 | 0 | 0 | 0 | 0 | 0 | 0 | 0 | 0 | 0 | 0 | 0 | 0 | 0 | 0 | 0 | 0 | 0 | 0 |  | 0 | 0 | 0 |  | #VALUE! | #VALUE! | #VALUE! | #VALUE! |  |  | #VALUE! | #VALUE! | 0 | 0 | 0.20123 | 0.20123 | #VALUE! | #VALUE! | #VALUE! | #VALUE! | 0 | 0 | 0.20123 | 0.20123 | #VALUE! | #VALUE! | #VALUE! | #VALUE! | 0 | 0 | 0.20123 | 0.20123 | #VALUE! | #VALUE! |  |  |  | #VALUE! | #VALUE! | #VALUE! | #VALUE! | #VALUE! | #VALUE! | #VALUE!
Saturday | 3 | 19 | 23 | 1871 | 0 | 0 | 0 | 0 | 0 | 0 | 0 | 0 | 0 | 0 | 0 | 0 | 0 | 0 | 0 | 0 | 0 | 0 | 0 | 0 | 0 | 0 | 0 | 0 | 0 | 0 | 0 | 0 | 0 | 0 | 0 | 0 | 0 | 0 | 0 | 0 | 0 | 0 | 0 | 0 |  | 0 | 0 | 0 |  | #VALUE! | #VALUE! | #VALUE! | #VALUE! |  |  | #VALUE! | #VALUE! | 0 | 0 | 0.20123 | 0.20123 | #VALUE! | #VALUE! | #VALUE! | #VALUE! | 0 | 0 | 0.20123 | 0.20123 | #VALUE! | #VALUE! | #VALUE! | #VALUE! | 0 | 0 | 0.20123 | 0.20123 | #VALUE! | #VALUE! |  |  |  | #VALUE! | #VALUE! | #VALUE! | #VALUE! | #VALUE! | #VALUE! | #VALUE!
Saturday | 3 | 19 | 24 | 1872 | 0 | 0 | 0 | 0 | 0 | 0 | 0 | 0 | 0 | 0 | 0 | 0 | 0 | 0 | 0 | 0 | 0 | 0 | 0 | 0 | 0 | 0 | 0 | 0 | 0 | 0 | 0 | 0 | 0 | 0 | 0 | 0 | 0 | 0 | 0 | 0 | 0 | 0 | 0 | 0 |  | 0 | 0 | 0 |  | #VALUE! | #VALUE! | #VALUE! | #VALUE! |  |  | #VALUE! | #VALUE! | 0 | 0 | 0.20123 | 0.20123 | #VALUE! | #VALUE! | #VALUE! | #VALUE! | 0 | 0 | 0.20123 | 0.20123 | #VALUE! | #VALUE! | #VALUE! | #VALUE! | 0 | 0 | 0.20123 | 0.20123 | #VALUE! | #VALUE! |  |  |  | #VALUE! | #VALUE! | #VALUE! | #VALUE! | #VALUE! | #VALUE! | #VALUE!
Sunday | 3 | 20 | 1 | 1873 | 0 | 0 | 0 | 0 | 0 | 0 | 0 | 0 | 0 | 0 | 0 | 0 | 0 | 0 | 0 | 0 | 0 | 0 | 0 | 0 | 0 | 0 | 0 | 0 | 0 | 0 | 0 | 0 | 0 | 0 | 0 | 0 | 0 | 0 | 0 | 0 | 0 | 0 | 0 | 0 |  | 0 | 0 | 0 |  | #VALUE! | #VALUE! | #VALUE! | #VALUE! |  |  | #VALUE! | #VALUE! | 0 | 0 | 0.20123 | 0.20123 | #VALUE! | #VALUE! | #VALUE! | #VALUE! | 0 | 0 | 0.20123 | 0.20123 | #VALUE! | #VALUE! | #VALUE! | #VALUE! | 0 | 0 | 0.20123 | 0.20123 | #VALUE! | #VALUE! |  |  |  | #VALUE! | #VALUE! | #VALUE! | #VALUE! | #VALUE! | #VALUE! | #VALUE!
Sunday | 3 | 20 | 2 | 1874 | 0 | 0 | 0 | 0 | 0 | 0 | 0 | 0 | 0 | 0 | 0 | 0 | 0 | 0 | 0 | 0 | 0 | 0 | 0 | 0 | 0 | 0 | 0 | 0 | 0.0018729 | 0 | 0 | 0 | 0 | 0 | 0 | 0 | 0 | 0 | 0 | 0 | 0 | 0 | 0 | 0 |  | 0 | 0 | 0 |  | #VALUE! | #VALUE! | #VALUE! | #VALUE! |  |  | #VALUE! | #VALUE! | 0 | 0 | 0.20123 | 0.20123 | #VALUE! | #VALUE! | #VALUE! | #VALUE! | 0 | 0 | 0.20123 | 0.20123 | #VALUE! | #VALUE! | #VALUE! | #VALUE! | 0 | 0 | 0.20123 | 0.20123 | #VALUE! | #VALUE! |  |  |  | #VALUE! | #VALUE! | #VALUE! | #VALUE! | #VALUE! | #VALUE! | #VALUE!
Sunday | 3 | 20 | 3 | 1875 | 0 | 0 | 0 | 0 | 0 | 0 | 0 | 0 | 0 | 0 | 0 | 0 | 0 | 0 | 0 | 0 | 0 | 0 | 0 | 0 | 0 | 0 | 0 | 0 | 0.0024763 | 0 | 0 | 0 | 0 | 0 | 0 | 0 | 0 | 0 | 0 | 0 | 0 | 0 | 0 | 0 |  | 0 | 0 | 0 |  | #VALUE! | #VALUE! | #VALUE! | #VALUE! |  |  | #VALUE! | #VALUE! | 0 | 0 | 0.20123 | 0.20123 | #VALUE! | #VALUE! | #VALUE! | #VALUE! | 0 | 0 | 0.20123 | 0.20123 | #VALUE! | #VALUE! | #VALUE! | #VALUE! | 0 | 0 | 0.20123 | 0.20123 | #VALUE! | #VALUE! |  |  |  | #VALUE! | #VALUE! | #VALUE! | #VALUE! | #VALUE! | #VALUE! | #VALUE!
Sunday | 3 | 20 | 4 | 1876 | 0 | 0 | 0 | 0 | 0 | 0 | 0 | 0 | 0 | 0 | 0 | 0 | 0 | 0 | 0 | 0 | 0 | 0 | 0 | 0 | 0 | 0 | 0 | 0 | 0 | 0 | 0 | 0 | 0 | 0 | 0 | 0 | 0 | 0 | 0 | 0 | 0 | 0 | 0 | 0 |  | 0 | 0 | 0 |  | #VALUE! | #VALUE! | #VALUE! | #VALUE! |  |  | #VALUE! | #VALUE! | 0 | 0 | 0.20123 | 0.20123 | #VALUE! | #VALUE! | #VALUE! | #VALUE! | 0 | 0 | 0.20123 | 0.20123 | #VALUE! | #VALUE! | #VALUE! | #VALUE! | 0 | 0 | 0.20123 | 0.20123 | #VALUE! | #VALUE! |  |  |  | #VALUE! | #VALUE! | #VALUE! | #VALUE! | #VALUE! | #VALUE! | #VALUE!
Sunday | 3 | 20 | 5 | 1877 | 0 | 0 | 0 | 0 | 0 | 0 | 0 | 0 | 0 | 0 | 0 | 0 | 0 | 0 | 0 | 0 | 0 | 0 | 0 | 0 | 0 | 0 | 0 | 0 | 0 | 0 | 0 | 0 | 0 | 0 | 0 | 0 | 0 | 0 | 0 | 0 | 0 | 0 | 0 | 0 |  | 0 | 0 | 0 |  | #VALUE! | #VALUE! | #VALUE! | #VALUE! |  |  | #VALUE! | #VALUE! | 0 | 0 | 0.20123 | 0.20123 | #VALUE! | #VALUE! | #VALUE! | #VALUE! | 0 | 0 | 0.20123 | 0.20123 | #VALUE! | #VALUE! | #VALUE! | #VALUE! | 0 | 0 | 0.20123 | 0.20123 | #VALUE! | #VALUE! |  |  |  | #VALUE! | #VALUE! | #VALUE! | #VALUE! | #VALUE! | #VALUE! | #VALUE!
Sunday | 3 | 20 | 6 | 1878 | 0 | 0 | 0 | 0 | 0 | 0 | 0 | 0 | 0 | 0 | 0 | 0 | 0 | 0 | 0 | 0 | 0 | 0 | 0 | 0 | 0 | 0 | 0 | 0 | 0 | 0 | 0 | 0 | 0 | 0 | 0 | 0 | 0 | 0 | 0 | 0 | 0 | 0 | 0 | 0 |  | 0 | 0 | 0 |  | #VALUE! | #VALUE! | #VALUE! | #VALUE! |  |  | #VALUE! | #VALUE! | 0 | 0 | 0.20123 | 0.20123 | #VALUE! | #VALUE! | #VALUE! | #VALUE! | 0 | 0 | 0.20123 | 0.20123 | #VALUE! | #VALUE! | #VALUE! | #VALUE! | 0 | 0 | 0.20123 | 0.20123 | #VALUE! | #VALUE! |  |  |  | #VALUE! | #VALUE! | #VALUE! | #VALUE! | #VALUE! | #VALUE! | #VALUE!
Sunday | 3 | 20 | 7 | 1879 | 0 | 0 | 0 | 0 | 0 | 0 | 0 | 0 | 0 | 0 | 0 | 0 | 0 | 0 | 0 | 0 | 0 | 0 | 0 | 0 | 0 | 0 | 0 | 0 | 0 | 0 | 0 | 0 | 0 | 0 | 0 | 0 | 0 | 0 | 0 | 0 | 0 | 0 | 0 | 0 |  | 0 | 0 | 0 |  | #VALUE! | #VALUE! | #VALUE! | #VALUE! |  |  | #VALUE! | #VALUE! | 0 | 0 | 0.20123 | 0.20123 | #VALUE! | #VALUE! | #VALUE! | #VALUE! | 0 | 0 | 0.20123 | 0.20123 | #VALUE! | #VALUE! | #VALUE! | #VALUE! | 0 | 0 | 0.20123 | 0.20123 | #VALUE! | #VALUE! |  |  |  | #VALUE! | #VALUE! | #VALUE! | #VALUE! | #VALUE! | #VALUE! | #VALUE!
Sunday | 3 | 20 | 8 | 1880 | 0 | 0 | 0 | 0 | 0 | 0 | 0 | 0 | 0 | 0 | 0 | 0 | 0 | 0 | 0 | 0 | 0 | 0 | 0 | 0 | 0 | 0 | 0 | 0 | 0 | 0 | 0 | 0 | 0 | 0 | 0 | 0 | 0 | 0 | 0 | 0 | 0 | 0 | 0 | 0 |  | 0 | 0 | 0 |  | #VALUE! | #VALUE! | #VALUE! | #VALUE! |  |  | #VALUE! | #VALUE! | 0 | 0 | 0.20123 | 0.20123 | #VALUE! | #VALUE! | #VALUE! | #VALUE! | 0 | 0 | 0.20123 | 0.20123 | #VALUE! | #VALUE! | #VALUE! | #VALUE! | 0 | 0 | 0.20123 | 0.20123 | #VALUE! | #VALUE! |  |  |  | #VALUE! | #VALUE! | #VALUE! | #VALUE! | #VALUE! | #VALUE! | #VALUE!
Sunday | 3 | 20 | 9 | 1881 | 0 | 0 | 0 | 0 | 0 | 0 | 0 | 0 | 0 | 0 | 0 | 0 | 0 | 0 | 0 | 0 | 0 | 0 | 0 | 0 | 0 | 0 | 0 | 0 | 0 | 0 | 0 | 0 | 0 | 0 | 0 | 0 | 0 | 0 | 0 | 0 | 0 | 0 | 0 | 0 |  | 0 | 0 | 0 |  | #VALUE! | #VALUE! | #VALUE! | #VALUE! |  |  | #VALUE! | #VALUE! | 0 | 0 | 0.20123 | 0.20123 | #VALUE! | #VALUE! | #VALUE! | #VALUE! | 0 | 0 | 0.20123 | 0.20123 | #VALUE! | #VALUE! | #VALUE! | #VALUE! | 0 | 0 | 0.20123 | 0.20123 | #VALUE! | #VALUE! |  |  |  | #VALUE! | #VALUE! | #VALUE! | #VALUE! | #VALUE! | #VALUE! | #VALUE!
Sunday | 3 | 20 | 10 | 1882 | 0 | 0 | 0 | 0 | 0 | 0 | 0 | 0 | 0 | 0 | 0 | 0 | 0 | 0 | 0 | 0 | 0 | 0 | 0 | 0 | 0 | 0 | 0 | 0 | 0 | 0 | 0 | 0 | 0 | 0 | 0 | 0 | 0 | 0 | 0 | 0 | 0 | 0 | 0 | 0 |  | 0 | 0 | 0 |  | #VALUE! | #VALUE! | #VALUE! | #VALUE! |  |  | #VALUE! | #VALUE! | 0 | 0 | 0.20123 | 0.20123 | #VALUE! | #VALUE! | #VALUE! | #VALUE! | 0 | 0 | 0.20123 | 0.20123 | #VALUE! | #VALUE! | #VALUE! | #VALUE! | 0 | 0 | 0.20123 | 0.20123 | #VALUE! | #VALUE! |  |  |  | #VALUE! | #VALUE! | #VALUE! | #VALUE! | #VALUE! | #VALUE! | #VALUE!
Sunday | 3 | 20 | 11 | 1883 | 0 | 0 | 0 | 0 | 0 | 0 | 0 | 0 | 0 | 0 | 0 | 0 | 0 | 0 | 0 | 0 | 0 | 0 | 0 | 0 | 0 | 0 | 0 | 0 | 0 | 0 | 0 | 0 | 0 | 0 | 0 | 0 | 0 | 0 | 0 | 0 | 0 | 0 | 0 | 0 |  | 0 | 0 | 0 |  | #VALUE! | #VALUE! | #VALUE! | #VALUE! |  |  | #VALUE! | #VALUE! | 0 | 0 | 0.20123 | 0.20123 | #VALUE! | #VALUE! | #VALUE! | #VALUE! | 0 | 0 | 0.20123 | 0.20123 | #VALUE! | #VALUE! | #VALUE! | #VALUE! | 0 | 0 | 0.20123 | 0.20123 | #VALUE! | #VALUE! |  |  |  | #VALUE! | #VALUE! | #VALUE! | #VALUE! | #VALUE! | #VALUE! | #VALUE!
Sunday | 3 | 20 | 12 | 1884 | 0 | 0 | 0 | 0 | 0 | 0 | 0 | 0 | 0 | 0 | 0 | 0 | 0 | 0 | 0 | 0 | 0 | 0 | 0 | 0 | 0 | 0 | 0 | 0 | 0 | 0 | 0 | 0 | 0 | 0 | 0 | 0 | 0 | 0 | 0 | 0 | 0 | 0 | 0 | 0 |  | 0 | 0 | 0 |  | #VALUE! | #VALUE! | #VALUE! | #VALUE! |  |  | #VALUE! | #VALUE! | 0 | 0 | 0.20123 | 0.20123 | #VALUE! | #VALUE! | #VALUE! | #VALUE! | 0 | 0 | 0.20123 | 0.20123 | #VALUE! | #VALUE! | #VALUE! | #VALUE! | 0 | 0 | 0.20123 | 0.20123 | #VALUE! | #VALUE! |  |  |  | #VALUE! | #VALUE! | #VALUE! | #VALUE! | #VALUE! | #VALUE! | #VALUE!
Sunday | 3 | 20 | 13 | 1885 | 0 | 0 | 0 | 0 | 0 | 0 | 0 | 0 | 0 | 0 | 0 | 0 | 0 | 0 | 0 | 0 | 0 | 0 | 0 | 0 | 0 | 0 | 0 | 0 | 0 | 0 | 0 | 0 | 0 | 0 | 0 | 0 | 0 | 0 | 0 | 0 | 0 | 0 | 0 | 0 |  | 0 | 0 | 0 |  | #VALUE! | #VALUE! | #VALUE! | #VALUE! |  |  | #VALUE! | #VALUE! | 0 | 0 | 0.20123 | 0.20123 | #VALUE! | #VALUE! | #VALUE! | #VALUE! | 0 | 0 | 0.20123 | 0.20123 | #VALUE! | #VALUE! | #VALUE! | #VALUE! | 0 | 0 | 0.20123 | 0.20123 | #VALUE! | #VALUE! |  |  |  | #VALUE! | #VALUE! | #VALUE! | #VALUE! | #VALUE! | #VALUE! | #VALUE!
Sunday | 3 | 20 | 14 | 1886 | 0 | 0 | 0 | 0 | 0 | 0 | 0 | 0 | 0 | 0 | 0 | 0 | 0 | 0 | 0 | 0 | 0 | 0 | 0 | 0 | 0 | 0 | 0 | 0 | 0 | 0 | 0 | 0 | 0 | 0 | 0 | 0 | 0 | 0 | 0 | 0 | 0 | 0 | 0 | 0 |  | 0 | 0 | 0 |  | #VALUE! | #VALUE! | #VALUE! | #VALUE! |  |  | #VALUE! | #VALUE! | 0 | 0 | 0.20123 | 0.20123 | #VALUE! | #VALUE! | #VALUE! | #VALUE! | 0 | 0 | 0.20123 | 0.20123 | #VALUE! | #VALUE! | #VALUE! | #VALUE! | 0 | 0 | 0.20123 | 0.20123 | #VALUE! | #VALUE! |  |  |  | #VALUE! | #VALUE! | #VALUE! | #VALUE! | #VALUE! | #VALUE! | #VALUE!
Sunday | 3 | 20 | 15 | 1887 | 0 | 0 | 0 | 0 | 0 | 0 | 0 | 0 | 0 | 0 | 0 | 0 | 0 | 0 | 0 | 0 | 0 | 0 | 0 | 0 | 0 | 0 | 0 | 0 | 0 | 0 | 0 | 0 | 0 | 0 | 0 | 0 | 0 | 0 | 0 | 0 | 0 | 0 | 0 | 0 |  | 0 | 0 | 0 |  | #VALUE! | #VALUE! | #VALUE! | #VALUE! |  |  | #VALUE! | #VALUE! | 0 | 0 | 0.20123 | 0.20123 | #VALUE! | #VALUE! | #VALUE! | #VALUE! | 0 | 0 | 0.20123 | 0.20123 | #VALUE! | #VALUE! | #VALUE! | #VALUE! | 0 | 0 | 0.20123 | 0.20123 | #VALUE! | #VALUE! |  |  |  | #VALUE! | #VALUE! | #VALUE! | #VALUE! | #VALUE! | #VALUE! | #VALUE!
Sunday | 3 | 20 | 16 | 1888 | 0 | 0 | 0 | 0 | 0 | 0 | 0 | 0 | 0 | 0 | 0 | 0 | 0 | 0 | 0 | 0 | 0 | 0 | 0 | 0 | 0 | 0 | 0 | 0 | 0 | 0 | 0 | 0 | 0 | 0 | 0 | 0 | 0 | 0 | 0 | 0 | 0 | 0 | 0 | 0 |  | 0 | 0 | 0 |  | #VALUE! | #VALUE! | #VALUE! | #VALUE! |  |  | #VALUE! | #VALUE! | 0 | 0 | 0.20123 | 0.20123 | #VALUE! | #VALUE! | #VALUE! | #VALUE! | 0 | 0 | 0.20123 | 0.20123 | #VALUE! | #VALUE! | #VALUE! | #VALUE! | 0 | 0 | 0.20123 | 0.20123 | #VALUE! | #VALUE! |  |  |  | #VALUE! | #VALUE! | #VALUE! | #VALUE! | #VALUE! | #VALUE! | #VALUE!
Sunday | 3 | 20 | 17 | 1889 | 0 | 0 | 0 | 0 | 0 | 0 | 0 | 0 | 0 | 0 | 0 | 0 | 0 | 0 | 0 | 0 | 0 | 0 | 0 | 0 | 0 | 0 | 0 | 0 | 0 | 0 | 0 | 0 | 0 | 0 | 0 | 0 | 0 | 0 | 0 | 0 | 0 | 0 | 0 | 0 |  | 0 | 0 | 0 |  | #VALUE! | #VALUE! | #VALUE! | #VALUE! |  |  | #VALUE! | #VALUE! | 0 | 0 | 0.20123 | 0.20123 | #VALUE! | #VALUE! | #VALUE! | #VALUE! | 0 | 0 | 0.20123 | 0.20123 | #VALUE! | #VALUE! | #VALUE! | #VALUE! | 0 | 0 | 0.20123 | 0.20123 | #VALUE! | #VALUE! |  |  |  | #VALUE! | #VALUE! | #VALUE! | #VALUE! | #VALUE! | #VALUE! | #VALUE!
Sunday | 3 | 20 | 18 | 1890 | 0 | 0 | 0 | 0 | 0 | 0 | 0 | 0 | 0 | 0 | 0 | 0 | 0 | 0 | 0 | 0 | 0 | 0 | 0 | 0 | 0 | 0 | 0 | 0 | 0 | 0 | 0 | 0 | 0 | 0 | 0 | 0 | 0 | 0 | 0 | 0 | 0 | 0 | 0 | 0 |  | 0 | 0 | 0 |  | #VALUE! | #VALUE! | #VALUE! | #VALUE! |  |  | #VALUE! | #VALUE! | 0 | 0 | 0.20123 | 0.20123 | #VALUE! | #VALUE! | #VALUE! | #VALUE! | 0 | 0 | 0.20123 | 0.20123 | #VALUE! | #VALUE! | #VALUE! | #VALUE! | 0 | 0 | 0.20123 | 0.20123 | #VALUE! | #VALUE! |  |  |  | #VALUE! | #VALUE! | #VALUE! | #VALUE! | #VALUE! | #VALUE! | #VALUE!
Sunday | 3 | 20 | 19 | 1891 | 0 | 0 | 0 | 0 | 0 | 0 | 0 | 0 | 0 | 0 | 0 | 0 | 0 | 0 | 0 | 0 | 0 | 0 | 0 | 0 | 0 | 0 | 0 | 0 | 0 | 0 | 0 | 0 | 0 | 0 | 0 | 0 | 0 | 0 | 0 | 0 | 0 | 0 | 0 | 0 |  | 0 | 0 | 0 |  | #VALUE! | #VALUE! | #VALUE! | #VALUE! |  |  | #VALUE! | #VALUE! | 0 | 0 | 0.20123 | 0.20123 | #VALUE! | #VALUE! | #VALUE! | #VALUE! | 0 | 0 | 0.20123 | 0.20123 | #VALUE! | #VALUE! | #VALUE! | #VALUE! | 0 | 0 | 0.20123 | 0.20123 | #VALUE! | #VALUE! |  |  |  | #VALUE! | #VALUE! | #VALUE! | #VALUE! | #VALUE! | #VALUE! | #VALUE!
Sunday | 3 | 20 | 20 | 1892 | 0 | 0 | 0 | 0 | 0 | 0 | 0 | 0 | 0 | 0 | 0 | 0 | 0 | 0 | 0 | 0 | 0 | 0 | 0 | 0 | 0 | 0 | 0 | 0 | 0 | 0 | 0 | 0 | 0 | 0 | 0 | 0 | 0 | 0 | 0 | 0 | 0 | 0 | 0 | 0 |  | 0 | 0 | 0 |  | #VALUE! | #VALUE! | #VALUE! | #VALUE! |  |  | #VALUE! | #VALUE! | 0 | 0 | 0.20123 | 0.20123 | #VALUE! | #VALUE! | #VALUE! | #VALUE! | 0 | 0 | 0.20123 | 0.20123 | #VALUE! | #VALUE! | #VALUE! | #VALUE! | 0 | 0 | 0.20123 | 0.20123 | #VALUE! | #VALUE! |  |  |  | #VALUE! | #VALUE! | #VALUE! | #VALUE! | #VALUE! | #VALUE! | #VALUE!
Sunday | 3 | 20 | 21 | 1893 | 0 | 0 | 0 | 0 | 0 | 0 | 0 | 0 | 0 | 0 | 0 | 0 | 0 | 0 | 0 | 0 | 0 | 0 | 0 | 0 | 0 | 0 | 0 | 0 | 0 | 0 | 0 | 0 | 0 | 0 | 0 | 0 | 0 | 0 | 0 | 0 | 0 | 0 | 0 | 0 |  | 0 | 0 | 0 |  | #VALUE! | #VALUE! | #VALUE! | #VALUE! |  |  | #VALUE! | #VALUE! | 0 | 0 | 0.20123 | 0.20123 | #VALUE! | #VALUE! | #VALUE! | #VALUE! | 0 | 0 | 0.20123 | 0.20123 | #VALUE! | #VALUE! | #VALUE! | #VALUE! | 0 | 0 | 0.20123 | 0.20123 | #VALUE! | #VALUE! |  |  |  | #VALUE! | #VALUE! | #VALUE! | #VALUE! | #VALUE! | #VALUE! | #VALUE!
Sunday | 3 | 20 | 22 | 1894 | 0 | 0 | 0 | 0 | 0 | 0 | 0 | 0 | 0 | 0 | 0 | 0 | 0 | 0 | 0 | 0 | 0 | 0 | 0 | 0 | 0 | 0 | 0 | 0 | 0 | 0 | 0 | 0 | 0 | 0 | 0 | 0 | 0 | 0 | 0 | 0 | 0 | 0 | 0 | 0 |  | 0 | 0 | 0 |  | #VALUE! | #VALUE! | #VALUE! | #VALUE! |  |  | #VALUE! | #VALUE! | 0 | 0 | 0.20123 | 0.20123 | #VALUE! | #VALUE! | #VALUE! | #VALUE! | 0 | 0 | 0.20123 | 0.20123 | #VALUE! | #VALUE! | #VALUE! | #VALUE! | 0 | 0 | 0.20123 | 0.20123 | #VALUE! | #VALUE! |  |  |  | #VALUE! | #VALUE! | #VALUE! | #VALUE! | #VALUE! | #VALUE! | #VALUE!
Sunday | 3 | 20 | 23 | 1895 | 0 | 0 | 0 | 0 | 0 | 0 | 0 | 0 | 0 | 0 | 0 | 0 | 0 | 0 | 0 | 0 | 0 | 0 | 0 | 0 | 0 | 0 | 0 | 0 | 0 | 0 | 0 | 0 | 0 | 0 | 0 | 0 | 0 | 0 | 0 | 0 | 0 | 0 | 0 | 0 |  | 0 | 0 | 0 |  | #VALUE! | #VALUE! | #VALUE! | #VALUE! |  |  | #VALUE! | #VALUE! | 0 | 0 | 0.20123 | 0.20123 | #VALUE! | #VALUE! | #VALUE! | #VALUE! | 0 | 0 | 0.20123 | 0.20123 | #VALUE! | #VALUE! | #VALUE! | #VALUE! | 0 | 0 | 0.20123 | 0.20123 | #VALUE! | #VALUE! |  |  |  | #VALUE! | #VALUE! | #VALUE! | #VALUE! | #VALUE! | #VALUE! | #VALUE!
Sunday | 3 | 20 | 24 | 1896 | 0 | 0 | 0 | 0 | 0 | 0 | 0 | 0 | 0 | 0 | 0 | 0 | 0 | 0 | 0 | 0 | 0 | 0 | 0 | 0 | 0 | 0 | 0 | 0 | 0 | 0 | 0 | 0 | 0 | 0 | 0 | 0 | 0 | 0 | 0 | 0 | 0 | 0 | 0 | 0 |  | 0 | 0 | 0 |  | #VALUE! | #VALUE! | #VALUE! | #VALUE! |  |  | #VALUE! | #VALUE! | 0 | 0 | 0.20123 | 0.20123 | #VALUE! | #VALUE! | #VALUE! | #VALUE! | 0 | 0 | 0.20123 | 0.20123 | #VALUE! | #VALUE! | #VALUE! | #VALUE! | 0 | 0 | 0.20123 | 0.20123 | #VALUE! | #VALUE! |  |  |  | #VALUE! | #VALUE! | #VALUE! | #VALUE! | #VALUE! | #VALUE! | #VALUE!
Monday | 3 | 21 | 1 | 1897 | 0 | 0 | 0 | 0 | 0 | 0 | 0 | 0 | 0 | 0 | 0 | 0 | 0 | 0 | 0 | 0 | 0 | 0 | 0 | 0 | 0 | 0 | 0 | 0 | 0 | 0 | 0 | 0 | 0 | 0 | 0 | 0 | 0 | 0 | 0 | 0 | 0 | 0 | 0 | 0 |  | 0 | 0 | 0 |  | #VALUE! | #VALUE! | #VALUE! | #VALUE! |  |  | #VALUE! | #VALUE! | 0 | 0 | 0.20123 | 0.20123 | #VALUE! | #VALUE! | #VALUE! | #VALUE! | 0 | 0 | 0.20123 | 0.20123 | #VALUE! | #VALUE! | #VALUE! | #VALUE! | 0 | 0 | 0.20123 | 0.20123 | #VALUE! | #VALUE! |  |  |  | #VALUE! | #VALUE! | #VALUE! | #VALUE! | #VALUE! | #VALUE! | #VALUE!
Monday | 3 | 21 | 2 | 1898 | 0 | 0 | 0 | 0 | 0 | 0 | 0 | 0 | 0 | 0 | 0 | 0 | 0 | 0 | 0 | 0 | 0 | 0 | 0 | 0 | 0 | 0 | 0 | 0 | 0 | 0 | 0 | 0 | 0 | 0 | 0 | 0 | 0 | 0 | 0 | 0 | 0 | 0 | 0 | 0 |  | 0 | 0 | 0 |  | #VALUE! | #VALUE! | #VALUE! | #VALUE! |  |  | #VALUE! | #VALUE! | 0 | 0 | 0.20123 | 0.20123 | #VALUE! | #VALUE! | #VALUE! | #VALUE! | 0 | 0 | 0.20123 | 0.20123 | #VALUE! | #VALUE! | #VALUE! | #VALUE! | 0 | 0 | 0.20123 | 0.20123 | #VALUE! | #VALUE! |  |  |  | #VALUE! | #VALUE! | #VALUE! | #VALUE! | #VALUE! | #VALUE! | #VALUE!
Monday | 3 | 21 | 3 | 1899 | 0 | 0 | 0 | 0 | 0 | 0 | 0 | 0 | 0 | 0 | 0 | 0 | 0 | 0 | 0 | 0 | 0 | 0 | 0 | 0 | 0 | 0 | 0 | 0 | 0.0099132 | 0 | 0 | 0 | 0 | 0 | 0 | 0 | 0 | 0 | 0 | 0 | 0 | 0 | 0 | 0 |  | 0 | 0 | 0 |  | #VALUE! | #VALUE! | #VALUE! | #VALUE! |  |  | #VALUE! | #VALUE! | 0 | 0 | 0.20123 | 0.20123 | #VALUE! | #VALUE! | #VALUE! | #VALUE! | 0 | 0 | 0.20123 | 0.20123 | #VALUE! | #VALUE! | #VALUE! | #VALUE! | 0 | 0 | 0.20123 | 0.20123 | #VALUE! | #VALUE! |  |  |  | #VALUE! | #VALUE! | #VALUE! | #VALUE! | #VALUE! | #VALUE! | #VALUE!
Monday | 3 | 21 | 4 | 1900 | 0 | 0 | 0 | 0 | 0 | 0 | 0 | 0 | 0 | 0 | 0 | 0 | 0 | 0 | 0 | 0 | 0 | 0 | 0 | 0 | 0 | 0 | 0 | 0 | 0 | 0 | 0 | 0 | 0 | 0 | 0 | 0 | 0 | 0 | 0 | 0 | 0 | 0 | 0 | 0 |  | 0 | 0 | 0 |  | #VALUE! | #VALUE! | #VALUE! | #VALUE! |  |  | #VALUE! | #VALUE! | 0 | 0 | 0.20123 | 0.20123 | #VALUE! | #VALUE! | #VALUE! | #VALUE! | 0 | 0 | 0.20123 | 0.20123 | #VALUE! | #VALUE! | #VALUE! | #VALUE! | 0 | 0 | 0.20123 | 0.20123 | #VALUE! | #VALUE! |  |  |  | #VALUE! | #VALUE! | #VALUE! | #VALUE! | #VALUE! | #VALUE! | #VALUE!
Monday | 3 | 21 | 5 | 1901 | 0 | 0 | 0 | 0 | 0 | 0 | 0 | 0 | 0 | 0 | 0 | 0 | 0 | 0 | 0 | 0 | 0 | 0 | 0 | 0 | 0 | 0 | 0 | 0 | 0 | 0 | 0 | 0 | 0 | 0 | 0 | 0 | 0 | 0 | 0 | 0 | 0 | 0 | 0 | 0 |  | 0 | 0 | 0 |  | #VALUE! | #VALUE! | #VALUE! | #VALUE! |  |  | #VALUE! | #VALUE! | 0 | 0 | 0.20123 | 0.20123 | #VALUE! | #VALUE! | #VALUE! | #VALUE! | 0 | 0 | 0.20123 | 0.20123 | #VALUE! | #VALUE! | #VALUE! | #VALUE! | 0 | 0 | 0.20123 | 0.20123 | #VALUE! | #VALUE! |  |  |  | #VALUE! | #VALUE! | #VALUE! | #VALUE! | #VALUE! | #VALUE! | #VALUE!
Monday | 3 | 21 | 6 | 1902 | 0 | 0 | 0 | 0 | 0 | 0 | 0 | 0 | 0 | 0 | 0 | 0 | 0 | 0 | 0 | 0 | 0 | 0 | 0 | 0 | 0 | 0 | 0 | 0 | 0 | 0 | 0 | 0 | 0 | 0 | 0 | 0 | 0 | 0 | 0 | 0 | 0 | 0 | 0 | 0 |  | 0 | 0 | 0 |  | #VALUE! | #VALUE! | #VALUE! | #VALUE! |  |  | #VALUE! | #VALUE! | 0 | 0 | 0.20123 | 0.20123 | #VALUE! | #VALUE! | #VALUE! | #VALUE! | 0 | 0 | 0.20123 | 0.20123 | #VALUE! | #VALUE! | #VALUE! | #VALUE! | 0 | 0 | 0.20123 | 0.20123 | #VALUE! | #VALUE! |  |  |  | #VALUE! | #VALUE! | #VALUE! | #VALUE! | #VALUE! | #VALUE! | #VALUE!
Monday | 3 | 21 | 7 | 1903 | 0 | 0 | 0 | 0 | 0 | 0 | 0 | 0 | 0 | 0 | 0 | 0 | 0 | 0 | 0 | 0 | 0 | 0 | 0 | 0 | 0 | 0 | 0 | 0 | 0 | 0 | 0 | 0 | 0 | 0 | 0 | 0 | 0 | 0 | 0 | 0 | 0 | 0 | 0 | 0 |  | 0 | 0 | 0 |  | #VALUE! | #VALUE! | #VALUE! | #VALUE! |  |  | #VALUE! | #VALUE! | 0 | 0 | 0.20123 | 0.20123 | #VALUE! | #VALUE! | #VALUE! | #VALUE! | 0 | 0 | 0.20123 | 0.20123 | #VALUE! | #VALUE! | #VALUE! | #VALUE! | 0 | 0 | 0.20123 | 0.20123 | #VALUE! | #VALUE! |  |  |  | #VALUE! | #VALUE! | #VALUE! | #VALUE! | #VALUE! | #VALUE! | #VALUE!
Monday | 3 | 21 | 8 | 1904 | 0 | 0 | 0 | 0 | 0 | 0 | 0 | 0 | 0 | 0 | 0 | 0 | 0 | 0 | 0 | 0 | 0 | 0 | 0 | 0 | 0 | 0 | 0 | 0 | 0 | 0 | 0 | 0 | 0 | 0 | 0 | 0 | 0 | 0 | 0 | 0 | 0 | 0 | 0 | 0 |  | 0 | 0 | 0 |  | #VALUE! | #VALUE! | #VALUE! | #VALUE! |  |  | #VALUE! | #VALUE! | 0 | 0 | 0.20123 | 0.20123 | #VALUE! | #VALUE! | #VALUE! | #VALUE! | 0 | 0 | 0.20123 | 0.20123 | #VALUE! | #VALUE! | #VALUE! | #VALUE! | 0 | 0 | 0.20123 | 0.20123 | #VALUE! | #VALUE! |  |  |  | #VALUE! | #VALUE! | #VALUE! | #VALUE! | #VALUE! | #VALUE! | #VALUE!
Monday | 3 | 21 | 9 | 1905 | 0 | 0 | 0 | 0 | 0 | 0 | 0 | 0 | 0 | 0 | 0 | 0 | 0 | 0 | 0 | 0 | 0 | 0 | 0 | 0 | 0 | 0 | 0 | 0 | 0 | 0 | 0 | 0 | 0 | 0 | 0 | 0 | 0 | 0 | 0 | 0 | 0 | 0 | 0 | 0 |  | 0 | 0 | 0 |  | #VALUE! | #VALUE! | #VALUE! | #VALUE! |  |  | #VALUE! | #VALUE! | 0 | 0 | 0.20123 | 0.20123 | #VALUE! | #VALUE! | #VALUE! | #VALUE! | 0 | 0 | 0.20123 | 0.20123 | #VALUE! | #VALUE! | #VALUE! | #VALUE! | 0 | 0 | 0.20123 | 0.20123 | #VALUE! | #VALUE! |  |  |  | #VALUE! | #VALUE! | #VALUE! | #VALUE! | #VALUE! | #VALUE! | #VALUE!
Monday | 3 | 21 | 10 | 1906 | 0 | 0 | 0 | 0 | 0 | 0 | 0 | 0 | 0 | 0 | 0 | 0 | 0 | 0 | 0 | 0 | 0 | 0 | 0 | 0 | 0 | 0 | 0 | 0 | 0 | 0 | 0 | 0 | 0 | 0 | 0 | 0 | 0 | 0 | 0 | 0 | 0 | 0 | 0 | 0 |  | 0 | 0 | 0 |  | #VALUE! | #VALUE! | #VALUE! | #VALUE! |  |  | #VALUE! | #VALUE! | 0 | 0 | 0.20123 | 0.20123 | #VALUE! | #VALUE! | #VALUE! | #VALUE! | 0 | 0 | 0.20123 | 0.20123 | #VALUE! | #VALUE! | #VALUE! | #VALUE! | 0 | 0 | 0.20123 | 0.20123 | #VALUE! | #VALUE! |  |  |  | #VALUE! | #VALUE! | #VALUE! | #VALUE! | #VALUE! | #VALUE! | #VALUE!
Monday | 3 | 21 | 11 | 1907 | 0 | 0 | 0 | 0 | 0 | 0 | 0 | 0 | 0 | 0 | 0 | 0 | 0 | 0 | 0 | 0 | 0 | 0 | 0 | 0 | 0 | 0 | 0 | 0 | 0 | 0 | 0 | 0 | 0 | 0 | 0 | 0 | 0 | 0 | 0 | 0 | 0 | 0 | 0 | 0 |  | 0 | 0 | 0 |  | #VALUE! | #VALUE! | #VALUE! | #VALUE! |  |  | #VALUE! | #VALUE! | 0 | 0 | 0.20123 | 0.20123 | #VALUE! | #VALUE! | #VALUE! | #VALUE! | 0 | 0 | 0.20123 | 0.20123 | #VALUE! | #VALUE! | #VALUE! | #VALUE! | 0 | 0 | 0.20123 | 0.20123 | #VALUE! | #VALUE! |  |  |  | #VALUE! | #VALUE! | #VALUE! | #VALUE! | #VALUE! | #VALUE! | #VALUE!
Monday | 3 | 21 | 12 | 1908 | 0 | 0 | 0 | 0 | 0 | 0 | 0 | 0 | 0 | 0 | 0 | 0 | 0 | 0 | 0 | 0 | 0 | 0 | 0 | 0 | 0 | 0 | 0 | 0 | 0 | 0 | 0 | 0 | 0 | 0 | 0 | 0 | 0 | 0 | 0 | 0 | 0 | 0 | 0 | 0 |  | 0 | 0 | 0 |  | #VALUE! | #VALUE! | #VALUE! | #VALUE! |  |  | #VALUE! | #VALUE! | 0 | 0 | 0.20123 | 0.20123 | #VALUE! | #VALUE! | #VALUE! | #VALUE! | 0 | 0 | 0.20123 | 0.20123 | #VALUE! | #VALUE! | #VALUE! | #VALUE! | 0 | 0 | 0.20123 | 0.20123 | #VALUE! | #VALUE! |  |  |  | #VALUE! | #VALUE! | #VALUE! | #VALUE! | #VALUE! | #VALUE! | #VALUE!
Monday | 3 | 21 | 13 | 1909 | 0 | 0 | 0 | 0 | 0 | 0 | 0 | 0 | 0 | 0 | 0 | 0 | 0 | 0 | 0 | 0 | 0 | 0 | 0 | 0 | 0 | 0 | 0 | 0 | 0 | 0 | 0 | 0 | 0 | 0 | 0 | 0 | 0 | 0 | 0 | 0 | 0 | 0 | 0 | 0 |  | 0 | 0 | 0 |  | #VALUE! | #VALUE! | #VALUE! | #VALUE! |  |  | #VALUE! | #VALUE! | 0 | 0 | 0.20123 | 0.20123 | #VALUE! | #VALUE! | #VALUE! | #VALUE! | 0 | 0 | 0.20123 | 0.20123 | #VALUE! | #VALUE! | #VALUE! | #VALUE! | 0 | 0 | 0.20123 | 0.20123 | #VALUE! | #VALUE! |  |  |  | #VALUE! | #VALUE! | #VALUE! | #VALUE! | #VALUE! | #VALUE! | #VALUE!
Monday | 3 | 21 | 14 | 1910 | 0 | 0 | 0 | 0 | 0 | 0 | 0 | 0 | 0 | 0 | 0 | 0 | 0 | 0 | 0 | 0 | 0 | 0 | 0 | 0 | 0 | 0 | 0 | 0 | 0 | 0 | 0 | 0 | 0 | 0 | 0 | 0 | 0 | 0 | 0 | 0 | 0 | 0 | 0 | 0 |  | 0 | 0 | 0 |  | #VALUE! | #VALUE! | #VALUE! | #VALUE! |  |  | #VALUE! | #VALUE! | 0 | 0 | 0.20123 | 0.20123 | #VALUE! | #VALUE! | #VALUE! | #VALUE! | 0 | 0 | 0.20123 | 0.20123 | #VALUE! | #VALUE! | #VALUE! | #VALUE! | 0 | 0 | 0.20123 | 0.20123 | #VALUE! | #VALUE! |  |  |  | #VALUE! | #VALUE! | #VALUE! | #VALUE! | #VALUE! | #VALUE! | #VALUE!
Monday | 3 | 21 | 15 | 1911 | 0 | 0 | 0 | 0 | 0 | 0 | 0 | 0 | 0 | 0 | 0 | 0 | 0 | 0 | 0 | 0 | 0 | 0 | 0 | 0 | 0 | 0 | 0 | 0 | 0 | 0 | 0 | 0 | 0 | 0 | 0 | 0 | 0 | 0 | 0 | 0 | 0 | 0 | 0 | 0 |  | 0 | 0 | 0 |  | #VALUE! | #VALUE! | #VALUE! | #VALUE! |  |  | #VALUE! | #VALUE! | 0 | 0 | 0.20123 | 0.20123 | #VALUE! | #VALUE! | #VALUE! | #VALUE! | 0 | 0 | 0.20123 | 0.20123 | #VALUE! | #VALUE! | #VALUE! | #VALUE! | 0 | 0 | 0.20123 | 0.20123 | #VALUE! | #VALUE! |  |  |  | #VALUE! | #VALUE! | #VALUE! | #VALUE! | #VALUE! | #VALUE! | #VALUE!
Monday | 3 | 21 | 16 | 1912 | 0 | 0 | 0 | 0 | 0 | 0 | 0 | 0 | 0 | 0 | 0 | 0 | 0 | 0 | 0 | 0 | 0 | 0 | 0 | 0 | 0 | 0 | 0 | 0 | 0 | 0 | 0 | 0 | 0 | 0 | 0 | 0 | 0 | 0 | 0 | 0 | 0 | 0 | 0 | 0 |  | 0 | 0 | 0 |  | #VALUE! | #VALUE! | #VALUE! | #VALUE! |  |  | #VALUE! | #VALUE! | 0 | 0 | 0.20123 | 0.20123 | #VALUE! | #VALUE! | #VALUE! | #VALUE! | 0 | 0 | 0.20123 | 0.20123 | #VALUE! | #VALUE! | #VALUE! | #VALUE! | 0 | 0 | 0.20123 | 0.20123 | #VALUE! | #VALUE! |  |  |  | #VALUE! | #VALUE! | #VALUE! | #VALUE! | #VALUE! | #VALUE! | #VALUE!
Monday | 3 | 21 | 17 | 1913 | 0 | 0 | 0 | 0 | 0 | 0 | 0 | 0 | 0 | 0 | 0 | 0 | 0 | 0 | 0 | 0 | 0 | 0 | 0 | 0 | 0 | 0 | 0 | 0 | 0 | 0 | 0 | 0 | 0 | 0 | 0 | 0 | 0 | 0 | 0 | 0 | 0 | 0 | 0 | 0 |  | 0 | 0 | 0 |  | #VALUE! | #VALUE! | #VALUE! | #VALUE! |  |  | #VALUE! | #VALUE! | 0 | 0 | 0.20123 | 0.20123 | #VALUE! | #VALUE! | #VALUE! | #VALUE! | 0 | 0 | 0.20123 | 0.20123 | #VALUE! | #VALUE! | #VALUE! | #VALUE! | 0 | 0 | 0.20123 | 0.20123 | #VALUE! | #VALUE! |  |  |  | #VALUE! | #VALUE! | #VALUE! | #VALUE! | #VALUE! | #VALUE! | #VALUE!
Monday | 3 | 21 | 18 | 1914 | 0 | 0 | 0 | 0 | 0 | 0 | 0 | 0 | 0 | 0 | 0 | 0 | 0 | 0 | 0 | 0 | 0 | 0 | 0 | 0 | 0 | 0 | 0 | 0 | 0 | 0 | 0 | 0 | 0 | 0 | 0 | 0 | 0 | 0 | 0 | 0 | 0 | 0 | 0 | 0 |  | 0 | 0 | 0 |  | #VALUE! | #VALUE! | #VALUE! | #VALUE! |  |  | #VALUE! | #VALUE! | 0 | 0 | 0.20123 | 0.20123 | #VALUE! | #VALUE! | #VALUE! | #VALUE! | 0 | 0 | 0.20123 | 0.20123 | #VALUE! | #VALUE! | #VALUE! | #VALUE! | 0 | 0 | 0.20123 | 0.20123 | #VALUE! | #VALUE! |  |  |  | #VALUE! | #VALUE! | #VALUE! | #VALUE! | #VALUE! | #VALUE! | #VALUE!
Monday | 3 | 21 | 19 | 1915 | 0 | 0 | 0 | 0 | 0 | 0 | 0 | 0 | 0 | 0 | 0 | 0 | 0 | 0 | 0 | 0 | 0 | 0 | 0 | 0 | 0 | 0 | 0 | 0 | 0 | 0 | 0 | 0 | 0 | 0 | 0 | 0 | 0 | 0 | 0 | 0 | 0 | 0 | 0 | 0 |  | 0 | 0 | 0 |  | #VALUE! | #VALUE! | #VALUE! | #VALUE! |  |  | #VALUE! | #VALUE! | 0 | 0 | 0.20123 | 0.20123 | #VALUE! | #VALUE! | #VALUE! | #VALUE! | 0 | 0 | 0.20123 | 0.20123 | #VALUE! | #VALUE! | #VALUE! | #VALUE! | 0 | 0 | 0.20123 | 0.20123 | #VALUE! | #VALUE! |  |  |  | #VALUE! | #VALUE! | #VALUE! | #VALUE! | #VALUE! | #VALUE! | #VALUE!
Monday | 3 | 21 | 20 | 1916 | 0 | 0 | 0 | 0 | 0 | 0 | 0 | 0 | 0 | 0 | 0 | 0 | 0 | 0 | 0 | 0 | 0 | 0 | 0 | 0 | 0 | 0 | 0 | 0 | 0 | 0 | 0 | 0 | 0 | 0 | 0 | 0 | 0 | 0 | 0 | 0 | 0 | 0 | 0 | 0 |  | 0 | 0 | 0 |  | #VALUE! | #VALUE! | #VALUE! | #VALUE! |  |  | #VALUE! | #VALUE! | 0 | 0 | 0.20123 | 0.20123 | #VALUE! | #VALUE! | #VALUE! | #VALUE! | 0 | 0 | 0.20123 | 0.20123 | #VALUE! | #VALUE! | #VALUE! | #VALUE! | 0 | 0 | 0.20123 | 0.20123 | #VALUE! | #VALUE! |  |  |  | #VALUE! | #VALUE! | #VALUE! | #VALUE! | #VALUE! | #VALUE! | #VALUE!
Monday | 3 | 21 | 21 | 1917 | 0 | 0 | 0 | 0 | 0 | 0 | 0 | 0 | 0 | 0 | 0 | 0 | 0 | 0 | 0 | 0 | 0 | 0 | 0 | 0 | 0 | 0 | 0 | 0 | 0 | 0 | 0 | 0 | 0 | 0 | 0 | 0 | 0 | 0 | 0 | 0 | 0 | 0 | 0 | 0 |  | 0 | 0 | 0 |  | #VALUE! | #VALUE! | #VALUE! | #VALUE! |  |  | #VALUE! | #VALUE! | 0 | 0 | 0.20123 | 0.20123 | #VALUE! | #VALUE! | #VALUE! | #VALUE! | 0 | 0 | 0.20123 | 0.20123 | #VALUE! | #VALUE! | #VALUE! | #VALUE! | 0 | 0 | 0.20123 | 0.20123 | #VALUE! | #VALUE! |  |  |  | #VALUE! | #VALUE! | #VALUE! | #VALUE! | #VALUE! | #VALUE! | #VALUE!
Monday | 3 | 21 | 22 | 1918 | 0 | 0 | 0 | 0 | 0 | 0 | 0 | 0 | 0 | 0 | 0 | 0 | 0 | 0 | 0 | 0 | 0 | 0 | 0 | 0 | 0 | 0 | 0 | 0 | 0 | 0 | 0 | 0 | 0 | 0 | 0 | 0 | 0 | 0 | 0 | 0 | 0 | 0 | 0 | 0 |  | 0 | 0 | 0 |  | #VALUE! | #VALUE! | #VALUE! | #VALUE! |  |  | #VALUE! | #VALUE! | 0 | 0 | 0.20123 | 0.20123 | #VALUE! | #VALUE! | #VALUE! | #VALUE! | 0 | 0 | 0.20123 | 0.20123 | #VALUE! | #VALUE! | #VALUE! | #VALUE! | 0 | 0 | 0.20123 | 0.20123 | #VALUE! | #VALUE! |  |  |  | #VALUE! | #VALUE! | #VALUE! | #VALUE! | #VALUE! | #VALUE! | #VALUE!
Monday | 3 | 21 | 23 | 1919 | 0 | 0 | 0 | 0 | 0 | 0 | 0 | 0 | 0 | 0 | 0 | 0 | 0 | 0 | 0 | 0 | 0 | 0 | 0 | 0 | 0 | 0 | 0 | 0 | 0 | 0 | 0 | 0 | 0 | 0 | 0 | 0 | 0 | 0 | 0 | 0 | 0 | 0 | 0 | 0 |  | 0 | 0 | 0 |  | #VALUE! | #VALUE! | #VALUE! | #VALUE! |  |  | #VALUE! | #VALUE! | 0 | 0 | 0.20123 | 0.20123 | #VALUE! | #VALUE! | #VALUE! | #VALUE! | 0 | 0 | 0.20123 | 0.20123 | #VALUE! | #VALUE! | #VALUE! | #VALUE! | 0 | 0 | 0.20123 | 0.20123 | #VALUE! | #VALUE! |  |  |  | #VALUE! | #VALUE! | #VALUE! | #VALUE! | #VALUE! | #VALUE! | #VALUE!
Monday | 3 | 21 | 24 | 1920 | 0 | 0 | 0 | 0 | 0 | 0 | 0 | 0 | 0 | 0 | 0 | 0 | 0 | 0 | 0 | 0 | 0 | 0 | 0 | 0 | 0 | 0 | 0 | 0 | 0 | 0 | 0 | 0 | 0 | 0 | 0 | 0 | 0 | 0 | 0 | 0 | 0 | 0 | 0 | 0 |  | 0 | 0 | 0 |  | #VALUE! | #VALUE! | #VALUE! | #VALUE! |  |  | #VALUE! | #VALUE! | 0 | 0 | 0.20123 | 0.20123 | #VALUE! | #VALUE! | #VALUE! | #VALUE! | 0 | 0 | 0.20123 | 0.20123 | #VALUE! | #VALUE! | #VALUE! | #VALUE! | 0 | 0 | 0.20123 | 0.20123 | #VALUE! | #VALUE! |  |  |  | #VALUE! | #VALUE! | #VALUE! | #VALUE! | #VALUE! | #VALUE! | #VALUE!
Tuesday | 3 | 22 | 1 | 1921 | 0 | 0 | 0 | 0 | 0 | 0 | 0 | 0 | 0 | 0 | 0 | 0 | 0 | 0 | 0 | 0 | 0 | 0 | 0 | 0 | 0 | 0 | 0 | 0 | 0 | 0 | 0 | 0 | 0 | 0 | 0 | 0 | 0 | 0 | 0 | 0 | 0 | 0 | 0 | 0 |  | 0 | 0 | 0 |  | #VALUE! | #VALUE! | #VALUE! | #VALUE! |  |  | #VALUE! | #VALUE! | 0 | 0 | 0.20123 | 0.20123 | #VALUE! | #VALUE! | #VALUE! | #VALUE! | 0 | 0 | 0.20123 | 0.20123 | #VALUE! | #VALUE! | #VALUE! | #VALUE! | 0 | 0 | 0.20123 | 0.20123 | #VALUE! | #VALUE! |  |  |  | #VALUE! | #VALUE! | #VALUE! | #VALUE! | #VALUE! | #VALUE! | #VALUE!
Tuesday | 3 | 22 | 2 | 1922 | 0 | 0 | 0 | 0 | 0 | 0 | 0 | 0 | 0 | 0 | 0 | 0 | 0 | 0 | 0 | 0 | 0 | 0 | 0 | 0 | 0 | 0 | 0 | 0 | 0.001776 | 0 | 0 | 0 | 0 | 0 | 0 | 0 | 0 | 0 | 0 | 0 | 0 | 0 | 0 | 0 |  | 0 | 0 | 0 |  | #VALUE! | #VALUE! | #VALUE! | #VALUE! |  |  | #VALUE! | #VALUE! | 0 | 0 | 0.20123 | 0.20123 | #VALUE! | #VALUE! | #VALUE! | #VALUE! | 0 | 0 | 0.20123 | 0.20123 | #VALUE! | #VALUE! | #VALUE! | #VALUE! | 0 | 0 | 0.20123 | 0.20123 | #VALUE! | #VALUE! |  |  |  | #VALUE! | #VALUE! | #VALUE! | #VALUE! | #VALUE! | #VALUE! | #VALUE!
Tuesday | 3 | 22 | 3 | 1923 | 0 | 0 | 0 | 0 | 0 | 0 | 0 | 0 | 0 | 0 | 0 | 0 | 0 | 0 | 0 | 0 | 0 | 0 | 0 | 0 | 0 | 0 | 0 | 0 | 0.012487 | 0 | 0 | 0 | 0 | 0 | 0 | 0 | 0 | 0 | 0 | 0 | 0 | 0 | 0 | 0 |  | 0 | 0 | 0 |  | #VALUE! | #VALUE! | #VALUE! | #VALUE! |  |  | #VALUE! | #VALUE! | 0 | 0 | 0.20123 | 0.20123 | #VALUE! | #VALUE! | #VALUE! | #VALUE! | 0 | 0 | 0.20123 | 0.20123 | #VALUE! | #VALUE! | #VALUE! | #VALUE! | 0 | 0 | 0.20123 | 0.20123 | #VALUE! | #VALUE! |  |  |  | #VALUE! | #VALUE! | #VALUE! | #VALUE! | #VALUE! | #VALUE! | #VALUE!
Tuesday | 3 | 22 | 4 | 1924 | 0 | 0 | 0 | 0 | 0 | 0 | 0 | 0 | 0 | 0 | 0 | 0 | 0 | 0 | 0 | 0 | 0 | 0 | 0 | 0 | 0 | 0 | 0 | 0 | 0 | 0 | 0 | 0 | 0 | 0 | 0 | 0 | 0 | 0 | 0 | 0 | 0 | 0 | 0 | 0 |  | 0 | 0 | 0 |  | #VALUE! | #VALUE! | #VALUE! | #VALUE! |  |  | #VALUE! | #VALUE! | 0 | 0 | 0.20123 | 0.20123 | #VALUE! | #VALUE! | #VALUE! | #VALUE! | 0 | 0 | 0.20123 | 0.20123 | #VALUE! | #VALUE! | #VALUE! | #VALUE! | 0 | 0 | 0.20123 | 0.20123 | #VALUE! | #VALUE! |  |  |  | #VALUE! | #VALUE! | #VALUE! | #VALUE! | #VALUE! | #VALUE! | #VALUE!
Tuesday | 3 | 22 | 5 | 1925 | 0 | 0 | 0 | 0 | 0 | 0 | 0 | 0 | 0 | 0 | 0 | 0 | 0 | 0 | 0 | 0 | 0 | 0 | 0 | 0 | 0 | 0 | 0 | 0 | 0 | 0 | 0 | 0 | 0 | 0 | 0 | 0 | 0 | 0 | 0 | 0 | 0 | 0 | 0 | 0 |  | 0 | 0 | 0 |  | #VALUE! | #VALUE! | #VALUE! | #VALUE! |  |  | #VALUE! | #VALUE! | 0 | 0 | 0.20123 | 0.20123 | #VALUE! | #VALUE! | #VALUE! | #VALUE! | 0 | 0 | 0.20123 | 0.20123 | #VALUE! | #VALUE! | #VALUE! | #VALUE! | 0 | 0 | 0.20123 | 0.20123 | #VALUE! | #VALUE! |  |  |  | #VALUE! | #VALUE! | #VALUE! | #VALUE! | #VALUE! | #VALUE! | #VALUE!
Tuesday | 3 | 22 | 6 | 1926 | 0 | 0 | 0 | 0 | 0 | 0 | 0 | 0 | 0 | 0 | 0 | 0 | 0 | 0 | 0 | 0 | 0 | 0 | 0 | 0 | 0 | 0 | 0 | 0 | 0 | 0 | 0 | 0 | 0 | 0 | 0 | 0 | 0 | 0 | 0 | 0 | 0 | 0 | 0 | 0 |  | 0 | 0 | 0 |  | #VALUE! | #VALUE! | #VALUE! | #VALUE! |  |  | #VALUE! | #VALUE! | 0 | 0 | 0.20123 | 0.20123 | #VALUE! | #VALUE! | #VALUE! | #VALUE! | 0 | 0 | 0.20123 | 0.20123 | #VALUE! | #VALUE! | #VALUE! | #VALUE! | 0 | 0 | 0.20123 | 0.20123 | #VALUE! | #VALUE! |  |  |  | #VALUE! | #VALUE! | #VALUE! | #VALUE! | #VALUE! | #VALUE! | #VALUE!
Tuesday | 3 | 22 | 7 | 1927 | 0 | 0 | 0 | 0 | 0 | 0 | 0 | 0 | 0 | 0 | 0 | 0 | 0 | 0 | 0 | 0 | 0 | 0 | 0 | 0 | 0 | 0 | 0 | 0 | 0 | 0 | 0 | 0 | 0 | 0 | 0 | 0 | 0 | 0 | 0 | 0 | 0 | 0 | 0 | 0 |  | 0 | 0 | 0 |  | #VALUE! | #VALUE! | #VALUE! | #VALUE! |  |  | #VALUE! | #VALUE! | 0 | 0 | 0.20123 | 0.20123 | #VALUE! | #VALUE! | #VALUE! | #VALUE! | 0 | 0 | 0.20123 | 0.20123 | #VALUE! | #VALUE! | #VALUE! | #VALUE! | 0 | 0 | 0.20123 | 0.20123 | #VALUE! | #VALUE! |  |  |  | #VALUE! | #VALUE! | #VALUE! | #VALUE! | #VALUE! | #VALUE! | #VALUE!
Tuesday | 3 | 22 | 8 | 1928 | 0 | 0 | 0 | 0 | 0 | 0 | 0 | 0 | 0 | 0 | 0 | 0 | 0 | 0 | 0 | 0 | 0 | 0 | 0 | 0 | 0 | 0 | 0 | 0 | 0 | 0 | 0 | 0 | 0 | 0 | 0 | 0 | 0 | 0 | 0 | 0 | 0 | 0 | 0 | 0 |  | 0 | 0 | 0 |  | #VALUE! | #VALUE! | #VALUE! | #VALUE! |  |  | #VALUE! | #VALUE! | 0 | 0 | 0.20123 | 0.20123 | #VALUE! | #VALUE! | #VALUE! | #VALUE! | 0 | 0 | 0.20123 | 0.20123 | #VALUE! | #VALUE! | #VALUE! | #VALUE! | 0 | 0 | 0.20123 | 0.20123 | #VALUE! | #VALUE! |  |  |  | #VALUE! | #VALUE! | #VALUE! | #VALUE! | #VALUE! | #VALUE! | #VALUE!
Tuesday | 3 | 22 | 9 | 1929 | 0 | 0 | 0 | 0 | 0 | 0 | 0 | 0 | 0 | 0 | 0 | 0 | 0 | 0 | 0 | 0 | 0 | 0 | 0 | 0 | 0 | 0 | 0 | 0 | 0 | 0 | 0 | 0 | 0 | 0 | 0 | 0 | 0 | 0 | 0 | 0 | 0 | 0 | 0 | 0 |  | 0 | 0 | 0 |  | #VALUE! | #VALUE! | #VALUE! | #VALUE! |  |  | #VALUE! | #VALUE! | 0 | 0 | 0.20123 | 0.20123 | #VALUE! | #VALUE! | #VALUE! | #VALUE! | 0 | 0 | 0.20123 | 0.20123 | #VALUE! | #VALUE! | #VALUE! | #VALUE! | 0 | 0 | 0.20123 | 0.20123 | #VALUE! | #VALUE! |  |  |  | #VALUE! | #VALUE! | #VALUE! | #VALUE! | #VALUE! | #VALUE! | #VALUE!
Tuesday | 3 | 22 | 10 | 1930 | 0 | 0 | 0 | 0 | 0 | 0 | 0 | 0 | 0 | 0 | 0 | 0 | 0 | 0 | 0 | 0 | 0 | 0 | 0 | 0 | 0 | 0 | 0 | 0 | 0 | 0 | 0 | 0 | 0 | 0 | 0 | 0 | 0 | 0 | 0 | 0 | 0 | 0 | 0 | 0 |  | 0 | 0 | 0 |  | #VALUE! | #VALUE! | #VALUE! | #VALUE! |  |  | #VALUE! | #VALUE! | 0 | 0 | 0.20123 | 0.20123 | #VALUE! | #VALUE! | #VALUE! | #VALUE! | 0 | 0 | 0.20123 | 0.20123 | #VALUE! | #VALUE! | #VALUE! | #VALUE! | 0 | 0 | 0.20123 | 0.20123 | #VALUE! | #VALUE! |  |  |  | #VALUE! | #VALUE! | #VALUE! | #VALUE! | #VALUE! | #VALUE! | #VALUE!
Tuesday | 3 | 22 | 11 | 1931 | 0 | 0 | 0 | 0 | 0 | 0 | 0 | 0 | 0 | 0 | 0 | 0 | 0 | 0 | 0 | 0 | 0 | 0 | 0 | 0 | 0 | 0 | 0 | 0 | 0 | 0 | 0 | 0 | 0 | 0 | 0 | 0 | 0 | 0 | 0 | 0 | 0 | 0 | 0 | 0 |  | 0 | 0 | 0 |  | #VALUE! | #VALUE! | #VALUE! | #VALUE! |  |  | #VALUE! | #VALUE! | 0 | 0 | 0.20123 | 0.20123 | #VALUE! | #VALUE! | #VALUE! | #VALUE! | 0 | 0 | 0.20123 | 0.20123 | #VALUE! | #VALUE! | #VALUE! | #VALUE! | 0 | 0 | 0.20123 | 0.20123 | #VALUE! | #VALUE! |  |  |  | #VALUE! | #VALUE! | #VALUE! | #VALUE! | #VALUE! | #VALUE! | #VALUE!
Tuesday | 3 | 22 | 12 | 1932 | 0 | 0 | 0 | 0 | 0 | 0 | 0 | 0 | 0 | 0 | 0 | 0 | 0 | 0 | 0 | 0 | 0 | 0 | 0 | 0 | 0 | 0 | 0 | 0 | 0 | 0 | 0 | 0 | 0 | 0 | 0 | 0 | 0 | 0 | 0 | 0 | 0 | 0 | 0 | 0 |  | 0 | 0 | 0 |  | #VALUE! | #VALUE! | #VALUE! | #VALUE! |  |  | #VALUE! | #VALUE! | 0 | 0 | 0.20123 | 0.20123 | #VALUE! | #VALUE! | #VALUE! | #VALUE! | 0 | 0 | 0.20123 | 0.20123 | #VALUE! | #VALUE! | #VALUE! | #VALUE! | 0 | 0 | 0.20123 | 0.20123 | #VALUE! | #VALUE! |  |  |  | #VALUE! | #VALUE! | #VALUE! | #VALUE! | #VALUE! | #VALUE! | #VALUE!
Tuesday | 3 | 22 | 13 | 1933 | 0 | 0 | 0 | 0 | 0 | 0 | 0 | 0 | 0 | 0 | 0 | 0 | 0 | 0 | 0 | 0 | 0 | 0 | 0 | 0 | 0 | 0 | 0 | 0 | 0 | 0 | 0 | 0 | 0 | 0 | 0 | 0 | 0 | 0 | 0 | 0 | 0 | 0 | 0 | 0 |  | 0 | 0 | 0 |  | #VALUE! | #VALUE! | #VALUE! | #VALUE! |  |  | #VALUE! | #VALUE! | 0 | 0 | 0.20123 | 0.20123 | #VALUE! | #VALUE! | #VALUE! | #VALUE! | 0 | 0 | 0.20123 | 0.20123 | #VALUE! | #VALUE! | #VALUE! | #VALUE! | 0 | 0 | 0.20123 | 0.20123 | #VALUE! | #VALUE! |  |  |  | #VALUE! | #VALUE! | #VALUE! | #VALUE! | #VALUE! | #VALUE! | #VALUE!
Tuesday | 3 | 22 | 14 | 1934 | 0 | 0 | 0 | 0 | 0 | 0 | 0 | 0 | 0 | 0 | 0 | 0 | 0 | 0 | 0 | 0 | 0 | 0 | 0 | 0 | 0 | 0 | 0 | 0 | 0 | 0 | 0 | 0 | 0 | 0 | 0 | 0 | 0 | 0 | 0 | 0 | 0 | 0 | 0 | 0 |  | 0 | 0 | 0 |  | #VALUE! | #VALUE! | #VALUE! | #VALUE! |  |  | #VALUE! | #VALUE! | 0 | 0 | 0.20123 | 0.20123 | #VALUE! | #VALUE! | #VALUE! | #VALUE! | 0 | 0 | 0.20123 | 0.20123 | #VALUE! | #VALUE! | #VALUE! | #VALUE! | 0 | 0 | 0.20123 | 0.20123 | #VALUE! | #VALUE! |  |  |  | #VALUE! | #VALUE! | #VALUE! | #VALUE! | #VALUE! | #VALUE! | #VALUE!
Tuesday | 3 | 22 | 15 | 1935 | 0 | 0 | 0 | 0 | 0 | 0 | 0 | 0 | 0 | 0 | 0 | 0 | 0 | 0 | 0 | 0 | 0 | 0 | 0 | 0 | 0 | 0 | 0 | 0 | 0 | 0 | 0 | 0 | 0 | 0 | 0 | 0 | 0 | 0 | 0 | 0 | 0 | 0 | 0 | 0 |  | 0 | 0 | 0 |  | #VALUE! | #VALUE! | #VALUE! | #VALUE! |  |  | #VALUE! | #VALUE! | 0 | 0 | 0.20123 | 0.20123 | #VALUE! | #VALUE! | #VALUE! | #VALUE! | 0 | 0 | 0.20123 | 0.20123 | #VALUE! | #VALUE! | #VALUE! | #VALUE! | 0 | 0 | 0.20123 | 0.20123 | #VALUE! | #VALUE! |  |  |  | #VALUE! | #VALUE! | #VALUE! | #VALUE! | #VALUE! | #VALUE! | #VALUE!
Tuesday | 3 | 22 | 16 | 1936 | 0 | 0 | 0 | 0 | 0 | 0 | 0 | 0 | 0 | 0 | 0 | 0 | 0 | 0 | 0 | 0 | 0 | 0 | 0 | 0 | 0 | 0 | 0 | 0 | 0 | 0 | 0 | 0 | 0 | 0 | 0 | 0 | 0 | 0 | 0 | 0 | 0 | 0 | 0 | 0 |  | 0 | 0 | 0 |  | #VALUE! | #VALUE! | #VALUE! | #VALUE! |  |  | #VALUE! | #VALUE! | 0 | 0 | 0.20123 | 0.20123 | #VALUE! | #VALUE! | #VALUE! | #VALUE! | 0 | 0 | 0.20123 | 0.20123 | #VALUE! | #VALUE! | #VALUE! | #VALUE! | 0 | 0 | 0.20123 | 0.20123 | #VALUE! | #VALUE! |  |  |  | #VALUE! | #VALUE! | #VALUE! | #VALUE! | #VALUE! | #VALUE! | #VALUE!
Tuesday | 3 | 22 | 17 | 1937 | 0 | 0 | 0 | 0 | 0 | 0 | 0 | 0 | 0 | 0 | 0 | 0 | 0 | 0 | 0 | 0 | 0 | 0 | 0 | 0 | 0 | 0 | 0 | 0 | 0 | 0 | 0 | 0 | 0 | 0 | 0 | 0 | 0 | 0 | 0 | 0 | 0 | 0 | 0 | 0 |  | 0 | 0 | 0 |  | #VALUE! | #VALUE! | #VALUE! | #VALUE! |  |  | #VALUE! | #VALUE! | 0 | 0 | 0.20123 | 0.20123 | #VALUE! | #VALUE! | #VALUE! | #VALUE! | 0 | 0 | 0.20123 | 0.20123 | #VALUE! | #VALUE! | #VALUE! | #VALUE! | 0 | 0 | 0.20123 | 0.20123 | #VALUE! | #VALUE! |  |  |  | #VALUE! | #VALUE! | #VALUE! | #VALUE! | #VALUE! | #VALUE! | #VALUE!
Tuesday | 3 | 22 | 18 | 1938 | 0 | 0 | 0 | 0 | 0 | 0 | 0 | 0 | 0 | 0 | 0 | 0 | 0 | 0 | 0 | 0 | 0 | 0 | 0 | 0 | 0 | 0 | 0 | 0 | 0 | 0 | 0 | 0 | 0 | 0 | 0 | 0 | 0 | 0 | 0 | 0 | 0 | 0 | 0 | 0 |  | 0 | 0 | 0 |  | #VALUE! | #VALUE! | #VALUE! | #VALUE! |  |  | #VALUE! | #VALUE! | 0 | 0 | 0.20123 | 0.20123 | #VALUE! | #VALUE! | #VALUE! | #VALUE! | 0 | 0 | 0.20123 | 0.20123 | #VALUE! | #VALUE! | #VALUE! | #VALUE! | 0 | 0 | 0.20123 | 0.20123 | #VALUE! | #VALUE! |  |  |  | #VALUE! | #VALUE! | #VALUE! | #VALUE! | #VALUE! | #VALUE! | #VALUE!
Tuesday | 3 | 22 | 19 | 1939 | 0 | 0 | 0 | 0 | 0 | 0 | 0 | 0 | 0 | 0 | 0 | 0 | 0 | 0 | 0 | 0 | 0 | 0 | 0 | 0 | 0 | 0 | 0 | 0 | 0 | 0 | 0 | 0 | 0 | 0 | 0 | 0 | 0 | 0 | 0 | 0 | 0 | 0 | 0 | 0 |  | 0 | 0 | 0 |  | #VALUE! | #VALUE! | #VALUE! | #VALUE! |  |  | #VALUE! | #VALUE! | 0 | 0 | 0.20123 | 0.20123 | #VALUE! | #VALUE! | #VALUE! | #VALUE! | 0 | 0 | 0.20123 | 0.20123 | #VALUE! | #VALUE! | #VALUE! | #VALUE! | 0 | 0 | 0.20123 | 0.20123 | #VALUE! | #VALUE! |  |  |  | #VALUE! | #VALUE! | #VALUE! | #VALUE! | #VALUE! | #VALUE! | #VALUE!
Tuesday | 3 | 22 | 20 | 1940 | 0 | 0 | 0 | 0 | 0 | 0 | 0 | 0 | 0 | 0 | 0 | 0 | 0 | 0 | 0 | 0 | 0 | 0 | 0 | 0 | 0 | 0 | 0 | 0 | 0 | 0 | 0 | 0 | 0 | 0 | 0 | 0 | 0 | 0 | 0 | 0 | 0 | 0 | 0 | 0 |  | 0 | 0 | 0 |  | #VALUE! | #VALUE! | #VALUE! | #VALUE! |  |  | #VALUE! | #VALUE! | 0 | 0 | 0.20123 | 0.20123 | #VALUE! | #VALUE! | #VALUE! | #VALUE! | 0 | 0 | 0.20123 | 0.20123 | #VALUE! | #VALUE! | #VALUE! | #VALUE! | 0 | 0 | 0.20123 | 0.20123 | #VALUE! | #VALUE! |  |  |  | #VALUE! | #VALUE! | #VALUE! | #VALUE! | #VALUE! | #VALUE! | #VALUE!
Tuesday | 3 | 22 | 21 | 1941 | 0 | 0 | 0 | 0 | 0 | 0 | 0 | 0 | 0 | 0 | 0 | 0 | 0 | 0 | 0 | 0 | 0 | 0 | 0 | 0 | 0 | 0 | 0 | 0 | 0 | 0 | 0 | 0 | 0 | 0 | 0 | 0 | 0 | 0 | 0 | 0 | 0 | 0 | 0 | 0 |  | 0 | 0 | 0 |  | #VALUE! | #VALUE! | #VALUE! | #VALUE! |  |  | #VALUE! | #VALUE! | 0 | 0 | 0.20123 | 0.20123 | #VALUE! | #VALUE! | #VALUE! | #VALUE! | 0 | 0 | 0.20123 | 0.20123 | #VALUE! | #VALUE! | #VALUE! | #VALUE! | 0 | 0 | 0.20123 | 0.20123 | #VALUE! | #VALUE! |  |  |  | #VALUE! | #VALUE! | #VALUE! | #VALUE! | #VALUE! | #VALUE! | #VALUE!
Tuesday | 3 | 22 | 22 | 1942 | 0 | 0 | 0 | 0 | 0 | 0 | 0 | 0 | 0 | 0 | 0 | 0 | 0 | 0 | 0 | 0 | 0 | 0 | 0 | 0 | 0 | 0 | 0 | 0 | 0 | 0 | 0 | 0 | 0 | 0 | 0 | 0 | 0 | 0 | 0 | 0 | 0 | 0 | 0 | 0 |  | 0 | 0 | 0 |  | #VALUE! | #VALUE! | #VALUE! | #VALUE! |  |  | #VALUE! | #VALUE! | 0 | 0 | 0.20123 | 0.20123 | #VALUE! | #VALUE! | #VALUE! | #VALUE! | 0 | 0 | 0.20123 | 0.20123 | #VALUE! | #VALUE! | #VALUE! | #VALUE! | 0 | 0 | 0.20123 | 0.20123 | #VALUE! | #VALUE! |  |  |  | #VALUE! | #VALUE! | #VALUE! | #VALUE! | #VALUE! | #VALUE! | #VALUE!
Tuesday | 3 | 22 | 23 | 1943 | 0 | 0 | 0 | 0 | 0 | 0 | 0 | 0 | 0 | 0 | 0 | 0 | 0 | 0 | 0 | 0 | 0 | 0 | 0 | 0 | 0 | 0 | 0 | 0 | 0 | 0 | 0 | 0 | 0 | 0 | 0 | 0 | 0 | 0 | 0 | 0 | 0 | 0 | 0 | 0 |  | 0 | 0 | 0 |  | #VALUE! | #VALUE! | #VALUE! | #VALUE! |  |  | #VALUE! | #VALUE! | 0 | 0 | 0.20123 | 0.20123 | #VALUE! | #VALUE! | #VALUE! | #VALUE! | 0 | 0 | 0.20123 | 0.20123 | #VALUE! | #VALUE! | #VALUE! | #VALUE! | 0 | 0 | 0.20123 | 0.20123 | #VALUE! | #VALUE! |  |  |  | #VALUE! | #VALUE! | #VALUE! | #VALUE! | #VALUE! | #VALUE! | #VALUE!
Tuesday | 3 | 22 | 24 | 1944 | 0 | 0 | 0 | 0 | 0 | 0 | 0 | 0 | 0 | 0 | 0 | 0 | 0 | 0 | 0 | 0 | 0 | 0 | 0 | 0 | 0 | 0 | 0 | 0 | 0 | 0 | 0 | 0 | 0 | 0 | 0 | 0 | 0 | 0 | 0 | 0 | 0 | 0 | 0 | 0 |  | 0 | 0 | 0 |  | #VALUE! | #VALUE! | #VALUE! | #VALUE! |  |  | #VALUE! | #VALUE! | 0 | 0 | 0.20123 | 0.20123 | #VALUE! | #VALUE! | #VALUE! | #VALUE! | 0 | 0 | 0.20123 | 0.20123 | #VALUE! | #VALUE! | #VALUE! | #VALUE! | 0 | 0 | 0.20123 | 0.20123 | #VALUE! | #VALUE! |  |  |  | #VALUE! | #VALUE! | #VALUE! | #VALUE! | #VALUE! | #VALUE! | #VALUE!
Wednesday | 3 | 23 | 1 | 1945 | 0 | 0 | 0 | 0 | 0 | 0 | 0 | 0 | 0 | 0 | 0 | 0 | 0 | 0 | 0 | 0 | 0 | 0 | 0 | 0 | 0 | 0 | 0 | 0 | 0 | 0 | 0 | 0 | 0 | 0 | 0 | 0 | 0 | 0 | 0 | 0 | 0 | 0 | 0 | 0 |  | 0 | 0 | 0 |  | #VALUE! | #VALUE! | #VALUE! | #VALUE! |  |  | #VALUE! | #VALUE! | 0 | 0 | 0.20123 | 0.20123 | #VALUE! | #VALUE! | #VALUE! | #VALUE! | 0 | 0 | 0.20123 | 0.20123 | #VALUE! | #VALUE! | #VALUE! | #VALUE! | 0 | 0 | 0.20123 | 0.20123 | #VALUE! | #VALUE! |  |  |  | #VALUE! | #VALUE! | #VALUE! | #VALUE! | #VALUE! | #VALUE! | #VALUE!
Wednesday | 3 | 23 | 2 | 1946 | 0 | 0 | 0 | 0 | 0 | 0 | 0 | 0 | 0 | 0 | 0 | 0 | 0 | 0 | 0 | 0 | 0 | 0 | 0 | 0 | 0 | 0 | 0 | 0 | 0.001854 | 0 | 0 | 0 | 0 | 0 | 0 | 0 | 0 | 0 | 0 | 0 | 0 | 0 | 0 | 0 |  | 0 | 0 | 0 |  | #VALUE! | #VALUE! | #VALUE! | #VALUE! |  |  | #VALUE! | #VALUE! | 0 | 0 | 0.20123 | 0.20123 | #VALUE! | #VALUE! | #VALUE! | #VALUE! | 0 | 0 | 0.20123 | 0.20123 | #VALUE! | #VALUE! | #VALUE! | #VALUE! | 0 | 0 | 0.20123 | 0.20123 | #VALUE! | #VALUE! |  |  |  | #VALUE! | #VALUE! | #VALUE! | #VALUE! | #VALUE! | #VALUE! | #VALUE!
Wednesday | 3 | 23 | 3 | 1947 | 0 | 0 | 0 | 0 | 0 | 0 | 0 | 0 | 0 | 0 | 0 | 0 | 0 | 0 | 0 | 0 | 0 | 0 | 0 | 0 | 0 | 0 | 0 | 0 | 0.011186 | 0 | 0 | 0 | 0 | 0 | 0 | 0 | 0 | 0 | 0 | 0 | 0 | 0 | 0 | 0 |  | 0 | 0 | 0 |  | #VALUE! | #VALUE! | #VALUE! | #VALUE! |  |  | #VALUE! | #VALUE! | 0 | 0 | 0.20123 | 0.20123 | #VALUE! | #VALUE! | #VALUE! | #VALUE! | 0 | 0 | 0.20123 | 0.20123 | #VALUE! | #VALUE! | #VALUE! | #VALUE! | 0 | 0 | 0.20123 | 0.20123 | #VALUE! | #VALUE! |  |  |  | #VALUE! | #VALUE! | #VALUE! | #VALUE! | #VALUE! | #VALUE! | #VALUE!
Wednesday | 3 | 23 | 4 | 1948 | 0 | 0 | 0 | 0 | 0 | 0 | 0 | 0 | 0 | 0 | 0 | 0 | 0 | 0 | 0 | 0 | 0 | 0 | 0 | 0 | 0 | 0 | 0 | 0 | 0 | 0 | 0 | 0 | 0 | 0 | 0 | 0 | 0 | 0 | 0 | 0 | 0 | 0 | 0 | 0 |  | 0 | 0 | 0 |  | #VALUE! | #VALUE! | #VALUE! | #VALUE! |  |  | #VALUE! | #VALUE! | 0 | 0 | 0.20123 | 0.20123 | #VALUE! | #VALUE! | #VALUE! | #VALUE! | 0 | 0 | 0.20123 | 0.20123 | #VALUE! | #VALUE! | #VALUE! | #VALUE! | 0 | 0 | 0.20123 | 0.20123 | #VALUE! | #VALUE! |  |  |  | #VALUE! | #VALUE! | #VALUE! | #VALUE! | #VALUE! | #VALUE! | #VALUE!
Wednesday | 3 | 23 | 5 | 1949 | 0 | 0 | 0 | 0 | 0 | 0 | 0 | 0 | 0 | 0 | 0 | 0 | 0 | 0 | 0 | 0 | 0 | 0 | 0 | 0 | 0 | 0 | 0 | 0 | 0 | 0 | 0 | 0 | 0 | 0 | 0 | 0 | 0 | 0 | 0 | 0 | 0 | 0 | 0 | 0 |  | 0 | 0 | 0 |  | #VALUE! | #VALUE! | #VALUE! | #VALUE! |  |  | #VALUE! | #VALUE! | 0 | 0 | 0.20123 | 0.20123 | #VALUE! | #VALUE! | #VALUE! | #VALUE! | 0 | 0 | 0.20123 | 0.20123 | #VALUE! | #VALUE! | #VALUE! | #VALUE! | 0 | 0 | 0.20123 | 0.20123 | #VALUE! | #VALUE! |  |  |  | #VALUE! | #VALUE! | #VALUE! | #VALUE! | #VALUE! | #VALUE! | #VALUE!
Wednesday | 3 | 23 | 6 | 1950 | 0 | 0 | 0 | 0 | 0 | 0 | 0 | 0 | 0 | 0 | 0 | 0 | 0 | 0 | 0 | 0 | 0 | 0 | 0 | 0 | 0 | 0 | 0 | 0 | 0 | 0 | 0 | 0 | 0 | 0 | 0 | 0 | 0 | 0 | 0 | 0 | 0 | 0 | 0 | 0 |  | 0 | 0 | 0 |  | #VALUE! | #VALUE! | #VALUE! | #VALUE! |  |  | #VALUE! | #VALUE! | 0 | 0 | 0.20123 | 0.20123 | #VALUE! | #VALUE! | #VALUE! | #VALUE! | 0 | 0 | 0.20123 | 0.20123 | #VALUE! | #VALUE! | #VALUE! | #VALUE! | 0 | 0 | 0.20123 | 0.20123 | #VALUE! | #VALUE! |  |  |  | #VALUE! | #VALUE! | #VALUE! | #VALUE! | #VALUE! | #VALUE! | #VALUE!
Wednesday | 3 | 23 | 7 | 1951 | 0 | 0 | 0 | 0 | 0 | 0 | 0 | 0 | 0 | 0 | 0 | 0 | 0 | 0 | 0 | 0 | 0 | 0 | 0 | 0 | 0 | 0 | 0 | 0 | 0 | 0 | 0 | 0 | 0 | 0 | 0 | 0 | 0 | 0 | 0 | 0 | 0 | 0 | 0 | 0 |  | 0 | 0 | 0 |  | #VALUE! | #VALUE! | #VALUE! | #VALUE! |  |  | #VALUE! | #VALUE! | 0 | 0 | 0.20123 | 0.20123 | #VALUE! | #VALUE! | #VALUE! | #VALUE! | 0 | 0 | 0.20123 | 0.20123 | #VALUE! | #VALUE! | #VALUE! | #VALUE! | 0 | 0 | 0.20123 | 0.20123 | #VALUE! | #VALUE! |  |  |  | #VALUE! | #VALUE! | #VALUE! | #VALUE! | #VALUE! | #VALUE! | #VALUE!
Wednesday | 3 | 23 | 8 | 1952 | 0 | 0 | 0 | 0 | 0 | 0 | 0 | 0 | 0 | 0 | 0 | 0 | 0 | 0 | 0 | 0 | 0 | 0 | 0 | 0 | 0 | 0 | 0 | 0 | 0 | 0 | 0 | 0 | 0 | 0 | 0 | 0 | 0 | 0 | 0 | 0 | 0 | 0 | 0 | 0 |  | 0 | 0 | 0 |  | #VALUE! | #VALUE! | #VALUE! | #VALUE! |  |  | #VALUE! | #VALUE! | 0 | 0 | 0.20123 | 0.20123 | #VALUE! | #VALUE! | #VALUE! | #VALUE! | 0 | 0 | 0.20123 | 0.20123 | #VALUE! | #VALUE! | #VALUE! | #VALUE! | 0 | 0 | 0.20123 | 0.20123 | #VALUE! | #VALUE! |  |  |  | #VALUE! | #VALUE! | #VALUE! | #VALUE! | #VALUE! | #VALUE! | #VALUE!
Wednesday | 3 | 23 | 9 | 1953 | 0 | 0 | 0 | 0 | 0 | 0 | 0 | 0 | 0 | 0 | 0 | 0 | 0 | 0 | 0 | 0 | 0 | 0 | 0 | 0 | 0 | 0 | 0 | 0 | 0 | 0 | 0 | 0 | 0 | 0 | 0 | 0 | 0 | 0 | 0 | 0 | 0 | 0 | 0 | 0 |  | 0 | 0 | 0 |  | #VALUE! | #VALUE! | #VALUE! | #VALUE! |  |  | #VALUE! | #VALUE! | 0 | 0 | 0.20123 | 0.20123 | #VALUE! | #VALUE! | #VALUE! | #VALUE! | 0 | 0 | 0.20123 | 0.20123 | #VALUE! | #VALUE! | #VALUE! | #VALUE! | 0 | 0 | 0.20123 | 0.20123 | #VALUE! | #VALUE! |  |  |  | #VALUE! | #VALUE! | #VALUE! | #VALUE! | #VALUE! | #VALUE! | #VALUE!
Wednesday | 3 | 23 | 10 | 1954 | 0 | 0 | 0 | 0 | 0 | 0 | 0 | 0 | 0 | 0 | 0 | 0 | 0 | 0 | 0 | 0 | 0 | 0 | 0 | 0 | 0 | 0 | 0 | 0 | 0 | 0 | 0 | 0 | 0 | 0 | 0 | 0 | 0 | 0 | 0 | 0 | 0 | 0 | 0 | 0 |  | 0 | 0 | 0 |  | #VALUE! | #VALUE! | #VALUE! | #VALUE! |  |  | #VALUE! | #VALUE! | 0 | 0 | 0.20123 | 0.20123 | #VALUE! | #VALUE! | #VALUE! | #VALUE! | 0 | 0 | 0.20123 | 0.20123 | #VALUE! | #VALUE! | #VALUE! | #VALUE! | 0 | 0 | 0.20123 | 0.20123 | #VALUE! | #VALUE! |  |  |  | #VALUE! | #VALUE! | #VALUE! | #VALUE! | #VALUE! | #VALUE! | #VALUE!
Wednesday | 3 | 23 | 11 | 1955 | 0 | 0 | 0 | 0 | 0 | 0 | 0 | 0 | 0 | 0 | 0 | 0 | 0 | 0 | 0 | 0 | 0 | 0 | 0 | 0 | 0 | 0 | 0 | 0 | 0 | 0 | 0 | 0 | 0 | 0 | 0 | 0 | 0 | 0 | 0 | 0 | 0 | 0 | 0 | 0 |  | 0 | 0 | 0 |  | #VALUE! | #VALUE! | #VALUE! | #VALUE! |  |  | #VALUE! | #VALUE! | 0 | 0 | 0.20123 | 0.20123 | #VALUE! | #VALUE! | #VALUE! | #VALUE! | 0 | 0 | 0.20123 | 0.20123 | #VALUE! | #VALUE! | #VALUE! | #VALUE! | 0 | 0 | 0.20123 | 0.20123 | #VALUE! | #VALUE! |  |  |  | #VALUE! | #VALUE! | #VALUE! | #VALUE! | #VALUE! | #VALUE! | #VALUE!
Wednesday | 3 | 23 | 12 | 1956 | 0 | 0 | 0 | 0 | 0 | 0 | 0 | 0 | 0 | 0 | 0 | 0 | 0 | 0 | 0 | 0 | 0 | 0 | 0 | 0 | 0 | 0 | 0 | 0 | 0 | 0 | 0 | 0 | 0 | 0 | 0 | 0 | 0 | 0 | 0 | 0 | 0 | 0 | 0 | 0 |  | 0 | 0 | 0 |  | #VALUE! | #VALUE! | #VALUE! | #VALUE! |  |  | #VALUE! | #VALUE! | 0 | 0 | 0.20123 | 0.20123 | #VALUE! | #VALUE! | #VALUE! | #VALUE! | 0 | 0 | 0.20123 | 0.20123 | #VALUE! | #VALUE! | #VALUE! | #VALUE! | 0 | 0 | 0.20123 | 0.20123 | #VALUE! | #VALUE! |  |  |  | #VALUE! | #VALUE! | #VALUE! | #VALUE! | #VALUE! | #VALUE! | #VALUE!
Wednesday | 3 | 23 | 13 | 1957 | 0 | 0 | 0 | 0 | 0 | 0 | 0 | 0 | 0 | 0 | 0 | 0 | 0 | 0 | 0 | 0 | 0 | 0 | 0 | 0 | 0 | 0 | 0 | 0 | 0 | 0 | 0 | 0 | 0 | 0 | 0 | 0 | 0 | 0 | 0 | 0 | 0 | 0 | 0 | 0 |  | 0 | 0 | 0 |  | #VALUE! | #VALUE! | #VALUE! | #VALUE! |  |  | #VALUE! | #VALUE! | 0 | 0 | 0.20123 | 0.20123 | #VALUE! | #VALUE! | #VALUE! | #VALUE! | 0 | 0 | 0.20123 | 0.20123 | #VALUE! | #VALUE! | #VALUE! | #VALUE! | 0 | 0 | 0.20123 | 0.20123 | #VALUE! | #VALUE! |  |  |  | #VALUE! | #VALUE! | #VALUE! | #VALUE! | #VALUE! | #VALUE! | #VALUE!
Wednesday | 3 | 23 | 14 | 1958 | 0 | 0 | 0 | 0 | 0 | 0 | 0 | 0 | 0 | 0 | 0 | 0 | 0 | 0 | 0 | 0 | 0 | 0 | 0 | 0 | 0 | 0 | 0 | 0 | 0 | 0 | 0 | 0 | 0 | 0 | 0 | 0 | 0 | 0 | 0 | 0 | 0 | 0 | 0 | 0 |  | 0 | 0 | 0 |  | #VALUE! | #VALUE! | #VALUE! | #VALUE! |  |  | #VALUE! | #VALUE! | 0 | 0 | 0.20123 | 0.20123 | #VALUE! | #VALUE! | #VALUE! | #VALUE! | 0 | 0 | 0.20123 | 0.20123 | #VALUE! | #VALUE! | #VALUE! | #VALUE! | 0 | 0 | 0.20123 | 0.20123 | #VALUE! | #VALUE! |  |  |  | #VALUE! | #VALUE! | #VALUE! | #VALUE! | #VALUE! | #VALUE! | #VALUE!
Wednesday | 3 | 23 | 15 | 1959 | 0 | 0 | 0 | 0 | 0 | 0 | 0 | 0 | 0 | 0 | 0 | 0 | 0 | 0 | 0 | 0 | 0 | 0 | 0 | 0 | 0 | 0 | 0 | 0 | 0 | 0 | 0 | 0 | 0 | 0 | 0 | 0 | 0 | 0 | 0 | 0 | 0 | 0 | 0 | 0 |  | 0 | 0 | 0 |  | #VALUE! | #VALUE! | #VALUE! | #VALUE! |  |  | #VALUE! | #VALUE! | 0 | 0 | 0.20123 | 0.20123 | #VALUE! | #VALUE! | #VALUE! | #VALUE! | 0 | 0 | 0.20123 | 0.20123 | #VALUE! | #VALUE! | #VALUE! | #VALUE! | 0 | 0 | 0.20123 | 0.20123 | #VALUE! | #VALUE! |  |  |  | #VALUE! | #VALUE! | #VALUE! | #VALUE! | #VALUE! | #VALUE! | #VALUE!
Wednesday | 3 | 23 | 16 | 1960 | 0 | 0 | 0 | 0 | 0 | 0 | 0 | 0 | 0 | 0 | 0 | 0 | 0 | 0 | 0 | 0 | 0 | 0 | 0 | 0 | 0 | 0 | 0 | 0 | 0 | 0 | 0 | 0 | 0 | 0 | 0 | 0 | 0 | 0 | 0 | 0 | 0 | 0 | 0 | 0 |  | 0 | 0 | 0 |  | #VALUE! | #VALUE! | #VALUE! | #VALUE! |  |  | #VALUE! | #VALUE! | 0 | 0 | 0.20123 | 0.20123 | #VALUE! | #VALUE! | #VALUE! | #VALUE! | 0 | 0 | 0.20123 | 0.20123 | #VALUE! | #VALUE! | #VALUE! | #VALUE! | 0 | 0 | 0.20123 | 0.20123 | #VALUE! | #VALUE! |  |  |  | #VALUE! | #VALUE! | #VALUE! | #VALUE! | #VALUE! | #VALUE! | #VALUE!
Wednesday | 3 | 23 | 17 | 1961 | 0 | 0 | 0 | 0 | 0 | 0 | 0 | 0 | 0 | 0 | 0 | 0 | 0 | 0 | 0 | 0 | 0 | 0 | 0 | 0 | 0 | 0 | 0 | 0 | 0 | 0 | 0 | 0 | 0 | 0 | 0 | 0 | 0 | 0 | 0 | 0 | 0 | 0 | 0 | 0 |  | 0 | 0 | 0 |  | #VALUE! | #VALUE! | #VALUE! | #VALUE! |  |  | #VALUE! | #VALUE! | 0 | 0 | 0.20123 | 0.20123 | #VALUE! | #VALUE! | #VALUE! | #VALUE! | 0 | 0 | 0.20123 | 0.20123 | #VALUE! | #VALUE! | #VALUE! | #VALUE! | 0 | 0 | 0.20123 | 0.20123 | #VALUE! | #VALUE! |  |  |  | #VALUE! | #VALUE! | #VALUE! | #VALUE! | #VALUE! | #VALUE! | #VALUE!
Wednesday | 3 | 23 | 18 | 1962 | 0 | 0 | 0 | 0 | 0 | 0 | 0 | 0 | 0 | 0 | 0 | 0 | 0 | 0 | 0 | 0 | 0 | 0 | 0 | 0 | 0 | 0 | 0 | 0 | 0 | 0 | 0 | 0 | 0 | 0 | 0 | 0 | 0 | 0 | 0 | 0 | 0 | 0 | 0 | 0 |  | 0 | 0 | 0 |  | #VALUE! | #VALUE! | #VALUE! | #VALUE! |  |  | #VALUE! | #VALUE! | 0 | 0 | 0.20123 | 0.20123 | #VALUE! | #VALUE! | #VALUE! | #VALUE! | 0 | 0 | 0.20123 | 0.20123 | #VALUE! | #VALUE! | #VALUE! | #VALUE! | 0 | 0 | 0.20123 | 0.20123 | #VALUE! | #VALUE! |  |  |  | #VALUE! | #VALUE! | #VALUE! | #VALUE! | #VALUE! | #VALUE! | #VALUE!
Wednesday | 3 | 23 | 19 | 1963 | 0 | 0 | 0 | 0 | 0 | 0 | 0 | 0 | 0 | 0 | 0 | 0 | 0 | 0 | 0 | 0 | 0 | 0 | 0 | 0 | 0 | 0 | 0 | 0 | 0 | 0 | 0 | 0 | 0 | 0 | 0 | 0 | 0 | 0 | 0 | 0 | 0 | 0 | 0 | 0 |  | 0 | 0 | 0 |  | #VALUE! | #VALUE! | #VALUE! | #VALUE! |  |  | #VALUE! | #VALUE! | 0 | 0 | 0.20123 | 0.20123 | #VALUE! | #VALUE! | #VALUE! | #VALUE! | 0 | 0 | 0.20123 | 0.20123 | #VALUE! | #VALUE! | #VALUE! | #VALUE! | 0 | 0 | 0.20123 | 0.20123 | #VALUE! | #VALUE! |  |  |  | #VALUE! | #VALUE! | #VALUE! | #VALUE! | #VALUE! | #VALUE! | #VALUE!
Wednesday | 3 | 23 | 20 | 1964 | 0 | 0 | 0 | 0 | 0 | 0 | 0 | 0 | 0 | 0 | 0 | 0 | 0 | 0 | 0 | 0 | 0 | 0 | 0 | 0 | 0 | 0 | 0 | 0 | 0 | 0 | 0 | 0 | 0 | 0 | 0 | 0 | 0 | 0 | 0 | 0 | 0 | 0 | 0 | 0 |  | 0 | 0 | 0 |  | #VALUE! | #VALUE! | #VALUE! | #VALUE! |  |  | #VALUE! | #VALUE! | 0 | 0 | 0.20123 | 0.20123 | #VALUE! | #VALUE! | #VALUE! | #VALUE! | 0 | 0 | 0.20123 | 0.20123 | #VALUE! | #VALUE! | #VALUE! | #VALUE! | 0 | 0 | 0.20123 | 0.20123 | #VALUE! | #VALUE! |  |  |  | #VALUE! | #VALUE! | #VALUE! | #VALUE! | #VALUE! | #VALUE! | #VALUE!
Wednesday | 3 | 23 | 21 | 1965 | 0 | 0 | 0 | 0 | 0 | 0 | 0 | 0 | 0 | 0 | 0 | 0 | 0 | 0 | 0 | 0 | 0 | 0 | 0 | 0 | 0 | 0 | 0 | 0 | 0 | 0 | 0 | 0 | 0 | 0 | 0 | 0 | 0 | 0 | 0 | 0 | 0 | 0 | 0 | 0 |  | 0 | 0 | 0 |  | #VALUE! | #VALUE! | #VALUE! | #VALUE! |  |  | #VALUE! | #VALUE! | 0 | 0 | 0.20123 | 0.20123 | #VALUE! | #VALUE! | #VALUE! | #VALUE! | 0 | 0 | 0.20123 | 0.20123 | #VALUE! | #VALUE! | #VALUE! | #VALUE! | 0 | 0 | 0.20123 | 0.20123 | #VALUE! | #VALUE! |  |  |  | #VALUE! | #VALUE! | #VALUE! | #VALUE! | #VALUE! | #VALUE! | #VALUE!
Wednesday | 3 | 23 | 22 | 1966 | 0 | 0 | 0 | 0 | 0 | 0 | 0 | 0 | 0 | 0 | 0 | 0 | 0 | 0 | 0 | 0 | 0 | 0 | 0 | 0 | 0 | 0 | 0 | 0 | 0 | 0 | 0 | 0 | 0 | 0 | 0 | 0 | 0 | 0 | 0 | 0 | 0 | 0 | 0 | 0 |  | 0 | 0 | 0 |  | #VALUE! | #VALUE! | #VALUE! | #VALUE! |  |  | #VALUE! | #VALUE! | 0 | 0 | 0.20123 | 0.20123 | #VALUE! | #VALUE! | #VALUE! | #VALUE! | 0 | 0 | 0.20123 | 0.20123 | #VALUE! | #VALUE! | #VALUE! | #VALUE! | 0 | 0 | 0.20123 | 0.20123 | #VALUE! | #VALUE! |  |  |  | #VALUE! | #VALUE! | #VALUE! | #VALUE! | #VALUE! | #VALUE! | #VALUE!
Wednesday | 3 | 23 | 23 | 1967 | 0 | 0 | 0 | 0 | 0 | 0 | 0 | 0 | 0 | 0 | 0 | 0 | 0 | 0 | 0 | 0 | 0 | 0 | 0 | 0 | 0 | 0 | 0 | 0 | 0 | 0 | 0 | 0 | 0 | 0 | 0 | 0 | 0 | 0 | 0 | 0 | 0 | 0 | 0 | 0 |  | 0 | 0 | 0 |  | #VALUE! | #VALUE! | #VALUE! | #VALUE! |  |  | #VALUE! | #VALUE! | 0 | 0 | 0.20123 | 0.20123 | #VALUE! | #VALUE! | #VALUE! | #VALUE! | 0 | 0 | 0.20123 | 0.20123 | #VALUE! | #VALUE! | #VALUE! | #VALUE! | 0 | 0 | 0.20123 | 0.20123 | #VALUE! | #VALUE! |  |  |  | #VALUE! | #VALUE! | #VALUE! | #VALUE! | #VALUE! | #VALUE! | #VALUE!
Wednesday | 3 | 23 | 24 | 1968 | 0 | 0 | 0 | 0 | 0 | 0 | 0 | 0 | 0 | 0 | 0 | 0 | 0 | 0 | 0 | 0 | 0 | 0 | 0 | 0 | 0 | 0 | 0 | 0 | 0 | 0 | 0 | 0 | 0 | 0 | 0 | 0 | 0 | 0 | 0 | 0 | 0 | 0 | 0 | 0 |  | 0 | 0 | 0 |  | #VALUE! | #VALUE! | #VALUE! | #VALUE! |  |  | #VALUE! | #VALUE! | 0 | 0 | 0.20123 | 0.20123 | #VALUE! | #VALUE! | #VALUE! | #VALUE! | 0 | 0 | 0.20123 | 0.20123 | #VALUE! | #VALUE! | #VALUE! | #VALUE! | 0 | 0 | 0.20123 | 0.20123 | #VALUE! | #VALUE! |  |  |  | #VALUE! | #VALUE! | #VALUE! | #VALUE! | #VALUE! | #VALUE! | #VALUE!
Thursday | 3 | 24 | 1 | 1969 | 0 | 0 | 0 | 0 | 0 | 0 | 0 | 0 | 0 | 0 | 0 | 0 | 0 | 0 | 0 | 0 | 0 | 0 | 0 | 0 | 0 | 0 | 0 | 0 | 0 | 0 | 0 | 0 | 0 | 0 | 0 | 0 | 0 | 0 | 0 | 0 | 0 | 0 | 0 | 0 |  | 0 | 0 | 0 |  | #VALUE! | #VALUE! | #VALUE! | #VALUE! |  |  | #VALUE! | #VALUE! | 0 | 0 | 0.20123 | 0.20123 | #VALUE! | #VALUE! | #VALUE! | #VALUE! | 0 | 0 | 0.20123 | 0.20123 | #VALUE! | #VALUE! | #VALUE! | #VALUE! | 0 | 0 | 0.20123 | 0.20123 | #VALUE! | #VALUE! |  |  |  | #VALUE! | #VALUE! | #VALUE! | #VALUE! | #VALUE! | #VALUE! | #VALUE!
Thursday | 3 | 24 | 2 | 1970 | 0 | 0 | 0 | 0 | 0 | 0 | 0 | 0 | 0 | 0 | 0 | 0 | 0 | 0 | 0 | 0 | 0 | 0 | 0 | 0 | 0 | 0 | 0 | 0 | 0.0014759 | 0 | 0 | 0 | 0 | 0 | 0 | 0 | 0 | 0 | 0 | 0 | 0 | 0 | 0 | 0 |  | 0 | 0 | 0 |  | #VALUE! | #VALUE! | #VALUE! | #VALUE! |  |  | #VALUE! | #VALUE! | 0 | 0 | 0.20123 | 0.20123 | #VALUE! | #VALUE! | #VALUE! | #VALUE! | 0 | 0 | 0.20123 | 0.20123 | #VALUE! | #VALUE! | #VALUE! | #VALUE! | 0 | 0 | 0.20123 | 0.20123 | #VALUE! | #VALUE! |  |  |  | #VALUE! | #VALUE! | #VALUE! | #VALUE! | #VALUE! | #VALUE! | #VALUE!
Thursday | 3 | 24 | 3 | 1971 | 0 | 0 | 0 | 0 | 0 | 0 | 0 | 0 | 0 | 0 | 0 | 0 | 0 | 0 | 0 | 0 | 0 | 0 | 0 | 0 | 0 | 0 | 0 | 0 | 0.0099681 | 0 | 0 | 0 | 0 | 0 | 0 | 0 | 0 | 0 | 0 | 0 | 0 | 0 | 0 | 0 |  | 0 | 0 | 0 |  | #VALUE! | #VALUE! | #VALUE! | #VALUE! |  |  | #VALUE! | #VALUE! | 0 | 0 | 0.20123 | 0.20123 | #VALUE! | #VALUE! | #VALUE! | #VALUE! | 0 | 0 | 0.20123 | 0.20123 | #VALUE! | #VALUE! | #VALUE! | #VALUE! | 0 | 0 | 0.20123 | 0.20123 | #VALUE! | #VALUE! |  |  |  | #VALUE! | #VALUE! | #VALUE! | #VALUE! | #VALUE! | #VALUE! | #VALUE!
Thursday | 3 | 24 | 4 | 1972 | 0 | 0 | 0 | 0 | 0 | 0 | 0 | 0 | 0 | 0 | 0 | 0 | 0 | 0 | 0 | 0 | 0 | 0 | 0 | 0 | 0 | 0 | 0 | 0 | 0 | 0 | 0 | 0 | 0 | 0 | 0 | 0 | 0 | 0 | 0 | 0 | 0 | 0 | 0 | 0 |  | 0 | 0 | 0 |  | #VALUE! | #VALUE! | #VALUE! | #VALUE! |  |  | #VALUE! | #VALUE! | 0 | 0 | 0.20123 | 0.20123 | #VALUE! | #VALUE! | #VALUE! | #VALUE! | 0 | 0 | 0.20123 | 0.20123 | #VALUE! | #VALUE! | #VALUE! | #VALUE! | 0 | 0 | 0.20123 | 0.20123 | #VALUE! | #VALUE! |  |  |  | #VALUE! | #VALUE! | #VALUE! | #VALUE! | #VALUE! | #VALUE! | #VALUE!
Thursday | 3 | 24 | 5 | 1973 | 0 | 0 | 0 | 0 | 0 | 0 | 0 | 0 | 0 | 0 | 0 | 0 | 0 | 0 | 0 | 0 | 0 | 0 | 0 | 0 | 0 | 0 | 0 | 0 | 0 | 0 | 0 | 0 | 0 | 0 | 0 | 0 | 0 | 0 | 0 | 0 | 0 | 0 | 0 | 0 |  | 0 | 0 | 0 |  | #VALUE! | #VALUE! | #VALUE! | #VALUE! |  |  | #VALUE! | #VALUE! | 0 | 0 | 0.20123 | 0.20123 | #VALUE! | #VALUE! | #VALUE! | #VALUE! | 0 | 0 | 0.20123 | 0.20123 | #VALUE! | #VALUE! | #VALUE! | #VALUE! | 0 | 0 | 0.20123 | 0.20123 | #VALUE! | #VALUE! |  |  |  | #VALUE! | #VALUE! | #VALUE! | #VALUE! | #VALUE! | #VALUE! | #VALUE!
Thursday | 3 | 24 | 6 | 1974 | 0 | 0 | 0 | 0 | 0 | 0 | 0 | 0 | 0 | 0 | 0 | 0 | 0 | 0 | 0 | 0 | 0 | 0 | 0 | 0 | 0 | 0 | 0 | 0 | 0 | 0 | 0 | 0 | 0 | 0 | 0 | 0 | 0 | 0 | 0 | 0 | 0 | 0 | 0 | 0 |  | 0 | 0 | 0 |  | #VALUE! | #VALUE! | #VALUE! | #VALUE! |  |  | #VALUE! | #VALUE! | 0 | 0 | 0.20123 | 0.20123 | #VALUE! | #VALUE! | #VALUE! | #VALUE! | 0 | 0 | 0.20123 | 0.20123 | #VALUE! | #VALUE! | #VALUE! | #VALUE! | 0 | 0 | 0.20123 | 0.20123 | #VALUE! | #VALUE! |  |  |  | #VALUE! | #VALUE! | #VALUE! | #VALUE! | #VALUE! | #VALUE! | #VALUE!
Thursday | 3 | 24 | 7 | 1975 | 0 | 0 | 0 | 0 | 0 | 0 | 0 | 0 | 0 | 0 | 0 | 0 | 0 | 0 | 0 | 0 | 0 | 0 | 0 | 0 | 0 | 0 | 0 | 0 | 0 | 0 | 0 | 0 | 0 | 0 | 0 | 0 | 0 | 0 | 0 | 0 | 0 | 0 | 0 | 0 |  | 0 | 0 | 0 |  | #VALUE! | #VALUE! | #VALUE! | #VALUE! |  |  | #VALUE! | #VALUE! | 0 | 0 | 0.20123 | 0.20123 | #VALUE! | #VALUE! | #VALUE! | #VALUE! | 0 | 0 | 0.20123 | 0.20123 | #VALUE! | #VALUE! | #VALUE! | #VALUE! | 0 | 0 | 0.20123 | 0.20123 | #VALUE! | #VALUE! |  |  |  | #VALUE! | #VALUE! | #VALUE! | #VALUE! | #VALUE! | #VALUE! | #VALUE!
Thursday | 3 | 24 | 8 | 1976 | 0 | 0 | 0 | 0 | 0 | 0 | 0 | 0 | 0 | 0 | 0 | 0 | 0 | 0 | 0 | 0 | 0 | 0 | 0 | 0 | 0 | 0 | 0 | 0 | 0 | 0 | 0 | 0 | 0 | 0 | 0 | 0 | 0 | 0 | 0 | 0 | 0 | 0 | 0 | 0 |  | 0 | 0 | 0 |  | #VALUE! | #VALUE! | #VALUE! | #VALUE! |  |  | #VALUE! | #VALUE! | 0 | 0 | 0.20123 | 0.20123 | #VALUE! | #VALUE! | #VALUE! | #VALUE! | 0 | 0 | 0.20123 | 0.20123 | #VALUE! | #VALUE! | #VALUE! | #VALUE! | 0 | 0 | 0.20123 | 0.20123 | #VALUE! | #VALUE! |  |  |  | #VALUE! | #VALUE! | #VALUE! | #VALUE! | #VALUE! | #VALUE! | #VALUE!
Thursday | 3 | 24 | 9 | 1977 | 0 | 0 | 0 | 0 | 0 | 0 | 0 | 0 | 0 | 0 | 0 | 0 | 0 | 0 | 0 | 0 | 0 | 0 | 0 | 0 | 0 | 0 | 0 | 0 | 0 | 0 | 0 | 0 | 0 | 0 | 0 | 0 | 0 | 0 | 0 | 0 | 0 | 0 | 0 | 0 |  | 0 | 0 | 0 |  | #VALUE! | #VALUE! | #VALUE! | #VALUE! |  |  | #VALUE! | #VALUE! | 0 | 0 | 0.20123 | 0.20123 | #VALUE! | #VALUE! | #VALUE! | #VALUE! | 0 | 0 | 0.20123 | 0.20123 | #VALUE! | #VALUE! | #VALUE! | #VALUE! | 0 | 0 | 0.20123 | 0.20123 | #VALUE! | #VALUE! |  |  |  | #VALUE! | #VALUE! | #VALUE! | #VALUE! | #VALUE! | #VALUE! | #VALUE!
Thursday | 3 | 24 | 10 | 1978 | 0 | 0 | 0 | 0 | 0 | 0 | 0 | 0 | 0 | 0 | 0 | 0 | 0 | 0 | 0 | 0 | 0 | 0 | 0 | 0 | 0 | 0 | 0 | 0 | 0 | 0 | 0 | 0 | 0 | 0 | 0 | 0 | 0 | 0 | 0 | 0 | 0 | 0 | 0 | 0 |  | 0 | 0 | 0 |  | #VALUE! | #VALUE! | #VALUE! | #VALUE! |  |  | #VALUE! | #VALUE! | 0 | 0 | 0.20123 | 0.20123 | #VALUE! | #VALUE! | #VALUE! | #VALUE! | 0 | 0 | 0.20123 | 0.20123 | #VALUE! | #VALUE! | #VALUE! | #VALUE! | 0 | 0 | 0.20123 | 0.20123 | #VALUE! | #VALUE! |  |  |  | #VALUE! | #VALUE! | #VALUE! | #VALUE! | #VALUE! | #VALUE! | #VALUE!
Thursday | 3 | 24 | 11 | 1979 | 0 | 0 | 0 | 0 | 0 | 0 | 0 | 0 | 0 | 0 | 0 | 0 | 0 | 0 | 0 | 0 | 0 | 0 | 0 | 0 | 0 | 0 | 0 | 0 | 0.0019232 | 0 | 0 | 0 | 0 | 0 | 0 | 0 | 0 | 0 | 0 | 0 | 0 | 0 | 0 | 0 |  | 0 | 0 | 0 |  | #VALUE! | #VALUE! | #VALUE! | #VALUE! |  |  | #VALUE! | #VALUE! | 0 | 0 | 0.20123 | 0.20123 | #VALUE! | #VALUE! | #VALUE! | #VALUE! | 0 | 0 | 0.20123 | 0.20123 | #VALUE! | #VALUE! | #VALUE! | #VALUE! | 0 | 0 | 0.20123 | 0.20123 | #VALUE! | #VALUE! |  |  |  | #VALUE! | #VALUE! | #VALUE! | #VALUE! | #VALUE! | #VALUE! | #VALUE!
Thursday | 3 | 24 | 12 | 1980 | 0 | 0 | 0 | 0 | 0 | 0 | 0 | 0 | 0 | 0 | 0 | 0 | 0 | 0 | 0 | 0 | 0 | 0 | 0 | 0 | 0 | 0 | 0 | 0 | 0 | 0 | 0 | 0 | 0 | 0 | 0 | 0 | 0 | 0 | 0 | 0 | 0 | 0 | 0 | 0 |  | 0 | 0 | 0 |  | #VALUE! | #VALUE! | #VALUE! | #VALUE! |  |  | #VALUE! | #VALUE! | 0 | 0 | 0.20123 | 0.20123 | #VALUE! | #VALUE! | #VALUE! | #VALUE! | 0 | 0 | 0.20123 | 0.20123 | #VALUE! | #VALUE! | #VALUE! | #VALUE! | 0 | 0 | 0.20123 | 0.20123 | #VALUE! | #VALUE! |  |  |  | #VALUE! | #VALUE! | #VALUE! | #VALUE! | #VALUE! | #VALUE! | #VALUE!
Thursday | 3 | 24 | 13 | 1981 | 0 | 0 | 0 | 0 | 0 | 0 | 0 | 0 | 0 | 0 | 0 | 0 | 0 | 0 | 0 | 0 | 0 | 0 | 0 | 0 | 0 | 0 | 0 | 0 | 0 | 0 | 0 | 0 | 0 | 0 | 0 | 0 | 0 | 0 | 0 | 0 | 0 | 0 | 0 | 0 |  | 0 | 0 | 0 |  | #VALUE! | #VALUE! | #VALUE! | #VALUE! |  |  | #VALUE! | #VALUE! | 0 | 0 | 0.20123 | 0.20123 | #VALUE! | #VALUE! | #VALUE! | #VALUE! | 0 | 0 | 0.20123 | 0.20123 | #VALUE! | #VALUE! | #VALUE! | #VALUE! | 0 | 0 | 0.20123 | 0.20123 | #VALUE! | #VALUE! |  |  |  | #VALUE! | #VALUE! | #VALUE! | #VALUE! | #VALUE! | #VALUE! | #VALUE!
Thursday | 3 | 24 | 14 | 1982 | 0 | 0 | 0 | 0 | 0 | 0 | 0 | 0 | 0 | 0 | 0 | 0 | 0 | 0 | 0 | 0 | 0 | 0 | 0 | 0 | 0 | 0 | 0 | 0 | 0 | 0 | 0 | 0 | 0 | 0 | 0 | 0 | 0 | 0 | 0 | 0 | 0 | 0 | 0 | 0 |  | 0 | 0 | 0 |  | #VALUE! | #VALUE! | #VALUE! | #VALUE! |  |  | #VALUE! | #VALUE! | 0 | 0 | 0.20123 | 0.20123 | #VALUE! | #VALUE! | #VALUE! | #VALUE! | 0 | 0 | 0.20123 | 0.20123 | #VALUE! | #VALUE! | #VALUE! | #VALUE! | 0 | 0 | 0.20123 | 0.20123 | #VALUE! | #VALUE! |  |  |  | #VALUE! | #VALUE! | #VALUE! | #VALUE! | #VALUE! | #VALUE! | #VALUE!
Thursday | 3 | 24 | 15 | 1983 | 0 | 0 | 0 | 0 | 0 | 0 | 0 | 0 | 0 | 0 | 0 | 0 | 0 | 0 | 0 | 0 | 0 | 0 | 0 | 0 | 0 | 0 | 0 | 0 | 0 | 0 | 0 | 0.0061862 | 0 | 0 | 0 | 0 | 0 | 0 | 0 | 0 | 0 | 0 | 0 | 0 |  | 0 | 0 | 0 |  | #VALUE! | #VALUE! | #VALUE! | #VALUE! |  |  | #VALUE! | #VALUE! | 0 | 0 | 0.20123 | 0.20123 | #VALUE! | #VALUE! | #VALUE! | #VALUE! | 0 | 0 | 0.20123 | 0.20123 | #VALUE! | #VALUE! | #VALUE! | #VALUE! | 0 | 0 | 0.20123 | 0.20123 | #VALUE! | #VALUE! |  |  |  | #VALUE! | #VALUE! | #VALUE! | #VALUE! | #VALUE! | #VALUE! | #VALUE!
Thursday | 3 | 24 | 16 | 1984 | 0 | 0 | 0 | 0 | 0 | 0 | 0 | 0 | 0 | 0 | 0 | 0 | 0 | 0 | 0 | 0 | 0 | 0 | 0 | 0 | 0 | 0 | 0 | 0.001 | 0 | 0 | 0.001457 | 0.07014 | 0.114 | 0 | 0 | 0 | 0 | 0 | 0 | 0 | 0 | 0 | 0 | 0 |  | 0 | 0 | 0 |  | #VALUE! | #VALUE! | #VALUE! | #VALUE! |  |  | #VALUE! | #VALUE! | 0 | 0 | 0.20123 | 0.20123 | #VALUE! | #VALUE! | #VALUE! | #VALUE! | 0 | 0 | 0.20123 | 0.20123 | #VALUE! | #VALUE! | #VALUE! | #VALUE! | 0 | 0 | 0.20123 | 0.20123 | #VALUE! | #VALUE! |  |  |  | #VALUE! | #VALUE! | #VALUE! | #VALUE! | #VALUE! | #VALUE! | #VALUE!
Thursday | 3 | 24 | 17 | 1985 | 0 | 0 | 0 | 0 | 0 | 0 | 0 | 0 | 0 | 0 | 0 | 0 | 0 | 0 | 0 | 0 | 0 | 0 | 0 | 0 | 0 | 0 | 0 | 0 | 0 | 0 | 0.00084412 | 0.053717 | 0.088 | 0 | 0 | 0 | 0 | 0 | 0 | 0 | 0 | 0 | 0 | 0 |  | 0 | 0 | 0 |  | #VALUE! | #VALUE! | #VALUE! | #VALUE! |  |  | #VALUE! | #VALUE! | 0 | 0 | 0.20123 | 0.20123 | #VALUE! | #VALUE! | #VALUE! | #VALUE! | 0 | 0 | 0.20123 | 0.20123 | #VALUE! | #VALUE! | #VALUE! | #VALUE! | 0 | 0 | 0.20123 | 0.20123 | #VALUE! | #VALUE! |  |  |  | #VALUE! | #VALUE! | #VALUE! | #VALUE! | #VALUE! | #VALUE! | #VALUE!
Thursday | 3 | 24 | 18 | 1986 | 0 | 0 | 0 | 0 | 0 | 0 | 0 | 0 | 0 | 0 | 0 | 0 | 0 | 0 | 0 | 0 | 0 | 0 | 0 | 0 | 0 | 0 | 0 | 0 | 0 | 0 | 0.00019658 | 0.035167 | 0.055 | 0 | 0 | 0 | 0 | 0 | 0 | 0 | 0 | 0 | 0 | 0 |  | 0 | 0 | 0 |  | #VALUE! | #VALUE! | #VALUE! | #VALUE! |  |  | #VALUE! | #VALUE! | 0 | 0 | 0.20123 | 0.20123 | #VALUE! | #VALUE! | #VALUE! | #VALUE! | 0 | 0 | 0.20123 | 0.20123 | #VALUE! | #VALUE! | #VALUE! | #VALUE! | 0 | 0 | 0.20123 | 0.20123 | #VALUE! | #VALUE! |  |  |  | #VALUE! | #VALUE! | #VALUE! | #VALUE! | #VALUE! | #VALUE! | #VALUE!
Thursday | 3 | 24 | 19 | 1987 | 0 | 0 | 0 | 0 | 0 | 0 | 0 | 0 | 0 | 0 | 0 | 0 | 0 | 0 | 0 | 0 | 0 | 0 | 0 | 0 | 0 | 0 | 0 | 0 | 0 | 0 | 0 | 0.0092 | 0 | 0 | 0 | 0 | 0 | 0 | 0 | 0 | 0 | 0 | 0 | 0 |  | 0 | 0 | 0 |  | #VALUE! | #VALUE! | #VALUE! | #VALUE! |  |  | #VALUE! | #VALUE! | 0 | 0 | 0.20123 | 0.20123 | #VALUE! | #VALUE! | #VALUE! | #VALUE! | 0 | 0 | 0.20123 | 0.20123 | #VALUE! | #VALUE! | #VALUE! | #VALUE! | 0 | 0 | 0.20123 | 0.20123 | #VALUE! | #VALUE! |  |  |  | #VALUE! | #VALUE! | #VALUE! | #VALUE! | #VALUE! | #VALUE! | #VALUE!
Thursday | 3 | 24 | 20 | 1988 | 0 | 0 | 0 | 0 | 0 | 0 | 0 | 0 | 0 | 0 | 0 | 0 | 0 | 0 | 0 | 0 | 0 | 0 | 0 | 0 | 0 | 0 | 0 | 0 | 0 | 0 | 0 | 0.003331 | 0 | 0 | 0 | 0 | 0 | 0 | 0 | 0 | 0 | 0 | 0 | 0 |  | 0 | 0 | 0 |  | #VALUE! | #VALUE! | #VALUE! | #VALUE! |  |  | #VALUE! | #VALUE! | 0 | 0 | 0.20123 | 0.20123 | #VALUE! | #VALUE! | #VALUE! | #VALUE! | 0 | 0 | 0.20123 | 0.20123 | #VALUE! | #VALUE! | #VALUE! | #VALUE! | 0 | 0 | 0.20123 | 0.20123 | #VALUE! | #VALUE! |  |  |  | #VALUE! | #VALUE! | #VALUE! | #VALUE! | #VALUE! | #VALUE! | #VALUE!
Thursday | 3 | 24 | 21 | 1989 | 0 | 0 | 0 | 0 | 0 | 0 | 0 | 0 | 0 | 0 | 0 | 0 | 0 | 0 | 0 | 0 | 0 | 0 | 0 | 0 | 0 | 0 | 0 | 0 | 0 | 0 | 0 | 0 | 0 | 0 | 0 | 0 | 0 | 0 | 0 | 0 | 0 | 0 | 0 | 0 |  | 0 | 0 | 0 |  | #VALUE! | #VALUE! | #VALUE! | #VALUE! |  |  | #VALUE! | #VALUE! | 0 | 0 | 0.20123 | 0.20123 | #VALUE! | #VALUE! | #VALUE! | #VALUE! | 0 | 0 | 0.20123 | 0.20123 | #VALUE! | #VALUE! | #VALUE! | #VALUE! | 0 | 0 | 0.20123 | 0.20123 | #VALUE! | #VALUE! |  |  |  | #VALUE! | #VALUE! | #VALUE! | #VALUE! | #VALUE! | #VALUE! | #VALUE!
Thursday | 3 | 24 | 22 | 1990 | 0 | 0 | 0 | 0 | 0 | 0 | 0 | 0 | 0 | 0 | 0 | 0 | 0 | 0 | 0 | 0 | 0 | 0 | 0 | 0 | 0 | 0 | 0 | 0 | 0 | 0 | 0 | 0 | 0 | 0 | 0 | 0 | 0 | 0 | 0 | 0 | 0 | 0 | 0 | 0 |  | 0 | 0 | 0 |  | #VALUE! | #VALUE! | #VALUE! | #VALUE! |  |  | #VALUE! | #VALUE! | 0 | 0 | 0.20123 | 0.20123 | #VALUE! | #VALUE! | #VALUE! | #VALUE! | 0 | 0 | 0.20123 | 0.20123 | #VALUE! | #VALUE! | #VALUE! | #VALUE! | 0 | 0 | 0.20123 | 0.20123 | #VALUE! | #VALUE! |  |  |  | #VALUE! | #VALUE! | #VALUE! | #VALUE! | #VALUE! | #VALUE! | #VALUE!
Thursday | 3 | 24 | 23 | 1991 | 0 | 0 | 0 | 0 | 0 | 0 | 0 | 0 | 0 | 0 | 0 | 0 | 0 | 0 | 0 | 0 | 0 | 0 | 0 | 0 | 0 | 0 | 0 | 0 | 0 | 0 | 0 | 0 | 0 | 0 | 0 | 0 | 0 | 0 | 0 | 0 | 0 | 0 | 0 | 0 |  | 0 | 0 | 0 |  | #VALUE! | #VALUE! | #VALUE! | #VALUE! |  |  | #VALUE! | #VALUE! | 0 | 0 | 0.20123 | 0.20123 | #VALUE! | #VALUE! | #VALUE! | #VALUE! | 0 | 0 | 0.20123 | 0.20123 | #VALUE! | #VALUE! | #VALUE! | #VALUE! | 0 | 0 | 0.20123 | 0.20123 | #VALUE! | #VALUE! |  |  |  | #VALUE! | #VALUE! | #VALUE! | #VALUE! | #VALUE! | #VALUE! | #VALUE!
Thursday | 3 | 24 | 24 | 1992 | 0 | 0 | 0 | 0 | 0 | 0 | 0 | 0 | 0 | 0 | 0 | 0 | 0 | 0 | 0 | 0 | 0 | 0 | 0 | 0 | 0 | 0 | 0 | 0 | 0 | 0 | 0 | 0 | 0 | 0 | 0 | 0 | 0 | 0 | 0 | 0 | 0 | 0 | 0 | 0 |  | 0 | 0 | 0 |  | #VALUE! | #VALUE! | #VALUE! | #VALUE! |  |  | #VALUE! | #VALUE! | 0 | 0 | 0.20123 | 0.20123 | #VALUE! | #VALUE! | #VALUE! | #VALUE! | 0 | 0 | 0.20123 | 0.20123 | #VALUE! | #VALUE! | #VALUE! | #VALUE! | 0 | 0 | 0.20123 | 0.20123 | #VALUE! | #VALUE! |  |  |  | #VALUE! | #VALUE! | #VALUE! | #VALUE! | #VALUE! | #VALUE! | #VALUE!
Friday | 3 | 25 | 1 | 1993 | 0 | 0 | 0 | 0 | 0 | 0 | 0 | 0 | 0 | 0 | 0 | 0 | 0 | 0 | 0 | 0 | 0 | 0 | 0 | 0 | 0 | 0 | 0 | 0 | 0 | 0 | 0 | 0 | 0 | 0 | 0 | 0 | 0 | 0 | 0 | 0 | 0 | 0 | 0 | 0 |  | 0 | 0 | 0 |  | #VALUE! | #VALUE! | #VALUE! | #VALUE! |  |  | #VALUE! | #VALUE! | 0 | 0 | 0.20123 | 0.20123 | #VALUE! | #VALUE! | #VALUE! | #VALUE! | 0 | 0 | 0.20123 | 0.20123 | #VALUE! | #VALUE! | #VALUE! | #VALUE! | 0 | 0 | 0.20123 | 0.20123 | #VALUE! | #VALUE! |  |  |  | #VALUE! | #VALUE! | #VALUE! | #VALUE! | #VALUE! | #VALUE! | #VALUE!
Friday | 3 | 25 | 2 | 1994 | 0 | 0 | 0 | 0 | 0 | 0 | 0 | 0 | 0 | 0 | 0 | 0 | 0 | 0 | 0 | 0 | 0 | 0 | 0 | 0 | 0 | 0 | 0 | 0 | 0 | 0 | 0 | 0 | 0 | 0 | 0 | 0 | 0 | 0 | 0 | 0 | 0 | 0 | 0 | 0 |  | 0 | 0 | 0 |  | #VALUE! | #VALUE! | #VALUE! | #VALUE! |  |  | #VALUE! | #VALUE! | 0 | 0 | 0.20123 | 0.20123 | #VALUE! | #VALUE! | #VALUE! | #VALUE! | 0 | 0 | 0.20123 | 0.20123 | #VALUE! | #VALUE! | #VALUE! | #VALUE! | 0 | 0 | 0.20123 | 0.20123 | #VALUE! | #VALUE! |  |  |  | #VALUE! | #VALUE! | #VALUE! | #VALUE! | #VALUE! | #VALUE! | #VALUE!
Friday | 3 | 25 | 3 | 1995 | 0 | 0 | 0 | 0 | 0 | 0 | 0 | 0 | 0 | 0 | 0 | 0 | 0 | 0 | 0 | 0 | 0 | 0 | 0 | 0 | 0 | 0 | 0 | 0 | 0 | 0 | 0 | 0 | 0 | 0 | 0 | 0 | 0 | 0 | 0 | 0 | 0 | 0 | 0 | 0 |  | 0 | 0 | 0 |  | #VALUE! | #VALUE! | #VALUE! | #VALUE! |  |  | #VALUE! | #VALUE! | 0 | 0 | 0.20123 | 0.20123 | #VALUE! | #VALUE! | #VALUE! | #VALUE! | 0 | 0 | 0.20123 | 0.20123 | #VALUE! | #VALUE! | #VALUE! | #VALUE! | 0 | 0 | 0.20123 | 0.20123 | #VALUE! | #VALUE! |  |  |  | #VALUE! | #VALUE! | #VALUE! | #VALUE! | #VALUE! | #VALUE! | #VALUE!
Friday | 3 | 25 | 4 | 1996 | 0 | 0 | 0 | 0 | 0 | 0 | 0 | 0 | 0 | 0 | 0 | 0 | 0 | 0 | 0 | 0 | 0 | 0 | 0 | 0 | 0 | 0 | 0 | 0 | 0 | 0 | 0 | 0 | 0 | 0 | 0 | 0 | 0 | 0 | 0 | 0 | 0 | 0 | 0 | 0 |  | 0 | 0 | 0 |  | #VALUE! | #VALUE! | #VALUE! | #VALUE! |  |  | #VALUE! | #VALUE! | 0 | 0 | 0.20123 | 0.20123 | #VALUE! | #VALUE! | #VALUE! | #VALUE! | 0 | 0 | 0.20123 | 0.20123 | #VALUE! | #VALUE! | #VALUE! | #VALUE! | 0 | 0 | 0.20123 | 0.20123 | #VALUE! | #VALUE! |  |  |  | #VALUE! | #VALUE! | #VALUE! | #VALUE! | #VALUE! | #VALUE! | #VALUE!
Friday | 3 | 25 | 5 | 1997 | 0 | 0 | 0 | 0 | 0 | 0 | 0 | 0 | 0 | 0 | 0 | 0 | 0 | 0 | 0 | 0 | 0 | 0 | 0 | 0 | 0 | 0 | 0 | 0 | 0.0017685 | 0 | 0 | 0 | 0 | 0 | 0 | 0 | 0 | 0 | 0 | 0 | 0 | 0 | 0 | 0 |  | 0 | 0 | 0 |  | #VALUE! | #VALUE! | #VALUE! | #VALUE! |  |  | #VALUE! | #VALUE! | 0 | 0 | 0.20123 | 0.20123 | #VALUE! | #VALUE! | #VALUE! | #VALUE! | 0 | 0 | 0.20123 | 0.20123 | #VALUE! | #VALUE! | #VALUE! | #VALUE! | 0 | 0 | 0.20123 | 0.20123 | #VALUE! | #VALUE! |  |  |  | #VALUE! | #VALUE! | #VALUE! | #VALUE! | #VALUE! | #VALUE! | #VALUE!
Friday | 3 | 25 | 6 | 1998 | 0 | 0 | 0 | 0 | 0 | 0 | 0 | 0 | 0 | 0 | 0 | 0 | 0 | 0 | 0 | 0 | 0 | 0 | 0 | 0 | 0 | 0 | 0 | 0 | 0 | 0 | 0 | 0 | 0 | 0 | 0 | 0 | 0 | 0 | 0 | 0 | 0 | 0 | 0 | 0 |  | 0 | 0 | 0 |  | #VALUE! | #VALUE! | #VALUE! | #VALUE! |  |  | #VALUE! | #VALUE! | 0 | 0 | 0.20123 | 0.20123 | #VALUE! | #VALUE! | #VALUE! | #VALUE! | 0 | 0 | 0.20123 | 0.20123 | #VALUE! | #VALUE! | #VALUE! | #VALUE! | 0 | 0 | 0.20123 | 0.20123 | #VALUE! | #VALUE! |  |  |  | #VALUE! | #VALUE! | #VALUE! | #VALUE! | #VALUE! | #VALUE! | #VALUE!
Friday | 3 | 25 | 7 | 1999 | 0 | 0 | 0 | 0 | 0 | 0 | 0 | 0 | 0 | 0 | 0 | 0 | 0 | 0 | 0 | 0 | 0 | 0 | 0 | 0 | 0 | 0 | 0 | 0 | 0 | 0 | 0 | 0 | 0 | 0 | 0 | 0 | 0 | 0 | 0 | 0 | 0 | 0 | 0 | 0 |  | 0 | 0 | 0 |  | #VALUE! | #VALUE! | #VALUE! | #VALUE! |  |  | #VALUE! | #VALUE! | 0 | 0 | 0.20123 | 0.20123 | #VALUE! | #VALUE! | #VALUE! | #VALUE! | 0 | 0 | 0.20123 | 0.20123 | #VALUE! | #VALUE! | #VALUE! | #VALUE! | 0 | 0 | 0.20123 | 0.20123 | #VALUE! | #VALUE! |  |  |  | #VALUE! | #VALUE! | #VALUE! | #VALUE! | #VALUE! | #VALUE! | #VALUE!
Friday | 3 | 25 | 8 | 2000 | 0 | 0 | 0 | 0 | 0 | 0 | 0 | 0 | 0 | 0 | 0 | 0 | 0 | 0 | 0 | 0 | 0 | 0 | 0 | 0 | 0 | 0 | 0 | 0 | 0 | 0 | 0 | 0 | 0 | 0 | 0 | 0 | 0 | 0 | 0 | 0 | 0 | 0 | 0 | 0 |  | 0 | 0 | 0 |  | #VALUE! | #VALUE! | #VALUE! | #VALUE! |  |  | #VALUE! | #VALUE! | 0 | 0 | 0.20123 | 0.20123 | #VALUE! | #VALUE! | #VALUE! | #VALUE! | 0 | 0 | 0.20123 | 0.20123 | #VALUE! | #VALUE! | #VALUE! | #VALUE! | 0 | 0 | 0.20123 | 0.20123 | #VALUE! | #VALUE! |  |  |  | #VALUE! | #VALUE! | #VALUE! | #VALUE! | #VALUE! | #VALUE! | #VALUE!
Friday | 3 | 25 | 9 | 2001 | 0 | 0 | 0 | 0 | 0 | 0 | 0 | 0 | 0 | 0 | 0 | 0 | 0 | 0 | 0 | 0 | 0 | 0 | 0 | 0 | 0 | 0 | 0 | 0 | 0 | 0 | 0 | 0 | 0 | 0 | 0 | 0 | 0 | 0 | 0 | 0 | 0 | 0 | 0 | 0 |  | 0 | 0 | 0 |  | #VALUE! | #VALUE! | #VALUE! | #VALUE! |  |  | #VALUE! | #VALUE! | 0 | 0 | 0.20123 | 0.20123 | #VALUE! | #VALUE! | #VALUE! | #VALUE! | 0 | 0 | 0.20123 | 0.20123 | #VALUE! | #VALUE! | #VALUE! | #VALUE! | 0 | 0 | 0.20123 | 0.20123 | #VALUE! | #VALUE! |  |  |  | #VALUE! | #VALUE! | #VALUE! | #VALUE! | #VALUE! | #VALUE! | #VALUE!
Friday | 3 | 25 | 10 | 2002 | 0 | 0 | 0 | 0 | 0 | 0 | 0 | 0 | 0 | 0 | 0 | 0 | 0 | 0 | 0 | 0 | 0 | 0 | 0 | 0 | 0 | 0 | 0 | 0 | 0 | 0 | 0 | 0 | 0 | 0 | 0 | 0 | 0 | 0 | 0 | 0 | 0 | 0 | 0 | 0 |  | 0 | 0 | 0 |  | #VALUE! | #VALUE! | #VALUE! | #VALUE! |  |  | #VALUE! | #VALUE! | 0 | 0 | 0.20123 | 0.20123 | #VALUE! | #VALUE! | #VALUE! | #VALUE! | 0 | 0 | 0.20123 | 0.20123 | #VALUE! | #VALUE! | #VALUE! | #VALUE! | 0 | 0 | 0.20123 | 0.20123 | #VALUE! | #VALUE! |  |  |  | #VALUE! | #VALUE! | #VALUE! | #VALUE! | #VALUE! | #VALUE! | #VALUE!
Friday | 3 | 25 | 11 | 2003 | 0 | 0 | 0 | 0 | 0 | 0 | 0 | 0 | 0 | 0 | 0 | 0 | 0 | 0 | 0 | 0 | 0 | 0 | 0 | 0 | 0 | 0 | 0 | 0 | 0 | 0 | 0 | 0 | 0 | 0 | 0 | 0 | 0 | 0 | 0 | 0 | 0 | 0 | 0 | 0 |  | 0 | 0 | 0 |  | #VALUE! | #VALUE! | #VALUE! | #VALUE! |  |  | #VALUE! | #VALUE! | 0 | 0 | 0.20123 | 0.20123 | #VALUE! | #VALUE! | #VALUE! | #VALUE! | 0 | 0 | 0.20123 | 0.20123 | #VALUE! | #VALUE! | #VALUE! | #VALUE! | 0 | 0 | 0.20123 | 0.20123 | #VALUE! | #VALUE! |  |  |  | #VALUE! | #VALUE! | #VALUE! | #VALUE! | #VALUE! | #VALUE! | #VALUE!
Friday | 3 | 25 | 12 | 2004 | 0 | 0 | 0 | 0 | 0 | 0 | 0 | 0 | 0 | 0 | 0 | 0 | 0 | 0 | 0 | 0 | 0 | 0 | 0 | 0 | 0 | 0 | 0 | 0 | 0 | 0 | 0 | 0 | 0 | 0 | 0 | 0 | 0 | 0 | 0 | 0 | 0 | 0 | 0 | 0 |  | 0 | 0 | 0 |  | #VALUE! | #VALUE! | #VALUE! | #VALUE! |  |  | #VALUE! | #VALUE! | 0 | 0 | 0.20123 | 0.20123 | #VALUE! | #VALUE! | #VALUE! | #VALUE! | 0 | 0 | 0.20123 | 0.20123 | #VALUE! | #VALUE! | #VALUE! | #VALUE! | 0 | 0 | 0.20123 | 0.20123 | #VALUE! | #VALUE! |  |  |  | #VALUE! | #VALUE! | #VALUE! | #VALUE! | #VALUE! | #VALUE! | #VALUE!
Friday | 3 | 25 | 13 | 2005 | 0 | 0 | 0 | 0 | 0 | 0 | 0 | 0 | 0 | 0 | 0 | 0 | 0 | 0 | 0 | 0 | 0 | 0 | 0 | 0 | 0 | 0 | 0 | 0 | 0 | 0 | 0 | 0 | 0 | 0 | 0 | 0 | 0 | 0 | 0 | 0 | 0 | 0 | 0 | 0 |  | 0 | 0 | 0 |  | #VALUE! | #VALUE! | #VALUE! | #VALUE! |  |  | #VALUE! | #VALUE! | 0 | 0 | 0.20123 | 0.20123 | #VALUE! | #VALUE! | #VALUE! | #VALUE! | 0 | 0 | 0.20123 | 0.20123 | #VALUE! | #VALUE! | #VALUE! | #VALUE! | 0 | 0 | 0.20123 | 0.20123 | #VALUE! | #VALUE! |  |  |  | #VALUE! | #VALUE! | #VALUE! | #VALUE! | #VALUE! | #VALUE! | #VALUE!
Friday | 3 | 25 | 14 | 2006 | 0 | 0 | 0 | 0 | 0 | 0 | 0 | 0 | 0 | 0 | 0 | 0 | 0 | 0 | 0 | 0 | 0 | 0 | 0 | 0 | 0 | 0 | 0 | 0 | 0 | 0 | 0 | 0 | 0 | 0 | 0 | 0 | 0 | 0 | 0 | 0 | 0 | 0 | 0 | 0 |  | 0 | 0 | 0 |  | #VALUE! | #VALUE! | #VALUE! | #VALUE! |  |  | #VALUE! | #VALUE! | 0 | 0 | 0.20123 | 0.20123 | #VALUE! | #VALUE! | #VALUE! | #VALUE! | 0 | 0 | 0.20123 | 0.20123 | #VALUE! | #VALUE! | #VALUE! | #VALUE! | 0 | 0 | 0.20123 | 0.20123 | #VALUE! | #VALUE! |  |  |  | #VALUE! | #VALUE! | #VALUE! | #VALUE! | #VALUE! | #VALUE! | #VALUE!
Friday | 3 | 25 | 15 | 2007 | 0 | 0 | 0 | 0 | 0 | 0 | 0 | 0 | 0 | 0 | 0 | 0 | 0 | 0 | 0 | 0 | 0 | 0 | 0 | 0 | 0 | 0 | 0 | 0 | 0 | 0 | 0 | 0 | 0 | 0 | 0 | 0 | 0 | 0 | 0 | 0 | 0 | 0 | 0 | 0 |  | 0 | 0 | 0 |  | #VALUE! | #VALUE! | #VALUE! | #VALUE! |  |  | #VALUE! | #VALUE! | 0 | 0 | 0.20123 | 0.20123 | #VALUE! | #VALUE! | #VALUE! | #VALUE! | 0 | 0 | 0.20123 | 0.20123 | #VALUE! | #VALUE! | #VALUE! | #VALUE! | 0 | 0 | 0.20123 | 0.20123 | #VALUE! | #VALUE! |  |  |  | #VALUE! | #VALUE! | #VALUE! | #VALUE! | #VALUE! | #VALUE! | #VALUE!
Friday | 3 | 25 | 16 | 2008 | 0 | 0 | 0 | 0 | 0 | 0 | 0 | 0 | 0 | 0 | 0 | 0 | 0 | 0 | 0 | 0 | 0 | 0 | 0 | 0 | 0 | 0 | 0 | 0 | 0 | 0 | 0 | 0 | 0 | 0 | 0 | 0 | 0 | 0 | 0 | 0 | 0 | 0 | 0 | 0 |  | 0 | 0 | 0 |  | #VALUE! | #VALUE! | #VALUE! | #VALUE! |  |  | #VALUE! | #VALUE! | 0 | 0 | 0.20123 | 0.20123 | #VALUE! | #VALUE! | #VALUE! | #VALUE! | 0 | 0 | 0.20123 | 0.20123 | #VALUE! | #VALUE! | #VALUE! | #VALUE! | 0 | 0 | 0.20123 | 0.20123 | #VALUE! | #VALUE! |  |  |  | #VALUE! | #VALUE! | #VALUE! | #VALUE! | #VALUE! | #VALUE! | #VALUE!
Friday | 3 | 25 | 17 | 2009 | 0 | 0 | 0 | 0 | 0 | 0 | 0 | 0 | 0 | 0 | 0 | 0 | 0 | 0 | 0 | 0 | 0 | 0 | 0 | 0 | 0 | 0 | 0 | 0 | 0 | 0 | 0 | 0 | 0 | 0 | 0 | 0 | 0 | 0 | 0 | 0 | 0 | 0 | 0 | 0 |  | 0 | 0 | 0 |  | #VALUE! | #VALUE! | #VALUE! | #VALUE! |  |  | #VALUE! | #VALUE! | 0 | 0 | 0.20123 | 0.20123 | #VALUE! | #VALUE! | #VALUE! | #VALUE! | 0 | 0 | 0.20123 | 0.20123 | #VALUE! | #VALUE! | #VALUE! | #VALUE! | 0 | 0 | 0.20123 | 0.20123 | #VALUE! | #VALUE! |  |  |  | #VALUE! | #VALUE! | #VALUE! | #VALUE! | #VALUE! | #VALUE! | #VALUE!
Friday | 3 | 25 | 18 | 2010 | 0 | 0 | 0 | 0 | 0 | 0 | 0 | 0 | 0 | 0 | 0 | 0 | 0 | 0 | 0 | 0 | 0 | 0 | 0 | 0 | 0 | 0 | 0 | 0 | 0 | 0 | 0 | 0 | 0 | 0 | 0 | 0 | 0 | 0 | 0 | 0 | 0 | 0 | 0 | 0 |  | 0 | 0 | 0 |  | #VALUE! | #VALUE! | #VALUE! | #VALUE! |  |  | #VALUE! | #VALUE! | 0 | 0 | 0.20123 | 0.20123 | #VALUE! | #VALUE! | #VALUE! | #VALUE! | 0 | 0 | 0.20123 | 0.20123 | #VALUE! | #VALUE! | #VALUE! | #VALUE! | 0 | 0 | 0.20123 | 0.20123 | #VALUE! | #VALUE! |  |  |  | #VALUE! | #VALUE! | #VALUE! | #VALUE! | #VALUE! | #VALUE! | #VALUE!
Friday | 3 | 25 | 19 | 2011 | 0 | 0 | 0 | 0 | 0 | 0 | 0 | 0 | 0 | 0 | 0 | 0 | 0 | 0 | 0 | 0 | 0 | 0 | 0 | 0 | 0 | 0 | 0 | 0 | 0 | 0 | 0 | 0 | 0 | 0 | 0 | 0 | 0 | 0 | 0 | 0 | 0 | 0 | 0 | 0 |  | 0 | 0 | 0 |  | #VALUE! | #VALUE! | #VALUE! | #VALUE! |  |  | #VALUE! | #VALUE! | 0 | 0 | 0.20123 | 0.20123 | #VALUE! | #VALUE! | #VALUE! | #VALUE! | 0 | 0 | 0.20123 | 0.20123 | #VALUE! | #VALUE! | #VALUE! | #VALUE! | 0 | 0 | 0.20123 | 0.20123 | #VALUE! | #VALUE! |  |  |  | #VALUE! | #VALUE! | #VALUE! | #VALUE! | #VALUE! | #VALUE! | #VALUE!
Friday | 3 | 25 | 20 | 2012 | 0 | 0 | 0 | 0 | 0 | 0 | 0 | 0 | 0 | 0 | 0 | 0 | 0 | 0 | 0 | 0 | 0 | 0 | 0 | 0 | 0 | 0 | 0 | 0 | 0 | 0 | 0 | 0 | 0 | 0 | 0 | 0 | 0 | 0 | 0 | 0 | 0 | 0 | 0 | 0 |  | 0 | 0 | 0 |  | #VALUE! | #VALUE! | #VALUE! | #VALUE! |  |  | #VALUE! | #VALUE! | 0 | 0 | 0.20123 | 0.20123 | #VALUE! | #VALUE! | #VALUE! | #VALUE! | 0 | 0 | 0.20123 | 0.20123 | #VALUE! | #VALUE! | #VALUE! | #VALUE! | 0 | 0 | 0.20123 | 0.20123 | #VALUE! | #VALUE! |  |  |  | #VALUE! | #VALUE! | #VALUE! | #VALUE! | #VALUE! | #VALUE! | #VALUE!
Friday | 3 | 25 | 21 | 2013 | 0 | 0 | 0 | 0 | 0 | 0 | 0 | 0 | 0 | 0 | 0 | 0 | 0 | 0 | 0 | 0 | 0 | 0 | 0 | 0 | 0 | 0 | 0 | 0 | 0 | 0 | 0 | 0 | 0 | 0 | 0 | 0 | 0 | 0 | 0 | 0 | 0 | 0 | 0 | 0 |  | 0 | 0 | 0 |  | #VALUE! | #VALUE! | #VALUE! | #VALUE! |  |  | #VALUE! | #VALUE! | 0 | 0 | 0.20123 | 0.20123 | #VALUE! | #VALUE! | #VALUE! | #VALUE! | 0 | 0 | 0.20123 | 0.20123 | #VALUE! | #VALUE! | #VALUE! | #VALUE! | 0 | 0 | 0.20123 | 0.20123 | #VALUE! | #VALUE! |  |  |  | #VALUE! | #VALUE! | #VALUE! | #VALUE! | #VALUE! | #VALUE! | #VALUE!
Friday | 3 | 25 | 22 | 2014 | 0 | 0 | 0 | 0 | 0 | 0 | 0 | 0 | 0 | 0 | 0 | 0 | 0 | 0 | 0 | 0 | 0 | 0 | 0 | 0 | 0 | 0 | 0 | 0 | 0 | 0 | 0 | 0 | 0 | 0 | 0 | 0 | 0 | 0 | 0 | 0 | 0 | 0 | 0 | 0 |  | 0 | 0 | 0 |  | #VALUE! | #VALUE! | #VALUE! | #VALUE! |  |  | #VALUE! | #VALUE! | 0 | 0 | 0.20123 | 0.20123 | #VALUE! | #VALUE! | #VALUE! | #VALUE! | 0 | 0 | 0.20123 | 0.20123 | #VALUE! | #VALUE! | #VALUE! | #VALUE! | 0 | 0 | 0.20123 | 0.20123 | #VALUE! | #VALUE! |  |  |  | #VALUE! | #VALUE! | #VALUE! | #VALUE! | #VALUE! | #VALUE! | #VALUE!
Friday | 3 | 25 | 23 | 2015 | 0 | 0 | 0 | 0 | 0 | 0 | 0 | 0 | 0 | 0 | 0 | 0 | 0 | 0 | 0 | 0 | 0 | 0 | 0 | 0 | 0 | 0 | 0 | 0 | 0 | 0 | 0 | 0 | 0 | 0 | 0 | 0 | 0 | 0 | 0 | 0 | 0 | 0 | 0 | 0 |  | 0 | 0 | 0 |  | #VALUE! | #VALUE! | #VALUE! | #VALUE! |  |  | #VALUE! | #VALUE! | 0 | 0 | 0.20123 | 0.20123 | #VALUE! | #VALUE! | #VALUE! | #VALUE! | 0 | 0 | 0.20123 | 0.20123 | #VALUE! | #VALUE! | #VALUE! | #VALUE! | 0 | 0 | 0.20123 | 0.20123 | #VALUE! | #VALUE! |  |  |  | #VALUE! | #VALUE! | #VALUE! | #VALUE! | #VALUE! | #VALUE! | #VALUE!
Friday | 3 | 25 | 24 | 2016 | 0 | 0 | 0 | 0 | 0 | 0 | 0 | 0 | 0 | 0 | 0 | 0 | 0 | 0 | 0 | 0 | 0 | 0 | 0 | 0 | 0 | 0 | 0 | 0 | 0 | 0 | 0 | 0 | 0 | 0 | 0 | 0 | 0 | 0 | 0 | 0 | 0 | 0 | 0 | 0 |  | 0 | 0 | 0 |  | #VALUE! | #VALUE! | #VALUE! | #VALUE! |  |  | #VALUE! | #VALUE! | 0 | 0 | 0.20123 | 0.20123 | #VALUE! | #VALUE! | #VALUE! | #VALUE! | 0 | 0 | 0.20123 | 0.20123 | #VALUE! | #VALUE! | #VALUE! | #VALUE! | 0 | 0 | 0.20123 | 0.20123 | #VALUE! | #VALUE! |  |  |  | #VALUE! | #VALUE! | #VALUE! | #VALUE! | #VALUE! | #VALUE! | #VALUE!
Saturday | 3 | 26 | 1 | 2017 | 0 | 0 | 0 | 0 | 0 | 0 | 0 | 0 | 0 | 0 | 0 | 0 | 0 | 0 | 0 | 0 | 0 | 0 | 0 | 0 | 0 | 0 | 0 | 0 | 0 | 0 | 0 | 0 | 0 | 0 | 0 | 0 | 0 | 0 | 0 | 0 | 0 | 0 | 0 | 0 |  | 0 | 0 | 0 |  | #VALUE! | #VALUE! | #VALUE! | #VALUE! |  |  | #VALUE! | #VALUE! | 0 | 0 | 0.20123 | 0.20123 | #VALUE! | #VALUE! | #VALUE! | #VALUE! | 0 | 0 | 0.20123 | 0.20123 | #VALUE! | #VALUE! | #VALUE! | #VALUE! | 0 | 0 | 0.20123 | 0.20123 | #VALUE! | #VALUE! |  |  |  | #VALUE! | #VALUE! | #VALUE! | #VALUE! | #VALUE! | #VALUE! | #VALUE!
Saturday | 3 | 26 | 2 | 2018 | 0 | 0 | 0 | 0 | 0 | 0 | 0 | 0 | 0 | 0 | 0 | 0 | 0 | 0 | 0 | 0 | 0 | 0 | 0 | 0 | 0 | 0 | 0 | 0 | 0 | 0 | 0 | 0 | 0 | 0 | 0 | 0 | 0 | 0 | 0 | 0 | 0 | 0 | 0 | 0 |  | 0 | 0 | 0 |  | #VALUE! | #VALUE! | #VALUE! | #VALUE! |  |  | #VALUE! | #VALUE! | 0 | 0 | 0.20123 | 0.20123 | #VALUE! | #VALUE! | #VALUE! | #VALUE! | 0 | 0 | 0.20123 | 0.20123 | #VALUE! | #VALUE! | #VALUE! | #VALUE! | 0 | 0 | 0.20123 | 0.20123 | #VALUE! | #VALUE! |  |  |  | #VALUE! | #VALUE! | #VALUE! | #VALUE! | #VALUE! | #VALUE! | #VALUE!
Saturday | 3 | 26 | 3 | 2019 | 0 | 0 | 0 | 0 | 0 | 0 | 0 | 0 | 0 | 0 | 0 | 0 | 0 | 0 | 0 | 0 | 0 | 0 | 0 | 0 | 0 | 0 | 0 | 0 | 0.011244 | 0 | 0 | 0 | 0 | 0 | 0 | 0 | 0 | 0 | 0 | 0 | 0 | 0 | 0 | 0 |  | 0 | 0 | 0 |  | #VALUE! | #VALUE! | #VALUE! | #VALUE! |  |  | #VALUE! | #VALUE! | 0 | 0 | 0.20123 | 0.20123 | #VALUE! | #VALUE! | #VALUE! | #VALUE! | 0 | 0 | 0.20123 | 0.20123 | #VALUE! | #VALUE! | #VALUE! | #VALUE! | 0 | 0 | 0.20123 | 0.20123 | #VALUE! | #VALUE! |  |  |  | #VALUE! | #VALUE! | #VALUE! | #VALUE! | #VALUE! | #VALUE! | #VALUE!
Saturday | 3 | 26 | 4 | 2020 | 0 | 0 | 0 | 0 | 0 | 0 | 0 | 0 | 0 | 0 | 0 | 0 | 0 | 0 | 0 | 0 | 0 | 0 | 0 | 0 | 0 | 0 | 0 | 0 | 0 | 0 | 0 | 0 | 0 | 0 | 0 | 0 | 0 | 0 | 0 | 0 | 0 | 0 | 0 | 0 |  | 0 | 0 | 0 |  | #VALUE! | #VALUE! | #VALUE! | #VALUE! |  |  | #VALUE! | #VALUE! | 0 | 0 | 0.20123 | 0.20123 | #VALUE! | #VALUE! | #VALUE! | #VALUE! | 0 | 0 | 0.20123 | 0.20123 | #VALUE! | #VALUE! | #VALUE! | #VALUE! | 0 | 0 | 0.20123 | 0.20123 | #VALUE! | #VALUE! |  |  |  | #VALUE! | #VALUE! | #VALUE! | #VALUE! | #VALUE! | #VALUE! | #VALUE!
Saturday | 3 | 26 | 5 | 2021 | 0 | 0 | 0 | 0 | 0 | 0 | 0 | 0 | 0 | 0 | 0 | 0 | 0 | 0 | 0 | 0 | 0 | 0 | 0 | 0 | 0 | 0 | 0 | 0 | 0 | 0 | 0 | 0 | 0 | 0 | 0 | 0 | 0 | 0 | 0 | 0 | 0 | 0 | 0 | 0 |  | 0 | 0 | 0 |  | #VALUE! | #VALUE! | #VALUE! | #VALUE! |  |  | #VALUE! | #VALUE! | 0 | 0 | 0.20123 | 0.20123 | #VALUE! | #VALUE! | #VALUE! | #VALUE! | 0 | 0 | 0.20123 | 0.20123 | #VALUE! | #VALUE! | #VALUE! | #VALUE! | 0 | 0 | 0.20123 | 0.20123 | #VALUE! | #VALUE! |  |  |  | #VALUE! | #VALUE! | #VALUE! | #VALUE! | #VALUE! | #VALUE! | #VALUE!
Saturday | 3 | 26 | 6 | 2022 | 0 | 0 | 0 | 0 | 0 | 0 | 0 | 0 | 0 | 0 | 0 | 0 | 0 | 0 | 0 | 0 | 0 | 0 | 0 | 0 | 0 | 0 | 0 | 0 | 0 | 0 | 0 | 0 | 0 | 0 | 0 | 0 | 0 | 0 | 0 | 0 | 0 | 0 | 0 | 0 |  | 0 | 0 | 0 |  | #VALUE! | #VALUE! | #VALUE! | #VALUE! |  |  | #VALUE! | #VALUE! | 0 | 0 | 0.20123 | 0.20123 | #VALUE! | #VALUE! | #VALUE! | #VALUE! | 0 | 0 | 0.20123 | 0.20123 | #VALUE! | #VALUE! | #VALUE! | #VALUE! | 0 | 0 | 0.20123 | 0.20123 | #VALUE! | #VALUE! |  |  |  | #VALUE! | #VALUE! | #VALUE! | #VALUE! | #VALUE! | #VALUE! | #VALUE!
Saturday | 3 | 26 | 7 | 2023 | 0 | 0 | 0 | 0 | 0 | 0 | 0 | 0 | 0 | 0 | 0 | 0 | 0 | 0 | 0 | 0 | 0 | 0 | 0 | 0 | 0 | 0 | 0 | 0 | 0 | 0 | 0 | 0 | 0 | 0 | 0 | 0 | 0 | 0 | 0 | 0 | 0 | 0 | 0 | 0 |  | 0 | 0 | 0 |  | #VALUE! | #VALUE! | #VALUE! | #VALUE! |  |  | #VALUE! | #VALUE! | 0 | 0 | 0.20123 | 0.20123 | #VALUE! | #VALUE! | #VALUE! | #VALUE! | 0 | 0 | 0.20123 | 0.20123 | #VALUE! | #VALUE! | #VALUE! | #VALUE! | 0 | 0 | 0.20123 | 0.20123 | #VALUE! | #VALUE! |  |  |  | #VALUE! | #VALUE! | #VALUE! | #VALUE! | #VALUE! | #VALUE! | #VALUE!
Saturday | 3 | 26 | 8 | 2024 | 0 | 0 | 0 | 0 | 0 | 0 | 0 | 0 | 0 | 0 | 0 | 0 | 0 | 0 | 0 | 0 | 0 | 0 | 0 | 0 | 0 | 0 | 0 | 0 | 0 | 0 | 0 | 0 | 0 | 0 | 0 | 0 | 0 | 0 | 0 | 0 | 0 | 0 | 0 | 0 |  | 0 | 0 | 0 |  | #VALUE! | #VALUE! | #VALUE! | #VALUE! |  |  | #VALUE! | #VALUE! | 0 | 0 | 0.20123 | 0.20123 | #VALUE! | #VALUE! | #VALUE! | #VALUE! | 0 | 0 | 0.20123 | 0.20123 | #VALUE! | #VALUE! | #VALUE! | #VALUE! | 0 | 0 | 0.20123 | 0.20123 | #VALUE! | #VALUE! |  |  |  | #VALUE! | #VALUE! | #VALUE! | #VALUE! | #VALUE! | #VALUE! | #VALUE!
Saturday | 3 | 26 | 9 | 2025 | 0 | 0 | 0 | 0 | 0 | 0 | 0 | 0 | 0 | 0 | 0 | 0 | 0 | 0 | 0 | 0 | 0 | 0 | 0 | 0 | 0 | 0 | 0 | 0 | 0 | 0 | 0 | 0 | 0 | 0 | 0 | 0 | 0 | 0 | 0 | 0 | 0 | 0 | 0 | 0 |  | 0 | 0 | 0 |  | #VALUE! | #VALUE! | #VALUE! | #VALUE! |  |  | #VALUE! | #VALUE! | 0 | 0 | 0.20123 | 0.20123 | #VALUE! | #VALUE! | #VALUE! | #VALUE! | 0 | 0 | 0.20123 | 0.20123 | #VALUE! | #VALUE! | #VALUE! | #VALUE! | 0 | 0 | 0.20123 | 0.20123 | #VALUE! | #VALUE! |  |  |  | #VALUE! | #VALUE! | #VALUE! | #VALUE! | #VALUE! | #VALUE! | #VALUE!
Saturday | 3 | 26 | 10 | 2026 | 0 | 0 | 0 | 0 | 0 | 0 | 0 | 0 | 0 | 0 | 0 | 0 | 0 | 0 | 0 | 0 | 0 | 0 | 0 | 0 | 0 | 0 | 0 | 0 | 0 | 0 | 0 | 0 | 0 | 0 | 0 | 0 | 0 | 0 | 0 | 0 | 0 | 0 | 0 | 0 |  | 0 | 0 | 0 |  | #VALUE! | #VALUE! | #VALUE! | #VALUE! |  |  | #VALUE! | #VALUE! | 0 | 0 | 0.20123 | 0.20123 | #VALUE! | #VALUE! | #VALUE! | #VALUE! | 0 | 0 | 0.20123 | 0.20123 | #VALUE! | #VALUE! | #VALUE! | #VALUE! | 0 | 0 | 0.20123 | 0.20123 | #VALUE! | #VALUE! |  |  |  | #VALUE! | #VALUE! | #VALUE! | #VALUE! | #VALUE! | #VALUE! | #VALUE!
Saturday | 3 | 26 | 11 | 2027 | 0 | 0 | 0 | 0 | 0 | 0 | 0 | 0 | 0 | 0 | 0 | 0 | 0 | 0 | 0 | 0 | 0 | 0 | 0 | 0 | 0 | 0 | 0 | 0 | 0 | 0 | 0 | 0 | 0 | 0 | 0 | 0 | 0 | 0 | 0 | 0 | 0 | 0 | 0 | 0 |  | 0 | 0 | 0 |  | #VALUE! | #VALUE! | #VALUE! | #VALUE! |  |  | #VALUE! | #VALUE! | 0 | 0 | 0.20123 | 0.20123 | #VALUE! | #VALUE! | #VALUE! | #VALUE! | 0 | 0 | 0.20123 | 0.20123 | #VALUE! | #VALUE! | #VALUE! | #VALUE! | 0 | 0 | 0.20123 | 0.20123 | #VALUE! | #VALUE! |  |  |  | #VALUE! | #VALUE! | #VALUE! | #VALUE! | #VALUE! | #VALUE! | #VALUE!
Saturday | 3 | 26 | 12 | 2028 | 0 | 0 | 0 | 0 | 0 | 0 | 0 | 0 | 0 | 0 | 0 | 0 | 0 | 0 | 0 | 0 | 0 | 0 | 0 | 0 | 0 | 0 | 0 | 0 | 0 | 0 | 0 | 0 | 0 | 0 | 0 | 0 | 0 | 0 | 0 | 0 | 0 | 0 | 0 | 0 |  | 0 | 0 | 0 |  | #VALUE! | #VALUE! | #VALUE! | #VALUE! |  |  | #VALUE! | #VALUE! | 0 | 0 | 0.20123 | 0.20123 | #VALUE! | #VALUE! | #VALUE! | #VALUE! | 0 | 0 | 0.20123 | 0.20123 | #VALUE! | #VALUE! | #VALUE! | #VALUE! | 0 | 0 | 0.20123 | 0.20123 | #VALUE! | #VALUE! |  |  |  | #VALUE! | #VALUE! | #VALUE! | #VALUE! | #VALUE! | #VALUE! | #VALUE!
Saturday | 3 | 26 | 13 | 2029 | 0 | 0 | 0 | 0 | 0 | 0 | 0 | 0 | 0 | 0 | 0 | 0 | 0 | 0 | 0 | 0 | 0 | 0 | 0 | 0 | 0 | 0 | 0 | 0 | 0 | 0 | 0 | 0 | 0 | 0 | 0 | 0 | 0 | 0 | 0 | 0 | 0 | 0 | 0 | 0 |  | 0 | 0 | 0 |  | #VALUE! | #VALUE! | #VALUE! | #VALUE! |  |  | #VALUE! | #VALUE! | 0 | 0 | 0.20123 | 0.20123 | #VALUE! | #VALUE! | #VALUE! | #VALUE! | 0 | 0 | 0.20123 | 0.20123 | #VALUE! | #VALUE! | #VALUE! | #VALUE! | 0 | 0 | 0.20123 | 0.20123 | #VALUE! | #VALUE! |  |  |  | #VALUE! | #VALUE! | #VALUE! | #VALUE! | #VALUE! | #VALUE! | #VALUE!
Saturday | 3 | 26 | 14 | 2030 | 0 | 0 | 0 | 0 | 0 | 0 | 0 | 0 | 0 | 0 | 0 | 0 | 0 | 0 | 0 | 0 | 0 | 0 | 0 | 0 | 0 | 0 | 0 | 0 | 0 | 0 | 0 | 0 | 0 | 0 | 0 | 0 | 0 | 0 | 0 | 0 | 0 | 0 | 0 | 0 |  | 0 | 0 | 0 |  | #VALUE! | #VALUE! | #VALUE! | #VALUE! |  |  | #VALUE! | #VALUE! | 0 | 0 | 0.20123 | 0.20123 | #VALUE! | #VALUE! | #VALUE! | #VALUE! | 0 | 0 | 0.20123 | 0.20123 | #VALUE! | #VALUE! | #VALUE! | #VALUE! | 0 | 0 | 0.20123 | 0.20123 | #VALUE! | #VALUE! |  |  |  | #VALUE! | #VALUE! | #VALUE! | #VALUE! | #VALUE! | #VALUE! | #VALUE!
Saturday | 3 | 26 | 15 | 2031 | 0 | 0 | 0 | 0 | 0 | 0 | 0 | 0 | 0 | 0 | 0 | 0 | 0 | 0 | 0 | 0 | 0 | 0 | 0 | 0 | 0 | 0 | 0 | 0 | 0 | 0 | 0 | 0 | 0 | 0 | 0 | 0 | 0 | 0 | 0 | 0 | 0 | 0 | 0 | 0 |  | 0 | 0 | 0 |  | #VALUE! | #VALUE! | #VALUE! | #VALUE! |  |  | #VALUE! | #VALUE! | 0 | 0 | 0.20123 | 0.20123 | #VALUE! | #VALUE! | #VALUE! | #VALUE! | 0 | 0 | 0.20123 | 0.20123 | #VALUE! | #VALUE! | #VALUE! | #VALUE! | 0 | 0 | 0.20123 | 0.20123 | #VALUE! | #VALUE! |  |  |  | #VALUE! | #VALUE! | #VALUE! | #VALUE! | #VALUE! | #VALUE! | #VALUE!
Saturday | 3 | 26 | 16 | 2032 | 0 | 0 | 0 | 0 | 0 | 0 | 0 | 0 | 0 | 0 | 0 | 0 | 0 | 0 | 0 | 0 | 0 | 0 | 0 | 0 | 0 | 0 | 0 | 0 | 0 | 0 | 0 | 0 | 0 | 0 | 0 | 0 | 0 | 0 | 0 | 0 | 0 | 0 | 0 | 0 |  | 0 | 0 | 0 |  | #VALUE! | #VALUE! | #VALUE! | #VALUE! |  |  | #VALUE! | #VALUE! | 0 | 0 | 0.20123 | 0.20123 | #VALUE! | #VALUE! | #VALUE! | #VALUE! | 0 | 0 | 0.20123 | 0.20123 | #VALUE! | #VALUE! | #VALUE! | #VALUE! | 0 | 0 | 0.20123 | 0.20123 | #VALUE! | #VALUE! |  |  |  | #VALUE! | #VALUE! | #VALUE! | #VALUE! | #VALUE! | #VALUE! | #VALUE!
Saturday | 3 | 26 | 17 | 2033 | 0 | 0 | 0 | 0 | 0 | 0 | 0 | 0 | 0 | 0 | 0 | 0 | 0 | 0 | 0 | 0 | 0 | 0 | 0 | 0 | 0 | 0 | 0 | 0 | 0 | 0 | 0 | 0 | 0 | 0 | 0 | 0 | 0 | 0 | 0 | 0 | 0 | 0 | 0 | 0 |  | 0 | 0 | 0 |  | #VALUE! | #VALUE! | #VALUE! | #VALUE! |  |  | #VALUE! | #VALUE! | 0 | 0 | 0.20123 | 0.20123 | #VALUE! | #VALUE! | #VALUE! | #VALUE! | 0 | 0 | 0.20123 | 0.20123 | #VALUE! | #VALUE! | #VALUE! | #VALUE! | 0 | 0 | 0.20123 | 0.20123 | #VALUE! | #VALUE! |  |  |  | #VALUE! | #VALUE! | #VALUE! | #VALUE! | #VALUE! | #VALUE! | #VALUE!
Saturday | 3 | 26 | 18 | 2034 | 0 | 0 | 0 | 0 | 0 | 0 | 0 | 0 | 0 | 0 | 0 | 0 | 0 | 0 | 0 | 0 | 0 | 0 | 0 | 0 | 0 | 0 | 0 | 0 | 0 | 0 | 0 | 0 | 0 | 0 | 0 | 0 | 0 | 0 | 0 | 0 | 0 | 0 | 0 | 0 |  | 0 | 0 | 0 |  | #VALUE! | #VALUE! | #VALUE! | #VALUE! |  |  | #VALUE! | #VALUE! | 0 | 0 | 0.20123 | 0.20123 | #VALUE! | #VALUE! | #VALUE! | #VALUE! | 0 | 0 | 0.20123 | 0.20123 | #VALUE! | #VALUE! | #VALUE! | #VALUE! | 0 | 0 | 0.20123 | 0.20123 | #VALUE! | #VALUE! |  |  |  | #VALUE! | #VALUE! | #VALUE! | #VALUE! | #VALUE! | #VALUE! | #VALUE!
Saturday | 3 | 26 | 19 | 2035 | 0 | 0 | 0 | 0 | 0 | 0 | 0 | 0 | 0 | 0 | 0 | 0 | 0 | 0 | 0 | 0 | 0 | 0 | 0 | 0 | 0 | 0 | 0 | 0 | 0 | 0 | 0 | 0 | 0 | 0 | 0 | 0 | 0 | 0 | 0 | 0 | 0 | 0 | 0 | 0 |  | 0 | 0 | 0 |  | #VALUE! | #VALUE! | #VALUE! | #VALUE! |  |  | #VALUE! | #VALUE! | 0 | 0 | 0.20123 | 0.20123 | #VALUE! | #VALUE! | #VALUE! | #VALUE! | 0 | 0 | 0.20123 | 0.20123 | #VALUE! | #VALUE! | #VALUE! | #VALUE! | 0 | 0 | 0.20123 | 0.20123 | #VALUE! | #VALUE! |  |  |  | #VALUE! | #VALUE! | #VALUE! | #VALUE! | #VALUE! | #VALUE! | #VALUE!
Saturday | 3 | 26 | 20 | 2036 | 0 | 0 | 0 | 0 | 0 | 0 | 0 | 0 | 0 | 0 | 0 | 0 | 0 | 0 | 0 | 0 | 0 | 0 | 0 | 0 | 0 | 0 | 0 | 0 | 0 | 0 | 0 | 0 | 0 | 0 | 0 | 0 | 0 | 0 | 0 | 0 | 0 | 0 | 0 | 0 |  | 0 | 0 | 0 |  | #VALUE! | #VALUE! | #VALUE! | #VALUE! |  |  | #VALUE! | #VALUE! | 0 | 0 | 0.20123 | 0.20123 | #VALUE! | #VALUE! | #VALUE! | #VALUE! | 0 | 0 | 0.20123 | 0.20123 | #VALUE! | #VALUE! | #VALUE! | #VALUE! | 0 | 0 | 0.20123 | 0.20123 | #VALUE! | #VALUE! |  |  |  | #VALUE! | #VALUE! | #VALUE! | #VALUE! | #VALUE! | #VALUE! | #VALUE!
Saturday | 3 | 26 | 21 | 2037 | 0 | 0 | 0 | 0 | 0 | 0 | 0 | 0 | 0 | 0 | 0 | 0 | 0 | 0 | 0 | 0 | 0 | 0 | 0 | 0 | 0 | 0 | 0 | 0 | 0 | 0 | 0 | 0 | 0 | 0 | 0 | 0 | 0 | 0 | 0 | 0 | 0 | 0 | 0 | 0 |  | 0 | 0 | 0 |  | #VALUE! | #VALUE! | #VALUE! | #VALUE! |  |  | #VALUE! | #VALUE! | 0 | 0 | 0.20123 | 0.20123 | #VALUE! | #VALUE! | #VALUE! | #VALUE! | 0 | 0 | 0.20123 | 0.20123 | #VALUE! | #VALUE! | #VALUE! | #VALUE! | 0 | 0 | 0.20123 | 0.20123 | #VALUE! | #VALUE! |  |  |  | #VALUE! | #VALUE! | #VALUE! | #VALUE! | #VALUE! | #VALUE! | #VALUE!
Saturday | 3 | 26 | 22 | 2038 | 0 | 0 | 0 | 0 | 0 | 0 | 0 | 0 | 0 | 0 | 0 | 0 | 0 | 0 | 0 | 0 | 0 | 0 | 0 | 0 | 0 | 0 | 0 | 0 | 0 | 0 | 0 | 0 | 0 | 0 | 0 | 0 | 0 | 0 | 0 | 0 | 0 | 0 | 0 | 0 |  | 0 | 0 | 0 |  | #VALUE! | #VALUE! | #VALUE! | #VALUE! |  |  | #VALUE! | #VALUE! | 0 | 0 | 0.20123 | 0.20123 | #VALUE! | #VALUE! | #VALUE! | #VALUE! | 0 | 0 | 0.20123 | 0.20123 | #VALUE! | #VALUE! | #VALUE! | #VALUE! | 0 | 0 | 0.20123 | 0.20123 | #VALUE! | #VALUE! |  |  |  | #VALUE! | #VALUE! | #VALUE! | #VALUE! | #VALUE! | #VALUE! | #VALUE!
Saturday | 3 | 26 | 23 | 2039 | 0 | 0 | 0 | 0 | 0 | 0 | 0 | 0 | 0 | 0 | 0 | 0 | 0 | 0 | 0 | 0 | 0 | 0 | 0 | 0 | 0 | 0 | 0 | 0 | 0 | 0 | 0 | 0 | 0 | 0 | 0 | 0 | 0 | 0 | 0 | 0 | 0 | 0 | 0 | 0 |  | 0 | 0 | 0 |  | #VALUE! | #VALUE! | #VALUE! | #VALUE! |  |  | #VALUE! | #VALUE! | 0 | 0 | 0.20123 | 0.20123 | #VALUE! | #VALUE! | #VALUE! | #VALUE! | 0 | 0 | 0.20123 | 0.20123 | #VALUE! | #VALUE! | #VALUE! | #VALUE! | 0 | 0 | 0.20123 | 0.20123 | #VALUE! | #VALUE! |  |  |  | #VALUE! | #VALUE! | #VALUE! | #VALUE! | #VALUE! | #VALUE! | #VALUE!
Saturday | 3 | 26 | 24 | 2040 | 0 | 0 | 0 | 0 | 0 | 0 | 0 | 0 | 0 | 0 | 0 | 0 | 0 | 0 | 0 | 0 | 0 | 0 | 0 | 0 | 0 | 0 | 0 | 0 | 0 | 0 | 0 | 0 | 0 | 0 | 0 | 0 | 0 | 0 | 0 | 0 | 0 | 0 | 0 | 0 |  | 0 | 0 | 0 |  | #VALUE! | #VALUE! | #VALUE! | #VALUE! |  |  | #VALUE! | #VALUE! | 0 | 0 | 0.20123 | 0.20123 | #VALUE! | #VALUE! | #VALUE! | #VALUE! | 0 | 0 | 0.20123 | 0.20123 | #VALUE! | #VALUE! | #VALUE! | #VALUE! | 0 | 0 | 0.20123 | 0.20123 | #VALUE! | #VALUE! |  |  |  | #VALUE! | #VALUE! | #VALUE! | #VALUE! | #VALUE! | #VALUE! | #VALUE!
Sunday | 3 | 27 | 1 | 2041 | 0 | 0 | 0 | 0 | 0 | 0 | 0 | 0 | 0 | 0 | 0 | 0 | 0 | 0 | 0 | 0 | 0 | 0 | 0 | 0 | 0 | 0 | 0 | 0 | 0 | 0 | 0 | 0 | 0 | 0 | 0 | 0 | 0 | 0 | 0 | 0 | 0 | 0 | 0 | 0 |  | 0 | 0 | 0 |  | #VALUE! | #VALUE! | #VALUE! | #VALUE! |  |  | #VALUE! | #VALUE! | 0 | 0 | 0.20123 | 0.20123 | #VALUE! | #VALUE! | #VALUE! | #VALUE! | 0 | 0 | 0.20123 | 0.20123 | #VALUE! | #VALUE! | #VALUE! | #VALUE! | 0 | 0 | 0.20123 | 0.20123 | #VALUE! | #VALUE! |  |  |  | #VALUE! | #VALUE! | #VALUE! | #VALUE! | #VALUE! | #VALUE! | #VALUE!
Sunday | 3 | 27 | 2 | 2042 | 0 | 0 | 0 | 0 | 0 | 0 | 0 | 0 | 0 | 0 | 0 | 0 | 0 | 0 | 0 | 0 | 0 | 0 | 0 | 0 | 0 | 0 | 0 | 0 | 0.0017581 | 0 | 0 | 0 | 0 | 0 | 0 | 0 | 0 | 0 | 0 | 0 | 0 | 0 | 0 | 0 |  | 0 | 0 | 0 |  | #VALUE! | #VALUE! | #VALUE! | #VALUE! |  |  | #VALUE! | #VALUE! | 0 | 0 | 0.20123 | 0.20123 | #VALUE! | #VALUE! | #VALUE! | #VALUE! | 0 | 0 | 0.20123 | 0.20123 | #VALUE! | #VALUE! | #VALUE! | #VALUE! | 0 | 0 | 0.20123 | 0.20123 | #VALUE! | #VALUE! |  |  |  | #VALUE! | #VALUE! | #VALUE! | #VALUE! | #VALUE! | #VALUE! | #VALUE!
Sunday | 3 | 27 | 3 | 2043 | 0 | 0 | 0 | 0 | 0 | 0 | 0 | 0 | 0 | 0 | 0 | 0 | 0 | 0 | 0 | 0 | 0 | 0 | 0 | 0 | 0 | 0 | 0 | 0 | 0.0087279 | 0 | 0 | 0 | 0 | 0 | 0 | 0 | 0 | 0 | 0 | 0 | 0 | 0 | 0 | 0 |  | 0 | 0 | 0 |  | #VALUE! | #VALUE! | #VALUE! | #VALUE! |  |  | #VALUE! | #VALUE! | 0 | 0 | 0.20123 | 0.20123 | #VALUE! | #VALUE! | #VALUE! | #VALUE! | 0 | 0 | 0.20123 | 0.20123 | #VALUE! | #VALUE! | #VALUE! | #VALUE! | 0 | 0 | 0.20123 | 0.20123 | #VALUE! | #VALUE! |  |  |  | #VALUE! | #VALUE! | #VALUE! | #VALUE! | #VALUE! | #VALUE! | #VALUE!
Sunday | 3 | 27 | 4 | 2044 | 0 | 0 | 0 | 0 | 0 | 0 | 0 | 0 | 0 | 0 | 0 | 0 | 0 | 0 | 0 | 0 | 0 | 0 | 0 | 0 | 0 | 0 | 0 | 0 | 0 | 0 | 0 | 0 | 0 | 0 | 0 | 0 | 0 | 0 | 0 | 0 | 0 | 0 | 0 | 0 |  | 0 | 0 | 0 |  | #VALUE! | #VALUE! | #VALUE! | #VALUE! |  |  | #VALUE! | #VALUE! | 0 | 0 | 0.20123 | 0.20123 | #VALUE! | #VALUE! | #VALUE! | #VALUE! | 0 | 0 | 0.20123 | 0.20123 | #VALUE! | #VALUE! | #VALUE! | #VALUE! | 0 | 0 | 0.20123 | 0.20123 | #VALUE! | #VALUE! |  |  |  | #VALUE! | #VALUE! | #VALUE! | #VALUE! | #VALUE! | #VALUE! | #VALUE!
Sunday | 3 | 27 | 5 | 2045 | 0 | 0 | 0 | 0 | 0 | 0 | 0 | 0 | 0 | 0 | 0 | 0 | 0 | 0 | 0 | 0 | 0 | 0 | 0 | 0 | 0 | 0 | 0 | 0 | 0 | 0 | 0 | 0 | 0 | 0 | 0 | 0 | 0 | 0 | 0 | 0 | 0 | 0 | 0 | 0 |  | 0 | 0 | 0 |  | #VALUE! | #VALUE! | #VALUE! | #VALUE! |  |  | #VALUE! | #VALUE! | 0 | 0 | 0.20123 | 0.20123 | #VALUE! | #VALUE! | #VALUE! | #VALUE! | 0 | 0 | 0.20123 | 0.20123 | #VALUE! | #VALUE! | #VALUE! | #VALUE! | 0 | 0 | 0.20123 | 0.20123 | #VALUE! | #VALUE! |  |  |  | #VALUE! | #VALUE! | #VALUE! | #VALUE! | #VALUE! | #VALUE! | #VALUE!
Sunday | 3 | 27 | 6 | 2046 | 0 | 0 | 0 | 0 | 0 | 0 | 0 | 0 | 0 | 0 | 0 | 0 | 0 | 0 | 0 | 0 | 0 | 0 | 0 | 0 | 0 | 0 | 0 | 0 | 0 | 0 | 0 | 0 | 0 | 0 | 0 | 0 | 0 | 0 | 0 | 0 | 0 | 0 | 0 | 0 |  | 0 | 0 | 0 |  | #VALUE! | #VALUE! | #VALUE! | #VALUE! |  |  | #VALUE! | #VALUE! | 0 | 0 | 0.20123 | 0.20123 | #VALUE! | #VALUE! | #VALUE! | #VALUE! | 0 | 0 | 0.20123 | 0.20123 | #VALUE! | #VALUE! | #VALUE! | #VALUE! | 0 | 0 | 0.20123 | 0.20123 | #VALUE! | #VALUE! |  |  |  | #VALUE! | #VALUE! | #VALUE! | #VALUE! | #VALUE! | #VALUE! | #VALUE!
Sunday | 3 | 27 | 7 | 2047 | 0 | 0 | 0 | 0 | 0 | 0 | 0 | 0 | 0 | 0 | 0 | 0 | 0 | 0 | 0 | 0 | 0 | 0 | 0 | 0 | 0 | 0 | 0 | 0 | 0 | 0 | 0 | 0 | 0 | 0 | 0 | 0 | 0 | 0 | 0 | 0 | 0 | 0 | 0 | 0 |  | 0 | 0 | 0 |  | #VALUE! | #VALUE! | #VALUE! | #VALUE! |  |  | #VALUE! | #VALUE! | 0 | 0 | 0.20123 | 0.20123 | #VALUE! | #VALUE! | #VALUE! | #VALUE! | 0 | 0 | 0.20123 | 0.20123 | #VALUE! | #VALUE! | #VALUE! | #VALUE! | 0 | 0 | 0.20123 | 0.20123 | #VALUE! | #VALUE! |  |  |  | #VALUE! | #VALUE! | #VALUE! | #VALUE! | #VALUE! | #VALUE! | #VALUE!
Sunday | 3 | 27 | 8 | 2048 | 0 | 0 | 0 | 0 | 0 | 0 | 0 | 0 | 0 | 0 | 0 | 0 | 0 | 0 | 0 | 0 | 0 | 0 | 0 | 0 | 0 | 0 | 0 | 0 | 0 | 0 | 0 | 0 | 0 | 0 | 0 | 0 | 0 | 0 | 0 | 0 | 0 | 0 | 0 | 0 |  | 0 | 0 | 0 |  | #VALUE! | #VALUE! | #VALUE! | #VALUE! |  |  | #VALUE! | #VALUE! | 0 | 0 | 0.20123 | 0.20123 | #VALUE! | #VALUE! | #VALUE! | #VALUE! | 0 | 0 | 0.20123 | 0.20123 | #VALUE! | #VALUE! | #VALUE! | #VALUE! | 0 | 0 | 0.20123 | 0.20123 | #VALUE! | #VALUE! |  |  |  | #VALUE! | #VALUE! | #VALUE! | #VALUE! | #VALUE! | #VALUE! | #VALUE!
Sunday | 3 | 27 | 9 | 2049 | 0 | 0 | 0 | 0 | 0 | 0 | 0 | 0 | 0 | 0 | 0 | 0 | 0 | 0 | 0 | 0 | 0 | 0 | 0 | 0 | 0 | 0 | 0 | 0 | 0 | 0 | 0 | 0 | 0 | 0 | 0 | 0 | 0 | 0 | 0 | 0 | 0 | 0 | 0 | 0 |  | 0 | 0 | 0 |  | #VALUE! | #VALUE! | #VALUE! | #VALUE! |  |  | #VALUE! | #VALUE! | 0 | 0 | 0.20123 | 0.20123 | #VALUE! | #VALUE! | #VALUE! | #VALUE! | 0 | 0 | 0.20123 | 0.20123 | #VALUE! | #VALUE! | #VALUE! | #VALUE! | 0 | 0 | 0.20123 | 0.20123 | #VALUE! | #VALUE! |  |  |  | #VALUE! | #VALUE! | #VALUE! | #VALUE! | #VALUE! | #VALUE! | #VALUE!
Sunday | 3 | 27 | 10 | 2050 | 0 | 0 | 0 | 0 | 0 | 0 | 0 | 0 | 0 | 0 | 0 | 0 | 0 | 0 | 0 | 0 | 0 | 0 | 0 | 0 | 0 | 0 | 0 | 0 | 0 | 0 | 0 | 0 | 0 | 0 | 0 | 0 | 0 | 0 | 0 | 0 | 0 | 0 | 0 | 0 |  | 0 | 0 | 0 |  | #VALUE! | #VALUE! | #VALUE! | #VALUE! |  |  | #VALUE! | #VALUE! | 0 | 0 | 0.20123 | 0.20123 | #VALUE! | #VALUE! | #VALUE! | #VALUE! | 0 | 0 | 0.20123 | 0.20123 | #VALUE! | #VALUE! | #VALUE! | #VALUE! | 0 | 0 | 0.20123 | 0.20123 | #VALUE! | #VALUE! |  |  |  | #VALUE! | #VALUE! | #VALUE! | #VALUE! | #VALUE! | #VALUE! | #VALUE!
Sunday | 3 | 27 | 11 | 2051 | 0 | 0 | 0 | 0 | 0 | 0 | 0 | 0 | 0 | 0 | 0 | 0 | 0 | 0 | 0 | 0 | 0 | 0 | 0 | 0 | 0 | 0 | 0 | 0 | 0 | 0.00475 | 0 | 0 | 0 | 0 | 0 | 0 | 0 | 0 | 0 | 0 | 0 | 0 | 0 | 0 |  | 0 | 0 | 0 |  | #VALUE! | #VALUE! | #VALUE! | #VALUE! |  |  | #VALUE! | #VALUE! | 0 | 0 | 0.20123 | 0.20123 | #VALUE! | #VALUE! | #VALUE! | #VALUE! | 0 | 0 | 0.20123 | 0.20123 | #VALUE! | #VALUE! | #VALUE! | #VALUE! | 0 | 0 | 0.20123 | 0.20123 | #VALUE! | #VALUE! |  |  |  | #VALUE! | #VALUE! | #VALUE! | #VALUE! | #VALUE! | #VALUE! | #VALUE!
Sunday | 3 | 27 | 12 | 2052 | 0 | 0 | 0 | 0 | 0 | 0 | 0 | 0 | 0 | 0 | 0 | 0 | 0 | 0 | 0 | 0 | 0 | 0 | 0 | 0 | 0 | 0 | 0 | 0 | 0 | 0.0105 | 0 | 0 | 0 | 0 | 0 | 0 | 0 | 0 | 0 | 0 | 0 | 0 | 0 | 0 |  | 0 | 0 | 0 |  | #VALUE! | #VALUE! | #VALUE! | #VALUE! |  |  | #VALUE! | #VALUE! | 0 | 0 | 0.20123 | 0.20123 | #VALUE! | #VALUE! | #VALUE! | #VALUE! | 0 | 0 | 0.20123 | 0.20123 | #VALUE! | #VALUE! | #VALUE! | #VALUE! | 0 | 0 | 0.20123 | 0.20123 | #VALUE! | #VALUE! |  |  |  | #VALUE! | #VALUE! | #VALUE! | #VALUE! | #VALUE! | #VALUE! | #VALUE!
Sunday | 3 | 27 | 13 | 2053 | 0 | 0 | 0 | 0 | 0 | 0 | 0 | 0 | 0 | 0 | 0 | 0 | 0 | 0 | 0 | 0 | 0 | 0 | 0 | 0 | 0 | 0 | 0 | 0 | 0 | 0.016 | 0 | 0 | 0 | 0 | 0 | 0 | 0 | 0 | 0 | 0 | 0 | 0 | 0 | 0 |  | 0 | 0 | 0 |  | #VALUE! | #VALUE! | #VALUE! | #VALUE! |  |  | #VALUE! | #VALUE! | 0 | 0 | 0.20123 | 0.20123 | #VALUE! | #VALUE! | #VALUE! | #VALUE! | 0 | 0 | 0.20123 | 0.20123 | #VALUE! | #VALUE! | #VALUE! | #VALUE! | 0 | 0 | 0.20123 | 0.20123 | #VALUE! | #VALUE! |  |  |  | #VALUE! | #VALUE! | #VALUE! | #VALUE! | #VALUE! | #VALUE! | #VALUE!
Sunday | 3 | 27 | 14 | 2054 | 0 | 0 | 0 | 0 | 0 | 0 | 0 | 0 | 0 | 0 | 0 | 0 | 0 | 0 | 0 | 0 | 0 | 0 | 0 | 0 | 0 | 0 | 0 | 0 | 0 | 0.04775 | 0 | 0 | 0 | 0 | 0 | 0 | 0 | 0 | 0 | 0 | 0 | 0 | 0 | 0 |  | 0 | 0 | 0 |  | #VALUE! | #VALUE! | #VALUE! | #VALUE! |  |  | #VALUE! | #VALUE! | 0 | 0 | 0.20123 | 0.20123 | #VALUE! | #VALUE! | #VALUE! | #VALUE! | 0 | 0 | 0.20123 | 0.20123 | #VALUE! | #VALUE! | #VALUE! | #VALUE! | 0 | 0 | 0.20123 | 0.20123 | #VALUE! | #VALUE! |  |  |  | #VALUE! | #VALUE! | #VALUE! | #VALUE! | #VALUE! | #VALUE! | #VALUE!
Sunday | 3 | 27 | 15 | 2055 | 0 | 0 | 0 | 0 | 0 | 0 | 0 | 0 | 0 | 0 | 0 | 0 | 0 | 0 | 0 | 0 | 0 | 0 | 0 | 0 | 0 | 0 | 0 | 0 | 0 | 0.066 | 0 | 0 | 0 | 0 | 0 | 0 | 0 | 0 | 0 | 0 | 0 | 0 | 0 | 0 |  | 0 | 0 | 0 |  | #VALUE! | #VALUE! | #VALUE! | #VALUE! |  |  | #VALUE! | #VALUE! | 0 | 0 | 0.20123 | 0.20123 | #VALUE! | #VALUE! | #VALUE! | #VALUE! | 0 | 0 | 0.20123 | 0.20123 | #VALUE! | #VALUE! | #VALUE! | #VALUE! | 0 | 0 | 0.20123 | 0.20123 | #VALUE! | #VALUE! |  |  |  | #VALUE! | #VALUE! | #VALUE! | #VALUE! | #VALUE! | #VALUE! | #VALUE!
Sunday | 3 | 27 | 16 | 2056 | 0 | 0 | 0 | 0 | 0 | 0 | 0 | 0 | 0 | 0 | 0 | 0 | 0 | 0 | 0 | 0 | 0 | 0 | 0 | 0 | 0 | 0 | 0 | 0 | 0 | 0.0955 | 0 | 0 | 0 | 0 | 0 | 0 | 0 | 0 | 0 | 0 | 0 | 0 | 0 | 0 |  | 0 | 0 | 0 |  | #VALUE! | #VALUE! | #VALUE! | #VALUE! |  |  | #VALUE! | #VALUE! | 0 | 0 | 0.20123 | 0.20123 | #VALUE! | #VALUE! | #VALUE! | #VALUE! | 0 | 0 | 0.20123 | 0.20123 | #VALUE! | #VALUE! | #VALUE! | #VALUE! | 0 | 0 | 0.20123 | 0.20123 | #VALUE! | #VALUE! |  |  |  | #VALUE! | #VALUE! | #VALUE! | #VALUE! | #VALUE! | #VALUE! | #VALUE!
Sunday | 3 | 27 | 17 | 2057 | 0 | 0 | 0 | 0 | 0 | 0 | 0 | 0 | 0 | 0 | 0 | 0 | 0 | 0 | 0 | 0 | 0 | 0 | 0 | 0 | 0 | 0 | 0 | 0 | 0 | 0.12125 | 0 | 0 | 0 | 0 | 0 | 0 | 0 | 0 | 0 | 0 | 0 | 0 | 0 | 0 |  | 0 | 0 | 0 |  | #VALUE! | #VALUE! | #VALUE! | #VALUE! |  |  | #VALUE! | #VALUE! | 0 | 0 | 0.20123 | 0.20123 | #VALUE! | #VALUE! | #VALUE! | #VALUE! | 0 | 0 | 0.20123 | 0.20123 | #VALUE! | #VALUE! | #VALUE! | #VALUE! | 0 | 0 | 0.20123 | 0.20123 | #VALUE! | #VALUE! |  |  |  | #VALUE! | #VALUE! | #VALUE! | #VALUE! | #VALUE! | #VALUE! | #VALUE!
Sunday | 3 | 27 | 18 | 2058 | 0 | 0 | 0 | 0 | 0 | 0 | 0 | 0 | 0 | 0 | 0 | 0 | 0 | 0 | 0 | 0 | 0 | 0 | 0 | 0 | 0 | 0 | 0 | 0 | 0 | 0.024 | 0 | 0 | 0 | 0 | 0 | 0 | 0 | 0 | 0 | 0 | 0 | 0 | 0 | 0 |  | 0 | 0 | 0 |  | #VALUE! | #VALUE! | #VALUE! | #VALUE! |  |  | #VALUE! | #VALUE! | 0 | 0 | 0.20123 | 0.20123 | #VALUE! | #VALUE! | #VALUE! | #VALUE! | 0 | 0 | 0.20123 | 0.20123 | #VALUE! | #VALUE! | #VALUE! | #VALUE! | 0 | 0 | 0.20123 | 0.20123 | #VALUE! | #VALUE! |  |  |  | #VALUE! | #VALUE! | #VALUE! | #VALUE! | #VALUE! | #VALUE! | #VALUE!
Sunday | 3 | 27 | 19 | 2059 | 0 | 0 | 0 | 0 | 0 | 0 | 0 | 0 | 0 | 0 | 0 | 0 | 0 | 0 | 0 | 0 | 0 | 0 | 0 | 0 | 0 | 0 | 0 | 0 | 0 | 0 | 0 | 0 | 0 | 0 | 0 | 0 | 0 | 0 | 0 | 0 | 0 | 0 | 0 | 0 |  | 0 | 0 | 0 |  | #VALUE! | #VALUE! | #VALUE! | #VALUE! |  |  | #VALUE! | #VALUE! | 0 | 0 | 0.20123 | 0.20123 | #VALUE! | #VALUE! | #VALUE! | #VALUE! | 0 | 0 | 0.20123 | 0.20123 | #VALUE! | #VALUE! | #VALUE! | #VALUE! | 0 | 0 | 0.20123 | 0.20123 | #VALUE! | #VALUE! |  |  |  | #VALUE! | #VALUE! | #VALUE! | #VALUE! | #VALUE! | #VALUE! | #VALUE!
Sunday | 3 | 27 | 20 | 2060 | 0 | 0 | 0 | 0 | 0 | 0 | 0 | 0 | 0 | 0 | 0 | 0 | 0 | 0 | 0 | 0 | 0 | 0 | 0 | 0 | 0 | 0 | 0 | 0 | 0 | 0.006 | 0 | 0 | 0 | 0 | 0 | 0 | 0 | 0 | 0 | 0 | 0 | 0 | 0 | 0 |  | 0 | 0 | 0 |  | #VALUE! | #VALUE! | #VALUE! | #VALUE! |  |  | #VALUE! | #VALUE! | 0 | 0 | 0.20123 | 0.20123 | #VALUE! | #VALUE! | #VALUE! | #VALUE! | 0 | 0 | 0.20123 | 0.20123 | #VALUE! | #VALUE! | #VALUE! | #VALUE! | 0 | 0 | 0.20123 | 0.20123 | #VALUE! | #VALUE! |  |  |  | #VALUE! | #VALUE! | #VALUE! | #VALUE! | #VALUE! | #VALUE! | #VALUE!
Sunday | 3 | 27 | 21 | 2061 | 0 | 0 | 0 | 0 | 0 | 0 | 0 | 0 | 0 | 0 | 0 | 0 | 0 | 0 | 0 | 0 | 0 | 0 | 0 | 0 | 0 | 0 | 0 | 0 | 0 | 0 | 0 | 0 | 0 | 0 | 0 | 0 | 0 | 0 | 0 | 0 | 0 | 0 | 0 | 0 |  | 0 | 0 | 0 |  | #VALUE! | #VALUE! | #VALUE! | #VALUE! |  |  | #VALUE! | #VALUE! | 0 | 0 | 0.20123 | 0.20123 | #VALUE! | #VALUE! | #VALUE! | #VALUE! | 0 | 0 | 0.20123 | 0.20123 | #VALUE! | #VALUE! | #VALUE! | #VALUE! | 0 | 0 | 0.20123 | 0.20123 | #VALUE! | #VALUE! |  |  |  | #VALUE! | #VALUE! | #VALUE! | #VALUE! | #VALUE! | #VALUE! | #VALUE!
Sunday | 3 | 27 | 22 | 2062 | 0 | 0 | 0 | 0 | 0 | 0 | 0 | 0 | 0 | 0 | 0 | 0 | 0 | 0 | 0 | 0 | 0 | 0 | 0 | 0 | 0 | 0 | 0 | 0 | 0 | 0 | 0 | 0 | 0 | 0 | 0 | 0 | 0 | 0 | 0 | 0 | 0 | 0 | 0 | 0 |  | 0 | 0 | 0 |  | #VALUE! | #VALUE! | #VALUE! | #VALUE! |  |  | #VALUE! | #VALUE! | 0 | 0 | 0.20123 | 0.20123 | #VALUE! | #VALUE! | #VALUE! | #VALUE! | 0 | 0 | 0.20123 | 0.20123 | #VALUE! | #VALUE! | #VALUE! | #VALUE! | 0 | 0 | 0.20123 | 0.20123 | #VALUE! | #VALUE! |  |  |  | #VALUE! | #VALUE! | #VALUE! | #VALUE! | #VALUE! | #VALUE! | #VALUE!
Sunday | 3 | 27 | 23 | 2063 | 0 | 0 | 0 | 0 | 0 | 0 | 0 | 0 | 0 | 0 | 0 | 0 | 0 | 0 | 0 | 0 | 0 | 0 | 0 | 0 | 0 | 0 | 0 | 0 | 0 | 0 | 0 | 0 | 0 | 0 | 0 | 0 | 0 | 0 | 0 | 0 | 0 | 0 | 0 | 0 |  | 0 | 0 | 0 |  | #VALUE! | #VALUE! | #VALUE! | #VALUE! |  |  | #VALUE! | #VALUE! | 0 | 0 | 0.20123 | 0.20123 | #VALUE! | #VALUE! | #VALUE! | #VALUE! | 0 | 0 | 0.20123 | 0.20123 | #VALUE! | #VALUE! | #VALUE! | #VALUE! | 0 | 0 | 0.20123 | 0.20123 | #VALUE! | #VALUE! |  |  |  | #VALUE! | #VALUE! | #VALUE! | #VALUE! | #VALUE! | #VALUE! | #VALUE!
Sunday | 3 | 27 | 24 | 2064 | 0 | 0 | 0 | 0 | 0 | 0 | 0 | 0 | 0 | 0 | 0 | 0 | 0 | 0 | 0 | 0 | 0 | 0 | 0 | 0 | 0 | 0 | 0 | 0 | 0 | 0 | 0 | 0 | 0 | 0 | 0 | 0 | 0 | 0 | 0 | 0 | 0 | 0 | 0 | 0 |  | 0 | 0 | 0 |  | #VALUE! | #VALUE! | #VALUE! | #VALUE! |  |  | #VALUE! | #VALUE! | 0 | 0 | 0.20123 | 0.20123 | #VALUE! | #VALUE! | #VALUE! | #VALUE! | 0 | 0 | 0.20123 | 0.20123 | #VALUE! | #VALUE! | #VALUE! | #VALUE! | 0 | 0 | 0.20123 | 0.20123 | #VALUE! | #VALUE! |  |  |  | #VALUE! | #VALUE! | #VALUE! | #VALUE! | #VALUE! | #VALUE! | #VALUE!
Monday | 3 | 28 | 1 | 2065 | 0 | 0 | 0 | 0 | 0 | 0 | 0 | 0 | 0 | 0 | 0 | 0 | 0 | 0 | 0 | 0 | 0 | 0 | 0 | 0 | 0 | 0 | 0 | 0 | 0 | 0 | 0 | 0 | 0 | 0 | 0 | 0 | 0 | 0 | 0 | 0 | 0 | 0 | 0 | 0 |  | 0 | 0 | 0 |  | #VALUE! | #VALUE! | #VALUE! | #VALUE! |  |  | #VALUE! | #VALUE! | 0 | 0 | 0.20123 | 0.20123 | #VALUE! | #VALUE! | #VALUE! | #VALUE! | 0 | 0 | 0.20123 | 0.20123 | #VALUE! | #VALUE! | #VALUE! | #VALUE! | 0 | 0 | 0.20123 | 0.20123 | #VALUE! | #VALUE! |  |  |  | #VALUE! | #VALUE! | #VALUE! | #VALUE! | #VALUE! | #VALUE! | #VALUE!
Monday | 3 | 28 | 2 | 2066 | 0 | 0 | 0 | 0 | 0 | 0 | 0 | 0 | 0 | 0 | 0 | 0 | 0 | 0 | 0 | 0 | 0 | 0 | 0 | 0 | 0 | 0 | 0 | 0 | 0.0017603 | 0 | 0 | 0 | 0 | 0 | 0 | 0 | 0 | 0 | 0 | 0 | 0 | 0 | 0 | 0 |  | 0 | 0 | 0 |  | #VALUE! | #VALUE! | #VALUE! | #VALUE! |  |  | #VALUE! | #VALUE! | 0 | 0 | 0.20123 | 0.20123 | #VALUE! | #VALUE! | #VALUE! | #VALUE! | 0 | 0 | 0.20123 | 0.20123 | #VALUE! | #VALUE! | #VALUE! | #VALUE! | 0 | 0 | 0.20123 | 0.20123 | #VALUE! | #VALUE! |  |  |  | #VALUE! | #VALUE! | #VALUE! | #VALUE! | #VALUE! | #VALUE! | #VALUE!
Monday | 3 | 28 | 3 | 2067 | 0 | 0 | 0 | 0 | 0 | 0 | 0 | 0 | 0 | 0 | 0 | 0 | 0 | 0 | 0 | 0 | 0 | 0 | 0 | 0 | 0 | 0 | 0 | 0 | 0.0064525 | 0 | 0 | 0 | 0 | 0 | 0 | 0 | 0 | 0 | 0 | 0 | 0 | 0 | 0 | 0 |  | 0 | 0 | 0 |  | #VALUE! | #VALUE! | #VALUE! | #VALUE! |  |  | #VALUE! | #VALUE! | 0 | 0 | 0.20123 | 0.20123 | #VALUE! | #VALUE! | #VALUE! | #VALUE! | 0 | 0 | 0.20123 | 0.20123 | #VALUE! | #VALUE! | #VALUE! | #VALUE! | 0 | 0 | 0.20123 | 0.20123 | #VALUE! | #VALUE! |  |  |  | #VALUE! | #VALUE! | #VALUE! | #VALUE! | #VALUE! | #VALUE! | #VALUE!
Monday | 3 | 28 | 4 | 2068 | 0 | 0 | 0 | 0 | 0 | 0 | 0 | 0 | 0 | 0 | 0 | 0 | 0 | 0 | 0 | 0 | 0 | 0 | 0 | 0 | 0 | 0 | 0 | 0 | 0 | 0 | 0 | 0 | 0 | 0 | 0 | 0 | 0 | 0 | 0 | 0 | 0 | 0 | 0 | 0 |  | 0 | 0 | 0 |  | #VALUE! | #VALUE! | #VALUE! | #VALUE! |  |  | #VALUE! | #VALUE! | 0 | 0 | 0.20123 | 0.20123 | #VALUE! | #VALUE! | #VALUE! | #VALUE! | 0 | 0 | 0.20123 | 0.20123 | #VALUE! | #VALUE! | #VALUE! | #VALUE! | 0 | 0 | 0.20123 | 0.20123 | #VALUE! | #VALUE! |  |  |  | #VALUE! | #VALUE! | #VALUE! | #VALUE! | #VALUE! | #VALUE! | #VALUE!
Monday | 3 | 28 | 5 | 2069 | 0 | 0 | 0 | 0 | 0 | 0 | 0 | 0 | 0 | 0 | 0 | 0 | 0 | 0 | 0 | 0 | 0 | 0 | 0 | 0 | 0 | 0 | 0 | 0 | 0.0014002 | 0 | 0 | 0 | 0 | 0 | 0 | 0 | 0 | 0 | 0 | 0 | 0 | 0 | 0 | 0 |  | 0 | 0 | 0 |  | #VALUE! | #VALUE! | #VALUE! | #VALUE! |  |  | #VALUE! | #VALUE! | 0 | 0 | 0.20123 | 0.20123 | #VALUE! | #VALUE! | #VALUE! | #VALUE! | 0 | 0 | 0.20123 | 0.20123 | #VALUE! | #VALUE! | #VALUE! | #VALUE! | 0 | 0 | 0.20123 | 0.20123 | #VALUE! | #VALUE! |  |  |  | #VALUE! | #VALUE! | #VALUE! | #VALUE! | #VALUE! | #VALUE! | #VALUE!
Monday | 3 | 28 | 6 | 2070 | 0 | 0 | 0 | 0 | 0 | 0 | 0 | 0 | 0 | 0 | 0 | 0 | 0 | 0 | 0 | 0 | 0 | 0 | 0 | 0 | 0 | 0 | 0 | 0 | 0 | 0 | 0 | 0 | 0 | 0 | 0 | 0 | 0 | 0 | 0 | 0 | 0 | 0 | 0 | 0 |  | 0 | 0 | 0 |  | #VALUE! | #VALUE! | #VALUE! | #VALUE! |  |  | #VALUE! | #VALUE! | 0 | 0 | 0.20123 | 0.20123 | #VALUE! | #VALUE! | #VALUE! | #VALUE! | 0 | 0 | 0.20123 | 0.20123 | #VALUE! | #VALUE! | #VALUE! | #VALUE! | 0 | 0 | 0.20123 | 0.20123 | #VALUE! | #VALUE! |  |  |  | #VALUE! | #VALUE! | #VALUE! | #VALUE! | #VALUE! | #VALUE! | #VALUE!
Monday | 3 | 28 | 7 | 2071 | 0 | 0 | 0 | 0 | 0 | 0 | 0 | 0 | 0 | 0 | 0 | 0 | 0 | 0 | 0 | 0 | 0 | 0 | 0 | 0 | 0 | 0 | 0 | 0 | 0 | 0 | 0 | 0 | 0 | 0 | 0 | 0 | 0 | 0 | 0 | 0 | 0 | 0 | 0 | 0 |  | 0 | 0 | 0 |  | #VALUE! | #VALUE! | #VALUE! | #VALUE! |  |  | #VALUE! | #VALUE! | 0 | 0 | 0.20123 | 0.20123 | #VALUE! | #VALUE! | #VALUE! | #VALUE! | 0 | 0 | 0.20123 | 0.20123 | #VALUE! | #VALUE! | #VALUE! | #VALUE! | 0 | 0 | 0.20123 | 0.20123 | #VALUE! | #VALUE! |  |  |  | #VALUE! | #VALUE! | #VALUE! | #VALUE! | #VALUE! | #VALUE! | #VALUE!
Monday | 3 | 28 | 8 | 2072 | 0 | 0 | 0 | 0 | 0 | 0 | 0 | 0 | 0 | 0 | 0 | 0 | 0 | 0 | 0 | 0 | 0 | 0 | 0 | 0 | 0 | 0 | 0 | 0 | 0 | 0 | 0 | 0 | 0 | 0 | 0 | 0 | 0 | 0 | 0 | 0 | 0 | 0 | 0 | 0 |  | 0 | 0 | 0 |  | #VALUE! | #VALUE! | #VALUE! | #VALUE! |  |  | #VALUE! | #VALUE! | 0 | 0 | 0.20123 | 0.20123 | #VALUE! | #VALUE! | #VALUE! | #VALUE! | 0 | 0 | 0.20123 | 0.20123 | #VALUE! | #VALUE! | #VALUE! | #VALUE! | 0 | 0 | 0.20123 | 0.20123 | #VALUE! | #VALUE! |  |  |  | #VALUE! | #VALUE! | #VALUE! | #VALUE! | #VALUE! | #VALUE! | #VALUE!
Monday | 3 | 28 | 9 | 2073 | 0 | 0 | 0 | 0 | 0 | 0 | 0 | 0 | 0 | 0 | 0 | 0 | 0 | 0 | 0 | 0 | 0 | 0 | 0 | 0 | 0 | 0 | 0 | 0 | 0 | 0 | 0 | 0 | 0 | 0 | 0 | 0 | 0 | 0 | 0 | 0 | 0 | 0 | 0 | 0 |  | 0 | 0 | 0 |  | #VALUE! | #VALUE! | #VALUE! | #VALUE! |  |  | #VALUE! | #VALUE! | 0 | 0 | 0.20123 | 0.20123 | #VALUE! | #VALUE! | #VALUE! | #VALUE! | 0 | 0 | 0.20123 | 0.20123 | #VALUE! | #VALUE! | #VALUE! | #VALUE! | 0 | 0 | 0.20123 | 0.20123 | #VALUE! | #VALUE! |  |  |  | #VALUE! | #VALUE! | #VALUE! | #VALUE! | #VALUE! | #VALUE! | #VALUE!
Monday | 3 | 28 | 10 | 2074 | 0 | 0 | 0 | 0 | 0 | 0 | 0 | 0 | 0 | 0 | 0 | 0 | 0 | 0 | 0 | 0 | 0 | 0 | 0 | 0 | 0 | 0 | 0 | 0 | 0 | 0 | 0 | 0 | 0 | 0 | 0 | 0 | 0 | 0 | 0 | 0 | 0 | 0 | 0 | 0 |  | 0 | 0 | 0 |  | #VALUE! | #VALUE! | #VALUE! | #VALUE! |  |  | #VALUE! | #VALUE! | 0 | 0 | 0.20123 | 0.20123 | #VALUE! | #VALUE! | #VALUE! | #VALUE! | 0 | 0 | 0.20123 | 0.20123 | #VALUE! | #VALUE! | #VALUE! | #VALUE! | 0 | 0 | 0.20123 | 0.20123 | #VALUE! | #VALUE! |  |  |  | #VALUE! | #VALUE! | #VALUE! | #VALUE! | #VALUE! | #VALUE! | #VALUE!
Monday | 3 | 28 | 11 | 2075 | 0 | 0 | 0 | 0 | 0 | 0 | 0 | 0 | 0 | 0 | 0 | 0 | 0 | 0 | 0 | 0 | 0 | 0 | 0 | 0 | 0 | 0 | 0 | 0 | 0 | 0.02575 | 0 | 0 | 0 | 0 | 0 | 0 | 0 | 0 | 0 | 0 | 0 | 0 | 0 | 0 |  | 0 | 0 | 0 |  | #VALUE! | #VALUE! | #VALUE! | #VALUE! |  |  | #VALUE! | #VALUE! | 0 | 0 | 0.20123 | 0.20123 | #VALUE! | #VALUE! | #VALUE! | #VALUE! | 0 | 0 | 0.20123 | 0.20123 | #VALUE! | #VALUE! | #VALUE! | #VALUE! | 0 | 0 | 0.20123 | 0.20123 | #VALUE! | #VALUE! |  |  |  | #VALUE! | #VALUE! | #VALUE! | #VALUE! | #VALUE! | #VALUE! | #VALUE!
Monday | 3 | 28 | 12 | 2076 | 0 | 0 | 0 | 0 | 0 | 0 | 0 | 0 | 0 | 0 | 0 | 0 | 0 | 0 | 0 | 0 | 0 | 0 | 0 | 0 | 0 | 0 | 0 | 0 | 0 | 0.1495 | 0 | 0 | 0 | 0 | 0 | 0 | 0 | 0 | 0 | 0 | 0 | 0 | 0 | 0 |  | 0 | 0 | 0 |  | #VALUE! | #VALUE! | #VALUE! | #VALUE! |  |  | #VALUE! | #VALUE! | 0 | 0 | 0.20123 | 0.20123 | #VALUE! | #VALUE! | #VALUE! | #VALUE! | 0 | 0 | 0.20123 | 0.20123 | #VALUE! | #VALUE! | #VALUE! | #VALUE! | 0 | 0 | 0.20123 | 0.20123 | #VALUE! | #VALUE! |  |  |  | #VALUE! | #VALUE! | #VALUE! | #VALUE! | #VALUE! | #VALUE! | #VALUE!
Monday | 3 | 28 | 13 | 2077 | 0 | 0 | 0 | 0 | 0 | 0 | 0 | 0 | 0 | 0 | 0 | 0 | 0 | 0 | 0 | 0 | 0 | 0 | 0 | 0 | 0 | 0 | 0 | 0 | 0 | 0.11725 | 0 | 0 | 0 | 0 | 0 | 0 | 0 | 0 | 0 | 0 | 0 | 0 | 0 | 0 |  | 0 | 0 | 0 |  | #VALUE! | #VALUE! | #VALUE! | #VALUE! |  |  | #VALUE! | #VALUE! | 0 | 0 | 0.20123 | 0.20123 | #VALUE! | #VALUE! | #VALUE! | #VALUE! | 0 | 0 | 0.20123 | 0.20123 | #VALUE! | #VALUE! | #VALUE! | #VALUE! | 0 | 0 | 0.20123 | 0.20123 | #VALUE! | #VALUE! |  |  |  | #VALUE! | #VALUE! | #VALUE! | #VALUE! | #VALUE! | #VALUE! | #VALUE!
Monday | 3 | 28 | 14 | 2078 | 0 | 0 | 0 | 0 | 0 | 0 | 0 | 0 | 0 | 0 | 0 | 0 | 0 | 0 | 0 | 0 | 0 | 0 | 0 | 0 | 0 | 0 | 0 | 0 | 0 | 0.17675 | 0 | 0 | 0 | 0 | 0 | 0 | 0 | 0 | 0 | 0 | 0 | 0 | 0 | 0 |  | 0 | 0 | 0 |  | #VALUE! | #VALUE! | #VALUE! | #VALUE! |  |  | #VALUE! | #VALUE! | 0 | 0 | 0.20123 | 0.20123 | #VALUE! | #VALUE! | #VALUE! | #VALUE! | 0 | 0 | 0.20123 | 0.20123 | #VALUE! | #VALUE! | #VALUE! | #VALUE! | 0 | 0 | 0.20123 | 0.20123 | #VALUE! | #VALUE! |  |  |  | #VALUE! | #VALUE! | #VALUE! | #VALUE! | #VALUE! | #VALUE! | #VALUE!
Monday | 3 | 28 | 15 | 2079 | 0 | 0 | 0 | 0 | 0 | 0 | 0 | 0 | 0 | 0 | 0 | 0 | 0 | 0 | 0 | 0 | 0 | 0 | 0 | 0 | 0 | 0 | 0 | 0 | 0 | 0.066 | 0 | 0 | 0 | 0 | 0 | 0 | 0 | 0 | 0 | 0 | 0 | 0 | 0 | 0 |  | 0 | 0 | 0 |  | #VALUE! | #VALUE! | #VALUE! | #VALUE! |  |  | #VALUE! | #VALUE! | 0 | 0 | 0.20123 | 0.20123 | #VALUE! | #VALUE! | #VALUE! | #VALUE! | 0 | 0 | 0.20123 | 0.20123 | #VALUE! | #VALUE! | #VALUE! | #VALUE! | 0 | 0 | 0.20123 | 0.20123 | #VALUE! | #VALUE! |  |  |  | #VALUE! | #VALUE! | #VALUE! | #VALUE! | #VALUE! | #VALUE! | #VALUE!
Monday | 3 | 28 | 16 | 2080 | 0 | 0 | 0 | 0 | 0 | 0 | 0 | 0 | 0 | 0 | 0 | 0 | 0 | 0 | 0 | 0 | 0 | 0 | 0 | 0 | 0 | 0 | 0 | 0 | 0 | 0.0695 | 0 | 0 | 0 | 0 | 0 | 0 | 0 | 0 | 0 | 0 | 0 | 0 | 0 | 0 |  | 0 | 0 | 0 |  | #VALUE! | #VALUE! | #VALUE! | #VALUE! |  |  | #VALUE! | #VALUE! | 0 | 0 | 0.20123 | 0.20123 | #VALUE! | #VALUE! | #VALUE! | #VALUE! | 0 | 0 | 0.20123 | 0.20123 | #VALUE! | #VALUE! | #VALUE! | #VALUE! | 0 | 0 | 0.20123 | 0.20123 | #VALUE! | #VALUE! |  |  |  | #VALUE! | #VALUE! | #VALUE! | #VALUE! | #VALUE! | #VALUE! | #VALUE!
Monday | 3 | 28 | 17 | 2081 | 0 | 0 | 0 | 0 | 0 | 0 | 0 | 0 | 0 | 0 | 0 | 0 | 0 | 0 | 0 | 0 | 0 | 0 | 0 | 0 | 0 | 0 | 0 | 0 | 0 | 0.10275 | 0 | 0 | 0 | 0 | 0 | 0 | 0 | 0 | 0 | 0 | 0 | 0 | 0 | 0 |  | 0 | 0 | 0 |  | #VALUE! | #VALUE! | #VALUE! | #VALUE! |  |  | #VALUE! | #VALUE! | 0 | 0 | 0.20123 | 0.20123 | #VALUE! | #VALUE! | #VALUE! | #VALUE! | 0 | 0 | 0.20123 | 0.20123 | #VALUE! | #VALUE! | #VALUE! | #VALUE! | 0 | 0 | 0.20123 | 0.20123 | #VALUE! | #VALUE! |  |  |  | #VALUE! | #VALUE! | #VALUE! | #VALUE! | #VALUE! | #VALUE! | #VALUE!
Monday | 3 | 28 | 18 | 2082 | 0 | 0 | 0 | 0 | 0 | 0 | 0 | 0 | 0 | 0 | 0 | 0 | 0 | 0 | 0 | 0 | 0 | 0 | 0 | 0 | 0 | 0 | 0 | 0 | 0 | 0.145 | 0 | 0 | 0 | 0 | 0 | 0 | 0 | 0 | 0 | 0 | 0 | 0 | 0 | 0 |  | 0 | 0 | 0 |  | #VALUE! | #VALUE! | #VALUE! | #VALUE! |  |  | #VALUE! | #VALUE! | 0 | 0 | 0.20123 | 0.20123 | #VALUE! | #VALUE! | #VALUE! | #VALUE! | 0 | 0 | 0.20123 | 0.20123 | #VALUE! | #VALUE! | #VALUE! | #VALUE! | 0 | 0 | 0.20123 | 0.20123 | #VALUE! | #VALUE! |  |  |  | #VALUE! | #VALUE! | #VALUE! | #VALUE! | #VALUE! | #VALUE! | #VALUE!
Monday | 3 | 28 | 19 | 2083 | 0 | 0 | 0 | 0 | 0 | 0 | 0 | 0 | 0 | 0 | 0 | 0 | 0 | 0 | 0 | 0 | 0 | 0 | 0 | 0 | 0 | 0 | 0 | 0 | 0 | 0.0735 | 0 | 0 | 0 | 0 | 0 | 0 | 0 | 0 | 0 | 0 | 0 | 0 | 0 | 0 |  | 0 | 0 | 0 |  | #VALUE! | #VALUE! | #VALUE! | #VALUE! |  |  | #VALUE! | #VALUE! | 0 | 0 | 0.20123 | 0.20123 | #VALUE! | #VALUE! | #VALUE! | #VALUE! | 0 | 0 | 0.20123 | 0.20123 | #VALUE! | #VALUE! | #VALUE! | #VALUE! | 0 | 0 | 0.20123 | 0.20123 | #VALUE! | #VALUE! |  |  |  | #VALUE! | #VALUE! | #VALUE! | #VALUE! | #VALUE! | #VALUE! | #VALUE!
Monday | 3 | 28 | 20 | 2084 | 0 | 0 | 0 | 0 | 0 | 0 | 0 | 0 | 0 | 0 | 0 | 0 | 0 | 0 | 0 | 0 | 0 | 0 | 0 | 0 | 0 | 0 | 0 | 0 | 0 | 0.003 | 0 | 0 | 0 | 0 | 0 | 0 | 0 | 0 | 0 | 0 | 0 | 0 | 0 | 0 |  | 0 | 0 | 0 |  | #VALUE! | #VALUE! | #VALUE! | #VALUE! |  |  | #VALUE! | #VALUE! | 0 | 0 | 0.20123 | 0.20123 | #VALUE! | #VALUE! | #VALUE! | #VALUE! | 0 | 0 | 0.20123 | 0.20123 | #VALUE! | #VALUE! | #VALUE! | #VALUE! | 0 | 0 | 0.20123 | 0.20123 | #VALUE! | #VALUE! |  |  |  | #VALUE! | #VALUE! | #VALUE! | #VALUE! | #VALUE! | #VALUE! | #VALUE!
Monday | 3 | 28 | 21 | 2085 | 0 | 0 | 0 | 0 | 0 | 0 | 0 | 0 | 0 | 0 | 0 | 0 | 0 | 0 | 0 | 0 | 0 | 0 | 0 | 0 | 0 | 0 | 0 | 0 | 0 | 0 | 0 | 0 | 0 | 0 | 0 | 0 | 0 | 0 | 0 | 0 | 0 | 0 | 0 | 0 |  | 0 | 0 | 0 |  | #VALUE! | #VALUE! | #VALUE! | #VALUE! |  |  | #VALUE! | #VALUE! | 0 | 0 | 0.20123 | 0.20123 | #VALUE! | #VALUE! | #VALUE! | #VALUE! | 0 | 0 | 0.20123 | 0.20123 | #VALUE! | #VALUE! | #VALUE! | #VALUE! | 0 | 0 | 0.20123 | 0.20123 | #VALUE! | #VALUE! |  |  |  | #VALUE! | #VALUE! | #VALUE! | #VALUE! | #VALUE! | #VALUE! | #VALUE!
Monday | 3 | 28 | 22 | 2086 | 0 | 0 | 0 | 0 | 0 | 0 | 0 | 0 | 0 | 0 | 0 | 0 | 0 | 0 | 0 | 0 | 0 | 0 | 0 | 0 | 0 | 0 | 0 | 0 | 0 | 0 | 0 | 0 | 0 | 0 | 0 | 0 | 0 | 0 | 0 | 0 | 0 | 0 | 0 | 0 |  | 0 | 0 | 0 |  | #VALUE! | #VALUE! | #VALUE! | #VALUE! |  |  | #VALUE! | #VALUE! | 0 | 0 | 0.20123 | 0.20123 | #VALUE! | #VALUE! | #VALUE! | #VALUE! | 0 | 0 | 0.20123 | 0.20123 | #VALUE! | #VALUE! | #VALUE! | #VALUE! | 0 | 0 | 0.20123 | 0.20123 | #VALUE! | #VALUE! |  |  |  | #VALUE! | #VALUE! | #VALUE! | #VALUE! | #VALUE! | #VALUE! | #VALUE!
Monday | 3 | 28 | 23 | 2087 | 0 | 0 | 0 | 0 | 0 | 0 | 0 | 0 | 0 | 0 | 0 | 0 | 0 | 0 | 0 | 0 | 0 | 0 | 0 | 0 | 0 | 0 | 0 | 0 | 0 | 0 | 0 | 0 | 0 | 0 | 0 | 0 | 0 | 0 | 0 | 0 | 0 | 0 | 0 | 0 |  | 0 | 0 | 0 |  | #VALUE! | #VALUE! | #VALUE! | #VALUE! |  |  | #VALUE! | #VALUE! | 0 | 0 | 0.20123 | 0.20123 | #VALUE! | #VALUE! | #VALUE! | #VALUE! | 0 | 0 | 0.20123 | 0.20123 | #VALUE! | #VALUE! | #VALUE! | #VALUE! | 0 | 0 | 0.20123 | 0.20123 | #VALUE! | #VALUE! |  |  |  | #VALUE! | #VALUE! | #VALUE! | #VALUE! | #VALUE! | #VALUE! | #VALUE!
Monday | 3 | 28 | 24 | 2088 | 0 | 0 | 0 | 0 | 0 | 0 | 0 | 0 | 0 | 0 | 0 | 0 | 0 | 0 | 0 | 0 | 0 | 0 | 0 | 0 | 0 | 0 | 0 | 0 | 0 | 0 | 0 | 0 | 0 | 0 | 0 | 0 | 0 | 0 | 0 | 0 | 0 | 0 | 0 | 0 |  | 0 | 0 | 0 |  | #VALUE! | #VALUE! | #VALUE! | #VALUE! |  |  | #VALUE! | #VALUE! | 0 | 0 | 0.20123 | 0.20123 | #VALUE! | #VALUE! | #VALUE! | #VALUE! | 0 | 0 | 0.20123 | 0.20123 | #VALUE! | #VALUE! | #VALUE! | #VALUE! | 0 | 0 | 0.20123 | 0.20123 | #VALUE! | #VALUE! |  |  |  | #VALUE! | #VALUE! | #VALUE! | #VALUE! | #VALUE! | #VALUE! | #VALUE!
Tuesday | 3 | 29 | 1 | 2089 | 0 | 0 | 0 | 0 | 0 | 0 | 0 | 0 | 0 | 0 | 0 | 0 | 0 | 0 | 0 | 0 | 0 | 0 | 0 | 0 | 0 | 0 | 0 | 0 | 0 | 0 | 0 | 0 | 0 | 0 | 0 | 0 | 0 | 0 | 0 | 0 | 0 | 0 | 0 | 0 |  | 0 | 0 | 0 |  | #VALUE! | #VALUE! | #VALUE! | #VALUE! |  |  | #VALUE! | #VALUE! | 0 | 0 | 0.20123 | 0.20123 | #VALUE! | #VALUE! | #VALUE! | #VALUE! | 0 | 0 | 0.20123 | 0.20123 | #VALUE! | #VALUE! | #VALUE! | #VALUE! | 0 | 0 | 0.20123 | 0.20123 | #VALUE! | #VALUE! |  |  |  | #VALUE! | #VALUE! | #VALUE! | #VALUE! | #VALUE! | #VALUE! | #VALUE!
Tuesday | 3 | 29 | 2 | 2090 | 0 | 0 | 0 | 0 | 0 | 0 | 0 | 0 | 0 | 0 | 0 | 0 | 0 | 0 | 0 | 0 | 0 | 0 | 0 | 0 | 0 | 0 | 0 | 0 | 0.0018533 | 0 | 0 | 0 | 0 | 0 | 0 | 0 | 0 | 0 | 0 | 0 | 0 | 0 | 0 | 0 |  | 0 | 0 | 0 |  | #VALUE! | #VALUE! | #VALUE! | #VALUE! |  |  | #VALUE! | #VALUE! | 0 | 0 | 0.20123 | 0.20123 | #VALUE! | #VALUE! | #VALUE! | #VALUE! | 0 | 0 | 0.20123 | 0.20123 | #VALUE! | #VALUE! | #VALUE! | #VALUE! | 0 | 0 | 0.20123 | 0.20123 | #VALUE! | #VALUE! |  |  |  | #VALUE! | #VALUE! | #VALUE! | #VALUE! | #VALUE! | #VALUE! | #VALUE!
Tuesday | 3 | 29 | 3 | 2091 | 0 | 0 | 0 | 0 | 0 | 0 | 0 | 0 | 0 | 0 | 0 | 0 | 0 | 0 | 0 | 0 | 0 | 0 | 0 | 0 | 0 | 0 | 0 | 0 | 0.011508 | 0 | 0 | 0 | 0 | 0 | 0 | 0 | 0 | 0 | 0 | 0 | 0 | 0 | 0 | 0 |  | 0 | 0 | 0 |  | #VALUE! | #VALUE! | #VALUE! | #VALUE! |  |  | #VALUE! | #VALUE! | 0 | 0 | 0.20123 | 0.20123 | #VALUE! | #VALUE! | #VALUE! | #VALUE! | 0 | 0 | 0.20123 | 0.20123 | #VALUE! | #VALUE! | #VALUE! | #VALUE! | 0 | 0 | 0.20123 | 0.20123 | #VALUE! | #VALUE! |  |  |  | #VALUE! | #VALUE! | #VALUE! | #VALUE! | #VALUE! | #VALUE! | #VALUE!
Tuesday | 3 | 29 | 4 | 2092 | 0 | 0 | 0 | 0 | 0 | 0 | 0 | 0 | 0 | 0 | 0 | 0 | 0 | 0 | 0 | 0 | 0 | 0 | 0 | 0 | 0 | 0 | 0 | 0 | 0 | 0 | 0 | 0 | 0 | 0 | 0 | 0 | 0 | 0 | 0 | 0 | 0 | 0 | 0 | 0 |  | 0 | 0 | 0 |  | #VALUE! | #VALUE! | #VALUE! | #VALUE! |  |  | #VALUE! | #VALUE! | 0 | 0 | 0.20123 | 0.20123 | #VALUE! | #VALUE! | #VALUE! | #VALUE! | 0 | 0 | 0.20123 | 0.20123 | #VALUE! | #VALUE! | #VALUE! | #VALUE! | 0 | 0 | 0.20123 | 0.20123 | #VALUE! | #VALUE! |  |  |  | #VALUE! | #VALUE! | #VALUE! | #VALUE! | #VALUE! | #VALUE! | #VALUE!
Tuesday | 3 | 29 | 5 | 2093 | 0 | 0 | 0 | 0 | 0 | 0 | 0 | 0 | 0 | 0 | 0 | 0 | 0 | 0 | 0 | 0 | 0 | 0 | 0 | 0 | 0 | 0 | 0 | 0 | 0 | 0 | 0 | 0 | 0 | 0 | 0 | 0 | 0 | 0 | 0 | 0 | 0 | 0 | 0 | 0 |  | 0 | 0 | 0 |  | #VALUE! | #VALUE! | #VALUE! | #VALUE! |  |  | #VALUE! | #VALUE! | 0 | 0 | 0.20123 | 0.20123 | #VALUE! | #VALUE! | #VALUE! | #VALUE! | 0 | 0 | 0.20123 | 0.20123 | #VALUE! | #VALUE! | #VALUE! | #VALUE! | 0 | 0 | 0.20123 | 0.20123 | #VALUE! | #VALUE! |  |  |  | #VALUE! | #VALUE! | #VALUE! | #VALUE! | #VALUE! | #VALUE! | #VALUE!
Tuesday | 3 | 29 | 6 | 2094 | 0 | 0 | 0 | 0 | 0 | 0 | 0 | 0 | 0 | 0 | 0 | 0 | 0 | 0 | 0 | 0 | 0 | 0 | 0 | 0 | 0 | 0 | 0 | 0 | 0 | 0 | 0 | 0 | 0 | 0 | 0 | 0 | 0 | 0 | 0 | 0 | 0 | 0 | 0 | 0 |  | 0 | 0 | 0 |  | #VALUE! | #VALUE! | #VALUE! | #VALUE! |  |  | #VALUE! | #VALUE! | 0 | 0 | 0.20123 | 0.20123 | #VALUE! | #VALUE! | #VALUE! | #VALUE! | 0 | 0 | 0.20123 | 0.20123 | #VALUE! | #VALUE! | #VALUE! | #VALUE! | 0 | 0 | 0.20123 | 0.20123 | #VALUE! | #VALUE! |  |  |  | #VALUE! | #VALUE! | #VALUE! | #VALUE! | #VALUE! | #VALUE! | #VALUE!
Tuesday | 3 | 29 | 7 | 2095 | 0 | 0 | 0 | 0 | 0 | 0 | 0 | 0 | 0 | 0 | 0 | 0 | 0 | 0 | 0 | 0 | 0 | 0 | 0 | 0 | 0 | 0 | 0 | 0 | 0 | 0 | 0 | 0 | 0 | 0 | 0 | 0 | 0 | 0 | 0 | 0 | 0 | 0 | 0 | 0 |  | 0 | 0 | 0 |  | #VALUE! | #VALUE! | #VALUE! | #VALUE! |  |  | #VALUE! | #VALUE! | 0 | 0 | 0.20123 | 0.20123 | #VALUE! | #VALUE! | #VALUE! | #VALUE! | 0 | 0 | 0.20123 | 0.20123 | #VALUE! | #VALUE! | #VALUE! | #VALUE! | 0 | 0 | 0.20123 | 0.20123 | #VALUE! | #VALUE! |  |  |  | #VALUE! | #VALUE! | #VALUE! | #VALUE! | #VALUE! | #VALUE! | #VALUE!
Tuesday | 3 | 29 | 8 | 2096 | 0 | 0 | 0 | 0 | 0 | 0 | 0 | 0 | 0 | 0 | 0 | 0 | 0 | 0 | 0 | 0 | 0 | 0 | 0 | 0 | 0 | 0 | 0 | 0 | 0 | 0 | 0 | 0 | 0 | 0 | 0 | 0 | 0 | 0 | 0 | 0 | 0 | 0 | 0 | 0 |  | 0 | 0 | 0 |  | #VALUE! | #VALUE! | #VALUE! | #VALUE! |  |  | #VALUE! | #VALUE! | 0 | 0 | 0.20123 | 0.20123 | #VALUE! | #VALUE! | #VALUE! | #VALUE! | 0 | 0 | 0.20123 | 0.20123 | #VALUE! | #VALUE! | #VALUE! | #VALUE! | 0 | 0 | 0.20123 | 0.20123 | #VALUE! | #VALUE! |  |  |  | #VALUE! | #VALUE! | #VALUE! | #VALUE! | #VALUE! | #VALUE! | #VALUE!
Tuesday | 3 | 29 | 9 | 2097 | 0 | 0 | 0 | 0 | 0 | 0 | 0 | 0 | 0 | 0 | 0 | 0 | 0 | 0 | 0 | 0 | 0 | 0 | 0 | 0 | 0 | 0 | 0 | 0 | 0 | 0 | 0 | 0 | 0 | 0 | 0 | 0 | 0 | 0 | 0 | 0 | 0 | 0 | 0 | 0 |  | 0 | 0 | 0 |  | #VALUE! | #VALUE! | #VALUE! | #VALUE! |  |  | #VALUE! | #VALUE! | 0 | 0 | 0.20123 | 0.20123 | #VALUE! | #VALUE! | #VALUE! | #VALUE! | 0 | 0 | 0.20123 | 0.20123 | #VALUE! | #VALUE! | #VALUE! | #VALUE! | 0 | 0 | 0.20123 | 0.20123 | #VALUE! | #VALUE! |  |  |  | #VALUE! | #VALUE! | #VALUE! | #VALUE! | #VALUE! | #VALUE! | #VALUE!
Tuesday | 3 | 29 | 10 | 2098 | 0 | 0 | 0 | 0 | 0 | 0 | 0 | 0 | 0 | 0 | 0 | 0 | 0 | 0 | 0 | 0 | 0 | 0 | 0 | 0 | 0 | 0 | 0 | 0 | 0 | 0 | 0 | 0 | 0 | 0 | 0 | 0 | 0 | 0 | 0 | 0 | 0 | 0 | 0 | 0 |  | 0 | 0 | 0 |  | #VALUE! | #VALUE! | #VALUE! | #VALUE! |  |  | #VALUE! | #VALUE! | 0 | 0 | 0.20123 | 0.20123 | #VALUE! | #VALUE! | #VALUE! | #VALUE! | 0 | 0 | 0.20123 | 0.20123 | #VALUE! | #VALUE! | #VALUE! | #VALUE! | 0 | 0 | 0.20123 | 0.20123 | #VALUE! | #VALUE! |  |  |  | #VALUE! | #VALUE! | #VALUE! | #VALUE! | #VALUE! | #VALUE! | #VALUE!
Tuesday | 3 | 29 | 11 | 2099 | 0 | 0 | 0 | 0 | 0 | 0 | 0 | 0 | 0 | 0 | 0 | 0 | 0 | 0 | 0 | 0 | 0 | 0 | 0 | 0 | 0 | 0 | 0 | 0 | 0 | 0 | 0 | 0 | 0 | 0 | 0 | 0 | 0 | 0 | 0 | 0 | 0 | 0 | 0 | 0 |  | 0 | 0 | 0 |  | #VALUE! | #VALUE! | #VALUE! | #VALUE! |  |  | #VALUE! | #VALUE! | 0 | 0 | 0.20123 | 0.20123 | #VALUE! | #VALUE! | #VALUE! | #VALUE! | 0 | 0 | 0.20123 | 0.20123 | #VALUE! | #VALUE! | #VALUE! | #VALUE! | 0 | 0 | 0.20123 | 0.20123 | #VALUE! | #VALUE! |  |  |  | #VALUE! | #VALUE! | #VALUE! | #VALUE! | #VALUE! | #VALUE! | #VALUE!
Tuesday | 3 | 29 | 12 | 2100 | 0 | 0 | 0 | 0 | 0 | 0 | 0 | 0 | 0 | 0 | 0 | 0 | 0 | 0 | 0 | 0 | 0 | 0 | 0 | 0 | 0 | 0 | 0 | 0 | 0 | 0 | 0 | 0 | 0 | 0 | 0 | 0 | 0 | 0 | 0 | 0 | 0 | 0 | 0 | 0 |  | 0 | 0 | 0 |  | #VALUE! | #VALUE! | #VALUE! | #VALUE! |  |  | #VALUE! | #VALUE! | 0 | 0 | 0.20123 | 0.20123 | #VALUE! | #VALUE! | #VALUE! | #VALUE! | 0 | 0 | 0.20123 | 0.20123 | #VALUE! | #VALUE! | #VALUE! | #VALUE! | 0 | 0 | 0.20123 | 0.20123 | #VALUE! | #VALUE! |  |  |  | #VALUE! | #VALUE! | #VALUE! | #VALUE! | #VALUE! | #VALUE! | #VALUE!
Tuesday | 3 | 29 | 13 | 2101 | 0 | 0 | 0 | 0 | 0 | 0 | 0 | 0 | 0 | 0 | 0 | 0 | 0 | 0 | 0 | 0 | 0 | 0 | 0 | 0 | 0 | 0 | 0 | 0 | 0 | 0 | 0 | 0 | 0 | 0 | 0 | 0 | 0 | 0 | 0 | 0 | 0 | 0 | 0 | 0 |  | 0 | 0 | 0 |  | #VALUE! | #VALUE! | #VALUE! | #VALUE! |  |  | #VALUE! | #VALUE! | 0 | 0 | 0.20123 | 0.20123 | #VALUE! | #VALUE! | #VALUE! | #VALUE! | 0 | 0 | 0.20123 | 0.20123 | #VALUE! | #VALUE! | #VALUE! | #VALUE! | 0 | 0 | 0.20123 | 0.20123 | #VALUE! | #VALUE! |  |  |  | #VALUE! | #VALUE! | #VALUE! | #VALUE! | #VALUE! | #VALUE! | #VALUE!
Tuesday | 3 | 29 | 14 | 2102 | 0 | 0 | 0 | 0 | 0 | 0 | 0 | 0 | 0 | 0 | 0 | 0 | 0 | 0 | 0 | 0 | 0 | 0 | 0 | 0 | 0 | 0 | 0 | 0 | 0 | 0 | 0 | 0 | 0 | 0 | 0 | 0 | 0 | 0 | 0 | 0 | 0 | 0 | 0 | 0 |  | 0 | 0 | 0 |  | #VALUE! | #VALUE! | #VALUE! | #VALUE! |  |  | #VALUE! | #VALUE! | 0 | 0 | 0.20123 | 0.20123 | #VALUE! | #VALUE! | #VALUE! | #VALUE! | 0 | 0 | 0.20123 | 0.20123 | #VALUE! | #VALUE! | #VALUE! | #VALUE! | 0 | 0 | 0.20123 | 0.20123 | #VALUE! | #VALUE! |  |  |  | #VALUE! | #VALUE! | #VALUE! | #VALUE! | #VALUE! | #VALUE! | #VALUE!
Tuesday | 3 | 29 | 15 | 2103 | 0 | 0 | 0 | 0 | 0 | 0 | 0 | 0 | 0 | 0 | 0 | 0 | 0 | 0 | 0 | 0 | 0 | 0 | 0 | 0 | 0 | 0 | 0 | 0 | 0 | 0 | 0 | 0 | 0 | 0 | 0 | 0 | 0 | 0 | 0 | 0 | 0 | 0 | 0 | 0 |  | 0 | 0 | 0 |  | #VALUE! | #VALUE! | #VALUE! | #VALUE! |  |  | #VALUE! | #VALUE! | 0 | 0 | 0.20123 | 0.20123 | #VALUE! | #VALUE! | #VALUE! | #VALUE! | 0 | 0 | 0.20123 | 0.20123 | #VALUE! | #VALUE! | #VALUE! | #VALUE! | 0 | 0 | 0.20123 | 0.20123 | #VALUE! | #VALUE! |  |  |  | #VALUE! | #VALUE! | #VALUE! | #VALUE! | #VALUE! | #VALUE! | #VALUE!
Tuesday | 3 | 29 | 16 | 2104 | 0 | 0 | 0 | 0 | 0 | 0 | 0 | 0 | 0 | 0 | 0 | 0 | 0 | 0 | 0 | 0 | 0 | 0 | 0 | 0 | 0 | 0 | 0 | 0 | 0 | 0 | 0 | 0 | 0 | 0 | 0 | 0 | 0 | 0 | 0 | 0 | 0 | 0 | 0 | 0 |  | 0 | 0 | 0 |  | #VALUE! | #VALUE! | #VALUE! | #VALUE! |  |  | #VALUE! | #VALUE! | 0 | 0 | 0.20123 | 0.20123 | #VALUE! | #VALUE! | #VALUE! | #VALUE! | 0 | 0 | 0.20123 | 0.20123 | #VALUE! | #VALUE! | #VALUE! | #VALUE! | 0 | 0 | 0.20123 | 0.20123 | #VALUE! | #VALUE! |  |  |  | #VALUE! | #VALUE! | #VALUE! | #VALUE! | #VALUE! | #VALUE! | #VALUE!
Tuesday | 3 | 29 | 17 | 2105 | 0 | 0 | 0 | 0 | 0 | 0 | 0 | 0 | 0 | 0 | 0 | 0 | 0 | 0 | 0 | 0 | 0 | 0 | 0 | 0 | 0 | 0 | 0 | 0 | 0 | 0 | 0 | 0 | 0 | 0 | 0 | 0 | 0 | 0 | 0 | 0 | 0 | 0 | 0 | 0 |  | 0 | 0 | 0 |  | #VALUE! | #VALUE! | #VALUE! | #VALUE! |  |  | #VALUE! | #VALUE! | 0 | 0 | 0.20123 | 0.20123 | #VALUE! | #VALUE! | #VALUE! | #VALUE! | 0 | 0 | 0.20123 | 0.20123 | #VALUE! | #VALUE! | #VALUE! | #VALUE! | 0 | 0 | 0.20123 | 0.20123 | #VALUE! | #VALUE! |  |  |  | #VALUE! | #VALUE! | #VALUE! | #VALUE! | #VALUE! | #VALUE! | #VALUE!
Tuesday | 3 | 29 | 18 | 2106 | 0 | 0 | 0 | 0 | 0 | 0 | 0 | 0 | 0 | 0 | 0 | 0 | 0 | 0 | 0 | 0 | 0 | 0 | 0 | 0 | 0 | 0 | 0 | 0 | 0 | 0 | 0 | 0 | 0 | 0 | 0 | 0 | 0 | 0 | 0 | 0 | 0 | 0 | 0 | 0 |  | 0 | 0 | 0 |  | #VALUE! | #VALUE! | #VALUE! | #VALUE! |  |  | #VALUE! | #VALUE! | 0 | 0 | 0.20123 | 0.20123 | #VALUE! | #VALUE! | #VALUE! | #VALUE! | 0 | 0 | 0.20123 | 0.20123 | #VALUE! | #VALUE! | #VALUE! | #VALUE! | 0 | 0 | 0.20123 | 0.20123 | #VALUE! | #VALUE! |  |  |  | #VALUE! | #VALUE! | #VALUE! | #VALUE! | #VALUE! | #VALUE! | #VALUE!
Tuesday | 3 | 29 | 19 | 2107 | 0 | 0 | 0 | 0 | 0 | 0 | 0 | 0 | 0 | 0 | 0 | 0 | 0 | 0 | 0 | 0 | 0 | 0 | 0 | 0 | 0 | 0 | 0 | 0 | 0 | 0 | 0 | 0 | 0 | 0 | 0 | 0 | 0 | 0 | 0 | 0 | 0 | 0 | 0 | 0 |  | 0 | 0 | 0 |  | #VALUE! | #VALUE! | #VALUE! | #VALUE! |  |  | #VALUE! | #VALUE! | 0 | 0 | 0.20123 | 0.20123 | #VALUE! | #VALUE! | #VALUE! | #VALUE! | 0 | 0 | 0.20123 | 0.20123 | #VALUE! | #VALUE! | #VALUE! | #VALUE! | 0 | 0 | 0.20123 | 0.20123 | #VALUE! | #VALUE! |  |  |  | #VALUE! | #VALUE! | #VALUE! | #VALUE! | #VALUE! | #VALUE! | #VALUE!
Tuesday | 3 | 29 | 20 | 2108 | 0 | 0 | 0 | 0 | 0 | 0 | 0 | 0 | 0 | 0 | 0 | 0 | 0 | 0 | 0 | 0 | 0 | 0 | 0 | 0 | 0 | 0 | 0 | 0 | 0 | 0 | 0 | 0 | 0 | 0 | 0 | 0 | 0 | 0 | 0 | 0 | 0 | 0 | 0 | 0 |  | 0 | 0 | 0 |  | #VALUE! | #VALUE! | #VALUE! | #VALUE! |  |  | #VALUE! | #VALUE! | 0 | 0 | 0.20123 | 0.20123 | #VALUE! | #VALUE! | #VALUE! | #VALUE! | 0 | 0 | 0.20123 | 0.20123 | #VALUE! | #VALUE! | #VALUE! | #VALUE! | 0 | 0 | 0.20123 | 0.20123 | #VALUE! | #VALUE! |  |  |  | #VALUE! | #VALUE! | #VALUE! | #VALUE! | #VALUE! | #VALUE! | #VALUE!
Tuesday | 3 | 29 | 21 | 2109 | 0 | 0 | 0 | 0 | 0 | 0 | 0 | 0 | 0 | 0 | 0 | 0 | 0 | 0 | 0 | 0 | 0 | 0 | 0 | 0 | 0 | 0 | 0 | 0 | 0 | 0 | 0 | 0 | 0 | 0 | 0 | 0 | 0 | 0 | 0 | 0 | 0 | 0 | 0 | 0 |  | 0 | 0 | 0 |  | #VALUE! | #VALUE! | #VALUE! | #VALUE! |  |  | #VALUE! | #VALUE! | 0 | 0 | 0.20123 | 0.20123 | #VALUE! | #VALUE! | #VALUE! | #VALUE! | 0 | 0 | 0.20123 | 0.20123 | #VALUE! | #VALUE! | #VALUE! | #VALUE! | 0 | 0 | 0.20123 | 0.20123 | #VALUE! | #VALUE! |  |  |  | #VALUE! | #VALUE! | #VALUE! | #VALUE! | #VALUE! | #VALUE! | #VALUE!
Tuesday | 3 | 29 | 22 | 2110 | 0 | 0 | 0 | 0 | 0 | 0 | 0 | 0 | 0 | 0 | 0 | 0 | 0 | 0 | 0 | 0 | 0 | 0 | 0 | 0 | 0 | 0 | 0 | 0 | 0 | 0 | 0 | 0 | 0 | 0 | 0 | 0 | 0 | 0 | 0 | 0 | 0 | 0 | 0 | 0 |  | 0 | 0 | 0 |  | #VALUE! | #VALUE! | #VALUE! | #VALUE! |  |  | #VALUE! | #VALUE! | 0 | 0 | 0.20123 | 0.20123 | #VALUE! | #VALUE! | #VALUE! | #VALUE! | 0 | 0 | 0.20123 | 0.20123 | #VALUE! | #VALUE! | #VALUE! | #VALUE! | 0 | 0 | 0.20123 | 0.20123 | #VALUE! | #VALUE! |  |  |  | #VALUE! | #VALUE! | #VALUE! | #VALUE! | #VALUE! | #VALUE! | #VALUE!
Tuesday | 3 | 29 | 23 | 2111 | 0 | 0 | 0 | 0 | 0 | 0 | 0 | 0 | 0 | 0 | 0 | 0 | 0 | 0 | 0 | 0 | 0 | 0 | 0 | 0 | 0 | 0 | 0 | 0 | 0 | 0 | 0 | 0 | 0 | 0 | 0 | 0 | 0 | 0 | 0 | 0 | 0 | 0 | 0 | 0 |  | 0 | 0 | 0 |  | #VALUE! | #VALUE! | #VALUE! | #VALUE! |  |  | #VALUE! | #VALUE! | 0 | 0 | 0.20123 | 0.20123 | #VALUE! | #VALUE! | #VALUE! | #VALUE! | 0 | 0 | 0.20123 | 0.20123 | #VALUE! | #VALUE! | #VALUE! | #VALUE! | 0 | 0 | 0.20123 | 0.20123 | #VALUE! | #VALUE! |  |  |  | #VALUE! | #VALUE! | #VALUE! | #VALUE! | #VALUE! | #VALUE! | #VALUE!
Tuesday | 3 | 29 | 24 | 2112 | 0 | 0 | 0 | 0 | 0 | 0 | 0 | 0 | 0 | 0 | 0 | 0 | 0 | 0 | 0 | 0 | 0 | 0 | 0 | 0 | 0 | 0 | 0 | 0 | 0 | 0 | 0 | 0 | 0 | 0 | 0 | 0 | 0 | 0 | 0 | 0 | 0 | 0 | 0 | 0 |  | 0 | 0 | 0 |  | #VALUE! | #VALUE! | #VALUE! | #VALUE! |  |  | #VALUE! | #VALUE! | 0 | 0 | 0.20123 | 0.20123 | #VALUE! | #VALUE! | #VALUE! | #VALUE! | 0 | 0 | 0.20123 | 0.20123 | #VALUE! | #VALUE! | #VALUE! | #VALUE! | 0 | 0 | 0.20123 | 0.20123 | #VALUE! | #VALUE! |  |  |  | #VALUE! | #VALUE! | #VALUE! | #VALUE! | #VALUE! | #VALUE! | #VALUE!
Wednesday | 3 | 30 | 1 | 2113 | 0 | 0 | 0 | 0 | 0 | 0 | 0 | 0 | 0 | 0 | 0 | 0 | 0 | 0 | 0 | 0 | 0 | 0 | 0 | 0 | 0 | 0 | 0 | 0 | 0 | 0 | 0 | 0 | 0 | 0 | 0 | 0 | 0 | 0 | 0 | 0 | 0 | 0 | 0 | 0 |  | 0 | 0 | 0 |  | #VALUE! | #VALUE! | #VALUE! | #VALUE! |  |  | #VALUE! | #VALUE! | 0 | 0 | 0.20123 | 0.20123 | #VALUE! | #VALUE! | #VALUE! | #VALUE! | 0 | 0 | 0.20123 | 0.20123 | #VALUE! | #VALUE! | #VALUE! | #VALUE! | 0 | 0 | 0.20123 | 0.20123 | #VALUE! | #VALUE! |  |  |  | #VALUE! | #VALUE! | #VALUE! | #VALUE! | #VALUE! | #VALUE! | #VALUE!
Wednesday | 3 | 30 | 2 | 2114 | 0 | 0 | 0 | 0 | 0 | 0 | 0 | 0 | 0 | 0 | 0 | 0 | 0 | 0 | 0 | 0 | 0 | 0 | 0 | 0 | 0 | 0 | 0 | 0 | 0.0018167 | 0 | 0 | 0 | 0 | 0 | 0 | 0 | 0 | 0 | 0 | 0 | 0 | 0 | 0 | 0 |  | 0 | 0 | 0 |  | #VALUE! | #VALUE! | #VALUE! | #VALUE! |  |  | #VALUE! | #VALUE! | 0 | 0 | 0.20123 | 0.20123 | #VALUE! | #VALUE! | #VALUE! | #VALUE! | 0 | 0 | 0.20123 | 0.20123 | #VALUE! | #VALUE! | #VALUE! | #VALUE! | 0 | 0 | 0.20123 | 0.20123 | #VALUE! | #VALUE! |  |  |  | #VALUE! | #VALUE! | #VALUE! | #VALUE! | #VALUE! | #VALUE! | #VALUE!
Wednesday | 3 | 30 | 3 | 2115 | 0 | 0 | 0 | 0 | 0 | 0 | 0 | 0 | 0 | 0 | 0 | 0 | 0 | 0 | 0 | 0 | 0 | 0 | 0 | 0 | 0 | 0 | 0 | 0 | 0.011304 | 0 | 0 | 0 | 0 | 0 | 0 | 0 | 0 | 0 | 0 | 0 | 0 | 0 | 0 | 0 |  | 0 | 0 | 0 |  | #VALUE! | #VALUE! | #VALUE! | #VALUE! |  |  | #VALUE! | #VALUE! | 0 | 0 | 0.20123 | 0.20123 | #VALUE! | #VALUE! | #VALUE! | #VALUE! | 0 | 0 | 0.20123 | 0.20123 | #VALUE! | #VALUE! | #VALUE! | #VALUE! | 0 | 0 | 0.20123 | 0.20123 | #VALUE! | #VALUE! |  |  |  | #VALUE! | #VALUE! | #VALUE! | #VALUE! | #VALUE! | #VALUE! | #VALUE!
Wednesday | 3 | 30 | 4 | 2116 | 0 | 0 | 0 | 0 | 0 | 0 | 0 | 0 | 0 | 0 | 0 | 0 | 0 | 0 | 0 | 0 | 0 | 0 | 0 | 0 | 0 | 0 | 0 | 0 | 0 | 0 | 0 | 0 | 0 | 0 | 0 | 0 | 0 | 0 | 0 | 0 | 0 | 0 | 0 | 0 |  | 0 | 0 | 0 |  | #VALUE! | #VALUE! | #VALUE! | #VALUE! |  |  | #VALUE! | #VALUE! | 0 | 0 | 0.20123 | 0.20123 | #VALUE! | #VALUE! | #VALUE! | #VALUE! | 0 | 0 | 0.20123 | 0.20123 | #VALUE! | #VALUE! | #VALUE! | #VALUE! | 0 | 0 | 0.20123 | 0.20123 | #VALUE! | #VALUE! |  |  |  | #VALUE! | #VALUE! | #VALUE! | #VALUE! | #VALUE! | #VALUE! | #VALUE!
Wednesday | 3 | 30 | 5 | 2117 | 0 | 0 | 0 | 0 | 0 | 0 | 0 | 0 | 0 | 0 | 0 | 0 | 0 | 0 | 0 | 0 | 0 | 0 | 0 | 0 | 0 | 0 | 0 | 0 | 0 | 0 | 0 | 0 | 0 | 0 | 0 | 0 | 0 | 0 | 0 | 0 | 0 | 0 | 0 | 0 |  | 0 | 0 | 0 |  | #VALUE! | #VALUE! | #VALUE! | #VALUE! |  |  | #VALUE! | #VALUE! | 0 | 0 | 0.20123 | 0.20123 | #VALUE! | #VALUE! | #VALUE! | #VALUE! | 0 | 0 | 0.20123 | 0.20123 | #VALUE! | #VALUE! | #VALUE! | #VALUE! | 0 | 0 | 0.20123 | 0.20123 | #VALUE! | #VALUE! |  |  |  | #VALUE! | #VALUE! | #VALUE! | #VALUE! | #VALUE! | #VALUE! | #VALUE!
Wednesday | 3 | 30 | 6 | 2118 | 0 | 0 | 0 | 0 | 0 | 0 | 0 | 0 | 0 | 0 | 0 | 0 | 0 | 0 | 0 | 0 | 0 | 0 | 0 | 0 | 0 | 0 | 0 | 0 | 0 | 0 | 0 | 0 | 0 | 0 | 0 | 0 | 0 | 0 | 0 | 0 | 0 | 0 | 0 | 0 |  | 0 | 0 | 0 |  | #VALUE! | #VALUE! | #VALUE! | #VALUE! |  |  | #VALUE! | #VALUE! | 0 | 0 | 0.20123 | 0.20123 | #VALUE! | #VALUE! | #VALUE! | #VALUE! | 0 | 0 | 0.20123 | 0.20123 | #VALUE! | #VALUE! | #VALUE! | #VALUE! | 0 | 0 | 0.20123 | 0.20123 | #VALUE! | #VALUE! |  |  |  | #VALUE! | #VALUE! | #VALUE! | #VALUE! | #VALUE! | #VALUE! | #VALUE!
Wednesday | 3 | 30 | 7 | 2119 | 0 | 0 | 0 | 0 | 0 | 0 | 0 | 0 | 0 | 0 | 0 | 0 | 0 | 0 | 0 | 0 | 0 | 0 | 0 | 0 | 0 | 0 | 0 | 0 | 0 | 0 | 0 | 0 | 0 | 0 | 0 | 0 | 0 | 0 | 0 | 0 | 0 | 0 | 0 | 0 |  | 0 | 0 | 0 |  | #VALUE! | #VALUE! | #VALUE! | #VALUE! |  |  | #VALUE! | #VALUE! | 0 | 0 | 0.20123 | 0.20123 | #VALUE! | #VALUE! | #VALUE! | #VALUE! | 0 | 0 | 0.20123 | 0.20123 | #VALUE! | #VALUE! | #VALUE! | #VALUE! | 0 | 0 | 0.20123 | 0.20123 | #VALUE! | #VALUE! |  |  |  | #VALUE! | #VALUE! | #VALUE! | #VALUE! | #VALUE! | #VALUE! | #VALUE!
Wednesday | 3 | 30 | 8 | 2120 | 0 | 0 | 0 | 0 | 0 | 0 | 0 | 0 | 0 | 0 | 0 | 0 | 0 | 0 | 0 | 0 | 0 | 0 | 0 | 0 | 0 | 0 | 0 | 0 | 0 | 0 | 0 | 0 | 0 | 0 | 0 | 0 | 0 | 0 | 0 | 0 | 0 | 0 | 0 | 0 |  | 0 | 0 | 0 |  | #VALUE! | #VALUE! | #VALUE! | #VALUE! |  |  | #VALUE! | #VALUE! | 0 | 0 | 0.20123 | 0.20123 | #VALUE! | #VALUE! | #VALUE! | #VALUE! | 0 | 0 | 0.20123 | 0.20123 | #VALUE! | #VALUE! | #VALUE! | #VALUE! | 0 | 0 | 0.20123 | 0.20123 | #VALUE! | #VALUE! |  |  |  | #VALUE! | #VALUE! | #VALUE! | #VALUE! | #VALUE! | #VALUE! | #VALUE!
Wednesday | 3 | 30 | 9 | 2121 | 0 | 0 | 0 | 0 | 0 | 0 | 0 | 0 | 0 | 0 | 0 | 0 | 0 | 0 | 0 | 0 | 0 | 0 | 0 | 0 | 0 | 0 | 0 | 0 | 0 | 0 | 0 | 0 | 0 | 0 | 0 | 0 | 0 | 0 | 0 | 0 | 0 | 0 | 0 | 0 |  | 0 | 0 | 0 |  | #VALUE! | #VALUE! | #VALUE! | #VALUE! |  |  | #VALUE! | #VALUE! | 0 | 0 | 0.20123 | 0.20123 | #VALUE! | #VALUE! | #VALUE! | #VALUE! | 0 | 0 | 0.20123 | 0.20123 | #VALUE! | #VALUE! | #VALUE! | #VALUE! | 0 | 0 | 0.20123 | 0.20123 | #VALUE! | #VALUE! |  |  |  | #VALUE! | #VALUE! | #VALUE! | #VALUE! | #VALUE! | #VALUE! | #VALUE!
Wednesday | 3 | 30 | 10 | 2122 | 0 | 0 | 0 | 0 | 0 | 0 | 0 | 0 | 0 | 0 | 0 | 0 | 0 | 0 | 0 | 0 | 0 | 0 | 0 | 0 | 0 | 0 | 0 | 0 | 0 | 0 | 0 | 0 | 0 | 0 | 0 | 0 | 0 | 0 | 0 | 0 | 0 | 0 | 0 | 0 |  | 0 | 0 | 0 |  | #VALUE! | #VALUE! | #VALUE! | #VALUE! |  |  | #VALUE! | #VALUE! | 0 | 0 | 0.20123 | 0.20123 | #VALUE! | #VALUE! | #VALUE! | #VALUE! | 0 | 0 | 0.20123 | 0.20123 | #VALUE! | #VALUE! | #VALUE! | #VALUE! | 0 | 0 | 0.20123 | 0.20123 | #VALUE! | #VALUE! |  |  |  | #VALUE! | #VALUE! | #VALUE! | #VALUE! | #VALUE! | #VALUE! | #VALUE!
Wednesday | 3 | 30 | 11 | 2123 | 0 | 0 | 0 | 0 | 0 | 0 | 0 | 0 | 0 | 0 | 0 | 0 | 0 | 0 | 0 | 0 | 0 | 0 | 0 | 0 | 0 | 0 | 0 | 0 | 0 | 0 | 0 | 0 | 0 | 0 | 0 | 0 | 0 | 0 | 0 | 0 | 0 | 0 | 0 | 0 |  | 0 | 0 | 0 |  | #VALUE! | #VALUE! | #VALUE! | #VALUE! |  |  | #VALUE! | #VALUE! | 0 | 0 | 0.20123 | 0.20123 | #VALUE! | #VALUE! | #VALUE! | #VALUE! | 0 | 0 | 0.20123 | 0.20123 | #VALUE! | #VALUE! | #VALUE! | #VALUE! | 0 | 0 | 0.20123 | 0.20123 | #VALUE! | #VALUE! |  |  |  | #VALUE! | #VALUE! | #VALUE! | #VALUE! | #VALUE! | #VALUE! | #VALUE!
Wednesday | 3 | 30 | 12 | 2124 | 0 | 0 | 0 | 0 | 0 | 0 | 0 | 0 | 0 | 0 | 0 | 0 | 0 | 0 | 0 | 0 | 0 | 0 | 0 | 0 | 0 | 0 | 0 | 0 | 0 | 0 | 0 | 0 | 0 | 0 | 0 | 0 | 0 | 0 | 0 | 0 | 0 | 0 | 0 | 0 |  | 0 | 0 | 0 |  | #VALUE! | #VALUE! | #VALUE! | #VALUE! |  |  | #VALUE! | #VALUE! | 0 | 0 | 0.20123 | 0.20123 | #VALUE! | #VALUE! | #VALUE! | #VALUE! | 0 | 0 | 0.20123 | 0.20123 | #VALUE! | #VALUE! | #VALUE! | #VALUE! | 0 | 0 | 0.20123 | 0.20123 | #VALUE! | #VALUE! |  |  |  | #VALUE! | #VALUE! | #VALUE! | #VALUE! | #VALUE! | #VALUE! | #VALUE!
Wednesday | 3 | 30 | 13 | 2125 | 0 | 0 | 0 | 0 | 0 | 0 | 0 | 0 | 0 | 0 | 0 | 0 | 0 | 0 | 0 | 0 | 0 | 0 | 0 | 0 | 0 | 0 | 0 | 0 | 0 | 0 | 0 | 0 | 0 | 0 | 0 | 0 | 0 | 0 | 0 | 0 | 0 | 0 | 0 | 0 |  | 0 | 0 | 0 |  | #VALUE! | #VALUE! | #VALUE! | #VALUE! |  |  | #VALUE! | #VALUE! | 0 | 0 | 0.20123 | 0.20123 | #VALUE! | #VALUE! | #VALUE! | #VALUE! | 0 | 0 | 0.20123 | 0.20123 | #VALUE! | #VALUE! | #VALUE! | #VALUE! | 0 | 0 | 0.20123 | 0.20123 | #VALUE! | #VALUE! |  |  |  | #VALUE! | #VALUE! | #VALUE! | #VALUE! | #VALUE! | #VALUE! | #VALUE!
Wednesday | 3 | 30 | 14 | 2126 | 0 | 0 | 0 | 0 | 0 | 0 | 0 | 0 | 0 | 0 | 0 | 0 | 0 | 0 | 0 | 0 | 0 | 0 | 0 | 0 | 0 | 0 | 0 | 0 | 0 | 0 | 0 | 0 | 0 | 0 | 0 | 0 | 0 | 0 | 0 | 0 | 0 | 0 | 0 | 0 |  | 0 | 0 | 0 |  | #VALUE! | #VALUE! | #VALUE! | #VALUE! |  |  | #VALUE! | #VALUE! | 0 | 0 | 0.20123 | 0.20123 | #VALUE! | #VALUE! | #VALUE! | #VALUE! | 0 | 0 | 0.20123 | 0.20123 | #VALUE! | #VALUE! | #VALUE! | #VALUE! | 0 | 0 | 0.20123 | 0.20123 | #VALUE! | #VALUE! |  |  |  | #VALUE! | #VALUE! | #VALUE! | #VALUE! | #VALUE! | #VALUE! | #VALUE!
Wednesday | 3 | 30 | 15 | 2127 | 0 | 0 | 0 | 0 | 0 | 0 | 0 | 0 | 0 | 0 | 0 | 0 | 0 | 0 | 0 | 0 | 0 | 0 | 0 | 0 | 0 | 0 | 0 | 0 | 0 | 0 | 0 | 0 | 0 | 0 | 0 | 0 | 0 | 0 | 0 | 0 | 0 | 0 | 0 | 0 |  | 0 | 0 | 0 |  | #VALUE! | #VALUE! | #VALUE! | #VALUE! |  |  | #VALUE! | #VALUE! | 0 | 0 | 0.20123 | 0.20123 | #VALUE! | #VALUE! | #VALUE! | #VALUE! | 0 | 0 | 0.20123 | 0.20123 | #VALUE! | #VALUE! | #VALUE! | #VALUE! | 0 | 0 | 0.20123 | 0.20123 | #VALUE! | #VALUE! |  |  |  | #VALUE! | #VALUE! | #VALUE! | #VALUE! | #VALUE! | #VALUE! | #VALUE!
Wednesday | 3 | 30 | 16 | 2128 | 0 | 0 | 0 | 0 | 0 | 0 | 0 | 0 | 0 | 0 | 0 | 0 | 0 | 0 | 0 | 0 | 0 | 0 | 0 | 0 | 0 | 0 | 0 | 0 | 0 | 0 | 0 | 0 | 0 | 0 | 0 | 0 | 0 | 0 | 0 | 0 | 0 | 0 | 0 | 0 |  | 0 | 0 | 0 |  | #VALUE! | #VALUE! | #VALUE! | #VALUE! |  |  | #VALUE! | #VALUE! | 0 | 0 | 0.20123 | 0.20123 | #VALUE! | #VALUE! | #VALUE! | #VALUE! | 0 | 0 | 0.20123 | 0.20123 | #VALUE! | #VALUE! | #VALUE! | #VALUE! | 0 | 0 | 0.20123 | 0.20123 | #VALUE! | #VALUE! |  |  |  | #VALUE! | #VALUE! | #VALUE! | #VALUE! | #VALUE! | #VALUE! | #VALUE!
Wednesday | 3 | 30 | 17 | 2129 | 0 | 0 | 0 | 0 | 0 | 0 | 0 | 0 | 0 | 0 | 0 | 0 | 0 | 0 | 0 | 0 | 0 | 0 | 0 | 0 | 0 | 0 | 0 | 0 | 0 | 0 | 0 | 0 | 0 | 0 | 0 | 0 | 0 | 0 | 0 | 0 | 0 | 0 | 0 | 0 |  | 0 | 0 | 0 |  | #VALUE! | #VALUE! | #VALUE! | #VALUE! |  |  | #VALUE! | #VALUE! | 0 | 0 | 0.20123 | 0.20123 | #VALUE! | #VALUE! | #VALUE! | #VALUE! | 0 | 0 | 0.20123 | 0.20123 | #VALUE! | #VALUE! | #VALUE! | #VALUE! | 0 | 0 | 0.20123 | 0.20123 | #VALUE! | #VALUE! |  |  |  | #VALUE! | #VALUE! | #VALUE! | #VALUE! | #VALUE! | #VALUE! | #VALUE!
Wednesday | 3 | 30 | 18 | 2130 | 0 | 0 | 0 | 0 | 0 | 0 | 0 | 0 | 0 | 0 | 0 | 0 | 0 | 0 | 0 | 0 | 0 | 0 | 0 | 0 | 0 | 0 | 0 | 0 | 0 | 0 | 0 | 0 | 0 | 0 | 0 | 0 | 0 | 0 | 0 | 0 | 0 | 0 | 0 | 0 |  | 0 | 0 | 0 |  | #VALUE! | #VALUE! | #VALUE! | #VALUE! |  |  | #VALUE! | #VALUE! | 0 | 0 | 0.20123 | 0.20123 | #VALUE! | #VALUE! | #VALUE! | #VALUE! | 0 | 0 | 0.20123 | 0.20123 | #VALUE! | #VALUE! | #VALUE! | #VALUE! | 0 | 0 | 0.20123 | 0.20123 | #VALUE! | #VALUE! |  |  |  | #VALUE! | #VALUE! | #VALUE! | #VALUE! | #VALUE! | #VALUE! | #VALUE!
Wednesday | 3 | 30 | 19 | 2131 | 0 | 0 | 0 | 0 | 0 | 0 | 0 | 0 | 0 | 0 | 0 | 0 | 0 | 0 | 0 | 0 | 0 | 0 | 0 | 0 | 0 | 0 | 0 | 0 | 0 | 0 | 0 | 0 | 0 | 0 | 0 | 0 | 0 | 0 | 0 | 0 | 0 | 0 | 0 | 0 |  | 0 | 0 | 0 |  | #VALUE! | #VALUE! | #VALUE! | #VALUE! |  |  | #VALUE! | #VALUE! | 0 | 0 | 0.20123 | 0.20123 | #VALUE! | #VALUE! | #VALUE! | #VALUE! | 0 | 0 | 0.20123 | 0.20123 | #VALUE! | #VALUE! | #VALUE! | #VALUE! | 0 | 0 | 0.20123 | 0.20123 | #VALUE! | #VALUE! |  |  |  | #VALUE! | #VALUE! | #VALUE! | #VALUE! | #VALUE! | #VALUE! | #VALUE!
Wednesday | 3 | 30 | 20 | 2132 | 0 | 0 | 0 | 0 | 0 | 0 | 0 | 0 | 0 | 0 | 0 | 0 | 0 | 0 | 0 | 0 | 0 | 0 | 0 | 0 | 0 | 0 | 0 | 0 | 0 | 0 | 0 | 0 | 0 | 0 | 0 | 0 | 0 | 0 | 0 | 0 | 0 | 0 | 0 | 0 |  | 0 | 0 | 0 |  | #VALUE! | #VALUE! | #VALUE! | #VALUE! |  |  | #VALUE! | #VALUE! | 0 | 0 | 0.20123 | 0.20123 | #VALUE! | #VALUE! | #VALUE! | #VALUE! | 0 | 0 | 0.20123 | 0.20123 | #VALUE! | #VALUE! | #VALUE! | #VALUE! | 0 | 0 | 0.20123 | 0.20123 | #VALUE! | #VALUE! |  |  |  | #VALUE! | #VALUE! | #VALUE! | #VALUE! | #VALUE! | #VALUE! | #VALUE!
Wednesday | 3 | 30 | 21 | 2133 | 0 | 0 | 0 | 0 | 0 | 0 | 0 | 0 | 0 | 0 | 0 | 0 | 0 | 0 | 0 | 0 | 0 | 0 | 0 | 0 | 0 | 0 | 0 | 0 | 0 | 0 | 0 | 0 | 0 | 0 | 0 | 0 | 0 | 0 | 0 | 0 | 0 | 0 | 0 | 0 |  | 0 | 0 | 0 |  | #VALUE! | #VALUE! | #VALUE! | #VALUE! |  |  | #VALUE! | #VALUE! | 0 | 0 | 0.20123 | 0.20123 | #VALUE! | #VALUE! | #VALUE! | #VALUE! | 0 | 0 | 0.20123 | 0.20123 | #VALUE! | #VALUE! | #VALUE! | #VALUE! | 0 | 0 | 0.20123 | 0.20123 | #VALUE! | #VALUE! |  |  |  | #VALUE! | #VALUE! | #VALUE! | #VALUE! | #VALUE! | #VALUE! | #VALUE!
Wednesday | 3 | 30 | 22 | 2134 | 0 | 0 | 0 | 0 | 0 | 0 | 0 | 0 | 0 | 0 | 0 | 0 | 0 | 0 | 0 | 0 | 0 | 0 | 0 | 0 | 0 | 0 | 0 | 0 | 0 | 0 | 0 | 0 | 0 | 0 | 0 | 0 | 0 | 0 | 0 | 0 | 0 | 0 | 0 | 0 |  | 0 | 0 | 0 |  | #VALUE! | #VALUE! | #VALUE! | #VALUE! |  |  | #VALUE! | #VALUE! | 0 | 0 | 0.20123 | 0.20123 | #VALUE! | #VALUE! | #VALUE! | #VALUE! | 0 | 0 | 0.20123 | 0.20123 | #VALUE! | #VALUE! | #VALUE! | #VALUE! | 0 | 0 | 0.20123 | 0.20123 | #VALUE! | #VALUE! |  |  |  | #VALUE! | #VALUE! | #VALUE! | #VALUE! | #VALUE! | #VALUE! | #VALUE!
Wednesday | 3 | 30 | 23 | 2135 | 0 | 0 | 0 | 0 | 0 | 0 | 0 | 0 | 0 | 0 | 0 | 0 | 0 | 0 | 0 | 0 | 0 | 0 | 0 | 0 | 0 | 0 | 0 | 0 | 0 | 0 | 0 | 0 | 0 | 0 | 0 | 0 | 0 | 0 | 0 | 0 | 0 | 0 | 0 | 0 |  | 0 | 0 | 0 |  | #VALUE! | #VALUE! | #VALUE! | #VALUE! |  |  | #VALUE! | #VALUE! | 0 | 0 | 0.20123 | 0.20123 | #VALUE! | #VALUE! | #VALUE! | #VALUE! | 0 | 0 | 0.20123 | 0.20123 | #VALUE! | #VALUE! | #VALUE! | #VALUE! | 0 | 0 | 0.20123 | 0.20123 | #VALUE! | #VALUE! |  |  |  | #VALUE! | #VALUE! | #VALUE! | #VALUE! | #VALUE! | #VALUE! | #VALUE!
Wednesday | 3 | 30 | 24 | 2136 | 0 | 0 | 0 | 0 | 0 | 0 | 0 | 0 | 0 | 0 | 0 | 0 | 0 | 0 | 0 | 0 | 0 | 0 | 0 | 0 | 0 | 0 | 0 | 0 | 0 | 0 | 0 | 0 | 0 | 0 | 0 | 0 | 0 | 0 | 0 | 0 | 0 | 0 | 0 | 0 |  | 0 | 0 | 0 |  | #VALUE! | #VALUE! | #VALUE! | #VALUE! |  |  | #VALUE! | #VALUE! | 0 | 0 | 0.20123 | 0.20123 | #VALUE! | #VALUE! | #VALUE! | #VALUE! | 0 | 0 | 0.20123 | 0.20123 | #VALUE! | #VALUE! | #VALUE! | #VALUE! | 0 | 0 | 0.20123 | 0.20123 | #VALUE! | #VALUE! |  |  |  | #VALUE! | #VALUE! | #VALUE! | #VALUE! | #VALUE! | #VALUE! | #VALUE!
Thursday | 3 | 31 | 1 | 2137 | 0 | 0 | 0 | 0 | 0 | 0 | 0 | 0 | 0 | 0 | 0 | 0 | 0 | 0 | 0 | 0 | 0 | 0 | 0 | 0 | 0 | 0 | 0 | 0 | 0 | 0 | 0 | 0 | 0 | 0 | 0 | 0 | 0 | 0 | 0 | 0 | 0 | 0 | 0 | 0 |  | 0 | 0 | 0 |  | #VALUE! | #VALUE! | #VALUE! | #VALUE! |  |  | #VALUE! | #VALUE! | 0 | 0 | 0.20123 | 0.20123 | #VALUE! | #VALUE! | #VALUE! | #VALUE! | 0 | 0 | 0.20123 | 0.20123 | #VALUE! | #VALUE! | #VALUE! | #VALUE! | 0 | 0 | 0.20123 | 0.20123 | #VALUE! | #VALUE! |  |  |  | #VALUE! | #VALUE! | #VALUE! | #VALUE! | #VALUE! | #VALUE! | #VALUE!
Thursday | 3 | 31 | 2 | 2138 | 0 | 0 | 0 | 0 | 0 | 0 | 0 | 0 | 0 | 0 | 0 | 0 | 0 | 0 | 0 | 0 | 0 | 0 | 0 | 0 | 0 | 0 | 0 | 0 | 0 | 0 | 0 | 0 | 0 | 0 | 0 | 0 | 0 | 0 | 0 | 0 | 0 | 0 | 0 | 0 |  | 0 | 0 | 0 |  | #VALUE! | #VALUE! | #VALUE! | #VALUE! |  |  | #VALUE! | #VALUE! | 0 | 0 | 0.20123 | 0.20123 | #VALUE! | #VALUE! | #VALUE! | #VALUE! | 0 | 0 | 0.20123 | 0.20123 | #VALUE! | #VALUE! | #VALUE! | #VALUE! | 0 | 0 | 0.20123 | 0.20123 | #VALUE! | #VALUE! |  |  |  | #VALUE! | #VALUE! | #VALUE! | #VALUE! | #VALUE! | #VALUE! | #VALUE!
Thursday | 3 | 31 | 3 | 2139 | 0 | 0 | 0 | 0 | 0 | 0 | 0 | 0 | 0 | 0 | 0 | 0 | 0 | 0 | 0 | 0 | 0 | 0 | 0 | 0 | 0 | 0 | 0 | 0 | 0 | 0 | 0 | 0 | 0 | 0 | 0 | 0 | 0 | 0 | 0 | 0 | 0 | 0 | 0 | 0 |  | 0 | 0 | 0 |  | #VALUE! | #VALUE! | #VALUE! | #VALUE! |  |  | #VALUE! | #VALUE! | 0 | 0 | 0.20123 | 0.20123 | #VALUE! | #VALUE! | #VALUE! | #VALUE! | 0 | 0 | 0.20123 | 0.20123 | #VALUE! | #VALUE! | #VALUE! | #VALUE! | 0 | 0 | 0.20123 | 0.20123 | #VALUE! | #VALUE! |  |  |  | #VALUE! | #VALUE! | #VALUE! | #VALUE! | #VALUE! | #VALUE! | #VALUE!
Thursday | 3 | 31 | 4 | 2140 | 0 | 0 | 0 | 0 | 0 | 0 | 0 | 0 | 0 | 0 | 0 | 0 | 0 | 0 | 0 | 0 | 0 | 0 | 0 | 0 | 0 | 0 | 0 | 0 | 0 | 0 | 0 | 0 | 0 | 0 | 0 | 0 | 0 | 0 | 0 | 0 | 0 | 0 | 0 | 0 |  | 0 | 0 | 0 |  | #VALUE! | #VALUE! | #VALUE! | #VALUE! |  |  | #VALUE! | #VALUE! | 0 | 0 | 0.20123 | 0.20123 | #VALUE! | #VALUE! | #VALUE! | #VALUE! | 0 | 0 | 0.20123 | 0.20123 | #VALUE! | #VALUE! | #VALUE! | #VALUE! | 0 | 0 | 0.20123 | 0.20123 | #VALUE! | #VALUE! |  |  |  | #VALUE! | #VALUE! | #VALUE! | #VALUE! | #VALUE! | #VALUE! | #VALUE!
Thursday | 3 | 31 | 5 | 2141 | 0 | 0 | 0 | 0 | 0 | 0 | 0 | 0 | 0 | 0 | 0 | 0 | 0 | 0 | 0 | 0 | 0 | 0 | 0 | 0 | 0 | 0 | 0 | 0 | 0 | 0 | 0 | 0 | 0 | 0 | 0 | 0 | 0 | 0 | 0 | 0 | 0 | 0 | 0 | 0 |  | 0 | 0 | 0 |  | #VALUE! | #VALUE! | #VALUE! | #VALUE! |  |  | #VALUE! | #VALUE! | 0 | 0 | 0.20123 | 0.20123 | #VALUE! | #VALUE! | #VALUE! | #VALUE! | 0 | 0 | 0.20123 | 0.20123 | #VALUE! | #VALUE! | #VALUE! | #VALUE! | 0 | 0 | 0.20123 | 0.20123 | #VALUE! | #VALUE! |  |  |  | #VALUE! | #VALUE! | #VALUE! | #VALUE! | #VALUE! | #VALUE! | #VALUE!
Thursday | 3 | 31 | 6 | 2142 | 0 | 0 | 0 | 0 | 0 | 0 | 0 | 0 | 0 | 0 | 0 | 0 | 0 | 0 | 0 | 0 | 0 | 0 | 0 | 0 | 0 | 0 | 0 | 0 | 0 | 0 | 0 | 0 | 0 | 0 | 0 | 0 | 0 | 0 | 0 | 0 | 0 | 0 | 0 | 0 |  | 0 | 0 | 0 |  | #VALUE! | #VALUE! | #VALUE! | #VALUE! |  |  | #VALUE! | #VALUE! | 0 | 0 | 0.20123 | 0.20123 | #VALUE! | #VALUE! | #VALUE! | #VALUE! | 0 | 0 | 0.20123 | 0.20123 | #VALUE! | #VALUE! | #VALUE! | #VALUE! | 0 | 0 | 0.20123 | 0.20123 | #VALUE! | #VALUE! |  |  |  | #VALUE! | #VALUE! | #VALUE! | #VALUE! | #VALUE! | #VALUE! | #VALUE!
Thursday | 3 | 31 | 7 | 2143 | 0 | 0 | 0 | 0 | 0 | 0 | 0 | 0 | 0 | 0 | 0 | 0 | 0 | 0 | 0 | 0 | 0 | 0 | 0 | 0 | 0 | 0 | 0 | 0 | 0 | 0 | 0 | 0 | 0 | 0 | 0 | 0 | 0 | 0 | 0 | 0 | 0 | 0 | 0 | 0 |  | 0 | 0 | 0 |  | #VALUE! | #VALUE! | #VALUE! | #VALUE! |  |  | #VALUE! | #VALUE! | 0 | 0 | 0.20123 | 0.20123 | #VALUE! | #VALUE! | #VALUE! | #VALUE! | 0 | 0 | 0.20123 | 0.20123 | #VALUE! | #VALUE! | #VALUE! | #VALUE! | 0 | 0 | 0.20123 | 0.20123 | #VALUE! | #VALUE! |  |  |  | #VALUE! | #VALUE! | #VALUE! | #VALUE! | #VALUE! | #VALUE! | #VALUE!
Thursday | 3 | 31 | 8 | 2144 | 0 | 0 | 0 | 0 | 0 | 0 | 0 | 0 | 0 | 0 | 0 | 0 | 0 | 0 | 0 | 0 | 0 | 0 | 0 | 0 | 0 | 0 | 0 | 0 | 0 | 0 | 0 | 0 | 0 | 0 | 0 | 0 | 0 | 0 | 0 | 0 | 0 | 0 | 0 | 0 |  | 0 | 0 | 0 |  | #VALUE! | #VALUE! | #VALUE! | #VALUE! |  |  | #VALUE! | #VALUE! | 0 | 0 | 0.20123 | 0.20123 | #VALUE! | #VALUE! | #VALUE! | #VALUE! | 0 | 0 | 0.20123 | 0.20123 | #VALUE! | #VALUE! | #VALUE! | #VALUE! | 0 | 0 | 0.20123 | 0.20123 | #VALUE! | #VALUE! |  |  |  | #VALUE! | #VALUE! | #VALUE! | #VALUE! | #VALUE! | #VALUE! | #VALUE!
Thursday | 3 | 31 | 9 | 2145 | 0 | 0 | 0 | 0 | 0 | 0 | 0 | 0 | 0 | 0 | 0 | 0 | 0 | 0 | 0 | 0 | 0 | 0 | 0 | 0 | 0 | 0 | 0 | 0 | 0 | 0 | 0 | 0 | 0 | 0 | 0 | 0 | 0 | 0 | 0 | 0 | 0 | 0 | 0 | 0 |  | 0 | 0 | 0 |  | #VALUE! | #VALUE! | #VALUE! | #VALUE! |  |  | #VALUE! | #VALUE! | 0 | 0 | 0.20123 | 0.20123 | #VALUE! | #VALUE! | #VALUE! | #VALUE! | 0 | 0 | 0.20123 | 0.20123 | #VALUE! | #VALUE! | #VALUE! | #VALUE! | 0 | 0 | 0.20123 | 0.20123 | #VALUE! | #VALUE! |  |  |  | #VALUE! | #VALUE! | #VALUE! | #VALUE! | #VALUE! | #VALUE! | #VALUE!
Thursday | 3 | 31 | 10 | 2146 | 0 | 0 | 0 | 0 | 0 | 0 | 0 | 0 | 0 | 0 | 0 | 0 | 0 | 0 | 0 | 0 | 0 | 0 | 0 | 0 | 0 | 0 | 0 | 0 | 0 | 0 | 0 | 0 | 0 | 0 | 0 | 0 | 0 | 0 | 0 | 0 | 0 | 0 | 0 | 0 |  | 0 | 0 | 0 |  | #VALUE! | #VALUE! | #VALUE! | #VALUE! |  |  | #VALUE! | #VALUE! | 0 | 0 | 0.20123 | 0.20123 | #VALUE! | #VALUE! | #VALUE! | #VALUE! | 0 | 0 | 0.20123 | 0.20123 | #VALUE! | #VALUE! | #VALUE! | #VALUE! | 0 | 0 | 0.20123 | 0.20123 | #VALUE! | #VALUE! |  |  |  | #VALUE! | #VALUE! | #VALUE! | #VALUE! | #VALUE! | #VALUE! | #VALUE!
Thursday | 3 | 31 | 11 | 2147 | 0 | 0 | 0 | 0 | 0 | 0 | 0 | 0 | 0 | 0 | 0 | 0 | 0 | 0 | 0 | 0 | 0 | 0 | 0 | 0 | 0 | 0 | 0 | 0 | 0 | 0 | 0 | 0 | 0 | 0 | 0 | 0 | 0 | 0 | 0 | 0 | 0 | 0 | 0 | 0 |  | 0 | 0 | 0 |  | #VALUE! | #VALUE! | #VALUE! | #VALUE! |  |  | #VALUE! | #VALUE! | 0 | 0 | 0.20123 | 0.20123 | #VALUE! | #VALUE! | #VALUE! | #VALUE! | 0 | 0 | 0.20123 | 0.20123 | #VALUE! | #VALUE! | #VALUE! | #VALUE! | 0 | 0 | 0.20123 | 0.20123 | #VALUE! | #VALUE! |  |  |  | #VALUE! | #VALUE! | #VALUE! | #VALUE! | #VALUE! | #VALUE! | #VALUE!
Thursday | 3 | 31 | 12 | 2148 | 0 | 0 | 0 | 0 | 0 | 0 | 0 | 0 | 0 | 0 | 0 | 0 | 0 | 0 | 0 | 0 | 0 | 0 | 0 | 0 | 0 | 0 | 0 | 0 | 0 | 0 | 0 | 0 | 0 | 0 | 0 | 0 | 0 | 0 | 0 | 0 | 0 | 0 | 0 | 0 |  | 0 | 0 | 0 |  | #VALUE! | #VALUE! | #VALUE! | #VALUE! |  |  | #VALUE! | #VALUE! | 0 | 0 | 0.20123 | 0.20123 | #VALUE! | #VALUE! | #VALUE! | #VALUE! | 0 | 0 | 0.20123 | 0.20123 | #VALUE! | #VALUE! | #VALUE! | #VALUE! | 0 | 0 | 0.20123 | 0.20123 | #VALUE! | #VALUE! |  |  |  | #VALUE! | #VALUE! | #VALUE! | #VALUE! | #VALUE! | #VALUE! | #VALUE!
Thursday | 3 | 31 | 13 | 2149 | 0 | 0 | 0 | 0 | 0 | 0 | 0 | 0 | 0 | 0 | 0 | 0 | 0 | 0 | 0 | 0 | 0 | 0 | 0 | 0 | 0 | 0 | 0 | 0 | 0 | 0 | 0 | 0 | 0 | 0 | 0 | 0 | 0 | 0 | 0 | 0 | 0 | 0 | 0 | 0 |  | 0 | 0 | 0 |  | #VALUE! | #VALUE! | #VALUE! | #VALUE! |  |  | #VALUE! | #VALUE! | 0 | 0 | 0.20123 | 0.20123 | #VALUE! | #VALUE! | #VALUE! | #VALUE! | 0 | 0 | 0.20123 | 0.20123 | #VALUE! | #VALUE! | #VALUE! | #VALUE! | 0 | 0 | 0.20123 | 0.20123 | #VALUE! | #VALUE! |  |  |  | #VALUE! | #VALUE! | #VALUE! | #VALUE! | #VALUE! | #VALUE! | #VALUE!
Thursday | 3 | 31 | 14 | 2150 | 0 | 0 | 0 | 0 | 0 | 0 | 0 | 0 | 0 | 0 | 0 | 0 | 0 | 0 | 0 | 0 | 0 | 0 | 0 | 0 | 0 | 0 | 0 | 0 | 0 | 0 | 0 | 0 | 0 | 0 | 0 | 0 | 0 | 0 | 0 | 0 | 0 | 0 | 0 | 0 |  | 0 | 0 | 0 |  | #VALUE! | #VALUE! | #VALUE! | #VALUE! |  |  | #VALUE! | #VALUE! | 0 | 0 | 0.20123 | 0.20123 | #VALUE! | #VALUE! | #VALUE! | #VALUE! | 0 | 0 | 0.20123 | 0.20123 | #VALUE! | #VALUE! | #VALUE! | #VALUE! | 0 | 0 | 0.20123 | 0.20123 | #VALUE! | #VALUE! |  |  |  | #VALUE! | #VALUE! | #VALUE! | #VALUE! | #VALUE! | #VALUE! | #VALUE!
Thursday | 3 | 31 | 15 | 2151 | 0 | 0 | 0 | 0 | 0 | 0 | 0 | 0 | 0 | 0 | 0 | 0 | 0 | 0 | 0 | 0 | 0 | 0 | 0 | 0 | 0 | 0 | 0 | 0 | 0 | 0 | 0 | 0 | 0 | 0 | 0 | 0 | 0 | 0 | 0 | 0 | 0 | 0 | 0 | 0 |  | 0 | 0 | 0 |  | #VALUE! | #VALUE! | #VALUE! | #VALUE! |  |  | #VALUE! | #VALUE! | 0 | 0 | 0.20123 | 0.20123 | #VALUE! | #VALUE! | #VALUE! | #VALUE! | 0 | 0 | 0.20123 | 0.20123 | #VALUE! | #VALUE! | #VALUE! | #VALUE! | 0 | 0 | 0.20123 | 0.20123 | #VALUE! | #VALUE! |  |  |  | #VALUE! | #VALUE! | #VALUE! | #VALUE! | #VALUE! | #VALUE! | #VALUE!
Thursday | 3 | 31 | 16 | 2152 | 0 | 0 | 0 | 0 | 0 | 0 | 0 | 0 | 0 | 0 | 0 | 0 | 0 | 0 | 0 | 0 | 0 | 0 | 0 | 0 | 0 | 0 | 0 | 0 | 0 | 0 | 0 | 0 | 0 | 0 | 0 | 0 | 0 | 0 | 0 | 0 | 0 | 0 | 0 | 0 |  | 0 | 0 | 0 |  | #VALUE! | #VALUE! | #VALUE! | #VALUE! |  |  | #VALUE! | #VALUE! | 0 | 0 | 0.20123 | 0.20123 | #VALUE! | #VALUE! | #VALUE! | #VALUE! | 0 | 0 | 0.20123 | 0.20123 | #VALUE! | #VALUE! | #VALUE! | #VALUE! | 0 | 0 | 0.20123 | 0.20123 | #VALUE! | #VALUE! |  |  |  | #VALUE! | #VALUE! | #VALUE! | #VALUE! | #VALUE! | #VALUE! | #VALUE!
Thursday | 3 | 31 | 17 | 2153 | 0 | 0 | 0 | 0 | 0 | 0 | 0 | 0 | 0 | 0 | 0 | 0 | 0 | 0 | 0 | 0 | 0 | 0 | 0 | 0 | 0 | 0 | 0 | 0 | 0 | 0 | 0 | 0 | 0 | 0 | 0 | 0 | 0 | 0 | 0 | 0 | 0 | 0 | 0 | 0 |  | 0 | 0 | 0 |  | #VALUE! | #VALUE! | #VALUE! | #VALUE! |  |  | #VALUE! | #VALUE! | 0 | 0 | 0.20123 | 0.20123 | #VALUE! | #VALUE! | #VALUE! | #VALUE! | 0 | 0 | 0.20123 | 0.20123 | #VALUE! | #VALUE! | #VALUE! | #VALUE! | 0 | 0 | 0.20123 | 0.20123 | #VALUE! | #VALUE! |  |  |  | #VALUE! | #VALUE! | #VALUE! | #VALUE! | #VALUE! | #VALUE! | #VALUE!
Thursday | 3 | 31 | 18 | 2154 | 0 | 0 | 0 | 0 | 0 | 0 | 0 | 0 | 0 | 0 | 0 | 0 | 0 | 0 | 0 | 0 | 0 | 0 | 0 | 0 | 0 | 0 | 0 | 0 | 0 | 0 | 0 | 0 | 0 | 0 | 0 | 0 | 0 | 0 | 0 | 0 | 0 | 0 | 0 | 0 |  | 0 | 0 | 0 |  | #VALUE! | #VALUE! | #VALUE! | #VALUE! |  |  | #VALUE! | #VALUE! | 0 | 0 | 0.20123 | 0.20123 | #VALUE! | #VALUE! | #VALUE! | #VALUE! | 0 | 0 | 0.20123 | 0.20123 | #VALUE! | #VALUE! | #VALUE! | #VALUE! | 0 | 0 | 0.20123 | 0.20123 | #VALUE! | #VALUE! |  |  |  | #VALUE! | #VALUE! | #VALUE! | #VALUE! | #VALUE! | #VALUE! | #VALUE!
Thursday | 3 | 31 | 19 | 2155 | 0 | 0 | 0 | 0 | 0 | 0 | 0 | 0 | 0 | 0 | 0 | 0 | 0 | 0 | 0 | 0 | 0 | 0 | 0 | 0 | 0 | 0 | 0 | 0 | 0 | 0 | 0 | 0 | 0 | 0 | 0 | 0 | 0 | 0 | 0 | 0 | 0 | 0 | 0 | 0 |  | 0 | 0 | 0 |  | #VALUE! | #VALUE! | #VALUE! | #VALUE! |  |  | #VALUE! | #VALUE! | 0 | 0 | 0.20123 | 0.20123 | #VALUE! | #VALUE! | #VALUE! | #VALUE! | 0 | 0 | 0.20123 | 0.20123 | #VALUE! | #VALUE! | #VALUE! | #VALUE! | 0 | 0 | 0.20123 | 0.20123 | #VALUE! | #VALUE! |  |  |  | #VALUE! | #VALUE! | #VALUE! | #VALUE! | #VALUE! | #VALUE! | #VALUE!
Thursday | 3 | 31 | 20 | 2156 | 0 | 0 | 0 | 0 | 0 | 0 | 0 | 0 | 0 | 0 | 0 | 0 | 0 | 0 | 0 | 0 | 0 | 0 | 0 | 0 | 0 | 0 | 0 | 0 | 0 | 0 | 0 | 0 | 0 | 0 | 0 | 0 | 0 | 0 | 0 | 0 | 0 | 0 | 0 | 0 |  | 0 | 0 | 0 |  | #VALUE! | #VALUE! | #VALUE! | #VALUE! |  |  | #VALUE! | #VALUE! | 0 | 0 | 0.20123 | 0.20123 | #VALUE! | #VALUE! | #VALUE! | #VALUE! | 0 | 0 | 0.20123 | 0.20123 | #VALUE! | #VALUE! | #VALUE! | #VALUE! | 0 | 0 | 0.20123 | 0.20123 | #VALUE! | #VALUE! |  |  |  | #VALUE! | #VALUE! | #VALUE! | #VALUE! | #VALUE! | #VALUE! | #VALUE!
Thursday | 3 | 31 | 21 | 2157 | 0 | 0 | 0 | 0 | 0 | 0 | 0 | 0 | 0 | 0 | 0 | 0 | 0 | 0 | 0 | 0 | 0 | 0 | 0 | 0 | 0 | 0 | 0 | 0 | 0 | 0 | 0 | 0 | 0 | 0 | 0 | 0 | 0 | 0 | 0 | 0 | 0 | 0 | 0 | 0 |  | 0 | 0 | 0 |  | #VALUE! | #VALUE! | #VALUE! | #VALUE! |  |  | #VALUE! | #VALUE! | 0 | 0 | 0.20123 | 0.20123 | #VALUE! | #VALUE! | #VALUE! | #VALUE! | 0 | 0 | 0.20123 | 0.20123 | #VALUE! | #VALUE! | #VALUE! | #VALUE! | 0 | 0 | 0.20123 | 0.20123 | #VALUE! | #VALUE! |  |  |  | #VALUE! | #VALUE! | #VALUE! | #VALUE! | #VALUE! | #VALUE! | #VALUE!
Thursday | 3 | 31 | 22 | 2158 | 0 | 0 | 0 | 0 | 0 | 0 | 0 | 0 | 0 | 0 | 0 | 0 | 0 | 0 | 0 | 0 | 0 | 0 | 0 | 0 | 0 | 0 | 0 | 0 | 0 | 0 | 0 | 0 | 0 | 0 | 0 | 0 | 0 | 0 | 0 | 0 | 0 | 0 | 0 | 0 |  | 0 | 0 | 0 |  | #VALUE! | #VALUE! | #VALUE! | #VALUE! |  |  | #VALUE! | #VALUE! | 0 | 0 | 0.20123 | 0.20123 | #VALUE! | #VALUE! | #VALUE! | #VALUE! | 0 | 0 | 0.20123 | 0.20123 | #VALUE! | #VALUE! | #VALUE! | #VALUE! | 0 | 0 | 0.20123 | 0.20123 | #VALUE! | #VALUE! |  |  |  | #VALUE! | #VALUE! | #VALUE! | #VALUE! | #VALUE! | #VALUE! | #VALUE!
Thursday | 3 | 31 | 23 | 2159 | 0 | 0 | 0 | 0 | 0 | 0 | 0 | 0 | 0 | 0 | 0 | 0 | 0 | 0 | 0 | 0 | 0 | 0 | 0 | 0 | 0 | 0 | 0 | 0 | 0 | 0 | 0 | 0 | 0 | 0 | 0 | 0 | 0 | 0 | 0 | 0 | 0 | 0 | 0 | 0 |  | 0 | 0 | 0 |  | #VALUE! | #VALUE! | #VALUE! | #VALUE! |  |  | #VALUE! | #VALUE! | 0 | 0 | 0.20123 | 0.20123 | #VALUE! | #VALUE! | #VALUE! | #VALUE! | 0 | 0 | 0.20123 | 0.20123 | #VALUE! | #VALUE! | #VALUE! | #VALUE! | 0 | 0 | 0.20123 | 0.20123 | #VALUE! | #VALUE! |  |  |  | #VALUE! | #VALUE! | #VALUE! | #VALUE! | #VALUE! | #VALUE! | #VALUE!
Thursday | 3 | 31 | 24 | 2160 | 0 | 0 | 0 | 0 | 0 | 0 | 0 | 0 | 0 | 0 | 0 | 0 | 0 | 0 | 0 | 0 | 0 | 0 | 0 | 0 | 0 | 0 | 0 | 0 | 0 | 0 | 0 | 0 | 0 | 0 | 0 | 0 | 0 | 0 | 0 | 0 | 0 | 0 | 0 | 0 |  | 0 | 0 | 0 |  | #VALUE! | #VALUE! | #VALUE! | #VALUE! |  |  | #VALUE! | #VALUE! | 0 | 0 | 0.20123 | 0.20123 | #VALUE! | #VALUE! | #VALUE! | #VALUE! | 0 | 0 | 0.20123 | 0.20123 | #VALUE! | #VALUE! | #VALUE! | #VALUE! | 0 | 0 | 0.20123 | 0.20123 | #VALUE! | #VALUE! |  |  |  | #VALUE! | #VALUE! | #VALUE! | #VALUE! | #VALUE! | #VALUE! | #VALUE!
Friday | 4 | 1 | 1 | 2161 | 0 | 0 | 0 | 0 | 0 | 0 | 0 | 0 | 0 | 0 | 0 | 0 | 0 | 0 | 0 | 0 | 0 | 0 | 0 | 0 | 0 | 0 | 0 | 0 | 0 | 0 | 0 | 0 | 0 | 0 | 0 | 0 | 0 | 0 | 0 | 0 | 0 | 0 | 0 | 0 |  | 0 | 0 | 0 |  | #VALUE! | #VALUE! | #VALUE! | #VALUE! |  |  | #VALUE! | #VALUE! | 0 | 0 | 0.20123 | 0.20123 | #VALUE! | #VALUE! | #VALUE! | #VALUE! | 0 | 0 | 0.20123 | 0.20123 | #VALUE! | #VALUE! | #VALUE! | #VALUE! | 0 | 0 | 0.20123 | 0.20123 | #VALUE! | #VALUE! |  |  |  | #VALUE! | #VALUE! | #VALUE! | #VALUE! | #VALUE! | #VALUE! | #VALUE!
Friday | 4 | 1 | 2 | 2162 | 0 | 0 | 0 | 0 | 0 | 0 | 0 | 0 | 0 | 0 | 0 | 0 | 0 | 0 | 0 | 0 | 0 | 0 | 0 | 0 | 0 | 0 | 0 | 0 | 0.0017866 | 0 | 0 | 0 | 0 | 0 | 0 | 0 | 0 | 0 | 0 | 0 | 0 | 0 | 0 | 0 |  | 0 | 0 | 0 |  | #VALUE! | #VALUE! | #VALUE! | #VALUE! |  |  | #VALUE! | #VALUE! | 0 | 0 | 0.20123 | 0.20123 | #VALUE! | #VALUE! | #VALUE! | #VALUE! | 0 | 0 | 0.20123 | 0.20123 | #VALUE! | #VALUE! | #VALUE! | #VALUE! | 0 | 0 | 0.20123 | 0.20123 | #VALUE! | #VALUE! |  |  |  | #VALUE! | #VALUE! | #VALUE! | #VALUE! | #VALUE! | #VALUE! | #VALUE!
Friday | 4 | 1 | 3 | 2163 | 0 | 0 | 0 | 0 | 0 | 0 | 0 | 0 | 0 | 0 | 0 | 0 | 0 | 0 | 0 | 0 | 0 | 0 | 0 | 0 | 0 | 0 | 0 | 0 | 0 | 0 | 0 | 0 | 0 | 0 | 0 | 0 | 0 | 0 | 0 | 0 | 0 | 0 | 0 | 0 |  | 0 | 0 | 0 |  | #VALUE! | #VALUE! | #VALUE! | #VALUE! |  |  | #VALUE! | #VALUE! | 0 | 0 | 0.20123 | 0.20123 | #VALUE! | #VALUE! | #VALUE! | #VALUE! | 0 | 0 | 0.20123 | 0.20123 | #VALUE! | #VALUE! | #VALUE! | #VALUE! | 0 | 0 | 0.20123 | 0.20123 | #VALUE! | #VALUE! |  |  |  | #VALUE! | #VALUE! | #VALUE! | #VALUE! | #VALUE! | #VALUE! | #VALUE!
Friday | 4 | 1 | 4 | 2164 | 0 | 0 | 0 | 0 | 0 | 0 | 0 | 0 | 0 | 0 | 0 | 0 | 0 | 0 | 0 | 0 | 0 | 0 | 0 | 0 | 0 | 0 | 0 | 0 | 0 | 0 | 0 | 0 | 0 | 0 | 0 | 0 | 0 | 0 | 0 | 0 | 0 | 0 | 0 | 0 |  | 0 | 0 | 0 |  | #VALUE! | #VALUE! | #VALUE! | #VALUE! |  |  | #VALUE! | #VALUE! | 0 | 0 | 0.20123 | 0.20123 | #VALUE! | #VALUE! | #VALUE! | #VALUE! | 0 | 0 | 0.20123 | 0.20123 | #VALUE! | #VALUE! | #VALUE! | #VALUE! | 0 | 0 | 0.20123 | 0.20123 | #VALUE! | #VALUE! |  |  |  | #VALUE! | #VALUE! | #VALUE! | #VALUE! | #VALUE! | #VALUE! | #VALUE!
Friday | 4 | 1 | 5 | 2165 | 0 | 0 | 0 | 0 | 0 | 0 | 0 | 0 | 0 | 0 | 0 | 0 | 0 | 0 | 0 | 0 | 0 | 0 | 0 | 0 | 0 | 0 | 0 | 0 | 0 | 0 | 0 | 0 | 0 | 0 | 0 | 0 | 0 | 0 | 0 | 0 | 0 | 0 | 0 | 0 |  | 0 | 0 | 0 |  | #VALUE! | #VALUE! | #VALUE! | #VALUE! |  |  | #VALUE! | #VALUE! | 0 | 0 | 0.20123 | 0.20123 | #VALUE! | #VALUE! | #VALUE! | #VALUE! | 0 | 0 | 0.20123 | 0.20123 | #VALUE! | #VALUE! | #VALUE! | #VALUE! | 0 | 0 | 0.20123 | 0.20123 | #VALUE! | #VALUE! |  |  |  | #VALUE! | #VALUE! | #VALUE! | #VALUE! | #VALUE! | #VALUE! | #VALUE!
Friday | 4 | 1 | 6 | 2166 | 0 | 0 | 0 | 0 | 0 | 0 | 0 | 0 | 0 | 0 | 0 | 0 | 0 | 0 | 0 | 0 | 0 | 0 | 0 | 0 | 0 | 0 | 0 | 0 | 0 | 0 | 0 | 0 | 0 | 0 | 0 | 0 | 0 | 0 | 0 | 0 | 0 | 0 | 0 | 0 |  | 0 | 0 | 0 |  | #VALUE! | #VALUE! | #VALUE! | #VALUE! |  |  | #VALUE! | #VALUE! | 0 | 0 | 0.20123 | 0.20123 | #VALUE! | #VALUE! | #VALUE! | #VALUE! | 0 | 0 | 0.20123 | 0.20123 | #VALUE! | #VALUE! | #VALUE! | #VALUE! | 0 | 0 | 0.20123 | 0.20123 | #VALUE! | #VALUE! |  |  |  | #VALUE! | #VALUE! | #VALUE! | #VALUE! | #VALUE! | #VALUE! | #VALUE!
Friday | 4 | 1 | 7 | 2167 | 0 | 0 | 0 | 0 | 0 | 0 | 0 | 0 | 0 | 0 | 0 | 0 | 0 | 0 | 0 | 0 | 0 | 0 | 0 | 0 | 0 | 0 | 0 | 0 | 0 | 0 | 0 | 0 | 0 | 0 | 0 | 0 | 0 | 0 | 0 | 0 | 0 | 0 | 0 | 0 |  | 0 | 0 | 0 |  | #VALUE! | #VALUE! | #VALUE! | #VALUE! |  |  | #VALUE! | #VALUE! | 0 | 0 | 0.20123 | 0.20123 | #VALUE! | #VALUE! | #VALUE! | #VALUE! | 0 | 0 | 0.20123 | 0.20123 | #VALUE! | #VALUE! | #VALUE! | #VALUE! | 0 | 0 | 0.20123 | 0.20123 | #VALUE! | #VALUE! |  |  |  | #VALUE! | #VALUE! | #VALUE! | #VALUE! | #VALUE! | #VALUE! | #VALUE!
Friday | 4 | 1 | 8 | 2168 | 0 | 0 | 0 | 0 | 0 | 0 | 0 | 0 | 0 | 0 | 0 | 0 | 0 | 0 | 0 | 0 | 0 | 0 | 0 | 0 | 0 | 0 | 0 | 0 | 0 | 0 | 0 | 0 | 0 | 0 | 0 | 0 | 0 | 0 | 0 | 0 | 0 | 0 | 0 | 0 |  | 0 | 0 | 0 |  | #VALUE! | #VALUE! | #VALUE! | #VALUE! |  |  | #VALUE! | #VALUE! | 0 | 0 | 0.20123 | 0.20123 | #VALUE! | #VALUE! | #VALUE! | #VALUE! | 0 | 0 | 0.20123 | 0.20123 | #VALUE! | #VALUE! | #VALUE! | #VALUE! | 0 | 0 | 0.20123 | 0.20123 | #VALUE! | #VALUE! |  |  |  | #VALUE! | #VALUE! | #VALUE! | #VALUE! | #VALUE! | #VALUE! | #VALUE!
Friday | 4 | 1 | 9 | 2169 | 0 | 0 | 0 | 0 | 0 | 0 | 0 | 0 | 0 | 0 | 0 | 0 | 0 | 0 | 0 | 0 | 0 | 0 | 0 | 0 | 0 | 0 | 0 | 0 | 0 | 0 | 0 | 0 | 0 | 0 | 0 | 0 | 0 | 0 | 0 | 0 | 0 | 0 | 0 | 0 |  | 0 | 0 | 0 |  | #VALUE! | #VALUE! | #VALUE! | #VALUE! |  |  | #VALUE! | #VALUE! | 0 | 0 | 0.20123 | 0.20123 | #VALUE! | #VALUE! | #VALUE! | #VALUE! | 0 | 0 | 0.20123 | 0.20123 | #VALUE! | #VALUE! | #VALUE! | #VALUE! | 0 | 0 | 0.20123 | 0.20123 | #VALUE! | #VALUE! |  |  |  | #VALUE! | #VALUE! | #VALUE! | #VALUE! | #VALUE! | #VALUE! | #VALUE!
Friday | 4 | 1 | 10 | 2170 | 0 | 0 | 0 | 0 | 0 | 0 | 0 | 0 | 0 | 0 | 0 | 0 | 0 | 0 | 0 | 0 | 0 | 0 | 0 | 0 | 0 | 0 | 0 | 0 | 0 | 0 | 0 | 0 | 0 | 0 | 0 | 0 | 0 | 0 | 0 | 0 | 0 | 0 | 0 | 0 |  | 0 | 0 | 0 |  | #VALUE! | #VALUE! | #VALUE! | #VALUE! |  |  | #VALUE! | #VALUE! | 0 | 0 | 0.20123 | 0.20123 | #VALUE! | #VALUE! | #VALUE! | #VALUE! | 0 | 0 | 0.20123 | 0.20123 | #VALUE! | #VALUE! | #VALUE! | #VALUE! | 0 | 0 | 0.20123 | 0.20123 | #VALUE! | #VALUE! |  |  |  | #VALUE! | #VALUE! | #VALUE! | #VALUE! | #VALUE! | #VALUE! | #VALUE!
Friday | 4 | 1 | 11 | 2171 | 0 | 0 | 0 | 0 | 0 | 0 | 0 | 0 | 0 | 0 | 0 | 0 | 0 | 0 | 0 | 0 | 0 | 0 | 0 | 0 | 0 | 0 | 0 | 0 | 0 | 0 | 0 | 0 | 0 | 0 | 0 | 0 | 0 | 0 | 0 | 0 | 0 | 0 | 0 | 0 |  | 0 | 0 | 0 |  | #VALUE! | #VALUE! | #VALUE! | #VALUE! |  |  | #VALUE! | #VALUE! | 0 | 0 | 0.20123 | 0.20123 | #VALUE! | #VALUE! | #VALUE! | #VALUE! | 0 | 0 | 0.20123 | 0.20123 | #VALUE! | #VALUE! | #VALUE! | #VALUE! | 0 | 0 | 0.20123 | 0.20123 | #VALUE! | #VALUE! |  |  |  | #VALUE! | #VALUE! | #VALUE! | #VALUE! | #VALUE! | #VALUE! | #VALUE!
Friday | 4 | 1 | 12 | 2172 | 0 | 0 | 0 | 0 | 0 | 0 | 0 | 0 | 0 | 0 | 0 | 0 | 0 | 0 | 0 | 0 | 0 | 0 | 0 | 0 | 0 | 0 | 0 | 0 | 0 | 0 | 0 | 0 | 0 | 0 | 0 | 0 | 0 | 0 | 0 | 0 | 0 | 0 | 0 | 0 |  | 0 | 0 | 0 |  | #VALUE! | #VALUE! | #VALUE! | #VALUE! |  |  | #VALUE! | #VALUE! | 0 | 0 | 0.20123 | 0.20123 | #VALUE! | #VALUE! | #VALUE! | #VALUE! | 0 | 0 | 0.20123 | 0.20123 | #VALUE! | #VALUE! | #VALUE! | #VALUE! | 0 | 0 | 0.20123 | 0.20123 | #VALUE! | #VALUE! |  |  |  | #VALUE! | #VALUE! | #VALUE! | #VALUE! | #VALUE! | #VALUE! | #VALUE!
Friday | 4 | 1 | 13 | 2173 | 0 | 0 | 0 | 0 | 0 | 0 | 0 | 0 | 0 | 0 | 0 | 0 | 0 | 0 | 0 | 0 | 0 | 0 | 0 | 0 | 0 | 0 | 0 | 0 | 0 | 0 | 0 | 0 | 0 | 0 | 0 | 0 | 0 | 0 | 0 | 0 | 0 | 0 | 0 | 0 |  | 0 | 0 | 0 |  | #VALUE! | #VALUE! | #VALUE! | #VALUE! |  |  | #VALUE! | #VALUE! | 0 | 0 | 0.20123 | 0.20123 | #VALUE! | #VALUE! | #VALUE! | #VALUE! | 0 | 0 | 0.20123 | 0.20123 | #VALUE! | #VALUE! | #VALUE! | #VALUE! | 0 | 0 | 0.20123 | 0.20123 | #VALUE! | #VALUE! |  |  |  | #VALUE! | #VALUE! | #VALUE! | #VALUE! | #VALUE! | #VALUE! | #VALUE!
Friday | 4 | 1 | 14 | 2174 | 0 | 0 | 0 | 0 | 0 | 0 | 0 | 0 | 0 | 0 | 0 | 0 | 0 | 0 | 0 | 0 | 0 | 0 | 0 | 0 | 0 | 0 | 0 | 0 | 0 | 0 | 0 | 0 | 0 | 0 | 0 | 0 | 0 | 0 | 0 | 0 | 0 | 0 | 0 | 0 |  | 0 | 0 | 0 |  | #VALUE! | #VALUE! | #VALUE! | #VALUE! |  |  | #VALUE! | #VALUE! | 0 | 0 | 0.20123 | 0.20123 | #VALUE! | #VALUE! | #VALUE! | #VALUE! | 0 | 0 | 0.20123 | 0.20123 | #VALUE! | #VALUE! | #VALUE! | #VALUE! | 0 | 0 | 0.20123 | 0.20123 | #VALUE! | #VALUE! |  |  |  | #VALUE! | #VALUE! | #VALUE! | #VALUE! | #VALUE! | #VALUE! | #VALUE!
Friday | 4 | 1 | 15 | 2175 | 0 | 0 | 0 | 0 | 0 | 0 | 0 | 0 | 0 | 0 | 0 | 0 | 0 | 0 | 0 | 0 | 0 | 0 | 0 | 0 | 0 | 0 | 0 | 0 | 0 | 0 | 0 | 0 | 0 | 0 | 0 | 0 | 0 | 0 | 0 | 0 | 0 | 0 | 0 | 0 |  | 0 | 0 | 0 |  | #VALUE! | #VALUE! | #VALUE! | #VALUE! |  |  | #VALUE! | #VALUE! | 0 | 0 | 0.20123 | 0.20123 | #VALUE! | #VALUE! | #VALUE! | #VALUE! | 0 | 0 | 0.20123 | 0.20123 | #VALUE! | #VALUE! | #VALUE! | #VALUE! | 0 | 0 | 0.20123 | 0.20123 | #VALUE! | #VALUE! |  |  |  | #VALUE! | #VALUE! | #VALUE! | #VALUE! | #VALUE! | #VALUE! | #VALUE!
Friday | 4 | 1 | 16 | 2176 | 0 | 0 | 0 | 0 | 0 | 0 | 0 | 0 | 0 | 0 | 0 | 0 | 0 | 0 | 0 | 0 | 0 | 0 | 0 | 0 | 0 | 0 | 0 | 0 | 0 | 0 | 0 | 0 | 0 | 0 | 0 | 0 | 0 | 0 | 0 | 0 | 0 | 0 | 0 | 0 |  | 0 | 0 | 0 |  | #VALUE! | #VALUE! | #VALUE! | #VALUE! |  |  | #VALUE! | #VALUE! | 0 | 0 | 0.20123 | 0.20123 | #VALUE! | #VALUE! | #VALUE! | #VALUE! | 0 | 0 | 0.20123 | 0.20123 | #VALUE! | #VALUE! | #VALUE! | #VALUE! | 0 | 0 | 0.20123 | 0.20123 | #VALUE! | #VALUE! |  |  |  | #VALUE! | #VALUE! | #VALUE! | #VALUE! | #VALUE! | #VALUE! | #VALUE!
Friday | 4 | 1 | 17 | 2177 | 0 | 0 | 0 | 0 | 0 | 0 | 0 | 0 | 0 | 0 | 0 | 0 | 0 | 0 | 0 | 0 | 0 | 0 | 0 | 0 | 0 | 0 | 0 | 0 | 0 | 0 | 0 | 0 | 0 | 0 | 0 | 0 | 0 | 0 | 0 | 0 | 0 | 0 | 0 | 0 |  | 0 | 0 | 0 |  | #VALUE! | #VALUE! | #VALUE! | #VALUE! |  |  | #VALUE! | #VALUE! | 0 | 0 | 0.20123 | 0.20123 | #VALUE! | #VALUE! | #VALUE! | #VALUE! | 0 | 0 | 0.20123 | 0.20123 | #VALUE! | #VALUE! | #VALUE! | #VALUE! | 0 | 0 | 0.20123 | 0.20123 | #VALUE! | #VALUE! |  |  |  | #VALUE! | #VALUE! | #VALUE! | #VALUE! | #VALUE! | #VALUE! | #VALUE!
Friday | 4 | 1 | 18 | 2178 | 0 | 0 | 0 | 0 | 0 | 0 | 0 | 0 | 0 | 0 | 0 | 0 | 0 | 0 | 0 | 0 | 0 | 0 | 0 | 0 | 0 | 0 | 0 | 0 | 0 | 0 | 0 | 0 | 0 | 0 | 0 | 0 | 0 | 0 | 0 | 0 | 0 | 0 | 0 | 0 |  | 0 | 0 | 0 |  | #VALUE! | #VALUE! | #VALUE! | #VALUE! |  |  | #VALUE! | #VALUE! | 0 | 0 | 0.20123 | 0.20123 | #VALUE! | #VALUE! | #VALUE! | #VALUE! | 0 | 0 | 0.20123 | 0.20123 | #VALUE! | #VALUE! | #VALUE! | #VALUE! | 0 | 0 | 0.20123 | 0.20123 | #VALUE! | #VALUE! |  |  |  | #VALUE! | #VALUE! | #VALUE! | #VALUE! | #VALUE! | #VALUE! | #VALUE!
Friday | 4 | 1 | 19 | 2179 | 0 | 0 | 0 | 0 | 0 | 0 | 0 | 0 | 0 | 0 | 0 | 0 | 0 | 0 | 0 | 0 | 0 | 0 | 0 | 0 | 0 | 0 | 0 | 0 | 0 | 0 | 0 | 0 | 0 | 0 | 0 | 0 | 0 | 0 | 0 | 0 | 0 | 0 | 0 | 0 |  | 0 | 0 | 0 |  | #VALUE! | #VALUE! | #VALUE! | #VALUE! |  |  | #VALUE! | #VALUE! | 0 | 0 | 0.20123 | 0.20123 | #VALUE! | #VALUE! | #VALUE! | #VALUE! | 0 | 0 | 0.20123 | 0.20123 | #VALUE! | #VALUE! | #VALUE! | #VALUE! | 0 | 0 | 0.20123 | 0.20123 | #VALUE! | #VALUE! |  |  |  | #VALUE! | #VALUE! | #VALUE! | #VALUE! | #VALUE! | #VALUE! | #VALUE!
Friday | 4 | 1 | 20 | 2180 | 0 | 0 | 0 | 0 | 0 | 0 | 0 | 0 | 0 | 0 | 0 | 0 | 0 | 0 | 0 | 0 | 0 | 0 | 0 | 0 | 0 | 0 | 0 | 0 | 0 | 0 | 0 | 0 | 0 | 0 | 0 | 0 | 0 | 0 | 0 | 0 | 0 | 0 | 0 | 0 |  | 0 | 0 | 0 |  | #VALUE! | #VALUE! | #VALUE! | #VALUE! |  |  | #VALUE! | #VALUE! | 0 | 0 | 0.20123 | 0.20123 | #VALUE! | #VALUE! | #VALUE! | #VALUE! | 0 | 0 | 0.20123 | 0.20123 | #VALUE! | #VALUE! | #VALUE! | #VALUE! | 0 | 0 | 0.20123 | 0.20123 | #VALUE! | #VALUE! |  |  |  | #VALUE! | #VALUE! | #VALUE! | #VALUE! | #VALUE! | #VALUE! | #VALUE!
Friday | 4 | 1 | 21 | 2181 | 0 | 0 | 0 | 0 | 0 | 0 | 0 | 0 | 0 | 0 | 0 | 0 | 0 | 0 | 0 | 0 | 0 | 0 | 0 | 0 | 0 | 0 | 0 | 0 | 0 | 0 | 0 | 0 | 0 | 0 | 0 | 0 | 0 | 0 | 0 | 0 | 0 | 0 | 0 | 0 |  | 0 | 0 | 0 |  | #VALUE! | #VALUE! | #VALUE! | #VALUE! |  |  | #VALUE! | #VALUE! | 0 | 0 | 0.20123 | 0.20123 | #VALUE! | #VALUE! | #VALUE! | #VALUE! | 0 | 0 | 0.20123 | 0.20123 | #VALUE! | #VALUE! | #VALUE! | #VALUE! | 0 | 0 | 0.20123 | 0.20123 | #VALUE! | #VALUE! |  |  |  | #VALUE! | #VALUE! | #VALUE! | #VALUE! | #VALUE! | #VALUE! | #VALUE!
Friday | 4 | 1 | 22 | 2182 | 0 | 0 | 0 | 0 | 0 | 0 | 0 | 0 | 0 | 0 | 0 | 0 | 0 | 0 | 0 | 0 | 0 | 0 | 0 | 0 | 0 | 0 | 0 | 0 | 0 | 0 | 0 | 0 | 0 | 0 | 0 | 0 | 0 | 0 | 0 | 0 | 0 | 0 | 0 | 0 |  | 0 | 0 | 0 |  | #VALUE! | #VALUE! | #VALUE! | #VALUE! |  |  | #VALUE! | #VALUE! | 0 | 0 | 0.20123 | 0.20123 | #VALUE! | #VALUE! | #VALUE! | #VALUE! | 0 | 0 | 0.20123 | 0.20123 | #VALUE! | #VALUE! | #VALUE! | #VALUE! | 0 | 0 | 0.20123 | 0.20123 | #VALUE! | #VALUE! |  |  |  | #VALUE! | #VALUE! | #VALUE! | #VALUE! | #VALUE! | #VALUE! | #VALUE!
Friday | 4 | 1 | 23 | 2183 | 0 | 0 | 0 | 0 | 0 | 0 | 0 | 0 | 0 | 0 | 0 | 0 | 0 | 0 | 0 | 0 | 0 | 0 | 0 | 0 | 0 | 0 | 0 | 0 | 0 | 0 | 0 | 0 | 0 | 0 | 0 | 0 | 0 | 0 | 0 | 0 | 0 | 0 | 0 | 0 |  | 0 | 0 | 0 |  | #VALUE! | #VALUE! | #VALUE! | #VALUE! |  |  | #VALUE! | #VALUE! | 0 | 0 | 0.20123 | 0.20123 | #VALUE! | #VALUE! | #VALUE! | #VALUE! | 0 | 0 | 0.20123 | 0.20123 | #VALUE! | #VALUE! | #VALUE! | #VALUE! | 0 | 0 | 0.20123 | 0.20123 | #VALUE! | #VALUE! |  |  |  | #VALUE! | #VALUE! | #VALUE! | #VALUE! | #VALUE! | #VALUE! | #VALUE!
Friday | 4 | 1 | 24 | 2184 | 0 | 0 | 0 | 0 | 0 | 0 | 0 | 0 | 0 | 0 | 0 | 0 | 0 | 0 | 0 | 0 | 0 | 0 | 0 | 0 | 0 | 0 | 0 | 0 | 0 | 0 | 0 | 0 | 0 | 0 | 0 | 0 | 0 | 0 | 0 | 0 | 0 | 0 | 0 | 0 |  | 0 | 0 | 0 |  | #VALUE! | #VALUE! | #VALUE! | #VALUE! |  |  | #VALUE! | #VALUE! | 0 | 0 | 0.20123 | 0.20123 | #VALUE! | #VALUE! | #VALUE! | #VALUE! | 0 | 0 | 0.20123 | 0.20123 | #VALUE! | #VALUE! | #VALUE! | #VALUE! | 0 | 0 | 0.20123 | 0.20123 | #VALUE! | #VALUE! |  |  |  | #VALUE! | #VALUE! | #VALUE! | #VALUE! | #VALUE! | #VALUE! | #VALUE!
Saturday | 4 | 2 | 1 | 2185 | 0 | 0 | 0 | 0 | 0 | 0 | 0 | 0 | 0 | 0 | 0 | 0 | 0 | 0 | 0 | 0 | 0 | 0 | 0 | 0 | 0 | 0 | 0 | 0 | 0 | 0 | 0 | 0 | 0 | 0 | 0 | 0 | 0 | 0 | 0 | 0 | 0 | 0 | 0 | 0 |  | 0 | 0 | 0 |  | #VALUE! | #VALUE! | #VALUE! | #VALUE! |  |  | #VALUE! | #VALUE! | 0 | 0 | 0.20123 | 0.20123 | #VALUE! | #VALUE! | #VALUE! | #VALUE! | 0 | 0 | 0.20123 | 0.20123 | #VALUE! | #VALUE! | #VALUE! | #VALUE! | 0 | 0 | 0.20123 | 0.20123 | #VALUE! | #VALUE! |  |  |  | #VALUE! | #VALUE! | #VALUE! | #VALUE! | #VALUE! | #VALUE! | #VALUE!
Saturday | 4 | 2 | 2 | 2186 | 0 | 0 | 0 | 0 | 0 | 0 | 0 | 0 | 0 | 0 | 0 | 0 | 0 | 0 | 0 | 0 | 0 | 0 | 0 | 0 | 0 | 0 | 0 | 0 | 0.0018177 | 0 | 0 | 0 | 0 | 0 | 0 | 0 | 0 | 0 | 0 | 0 | 0 | 0 | 0 | 0 |  | 0 | 0 | 0 |  | #VALUE! | #VALUE! | #VALUE! | #VALUE! |  |  | #VALUE! | #VALUE! | 0 | 0 | 0.20123 | 0.20123 | #VALUE! | #VALUE! | #VALUE! | #VALUE! | 0 | 0 | 0.20123 | 0.20123 | #VALUE! | #VALUE! | #VALUE! | #VALUE! | 0 | 0 | 0.20123 | 0.20123 | #VALUE! | #VALUE! |  |  |  | #VALUE! | #VALUE! | #VALUE! | #VALUE! | #VALUE! | #VALUE! | #VALUE!
Saturday | 4 | 2 | 3 | 2187 | 0 | 0 | 0 | 0 | 0 | 0 | 0 | 0 | 0 | 0 | 0 | 0 | 0 | 0 | 0 | 0 | 0 | 0 | 0 | 0 | 0 | 0 | 0 | 0 | 0.010069 | 0 | 0 | 0 | 0 | 0 | 0 | 0 | 0 | 0 | 0 | 0 | 0 | 0 | 0 | 0 |  | 0 | 0 | 0 |  | #VALUE! | #VALUE! | #VALUE! | #VALUE! |  |  | #VALUE! | #VALUE! | 0 | 0 | 0.20123 | 0.20123 | #VALUE! | #VALUE! | #VALUE! | #VALUE! | 0 | 0 | 0.20123 | 0.20123 | #VALUE! | #VALUE! | #VALUE! | #VALUE! | 0 | 0 | 0.20123 | 0.20123 | #VALUE! | #VALUE! |  |  |  | #VALUE! | #VALUE! | #VALUE! | #VALUE! | #VALUE! | #VALUE! | #VALUE!
Saturday | 4 | 2 | 4 | 2188 | 0 | 0 | 0 | 0 | 0 | 0 | 0 | 0 | 0 | 0 | 0 | 0 | 0 | 0 | 0 | 0 | 0 | 0 | 0 | 0 | 0 | 0 | 0 | 0 | 0 | 0 | 0 | 0 | 0 | 0 | 0 | 0 | 0 | 0 | 0 | 0 | 0 | 0 | 0 | 0 |  | 0 | 0 | 0 |  | #VALUE! | #VALUE! | #VALUE! | #VALUE! |  |  | #VALUE! | #VALUE! | 0 | 0 | 0.20123 | 0.20123 | #VALUE! | #VALUE! | #VALUE! | #VALUE! | 0 | 0 | 0.20123 | 0.20123 | #VALUE! | #VALUE! | #VALUE! | #VALUE! | 0 | 0 | 0.20123 | 0.20123 | #VALUE! | #VALUE! |  |  |  | #VALUE! | #VALUE! | #VALUE! | #VALUE! | #VALUE! | #VALUE! | #VALUE!
Saturday | 4 | 2 | 5 | 2189 | 0 | 0 | 0 | 0 | 0 | 0 | 0 | 0 | 0 | 0 | 0 | 0 | 0 | 0 | 0 | 0 | 0 | 0 | 0 | 0 | 0 | 0 | 0 | 0 | 0 | 0 | 0 | 0 | 0 | 0 | 0 | 0 | 0 | 0 | 0 | 0 | 0 | 0 | 0 | 0 |  | 0 | 0 | 0 |  | #VALUE! | #VALUE! | #VALUE! | #VALUE! |  |  | #VALUE! | #VALUE! | 0 | 0 | 0.20123 | 0.20123 | #VALUE! | #VALUE! | #VALUE! | #VALUE! | 0 | 0 | 0.20123 | 0.20123 | #VALUE! | #VALUE! | #VALUE! | #VALUE! | 0 | 0 | 0.20123 | 0.20123 | #VALUE! | #VALUE! |  |  |  | #VALUE! | #VALUE! | #VALUE! | #VALUE! | #VALUE! | #VALUE! | #VALUE!
Saturday | 4 | 2 | 6 | 2190 | 0 | 0 | 0 | 0 | 0 | 0 | 0 | 0 | 0 | 0 | 0 | 0 | 0 | 0 | 0 | 0 | 0 | 0 | 0 | 0 | 0 | 0 | 0 | 0 | 0 | 0 | 0 | 0 | 0 | 0 | 0 | 0 | 0 | 0 | 0 | 0 | 0 | 0 | 0 | 0 |  | 0 | 0 | 0 |  | #VALUE! | #VALUE! | #VALUE! | #VALUE! |  |  | #VALUE! | #VALUE! | 0 | 0 | 0.20123 | 0.20123 | #VALUE! | #VALUE! | #VALUE! | #VALUE! | 0 | 0 | 0.20123 | 0.20123 | #VALUE! | #VALUE! | #VALUE! | #VALUE! | 0 | 0 | 0.20123 | 0.20123 | #VALUE! | #VALUE! |  |  |  | #VALUE! | #VALUE! | #VALUE! | #VALUE! | #VALUE! | #VALUE! | #VALUE!
Saturday | 4 | 2 | 7 | 2191 | 0 | 0 | 0 | 0 | 0 | 0 | 0 | 0 | 0 | 0 | 0 | 0 | 0 | 0 | 0 | 0 | 0 | 0 | 0 | 0 | 0 | 0 | 0 | 0 | 0 | 0 | 0 | 0 | 0 | 0 | 0 | 0 | 0 | 0 | 0 | 0 | 0 | 0 | 0 | 0 |  | 0 | 0 | 0 |  | #VALUE! | #VALUE! | #VALUE! | #VALUE! |  |  | #VALUE! | #VALUE! | 0 | 0 | 0.20123 | 0.20123 | #VALUE! | #VALUE! | #VALUE! | #VALUE! | 0 | 0 | 0.20123 | 0.20123 | #VALUE! | #VALUE! | #VALUE! | #VALUE! | 0 | 0 | 0.20123 | 0.20123 | #VALUE! | #VALUE! |  |  |  | #VALUE! | #VALUE! | #VALUE! | #VALUE! | #VALUE! | #VALUE! | #VALUE!
Saturday | 4 | 2 | 8 | 2192 | 0 | 0 | 0 | 0 | 0 | 0 | 0 | 0 | 0 | 0 | 0 | 0 | 0 | 0 | 0 | 0 | 0 | 0 | 0 | 0 | 0 | 0 | 0 | 0 | 0 | 0 | 0 | 0 | 0 | 0 | 0 | 0 | 0 | 0 | 0 | 0 | 0 | 0 | 0 | 0 |  | 0 | 0 | 0 |  | #VALUE! | #VALUE! | #VALUE! | #VALUE! |  |  | #VALUE! | #VALUE! | 0 | 0 | 0.20123 | 0.20123 | #VALUE! | #VALUE! | #VALUE! | #VALUE! | 0 | 0 | 0.20123 | 0.20123 | #VALUE! | #VALUE! | #VALUE! | #VALUE! | 0 | 0 | 0.20123 | 0.20123 | #VALUE! | #VALUE! |  |  |  | #VALUE! | #VALUE! | #VALUE! | #VALUE! | #VALUE! | #VALUE! | #VALUE!
Saturday | 4 | 2 | 9 | 2193 | 0 | 0 | 0 | 0 | 0 | 0 | 0 | 0 | 0 | 0 | 0 | 0 | 0 | 0 | 0 | 0 | 0 | 0 | 0 | 0 | 0 | 0 | 0 | 0 | 0 | 0 | 0 | 0 | 0 | 0 | 0 | 0 | 0 | 0 | 0 | 0 | 0 | 0 | 0 | 0 |  | 0 | 0 | 0 |  | #VALUE! | #VALUE! | #VALUE! | #VALUE! |  |  | #VALUE! | #VALUE! | 0 | 0 | 0.20123 | 0.20123 | #VALUE! | #VALUE! | #VALUE! | #VALUE! | 0 | 0 | 0.20123 | 0.20123 | #VALUE! | #VALUE! | #VALUE! | #VALUE! | 0 | 0 | 0.20123 | 0.20123 | #VALUE! | #VALUE! |  |  |  | #VALUE! | #VALUE! | #VALUE! | #VALUE! | #VALUE! | #VALUE! | #VALUE!
Saturday | 4 | 2 | 10 | 2194 | 0 | 0 | 0 | 0 | 0 | 0 | 0 | 0 | 0 | 0 | 0 | 0 | 0 | 0 | 0 | 0 | 0 | 0 | 0 | 0 | 0 | 0 | 0 | 0 | 0 | 0 | 0 | 0 | 0 | 0 | 0 | 0 | 0 | 0 | 0 | 0 | 0 | 0 | 0 | 0 |  | 0 | 0 | 0 |  | #VALUE! | #VALUE! | #VALUE! | #VALUE! |  |  | #VALUE! | #VALUE! | 0 | 0 | 0.20123 | 0.20123 | #VALUE! | #VALUE! | #VALUE! | #VALUE! | 0 | 0 | 0.20123 | 0.20123 | #VALUE! | #VALUE! | #VALUE! | #VALUE! | 0 | 0 | 0.20123 | 0.20123 | #VALUE! | #VALUE! |  |  |  | #VALUE! | #VALUE! | #VALUE! | #VALUE! | #VALUE! | #VALUE! | #VALUE!
Saturday | 4 | 2 | 11 | 2195 | 0 | 0 | 0 | 0 | 0 | 0 | 0 | 0 | 0 | 0 | 0 | 0 | 0 | 0 | 0 | 0 | 0 | 0 | 0 | 0 | 0 | 0 | 0 | 0 | 0 | 0 | 0 | 0 | 0 | 0 | 0 | 0 | 0 | 0 | 0 | 0 | 0 | 0 | 0 | 0 |  | 0 | 0 | 0 |  | #VALUE! | #VALUE! | #VALUE! | #VALUE! |  |  | #VALUE! | #VALUE! | 0 | 0 | 0.20123 | 0.20123 | #VALUE! | #VALUE! | #VALUE! | #VALUE! | 0 | 0 | 0.20123 | 0.20123 | #VALUE! | #VALUE! | #VALUE! | #VALUE! | 0 | 0 | 0.20123 | 0.20123 | #VALUE! | #VALUE! |  |  |  | #VALUE! | #VALUE! | #VALUE! | #VALUE! | #VALUE! | #VALUE! | #VALUE!
Saturday | 4 | 2 | 12 | 2196 | 0 | 0 | 0 | 0 | 0 | 0 | 0 | 0 | 0 | 0 | 0 | 0 | 0 | 0 | 0 | 0 | 0 | 0 | 0 | 0 | 0 | 0 | 0 | 0 | 0 | 0 | 0 | 0 | 0 | 0 | 0 | 0 | 0 | 0 | 0 | 0 | 0 | 0 | 0 | 0 |  | 0 | 0 | 0 |  | #VALUE! | #VALUE! | #VALUE! | #VALUE! |  |  | #VALUE! | #VALUE! | 0 | 0 | 0.20123 | 0.20123 | #VALUE! | #VALUE! | #VALUE! | #VALUE! | 0 | 0 | 0.20123 | 0.20123 | #VALUE! | #VALUE! | #VALUE! | #VALUE! | 0 | 0 | 0.20123 | 0.20123 | #VALUE! | #VALUE! |  |  |  | #VALUE! | #VALUE! | #VALUE! | #VALUE! | #VALUE! | #VALUE! | #VALUE!
Saturday | 4 | 2 | 13 | 2197 | 0 | 0 | 0 | 0 | 0 | 0 | 0 | 0 | 0 | 0 | 0 | 0 | 0 | 0 | 0 | 0 | 0 | 0 | 0 | 0 | 0 | 0 | 0 | 0 | 0 | 0 | 0 | 0 | 0 | 0 | 0 | 0 | 0 | 0 | 0 | 0 | 0 | 0 | 0 | 0 |  | 0 | 0 | 0 |  | #VALUE! | #VALUE! | #VALUE! | #VALUE! |  |  | #VALUE! | #VALUE! | 0 | 0 | 0.20123 | 0.20123 | #VALUE! | #VALUE! | #VALUE! | #VALUE! | 0 | 0 | 0.20123 | 0.20123 | #VALUE! | #VALUE! | #VALUE! | #VALUE! | 0 | 0 | 0.20123 | 0.20123 | #VALUE! | #VALUE! |  |  |  | #VALUE! | #VALUE! | #VALUE! | #VALUE! | #VALUE! | #VALUE! | #VALUE!
Saturday | 4 | 2 | 14 | 2198 | 0 | 0 | 0 | 0 | 0 | 0 | 0 | 0 | 0 | 0 | 0 | 0 | 0 | 0 | 0 | 0 | 0 | 0 | 0 | 0 | 0 | 0 | 0 | 0 | 0 | 0 | 0 | 0 | 0 | 0 | 0 | 0 | 0 | 0 | 0 | 0 | 0 | 0 | 0 | 0 |  | 0 | 0 | 0 |  | #VALUE! | #VALUE! | #VALUE! | #VALUE! |  |  | #VALUE! | #VALUE! | 0 | 0 | 0.20123 | 0.20123 | #VALUE! | #VALUE! | #VALUE! | #VALUE! | 0 | 0 | 0.20123 | 0.20123 | #VALUE! | #VALUE! | #VALUE! | #VALUE! | 0 | 0 | 0.20123 | 0.20123 | #VALUE! | #VALUE! |  |  |  | #VALUE! | #VALUE! | #VALUE! | #VALUE! | #VALUE! | #VALUE! | #VALUE!
Saturday | 4 | 2 | 15 | 2199 | 0 | 0 | 0 | 0 | 0 | 0 | 0 | 0 | 0 | 0 | 0 | 0 | 0 | 0 | 0 | 0 | 0 | 0 | 0 | 0 | 0 | 0 | 0 | 0 | 0 | 0 | 0 | 0 | 0 | 0 | 0 | 0 | 0 | 0 | 0 | 0 | 0 | 0 | 0 | 0 |  | 0 | 0 | 0 |  | #VALUE! | #VALUE! | #VALUE! | #VALUE! |  |  | #VALUE! | #VALUE! | 0 | 0 | 0.20123 | 0.20123 | #VALUE! | #VALUE! | #VALUE! | #VALUE! | 0 | 0 | 0.20123 | 0.20123 | #VALUE! | #VALUE! | #VALUE! | #VALUE! | 0 | 0 | 0.20123 | 0.20123 | #VALUE! | #VALUE! |  |  |  | #VALUE! | #VALUE! | #VALUE! | #VALUE! | #VALUE! | #VALUE! | #VALUE!
Saturday | 4 | 2 | 16 | 2200 | 0 | 0 | 0 | 0 | 0 | 0 | 0 | 0 | 0 | 0 | 0 | 0 | 0 | 0 | 0 | 0 | 0 | 0 | 0 | 0 | 0 | 0 | 0 | 0 | 0 | 0 | 0 | 0 | 0 | 0 | 0 | 0 | 0 | 0 | 0 | 0 | 0 | 0 | 0 | 0 |  | 0 | 0 | 0 |  | #VALUE! | #VALUE! | #VALUE! | #VALUE! |  |  | #VALUE! | #VALUE! | 0 | 0 | 0.20123 | 0.20123 | #VALUE! | #VALUE! | #VALUE! | #VALUE! | 0 | 0 | 0.20123 | 0.20123 | #VALUE! | #VALUE! | #VALUE! | #VALUE! | 0 | 0 | 0.20123 | 0.20123 | #VALUE! | #VALUE! |  |  |  | #VALUE! | #VALUE! | #VALUE! | #VALUE! | #VALUE! | #VALUE! | #VALUE!
Saturday | 4 | 2 | 17 | 2201 | 0 | 0 | 0 | 0 | 0 | 0 | 0 | 0 | 0 | 0 | 0 | 0 | 0 | 0 | 0 | 0 | 0 | 0 | 0 | 0 | 0 | 0 | 0 | 0 | 0 | 0 | 0 | 0 | 0 | 0 | 0 | 0 | 0 | 0 | 0 | 0 | 0 | 0 | 0 | 0 |  | 0 | 0 | 0 |  | #VALUE! | #VALUE! | #VALUE! | #VALUE! |  |  | #VALUE! | #VALUE! | 0 | 0 | 0.20123 | 0.20123 | #VALUE! | #VALUE! | #VALUE! | #VALUE! | 0 | 0 | 0.20123 | 0.20123 | #VALUE! | #VALUE! | #VALUE! | #VALUE! | 0 | 0 | 0.20123 | 0.20123 | #VALUE! | #VALUE! |  |  |  | #VALUE! | #VALUE! | #VALUE! | #VALUE! | #VALUE! | #VALUE! | #VALUE!
Saturday | 4 | 2 | 18 | 2202 | 0 | 0 | 0 | 0 | 0 | 0 | 0 | 0 | 0 | 0 | 0 | 0 | 0 | 0 | 0 | 0 | 0 | 0 | 0 | 0 | 0 | 0 | 0 | 0 | 0 | 0 | 0 | 0 | 0 | 0 | 0 | 0 | 0 | 0 | 0 | 0 | 0 | 0 | 0 | 0 |  | 0 | 0 | 0 |  | #VALUE! | #VALUE! | #VALUE! | #VALUE! |  |  | #VALUE! | #VALUE! | 0 | 0 | 0.20123 | 0.20123 | #VALUE! | #VALUE! | #VALUE! | #VALUE! | 0 | 0 | 0.20123 | 0.20123 | #VALUE! | #VALUE! | #VALUE! | #VALUE! | 0 | 0 | 0.20123 | 0.20123 | #VALUE! | #VALUE! |  |  |  | #VALUE! | #VALUE! | #VALUE! | #VALUE! | #VALUE! | #VALUE! | #VALUE!
Saturday | 4 | 2 | 19 | 2203 | 0 | 0 | 0 | 0 | 0 | 0 | 0 | 0 | 0 | 0 | 0 | 0 | 0 | 0 | 0 | 0 | 0 | 0 | 0 | 0 | 0 | 0 | 0 | 0 | 0 | 0 | 0 | 0 | 0 | 0 | 0 | 0 | 0 | 0 | 0 | 0 | 0 | 0 | 0 | 0 |  | 0 | 0 | 0 |  | #VALUE! | #VALUE! | #VALUE! | #VALUE! |  |  | #VALUE! | #VALUE! | 0 | 0 | 0.20123 | 0.20123 | #VALUE! | #VALUE! | #VALUE! | #VALUE! | 0 | 0 | 0.20123 | 0.20123 | #VALUE! | #VALUE! | #VALUE! | #VALUE! | 0 | 0 | 0.20123 | 0.20123 | #VALUE! | #VALUE! |  |  |  | #VALUE! | #VALUE! | #VALUE! | #VALUE! | #VALUE! | #VALUE! | #VALUE!
Saturday | 4 | 2 | 20 | 2204 | 0 | 0 | 0 | 0 | 0 | 0 | 0 | 0 | 0 | 0 | 0 | 0 | 0 | 0 | 0 | 0 | 0 | 0 | 0 | 0 | 0 | 0 | 0 | 0 | 0 | 0 | 0 | 0 | 0 | 0 | 0 | 0 | 0 | 0 | 0 | 0 | 0 | 0 | 0 | 0 |  | 0 | 0 | 0 |  | #VALUE! | #VALUE! | #VALUE! | #VALUE! |  |  | #VALUE! | #VALUE! | 0 | 0 | 0.20123 | 0.20123 | #VALUE! | #VALUE! | #VALUE! | #VALUE! | 0 | 0 | 0.20123 | 0.20123 | #VALUE! | #VALUE! | #VALUE! | #VALUE! | 0 | 0 | 0.20123 | 0.20123 | #VALUE! | #VALUE! |  |  |  | #VALUE! | #VALUE! | #VALUE! | #VALUE! | #VALUE! | #VALUE! | #VALUE!
Saturday | 4 | 2 | 21 | 2205 | 0 | 0 | 0 | 0 | 0 | 0 | 0 | 0 | 0 | 0 | 0 | 0 | 0 | 0 | 0 | 0 | 0 | 0 | 0 | 0 | 0 | 0 | 0 | 0 | 0 | 0 | 0 | 0 | 0 | 0 | 0 | 0 | 0 | 0 | 0 | 0 | 0 | 0 | 0 | 0 |  | 0 | 0 | 0 |  | #VALUE! | #VALUE! | #VALUE! | #VALUE! |  |  | #VALUE! | #VALUE! | 0 | 0 | 0.20123 | 0.20123 | #VALUE! | #VALUE! | #VALUE! | #VALUE! | 0 | 0 | 0.20123 | 0.20123 | #VALUE! | #VALUE! | #VALUE! | #VALUE! | 0 | 0 | 0.20123 | 0.20123 | #VALUE! | #VALUE! |  |  |  | #VALUE! | #VALUE! | #VALUE! | #VALUE! | #VALUE! | #VALUE! | #VALUE!
Saturday | 4 | 2 | 22 | 2206 | 0 | 0 | 0 | 0 | 0 | 0 | 0 | 0 | 0 | 0 | 0 | 0 | 0 | 0 | 0 | 0 | 0 | 0 | 0 | 0 | 0 | 0 | 0 | 0 | 0 | 0 | 0 | 0 | 0 | 0 | 0 | 0 | 0 | 0 | 0 | 0 | 0 | 0 | 0 | 0 |  | 0 | 0 | 0 |  | #VALUE! | #VALUE! | #VALUE! | #VALUE! |  |  | #VALUE! | #VALUE! | 0 | 0 | 0.20123 | 0.20123 | #VALUE! | #VALUE! | #VALUE! | #VALUE! | 0 | 0 | 0.20123 | 0.20123 | #VALUE! | #VALUE! | #VALUE! | #VALUE! | 0 | 0 | 0.20123 | 0.20123 | #VALUE! | #VALUE! |  |  |  | #VALUE! | #VALUE! | #VALUE! | #VALUE! | #VALUE! | #VALUE! | #VALUE!
Saturday | 4 | 2 | 23 | 2207 | 0 | 0 | 0 | 0 | 0 | 0 | 0 | 0 | 0 | 0 | 0 | 0 | 0 | 0 | 0 | 0 | 0 | 0 | 0 | 0 | 0 | 0 | 0 | 0 | 0 | 0 | 0 | 0 | 0 | 0 | 0 | 0 | 0 | 0 | 0 | 0 | 0 | 0 | 0 | 0 |  | 0 | 0 | 0 |  | #VALUE! | #VALUE! | #VALUE! | #VALUE! |  |  | #VALUE! | #VALUE! | 0 | 0 | 0.20123 | 0.20123 | #VALUE! | #VALUE! | #VALUE! | #VALUE! | 0 | 0 | 0.20123 | 0.20123 | #VALUE! | #VALUE! | #VALUE! | #VALUE! | 0 | 0 | 0.20123 | 0.20123 | #VALUE! | #VALUE! |  |  |  | #VALUE! | #VALUE! | #VALUE! | #VALUE! | #VALUE! | #VALUE! | #VALUE!
Saturday | 4 | 2 | 24 | 2208 | 0 | 0 | 0 | 0 | 0 | 0 | 0 | 0 | 0 | 0 | 0 | 0 | 0 | 0 | 0 | 0 | 0 | 0 | 0 | 0 | 0 | 0 | 0 | 0 | 0 | 0 | 0 | 0 | 0 | 0 | 0 | 0 | 0 | 0 | 0 | 0 | 0 | 0 | 0 | 0 |  | 0 | 0 | 0 |  | #VALUE! | #VALUE! | #VALUE! | #VALUE! |  |  | #VALUE! | #VALUE! | 0 | 0 | 0.20123 | 0.20123 | #VALUE! | #VALUE! | #VALUE! | #VALUE! | 0 | 0 | 0.20123 | 0.20123 | #VALUE! | #VALUE! | #VALUE! | #VALUE! | 0 | 0 | 0.20123 | 0.20123 | #VALUE! | #VALUE! |  |  |  | #VALUE! | #VALUE! | #VALUE! | #VALUE! | #VALUE! | #VALUE! | #VALUE!
Sunday | 4 | 3 | 1 | 2209 | 0 | 0 | 0 | 0 | 0 | 0 | 0 | 0 | 0 | 0 | 0 | 0 | 0 | 0 | 0 | 0 | 0 | 0 | 0 | 0 | 0 | 0 | 0 | 0 | 0 | 0 | 0 | 0 | 0 | 0 | 0 | 0 | 0 | 0 | 0 | 0 | 0 | 0 | 0 | 0 |  | 0 | 0 | 0 |  | #VALUE! | #VALUE! | #VALUE! | #VALUE! |  |  | #VALUE! | #VALUE! | 0 | 0 | 0.20123 | 0.20123 | #VALUE! | #VALUE! | #VALUE! | #VALUE! | 0 | 0 | 0.20123 | 0.20123 | #VALUE! | #VALUE! | #VALUE! | #VALUE! | 0 | 0 | 0.20123 | 0.20123 | #VALUE! | #VALUE! |  |  |  | #VALUE! | #VALUE! | #VALUE! | #VALUE! | #VALUE! | #VALUE! | #VALUE!
Sunday | 4 | 3 | 2 | 2210 | 0 | 0 | 0 | 0 | 0 | 0 | 0 | 0 | 0 | 0 | 0 | 0 | 0 | 0 | 0 | 0 | 0 | 0 | 0 | 0 | 0 | 0 | 0 | 0 | 0.011807 | 0 | 0 | 0 | 0 | 0 | 0 | 0 | 0 | 0 | 0 | 0 | 0 | 0 | 0 | 0 |  | 0 | 0 | 0 |  | #VALUE! | #VALUE! | #VALUE! | #VALUE! |  |  | #VALUE! | #VALUE! | 0 | 0 | 0.20123 | 0.20123 | #VALUE! | #VALUE! | #VALUE! | #VALUE! | 0 | 0 | 0.20123 | 0.20123 | #VALUE! | #VALUE! | #VALUE! | #VALUE! | 0 | 0 | 0.20123 | 0.20123 | #VALUE! | #VALUE! |  |  |  | #VALUE! | #VALUE! | #VALUE! | #VALUE! | #VALUE! | #VALUE! | #VALUE!
Sunday | 4 | 3 | 3 | 2211 | 0 | 0 | 0 | 0 | 0 | 0 | 0 | 0 | 0 | 0 | 0 | 0 | 0 | 0 | 0 | 0 | 0 | 0 | 0 | 0 | 0 | 0 | 0 | 0 | 0 | 0 | 0 | 0 | 0 | 0 | 0 | 0 | 0 | 0 | 0 | 0 | 0 | 0 | 0 | 0 |  | 0 | 0 | 0 |  | #VALUE! | #VALUE! | #VALUE! | #VALUE! |  |  | #VALUE! | #VALUE! | 0 | 0 | 0.20123 | 0.20123 | #VALUE! | #VALUE! | #VALUE! | #VALUE! | 0 | 0 | 0.20123 | 0.20123 | #VALUE! | #VALUE! | #VALUE! | #VALUE! | 0 | 0 | 0.20123 | 0.20123 | #VALUE! | #VALUE! |  |  |  | #VALUE! | #VALUE! | #VALUE! | #VALUE! | #VALUE! | #VALUE! | #VALUE!
Sunday | 4 | 3 | 4 | 2212 | 0 | 0 | 0 | 0 | 0 | 0 | 0 | 0 | 0 | 0 | 0 | 0 | 0 | 0 | 0 | 0 | 0 | 0 | 0 | 0 | 0 | 0 | 0 | 0 | 0 | 0 | 0 | 0 | 0 | 0 | 0 | 0 | 0 | 0 | 0 | 0 | 0 | 0 | 0 | 0 |  | 0 | 0 | 0 |  | #VALUE! | #VALUE! | #VALUE! | #VALUE! |  |  | #VALUE! | #VALUE! | 0 | 0 | 0.20123 | 0.20123 | #VALUE! | #VALUE! | #VALUE! | #VALUE! | 0 | 0 | 0.20123 | 0.20123 | #VALUE! | #VALUE! | #VALUE! | #VALUE! | 0 | 0 | 0.20123 | 0.20123 | #VALUE! | #VALUE! |  |  |  | #VALUE! | #VALUE! | #VALUE! | #VALUE! | #VALUE! | #VALUE! | #VALUE!
Sunday | 4 | 3 | 5 | 2213 | 0 | 0 | 0 | 0 | 0 | 0 | 0 | 0 | 0 | 0 | 0 | 0 | 0 | 0 | 0 | 0 | 0 | 0 | 0 | 0 | 0 | 0 | 0 | 0 | 0 | 0 | 0 | 0 | 0 | 0 | 0 | 0 | 0 | 0 | 0 | 0 | 0 | 0 | 0 | 0 |  | 0 | 0 | 0 |  | #VALUE! | #VALUE! | #VALUE! | #VALUE! |  |  | #VALUE! | #VALUE! | 0 | 0 | 0.20123 | 0.20123 | #VALUE! | #VALUE! | #VALUE! | #VALUE! | 0 | 0 | 0.20123 | 0.20123 | #VALUE! | #VALUE! | #VALUE! | #VALUE! | 0 | 0 | 0.20123 | 0.20123 | #VALUE! | #VALUE! |  |  |  | #VALUE! | #VALUE! | #VALUE! | #VALUE! | #VALUE! | #VALUE! | #VALUE!
Sunday | 4 | 3 | 6 | 2214 | 0 | 0 | 0 | 0 | 0 | 0 | 0 | 0 | 0 | 0 | 0 | 0 | 0 | 0 | 0 | 0 | 0 | 0 | 0 | 0 | 0 | 0 | 0 | 0 | 0 | 0 | 0 | 0 | 0 | 0 | 0 | 0 | 0 | 0 | 0 | 0 | 0 | 0 | 0 | 0 |  | 0 | 0 | 0 |  | #VALUE! | #VALUE! | #VALUE! | #VALUE! |  |  | #VALUE! | #VALUE! | 0 | 0 | 0.20123 | 0.20123 | #VALUE! | #VALUE! | #VALUE! | #VALUE! | 0 | 0 | 0.20123 | 0.20123 | #VALUE! | #VALUE! | #VALUE! | #VALUE! | 0 | 0 | 0.20123 | 0.20123 | #VALUE! | #VALUE! |  |  |  | #VALUE! | #VALUE! | #VALUE! | #VALUE! | #VALUE! | #VALUE! | #VALUE!
Sunday | 4 | 3 | 7 | 2215 | 0 | 0 | 0 | 0 | 0 | 0 | 0 | 0 | 0 | 0 | 0 | 0 | 0 | 0 | 0 | 0 | 0 | 0 | 0 | 0 | 0 | 0 | 0 | 0 | 0 | 0 | 0 | 0 | 0 | 0 | 0 | 0 | 0 | 0 | 0 | 0 | 0 | 0 | 0 | 0 |  | 0 | 0 | 0 |  | #VALUE! | #VALUE! | #VALUE! | #VALUE! |  |  | #VALUE! | #VALUE! | 0 | 0 | 0.20123 | 0.20123 | #VALUE! | #VALUE! | #VALUE! | #VALUE! | 0 | 0 | 0.20123 | 0.20123 | #VALUE! | #VALUE! | #VALUE! | #VALUE! | 0 | 0 | 0.20123 | 0.20123 | #VALUE! | #VALUE! |  |  |  | #VALUE! | #VALUE! | #VALUE! | #VALUE! | #VALUE! | #VALUE! | #VALUE!
Sunday | 4 | 3 | 8 | 2216 | 0 | 0 | 0 | 0 | 0 | 0 | 0 | 0 | 0 | 0 | 0 | 0 | 0 | 0 | 0 | 0 | 0 | 0 | 0 | 0 | 0 | 0 | 0 | 0 | 0 | 0 | 0 | 0 | 0 | 0 | 0 | 0 | 0 | 0 | 0 | 0 | 0 | 0 | 0 | 0 |  | 0 | 0 | 0 |  | #VALUE! | #VALUE! | #VALUE! | #VALUE! |  |  | #VALUE! | #VALUE! | 0 | 0 | 0.20123 | 0.20123 | #VALUE! | #VALUE! | #VALUE! | #VALUE! | 0 | 0 | 0.20123 | 0.20123 | #VALUE! | #VALUE! | #VALUE! | #VALUE! | 0 | 0 | 0.20123 | 0.20123 | #VALUE! | #VALUE! |  |  |  | #VALUE! | #VALUE! | #VALUE! | #VALUE! | #VALUE! | #VALUE! | #VALUE!
Sunday | 4 | 3 | 9 | 2217 | 0 | 0 | 0 | 0 | 0 | 0 | 0 | 0 | 0 | 0 | 0 | 0 | 0 | 0 | 0 | 0 | 0 | 0 | 0 | 0 | 0 | 0 | 0 | 0 | 0 | 0 | 0 | 0 | 0 | 0 | 0 | 0 | 0 | 0 | 0 | 0 | 0 | 0 | 0 | 0 |  | 0 | 0 | 0 |  | #VALUE! | #VALUE! | #VALUE! | #VALUE! |  |  | #VALUE! | #VALUE! | 0 | 0 | 0.20123 | 0.20123 | #VALUE! | #VALUE! | #VALUE! | #VALUE! | 0 | 0 | 0.20123 | 0.20123 | #VALUE! | #VALUE! | #VALUE! | #VALUE! | 0 | 0 | 0.20123 | 0.20123 | #VALUE! | #VALUE! |  |  |  | #VALUE! | #VALUE! | #VALUE! | #VALUE! | #VALUE! | #VALUE! | #VALUE!
Sunday | 4 | 3 | 10 | 2218 | 0 | 0 | 0 | 0 | 0 | 0 | 0 | 0 | 0 | 0 | 0 | 0 | 0 | 0 | 0 | 0 | 0 | 0 | 0 | 0 | 0 | 0 | 0 | 0 | 0 | 0 | 0 | 0 | 0 | 0 | 0 | 0 | 0 | 0 | 0 | 0 | 0 | 0 | 0 | 0 |  | 0 | 0 | 0 |  | #VALUE! | #VALUE! | #VALUE! | #VALUE! |  |  | #VALUE! | #VALUE! | 0 | 0 | 0.20123 | 0.20123 | #VALUE! | #VALUE! | #VALUE! | #VALUE! | 0 | 0 | 0.20123 | 0.20123 | #VALUE! | #VALUE! | #VALUE! | #VALUE! | 0 | 0 | 0.20123 | 0.20123 | #VALUE! | #VALUE! |  |  |  | #VALUE! | #VALUE! | #VALUE! | #VALUE! | #VALUE! | #VALUE! | #VALUE!
Sunday | 4 | 3 | 11 | 2219 | 0 | 0 | 0 | 0 | 0 | 0 | 0 | 0 | 0 | 0 | 0 | 0 | 0 | 0 | 0 | 0 | 0 | 0 | 0 | 0 | 0 | 0 | 0 | 0 | 0 | 0 | 0 | 0 | 0 | 0 | 0 | 0 | 0 | 0 | 0 | 0 | 0 | 0 | 0 | 0 |  | 0 | 0 | 0 |  | #VALUE! | #VALUE! | #VALUE! | #VALUE! |  |  | #VALUE! | #VALUE! | 0 | 0 | 0.20123 | 0.20123 | #VALUE! | #VALUE! | #VALUE! | #VALUE! | 0 | 0 | 0.20123 | 0.20123 | #VALUE! | #VALUE! | #VALUE! | #VALUE! | 0 | 0 | 0.20123 | 0.20123 | #VALUE! | #VALUE! |  |  |  | #VALUE! | #VALUE! | #VALUE! | #VALUE! | #VALUE! | #VALUE! | #VALUE!
Sunday | 4 | 3 | 12 | 2220 | 0 | 0 | 0 | 0 | 0 | 0 | 0 | 0 | 0 | 0 | 0 | 0 | 0 | 0 | 0 | 0 | 0 | 0 | 0 | 0 | 0 | 0 | 0 | 0 | 0 | 0 | 0 | 0 | 0 | 0 | 0 | 0 | 0 | 0 | 0 | 0 | 0 | 0 | 0 | 0 |  | 0 | 0 | 0 |  | #VALUE! | #VALUE! | #VALUE! | #VALUE! |  |  | #VALUE! | #VALUE! | 0 | 0 | 0.20123 | 0.20123 | #VALUE! | #VALUE! | #VALUE! | #VALUE! | 0 | 0 | 0.20123 | 0.20123 | #VALUE! | #VALUE! | #VALUE! | #VALUE! | 0 | 0 | 0.20123 | 0.20123 | #VALUE! | #VALUE! |  |  |  | #VALUE! | #VALUE! | #VALUE! | #VALUE! | #VALUE! | #VALUE! | #VALUE!
Sunday | 4 | 3 | 13 | 2221 | 0 | 0 | 0 | 0 | 0 | 0 | 0 | 0 | 0 | 0 | 0 | 0 | 0 | 0 | 0 | 0 | 0 | 0 | 0 | 0 | 0 | 0 | 0 | 0 | 0 | 0 | 0 | 0 | 0 | 0 | 0 | 0 | 0 | 0 | 0 | 0 | 0 | 0 | 0 | 0 |  | 0 | 0 | 0 |  | #VALUE! | #VALUE! | #VALUE! | #VALUE! |  |  | #VALUE! | #VALUE! | 0 | 0 | 0.20123 | 0.20123 | #VALUE! | #VALUE! | #VALUE! | #VALUE! | 0 | 0 | 0.20123 | 0.20123 | #VALUE! | #VALUE! | #VALUE! | #VALUE! | 0 | 0 | 0.20123 | 0.20123 | #VALUE! | #VALUE! |  |  |  | #VALUE! | #VALUE! | #VALUE! | #VALUE! | #VALUE! | #VALUE! | #VALUE!
Sunday | 4 | 3 | 14 | 2222 | 0 | 0 | 0 | 0 | 0 | 0 | 0 | 0 | 0 | 0 | 0 | 0 | 0 | 0 | 0 | 0 | 0 | 0 | 0 | 0 | 0 | 0 | 0 | 0 | 0 | 0 | 0 | 0 | 0 | 0 | 0 | 0 | 0 | 0 | 0 | 0 | 0 | 0 | 0 | 0 |  | 0 | 0 | 0 |  | #VALUE! | #VALUE! | #VALUE! | #VALUE! |  |  | #VALUE! | #VALUE! | 0 | 0 | 0.20123 | 0.20123 | #VALUE! | #VALUE! | #VALUE! | #VALUE! | 0 | 0 | 0.20123 | 0.20123 | #VALUE! | #VALUE! | #VALUE! | #VALUE! | 0 | 0 | 0.20123 | 0.20123 | #VALUE! | #VALUE! |  |  |  | #VALUE! | #VALUE! | #VALUE! | #VALUE! | #VALUE! | #VALUE! | #VALUE!
Sunday | 4 | 3 | 15 | 2223 | 0 | 0 | 0 | 0 | 0 | 0 | 0 | 0 | 0 | 0 | 0 | 0 | 0 | 0 | 0 | 0 | 0 | 0 | 0 | 0 | 0 | 0 | 0 | 0 | 0 | 0 | 0 | 0 | 0 | 0 | 0 | 0 | 0 | 0 | 0 | 0 | 0 | 0 | 0 | 0 |  | 0 | 0 | 0 |  | #VALUE! | #VALUE! | #VALUE! | #VALUE! |  |  | #VALUE! | #VALUE! | 0 | 0 | 0.20123 | 0.20123 | #VALUE! | #VALUE! | #VALUE! | #VALUE! | 0 | 0 | 0.20123 | 0.20123 | #VALUE! | #VALUE! | #VALUE! | #VALUE! | 0 | 0 | 0.20123 | 0.20123 | #VALUE! | #VALUE! |  |  |  | #VALUE! | #VALUE! | #VALUE! | #VALUE! | #VALUE! | #VALUE! | #VALUE!
Sunday | 4 | 3 | 16 | 2224 | 0 | 0 | 0 | 0 | 0 | 0 | 0 | 0 | 0 | 0 | 0 | 0 | 0 | 0 | 0 | 0 | 0 | 0 | 0 | 0 | 0 | 0 | 0 | 0 | 0 | 0 | 0 | 0 | 0 | 0 | 0 | 0 | 0 | 0 | 0 | 0 | 0 | 0 | 0 | 0 |  | 0 | 0 | 0 |  | #VALUE! | #VALUE! | #VALUE! | #VALUE! |  |  | #VALUE! | #VALUE! | 0 | 0 | 0.20123 | 0.20123 | #VALUE! | #VALUE! | #VALUE! | #VALUE! | 0 | 0 | 0.20123 | 0.20123 | #VALUE! | #VALUE! | #VALUE! | #VALUE! | 0 | 0 | 0.20123 | 0.20123 | #VALUE! | #VALUE! |  |  |  | #VALUE! | #VALUE! | #VALUE! | #VALUE! | #VALUE! | #VALUE! | #VALUE!
Sunday | 4 | 3 | 17 | 2225 | 0 | 0 | 0 | 0 | 0 | 0 | 0 | 0 | 0 | 0 | 0 | 0 | 0 | 0 | 0 | 0 | 0 | 0 | 0 | 0 | 0 | 0 | 0 | 0 | 0 | 0 | 0 | 0 | 0 | 0 | 0 | 0 | 0 | 0 | 0 | 0 | 0 | 0 | 0 | 0 |  | 0 | 0 | 0 |  | #VALUE! | #VALUE! | #VALUE! | #VALUE! |  |  | #VALUE! | #VALUE! | 0 | 0 | 0.20123 | 0.20123 | #VALUE! | #VALUE! | #VALUE! | #VALUE! | 0 | 0 | 0.20123 | 0.20123 | #VALUE! | #VALUE! | #VALUE! | #VALUE! | 0 | 0 | 0.20123 | 0.20123 | #VALUE! | #VALUE! |  |  |  | #VALUE! | #VALUE! | #VALUE! | #VALUE! | #VALUE! | #VALUE! | #VALUE!
Sunday | 4 | 3 | 18 | 2226 | 0 | 0 | 0 | 0 | 0 | 0 | 0 | 0 | 0 | 0 | 0 | 0 | 0 | 0 | 0 | 0 | 0 | 0 | 0 | 0 | 0 | 0 | 0 | 0 | 0 | 0 | 0 | 0 | 0 | 0 | 0 | 0 | 0 | 0 | 0 | 0 | 0 | 0 | 0 | 0 |  | 0 | 0 | 0 |  | #VALUE! | #VALUE! | #VALUE! | #VALUE! |  |  | #VALUE! | #VALUE! | 0 | 0 | 0.20123 | 0.20123 | #VALUE! | #VALUE! | #VALUE! | #VALUE! | 0 | 0 | 0.20123 | 0.20123 | #VALUE! | #VALUE! | #VALUE! | #VALUE! | 0 | 0 | 0.20123 | 0.20123 | #VALUE! | #VALUE! |  |  |  | #VALUE! | #VALUE! | #VALUE! | #VALUE! | #VALUE! | #VALUE! | #VALUE!
Sunday | 4 | 3 | 19 | 2227 | 0 | 0 | 0 | 0 | 0 | 0 | 0 | 0 | 0 | 0 | 0 | 0 | 0 | 0 | 0 | 0 | 0 | 0 | 0 | 0 | 0 | 0 | 0 | 0 | 0 | 0 | 0 | 0 | 0 | 0 | 0 | 0 | 0 | 0 | 0 | 0 | 0 | 0 | 0 | 0 |  | 0 | 0 | 0 |  | #VALUE! | #VALUE! | #VALUE! | #VALUE! |  |  | #VALUE! | #VALUE! | 0 | 0 | 0.20123 | 0.20123 | #VALUE! | #VALUE! | #VALUE! | #VALUE! | 0 | 0 | 0.20123 | 0.20123 | #VALUE! | #VALUE! | #VALUE! | #VALUE! | 0 | 0 | 0.20123 | 0.20123 | #VALUE! | #VALUE! |  |  |  | #VALUE! | #VALUE! | #VALUE! | #VALUE! | #VALUE! | #VALUE! | #VALUE!
Sunday | 4 | 3 | 20 | 2228 | 0 | 0 | 0 | 0 | 0 | 0 | 0 | 0 | 0 | 0 | 0 | 0 | 0 | 0 | 0 | 0 | 0 | 0 | 0 | 0 | 0 | 0 | 0 | 0 | 0 | 0 | 0 | 0 | 0 | 0 | 0 | 0 | 0 | 0 | 0 | 0 | 0 | 0 | 0 | 0 |  | 0 | 0 | 0 |  | #VALUE! | #VALUE! | #VALUE! | #VALUE! |  |  | #VALUE! | #VALUE! | 0 | 0 | 0.20123 | 0.20123 | #VALUE! | #VALUE! | #VALUE! | #VALUE! | 0 | 0 | 0.20123 | 0.20123 | #VALUE! | #VALUE! | #VALUE! | #VALUE! | 0 | 0 | 0.20123 | 0.20123 | #VALUE! | #VALUE! |  |  |  | #VALUE! | #VALUE! | #VALUE! | #VALUE! | #VALUE! | #VALUE! | #VALUE!
Sunday | 4 | 3 | 21 | 2229 | 0 | 0 | 0 | 0 | 0 | 0 | 0 | 0 | 0 | 0 | 0 | 0 | 0 | 0 | 0 | 0 | 0 | 0 | 0 | 0 | 0 | 0 | 0 | 0 | 0 | 0 | 0 | 0 | 0 | 0 | 0 | 0 | 0 | 0 | 0 | 0 | 0 | 0 | 0 | 0 |  | 0 | 0 | 0 |  | #VALUE! | #VALUE! | #VALUE! | #VALUE! |  |  | #VALUE! | #VALUE! | 0 | 0 | 0.20123 | 0.20123 | #VALUE! | #VALUE! | #VALUE! | #VALUE! | 0 | 0 | 0.20123 | 0.20123 | #VALUE! | #VALUE! | #VALUE! | #VALUE! | 0 | 0 | 0.20123 | 0.20123 | #VALUE! | #VALUE! |  |  |  | #VALUE! | #VALUE! | #VALUE! | #VALUE! | #VALUE! | #VALUE! | #VALUE!
Sunday | 4 | 3 | 22 | 2230 | 0 | 0 | 0 | 0 | 0 | 0 | 0 | 0 | 0 | 0 | 0 | 0 | 0 | 0 | 0 | 0 | 0 | 0 | 0 | 0 | 0 | 0 | 0 | 0 | 0 | 0 | 0 | 0 | 0 | 0 | 0 | 0 | 0 | 0 | 0 | 0 | 0 | 0 | 0 | 0 |  | 0 | 0 | 0 |  | #VALUE! | #VALUE! | #VALUE! | #VALUE! |  |  | #VALUE! | #VALUE! | 0 | 0 | 0.20123 | 0.20123 | #VALUE! | #VALUE! | #VALUE! | #VALUE! | 0 | 0 | 0.20123 | 0.20123 | #VALUE! | #VALUE! | #VALUE! | #VALUE! | 0 | 0 | 0.20123 | 0.20123 | #VALUE! | #VALUE! |  |  |  | #VALUE! | #VALUE! | #VALUE! | #VALUE! | #VALUE! | #VALUE! | #VALUE!
Sunday | 4 | 3 | 23 | 2231 | 0 | 0 | 0 | 0 | 0 | 0 | 0 | 0 | 0 | 0 | 0 | 0 | 0 | 0 | 0 | 0 | 0 | 0 | 0 | 0 | 0 | 0 | 0 | 0 | 0 | 0 | 0 | 0 | 0 | 0 | 0 | 0 | 0 | 0 | 0 | 0 | 0 | 0 | 0 | 0 |  | 0 | 0 | 0 |  | #VALUE! | #VALUE! | #VALUE! | #VALUE! |  |  | #VALUE! | #VALUE! | 0 | 0 | 0.20123 | 0.20123 | #VALUE! | #VALUE! | #VALUE! | #VALUE! | 0 | 0 | 0.20123 | 0.20123 | #VALUE! | #VALUE! | #VALUE! | #VALUE! | 0 | 0 | 0.20123 | 0.20123 | #VALUE! | #VALUE! |  |  |  | #VALUE! | #VALUE! | #VALUE! | #VALUE! | #VALUE! | #VALUE! | #VALUE!
Sunday | 4 | 3 | 24 | 2232 | 0 | 0 | 0 | 0 | 0 | 0 | 0 | 0 | 0 | 0 | 0 | 0 | 0 | 0 | 0 | 0 | 0 | 0 | 0 | 0 | 0 | 0 | 0 | 0 | 0 | 0 | 0 | 0 | 0 | 0 | 0 | 0 | 0 | 0 | 0 | 0 | 0 | 0 | 0 | 0 |  | 0 | 0 | 0 |  | #VALUE! | #VALUE! | #VALUE! | #VALUE! |  |  | #VALUE! | #VALUE! | 0 | 0 | 0.20123 | 0.20123 | #VALUE! | #VALUE! | #VALUE! | #VALUE! | 0 | 0 | 0.20123 | 0.20123 | #VALUE! | #VALUE! | #VALUE! | #VALUE! | 0 | 0 | 0.20123 | 0.20123 | #VALUE! | #VALUE! |  |  |  | #VALUE! | #VALUE! | #VALUE! | #VALUE! | #VALUE! | #VALUE! | #VALUE!
Monday | 4 | 4 | 1 | 2233 | 0 | 0 | 0 | 0 | 0 | 0 | 0 | 0 | 0 | 0 | 0 | 0 | 0 | 0 | 0 | 0 | 0 | 0 | 0 | 0 | 0 | 0 | 0 | 0 | 0.0018766 | 0 | 0 | 0 | 0 | 0 | 0 | 0 | 0 | 0 | 0 | 0 | 0 | 0 | 0 | 0 |  | 0 | 0 | 0 |  | #VALUE! | #VALUE! | #VALUE! | #VALUE! |  |  | #VALUE! | #VALUE! | 0 | 0 | 0.20123 | 0.20123 | #VALUE! | #VALUE! | #VALUE! | #VALUE! | 0 | 0 | 0.20123 | 0.20123 | #VALUE! | #VALUE! | #VALUE! | #VALUE! | 0 | 0 | 0.20123 | 0.20123 | #VALUE! | #VALUE! |  |  |  | #VALUE! | #VALUE! | #VALUE! | #VALUE! | #VALUE! | #VALUE! | #VALUE!
Monday | 4 | 4 | 2 | 2234 | 0 | 0 | 0 | 0 | 0 | 0 | 0 | 0 | 0 | 0 | 0 | 0 | 0 | 0 | 0 | 0 | 0 | 0 | 0 | 0 | 0 | 0 | 0 | 0 | 0 | 0 | 0 | 0 | 0 | 0 | 0 | 0 | 0 | 0 | 0 | 0 | 0 | 0 | 0 | 0 |  | 0 | 0 | 0 |  | #VALUE! | #VALUE! | #VALUE! | #VALUE! |  |  | #VALUE! | #VALUE! | 0 | 0 | 0.20123 | 0.20123 | #VALUE! | #VALUE! | #VALUE! | #VALUE! | 0 | 0 | 0.20123 | 0.20123 | #VALUE! | #VALUE! | #VALUE! | #VALUE! | 0 | 0 | 0.20123 | 0.20123 | #VALUE! | #VALUE! |  |  |  | #VALUE! | #VALUE! | #VALUE! | #VALUE! | #VALUE! | #VALUE! | #VALUE!
Monday | 4 | 4 | 3 | 2235 | 0 | 0 | 0 | 0 | 0 | 0 | 0 | 0 | 0 | 0 | 0 | 0 | 0 | 0 | 0 | 0 | 0 | 0 | 0 | 0 | 0 | 0 | 0 | 0 | 0 | 0 | 0 | 0 | 0 | 0 | 0 | 0 | 0 | 0 | 0 | 0 | 0 | 0 | 0 | 0 |  | 0 | 0 | 0 |  | #VALUE! | #VALUE! | #VALUE! | #VALUE! |  |  | #VALUE! | #VALUE! | 0 | 0 | 0.20123 | 0.20123 | #VALUE! | #VALUE! | #VALUE! | #VALUE! | 0 | 0 | 0.20123 | 0.20123 | #VALUE! | #VALUE! | #VALUE! | #VALUE! | 0 | 0 | 0.20123 | 0.20123 | #VALUE! | #VALUE! |  |  |  | #VALUE! | #VALUE! | #VALUE! | #VALUE! | #VALUE! | #VALUE! | #VALUE!
Monday | 4 | 4 | 4 | 2236 | 0 | 0 | 0 | 0 | 0 | 0 | 0 | 0 | 0 | 0 | 0 | 0 | 0 | 0 | 0 | 0 | 0 | 0 | 0 | 0 | 0 | 0 | 0 | 0 | 0 | 0 | 0 | 0 | 0 | 0 | 0 | 0 | 0 | 0 | 0 | 0 | 0 | 0 | 0 | 0 |  | 0 | 0 | 0 |  | #VALUE! | #VALUE! | #VALUE! | #VALUE! |  |  | #VALUE! | #VALUE! | 0 | 0 | 0.20123 | 0.20123 | #VALUE! | #VALUE! | #VALUE! | #VALUE! | 0 | 0 | 0.20123 | 0.20123 | #VALUE! | #VALUE! | #VALUE! | #VALUE! | 0 | 0 | 0.20123 | 0.20123 | #VALUE! | #VALUE! |  |  |  | #VALUE! | #VALUE! | #VALUE! | #VALUE! | #VALUE! | #VALUE! | #VALUE!
Monday | 4 | 4 | 5 | 2237 | 0 | 0 | 0 | 0 | 0 | 0 | 0 | 0 | 0 | 0 | 0 | 0 | 0 | 0 | 0 | 0 | 0 | 0 | 0 | 0 | 0 | 0 | 0 | 0 | 0 | 0 | 0 | 0 | 0 | 0 | 0 | 0 | 0 | 0 | 0 | 0 | 0 | 0 | 0 | 0 |  | 0 | 0 | 0 |  | #VALUE! | #VALUE! | #VALUE! | #VALUE! |  |  | #VALUE! | #VALUE! | 0 | 0 | 0.20123 | 0.20123 | #VALUE! | #VALUE! | #VALUE! | #VALUE! | 0 | 0 | 0.20123 | 0.20123 | #VALUE! | #VALUE! | #VALUE! | #VALUE! | 0 | 0 | 0.20123 | 0.20123 | #VALUE! | #VALUE! |  |  |  | #VALUE! | #VALUE! | #VALUE! | #VALUE! | #VALUE! | #VALUE! | #VALUE!
Monday | 4 | 4 | 6 | 2238 | 0 | 0 | 0 | 0 | 0 | 0 | 0 | 0 | 0 | 0 | 0 | 0 | 0 | 0 | 0 | 0 | 0 | 0 | 0 | 0 | 0 | 0 | 0 | 0 | 0 | 0 | 0 | 0 | 0 | 0 | 0 | 0 | 0 | 0 | 0 | 0 | 0 | 0 | 0 | 0 |  | 0 | 0 | 0 |  | #VALUE! | #VALUE! | #VALUE! | #VALUE! |  |  | #VALUE! | #VALUE! | 0 | 0 | 0.20123 | 0.20123 | #VALUE! | #VALUE! | #VALUE! | #VALUE! | 0 | 0 | 0.20123 | 0.20123 | #VALUE! | #VALUE! | #VALUE! | #VALUE! | 0 | 0 | 0.20123 | 0.20123 | #VALUE! | #VALUE! |  |  |  | #VALUE! | #VALUE! | #VALUE! | #VALUE! | #VALUE! | #VALUE! | #VALUE!
Monday | 4 | 4 | 7 | 2239 | 0 | 0 | 0 | 0 | 0 | 0 | 0 | 0 | 0 | 0 | 0 | 0 | 0 | 0 | 0 | 0 | 0 | 0 | 0 | 0 | 0 | 0 | 0 | 0 | 0 | 0 | 0 | 0 | 0 | 0 | 0 | 0 | 0 | 0 | 0 | 0 | 0 | 0 | 0 | 0 |  | 0 | 0 | 0 |  | #VALUE! | #VALUE! | #VALUE! | #VALUE! |  |  | #VALUE! | #VALUE! | 0 | 0 | 0.20123 | 0.20123 | #VALUE! | #VALUE! | #VALUE! | #VALUE! | 0 | 0 | 0.20123 | 0.20123 | #VALUE! | #VALUE! | #VALUE! | #VALUE! | 0 | 0 | 0.20123 | 0.20123 | #VALUE! | #VALUE! |  |  |  | #VALUE! | #VALUE! | #VALUE! | #VALUE! | #VALUE! | #VALUE! | #VALUE!
Monday | 4 | 4 | 8 | 2240 | 0 | 0 | 0 | 0 | 0 | 0 | 0 | 0 | 0 | 0 | 0 | 0 | 0 | 0 | 0 | 0 | 0 | 0 | 0 | 0 | 0 | 0 | 0 | 0 | 0 | 0 | 0 | 0 | 0 | 0 | 0 | 0 | 0 | 0 | 0 | 0 | 0 | 0 | 0 | 0 |  | 0 | 0 | 0 |  | #VALUE! | #VALUE! | #VALUE! | #VALUE! |  |  | #VALUE! | #VALUE! | 0 | 0 | 0.20123 | 0.20123 | #VALUE! | #VALUE! | #VALUE! | #VALUE! | 0 | 0 | 0.20123 | 0.20123 | #VALUE! | #VALUE! | #VALUE! | #VALUE! | 0 | 0 | 0.20123 | 0.20123 | #VALUE! | #VALUE! |  |  |  | #VALUE! | #VALUE! | #VALUE! | #VALUE! | #VALUE! | #VALUE! | #VALUE!
Monday | 4 | 4 | 9 | 2241 | 0 | 0 | 0 | 0 | 0 | 0 | 0 | 0 | 0 | 0 | 0 | 0 | 0 | 0 | 0 | 0 | 0 | 0 | 0 | 0 | 0 | 0 | 0 | 0 | 0 | 0 | 0 | 0 | 0 | 0 | 0 | 0 | 0 | 0 | 0 | 0 | 0 | 0 | 0 | 0 |  | 0 | 0 | 0 |  | #VALUE! | #VALUE! | #VALUE! | #VALUE! |  |  | #VALUE! | #VALUE! | 0 | 0 | 0.20123 | 0.20123 | #VALUE! | #VALUE! | #VALUE! | #VALUE! | 0 | 0 | 0.20123 | 0.20123 | #VALUE! | #VALUE! | #VALUE! | #VALUE! | 0 | 0 | 0.20123 | 0.20123 | #VALUE! | #VALUE! |  |  |  | #VALUE! | #VALUE! | #VALUE! | #VALUE! | #VALUE! | #VALUE! | #VALUE!
Monday | 4 | 4 | 10 | 2242 | 0 | 0 | 0 | 0 | 0 | 0 | 0 | 0 | 0 | 0 | 0 | 0 | 0 | 0 | 0 | 0 | 0 | 0 | 0 | 0 | 0 | 0 | 0 | 0 | 0 | 0 | 0 | 0 | 0 | 0 | 0 | 0 | 0 | 0 | 0 | 0 | 0 | 0 | 0 | 0 |  | 0 | 0 | 0 |  | #VALUE! | #VALUE! | #VALUE! | #VALUE! |  |  | #VALUE! | #VALUE! | 0 | 0 | 0.20123 | 0.20123 | #VALUE! | #VALUE! | #VALUE! | #VALUE! | 0 | 0 | 0.20123 | 0.20123 | #VALUE! | #VALUE! | #VALUE! | #VALUE! | 0 | 0 | 0.20123 | 0.20123 | #VALUE! | #VALUE! |  |  |  | #VALUE! | #VALUE! | #VALUE! | #VALUE! | #VALUE! | #VALUE! | #VALUE!
Monday | 4 | 4 | 11 | 2243 | 0 | 0 | 0 | 0 | 0 | 0 | 0 | 0 | 0 | 0 | 0 | 0 | 0 | 0 | 0 | 0 | 0 | 0 | 0 | 0 | 0 | 0 | 0 | 0 | 0 | 0 | 0 | 0 | 0 | 0 | 0 | 0 | 0 | 0 | 0 | 0 | 0 | 0 | 0 | 0 |  | 0 | 0 | 0 |  | #VALUE! | #VALUE! | #VALUE! | #VALUE! |  |  | #VALUE! | #VALUE! | 0 | 0 | 0.20123 | 0.20123 | #VALUE! | #VALUE! | #VALUE! | #VALUE! | 0 | 0 | 0.20123 | 0.20123 | #VALUE! | #VALUE! | #VALUE! | #VALUE! | 0 | 0 | 0.20123 | 0.20123 | #VALUE! | #VALUE! |  |  |  | #VALUE! | #VALUE! | #VALUE! | #VALUE! | #VALUE! | #VALUE! | #VALUE!
Monday | 4 | 4 | 12 | 2244 | 0 | 0 | 0 | 0 | 0 | 0 | 0 | 0 | 0 | 0 | 0 | 0 | 0 | 0 | 0 | 0 | 0 | 0 | 0 | 0 | 0 | 0 | 0 | 0 | 0 | 0 | 0 | 0 | 0 | 0 | 0 | 0 | 0 | 0 | 0 | 0 | 0 | 0 | 0 | 0 |  | 0 | 0 | 0 |  | #VALUE! | #VALUE! | #VALUE! | #VALUE! |  |  | #VALUE! | #VALUE! | 0 | 0 | 0.20123 | 0.20123 | #VALUE! | #VALUE! | #VALUE! | #VALUE! | 0 | 0 | 0.20123 | 0.20123 | #VALUE! | #VALUE! | #VALUE! | #VALUE! | 0 | 0 | 0.20123 | 0.20123 | #VALUE! | #VALUE! |  |  |  | #VALUE! | #VALUE! | #VALUE! | #VALUE! | #VALUE! | #VALUE! | #VALUE!
Monday | 4 | 4 | 13 | 2245 | 0 | 0 | 0 | 0 | 0 | 0 | 0 | 0 | 0 | 0 | 0 | 0 | 0 | 0 | 0 | 0 | 0 | 0 | 0 | 0 | 0 | 0 | 0 | 0 | 0 | 0 | 0 | 0 | 0 | 0 | 0 | 0 | 0 | 0 | 0 | 0 | 0 | 0 | 0 | 0 |  | 0 | 0 | 0 |  | #VALUE! | #VALUE! | #VALUE! | #VALUE! |  |  | #VALUE! | #VALUE! | 0 | 0 | 0.20123 | 0.20123 | #VALUE! | #VALUE! | #VALUE! | #VALUE! | 0 | 0 | 0.20123 | 0.20123 | #VALUE! | #VALUE! | #VALUE! | #VALUE! | 0 | 0 | 0.20123 | 0.20123 | #VALUE! | #VALUE! |  |  |  | #VALUE! | #VALUE! | #VALUE! | #VALUE! | #VALUE! | #VALUE! | #VALUE!
Monday | 4 | 4 | 14 | 2246 | 0 | 0 | 0 | 0 | 0 | 0 | 0 | 0 | 0 | 0 | 0 | 0 | 0 | 0 | 0 | 0 | 0 | 0 | 0 | 0 | 0 | 0 | 0 | 0 | 0 | 0 | 0 | 0 | 0 | 0 | 0 | 0 | 0 | 0 | 0 | 0 | 0 | 0 | 0 | 0 |  | 0 | 0 | 0 |  | #VALUE! | #VALUE! | #VALUE! | #VALUE! |  |  | #VALUE! | #VALUE! | 0 | 0 | 0.20123 | 0.20123 | #VALUE! | #VALUE! | #VALUE! | #VALUE! | 0 | 0 | 0.20123 | 0.20123 | #VALUE! | #VALUE! | #VALUE! | #VALUE! | 0 | 0 | 0.20123 | 0.20123 | #VALUE! | #VALUE! |  |  |  | #VALUE! | #VALUE! | #VALUE! | #VALUE! | #VALUE! | #VALUE! | #VALUE!
Monday | 4 | 4 | 15 | 2247 | 0 | 0 | 0 | 0 | 0 | 0 | 0 | 0 | 0 | 0 | 0 | 0 | 0 | 0 | 0 | 0 | 0 | 0 | 0 | 0 | 0 | 0 | 0 | 0 | 0 | 0 | 0 | 0 | 0 | 0 | 0 | 0 | 0 | 0 | 0 | 0 | 0 | 0 | 0 | 0 |  | 0 | 0 | 0 |  | #VALUE! | #VALUE! | #VALUE! | #VALUE! |  |  | #VALUE! | #VALUE! | 0 | 0 | 0.20123 | 0.20123 | #VALUE! | #VALUE! | #VALUE! | #VALUE! | 0 | 0 | 0.20123 | 0.20123 | #VALUE! | #VALUE! | #VALUE! | #VALUE! | 0 | 0 | 0.20123 | 0.20123 | #VALUE! | #VALUE! |  |  |  | #VALUE! | #VALUE! | #VALUE! | #VALUE! | #VALUE! | #VALUE! | #VALUE!
Monday | 4 | 4 | 16 | 2248 | 0 | 0 | 0 | 0 | 0 | 0 | 0 | 0 | 0 | 0 | 0 | 0 | 0 | 0 | 0 | 0 | 0 | 0 | 0 | 0 | 0 | 0 | 0 | 0 | 0 | 0 | 0 | 0 | 0 | 0 | 0 | 0 | 0 | 0 | 0 | 0 | 0 | 0 | 0 | 0 |  | 0 | 0 | 0 |  | #VALUE! | #VALUE! | #VALUE! | #VALUE! |  |  | #VALUE! | #VALUE! | 0 | 0 | 0.20123 | 0.20123 | #VALUE! | #VALUE! | #VALUE! | #VALUE! | 0 | 0 | 0.20123 | 0.20123 | #VALUE! | #VALUE! | #VALUE! | #VALUE! | 0 | 0 | 0.20123 | 0.20123 | #VALUE! | #VALUE! |  |  |  | #VALUE! | #VALUE! | #VALUE! | #VALUE! | #VALUE! | #VALUE! | #VALUE!
Monday | 4 | 4 | 17 | 2249 | 0 | 0 | 0 | 0 | 0 | 0 | 0 | 0 | 0 | 0 | 0 | 0 | 0 | 0 | 0 | 0 | 0 | 0 | 0 | 0 | 0 | 0 | 0 | 0 | 0 | 0 | 0 | 0 | 0 | 0 | 0 | 0 | 0 | 0 | 0 | 0 | 0 | 0 | 0 | 0 |  | 0 | 0 | 0 |  | #VALUE! | #VALUE! | #VALUE! | #VALUE! |  |  | #VALUE! | #VALUE! | 0 | 0 | 0.20123 | 0.20123 | #VALUE! | #VALUE! | #VALUE! | #VALUE! | 0 | 0 | 0.20123 | 0.20123 | #VALUE! | #VALUE! | #VALUE! | #VALUE! | 0 | 0 | 0.20123 | 0.20123 | #VALUE! | #VALUE! |  |  |  | #VALUE! | #VALUE! | #VALUE! | #VALUE! | #VALUE! | #VALUE! | #VALUE!
Monday | 4 | 4 | 18 | 2250 | 0 | 0 | 0 | 0 | 0 | 0 | 0 | 0 | 0 | 0 | 0 | 0 | 0 | 0 | 0 | 0 | 0 | 0 | 0 | 0 | 0 | 0 | 0 | 0 | 0 | 0 | 0 | 0 | 0 | 0 | 0 | 0 | 0 | 0 | 0 | 0 | 0 | 0 | 0 | 0 |  | 0 | 0 | 0 |  | #VALUE! | #VALUE! | #VALUE! | #VALUE! |  |  | #VALUE! | #VALUE! | 0 | 0 | 0.20123 | 0.20123 | #VALUE! | #VALUE! | #VALUE! | #VALUE! | 0 | 0 | 0.20123 | 0.20123 | #VALUE! | #VALUE! | #VALUE! | #VALUE! | 0 | 0 | 0.20123 | 0.20123 | #VALUE! | #VALUE! |  |  |  | #VALUE! | #VALUE! | #VALUE! | #VALUE! | #VALUE! | #VALUE! | #VALUE!
Monday | 4 | 4 | 19 | 2251 | 0 | 0 | 0 | 0 | 0 | 0 | 0 | 0 | 0 | 0 | 0 | 0 | 0 | 0 | 0 | 0 | 0 | 0 | 0 | 0 | 0 | 0 | 0 | 0 | 0 | 0 | 0 | 0 | 0 | 0 | 0 | 0 | 0 | 0 | 0 | 0 | 0 | 0 | 0 | 0 |  | 0 | 0 | 0 |  | #VALUE! | #VALUE! | #VALUE! | #VALUE! |  |  | #VALUE! | #VALUE! | 0 | 0 | 0.20123 | 0.20123 | #VALUE! | #VALUE! | #VALUE! | #VALUE! | 0 | 0 | 0.20123 | 0.20123 | #VALUE! | #VALUE! | #VALUE! | #VALUE! | 0 | 0 | 0.20123 | 0.20123 | #VALUE! | #VALUE! |  |  |  | #VALUE! | #VALUE! | #VALUE! | #VALUE! | #VALUE! | #VALUE! | #VALUE!
Monday | 4 | 4 | 20 | 2252 | 0 | 0 | 0 | 0 | 0 | 0 | 0 | 0 | 0 | 0 | 0 | 0 | 0 | 0 | 0 | 0 | 0 | 0 | 0 | 0 | 0 | 0 | 0 | 0 | 0 | 0 | 0 | 0 | 0 | 0 | 0 | 0 | 0 | 0 | 0 | 0 | 0 | 0 | 0 | 0 |  | 0 | 0 | 0 |  | #VALUE! | #VALUE! | #VALUE! | #VALUE! |  |  | #VALUE! | #VALUE! | 0 | 0 | 0.20123 | 0.20123 | #VALUE! | #VALUE! | #VALUE! | #VALUE! | 0 | 0 | 0.20123 | 0.20123 | #VALUE! | #VALUE! | #VALUE! | #VALUE! | 0 | 0 | 0.20123 | 0.20123 | #VALUE! | #VALUE! |  |  |  | #VALUE! | #VALUE! | #VALUE! | #VALUE! | #VALUE! | #VALUE! | #VALUE!
Monday | 4 | 4 | 21 | 2253 | 0 | 0 | 0 | 0 | 0 | 0 | 0 | 0 | 0 | 0 | 0 | 0 | 0 | 0 | 0 | 0 | 0 | 0 | 0 | 0 | 0 | 0 | 0 | 0 | 0 | 0 | 0 | 0 | 0 | 0 | 0 | 0 | 0 | 0 | 0 | 0 | 0 | 0 | 0 | 0 |  | 0 | 0 | 0 |  | #VALUE! | #VALUE! | #VALUE! | #VALUE! |  |  | #VALUE! | #VALUE! | 0 | 0 | 0.20123 | 0.20123 | #VALUE! | #VALUE! | #VALUE! | #VALUE! | 0 | 0 | 0.20123 | 0.20123 | #VALUE! | #VALUE! | #VALUE! | #VALUE! | 0 | 0 | 0.20123 | 0.20123 | #VALUE! | #VALUE! |  |  |  | #VALUE! | #VALUE! | #VALUE! | #VALUE! | #VALUE! | #VALUE! | #VALUE!
Monday | 4 | 4 | 22 | 2254 | 0 | 0 | 0 | 0 | 0 | 0 | 0 | 0 | 0 | 0 | 0 | 0 | 0 | 0 | 0 | 0 | 0 | 0 | 0 | 0 | 0 | 0 | 0 | 0 | 0 | 0 | 0 | 0 | 0 | 0 | 0 | 0 | 0 | 0 | 0 | 0 | 0 | 0 | 0 | 0 |  | 0 | 0 | 0 |  | #VALUE! | #VALUE! | #VALUE! | #VALUE! |  |  | #VALUE! | #VALUE! | 0 | 0 | 0.20123 | 0.20123 | #VALUE! | #VALUE! | #VALUE! | #VALUE! | 0 | 0 | 0.20123 | 0.20123 | #VALUE! | #VALUE! | #VALUE! | #VALUE! | 0 | 0 | 0.20123 | 0.20123 | #VALUE! | #VALUE! |  |  |  | #VALUE! | #VALUE! | #VALUE! | #VALUE! | #VALUE! | #VALUE! | #VALUE!
Monday | 4 | 4 | 23 | 2255 | 0 | 0 | 0 | 0 | 0 | 0 | 0 | 0 | 0 | 0 | 0 | 0 | 0 | 0 | 0 | 0 | 0 | 0 | 0 | 0 | 0 | 0 | 0 | 0 | 0 | 0 | 0 | 0 | 0 | 0 | 0 | 0 | 0 | 0 | 0 | 0 | 0 | 0 | 0 | 0 |  | 0 | 0 | 0 |  | #VALUE! | #VALUE! | #VALUE! | #VALUE! |  |  | #VALUE! | #VALUE! | 0 | 0 | 0.20123 | 0.20123 | #VALUE! | #VALUE! | #VALUE! | #VALUE! | 0 | 0 | 0.20123 | 0.20123 | #VALUE! | #VALUE! | #VALUE! | #VALUE! | 0 | 0 | 0.20123 | 0.20123 | #VALUE! | #VALUE! |  |  |  | #VALUE! | #VALUE! | #VALUE! | #VALUE! | #VALUE! | #VALUE! | #VALUE!
Monday | 4 | 4 | 24 | 2256 | 0 | 0 | 0 | 0 | 0 | 0 | 0 | 0 | 0 | 0 | 0 | 0 | 0 | 0 | 0 | 0 | 0 | 0 | 0 | 0 | 0 | 0 | 0 | 0 | 0 | 0 | 0 | 0 | 0 | 0 | 0 | 0 | 0 | 0 | 0 | 0 | 0 | 0 | 0 | 0 |  | 0 | 0 | 0 |  | #VALUE! | #VALUE! | #VALUE! | #VALUE! |  |  | #VALUE! | #VALUE! | 0 | 0 | 0.20123 | 0.20123 | #VALUE! | #VALUE! | #VALUE! | #VALUE! | 0 | 0 | 0.20123 | 0.20123 | #VALUE! | #VALUE! | #VALUE! | #VALUE! | 0 | 0 | 0.20123 | 0.20123 | #VALUE! | #VALUE! |  |  |  | #VALUE! | #VALUE! | #VALUE! | #VALUE! | #VALUE! | #VALUE! | #VALUE!
Tuesday | 4 | 5 | 1 | 2257 | 0 | 0 | 0 | 0 | 0 | 0 | 0 | 0 | 0 | 0 | 0 | 0 | 0 | 0 | 0 | 0 | 0 | 0 | 0 | 0 | 0 | 0 | 0 | 0 | 0.0020276 | 0 | 0 | 0 | 0 | 0 | 0 | 0 | 0 | 0 | 0 | 0 | 0 | 0 | 0 | 0 |  | 0 | 0 | 0 |  | #VALUE! | #VALUE! | #VALUE! | #VALUE! |  |  | #VALUE! | #VALUE! | 0 | 0 | 0.20123 | 0.20123 | #VALUE! | #VALUE! | #VALUE! | #VALUE! | 0 | 0 | 0.20123 | 0.20123 | #VALUE! | #VALUE! | #VALUE! | #VALUE! | 0 | 0 | 0.20123 | 0.20123 | #VALUE! | #VALUE! |  |  |  | #VALUE! | #VALUE! | #VALUE! | #VALUE! | #VALUE! | #VALUE! | #VALUE!
Tuesday | 4 | 5 | 2 | 2258 | 0 | 0 | 0 | 0 | 0 | 0 | 0 | 0 | 0 | 0 | 0 | 0 | 0 | 0 | 0 | 0 | 0 | 0 | 0 | 0 | 0 | 0 | 0 | 0 | 0.011694 | 0 | 0 | 0 | 0 | 0 | 0 | 0 | 0 | 0 | 0 | 0 | 0 | 0 | 0 | 0 |  | 0 | 0 | 0 |  | #VALUE! | #VALUE! | #VALUE! | #VALUE! |  |  | #VALUE! | #VALUE! | 0 | 0 | 0.20123 | 0.20123 | #VALUE! | #VALUE! | #VALUE! | #VALUE! | 0 | 0 | 0.20123 | 0.20123 | #VALUE! | #VALUE! | #VALUE! | #VALUE! | 0 | 0 | 0.20123 | 0.20123 | #VALUE! | #VALUE! |  |  |  | #VALUE! | #VALUE! | #VALUE! | #VALUE! | #VALUE! | #VALUE! | #VALUE!
Tuesday | 4 | 5 | 3 | 2259 | 0 | 0 | 0 | 0 | 0 | 0 | 0 | 0 | 0 | 0 | 0 | 0 | 0 | 0 | 0 | 0 | 0 | 0 | 0 | 0 | 0 | 0 | 0 | 0 | 0 | 0 | 0 | 0 | 0 | 0 | 0 | 0 | 0 | 0 | 0 | 0 | 0 | 0 | 0 | 0 |  | 0 | 0 | 0 |  | #VALUE! | #VALUE! | #VALUE! | #VALUE! |  |  | #VALUE! | #VALUE! | 0 | 0 | 0.20123 | 0.20123 | #VALUE! | #VALUE! | #VALUE! | #VALUE! | 0 | 0 | 0.20123 | 0.20123 | #VALUE! | #VALUE! | #VALUE! | #VALUE! | 0 | 0 | 0.20123 | 0.20123 | #VALUE! | #VALUE! |  |  |  | #VALUE! | #VALUE! | #VALUE! | #VALUE! | #VALUE! | #VALUE! | #VALUE!
Tuesday | 4 | 5 | 4 | 2260 | 0 | 0 | 0 | 0 | 0 | 0 | 0 | 0 | 0 | 0 | 0 | 0 | 0 | 0 | 0 | 0 | 0 | 0 | 0 | 0 | 0 | 0 | 0 | 0 | 0 | 0 | 0 | 0 | 0 | 0 | 0 | 0 | 0 | 0 | 0 | 0 | 0 | 0 | 0 | 0 |  | 0 | 0 | 0 |  | #VALUE! | #VALUE! | #VALUE! | #VALUE! |  |  | #VALUE! | #VALUE! | 0 | 0 | 0.20123 | 0.20123 | #VALUE! | #VALUE! | #VALUE! | #VALUE! | 0 | 0 | 0.20123 | 0.20123 | #VALUE! | #VALUE! | #VALUE! | #VALUE! | 0 | 0 | 0.20123 | 0.20123 | #VALUE! | #VALUE! |  |  |  | #VALUE! | #VALUE! | #VALUE! | #VALUE! | #VALUE! | #VALUE! | #VALUE!
Tuesday | 4 | 5 | 5 | 2261 | 0 | 0 | 0 | 0 | 0 | 0 | 0 | 0 | 0 | 0 | 0 | 0 | 0 | 0 | 0 | 0 | 0 | 0 | 0 | 0 | 0 | 0 | 0 | 0 | 0 | 0 | 0 | 0 | 0 | 0 | 0 | 0 | 0 | 0 | 0 | 0 | 0 | 0 | 0 | 0 |  | 0 | 0 | 0 |  | #VALUE! | #VALUE! | #VALUE! | #VALUE! |  |  | #VALUE! | #VALUE! | 0 | 0 | 0.20123 | 0.20123 | #VALUE! | #VALUE! | #VALUE! | #VALUE! | 0 | 0 | 0.20123 | 0.20123 | #VALUE! | #VALUE! | #VALUE! | #VALUE! | 0 | 0 | 0.20123 | 0.20123 | #VALUE! | #VALUE! |  |  |  | #VALUE! | #VALUE! | #VALUE! | #VALUE! | #VALUE! | #VALUE! | #VALUE!
Tuesday | 4 | 5 | 6 | 2262 | 0 | 0 | 0 | 0 | 0 | 0 | 0 | 0 | 0 | 0 | 0 | 0 | 0 | 0 | 0 | 0 | 0 | 0 | 0 | 0 | 0 | 0 | 0 | 0 | 0 | 0 | 0 | 0 | 0 | 0 | 0 | 0 | 0 | 0 | 0 | 0 | 0 | 0 | 0 | 0 |  | 0 | 0 | 0 |  | #VALUE! | #VALUE! | #VALUE! | #VALUE! |  |  | #VALUE! | #VALUE! | 0 | 0 | 0.20123 | 0.20123 | #VALUE! | #VALUE! | #VALUE! | #VALUE! | 0 | 0 | 0.20123 | 0.20123 | #VALUE! | #VALUE! | #VALUE! | #VALUE! | 0 | 0 | 0.20123 | 0.20123 | #VALUE! | #VALUE! |  |  |  | #VALUE! | #VALUE! | #VALUE! | #VALUE! | #VALUE! | #VALUE! | #VALUE!
Tuesday | 4 | 5 | 7 | 2263 | 0 | 0 | 0 | 0 | 0 | 0 | 0 | 0 | 0 | 0 | 0 | 0 | 0 | 0 | 0 | 0 | 0 | 0 | 0 | 0 | 0 | 0 | 0 | 0 | 0 | 0 | 0 | 0 | 0 | 0 | 0 | 0 | 0 | 0 | 0 | 0 | 0 | 0 | 0 | 0 |  | 0 | 0 | 0 |  | #VALUE! | #VALUE! | #VALUE! | #VALUE! |  |  | #VALUE! | #VALUE! | 0 | 0 | 0.20123 | 0.20123 | #VALUE! | #VALUE! | #VALUE! | #VALUE! | 0 | 0 | 0.20123 | 0.20123 | #VALUE! | #VALUE! | #VALUE! | #VALUE! | 0 | 0 | 0.20123 | 0.20123 | #VALUE! | #VALUE! |  |  |  | #VALUE! | #VALUE! | #VALUE! | #VALUE! | #VALUE! | #VALUE! | #VALUE!
Tuesday | 4 | 5 | 8 | 2264 | 0 | 0 | 0 | 0 | 0 | 0 | 0 | 0 | 0 | 0 | 0 | 0 | 0 | 0 | 0 | 0 | 0 | 0 | 0 | 0 | 0 | 0 | 0 | 0 | 0 | 0 | 0 | 0 | 0 | 0 | 0 | 0 | 0 | 0 | 0 | 0 | 0 | 0 | 0 | 0 |  | 0 | 0 | 0 |  | #VALUE! | #VALUE! | #VALUE! | #VALUE! |  |  | #VALUE! | #VALUE! | 0 | 0 | 0.20123 | 0.20123 | #VALUE! | #VALUE! | #VALUE! | #VALUE! | 0 | 0 | 0.20123 | 0.20123 | #VALUE! | #VALUE! | #VALUE! | #VALUE! | 0 | 0 | 0.20123 | 0.20123 | #VALUE! | #VALUE! |  |  |  | #VALUE! | #VALUE! | #VALUE! | #VALUE! | #VALUE! | #VALUE! | #VALUE!
Tuesday | 4 | 5 | 9 | 2265 | 0 | 0 | 0 | 0 | 0 | 0 | 0 | 0 | 0 | 0 | 0 | 0 | 0 | 0 | 0 | 0 | 0 | 0 | 0 | 0 | 0 | 0 | 0 | 0 | 0 | 0 | 0 | 0 | 0 | 0 | 0 | 0 | 0 | 0 | 0 | 0 | 0 | 0 | 0 | 0 |  | 0 | 0 | 0 |  | #VALUE! | #VALUE! | #VALUE! | #VALUE! |  |  | #VALUE! | #VALUE! | 0 | 0 | 0.20123 | 0.20123 | #VALUE! | #VALUE! | #VALUE! | #VALUE! | 0 | 0 | 0.20123 | 0.20123 | #VALUE! | #VALUE! | #VALUE! | #VALUE! | 0 | 0 | 0.20123 | 0.20123 | #VALUE! | #VALUE! |  |  |  | #VALUE! | #VALUE! | #VALUE! | #VALUE! | #VALUE! | #VALUE! | #VALUE!
Tuesday | 4 | 5 | 10 | 2266 | 0 | 0 | 0 | 0 | 0 | 0 | 0 | 0 | 0 | 0 | 0 | 0 | 0 | 0 | 0 | 0 | 0 | 0 | 0 | 0 | 0 | 0 | 0 | 0 | 0 | 0 | 0 | 0 | 0 | 0 | 0 | 0 | 0 | 0 | 0 | 0 | 0 | 0 | 0 | 0 |  | 0 | 0 | 0 |  | #VALUE! | #VALUE! | #VALUE! | #VALUE! |  |  | #VALUE! | #VALUE! | 0 | 0 | 0.20123 | 0.20123 | #VALUE! | #VALUE! | #VALUE! | #VALUE! | 0 | 0 | 0.20123 | 0.20123 | #VALUE! | #VALUE! | #VALUE! | #VALUE! | 0 | 0 | 0.20123 | 0.20123 | #VALUE! | #VALUE! |  |  |  | #VALUE! | #VALUE! | #VALUE! | #VALUE! | #VALUE! | #VALUE! | #VALUE!
Tuesday | 4 | 5 | 11 | 2267 | 0 | 0 | 0 | 0 | 0 | 0 | 0 | 0 | 0 | 0 | 0 | 0 | 0 | 0 | 0 | 0 | 0 | 0 | 0 | 0 | 0 | 0 | 0 | 0 | 0 | 0 | 0 | 0 | 0 | 0 | 0 | 0 | 0 | 0 | 0 | 0 | 0 | 0 | 0 | 0 |  | 0 | 0 | 0 |  | #VALUE! | #VALUE! | #VALUE! | #VALUE! |  |  | #VALUE! | #VALUE! | 0 | 0 | 0.20123 | 0.20123 | #VALUE! | #VALUE! | #VALUE! | #VALUE! | 0 | 0 | 0.20123 | 0.20123 | #VALUE! | #VALUE! | #VALUE! | #VALUE! | 0 | 0 | 0.20123 | 0.20123 | #VALUE! | #VALUE! |  |  |  | #VALUE! | #VALUE! | #VALUE! | #VALUE! | #VALUE! | #VALUE! | #VALUE!
Tuesday | 4 | 5 | 12 | 2268 | 0 | 0 | 0 | 0 | 0 | 0 | 0 | 0 | 0 | 0 | 0 | 0 | 0 | 0 | 0 | 0 | 0 | 0 | 0 | 0 | 0 | 0 | 0 | 0 | 0 | 0 | 0 | 0 | 0 | 0 | 0 | 0 | 0 | 0 | 0 | 0 | 0 | 0 | 0 | 0 |  | 0 | 0 | 0 |  | #VALUE! | #VALUE! | #VALUE! | #VALUE! |  |  | #VALUE! | #VALUE! | 0 | 0 | 0.20123 | 0.20123 | #VALUE! | #VALUE! | #VALUE! | #VALUE! | 0 | 0 | 0.20123 | 0.20123 | #VALUE! | #VALUE! | #VALUE! | #VALUE! | 0 | 0 | 0.20123 | 0.20123 | #VALUE! | #VALUE! |  |  |  | #VALUE! | #VALUE! | #VALUE! | #VALUE! | #VALUE! | #VALUE! | #VALUE!
Tuesday | 4 | 5 | 13 | 2269 | 0 | 0 | 0 | 0 | 0 | 0 | 0 | 0 | 0 | 0 | 0 | 0 | 0 | 0 | 0 | 0 | 0 | 0 | 0 | 0 | 0 | 0 | 0 | 0 | 0 | 0 | 0 | 0 | 0 | 0 | 0 | 0 | 0 | 0 | 0 | 0 | 0 | 0 | 0 | 0 |  | 0 | 0 | 0 |  | #VALUE! | #VALUE! | #VALUE! | #VALUE! |  |  | #VALUE! | #VALUE! | 0 | 0 | 0.20123 | 0.20123 | #VALUE! | #VALUE! | #VALUE! | #VALUE! | 0 | 0 | 0.20123 | 0.20123 | #VALUE! | #VALUE! | #VALUE! | #VALUE! | 0 | 0 | 0.20123 | 0.20123 | #VALUE! | #VALUE! |  |  |  | #VALUE! | #VALUE! | #VALUE! | #VALUE! | #VALUE! | #VALUE! | #VALUE!
Tuesday | 4 | 5 | 14 | 2270 | 0 | 0 | 0 | 0 | 0 | 0 | 0 | 0 | 0 | 0 | 0 | 0 | 0 | 0 | 0 | 0 | 0 | 0 | 0 | 0 | 0 | 0 | 0 | 0 | 0 | 0 | 0 | 0 | 0 | 0 | 0 | 0 | 0 | 0 | 0 | 0 | 0 | 0 | 0 | 0 |  | 0 | 0 | 0 |  | #VALUE! | #VALUE! | #VALUE! | #VALUE! |  |  | #VALUE! | #VALUE! | 0 | 0 | 0.20123 | 0.20123 | #VALUE! | #VALUE! | #VALUE! | #VALUE! | 0 | 0 | 0.20123 | 0.20123 | #VALUE! | #VALUE! | #VALUE! | #VALUE! | 0 | 0 | 0.20123 | 0.20123 | #VALUE! | #VALUE! |  |  |  | #VALUE! | #VALUE! | #VALUE! | #VALUE! | #VALUE! | #VALUE! | #VALUE!
Tuesday | 4 | 5 | 15 | 2271 | 0 | 0 | 0 | 0 | 0 | 0 | 0 | 0 | 0 | 0 | 0 | 0 | 0 | 0 | 0 | 0 | 0 | 0 | 0 | 0 | 0 | 0 | 0 | 0 | 0 | 0 | 0 | 0 | 0 | 0 | 0 | 0 | 0 | 0 | 0 | 0 | 0 | 0 | 0 | 0 |  | 0 | 0 | 0 |  | #VALUE! | #VALUE! | #VALUE! | #VALUE! |  |  | #VALUE! | #VALUE! | 0 | 0 | 0.20123 | 0.20123 | #VALUE! | #VALUE! | #VALUE! | #VALUE! | 0 | 0 | 0.20123 | 0.20123 | #VALUE! | #VALUE! | #VALUE! | #VALUE! | 0 | 0 | 0.20123 | 0.20123 | #VALUE! | #VALUE! |  |  |  | #VALUE! | #VALUE! | #VALUE! | #VALUE! | #VALUE! | #VALUE! | #VALUE!
Tuesday | 4 | 5 | 16 | 2272 | 0 | 0 | 0 | 0 | 0 | 0 | 0 | 0 | 0 | 0 | 0 | 0 | 0 | 0 | 0 | 0 | 0 | 0 | 0 | 0 | 0 | 0 | 0 | 0 | 0 | 0.0065 | 0 | 0 | 0 | 0 | 0 | 0 | 0 | 0 | 0 | 0 | 0 | 0 | 0 | 0 |  | 0 | 0 | 0 |  | #VALUE! | #VALUE! | #VALUE! | #VALUE! |  |  | #VALUE! | #VALUE! | 0 | 0 | 0.20123 | 0.20123 | #VALUE! | #VALUE! | #VALUE! | #VALUE! | 0 | 0 | 0.20123 | 0.20123 | #VALUE! | #VALUE! | #VALUE! | #VALUE! | 0 | 0 | 0.20123 | 0.20123 | #VALUE! | #VALUE! |  |  |  | #VALUE! | #VALUE! | #VALUE! | #VALUE! | #VALUE! | #VALUE! | #VALUE!
Tuesday | 4 | 5 | 17 | 2273 | 0 | 0 | 0 | 0 | 0 | 0 | 0 | 0 | 0 | 0 | 0 | 0 | 0 | 0 | 0 | 0 | 0 | 0 | 0 | 0 | 0 | 0 | 0 | 0 | 0 | 0.00675 | 0 | 0 | 0 | 0 | 0 | 0 | 0 | 0 | 0 | 0 | 0 | 0 | 0 | 0 |  | 0 | 0 | 0 |  | #VALUE! | #VALUE! | #VALUE! | #VALUE! |  |  | #VALUE! | #VALUE! | 0 | 0 | 0.20123 | 0.20123 | #VALUE! | #VALUE! | #VALUE! | #VALUE! | 0 | 0 | 0.20123 | 0.20123 | #VALUE! | #VALUE! | #VALUE! | #VALUE! | 0 | 0 | 0.20123 | 0.20123 | #VALUE! | #VALUE! |  |  |  | #VALUE! | #VALUE! | #VALUE! | #VALUE! | #VALUE! | #VALUE! | #VALUE!
Tuesday | 4 | 5 | 18 | 2274 | 0 | 0 | 0 | 0 | 0 | 0 | 0 | 0 | 0 | 0 | 0 | 0 | 0 | 0 | 0 | 0 | 0 | 0 | 0 | 0 | 0 | 0 | 0 | 0 | 0 | 0 | 0 | 0 | 0 | 0 | 0 | 0 | 0 | 0 | 0 | 0 | 0 | 0 | 0 | 0 |  | 0 | 0 | 0 |  | #VALUE! | #VALUE! | #VALUE! | #VALUE! |  |  | #VALUE! | #VALUE! | 0 | 0 | 0.20123 | 0.20123 | #VALUE! | #VALUE! | #VALUE! | #VALUE! | 0 | 0 | 0.20123 | 0.20123 | #VALUE! | #VALUE! | #VALUE! | #VALUE! | 0 | 0 | 0.20123 | 0.20123 | #VALUE! | #VALUE! |  |  |  | #VALUE! | #VALUE! | #VALUE! | #VALUE! | #VALUE! | #VALUE! | #VALUE!
Tuesday | 4 | 5 | 19 | 2275 | 0 | 0 | 0 | 0 | 0 | 0 | 0 | 0 | 0 | 0 | 0 | 0 | 0 | 0 | 0 | 0 | 0 | 0 | 0 | 0 | 0 | 0 | 0 | 0 | 0 | 0 | 0 | 0 | 0 | 0 | 0 | 0 | 0 | 0 | 0 | 0 | 0 | 0 | 0 | 0 |  | 0 | 0 | 0 |  | #VALUE! | #VALUE! | #VALUE! | #VALUE! |  |  | #VALUE! | #VALUE! | 0 | 0 | 0.20123 | 0.20123 | #VALUE! | #VALUE! | #VALUE! | #VALUE! | 0 | 0 | 0.20123 | 0.20123 | #VALUE! | #VALUE! | #VALUE! | #VALUE! | 0 | 0 | 0.20123 | 0.20123 | #VALUE! | #VALUE! |  |  |  | #VALUE! | #VALUE! | #VALUE! | #VALUE! | #VALUE! | #VALUE! | #VALUE!
Tuesday | 4 | 5 | 20 | 2276 | 0 | 0 | 0 | 0 | 0 | 0 | 0 | 0 | 0 | 0 | 0 | 0 | 0 | 0 | 0 | 0 | 0 | 0 | 0 | 0 | 0 | 0 | 0 | 0 | 0 | 0 | 0 | 0 | 0 | 0 | 0 | 0 | 0 | 0 | 0 | 0 | 0 | 0 | 0 | 0 |  | 0 | 0 | 0 |  | #VALUE! | #VALUE! | #VALUE! | #VALUE! |  |  | #VALUE! | #VALUE! | 0 | 0 | 0.20123 | 0.20123 | #VALUE! | #VALUE! | #VALUE! | #VALUE! | 0 | 0 | 0.20123 | 0.20123 | #VALUE! | #VALUE! | #VALUE! | #VALUE! | 0 | 0 | 0.20123 | 0.20123 | #VALUE! | #VALUE! |  |  |  | #VALUE! | #VALUE! | #VALUE! | #VALUE! | #VALUE! | #VALUE! | #VALUE!
Tuesday | 4 | 5 | 21 | 2277 | 0 | 0 | 0 | 0 | 0 | 0 | 0 | 0 | 0 | 0 | 0 | 0 | 0 | 0 | 0 | 0 | 0 | 0 | 0 | 0 | 0 | 0 | 0 | 0 | 0 | 0 | 0 | 0 | 0 | 0 | 0 | 0 | 0 | 0 | 0 | 0 | 0 | 0 | 0 | 0 |  | 0 | 0 | 0 |  | #VALUE! | #VALUE! | #VALUE! | #VALUE! |  |  | #VALUE! | #VALUE! | 0 | 0 | 0.20123 | 0.20123 | #VALUE! | #VALUE! | #VALUE! | #VALUE! | 0 | 0 | 0.20123 | 0.20123 | #VALUE! | #VALUE! | #VALUE! | #VALUE! | 0 | 0 | 0.20123 | 0.20123 | #VALUE! | #VALUE! |  |  |  | #VALUE! | #VALUE! | #VALUE! | #VALUE! | #VALUE! | #VALUE! | #VALUE!
Tuesday | 4 | 5 | 22 | 2278 | 0 | 0 | 0 | 0 | 0 | 0 | 0 | 0 | 0 | 0 | 0 | 0 | 0 | 0 | 0 | 0 | 0 | 0 | 0 | 0 | 0 | 0 | 0 | 0 | 0 | 0 | 0 | 0 | 0 | 0 | 0 | 0 | 0 | 0 | 0 | 0 | 0 | 0 | 0 | 0 |  | 0 | 0 | 0 |  | #VALUE! | #VALUE! | #VALUE! | #VALUE! |  |  | #VALUE! | #VALUE! | 0 | 0 | 0.20123 | 0.20123 | #VALUE! | #VALUE! | #VALUE! | #VALUE! | 0 | 0 | 0.20123 | 0.20123 | #VALUE! | #VALUE! | #VALUE! | #VALUE! | 0 | 0 | 0.20123 | 0.20123 | #VALUE! | #VALUE! |  |  |  | #VALUE! | #VALUE! | #VALUE! | #VALUE! | #VALUE! | #VALUE! | #VALUE!
Tuesday | 4 | 5 | 23 | 2279 | 0 | 0 | 0 | 0 | 0 | 0 | 0 | 0 | 0 | 0 | 0 | 0 | 0 | 0 | 0 | 0 | 0 | 0 | 0 | 0 | 0 | 0 | 0 | 0 | 0 | 0 | 0 | 0 | 0 | 0 | 0 | 0 | 0 | 0 | 0 | 0 | 0 | 0 | 0 | 0 |  | 0 | 0 | 0 |  | #VALUE! | #VALUE! | #VALUE! | #VALUE! |  |  | #VALUE! | #VALUE! | 0 | 0 | 0.20123 | 0.20123 | #VALUE! | #VALUE! | #VALUE! | #VALUE! | 0 | 0 | 0.20123 | 0.20123 | #VALUE! | #VALUE! | #VALUE! | #VALUE! | 0 | 0 | 0.20123 | 0.20123 | #VALUE! | #VALUE! |  |  |  | #VALUE! | #VALUE! | #VALUE! | #VALUE! | #VALUE! | #VALUE! | #VALUE!
Tuesday | 4 | 5 | 24 | 2280 | 0 | 0 | 0 | 0 | 0 | 0 | 0 | 0 | 0 | 0 | 0 | 0 | 0 | 0 | 0 | 0 | 0 | 0 | 0 | 0 | 0 | 0 | 0 | 0 | 0 | 0 | 0 | 0 | 0 | 0 | 0 | 0 | 0 | 0 | 0 | 0 | 0 | 0 | 0 | 0 |  | 0 | 0 | 0 |  | #VALUE! | #VALUE! | #VALUE! | #VALUE! |  |  | #VALUE! | #VALUE! | 0 | 0 | 0.20123 | 0.20123 | #VALUE! | #VALUE! | #VALUE! | #VALUE! | 0 | 0 | 0.20123 | 0.20123 | #VALUE! | #VALUE! | #VALUE! | #VALUE! | 0 | 0 | 0.20123 | 0.20123 | #VALUE! | #VALUE! |  |  |  | #VALUE! | #VALUE! | #VALUE! | #VALUE! | #VALUE! | #VALUE! | #VALUE!
Wednesday | 4 | 6 | 1 | 2281 | 0 | 0 | 0 | 0 | 0 | 0 | 0 | 0 | 0 | 0 | 0 | 0 | 0 | 0 | 0 | 0 | 0 | 0 | 0 | 0 | 0 | 0 | 0 | 0 | 0 | 0 | 0 | 0 | 0 | 0 | 0 | 0 | 0 | 0 | 0 | 0 | 0 | 0 | 0 | 0 |  | 0 | 0 | 0 |  | #VALUE! | #VALUE! | #VALUE! | #VALUE! |  |  | #VALUE! | #VALUE! | 0 | 0 | 0.20123 | 0.20123 | #VALUE! | #VALUE! | #VALUE! | #VALUE! | 0 | 0 | 0.20123 | 0.20123 | #VALUE! | #VALUE! | #VALUE! | #VALUE! | 0 | 0 | 0.20123 | 0.20123 | #VALUE! | #VALUE! |  |  |  | #VALUE! | #VALUE! | #VALUE! | #VALUE! | #VALUE! | #VALUE! | #VALUE!
Wednesday | 4 | 6 | 2 | 2282 | 0 | 0 | 0 | 0 | 0 | 0 | 0 | 0 | 0 | 0 | 0 | 0 | 0 | 0 | 0 | 0 | 0 | 0 | 0 | 0 | 0 | 0 | 0 | 0 | 0.0096515 | 0 | 0 | 0 | 0 | 0 | 0 | 0 | 0 | 0 | 0 | 0 | 0 | 0 | 0 | 0 |  | 0 | 0 | 0 |  | #VALUE! | #VALUE! | #VALUE! | #VALUE! |  |  | #VALUE! | #VALUE! | 0 | 0 | 0.20123 | 0.20123 | #VALUE! | #VALUE! | #VALUE! | #VALUE! | 0 | 0 | 0.20123 | 0.20123 | #VALUE! | #VALUE! | #VALUE! | #VALUE! | 0 | 0 | 0.20123 | 0.20123 | #VALUE! | #VALUE! |  |  |  | #VALUE! | #VALUE! | #VALUE! | #VALUE! | #VALUE! | #VALUE! | #VALUE!
Wednesday | 4 | 6 | 3 | 2283 | 0 | 0 | 0 | 0 | 0 | 0 | 0 | 0 | 0 | 0 | 0 | 0 | 0 | 0 | 0 | 0 | 0 | 0 | 0 | 0 | 0 | 0 | 0 | 0 | 0 | 0 | 0 | 0 | 0 | 0 | 0 | 0 | 0 | 0 | 0 | 0 | 0 | 0 | 0 | 0 |  | 0 | 0 | 0 |  | #VALUE! | #VALUE! | #VALUE! | #VALUE! |  |  | #VALUE! | #VALUE! | 0 | 0 | 0.20123 | 0.20123 | #VALUE! | #VALUE! | #VALUE! | #VALUE! | 0 | 0 | 0.20123 | 0.20123 | #VALUE! | #VALUE! | #VALUE! | #VALUE! | 0 | 0 | 0.20123 | 0.20123 | #VALUE! | #VALUE! |  |  |  | #VALUE! | #VALUE! | #VALUE! | #VALUE! | #VALUE! | #VALUE! | #VALUE!
Wednesday | 4 | 6 | 4 | 2284 | 0 | 0 | 0 | 0 | 0 | 0 | 0 | 0 | 0 | 0 | 0 | 0 | 0 | 0 | 0 | 0 | 0 | 0 | 0 | 0 | 0 | 0 | 0 | 0 | 0 | 0 | 0 | 0 | 0 | 0 | 0 | 0 | 0 | 0 | 0 | 0 | 0 | 0 | 0 | 0 |  | 0 | 0 | 0 |  | #VALUE! | #VALUE! | #VALUE! | #VALUE! |  |  | #VALUE! | #VALUE! | 0 | 0 | 0.20123 | 0.20123 | #VALUE! | #VALUE! | #VALUE! | #VALUE! | 0 | 0 | 0.20123 | 0.20123 | #VALUE! | #VALUE! | #VALUE! | #VALUE! | 0 | 0 | 0.20123 | 0.20123 | #VALUE! | #VALUE! |  |  |  | #VALUE! | #VALUE! | #VALUE! | #VALUE! | #VALUE! | #VALUE! | #VALUE!
Wednesday | 4 | 6 | 5 | 2285 | 0 | 0 | 0 | 0 | 0 | 0 | 0 | 0 | 0 | 0 | 0 | 0 | 0 | 0 | 0 | 0 | 0 | 0 | 0 | 0 | 0 | 0 | 0 | 0 | 0 | 0 | 0 | 0 | 0 | 0 | 0 | 0 | 0 | 0 | 0 | 0 | 0 | 0 | 0 | 0 |  | 0 | 0 | 0 |  | #VALUE! | #VALUE! | #VALUE! | #VALUE! |  |  | #VALUE! | #VALUE! | 0 | 0 | 0.20123 | 0.20123 | #VALUE! | #VALUE! | #VALUE! | #VALUE! | 0 | 0 | 0.20123 | 0.20123 | #VALUE! | #VALUE! | #VALUE! | #VALUE! | 0 | 0 | 0.20123 | 0.20123 | #VALUE! | #VALUE! |  |  |  | #VALUE! | #VALUE! | #VALUE! | #VALUE! | #VALUE! | #VALUE! | #VALUE!
Wednesday | 4 | 6 | 6 | 2286 | 0 | 0 | 0 | 0 | 0 | 0 | 0 | 0 | 0 | 0 | 0 | 0 | 0 | 0 | 0 | 0 | 0 | 0 | 0 | 0 | 0 | 0 | 0 | 0 | 0 | 0 | 0 | 0 | 0 | 0 | 0 | 0 | 0 | 0 | 0 | 0 | 0 | 0 | 0 | 0 |  | 0 | 0 | 0 |  | #VALUE! | #VALUE! | #VALUE! | #VALUE! |  |  | #VALUE! | #VALUE! | 0 | 0 | 0.20123 | 0.20123 | #VALUE! | #VALUE! | #VALUE! | #VALUE! | 0 | 0 | 0.20123 | 0.20123 | #VALUE! | #VALUE! | #VALUE! | #VALUE! | 0 | 0 | 0.20123 | 0.20123 | #VALUE! | #VALUE! |  |  |  | #VALUE! | #VALUE! | #VALUE! | #VALUE! | #VALUE! | #VALUE! | #VALUE!
Wednesday | 4 | 6 | 7 | 2287 | 0 | 0 | 0 | 0 | 0 | 0 | 0 | 0 | 0 | 0 | 0 | 0 | 0 | 0 | 0 | 0 | 0 | 0 | 0 | 0 | 0 | 0 | 0 | 0 | 0 | 0 | 0 | 0 | 0 | 0 | 0 | 0 | 0 | 0 | 0 | 0 | 0 | 0 | 0 | 0 |  | 0 | 0 | 0 |  | #VALUE! | #VALUE! | #VALUE! | #VALUE! |  |  | #VALUE! | #VALUE! | 0 | 0 | 0.20123 | 0.20123 | #VALUE! | #VALUE! | #VALUE! | #VALUE! | 0 | 0 | 0.20123 | 0.20123 | #VALUE! | #VALUE! | #VALUE! | #VALUE! | 0 | 0 | 0.20123 | 0.20123 | #VALUE! | #VALUE! |  |  |  | #VALUE! | #VALUE! | #VALUE! | #VALUE! | #VALUE! | #VALUE! | #VALUE!
Wednesday | 4 | 6 | 8 | 2288 | 0 | 0 | 0 | 0 | 0 | 0 | 0 | 0 | 0 | 0 | 0 | 0 | 0 | 0 | 0 | 0 | 0 | 0 | 0 | 0 | 0 | 0 | 0 | 0 | 0 | 0 | 0 | 0 | 0 | 0 | 0 | 0 | 0 | 0 | 0 | 0 | 0 | 0 | 0 | 0 |  | 0 | 0 | 0 |  | #VALUE! | #VALUE! | #VALUE! | #VALUE! |  |  | #VALUE! | #VALUE! | 0 | 0 | 0.20123 | 0.20123 | #VALUE! | #VALUE! | #VALUE! | #VALUE! | 0 | 0 | 0.20123 | 0.20123 | #VALUE! | #VALUE! | #VALUE! | #VALUE! | 0 | 0 | 0.20123 | 0.20123 | #VALUE! | #VALUE! |  |  |  | #VALUE! | #VALUE! | #VALUE! | #VALUE! | #VALUE! | #VALUE! | #VALUE!
Wednesday | 4 | 6 | 9 | 2289 | 0 | 0 | 0 | 0 | 0 | 0 | 0 | 0 | 0 | 0 | 0 | 0 | 0 | 0 | 0 | 0 | 0 | 0 | 0 | 0 | 0 | 0 | 0 | 0 | 0 | 0 | 0 | 0 | 0 | 0 | 0 | 0 | 0 | 0 | 0 | 0 | 0 | 0 | 0 | 0 |  | 0 | 0 | 0 |  | #VALUE! | #VALUE! | #VALUE! | #VALUE! |  |  | #VALUE! | #VALUE! | 0 | 0 | 0.20123 | 0.20123 | #VALUE! | #VALUE! | #VALUE! | #VALUE! | 0 | 0 | 0.20123 | 0.20123 | #VALUE! | #VALUE! | #VALUE! | #VALUE! | 0 | 0 | 0.20123 | 0.20123 | #VALUE! | #VALUE! |  |  |  | #VALUE! | #VALUE! | #VALUE! | #VALUE! | #VALUE! | #VALUE! | #VALUE!
Wednesday | 4 | 6 | 10 | 2290 | 0 | 0 | 0 | 0 | 0 | 0 | 0 | 0 | 0 | 0 | 0 | 0 | 0 | 0 | 0 | 0 | 0 | 0 | 0 | 0 | 0 | 0 | 0 | 0 | 0 | 0 | 0 | 0 | 0 | 0 | 0 | 0 | 0 | 0 | 0 | 0 | 0 | 0 | 0 | 0 |  | 0 | 0 | 0 |  | #VALUE! | #VALUE! | #VALUE! | #VALUE! |  |  | #VALUE! | #VALUE! | 0 | 0 | 0.20123 | 0.20123 | #VALUE! | #VALUE! | #VALUE! | #VALUE! | 0 | 0 | 0.20123 | 0.20123 | #VALUE! | #VALUE! | #VALUE! | #VALUE! | 0 | 0 | 0.20123 | 0.20123 | #VALUE! | #VALUE! |  |  |  | #VALUE! | #VALUE! | #VALUE! | #VALUE! | #VALUE! | #VALUE! | #VALUE!
Wednesday | 4 | 6 | 11 | 2291 | 0 | 0 | 0 | 0 | 0 | 0 | 0 | 0 | 0 | 0 | 0 | 0 | 0 | 0 | 0 | 0 | 0 | 0 | 0 | 0 | 0 | 0 | 0 | 0 | 0 | 0 | 0 | 0 | 0 | 0 | 0 | 0 | 0 | 0 | 0 | 0 | 0 | 0 | 0 | 0 |  | 0 | 0 | 0 |  | #VALUE! | #VALUE! | #VALUE! | #VALUE! |  |  | #VALUE! | #VALUE! | 0 | 0 | 0.20123 | 0.20123 | #VALUE! | #VALUE! | #VALUE! | #VALUE! | 0 | 0 | 0.20123 | 0.20123 | #VALUE! | #VALUE! | #VALUE! | #VALUE! | 0 | 0 | 0.20123 | 0.20123 | #VALUE! | #VALUE! |  |  |  | #VALUE! | #VALUE! | #VALUE! | #VALUE! | #VALUE! | #VALUE! | #VALUE!
Wednesday | 4 | 6 | 12 | 2292 | 0 | 0 | 0 | 0 | 0 | 0 | 0 | 0 | 0 | 0 | 0 | 0 | 0 | 0 | 0 | 0 | 0 | 0 | 0 | 0 | 0 | 0 | 0 | 0 | 0 | 0.0065 | 0 | 0 | 0 | 0 | 0 | 0 | 0 | 0 | 0 | 0 | 0 | 0 | 0 | 0 |  | 0 | 0 | 0 |  | #VALUE! | #VALUE! | #VALUE! | #VALUE! |  |  | #VALUE! | #VALUE! | 0 | 0 | 0.20123 | 0.20123 | #VALUE! | #VALUE! | #VALUE! | #VALUE! | 0 | 0 | 0.20123 | 0.20123 | #VALUE! | #VALUE! | #VALUE! | #VALUE! | 0 | 0 | 0.20123 | 0.20123 | #VALUE! | #VALUE! |  |  |  | #VALUE! | #VALUE! | #VALUE! | #VALUE! | #VALUE! | #VALUE! | #VALUE!
Wednesday | 4 | 6 | 13 | 2293 | 0 | 0 | 0 | 0 | 0 | 0 | 0 | 0 | 0 | 0 | 0 | 0 | 0 | 0 | 0 | 0 | 0 | 0 | 0 | 0 | 0 | 0 | 0 | 0 | 0 | 0.019 | 0 | 0 | 0 | 0 | 0 | 0 | 0 | 0 | 0 | 0 | 0 | 0 | 0 | 0 |  | 0 | 0 | 0 |  | #VALUE! | #VALUE! | #VALUE! | #VALUE! |  |  | #VALUE! | #VALUE! | 0 | 0 | 0.20123 | 0.20123 | #VALUE! | #VALUE! | #VALUE! | #VALUE! | 0 | 0 | 0.20123 | 0.20123 | #VALUE! | #VALUE! | #VALUE! | #VALUE! | 0 | 0 | 0.20123 | 0.20123 | #VALUE! | #VALUE! |  |  |  | #VALUE! | #VALUE! | #VALUE! | #VALUE! | #VALUE! | #VALUE! | #VALUE!
Wednesday | 4 | 6 | 14 | 2294 | 0 | 0 | 0 | 0 | 0 | 0 | 0 | 0 | 0 | 0 | 0 | 0 | 0 | 0 | 0 | 0 | 0 | 0 | 0 | 0 | 0 | 0 | 0 | 0 | 0 | 0 | 0 | 0 | 0 | 0 | 0 | 0 | 0 | 0 | 0 | 0 | 0 | 0 | 0 | 0 |  | 0 | 0 | 0 |  | #VALUE! | #VALUE! | #VALUE! | #VALUE! |  |  | #VALUE! | #VALUE! | 0 | 0 | 0.20123 | 0.20123 | #VALUE! | #VALUE! | #VALUE! | #VALUE! | 0 | 0 | 0.20123 | 0.20123 | #VALUE! | #VALUE! | #VALUE! | #VALUE! | 0 | 0 | 0.20123 | 0.20123 | #VALUE! | #VALUE! |  |  |  | #VALUE! | #VALUE! | #VALUE! | #VALUE! | #VALUE! | #VALUE! | #VALUE!
Wednesday | 4 | 6 | 15 | 2295 | 0 | 0 | 0 | 0 | 0 | 0 | 0 | 0 | 0 | 0 | 0 | 0 | 0 | 0 | 0 | 0 | 0 | 0 | 0 | 0 | 0 | 0 | 0 | 0 | 0 | 0 | 0 | 0 | 0 | 0 | 0 | 0 | 0 | 0 | 0 | 0 | 0 | 0 | 0 | 0 |  | 0 | 0 | 0 |  | #VALUE! | #VALUE! | #VALUE! | #VALUE! |  |  | #VALUE! | #VALUE! | 0 | 0 | 0.20123 | 0.20123 | #VALUE! | #VALUE! | #VALUE! | #VALUE! | 0 | 0 | 0.20123 | 0.20123 | #VALUE! | #VALUE! | #VALUE! | #VALUE! | 0 | 0 | 0.20123 | 0.20123 | #VALUE! | #VALUE! |  |  |  | #VALUE! | #VALUE! | #VALUE! | #VALUE! | #VALUE! | #VALUE! | #VALUE!
Wednesday | 4 | 6 | 16 | 2296 | 0 | 0 | 0 | 0 | 0 | 0 | 0 | 0 | 0 | 0 | 0 | 0 | 0 | 0 | 0 | 0 | 0 | 0 | 0 | 0 | 0 | 0 | 0 | 0 | 0 | 0 | 0 | 0 | 0 | 0 | 0 | 0 | 0 | 0 | 0 | 0 | 0 | 0 | 0 | 0 |  | 0 | 0 | 0 |  | #VALUE! | #VALUE! | #VALUE! | #VALUE! |  |  | #VALUE! | #VALUE! | 0 | 0 | 0.20123 | 0.20123 | #VALUE! | #VALUE! | #VALUE! | #VALUE! | 0 | 0 | 0.20123 | 0.20123 | #VALUE! | #VALUE! | #VALUE! | #VALUE! | 0 | 0 | 0.20123 | 0.20123 | #VALUE! | #VALUE! |  |  |  | #VALUE! | #VALUE! | #VALUE! | #VALUE! | #VALUE! | #VALUE! | #VALUE!
Wednesday | 4 | 6 | 17 | 2297 | 0 | 0 | 0 | 0 | 0 | 0 | 0 | 0 | 0 | 0 | 0 | 0 | 0 | 0 | 0 | 0 | 0 | 0 | 0 | 0 | 0 | 0 | 0 | 0 | 0 | 0 | 0 | 0 | 0 | 0 | 0 | 0 | 0 | 0 | 0 | 0 | 0 | 0 | 0 | 0 |  | 0 | 0 | 0 |  | #VALUE! | #VALUE! | #VALUE! | #VALUE! |  |  | #VALUE! | #VALUE! | 0 | 0 | 0.20123 | 0.20123 | #VALUE! | #VALUE! | #VALUE! | #VALUE! | 0 | 0 | 0.20123 | 0.20123 | #VALUE! | #VALUE! | #VALUE! | #VALUE! | 0 | 0 | 0.20123 | 0.20123 | #VALUE! | #VALUE! |  |  |  | #VALUE! | #VALUE! | #VALUE! | #VALUE! | #VALUE! | #VALUE! | #VALUE!
Wednesday | 4 | 6 | 18 | 2298 | 0 | 0 | 0 | 0 | 0 | 0 | 0 | 0 | 0 | 0 | 0 | 0 | 0 | 0 | 0 | 0 | 0 | 0 | 0 | 0 | 0 | 0 | 0 | 0 | 0 | 0 | 0 | 0 | 0 | 0 | 0 | 0 | 0 | 0 | 0 | 0 | 0 | 0 | 0 | 0 |  | 0 | 0 | 0 |  | #VALUE! | #VALUE! | #VALUE! | #VALUE! |  |  | #VALUE! | #VALUE! | 0 | 0 | 0.20123 | 0.20123 | #VALUE! | #VALUE! | #VALUE! | #VALUE! | 0 | 0 | 0.20123 | 0.20123 | #VALUE! | #VALUE! | #VALUE! | #VALUE! | 0 | 0 | 0.20123 | 0.20123 | #VALUE! | #VALUE! |  |  |  | #VALUE! | #VALUE! | #VALUE! | #VALUE! | #VALUE! | #VALUE! | #VALUE!
Wednesday | 4 | 6 | 19 | 2299 | 0 | 0 | 0 | 0 | 0 | 0 | 0 | 0 | 0 | 0 | 0 | 0 | 0 | 0 | 0 | 0 | 0 | 0 | 0 | 0 | 0 | 0 | 0 | 0 | 0 | 0 | 0 | 0 | 0 | 0 | 0 | 0 | 0 | 0 | 0 | 0 | 0 | 0 | 0 | 0 |  | 0 | 0 | 0 |  | #VALUE! | #VALUE! | #VALUE! | #VALUE! |  |  | #VALUE! | #VALUE! | 0 | 0 | 0.20123 | 0.20123 | #VALUE! | #VALUE! | #VALUE! | #VALUE! | 0 | 0 | 0.20123 | 0.20123 | #VALUE! | #VALUE! | #VALUE! | #VALUE! | 0 | 0 | 0.20123 | 0.20123 | #VALUE! | #VALUE! |  |  |  | #VALUE! | #VALUE! | #VALUE! | #VALUE! | #VALUE! | #VALUE! | #VALUE!
Wednesday | 4 | 6 | 20 | 2300 | 0 | 0 | 0 | 0 | 0 | 0 | 0 | 0 | 0 | 0 | 0 | 0 | 0 | 0 | 0 | 0 | 0 | 0 | 0 | 0 | 0 | 0 | 0 | 0 | 0 | 0 | 0 | 0 | 0 | 0 | 0 | 0 | 0 | 0 | 0 | 0 | 0 | 0 | 0 | 0 |  | 0 | 0 | 0 |  | #VALUE! | #VALUE! | #VALUE! | #VALUE! |  |  | #VALUE! | #VALUE! | 0 | 0 | 0.20123 | 0.20123 | #VALUE! | #VALUE! | #VALUE! | #VALUE! | 0 | 0 | 0.20123 | 0.20123 | #VALUE! | #VALUE! | #VALUE! | #VALUE! | 0 | 0 | 0.20123 | 0.20123 | #VALUE! | #VALUE! |  |  |  | #VALUE! | #VALUE! | #VALUE! | #VALUE! | #VALUE! | #VALUE! | #VALUE!
Wednesday | 4 | 6 | 21 | 2301 | 0 | 0 | 0 | 0 | 0 | 0 | 0 | 0 | 0 | 0 | 0 | 0 | 0 | 0 | 0 | 0 | 0 | 0 | 0 | 0 | 0 | 0 | 0 | 0 | 0 | 0 | 0 | 0 | 0 | 0 | 0 | 0 | 0 | 0 | 0 | 0 | 0 | 0 | 0 | 0 |  | 0 | 0 | 0 |  | #VALUE! | #VALUE! | #VALUE! | #VALUE! |  |  | #VALUE! | #VALUE! | 0 | 0 | 0.20123 | 0.20123 | #VALUE! | #VALUE! | #VALUE! | #VALUE! | 0 | 0 | 0.20123 | 0.20123 | #VALUE! | #VALUE! | #VALUE! | #VALUE! | 0 | 0 | 0.20123 | 0.20123 | #VALUE! | #VALUE! |  |  |  | #VALUE! | #VALUE! | #VALUE! | #VALUE! | #VALUE! | #VALUE! | #VALUE!
Wednesday | 4 | 6 | 22 | 2302 | 0 | 0 | 0 | 0 | 0 | 0 | 0 | 0 | 0 | 0 | 0 | 0 | 0 | 0 | 0 | 0 | 0 | 0 | 0 | 0 | 0 | 0 | 0 | 0 | 0 | 0 | 0 | 0 | 0 | 0 | 0 | 0 | 0 | 0 | 0 | 0 | 0 | 0 | 0 | 0 |  | 0 | 0 | 0 |  | #VALUE! | #VALUE! | #VALUE! | #VALUE! |  |  | #VALUE! | #VALUE! | 0 | 0 | 0.20123 | 0.20123 | #VALUE! | #VALUE! | #VALUE! | #VALUE! | 0 | 0 | 0.20123 | 0.20123 | #VALUE! | #VALUE! | #VALUE! | #VALUE! | 0 | 0 | 0.20123 | 0.20123 | #VALUE! | #VALUE! |  |  |  | #VALUE! | #VALUE! | #VALUE! | #VALUE! | #VALUE! | #VALUE! | #VALUE!
Wednesday | 4 | 6 | 23 | 2303 | 0 | 0 | 0 | 0 | 0 | 0 | 0 | 0 | 0 | 0 | 0 | 0 | 0 | 0 | 0 | 0 | 0 | 0 | 0 | 0 | 0 | 0 | 0 | 0 | 0 | 0 | 0 | 0 | 0 | 0 | 0 | 0 | 0 | 0 | 0 | 0 | 0 | 0 | 0 | 0 |  | 0 | 0 | 0 |  | #VALUE! | #VALUE! | #VALUE! | #VALUE! |  |  | #VALUE! | #VALUE! | 0 | 0 | 0.20123 | 0.20123 | #VALUE! | #VALUE! | #VALUE! | #VALUE! | 0 | 0 | 0.20123 | 0.20123 | #VALUE! | #VALUE! | #VALUE! | #VALUE! | 0 | 0 | 0.20123 | 0.20123 | #VALUE! | #VALUE! |  |  |  | #VALUE! | #VALUE! | #VALUE! | #VALUE! | #VALUE! | #VALUE! | #VALUE!
Wednesday | 4 | 6 | 24 | 2304 | 0 | 0 | 0 | 0 | 0 | 0 | 0 | 0 | 0 | 0 | 0 | 0 | 0 | 0 | 0 | 0 | 0 | 0 | 0 | 0 | 0 | 0 | 0 | 0 | 0 | 0 | 0 | 0 | 0 | 0 | 0 | 0 | 0 | 0 | 0 | 0 | 0 | 0 | 0 | 0 |  | 0 | 0 | 0 |  | #VALUE! | #VALUE! | #VALUE! | #VALUE! |  |  | #VALUE! | #VALUE! | 0 | 0 | 0.20123 | 0.20123 | #VALUE! | #VALUE! | #VALUE! | #VALUE! | 0 | 0 | 0.20123 | 0.20123 | #VALUE! | #VALUE! | #VALUE! | #VALUE! | 0 | 0 | 0.20123 | 0.20123 | #VALUE! | #VALUE! |  |  |  | #VALUE! | #VALUE! | #VALUE! | #VALUE! | #VALUE! | #VALUE! | #VALUE!
Thursday | 4 | 7 | 1 | 2305 | 0 | 0 | 0 | 0 | 0 | 0 | 0 | 0 | 0 | 0 | 0 | 0 | 0 | 0 | 0 | 0 | 0 | 0 | 0 | 0 | 0 | 0 | 0 | 0 | 0 | 0 | 0 | 0 | 0 | 0 | 0 | 0 | 0 | 0 | 0 | 0 | 0 | 0 | 0 | 0 |  | 0 | 0 | 0 |  | #VALUE! | #VALUE! | #VALUE! | #VALUE! |  |  | #VALUE! | #VALUE! | 0 | 0 | 0.20123 | 0.20123 | #VALUE! | #VALUE! | #VALUE! | #VALUE! | 0 | 0 | 0.20123 | 0.20123 | #VALUE! | #VALUE! | #VALUE! | #VALUE! | 0 | 0 | 0.20123 | 0.20123 | #VALUE! | #VALUE! |  |  |  | #VALUE! | #VALUE! | #VALUE! | #VALUE! | #VALUE! | #VALUE! | #VALUE!
Thursday | 4 | 7 | 2 | 2306 | 0 | 0 | 0 | 0 | 0 | 0 | 0 | 0 | 0 | 0 | 0 | 0 | 0 | 0 | 0 | 0 | 0 | 0 | 0 | 0 | 0 | 0 | 0 | 0 | 0 | 0 | 0 | 0 | 0 | 0 | 0 | 0 | 0 | 0 | 0 | 0 | 0 | 0 | 0 | 0 |  | 0 | 0 | 0 |  | #VALUE! | #VALUE! | #VALUE! | #VALUE! |  |  | #VALUE! | #VALUE! | 0 | 0 | 0.20123 | 0.20123 | #VALUE! | #VALUE! | #VALUE! | #VALUE! | 0 | 0 | 0.20123 | 0.20123 | #VALUE! | #VALUE! | #VALUE! | #VALUE! | 0 | 0 | 0.20123 | 0.20123 | #VALUE! | #VALUE! |  |  |  | #VALUE! | #VALUE! | #VALUE! | #VALUE! | #VALUE! | #VALUE! | #VALUE!
Thursday | 4 | 7 | 3 | 2307 | 0 | 0 | 0 | 0 | 0 | 0 | 0 | 0 | 0 | 0 | 0 | 0 | 0 | 0 | 0 | 0 | 0 | 0 | 0 | 0 | 0 | 0 | 0 | 0 | 0 | 0 | 0 | 0 | 0 | 0 | 0 | 0 | 0 | 0 | 0 | 0 | 0 | 0 | 0 | 0 |  | 0 | 0 | 0 |  | #VALUE! | #VALUE! | #VALUE! | #VALUE! |  |  | #VALUE! | #VALUE! | 0 | 0 | 0.20123 | 0.20123 | #VALUE! | #VALUE! | #VALUE! | #VALUE! | 0 | 0 | 0.20123 | 0.20123 | #VALUE! | #VALUE! | #VALUE! | #VALUE! | 0 | 0 | 0.20123 | 0.20123 | #VALUE! | #VALUE! |  |  |  | #VALUE! | #VALUE! | #VALUE! | #VALUE! | #VALUE! | #VALUE! | #VALUE!
Thursday | 4 | 7 | 4 | 2308 | 0 | 0 | 0 | 0 | 0 | 0 | 0 | 0 | 0 | 0 | 0 | 0 | 0 | 0 | 0 | 0 | 0 | 0 | 0 | 0 | 0 | 0 | 0 | 0 | 0 | 0 | 0 | 0 | 0 | 0 | 0 | 0 | 0 | 0 | 0 | 0 | 0 | 0 | 0 | 0 |  | 0 | 0 | 0 |  | #VALUE! | #VALUE! | #VALUE! | #VALUE! |  |  | #VALUE! | #VALUE! | 0 | 0 | 0.20123 | 0.20123 | #VALUE! | #VALUE! | #VALUE! | #VALUE! | 0 | 0 | 0.20123 | 0.20123 | #VALUE! | #VALUE! | #VALUE! | #VALUE! | 0 | 0 | 0.20123 | 0.20123 | #VALUE! | #VALUE! |  |  |  | #VALUE! | #VALUE! | #VALUE! | #VALUE! | #VALUE! | #VALUE! | #VALUE!
Thursday | 4 | 7 | 5 | 2309 | 0 | 0 | 0 | 0 | 0 | 0 | 0 | 0 | 0 | 0 | 0 | 0 | 0 | 0 | 0 | 0 | 0 | 0 | 0 | 0 | 0 | 0 | 0 | 0 | 0 | 0 | 0 | 0 | 0 | 0 | 0 | 0 | 0 | 0 | 0 | 0 | 0 | 0 | 0 | 0 |  | 0 | 0 | 0 |  | #VALUE! | #VALUE! | #VALUE! | #VALUE! |  |  | #VALUE! | #VALUE! | 0 | 0 | 0.20123 | 0.20123 | #VALUE! | #VALUE! | #VALUE! | #VALUE! | 0 | 0 | 0.20123 | 0.20123 | #VALUE! | #VALUE! | #VALUE! | #VALUE! | 0 | 0 | 0.20123 | 0.20123 | #VALUE! | #VALUE! |  |  |  | #VALUE! | #VALUE! | #VALUE! | #VALUE! | #VALUE! | #VALUE! | #VALUE!
Thursday | 4 | 7 | 6 | 2310 | 0 | 0 | 0 | 0 | 0 | 0 | 0 | 0 | 0 | 0 | 0 | 0 | 0 | 0 | 0 | 0 | 0 | 0 | 0 | 0 | 0 | 0 | 0 | 0 | 0 | 0 | 0 | 0 | 0 | 0 | 0 | 0 | 0 | 0 | 0 | 0 | 0 | 0 | 0 | 0 |  | 0 | 0 | 0 |  | #VALUE! | #VALUE! | #VALUE! | #VALUE! |  |  | #VALUE! | #VALUE! | 0 | 0 | 0.20123 | 0.20123 | #VALUE! | #VALUE! | #VALUE! | #VALUE! | 0 | 0 | 0.20123 | 0.20123 | #VALUE! | #VALUE! | #VALUE! | #VALUE! | 0 | 0 | 0.20123 | 0.20123 | #VALUE! | #VALUE! |  |  |  | #VALUE! | #VALUE! | #VALUE! | #VALUE! | #VALUE! | #VALUE! | #VALUE!
Thursday | 4 | 7 | 7 | 2311 | 0 | 0 | 0 | 0 | 0 | 0 | 0 | 0 | 0 | 0 | 0 | 0 | 0 | 0 | 0 | 0 | 0 | 0 | 0 | 0 | 0 | 0 | 0 | 0 | 0 | 0 | 0 | 0 | 0 | 0 | 0 | 0 | 0 | 0 | 0 | 0 | 0 | 0 | 0 | 0 |  | 0 | 0 | 0 |  | #VALUE! | #VALUE! | #VALUE! | #VALUE! |  |  | #VALUE! | #VALUE! | 0 | 0 | 0.20123 | 0.20123 | #VALUE! | #VALUE! | #VALUE! | #VALUE! | 0 | 0 | 0.20123 | 0.20123 | #VALUE! | #VALUE! | #VALUE! | #VALUE! | 0 | 0 | 0.20123 | 0.20123 | #VALUE! | #VALUE! |  |  |  | #VALUE! | #VALUE! | #VALUE! | #VALUE! | #VALUE! | #VALUE! | #VALUE!
Thursday | 4 | 7 | 8 | 2312 | 0 | 0 | 0 | 0 | 0 | 0 | 0 | 0 | 0 | 0 | 0 | 0 | 0 | 0 | 0 | 0 | 0 | 0 | 0 | 0 | 0 | 0 | 0 | 0 | 0 | 0 | 0 | 0 | 0 | 0 | 0 | 0 | 0 | 0 | 0 | 0 | 0 | 0 | 0 | 0 |  | 0 | 0 | 0 |  | #VALUE! | #VALUE! | #VALUE! | #VALUE! |  |  | #VALUE! | #VALUE! | 0 | 0 | 0.20123 | 0.20123 | #VALUE! | #VALUE! | #VALUE! | #VALUE! | 0 | 0 | 0.20123 | 0.20123 | #VALUE! | #VALUE! | #VALUE! | #VALUE! | 0 | 0 | 0.20123 | 0.20123 | #VALUE! | #VALUE! |  |  |  | #VALUE! | #VALUE! | #VALUE! | #VALUE! | #VALUE! | #VALUE! | #VALUE!
Thursday | 4 | 7 | 9 | 2313 | 0 | 0 | 0 | 0 | 0 | 0 | 0 | 0 | 0 | 0 | 0 | 0 | 0 | 0 | 0 | 0 | 0 | 0 | 0 | 0 | 0 | 0 | 0 | 0 | 0 | 0 | 0 | 0 | 0 | 0 | 0 | 0 | 0 | 0 | 0 | 0 | 0 | 0 | 0 | 0 |  | 0 | 0 | 0 |  | #VALUE! | #VALUE! | #VALUE! | #VALUE! |  |  | #VALUE! | #VALUE! | 0 | 0 | 0.20123 | 0.20123 | #VALUE! | #VALUE! | #VALUE! | #VALUE! | 0 | 0 | 0.20123 | 0.20123 | #VALUE! | #VALUE! | #VALUE! | #VALUE! | 0 | 0 | 0.20123 | 0.20123 | #VALUE! | #VALUE! |  |  |  | #VALUE! | #VALUE! | #VALUE! | #VALUE! | #VALUE! | #VALUE! | #VALUE!
Thursday | 4 | 7 | 10 | 2314 | 0 | 0 | 0 | 0 | 0 | 0 | 0 | 0 | 0 | 0 | 0 | 0 | 0 | 0 | 0 | 0 | 0 | 0 | 0 | 0 | 0 | 0 | 0 | 0 | 0.0034741 | 0 | 0 | 0 | 0 | 0 | 0 | 0 | 0 | 0 | 0 | 0 | 0 | 0 | 0 | 0 |  | 0 | 0 | 0 |  | #VALUE! | #VALUE! | #VALUE! | #VALUE! |  |  | #VALUE! | #VALUE! | 0 | 0 | 0.20123 | 0.20123 | #VALUE! | #VALUE! | #VALUE! | #VALUE! | 0 | 0 | 0.20123 | 0.20123 | #VALUE! | #VALUE! | #VALUE! | #VALUE! | 0 | 0 | 0.20123 | 0.20123 | #VALUE! | #VALUE! |  |  |  | #VALUE! | #VALUE! | #VALUE! | #VALUE! | #VALUE! | #VALUE! | #VALUE!
Thursday | 4 | 7 | 11 | 2315 | 0 | 0 | 0 | 0 | 0 | 0 | 0 | 0 | 0 | 0 | 0 | 0 | 0 | 0 | 0 | 0 | 0 | 0 | 0 | 0 | 0 | 0 | 0 | 0 | 0 | 0 | 0 | 0 | 0 | 0 | 0 | 0 | 0 | 0 | 0 | 0 | 0 | 0 | 0 | 0 |  | 0 | 0 | 0 |  | #VALUE! | #VALUE! | #VALUE! | #VALUE! |  |  | #VALUE! | #VALUE! | 0 | 0 | 0.20123 | 0.20123 | #VALUE! | #VALUE! | #VALUE! | #VALUE! | 0 | 0 | 0.20123 | 0.20123 | #VALUE! | #VALUE! | #VALUE! | #VALUE! | 0 | 0 | 0.20123 | 0.20123 | #VALUE! | #VALUE! |  |  |  | #VALUE! | #VALUE! | #VALUE! | #VALUE! | #VALUE! | #VALUE! | #VALUE!
Thursday | 4 | 7 | 12 | 2316 | 0 | 0 | 0 | 0 | 0 | 0 | 0 | 0 | 0 | 0 | 0 | 0 | 0 | 0 | 0 | 0 | 0 | 0 | 0 | 0 | 0 | 0 | 0 | 0 | 0 | 0 | 0 | 0 | 0 | 0 | 0 | 0 | 0 | 0 | 0 | 0 | 0 | 0 | 0 | 0 |  | 0 | 0 | 0 |  | #VALUE! | #VALUE! | #VALUE! | #VALUE! |  |  | #VALUE! | #VALUE! | 0 | 0 | 0.20123 | 0.20123 | #VALUE! | #VALUE! | #VALUE! | #VALUE! | 0 | 0 | 0.20123 | 0.20123 | #VALUE! | #VALUE! | #VALUE! | #VALUE! | 0 | 0 | 0.20123 | 0.20123 | #VALUE! | #VALUE! |  |  |  | #VALUE! | #VALUE! | #VALUE! | #VALUE! | #VALUE! | #VALUE! | #VALUE!
Thursday | 4 | 7 | 13 | 2317 | 0 | 0 | 0 | 0 | 0 | 0 | 0 | 0 | 0 | 0 | 0 | 0 | 0 | 0 | 0 | 0 | 0 | 0 | 0 | 0 | 0 | 0 | 0 | 0 | 0 | 0 | 0 | 0 | 0 | 0 | 0 | 0 | 0 | 0 | 0 | 0 | 0 | 0 | 0 | 0 |  | 0 | 0 | 0 |  | #VALUE! | #VALUE! | #VALUE! | #VALUE! |  |  | #VALUE! | #VALUE! | 0 | 0 | 0.20123 | 0.20123 | #VALUE! | #VALUE! | #VALUE! | #VALUE! | 0 | 0 | 0.20123 | 0.20123 | #VALUE! | #VALUE! | #VALUE! | #VALUE! | 0 | 0 | 0.20123 | 0.20123 | #VALUE! | #VALUE! |  |  |  | #VALUE! | #VALUE! | #VALUE! | #VALUE! | #VALUE! | #VALUE! | #VALUE!
Thursday | 4 | 7 | 14 | 2318 | 0 | 0 | 0 | 0 | 0 | 0 | 0 | 0 | 0 | 0 | 0 | 0 | 0 | 0 | 0 | 0 | 0 | 0 | 0 | 0 | 0 | 0 | 0 | 0 | 0 | 0 | 0 | 0.00031724 | 0 | 0 | 0 | 0 | 0 | 0 | 0 | 0 | 0 | 0 | 0 | 0 |  | 0 | 0 | 0 |  | #VALUE! | #VALUE! | #VALUE! | #VALUE! |  |  | #VALUE! | #VALUE! | 0 | 0 | 0.20123 | 0.20123 | #VALUE! | #VALUE! | #VALUE! | #VALUE! | 0 | 0 | 0.20123 | 0.20123 | #VALUE! | #VALUE! | #VALUE! | #VALUE! | 0 | 0 | 0.20123 | 0.20123 | #VALUE! | #VALUE! |  |  |  | #VALUE! | #VALUE! | #VALUE! | #VALUE! | #VALUE! | #VALUE! | #VALUE!
Thursday | 4 | 7 | 15 | 2319 | 0 | 0 | 0 | 0 | 0 | 0 | 0 | 0 | 0 | 0 | 0 | 0 | 0 | 0 | 0 | 0 | 0 | 0 | 0 | 0 | 0 | 0 | 0 | 0 | 0 | 0 | 0 | 0.037478 | 0.038 | 0 | 0 | 0 | 0 | 0 | 0 | 0 | 0 | 0 | 0 | 0 |  | 0 | 0 | 0 |  | #VALUE! | #VALUE! | #VALUE! | #VALUE! |  |  | #VALUE! | #VALUE! | 0 | 0 | 0.20123 | 0.20123 | #VALUE! | #VALUE! | #VALUE! | #VALUE! | 0 | 0 | 0.20123 | 0.20123 | #VALUE! | #VALUE! | #VALUE! | #VALUE! | 0 | 0 | 0.20123 | 0.20123 | #VALUE! | #VALUE! |  |  |  | #VALUE! | #VALUE! | #VALUE! | #VALUE! | #VALUE! | #VALUE! | #VALUE!
Thursday | 4 | 7 | 16 | 2320 | 0 | 0 | 0 | 0 | 0 | 0 | 0 | 0 | 0 | 0 | 0 | 0 | 0 | 0 | 0 | 0 | 0 | 0 | 0 | 0 | 0 | 0 | 0 | 0 | 0 | 0 | 0.0013529 | 0.064212 | 0.124 | 0 | 0 | 0 | 0 | 0 | 0 | 0 | 0 | 0 | 0 | 0 |  | 0 | 0 | 0 |  | #VALUE! | #VALUE! | #VALUE! | #VALUE! |  |  | #VALUE! | #VALUE! | 0 | 0 | 0.20123 | 0.20123 | #VALUE! | #VALUE! | #VALUE! | #VALUE! | 0 | 0 | 0.20123 | 0.20123 | #VALUE! | #VALUE! | #VALUE! | #VALUE! | 0 | 0 | 0.20123 | 0.20123 | #VALUE! | #VALUE! |  |  |  | #VALUE! | #VALUE! | #VALUE! | #VALUE! | #VALUE! | #VALUE! | #VALUE!
Thursday | 4 | 7 | 17 | 2321 | 0 | 0 | 0 | 0 | 0 | 0 | 0 | 0 | 0 | 0 | 0 | 0 | 0 | 0 | 0 | 0 | 0 | 0 | 0 | 0 | 0 | 0 | 0 | 0.0022812 | 0 | 0 | 0.0025324 | 0.10881 | 0.216 | 0 | 0 | 0 | 0 | 0 | 0 | 0 | 0 | 0 | 0 | 0 |  | 0 | 0 | 0 |  | #VALUE! | #VALUE! | #VALUE! | #VALUE! |  |  | #VALUE! | #VALUE! | 0 | 0 | 0.20123 | 0.20123 | #VALUE! | #VALUE! | #VALUE! | #VALUE! | 0 | 0 | 0.20123 | 0.20123 | #VALUE! | #VALUE! | #VALUE! | #VALUE! | 0 | 0 | 0.20123 | 0.20123 | #VALUE! | #VALUE! |  |  |  | #VALUE! | #VALUE! | #VALUE! | #VALUE! | #VALUE! | #VALUE! | #VALUE!
Thursday | 4 | 7 | 18 | 2322 | 0 | 0 | 0 | 0 | 0 | 0 | 0 | 0 | 0 | 0 | 0 | 0 | 0 | 0 | 0 | 0 | 0 | 0 | 0 | 0 | 0 | 0 | 0 | 0 | 0 | 0 | 0 | 0.0092 | 0 | 0 | 0 | 0 | 0 | 0 | 0 | 0 | 0 | 0 | 0 | 0 |  | 0 | 0 | 0 |  | #VALUE! | #VALUE! | #VALUE! | #VALUE! |  |  | #VALUE! | #VALUE! | 0 | 0 | 0.20123 | 0.20123 | #VALUE! | #VALUE! | #VALUE! | #VALUE! | 0 | 0 | 0.20123 | 0.20123 | #VALUE! | #VALUE! | #VALUE! | #VALUE! | 0 | 0 | 0.20123 | 0.20123 | #VALUE! | #VALUE! |  |  |  | #VALUE! | #VALUE! | #VALUE! | #VALUE! | #VALUE! | #VALUE! | #VALUE!
Thursday | 4 | 7 | 19 | 2323 | 0 | 0 | 0 | 0 | 0 | 0 | 0 | 0 | 0 | 0 | 0 | 0 | 0 | 0 | 0 | 0 | 0 | 0 | 0 | 0 | 0 | 0 | 0 | 0 | 0 | 0 | 0 | 0 | 0 | 0 | 0 | 0 | 0 | 0 | 0 | 0 | 0 | 0 | 0 | 0 |  | 0 | 0 | 0 |  | #VALUE! | #VALUE! | #VALUE! | #VALUE! |  |  | #VALUE! | #VALUE! | 0 | 0 | 0.20123 | 0.20123 | #VALUE! | #VALUE! | #VALUE! | #VALUE! | 0 | 0 | 0.20123 | 0.20123 | #VALUE! | #VALUE! | #VALUE! | #VALUE! | 0 | 0 | 0.20123 | 0.20123 | #VALUE! | #VALUE! |  |  |  | #VALUE! | #VALUE! | #VALUE! | #VALUE! | #VALUE! | #VALUE! | #VALUE!
Thursday | 4 | 7 | 20 | 2324 | 0 | 0 | 0 | 0 | 0 | 0 | 0 | 0 | 0 | 0 | 0 | 0 | 0 | 0 | 0 | 0 | 0 | 0 | 0 | 0 | 0 | 0 | 0 | 0 | 0.0021711 | 0 | 0 | 0 | 0 | 0 | 0 | 0 | 0 | 0 | 0 | 0 | 0 | 0 | 0 | 0 |  | 0 | 0 | 0 |  | #VALUE! | #VALUE! | #VALUE! | #VALUE! |  |  | #VALUE! | #VALUE! | 0 | 0 | 0.20123 | 0.20123 | #VALUE! | #VALUE! | #VALUE! | #VALUE! | 0 | 0 | 0.20123 | 0.20123 | #VALUE! | #VALUE! | #VALUE! | #VALUE! | 0 | 0 | 0.20123 | 0.20123 | #VALUE! | #VALUE! |  |  |  | #VALUE! | #VALUE! | #VALUE! | #VALUE! | #VALUE! | #VALUE! | #VALUE!
Thursday | 4 | 7 | 21 | 2325 | 0 | 0 | 0 | 0 | 0 | 0 | 0 | 0 | 0 | 0 | 0 | 0 | 0 | 0 | 0 | 0 | 0 | 0 | 0 | 0 | 0 | 0 | 0 | 0 | 0 | 0 | 0 | 0 | 0 | 0 | 0 | 0 | 0 | 0 | 0 | 0 | 0 | 0 | 0 | 0 |  | 0 | 0 | 0 |  | #VALUE! | #VALUE! | #VALUE! | #VALUE! |  |  | #VALUE! | #VALUE! | 0 | 0 | 0.20123 | 0.20123 | #VALUE! | #VALUE! | #VALUE! | #VALUE! | 0 | 0 | 0.20123 | 0.20123 | #VALUE! | #VALUE! | #VALUE! | #VALUE! | 0 | 0 | 0.20123 | 0.20123 | #VALUE! | #VALUE! |  |  |  | #VALUE! | #VALUE! | #VALUE! | #VALUE! | #VALUE! | #VALUE! | #VALUE!
Thursday | 4 | 7 | 22 | 2326 | 0 | 0 | 0 | 0 | 0 | 0 | 0 | 0 | 0 | 0 | 0 | 0 | 0 | 0 | 0 | 0 | 0 | 0 | 0 | 0 | 0 | 0 | 0 | 0 | 0 | 0 | 0 | 0 | 0 | 0 | 0 | 0 | 0 | 0 | 0 | 0 | 0 | 0 | 0 | 0 |  | 0 | 0 | 0 |  | #VALUE! | #VALUE! | #VALUE! | #VALUE! |  |  | #VALUE! | #VALUE! | 0 | 0 | 0.20123 | 0.20123 | #VALUE! | #VALUE! | #VALUE! | #VALUE! | 0 | 0 | 0.20123 | 0.20123 | #VALUE! | #VALUE! | #VALUE! | #VALUE! | 0 | 0 | 0.20123 | 0.20123 | #VALUE! | #VALUE! |  |  |  | #VALUE! | #VALUE! | #VALUE! | #VALUE! | #VALUE! | #VALUE! | #VALUE!
Thursday | 4 | 7 | 23 | 2327 | 0 | 0 | 0 | 0 | 0 | 0 | 0 | 0 | 0 | 0 | 0 | 0 | 0 | 0 | 0 | 0 | 0 | 0 | 0 | 0 | 0 | 0 | 0 | 0 | 0 | 0 | 0 | 0 | 0 | 0 | 0 | 0 | 0 | 0 | 0 | 0 | 0 | 0 | 0 | 0 |  | 0 | 0 | 0 |  | #VALUE! | #VALUE! | #VALUE! | #VALUE! |  |  | #VALUE! | #VALUE! | 0 | 0 | 0.20123 | 0.20123 | #VALUE! | #VALUE! | #VALUE! | #VALUE! | 0 | 0 | 0.20123 | 0.20123 | #VALUE! | #VALUE! | #VALUE! | #VALUE! | 0 | 0 | 0.20123 | 0.20123 | #VALUE! | #VALUE! |  |  |  | #VALUE! | #VALUE! | #VALUE! | #VALUE! | #VALUE! | #VALUE! | #VALUE!
Thursday | 4 | 7 | 24 | 2328 | 0 | 0 | 0 | 0 | 0 | 0 | 0 | 0 | 0 | 0 | 0 | 0 | 0 | 0 | 0 | 0 | 0 | 0 | 0 | 0 | 0 | 0 | 0 | 0 | 0 | 0 | 0 | 0 | 0 | 0 | 0 | 0 | 0 | 0 | 0 | 0 | 0 | 0 | 0 | 0 |  | 0 | 0 | 0 |  | #VALUE! | #VALUE! | #VALUE! | #VALUE! |  |  | #VALUE! | #VALUE! | 0 | 0 | 0.20123 | 0.20123 | #VALUE! | #VALUE! | #VALUE! | #VALUE! | 0 | 0 | 0.20123 | 0.20123 | #VALUE! | #VALUE! | #VALUE! | #VALUE! | 0 | 0 | 0.20123 | 0.20123 | #VALUE! | #VALUE! |  |  |  | #VALUE! | #VALUE! | #VALUE! | #VALUE! | #VALUE! | #VALUE! | #VALUE!
Friday | 4 | 8 | 1 | 2329 | 0 | 0 | 0 | 0 | 0 | 0 | 0 | 0 | 0 | 0 | 0 | 0 | 0 | 0 | 0 | 0 | 0 | 0 | 0 | 0 | 0 | 0 | 0 | 0 | 0 | 0 | 0 | 0 | 0 | 0 | 0 | 0 | 0 | 0 | 0 | 0 | 0 | 0 | 0 | 0 |  | 0 | 0 | 0 |  | #VALUE! | #VALUE! | #VALUE! | #VALUE! |  |  | #VALUE! | #VALUE! | 0 | 0 | 0.20123 | 0.20123 | #VALUE! | #VALUE! | #VALUE! | #VALUE! | 0 | 0 | 0.20123 | 0.20123 | #VALUE! | #VALUE! | #VALUE! | #VALUE! | 0 | 0 | 0.20123 | 0.20123 | #VALUE! | #VALUE! |  |  |  | #VALUE! | #VALUE! | #VALUE! | #VALUE! | #VALUE! | #VALUE! | #VALUE!
Friday | 4 | 8 | 2 | 2330 | 0 | 0 | 0 | 0 | 0 | 0 | 0 | 0 | 0 | 0 | 0 | 0 | 0 | 0 | 0 | 0 | 0 | 0 | 0 | 0 | 0 | 0 | 0 | 0 | 0 | 0 | 0 | 0 | 0 | 0 | 0 | 0 | 0 | 0 | 0 | 0 | 0 | 0 | 0 | 0 |  | 0 | 0 | 0 |  | #VALUE! | #VALUE! | #VALUE! | #VALUE! |  |  | #VALUE! | #VALUE! | 0 | 0 | 0.20123 | 0.20123 | #VALUE! | #VALUE! | #VALUE! | #VALUE! | 0 | 0 | 0.20123 | 0.20123 | #VALUE! | #VALUE! | #VALUE! | #VALUE! | 0 | 0 | 0.20123 | 0.20123 | #VALUE! | #VALUE! |  |  |  | #VALUE! | #VALUE! | #VALUE! | #VALUE! | #VALUE! | #VALUE! | #VALUE!
Friday | 4 | 8 | 3 | 2331 | 0 | 0 | 0 | 0 | 0 | 0 | 0 | 0 | 0 | 0 | 0 | 0 | 0 | 0 | 0 | 0 | 0 | 0 | 0 | 0 | 0 | 0 | 0 | 0 | 0 | 0 | 0 | 0 | 0 | 0 | 0 | 0 | 0 | 0 | 0 | 0 | 0 | 0 | 0 | 0 |  | 0 | 0 | 0 |  | #VALUE! | #VALUE! | #VALUE! | #VALUE! |  |  | #VALUE! | #VALUE! | 0 | 0 | 0.20123 | 0.20123 | #VALUE! | #VALUE! | #VALUE! | #VALUE! | 0 | 0 | 0.20123 | 0.20123 | #VALUE! | #VALUE! | #VALUE! | #VALUE! | 0 | 0 | 0.20123 | 0.20123 | #VALUE! | #VALUE! |  |  |  | #VALUE! | #VALUE! | #VALUE! | #VALUE! | #VALUE! | #VALUE! | #VALUE!
Friday | 4 | 8 | 4 | 2332 | 0 | 0 | 0 | 0 | 0 | 0 | 0 | 0 | 0 | 0 | 0 | 0 | 0 | 0 | 0 | 0 | 0 | 0 | 0 | 0 | 0 | 0 | 0 | 0 | 0 | 0 | 0 | 0 | 0 | 0 | 0 | 0 | 0 | 0 | 0 | 0 | 0 | 0 | 0 | 0 |  | 0 | 0 | 0 |  | #VALUE! | #VALUE! | #VALUE! | #VALUE! |  |  | #VALUE! | #VALUE! | 0 | 0 | 0.20123 | 0.20123 | #VALUE! | #VALUE! | #VALUE! | #VALUE! | 0 | 0 | 0.20123 | 0.20123 | #VALUE! | #VALUE! | #VALUE! | #VALUE! | 0 | 0 | 0.20123 | 0.20123 | #VALUE! | #VALUE! |  |  |  | #VALUE! | #VALUE! | #VALUE! | #VALUE! | #VALUE! | #VALUE! | #VALUE!
Friday | 4 | 8 | 5 | 2333 | 0 | 0 | 0 | 0 | 0 | 0 | 0 | 0 | 0 | 0 | 0 | 0 | 0 | 0 | 0 | 0 | 0 | 0 | 0 | 0 | 0 | 0 | 0 | 0 | 0 | 0 | 0 | 0 | 0 | 0 | 0 | 0 | 0 | 0 | 0 | 0 | 0 | 0 | 0 | 0 |  | 0 | 0 | 0 |  | #VALUE! | #VALUE! | #VALUE! | #VALUE! |  |  | #VALUE! | #VALUE! | 0 | 0 | 0.20123 | 0.20123 | #VALUE! | #VALUE! | #VALUE! | #VALUE! | 0 | 0 | 0.20123 | 0.20123 | #VALUE! | #VALUE! | #VALUE! | #VALUE! | 0 | 0 | 0.20123 | 0.20123 | #VALUE! | #VALUE! |  |  |  | #VALUE! | #VALUE! | #VALUE! | #VALUE! | #VALUE! | #VALUE! | #VALUE!
Friday | 4 | 8 | 6 | 2334 | 0 | 0 | 0 | 0 | 0 | 0 | 0 | 0 | 0 | 0 | 0 | 0 | 0 | 0 | 0 | 0 | 0 | 0 | 0 | 0 | 0 | 0 | 0 | 0 | 0 | 0 | 0 | 0 | 0 | 0 | 0 | 0 | 0 | 0 | 0 | 0 | 0 | 0 | 0 | 0 |  | 0 | 0 | 0 |  | #VALUE! | #VALUE! | #VALUE! | #VALUE! |  |  | #VALUE! | #VALUE! | 0 | 0 | 0.20123 | 0.20123 | #VALUE! | #VALUE! | #VALUE! | #VALUE! | 0 | 0 | 0.20123 | 0.20123 | #VALUE! | #VALUE! | #VALUE! | #VALUE! | 0 | 0 | 0.20123 | 0.20123 | #VALUE! | #VALUE! |  |  |  | #VALUE! | #VALUE! | #VALUE! | #VALUE! | #VALUE! | #VALUE! | #VALUE!
Friday | 4 | 8 | 7 | 2335 | 0 | 0 | 0 | 0 | 0 | 0 | 0 | 0 | 0 | 0 | 0 | 0 | 0 | 0 | 0 | 0 | 0 | 0 | 0 | 0 | 0 | 0 | 0 | 0 | 0 | 0 | 0 | 0 | 0 | 0 | 0 | 0 | 0 | 0 | 0 | 0 | 0 | 0 | 0 | 0 |  | 0 | 0 | 0 |  | #VALUE! | #VALUE! | #VALUE! | #VALUE! |  |  | #VALUE! | #VALUE! | 0 | 0 | 0.20123 | 0.20123 | #VALUE! | #VALUE! | #VALUE! | #VALUE! | 0 | 0 | 0.20123 | 0.20123 | #VALUE! | #VALUE! | #VALUE! | #VALUE! | 0 | 0 | 0.20123 | 0.20123 | #VALUE! | #VALUE! |  |  |  | #VALUE! | #VALUE! | #VALUE! | #VALUE! | #VALUE! | #VALUE! | #VALUE!
Friday | 4 | 8 | 8 | 2336 | 0 | 0 | 0 | 0 | 0 | 0 | 0 | 0 | 0 | 0 | 0 | 0 | 0 | 0 | 0 | 0 | 0 | 0 | 0 | 0 | 0 | 0 | 0 | 0 | 0 | 0 | 0 | 0 | 0 | 0 | 0 | 0 | 0 | 0 | 0 | 0 | 0 | 0 | 0 | 0 |  | 0 | 0 | 0 |  | #VALUE! | #VALUE! | #VALUE! | #VALUE! |  |  | #VALUE! | #VALUE! | 0 | 0 | 0.20123 | 0.20123 | #VALUE! | #VALUE! | #VALUE! | #VALUE! | 0 | 0 | 0.20123 | 0.20123 | #VALUE! | #VALUE! | #VALUE! | #VALUE! | 0 | 0 | 0.20123 | 0.20123 | #VALUE! | #VALUE! |  |  |  | #VALUE! | #VALUE! | #VALUE! | #VALUE! | #VALUE! | #VALUE! | #VALUE!
Friday | 4 | 8 | 9 | 2337 | 0 | 0 | 0 | 0 | 0 | 0 | 0 | 0 | 0 | 0 | 0 | 0 | 0 | 0 | 0 | 0 | 0 | 0 | 0 | 0 | 0 | 0 | 0 | 0 | 0 | 0 | 0 | 0 | 0 | 0 | 0 | 0 | 0 | 0 | 0 | 0 | 0 | 0 | 0 | 0 |  | 0 | 0 | 0 |  | #VALUE! | #VALUE! | #VALUE! | #VALUE! |  |  | #VALUE! | #VALUE! | 0 | 0 | 0.20123 | 0.20123 | #VALUE! | #VALUE! | #VALUE! | #VALUE! | 0 | 0 | 0.20123 | 0.20123 | #VALUE! | #VALUE! | #VALUE! | #VALUE! | 0 | 0 | 0.20123 | 0.20123 | #VALUE! | #VALUE! |  |  |  | #VALUE! | #VALUE! | #VALUE! | #VALUE! | #VALUE! | #VALUE! | #VALUE!
Friday | 4 | 8 | 10 | 2338 | 0 | 0 | 0 | 0 | 0 | 0 | 0 | 0 | 0 | 0 | 0 | 0 | 0 | 0 | 0 | 0 | 0 | 0 | 0 | 0 | 0 | 0 | 0 | 0 | 0 | 0 | 0 | 0 | 0 | 0 | 0 | 0 | 0 | 0 | 0 | 0 | 0 | 0 | 0 | 0 |  | 0 | 0 | 0 |  | #VALUE! | #VALUE! | #VALUE! | #VALUE! |  |  | #VALUE! | #VALUE! | 0 | 0 | 0.20123 | 0.20123 | #VALUE! | #VALUE! | #VALUE! | #VALUE! | 0 | 0 | 0.20123 | 0.20123 | #VALUE! | #VALUE! | #VALUE! | #VALUE! | 0 | 0 | 0.20123 | 0.20123 | #VALUE! | #VALUE! |  |  |  | #VALUE! | #VALUE! | #VALUE! | #VALUE! | #VALUE! | #VALUE! | #VALUE!
Friday | 4 | 8 | 11 | 2339 | 0 | 0 | 0 | 0 | 0 | 0 | 0 | 0 | 0 | 0 | 0 | 0 | 0 | 0 | 0 | 0 | 0 | 0 | 0 | 0 | 0 | 0 | 0 | 0 | 0 | 0 | 0 | 0 | 0 | 0 | 0 | 0 | 0 | 0 | 0 | 0 | 0 | 0 | 0 | 0 |  | 0 | 0 | 0 |  | #VALUE! | #VALUE! | #VALUE! | #VALUE! |  |  | #VALUE! | #VALUE! | 0 | 0 | 0.20123 | 0.20123 | #VALUE! | #VALUE! | #VALUE! | #VALUE! | 0 | 0 | 0.20123 | 0.20123 | #VALUE! | #VALUE! | #VALUE! | #VALUE! | 0 | 0 | 0.20123 | 0.20123 | #VALUE! | #VALUE! |  |  |  | #VALUE! | #VALUE! | #VALUE! | #VALUE! | #VALUE! | #VALUE! | #VALUE!
Friday | 4 | 8 | 12 | 2340 | 0 | 0 | 0 | 0 | 0 | 0 | 0 | 0 | 0 | 0 | 0 | 0 | 0 | 0 | 0 | 0 | 0 | 0 | 0 | 0 | 0 | 0 | 0 | 0 | 0 | 0 | 0 | 0 | 0 | 0 | 0 | 0 | 0 | 0 | 0 | 0 | 0 | 0 | 0 | 0 |  | 0 | 0 | 0 |  | #VALUE! | #VALUE! | #VALUE! | #VALUE! |  |  | #VALUE! | #VALUE! | 0 | 0 | 0.20123 | 0.20123 | #VALUE! | #VALUE! | #VALUE! | #VALUE! | 0 | 0 | 0.20123 | 0.20123 | #VALUE! | #VALUE! | #VALUE! | #VALUE! | 0 | 0 | 0.20123 | 0.20123 | #VALUE! | #VALUE! |  |  |  | #VALUE! | #VALUE! | #VALUE! | #VALUE! | #VALUE! | #VALUE! | #VALUE!
Friday | 4 | 8 | 13 | 2341 | 0 | 0 | 0 | 0 | 0 | 0 | 0 | 0 | 0 | 0 | 0 | 0 | 0 | 0 | 0 | 0 | 0 | 0 | 0 | 0 | 0 | 0 | 0 | 0 | 0 | 0 | 0 | 0 | 0 | 0 | 0 | 0 | 0 | 0 | 0 | 0 | 0 | 0 | 0 | 0 |  | 0 | 0 | 0 |  | #VALUE! | #VALUE! | #VALUE! | #VALUE! |  |  | #VALUE! | #VALUE! | 0 | 0 | 0.20123 | 0.20123 | #VALUE! | #VALUE! | #VALUE! | #VALUE! | 0 | 0 | 0.20123 | 0.20123 | #VALUE! | #VALUE! | #VALUE! | #VALUE! | 0 | 0 | 0.20123 | 0.20123 | #VALUE! | #VALUE! |  |  |  | #VALUE! | #VALUE! | #VALUE! | #VALUE! | #VALUE! | #VALUE! | #VALUE!
Friday | 4 | 8 | 14 | 2342 | 0 | 0 | 0 | 0 | 0 | 0 | 0 | 0 | 0 | 0 | 0 | 0 | 0 | 0 | 0 | 0 | 0 | 0 | 0 | 0 | 0 | 0 | 0 | 0 | 0 | 0 | 0 | 0 | 0 | 0 | 0 | 0 | 0 | 0 | 0 | 0 | 0 | 0 | 0 | 0 |  | 0 | 0 | 0 |  | #VALUE! | #VALUE! | #VALUE! | #VALUE! |  |  | #VALUE! | #VALUE! | 0 | 0 | 0.20123 | 0.20123 | #VALUE! | #VALUE! | #VALUE! | #VALUE! | 0 | 0 | 0.20123 | 0.20123 | #VALUE! | #VALUE! | #VALUE! | #VALUE! | 0 | 0 | 0.20123 | 0.20123 | #VALUE! | #VALUE! |  |  |  | #VALUE! | #VALUE! | #VALUE! | #VALUE! | #VALUE! | #VALUE! | #VALUE!
Friday | 4 | 8 | 15 | 2343 | 0 | 0 | 0 | 0 | 0 | 0 | 0 | 0 | 0 | 0 | 0 | 0 | 0 | 0 | 0 | 0 | 0 | 0 | 0 | 0 | 0 | 0 | 0 | 0 | 0 | 0 | 0 | 0 | 0 | 0 | 0 | 0 | 0 | 0 | 0 | 0 | 0 | 0 | 0 | 0 |  | 0 | 0 | 0 |  | #VALUE! | #VALUE! | #VALUE! | #VALUE! |  |  | #VALUE! | #VALUE! | 0 | 0 | 0.20123 | 0.20123 | #VALUE! | #VALUE! | #VALUE! | #VALUE! | 0 | 0 | 0.20123 | 0.20123 | #VALUE! | #VALUE! | #VALUE! | #VALUE! | 0 | 0 | 0.20123 | 0.20123 | #VALUE! | #VALUE! |  |  |  | #VALUE! | #VALUE! | #VALUE! | #VALUE! | #VALUE! | #VALUE! | #VALUE!
Friday | 4 | 8 | 16 | 2344 | 0 | 0 | 0 | 0 | 0 | 0 | 0 | 0 | 0 | 0 | 0 | 0 | 0 | 0 | 0 | 0 | 0 | 0 | 0 | 0 | 0 | 0 | 0 | 0 | 0 | 0 | 0 | 0 | 0 | 0 | 0 | 0 | 0 | 0 | 0 | 0 | 0 | 0 | 0 | 0 |  | 0 | 0 | 0 |  | #VALUE! | #VALUE! | #VALUE! | #VALUE! |  |  | #VALUE! | #VALUE! | 0 | 0 | 0.20123 | 0.20123 | #VALUE! | #VALUE! | #VALUE! | #VALUE! | 0 | 0 | 0.20123 | 0.20123 | #VALUE! | #VALUE! | #VALUE! | #VALUE! | 0 | 0 | 0.20123 | 0.20123 | #VALUE! | #VALUE! |  |  |  | #VALUE! | #VALUE! | #VALUE! | #VALUE! | #VALUE! | #VALUE! | #VALUE!
Friday | 4 | 8 | 17 | 2345 | 0 | 0 | 0 | 0 | 0 | 0 | 0 | 0 | 0 | 0 | 0 | 0 | 0 | 0 | 0 | 0 | 0 | 0 | 0 | 0 | 0 | 0 | 0 | 0 | 0 | 0 | 0 | 0 | 0 | 0 | 0 | 0 | 0 | 0 | 0 | 0 | 0 | 0 | 0 | 0 |  | 0 | 0 | 0 |  | #VALUE! | #VALUE! | #VALUE! | #VALUE! |  |  | #VALUE! | #VALUE! | 0 | 0 | 0.20123 | 0.20123 | #VALUE! | #VALUE! | #VALUE! | #VALUE! | 0 | 0 | 0.20123 | 0.20123 | #VALUE! | #VALUE! | #VALUE! | #VALUE! | 0 | 0 | 0.20123 | 0.20123 | #VALUE! | #VALUE! |  |  |  | #VALUE! | #VALUE! | #VALUE! | #VALUE! | #VALUE! | #VALUE! | #VALUE!
Friday | 4 | 8 | 18 | 2346 | 0 | 0 | 0 | 0 | 0 | 0 | 0 | 0 | 0 | 0 | 0 | 0 | 0 | 0 | 0 | 0 | 0 | 0 | 0 | 0 | 0 | 0 | 0 | 0 | 0 | 0 | 0 | 0 | 0 | 0 | 0 | 0 | 0 | 0 | 0 | 0 | 0 | 0 | 0 | 0 |  | 0 | 0 | 0 |  | #VALUE! | #VALUE! | #VALUE! | #VALUE! |  |  | #VALUE! | #VALUE! | 0 | 0 | 0.20123 | 0.20123 | #VALUE! | #VALUE! | #VALUE! | #VALUE! | 0 | 0 | 0.20123 | 0.20123 | #VALUE! | #VALUE! | #VALUE! | #VALUE! | 0 | 0 | 0.20123 | 0.20123 | #VALUE! | #VALUE! |  |  |  | #VALUE! | #VALUE! | #VALUE! | #VALUE! | #VALUE! | #VALUE! | #VALUE!
Friday | 4 | 8 | 19 | 2347 | 0 | 0 | 0 | 0 | 0 | 0 | 0 | 0 | 0 | 0 | 0 | 0 | 0 | 0 | 0 | 0 | 0 | 0 | 0 | 0 | 0 | 0 | 0 | 0 | 0 | 0 | 0 | 0 | 0 | 0 | 0 | 0 | 0 | 0 | 0 | 0 | 0 | 0 | 0 | 0 |  | 0 | 0 | 0 |  | #VALUE! | #VALUE! | #VALUE! | #VALUE! |  |  | #VALUE! | #VALUE! | 0 | 0 | 0.20123 | 0.20123 | #VALUE! | #VALUE! | #VALUE! | #VALUE! | 0 | 0 | 0.20123 | 0.20123 | #VALUE! | #VALUE! | #VALUE! | #VALUE! | 0 | 0 | 0.20123 | 0.20123 | #VALUE! | #VALUE! |  |  |  | #VALUE! | #VALUE! | #VALUE! | #VALUE! | #VALUE! | #VALUE! | #VALUE!
Friday | 4 | 8 | 20 | 2348 | 0 | 0 | 0 | 0 | 0 | 0 | 0 | 0 | 0 | 0 | 0 | 0 | 0 | 0 | 0 | 0 | 0 | 0 | 0 | 0 | 0 | 0 | 0 | 0 | 0 | 0 | 0 | 0 | 0 | 0 | 0 | 0 | 0 | 0 | 0 | 0 | 0 | 0 | 0 | 0 |  | 0 | 0 | 0 |  | #VALUE! | #VALUE! | #VALUE! | #VALUE! |  |  | #VALUE! | #VALUE! | 0 | 0 | 0.20123 | 0.20123 | #VALUE! | #VALUE! | #VALUE! | #VALUE! | 0 | 0 | 0.20123 | 0.20123 | #VALUE! | #VALUE! | #VALUE! | #VALUE! | 0 | 0 | 0.20123 | 0.20123 | #VALUE! | #VALUE! |  |  |  | #VALUE! | #VALUE! | #VALUE! | #VALUE! | #VALUE! | #VALUE! | #VALUE!
Friday | 4 | 8 | 21 | 2349 | 0 | 0 | 0 | 0 | 0 | 0 | 0 | 0 | 0 | 0 | 0 | 0 | 0 | 0 | 0 | 0 | 0 | 0 | 0 | 0 | 0 | 0 | 0 | 0 | 0 | 0 | 0 | 0 | 0 | 0 | 0 | 0 | 0 | 0 | 0 | 0 | 0 | 0 | 0 | 0 |  | 0 | 0 | 0 |  | #VALUE! | #VALUE! | #VALUE! | #VALUE! |  |  | #VALUE! | #VALUE! | 0 | 0 | 0.20123 | 0.20123 | #VALUE! | #VALUE! | #VALUE! | #VALUE! | 0 | 0 | 0.20123 | 0.20123 | #VALUE! | #VALUE! | #VALUE! | #VALUE! | 0 | 0 | 0.20123 | 0.20123 | #VALUE! | #VALUE! |  |  |  | #VALUE! | #VALUE! | #VALUE! | #VALUE! | #VALUE! | #VALUE! | #VALUE!
Friday | 4 | 8 | 22 | 2350 | 0 | 0 | 0 | 0 | 0 | 0 | 0 | 0 | 0 | 0 | 0 | 0 | 0 | 0 | 0 | 0 | 0 | 0 | 0 | 0 | 0 | 0 | 0 | 0 | 0 | 0 | 0 | 0 | 0 | 0 | 0 | 0 | 0 | 0 | 0 | 0 | 0 | 0 | 0 | 0 |  | 0 | 0 | 0 |  | #VALUE! | #VALUE! | #VALUE! | #VALUE! |  |  | #VALUE! | #VALUE! | 0 | 0 | 0.20123 | 0.20123 | #VALUE! | #VALUE! | #VALUE! | #VALUE! | 0 | 0 | 0.20123 | 0.20123 | #VALUE! | #VALUE! | #VALUE! | #VALUE! | 0 | 0 | 0.20123 | 0.20123 | #VALUE! | #VALUE! |  |  |  | #VALUE! | #VALUE! | #VALUE! | #VALUE! | #VALUE! | #VALUE! | #VALUE!
Friday | 4 | 8 | 23 | 2351 | 0 | 0 | 0 | 0 | 0 | 0 | 0 | 0 | 0 | 0 | 0 | 0 | 0 | 0 | 0 | 0 | 0 | 0 | 0 | 0 | 0 | 0 | 0 | 0 | 0 | 0 | 0 | 0 | 0 | 0 | 0 | 0 | 0 | 0 | 0 | 0 | 0 | 0 | 0 | 0 |  | 0 | 0 | 0 |  | #VALUE! | #VALUE! | #VALUE! | #VALUE! |  |  | #VALUE! | #VALUE! | 0 | 0 | 0.20123 | 0.20123 | #VALUE! | #VALUE! | #VALUE! | #VALUE! | 0 | 0 | 0.20123 | 0.20123 | #VALUE! | #VALUE! | #VALUE! | #VALUE! | 0 | 0 | 0.20123 | 0.20123 | #VALUE! | #VALUE! |  |  |  | #VALUE! | #VALUE! | #VALUE! | #VALUE! | #VALUE! | #VALUE! | #VALUE!
Friday | 4 | 8 | 24 | 2352 | 0 | 0 | 0 | 0 | 0 | 0 | 0 | 0 | 0 | 0 | 0 | 0 | 0 | 0 | 0 | 0 | 0 | 0 | 0 | 0 | 0 | 0 | 0 | 0 | 0 | 0 | 0 | 0 | 0 | 0 | 0 | 0 | 0 | 0 | 0 | 0 | 0 | 0 | 0 | 0 |  | 0 | 0 | 0 |  | #VALUE! | #VALUE! | #VALUE! | #VALUE! |  |  | #VALUE! | #VALUE! | 0 | 0 | 0.20123 | 0.20123 | #VALUE! | #VALUE! | #VALUE! | #VALUE! | 0 | 0 | 0.20123 | 0.20123 | #VALUE! | #VALUE! | #VALUE! | #VALUE! | 0 | 0 | 0.20123 | 0.20123 | #VALUE! | #VALUE! |  |  |  | #VALUE! | #VALUE! | #VALUE! | #VALUE! | #VALUE! | #VALUE! | #VALUE!
Saturday | 4 | 9 | 1 | 2353 | 0 | 0 | 0 | 0 | 0 | 0 | 0 | 0 | 0 | 0 | 0 | 0 | 0 | 0 | 0 | 0 | 0 | 0 | 0 | 0 | 0 | 0 | 0 | 0 | 0.0016672 | 0 | 0 | 0 | 0 | 0 | 0 | 0 | 0 | 0 | 0 | 0 | 0 | 0 | 0 | 0 |  | 0 | 0 | 0 |  | #VALUE! | #VALUE! | #VALUE! | #VALUE! |  |  | #VALUE! | #VALUE! | 0 | 0 | 0.20123 | 0.20123 | #VALUE! | #VALUE! | #VALUE! | #VALUE! | 0 | 0 | 0.20123 | 0.20123 | #VALUE! | #VALUE! | #VALUE! | #VALUE! | 0 | 0 | 0.20123 | 0.20123 | #VALUE! | #VALUE! |  |  |  | #VALUE! | #VALUE! | #VALUE! | #VALUE! | #VALUE! | #VALUE! | #VALUE!
Saturday | 4 | 9 | 2 | 2354 | 0 | 0 | 0 | 0 | 0 | 0 | 0 | 0 | 0 | 0 | 0 | 0 | 0 | 0 | 0 | 0 | 0 | 0 | 0 | 0 | 0 | 0 | 0 | 0 | 0.010564 | 0 | 0 | 0 | 0 | 0 | 0 | 0 | 0 | 0 | 0 | 0 | 0 | 0 | 0 | 0 |  | 0 | 0 | 0 |  | #VALUE! | #VALUE! | #VALUE! | #VALUE! |  |  | #VALUE! | #VALUE! | 0 | 0 | 0.20123 | 0.20123 | #VALUE! | #VALUE! | #VALUE! | #VALUE! | 0 | 0 | 0.20123 | 0.20123 | #VALUE! | #VALUE! | #VALUE! | #VALUE! | 0 | 0 | 0.20123 | 0.20123 | #VALUE! | #VALUE! |  |  |  | #VALUE! | #VALUE! | #VALUE! | #VALUE! | #VALUE! | #VALUE! | #VALUE!
Saturday | 4 | 9 | 3 | 2355 | 0 | 0 | 0 | 0 | 0 | 0 | 0 | 0 | 0 | 0 | 0 | 0 | 0 | 0 | 0 | 0 | 0 | 0 | 0 | 0 | 0 | 0 | 0 | 0 | 0 | 0 | 0 | 0 | 0 | 0 | 0 | 0 | 0 | 0 | 0 | 0 | 0 | 0 | 0 | 0 |  | 0 | 0 | 0 |  | #VALUE! | #VALUE! | #VALUE! | #VALUE! |  |  | #VALUE! | #VALUE! | 0 | 0 | 0.20123 | 0.20123 | #VALUE! | #VALUE! | #VALUE! | #VALUE! | 0 | 0 | 0.20123 | 0.20123 | #VALUE! | #VALUE! | #VALUE! | #VALUE! | 0 | 0 | 0.20123 | 0.20123 | #VALUE! | #VALUE! |  |  |  | #VALUE! | #VALUE! | #VALUE! | #VALUE! | #VALUE! | #VALUE! | #VALUE!
Saturday | 4 | 9 | 4 | 2356 | 0 | 0 | 0 | 0 | 0 | 0 | 0 | 0 | 0 | 0 | 0 | 0 | 0 | 0 | 0 | 0 | 0 | 0 | 0 | 0 | 0 | 0 | 0 | 0 | 0 | 0 | 0 | 0 | 0 | 0 | 0 | 0 | 0 | 0 | 0 | 0 | 0 | 0 | 0 | 0 |  | 0 | 0 | 0 |  | #VALUE! | #VALUE! | #VALUE! | #VALUE! |  |  | #VALUE! | #VALUE! | 0 | 0 | 0.20123 | 0.20123 | #VALUE! | #VALUE! | #VALUE! | #VALUE! | 0 | 0 | 0.20123 | 0.20123 | #VALUE! | #VALUE! | #VALUE! | #VALUE! | 0 | 0 | 0.20123 | 0.20123 | #VALUE! | #VALUE! |  |  |  | #VALUE! | #VALUE! | #VALUE! | #VALUE! | #VALUE! | #VALUE! | #VALUE!
Saturday | 4 | 9 | 5 | 2357 | 0 | 0 | 0 | 0 | 0 | 0 | 0 | 0 | 0 | 0 | 0 | 0 | 0 | 0 | 0 | 0 | 0 | 0 | 0 | 0 | 0 | 0 | 0 | 0 | 0 | 0 | 0 | 0 | 0 | 0 | 0 | 0 | 0 | 0 | 0 | 0 | 0 | 0 | 0 | 0 |  | 0 | 0 | 0 |  | #VALUE! | #VALUE! | #VALUE! | #VALUE! |  |  | #VALUE! | #VALUE! | 0 | 0 | 0.20123 | 0.20123 | #VALUE! | #VALUE! | #VALUE! | #VALUE! | 0 | 0 | 0.20123 | 0.20123 | #VALUE! | #VALUE! | #VALUE! | #VALUE! | 0 | 0 | 0.20123 | 0.20123 | #VALUE! | #VALUE! |  |  |  | #VALUE! | #VALUE! | #VALUE! | #VALUE! | #VALUE! | #VALUE! | #VALUE!
Saturday | 4 | 9 | 6 | 2358 | 0 | 0 | 0 | 0 | 0 | 0 | 0 | 0 | 0 | 0 | 0 | 0 | 0 | 0 | 0 | 0 | 0 | 0 | 0 | 0 | 0 | 0 | 0 | 0 | 0 | 0 | 0 | 0 | 0 | 0 | 0 | 0 | 0 | 0 | 0 | 0 | 0 | 0 | 0 | 0 |  | 0 | 0 | 0 |  | #VALUE! | #VALUE! | #VALUE! | #VALUE! |  |  | #VALUE! | #VALUE! | 0 | 0 | 0.20123 | 0.20123 | #VALUE! | #VALUE! | #VALUE! | #VALUE! | 0 | 0 | 0.20123 | 0.20123 | #VALUE! | #VALUE! | #VALUE! | #VALUE! | 0 | 0 | 0.20123 | 0.20123 | #VALUE! | #VALUE! |  |  |  | #VALUE! | #VALUE! | #VALUE! | #VALUE! | #VALUE! | #VALUE! | #VALUE!
Saturday | 4 | 9 | 7 | 2359 | 0 | 0 | 0 | 0 | 0 | 0 | 0 | 0 | 0 | 0 | 0 | 0 | 0 | 0 | 0 | 0 | 0 | 0 | 0 | 0 | 0 | 0 | 0 | 0 | 0 | 0 | 0 | 0 | 0 | 0 | 0 | 0 | 0 | 0 | 0 | 0 | 0 | 0 | 0 | 0 |  | 0 | 0 | 0 |  | #VALUE! | #VALUE! | #VALUE! | #VALUE! |  |  | #VALUE! | #VALUE! | 0 | 0 | 0.20123 | 0.20123 | #VALUE! | #VALUE! | #VALUE! | #VALUE! | 0 | 0 | 0.20123 | 0.20123 | #VALUE! | #VALUE! | #VALUE! | #VALUE! | 0 | 0 | 0.20123 | 0.20123 | #VALUE! | #VALUE! |  |  |  | #VALUE! | #VALUE! | #VALUE! | #VALUE! | #VALUE! | #VALUE! | #VALUE!
Saturday | 4 | 9 | 8 | 2360 | 0 | 0 | 0 | 0 | 0 | 0 | 0 | 0 | 0 | 0 | 0 | 0 | 0 | 0 | 0 | 0 | 0 | 0 | 0 | 0 | 0 | 0 | 0 | 0 | 0 | 0 | 0 | 0 | 0 | 0 | 0 | 0 | 0 | 0 | 0 | 0 | 0 | 0 | 0 | 0 |  | 0 | 0 | 0 |  | #VALUE! | #VALUE! | #VALUE! | #VALUE! |  |  | #VALUE! | #VALUE! | 0 | 0 | 0.20123 | 0.20123 | #VALUE! | #VALUE! | #VALUE! | #VALUE! | 0 | 0 | 0.20123 | 0.20123 | #VALUE! | #VALUE! | #VALUE! | #VALUE! | 0 | 0 | 0.20123 | 0.20123 | #VALUE! | #VALUE! |  |  |  | #VALUE! | #VALUE! | #VALUE! | #VALUE! | #VALUE! | #VALUE! | #VALUE!
Saturday | 4 | 9 | 9 | 2361 | 0 | 0 | 0 | 0 | 0 | 0 | 0 | 0 | 0 | 0 | 0 | 0 | 0 | 0 | 0 | 0 | 0 | 0 | 0 | 0 | 0 | 0 | 0 | 0 | 0 | 0 | 0 | 0 | 0 | 0 | 0 | 0 | 0 | 0 | 0 | 0 | 0 | 0 | 0 | 0 |  | 0 | 0 | 0 |  | #VALUE! | #VALUE! | #VALUE! | #VALUE! |  |  | #VALUE! | #VALUE! | 0 | 0 | 0.20123 | 0.20123 | #VALUE! | #VALUE! | #VALUE! | #VALUE! | 0 | 0 | 0.20123 | 0.20123 | #VALUE! | #VALUE! | #VALUE! | #VALUE! | 0 | 0 | 0.20123 | 0.20123 | #VALUE! | #VALUE! |  |  |  | #VALUE! | #VALUE! | #VALUE! | #VALUE! | #VALUE! | #VALUE! | #VALUE!
Saturday | 4 | 9 | 10 | 2362 | 0 | 0 | 0 | 0 | 0 | 0 | 0 | 0 | 0 | 0 | 0 | 0 | 0 | 0 | 0 | 0 | 0 | 0 | 0 | 0 | 0 | 0 | 0 | 0 | 0 | 0 | 0 | 0 | 0 | 0 | 0 | 0 | 0 | 0 | 0 | 0 | 0 | 0 | 0 | 0 |  | 0 | 0 | 0 |  | #VALUE! | #VALUE! | #VALUE! | #VALUE! |  |  | #VALUE! | #VALUE! | 0 | 0 | 0.20123 | 0.20123 | #VALUE! | #VALUE! | #VALUE! | #VALUE! | 0 | 0 | 0.20123 | 0.20123 | #VALUE! | #VALUE! | #VALUE! | #VALUE! | 0 | 0 | 0.20123 | 0.20123 | #VALUE! | #VALUE! |  |  |  | #VALUE! | #VALUE! | #VALUE! | #VALUE! | #VALUE! | #VALUE! | #VALUE!
Saturday | 4 | 9 | 11 | 2363 | 0 | 0 | 0 | 0 | 0 | 0 | 0 | 0 | 0 | 0 | 0 | 0 | 0 | 0 | 0 | 0 | 0 | 0 | 0 | 0 | 0 | 0 | 0 | 0 | 0 | 0 | 0 | 0 | 0 | 0 | 0 | 0 | 0 | 0 | 0 | 0 | 0 | 0 | 0 | 0 |  | 0 | 0 | 0 |  | #VALUE! | #VALUE! | #VALUE! | #VALUE! |  |  | #VALUE! | #VALUE! | 0 | 0 | 0.20123 | 0.20123 | #VALUE! | #VALUE! | #VALUE! | #VALUE! | 0 | 0 | 0.20123 | 0.20123 | #VALUE! | #VALUE! | #VALUE! | #VALUE! | 0 | 0 | 0.20123 | 0.20123 | #VALUE! | #VALUE! |  |  |  | #VALUE! | #VALUE! | #VALUE! | #VALUE! | #VALUE! | #VALUE! | #VALUE!
Saturday | 4 | 9 | 12 | 2364 | 0 | 0 | 0 | 0 | 0 | 0 | 0 | 0 | 0 | 0 | 0 | 0 | 0 | 0 | 0 | 0 | 0 | 0 | 0 | 0 | 0 | 0 | 0 | 0 | 0 | 0 | 0 | 0 | 0 | 0 | 0 | 0 | 0 | 0 | 0 | 0 | 0 | 0 | 0 | 0 |  | 0 | 0 | 0 |  | #VALUE! | #VALUE! | #VALUE! | #VALUE! |  |  | #VALUE! | #VALUE! | 0 | 0 | 0.20123 | 0.20123 | #VALUE! | #VALUE! | #VALUE! | #VALUE! | 0 | 0 | 0.20123 | 0.20123 | #VALUE! | #VALUE! | #VALUE! | #VALUE! | 0 | 0 | 0.20123 | 0.20123 | #VALUE! | #VALUE! |  |  |  | #VALUE! | #VALUE! | #VALUE! | #VALUE! | #VALUE! | #VALUE! | #VALUE!
Saturday | 4 | 9 | 13 | 2365 | 0 | 0 | 0 | 0 | 0 | 0 | 0 | 0 | 0 | 0 | 0 | 0 | 0 | 0 | 0 | 0 | 0 | 0 | 0 | 0 | 0 | 0 | 0 | 0 | 0 | 0 | 0 | 0 | 0 | 0 | 0 | 0 | 0 | 0 | 0 | 0 | 0 | 0 | 0 | 0 |  | 0 | 0 | 0 |  | #VALUE! | #VALUE! | #VALUE! | #VALUE! |  |  | #VALUE! | #VALUE! | 0 | 0 | 0.20123 | 0.20123 | #VALUE! | #VALUE! | #VALUE! | #VALUE! | 0 | 0 | 0.20123 | 0.20123 | #VALUE! | #VALUE! | #VALUE! | #VALUE! | 0 | 0 | 0.20123 | 0.20123 | #VALUE! | #VALUE! |  |  |  | #VALUE! | #VALUE! | #VALUE! | #VALUE! | #VALUE! | #VALUE! | #VALUE!
Saturday | 4 | 9 | 14 | 2366 | 0 | 0 | 0 | 0 | 0 | 0 | 0 | 0 | 0 | 0 | 0 | 0 | 0 | 0 | 0 | 0 | 0 | 0 | 0 | 0 | 0 | 0 | 0 | 0 | 0 | 0 | 0 | 0 | 0 | 0 | 0 | 0 | 0 | 0 | 0 | 0 | 0 | 0 | 0 | 0 |  | 0 | 0 | 0 |  | #VALUE! | #VALUE! | #VALUE! | #VALUE! |  |  | #VALUE! | #VALUE! | 0 | 0 | 0.20123 | 0.20123 | #VALUE! | #VALUE! | #VALUE! | #VALUE! | 0 | 0 | 0.20123 | 0.20123 | #VALUE! | #VALUE! | #VALUE! | #VALUE! | 0 | 0 | 0.20123 | 0.20123 | #VALUE! | #VALUE! |  |  |  | #VALUE! | #VALUE! | #VALUE! | #VALUE! | #VALUE! | #VALUE! | #VALUE!
Saturday | 4 | 9 | 15 | 2367 | 0 | 0 | 0 | 0 | 0 | 0 | 0 | 0 | 0 | 0 | 0 | 0 | 0 | 0 | 0 | 0 | 0 | 0 | 0 | 0 | 0 | 0 | 0 | 0 | 0 | 0 | 0 | 0 | 0 | 0 | 0 | 0 | 0 | 0 | 0 | 0 | 0 | 0 | 0 | 0 |  | 0 | 0 | 0 |  | #VALUE! | #VALUE! | #VALUE! | #VALUE! |  |  | #VALUE! | #VALUE! | 0 | 0 | 0.20123 | 0.20123 | #VALUE! | #VALUE! | #VALUE! | #VALUE! | 0 | 0 | 0.20123 | 0.20123 | #VALUE! | #VALUE! | #VALUE! | #VALUE! | 0 | 0 | 0.20123 | 0.20123 | #VALUE! | #VALUE! |  |  |  | #VALUE! | #VALUE! | #VALUE! | #VALUE! | #VALUE! | #VALUE! | #VALUE!
Saturday | 4 | 9 | 16 | 2368 | 0 | 0 | 0 | 0 | 0 | 0 | 0 | 0 | 0 | 0 | 0 | 0 | 0 | 0 | 0 | 0 | 0 | 0 | 0 | 0 | 0 | 0 | 0 | 0 | 0 | 0 | 0 | 0 | 0 | 0 | 0 | 0 | 0 | 0 | 0 | 0 | 0 | 0 | 0 | 0 |  | 0 | 0 | 0 |  | #VALUE! | #VALUE! | #VALUE! | #VALUE! |  |  | #VALUE! | #VALUE! | 0 | 0 | 0.20123 | 0.20123 | #VALUE! | #VALUE! | #VALUE! | #VALUE! | 0 | 0 | 0.20123 | 0.20123 | #VALUE! | #VALUE! | #VALUE! | #VALUE! | 0 | 0 | 0.20123 | 0.20123 | #VALUE! | #VALUE! |  |  |  | #VALUE! | #VALUE! | #VALUE! | #VALUE! | #VALUE! | #VALUE! | #VALUE!
Saturday | 4 | 9 | 17 | 2369 | 0 | 0 | 0 | 0 | 0 | 0 | 0 | 0 | 0 | 0 | 0 | 0 | 0 | 0 | 0 | 0 | 0 | 0 | 0 | 0 | 0 | 0 | 0 | 0 | 0 | 0 | 0 | 0 | 0 | 0 | 0 | 0 | 0 | 0 | 0 | 0 | 0 | 0 | 0 | 0 |  | 0 | 0 | 0 |  | #VALUE! | #VALUE! | #VALUE! | #VALUE! |  |  | #VALUE! | #VALUE! | 0 | 0 | 0.20123 | 0.20123 | #VALUE! | #VALUE! | #VALUE! | #VALUE! | 0 | 0 | 0.20123 | 0.20123 | #VALUE! | #VALUE! | #VALUE! | #VALUE! | 0 | 0 | 0.20123 | 0.20123 | #VALUE! | #VALUE! |  |  |  | #VALUE! | #VALUE! | #VALUE! | #VALUE! | #VALUE! | #VALUE! | #VALUE!
Saturday | 4 | 9 | 18 | 2370 | 0 | 0 | 0 | 0 | 0 | 0 | 0 | 0 | 0 | 0 | 0 | 0 | 0 | 0 | 0 | 0 | 0 | 0 | 0 | 0 | 0 | 0 | 0 | 0 | 0 | 0 | 0 | 0 | 0 | 0 | 0 | 0 | 0 | 0 | 0 | 0 | 0 | 0 | 0 | 0 |  | 0 | 0 | 0 |  | #VALUE! | #VALUE! | #VALUE! | #VALUE! |  |  | #VALUE! | #VALUE! | 0 | 0 | 0.20123 | 0.20123 | #VALUE! | #VALUE! | #VALUE! | #VALUE! | 0 | 0 | 0.20123 | 0.20123 | #VALUE! | #VALUE! | #VALUE! | #VALUE! | 0 | 0 | 0.20123 | 0.20123 | #VALUE! | #VALUE! |  |  |  | #VALUE! | #VALUE! | #VALUE! | #VALUE! | #VALUE! | #VALUE! | #VALUE!
Saturday | 4 | 9 | 19 | 2371 | 0 | 0 | 0 | 0 | 0 | 0 | 0 | 0 | 0 | 0 | 0 | 0 | 0 | 0 | 0 | 0 | 0 | 0 | 0 | 0 | 0 | 0 | 0 | 0 | 0 | 0 | 0 | 0 | 0 | 0 | 0 | 0 | 0 | 0 | 0 | 0 | 0 | 0 | 0 | 0 |  | 0 | 0 | 0 |  | #VALUE! | #VALUE! | #VALUE! | #VALUE! |  |  | #VALUE! | #VALUE! | 0 | 0 | 0.20123 | 0.20123 | #VALUE! | #VALUE! | #VALUE! | #VALUE! | 0 | 0 | 0.20123 | 0.20123 | #VALUE! | #VALUE! | #VALUE! | #VALUE! | 0 | 0 | 0.20123 | 0.20123 | #VALUE! | #VALUE! |  |  |  | #VALUE! | #VALUE! | #VALUE! | #VALUE! | #VALUE! | #VALUE! | #VALUE!
Saturday | 4 | 9 | 20 | 2372 | 0 | 0 | 0 | 0 | 0 | 0 | 0 | 0 | 0 | 0 | 0 | 0 | 0 | 0 | 0 | 0 | 0 | 0 | 0 | 0 | 0 | 0 | 0 | 0 | 0 | 0 | 0 | 0 | 0 | 0 | 0 | 0 | 0 | 0 | 0 | 0 | 0 | 0 | 0 | 0 |  | 0 | 0 | 0 |  | #VALUE! | #VALUE! | #VALUE! | #VALUE! |  |  | #VALUE! | #VALUE! | 0 | 0 | 0.20123 | 0.20123 | #VALUE! | #VALUE! | #VALUE! | #VALUE! | 0 | 0 | 0.20123 | 0.20123 | #VALUE! | #VALUE! | #VALUE! | #VALUE! | 0 | 0 | 0.20123 | 0.20123 | #VALUE! | #VALUE! |  |  |  | #VALUE! | #VALUE! | #VALUE! | #VALUE! | #VALUE! | #VALUE! | #VALUE!
Saturday | 4 | 9 | 21 | 2373 | 0 | 0 | 0 | 0 | 0 | 0 | 0 | 0 | 0 | 0 | 0 | 0 | 0 | 0 | 0 | 0 | 0 | 0 | 0 | 0 | 0 | 0 | 0 | 0 | 0 | 0 | 0 | 0 | 0 | 0 | 0 | 0 | 0 | 0 | 0 | 0 | 0 | 0 | 0 | 0 |  | 0 | 0 | 0 |  | #VALUE! | #VALUE! | #VALUE! | #VALUE! |  |  | #VALUE! | #VALUE! | 0 | 0 | 0.20123 | 0.20123 | #VALUE! | #VALUE! | #VALUE! | #VALUE! | 0 | 0 | 0.20123 | 0.20123 | #VALUE! | #VALUE! | #VALUE! | #VALUE! | 0 | 0 | 0.20123 | 0.20123 | #VALUE! | #VALUE! |  |  |  | #VALUE! | #VALUE! | #VALUE! | #VALUE! | #VALUE! | #VALUE! | #VALUE!
Saturday | 4 | 9 | 22 | 2374 | 0 | 0 | 0 | 0 | 0 | 0 | 0 | 0 | 0 | 0 | 0 | 0 | 0 | 0 | 0 | 0 | 0 | 0 | 0 | 0 | 0 | 0 | 0 | 0 | 0 | 0 | 0 | 0 | 0 | 0 | 0 | 0 | 0 | 0 | 0 | 0 | 0 | 0 | 0 | 0 |  | 0 | 0 | 0 |  | #VALUE! | #VALUE! | #VALUE! | #VALUE! |  |  | #VALUE! | #VALUE! | 0 | 0 | 0.20123 | 0.20123 | #VALUE! | #VALUE! | #VALUE! | #VALUE! | 0 | 0 | 0.20123 | 0.20123 | #VALUE! | #VALUE! | #VALUE! | #VALUE! | 0 | 0 | 0.20123 | 0.20123 | #VALUE! | #VALUE! |  |  |  | #VALUE! | #VALUE! | #VALUE! | #VALUE! | #VALUE! | #VALUE! | #VALUE!
Saturday | 4 | 9 | 23 | 2375 | 0 | 0 | 0 | 0 | 0 | 0 | 0 | 0 | 0 | 0 | 0 | 0 | 0 | 0 | 0 | 0 | 0 | 0 | 0 | 0 | 0 | 0 | 0 | 0 | 0 | 0 | 0 | 0 | 0 | 0 | 0 | 0 | 0 | 0 | 0 | 0 | 0 | 0 | 0 | 0 |  | 0 | 0 | 0 |  | #VALUE! | #VALUE! | #VALUE! | #VALUE! |  |  | #VALUE! | #VALUE! | 0 | 0 | 0.20123 | 0.20123 | #VALUE! | #VALUE! | #VALUE! | #VALUE! | 0 | 0 | 0.20123 | 0.20123 | #VALUE! | #VALUE! | #VALUE! | #VALUE! | 0 | 0 | 0.20123 | 0.20123 | #VALUE! | #VALUE! |  |  |  | #VALUE! | #VALUE! | #VALUE! | #VALUE! | #VALUE! | #VALUE! | #VALUE!
Saturday | 4 | 9 | 24 | 2376 | 0 | 0 | 0 | 0 | 0 | 0 | 0 | 0 | 0 | 0 | 0 | 0 | 0 | 0 | 0 | 0 | 0 | 0 | 0 | 0 | 0 | 0 | 0 | 0 | 0 | 0 | 0 | 0 | 0 | 0 | 0 | 0 | 0 | 0 | 0 | 0 | 0 | 0 | 0 | 0 |  | 0 | 0 | 0 |  | #VALUE! | #VALUE! | #VALUE! | #VALUE! |  |  | #VALUE! | #VALUE! | 0 | 0 | 0.20123 | 0.20123 | #VALUE! | #VALUE! | #VALUE! | #VALUE! | 0 | 0 | 0.20123 | 0.20123 | #VALUE! | #VALUE! | #VALUE! | #VALUE! | 0 | 0 | 0.20123 | 0.20123 | #VALUE! | #VALUE! |  |  |  | #VALUE! | #VALUE! | #VALUE! | #VALUE! | #VALUE! | #VALUE! | #VALUE!
Sunday | 4 | 10 | 1 | 2377 | 0 | 0 | 0 | 0 | 0 | 0 | 0 | 0 | 0 | 0 | 0 | 0 | 0 | 0 | 0 | 0 | 0 | 0 | 0 | 0 | 0 | 0 | 0 | 0 | 0 | 0 | 0 | 0 | 0 | 0 | 0 | 0 | 0 | 0 | 0 | 0 | 0 | 0 | 0 | 0 |  | 0 | 0 | 0 |  | #VALUE! | #VALUE! | #VALUE! | #VALUE! |  |  | #VALUE! | #VALUE! | 0 | 0 | 0.20123 | 0.20123 | #VALUE! | #VALUE! | #VALUE! | #VALUE! | 0 | 0 | 0.20123 | 0.20123 | #VALUE! | #VALUE! | #VALUE! | #VALUE! | 0 | 0 | 0.20123 | 0.20123 | #VALUE! | #VALUE! |  |  |  | #VALUE! | #VALUE! | #VALUE! | #VALUE! | #VALUE! | #VALUE! | #VALUE!
Sunday | 4 | 10 | 2 | 2378 | 0 | 0 | 0 | 0 | 0 | 0 | 0 | 0 | 0 | 0 | 0 | 0 | 0 | 0 | 0 | 0 | 0 | 0 | 0 | 0 | 0 | 0 | 0 | 0 | 0.009698 | 0 | 0 | 0 | 0 | 0 | 0 | 0 | 0 | 0 | 0 | 0 | 0 | 0 | 0 | 0 |  | 0 | 0 | 0 |  | #VALUE! | #VALUE! | #VALUE! | #VALUE! |  |  | #VALUE! | #VALUE! | 0 | 0 | 0.20123 | 0.20123 | #VALUE! | #VALUE! | #VALUE! | #VALUE! | 0 | 0 | 0.20123 | 0.20123 | #VALUE! | #VALUE! | #VALUE! | #VALUE! | 0 | 0 | 0.20123 | 0.20123 | #VALUE! | #VALUE! |  |  |  | #VALUE! | #VALUE! | #VALUE! | #VALUE! | #VALUE! | #VALUE! | #VALUE!
Sunday | 4 | 10 | 3 | 2379 | 0 | 0 | 0 | 0 | 0 | 0 | 0 | 0 | 0 | 0 | 0 | 0 | 0 | 0 | 0 | 0 | 0 | 0 | 0 | 0 | 0 | 0 | 0 | 0 | 0 | 0 | 0 | 0 | 0 | 0 | 0 | 0 | 0 | 0 | 0 | 0 | 0 | 0 | 0 | 0 |  | 0 | 0 | 0 |  | #VALUE! | #VALUE! | #VALUE! | #VALUE! |  |  | #VALUE! | #VALUE! | 0 | 0 | 0.20123 | 0.20123 | #VALUE! | #VALUE! | #VALUE! | #VALUE! | 0 | 0 | 0.20123 | 0.20123 | #VALUE! | #VALUE! | #VALUE! | #VALUE! | 0 | 0 | 0.20123 | 0.20123 | #VALUE! | #VALUE! |  |  |  | #VALUE! | #VALUE! | #VALUE! | #VALUE! | #VALUE! | #VALUE! | #VALUE!
Sunday | 4 | 10 | 4 | 2380 | 0 | 0 | 0 | 0 | 0 | 0 | 0 | 0 | 0 | 0 | 0 | 0 | 0 | 0 | 0 | 0 | 0 | 0 | 0 | 0 | 0 | 0 | 0 | 0 | 0 | 0 | 0 | 0 | 0 | 0 | 0 | 0 | 0 | 0 | 0 | 0 | 0 | 0 | 0 | 0 |  | 0 | 0 | 0 |  | #VALUE! | #VALUE! | #VALUE! | #VALUE! |  |  | #VALUE! | #VALUE! | 0 | 0 | 0.20123 | 0.20123 | #VALUE! | #VALUE! | #VALUE! | #VALUE! | 0 | 0 | 0.20123 | 0.20123 | #VALUE! | #VALUE! | #VALUE! | #VALUE! | 0 | 0 | 0.20123 | 0.20123 | #VALUE! | #VALUE! |  |  |  | #VALUE! | #VALUE! | #VALUE! | #VALUE! | #VALUE! | #VALUE! | #VALUE!
Sunday | 4 | 10 | 5 | 2381 | 0 | 0 | 0 | 0 | 0 | 0 | 0 | 0 | 0 | 0 | 0 | 0 | 0 | 0 | 0 | 0 | 0 | 0 | 0 | 0 | 0 | 0 | 0 | 0 | 0 | 0 | 0 | 0 | 0 | 0 | 0 | 0 | 0 | 0 | 0 | 0 | 0 | 0 | 0 | 0 |  | 0 | 0 | 0 |  | #VALUE! | #VALUE! | #VALUE! | #VALUE! |  |  | #VALUE! | #VALUE! | 0 | 0 | 0.20123 | 0.20123 | #VALUE! | #VALUE! | #VALUE! | #VALUE! | 0 | 0 | 0.20123 | 0.20123 | #VALUE! | #VALUE! | #VALUE! | #VALUE! | 0 | 0 | 0.20123 | 0.20123 | #VALUE! | #VALUE! |  |  |  | #VALUE! | #VALUE! | #VALUE! | #VALUE! | #VALUE! | #VALUE! | #VALUE!
Sunday | 4 | 10 | 6 | 2382 | 0 | 0 | 0 | 0 | 0 | 0 | 0 | 0 | 0 | 0 | 0 | 0 | 0 | 0 | 0 | 0 | 0 | 0 | 0 | 0 | 0 | 0 | 0 | 0 | 0 | 0 | 0 | 0 | 0 | 0 | 0 | 0 | 0 | 0 | 0 | 0 | 0 | 0 | 0 | 0 |  | 0 | 0 | 0 |  | #VALUE! | #VALUE! | #VALUE! | #VALUE! |  |  | #VALUE! | #VALUE! | 0 | 0 | 0.20123 | 0.20123 | #VALUE! | #VALUE! | #VALUE! | #VALUE! | 0 | 0 | 0.20123 | 0.20123 | #VALUE! | #VALUE! | #VALUE! | #VALUE! | 0 | 0 | 0.20123 | 0.20123 | #VALUE! | #VALUE! |  |  |  | #VALUE! | #VALUE! | #VALUE! | #VALUE! | #VALUE! | #VALUE! | #VALUE!
Sunday | 4 | 10 | 7 | 2383 | 0 | 0 | 0 | 0 | 0 | 0 | 0 | 0 | 0 | 0 | 0 | 0 | 0 | 0 | 0 | 0 | 0 | 0 | 0 | 0 | 0 | 0 | 0 | 0 | 0 | 0 | 0 | 0 | 0 | 0 | 0 | 0 | 0 | 0 | 0 | 0 | 0 | 0 | 0 | 0 |  | 0 | 0 | 0 |  | #VALUE! | #VALUE! | #VALUE! | #VALUE! |  |  | #VALUE! | #VALUE! | 0 | 0 | 0.20123 | 0.20123 | #VALUE! | #VALUE! | #VALUE! | #VALUE! | 0 | 0 | 0.20123 | 0.20123 | #VALUE! | #VALUE! | #VALUE! | #VALUE! | 0 | 0 | 0.20123 | 0.20123 | #VALUE! | #VALUE! |  |  |  | #VALUE! | #VALUE! | #VALUE! | #VALUE! | #VALUE! | #VALUE! | #VALUE!
Sunday | 4 | 10 | 8 | 2384 | 0 | 0 | 0 | 0 | 0 | 0 | 0 | 0 | 0 | 0 | 0 | 0 | 0 | 0 | 0 | 0 | 0 | 0 | 0 | 0 | 0 | 0 | 0 | 0 | 0 | 0 | 0 | 0 | 0 | 0 | 0 | 0 | 0 | 0 | 0 | 0 | 0 | 0 | 0 | 0 |  | 0 | 0 | 0 |  | #VALUE! | #VALUE! | #VALUE! | #VALUE! |  |  | #VALUE! | #VALUE! | 0 | 0 | 0.20123 | 0.20123 | #VALUE! | #VALUE! | #VALUE! | #VALUE! | 0 | 0 | 0.20123 | 0.20123 | #VALUE! | #VALUE! | #VALUE! | #VALUE! | 0 | 0 | 0.20123 | 0.20123 | #VALUE! | #VALUE! |  |  |  | #VALUE! | #VALUE! | #VALUE! | #VALUE! | #VALUE! | #VALUE! | #VALUE!
Sunday | 4 | 10 | 9 | 2385 | 0 | 0 | 0 | 0 | 0 | 0 | 0 | 0 | 0 | 0 | 0 | 0 | 0 | 0 | 0 | 0 | 0 | 0 | 0 | 0 | 0 | 0 | 0 | 0 | 0 | 0 | 0 | 0 | 0 | 0 | 0 | 0 | 0 | 0 | 0 | 0 | 0 | 0 | 0 | 0 |  | 0 | 0 | 0 |  | #VALUE! | #VALUE! | #VALUE! | #VALUE! |  |  | #VALUE! | #VALUE! | 0 | 0 | 0.20123 | 0.20123 | #VALUE! | #VALUE! | #VALUE! | #VALUE! | 0 | 0 | 0.20123 | 0.20123 | #VALUE! | #VALUE! | #VALUE! | #VALUE! | 0 | 0 | 0.20123 | 0.20123 | #VALUE! | #VALUE! |  |  |  | #VALUE! | #VALUE! | #VALUE! | #VALUE! | #VALUE! | #VALUE! | #VALUE!
Sunday | 4 | 10 | 10 | 2386 | 0 | 0 | 0 | 0 | 0 | 0 | 0 | 0 | 0 | 0 | 0 | 0 | 0 | 0 | 0 | 0 | 0 | 0 | 0 | 0 | 0 | 0 | 0 | 0 | 0.0017541 | 0 | 0 | 0 | 0 | 0 | 0 | 0 | 0 | 0 | 0 | 0 | 0 | 0 | 0 | 0 |  | 0 | 0 | 0 |  | #VALUE! | #VALUE! | #VALUE! | #VALUE! |  |  | #VALUE! | #VALUE! | 0 | 0 | 0.20123 | 0.20123 | #VALUE! | #VALUE! | #VALUE! | #VALUE! | 0 | 0 | 0.20123 | 0.20123 | #VALUE! | #VALUE! | #VALUE! | #VALUE! | 0 | 0 | 0.20123 | 0.20123 | #VALUE! | #VALUE! |  |  |  | #VALUE! | #VALUE! | #VALUE! | #VALUE! | #VALUE! | #VALUE! | #VALUE!
Sunday | 4 | 10 | 11 | 2387 | 0 | 0 | 0 | 0 | 0 | 0 | 0 | 0 | 0 | 0 | 0 | 0 | 0 | 0 | 0 | 0 | 0 | 0 | 0 | 0 | 0 | 0 | 0 | 0 | 0 | 0 | 0 | 0 | 0 | 0 | 0 | 0 | 0 | 0 | 0 | 0 | 0 | 0 | 0 | 0 |  | 0 | 0 | 0 |  | #VALUE! | #VALUE! | #VALUE! | #VALUE! |  |  | #VALUE! | #VALUE! | 0 | 0 | 0.20123 | 0.20123 | #VALUE! | #VALUE! | #VALUE! | #VALUE! | 0 | 0 | 0.20123 | 0.20123 | #VALUE! | #VALUE! | #VALUE! | #VALUE! | 0 | 0 | 0.20123 | 0.20123 | #VALUE! | #VALUE! |  |  |  | #VALUE! | #VALUE! | #VALUE! | #VALUE! | #VALUE! | #VALUE! | #VALUE!
Sunday | 4 | 10 | 12 | 2388 | 0 | 0 | 0 | 0 | 0 | 0 | 0 | 0 | 0 | 0 | 0 | 0 | 0 | 0 | 0 | 0 | 0 | 0 | 0 | 0 | 0 | 0 | 0 | 0 | 0 | 0 | 0 | 0 | 0 | 0 | 0 | 0 | 0 | 0 | 0 | 0 | 0 | 0 | 0 | 0 |  | 0 | 0 | 0 |  | #VALUE! | #VALUE! | #VALUE! | #VALUE! |  |  | #VALUE! | #VALUE! | 0 | 0 | 0.20123 | 0.20123 | #VALUE! | #VALUE! | #VALUE! | #VALUE! | 0 | 0 | 0.20123 | 0.20123 | #VALUE! | #VALUE! | #VALUE! | #VALUE! | 0 | 0 | 0.20123 | 0.20123 | #VALUE! | #VALUE! |  |  |  | #VALUE! | #VALUE! | #VALUE! | #VALUE! | #VALUE! | #VALUE! | #VALUE!
Sunday | 4 | 10 | 13 | 2389 | 0 | 0 | 0 | 0 | 0 | 0 | 0 | 0 | 0 | 0 | 0 | 0 | 0 | 0 | 0 | 0 | 0 | 0 | 0 | 0 | 0 | 0 | 0 | 0 | 0 | 0 | 0 | 0 | 0 | 0 | 0 | 0 | 0 | 0 | 0 | 0 | 0 | 0 | 0 | 0 |  | 0 | 0 | 0 |  | #VALUE! | #VALUE! | #VALUE! | #VALUE! |  |  | #VALUE! | #VALUE! | 0 | 0 | 0.20123 | 0.20123 | #VALUE! | #VALUE! | #VALUE! | #VALUE! | 0 | 0 | 0.20123 | 0.20123 | #VALUE! | #VALUE! | #VALUE! | #VALUE! | 0 | 0 | 0.20123 | 0.20123 | #VALUE! | #VALUE! |  |  |  | #VALUE! | #VALUE! | #VALUE! | #VALUE! | #VALUE! | #VALUE! | #VALUE!
Sunday | 4 | 10 | 14 | 2390 | 0 | 0 | 0 | 0 | 0 | 0 | 0 | 0 | 0 | 0 | 0 | 0 | 0 | 0 | 0 | 0 | 0 | 0 | 0 | 0 | 0 | 0 | 0 | 0 | 0 | 0 | 0 | 0 | 0 | 0 | 0 | 0 | 0 | 0 | 0 | 0 | 0 | 0 | 0 | 0 |  | 0 | 0 | 0 |  | #VALUE! | #VALUE! | #VALUE! | #VALUE! |  |  | #VALUE! | #VALUE! | 0 | 0 | 0.20123 | 0.20123 | #VALUE! | #VALUE! | #VALUE! | #VALUE! | 0 | 0 | 0.20123 | 0.20123 | #VALUE! | #VALUE! | #VALUE! | #VALUE! | 0 | 0 | 0.20123 | 0.20123 | #VALUE! | #VALUE! |  |  |  | #VALUE! | #VALUE! | #VALUE! | #VALUE! | #VALUE! | #VALUE! | #VALUE!
Sunday | 4 | 10 | 15 | 2391 | 0 | 0 | 0 | 0 | 0 | 0 | 0 | 0 | 0 | 0 | 0 | 0 | 0 | 0 | 0 | 0 | 0 | 0 | 0 | 0 | 0 | 0 | 0 | 0 | 0 | 0 | 0 | 0 | 0 | 0 | 0 | 0 | 0 | 0 | 0 | 0 | 0 | 0 | 0 | 0 |  | 0 | 0 | 0 |  | #VALUE! | #VALUE! | #VALUE! | #VALUE! |  |  | #VALUE! | #VALUE! | 0 | 0 | 0.20123 | 0.20123 | #VALUE! | #VALUE! | #VALUE! | #VALUE! | 0 | 0 | 0.20123 | 0.20123 | #VALUE! | #VALUE! | #VALUE! | #VALUE! | 0 | 0 | 0.20123 | 0.20123 | #VALUE! | #VALUE! |  |  |  | #VALUE! | #VALUE! | #VALUE! | #VALUE! | #VALUE! | #VALUE! | #VALUE!
Sunday | 4 | 10 | 16 | 2392 | 0 | 0 | 0 | 0 | 0 | 0 | 0 | 0 | 0 | 0 | 0 | 0 | 0 | 0 | 0 | 0 | 0 | 0 | 0 | 0 | 0 | 0 | 0 | 0 | 0 | 0 | 0 | 0 | 0 | 0 | 0 | 0 | 0 | 0 | 0 | 0 | 0 | 0 | 0 | 0 |  | 0 | 0 | 0 |  | #VALUE! | #VALUE! | #VALUE! | #VALUE! |  |  | #VALUE! | #VALUE! | 0 | 0 | 0.20123 | 0.20123 | #VALUE! | #VALUE! | #VALUE! | #VALUE! | 0 | 0 | 0.20123 | 0.20123 | #VALUE! | #VALUE! | #VALUE! | #VALUE! | 0 | 0 | 0.20123 | 0.20123 | #VALUE! | #VALUE! |  |  |  | #VALUE! | #VALUE! | #VALUE! | #VALUE! | #VALUE! | #VALUE! | #VALUE!
Sunday | 4 | 10 | 17 | 2393 | 0 | 0 | 0 | 0 | 0 | 0 | 0 | 0 | 0 | 0 | 0 | 0 | 0 | 0 | 0 | 0 | 0 | 0 | 0 | 0 | 0 | 0 | 0 | 0 | 0 | 0 | 0 | 0 | 0 | 0 | 0 | 0 | 0 | 0 | 0 | 0 | 0 | 0 | 0 | 0 |  | 0 | 0 | 0 |  | #VALUE! | #VALUE! | #VALUE! | #VALUE! |  |  | #VALUE! | #VALUE! | 0 | 0 | 0.20123 | 0.20123 | #VALUE! | #VALUE! | #VALUE! | #VALUE! | 0 | 0 | 0.20123 | 0.20123 | #VALUE! | #VALUE! | #VALUE! | #VALUE! | 0 | 0 | 0.20123 | 0.20123 | #VALUE! | #VALUE! |  |  |  | #VALUE! | #VALUE! | #VALUE! | #VALUE! | #VALUE! | #VALUE! | #VALUE!
Sunday | 4 | 10 | 18 | 2394 | 0 | 0 | 0 | 0 | 0 | 0 | 0 | 0 | 0 | 0 | 0 | 0 | 0 | 0 | 0 | 0 | 0 | 0 | 0 | 0 | 0 | 0 | 0 | 0 | 0 | 0 | 0 | 0 | 0 | 0 | 0 | 0 | 0 | 0 | 0 | 0 | 0 | 0 | 0 | 0 |  | 0 | 0 | 0 |  | #VALUE! | #VALUE! | #VALUE! | #VALUE! |  |  | #VALUE! | #VALUE! | 0 | 0 | 0.20123 | 0.20123 | #VALUE! | #VALUE! | #VALUE! | #VALUE! | 0 | 0 | 0.20123 | 0.20123 | #VALUE! | #VALUE! | #VALUE! | #VALUE! | 0 | 0 | 0.20123 | 0.20123 | #VALUE! | #VALUE! |  |  |  | #VALUE! | #VALUE! | #VALUE! | #VALUE! | #VALUE! | #VALUE! | #VALUE!
Sunday | 4 | 10 | 19 | 2395 | 0 | 0 | 0 | 0 | 0 | 0 | 0 | 0 | 0 | 0 | 0 | 0 | 0 | 0 | 0 | 0 | 0 | 0 | 0 | 0 | 0 | 0 | 0 | 0 | 0 | 0 | 0 | 0 | 0 | 0 | 0 | 0 | 0 | 0 | 0 | 0 | 0 | 0 | 0 | 0 |  | 0 | 0 | 0 |  | #VALUE! | #VALUE! | #VALUE! | #VALUE! |  |  | #VALUE! | #VALUE! | 0 | 0 | 0.20123 | 0.20123 | #VALUE! | #VALUE! | #VALUE! | #VALUE! | 0 | 0 | 0.20123 | 0.20123 | #VALUE! | #VALUE! | #VALUE! | #VALUE! | 0 | 0 | 0.20123 | 0.20123 | #VALUE! | #VALUE! |  |  |  | #VALUE! | #VALUE! | #VALUE! | #VALUE! | #VALUE! | #VALUE! | #VALUE!
Sunday | 4 | 10 | 20 | 2396 | 0 | 0 | 0 | 0 | 0 | 0 | 0 | 0 | 0 | 0 | 0 | 0 | 0 | 0 | 0 | 0 | 0 | 0 | 0 | 0 | 0 | 0 | 0 | 0 | 0 | 0 | 0 | 0 | 0 | 0 | 0 | 0 | 0 | 0 | 0 | 0 | 0 | 0 | 0 | 0 |  | 0 | 0 | 0 |  | #VALUE! | #VALUE! | #VALUE! | #VALUE! |  |  | #VALUE! | #VALUE! | 0 | 0 | 0.20123 | 0.20123 | #VALUE! | #VALUE! | #VALUE! | #VALUE! | 0 | 0 | 0.20123 | 0.20123 | #VALUE! | #VALUE! | #VALUE! | #VALUE! | 0 | 0 | 0.20123 | 0.20123 | #VALUE! | #VALUE! |  |  |  | #VALUE! | #VALUE! | #VALUE! | #VALUE! | #VALUE! | #VALUE! | #VALUE!
Sunday | 4 | 10 | 21 | 2397 | 0 | 0 | 0 | 0 | 0 | 0 | 0 | 0 | 0 | 0 | 0 | 0 | 0 | 0 | 0 | 0 | 0 | 0 | 0 | 0 | 0 | 0 | 0 | 0 | 0 | 0 | 0 | 0 | 0 | 0 | 0 | 0 | 0 | 0 | 0 | 0 | 0 | 0 | 0 | 0 |  | 0 | 0 | 0 |  | #VALUE! | #VALUE! | #VALUE! | #VALUE! |  |  | #VALUE! | #VALUE! | 0 | 0 | 0.20123 | 0.20123 | #VALUE! | #VALUE! | #VALUE! | #VALUE! | 0 | 0 | 0.20123 | 0.20123 | #VALUE! | #VALUE! | #VALUE! | #VALUE! | 0 | 0 | 0.20123 | 0.20123 | #VALUE! | #VALUE! |  |  |  | #VALUE! | #VALUE! | #VALUE! | #VALUE! | #VALUE! | #VALUE! | #VALUE!
Sunday | 4 | 10 | 22 | 2398 | 0 | 0 | 0 | 0 | 0 | 0 | 0 | 0 | 0 | 0 | 0 | 0 | 0 | 0 | 0 | 0 | 0 | 0 | 0 | 0 | 0 | 0 | 0 | 0 | 0 | 0 | 0 | 0 | 0 | 0 | 0 | 0 | 0 | 0 | 0 | 0 | 0 | 0 | 0 | 0 |  | 0 | 0 | 0 |  | #VALUE! | #VALUE! | #VALUE! | #VALUE! |  |  | #VALUE! | #VALUE! | 0 | 0 | 0.20123 | 0.20123 | #VALUE! | #VALUE! | #VALUE! | #VALUE! | 0 | 0 | 0.20123 | 0.20123 | #VALUE! | #VALUE! | #VALUE! | #VALUE! | 0 | 0 | 0.20123 | 0.20123 | #VALUE! | #VALUE! |  |  |  | #VALUE! | #VALUE! | #VALUE! | #VALUE! | #VALUE! | #VALUE! | #VALUE!
Sunday | 4 | 10 | 23 | 2399 | 0 | 0 | 0 | 0 | 0 | 0 | 0 | 0 | 0 | 0 | 0 | 0 | 0 | 0 | 0 | 0 | 0 | 0 | 0 | 0 | 0 | 0 | 0 | 0 | 0 | 0 | 0 | 0 | 0 | 0 | 0 | 0 | 0 | 0 | 0 | 0 | 0 | 0 | 0 | 0 |  | 0 | 0 | 0 |  | #VALUE! | #VALUE! | #VALUE! | #VALUE! |  |  | #VALUE! | #VALUE! | 0 | 0 | 0.20123 | 0.20123 | #VALUE! | #VALUE! | #VALUE! | #VALUE! | 0 | 0 | 0.20123 | 0.20123 | #VALUE! | #VALUE! | #VALUE! | #VALUE! | 0 | 0 | 0.20123 | 0.20123 | #VALUE! | #VALUE! |  |  |  | #VALUE! | #VALUE! | #VALUE! | #VALUE! | #VALUE! | #VALUE! | #VALUE!
Sunday | 4 | 10 | 24 | 2400 | 0 | 0 | 0 | 0 | 0 | 0 | 0 | 0 | 0 | 0 | 0 | 0 | 0 | 0 | 0 | 0 | 0 | 0 | 0 | 0 | 0 | 0 | 0 | 0 | 0 | 0 | 0 | 0 | 0 | 0 | 0 | 0 | 0 | 0 | 0 | 0 | 0 | 0 | 0 | 0 |  | 0 | 0 | 0 |  | #VALUE! | #VALUE! | #VALUE! | #VALUE! |  |  | #VALUE! | #VALUE! | 0 | 0 | 0.20123 | 0.20123 | #VALUE! | #VALUE! | #VALUE! | #VALUE! | 0 | 0 | 0.20123 | 0.20123 | #VALUE! | #VALUE! | #VALUE! | #VALUE! | 0 | 0 | 0.20123 | 0.20123 | #VALUE! | #VALUE! |  |  |  | #VALUE! | #VALUE! | #VALUE! | #VALUE! | #VALUE! | #VALUE! | #VALUE!
Monday | 4 | 11 | 1 | 2401 | 0 | 0 | 0 | 0 | 0 | 0 | 0 | 0 | 0 | 0 | 0 | 0 | 0 | 0 | 0 | 0 | 0 | 0 | 0 | 0 | 0 | 0 | 0 | 0 | 0.0016715 | 0 | 0 | 0 | 0 | 0 | 0 | 0 | 0 | 0 | 0 | 0 | 0 | 0 | 0 | 0 |  | 0 | 0 | 0 |  | #VALUE! | #VALUE! | #VALUE! | #VALUE! |  |  | #VALUE! | #VALUE! | 0 | 0 | 0.20123 | 0.20123 | #VALUE! | #VALUE! | #VALUE! | #VALUE! | 0 | 0 | 0.20123 | 0.20123 | #VALUE! | #VALUE! | #VALUE! | #VALUE! | 0 | 0 | 0.20123 | 0.20123 | #VALUE! | #VALUE! |  |  |  | #VALUE! | #VALUE! | #VALUE! | #VALUE! | #VALUE! | #VALUE! | #VALUE!
Monday | 4 | 11 | 2 | 2402 | 0 | 0 | 0 | 0 | 0 | 0 | 0 | 0 | 0 | 0 | 0 | 0 | 0 | 0 | 0 | 0 | 0 | 0 | 0 | 0 | 0 | 0 | 0 | 0 | 0.011256 | 0 | 0 | 0 | 0 | 0 | 0 | 0 | 0 | 0 | 0 | 0 | 0 | 0 | 0 | 0 |  | 0 | 0 | 0 |  | #VALUE! | #VALUE! | #VALUE! | #VALUE! |  |  | #VALUE! | #VALUE! | 0 | 0 | 0.20123 | 0.20123 | #VALUE! | #VALUE! | #VALUE! | #VALUE! | 0 | 0 | 0.20123 | 0.20123 | #VALUE! | #VALUE! | #VALUE! | #VALUE! | 0 | 0 | 0.20123 | 0.20123 | #VALUE! | #VALUE! |  |  |  | #VALUE! | #VALUE! | #VALUE! | #VALUE! | #VALUE! | #VALUE! | #VALUE!
Monday | 4 | 11 | 3 | 2403 | 0 | 0 | 0 | 0 | 0 | 0 | 0 | 0 | 0 | 0 | 0 | 0 | 0 | 0 | 0 | 0 | 0 | 0 | 0 | 0 | 0 | 0 | 0 | 0 | 0 | 0 | 0 | 0 | 0 | 0 | 0 | 0 | 0 | 0 | 0 | 0 | 0 | 0 | 0 | 0 |  | 0 | 0 | 0 |  | #VALUE! | #VALUE! | #VALUE! | #VALUE! |  |  | #VALUE! | #VALUE! | 0 | 0 | 0.20123 | 0.20123 | #VALUE! | #VALUE! | #VALUE! | #VALUE! | 0 | 0 | 0.20123 | 0.20123 | #VALUE! | #VALUE! | #VALUE! | #VALUE! | 0 | 0 | 0.20123 | 0.20123 | #VALUE! | #VALUE! |  |  |  | #VALUE! | #VALUE! | #VALUE! | #VALUE! | #VALUE! | #VALUE! | #VALUE!
Monday | 4 | 11 | 4 | 2404 | 0 | 0 | 0 | 0 | 0 | 0 | 0 | 0 | 0 | 0 | 0 | 0 | 0 | 0 | 0 | 0 | 0 | 0 | 0 | 0 | 0 | 0 | 0 | 0 | 0 | 0 | 0 | 0 | 0 | 0 | 0 | 0 | 0 | 0 | 0 | 0 | 0 | 0 | 0 | 0 |  | 0 | 0 | 0 |  | #VALUE! | #VALUE! | #VALUE! | #VALUE! |  |  | #VALUE! | #VALUE! | 0 | 0 | 0.20123 | 0.20123 | #VALUE! | #VALUE! | #VALUE! | #VALUE! | 0 | 0 | 0.20123 | 0.20123 | #VALUE! | #VALUE! | #VALUE! | #VALUE! | 0 | 0 | 0.20123 | 0.20123 | #VALUE! | #VALUE! |  |  |  | #VALUE! | #VALUE! | #VALUE! | #VALUE! | #VALUE! | #VALUE! | #VALUE!
Monday | 4 | 11 | 5 | 2405 | 0 | 0 | 0 | 0 | 0 | 0 | 0 | 0 | 0 | 0 | 0 | 0 | 0 | 0 | 0 | 0 | 0 | 0 | 0 | 0 | 0 | 0 | 0 | 0 | 0 | 0 | 0 | 0 | 0 | 0 | 0 | 0 | 0 | 0 | 0 | 0 | 0 | 0 | 0 | 0 |  | 0 | 0 | 0 |  | #VALUE! | #VALUE! | #VALUE! | #VALUE! |  |  | #VALUE! | #VALUE! | 0 | 0 | 0.20123 | 0.20123 | #VALUE! | #VALUE! | #VALUE! | #VALUE! | 0 | 0 | 0.20123 | 0.20123 | #VALUE! | #VALUE! | #VALUE! | #VALUE! | 0 | 0 | 0.20123 | 0.20123 | #VALUE! | #VALUE! |  |  |  | #VALUE! | #VALUE! | #VALUE! | #VALUE! | #VALUE! | #VALUE! | #VALUE!
Monday | 4 | 11 | 6 | 2406 | 0 | 0 | 0 | 0 | 0 | 0 | 0 | 0 | 0 | 0 | 0 | 0 | 0 | 0 | 0 | 0 | 0 | 0 | 0 | 0 | 0 | 0 | 0 | 0 | 0 | 0 | 0 | 0 | 0 | 0 | 0 | 0 | 0 | 0 | 0 | 0 | 0 | 0 | 0 | 0 |  | 0 | 0 | 0 |  | #VALUE! | #VALUE! | #VALUE! | #VALUE! |  |  | #VALUE! | #VALUE! | 0 | 0 | 0.20123 | 0.20123 | #VALUE! | #VALUE! | #VALUE! | #VALUE! | 0 | 0 | 0.20123 | 0.20123 | #VALUE! | #VALUE! | #VALUE! | #VALUE! | 0 | 0 | 0.20123 | 0.20123 | #VALUE! | #VALUE! |  |  |  | #VALUE! | #VALUE! | #VALUE! | #VALUE! | #VALUE! | #VALUE! | #VALUE!
Monday | 4 | 11 | 7 | 2407 | 0 | 0 | 0 | 0 | 0 | 0 | 0 | 0 | 0 | 0 | 0 | 0 | 0 | 0 | 0 | 0 | 0 | 0 | 0 | 0 | 0 | 0 | 0 | 0 | 0 | 0 | 0 | 0 | 0 | 0 | 0 | 0 | 0 | 0 | 0 | 0 | 0 | 0 | 0 | 0 |  | 0 | 0 | 0 |  | #VALUE! | #VALUE! | #VALUE! | #VALUE! |  |  | #VALUE! | #VALUE! | 0 | 0 | 0.20123 | 0.20123 | #VALUE! | #VALUE! | #VALUE! | #VALUE! | 0 | 0 | 0.20123 | 0.20123 | #VALUE! | #VALUE! | #VALUE! | #VALUE! | 0 | 0 | 0.20123 | 0.20123 | #VALUE! | #VALUE! |  |  |  | #VALUE! | #VALUE! | #VALUE! | #VALUE! | #VALUE! | #VALUE! | #VALUE!
Monday | 4 | 11 | 8 | 2408 | 0 | 0 | 0 | 0 | 0 | 0 | 0 | 0 | 0 | 0 | 0 | 0 | 0 | 0 | 0 | 0 | 0 | 0 | 0 | 0 | 0 | 0 | 0 | 0 | 0 | 0 | 0 | 0 | 0 | 0 | 0 | 0 | 0 | 0 | 0 | 0 | 0 | 0 | 0 | 0 |  | 0 | 0 | 0 |  | #VALUE! | #VALUE! | #VALUE! | #VALUE! |  |  | #VALUE! | #VALUE! | 0 | 0 | 0.20123 | 0.20123 | #VALUE! | #VALUE! | #VALUE! | #VALUE! | 0 | 0 | 0.20123 | 0.20123 | #VALUE! | #VALUE! | #VALUE! | #VALUE! | 0 | 0 | 0.20123 | 0.20123 | #VALUE! | #VALUE! |  |  |  | #VALUE! | #VALUE! | #VALUE! | #VALUE! | #VALUE! | #VALUE! | #VALUE!
Monday | 4 | 11 | 9 | 2409 | 0 | 0 | 0 | 0 | 0 | 0 | 0 | 0 | 0 | 0 | 0 | 0 | 0 | 0 | 0 | 0 | 0 | 0 | 0 | 0 | 0 | 0 | 0 | 0 | 0 | 0 | 0 | 0 | 0 | 0 | 0 | 0 | 0 | 0 | 0 | 0 | 0 | 0 | 0 | 0 |  | 0 | 0 | 0 |  | #VALUE! | #VALUE! | #VALUE! | #VALUE! |  |  | #VALUE! | #VALUE! | 0 | 0 | 0.20123 | 0.20123 | #VALUE! | #VALUE! | #VALUE! | #VALUE! | 0 | 0 | 0.20123 | 0.20123 | #VALUE! | #VALUE! | #VALUE! | #VALUE! | 0 | 0 | 0.20123 | 0.20123 | #VALUE! | #VALUE! |  |  |  | #VALUE! | #VALUE! | #VALUE! | #VALUE! | #VALUE! | #VALUE! | #VALUE!
Monday | 4 | 11 | 10 | 2410 | 0 | 0 | 0 | 0 | 0 | 0 | 0 | 0 | 0 | 0 | 0 | 0 | 0 | 0 | 0 | 0 | 0 | 0 | 0 | 0 | 0 | 0 | 0 | 0 | 0 | 0 | 0 | 0 | 0 | 0 | 0 | 0 | 0 | 0 | 0 | 0 | 0 | 0 | 0 | 0 |  | 0 | 0 | 0 |  | #VALUE! | #VALUE! | #VALUE! | #VALUE! |  |  | #VALUE! | #VALUE! | 0 | 0 | 0.20123 | 0.20123 | #VALUE! | #VALUE! | #VALUE! | #VALUE! | 0 | 0 | 0.20123 | 0.20123 | #VALUE! | #VALUE! | #VALUE! | #VALUE! | 0 | 0 | 0.20123 | 0.20123 | #VALUE! | #VALUE! |  |  |  | #VALUE! | #VALUE! | #VALUE! | #VALUE! | #VALUE! | #VALUE! | #VALUE!
Monday | 4 | 11 | 11 | 2411 | 0 | 0 | 0 | 0 | 0 | 0 | 0 | 0 | 0 | 0 | 0 | 0 | 0 | 0 | 0 | 0 | 0 | 0 | 0 | 0 | 0 | 0 | 0 | 0 | 0 | 0 | 0 | 0 | 0 | 0 | 0 | 0 | 0 | 0 | 0 | 0 | 0 | 0 | 0 | 0 |  | 0 | 0 | 0 |  | #VALUE! | #VALUE! | #VALUE! | #VALUE! |  |  | #VALUE! | #VALUE! | 0 | 0 | 0.20123 | 0.20123 | #VALUE! | #VALUE! | #VALUE! | #VALUE! | 0 | 0 | 0.20123 | 0.20123 | #VALUE! | #VALUE! | #VALUE! | #VALUE! | 0 | 0 | 0.20123 | 0.20123 | #VALUE! | #VALUE! |  |  |  | #VALUE! | #VALUE! | #VALUE! | #VALUE! | #VALUE! | #VALUE! | #VALUE!
Monday | 4 | 11 | 12 | 2412 | 0 | 0 | 0 | 0 | 0 | 0 | 0 | 0 | 0 | 0 | 0 | 0 | 0 | 0 | 0 | 0 | 0 | 0 | 0 | 0 | 0 | 0 | 0 | 0 | 0 | 0 | 0 | 0 | 0 | 0 | 0 | 0 | 0 | 0 | 0 | 0 | 0 | 0 | 0 | 0 |  | 0 | 0 | 0 |  | #VALUE! | #VALUE! | #VALUE! | #VALUE! |  |  | #VALUE! | #VALUE! | 0 | 0 | 0.20123 | 0.20123 | #VALUE! | #VALUE! | #VALUE! | #VALUE! | 0 | 0 | 0.20123 | 0.20123 | #VALUE! | #VALUE! | #VALUE! | #VALUE! | 0 | 0 | 0.20123 | 0.20123 | #VALUE! | #VALUE! |  |  |  | #VALUE! | #VALUE! | #VALUE! | #VALUE! | #VALUE! | #VALUE! | #VALUE!
Monday | 4 | 11 | 13 | 2413 | 0 | 0 | 0 | 0 | 0 | 0 | 0 | 0 | 0 | 0 | 0 | 0 | 0 | 0 | 0 | 0 | 0 | 0 | 0 | 0 | 0 | 0 | 0 | 0 | 0 | 0 | 0 | 0 | 0 | 0 | 0 | 0 | 0 | 0 | 0 | 0 | 0 | 0 | 0 | 0 |  | 0 | 0 | 0 |  | #VALUE! | #VALUE! | #VALUE! | #VALUE! |  |  | #VALUE! | #VALUE! | 0 | 0 | 0.20123 | 0.20123 | #VALUE! | #VALUE! | #VALUE! | #VALUE! | 0 | 0 | 0.20123 | 0.20123 | #VALUE! | #VALUE! | #VALUE! | #VALUE! | 0 | 0 | 0.20123 | 0.20123 | #VALUE! | #VALUE! |  |  |  | #VALUE! | #VALUE! | #VALUE! | #VALUE! | #VALUE! | #VALUE! | #VALUE!
Monday | 4 | 11 | 14 | 2414 | 0 | 0 | 0 | 0 | 0 | 0 | 0 | 0 | 0 | 0 | 0 | 0 | 0 | 0 | 0 | 0 | 0 | 0 | 0 | 0 | 0 | 0 | 0 | 0 | 0 | 0 | 0 | 0 | 0 | 0 | 0 | 0 | 0 | 0 | 0 | 0 | 0 | 0 | 0 | 0 |  | 0 | 0 | 0 |  | #VALUE! | #VALUE! | #VALUE! | #VALUE! |  |  | #VALUE! | #VALUE! | 0 | 0 | 0.20123 | 0.20123 | #VALUE! | #VALUE! | #VALUE! | #VALUE! | 0 | 0 | 0.20123 | 0.20123 | #VALUE! | #VALUE! | #VALUE! | #VALUE! | 0 | 0 | 0.20123 | 0.20123 | #VALUE! | #VALUE! |  |  |  | #VALUE! | #VALUE! | #VALUE! | #VALUE! | #VALUE! | #VALUE! | #VALUE!
Monday | 4 | 11 | 15 | 2415 | 0 | 0 | 0 | 0 | 0 | 0 | 0 | 0 | 0 | 0 | 0 | 0 | 0 | 0 | 0 | 0 | 0 | 0 | 0 | 0 | 0 | 0 | 0 | 0 | 0 | 0 | 0 | 0 | 0 | 0 | 0 | 0 | 0 | 0 | 0 | 0 | 0 | 0 | 0 | 0 |  | 0 | 0 | 0 |  | #VALUE! | #VALUE! | #VALUE! | #VALUE! |  |  | #VALUE! | #VALUE! | 0 | 0 | 0.20123 | 0.20123 | #VALUE! | #VALUE! | #VALUE! | #VALUE! | 0 | 0 | 0.20123 | 0.20123 | #VALUE! | #VALUE! | #VALUE! | #VALUE! | 0 | 0 | 0.20123 | 0.20123 | #VALUE! | #VALUE! |  |  |  | #VALUE! | #VALUE! | #VALUE! | #VALUE! | #VALUE! | #VALUE! | #VALUE!
Monday | 4 | 11 | 16 | 2416 | 0 | 0 | 0 | 0 | 0 | 0 | 0 | 0 | 0 | 0 | 0 | 0 | 0 | 0 | 0 | 0 | 0 | 0 | 0 | 0 | 0 | 0 | 0 | 0 | 0 | 0 | 0 | 0 | 0 | 0 | 0 | 0 | 0 | 0 | 0 | 0 | 0 | 0 | 0 | 0 |  | 0 | 0 | 0 |  | #VALUE! | #VALUE! | #VALUE! | #VALUE! |  |  | #VALUE! | #VALUE! | 0 | 0 | 0.20123 | 0.20123 | #VALUE! | #VALUE! | #VALUE! | #VALUE! | 0 | 0 | 0.20123 | 0.20123 | #VALUE! | #VALUE! | #VALUE! | #VALUE! | 0 | 0 | 0.20123 | 0.20123 | #VALUE! | #VALUE! |  |  |  | #VALUE! | #VALUE! | #VALUE! | #VALUE! | #VALUE! | #VALUE! | #VALUE!
Monday | 4 | 11 | 17 | 2417 | 0 | 0 | 0 | 0 | 0 | 0 | 0 | 0 | 0 | 0 | 0 | 0 | 0 | 0 | 0 | 0 | 0 | 0 | 0 | 0 | 0 | 0 | 0 | 0 | 0 | 0 | 0 | 0 | 0 | 0 | 0 | 0 | 0 | 0 | 0 | 0 | 0 | 0 | 0 | 0 |  | 0 | 0 | 0 |  | #VALUE! | #VALUE! | #VALUE! | #VALUE! |  |  | #VALUE! | #VALUE! | 0 | 0 | 0.20123 | 0.20123 | #VALUE! | #VALUE! | #VALUE! | #VALUE! | 0 | 0 | 0.20123 | 0.20123 | #VALUE! | #VALUE! | #VALUE! | #VALUE! | 0 | 0 | 0.20123 | 0.20123 | #VALUE! | #VALUE! |  |  |  | #VALUE! | #VALUE! | #VALUE! | #VALUE! | #VALUE! | #VALUE! | #VALUE!
Monday | 4 | 11 | 18 | 2418 | 0 | 0 | 0 | 0 | 0 | 0 | 0 | 0 | 0 | 0 | 0 | 0 | 0 | 0 | 0 | 0 | 0 | 0 | 0 | 0 | 0 | 0 | 0 | 0 | 0 | 0 | 0 | 0 | 0 | 0 | 0 | 0 | 0 | 0 | 0 | 0 | 0 | 0 | 0 | 0 |  | 0 | 0 | 0 |  | #VALUE! | #VALUE! | #VALUE! | #VALUE! |  |  | #VALUE! | #VALUE! | 0 | 0 | 0.20123 | 0.20123 | #VALUE! | #VALUE! | #VALUE! | #VALUE! | 0 | 0 | 0.20123 | 0.20123 | #VALUE! | #VALUE! | #VALUE! | #VALUE! | 0 | 0 | 0.20123 | 0.20123 | #VALUE! | #VALUE! |  |  |  | #VALUE! | #VALUE! | #VALUE! | #VALUE! | #VALUE! | #VALUE! | #VALUE!
Monday | 4 | 11 | 19 | 2419 | 0 | 0 | 0 | 0 | 0 | 0 | 0 | 0 | 0 | 0 | 0 | 0 | 0 | 0 | 0 | 0 | 0 | 0 | 0 | 0 | 0 | 0 | 0 | 0 | 0 | 0 | 0 | 0 | 0 | 0 | 0 | 0 | 0 | 0 | 0 | 0 | 0 | 0 | 0 | 0 |  | 0 | 0 | 0 |  | #VALUE! | #VALUE! | #VALUE! | #VALUE! |  |  | #VALUE! | #VALUE! | 0 | 0 | 0.20123 | 0.20123 | #VALUE! | #VALUE! | #VALUE! | #VALUE! | 0 | 0 | 0.20123 | 0.20123 | #VALUE! | #VALUE! | #VALUE! | #VALUE! | 0 | 0 | 0.20123 | 0.20123 | #VALUE! | #VALUE! |  |  |  | #VALUE! | #VALUE! | #VALUE! | #VALUE! | #VALUE! | #VALUE! | #VALUE!
Monday | 4 | 11 | 20 | 2420 | 0 | 0 | 0 | 0 | 0 | 0 | 0 | 0 | 0 | 0 | 0 | 0 | 0 | 0 | 0 | 0 | 0 | 0 | 0 | 0 | 0 | 0 | 0 | 0 | 0 | 0 | 0 | 0 | 0 | 0 | 0 | 0 | 0 | 0 | 0 | 0 | 0 | 0 | 0 | 0 |  | 0 | 0 | 0 |  | #VALUE! | #VALUE! | #VALUE! | #VALUE! |  |  | #VALUE! | #VALUE! | 0 | 0 | 0.20123 | 0.20123 | #VALUE! | #VALUE! | #VALUE! | #VALUE! | 0 | 0 | 0.20123 | 0.20123 | #VALUE! | #VALUE! | #VALUE! | #VALUE! | 0 | 0 | 0.20123 | 0.20123 | #VALUE! | #VALUE! |  |  |  | #VALUE! | #VALUE! | #VALUE! | #VALUE! | #VALUE! | #VALUE! | #VALUE!
Monday | 4 | 11 | 21 | 2421 | 0 | 0 | 0 | 0 | 0 | 0 | 0 | 0 | 0 | 0 | 0 | 0 | 0 | 0 | 0 | 0 | 0 | 0 | 0 | 0 | 0 | 0 | 0 | 0 | 0 | 0 | 0 | 0 | 0 | 0 | 0 | 0 | 0 | 0 | 0 | 0 | 0 | 0 | 0 | 0 |  | 0 | 0 | 0 |  | #VALUE! | #VALUE! | #VALUE! | #VALUE! |  |  | #VALUE! | #VALUE! | 0 | 0 | 0.20123 | 0.20123 | #VALUE! | #VALUE! | #VALUE! | #VALUE! | 0 | 0 | 0.20123 | 0.20123 | #VALUE! | #VALUE! | #VALUE! | #VALUE! | 0 | 0 | 0.20123 | 0.20123 | #VALUE! | #VALUE! |  |  |  | #VALUE! | #VALUE! | #VALUE! | #VALUE! | #VALUE! | #VALUE! | #VALUE!
Monday | 4 | 11 | 22 | 2422 | 0 | 0 | 0 | 0 | 0 | 0 | 0 | 0 | 0 | 0 | 0 | 0 | 0 | 0 | 0 | 0 | 0 | 0 | 0 | 0 | 0 | 0 | 0 | 0 | 0 | 0 | 0 | 0 | 0 | 0 | 0 | 0 | 0 | 0 | 0 | 0 | 0 | 0 | 0 | 0 |  | 0 | 0 | 0 |  | #VALUE! | #VALUE! | #VALUE! | #VALUE! |  |  | #VALUE! | #VALUE! | 0 | 0 | 0.20123 | 0.20123 | #VALUE! | #VALUE! | #VALUE! | #VALUE! | 0 | 0 | 0.20123 | 0.20123 | #VALUE! | #VALUE! | #VALUE! | #VALUE! | 0 | 0 | 0.20123 | 0.20123 | #VALUE! | #VALUE! |  |  |  | #VALUE! | #VALUE! | #VALUE! | #VALUE! | #VALUE! | #VALUE! | #VALUE!
Monday | 4 | 11 | 23 | 2423 | 0 | 0 | 0 | 0 | 0 | 0 | 0 | 0 | 0 | 0 | 0 | 0 | 0 | 0 | 0 | 0 | 0 | 0 | 0 | 0 | 0 | 0 | 0 | 0 | 0 | 0 | 0 | 0 | 0 | 0 | 0 | 0 | 0 | 0 | 0 | 0 | 0 | 0 | 0 | 0 |  | 0 | 0 | 0 |  | #VALUE! | #VALUE! | #VALUE! | #VALUE! |  |  | #VALUE! | #VALUE! | 0 | 0 | 0.20123 | 0.20123 | #VALUE! | #VALUE! | #VALUE! | #VALUE! | 0 | 0 | 0.20123 | 0.20123 | #VALUE! | #VALUE! | #VALUE! | #VALUE! | 0 | 0 | 0.20123 | 0.20123 | #VALUE! | #VALUE! |  |  |  | #VALUE! | #VALUE! | #VALUE! | #VALUE! | #VALUE! | #VALUE! | #VALUE!
Monday | 4 | 11 | 24 | 2424 | 0 | 0 | 0 | 0 | 0 | 0 | 0 | 0 | 0 | 0 | 0 | 0 | 0 | 0 | 0 | 0 | 0 | 0 | 0 | 0 | 0 | 0 | 0 | 0 | 0 | 0 | 0 | 0 | 0 | 0 | 0 | 0 | 0 | 0 | 0 | 0 | 0 | 0 | 0 | 0 |  | 0 | 0 | 0 |  | #VALUE! | #VALUE! | #VALUE! | #VALUE! |  |  | #VALUE! | #VALUE! | 0 | 0 | 0.20123 | 0.20123 | #VALUE! | #VALUE! | #VALUE! | #VALUE! | 0 | 0 | 0.20123 | 0.20123 | #VALUE! | #VALUE! | #VALUE! | #VALUE! | 0 | 0 | 0.20123 | 0.20123 | #VALUE! | #VALUE! |  |  |  | #VALUE! | #VALUE! | #VALUE! | #VALUE! | #VALUE! | #VALUE! | #VALUE!
Tuesday | 4 | 12 | 1 | 2425 | 0 | 0 | 0 | 0 | 0 | 0 | 0 | 0 | 0 | 0 | 0 | 0 | 0 | 0 | 0 | 0 | 0 | 0 | 0 | 0 | 0 | 0 | 0 | 0 | 0 | 0 | 0 | 0 | 0 | 0 | 0 | 0 | 0 | 0 | 0 | 0 | 0 | 0 | 0 | 0 |  | 0 | 0 | 0 |  | #VALUE! | #VALUE! | #VALUE! | #VALUE! |  |  | #VALUE! | #VALUE! | 0 | 0 | 0.20123 | 0.20123 | #VALUE! | #VALUE! | #VALUE! | #VALUE! | 0 | 0 | 0.20123 | 0.20123 | #VALUE! | #VALUE! | #VALUE! | #VALUE! | 0 | 0 | 0.20123 | 0.20123 | #VALUE! | #VALUE! |  |  |  | #VALUE! | #VALUE! | #VALUE! | #VALUE! | #VALUE! | #VALUE! | #VALUE!
Tuesday | 4 | 12 | 2 | 2426 | 0 | 0 | 0 | 0 | 0 | 0 | 0 | 0 | 0 | 0 | 0 | 0 | 0 | 0 | 0 | 0 | 0 | 0 | 0 | 0 | 0 | 0 | 0 | 0 | 0.010269 | 0 | 0 | 0 | 0 | 0 | 0 | 0 | 0 | 0 | 0 | 0 | 0 | 0 | 0 | 0 |  | 0 | 0 | 0 |  | #VALUE! | #VALUE! | #VALUE! | #VALUE! |  |  | #VALUE! | #VALUE! | 0 | 0 | 0.20123 | 0.20123 | #VALUE! | #VALUE! | #VALUE! | #VALUE! | 0 | 0 | 0.20123 | 0.20123 | #VALUE! | #VALUE! | #VALUE! | #VALUE! | 0 | 0 | 0.20123 | 0.20123 | #VALUE! | #VALUE! |  |  |  | #VALUE! | #VALUE! | #VALUE! | #VALUE! | #VALUE! | #VALUE! | #VALUE!
Tuesday | 4 | 12 | 3 | 2427 | 0 | 0 | 0 | 0 | 0 | 0 | 0 | 0 | 0 | 0 | 0 | 0 | 0 | 0 | 0 | 0 | 0 | 0 | 0 | 0 | 0 | 0 | 0 | 0 | 0 | 0 | 0 | 0 | 0 | 0 | 0 | 0 | 0 | 0 | 0 | 0 | 0 | 0 | 0 | 0 |  | 0 | 0 | 0 |  | #VALUE! | #VALUE! | #VALUE! | #VALUE! |  |  | #VALUE! | #VALUE! | 0 | 0 | 0.20123 | 0.20123 | #VALUE! | #VALUE! | #VALUE! | #VALUE! | 0 | 0 | 0.20123 | 0.20123 | #VALUE! | #VALUE! | #VALUE! | #VALUE! | 0 | 0 | 0.20123 | 0.20123 | #VALUE! | #VALUE! |  |  |  | #VALUE! | #VALUE! | #VALUE! | #VALUE! | #VALUE! | #VALUE! | #VALUE!
Tuesday | 4 | 12 | 4 | 2428 | 0 | 0 | 0 | 0 | 0 | 0 | 0 | 0 | 0 | 0 | 0 | 0 | 0 | 0 | 0 | 0 | 0 | 0 | 0 | 0 | 0 | 0 | 0 | 0 | 0 | 0 | 0 | 0 | 0 | 0 | 0 | 0 | 0 | 0 | 0 | 0 | 0 | 0 | 0 | 0 |  | 0 | 0 | 0 |  | #VALUE! | #VALUE! | #VALUE! | #VALUE! |  |  | #VALUE! | #VALUE! | 0 | 0 | 0.20123 | 0.20123 | #VALUE! | #VALUE! | #VALUE! | #VALUE! | 0 | 0 | 0.20123 | 0.20123 | #VALUE! | #VALUE! | #VALUE! | #VALUE! | 0 | 0 | 0.20123 | 0.20123 | #VALUE! | #VALUE! |  |  |  | #VALUE! | #VALUE! | #VALUE! | #VALUE! | #VALUE! | #VALUE! | #VALUE!
Tuesday | 4 | 12 | 5 | 2429 | 0 | 0 | 0 | 0 | 0 | 0 | 0 | 0 | 0 | 0 | 0 | 0 | 0 | 0 | 0 | 0 | 0 | 0 | 0 | 0 | 0 | 0 | 0 | 0 | 0 | 0 | 0 | 0 | 0 | 0 | 0 | 0 | 0 | 0 | 0 | 0 | 0 | 0 | 0 | 0 |  | 0 | 0 | 0 |  | #VALUE! | #VALUE! | #VALUE! | #VALUE! |  |  | #VALUE! | #VALUE! | 0 | 0 | 0.20123 | 0.20123 | #VALUE! | #VALUE! | #VALUE! | #VALUE! | 0 | 0 | 0.20123 | 0.20123 | #VALUE! | #VALUE! | #VALUE! | #VALUE! | 0 | 0 | 0.20123 | 0.20123 | #VALUE! | #VALUE! |  |  |  | #VALUE! | #VALUE! | #VALUE! | #VALUE! | #VALUE! | #VALUE! | #VALUE!
Tuesday | 4 | 12 | 6 | 2430 | 0 | 0 | 0 | 0 | 0 | 0 | 0 | 0 | 0 | 0 | 0 | 0 | 0 | 0 | 0 | 0 | 0 | 0 | 0 | 0 | 0 | 0 | 0 | 0 | 0 | 0 | 0 | 0 | 0 | 0 | 0 | 0 | 0 | 0 | 0 | 0 | 0 | 0 | 0 | 0 |  | 0 | 0 | 0 |  | #VALUE! | #VALUE! | #VALUE! | #VALUE! |  |  | #VALUE! | #VALUE! | 0 | 0 | 0.20123 | 0.20123 | #VALUE! | #VALUE! | #VALUE! | #VALUE! | 0 | 0 | 0.20123 | 0.20123 | #VALUE! | #VALUE! | #VALUE! | #VALUE! | 0 | 0 | 0.20123 | 0.20123 | #VALUE! | #VALUE! |  |  |  | #VALUE! | #VALUE! | #VALUE! | #VALUE! | #VALUE! | #VALUE! | #VALUE!
Tuesday | 4 | 12 | 7 | 2431 | 0 | 0 | 0 | 0 | 0 | 0 | 0 | 0 | 0 | 0 | 0 | 0 | 0 | 0 | 0 | 0 | 0 | 0 | 0 | 0 | 0 | 0 | 0 | 0 | 0 | 0 | 0 | 0 | 0 | 0 | 0 | 0 | 0 | 0 | 0 | 0 | 0 | 0 | 0 | 0 |  | 0 | 0 | 0 |  | #VALUE! | #VALUE! | #VALUE! | #VALUE! |  |  | #VALUE! | #VALUE! | 0 | 0 | 0.20123 | 0.20123 | #VALUE! | #VALUE! | #VALUE! | #VALUE! | 0 | 0 | 0.20123 | 0.20123 | #VALUE! | #VALUE! | #VALUE! | #VALUE! | 0 | 0 | 0.20123 | 0.20123 | #VALUE! | #VALUE! |  |  |  | #VALUE! | #VALUE! | #VALUE! | #VALUE! | #VALUE! | #VALUE! | #VALUE!
Tuesday | 4 | 12 | 8 | 2432 | 0 | 0 | 0 | 0 | 0 | 0 | 0 | 0 | 0 | 0 | 0 | 0 | 0 | 0 | 0 | 0 | 0 | 0 | 0 | 0 | 0 | 0 | 0 | 0 | 0 | 0 | 0 | 0 | 0 | 0 | 0 | 0 | 0 | 0 | 0 | 0 | 0 | 0 | 0 | 0 |  | 0 | 0 | 0 |  | #VALUE! | #VALUE! | #VALUE! | #VALUE! |  |  | #VALUE! | #VALUE! | 0 | 0 | 0.20123 | 0.20123 | #VALUE! | #VALUE! | #VALUE! | #VALUE! | 0 | 0 | 0.20123 | 0.20123 | #VALUE! | #VALUE! | #VALUE! | #VALUE! | 0 | 0 | 0.20123 | 0.20123 | #VALUE! | #VALUE! |  |  |  | #VALUE! | #VALUE! | #VALUE! | #VALUE! | #VALUE! | #VALUE! | #VALUE!
Tuesday | 4 | 12 | 9 | 2433 | 0 | 0 | 0 | 0 | 0 | 0 | 0 | 0 | 0 | 0 | 0 | 0 | 0 | 0 | 0 | 0 | 0 | 0 | 0 | 0 | 0 | 0 | 0 | 0 | 0.003245 | 0 | 0 | 0 | 0 | 0 | 0 | 0 | 0 | 0 | 0 | 0 | 0 | 0 | 0 | 0 |  | 0 | 0 | 0 |  | #VALUE! | #VALUE! | #VALUE! | #VALUE! |  |  | #VALUE! | #VALUE! | 0 | 0 | 0.20123 | 0.20123 | #VALUE! | #VALUE! | #VALUE! | #VALUE! | 0 | 0 | 0.20123 | 0.20123 | #VALUE! | #VALUE! | #VALUE! | #VALUE! | 0 | 0 | 0.20123 | 0.20123 | #VALUE! | #VALUE! |  |  |  | #VALUE! | #VALUE! | #VALUE! | #VALUE! | #VALUE! | #VALUE! | #VALUE!
Tuesday | 4 | 12 | 10 | 2434 | 0 | 0 | 0 | 0 | 0 | 0 | 0 | 0 | 0 | 0 | 0 | 0 | 0 | 0 | 0 | 0 | 0 | 0 | 0 | 0 | 0 | 0 | 0 | 0 | 0.0014674 | 0 | 0 | 0 | 0 | 0 | 0 | 0 | 0 | 0 | 0 | 0 | 0 | 0 | 0 | 0 |  | 0 | 0 | 0 |  | #VALUE! | #VALUE! | #VALUE! | #VALUE! |  |  | #VALUE! | #VALUE! | 0 | 0 | 0.20123 | 0.20123 | #VALUE! | #VALUE! | #VALUE! | #VALUE! | 0 | 0 | 0.20123 | 0.20123 | #VALUE! | #VALUE! | #VALUE! | #VALUE! | 0 | 0 | 0.20123 | 0.20123 | #VALUE! | #VALUE! |  |  |  | #VALUE! | #VALUE! | #VALUE! | #VALUE! | #VALUE! | #VALUE! | #VALUE!
Tuesday | 4 | 12 | 11 | 2435 | 0 | 0 | 0 | 0 | 0 | 0 | 0 | 0 | 0 | 0 | 0 | 0 | 0 | 0 | 0 | 0 | 0 | 0 | 0 | 0 | 0 | 0 | 0 | 0 | 0 | 0 | 0 | 0.012214 | 0 | 0 | 0 | 0 | 0 | 0 | 0 | 0 | 0 | 0 | 0 | 0 |  | 0 | 0 | 0 |  | #VALUE! | #VALUE! | #VALUE! | #VALUE! |  |  | #VALUE! | #VALUE! | 0 | 0 | 0.20123 | 0.20123 | #VALUE! | #VALUE! | #VALUE! | #VALUE! | 0 | 0 | 0.20123 | 0.20123 | #VALUE! | #VALUE! | #VALUE! | #VALUE! | 0 | 0 | 0.20123 | 0.20123 | #VALUE! | #VALUE! |  |  |  | #VALUE! | #VALUE! | #VALUE! | #VALUE! | #VALUE! | #VALUE! | #VALUE!
Tuesday | 4 | 12 | 12 | 2436 | 0 | 0 | 0 | 0 | 0 | 0 | 0 | 0 | 0 | 0 | 0 | 0 | 0 | 0 | 0 | 0 | 0 | 0 | 0 | 0 | 0 | 0 | 0 | 0 | 0.0013729 | 0 | 0 | 0.017589 | 0.02 | 0 | 0 | 0 | 0 | 0 | 0 | 0 | 0 | 0 | 0 | 0 |  | 0 | 0 | 0 |  | #VALUE! | #VALUE! | #VALUE! | #VALUE! |  |  | #VALUE! | #VALUE! | 0 | 0 | 0.20123 | 0.20123 | #VALUE! | #VALUE! | #VALUE! | #VALUE! | 0 | 0 | 0.20123 | 0.20123 | #VALUE! | #VALUE! | #VALUE! | #VALUE! | 0 | 0 | 0.20123 | 0.20123 | #VALUE! | #VALUE! |  |  |  | #VALUE! | #VALUE! | #VALUE! | #VALUE! | #VALUE! | #VALUE! | #VALUE!
Tuesday | 4 | 12 | 13 | 2437 | 0 | 0 | 0 | 0 | 0 | 0 | 0 | 0 | 0 | 0 | 0 | 0 | 0 | 0 | 0 | 0 | 0 | 0 | 0 | 0 | 0 | 0 | 0 | 0 | 0 | 0 | 0 | 0.01936 | 0.036 | 0 | 0 | 0 | 0 | 0 | 0 | 0 | 0 | 0 | 0 | 0 |  | 0 | 0 | 0 |  | #VALUE! | #VALUE! | #VALUE! | #VALUE! |  |  | #VALUE! | #VALUE! | 0 | 0 | 0.20123 | 0.20123 | #VALUE! | #VALUE! | #VALUE! | #VALUE! | 0 | 0 | 0.20123 | 0.20123 | #VALUE! | #VALUE! | #VALUE! | #VALUE! | 0 | 0 | 0.20123 | 0.20123 | #VALUE! | #VALUE! |  |  |  | #VALUE! | #VALUE! | #VALUE! | #VALUE! | #VALUE! | #VALUE! | #VALUE!
Tuesday | 4 | 12 | 14 | 2438 | 0 | 0 | 0 | 0 | 0 | 0 | 0 | 0 | 0 | 0 | 0 | 0 | 0 | 0 | 0 | 0 | 0 | 0 | 0 | 0 | 0 | 0 | 0 | 0 | 0 | 0 | 0.00013876 | 0.041248 | 0.109 | 0 | 0 | 0 | 0 | 0 | 0 | 0 | 0 | 0 | 0 | 0 |  | 0 | 0 | 0 |  | #VALUE! | #VALUE! | #VALUE! | #VALUE! |  |  | #VALUE! | #VALUE! | 0 | 0 | 0.20123 | 0.20123 | #VALUE! | #VALUE! | #VALUE! | #VALUE! | 0 | 0 | 0.20123 | 0.20123 | #VALUE! | #VALUE! | #VALUE! | #VALUE! | 0 | 0 | 0.20123 | 0.20123 | #VALUE! | #VALUE! |  |  |  | #VALUE! | #VALUE! | #VALUE! | #VALUE! | #VALUE! | #VALUE! | #VALUE!
Tuesday | 4 | 12 | 15 | 2439 | 0 | 0 | 0 | 0 | 0 | 0 | 0 | 0 | 0 | 0 | 0 | 0 | 0 | 0 | 0 | 0 | 0 | 0 | 0 | 0 | 0 | 0 | 0 | 0 | 0 | 0 | 0.00048566 | 0.057238 | 0.141 | 0 | 0 | 0 | 0 | 0 | 0 | 0 | 0 | 0 | 0 | 0 |  | 0 | 0 | 0 |  | #VALUE! | #VALUE! | #VALUE! | #VALUE! |  |  | #VALUE! | #VALUE! | 0 | 0 | 0.20123 | 0.20123 | #VALUE! | #VALUE! | #VALUE! | #VALUE! | 0 | 0 | 0.20123 | 0.20123 | #VALUE! | #VALUE! | #VALUE! | #VALUE! | 0 | 0 | 0.20123 | 0.20123 | #VALUE! | #VALUE! |  |  |  | #VALUE! | #VALUE! | #VALUE! | #VALUE! | #VALUE! | #VALUE! | #VALUE!
Tuesday | 4 | 12 | 16 | 2440 | 0 | 0 | 0 | 0 | 0 | 0 | 0 | 0 | 0 | 0 | 0 | 0 | 0 | 0 | 0 | 0 | 0 | 0 | 0 | 0 | 0 | 0 | 0 | 0.0010938 | 0 | 0 | 0.00083256 | 0.074943 | 0.169 | 0 | 0 | 0 | 0 | 0 | 0 | 0 | 0 | 0 | 0 | 0 |  | 0 | 0 | 0 |  | #VALUE! | #VALUE! | #VALUE! | #VALUE! |  |  | #VALUE! | #VALUE! | 0 | 0 | 0.20123 | 0.20123 | #VALUE! | #VALUE! | #VALUE! | #VALUE! | 0 | 0 | 0.20123 | 0.20123 | #VALUE! | #VALUE! | #VALUE! | #VALUE! | 0 | 0 | 0.20123 | 0.20123 | #VALUE! | #VALUE! |  |  |  | #VALUE! | #VALUE! | #VALUE! | #VALUE! | #VALUE! | #VALUE! | #VALUE!
Tuesday | 4 | 12 | 17 | 2441 | 0 | 0 | 0 | 0 | 0 | 0 | 0 | 0 | 0 | 0 | 0 | 0 | 0 | 0 | 0 | 0 | 0 | 0 | 0 | 0 | 0 | 0 | 0 | 0.0012813 | 0 | 0 | 0.00085568 | 0.078258 | 0.174 | 0 | 0 | 0 | 0 | 0 | 0 | 0 | 0 | 0 | 0 | 0 |  | 0 | 0 | 0 |  | #VALUE! | #VALUE! | #VALUE! | #VALUE! |  |  | #VALUE! | #VALUE! | 0 | 0 | 0.20123 | 0.20123 | #VALUE! | #VALUE! | #VALUE! | #VALUE! | 0 | 0 | 0.20123 | 0.20123 | #VALUE! | #VALUE! | #VALUE! | #VALUE! | 0 | 0 | 0.20123 | 0.20123 | #VALUE! | #VALUE! |  |  |  | #VALUE! | #VALUE! | #VALUE! | #VALUE! | #VALUE! | #VALUE! | #VALUE!
Tuesday | 4 | 12 | 18 | 2442 | 0 | 0 | 0 | 0 | 0 | 0 | 0 | 0 | 0 | 0 | 0 | 0 | 0 | 0 | 0 | 0 | 0 | 0 | 0 | 0 | 0 | 0 | 0 | 0 | 0 | 0 | 0.00019658 | 0.055191 | 0.136 | 0 | 0 | 0 | 0 | 0 | 0 | 0 | 0 | 0 | 0 | 0 |  | 0 | 0 | 0 |  | #VALUE! | #VALUE! | #VALUE! | #VALUE! |  |  | #VALUE! | #VALUE! | 0 | 0 | 0.20123 | 0.20123 | #VALUE! | #VALUE! | #VALUE! | #VALUE! | 0 | 0 | 0.20123 | 0.20123 | #VALUE! | #VALUE! | #VALUE! | #VALUE! | 0 | 0 | 0.20123 | 0.20123 | #VALUE! | #VALUE! |  |  |  | #VALUE! | #VALUE! | #VALUE! | #VALUE! | #VALUE! | #VALUE! | #VALUE!
Tuesday | 4 | 12 | 19 | 2443 | 0 | 0 | 0 | 0 | 0 | 0 | 0 | 0 | 0 | 0 | 0 | 0 | 0 | 0 | 0 | 0 | 0 | 0 | 0 | 0 | 0 | 0 | 0 | 0 | 0 | 0 | 0 | 0.034243 | 0.092 | 0 | 0 | 0 | 0 | 0 | 0 | 0 | 0 | 0 | 0 | 0 |  | 0 | 0 | 0 |  | #VALUE! | #VALUE! | #VALUE! | #VALUE! |  |  | #VALUE! | #VALUE! | 0 | 0 | 0.20123 | 0.20123 | #VALUE! | #VALUE! | #VALUE! | #VALUE! | 0 | 0 | 0.20123 | 0.20123 | #VALUE! | #VALUE! | #VALUE! | #VALUE! | 0 | 0 | 0.20123 | 0.20123 | #VALUE! | #VALUE! |  |  |  | #VALUE! | #VALUE! | #VALUE! | #VALUE! | #VALUE! | #VALUE! | #VALUE!
Tuesday | 4 | 12 | 20 | 2444 | 0 | 0 | 0 | 0 | 0 | 0 | 0 | 0 | 0 | 0 | 0 | 0 | 0 | 0 | 0 | 0 | 0 | 0 | 0 | 0 | 0 | 0 | 0 | 0 | 0.0016991 | 0 | 0 | 0 | 0 | 0 | 0 | 0 | 0 | 0 | 0 | 0 | 0 | 0 | 0 | 0 |  | 0 | 0 | 0 |  | #VALUE! | #VALUE! | #VALUE! | #VALUE! |  |  | #VALUE! | #VALUE! | 0 | 0 | 0.20123 | 0.20123 | #VALUE! | #VALUE! | #VALUE! | #VALUE! | 0 | 0 | 0.20123 | 0.20123 | #VALUE! | #VALUE! | #VALUE! | #VALUE! | 0 | 0 | 0.20123 | 0.20123 | #VALUE! | #VALUE! |  |  |  | #VALUE! | #VALUE! | #VALUE! | #VALUE! | #VALUE! | #VALUE! | #VALUE!
Tuesday | 4 | 12 | 21 | 2445 | 0 | 0 | 0 | 0 | 0 | 0 | 0 | 0 | 0 | 0 | 0 | 0 | 0 | 0 | 0 | 0 | 0 | 0 | 0 | 0 | 0 | 0 | 0 | 0 | 0 | 0 | 0 | 0 | 0 | 0 | 0 | 0 | 0 | 0 | 0 | 0 | 0 | 0 | 0 | 0 |  | 0 | 0 | 0 |  | #VALUE! | #VALUE! | #VALUE! | #VALUE! |  |  | #VALUE! | #VALUE! | 0 | 0 | 0.20123 | 0.20123 | #VALUE! | #VALUE! | #VALUE! | #VALUE! | 0 | 0 | 0.20123 | 0.20123 | #VALUE! | #VALUE! | #VALUE! | #VALUE! | 0 | 0 | 0.20123 | 0.20123 | #VALUE! | #VALUE! |  |  |  | #VALUE! | #VALUE! | #VALUE! | #VALUE! | #VALUE! | #VALUE! | #VALUE!
Tuesday | 4 | 12 | 22 | 2446 | 0 | 0 | 0 | 0 | 0 | 0 | 0 | 0 | 0 | 0 | 0 | 0 | 0 | 0 | 0 | 0 | 0 | 0 | 0 | 0 | 0 | 0 | 0 | 0 | 0 | 0 | 0 | 0 | 0 | 0 | 0 | 0 | 0 | 0 | 0 | 0 | 0 | 0 | 0 | 0 |  | 0 | 0 | 0 |  | #VALUE! | #VALUE! | #VALUE! | #VALUE! |  |  | #VALUE! | #VALUE! | 0 | 0 | 0.20123 | 0.20123 | #VALUE! | #VALUE! | #VALUE! | #VALUE! | 0 | 0 | 0.20123 | 0.20123 | #VALUE! | #VALUE! | #VALUE! | #VALUE! | 0 | 0 | 0.20123 | 0.20123 | #VALUE! | #VALUE! |  |  |  | #VALUE! | #VALUE! | #VALUE! | #VALUE! | #VALUE! | #VALUE! | #VALUE!
Tuesday | 4 | 12 | 23 | 2447 | 0 | 0 | 0 | 0 | 0 | 0 | 0 | 0 | 0 | 0 | 0 | 0 | 0 | 0 | 0 | 0 | 0 | 0 | 0 | 0 | 0 | 0 | 0 | 0 | 0 | 0 | 0 | 0 | 0 | 0 | 0 | 0 | 0 | 0 | 0 | 0 | 0 | 0 | 0 | 0 |  | 0 | 0 | 0 |  | #VALUE! | #VALUE! | #VALUE! | #VALUE! |  |  | #VALUE! | #VALUE! | 0 | 0 | 0.20123 | 0.20123 | #VALUE! | #VALUE! | #VALUE! | #VALUE! | 0 | 0 | 0.20123 | 0.20123 | #VALUE! | #VALUE! | #VALUE! | #VALUE! | 0 | 0 | 0.20123 | 0.20123 | #VALUE! | #VALUE! |  |  |  | #VALUE! | #VALUE! | #VALUE! | #VALUE! | #VALUE! | #VALUE! | #VALUE!
Tuesday | 4 | 12 | 24 | 2448 | 0 | 0 | 0 | 0 | 0 | 0 | 0 | 0 | 0 | 0 | 0 | 0 | 0 | 0 | 0 | 0 | 0 | 0 | 0 | 0 | 0 | 0 | 0 | 0 | 0 | 0 | 0 | 0 | 0 | 0 | 0 | 0 | 0 | 0 | 0 | 0 | 0 | 0 | 0 | 0 |  | 0 | 0 | 0 |  | #VALUE! | #VALUE! | #VALUE! | #VALUE! |  |  | #VALUE! | #VALUE! | 0 | 0 | 0.20123 | 0.20123 | #VALUE! | #VALUE! | #VALUE! | #VALUE! | 0 | 0 | 0.20123 | 0.20123 | #VALUE! | #VALUE! | #VALUE! | #VALUE! | 0 | 0 | 0.20123 | 0.20123 | #VALUE! | #VALUE! |  |  |  | #VALUE! | #VALUE! | #VALUE! | #VALUE! | #VALUE! | #VALUE! | #VALUE!
Wednesday | 4 | 13 | 1 | 2449 | 0 | 0 | 0 | 0 | 0 | 0 | 0 | 0 | 0 | 0 | 0 | 0 | 0 | 0 | 0 | 0 | 0 | 0 | 0 | 0 | 0 | 0 | 0 | 0 | 0 | 0 | 0 | 0 | 0 | 0 | 0 | 0 | 0 | 0 | 0 | 0 | 0 | 0 | 0 | 0 |  | 0 | 0 | 0 |  | #VALUE! | #VALUE! | #VALUE! | #VALUE! |  |  | #VALUE! | #VALUE! | 0 | 0 | 0.20123 | 0.20123 | #VALUE! | #VALUE! | #VALUE! | #VALUE! | 0 | 0 | 0.20123 | 0.20123 | #VALUE! | #VALUE! | #VALUE! | #VALUE! | 0 | 0 | 0.20123 | 0.20123 | #VALUE! | #VALUE! |  |  |  | #VALUE! | #VALUE! | #VALUE! | #VALUE! | #VALUE! | #VALUE! | #VALUE!
Wednesday | 4 | 13 | 2 | 2450 | 0 | 0 | 0 | 0 | 0 | 0 | 0 | 0 | 0 | 0 | 0 | 0 | 0 | 0 | 0 | 0 | 0 | 0 | 0 | 0 | 0 | 0 | 0 | 0 | 0 | 0 | 0 | 0 | 0 | 0 | 0 | 0 | 0 | 0 | 0 | 0 | 0 | 0 | 0 | 0 |  | 0 | 0 | 0 |  | #VALUE! | #VALUE! | #VALUE! | #VALUE! |  |  | #VALUE! | #VALUE! | 0 | 0 | 0.20123 | 0.20123 | #VALUE! | #VALUE! | #VALUE! | #VALUE! | 0 | 0 | 0.20123 | 0.20123 | #VALUE! | #VALUE! | #VALUE! | #VALUE! | 0 | 0 | 0.20123 | 0.20123 | #VALUE! | #VALUE! |  |  |  | #VALUE! | #VALUE! | #VALUE! | #VALUE! | #VALUE! | #VALUE! | #VALUE!
Wednesday | 4 | 13 | 3 | 2451 | 0 | 0 | 0 | 0 | 0 | 0 | 0 | 0 | 0 | 0 | 0 | 0 | 0 | 0 | 0 | 0 | 0 | 0 | 0 | 0 | 0 | 0 | 0 | 0 | 0 | 0 | 0 | 0 | 0 | 0 | 0 | 0 | 0 | 0 | 0 | 0 | 0 | 0 | 0 | 0 |  | 0 | 0 | 0 |  | #VALUE! | #VALUE! | #VALUE! | #VALUE! |  |  | #VALUE! | #VALUE! | 0 | 0 | 0.20123 | 0.20123 | #VALUE! | #VALUE! | #VALUE! | #VALUE! | 0 | 0 | 0.20123 | 0.20123 | #VALUE! | #VALUE! | #VALUE! | #VALUE! | 0 | 0 | 0.20123 | 0.20123 | #VALUE! | #VALUE! |  |  |  | #VALUE! | #VALUE! | #VALUE! | #VALUE! | #VALUE! | #VALUE! | #VALUE!
Wednesday | 4 | 13 | 4 | 2452 | 0 | 0 | 0 | 0 | 0 | 0 | 0 | 0 | 0 | 0 | 0 | 0 | 0 | 0 | 0 | 0 | 0 | 0 | 0 | 0 | 0 | 0 | 0 | 0 | 0 | 0 | 0 | 0 | 0 | 0 | 0 | 0 | 0 | 0 | 0 | 0 | 0 | 0 | 0 | 0 |  | 0 | 0 | 0 |  | #VALUE! | #VALUE! | #VALUE! | #VALUE! |  |  | #VALUE! | #VALUE! | 0 | 0 | 0.20123 | 0.20123 | #VALUE! | #VALUE! | #VALUE! | #VALUE! | 0 | 0 | 0.20123 | 0.20123 | #VALUE! | #VALUE! | #VALUE! | #VALUE! | 0 | 0 | 0.20123 | 0.20123 | #VALUE! | #VALUE! |  |  |  | #VALUE! | #VALUE! | #VALUE! | #VALUE! | #VALUE! | #VALUE! | #VALUE!
Wednesday | 4 | 13 | 5 | 2453 | 0 | 0 | 0 | 0 | 0 | 0 | 0 | 0 | 0 | 0 | 0 | 0 | 0 | 0 | 0 | 0 | 0 | 0 | 0 | 0 | 0 | 0 | 0 | 0 | 0 | 0 | 0 | 0 | 0 | 0 | 0 | 0 | 0 | 0 | 0 | 0 | 0 | 0 | 0 | 0 |  | 0 | 0 | 0 |  | #VALUE! | #VALUE! | #VALUE! | #VALUE! |  |  | #VALUE! | #VALUE! | 0 | 0 | 0.20123 | 0.20123 | #VALUE! | #VALUE! | #VALUE! | #VALUE! | 0 | 0 | 0.20123 | 0.20123 | #VALUE! | #VALUE! | #VALUE! | #VALUE! | 0 | 0 | 0.20123 | 0.20123 | #VALUE! | #VALUE! |  |  |  | #VALUE! | #VALUE! | #VALUE! | #VALUE! | #VALUE! | #VALUE! | #VALUE!
Wednesday | 4 | 13 | 6 | 2454 | 0 | 0 | 0 | 0 | 0 | 0 | 0 | 0 | 0 | 0 | 0 | 0 | 0 | 0 | 0 | 0 | 0 | 0 | 0 | 0 | 0 | 0 | 0 | 0 | 0.0021996 | 0 | 0 | 0 | 0 | 0 | 0 | 0 | 0 | 0 | 0 | 0 | 0 | 0 | 0 | 0 |  | 0 | 0 | 0 |  | #VALUE! | #VALUE! | #VALUE! | #VALUE! |  |  | #VALUE! | #VALUE! | 0 | 0 | 0.20123 | 0.20123 | #VALUE! | #VALUE! | #VALUE! | #VALUE! | 0 | 0 | 0.20123 | 0.20123 | #VALUE! | #VALUE! | #VALUE! | #VALUE! | 0 | 0 | 0.20123 | 0.20123 | #VALUE! | #VALUE! |  |  |  | #VALUE! | #VALUE! | #VALUE! | #VALUE! | #VALUE! | #VALUE! | #VALUE!
Wednesday | 4 | 13 | 7 | 2455 | 0 | 0 | 0 | 0 | 0 | 0 | 0 | 0 | 0 | 0 | 0 | 0 | 0 | 0 | 0 | 0 | 0 | 0 | 0 | 0 | 0 | 0 | 0 | 0 | 0 | 0 | 0 | 0 | 0 | 0 | 0 | 0 | 0 | 0 | 0 | 0 | 0 | 0 | 0 | 0 |  | 0 | 0 | 0 |  | #VALUE! | #VALUE! | #VALUE! | #VALUE! |  |  | #VALUE! | #VALUE! | 0 | 0 | 0.20123 | 0.20123 | #VALUE! | #VALUE! | #VALUE! | #VALUE! | 0 | 0 | 0.20123 | 0.20123 | #VALUE! | #VALUE! | #VALUE! | #VALUE! | 0 | 0 | 0.20123 | 0.20123 | #VALUE! | #VALUE! |  |  |  | #VALUE! | #VALUE! | #VALUE! | #VALUE! | #VALUE! | #VALUE! | #VALUE!
Wednesday | 4 | 13 | 8 | 2456 | 0 | 0 | 0 | 0 | 0 | 0 | 0 | 0 | 0 | 0 | 0 | 0 | 0 | 0 | 0 | 0 | 0 | 0 | 0 | 0 | 0 | 0 | 0 | 0 | 0.002039 | 0 | 0 | 0.0061862 | 0 | 0 | 0 | 0 | 0 | 0 | 0 | 0 | 0 | 0 | 0 | 0 |  | 0 | 0 | 0 |  | #VALUE! | #VALUE! | #VALUE! | #VALUE! |  |  | #VALUE! | #VALUE! | 0 | 0 | 0.20123 | 0.20123 | #VALUE! | #VALUE! | #VALUE! | #VALUE! | 0 | 0 | 0.20123 | 0.20123 | #VALUE! | #VALUE! | #VALUE! | #VALUE! | 0 | 0 | 0.20123 | 0.20123 | #VALUE! | #VALUE! |  |  |  | #VALUE! | #VALUE! | #VALUE! | #VALUE! | #VALUE! | #VALUE! | #VALUE!
Wednesday | 4 | 13 | 9 | 2457 | 0 | 0 | 0 | 0 | 0 | 0 | 0 | 0 | 0 | 0 | 0 | 0 | 0 | 0 | 0 | 0 | 0 | 0 | 0 | 0 | 0 | 0 | 0 | 0 | 0 | 0 | 0 | 0.0092 | 0 | 0 | 0 | 0 | 0 | 0 | 0 | 0 | 0 | 0 | 0 | 0 |  | 0 | 0 | 0 |  | #VALUE! | #VALUE! | #VALUE! | #VALUE! |  |  | #VALUE! | #VALUE! | 0 | 0 | 0.20123 | 0.20123 | #VALUE! | #VALUE! | #VALUE! | #VALUE! | 0 | 0 | 0.20123 | 0.20123 | #VALUE! | #VALUE! | #VALUE! | #VALUE! | 0 | 0 | 0.20123 | 0.20123 | #VALUE! | #VALUE! |  |  |  | #VALUE! | #VALUE! | #VALUE! | #VALUE! | #VALUE! | #VALUE! | #VALUE!
Wednesday | 4 | 13 | 10 | 2458 | 0 | 0 | 0 | 0 | 0 | 0 | 0 | 0 | 0 | 0 | 0 | 0 | 0 | 0 | 0 | 0 | 0 | 0 | 0 | 0 | 0 | 0 | 0 | 0 | 0.0032137 | 0 | 0 | 0.012214 | 0.027 | 0 | 0 | 0 | 0 | 0 | 0 | 0 | 0 | 0 | 0 | 0 |  | 0 | 0 | 0 |  | #VALUE! | #VALUE! | #VALUE! | #VALUE! |  |  | #VALUE! | #VALUE! | 0 | 0 | 0.20123 | 0.20123 | #VALUE! | #VALUE! | #VALUE! | #VALUE! | 0 | 0 | 0.20123 | 0.20123 | #VALUE! | #VALUE! | #VALUE! | #VALUE! | 0 | 0 | 0.20123 | 0.20123 | #VALUE! | #VALUE! |  |  |  | #VALUE! | #VALUE! | #VALUE! | #VALUE! | #VALUE! | #VALUE! | #VALUE!
Wednesday | 4 | 13 | 11 | 2459 | 0 | 0 | 0 | 0 | 0 | 0 | 0 | 0 | 0 | 0 | 0 | 0 | 0 | 0 | 0 | 0 | 0 | 0 | 0 | 0 | 0 | 0 | 0 | 0 | 0 | 0 | 0 | 0.031896 | 0.096 | 0 | 0 | 0 | 0 | 0 | 0 | 0 | 0 | 0 | 0 | 0 |  | 0 | 0 | 0 |  | #VALUE! | #VALUE! | #VALUE! | #VALUE! |  |  | #VALUE! | #VALUE! | 0 | 0 | 0.20123 | 0.20123 | #VALUE! | #VALUE! | #VALUE! | #VALUE! | 0 | 0 | 0.20123 | 0.20123 | #VALUE! | #VALUE! | #VALUE! | #VALUE! | 0 | 0 | 0.20123 | 0.20123 | #VALUE! | #VALUE! |  |  |  | #VALUE! | #VALUE! | #VALUE! | #VALUE! | #VALUE! | #VALUE! | #VALUE!
Wednesday | 4 | 13 | 12 | 2460 | 0 | 0 | 0 | 0 | 0 | 0 | 0 | 0 | 0 | 0 | 0 | 0 | 0 | 0 | 0 | 0 | 0 | 0 | 0 | 0 | 0 | 0 | 0 | 0 | 0 | 0 | 0 | 0.026009 | 0.084 | 0 | 0 | 0 | 0 | 0 | 0 | 0 | 0 | 0 | 0 | 0 |  | 0 | 0 | 0 |  | #VALUE! | #VALUE! | #VALUE! | #VALUE! |  |  | #VALUE! | #VALUE! | 0 | 0 | 0.20123 | 0.20123 | #VALUE! | #VALUE! | #VALUE! | #VALUE! | 0 | 0 | 0.20123 | 0.20123 | #VALUE! | #VALUE! | #VALUE! | #VALUE! | 0 | 0 | 0.20123 | 0.20123 | #VALUE! | #VALUE! |  |  |  | #VALUE! | #VALUE! | #VALUE! | #VALUE! | #VALUE! | #VALUE! | #VALUE!
Wednesday | 4 | 13 | 13 | 2461 | 0 | 0 | 0 | 0 | 0 | 0 | 0 | 0 | 0 | 0 | 0 | 0 | 0 | 0 | 0 | 0 | 0 | 0 | 0 | 0 | 0 | 0 | 0 | 0 | 0 | 0 | 0 | 0.012214 | 0.042 | 0 | 0 | 0 | 0 | 0 | 0 | 0 | 0 | 0 | 0 | 0 |  | 0 | 0 | 0 |  | #VALUE! | #VALUE! | #VALUE! | #VALUE! |  |  | #VALUE! | #VALUE! | 0 | 0 | 0.20123 | 0.20123 | #VALUE! | #VALUE! | #VALUE! | #VALUE! | 0 | 0 | 0.20123 | 0.20123 | #VALUE! | #VALUE! | #VALUE! | #VALUE! | 0 | 0 | 0.20123 | 0.20123 | #VALUE! | #VALUE! |  |  |  | #VALUE! | #VALUE! | #VALUE! | #VALUE! | #VALUE! | #VALUE! | #VALUE!
Wednesday | 4 | 13 | 14 | 2462 | 0 | 0 | 0 | 0 | 0 | 0 | 0 | 0 | 0 | 0 | 0 | 0 | 0 | 0 | 0 | 0 | 0 | 0 | 0 | 0 | 0 | 0 | 0 | 0 | 0 | 0 | 0 | 0.024922 | 0.079 | 0 | 0 | 0 | 0 | 0 | 0 | 0 | 0 | 0 | 0 | 0 |  | 0 | 0 | 0 |  | #VALUE! | #VALUE! | #VALUE! | #VALUE! |  |  | #VALUE! | #VALUE! | 0 | 0 | 0.20123 | 0.20123 | #VALUE! | #VALUE! | #VALUE! | #VALUE! | 0 | 0 | 0.20123 | 0.20123 | #VALUE! | #VALUE! | #VALUE! | #VALUE! | 0 | 0 | 0.20123 | 0.20123 | #VALUE! | #VALUE! |  |  |  | #VALUE! | #VALUE! | #VALUE! | #VALUE! | #VALUE! | #VALUE! | #VALUE!
Wednesday | 4 | 13 | 15 | 2463 | 0 | 0 | 0 | 0 | 0 | 0 | 0 | 0 | 0 | 0 | 0 | 0 | 0 | 0 | 0 | 0 | 0 | 0 | 0 | 0 | 0 | 0 | 0 | 0 | 0 | 0 | 0 | 0.016708 | 0.06 | 0 | 0 | 0 | 0 | 0 | 0 | 0 | 0 | 0 | 0 | 0 |  | 0 | 0 | 0 |  | #VALUE! | #VALUE! | #VALUE! | #VALUE! |  |  | #VALUE! | #VALUE! | 0 | 0 | 0.20123 | 0.20123 | #VALUE! | #VALUE! | #VALUE! | #VALUE! | 0 | 0 | 0.20123 | 0.20123 | #VALUE! | #VALUE! | #VALUE! | #VALUE! | 0 | 0 | 0.20123 | 0.20123 | #VALUE! | #VALUE! |  |  |  | #VALUE! | #VALUE! | #VALUE! | #VALUE! | #VALUE! | #VALUE! | #VALUE!
Wednesday | 4 | 13 | 16 | 2464 | 0 | 0 | 0 | 0 | 0 | 0 | 0 | 0 | 0 | 0 | 0 | 0 | 0 | 0 | 0 | 0 | 0 | 0 | 0 | 0 | 0 | 0 | 0 | 0 | 0 | 0 | 0 | 0.012214 | 0.036 | 0 | 0 | 0 | 0 | 0 | 0 | 0 | 0 | 0 | 0 | 0 |  | 0 | 0 | 0 |  | #VALUE! | #VALUE! | #VALUE! | #VALUE! |  |  | #VALUE! | #VALUE! | 0 | 0 | 0.20123 | 0.20123 | #VALUE! | #VALUE! | #VALUE! | #VALUE! | 0 | 0 | 0.20123 | 0.20123 | #VALUE! | #VALUE! | #VALUE! | #VALUE! | 0 | 0 | 0.20123 | 0.20123 | #VALUE! | #VALUE! |  |  |  | #VALUE! | #VALUE! | #VALUE! | #VALUE! | #VALUE! | #VALUE! | #VALUE!
Wednesday | 4 | 13 | 17 | 2465 | 0 | 0 | 0 | 0 | 0 | 0 | 0 | 0 | 0 | 0 | 0 | 0 | 0 | 0 | 0 | 0 | 0 | 0 | 0 | 0 | 0 | 0 | 0 | 0 | 0 | 0 | 0 | 0.012214 | 0.033 | 0 | 0 | 0 | 0 | 0 | 0 | 0 | 0 | 0 | 0 | 0 |  | 0 | 0 | 0 |  | #VALUE! | #VALUE! | #VALUE! | #VALUE! |  |  | #VALUE! | #VALUE! | 0 | 0 | 0.20123 | 0.20123 | #VALUE! | #VALUE! | #VALUE! | #VALUE! | 0 | 0 | 0.20123 | 0.20123 | #VALUE! | #VALUE! | #VALUE! | #VALUE! | 0 | 0 | 0.20123 | 0.20123 | #VALUE! | #VALUE! |  |  |  | #VALUE! | #VALUE! | #VALUE! | #VALUE! | #VALUE! | #VALUE! | #VALUE!
Wednesday | 4 | 13 | 18 | 2466 | 0 | 0 | 0 | 0 | 0 | 0 | 0 | 0 | 0 | 0 | 0 | 0 | 0 | 0 | 0 | 0 | 0 | 0 | 0 | 0 | 0 | 0 | 0 | 0 | 0 | 0 | 0 | 0.015703 | 0.038 | 0 | 0 | 0 | 0 | 0 | 0 | 0 | 0 | 0 | 0 | 0 |  | 0 | 0 | 0 |  | #VALUE! | #VALUE! | #VALUE! | #VALUE! |  |  | #VALUE! | #VALUE! | 0 | 0 | 0.20123 | 0.20123 | #VALUE! | #VALUE! | #VALUE! | #VALUE! | 0 | 0 | 0.20123 | 0.20123 | #VALUE! | #VALUE! | #VALUE! | #VALUE! | 0 | 0 | 0.20123 | 0.20123 | #VALUE! | #VALUE! |  |  |  | #VALUE! | #VALUE! | #VALUE! | #VALUE! | #VALUE! | #VALUE! | #VALUE!
Wednesday | 4 | 13 | 19 | 2467 | 0 | 0 | 0 | 0 | 0 | 0 | 0 | 0 | 0 | 0 | 0 | 0 | 0 | 0 | 0 | 0 | 0 | 0 | 0 | 0 | 0 | 0 | 0 | 0 | 0 | 0 | 0 | 0.013641 | 0.01 | 0 | 0 | 0 | 0 | 0 | 0 | 0 | 0 | 0 | 0 | 0 |  | 0 | 0 | 0 |  | #VALUE! | #VALUE! | #VALUE! | #VALUE! |  |  | #VALUE! | #VALUE! | 0 | 0 | 0.20123 | 0.20123 | #VALUE! | #VALUE! | #VALUE! | #VALUE! | 0 | 0 | 0.20123 | 0.20123 | #VALUE! | #VALUE! | #VALUE! | #VALUE! | 0 | 0 | 0.20123 | 0.20123 | #VALUE! | #VALUE! |  |  |  | #VALUE! | #VALUE! | #VALUE! | #VALUE! | #VALUE! | #VALUE! | #VALUE!
Wednesday | 4 | 13 | 20 | 2468 | 0 | 0 | 0 | 0 | 0 | 0 | 0 | 0 | 0 | 0 | 0 | 0 | 0 | 0 | 0 | 0 | 0 | 0 | 0 | 0 | 0 | 0 | 0 | 0 | 0 | 0 | 0 | 0.0076138 | 0 | 0 | 0 | 0 | 0 | 0 | 0 | 0 | 0 | 0 | 0 | 0 |  | 0 | 0 | 0 |  | #VALUE! | #VALUE! | #VALUE! | #VALUE! |  |  | #VALUE! | #VALUE! | 0 | 0 | 0.20123 | 0.20123 | #VALUE! | #VALUE! | #VALUE! | #VALUE! | 0 | 0 | 0.20123 | 0.20123 | #VALUE! | #VALUE! | #VALUE! | #VALUE! | 0 | 0 | 0.20123 | 0.20123 | #VALUE! | #VALUE! |  |  |  | #VALUE! | #VALUE! | #VALUE! | #VALUE! | #VALUE! | #VALUE! | #VALUE!
Wednesday | 4 | 13 | 21 | 2469 | 0 | 0 | 0 | 0 | 0 | 0 | 0 | 0 | 0 | 0 | 0 | 0 | 0 | 0 | 0 | 0 | 0 | 0 | 0 | 0 | 0 | 0 | 0 | 0 | 0 | 0 | 0 | 0.011103 | 0 | 0 | 0 | 0 | 0 | 0 | 0 | 0 | 0 | 0 | 0 | 0 |  | 0 | 0 | 0 |  | #VALUE! | #VALUE! | #VALUE! | #VALUE! |  |  | #VALUE! | #VALUE! | 0 | 0 | 0.20123 | 0.20123 | #VALUE! | #VALUE! | #VALUE! | #VALUE! | 0 | 0 | 0.20123 | 0.20123 | #VALUE! | #VALUE! | #VALUE! | #VALUE! | 0 | 0 | 0.20123 | 0.20123 | #VALUE! | #VALUE! |  |  |  | #VALUE! | #VALUE! | #VALUE! | #VALUE! | #VALUE! | #VALUE! | #VALUE!
Wednesday | 4 | 13 | 22 | 2470 | 0 | 0 | 0 | 0 | 0 | 0 | 0 | 0 | 0 | 0 | 0 | 0 | 0 | 0 | 0 | 0 | 0 | 0 | 0 | 0 | 0 | 0 | 0 | 0 | 0 | 0 | 0 | 0.0184 | 0 | 0 | 0 | 0 | 0 | 0 | 0 | 0 | 0 | 0 | 0 | 0 |  | 0 | 0 | 0 |  | #VALUE! | #VALUE! | #VALUE! | #VALUE! |  |  | #VALUE! | #VALUE! | 0 | 0 | 0.20123 | 0.20123 | #VALUE! | #VALUE! | #VALUE! | #VALUE! | 0 | 0 | 0.20123 | 0.20123 | #VALUE! | #VALUE! | #VALUE! | #VALUE! | 0 | 0 | 0.20123 | 0.20123 | #VALUE! | #VALUE! |  |  |  | #VALUE! | #VALUE! | #VALUE! | #VALUE! | #VALUE! | #VALUE! | #VALUE!
Wednesday | 4 | 13 | 23 | 2471 | 0 | 0 | 0 | 0 | 0 | 0 | 0 | 0 | 0 | 0 | 0 | 0 | 0 | 0 | 0 | 0 | 0 | 0 | 0 | 0 | 0 | 0 | 0 | 0 | 0 | 0 | 0 | 0.019986 | 0.027 | 0 | 0 | 0 | 0 | 0 | 0 | 0 | 0 | 0 | 0 | 0 |  | 0 | 0 | 0 |  | #VALUE! | #VALUE! | #VALUE! | #VALUE! |  |  | #VALUE! | #VALUE! | 0 | 0 | 0.20123 | 0.20123 | #VALUE! | #VALUE! | #VALUE! | #VALUE! | 0 | 0 | 0.20123 | 0.20123 | #VALUE! | #VALUE! | #VALUE! | #VALUE! | 0 | 0 | 0.20123 | 0.20123 | #VALUE! | #VALUE! |  |  |  | #VALUE! | #VALUE! | #VALUE! | #VALUE! | #VALUE! | #VALUE! | #VALUE!
Wednesday | 4 | 13 | 24 | 2472 | 0 | 0 | 0 | 0 | 0 | 0 | 0 | 0 | 0 | 0 | 0 | 0 | 0 | 0 | 0 | 0 | 0 | 0 | 0 | 0 | 0 | 0 | 0 | 0 | 0 | 0 | 0.035396 | 0.0184 | 0 | 0 | 0 | 0 | 0 | 0 | 0 | 0 | 0 | 0 | 0 | 0 |  | 0 | 0 | 0 |  | #VALUE! | #VALUE! | #VALUE! | #VALUE! |  |  | #VALUE! | #VALUE! | 0 | 0 | 0.20123 | 0.20123 | #VALUE! | #VALUE! | #VALUE! | #VALUE! | 0 | 0 | 0.20123 | 0.20123 | #VALUE! | #VALUE! | #VALUE! | #VALUE! | 0 | 0 | 0.20123 | 0.20123 | #VALUE! | #VALUE! |  |  |  | #VALUE! | #VALUE! | #VALUE! | #VALUE! | #VALUE! | #VALUE! | #VALUE!
Thursday | 4 | 14 | 1 | 2473 | 0 | 0 | 0 | 0 | 0 | 0 | 0 | 0 | 0 | 0 | 0 | 0 | 0 | 0 | 0 | 0 | 0 | 0 | 0 | 0 | 0 | 0 | 0 | 0 | 0 | 0 | 0.034684 | 0.011103 | 0 | 0 | 0 | 0 | 0 | 0 | 0 | 0 | 0 | 0 | 0 | 0 |  | 0 | 0 | 0 |  | #VALUE! | #VALUE! | #VALUE! | #VALUE! |  |  | #VALUE! | #VALUE! | 0 | 0 | 0.20123 | 0.20123 | #VALUE! | #VALUE! | #VALUE! | #VALUE! | 0 | 0 | 0.20123 | 0.20123 | #VALUE! | #VALUE! | #VALUE! | #VALUE! | 0 | 0 | 0.20123 | 0.20123 | #VALUE! | #VALUE! |  |  |  | #VALUE! | #VALUE! | #VALUE! | #VALUE! | #VALUE! | #VALUE! | #VALUE!
Thursday | 4 | 14 | 2 | 2474 | 0 | 0 | 0 | 0 | 0 | 0 | 0 | 0 | 0 | 0 | 0 | 0 | 0 | 0 | 0 | 0 | 0 | 0 | 0 | 0 | 0 | 0 | 0 | 0 | 0 | 0 | 0.013587 | 0 | 0 | 0 | 0 | 0 | 0 | 0 | 0 | 0 | 0 | 0 | 0 | 0 |  | 0 | 0 | 0 |  | #VALUE! | #VALUE! | #VALUE! | #VALUE! |  |  | #VALUE! | #VALUE! | 0 | 0 | 0.20123 | 0.20123 | #VALUE! | #VALUE! | #VALUE! | #VALUE! | 0 | 0 | 0.20123 | 0.20123 | #VALUE! | #VALUE! | #VALUE! | #VALUE! | 0 | 0 | 0.20123 | 0.20123 | #VALUE! | #VALUE! |  |  |  | #VALUE! | #VALUE! | #VALUE! | #VALUE! | #VALUE! | #VALUE! | #VALUE!
Thursday | 4 | 14 | 3 | 2475 | 0 | 0 | 0 | 0 | 0 | 0 | 0 | 0 | 0 | 0 | 0 | 0 | 0 | 0 | 0 | 0 | 0 | 0 | 0 | 0 | 0 | 0 | 0 | 0 | 0 | 0 | 0.052951 | 0 | 0 | 0 | 0 | 0 | 0 | 0 | 0 | 0 | 0 | 0 | 0 | 0 |  | 0 | 0 | 0 |  | #VALUE! | #VALUE! | #VALUE! | #VALUE! |  |  | #VALUE! | #VALUE! | 0 | 0 | 0.20123 | 0.20123 | #VALUE! | #VALUE! | #VALUE! | #VALUE! | 0 | 0 | 0.20123 | 0.20123 | #VALUE! | #VALUE! | #VALUE! | #VALUE! | 0 | 0 | 0.20123 | 0.20123 | #VALUE! | #VALUE! |  |  |  | #VALUE! | #VALUE! | #VALUE! | #VALUE! | #VALUE! | #VALUE! | #VALUE!
Thursday | 4 | 14 | 4 | 2476 | 0 | 0 | 0 | 0 | 0 | 0 | 0 | 0 | 0 | 0 | 0 | 0 | 0 | 0 | 0 | 0 | 0 | 0 | 0 | 0 | 0 | 0 | 0 | 0 | 0 | 0 | 0.055646 | 0 | 0 | 0 | 0 | 0 | 0 | 0 | 0 | 0 | 0 | 0 | 0 | 0 |  | 0 | 0 | 0 |  | #VALUE! | #VALUE! | #VALUE! | #VALUE! |  |  | #VALUE! | #VALUE! | 0 | 0 | 0.20123 | 0.20123 | #VALUE! | #VALUE! | #VALUE! | #VALUE! | 0 | 0 | 0.20123 | 0.20123 | #VALUE! | #VALUE! | #VALUE! | #VALUE! | 0 | 0 | 0.20123 | 0.20123 | #VALUE! | #VALUE! |  |  |  | #VALUE! | #VALUE! | #VALUE! | #VALUE! | #VALUE! | #VALUE! | #VALUE!
Thursday | 4 | 14 | 5 | 2477 | 0 | 0 | 0 | 0 | 0 | 0 | 0 | 0 | 0 | 0 | 0 | 0 | 0 | 0 | 0 | 0 | 0 | 0 | 0 | 0 | 0 | 0 | 0 | 0 | 0 | 0 | 0.058225 | 0 | 0 | 0 | 0 | 0 | 0 | 0 | 0 | 0 | 0 | 0 | 0 | 0 |  | 0 | 0 | 0 |  | #VALUE! | #VALUE! | #VALUE! | #VALUE! |  |  | #VALUE! | #VALUE! | 0 | 0 | 0.20123 | 0.20123 | #VALUE! | #VALUE! | #VALUE! | #VALUE! | 0 | 0 | 0.20123 | 0.20123 | #VALUE! | #VALUE! | #VALUE! | #VALUE! | 0 | 0 | 0.20123 | 0.20123 | #VALUE! | #VALUE! |  |  |  | #VALUE! | #VALUE! | #VALUE! | #VALUE! | #VALUE! | #VALUE! | #VALUE!
Thursday | 4 | 14 | 6 | 2478 | 0 | 0 | 0 | 0 | 0 | 0 | 0 | 0 | 0 | 0 | 0 | 0 | 0 | 0 | 0 | 0 | 0 | 0 | 0 | 0 | 0 | 0 | 0 | 0 | 0.0033731 | 0 | 0.077497 | 0 | 0 | 0 | 0 | 0 | 0 | 0 | 0 | 0 | 0 | 0 | 0 | 0 |  | 0 | 0 | 0 |  | #VALUE! | #VALUE! | #VALUE! | #VALUE! |  |  | #VALUE! | #VALUE! | 0 | 0 | 0.20123 | 0.20123 | #VALUE! | #VALUE! | #VALUE! | #VALUE! | 0 | 0 | 0.20123 | 0.20123 | #VALUE! | #VALUE! | #VALUE! | #VALUE! | 0 | 0 | 0.20123 | 0.20123 | #VALUE! | #VALUE! |  |  |  | #VALUE! | #VALUE! | #VALUE! | #VALUE! | #VALUE! | #VALUE! | #VALUE!
Thursday | 4 | 14 | 7 | 2479 | 0 | 0 | 0 | 0 | 0 | 0 | 0 | 0 | 0 | 0 | 0 | 0 | 0 | 0 | 0 | 0 | 0 | 0 | 0 | 0 | 0 | 0 | 0 | 0 | 0 | 0 | 0 | 0 | 0 | 0 | 0 | 0 | 0 | 0 | 0 | 0 | 0 | 0 | 0 | 0 |  | 0 | 0 | 0 |  | #VALUE! | #VALUE! | #VALUE! | #VALUE! |  |  | #VALUE! | #VALUE! | 0 | 0 | 0.20123 | 0.20123 | #VALUE! | #VALUE! | #VALUE! | #VALUE! | 0 | 0 | 0.20123 | 0.20123 | #VALUE! | #VALUE! | #VALUE! | #VALUE! | 0 | 0 | 0.20123 | 0.20123 | #VALUE! | #VALUE! |  |  |  | #VALUE! | #VALUE! | #VALUE! | #VALUE! | #VALUE! | #VALUE! | #VALUE!
Thursday | 4 | 14 | 8 | 2480 | 0 | 0 | 0 | 0 | 0 | 0 | 0 | 0 | 0 | 0 | 0 | 0 | 0 | 0 | 0 | 0 | 0 | 0 | 0 | 0 | 0 | 0 | 0 | 0 | 0.0021371 | 0 | 0 | 0 | 0 | 0 | 0 | 0 | 0 | 0 | 0 | 0 | 0 | 0 | 0 | 0 |  | 0 | 0 | 0 |  | #VALUE! | #VALUE! | #VALUE! | #VALUE! |  |  | #VALUE! | #VALUE! | 0 | 0 | 0.20123 | 0.20123 | #VALUE! | #VALUE! | #VALUE! | #VALUE! | 0 | 0 | 0.20123 | 0.20123 | #VALUE! | #VALUE! | #VALUE! | #VALUE! | 0 | 0 | 0.20123 | 0.20123 | #VALUE! | #VALUE! |  |  |  | #VALUE! | #VALUE! | #VALUE! | #VALUE! | #VALUE! | #VALUE! | #VALUE!
Thursday | 4 | 14 | 9 | 2481 | 0 | 0 | 0 | 0 | 0 | 0 | 0 | 0 | 0 | 0 | 0 | 0 | 0 | 0 | 0 | 0 | 0 | 0 | 0 | 0 | 0 | 0 | 0 | 0 | 0 | 0 | 0 | 0.012214 | 0.03 | 0 | 0 | 0 | 0 | 0 | 0 | 0 | 0 | 0 | 0 | 0 |  | 0 | 0 | 0 |  | #VALUE! | #VALUE! | #VALUE! | #VALUE! |  |  | #VALUE! | #VALUE! | 0 | 0 | 0.20123 | 0.20123 | #VALUE! | #VALUE! | #VALUE! | #VALUE! | 0 | 0 | 0.20123 | 0.20123 | #VALUE! | #VALUE! | #VALUE! | #VALUE! | 0 | 0 | 0.20123 | 0.20123 | #VALUE! | #VALUE! |  |  |  | #VALUE! | #VALUE! | #VALUE! | #VALUE! | #VALUE! | #VALUE! | #VALUE!
Thursday | 4 | 14 | 10 | 2482 | 0 | 0 | 0 | 0 | 0 | 0 | 0 | 0 | 0 | 0 | 0 | 0 | 0 | 0 | 0 | 0 | 0 | 0 | 0 | 0 | 0 | 0 | 0 | 0 | 0 | 0 | 0.0002197 | 0.038162 | 0.123 | 0 | 0 | 0 | 0 | 0 | 0 | 0 | 0 | 0 | 0 | 0 |  | 0 | 0 | 0 |  | #VALUE! | #VALUE! | #VALUE! | #VALUE! |  |  | #VALUE! | #VALUE! | 0 | 0 | 0.20123 | 0.20123 | #VALUE! | #VALUE! | #VALUE! | #VALUE! | 0 | 0 | 0.20123 | 0.20123 | #VALUE! | #VALUE! | #VALUE! | #VALUE! | 0 | 0 | 0.20123 | 0.20123 | #VALUE! | #VALUE! |  |  |  | #VALUE! | #VALUE! | #VALUE! | #VALUE! | #VALUE! | #VALUE! | #VALUE!
Thursday | 4 | 14 | 11 | 2483 | 0 | 0 | 0 | 0 | 0 | 0 | 0 | 0 | 0 | 0 | 0 | 0 | 0 | 0 | 0 | 0 | 0 | 0 | 0 | 0 | 0 | 0 | 0 | 0.0024602 | 0.003345 | 0 | 0.0012257 | 0.08368 | 0.196 | 0 | 0 | 0 | 0 | 0 | 0 | 0 | 0 | 0 | 0 | 0 |  | 0 | 0 | 0 |  | #VALUE! | #VALUE! | #VALUE! | #VALUE! |  |  | #VALUE! | #VALUE! | 0 | 0 | 0.20123 | 0.20123 | #VALUE! | #VALUE! | #VALUE! | #VALUE! | 0 | 0 | 0.20123 | 0.20123 | #VALUE! | #VALUE! | #VALUE! | #VALUE! | 0 | 0 | 0.20123 | 0.20123 | #VALUE! | #VALUE! |  |  |  | #VALUE! | #VALUE! | #VALUE! | #VALUE! | #VALUE! | #VALUE! | #VALUE!
Thursday | 4 | 14 | 12 | 2484 | 0 | 0 | 0 | 0 | 0 | 0 | 0 | 0 | 0 | 0 | 0 | 0 | 0 | 0 | 0 | 0 | 0 | 0 | 0 | 0 | 0 | 0 | 0 | 0.0086487 | 0.0068525 | 0 | 0.0015842 | 0.10702 | 0.213 | 0 | 0 | 0 | 0 | 0 | 0 | 0 | 0 | 0 | 0 | 0 |  | 0 | 0 | 0 |  | #VALUE! | #VALUE! | #VALUE! | #VALUE! |  |  | #VALUE! | #VALUE! | 0 | 0 | 0.20123 | 0.20123 | #VALUE! | #VALUE! | #VALUE! | #VALUE! | 0 | 0 | 0.20123 | 0.20123 | #VALUE! | #VALUE! | #VALUE! | #VALUE! | 0 | 0 | 0.20123 | 0.20123 | #VALUE! | #VALUE! |  |  |  | #VALUE! | #VALUE! | #VALUE! | #VALUE! | #VALUE! | #VALUE! | #VALUE!
Thursday | 4 | 14 | 13 | 2485 | 0 | 0 | 0 | 0 | 0 | 0 | 0 | 0 | 0 | 0 | 0 | 0 | 0 | 0 | 0 | 0 | 0 | 0 | 0 | 0 | 0 | 0 | 0.0069167 | 0.021786 | 0.011539 | 0 | 0.0019195 | 0.13682 | 0.23 | 0 | 0 | 0 | 0 | 0 | 0 | 0 | 0 | 0 | 0 | 0 |  | 0 | 0 | 0 |  | #VALUE! | #VALUE! | #VALUE! | #VALUE! |  |  | #VALUE! | #VALUE! | 0 | 0 | 0.20123 | 0.20123 | #VALUE! | #VALUE! | #VALUE! | #VALUE! | 0 | 0 | 0.20123 | 0.20123 | #VALUE! | #VALUE! | #VALUE! | #VALUE! | 0 | 0 | 0.20123 | 0.20123 | #VALUE! | #VALUE! |  |  |  | #VALUE! | #VALUE! | #VALUE! | #VALUE! | #VALUE! | #VALUE! | #VALUE!
Thursday | 4 | 14 | 14 | 2486 | 0 | 0 | 0 | 0 | 0 | 0 | 0 | 0 | 0 | 0 | 0 | 0 | 0 | 0 | 0 | 0 | 0 | 0 | 0 | 0 | 0 | 0 | 0.010333 | 0.026527 | 0.011253 | 0 | 0.0019311 | 0.14676 | 0.23 | 0 | 0 | 0 | 0 | 0 | 0 | 0 | 0 | 0 | 0 | 0 |  | 0 | 0 | 0 |  | #VALUE! | #VALUE! | #VALUE! | #VALUE! |  |  | #VALUE! | #VALUE! | 0 | 0 | 0.20123 | 0.20123 | #VALUE! | #VALUE! | #VALUE! | #VALUE! | 0 | 0 | 0.20123 | 0.20123 | #VALUE! | #VALUE! | #VALUE! | #VALUE! | 0 | 0 | 0.20123 | 0.20123 | #VALUE! | #VALUE! |  |  |  | #VALUE! | #VALUE! | #VALUE! | #VALUE! | #VALUE! | #VALUE! | #VALUE!
Thursday | 4 | 14 | 15 | 2487 | 0 | 0 | 0 | 0 | 0 | 0 | 0 | 0 | 0 | 0 | 0 | 0 | 0 | 0 | 0 | 0 | 0 | 0 | 0 | 0 | 0 | 0 | 0.00175 | 0.013162 | 0.008027 | 0 | 0.0016189 | 0.13318 | 0.213 | 0 | 0 | 0 | 0 | 0 | 0 | 0 | 0 | 0 | 0 | 0 |  | 0 | 0 | 0 |  | #VALUE! | #VALUE! | #VALUE! | #VALUE! |  |  | #VALUE! | #VALUE! | 0 | 0 | 0.20123 | 0.20123 | #VALUE! | #VALUE! | #VALUE! | #VALUE! | 0 | 0 | 0.20123 | 0.20123 | #VALUE! | #VALUE! | #VALUE! | #VALUE! | 0 | 0 | 0.20123 | 0.20123 | #VALUE! | #VALUE! |  |  |  | #VALUE! | #VALUE! | #VALUE! | #VALUE! | #VALUE! | #VALUE! | #VALUE!
Thursday | 4 | 14 | 16 | 2488 | 0 | 0 | 0 | 0 | 0 | 0 | 0 | 0 | 0 | 0 | 0 | 0 | 0 | 0 | 0 | 0 | 0 | 0 | 0 | 0 | 0 | 0 | 0 | 0.0032064 | 0.001992 | 0 | 0.00095975 | 0.097521 | 0.179 | 0 | 0 | 0 | 0 | 0 | 0 | 0 | 0 | 0 | 0 | 0 |  | 0 | 0 | 0 |  | #VALUE! | #VALUE! | #VALUE! | #VALUE! |  |  | #VALUE! | #VALUE! | 0 | 0 | 0.20123 | 0.20123 | #VALUE! | #VALUE! | #VALUE! | #VALUE! | 0 | 0 | 0.20123 | 0.20123 | #VALUE! | #VALUE! | #VALUE! | #VALUE! | 0 | 0 | 0.20123 | 0.20123 | #VALUE! | #VALUE! |  |  |  | #VALUE! | #VALUE! | #VALUE! | #VALUE! | #VALUE! | #VALUE! | #VALUE!
Thursday | 4 | 14 | 17 | 2489 | 0 | 0 | 0 | 0 | 0 | 0 | 0 | 0 | 0 | 0 | 0 | 0 | 0 | 0 | 0 | 0 | 0 | 0 | 0 | 0 | 0 | 0 | 0 | 0.003608 | 0 | 0 | 0.00094819 | 0.096794 | 0.179 | 0 | 0 | 0 | 0 | 0 | 0 | 0 | 0 | 0 | 0 | 0 |  | 0 | 0 | 0 |  | #VALUE! | #VALUE! | #VALUE! | #VALUE! |  |  | #VALUE! | #VALUE! | 0 | 0 | 0.20123 | 0.20123 | #VALUE! | #VALUE! | #VALUE! | #VALUE! | 0 | 0 | 0.20123 | 0.20123 | #VALUE! | #VALUE! | #VALUE! | #VALUE! | 0 | 0 | 0.20123 | 0.20123 | #VALUE! | #VALUE! |  |  |  | #VALUE! | #VALUE! | #VALUE! | #VALUE! | #VALUE! | #VALUE! | #VALUE!
Thursday | 4 | 14 | 18 | 2490 | 0 | 0 | 0 | 0 | 0 | 0 | 0 | 0 | 0 | 0 | 0 | 0 | 0 | 0 | 0 | 0 | 0 | 0 | 0 | 0 | 0 | 0 | 0 | 0 | 0 | 0 | 0.00028908 | 0.065668 | 0.144 | 0 | 0 | 0 | 0 | 0 | 0 | 0 | 0 | 0 | 0 | 0 |  | 0 | 0 | 0 |  | #VALUE! | #VALUE! | #VALUE! | #VALUE! |  |  | #VALUE! | #VALUE! | 0 | 0 | 0.20123 | 0.20123 | #VALUE! | #VALUE! | #VALUE! | #VALUE! | 0 | 0 | 0.20123 | 0.20123 | #VALUE! | #VALUE! | #VALUE! | #VALUE! | 0 | 0 | 0.20123 | 0.20123 | #VALUE! | #VALUE! |  |  |  | #VALUE! | #VALUE! | #VALUE! | #VALUE! | #VALUE! | #VALUE! | #VALUE!
Thursday | 4 | 14 | 19 | 2491 | 0 | 0 | 0 | 0 | 0 | 0 | 0 | 0 | 0 | 0 | 0 | 0 | 0 | 0 | 0 | 0 | 0 | 0 | 0 | 0 | 0 | 0 | 0 | 0 | 0 | 0 | 0 | 0.023597 | 0.073 | 0 | 0 | 0 | 0 | 0 | 0 | 0 | 0 | 0 | 0 | 0 |  | 0 | 0 | 0 |  | #VALUE! | #VALUE! | #VALUE! | #VALUE! |  |  | #VALUE! | #VALUE! | 0 | 0 | 0.20123 | 0.20123 | #VALUE! | #VALUE! | #VALUE! | #VALUE! | 0 | 0 | 0.20123 | 0.20123 | #VALUE! | #VALUE! | #VALUE! | #VALUE! | 0 | 0 | 0.20123 | 0.20123 | #VALUE! | #VALUE! |  |  |  | #VALUE! | #VALUE! | #VALUE! | #VALUE! | #VALUE! | #VALUE! | #VALUE!
Thursday | 4 | 14 | 20 | 2492 | 0 | 0 | 0 | 0 | 0 | 0 | 0 | 0 | 0 | 0 | 0 | 0 | 0 | 0 | 0 | 0 | 0 | 0 | 0 | 0 | 0 | 0 | 0 | 0 | 0.00145 | 0 | 0 | 0.0082877 | 0.038 | 0 | 0 | 0 | 0 | 0 | 0 | 0 | 0 | 0 | 0 | 0 |  | 0 | 0 | 0 |  | #VALUE! | #VALUE! | #VALUE! | #VALUE! |  |  | #VALUE! | #VALUE! | 0 | 0 | 0.20123 | 0.20123 | #VALUE! | #VALUE! | #VALUE! | #VALUE! | 0 | 0 | 0.20123 | 0.20123 | #VALUE! | #VALUE! | #VALUE! | #VALUE! | 0 | 0 | 0.20123 | 0.20123 | #VALUE! | #VALUE! |  |  |  | #VALUE! | #VALUE! | #VALUE! | #VALUE! | #VALUE! | #VALUE! | #VALUE!
Thursday | 4 | 14 | 21 | 2493 | 0 | 0 | 0 | 0 | 0 | 0 | 0 | 0 | 0 | 0 | 0 | 0 | 0 | 0 | 0 | 0 | 0 | 0 | 0 | 0 | 0 | 0 | 0 | 0 | 0 | 0 | 0 | 0 | 0 | 0 | 0 | 0 | 0 | 0 | 0 | 0 | 0 | 0 | 0 | 0 |  | 0 | 0 | 0 |  | #VALUE! | #VALUE! | #VALUE! | #VALUE! |  |  | #VALUE! | #VALUE! | 0 | 0 | 0.20123 | 0.20123 | #VALUE! | #VALUE! | #VALUE! | #VALUE! | 0 | 0 | 0.20123 | 0.20123 | #VALUE! | #VALUE! | #VALUE! | #VALUE! | 0 | 0 | 0.20123 | 0.20123 | #VALUE! | #VALUE! |  |  |  | #VALUE! | #VALUE! | #VALUE! | #VALUE! | #VALUE! | #VALUE! | #VALUE!
Thursday | 4 | 14 | 22 | 2494 | 0 | 0 | 0 | 0 | 0 | 0 | 0 | 0 | 0 | 0 | 0 | 0 | 0 | 0 | 0 | 0 | 0 | 0 | 0 | 0 | 0 | 0 | 0 | 0 | 0 | 0 | 0 | 0 | 0 | 0 | 0 | 0 | 0 | 0 | 0 | 0 | 0 | 0 | 0 | 0 |  | 0 | 0 | 0 |  | #VALUE! | #VALUE! | #VALUE! | #VALUE! |  |  | #VALUE! | #VALUE! | 0 | 0 | 0.20123 | 0.20123 | #VALUE! | #VALUE! | #VALUE! | #VALUE! | 0 | 0 | 0.20123 | 0.20123 | #VALUE! | #VALUE! | #VALUE! | #VALUE! | 0 | 0 | 0.20123 | 0.20123 | #VALUE! | #VALUE! |  |  |  | #VALUE! | #VALUE! | #VALUE! | #VALUE! | #VALUE! | #VALUE! | #VALUE!
Thursday | 4 | 14 | 23 | 2495 | 0 | 0 | 0 | 0 | 0 | 0 | 0 | 0 | 0 | 0 | 0 | 0 | 0 | 0 | 0 | 0 | 0 | 0 | 0 | 0 | 0 | 0 | 0 | 0 | 0 | 0 | 0 | 0 | 0 | 0 | 0 | 0 | 0 | 0 | 0 | 0 | 0 | 0 | 0 | 0 |  | 0 | 0 | 0 |  | #VALUE! | #VALUE! | #VALUE! | #VALUE! |  |  | #VALUE! | #VALUE! | 0 | 0 | 0.20123 | 0.20123 | #VALUE! | #VALUE! | #VALUE! | #VALUE! | 0 | 0 | 0.20123 | 0.20123 | #VALUE! | #VALUE! | #VALUE! | #VALUE! | 0 | 0 | 0.20123 | 0.20123 | #VALUE! | #VALUE! |  |  |  | #VALUE! | #VALUE! | #VALUE! | #VALUE! | #VALUE! | #VALUE! | #VALUE!
Thursday | 4 | 14 | 24 | 2496 | 0 | 0 | 0 | 0 | 0 | 0 | 0 | 0 | 0 | 0 | 0 | 0 | 0 | 0 | 0 | 0 | 0 | 0 | 0 | 0 | 0 | 0 | 0 | 0 | 0 | 0 | 0 | 0 | 0 | 0 | 0 | 0 | 0 | 0 | 0 | 0 | 0 | 0 | 0 | 0 |  | 0 | 0 | 0 |  | #VALUE! | #VALUE! | #VALUE! | #VALUE! |  |  | #VALUE! | #VALUE! | 0 | 0 | 0.20123 | 0.20123 | #VALUE! | #VALUE! | #VALUE! | #VALUE! | 0 | 0 | 0.20123 | 0.20123 | #VALUE! | #VALUE! | #VALUE! | #VALUE! | 0 | 0 | 0.20123 | 0.20123 | #VALUE! | #VALUE! |  |  |  | #VALUE! | #VALUE! | #VALUE! | #VALUE! | #VALUE! | #VALUE! | #VALUE!
Friday | 4 | 15 | 1 | 2497 | 0 | 0 | 0 | 0 | 0 | 0 | 0 | 0 | 0 | 0 | 0 | 0 | 0 | 0 | 0 | 0 | 0 | 0 | 0 | 0 | 0 | 0 | 0 | 0 | 0 | 0 | 0 | 0 | 0 | 0 | 0 | 0 | 0 | 0 | 0 | 0 | 0 | 0 | 0 | 0 |  | 0 | 0 | 0 |  | #VALUE! | #VALUE! | #VALUE! | #VALUE! |  |  | #VALUE! | #VALUE! | 0 | 0 | 0.20123 | 0.20123 | #VALUE! | #VALUE! | #VALUE! | #VALUE! | 0 | 0 | 0.20123 | 0.20123 | #VALUE! | #VALUE! | #VALUE! | #VALUE! | 0 | 0 | 0.20123 | 0.20123 | #VALUE! | #VALUE! |  |  |  | #VALUE! | #VALUE! | #VALUE! | #VALUE! | #VALUE! | #VALUE! | #VALUE!
Friday | 4 | 15 | 2 | 2498 | 0 | 0 | 0 | 0 | 0 | 0 | 0 | 0 | 0 | 0 | 0 | 0 | 0 | 0 | 0 | 0 | 0 | 0 | 0 | 0 | 0 | 0 | 0 | 0 | 0 | 0 | 0 | 0 | 0 | 0 | 0 | 0 | 0 | 0 | 0 | 0 | 0 | 0 | 0 | 0 |  | 0 | 0 | 0 |  | #VALUE! | #VALUE! | #VALUE! | #VALUE! |  |  | #VALUE! | #VALUE! | 0 | 0 | 0.20123 | 0.20123 | #VALUE! | #VALUE! | #VALUE! | #VALUE! | 0 | 0 | 0.20123 | 0.20123 | #VALUE! | #VALUE! | #VALUE! | #VALUE! | 0 | 0 | 0.20123 | 0.20123 | #VALUE! | #VALUE! |  |  |  | #VALUE! | #VALUE! | #VALUE! | #VALUE! | #VALUE! | #VALUE! | #VALUE!
Friday | 4 | 15 | 3 | 2499 | 0 | 0 | 0 | 0 | 0 | 0 | 0 | 0 | 0 | 0 | 0 | 0 | 0 | 0 | 0 | 0 | 0 | 0 | 0 | 0 | 0 | 0 | 0 | 0 | 0 | 0 | 0 | 0 | 0 | 0 | 0 | 0 | 0 | 0 | 0 | 0 | 0 | 0 | 0 | 0 |  | 0 | 0 | 0 |  | #VALUE! | #VALUE! | #VALUE! | #VALUE! |  |  | #VALUE! | #VALUE! | 0 | 0 | 0.20123 | 0.20123 | #VALUE! | #VALUE! | #VALUE! | #VALUE! | 0 | 0 | 0.20123 | 0.20123 | #VALUE! | #VALUE! | #VALUE! | #VALUE! | 0 | 0 | 0.20123 | 0.20123 | #VALUE! | #VALUE! |  |  |  | #VALUE! | #VALUE! | #VALUE! | #VALUE! | #VALUE! | #VALUE! | #VALUE!
Friday | 4 | 15 | 4 | 2500 | 0 | 0 | 0 | 0 | 0 | 0 | 0 | 0 | 0 | 0 | 0 | 0 | 0 | 0 | 0 | 0 | 0 | 0 | 0 | 0 | 0 | 0 | 0 | 0 | 0 | 0 | 0 | 0 | 0 | 0 | 0 | 0 | 0 | 0 | 0 | 0 | 0 | 0 | 0 | 0 |  | 0 | 0 | 0 |  | #VALUE! | #VALUE! | #VALUE! | #VALUE! |  |  | #VALUE! | #VALUE! | 0 | 0 | 0.20123 | 0.20123 | #VALUE! | #VALUE! | #VALUE! | #VALUE! | 0 | 0 | 0.20123 | 0.20123 | #VALUE! | #VALUE! | #VALUE! | #VALUE! | 0 | 0 | 0.20123 | 0.20123 | #VALUE! | #VALUE! |  |  |  | #VALUE! | #VALUE! | #VALUE! | #VALUE! | #VALUE! | #VALUE! | #VALUE!
Friday | 4 | 15 | 5 | 2501 | 0 | 0 | 0 | 0 | 0 | 0 | 0 | 0 | 0 | 0 | 0 | 0 | 0 | 0 | 0 | 0 | 0 | 0 | 0 | 0 | 0 | 0 | 0 | 0 | 0.0021125 | 0 | 0 | 0 | 0 | 0 | 0 | 0 | 0 | 0 | 0 | 0 | 0 | 0 | 0 | 0 |  | 0 | 0 | 0 |  | #VALUE! | #VALUE! | #VALUE! | #VALUE! |  |  | #VALUE! | #VALUE! | 0 | 0 | 0.20123 | 0.20123 | #VALUE! | #VALUE! | #VALUE! | #VALUE! | 0 | 0 | 0.20123 | 0.20123 | #VALUE! | #VALUE! | #VALUE! | #VALUE! | 0 | 0 | 0.20123 | 0.20123 | #VALUE! | #VALUE! |  |  |  | #VALUE! | #VALUE! | #VALUE! | #VALUE! | #VALUE! | #VALUE! | #VALUE!
Friday | 4 | 15 | 6 | 2502 | 0 | 0 | 0 | 0 | 0 | 0 | 0 | 0 | 0 | 0 | 0 | 0 | 0 | 0 | 0 | 0 | 0 | 0 | 0 | 0 | 0 | 0 | 0 | 0 | 0.0027002 | 0 | 0 | 0 | 0 | 0 | 0 | 0 | 0 | 0 | 0 | 0 | 0 | 0 | 0 | 0 |  | 0 | 0 | 0 |  | #VALUE! | #VALUE! | #VALUE! | #VALUE! |  |  | #VALUE! | #VALUE! | 0 | 0 | 0.20123 | 0.20123 | #VALUE! | #VALUE! | #VALUE! | #VALUE! | 0 | 0 | 0.20123 | 0.20123 | #VALUE! | #VALUE! | #VALUE! | #VALUE! | 0 | 0 | 0.20123 | 0.20123 | #VALUE! | #VALUE! |  |  |  | #VALUE! | #VALUE! | #VALUE! | #VALUE! | #VALUE! | #VALUE! | #VALUE!
Friday | 4 | 15 | 7 | 2503 | 0 | 0 | 0 | 0 | 0 | 0 | 0 | 0 | 0 | 0 | 0 | 0 | 0 | 0 | 0 | 0 | 0 | 0 | 0 | 0 | 0 | 0 | 0 | 0 | 0 | 0 | 0 | 0 | 0 | 0 | 0 | 0 | 0 | 0 | 0 | 0 | 0 | 0 | 0 | 0 |  | 0 | 0 | 0 |  | #VALUE! | #VALUE! | #VALUE! | #VALUE! |  |  | #VALUE! | #VALUE! | 0 | 0 | 0.20123 | 0.20123 | #VALUE! | #VALUE! | #VALUE! | #VALUE! | 0 | 0 | 0.20123 | 0.20123 | #VALUE! | #VALUE! | #VALUE! | #VALUE! | 0 | 0 | 0.20123 | 0.20123 | #VALUE! | #VALUE! |  |  |  | #VALUE! | #VALUE! | #VALUE! | #VALUE! | #VALUE! | #VALUE! | #VALUE!
Friday | 4 | 15 | 8 | 2504 | 0 | 0 | 0 | 0 | 0 | 0 | 0 | 0 | 0 | 0 | 0 | 0 | 0 | 0 | 0 | 0 | 0 | 0 | 0 | 0 | 0 | 0 | 0 | 0 | 0.0047151 | 0 | 0 | 0 | 0 | 0 | 0 | 0 | 0 | 0 | 0 | 0 | 0 | 0 | 0 | 0 |  | 0 | 0 | 0 |  | #VALUE! | #VALUE! | #VALUE! | #VALUE! |  |  | #VALUE! | #VALUE! | 0 | 0 | 0.20123 | 0.20123 | #VALUE! | #VALUE! | #VALUE! | #VALUE! | 0 | 0 | 0.20123 | 0.20123 | #VALUE! | #VALUE! | #VALUE! | #VALUE! | 0 | 0 | 0.20123 | 0.20123 | #VALUE! | #VALUE! |  |  |  | #VALUE! | #VALUE! | #VALUE! | #VALUE! | #VALUE! | #VALUE! | #VALUE!
Friday | 4 | 15 | 9 | 2505 | 0 | 0 | 0 | 0 | 0 | 0 | 0 | 0 | 0 | 0 | 0 | 0 | 0 | 0 | 0 | 0 | 0 | 0 | 0 | 0 | 0 | 0 | 0 | 0 | 0 | 0 | 0 | 0 | 0 | 0 | 0 | 0 | 0 | 0 | 0 | 0 | 0 | 0 | 0 | 0 |  | 0 | 0 | 0 |  | #VALUE! | #VALUE! | #VALUE! | #VALUE! |  |  | #VALUE! | #VALUE! | 0 | 0 | 0.20123 | 0.20123 | #VALUE! | #VALUE! | #VALUE! | #VALUE! | 0 | 0 | 0.20123 | 0.20123 | #VALUE! | #VALUE! | #VALUE! | #VALUE! | 0 | 0 | 0.20123 | 0.20123 | #VALUE! | #VALUE! |  |  |  | #VALUE! | #VALUE! | #VALUE! | #VALUE! | #VALUE! | #VALUE! | #VALUE!
Friday | 4 | 15 | 10 | 2506 | 0 | 0 | 0 | 0 | 0 | 0 | 0 | 0 | 0 | 0 | 0 | 0 | 0 | 0 | 0 | 0 | 0 | 0 | 0 | 0 | 0 | 0 | 0 | 0 | 0.0037712 | 0 | 0 | 0 | 0 | 0 | 0 | 0 | 0 | 0 | 0 | 0 | 0 | 0 | 0 | 0 |  | 0 | 0 | 0 |  | #VALUE! | #VALUE! | #VALUE! | #VALUE! |  |  | #VALUE! | #VALUE! | 0 | 0 | 0.20123 | 0.20123 | #VALUE! | #VALUE! | #VALUE! | #VALUE! | 0 | 0 | 0.20123 | 0.20123 | #VALUE! | #VALUE! | #VALUE! | #VALUE! | 0 | 0 | 0.20123 | 0.20123 | #VALUE! | #VALUE! |  |  |  | #VALUE! | #VALUE! | #VALUE! | #VALUE! | #VALUE! | #VALUE! | #VALUE!
Friday | 4 | 15 | 11 | 2507 | 0 | 0 | 0 | 0 | 0 | 0 | 0 | 0 | 0 | 0 | 0 | 0 | 0 | 0 | 0 | 0 | 0 | 0 | 0 | 0 | 0 | 0 | 0 | 0 | 0 | 0 | 0 | 0 | 0 | 0 | 0 | 0 | 0 | 0 | 0 | 0 | 0 | 0 | 0 | 0 |  | 0 | 0 | 0 |  | #VALUE! | #VALUE! | #VALUE! | #VALUE! |  |  | #VALUE! | #VALUE! | 0 | 0 | 0.20123 | 0.20123 | #VALUE! | #VALUE! | #VALUE! | #VALUE! | 0 | 0 | 0.20123 | 0.20123 | #VALUE! | #VALUE! | #VALUE! | #VALUE! | 0 | 0 | 0.20123 | 0.20123 | #VALUE! | #VALUE! |  |  |  | #VALUE! | #VALUE! | #VALUE! | #VALUE! | #VALUE! | #VALUE! | #VALUE!
Friday | 4 | 15 | 12 | 2508 | 0 | 0 | 0 | 0 | 0 | 0 | 0 | 0 | 0 | 0 | 0 | 0 | 0 | 0 | 0 | 0 | 0 | 0 | 0 | 0 | 0 | 0 | 0 | 0 | 0 | 0 | 0 | 0 | 0 | 0 | 0 | 0 | 0 | 0 | 0 | 0 | 0 | 0 | 0 | 0 |  | 0 | 0 | 0 |  | #VALUE! | #VALUE! | #VALUE! | #VALUE! |  |  | #VALUE! | #VALUE! | 0 | 0 | 0.20123 | 0.20123 | #VALUE! | #VALUE! | #VALUE! | #VALUE! | 0 | 0 | 0.20123 | 0.20123 | #VALUE! | #VALUE! | #VALUE! | #VALUE! | 0 | 0 | 0.20123 | 0.20123 | #VALUE! | #VALUE! |  |  |  | #VALUE! | #VALUE! | #VALUE! | #VALUE! | #VALUE! | #VALUE! | #VALUE!
Friday | 4 | 15 | 13 | 2509 | 0 | 0 | 0 | 0 | 0 | 0 | 0 | 0 | 0 | 0 | 0 | 0 | 0 | 0 | 0 | 0 | 0 | 0 | 0 | 0 | 0 | 0 | 0 | 0 | 0 | 0 | 0 | 0 | 0 | 0 | 0 | 0 | 0 | 0 | 0 | 0 | 0 | 0 | 0 | 0 |  | 0 | 0 | 0 |  | #VALUE! | #VALUE! | #VALUE! | #VALUE! |  |  | #VALUE! | #VALUE! | 0 | 0 | 0.20123 | 0.20123 | #VALUE! | #VALUE! | #VALUE! | #VALUE! | 0 | 0 | 0.20123 | 0.20123 | #VALUE! | #VALUE! | #VALUE! | #VALUE! | 0 | 0 | 0.20123 | 0.20123 | #VALUE! | #VALUE! |  |  |  | #VALUE! | #VALUE! | #VALUE! | #VALUE! | #VALUE! | #VALUE! | #VALUE!
Friday | 4 | 15 | 14 | 2510 | 0 | 0 | 0 | 0 | 0 | 0 | 0 | 0 | 0 | 0 | 0 | 0 | 0 | 0 | 0 | 0 | 0 | 0 | 0 | 0 | 0 | 0 | 0 | 0 | 0 | 0 | 0 | 0 | 0 | 0 | 0 | 0 | 0 | 0 | 0 | 0 | 0 | 0 | 0 | 0 |  | 0 | 0 | 0 |  | #VALUE! | #VALUE! | #VALUE! | #VALUE! |  |  | #VALUE! | #VALUE! | 0 | 0 | 0.20123 | 0.20123 | #VALUE! | #VALUE! | #VALUE! | #VALUE! | 0 | 0 | 0.20123 | 0.20123 | #VALUE! | #VALUE! | #VALUE! | #VALUE! | 0 | 0 | 0.20123 | 0.20123 | #VALUE! | #VALUE! |  |  |  | #VALUE! | #VALUE! | #VALUE! | #VALUE! | #VALUE! | #VALUE! | #VALUE!
Friday | 4 | 15 | 15 | 2511 | 0 | 0 | 0 | 0 | 0 | 0 | 0 | 0 | 0 | 0 | 0 | 0 | 0 | 0 | 0 | 0 | 0 | 0 | 0 | 0 | 0 | 0 | 0 | 0 | 0 | 0 | 0 | 0 | 0 | 0 | 0 | 0 | 0 | 0 | 0 | 0 | 0 | 0 | 0 | 0 |  | 0 | 0 | 0 |  | #VALUE! | #VALUE! | #VALUE! | #VALUE! |  |  | #VALUE! | #VALUE! | 0 | 0 | 0.20123 | 0.20123 | #VALUE! | #VALUE! | #VALUE! | #VALUE! | 0 | 0 | 0.20123 | 0.20123 | #VALUE! | #VALUE! | #VALUE! | #VALUE! | 0 | 0 | 0.20123 | 0.20123 | #VALUE! | #VALUE! |  |  |  | #VALUE! | #VALUE! | #VALUE! | #VALUE! | #VALUE! | #VALUE! | #VALUE!
Friday | 4 | 15 | 16 | 2512 | 0 | 0 | 0 | 0 | 0 | 0 | 0 | 0 | 0 | 0 | 0 | 0 | 0 | 0 | 0 | 0 | 0 | 0 | 0 | 0 | 0 | 0 | 0 | 0 | 0 | 0 | 0 | 0 | 0 | 0 | 0 | 0 | 0 | 0 | 0 | 0 | 0 | 0 | 0 | 0 |  | 0 | 0 | 0 |  | #VALUE! | #VALUE! | #VALUE! | #VALUE! |  |  | #VALUE! | #VALUE! | 0 | 0 | 0.20123 | 0.20123 | #VALUE! | #VALUE! | #VALUE! | #VALUE! | 0 | 0 | 0.20123 | 0.20123 | #VALUE! | #VALUE! | #VALUE! | #VALUE! | 0 | 0 | 0.20123 | 0.20123 | #VALUE! | #VALUE! |  |  |  | #VALUE! | #VALUE! | #VALUE! | #VALUE! | #VALUE! | #VALUE! | #VALUE!
Friday | 4 | 15 | 17 | 2513 | 0 | 0 | 0 | 0 | 0 | 0 | 0 | 0 | 0 | 0 | 0 | 0 | 0 | 0 | 0 | 0 | 0 | 0 | 0 | 0 | 0 | 0 | 0 | 0 | 0 | 0 | 0 | 0 | 0 | 0 | 0 | 0 | 0 | 0 | 0 | 0 | 0 | 0 | 0 | 0 |  | 0 | 0 | 0 |  | #VALUE! | #VALUE! | #VALUE! | #VALUE! |  |  | #VALUE! | #VALUE! | 0 | 0 | 0.20123 | 0.20123 | #VALUE! | #VALUE! | #VALUE! | #VALUE! | 0 | 0 | 0.20123 | 0.20123 | #VALUE! | #VALUE! | #VALUE! | #VALUE! | 0 | 0 | 0.20123 | 0.20123 | #VALUE! | #VALUE! |  |  |  | #VALUE! | #VALUE! | #VALUE! | #VALUE! | #VALUE! | #VALUE! | #VALUE!
Friday | 4 | 15 | 18 | 2514 | 0 | 0 | 0 | 0 | 0 | 0 | 0 | 0 | 0 | 0 | 0 | 0 | 0 | 0 | 0 | 0 | 0 | 0 | 0 | 0 | 0 | 0 | 0 | 0 | 0 | 0 | 0 | 0 | 0 | 0 | 0 | 0 | 0 | 0 | 0 | 0 | 0 | 0 | 0 | 0 |  | 0 | 0 | 0 |  | #VALUE! | #VALUE! | #VALUE! | #VALUE! |  |  | #VALUE! | #VALUE! | 0 | 0 | 0.20123 | 0.20123 | #VALUE! | #VALUE! | #VALUE! | #VALUE! | 0 | 0 | 0.20123 | 0.20123 | #VALUE! | #VALUE! | #VALUE! | #VALUE! | 0 | 0 | 0.20123 | 0.20123 | #VALUE! | #VALUE! |  |  |  | #VALUE! | #VALUE! | #VALUE! | #VALUE! | #VALUE! | #VALUE! | #VALUE!
Friday | 4 | 15 | 19 | 2515 | 0 | 0 | 0 | 0 | 0 | 0 | 0 | 0 | 0 | 0 | 0 | 0 | 0 | 0 | 0 | 0 | 0 | 0 | 0 | 0 | 0 | 0 | 0 | 0 | 0 | 0 | 0 | 0 | 0 | 0 | 0 | 0 | 0 | 0 | 0 | 0 | 0 | 0 | 0 | 0 |  | 0 | 0 | 0 |  | #VALUE! | #VALUE! | #VALUE! | #VALUE! |  |  | #VALUE! | #VALUE! | 0 | 0 | 0.20123 | 0.20123 | #VALUE! | #VALUE! | #VALUE! | #VALUE! | 0 | 0 | 0.20123 | 0.20123 | #VALUE! | #VALUE! | #VALUE! | #VALUE! | 0 | 0 | 0.20123 | 0.20123 | #VALUE! | #VALUE! |  |  |  | #VALUE! | #VALUE! | #VALUE! | #VALUE! | #VALUE! | #VALUE! | #VALUE!
Friday | 4 | 15 | 20 | 2516 | 0 | 0 | 0 | 0 | 0 | 0 | 0 | 0 | 0 | 0 | 0 | 0 | 0 | 0 | 0 | 0 | 0 | 0 | 0 | 0 | 0 | 0 | 0 | 0 | 0 | 0 | 0 | 0 | 0 | 0 | 0 | 0 | 0 | 0 | 0 | 0 | 0 | 0 | 0 | 0 |  | 0 | 0 | 0 |  | #VALUE! | #VALUE! | #VALUE! | #VALUE! |  |  | #VALUE! | #VALUE! | 0 | 0 | 0.20123 | 0.20123 | #VALUE! | #VALUE! | #VALUE! | #VALUE! | 0 | 0 | 0.20123 | 0.20123 | #VALUE! | #VALUE! | #VALUE! | #VALUE! | 0 | 0 | 0.20123 | 0.20123 | #VALUE! | #VALUE! |  |  |  | #VALUE! | #VALUE! | #VALUE! | #VALUE! | #VALUE! | #VALUE! | #VALUE!
Friday | 4 | 15 | 21 | 2517 | 0 | 0 | 0 | 0 | 0 | 0 | 0 | 0 | 0 | 0 | 0 | 0 | 0 | 0 | 0 | 0 | 0 | 0 | 0 | 0 | 0 | 0 | 0 | 0 | 0 | 0 | 0 | 0 | 0 | 0 | 0 | 0 | 0 | 0 | 0 | 0 | 0 | 0 | 0 | 0 |  | 0 | 0 | 0 |  | #VALUE! | #VALUE! | #VALUE! | #VALUE! |  |  | #VALUE! | #VALUE! | 0 | 0 | 0.20123 | 0.20123 | #VALUE! | #VALUE! | #VALUE! | #VALUE! | 0 | 0 | 0.20123 | 0.20123 | #VALUE! | #VALUE! | #VALUE! | #VALUE! | 0 | 0 | 0.20123 | 0.20123 | #VALUE! | #VALUE! |  |  |  | #VALUE! | #VALUE! | #VALUE! | #VALUE! | #VALUE! | #VALUE! | #VALUE!
Friday | 4 | 15 | 22 | 2518 | 0 | 0 | 0 | 0 | 0 | 0 | 0 | 0 | 0 | 0 | 0 | 0 | 0 | 0 | 0 | 0 | 0 | 0 | 0 | 0 | 0 | 0 | 0 | 0 | 0 | 0 | 0 | 0 | 0 | 0 | 0 | 0 | 0 | 0 | 0 | 0 | 0 | 0 | 0 | 0 |  | 0 | 0 | 0 |  | #VALUE! | #VALUE! | #VALUE! | #VALUE! |  |  | #VALUE! | #VALUE! | 0 | 0 | 0.20123 | 0.20123 | #VALUE! | #VALUE! | #VALUE! | #VALUE! | 0 | 0 | 0.20123 | 0.20123 | #VALUE! | #VALUE! | #VALUE! | #VALUE! | 0 | 0 | 0.20123 | 0.20123 | #VALUE! | #VALUE! |  |  |  | #VALUE! | #VALUE! | #VALUE! | #VALUE! | #VALUE! | #VALUE! | #VALUE!
Friday | 4 | 15 | 23 | 2519 | 0 | 0 | 0 | 0 | 0 | 0 | 0 | 0 | 0 | 0 | 0 | 0 | 0 | 0 | 0 | 0 | 0 | 0 | 0 | 0 | 0 | 0 | 0 | 0 | 0 | 0 | 0 | 0 | 0 | 0 | 0 | 0 | 0 | 0 | 0 | 0 | 0 | 0 | 0 | 0 |  | 0 | 0 | 0 |  | #VALUE! | #VALUE! | #VALUE! | #VALUE! |  |  | #VALUE! | #VALUE! | 0 | 0 | 0.20123 | 0.20123 | #VALUE! | #VALUE! | #VALUE! | #VALUE! | 0 | 0 | 0.20123 | 0.20123 | #VALUE! | #VALUE! | #VALUE! | #VALUE! | 0 | 0 | 0.20123 | 0.20123 | #VALUE! | #VALUE! |  |  |  | #VALUE! | #VALUE! | #VALUE! | #VALUE! | #VALUE! | #VALUE! | #VALUE!
Friday | 4 | 15 | 24 | 2520 | 0 | 0 | 0 | 0 | 0 | 0 | 0 | 0 | 0 | 0 | 0 | 0 | 0 | 0 | 0 | 0 | 0 | 0 | 0 | 0 | 0 | 0 | 0 | 0 | 0 | 0 | 0 | 0 | 0 | 0 | 0 | 0 | 0 | 0 | 0 | 0 | 0 | 0 | 0 | 0 |  | 0 | 0 | 0 |  | #VALUE! | #VALUE! | #VALUE! | #VALUE! |  |  | #VALUE! | #VALUE! | 0 | 0 | 0.20123 | 0.20123 | #VALUE! | #VALUE! | #VALUE! | #VALUE! | 0 | 0 | 0.20123 | 0.20123 | #VALUE! | #VALUE! | #VALUE! | #VALUE! | 0 | 0 | 0.20123 | 0.20123 | #VALUE! | #VALUE! |  |  |  | #VALUE! | #VALUE! | #VALUE! | #VALUE! | #VALUE! | #VALUE! | #VALUE!
Saturday | 4 | 16 | 1 | 2521 | 0 | 0 | 0 | 0 | 0 | 0 | 0 | 0 | 0 | 0 | 0 | 0 | 0 | 0 | 0 | 0 | 0 | 0 | 0 | 0 | 0 | 0 | 0 | 0 | 0 | 0 | 0 | 0 | 0 | 0 | 0 | 0 | 0 | 0 | 0 | 0 | 0 | 0 | 0 | 0 |  | 0 | 0 | 0 |  | #VALUE! | #VALUE! | #VALUE! | #VALUE! |  |  | #VALUE! | #VALUE! | 0 | 0 | 0.20123 | 0.20123 | #VALUE! | #VALUE! | #VALUE! | #VALUE! | 0 | 0 | 0.20123 | 0.20123 | #VALUE! | #VALUE! | #VALUE! | #VALUE! | 0 | 0 | 0.20123 | 0.20123 | #VALUE! | #VALUE! |  |  |  | #VALUE! | #VALUE! | #VALUE! | #VALUE! | #VALUE! | #VALUE! | #VALUE!
Saturday | 4 | 16 | 2 | 2522 | 0 | 0 | 0 | 0 | 0 | 0 | 0 | 0 | 0 | 0 | 0 | 0 | 0 | 0 | 0 | 0 | 0 | 0 | 0 | 0 | 0 | 0 | 0 | 0 | 0.010491 | 0 | 0 | 0 | 0 | 0 | 0 | 0 | 0 | 0 | 0 | 0 | 0 | 0 | 0 | 0 |  | 0 | 0 | 0 |  | #VALUE! | #VALUE! | #VALUE! | #VALUE! |  |  | #VALUE! | #VALUE! | 0 | 0 | 0.20123 | 0.20123 | #VALUE! | #VALUE! | #VALUE! | #VALUE! | 0 | 0 | 0.20123 | 0.20123 | #VALUE! | #VALUE! | #VALUE! | #VALUE! | 0 | 0 | 0.20123 | 0.20123 | #VALUE! | #VALUE! |  |  |  | #VALUE! | #VALUE! | #VALUE! | #VALUE! | #VALUE! | #VALUE! | #VALUE!
Saturday | 4 | 16 | 3 | 2523 | 0 | 0 | 0 | 0 | 0 | 0 | 0 | 0 | 0 | 0 | 0 | 0 | 0 | 0 | 0 | 0 | 0 | 0 | 0 | 0 | 0 | 0 | 0 | 0 | 0 | 0 | 0 | 0 | 0 | 0 | 0 | 0 | 0 | 0 | 0 | 0 | 0 | 0 | 0 | 0 |  | 0 | 0 | 0 |  | #VALUE! | #VALUE! | #VALUE! | #VALUE! |  |  | #VALUE! | #VALUE! | 0 | 0 | 0.20123 | 0.20123 | #VALUE! | #VALUE! | #VALUE! | #VALUE! | 0 | 0 | 0.20123 | 0.20123 | #VALUE! | #VALUE! | #VALUE! | #VALUE! | 0 | 0 | 0.20123 | 0.20123 | #VALUE! | #VALUE! |  |  |  | #VALUE! | #VALUE! | #VALUE! | #VALUE! | #VALUE! | #VALUE! | #VALUE!
Saturday | 4 | 16 | 4 | 2524 | 0 | 0 | 0 | 0 | 0 | 0 | 0 | 0 | 0 | 0 | 0 | 0 | 0 | 0 | 0 | 0 | 0 | 0 | 0 | 0 | 0 | 0 | 0 | 0 | 0 | 0 | 0 | 0 | 0 | 0 | 0 | 0 | 0 | 0 | 0 | 0 | 0 | 0 | 0 | 0 |  | 0 | 0 | 0 |  | #VALUE! | #VALUE! | #VALUE! | #VALUE! |  |  | #VALUE! | #VALUE! | 0 | 0 | 0.20123 | 0.20123 | #VALUE! | #VALUE! | #VALUE! | #VALUE! | 0 | 0 | 0.20123 | 0.20123 | #VALUE! | #VALUE! | #VALUE! | #VALUE! | 0 | 0 | 0.20123 | 0.20123 | #VALUE! | #VALUE! |  |  |  | #VALUE! | #VALUE! | #VALUE! | #VALUE! | #VALUE! | #VALUE! | #VALUE!
Saturday | 4 | 16 | 5 | 2525 | 0 | 0 | 0 | 0 | 0 | 0 | 0 | 0 | 0 | 0 | 0 | 0 | 0 | 0 | 0 | 0 | 0 | 0 | 0 | 0 | 0 | 0 | 0 | 0 | 0 | 0 | 0 | 0 | 0 | 0 | 0 | 0 | 0 | 0 | 0 | 0 | 0 | 0 | 0 | 0 |  | 0 | 0 | 0 |  | #VALUE! | #VALUE! | #VALUE! | #VALUE! |  |  | #VALUE! | #VALUE! | 0 | 0 | 0.20123 | 0.20123 | #VALUE! | #VALUE! | #VALUE! | #VALUE! | 0 | 0 | 0.20123 | 0.20123 | #VALUE! | #VALUE! | #VALUE! | #VALUE! | 0 | 0 | 0.20123 | 0.20123 | #VALUE! | #VALUE! |  |  |  | #VALUE! | #VALUE! | #VALUE! | #VALUE! | #VALUE! | #VALUE! | #VALUE!
Saturday | 4 | 16 | 6 | 2526 | 0 | 0 | 0 | 0 | 0 | 0 | 0 | 0 | 0 | 0 | 0 | 0 | 0 | 0 | 0 | 0 | 0 | 0 | 0 | 0 | 0 | 0 | 0 | 0 | 0 | 0 | 0 | 0 | 0 | 0 | 0 | 0 | 0 | 0 | 0 | 0 | 0 | 0 | 0 | 0 |  | 0 | 0 | 0 |  | #VALUE! | #VALUE! | #VALUE! | #VALUE! |  |  | #VALUE! | #VALUE! | 0 | 0 | 0.20123 | 0.20123 | #VALUE! | #VALUE! | #VALUE! | #VALUE! | 0 | 0 | 0.20123 | 0.20123 | #VALUE! | #VALUE! | #VALUE! | #VALUE! | 0 | 0 | 0.20123 | 0.20123 | #VALUE! | #VALUE! |  |  |  | #VALUE! | #VALUE! | #VALUE! | #VALUE! | #VALUE! | #VALUE! | #VALUE!
Saturday | 4 | 16 | 7 | 2527 | 0 | 0 | 0 | 0 | 0 | 0 | 0 | 0 | 0 | 0 | 0 | 0 | 0 | 0 | 0 | 0 | 0 | 0 | 0 | 0 | 0 | 0 | 0 | 0 | 0 | 0 | 0 | 0 | 0 | 0 | 0 | 0 | 0 | 0 | 0 | 0 | 0 | 0 | 0 | 0 |  | 0 | 0 | 0 |  | #VALUE! | #VALUE! | #VALUE! | #VALUE! |  |  | #VALUE! | #VALUE! | 0 | 0 | 0.20123 | 0.20123 | #VALUE! | #VALUE! | #VALUE! | #VALUE! | 0 | 0 | 0.20123 | 0.20123 | #VALUE! | #VALUE! | #VALUE! | #VALUE! | 0 | 0 | 0.20123 | 0.20123 | #VALUE! | #VALUE! |  |  |  | #VALUE! | #VALUE! | #VALUE! | #VALUE! | #VALUE! | #VALUE! | #VALUE!
Saturday | 4 | 16 | 8 | 2528 | 0 | 0 | 0 | 0 | 0 | 0 | 0 | 0 | 0 | 0 | 0 | 0 | 0 | 0 | 0 | 0 | 0 | 0 | 0 | 0 | 0 | 0 | 0 | 0 | 0 | 0 | 0 | 0 | 0 | 0 | 0 | 0 | 0 | 0 | 0 | 0 | 0 | 0 | 0 | 0 |  | 0 | 0 | 0 |  | #VALUE! | #VALUE! | #VALUE! | #VALUE! |  |  | #VALUE! | #VALUE! | 0 | 0 | 0.20123 | 0.20123 | #VALUE! | #VALUE! | #VALUE! | #VALUE! | 0 | 0 | 0.20123 | 0.20123 | #VALUE! | #VALUE! | #VALUE! | #VALUE! | 0 | 0 | 0.20123 | 0.20123 | #VALUE! | #VALUE! |  |  |  | #VALUE! | #VALUE! | #VALUE! | #VALUE! | #VALUE! | #VALUE! | #VALUE!
Saturday | 4 | 16 | 9 | 2529 | 0 | 0 | 0 | 0 | 0 | 0 | 0 | 0 | 0 | 0 | 0 | 0 | 0 | 0 | 0 | 0 | 0 | 0 | 0 | 0 | 0 | 0 | 0 | 0 | 0 | 0 | 0 | 0 | 0 | 0 | 0 | 0 | 0 | 0 | 0 | 0 | 0 | 0 | 0 | 0 |  | 0 | 0 | 0 |  | #VALUE! | #VALUE! | #VALUE! | #VALUE! |  |  | #VALUE! | #VALUE! | 0 | 0 | 0.20123 | 0.20123 | #VALUE! | #VALUE! | #VALUE! | #VALUE! | 0 | 0 | 0.20123 | 0.20123 | #VALUE! | #VALUE! | #VALUE! | #VALUE! | 0 | 0 | 0.20123 | 0.20123 | #VALUE! | #VALUE! |  |  |  | #VALUE! | #VALUE! | #VALUE! | #VALUE! | #VALUE! | #VALUE! | #VALUE!
Saturday | 4 | 16 | 10 | 2530 | 0 | 0 | 0 | 0 | 0 | 0 | 0 | 0 | 0 | 0 | 0 | 0 | 0 | 0 | 0 | 0 | 0 | 0 | 0 | 0 | 0 | 0 | 0 | 0 | 0.0023577 | 0 | 0 | 0 | 0 | 0 | 0 | 0 | 0 | 0 | 0 | 0 | 0 | 0 | 0 | 0 |  | 0 | 0 | 0 |  | #VALUE! | #VALUE! | #VALUE! | #VALUE! |  |  | #VALUE! | #VALUE! | 0 | 0 | 0.20123 | 0.20123 | #VALUE! | #VALUE! | #VALUE! | #VALUE! | 0 | 0 | 0.20123 | 0.20123 | #VALUE! | #VALUE! | #VALUE! | #VALUE! | 0 | 0 | 0.20123 | 0.20123 | #VALUE! | #VALUE! |  |  |  | #VALUE! | #VALUE! | #VALUE! | #VALUE! | #VALUE! | #VALUE! | #VALUE!
Saturday | 4 | 16 | 11 | 2531 | 0 | 0 | 0 | 0 | 0 | 0 | 0 | 0 | 0 | 0 | 0 | 0 | 0 | 0 | 0 | 0 | 0 | 0 | 0 | 0 | 0 | 0 | 0 | 0 | 0 | 0 | 0 | 0 | 0 | 0 | 0 | 0 | 0 | 0 | 0 | 0 | 0 | 0 | 0 | 0 |  | 0 | 0 | 0 |  | #VALUE! | #VALUE! | #VALUE! | #VALUE! |  |  | #VALUE! | #VALUE! | 0 | 0 | 0.20123 | 0.20123 | #VALUE! | #VALUE! | #VALUE! | #VALUE! | 0 | 0 | 0.20123 | 0.20123 | #VALUE! | #VALUE! | #VALUE! | #VALUE! | 0 | 0 | 0.20123 | 0.20123 | #VALUE! | #VALUE! |  |  |  | #VALUE! | #VALUE! | #VALUE! | #VALUE! | #VALUE! | #VALUE! | #VALUE!
Saturday | 4 | 16 | 12 | 2532 | 0 | 0 | 0 | 0 | 0 | 0 | 0 | 0 | 0 | 0 | 0 | 0 | 0 | 0 | 0 | 0 | 0 | 0 | 0 | 0 | 0 | 0 | 0 | 0 | 0 | 0 | 0 | 0 | 0 | 0 | 0 | 0 | 0 | 0 | 0 | 0 | 0 | 0 | 0 | 0 |  | 0 | 0 | 0 |  | #VALUE! | #VALUE! | #VALUE! | #VALUE! |  |  | #VALUE! | #VALUE! | 0 | 0 | 0.20123 | 0.20123 | #VALUE! | #VALUE! | #VALUE! | #VALUE! | 0 | 0 | 0.20123 | 0.20123 | #VALUE! | #VALUE! | #VALUE! | #VALUE! | 0 | 0 | 0.20123 | 0.20123 | #VALUE! | #VALUE! |  |  |  | #VALUE! | #VALUE! | #VALUE! | #VALUE! | #VALUE! | #VALUE! | #VALUE!
Saturday | 4 | 16 | 13 | 2533 | 0 | 0 | 0 | 0 | 0 | 0 | 0 | 0 | 0 | 0 | 0 | 0 | 0 | 0 | 0 | 0 | 0 | 0 | 0 | 0 | 0 | 0 | 0 | 0 | 0 | 0 | 0 | 0 | 0 | 0 | 0 | 0 | 0 | 0 | 0 | 0 | 0 | 0 | 0 | 0 |  | 0 | 0 | 0 |  | #VALUE! | #VALUE! | #VALUE! | #VALUE! |  |  | #VALUE! | #VALUE! | 0 | 0 | 0.20123 | 0.20123 | #VALUE! | #VALUE! | #VALUE! | #VALUE! | 0 | 0 | 0.20123 | 0.20123 | #VALUE! | #VALUE! | #VALUE! | #VALUE! | 0 | 0 | 0.20123 | 0.20123 | #VALUE! | #VALUE! |  |  |  | #VALUE! | #VALUE! | #VALUE! | #VALUE! | #VALUE! | #VALUE! | #VALUE!
Saturday | 4 | 16 | 14 | 2534 | 0 | 0 | 0 | 0 | 0 | 0 | 0 | 0 | 0 | 0 | 0 | 0 | 0 | 0 | 0 | 0 | 0 | 0 | 0 | 0 | 0 | 0 | 0 | 0 | 0 | 0 | 0 | 0 | 0 | 0 | 0 | 0 | 0 | 0 | 0 | 0 | 0 | 0 | 0 | 0 |  | 0 | 0 | 0 |  | #VALUE! | #VALUE! | #VALUE! | #VALUE! |  |  | #VALUE! | #VALUE! | 0 | 0 | 0.20123 | 0.20123 | #VALUE! | #VALUE! | #VALUE! | #VALUE! | 0 | 0 | 0.20123 | 0.20123 | #VALUE! | #VALUE! | #VALUE! | #VALUE! | 0 | 0 | 0.20123 | 0.20123 | #VALUE! | #VALUE! |  |  |  | #VALUE! | #VALUE! | #VALUE! | #VALUE! | #VALUE! | #VALUE! | #VALUE!
Saturday | 4 | 16 | 15 | 2535 | 0 | 0 | 0 | 0 | 0 | 0 | 0 | 0 | 0 | 0 | 0 | 0 | 0 | 0 | 0 | 0 | 0 | 0 | 0 | 0 | 0 | 0 | 0 | 0 | 0 | 0 | 0 | 0 | 0 | 0 | 0 | 0 | 0 | 0 | 0 | 0 | 0 | 0 | 0 | 0 |  | 0 | 0 | 0 |  | #VALUE! | #VALUE! | #VALUE! | #VALUE! |  |  | #VALUE! | #VALUE! | 0 | 0 | 0.20123 | 0.20123 | #VALUE! | #VALUE! | #VALUE! | #VALUE! | 0 | 0 | 0.20123 | 0.20123 | #VALUE! | #VALUE! | #VALUE! | #VALUE! | 0 | 0 | 0.20123 | 0.20123 | #VALUE! | #VALUE! |  |  |  | #VALUE! | #VALUE! | #VALUE! | #VALUE! | #VALUE! | #VALUE! | #VALUE!
Saturday | 4 | 16 | 16 | 2536 | 0 | 0 | 0 | 0 | 0 | 0 | 0 | 0 | 0 | 0 | 0 | 0 | 0 | 0 | 0 | 0 | 0 | 0 | 0 | 0 | 0 | 0 | 0 | 0 | 0 | 0 | 0 | 0 | 0 | 0 | 0 | 0 | 0 | 0 | 0 | 0 | 0 | 0 | 0 | 0 |  | 0 | 0 | 0 |  | #VALUE! | #VALUE! | #VALUE! | #VALUE! |  |  | #VALUE! | #VALUE! | 0 | 0 | 0.20123 | 0.20123 | #VALUE! | #VALUE! | #VALUE! | #VALUE! | 0 | 0 | 0.20123 | 0.20123 | #VALUE! | #VALUE! | #VALUE! | #VALUE! | 0 | 0 | 0.20123 | 0.20123 | #VALUE! | #VALUE! |  |  |  | #VALUE! | #VALUE! | #VALUE! | #VALUE! | #VALUE! | #VALUE! | #VALUE!
Saturday | 4 | 16 | 17 | 2537 | 0 | 0 | 0 | 0 | 0 | 0 | 0 | 0 | 0 | 0 | 0 | 0 | 0 | 0 | 0 | 0 | 0 | 0 | 0 | 0 | 0 | 0 | 0 | 0 | 0 | 0 | 0 | 0 | 0 | 0 | 0 | 0 | 0 | 0 | 0 | 0 | 0 | 0 | 0 | 0 |  | 0 | 0 | 0 |  | #VALUE! | #VALUE! | #VALUE! | #VALUE! |  |  | #VALUE! | #VALUE! | 0 | 0 | 0.20123 | 0.20123 | #VALUE! | #VALUE! | #VALUE! | #VALUE! | 0 | 0 | 0.20123 | 0.20123 | #VALUE! | #VALUE! | #VALUE! | #VALUE! | 0 | 0 | 0.20123 | 0.20123 | #VALUE! | #VALUE! |  |  |  | #VALUE! | #VALUE! | #VALUE! | #VALUE! | #VALUE! | #VALUE! | #VALUE!
Saturday | 4 | 16 | 18 | 2538 | 0 | 0 | 0 | 0 | 0 | 0 | 0 | 0 | 0 | 0 | 0 | 0 | 0 | 0 | 0 | 0 | 0 | 0 | 0 | 0 | 0 | 0 | 0 | 0 | 0 | 0 | 0 | 0 | 0 | 0 | 0 | 0 | 0 | 0 | 0 | 0 | 0 | 0 | 0 | 0 |  | 0 | 0 | 0 |  | #VALUE! | #VALUE! | #VALUE! | #VALUE! |  |  | #VALUE! | #VALUE! | 0 | 0 | 0.20123 | 0.20123 | #VALUE! | #VALUE! | #VALUE! | #VALUE! | 0 | 0 | 0.20123 | 0.20123 | #VALUE! | #VALUE! | #VALUE! | #VALUE! | 0 | 0 | 0.20123 | 0.20123 | #VALUE! | #VALUE! |  |  |  | #VALUE! | #VALUE! | #VALUE! | #VALUE! | #VALUE! | #VALUE! | #VALUE!
Saturday | 4 | 16 | 19 | 2539 | 0 | 0 | 0 | 0 | 0 | 0 | 0 | 0 | 0 | 0 | 0 | 0 | 0 | 0 | 0 | 0 | 0 | 0 | 0 | 0 | 0 | 0 | 0 | 0 | 0 | 0 | 0 | 0 | 0 | 0 | 0 | 0 | 0 | 0 | 0 | 0 | 0 | 0 | 0 | 0 |  | 0 | 0 | 0 |  | #VALUE! | #VALUE! | #VALUE! | #VALUE! |  |  | #VALUE! | #VALUE! | 0 | 0 | 0.20123 | 0.20123 | #VALUE! | #VALUE! | #VALUE! | #VALUE! | 0 | 0 | 0.20123 | 0.20123 | #VALUE! | #VALUE! | #VALUE! | #VALUE! | 0 | 0 | 0.20123 | 0.20123 | #VALUE! | #VALUE! |  |  |  | #VALUE! | #VALUE! | #VALUE! | #VALUE! | #VALUE! | #VALUE! | #VALUE!
Saturday | 4 | 16 | 20 | 2540 | 0 | 0 | 0 | 0 | 0 | 0 | 0 | 0 | 0 | 0 | 0 | 0 | 0 | 0 | 0 | 0 | 0 | 0 | 0 | 0 | 0 | 0 | 0 | 0 | 0 | 0 | 0 | 0 | 0 | 0 | 0 | 0 | 0 | 0 | 0 | 0 | 0 | 0 | 0 | 0 |  | 0 | 0 | 0 |  | #VALUE! | #VALUE! | #VALUE! | #VALUE! |  |  | #VALUE! | #VALUE! | 0 | 0 | 0.20123 | 0.20123 | #VALUE! | #VALUE! | #VALUE! | #VALUE! | 0 | 0 | 0.20123 | 0.20123 | #VALUE! | #VALUE! | #VALUE! | #VALUE! | 0 | 0 | 0.20123 | 0.20123 | #VALUE! | #VALUE! |  |  |  | #VALUE! | #VALUE! | #VALUE! | #VALUE! | #VALUE! | #VALUE! | #VALUE!
Saturday | 4 | 16 | 21 | 2541 | 0 | 0 | 0 | 0 | 0 | 0 | 0 | 0 | 0 | 0 | 0 | 0 | 0 | 0 | 0 | 0 | 0 | 0 | 0 | 0 | 0 | 0 | 0 | 0 | 0 | 0 | 0 | 0 | 0 | 0 | 0 | 0 | 0 | 0 | 0 | 0 | 0 | 0 | 0 | 0 |  | 0 | 0 | 0 |  | #VALUE! | #VALUE! | #VALUE! | #VALUE! |  |  | #VALUE! | #VALUE! | 0 | 0 | 0.20123 | 0.20123 | #VALUE! | #VALUE! | #VALUE! | #VALUE! | 0 | 0 | 0.20123 | 0.20123 | #VALUE! | #VALUE! | #VALUE! | #VALUE! | 0 | 0 | 0.20123 | 0.20123 | #VALUE! | #VALUE! |  |  |  | #VALUE! | #VALUE! | #VALUE! | #VALUE! | #VALUE! | #VALUE! | #VALUE!
Saturday | 4 | 16 | 22 | 2542 | 0 | 0 | 0 | 0 | 0 | 0 | 0 | 0 | 0 | 0 | 0 | 0 | 0 | 0 | 0 | 0 | 0 | 0 | 0 | 0 | 0 | 0 | 0 | 0 | 0 | 0 | 0 | 0 | 0 | 0 | 0 | 0 | 0 | 0 | 0 | 0 | 0 | 0 | 0 | 0 |  | 0 | 0 | 0 |  | #VALUE! | #VALUE! | #VALUE! | #VALUE! |  |  | #VALUE! | #VALUE! | 0 | 0 | 0.20123 | 0.20123 | #VALUE! | #VALUE! | #VALUE! | #VALUE! | 0 | 0 | 0.20123 | 0.20123 | #VALUE! | #VALUE! | #VALUE! | #VALUE! | 0 | 0 | 0.20123 | 0.20123 | #VALUE! | #VALUE! |  |  |  | #VALUE! | #VALUE! | #VALUE! | #VALUE! | #VALUE! | #VALUE! | #VALUE!
Saturday | 4 | 16 | 23 | 2543 | 0 | 0 | 0 | 0 | 0 | 0 | 0 | 0 | 0 | 0 | 0 | 0 | 0 | 0 | 0 | 0 | 0 | 0 | 0 | 0 | 0 | 0 | 0 | 0 | 0 | 0 | 0 | 0 | 0 | 0 | 0 | 0 | 0 | 0 | 0 | 0 | 0 | 0 | 0 | 0 |  | 0 | 0 | 0 |  | #VALUE! | #VALUE! | #VALUE! | #VALUE! |  |  | #VALUE! | #VALUE! | 0 | 0 | 0.20123 | 0.20123 | #VALUE! | #VALUE! | #VALUE! | #VALUE! | 0 | 0 | 0.20123 | 0.20123 | #VALUE! | #VALUE! | #VALUE! | #VALUE! | 0 | 0 | 0.20123 | 0.20123 | #VALUE! | #VALUE! |  |  |  | #VALUE! | #VALUE! | #VALUE! | #VALUE! | #VALUE! | #VALUE! | #VALUE!
Saturday | 4 | 16 | 24 | 2544 | 0 | 0 | 0 | 0 | 0 | 0 | 0 | 0 | 0 | 0 | 0 | 0 | 0 | 0 | 0 | 0 | 0 | 0 | 0 | 0 | 0 | 0 | 0 | 0 | 0 | 0 | 0 | 0 | 0 | 0 | 0 | 0 | 0 | 0 | 0 | 0 | 0 | 0 | 0 | 0 |  | 0 | 0 | 0 |  | #VALUE! | #VALUE! | #VALUE! | #VALUE! |  |  | #VALUE! | #VALUE! | 0 | 0 | 0.20123 | 0.20123 | #VALUE! | #VALUE! | #VALUE! | #VALUE! | 0 | 0 | 0.20123 | 0.20123 | #VALUE! | #VALUE! | #VALUE! | #VALUE! | 0 | 0 | 0.20123 | 0.20123 | #VALUE! | #VALUE! |  |  |  | #VALUE! | #VALUE! | #VALUE! | #VALUE! | #VALUE! | #VALUE! | #VALUE!
Sunday | 4 | 17 | 1 | 2545 | 0 | 0 | 0 | 0 | 0 | 0 | 0 | 0 | 0 | 0 | 0 | 0 | 0 | 0 | 0 | 0 | 0 | 0 | 0 | 0 | 0 | 0 | 0 | 0 | 0 | 0 | 0 | 0 | 0 | 0 | 0 | 0 | 0 | 0 | 0 | 0 | 0 | 0 | 0 | 0 |  | 0 | 0 | 0 |  | #VALUE! | #VALUE! | #VALUE! | #VALUE! |  |  | #VALUE! | #VALUE! | 0 | 0 | 0.20123 | 0.20123 | #VALUE! | #VALUE! | #VALUE! | #VALUE! | 0 | 0 | 0.20123 | 0.20123 | #VALUE! | #VALUE! | #VALUE! | #VALUE! | 0 | 0 | 0.20123 | 0.20123 | #VALUE! | #VALUE! |  |  |  | #VALUE! | #VALUE! | #VALUE! | #VALUE! | #VALUE! | #VALUE! | #VALUE!
Sunday | 4 | 17 | 2 | 2546 | 0 | 0 | 0 | 0 | 0 | 0 | 0 | 0 | 0 | 0 | 0 | 0 | 0 | 0 | 0 | 0 | 0 | 0 | 0 | 0 | 0 | 0 | 0 | 0 | 0 | 0 | 0 | 0 | 0 | 0 | 0 | 0 | 0 | 0 | 0 | 0 | 0 | 0 | 0 | 0 |  | 0 | 0 | 0 |  | #VALUE! | #VALUE! | #VALUE! | #VALUE! |  |  | #VALUE! | #VALUE! | 0 | 0 | 0.20123 | 0.20123 | #VALUE! | #VALUE! | #VALUE! | #VALUE! | 0 | 0 | 0.20123 | 0.20123 | #VALUE! | #VALUE! | #VALUE! | #VALUE! | 0 | 0 | 0.20123 | 0.20123 | #VALUE! | #VALUE! |  |  |  | #VALUE! | #VALUE! | #VALUE! | #VALUE! | #VALUE! | #VALUE! | #VALUE!
Sunday | 4 | 17 | 3 | 2547 | 0 | 0 | 0 | 0 | 0 | 0 | 0 | 0 | 0 | 0 | 0 | 0 | 0 | 0 | 0 | 0 | 0 | 0 | 0 | 0 | 0 | 0 | 0 | 0 | 0 | 0 | 0 | 0 | 0 | 0 | 0 | 0 | 0 | 0 | 0 | 0 | 0 | 0 | 0 | 0 |  | 0 | 0 | 0 |  | #VALUE! | #VALUE! | #VALUE! | #VALUE! |  |  | #VALUE! | #VALUE! | 0 | 0 | 0.20123 | 0.20123 | #VALUE! | #VALUE! | #VALUE! | #VALUE! | 0 | 0 | 0.20123 | 0.20123 | #VALUE! | #VALUE! | #VALUE! | #VALUE! | 0 | 0 | 0.20123 | 0.20123 | #VALUE! | #VALUE! |  |  |  | #VALUE! | #VALUE! | #VALUE! | #VALUE! | #VALUE! | #VALUE! | #VALUE!
Sunday | 4 | 17 | 4 | 2548 | 0 | 0 | 0 | 0 | 0 | 0 | 0 | 0 | 0 | 0 | 0 | 0 | 0 | 0 | 0 | 0 | 0 | 0 | 0 | 0 | 0 | 0 | 0 | 0 | 0 | 0 | 0 | 0 | 0 | 0 | 0 | 0 | 0 | 0 | 0 | 0 | 0 | 0 | 0 | 0 |  | 0 | 0 | 0 |  | #VALUE! | #VALUE! | #VALUE! | #VALUE! |  |  | #VALUE! | #VALUE! | 0 | 0 | 0.20123 | 0.20123 | #VALUE! | #VALUE! | #VALUE! | #VALUE! | 0 | 0 | 0.20123 | 0.20123 | #VALUE! | #VALUE! | #VALUE! | #VALUE! | 0 | 0 | 0.20123 | 0.20123 | #VALUE! | #VALUE! |  |  |  | #VALUE! | #VALUE! | #VALUE! | #VALUE! | #VALUE! | #VALUE! | #VALUE!
Sunday | 4 | 17 | 5 | 2549 | 0 | 0 | 0 | 0 | 0 | 0 | 0 | 0 | 0 | 0 | 0 | 0 | 0 | 0 | 0 | 0 | 0 | 0 | 0 | 0 | 0 | 0 | 0 | 0 | 0 | 0 | 0 | 0 | 0 | 0 | 0 | 0 | 0 | 0 | 0 | 0 | 0 | 0 | 0 | 0 |  | 0 | 0 | 0 |  | #VALUE! | #VALUE! | #VALUE! | #VALUE! |  |  | #VALUE! | #VALUE! | 0 | 0 | 0.20123 | 0.20123 | #VALUE! | #VALUE! | #VALUE! | #VALUE! | 0 | 0 | 0.20123 | 0.20123 | #VALUE! | #VALUE! | #VALUE! | #VALUE! | 0 | 0 | 0.20123 | 0.20123 | #VALUE! | #VALUE! |  |  |  | #VALUE! | #VALUE! | #VALUE! | #VALUE! | #VALUE! | #VALUE! | #VALUE!
Sunday | 4 | 17 | 6 | 2550 | 0 | 0 | 0 | 0 | 0 | 0 | 0 | 0 | 0 | 0 | 0 | 0 | 0 | 0 | 0 | 0 | 0 | 0 | 0 | 0 | 0 | 0 | 0 | 0 | 0 | 0 | 0 | 0 | 0 | 0 | 0 | 0 | 0 | 0 | 0 | 0 | 0 | 0 | 0 | 0 |  | 0 | 0 | 0 |  | #VALUE! | #VALUE! | #VALUE! | #VALUE! |  |  | #VALUE! | #VALUE! | 0 | 0 | 0.20123 | 0.20123 | #VALUE! | #VALUE! | #VALUE! | #VALUE! | 0 | 0 | 0.20123 | 0.20123 | #VALUE! | #VALUE! | #VALUE! | #VALUE! | 0 | 0 | 0.20123 | 0.20123 | #VALUE! | #VALUE! |  |  |  | #VALUE! | #VALUE! | #VALUE! | #VALUE! | #VALUE! | #VALUE! | #VALUE!
Sunday | 4 | 17 | 7 | 2551 | 0 | 0 | 0 | 0 | 0 | 0 | 0 | 0 | 0 | 0 | 0 | 0 | 0 | 0 | 0 | 0 | 0 | 0 | 0 | 0 | 0 | 0 | 0 | 0 | 0 | 0 | 0 | 0 | 0 | 0 | 0 | 0 | 0 | 0 | 0 | 0 | 0 | 0 | 0 | 0 |  | 0 | 0 | 0 |  | #VALUE! | #VALUE! | #VALUE! | #VALUE! |  |  | #VALUE! | #VALUE! | 0 | 0 | 0.20123 | 0.20123 | #VALUE! | #VALUE! | #VALUE! | #VALUE! | 0 | 0 | 0.20123 | 0.20123 | #VALUE! | #VALUE! | #VALUE! | #VALUE! | 0 | 0 | 0.20123 | 0.20123 | #VALUE! | #VALUE! |  |  |  | #VALUE! | #VALUE! | #VALUE! | #VALUE! | #VALUE! | #VALUE! | #VALUE!
Sunday | 4 | 17 | 8 | 2552 | 0 | 0 | 0 | 0 | 0 | 0 | 0 | 0 | 0 | 0 | 0 | 0 | 0 | 0 | 0 | 0 | 0 | 0 | 0 | 0 | 0 | 0 | 0 | 0 | 0 | 0 | 0 | 0 | 0 | 0 | 0 | 0 | 0 | 0 | 0 | 0 | 0 | 0 | 0 | 0 |  | 0 | 0 | 0 |  | #VALUE! | #VALUE! | #VALUE! | #VALUE! |  |  | #VALUE! | #VALUE! | 0 | 0 | 0.20123 | 0.20123 | #VALUE! | #VALUE! | #VALUE! | #VALUE! | 0 | 0 | 0.20123 | 0.20123 | #VALUE! | #VALUE! | #VALUE! | #VALUE! | 0 | 0 | 0.20123 | 0.20123 | #VALUE! | #VALUE! |  |  |  | #VALUE! | #VALUE! | #VALUE! | #VALUE! | #VALUE! | #VALUE! | #VALUE!
Sunday | 4 | 17 | 9 | 2553 | 0 | 0 | 0 | 0 | 0 | 0 | 0 | 0 | 0 | 0 | 0 | 0 | 0 | 0 | 0 | 0 | 0 | 0 | 0 | 0 | 0 | 0 | 0 | 0 | 0.0034276 | 0 | 0 | 0.00031724 | 0 | 0 | 0 | 0 | 0 | 0 | 0 | 0 | 0 | 0 | 0 | 0 |  | 0 | 0 | 0 |  | #VALUE! | #VALUE! | #VALUE! | #VALUE! |  |  | #VALUE! | #VALUE! | 0 | 0 | 0.20123 | 0.20123 | #VALUE! | #VALUE! | #VALUE! | #VALUE! | 0 | 0 | 0.20123 | 0.20123 | #VALUE! | #VALUE! | #VALUE! | #VALUE! | 0 | 0 | 0.20123 | 0.20123 | #VALUE! | #VALUE! |  |  |  | #VALUE! | #VALUE! | #VALUE! | #VALUE! | #VALUE! | #VALUE! | #VALUE!
Sunday | 4 | 17 | 10 | 2554 | 0 | 0 | 0 | 0 | 0 | 0 | 0 | 0 | 0 | 0 | 0 | 0 | 0 | 0 | 0 | 0 | 0 | 0 | 0 | 0 | 0 | 0 | 0 | 0 | 0.0034264 | 0 | 0 | 0.019657 | 0.034 | 0 | 0 | 0 | 0 | 0 | 0 | 0 | 0 | 0 | 0 | 0 |  | 0 | 0 | 0 |  | #VALUE! | #VALUE! | #VALUE! | #VALUE! |  |  | #VALUE! | #VALUE! | 0 | 0 | 0.20123 | 0.20123 | #VALUE! | #VALUE! | #VALUE! | #VALUE! | 0 | 0 | 0.20123 | 0.20123 | #VALUE! | #VALUE! | #VALUE! | #VALUE! | 0 | 0 | 0.20123 | 0.20123 | #VALUE! | #VALUE! |  |  |  | #VALUE! | #VALUE! | #VALUE! | #VALUE! | #VALUE! | #VALUE! | #VALUE!
Sunday | 4 | 17 | 11 | 2555 | 0 | 0 | 0 | 0 | 0 | 0 | 0 | 0 | 0 | 0 | 0 | 0 | 0 | 0 | 0 | 0 | 0 | 0 | 0 | 0 | 0 | 0 | 0 | 0 | 0 | 0 | 0 | 0.027136 | 0.069 | 0 | 0 | 0 | 0 | 0 | 0 | 0 | 0 | 0 | 0 | 0 |  | 0 | 0 | 0 |  | #VALUE! | #VALUE! | #VALUE! | #VALUE! |  |  | #VALUE! | #VALUE! | 0 | 0 | 0.20123 | 0.20123 | #VALUE! | #VALUE! | #VALUE! | #VALUE! | 0 | 0 | 0.20123 | 0.20123 | #VALUE! | #VALUE! | #VALUE! | #VALUE! | 0 | 0 | 0.20123 | 0.20123 | #VALUE! | #VALUE! |  |  |  | #VALUE! | #VALUE! | #VALUE! | #VALUE! | #VALUE! | #VALUE! | #VALUE!
Sunday | 4 | 17 | 12 | 2556 | 0 | 0 | 0 | 0 | 0 | 0 | 0 | 0 | 0 | 0 | 0 | 0 | 0 | 0 | 0 | 0 | 0 | 0 | 0 | 0 | 0 | 0 | 0 | 0.0015739 | 0.0044934 | 0 | 0.0014801 | 0.076538 | 0.182 | 0 | 0 | 0 | 0 | 0 | 0 | 0 | 0 | 0 | 0 | 0 |  | 0 | 0 | 0 |  | #VALUE! | #VALUE! | #VALUE! | #VALUE! |  |  | #VALUE! | #VALUE! | 0 | 0 | 0.20123 | 0.20123 | #VALUE! | #VALUE! | #VALUE! | #VALUE! | 0 | 0 | 0.20123 | 0.20123 | #VALUE! | #VALUE! | #VALUE! | #VALUE! | 0 | 0 | 0.20123 | 0.20123 | #VALUE! | #VALUE! |  |  |  | #VALUE! | #VALUE! | #VALUE! | #VALUE! | #VALUE! | #VALUE! | #VALUE!
Sunday | 4 | 17 | 13 | 2557 | 0 | 0 | 0 | 0 | 0 | 0 | 0 | 0 | 0 | 0 | 0 | 0 | 0 | 0 | 0 | 0 | 0 | 0 | 0 | 0 | 0 | 0.118 | 0.045667 | 0.15216 | 0.02597 | 0 | 0.0041281 | 0.23053 | 0.374 | 0 | 0 | 0 | 0 | 0 | 0 | 0 | 0 | 0 | 0 | 0 |  | 0 | 0 | 0 |  | #VALUE! | #VALUE! | #VALUE! | #VALUE! |  |  | #VALUE! | #VALUE! | 0 | 0 | 0.20123 | 0.20123 | #VALUE! | #VALUE! | #VALUE! | #VALUE! | 0 | 0 | 0.20123 | 0.20123 | #VALUE! | #VALUE! | #VALUE! | #VALUE! | 0 | 0 | 0.20123 | 0.20123 | #VALUE! | #VALUE! |  |  |  | #VALUE! | #VALUE! | #VALUE! | #VALUE! | #VALUE! | #VALUE! | #VALUE!
Sunday | 4 | 17 | 14 | 2558 | 0 | 0 | 0 | 0 | 0 | 0 | 0 | 0 | 0 | 0 | 0 | 0 | 0 | 0 | 0 | 0 | 0 | 0 | 0 | 0 | 0 | 0.1625 | 0.29208 | 0.38885 | 0.19568 | 0 | 0.006036 | 0.42357 | 0.565 | 0 | 0 | 0 | 0 | 0 | 0 | 0 | 0 | 0 | 0 | 0 |  | 0 | 0 | 0 |  | #VALUE! | #VALUE! | #VALUE! | #VALUE! |  |  | #VALUE! | #VALUE! | 0 | 0 | 0.20123 | 0.20123 | #VALUE! | #VALUE! | #VALUE! | #VALUE! | 0 | 0 | 0.20123 | 0.20123 | #VALUE! | #VALUE! | #VALUE! | #VALUE! | 0 | 0 | 0.20123 | 0.20123 | #VALUE! | #VALUE! |  |  |  | #VALUE! | #VALUE! | #VALUE! | #VALUE! | #VALUE! | #VALUE! | #VALUE!
Sunday | 4 | 17 | 15 | 2559 | 0 | 0 | 0 | 0 | 0 | 0 | 0 | 0 | 0 | 0 | 0 | 0 | 0 | 0 | 0 | 0 | 0 | 0 | 0 | 0 | 0 | 0.218 | 0.33767 | 0.42731 | 0.19208 | 0 | 0.0062557 | 0.46395 | 0.594 | 0 | 0 | 0 | 0 | 0 | 0 | 0 | 0 | 0 | 0 | 0 |  | 0 | 0 | 0 |  | #VALUE! | #VALUE! | #VALUE! | #VALUE! |  |  | #VALUE! | #VALUE! | 0 | 0 | 0.20123 | 0.20123 | #VALUE! | #VALUE! | #VALUE! | #VALUE! | 0 | 0 | 0.20123 | 0.20123 | #VALUE! | #VALUE! | #VALUE! | #VALUE! | 0 | 0 | 0.20123 | 0.20123 | #VALUE! | #VALUE! |  |  |  | #VALUE! | #VALUE! | #VALUE! | #VALUE! | #VALUE! | #VALUE! | #VALUE!
Sunday | 4 | 17 | 16 | 2560 | 0 | 0 | 0 | 0 | 0 | 0 | 0 | 0 | 0 | 0 | 0 | 0 | 0 | 0 | 0 | 0 | 0 | 0 | 0 | 0 | 0 | 0.2335 | 0.33733 | 0.42418 | 0.17558 | 0 | 0.021535 | 0.45665 | 0.573 | 0 | 0 | 0 | 0 | 0 | 0 | 0 | 0 | 0 | 0 | 0 |  | 0 | 0 | 0 |  | #VALUE! | #VALUE! | #VALUE! | #VALUE! |  |  | #VALUE! | #VALUE! | 0 | 0 | 0.20123 | 0.20123 | #VALUE! | #VALUE! | #VALUE! | #VALUE! | 0 | 0 | 0.20123 | 0.20123 | #VALUE! | #VALUE! | #VALUE! | #VALUE! | 0 | 0 | 0.20123 | 0.20123 | #VALUE! | #VALUE! |  |  |  | #VALUE! | #VALUE! | #VALUE! | #VALUE! | #VALUE! | #VALUE! | #VALUE!
Sunday | 4 | 17 | 17 | 2561 | 0 | 0 | 0 | 0 | 0 | 0 | 0 | 0 | 0 | 0 | 0 | 0 | 0 | 0 | 0 | 0 | 0 | 0 | 0 | 0 | 0 | 0.2295 | 0.309 | 0.39918 | 0.14459 | 0 | 0.020951 | 0.41682 | 0.471 | 0 | 0 | 0 | 0 | 0 | 0 | 0 | 0 | 0 | 0 | 0 |  | 0 | 0 | 0 |  | #VALUE! | #VALUE! | #VALUE! | #VALUE! |  |  | #VALUE! | #VALUE! | 0 | 0 | 0.20123 | 0.20123 | #VALUE! | #VALUE! | #VALUE! | #VALUE! | 0 | 0 | 0.20123 | 0.20123 | #VALUE! | #VALUE! | #VALUE! | #VALUE! | 0 | 0 | 0.20123 | 0.20123 | #VALUE! | #VALUE! |  |  |  | #VALUE! | #VALUE! | #VALUE! | #VALUE! | #VALUE! | #VALUE! | #VALUE!
Sunday | 4 | 17 | 18 | 2562 | 0 | 0 | 0 | 0 | 0 | 0 | 0 | 0 | 0 | 0 | 0 | 0 | 0 | 0 | 0 | 0 | 0 | 0 | 0 | 0 | 0 | 0.226 | 0.29183 | 0.38513 | 0.12526 | 0 | 0.01934 | 0.38684 | 0.419 | 0 | 0 | 0 | 0 | 0 | 0 | 0 | 0 | 0 | 0 | 0 |  | 0 | 0 | 0 |  | #VALUE! | #VALUE! | #VALUE! | #VALUE! |  |  | #VALUE! | #VALUE! | 0 | 0 | 0.20123 | 0.20123 | #VALUE! | #VALUE! | #VALUE! | #VALUE! | 0 | 0 | 0.20123 | 0.20123 | #VALUE! | #VALUE! | #VALUE! | #VALUE! | 0 | 0 | 0.20123 | 0.20123 | #VALUE! | #VALUE! |  |  |  | #VALUE! | #VALUE! | #VALUE! | #VALUE! | #VALUE! | #VALUE! | #VALUE!
Sunday | 4 | 17 | 19 | 2563 | 0 | 0 | 0 | 0 | 0 | 0 | 0 | 0 | 0 | 0 | 0 | 0 | 0 | 0 | 0 | 0 | 0 | 0 | 0 | 0 | 0 | 0.136 | 0.19333 | 0.26043 | 0.074711 | 0 | 0.0096319 | 0.29173 | 0.359 | 0 | 0 | 0 | 0 | 0 | 0 | 0 | 0 | 0 | 0 | 0 |  | 0 | 0 | 0 |  | #VALUE! | #VALUE! | #VALUE! | #VALUE! |  |  | #VALUE! | #VALUE! | 0 | 0 | 0.20123 | 0.20123 | #VALUE! | #VALUE! | #VALUE! | #VALUE! | 0 | 0 | 0.20123 | 0.20123 | #VALUE! | #VALUE! | #VALUE! | #VALUE! | 0 | 0 | 0.20123 | 0.20123 | #VALUE! | #VALUE! |  |  |  | #VALUE! | #VALUE! | #VALUE! | #VALUE! | #VALUE! | #VALUE! | #VALUE!
Sunday | 4 | 17 | 20 | 2564 | 0 | 0 | 0 | 0 | 0 | 0 | 0 | 0 | 0 | 0 | 0 | 0 | 0 | 0 | 0 | 0 | 0 | 0 | 0 | 0 | 0 | 0.0345 | 0.060167 | 0.10511 | 0.0037907 | 0 | 0.0029833 | 0.19375 | 0.281 | 0 | 0 | 0 | 0 | 0 | 0 | 0 | 0 | 0 | 0 | 0 |  | 0 | 0 | 0 |  | #VALUE! | #VALUE! | #VALUE! | #VALUE! |  |  | #VALUE! | #VALUE! | 0 | 0 | 0.20123 | 0.20123 | #VALUE! | #VALUE! | #VALUE! | #VALUE! | 0 | 0 | 0.20123 | 0.20123 | #VALUE! | #VALUE! | #VALUE! | #VALUE! | 0 | 0 | 0.20123 | 0.20123 | #VALUE! | #VALUE! |  |  |  | #VALUE! | #VALUE! | #VALUE! | #VALUE! | #VALUE! | #VALUE! | #VALUE!
Sunday | 4 | 17 | 21 | 2565 | 0 | 0 | 0 | 0 | 0 | 0 | 0 | 0 | 0 | 0 | 0 | 0 | 0 | 0 | 0 | 0 | 0 | 0 | 0 | 0 | 0 | 0 | 0.0030833 | 0.032574 | 0 | 0 | 0.0023242 | 0.14673 | 0.247 | 0 | 0 | 0 | 0 | 0 | 0 | 0 | 0 | 0 | 0 | 0 |  | 0 | 0 | 0 |  | #VALUE! | #VALUE! | #VALUE! | #VALUE! |  |  | #VALUE! | #VALUE! | 0 | 0 | 0.20123 | 0.20123 | #VALUE! | #VALUE! | #VALUE! | #VALUE! | 0 | 0 | 0.20123 | 0.20123 | #VALUE! | #VALUE! | #VALUE! | #VALUE! | 0 | 0 | 0.20123 | 0.20123 | #VALUE! | #VALUE! |  |  |  | #VALUE! | #VALUE! | #VALUE! | #VALUE! | #VALUE! | #VALUE! | #VALUE!
Sunday | 4 | 17 | 22 | 2566 | 0 | 0 | 0 | 0 | 0 | 0 | 0 | 0 | 0 | 0 | 0 | 0 | 0 | 0 | 0 | 0 | 0 | 0 | 0 | 0 | 0 | 0 | 0 | 0.0036761 | 0 | 0 | 0.0016651 | 0.10223 | 0.213 | 0 | 0 | 0 | 0 | 0 | 0 | 0 | 0 | 0 | 0 | 0 |  | 0 | 0 | 0 |  | #VALUE! | #VALUE! | #VALUE! | #VALUE! |  |  | #VALUE! | #VALUE! | 0 | 0 | 0.20123 | 0.20123 | #VALUE! | #VALUE! | #VALUE! | #VALUE! | 0 | 0 | 0.20123 | 0.20123 | #VALUE! | #VALUE! | #VALUE! | #VALUE! | 0 | 0 | 0.20123 | 0.20123 | #VALUE! | #VALUE! |  |  |  | #VALUE! | #VALUE! | #VALUE! | #VALUE! | #VALUE! | #VALUE! | #VALUE!
Sunday | 4 | 17 | 23 | 2567 | 0 | 0 | 0 | 0 | 0 | 0 | 0 | 0 | 0 | 0 | 0 | 0 | 0 | 0 | 0 | 0 | 0 | 0 | 0 | 0 | 0 | 0 | 0 | 0.000125 | 0 | 0 | 0.001006 | 0.074429 | 0.178 | 0 | 0 | 0 | 0 | 0 | 0 | 0 | 0 | 0 | 0 | 0 |  | 0 | 0 | 0 |  | #VALUE! | #VALUE! | #VALUE! | #VALUE! |  |  | #VALUE! | #VALUE! | 0 | 0 | 0.20123 | 0.20123 | #VALUE! | #VALUE! | #VALUE! | #VALUE! | 0 | 0 | 0.20123 | 0.20123 | #VALUE! | #VALUE! | #VALUE! | #VALUE! | 0 | 0 | 0.20123 | 0.20123 | #VALUE! | #VALUE! |  |  |  | #VALUE! | #VALUE! | #VALUE! | #VALUE! | #VALUE! | #VALUE! | #VALUE!
Sunday | 4 | 17 | 24 | 2568 | 0 | 0 | 0 | 0 | 0 | 0 | 0 | 0 | 0 | 0 | 0 | 0 | 0 | 0 | 0 | 0 | 0 | 0 | 0 | 0 | 0 | 0 | 0 | 0 | 0 | 0 | 0.00032377 | 0.047889 | 0.144 | 0 | 0 | 0 | 0 | 0 | 0 | 0 | 0 | 0 | 0 | 0 |  | 0 | 0 | 0 |  | #VALUE! | #VALUE! | #VALUE! | #VALUE! |  |  | #VALUE! | #VALUE! | 0 | 0 | 0.20123 | 0.20123 | #VALUE! | #VALUE! | #VALUE! | #VALUE! | 0 | 0 | 0.20123 | 0.20123 | #VALUE! | #VALUE! | #VALUE! | #VALUE! | 0 | 0 | 0.20123 | 0.20123 | #VALUE! | #VALUE! |  |  |  | #VALUE! | #VALUE! | #VALUE! | #VALUE! | #VALUE! | #VALUE! | #VALUE!
Monday | 4 | 18 | 1 | 2569 | 0 | 0 | 0 | 0 | 0 | 0 | 0 | 0 | 0 | 0 | 0 | 0 | 0 | 0 | 0 | 0 | 0 | 0 | 0 | 0 | 0 | 0 | 0 | 0 | 0 | 0 | 0.00097132 | 0.069598 | 0.179 | 0 | 0 | 0 | 0 | 0 | 0 | 0 | 0 | 0 | 0 | 0 |  | 0 | 0 | 0 |  | #VALUE! | #VALUE! | #VALUE! | #VALUE! |  |  | #VALUE! | #VALUE! | 0 | 0 | 0.20123 | 0.20123 | #VALUE! | #VALUE! | #VALUE! | #VALUE! | 0 | 0 | 0.20123 | 0.20123 | #VALUE! | #VALUE! | #VALUE! | #VALUE! | 0 | 0 | 0.20123 | 0.20123 | #VALUE! | #VALUE! |  |  |  | #VALUE! | #VALUE! | #VALUE! | #VALUE! | #VALUE! | #VALUE! | #VALUE!
Monday | 4 | 18 | 2 | 2570 | 0 | 0 | 0 | 0 | 0 | 0 | 0 | 0 | 0 | 0 | 0 | 0 | 0 | 0 | 0 | 0 | 0 | 0 | 0 | 0 | 0 | 0 | 0 | 0 | 0 | 0 | 0 | 0.028048 | 0.104 | 0 | 0 | 0 | 0 | 0 | 0 | 0 | 0 | 0 | 0 | 0 |  | 0 | 0 | 0 |  | #VALUE! | #VALUE! | #VALUE! | #VALUE! |  |  | #VALUE! | #VALUE! | 0 | 0 | 0.20123 | 0.20123 | #VALUE! | #VALUE! | #VALUE! | #VALUE! | 0 | 0 | 0.20123 | 0.20123 | #VALUE! | #VALUE! | #VALUE! | #VALUE! | 0 | 0 | 0.20123 | 0.20123 | #VALUE! | #VALUE! |  |  |  | #VALUE! | #VALUE! | #VALUE! | #VALUE! | #VALUE! | #VALUE! | #VALUE!
Monday | 4 | 18 | 3 | 2571 | 0 | 0 | 0 | 0 | 0 | 0 | 0 | 0 | 0 | 0 | 0 | 0 | 0 | 0 | 0 | 0 | 0 | 0 | 0 | 0 | 0 | 0 | 0 | 0 | 0 | 0 | 0 | 0.0092 | 0.035 | 0 | 0 | 0 | 0 | 0 | 0 | 0 | 0 | 0 | 0 | 0 |  | 0 | 0 | 0 |  | #VALUE! | #VALUE! | #VALUE! | #VALUE! |  |  | #VALUE! | #VALUE! | 0 | 0 | 0.20123 | 0.20123 | #VALUE! | #VALUE! | #VALUE! | #VALUE! | 0 | 0 | 0.20123 | 0.20123 | #VALUE! | #VALUE! | #VALUE! | #VALUE! | 0 | 0 | 0.20123 | 0.20123 | #VALUE! | #VALUE! |  |  |  | #VALUE! | #VALUE! | #VALUE! | #VALUE! | #VALUE! | #VALUE! | #VALUE!
Monday | 4 | 18 | 4 | 2572 | 0 | 0 | 0 | 0 | 0 | 0 | 0 | 0 | 0 | 0 | 0 | 0 | 0 | 0 | 0 | 0 | 0 | 0 | 0 | 0 | 0 | 0 | 0 | 0 | 0 | 0 | 0 | 0.0092 | 0.028 | 0 | 0 | 0 | 0 | 0 | 0 | 0 | 0 | 0 | 0 | 0 |  | 0 | 0 | 0 |  | #VALUE! | #VALUE! | #VALUE! | #VALUE! |  |  | #VALUE! | #VALUE! | 0 | 0 | 0.20123 | 0.20123 | #VALUE! | #VALUE! | #VALUE! | #VALUE! | 0 | 0 | 0.20123 | 0.20123 | #VALUE! | #VALUE! | #VALUE! | #VALUE! | 0 | 0 | 0.20123 | 0.20123 | #VALUE! | #VALUE! |  |  |  | #VALUE! | #VALUE! | #VALUE! | #VALUE! | #VALUE! | #VALUE! | #VALUE!
Monday | 4 | 18 | 5 | 2573 | 0 | 0 | 0 | 0 | 0 | 0 | 0 | 0 | 0 | 0 | 0 | 0 | 0 | 0 | 0 | 0 | 0 | 0 | 0 | 0 | 0 | 0 | 0 | 0 | 0 | 0 | 0.062353 | 0.015703 | 0.055 | 0 | 0 | 0 | 0 | 0 | 0 | 0 | 0 | 0 | 0 | 0 |  | 0 | 0 | 0 |  | #VALUE! | #VALUE! | #VALUE! | #VALUE! |  |  | #VALUE! | #VALUE! | 0 | 0 | 0.20123 | 0.20123 | #VALUE! | #VALUE! | #VALUE! | #VALUE! | 0 | 0 | 0.20123 | 0.20123 | #VALUE! | #VALUE! | #VALUE! | #VALUE! | 0 | 0 | 0.20123 | 0.20123 | #VALUE! | #VALUE! |  |  |  | #VALUE! | #VALUE! | #VALUE! | #VALUE! | #VALUE! | #VALUE! | #VALUE!
Monday | 4 | 18 | 6 | 2574 | 0 | 0 | 0 | 0 | 0 | 0 | 0 | 0 | 0 | 0 | 0 | 0 | 0 | 0 | 0 | 0 | 0 | 0 | 0 | 0 | 0 | 0 | 0 | 0 | 0 | 0 | 0.055028 | 0.0061862 | 0.001 | 0 | 0 | 0 | 0 | 0 | 0 | 0 | 0 | 0 | 0 | 0 |  | 0 | 0 | 0 |  | #VALUE! | #VALUE! | #VALUE! | #VALUE! |  |  | #VALUE! | #VALUE! | 0 | 0 | 0.20123 | 0.20123 | #VALUE! | #VALUE! | #VALUE! | #VALUE! | 0 | 0 | 0.20123 | 0.20123 | #VALUE! | #VALUE! | #VALUE! | #VALUE! | 0 | 0 | 0.20123 | 0.20123 | #VALUE! | #VALUE! |  |  |  | #VALUE! | #VALUE! | #VALUE! | #VALUE! | #VALUE! | #VALUE! | #VALUE!
Monday | 4 | 18 | 7 | 2575 | 0 | 0 | 0 | 0 | 0 | 0 | 0 | 0 | 0 | 0 | 0 | 0 | 0 | 0 | 0 | 0 | 0 | 0 | 0 | 0 | 0 | 0 | 0 | 0 | 0 | 0 | 0 | 0.00031724 | 0 | 0 | 0 | 0 | 0 | 0 | 0 | 0 | 0 | 0 | 0 | 0 |  | 0 | 0 | 0 |  | #VALUE! | #VALUE! | #VALUE! | #VALUE! |  |  | #VALUE! | #VALUE! | 0 | 0 | 0.20123 | 0.20123 | #VALUE! | #VALUE! | #VALUE! | #VALUE! | 0 | 0 | 0.20123 | 0.20123 | #VALUE! | #VALUE! | #VALUE! | #VALUE! | 0 | 0 | 0.20123 | 0.20123 | #VALUE! | #VALUE! |  |  |  | #VALUE! | #VALUE! | #VALUE! | #VALUE! | #VALUE! | #VALUE! | #VALUE!
Monday | 4 | 18 | 8 | 2576 | 0 | 0 | 0 | 0 | 0 | 0 | 0 | 0 | 0 | 0 | 0 | 0 | 0 | 0 | 0 | 0 | 0 | 0 | 0 | 0 | 0 | 0 | 0 | 0 | 0 | 0 | 0 | 0 | 0 | 0 | 0 | 0 | 0 | 0 | 0 | 0 | 0 | 0 | 0 | 0 |  | 0 | 0 | 0 |  | #VALUE! | #VALUE! | #VALUE! | #VALUE! |  |  | #VALUE! | #VALUE! | 0 | 0 | 0.20123 | 0.20123 | #VALUE! | #VALUE! | #VALUE! | #VALUE! | 0 | 0 | 0.20123 | 0.20123 | #VALUE! | #VALUE! | #VALUE! | #VALUE! | 0 | 0 | 0.20123 | 0.20123 | #VALUE! | #VALUE! |  |  |  | #VALUE! | #VALUE! | #VALUE! | #VALUE! | #VALUE! | #VALUE! | #VALUE!
Monday | 4 | 18 | 9 | 2577 | 0 | 0 | 0 | 0 | 0 | 0 | 0 | 0 | 0 | 0 | 0 | 0 | 0 | 0 | 0 | 0 | 0 | 0 | 0 | 0 | 0 | 0 | 0 | 0 | 0 | 0 | 0 | 0.00031724 | 0 | 0 | 0 | 0 | 0 | 0 | 0 | 0 | 0 | 0 | 0 | 0 |  | 0 | 0 | 0 |  | #VALUE! | #VALUE! | #VALUE! | #VALUE! |  |  | #VALUE! | #VALUE! | 0 | 0 | 0.20123 | 0.20123 | #VALUE! | #VALUE! | #VALUE! | #VALUE! | 0 | 0 | 0.20123 | 0.20123 | #VALUE! | #VALUE! | #VALUE! | #VALUE! | 0 | 0 | 0.20123 | 0.20123 | #VALUE! | #VALUE! |  |  |  | #VALUE! | #VALUE! | #VALUE! | #VALUE! | #VALUE! | #VALUE! | #VALUE!
Monday | 4 | 18 | 10 | 2578 | 0 | 0 | 0 | 0 | 0 | 0 | 0 | 0 | 0 | 0 | 0 | 0 | 0 | 0 | 0 | 0 | 0 | 0 | 0 | 0 | 0 | 0 | 0 | 0 | 0 | 0 | 0 | 0.003331 | 0 | 0 | 0 | 0 | 0 | 0 | 0 | 0 | 0 | 0 | 0 | 0 |  | 0 | 0 | 0 |  | #VALUE! | #VALUE! | #VALUE! | #VALUE! |  |  | #VALUE! | #VALUE! | 0 | 0 | 0.20123 | 0.20123 | #VALUE! | #VALUE! | #VALUE! | #VALUE! | 0 | 0 | 0.20123 | 0.20123 | #VALUE! | #VALUE! | #VALUE! | #VALUE! | 0 | 0 | 0.20123 | 0.20123 | #VALUE! | #VALUE! |  |  |  | #VALUE! | #VALUE! | #VALUE! | #VALUE! | #VALUE! | #VALUE! | #VALUE!
Monday | 4 | 18 | 11 | 2579 | 0 | 0 | 0 | 0 | 0 | 0 | 0 | 0 | 0 | 0 | 0 | 0 | 0 | 0 | 0 | 0 | 0 | 0 | 0 | 0 | 0 | 0 | 0 | 0 | 0 | 0 | 0 | 0.0061862 | 0.002 | 0 | 0 | 0 | 0 | 0 | 0 | 0 | 0 | 0 | 0 | 0 |  | 0 | 0 | 0 |  | #VALUE! | #VALUE! | #VALUE! | #VALUE! |  |  | #VALUE! | #VALUE! | 0 | 0 | 0.20123 | 0.20123 | #VALUE! | #VALUE! | #VALUE! | #VALUE! | 0 | 0 | 0.20123 | 0.20123 | #VALUE! | #VALUE! | #VALUE! | #VALUE! | 0 | 0 | 0.20123 | 0.20123 | #VALUE! | #VALUE! |  |  |  | #VALUE! | #VALUE! | #VALUE! | #VALUE! | #VALUE! | #VALUE! | #VALUE!
Monday | 4 | 18 | 12 | 2580 | 0 | 0 | 0 | 0 | 0 | 0 | 0 | 0 | 0 | 0 | 0 | 0 | 0 | 0 | 0 | 0 | 0 | 0 | 0 | 0 | 0 | 0 | 0 | 0 | 0 | 0 | 0 | 0.0092 | 0.028 | 0 | 0 | 0 | 0 | 0 | 0 | 0 | 0 | 0 | 0 | 0 |  | 0 | 0 | 0 |  | #VALUE! | #VALUE! | #VALUE! | #VALUE! |  |  | #VALUE! | #VALUE! | 0 | 0 | 0.20123 | 0.20123 | #VALUE! | #VALUE! | #VALUE! | #VALUE! | 0 | 0 | 0.20123 | 0.20123 | #VALUE! | #VALUE! | #VALUE! | #VALUE! | 0 | 0 | 0.20123 | 0.20123 | #VALUE! | #VALUE! |  |  |  | #VALUE! | #VALUE! | #VALUE! | #VALUE! | #VALUE! | #VALUE! | #VALUE!
Monday | 4 | 18 | 13 | 2581 | 0 | 0 | 0 | 0 | 0 | 0 | 0 | 0 | 0 | 0 | 0 | 0 | 0 | 0 | 0 | 0 | 0 | 0 | 0 | 0 | 0 | 0 | 0 | 0 | 0 | 0 | 0 | 0.0092 | 0.035 | 0 | 0 | 0 | 0 | 0 | 0 | 0 | 0 | 0 | 0 | 0 |  | 0 | 0 | 0 |  | #VALUE! | #VALUE! | #VALUE! | #VALUE! |  |  | #VALUE! | #VALUE! | 0 | 0 | 0.20123 | 0.20123 | #VALUE! | #VALUE! | #VALUE! | #VALUE! | 0 | 0 | 0.20123 | 0.20123 | #VALUE! | #VALUE! | #VALUE! | #VALUE! | 0 | 0 | 0.20123 | 0.20123 | #VALUE! | #VALUE! |  |  |  | #VALUE! | #VALUE! | #VALUE! | #VALUE! | #VALUE! | #VALUE! | #VALUE!
Monday | 4 | 18 | 14 | 2582 | 0 | 0 | 0 | 0 | 0 | 0 | 0 | 0 | 0 | 0 | 0 | 0 | 0 | 0 | 0 | 0 | 0 | 0 | 0 | 0 | 0 | 0 | 0 | 0 | 0 | 0 | 0 | 0.014704 | 0.061 | 0 | 0 | 0 | 0 | 0 | 0 | 0 | 0 | 0 | 0 | 0 |  | 0 | 0 | 0 |  | #VALUE! | #VALUE! | #VALUE! | #VALUE! |  |  | #VALUE! | #VALUE! | 0 | 0 | 0.20123 | 0.20123 | #VALUE! | #VALUE! | #VALUE! | #VALUE! | 0 | 0 | 0.20123 | 0.20123 | #VALUE! | #VALUE! | #VALUE! | #VALUE! | 0 | 0 | 0.20123 | 0.20123 | #VALUE! | #VALUE! |  |  |  | #VALUE! | #VALUE! | #VALUE! | #VALUE! | #VALUE! | #VALUE! | #VALUE!
Monday | 4 | 18 | 15 | 2583 | 0 | 0 | 0 | 0 | 0 | 0 | 0 | 0 | 0 | 0 | 0 | 0 | 0 | 0 | 0 | 0 | 0 | 0 | 0 | 0 | 0 | 0 | 0 | 0 | 0 | 0 | 0 | 0.0095002 | 0.044 | 0 | 0 | 0 | 0 | 0 | 0 | 0 | 0 | 0 | 0 | 0 |  | 0 | 0 | 0 |  | #VALUE! | #VALUE! | #VALUE! | #VALUE! |  |  | #VALUE! | #VALUE! | 0 | 0 | 0.20123 | 0.20123 | #VALUE! | #VALUE! | #VALUE! | #VALUE! | 0 | 0 | 0.20123 | 0.20123 | #VALUE! | #VALUE! | #VALUE! | #VALUE! | 0 | 0 | 0.20123 | 0.20123 | #VALUE! | #VALUE! |  |  |  | #VALUE! | #VALUE! | #VALUE! | #VALUE! | #VALUE! | #VALUE! | #VALUE!
Monday | 4 | 18 | 16 | 2584 | 0 | 0 | 0 | 0 | 0 | 0 | 0 | 0 | 0 | 0 | 0 | 0 | 0 | 0 | 0 | 0 | 0 | 0 | 0 | 0 | 0 | 0 | 0 | 0 | 0 | 0 | 0 | 0.00031724 | 0 | 0 | 0 | 0 | 0 | 0 | 0 | 0 | 0 | 0 | 0 | 0 |  | 0 | 0 | 0 |  | #VALUE! | #VALUE! | #VALUE! | #VALUE! |  |  | #VALUE! | #VALUE! | 0 | 0 | 0.20123 | 0.20123 | #VALUE! | #VALUE! | #VALUE! | #VALUE! | 0 | 0 | 0.20123 | 0.20123 | #VALUE! | #VALUE! | #VALUE! | #VALUE! | 0 | 0 | 0.20123 | 0.20123 | #VALUE! | #VALUE! |  |  |  | #VALUE! | #VALUE! | #VALUE! | #VALUE! | #VALUE! | #VALUE! | #VALUE!
Monday | 4 | 18 | 17 | 2585 | 0 | 0 | 0 | 0 | 0 | 0 | 0 | 0 | 0 | 0 | 0 | 0 | 0 | 0 | 0 | 0 | 0 | 0 | 0 | 0 | 0 | 0 | 0 | 0 | 0 | 0 | 0 | 0 | 0 | 0 | 0 | 0 | 0 | 0 | 0 | 0 | 0 | 0 | 0 | 0 |  | 0 | 0 | 0 |  | #VALUE! | #VALUE! | #VALUE! | #VALUE! |  |  | #VALUE! | #VALUE! | 0 | 0 | 0.20123 | 0.20123 | #VALUE! | #VALUE! | #VALUE! | #VALUE! | 0 | 0 | 0.20123 | 0.20123 | #VALUE! | #VALUE! | #VALUE! | #VALUE! | 0 | 0 | 0.20123 | 0.20123 | #VALUE! | #VALUE! |  |  |  | #VALUE! | #VALUE! | #VALUE! | #VALUE! | #VALUE! | #VALUE! | #VALUE!
Monday | 4 | 18 | 18 | 2586 | 0 | 0 | 0 | 0 | 0 | 0 | 0 | 0 | 0 | 0 | 0 | 0 | 0 | 0 | 0 | 0 | 0 | 0 | 0 | 0 | 0 | 0 | 0 | 0 | 0.0015381 | 0 | 0 | 0 | 0 | 0 | 0 | 0 | 0 | 0 | 0 | 0 | 0 | 0 | 0 | 0 |  | 0 | 0 | 0 |  | #VALUE! | #VALUE! | #VALUE! | #VALUE! |  |  | #VALUE! | #VALUE! | 0 | 0 | 0.20123 | 0.20123 | #VALUE! | #VALUE! | #VALUE! | #VALUE! | 0 | 0 | 0.20123 | 0.20123 | #VALUE! | #VALUE! | #VALUE! | #VALUE! | 0 | 0 | 0.20123 | 0.20123 | #VALUE! | #VALUE! |  |  |  | #VALUE! | #VALUE! | #VALUE! | #VALUE! | #VALUE! | #VALUE! | #VALUE!
Monday | 4 | 18 | 19 | 2587 | 0 | 0 | 0 | 0 | 0 | 0 | 0 | 0 | 0 | 0 | 0 | 0 | 0 | 0 | 0 | 0 | 0 | 0 | 0 | 0 | 0 | 0 | 0 | 0 | 0 | 0 | 0 | 0 | 0 | 0 | 0 | 0 | 0 | 0 | 0 | 0 | 0 | 0 | 0 | 0 |  | 0 | 0 | 0 |  | #VALUE! | #VALUE! | #VALUE! | #VALUE! |  |  | #VALUE! | #VALUE! | 0 | 0 | 0.20123 | 0.20123 | #VALUE! | #VALUE! | #VALUE! | #VALUE! | 0 | 0 | 0.20123 | 0.20123 | #VALUE! | #VALUE! | #VALUE! | #VALUE! | 0 | 0 | 0.20123 | 0.20123 | #VALUE! | #VALUE! |  |  |  | #VALUE! | #VALUE! | #VALUE! | #VALUE! | #VALUE! | #VALUE! | #VALUE!
Monday | 4 | 18 | 20 | 2588 | 0 | 0 | 0 | 0 | 0 | 0 | 0 | 0 | 0 | 0 | 0 | 0 | 0 | 0 | 0 | 0 | 0 | 0 | 0 | 0 | 0 | 0 | 0 | 0 | 0 | 0 | 0 | 0 | 0 | 0 | 0 | 0 | 0 | 0 | 0 | 0 | 0 | 0 | 0 | 0 |  | 0 | 0 | 0 |  | #VALUE! | #VALUE! | #VALUE! | #VALUE! |  |  | #VALUE! | #VALUE! | 0 | 0 | 0.20123 | 0.20123 | #VALUE! | #VALUE! | #VALUE! | #VALUE! | 0 | 0 | 0.20123 | 0.20123 | #VALUE! | #VALUE! | #VALUE! | #VALUE! | 0 | 0 | 0.20123 | 0.20123 | #VALUE! | #VALUE! |  |  |  | #VALUE! | #VALUE! | #VALUE! | #VALUE! | #VALUE! | #VALUE! | #VALUE!
Monday | 4 | 18 | 21 | 2589 | 0 | 0 | 0 | 0 | 0 | 0 | 0 | 0 | 0 | 0 | 0 | 0 | 0 | 0 | 0 | 0 | 0 | 0 | 0 | 0 | 0 | 0 | 0 | 0 | 0 | 0 | 0 | 0 | 0 | 0 | 0 | 0 | 0 | 0 | 0 | 0 | 0 | 0 | 0 | 0 |  | 0 | 0 | 0 |  | #VALUE! | #VALUE! | #VALUE! | #VALUE! |  |  | #VALUE! | #VALUE! | 0 | 0 | 0.20123 | 0.20123 | #VALUE! | #VALUE! | #VALUE! | #VALUE! | 0 | 0 | 0.20123 | 0.20123 | #VALUE! | #VALUE! | #VALUE! | #VALUE! | 0 | 0 | 0.20123 | 0.20123 | #VALUE! | #VALUE! |  |  |  | #VALUE! | #VALUE! | #VALUE! | #VALUE! | #VALUE! | #VALUE! | #VALUE!
Monday | 4 | 18 | 22 | 2590 | 0 | 0 | 0 | 0 | 0 | 0 | 0 | 0 | 0 | 0 | 0 | 0 | 0 | 0 | 0 | 0 | 0 | 0 | 0 | 0 | 0 | 0 | 0 | 0 | 0 | 0 | 0 | 0 | 0 | 0 | 0 | 0 | 0 | 0 | 0 | 0 | 0 | 0 | 0 | 0 |  | 0 | 0 | 0 |  | #VALUE! | #VALUE! | #VALUE! | #VALUE! |  |  | #VALUE! | #VALUE! | 0 | 0 | 0.20123 | 0.20123 | #VALUE! | #VALUE! | #VALUE! | #VALUE! | 0 | 0 | 0.20123 | 0.20123 | #VALUE! | #VALUE! | #VALUE! | #VALUE! | 0 | 0 | 0.20123 | 0.20123 | #VALUE! | #VALUE! |  |  |  | #VALUE! | #VALUE! | #VALUE! | #VALUE! | #VALUE! | #VALUE! | #VALUE!
Monday | 4 | 18 | 23 | 2591 | 0 | 0 | 0 | 0 | 0 | 0 | 0 | 0 | 0 | 0 | 0 | 0 | 0 | 0 | 0 | 0 | 0 | 0 | 0 | 0 | 0 | 0 | 0 | 0 | 0 | 0 | 0 | 0 | 0 | 0 | 0 | 0 | 0 | 0 | 0 | 0 | 0 | 0 | 0 | 0 |  | 0 | 0 | 0 |  | #VALUE! | #VALUE! | #VALUE! | #VALUE! |  |  | #VALUE! | #VALUE! | 0 | 0 | 0.20123 | 0.20123 | #VALUE! | #VALUE! | #VALUE! | #VALUE! | 0 | 0 | 0.20123 | 0.20123 | #VALUE! | #VALUE! | #VALUE! | #VALUE! | 0 | 0 | 0.20123 | 0.20123 | #VALUE! | #VALUE! |  |  |  | #VALUE! | #VALUE! | #VALUE! | #VALUE! | #VALUE! | #VALUE! | #VALUE!
Monday | 4 | 18 | 24 | 2592 | 0 | 0 | 0 | 0 | 0 | 0 | 0 | 0 | 0 | 0 | 0 | 0 | 0 | 0 | 0 | 0 | 0 | 0 | 0 | 0 | 0 | 0 | 0 | 0 | 0 | 0 | 0 | 0 | 0 | 0 | 0 | 0 | 0 | 0 | 0 | 0 | 0 | 0 | 0 | 0 |  | 0 | 0 | 0 |  | #VALUE! | #VALUE! | #VALUE! | #VALUE! |  |  | #VALUE! | #VALUE! | 0 | 0 | 0.20123 | 0.20123 | #VALUE! | #VALUE! | #VALUE! | #VALUE! | 0 | 0 | 0.20123 | 0.20123 | #VALUE! | #VALUE! | #VALUE! | #VALUE! | 0 | 0 | 0.20123 | 0.20123 | #VALUE! | #VALUE! |  |  |  | #VALUE! | #VALUE! | #VALUE! | #VALUE! | #VALUE! | #VALUE! | #VALUE!
Tuesday | 4 | 19 | 1 | 2593 | 0 | 0 | 0 | 0 | 0 | 0 | 0 | 0 | 0 | 0 | 0 | 0 | 0 | 0 | 0 | 0 | 0 | 0 | 0 | 0 | 0 | 0 | 0 | 0 | 0 | 0 | 0 | 0 | 0 | 0 | 0 | 0 | 0 | 0 | 0 | 0 | 0 | 0 | 0 | 0 |  | 0 | 0 | 0 |  | #VALUE! | #VALUE! | #VALUE! | #VALUE! |  |  | #VALUE! | #VALUE! | 0 | 0 | 0.20123 | 0.20123 | #VALUE! | #VALUE! | #VALUE! | #VALUE! | 0 | 0 | 0.20123 | 0.20123 | #VALUE! | #VALUE! | #VALUE! | #VALUE! | 0 | 0 | 0.20123 | 0.20123 | #VALUE! | #VALUE! |  |  |  | #VALUE! | #VALUE! | #VALUE! | #VALUE! | #VALUE! | #VALUE! | #VALUE!
Tuesday | 4 | 19 | 2 | 2594 | 0 | 0 | 0 | 0 | 0 | 0 | 0 | 0 | 0 | 0 | 0 | 0 | 0 | 0 | 0 | 0 | 0 | 0 | 0 | 0 | 0 | 0 | 0 | 0 | 0 | 0 | 0 | 0 | 0 | 0 | 0 | 0 | 0 | 0 | 0 | 0 | 0 | 0 | 0 | 0 |  | 0 | 0 | 0 |  | #VALUE! | #VALUE! | #VALUE! | #VALUE! |  |  | #VALUE! | #VALUE! | 0 | 0 | 0.20123 | 0.20123 | #VALUE! | #VALUE! | #VALUE! | #VALUE! | 0 | 0 | 0.20123 | 0.20123 | #VALUE! | #VALUE! | #VALUE! | #VALUE! | 0 | 0 | 0.20123 | 0.20123 | #VALUE! | #VALUE! |  |  |  | #VALUE! | #VALUE! | #VALUE! | #VALUE! | #VALUE! | #VALUE! | #VALUE!
Tuesday | 4 | 19 | 3 | 2595 | 0 | 0 | 0 | 0 | 0 | 0 | 0 | 0 | 0 | 0 | 0 | 0 | 0 | 0 | 0 | 0 | 0 | 0 | 0 | 0 | 0 | 0 | 0 | 0 | 0 | 0 | 0 | 0 | 0 | 0 | 0 | 0 | 0 | 0 | 0 | 0 | 0 | 0 | 0 | 0 |  | 0 | 0 | 0 |  | #VALUE! | #VALUE! | #VALUE! | #VALUE! |  |  | #VALUE! | #VALUE! | 0 | 0 | 0.20123 | 0.20123 | #VALUE! | #VALUE! | #VALUE! | #VALUE! | 0 | 0 | 0.20123 | 0.20123 | #VALUE! | #VALUE! | #VALUE! | #VALUE! | 0 | 0 | 0.20123 | 0.20123 | #VALUE! | #VALUE! |  |  |  | #VALUE! | #VALUE! | #VALUE! | #VALUE! | #VALUE! | #VALUE! | #VALUE!
Tuesday | 4 | 19 | 4 | 2596 | 0 | 0 | 0 | 0 | 0 | 0 | 0 | 0 | 0 | 0 | 0 | 0 | 0 | 0 | 0 | 0 | 0 | 0 | 0 | 0 | 0 | 0 | 0 | 0 | 0 | 0 | 0 | 0 | 0 | 0 | 0 | 0 | 0 | 0 | 0 | 0 | 0 | 0 | 0 | 0 |  | 0 | 0 | 0 |  | #VALUE! | #VALUE! | #VALUE! | #VALUE! |  |  | #VALUE! | #VALUE! | 0 | 0 | 0.20123 | 0.20123 | #VALUE! | #VALUE! | #VALUE! | #VALUE! | 0 | 0 | 0.20123 | 0.20123 | #VALUE! | #VALUE! | #VALUE! | #VALUE! | 0 | 0 | 0.20123 | 0.20123 | #VALUE! | #VALUE! |  |  |  | #VALUE! | #VALUE! | #VALUE! | #VALUE! | #VALUE! | #VALUE! | #VALUE!
Tuesday | 4 | 19 | 5 | 2597 | 0 | 0 | 0 | 0 | 0 | 0 | 0 | 0 | 0 | 0 | 0 | 0 | 0 | 0 | 0 | 0 | 0 | 0 | 0 | 0 | 0 | 0 | 0 | 0 | 0 | 0 | 0 | 0 | 0 | 0 | 0 | 0 | 0 | 0 | 0 | 0 | 0 | 0 | 0 | 0 |  | 0 | 0 | 0 |  | #VALUE! | #VALUE! | #VALUE! | #VALUE! |  |  | #VALUE! | #VALUE! | 0 | 0 | 0.20123 | 0.20123 | #VALUE! | #VALUE! | #VALUE! | #VALUE! | 0 | 0 | 0.20123 | 0.20123 | #VALUE! | #VALUE! | #VALUE! | #VALUE! | 0 | 0 | 0.20123 | 0.20123 | #VALUE! | #VALUE! |  |  |  | #VALUE! | #VALUE! | #VALUE! | #VALUE! | #VALUE! | #VALUE! | #VALUE!
Tuesday | 4 | 19 | 6 | 2598 | 0 | 0 | 0 | 0 | 0 | 0 | 0 | 0 | 0 | 0 | 0 | 0 | 0 | 0 | 0 | 0 | 0 | 0 | 0 | 0 | 0 | 0 | 0 | 0 | 0 | 0 | 0 | 0 | 0 | 0 | 0 | 0 | 0 | 0 | 0 | 0 | 0 | 0 | 0 | 0 |  | 0 | 0 | 0 |  | #VALUE! | #VALUE! | #VALUE! | #VALUE! |  |  | #VALUE! | #VALUE! | 0 | 0 | 0.20123 | 0.20123 | #VALUE! | #VALUE! | #VALUE! | #VALUE! | 0 | 0 | 0.20123 | 0.20123 | #VALUE! | #VALUE! | #VALUE! | #VALUE! | 0 | 0 | 0.20123 | 0.20123 | #VALUE! | #VALUE! |  |  |  | #VALUE! | #VALUE! | #VALUE! | #VALUE! | #VALUE! | #VALUE! | #VALUE!
Tuesday | 4 | 19 | 7 | 2599 | 0 | 0 | 0 | 0 | 0 | 0 | 0 | 0 | 0 | 0 | 0 | 0 | 0 | 0 | 0 | 0 | 0 | 0 | 0 | 0 | 0 | 0 | 0 | 0 | 0 | 0 | 0 | 0 | 0 | 0 | 0 | 0 | 0 | 0 | 0 | 0 | 0 | 0 | 0 | 0 |  | 0 | 0 | 0 |  | #VALUE! | #VALUE! | #VALUE! | #VALUE! |  |  | #VALUE! | #VALUE! | 0 | 0 | 0.20123 | 0.20123 | #VALUE! | #VALUE! | #VALUE! | #VALUE! | 0 | 0 | 0.20123 | 0.20123 | #VALUE! | #VALUE! | #VALUE! | #VALUE! | 0 | 0 | 0.20123 | 0.20123 | #VALUE! | #VALUE! |  |  |  | #VALUE! | #VALUE! | #VALUE! | #VALUE! | #VALUE! | #VALUE! | #VALUE!
Tuesday | 4 | 19 | 8 | 2600 | 0 | 0 | 0 | 0 | 0 | 0 | 0 | 0 | 0 | 0 | 0 | 0 | 0 | 0 | 0 | 0 | 0 | 0 | 0 | 0 | 0 | 0 | 0 | 0 | 0 | 0 | 0 | 0 | 0 | 0 | 0 | 0 | 0 | 0 | 0 | 0 | 0 | 0 | 0 | 0 |  | 0 | 0 | 0 |  | #VALUE! | #VALUE! | #VALUE! | #VALUE! |  |  | #VALUE! | #VALUE! | 0 | 0 | 0.20123 | 0.20123 | #VALUE! | #VALUE! | #VALUE! | #VALUE! | 0 | 0 | 0.20123 | 0.20123 | #VALUE! | #VALUE! | #VALUE! | #VALUE! | 0 | 0 | 0.20123 | 0.20123 | #VALUE! | #VALUE! |  |  |  | #VALUE! | #VALUE! | #VALUE! | #VALUE! | #VALUE! | #VALUE! | #VALUE!
Tuesday | 4 | 19 | 9 | 2601 | 0 | 0 | 0 | 0 | 0 | 0 | 0 | 0 | 0 | 0 | 0 | 0 | 0 | 0 | 0 | 0 | 0 | 0 | 0 | 0 | 0 | 0 | 0 | 0 | 0 | 0 | 0 | 0 | 0 | 0 | 0 | 0 | 0 | 0 | 0 | 0 | 0 | 0 | 0 | 0 |  | 0 | 0 | 0 |  | #VALUE! | #VALUE! | #VALUE! | #VALUE! |  |  | #VALUE! | #VALUE! | 0 | 0 | 0.20123 | 0.20123 | #VALUE! | #VALUE! | #VALUE! | #VALUE! | 0 | 0 | 0.20123 | 0.20123 | #VALUE! | #VALUE! | #VALUE! | #VALUE! | 0 | 0 | 0.20123 | 0.20123 | #VALUE! | #VALUE! |  |  |  | #VALUE! | #VALUE! | #VALUE! | #VALUE! | #VALUE! | #VALUE! | #VALUE!
Tuesday | 4 | 19 | 10 | 2602 | 0 | 0 | 0 | 0 | 0 | 0 | 0 | 0 | 0 | 0 | 0 | 0 | 0 | 0 | 0 | 0 | 0 | 0 | 0 | 0 | 0 | 0 | 0 | 0 | 0 | 0 | 0 | 0 | 0 | 0 | 0 | 0 | 0 | 0 | 0 | 0 | 0 | 0 | 0 | 0 |  | 0 | 0 | 0 |  | #VALUE! | #VALUE! | #VALUE! | #VALUE! |  |  | #VALUE! | #VALUE! | 0 | 0 | 0.20123 | 0.20123 | #VALUE! | #VALUE! | #VALUE! | #VALUE! | 0 | 0 | 0.20123 | 0.20123 | #VALUE! | #VALUE! | #VALUE! | #VALUE! | 0 | 0 | 0.20123 | 0.20123 | #VALUE! | #VALUE! |  |  |  | #VALUE! | #VALUE! | #VALUE! | #VALUE! | #VALUE! | #VALUE! | #VALUE!
Tuesday | 4 | 19 | 11 | 2603 | 0 | 0 | 0 | 0 | 0 | 0 | 0 | 0 | 0 | 0 | 0 | 0 | 0 | 0 | 0 | 0 | 0 | 0 | 0 | 0 | 0 | 0 | 0 | 0 | 0 | 0 | 0 | 0 | 0 | 0 | 0 | 0 | 0 | 0 | 0 | 0 | 0 | 0 | 0 | 0 |  | 0 | 0 | 0 |  | #VALUE! | #VALUE! | #VALUE! | #VALUE! |  |  | #VALUE! | #VALUE! | 0 | 0 | 0.20123 | 0.20123 | #VALUE! | #VALUE! | #VALUE! | #VALUE! | 0 | 0 | 0.20123 | 0.20123 | #VALUE! | #VALUE! | #VALUE! | #VALUE! | 0 | 0 | 0.20123 | 0.20123 | #VALUE! | #VALUE! |  |  |  | #VALUE! | #VALUE! | #VALUE! | #VALUE! | #VALUE! | #VALUE! | #VALUE!
Tuesday | 4 | 19 | 12 | 2604 | 0 | 0 | 0 | 0 | 0 | 0 | 0 | 0 | 0 | 0 | 0 | 0 | 0 | 0 | 0 | 0 | 0 | 0 | 0 | 0 | 0 | 0 | 0 | 0 | 0 | 0 | 0 | 0 | 0 | 0 | 0 | 0 | 0 | 0 | 0 | 0 | 0 | 0 | 0 | 0 |  | 0 | 0 | 0 |  | #VALUE! | #VALUE! | #VALUE! | #VALUE! |  |  | #VALUE! | #VALUE! | 0 | 0 | 0.20123 | 0.20123 | #VALUE! | #VALUE! | #VALUE! | #VALUE! | 0 | 0 | 0.20123 | 0.20123 | #VALUE! | #VALUE! | #VALUE! | #VALUE! | 0 | 0 | 0.20123 | 0.20123 | #VALUE! | #VALUE! |  |  |  | #VALUE! | #VALUE! | #VALUE! | #VALUE! | #VALUE! | #VALUE! | #VALUE!
Tuesday | 4 | 19 | 13 | 2605 | 0 | 0 | 0 | 0 | 0 | 0 | 0 | 0 | 0 | 0 | 0 | 0 | 0 | 0 | 0 | 0 | 0 | 0 | 0 | 0 | 0 | 0 | 0 | 0 | 0 | 0 | 0 | 0 | 0 | 0 | 0 | 0 | 0 | 0 | 0 | 0 | 0 | 0 | 0 | 0 |  | 0 | 0 | 0 |  | #VALUE! | #VALUE! | #VALUE! | #VALUE! |  |  | #VALUE! | #VALUE! | 0 | 0 | 0.20123 | 0.20123 | #VALUE! | #VALUE! | #VALUE! | #VALUE! | 0 | 0 | 0.20123 | 0.20123 | #VALUE! | #VALUE! | #VALUE! | #VALUE! | 0 | 0 | 0.20123 | 0.20123 | #VALUE! | #VALUE! |  |  |  | #VALUE! | #VALUE! | #VALUE! | #VALUE! | #VALUE! | #VALUE! | #VALUE!
Tuesday | 4 | 19 | 14 | 2606 | 0 | 0 | 0 | 0 | 0 | 0 | 0 | 0 | 0 | 0 | 0 | 0 | 0 | 0 | 0 | 0 | 0 | 0 | 0 | 0 | 0 | 0 | 0 | 0 | 0 | 0 | 0 | 0 | 0 | 0 | 0 | 0 | 0 | 0 | 0 | 0 | 0 | 0 | 0 | 0 |  | 0 | 0 | 0 |  | #VALUE! | #VALUE! | #VALUE! | #VALUE! |  |  | #VALUE! | #VALUE! | 0 | 0 | 0.20123 | 0.20123 | #VALUE! | #VALUE! | #VALUE! | #VALUE! | 0 | 0 | 0.20123 | 0.20123 | #VALUE! | #VALUE! | #VALUE! | #VALUE! | 0 | 0 | 0.20123 | 0.20123 | #VALUE! | #VALUE! |  |  |  | #VALUE! | #VALUE! | #VALUE! | #VALUE! | #VALUE! | #VALUE! | #VALUE!
Tuesday | 4 | 19 | 15 | 2607 | 0 | 0 | 0 | 0 | 0 | 0 | 0 | 0 | 0 | 0 | 0 | 0 | 0 | 0 | 0 | 0 | 0 | 0 | 0 | 0 | 0 | 0 | 0 | 0 | 0 | 0 | 0 | 0 | 0 | 0 | 0 | 0 | 0 | 0 | 0 | 0 | 0 | 0 | 0 | 0 |  | 0 | 0 | 0 |  | #VALUE! | #VALUE! | #VALUE! | #VALUE! |  |  | #VALUE! | #VALUE! | 0 | 0 | 0.20123 | 0.20123 | #VALUE! | #VALUE! | #VALUE! | #VALUE! | 0 | 0 | 0.20123 | 0.20123 | #VALUE! | #VALUE! | #VALUE! | #VALUE! | 0 | 0 | 0.20123 | 0.20123 | #VALUE! | #VALUE! |  |  |  | #VALUE! | #VALUE! | #VALUE! | #VALUE! | #VALUE! | #VALUE! | #VALUE!
Tuesday | 4 | 19 | 16 | 2608 | 0 | 0 | 0 | 0 | 0 | 0 | 0 | 0 | 0 | 0 | 0 | 0 | 0 | 0 | 0 | 0 | 0 | 0 | 0 | 0 | 0 | 0 | 0 | 0 | 0 | 0 | 0 | 0 | 0 | 0 | 0 | 0 | 0 | 0 | 0 | 0 | 0 | 0 | 0 | 0 |  | 0 | 0 | 0 |  | #VALUE! | #VALUE! | #VALUE! | #VALUE! |  |  | #VALUE! | #VALUE! | 0 | 0 | 0.20123 | 0.20123 | #VALUE! | #VALUE! | #VALUE! | #VALUE! | 0 | 0 | 0.20123 | 0.20123 | #VALUE! | #VALUE! | #VALUE! | #VALUE! | 0 | 0 | 0.20123 | 0.20123 | #VALUE! | #VALUE! |  |  |  | #VALUE! | #VALUE! | #VALUE! | #VALUE! | #VALUE! | #VALUE! | #VALUE!
Tuesday | 4 | 19 | 17 | 2609 | 0 | 0 | 0 | 0 | 0 | 0 | 0 | 0 | 0 | 0 | 0 | 0 | 0 | 0 | 0 | 0 | 0 | 0 | 0 | 0 | 0 | 0 | 0 | 0 | 0 | 0 | 0 | 0 | 0 | 0 | 0 | 0 | 0 | 0 | 0 | 0 | 0 | 0 | 0 | 0 |  | 0 | 0 | 0 |  | #VALUE! | #VALUE! | #VALUE! | #VALUE! |  |  | #VALUE! | #VALUE! | 0 | 0 | 0.20123 | 0.20123 | #VALUE! | #VALUE! | #VALUE! | #VALUE! | 0 | 0 | 0.20123 | 0.20123 | #VALUE! | #VALUE! | #VALUE! | #VALUE! | 0 | 0 | 0.20123 | 0.20123 | #VALUE! | #VALUE! |  |  |  | #VALUE! | #VALUE! | #VALUE! | #VALUE! | #VALUE! | #VALUE! | #VALUE!
Tuesday | 4 | 19 | 18 | 2610 | 0 | 0 | 0 | 0 | 0 | 0 | 0 | 0 | 0 | 0 | 0 | 0 | 0 | 0 | 0 | 0 | 0 | 0 | 0 | 0 | 0 | 0 | 0 | 0 | 0 | 0 | 0 | 0 | 0 | 0 | 0 | 0 | 0 | 0 | 0 | 0 | 0 | 0 | 0 | 0 |  | 0 | 0 | 0 |  | #VALUE! | #VALUE! | #VALUE! | #VALUE! |  |  | #VALUE! | #VALUE! | 0 | 0 | 0.20123 | 0.20123 | #VALUE! | #VALUE! | #VALUE! | #VALUE! | 0 | 0 | 0.20123 | 0.20123 | #VALUE! | #VALUE! | #VALUE! | #VALUE! | 0 | 0 | 0.20123 | 0.20123 | #VALUE! | #VALUE! |  |  |  | #VALUE! | #VALUE! | #VALUE! | #VALUE! | #VALUE! | #VALUE! | #VALUE!
Tuesday | 4 | 19 | 19 | 2611 | 0 | 0 | 0 | 0 | 0 | 0 | 0 | 0 | 0 | 0 | 0 | 0 | 0 | 0 | 0 | 0 | 0 | 0 | 0 | 0 | 0 | 0 | 0 | 0 | 0 | 0 | 0 | 0 | 0 | 0 | 0 | 0 | 0 | 0 | 0 | 0 | 0 | 0 | 0 | 0 |  | 0 | 0 | 0 |  | #VALUE! | #VALUE! | #VALUE! | #VALUE! |  |  | #VALUE! | #VALUE! | 0 | 0 | 0.20123 | 0.20123 | #VALUE! | #VALUE! | #VALUE! | #VALUE! | 0 | 0 | 0.20123 | 0.20123 | #VALUE! | #VALUE! | #VALUE! | #VALUE! | 0 | 0 | 0.20123 | 0.20123 | #VALUE! | #VALUE! |  |  |  | #VALUE! | #VALUE! | #VALUE! | #VALUE! | #VALUE! | #VALUE! | #VALUE!
Tuesday | 4 | 19 | 20 | 2612 | 0 | 0 | 0 | 0 | 0 | 0 | 0 | 0 | 0 | 0 | 0 | 0 | 0 | 0 | 0 | 0 | 0 | 0 | 0 | 0 | 0 | 0 | 0 | 0 | 0 | 0 | 0 | 0 | 0 | 0 | 0 | 0 | 0 | 0 | 0 | 0 | 0 | 0 | 0 | 0 |  | 0 | 0 | 0 |  | #VALUE! | #VALUE! | #VALUE! | #VALUE! |  |  | #VALUE! | #VALUE! | 0 | 0 | 0.20123 | 0.20123 | #VALUE! | #VALUE! | #VALUE! | #VALUE! | 0 | 0 | 0.20123 | 0.20123 | #VALUE! | #VALUE! | #VALUE! | #VALUE! | 0 | 0 | 0.20123 | 0.20123 | #VALUE! | #VALUE! |  |  |  | #VALUE! | #VALUE! | #VALUE! | #VALUE! | #VALUE! | #VALUE! | #VALUE!
Tuesday | 4 | 19 | 21 | 2613 | 0 | 0 | 0 | 0 | 0 | 0 | 0 | 0 | 0 | 0 | 0 | 0 | 0 | 0 | 0 | 0 | 0 | 0 | 0 | 0 | 0 | 0 | 0 | 0 | 0 | 0 | 0 | 0 | 0 | 0 | 0 | 0 | 0 | 0 | 0 | 0 | 0 | 0 | 0 | 0 |  | 0 | 0 | 0 |  | #VALUE! | #VALUE! | #VALUE! | #VALUE! |  |  | #VALUE! | #VALUE! | 0 | 0 | 0.20123 | 0.20123 | #VALUE! | #VALUE! | #VALUE! | #VALUE! | 0 | 0 | 0.20123 | 0.20123 | #VALUE! | #VALUE! | #VALUE! | #VALUE! | 0 | 0 | 0.20123 | 0.20123 | #VALUE! | #VALUE! |  |  |  | #VALUE! | #VALUE! | #VALUE! | #VALUE! | #VALUE! | #VALUE! | #VALUE!
Tuesday | 4 | 19 | 22 | 2614 | 0 | 0 | 0 | 0 | 0 | 0 | 0 | 0 | 0 | 0 | 0 | 0 | 0 | 0 | 0 | 0 | 0 | 0 | 0 | 0 | 0 | 0 | 0 | 0 | 0 | 0 | 0 | 0 | 0 | 0 | 0 | 0 | 0 | 0 | 0 | 0 | 0 | 0 | 0 | 0 |  | 0 | 0 | 0 |  | #VALUE! | #VALUE! | #VALUE! | #VALUE! |  |  | #VALUE! | #VALUE! | 0 | 0 | 0.20123 | 0.20123 | #VALUE! | #VALUE! | #VALUE! | #VALUE! | 0 | 0 | 0.20123 | 0.20123 | #VALUE! | #VALUE! | #VALUE! | #VALUE! | 0 | 0 | 0.20123 | 0.20123 | #VALUE! | #VALUE! |  |  |  | #VALUE! | #VALUE! | #VALUE! | #VALUE! | #VALUE! | #VALUE! | #VALUE!
Tuesday | 4 | 19 | 23 | 2615 | 0 | 0 | 0 | 0 | 0 | 0 | 0 | 0 | 0 | 0 | 0 | 0 | 0 | 0 | 0 | 0 | 0 | 0 | 0 | 0 | 0 | 0 | 0 | 0 | 0 | 0 | 0 | 0 | 0 | 0 | 0 | 0 | 0 | 0 | 0 | 0 | 0 | 0 | 0 | 0 |  | 0 | 0 | 0 |  | #VALUE! | #VALUE! | #VALUE! | #VALUE! |  |  | #VALUE! | #VALUE! | 0 | 0 | 0.20123 | 0.20123 | #VALUE! | #VALUE! | #VALUE! | #VALUE! | 0 | 0 | 0.20123 | 0.20123 | #VALUE! | #VALUE! | #VALUE! | #VALUE! | 0 | 0 | 0.20123 | 0.20123 | #VALUE! | #VALUE! |  |  |  | #VALUE! | #VALUE! | #VALUE! | #VALUE! | #VALUE! | #VALUE! | #VALUE!
Tuesday | 4 | 19 | 24 | 2616 | 0 | 0 | 0 | 0 | 0 | 0 | 0 | 0 | 0 | 0 | 0 | 0 | 0 | 0 | 0 | 0 | 0 | 0 | 0 | 0 | 0 | 0 | 0 | 0 | 0 | 0 | 0 | 0 | 0 | 0 | 0 | 0 | 0 | 0 | 0 | 0 | 0 | 0 | 0 | 0 |  | 0 | 0 | 0 |  | #VALUE! | #VALUE! | #VALUE! | #VALUE! |  |  | #VALUE! | #VALUE! | 0 | 0 | 0.20123 | 0.20123 | #VALUE! | #VALUE! | #VALUE! | #VALUE! | 0 | 0 | 0.20123 | 0.20123 | #VALUE! | #VALUE! | #VALUE! | #VALUE! | 0 | 0 | 0.20123 | 0.20123 | #VALUE! | #VALUE! |  |  |  | #VALUE! | #VALUE! | #VALUE! | #VALUE! | #VALUE! | #VALUE! | #VALUE!
Wednesday | 4 | 20 | 1 | 2617 | 0 | 0 | 0 | 0 | 0 | 0 | 0 | 0 | 0 | 0 | 0 | 0 | 0 | 0 | 0 | 0 | 0 | 0 | 0 | 0 | 0 | 0 | 0 | 0 | 0 | 0 | 0 | 0 | 0 | 0 | 0 | 0 | 0 | 0 | 0 | 0 | 0 | 0 | 0 | 0 |  | 0 | 0 | 0 |  | #VALUE! | #VALUE! | #VALUE! | #VALUE! |  |  | #VALUE! | #VALUE! | 0 | 0 | 0.20123 | 0.20123 | #VALUE! | #VALUE! | #VALUE! | #VALUE! | 0 | 0 | 0.20123 | 0.20123 | #VALUE! | #VALUE! | #VALUE! | #VALUE! | 0 | 0 | 0.20123 | 0.20123 | #VALUE! | #VALUE! |  |  |  | #VALUE! | #VALUE! | #VALUE! | #VALUE! | #VALUE! | #VALUE! | #VALUE!
Wednesday | 4 | 20 | 2 | 2618 | 0 | 0 | 0 | 0 | 0 | 0 | 0 | 0 | 0 | 0 | 0 | 0 | 0 | 0 | 0 | 0 | 0 | 0 | 0 | 0 | 0 | 0 | 0 | 0 | 0 | 0 | 0 | 0 | 0 | 0 | 0 | 0 | 0 | 0 | 0 | 0 | 0 | 0 | 0 | 0 |  | 0 | 0 | 0 |  | #VALUE! | #VALUE! | #VALUE! | #VALUE! |  |  | #VALUE! | #VALUE! | 0 | 0 | 0.20123 | 0.20123 | #VALUE! | #VALUE! | #VALUE! | #VALUE! | 0 | 0 | 0.20123 | 0.20123 | #VALUE! | #VALUE! | #VALUE! | #VALUE! | 0 | 0 | 0.20123 | 0.20123 | #VALUE! | #VALUE! |  |  |  | #VALUE! | #VALUE! | #VALUE! | #VALUE! | #VALUE! | #VALUE! | #VALUE!
Wednesday | 4 | 20 | 3 | 2619 | 0 | 0 | 0 | 0 | 0 | 0 | 0 | 0 | 0 | 0 | 0 | 0 | 0 | 0 | 0 | 0 | 0 | 0 | 0 | 0 | 0 | 0 | 0 | 0 | 0 | 0 | 0 | 0 | 0 | 0 | 0 | 0 | 0 | 0 | 0 | 0 | 0 | 0 | 0 | 0 |  | 0 | 0 | 0 |  | #VALUE! | #VALUE! | #VALUE! | #VALUE! |  |  | #VALUE! | #VALUE! | 0 | 0 | 0.20123 | 0.20123 | #VALUE! | #VALUE! | #VALUE! | #VALUE! | 0 | 0 | 0.20123 | 0.20123 | #VALUE! | #VALUE! | #VALUE! | #VALUE! | 0 | 0 | 0.20123 | 0.20123 | #VALUE! | #VALUE! |  |  |  | #VALUE! | #VALUE! | #VALUE! | #VALUE! | #VALUE! | #VALUE! | #VALUE!
Wednesday | 4 | 20 | 4 | 2620 | 0 | 0 | 0 | 0 | 0 | 0 | 0 | 0 | 0 | 0 | 0 | 0 | 0 | 0 | 0 | 0 | 0 | 0 | 0 | 0 | 0 | 0 | 0 | 0 | 0 | 0 | 0 | 0 | 0 | 0 | 0 | 0 | 0 | 0 | 0 | 0 | 0 | 0 | 0 | 0 |  | 0 | 0 | 0 |  | #VALUE! | #VALUE! | #VALUE! | #VALUE! |  |  | #VALUE! | #VALUE! | 0 | 0 | 0.20123 | 0.20123 | #VALUE! | #VALUE! | #VALUE! | #VALUE! | 0 | 0 | 0.20123 | 0.20123 | #VALUE! | #VALUE! | #VALUE! | #VALUE! | 0 | 0 | 0.20123 | 0.20123 | #VALUE! | #VALUE! |  |  |  | #VALUE! | #VALUE! | #VALUE! | #VALUE! | #VALUE! | #VALUE! | #VALUE!
Wednesday | 4 | 20 | 5 | 2621 | 0 | 0 | 0 | 0 | 0 | 0 | 0 | 0 | 0 | 0 | 0 | 0 | 0 | 0 | 0 | 0 | 0 | 0 | 0 | 0 | 0 | 0 | 0 | 0 | 0 | 0 | 0 | 0 | 0 | 0 | 0 | 0 | 0 | 0 | 0 | 0 | 0 | 0 | 0 | 0 |  | 0 | 0 | 0 |  | #VALUE! | #VALUE! | #VALUE! | #VALUE! |  |  | #VALUE! | #VALUE! | 0 | 0 | 0.20123 | 0.20123 | #VALUE! | #VALUE! | #VALUE! | #VALUE! | 0 | 0 | 0.20123 | 0.20123 | #VALUE! | #VALUE! | #VALUE! | #VALUE! | 0 | 0 | 0.20123 | 0.20123 | #VALUE! | #VALUE! |  |  |  | #VALUE! | #VALUE! | #VALUE! | #VALUE! | #VALUE! | #VALUE! | #VALUE!
Wednesday | 4 | 20 | 6 | 2622 | 0 | 0 | 0 | 0 | 0 | 0 | 0 | 0 | 0 | 0 | 0 | 0 | 0 | 0 | 0 | 0 | 0 | 0 | 0 | 0 | 0 | 0 | 0 | 0 | 0 | 0 | 0 | 0 | 0 | 0 | 0 | 0 | 0 | 0 | 0 | 0 | 0 | 0 | 0 | 0 |  | 0 | 0 | 0 |  | #VALUE! | #VALUE! | #VALUE! | #VALUE! |  |  | #VALUE! | #VALUE! | 0 | 0 | 0.20123 | 0.20123 | #VALUE! | #VALUE! | #VALUE! | #VALUE! | 0 | 0 | 0.20123 | 0.20123 | #VALUE! | #VALUE! | #VALUE! | #VALUE! | 0 | 0 | 0.20123 | 0.20123 | #VALUE! | #VALUE! |  |  |  | #VALUE! | #VALUE! | #VALUE! | #VALUE! | #VALUE! | #VALUE! | #VALUE!
Wednesday | 4 | 20 | 7 | 2623 | 0 | 0 | 0 | 0 | 0 | 0 | 0 | 0 | 0 | 0 | 0 | 0 | 0 | 0 | 0 | 0 | 0 | 0 | 0 | 0 | 0 | 0 | 0 | 0 | 0 | 0 | 0 | 0 | 0 | 0 | 0 | 0 | 0 | 0 | 0 | 0 | 0 | 0 | 0 | 0 |  | 0 | 0 | 0 |  | #VALUE! | #VALUE! | #VALUE! | #VALUE! |  |  | #VALUE! | #VALUE! | 0 | 0 | 0.20123 | 0.20123 | #VALUE! | #VALUE! | #VALUE! | #VALUE! | 0 | 0 | 0.20123 | 0.20123 | #VALUE! | #VALUE! | #VALUE! | #VALUE! | 0 | 0 | 0.20123 | 0.20123 | #VALUE! | #VALUE! |  |  |  | #VALUE! | #VALUE! | #VALUE! | #VALUE! | #VALUE! | #VALUE! | #VALUE!
Wednesday | 4 | 20 | 8 | 2624 | 0 | 0 | 0 | 0 | 0 | 0 | 0 | 0 | 0 | 0 | 0 | 0 | 0 | 0 | 0 | 0 | 0 | 0 | 0 | 0 | 0 | 0 | 0 | 0 | 0 | 0 | 0 | 0 | 0 | 0 | 0 | 0 | 0 | 0 | 0 | 0 | 0 | 0 | 0 | 0 |  | 0 | 0 | 0 |  | #VALUE! | #VALUE! | #VALUE! | #VALUE! |  |  | #VALUE! | #VALUE! | 0 | 0 | 0.20123 | 0.20123 | #VALUE! | #VALUE! | #VALUE! | #VALUE! | 0 | 0 | 0.20123 | 0.20123 | #VALUE! | #VALUE! | #VALUE! | #VALUE! | 0 | 0 | 0.20123 | 0.20123 | #VALUE! | #VALUE! |  |  |  | #VALUE! | #VALUE! | #VALUE! | #VALUE! | #VALUE! | #VALUE! | #VALUE!
Wednesday | 4 | 20 | 9 | 2625 | 0 | 0 | 0 | 0 | 0 | 0 | 0 | 0 | 0 | 0 | 0 | 0 | 0 | 0 | 0 | 0 | 0 | 0 | 0 | 0 | 0 | 0 | 0 | 0 | 0 | 0 | 0 | 0 | 0 | 0 | 0 | 0 | 0 | 0 | 0 | 0 | 0 | 0 | 0 | 0 |  | 0 | 0 | 0 |  | #VALUE! | #VALUE! | #VALUE! | #VALUE! |  |  | #VALUE! | #VALUE! | 0 | 0 | 0.20123 | 0.20123 | #VALUE! | #VALUE! | #VALUE! | #VALUE! | 0 | 0 | 0.20123 | 0.20123 | #VALUE! | #VALUE! | #VALUE! | #VALUE! | 0 | 0 | 0.20123 | 0.20123 | #VALUE! | #VALUE! |  |  |  | #VALUE! | #VALUE! | #VALUE! | #VALUE! | #VALUE! | #VALUE! | #VALUE!
Wednesday | 4 | 20 | 10 | 2626 | 0 | 0 | 0 | 0 | 0 | 0 | 0 | 0 | 0 | 0 | 0 | 0 | 0 | 0 | 0 | 0 | 0 | 0 | 0 | 0 | 0 | 0 | 0 | 0 | 0 | 0 | 0 | 0 | 0 | 0 | 0 | 0 | 0 | 0 | 0 | 0 | 0 | 0 | 0 | 0 |  | 0 | 0 | 0 |  | #VALUE! | #VALUE! | #VALUE! | #VALUE! |  |  | #VALUE! | #VALUE! | 0 | 0 | 0.20123 | 0.20123 | #VALUE! | #VALUE! | #VALUE! | #VALUE! | 0 | 0 | 0.20123 | 0.20123 | #VALUE! | #VALUE! | #VALUE! | #VALUE! | 0 | 0 | 0.20123 | 0.20123 | #VALUE! | #VALUE! |  |  |  | #VALUE! | #VALUE! | #VALUE! | #VALUE! | #VALUE! | #VALUE! | #VALUE!
Wednesday | 4 | 20 | 11 | 2627 | 0 | 0 | 0 | 0 | 0 | 0 | 0 | 0 | 0 | 0 | 0 | 0 | 0 | 0 | 0 | 0 | 0 | 0 | 0 | 0 | 0 | 0 | 0 | 0 | 0 | 0 | 0 | 0 | 0 | 0 | 0 | 0 | 0 | 0 | 0 | 0 | 0 | 0 | 0 | 0 |  | 0 | 0 | 0 |  | #VALUE! | #VALUE! | #VALUE! | #VALUE! |  |  | #VALUE! | #VALUE! | 0 | 0 | 0.20123 | 0.20123 | #VALUE! | #VALUE! | #VALUE! | #VALUE! | 0 | 0 | 0.20123 | 0.20123 | #VALUE! | #VALUE! | #VALUE! | #VALUE! | 0 | 0 | 0.20123 | 0.20123 | #VALUE! | #VALUE! |  |  |  | #VALUE! | #VALUE! | #VALUE! | #VALUE! | #VALUE! | #VALUE! | #VALUE!
Wednesday | 4 | 20 | 12 | 2628 | 0 | 0 | 0 | 0 | 0 | 0 | 0 | 0 | 0 | 0 | 0 | 0 | 0 | 0 | 0 | 0 | 0 | 0 | 0 | 0 | 0 | 0 | 0 | 0 | 0 | 0 | 0 | 0 | 0 | 0 | 0 | 0 | 0 | 0 | 0 | 0 | 0 | 0 | 0 | 0 |  | 0 | 0 | 0 |  | #VALUE! | #VALUE! | #VALUE! | #VALUE! |  |  | #VALUE! | #VALUE! | 0 | 0 | 0.20123 | 0.20123 | #VALUE! | #VALUE! | #VALUE! | #VALUE! | 0 | 0 | 0.20123 | 0.20123 | #VALUE! | #VALUE! | #VALUE! | #VALUE! | 0 | 0 | 0.20123 | 0.20123 | #VALUE! | #VALUE! |  |  |  | #VALUE! | #VALUE! | #VALUE! | #VALUE! | #VALUE! | #VALUE! | #VALUE!
Wednesday | 4 | 20 | 13 | 2629 | 0 | 0 | 0 | 0 | 0 | 0 | 0 | 0 | 0 | 0 | 0 | 0 | 0 | 0 | 0 | 0 | 0 | 0 | 0 | 0 | 0 | 0 | 0 | 0 | 0 | 0 | 0 | 0 | 0 | 0 | 0 | 0 | 0 | 0 | 0 | 0 | 0 | 0 | 0 | 0 |  | 0 | 0 | 0 |  | #VALUE! | #VALUE! | #VALUE! | #VALUE! |  |  | #VALUE! | #VALUE! | 0 | 0 | 0.20123 | 0.20123 | #VALUE! | #VALUE! | #VALUE! | #VALUE! | 0 | 0 | 0.20123 | 0.20123 | #VALUE! | #VALUE! | #VALUE! | #VALUE! | 0 | 0 | 0.20123 | 0.20123 | #VALUE! | #VALUE! |  |  |  | #VALUE! | #VALUE! | #VALUE! | #VALUE! | #VALUE! | #VALUE! | #VALUE!
Wednesday | 4 | 20 | 14 | 2630 | 0 | 0 | 0 | 0 | 0 | 0 | 0 | 0 | 0 | 0 | 0 | 0 | 0 | 0 | 0 | 0 | 0 | 0 | 0 | 0 | 0 | 0 | 0 | 0 | 0 | 0 | 0 | 0 | 0 | 0 | 0 | 0 | 0 | 0 | 0 | 0 | 0 | 0 | 0 | 0 |  | 0 | 0 | 0 |  | #VALUE! | #VALUE! | #VALUE! | #VALUE! |  |  | #VALUE! | #VALUE! | 0 | 0 | 0.20123 | 0.20123 | #VALUE! | #VALUE! | #VALUE! | #VALUE! | 0 | 0 | 0.20123 | 0.20123 | #VALUE! | #VALUE! | #VALUE! | #VALUE! | 0 | 0 | 0.20123 | 0.20123 | #VALUE! | #VALUE! |  |  |  | #VALUE! | #VALUE! | #VALUE! | #VALUE! | #VALUE! | #VALUE! | #VALUE!
Wednesday | 4 | 20 | 15 | 2631 | 0 | 0 | 0 | 0 | 0 | 0 | 0 | 0 | 0 | 0 | 0 | 0 | 0 | 0 | 0 | 0 | 0 | 0 | 0 | 0 | 0 | 0 | 0 | 0 | 0 | 0 | 0 | 0 | 0 | 0 | 0 | 0 | 0 | 0 | 0 | 0 | 0 | 0 | 0 | 0 |  | 0 | 0 | 0 |  | #VALUE! | #VALUE! | #VALUE! | #VALUE! |  |  | #VALUE! | #VALUE! | 0 | 0 | 0.20123 | 0.20123 | #VALUE! | #VALUE! | #VALUE! | #VALUE! | 0 | 0 | 0.20123 | 0.20123 | #VALUE! | #VALUE! | #VALUE! | #VALUE! | 0 | 0 | 0.20123 | 0.20123 | #VALUE! | #VALUE! |  |  |  | #VALUE! | #VALUE! | #VALUE! | #VALUE! | #VALUE! | #VALUE! | #VALUE!
Wednesday | 4 | 20 | 16 | 2632 | 0 | 0 | 0 | 0 | 0 | 0 | 0 | 0 | 0 | 0 | 0 | 0 | 0 | 0 | 0 | 0 | 0 | 0 | 0 | 0 | 0 | 0 | 0 | 0 | 0 | 0 | 0 | 0 | 0 | 0 | 0 | 0 | 0 | 0 | 0 | 0 | 0 | 0 | 0 | 0 |  | 0 | 0 | 0 |  | #VALUE! | #VALUE! | #VALUE! | #VALUE! |  |  | #VALUE! | #VALUE! | 0 | 0 | 0.20123 | 0.20123 | #VALUE! | #VALUE! | #VALUE! | #VALUE! | 0 | 0 | 0.20123 | 0.20123 | #VALUE! | #VALUE! | #VALUE! | #VALUE! | 0 | 0 | 0.20123 | 0.20123 | #VALUE! | #VALUE! |  |  |  | #VALUE! | #VALUE! | #VALUE! | #VALUE! | #VALUE! | #VALUE! | #VALUE!
Wednesday | 4 | 20 | 17 | 2633 | 0 | 0 | 0 | 0 | 0 | 0 | 0 | 0 | 0 | 0 | 0 | 0 | 0 | 0 | 0 | 0 | 0 | 0 | 0 | 0 | 0 | 0 | 0 | 0 | 0 | 0 | 0 | 0 | 0 | 0 | 0 | 0 | 0 | 0 | 0 | 0 | 0 | 0 | 0 | 0 |  | 0 | 0 | 0 |  | #VALUE! | #VALUE! | #VALUE! | #VALUE! |  |  | #VALUE! | #VALUE! | 0 | 0 | 0.20123 | 0.20123 | #VALUE! | #VALUE! | #VALUE! | #VALUE! | 0 | 0 | 0.20123 | 0.20123 | #VALUE! | #VALUE! | #VALUE! | #VALUE! | 0 | 0 | 0.20123 | 0.20123 | #VALUE! | #VALUE! |  |  |  | #VALUE! | #VALUE! | #VALUE! | #VALUE! | #VALUE! | #VALUE! | #VALUE!
Wednesday | 4 | 20 | 18 | 2634 | 0 | 0 | 0 | 0 | 0 | 0 | 0 | 0 | 0 | 0 | 0 | 0 | 0 | 0 | 0 | 0 | 0 | 0 | 0 | 0 | 0 | 0 | 0 | 0 | 0 | 0 | 0 | 0 | 0 | 0 | 0 | 0 | 0 | 0 | 0 | 0 | 0 | 0 | 0 | 0 |  | 0 | 0 | 0 |  | #VALUE! | #VALUE! | #VALUE! | #VALUE! |  |  | #VALUE! | #VALUE! | 0 | 0 | 0.20123 | 0.20123 | #VALUE! | #VALUE! | #VALUE! | #VALUE! | 0 | 0 | 0.20123 | 0.20123 | #VALUE! | #VALUE! | #VALUE! | #VALUE! | 0 | 0 | 0.20123 | 0.20123 | #VALUE! | #VALUE! |  |  |  | #VALUE! | #VALUE! | #VALUE! | #VALUE! | #VALUE! | #VALUE! | #VALUE!
Wednesday | 4 | 20 | 19 | 2635 | 0 | 0 | 0 | 0 | 0 | 0 | 0 | 0 | 0 | 0 | 0 | 0 | 0 | 0 | 0 | 0 | 0 | 0 | 0 | 0 | 0 | 0 | 0 | 0 | 0 | 0 | 0 | 0 | 0 | 0 | 0 | 0 | 0 | 0 | 0 | 0 | 0 | 0 | 0 | 0 |  | 0 | 0 | 0 |  | #VALUE! | #VALUE! | #VALUE! | #VALUE! |  |  | #VALUE! | #VALUE! | 0 | 0 | 0.20123 | 0.20123 | #VALUE! | #VALUE! | #VALUE! | #VALUE! | 0 | 0 | 0.20123 | 0.20123 | #VALUE! | #VALUE! | #VALUE! | #VALUE! | 0 | 0 | 0.20123 | 0.20123 | #VALUE! | #VALUE! |  |  |  | #VALUE! | #VALUE! | #VALUE! | #VALUE! | #VALUE! | #VALUE! | #VALUE!
Wednesday | 4 | 20 | 20 | 2636 | 0 | 0 | 0 | 0 | 0 | 0 | 0 | 0 | 0 | 0 | 0 | 0 | 0 | 0 | 0 | 0 | 0 | 0 | 0 | 0 | 0 | 0 | 0 | 0 | 0 | 0 | 0 | 0 | 0 | 0 | 0 | 0 | 0 | 0 | 0 | 0 | 0 | 0 | 0 | 0 |  | 0 | 0 | 0 |  | #VALUE! | #VALUE! | #VALUE! | #VALUE! |  |  | #VALUE! | #VALUE! | 0 | 0 | 0.20123 | 0.20123 | #VALUE! | #VALUE! | #VALUE! | #VALUE! | 0 | 0 | 0.20123 | 0.20123 | #VALUE! | #VALUE! | #VALUE! | #VALUE! | 0 | 0 | 0.20123 | 0.20123 | #VALUE! | #VALUE! |  |  |  | #VALUE! | #VALUE! | #VALUE! | #VALUE! | #VALUE! | #VALUE! | #VALUE!
Wednesday | 4 | 20 | 21 | 2637 | 0 | 0 | 0 | 0 | 0 | 0 | 0 | 0 | 0 | 0 | 0 | 0 | 0 | 0 | 0 | 0 | 0 | 0 | 0 | 0 | 0 | 0 | 0 | 0 | 0 | 0 | 0 | 0 | 0 | 0 | 0 | 0 | 0 | 0 | 0 | 0 | 0 | 0 | 0 | 0 |  | 0 | 0 | 0 |  | #VALUE! | #VALUE! | #VALUE! | #VALUE! |  |  | #VALUE! | #VALUE! | 0 | 0 | 0.20123 | 0.20123 | #VALUE! | #VALUE! | #VALUE! | #VALUE! | 0 | 0 | 0.20123 | 0.20123 | #VALUE! | #VALUE! | #VALUE! | #VALUE! | 0 | 0 | 0.20123 | 0.20123 | #VALUE! | #VALUE! |  |  |  | #VALUE! | #VALUE! | #VALUE! | #VALUE! | #VALUE! | #VALUE! | #VALUE!
Wednesday | 4 | 20 | 22 | 2638 | 0 | 0 | 0 | 0 | 0 | 0 | 0 | 0 | 0 | 0 | 0 | 0 | 0 | 0 | 0 | 0 | 0 | 0 | 0 | 0 | 0 | 0 | 0 | 0 | 0 | 0 | 0 | 0 | 0 | 0 | 0 | 0 | 0 | 0 | 0 | 0 | 0 | 0 | 0 | 0 |  | 0 | 0 | 0 |  | #VALUE! | #VALUE! | #VALUE! | #VALUE! |  |  | #VALUE! | #VALUE! | 0 | 0 | 0.20123 | 0.20123 | #VALUE! | #VALUE! | #VALUE! | #VALUE! | 0 | 0 | 0.20123 | 0.20123 | #VALUE! | #VALUE! | #VALUE! | #VALUE! | 0 | 0 | 0.20123 | 0.20123 | #VALUE! | #VALUE! |  |  |  | #VALUE! | #VALUE! | #VALUE! | #VALUE! | #VALUE! | #VALUE! | #VALUE!
Wednesday | 4 | 20 | 23 | 2639 | 0 | 0 | 0 | 0 | 0 | 0 | 0 | 0 | 0 | 0 | 0 | 0 | 0 | 0 | 0 | 0 | 0 | 0 | 0 | 0 | 0 | 0 | 0 | 0 | 0 | 0 | 0 | 0 | 0 | 0 | 0 | 0 | 0 | 0 | 0 | 0 | 0 | 0 | 0 | 0 |  | 0 | 0 | 0 |  | #VALUE! | #VALUE! | #VALUE! | #VALUE! |  |  | #VALUE! | #VALUE! | 0 | 0 | 0.20123 | 0.20123 | #VALUE! | #VALUE! | #VALUE! | #VALUE! | 0 | 0 | 0.20123 | 0.20123 | #VALUE! | #VALUE! | #VALUE! | #VALUE! | 0 | 0 | 0.20123 | 0.20123 | #VALUE! | #VALUE! |  |  |  | #VALUE! | #VALUE! | #VALUE! | #VALUE! | #VALUE! | #VALUE! | #VALUE!
Wednesday | 4 | 20 | 24 | 2640 | 0 | 0 | 0 | 0 | 0 | 0 | 0 | 0 | 0 | 0 | 0 | 0 | 0 | 0 | 0 | 0 | 0 | 0 | 0 | 0 | 0 | 0 | 0 | 0 | 0 | 0 | 0 | 0 | 0 | 0 | 0 | 0 | 0 | 0 | 0 | 0 | 0 | 0 | 0 | 0 |  | 0 | 0 | 0 |  | #VALUE! | #VALUE! | #VALUE! | #VALUE! |  |  | #VALUE! | #VALUE! | 0 | 0 | 0.20123 | 0.20123 | #VALUE! | #VALUE! | #VALUE! | #VALUE! | 0 | 0 | 0.20123 | 0.20123 | #VALUE! | #VALUE! | #VALUE! | #VALUE! | 0 | 0 | 0.20123 | 0.20123 | #VALUE! | #VALUE! |  |  |  | #VALUE! | #VALUE! | #VALUE! | #VALUE! | #VALUE! | #VALUE! | #VALUE!
Thursday | 4 | 21 | 1 | 2641 | 0 | 0 | 0 | 0 | 0 | 0 | 0 | 0 | 0 | 0 | 0 | 0 | 0 | 0 | 0 | 0 | 0 | 0 | 0 | 0 | 0 | 0 | 0 | 0 | 0 | 0 | 0 | 0 | 0 | 0 | 0 | 0 | 0 | 0 | 0 | 0 | 0 | 0 | 0 | 0 |  | 0 | 0 | 0 |  | #VALUE! | #VALUE! | #VALUE! | #VALUE! |  |  | #VALUE! | #VALUE! | 0 | 0 | 0.20123 | 0.20123 | #VALUE! | #VALUE! | #VALUE! | #VALUE! | 0 | 0 | 0.20123 | 0.20123 | #VALUE! | #VALUE! | #VALUE! | #VALUE! | 0 | 0 | 0.20123 | 0.20123 | #VALUE! | #VALUE! |  |  |  | #VALUE! | #VALUE! | #VALUE! | #VALUE! | #VALUE! | #VALUE! | #VALUE!
Thursday | 4 | 21 | 2 | 2642 | 0 | 0 | 0 | 0 | 0 | 0 | 0 | 0 | 0 | 0 | 0 | 0 | 0 | 0 | 0 | 0 | 0 | 0 | 0 | 0 | 0 | 0 | 0 | 0 | 0 | 0 | 0 | 0 | 0 | 0 | 0 | 0 | 0 | 0 | 0 | 0 | 0 | 0 | 0 | 0 |  | 0 | 0 | 0 |  | #VALUE! | #VALUE! | #VALUE! | #VALUE! |  |  | #VALUE! | #VALUE! | 0 | 0 | 0.20123 | 0.20123 | #VALUE! | #VALUE! | #VALUE! | #VALUE! | 0 | 0 | 0.20123 | 0.20123 | #VALUE! | #VALUE! | #VALUE! | #VALUE! | 0 | 0 | 0.20123 | 0.20123 | #VALUE! | #VALUE! |  |  |  | #VALUE! | #VALUE! | #VALUE! | #VALUE! | #VALUE! | #VALUE! | #VALUE!
Thursday | 4 | 21 | 3 | 2643 | 0 | 0 | 0 | 0 | 0 | 0 | 0 | 0 | 0 | 0 | 0 | 0 | 0 | 0 | 0 | 0 | 0 | 0 | 0 | 0 | 0 | 0 | 0 | 0 | 0 | 0 | 0 | 0 | 0 | 0 | 0 | 0 | 0 | 0 | 0 | 0 | 0 | 0 | 0 | 0 |  | 0 | 0 | 0 |  | #VALUE! | #VALUE! | #VALUE! | #VALUE! |  |  | #VALUE! | #VALUE! | 0 | 0 | 0.20123 | 0.20123 | #VALUE! | #VALUE! | #VALUE! | #VALUE! | 0 | 0 | 0.20123 | 0.20123 | #VALUE! | #VALUE! | #VALUE! | #VALUE! | 0 | 0 | 0.20123 | 0.20123 | #VALUE! | #VALUE! |  |  |  | #VALUE! | #VALUE! | #VALUE! | #VALUE! | #VALUE! | #VALUE! | #VALUE!
Thursday | 4 | 21 | 4 | 2644 | 0 | 0 | 0 | 0 | 0 | 0 | 0 | 0 | 0 | 0 | 0 | 0 | 0 | 0 | 0 | 0 | 0 | 0 | 0 | 0 | 0 | 0 | 0 | 0 | 0 | 0 | 0 | 0 | 0 | 0 | 0 | 0 | 0 | 0 | 0 | 0 | 0 | 0 | 0 | 0 |  | 0 | 0 | 0 |  | #VALUE! | #VALUE! | #VALUE! | #VALUE! |  |  | #VALUE! | #VALUE! | 0 | 0 | 0.20123 | 0.20123 | #VALUE! | #VALUE! | #VALUE! | #VALUE! | 0 | 0 | 0.20123 | 0.20123 | #VALUE! | #VALUE! | #VALUE! | #VALUE! | 0 | 0 | 0.20123 | 0.20123 | #VALUE! | #VALUE! |  |  |  | #VALUE! | #VALUE! | #VALUE! | #VALUE! | #VALUE! | #VALUE! | #VALUE!
Thursday | 4 | 21 | 5 | 2645 | 0 | 0 | 0 | 0 | 0 | 0 | 0 | 0 | 0 | 0 | 0 | 0 | 0 | 0 | 0 | 0 | 0 | 0 | 0 | 0 | 0 | 0 | 0 | 0 | 0 | 0 | 0 | 0 | 0 | 0 | 0 | 0 | 0 | 0 | 0 | 0 | 0 | 0 | 0 | 0 |  | 0 | 0 | 0 |  | #VALUE! | #VALUE! | #VALUE! | #VALUE! |  |  | #VALUE! | #VALUE! | 0 | 0 | 0.20123 | 0.20123 | #VALUE! | #VALUE! | #VALUE! | #VALUE! | 0 | 0 | 0.20123 | 0.20123 | #VALUE! | #VALUE! | #VALUE! | #VALUE! | 0 | 0 | 0.20123 | 0.20123 | #VALUE! | #VALUE! |  |  |  | #VALUE! | #VALUE! | #VALUE! | #VALUE! | #VALUE! | #VALUE! | #VALUE!
Thursday | 4 | 21 | 6 | 2646 | 0 | 0 | 0 | 0 | 0 | 0 | 0 | 0 | 0 | 0 | 0 | 0 | 0 | 0 | 0 | 0 | 0 | 0 | 0 | 0 | 0 | 0 | 0 | 0 | 0 | 0 | 0 | 0 | 0 | 0 | 0 | 0 | 0 | 0 | 0 | 0 | 0 | 0 | 0 | 0 |  | 0 | 0 | 0 |  | #VALUE! | #VALUE! | #VALUE! | #VALUE! |  |  | #VALUE! | #VALUE! | 0 | 0 | 0.20123 | 0.20123 | #VALUE! | #VALUE! | #VALUE! | #VALUE! | 0 | 0 | 0.20123 | 0.20123 | #VALUE! | #VALUE! | #VALUE! | #VALUE! | 0 | 0 | 0.20123 | 0.20123 | #VALUE! | #VALUE! |  |  |  | #VALUE! | #VALUE! | #VALUE! | #VALUE! | #VALUE! | #VALUE! | #VALUE!
Thursday | 4 | 21 | 7 | 2647 | 0 | 0 | 0 | 0 | 0 | 0 | 0 | 0 | 0 | 0 | 0 | 0 | 0 | 0 | 0 | 0 | 0 | 0 | 0 | 0 | 0 | 0 | 0 | 0 | 0 | 0 | 0 | 0 | 0 | 0 | 0 | 0 | 0 | 0 | 0 | 0 | 0 | 0 | 0 | 0 |  | 0 | 0 | 0 |  | #VALUE! | #VALUE! | #VALUE! | #VALUE! |  |  | #VALUE! | #VALUE! | 0 | 0 | 0.20123 | 0.20123 | #VALUE! | #VALUE! | #VALUE! | #VALUE! | 0 | 0 | 0.20123 | 0.20123 | #VALUE! | #VALUE! | #VALUE! | #VALUE! | 0 | 0 | 0.20123 | 0.20123 | #VALUE! | #VALUE! |  |  |  | #VALUE! | #VALUE! | #VALUE! | #VALUE! | #VALUE! | #VALUE! | #VALUE!
Thursday | 4 | 21 | 8 | 2648 | 0 | 0 | 0 | 0 | 0 | 0 | 0 | 0 | 0 | 0 | 0 | 0 | 0 | 0 | 0 | 0 | 0 | 0 | 0 | 0 | 0 | 0 | 0 | 0 | 0 | 0 | 0 | 0 | 0 | 0 | 0 | 0 | 0 | 0 | 0 | 0 | 0 | 0 | 0 | 0 |  | 0 | 0 | 0 |  | #VALUE! | #VALUE! | #VALUE! | #VALUE! |  |  | #VALUE! | #VALUE! | 0 | 0 | 0.20123 | 0.20123 | #VALUE! | #VALUE! | #VALUE! | #VALUE! | 0 | 0 | 0.20123 | 0.20123 | #VALUE! | #VALUE! | #VALUE! | #VALUE! | 0 | 0 | 0.20123 | 0.20123 | #VALUE! | #VALUE! |  |  |  | #VALUE! | #VALUE! | #VALUE! | #VALUE! | #VALUE! | #VALUE! | #VALUE!
Thursday | 4 | 21 | 9 | 2649 | 0 | 0 | 0 | 0 | 0 | 0 | 0 | 0 | 0 | 0 | 0 | 0 | 0 | 0 | 0 | 0 | 0 | 0 | 0 | 0 | 0 | 0 | 0 | 0 | 0 | 0 | 0 | 0 | 0 | 0 | 0 | 0 | 0 | 0 | 0 | 0 | 0 | 0 | 0 | 0 |  | 0 | 0 | 0 |  | #VALUE! | #VALUE! | #VALUE! | #VALUE! |  |  | #VALUE! | #VALUE! | 0 | 0 | 0.20123 | 0.20123 | #VALUE! | #VALUE! | #VALUE! | #VALUE! | 0 | 0 | 0.20123 | 0.20123 | #VALUE! | #VALUE! | #VALUE! | #VALUE! | 0 | 0 | 0.20123 | 0.20123 | #VALUE! | #VALUE! |  |  |  | #VALUE! | #VALUE! | #VALUE! | #VALUE! | #VALUE! | #VALUE! | #VALUE!
Thursday | 4 | 21 | 10 | 2650 | 0 | 0 | 0 | 0 | 0 | 0 | 0 | 0 | 0 | 0 | 0 | 0 | 0 | 0 | 0 | 0 | 0 | 0 | 0 | 0 | 0 | 0 | 0 | 0 | 0 | 0 | 0 | 0 | 0 | 0 | 0 | 0 | 0 | 0 | 0 | 0 | 0 | 0 | 0 | 0 |  | 0 | 0 | 0 |  | #VALUE! | #VALUE! | #VALUE! | #VALUE! |  |  | #VALUE! | #VALUE! | 0 | 0 | 0.20123 | 0.20123 | #VALUE! | #VALUE! | #VALUE! | #VALUE! | 0 | 0 | 0.20123 | 0.20123 | #VALUE! | #VALUE! | #VALUE! | #VALUE! | 0 | 0 | 0.20123 | 0.20123 | #VALUE! | #VALUE! |  |  |  | #VALUE! | #VALUE! | #VALUE! | #VALUE! | #VALUE! | #VALUE! | #VALUE!
Thursday | 4 | 21 | 11 | 2651 | 0 | 0 | 0 | 0 | 0 | 0 | 0 | 0 | 0 | 0 | 0 | 0 | 0 | 0 | 0 | 0 | 0 | 0 | 0 | 0 | 0 | 0 | 0 | 0 | 0 | 0 | 0 | 0 | 0 | 0 | 0 | 0 | 0 | 0 | 0 | 0 | 0 | 0 | 0 | 0 |  | 0 | 0 | 0 |  | #VALUE! | #VALUE! | #VALUE! | #VALUE! |  |  | #VALUE! | #VALUE! | 0 | 0 | 0.20123 | 0.20123 | #VALUE! | #VALUE! | #VALUE! | #VALUE! | 0 | 0 | 0.20123 | 0.20123 | #VALUE! | #VALUE! | #VALUE! | #VALUE! | 0 | 0 | 0.20123 | 0.20123 | #VALUE! | #VALUE! |  |  |  | #VALUE! | #VALUE! | #VALUE! | #VALUE! | #VALUE! | #VALUE! | #VALUE!
Thursday | 4 | 21 | 12 | 2652 | 0 | 0 | 0 | 0 | 0 | 0 | 0 | 0 | 0 | 0 | 0 | 0 | 0 | 0 | 0 | 0 | 0 | 0 | 0 | 0 | 0 | 0 | 0 | 0 | 0 | 0 | 0 | 0 | 0 | 0 | 0 | 0 | 0 | 0 | 0 | 0 | 0 | 0 | 0 | 0 |  | 0 | 0 | 0 |  | #VALUE! | #VALUE! | #VALUE! | #VALUE! |  |  | #VALUE! | #VALUE! | 0 | 0 | 0.20123 | 0.20123 | #VALUE! | #VALUE! | #VALUE! | #VALUE! | 0 | 0 | 0.20123 | 0.20123 | #VALUE! | #VALUE! | #VALUE! | #VALUE! | 0 | 0 | 0.20123 | 0.20123 | #VALUE! | #VALUE! |  |  |  | #VALUE! | #VALUE! | #VALUE! | #VALUE! | #VALUE! | #VALUE! | #VALUE!
Thursday | 4 | 21 | 13 | 2653 | 0 | 0 | 0 | 0 | 0 | 0 | 0 | 0 | 0 | 0 | 0 | 0 | 0 | 0 | 0 | 0 | 0 | 0 | 0 | 0 | 0 | 0 | 0 | 0 | 0 | 0 | 0 | 0 | 0 | 0 | 0 | 0 | 0 | 0 | 0 | 0 | 0 | 0 | 0 | 0 |  | 0 | 0 | 0 |  | #VALUE! | #VALUE! | #VALUE! | #VALUE! |  |  | #VALUE! | #VALUE! | 0 | 0 | 0.20123 | 0.20123 | #VALUE! | #VALUE! | #VALUE! | #VALUE! | 0 | 0 | 0.20123 | 0.20123 | #VALUE! | #VALUE! | #VALUE! | #VALUE! | 0 | 0 | 0.20123 | 0.20123 | #VALUE! | #VALUE! |  |  |  | #VALUE! | #VALUE! | #VALUE! | #VALUE! | #VALUE! | #VALUE! | #VALUE!
Thursday | 4 | 21 | 14 | 2654 | 0 | 0 | 0 | 0 | 0 | 0 | 0 | 0 | 0 | 0 | 0 | 0 | 0 | 0 | 0 | 0 | 0 | 0 | 0 | 0 | 0 | 0 | 0 | 0 | 0 | 0 | 0 | 0 | 0 | 0 | 0 | 0 | 0 | 0 | 0 | 0 | 0 | 0 | 0 | 0 |  | 0 | 0 | 0 |  | #VALUE! | #VALUE! | #VALUE! | #VALUE! |  |  | #VALUE! | #VALUE! | 0 | 0 | 0.20123 | 0.20123 | #VALUE! | #VALUE! | #VALUE! | #VALUE! | 0 | 0 | 0.20123 | 0.20123 | #VALUE! | #VALUE! | #VALUE! | #VALUE! | 0 | 0 | 0.20123 | 0.20123 | #VALUE! | #VALUE! |  |  |  | #VALUE! | #VALUE! | #VALUE! | #VALUE! | #VALUE! | #VALUE! | #VALUE!
Thursday | 4 | 21 | 15 | 2655 | 0 | 0 | 0 | 0 | 0 | 0 | 0 | 0 | 0 | 0 | 0 | 0 | 0 | 0 | 0 | 0 | 0 | 0 | 0 | 0 | 0 | 0 | 0 | 0 | 0 | 0 | 0 | 0 | 0 | 0 | 0 | 0 | 0 | 0 | 0 | 0 | 0 | 0 | 0 | 0 |  | 0 | 0 | 0 |  | #VALUE! | #VALUE! | #VALUE! | #VALUE! |  |  | #VALUE! | #VALUE! | 0 | 0 | 0.20123 | 0.20123 | #VALUE! | #VALUE! | #VALUE! | #VALUE! | 0 | 0 | 0.20123 | 0.20123 | #VALUE! | #VALUE! | #VALUE! | #VALUE! | 0 | 0 | 0.20123 | 0.20123 | #VALUE! | #VALUE! |  |  |  | #VALUE! | #VALUE! | #VALUE! | #VALUE! | #VALUE! | #VALUE! | #VALUE!
Thursday | 4 | 21 | 16 | 2656 | 0 | 0 | 0 | 0 | 0 | 0 | 0 | 0 | 0 | 0 | 0 | 0 | 0 | 0 | 0 | 0 | 0 | 0 | 0 | 0 | 0 | 0 | 0 | 0 | 0 | 0 | 0 | 0 | 0 | 0 | 0 | 0 | 0 | 0 | 0 | 0 | 0 | 0 | 0 | 0 |  | 0 | 0 | 0 |  | #VALUE! | #VALUE! | #VALUE! | #VALUE! |  |  | #VALUE! | #VALUE! | 0 | 0 | 0.20123 | 0.20123 | #VALUE! | #VALUE! | #VALUE! | #VALUE! | 0 | 0 | 0.20123 | 0.20123 | #VALUE! | #VALUE! | #VALUE! | #VALUE! | 0 | 0 | 0.20123 | 0.20123 | #VALUE! | #VALUE! |  |  |  | #VALUE! | #VALUE! | #VALUE! | #VALUE! | #VALUE! | #VALUE! | #VALUE!
Thursday | 4 | 21 | 17 | 2657 | 0 | 0 | 0 | 0 | 0 | 0 | 0 | 0 | 0 | 0 | 0 | 0 | 0 | 0 | 0 | 0 | 0 | 0 | 0 | 0 | 0 | 0 | 0 | 0 | 0 | 0 | 0 | 0 | 0 | 0 | 0 | 0 | 0 | 0 | 0 | 0 | 0 | 0 | 0 | 0 |  | 0 | 0 | 0 |  | #VALUE! | #VALUE! | #VALUE! | #VALUE! |  |  | #VALUE! | #VALUE! | 0 | 0 | 0.20123 | 0.20123 | #VALUE! | #VALUE! | #VALUE! | #VALUE! | 0 | 0 | 0.20123 | 0.20123 | #VALUE! | #VALUE! | #VALUE! | #VALUE! | 0 | 0 | 0.20123 | 0.20123 | #VALUE! | #VALUE! |  |  |  | #VALUE! | #VALUE! | #VALUE! | #VALUE! | #VALUE! | #VALUE! | #VALUE!
Thursday | 4 | 21 | 18 | 2658 | 0 | 0 | 0 | 0 | 0 | 0 | 0 | 0 | 0 | 0 | 0 | 0 | 0 | 0 | 0 | 0 | 0 | 0 | 0 | 0 | 0 | 0 | 0 | 0 | 0 | 0 | 0 | 0 | 0 | 0 | 0 | 0 | 0 | 0 | 0 | 0 | 0 | 0 | 0 | 0 |  | 0 | 0 | 0 |  | #VALUE! | #VALUE! | #VALUE! | #VALUE! |  |  | #VALUE! | #VALUE! | 0 | 0 | 0.20123 | 0.20123 | #VALUE! | #VALUE! | #VALUE! | #VALUE! | 0 | 0 | 0.20123 | 0.20123 | #VALUE! | #VALUE! | #VALUE! | #VALUE! | 0 | 0 | 0.20123 | 0.20123 | #VALUE! | #VALUE! |  |  |  | #VALUE! | #VALUE! | #VALUE! | #VALUE! | #VALUE! | #VALUE! | #VALUE!
Thursday | 4 | 21 | 19 | 2659 | 0 | 0 | 0 | 0 | 0 | 0 | 0 | 0 | 0 | 0 | 0 | 0 | 0 | 0 | 0 | 0 | 0 | 0 | 0 | 0 | 0 | 0 | 0 | 0 | 0 | 0 | 0 | 0 | 0 | 0 | 0 | 0 | 0 | 0 | 0 | 0 | 0 | 0 | 0 | 0 |  | 0 | 0 | 0 |  | #VALUE! | #VALUE! | #VALUE! | #VALUE! |  |  | #VALUE! | #VALUE! | 0 | 0 | 0.20123 | 0.20123 | #VALUE! | #VALUE! | #VALUE! | #VALUE! | 0 | 0 | 0.20123 | 0.20123 | #VALUE! | #VALUE! | #VALUE! | #VALUE! | 0 | 0 | 0.20123 | 0.20123 | #VALUE! | #VALUE! |  |  |  | #VALUE! | #VALUE! | #VALUE! | #VALUE! | #VALUE! | #VALUE! | #VALUE!
Thursday | 4 | 21 | 20 | 2660 | 0 | 0 | 0 | 0 | 0 | 0 | 0 | 0 | 0 | 0 | 0 | 0 | 0 | 0 | 0 | 0 | 0 | 0 | 0 | 0 | 0 | 0 | 0 | 0 | 0 | 0 | 0 | 0 | 0 | 0 | 0 | 0 | 0 | 0 | 0 | 0 | 0 | 0 | 0 | 0 |  | 0 | 0 | 0 |  | #VALUE! | #VALUE! | #VALUE! | #VALUE! |  |  | #VALUE! | #VALUE! | 0 | 0 | 0.20123 | 0.20123 | #VALUE! | #VALUE! | #VALUE! | #VALUE! | 0 | 0 | 0.20123 | 0.20123 | #VALUE! | #VALUE! | #VALUE! | #VALUE! | 0 | 0 | 0.20123 | 0.20123 | #VALUE! | #VALUE! |  |  |  | #VALUE! | #VALUE! | #VALUE! | #VALUE! | #VALUE! | #VALUE! | #VALUE!
Thursday | 4 | 21 | 21 | 2661 | 0 | 0 | 0 | 0 | 0 | 0 | 0 | 0 | 0 | 0 | 0 | 0 | 0 | 0 | 0 | 0 | 0 | 0 | 0 | 0 | 0 | 0 | 0 | 0 | 0 | 0 | 0 | 0 | 0 | 0 | 0 | 0 | 0 | 0 | 0 | 0 | 0 | 0 | 0 | 0 |  | 0 | 0 | 0 |  | #VALUE! | #VALUE! | #VALUE! | #VALUE! |  |  | #VALUE! | #VALUE! | 0 | 0 | 0.20123 | 0.20123 | #VALUE! | #VALUE! | #VALUE! | #VALUE! | 0 | 0 | 0.20123 | 0.20123 | #VALUE! | #VALUE! | #VALUE! | #VALUE! | 0 | 0 | 0.20123 | 0.20123 | #VALUE! | #VALUE! |  |  |  | #VALUE! | #VALUE! | #VALUE! | #VALUE! | #VALUE! | #VALUE! | #VALUE!
Thursday | 4 | 21 | 22 | 2662 | 0 | 0 | 0 | 0 | 0 | 0 | 0 | 0 | 0 | 0 | 0 | 0 | 0 | 0 | 0 | 0 | 0 | 0 | 0 | 0 | 0 | 0 | 0 | 0 | 0 | 0 | 0 | 0 | 0 | 0 | 0 | 0 | 0 | 0 | 0 | 0 | 0 | 0 | 0 | 0 |  | 0 | 0 | 0 |  | #VALUE! | #VALUE! | #VALUE! | #VALUE! |  |  | #VALUE! | #VALUE! | 0 | 0 | 0.20123 | 0.20123 | #VALUE! | #VALUE! | #VALUE! | #VALUE! | 0 | 0 | 0.20123 | 0.20123 | #VALUE! | #VALUE! | #VALUE! | #VALUE! | 0 | 0 | 0.20123 | 0.20123 | #VALUE! | #VALUE! |  |  |  | #VALUE! | #VALUE! | #VALUE! | #VALUE! | #VALUE! | #VALUE! | #VALUE!
Thursday | 4 | 21 | 23 | 2663 | 0 | 0 | 0 | 0 | 0 | 0 | 0 | 0 | 0 | 0 | 0 | 0 | 0 | 0 | 0 | 0 | 0 | 0 | 0 | 0 | 0 | 0 | 0 | 0 | 0 | 0 | 0 | 0 | 0 | 0 | 0 | 0 | 0 | 0 | 0 | 0 | 0 | 0 | 0 | 0 |  | 0 | 0 | 0 |  | #VALUE! | #VALUE! | #VALUE! | #VALUE! |  |  | #VALUE! | #VALUE! | 0 | 0 | 0.20123 | 0.20123 | #VALUE! | #VALUE! | #VALUE! | #VALUE! | 0 | 0 | 0.20123 | 0.20123 | #VALUE! | #VALUE! | #VALUE! | #VALUE! | 0 | 0 | 0.20123 | 0.20123 | #VALUE! | #VALUE! |  |  |  | #VALUE! | #VALUE! | #VALUE! | #VALUE! | #VALUE! | #VALUE! | #VALUE!
Thursday | 4 | 21 | 24 | 2664 | 0 | 0 | 0 | 0 | 0 | 0 | 0 | 0 | 0 | 0 | 0 | 0 | 0 | 0 | 0 | 0 | 0 | 0 | 0 | 0 | 0 | 0 | 0 | 0 | 0 | 0 | 0 | 0 | 0 | 0 | 0 | 0 | 0 | 0 | 0 | 0 | 0 | 0 | 0 | 0 |  | 0 | 0 | 0 |  | #VALUE! | #VALUE! | #VALUE! | #VALUE! |  |  | #VALUE! | #VALUE! | 0 | 0 | 0.20123 | 0.20123 | #VALUE! | #VALUE! | #VALUE! | #VALUE! | 0 | 0 | 0.20123 | 0.20123 | #VALUE! | #VALUE! | #VALUE! | #VALUE! | 0 | 0 | 0.20123 | 0.20123 | #VALUE! | #VALUE! |  |  |  | #VALUE! | #VALUE! | #VALUE! | #VALUE! | #VALUE! | #VALUE! | #VALUE!
Friday | 4 | 22 | 1 | 2665 | 0 | 0 | 0 | 0 | 0 | 0 | 0 | 0 | 0 | 0 | 0 | 0 | 0 | 0 | 0 | 0 | 0 | 0 | 0 | 0 | 0 | 0 | 0 | 0 | 0 | 0 | 0 | 0 | 0 | 0 | 0 | 0 | 0 | 0 | 0 | 0 | 0 | 0 | 0 | 0 |  | 0 | 0 | 0 |  | #VALUE! | #VALUE! | #VALUE! | #VALUE! |  |  | #VALUE! | #VALUE! | 0 | 0 | 0.20123 | 0.20123 | #VALUE! | #VALUE! | #VALUE! | #VALUE! | 0 | 0 | 0.20123 | 0.20123 | #VALUE! | #VALUE! | #VALUE! | #VALUE! | 0 | 0 | 0.20123 | 0.20123 | #VALUE! | #VALUE! |  |  |  | #VALUE! | #VALUE! | #VALUE! | #VALUE! | #VALUE! | #VALUE! | #VALUE!
Friday | 4 | 22 | 2 | 2666 | 0 | 0 | 0 | 0 | 0 | 0 | 0 | 0 | 0 | 0 | 0 | 0 | 0 | 0 | 0 | 0 | 0 | 0 | 0 | 0 | 0 | 0 | 0 | 0 | 0 | 0 | 0 | 0 | 0 | 0 | 0 | 0 | 0 | 0 | 0 | 0 | 0 | 0 | 0 | 0 |  | 0 | 0 | 0 |  | #VALUE! | #VALUE! | #VALUE! | #VALUE! |  |  | #VALUE! | #VALUE! | 0 | 0 | 0.20123 | 0.20123 | #VALUE! | #VALUE! | #VALUE! | #VALUE! | 0 | 0 | 0.20123 | 0.20123 | #VALUE! | #VALUE! | #VALUE! | #VALUE! | 0 | 0 | 0.20123 | 0.20123 | #VALUE! | #VALUE! |  |  |  | #VALUE! | #VALUE! | #VALUE! | #VALUE! | #VALUE! | #VALUE! | #VALUE!
Friday | 4 | 22 | 3 | 2667 | 0 | 0 | 0 | 0 | 0 | 0 | 0 | 0 | 0 | 0 | 0 | 0 | 0 | 0 | 0 | 0 | 0 | 0 | 0 | 0 | 0 | 0 | 0 | 0 | 0 | 0 | 0 | 0 | 0 | 0 | 0 | 0 | 0 | 0 | 0 | 0 | 0 | 0 | 0 | 0 |  | 0 | 0 | 0 |  | #VALUE! | #VALUE! | #VALUE! | #VALUE! |  |  | #VALUE! | #VALUE! | 0 | 0 | 0.20123 | 0.20123 | #VALUE! | #VALUE! | #VALUE! | #VALUE! | 0 | 0 | 0.20123 | 0.20123 | #VALUE! | #VALUE! | #VALUE! | #VALUE! | 0 | 0 | 0.20123 | 0.20123 | #VALUE! | #VALUE! |  |  |  | #VALUE! | #VALUE! | #VALUE! | #VALUE! | #VALUE! | #VALUE! | #VALUE!
Friday | 4 | 22 | 4 | 2668 | 0 | 0 | 0 | 0 | 0 | 0 | 0 | 0 | 0 | 0 | 0 | 0 | 0 | 0 | 0 | 0 | 0 | 0 | 0 | 0 | 0 | 0 | 0 | 0 | 0 | 0 | 0 | 0 | 0 | 0 | 0 | 0 | 0 | 0 | 0 | 0 | 0 | 0 | 0 | 0 |  | 0 | 0 | 0 |  | #VALUE! | #VALUE! | #VALUE! | #VALUE! |  |  | #VALUE! | #VALUE! | 0 | 0 | 0.20123 | 0.20123 | #VALUE! | #VALUE! | #VALUE! | #VALUE! | 0 | 0 | 0.20123 | 0.20123 | #VALUE! | #VALUE! | #VALUE! | #VALUE! | 0 | 0 | 0.20123 | 0.20123 | #VALUE! | #VALUE! |  |  |  | #VALUE! | #VALUE! | #VALUE! | #VALUE! | #VALUE! | #VALUE! | #VALUE!
Friday | 4 | 22 | 5 | 2669 | 0 | 0 | 0 | 0 | 0 | 0 | 0 | 0 | 0 | 0 | 0 | 0 | 0 | 0 | 0 | 0 | 0 | 0 | 0 | 0 | 0 | 0 | 0 | 0 | 0.0023401 | 0 | 0 | 0 | 0 | 0 | 0 | 0 | 0 | 0 | 0 | 0 | 0 | 0 | 0 | 0 |  | 0 | 0 | 0 |  | #VALUE! | #VALUE! | #VALUE! | #VALUE! |  |  | #VALUE! | #VALUE! | 0 | 0 | 0.20123 | 0.20123 | #VALUE! | #VALUE! | #VALUE! | #VALUE! | 0 | 0 | 0.20123 | 0.20123 | #VALUE! | #VALUE! | #VALUE! | #VALUE! | 0 | 0 | 0.20123 | 0.20123 | #VALUE! | #VALUE! |  |  |  | #VALUE! | #VALUE! | #VALUE! | #VALUE! | #VALUE! | #VALUE! | #VALUE!
Friday | 4 | 22 | 6 | 2670 | 0 | 0 | 0 | 0 | 0 | 0 | 0 | 0 | 0 | 0 | 0 | 0 | 0 | 0 | 0 | 0 | 0 | 0 | 0 | 0 | 0 | 0 | 0 | 0 | 0.0043415 | 0 | 0 | 0 | 0 | 0 | 0 | 0 | 0 | 0 | 0 | 0 | 0 | 0 | 0 | 0 |  | 0 | 0 | 0 |  | #VALUE! | #VALUE! | #VALUE! | #VALUE! |  |  | #VALUE! | #VALUE! | 0 | 0 | 0.20123 | 0.20123 | #VALUE! | #VALUE! | #VALUE! | #VALUE! | 0 | 0 | 0.20123 | 0.20123 | #VALUE! | #VALUE! | #VALUE! | #VALUE! | 0 | 0 | 0.20123 | 0.20123 | #VALUE! | #VALUE! |  |  |  | #VALUE! | #VALUE! | #VALUE! | #VALUE! | #VALUE! | #VALUE! | #VALUE!
Friday | 4 | 22 | 7 | 2671 | 0 | 0 | 0 | 0 | 0 | 0 | 0 | 0 | 0 | 0 | 0 | 0 | 0 | 0 | 0 | 0 | 0 | 0 | 0 | 0 | 0 | 0 | 0 | 0 | 0 | 0 | 0 | 0 | 0 | 0 | 0 | 0 | 0 | 0 | 0 | 0 | 0 | 0 | 0 | 0 |  | 0 | 0 | 0 |  | #VALUE! | #VALUE! | #VALUE! | #VALUE! |  |  | #VALUE! | #VALUE! | 0 | 0 | 0.20123 | 0.20123 | #VALUE! | #VALUE! | #VALUE! | #VALUE! | 0 | 0 | 0.20123 | 0.20123 | #VALUE! | #VALUE! | #VALUE! | #VALUE! | 0 | 0 | 0.20123 | 0.20123 | #VALUE! | #VALUE! |  |  |  | #VALUE! | #VALUE! | #VALUE! | #VALUE! | #VALUE! | #VALUE! | #VALUE!
Friday | 4 | 22 | 8 | 2672 | 0 | 0 | 0 | 0 | 0 | 0 | 0 | 0 | 0 | 0 | 0 | 0 | 0 | 0 | 0 | 0 | 0 | 0 | 0 | 0 | 0 | 0 | 0 | 0 | 0 | 0 | 0 | 0 | 0 | 0 | 0 | 0 | 0 | 0 | 0 | 0 | 0 | 0 | 0 | 0 |  | 0 | 0 | 0 |  | #VALUE! | #VALUE! | #VALUE! | #VALUE! |  |  | #VALUE! | #VALUE! | 0 | 0 | 0.20123 | 0.20123 | #VALUE! | #VALUE! | #VALUE! | #VALUE! | 0 | 0 | 0.20123 | 0.20123 | #VALUE! | #VALUE! | #VALUE! | #VALUE! | 0 | 0 | 0.20123 | 0.20123 | #VALUE! | #VALUE! |  |  |  | #VALUE! | #VALUE! | #VALUE! | #VALUE! | #VALUE! | #VALUE! | #VALUE!
Friday | 4 | 22 | 9 | 2673 | 0 | 0 | 0 | 0 | 0 | 0 | 0 | 0 | 0 | 0 | 0 | 0 | 0 | 0 | 0 | 0 | 0 | 0 | 0 | 0 | 0 | 0 | 0 | 0 | 0 | 0 | 0 | 0 | 0 | 0 | 0 | 0 | 0 | 0 | 0 | 0 | 0 | 0 | 0 | 0 |  | 0 | 0 | 0 |  | #VALUE! | #VALUE! | #VALUE! | #VALUE! |  |  | #VALUE! | #VALUE! | 0 | 0 | 0.20123 | 0.20123 | #VALUE! | #VALUE! | #VALUE! | #VALUE! | 0 | 0 | 0.20123 | 0.20123 | #VALUE! | #VALUE! | #VALUE! | #VALUE! | 0 | 0 | 0.20123 | 0.20123 | #VALUE! | #VALUE! |  |  |  | #VALUE! | #VALUE! | #VALUE! | #VALUE! | #VALUE! | #VALUE! | #VALUE!
Friday | 4 | 22 | 10 | 2674 | 0 | 0 | 0 | 0 | 0 | 0 | 0 | 0 | 0 | 0 | 0 | 0 | 0 | 0 | 0 | 0 | 0 | 0 | 0 | 0 | 0 | 0 | 0 | 0 | 0 | 0 | 0 | 0 | 0 | 0 | 0 | 0 | 0 | 0 | 0 | 0 | 0 | 0 | 0 | 0 |  | 0 | 0 | 0 |  | #VALUE! | #VALUE! | #VALUE! | #VALUE! |  |  | #VALUE! | #VALUE! | 0 | 0 | 0.20123 | 0.20123 | #VALUE! | #VALUE! | #VALUE! | #VALUE! | 0 | 0 | 0.20123 | 0.20123 | #VALUE! | #VALUE! | #VALUE! | #VALUE! | 0 | 0 | 0.20123 | 0.20123 | #VALUE! | #VALUE! |  |  |  | #VALUE! | #VALUE! | #VALUE! | #VALUE! | #VALUE! | #VALUE! | #VALUE!
Friday | 4 | 22 | 11 | 2675 | 0 | 0 | 0 | 0 | 0 | 0 | 0 | 0 | 0 | 0 | 0 | 0 | 0 | 0 | 0 | 0 | 0 | 0 | 0 | 0 | 0 | 0 | 0 | 0 | 0 | 0 | 0 | 0 | 0 | 0 | 0 | 0 | 0 | 0 | 0 | 0 | 0 | 0 | 0 | 0 |  | 0 | 0 | 0 |  | #VALUE! | #VALUE! | #VALUE! | #VALUE! |  |  | #VALUE! | #VALUE! | 0 | 0 | 0.20123 | 0.20123 | #VALUE! | #VALUE! | #VALUE! | #VALUE! | 0 | 0 | 0.20123 | 0.20123 | #VALUE! | #VALUE! | #VALUE! | #VALUE! | 0 | 0 | 0.20123 | 0.20123 | #VALUE! | #VALUE! |  |  |  | #VALUE! | #VALUE! | #VALUE! | #VALUE! | #VALUE! | #VALUE! | #VALUE!
Friday | 4 | 22 | 12 | 2676 | 0 | 0 | 0 | 0 | 0 | 0 | 0 | 0 | 0 | 0 | 0 | 0 | 0 | 0 | 0 | 0 | 0 | 0 | 0 | 0 | 0 | 0 | 0 | 0 | 0 | 0 | 0 | 0.0050758 | 0 | 0 | 0 | 0 | 0 | 0 | 0 | 0 | 0 | 0 | 0 | 0 |  | 0 | 0 | 0 |  | #VALUE! | #VALUE! | #VALUE! | #VALUE! |  |  | #VALUE! | #VALUE! | 0 | 0 | 0.20123 | 0.20123 | #VALUE! | #VALUE! | #VALUE! | #VALUE! | 0 | 0 | 0.20123 | 0.20123 | #VALUE! | #VALUE! | #VALUE! | #VALUE! | 0 | 0 | 0.20123 | 0.20123 | #VALUE! | #VALUE! |  |  |  | #VALUE! | #VALUE! | #VALUE! | #VALUE! | #VALUE! | #VALUE! | #VALUE!
Friday | 4 | 22 | 13 | 2677 | 0 | 0 | 0 | 0 | 0 | 0 | 0 | 0 | 0 | 0 | 0 | 0 | 0 | 0 | 0 | 0 | 0 | 0 | 0 | 0 | 0 | 0 | 0 | 0 | 0 | 0 | 0 | 0.013641 | 0 | 0 | 0 | 0 | 0 | 0 | 0 | 0 | 0 | 0 | 0 | 0 |  | 0 | 0 | 0 |  | #VALUE! | #VALUE! | #VALUE! | #VALUE! |  |  | #VALUE! | #VALUE! | 0 | 0 | 0.20123 | 0.20123 | #VALUE! | #VALUE! | #VALUE! | #VALUE! | 0 | 0 | 0.20123 | 0.20123 | #VALUE! | #VALUE! | #VALUE! | #VALUE! | 0 | 0 | 0.20123 | 0.20123 | #VALUE! | #VALUE! |  |  |  | #VALUE! | #VALUE! | #VALUE! | #VALUE! | #VALUE! | #VALUE! | #VALUE!
Friday | 4 | 22 | 14 | 2678 | 0 | 0 | 0 | 0 | 0 | 0 | 0 | 0 | 0 | 0 | 0 | 0 | 0 | 0 | 0 | 0 | 0 | 0 | 0 | 0 | 0 | 0 | 0 | 0 | 0 | 0 | 0 | 0.0194 | 0.031 | 0 | 0 | 0 | 0 | 0 | 0 | 0 | 0 | 0 | 0 | 0 |  | 0 | 0 | 0 |  | #VALUE! | #VALUE! | #VALUE! | #VALUE! |  |  | #VALUE! | #VALUE! | 0 | 0 | 0.20123 | 0.20123 | #VALUE! | #VALUE! | #VALUE! | #VALUE! | 0 | 0 | 0.20123 | 0.20123 | #VALUE! | #VALUE! | #VALUE! | #VALUE! | 0 | 0 | 0.20123 | 0.20123 | #VALUE! | #VALUE! |  |  |  | #VALUE! | #VALUE! | #VALUE! | #VALUE! | #VALUE! | #VALUE! | #VALUE!
Friday | 4 | 22 | 15 | 2679 | 0 | 0 | 0 | 0 | 0 | 0 | 0 | 0 | 0 | 0 | 0 | 0 | 0 | 0 | 0 | 0 | 0 | 0 | 0 | 0 | 0 | 0 | 0 | 0 | 0 | 0 | 0 | 0.012055 | 0 | 0 | 0 | 0 | 0 | 0 | 0 | 0 | 0 | 0 | 0 | 0 |  | 0 | 0 | 0 |  | #VALUE! | #VALUE! | #VALUE! | #VALUE! |  |  | #VALUE! | #VALUE! | 0 | 0 | 0.20123 | 0.20123 | #VALUE! | #VALUE! | #VALUE! | #VALUE! | 0 | 0 | 0.20123 | 0.20123 | #VALUE! | #VALUE! | #VALUE! | #VALUE! | 0 | 0 | 0.20123 | 0.20123 | #VALUE! | #VALUE! |  |  |  | #VALUE! | #VALUE! | #VALUE! | #VALUE! | #VALUE! | #VALUE! | #VALUE!
Friday | 4 | 22 | 16 | 2680 | 0 | 0 | 0 | 0 | 0 | 0 | 0 | 0 | 0 | 0 | 0 | 0 | 0 | 0 | 0 | 0 | 0 | 0 | 0 | 0 | 0 | 0 | 0 | 0 | 0 | 0 | 0 | 0.0092 | 0 | 0 | 0 | 0 | 0 | 0 | 0 | 0 | 0 | 0 | 0 | 0 |  | 0 | 0 | 0 |  | #VALUE! | #VALUE! | #VALUE! | #VALUE! |  |  | #VALUE! | #VALUE! | 0 | 0 | 0.20123 | 0.20123 | #VALUE! | #VALUE! | #VALUE! | #VALUE! | 0 | 0 | 0.20123 | 0.20123 | #VALUE! | #VALUE! | #VALUE! | #VALUE! | 0 | 0 | 0.20123 | 0.20123 | #VALUE! | #VALUE! |  |  |  | #VALUE! | #VALUE! | #VALUE! | #VALUE! | #VALUE! | #VALUE! | #VALUE!
Friday | 4 | 22 | 17 | 2681 | 0 | 0 | 0 | 0 | 0 | 0 | 0 | 0 | 0 | 0 | 0 | 0 | 0 | 0 | 0 | 0 | 0 | 0 | 0 | 0 | 0 | 0 | 0 | 0 | 0 | 0 | 0 | 0.0061862 | 0 | 0 | 0 | 0 | 0 | 0 | 0 | 0 | 0 | 0 | 0 | 0 |  | 0 | 0 | 0 |  | #VALUE! | #VALUE! | #VALUE! | #VALUE! |  |  | #VALUE! | #VALUE! | 0 | 0 | 0.20123 | 0.20123 | #VALUE! | #VALUE! | #VALUE! | #VALUE! | 0 | 0 | 0.20123 | 0.20123 | #VALUE! | #VALUE! | #VALUE! | #VALUE! | 0 | 0 | 0.20123 | 0.20123 | #VALUE! | #VALUE! |  |  |  | #VALUE! | #VALUE! | #VALUE! | #VALUE! | #VALUE! | #VALUE! | #VALUE!
Friday | 4 | 22 | 18 | 2682 | 0 | 0 | 0 | 0 | 0 | 0 | 0 | 0 | 0 | 0 | 0 | 0 | 0 | 0 | 0 | 0 | 0 | 0 | 0 | 0 | 0 | 0 | 0 | 0 | 0 | 0 | 0 | 0.00031724 | 0 | 0 | 0 | 0 | 0 | 0 | 0 | 0 | 0 | 0 | 0 | 0 |  | 0 | 0 | 0 |  | #VALUE! | #VALUE! | #VALUE! | #VALUE! |  |  | #VALUE! | #VALUE! | 0 | 0 | 0.20123 | 0.20123 | #VALUE! | #VALUE! | #VALUE! | #VALUE! | 0 | 0 | 0.20123 | 0.20123 | #VALUE! | #VALUE! | #VALUE! | #VALUE! | 0 | 0 | 0.20123 | 0.20123 | #VALUE! | #VALUE! |  |  |  | #VALUE! | #VALUE! | #VALUE! | #VALUE! | #VALUE! | #VALUE! | #VALUE!
Friday | 4 | 22 | 19 | 2683 | 0 | 0 | 0 | 0 | 0 | 0 | 0 | 0 | 0 | 0 | 0 | 0 | 0 | 0 | 0 | 0 | 0 | 0 | 0 | 0 | 0 | 0 | 0 | 0 | 0 | 0 | 0 | 0 | 0 | 0 | 0 | 0 | 0 | 0 | 0 | 0 | 0 | 0 | 0 | 0 |  | 0 | 0 | 0 |  | #VALUE! | #VALUE! | #VALUE! | #VALUE! |  |  | #VALUE! | #VALUE! | 0 | 0 | 0.20123 | 0.20123 | #VALUE! | #VALUE! | #VALUE! | #VALUE! | 0 | 0 | 0.20123 | 0.20123 | #VALUE! | #VALUE! | #VALUE! | #VALUE! | 0 | 0 | 0.20123 | 0.20123 | #VALUE! | #VALUE! |  |  |  | #VALUE! | #VALUE! | #VALUE! | #VALUE! | #VALUE! | #VALUE! | #VALUE!
Friday | 4 | 22 | 20 | 2684 | 0 | 0 | 0 | 0 | 0 | 0 | 0 | 0 | 0 | 0 | 0 | 0 | 0 | 0 | 0 | 0 | 0 | 0 | 0 | 0 | 0 | 0 | 0 | 0 | 0 | 0 | 0 | 0 | 0 | 0 | 0 | 0 | 0 | 0 | 0 | 0 | 0 | 0 | 0 | 0 |  | 0 | 0 | 0 |  | #VALUE! | #VALUE! | #VALUE! | #VALUE! |  |  | #VALUE! | #VALUE! | 0 | 0 | 0.20123 | 0.20123 | #VALUE! | #VALUE! | #VALUE! | #VALUE! | 0 | 0 | 0.20123 | 0.20123 | #VALUE! | #VALUE! | #VALUE! | #VALUE! | 0 | 0 | 0.20123 | 0.20123 | #VALUE! | #VALUE! |  |  |  | #VALUE! | #VALUE! | #VALUE! | #VALUE! | #VALUE! | #VALUE! | #VALUE!
Friday | 4 | 22 | 21 | 2685 | 0 | 0 | 0 | 0 | 0 | 0 | 0 | 0 | 0 | 0 | 0 | 0 | 0 | 0 | 0 | 0 | 0 | 0 | 0 | 0 | 0 | 0 | 0 | 0 | 0 | 0 | 0 | 0 | 0 | 0 | 0 | 0 | 0 | 0 | 0 | 0 | 0 | 0 | 0 | 0 |  | 0 | 0 | 0 |  | #VALUE! | #VALUE! | #VALUE! | #VALUE! |  |  | #VALUE! | #VALUE! | 0 | 0 | 0.20123 | 0.20123 | #VALUE! | #VALUE! | #VALUE! | #VALUE! | 0 | 0 | 0.20123 | 0.20123 | #VALUE! | #VALUE! | #VALUE! | #VALUE! | 0 | 0 | 0.20123 | 0.20123 | #VALUE! | #VALUE! |  |  |  | #VALUE! | #VALUE! | #VALUE! | #VALUE! | #VALUE! | #VALUE! | #VALUE!
Friday | 4 | 22 | 22 | 2686 | 0 | 0 | 0 | 0 | 0 | 0 | 0 | 0 | 0 | 0 | 0 | 0 | 0 | 0 | 0 | 0 | 0 | 0 | 0 | 0 | 0 | 0 | 0 | 0 | 0 | 0 | 0 | 0 | 0 | 0 | 0 | 0 | 0 | 0 | 0 | 0 | 0 | 0 | 0 | 0 |  | 0 | 0 | 0 |  | #VALUE! | #VALUE! | #VALUE! | #VALUE! |  |  | #VALUE! | #VALUE! | 0 | 0 | 0.20123 | 0.20123 | #VALUE! | #VALUE! | #VALUE! | #VALUE! | 0 | 0 | 0.20123 | 0.20123 | #VALUE! | #VALUE! | #VALUE! | #VALUE! | 0 | 0 | 0.20123 | 0.20123 | #VALUE! | #VALUE! |  |  |  | #VALUE! | #VALUE! | #VALUE! | #VALUE! | #VALUE! | #VALUE! | #VALUE!
Friday | 4 | 22 | 23 | 2687 | 0 | 0 | 0 | 0 | 0 | 0 | 0 | 0 | 0 | 0 | 0 | 0 | 0 | 0 | 0 | 0 | 0 | 0 | 0 | 0 | 0 | 0 | 0 | 0 | 0 | 0 | 0 | 0 | 0 | 0 | 0 | 0 | 0 | 0 | 0 | 0 | 0 | 0 | 0 | 0 |  | 0 | 0 | 0 |  | #VALUE! | #VALUE! | #VALUE! | #VALUE! |  |  | #VALUE! | #VALUE! | 0 | 0 | 0.20123 | 0.20123 | #VALUE! | #VALUE! | #VALUE! | #VALUE! | 0 | 0 | 0.20123 | 0.20123 | #VALUE! | #VALUE! | #VALUE! | #VALUE! | 0 | 0 | 0.20123 | 0.20123 | #VALUE! | #VALUE! |  |  |  | #VALUE! | #VALUE! | #VALUE! | #VALUE! | #VALUE! | #VALUE! | #VALUE!
Friday | 4 | 22 | 24 | 2688 | 0 | 0 | 0 | 0 | 0 | 0 | 0 | 0 | 0 | 0 | 0 | 0 | 0 | 0 | 0 | 0 | 0 | 0 | 0 | 0 | 0 | 0 | 0 | 0 | 0 | 0 | 0 | 0 | 0 | 0 | 0 | 0 | 0 | 0 | 0 | 0 | 0 | 0 | 0 | 0 |  | 0 | 0 | 0 |  | #VALUE! | #VALUE! | #VALUE! | #VALUE! |  |  | #VALUE! | #VALUE! | 0 | 0 | 0.20123 | 0.20123 | #VALUE! | #VALUE! | #VALUE! | #VALUE! | 0 | 0 | 0.20123 | 0.20123 | #VALUE! | #VALUE! | #VALUE! | #VALUE! | 0 | 0 | 0.20123 | 0.20123 | #VALUE! | #VALUE! |  |  |  | #VALUE! | #VALUE! | #VALUE! | #VALUE! | #VALUE! | #VALUE! | #VALUE!
Saturday | 4 | 23 | 1 | 2689 | 0 | 0 | 0 | 0 | 0 | 0 | 0 | 0 | 0 | 0 | 0 | 0 | 0 | 0 | 0 | 0 | 0 | 0 | 0 | 0 | 0 | 0 | 0 | 0 | 0 | 0 | 0 | 0 | 0 | 0 | 0 | 0 | 0 | 0 | 0 | 0 | 0 | 0 | 0 | 0 |  | 0 | 0 | 0 |  | #VALUE! | #VALUE! | #VALUE! | #VALUE! |  |  | #VALUE! | #VALUE! | 0 | 0 | 0.20123 | 0.20123 | #VALUE! | #VALUE! | #VALUE! | #VALUE! | 0 | 0 | 0.20123 | 0.20123 | #VALUE! | #VALUE! | #VALUE! | #VALUE! | 0 | 0 | 0.20123 | 0.20123 | #VALUE! | #VALUE! |  |  |  | #VALUE! | #VALUE! | #VALUE! | #VALUE! | #VALUE! | #VALUE! | #VALUE!
Saturday | 4 | 23 | 2 | 2690 | 0 | 0 | 0 | 0 | 0 | 0 | 0 | 0 | 0 | 0 | 0 | 0 | 0 | 0 | 0 | 0 | 0 | 0 | 0 | 0 | 0 | 0 | 0 | 0 | 0 | 0 | 0 | 0 | 0 | 0 | 0 | 0 | 0 | 0 | 0 | 0 | 0 | 0 | 0 | 0 |  | 0 | 0 | 0 |  | #VALUE! | #VALUE! | #VALUE! | #VALUE! |  |  | #VALUE! | #VALUE! | 0 | 0 | 0.20123 | 0.20123 | #VALUE! | #VALUE! | #VALUE! | #VALUE! | 0 | 0 | 0.20123 | 0.20123 | #VALUE! | #VALUE! | #VALUE! | #VALUE! | 0 | 0 | 0.20123 | 0.20123 | #VALUE! | #VALUE! |  |  |  | #VALUE! | #VALUE! | #VALUE! | #VALUE! | #VALUE! | #VALUE! | #VALUE!
Saturday | 4 | 23 | 3 | 2691 | 0 | 0 | 0 | 0 | 0 | 0 | 0 | 0 | 0 | 0 | 0 | 0 | 0 | 0 | 0 | 0 | 0 | 0 | 0 | 0 | 0 | 0 | 0 | 0 | 0 | 0 | 0 | 0 | 0 | 0 | 0 | 0 | 0 | 0 | 0 | 0 | 0 | 0 | 0 | 0 |  | 0 | 0 | 0 |  | #VALUE! | #VALUE! | #VALUE! | #VALUE! |  |  | #VALUE! | #VALUE! | 0 | 0 | 0.20123 | 0.20123 | #VALUE! | #VALUE! | #VALUE! | #VALUE! | 0 | 0 | 0.20123 | 0.20123 | #VALUE! | #VALUE! | #VALUE! | #VALUE! | 0 | 0 | 0.20123 | 0.20123 | #VALUE! | #VALUE! |  |  |  | #VALUE! | #VALUE! | #VALUE! | #VALUE! | #VALUE! | #VALUE! | #VALUE!
Saturday | 4 | 23 | 4 | 2692 | 0 | 0 | 0 | 0 | 0 | 0 | 0 | 0 | 0 | 0 | 0 | 0 | 0 | 0 | 0 | 0 | 0 | 0 | 0 | 0 | 0 | 0 | 0 | 0 | 0 | 0 | 0 | 0 | 0 | 0 | 0 | 0 | 0 | 0 | 0 | 0 | 0 | 0 | 0 | 0 |  | 0 | 0 | 0 |  | #VALUE! | #VALUE! | #VALUE! | #VALUE! |  |  | #VALUE! | #VALUE! | 0 | 0 | 0.20123 | 0.20123 | #VALUE! | #VALUE! | #VALUE! | #VALUE! | 0 | 0 | 0.20123 | 0.20123 | #VALUE! | #VALUE! | #VALUE! | #VALUE! | 0 | 0 | 0.20123 | 0.20123 | #VALUE! | #VALUE! |  |  |  | #VALUE! | #VALUE! | #VALUE! | #VALUE! | #VALUE! | #VALUE! | #VALUE!
Saturday | 4 | 23 | 5 | 2693 | 0 | 0 | 0 | 0 | 0 | 0 | 0 | 0 | 0 | 0 | 0 | 0 | 0 | 0 | 0 | 0 | 0 | 0 | 0 | 0 | 0 | 0 | 0 | 0 | 0 | 0 | 0 | 0 | 0 | 0 | 0 | 0 | 0 | 0 | 0 | 0 | 0 | 0 | 0 | 0 |  | 0 | 0 | 0 |  | #VALUE! | #VALUE! | #VALUE! | #VALUE! |  |  | #VALUE! | #VALUE! | 0 | 0 | 0.20123 | 0.20123 | #VALUE! | #VALUE! | #VALUE! | #VALUE! | 0 | 0 | 0.20123 | 0.20123 | #VALUE! | #VALUE! | #VALUE! | #VALUE! | 0 | 0 | 0.20123 | 0.20123 | #VALUE! | #VALUE! |  |  |  | #VALUE! | #VALUE! | #VALUE! | #VALUE! | #VALUE! | #VALUE! | #VALUE!
Saturday | 4 | 23 | 6 | 2694 | 0 | 0 | 0 | 0 | 0 | 0 | 0 | 0 | 0 | 0 | 0 | 0 | 0 | 0 | 0 | 0 | 0 | 0 | 0 | 0 | 0 | 0 | 0 | 0 | 0 | 0 | 0 | 0 | 0 | 0 | 0 | 0 | 0 | 0 | 0 | 0 | 0 | 0 | 0 | 0 |  | 0 | 0 | 0 |  | #VALUE! | #VALUE! | #VALUE! | #VALUE! |  |  | #VALUE! | #VALUE! | 0 | 0 | 0.20123 | 0.20123 | #VALUE! | #VALUE! | #VALUE! | #VALUE! | 0 | 0 | 0.20123 | 0.20123 | #VALUE! | #VALUE! | #VALUE! | #VALUE! | 0 | 0 | 0.20123 | 0.20123 | #VALUE! | #VALUE! |  |  |  | #VALUE! | #VALUE! | #VALUE! | #VALUE! | #VALUE! | #VALUE! | #VALUE!
Saturday | 4 | 23 | 7 | 2695 | 0 | 0 | 0 | 0 | 0 | 0 | 0 | 0 | 0 | 0 | 0 | 0 | 0 | 0 | 0 | 0 | 0 | 0 | 0 | 0 | 0 | 0 | 0 | 0 | 0 | 0 | 0 | 0 | 0 | 0 | 0 | 0 | 0 | 0 | 0 | 0 | 0 | 0 | 0 | 0 |  | 0 | 0 | 0 |  | #VALUE! | #VALUE! | #VALUE! | #VALUE! |  |  | #VALUE! | #VALUE! | 0 | 0 | 0.20123 | 0.20123 | #VALUE! | #VALUE! | #VALUE! | #VALUE! | 0 | 0 | 0.20123 | 0.20123 | #VALUE! | #VALUE! | #VALUE! | #VALUE! | 0 | 0 | 0.20123 | 0.20123 | #VALUE! | #VALUE! |  |  |  | #VALUE! | #VALUE! | #VALUE! | #VALUE! | #VALUE! | #VALUE! | #VALUE!
Saturday | 4 | 23 | 8 | 2696 | 0 | 0 | 0 | 0 | 0 | 0 | 0 | 0 | 0 | 0 | 0 | 0 | 0 | 0 | 0 | 0 | 0 | 0 | 0 | 0 | 0 | 0 | 0 | 0 | 0 | 0 | 0 | 0 | 0 | 0 | 0 | 0 | 0 | 0 | 0 | 0 | 0 | 0 | 0 | 0 |  | 0 | 0 | 0 |  | #VALUE! | #VALUE! | #VALUE! | #VALUE! |  |  | #VALUE! | #VALUE! | 0 | 0 | 0.20123 | 0.20123 | #VALUE! | #VALUE! | #VALUE! | #VALUE! | 0 | 0 | 0.20123 | 0.20123 | #VALUE! | #VALUE! | #VALUE! | #VALUE! | 0 | 0 | 0.20123 | 0.20123 | #VALUE! | #VALUE! |  |  |  | #VALUE! | #VALUE! | #VALUE! | #VALUE! | #VALUE! | #VALUE! | #VALUE!
Saturday | 4 | 23 | 9 | 2697 | 0 | 0 | 0 | 0 | 0 | 0 | 0 | 0 | 0 | 0 | 0 | 0 | 0 | 0 | 0 | 0 | 0 | 0 | 0 | 0 | 0 | 0 | 0 | 0 | 0 | 0 | 0 | 0 | 0 | 0 | 0 | 0 | 0 | 0 | 0 | 0 | 0 | 0 | 0 | 0 |  | 0 | 0 | 0 |  | #VALUE! | #VALUE! | #VALUE! | #VALUE! |  |  | #VALUE! | #VALUE! | 0 | 0 | 0.20123 | 0.20123 | #VALUE! | #VALUE! | #VALUE! | #VALUE! | 0 | 0 | 0.20123 | 0.20123 | #VALUE! | #VALUE! | #VALUE! | #VALUE! | 0 | 0 | 0.20123 | 0.20123 | #VALUE! | #VALUE! |  |  |  | #VALUE! | #VALUE! | #VALUE! | #VALUE! | #VALUE! | #VALUE! | #VALUE!
Saturday | 4 | 23 | 10 | 2698 | 0 | 0 | 0 | 0 | 0 | 0 | 0 | 0 | 0 | 0 | 0 | 0 | 0 | 0 | 0 | 0 | 0 | 0 | 0 | 0 | 0 | 0 | 0 | 0 | 0 | 0 | 0 | 0 | 0 | 0 | 0 | 0 | 0 | 0 | 0 | 0 | 0 | 0 | 0 | 0 |  | 0 | 0 | 0 |  | #VALUE! | #VALUE! | #VALUE! | #VALUE! |  |  | #VALUE! | #VALUE! | 0 | 0 | 0.20123 | 0.20123 | #VALUE! | #VALUE! | #VALUE! | #VALUE! | 0 | 0 | 0.20123 | 0.20123 | #VALUE! | #VALUE! | #VALUE! | #VALUE! | 0 | 0 | 0.20123 | 0.20123 | #VALUE! | #VALUE! |  |  |  | #VALUE! | #VALUE! | #VALUE! | #VALUE! | #VALUE! | #VALUE! | #VALUE!
Saturday | 4 | 23 | 11 | 2699 | 0 | 0 | 0 | 0 | 0 | 0 | 0 | 0 | 0 | 0 | 0 | 0 | 0 | 0 | 0 | 0 | 0 | 0 | 0 | 0 | 0 | 0 | 0 | 0 | 0 | 0 | 0 | 0 | 0 | 0 | 0 | 0 | 0 | 0 | 0 | 0 | 0 | 0 | 0 | 0 |  | 0 | 0 | 0 |  | #VALUE! | #VALUE! | #VALUE! | #VALUE! |  |  | #VALUE! | #VALUE! | 0 | 0 | 0.20123 | 0.20123 | #VALUE! | #VALUE! | #VALUE! | #VALUE! | 0 | 0 | 0.20123 | 0.20123 | #VALUE! | #VALUE! | #VALUE! | #VALUE! | 0 | 0 | 0.20123 | 0.20123 | #VALUE! | #VALUE! |  |  |  | #VALUE! | #VALUE! | #VALUE! | #VALUE! | #VALUE! | #VALUE! | #VALUE!
Saturday | 4 | 23 | 12 | 2700 | 0 | 0 | 0 | 0 | 0 | 0 | 0 | 0 | 0 | 0 | 0 | 0 | 0 | 0 | 0 | 0 | 0 | 0 | 0 | 0 | 0 | 0 | 0 | 0 | 0 | 0 | 0 | 0 | 0 | 0 | 0 | 0 | 0 | 0 | 0 | 0 | 0 | 0 | 0 | 0 |  | 0 | 0 | 0 |  | #VALUE! | #VALUE! | #VALUE! | #VALUE! |  |  | #VALUE! | #VALUE! | 0 | 0 | 0.20123 | 0.20123 | #VALUE! | #VALUE! | #VALUE! | #VALUE! | 0 | 0 | 0.20123 | 0.20123 | #VALUE! | #VALUE! | #VALUE! | #VALUE! | 0 | 0 | 0.20123 | 0.20123 | #VALUE! | #VALUE! |  |  |  | #VALUE! | #VALUE! | #VALUE! | #VALUE! | #VALUE! | #VALUE! | #VALUE!
Saturday | 4 | 23 | 13 | 2701 | 0 | 0 | 0 | 0 | 0 | 0 | 0 | 0 | 0 | 0 | 0 | 0 | 0 | 0 | 0 | 0 | 0 | 0 | 0 | 0 | 0 | 0 | 0 | 0 | 0 | 0 | 0 | 0 | 0 | 0 | 0 | 0 | 0 | 0 | 0 | 0 | 0 | 0 | 0 | 0 |  | 0 | 0 | 0 |  | #VALUE! | #VALUE! | #VALUE! | #VALUE! |  |  | #VALUE! | #VALUE! | 0 | 0 | 0.20123 | 0.20123 | #VALUE! | #VALUE! | #VALUE! | #VALUE! | 0 | 0 | 0.20123 | 0.20123 | #VALUE! | #VALUE! | #VALUE! | #VALUE! | 0 | 0 | 0.20123 | 0.20123 | #VALUE! | #VALUE! |  |  |  | #VALUE! | #VALUE! | #VALUE! | #VALUE! | #VALUE! | #VALUE! | #VALUE!
Saturday | 4 | 23 | 14 | 2702 | 0 | 0 | 0 | 0 | 0 | 0 | 0 | 0 | 0 | 0 | 0 | 0 | 0 | 0 | 0 | 0 | 0 | 0 | 0 | 0 | 0 | 0 | 0 | 0 | 0 | 0 | 0 | 0 | 0 | 0 | 0 | 0 | 0 | 0 | 0 | 0 | 0 | 0 | 0 | 0 |  | 0 | 0 | 0 |  | #VALUE! | #VALUE! | #VALUE! | #VALUE! |  |  | #VALUE! | #VALUE! | 0 | 0 | 0.20123 | 0.20123 | #VALUE! | #VALUE! | #VALUE! | #VALUE! | 0 | 0 | 0.20123 | 0.20123 | #VALUE! | #VALUE! | #VALUE! | #VALUE! | 0 | 0 | 0.20123 | 0.20123 | #VALUE! | #VALUE! |  |  |  | #VALUE! | #VALUE! | #VALUE! | #VALUE! | #VALUE! | #VALUE! | #VALUE!
Saturday | 4 | 23 | 15 | 2703 | 0 | 0 | 0 | 0 | 0 | 0 | 0 | 0 | 0 | 0 | 0 | 0 | 0 | 0 | 0 | 0 | 0 | 0 | 0 | 0 | 0 | 0 | 0 | 0 | 0 | 0 | 0 | 0 | 0 | 0 | 0 | 0 | 0 | 0 | 0 | 0 | 0 | 0 | 0 | 0 |  | 0 | 0 | 0 |  | #VALUE! | #VALUE! | #VALUE! | #VALUE! |  |  | #VALUE! | #VALUE! | 0 | 0 | 0.20123 | 0.20123 | #VALUE! | #VALUE! | #VALUE! | #VALUE! | 0 | 0 | 0.20123 | 0.20123 | #VALUE! | #VALUE! | #VALUE! | #VALUE! | 0 | 0 | 0.20123 | 0.20123 | #VALUE! | #VALUE! |  |  |  | #VALUE! | #VALUE! | #VALUE! | #VALUE! | #VALUE! | #VALUE! | #VALUE!
Saturday | 4 | 23 | 16 | 2704 | 0 | 0 | 0 | 0 | 0 | 0 | 0 | 0 | 0 | 0 | 0 | 0 | 0 | 0 | 0 | 0 | 0 | 0 | 0 | 0 | 0 | 0 | 0 | 0 | 0 | 0 | 0 | 0 | 0 | 0 | 0 | 0 | 0 | 0 | 0 | 0 | 0 | 0 | 0 | 0 |  | 0 | 0 | 0 |  | #VALUE! | #VALUE! | #VALUE! | #VALUE! |  |  | #VALUE! | #VALUE! | 0 | 0 | 0.20123 | 0.20123 | #VALUE! | #VALUE! | #VALUE! | #VALUE! | 0 | 0 | 0.20123 | 0.20123 | #VALUE! | #VALUE! | #VALUE! | #VALUE! | 0 | 0 | 0.20123 | 0.20123 | #VALUE! | #VALUE! |  |  |  | #VALUE! | #VALUE! | #VALUE! | #VALUE! | #VALUE! | #VALUE! | #VALUE!
Saturday | 4 | 23 | 17 | 2705 | 0 | 0 | 0 | 0 | 0 | 0 | 0 | 0 | 0 | 0 | 0 | 0 | 0 | 0 | 0 | 0 | 0 | 0 | 0 | 0 | 0 | 0 | 0 | 0 | 0 | 0 | 0 | 0 | 0 | 0 | 0 | 0 | 0 | 0 | 0 | 0 | 0 | 0 | 0 | 0 |  | 0 | 0 | 0 |  | #VALUE! | #VALUE! | #VALUE! | #VALUE! |  |  | #VALUE! | #VALUE! | 0 | 0 | 0.20123 | 0.20123 | #VALUE! | #VALUE! | #VALUE! | #VALUE! | 0 | 0 | 0.20123 | 0.20123 | #VALUE! | #VALUE! | #VALUE! | #VALUE! | 0 | 0 | 0.20123 | 0.20123 | #VALUE! | #VALUE! |  |  |  | #VALUE! | #VALUE! | #VALUE! | #VALUE! | #VALUE! | #VALUE! | #VALUE!
Saturday | 4 | 23 | 18 | 2706 | 0 | 0 | 0 | 0 | 0 | 0 | 0 | 0 | 0 | 0 | 0 | 0 | 0 | 0 | 0 | 0 | 0 | 0 | 0 | 0 | 0 | 0 | 0 | 0 | 0 | 0 | 0 | 0 | 0 | 0 | 0 | 0 | 0 | 0 | 0 | 0 | 0 | 0 | 0 | 0 |  | 0 | 0 | 0 |  | #VALUE! | #VALUE! | #VALUE! | #VALUE! |  |  | #VALUE! | #VALUE! | 0 | 0 | 0.20123 | 0.20123 | #VALUE! | #VALUE! | #VALUE! | #VALUE! | 0 | 0 | 0.20123 | 0.20123 | #VALUE! | #VALUE! | #VALUE! | #VALUE! | 0 | 0 | 0.20123 | 0.20123 | #VALUE! | #VALUE! |  |  |  | #VALUE! | #VALUE! | #VALUE! | #VALUE! | #VALUE! | #VALUE! | #VALUE!
Saturday | 4 | 23 | 19 | 2707 | 0 | 0 | 0 | 0 | 0 | 0 | 0 | 0 | 0 | 0 | 0 | 0 | 0 | 0 | 0 | 0 | 0 | 0 | 0 | 0 | 0 | 0 | 0 | 0 | 0 | 0 | 0 | 0 | 0 | 0 | 0 | 0 | 0 | 0 | 0 | 0 | 0 | 0 | 0 | 0 |  | 0 | 0 | 0 |  | #VALUE! | #VALUE! | #VALUE! | #VALUE! |  |  | #VALUE! | #VALUE! | 0 | 0 | 0.20123 | 0.20123 | #VALUE! | #VALUE! | #VALUE! | #VALUE! | 0 | 0 | 0.20123 | 0.20123 | #VALUE! | #VALUE! | #VALUE! | #VALUE! | 0 | 0 | 0.20123 | 0.20123 | #VALUE! | #VALUE! |  |  |  | #VALUE! | #VALUE! | #VALUE! | #VALUE! | #VALUE! | #VALUE! | #VALUE!
Saturday | 4 | 23 | 20 | 2708 | 0 | 0 | 0 | 0 | 0 | 0 | 0 | 0 | 0 | 0 | 0 | 0 | 0 | 0 | 0 | 0 | 0 | 0 | 0 | 0 | 0 | 0 | 0 | 0 | 0 | 0 | 0 | 0 | 0 | 0 | 0 | 0 | 0 | 0 | 0 | 0 | 0 | 0 | 0 | 0 |  | 0 | 0 | 0 |  | #VALUE! | #VALUE! | #VALUE! | #VALUE! |  |  | #VALUE! | #VALUE! | 0 | 0 | 0.20123 | 0.20123 | #VALUE! | #VALUE! | #VALUE! | #VALUE! | 0 | 0 | 0.20123 | 0.20123 | #VALUE! | #VALUE! | #VALUE! | #VALUE! | 0 | 0 | 0.20123 | 0.20123 | #VALUE! | #VALUE! |  |  |  | #VALUE! | #VALUE! | #VALUE! | #VALUE! | #VALUE! | #VALUE! | #VALUE!
Saturday | 4 | 23 | 21 | 2709 | 0 | 0 | 0 | 0 | 0 | 0 | 0 | 0 | 0 | 0 | 0 | 0 | 0 | 0 | 0 | 0 | 0 | 0 | 0 | 0 | 0 | 0 | 0 | 0 | 0 | 0 | 0 | 0 | 0 | 0 | 0 | 0 | 0 | 0 | 0 | 0 | 0 | 0 | 0 | 0 |  | 0 | 0 | 0 |  | #VALUE! | #VALUE! | #VALUE! | #VALUE! |  |  | #VALUE! | #VALUE! | 0 | 0 | 0.20123 | 0.20123 | #VALUE! | #VALUE! | #VALUE! | #VALUE! | 0 | 0 | 0.20123 | 0.20123 | #VALUE! | #VALUE! | #VALUE! | #VALUE! | 0 | 0 | 0.20123 | 0.20123 | #VALUE! | #VALUE! |  |  |  | #VALUE! | #VALUE! | #VALUE! | #VALUE! | #VALUE! | #VALUE! | #VALUE!
Saturday | 4 | 23 | 22 | 2710 | 0 | 0 | 0 | 0 | 0 | 0 | 0 | 0 | 0 | 0 | 0 | 0 | 0 | 0 | 0 | 0 | 0 | 0 | 0 | 0 | 0 | 0 | 0 | 0 | 0 | 0 | 0 | 0 | 0 | 0 | 0 | 0 | 0 | 0 | 0 | 0 | 0 | 0 | 0 | 0 |  | 0 | 0 | 0 |  | #VALUE! | #VALUE! | #VALUE! | #VALUE! |  |  | #VALUE! | #VALUE! | 0 | 0 | 0.20123 | 0.20123 | #VALUE! | #VALUE! | #VALUE! | #VALUE! | 0 | 0 | 0.20123 | 0.20123 | #VALUE! | #VALUE! | #VALUE! | #VALUE! | 0 | 0 | 0.20123 | 0.20123 | #VALUE! | #VALUE! |  |  |  | #VALUE! | #VALUE! | #VALUE! | #VALUE! | #VALUE! | #VALUE! | #VALUE!
Saturday | 4 | 23 | 23 | 2711 | 0 | 0 | 0 | 0 | 0 | 0 | 0 | 0 | 0 | 0 | 0 | 0 | 0 | 0 | 0 | 0 | 0 | 0 | 0 | 0 | 0 | 0 | 0 | 0 | 0 | 0 | 0 | 0 | 0 | 0 | 0 | 0 | 0 | 0 | 0 | 0 | 0 | 0 | 0 | 0 |  | 0 | 0 | 0 |  | #VALUE! | #VALUE! | #VALUE! | #VALUE! |  |  | #VALUE! | #VALUE! | 0 | 0 | 0.20123 | 0.20123 | #VALUE! | #VALUE! | #VALUE! | #VALUE! | 0 | 0 | 0.20123 | 0.20123 | #VALUE! | #VALUE! | #VALUE! | #VALUE! | 0 | 0 | 0.20123 | 0.20123 | #VALUE! | #VALUE! |  |  |  | #VALUE! | #VALUE! | #VALUE! | #VALUE! | #VALUE! | #VALUE! | #VALUE!
Saturday | 4 | 23 | 24 | 2712 | 0 | 0 | 0 | 0 | 0 | 0 | 0 | 0 | 0 | 0 | 0 | 0 | 0 | 0 | 0 | 0 | 0 | 0 | 0 | 0 | 0 | 0 | 0 | 0 | 0 | 0 | 0 | 0 | 0 | 0 | 0 | 0 | 0 | 0 | 0 | 0 | 0 | 0 | 0 | 0 |  | 0 | 0 | 0 |  | #VALUE! | #VALUE! | #VALUE! | #VALUE! |  |  | #VALUE! | #VALUE! | 0 | 0 | 0.20123 | 0.20123 | #VALUE! | #VALUE! | #VALUE! | #VALUE! | 0 | 0 | 0.20123 | 0.20123 | #VALUE! | #VALUE! | #VALUE! | #VALUE! | 0 | 0 | 0.20123 | 0.20123 | #VALUE! | #VALUE! |  |  |  | #VALUE! | #VALUE! | #VALUE! | #VALUE! | #VALUE! | #VALUE! | #VALUE!
Sunday | 4 | 24 | 1 | 2713 | 0 | 0 | 0 | 0 | 0 | 0 | 0 | 0 | 0 | 0 | 0 | 0 | 0 | 0 | 0 | 0 | 0 | 0 | 0 | 0 | 0 | 0 | 0 | 0 | 0 | 0 | 0 | 0 | 0 | 0 | 0 | 0 | 0 | 0 | 0 | 0 | 0 | 0 | 0 | 0 |  | 0 | 0 | 0 |  | #VALUE! | #VALUE! | #VALUE! | #VALUE! |  |  | #VALUE! | #VALUE! | 0 | 0 | 0.20123 | 0.20123 | #VALUE! | #VALUE! | #VALUE! | #VALUE! | 0 | 0 | 0.20123 | 0.20123 | #VALUE! | #VALUE! | #VALUE! | #VALUE! | 0 | 0 | 0.20123 | 0.20123 | #VALUE! | #VALUE! |  |  |  | #VALUE! | #VALUE! | #VALUE! | #VALUE! | #VALUE! | #VALUE! | #VALUE!
Sunday | 4 | 24 | 2 | 2714 | 0 | 0 | 0 | 0 | 0 | 0 | 0 | 0 | 0 | 0 | 0 | 0 | 0 | 0 | 0 | 0 | 0 | 0 | 0 | 0 | 0 | 0 | 0 | 0 | 0 | 0 | 0 | 0 | 0 | 0 | 0 | 0 | 0 | 0 | 0 | 0 | 0 | 0 | 0 | 0 |  | 0 | 0 | 0 |  | #VALUE! | #VALUE! | #VALUE! | #VALUE! |  |  | #VALUE! | #VALUE! | 0 | 0 | 0.20123 | 0.20123 | #VALUE! | #VALUE! | #VALUE! | #VALUE! | 0 | 0 | 0.20123 | 0.20123 | #VALUE! | #VALUE! | #VALUE! | #VALUE! | 0 | 0 | 0.20123 | 0.20123 | #VALUE! | #VALUE! |  |  |  | #VALUE! | #VALUE! | #VALUE! | #VALUE! | #VALUE! | #VALUE! | #VALUE!
Sunday | 4 | 24 | 3 | 2715 | 0 | 0 | 0 | 0 | 0 | 0 | 0 | 0 | 0 | 0 | 0 | 0 | 0 | 0 | 0 | 0 | 0 | 0 | 0 | 0 | 0 | 0 | 0 | 0 | 0 | 0 | 0 | 0 | 0 | 0 | 0 | 0 | 0 | 0 | 0 | 0 | 0 | 0 | 0 | 0 |  | 0 | 0 | 0 |  | #VALUE! | #VALUE! | #VALUE! | #VALUE! |  |  | #VALUE! | #VALUE! | 0 | 0 | 0.20123 | 0.20123 | #VALUE! | #VALUE! | #VALUE! | #VALUE! | 0 | 0 | 0.20123 | 0.20123 | #VALUE! | #VALUE! | #VALUE! | #VALUE! | 0 | 0 | 0.20123 | 0.20123 | #VALUE! | #VALUE! |  |  |  | #VALUE! | #VALUE! | #VALUE! | #VALUE! | #VALUE! | #VALUE! | #VALUE!
Sunday | 4 | 24 | 4 | 2716 | 0 | 0 | 0 | 0 | 0 | 0 | 0 | 0 | 0 | 0 | 0 | 0 | 0 | 0 | 0 | 0 | 0 | 0 | 0 | 0 | 0 | 0 | 0 | 0 | 0 | 0 | 0 | 0 | 0 | 0 | 0 | 0 | 0 | 0 | 0 | 0 | 0 | 0 | 0 | 0 |  | 0 | 0 | 0 |  | #VALUE! | #VALUE! | #VALUE! | #VALUE! |  |  | #VALUE! | #VALUE! | 0 | 0 | 0.20123 | 0.20123 | #VALUE! | #VALUE! | #VALUE! | #VALUE! | 0 | 0 | 0.20123 | 0.20123 | #VALUE! | #VALUE! | #VALUE! | #VALUE! | 0 | 0 | 0.20123 | 0.20123 | #VALUE! | #VALUE! |  |  |  | #VALUE! | #VALUE! | #VALUE! | #VALUE! | #VALUE! | #VALUE! | #VALUE!
Sunday | 4 | 24 | 5 | 2717 | 0 | 0 | 0 | 0 | 0 | 0 | 0 | 0 | 0 | 0 | 0 | 0 | 0 | 0 | 0 | 0 | 0 | 0 | 0 | 0 | 0 | 0 | 0 | 0 | 0 | 0 | 0 | 0 | 0 | 0 | 0 | 0 | 0 | 0 | 0 | 0 | 0 | 0 | 0 | 0 |  | 0 | 0 | 0 |  | #VALUE! | #VALUE! | #VALUE! | #VALUE! |  |  | #VALUE! | #VALUE! | 0 | 0 | 0.20123 | 0.20123 | #VALUE! | #VALUE! | #VALUE! | #VALUE! | 0 | 0 | 0.20123 | 0.20123 | #VALUE! | #VALUE! | #VALUE! | #VALUE! | 0 | 0 | 0.20123 | 0.20123 | #VALUE! | #VALUE! |  |  |  | #VALUE! | #VALUE! | #VALUE! | #VALUE! | #VALUE! | #VALUE! | #VALUE!
Sunday | 4 | 24 | 6 | 2718 | 0 | 0 | 0 | 0 | 0 | 0 | 0 | 0 | 0 | 0 | 0 | 0 | 0 | 0 | 0 | 0 | 0 | 0 | 0 | 0 | 0 | 0 | 0 | 0 | 0 | 0 | 0 | 0 | 0 | 0 | 0 | 0 | 0 | 0 | 0 | 0 | 0 | 0 | 0 | 0 |  | 0 | 0 | 0 |  | #VALUE! | #VALUE! | #VALUE! | #VALUE! |  |  | #VALUE! | #VALUE! | 0 | 0 | 0.20123 | 0.20123 | #VALUE! | #VALUE! | #VALUE! | #VALUE! | 0 | 0 | 0.20123 | 0.20123 | #VALUE! | #VALUE! | #VALUE! | #VALUE! | 0 | 0 | 0.20123 | 0.20123 | #VALUE! | #VALUE! |  |  |  | #VALUE! | #VALUE! | #VALUE! | #VALUE! | #VALUE! | #VALUE! | #VALUE!
Sunday | 4 | 24 | 7 | 2719 | 0 | 0 | 0 | 0 | 0 | 0 | 0 | 0 | 0 | 0 | 0 | 0 | 0 | 0 | 0 | 0 | 0 | 0 | 0 | 0 | 0 | 0 | 0 | 0 | 0 | 0 | 0 | 0 | 0 | 0 | 0 | 0 | 0 | 0 | 0 | 0 | 0 | 0 | 0 | 0 |  | 0 | 0 | 0 |  | #VALUE! | #VALUE! | #VALUE! | #VALUE! |  |  | #VALUE! | #VALUE! | 0 | 0 | 0.20123 | 0.20123 | #VALUE! | #VALUE! | #VALUE! | #VALUE! | 0 | 0 | 0.20123 | 0.20123 | #VALUE! | #VALUE! | #VALUE! | #VALUE! | 0 | 0 | 0.20123 | 0.20123 | #VALUE! | #VALUE! |  |  |  | #VALUE! | #VALUE! | #VALUE! | #VALUE! | #VALUE! | #VALUE! | #VALUE!
Sunday | 4 | 24 | 8 | 2720 | 0 | 0 | 0 | 0 | 0 | 0 | 0 | 0 | 0 | 0 | 0 | 0 | 0 | 0 | 0 | 0 | 0 | 0 | 0 | 0 | 0 | 0 | 0 | 0 | 0 | 0 | 0 | 0 | 0 | 0 | 0 | 0 | 0 | 0 | 0 | 0 | 0 | 0 | 0 | 0 |  | 0 | 0 | 0 |  | #VALUE! | #VALUE! | #VALUE! | #VALUE! |  |  | #VALUE! | #VALUE! | 0 | 0 | 0.20123 | 0.20123 | #VALUE! | #VALUE! | #VALUE! | #VALUE! | 0 | 0 | 0.20123 | 0.20123 | #VALUE! | #VALUE! | #VALUE! | #VALUE! | 0 | 0 | 0.20123 | 0.20123 | #VALUE! | #VALUE! |  |  |  | #VALUE! | #VALUE! | #VALUE! | #VALUE! | #VALUE! | #VALUE! | #VALUE!
Sunday | 4 | 24 | 9 | 2721 | 0 | 0 | 0 | 0 | 0 | 0 | 0 | 0 | 0 | 0 | 0 | 0 | 0 | 0 | 0 | 0 | 0 | 0 | 0 | 0 | 0 | 0 | 0 | 0 | 0 | 0 | 0 | 0 | 0 | 0 | 0 | 0 | 0 | 0 | 0 | 0 | 0 | 0 | 0 | 0 |  | 0 | 0 | 0 |  | #VALUE! | #VALUE! | #VALUE! | #VALUE! |  |  | #VALUE! | #VALUE! | 0 | 0 | 0.20123 | 0.20123 | #VALUE! | #VALUE! | #VALUE! | #VALUE! | 0 | 0 | 0.20123 | 0.20123 | #VALUE! | #VALUE! | #VALUE! | #VALUE! | 0 | 0 | 0.20123 | 0.20123 | #VALUE! | #VALUE! |  |  |  | #VALUE! | #VALUE! | #VALUE! | #VALUE! | #VALUE! | #VALUE! | #VALUE!
Sunday | 4 | 24 | 10 | 2722 | 0 | 0 | 0 | 0 | 0 | 0 | 0 | 0 | 0 | 0 | 0 | 0 | 0 | 0 | 0 | 0 | 0 | 0 | 0 | 0 | 0 | 0 | 0 | 0 | 0 | 0 | 0 | 0 | 0 | 0 | 0 | 0 | 0 | 0 | 0 | 0 | 0 | 0 | 0 | 0 |  | 0 | 0 | 0 |  | #VALUE! | #VALUE! | #VALUE! | #VALUE! |  |  | #VALUE! | #VALUE! | 0 | 0 | 0.20123 | 0.20123 | #VALUE! | #VALUE! | #VALUE! | #VALUE! | 0 | 0 | 0.20123 | 0.20123 | #VALUE! | #VALUE! | #VALUE! | #VALUE! | 0 | 0 | 0.20123 | 0.20123 | #VALUE! | #VALUE! |  |  |  | #VALUE! | #VALUE! | #VALUE! | #VALUE! | #VALUE! | #VALUE! | #VALUE!
Sunday | 4 | 24 | 11 | 2723 | 0 | 0 | 0 | 0 | 0 | 0 | 0 | 0 | 0 | 0 | 0 | 0 | 0 | 0 | 0 | 0 | 0 | 0 | 0 | 0 | 0 | 0 | 0 | 0 | 0 | 0 | 0 | 0 | 0 | 0 | 0 | 0 | 0 | 0 | 0 | 0 | 0 | 0 | 0 | 0 |  | 0 | 0 | 0 |  | #VALUE! | #VALUE! | #VALUE! | #VALUE! |  |  | #VALUE! | #VALUE! | 0 | 0 | 0.20123 | 0.20123 | #VALUE! | #VALUE! | #VALUE! | #VALUE! | 0 | 0 | 0.20123 | 0.20123 | #VALUE! | #VALUE! | #VALUE! | #VALUE! | 0 | 0 | 0.20123 | 0.20123 | #VALUE! | #VALUE! |  |  |  | #VALUE! | #VALUE! | #VALUE! | #VALUE! | #VALUE! | #VALUE! | #VALUE!
Sunday | 4 | 24 | 12 | 2724 | 0 | 0 | 0 | 0 | 0 | 0 | 0 | 0 | 0 | 0 | 0 | 0 | 0 | 0 | 0 | 0 | 0 | 0 | 0 | 0 | 0 | 0 | 0 | 0 | 0 | 0 | 0 | 0 | 0 | 0 | 0 | 0 | 0 | 0 | 0 | 0 | 0 | 0 | 0 | 0 |  | 0 | 0 | 0 |  | #VALUE! | #VALUE! | #VALUE! | #VALUE! |  |  | #VALUE! | #VALUE! | 0 | 0 | 0.20123 | 0.20123 | #VALUE! | #VALUE! | #VALUE! | #VALUE! | 0 | 0 | 0.20123 | 0.20123 | #VALUE! | #VALUE! | #VALUE! | #VALUE! | 0 | 0 | 0.20123 | 0.20123 | #VALUE! | #VALUE! |  |  |  | #VALUE! | #VALUE! | #VALUE! | #VALUE! | #VALUE! | #VALUE! | #VALUE!
Sunday | 4 | 24 | 13 | 2725 | 0 | 0 | 0 | 0 | 0 | 0 | 0 | 0 | 0 | 0 | 0 | 0 | 0 | 0 | 0 | 0 | 0 | 0 | 0 | 0 | 0 | 0 | 0 | 0 | 0 | 0 | 0 | 0 | 0 | 0 | 0 | 0 | 0 | 0 | 0 | 0 | 0 | 0 | 0 | 0 |  | 0 | 0 | 0 |  | #VALUE! | #VALUE! | #VALUE! | #VALUE! |  |  | #VALUE! | #VALUE! | 0 | 0 | 0.20123 | 0.20123 | #VALUE! | #VALUE! | #VALUE! | #VALUE! | 0 | 0 | 0.20123 | 0.20123 | #VALUE! | #VALUE! | #VALUE! | #VALUE! | 0 | 0 | 0.20123 | 0.20123 | #VALUE! | #VALUE! |  |  |  | #VALUE! | #VALUE! | #VALUE! | #VALUE! | #VALUE! | #VALUE! | #VALUE!
Sunday | 4 | 24 | 14 | 2726 | 0 | 0 | 0 | 0 | 0 | 0 | 0 | 0 | 0 | 0 | 0 | 0 | 0 | 0 | 0 | 0 | 0 | 0 | 0 | 0 | 0 | 0 | 0 | 0 | 0 | 0 | 0 | 0 | 0 | 0 | 0 | 0 | 0 | 0 | 0 | 0 | 0 | 0 | 0 | 0 |  | 0 | 0 | 0 |  | #VALUE! | #VALUE! | #VALUE! | #VALUE! |  |  | #VALUE! | #VALUE! | 0 | 0 | 0.20123 | 0.20123 | #VALUE! | #VALUE! | #VALUE! | #VALUE! | 0 | 0 | 0.20123 | 0.20123 | #VALUE! | #VALUE! | #VALUE! | #VALUE! | 0 | 0 | 0.20123 | 0.20123 | #VALUE! | #VALUE! |  |  |  | #VALUE! | #VALUE! | #VALUE! | #VALUE! | #VALUE! | #VALUE! | #VALUE!
Sunday | 4 | 24 | 15 | 2727 | 0 | 0 | 0 | 0 | 0 | 0 | 0 | 0 | 0 | 0 | 0 | 0 | 0 | 0 | 0 | 0 | 0 | 0 | 0 | 0 | 0 | 0 | 0 | 0 | 0 | 0 | 0 | 0 | 0 | 0 | 0 | 0 | 0 | 0 | 0 | 0 | 0 | 0 | 0 | 0 |  | 0 | 0 | 0 |  | #VALUE! | #VALUE! | #VALUE! | #VALUE! |  |  | #VALUE! | #VALUE! | 0 | 0 | 0.20123 | 0.20123 | #VALUE! | #VALUE! | #VALUE! | #VALUE! | 0 | 0 | 0.20123 | 0.20123 | #VALUE! | #VALUE! | #VALUE! | #VALUE! | 0 | 0 | 0.20123 | 0.20123 | #VALUE! | #VALUE! |  |  |  | #VALUE! | #VALUE! | #VALUE! | #VALUE! | #VALUE! | #VALUE! | #VALUE!
Sunday | 4 | 24 | 16 | 2728 | 0 | 0 | 0 | 0 | 0 | 0 | 0 | 0 | 0 | 0 | 0 | 0 | 0 | 0 | 0 | 0 | 0 | 0 | 0 | 0 | 0 | 0 | 0 | 0 | 0 | 0 | 0 | 0 | 0 | 0 | 0 | 0 | 0 | 0 | 0 | 0 | 0 | 0 | 0 | 0 |  | 0 | 0 | 0 |  | #VALUE! | #VALUE! | #VALUE! | #VALUE! |  |  | #VALUE! | #VALUE! | 0 | 0 | 0.20123 | 0.20123 | #VALUE! | #VALUE! | #VALUE! | #VALUE! | 0 | 0 | 0.20123 | 0.20123 | #VALUE! | #VALUE! | #VALUE! | #VALUE! | 0 | 0 | 0.20123 | 0.20123 | #VALUE! | #VALUE! |  |  |  | #VALUE! | #VALUE! | #VALUE! | #VALUE! | #VALUE! | #VALUE! | #VALUE!
Sunday | 4 | 24 | 17 | 2729 | 0 | 0 | 0 | 0 | 0 | 0 | 0 | 0 | 0 | 0 | 0 | 0 | 0 | 0 | 0 | 0 | 0 | 0 | 0 | 0 | 0 | 0 | 0 | 0 | 0 | 0 | 0 | 0 | 0 | 0 | 0 | 0 | 0 | 0 | 0 | 0 | 0 | 0 | 0 | 0 |  | 0 | 0 | 0 |  | #VALUE! | #VALUE! | #VALUE! | #VALUE! |  |  | #VALUE! | #VALUE! | 0 | 0 | 0.20123 | 0.20123 | #VALUE! | #VALUE! | #VALUE! | #VALUE! | 0 | 0 | 0.20123 | 0.20123 | #VALUE! | #VALUE! | #VALUE! | #VALUE! | 0 | 0 | 0.20123 | 0.20123 | #VALUE! | #VALUE! |  |  |  | #VALUE! | #VALUE! | #VALUE! | #VALUE! | #VALUE! | #VALUE! | #VALUE!
Sunday | 4 | 24 | 18 | 2730 | 0 | 0 | 0 | 0 | 0 | 0 | 0 | 0 | 0 | 0 | 0 | 0 | 0 | 0 | 0 | 0 | 0 | 0 | 0 | 0 | 0 | 0 | 0 | 0 | 0 | 0 | 0 | 0 | 0 | 0 | 0 | 0 | 0 | 0 | 0 | 0 | 0 | 0 | 0 | 0 |  | 0 | 0 | 0 |  | #VALUE! | #VALUE! | #VALUE! | #VALUE! |  |  | #VALUE! | #VALUE! | 0 | 0 | 0.20123 | 0.20123 | #VALUE! | #VALUE! | #VALUE! | #VALUE! | 0 | 0 | 0.20123 | 0.20123 | #VALUE! | #VALUE! | #VALUE! | #VALUE! | 0 | 0 | 0.20123 | 0.20123 | #VALUE! | #VALUE! |  |  |  | #VALUE! | #VALUE! | #VALUE! | #VALUE! | #VALUE! | #VALUE! | #VALUE!
Sunday | 4 | 24 | 19 | 2731 | 0 | 0 | 0 | 0 | 0 | 0 | 0 | 0 | 0 | 0 | 0 | 0 | 0 | 0 | 0 | 0 | 0 | 0 | 0 | 0 | 0 | 0 | 0 | 0 | 0 | 0 | 0 | 0 | 0 | 0 | 0 | 0 | 0 | 0 | 0 | 0 | 0 | 0 | 0 | 0 |  | 0 | 0 | 0 |  | #VALUE! | #VALUE! | #VALUE! | #VALUE! |  |  | #VALUE! | #VALUE! | 0 | 0 | 0.20123 | 0.20123 | #VALUE! | #VALUE! | #VALUE! | #VALUE! | 0 | 0 | 0.20123 | 0.20123 | #VALUE! | #VALUE! | #VALUE! | #VALUE! | 0 | 0 | 0.20123 | 0.20123 | #VALUE! | #VALUE! |  |  |  | #VALUE! | #VALUE! | #VALUE! | #VALUE! | #VALUE! | #VALUE! | #VALUE!
Sunday | 4 | 24 | 20 | 2732 | 0 | 0 | 0 | 0 | 0 | 0 | 0 | 0 | 0 | 0 | 0 | 0 | 0 | 0 | 0 | 0 | 0 | 0 | 0 | 0 | 0 | 0 | 0 | 0 | 0 | 0 | 0 | 0 | 0 | 0 | 0 | 0 | 0 | 0 | 0 | 0 | 0 | 0 | 0 | 0 |  | 0 | 0 | 0 |  | #VALUE! | #VALUE! | #VALUE! | #VALUE! |  |  | #VALUE! | #VALUE! | 0 | 0 | 0.20123 | 0.20123 | #VALUE! | #VALUE! | #VALUE! | #VALUE! | 0 | 0 | 0.20123 | 0.20123 | #VALUE! | #VALUE! | #VALUE! | #VALUE! | 0 | 0 | 0.20123 | 0.20123 | #VALUE! | #VALUE! |  |  |  | #VALUE! | #VALUE! | #VALUE! | #VALUE! | #VALUE! | #VALUE! | #VALUE!
Sunday | 4 | 24 | 21 | 2733 | 0 | 0 | 0 | 0 | 0 | 0 | 0 | 0 | 0 | 0 | 0 | 0 | 0 | 0 | 0 | 0 | 0 | 0 | 0 | 0 | 0 | 0 | 0 | 0 | 0 | 0 | 0 | 0 | 0 | 0 | 0 | 0 | 0 | 0 | 0 | 0 | 0 | 0 | 0 | 0 |  | 0 | 0 | 0 |  | #VALUE! | #VALUE! | #VALUE! | #VALUE! |  |  | #VALUE! | #VALUE! | 0 | 0 | 0.20123 | 0.20123 | #VALUE! | #VALUE! | #VALUE! | #VALUE! | 0 | 0 | 0.20123 | 0.20123 | #VALUE! | #VALUE! | #VALUE! | #VALUE! | 0 | 0 | 0.20123 | 0.20123 | #VALUE! | #VALUE! |  |  |  | #VALUE! | #VALUE! | #VALUE! | #VALUE! | #VALUE! | #VALUE! | #VALUE!
Sunday | 4 | 24 | 22 | 2734 | 0 | 0 | 0 | 0 | 0 | 0 | 0 | 0 | 0 | 0 | 0 | 0 | 0 | 0 | 0 | 0 | 0 | 0 | 0 | 0 | 0 | 0 | 0 | 0 | 0 | 0 | 0 | 0 | 0 | 0 | 0 | 0 | 0 | 0 | 0 | 0 | 0 | 0 | 0 | 0 |  | 0 | 0 | 0 |  | #VALUE! | #VALUE! | #VALUE! | #VALUE! |  |  | #VALUE! | #VALUE! | 0 | 0 | 0.20123 | 0.20123 | #VALUE! | #VALUE! | #VALUE! | #VALUE! | 0 | 0 | 0.20123 | 0.20123 | #VALUE! | #VALUE! | #VALUE! | #VALUE! | 0 | 0 | 0.20123 | 0.20123 | #VALUE! | #VALUE! |  |  |  | #VALUE! | #VALUE! | #VALUE! | #VALUE! | #VALUE! | #VALUE! | #VALUE!
Sunday | 4 | 24 | 23 | 2735 | 0 | 0 | 0 | 0 | 0 | 0 | 0 | 0 | 0 | 0 | 0 | 0 | 0 | 0 | 0 | 0 | 0 | 0 | 0 | 0 | 0 | 0 | 0 | 0 | 0 | 0 | 0 | 0 | 0 | 0 | 0 | 0 | 0 | 0 | 0 | 0 | 0 | 0 | 0 | 0 |  | 0 | 0 | 0 |  | #VALUE! | #VALUE! | #VALUE! | #VALUE! |  |  | #VALUE! | #VALUE! | 0 | 0 | 0.20123 | 0.20123 | #VALUE! | #VALUE! | #VALUE! | #VALUE! | 0 | 0 | 0.20123 | 0.20123 | #VALUE! | #VALUE! | #VALUE! | #VALUE! | 0 | 0 | 0.20123 | 0.20123 | #VALUE! | #VALUE! |  |  |  | #VALUE! | #VALUE! | #VALUE! | #VALUE! | #VALUE! | #VALUE! | #VALUE!
Sunday | 4 | 24 | 24 | 2736 | 0 | 0 | 0 | 0 | 0 | 0 | 0 | 0 | 0 | 0 | 0 | 0 | 0 | 0 | 0 | 0 | 0 | 0 | 0 | 0 | 0 | 0 | 0 | 0 | 0 | 0 | 0 | 0 | 0 | 0 | 0 | 0 | 0 | 0 | 0 | 0 | 0 | 0 | 0 | 0 |  | 0 | 0 | 0 |  | #VALUE! | #VALUE! | #VALUE! | #VALUE! |  |  | #VALUE! | #VALUE! | 0 | 0 | 0.20123 | 0.20123 | #VALUE! | #VALUE! | #VALUE! | #VALUE! | 0 | 0 | 0.20123 | 0.20123 | #VALUE! | #VALUE! | #VALUE! | #VALUE! | 0 | 0 | 0.20123 | 0.20123 | #VALUE! | #VALUE! |  |  |  | #VALUE! | #VALUE! | #VALUE! | #VALUE! | #VALUE! | #VALUE! | #VALUE!
Monday | 4 | 25 | 1 | 2737 | 0 | 0 | 0 | 0 | 0 | 0 | 0 | 0 | 0 | 0 | 0 | 0 | 0 | 0 | 0 | 0 | 0 | 0 | 0 | 0 | 0 | 0 | 0 | 0 | 0 | 0 | 0 | 0 | 0 | 0 | 0 | 0 | 0 | 0 | 0 | 0 | 0 | 0 | 0 | 0 |  | 0 | 0 | 0 |  | #VALUE! | #VALUE! | #VALUE! | #VALUE! |  |  | #VALUE! | #VALUE! | 0 | 0 | 0.20123 | 0.20123 | #VALUE! | #VALUE! | #VALUE! | #VALUE! | 0 | 0 | 0.20123 | 0.20123 | #VALUE! | #VALUE! | #VALUE! | #VALUE! | 0 | 0 | 0.20123 | 0.20123 | #VALUE! | #VALUE! |  |  |  | #VALUE! | #VALUE! | #VALUE! | #VALUE! | #VALUE! | #VALUE! | #VALUE!
Monday | 4 | 25 | 2 | 2738 | 0 | 0 | 0 | 0 | 0 | 0 | 0 | 0 | 0 | 0 | 0 | 0 | 0 | 0 | 0 | 0 | 0 | 0 | 0 | 0 | 0 | 0 | 0 | 0 | 0.010941 | 0 | 0 | 0 | 0 | 0 | 0 | 0 | 0 | 0 | 0 | 0 | 0 | 0 | 0 | 0 |  | 0 | 0 | 0 |  | #VALUE! | #VALUE! | #VALUE! | #VALUE! |  |  | #VALUE! | #VALUE! | 0 | 0 | 0.20123 | 0.20123 | #VALUE! | #VALUE! | #VALUE! | #VALUE! | 0 | 0 | 0.20123 | 0.20123 | #VALUE! | #VALUE! | #VALUE! | #VALUE! | 0 | 0 | 0.20123 | 0.20123 | #VALUE! | #VALUE! |  |  |  | #VALUE! | #VALUE! | #VALUE! | #VALUE! | #VALUE! | #VALUE! | #VALUE!
Monday | 4 | 25 | 3 | 2739 | 0 | 0 | 0 | 0 | 0 | 0 | 0 | 0 | 0 | 0 | 0 | 0 | 0 | 0 | 0 | 0 | 0 | 0 | 0 | 0 | 0 | 0 | 0 | 0 | 0 | 0 | 0 | 0 | 0 | 0 | 0 | 0 | 0 | 0 | 0 | 0 | 0 | 0 | 0 | 0 |  | 0 | 0 | 0 |  | #VALUE! | #VALUE! | #VALUE! | #VALUE! |  |  | #VALUE! | #VALUE! | 0 | 0 | 0.20123 | 0.20123 | #VALUE! | #VALUE! | #VALUE! | #VALUE! | 0 | 0 | 0.20123 | 0.20123 | #VALUE! | #VALUE! | #VALUE! | #VALUE! | 0 | 0 | 0.20123 | 0.20123 | #VALUE! | #VALUE! |  |  |  | #VALUE! | #VALUE! | #VALUE! | #VALUE! | #VALUE! | #VALUE! | #VALUE!
Monday | 4 | 25 | 4 | 2740 | 0 | 0 | 0 | 0 | 0 | 0 | 0 | 0 | 0 | 0 | 0 | 0 | 0 | 0 | 0 | 0 | 0 | 0 | 0 | 0 | 0 | 0 | 0 | 0 | 0 | 0 | 0 | 0 | 0 | 0 | 0 | 0 | 0 | 0 | 0 | 0 | 0 | 0 | 0 | 0 |  | 0 | 0 | 0 |  | #VALUE! | #VALUE! | #VALUE! | #VALUE! |  |  | #VALUE! | #VALUE! | 0 | 0 | 0.20123 | 0.20123 | #VALUE! | #VALUE! | #VALUE! | #VALUE! | 0 | 0 | 0.20123 | 0.20123 | #VALUE! | #VALUE! | #VALUE! | #VALUE! | 0 | 0 | 0.20123 | 0.20123 | #VALUE! | #VALUE! |  |  |  | #VALUE! | #VALUE! | #VALUE! | #VALUE! | #VALUE! | #VALUE! | #VALUE!
Monday | 4 | 25 | 5 | 2741 | 0 | 0 | 0 | 0 | 0 | 0 | 0 | 0 | 0 | 0 | 0 | 0 | 0 | 0 | 0 | 0 | 0 | 0 | 0 | 0 | 0 | 0 | 0 | 0 | 0 | 0 | 0 | 0 | 0 | 0 | 0 | 0 | 0 | 0 | 0 | 0 | 0 | 0 | 0 | 0 |  | 0 | 0 | 0 |  | #VALUE! | #VALUE! | #VALUE! | #VALUE! |  |  | #VALUE! | #VALUE! | 0 | 0 | 0.20123 | 0.20123 | #VALUE! | #VALUE! | #VALUE! | #VALUE! | 0 | 0 | 0.20123 | 0.20123 | #VALUE! | #VALUE! | #VALUE! | #VALUE! | 0 | 0 | 0.20123 | 0.20123 | #VALUE! | #VALUE! |  |  |  | #VALUE! | #VALUE! | #VALUE! | #VALUE! | #VALUE! | #VALUE! | #VALUE!
Monday | 4 | 25 | 6 | 2742 | 0 | 0 | 0 | 0 | 0 | 0 | 0 | 0 | 0 | 0 | 0 | 0 | 0 | 0 | 0 | 0 | 0 | 0 | 0 | 0 | 0 | 0 | 0 | 0 | 0 | 0 | 0 | 0 | 0 | 0 | 0 | 0 | 0 | 0 | 0 | 0 | 0 | 0 | 0 | 0 |  | 0 | 0 | 0 |  | #VALUE! | #VALUE! | #VALUE! | #VALUE! |  |  | #VALUE! | #VALUE! | 0 | 0 | 0.20123 | 0.20123 | #VALUE! | #VALUE! | #VALUE! | #VALUE! | 0 | 0 | 0.20123 | 0.20123 | #VALUE! | #VALUE! | #VALUE! | #VALUE! | 0 | 0 | 0.20123 | 0.20123 | #VALUE! | #VALUE! |  |  |  | #VALUE! | #VALUE! | #VALUE! | #VALUE! | #VALUE! | #VALUE! | #VALUE!
Monday | 4 | 25 | 7 | 2743 | 0 | 0 | 0 | 0 | 0 | 0 | 0 | 0 | 0 | 0 | 0 | 0 | 0 | 0 | 0 | 0 | 0 | 0 | 0 | 0 | 0 | 0 | 0 | 0 | 0 | 0 | 0 | 0 | 0 | 0 | 0 | 0 | 0 | 0 | 0 | 0 | 0 | 0 | 0 | 0 |  | 0 | 0 | 0 |  | #VALUE! | #VALUE! | #VALUE! | #VALUE! |  |  | #VALUE! | #VALUE! | 0 | 0 | 0.20123 | 0.20123 | #VALUE! | #VALUE! | #VALUE! | #VALUE! | 0 | 0 | 0.20123 | 0.20123 | #VALUE! | #VALUE! | #VALUE! | #VALUE! | 0 | 0 | 0.20123 | 0.20123 | #VALUE! | #VALUE! |  |  |  | #VALUE! | #VALUE! | #VALUE! | #VALUE! | #VALUE! | #VALUE! | #VALUE!
Monday | 4 | 25 | 8 | 2744 | 0 | 0 | 0 | 0 | 0 | 0 | 0 | 0 | 0 | 0 | 0 | 0 | 0 | 0 | 0 | 0 | 0 | 0 | 0 | 0 | 0 | 0 | 0 | 0 | 0 | 0 | 0 | 0 | 0 | 0 | 0 | 0 | 0 | 0 | 0 | 0 | 0 | 0 | 0 | 0 |  | 0 | 0 | 0 |  | #VALUE! | #VALUE! | #VALUE! | #VALUE! |  |  | #VALUE! | #VALUE! | 0 | 0 | 0.20123 | 0.20123 | #VALUE! | #VALUE! | #VALUE! | #VALUE! | 0 | 0 | 0.20123 | 0.20123 | #VALUE! | #VALUE! | #VALUE! | #VALUE! | 0 | 0 | 0.20123 | 0.20123 | #VALUE! | #VALUE! |  |  |  | #VALUE! | #VALUE! | #VALUE! | #VALUE! | #VALUE! | #VALUE! | #VALUE!
Monday | 4 | 25 | 9 | 2745 | 0 | 0 | 0 | 0 | 0 | 0 | 0 | 0 | 0 | 0 | 0 | 0 | 0 | 0 | 0 | 0 | 0 | 0 | 0 | 0 | 0 | 0 | 0 | 0 | 0.0028702 | 0 | 0 | 0 | 0 | 0 | 0 | 0 | 0 | 0 | 0 | 0 | 0 | 0 | 0 | 0 |  | 0 | 0 | 0 |  | #VALUE! | #VALUE! | #VALUE! | #VALUE! |  |  | #VALUE! | #VALUE! | 0 | 0 | 0.20123 | 0.20123 | #VALUE! | #VALUE! | #VALUE! | #VALUE! | 0 | 0 | 0.20123 | 0.20123 | #VALUE! | #VALUE! | #VALUE! | #VALUE! | 0 | 0 | 0.20123 | 0.20123 | #VALUE! | #VALUE! |  |  |  | #VALUE! | #VALUE! | #VALUE! | #VALUE! | #VALUE! | #VALUE! | #VALUE!
Monday | 4 | 25 | 10 | 2746 | 0 | 0 | 0 | 0 | 0 | 0 | 0 | 0 | 0 | 0 | 0 | 0 | 0 | 0 | 0 | 0 | 0 | 0 | 0 | 0 | 0 | 0 | 0 | 0 | 0.0023274 | 0 | 0 | 0 | 0 | 0 | 0 | 0 | 0 | 0 | 0 | 0 | 0 | 0 | 0 | 0 |  | 0 | 0 | 0 |  | #VALUE! | #VALUE! | #VALUE! | #VALUE! |  |  | #VALUE! | #VALUE! | 0 | 0 | 0.20123 | 0.20123 | #VALUE! | #VALUE! | #VALUE! | #VALUE! | 0 | 0 | 0.20123 | 0.20123 | #VALUE! | #VALUE! | #VALUE! | #VALUE! | 0 | 0 | 0.20123 | 0.20123 | #VALUE! | #VALUE! |  |  |  | #VALUE! | #VALUE! | #VALUE! | #VALUE! | #VALUE! | #VALUE! | #VALUE!
Monday | 4 | 25 | 11 | 2747 | 0 | 0 | 0 | 0 | 0 | 0 | 0 | 0 | 0 | 0 | 0 | 0 | 0 | 0 | 0 | 0 | 0 | 0 | 0 | 0 | 0 | 0 | 0 | 0 | 0 | 0 | 0 | 0 | 0 | 0 | 0 | 0 | 0 | 0 | 0 | 0 | 0 | 0 | 0 | 0 |  | 0 | 0 | 0 |  | #VALUE! | #VALUE! | #VALUE! | #VALUE! |  |  | #VALUE! | #VALUE! | 0 | 0 | 0.20123 | 0.20123 | #VALUE! | #VALUE! | #VALUE! | #VALUE! | 0 | 0 | 0.20123 | 0.20123 | #VALUE! | #VALUE! | #VALUE! | #VALUE! | 0 | 0 | 0.20123 | 0.20123 | #VALUE! | #VALUE! |  |  |  | #VALUE! | #VALUE! | #VALUE! | #VALUE! | #VALUE! | #VALUE! | #VALUE!
Monday | 4 | 25 | 12 | 2748 | 0 | 0 | 0 | 0 | 0 | 0 | 0 | 0 | 0 | 0 | 0 | 0 | 0 | 0 | 0 | 0 | 0 | 0 | 0 | 0 | 0 | 0 | 0 | 0 | 0 | 0 | 0 | 0 | 0 | 0 | 0 | 0 | 0 | 0 | 0 | 0 | 0 | 0 | 0 | 0 |  | 0 | 0 | 0 |  | #VALUE! | #VALUE! | #VALUE! | #VALUE! |  |  | #VALUE! | #VALUE! | 0 | 0 | 0.20123 | 0.20123 | #VALUE! | #VALUE! | #VALUE! | #VALUE! | 0 | 0 | 0.20123 | 0.20123 | #VALUE! | #VALUE! | #VALUE! | #VALUE! | 0 | 0 | 0.20123 | 0.20123 | #VALUE! | #VALUE! |  |  |  | #VALUE! | #VALUE! | #VALUE! | #VALUE! | #VALUE! | #VALUE! | #VALUE!
Monday | 4 | 25 | 13 | 2749 | 0 | 0 | 0 | 0 | 0 | 0 | 0 | 0 | 0 | 0 | 0 | 0 | 0 | 0 | 0 | 0 | 0 | 0 | 0 | 0 | 0 | 0 | 0 | 0 | 0 | 0 | 0 | 0 | 0 | 0 | 0 | 0 | 0 | 0 | 0 | 0 | 0 | 0 | 0 | 0 |  | 0 | 0 | 0 |  | #VALUE! | #VALUE! | #VALUE! | #VALUE! |  |  | #VALUE! | #VALUE! | 0 | 0 | 0.20123 | 0.20123 | #VALUE! | #VALUE! | #VALUE! | #VALUE! | 0 | 0 | 0.20123 | 0.20123 | #VALUE! | #VALUE! | #VALUE! | #VALUE! | 0 | 0 | 0.20123 | 0.20123 | #VALUE! | #VALUE! |  |  |  | #VALUE! | #VALUE! | #VALUE! | #VALUE! | #VALUE! | #VALUE! | #VALUE!
Monday | 4 | 25 | 14 | 2750 | 0 | 0 | 0 | 0 | 0 | 0 | 0 | 0 | 0 | 0 | 0 | 0 | 0 | 0 | 0 | 0 | 0 | 0 | 0 | 0 | 0 | 0 | 0 | 0 | 0 | 0 | 0 | 0 | 0 | 0 | 0 | 0 | 0 | 0 | 0 | 0 | 0 | 0 | 0 | 0 |  | 0 | 0 | 0 |  | #VALUE! | #VALUE! | #VALUE! | #VALUE! |  |  | #VALUE! | #VALUE! | 0 | 0 | 0.20123 | 0.20123 | #VALUE! | #VALUE! | #VALUE! | #VALUE! | 0 | 0 | 0.20123 | 0.20123 | #VALUE! | #VALUE! | #VALUE! | #VALUE! | 0 | 0 | 0.20123 | 0.20123 | #VALUE! | #VALUE! |  |  |  | #VALUE! | #VALUE! | #VALUE! | #VALUE! | #VALUE! | #VALUE! | #VALUE!
Monday | 4 | 25 | 15 | 2751 | 0 | 0 | 0 | 0 | 0 | 0 | 0 | 0 | 0 | 0 | 0 | 0 | 0 | 0 | 0 | 0 | 0 | 0 | 0 | 0 | 0 | 0 | 0 | 0 | 0.0016658 | 0 | 0 | 0 | 0 | 0 | 0 | 0 | 0 | 0 | 0 | 0 | 0 | 0 | 0 | 0 |  | 0 | 0 | 0 |  | #VALUE! | #VALUE! | #VALUE! | #VALUE! |  |  | #VALUE! | #VALUE! | 0 | 0 | 0.20123 | 0.20123 | #VALUE! | #VALUE! | #VALUE! | #VALUE! | 0 | 0 | 0.20123 | 0.20123 | #VALUE! | #VALUE! | #VALUE! | #VALUE! | 0 | 0 | 0.20123 | 0.20123 | #VALUE! | #VALUE! |  |  |  | #VALUE! | #VALUE! | #VALUE! | #VALUE! | #VALUE! | #VALUE! | #VALUE!
Monday | 4 | 25 | 16 | 2752 | 0 | 0 | 0 | 0 | 0 | 0 | 0 | 0 | 0 | 0 | 0 | 0 | 0 | 0 | 0 | 0 | 0 | 0 | 0 | 0 | 0 | 0 | 0 | 0 | 0 | 0 | 0 | 0 | 0 | 0 | 0 | 0 | 0 | 0 | 0 | 0 | 0 | 0 | 0 | 0 |  | 0 | 0 | 0 |  | #VALUE! | #VALUE! | #VALUE! | #VALUE! |  |  | #VALUE! | #VALUE! | 0 | 0 | 0.20123 | 0.20123 | #VALUE! | #VALUE! | #VALUE! | #VALUE! | 0 | 0 | 0.20123 | 0.20123 | #VALUE! | #VALUE! | #VALUE! | #VALUE! | 0 | 0 | 0.20123 | 0.20123 | #VALUE! | #VALUE! |  |  |  | #VALUE! | #VALUE! | #VALUE! | #VALUE! | #VALUE! | #VALUE! | #VALUE!
Monday | 4 | 25 | 17 | 2753 | 0 | 0 | 0 | 0 | 0 | 0 | 0 | 0 | 0 | 0 | 0 | 0 | 0 | 0 | 0 | 0 | 0 | 0 | 0 | 0 | 0 | 0 | 0 | 0 | 0 | 0 | 0 | 0 | 0 | 0 | 0 | 0 | 0 | 0 | 0 | 0 | 0 | 0 | 0 | 0 |  | 0 | 0 | 0 |  | #VALUE! | #VALUE! | #VALUE! | #VALUE! |  |  | #VALUE! | #VALUE! | 0 | 0 | 0.20123 | 0.20123 | #VALUE! | #VALUE! | #VALUE! | #VALUE! | 0 | 0 | 0.20123 | 0.20123 | #VALUE! | #VALUE! | #VALUE! | #VALUE! | 0 | 0 | 0.20123 | 0.20123 | #VALUE! | #VALUE! |  |  |  | #VALUE! | #VALUE! | #VALUE! | #VALUE! | #VALUE! | #VALUE! | #VALUE!
Monday | 4 | 25 | 18 | 2754 | 0 | 0 | 0 | 0 | 0 | 0 | 0 | 0 | 0 | 0 | 0 | 0 | 0 | 0 | 0 | 0 | 0 | 0 | 0 | 0 | 0 | 0 | 0 | 0 | 0 | 0 | 0 | 0 | 0 | 0 | 0 | 0 | 0 | 0 | 0 | 0 | 0 | 0 | 0 | 0 |  | 0 | 0 | 0 |  | #VALUE! | #VALUE! | #VALUE! | #VALUE! |  |  | #VALUE! | #VALUE! | 0 | 0 | 0.20123 | 0.20123 | #VALUE! | #VALUE! | #VALUE! | #VALUE! | 0 | 0 | 0.20123 | 0.20123 | #VALUE! | #VALUE! | #VALUE! | #VALUE! | 0 | 0 | 0.20123 | 0.20123 | #VALUE! | #VALUE! |  |  |  | #VALUE! | #VALUE! | #VALUE! | #VALUE! | #VALUE! | #VALUE! | #VALUE!
Monday | 4 | 25 | 19 | 2755 | 0 | 0 | 0 | 0 | 0 | 0 | 0 | 0 | 0 | 0 | 0 | 0 | 0 | 0 | 0 | 0 | 0 | 0 | 0 | 0 | 0 | 0 | 0 | 0 | 0 | 0 | 0 | 0 | 0 | 0 | 0 | 0 | 0 | 0 | 0 | 0 | 0 | 0 | 0 | 0 |  | 0 | 0 | 0 |  | #VALUE! | #VALUE! | #VALUE! | #VALUE! |  |  | #VALUE! | #VALUE! | 0 | 0 | 0.20123 | 0.20123 | #VALUE! | #VALUE! | #VALUE! | #VALUE! | 0 | 0 | 0.20123 | 0.20123 | #VALUE! | #VALUE! | #VALUE! | #VALUE! | 0 | 0 | 0.20123 | 0.20123 | #VALUE! | #VALUE! |  |  |  | #VALUE! | #VALUE! | #VALUE! | #VALUE! | #VALUE! | #VALUE! | #VALUE!
Monday | 4 | 25 | 20 | 2756 | 0 | 0 | 0 | 0 | 0 | 0 | 0 | 0 | 0 | 0 | 0 | 0 | 0 | 0 | 0 | 0 | 0 | 0 | 0 | 0 | 0 | 0 | 0 | 0 | 0 | 0 | 0 | 0 | 0 | 0 | 0 | 0 | 0 | 0 | 0 | 0 | 0 | 0 | 0 | 0 |  | 0 | 0 | 0 |  | #VALUE! | #VALUE! | #VALUE! | #VALUE! |  |  | #VALUE! | #VALUE! | 0 | 0 | 0.20123 | 0.20123 | #VALUE! | #VALUE! | #VALUE! | #VALUE! | 0 | 0 | 0.20123 | 0.20123 | #VALUE! | #VALUE! | #VALUE! | #VALUE! | 0 | 0 | 0.20123 | 0.20123 | #VALUE! | #VALUE! |  |  |  | #VALUE! | #VALUE! | #VALUE! | #VALUE! | #VALUE! | #VALUE! | #VALUE!
Monday | 4 | 25 | 21 | 2757 | 0 | 0 | 0 | 0 | 0 | 0 | 0 | 0 | 0 | 0 | 0 | 0 | 0 | 0 | 0 | 0 | 0 | 0 | 0 | 0 | 0 | 0 | 0 | 0 | 0 | 0 | 0 | 0 | 0 | 0 | 0 | 0 | 0 | 0 | 0 | 0 | 0 | 0 | 0 | 0 |  | 0 | 0 | 0 |  | #VALUE! | #VALUE! | #VALUE! | #VALUE! |  |  | #VALUE! | #VALUE! | 0 | 0 | 0.20123 | 0.20123 | #VALUE! | #VALUE! | #VALUE! | #VALUE! | 0 | 0 | 0.20123 | 0.20123 | #VALUE! | #VALUE! | #VALUE! | #VALUE! | 0 | 0 | 0.20123 | 0.20123 | #VALUE! | #VALUE! |  |  |  | #VALUE! | #VALUE! | #VALUE! | #VALUE! | #VALUE! | #VALUE! | #VALUE!
Monday | 4 | 25 | 22 | 2758 | 0 | 0 | 0 | 0 | 0 | 0 | 0 | 0 | 0 | 0 | 0 | 0 | 0 | 0 | 0 | 0 | 0 | 0 | 0 | 0 | 0 | 0 | 0 | 0 | 0 | 0 | 0 | 0 | 0 | 0 | 0 | 0 | 0 | 0 | 0 | 0 | 0 | 0 | 0 | 0 |  | 0 | 0 | 0 |  | #VALUE! | #VALUE! | #VALUE! | #VALUE! |  |  | #VALUE! | #VALUE! | 0 | 0 | 0.20123 | 0.20123 | #VALUE! | #VALUE! | #VALUE! | #VALUE! | 0 | 0 | 0.20123 | 0.20123 | #VALUE! | #VALUE! | #VALUE! | #VALUE! | 0 | 0 | 0.20123 | 0.20123 | #VALUE! | #VALUE! |  |  |  | #VALUE! | #VALUE! | #VALUE! | #VALUE! | #VALUE! | #VALUE! | #VALUE!
Monday | 4 | 25 | 23 | 2759 | 0 | 0 | 0 | 0 | 0 | 0 | 0 | 0 | 0 | 0 | 0 | 0 | 0 | 0 | 0 | 0 | 0 | 0 | 0 | 0 | 0 | 0 | 0 | 0 | 0 | 0 | 0 | 0 | 0 | 0 | 0 | 0 | 0 | 0 | 0 | 0 | 0 | 0 | 0 | 0 |  | 0 | 0 | 0 |  | #VALUE! | #VALUE! | #VALUE! | #VALUE! |  |  | #VALUE! | #VALUE! | 0 | 0 | 0.20123 | 0.20123 | #VALUE! | #VALUE! | #VALUE! | #VALUE! | 0 | 0 | 0.20123 | 0.20123 | #VALUE! | #VALUE! | #VALUE! | #VALUE! | 0 | 0 | 0.20123 | 0.20123 | #VALUE! | #VALUE! |  |  |  | #VALUE! | #VALUE! | #VALUE! | #VALUE! | #VALUE! | #VALUE! | #VALUE!
Monday | 4 | 25 | 24 | 2760 | 0 | 0 | 0 | 0 | 0 | 0 | 0 | 0 | 0 | 0 | 0 | 0 | 0 | 0 | 0 | 0 | 0 | 0 | 0 | 0 | 0 | 0 | 0 | 0 | 0 | 0 | 0 | 0 | 0 | 0 | 0 | 0 | 0 | 0 | 0 | 0 | 0 | 0 | 0 | 0 |  | 0 | 0 | 0 |  | #VALUE! | #VALUE! | #VALUE! | #VALUE! |  |  | #VALUE! | #VALUE! | 0 | 0 | 0.20123 | 0.20123 | #VALUE! | #VALUE! | #VALUE! | #VALUE! | 0 | 0 | 0.20123 | 0.20123 | #VALUE! | #VALUE! | #VALUE! | #VALUE! | 0 | 0 | 0.20123 | 0.20123 | #VALUE! | #VALUE! |  |  |  | #VALUE! | #VALUE! | #VALUE! | #VALUE! | #VALUE! | #VALUE! | #VALUE!
Tuesday | 4 | 26 | 1 | 2761 | 0 | 0 | 0 | 0 | 0 | 0 | 0 | 0 | 0 | 0 | 0 | 0 | 0 | 0 | 0 | 0 | 0 | 0 | 0 | 0 | 0 | 0 | 0 | 0 | 0 | 0 | 0 | 0 | 0 | 0 | 0 | 0 | 0 | 0 | 0 | 0 | 0 | 0 | 0 | 0 |  | 0 | 0 | 0 |  | #VALUE! | #VALUE! | #VALUE! | #VALUE! |  |  | #VALUE! | #VALUE! | 0 | 0 | 0.20123 | 0.20123 | #VALUE! | #VALUE! | #VALUE! | #VALUE! | 0 | 0 | 0.20123 | 0.20123 | #VALUE! | #VALUE! | #VALUE! | #VALUE! | 0 | 0 | 0.20123 | 0.20123 | #VALUE! | #VALUE! |  |  |  | #VALUE! | #VALUE! | #VALUE! | #VALUE! | #VALUE! | #VALUE! | #VALUE!
Tuesday | 4 | 26 | 2 | 2762 | 0 | 0 | 0 | 0 | 0 | 0 | 0 | 0 | 0 | 0 | 0 | 0 | 0 | 0 | 0 | 0 | 0 | 0 | 0 | 0 | 0 | 0 | 0 | 0 | 0.009896 | 0 | 0 | 0 | 0 | 0 | 0 | 0 | 0 | 0 | 0 | 0 | 0 | 0 | 0 | 0 |  | 0 | 0 | 0 |  | #VALUE! | #VALUE! | #VALUE! | #VALUE! |  |  | #VALUE! | #VALUE! | 0 | 0 | 0.20123 | 0.20123 | #VALUE! | #VALUE! | #VALUE! | #VALUE! | 0 | 0 | 0.20123 | 0.20123 | #VALUE! | #VALUE! | #VALUE! | #VALUE! | 0 | 0 | 0.20123 | 0.20123 | #VALUE! | #VALUE! |  |  |  | #VALUE! | #VALUE! | #VALUE! | #VALUE! | #VALUE! | #VALUE! | #VALUE!
Tuesday | 4 | 26 | 3 | 2763 | 0 | 0 | 0 | 0 | 0 | 0 | 0 | 0 | 0 | 0 | 0 | 0 | 0 | 0 | 0 | 0 | 0 | 0 | 0 | 0 | 0 | 0 | 0 | 0 | 0 | 0 | 0 | 0 | 0 | 0 | 0 | 0 | 0 | 0 | 0 | 0 | 0 | 0 | 0 | 0 |  | 0 | 0 | 0 |  | #VALUE! | #VALUE! | #VALUE! | #VALUE! |  |  | #VALUE! | #VALUE! | 0 | 0 | 0.20123 | 0.20123 | #VALUE! | #VALUE! | #VALUE! | #VALUE! | 0 | 0 | 0.20123 | 0.20123 | #VALUE! | #VALUE! | #VALUE! | #VALUE! | 0 | 0 | 0.20123 | 0.20123 | #VALUE! | #VALUE! |  |  |  | #VALUE! | #VALUE! | #VALUE! | #VALUE! | #VALUE! | #VALUE! | #VALUE!
Tuesday | 4 | 26 | 4 | 2764 | 0 | 0 | 0 | 0 | 0 | 0 | 0 | 0 | 0 | 0 | 0 | 0 | 0 | 0 | 0 | 0 | 0 | 0 | 0 | 0 | 0 | 0 | 0 | 0 | 0.0016226 | 0 | 0 | 0 | 0 | 0 | 0 | 0 | 0 | 0 | 0 | 0 | 0 | 0 | 0 | 0 |  | 0 | 0 | 0 |  | #VALUE! | #VALUE! | #VALUE! | #VALUE! |  |  | #VALUE! | #VALUE! | 0 | 0 | 0.20123 | 0.20123 | #VALUE! | #VALUE! | #VALUE! | #VALUE! | 0 | 0 | 0.20123 | 0.20123 | #VALUE! | #VALUE! | #VALUE! | #VALUE! | 0 | 0 | 0.20123 | 0.20123 | #VALUE! | #VALUE! |  |  |  | #VALUE! | #VALUE! | #VALUE! | #VALUE! | #VALUE! | #VALUE! | #VALUE!
Tuesday | 4 | 26 | 5 | 2765 | 0 | 0 | 0 | 0 | 0 | 0 | 0 | 0 | 0 | 0 | 0 | 0 | 0 | 0 | 0 | 0 | 0 | 0 | 0 | 0 | 0 | 0 | 0 | 0 | 0 | 0 | 0 | 0 | 0 | 0 | 0 | 0 | 0 | 0 | 0 | 0 | 0 | 0 | 0 | 0 |  | 0 | 0 | 0 |  | #VALUE! | #VALUE! | #VALUE! | #VALUE! |  |  | #VALUE! | #VALUE! | 0 | 0 | 0.20123 | 0.20123 | #VALUE! | #VALUE! | #VALUE! | #VALUE! | 0 | 0 | 0.20123 | 0.20123 | #VALUE! | #VALUE! | #VALUE! | #VALUE! | 0 | 0 | 0.20123 | 0.20123 | #VALUE! | #VALUE! |  |  |  | #VALUE! | #VALUE! | #VALUE! | #VALUE! | #VALUE! | #VALUE! | #VALUE!
Tuesday | 4 | 26 | 6 | 2766 | 0 | 0 | 0 | 0 | 0 | 0 | 0 | 0 | 0 | 0 | 0 | 0 | 0 | 0 | 0 | 0 | 0 | 0 | 0 | 0 | 0 | 0 | 0 | 0 | 0 | 0 | 0 | 0 | 0 | 0 | 0 | 0 | 0 | 0 | 0 | 0 | 0 | 0 | 0 | 0 |  | 0 | 0 | 0 |  | #VALUE! | #VALUE! | #VALUE! | #VALUE! |  |  | #VALUE! | #VALUE! | 0 | 0 | 0.20123 | 0.20123 | #VALUE! | #VALUE! | #VALUE! | #VALUE! | 0 | 0 | 0.20123 | 0.20123 | #VALUE! | #VALUE! | #VALUE! | #VALUE! | 0 | 0 | 0.20123 | 0.20123 | #VALUE! | #VALUE! |  |  |  | #VALUE! | #VALUE! | #VALUE! | #VALUE! | #VALUE! | #VALUE! | #VALUE!
Tuesday | 4 | 26 | 7 | 2767 | 0 | 0 | 0 | 0 | 0 | 0 | 0 | 0 | 0 | 0 | 0 | 0 | 0 | 0 | 0 | 0 | 0 | 0 | 0 | 0 | 0 | 0 | 0 | 0 | 0 | 0 | 0 | 0 | 0 | 0 | 0 | 0 | 0 | 0 | 0 | 0 | 0 | 0 | 0 | 0 |  | 0 | 0 | 0 |  | #VALUE! | #VALUE! | #VALUE! | #VALUE! |  |  | #VALUE! | #VALUE! | 0 | 0 | 0.20123 | 0.20123 | #VALUE! | #VALUE! | #VALUE! | #VALUE! | 0 | 0 | 0.20123 | 0.20123 | #VALUE! | #VALUE! | #VALUE! | #VALUE! | 0 | 0 | 0.20123 | 0.20123 | #VALUE! | #VALUE! |  |  |  | #VALUE! | #VALUE! | #VALUE! | #VALUE! | #VALUE! | #VALUE! | #VALUE!
Tuesday | 4 | 26 | 8 | 2768 | 0 | 0 | 0 | 0 | 0 | 0 | 0 | 0 | 0 | 0 | 0 | 0 | 0 | 0 | 0 | 0 | 0 | 0 | 0 | 0 | 0 | 0 | 0 | 0 | 0 | 0 | 0 | 0 | 0 | 0 | 0 | 0 | 0 | 0 | 0 | 0 | 0 | 0 | 0 | 0 |  | 0 | 0 | 0 |  | #VALUE! | #VALUE! | #VALUE! | #VALUE! |  |  | #VALUE! | #VALUE! | 0 | 0 | 0.20123 | 0.20123 | #VALUE! | #VALUE! | #VALUE! | #VALUE! | 0 | 0 | 0.20123 | 0.20123 | #VALUE! | #VALUE! | #VALUE! | #VALUE! | 0 | 0 | 0.20123 | 0.20123 | #VALUE! | #VALUE! |  |  |  | #VALUE! | #VALUE! | #VALUE! | #VALUE! | #VALUE! | #VALUE! | #VALUE!
Tuesday | 4 | 26 | 9 | 2769 | 0 | 0 | 0 | 0 | 0 | 0 | 0 | 0 | 0 | 0 | 0 | 0 | 0 | 0 | 0 | 0 | 0 | 0 | 0 | 0 | 0 | 0 | 0 | 0 | 0.003467 | 0 | 0 | 0 | 0 | 0 | 0 | 0 | 0 | 0 | 0 | 0 | 0 | 0 | 0 | 0 |  | 0 | 0 | 0 |  | #VALUE! | #VALUE! | #VALUE! | #VALUE! |  |  | #VALUE! | #VALUE! | 0 | 0 | 0.20123 | 0.20123 | #VALUE! | #VALUE! | #VALUE! | #VALUE! | 0 | 0 | 0.20123 | 0.20123 | #VALUE! | #VALUE! | #VALUE! | #VALUE! | 0 | 0 | 0.20123 | 0.20123 | #VALUE! | #VALUE! |  |  |  | #VALUE! | #VALUE! | #VALUE! | #VALUE! | #VALUE! | #VALUE! | #VALUE!
Tuesday | 4 | 26 | 10 | 2770 | 0 | 0 | 0 | 0 | 0 | 0 | 0 | 0 | 0 | 0 | 0 | 0 | 0 | 0 | 0 | 0 | 0 | 0 | 0 | 0 | 0 | 0 | 0 | 0 | 0.0020742 | 0 | 0 | 0.00031724 | 0 | 0 | 0 | 0 | 0 | 0 | 0 | 0 | 0 | 0 | 0 | 0 |  | 0 | 0 | 0 |  | #VALUE! | #VALUE! | #VALUE! | #VALUE! |  |  | #VALUE! | #VALUE! | 0 | 0 | 0.20123 | 0.20123 | #VALUE! | #VALUE! | #VALUE! | #VALUE! | 0 | 0 | 0.20123 | 0.20123 | #VALUE! | #VALUE! | #VALUE! | #VALUE! | 0 | 0 | 0.20123 | 0.20123 | #VALUE! | #VALUE! |  |  |  | #VALUE! | #VALUE! | #VALUE! | #VALUE! | #VALUE! | #VALUE! | #VALUE!
Tuesday | 4 | 26 | 11 | 2771 | 0 | 0 | 0 | 0 | 0 | 0 | 0 | 0 | 0 | 0 | 0 | 0 | 0 | 0 | 0 | 0 | 0 | 0 | 0 | 0 | 0 | 0 | 0 | 0 | 0.0021911 | 0 | 0 | 0.0092 | 0 | 0 | 0 | 0 | 0 | 0 | 0 | 0 | 0 | 0 | 0 | 0 |  | 0 | 0 | 0 |  | #VALUE! | #VALUE! | #VALUE! | #VALUE! |  |  | #VALUE! | #VALUE! | 0 | 0 | 0.20123 | 0.20123 | #VALUE! | #VALUE! | #VALUE! | #VALUE! | 0 | 0 | 0.20123 | 0.20123 | #VALUE! | #VALUE! | #VALUE! | #VALUE! | 0 | 0 | 0.20123 | 0.20123 | #VALUE! | #VALUE! |  |  |  | #VALUE! | #VALUE! | #VALUE! | #VALUE! | #VALUE! | #VALUE! | #VALUE!
Tuesday | 4 | 26 | 12 | 2772 | 0 | 0 | 0 | 0 | 0 | 0 | 0 | 0 | 0 | 0 | 0 | 0 | 0 | 0 | 0 | 0 | 0 | 0 | 0 | 0 | 0 | 0 | 0 | 0 | 0 | 0 | 0 | 0.018868 | 0.051 | 0 | 0 | 0 | 0 | 0 | 0 | 0 | 0 | 0 | 0 | 0 |  | 0 | 0 | 0 |  | #VALUE! | #VALUE! | #VALUE! | #VALUE! |  |  | #VALUE! | #VALUE! | 0 | 0 | 0.20123 | 0.20123 | #VALUE! | #VALUE! | #VALUE! | #VALUE! | 0 | 0 | 0.20123 | 0.20123 | #VALUE! | #VALUE! | #VALUE! | #VALUE! | 0 | 0 | 0.20123 | 0.20123 | #VALUE! | #VALUE! |  |  |  | #VALUE! | #VALUE! | #VALUE! | #VALUE! | #VALUE! | #VALUE! | #VALUE!
Tuesday | 4 | 26 | 13 | 2773 | 0 | 0 | 0 | 0 | 0 | 0 | 0 | 0 | 0 | 0 | 0 | 0 | 0 | 0 | 0 | 0 | 0 | 0 | 0 | 0 | 0 | 0 | 0 | 0 | 0 | 0 | 0 | 0.026112 | 0.084 | 0 | 0 | 0 | 0 | 0 | 0 | 0 | 0 | 0 | 0 | 0 |  | 0 | 0 | 0 |  | #VALUE! | #VALUE! | #VALUE! | #VALUE! |  |  | #VALUE! | #VALUE! | 0 | 0 | 0.20123 | 0.20123 | #VALUE! | #VALUE! | #VALUE! | #VALUE! | 0 | 0 | 0.20123 | 0.20123 | #VALUE! | #VALUE! | #VALUE! | #VALUE! | 0 | 0 | 0.20123 | 0.20123 | #VALUE! | #VALUE! |  |  |  | #VALUE! | #VALUE! | #VALUE! | #VALUE! | #VALUE! | #VALUE! | #VALUE!
Tuesday | 4 | 26 | 14 | 2774 | 0 | 0 | 0 | 0 | 0 | 0 | 0 | 0 | 0 | 0 | 0 | 0 | 0 | 0 | 0 | 0 | 0 | 0 | 0 | 0 | 0 | 0 | 0 | 0 | 0 | 0 | 0 | 0.039876 | 0.115 | 0 | 0 | 0 | 0 | 0 | 0 | 0 | 0 | 0 | 0 | 0 |  | 0 | 0 | 0 |  | #VALUE! | #VALUE! | #VALUE! | #VALUE! |  |  | #VALUE! | #VALUE! | 0 | 0 | 0.20123 | 0.20123 | #VALUE! | #VALUE! | #VALUE! | #VALUE! | 0 | 0 | 0.20123 | 0.20123 | #VALUE! | #VALUE! | #VALUE! | #VALUE! | 0 | 0 | 0.20123 | 0.20123 | #VALUE! | #VALUE! |  |  |  | #VALUE! | #VALUE! | #VALUE! | #VALUE! | #VALUE! | #VALUE! | #VALUE!
Tuesday | 4 | 26 | 15 | 2775 | 0 | 0 | 0 | 0 | 0 | 0 | 0 | 0 | 0 | 0 | 0 | 0 | 0 | 0 | 0 | 0 | 0 | 0 | 0 | 0 | 0 | 0 | 0 | 0 | 0 | 0 | 0 | 0.046415 | 0.123 | 0 | 0 | 0 | 0 | 0 | 0 | 0 | 0 | 0 | 0 | 0 |  | 0 | 0 | 0 |  | #VALUE! | #VALUE! | #VALUE! | #VALUE! |  |  | #VALUE! | #VALUE! | 0 | 0 | 0.20123 | 0.20123 | #VALUE! | #VALUE! | #VALUE! | #VALUE! | 0 | 0 | 0.20123 | 0.20123 | #VALUE! | #VALUE! | #VALUE! | #VALUE! | 0 | 0 | 0.20123 | 0.20123 | #VALUE! | #VALUE! |  |  |  | #VALUE! | #VALUE! | #VALUE! | #VALUE! | #VALUE! | #VALUE! | #VALUE!
Tuesday | 4 | 26 | 16 | 2776 | 0 | 0 | 0 | 0 | 0 | 0 | 0 | 0 | 0 | 0 | 0 | 0 | 0 | 0 | 0 | 0 | 0 | 0 | 0 | 0 | 0 | 0 | 0 | 0 | 0 | 0 | 0 | 0.050295 | 0.127 | 0 | 0 | 0 | 0 | 0 | 0 | 0 | 0 | 0 | 0 | 0 |  | 0 | 0 | 0 |  | #VALUE! | #VALUE! | #VALUE! | #VALUE! |  |  | #VALUE! | #VALUE! | 0 | 0 | 0.20123 | 0.20123 | #VALUE! | #VALUE! | #VALUE! | #VALUE! | 0 | 0 | 0.20123 | 0.20123 | #VALUE! | #VALUE! | #VALUE! | #VALUE! | 0 | 0 | 0.20123 | 0.20123 | #VALUE! | #VALUE! |  |  |  | #VALUE! | #VALUE! | #VALUE! | #VALUE! | #VALUE! | #VALUE! | #VALUE!
Tuesday | 4 | 26 | 17 | 2777 | 0 | 0 | 0 | 0 | 0 | 0 | 0 | 0 | 0 | 0 | 0 | 0 | 0 | 0 | 0 | 0 | 0 | 0 | 0 | 0 | 0 | 0 | 0 | 0 | 0 | 0 | 0 | 0.041937 | 0.109 | 0 | 0 | 0 | 0 | 0 | 0 | 0 | 0 | 0 | 0 | 0 |  | 0 | 0 | 0 |  | #VALUE! | #VALUE! | #VALUE! | #VALUE! |  |  | #VALUE! | #VALUE! | 0 | 0 | 0.20123 | 0.20123 | #VALUE! | #VALUE! | #VALUE! | #VALUE! | 0 | 0 | 0.20123 | 0.20123 | #VALUE! | #VALUE! | #VALUE! | #VALUE! | 0 | 0 | 0.20123 | 0.20123 | #VALUE! | #VALUE! |  |  |  | #VALUE! | #VALUE! | #VALUE! | #VALUE! | #VALUE! | #VALUE! | #VALUE!
Tuesday | 4 | 26 | 18 | 2778 | 0 | 0 | 0 | 0 | 0 | 0 | 0 | 0 | 0 | 0 | 0 | 0 | 0 | 0 | 0 | 0 | 0 | 0 | 0 | 0 | 0 | 0 | 0 | 0 | 0 | 0 | 0 | 0.031653 | 0.09 | 0 | 0 | 0 | 0 | 0 | 0 | 0 | 0 | 0 | 0 | 0 |  | 0 | 0 | 0 |  | #VALUE! | #VALUE! | #VALUE! | #VALUE! |  |  | #VALUE! | #VALUE! | 0 | 0 | 0.20123 | 0.20123 | #VALUE! | #VALUE! | #VALUE! | #VALUE! | 0 | 0 | 0.20123 | 0.20123 | #VALUE! | #VALUE! | #VALUE! | #VALUE! | 0 | 0 | 0.20123 | 0.20123 | #VALUE! | #VALUE! |  |  |  | #VALUE! | #VALUE! | #VALUE! | #VALUE! | #VALUE! | #VALUE! | #VALUE!
Tuesday | 4 | 26 | 19 | 2779 | 0 | 0 | 0 | 0 | 0 | 0 | 0 | 0 | 0 | 0 | 0 | 0 | 0 | 0 | 0 | 0 | 0 | 0 | 0 | 0 | 0 | 0 | 0 | 0 | 0 | 0 | 0 | 0.014604 | 0.047 | 0 | 0 | 0 | 0 | 0 | 0 | 0 | 0 | 0 | 0 | 0 |  | 0 | 0 | 0 |  | #VALUE! | #VALUE! | #VALUE! | #VALUE! |  |  | #VALUE! | #VALUE! | 0 | 0 | 0.20123 | 0.20123 | #VALUE! | #VALUE! | #VALUE! | #VALUE! | 0 | 0 | 0.20123 | 0.20123 | #VALUE! | #VALUE! | #VALUE! | #VALUE! | 0 | 0 | 0.20123 | 0.20123 | #VALUE! | #VALUE! |  |  |  | #VALUE! | #VALUE! | #VALUE! | #VALUE! | #VALUE! | #VALUE! | #VALUE!
Tuesday | 4 | 26 | 20 | 2780 | 0 | 0 | 0 | 0 | 0 | 0 | 0 | 0 | 0 | 0 | 0 | 0 | 0 | 0 | 0 | 0 | 0 | 0 | 0 | 0 | 0 | 0 | 0 | 0 | 0 | 0 | 0 | 0.00031724 | 0 | 0 | 0 | 0 | 0 | 0 | 0 | 0 | 0 | 0 | 0 | 0 |  | 0 | 0 | 0 |  | #VALUE! | #VALUE! | #VALUE! | #VALUE! |  |  | #VALUE! | #VALUE! | 0 | 0 | 0.20123 | 0.20123 | #VALUE! | #VALUE! | #VALUE! | #VALUE! | 0 | 0 | 0.20123 | 0.20123 | #VALUE! | #VALUE! | #VALUE! | #VALUE! | 0 | 0 | 0.20123 | 0.20123 | #VALUE! | #VALUE! |  |  |  | #VALUE! | #VALUE! | #VALUE! | #VALUE! | #VALUE! | #VALUE! | #VALUE!
Tuesday | 4 | 26 | 21 | 2781 | 0 | 0 | 0 | 0 | 0 | 0 | 0 | 0 | 0 | 0 | 0 | 0 | 0 | 0 | 0 | 0 | 0 | 0 | 0 | 0 | 0 | 0 | 0 | 0 | 0 | 0 | 0 | 0 | 0 | 0 | 0 | 0 | 0 | 0 | 0 | 0 | 0 | 0 | 0 | 0 |  | 0 | 0 | 0 |  | #VALUE! | #VALUE! | #VALUE! | #VALUE! |  |  | #VALUE! | #VALUE! | 0 | 0 | 0.20123 | 0.20123 | #VALUE! | #VALUE! | #VALUE! | #VALUE! | 0 | 0 | 0.20123 | 0.20123 | #VALUE! | #VALUE! | #VALUE! | #VALUE! | 0 | 0 | 0.20123 | 0.20123 | #VALUE! | #VALUE! |  |  |  | #VALUE! | #VALUE! | #VALUE! | #VALUE! | #VALUE! | #VALUE! | #VALUE!
Tuesday | 4 | 26 | 22 | 2782 | 0 | 0 | 0 | 0 | 0 | 0 | 0 | 0 | 0 | 0 | 0 | 0 | 0 | 0 | 0 | 0 | 0 | 0 | 0 | 0 | 0 | 0 | 0 | 0 | 0 | 0 | 0 | 0 | 0 | 0 | 0 | 0 | 0 | 0 | 0 | 0 | 0 | 0 | 0 | 0 |  | 0 | 0 | 0 |  | #VALUE! | #VALUE! | #VALUE! | #VALUE! |  |  | #VALUE! | #VALUE! | 0 | 0 | 0.20123 | 0.20123 | #VALUE! | #VALUE! | #VALUE! | #VALUE! | 0 | 0 | 0.20123 | 0.20123 | #VALUE! | #VALUE! | #VALUE! | #VALUE! | 0 | 0 | 0.20123 | 0.20123 | #VALUE! | #VALUE! |  |  |  | #VALUE! | #VALUE! | #VALUE! | #VALUE! | #VALUE! | #VALUE! | #VALUE!
Tuesday | 4 | 26 | 23 | 2783 | 0 | 0 | 0 | 0 | 0 | 0 | 0 | 0 | 0 | 0 | 0 | 0 | 0 | 0 | 0 | 0 | 0 | 0 | 0 | 0 | 0 | 0 | 0 | 0 | 0 | 0 | 0 | 0 | 0 | 0 | 0 | 0 | 0 | 0 | 0 | 0 | 0 | 0 | 0 | 0 |  | 0 | 0 | 0 |  | #VALUE! | #VALUE! | #VALUE! | #VALUE! |  |  | #VALUE! | #VALUE! | 0 | 0 | 0.20123 | 0.20123 | #VALUE! | #VALUE! | #VALUE! | #VALUE! | 0 | 0 | 0.20123 | 0.20123 | #VALUE! | #VALUE! | #VALUE! | #VALUE! | 0 | 0 | 0.20123 | 0.20123 | #VALUE! | #VALUE! |  |  |  | #VALUE! | #VALUE! | #VALUE! | #VALUE! | #VALUE! | #VALUE! | #VALUE!
Tuesday | 4 | 26 | 24 | 2784 | 0 | 0 | 0 | 0 | 0 | 0 | 0 | 0 | 0 | 0 | 0 | 0 | 0 | 0 | 0 | 0 | 0 | 0 | 0 | 0 | 0 | 0 | 0 | 0 | 0 | 0 | 0 | 0 | 0 | 0 | 0 | 0 | 0 | 0 | 0 | 0 | 0 | 0 | 0 | 0 |  | 0 | 0 | 0 |  | #VALUE! | #VALUE! | #VALUE! | #VALUE! |  |  | #VALUE! | #VALUE! | 0 | 0 | 0.20123 | 0.20123 | #VALUE! | #VALUE! | #VALUE! | #VALUE! | 0 | 0 | 0.20123 | 0.20123 | #VALUE! | #VALUE! | #VALUE! | #VALUE! | 0 | 0 | 0.20123 | 0.20123 | #VALUE! | #VALUE! |  |  |  | #VALUE! | #VALUE! | #VALUE! | #VALUE! | #VALUE! | #VALUE! | #VALUE!
Wednesday | 4 | 27 | 1 | 2785 | 0 | 0 | 0 | 0 | 0 | 0 | 0 | 0 | 0 | 0 | 0 | 0 | 0 | 0 | 0 | 0 | 0 | 0 | 0 | 0 | 0 | 0 | 0 | 0 | 0 | 0 | 0 | 0 | 0 | 0 | 0 | 0 | 0 | 0 | 0 | 0 | 0 | 0 | 0 | 0 |  | 0 | 0 | 0 |  | #VALUE! | #VALUE! | #VALUE! | #VALUE! |  |  | #VALUE! | #VALUE! | 0 | 0 | 0.20123 | 0.20123 | #VALUE! | #VALUE! | #VALUE! | #VALUE! | 0 | 0 | 0.20123 | 0.20123 | #VALUE! | #VALUE! | #VALUE! | #VALUE! | 0 | 0 | 0.20123 | 0.20123 | #VALUE! | #VALUE! |  |  |  | #VALUE! | #VALUE! | #VALUE! | #VALUE! | #VALUE! | #VALUE! | #VALUE!
Wednesday | 4 | 27 | 2 | 2786 | 0 | 0 | 0 | 0 | 0 | 0 | 0 | 0 | 0 | 0 | 0 | 0 | 0 | 0 | 0 | 0 | 0 | 0 | 0 | 0 | 0 | 0 | 0 | 0 | 0 | 0 | 0 | 0 | 0 | 0 | 0 | 0 | 0 | 0 | 0 | 0 | 0 | 0 | 0 | 0 |  | 0 | 0 | 0 |  | #VALUE! | #VALUE! | #VALUE! | #VALUE! |  |  | #VALUE! | #VALUE! | 0 | 0 | 0.20123 | 0.20123 | #VALUE! | #VALUE! | #VALUE! | #VALUE! | 0 | 0 | 0.20123 | 0.20123 | #VALUE! | #VALUE! | #VALUE! | #VALUE! | 0 | 0 | 0.20123 | 0.20123 | #VALUE! | #VALUE! |  |  |  | #VALUE! | #VALUE! | #VALUE! | #VALUE! | #VALUE! | #VALUE! | #VALUE!
Wednesday | 4 | 27 | 3 | 2787 | 0 | 0 | 0 | 0 | 0 | 0 | 0 | 0 | 0 | 0 | 0 | 0 | 0 | 0 | 0 | 0 | 0 | 0 | 0 | 0 | 0 | 0 | 0 | 0 | 0 | 0 | 0 | 0 | 0 | 0 | 0 | 0 | 0 | 0 | 0 | 0 | 0 | 0 | 0 | 0 |  | 0 | 0 | 0 |  | #VALUE! | #VALUE! | #VALUE! | #VALUE! |  |  | #VALUE! | #VALUE! | 0 | 0 | 0.20123 | 0.20123 | #VALUE! | #VALUE! | #VALUE! | #VALUE! | 0 | 0 | 0.20123 | 0.20123 | #VALUE! | #VALUE! | #VALUE! | #VALUE! | 0 | 0 | 0.20123 | 0.20123 | #VALUE! | #VALUE! |  |  |  | #VALUE! | #VALUE! | #VALUE! | #VALUE! | #VALUE! | #VALUE! | #VALUE!
Wednesday | 4 | 27 | 4 | 2788 | 0 | 0 | 0 | 0 | 0 | 0 | 0 | 0 | 0 | 0 | 0 | 0 | 0 | 0 | 0 | 0 | 0 | 0 | 0 | 0 | 0 | 0 | 0 | 0 | 0 | 0 | 0 | 0 | 0 | 0 | 0 | 0 | 0 | 0 | 0 | 0 | 0 | 0 | 0 | 0 |  | 0 | 0 | 0 |  | #VALUE! | #VALUE! | #VALUE! | #VALUE! |  |  | #VALUE! | #VALUE! | 0 | 0 | 0.20123 | 0.20123 | #VALUE! | #VALUE! | #VALUE! | #VALUE! | 0 | 0 | 0.20123 | 0.20123 | #VALUE! | #VALUE! | #VALUE! | #VALUE! | 0 | 0 | 0.20123 | 0.20123 | #VALUE! | #VALUE! |  |  |  | #VALUE! | #VALUE! | #VALUE! | #VALUE! | #VALUE! | #VALUE! | #VALUE!
Wednesday | 4 | 27 | 5 | 2789 | 0 | 0 | 0 | 0 | 0 | 0 | 0 | 0 | 0 | 0 | 0 | 0 | 0 | 0 | 0 | 0 | 0 | 0 | 0 | 0 | 0 | 0 | 0 | 0 | 0 | 0 | 0 | 0 | 0 | 0 | 0 | 0 | 0 | 0 | 0 | 0 | 0 | 0 | 0 | 0 |  | 0 | 0 | 0 |  | #VALUE! | #VALUE! | #VALUE! | #VALUE! |  |  | #VALUE! | #VALUE! | 0 | 0 | 0.20123 | 0.20123 | #VALUE! | #VALUE! | #VALUE! | #VALUE! | 0 | 0 | 0.20123 | 0.20123 | #VALUE! | #VALUE! | #VALUE! | #VALUE! | 0 | 0 | 0.20123 | 0.20123 | #VALUE! | #VALUE! |  |  |  | #VALUE! | #VALUE! | #VALUE! | #VALUE! | #VALUE! | #VALUE! | #VALUE!
Wednesday | 4 | 27 | 6 | 2790 | 0 | 0 | 0 | 0 | 0 | 0 | 0 | 0 | 0 | 0 | 0 | 0 | 0 | 0 | 0 | 0 | 0 | 0 | 0 | 0 | 0 | 0 | 0 | 0 | 0 | 0 | 0 | 0 | 0 | 0 | 0 | 0 | 0 | 0 | 0 | 0 | 0 | 0 | 0 | 0 |  | 0 | 0 | 0 |  | #VALUE! | #VALUE! | #VALUE! | #VALUE! |  |  | #VALUE! | #VALUE! | 0 | 0 | 0.20123 | 0.20123 | #VALUE! | #VALUE! | #VALUE! | #VALUE! | 0 | 0 | 0.20123 | 0.20123 | #VALUE! | #VALUE! | #VALUE! | #VALUE! | 0 | 0 | 0.20123 | 0.20123 | #VALUE! | #VALUE! |  |  |  | #VALUE! | #VALUE! | #VALUE! | #VALUE! | #VALUE! | #VALUE! | #VALUE!
Wednesday | 4 | 27 | 7 | 2791 | 0 | 0 | 0 | 0 | 0 | 0 | 0 | 0 | 0 | 0 | 0 | 0 | 0 | 0 | 0 | 0 | 0 | 0 | 0 | 0 | 0 | 0 | 0 | 0 | 0 | 0 | 0 | 0 | 0 | 0 | 0 | 0 | 0 | 0 | 0 | 0 | 0 | 0 | 0 | 0 |  | 0 | 0 | 0 |  | #VALUE! | #VALUE! | #VALUE! | #VALUE! |  |  | #VALUE! | #VALUE! | 0 | 0 | 0.20123 | 0.20123 | #VALUE! | #VALUE! | #VALUE! | #VALUE! | 0 | 0 | 0.20123 | 0.20123 | #VALUE! | #VALUE! | #VALUE! | #VALUE! | 0 | 0 | 0.20123 | 0.20123 | #VALUE! | #VALUE! |  |  |  | #VALUE! | #VALUE! | #VALUE! | #VALUE! | #VALUE! | #VALUE! | #VALUE!
Wednesday | 4 | 27 | 8 | 2792 | 0 | 0 | 0 | 0 | 0 | 0 | 0 | 0 | 0 | 0 | 0 | 0 | 0 | 0 | 0 | 0 | 0 | 0 | 0 | 0 | 0 | 0 | 0 | 0 | 0.0023538 | 0 | 0 | 0 | 0 | 0 | 0 | 0 | 0 | 0 | 0 | 0 | 0 | 0 | 0 | 0 |  | 0 | 0 | 0 |  | #VALUE! | #VALUE! | #VALUE! | #VALUE! |  |  | #VALUE! | #VALUE! | 0 | 0 | 0.20123 | 0.20123 | #VALUE! | #VALUE! | #VALUE! | #VALUE! | 0 | 0 | 0.20123 | 0.20123 | #VALUE! | #VALUE! | #VALUE! | #VALUE! | 0 | 0 | 0.20123 | 0.20123 | #VALUE! | #VALUE! |  |  |  | #VALUE! | #VALUE! | #VALUE! | #VALUE! | #VALUE! | #VALUE! | #VALUE!
Wednesday | 4 | 27 | 9 | 2793 | 0 | 0 | 0 | 0 | 0 | 0 | 0 | 0 | 0 | 0 | 0 | 0 | 0 | 0 | 0 | 0 | 0 | 0 | 0 | 0 | 0 | 0 | 0 | 0 | 0.0032336 | 0 | 0 | 0.0061862 | 0 | 0 | 0 | 0 | 0 | 0 | 0 | 0 | 0 | 0 | 0 | 0 |  | 0 | 0 | 0 |  | #VALUE! | #VALUE! | #VALUE! | #VALUE! |  |  | #VALUE! | #VALUE! | 0 | 0 | 0.20123 | 0.20123 | #VALUE! | #VALUE! | #VALUE! | #VALUE! | 0 | 0 | 0.20123 | 0.20123 | #VALUE! | #VALUE! | #VALUE! | #VALUE! | 0 | 0 | 0.20123 | 0.20123 | #VALUE! | #VALUE! |  |  |  | #VALUE! | #VALUE! | #VALUE! | #VALUE! | #VALUE! | #VALUE! | #VALUE!
Wednesday | 4 | 27 | 10 | 2794 | 0 | 0 | 0 | 0 | 0 | 0 | 0 | 0 | 0 | 0 | 0 | 0 | 0 | 0 | 0 | 0 | 0 | 0 | 0 | 0 | 0 | 0 | 0 | 0 | 0.0018663 | 0 | 0 | 0.0061862 | 0 | 0 | 0 | 0 | 0 | 0 | 0 | 0 | 0 | 0 | 0 | 0 |  | 0 | 0 | 0 |  | #VALUE! | #VALUE! | #VALUE! | #VALUE! |  |  | #VALUE! | #VALUE! | 0 | 0 | 0.20123 | 0.20123 | #VALUE! | #VALUE! | #VALUE! | #VALUE! | 0 | 0 | 0.20123 | 0.20123 | #VALUE! | #VALUE! | #VALUE! | #VALUE! | 0 | 0 | 0.20123 | 0.20123 | #VALUE! | #VALUE! |  |  |  | #VALUE! | #VALUE! | #VALUE! | #VALUE! | #VALUE! | #VALUE! | #VALUE!
Wednesday | 4 | 27 | 11 | 2795 | 0 | 0 | 0 | 0 | 0 | 0 | 0 | 0 | 0 | 0 | 0 | 0 | 0 | 0 | 0 | 0 | 0 | 0 | 0 | 0 | 0 | 0 | 0 | 0 | 0 | 0 | 0 | 0.021428 | 0.071 | 0 | 0 | 0 | 0 | 0 | 0 | 0 | 0 | 0 | 0 | 0 |  | 0 | 0 | 0 |  | #VALUE! | #VALUE! | #VALUE! | #VALUE! |  |  | #VALUE! | #VALUE! | 0 | 0 | 0.20123 | 0.20123 | #VALUE! | #VALUE! | #VALUE! | #VALUE! | 0 | 0 | 0.20123 | 0.20123 | #VALUE! | #VALUE! | #VALUE! | #VALUE! | 0 | 0 | 0.20123 | 0.20123 | #VALUE! | #VALUE! |  |  |  | #VALUE! | #VALUE! | #VALUE! | #VALUE! | #VALUE! | #VALUE! | #VALUE!
Wednesday | 4 | 27 | 12 | 2796 | 0 | 0 | 0 | 0 | 0 | 0 | 0 | 0 | 0 | 0 | 0 | 0 | 0 | 0 | 0 | 0 | 0 | 0 | 0 | 0 | 0 | 0 | 0 | 0 | 0 | 0 | 0 | 0.031464 | 0.104 | 0 | 0 | 0 | 0 | 0 | 0 | 0 | 0 | 0 | 0 | 0 |  | 0 | 0 | 0 |  | #VALUE! | #VALUE! | #VALUE! | #VALUE! |  |  | #VALUE! | #VALUE! | 0 | 0 | 0.20123 | 0.20123 | #VALUE! | #VALUE! | #VALUE! | #VALUE! | 0 | 0 | 0.20123 | 0.20123 | #VALUE! | #VALUE! | #VALUE! | #VALUE! | 0 | 0 | 0.20123 | 0.20123 | #VALUE! | #VALUE! |  |  |  | #VALUE! | #VALUE! | #VALUE! | #VALUE! | #VALUE! | #VALUE! | #VALUE!
Wednesday | 4 | 27 | 13 | 2797 | 0 | 0 | 0 | 0 | 0 | 0 | 0 | 0 | 0 | 0 | 0 | 0 | 0 | 0 | 0 | 0 | 0 | 0 | 0 | 0 | 0 | 0 | 0 | 0 | 0 | 0 | 0.0033755 | 0.037129 | 0.113 | 0 | 0 | 0 | 0 | 0 | 0 | 0 | 0 | 0 | 0 | 0 |  | 0 | 0 | 0 |  | #VALUE! | #VALUE! | #VALUE! | #VALUE! |  |  | #VALUE! | #VALUE! | 0 | 0 | 0.20123 | 0.20123 | #VALUE! | #VALUE! | #VALUE! | #VALUE! | 0 | 0 | 0.20123 | 0.20123 | #VALUE! | #VALUE! | #VALUE! | #VALUE! | 0 | 0 | 0.20123 | 0.20123 | #VALUE! | #VALUE! |  |  |  | #VALUE! | #VALUE! | #VALUE! | #VALUE! | #VALUE! | #VALUE! | #VALUE!
Wednesday | 4 | 27 | 14 | 2798 | 0 | 0 | 0 | 0 | 0 | 0 | 0 | 0 | 0 | 0 | 0 | 0 | 0 | 0 | 0 | 0 | 0 | 0 | 0 | 0 | 0 | 0 | 0 | 0 | 0 | 0 | 0.017717 | 0.040466 | 0.118 | 0 | 0 | 0 | 0 | 0 | 0 | 0 | 0 | 0 | 0 | 0 |  | 0 | 0 | 0 |  | #VALUE! | #VALUE! | #VALUE! | #VALUE! |  |  | #VALUE! | #VALUE! | 0 | 0 | 0.20123 | 0.20123 | #VALUE! | #VALUE! | #VALUE! | #VALUE! | 0 | 0 | 0.20123 | 0.20123 | #VALUE! | #VALUE! | #VALUE! | #VALUE! | 0 | 0 | 0.20123 | 0.20123 | #VALUE! | #VALUE! |  |  |  | #VALUE! | #VALUE! | #VALUE! | #VALUE! | #VALUE! | #VALUE! | #VALUE!
Wednesday | 4 | 27 | 15 | 2799 | 0 | 0 | 0 | 0 | 0 | 0 | 0 | 0 | 0 | 0 | 0 | 0 | 0 | 0 | 0 | 0 | 0 | 0 | 0 | 0 | 0 | 0 | 0 | 0 | 0 | 0 | 0.028541 | 0.013591 | 0.059 | 0 | 0 | 0 | 0 | 0 | 0 | 0 | 0 | 0 | 0 | 0 |  | 0 | 0 | 0 |  | #VALUE! | #VALUE! | #VALUE! | #VALUE! |  |  | #VALUE! | #VALUE! | 0 | 0 | 0.20123 | 0.20123 | #VALUE! | #VALUE! | #VALUE! | #VALUE! | 0 | 0 | 0.20123 | 0.20123 | #VALUE! | #VALUE! | #VALUE! | #VALUE! | 0 | 0 | 0.20123 | 0.20123 | #VALUE! | #VALUE! |  |  |  | #VALUE! | #VALUE! | #VALUE! | #VALUE! | #VALUE! | #VALUE! | #VALUE!
Wednesday | 4 | 27 | 16 | 2800 | 0 | 0 | 0 | 0 | 0 | 0 | 0 | 0 | 0 | 0 | 0 | 0 | 0 | 0 | 0 | 0 | 0 | 0 | 0 | 0 | 0 | 0 | 0 | 0 | 0 | 0 | 0.031748 | 0.0092 | 0.037 | 0 | 0 | 0 | 0 | 0 | 0 | 0 | 0 | 0 | 0 | 0 |  | 0 | 0 | 0 |  | #VALUE! | #VALUE! | #VALUE! | #VALUE! |  |  | #VALUE! | #VALUE! | 0 | 0 | 0.20123 | 0.20123 | #VALUE! | #VALUE! | #VALUE! | #VALUE! | 0 | 0 | 0.20123 | 0.20123 | #VALUE! | #VALUE! | #VALUE! | #VALUE! | 0 | 0 | 0.20123 | 0.20123 | #VALUE! | #VALUE! |  |  |  | #VALUE! | #VALUE! | #VALUE! | #VALUE! | #VALUE! | #VALUE! | #VALUE!
Wednesday | 4 | 27 | 17 | 2801 | 0 | 0 | 0 | 0 | 0 | 0 | 0 | 0 | 0 | 0 | 0 | 0 | 0 | 0 | 0 | 0 | 0 | 0 | 0 | 0 | 0 | 0 | 0 | 0 | 0.0022275 | 0 | 0.027758 | 0.003331 | 0 | 0 | 0 | 0 | 0 | 0 | 0 | 0 | 0 | 0 | 0 | 0 |  | 0 | 0 | 0 |  | #VALUE! | #VALUE! | #VALUE! | #VALUE! |  |  | #VALUE! | #VALUE! | 0 | 0 | 0.20123 | 0.20123 | #VALUE! | #VALUE! | #VALUE! | #VALUE! | 0 | 0 | 0.20123 | 0.20123 | #VALUE! | #VALUE! | #VALUE! | #VALUE! | 0 | 0 | 0.20123 | 0.20123 | #VALUE! | #VALUE! |  |  |  | #VALUE! | #VALUE! | #VALUE! | #VALUE! | #VALUE! | #VALUE! | #VALUE!
Wednesday | 4 | 27 | 18 | 2802 | 0 | 0 | 0 | 0 | 0 | 0 | 0 | 0 | 0 | 0 | 0 | 0 | 0 | 0 | 0 | 0 | 0 | 0 | 0 | 0 | 0 | 0 | 0 | 0 | 0 | 0 | 0.012761 | 0.00031724 | 0 | 0 | 0 | 0 | 0 | 0 | 0 | 0 | 0 | 0 | 0 | 0 |  | 0 | 0 | 0 |  | #VALUE! | #VALUE! | #VALUE! | #VALUE! |  |  | #VALUE! | #VALUE! | 0 | 0 | 0.20123 | 0.20123 | #VALUE! | #VALUE! | #VALUE! | #VALUE! | 0 | 0 | 0.20123 | 0.20123 | #VALUE! | #VALUE! | #VALUE! | #VALUE! | 0 | 0 | 0.20123 | 0.20123 | #VALUE! | #VALUE! |  |  |  | #VALUE! | #VALUE! | #VALUE! | #VALUE! | #VALUE! | #VALUE! | #VALUE!
Wednesday | 4 | 27 | 19 | 2803 | 0 | 0 | 0 | 0 | 0 | 0 | 0 | 0 | 0 | 0 | 0 | 0 | 0 | 0 | 0 | 0 | 0 | 0 | 0 | 0 | 0 | 0 | 0 | 0 | 0 | 0 | 0 | 0 | 0 | 0 | 0 | 0 | 0 | 0 | 0 | 0 | 0 | 0 | 0 | 0 |  | 0 | 0 | 0 |  | #VALUE! | #VALUE! | #VALUE! | #VALUE! |  |  | #VALUE! | #VALUE! | 0 | 0 | 0.20123 | 0.20123 | #VALUE! | #VALUE! | #VALUE! | #VALUE! | 0 | 0 | 0.20123 | 0.20123 | #VALUE! | #VALUE! | #VALUE! | #VALUE! | 0 | 0 | 0.20123 | 0.20123 | #VALUE! | #VALUE! |  |  |  | #VALUE! | #VALUE! | #VALUE! | #VALUE! | #VALUE! | #VALUE! | #VALUE!
Wednesday | 4 | 27 | 20 | 2804 | 0 | 0 | 0 | 0 | 0 | 0 | 0 | 0 | 0 | 0 | 0 | 0 | 0 | 0 | 0 | 0 | 0 | 0 | 0 | 0 | 0 | 0 | 0 | 0 | 0 | 0 | 0 | 0 | 0 | 0 | 0 | 0 | 0 | 0 | 0 | 0 | 0 | 0 | 0 | 0 |  | 0 | 0 | 0 |  | #VALUE! | #VALUE! | #VALUE! | #VALUE! |  |  | #VALUE! | #VALUE! | 0 | 0 | 0.20123 | 0.20123 | #VALUE! | #VALUE! | #VALUE! | #VALUE! | 0 | 0 | 0.20123 | 0.20123 | #VALUE! | #VALUE! | #VALUE! | #VALUE! | 0 | 0 | 0.20123 | 0.20123 | #VALUE! | #VALUE! |  |  |  | #VALUE! | #VALUE! | #VALUE! | #VALUE! | #VALUE! | #VALUE! | #VALUE!
Wednesday | 4 | 27 | 21 | 2805 | 0 | 0 | 0 | 0 | 0 | 0 | 0 | 0 | 0 | 0 | 0 | 0 | 0 | 0 | 0 | 0 | 0 | 0 | 0 | 0 | 0 | 0 | 0 | 0 | 0 | 0 | 0 | 0 | 0 | 0 | 0 | 0 | 0 | 0 | 0 | 0 | 0 | 0 | 0 | 0 |  | 0 | 0 | 0 |  | #VALUE! | #VALUE! | #VALUE! | #VALUE! |  |  | #VALUE! | #VALUE! | 0 | 0 | 0.20123 | 0.20123 | #VALUE! | #VALUE! | #VALUE! | #VALUE! | 0 | 0 | 0.20123 | 0.20123 | #VALUE! | #VALUE! | #VALUE! | #VALUE! | 0 | 0 | 0.20123 | 0.20123 | #VALUE! | #VALUE! |  |  |  | #VALUE! | #VALUE! | #VALUE! | #VALUE! | #VALUE! | #VALUE! | #VALUE!
Wednesday | 4 | 27 | 22 | 2806 | 0 | 0 | 0 | 0 | 0 | 0 | 0 | 0 | 0 | 0 | 0 | 0 | 0 | 0 | 0 | 0 | 0 | 0 | 0 | 0 | 0 | 0 | 0 | 0 | 0 | 0 | 0 | 0 | 0 | 0 | 0 | 0 | 0 | 0 | 0 | 0 | 0 | 0 | 0 | 0 |  | 0 | 0 | 0 |  | #VALUE! | #VALUE! | #VALUE! | #VALUE! |  |  | #VALUE! | #VALUE! | 0 | 0 | 0.20123 | 0.20123 | #VALUE! | #VALUE! | #VALUE! | #VALUE! | 0 | 0 | 0.20123 | 0.20123 | #VALUE! | #VALUE! | #VALUE! | #VALUE! | 0 | 0 | 0.20123 | 0.20123 | #VALUE! | #VALUE! |  |  |  | #VALUE! | #VALUE! | #VALUE! | #VALUE! | #VALUE! | #VALUE! | #VALUE!
Wednesday | 4 | 27 | 23 | 2807 | 0 | 0 | 0 | 0 | 0 | 0 | 0 | 0 | 0 | 0 | 0 | 0 | 0 | 0 | 0 | 0 | 0 | 0 | 0 | 0 | 0 | 0 | 0 | 0 | 0 | 0 | 0 | 0 | 0 | 0 | 0 | 0 | 0 | 0 | 0 | 0 | 0 | 0 | 0 | 0 |  | 0 | 0 | 0 |  | #VALUE! | #VALUE! | #VALUE! | #VALUE! |  |  | #VALUE! | #VALUE! | 0 | 0 | 0.20123 | 0.20123 | #VALUE! | #VALUE! | #VALUE! | #VALUE! | 0 | 0 | 0.20123 | 0.20123 | #VALUE! | #VALUE! | #VALUE! | #VALUE! | 0 | 0 | 0.20123 | 0.20123 | #VALUE! | #VALUE! |  |  |  | #VALUE! | #VALUE! | #VALUE! | #VALUE! | #VALUE! | #VALUE! | #VALUE!
Wednesday | 4 | 27 | 24 | 2808 | 0 | 0 | 0 | 0 | 0 | 0 | 0 | 0 | 0 | 0 | 0 | 0 | 0 | 0 | 0 | 0 | 0 | 0 | 0 | 0 | 0 | 0 | 0 | 0 | 0 | 0 | 0 | 0.00031724 | 0 | 0 | 0 | 0 | 0 | 0 | 0 | 0 | 0 | 0 | 0 | 0 |  | 0 | 0 | 0 |  | #VALUE! | #VALUE! | #VALUE! | #VALUE! |  |  | #VALUE! | #VALUE! | 0 | 0 | 0.20123 | 0.20123 | #VALUE! | #VALUE! | #VALUE! | #VALUE! | 0 | 0 | 0.20123 | 0.20123 | #VALUE! | #VALUE! | #VALUE! | #VALUE! | 0 | 0 | 0.20123 | 0.20123 | #VALUE! | #VALUE! |  |  |  | #VALUE! | #VALUE! | #VALUE! | #VALUE! | #VALUE! | #VALUE! | #VALUE!
Thursday | 4 | 28 | 1 | 2809 | 0 | 0 | 0 | 0 | 0 | 0 | 0 | 0 | 0 | 0 | 0 | 0 | 0 | 0 | 0 | 0 | 0 | 0 | 0 | 0 | 0 | 0 | 0 | 0 | 0 | 0 | 0 | 0.00031724 | 0 | 0 | 0 | 0 | 0 | 0 | 0 | 0 | 0 | 0 | 0 | 0 |  | 0 | 0 | 0 |  | #VALUE! | #VALUE! | #VALUE! | #VALUE! |  |  | #VALUE! | #VALUE! | 0 | 0 | 0.20123 | 0.20123 | #VALUE! | #VALUE! | #VALUE! | #VALUE! | 0 | 0 | 0.20123 | 0.20123 | #VALUE! | #VALUE! | #VALUE! | #VALUE! | 0 | 0 | 0.20123 | 0.20123 | #VALUE! | #VALUE! |  |  |  | #VALUE! | #VALUE! | #VALUE! | #VALUE! | #VALUE! | #VALUE! | #VALUE!
Thursday | 4 | 28 | 2 | 2810 | 0 | 0 | 0 | 0 | 0 | 0 | 0 | 0 | 0 | 0 | 0 | 0 | 0 | 0 | 0 | 0 | 0 | 0 | 0 | 0 | 0 | 0 | 0 | 0 | 0 | 0 | 0 | 0.00031724 | 0 | 0 | 0 | 0 | 0 | 0 | 0 | 0 | 0 | 0 | 0 | 0 |  | 0 | 0 | 0 |  | #VALUE! | #VALUE! | #VALUE! | #VALUE! |  |  | #VALUE! | #VALUE! | 0 | 0 | 0.20123 | 0.20123 | #VALUE! | #VALUE! | #VALUE! | #VALUE! | 0 | 0 | 0.20123 | 0.20123 | #VALUE! | #VALUE! | #VALUE! | #VALUE! | 0 | 0 | 0.20123 | 0.20123 | #VALUE! | #VALUE! |  |  |  | #VALUE! | #VALUE! | #VALUE! | #VALUE! | #VALUE! | #VALUE! | #VALUE!
Thursday | 4 | 28 | 3 | 2811 | 0 | 0 | 0 | 0 | 0 | 0 | 0 | 0 | 0 | 0 | 0 | 0 | 0 | 0 | 0 | 0 | 0 | 0 | 0 | 0 | 0 | 0 | 0 | 0 | 0 | 0 | 0 | 0 | 0 | 0 | 0 | 0 | 0 | 0 | 0 | 0 | 0 | 0 | 0 | 0 |  | 0 | 0 | 0 |  | #VALUE! | #VALUE! | #VALUE! | #VALUE! |  |  | #VALUE! | #VALUE! | 0 | 0 | 0.20123 | 0.20123 | #VALUE! | #VALUE! | #VALUE! | #VALUE! | 0 | 0 | 0.20123 | 0.20123 | #VALUE! | #VALUE! | #VALUE! | #VALUE! | 0 | 0 | 0.20123 | 0.20123 | #VALUE! | #VALUE! |  |  |  | #VALUE! | #VALUE! | #VALUE! | #VALUE! | #VALUE! | #VALUE! | #VALUE!
Thursday | 4 | 28 | 4 | 2812 | 0 | 0 | 0 | 0 | 0 | 0 | 0 | 0 | 0 | 0 | 0 | 0 | 0 | 0 | 0 | 0 | 0 | 0 | 0 | 0 | 0 | 0 | 0 | 0 | 0 | 0 | 0 | 0 | 0 | 0 | 0 | 0 | 0 | 0 | 0 | 0 | 0 | 0 | 0 | 0 |  | 0 | 0 | 0 |  | #VALUE! | #VALUE! | #VALUE! | #VALUE! |  |  | #VALUE! | #VALUE! | 0 | 0 | 0.20123 | 0.20123 | #VALUE! | #VALUE! | #VALUE! | #VALUE! | 0 | 0 | 0.20123 | 0.20123 | #VALUE! | #VALUE! | #VALUE! | #VALUE! | 0 | 0 | 0.20123 | 0.20123 | #VALUE! | #VALUE! |  |  |  | #VALUE! | #VALUE! | #VALUE! | #VALUE! | #VALUE! | #VALUE! | #VALUE!
Thursday | 4 | 28 | 5 | 2813 | 0 | 0 | 0 | 0 | 0 | 0 | 0 | 0 | 0 | 0 | 0 | 0 | 0 | 0 | 0 | 0 | 0 | 0 | 0 | 0 | 0 | 0 | 0 | 0 | 0 | 0 | 0 | 0 | 0 | 0 | 0 | 0 | 0 | 0 | 0 | 0 | 0 | 0 | 0 | 0 |  | 0 | 0 | 0 |  | #VALUE! | #VALUE! | #VALUE! | #VALUE! |  |  | #VALUE! | #VALUE! | 0 | 0 | 0.20123 | 0.20123 | #VALUE! | #VALUE! | #VALUE! | #VALUE! | 0 | 0 | 0.20123 | 0.20123 | #VALUE! | #VALUE! | #VALUE! | #VALUE! | 0 | 0 | 0.20123 | 0.20123 | #VALUE! | #VALUE! |  |  |  | #VALUE! | #VALUE! | #VALUE! | #VALUE! | #VALUE! | #VALUE! | #VALUE!
Thursday | 4 | 28 | 6 | 2814 | 0 | 0 | 0 | 0 | 0 | 0 | 0 | 0 | 0 | 0 | 0 | 0 | 0 | 0 | 0 | 0 | 0 | 0 | 0 | 0 | 0 | 0 | 0 | 0 | 0 | 0 | 0 | 0 | 0 | 0 | 0 | 0 | 0 | 0 | 0 | 0 | 0 | 0 | 0 | 0 |  | 0 | 0 | 0 |  | #VALUE! | #VALUE! | #VALUE! | #VALUE! |  |  | #VALUE! | #VALUE! | 0 | 0 | 0.20123 | 0.20123 | #VALUE! | #VALUE! | #VALUE! | #VALUE! | 0 | 0 | 0.20123 | 0.20123 | #VALUE! | #VALUE! | #VALUE! | #VALUE! | 0 | 0 | 0.20123 | 0.20123 | #VALUE! | #VALUE! |  |  |  | #VALUE! | #VALUE! | #VALUE! | #VALUE! | #VALUE! | #VALUE! | #VALUE!
Thursday | 4 | 28 | 7 | 2815 | 0 | 0 | 0 | 0 | 0 | 0 | 0 | 0 | 0 | 0 | 0 | 0 | 0 | 0 | 0 | 0 | 0 | 0 | 0 | 0 | 0 | 0 | 0 | 0 | 0.0031987 | 0 | 0 | 0 | 0 | 0 | 0 | 0 | 0 | 0 | 0 | 0 | 0 | 0 | 0 | 0 |  | 0 | 0 | 0 |  | #VALUE! | #VALUE! | #VALUE! | #VALUE! |  |  | #VALUE! | #VALUE! | 0 | 0 | 0.20123 | 0.20123 | #VALUE! | #VALUE! | #VALUE! | #VALUE! | 0 | 0 | 0.20123 | 0.20123 | #VALUE! | #VALUE! | #VALUE! | #VALUE! | 0 | 0 | 0.20123 | 0.20123 | #VALUE! | #VALUE! |  |  |  | #VALUE! | #VALUE! | #VALUE! | #VALUE! | #VALUE! | #VALUE! | #VALUE!
Thursday | 4 | 28 | 8 | 2816 | 0 | 0 | 0 | 0 | 0 | 0 | 0 | 0 | 0 | 0 | 0 | 0 | 0 | 0 | 0 | 0 | 0 | 0 | 0 | 0 | 0 | 0 | 0 | 0 | 0.0025463 | 0 | 0 | 0 | 0 | 0 | 0 | 0 | 0 | 0 | 0 | 0 | 0 | 0 | 0 | 0 |  | 0 | 0 | 0 |  | #VALUE! | #VALUE! | #VALUE! | #VALUE! |  |  | #VALUE! | #VALUE! | 0 | 0 | 0.20123 | 0.20123 | #VALUE! | #VALUE! | #VALUE! | #VALUE! | 0 | 0 | 0.20123 | 0.20123 | #VALUE! | #VALUE! | #VALUE! | #VALUE! | 0 | 0 | 0.20123 | 0.20123 | #VALUE! | #VALUE! |  |  |  | #VALUE! | #VALUE! | #VALUE! | #VALUE! | #VALUE! | #VALUE! | #VALUE!
Thursday | 4 | 28 | 9 | 2817 | 0 | 0 | 0 | 0 | 0 | 0 | 0 | 0 | 0 | 0 | 0 | 0 | 0 | 0 | 0 | 0 | 0 | 0 | 0 | 0 | 0 | 0 | 0 | 0 | 0 | 0 | 0 | 0.00031724 | 0 | 0 | 0 | 0 | 0 | 0 | 0 | 0 | 0 | 0 | 0 | 0 |  | 0 | 0 | 0 |  | #VALUE! | #VALUE! | #VALUE! | #VALUE! |  |  | #VALUE! | #VALUE! | 0 | 0 | 0.20123 | 0.20123 | #VALUE! | #VALUE! | #VALUE! | #VALUE! | 0 | 0 | 0.20123 | 0.20123 | #VALUE! | #VALUE! | #VALUE! | #VALUE! | 0 | 0 | 0.20123 | 0.20123 | #VALUE! | #VALUE! |  |  |  | #VALUE! | #VALUE! | #VALUE! | #VALUE! | #VALUE! | #VALUE! | #VALUE!
Thursday | 4 | 28 | 10 | 2818 | 0 | 0 | 0 | 0 | 0 | 0 | 0 | 0 | 0 | 0 | 0 | 0 | 0 | 0 | 0 | 0 | 0 | 0 | 0 | 0 | 0 | 0 | 0 | 0 | 0.0053574 | 0 | 0 | 0.0047586 | 0 | 0 | 0 | 0 | 0 | 0 | 0 | 0 | 0 | 0 | 0 | 0 |  | 0 | 0 | 0 |  | #VALUE! | #VALUE! | #VALUE! | #VALUE! |  |  | #VALUE! | #VALUE! | 0 | 0 | 0.20123 | 0.20123 | #VALUE! | #VALUE! | #VALUE! | #VALUE! | 0 | 0 | 0.20123 | 0.20123 | #VALUE! | #VALUE! | #VALUE! | #VALUE! | 0 | 0 | 0.20123 | 0.20123 | #VALUE! | #VALUE! |  |  |  | #VALUE! | #VALUE! | #VALUE! | #VALUE! | #VALUE! | #VALUE! | #VALUE!
Thursday | 4 | 28 | 11 | 2819 | 0 | 0 | 0 | 0 | 0 | 0 | 0 | 0 | 0 | 0 | 0 | 0 | 0 | 0 | 0 | 0 | 0 | 0 | 0 | 0 | 0 | 0 | 0 | 0 | 0 | 0 | 0.037059 | 0.025538 | 0.04 | 0 | 0 | 0 | 0 | 0 | 0 | 0 | 0 | 0 | 0 | 0 |  | 0 | 0 | 0 |  | #VALUE! | #VALUE! | #VALUE! | #VALUE! |  |  | #VALUE! | #VALUE! | 0 | 0 | 0.20123 | 0.20123 | #VALUE! | #VALUE! | #VALUE! | #VALUE! | 0 | 0 | 0.20123 | 0.20123 | #VALUE! | #VALUE! | #VALUE! | #VALUE! | 0 | 0 | 0.20123 | 0.20123 | #VALUE! | #VALUE! |  |  |  | #VALUE! | #VALUE! | #VALUE! | #VALUE! | #VALUE! | #VALUE! | #VALUE!
Thursday | 4 | 28 | 12 | 2820 | 0 | 0 | 0 | 0 | 0 | 0 | 0 | 0 | 0 | 0 | 0 | 0 | 0 | 0 | 0 | 0 | 0 | 0 | 0 | 0 | 0 | 0 | 0 | 0 | 0 | 0 | 0 | 0.011579 | 0 | 0 | 0 | 0 | 0 | 0 | 0 | 0 | 0 | 0 | 0 | 0 |  | 0 | 0 | 0 |  | #VALUE! | #VALUE! | #VALUE! | #VALUE! |  |  | #VALUE! | #VALUE! | 0 | 0 | 0.20123 | 0.20123 | #VALUE! | #VALUE! | #VALUE! | #VALUE! | 0 | 0 | 0.20123 | 0.20123 | #VALUE! | #VALUE! | #VALUE! | #VALUE! | 0 | 0 | 0.20123 | 0.20123 | #VALUE! | #VALUE! |  |  |  | #VALUE! | #VALUE! | #VALUE! | #VALUE! | #VALUE! | #VALUE! | #VALUE!
Thursday | 4 | 28 | 13 | 2821 | 0 | 0 | 0 | 0 | 0 | 0 | 0 | 0 | 0 | 0 | 0 | 0 | 0 | 0 | 0 | 0 | 0 | 0 | 0 | 0 | 0 | 0 | 0 | 0 | 0 | 0 | 0.045611 | 0.060934 | 0.168 | 0 | 0 | 0 | 0 | 0 | 0 | 0 | 0 | 0 | 0 | 0 |  | 0 | 0 | 0 |  | #VALUE! | #VALUE! | #VALUE! | #VALUE! |  |  | #VALUE! | #VALUE! | 0 | 0 | 0.20123 | 0.20123 | #VALUE! | #VALUE! | #VALUE! | #VALUE! | 0 | 0 | 0.20123 | 0.20123 | #VALUE! | #VALUE! | #VALUE! | #VALUE! | 0 | 0 | 0.20123 | 0.20123 | #VALUE! | #VALUE! |  |  |  | #VALUE! | #VALUE! | #VALUE! | #VALUE! | #VALUE! | #VALUE! | #VALUE!
Thursday | 4 | 28 | 14 | 2822 | 0 | 0 | 0 | 0 | 0 | 0 | 0 | 0 | 0 | 0 | 0 | 0 | 0 | 0 | 0 | 0 | 0 | 0 | 0 | 0 | 0 | 0 | 0 | 0 | 0 | 0 | 0.039435 | 0.045269 | 0.135 | 0 | 0 | 0 | 0 | 0 | 0 | 0 | 0 | 0 | 0 | 0 |  | 0 | 0 | 0 |  | #VALUE! | #VALUE! | #VALUE! | #VALUE! |  |  | #VALUE! | #VALUE! | 0 | 0 | 0.20123 | 0.20123 | #VALUE! | #VALUE! | #VALUE! | #VALUE! | 0 | 0 | 0.20123 | 0.20123 | #VALUE! | #VALUE! | #VALUE! | #VALUE! | 0 | 0 | 0.20123 | 0.20123 | #VALUE! | #VALUE! |  |  |  | #VALUE! | #VALUE! | #VALUE! | #VALUE! | #VALUE! | #VALUE! | #VALUE!
Thursday | 4 | 28 | 15 | 2823 | 0 | 0 | 0 | 0 | 0 | 0 | 0 | 0 | 0 | 0 | 0 | 0 | 0 | 0 | 0 | 0 | 0 | 0 | 0 | 0 | 0 | 0 | 0 | 0 | 0 | 0 | 0.038485 | 0.058853 | 0.164 | 0 | 0 | 0 | 0 | 0 | 0 | 0 | 0 | 0 | 0 | 0 |  | 0 | 0 | 0 |  | #VALUE! | #VALUE! | #VALUE! | #VALUE! |  |  | #VALUE! | #VALUE! | 0 | 0 | 0.20123 | 0.20123 | #VALUE! | #VALUE! | #VALUE! | #VALUE! | 0 | 0 | 0.20123 | 0.20123 | #VALUE! | #VALUE! | #VALUE! | #VALUE! | 0 | 0 | 0.20123 | 0.20123 | #VALUE! | #VALUE! |  |  |  | #VALUE! | #VALUE! | #VALUE! | #VALUE! | #VALUE! | #VALUE! | #VALUE!
Thursday | 4 | 28 | 16 | 2824 | 0 | 0 | 0 | 0 | 0 | 0 | 0 | 0 | 0 | 0 | 0 | 0 | 0 | 0 | 0 | 0 | 0 | 0 | 0 | 0 | 0 | 0 | 0 | 0 | 0 | 0 | 0.00042784 | 0.072174 | 0.183 | 0 | 0 | 0 | 0 | 0 | 0 | 0 | 0 | 0 | 0 | 0 |  | 0 | 0 | 0 |  | #VALUE! | #VALUE! | #VALUE! | #VALUE! |  |  | #VALUE! | #VALUE! | 0 | 0 | 0.20123 | 0.20123 | #VALUE! | #VALUE! | #VALUE! | #VALUE! | 0 | 0 | 0.20123 | 0.20123 | #VALUE! | #VALUE! | #VALUE! | #VALUE! | 0 | 0 | 0.20123 | 0.20123 | #VALUE! | #VALUE! |  |  |  | #VALUE! | #VALUE! | #VALUE! | #VALUE! | #VALUE! | #VALUE! | #VALUE!
Thursday | 4 | 28 | 17 | 2825 | 0 | 0 | 0 | 0 | 0 | 0 | 0 | 0 | 0 | 0 | 0 | 0 | 0 | 0 | 0 | 0 | 0 | 0 | 0 | 0 | 0 | 0 | 0 | 0 | 0 | 0 | 0.00043941 | 0.073053 | 0.184 | 0 | 0 | 0 | 0 | 0 | 0 | 0 | 0 | 0 | 0 | 0 |  | 0 | 0 | 0 |  | #VALUE! | #VALUE! | #VALUE! | #VALUE! |  |  | #VALUE! | #VALUE! | 0 | 0 | 0.20123 | 0.20123 | #VALUE! | #VALUE! | #VALUE! | #VALUE! | 0 | 0 | 0.20123 | 0.20123 | #VALUE! | #VALUE! | #VALUE! | #VALUE! | 0 | 0 | 0.20123 | 0.20123 | #VALUE! | #VALUE! |  |  |  | #VALUE! | #VALUE! | #VALUE! | #VALUE! | #VALUE! | #VALUE! | #VALUE!
Thursday | 4 | 28 | 18 | 2826 | 0 | 0 | 0 | 0 | 0 | 0 | 0 | 0 | 0 | 0 | 0 | 0 | 0 | 0 | 0 | 0 | 0 | 0 | 0 | 0 | 0 | 0 | 0 | 0 | 0 | 0 | 0.038247 | 0.061161 | 0.169 | 0 | 0 | 0 | 0 | 0 | 0 | 0 | 0 | 0 | 0 | 0 |  | 0 | 0 | 0 |  | #VALUE! | #VALUE! | #VALUE! | #VALUE! |  |  | #VALUE! | #VALUE! | 0 | 0 | 0.20123 | 0.20123 | #VALUE! | #VALUE! | #VALUE! | #VALUE! | 0 | 0 | 0.20123 | 0.20123 | #VALUE! | #VALUE! | #VALUE! | #VALUE! | 0 | 0 | 0.20123 | 0.20123 | #VALUE! | #VALUE! |  |  |  | #VALUE! | #VALUE! | #VALUE! | #VALUE! | #VALUE! | #VALUE! | #VALUE!
Thursday | 4 | 28 | 19 | 2827 | 0 | 0 | 0 | 0 | 0 | 0 | 0 | 0 | 0 | 0 | 0 | 0 | 0 | 0 | 0 | 0 | 0 | 0 | 0 | 0 | 0 | 0 | 0 | 0 | 0 | 0 | 0 | 0.003331 | 0 | 0 | 0 | 0 | 0 | 0 | 0 | 0 | 0 | 0 | 0 | 0 |  | 0 | 0 | 0 |  | #VALUE! | #VALUE! | #VALUE! | #VALUE! |  |  | #VALUE! | #VALUE! | 0 | 0 | 0.20123 | 0.20123 | #VALUE! | #VALUE! | #VALUE! | #VALUE! | 0 | 0 | 0.20123 | 0.20123 | #VALUE! | #VALUE! | #VALUE! | #VALUE! | 0 | 0 | 0.20123 | 0.20123 | #VALUE! | #VALUE! |  |  |  | #VALUE! | #VALUE! | #VALUE! | #VALUE! | #VALUE! | #VALUE! | #VALUE!
Thursday | 4 | 28 | 20 | 2828 | 0 | 0 | 0 | 0 | 0 | 0 | 0 | 0 | 0 | 0 | 0 | 0 | 0 | 0 | 0 | 0 | 0 | 0 | 0 | 0 | 0 | 0 | 0 | 0 | 0 | 0 | 0 | 0 | 0 | 0 | 0 | 0 | 0 | 0 | 0 | 0 | 0 | 0 | 0 | 0 |  | 0 | 0 | 0 |  | #VALUE! | #VALUE! | #VALUE! | #VALUE! |  |  | #VALUE! | #VALUE! | 0 | 0 | 0.20123 | 0.20123 | #VALUE! | #VALUE! | #VALUE! | #VALUE! | 0 | 0 | 0.20123 | 0.20123 | #VALUE! | #VALUE! | #VALUE! | #VALUE! | 0 | 0 | 0.20123 | 0.20123 | #VALUE! | #VALUE! |  |  |  | #VALUE! | #VALUE! | #VALUE! | #VALUE! | #VALUE! | #VALUE! | #VALUE!
Thursday | 4 | 28 | 21 | 2829 | 0 | 0 | 0 | 0 | 0 | 0 | 0 | 0 | 0 | 0 | 0 | 0 | 0 | 0 | 0 | 0 | 0 | 0 | 0 | 0 | 0 | 0 | 0 | 0 | 0 | 0 | 0 | 0 | 0 | 0 | 0 | 0 | 0 | 0 | 0 | 0 | 0 | 0 | 0 | 0 |  | 0 | 0 | 0 |  | #VALUE! | #VALUE! | #VALUE! | #VALUE! |  |  | #VALUE! | #VALUE! | 0 | 0 | 0.20123 | 0.20123 | #VALUE! | #VALUE! | #VALUE! | #VALUE! | 0 | 0 | 0.20123 | 0.20123 | #VALUE! | #VALUE! | #VALUE! | #VALUE! | 0 | 0 | 0.20123 | 0.20123 | #VALUE! | #VALUE! |  |  |  | #VALUE! | #VALUE! | #VALUE! | #VALUE! | #VALUE! | #VALUE! | #VALUE!
Thursday | 4 | 28 | 22 | 2830 | 0 | 0 | 0 | 0 | 0 | 0 | 0 | 0 | 0 | 0 | 0 | 0 | 0 | 0 | 0 | 0 | 0 | 0 | 0 | 0 | 0 | 0 | 0 | 0 | 0 | 0 | 0 | 0 | 0 | 0 | 0 | 0 | 0 | 0 | 0 | 0 | 0 | 0 | 0 | 0 |  | 0 | 0 | 0 |  | #VALUE! | #VALUE! | #VALUE! | #VALUE! |  |  | #VALUE! | #VALUE! | 0 | 0 | 0.20123 | 0.20123 | #VALUE! | #VALUE! | #VALUE! | #VALUE! | 0 | 0 | 0.20123 | 0.20123 | #VALUE! | #VALUE! | #VALUE! | #VALUE! | 0 | 0 | 0.20123 | 0.20123 | #VALUE! | #VALUE! |  |  |  | #VALUE! | #VALUE! | #VALUE! | #VALUE! | #VALUE! | #VALUE! | #VALUE!
Thursday | 4 | 28 | 23 | 2831 | 0 | 0 | 0 | 0 | 0 | 0 | 0 | 0 | 0 | 0 | 0 | 0 | 0 | 0 | 0 | 0 | 0 | 0 | 0 | 0 | 0 | 0 | 0 | 0 | 0 | 0 | 0 | 0 | 0 | 0 | 0 | 0 | 0 | 0 | 0 | 0 | 0 | 0 | 0 | 0 |  | 0 | 0 | 0 |  | #VALUE! | #VALUE! | #VALUE! | #VALUE! |  |  | #VALUE! | #VALUE! | 0 | 0 | 0.20123 | 0.20123 | #VALUE! | #VALUE! | #VALUE! | #VALUE! | 0 | 0 | 0.20123 | 0.20123 | #VALUE! | #VALUE! | #VALUE! | #VALUE! | 0 | 0 | 0.20123 | 0.20123 | #VALUE! | #VALUE! |  |  |  | #VALUE! | #VALUE! | #VALUE! | #VALUE! | #VALUE! | #VALUE! | #VALUE!
Thursday | 4 | 28 | 24 | 2832 | 0 | 0 | 0 | 0 | 0 | 0 | 0 | 0 | 0 | 0 | 0 | 0 | 0 | 0 | 0 | 0 | 0 | 0 | 0 | 0 | 0 | 0 | 0 | 0 | 0 | 0 | 0 | 0.00031724 | 0 | 0 | 0 | 0 | 0 | 0 | 0 | 0 | 0 | 0 | 0 | 0 |  | 0 | 0 | 0 |  | #VALUE! | #VALUE! | #VALUE! | #VALUE! |  |  | #VALUE! | #VALUE! | 0 | 0 | 0.20123 | 0.20123 | #VALUE! | #VALUE! | #VALUE! | #VALUE! | 0 | 0 | 0.20123 | 0.20123 | #VALUE! | #VALUE! | #VALUE! | #VALUE! | 0 | 0 | 0.20123 | 0.20123 | #VALUE! | #VALUE! |  |  |  | #VALUE! | #VALUE! | #VALUE! | #VALUE! | #VALUE! | #VALUE! | #VALUE!
Friday | 4 | 29 | 1 | 2833 | 0 | 0 | 0 | 0 | 0 | 0 | 0 | 0 | 0 | 0 | 0 | 0 | 0 | 0 | 0 | 0 | 0 | 0 | 0 | 0 | 0 | 0 | 0 | 0 | 0 | 0 | 0 | 0 | 0 | 0 | 0 | 0 | 0 | 0 | 0 | 0 | 0 | 0 | 0 | 0 |  | 0 | 0 | 0 |  | #VALUE! | #VALUE! | #VALUE! | #VALUE! |  |  | #VALUE! | #VALUE! | 0 | 0 | 0.20123 | 0.20123 | #VALUE! | #VALUE! | #VALUE! | #VALUE! | 0 | 0 | 0.20123 | 0.20123 | #VALUE! | #VALUE! | #VALUE! | #VALUE! | 0 | 0 | 0.20123 | 0.20123 | #VALUE! | #VALUE! |  |  |  | #VALUE! | #VALUE! | #VALUE! | #VALUE! | #VALUE! | #VALUE! | #VALUE!
Friday | 4 | 29 | 2 | 2834 | 0 | 0 | 0 | 0 | 0 | 0 | 0 | 0 | 0 | 0 | 0 | 0 | 0 | 0 | 0 | 0 | 0 | 0 | 0 | 0 | 0 | 0 | 0 | 0 | 0 | 0 | 0 | 0.00031724 | 0 | 0 | 0 | 0 | 0 | 0 | 0 | 0 | 0 | 0 | 0 | 0 |  | 0 | 0 | 0 |  | #VALUE! | #VALUE! | #VALUE! | #VALUE! |  |  | #VALUE! | #VALUE! | 0 | 0 | 0.20123 | 0.20123 | #VALUE! | #VALUE! | #VALUE! | #VALUE! | 0 | 0 | 0.20123 | 0.20123 | #VALUE! | #VALUE! | #VALUE! | #VALUE! | 0 | 0 | 0.20123 | 0.20123 | #VALUE! | #VALUE! |  |  |  | #VALUE! | #VALUE! | #VALUE! | #VALUE! | #VALUE! | #VALUE! | #VALUE!
Friday | 4 | 29 | 3 | 2835 | 0 | 0 | 0 | 0 | 0 | 0 | 0 | 0 | 0 | 0 | 0 | 0 | 0 | 0 | 0 | 0 | 0 | 0 | 0 | 0 | 0 | 0 | 0 | 0 | 0 | 0 | 0 | 0 | 0 | 0 | 0 | 0 | 0 | 0 | 0 | 0 | 0 | 0 | 0 | 0 |  | 0 | 0 | 0 |  | #VALUE! | #VALUE! | #VALUE! | #VALUE! |  |  | #VALUE! | #VALUE! | 0 | 0 | 0.20123 | 0.20123 | #VALUE! | #VALUE! | #VALUE! | #VALUE! | 0 | 0 | 0.20123 | 0.20123 | #VALUE! | #VALUE! | #VALUE! | #VALUE! | 0 | 0 | 0.20123 | 0.20123 | #VALUE! | #VALUE! |  |  |  | #VALUE! | #VALUE! | #VALUE! | #VALUE! | #VALUE! | #VALUE! | #VALUE!
Friday | 4 | 29 | 4 | 2836 | 0 | 0 | 0 | 0 | 0 | 0 | 0 | 0 | 0 | 0 | 0 | 0 | 0 | 0 | 0 | 0 | 0 | 0 | 0 | 0 | 0 | 0 | 0 | 0 | 0 | 0 | 0 | 0 | 0 | 0 | 0 | 0 | 0 | 0 | 0 | 0 | 0 | 0 | 0 | 0 |  | 0 | 0 | 0 |  | #VALUE! | #VALUE! | #VALUE! | #VALUE! |  |  | #VALUE! | #VALUE! | 0 | 0 | 0.20123 | 0.20123 | #VALUE! | #VALUE! | #VALUE! | #VALUE! | 0 | 0 | 0.20123 | 0.20123 | #VALUE! | #VALUE! | #VALUE! | #VALUE! | 0 | 0 | 0.20123 | 0.20123 | #VALUE! | #VALUE! |  |  |  | #VALUE! | #VALUE! | #VALUE! | #VALUE! | #VALUE! | #VALUE! | #VALUE!
Friday | 4 | 29 | 5 | 2837 | 0 | 0 | 0 | 0 | 0 | 0 | 0 | 0 | 0 | 0 | 0 | 0 | 0 | 0 | 0 | 0 | 0 | 0 | 0 | 0 | 0 | 0 | 0 | 0 | 0 | 0 | 0 | 0 | 0 | 0 | 0 | 0 | 0 | 0 | 0 | 0 | 0 | 0 | 0 | 0 |  | 0 | 0 | 0 |  | #VALUE! | #VALUE! | #VALUE! | #VALUE! |  |  | #VALUE! | #VALUE! | 0 | 0 | 0.20123 | 0.20123 | #VALUE! | #VALUE! | #VALUE! | #VALUE! | 0 | 0 | 0.20123 | 0.20123 | #VALUE! | #VALUE! | #VALUE! | #VALUE! | 0 | 0 | 0.20123 | 0.20123 | #VALUE! | #VALUE! |  |  |  | #VALUE! | #VALUE! | #VALUE! | #VALUE! | #VALUE! | #VALUE! | #VALUE!
Friday | 4 | 29 | 6 | 2838 | 0 | 0 | 0 | 0 | 0 | 0 | 0 | 0 | 0 | 0 | 0 | 0 | 0 | 0 | 0 | 0 | 0 | 0 | 0 | 0 | 0 | 0 | 0 | 0 | 0 | 0 | 0 | 0 | 0 | 0 | 0 | 0 | 0 | 0 | 0 | 0 | 0 | 0 | 0 | 0 |  | 0 | 0 | 0 |  | #VALUE! | #VALUE! | #VALUE! | #VALUE! |  |  | #VALUE! | #VALUE! | 0 | 0 | 0.20123 | 0.20123 | #VALUE! | #VALUE! | #VALUE! | #VALUE! | 0 | 0 | 0.20123 | 0.20123 | #VALUE! | #VALUE! | #VALUE! | #VALUE! | 0 | 0 | 0.20123 | 0.20123 | #VALUE! | #VALUE! |  |  |  | #VALUE! | #VALUE! | #VALUE! | #VALUE! | #VALUE! | #VALUE! | #VALUE!
Friday | 4 | 29 | 7 | 2839 | 0 | 0 | 0 | 0 | 0 | 0 | 0 | 0 | 0 | 0 | 0 | 0 | 0 | 0 | 0 | 0 | 0 | 0 | 0 | 0 | 0 | 0 | 0 | 0 | 0 | 0 | 0 | 0 | 0 | 0 | 0 | 0 | 0 | 0 | 0 | 0 | 0 | 0 | 0 | 0 |  | 0 | 0 | 0 |  | #VALUE! | #VALUE! | #VALUE! | #VALUE! |  |  | #VALUE! | #VALUE! | 0 | 0 | 0.20123 | 0.20123 | #VALUE! | #VALUE! | #VALUE! | #VALUE! | 0 | 0 | 0.20123 | 0.20123 | #VALUE! | #VALUE! | #VALUE! | #VALUE! | 0 | 0 | 0.20123 | 0.20123 | #VALUE! | #VALUE! |  |  |  | #VALUE! | #VALUE! | #VALUE! | #VALUE! | #VALUE! | #VALUE! | #VALUE!
Friday | 4 | 29 | 8 | 2840 | 0 | 0 | 0 | 0 | 0 | 0 | 0 | 0 | 0 | 0 | 0 | 0 | 0 | 0 | 0 | 0 | 0 | 0 | 0 | 0 | 0 | 0 | 0 | 0 | 0.0023218 | 0 | 0 | 0 | 0 | 0 | 0 | 0 | 0 | 0 | 0 | 0 | 0 | 0 | 0 | 0 |  | 0 | 0 | 0 |  | #VALUE! | #VALUE! | #VALUE! | #VALUE! |  |  | #VALUE! | #VALUE! | 0 | 0 | 0.20123 | 0.20123 | #VALUE! | #VALUE! | #VALUE! | #VALUE! | 0 | 0 | 0.20123 | 0.20123 | #VALUE! | #VALUE! | #VALUE! | #VALUE! | 0 | 0 | 0.20123 | 0.20123 | #VALUE! | #VALUE! |  |  |  | #VALUE! | #VALUE! | #VALUE! | #VALUE! | #VALUE! | #VALUE! | #VALUE!
Friday | 4 | 29 | 9 | 2841 | 0 | 0 | 0 | 0 | 0 | 0 | 0 | 0 | 0 | 0 | 0 | 0 | 0 | 0 | 0 | 0 | 0 | 0 | 0 | 0 | 0 | 0 | 0 | 0 | 0 | 0 | 0 | 0 | 0 | 0 | 0 | 0 | 0 | 0 | 0 | 0 | 0 | 0 | 0 | 0 |  | 0 | 0 | 0 |  | #VALUE! | #VALUE! | #VALUE! | #VALUE! |  |  | #VALUE! | #VALUE! | 0 | 0 | 0.20123 | 0.20123 | #VALUE! | #VALUE! | #VALUE! | #VALUE! | 0 | 0 | 0.20123 | 0.20123 | #VALUE! | #VALUE! | #VALUE! | #VALUE! | 0 | 0 | 0.20123 | 0.20123 | #VALUE! | #VALUE! |  |  |  | #VALUE! | #VALUE! | #VALUE! | #VALUE! | #VALUE! | #VALUE! | #VALUE!
Friday | 4 | 29 | 10 | 2842 | 0 | 0 | 0 | 0 | 0 | 0 | 0 | 0 | 0 | 0 | 0 | 0 | 0 | 0 | 0 | 0 | 0 | 0 | 0 | 0 | 0 | 0 | 0 | 0 | 0 | 0 | 0 | 0 | 0 | 0 | 0 | 0 | 0 | 0 | 0 | 0 | 0 | 0 | 0 | 0 |  | 0 | 0 | 0 |  | #VALUE! | #VALUE! | #VALUE! | #VALUE! |  |  | #VALUE! | #VALUE! | 0 | 0 | 0.20123 | 0.20123 | #VALUE! | #VALUE! | #VALUE! | #VALUE! | 0 | 0 | 0.20123 | 0.20123 | #VALUE! | #VALUE! | #VALUE! | #VALUE! | 0 | 0 | 0.20123 | 0.20123 | #VALUE! | #VALUE! |  |  |  | #VALUE! | #VALUE! | #VALUE! | #VALUE! | #VALUE! | #VALUE! | #VALUE!
Friday | 4 | 29 | 11 | 2843 | 0 | 0 | 0 | 0 | 0 | 0 | 0 | 0 | 0 | 0 | 0 | 0 | 0 | 0 | 0 | 0 | 0 | 0 | 0 | 0 | 0 | 0 | 0 | 0 | 0 | 0 | 0 | 0 | 0 | 0 | 0 | 0 | 0 | 0 | 0 | 0 | 0 | 0 | 0 | 0 |  | 0 | 0 | 0 |  | #VALUE! | #VALUE! | #VALUE! | #VALUE! |  |  | #VALUE! | #VALUE! | 0 | 0 | 0.20123 | 0.20123 | #VALUE! | #VALUE! | #VALUE! | #VALUE! | 0 | 0 | 0.20123 | 0.20123 | #VALUE! | #VALUE! | #VALUE! | #VALUE! | 0 | 0 | 0.20123 | 0.20123 | #VALUE! | #VALUE! |  |  |  | #VALUE! | #VALUE! | #VALUE! | #VALUE! | #VALUE! | #VALUE! | #VALUE!
Friday | 4 | 29 | 12 | 2844 | 0 | 0 | 0 | 0 | 0 | 0 | 0 | 0 | 0 | 0 | 0 | 0 | 0 | 0 | 0 | 0 | 0 | 0 | 0 | 0 | 0 | 0 | 0 | 0 | 0 | 0 | 0 | 0 | 0 | 0 | 0 | 0 | 0 | 0 | 0 | 0 | 0 | 0 | 0 | 0 |  | 0 | 0 | 0 |  | #VALUE! | #VALUE! | #VALUE! | #VALUE! |  |  | #VALUE! | #VALUE! | 0 | 0 | 0.20123 | 0.20123 | #VALUE! | #VALUE! | #VALUE! | #VALUE! | 0 | 0 | 0.20123 | 0.20123 | #VALUE! | #VALUE! | #VALUE! | #VALUE! | 0 | 0 | 0.20123 | 0.20123 | #VALUE! | #VALUE! |  |  |  | #VALUE! | #VALUE! | #VALUE! | #VALUE! | #VALUE! | #VALUE! | #VALUE!
Friday | 4 | 29 | 13 | 2845 | 0 | 0 | 0 | 0 | 0 | 0 | 0 | 0 | 0 | 0 | 0 | 0 | 0 | 0 | 0 | 0 | 0 | 0 | 0 | 0 | 0 | 0 | 0 | 0 | 0 | 0 | 0 | 0 | 0 | 0 | 0 | 0 | 0 | 0 | 0 | 0 | 0 | 0 | 0 | 0 |  | 0 | 0 | 0 |  | #VALUE! | #VALUE! | #VALUE! | #VALUE! |  |  | #VALUE! | #VALUE! | 0 | 0 | 0.20123 | 0.20123 | #VALUE! | #VALUE! | #VALUE! | #VALUE! | 0 | 0 | 0.20123 | 0.20123 | #VALUE! | #VALUE! | #VALUE! | #VALUE! | 0 | 0 | 0.20123 | 0.20123 | #VALUE! | #VALUE! |  |  |  | #VALUE! | #VALUE! | #VALUE! | #VALUE! | #VALUE! | #VALUE! | #VALUE!
Friday | 4 | 29 | 14 | 2846 | 0 | 0 | 0 | 0 | 0 | 0 | 0 | 0 | 0 | 0 | 0 | 0 | 0 | 0 | 0 | 0 | 0 | 0 | 0 | 0 | 0 | 0 | 0 | 0 | 0 | 0 | 0 | 0 | 0 | 0 | 0 | 0 | 0 | 0 | 0 | 0 | 0 | 0 | 0 | 0 |  | 0 | 0 | 0 |  | #VALUE! | #VALUE! | #VALUE! | #VALUE! |  |  | #VALUE! | #VALUE! | 0 | 0 | 0.20123 | 0.20123 | #VALUE! | #VALUE! | #VALUE! | #VALUE! | 0 | 0 | 0.20123 | 0.20123 | #VALUE! | #VALUE! | #VALUE! | #VALUE! | 0 | 0 | 0.20123 | 0.20123 | #VALUE! | #VALUE! |  |  |  | #VALUE! | #VALUE! | #VALUE! | #VALUE! | #VALUE! | #VALUE! | #VALUE!
Friday | 4 | 29 | 15 | 2847 | 0 | 0 | 0 | 0 | 0 | 0 | 0 | 0 | 0 | 0 | 0 | 0 | 0 | 0 | 0 | 0 | 0 | 0 | 0 | 0 | 0 | 0 | 0 | 0 | 0 | 0 | 0 | 0 | 0 | 0 | 0 | 0 | 0 | 0 | 0 | 0 | 0 | 0 | 0 | 0 |  | 0 | 0 | 0 |  | #VALUE! | #VALUE! | #VALUE! | #VALUE! |  |  | #VALUE! | #VALUE! | 0 | 0 | 0.20123 | 0.20123 | #VALUE! | #VALUE! | #VALUE! | #VALUE! | 0 | 0 | 0.20123 | 0.20123 | #VALUE! | #VALUE! | #VALUE! | #VALUE! | 0 | 0 | 0.20123 | 0.20123 | #VALUE! | #VALUE! |  |  |  | #VALUE! | #VALUE! | #VALUE! | #VALUE! | #VALUE! | #VALUE! | #VALUE!
Friday | 4 | 29 | 16 | 2848 | 0 | 0 | 0 | 0 | 0 | 0 | 0 | 0 | 0 | 0 | 0 | 0 | 0 | 0 | 0 | 0 | 0 | 0 | 0 | 0 | 0 | 0 | 0 | 0 | 0 | 0 | 0 | 0 | 0 | 0 | 0 | 0 | 0 | 0 | 0 | 0 | 0 | 0 | 0 | 0 |  | 0 | 0 | 0 |  | #VALUE! | #VALUE! | #VALUE! | #VALUE! |  |  | #VALUE! | #VALUE! | 0 | 0 | 0.20123 | 0.20123 | #VALUE! | #VALUE! | #VALUE! | #VALUE! | 0 | 0 | 0.20123 | 0.20123 | #VALUE! | #VALUE! | #VALUE! | #VALUE! | 0 | 0 | 0.20123 | 0.20123 | #VALUE! | #VALUE! |  |  |  | #VALUE! | #VALUE! | #VALUE! | #VALUE! | #VALUE! | #VALUE! | #VALUE!
Friday | 4 | 29 | 17 | 2849 | 0 | 0 | 0 | 0 | 0 | 0 | 0 | 0 | 0 | 0 | 0 | 0 | 0 | 0 | 0 | 0 | 0 | 0 | 0 | 0 | 0 | 0 | 0 | 0 | 0 | 0 | 0 | 0 | 0 | 0 | 0 | 0 | 0 | 0 | 0 | 0 | 0 | 0 | 0 | 0 |  | 0 | 0 | 0 |  | #VALUE! | #VALUE! | #VALUE! | #VALUE! |  |  | #VALUE! | #VALUE! | 0 | 0 | 0.20123 | 0.20123 | #VALUE! | #VALUE! | #VALUE! | #VALUE! | 0 | 0 | 0.20123 | 0.20123 | #VALUE! | #VALUE! | #VALUE! | #VALUE! | 0 | 0 | 0.20123 | 0.20123 | #VALUE! | #VALUE! |  |  |  | #VALUE! | #VALUE! | #VALUE! | #VALUE! | #VALUE! | #VALUE! | #VALUE!
Friday | 4 | 29 | 18 | 2850 | 0 | 0 | 0 | 0 | 0 | 0 | 0 | 0 | 0 | 0 | 0 | 0 | 0 | 0 | 0 | 0 | 0 | 0 | 0 | 0 | 0 | 0 | 0 | 0 | 0 | 0 | 0 | 0 | 0 | 0 | 0 | 0 | 0 | 0 | 0 | 0 | 0 | 0 | 0 | 0 |  | 0 | 0 | 0 |  | #VALUE! | #VALUE! | #VALUE! | #VALUE! |  |  | #VALUE! | #VALUE! | 0 | 0 | 0.20123 | 0.20123 | #VALUE! | #VALUE! | #VALUE! | #VALUE! | 0 | 0 | 0.20123 | 0.20123 | #VALUE! | #VALUE! | #VALUE! | #VALUE! | 0 | 0 | 0.20123 | 0.20123 | #VALUE! | #VALUE! |  |  |  | #VALUE! | #VALUE! | #VALUE! | #VALUE! | #VALUE! | #VALUE! | #VALUE!
Friday | 4 | 29 | 19 | 2851 | 0 | 0 | 0 | 0 | 0 | 0 | 0 | 0 | 0 | 0 | 0 | 0 | 0 | 0 | 0 | 0 | 0 | 0 | 0 | 0 | 0 | 0 | 0 | 0 | 0 | 0 | 0 | 0 | 0 | 0 | 0 | 0 | 0 | 0 | 0 | 0 | 0 | 0 | 0 | 0 |  | 0 | 0 | 0 |  | #VALUE! | #VALUE! | #VALUE! | #VALUE! |  |  | #VALUE! | #VALUE! | 0 | 0 | 0.20123 | 0.20123 | #VALUE! | #VALUE! | #VALUE! | #VALUE! | 0 | 0 | 0.20123 | 0.20123 | #VALUE! | #VALUE! | #VALUE! | #VALUE! | 0 | 0 | 0.20123 | 0.20123 | #VALUE! | #VALUE! |  |  |  | #VALUE! | #VALUE! | #VALUE! | #VALUE! | #VALUE! | #VALUE! | #VALUE!
Friday | 4 | 29 | 20 | 2852 | 0 | 0 | 0 | 0 | 0 | 0 | 0 | 0 | 0 | 0 | 0 | 0 | 0 | 0 | 0 | 0 | 0 | 0 | 0 | 0 | 0 | 0 | 0 | 0 | 0 | 0 | 0 | 0 | 0 | 0 | 0 | 0 | 0 | 0 | 0 | 0 | 0 | 0 | 0 | 0 |  | 0 | 0 | 0 |  | #VALUE! | #VALUE! | #VALUE! | #VALUE! |  |  | #VALUE! | #VALUE! | 0 | 0 | 0.20123 | 0.20123 | #VALUE! | #VALUE! | #VALUE! | #VALUE! | 0 | 0 | 0.20123 | 0.20123 | #VALUE! | #VALUE! | #VALUE! | #VALUE! | 0 | 0 | 0.20123 | 0.20123 | #VALUE! | #VALUE! |  |  |  | #VALUE! | #VALUE! | #VALUE! | #VALUE! | #VALUE! | #VALUE! | #VALUE!
Friday | 4 | 29 | 21 | 2853 | 0 | 0 | 0 | 0 | 0 | 0 | 0 | 0 | 0 | 0 | 0 | 0 | 0 | 0 | 0 | 0 | 0 | 0 | 0 | 0 | 0 | 0 | 0 | 0 | 0 | 0 | 0 | 0 | 0 | 0 | 0 | 0 | 0 | 0 | 0 | 0 | 0 | 0 | 0 | 0 |  | 0 | 0 | 0 |  | #VALUE! | #VALUE! | #VALUE! | #VALUE! |  |  | #VALUE! | #VALUE! | 0 | 0 | 0.20123 | 0.20123 | #VALUE! | #VALUE! | #VALUE! | #VALUE! | 0 | 0 | 0.20123 | 0.20123 | #VALUE! | #VALUE! | #VALUE! | #VALUE! | 0 | 0 | 0.20123 | 0.20123 | #VALUE! | #VALUE! |  |  |  | #VALUE! | #VALUE! | #VALUE! | #VALUE! | #VALUE! | #VALUE! | #VALUE!
Friday | 4 | 29 | 22 | 2854 | 0 | 0 | 0 | 0 | 0 | 0 | 0 | 0 | 0 | 0 | 0 | 0 | 0 | 0 | 0 | 0 | 0 | 0 | 0 | 0 | 0 | 0 | 0 | 0 | 0 | 0 | 0 | 0 | 0 | 0 | 0 | 0 | 0 | 0 | 0 | 0 | 0 | 0 | 0 | 0 |  | 0 | 0 | 0 |  | #VALUE! | #VALUE! | #VALUE! | #VALUE! |  |  | #VALUE! | #VALUE! | 0 | 0 | 0.20123 | 0.20123 | #VALUE! | #VALUE! | #VALUE! | #VALUE! | 0 | 0 | 0.20123 | 0.20123 | #VALUE! | #VALUE! | #VALUE! | #VALUE! | 0 | 0 | 0.20123 | 0.20123 | #VALUE! | #VALUE! |  |  |  | #VALUE! | #VALUE! | #VALUE! | #VALUE! | #VALUE! | #VALUE! | #VALUE!
Friday | 4 | 29 | 23 | 2855 | 0 | 0 | 0 | 0 | 0 | 0 | 0 | 0 | 0 | 0 | 0 | 0 | 0 | 0 | 0 | 0 | 0 | 0 | 0 | 0 | 0 | 0 | 0 | 0 | 0 | 0 | 0 | 0 | 0 | 0 | 0 | 0 | 0 | 0 | 0 | 0 | 0 | 0 | 0 | 0 |  | 0 | 0 | 0 |  | #VALUE! | #VALUE! | #VALUE! | #VALUE! |  |  | #VALUE! | #VALUE! | 0 | 0 | 0.20123 | 0.20123 | #VALUE! | #VALUE! | #VALUE! | #VALUE! | 0 | 0 | 0.20123 | 0.20123 | #VALUE! | #VALUE! | #VALUE! | #VALUE! | 0 | 0 | 0.20123 | 0.20123 | #VALUE! | #VALUE! |  |  |  | #VALUE! | #VALUE! | #VALUE! | #VALUE! | #VALUE! | #VALUE! | #VALUE!
Friday | 4 | 29 | 24 | 2856 | 0 | 0 | 0 | 0 | 0 | 0 | 0 | 0 | 0 | 0 | 0 | 0 | 0 | 0 | 0 | 0 | 0 | 0 | 0 | 0 | 0 | 0 | 0 | 0 | 0 | 0 | 0 | 0 | 0 | 0 | 0 | 0 | 0 | 0 | 0 | 0 | 0 | 0 | 0 | 0 |  | 0 | 0 | 0 |  | #VALUE! | #VALUE! | #VALUE! | #VALUE! |  |  | #VALUE! | #VALUE! | 0 | 0 | 0.20123 | 0.20123 | #VALUE! | #VALUE! | #VALUE! | #VALUE! | 0 | 0 | 0.20123 | 0.20123 | #VALUE! | #VALUE! | #VALUE! | #VALUE! | 0 | 0 | 0.20123 | 0.20123 | #VALUE! | #VALUE! |  |  |  | #VALUE! | #VALUE! | #VALUE! | #VALUE! | #VALUE! | #VALUE! | #VALUE!
Saturday | 4 | 30 | 1 | 2857 | 0 | 0 | 0 | 0 | 0 | 0 | 0 | 0 | 0 | 0 | 0 | 0 | 0 | 0 | 0 | 0 | 0 | 0 | 0 | 0 | 0 | 0 | 0 | 0 | 0 | 0 | 0 | 0 | 0 | 0 | 0 | 0 | 0 | 0 | 0 | 0 | 0 | 0 | 0 | 0 |  | 0 | 0 | 0 |  | #VALUE! | #VALUE! | #VALUE! | #VALUE! |  |  | #VALUE! | #VALUE! | 0 | 0 | 0.20123 | 0.20123 | #VALUE! | #VALUE! | #VALUE! | #VALUE! | 0 | 0 | 0.20123 | 0.20123 | #VALUE! | #VALUE! | #VALUE! | #VALUE! | 0 | 0 | 0.20123 | 0.20123 | #VALUE! | #VALUE! |  |  |  | #VALUE! | #VALUE! | #VALUE! | #VALUE! | #VALUE! | #VALUE! | #VALUE!
Saturday | 4 | 30 | 2 | 2858 | 0 | 0 | 0 | 0 | 0 | 0 | 0 | 0 | 0 | 0 | 0 | 0 | 0 | 0 | 0 | 0 | 0 | 0 | 0 | 0 | 0 | 0 | 0 | 0 | 0 | 0 | 0 | 0 | 0 | 0 | 0 | 0 | 0 | 0 | 0 | 0 | 0 | 0 | 0 | 0 |  | 0 | 0 | 0 |  | #VALUE! | #VALUE! | #VALUE! | #VALUE! |  |  | #VALUE! | #VALUE! | 0 | 0 | 0.20123 | 0.20123 | #VALUE! | #VALUE! | #VALUE! | #VALUE! | 0 | 0 | 0.20123 | 0.20123 | #VALUE! | #VALUE! | #VALUE! | #VALUE! | 0 | 0 | 0.20123 | 0.20123 | #VALUE! | #VALUE! |  |  |  | #VALUE! | #VALUE! | #VALUE! | #VALUE! | #VALUE! | #VALUE! | #VALUE!
Saturday | 4 | 30 | 3 | 2859 | 0 | 0 | 0 | 0 | 0 | 0 | 0 | 0 | 0 | 0 | 0 | 0 | 0 | 0 | 0 | 0 | 0 | 0 | 0 | 0 | 0 | 0 | 0 | 0 | 0 | 0 | 0 | 0 | 0 | 0 | 0 | 0 | 0 | 0 | 0 | 0 | 0 | 0 | 0 | 0 |  | 0 | 0 | 0 |  | #VALUE! | #VALUE! | #VALUE! | #VALUE! |  |  | #VALUE! | #VALUE! | 0 | 0 | 0.20123 | 0.20123 | #VALUE! | #VALUE! | #VALUE! | #VALUE! | 0 | 0 | 0.20123 | 0.20123 | #VALUE! | #VALUE! | #VALUE! | #VALUE! | 0 | 0 | 0.20123 | 0.20123 | #VALUE! | #VALUE! |  |  |  | #VALUE! | #VALUE! | #VALUE! | #VALUE! | #VALUE! | #VALUE! | #VALUE!
Saturday | 4 | 30 | 4 | 2860 | 0 | 0 | 0 | 0 | 0 | 0 | 0 | 0 | 0 | 0 | 0 | 0 | 0 | 0 | 0 | 0 | 0 | 0 | 0 | 0 | 0 | 0 | 0 | 0 | 0 | 0 | 0 | 0 | 0 | 0 | 0 | 0 | 0 | 0 | 0 | 0 | 0 | 0 | 0 | 0 |  | 0 | 0 | 0 |  | #VALUE! | #VALUE! | #VALUE! | #VALUE! |  |  | #VALUE! | #VALUE! | 0 | 0 | 0.20123 | 0.20123 | #VALUE! | #VALUE! | #VALUE! | #VALUE! | 0 | 0 | 0.20123 | 0.20123 | #VALUE! | #VALUE! | #VALUE! | #VALUE! | 0 | 0 | 0.20123 | 0.20123 | #VALUE! | #VALUE! |  |  |  | #VALUE! | #VALUE! | #VALUE! | #VALUE! | #VALUE! | #VALUE! | #VALUE!
Saturday | 4 | 30 | 5 | 2861 | 0 | 0 | 0 | 0 | 0 | 0 | 0 | 0 | 0 | 0 | 0 | 0 | 0 | 0 | 0 | 0 | 0 | 0 | 0 | 0 | 0 | 0 | 0 | 0 | 0.0018641 | 0 | 0 | 0 | 0 | 0 | 0 | 0 | 0 | 0 | 0 | 0 | 0 | 0 | 0 | 0 |  | 0 | 0 | 0 |  | #VALUE! | #VALUE! | #VALUE! | #VALUE! |  |  | #VALUE! | #VALUE! | 0 | 0 | 0.20123 | 0.20123 | #VALUE! | #VALUE! | #VALUE! | #VALUE! | 0 | 0 | 0.20123 | 0.20123 | #VALUE! | #VALUE! | #VALUE! | #VALUE! | 0 | 0 | 0.20123 | 0.20123 | #VALUE! | #VALUE! |  |  |  | #VALUE! | #VALUE! | #VALUE! | #VALUE! | #VALUE! | #VALUE! | #VALUE!
Saturday | 4 | 30 | 6 | 2862 | 0 | 0 | 0 | 0 | 0 | 0 | 0 | 0 | 0 | 0 | 0 | 0 | 0 | 0 | 0 | 0 | 0 | 0 | 0 | 0 | 0 | 0 | 0 | 0 | 0.003902 | 0 | 0 | 0 | 0 | 0 | 0 | 0 | 0 | 0 | 0 | 0 | 0 | 0 | 0 | 0 |  | 0 | 0 | 0 |  | #VALUE! | #VALUE! | #VALUE! | #VALUE! |  |  | #VALUE! | #VALUE! | 0 | 0 | 0.20123 | 0.20123 | #VALUE! | #VALUE! | #VALUE! | #VALUE! | 0 | 0 | 0.20123 | 0.20123 | #VALUE! | #VALUE! | #VALUE! | #VALUE! | 0 | 0 | 0.20123 | 0.20123 | #VALUE! | #VALUE! |  |  |  | #VALUE! | #VALUE! | #VALUE! | #VALUE! | #VALUE! | #VALUE! | #VALUE!
Saturday | 4 | 30 | 7 | 2863 | 0 | 0 | 0 | 0 | 0 | 0 | 0 | 0 | 0 | 0 | 0 | 0 | 0 | 0 | 0 | 0 | 0 | 0 | 0 | 0 | 0 | 0 | 0 | 0 | 0 | 0 | 0 | 0 | 0 | 0 | 0 | 0 | 0 | 0 | 0 | 0 | 0 | 0 | 0 | 0 |  | 0 | 0 | 0 |  | #VALUE! | #VALUE! | #VALUE! | #VALUE! |  |  | #VALUE! | #VALUE! | 0 | 0 | 0.20123 | 0.20123 | #VALUE! | #VALUE! | #VALUE! | #VALUE! | 0 | 0 | 0.20123 | 0.20123 | #VALUE! | #VALUE! | #VALUE! | #VALUE! | 0 | 0 | 0.20123 | 0.20123 | #VALUE! | #VALUE! |  |  |  | #VALUE! | #VALUE! | #VALUE! | #VALUE! | #VALUE! | #VALUE! | #VALUE!
Saturday | 4 | 30 | 8 | 2864 | 0 | 0 | 0 | 0 | 0 | 0 | 0 | 0 | 0 | 0 | 0 | 0 | 0 | 0 | 0 | 0 | 0 | 0 | 0 | 0 | 0 | 0 | 0 | 0 | 0.0022325 | 0 | 0 | 0 | 0 | 0 | 0 | 0 | 0 | 0 | 0 | 0 | 0 | 0 | 0 | 0 |  | 0 | 0 | 0 |  | #VALUE! | #VALUE! | #VALUE! | #VALUE! |  |  | #VALUE! | #VALUE! | 0 | 0 | 0.20123 | 0.20123 | #VALUE! | #VALUE! | #VALUE! | #VALUE! | 0 | 0 | 0.20123 | 0.20123 | #VALUE! | #VALUE! | #VALUE! | #VALUE! | 0 | 0 | 0.20123 | 0.20123 | #VALUE! | #VALUE! |  |  |  | #VALUE! | #VALUE! | #VALUE! | #VALUE! | #VALUE! | #VALUE! | #VALUE!
Saturday | 4 | 30 | 9 | 2865 | 0 | 0 | 0 | 0 | 0 | 0 | 0 | 0 | 0 | 0 | 0 | 0 | 0 | 0 | 0 | 0 | 0 | 0 | 0 | 0 | 0 | 0 | 0 | 0 | 0 | 0 | 0 | 0 | 0 | 0 | 0 | 0 | 0 | 0 | 0 | 0 | 0 | 0 | 0 | 0 |  | 0 | 0 | 0 |  | #VALUE! | #VALUE! | #VALUE! | #VALUE! |  |  | #VALUE! | #VALUE! | 0 | 0 | 0.20123 | 0.20123 | #VALUE! | #VALUE! | #VALUE! | #VALUE! | 0 | 0 | 0.20123 | 0.20123 | #VALUE! | #VALUE! | #VALUE! | #VALUE! | 0 | 0 | 0.20123 | 0.20123 | #VALUE! | #VALUE! |  |  |  | #VALUE! | #VALUE! | #VALUE! | #VALUE! | #VALUE! | #VALUE! | #VALUE!
Saturday | 4 | 30 | 10 | 2866 | 0 | 0 | 0 | 0 | 0 | 0 | 0 | 0 | 0 | 0 | 0 | 0 | 0 | 0 | 0 | 0 | 0 | 0 | 0 | 0 | 0 | 0 | 0 | 0 | 0.0059986 | 0 | 0 | 0 | 0 | 0 | 0 | 0 | 0 | 0 | 0 | 0 | 0 | 0 | 0 | 0 |  | 0 | 0 | 0 |  | #VALUE! | #VALUE! | #VALUE! | #VALUE! |  |  | #VALUE! | #VALUE! | 0 | 0 | 0.20123 | 0.20123 | #VALUE! | #VALUE! | #VALUE! | #VALUE! | 0 | 0 | 0.20123 | 0.20123 | #VALUE! | #VALUE! | #VALUE! | #VALUE! | 0 | 0 | 0.20123 | 0.20123 | #VALUE! | #VALUE! |  |  |  | #VALUE! | #VALUE! | #VALUE! | #VALUE! | #VALUE! | #VALUE! | #VALUE!
Saturday | 4 | 30 | 11 | 2867 | 0 | 0 | 0 | 0 | 0 | 0 | 0 | 0 | 0 | 0 | 0 | 0 | 0 | 0 | 0 | 0 | 0 | 0 | 0 | 0 | 0 | 0 | 0 | 0 | 0 | 0 | 0 | 0 | 0 | 0 | 0 | 0 | 0 | 0 | 0 | 0 | 0 | 0 | 0 | 0 |  | 0 | 0 | 0 |  | #VALUE! | #VALUE! | #VALUE! | #VALUE! |  |  | #VALUE! | #VALUE! | 0 | 0 | 0.20123 | 0.20123 | #VALUE! | #VALUE! | #VALUE! | #VALUE! | 0 | 0 | 0.20123 | 0.20123 | #VALUE! | #VALUE! | #VALUE! | #VALUE! | 0 | 0 | 0.20123 | 0.20123 | #VALUE! | #VALUE! |  |  |  | #VALUE! | #VALUE! | #VALUE! | #VALUE! | #VALUE! | #VALUE! | #VALUE!
Saturday | 4 | 30 | 12 | 2868 | 0 | 0 | 0 | 0 | 0 | 0 | 0 | 0 | 0 | 0 | 0 | 0 | 0 | 0 | 0 | 0 | 0 | 0 | 0 | 0 | 0 | 0 | 0 | 0 | 0 | 0 | 0 | 0.00031724 | 0 | 0 | 0 | 0 | 0 | 0 | 0 | 0 | 0 | 0 | 0 | 0 |  | 0 | 0 | 0 |  | #VALUE! | #VALUE! | #VALUE! | #VALUE! |  |  | #VALUE! | #VALUE! | 0 | 0 | 0.20123 | 0.20123 | #VALUE! | #VALUE! | #VALUE! | #VALUE! | 0 | 0 | 0.20123 | 0.20123 | #VALUE! | #VALUE! | #VALUE! | #VALUE! | 0 | 0 | 0.20123 | 0.20123 | #VALUE! | #VALUE! |  |  |  | #VALUE! | #VALUE! | #VALUE! | #VALUE! | #VALUE! | #VALUE! | #VALUE!
Saturday | 4 | 30 | 13 | 2869 | 0 | 0 | 0 | 0 | 0 | 0 | 0 | 0 | 0 | 0 | 0 | 0 | 0 | 0 | 0 | 0 | 0 | 0 | 0 | 0 | 0 | 0 | 0 | 0 | 0 | 0 | 0 | 0.00031724 | 0 | 0 | 0 | 0 | 0 | 0 | 0 | 0 | 0 | 0 | 0 | 0 |  | 0 | 0 | 0 |  | #VALUE! | #VALUE! | #VALUE! | #VALUE! |  |  | #VALUE! | #VALUE! | 0 | 0 | 0.20123 | 0.20123 | #VALUE! | #VALUE! | #VALUE! | #VALUE! | 0 | 0 | 0.20123 | 0.20123 | #VALUE! | #VALUE! | #VALUE! | #VALUE! | 0 | 0 | 0.20123 | 0.20123 | #VALUE! | #VALUE! |  |  |  | #VALUE! | #VALUE! | #VALUE! | #VALUE! | #VALUE! | #VALUE! | #VALUE!
Saturday | 4 | 30 | 14 | 2870 | 0 | 0 | 0 | 0 | 0 | 0 | 0 | 0 | 0 | 0 | 0 | 0 | 0 | 0 | 0 | 0 | 0 | 0 | 0 | 0 | 0 | 0 | 0 | 0 | 0 | 0 | 0 | 0 | 0 | 0 | 0 | 0 | 0 | 0 | 0 | 0 | 0 | 0 | 0 | 0 |  | 0 | 0 | 0 |  | #VALUE! | #VALUE! | #VALUE! | #VALUE! |  |  | #VALUE! | #VALUE! | 0 | 0 | 0.20123 | 0.20123 | #VALUE! | #VALUE! | #VALUE! | #VALUE! | 0 | 0 | 0.20123 | 0.20123 | #VALUE! | #VALUE! | #VALUE! | #VALUE! | 0 | 0 | 0.20123 | 0.20123 | #VALUE! | #VALUE! |  |  |  | #VALUE! | #VALUE! | #VALUE! | #VALUE! | #VALUE! | #VALUE! | #VALUE!
Saturday | 4 | 30 | 15 | 2871 | 0 | 0 | 0 | 0 | 0 | 0 | 0 | 0 | 0 | 0 | 0 | 0 | 0 | 0 | 0 | 0 | 0 | 0 | 0 | 0 | 0 | 0 | 0 | 0 | 0 | 0 | 0 | 0 | 0 | 0 | 0 | 0 | 0 | 0 | 0 | 0 | 0 | 0 | 0 | 0 |  | 0 | 0 | 0 |  | #VALUE! | #VALUE! | #VALUE! | #VALUE! |  |  | #VALUE! | #VALUE! | 0 | 0 | 0.20123 | 0.20123 | #VALUE! | #VALUE! | #VALUE! | #VALUE! | 0 | 0 | 0.20123 | 0.20123 | #VALUE! | #VALUE! | #VALUE! | #VALUE! | 0 | 0 | 0.20123 | 0.20123 | #VALUE! | #VALUE! |  |  |  | #VALUE! | #VALUE! | #VALUE! | #VALUE! | #VALUE! | #VALUE! | #VALUE!
Saturday | 4 | 30 | 16 | 2872 | 0 | 0 | 0 | 0 | 0 | 0 | 0 | 0 | 0 | 0 | 0 | 0 | 0 | 0 | 0 | 0 | 0 | 0 | 0 | 0 | 0 | 0 | 0 | 0 | 0.0027874 | 0 | 0 | 0 | 0 | 0 | 0 | 0 | 0 | 0 | 0 | 0 | 0 | 0 | 0 | 0 |  | 0 | 0 | 0 |  | #VALUE! | #VALUE! | #VALUE! | #VALUE! |  |  | #VALUE! | #VALUE! | 0 | 0 | 0.20123 | 0.20123 | #VALUE! | #VALUE! | #VALUE! | #VALUE! | 0 | 0 | 0.20123 | 0.20123 | #VALUE! | #VALUE! | #VALUE! | #VALUE! | 0 | 0 | 0.20123 | 0.20123 | #VALUE! | #VALUE! |  |  |  | #VALUE! | #VALUE! | #VALUE! | #VALUE! | #VALUE! | #VALUE! | #VALUE!
Saturday | 4 | 30 | 17 | 2873 | 0 | 0 | 0 | 0 | 0 | 0 | 0 | 0 | 0 | 0 | 0 | 0 | 0 | 0 | 0 | 0 | 0 | 0 | 0 | 0 | 0 | 0 | 0 | 0 | 0 | 0 | 0 | 0 | 0 | 0 | 0 | 0 | 0 | 0 | 0 | 0 | 0 | 0 | 0 | 0 |  | 0 | 0 | 0 |  | #VALUE! | #VALUE! | #VALUE! | #VALUE! |  |  | #VALUE! | #VALUE! | 0 | 0 | 0.20123 | 0.20123 | #VALUE! | #VALUE! | #VALUE! | #VALUE! | 0 | 0 | 0.20123 | 0.20123 | #VALUE! | #VALUE! | #VALUE! | #VALUE! | 0 | 0 | 0.20123 | 0.20123 | #VALUE! | #VALUE! |  |  |  | #VALUE! | #VALUE! | #VALUE! | #VALUE! | #VALUE! | #VALUE! | #VALUE!
Saturday | 4 | 30 | 18 | 2874 | 0 | 0 | 0 | 0 | 0 | 0 | 0 | 0 | 0 | 0 | 0 | 0 | 0 | 0 | 0 | 0 | 0 | 0 | 0 | 0 | 0 | 0 | 0 | 0 | 0 | 0 | 0 | 0 | 0 | 0 | 0 | 0 | 0 | 0 | 0 | 0 | 0 | 0 | 0 | 0 |  | 0 | 0 | 0 |  | #VALUE! | #VALUE! | #VALUE! | #VALUE! |  |  | #VALUE! | #VALUE! | 0 | 0 | 0.20123 | 0.20123 | #VALUE! | #VALUE! | #VALUE! | #VALUE! | 0 | 0 | 0.20123 | 0.20123 | #VALUE! | #VALUE! | #VALUE! | #VALUE! | 0 | 0 | 0.20123 | 0.20123 | #VALUE! | #VALUE! |  |  |  | #VALUE! | #VALUE! | #VALUE! | #VALUE! | #VALUE! | #VALUE! | #VALUE!
Saturday | 4 | 30 | 19 | 2875 | 0 | 0 | 0 | 0 | 0 | 0 | 0 | 0 | 0 | 0 | 0 | 0 | 0 | 0 | 0 | 0 | 0 | 0 | 0 | 0 | 0 | 0 | 0 | 0 | 0 | 0 | 0 | 0 | 0 | 0 | 0 | 0 | 0 | 0 | 0 | 0 | 0 | 0 | 0 | 0 |  | 0 | 0 | 0 |  | #VALUE! | #VALUE! | #VALUE! | #VALUE! |  |  | #VALUE! | #VALUE! | 0 | 0 | 0.20123 | 0.20123 | #VALUE! | #VALUE! | #VALUE! | #VALUE! | 0 | 0 | 0.20123 | 0.20123 | #VALUE! | #VALUE! | #VALUE! | #VALUE! | 0 | 0 | 0.20123 | 0.20123 | #VALUE! | #VALUE! |  |  |  | #VALUE! | #VALUE! | #VALUE! | #VALUE! | #VALUE! | #VALUE! | #VALUE!
Saturday | 4 | 30 | 20 | 2876 | 0 | 0 | 0 | 0 | 0 | 0 | 0 | 0 | 0 | 0 | 0 | 0 | 0 | 0 | 0 | 0 | 0 | 0 | 0 | 0 | 0 | 0 | 0 | 0 | 0 | 0 | 0 | 0 | 0 | 0 | 0 | 0 | 0 | 0 | 0 | 0 | 0 | 0 | 0 | 0 |  | 0 | 0 | 0 |  | #VALUE! | #VALUE! | #VALUE! | #VALUE! |  |  | #VALUE! | #VALUE! | 0 | 0 | 0.20123 | 0.20123 | #VALUE! | #VALUE! | #VALUE! | #VALUE! | 0 | 0 | 0.20123 | 0.20123 | #VALUE! | #VALUE! | #VALUE! | #VALUE! | 0 | 0 | 0.20123 | 0.20123 | #VALUE! | #VALUE! |  |  |  | #VALUE! | #VALUE! | #VALUE! | #VALUE! | #VALUE! | #VALUE! | #VALUE!
Saturday | 4 | 30 | 21 | 2877 | 0 | 0 | 0 | 0 | 0 | 0 | 0 | 0 | 0 | 0 | 0 | 0 | 0 | 0 | 0 | 0 | 0 | 0 | 0 | 0 | 0 | 0 | 0 | 0 | 0 | 0 | 0 | 0 | 0 | 0 | 0 | 0 | 0 | 0 | 0 | 0 | 0 | 0 | 0 | 0 |  | 0 | 0 | 0 |  | #VALUE! | #VALUE! | #VALUE! | #VALUE! |  |  | #VALUE! | #VALUE! | 0 | 0 | 0.20123 | 0.20123 | #VALUE! | #VALUE! | #VALUE! | #VALUE! | 0 | 0 | 0.20123 | 0.20123 | #VALUE! | #VALUE! | #VALUE! | #VALUE! | 0 | 0 | 0.20123 | 0.20123 | #VALUE! | #VALUE! |  |  |  | #VALUE! | #VALUE! | #VALUE! | #VALUE! | #VALUE! | #VALUE! | #VALUE!
Saturday | 4 | 30 | 22 | 2878 | 0 | 0 | 0 | 0 | 0 | 0 | 0 | 0 | 0 | 0 | 0 | 0 | 0 | 0 | 0 | 0 | 0 | 0 | 0 | 0 | 0 | 0 | 0 | 0 | 0 | 0 | 0 | 0 | 0 | 0 | 0 | 0 | 0 | 0 | 0 | 0 | 0 | 0 | 0 | 0 |  | 0 | 0 | 0 |  | #VALUE! | #VALUE! | #VALUE! | #VALUE! |  |  | #VALUE! | #VALUE! | 0 | 0 | 0.20123 | 0.20123 | #VALUE! | #VALUE! | #VALUE! | #VALUE! | 0 | 0 | 0.20123 | 0.20123 | #VALUE! | #VALUE! | #VALUE! | #VALUE! | 0 | 0 | 0.20123 | 0.20123 | #VALUE! | #VALUE! |  |  |  | #VALUE! | #VALUE! | #VALUE! | #VALUE! | #VALUE! | #VALUE! | #VALUE!
Saturday | 4 | 30 | 23 | 2879 | 0 | 0 | 0 | 0 | 0 | 0 | 0 | 0 | 0 | 0 | 0 | 0 | 0 | 0 | 0 | 0 | 0 | 0 | 0 | 0 | 0 | 0 | 0 | 0 | 0 | 0 | 0 | 0 | 0 | 0 | 0 | 0 | 0 | 0 | 0 | 0 | 0 | 0 | 0 | 0 |  | 0 | 0 | 0 |  | #VALUE! | #VALUE! | #VALUE! | #VALUE! |  |  | #VALUE! | #VALUE! | 0 | 0 | 0.20123 | 0.20123 | #VALUE! | #VALUE! | #VALUE! | #VALUE! | 0 | 0 | 0.20123 | 0.20123 | #VALUE! | #VALUE! | #VALUE! | #VALUE! | 0 | 0 | 0.20123 | 0.20123 | #VALUE! | #VALUE! |  |  |  | #VALUE! | #VALUE! | #VALUE! | #VALUE! | #VALUE! | #VALUE! | #VALUE!
Saturday | 4 | 30 | 24 | 2880 | 0 | 0 | 0 | 0 | 0 | 0 | 0 | 0 | 0 | 0 | 0 | 0 | 0 | 0 | 0 | 0 | 0 | 0 | 0 | 0 | 0 | 0 | 0 | 0 | 0 | 0 | 0 | 0 | 0 | 0 | 0 | 0 | 0 | 0 | 0 | 0 | 0 | 0 | 0 | 0 |  | 0 | 0 | 0 |  | #VALUE! | #VALUE! | #VALUE! | #VALUE! |  |  | #VALUE! | #VALUE! | 0 | 0 | 0.20123 | 0.20123 | #VALUE! | #VALUE! | #VALUE! | #VALUE! | 0 | 0 | 0.20123 | 0.20123 | #VALUE! | #VALUE! | #VALUE! | #VALUE! | 0 | 0 | 0.20123 | 0.20123 | #VALUE! | #VALUE! |  |  |  | #VALUE! | #VALUE! | #VALUE! | #VALUE! | #VALUE! | #VALUE! | #VALUE!
Sunday | 5 | 1 | 1 | 2881 | 0 | 0 | 0 | 0 | 0 | 0 | 0 | 0 | 0 | 0 | 0 | 0 | 0 | 0 | 0 | 0 | 0 | 0 | 0 | 0 | 0 | 0 | 0 | 0 | 0 | 0 | 0 | 0 | 0 | 0 | 0 | 0 | 0 | 0 | 0 | 0 | 0 | 0 | 0 | 0 |  | 0 | 0 | 0 |  | #VALUE! | #VALUE! | #VALUE! | #VALUE! |  |  | #VALUE! | #VALUE! | 0 | 0 | 0.20123 | 0.20123 | #VALUE! | #VALUE! | #VALUE! | #VALUE! | 0 | 0 | 0.20123 | 0.20123 | #VALUE! | #VALUE! | #VALUE! | #VALUE! | 0 | 0 | 0.20123 | 0.20123 | #VALUE! | #VALUE! |  |  |  | #VALUE! | #VALUE! | #VALUE! | #VALUE! | #VALUE! | #VALUE! | #VALUE!
Sunday | 5 | 1 | 2 | 2882 | 0 | 0 | 0 | 0 | 0 | 0 | 0 | 0 | 0 | 0 | 0 | 0 | 0 | 0 | 0 | 0 | 0 | 0 | 0 | 0 | 0 | 0 | 0 | 0 | 0 | 0 | 0 | 0 | 0 | 0 | 0 | 0 | 0 | 0 | 0 | 0 | 0 | 0 | 0 | 0 |  | 0 | 0 | 0 |  | #VALUE! | #VALUE! | #VALUE! | #VALUE! |  |  | #VALUE! | #VALUE! | 0 | 0 | 0.20123 | 0.20123 | #VALUE! | #VALUE! | #VALUE! | #VALUE! | 0 | 0 | 0.20123 | 0.20123 | #VALUE! | #VALUE! | #VALUE! | #VALUE! | 0 | 0 | 0.20123 | 0.20123 | #VALUE! | #VALUE! |  |  |  | #VALUE! | #VALUE! | #VALUE! | #VALUE! | #VALUE! | #VALUE! | #VALUE!
Sunday | 5 | 1 | 3 | 2883 | 0 | 0 | 0 | 0 | 0 | 0 | 0 | 0 | 0 | 0 | 0 | 0 | 0 | 0 | 0 | 0 | 0 | 0 | 0 | 0 | 0 | 0 | 0 | 0 | 0 | 0 | 0 | 0 | 0 | 0 | 0 | 0 | 0 | 0 | 0 | 0 | 0 | 0 | 0 | 0 |  | 0 | 0 | 0 |  | #VALUE! | #VALUE! | #VALUE! | #VALUE! |  |  | #VALUE! | #VALUE! | 0 | 0 | 0.20123 | 0.20123 | #VALUE! | #VALUE! | #VALUE! | #VALUE! | 0 | 0 | 0.20123 | 0.20123 | #VALUE! | #VALUE! | #VALUE! | #VALUE! | 0 | 0 | 0.20123 | 0.20123 | #VALUE! | #VALUE! |  |  |  | #VALUE! | #VALUE! | #VALUE! | #VALUE! | #VALUE! | #VALUE! | #VALUE!
Sunday | 5 | 1 | 4 | 2884 | 0 | 0 | 0 | 0 | 0 | 0 | 0 | 0 | 0 | 0 | 0 | 0 | 0 | 0 | 0 | 0 | 0 | 0 | 0 | 0 | 0 | 0 | 0 | 0 | 0.0016354 | 0 | 0 | 0 | 0 | 0 | 0 | 0 | 0 | 0 | 0 | 0 | 0 | 0 | 0 | 0 |  | 0 | 0 | 0 |  | #VALUE! | #VALUE! | #VALUE! | #VALUE! |  |  | #VALUE! | #VALUE! | 0 | 0 | 0.20123 | 0.20123 | #VALUE! | #VALUE! | #VALUE! | #VALUE! | 0 | 0 | 0.20123 | 0.20123 | #VALUE! | #VALUE! | #VALUE! | #VALUE! | 0 | 0 | 0.20123 | 0.20123 | #VALUE! | #VALUE! |  |  |  | #VALUE! | #VALUE! | #VALUE! | #VALUE! | #VALUE! | #VALUE! | #VALUE!
Sunday | 5 | 1 | 5 | 2885 | 0 | 0 | 0 | 0 | 0 | 0 | 0 | 0 | 0 | 0 | 0 | 0 | 0 | 0 | 0 | 0 | 0 | 0 | 0 | 0 | 0 | 0 | 0 | 0 | 0 | 0 | 0 | 0 | 0 | 0 | 0 | 0 | 0 | 0 | 0 | 0 | 0 | 0 | 0 | 0 |  | 0 | 0 | 0 |  | #VALUE! | #VALUE! | #VALUE! | #VALUE! |  |  | #VALUE! | #VALUE! | 0 | 0 | 0.20123 | 0.20123 | #VALUE! | #VALUE! | #VALUE! | #VALUE! | 0 | 0 | 0.20123 | 0.20123 | #VALUE! | #VALUE! | #VALUE! | #VALUE! | 0 | 0 | 0.20123 | 0.20123 | #VALUE! | #VALUE! |  |  |  | #VALUE! | #VALUE! | #VALUE! | #VALUE! | #VALUE! | #VALUE! | #VALUE!
Sunday | 5 | 1 | 6 | 2886 | 0 | 0 | 0 | 0 | 0 | 0 | 0 | 0 | 0 | 0 | 0 | 0 | 0 | 0 | 0 | 0 | 0 | 0 | 0 | 0 | 0 | 0 | 0 | 0 | 0 | 0 | 0 | 0 | 0 | 0 | 0 | 0 | 0 | 0 | 0 | 0 | 0 | 0 | 0 | 0 |  | 0 | 0 | 0 |  | #VALUE! | #VALUE! | #VALUE! | #VALUE! |  |  | #VALUE! | #VALUE! | 0 | 0 | 0.20123 | 0.20123 | #VALUE! | #VALUE! | #VALUE! | #VALUE! | 0 | 0 | 0.20123 | 0.20123 | #VALUE! | #VALUE! | #VALUE! | #VALUE! | 0 | 0 | 0.20123 | 0.20123 | #VALUE! | #VALUE! |  |  |  | #VALUE! | #VALUE! | #VALUE! | #VALUE! | #VALUE! | #VALUE! | #VALUE!
Sunday | 5 | 1 | 7 | 2887 | 0 | 0 | 0 | 0 | 0 | 0 | 0 | 0 | 0 | 0 | 0 | 0 | 0 | 0 | 0 | 0 | 0 | 0 | 0 | 0 | 0 | 0 | 0 | 0 | 0 | 0 | 0 | 0 | 0 | 0 | 0 | 0 | 0 | 0 | 0 | 0 | 0 | 0 | 0 | 0 |  | 0 | 0 | 0 |  | #VALUE! | #VALUE! | #VALUE! | #VALUE! |  |  | #VALUE! | #VALUE! | 0 | 0 | 0.20123 | 0.20123 | #VALUE! | #VALUE! | #VALUE! | #VALUE! | 0 | 0 | 0.20123 | 0.20123 | #VALUE! | #VALUE! | #VALUE! | #VALUE! | 0 | 0 | 0.20123 | 0.20123 | #VALUE! | #VALUE! |  |  |  | #VALUE! | #VALUE! | #VALUE! | #VALUE! | #VALUE! | #VALUE! | #VALUE!
Sunday | 5 | 1 | 8 | 2888 | 0 | 0 | 0 | 0 | 0 | 0 | 0 | 0 | 0 | 0 | 0 | 0 | 0 | 0 | 0 | 0 | 0 | 0 | 0 | 0 | 0 | 0 | 0 | 0 | 0 | 0 | 0 | 0 | 0 | 0 | 0 | 0 | 0 | 0 | 0 | 0 | 0 | 0 | 0 | 0 |  | 0 | 0 | 0 |  | #VALUE! | #VALUE! | #VALUE! | #VALUE! |  |  | #VALUE! | #VALUE! | 0 | 0 | 0.20123 | 0.20123 | #VALUE! | #VALUE! | #VALUE! | #VALUE! | 0 | 0 | 0.20123 | 0.20123 | #VALUE! | #VALUE! | #VALUE! | #VALUE! | 0 | 0 | 0.20123 | 0.20123 | #VALUE! | #VALUE! |  |  |  | #VALUE! | #VALUE! | #VALUE! | #VALUE! | #VALUE! | #VALUE! | #VALUE!
Sunday | 5 | 1 | 9 | 2889 | 0 | 0 | 0 | 0 | 0 | 0 | 0 | 0 | 0 | 0 | 0 | 0 | 0 | 0 | 0 | 0 | 0 | 0 | 0 | 0 | 0 | 0 | 0 | 0 | 0 | 0 | 0 | 0 | 0 | 0 | 0 | 0 | 0 | 0 | 0 | 0 | 0 | 0 | 0 | 0 |  | 0 | 0 | 0 |  | #VALUE! | #VALUE! | #VALUE! | #VALUE! |  |  | #VALUE! | #VALUE! | 0 | 0 | 0.20123 | 0.20123 | #VALUE! | #VALUE! | #VALUE! | #VALUE! | 0 | 0 | 0.20123 | 0.20123 | #VALUE! | #VALUE! | #VALUE! | #VALUE! | 0 | 0 | 0.20123 | 0.20123 | #VALUE! | #VALUE! |  |  |  | #VALUE! | #VALUE! | #VALUE! | #VALUE! | #VALUE! | #VALUE! | #VALUE!
Sunday | 5 | 1 | 10 | 2890 | 0 | 0 | 0 | 0 | 0 | 0 | 0 | 0 | 0 | 0 | 0 | 0 | 0 | 0 | 0 | 0 | 0 | 0 | 0 | 0 | 0 | 0 | 0 | 0 | 0 | 0 | 0 | 0 | 0 | 0 | 0 | 0 | 0 | 0 | 0 | 0 | 0 | 0 | 0 | 0 |  | 0 | 0 | 0 |  | #VALUE! | #VALUE! | #VALUE! | #VALUE! |  |  | #VALUE! | #VALUE! | 0 | 0 | 0.20123 | 0.20123 | #VALUE! | #VALUE! | #VALUE! | #VALUE! | 0 | 0 | 0.20123 | 0.20123 | #VALUE! | #VALUE! | #VALUE! | #VALUE! | 0 | 0 | 0.20123 | 0.20123 | #VALUE! | #VALUE! |  |  |  | #VALUE! | #VALUE! | #VALUE! | #VALUE! | #VALUE! | #VALUE! | #VALUE!
Sunday | 5 | 1 | 11 | 2891 | 0 | 0 | 0 | 0 | 0 | 0 | 0 | 0 | 0 | 0 | 0 | 0 | 0 | 0 | 0 | 0 | 0 | 0 | 0 | 0 | 0 | 0 | 0 | 0 | 0 | 0 | 0 | 0 | 0 | 0 | 0 | 0 | 0 | 0 | 0 | 0 | 0 | 0 | 0 | 0 |  | 0 | 0 | 0 |  | #VALUE! | #VALUE! | #VALUE! | #VALUE! |  |  | #VALUE! | #VALUE! | 0 | 0 | 0.20123 | 0.20123 | #VALUE! | #VALUE! | #VALUE! | #VALUE! | 0 | 0 | 0.20123 | 0.20123 | #VALUE! | #VALUE! | #VALUE! | #VALUE! | 0 | 0 | 0.20123 | 0.20123 | #VALUE! | #VALUE! |  |  |  | #VALUE! | #VALUE! | #VALUE! | #VALUE! | #VALUE! | #VALUE! | #VALUE!
Sunday | 5 | 1 | 12 | 2892 | 0 | 0 | 0 | 0 | 0 | 0 | 0 | 0 | 0 | 0 | 0 | 0 | 0 | 0 | 0 | 0 | 0 | 0 | 0 | 0 | 0 | 0 | 0 | 0 | 0 | 0 | 0 | 0 | 0 | 0 | 0 | 0 | 0 | 0 | 0 | 0 | 0 | 0 | 0 | 0 |  | 0 | 0 | 0 |  | #VALUE! | #VALUE! | #VALUE! | #VALUE! |  |  | #VALUE! | #VALUE! | 0 | 0 | 0.20123 | 0.20123 | #VALUE! | #VALUE! | #VALUE! | #VALUE! | 0 | 0 | 0.20123 | 0.20123 | #VALUE! | #VALUE! | #VALUE! | #VALUE! | 0 | 0 | 0.20123 | 0.20123 | #VALUE! | #VALUE! |  |  |  | #VALUE! | #VALUE! | #VALUE! | #VALUE! | #VALUE! | #VALUE! | #VALUE!
Sunday | 5 | 1 | 13 | 2893 | 0 | 0 | 0 | 0 | 0 | 0 | 0 | 0 | 0 | 0 | 0 | 0 | 0 | 0 | 0 | 0 | 0 | 0 | 0 | 0 | 0 | 0 | 0 | 0 | 0 | 0 | 0 | 0 | 0 | 0 | 0 | 0 | 0 | 0 | 0 | 0 | 0 | 0 | 0 | 0 |  | 0 | 0 | 0 |  | #VALUE! | #VALUE! | #VALUE! | #VALUE! |  |  | #VALUE! | #VALUE! | 0 | 0 | 0.20123 | 0.20123 | #VALUE! | #VALUE! | #VALUE! | #VALUE! | 0 | 0 | 0.20123 | 0.20123 | #VALUE! | #VALUE! | #VALUE! | #VALUE! | 0 | 0 | 0.20123 | 0.20123 | #VALUE! | #VALUE! |  |  |  | #VALUE! | #VALUE! | #VALUE! | #VALUE! | #VALUE! | #VALUE! | #VALUE!
Sunday | 5 | 1 | 14 | 2894 | 0 | 0 | 0 | 0 | 0 | 0 | 0 | 0 | 0 | 0 | 0 | 0 | 0 | 0 | 0 | 0 | 0 | 0 | 0 | 0 | 0 | 0 | 0 | 0 | 0 | 0 | 0 | 0 | 0 | 0 | 0 | 0 | 0 | 0 | 0 | 0 | 0 | 0 | 0 | 0 |  | 0 | 0 | 0 |  | #VALUE! | #VALUE! | #VALUE! | #VALUE! |  |  | #VALUE! | #VALUE! | 0 | 0 | 0.20123 | 0.20123 | #VALUE! | #VALUE! | #VALUE! | #VALUE! | 0 | 0 | 0.20123 | 0.20123 | #VALUE! | #VALUE! | #VALUE! | #VALUE! | 0 | 0 | 0.20123 | 0.20123 | #VALUE! | #VALUE! |  |  |  | #VALUE! | #VALUE! | #VALUE! | #VALUE! | #VALUE! | #VALUE! | #VALUE!
Sunday | 5 | 1 | 15 | 2895 | 0 | 0 | 0 | 0 | 0 | 0 | 0 | 0 | 0 | 0 | 0 | 0 | 0 | 0 | 0 | 0 | 0 | 0 | 0 | 0 | 0 | 0 | 0 | 0 | 0 | 0 | 0 | 0 | 0 | 0 | 0 | 0 | 0 | 0 | 0 | 0 | 0 | 0 | 0 | 0 |  | 0 | 0 | 0 |  | #VALUE! | #VALUE! | #VALUE! | #VALUE! |  |  | #VALUE! | #VALUE! | 0 | 0 | 0.20123 | 0.20123 | #VALUE! | #VALUE! | #VALUE! | #VALUE! | 0 | 0 | 0.20123 | 0.20123 | #VALUE! | #VALUE! | #VALUE! | #VALUE! | 0 | 0 | 0.20123 | 0.20123 | #VALUE! | #VALUE! |  |  |  | #VALUE! | #VALUE! | #VALUE! | #VALUE! | #VALUE! | #VALUE! | #VALUE!
Sunday | 5 | 1 | 16 | 2896 | 0 | 0 | 0 | 0 | 0 | 0 | 0 | 0 | 0 | 0 | 0 | 0 | 0 | 0 | 0 | 0 | 0 | 0 | 0 | 0 | 0 | 0 | 0 | 0 | 0 | 0 | 0 | 0 | 0 | 0 | 0 | 0 | 0 | 0 | 0 | 0 | 0 | 0 | 0 | 0 |  | 0 | 0 | 0 |  | #VALUE! | #VALUE! | #VALUE! | #VALUE! |  |  | #VALUE! | #VALUE! | 0 | 0 | 0.20123 | 0.20123 | #VALUE! | #VALUE! | #VALUE! | #VALUE! | 0 | 0 | 0.20123 | 0.20123 | #VALUE! | #VALUE! | #VALUE! | #VALUE! | 0 | 0 | 0.20123 | 0.20123 | #VALUE! | #VALUE! |  |  |  | #VALUE! | #VALUE! | #VALUE! | #VALUE! | #VALUE! | #VALUE! | #VALUE!
Sunday | 5 | 1 | 17 | 2897 | 0 | 0 | 0 | 0 | 0 | 0 | 0 | 0 | 0 | 0 | 0 | 0 | 0 | 0 | 0 | 0 | 0 | 0 | 0 | 0 | 0 | 0 | 0 | 0 | 0 | 0 | 0 | 0 | 0 | 0 | 0 | 0 | 0 | 0 | 0 | 0 | 0 | 0 | 0 | 0 |  | 0 | 0 | 0 |  | #VALUE! | #VALUE! | #VALUE! | #VALUE! |  |  | #VALUE! | #VALUE! | 0 | 0 | 0.20123 | 0.20123 | #VALUE! | #VALUE! | #VALUE! | #VALUE! | 0 | 0 | 0.20123 | 0.20123 | #VALUE! | #VALUE! | #VALUE! | #VALUE! | 0 | 0 | 0.20123 | 0.20123 | #VALUE! | #VALUE! |  |  |  | #VALUE! | #VALUE! | #VALUE! | #VALUE! | #VALUE! | #VALUE! | #VALUE!
Sunday | 5 | 1 | 18 | 2898 | 0 | 0 | 0 | 0 | 0 | 0 | 0 | 0 | 0 | 0 | 0 | 0 | 0 | 0 | 0 | 0 | 0 | 0 | 0 | 0 | 0 | 0 | 0 | 0 | 0 | 0 | 0 | 0 | 0 | 0 | 0 | 0 | 0 | 0 | 0 | 0 | 0 | 0 | 0 | 0 |  | 0 | 0 | 0 |  | #VALUE! | #VALUE! | #VALUE! | #VALUE! |  |  | #VALUE! | #VALUE! | 0 | 0 | 0.20123 | 0.20123 | #VALUE! | #VALUE! | #VALUE! | #VALUE! | 0 | 0 | 0.20123 | 0.20123 | #VALUE! | #VALUE! | #VALUE! | #VALUE! | 0 | 0 | 0.20123 | 0.20123 | #VALUE! | #VALUE! |  |  |  | #VALUE! | #VALUE! | #VALUE! | #VALUE! | #VALUE! | #VALUE! | #VALUE!
Sunday | 5 | 1 | 19 | 2899 | 0 | 0 | 0 | 0 | 0 | 0 | 0 | 0 | 0 | 0 | 0 | 0 | 0 | 0 | 0 | 0 | 0 | 0 | 0 | 0 | 0 | 0 | 0 | 0 | 0 | 0 | 0 | 0 | 0 | 0 | 0 | 0 | 0 | 0 | 0 | 0 | 0 | 0 | 0 | 0 |  | 0 | 0 | 0 |  | #VALUE! | #VALUE! | #VALUE! | #VALUE! |  |  | #VALUE! | #VALUE! | 0 | 0 | 0.20123 | 0.20123 | #VALUE! | #VALUE! | #VALUE! | #VALUE! | 0 | 0 | 0.20123 | 0.20123 | #VALUE! | #VALUE! | #VALUE! | #VALUE! | 0 | 0 | 0.20123 | 0.20123 | #VALUE! | #VALUE! |  |  |  | #VALUE! | #VALUE! | #VALUE! | #VALUE! | #VALUE! | #VALUE! | #VALUE!
Sunday | 5 | 1 | 20 | 2900 | 0 | 0 | 0 | 0 | 0 | 0 | 0 | 0 | 0 | 0 | 0 | 0 | 0 | 0 | 0 | 0 | 0 | 0 | 0 | 0 | 0 | 0 | 0 | 0 | 0 | 0 | 0 | 0 | 0 | 0 | 0 | 0 | 0 | 0 | 0 | 0 | 0 | 0 | 0 | 0 |  | 0 | 0 | 0 |  | #VALUE! | #VALUE! | #VALUE! | #VALUE! |  |  | #VALUE! | #VALUE! | 0 | 0 | 0.20123 | 0.20123 | #VALUE! | #VALUE! | #VALUE! | #VALUE! | 0 | 0 | 0.20123 | 0.20123 | #VALUE! | #VALUE! | #VALUE! | #VALUE! | 0 | 0 | 0.20123 | 0.20123 | #VALUE! | #VALUE! |  |  |  | #VALUE! | #VALUE! | #VALUE! | #VALUE! | #VALUE! | #VALUE! | #VALUE!
Sunday | 5 | 1 | 21 | 2901 | 0 | 0 | 0 | 0 | 0 | 0 | 0 | 0 | 0 | 0 | 0 | 0 | 0 | 0 | 0 | 0 | 0 | 0 | 0 | 0 | 0 | 0 | 0 | 0 | 0 | 0 | 0 | 0 | 0 | 0 | 0 | 0 | 0 | 0 | 0 | 0 | 0 | 0 | 0 | 0 |  | 0 | 0 | 0 |  | #VALUE! | #VALUE! | #VALUE! | #VALUE! |  |  | #VALUE! | #VALUE! | 0 | 0 | 0.20123 | 0.20123 | #VALUE! | #VALUE! | #VALUE! | #VALUE! | 0 | 0 | 0.20123 | 0.20123 | #VALUE! | #VALUE! | #VALUE! | #VALUE! | 0 | 0 | 0.20123 | 0.20123 | #VALUE! | #VALUE! |  |  |  | #VALUE! | #VALUE! | #VALUE! | #VALUE! | #VALUE! | #VALUE! | #VALUE!
Sunday | 5 | 1 | 22 | 2902 | 0 | 0 | 0 | 0 | 0 | 0 | 0 | 0 | 0 | 0 | 0 | 0 | 0 | 0 | 0 | 0 | 0 | 0 | 0 | 0 | 0 | 0 | 0 | 0 | 0 | 0 | 0 | 0 | 0 | 0 | 0 | 0 | 0 | 0 | 0 | 0 | 0 | 0 | 0 | 0 |  | 0 | 0 | 0 |  | #VALUE! | #VALUE! | #VALUE! | #VALUE! |  |  | #VALUE! | #VALUE! | 0 | 0 | 0.20123 | 0.20123 | #VALUE! | #VALUE! | #VALUE! | #VALUE! | 0 | 0 | 0.20123 | 0.20123 | #VALUE! | #VALUE! | #VALUE! | #VALUE! | 0 | 0 | 0.20123 | 0.20123 | #VALUE! | #VALUE! |  |  |  | #VALUE! | #VALUE! | #VALUE! | #VALUE! | #VALUE! | #VALUE! | #VALUE!
Sunday | 5 | 1 | 23 | 2903 | 0 | 0 | 0 | 0 | 0 | 0 | 0 | 0 | 0 | 0 | 0 | 0 | 0 | 0 | 0 | 0 | 0 | 0 | 0 | 0 | 0 | 0 | 0 | 0 | 0 | 0 | 0 | 0 | 0 | 0 | 0 | 0 | 0 | 0 | 0 | 0 | 0 | 0 | 0 | 0 |  | 0 | 0 | 0 |  | #VALUE! | #VALUE! | #VALUE! | #VALUE! |  |  | #VALUE! | #VALUE! | 0 | 0 | 0.20123 | 0.20123 | #VALUE! | #VALUE! | #VALUE! | #VALUE! | 0 | 0 | 0.20123 | 0.20123 | #VALUE! | #VALUE! | #VALUE! | #VALUE! | 0 | 0 | 0.20123 | 0.20123 | #VALUE! | #VALUE! |  |  |  | #VALUE! | #VALUE! | #VALUE! | #VALUE! | #VALUE! | #VALUE! | #VALUE!
Sunday | 5 | 1 | 24 | 2904 | 0 | 0 | 0 | 0 | 0 | 0 | 0 | 0 | 0 | 0 | 0 | 0 | 0 | 0 | 0 | 0 | 0 | 0 | 0 | 0 | 0 | 0 | 0 | 0 | 0 | 0 | 0 | 0 | 0 | 0 | 0 | 0 | 0 | 0 | 0 | 0 | 0 | 0 | 0 | 0 |  | 0 | 0 | 0 |  | #VALUE! | #VALUE! | #VALUE! | #VALUE! |  |  | #VALUE! | #VALUE! | 0 | 0 | 0.20123 | 0.20123 | #VALUE! | #VALUE! | #VALUE! | #VALUE! | 0 | 0 | 0.20123 | 0.20123 | #VALUE! | #VALUE! | #VALUE! | #VALUE! | 0 | 0 | 0.20123 | 0.20123 | #VALUE! | #VALUE! |  |  |  | #VALUE! | #VALUE! | #VALUE! | #VALUE! | #VALUE! | #VALUE! | #VALUE!
Monday | 5 | 2 | 1 | 2905 | 0 | 0 | 0 | 0 | 0 | 0 | 0 | 0 | 0 | 0 | 0 | 0 | 0 | 0 | 0 | 0 | 0 | 0 | 0 | 0 | 0 | 0 | 0 | 0 | 0 | 0 | 0 | 0 | 0 | 0 | 0 | 0 | 0 | 0 | 0 | 0 | 0 | 0 | 0 | 0 |  | 0 | 0 | 0 |  | #VALUE! | #VALUE! | #VALUE! | #VALUE! |  |  | #VALUE! | #VALUE! | 0 | 0 | 0.20123 | 0.20123 | #VALUE! | #VALUE! | #VALUE! | #VALUE! | 0 | 0 | 0.20123 | 0.20123 | #VALUE! | #VALUE! | #VALUE! | #VALUE! | 0 | 0 | 0.20123 | 0.20123 | #VALUE! | #VALUE! |  |  |  | #VALUE! | #VALUE! | #VALUE! | #VALUE! | #VALUE! | #VALUE! | #VALUE!
Monday | 5 | 2 | 2 | 2906 | 0 | 0 | 0 | 0 | 0 | 0 | 0 | 0 | 0 | 0 | 0 | 0 | 0 | 0 | 0 | 0 | 0 | 0 | 0 | 0 | 0 | 0 | 0 | 0 | 0 | 0 | 0 | 0 | 0 | 0 | 0 | 0 | 0 | 0 | 0 | 0 | 0 | 0 | 0 | 0 |  | 0 | 0 | 0 |  | #VALUE! | #VALUE! | #VALUE! | #VALUE! |  |  | #VALUE! | #VALUE! | 0 | 0 | 0.20123 | 0.20123 | #VALUE! | #VALUE! | #VALUE! | #VALUE! | 0 | 0 | 0.20123 | 0.20123 | #VALUE! | #VALUE! | #VALUE! | #VALUE! | 0 | 0 | 0.20123 | 0.20123 | #VALUE! | #VALUE! |  |  |  | #VALUE! | #VALUE! | #VALUE! | #VALUE! | #VALUE! | #VALUE! | #VALUE!
Monday | 5 | 2 | 3 | 2907 | 0 | 0 | 0 | 0 | 0 | 0 | 0 | 0 | 0 | 0 | 0 | 0 | 0 | 0 | 0 | 0 | 0 | 0 | 0 | 0 | 0 | 0 | 0 | 0 | 0 | 0 | 0 | 0 | 0 | 0 | 0 | 0 | 0 | 0 | 0 | 0 | 0 | 0 | 0 | 0 |  | 0 | 0 | 0 |  | #VALUE! | #VALUE! | #VALUE! | #VALUE! |  |  | #VALUE! | #VALUE! | 0 | 0 | 0.20123 | 0.20123 | #VALUE! | #VALUE! | #VALUE! | #VALUE! | 0 | 0 | 0.20123 | 0.20123 | #VALUE! | #VALUE! | #VALUE! | #VALUE! | 0 | 0 | 0.20123 | 0.20123 | #VALUE! | #VALUE! |  |  |  | #VALUE! | #VALUE! | #VALUE! | #VALUE! | #VALUE! | #VALUE! | #VALUE!
Monday | 5 | 2 | 4 | 2908 | 0 | 0 | 0 | 0 | 0 | 0 | 0 | 0 | 0 | 0 | 0 | 0 | 0 | 0 | 0 | 0 | 0 | 0 | 0 | 0 | 0 | 0 | 0 | 0 | 0 | 0 | 0 | 0 | 0 | 0 | 0 | 0 | 0 | 0 | 0 | 0 | 0 | 0 | 0 | 0 |  | 0 | 0 | 0 |  | #VALUE! | #VALUE! | #VALUE! | #VALUE! |  |  | #VALUE! | #VALUE! | 0 | 0 | 0.20123 | 0.20123 | #VALUE! | #VALUE! | #VALUE! | #VALUE! | 0 | 0 | 0.20123 | 0.20123 | #VALUE! | #VALUE! | #VALUE! | #VALUE! | 0 | 0 | 0.20123 | 0.20123 | #VALUE! | #VALUE! |  |  |  | #VALUE! | #VALUE! | #VALUE! | #VALUE! | #VALUE! | #VALUE! | #VALUE!
Monday | 5 | 2 | 5 | 2909 | 0 | 0 | 0 | 0 | 0 | 0 | 0 | 0 | 0 | 0 | 0 | 0 | 0 | 0 | 0 | 0 | 0 | 0 | 0 | 0 | 0 | 0 | 0 | 0 | 0 | 0 | 0 | 0 | 0 | 0 | 0 | 0 | 0 | 0 | 0 | 0 | 0 | 0 | 0 | 0 |  | 0 | 0 | 0 |  | #VALUE! | #VALUE! | #VALUE! | #VALUE! |  |  | #VALUE! | #VALUE! | 0 | 0 | 0.20123 | 0.20123 | #VALUE! | #VALUE! | #VALUE! | #VALUE! | 0 | 0 | 0.20123 | 0.20123 | #VALUE! | #VALUE! | #VALUE! | #VALUE! | 0 | 0 | 0.20123 | 0.20123 | #VALUE! | #VALUE! |  |  |  | #VALUE! | #VALUE! | #VALUE! | #VALUE! | #VALUE! | #VALUE! | #VALUE!
Monday | 5 | 2 | 6 | 2910 | 0 | 0 | 0 | 0 | 0 | 0 | 0 | 0 | 0 | 0 | 0 | 0 | 0 | 0 | 0 | 0 | 0 | 0 | 0 | 0 | 0 | 0 | 0 | 0 | 0 | 0 | 0 | 0 | 0 | 0 | 0 | 0 | 0 | 0 | 0 | 0 | 0 | 0 | 0 | 0 |  | 0 | 0 | 0 |  | #VALUE! | #VALUE! | #VALUE! | #VALUE! |  |  | #VALUE! | #VALUE! | 0 | 0 | 0.20123 | 0.20123 | #VALUE! | #VALUE! | #VALUE! | #VALUE! | 0 | 0 | 0.20123 | 0.20123 | #VALUE! | #VALUE! | #VALUE! | #VALUE! | 0 | 0 | 0.20123 | 0.20123 | #VALUE! | #VALUE! |  |  |  | #VALUE! | #VALUE! | #VALUE! | #VALUE! | #VALUE! | #VALUE! | #VALUE!
Monday | 5 | 2 | 7 | 2911 | 0 | 0 | 0 | 0 | 0 | 0 | 0 | 0 | 0 | 0 | 0 | 0 | 0 | 0 | 0 | 0 | 0 | 0 | 0 | 0 | 0 | 0 | 0 | 0 | 0 | 0 | 0 | 0 | 0 | 0 | 0 | 0 | 0 | 0 | 0 | 0 | 0 | 0 | 0 | 0 |  | 0 | 0 | 0 |  | #VALUE! | #VALUE! | #VALUE! | #VALUE! |  |  | #VALUE! | #VALUE! | 0 | 0 | 0.20123 | 0.20123 | #VALUE! | #VALUE! | #VALUE! | #VALUE! | 0 | 0 | 0.20123 | 0.20123 | #VALUE! | #VALUE! | #VALUE! | #VALUE! | 0 | 0 | 0.20123 | 0.20123 | #VALUE! | #VALUE! |  |  |  | #VALUE! | #VALUE! | #VALUE! | #VALUE! | #VALUE! | #VALUE! | #VALUE!
Monday | 5 | 2 | 8 | 2912 | 0 | 0 | 0 | 0 | 0 | 0 | 0 | 0 | 0 | 0 | 0 | 0 | 0 | 0 | 0 | 0 | 0 | 0 | 0 | 0 | 0 | 0 | 0 | 0 | 0.0018572 | 0 | 0 | 0 | 0 | 0 | 0 | 0 | 0 | 0 | 0 | 0 | 0 | 0 | 0 | 0 |  | 0 | 0 | 0 |  | #VALUE! | #VALUE! | #VALUE! | #VALUE! |  |  | #VALUE! | #VALUE! | 0 | 0 | 0.20123 | 0.20123 | #VALUE! | #VALUE! | #VALUE! | #VALUE! | 0 | 0 | 0.20123 | 0.20123 | #VALUE! | #VALUE! | #VALUE! | #VALUE! | 0 | 0 | 0.20123 | 0.20123 | #VALUE! | #VALUE! |  |  |  | #VALUE! | #VALUE! | #VALUE! | #VALUE! | #VALUE! | #VALUE! | #VALUE!
Monday | 5 | 2 | 9 | 2913 | 0 | 0 | 0 | 0 | 0 | 0 | 0 | 0 | 0 | 0 | 0 | 0 | 0 | 0 | 0 | 0 | 0 | 0 | 0 | 0 | 0 | 0 | 0 | 0 | 0.0022616 | 0 | 0 | 0 | 0 | 0 | 0 | 0 | 0 | 0 | 0 | 0 | 0 | 0 | 0 | 0 |  | 0 | 0 | 0 |  | #VALUE! | #VALUE! | #VALUE! | #VALUE! |  |  | #VALUE! | #VALUE! | 0 | 0 | 0.20123 | 0.20123 | #VALUE! | #VALUE! | #VALUE! | #VALUE! | 0 | 0 | 0.20123 | 0.20123 | #VALUE! | #VALUE! | #VALUE! | #VALUE! | 0 | 0 | 0.20123 | 0.20123 | #VALUE! | #VALUE! |  |  |  | #VALUE! | #VALUE! | #VALUE! | #VALUE! | #VALUE! | #VALUE! | #VALUE!
Monday | 5 | 2 | 10 | 2914 | 0 | 0 | 0 | 0 | 0 | 0 | 0 | 0 | 0 | 0 | 0 | 0 | 0 | 0 | 0 | 0 | 0 | 0 | 0 | 0 | 0 | 0 | 0 | 0 | 0.0012263 | 0 | 0 | 0 | 0 | 0 | 0 | 0 | 0 | 0 | 0 | 0 | 0 | 0 | 0 | 0 |  | 0 | 0 | 0 |  | #VALUE! | #VALUE! | #VALUE! | #VALUE! |  |  | #VALUE! | #VALUE! | 0 | 0 | 0.20123 | 0.20123 | #VALUE! | #VALUE! | #VALUE! | #VALUE! | 0 | 0 | 0.20123 | 0.20123 | #VALUE! | #VALUE! | #VALUE! | #VALUE! | 0 | 0 | 0.20123 | 0.20123 | #VALUE! | #VALUE! |  |  |  | #VALUE! | #VALUE! | #VALUE! | #VALUE! | #VALUE! | #VALUE! | #VALUE!
Monday | 5 | 2 | 11 | 2915 | 0 | 0 | 0 | 0 | 0 | 0 | 0 | 0 | 0 | 0 | 0 | 0 | 0 | 0 | 0 | 0 | 0 | 0 | 0 | 0 | 0 | 0 | 0 | 0 | 0 | 0 | 0 | 0.003331 | 0 | 0 | 0 | 0 | 0 | 0 | 0 | 0 | 0 | 0 | 0 | 0 |  | 0 | 0 | 0 |  | #VALUE! | #VALUE! | #VALUE! | #VALUE! |  |  | #VALUE! | #VALUE! | 0 | 0 | 0.20123 | 0.20123 | #VALUE! | #VALUE! | #VALUE! | #VALUE! | 0 | 0 | 0.20123 | 0.20123 | #VALUE! | #VALUE! | #VALUE! | #VALUE! | 0 | 0 | 0.20123 | 0.20123 | #VALUE! | #VALUE! |  |  |  | #VALUE! | #VALUE! | #VALUE! | #VALUE! | #VALUE! | #VALUE! | #VALUE!
Monday | 5 | 2 | 12 | 2916 | 0 | 0 | 0 | 0 | 0 | 0 | 0 | 0 | 0 | 0 | 0 | 0 | 0 | 0 | 0 | 0 | 0 | 0 | 0 | 0 | 0 | 0 | 0 | 0 | 0 | 0 | 0 | 0.0092 | 0 | 0 | 0 | 0 | 0 | 0 | 0 | 0 | 0 | 0 | 0 | 0 |  | 0 | 0 | 0 |  | #VALUE! | #VALUE! | #VALUE! | #VALUE! |  |  | #VALUE! | #VALUE! | 0 | 0 | 0.20123 | 0.20123 | #VALUE! | #VALUE! | #VALUE! | #VALUE! | 0 | 0 | 0.20123 | 0.20123 | #VALUE! | #VALUE! | #VALUE! | #VALUE! | 0 | 0 | 0.20123 | 0.20123 | #VALUE! | #VALUE! |  |  |  | #VALUE! | #VALUE! | #VALUE! | #VALUE! | #VALUE! | #VALUE! | #VALUE!
Monday | 5 | 2 | 13 | 2917 | 0 | 0 | 0 | 0 | 0 | 0 | 0 | 0 | 0 | 0 | 0 | 0 | 0 | 0 | 0 | 0 | 0 | 0 | 0 | 0 | 0 | 0 | 0 | 0 | 0 | 0 | 0 | 0.019261 | 0.044 | 0 | 0 | 0 | 0 | 0 | 0 | 0 | 0 | 0 | 0 | 0 |  | 0 | 0 | 0 |  | #VALUE! | #VALUE! | #VALUE! | #VALUE! |  |  | #VALUE! | #VALUE! | 0 | 0 | 0.20123 | 0.20123 | #VALUE! | #VALUE! | #VALUE! | #VALUE! | 0 | 0 | 0.20123 | 0.20123 | #VALUE! | #VALUE! | #VALUE! | #VALUE! | 0 | 0 | 0.20123 | 0.20123 | #VALUE! | #VALUE! |  |  |  | #VALUE! | #VALUE! | #VALUE! | #VALUE! | #VALUE! | #VALUE! | #VALUE!
Monday | 5 | 2 | 14 | 2918 | 0 | 0 | 0 | 0 | 0 | 0 | 0 | 0 | 0 | 0 | 0 | 0 | 0 | 0 | 0 | 0 | 0 | 0 | 0 | 0 | 0 | 0 | 0 | 0 | 0 | 0 | 0.00015032 | 0.04215 | 0.115 | 0 | 0 | 0 | 0 | 0 | 0 | 0 | 0 | 0 | 0 | 0 |  | 0 | 0 | 0 |  | #VALUE! | #VALUE! | #VALUE! | #VALUE! |  |  | #VALUE! | #VALUE! | 0 | 0 | 0.20123 | 0.20123 | #VALUE! | #VALUE! | #VALUE! | #VALUE! | 0 | 0 | 0.20123 | 0.20123 | #VALUE! | #VALUE! | #VALUE! | #VALUE! | 0 | 0 | 0.20123 | 0.20123 | #VALUE! | #VALUE! |  |  |  | #VALUE! | #VALUE! | #VALUE! | #VALUE! | #VALUE! | #VALUE! | #VALUE!
Monday | 5 | 2 | 15 | 2919 | 0 | 0 | 0 | 0 | 0 | 0 | 0 | 0 | 0 | 0 | 0 | 0 | 0 | 0 | 0 | 0 | 0 | 0 | 0 | 0 | 0 | 0 | 0 | 0 | 0 | 0 | 0.00048566 | 0.059158 | 0.145 | 0 | 0 | 0 | 0 | 0 | 0 | 0 | 0 | 0 | 0 | 0 |  | 0 | 0 | 0 |  | #VALUE! | #VALUE! | #VALUE! | #VALUE! |  |  | #VALUE! | #VALUE! | 0 | 0 | 0.20123 | 0.20123 | #VALUE! | #VALUE! | #VALUE! | #VALUE! | 0 | 0 | 0.20123 | 0.20123 | #VALUE! | #VALUE! | #VALUE! | #VALUE! | 0 | 0 | 0.20123 | 0.20123 | #VALUE! | #VALUE! |  |  |  | #VALUE! | #VALUE! | #VALUE! | #VALUE! | #VALUE! | #VALUE! | #VALUE!
Monday | 5 | 2 | 16 | 2920 | 0 | 0 | 0 | 0 | 0 | 0 | 0 | 0 | 0 | 0 | 0 | 0 | 0 | 0 | 0 | 0 | 0 | 0 | 0 | 0 | 0 | 0 | 0 | 0.0010313 | 0 | 0 | 0.00084412 | 0.075463 | 0.17 | 0 | 0 | 0 | 0 | 0 | 0 | 0 | 0 | 0 | 0 | 0 |  | 0 | 0 | 0 |  | #VALUE! | #VALUE! | #VALUE! | #VALUE! |  |  | #VALUE! | #VALUE! | 0 | 0 | 0.20123 | 0.20123 | #VALUE! | #VALUE! | #VALUE! | #VALUE! | 0 | 0 | 0.20123 | 0.20123 | #VALUE! | #VALUE! | #VALUE! | #VALUE! | 0 | 0 | 0.20123 | 0.20123 | #VALUE! | #VALUE! |  |  |  | #VALUE! | #VALUE! | #VALUE! | #VALUE! | #VALUE! | #VALUE! | #VALUE!
Monday | 5 | 2 | 17 | 2921 | 0 | 0 | 0 | 0 | 0 | 0 | 0 | 0 | 0 | 0 | 0 | 0 | 0 | 0 | 0 | 0 | 0 | 0 | 0 | 0 | 0 | 0 | 0 | 0 | 0 | 0 | 0.00019658 | 0.055064 | 0.136 | 0 | 0 | 0 | 0 | 0 | 0 | 0 | 0 | 0 | 0 | 0 |  | 0 | 0 | 0 |  | #VALUE! | #VALUE! | #VALUE! | #VALUE! |  |  | #VALUE! | #VALUE! | 0 | 0 | 0.20123 | 0.20123 | #VALUE! | #VALUE! | #VALUE! | #VALUE! | 0 | 0 | 0.20123 | 0.20123 | #VALUE! | #VALUE! | #VALUE! | #VALUE! | 0 | 0 | 0.20123 | 0.20123 | #VALUE! | #VALUE! |  |  |  | #VALUE! | #VALUE! | #VALUE! | #VALUE! | #VALUE! | #VALUE! | #VALUE!
Monday | 5 | 2 | 18 | 2922 | 0 | 0 | 0 | 0 | 0 | 0 | 0 | 0 | 0 | 0 | 0 | 0 | 0 | 0 | 0 | 0 | 0 | 0 | 0 | 0 | 0 | 0 | 0 | 0 | 0 | 0 | 0 | 0.044795 | 0.117 | 0 | 0 | 0 | 0 | 0 | 0 | 0 | 0 | 0 | 0 | 0 |  | 0 | 0 | 0 |  | #VALUE! | #VALUE! | #VALUE! | #VALUE! |  |  | #VALUE! | #VALUE! | 0 | 0 | 0.20123 | 0.20123 | #VALUE! | #VALUE! | #VALUE! | #VALUE! | 0 | 0 | 0.20123 | 0.20123 | #VALUE! | #VALUE! | #VALUE! | #VALUE! | 0 | 0 | 0.20123 | 0.20123 | #VALUE! | #VALUE! |  |  |  | #VALUE! | #VALUE! | #VALUE! | #VALUE! | #VALUE! | #VALUE! | #VALUE!
Monday | 5 | 2 | 19 | 2923 | 0 | 0 | 0 | 0 | 0 | 0 | 0 | 0 | 0 | 0 | 0 | 0 | 0 | 0 | 0 | 0 | 0 | 0 | 0 | 0 | 0 | 0 | 0 | 0 | 0 | 0 | 0 | 0.024479 | 0.073 | 0 | 0 | 0 | 0 | 0 | 0 | 0 | 0 | 0 | 0 | 0 |  | 0 | 0 | 0 |  | #VALUE! | #VALUE! | #VALUE! | #VALUE! |  |  | #VALUE! | #VALUE! | 0 | 0 | 0.20123 | 0.20123 | #VALUE! | #VALUE! | #VALUE! | #VALUE! | 0 | 0 | 0.20123 | 0.20123 | #VALUE! | #VALUE! | #VALUE! | #VALUE! | 0 | 0 | 0.20123 | 0.20123 | #VALUE! | #VALUE! |  |  |  | #VALUE! | #VALUE! | #VALUE! | #VALUE! | #VALUE! | #VALUE! | #VALUE!
Monday | 5 | 2 | 20 | 2924 | 0 | 0 | 0 | 0 | 0 | 0 | 0 | 0 | 0 | 0 | 0 | 0 | 0 | 0 | 0 | 0 | 0 | 0 | 0 | 0 | 0 | 0 | 0 | 0 | 0 | 0 | 0 | 0 | 0 | 0 | 0 | 0 | 0 | 0 | 0 | 0 | 0 | 0 | 0 | 0 |  | 0 | 0 | 0 |  | #VALUE! | #VALUE! | #VALUE! | #VALUE! |  |  | #VALUE! | #VALUE! | 0 | 0 | 0.20123 | 0.20123 | #VALUE! | #VALUE! | #VALUE! | #VALUE! | 0 | 0 | 0.20123 | 0.20123 | #VALUE! | #VALUE! | #VALUE! | #VALUE! | 0 | 0 | 0.20123 | 0.20123 | #VALUE! | #VALUE! |  |  |  | #VALUE! | #VALUE! | #VALUE! | #VALUE! | #VALUE! | #VALUE! | #VALUE!
Monday | 5 | 2 | 21 | 2925 | 0 | 0 | 0 | 0 | 0 | 0 | 0 | 0 | 0 | 0 | 0 | 0 | 0 | 0 | 0 | 0 | 0 | 0 | 0 | 0 | 0 | 0 | 0 | 0 | 0.0013767 | 0 | 0 | 0 | 0 | 0 | 0 | 0 | 0 | 0 | 0 | 0 | 0 | 0 | 0 | 0 |  | 0 | 0 | 0 |  | #VALUE! | #VALUE! | #VALUE! | #VALUE! |  |  | #VALUE! | #VALUE! | 0 | 0 | 0.20123 | 0.20123 | #VALUE! | #VALUE! | #VALUE! | #VALUE! | 0 | 0 | 0.20123 | 0.20123 | #VALUE! | #VALUE! | #VALUE! | #VALUE! | 0 | 0 | 0.20123 | 0.20123 | #VALUE! | #VALUE! |  |  |  | #VALUE! | #VALUE! | #VALUE! | #VALUE! | #VALUE! | #VALUE! | #VALUE!
Monday | 5 | 2 | 22 | 2926 | 0 | 0 | 0 | 0 | 0 | 0 | 0 | 0 | 0 | 0 | 0 | 0 | 0 | 0 | 0 | 0 | 0 | 0 | 0 | 0 | 0 | 0 | 0 | 0 | 0 | 0 | 0 | 0 | 0 | 0 | 0 | 0 | 0 | 0 | 0 | 0 | 0 | 0 | 0 | 0 |  | 0 | 0 | 0 |  | #VALUE! | #VALUE! | #VALUE! | #VALUE! |  |  | #VALUE! | #VALUE! | 0 | 0 | 0.20123 | 0.20123 | #VALUE! | #VALUE! | #VALUE! | #VALUE! | 0 | 0 | 0.20123 | 0.20123 | #VALUE! | #VALUE! | #VALUE! | #VALUE! | 0 | 0 | 0.20123 | 0.20123 | #VALUE! | #VALUE! |  |  |  | #VALUE! | #VALUE! | #VALUE! | #VALUE! | #VALUE! | #VALUE! | #VALUE!
Monday | 5 | 2 | 23 | 2927 | 0 | 0 | 0 | 0 | 0 | 0 | 0 | 0 | 0 | 0 | 0 | 0 | 0 | 0 | 0 | 0 | 0 | 0 | 0 | 0 | 0 | 0 | 0 | 0 | 0 | 0 | 0 | 0 | 0 | 0 | 0 | 0 | 0 | 0 | 0 | 0 | 0 | 0 | 0 | 0 |  | 0 | 0 | 0 |  | #VALUE! | #VALUE! | #VALUE! | #VALUE! |  |  | #VALUE! | #VALUE! | 0 | 0 | 0.20123 | 0.20123 | #VALUE! | #VALUE! | #VALUE! | #VALUE! | 0 | 0 | 0.20123 | 0.20123 | #VALUE! | #VALUE! | #VALUE! | #VALUE! | 0 | 0 | 0.20123 | 0.20123 | #VALUE! | #VALUE! |  |  |  | #VALUE! | #VALUE! | #VALUE! | #VALUE! | #VALUE! | #VALUE! | #VALUE!
Monday | 5 | 2 | 24 | 2928 | 0 | 0 | 0 | 0 | 0 | 0 | 0 | 0 | 0 | 0 | 0 | 0 | 0 | 0 | 0 | 0 | 0 | 0 | 0 | 0 | 0 | 0 | 0 | 0 | 0 | 0 | 0 | 0 | 0 | 0 | 0 | 0 | 0 | 0 | 0 | 0 | 0 | 0 | 0 | 0 |  | 0 | 0 | 0 |  | #VALUE! | #VALUE! | #VALUE! | #VALUE! |  |  | #VALUE! | #VALUE! | 0 | 0 | 0.20123 | 0.20123 | #VALUE! | #VALUE! | #VALUE! | #VALUE! | 0 | 0 | 0.20123 | 0.20123 | #VALUE! | #VALUE! | #VALUE! | #VALUE! | 0 | 0 | 0.20123 | 0.20123 | #VALUE! | #VALUE! |  |  |  | #VALUE! | #VALUE! | #VALUE! | #VALUE! | #VALUE! | #VALUE! | #VALUE!
Tuesday | 5 | 3 | 1 | 2929 | 0 | 0 | 0 | 0 | 0 | 0 | 0 | 0 | 0 | 0 | 0 | 0 | 0 | 0 | 0 | 0 | 0 | 0 | 0 | 0 | 0 | 0 | 0 | 0 | 0 | 0 | 0 | 0 | 0 | 0 | 0 | 0 | 0 | 0 | 0 | 0 | 0 | 0 | 0 | 0 |  | 0 | 0 | 0 |  | #VALUE! | #VALUE! | #VALUE! | #VALUE! |  |  | #VALUE! | #VALUE! | 0 | 0 | 0.20123 | 0.20123 | #VALUE! | #VALUE! | #VALUE! | #VALUE! | 0 | 0 | 0.20123 | 0.20123 | #VALUE! | #VALUE! | #VALUE! | #VALUE! | 0 | 0 | 0.20123 | 0.20123 | #VALUE! | #VALUE! |  |  |  | #VALUE! | #VALUE! | #VALUE! | #VALUE! | #VALUE! | #VALUE! | #VALUE!
Tuesday | 5 | 3 | 2 | 2930 | 0 | 0 | 0 | 0 | 0 | 0 | 0 | 0 | 0 | 0 | 0 | 0 | 0 | 0 | 0 | 0 | 0 | 0 | 0 | 0 | 0 | 0 | 0 | 0 | 0 | 0 | 0 | 0 | 0 | 0 | 0 | 0 | 0 | 0 | 0 | 0 | 0 | 0 | 0 | 0 |  | 0 | 0 | 0 |  | #VALUE! | #VALUE! | #VALUE! | #VALUE! |  |  | #VALUE! | #VALUE! | 0 | 0 | 0.20123 | 0.20123 | #VALUE! | #VALUE! | #VALUE! | #VALUE! | 0 | 0 | 0.20123 | 0.20123 | #VALUE! | #VALUE! | #VALUE! | #VALUE! | 0 | 0 | 0.20123 | 0.20123 | #VALUE! | #VALUE! |  |  |  | #VALUE! | #VALUE! | #VALUE! | #VALUE! | #VALUE! | #VALUE! | #VALUE!
Tuesday | 5 | 3 | 3 | 2931 | 0 | 0 | 0 | 0 | 0 | 0 | 0 | 0 | 0 | 0 | 0 | 0 | 0 | 0 | 0 | 0 | 0 | 0 | 0 | 0 | 0 | 0 | 0 | 0 | 0 | 0 | 0 | 0 | 0 | 0 | 0 | 0 | 0 | 0 | 0 | 0 | 0 | 0 | 0 | 0 |  | 0 | 0 | 0 |  | #VALUE! | #VALUE! | #VALUE! | #VALUE! |  |  | #VALUE! | #VALUE! | 0 | 0 | 0.20123 | 0.20123 | #VALUE! | #VALUE! | #VALUE! | #VALUE! | 0 | 0 | 0.20123 | 0.20123 | #VALUE! | #VALUE! | #VALUE! | #VALUE! | 0 | 0 | 0.20123 | 0.20123 | #VALUE! | #VALUE! |  |  |  | #VALUE! | #VALUE! | #VALUE! | #VALUE! | #VALUE! | #VALUE! | #VALUE!
Tuesday | 5 | 3 | 4 | 2932 | 0 | 0 | 0 | 0 | 0 | 0 | 0 | 0 | 0 | 0 | 0 | 0 | 0 | 0 | 0 | 0 | 0 | 0 | 0 | 0 | 0 | 0 | 0 | 0 | 0 | 0 | 0 | 0 | 0 | 0 | 0 | 0 | 0 | 0 | 0 | 0 | 0 | 0 | 0 | 0 |  | 0 | 0 | 0 |  | #VALUE! | #VALUE! | #VALUE! | #VALUE! |  |  | #VALUE! | #VALUE! | 0 | 0 | 0.20123 | 0.20123 | #VALUE! | #VALUE! | #VALUE! | #VALUE! | 0 | 0 | 0.20123 | 0.20123 | #VALUE! | #VALUE! | #VALUE! | #VALUE! | 0 | 0 | 0.20123 | 0.20123 | #VALUE! | #VALUE! |  |  |  | #VALUE! | #VALUE! | #VALUE! | #VALUE! | #VALUE! | #VALUE! | #VALUE!
Tuesday | 5 | 3 | 5 | 2933 | 0 | 0 | 0 | 0 | 0 | 0 | 0 | 0 | 0 | 0 | 0 | 0 | 0 | 0 | 0 | 0 | 0 | 0 | 0 | 0 | 0 | 0 | 0 | 0 | 0 | 0 | 0 | 0 | 0 | 0 | 0 | 0 | 0 | 0 | 0 | 0 | 0 | 0 | 0 | 0 |  | 0 | 0 | 0 |  | #VALUE! | #VALUE! | #VALUE! | #VALUE! |  |  | #VALUE! | #VALUE! | 0 | 0 | 0.20123 | 0.20123 | #VALUE! | #VALUE! | #VALUE! | #VALUE! | 0 | 0 | 0.20123 | 0.20123 | #VALUE! | #VALUE! | #VALUE! | #VALUE! | 0 | 0 | 0.20123 | 0.20123 | #VALUE! | #VALUE! |  |  |  | #VALUE! | #VALUE! | #VALUE! | #VALUE! | #VALUE! | #VALUE! | #VALUE!
Tuesday | 5 | 3 | 6 | 2934 | 0 | 0 | 0 | 0 | 0 | 0 | 0 | 0 | 0 | 0 | 0 | 0 | 0 | 0 | 0 | 0 | 0 | 0 | 0 | 0 | 0 | 0 | 0 | 0 | 0.0033565 | 0 | 0 | 0 | 0 | 0 | 0 | 0 | 0 | 0 | 0 | 0 | 0 | 0 | 0 | 0 |  | 0 | 0 | 0 |  | #VALUE! | #VALUE! | #VALUE! | #VALUE! |  |  | #VALUE! | #VALUE! | 0 | 0 | 0.20123 | 0.20123 | #VALUE! | #VALUE! | #VALUE! | #VALUE! | 0 | 0 | 0.20123 | 0.20123 | #VALUE! | #VALUE! | #VALUE! | #VALUE! | 0 | 0 | 0.20123 | 0.20123 | #VALUE! | #VALUE! |  |  |  | #VALUE! | #VALUE! | #VALUE! | #VALUE! | #VALUE! | #VALUE! | #VALUE!
Tuesday | 5 | 3 | 7 | 2935 | 0 | 0 | 0 | 0 | 0 | 0 | 0 | 0 | 0 | 0 | 0 | 0 | 0 | 0 | 0 | 0 | 0 | 0 | 0 | 0 | 0 | 0 | 0 | 0 | 0 | 0 | 0 | 0 | 0 | 0 | 0 | 0 | 0 | 0 | 0 | 0 | 0 | 0 | 0 | 0 |  | 0 | 0 | 0 |  | #VALUE! | #VALUE! | #VALUE! | #VALUE! |  |  | #VALUE! | #VALUE! | 0 | 0 | 0.20123 | 0.20123 | #VALUE! | #VALUE! | #VALUE! | #VALUE! | 0 | 0 | 0.20123 | 0.20123 | #VALUE! | #VALUE! | #VALUE! | #VALUE! | 0 | 0 | 0.20123 | 0.20123 | #VALUE! | #VALUE! |  |  |  | #VALUE! | #VALUE! | #VALUE! | #VALUE! | #VALUE! | #VALUE! | #VALUE!
Tuesday | 5 | 3 | 8 | 2936 | 0 | 0 | 0 | 0 | 0 | 0 | 0 | 0 | 0 | 0 | 0 | 0 | 0 | 0 | 0 | 0 | 0 | 0 | 0 | 0 | 0 | 0 | 0 | 0 | 0.001872 | 0 | 0 | 0 | 0 | 0 | 0 | 0 | 0 | 0 | 0 | 0 | 0 | 0 | 0 | 0 |  | 0 | 0 | 0 |  | #VALUE! | #VALUE! | #VALUE! | #VALUE! |  |  | #VALUE! | #VALUE! | 0 | 0 | 0.20123 | 0.20123 | #VALUE! | #VALUE! | #VALUE! | #VALUE! | 0 | 0 | 0.20123 | 0.20123 | #VALUE! | #VALUE! | #VALUE! | #VALUE! | 0 | 0 | 0.20123 | 0.20123 | #VALUE! | #VALUE! |  |  |  | #VALUE! | #VALUE! | #VALUE! | #VALUE! | #VALUE! | #VALUE! | #VALUE!
Tuesday | 5 | 3 | 9 | 2937 | 0 | 0 | 0 | 0 | 0 | 0 | 0 | 0 | 0 | 0 | 0 | 0 | 0 | 0 | 0 | 0 | 0 | 0 | 0 | 0 | 0 | 0 | 0 | 0 | 0.0024299 | 0 | 0 | 0.015069 | 0.042 | 0 | 0 | 0 | 0 | 0 | 0 | 0 | 0 | 0 | 0 | 0 |  | 0 | 0 | 0 |  | #VALUE! | #VALUE! | #VALUE! | #VALUE! |  |  | #VALUE! | #VALUE! | 0 | 0 | 0.20123 | 0.20123 | #VALUE! | #VALUE! | #VALUE! | #VALUE! | 0 | 0 | 0.20123 | 0.20123 | #VALUE! | #VALUE! | #VALUE! | #VALUE! | 0 | 0 | 0.20123 | 0.20123 | #VALUE! | #VALUE! |  |  |  | #VALUE! | #VALUE! | #VALUE! | #VALUE! | #VALUE! | #VALUE! | #VALUE!
Tuesday | 5 | 3 | 10 | 2938 | 0 | 0 | 0 | 0 | 0 | 0 | 0 | 0 | 0 | 0 | 0 | 0 | 0 | 0 | 0 | 0 | 0 | 0 | 0 | 0 | 0 | 0 | 0 | 0.0011335 | 0 | 0 | 0.0011795 | 0.069967 | 0.172 | 0 | 0 | 0 | 0 | 0 | 0 | 0 | 0 | 0 | 0 | 0 |  | 0 | 0 | 0 |  | #VALUE! | #VALUE! | #VALUE! | #VALUE! |  |  | #VALUE! | #VALUE! | 0 | 0 | 0.20123 | 0.20123 | #VALUE! | #VALUE! | #VALUE! | #VALUE! | 0 | 0 | 0.20123 | 0.20123 | #VALUE! | #VALUE! | #VALUE! | #VALUE! | 0 | 0 | 0.20123 | 0.20123 | #VALUE! | #VALUE! |  |  |  | #VALUE! | #VALUE! | #VALUE! | #VALUE! | #VALUE! | #VALUE! | #VALUE!
Tuesday | 5 | 3 | 11 | 2939 | 0 | 0 | 0 | 0 | 0 | 0 | 0 | 0 | 0 | 0 | 0 | 0 | 0 | 0 | 0 | 0 | 0 | 0 | 0 | 0 | 0 | 0 | 0 | 0.010931 | 0.0093733 | 0 | 0.0018617 | 0.10844 | 0.226 | 0 | 0 | 0 | 0 | 0 | 0 | 0 | 0 | 0 | 0 | 0 |  | 0 | 0 | 0 |  | #VALUE! | #VALUE! | #VALUE! | #VALUE! |  |  | #VALUE! | #VALUE! | 0 | 0 | 0.20123 | 0.20123 | #VALUE! | #VALUE! | #VALUE! | #VALUE! | 0 | 0 | 0.20123 | 0.20123 | #VALUE! | #VALUE! | #VALUE! | #VALUE! | 0 | 0 | 0.20123 | 0.20123 | #VALUE! | #VALUE! |  |  |  | #VALUE! | #VALUE! | #VALUE! | #VALUE! | #VALUE! | #VALUE! | #VALUE!
Tuesday | 5 | 3 | 12 | 2940 | 0 | 0 | 0 | 0 | 0 | 0 | 0 | 0 | 0 | 0 | 0 | 0 | 0 | 0 | 0 | 0 | 0 | 0 | 0 | 0 | 0 | 0.0295 | 0.03475 | 0.095655 | 0.01795 | 0.00275 | 0.0028561 | 0.17977 | 0.282 | 0 | 0 | 0 | 0 | 0 | 0 | 0 | 0 | 0 | 0 | 0 |  | 0 | 0 | 0 |  | #VALUE! | #VALUE! | #VALUE! | #VALUE! |  |  | #VALUE! | #VALUE! | 0 | 0 | 0.20123 | 0.20123 | #VALUE! | #VALUE! | #VALUE! | #VALUE! | 0 | 0 | 0.20123 | 0.20123 | #VALUE! | #VALUE! | #VALUE! | #VALUE! | 0 | 0 | 0.20123 | 0.20123 | #VALUE! | #VALUE! |  |  |  | #VALUE! | #VALUE! | #VALUE! | #VALUE! | #VALUE! | #VALUE! | #VALUE!
Tuesday | 5 | 3 | 13 | 2941 | 0 | 0 | 0 | 0 | 0 | 0 | 0 | 0 | 0 | 0 | 0 | 0 | 0 | 0 | 0 | 0 | 0 | 0 | 0 | 0 | 0 | 0.0195 | 0.019583 | 0.073669 | 0.014174 | 0.02325 | 0.0025671 | 0.16795 | 0.265 | 0 | 0 | 0 | 0 | 0 | 0 | 0 | 0 | 0 | 0 | 0 |  | 0 | 0 | 0 |  | #VALUE! | #VALUE! | #VALUE! | #VALUE! |  |  | #VALUE! | #VALUE! | 0 | 0 | 0.20123 | 0.20123 | #VALUE! | #VALUE! | #VALUE! | #VALUE! | 0 | 0 | 0.20123 | 0.20123 | #VALUE! | #VALUE! | #VALUE! | #VALUE! | 0 | 0 | 0.20123 | 0.20123 | #VALUE! | #VALUE! |  |  |  | #VALUE! | #VALUE! | #VALUE! | #VALUE! | #VALUE! | #VALUE! | #VALUE!
Tuesday | 5 | 3 | 14 | 2942 | 0 | 0 | 0 | 0 | 0 | 0 | 0 | 0 | 0 | 0 | 0 | 0 | 0 | 0 | 0 | 0 | 0 | 0 | 0 | 0 | 0 | 0.077 | 0.12242 | 0.17759 | 0.10893 | 0.01775 | 0.0035615 | 0.236 | 0.318 | 0 | 0 | 0 | 0 | 0 | 0 | 0 | 0 | 0 | 0 | 0 |  | 0 | 0 | 0 |  | #VALUE! | #VALUE! | #VALUE! | #VALUE! |  |  | #VALUE! | #VALUE! | 0 | 0 | 0.20123 | 0.20123 | #VALUE! | #VALUE! | #VALUE! | #VALUE! | 0 | 0 | 0.20123 | 0.20123 | #VALUE! | #VALUE! | #VALUE! | #VALUE! | 0 | 0 | 0.20123 | 0.20123 | #VALUE! | #VALUE! |  |  |  | #VALUE! | #VALUE! | #VALUE! | #VALUE! | #VALUE! | #VALUE! | #VALUE!
Tuesday | 5 | 3 | 15 | 2943 | 0 | 0 | 0 | 0 | 0 | 0 | 0 | 0 | 0 | 0 | 0 | 0 | 0 | 0 | 0 | 0 | 0 | 0 | 0 | 0 | 0 | 0.062 | 0.10033 | 0.14756 | 0.031352 | 0.02 | 0.0032493 | 0.21836 | 0.299 | 0 | 0 | 0 | 0 | 0 | 0 | 0 | 0 | 0 | 0 | 0 |  | 0 | 0 | 0 |  | #VALUE! | #VALUE! | #VALUE! | #VALUE! |  |  | #VALUE! | #VALUE! | 0 | 0 | 0.20123 | 0.20123 | #VALUE! | #VALUE! | #VALUE! | #VALUE! | 0 | 0 | 0.20123 | 0.20123 | #VALUE! | #VALUE! | #VALUE! | #VALUE! | 0 | 0 | 0.20123 | 0.20123 | #VALUE! | #VALUE! |  |  |  | #VALUE! | #VALUE! | #VALUE! | #VALUE! | #VALUE! | #VALUE! | #VALUE!
Tuesday | 5 | 3 | 16 | 2944 | 0 | 0 | 0 | 0 | 0 | 0 | 0 | 0 | 0 | 0 | 0 | 0 | 0 | 0 | 0 | 0 | 0 | 0 | 0 | 0 | 0 | 0.0595 | 0.10342 | 0.14473 | 0.032227 | 0.042 | 0.0032493 | 0.21721 | 0.299 | 0 | 0 | 0 | 0 | 0 | 0 | 0 | 0 | 0 | 0 | 0 |  | 0 | 0 | 0 |  | #VALUE! | #VALUE! | #VALUE! | #VALUE! |  |  | #VALUE! | #VALUE! | 0 | 0 | 0.20123 | 0.20123 | #VALUE! | #VALUE! | #VALUE! | #VALUE! | 0 | 0 | 0.20123 | 0.20123 | #VALUE! | #VALUE! | #VALUE! | #VALUE! | 0 | 0 | 0.20123 | 0.20123 | #VALUE! | #VALUE! |  |  |  | #VALUE! | #VALUE! | #VALUE! | #VALUE! | #VALUE! | #VALUE! | #VALUE!
Tuesday | 5 | 3 | 17 | 2945 | 0 | 0 | 0 | 0 | 0 | 0 | 0 | 0 | 0 | 0 | 0 | 0 | 0 | 0 | 0 | 0 | 0 | 0 | 0 | 0 | 0 | 0.076 | 0.13792 | 0.17928 | 0.11735 | 0.075 | 0.0035962 | 0.23926 | 0.318 | 0 | 0 | 0 | 0 | 0 | 0 | 0 | 0 | 0 | 0 | 0 |  | 0 | 0 | 0 |  | #VALUE! | #VALUE! | #VALUE! | #VALUE! |  |  | #VALUE! | #VALUE! | 0 | 0 | 0.20123 | 0.20123 | #VALUE! | #VALUE! | #VALUE! | #VALUE! | 0 | 0 | 0.20123 | 0.20123 | #VALUE! | #VALUE! | #VALUE! | #VALUE! | 0 | 0 | 0.20123 | 0.20123 | #VALUE! | #VALUE! |  |  |  | #VALUE! | #VALUE! | #VALUE! | #VALUE! | #VALUE! | #VALUE! | #VALUE!
Tuesday | 5 | 3 | 18 | 2946 | 0 | 0 | 0 | 0 | 0 | 0 | 0 | 0 | 0 | 0 | 0 | 0 | 0 | 0 | 0 | 0 | 0 | 0 | 0 | 0 | 0 | 0.0385 | 0.080333 | 0.10894 | 0.028113 | 0.06275 | 0.0029602 | 0.19614 | 0.283 | 0 | 0 | 0 | 0 | 0 | 0 | 0 | 0 | 0 | 0 | 0 |  | 0 | 0 | 0 |  | #VALUE! | #VALUE! | #VALUE! | #VALUE! |  |  | #VALUE! | #VALUE! | 0 | 0 | 0.20123 | 0.20123 | #VALUE! | #VALUE! | #VALUE! | #VALUE! | 0 | 0 | 0.20123 | 0.20123 | #VALUE! | #VALUE! | #VALUE! | #VALUE! | 0 | 0 | 0.20123 | 0.20123 | #VALUE! | #VALUE! |  |  |  | #VALUE! | #VALUE! | #VALUE! | #VALUE! | #VALUE! | #VALUE! | #VALUE!
Tuesday | 5 | 3 | 19 | 2947 | 0 | 0 | 0 | 0 | 0 | 0 | 0 | 0 | 0 | 0 | 0 | 0 | 0 | 0 | 0 | 0 | 0 | 0 | 0 | 0 | 0 | 0 | 0 | 0.0050938 | 0 | 0.0095 | 0.001642 | 0.1087 | 0.214 | 0 | 0 | 0 | 0 | 0 | 0 | 0 | 0 | 0 | 0 | 0 |  | 0 | 0 | 0 |  | #VALUE! | #VALUE! | #VALUE! | #VALUE! |  |  | #VALUE! | #VALUE! | 0 | 0 | 0.20123 | 0.20123 | #VALUE! | #VALUE! | #VALUE! | #VALUE! | 0 | 0 | 0.20123 | 0.20123 | #VALUE! | #VALUE! | #VALUE! | #VALUE! | 0 | 0 | 0.20123 | 0.20123 | #VALUE! | #VALUE! |  |  |  | #VALUE! | #VALUE! | #VALUE! | #VALUE! | #VALUE! | #VALUE! | #VALUE!
Tuesday | 5 | 3 | 20 | 2948 | 0 | 0 | 0 | 0 | 0 | 0 | 0 | 0 | 0 | 0 | 0 | 0 | 0 | 0 | 0 | 0 | 0 | 0 | 0 | 0 | 0 | 0 | 0 | 0 | 0 | 0 | 0.00030065 | 0.050603 | 0.144 | 0 | 0 | 0 | 0 | 0 | 0 | 0 | 0 | 0 | 0 | 0 |  | 0 | 0 | 0 |  | #VALUE! | #VALUE! | #VALUE! | #VALUE! |  |  | #VALUE! | #VALUE! | 0 | 0 | 0.20123 | 0.20123 | #VALUE! | #VALUE! | #VALUE! | #VALUE! | 0 | 0 | 0.20123 | 0.20123 | #VALUE! | #VALUE! | #VALUE! | #VALUE! | 0 | 0 | 0.20123 | 0.20123 | #VALUE! | #VALUE! |  |  |  | #VALUE! | #VALUE! | #VALUE! | #VALUE! | #VALUE! | #VALUE! | #VALUE!
Tuesday | 5 | 3 | 21 | 2949 | 0 | 0 | 0 | 0 | 0 | 0 | 0 | 0 | 0 | 0 | 0 | 0 | 0 | 0 | 0 | 0 | 0 | 0 | 0 | 0 | 0 | 0 | 0 | 0 | 0 | 0 | 0 | 0.026666 | 0.1 | 0 | 0 | 0 | 0 | 0 | 0 | 0 | 0 | 0 | 0 | 0 |  | 0 | 0 | 0 |  | #VALUE! | #VALUE! | #VALUE! | #VALUE! |  |  | #VALUE! | #VALUE! | 0 | 0 | 0.20123 | 0.20123 | #VALUE! | #VALUE! | #VALUE! | #VALUE! | 0 | 0 | 0.20123 | 0.20123 | #VALUE! | #VALUE! | #VALUE! | #VALUE! | 0 | 0 | 0.20123 | 0.20123 | #VALUE! | #VALUE! |  |  |  | #VALUE! | #VALUE! | #VALUE! | #VALUE! | #VALUE! | #VALUE! | #VALUE!
Tuesday | 5 | 3 | 22 | 2950 | 0 | 0 | 0 | 0 | 0 | 0 | 0 | 0 | 0 | 0 | 0 | 0 | 0 | 0 | 0 | 0 | 0 | 0 | 0 | 0 | 0 | 0 | 0 | 0 | 0.0021659 | 0 | 0 | 0.016863 | 0.073 | 0 | 0 | 0 | 0 | 0 | 0 | 0 | 0 | 0 | 0 | 0 |  | 0 | 0 | 0 |  | #VALUE! | #VALUE! | #VALUE! | #VALUE! |  |  | #VALUE! | #VALUE! | 0 | 0 | 0.20123 | 0.20123 | #VALUE! | #VALUE! | #VALUE! | #VALUE! | 0 | 0 | 0.20123 | 0.20123 | #VALUE! | #VALUE! | #VALUE! | #VALUE! | 0 | 0 | 0.20123 | 0.20123 | #VALUE! | #VALUE! |  |  |  | #VALUE! | #VALUE! | #VALUE! | #VALUE! | #VALUE! | #VALUE! | #VALUE!
Tuesday | 5 | 3 | 23 | 2951 | 0 | 0 | 0 | 0 | 0 | 0 | 0 | 0 | 0 | 0 | 0 | 0 | 0 | 0 | 0 | 0 | 0 | 0 | 0 | 0 | 0 | 0 | 0 | 0 | 0 | 0 | 0 | 0.0092 | 0.029 | 0 | 0 | 0 | 0 | 0 | 0 | 0 | 0 | 0 | 0 | 0 |  | 0 | 0 | 0 |  | #VALUE! | #VALUE! | #VALUE! | #VALUE! |  |  | #VALUE! | #VALUE! | 0 | 0 | 0.20123 | 0.20123 | #VALUE! | #VALUE! | #VALUE! | #VALUE! | 0 | 0 | 0.20123 | 0.20123 | #VALUE! | #VALUE! | #VALUE! | #VALUE! | 0 | 0 | 0.20123 | 0.20123 | #VALUE! | #VALUE! |  |  |  | #VALUE! | #VALUE! | #VALUE! | #VALUE! | #VALUE! | #VALUE! | #VALUE!
Tuesday | 5 | 3 | 24 | 2952 | 0 | 0 | 0 | 0 | 0 | 0 | 0 | 0 | 0 | 0 | 0 | 0 | 0 | 0 | 0 | 0 | 0 | 0 | 0 | 0 | 0 | 0 | 0 | 0 | 0 | 0 | 0 | 0.0063448 | 0.004 | 0 | 0 | 0 | 0 | 0 | 0 | 0 | 0 | 0 | 0 | 0 |  | 0 | 0 | 0 |  | #VALUE! | #VALUE! | #VALUE! | #VALUE! |  |  | #VALUE! | #VALUE! | 0 | 0 | 0.20123 | 0.20123 | #VALUE! | #VALUE! | #VALUE! | #VALUE! | 0 | 0 | 0.20123 | 0.20123 | #VALUE! | #VALUE! | #VALUE! | #VALUE! | 0 | 0 | 0.20123 | 0.20123 | #VALUE! | #VALUE! |  |  |  | #VALUE! | #VALUE! | #VALUE! | #VALUE! | #VALUE! | #VALUE! | #VALUE!
Wednesday | 5 | 4 | 1 | 2953 | 0 | 0 | 0 | 0 | 0 | 0 | 0 | 0 | 0 | 0 | 0 | 0 | 0 | 0 | 0 | 0 | 0 | 0 | 0 | 0 | 0 | 0 | 0 | 0 | 0 | 0 | 0 | 0.003331 | 0 | 0 | 0 | 0 | 0 | 0 | 0 | 0 | 0 | 0 | 0 | 0 |  | 0 | 0 | 0 |  | #VALUE! | #VALUE! | #VALUE! | #VALUE! |  |  | #VALUE! | #VALUE! | 0 | 0 | 0.20123 | 0.20123 | #VALUE! | #VALUE! | #VALUE! | #VALUE! | 0 | 0 | 0.20123 | 0.20123 | #VALUE! | #VALUE! | #VALUE! | #VALUE! | 0 | 0 | 0.20123 | 0.20123 | #VALUE! | #VALUE! |  |  |  | #VALUE! | #VALUE! | #VALUE! | #VALUE! | #VALUE! | #VALUE! | #VALUE!
Wednesday | 5 | 4 | 2 | 2954 | 0 | 0 | 0 | 0 | 0 | 0 | 0 | 0 | 0 | 0 | 0 | 0 | 0 | 0 | 0 | 0 | 0 | 0 | 0 | 0 | 0 | 0 | 0 | 0 | 0 | 0 | 0 | 0.00031724 | 0 | 0 | 0 | 0 | 0 | 0 | 0 | 0 | 0 | 0 | 0 | 0 |  | 0 | 0 | 0 |  | #VALUE! | #VALUE! | #VALUE! | #VALUE! |  |  | #VALUE! | #VALUE! | 0 | 0 | 0.20123 | 0.20123 | #VALUE! | #VALUE! | #VALUE! | #VALUE! | 0 | 0 | 0.20123 | 0.20123 | #VALUE! | #VALUE! | #VALUE! | #VALUE! | 0 | 0 | 0.20123 | 0.20123 | #VALUE! | #VALUE! |  |  |  | #VALUE! | #VALUE! | #VALUE! | #VALUE! | #VALUE! | #VALUE! | #VALUE!
Wednesday | 5 | 4 | 3 | 2955 | 0 | 0 | 0 | 0 | 0 | 0 | 0 | 0 | 0 | 0 | 0 | 0 | 0 | 0 | 0 | 0 | 0 | 0 | 0 | 0 | 0 | 0 | 0 | 0 | 0 | 0 | 0 | 0.0061862 | 0 | 0 | 0 | 0 | 0 | 0 | 0 | 0 | 0 | 0 | 0 | 0 |  | 0 | 0 | 0 |  | #VALUE! | #VALUE! | #VALUE! | #VALUE! |  |  | #VALUE! | #VALUE! | 0 | 0 | 0.20123 | 0.20123 | #VALUE! | #VALUE! | #VALUE! | #VALUE! | 0 | 0 | 0.20123 | 0.20123 | #VALUE! | #VALUE! | #VALUE! | #VALUE! | 0 | 0 | 0.20123 | 0.20123 | #VALUE! | #VALUE! |  |  |  | #VALUE! | #VALUE! | #VALUE! | #VALUE! | #VALUE! | #VALUE! | #VALUE!
Wednesday | 5 | 4 | 4 | 2956 | 0 | 0 | 0 | 0 | 0 | 0 | 0 | 0 | 0 | 0 | 0 | 0 | 0 | 0 | 0 | 0 | 0 | 0 | 0 | 0 | 0 | 0 | 0 | 0 | 0 | 0 | 0 | 0.0061862 | 0 | 0 | 0 | 0 | 0 | 0 | 0 | 0 | 0 | 0 | 0 | 0 |  | 0 | 0 | 0 |  | #VALUE! | #VALUE! | #VALUE! | #VALUE! |  |  | #VALUE! | #VALUE! | 0 | 0 | 0.20123 | 0.20123 | #VALUE! | #VALUE! | #VALUE! | #VALUE! | 0 | 0 | 0.20123 | 0.20123 | #VALUE! | #VALUE! | #VALUE! | #VALUE! | 0 | 0 | 0.20123 | 0.20123 | #VALUE! | #VALUE! |  |  |  | #VALUE! | #VALUE! | #VALUE! | #VALUE! | #VALUE! | #VALUE! | #VALUE!
Wednesday | 5 | 4 | 5 | 2957 | 0 | 0 | 0 | 0 | 0 | 0 | 0 | 0 | 0 | 0 | 0 | 0 | 0 | 0 | 0 | 0 | 0 | 0 | 0 | 0 | 0 | 0 | 0 | 0 | 0 | 0 | 0 | 0.003331 | 0 | 0 | 0 | 0 | 0 | 0 | 0 | 0 | 0 | 0 | 0 | 0 |  | 0 | 0 | 0 |  | #VALUE! | #VALUE! | #VALUE! | #VALUE! |  |  | #VALUE! | #VALUE! | 0 | 0 | 0.20123 | 0.20123 | #VALUE! | #VALUE! | #VALUE! | #VALUE! | 0 | 0 | 0.20123 | 0.20123 | #VALUE! | #VALUE! | #VALUE! | #VALUE! | 0 | 0 | 0.20123 | 0.20123 | #VALUE! | #VALUE! |  |  |  | #VALUE! | #VALUE! | #VALUE! | #VALUE! | #VALUE! | #VALUE! | #VALUE!
Wednesday | 5 | 4 | 6 | 2958 | 0 | 0 | 0 | 0 | 0 | 0 | 0 | 0 | 0 | 0 | 0 | 0 | 0 | 0 | 0 | 0 | 0 | 0 | 0 | 0 | 0 | 0 | 0 | 0 | 0 | 0 | 0 | 0.0092 | 0.002 | 0 | 0 | 0 | 0 | 0 | 0 | 0 | 0 | 0 | 0 | 0 |  | 0 | 0 | 0 |  | #VALUE! | #VALUE! | #VALUE! | #VALUE! |  |  | #VALUE! | #VALUE! | 0 | 0 | 0.20123 | 0.20123 | #VALUE! | #VALUE! | #VALUE! | #VALUE! | 0 | 0 | 0.20123 | 0.20123 | #VALUE! | #VALUE! | #VALUE! | #VALUE! | 0 | 0 | 0.20123 | 0.20123 | #VALUE! | #VALUE! |  |  |  | #VALUE! | #VALUE! | #VALUE! | #VALUE! | #VALUE! | #VALUE! | #VALUE!
Wednesday | 5 | 4 | 7 | 2959 | 0 | 0 | 0 | 0 | 0 | 0 | 0 | 0 | 0 | 0 | 0 | 0 | 0 | 0 | 0 | 0 | 0 | 0 | 0 | 0 | 0 | 0 | 0 | 0 | 0 | 0 | 0 | 0.019603 | 0.061 | 0 | 0 | 0 | 0 | 0 | 0 | 0 | 0 | 0 | 0 | 0 |  | 0 | 0 | 0 |  | #VALUE! | #VALUE! | #VALUE! | #VALUE! |  |  | #VALUE! | #VALUE! | 0 | 0 | 0.20123 | 0.20123 | #VALUE! | #VALUE! | #VALUE! | #VALUE! | 0 | 0 | 0.20123 | 0.20123 | #VALUE! | #VALUE! | #VALUE! | #VALUE! | 0 | 0 | 0.20123 | 0.20123 | #VALUE! | #VALUE! |  |  |  | #VALUE! | #VALUE! | #VALUE! | #VALUE! | #VALUE! | #VALUE! | #VALUE!
Wednesday | 5 | 4 | 8 | 2960 | 0 | 0 | 0 | 0 | 0 | 0 | 0 | 0 | 0 | 0 | 0 | 0 | 0 | 0 | 0 | 0 | 0 | 0 | 0 | 0 | 0 | 0 | 0 | 0.0005625 | 0 | 0 | 0.0010754 | 0.069922 | 0.171 | 0 | 0 | 0 | 0 | 0 | 0 | 0 | 0 | 0 | 0 | 0 |  | 0 | 0 | 0 |  | #VALUE! | #VALUE! | #VALUE! | #VALUE! |  |  | #VALUE! | #VALUE! | 0 | 0 | 0.20123 | 0.20123 | #VALUE! | #VALUE! | #VALUE! | #VALUE! | 0 | 0 | 0.20123 | 0.20123 | #VALUE! | #VALUE! | #VALUE! | #VALUE! | 0 | 0 | 0.20123 | 0.20123 | #VALUE! | #VALUE! |  |  |  | #VALUE! | #VALUE! | #VALUE! | #VALUE! | #VALUE! | #VALUE! | #VALUE!
Wednesday | 5 | 4 | 9 | 2961 | 0 | 0 | 0 | 0 | 0 | 0 | 0 | 0 | 0 | 0 | 0 | 0 | 0 | 0 | 0 | 0 | 0 | 0 | 0 | 0 | 0 | 0 | 0.0021667 | 0.0093258 | 0.01457 | 0 | 0.0022317 | 0.12928 | 0.255 | 0 | 0 | 0 | 0 | 0 | 0 | 0 | 0 | 0 | 0 | 0 |  | 0 | 0 | 0 |  | #VALUE! | #VALUE! | #VALUE! | #VALUE! |  |  | #VALUE! | #VALUE! | 0 | 0 | 0.20123 | 0.20123 | #VALUE! | #VALUE! | #VALUE! | #VALUE! | 0 | 0 | 0.20123 | 0.20123 | #VALUE! | #VALUE! | #VALUE! | #VALUE! | 0 | 0 | 0.20123 | 0.20123 | #VALUE! | #VALUE! |  |  |  | #VALUE! | #VALUE! | #VALUE! | #VALUE! | #VALUE! | #VALUE! | #VALUE!
Wednesday | 5 | 4 | 10 | 2962 | 0 | 0 | 0 | 0 | 0 | 0 | 0 | 0 | 0 | 0 | 0 | 0 | 0 | 0 | 0 | 0 | 0 | 0 | 0 | 0 | 0 | 0.0465 | 0.16325 | 0.16532 | 0.043978 | 0.01725 | 0.0040009 | 0.2547 | 0.37 | 0 | 0 | 0 | 0 | 0 | 0 | 0 | 0 | 0 | 0 | 0 |  | 0 | 0 | 0 |  | #VALUE! | #VALUE! | #VALUE! | #VALUE! |  |  | #VALUE! | #VALUE! | 0 | 0 | 0.20123 | 0.20123 | #VALUE! | #VALUE! | #VALUE! | #VALUE! | 0 | 0 | 0.20123 | 0.20123 | #VALUE! | #VALUE! | #VALUE! | #VALUE! | 0 | 0 | 0.20123 | 0.20123 | #VALUE! | #VALUE! |  |  |  | #VALUE! | #VALUE! | #VALUE! | #VALUE! | #VALUE! | #VALUE! | #VALUE!
Wednesday | 5 | 4 | 11 | 2963 | 0 | 0 | 0 | 0 | 0 | 0 | 0 | 0 | 0 | 0 | 0 | 0 | 0 | 0 | 0 | 0 | 0 | 0 | 0 | 0 | 0 | 0.186 | 0.32825 | 0.3379 | 0.27073 | 0.063 | 0.0057354 | 0.37593 | 0.465 | 0 | 0 | 0 | 0 | 0 | 0 | 0 | 0 | 0 | 0 | 0 |  | 0 | 0 | 0 |  | #VALUE! | #VALUE! | #VALUE! | #VALUE! |  |  | #VALUE! | #VALUE! | 0 | 0 | 0.20123 | 0.20123 | #VALUE! | #VALUE! | #VALUE! | #VALUE! | 0 | 0 | 0.20123 | 0.20123 | #VALUE! | #VALUE! | #VALUE! | #VALUE! | 0 | 0 | 0.20123 | 0.20123 | #VALUE! | #VALUE! |  |  |  | #VALUE! | #VALUE! | #VALUE! | #VALUE! | #VALUE! | #VALUE! | #VALUE!
Wednesday | 5 | 4 | 12 | 2964 | 0 | 0 | 0 | 0 | 0 | 0 | 0 | 0 | 0 | 0 | 0 | 0 | 0 | 0 | 0 | 0 | 0 | 0 | 0 | 0 | 0 | 0.1525 | 0.29208 | 0.29108 | 0.16023 | 0.2265 | 0.0056198 | 0.33913 | 0.427 | 0 | 0 | 0 | 0 | 0 | 0 | 0 | 0 | 0 | 0 | 0 |  | 0 | 0 | 0 |  | #VALUE! | #VALUE! | #VALUE! | #VALUE! |  |  | #VALUE! | #VALUE! | 0 | 0 | 0.20123 | 0.20123 | #VALUE! | #VALUE! | #VALUE! | #VALUE! | 0 | 0 | 0.20123 | 0.20123 | #VALUE! | #VALUE! | #VALUE! | #VALUE! | 0 | 0 | 0.20123 | 0.20123 | #VALUE! | #VALUE! |  |  |  | #VALUE! | #VALUE! | #VALUE! | #VALUE! | #VALUE! | #VALUE! | #VALUE!
Wednesday | 5 | 4 | 13 | 2965 | 0 | 0 | 0 | 0 | 0 | 0 | 0 | 0 | 0 | 0 | 0 | 0 | 0 | 0 | 0 | 0 | 0 | 0 | 0 | 0 | 0 | 0.275 | 0.41433 | 0.42192 | 0.25462 | 0.32025 | 0.0059667 | 0.44861 | 0.505 | 0 | 0 | 0 | 0 | 0 | 0 | 0 | 0 | 0 | 0 | 0 |  | 0 | 0 | 0 |  | #VALUE! | #VALUE! | #VALUE! | #VALUE! |  |  | #VALUE! | #VALUE! | 0 | 0 | 0.20123 | 0.20123 | #VALUE! | #VALUE! | #VALUE! | #VALUE! | 0 | 0 | 0.20123 | 0.20123 | #VALUE! | #VALUE! | #VALUE! | #VALUE! | 0 | 0 | 0.20123 | 0.20123 | #VALUE! | #VALUE! |  |  |  | #VALUE! | #VALUE! | #VALUE! | #VALUE! | #VALUE! | #VALUE! | #VALUE!
Wednesday | 5 | 4 | 14 | 2966 | 0 | 0 | 0 | 0 | 0 | 0 | 0 | 0 | 0 | 0 | 0 | 0 | 0 | 0 | 0 | 0 | 0 | 0 | 0 | 0 | 0 | 0.3085 | 0.45625 | 0.45736 | 0.27375 | 0.24875 | 0.0061979 | 0.49866 | 0.556 | 0 | 0 | 0 | 0 | 0 | 0 | 0 | 0 | 0 | 0 | 0 |  | 0 | 0 | 0 |  | #VALUE! | #VALUE! | #VALUE! | #VALUE! |  |  | #VALUE! | #VALUE! | 0 | 0 | 0.20123 | 0.20123 | #VALUE! | #VALUE! | #VALUE! | #VALUE! | 0 | 0 | 0.20123 | 0.20123 | #VALUE! | #VALUE! | #VALUE! | #VALUE! | 0 | 0 | 0.20123 | 0.20123 | #VALUE! | #VALUE! |  |  |  | #VALUE! | #VALUE! | #VALUE! | #VALUE! | #VALUE! | #VALUE! | #VALUE!
Wednesday | 5 | 4 | 15 | 2967 | 0 | 0 | 0 | 0 | 0 | 0 | 0 | 0 | 0 | 0 | 0 | 0 | 0 | 0 | 0 | 0 | 0 | 0 | 0 | 0 | 0 | 0.308 | 0.44333 | 0.4454 | 0.26605 | 0.25625 | 0.014872 | 0.48741 | 0.529 | 0 | 0 | 0 | 0 | 0 | 0 | 0 | 0 | 0 | 0 | 0 |  | 0 | 0 | 0 |  | #VALUE! | #VALUE! | #VALUE! | #VALUE! |  |  | #VALUE! | #VALUE! | 0 | 0 | 0.20123 | 0.20123 | #VALUE! | #VALUE! | #VALUE! | #VALUE! | 0 | 0 | 0.20123 | 0.20123 | #VALUE! | #VALUE! | #VALUE! | #VALUE! | 0 | 0 | 0.20123 | 0.20123 | #VALUE! | #VALUE! |  |  |  | #VALUE! | #VALUE! | #VALUE! | #VALUE! | #VALUE! | #VALUE! | #VALUE!
Wednesday | 5 | 4 | 16 | 2968 | 0 | 0 | 0 | 0 | 0 | 0 | 0 | 0 | 0 | 0 | 0 | 0 | 0 | 0 | 0 | 0 | 0 | 0 | 0 | 0 | 0 | 0.3075 | 0.436 | 0.44091 | 0.25795 | 0.1865 | 0.017688 | 0.47382 | 0.518 | 0 | 0 | 0 | 0 | 0 | 0 | 0 | 0 | 0 | 0 | 0 |  | 0 | 0 | 0 |  | #VALUE! | #VALUE! | #VALUE! | #VALUE! |  |  | #VALUE! | #VALUE! | 0 | 0 | 0.20123 | 0.20123 | #VALUE! | #VALUE! | #VALUE! | #VALUE! | 0 | 0 | 0.20123 | 0.20123 | #VALUE! | #VALUE! | #VALUE! | #VALUE! | 0 | 0 | 0.20123 | 0.20123 | #VALUE! | #VALUE! |  |  |  | #VALUE! | #VALUE! | #VALUE! | #VALUE! | #VALUE! | #VALUE! | #VALUE!
Wednesday | 5 | 4 | 17 | 2969 | 0 | 0 | 0 | 0 | 0 | 0 | 0 | 0 | 0 | 0 | 0 | 0 | 0 | 0 | 0 | 0 | 0 | 0 | 0 | 0 | 0 | 0.2745 | 0.39017 | 0.34038 | 0.079359 | 0.11975 | 0.058114 | 0.40695 | 0.466 | 0 | 0 | 0 | 0 | 0 | 0 | 0 | 0 | 0 | 0 | 0 |  | 0 | 0 | 0 |  | #VALUE! | #VALUE! | #VALUE! | #VALUE! |  |  | #VALUE! | #VALUE! | 0 | 0 | 0.20123 | 0.20123 | #VALUE! | #VALUE! | #VALUE! | #VALUE! | 0 | 0 | 0.20123 | 0.20123 | #VALUE! | #VALUE! | #VALUE! | #VALUE! | 0 | 0 | 0.20123 | 0.20123 | #VALUE! | #VALUE! |  |  |  | #VALUE! | #VALUE! | #VALUE! | #VALUE! | #VALUE! | #VALUE! | #VALUE!
Wednesday | 5 | 4 | 18 | 2970 | 0 | 0 | 0 | 0 | 0 | 0 | 0 | 0 | 0 | 0 | 0 | 0 | 0 | 0 | 0 | 0 | 0 | 0 | 0 | 0 | 0 | 0.2685 | 0.31958 | 0.33585 | 0.079886 | 0.17725 | 0.056202 | 0.36265 | 0.467 | 0 | 0 | 0 | 0 | 0 | 0 | 0 | 0 | 0 | 0 | 0 |  | 0 | 0 | 0 |  | #VALUE! | #VALUE! | #VALUE! | #VALUE! |  |  | #VALUE! | #VALUE! | 0 | 0 | 0.20123 | 0.20123 | #VALUE! | #VALUE! | #VALUE! | #VALUE! | 0 | 0 | 0.20123 | 0.20123 | #VALUE! | #VALUE! | #VALUE! | #VALUE! | 0 | 0 | 0.20123 | 0.20123 | #VALUE! | #VALUE! |  |  |  | #VALUE! | #VALUE! | #VALUE! | #VALUE! | #VALUE! | #VALUE! | #VALUE!
Wednesday | 5 | 4 | 19 | 2971 | 0 | 0 | 0 | 0 | 0 | 0 | 0 | 0 | 0 | 0 | 0 | 0 | 0 | 0 | 0 | 0 | 0 | 0 | 0 | 0 | 0 | 0.1575 | 0.20392 | 0.14729 | 0.062399 | 0 | 0.0057007 | 0.29965 | 0.424 | 0 | 0 | 0 | 0 | 0 | 0 | 0 | 0 | 0 | 0 | 0 |  | 0 | 0 | 0 |  | #VALUE! | #VALUE! | #VALUE! | #VALUE! |  |  | #VALUE! | #VALUE! | 0 | 0 | 0.20123 | 0.20123 | #VALUE! | #VALUE! | #VALUE! | #VALUE! | 0 | 0 | 0.20123 | 0.20123 | #VALUE! | #VALUE! | #VALUE! | #VALUE! | 0 | 0 | 0.20123 | 0.20123 | #VALUE! | #VALUE! |  |  |  | #VALUE! | #VALUE! | #VALUE! | #VALUE! | #VALUE! | #VALUE! | #VALUE!
Wednesday | 5 | 4 | 20 | 2972 | 0 | 0 | 0 | 0 | 0 | 0 | 0 | 0 | 0 | 0 | 0 | 0 | 0 | 0 | 0 | 0 | 0 | 0 | 0 | 0 | 0 | 0 | 0 | 0 | 0 | 0 | 0 | 0.0093586 | 0.056 | 0 | 0 | 0 | 0 | 0 | 0 | 0 | 0 | 0 | 0 | 0 |  | 0 | 0 | 0 |  | #VALUE! | #VALUE! | #VALUE! | #VALUE! |  |  | #VALUE! | #VALUE! | 0 | 0 | 0.20123 | 0.20123 | #VALUE! | #VALUE! | #VALUE! | #VALUE! | 0 | 0 | 0.20123 | 0.20123 | #VALUE! | #VALUE! | #VALUE! | #VALUE! | 0 | 0 | 0.20123 | 0.20123 | #VALUE! | #VALUE! |  |  |  | #VALUE! | #VALUE! | #VALUE! | #VALUE! | #VALUE! | #VALUE! | #VALUE!
Wednesday | 5 | 4 | 21 | 2973 | 0 | 0 | 0 | 0 | 0 | 0 | 0 | 0 | 0 | 0 | 0 | 0 | 0 | 0 | 0 | 0 | 0 | 0 | 0 | 0 | 0 | 0 | 0 | 0 | 0 | 0 | 0 | 0.011262 | 0.068 | 0 | 0 | 0 | 0 | 0 | 0 | 0 | 0 | 0 | 0 | 0 |  | 0 | 0 | 0 |  | #VALUE! | #VALUE! | #VALUE! | #VALUE! |  |  | #VALUE! | #VALUE! | 0 | 0 | 0.20123 | 0.20123 | #VALUE! | #VALUE! | #VALUE! | #VALUE! | 0 | 0 | 0.20123 | 0.20123 | #VALUE! | #VALUE! | #VALUE! | #VALUE! | 0 | 0 | 0.20123 | 0.20123 | #VALUE! | #VALUE! |  |  |  | #VALUE! | #VALUE! | #VALUE! | #VALUE! | #VALUE! | #VALUE! | #VALUE!
Wednesday | 5 | 4 | 22 | 2974 | 0 | 0 | 0 | 0 | 0 | 0 | 0 | 0 | 0 | 0 | 0 | 0 | 0 | 0 | 0 | 0 | 0 | 0 | 0 | 0 | 0 | 0 | 0 | 0 | 0.0035683 | 0 | 0 | 0.0050758 | 0.014 | 0 | 0 | 0 | 0 | 0 | 0 | 0 | 0 | 0 | 0 | 0 |  | 0 | 0 | 0 |  | #VALUE! | #VALUE! | #VALUE! | #VALUE! |  |  | #VALUE! | #VALUE! | 0 | 0 | 0.20123 | 0.20123 | #VALUE! | #VALUE! | #VALUE! | #VALUE! | 0 | 0 | 0.20123 | 0.20123 | #VALUE! | #VALUE! | #VALUE! | #VALUE! | 0 | 0 | 0.20123 | 0.20123 | #VALUE! | #VALUE! |  |  |  | #VALUE! | #VALUE! | #VALUE! | #VALUE! | #VALUE! | #VALUE! | #VALUE!
Wednesday | 5 | 4 | 23 | 2975 | 0 | 0 | 0 | 0 | 0 | 0 | 0 | 0 | 0 | 0 | 0 | 0 | 0 | 0 | 0 | 0 | 0 | 0 | 0 | 0 | 0 | 0 | 0 | 0 | 0 | 0 | 0 | 0.00031724 | 0 | 0 | 0 | 0 | 0 | 0 | 0 | 0 | 0 | 0 | 0 | 0 |  | 0 | 0 | 0 |  | #VALUE! | #VALUE! | #VALUE! | #VALUE! |  |  | #VALUE! | #VALUE! | 0 | 0 | 0.20123 | 0.20123 | #VALUE! | #VALUE! | #VALUE! | #VALUE! | 0 | 0 | 0.20123 | 0.20123 | #VALUE! | #VALUE! | #VALUE! | #VALUE! | 0 | 0 | 0.20123 | 0.20123 | #VALUE! | #VALUE! |  |  |  | #VALUE! | #VALUE! | #VALUE! | #VALUE! | #VALUE! | #VALUE! | #VALUE!
Wednesday | 5 | 4 | 24 | 2976 | 0 | 0 | 0 | 0 | 0 | 0 | 0 | 0 | 0 | 0 | 0 | 0 | 0 | 0 | 0 | 0 | 0 | 0 | 0 | 0 | 0 | 0 | 0 | 0 | 0 | 0 | 0 | 0.00031724 | 0 | 0 | 0 | 0 | 0 | 0 | 0 | 0 | 0 | 0 | 0 | 0 |  | 0 | 0 | 0 |  | #VALUE! | #VALUE! | #VALUE! | #VALUE! |  |  | #VALUE! | #VALUE! | 0 | 0 | 0.20123 | 0.20123 | #VALUE! | #VALUE! | #VALUE! | #VALUE! | 0 | 0 | 0.20123 | 0.20123 | #VALUE! | #VALUE! | #VALUE! | #VALUE! | 0 | 0 | 0.20123 | 0.20123 | #VALUE! | #VALUE! |  |  |  | #VALUE! | #VALUE! | #VALUE! | #VALUE! | #VALUE! | #VALUE! | #VALUE!
Thursday | 5 | 5 | 1 | 2977 | 0 | 0 | 0 | 0 | 0 | 0 | 0 | 0 | 0 | 0 | 0 | 0 | 0 | 0 | 0 | 0 | 0 | 0 | 0 | 0 | 0 | 0 | 0 | 0 | 0 | 0 | 0 | 0.00031724 | 0 | 0 | 0 | 0 | 0 | 0 | 0 | 0 | 0 | 0 | 0 | 0 |  | 0 | 0 | 0 |  | #VALUE! | #VALUE! | #VALUE! | #VALUE! |  |  | #VALUE! | #VALUE! | 0 | 0 | 0.20123 | 0.20123 | #VALUE! | #VALUE! | #VALUE! | #VALUE! | 0 | 0 | 0.20123 | 0.20123 | #VALUE! | #VALUE! | #VALUE! | #VALUE! | 0 | 0 | 0.20123 | 0.20123 | #VALUE! | #VALUE! |  |  |  | #VALUE! | #VALUE! | #VALUE! | #VALUE! | #VALUE! | #VALUE! | #VALUE!
Thursday | 5 | 5 | 2 | 2978 | 0 | 0 | 0 | 0 | 0 | 0 | 0 | 0 | 0 | 0 | 0 | 0 | 0 | 0 | 0 | 0 | 0 | 0 | 0 | 0 | 0 | 0 | 0 | 0 | 0 | 0 | 0 | 0 | 0 | 0 | 0 | 0 | 0 | 0 | 0 | 0 | 0 | 0 | 0 | 0 |  | 0 | 0 | 0 |  | #VALUE! | #VALUE! | #VALUE! | #VALUE! |  |  | #VALUE! | #VALUE! | 0 | 0 | 0.20123 | 0.20123 | #VALUE! | #VALUE! | #VALUE! | #VALUE! | 0 | 0 | 0.20123 | 0.20123 | #VALUE! | #VALUE! | #VALUE! | #VALUE! | 0 | 0 | 0.20123 | 0.20123 | #VALUE! | #VALUE! |  |  |  | #VALUE! | #VALUE! | #VALUE! | #VALUE! | #VALUE! | #VALUE! | #VALUE!
Thursday | 5 | 5 | 3 | 2979 | 0 | 0 | 0 | 0 | 0 | 0 | 0 | 0 | 0 | 0 | 0 | 0 | 0 | 0 | 0 | 0 | 0 | 0 | 0 | 0 | 0 | 0 | 0 | 0 | 0 | 0 | 0 | 0 | 0 | 0 | 0 | 0 | 0 | 0 | 0 | 0 | 0 | 0 | 0 | 0 |  | 0 | 0 | 0 |  | #VALUE! | #VALUE! | #VALUE! | #VALUE! |  |  | #VALUE! | #VALUE! | 0 | 0 | 0.20123 | 0.20123 | #VALUE! | #VALUE! | #VALUE! | #VALUE! | 0 | 0 | 0.20123 | 0.20123 | #VALUE! | #VALUE! | #VALUE! | #VALUE! | 0 | 0 | 0.20123 | 0.20123 | #VALUE! | #VALUE! |  |  |  | #VALUE! | #VALUE! | #VALUE! | #VALUE! | #VALUE! | #VALUE! | #VALUE!
Thursday | 5 | 5 | 4 | 2980 | 0 | 0 | 0 | 0 | 0 | 0 | 0 | 0 | 0 | 0 | 0 | 0 | 0 | 0 | 0 | 0 | 0 | 0 | 0 | 0 | 0 | 0 | 0 | 0 | 0 | 0 | 0 | 0 | 0 | 0 | 0 | 0 | 0 | 0 | 0 | 0 | 0 | 0 | 0 | 0 |  | 0 | 0 | 0 |  | #VALUE! | #VALUE! | #VALUE! | #VALUE! |  |  | #VALUE! | #VALUE! | 0 | 0 | 0.20123 | 0.20123 | #VALUE! | #VALUE! | #VALUE! | #VALUE! | 0 | 0 | 0.20123 | 0.20123 | #VALUE! | #VALUE! | #VALUE! | #VALUE! | 0 | 0 | 0.20123 | 0.20123 | #VALUE! | #VALUE! |  |  |  | #VALUE! | #VALUE! | #VALUE! | #VALUE! | #VALUE! | #VALUE! | #VALUE!
Thursday | 5 | 5 | 5 | 2981 | 0 | 0 | 0 | 0 | 0 | 0 | 0 | 0 | 0 | 0 | 0 | 0 | 0 | 0 | 0 | 0 | 0 | 0 | 0 | 0 | 0 | 0 | 0 | 0 | 0 | 0 | 0 | 0 | 0 | 0 | 0 | 0 | 0 | 0 | 0 | 0 | 0 | 0 | 0 | 0 |  | 0 | 0 | 0 |  | #VALUE! | #VALUE! | #VALUE! | #VALUE! |  |  | #VALUE! | #VALUE! | 0 | 0 | 0.20123 | 0.20123 | #VALUE! | #VALUE! | #VALUE! | #VALUE! | 0 | 0 | 0.20123 | 0.20123 | #VALUE! | #VALUE! | #VALUE! | #VALUE! | 0 | 0 | 0.20123 | 0.20123 | #VALUE! | #VALUE! |  |  |  | #VALUE! | #VALUE! | #VALUE! | #VALUE! | #VALUE! | #VALUE! | #VALUE!
Thursday | 5 | 5 | 6 | 2982 | 0 | 0 | 0 | 0 | 0 | 0 | 0 | 0 | 0 | 0 | 0 | 0 | 0 | 0 | 0 | 0 | 0 | 0 | 0 | 0 | 0 | 0 | 0 | 0 | 0.0021893 | 0 | 0 | 0 | 0 | 0 | 0 | 0 | 0 | 0 | 0 | 0 | 0 | 0 | 0 | 0 |  | 0 | 0 | 0 |  | #VALUE! | #VALUE! | #VALUE! | #VALUE! |  |  | #VALUE! | #VALUE! | 0 | 0 | 0.20123 | 0.20123 | #VALUE! | #VALUE! | #VALUE! | #VALUE! | 0 | 0 | 0.20123 | 0.20123 | #VALUE! | #VALUE! | #VALUE! | #VALUE! | 0 | 0 | 0.20123 | 0.20123 | #VALUE! | #VALUE! |  |  |  | #VALUE! | #VALUE! | #VALUE! | #VALUE! | #VALUE! | #VALUE! | #VALUE!
Thursday | 5 | 5 | 7 | 2983 | 0 | 0 | 0 | 0 | 0 | 0 | 0 | 0 | 0 | 0 | 0 | 0 | 0 | 0 | 0 | 0 | 0 | 0 | 0 | 0 | 0 | 0 | 0 | 0 | 0.0028485 | 0 | 0 | 0 | 0 | 0 | 0 | 0 | 0 | 0 | 0 | 0 | 0 | 0 | 0 | 0 |  | 0 | 0 | 0 |  | #VALUE! | #VALUE! | #VALUE! | #VALUE! |  |  | #VALUE! | #VALUE! | 0 | 0 | 0.20123 | 0.20123 | #VALUE! | #VALUE! | #VALUE! | #VALUE! | 0 | 0 | 0.20123 | 0.20123 | #VALUE! | #VALUE! | #VALUE! | #VALUE! | 0 | 0 | 0.20123 | 0.20123 | #VALUE! | #VALUE! |  |  |  | #VALUE! | #VALUE! | #VALUE! | #VALUE! | #VALUE! | #VALUE! | #VALUE!
Thursday | 5 | 5 | 8 | 2984 | 0 | 0 | 0 | 0 | 0 | 0 | 0 | 0 | 0 | 0 | 0 | 0 | 0 | 0 | 0 | 0 | 0 | 0 | 0 | 0 | 0 | 0 | 0 | 0 | 0.0022938 | 0 | 0 | 0 | 0 | 0 | 0 | 0 | 0 | 0 | 0 | 0 | 0 | 0 | 0 | 0 |  | 0 | 0 | 0 |  | #VALUE! | #VALUE! | #VALUE! | #VALUE! |  |  | #VALUE! | #VALUE! | 0 | 0 | 0.20123 | 0.20123 | #VALUE! | #VALUE! | #VALUE! | #VALUE! | 0 | 0 | 0.20123 | 0.20123 | #VALUE! | #VALUE! | #VALUE! | #VALUE! | 0 | 0 | 0.20123 | 0.20123 | #VALUE! | #VALUE! |  |  |  | #VALUE! | #VALUE! | #VALUE! | #VALUE! | #VALUE! | #VALUE! | #VALUE!
Thursday | 5 | 5 | 9 | 2985 | 0 | 0 | 0 | 0 | 0 | 0 | 0 | 0 | 0 | 0 | 0 | 0 | 0 | 0 | 0 | 0 | 0 | 0 | 0 | 0 | 0 | 0 | 0 | 0 | 0 | 0 | 0 | 0 | 0 | 0 | 0 | 0 | 0 | 0 | 0 | 0 | 0 | 0 | 0 | 0 |  | 0 | 0 | 0 |  | #VALUE! | #VALUE! | #VALUE! | #VALUE! |  |  | #VALUE! | #VALUE! | 0 | 0 | 0.20123 | 0.20123 | #VALUE! | #VALUE! | #VALUE! | #VALUE! | 0 | 0 | 0.20123 | 0.20123 | #VALUE! | #VALUE! | #VALUE! | #VALUE! | 0 | 0 | 0.20123 | 0.20123 | #VALUE! | #VALUE! |  |  |  | #VALUE! | #VALUE! | #VALUE! | #VALUE! | #VALUE! | #VALUE! | #VALUE!
Thursday | 5 | 5 | 10 | 2986 | 0 | 0 | 0 | 0 | 0 | 0 | 0 | 0 | 0 | 0 | 0 | 0 | 0 | 0 | 0 | 0 | 0 | 0 | 0 | 0 | 0 | 0 | 0 | 0 | 0 | 0 | 0 | 0.0061862 | 0.019 | 0 | 0 | 0 | 0 | 0 | 0 | 0 | 0 | 0 | 0 | 0 |  | 0 | 0 | 0 |  | #VALUE! | #VALUE! | #VALUE! | #VALUE! |  |  | #VALUE! | #VALUE! | 0 | 0 | 0.20123 | 0.20123 | #VALUE! | #VALUE! | #VALUE! | #VALUE! | 0 | 0 | 0.20123 | 0.20123 | #VALUE! | #VALUE! | #VALUE! | #VALUE! | 0 | 0 | 0.20123 | 0.20123 | #VALUE! | #VALUE! |  |  |  | #VALUE! | #VALUE! | #VALUE! | #VALUE! | #VALUE! | #VALUE! | #VALUE!
Thursday | 5 | 5 | 11 | 2987 | 0 | 0 | 0 | 0 | 0 | 0 | 0 | 0 | 0 | 0 | 0 | 0 | 0 | 0 | 0 | 0 | 0 | 0 | 0 | 0 | 0 | 0 | 0 | 0 | 0.010458 | 0 | 0 | 0.012607 | 0.069 | 0 | 0 | 0 | 0 | 0 | 0 | 0 | 0 | 0 | 0 | 0 |  | 0 | 0 | 0 |  | #VALUE! | #VALUE! | #VALUE! | #VALUE! |  |  | #VALUE! | #VALUE! | 0 | 0 | 0.20123 | 0.20123 | #VALUE! | #VALUE! | #VALUE! | #VALUE! | 0 | 0 | 0.20123 | 0.20123 | #VALUE! | #VALUE! | #VALUE! | #VALUE! | 0 | 0 | 0.20123 | 0.20123 | #VALUE! | #VALUE! |  |  |  | #VALUE! | #VALUE! | #VALUE! | #VALUE! | #VALUE! | #VALUE! | #VALUE!
Thursday | 5 | 5 | 12 | 2988 | 0 | 0 | 0 | 0 | 0 | 0 | 0 | 0 | 0 | 0 | 0 | 0 | 0 | 0 | 0 | 0 | 0 | 0 | 0 | 0 | 0 | 0 | 0 | 0 | 0.02283 | 0 | 0 | 0.044474 | 0.127 | 0 | 0 | 0 | 0 | 0 | 0 | 0 | 0 | 0 | 0 | 0 |  | 0 | 0 | 0 |  | #VALUE! | #VALUE! | #VALUE! | #VALUE! |  |  | #VALUE! | #VALUE! | 0 | 0 | 0.20123 | 0.20123 | #VALUE! | #VALUE! | #VALUE! | #VALUE! | 0 | 0 | 0.20123 | 0.20123 | #VALUE! | #VALUE! | #VALUE! | #VALUE! | 0 | 0 | 0.20123 | 0.20123 | #VALUE! | #VALUE! |  |  |  | #VALUE! | #VALUE! | #VALUE! | #VALUE! | #VALUE! | #VALUE! | #VALUE!
Thursday | 5 | 5 | 13 | 2989 | 0 | 0 | 0 | 0 | 0 | 0 | 0 | 0 | 0 | 0 | 0 | 0 | 0 | 0 | 0 | 0 | 0 | 0 | 0 | 0 | 0 | 0 | 0 | 0 | 0.023156 | 0 | 0 | 0.051562 | 0.127 | 0 | 0 | 0 | 0 | 0 | 0 | 0 | 0 | 0 | 0 | 0 |  | 0 | 0 | 0 |  | #VALUE! | #VALUE! | #VALUE! | #VALUE! |  |  | #VALUE! | #VALUE! | 0 | 0 | 0.20123 | 0.20123 | #VALUE! | #VALUE! | #VALUE! | #VALUE! | 0 | 0 | 0.20123 | 0.20123 | #VALUE! | #VALUE! | #VALUE! | #VALUE! | 0 | 0 | 0.20123 | 0.20123 | #VALUE! | #VALUE! |  |  |  | #VALUE! | #VALUE! | #VALUE! | #VALUE! | #VALUE! | #VALUE! | #VALUE!
Thursday | 5 | 5 | 14 | 2990 | 0 | 0 | 0 | 0 | 0 | 0 | 0 | 0 | 0 | 0 | 0 | 0 | 0 | 0 | 0 | 0 | 0 | 0 | 0 | 0 | 0 | 0 | 0 | 0.0001875 | 0.023771 | 0 | 0.00020814 | 0.067905 | 0.145 | 0 | 0 | 0 | 0 | 0 | 0 | 0 | 0 | 0 | 0 | 0 |  | 0 | 0 | 0 |  | #VALUE! | #VALUE! | #VALUE! | #VALUE! |  |  | #VALUE! | #VALUE! | 0 | 0 | 0.20123 | 0.20123 | #VALUE! | #VALUE! | #VALUE! | #VALUE! | 0 | 0 | 0.20123 | 0.20123 | #VALUE! | #VALUE! | #VALUE! | #VALUE! | 0 | 0 | 0.20123 | 0.20123 | #VALUE! | #VALUE! |  |  |  | #VALUE! | #VALUE! | #VALUE! | #VALUE! | #VALUE! | #VALUE! | #VALUE!
Thursday | 5 | 5 | 15 | 2991 | 0 | 0 | 0 | 0 | 0 | 0 | 0 | 0 | 0 | 0 | 0 | 0 | 0 | 0 | 0 | 0 | 0 | 0 | 0 | 0 | 0 | 0 | 0 | 0.00046875 | 0.023281 | 0.00175 | 0.0002197 | 0.072255 | 0.145 | 0 | 0 | 0 | 0 | 0 | 0 | 0 | 0 | 0 | 0 | 0 |  | 0 | 0 | 0 |  | #VALUE! | #VALUE! | #VALUE! | #VALUE! |  |  | #VALUE! | #VALUE! | 0 | 0 | 0.20123 | 0.20123 | #VALUE! | #VALUE! | #VALUE! | #VALUE! | 0 | 0 | 0.20123 | 0.20123 | #VALUE! | #VALUE! | #VALUE! | #VALUE! | 0 | 0 | 0.20123 | 0.20123 | #VALUE! | #VALUE! |  |  |  | #VALUE! | #VALUE! | #VALUE! | #VALUE! | #VALUE! | #VALUE! | #VALUE!
Thursday | 5 | 5 | 16 | 2992 | 0 | 0 | 0 | 0 | 0 | 0 | 0 | 0 | 0 | 0 | 0 | 0 | 0 | 0 | 0 | 0 | 0 | 0 | 0 | 0 | 0 | 0 | 0 | 0.00059375 | 0.019612 | 0 | 0.0002197 | 0.073619 | 0.145 | 0 | 0 | 0 | 0 | 0 | 0 | 0 | 0 | 0 | 0 | 0 |  | 0 | 0 | 0 |  | #VALUE! | #VALUE! | #VALUE! | #VALUE! |  |  | #VALUE! | #VALUE! | 0 | 0 | 0.20123 | 0.20123 | #VALUE! | #VALUE! | #VALUE! | #VALUE! | 0 | 0 | 0.20123 | 0.20123 | #VALUE! | #VALUE! | #VALUE! | #VALUE! | 0 | 0 | 0.20123 | 0.20123 | #VALUE! | #VALUE! |  |  |  | #VALUE! | #VALUE! | #VALUE! | #VALUE! | #VALUE! | #VALUE! | #VALUE!
Thursday | 5 | 5 | 17 | 2993 | 0 | 0 | 0 | 0 | 0 | 0 | 0 | 0 | 0 | 0 | 0 | 0 | 0 | 0 | 0 | 0 | 0 | 0 | 0 | 0 | 0 | 0 | 0 | 0 | 0.011397 | 0 | 0 | 0.060483 | 0.127 | 0 | 0 | 0 | 0 | 0 | 0 | 0 | 0 | 0 | 0 | 0 |  | 0 | 0 | 0 |  | #VALUE! | #VALUE! | #VALUE! | #VALUE! |  |  | #VALUE! | #VALUE! | 0 | 0 | 0.20123 | 0.20123 | #VALUE! | #VALUE! | #VALUE! | #VALUE! | 0 | 0 | 0.20123 | 0.20123 | #VALUE! | #VALUE! | #VALUE! | #VALUE! | 0 | 0 | 0.20123 | 0.20123 | #VALUE! | #VALUE! |  |  |  | #VALUE! | #VALUE! | #VALUE! | #VALUE! | #VALUE! | #VALUE! | #VALUE!
Thursday | 5 | 5 | 18 | 2994 | 0 | 0 | 0 | 0 | 0 | 0 | 0 | 0 | 0 | 0 | 0 | 0 | 0 | 0 | 0 | 0 | 0 | 0 | 0 | 0 | 0 | 0 | 0 | 0 | 0.002459 | 0 | 0 | 0.036835 | 0.091 | 0 | 0 | 0 | 0 | 0 | 0 | 0 | 0 | 0 | 0 | 0 |  | 0 | 0 | 0 |  | #VALUE! | #VALUE! | #VALUE! | #VALUE! |  |  | #VALUE! | #VALUE! | 0 | 0 | 0.20123 | 0.20123 | #VALUE! | #VALUE! | #VALUE! | #VALUE! | 0 | 0 | 0.20123 | 0.20123 | #VALUE! | #VALUE! | #VALUE! | #VALUE! | 0 | 0 | 0.20123 | 0.20123 | #VALUE! | #VALUE! |  |  |  | #VALUE! | #VALUE! | #VALUE! | #VALUE! | #VALUE! | #VALUE! | #VALUE!
Thursday | 5 | 5 | 19 | 2995 | 0 | 0 | 0 | 0 | 0 | 0 | 0 | 0 | 0 | 0 | 0 | 0 | 0 | 0 | 0 | 0 | 0 | 0 | 0 | 0 | 0 | 0 | 0 | 0 | 0 | 0 | 0 | 0.022991 | 0.074 | 0 | 0 | 0 | 0 | 0 | 0 | 0 | 0 | 0 | 0 | 0 |  | 0 | 0 | 0 |  | #VALUE! | #VALUE! | #VALUE! | #VALUE! |  |  | #VALUE! | #VALUE! | 0 | 0 | 0.20123 | 0.20123 | #VALUE! | #VALUE! | #VALUE! | #VALUE! | 0 | 0 | 0.20123 | 0.20123 | #VALUE! | #VALUE! | #VALUE! | #VALUE! | 0 | 0 | 0.20123 | 0.20123 | #VALUE! | #VALUE! |  |  |  | #VALUE! | #VALUE! | #VALUE! | #VALUE! | #VALUE! | #VALUE! | #VALUE!
Thursday | 5 | 5 | 20 | 2996 | 0 | 0 | 0 | 0 | 0 | 0 | 0 | 0 | 0 | 0 | 0 | 0 | 0 | 0 | 0 | 0 | 0 | 0 | 0 | 0 | 0 | 0 | 0 | 0 | 0 | 0 | 0 | 0.00031724 | 0 | 0 | 0 | 0 | 0 | 0 | 0 | 0 | 0 | 0 | 0 | 0 |  | 0 | 0 | 0 |  | #VALUE! | #VALUE! | #VALUE! | #VALUE! |  |  | #VALUE! | #VALUE! | 0 | 0 | 0.20123 | 0.20123 | #VALUE! | #VALUE! | #VALUE! | #VALUE! | 0 | 0 | 0.20123 | 0.20123 | #VALUE! | #VALUE! | #VALUE! | #VALUE! | 0 | 0 | 0.20123 | 0.20123 | #VALUE! | #VALUE! |  |  |  | #VALUE! | #VALUE! | #VALUE! | #VALUE! | #VALUE! | #VALUE! | #VALUE!
Thursday | 5 | 5 | 21 | 2997 | 0 | 0 | 0 | 0 | 0 | 0 | 0 | 0 | 0 | 0 | 0 | 0 | 0 | 0 | 0 | 0 | 0 | 0 | 0 | 0 | 0 | 0 | 0 | 0 | 0.0017163 | 0 | 0 | 0 | 0 | 0 | 0 | 0 | 0 | 0 | 0 | 0 | 0 | 0 | 0 | 0 |  | 0 | 0 | 0 |  | #VALUE! | #VALUE! | #VALUE! | #VALUE! |  |  | #VALUE! | #VALUE! | 0 | 0 | 0.20123 | 0.20123 | #VALUE! | #VALUE! | #VALUE! | #VALUE! | 0 | 0 | 0.20123 | 0.20123 | #VALUE! | #VALUE! | #VALUE! | #VALUE! | 0 | 0 | 0.20123 | 0.20123 | #VALUE! | #VALUE! |  |  |  | #VALUE! | #VALUE! | #VALUE! | #VALUE! | #VALUE! | #VALUE! | #VALUE!
Thursday | 5 | 5 | 22 | 2998 | 0 | 0 | 0 | 0 | 0 | 0 | 0 | 0 | 0 | 0 | 0 | 0 | 0 | 0 | 0 | 0 | 0 | 0 | 0 | 0 | 0 | 0 | 0 | 0 | 0.0017553 | 0 | 0 | 0 | 0 | 0 | 0 | 0 | 0 | 0 | 0 | 0 | 0 | 0 | 0 | 0 |  | 0 | 0 | 0 |  | #VALUE! | #VALUE! | #VALUE! | #VALUE! |  |  | #VALUE! | #VALUE! | 0 | 0 | 0.20123 | 0.20123 | #VALUE! | #VALUE! | #VALUE! | #VALUE! | 0 | 0 | 0.20123 | 0.20123 | #VALUE! | #VALUE! | #VALUE! | #VALUE! | 0 | 0 | 0.20123 | 0.20123 | #VALUE! | #VALUE! |  |  |  | #VALUE! | #VALUE! | #VALUE! | #VALUE! | #VALUE! | #VALUE! | #VALUE!
Thursday | 5 | 5 | 23 | 2999 | 0 | 0 | 0 | 0 | 0 | 0 | 0 | 0 | 0 | 0 | 0 | 0 | 0 | 0 | 0 | 0 | 0 | 0 | 0 | 0 | 0 | 0 | 0 | 0 | 0 | 0 | 0 | 0 | 0 | 0 | 0 | 0 | 0 | 0 | 0 | 0 | 0 | 0 | 0 | 0 |  | 0 | 0 | 0 |  | #VALUE! | #VALUE! | #VALUE! | #VALUE! |  |  | #VALUE! | #VALUE! | 0 | 0 | 0.20123 | 0.20123 | #VALUE! | #VALUE! | #VALUE! | #VALUE! | 0 | 0 | 0.20123 | 0.20123 | #VALUE! | #VALUE! | #VALUE! | #VALUE! | 0 | 0 | 0.20123 | 0.20123 | #VALUE! | #VALUE! |  |  |  | #VALUE! | #VALUE! | #VALUE! | #VALUE! | #VALUE! | #VALUE! | #VALUE!
Thursday | 5 | 5 | 24 | 3000 | 0 | 0 | 0 | 0 | 0 | 0 | 0 | 0 | 0 | 0 | 0 | 0 | 0 | 0 | 0 | 0 | 0 | 0 | 0 | 0 | 0 | 0 | 0 | 0 | 0 | 0 | 0 | 0 | 0 | 0 | 0 | 0 | 0 | 0 | 0 | 0 | 0 | 0 | 0 | 0 |  | 0 | 0 | 0 |  | #VALUE! | #VALUE! | #VALUE! | #VALUE! |  |  | #VALUE! | #VALUE! | 0 | 0 | 0.20123 | 0.20123 | #VALUE! | #VALUE! | #VALUE! | #VALUE! | 0 | 0 | 0.20123 | 0.20123 | #VALUE! | #VALUE! | #VALUE! | #VALUE! | 0 | 0 | 0.20123 | 0.20123 | #VALUE! | #VALUE! |  |  |  | #VALUE! | #VALUE! | #VALUE! | #VALUE! | #VALUE! | #VALUE! | #VALUE!
Friday | 5 | 6 | 1 | 3001 | 0 | 0 | 0 | 0 | 0 | 0 | 0 | 0 | 0 | 0 | 0 | 0 | 0 | 0 | 0 | 0 | 0 | 0 | 0 | 0 | 0 | 0 | 0 | 0 | 0 | 0 | 0 | 0 | 0 | 0 | 0 | 0 | 0 | 0 | 0 | 0 | 0 | 0 | 0 | 0 |  | 0 | 0 | 0 |  | #VALUE! | #VALUE! | #VALUE! | #VALUE! |  |  | #VALUE! | #VALUE! | 0 | 0 | 0.20123 | 0.20123 | #VALUE! | #VALUE! | #VALUE! | #VALUE! | 0 | 0 | 0.20123 | 0.20123 | #VALUE! | #VALUE! | #VALUE! | #VALUE! | 0 | 0 | 0.20123 | 0.20123 | #VALUE! | #VALUE! |  |  |  | #VALUE! | #VALUE! | #VALUE! | #VALUE! | #VALUE! | #VALUE! | #VALUE!
Friday | 5 | 6 | 2 | 3002 | 0 | 0 | 0 | 0 | 0 | 0 | 0 | 0 | 0 | 0 | 0 | 0 | 0 | 0 | 0 | 0 | 0 | 0 | 0 | 0 | 0 | 0 | 0 | 0 | 0 | 0 | 0 | 0 | 0 | 0 | 0 | 0 | 0 | 0 | 0 | 0 | 0 | 0 | 0 | 0 |  | 0 | 0 | 0 |  | #VALUE! | #VALUE! | #VALUE! | #VALUE! |  |  | #VALUE! | #VALUE! | 0 | 0 | 0.20123 | 0.20123 | #VALUE! | #VALUE! | #VALUE! | #VALUE! | 0 | 0 | 0.20123 | 0.20123 | #VALUE! | #VALUE! | #VALUE! | #VALUE! | 0 | 0 | 0.20123 | 0.20123 | #VALUE! | #VALUE! |  |  |  | #VALUE! | #VALUE! | #VALUE! | #VALUE! | #VALUE! | #VALUE! | #VALUE!
Friday | 5 | 6 | 3 | 3003 | 0 | 0 | 0 | 0 | 0 | 0 | 0 | 0 | 0 | 0 | 0 | 0 | 0 | 0 | 0 | 0 | 0 | 0 | 0 | 0 | 0 | 0 | 0 | 0 | 0 | 0 | 0 | 0 | 0 | 0 | 0 | 0 | 0 | 0 | 0 | 0 | 0 | 0 | 0 | 0 |  | 0 | 0 | 0 |  | #VALUE! | #VALUE! | #VALUE! | #VALUE! |  |  | #VALUE! | #VALUE! | 0 | 0 | 0.20123 | 0.20123 | #VALUE! | #VALUE! | #VALUE! | #VALUE! | 0 | 0 | 0.20123 | 0.20123 | #VALUE! | #VALUE! | #VALUE! | #VALUE! | 0 | 0 | 0.20123 | 0.20123 | #VALUE! | #VALUE! |  |  |  | #VALUE! | #VALUE! | #VALUE! | #VALUE! | #VALUE! | #VALUE! | #VALUE!
Friday | 5 | 6 | 4 | 3004 | 0 | 0 | 0 | 0 | 0 | 0 | 0 | 0 | 0 | 0 | 0 | 0 | 0 | 0 | 0 | 0 | 0 | 0 | 0 | 0 | 0 | 0 | 0 | 0 | 0 | 0 | 0 | 0 | 0 | 0 | 0 | 0 | 0 | 0 | 0 | 0 | 0 | 0 | 0 | 0 |  | 0 | 0 | 0 |  | #VALUE! | #VALUE! | #VALUE! | #VALUE! |  |  | #VALUE! | #VALUE! | 0 | 0 | 0.20123 | 0.20123 | #VALUE! | #VALUE! | #VALUE! | #VALUE! | 0 | 0 | 0.20123 | 0.20123 | #VALUE! | #VALUE! | #VALUE! | #VALUE! | 0 | 0 | 0.20123 | 0.20123 | #VALUE! | #VALUE! |  |  |  | #VALUE! | #VALUE! | #VALUE! | #VALUE! | #VALUE! | #VALUE! | #VALUE!
Friday | 5 | 6 | 5 | 3005 | 0 | 0 | 0 | 0 | 0 | 0 | 0 | 0 | 0 | 0 | 0 | 0 | 0 | 0 | 0 | 0 | 0 | 0 | 0 | 0 | 0 | 0 | 0 | 0 | 0 | 0 | 0 | 0 | 0 | 0 | 0 | 0 | 0 | 0 | 0 | 0 | 0 | 0 | 0 | 0 |  | 0 | 0 | 0 |  | #VALUE! | #VALUE! | #VALUE! | #VALUE! |  |  | #VALUE! | #VALUE! | 0 | 0 | 0.20123 | 0.20123 | #VALUE! | #VALUE! | #VALUE! | #VALUE! | 0 | 0 | 0.20123 | 0.20123 | #VALUE! | #VALUE! | #VALUE! | #VALUE! | 0 | 0 | 0.20123 | 0.20123 | #VALUE! | #VALUE! |  |  |  | #VALUE! | #VALUE! | #VALUE! | #VALUE! | #VALUE! | #VALUE! | #VALUE!
Friday | 5 | 6 | 6 | 3006 | 0 | 0 | 0 | 0 | 0 | 0 | 0 | 0 | 0 | 0 | 0 | 0 | 0 | 0 | 0 | 0 | 0 | 0 | 0 | 0 | 0 | 0 | 0 | 0 | 0.0024796 | 0 | 0 | 0 | 0 | 0 | 0 | 0 | 0 | 0 | 0 | 0 | 0 | 0 | 0 | 0 |  | 0 | 0 | 0 |  | #VALUE! | #VALUE! | #VALUE! | #VALUE! |  |  | #VALUE! | #VALUE! | 0 | 0 | 0.20123 | 0.20123 | #VALUE! | #VALUE! | #VALUE! | #VALUE! | 0 | 0 | 0.20123 | 0.20123 | #VALUE! | #VALUE! | #VALUE! | #VALUE! | 0 | 0 | 0.20123 | 0.20123 | #VALUE! | #VALUE! |  |  |  | #VALUE! | #VALUE! | #VALUE! | #VALUE! | #VALUE! | #VALUE! | #VALUE!
Friday | 5 | 6 | 7 | 3007 | 0 | 0 | 0 | 0 | 0 | 0 | 0 | 0 | 0 | 0 | 0 | 0 | 0 | 0 | 0 | 0 | 0 | 0 | 0 | 0 | 0 | 0 | 0 | 0 | 0 | 0 | 0 | 0 | 0 | 0 | 0 | 0 | 0 | 0 | 0 | 0 | 0 | 0 | 0 | 0 |  | 0 | 0 | 0 |  | #VALUE! | #VALUE! | #VALUE! | #VALUE! |  |  | #VALUE! | #VALUE! | 0 | 0 | 0.20123 | 0.20123 | #VALUE! | #VALUE! | #VALUE! | #VALUE! | 0 | 0 | 0.20123 | 0.20123 | #VALUE! | #VALUE! | #VALUE! | #VALUE! | 0 | 0 | 0.20123 | 0.20123 | #VALUE! | #VALUE! |  |  |  | #VALUE! | #VALUE! | #VALUE! | #VALUE! | #VALUE! | #VALUE! | #VALUE!
Friday | 5 | 6 | 8 | 3008 | 0 | 0 | 0 | 0 | 0 | 0 | 0 | 0 | 0 | 0 | 0 | 0 | 0 | 0 | 0 | 0 | 0 | 0 | 0 | 0 | 0 | 0 | 0 | 0 | 0.0032801 | 0 | 0 | 0 | 0 | 0 | 0 | 0 | 0 | 0 | 0 | 0 | 0 | 0 | 0 | 0 |  | 0 | 0 | 0 |  | #VALUE! | #VALUE! | #VALUE! | #VALUE! |  |  | #VALUE! | #VALUE! | 0 | 0 | 0.20123 | 0.20123 | #VALUE! | #VALUE! | #VALUE! | #VALUE! | 0 | 0 | 0.20123 | 0.20123 | #VALUE! | #VALUE! | #VALUE! | #VALUE! | 0 | 0 | 0.20123 | 0.20123 | #VALUE! | #VALUE! |  |  |  | #VALUE! | #VALUE! | #VALUE! | #VALUE! | #VALUE! | #VALUE! | #VALUE!
Friday | 5 | 6 | 9 | 3009 | 0 | 0 | 0 | 0 | 0 | 0 | 0 | 0 | 0 | 0 | 0 | 0 | 0 | 0 | 0 | 0 | 0 | 0 | 0 | 0 | 0 | 0 | 0 | 0 | 0 | 0 | 0 | 0 | 0 | 0 | 0 | 0 | 0 | 0 | 0 | 0 | 0 | 0 | 0 | 0 |  | 0 | 0 | 0 |  | #VALUE! | #VALUE! | #VALUE! | #VALUE! |  |  | #VALUE! | #VALUE! | 0 | 0 | 0.20123 | 0.20123 | #VALUE! | #VALUE! | #VALUE! | #VALUE! | 0 | 0 | 0.20123 | 0.20123 | #VALUE! | #VALUE! | #VALUE! | #VALUE! | 0 | 0 | 0.20123 | 0.20123 | #VALUE! | #VALUE! |  |  |  | #VALUE! | #VALUE! | #VALUE! | #VALUE! | #VALUE! | #VALUE! | #VALUE!
Friday | 5 | 6 | 10 | 3010 | 0 | 0 | 0 | 0 | 0 | 0 | 0 | 0 | 0 | 0 | 0 | 0 | 0 | 0 | 0 | 0 | 0 | 0 | 0 | 0 | 0 | 0 | 0 | 0 | 0 | 0 | 0 | 0.0092 | 0 | 0 | 0 | 0 | 0 | 0 | 0 | 0 | 0 | 0 | 0 | 0 |  | 0 | 0 | 0 |  | #VALUE! | #VALUE! | #VALUE! | #VALUE! |  |  | #VALUE! | #VALUE! | 0 | 0 | 0.20123 | 0.20123 | #VALUE! | #VALUE! | #VALUE! | #VALUE! | 0 | 0 | 0.20123 | 0.20123 | #VALUE! | #VALUE! | #VALUE! | #VALUE! | 0 | 0 | 0.20123 | 0.20123 | #VALUE! | #VALUE! |  |  |  | #VALUE! | #VALUE! | #VALUE! | #VALUE! | #VALUE! | #VALUE! | #VALUE!
Friday | 5 | 6 | 11 | 3011 | 0 | 0 | 0 | 0 | 0 | 0 | 0 | 0 | 0 | 0 | 0 | 0 | 0 | 0 | 0 | 0 | 0 | 0 | 0 | 0 | 0 | 0 | 0 | 0 | 0.0044975 | 0 | 0 | 0.01631 | 0.05 | 0 | 0 | 0 | 0 | 0 | 0 | 0 | 0 | 0 | 0 | 0 |  | 0 | 0 | 0 |  | #VALUE! | #VALUE! | #VALUE! | #VALUE! |  |  | #VALUE! | #VALUE! | 0 | 0 | 0.20123 | 0.20123 | #VALUE! | #VALUE! | #VALUE! | #VALUE! | 0 | 0 | 0.20123 | 0.20123 | #VALUE! | #VALUE! | #VALUE! | #VALUE! | 0 | 0 | 0.20123 | 0.20123 | #VALUE! | #VALUE! |  |  |  | #VALUE! | #VALUE! | #VALUE! | #VALUE! | #VALUE! | #VALUE! | #VALUE!
Friday | 5 | 6 | 12 | 3012 | 0 | 0 | 0 | 0 | 0 | 0 | 0 | 0 | 0 | 0 | 0 | 0 | 0 | 0 | 0 | 0 | 0 | 0 | 0 | 0 | 0 | 0 | 0 | 0 | 0.0093419 | 0 | 0 | 0.033562 | 0.1 | 0 | 0 | 0 | 0 | 0 | 0 | 0 | 0 | 0 | 0 | 0 |  | 0 | 0 | 0 |  | #VALUE! | #VALUE! | #VALUE! | #VALUE! |  |  | #VALUE! | #VALUE! | 0 | 0 | 0.20123 | 0.20123 | #VALUE! | #VALUE! | #VALUE! | #VALUE! | 0 | 0 | 0.20123 | 0.20123 | #VALUE! | #VALUE! | #VALUE! | #VALUE! | 0 | 0 | 0.20123 | 0.20123 | #VALUE! | #VALUE! |  |  |  | #VALUE! | #VALUE! | #VALUE! | #VALUE! | #VALUE! | #VALUE! | #VALUE!
Friday | 5 | 6 | 13 | 3013 | 0 | 0 | 0 | 0 | 0 | 0 | 0 | 0 | 0 | 0 | 0 | 0 | 0 | 0 | 0 | 0 | 0 | 0 | 0 | 0 | 0 | 0 | 0 | 0 | 0.011995 | 0 | 0.00018501 | 0.050473 | 0.131 | 0 | 0 | 0 | 0 | 0 | 0 | 0 | 0 | 0 | 0 | 0 |  | 0 | 0 | 0 |  | #VALUE! | #VALUE! | #VALUE! | #VALUE! |  |  | #VALUE! | #VALUE! | 0 | 0 | 0.20123 | 0.20123 | #VALUE! | #VALUE! | #VALUE! | #VALUE! | 0 | 0 | 0.20123 | 0.20123 | #VALUE! | #VALUE! | #VALUE! | #VALUE! | 0 | 0 | 0.20123 | 0.20123 | #VALUE! | #VALUE! |  |  |  | #VALUE! | #VALUE! | #VALUE! | #VALUE! | #VALUE! | #VALUE! | #VALUE!
Friday | 5 | 6 | 14 | 3014 | 0 | 0 | 0 | 0 | 0 | 0 | 0 | 0 | 0 | 0 | 0 | 0 | 0 | 0 | 0 | 0 | 0 | 0 | 0 | 0 | 0 | 0 | 0 | 0.000125 | 0.013944 | 0 | 0.00053191 | 0.067485 | 0.16 | 0 | 0 | 0 | 0 | 0 | 0 | 0 | 0 | 0 | 0 | 0 |  | 0 | 0 | 0 |  | #VALUE! | #VALUE! | #VALUE! | #VALUE! |  |  | #VALUE! | #VALUE! | 0 | 0 | 0.20123 | 0.20123 | #VALUE! | #VALUE! | #VALUE! | #VALUE! | 0 | 0 | 0.20123 | 0.20123 | #VALUE! | #VALUE! | #VALUE! | #VALUE! | 0 | 0 | 0.20123 | 0.20123 | #VALUE! | #VALUE! |  |  |  | #VALUE! | #VALUE! | #VALUE! | #VALUE! | #VALUE! | #VALUE! | #VALUE!
Friday | 5 | 6 | 15 | 3015 | 0 | 0 | 0 | 0 | 0 | 0 | 0 | 0 | 0 | 0 | 0 | 0 | 0 | 0 | 0 | 0 | 0 | 0 | 0 | 0 | 0 | 0 | 0 | 0 | 0.011572 | 0 | 0.00020814 | 0.061175 | 0.145 | 0 | 0 | 0 | 0 | 0 | 0 | 0 | 0 | 0 | 0 | 0 |  | 0 | 0 | 0 |  | #VALUE! | #VALUE! | #VALUE! | #VALUE! |  |  | #VALUE! | #VALUE! | 0 | 0 | 0.20123 | 0.20123 | #VALUE! | #VALUE! | #VALUE! | #VALUE! | 0 | 0 | 0.20123 | 0.20123 | #VALUE! | #VALUE! | #VALUE! | #VALUE! | 0 | 0 | 0.20123 | 0.20123 | #VALUE! | #VALUE! |  |  |  | #VALUE! | #VALUE! | #VALUE! | #VALUE! | #VALUE! | #VALUE! | #VALUE!
Friday | 5 | 6 | 16 | 3016 | 0 | 0 | 0 | 0 | 0 | 0 | 0 | 0 | 0 | 0 | 0 | 0 | 0 | 0 | 0 | 0 | 0 | 0 | 0 | 0 | 0 | 0 | 0 | 0 | 0.0067333 | 0 | 0.00020814 | 0.064072 | 0.145 | 0 | 0 | 0 | 0 | 0 | 0 | 0 | 0 | 0 | 0 | 0 |  | 0 | 0 | 0 |  | #VALUE! | #VALUE! | #VALUE! | #VALUE! |  |  | #VALUE! | #VALUE! | 0 | 0 | 0.20123 | 0.20123 | #VALUE! | #VALUE! | #VALUE! | #VALUE! | 0 | 0 | 0.20123 | 0.20123 | #VALUE! | #VALUE! | #VALUE! | #VALUE! | 0 | 0 | 0.20123 | 0.20123 | #VALUE! | #VALUE! |  |  |  | #VALUE! | #VALUE! | #VALUE! | #VALUE! | #VALUE! | #VALUE! | #VALUE!
Friday | 5 | 6 | 17 | 3017 | 0 | 0 | 0 | 0 | 0 | 0 | 0 | 0 | 0 | 0 | 0 | 0 | 0 | 0 | 0 | 0 | 0 | 0 | 0 | 0 | 0 | 0 | 0 | 0 | 0.0030984 | 0 | 0.00020814 | 0.065032 | 0.145 | 0 | 0 | 0 | 0 | 0 | 0 | 0 | 0 | 0 | 0 | 0 |  | 0 | 0 | 0 |  | #VALUE! | #VALUE! | #VALUE! | #VALUE! |  |  | #VALUE! | #VALUE! | 0 | 0 | 0.20123 | 0.20123 | #VALUE! | #VALUE! | #VALUE! | #VALUE! | 0 | 0 | 0.20123 | 0.20123 | #VALUE! | #VALUE! | #VALUE! | #VALUE! | 0 | 0 | 0.20123 | 0.20123 | #VALUE! | #VALUE! |  |  |  | #VALUE! | #VALUE! | #VALUE! | #VALUE! | #VALUE! | #VALUE! | #VALUE!
Friday | 5 | 6 | 18 | 3018 | 0 | 0 | 0 | 0 | 0 | 0 | 0 | 0 | 0 | 0 | 0 | 0 | 0 | 0 | 0 | 0 | 0 | 0 | 0 | 0 | 0 | 0 | 0 | 0 | 0 | 0 | 0 | 0.05305 | 0.127 | 0 | 0 | 0 | 0 | 0 | 0 | 0 | 0 | 0 | 0 | 0 |  | 0 | 0 | 0 |  | #VALUE! | #VALUE! | #VALUE! | #VALUE! |  |  | #VALUE! | #VALUE! | 0 | 0 | 0.20123 | 0.20123 | #VALUE! | #VALUE! | #VALUE! | #VALUE! | 0 | 0 | 0.20123 | 0.20123 | #VALUE! | #VALUE! | #VALUE! | #VALUE! | 0 | 0 | 0.20123 | 0.20123 | #VALUE! | #VALUE! |  |  |  | #VALUE! | #VALUE! | #VALUE! | #VALUE! | #VALUE! | #VALUE! | #VALUE!
Friday | 5 | 6 | 19 | 3019 | 0 | 0 | 0 | 0 | 0 | 0 | 0 | 0 | 0 | 0 | 0 | 0 | 0 | 0 | 0 | 0 | 0 | 0 | 0 | 0 | 0 | 0 | 0 | 0 | 0 | 0 | 0 | 0.028283 | 0.085 | 0 | 0 | 0 | 0 | 0 | 0 | 0 | 0 | 0 | 0 | 0 |  | 0 | 0 | 0 |  | #VALUE! | #VALUE! | #VALUE! | #VALUE! |  |  | #VALUE! | #VALUE! | 0 | 0 | 0.20123 | 0.20123 | #VALUE! | #VALUE! | #VALUE! | #VALUE! | 0 | 0 | 0.20123 | 0.20123 | #VALUE! | #VALUE! | #VALUE! | #VALUE! | 0 | 0 | 0.20123 | 0.20123 | #VALUE! | #VALUE! |  |  |  | #VALUE! | #VALUE! | #VALUE! | #VALUE! | #VALUE! | #VALUE! | #VALUE!
Friday | 5 | 6 | 20 | 3020 | 0 | 0 | 0 | 0 | 0 | 0 | 0 | 0 | 0 | 0 | 0 | 0 | 0 | 0 | 0 | 0 | 0 | 0 | 0 | 0 | 0 | 0 | 0 | 0 | 0 | 0 | 0 | 0.003331 | 0 | 0 | 0 | 0 | 0 | 0 | 0 | 0 | 0 | 0 | 0 | 0 |  | 0 | 0 | 0 |  | #VALUE! | #VALUE! | #VALUE! | #VALUE! |  |  | #VALUE! | #VALUE! | 0 | 0 | 0.20123 | 0.20123 | #VALUE! | #VALUE! | #VALUE! | #VALUE! | 0 | 0 | 0.20123 | 0.20123 | #VALUE! | #VALUE! | #VALUE! | #VALUE! | 0 | 0 | 0.20123 | 0.20123 | #VALUE! | #VALUE! |  |  |  | #VALUE! | #VALUE! | #VALUE! | #VALUE! | #VALUE! | #VALUE! | #VALUE!
Friday | 5 | 6 | 21 | 3021 | 0 | 0 | 0 | 0 | 0 | 0 | 0 | 0 | 0 | 0 | 0 | 0 | 0 | 0 | 0 | 0 | 0 | 0 | 0 | 0 | 0 | 0 | 0 | 0 | 0.0015999 | 0 | 0 | 0 | 0 | 0 | 0 | 0 | 0 | 0 | 0 | 0 | 0 | 0 | 0 | 0 |  | 0 | 0 | 0 |  | #VALUE! | #VALUE! | #VALUE! | #VALUE! |  |  | #VALUE! | #VALUE! | 0 | 0 | 0.20123 | 0.20123 | #VALUE! | #VALUE! | #VALUE! | #VALUE! | 0 | 0 | 0.20123 | 0.20123 | #VALUE! | #VALUE! | #VALUE! | #VALUE! | 0 | 0 | 0.20123 | 0.20123 | #VALUE! | #VALUE! |  |  |  | #VALUE! | #VALUE! | #VALUE! | #VALUE! | #VALUE! | #VALUE! | #VALUE!
Friday | 5 | 6 | 22 | 3022 | 0 | 0 | 0 | 0 | 0 | 0 | 0 | 0 | 0 | 0 | 0 | 0 | 0 | 0 | 0 | 0 | 0 | 0 | 0 | 0 | 0 | 0 | 0 | 0 | 0.001814 | 0 | 0 | 0 | 0 | 0 | 0 | 0 | 0 | 0 | 0 | 0 | 0 | 0 | 0 | 0 |  | 0 | 0 | 0 |  | #VALUE! | #VALUE! | #VALUE! | #VALUE! |  |  | #VALUE! | #VALUE! | 0 | 0 | 0.20123 | 0.20123 | #VALUE! | #VALUE! | #VALUE! | #VALUE! | 0 | 0 | 0.20123 | 0.20123 | #VALUE! | #VALUE! | #VALUE! | #VALUE! | 0 | 0 | 0.20123 | 0.20123 | #VALUE! | #VALUE! |  |  |  | #VALUE! | #VALUE! | #VALUE! | #VALUE! | #VALUE! | #VALUE! | #VALUE!
Friday | 5 | 6 | 23 | 3023 | 0 | 0 | 0 | 0 | 0 | 0 | 0 | 0 | 0 | 0 | 0 | 0 | 0 | 0 | 0 | 0 | 0 | 0 | 0 | 0 | 0 | 0 | 0 | 0 | 0 | 0 | 0 | 0 | 0 | 0 | 0 | 0 | 0 | 0 | 0 | 0 | 0 | 0 | 0 | 0 |  | 0 | 0 | 0 |  | #VALUE! | #VALUE! | #VALUE! | #VALUE! |  |  | #VALUE! | #VALUE! | 0 | 0 | 0.20123 | 0.20123 | #VALUE! | #VALUE! | #VALUE! | #VALUE! | 0 | 0 | 0.20123 | 0.20123 | #VALUE! | #VALUE! | #VALUE! | #VALUE! | 0 | 0 | 0.20123 | 0.20123 | #VALUE! | #VALUE! |  |  |  | #VALUE! | #VALUE! | #VALUE! | #VALUE! | #VALUE! | #VALUE! | #VALUE!
Friday | 5 | 6 | 24 | 3024 | 0 | 0 | 0 | 0 | 0 | 0 | 0 | 0 | 0 | 0 | 0 | 0 | 0 | 0 | 0 | 0 | 0 | 0 | 0 | 0 | 0 | 0 | 0 | 0 | 0 | 0 | 0 | 0 | 0 | 0 | 0 | 0 | 0 | 0 | 0 | 0 | 0 | 0 | 0 | 0 |  | 0 | 0 | 0 |  | #VALUE! | #VALUE! | #VALUE! | #VALUE! |  |  | #VALUE! | #VALUE! | 0 | 0 | 0.20123 | 0.20123 | #VALUE! | #VALUE! | #VALUE! | #VALUE! | 0 | 0 | 0.20123 | 0.20123 | #VALUE! | #VALUE! | #VALUE! | #VALUE! | 0 | 0 | 0.20123 | 0.20123 | #VALUE! | #VALUE! |  |  |  | #VALUE! | #VALUE! | #VALUE! | #VALUE! | #VALUE! | #VALUE! | #VALUE!
Saturday | 5 | 7 | 1 | 3025 | 0 | 0 | 0 | 0 | 0 | 0 | 0 | 0 | 0 | 0 | 0 | 0 | 0 | 0 | 0 | 0 | 0 | 0 | 0 | 0 | 0 | 0 | 0 | 0 | 0 | 0 | 0 | 0 | 0 | 0 | 0 | 0 | 0 | 0 | 0 | 0 | 0 | 0 | 0 | 0 |  | 0 | 0 | 0 |  | #VALUE! | #VALUE! | #VALUE! | #VALUE! |  |  | #VALUE! | #VALUE! | 0 | 0 | 0.20123 | 0.20123 | #VALUE! | #VALUE! | #VALUE! | #VALUE! | 0 | 0 | 0.20123 | 0.20123 | #VALUE! | #VALUE! | #VALUE! | #VALUE! | 0 | 0 | 0.20123 | 0.20123 | #VALUE! | #VALUE! |  |  |  | #VALUE! | #VALUE! | #VALUE! | #VALUE! | #VALUE! | #VALUE! | #VALUE!
Saturday | 5 | 7 | 2 | 3026 | 0 | 0 | 0 | 0 | 0 | 0 | 0 | 0 | 0 | 0 | 0 | 0 | 0 | 0 | 0 | 0 | 0 | 0 | 0 | 0 | 0 | 0 | 0 | 0 | 0 | 0 | 0 | 0 | 0 | 0 | 0 | 0 | 0 | 0 | 0 | 0 | 0 | 0 | 0 | 0 |  | 0 | 0 | 0 |  | #VALUE! | #VALUE! | #VALUE! | #VALUE! |  |  | #VALUE! | #VALUE! | 0 | 0 | 0.20123 | 0.20123 | #VALUE! | #VALUE! | #VALUE! | #VALUE! | 0 | 0 | 0.20123 | 0.20123 | #VALUE! | #VALUE! | #VALUE! | #VALUE! | 0 | 0 | 0.20123 | 0.20123 | #VALUE! | #VALUE! |  |  |  | #VALUE! | #VALUE! | #VALUE! | #VALUE! | #VALUE! | #VALUE! | #VALUE!
Saturday | 5 | 7 | 3 | 3027 | 0 | 0 | 0 | 0 | 0 | 0 | 0 | 0 | 0 | 0 | 0 | 0 | 0 | 0 | 0 | 0 | 0 | 0 | 0 | 0 | 0 | 0 | 0 | 0 | 0 | 0 | 0 | 0 | 0 | 0 | 0 | 0 | 0 | 0 | 0 | 0 | 0 | 0 | 0 | 0 |  | 0 | 0 | 0 |  | #VALUE! | #VALUE! | #VALUE! | #VALUE! |  |  | #VALUE! | #VALUE! | 0 | 0 | 0.20123 | 0.20123 | #VALUE! | #VALUE! | #VALUE! | #VALUE! | 0 | 0 | 0.20123 | 0.20123 | #VALUE! | #VALUE! | #VALUE! | #VALUE! | 0 | 0 | 0.20123 | 0.20123 | #VALUE! | #VALUE! |  |  |  | #VALUE! | #VALUE! | #VALUE! | #VALUE! | #VALUE! | #VALUE! | #VALUE!
Saturday | 5 | 7 | 4 | 3028 | 0 | 0 | 0 | 0 | 0 | 0 | 0 | 0 | 0 | 0 | 0 | 0 | 0 | 0 | 0 | 0 | 0 | 0 | 0 | 0 | 0 | 0 | 0 | 0 | 0 | 0 | 0 | 0 | 0 | 0 | 0 | 0 | 0 | 0 | 0 | 0 | 0 | 0 | 0 | 0 |  | 0 | 0 | 0 |  | #VALUE! | #VALUE! | #VALUE! | #VALUE! |  |  | #VALUE! | #VALUE! | 0 | 0 | 0.20123 | 0.20123 | #VALUE! | #VALUE! | #VALUE! | #VALUE! | 0 | 0 | 0.20123 | 0.20123 | #VALUE! | #VALUE! | #VALUE! | #VALUE! | 0 | 0 | 0.20123 | 0.20123 | #VALUE! | #VALUE! |  |  |  | #VALUE! | #VALUE! | #VALUE! | #VALUE! | #VALUE! | #VALUE! | #VALUE!
Saturday | 5 | 7 | 5 | 3029 | 0 | 0 | 0 | 0 | 0 | 0 | 0 | 0 | 0 | 0 | 0 | 0 | 0 | 0 | 0 | 0 | 0 | 0 | 0 | 0 | 0 | 0 | 0 | 0 | 0 | 0 | 0 | 0 | 0 | 0 | 0 | 0 | 0 | 0 | 0 | 0 | 0 | 0 | 0 | 0 |  | 0 | 0 | 0 |  | #VALUE! | #VALUE! | #VALUE! | #VALUE! |  |  | #VALUE! | #VALUE! | 0 | 0 | 0.20123 | 0.20123 | #VALUE! | #VALUE! | #VALUE! | #VALUE! | 0 | 0 | 0.20123 | 0.20123 | #VALUE! | #VALUE! | #VALUE! | #VALUE! | 0 | 0 | 0.20123 | 0.20123 | #VALUE! | #VALUE! |  |  |  | #VALUE! | #VALUE! | #VALUE! | #VALUE! | #VALUE! | #VALUE! | #VALUE!
Saturday | 5 | 7 | 6 | 3030 | 0 | 0 | 0 | 0 | 0 | 0 | 0 | 0 | 0 | 0 | 0 | 0 | 0 | 0 | 0 | 0 | 0 | 0 | 0 | 0 | 0 | 0 | 0 | 0 | 0.0017926 | 0 | 0 | 0 | 0 | 0 | 0 | 0 | 0 | 0 | 0 | 0 | 0 | 0 | 0 | 0 |  | 0 | 0 | 0 |  | #VALUE! | #VALUE! | #VALUE! | #VALUE! |  |  | #VALUE! | #VALUE! | 0 | 0 | 0.20123 | 0.20123 | #VALUE! | #VALUE! | #VALUE! | #VALUE! | 0 | 0 | 0.20123 | 0.20123 | #VALUE! | #VALUE! | #VALUE! | #VALUE! | 0 | 0 | 0.20123 | 0.20123 | #VALUE! | #VALUE! |  |  |  | #VALUE! | #VALUE! | #VALUE! | #VALUE! | #VALUE! | #VALUE! | #VALUE!
Saturday | 5 | 7 | 7 | 3031 | 0 | 0 | 0 | 0 | 0 | 0 | 0 | 0 | 0 | 0 | 0 | 0 | 0 | 0 | 0 | 0 | 0 | 0 | 0 | 0 | 0 | 0 | 0 | 0 | 0 | 0 | 0 | 0 | 0 | 0 | 0 | 0 | 0 | 0 | 0 | 0 | 0 | 0 | 0 | 0 |  | 0 | 0 | 0 |  | #VALUE! | #VALUE! | #VALUE! | #VALUE! |  |  | #VALUE! | #VALUE! | 0 | 0 | 0.20123 | 0.20123 | #VALUE! | #VALUE! | #VALUE! | #VALUE! | 0 | 0 | 0.20123 | 0.20123 | #VALUE! | #VALUE! | #VALUE! | #VALUE! | 0 | 0 | 0.20123 | 0.20123 | #VALUE! | #VALUE! |  |  |  | #VALUE! | #VALUE! | #VALUE! | #VALUE! | #VALUE! | #VALUE! | #VALUE!
Saturday | 5 | 7 | 8 | 3032 | 0 | 0 | 0 | 0 | 0 | 0 | 0 | 0 | 0 | 0 | 0 | 0 | 0 | 0 | 0 | 0 | 0 | 0 | 0 | 0 | 0 | 0 | 0 | 0 | 0.0020916 | 0 | 0 | 0 | 0 | 0 | 0 | 0 | 0 | 0 | 0 | 0 | 0 | 0 | 0 | 0 |  | 0 | 0 | 0 |  | #VALUE! | #VALUE! | #VALUE! | #VALUE! |  |  | #VALUE! | #VALUE! | 0 | 0 | 0.20123 | 0.20123 | #VALUE! | #VALUE! | #VALUE! | #VALUE! | 0 | 0 | 0.20123 | 0.20123 | #VALUE! | #VALUE! | #VALUE! | #VALUE! | 0 | 0 | 0.20123 | 0.20123 | #VALUE! | #VALUE! |  |  |  | #VALUE! | #VALUE! | #VALUE! | #VALUE! | #VALUE! | #VALUE! | #VALUE!
Saturday | 5 | 7 | 9 | 3033 | 0 | 0 | 0 | 0 | 0 | 0 | 0 | 0 | 0 | 0 | 0 | 0 | 0 | 0 | 0 | 0 | 0 | 0 | 0 | 0 | 0 | 0 | 0 | 0 | 0 | 0 | 0 | 0.003331 | 0 | 0 | 0 | 0 | 0 | 0 | 0 | 0 | 0 | 0 | 0 | 0 |  | 0 | 0 | 0 |  | #VALUE! | #VALUE! | #VALUE! | #VALUE! |  |  | #VALUE! | #VALUE! | 0 | 0 | 0.20123 | 0.20123 | #VALUE! | #VALUE! | #VALUE! | #VALUE! | 0 | 0 | 0.20123 | 0.20123 | #VALUE! | #VALUE! | #VALUE! | #VALUE! | 0 | 0 | 0.20123 | 0.20123 | #VALUE! | #VALUE! |  |  |  | #VALUE! | #VALUE! | #VALUE! | #VALUE! | #VALUE! | #VALUE! | #VALUE!
Saturday | 5 | 7 | 10 | 3034 | 0 | 0 | 0 | 0 | 0 | 0 | 0 | 0 | 0 | 0 | 0 | 0 | 0 | 0 | 0 | 0 | 0 | 0 | 0 | 0 | 0 | 0 | 0 | 0 | 0.0059042 | 0 | 0 | 0.012214 | 0.05 | 0 | 0 | 0 | 0 | 0 | 0 | 0 | 0 | 0 | 0 | 0 |  | 0 | 0 | 0 |  | #VALUE! | #VALUE! | #VALUE! | #VALUE! |  |  | #VALUE! | #VALUE! | 0 | 0 | 0.20123 | 0.20123 | #VALUE! | #VALUE! | #VALUE! | #VALUE! | 0 | 0 | 0.20123 | 0.20123 | #VALUE! | #VALUE! | #VALUE! | #VALUE! | 0 | 0 | 0.20123 | 0.20123 | #VALUE! | #VALUE! |  |  |  | #VALUE! | #VALUE! | #VALUE! | #VALUE! | #VALUE! | #VALUE! | #VALUE!
Saturday | 5 | 7 | 11 | 3035 | 0 | 0 | 0 | 0 | 0 | 0 | 0 | 0 | 0 | 0 | 0 | 0 | 0 | 0 | 0 | 0 | 0 | 0 | 0 | 0 | 0 | 0 | 0 | 0 | 0.016365 | 0 | 0.00018501 | 0.047666 | 0.141 | 0 | 0 | 0 | 0 | 0 | 0 | 0 | 0 | 0 | 0 | 0 |  | 0 | 0 | 0 |  | #VALUE! | #VALUE! | #VALUE! | #VALUE! |  |  | #VALUE! | #VALUE! | 0 | 0 | 0.20123 | 0.20123 | #VALUE! | #VALUE! | #VALUE! | #VALUE! | 0 | 0 | 0.20123 | 0.20123 | #VALUE! | #VALUE! | #VALUE! | #VALUE! | 0 | 0 | 0.20123 | 0.20123 | #VALUE! | #VALUE! |  |  |  | #VALUE! | #VALUE! | #VALUE! | #VALUE! | #VALUE! | #VALUE! | #VALUE!
Saturday | 5 | 7 | 12 | 3036 | 0 | 0 | 0 | 0 | 0 | 0 | 0 | 0 | 0 | 0 | 0 | 0 | 0 | 0 | 0 | 0 | 0 | 0 | 0 | 0 | 0 | 0 | 0.005 | 0.014197 | 0.015608 | 0 | 0.0015264 | 0.11532 | 0.214 | 0 | 0 | 0 | 0 | 0 | 0 | 0 | 0 | 0 | 0 | 0 |  | 0 | 0 | 0 |  | #VALUE! | #VALUE! | #VALUE! | #VALUE! |  |  | #VALUE! | #VALUE! | 0 | 0 | 0.20123 | 0.20123 | #VALUE! | #VALUE! | #VALUE! | #VALUE! | 0 | 0 | 0.20123 | 0.20123 | #VALUE! | #VALUE! | #VALUE! | #VALUE! | 0 | 0 | 0.20123 | 0.20123 | #VALUE! | #VALUE! |  |  |  | #VALUE! | #VALUE! | #VALUE! | #VALUE! | #VALUE! | #VALUE! | #VALUE!
Saturday | 5 | 7 | 13 | 3037 | 0 | 0 | 0 | 0 | 0 | 0 | 0 | 0 | 0 | 0 | 0 | 0 | 0 | 0 | 0 | 0 | 0 | 0 | 0 | 0 | 0 | 0 | 0 | 0.0030625 | 0.016899 | 0 | 0.00090194 | 0.087145 | 0.179 | 0 | 0 | 0 | 0 | 0 | 0 | 0 | 0 | 0 | 0 | 0 |  | 0 | 0 | 0 |  | #VALUE! | #VALUE! | #VALUE! | #VALUE! |  |  | #VALUE! | #VALUE! | 0 | 0 | 0.20123 | 0.20123 | #VALUE! | #VALUE! | #VALUE! | #VALUE! | 0 | 0 | 0.20123 | 0.20123 | #VALUE! | #VALUE! | #VALUE! | #VALUE! | 0 | 0 | 0.20123 | 0.20123 | #VALUE! | #VALUE! |  |  |  | #VALUE! | #VALUE! | #VALUE! | #VALUE! | #VALUE! | #VALUE! | #VALUE!
Saturday | 5 | 7 | 14 | 3038 | 0 | 0 | 0 | 0 | 0 | 0 | 0 | 0 | 0 | 0 | 0 | 0 | 0 | 0 | 0 | 0 | 0 | 0 | 0 | 0 | 0 | 0 | 0.008 | 0.020273 | 0.016543 | 0 | 0.001561 | 0.13128 | 0.214 | 0 | 0 | 0 | 0 | 0 | 0 | 0 | 0 | 0 | 0 | 0 |  | 0 | 0 | 0 |  | #VALUE! | #VALUE! | #VALUE! | #VALUE! |  |  | #VALUE! | #VALUE! | 0 | 0 | 0.20123 | 0.20123 | #VALUE! | #VALUE! | #VALUE! | #VALUE! | 0 | 0 | 0.20123 | 0.20123 | #VALUE! | #VALUE! | #VALUE! | #VALUE! | 0 | 0 | 0.20123 | 0.20123 | #VALUE! | #VALUE! |  |  |  | #VALUE! | #VALUE! | #VALUE! | #VALUE! | #VALUE! | #VALUE! | #VALUE!
Saturday | 5 | 7 | 15 | 3039 | 0 | 0 | 0 | 0 | 0 | 0 | 0 | 0 | 0 | 0 | 0 | 0 | 0 | 0 | 0 | 0 | 0 | 0 | 0 | 0 | 0 | 0.078 | 0.15275 | 0.17803 | 0.1719 | 0 | 0.003203 | 0.24133 | 0.299 | 0 | 0 | 0 | 0 | 0 | 0 | 0 | 0 | 0 | 0 | 0 |  | 0 | 0 | 0 |  | #VALUE! | #VALUE! | #VALUE! | #VALUE! |  |  | #VALUE! | #VALUE! | 0 | 0 | 0.20123 | 0.20123 | #VALUE! | #VALUE! | #VALUE! | #VALUE! | 0 | 0 | 0.20123 | 0.20123 | #VALUE! | #VALUE! | #VALUE! | #VALUE! | 0 | 0 | 0.20123 | 0.20123 | #VALUE! | #VALUE! |  |  |  | #VALUE! | #VALUE! | #VALUE! | #VALUE! | #VALUE! | #VALUE! | #VALUE!
Saturday | 5 | 7 | 16 | 3040 | 0 | 0 | 0 | 0 | 0 | 0 | 0 | 0 | 0 | 0 | 0 | 0 | 0 | 0 | 0 | 0 | 0 | 0 | 0 | 0 | 0 | 0.044 | 0.093167 | 0.11199 | 0.060013 | 0 | 0.0026017 | 0.2018 | 0.265 | 0 | 0 | 0 | 0 | 0 | 0 | 0 | 0 | 0 | 0 | 0 |  | 0 | 0 | 0 |  | #VALUE! | #VALUE! | #VALUE! | #VALUE! |  |  | #VALUE! | #VALUE! | 0 | 0 | 0.20123 | 0.20123 | #VALUE! | #VALUE! | #VALUE! | #VALUE! | 0 | 0 | 0.20123 | 0.20123 | #VALUE! | #VALUE! | #VALUE! | #VALUE! | 0 | 0 | 0.20123 | 0.20123 | #VALUE! | #VALUE! |  |  |  | #VALUE! | #VALUE! | #VALUE! | #VALUE! | #VALUE! | #VALUE! | #VALUE!
Saturday | 5 | 7 | 17 | 3041 | 0 | 0 | 0 | 0 | 0 | 0 | 0 | 0 | 0 | 0 | 0 | 0 | 0 | 0 | 0 | 0 | 0 | 0 | 0 | 0 | 0 | 0.001 | 0.025417 | 0.038032 | 0.042702 | 0 | 0.0019542 | 0.1532 | 0.23 | 0 | 0 | 0 | 0 | 0 | 0 | 0 | 0 | 0 | 0 | 0 |  | 0 | 0 | 0 |  | #VALUE! | #VALUE! | #VALUE! | #VALUE! |  |  | #VALUE! | #VALUE! | 0 | 0 | 0.20123 | 0.20123 | #VALUE! | #VALUE! | #VALUE! | #VALUE! | 0 | 0 | 0.20123 | 0.20123 | #VALUE! | #VALUE! | #VALUE! | #VALUE! | 0 | 0 | 0.20123 | 0.20123 | #VALUE! | #VALUE! |  |  |  | #VALUE! | #VALUE! | #VALUE! | #VALUE! | #VALUE! | #VALUE! | #VALUE!
Saturday | 5 | 7 | 18 | 3042 | 0 | 0 | 0 | 0 | 0 | 0 | 0 | 0 | 0 | 0 | 0 | 0 | 0 | 0 | 0 | 0 | 0 | 0 | 0 | 0 | 0 | 0 | 0 | 0.00040625 | 0.005013 | 0 | 0.00063598 | 0.072587 | 0.161 | 0 | 0 | 0 | 0 | 0 | 0 | 0 | 0 | 0 | 0 | 0 |  | 0 | 0 | 0 |  | #VALUE! | #VALUE! | #VALUE! | #VALUE! |  |  | #VALUE! | #VALUE! | 0 | 0 | 0.20123 | 0.20123 | #VALUE! | #VALUE! | #VALUE! | #VALUE! | 0 | 0 | 0.20123 | 0.20123 | #VALUE! | #VALUE! | #VALUE! | #VALUE! | 0 | 0 | 0.20123 | 0.20123 | #VALUE! | #VALUE! |  |  |  | #VALUE! | #VALUE! | #VALUE! | #VALUE! | #VALUE! | #VALUE! | #VALUE!
Saturday | 5 | 7 | 19 | 3043 | 0 | 0 | 0 | 0 | 0 | 0 | 0 | 0 | 0 | 0 | 0 | 0 | 0 | 0 | 0 | 0 | 0 | 0 | 0 | 0 | 0 | 0 | 0 | 0 | 0.0033584 | 0 | 0.00061285 | 0.067814 | 0.161 | 0 | 0 | 0 | 0 | 0 | 0 | 0 | 0 | 0 | 0 | 0 |  | 0 | 0 | 0 |  | #VALUE! | #VALUE! | #VALUE! | #VALUE! |  |  | #VALUE! | #VALUE! | 0 | 0 | 0.20123 | 0.20123 | #VALUE! | #VALUE! | #VALUE! | #VALUE! | 0 | 0 | 0.20123 | 0.20123 | #VALUE! | #VALUE! | #VALUE! | #VALUE! | 0 | 0 | 0.20123 | 0.20123 | #VALUE! | #VALUE! |  |  |  | #VALUE! | #VALUE! | #VALUE! | #VALUE! | #VALUE! | #VALUE! | #VALUE!
Saturday | 5 | 7 | 20 | 3044 | 0 | 0 | 0 | 0 | 0 | 0 | 0 | 0 | 0 | 0 | 0 | 0 | 0 | 0 | 0 | 0 | 0 | 0 | 0 | 0 | 0 | 0 | 0 | 0 | 0 | 0 | 0.00028908 | 0.05331 | 0.143 | 0 | 0 | 0 | 0 | 0 | 0 | 0 | 0 | 0 | 0 | 0 |  | 0 | 0 | 0 |  | #VALUE! | #VALUE! | #VALUE! | #VALUE! |  |  | #VALUE! | #VALUE! | 0 | 0 | 0.20123 | 0.20123 | #VALUE! | #VALUE! | #VALUE! | #VALUE! | 0 | 0 | 0.20123 | 0.20123 | #VALUE! | #VALUE! | #VALUE! | #VALUE! | 0 | 0 | 0.20123 | 0.20123 | #VALUE! | #VALUE! |  |  |  | #VALUE! | #VALUE! | #VALUE! | #VALUE! | #VALUE! | #VALUE! | #VALUE!
Saturday | 5 | 7 | 21 | 3045 | 0 | 0 | 0 | 0 | 0 | 0 | 0 | 0 | 0 | 0 | 0 | 0 | 0 | 0 | 0 | 0 | 0 | 0 | 0 | 0 | 0 | 0 | 0 | 0 | 0 | 0 | 0 | 0.039718 | 0.126 | 0 | 0 | 0 | 0 | 0 | 0 | 0 | 0 | 0 | 0 | 0 |  | 0 | 0 | 0 |  | #VALUE! | #VALUE! | #VALUE! | #VALUE! |  |  | #VALUE! | #VALUE! | 0 | 0 | 0.20123 | 0.20123 | #VALUE! | #VALUE! | #VALUE! | #VALUE! | 0 | 0 | 0.20123 | 0.20123 | #VALUE! | #VALUE! | #VALUE! | #VALUE! | 0 | 0 | 0.20123 | 0.20123 | #VALUE! | #VALUE! |  |  |  | #VALUE! | #VALUE! | #VALUE! | #VALUE! | #VALUE! | #VALUE! | #VALUE!
Saturday | 5 | 7 | 22 | 3046 | 0 | 0 | 0 | 0 | 0 | 0 | 0 | 0 | 0 | 0 | 0 | 0 | 0 | 0 | 0 | 0 | 0 | 0 | 0 | 0 | 0 | 0 | 0 | 0 | 0 | 0 | 0.00028908 | 0.047748 | 0.141 | 0 | 0 | 0 | 0 | 0 | 0 | 0 | 0 | 0 | 0 | 0 |  | 0 | 0 | 0 |  | #VALUE! | #VALUE! | #VALUE! | #VALUE! |  |  | #VALUE! | #VALUE! | 0 | 0 | 0.20123 | 0.20123 | #VALUE! | #VALUE! | #VALUE! | #VALUE! | 0 | 0 | 0.20123 | 0.20123 | #VALUE! | #VALUE! | #VALUE! | #VALUE! | 0 | 0 | 0.20123 | 0.20123 | #VALUE! | #VALUE! |  |  |  | #VALUE! | #VALUE! | #VALUE! | #VALUE! | #VALUE! | #VALUE! | #VALUE!
Saturday | 5 | 7 | 23 | 3047 | 0 | 0 | 0 | 0 | 0 | 0 | 0 | 0 | 0 | 0 | 0 | 0 | 0 | 0 | 0 | 0 | 0 | 0 | 0 | 0 | 0 | 0 | 0 | 0 | 0 | 0 | 0.00028908 | 0.046203 | 0.136 | 0 | 0 | 0 | 0 | 0 | 0 | 0 | 0 | 0 | 0 | 0 |  | 0 | 0 | 0 |  | #VALUE! | #VALUE! | #VALUE! | #VALUE! |  |  | #VALUE! | #VALUE! | 0 | 0 | 0.20123 | 0.20123 | #VALUE! | #VALUE! | #VALUE! | #VALUE! | 0 | 0 | 0.20123 | 0.20123 | #VALUE! | #VALUE! | #VALUE! | #VALUE! | 0 | 0 | 0.20123 | 0.20123 | #VALUE! | #VALUE! |  |  |  | #VALUE! | #VALUE! | #VALUE! | #VALUE! | #VALUE! | #VALUE! | #VALUE!
Saturday | 5 | 7 | 24 | 3048 | 0 | 0 | 0 | 0 | 0 | 0 | 0 | 0 | 0 | 0 | 0 | 0 | 0 | 0 | 0 | 0 | 0 | 0 | 0 | 0 | 0 | 0 | 0 | 0 | 0 | 0 | 0.00062442 | 0.056816 | 0.151 | 0 | 0 | 0 | 0 | 0 | 0 | 0 | 0 | 0 | 0 | 0 |  | 0 | 0 | 0 |  | #VALUE! | #VALUE! | #VALUE! | #VALUE! |  |  | #VALUE! | #VALUE! | 0 | 0 | 0.20123 | 0.20123 | #VALUE! | #VALUE! | #VALUE! | #VALUE! | 0 | 0 | 0.20123 | 0.20123 | #VALUE! | #VALUE! | #VALUE! | #VALUE! | 0 | 0 | 0.20123 | 0.20123 | #VALUE! | #VALUE! |  |  |  | #VALUE! | #VALUE! | #VALUE! | #VALUE! | #VALUE! | #VALUE! | #VALUE!
Sunday | 5 | 8 | 1 | 3049 | 0 | 0 | 0 | 0 | 0 | 0 | 0 | 0 | 0 | 0 | 0 | 0 | 0 | 0 | 0 | 0 | 0 | 0 | 0 | 0 | 0 | 0 | 0 | 0 | 0 | 0 | 0.00095975 | 0.06802 | 0.166 | 0 | 0 | 0 | 0 | 0 | 0 | 0 | 0 | 0 | 0 | 0 |  | 0 | 0 | 0 |  | #VALUE! | #VALUE! | #VALUE! | #VALUE! |  |  | #VALUE! | #VALUE! | 0 | 0 | 0.20123 | 0.20123 | #VALUE! | #VALUE! | #VALUE! | #VALUE! | 0 | 0 | 0.20123 | 0.20123 | #VALUE! | #VALUE! | #VALUE! | #VALUE! | 0 | 0 | 0.20123 | 0.20123 | #VALUE! | #VALUE! |  |  |  | #VALUE! | #VALUE! | #VALUE! | #VALUE! | #VALUE! | #VALUE! | #VALUE!
Sunday | 5 | 8 | 2 | 3050 | 0 | 0 | 0 | 0 | 0 | 0 | 0 | 0 | 0 | 0 | 0 | 0 | 0 | 0 | 0 | 0 | 0 | 0 | 0 | 0 | 0 | 0 | 0 | 0 | 0 | 0 | 0.00097132 | 0.06744 | 0.163 | 0 | 0 | 0 | 0 | 0 | 0 | 0 | 0 | 0 | 0 | 0 |  | 0 | 0 | 0 |  | #VALUE! | #VALUE! | #VALUE! | #VALUE! |  |  | #VALUE! | #VALUE! | 0 | 0 | 0.20123 | 0.20123 | #VALUE! | #VALUE! | #VALUE! | #VALUE! | 0 | 0 | 0.20123 | 0.20123 | #VALUE! | #VALUE! | #VALUE! | #VALUE! | 0 | 0 | 0.20123 | 0.20123 | #VALUE! | #VALUE! |  |  |  | #VALUE! | #VALUE! | #VALUE! | #VALUE! | #VALUE! | #VALUE! | #VALUE!
Sunday | 5 | 8 | 3 | 3051 | 0 | 0 | 0 | 0 | 0 | 0 | 0 | 0 | 0 | 0 | 0 | 0 | 0 | 0 | 0 | 0 | 0 | 0 | 0 | 0 | 0 | 0 | 0 | 0 | 0 | 0 | 0 | 0.032559 | 0.103 | 0 | 0 | 0 | 0 | 0 | 0 | 0 | 0 | 0 | 0 | 0 |  | 0 | 0 | 0 |  | #VALUE! | #VALUE! | #VALUE! | #VALUE! |  |  | #VALUE! | #VALUE! | 0 | 0 | 0.20123 | 0.20123 | #VALUE! | #VALUE! | #VALUE! | #VALUE! | 0 | 0 | 0.20123 | 0.20123 | #VALUE! | #VALUE! | #VALUE! | #VALUE! | 0 | 0 | 0.20123 | 0.20123 | #VALUE! | #VALUE! |  |  |  | #VALUE! | #VALUE! | #VALUE! | #VALUE! | #VALUE! | #VALUE! | #VALUE!
Sunday | 5 | 8 | 4 | 3052 | 0 | 0 | 0 | 0 | 0 | 0 | 0 | 0 | 0 | 0 | 0 | 0 | 0 | 0 | 0 | 0 | 0 | 0 | 0 | 0 | 0 | 0 | 0 | 0 | 0 | 0 | 0 | 0.02293 | 0.079 | 0 | 0 | 0 | 0 | 0 | 0 | 0 | 0 | 0 | 0 | 0 |  | 0 | 0 | 0 |  | #VALUE! | #VALUE! | #VALUE! | #VALUE! |  |  | #VALUE! | #VALUE! | 0 | 0 | 0.20123 | 0.20123 | #VALUE! | #VALUE! | #VALUE! | #VALUE! | 0 | 0 | 0.20123 | 0.20123 | #VALUE! | #VALUE! | #VALUE! | #VALUE! | 0 | 0 | 0.20123 | 0.20123 | #VALUE! | #VALUE! |  |  |  | #VALUE! | #VALUE! | #VALUE! | #VALUE! | #VALUE! | #VALUE! | #VALUE!
Sunday | 5 | 8 | 5 | 3053 | 0 | 0 | 0 | 0 | 0 | 0 | 0 | 0 | 0 | 0 | 0 | 0 | 0 | 0 | 0 | 0 | 0 | 0 | 0 | 0 | 0 | 0 | 0 | 0 | 0 | 0 | 0 | 0.022584 | 0.078 | 0 | 0 | 0 | 0 | 0 | 0 | 0 | 0 | 0 | 0 | 0 |  | 0 | 0 | 0 |  | #VALUE! | #VALUE! | #VALUE! | #VALUE! |  |  | #VALUE! | #VALUE! | 0 | 0 | 0.20123 | 0.20123 | #VALUE! | #VALUE! | #VALUE! | #VALUE! | 0 | 0 | 0.20123 | 0.20123 | #VALUE! | #VALUE! | #VALUE! | #VALUE! | 0 | 0 | 0.20123 | 0.20123 | #VALUE! | #VALUE! |  |  |  | #VALUE! | #VALUE! | #VALUE! | #VALUE! | #VALUE! | #VALUE! | #VALUE!
Sunday | 5 | 8 | 6 | 3054 | 0 | 0 | 0 | 0 | 0 | 0 | 0 | 0 | 0 | 0 | 0 | 0 | 0 | 0 | 0 | 0 | 0 | 0 | 0 | 0 | 0 | 0 | 0 | 0 | 0 | 0 | 0 | 0.022005 | 0.074 | 0 | 0 | 0 | 0 | 0 | 0 | 0 | 0 | 0 | 0 | 0 |  | 0 | 0 | 0 |  | #VALUE! | #VALUE! | #VALUE! | #VALUE! |  |  | #VALUE! | #VALUE! | 0 | 0 | 0.20123 | 0.20123 | #VALUE! | #VALUE! | #VALUE! | #VALUE! | 0 | 0 | 0.20123 | 0.20123 | #VALUE! | #VALUE! | #VALUE! | #VALUE! | 0 | 0 | 0.20123 | 0.20123 | #VALUE! | #VALUE! |  |  |  | #VALUE! | #VALUE! | #VALUE! | #VALUE! | #VALUE! | #VALUE! | #VALUE!
Sunday | 5 | 8 | 7 | 3055 | 0 | 0 | 0 | 0 | 0 | 0 | 0 | 0 | 0 | 0 | 0 | 0 | 0 | 0 | 0 | 0 | 0 | 0 | 0 | 0 | 0 | 0 | 0 | 0 | 0 | 0 | 0.03801 | 0.027758 | 0.096 | 0 | 0 | 0 | 0 | 0 | 0 | 0 | 0 | 0 | 0 | 0 |  | 0 | 0 | 0 |  | #VALUE! | #VALUE! | #VALUE! | #VALUE! |  |  | #VALUE! | #VALUE! | 0 | 0 | 0.20123 | 0.20123 | #VALUE! | #VALUE! | #VALUE! | #VALUE! | 0 | 0 | 0.20123 | 0.20123 | #VALUE! | #VALUE! | #VALUE! | #VALUE! | 0 | 0 | 0.20123 | 0.20123 | #VALUE! | #VALUE! |  |  |  | #VALUE! | #VALUE! | #VALUE! | #VALUE! | #VALUE! | #VALUE! | #VALUE!
Sunday | 5 | 8 | 8 | 3056 | 0 | 0 | 0 | 0 | 0 | 0 | 0 | 0 | 0 | 0 | 0 | 0 | 0 | 0 | 0 | 0 | 0 | 0 | 0 | 0 | 0 | 0 | 0 | 0 | 0 | 0 | 0 | 0.022143 | 0.072 | 0 | 0 | 0 | 0 | 0 | 0 | 0 | 0 | 0 | 0 | 0 |  | 0 | 0 | 0 |  | #VALUE! | #VALUE! | #VALUE! | #VALUE! |  |  | #VALUE! | #VALUE! | 0 | 0 | 0.20123 | 0.20123 | #VALUE! | #VALUE! | #VALUE! | #VALUE! | 0 | 0 | 0.20123 | 0.20123 | #VALUE! | #VALUE! | #VALUE! | #VALUE! | 0 | 0 | 0.20123 | 0.20123 | #VALUE! | #VALUE! |  |  |  | #VALUE! | #VALUE! | #VALUE! | #VALUE! | #VALUE! | #VALUE! | #VALUE!
Sunday | 5 | 8 | 9 | 3057 | 0 | 0 | 0 | 0 | 0 | 0 | 0 | 0 | 0 | 0 | 0 | 0 | 0 | 0 | 0 | 0 | 0 | 0 | 0 | 0 | 0 | 0 | 0 | 0 | 0 | 0 | 0 | 0.027783 | 0.09 | 0 | 0 | 0 | 0 | 0 | 0 | 0 | 0 | 0 | 0 | 0 |  | 0 | 0 | 0 |  | #VALUE! | #VALUE! | #VALUE! | #VALUE! |  |  | #VALUE! | #VALUE! | 0 | 0 | 0.20123 | 0.20123 | #VALUE! | #VALUE! | #VALUE! | #VALUE! | 0 | 0 | 0.20123 | 0.20123 | #VALUE! | #VALUE! | #VALUE! | #VALUE! | 0 | 0 | 0.20123 | 0.20123 | #VALUE! | #VALUE! |  |  |  | #VALUE! | #VALUE! | #VALUE! | #VALUE! | #VALUE! | #VALUE! | #VALUE!
Sunday | 5 | 8 | 10 | 3058 | 0 | 0 | 0 | 0 | 0 | 0 | 0 | 0 | 0 | 0 | 0 | 0 | 0 | 0 | 0 | 0 | 0 | 0 | 0 | 0 | 0 | 0 | 0 | 0 | 0 | 0.05175 | 0.00048566 | 0.063573 | 0.174 | 0 | 0 | 0 | 0 | 0 | 0 | 0 | 0 | 0 | 0 | 0 |  | 0 | 0 | 0 |  | #VALUE! | #VALUE! | #VALUE! | #VALUE! |  |  | #VALUE! | #VALUE! | 0 | 0 | 0.20123 | 0.20123 | #VALUE! | #VALUE! | #VALUE! | #VALUE! | 0 | 0 | 0.20123 | 0.20123 | #VALUE! | #VALUE! | #VALUE! | #VALUE! | 0 | 0 | 0.20123 | 0.20123 | #VALUE! | #VALUE! |  |  |  | #VALUE! | #VALUE! | #VALUE! | #VALUE! | #VALUE! | #VALUE! | #VALUE!
Sunday | 5 | 8 | 11 | 3059 | 0 | 0 | 0 | 0 | 0 | 0 | 0 | 0 | 0 | 0 | 0 | 0 | 0 | 0 | 0 | 0 | 0 | 0 | 0 | 0 | 0 | 0 | 0 | 0.0039545 | 0.011063 | 0.1735 | 0.002278 | 0.12644 | 0.266 | 0 | 0 | 0 | 0 | 0 | 0 | 0 | 0 | 0 | 0 | 0 |  | 0 | 0 | 0 |  | #VALUE! | #VALUE! | #VALUE! | #VALUE! |  |  | #VALUE! | #VALUE! | 0 | 0 | 0.20123 | 0.20123 | #VALUE! | #VALUE! | #VALUE! | #VALUE! | 0 | 0 | 0.20123 | 0.20123 | #VALUE! | #VALUE! | #VALUE! | #VALUE! | 0 | 0 | 0.20123 | 0.20123 | #VALUE! | #VALUE! |  |  |  | #VALUE! | #VALUE! | #VALUE! | #VALUE! | #VALUE! | #VALUE! | #VALUE!
Sunday | 5 | 8 | 12 | 3060 | 0 | 0 | 0 | 0 | 0 | 0 | 0 | 0 | 0 | 0 | 0 | 0 | 0 | 0 | 0 | 0 | 0 | 0 | 0 | 0 | 0 | 0 | 0.010417 | 0.0095937 | 0.029982 | 0.3645 | 0.054551 | 0.17668 | 0.345 | 0 | 0 | 0 | 0 | 0 | 0 | 0 | 0 | 0 | 0 | 0 |  | 0 | 0 | 0 |  | #VALUE! | #VALUE! | #VALUE! | #VALUE! |  |  | #VALUE! | #VALUE! | 0 | 0 | 0.20123 | 0.20123 | #VALUE! | #VALUE! | #VALUE! | #VALUE! | 0 | 0 | 0.20123 | 0.20123 | #VALUE! | #VALUE! | #VALUE! | #VALUE! | 0 | 0 | 0.20123 | 0.20123 | #VALUE! | #VALUE! |  |  |  | #VALUE! | #VALUE! | #VALUE! | #VALUE! | #VALUE! | #VALUE! | #VALUE!
Sunday | 5 | 8 | 13 | 3061 | 0 | 0 | 0 | 0 | 0 | 0 | 0 | 0 | 0 | 0 | 0 | 0 | 0 | 0 | 0 | 0 | 0 | 0 | 0 | 0 | 0 | 0 | 0.052167 | 0.028083 | 0.045898 | 0.4325 | 0.052974 | 0.19737 | 0.358 | 0 | 0 | 0 | 0 | 0 | 0 | 0 | 0 | 0 | 0 | 0 |  | 0 | 0 | 0 |  | #VALUE! | #VALUE! | #VALUE! | #VALUE! |  |  | #VALUE! | #VALUE! | 0 | 0 | 0.20123 | 0.20123 | #VALUE! | #VALUE! | #VALUE! | #VALUE! | 0 | 0 | 0.20123 | 0.20123 | #VALUE! | #VALUE! | #VALUE! | #VALUE! | 0 | 0 | 0.20123 | 0.20123 | #VALUE! | #VALUE! |  |  |  | #VALUE! | #VALUE! | #VALUE! | #VALUE! | #VALUE! | #VALUE! | #VALUE!
Sunday | 5 | 8 | 14 | 3062 | 0 | 0 | 0 | 0 | 0 | 0 | 0 | 0 | 0 | 0 | 0 | 0 | 0 | 0 | 0 | 0 | 0 | 0 | 0 | 0 | 0 | 0 | 0.06325 | 0.03421 | 0.057999 | 0.4485 | 0.059723 | 0.21962 | 0.395 | 0 | 0 | 0 | 0 | 0 | 0 | 0 | 0 | 0 | 0 | 0 |  | 0 | 0 | 0 |  | #VALUE! | #VALUE! | #VALUE! | #VALUE! |  |  | #VALUE! | #VALUE! | 0 | 0 | 0.20123 | 0.20123 | #VALUE! | #VALUE! | #VALUE! | #VALUE! | 0 | 0 | 0.20123 | 0.20123 | #VALUE! | #VALUE! | #VALUE! | #VALUE! | 0 | 0 | 0.20123 | 0.20123 | #VALUE! | #VALUE! |  |  |  | #VALUE! | #VALUE! | #VALUE! | #VALUE! | #VALUE! | #VALUE! | #VALUE!
Sunday | 5 | 8 | 15 | 3063 | 0 | 0 | 0 | 0 | 0 | 0 | 0 | 0 | 0 | 0 | 0 | 0 | 0 | 0 | 0 | 0 | 0 | 0 | 0 | 0 | 0 | 0.086 | 0.27683 | 0.25454 | 0.19952 | 0.50825 | 0.070763 | 0.35758 | 0.504 | 0 | 0 | 0 | 0 | 0 | 0 | 0 | 0 | 0 | 0 | 0 |  | 0 | 0 | 0 |  | #VALUE! | #VALUE! | #VALUE! | #VALUE! |  |  | #VALUE! | #VALUE! | 0 | 0 | 0.20123 | 0.20123 | #VALUE! | #VALUE! | #VALUE! | #VALUE! | 0 | 0 | 0.20123 | 0.20123 | #VALUE! | #VALUE! | #VALUE! | #VALUE! | 0 | 0 | 0.20123 | 0.20123 | #VALUE! | #VALUE! |  |  |  | #VALUE! | #VALUE! | #VALUE! | #VALUE! | #VALUE! | #VALUE! | #VALUE!
Sunday | 5 | 8 | 16 | 3064 | 0 | 0 | 0 | 0 | 0 | 0 | 0 | 0 | 0 | 0 | 0 | 0 | 0 | 0 | 0 | 0 | 0 | 0 | 0 | 0 | 0 | 0.013 | 0.15167 | 0.10807 | 0.081155 | 0.534 | 0.059117 | 0.26338 | 0.423 | 0 | 0 | 0 | 0 | 0 | 0 | 0 | 0 | 0 | 0 | 0 |  | 0 | 0 | 0 |  | #VALUE! | #VALUE! | #VALUE! | #VALUE! |  |  | #VALUE! | #VALUE! | 0 | 0 | 0.20123 | 0.20123 | #VALUE! | #VALUE! | #VALUE! | #VALUE! | 0 | 0 | 0.20123 | 0.20123 | #VALUE! | #VALUE! | #VALUE! | #VALUE! | 0 | 0 | 0.20123 | 0.20123 | #VALUE! | #VALUE! |  |  |  | #VALUE! | #VALUE! | #VALUE! | #VALUE! | #VALUE! | #VALUE! | #VALUE!
Sunday | 5 | 8 | 17 | 3065 | 0 | 0 | 0 | 0 | 0 | 0 | 0 | 0 | 0 | 0 | 0 | 0 | 0 | 0 | 0 | 0 | 0 | 0 | 0 | 0 | 0 | 0 | 0 | 0 | 0.015379 | 0.54675 | 0.048494 | 0.12398 | 0.29 | 0 | 0 | 0 | 0 | 0 | 0 | 0 | 0 | 0 | 0 | 0 |  | 0 | 0 | 0 |  | #VALUE! | #VALUE! | #VALUE! | #VALUE! |  |  | #VALUE! | #VALUE! | 0 | 0 | 0.20123 | 0.20123 | #VALUE! | #VALUE! | #VALUE! | #VALUE! | 0 | 0 | 0.20123 | 0.20123 | #VALUE! | #VALUE! | #VALUE! | #VALUE! | 0 | 0 | 0.20123 | 0.20123 | #VALUE! | #VALUE! |  |  |  | #VALUE! | #VALUE! | #VALUE! | #VALUE! | #VALUE! | #VALUE! | #VALUE!
Sunday | 5 | 8 | 18 | 3066 | 0 | 0 | 0 | 0 | 0 | 0 | 0 | 0 | 0 | 0 | 0 | 0 | 0 | 0 | 0 | 0 | 0 | 0 | 0 | 0 | 0 | 0 | 0 | 0.00075 | 0.015945 | 0.4715 | 0.061541 | 0.15692 | 0.35 | 0 | 0 | 0 | 0 | 0 | 0 | 0 | 0 | 0 | 0 | 0 |  | 0 | 0 | 0 |  | #VALUE! | #VALUE! | #VALUE! | #VALUE! |  |  | #VALUE! | #VALUE! | 0 | 0 | 0.20123 | 0.20123 | #VALUE! | #VALUE! | #VALUE! | #VALUE! | 0 | 0 | 0.20123 | 0.20123 | #VALUE! | #VALUE! | #VALUE! | #VALUE! | 0 | 0 | 0.20123 | 0.20123 | #VALUE! | #VALUE! |  |  |  | #VALUE! | #VALUE! | #VALUE! | #VALUE! | #VALUE! | #VALUE! | #VALUE!
Sunday | 5 | 8 | 19 | 3067 | 0 | 0 | 0 | 0 | 0 | 0 | 0 | 0 | 0 | 0 | 0 | 0 | 0 | 0 | 0 | 0 | 0 | 0 | 0 | 0 | 0 | 0 | 0 | 0.0003125 | 0.013087 | 0.42025 | 0.069102 | 0.16738 | 0.378 | 0 | 0 | 0 | 0 | 0 | 0 | 0 | 0 | 0 | 0 | 0 |  | 0 | 0 | 0 |  | #VALUE! | #VALUE! | #VALUE! | #VALUE! |  |  | #VALUE! | #VALUE! | 0 | 0 | 0.20123 | 0.20123 | #VALUE! | #VALUE! | #VALUE! | #VALUE! | 0 | 0 | 0.20123 | 0.20123 | #VALUE! | #VALUE! | #VALUE! | #VALUE! | 0 | 0 | 0.20123 | 0.20123 | #VALUE! | #VALUE! |  |  |  | #VALUE! | #VALUE! | #VALUE! | #VALUE! | #VALUE! | #VALUE! | #VALUE!
Sunday | 5 | 8 | 20 | 3068 | 0 | 0 | 0 | 0 | 0 | 0 | 0 | 0 | 0 | 0 | 0 | 0 | 0 | 0 | 0 | 0 | 0 | 0 | 0 | 0 | 0 | 0 | 0 | 0 | 0.0047499 | 0.293 | 0.056398 | 0.10784 | 0.28 | 0 | 0 | 0 | 0 | 0 | 0 | 0 | 0 | 0 | 0 | 0 |  | 0 | 0 | 0 |  | #VALUE! | #VALUE! | #VALUE! | #VALUE! |  |  | #VALUE! | #VALUE! | 0 | 0 | 0.20123 | 0.20123 | #VALUE! | #VALUE! | #VALUE! | #VALUE! | 0 | 0 | 0.20123 | 0.20123 | #VALUE! | #VALUE! | #VALUE! | #VALUE! | 0 | 0 | 0.20123 | 0.20123 | #VALUE! | #VALUE! |  |  |  | #VALUE! | #VALUE! | #VALUE! | #VALUE! | #VALUE! | #VALUE! | #VALUE!
Sunday | 5 | 8 | 21 | 3069 | 0 | 0 | 0 | 0 | 0 | 0 | 0 | 0 | 0 | 0 | 0 | 0 | 0 | 0 | 0 | 0 | 0 | 0 | 0 | 0 | 0 | 0 | 0 | 0 | 0 | 0.2605 | 0.050137 | 0.079246 | 0.227 | 0 | 0 | 0 | 0 | 0 | 0 | 0 | 0 | 0 | 0 | 0 |  | 0 | 0 | 0 |  | #VALUE! | #VALUE! | #VALUE! | #VALUE! |  |  | #VALUE! | #VALUE! | 0 | 0 | 0.20123 | 0.20123 | #VALUE! | #VALUE! | #VALUE! | #VALUE! | 0 | 0 | 0.20123 | 0.20123 | #VALUE! | #VALUE! | #VALUE! | #VALUE! | 0 | 0 | 0.20123 | 0.20123 | #VALUE! | #VALUE! |  |  |  | #VALUE! | #VALUE! | #VALUE! | #VALUE! | #VALUE! | #VALUE! | #VALUE!
Sunday | 5 | 8 | 22 | 3070 | 0 | 0 | 0 | 0 | 0 | 0 | 0 | 0 | 0 | 0 | 0 | 0 | 0 | 0 | 0 | 0 | 0 | 0 | 0 | 0 | 0 | 0 | 0 | 0 | 0 | 0.22975 | 0.050363 | 0.076971 | 0.223 | 0 | 0 | 0 | 0 | 0 | 0 | 0 | 0 | 0 | 0 | 0 |  | 0 | 0 | 0 |  | #VALUE! | #VALUE! | #VALUE! | #VALUE! |  |  | #VALUE! | #VALUE! | 0 | 0 | 0.20123 | 0.20123 | #VALUE! | #VALUE! | #VALUE! | #VALUE! | 0 | 0 | 0.20123 | 0.20123 | #VALUE! | #VALUE! | #VALUE! | #VALUE! | 0 | 0 | 0.20123 | 0.20123 | #VALUE! | #VALUE! |  |  |  | #VALUE! | #VALUE! | #VALUE! | #VALUE! | #VALUE! | #VALUE! | #VALUE!
Sunday | 5 | 8 | 23 | 3071 | 0 | 0 | 0 | 0 | 0 | 0 | 0 | 0 | 0 | 0 | 0 | 0 | 0 | 0 | 0 | 0 | 0 | 0 | 0 | 0 | 0 | 0 | 0 | 0 | 0 | 0.1115 | 0.044899 | 0.052411 | 0.166 | 0 | 0 | 0 | 0 | 0 | 0 | 0 | 0 | 0 | 0 | 0 |  | 0 | 0 | 0 |  | #VALUE! | #VALUE! | #VALUE! | #VALUE! |  |  | #VALUE! | #VALUE! | 0 | 0 | 0.20123 | 0.20123 | #VALUE! | #VALUE! | #VALUE! | #VALUE! | 0 | 0 | 0.20123 | 0.20123 | #VALUE! | #VALUE! | #VALUE! | #VALUE! | 0 | 0 | 0.20123 | 0.20123 | #VALUE! | #VALUE! |  |  |  | #VALUE! | #VALUE! | #VALUE! | #VALUE! | #VALUE! | #VALUE! | #VALUE!
Sunday | 5 | 8 | 24 | 3072 | 0 | 0 | 0 | 0 | 0 | 0 | 0 | 0 | 0 | 0 | 0 | 0 | 0 | 0 | 0 | 0 | 0 | 0 | 0 | 0 | 0 | 0 | 0 | 0 | 0 | 0.075 | 0.042048 | 0.032191 | 0.115 | 0 | 0 | 0 | 0 | 0 | 0 | 0 | 0 | 0 | 0 | 0 |  | 0 | 0 | 0 |  | #VALUE! | #VALUE! | #VALUE! | #VALUE! |  |  | #VALUE! | #VALUE! | 0 | 0 | 0.20123 | 0.20123 | #VALUE! | #VALUE! | #VALUE! | #VALUE! | 0 | 0 | 0.20123 | 0.20123 | #VALUE! | #VALUE! | #VALUE! | #VALUE! | 0 | 0 | 0.20123 | 0.20123 | #VALUE! | #VALUE! |  |  |  | #VALUE! | #VALUE! | #VALUE! | #VALUE! | #VALUE! | #VALUE! | #VALUE!
Monday | 5 | 9 | 1 | 3073 | 0 | 0 | 0 | 0 | 0 | 0 | 0 | 0 | 0 | 0 | 0 | 0 | 0 | 0 | 0 | 0 | 0 | 0 | 0 | 0 | 0 | 0 | 0 | 0 | 0 | 0.04525 | 0.051313 | 0.037276 | 0.128 | 0 | 0 | 0 | 0 | 0 | 0 | 0 | 0 | 0 | 0 | 0 |  | 0 | 0 | 0 |  | #VALUE! | #VALUE! | #VALUE! | #VALUE! |  |  | #VALUE! | #VALUE! | 0 | 0 | 0.20123 | 0.20123 | #VALUE! | #VALUE! | #VALUE! | #VALUE! | 0 | 0 | 0.20123 | 0.20123 | #VALUE! | #VALUE! | #VALUE! | #VALUE! | 0 | 0 | 0.20123 | 0.20123 | #VALUE! | #VALUE! |  |  |  | #VALUE! | #VALUE! | #VALUE! | #VALUE! | #VALUE! | #VALUE! | #VALUE!
Monday | 5 | 9 | 2 | 3074 | 0 | 0 | 0 | 0 | 0 | 0 | 0 | 0 | 0 | 0 | 0 | 0 | 0 | 0 | 0 | 0 | 0 | 0 | 0 | 0 | 0 | 0 | 0 | 0 | 0 | 0 | 0.041573 | 0.025379 | 0.063 | 0 | 0 | 0 | 0 | 0 | 0 | 0 | 0 | 0 | 0 | 0 |  | 0 | 0 | 0 |  | #VALUE! | #VALUE! | #VALUE! | #VALUE! |  |  | #VALUE! | #VALUE! | 0 | 0 | 0.20123 | 0.20123 | #VALUE! | #VALUE! | #VALUE! | #VALUE! | 0 | 0 | 0.20123 | 0.20123 | #VALUE! | #VALUE! | #VALUE! | #VALUE! | 0 | 0 | 0.20123 | 0.20123 | #VALUE! | #VALUE! |  |  |  | #VALUE! | #VALUE! | #VALUE! | #VALUE! | #VALUE! | #VALUE! | #VALUE!
Monday | 5 | 9 | 3 | 3075 | 0 | 0 | 0 | 0 | 0 | 0 | 0 | 0 | 0 | 0 | 0 | 0 | 0 | 0 | 0 | 0 | 0 | 0 | 0 | 0 | 0 | 0 | 0 | 0 | 0 | 0 | 0.042761 | 0.025379 | 0.059 | 0 | 0 | 0 | 0 | 0 | 0 | 0 | 0 | 0 | 0 | 0 |  | 0 | 0 | 0 |  | #VALUE! | #VALUE! | #VALUE! | #VALUE! |  |  | #VALUE! | #VALUE! | 0 | 0 | 0.20123 | 0.20123 | #VALUE! | #VALUE! | #VALUE! | #VALUE! | 0 | 0 | 0.20123 | 0.20123 | #VALUE! | #VALUE! | #VALUE! | #VALUE! | 0 | 0 | 0.20123 | 0.20123 | #VALUE! | #VALUE! |  |  |  | #VALUE! | #VALUE! | #VALUE! | #VALUE! | #VALUE! | #VALUE! | #VALUE!
Monday | 5 | 9 | 4 | 3076 | 0 | 0 | 0 | 0 | 0 | 0 | 0 | 0 | 0 | 0 | 0 | 0 | 0 | 0 | 0 | 0 | 0 | 0 | 0 | 0 | 0 | 0 | 0 | 0 | 0 | 0 | 0.038722 | 0.018083 | 0.015 | 0 | 0 | 0 | 0 | 0 | 0 | 0 | 0 | 0 | 0 | 0 |  | 0 | 0 | 0 |  | #VALUE! | #VALUE! | #VALUE! | #VALUE! |  |  | #VALUE! | #VALUE! | 0 | 0 | 0.20123 | 0.20123 | #VALUE! | #VALUE! | #VALUE! | #VALUE! | 0 | 0 | 0.20123 | 0.20123 | #VALUE! | #VALUE! | #VALUE! | #VALUE! | 0 | 0 | 0.20123 | 0.20123 | #VALUE! | #VALUE! |  |  |  | #VALUE! | #VALUE! | #VALUE! | #VALUE! | #VALUE! | #VALUE! | #VALUE!
Monday | 5 | 9 | 5 | 3077 | 0 | 0 | 0 | 0 | 0 | 0 | 0 | 0 | 0 | 0 | 0 | 0 | 0 | 0 | 0 | 0 | 0 | 0 | 0 | 0 | 0 | 0 | 0 | 0 | 0 | 0 | 0.035396 | 0.011579 | 0 | 0 | 0 | 0 | 0 | 0 | 0 | 0 | 0 | 0 | 0 | 0 |  | 0 | 0 | 0 |  | #VALUE! | #VALUE! | #VALUE! | #VALUE! |  |  | #VALUE! | #VALUE! | 0 | 0 | 0.20123 | 0.20123 | #VALUE! | #VALUE! | #VALUE! | #VALUE! | 0 | 0 | 0.20123 | 0.20123 | #VALUE! | #VALUE! | #VALUE! | #VALUE! | 0 | 0 | 0.20123 | 0.20123 | #VALUE! | #VALUE! |  |  |  | #VALUE! | #VALUE! | #VALUE! | #VALUE! | #VALUE! | #VALUE! | #VALUE!
Monday | 5 | 9 | 6 | 3078 | 0 | 0 | 0 | 0 | 0 | 0 | 0 | 0 | 0 | 0 | 0 | 0 | 0 | 0 | 0 | 0 | 0 | 0 | 0 | 0 | 0 | 0 | 0 | 0 | 0 | 0 | 0.04086 | 0.018083 | 0.008 | 0 | 0 | 0 | 0 | 0 | 0 | 0 | 0 | 0 | 0 | 0 |  | 0 | 0 | 0 |  | #VALUE! | #VALUE! | #VALUE! | #VALUE! |  |  | #VALUE! | #VALUE! | 0 | 0 | 0.20123 | 0.20123 | #VALUE! | #VALUE! | #VALUE! | #VALUE! | 0 | 0 | 0.20123 | 0.20123 | #VALUE! | #VALUE! | #VALUE! | #VALUE! | 0 | 0 | 0.20123 | 0.20123 | #VALUE! | #VALUE! |  |  |  | #VALUE! | #VALUE! | #VALUE! | #VALUE! | #VALUE! | #VALUE! | #VALUE!
Monday | 5 | 9 | 7 | 3079 | 0 | 0 | 0 | 0 | 0 | 0 | 0 | 0 | 0 | 0 | 0 | 0 | 0 | 0 | 0 | 0 | 0 | 0 | 0 | 0 | 0 | 0 | 0 | 0 | 0 | 0 | 0.042523 | 0.022841 | 0.016 | 0 | 0 | 0 | 0 | 0 | 0 | 0 | 0 | 0 | 0 | 0 |  | 0 | 0 | 0 |  | #VALUE! | #VALUE! | #VALUE! | #VALUE! |  |  | #VALUE! | #VALUE! | 0 | 0 | 0.20123 | 0.20123 | #VALUE! | #VALUE! | #VALUE! | #VALUE! | 0 | 0 | 0.20123 | 0.20123 | #VALUE! | #VALUE! | #VALUE! | #VALUE! | 0 | 0 | 0.20123 | 0.20123 | #VALUE! | #VALUE! |  |  |  | #VALUE! | #VALUE! | #VALUE! | #VALUE! | #VALUE! | #VALUE! | #VALUE!
Monday | 5 | 9 | 8 | 3080 | 0 | 0 | 0 | 0 | 0 | 0 | 0 | 0 | 0 | 0 | 0 | 0 | 0 | 0 | 0 | 0 | 0 | 0 | 0 | 0 | 0 | 0 | 0 | 0 | 0 | 0 | 0.047274 | 0.037593 | 0.125 | 0 | 0 | 0 | 0 | 0 | 0 | 0 | 0 | 0 | 0 | 0 |  | 0 | 0 | 0 |  | #VALUE! | #VALUE! | #VALUE! | #VALUE! |  |  | #VALUE! | #VALUE! | 0 | 0 | 0.20123 | 0.20123 | #VALUE! | #VALUE! | #VALUE! | #VALUE! | 0 | 0 | 0.20123 | 0.20123 | #VALUE! | #VALUE! | #VALUE! | #VALUE! | 0 | 0 | 0.20123 | 0.20123 | #VALUE! | #VALUE! |  |  |  | #VALUE! | #VALUE! | #VALUE! | #VALUE! | #VALUE! | #VALUE! | #VALUE!
Monday | 5 | 9 | 9 | 3081 | 0 | 0 | 0 | 0 | 0 | 0 | 0 | 0 | 0 | 0 | 0 | 0 | 0 | 0 | 0 | 0 | 0 | 0 | 0 | 0 | 0 | 0 | 0 | 0 | 0.0069651 | 0.14925 | 0.058202 | 0.078633 | 0.238 | 0 | 0 | 0 | 0 | 0 | 0 | 0 | 0 | 0 | 0 | 0 |  | 0 | 0 | 0 |  | #VALUE! | #VALUE! | #VALUE! | #VALUE! |  |  | #VALUE! | #VALUE! | 0 | 0 | 0.20123 | 0.20123 | #VALUE! | #VALUE! | #VALUE! | #VALUE! | 0 | 0 | 0.20123 | 0.20123 | #VALUE! | #VALUE! | #VALUE! | #VALUE! | 0 | 0 | 0.20123 | 0.20123 | #VALUE! | #VALUE! |  |  |  | #VALUE! | #VALUE! | #VALUE! | #VALUE! | #VALUE! | #VALUE! | #VALUE!
Monday | 5 | 9 | 10 | 3082 | 0 | 0 | 0 | 0 | 0 | 0 | 0 | 0 | 0 | 0 | 0 | 0 | 0 | 0 | 0 | 0 | 0 | 0 | 0 | 0 | 0 | 0 | 0.082167 | 0.055691 | 0.059937 | 0.257 | 0.075616 | 0.25969 | 0.456 | 0 | 0 | 0 | 0 | 0 | 0 | 0 | 0 | 0 | 0 | 0 |  | 0 | 0 | 0 |  | #VALUE! | #VALUE! | #VALUE! | #VALUE! |  |  | #VALUE! | #VALUE! | 0 | 0 | 0.20123 | 0.20123 | #VALUE! | #VALUE! | #VALUE! | #VALUE! | 0 | 0 | 0.20123 | 0.20123 | #VALUE! | #VALUE! | #VALUE! | #VALUE! | 0 | 0 | 0.20123 | 0.20123 | #VALUE! | #VALUE! |  |  |  | #VALUE! | #VALUE! | #VALUE! | #VALUE! | #VALUE! | #VALUE! | #VALUE!
Monday | 5 | 9 | 11 | 3083 | 0 | 0 | 0 | 0 | 0 | 0 | 0 | 0 | 0 | 0 | 0 | 0 | 0 | 0 | 0 | 0 | 0 | 0 | 0 | 0 | 0 | 0.2245 | 0.4125 | 0.39962 | 0.29409 | 0.39575 | 0.084673 | 0.46589 | 0.588 | 0 | 0 | 0 | 0 | 0 | 0 | 0 | 0 | 0 | 0 | 0 |  | 0 | 0 | 0 |  | #VALUE! | #VALUE! | #VALUE! | #VALUE! |  |  | #VALUE! | #VALUE! | 0 | 0 | 0.20123 | 0.20123 | #VALUE! | #VALUE! | #VALUE! | #VALUE! | 0 | 0 | 0.20123 | 0.20123 | #VALUE! | #VALUE! | #VALUE! | #VALUE! | 0 | 0 | 0.20123 | 0.20123 | #VALUE! | #VALUE! |  |  |  | #VALUE! | #VALUE! | #VALUE! | #VALUE! | #VALUE! | #VALUE! | #VALUE!
Monday | 5 | 9 | 12 | 3084 | 0 | 0 | 0 | 0 | 0 | 0 | 0 | 0 | 0 | 0 | 0 | 0 | 0 | 0 | 0 | 0 | 0 | 0 | 0 | 0 | 0 | 0.2685 | 0.44758 | 0.421 | 0.31687 | 0.482 | 0.0064744 | 0.49348 | 0.579 | 0 | 0 | 0 | 0 | 0 | 0 | 0 | 0 | 0 | 0 | 0 |  | 0 | 0 | 0 |  | #VALUE! | #VALUE! | #VALUE! | #VALUE! |  |  | #VALUE! | #VALUE! | 0 | 0 | 0.20123 | 0.20123 | #VALUE! | #VALUE! | #VALUE! | #VALUE! | 0 | 0 | 0.20123 | 0.20123 | #VALUE! | #VALUE! | #VALUE! | #VALUE! | 0 | 0 | 0.20123 | 0.20123 | #VALUE! | #VALUE! |  |  |  | #VALUE! | #VALUE! | #VALUE! | #VALUE! | #VALUE! | #VALUE! | #VALUE!
Monday | 5 | 9 | 13 | 3085 | 0 | 0 | 0 | 0 | 0 | 0 | 0 | 0 | 0 | 0 | 0 | 0 | 0 | 0 | 0 | 0 | 0 | 0 | 0 | 0 | 0 | 0.3015 | 0.46475 | 0.44467 | 0.3305 | 0.50925 | 0.0061054 | 0.49688 | 0.534 | 0 | 0 | 0 | 0 | 0 | 0 | 0 | 0 | 0 | 0 | 0 |  | 0 | 0 | 0 |  | #VALUE! | #VALUE! | #VALUE! | #VALUE! |  |  | #VALUE! | #VALUE! | 0 | 0 | 0.20123 | 0.20123 | #VALUE! | #VALUE! | #VALUE! | #VALUE! | 0 | 0 | 0.20123 | 0.20123 | #VALUE! | #VALUE! | #VALUE! | #VALUE! | 0 | 0 | 0.20123 | 0.20123 | #VALUE! | #VALUE! |  |  |  | #VALUE! | #VALUE! | #VALUE! | #VALUE! | #VALUE! | #VALUE! | #VALUE!
Monday | 5 | 9 | 14 | 3086 | 0 | 0 | 0 | 0 | 0 | 0 | 0 | 0 | 0 | 0 | 0 | 0 | 0 | 0 | 0 | 0 | 0 | 0 | 0 | 0 | 0 | 0.3285 | 0.49983 | 0.48277 | 0.35798 | 0.43875 | 0.11854 | 0.53693 | 0.598 | 0 | 0 | 0 | 0 | 0 | 0 | 0 | 0 | 0 | 0 | 0 |  | 0 | 0 | 0 |  | #VALUE! | #VALUE! | #VALUE! | #VALUE! |  |  | #VALUE! | #VALUE! | 0 | 0 | 0.20123 | 0.20123 | #VALUE! | #VALUE! | #VALUE! | #VALUE! | 0 | 0 | 0.20123 | 0.20123 | #VALUE! | #VALUE! | #VALUE! | #VALUE! | 0 | 0 | 0.20123 | 0.20123 | #VALUE! | #VALUE! |  |  |  | #VALUE! | #VALUE! | #VALUE! | #VALUE! | #VALUE! | #VALUE! | #VALUE!
Monday | 5 | 9 | 15 | 3087 | 0 | 0 | 0 | 0 | 0 | 0 | 0 | 0 | 0 | 0 | 0 | 0 | 0 | 0 | 0 | 0 | 0 | 0 | 0 | 0 | 0 | 0.3445 | 0.51867 | 0.49819 | 0.36038 | 0.48525 | 0.11872 | 0.55981 | 0.621 | 0 | 0 | 0 | 0 | 0 | 0 | 0 | 0 | 0 | 0 | 0 |  | 0 | 0 | 0 |  | #VALUE! | #VALUE! | #VALUE! | #VALUE! |  |  | #VALUE! | #VALUE! | 0 | 0 | 0.20123 | 0.20123 | #VALUE! | #VALUE! | #VALUE! | #VALUE! | 0 | 0 | 0.20123 | 0.20123 | #VALUE! | #VALUE! | #VALUE! | #VALUE! | 0 | 0 | 0.20123 | 0.20123 | #VALUE! | #VALUE! |  |  |  | #VALUE! | #VALUE! | #VALUE! | #VALUE! | #VALUE! | #VALUE! | #VALUE!
Monday | 5 | 9 | 16 | 3088 | 0 | 0 | 0 | 0 | 0 | 0 | 0 | 0 | 0 | 0 | 0 | 0 | 0 | 0 | 0 | 0 | 0 | 0 | 0 | 0 | 0 | 0.319 | 0.4735 | 0.45869 | 0.30906 | 0.30725 | 0.10189 | 0.51625 | 0.567 | 0 | 0 | 0 | 0 | 0 | 0 | 0 | 0 | 0 | 0 | 0 |  | 0 | 0 | 0 |  | #VALUE! | #VALUE! | #VALUE! | #VALUE! |  |  | #VALUE! | #VALUE! | 0 | 0 | 0.20123 | 0.20123 | #VALUE! | #VALUE! | #VALUE! | #VALUE! | 0 | 0 | 0.20123 | 0.20123 | #VALUE! | #VALUE! | #VALUE! | #VALUE! | 0 | 0 | 0.20123 | 0.20123 | #VALUE! | #VALUE! |  |  |  | #VALUE! | #VALUE! | #VALUE! | #VALUE! | #VALUE! | #VALUE! | #VALUE!
Monday | 5 | 9 | 17 | 3089 | 0 | 0 | 0 | 0 | 0 | 0 | 0 | 0 | 0 | 0 | 0 | 0 | 0 | 0 | 0 | 0 | 0 | 0 | 0 | 0 | 0 | 0.1105 | 0.24858 | 0.22734 | 0.11156 | 0.3905 | 0.093187 | 0.31528 | 0.409 | 0 | 0 | 0 | 0 | 0 | 0 | 0 | 0 | 0 | 0 | 0 |  | 0 | 0 | 0 |  | #VALUE! | #VALUE! | #VALUE! | #VALUE! |  |  | #VALUE! | #VALUE! | 0 | 0 | 0.20123 | 0.20123 | #VALUE! | #VALUE! | #VALUE! | #VALUE! | 0 | 0 | 0.20123 | 0.20123 | #VALUE! | #VALUE! | #VALUE! | #VALUE! | 0 | 0 | 0.20123 | 0.20123 | #VALUE! | #VALUE! |  |  |  | #VALUE! | #VALUE! | #VALUE! | #VALUE! | #VALUE! | #VALUE! | #VALUE!
Monday | 5 | 9 | 18 | 3090 | 0 | 0 | 0 | 0 | 0 | 0 | 0 | 0 | 0 | 0 | 0 | 0 | 0 | 0 | 0 | 0 | 0 | 0 | 0 | 0 | 0 | 0.0145 | 0.11942 | 0.095974 | 0.093869 | 0.36525 | 0.092363 | 0.2556 | 0.384 | 0 | 0 | 0 | 0 | 0 | 0 | 0 | 0 | 0 | 0 | 0 |  | 0 | 0 | 0 |  | #VALUE! | #VALUE! | #VALUE! | #VALUE! |  |  | #VALUE! | #VALUE! | 0 | 0 | 0.20123 | 0.20123 | #VALUE! | #VALUE! | #VALUE! | #VALUE! | 0 | 0 | 0.20123 | 0.20123 | #VALUE! | #VALUE! | #VALUE! | #VALUE! | 0 | 0 | 0.20123 | 0.20123 | #VALUE! | #VALUE! |  |  |  | #VALUE! | #VALUE! | #VALUE! | #VALUE! | #VALUE! | #VALUE! | #VALUE!
Monday | 5 | 9 | 19 | 3091 | 0 | 0 | 0 | 0 | 0 | 0 | 0 | 0 | 0 | 0 | 0 | 0 | 0 | 0 | 0 | 0 | 0 | 0 | 0 | 0 | 0 | 0 | 0.01675 | 0.0083661 | 0.019737 | 0.2885 | 0.091136 | 0.14405 | 0.261 | 0 | 0 | 0 | 0 | 0 | 0 | 0 | 0 | 0 | 0 | 0 |  | 0 | 0 | 0 |  | #VALUE! | #VALUE! | #VALUE! | #VALUE! |  |  | #VALUE! | #VALUE! | 0 | 0 | 0.20123 | 0.20123 | #VALUE! | #VALUE! | #VALUE! | #VALUE! | 0 | 0 | 0.20123 | 0.20123 | #VALUE! | #VALUE! | #VALUE! | #VALUE! | 0 | 0 | 0.20123 | 0.20123 | #VALUE! | #VALUE! |  |  |  | #VALUE! | #VALUE! | #VALUE! | #VALUE! | #VALUE! | #VALUE! | #VALUE!
Monday | 5 | 9 | 20 | 3092 | 0 | 0 | 0 | 0 | 0 | 0 | 0 | 0 | 0 | 0 | 0 | 0 | 0 | 0 | 0 | 0 | 0 | 0 | 0 | 0 | 0 | 0 | 0 | 0 | 0.013864 | 0.10075 | 0.036721 | 0.070033 | 0.17 | 0 | 0 | 0 | 0 | 0 | 0 | 0 | 0 | 0 | 0 | 0 |  | 0 | 0 | 0 |  | #VALUE! | #VALUE! | #VALUE! | #VALUE! |  |  | #VALUE! | #VALUE! | 0 | 0 | 0.20123 | 0.20123 | #VALUE! | #VALUE! | #VALUE! | #VALUE! | 0 | 0 | 0.20123 | 0.20123 | #VALUE! | #VALUE! | #VALUE! | #VALUE! | 0 | 0 | 0.20123 | 0.20123 | #VALUE! | #VALUE! |  |  |  | #VALUE! | #VALUE! | #VALUE! | #VALUE! | #VALUE! | #VALUE! | #VALUE!
Monday | 5 | 9 | 21 | 3093 | 0 | 0 | 0 | 0 | 0 | 0 | 0 | 0 | 0 | 0 | 0 | 0 | 0 | 0 | 0 | 0 | 0 | 0 | 0 | 0 | 0 | 0 | 0 | 0 | 0.0053479 | 0.0285 | 0.036217 | 0.040063 | 0.126 | 0 | 0 | 0 | 0 | 0 | 0 | 0 | 0 | 0 | 0 | 0 |  | 0 | 0 | 0 |  | #VALUE! | #VALUE! | #VALUE! | #VALUE! |  |  | #VALUE! | #VALUE! | 0 | 0 | 0.20123 | 0.20123 | #VALUE! | #VALUE! | #VALUE! | #VALUE! | 0 | 0 | 0.20123 | 0.20123 | #VALUE! | #VALUE! | #VALUE! | #VALUE! | 0 | 0 | 0.20123 | 0.20123 | #VALUE! | #VALUE! |  |  |  | #VALUE! | #VALUE! | #VALUE! | #VALUE! | #VALUE! | #VALUE! | #VALUE!
Monday | 5 | 9 | 22 | 3094 | 0 | 0 | 0 | 0 | 0 | 0 | 0 | 0 | 0 | 0 | 0 | 0 | 0 | 0 | 0 | 0 | 0 | 0 | 0 | 0 | 0 | 0 | 0 | 0 | 0 | 0 | 0.036447 | 0.019053 | 0.085 | 0 | 0 | 0 | 0 | 0 | 0 | 0 | 0 | 0 | 0 | 0 |  | 0 | 0 | 0 |  | #VALUE! | #VALUE! | #VALUE! | #VALUE! |  |  | #VALUE! | #VALUE! | 0 | 0 | 0.20123 | 0.20123 | #VALUE! | #VALUE! | #VALUE! | #VALUE! | 0 | 0 | 0.20123 | 0.20123 | #VALUE! | #VALUE! | #VALUE! | #VALUE! | 0 | 0 | 0.20123 | 0.20123 | #VALUE! | #VALUE! |  |  |  | #VALUE! | #VALUE! | #VALUE! | #VALUE! | #VALUE! | #VALUE! | #VALUE!
Monday | 5 | 9 | 23 | 3095 | 0 | 0 | 0 | 0 | 0 | 0 | 0 | 0 | 0 | 0 | 0 | 0 | 0 | 0 | 0 | 0 | 0 | 0 | 0 | 0 | 0 | 0 | 0 | 0 | 0 | 0 | 0.036447 | 0.0092 | 0.038 | 0 | 0 | 0 | 0 | 0 | 0 | 0 | 0 | 0 | 0 | 0 |  | 0 | 0 | 0 |  | #VALUE! | #VALUE! | #VALUE! | #VALUE! |  |  | #VALUE! | #VALUE! | 0 | 0 | 0.20123 | 0.20123 | #VALUE! | #VALUE! | #VALUE! | #VALUE! | 0 | 0 | 0.20123 | 0.20123 | #VALUE! | #VALUE! | #VALUE! | #VALUE! | 0 | 0 | 0.20123 | 0.20123 | #VALUE! | #VALUE! |  |  |  | #VALUE! | #VALUE! | #VALUE! | #VALUE! | #VALUE! | #VALUE! | #VALUE!
Monday | 5 | 9 | 24 | 3096 | 0 | 0 | 0 | 0 | 0 | 0 | 0 | 0 | 0 | 0 | 0 | 0 | 0 | 0 | 0 | 0 | 0 | 0 | 0 | 0 | 0 | 0 | 0 | 0 | 0 | 0 | 0.069802 | 0.0092 | 0.031 | 0 | 0 | 0 | 0 | 0 | 0 | 0 | 0 | 0 | 0 | 0 |  | 0 | 0 | 0 |  | #VALUE! | #VALUE! | #VALUE! | #VALUE! |  |  | #VALUE! | #VALUE! | 0 | 0 | 0.20123 | 0.20123 | #VALUE! | #VALUE! | #VALUE! | #VALUE! | 0 | 0 | 0.20123 | 0.20123 | #VALUE! | #VALUE! | #VALUE! | #VALUE! | 0 | 0 | 0.20123 | 0.20123 | #VALUE! | #VALUE! |  |  |  | #VALUE! | #VALUE! | #VALUE! | #VALUE! | #VALUE! | #VALUE! | #VALUE!
Tuesday | 5 | 10 | 1 | 3097 | 0 | 0 | 0 | 0 | 0 | 0 | 0 | 0 | 0 | 0 | 0 | 0 | 0 | 0 | 0 | 0 | 0 | 0 | 0 | 0 | 0 | 0 | 0 | 0 | 0 | 0 | 0.074841 | 0.0092 | 0.028 | 0 | 0 | 0 | 0 | 0 | 0 | 0 | 0 | 0 | 0 | 0 |  | 0 | 0 | 0 |  | #VALUE! | #VALUE! | #VALUE! | #VALUE! |  |  | #VALUE! | #VALUE! | 0 | 0 | 0.20123 | 0.20123 | #VALUE! | #VALUE! | #VALUE! | #VALUE! | 0 | 0 | 0.20123 | 0.20123 | #VALUE! | #VALUE! | #VALUE! | #VALUE! | 0 | 0 | 0.20123 | 0.20123 | #VALUE! | #VALUE! |  |  |  | #VALUE! | #VALUE! | #VALUE! | #VALUE! | #VALUE! | #VALUE! | #VALUE!
Tuesday | 5 | 10 | 2 | 3098 | 0 | 0 | 0 | 0 | 0 | 0 | 0 | 0 | 0 | 0 | 0 | 0 | 0 | 0 | 0 | 0 | 0 | 0 | 0 | 0 | 0 | 0 | 0 | 0 | 0 | 0 | 0.03115 | 0.0092 | 0.023 | 0 | 0 | 0 | 0 | 0 | 0 | 0 | 0 | 0 | 0 | 0 |  | 0 | 0 | 0 |  | #VALUE! | #VALUE! | #VALUE! | #VALUE! |  |  | #VALUE! | #VALUE! | 0 | 0 | 0.20123 | 0.20123 | #VALUE! | #VALUE! | #VALUE! | #VALUE! | 0 | 0 | 0.20123 | 0.20123 | #VALUE! | #VALUE! | #VALUE! | #VALUE! | 0 | 0 | 0.20123 | 0.20123 | #VALUE! | #VALUE! |  |  |  | #VALUE! | #VALUE! | #VALUE! | #VALUE! | #VALUE! | #VALUE! | #VALUE!
Tuesday | 5 | 10 | 3 | 3099 | 0 | 0 | 0 | 0 | 0 | 0 | 0 | 0 | 0 | 0 | 0 | 0 | 0 | 0 | 0 | 0 | 0 | 0 | 0 | 0 | 0 | 0 | 0 | 0 | 0 | 0 | 0 | 0.0092 | 0.018 | 0 | 0 | 0 | 0 | 0 | 0 | 0 | 0 | 0 | 0 | 0 |  | 0 | 0 | 0 |  | #VALUE! | #VALUE! | #VALUE! | #VALUE! |  |  | #VALUE! | #VALUE! | 0 | 0 | 0.20123 | 0.20123 | #VALUE! | #VALUE! | #VALUE! | #VALUE! | 0 | 0 | 0.20123 | 0.20123 | #VALUE! | #VALUE! | #VALUE! | #VALUE! | 0 | 0 | 0.20123 | 0.20123 | #VALUE! | #VALUE! |  |  |  | #VALUE! | #VALUE! | #VALUE! | #VALUE! | #VALUE! | #VALUE! | #VALUE!
Tuesday | 5 | 10 | 4 | 3100 | 0 | 0 | 0 | 0 | 0 | 0 | 0 | 0 | 0 | 0 | 0 | 0 | 0 | 0 | 0 | 0 | 0 | 0 | 0 | 0 | 0 | 0 | 0 | 0 | 0 | 0 | 0 | 0.0061862 | 0 | 0 | 0 | 0 | 0 | 0 | 0 | 0 | 0 | 0 | 0 | 0 |  | 0 | 0 | 0 |  | #VALUE! | #VALUE! | #VALUE! | #VALUE! |  |  | #VALUE! | #VALUE! | 0 | 0 | 0.20123 | 0.20123 | #VALUE! | #VALUE! | #VALUE! | #VALUE! | 0 | 0 | 0.20123 | 0.20123 | #VALUE! | #VALUE! | #VALUE! | #VALUE! | 0 | 0 | 0.20123 | 0.20123 | #VALUE! | #VALUE! |  |  |  | #VALUE! | #VALUE! | #VALUE! | #VALUE! | #VALUE! | #VALUE! | #VALUE!
Tuesday | 5 | 10 | 5 | 3101 | 0 | 0 | 0 | 0 | 0 | 0 | 0 | 0 | 0 | 0 | 0 | 0 | 0 | 0 | 0 | 0 | 0 | 0 | 0 | 0 | 0 | 0 | 0 | 0 | 0 | 0 | 0 | 0 | 0 | 0 | 0 | 0 | 0 | 0 | 0 | 0 | 0 | 0 | 0 | 0 |  | 0 | 0 | 0 |  | #VALUE! | #VALUE! | #VALUE! | #VALUE! |  |  | #VALUE! | #VALUE! | 0 | 0 | 0.20123 | 0.20123 | #VALUE! | #VALUE! | #VALUE! | #VALUE! | 0 | 0 | 0.20123 | 0.20123 | #VALUE! | #VALUE! | #VALUE! | #VALUE! | 0 | 0 | 0.20123 | 0.20123 | #VALUE! | #VALUE! |  |  |  | #VALUE! | #VALUE! | #VALUE! | #VALUE! | #VALUE! | #VALUE! | #VALUE!
Tuesday | 5 | 10 | 6 | 3102 | 0 | 0 | 0 | 0 | 0 | 0 | 0 | 0 | 0 | 0 | 0 | 0 | 0 | 0 | 0 | 0 | 0 | 0 | 0 | 0 | 0 | 0 | 0 | 0 | 0 | 0 | 0 | 0 | 0 | 0 | 0 | 0 | 0 | 0 | 0 | 0 | 0 | 0 | 0 | 0 |  | 0 | 0 | 0 |  | #VALUE! | #VALUE! | #VALUE! | #VALUE! |  |  | #VALUE! | #VALUE! | 0 | 0 | 0.20123 | 0.20123 | #VALUE! | #VALUE! | #VALUE! | #VALUE! | 0 | 0 | 0.20123 | 0.20123 | #VALUE! | #VALUE! | #VALUE! | #VALUE! | 0 | 0 | 0.20123 | 0.20123 | #VALUE! | #VALUE! |  |  |  | #VALUE! | #VALUE! | #VALUE! | #VALUE! | #VALUE! | #VALUE! | #VALUE!
Tuesday | 5 | 10 | 7 | 3103 | 0 | 0 | 0 | 0 | 0 | 0 | 0 | 0 | 0 | 0 | 0 | 0 | 0 | 0 | 0 | 0 | 0 | 0 | 0 | 0 | 0 | 0 | 0 | 0 | 0.0026093 | 0 | 0 | 0 | 0 | 0 | 0 | 0 | 0 | 0 | 0 | 0 | 0 | 0 | 0 | 0 |  | 0 | 0 | 0 |  | #VALUE! | #VALUE! | #VALUE! | #VALUE! |  |  | #VALUE! | #VALUE! | 0 | 0 | 0.20123 | 0.20123 | #VALUE! | #VALUE! | #VALUE! | #VALUE! | 0 | 0 | 0.20123 | 0.20123 | #VALUE! | #VALUE! | #VALUE! | #VALUE! | 0 | 0 | 0.20123 | 0.20123 | #VALUE! | #VALUE! |  |  |  | #VALUE! | #VALUE! | #VALUE! | #VALUE! | #VALUE! | #VALUE! | #VALUE!
Tuesday | 5 | 10 | 8 | 3104 | 0 | 0 | 0 | 0 | 0 | 0 | 0 | 0 | 0 | 0 | 0 | 0 | 0 | 0 | 0 | 0 | 0 | 0 | 0 | 0 | 0 | 0 | 0 | 0 | 0 | 0 | 0 | 0 | 0 | 0 | 0 | 0 | 0 | 0 | 0 | 0 | 0 | 0 | 0 | 0 |  | 0 | 0 | 0 |  | #VALUE! | #VALUE! | #VALUE! | #VALUE! |  |  | #VALUE! | #VALUE! | 0 | 0 | 0.20123 | 0.20123 | #VALUE! | #VALUE! | #VALUE! | #VALUE! | 0 | 0 | 0.20123 | 0.20123 | #VALUE! | #VALUE! | #VALUE! | #VALUE! | 0 | 0 | 0.20123 | 0.20123 | #VALUE! | #VALUE! |  |  |  | #VALUE! | #VALUE! | #VALUE! | #VALUE! | #VALUE! | #VALUE! | #VALUE!
Tuesday | 5 | 10 | 9 | 3105 | 0 | 0 | 0 | 0 | 0 | 0 | 0 | 0 | 0 | 0 | 0 | 0 | 0 | 0 | 0 | 0 | 0 | 0 | 0 | 0 | 0 | 0 | 0 | 0 | 0 | 0 | 0 | 0 | 0 | 0 | 0 | 0 | 0 | 0 | 0 | 0 | 0 | 0 | 0 | 0 |  | 0 | 0 | 0 |  | #VALUE! | #VALUE! | #VALUE! | #VALUE! |  |  | #VALUE! | #VALUE! | 0 | 0 | 0.20123 | 0.20123 | #VALUE! | #VALUE! | #VALUE! | #VALUE! | 0 | 0 | 0.20123 | 0.20123 | #VALUE! | #VALUE! | #VALUE! | #VALUE! | 0 | 0 | 0.20123 | 0.20123 | #VALUE! | #VALUE! |  |  |  | #VALUE! | #VALUE! | #VALUE! | #VALUE! | #VALUE! | #VALUE! | #VALUE!
Tuesday | 5 | 10 | 10 | 3106 | 0 | 0 | 0 | 0 | 0 | 0 | 0 | 0 | 0 | 0 | 0 | 0 | 0 | 0 | 0 | 0 | 0 | 0 | 0 | 0 | 0 | 0 | 0 | 0 | 0 | 0 | 0 | 0 | 0 | 0 | 0 | 0 | 0 | 0 | 0 | 0 | 0 | 0 | 0 | 0 |  | 0 | 0 | 0 |  | #VALUE! | #VALUE! | #VALUE! | #VALUE! |  |  | #VALUE! | #VALUE! | 0 | 0 | 0.20123 | 0.20123 | #VALUE! | #VALUE! | #VALUE! | #VALUE! | 0 | 0 | 0.20123 | 0.20123 | #VALUE! | #VALUE! | #VALUE! | #VALUE! | 0 | 0 | 0.20123 | 0.20123 | #VALUE! | #VALUE! |  |  |  | #VALUE! | #VALUE! | #VALUE! | #VALUE! | #VALUE! | #VALUE! | #VALUE!
Tuesday | 5 | 10 | 11 | 3107 | 0 | 0 | 0 | 0 | 0 | 0 | 0 | 0 | 0 | 0 | 0 | 0 | 0 | 0 | 0 | 0 | 0 | 0 | 0 | 0 | 0 | 0 | 0 | 0 | 0 | 0 | 0 | 0 | 0 | 0 | 0 | 0 | 0 | 0 | 0 | 0 | 0 | 0 | 0 | 0 |  | 0 | 0 | 0 |  | #VALUE! | #VALUE! | #VALUE! | #VALUE! |  |  | #VALUE! | #VALUE! | 0 | 0 | 0.20123 | 0.20123 | #VALUE! | #VALUE! | #VALUE! | #VALUE! | 0 | 0 | 0.20123 | 0.20123 | #VALUE! | #VALUE! | #VALUE! | #VALUE! | 0 | 0 | 0.20123 | 0.20123 | #VALUE! | #VALUE! |  |  |  | #VALUE! | #VALUE! | #VALUE! | #VALUE! | #VALUE! | #VALUE! | #VALUE!
Tuesday | 5 | 10 | 12 | 3108 | 0 | 0 | 0 | 0 | 0 | 0 | 0 | 0 | 0 | 0 | 0 | 0 | 0 | 0 | 0 | 0 | 0 | 0 | 0 | 0 | 0 | 0 | 0 | 0 | 0 | 0 | 0 | 0 | 0 | 0 | 0 | 0 | 0 | 0 | 0 | 0 | 0 | 0 | 0 | 0 |  | 0 | 0 | 0 |  | #VALUE! | #VALUE! | #VALUE! | #VALUE! |  |  | #VALUE! | #VALUE! | 0 | 0 | 0.20123 | 0.20123 | #VALUE! | #VALUE! | #VALUE! | #VALUE! | 0 | 0 | 0.20123 | 0.20123 | #VALUE! | #VALUE! | #VALUE! | #VALUE! | 0 | 0 | 0.20123 | 0.20123 | #VALUE! | #VALUE! |  |  |  | #VALUE! | #VALUE! | #VALUE! | #VALUE! | #VALUE! | #VALUE! | #VALUE!
Tuesday | 5 | 10 | 13 | 3109 | 0 | 0 | 0 | 0 | 0 | 0 | 0 | 0 | 0 | 0 | 0 | 0 | 0 | 0 | 0 | 0 | 0 | 0 | 0 | 0 | 0 | 0 | 0 | 0 | 0 | 0 | 0 | 0 | 0 | 0 | 0 | 0 | 0 | 0 | 0 | 0 | 0 | 0 | 0 | 0 |  | 0 | 0 | 0 |  | #VALUE! | #VALUE! | #VALUE! | #VALUE! |  |  | #VALUE! | #VALUE! | 0 | 0 | 0.20123 | 0.20123 | #VALUE! | #VALUE! | #VALUE! | #VALUE! | 0 | 0 | 0.20123 | 0.20123 | #VALUE! | #VALUE! | #VALUE! | #VALUE! | 0 | 0 | 0.20123 | 0.20123 | #VALUE! | #VALUE! |  |  |  | #VALUE! | #VALUE! | #VALUE! | #VALUE! | #VALUE! | #VALUE! | #VALUE!
Tuesday | 5 | 10 | 14 | 3110 | 0 | 0 | 0 | 0 | 0 | 0 | 0 | 0 | 0 | 0 | 0 | 0 | 0 | 0 | 0 | 0 | 0 | 0 | 0 | 0 | 0 | 0 | 0 | 0 | 0 | 0 | 0 | 0 | 0 | 0 | 0 | 0 | 0 | 0 | 0 | 0 | 0 | 0 | 0 | 0 |  | 0 | 0 | 0 |  | #VALUE! | #VALUE! | #VALUE! | #VALUE! |  |  | #VALUE! | #VALUE! | 0 | 0 | 0.20123 | 0.20123 | #VALUE! | #VALUE! | #VALUE! | #VALUE! | 0 | 0 | 0.20123 | 0.20123 | #VALUE! | #VALUE! | #VALUE! | #VALUE! | 0 | 0 | 0.20123 | 0.20123 | #VALUE! | #VALUE! |  |  |  | #VALUE! | #VALUE! | #VALUE! | #VALUE! | #VALUE! | #VALUE! | #VALUE!
Tuesday | 5 | 10 | 15 | 3111 | 0 | 0 | 0 | 0 | 0 | 0 | 0 | 0 | 0 | 0 | 0 | 0 | 0 | 0 | 0 | 0 | 0 | 0 | 0 | 0 | 0 | 0 | 0 | 0 | 0 | 0 | 0 | 0 | 0 | 0 | 0 | 0 | 0 | 0 | 0 | 0 | 0 | 0 | 0 | 0 |  | 0 | 0 | 0 |  | #VALUE! | #VALUE! | #VALUE! | #VALUE! |  |  | #VALUE! | #VALUE! | 0 | 0 | 0.20123 | 0.20123 | #VALUE! | #VALUE! | #VALUE! | #VALUE! | 0 | 0 | 0.20123 | 0.20123 | #VALUE! | #VALUE! | #VALUE! | #VALUE! | 0 | 0 | 0.20123 | 0.20123 | #VALUE! | #VALUE! |  |  |  | #VALUE! | #VALUE! | #VALUE! | #VALUE! | #VALUE! | #VALUE! | #VALUE!
Tuesday | 5 | 10 | 16 | 3112 | 0 | 0 | 0 | 0 | 0 | 0 | 0 | 0 | 0 | 0 | 0 | 0 | 0 | 0 | 0 | 0 | 0 | 0 | 0 | 0 | 0 | 0 | 0 | 0 | 0 | 0 | 0 | 0 | 0 | 0 | 0 | 0 | 0 | 0 | 0 | 0 | 0 | 0 | 0 | 0 |  | 0 | 0 | 0 |  | #VALUE! | #VALUE! | #VALUE! | #VALUE! |  |  | #VALUE! | #VALUE! | 0 | 0 | 0.20123 | 0.20123 | #VALUE! | #VALUE! | #VALUE! | #VALUE! | 0 | 0 | 0.20123 | 0.20123 | #VALUE! | #VALUE! | #VALUE! | #VALUE! | 0 | 0 | 0.20123 | 0.20123 | #VALUE! | #VALUE! |  |  |  | #VALUE! | #VALUE! | #VALUE! | #VALUE! | #VALUE! | #VALUE! | #VALUE!
Tuesday | 5 | 10 | 17 | 3113 | 0 | 0 | 0 | 0 | 0 | 0 | 0 | 0 | 0 | 0 | 0 | 0 | 0 | 0 | 0 | 0 | 0 | 0 | 0 | 0 | 0 | 0 | 0 | 0 | 0 | 0 | 0 | 0 | 0 | 0 | 0 | 0 | 0 | 0 | 0 | 0 | 0 | 0 | 0 | 0 |  | 0 | 0 | 0 |  | #VALUE! | #VALUE! | #VALUE! | #VALUE! |  |  | #VALUE! | #VALUE! | 0 | 0 | 0.20123 | 0.20123 | #VALUE! | #VALUE! | #VALUE! | #VALUE! | 0 | 0 | 0.20123 | 0.20123 | #VALUE! | #VALUE! | #VALUE! | #VALUE! | 0 | 0 | 0.20123 | 0.20123 | #VALUE! | #VALUE! |  |  |  | #VALUE! | #VALUE! | #VALUE! | #VALUE! | #VALUE! | #VALUE! | #VALUE!
Tuesday | 5 | 10 | 18 | 3114 | 0 | 0 | 0 | 0 | 0 | 0 | 0 | 0 | 0 | 0 | 0 | 0 | 0 | 0 | 0 | 0 | 0 | 0 | 0 | 0 | 0 | 0 | 0 | 0 | 0 | 0 | 0 | 0 | 0 | 0 | 0 | 0 | 0 | 0 | 0 | 0 | 0 | 0 | 0 | 0 |  | 0 | 0 | 0 |  | #VALUE! | #VALUE! | #VALUE! | #VALUE! |  |  | #VALUE! | #VALUE! | 0 | 0 | 0.20123 | 0.20123 | #VALUE! | #VALUE! | #VALUE! | #VALUE! | 0 | 0 | 0.20123 | 0.20123 | #VALUE! | #VALUE! | #VALUE! | #VALUE! | 0 | 0 | 0.20123 | 0.20123 | #VALUE! | #VALUE! |  |  |  | #VALUE! | #VALUE! | #VALUE! | #VALUE! | #VALUE! | #VALUE! | #VALUE!
Tuesday | 5 | 10 | 19 | 3115 | 0 | 0 | 0 | 0 | 0 | 0 | 0 | 0 | 0 | 0 | 0 | 0 | 0 | 0 | 0 | 0 | 0 | 0 | 0 | 0 | 0 | 0 | 0 | 0 | 0 | 0 | 0 | 0 | 0 | 0 | 0 | 0 | 0 | 0 | 0 | 0 | 0 | 0 | 0 | 0 |  | 0 | 0 | 0 |  | #VALUE! | #VALUE! | #VALUE! | #VALUE! |  |  | #VALUE! | #VALUE! | 0 | 0 | 0.20123 | 0.20123 | #VALUE! | #VALUE! | #VALUE! | #VALUE! | 0 | 0 | 0.20123 | 0.20123 | #VALUE! | #VALUE! | #VALUE! | #VALUE! | 0 | 0 | 0.20123 | 0.20123 | #VALUE! | #VALUE! |  |  |  | #VALUE! | #VALUE! | #VALUE! | #VALUE! | #VALUE! | #VALUE! | #VALUE!
Tuesday | 5 | 10 | 20 | 3116 | 0 | 0 | 0 | 0 | 0 | 0 | 0 | 0 | 0 | 0 | 0 | 0 | 0 | 0 | 0 | 0 | 0 | 0 | 0 | 0 | 0 | 0 | 0 | 0 | 0 | 0 | 0 | 0 | 0 | 0 | 0 | 0 | 0 | 0 | 0 | 0 | 0 | 0 | 0 | 0 |  | 0 | 0 | 0 |  | #VALUE! | #VALUE! | #VALUE! | #VALUE! |  |  | #VALUE! | #VALUE! | 0 | 0 | 0.20123 | 0.20123 | #VALUE! | #VALUE! | #VALUE! | #VALUE! | 0 | 0 | 0.20123 | 0.20123 | #VALUE! | #VALUE! | #VALUE! | #VALUE! | 0 | 0 | 0.20123 | 0.20123 | #VALUE! | #VALUE! |  |  |  | #VALUE! | #VALUE! | #VALUE! | #VALUE! | #VALUE! | #VALUE! | #VALUE!
Tuesday | 5 | 10 | 21 | 3117 | 0 | 0 | 0 | 0 | 0 | 0 | 0 | 0 | 0 | 0 | 0 | 0 | 0 | 0 | 0 | 0 | 0 | 0 | 0 | 0 | 0 | 0 | 0 | 0 | 0 | 0 | 0 | 0 | 0 | 0 | 0 | 0 | 0 | 0 | 0 | 0 | 0 | 0 | 0 | 0 |  | 0 | 0 | 0 |  | #VALUE! | #VALUE! | #VALUE! | #VALUE! |  |  | #VALUE! | #VALUE! | 0 | 0 | 0.20123 | 0.20123 | #VALUE! | #VALUE! | #VALUE! | #VALUE! | 0 | 0 | 0.20123 | 0.20123 | #VALUE! | #VALUE! | #VALUE! | #VALUE! | 0 | 0 | 0.20123 | 0.20123 | #VALUE! | #VALUE! |  |  |  | #VALUE! | #VALUE! | #VALUE! | #VALUE! | #VALUE! | #VALUE! | #VALUE!
Tuesday | 5 | 10 | 22 | 3118 | 0 | 0 | 0 | 0 | 0 | 0 | 0 | 0 | 0 | 0 | 0 | 0 | 0 | 0 | 0 | 0 | 0 | 0 | 0 | 0 | 0 | 0 | 0 | 0 | 0 | 0 | 0 | 0 | 0 | 0 | 0 | 0 | 0 | 0 | 0 | 0 | 0 | 0 | 0 | 0 |  | 0 | 0 | 0 |  | #VALUE! | #VALUE! | #VALUE! | #VALUE! |  |  | #VALUE! | #VALUE! | 0 | 0 | 0.20123 | 0.20123 | #VALUE! | #VALUE! | #VALUE! | #VALUE! | 0 | 0 | 0.20123 | 0.20123 | #VALUE! | #VALUE! | #VALUE! | #VALUE! | 0 | 0 | 0.20123 | 0.20123 | #VALUE! | #VALUE! |  |  |  | #VALUE! | #VALUE! | #VALUE! | #VALUE! | #VALUE! | #VALUE! | #VALUE!
Tuesday | 5 | 10 | 23 | 3119 | 0 | 0 | 0 | 0 | 0 | 0 | 0 | 0 | 0 | 0 | 0 | 0 | 0 | 0 | 0 | 0 | 0 | 0 | 0 | 0 | 0 | 0 | 0 | 0 | 0 | 0 | 0 | 0 | 0 | 0 | 0 | 0 | 0 | 0 | 0 | 0 | 0 | 0 | 0 | 0 |  | 0 | 0 | 0 |  | #VALUE! | #VALUE! | #VALUE! | #VALUE! |  |  | #VALUE! | #VALUE! | 0 | 0 | 0.20123 | 0.20123 | #VALUE! | #VALUE! | #VALUE! | #VALUE! | 0 | 0 | 0.20123 | 0.20123 | #VALUE! | #VALUE! | #VALUE! | #VALUE! | 0 | 0 | 0.20123 | 0.20123 | #VALUE! | #VALUE! |  |  |  | #VALUE! | #VALUE! | #VALUE! | #VALUE! | #VALUE! | #VALUE! | #VALUE!
Tuesday | 5 | 10 | 24 | 3120 | 0 | 0 | 0 | 0 | 0 | 0 | 0 | 0 | 0 | 0 | 0 | 0 | 0 | 0 | 0 | 0 | 0 | 0 | 0 | 0 | 0 | 0 | 0 | 0 | 0 | 0 | 0 | 0 | 0 | 0 | 0 | 0 | 0 | 0 | 0 | 0 | 0 | 0 | 0 | 0 |  | 0 | 0 | 0 |  | #VALUE! | #VALUE! | #VALUE! | #VALUE! |  |  | #VALUE! | #VALUE! | 0 | 0 | 0.20123 | 0.20123 | #VALUE! | #VALUE! | #VALUE! | #VALUE! | 0 | 0 | 0.20123 | 0.20123 | #VALUE! | #VALUE! | #VALUE! | #VALUE! | 0 | 0 | 0.20123 | 0.20123 | #VALUE! | #VALUE! |  |  |  | #VALUE! | #VALUE! | #VALUE! | #VALUE! | #VALUE! | #VALUE! | #VALUE!
Wednesday | 5 | 11 | 1 | 3121 | 0 | 0 | 0 | 0 | 0 | 0 | 0 | 0 | 0 | 0 | 0 | 0 | 0 | 0 | 0 | 0 | 0 | 0 | 0 | 0 | 0 | 0 | 0 | 0 | 0 | 0 | 0 | 0 | 0 | 0 | 0 | 0 | 0 | 0 | 0 | 0 | 0 | 0 | 0 | 0 |  | 0 | 0 | 0 |  | #VALUE! | #VALUE! | #VALUE! | #VALUE! |  |  | #VALUE! | #VALUE! | 0 | 0 | 0.20123 | 0.20123 | #VALUE! | #VALUE! | #VALUE! | #VALUE! | 0 | 0 | 0.20123 | 0.20123 | #VALUE! | #VALUE! | #VALUE! | #VALUE! | 0 | 0 | 0.20123 | 0.20123 | #VALUE! | #VALUE! |  |  |  | #VALUE! | #VALUE! | #VALUE! | #VALUE! | #VALUE! | #VALUE! | #VALUE!
Wednesday | 5 | 11 | 2 | 3122 | 0 | 0 | 0 | 0 | 0 | 0 | 0 | 0 | 0 | 0 | 0 | 0 | 0 | 0 | 0 | 0 | 0 | 0 | 0 | 0 | 0 | 0 | 0 | 0 | 0 | 0 | 0 | 0 | 0 | 0 | 0 | 0 | 0 | 0 | 0 | 0 | 0 | 0 | 0 | 0 |  | 0 | 0 | 0 |  | #VALUE! | #VALUE! | #VALUE! | #VALUE! |  |  | #VALUE! | #VALUE! | 0 | 0 | 0.20123 | 0.20123 | #VALUE! | #VALUE! | #VALUE! | #VALUE! | 0 | 0 | 0.20123 | 0.20123 | #VALUE! | #VALUE! | #VALUE! | #VALUE! | 0 | 0 | 0.20123 | 0.20123 | #VALUE! | #VALUE! |  |  |  | #VALUE! | #VALUE! | #VALUE! | #VALUE! | #VALUE! | #VALUE! | #VALUE!
Wednesday | 5 | 11 | 3 | 3123 | 0 | 0 | 0 | 0 | 0 | 0 | 0 | 0 | 0 | 0 | 0 | 0 | 0 | 0 | 0 | 0 | 0 | 0 | 0 | 0 | 0 | 0 | 0 | 0 | 0 | 0 | 0 | 0 | 0 | 0 | 0 | 0 | 0 | 0 | 0 | 0 | 0 | 0 | 0 | 0 |  | 0 | 0 | 0 |  | #VALUE! | #VALUE! | #VALUE! | #VALUE! |  |  | #VALUE! | #VALUE! | 0 | 0 | 0.20123 | 0.20123 | #VALUE! | #VALUE! | #VALUE! | #VALUE! | 0 | 0 | 0.20123 | 0.20123 | #VALUE! | #VALUE! | #VALUE! | #VALUE! | 0 | 0 | 0.20123 | 0.20123 | #VALUE! | #VALUE! |  |  |  | #VALUE! | #VALUE! | #VALUE! | #VALUE! | #VALUE! | #VALUE! | #VALUE!
Wednesday | 5 | 11 | 4 | 3124 | 0 | 0 | 0 | 0 | 0 | 0 | 0 | 0 | 0 | 0 | 0 | 0 | 0 | 0 | 0 | 0 | 0 | 0 | 0 | 0 | 0 | 0 | 0 | 0 | 0 | 0 | 0 | 0 | 0 | 0 | 0 | 0 | 0 | 0 | 0 | 0 | 0 | 0 | 0 | 0 |  | 0 | 0 | 0 |  | #VALUE! | #VALUE! | #VALUE! | #VALUE! |  |  | #VALUE! | #VALUE! | 0 | 0 | 0.20123 | 0.20123 | #VALUE! | #VALUE! | #VALUE! | #VALUE! | 0 | 0 | 0.20123 | 0.20123 | #VALUE! | #VALUE! | #VALUE! | #VALUE! | 0 | 0 | 0.20123 | 0.20123 | #VALUE! | #VALUE! |  |  |  | #VALUE! | #VALUE! | #VALUE! | #VALUE! | #VALUE! | #VALUE! | #VALUE!
Wednesday | 5 | 11 | 5 | 3125 | 0 | 0 | 0 | 0 | 0 | 0 | 0 | 0 | 0 | 0 | 0 | 0 | 0 | 0 | 0 | 0 | 0 | 0 | 0 | 0 | 0 | 0 | 0 | 0 | 0 | 0 | 0 | 0 | 0 | 0 | 0 | 0 | 0 | 0 | 0 | 0 | 0 | 0 | 0 | 0 |  | 0 | 0 | 0 |  | #VALUE! | #VALUE! | #VALUE! | #VALUE! |  |  | #VALUE! | #VALUE! | 0 | 0 | 0.20123 | 0.20123 | #VALUE! | #VALUE! | #VALUE! | #VALUE! | 0 | 0 | 0.20123 | 0.20123 | #VALUE! | #VALUE! | #VALUE! | #VALUE! | 0 | 0 | 0.20123 | 0.20123 | #VALUE! | #VALUE! |  |  |  | #VALUE! | #VALUE! | #VALUE! | #VALUE! | #VALUE! | #VALUE! | #VALUE!
Wednesday | 5 | 11 | 6 | 3126 | 0 | 0 | 0 | 0 | 0 | 0 | 0 | 0 | 0 | 0 | 0 | 0 | 0 | 0 | 0 | 0 | 0 | 0 | 0 | 0 | 0 | 0 | 0 | 0 | 0 | 0 | 0 | 0 | 0 | 0 | 0 | 0 | 0 | 0 | 0 | 0 | 0 | 0 | 0 | 0 |  | 0 | 0 | 0 |  | #VALUE! | #VALUE! | #VALUE! | #VALUE! |  |  | #VALUE! | #VALUE! | 0 | 0 | 0.20123 | 0.20123 | #VALUE! | #VALUE! | #VALUE! | #VALUE! | 0 | 0 | 0.20123 | 0.20123 | #VALUE! | #VALUE! | #VALUE! | #VALUE! | 0 | 0 | 0.20123 | 0.20123 | #VALUE! | #VALUE! |  |  |  | #VALUE! | #VALUE! | #VALUE! | #VALUE! | #VALUE! | #VALUE! | #VALUE!
Wednesday | 5 | 11 | 7 | 3127 | 0 | 0 | 0 | 0 | 0 | 0 | 0 | 0 | 0 | 0 | 0 | 0 | 0 | 0 | 0 | 0 | 0 | 0 | 0 | 0 | 0 | 0 | 0 | 0 | 0 | 0 | 0 | 0 | 0 | 0 | 0 | 0 | 0 | 0 | 0 | 0 | 0 | 0 | 0 | 0 |  | 0 | 0 | 0 |  | #VALUE! | #VALUE! | #VALUE! | #VALUE! |  |  | #VALUE! | #VALUE! | 0 | 0 | 0.20123 | 0.20123 | #VALUE! | #VALUE! | #VALUE! | #VALUE! | 0 | 0 | 0.20123 | 0.20123 | #VALUE! | #VALUE! | #VALUE! | #VALUE! | 0 | 0 | 0.20123 | 0.20123 | #VALUE! | #VALUE! |  |  |  | #VALUE! | #VALUE! | #VALUE! | #VALUE! | #VALUE! | #VALUE! | #VALUE!
Wednesday | 5 | 11 | 8 | 3128 | 0 | 0 | 0 | 0 | 0 | 0 | 0 | 0 | 0 | 0 | 0 | 0 | 0 | 0 | 0 | 0 | 0 | 0 | 0 | 0 | 0 | 0 | 0 | 0 | 0 | 0 | 0 | 0 | 0 | 0 | 0 | 0 | 0 | 0 | 0 | 0 | 0 | 0 | 0 | 0 |  | 0 | 0 | 0 |  | #VALUE! | #VALUE! | #VALUE! | #VALUE! |  |  | #VALUE! | #VALUE! | 0 | 0 | 0.20123 | 0.20123 | #VALUE! | #VALUE! | #VALUE! | #VALUE! | 0 | 0 | 0.20123 | 0.20123 | #VALUE! | #VALUE! | #VALUE! | #VALUE! | 0 | 0 | 0.20123 | 0.20123 | #VALUE! | #VALUE! |  |  |  | #VALUE! | #VALUE! | #VALUE! | #VALUE! | #VALUE! | #VALUE! | #VALUE!
Wednesday | 5 | 11 | 9 | 3129 | 0 | 0 | 0 | 0 | 0 | 0 | 0 | 0 | 0 | 0 | 0 | 0 | 0 | 0 | 0 | 0 | 0 | 0 | 0 | 0 | 0 | 0 | 0 | 0 | 0.001792 | 0 | 0 | 0 | 0 | 0 | 0 | 0 | 0 | 0 | 0 | 0 | 0 | 0 | 0 | 0 |  | 0 | 0 | 0 |  | #VALUE! | #VALUE! | #VALUE! | #VALUE! |  |  | #VALUE! | #VALUE! | 0 | 0 | 0.20123 | 0.20123 | #VALUE! | #VALUE! | #VALUE! | #VALUE! | 0 | 0 | 0.20123 | 0.20123 | #VALUE! | #VALUE! | #VALUE! | #VALUE! | 0 | 0 | 0.20123 | 0.20123 | #VALUE! | #VALUE! |  |  |  | #VALUE! | #VALUE! | #VALUE! | #VALUE! | #VALUE! | #VALUE! | #VALUE!
Wednesday | 5 | 11 | 10 | 3130 | 0 | 0 | 0 | 0 | 0 | 0 | 0 | 0 | 0 | 0 | 0 | 0 | 0 | 0 | 0 | 0 | 0 | 0 | 0 | 0 | 0 | 0 | 0 | 0 | 0.0020553 | 0 | 0 | 0 | 0 | 0 | 0 | 0 | 0 | 0 | 0 | 0 | 0 | 0 | 0 | 0 |  | 0 | 0 | 0 |  | #VALUE! | #VALUE! | #VALUE! | #VALUE! |  |  | #VALUE! | #VALUE! | 0 | 0 | 0.20123 | 0.20123 | #VALUE! | #VALUE! | #VALUE! | #VALUE! | 0 | 0 | 0.20123 | 0.20123 | #VALUE! | #VALUE! | #VALUE! | #VALUE! | 0 | 0 | 0.20123 | 0.20123 | #VALUE! | #VALUE! |  |  |  | #VALUE! | #VALUE! | #VALUE! | #VALUE! | #VALUE! | #VALUE! | #VALUE!
Wednesday | 5 | 11 | 11 | 3131 | 0 | 0 | 0 | 0 | 0 | 0 | 0 | 0 | 0 | 0 | 0 | 0 | 0 | 0 | 0 | 0 | 0 | 0 | 0 | 0 | 0 | 0 | 0 | 0 | 0 | 0 | 0 | 0 | 0 | 0 | 0 | 0 | 0 | 0 | 0 | 0 | 0 | 0 | 0 | 0 |  | 0 | 0 | 0 |  | #VALUE! | #VALUE! | #VALUE! | #VALUE! |  |  | #VALUE! | #VALUE! | 0 | 0 | 0.20123 | 0.20123 | #VALUE! | #VALUE! | #VALUE! | #VALUE! | 0 | 0 | 0.20123 | 0.20123 | #VALUE! | #VALUE! | #VALUE! | #VALUE! | 0 | 0 | 0.20123 | 0.20123 | #VALUE! | #VALUE! |  |  |  | #VALUE! | #VALUE! | #VALUE! | #VALUE! | #VALUE! | #VALUE! | #VALUE!
Wednesday | 5 | 11 | 12 | 3132 | 0 | 0 | 0 | 0 | 0 | 0 | 0 | 0 | 0 | 0 | 0 | 0 | 0 | 0 | 0 | 0 | 0 | 0 | 0 | 0 | 0 | 0 | 0 | 0 | 0 | 0 | 0 | 0 | 0 | 0 | 0 | 0 | 0 | 0 | 0 | 0 | 0 | 0 | 0 | 0 |  | 0 | 0 | 0 |  | #VALUE! | #VALUE! | #VALUE! | #VALUE! |  |  | #VALUE! | #VALUE! | 0 | 0 | 0.20123 | 0.20123 | #VALUE! | #VALUE! | #VALUE! | #VALUE! | 0 | 0 | 0.20123 | 0.20123 | #VALUE! | #VALUE! | #VALUE! | #VALUE! | 0 | 0 | 0.20123 | 0.20123 | #VALUE! | #VALUE! |  |  |  | #VALUE! | #VALUE! | #VALUE! | #VALUE! | #VALUE! | #VALUE! | #VALUE!
Wednesday | 5 | 11 | 13 | 3133 | 0 | 0 | 0 | 0 | 0 | 0 | 0 | 0 | 0 | 0 | 0 | 0 | 0 | 0 | 0 | 0 | 0 | 0 | 0 | 0 | 0 | 0 | 0 | 0 | 0 | 0 | 0 | 0 | 0 | 0 | 0 | 0 | 0 | 0 | 0 | 0 | 0 | 0 | 0 | 0 |  | 0 | 0 | 0 |  | #VALUE! | #VALUE! | #VALUE! | #VALUE! |  |  | #VALUE! | #VALUE! | 0 | 0 | 0.20123 | 0.20123 | #VALUE! | #VALUE! | #VALUE! | #VALUE! | 0 | 0 | 0.20123 | 0.20123 | #VALUE! | #VALUE! | #VALUE! | #VALUE! | 0 | 0 | 0.20123 | 0.20123 | #VALUE! | #VALUE! |  |  |  | #VALUE! | #VALUE! | #VALUE! | #VALUE! | #VALUE! | #VALUE! | #VALUE!
Wednesday | 5 | 11 | 14 | 3134 | 0 | 0 | 0 | 0 | 0 | 0 | 0 | 0 | 0 | 0 | 0 | 0 | 0 | 0 | 0 | 0 | 0 | 0 | 0 | 0 | 0 | 0 | 0 | 0 | 0 | 0 | 0 | 0 | 0 | 0 | 0 | 0 | 0 | 0 | 0 | 0 | 0 | 0 | 0 | 0 |  | 0 | 0 | 0 |  | #VALUE! | #VALUE! | #VALUE! | #VALUE! |  |  | #VALUE! | #VALUE! | 0 | 0 | 0.20123 | 0.20123 | #VALUE! | #VALUE! | #VALUE! | #VALUE! | 0 | 0 | 0.20123 | 0.20123 | #VALUE! | #VALUE! | #VALUE! | #VALUE! | 0 | 0 | 0.20123 | 0.20123 | #VALUE! | #VALUE! |  |  |  | #VALUE! | #VALUE! | #VALUE! | #VALUE! | #VALUE! | #VALUE! | #VALUE!
Wednesday | 5 | 11 | 15 | 3135 | 0 | 0 | 0 | 0 | 0 | 0 | 0 | 0 | 0 | 0 | 0 | 0 | 0 | 0 | 0 | 0 | 0 | 0 | 0 | 0 | 0 | 0 | 0 | 0 | 0 | 0 | 0 | 0 | 0 | 0 | 0 | 0 | 0 | 0 | 0 | 0 | 0 | 0 | 0 | 0 |  | 0 | 0 | 0 |  | #VALUE! | #VALUE! | #VALUE! | #VALUE! |  |  | #VALUE! | #VALUE! | 0 | 0 | 0.20123 | 0.20123 | #VALUE! | #VALUE! | #VALUE! | #VALUE! | 0 | 0 | 0.20123 | 0.20123 | #VALUE! | #VALUE! | #VALUE! | #VALUE! | 0 | 0 | 0.20123 | 0.20123 | #VALUE! | #VALUE! |  |  |  | #VALUE! | #VALUE! | #VALUE! | #VALUE! | #VALUE! | #VALUE! | #VALUE!
Wednesday | 5 | 11 | 16 | 3136 | 0 | 0 | 0 | 0 | 0 | 0 | 0 | 0 | 0 | 0 | 0 | 0 | 0 | 0 | 0 | 0 | 0 | 0 | 0 | 0 | 0 | 0 | 0 | 0 | 0 | 0 | 0 | 0.00015862 | 0 | 0 | 0 | 0 | 0 | 0 | 0 | 0 | 0 | 0 | 0 | 0 |  | 0 | 0 | 0 |  | #VALUE! | #VALUE! | #VALUE! | #VALUE! |  |  | #VALUE! | #VALUE! | 0 | 0 | 0.20123 | 0.20123 | #VALUE! | #VALUE! | #VALUE! | #VALUE! | 0 | 0 | 0.20123 | 0.20123 | #VALUE! | #VALUE! | #VALUE! | #VALUE! | 0 | 0 | 0.20123 | 0.20123 | #VALUE! | #VALUE! |  |  |  | #VALUE! | #VALUE! | #VALUE! | #VALUE! | #VALUE! | #VALUE! | #VALUE!
Wednesday | 5 | 11 | 17 | 3137 | 0 | 0 | 0 | 0 | 0 | 0 | 0 | 0 | 0 | 0 | 0 | 0 | 0 | 0 | 0 | 0 | 0 | 0 | 0 | 0 | 0 | 0 | 0 | 0 | 0 | 0 | 0 | 0 | 0 | 0 | 0 | 0 | 0 | 0 | 0 | 0 | 0 | 0 | 0 | 0 |  | 0 | 0 | 0 |  | #VALUE! | #VALUE! | #VALUE! | #VALUE! |  |  | #VALUE! | #VALUE! | 0 | 0 | 0.20123 | 0.20123 | #VALUE! | #VALUE! | #VALUE! | #VALUE! | 0 | 0 | 0.20123 | 0.20123 | #VALUE! | #VALUE! | #VALUE! | #VALUE! | 0 | 0 | 0.20123 | 0.20123 | #VALUE! | #VALUE! |  |  |  | #VALUE! | #VALUE! | #VALUE! | #VALUE! | #VALUE! | #VALUE! | #VALUE!
Wednesday | 5 | 11 | 18 | 3138 | 0 | 0 | 0 | 0 | 0 | 0 | 0 | 0 | 0 | 0 | 0 | 0 | 0 | 0 | 0 | 0 | 0 | 0 | 0 | 0 | 0 | 0 | 0 | 0 | 0 | 0 | 0 | 0 | 0 | 0 | 0 | 0 | 0 | 0 | 0 | 0 | 0 | 0 | 0 | 0 |  | 0 | 0 | 0 |  | #VALUE! | #VALUE! | #VALUE! | #VALUE! |  |  | #VALUE! | #VALUE! | 0 | 0 | 0.20123 | 0.20123 | #VALUE! | #VALUE! | #VALUE! | #VALUE! | 0 | 0 | 0.20123 | 0.20123 | #VALUE! | #VALUE! | #VALUE! | #VALUE! | 0 | 0 | 0.20123 | 0.20123 | #VALUE! | #VALUE! |  |  |  | #VALUE! | #VALUE! | #VALUE! | #VALUE! | #VALUE! | #VALUE! | #VALUE!
Wednesday | 5 | 11 | 19 | 3139 | 0 | 0 | 0 | 0 | 0 | 0 | 0 | 0 | 0 | 0 | 0 | 0 | 0 | 0 | 0 | 0 | 0 | 0 | 0 | 0 | 0 | 0 | 0 | 0 | 0 | 0 | 0 | 0 | 0 | 0 | 0 | 0 | 0 | 0 | 0 | 0 | 0 | 0 | 0 | 0 |  | 0 | 0 | 0 |  | #VALUE! | #VALUE! | #VALUE! | #VALUE! |  |  | #VALUE! | #VALUE! | 0 | 0 | 0.20123 | 0.20123 | #VALUE! | #VALUE! | #VALUE! | #VALUE! | 0 | 0 | 0.20123 | 0.20123 | #VALUE! | #VALUE! | #VALUE! | #VALUE! | 0 | 0 | 0.20123 | 0.20123 | #VALUE! | #VALUE! |  |  |  | #VALUE! | #VALUE! | #VALUE! | #VALUE! | #VALUE! | #VALUE! | #VALUE!
Wednesday | 5 | 11 | 20 | 3140 | 0 | 0 | 0 | 0 | 0 | 0 | 0 | 0 | 0 | 0 | 0 | 0 | 0 | 0 | 0 | 0 | 0 | 0 | 0 | 0 | 0 | 0 | 0 | 0 | 0 | 0 | 0 | 0 | 0 | 0 | 0 | 0 | 0 | 0 | 0 | 0 | 0 | 0 | 0 | 0 |  | 0 | 0 | 0 |  | #VALUE! | #VALUE! | #VALUE! | #VALUE! |  |  | #VALUE! | #VALUE! | 0 | 0 | 0.20123 | 0.20123 | #VALUE! | #VALUE! | #VALUE! | #VALUE! | 0 | 0 | 0.20123 | 0.20123 | #VALUE! | #VALUE! | #VALUE! | #VALUE! | 0 | 0 | 0.20123 | 0.20123 | #VALUE! | #VALUE! |  |  |  | #VALUE! | #VALUE! | #VALUE! | #VALUE! | #VALUE! | #VALUE! | #VALUE!
Wednesday | 5 | 11 | 21 | 3141 | 0 | 0 | 0 | 0 | 0 | 0 | 0 | 0 | 0 | 0 | 0 | 0 | 0 | 0 | 0 | 0 | 0 | 0 | 0 | 0 | 0 | 0 | 0 | 0 | 0 | 0 | 0 | 0 | 0 | 0 | 0 | 0 | 0 | 0 | 0 | 0 | 0 | 0 | 0 | 0 |  | 0 | 0 | 0 |  | #VALUE! | #VALUE! | #VALUE! | #VALUE! |  |  | #VALUE! | #VALUE! | 0 | 0 | 0.20123 | 0.20123 | #VALUE! | #VALUE! | #VALUE! | #VALUE! | 0 | 0 | 0.20123 | 0.20123 | #VALUE! | #VALUE! | #VALUE! | #VALUE! | 0 | 0 | 0.20123 | 0.20123 | #VALUE! | #VALUE! |  |  |  | #VALUE! | #VALUE! | #VALUE! | #VALUE! | #VALUE! | #VALUE! | #VALUE!
Wednesday | 5 | 11 | 22 | 3142 | 0 | 0 | 0 | 0 | 0 | 0 | 0 | 0 | 0 | 0 | 0 | 0 | 0 | 0 | 0 | 0 | 0 | 0 | 0 | 0 | 0 | 0 | 0 | 0 | 0 | 0 | 0 | 0 | 0 | 0 | 0 | 0 | 0 | 0 | 0 | 0 | 0 | 0 | 0 | 0 |  | 0 | 0 | 0 |  | #VALUE! | #VALUE! | #VALUE! | #VALUE! |  |  | #VALUE! | #VALUE! | 0 | 0 | 0.20123 | 0.20123 | #VALUE! | #VALUE! | #VALUE! | #VALUE! | 0 | 0 | 0.20123 | 0.20123 | #VALUE! | #VALUE! | #VALUE! | #VALUE! | 0 | 0 | 0.20123 | 0.20123 | #VALUE! | #VALUE! |  |  |  | #VALUE! | #VALUE! | #VALUE! | #VALUE! | #VALUE! | #VALUE! | #VALUE!
Wednesday | 5 | 11 | 23 | 3143 | 0 | 0 | 0 | 0 | 0 | 0 | 0 | 0 | 0 | 0 | 0 | 0 | 0 | 0 | 0 | 0 | 0 | 0 | 0 | 0 | 0 | 0 | 0 | 0 | 0 | 0 | 0 | 0 | 0 | 0 | 0 | 0 | 0 | 0 | 0 | 0 | 0 | 0 | 0 | 0 |  | 0 | 0 | 0 |  | #VALUE! | #VALUE! | #VALUE! | #VALUE! |  |  | #VALUE! | #VALUE! | 0 | 0 | 0.20123 | 0.20123 | #VALUE! | #VALUE! | #VALUE! | #VALUE! | 0 | 0 | 0.20123 | 0.20123 | #VALUE! | #VALUE! | #VALUE! | #VALUE! | 0 | 0 | 0.20123 | 0.20123 | #VALUE! | #VALUE! |  |  |  | #VALUE! | #VALUE! | #VALUE! | #VALUE! | #VALUE! | #VALUE! | #VALUE!
Wednesday | 5 | 11 | 24 | 3144 | 0 | 0 | 0 | 0 | 0 | 0 | 0 | 0 | 0 | 0 | 0 | 0 | 0 | 0 | 0 | 0 | 0 | 0 | 0 | 0 | 0 | 0 | 0 | 0 | 0 | 0 | 0 | 0 | 0 | 0 | 0 | 0 | 0 | 0 | 0 | 0 | 0 | 0 | 0 | 0 |  | 0 | 0 | 0 |  | #VALUE! | #VALUE! | #VALUE! | #VALUE! |  |  | #VALUE! | #VALUE! | 0 | 0 | 0.20123 | 0.20123 | #VALUE! | #VALUE! | #VALUE! | #VALUE! | 0 | 0 | 0.20123 | 0.20123 | #VALUE! | #VALUE! | #VALUE! | #VALUE! | 0 | 0 | 0.20123 | 0.20123 | #VALUE! | #VALUE! |  |  |  | #VALUE! | #VALUE! | #VALUE! | #VALUE! | #VALUE! | #VALUE! | #VALUE!
Thursday | 5 | 12 | 1 | 3145 | 0 | 0 | 0 | 0 | 0 | 0 | 0 | 0 | 0 | 0 | 0 | 0 | 0 | 0 | 0 | 0 | 0 | 0 | 0 | 0 | 0 | 0 | 0 | 0 | 0 | 0 | 0 | 0 | 0 | 0 | 0 | 0 | 0 | 0 | 0 | 0 | 0 | 0 | 0 | 0 |  | 0 | 0 | 0 |  | #VALUE! | #VALUE! | #VALUE! | #VALUE! |  |  | #VALUE! | #VALUE! | 0 | 0 | 0.20123 | 0.20123 | #VALUE! | #VALUE! | #VALUE! | #VALUE! | 0 | 0 | 0.20123 | 0.20123 | #VALUE! | #VALUE! | #VALUE! | #VALUE! | 0 | 0 | 0.20123 | 0.20123 | #VALUE! | #VALUE! |  |  |  | #VALUE! | #VALUE! | #VALUE! | #VALUE! | #VALUE! | #VALUE! | #VALUE!
Thursday | 5 | 12 | 2 | 3146 | 0 | 0 | 0 | 0 | 0 | 0 | 0 | 0 | 0 | 0 | 0 | 0 | 0 | 0 | 0 | 0 | 0 | 0 | 0 | 0 | 0 | 0 | 0 | 0 | 0 | 0 | 0 | 0 | 0 | 0 | 0 | 0 | 0 | 0 | 0 | 0 | 0 | 0 | 0 | 0 |  | 0 | 0 | 0 |  | #VALUE! | #VALUE! | #VALUE! | #VALUE! |  |  | #VALUE! | #VALUE! | 0 | 0 | 0.20123 | 0.20123 | #VALUE! | #VALUE! | #VALUE! | #VALUE! | 0 | 0 | 0.20123 | 0.20123 | #VALUE! | #VALUE! | #VALUE! | #VALUE! | 0 | 0 | 0.20123 | 0.20123 | #VALUE! | #VALUE! |  |  |  | #VALUE! | #VALUE! | #VALUE! | #VALUE! | #VALUE! | #VALUE! | #VALUE!
Thursday | 5 | 12 | 3 | 3147 | 0 | 0 | 0 | 0 | 0 | 0 | 0 | 0 | 0 | 0 | 0 | 0 | 0 | 0 | 0 | 0 | 0 | 0 | 0 | 0 | 0 | 0 | 0 | 0 | 0 | 0 | 0 | 0 | 0 | 0 | 0 | 0 | 0 | 0 | 0 | 0 | 0 | 0 | 0 | 0 |  | 0 | 0 | 0 |  | #VALUE! | #VALUE! | #VALUE! | #VALUE! |  |  | #VALUE! | #VALUE! | 0 | 0 | 0.20123 | 0.20123 | #VALUE! | #VALUE! | #VALUE! | #VALUE! | 0 | 0 | 0.20123 | 0.20123 | #VALUE! | #VALUE! | #VALUE! | #VALUE! | 0 | 0 | 0.20123 | 0.20123 | #VALUE! | #VALUE! |  |  |  | #VALUE! | #VALUE! | #VALUE! | #VALUE! | #VALUE! | #VALUE! | #VALUE!
Thursday | 5 | 12 | 4 | 3148 | 0 | 0 | 0 | 0 | 0 | 0 | 0 | 0 | 0 | 0 | 0 | 0 | 0 | 0 | 0 | 0 | 0 | 0 | 0 | 0 | 0 | 0 | 0 | 0 | 0 | 0 | 0 | 0 | 0 | 0 | 0 | 0 | 0 | 0 | 0 | 0 | 0 | 0 | 0 | 0 |  | 0 | 0 | 0 |  | #VALUE! | #VALUE! | #VALUE! | #VALUE! |  |  | #VALUE! | #VALUE! | 0 | 0 | 0.20123 | 0.20123 | #VALUE! | #VALUE! | #VALUE! | #VALUE! | 0 | 0 | 0.20123 | 0.20123 | #VALUE! | #VALUE! | #VALUE! | #VALUE! | 0 | 0 | 0.20123 | 0.20123 | #VALUE! | #VALUE! |  |  |  | #VALUE! | #VALUE! | #VALUE! | #VALUE! | #VALUE! | #VALUE! | #VALUE!
Thursday | 5 | 12 | 5 | 3149 | 0 | 0 | 0 | 0 | 0 | 0 | 0 | 0 | 0 | 0 | 0 | 0 | 0 | 0 | 0 | 0 | 0 | 0 | 0 | 0 | 0 | 0 | 0 | 0 | 0 | 0 | 0 | 0 | 0 | 0 | 0 | 0 | 0 | 0 | 0 | 0 | 0 | 0 | 0 | 0 |  | 0 | 0 | 0 |  | #VALUE! | #VALUE! | #VALUE! | #VALUE! |  |  | #VALUE! | #VALUE! | 0 | 0 | 0.20123 | 0.20123 | #VALUE! | #VALUE! | #VALUE! | #VALUE! | 0 | 0 | 0.20123 | 0.20123 | #VALUE! | #VALUE! | #VALUE! | #VALUE! | 0 | 0 | 0.20123 | 0.20123 | #VALUE! | #VALUE! |  |  |  | #VALUE! | #VALUE! | #VALUE! | #VALUE! | #VALUE! | #VALUE! | #VALUE!
Thursday | 5 | 12 | 6 | 3150 | 0 | 0 | 0 | 0 | 0 | 0 | 0 | 0 | 0 | 0 | 0 | 0 | 0 | 0 | 0 | 0 | 0 | 0 | 0 | 0 | 0 | 0 | 0 | 0 | 0.0026545 | 0 | 0 | 0 | 0 | 0 | 0 | 0 | 0 | 0 | 0 | 0 | 0 | 0 | 0 | 0 |  | 0 | 0 | 0 |  | #VALUE! | #VALUE! | #VALUE! | #VALUE! |  |  | #VALUE! | #VALUE! | 0 | 0 | 0.20123 | 0.20123 | #VALUE! | #VALUE! | #VALUE! | #VALUE! | 0 | 0 | 0.20123 | 0.20123 | #VALUE! | #VALUE! | #VALUE! | #VALUE! | 0 | 0 | 0.20123 | 0.20123 | #VALUE! | #VALUE! |  |  |  | #VALUE! | #VALUE! | #VALUE! | #VALUE! | #VALUE! | #VALUE! | #VALUE!
Thursday | 5 | 12 | 7 | 3151 | 0 | 0 | 0 | 0 | 0 | 0 | 0 | 0 | 0 | 0 | 0 | 0 | 0 | 0 | 0 | 0 | 0 | 0 | 0 | 0 | 0 | 0 | 0 | 0 | 0 | 0 | 0 | 0 | 0 | 0 | 0 | 0 | 0 | 0 | 0 | 0 | 0 | 0 | 0 | 0 |  | 0 | 0 | 0 |  | #VALUE! | #VALUE! | #VALUE! | #VALUE! |  |  | #VALUE! | #VALUE! | 0 | 0 | 0.20123 | 0.20123 | #VALUE! | #VALUE! | #VALUE! | #VALUE! | 0 | 0 | 0.20123 | 0.20123 | #VALUE! | #VALUE! | #VALUE! | #VALUE! | 0 | 0 | 0.20123 | 0.20123 | #VALUE! | #VALUE! |  |  |  | #VALUE! | #VALUE! | #VALUE! | #VALUE! | #VALUE! | #VALUE! | #VALUE!
Thursday | 5 | 12 | 8 | 3152 | 0 | 0 | 0 | 0 | 0 | 0 | 0 | 0 | 0 | 0 | 0 | 0 | 0 | 0 | 0 | 0 | 0 | 0 | 0 | 0 | 0 | 0 | 0 | 0 | 0.0017019 | 0 | 0 | 0 | 0 | 0 | 0 | 0 | 0 | 0 | 0 | 0 | 0 | 0 | 0 | 0 |  | 0 | 0 | 0 |  | #VALUE! | #VALUE! | #VALUE! | #VALUE! |  |  | #VALUE! | #VALUE! | 0 | 0 | 0.20123 | 0.20123 | #VALUE! | #VALUE! | #VALUE! | #VALUE! | 0 | 0 | 0.20123 | 0.20123 | #VALUE! | #VALUE! | #VALUE! | #VALUE! | 0 | 0 | 0.20123 | 0.20123 | #VALUE! | #VALUE! |  |  |  | #VALUE! | #VALUE! | #VALUE! | #VALUE! | #VALUE! | #VALUE! | #VALUE!
Thursday | 5 | 12 | 9 | 3153 | 0 | 0 | 0 | 0 | 0 | 0 | 0 | 0 | 0 | 0 | 0 | 0 | 0 | 0 | 0 | 0 | 0 | 0 | 0 | 0 | 0 | 0 | 0 | 0 | 0.0027425 | 0 | 0 | 0 | 0 | 0 | 0 | 0 | 0 | 0 | 0 | 0 | 0 | 0 | 0 | 0 |  | 0 | 0 | 0 |  | #VALUE! | #VALUE! | #VALUE! | #VALUE! |  |  | #VALUE! | #VALUE! | 0 | 0 | 0.20123 | 0.20123 | #VALUE! | #VALUE! | #VALUE! | #VALUE! | 0 | 0 | 0.20123 | 0.20123 | #VALUE! | #VALUE! | #VALUE! | #VALUE! | 0 | 0 | 0.20123 | 0.20123 | #VALUE! | #VALUE! |  |  |  | #VALUE! | #VALUE! | #VALUE! | #VALUE! | #VALUE! | #VALUE! | #VALUE!
Thursday | 5 | 12 | 10 | 3154 | 0 | 0 | 0 | 0 | 0 | 0 | 0 | 0 | 0 | 0 | 0 | 0 | 0 | 0 | 0 | 0 | 0 | 0 | 0 | 0 | 0 | 0 | 0 | 0 | 0.0017572 | 0 | 0 | 0.00015862 | 0 | 0 | 0 | 0 | 0 | 0 | 0 | 0 | 0 | 0 | 0 | 0 |  | 0 | 0 | 0 |  | #VALUE! | #VALUE! | #VALUE! | #VALUE! |  |  | #VALUE! | #VALUE! | 0 | 0 | 0.20123 | 0.20123 | #VALUE! | #VALUE! | #VALUE! | #VALUE! | 0 | 0 | 0.20123 | 0.20123 | #VALUE! | #VALUE! | #VALUE! | #VALUE! | 0 | 0 | 0.20123 | 0.20123 | #VALUE! | #VALUE! |  |  |  | #VALUE! | #VALUE! | #VALUE! | #VALUE! | #VALUE! | #VALUE! | #VALUE!
Thursday | 5 | 12 | 11 | 3155 | 0 | 0 | 0 | 0 | 0 | 0 | 0 | 0 | 0 | 0 | 0 | 0 | 0 | 0 | 0 | 0 | 0 | 0 | 0 | 0 | 0 | 0 | 0 | 0 | 0 | 0 | 0 | 0.0092 | 0 | 0 | 0 | 0 | 0 | 0 | 0 | 0 | 0 | 0 | 0 | 0 |  | 0 | 0 | 0 |  | #VALUE! | #VALUE! | #VALUE! | #VALUE! |  |  | #VALUE! | #VALUE! | 0 | 0 | 0.20123 | 0.20123 | #VALUE! | #VALUE! | #VALUE! | #VALUE! | 0 | 0 | 0.20123 | 0.20123 | #VALUE! | #VALUE! | #VALUE! | #VALUE! | 0 | 0 | 0.20123 | 0.20123 | #VALUE! | #VALUE! |  |  |  | #VALUE! | #VALUE! | #VALUE! | #VALUE! | #VALUE! | #VALUE! | #VALUE!
Thursday | 5 | 12 | 12 | 3156 | 0 | 0 | 0 | 0 | 0 | 0 | 0 | 0 | 0 | 0 | 0 | 0 | 0 | 0 | 0 | 0 | 0 | 0 | 0 | 0 | 0 | 0 | 0 | 0 | 0 | 0 | 0 | 0.01749 | 0.043 | 0 | 0 | 0 | 0 | 0 | 0 | 0 | 0 | 0 | 0 | 0 |  | 0 | 0 | 0 |  | #VALUE! | #VALUE! | #VALUE! | #VALUE! |  |  | #VALUE! | #VALUE! | 0 | 0 | 0.20123 | 0.20123 | #VALUE! | #VALUE! | #VALUE! | #VALUE! | 0 | 0 | 0.20123 | 0.20123 | #VALUE! | #VALUE! | #VALUE! | #VALUE! | 0 | 0 | 0.20123 | 0.20123 | #VALUE! | #VALUE! |  |  |  | #VALUE! | #VALUE! | #VALUE! | #VALUE! | #VALUE! | #VALUE! | #VALUE!
Thursday | 5 | 12 | 13 | 3157 | 0 | 0 | 0 | 0 | 0 | 0 | 0 | 0 | 0 | 0 | 0 | 0 | 0 | 0 | 0 | 0 | 0 | 0 | 0 | 0 | 0 | 0 | 0 | 0 | 0 | 0 | 0 | 0.018868 | 0.054 | 0 | 0 | 0 | 0 | 0 | 0 | 0 | 0 | 0 | 0 | 0 |  | 0 | 0 | 0 |  | #VALUE! | #VALUE! | #VALUE! | #VALUE! |  |  | #VALUE! | #VALUE! | 0 | 0 | 0.20123 | 0.20123 | #VALUE! | #VALUE! | #VALUE! | #VALUE! | 0 | 0 | 0.20123 | 0.20123 | #VALUE! | #VALUE! | #VALUE! | #VALUE! | 0 | 0 | 0.20123 | 0.20123 | #VALUE! | #VALUE! |  |  |  | #VALUE! | #VALUE! | #VALUE! | #VALUE! | #VALUE! | #VALUE! | #VALUE!
Thursday | 5 | 12 | 14 | 3158 | 0 | 0 | 0 | 0 | 0 | 0 | 0 | 0 | 0 | 0 | 0 | 0 | 0 | 0 | 0 | 0 | 0 | 0 | 0 | 0 | 0 | 0 | 0 | 0 | 0 | 0 | 0 | 0.0351 | 0.104 | 0 | 0 | 0 | 0 | 0 | 0 | 0 | 0 | 0 | 0 | 0 |  | 0 | 0 | 0 |  | #VALUE! | #VALUE! | #VALUE! | #VALUE! |  |  | #VALUE! | #VALUE! | 0 | 0 | 0.20123 | 0.20123 | #VALUE! | #VALUE! | #VALUE! | #VALUE! | 0 | 0 | 0.20123 | 0.20123 | #VALUE! | #VALUE! | #VALUE! | #VALUE! | 0 | 0 | 0.20123 | 0.20123 | #VALUE! | #VALUE! |  |  |  | #VALUE! | #VALUE! | #VALUE! | #VALUE! | #VALUE! | #VALUE! | #VALUE!
Thursday | 5 | 12 | 15 | 3159 | 0 | 0 | 0 | 0 | 0 | 0 | 0 | 0 | 0 | 0 | 0 | 0 | 0 | 0 | 0 | 0 | 0 | 0 | 0 | 0 | 0 | 0 | 0 | 0 | 0 | 0 | 0 | 0.031521 | 0.092 | 0 | 0 | 0 | 0 | 0 | 0 | 0 | 0 | 0 | 0 | 0 |  | 0 | 0 | 0 |  | #VALUE! | #VALUE! | #VALUE! | #VALUE! |  |  | #VALUE! | #VALUE! | 0 | 0 | 0.20123 | 0.20123 | #VALUE! | #VALUE! | #VALUE! | #VALUE! | 0 | 0 | 0.20123 | 0.20123 | #VALUE! | #VALUE! | #VALUE! | #VALUE! | 0 | 0 | 0.20123 | 0.20123 | #VALUE! | #VALUE! |  |  |  | #VALUE! | #VALUE! | #VALUE! | #VALUE! | #VALUE! | #VALUE! | #VALUE!
Thursday | 5 | 12 | 16 | 3160 | 0 | 0 | 0 | 0 | 0 | 0 | 0 | 0 | 0 | 0 | 0 | 0 | 0 | 0 | 0 | 0 | 0 | 0 | 0 | 0 | 0 | 0 | 0 | 0 | 0 | 0 | 0 | 0.03503 | 0.095 | 0 | 0 | 0 | 0 | 0 | 0 | 0 | 0 | 0 | 0 | 0 |  | 0 | 0 | 0 |  | #VALUE! | #VALUE! | #VALUE! | #VALUE! |  |  | #VALUE! | #VALUE! | 0 | 0 | 0.20123 | 0.20123 | #VALUE! | #VALUE! | #VALUE! | #VALUE! | 0 | 0 | 0.20123 | 0.20123 | #VALUE! | #VALUE! | #VALUE! | #VALUE! | 0 | 0 | 0.20123 | 0.20123 | #VALUE! | #VALUE! |  |  |  | #VALUE! | #VALUE! | #VALUE! | #VALUE! | #VALUE! | #VALUE! | #VALUE!
Thursday | 5 | 12 | 17 | 3161 | 0 | 0 | 0 | 0 | 0 | 0 | 0 | 0 | 0 | 0 | 0 | 0 | 0 | 0 | 0 | 0 | 0 | 0 | 0 | 0 | 0 | 0 | 0 | 0 | 0 | 0 | 0 | 0.047756 | 0.119 | 0 | 0 | 0 | 0 | 0 | 0 | 0 | 0 | 0 | 0 | 0 |  | 0 | 0 | 0 |  | #VALUE! | #VALUE! | #VALUE! | #VALUE! |  |  | #VALUE! | #VALUE! | 0 | 0 | 0.20123 | 0.20123 | #VALUE! | #VALUE! | #VALUE! | #VALUE! | 0 | 0 | 0.20123 | 0.20123 | #VALUE! | #VALUE! | #VALUE! | #VALUE! | 0 | 0 | 0.20123 | 0.20123 | #VALUE! | #VALUE! |  |  |  | #VALUE! | #VALUE! | #VALUE! | #VALUE! | #VALUE! | #VALUE! | #VALUE!
Thursday | 5 | 12 | 18 | 3162 | 0 | 0 | 0 | 0 | 0 | 0 | 0 | 0 | 0 | 0 | 0 | 0 | 0 | 0 | 0 | 0 | 0 | 0 | 0 | 0 | 0 | 0 | 0 | 0 | 0 | 0 | 0 | 0.03945 | 0.103 | 0 | 0 | 0 | 0 | 0 | 0 | 0 | 0 | 0 | 0 | 0 |  | 0 | 0 | 0 |  | #VALUE! | #VALUE! | #VALUE! | #VALUE! |  |  | #VALUE! | #VALUE! | 0 | 0 | 0.20123 | 0.20123 | #VALUE! | #VALUE! | #VALUE! | #VALUE! | 0 | 0 | 0.20123 | 0.20123 | #VALUE! | #VALUE! | #VALUE! | #VALUE! | 0 | 0 | 0.20123 | 0.20123 | #VALUE! | #VALUE! |  |  |  | #VALUE! | #VALUE! | #VALUE! | #VALUE! | #VALUE! | #VALUE! | #VALUE!
Thursday | 5 | 12 | 19 | 3163 | 0 | 0 | 0 | 0 | 0 | 0 | 0 | 0 | 0 | 0 | 0 | 0 | 0 | 0 | 0 | 0 | 0 | 0 | 0 | 0 | 0 | 0 | 0 | 0 | 0 | 0 | 0 | 0.011298 | 0.022 | 0 | 0 | 0 | 0 | 0 | 0 | 0 | 0 | 0 | 0 | 0 |  | 0 | 0 | 0 |  | #VALUE! | #VALUE! | #VALUE! | #VALUE! |  |  | #VALUE! | #VALUE! | 0 | 0 | 0.20123 | 0.20123 | #VALUE! | #VALUE! | #VALUE! | #VALUE! | 0 | 0 | 0.20123 | 0.20123 | #VALUE! | #VALUE! | #VALUE! | #VALUE! | 0 | 0 | 0.20123 | 0.20123 | #VALUE! | #VALUE! |  |  |  | #VALUE! | #VALUE! | #VALUE! | #VALUE! | #VALUE! | #VALUE! | #VALUE!
Thursday | 5 | 12 | 20 | 3164 | 0 | 0 | 0 | 0 | 0 | 0 | 0 | 0 | 0 | 0 | 0 | 0 | 0 | 0 | 0 | 0 | 0 | 0 | 0 | 0 | 0 | 0 | 0 | 0 | 0 | 0 | 0 | 0 | 0 | 0 | 0 | 0 | 0 | 0 | 0 | 0 | 0 | 0 | 0 | 0 |  | 0 | 0 | 0 |  | #VALUE! | #VALUE! | #VALUE! | #VALUE! |  |  | #VALUE! | #VALUE! | 0 | 0 | 0.20123 | 0.20123 | #VALUE! | #VALUE! | #VALUE! | #VALUE! | 0 | 0 | 0.20123 | 0.20123 | #VALUE! | #VALUE! | #VALUE! | #VALUE! | 0 | 0 | 0.20123 | 0.20123 | #VALUE! | #VALUE! |  |  |  | #VALUE! | #VALUE! | #VALUE! | #VALUE! | #VALUE! | #VALUE! | #VALUE!
Thursday | 5 | 12 | 21 | 3165 | 0 | 0 | 0 | 0 | 0 | 0 | 0 | 0 | 0 | 0 | 0 | 0 | 0 | 0 | 0 | 0 | 0 | 0 | 0 | 0 | 0 | 0 | 0 | 0 | 0 | 0 | 0 | 0 | 0 | 0 | 0 | 0 | 0 | 0 | 0 | 0 | 0 | 0 | 0 | 0 |  | 0 | 0 | 0 |  | #VALUE! | #VALUE! | #VALUE! | #VALUE! |  |  | #VALUE! | #VALUE! | 0 | 0 | 0.20123 | 0.20123 | #VALUE! | #VALUE! | #VALUE! | #VALUE! | 0 | 0 | 0.20123 | 0.20123 | #VALUE! | #VALUE! | #VALUE! | #VALUE! | 0 | 0 | 0.20123 | 0.20123 | #VALUE! | #VALUE! |  |  |  | #VALUE! | #VALUE! | #VALUE! | #VALUE! | #VALUE! | #VALUE! | #VALUE!
Thursday | 5 | 12 | 22 | 3166 | 0 | 0 | 0 | 0 | 0 | 0 | 0 | 0 | 0 | 0 | 0 | 0 | 0 | 0 | 0 | 0 | 0 | 0 | 0 | 0 | 0 | 0 | 0 | 0 | 0 | 0 | 0 | 0 | 0 | 0 | 0 | 0 | 0 | 0 | 0 | 0 | 0 | 0 | 0 | 0 |  | 0 | 0 | 0 |  | #VALUE! | #VALUE! | #VALUE! | #VALUE! |  |  | #VALUE! | #VALUE! | 0 | 0 | 0.20123 | 0.20123 | #VALUE! | #VALUE! | #VALUE! | #VALUE! | 0 | 0 | 0.20123 | 0.20123 | #VALUE! | #VALUE! | #VALUE! | #VALUE! | 0 | 0 | 0.20123 | 0.20123 | #VALUE! | #VALUE! |  |  |  | #VALUE! | #VALUE! | #VALUE! | #VALUE! | #VALUE! | #VALUE! | #VALUE!
Thursday | 5 | 12 | 23 | 3167 | 0 | 0 | 0 | 0 | 0 | 0 | 0 | 0 | 0 | 0 | 0 | 0 | 0 | 0 | 0 | 0 | 0 | 0 | 0 | 0 | 0 | 0 | 0 | 0 | 0 | 0 | 0 | 0 | 0 | 0 | 0 | 0 | 0 | 0 | 0 | 0 | 0 | 0 | 0 | 0 |  | 0 | 0 | 0 |  | #VALUE! | #VALUE! | #VALUE! | #VALUE! |  |  | #VALUE! | #VALUE! | 0 | 0 | 0.20123 | 0.20123 | #VALUE! | #VALUE! | #VALUE! | #VALUE! | 0 | 0 | 0.20123 | 0.20123 | #VALUE! | #VALUE! | #VALUE! | #VALUE! | 0 | 0 | 0.20123 | 0.20123 | #VALUE! | #VALUE! |  |  |  | #VALUE! | #VALUE! | #VALUE! | #VALUE! | #VALUE! | #VALUE! | #VALUE!
Thursday | 5 | 12 | 24 | 3168 | 0 | 0 | 0 | 0 | 0 | 0 | 0 | 0 | 0 | 0 | 0 | 0 | 0 | 0 | 0 | 0 | 0 | 0 | 0 | 0 | 0 | 0 | 0 | 0 | 0 | 0 | 0 | 0 | 0 | 0 | 0 | 0 | 0 | 0 | 0 | 0 | 0 | 0 | 0 | 0 |  | 0 | 0 | 0 |  | #VALUE! | #VALUE! | #VALUE! | #VALUE! |  |  | #VALUE! | #VALUE! | 0 | 0 | 0.20123 | 0.20123 | #VALUE! | #VALUE! | #VALUE! | #VALUE! | 0 | 0 | 0.20123 | 0.20123 | #VALUE! | #VALUE! | #VALUE! | #VALUE! | 0 | 0 | 0.20123 | 0.20123 | #VALUE! | #VALUE! |  |  |  | #VALUE! | #VALUE! | #VALUE! | #VALUE! | #VALUE! | #VALUE! | #VALUE!
Friday | 5 | 13 | 1 | 3169 | 0 | 0 | 0 | 0 | 0 | 0 | 0 | 0 | 0 | 0 | 0 | 0 | 0 | 0 | 0 | 0 | 0 | 0 | 0 | 0 | 0 | 0 | 0 | 0 | 0 | 0 | 0 | 0 | 0 | 0 | 0 | 0 | 0 | 0 | 0 | 0 | 0 | 0 | 0 | 0 |  | 0 | 0 | 0 |  | #VALUE! | #VALUE! | #VALUE! | #VALUE! |  |  | #VALUE! | #VALUE! | 0 | 0 | 0.20123 | 0.20123 | #VALUE! | #VALUE! | #VALUE! | #VALUE! | 0 | 0 | 0.20123 | 0.20123 | #VALUE! | #VALUE! | #VALUE! | #VALUE! | 0 | 0 | 0.20123 | 0.20123 | #VALUE! | #VALUE! |  |  |  | #VALUE! | #VALUE! | #VALUE! | #VALUE! | #VALUE! | #VALUE! | #VALUE!
Friday | 5 | 13 | 2 | 3170 | 0 | 0 | 0 | 0 | 0 | 0 | 0 | 0 | 0 | 0 | 0 | 0 | 0 | 0 | 0 | 0 | 0 | 0 | 0 | 0 | 0 | 0 | 0 | 0 | 0 | 0 | 0 | 0 | 0 | 0 | 0 | 0 | 0 | 0 | 0 | 0 | 0 | 0 | 0 | 0 |  | 0 | 0 | 0 |  | #VALUE! | #VALUE! | #VALUE! | #VALUE! |  |  | #VALUE! | #VALUE! | 0 | 0 | 0.20123 | 0.20123 | #VALUE! | #VALUE! | #VALUE! | #VALUE! | 0 | 0 | 0.20123 | 0.20123 | #VALUE! | #VALUE! | #VALUE! | #VALUE! | 0 | 0 | 0.20123 | 0.20123 | #VALUE! | #VALUE! |  |  |  | #VALUE! | #VALUE! | #VALUE! | #VALUE! | #VALUE! | #VALUE! | #VALUE!
Friday | 5 | 13 | 3 | 3171 | 0 | 0 | 0 | 0 | 0 | 0 | 0 | 0 | 0 | 0 | 0 | 0 | 0 | 0 | 0 | 0 | 0 | 0 | 0 | 0 | 0 | 0 | 0 | 0 | 0 | 0 | 0 | 0 | 0 | 0 | 0 | 0 | 0 | 0 | 0 | 0 | 0 | 0 | 0 | 0 |  | 0 | 0 | 0 |  | #VALUE! | #VALUE! | #VALUE! | #VALUE! |  |  | #VALUE! | #VALUE! | 0 | 0 | 0.20123 | 0.20123 | #VALUE! | #VALUE! | #VALUE! | #VALUE! | 0 | 0 | 0.20123 | 0.20123 | #VALUE! | #VALUE! | #VALUE! | #VALUE! | 0 | 0 | 0.20123 | 0.20123 | #VALUE! | #VALUE! |  |  |  | #VALUE! | #VALUE! | #VALUE! | #VALUE! | #VALUE! | #VALUE! | #VALUE!
Friday | 5 | 13 | 4 | 3172 | 0 | 0 | 0 | 0 | 0 | 0 | 0 | 0 | 0 | 0 | 0 | 0 | 0 | 0 | 0 | 0 | 0 | 0 | 0 | 0 | 0 | 0 | 0 | 0 | 0 | 0 | 0 | 0 | 0 | 0 | 0 | 0 | 0 | 0 | 0 | 0 | 0 | 0 | 0 | 0 |  | 0 | 0 | 0 |  | #VALUE! | #VALUE! | #VALUE! | #VALUE! |  |  | #VALUE! | #VALUE! | 0 | 0 | 0.20123 | 0.20123 | #VALUE! | #VALUE! | #VALUE! | #VALUE! | 0 | 0 | 0.20123 | 0.20123 | #VALUE! | #VALUE! | #VALUE! | #VALUE! | 0 | 0 | 0.20123 | 0.20123 | #VALUE! | #VALUE! |  |  |  | #VALUE! | #VALUE! | #VALUE! | #VALUE! | #VALUE! | #VALUE! | #VALUE!
Friday | 5 | 13 | 5 | 3173 | 0 | 0 | 0 | 0 | 0 | 0 | 0 | 0 | 0 | 0 | 0 | 0 | 0 | 0 | 0 | 0 | 0 | 0 | 0 | 0 | 0 | 0 | 0 | 0 | 0.0016535 | 0 | 0 | 0 | 0 | 0 | 0 | 0 | 0 | 0 | 0 | 0 | 0 | 0 | 0 | 0 |  | 0 | 0 | 0 |  | #VALUE! | #VALUE! | #VALUE! | #VALUE! |  |  | #VALUE! | #VALUE! | 0 | 0 | 0.20123 | 0.20123 | #VALUE! | #VALUE! | #VALUE! | #VALUE! | 0 | 0 | 0.20123 | 0.20123 | #VALUE! | #VALUE! | #VALUE! | #VALUE! | 0 | 0 | 0.20123 | 0.20123 | #VALUE! | #VALUE! |  |  |  | #VALUE! | #VALUE! | #VALUE! | #VALUE! | #VALUE! | #VALUE! | #VALUE!
Friday | 5 | 13 | 6 | 3174 | 0 | 0 | 0 | 0 | 0 | 0 | 0 | 0 | 0 | 0 | 0 | 0 | 0 | 0 | 0 | 0 | 0 | 0 | 0 | 0 | 0 | 0 | 0 | 0 | 0.0031591 | 0 | 0 | 0 | 0 | 0 | 0 | 0 | 0 | 0 | 0 | 0 | 0 | 0 | 0 | 0 |  | 0 | 0 | 0 |  | #VALUE! | #VALUE! | #VALUE! | #VALUE! |  |  | #VALUE! | #VALUE! | 0 | 0 | 0.20123 | 0.20123 | #VALUE! | #VALUE! | #VALUE! | #VALUE! | 0 | 0 | 0.20123 | 0.20123 | #VALUE! | #VALUE! | #VALUE! | #VALUE! | 0 | 0 | 0.20123 | 0.20123 | #VALUE! | #VALUE! |  |  |  | #VALUE! | #VALUE! | #VALUE! | #VALUE! | #VALUE! | #VALUE! | #VALUE!
Friday | 5 | 13 | 7 | 3175 | 0 | 0 | 0 | 0 | 0 | 0 | 0 | 0 | 0 | 0 | 0 | 0 | 0 | 0 | 0 | 0 | 0 | 0 | 0 | 0 | 0 | 0 | 0 | 0 | 0 | 0 | 0 | 0 | 0 | 0 | 0 | 0 | 0 | 0 | 0 | 0 | 0 | 0 | 0 | 0 |  | 0 | 0 | 0 |  | #VALUE! | #VALUE! | #VALUE! | #VALUE! |  |  | #VALUE! | #VALUE! | 0 | 0 | 0.20123 | 0.20123 | #VALUE! | #VALUE! | #VALUE! | #VALUE! | 0 | 0 | 0.20123 | 0.20123 | #VALUE! | #VALUE! | #VALUE! | #VALUE! | 0 | 0 | 0.20123 | 0.20123 | #VALUE! | #VALUE! |  |  |  | #VALUE! | #VALUE! | #VALUE! | #VALUE! | #VALUE! | #VALUE! | #VALUE!
Friday | 5 | 13 | 8 | 3176 | 0 | 0 | 0 | 0 | 0 | 0 | 0 | 0 | 0 | 0 | 0 | 0 | 0 | 0 | 0 | 0 | 0 | 0 | 0 | 0 | 0 | 0 | 0 | 0 | 0.0040936 | 0 | 0 | 0 | 0 | 0 | 0 | 0 | 0 | 0 | 0 | 0 | 0 | 0 | 0 | 0 |  | 0 | 0 | 0 |  | #VALUE! | #VALUE! | #VALUE! | #VALUE! |  |  | #VALUE! | #VALUE! | 0 | 0 | 0.20123 | 0.20123 | #VALUE! | #VALUE! | #VALUE! | #VALUE! | 0 | 0 | 0.20123 | 0.20123 | #VALUE! | #VALUE! | #VALUE! | #VALUE! | 0 | 0 | 0.20123 | 0.20123 | #VALUE! | #VALUE! |  |  |  | #VALUE! | #VALUE! | #VALUE! | #VALUE! | #VALUE! | #VALUE! | #VALUE!
Friday | 5 | 13 | 9 | 3177 | 0 | 0 | 0 | 0 | 0 | 0 | 0 | 0 | 0 | 0 | 0 | 0 | 0 | 0 | 0 | 0 | 0 | 0 | 0 | 0 | 0 | 0 | 0 | 0 | 0 | 0 | 0 | 0.00031724 | 0 | 0 | 0 | 0 | 0 | 0 | 0 | 0 | 0 | 0 | 0 | 0 |  | 0 | 0 | 0 |  | #VALUE! | #VALUE! | #VALUE! | #VALUE! |  |  | #VALUE! | #VALUE! | 0 | 0 | 0.20123 | 0.20123 | #VALUE! | #VALUE! | #VALUE! | #VALUE! | 0 | 0 | 0.20123 | 0.20123 | #VALUE! | #VALUE! | #VALUE! | #VALUE! | 0 | 0 | 0.20123 | 0.20123 | #VALUE! | #VALUE! |  |  |  | #VALUE! | #VALUE! | #VALUE! | #VALUE! | #VALUE! | #VALUE! | #VALUE!
Friday | 5 | 13 | 10 | 3178 | 0 | 0 | 0 | 0 | 0 | 0 | 0 | 0 | 0 | 0 | 0 | 0 | 0 | 0 | 0 | 0 | 0 | 0 | 0 | 0 | 0 | 0 | 0 | 0 | 0.0042838 | 0 | 0 | 0.003331 | 0 | 0 | 0 | 0 | 0 | 0 | 0 | 0 | 0 | 0 | 0 | 0 |  | 0 | 0 | 0 |  | #VALUE! | #VALUE! | #VALUE! | #VALUE! |  |  | #VALUE! | #VALUE! | 0 | 0 | 0.20123 | 0.20123 | #VALUE! | #VALUE! | #VALUE! | #VALUE! | 0 | 0 | 0.20123 | 0.20123 | #VALUE! | #VALUE! | #VALUE! | #VALUE! | 0 | 0 | 0.20123 | 0.20123 | #VALUE! | #VALUE! |  |  |  | #VALUE! | #VALUE! | #VALUE! | #VALUE! | #VALUE! | #VALUE! | #VALUE!
Friday | 5 | 13 | 11 | 3179 | 0 | 0 | 0 | 0 | 0 | 0 | 0 | 0 | 0 | 0 | 0 | 0 | 0 | 0 | 0 | 0 | 0 | 0 | 0 | 0 | 0 | 0 | 0 | 0 | 0 | 0 | 0 | 0.00031724 | 0 | 0 | 0 | 0 | 0 | 0 | 0 | 0 | 0 | 0 | 0 | 0 |  | 0 | 0 | 0 |  | #VALUE! | #VALUE! | #VALUE! | #VALUE! |  |  | #VALUE! | #VALUE! | 0 | 0 | 0.20123 | 0.20123 | #VALUE! | #VALUE! | #VALUE! | #VALUE! | 0 | 0 | 0.20123 | 0.20123 | #VALUE! | #VALUE! | #VALUE! | #VALUE! | 0 | 0 | 0.20123 | 0.20123 | #VALUE! | #VALUE! |  |  |  | #VALUE! | #VALUE! | #VALUE! | #VALUE! | #VALUE! | #VALUE! | #VALUE!
Friday | 5 | 13 | 12 | 3180 | 0 | 0 | 0 | 0 | 0 | 0 | 0 | 0 | 0 | 0 | 0 | 0 | 0 | 0 | 0 | 0 | 0 | 0 | 0 | 0 | 0 | 0 | 0 | 0 | 0 | 0 | 0 | 0.0061862 | 0 | 0 | 0 | 0 | 0 | 0 | 0 | 0 | 0 | 0 | 0 | 0 |  | 0 | 0 | 0 |  | #VALUE! | #VALUE! | #VALUE! | #VALUE! |  |  | #VALUE! | #VALUE! | 0 | 0 | 0.20123 | 0.20123 | #VALUE! | #VALUE! | #VALUE! | #VALUE! | 0 | 0 | 0.20123 | 0.20123 | #VALUE! | #VALUE! | #VALUE! | #VALUE! | 0 | 0 | 0.20123 | 0.20123 | #VALUE! | #VALUE! |  |  |  | #VALUE! | #VALUE! | #VALUE! | #VALUE! | #VALUE! | #VALUE! | #VALUE!
Friday | 5 | 13 | 13 | 3181 | 0 | 0 | 0 | 0 | 0 | 0 | 0 | 0 | 0 | 0 | 0 | 0 | 0 | 0 | 0 | 0 | 0 | 0 | 0 | 0 | 0 | 0 | 0 | 0 | 0 | 0 | 0 | 0.0092 | 0.016 | 0 | 0 | 0 | 0 | 0 | 0 | 0 | 0 | 0 | 0 | 0 |  | 0 | 0 | 0 |  | #VALUE! | #VALUE! | #VALUE! | #VALUE! |  |  | #VALUE! | #VALUE! | 0 | 0 | 0.20123 | 0.20123 | #VALUE! | #VALUE! | #VALUE! | #VALUE! | 0 | 0 | 0.20123 | 0.20123 | #VALUE! | #VALUE! | #VALUE! | #VALUE! | 0 | 0 | 0.20123 | 0.20123 | #VALUE! | #VALUE! |  |  |  | #VALUE! | #VALUE! | #VALUE! | #VALUE! | #VALUE! | #VALUE! | #VALUE!
Friday | 5 | 13 | 14 | 3182 | 0 | 0 | 0 | 0 | 0 | 0 | 0 | 0 | 0 | 0 | 0 | 0 | 0 | 0 | 0 | 0 | 0 | 0 | 0 | 0 | 0 | 0 | 0 | 0 | 0 | 0 | 0 | 0.012214 | 0.036 | 0 | 0 | 0 | 0 | 0 | 0 | 0 | 0 | 0 | 0 | 0 |  | 0 | 0 | 0 |  | #VALUE! | #VALUE! | #VALUE! | #VALUE! |  |  | #VALUE! | #VALUE! | 0 | 0 | 0.20123 | 0.20123 | #VALUE! | #VALUE! | #VALUE! | #VALUE! | 0 | 0 | 0.20123 | 0.20123 | #VALUE! | #VALUE! | #VALUE! | #VALUE! | 0 | 0 | 0.20123 | 0.20123 | #VALUE! | #VALUE! |  |  |  | #VALUE! | #VALUE! | #VALUE! | #VALUE! | #VALUE! | #VALUE! | #VALUE!
Friday | 5 | 13 | 15 | 3183 | 0 | 0 | 0 | 0 | 0 | 0 | 0 | 0 | 0 | 0 | 0 | 0 | 0 | 0 | 0 | 0 | 0 | 0 | 0 | 0 | 0 | 0 | 0 | 0 | 0 | 0 | 0.00075357 | 0.003331 | 0 | 0 | 0 | 0 | 0 | 0 | 0 | 0 | 0 | 0 | 0 | 0 |  | 0 | 0 | 0 |  | #VALUE! | #VALUE! | #VALUE! | #VALUE! |  |  | #VALUE! | #VALUE! | 0 | 0 | 0.20123 | 0.20123 | #VALUE! | #VALUE! | #VALUE! | #VALUE! | 0 | 0 | 0.20123 | 0.20123 | #VALUE! | #VALUE! | #VALUE! | #VALUE! | 0 | 0 | 0.20123 | 0.20123 | #VALUE! | #VALUE! |  |  |  | #VALUE! | #VALUE! | #VALUE! | #VALUE! | #VALUE! | #VALUE! | #VALUE!
Friday | 5 | 13 | 16 | 3184 | 0 | 0 | 0 | 0 | 0 | 0 | 0 | 0 | 0 | 0 | 0 | 0 | 0 | 0 | 0 | 0 | 0 | 0 | 0 | 0 | 0 | 0 | 0 | 0 | 0 | 0 | 0.0091436 | 0.003331 | 0 | 0 | 0 | 0 | 0 | 0 | 0 | 0 | 0 | 0 | 0 | 0 |  | 0 | 0 | 0 |  | #VALUE! | #VALUE! | #VALUE! | #VALUE! |  |  | #VALUE! | #VALUE! | 0 | 0 | 0.20123 | 0.20123 | #VALUE! | #VALUE! | #VALUE! | #VALUE! | 0 | 0 | 0.20123 | 0.20123 | #VALUE! | #VALUE! | #VALUE! | #VALUE! | 0 | 0 | 0.20123 | 0.20123 | #VALUE! | #VALUE! |  |  |  | #VALUE! | #VALUE! | #VALUE! | #VALUE! | #VALUE! | #VALUE! | #VALUE!
Friday | 5 | 13 | 17 | 3185 | 0 | 0 | 0 | 0 | 0 | 0 | 0 | 0 | 0 | 0 | 0 | 0 | 0 | 0 | 0 | 0 | 0 | 0 | 0 | 0 | 0 | 0 | 0 | 0 | 0 | 0 | 0.010996 | 0.003331 | 0 | 0 | 0 | 0 | 0 | 0 | 0 | 0 | 0 | 0 | 0 | 0 |  | 0 | 0 | 0 |  | #VALUE! | #VALUE! | #VALUE! | #VALUE! |  |  | #VALUE! | #VALUE! | 0 | 0 | 0.20123 | 0.20123 | #VALUE! | #VALUE! | #VALUE! | #VALUE! | 0 | 0 | 0.20123 | 0.20123 | #VALUE! | #VALUE! | #VALUE! | #VALUE! | 0 | 0 | 0.20123 | 0.20123 | #VALUE! | #VALUE! |  |  |  | #VALUE! | #VALUE! | #VALUE! | #VALUE! | #VALUE! | #VALUE! | #VALUE!
Friday | 5 | 13 | 18 | 3186 | 0 | 0 | 0 | 0 | 0 | 0 | 0 | 0 | 0 | 0 | 0 | 0 | 0 | 0 | 0 | 0 | 0 | 0 | 0 | 0 | 0 | 0 | 0 | 0 | 0 | 0 | 0.0058539 | 0 | 0 | 0 | 0 | 0 | 0 | 0 | 0 | 0 | 0 | 0 | 0 | 0 |  | 0 | 0 | 0 |  | #VALUE! | #VALUE! | #VALUE! | #VALUE! |  |  | #VALUE! | #VALUE! | 0 | 0 | 0.20123 | 0.20123 | #VALUE! | #VALUE! | #VALUE! | #VALUE! | 0 | 0 | 0.20123 | 0.20123 | #VALUE! | #VALUE! | #VALUE! | #VALUE! | 0 | 0 | 0.20123 | 0.20123 | #VALUE! | #VALUE! |  |  |  | #VALUE! | #VALUE! | #VALUE! | #VALUE! | #VALUE! | #VALUE! | #VALUE!
Friday | 5 | 13 | 19 | 3187 | 0 | 0 | 0 | 0 | 0 | 0 | 0 | 0 | 0 | 0 | 0 | 0 | 0 | 0 | 0 | 0 | 0 | 0 | 0 | 0 | 0 | 0 | 0 | 0 | 0 | 0 | 0 | 0 | 0 | 0 | 0 | 0 | 0 | 0 | 0 | 0 | 0 | 0 | 0 | 0 |  | 0 | 0 | 0 |  | #VALUE! | #VALUE! | #VALUE! | #VALUE! |  |  | #VALUE! | #VALUE! | 0 | 0 | 0.20123 | 0.20123 | #VALUE! | #VALUE! | #VALUE! | #VALUE! | 0 | 0 | 0.20123 | 0.20123 | #VALUE! | #VALUE! | #VALUE! | #VALUE! | 0 | 0 | 0.20123 | 0.20123 | #VALUE! | #VALUE! |  |  |  | #VALUE! | #VALUE! | #VALUE! | #VALUE! | #VALUE! | #VALUE! | #VALUE!
Friday | 5 | 13 | 20 | 3188 | 0 | 0 | 0 | 0 | 0 | 0 | 0 | 0 | 0 | 0 | 0 | 0 | 0 | 0 | 0 | 0 | 0 | 0 | 0 | 0 | 0 | 0 | 0 | 0 | 0 | 0 | 0 | 0 | 0 | 0 | 0 | 0 | 0 | 0 | 0 | 0 | 0 | 0 | 0 | 0 |  | 0 | 0 | 0 |  | #VALUE! | #VALUE! | #VALUE! | #VALUE! |  |  | #VALUE! | #VALUE! | 0 | 0 | 0.20123 | 0.20123 | #VALUE! | #VALUE! | #VALUE! | #VALUE! | 0 | 0 | 0.20123 | 0.20123 | #VALUE! | #VALUE! | #VALUE! | #VALUE! | 0 | 0 | 0.20123 | 0.20123 | #VALUE! | #VALUE! |  |  |  | #VALUE! | #VALUE! | #VALUE! | #VALUE! | #VALUE! | #VALUE! | #VALUE!
Friday | 5 | 13 | 21 | 3189 | 0 | 0 | 0 | 0 | 0 | 0 | 0 | 0 | 0 | 0 | 0 | 0 | 0 | 0 | 0 | 0 | 0 | 0 | 0 | 0 | 0 | 0 | 0 | 0 | 0 | 0 | 0 | 0 | 0 | 0 | 0 | 0 | 0 | 0 | 0 | 0 | 0 | 0 | 0 | 0 |  | 0 | 0 | 0 |  | #VALUE! | #VALUE! | #VALUE! | #VALUE! |  |  | #VALUE! | #VALUE! | 0 | 0 | 0.20123 | 0.20123 | #VALUE! | #VALUE! | #VALUE! | #VALUE! | 0 | 0 | 0.20123 | 0.20123 | #VALUE! | #VALUE! | #VALUE! | #VALUE! | 0 | 0 | 0.20123 | 0.20123 | #VALUE! | #VALUE! |  |  |  | #VALUE! | #VALUE! | #VALUE! | #VALUE! | #VALUE! | #VALUE! | #VALUE!
Friday | 5 | 13 | 22 | 3190 | 0 | 0 | 0 | 0 | 0 | 0 | 0 | 0 | 0 | 0 | 0 | 0 | 0 | 0 | 0 | 0 | 0 | 0 | 0 | 0 | 0 | 0 | 0 | 0 | 0 | 0 | 0 | 0 | 0 | 0 | 0 | 0 | 0 | 0 | 0 | 0 | 0 | 0 | 0 | 0 |  | 0 | 0 | 0 |  | #VALUE! | #VALUE! | #VALUE! | #VALUE! |  |  | #VALUE! | #VALUE! | 0 | 0 | 0.20123 | 0.20123 | #VALUE! | #VALUE! | #VALUE! | #VALUE! | 0 | 0 | 0.20123 | 0.20123 | #VALUE! | #VALUE! | #VALUE! | #VALUE! | 0 | 0 | 0.20123 | 0.20123 | #VALUE! | #VALUE! |  |  |  | #VALUE! | #VALUE! | #VALUE! | #VALUE! | #VALUE! | #VALUE! | #VALUE!
Friday | 5 | 13 | 23 | 3191 | 0 | 0 | 0 | 0 | 0 | 0 | 0 | 0 | 0 | 0 | 0 | 0 | 0 | 0 | 0 | 0 | 0 | 0 | 0 | 0 | 0 | 0 | 0 | 0 | 0 | 0 | 0 | 0 | 0 | 0 | 0 | 0 | 0 | 0 | 0 | 0 | 0 | 0 | 0 | 0 |  | 0 | 0 | 0 |  | #VALUE! | #VALUE! | #VALUE! | #VALUE! |  |  | #VALUE! | #VALUE! | 0 | 0 | 0.20123 | 0.20123 | #VALUE! | #VALUE! | #VALUE! | #VALUE! | 0 | 0 | 0.20123 | 0.20123 | #VALUE! | #VALUE! | #VALUE! | #VALUE! | 0 | 0 | 0.20123 | 0.20123 | #VALUE! | #VALUE! |  |  |  | #VALUE! | #VALUE! | #VALUE! | #VALUE! | #VALUE! | #VALUE! | #VALUE!
Friday | 5 | 13 | 24 | 3192 | 0 | 0 | 0 | 0 | 0 | 0 | 0 | 0 | 0 | 0 | 0 | 0 | 0 | 0 | 0 | 0 | 0 | 0 | 0 | 0 | 0 | 0 | 0 | 0 | 0 | 0 | 0 | 0 | 0 | 0 | 0 | 0 | 0 | 0 | 0 | 0 | 0 | 0 | 0 | 0 |  | 0 | 0 | 0 |  | #VALUE! | #VALUE! | #VALUE! | #VALUE! |  |  | #VALUE! | #VALUE! | 0 | 0 | 0.20123 | 0.20123 | #VALUE! | #VALUE! | #VALUE! | #VALUE! | 0 | 0 | 0.20123 | 0.20123 | #VALUE! | #VALUE! | #VALUE! | #VALUE! | 0 | 0 | 0.20123 | 0.20123 | #VALUE! | #VALUE! |  |  |  | #VALUE! | #VALUE! | #VALUE! | #VALUE! | #VALUE! | #VALUE! | #VALUE!
Saturday | 5 | 14 | 1 | 3193 | 0 | 0 | 0 | 0 | 0 | 0 | 0 | 0 | 0 | 0 | 0 | 0 | 0 | 0 | 0 | 0 | 0 | 0 | 0 | 0 | 0 | 0 | 0 | 0 | 0 | 0 | 0 | 0 | 0 | 0 | 0 | 0 | 0 | 0 | 0 | 0 | 0 | 0 | 0 | 0 |  | 0 | 0 | 0 |  | #VALUE! | #VALUE! | #VALUE! | #VALUE! |  |  | #VALUE! | #VALUE! | 0 | 0 | 0.20123 | 0.20123 | #VALUE! | #VALUE! | #VALUE! | #VALUE! | 0 | 0 | 0.20123 | 0.20123 | #VALUE! | #VALUE! | #VALUE! | #VALUE! | 0 | 0 | 0.20123 | 0.20123 | #VALUE! | #VALUE! |  |  |  | #VALUE! | #VALUE! | #VALUE! | #VALUE! | #VALUE! | #VALUE! | #VALUE!
Saturday | 5 | 14 | 2 | 3194 | 0 | 0 | 0 | 0 | 0 | 0 | 0 | 0 | 0 | 0 | 0 | 0 | 0 | 0 | 0 | 0 | 0 | 0 | 0 | 0 | 0 | 0 | 0 | 0 | 0 | 0 | 0 | 0.00031724 | 0 | 0 | 0 | 0 | 0 | 0 | 0 | 0 | 0 | 0 | 0 | 0 |  | 0 | 0 | 0 |  | #VALUE! | #VALUE! | #VALUE! | #VALUE! |  |  | #VALUE! | #VALUE! | 0 | 0 | 0.20123 | 0.20123 | #VALUE! | #VALUE! | #VALUE! | #VALUE! | 0 | 0 | 0.20123 | 0.20123 | #VALUE! | #VALUE! | #VALUE! | #VALUE! | 0 | 0 | 0.20123 | 0.20123 | #VALUE! | #VALUE! |  |  |  | #VALUE! | #VALUE! | #VALUE! | #VALUE! | #VALUE! | #VALUE! | #VALUE!
Saturday | 5 | 14 | 3 | 3195 | 0 | 0 | 0 | 0 | 0 | 0 | 0 | 0 | 0 | 0 | 0 | 0 | 0 | 0 | 0 | 0 | 0 | 0 | 0 | 0 | 0 | 0 | 0 | 0 | 0 | 0 | 0.032783 | 0.00031724 | 0 | 0 | 0 | 0 | 0 | 0 | 0 | 0 | 0 | 0 | 0 | 0 |  | 0 | 0 | 0 |  | #VALUE! | #VALUE! | #VALUE! | #VALUE! |  |  | #VALUE! | #VALUE! | 0 | 0 | 0.20123 | 0.20123 | #VALUE! | #VALUE! | #VALUE! | #VALUE! | 0 | 0 | 0.20123 | 0.20123 | #VALUE! | #VALUE! | #VALUE! | #VALUE! | 0 | 0 | 0.20123 | 0.20123 | #VALUE! | #VALUE! |  |  |  | #VALUE! | #VALUE! | #VALUE! | #VALUE! | #VALUE! | #VALUE! | #VALUE!
Saturday | 5 | 14 | 4 | 3196 | 0 | 0 | 0 | 0 | 0 | 0 | 0 | 0 | 0 | 0 | 0 | 0 | 0 | 0 | 0 | 0 | 0 | 0 | 0 | 0 | 0 | 0 | 0 | 0 | 0 | 0 | 0.033733 | 0.00031724 | 0 | 0 | 0 | 0 | 0 | 0 | 0 | 0 | 0 | 0 | 0 | 0 |  | 0 | 0 | 0 |  | #VALUE! | #VALUE! | #VALUE! | #VALUE! |  |  | #VALUE! | #VALUE! | 0 | 0 | 0.20123 | 0.20123 | #VALUE! | #VALUE! | #VALUE! | #VALUE! | 0 | 0 | 0.20123 | 0.20123 | #VALUE! | #VALUE! | #VALUE! | #VALUE! | 0 | 0 | 0.20123 | 0.20123 | #VALUE! | #VALUE! |  |  |  | #VALUE! | #VALUE! | #VALUE! | #VALUE! | #VALUE! | #VALUE! | #VALUE!
Saturday | 5 | 14 | 5 | 3197 | 0 | 0 | 0 | 0 | 0 | 0 | 0 | 0 | 0 | 0 | 0 | 0 | 0 | 0 | 0 | 0 | 0 | 0 | 0 | 0 | 0 | 0 | 0 | 0 | 0 | 0 | 0.034684 | 0.00031724 | 0 | 0 | 0 | 0 | 0 | 0 | 0 | 0 | 0 | 0 | 0 | 0 |  | 0 | 0 | 0 |  | #VALUE! | #VALUE! | #VALUE! | #VALUE! |  |  | #VALUE! | #VALUE! | 0 | 0 | 0.20123 | 0.20123 | #VALUE! | #VALUE! | #VALUE! | #VALUE! | 0 | 0 | 0.20123 | 0.20123 | #VALUE! | #VALUE! | #VALUE! | #VALUE! | 0 | 0 | 0.20123 | 0.20123 | #VALUE! | #VALUE! |  |  |  | #VALUE! | #VALUE! | #VALUE! | #VALUE! | #VALUE! | #VALUE! | #VALUE!
Saturday | 5 | 14 | 6 | 3198 | 0 | 0 | 0 | 0 | 0 | 0 | 0 | 0 | 0 | 0 | 0 | 0 | 0 | 0 | 0 | 0 | 0 | 0 | 0 | 0 | 0 | 0 | 0 | 0 | 0 | 0 | 0.037059 | 0.0046 | 0 | 0 | 0 | 0 | 0 | 0 | 0 | 0 | 0 | 0 | 0 | 0 |  | 0 | 0 | 0 |  | #VALUE! | #VALUE! | #VALUE! | #VALUE! |  |  | #VALUE! | #VALUE! | 0 | 0 | 0.20123 | 0.20123 | #VALUE! | #VALUE! | #VALUE! | #VALUE! | 0 | 0 | 0.20123 | 0.20123 | #VALUE! | #VALUE! | #VALUE! | #VALUE! | 0 | 0 | 0.20123 | 0.20123 | #VALUE! | #VALUE! |  |  |  | #VALUE! | #VALUE! | #VALUE! | #VALUE! | #VALUE! | #VALUE! | #VALUE!
Saturday | 5 | 14 | 7 | 3199 | 0 | 0 | 0 | 0 | 0 | 0 | 0 | 0 | 0 | 0 | 0 | 0 | 0 | 0 | 0 | 0 | 0 | 0 | 0 | 0 | 0 | 0 | 0 | 0 | 0 | 0 | 0 | 0.013165 | 0 | 0 | 0 | 0 | 0 | 0 | 0 | 0 | 0 | 0 | 0 | 0 |  | 0 | 0 | 0 |  | #VALUE! | #VALUE! | #VALUE! | #VALUE! |  |  | #VALUE! | #VALUE! | 0 | 0 | 0.20123 | 0.20123 | #VALUE! | #VALUE! | #VALUE! | #VALUE! | 0 | 0 | 0.20123 | 0.20123 | #VALUE! | #VALUE! | #VALUE! | #VALUE! | 0 | 0 | 0.20123 | 0.20123 | #VALUE! | #VALUE! |  |  |  | #VALUE! | #VALUE! | #VALUE! | #VALUE! | #VALUE! | #VALUE! | #VALUE!
Saturday | 5 | 14 | 8 | 3200 | 0 | 0 | 0 | 0 | 0 | 0 | 0 | 0 | 0 | 0 | 0 | 0 | 0 | 0 | 0 | 0 | 0 | 0 | 0 | 0 | 0 | 0 | 0 | 0 | 0 | 0 | 0.00025439 | 0.033894 | 0.103 | 0 | 0 | 0 | 0 | 0 | 0 | 0 | 0 | 0 | 0 | 0 |  | 0 | 0 | 0 |  | #VALUE! | #VALUE! | #VALUE! | #VALUE! |  |  | #VALUE! | #VALUE! | 0 | 0 | 0.20123 | 0.20123 | #VALUE! | #VALUE! | #VALUE! | #VALUE! | 0 | 0 | 0.20123 | 0.20123 | #VALUE! | #VALUE! | #VALUE! | #VALUE! | 0 | 0 | 0.20123 | 0.20123 | #VALUE! | #VALUE! |  |  |  | #VALUE! | #VALUE! | #VALUE! | #VALUE! | #VALUE! | #VALUE! | #VALUE!
Saturday | 5 | 14 | 9 | 3201 | 0 | 0 | 0 | 0 | 0 | 0 | 0 | 0 | 0 | 0 | 0 | 0 | 0 | 0 | 0 | 0 | 0 | 0 | 0 | 0 | 0 | 0 | 0 | 0.00040625 | 0 | 0 | 0.00092506 | 0.062097 | 0.157 | 0 | 0 | 0 | 0 | 0 | 0 | 0 | 0 | 0 | 0 | 0 |  | 0 | 0 | 0 |  | #VALUE! | #VALUE! | #VALUE! | #VALUE! |  |  | #VALUE! | #VALUE! | 0 | 0 | 0.20123 | 0.20123 | #VALUE! | #VALUE! | #VALUE! | #VALUE! | 0 | 0 | 0.20123 | 0.20123 | #VALUE! | #VALUE! | #VALUE! | #VALUE! | 0 | 0 | 0.20123 | 0.20123 | #VALUE! | #VALUE! |  |  |  | #VALUE! | #VALUE! | #VALUE! | #VALUE! | #VALUE! | #VALUE! | #VALUE!
Saturday | 5 | 14 | 10 | 3202 | 0 | 0 | 0 | 0 | 0 | 0 | 0 | 0 | 0 | 0 | 0 | 0 | 0 | 0 | 0 | 0 | 0 | 0 | 0 | 0 | 0 | 0 | 0 | 0 | 0 | 0 | 0 | 0.030795 | 0.102 | 0 | 0 | 0 | 0 | 0 | 0 | 0 | 0 | 0 | 0 | 0 |  | 0 | 0 | 0 |  | #VALUE! | #VALUE! | #VALUE! | #VALUE! |  |  | #VALUE! | #VALUE! | 0 | 0 | 0.20123 | 0.20123 | #VALUE! | #VALUE! | #VALUE! | #VALUE! | 0 | 0 | 0.20123 | 0.20123 | #VALUE! | #VALUE! | #VALUE! | #VALUE! | 0 | 0 | 0.20123 | 0.20123 | #VALUE! | #VALUE! |  |  |  | #VALUE! | #VALUE! | #VALUE! | #VALUE! | #VALUE! | #VALUE! | #VALUE!
Saturday | 5 | 14 | 11 | 3203 | 0 | 0 | 0 | 0 | 0 | 0 | 0 | 0 | 0 | 0 | 0 | 0 | 0 | 0 | 0 | 0 | 0 | 0 | 0 | 0 | 0 | 0 | 0 | 0 | 0 | 0 | 0 | 0.0063448 | 0.005 | 0 | 0 | 0 | 0 | 0 | 0 | 0 | 0 | 0 | 0 | 0 |  | 0 | 0 | 0 |  | #VALUE! | #VALUE! | #VALUE! | #VALUE! |  |  | #VALUE! | #VALUE! | 0 | 0 | 0.20123 | 0.20123 | #VALUE! | #VALUE! | #VALUE! | #VALUE! | 0 | 0 | 0.20123 | 0.20123 | #VALUE! | #VALUE! | #VALUE! | #VALUE! | 0 | 0 | 0.20123 | 0.20123 | #VALUE! | #VALUE! |  |  |  | #VALUE! | #VALUE! | #VALUE! | #VALUE! | #VALUE! | #VALUE! | #VALUE!
Saturday | 5 | 14 | 12 | 3204 | 0 | 0 | 0 | 0 | 0 | 0 | 0 | 0 | 0 | 0 | 0 | 0 | 0 | 0 | 0 | 0 | 0 | 0 | 0 | 0 | 0 | 0 | 0 | 0 | 0.0025429 | 0 | 0.0018421 | 0.0092 | 0.028 | 0 | 0 | 0 | 0 | 0 | 0 | 0 | 0 | 0 | 0 | 0 |  | 0 | 0 | 0 |  | #VALUE! | #VALUE! | #VALUE! | #VALUE! |  |  | #VALUE! | #VALUE! | 0 | 0 | 0.20123 | 0.20123 | #VALUE! | #VALUE! | #VALUE! | #VALUE! | 0 | 0 | 0.20123 | 0.20123 | #VALUE! | #VALUE! | #VALUE! | #VALUE! | 0 | 0 | 0.20123 | 0.20123 | #VALUE! | #VALUE! |  |  |  | #VALUE! | #VALUE! | #VALUE! | #VALUE! | #VALUE! | #VALUE! | #VALUE!
Saturday | 5 | 14 | 13 | 3205 | 0 | 0 | 0 | 0 | 0 | 0 | 0 | 0 | 0 | 0 | 0 | 0 | 0 | 0 | 0 | 0 | 0 | 0 | 0 | 0 | 0 | 0 | 0 | 0 | 0 | 0 | 0.019554 | 0.025719 | 0.091 | 0 | 0 | 0 | 0 | 0 | 0 | 0 | 0 | 0 | 0 | 0 |  | 0 | 0 | 0 |  | #VALUE! | #VALUE! | #VALUE! | #VALUE! |  |  | #VALUE! | #VALUE! | 0 | 0 | 0.20123 | 0.20123 | #VALUE! | #VALUE! | #VALUE! | #VALUE! | 0 | 0 | 0.20123 | 0.20123 | #VALUE! | #VALUE! | #VALUE! | #VALUE! | 0 | 0 | 0.20123 | 0.20123 | #VALUE! | #VALUE! |  |  |  | #VALUE! | #VALUE! | #VALUE! | #VALUE! | #VALUE! | #VALUE! | #VALUE!
Saturday | 5 | 14 | 14 | 3206 | 0 | 0 | 0 | 0 | 0 | 0 | 0 | 0 | 0 | 0 | 0 | 0 | 0 | 0 | 0 | 0 | 0 | 0 | 0 | 0 | 0 | 0 | 0 | 0 | 0 | 0 | 0.03404 | 0.012214 | 0.056 | 0 | 0 | 0 | 0 | 0 | 0 | 0 | 0 | 0 | 0 | 0 |  | 0 | 0 | 0 |  | #VALUE! | #VALUE! | #VALUE! | #VALUE! |  |  | #VALUE! | #VALUE! | 0 | 0 | 0.20123 | 0.20123 | #VALUE! | #VALUE! | #VALUE! | #VALUE! | 0 | 0 | 0.20123 | 0.20123 | #VALUE! | #VALUE! | #VALUE! | #VALUE! | 0 | 0 | 0.20123 | 0.20123 | #VALUE! | #VALUE! |  |  |  | #VALUE! | #VALUE! | #VALUE! | #VALUE! | #VALUE! | #VALUE! | #VALUE!
Saturday | 5 | 14 | 15 | 3207 | 0 | 0 | 0 | 0 | 0 | 0 | 0 | 0 | 0 | 0 | 0 | 0 | 0 | 0 | 0 | 0 | 0 | 0 | 0 | 0 | 0 | 0 | 0 | 0 | 0 | 0 | 0.059043 | 0.012214 | 0.055 | 0 | 0 | 0 | 0 | 0 | 0 | 0 | 0 | 0 | 0 | 0 |  | 0 | 0 | 0 |  | #VALUE! | #VALUE! | #VALUE! | #VALUE! |  |  | #VALUE! | #VALUE! | 0 | 0 | 0.20123 | 0.20123 | #VALUE! | #VALUE! | #VALUE! | #VALUE! | 0 | 0 | 0.20123 | 0.20123 | #VALUE! | #VALUE! | #VALUE! | #VALUE! | 0 | 0 | 0.20123 | 0.20123 | #VALUE! | #VALUE! |  |  |  | #VALUE! | #VALUE! | #VALUE! | #VALUE! | #VALUE! | #VALUE! | #VALUE!
Saturday | 5 | 14 | 16 | 3208 | 0 | 0 | 0 | 0 | 0 | 0 | 0 | 0 | 0 | 0 | 0 | 0 | 0 | 0 | 0 | 0 | 0 | 0 | 0 | 0 | 0 | 0 | 0 | 0 | 0 | 0 | 0.075063 | 0.0061862 | 0.014 | 0 | 0 | 0 | 0 | 0 | 0 | 0 | 0 | 0 | 0 | 0 |  | 0 | 0 | 0 |  | #VALUE! | #VALUE! | #VALUE! | #VALUE! |  |  | #VALUE! | #VALUE! | 0 | 0 | 0.20123 | 0.20123 | #VALUE! | #VALUE! | #VALUE! | #VALUE! | 0 | 0 | 0.20123 | 0.20123 | #VALUE! | #VALUE! | #VALUE! | #VALUE! | 0 | 0 | 0.20123 | 0.20123 | #VALUE! | #VALUE! |  |  |  | #VALUE! | #VALUE! | #VALUE! | #VALUE! | #VALUE! | #VALUE! | #VALUE!
Saturday | 5 | 14 | 17 | 3209 | 0 | 0 | 0 | 0 | 0 | 0 | 0 | 0 | 0 | 0 | 0 | 0 | 0 | 0 | 0 | 0 | 0 | 0 | 0 | 0 | 0 | 0 | 0 | 0 | 0 | 0 | 0.090433 | 0.0061862 | 0.012 | 0 | 0 | 0 | 0 | 0 | 0 | 0 | 0 | 0 | 0 | 0 |  | 0 | 0 | 0 |  | #VALUE! | #VALUE! | #VALUE! | #VALUE! |  |  | #VALUE! | #VALUE! | 0 | 0 | 0.20123 | 0.20123 | #VALUE! | #VALUE! | #VALUE! | #VALUE! | 0 | 0 | 0.20123 | 0.20123 | #VALUE! | #VALUE! | #VALUE! | #VALUE! | 0 | 0 | 0.20123 | 0.20123 | #VALUE! | #VALUE! |  |  |  | #VALUE! | #VALUE! | #VALUE! | #VALUE! | #VALUE! | #VALUE! | #VALUE!
Saturday | 5 | 14 | 18 | 3210 | 0 | 0 | 0 | 0 | 0 | 0 | 0 | 0 | 0 | 0 | 0 | 0 | 0 | 0 | 0 | 0 | 0 | 0 | 0 | 0 | 0 | 0 | 0 | 0 | 0 | 0 | 0.023108 | 0.00031724 | 0 | 0 | 0 | 0 | 0 | 0 | 0 | 0 | 0 | 0 | 0 | 0 |  | 0 | 0 | 0 |  | #VALUE! | #VALUE! | #VALUE! | #VALUE! |  |  | #VALUE! | #VALUE! | 0 | 0 | 0.20123 | 0.20123 | #VALUE! | #VALUE! | #VALUE! | #VALUE! | 0 | 0 | 0.20123 | 0.20123 | #VALUE! | #VALUE! | #VALUE! | #VALUE! | 0 | 0 | 0.20123 | 0.20123 | #VALUE! | #VALUE! |  |  |  | #VALUE! | #VALUE! | #VALUE! | #VALUE! | #VALUE! | #VALUE! | #VALUE!
Saturday | 5 | 14 | 19 | 3211 | 0 | 0 | 0 | 0 | 0 | 0 | 0 | 0 | 0 | 0 | 0 | 0 | 0 | 0 | 0 | 0 | 0 | 0 | 0 | 0 | 0 | 0 | 0 | 0 | 0 | 0 | 0.0027056 | 0 | 0 | 0 | 0 | 0 | 0 | 0 | 0 | 0 | 0 | 0 | 0 | 0 |  | 0 | 0 | 0 |  | #VALUE! | #VALUE! | #VALUE! | #VALUE! |  |  | #VALUE! | #VALUE! | 0 | 0 | 0.20123 | 0.20123 | #VALUE! | #VALUE! | #VALUE! | #VALUE! | 0 | 0 | 0.20123 | 0.20123 | #VALUE! | #VALUE! | #VALUE! | #VALUE! | 0 | 0 | 0.20123 | 0.20123 | #VALUE! | #VALUE! |  |  |  | #VALUE! | #VALUE! | #VALUE! | #VALUE! | #VALUE! | #VALUE! | #VALUE!
Saturday | 5 | 14 | 20 | 3212 | 0 | 0 | 0 | 0 | 0 | 0 | 0 | 0 | 0 | 0 | 0 | 0 | 0 | 0 | 0 | 0 | 0 | 0 | 0 | 0 | 0 | 0 | 0 | 0 | 0 | 0 | 0 | 0 | 0 | 0 | 0 | 0 | 0 | 0 | 0 | 0 | 0 | 0 | 0 | 0 |  | 0 | 0 | 0 |  | #VALUE! | #VALUE! | #VALUE! | #VALUE! |  |  | #VALUE! | #VALUE! | 0 | 0 | 0.20123 | 0.20123 | #VALUE! | #VALUE! | #VALUE! | #VALUE! | 0 | 0 | 0.20123 | 0.20123 | #VALUE! | #VALUE! | #VALUE! | #VALUE! | 0 | 0 | 0.20123 | 0.20123 | #VALUE! | #VALUE! |  |  |  | #VALUE! | #VALUE! | #VALUE! | #VALUE! | #VALUE! | #VALUE! | #VALUE!
Saturday | 5 | 14 | 21 | 3213 | 0 | 0 | 0 | 0 | 0 | 0 | 0 | 0 | 0 | 0 | 0 | 0 | 0 | 0 | 0 | 0 | 0 | 0 | 0 | 0 | 0 | 0 | 0 | 0 | 0 | 0 | 0 | 0 | 0 | 0 | 0 | 0 | 0 | 0 | 0 | 0 | 0 | 0 | 0 | 0 |  | 0 | 0 | 0 |  | #VALUE! | #VALUE! | #VALUE! | #VALUE! |  |  | #VALUE! | #VALUE! | 0 | 0 | 0.20123 | 0.20123 | #VALUE! | #VALUE! | #VALUE! | #VALUE! | 0 | 0 | 0.20123 | 0.20123 | #VALUE! | #VALUE! | #VALUE! | #VALUE! | 0 | 0 | 0.20123 | 0.20123 | #VALUE! | #VALUE! |  |  |  | #VALUE! | #VALUE! | #VALUE! | #VALUE! | #VALUE! | #VALUE! | #VALUE!
Saturday | 5 | 14 | 22 | 3214 | 0 | 0 | 0 | 0 | 0 | 0 | 0 | 0 | 0 | 0 | 0 | 0 | 0 | 0 | 0 | 0 | 0 | 0 | 0 | 0 | 0 | 0 | 0 | 0 | 0 | 0 | 0 | 0 | 0 | 0 | 0 | 0 | 0 | 0 | 0 | 0 | 0 | 0 | 0 | 0 |  | 0 | 0 | 0 |  | #VALUE! | #VALUE! | #VALUE! | #VALUE! |  |  | #VALUE! | #VALUE! | 0 | 0 | 0.20123 | 0.20123 | #VALUE! | #VALUE! | #VALUE! | #VALUE! | 0 | 0 | 0.20123 | 0.20123 | #VALUE! | #VALUE! | #VALUE! | #VALUE! | 0 | 0 | 0.20123 | 0.20123 | #VALUE! | #VALUE! |  |  |  | #VALUE! | #VALUE! | #VALUE! | #VALUE! | #VALUE! | #VALUE! | #VALUE!
Saturday | 5 | 14 | 23 | 3215 | 0 | 0 | 0 | 0 | 0 | 0 | 0 | 0 | 0 | 0 | 0 | 0 | 0 | 0 | 0 | 0 | 0 | 0 | 0 | 0 | 0 | 0 | 0 | 0 | 0 | 0 | 0 | 0 | 0 | 0 | 0 | 0 | 0 | 0 | 0 | 0 | 0 | 0 | 0 | 0 |  | 0 | 0 | 0 |  | #VALUE! | #VALUE! | #VALUE! | #VALUE! |  |  | #VALUE! | #VALUE! | 0 | 0 | 0.20123 | 0.20123 | #VALUE! | #VALUE! | #VALUE! | #VALUE! | 0 | 0 | 0.20123 | 0.20123 | #VALUE! | #VALUE! | #VALUE! | #VALUE! | 0 | 0 | 0.20123 | 0.20123 | #VALUE! | #VALUE! |  |  |  | #VALUE! | #VALUE! | #VALUE! | #VALUE! | #VALUE! | #VALUE! | #VALUE!
Saturday | 5 | 14 | 24 | 3216 | 0 | 0 | 0 | 0 | 0 | 0 | 0 | 0 | 0 | 0 | 0 | 0 | 0 | 0 | 0 | 0 | 0 | 0 | 0 | 0 | 0 | 0 | 0 | 0 | 0 | 0 | 0 | 0 | 0 | 0 | 0 | 0 | 0 | 0 | 0 | 0 | 0 | 0 | 0 | 0 |  | 0 | 0 | 0 |  | #VALUE! | #VALUE! | #VALUE! | #VALUE! |  |  | #VALUE! | #VALUE! | 0 | 0 | 0.20123 | 0.20123 | #VALUE! | #VALUE! | #VALUE! | #VALUE! | 0 | 0 | 0.20123 | 0.20123 | #VALUE! | #VALUE! | #VALUE! | #VALUE! | 0 | 0 | 0.20123 | 0.20123 | #VALUE! | #VALUE! |  |  |  | #VALUE! | #VALUE! | #VALUE! | #VALUE! | #VALUE! | #VALUE! | #VALUE!
Sunday | 5 | 15 | 1 | 3217 | 0 | 0 | 0 | 0 | 0 | 0 | 0 | 0 | 0 | 0 | 0 | 0 | 0 | 0 | 0 | 0 | 0 | 0 | 0 | 0 | 0 | 0 | 0 | 0 | 0 | 0 | 0 | 0 | 0 | 0 | 0 | 0 | 0 | 0 | 0 | 0 | 0 | 0 | 0 | 0 |  | 0 | 0 | 0 |  | #VALUE! | #VALUE! | #VALUE! | #VALUE! |  |  | #VALUE! | #VALUE! | 0 | 0 | 0.20123 | 0.20123 | #VALUE! | #VALUE! | #VALUE! | #VALUE! | 0 | 0 | 0.20123 | 0.20123 | #VALUE! | #VALUE! | #VALUE! | #VALUE! | 0 | 0 | 0.20123 | 0.20123 | #VALUE! | #VALUE! |  |  |  | #VALUE! | #VALUE! | #VALUE! | #VALUE! | #VALUE! | #VALUE! | #VALUE!
Sunday | 5 | 15 | 2 | 3218 | 0 | 0 | 0 | 0 | 0 | 0 | 0 | 0 | 0 | 0 | 0 | 0 | 0 | 0 | 0 | 0 | 0 | 0 | 0 | 0 | 0 | 0 | 0 | 0 | 0 | 0 | 0 | 0 | 0 | 0 | 0 | 0 | 0 | 0 | 0 | 0 | 0 | 0 | 0 | 0 |  | 0 | 0 | 0 |  | #VALUE! | #VALUE! | #VALUE! | #VALUE! |  |  | #VALUE! | #VALUE! | 0 | 0 | 0.20123 | 0.20123 | #VALUE! | #VALUE! | #VALUE! | #VALUE! | 0 | 0 | 0.20123 | 0.20123 | #VALUE! | #VALUE! | #VALUE! | #VALUE! | 0 | 0 | 0.20123 | 0.20123 | #VALUE! | #VALUE! |  |  |  | #VALUE! | #VALUE! | #VALUE! | #VALUE! | #VALUE! | #VALUE! | #VALUE!
Sunday | 5 | 15 | 3 | 3219 | 0 | 0 | 0 | 0 | 0 | 0 | 0 | 0 | 0 | 0 | 0 | 0 | 0 | 0 | 0 | 0 | 0 | 0 | 0 | 0 | 0 | 0 | 0 | 0 | 0 | 0 | 0 | 0 | 0 | 0 | 0 | 0 | 0 | 0 | 0 | 0 | 0 | 0 | 0 | 0 |  | 0 | 0 | 0 |  | #VALUE! | #VALUE! | #VALUE! | #VALUE! |  |  | #VALUE! | #VALUE! | 0 | 0 | 0.20123 | 0.20123 | #VALUE! | #VALUE! | #VALUE! | #VALUE! | 0 | 0 | 0.20123 | 0.20123 | #VALUE! | #VALUE! | #VALUE! | #VALUE! | 0 | 0 | 0.20123 | 0.20123 | #VALUE! | #VALUE! |  |  |  | #VALUE! | #VALUE! | #VALUE! | #VALUE! | #VALUE! | #VALUE! | #VALUE!
Sunday | 5 | 15 | 4 | 3220 | 0 | 0 | 0 | 0 | 0 | 0 | 0 | 0 | 0 | 0 | 0 | 0 | 0 | 0 | 0 | 0 | 0 | 0 | 0 | 0 | 0 | 0 | 0 | 0 | 0 | 0 | 0 | 0 | 0 | 0 | 0 | 0 | 0 | 0 | 0 | 0 | 0 | 0 | 0 | 0 |  | 0 | 0 | 0 |  | #VALUE! | #VALUE! | #VALUE! | #VALUE! |  |  | #VALUE! | #VALUE! | 0 | 0 | 0.20123 | 0.20123 | #VALUE! | #VALUE! | #VALUE! | #VALUE! | 0 | 0 | 0.20123 | 0.20123 | #VALUE! | #VALUE! | #VALUE! | #VALUE! | 0 | 0 | 0.20123 | 0.20123 | #VALUE! | #VALUE! |  |  |  | #VALUE! | #VALUE! | #VALUE! | #VALUE! | #VALUE! | #VALUE! | #VALUE!
Sunday | 5 | 15 | 5 | 3221 | 0 | 0 | 0 | 0 | 0 | 0 | 0 | 0 | 0 | 0 | 0 | 0 | 0 | 0 | 0 | 0 | 0 | 0 | 0 | 0 | 0 | 0 | 0 | 0 | 0 | 0 | 0 | 0 | 0 | 0 | 0 | 0 | 0 | 0 | 0 | 0 | 0 | 0 | 0 | 0 |  | 0 | 0 | 0 |  | #VALUE! | #VALUE! | #VALUE! | #VALUE! |  |  | #VALUE! | #VALUE! | 0 | 0 | 0.20123 | 0.20123 | #VALUE! | #VALUE! | #VALUE! | #VALUE! | 0 | 0 | 0.20123 | 0.20123 | #VALUE! | #VALUE! | #VALUE! | #VALUE! | 0 | 0 | 0.20123 | 0.20123 | #VALUE! | #VALUE! |  |  |  | #VALUE! | #VALUE! | #VALUE! | #VALUE! | #VALUE! | #VALUE! | #VALUE!
Sunday | 5 | 15 | 6 | 3222 | 0 | 0 | 0 | 0 | 0 | 0 | 0 | 0 | 0 | 0 | 0 | 0 | 0 | 0 | 0 | 0 | 0 | 0 | 0 | 0 | 0 | 0 | 0 | 0 | 0.003979 | 0 | 0 | 0 | 0 | 0 | 0 | 0 | 0 | 0 | 0 | 0 | 0 | 0 | 0 | 0 |  | 0 | 0 | 0 |  | #VALUE! | #VALUE! | #VALUE! | #VALUE! |  |  | #VALUE! | #VALUE! | 0 | 0 | 0.20123 | 0.20123 | #VALUE! | #VALUE! | #VALUE! | #VALUE! | 0 | 0 | 0.20123 | 0.20123 | #VALUE! | #VALUE! | #VALUE! | #VALUE! | 0 | 0 | 0.20123 | 0.20123 | #VALUE! | #VALUE! |  |  |  | #VALUE! | #VALUE! | #VALUE! | #VALUE! | #VALUE! | #VALUE! | #VALUE!
Sunday | 5 | 15 | 7 | 3223 | 0 | 0 | 0 | 0 | 0 | 0 | 0 | 0 | 0 | 0 | 0 | 0 | 0 | 0 | 0 | 0 | 0 | 0 | 0 | 0 | 0 | 0 | 0 | 0 | 0.0044779 | 0 | 0 | 0 | 0 | 0 | 0 | 0 | 0 | 0 | 0 | 0 | 0 | 0 | 0 | 0 |  | 0 | 0 | 0 |  | #VALUE! | #VALUE! | #VALUE! | #VALUE! |  |  | #VALUE! | #VALUE! | 0 | 0 | 0.20123 | 0.20123 | #VALUE! | #VALUE! | #VALUE! | #VALUE! | 0 | 0 | 0.20123 | 0.20123 | #VALUE! | #VALUE! | #VALUE! | #VALUE! | 0 | 0 | 0.20123 | 0.20123 | #VALUE! | #VALUE! |  |  |  | #VALUE! | #VALUE! | #VALUE! | #VALUE! | #VALUE! | #VALUE! | #VALUE!
Sunday | 5 | 15 | 8 | 3224 | 0 | 0 | 0 | 0 | 0 | 0 | 0 | 0 | 0 | 0 | 0 | 0 | 0 | 0 | 0 | 0 | 0 | 0 | 0 | 0 | 0 | 0 | 0 | 0 | 0.0022704 | 0 | 0 | 0 | 0 | 0 | 0 | 0 | 0 | 0 | 0 | 0 | 0 | 0 | 0 | 0 |  | 0 | 0 | 0 |  | #VALUE! | #VALUE! | #VALUE! | #VALUE! |  |  | #VALUE! | #VALUE! | 0 | 0 | 0.20123 | 0.20123 | #VALUE! | #VALUE! | #VALUE! | #VALUE! | 0 | 0 | 0.20123 | 0.20123 | #VALUE! | #VALUE! | #VALUE! | #VALUE! | 0 | 0 | 0.20123 | 0.20123 | #VALUE! | #VALUE! |  |  |  | #VALUE! | #VALUE! | #VALUE! | #VALUE! | #VALUE! | #VALUE! | #VALUE!
Sunday | 5 | 15 | 9 | 3225 | 0 | 0 | 0 | 0 | 0 | 0 | 0 | 0 | 0 | 0 | 0 | 0 | 0 | 0 | 0 | 0 | 0 | 0 | 0 | 0 | 0 | 0 | 0 | 0 | 0 | 0 | 0 | 0.003331 | 0 | 0 | 0 | 0 | 0 | 0 | 0 | 0 | 0 | 0 | 0 | 0 |  | 0 | 0 | 0 |  | #VALUE! | #VALUE! | #VALUE! | #VALUE! |  |  | #VALUE! | #VALUE! | 0 | 0 | 0.20123 | 0.20123 | #VALUE! | #VALUE! | #VALUE! | #VALUE! | 0 | 0 | 0.20123 | 0.20123 | #VALUE! | #VALUE! | #VALUE! | #VALUE! | 0 | 0 | 0.20123 | 0.20123 | #VALUE! | #VALUE! |  |  |  | #VALUE! | #VALUE! | #VALUE! | #VALUE! | #VALUE! | #VALUE! | #VALUE!
Sunday | 5 | 15 | 10 | 3226 | 0 | 0 | 0 | 0 | 0 | 0 | 0 | 0 | 0 | 0 | 0 | 0 | 0 | 0 | 0 | 0 | 0 | 0 | 0 | 0 | 0 | 0 | 0 | 0 | 0 | 0 | 0 | 0.012214 | 0.044 | 0 | 0 | 0 | 0 | 0 | 0 | 0 | 0 | 0 | 0 | 0 |  | 0 | 0 | 0 |  | #VALUE! | #VALUE! | #VALUE! | #VALUE! |  |  | #VALUE! | #VALUE! | 0 | 0 | 0.20123 | 0.20123 | #VALUE! | #VALUE! | #VALUE! | #VALUE! | 0 | 0 | 0.20123 | 0.20123 | #VALUE! | #VALUE! | #VALUE! | #VALUE! | 0 | 0 | 0.20123 | 0.20123 | #VALUE! | #VALUE! |  |  |  | #VALUE! | #VALUE! | #VALUE! | #VALUE! | #VALUE! | #VALUE! | #VALUE!
Sunday | 5 | 15 | 11 | 3227 | 0 | 0 | 0 | 0 | 0 | 0 | 0 | 0 | 0 | 0 | 0 | 0 | 0 | 0 | 0 | 0 | 0 | 0 | 0 | 0 | 0 | 0 | 0 | 0 | 0.003409 | 0 | 0 | 0.033265 | 0.114 | 0 | 0 | 0 | 0 | 0 | 0 | 0 | 0 | 0 | 0 | 0 |  | 0 | 0 | 0 |  | #VALUE! | #VALUE! | #VALUE! | #VALUE! |  |  | #VALUE! | #VALUE! | 0 | 0 | 0.20123 | 0.20123 | #VALUE! | #VALUE! | #VALUE! | #VALUE! | 0 | 0 | 0.20123 | 0.20123 | #VALUE! | #VALUE! | #VALUE! | #VALUE! | 0 | 0 | 0.20123 | 0.20123 | #VALUE! | #VALUE! |  |  |  | #VALUE! | #VALUE! | #VALUE! | #VALUE! | #VALUE! | #VALUE! | #VALUE!
Sunday | 5 | 15 | 12 | 3228 | 0 | 0 | 0 | 0 | 0 | 0 | 0 | 0 | 0 | 0 | 0 | 0 | 0 | 0 | 0 | 0 | 0 | 0 | 0 | 0 | 0 | 0 | 0 | 0 | 0.0087543 | 0 | 0.00020814 | 0.050704 | 0.144 | 0 | 0 | 0 | 0 | 0 | 0 | 0 | 0 | 0 | 0 | 0 |  | 0 | 0 | 0 |  | #VALUE! | #VALUE! | #VALUE! | #VALUE! |  |  | #VALUE! | #VALUE! | 0 | 0 | 0.20123 | 0.20123 | #VALUE! | #VALUE! | #VALUE! | #VALUE! | 0 | 0 | 0.20123 | 0.20123 | #VALUE! | #VALUE! | #VALUE! | #VALUE! | 0 | 0 | 0.20123 | 0.20123 | #VALUE! | #VALUE! |  |  |  | #VALUE! | #VALUE! | #VALUE! | #VALUE! | #VALUE! | #VALUE! | #VALUE!
Sunday | 5 | 15 | 13 | 3229 | 0 | 0 | 0 | 0 | 0 | 0 | 0 | 0 | 0 | 0 | 0 | 0 | 0 | 0 | 0 | 0 | 0 | 0 | 0 | 0 | 0 | 0 | 0 | 0.0023693 | 0.016399 | 0 | 0.011579 | 0.082288 | 0.18 | 0 | 0 | 0 | 0 | 0 | 0 | 0 | 0 | 0 | 0 | 0 |  | 0 | 0 | 0 |  | #VALUE! | #VALUE! | #VALUE! | #VALUE! |  |  | #VALUE! | #VALUE! | 0 | 0 | 0.20123 | 0.20123 | #VALUE! | #VALUE! | #VALUE! | #VALUE! | 0 | 0 | 0.20123 | 0.20123 | #VALUE! | #VALUE! | #VALUE! | #VALUE! | 0 | 0 | 0.20123 | 0.20123 | #VALUE! | #VALUE! |  |  |  | #VALUE! | #VALUE! | #VALUE! | #VALUE! | #VALUE! | #VALUE! | #VALUE!
Sunday | 5 | 15 | 14 | 3230 | 0 | 0 | 0 | 0 | 0 | 0 | 0 | 0 | 0 | 0 | 0 | 0 | 0 | 0 | 0 | 0 | 0 | 0 | 0 | 0 | 0 | 0 | 0 | 0.0010369 | 0.018336 | 0 | 0.026734 | 0.076344 | 0.162 | 0 | 0 | 0 | 0 | 0 | 0 | 0 | 0 | 0 | 0 | 0 |  | 0 | 0 | 0 |  | #VALUE! | #VALUE! | #VALUE! | #VALUE! |  |  | #VALUE! | #VALUE! | 0 | 0 | 0.20123 | 0.20123 | #VALUE! | #VALUE! | #VALUE! | #VALUE! | 0 | 0 | 0.20123 | 0.20123 | #VALUE! | #VALUE! | #VALUE! | #VALUE! | 0 | 0 | 0.20123 | 0.20123 | #VALUE! | #VALUE! |  |  |  | #VALUE! | #VALUE! | #VALUE! | #VALUE! | #VALUE! | #VALUE! | #VALUE!
Sunday | 5 | 15 | 15 | 3231 | 0 | 0 | 0 | 0 | 0 | 0 | 0 | 0 | 0 | 0 | 0 | 0 | 0 | 0 | 0 | 0 | 0 | 0 | 0 | 0 | 0 | 0.015 | 0.055 | 0.054613 | 0.055761 | 0 | 0.043975 | 0.15951 | 0.231 | 0 | 0 | 0 | 0 | 0 | 0 | 0 | 0 | 0 | 0 | 0 |  | 0 | 0 | 0 |  | #VALUE! | #VALUE! | #VALUE! | #VALUE! |  |  | #VALUE! | #VALUE! | 0 | 0 | 0.20123 | 0.20123 | #VALUE! | #VALUE! | #VALUE! | #VALUE! | 0 | 0 | 0.20123 | 0.20123 | #VALUE! | #VALUE! | #VALUE! | #VALUE! | 0 | 0 | 0.20123 | 0.20123 | #VALUE! | #VALUE! |  |  |  | #VALUE! | #VALUE! | #VALUE! | #VALUE! | #VALUE! | #VALUE! | #VALUE!
Sunday | 5 | 15 | 16 | 3232 | 0 | 0 | 0 | 0 | 0 | 0 | 0 | 0 | 0 | 0 | 0 | 0 | 0 | 0 | 0 | 0 | 0 | 0 | 0 | 0 | 0 | 0 | 0.0079167 | 0.012489 | 0.017643 | 0 | 0.042614 | 0.12231 | 0.197 | 0 | 0 | 0 | 0 | 0 | 0 | 0 | 0 | 0 | 0 | 0 |  | 0 | 0 | 0 |  | #VALUE! | #VALUE! | #VALUE! | #VALUE! |  |  | #VALUE! | #VALUE! | 0 | 0 | 0.20123 | 0.20123 | #VALUE! | #VALUE! | #VALUE! | #VALUE! | 0 | 0 | 0.20123 | 0.20123 | #VALUE! | #VALUE! | #VALUE! | #VALUE! | 0 | 0 | 0.20123 | 0.20123 | #VALUE! | #VALUE! |  |  |  | #VALUE! | #VALUE! | #VALUE! | #VALUE! | #VALUE! | #VALUE! | #VALUE!
Sunday | 5 | 15 | 17 | 3233 | 0 | 0 | 0 | 0 | 0 | 0 | 0 | 0 | 0 | 0 | 0 | 0 | 0 | 0 | 0 | 0 | 0 | 0 | 0 | 0 | 0 | 0 | 0 | 0.0040739 | 0.01162 | 0 | 0.050871 | 0.10063 | 0.179 | 0 | 0 | 0 | 0 | 0 | 0 | 0 | 0 | 0 | 0 | 0 |  | 0 | 0 | 0 |  | #VALUE! | #VALUE! | #VALUE! | #VALUE! |  |  | #VALUE! | #VALUE! | 0 | 0 | 0.20123 | 0.20123 | #VALUE! | #VALUE! | #VALUE! | #VALUE! | 0 | 0 | 0.20123 | 0.20123 | #VALUE! | #VALUE! | #VALUE! | #VALUE! | 0 | 0 | 0.20123 | 0.20123 | #VALUE! | #VALUE! |  |  |  | #VALUE! | #VALUE! | #VALUE! | #VALUE! | #VALUE! | #VALUE! | #VALUE!
Sunday | 5 | 15 | 18 | 3234 | 0 | 0 | 0 | 0 | 0 | 0 | 0 | 0 | 0 | 0 | 0 | 0 | 0 | 0 | 0 | 0 | 0 | 0 | 0 | 0 | 0 | 0 | 0 | 0 | 0.0029084 | 0 | 0.057531 | 0.06749 | 0.144 | 0 | 0 | 0 | 0 | 0 | 0 | 0 | 0 | 0 | 0 | 0 |  | 0 | 0 | 0 |  | #VALUE! | #VALUE! | #VALUE! | #VALUE! |  |  | #VALUE! | #VALUE! | 0 | 0 | 0.20123 | 0.20123 | #VALUE! | #VALUE! | #VALUE! | #VALUE! | 0 | 0 | 0.20123 | 0.20123 | #VALUE! | #VALUE! | #VALUE! | #VALUE! | 0 | 0 | 0.20123 | 0.20123 | #VALUE! | #VALUE! |  |  |  | #VALUE! | #VALUE! | #VALUE! | #VALUE! | #VALUE! | #VALUE! | #VALUE!
Sunday | 5 | 15 | 19 | 3235 | 0 | 0 | 0 | 0 | 0 | 0 | 0 | 0 | 0 | 0 | 0 | 0 | 0 | 0 | 0 | 0 | 0 | 0 | 0 | 0 | 0 | 0 | 0 | 0 | 0 | 0 | 0.021963 | 0.062593 | 0.144 | 0 | 0 | 0 | 0 | 0 | 0 | 0 | 0 | 0 | 0 | 0 |  | 0 | 0 | 0 |  | #VALUE! | #VALUE! | #VALUE! | #VALUE! |  |  | #VALUE! | #VALUE! | 0 | 0 | 0.20123 | 0.20123 | #VALUE! | #VALUE! | #VALUE! | #VALUE! | 0 | 0 | 0.20123 | 0.20123 | #VALUE! | #VALUE! | #VALUE! | #VALUE! | 0 | 0 | 0.20123 | 0.20123 | #VALUE! | #VALUE! |  |  |  | #VALUE! | #VALUE! | #VALUE! | #VALUE! | #VALUE! | #VALUE! | #VALUE!
Sunday | 5 | 15 | 20 | 3236 | 0 | 0 | 0 | 0 | 0 | 0 | 0 | 0 | 0 | 0 | 0 | 0 | 0 | 0 | 0 | 0 | 0 | 0 | 0 | 0 | 0 | 0 | 0 | 0 | 0 | 0 | 0.0029578 | 0.037092 | 0.109 | 0 | 0 | 0 | 0 | 0 | 0 | 0 | 0 | 0 | 0 | 0 |  | 0 | 0 | 0 |  | #VALUE! | #VALUE! | #VALUE! | #VALUE! |  |  | #VALUE! | #VALUE! | 0 | 0 | 0.20123 | 0.20123 | #VALUE! | #VALUE! | #VALUE! | #VALUE! | 0 | 0 | 0.20123 | 0.20123 | #VALUE! | #VALUE! | #VALUE! | #VALUE! | 0 | 0 | 0.20123 | 0.20123 | #VALUE! | #VALUE! |  |  |  | #VALUE! | #VALUE! | #VALUE! | #VALUE! | #VALUE! | #VALUE! | #VALUE!
Sunday | 5 | 15 | 21 | 3237 | 0 | 0 | 0 | 0 | 0 | 0 | 0 | 0 | 0 | 0 | 0 | 0 | 0 | 0 | 0 | 0 | 0 | 0 | 0 | 0 | 0 | 0 | 0 | 0 | 0 | 0 | 0 | 0.023184 | 0.088 | 0 | 0 | 0 | 0 | 0 | 0 | 0 | 0 | 0 | 0 | 0 |  | 0 | 0 | 0 |  | #VALUE! | #VALUE! | #VALUE! | #VALUE! |  |  | #VALUE! | #VALUE! | 0 | 0 | 0.20123 | 0.20123 | #VALUE! | #VALUE! | #VALUE! | #VALUE! | 0 | 0 | 0.20123 | 0.20123 | #VALUE! | #VALUE! | #VALUE! | #VALUE! | 0 | 0 | 0.20123 | 0.20123 | #VALUE! | #VALUE! |  |  |  | #VALUE! | #VALUE! | #VALUE! | #VALUE! | #VALUE! | #VALUE! | #VALUE!
Sunday | 5 | 15 | 22 | 3238 | 0 | 0 | 0 | 0 | 0 | 0 | 0 | 0 | 0 | 0 | 0 | 0 | 0 | 0 | 0 | 0 | 0 | 0 | 0 | 0 | 0 | 0 | 0 | 0 | 0.0016658 | 0 | 0 | 0.00031724 | 0 | 0 | 0 | 0 | 0 | 0 | 0 | 0 | 0 | 0 | 0 | 0 |  | 0 | 0 | 0 |  | #VALUE! | #VALUE! | #VALUE! | #VALUE! |  |  | #VALUE! | #VALUE! | 0 | 0 | 0.20123 | 0.20123 | #VALUE! | #VALUE! | #VALUE! | #VALUE! | 0 | 0 | 0.20123 | 0.20123 | #VALUE! | #VALUE! | #VALUE! | #VALUE! | 0 | 0 | 0.20123 | 0.20123 | #VALUE! | #VALUE! |  |  |  | #VALUE! | #VALUE! | #VALUE! | #VALUE! | #VALUE! | #VALUE! | #VALUE!
Sunday | 5 | 15 | 23 | 3239 | 0 | 0 | 0 | 0 | 0 | 0 | 0 | 0 | 0 | 0 | 0 | 0 | 0 | 0 | 0 | 0 | 0 | 0 | 0 | 0 | 0 | 0 | 0 | 0 | 0 | 0 | 0 | 0 | 0 | 0 | 0 | 0 | 0 | 0 | 0 | 0 | 0 | 0 | 0 | 0 |  | 0 | 0 | 0 |  | #VALUE! | #VALUE! | #VALUE! | #VALUE! |  |  | #VALUE! | #VALUE! | 0 | 0 | 0.20123 | 0.20123 | #VALUE! | #VALUE! | #VALUE! | #VALUE! | 0 | 0 | 0.20123 | 0.20123 | #VALUE! | #VALUE! | #VALUE! | #VALUE! | 0 | 0 | 0.20123 | 0.20123 | #VALUE! | #VALUE! |  |  |  | #VALUE! | #VALUE! | #VALUE! | #VALUE! | #VALUE! | #VALUE! | #VALUE!
Sunday | 5 | 15 | 24 | 3240 | 0 | 0 | 0 | 0 | 0 | 0 | 0 | 0 | 0 | 0 | 0 | 0 | 0 | 0 | 0 | 0 | 0 | 0 | 0 | 0 | 0 | 0 | 0 | 0 | 0 | 0 | 0 | 0 | 0 | 0 | 0 | 0 | 0 | 0 | 0 | 0 | 0 | 0 | 0 | 0 |  | 0 | 0 | 0 |  | #VALUE! | #VALUE! | #VALUE! | #VALUE! |  |  | #VALUE! | #VALUE! | 0 | 0 | 0.20123 | 0.20123 | #VALUE! | #VALUE! | #VALUE! | #VALUE! | 0 | 0 | 0.20123 | 0.20123 | #VALUE! | #VALUE! | #VALUE! | #VALUE! | 0 | 0 | 0.20123 | 0.20123 | #VALUE! | #VALUE! |  |  |  | #VALUE! | #VALUE! | #VALUE! | #VALUE! | #VALUE! | #VALUE! | #VALUE!
Monday | 5 | 16 | 1 | 3241 | 0 | 0 | 0 | 0 | 0 | 0 | 0 | 0 | 0 | 0 | 0 | 0 | 0 | 0 | 0 | 0 | 0 | 0 | 0 | 0 | 0 | 0 | 0 | 0 | 0 | 0 | 0 | 0 | 0 | 0 | 0 | 0 | 0 | 0 | 0 | 0 | 0 | 0 | 0 | 0 |  | 0 | 0 | 0 |  | #VALUE! | #VALUE! | #VALUE! | #VALUE! |  |  | #VALUE! | #VALUE! | 0 | 0 | 0.20123 | 0.20123 | #VALUE! | #VALUE! | #VALUE! | #VALUE! | 0 | 0 | 0.20123 | 0.20123 | #VALUE! | #VALUE! | #VALUE! | #VALUE! | 0 | 0 | 0.20123 | 0.20123 | #VALUE! | #VALUE! |  |  |  | #VALUE! | #VALUE! | #VALUE! | #VALUE! | #VALUE! | #VALUE! | #VALUE!
Monday | 5 | 16 | 2 | 3242 | 0 | 0 | 0 | 0 | 0 | 0 | 0 | 0 | 0 | 0 | 0 | 0 | 0 | 0 | 0 | 0 | 0 | 0 | 0 | 0 | 0 | 0 | 0 | 0 | 0 | 0 | 0.013047 | 0 | 0 | 0 | 0 | 0 | 0 | 0 | 0 | 0 | 0 | 0 | 0 | 0 |  | 0 | 0 | 0 |  | #VALUE! | #VALUE! | #VALUE! | #VALUE! |  |  | #VALUE! | #VALUE! | 0 | 0 | 0.20123 | 0.20123 | #VALUE! | #VALUE! | #VALUE! | #VALUE! | 0 | 0 | 0.20123 | 0.20123 | #VALUE! | #VALUE! | #VALUE! | #VALUE! | 0 | 0 | 0.20123 | 0.20123 | #VALUE! | #VALUE! |  |  |  | #VALUE! | #VALUE! | #VALUE! | #VALUE! | #VALUE! | #VALUE! | #VALUE!
Monday | 5 | 16 | 3 | 3243 | 0 | 0 | 0 | 0 | 0 | 0 | 0 | 0 | 0 | 0 | 0 | 0 | 0 | 0 | 0 | 0 | 0 | 0 | 0 | 0 | 0 | 0 | 0 | 0 | 0 | 0 | 0.050319 | 0 | 0 | 0 | 0 | 0 | 0 | 0 | 0 | 0 | 0 | 0 | 0 | 0 |  | 0 | 0 | 0 |  | #VALUE! | #VALUE! | #VALUE! | #VALUE! |  |  | #VALUE! | #VALUE! | 0 | 0 | 0.20123 | 0.20123 | #VALUE! | #VALUE! | #VALUE! | #VALUE! | 0 | 0 | 0.20123 | 0.20123 | #VALUE! | #VALUE! | #VALUE! | #VALUE! | 0 | 0 | 0.20123 | 0.20123 | #VALUE! | #VALUE! |  |  |  | #VALUE! | #VALUE! | #VALUE! | #VALUE! | #VALUE! | #VALUE! | #VALUE!
Monday | 5 | 16 | 4 | 3244 | 0 | 0 | 0 | 0 | 0 | 0 | 0 | 0 | 0 | 0 | 0 | 0 | 0 | 0 | 0 | 0 | 0 | 0 | 0 | 0 | 0 | 0 | 0 | 0 | 0 | 0 | 0.051054 | 0 | 0 | 0 | 0 | 0 | 0 | 0 | 0 | 0 | 0 | 0 | 0 | 0 |  | 0 | 0 | 0 |  | #VALUE! | #VALUE! | #VALUE! | #VALUE! |  |  | #VALUE! | #VALUE! | 0 | 0 | 0.20123 | 0.20123 | #VALUE! | #VALUE! | #VALUE! | #VALUE! | 0 | 0 | 0.20123 | 0.20123 | #VALUE! | #VALUE! | #VALUE! | #VALUE! | 0 | 0 | 0.20123 | 0.20123 | #VALUE! | #VALUE! |  |  |  | #VALUE! | #VALUE! | #VALUE! | #VALUE! | #VALUE! | #VALUE! | #VALUE!
Monday | 5 | 16 | 5 | 3245 | 0 | 0 | 0 | 0 | 0 | 0 | 0 | 0 | 0 | 0 | 0 | 0 | 0 | 0 | 0 | 0 | 0 | 0 | 0 | 0 | 0 | 0 | 0 | 0 | 0 | 0 | 0.076543 | 0 | 0 | 0 | 0 | 0 | 0 | 0 | 0 | 0 | 0 | 0 | 0 | 0 |  | 0 | 0 | 0 |  | #VALUE! | #VALUE! | #VALUE! | #VALUE! |  |  | #VALUE! | #VALUE! | 0 | 0 | 0.20123 | 0.20123 | #VALUE! | #VALUE! | #VALUE! | #VALUE! | 0 | 0 | 0.20123 | 0.20123 | #VALUE! | #VALUE! | #VALUE! | #VALUE! | 0 | 0 | 0.20123 | 0.20123 | #VALUE! | #VALUE! |  |  |  | #VALUE! | #VALUE! | #VALUE! | #VALUE! | #VALUE! | #VALUE! | #VALUE!
Monday | 5 | 16 | 6 | 3246 | 0 | 0 | 0 | 0 | 0 | 0 | 0 | 0 | 0 | 0 | 0 | 0 | 0 | 0 | 0 | 0 | 0 | 0 | 0 | 0 | 0 | 0 | 0 | 0 | 0.0024729 | 0 | 0.078851 | 0 | 0 | 0 | 0 | 0 | 0 | 0 | 0 | 0 | 0 | 0 | 0 | 0 |  | 0 | 0 | 0 |  | #VALUE! | #VALUE! | #VALUE! | #VALUE! |  |  | #VALUE! | #VALUE! | 0 | 0 | 0.20123 | 0.20123 | #VALUE! | #VALUE! | #VALUE! | #VALUE! | 0 | 0 | 0.20123 | 0.20123 | #VALUE! | #VALUE! | #VALUE! | #VALUE! | 0 | 0 | 0.20123 | 0.20123 | #VALUE! | #VALUE! |  |  |  | #VALUE! | #VALUE! | #VALUE! | #VALUE! | #VALUE! | #VALUE! | #VALUE!
Monday | 5 | 16 | 7 | 3247 | 0 | 0 | 0 | 0 | 0 | 0 | 0 | 0 | 0 | 0 | 0 | 0 | 0 | 0 | 0 | 0 | 0 | 0 | 0 | 0 | 0 | 0 | 0 | 0 | 0.0037671 | 0 | 0.077208 | 0 | 0 | 0 | 0 | 0 | 0 | 0 | 0 | 0 | 0 | 0 | 0 | 0 |  | 0 | 0 | 0 |  | #VALUE! | #VALUE! | #VALUE! | #VALUE! |  |  | #VALUE! | #VALUE! | 0 | 0 | 0.20123 | 0.20123 | #VALUE! | #VALUE! | #VALUE! | #VALUE! | 0 | 0 | 0.20123 | 0.20123 | #VALUE! | #VALUE! | #VALUE! | #VALUE! | 0 | 0 | 0.20123 | 0.20123 | #VALUE! | #VALUE! |  |  |  | #VALUE! | #VALUE! | #VALUE! | #VALUE! | #VALUE! | #VALUE! | #VALUE!
Monday | 5 | 16 | 8 | 3248 | 0 | 0 | 0 | 0 | 0 | 0 | 0 | 0 | 0 | 0 | 0 | 0 | 0 | 0 | 0 | 0 | 0 | 0 | 0 | 0 | 0 | 0 | 0 | 0 | 0.0022807 | 0 | 0.094572 | 0 | 0 | 0 | 0 | 0 | 0 | 0 | 0 | 0 | 0 | 0 | 0 | 0 |  | 0 | 0 | 0 |  | #VALUE! | #VALUE! | #VALUE! | #VALUE! |  |  | #VALUE! | #VALUE! | 0 | 0 | 0.20123 | 0.20123 | #VALUE! | #VALUE! | #VALUE! | #VALUE! | 0 | 0 | 0.20123 | 0.20123 | #VALUE! | #VALUE! | #VALUE! | #VALUE! | 0 | 0 | 0.20123 | 0.20123 | #VALUE! | #VALUE! |  |  |  | #VALUE! | #VALUE! | #VALUE! | #VALUE! | #VALUE! | #VALUE! | #VALUE!
Monday | 5 | 16 | 9 | 3249 | 0 | 0 | 0 | 0 | 0 | 0 | 0 | 0 | 0 | 0 | 0 | 0 | 0 | 0 | 0 | 0 | 0 | 0 | 0 | 0 | 0 | 0 | 0 | 0 | 0 | 0 | 0.092441 | 0.0092 | 0.016 | 0 | 0 | 0 | 0 | 0 | 0 | 0 | 0 | 0 | 0 | 0 |  | 0 | 0 | 0 |  | #VALUE! | #VALUE! | #VALUE! | #VALUE! |  |  | #VALUE! | #VALUE! | 0 | 0 | 0.20123 | 0.20123 | #VALUE! | #VALUE! | #VALUE! | #VALUE! | 0 | 0 | 0.20123 | 0.20123 | #VALUE! | #VALUE! | #VALUE! | #VALUE! | 0 | 0 | 0.20123 | 0.20123 | #VALUE! | #VALUE! |  |  |  | #VALUE! | #VALUE! | #VALUE! | #VALUE! | #VALUE! | #VALUE! | #VALUE!
Monday | 5 | 16 | 10 | 3250 | 0 | 0 | 0 | 0 | 0 | 0 | 0 | 0 | 0 | 0 | 0 | 0 | 0 | 0 | 0 | 0 | 0 | 0 | 0 | 0 | 0 | 0 | 0 | 0 | 0.0068975 | 0 | 0.11001 | 0.030574 | 0.105 | 0 | 0 | 0 | 0 | 0 | 0 | 0 | 0 | 0 | 0 | 0 |  | 0 | 0 | 0 |  | #VALUE! | #VALUE! | #VALUE! | #VALUE! |  |  | #VALUE! | #VALUE! | 0 | 0 | 0.20123 | 0.20123 | #VALUE! | #VALUE! | #VALUE! | #VALUE! | 0 | 0 | 0.20123 | 0.20123 | #VALUE! | #VALUE! | #VALUE! | #VALUE! | 0 | 0 | 0.20123 | 0.20123 | #VALUE! | #VALUE! |  |  |  | #VALUE! | #VALUE! | #VALUE! | #VALUE! | #VALUE! | #VALUE! | #VALUE!
Monday | 5 | 16 | 11 | 3251 | 0 | 0 | 0 | 0 | 0 | 0 | 0 | 0 | 0 | 0 | 0 | 0 | 0 | 0 | 0 | 0 | 0 | 0 | 0 | 0 | 0 | 0 | 0 | 0 | 0.01865 | 0 | 0.11655 | 0.059638 | 0.157 | 0 | 0 | 0 | 0 | 0 | 0 | 0 | 0 | 0 | 0 | 0 |  | 0 | 0 | 0 |  | #VALUE! | #VALUE! | #VALUE! | #VALUE! |  |  | #VALUE! | #VALUE! | 0 | 0 | 0.20123 | 0.20123 | #VALUE! | #VALUE! | #VALUE! | #VALUE! | 0 | 0 | 0.20123 | 0.20123 | #VALUE! | #VALUE! | #VALUE! | #VALUE! | 0 | 0 | 0.20123 | 0.20123 | #VALUE! | #VALUE! |  |  |  | #VALUE! | #VALUE! | #VALUE! | #VALUE! | #VALUE! | #VALUE! | #VALUE!
Monday | 5 | 16 | 12 | 3252 | 0 | 0 | 0 | 0 | 0 | 0 | 0 | 0 | 0 | 0 | 0 | 0 | 0 | 0 | 0 | 0 | 0 | 0 | 0 | 0 | 0 | 0 | 0 | 0.0020142 | 0.019433 | 0 | 0.14279 | 0.079362 | 0.179 | 0 | 0 | 0 | 0 | 0 | 0 | 0 | 0 | 0 | 0 | 0 |  | 0 | 0 | 0 |  | #VALUE! | #VALUE! | #VALUE! | #VALUE! |  |  | #VALUE! | #VALUE! | 0 | 0 | 0.20123 | 0.20123 | #VALUE! | #VALUE! | #VALUE! | #VALUE! | 0 | 0 | 0.20123 | 0.20123 | #VALUE! | #VALUE! | #VALUE! | #VALUE! | 0 | 0 | 0.20123 | 0.20123 | #VALUE! | #VALUE! |  |  |  | #VALUE! | #VALUE! | #VALUE! | #VALUE! | #VALUE! | #VALUE! | #VALUE!
Monday | 5 | 16 | 13 | 3253 | 0 | 0 | 0 | 0 | 0 | 0 | 0 | 0 | 0 | 0 | 0 | 0 | 0 | 0 | 0 | 0 | 0 | 0 | 0 | 0 | 0 | 0.0175 | 0.075167 | 0.069578 | 0.066392 | 0 | 0.14818 | 0.16513 | 0.248 | 0 | 0 | 0 | 0 | 0 | 0 | 0 | 0 | 0 | 0 | 0 |  | 0 | 0 | 0 |  | #VALUE! | #VALUE! | #VALUE! | #VALUE! |  |  | #VALUE! | #VALUE! | 0 | 0 | 0.20123 | 0.20123 | #VALUE! | #VALUE! | #VALUE! | #VALUE! | 0 | 0 | 0.20123 | 0.20123 | #VALUE! | #VALUE! | #VALUE! | #VALUE! | 0 | 0 | 0.20123 | 0.20123 | #VALUE! | #VALUE! |  |  |  | #VALUE! | #VALUE! | #VALUE! | #VALUE! | #VALUE! | #VALUE! | #VALUE!
Monday | 5 | 16 | 14 | 3254 | 0 | 0 | 0 | 0 | 0 | 0 | 0 | 0 | 0 | 0 | 0 | 0 | 0 | 0 | 0 | 0 | 0 | 0 | 0 | 0 | 0 | 0.027 | 0.090083 | 0.079239 | 0.076759 | 0 | 0.10727 | 0.17628 | 0.248 | 0 | 0 | 0 | 0 | 0 | 0 | 0 | 0 | 0 | 0 | 0 |  | 0 | 0 | 0 |  | #VALUE! | #VALUE! | #VALUE! | #VALUE! |  |  | #VALUE! | #VALUE! | 0 | 0 | 0.20123 | 0.20123 | #VALUE! | #VALUE! | #VALUE! | #VALUE! | 0 | 0 | 0.20123 | 0.20123 | #VALUE! | #VALUE! | #VALUE! | #VALUE! | 0 | 0 | 0.20123 | 0.20123 | #VALUE! | #VALUE! |  |  |  | #VALUE! | #VALUE! | #VALUE! | #VALUE! | #VALUE! | #VALUE! | #VALUE!
Monday | 5 | 16 | 15 | 3255 | 0 | 0 | 0 | 0 | 0 | 0 | 0 | 0 | 0 | 0 | 0 | 0 | 0 | 0 | 0 | 0 | 0 | 0 | 0 | 0 | 0 | 0.033 | 0.0965 | 0.086767 | 0.077453 | 0 | 0.11585 | 0.18201 | 0.248 | 0 | 0 | 0 | 0 | 0 | 0 | 0 | 0 | 0 | 0 | 0 |  | 0 | 0 | 0 |  | #VALUE! | #VALUE! | #VALUE! | #VALUE! |  |  | #VALUE! | #VALUE! | 0 | 0 | 0.20123 | 0.20123 | #VALUE! | #VALUE! | #VALUE! | #VALUE! | 0 | 0 | 0.20123 | 0.20123 | #VALUE! | #VALUE! | #VALUE! | #VALUE! | 0 | 0 | 0.20123 | 0.20123 | #VALUE! | #VALUE! |  |  |  | #VALUE! | #VALUE! | #VALUE! | #VALUE! | #VALUE! | #VALUE! | #VALUE!
Monday | 5 | 16 | 16 | 3256 | 0 | 0 | 0 | 0 | 0 | 0 | 0 | 0 | 0 | 0 | 0 | 0 | 0 | 0 | 0 | 0 | 0 | 0 | 0 | 0 | 0 | 0.036 | 0.09825 | 0.092414 | 0.072377 | 0 | 0.11416 | 0.18314 | 0.248 | 0 | 0 | 0 | 0 | 0 | 0 | 0 | 0 | 0 | 0 | 0 |  | 0 | 0 | 0 |  | #VALUE! | #VALUE! | #VALUE! | #VALUE! |  |  | #VALUE! | #VALUE! | 0 | 0 | 0.20123 | 0.20123 | #VALUE! | #VALUE! | #VALUE! | #VALUE! | 0 | 0 | 0.20123 | 0.20123 | #VALUE! | #VALUE! | #VALUE! | #VALUE! | 0 | 0 | 0.20123 | 0.20123 | #VALUE! | #VALUE! |  |  |  | #VALUE! | #VALUE! | #VALUE! | #VALUE! | #VALUE! | #VALUE! | #VALUE!
Monday | 5 | 16 | 17 | 3257 | 0 | 0 | 0 | 0 | 0 | 0 | 0 | 0 | 0 | 0 | 0 | 0 | 0 | 0 | 0 | 0 | 0 | 0 | 0 | 0 | 0 | 0.036 | 0.096 | 0.094939 | 0.065998 | 0 | 0.16607 | 0.18271 | 0.248 | 0 | 0 | 0 | 0 | 0 | 0 | 0 | 0 | 0 | 0 | 0 |  | 0 | 0 | 0 |  | #VALUE! | #VALUE! | #VALUE! | #VALUE! |  |  | #VALUE! | #VALUE! | 0 | 0 | 0.20123 | 0.20123 | #VALUE! | #VALUE! | #VALUE! | #VALUE! | 0 | 0 | 0.20123 | 0.20123 | #VALUE! | #VALUE! | #VALUE! | #VALUE! | 0 | 0 | 0.20123 | 0.20123 | #VALUE! | #VALUE! |  |  |  | #VALUE! | #VALUE! | #VALUE! | #VALUE! | #VALUE! | #VALUE! | #VALUE!
Monday | 5 | 16 | 18 | 3258 | 0 | 0 | 0 | 0 | 0 | 0 | 0 | 0 | 0 | 0 | 0 | 0 | 0 | 0 | 0 | 0 | 0 | 0 | 0 | 0 | 0 | 0.0145 | 0.05725 | 0.057377 | 0.055721 | 0 | 0.14773 | 0.15932 | 0.23 | 0 | 0 | 0 | 0 | 0 | 0 | 0 | 0 | 0 | 0 | 0 |  | 0 | 0 | 0 |  | #VALUE! | #VALUE! | #VALUE! | #VALUE! |  |  | #VALUE! | #VALUE! | 0 | 0 | 0.20123 | 0.20123 | #VALUE! | #VALUE! | #VALUE! | #VALUE! | 0 | 0 | 0.20123 | 0.20123 | #VALUE! | #VALUE! | #VALUE! | #VALUE! | 0 | 0 | 0.20123 | 0.20123 | #VALUE! | #VALUE! |  |  |  | #VALUE! | #VALUE! | #VALUE! | #VALUE! | #VALUE! | #VALUE! | #VALUE!
Monday | 5 | 16 | 19 | 3259 | 0 | 0 | 0 | 0 | 0 | 0 | 0 | 0 | 0 | 0 | 0 | 0 | 0 | 0 | 0 | 0 | 0 | 0 | 0 | 0 | 0 | 0 | 0 | 0.0081257 | 0.010525 | 0 | 0.12557 | 0.11277 | 0.196 | 0 | 0 | 0 | 0 | 0 | 0 | 0 | 0 | 0 | 0 | 0 |  | 0 | 0 | 0 |  | #VALUE! | #VALUE! | #VALUE! | #VALUE! |  |  | #VALUE! | #VALUE! | 0 | 0 | 0.20123 | 0.20123 | #VALUE! | #VALUE! | #VALUE! | #VALUE! | 0 | 0 | 0.20123 | 0.20123 | #VALUE! | #VALUE! | #VALUE! | #VALUE! | 0 | 0 | 0.20123 | 0.20123 | #VALUE! | #VALUE! |  |  |  | #VALUE! | #VALUE! | #VALUE! | #VALUE! | #VALUE! | #VALUE! | #VALUE!
Monday | 5 | 16 | 20 | 3260 | 0 | 0 | 0 | 0 | 0 | 0 | 0 | 0 | 0 | 0 | 0 | 0 | 0 | 0 | 0 | 0 | 0 | 0 | 0 | 0 | 0 | 0 | 0 | 0 | 0 | 0 | 0.11785 | 0.042294 | 0.109 | 0 | 0 | 0 | 0 | 0 | 0 | 0 | 0 | 0 | 0 | 0 |  | 0 | 0 | 0 |  | #VALUE! | #VALUE! | #VALUE! | #VALUE! |  |  | #VALUE! | #VALUE! | 0 | 0 | 0.20123 | 0.20123 | #VALUE! | #VALUE! | #VALUE! | #VALUE! | 0 | 0 | 0.20123 | 0.20123 | #VALUE! | #VALUE! | #VALUE! | #VALUE! | 0 | 0 | 0.20123 | 0.20123 | #VALUE! | #VALUE! |  |  |  | #VALUE! | #VALUE! | #VALUE! | #VALUE! | #VALUE! | #VALUE! | #VALUE!
Monday | 5 | 16 | 21 | 3261 | 0 | 0 | 0 | 0 | 0 | 0 | 0 | 0 | 0 | 0 | 0 | 0 | 0 | 0 | 0 | 0 | 0 | 0 | 0 | 0 | 0 | 0 | 0 | 0 | 0 | 0 | 0.11986 | 0.012803 | 0.056 | 0 | 0 | 0 | 0 | 0 | 0 | 0 | 0 | 0 | 0 | 0 |  | 0 | 0 | 0 |  | #VALUE! | #VALUE! | #VALUE! | #VALUE! |  |  | #VALUE! | #VALUE! | 0 | 0 | 0.20123 | 0.20123 | #VALUE! | #VALUE! | #VALUE! | #VALUE! | 0 | 0 | 0.20123 | 0.20123 | #VALUE! | #VALUE! | #VALUE! | #VALUE! | 0 | 0 | 0.20123 | 0.20123 | #VALUE! | #VALUE! |  |  |  | #VALUE! | #VALUE! | #VALUE! | #VALUE! | #VALUE! | #VALUE! | #VALUE!
Monday | 5 | 16 | 22 | 3262 | 0 | 0 | 0 | 0 | 0 | 0 | 0 | 0 | 0 | 0 | 0 | 0 | 0 | 0 | 0 | 0 | 0 | 0 | 0 | 0 | 0 | 0 | 0 | 0 | 0.001821 | 0 | 0.12046 | 0 | 0 | 0 | 0 | 0 | 0 | 0 | 0 | 0 | 0 | 0 | 0 | 0 |  | 0 | 0 | 0 |  | #VALUE! | #VALUE! | #VALUE! | #VALUE! |  |  | #VALUE! | #VALUE! | 0 | 0 | 0.20123 | 0.20123 | #VALUE! | #VALUE! | #VALUE! | #VALUE! | 0 | 0 | 0.20123 | 0.20123 | #VALUE! | #VALUE! | #VALUE! | #VALUE! | 0 | 0 | 0.20123 | 0.20123 | #VALUE! | #VALUE! |  |  |  | #VALUE! | #VALUE! | #VALUE! | #VALUE! | #VALUE! | #VALUE! | #VALUE!
Monday | 5 | 16 | 23 | 3263 | 0 | 0 | 0 | 0 | 0 | 0 | 0 | 0 | 0 | 0 | 0 | 0 | 0 | 0 | 0 | 0 | 0 | 0 | 0 | 0 | 0 | 0 | 0 | 0 | 0 | 0 | 0.10999 | 0 | 0 | 0 | 0 | 0 | 0 | 0 | 0 | 0 | 0 | 0 | 0 | 0 |  | 0 | 0 | 0 |  | #VALUE! | #VALUE! | #VALUE! | #VALUE! |  |  | #VALUE! | #VALUE! | 0 | 0 | 0.20123 | 0.20123 | #VALUE! | #VALUE! | #VALUE! | #VALUE! | 0 | 0 | 0.20123 | 0.20123 | #VALUE! | #VALUE! | #VALUE! | #VALUE! | 0 | 0 | 0.20123 | 0.20123 | #VALUE! | #VALUE! |  |  |  | #VALUE! | #VALUE! | #VALUE! | #VALUE! | #VALUE! | #VALUE! | #VALUE!
Monday | 5 | 16 | 24 | 3264 | 0 | 0 | 0 | 0 | 0 | 0 | 0 | 0 | 0 | 0 | 0 | 0 | 0 | 0 | 0 | 0 | 0 | 0 | 0 | 0 | 0 | 0 | 0 | 0 | 0 | 0 | 0.090445 | 0 | 0 | 0 | 0 | 0 | 0 | 0 | 0 | 0 | 0 | 0 | 0 | 0 |  | 0 | 0 | 0 |  | #VALUE! | #VALUE! | #VALUE! | #VALUE! |  |  | #VALUE! | #VALUE! | 0 | 0 | 0.20123 | 0.20123 | #VALUE! | #VALUE! | #VALUE! | #VALUE! | 0 | 0 | 0.20123 | 0.20123 | #VALUE! | #VALUE! | #VALUE! | #VALUE! | 0 | 0 | 0.20123 | 0.20123 | #VALUE! | #VALUE! |  |  |  | #VALUE! | #VALUE! | #VALUE! | #VALUE! | #VALUE! | #VALUE! | #VALUE!
Tuesday | 5 | 17 | 1 | 3265 | 0 | 0 | 0 | 0 | 0 | 0 | 0 | 0 | 0 | 0 | 0 | 0 | 0 | 0 | 0 | 0 | 0 | 0 | 0 | 0 | 0 | 0 | 0 | 0 | 0 | 0 | 0.089385 | 0 | 0 | 0 | 0 | 0 | 0 | 0 | 0 | 0 | 0 | 0 | 0 | 0 |  | 0 | 0 | 0 |  | #VALUE! | #VALUE! | #VALUE! | #VALUE! |  |  | #VALUE! | #VALUE! | 0 | 0 | 0.20123 | 0.20123 | #VALUE! | #VALUE! | #VALUE! | #VALUE! | 0 | 0 | 0.20123 | 0.20123 | #VALUE! | #VALUE! | #VALUE! | #VALUE! | 0 | 0 | 0.20123 | 0.20123 | #VALUE! | #VALUE! |  |  |  | #VALUE! | #VALUE! | #VALUE! | #VALUE! | #VALUE! | #VALUE! | #VALUE!
Tuesday | 5 | 17 | 2 | 3266 | 0 | 0 | 0 | 0 | 0 | 0 | 0 | 0 | 0 | 0 | 0 | 0 | 0 | 0 | 0 | 0 | 0 | 0 | 0 | 0 | 0 | 0 | 0 | 0 | 0 | 0 | 0.050435 | 0 | 0 | 0 | 0 | 0 | 0 | 0 | 0 | 0 | 0 | 0 | 0 | 0 |  | 0 | 0 | 0 |  | #VALUE! | #VALUE! | #VALUE! | #VALUE! |  |  | #VALUE! | #VALUE! | 0 | 0 | 0.20123 | 0.20123 | #VALUE! | #VALUE! | #VALUE! | #VALUE! | 0 | 0 | 0.20123 | 0.20123 | #VALUE! | #VALUE! | #VALUE! | #VALUE! | 0 | 0 | 0.20123 | 0.20123 | #VALUE! | #VALUE! |  |  |  | #VALUE! | #VALUE! | #VALUE! | #VALUE! | #VALUE! | #VALUE! | #VALUE!
Tuesday | 5 | 17 | 3 | 3267 | 0 | 0 | 0 | 0 | 0 | 0 | 0 | 0 | 0 | 0 | 0 | 0 | 0 | 0 | 0 | 0 | 0 | 0 | 0 | 0 | 0 | 0 | 0 | 0 | 0 | 0 | 0.048966 | 0 | 0 | 0 | 0 | 0 | 0 | 0 | 0 | 0 | 0 | 0 | 0 | 0 |  | 0 | 0 | 0 |  | #VALUE! | #VALUE! | #VALUE! | #VALUE! |  |  | #VALUE! | #VALUE! | 0 | 0 | 0.20123 | 0.20123 | #VALUE! | #VALUE! | #VALUE! | #VALUE! | 0 | 0 | 0.20123 | 0.20123 | #VALUE! | #VALUE! | #VALUE! | #VALUE! | 0 | 0 | 0.20123 | 0.20123 | #VALUE! | #VALUE! |  |  |  | #VALUE! | #VALUE! | #VALUE! | #VALUE! | #VALUE! | #VALUE! | #VALUE!
Tuesday | 5 | 17 | 4 | 3268 | 0 | 0 | 0 | 0 | 0 | 0 | 0 | 0 | 0 | 0 | 0 | 0 | 0 | 0 | 0 | 0 | 0 | 0 | 0 | 0 | 0 | 0 | 0 | 0 | 0 | 0 | 0 | 0 | 0 | 0 | 0 | 0 | 0 | 0 | 0 | 0 | 0 | 0 | 0 | 0 |  | 0 | 0 | 0 |  | #VALUE! | #VALUE! | #VALUE! | #VALUE! |  |  | #VALUE! | #VALUE! | 0 | 0 | 0.20123 | 0.20123 | #VALUE! | #VALUE! | #VALUE! | #VALUE! | 0 | 0 | 0.20123 | 0.20123 | #VALUE! | #VALUE! | #VALUE! | #VALUE! | 0 | 0 | 0.20123 | 0.20123 | #VALUE! | #VALUE! |  |  |  | #VALUE! | #VALUE! | #VALUE! | #VALUE! | #VALUE! | #VALUE! | #VALUE!
Tuesday | 5 | 17 | 5 | 3269 | 0 | 0 | 0 | 0 | 0 | 0 | 0 | 0 | 0 | 0 | 0 | 0 | 0 | 0 | 0 | 0 | 0 | 0 | 0 | 0 | 0 | 0 | 0 | 0 | 0 | 0 | 0 | 0 | 0 | 0 | 0 | 0 | 0 | 0 | 0 | 0 | 0 | 0 | 0 | 0 |  | 0 | 0 | 0 |  | #VALUE! | #VALUE! | #VALUE! | #VALUE! |  |  | #VALUE! | #VALUE! | 0 | 0 | 0.20123 | 0.20123 | #VALUE! | #VALUE! | #VALUE! | #VALUE! | 0 | 0 | 0.20123 | 0.20123 | #VALUE! | #VALUE! | #VALUE! | #VALUE! | 0 | 0 | 0.20123 | 0.20123 | #VALUE! | #VALUE! |  |  |  | #VALUE! | #VALUE! | #VALUE! | #VALUE! | #VALUE! | #VALUE! | #VALUE!
Tuesday | 5 | 17 | 6 | 3270 | 0 | 0 | 0 | 0 | 0 | 0 | 0 | 0 | 0 | 0 | 0 | 0 | 0 | 0 | 0 | 0 | 0 | 0 | 0 | 0 | 0 | 0 | 0 | 0 | 0.0024314 | 0 | 0 | 0 | 0 | 0 | 0 | 0 | 0 | 0 | 0 | 0 | 0 | 0 | 0 | 0 |  | 0 | 0 | 0 |  | #VALUE! | #VALUE! | #VALUE! | #VALUE! |  |  | #VALUE! | #VALUE! | 0 | 0 | 0.20123 | 0.20123 | #VALUE! | #VALUE! | #VALUE! | #VALUE! | 0 | 0 | 0.20123 | 0.20123 | #VALUE! | #VALUE! | #VALUE! | #VALUE! | 0 | 0 | 0.20123 | 0.20123 | #VALUE! | #VALUE! |  |  |  | #VALUE! | #VALUE! | #VALUE! | #VALUE! | #VALUE! | #VALUE! | #VALUE!
Tuesday | 5 | 17 | 7 | 3271 | 0 | 0 | 0 | 0 | 0 | 0 | 0 | 0 | 0 | 0 | 0 | 0 | 0 | 0 | 0 | 0 | 0 | 0 | 0 | 0 | 0 | 0 | 0 | 0 | 0.0035447 | 0 | 0 | 0 | 0 | 0 | 0 | 0 | 0 | 0 | 0 | 0 | 0 | 0 | 0 | 0 |  | 0 | 0 | 0 |  | #VALUE! | #VALUE! | #VALUE! | #VALUE! |  |  | #VALUE! | #VALUE! | 0 | 0 | 0.20123 | 0.20123 | #VALUE! | #VALUE! | #VALUE! | #VALUE! | 0 | 0 | 0.20123 | 0.20123 | #VALUE! | #VALUE! | #VALUE! | #VALUE! | 0 | 0 | 0.20123 | 0.20123 | #VALUE! | #VALUE! |  |  |  | #VALUE! | #VALUE! | #VALUE! | #VALUE! | #VALUE! | #VALUE! | #VALUE!
Tuesday | 5 | 17 | 8 | 3272 | 0 | 0 | 0 | 0 | 0 | 0 | 0 | 0 | 0 | 0 | 0 | 0 | 0 | 0 | 0 | 0 | 0 | 0 | 0 | 0 | 0 | 0 | 0 | 0 | 0.0024457 | 0 | 0 | 0.0061862 | 0 | 0 | 0 | 0 | 0 | 0 | 0 | 0 | 0 | 0 | 0 | 0 |  | 0 | 0 | 0 |  | #VALUE! | #VALUE! | #VALUE! | #VALUE! |  |  | #VALUE! | #VALUE! | 0 | 0 | 0.20123 | 0.20123 | #VALUE! | #VALUE! | #VALUE! | #VALUE! | 0 | 0 | 0.20123 | 0.20123 | #VALUE! | #VALUE! | #VALUE! | #VALUE! | 0 | 0 | 0.20123 | 0.20123 | #VALUE! | #VALUE! |  |  |  | #VALUE! | #VALUE! | #VALUE! | #VALUE! | #VALUE! | #VALUE! | #VALUE!
Tuesday | 5 | 17 | 9 | 3273 | 0 | 0 | 0 | 0 | 0 | 0 | 0 | 0 | 0 | 0 | 0 | 0 | 0 | 0 | 0 | 0 | 0 | 0 | 0 | 0 | 0 | 0 | 0 | 0 | 0 | 0 | 0 | 0.015069 | 0.06 | 0 | 0 | 0 | 0 | 0 | 0 | 0 | 0 | 0 | 0 | 0 |  | 0 | 0 | 0 |  | #VALUE! | #VALUE! | #VALUE! | #VALUE! |  |  | #VALUE! | #VALUE! | 0 | 0 | 0.20123 | 0.20123 | #VALUE! | #VALUE! | #VALUE! | #VALUE! | 0 | 0 | 0.20123 | 0.20123 | #VALUE! | #VALUE! | #VALUE! | #VALUE! | 0 | 0 | 0.20123 | 0.20123 | #VALUE! | #VALUE! |  |  |  | #VALUE! | #VALUE! | #VALUE! | #VALUE! | #VALUE! | #VALUE! | #VALUE!
Tuesday | 5 | 17 | 10 | 3274 | 0 | 0 | 0 | 0 | 0 | 0 | 0 | 0 | 0 | 0 | 0 | 0 | 0 | 0 | 0 | 0 | 0 | 0 | 0 | 0 | 0 | 0 | 0 | 0 | 0.010358 | 0 | 0.0005666 | 0.053863 | 0.146 | 0 | 0 | 0 | 0 | 0 | 0 | 0 | 0 | 0 | 0 | 0 |  | 0 | 0 | 0 |  | #VALUE! | #VALUE! | #VALUE! | #VALUE! |  |  | #VALUE! | #VALUE! | 0 | 0 | 0.20123 | 0.20123 | #VALUE! | #VALUE! | #VALUE! | #VALUE! | 0 | 0 | 0.20123 | 0.20123 | #VALUE! | #VALUE! | #VALUE! | #VALUE! | 0 | 0 | 0.20123 | 0.20123 | #VALUE! | #VALUE! |  |  |  | #VALUE! | #VALUE! | #VALUE! | #VALUE! | #VALUE! | #VALUE! | #VALUE!
Tuesday | 5 | 17 | 11 | 3275 | 0 | 0 | 0 | 0 | 0 | 0 | 0 | 0 | 0 | 0 | 0 | 0 | 0 | 0 | 0 | 0 | 0 | 0 | 0 | 0 | 0 | 0 | 0.0099167 | 0.019642 | 0.024322 | 0 | 0.0018964 | 0.12647 | 0.23 | 0 | 0 | 0 | 0 | 0 | 0 | 0 | 0 | 0 | 0 | 0 |  | 0 | 0 | 0 |  | #VALUE! | #VALUE! | #VALUE! | #VALUE! |  |  | #VALUE! | #VALUE! | 0 | 0 | 0.20123 | 0.20123 | #VALUE! | #VALUE! | #VALUE! | #VALUE! | 0 | 0 | 0.20123 | 0.20123 | #VALUE! | #VALUE! | #VALUE! | #VALUE! | 0 | 0 | 0.20123 | 0.20123 | #VALUE! | #VALUE! |  |  |  | #VALUE! | #VALUE! | #VALUE! | #VALUE! | #VALUE! | #VALUE! | #VALUE!
Tuesday | 5 | 17 | 12 | 3276 | 0 | 0 | 0 | 0 | 0 | 0 | 0 | 0 | 0 | 0 | 0 | 0 | 0 | 0 | 0 | 0 | 0 | 0 | 0 | 0 | 0 | 0.006 | 0.052667 | 0.056931 | 0.044182 | 0 | 0.0022548 | 0.15804 | 0.247 | 0 | 0 | 0 | 0 | 0 | 0 | 0 | 0 | 0 | 0 | 0 |  | 0 | 0 | 0 |  | #VALUE! | #VALUE! | #VALUE! | #VALUE! |  |  | #VALUE! | #VALUE! | 0 | 0 | 0.20123 | 0.20123 | #VALUE! | #VALUE! | #VALUE! | #VALUE! | 0 | 0 | 0.20123 | 0.20123 | #VALUE! | #VALUE! | #VALUE! | #VALUE! | 0 | 0 | 0.20123 | 0.20123 | #VALUE! | #VALUE! |  |  |  | #VALUE! | #VALUE! | #VALUE! | #VALUE! | #VALUE! | #VALUE! | #VALUE!
Tuesday | 5 | 17 | 13 | 3277 | 0 | 0 | 0 | 0 | 0 | 0 | 0 | 0 | 0 | 0 | 0 | 0 | 0 | 0 | 0 | 0 | 0 | 0 | 0 | 0 | 0 | 0.033 | 0.10242 | 0.10024 | 0.064878 | 0.01325 | 0.0025902 | 0.18834 | 0.264 | 0 | 0 | 0 | 0 | 0 | 0 | 0 | 0 | 0 | 0 | 0 |  | 0 | 0 | 0 |  | #VALUE! | #VALUE! | #VALUE! | #VALUE! |  |  | #VALUE! | #VALUE! | 0 | 0 | 0.20123 | 0.20123 | #VALUE! | #VALUE! | #VALUE! | #VALUE! | 0 | 0 | 0.20123 | 0.20123 | #VALUE! | #VALUE! | #VALUE! | #VALUE! | 0 | 0 | 0.20123 | 0.20123 | #VALUE! | #VALUE! |  |  |  | #VALUE! | #VALUE! | #VALUE! | #VALUE! | #VALUE! | #VALUE! | #VALUE!
Tuesday | 5 | 17 | 14 | 3278 | 0 | 0 | 0 | 0 | 0 | 0 | 0 | 0 | 0 | 0 | 0 | 0 | 0 | 0 | 0 | 0 | 0 | 0 | 0 | 0 | 0 | 0.06 | 0.14842 | 0.14584 | 0.077846 | 0.0435 | 0.0029255 | 0.21905 | 0.281 | 0 | 0 | 0 | 0 | 0 | 0 | 0 | 0 | 0 | 0 | 0 |  | 0 | 0 | 0 |  | #VALUE! | #VALUE! | #VALUE! | #VALUE! |  |  | #VALUE! | #VALUE! | 0 | 0 | 0.20123 | 0.20123 | #VALUE! | #VALUE! | #VALUE! | #VALUE! | 0 | 0 | 0.20123 | 0.20123 | #VALUE! | #VALUE! | #VALUE! | #VALUE! | 0 | 0 | 0.20123 | 0.20123 | #VALUE! | #VALUE! |  |  |  | #VALUE! | #VALUE! | #VALUE! | #VALUE! | #VALUE! | #VALUE! | #VALUE!
Tuesday | 5 | 17 | 15 | 3279 | 0 | 0 | 0 | 0 | 0 | 0 | 0 | 0 | 0 | 0 | 0 | 0 | 0 | 0 | 0 | 0 | 0 | 0 | 0 | 0 | 0 | 0.0675 | 0.15775 | 0.15594 | 0.080751 | 0.051 | 0.0029371 | 0.22376 | 0.281 | 0 | 0 | 0 | 0 | 0 | 0 | 0 | 0 | 0 | 0 | 0 |  | 0 | 0 | 0 |  | #VALUE! | #VALUE! | #VALUE! | #VALUE! |  |  | #VALUE! | #VALUE! | 0 | 0 | 0.20123 | 0.20123 | #VALUE! | #VALUE! | #VALUE! | #VALUE! | 0 | 0 | 0.20123 | 0.20123 | #VALUE! | #VALUE! | #VALUE! | #VALUE! | 0 | 0 | 0.20123 | 0.20123 | #VALUE! | #VALUE! |  |  |  | #VALUE! | #VALUE! | #VALUE! | #VALUE! | #VALUE! | #VALUE! | #VALUE!
Tuesday | 5 | 17 | 16 | 3280 | 0 | 0 | 0 | 0 | 0 | 0 | 0 | 0 | 0 | 0 | 0 | 0 | 0 | 0 | 0 | 0 | 0 | 0 | 0 | 0 | 0 | 0.071 | 0.16108 | 0.16351 | 0.077071 | 0.0675 | 0.0029486 | 0.22918 | 0.28 | 0 | 0 | 0 | 0 | 0 | 0 | 0 | 0 | 0 | 0 | 0 |  | 0 | 0 | 0 |  | #VALUE! | #VALUE! | #VALUE! | #VALUE! |  |  | #VALUE! | #VALUE! | 0 | 0 | 0.20123 | 0.20123 | #VALUE! | #VALUE! | #VALUE! | #VALUE! | 0 | 0 | 0.20123 | 0.20123 | #VALUE! | #VALUE! | #VALUE! | #VALUE! | 0 | 0 | 0.20123 | 0.20123 | #VALUE! | #VALUE! |  |  |  | #VALUE! | #VALUE! | #VALUE! | #VALUE! | #VALUE! | #VALUE! | #VALUE!
Tuesday | 5 | 17 | 17 | 3281 | 0 | 0 | 0 | 0 | 0 | 0 | 0 | 0 | 0 | 0 | 0 | 0 | 0 | 0 | 0 | 0 | 0 | 0 | 0 | 0 | 0 | 0.054 | 0.12908 | 0.13263 | 0.069726 | 0.0885 | 0.0026364 | 0.20785 | 0.263 | 0 | 0 | 0 | 0 | 0 | 0 | 0 | 0 | 0 | 0 | 0 |  | 0 | 0 | 0 |  | #VALUE! | #VALUE! | #VALUE! | #VALUE! |  |  | #VALUE! | #VALUE! | 0 | 0 | 0.20123 | 0.20123 | #VALUE! | #VALUE! | #VALUE! | #VALUE! | 0 | 0 | 0.20123 | 0.20123 | #VALUE! | #VALUE! | #VALUE! | #VALUE! | 0 | 0 | 0.20123 | 0.20123 | #VALUE! | #VALUE! |  |  |  | #VALUE! | #VALUE! | #VALUE! | #VALUE! | #VALUE! | #VALUE! | #VALUE!
Tuesday | 5 | 17 | 18 | 3282 | 0 | 0 | 0 | 0 | 0 | 0 | 0 | 0 | 0 | 0 | 0 | 0 | 0 | 0 | 0 | 0 | 0 | 0 | 0 | 0 | 0 | 0.03 | 0.088333 | 0.088074 | 0.059237 | 0.009 | 0.0023127 | 0.17917 | 0.246 | 0 | 0 | 0 | 0 | 0 | 0 | 0 | 0 | 0 | 0 | 0 |  | 0 | 0 | 0 |  | #VALUE! | #VALUE! | #VALUE! | #VALUE! |  |  | #VALUE! | #VALUE! | 0 | 0 | 0.20123 | 0.20123 | #VALUE! | #VALUE! | #VALUE! | #VALUE! | 0 | 0 | 0.20123 | 0.20123 | #VALUE! | #VALUE! | #VALUE! | #VALUE! | 0 | 0 | 0.20123 | 0.20123 | #VALUE! | #VALUE! |  |  |  | #VALUE! | #VALUE! | #VALUE! | #VALUE! | #VALUE! | #VALUE! | #VALUE!
Tuesday | 5 | 17 | 19 | 3283 | 0 | 0 | 0 | 0 | 0 | 0 | 0 | 0 | 0 | 0 | 0 | 0 | 0 | 0 | 0 | 0 | 0 | 0 | 0 | 0 | 0 | 0 | 0 | 0.0030455 | 0.011111 | 0 | 0.0010176 | 0.09515 | 0.178 | 0 | 0 | 0 | 0 | 0 | 0 | 0 | 0 | 0 | 0 | 0 |  | 0 | 0 | 0 |  | #VALUE! | #VALUE! | #VALUE! | #VALUE! |  |  | #VALUE! | #VALUE! | 0 | 0 | 0.20123 | 0.20123 | #VALUE! | #VALUE! | #VALUE! | #VALUE! | 0 | 0 | 0.20123 | 0.20123 | #VALUE! | #VALUE! | #VALUE! | #VALUE! | 0 | 0 | 0.20123 | 0.20123 | #VALUE! | #VALUE! |  |  |  | #VALUE! | #VALUE! | #VALUE! | #VALUE! | #VALUE! | #VALUE! | #VALUE!
Tuesday | 5 | 17 | 20 | 3284 | 0 | 0 | 0 | 0 | 0 | 0 | 0 | 0 | 0 | 0 | 0 | 0 | 0 | 0 | 0 | 0 | 0 | 0 | 0 | 0 | 0 | 0 | 0 | 0.0005625 | 0.0056567 | 0 | 0.00067067 | 0.075849 | 0.16 | 0 | 0 | 0 | 0 | 0 | 0 | 0 | 0 | 0 | 0 | 0 |  | 0 | 0 | 0 |  | #VALUE! | #VALUE! | #VALUE! | #VALUE! |  |  | #VALUE! | #VALUE! | 0 | 0 | 0.20123 | 0.20123 | #VALUE! | #VALUE! | #VALUE! | #VALUE! | 0 | 0 | 0.20123 | 0.20123 | #VALUE! | #VALUE! | #VALUE! | #VALUE! | 0 | 0 | 0.20123 | 0.20123 | #VALUE! | #VALUE! |  |  |  | #VALUE! | #VALUE! | #VALUE! | #VALUE! | #VALUE! | #VALUE! | #VALUE!
Tuesday | 5 | 17 | 21 | 3285 | 0 | 0 | 0 | 0 | 0 | 0 | 0 | 0 | 0 | 0 | 0 | 0 | 0 | 0 | 0 | 0 | 0 | 0 | 0 | 0 | 0 | 0 | 0 | 0 | 0 | 0 | 0 | 0.048556 | 0.126 | 0 | 0 | 0 | 0 | 0 | 0 | 0 | 0 | 0 | 0 | 0 |  | 0 | 0 | 0 |  | #VALUE! | #VALUE! | #VALUE! | #VALUE! |  |  | #VALUE! | #VALUE! | 0 | 0 | 0.20123 | 0.20123 | #VALUE! | #VALUE! | #VALUE! | #VALUE! | 0 | 0 | 0.20123 | 0.20123 | #VALUE! | #VALUE! | #VALUE! | #VALUE! | 0 | 0 | 0.20123 | 0.20123 | #VALUE! | #VALUE! |  |  |  | #VALUE! | #VALUE! | #VALUE! | #VALUE! | #VALUE! | #VALUE! | #VALUE!
Tuesday | 5 | 17 | 22 | 3286 | 0 | 0 | 0 | 0 | 0 | 0 | 0 | 0 | 0 | 0 | 0 | 0 | 0 | 0 | 0 | 0 | 0 | 0 | 0 | 0 | 0 | 0 | 0 | 0 | 0 | 0 | 0 | 0.045831 | 0.126 | 0 | 0 | 0 | 0 | 0 | 0 | 0 | 0 | 0 | 0 | 0 |  | 0 | 0 | 0 |  | #VALUE! | #VALUE! | #VALUE! | #VALUE! |  |  | #VALUE! | #VALUE! | 0 | 0 | 0.20123 | 0.20123 | #VALUE! | #VALUE! | #VALUE! | #VALUE! | 0 | 0 | 0.20123 | 0.20123 | #VALUE! | #VALUE! | #VALUE! | #VALUE! | 0 | 0 | 0.20123 | 0.20123 | #VALUE! | #VALUE! |  |  |  | #VALUE! | #VALUE! | #VALUE! | #VALUE! | #VALUE! | #VALUE! | #VALUE!
Tuesday | 5 | 17 | 23 | 3287 | 0 | 0 | 0 | 0 | 0 | 0 | 0 | 0 | 0 | 0 | 0 | 0 | 0 | 0 | 0 | 0 | 0 | 0 | 0 | 0 | 0 | 0 | 0 | 0 | 0 | 0 | 0 | 0.023988 | 0.09 | 0 | 0 | 0 | 0 | 0 | 0 | 0 | 0 | 0 | 0 | 0 |  | 0 | 0 | 0 |  | #VALUE! | #VALUE! | #VALUE! | #VALUE! |  |  | #VALUE! | #VALUE! | 0 | 0 | 0.20123 | 0.20123 | #VALUE! | #VALUE! | #VALUE! | #VALUE! | 0 | 0 | 0.20123 | 0.20123 | #VALUE! | #VALUE! | #VALUE! | #VALUE! | 0 | 0 | 0.20123 | 0.20123 | #VALUE! | #VALUE! |  |  |  | #VALUE! | #VALUE! | #VALUE! | #VALUE! | #VALUE! | #VALUE! | #VALUE!
Tuesday | 5 | 17 | 24 | 3288 | 0 | 0 | 0 | 0 | 0 | 0 | 0 | 0 | 0 | 0 | 0 | 0 | 0 | 0 | 0 | 0 | 0 | 0 | 0 | 0 | 0 | 0 | 0 | 0 | 0 | 0 | 0 | 0.0092 | 0.049 | 0 | 0 | 0 | 0 | 0 | 0 | 0 | 0 | 0 | 0 | 0 |  | 0 | 0 | 0 |  | #VALUE! | #VALUE! | #VALUE! | #VALUE! |  |  | #VALUE! | #VALUE! | 0 | 0 | 0.20123 | 0.20123 | #VALUE! | #VALUE! | #VALUE! | #VALUE! | 0 | 0 | 0.20123 | 0.20123 | #VALUE! | #VALUE! | #VALUE! | #VALUE! | 0 | 0 | 0.20123 | 0.20123 | #VALUE! | #VALUE! |  |  |  | #VALUE! | #VALUE! | #VALUE! | #VALUE! | #VALUE! | #VALUE! | #VALUE!
Wednesday | 5 | 18 | 1 | 3289 | 0 | 0 | 0 | 0 | 0 | 0 | 0 | 0 | 0 | 0 | 0 | 0 | 0 | 0 | 0 | 0 | 0 | 0 | 0 | 0 | 0 | 0 | 0 | 0 | 0 | 0 | 0 | 0.011103 | 0.041 | 0 | 0 | 0 | 0 | 0 | 0 | 0 | 0 | 0 | 0 | 0 |  | 0 | 0 | 0 |  | #VALUE! | #VALUE! | #VALUE! | #VALUE! |  |  | #VALUE! | #VALUE! | 0 | 0 | 0.20123 | 0.20123 | #VALUE! | #VALUE! | #VALUE! | #VALUE! | 0 | 0 | 0.20123 | 0.20123 | #VALUE! | #VALUE! | #VALUE! | #VALUE! | 0 | 0 | 0.20123 | 0.20123 | #VALUE! | #VALUE! |  |  |  | #VALUE! | #VALUE! | #VALUE! | #VALUE! | #VALUE! | #VALUE! | #VALUE!
Wednesday | 5 | 18 | 2 | 3290 | 0 | 0 | 0 | 0 | 0 | 0 | 0 | 0 | 0 | 0 | 0 | 0 | 0 | 0 | 0 | 0 | 0 | 0 | 0 | 0 | 0 | 0 | 0 | 0 | 0 | 0 | 0 | 0.010945 | 0.029 | 0 | 0 | 0 | 0 | 0 | 0 | 0 | 0 | 0 | 0 | 0 |  | 0 | 0 | 0 |  | #VALUE! | #VALUE! | #VALUE! | #VALUE! |  |  | #VALUE! | #VALUE! | 0 | 0 | 0.20123 | 0.20123 | #VALUE! | #VALUE! | #VALUE! | #VALUE! | 0 | 0 | 0.20123 | 0.20123 | #VALUE! | #VALUE! | #VALUE! | #VALUE! | 0 | 0 | 0.20123 | 0.20123 | #VALUE! | #VALUE! |  |  |  | #VALUE! | #VALUE! | #VALUE! | #VALUE! | #VALUE! | #VALUE! | #VALUE!
Wednesday | 5 | 18 | 3 | 3291 | 0 | 0 | 0 | 0 | 0 | 0 | 0 | 0 | 0 | 0 | 0 | 0 | 0 | 0 | 0 | 0 | 0 | 0 | 0 | 0 | 0 | 0 | 0 | 0 | 0 | 0 | 0 | 0.010945 | 0.021 | 0 | 0 | 0 | 0 | 0 | 0 | 0 | 0 | 0 | 0 | 0 |  | 0 | 0 | 0 |  | #VALUE! | #VALUE! | #VALUE! | #VALUE! |  |  | #VALUE! | #VALUE! | 0 | 0 | 0.20123 | 0.20123 | #VALUE! | #VALUE! | #VALUE! | #VALUE! | 0 | 0 | 0.20123 | 0.20123 | #VALUE! | #VALUE! | #VALUE! | #VALUE! | 0 | 0 | 0.20123 | 0.20123 | #VALUE! | #VALUE! |  |  |  | #VALUE! | #VALUE! | #VALUE! | #VALUE! | #VALUE! | #VALUE! | #VALUE!
Wednesday | 5 | 18 | 4 | 3292 | 0 | 0 | 0 | 0 | 0 | 0 | 0 | 0 | 0 | 0 | 0 | 0 | 0 | 0 | 0 | 0 | 0 | 0 | 0 | 0 | 0 | 0 | 0 | 0 | 0 | 0 | 0 | 0.011579 | 0.016 | 0 | 0 | 0 | 0 | 0 | 0 | 0 | 0 | 0 | 0 | 0 |  | 0 | 0 | 0 |  | #VALUE! | #VALUE! | #VALUE! | #VALUE! |  |  | #VALUE! | #VALUE! | 0 | 0 | 0.20123 | 0.20123 | #VALUE! | #VALUE! | #VALUE! | #VALUE! | 0 | 0 | 0.20123 | 0.20123 | #VALUE! | #VALUE! | #VALUE! | #VALUE! | 0 | 0 | 0.20123 | 0.20123 | #VALUE! | #VALUE! |  |  |  | #VALUE! | #VALUE! | #VALUE! | #VALUE! | #VALUE! | #VALUE! | #VALUE!
Wednesday | 5 | 18 | 5 | 3293 | 0 | 0 | 0 | 0 | 0 | 0 | 0 | 0 | 0 | 0 | 0 | 0 | 0 | 0 | 0 | 0 | 0 | 0 | 0 | 0 | 0 | 0 | 0 | 0 | 0 | 0 | 0.031833 | 0.011579 | 0.01 | 0 | 0 | 0 | 0 | 0 | 0 | 0 | 0 | 0 | 0 | 0 |  | 0 | 0 | 0 |  | #VALUE! | #VALUE! | #VALUE! | #VALUE! |  |  | #VALUE! | #VALUE! | 0 | 0 | 0.20123 | 0.20123 | #VALUE! | #VALUE! | #VALUE! | #VALUE! | 0 | 0 | 0.20123 | 0.20123 | #VALUE! | #VALUE! | #VALUE! | #VALUE! | 0 | 0 | 0.20123 | 0.20123 | #VALUE! | #VALUE! |  |  |  | #VALUE! | #VALUE! | #VALUE! | #VALUE! | #VALUE! | #VALUE! | #VALUE!
Wednesday | 5 | 18 | 6 | 3294 | 0 | 0 | 0 | 0 | 0 | 0 | 0 | 0 | 0 | 0 | 0 | 0 | 0 | 0 | 0 | 0 | 0 | 0 | 0 | 0 | 0 | 0 | 0 | 0 | 0 | 0 | 0 | 0.0049172 | 0 | 0 | 0 | 0 | 0 | 0 | 0 | 0 | 0 | 0 | 0 | 0 |  | 0 | 0 | 0 |  | #VALUE! | #VALUE! | #VALUE! | #VALUE! |  |  | #VALUE! | #VALUE! | 0 | 0 | 0.20123 | 0.20123 | #VALUE! | #VALUE! | #VALUE! | #VALUE! | 0 | 0 | 0.20123 | 0.20123 | #VALUE! | #VALUE! | #VALUE! | #VALUE! | 0 | 0 | 0.20123 | 0.20123 | #VALUE! | #VALUE! |  |  |  | #VALUE! | #VALUE! | #VALUE! | #VALUE! | #VALUE! | #VALUE! | #VALUE!
Wednesday | 5 | 18 | 7 | 3295 | 0 | 0 | 0 | 0 | 0 | 0 | 0 | 0 | 0 | 0 | 0 | 0 | 0 | 0 | 0 | 0 | 0 | 0 | 0 | 0 | 0 | 0 | 0 | 0 | 0 | 0 | 0 | 0.010945 | 0 | 0 | 0 | 0 | 0 | 0 | 0 | 0 | 0 | 0 | 0 | 0 |  | 0 | 0 | 0 |  | #VALUE! | #VALUE! | #VALUE! | #VALUE! |  |  | #VALUE! | #VALUE! | 0 | 0 | 0.20123 | 0.20123 | #VALUE! | #VALUE! | #VALUE! | #VALUE! | 0 | 0 | 0.20123 | 0.20123 | #VALUE! | #VALUE! | #VALUE! | #VALUE! | 0 | 0 | 0.20123 | 0.20123 | #VALUE! | #VALUE! |  |  |  | #VALUE! | #VALUE! | #VALUE! | #VALUE! | #VALUE! | #VALUE! | #VALUE!
Wednesday | 5 | 18 | 8 | 3296 | 0 | 0 | 0 | 0 | 0 | 0 | 0 | 0 | 0 | 0 | 0 | 0 | 0 | 0 | 0 | 0 | 0 | 0 | 0 | 0 | 0 | 0 | 0 | 0 | 0 | 0 | 0 | 0.020462 | 0.058 | 0 | 0 | 0 | 0 | 0 | 0 | 0 | 0 | 0 | 0 | 0 |  | 0 | 0 | 0 |  | #VALUE! | #VALUE! | #VALUE! | #VALUE! |  |  | #VALUE! | #VALUE! | 0 | 0 | 0.20123 | 0.20123 | #VALUE! | #VALUE! | #VALUE! | #VALUE! | 0 | 0 | 0.20123 | 0.20123 | #VALUE! | #VALUE! | #VALUE! | #VALUE! | 0 | 0 | 0.20123 | 0.20123 | #VALUE! | #VALUE! |  |  |  | #VALUE! | #VALUE! | #VALUE! | #VALUE! | #VALUE! | #VALUE! | #VALUE!
Wednesday | 5 | 18 | 9 | 3297 | 0 | 0 | 0 | 0 | 0 | 0 | 0 | 0 | 0 | 0 | 0 | 0 | 0 | 0 | 0 | 0 | 0 | 0 | 0 | 0 | 0 | 0 | 0 | 0 | 0 | 0 | 0 | 0.015459 | 0.059 | 0 | 0 | 0 | 0 | 0 | 0 | 0 | 0 | 0 | 0 | 0 |  | 0 | 0 | 0 |  | #VALUE! | #VALUE! | #VALUE! | #VALUE! |  |  | #VALUE! | #VALUE! | 0 | 0 | 0.20123 | 0.20123 | #VALUE! | #VALUE! | #VALUE! | #VALUE! | 0 | 0 | 0.20123 | 0.20123 | #VALUE! | #VALUE! | #VALUE! | #VALUE! | 0 | 0 | 0.20123 | 0.20123 | #VALUE! | #VALUE! |  |  |  | #VALUE! | #VALUE! | #VALUE! | #VALUE! | #VALUE! | #VALUE! | #VALUE!
Wednesday | 5 | 18 | 10 | 3298 | 0 | 0 | 0 | 0 | 0 | 0 | 0 | 0 | 0 | 0 | 0 | 0 | 0 | 0 | 0 | 0 | 0 | 0 | 0 | 0 | 0 | 0 | 0 | 0 | 0.0081933 | 0 | 0.0003469 | 0.05032 | 0.14 | 0 | 0 | 0 | 0 | 0 | 0 | 0 | 0 | 0 | 0 | 0 |  | 0 | 0 | 0 |  | #VALUE! | #VALUE! | #VALUE! | #VALUE! |  |  | #VALUE! | #VALUE! | 0 | 0 | 0.20123 | 0.20123 | #VALUE! | #VALUE! | #VALUE! | #VALUE! | 0 | 0 | 0.20123 | 0.20123 | #VALUE! | #VALUE! | #VALUE! | #VALUE! | 0 | 0 | 0.20123 | 0.20123 | #VALUE! | #VALUE! |  |  |  | #VALUE! | #VALUE! | #VALUE! | #VALUE! | #VALUE! | #VALUE! | #VALUE!
Wednesday | 5 | 18 | 11 | 3299 | 0 | 0 | 0 | 0 | 0 | 0 | 0 | 0 | 0 | 0 | 0 | 0 | 0 | 0 | 0 | 0 | 0 | 0 | 0 | 0 | 0 | 0 | 0 | 0.0012813 | 0.017277 | 0 | 0.00097132 | 0.073666 | 0.174 | 0 | 0 | 0 | 0 | 0 | 0 | 0 | 0 | 0 | 0 | 0 |  | 0 | 0 | 0 |  | #VALUE! | #VALUE! | #VALUE! | #VALUE! |  |  | #VALUE! | #VALUE! | 0 | 0 | 0.20123 | 0.20123 | #VALUE! | #VALUE! | #VALUE! | #VALUE! | 0 | 0 | 0.20123 | 0.20123 | #VALUE! | #VALUE! | #VALUE! | #VALUE! | 0 | 0 | 0.20123 | 0.20123 | #VALUE! | #VALUE! |  |  |  | #VALUE! | #VALUE! | #VALUE! | #VALUE! | #VALUE! | #VALUE! | #VALUE!
Wednesday | 5 | 18 | 12 | 3300 | 0 | 0 | 0 | 0 | 0 | 0 | 0 | 0 | 0 | 0 | 0 | 0 | 0 | 0 | 0 | 0 | 0 | 0 | 0 | 0 | 0 | 0 | 0 | 0.0032443 | 0.020095 | 0.00025 | 0.0013182 | 0.091082 | 0.194 | 0 | 0 | 0 | 0 | 0 | 0 | 0 | 0 | 0 | 0 | 0 |  | 0 | 0 | 0 |  | #VALUE! | #VALUE! | #VALUE! | #VALUE! |  |  | #VALUE! | #VALUE! | 0 | 0 | 0.20123 | 0.20123 | #VALUE! | #VALUE! | #VALUE! | #VALUE! | 0 | 0 | 0.20123 | 0.20123 | #VALUE! | #VALUE! | #VALUE! | #VALUE! | 0 | 0 | 0.20123 | 0.20123 | #VALUE! | #VALUE! |  |  |  | #VALUE! | #VALUE! | #VALUE! | #VALUE! | #VALUE! | #VALUE! | #VALUE!
Wednesday | 5 | 18 | 13 | 3301 | 0 | 0 | 0 | 0 | 0 | 0 | 0 | 0 | 0 | 0 | 0 | 0 | 0 | 0 | 0 | 0 | 0 | 0 | 0 | 0 | 0 | 0 | 0.0078333 | 0.007808 | 0.020403 | 0.0125 | 0.0016536 | 0.11531 | 0.211 | 0 | 0 | 0 | 0 | 0 | 0 | 0 | 0 | 0 | 0 | 0 |  | 0 | 0 | 0 |  | #VALUE! | #VALUE! | #VALUE! | #VALUE! |  |  | #VALUE! | #VALUE! | 0 | 0 | 0.20123 | 0.20123 | #VALUE! | #VALUE! | #VALUE! | #VALUE! | 0 | 0 | 0.20123 | 0.20123 | #VALUE! | #VALUE! | #VALUE! | #VALUE! | 0 | 0 | 0.20123 | 0.20123 | #VALUE! | #VALUE! |  |  |  | #VALUE! | #VALUE! | #VALUE! | #VALUE! | #VALUE! | #VALUE! | #VALUE!
Wednesday | 5 | 18 | 14 | 3302 | 0 | 0 | 0 | 0 | 0 | 0 | 0 | 0 | 0 | 0 | 0 | 0 | 0 | 0 | 0 | 0 | 0 | 0 | 0 | 0 | 0 | 0.029 | 0.11525 | 0.1016 | 0.074575 | 0.03075 | 0.002833 | 0.19891 | 0.283 | 0 | 0 | 0 | 0 | 0 | 0 | 0 | 0 | 0 | 0 | 0 |  | 0 | 0 | 0 |  | #VALUE! | #VALUE! | #VALUE! | #VALUE! |  |  | #VALUE! | #VALUE! | 0 | 0 | 0.20123 | 0.20123 | #VALUE! | #VALUE! | #VALUE! | #VALUE! | 0 | 0 | 0.20123 | 0.20123 | #VALUE! | #VALUE! | #VALUE! | #VALUE! | 0 | 0 | 0.20123 | 0.20123 | #VALUE! | #VALUE! |  |  |  | #VALUE! | #VALUE! | #VALUE! | #VALUE! | #VALUE! | #VALUE! | #VALUE!
Wednesday | 5 | 18 | 15 | 3303 | 0 | 0 | 0 | 0 | 0 | 0 | 0 | 0 | 0 | 0 | 0 | 0 | 0 | 0 | 0 | 0 | 0 | 0 | 0 | 0 | 0 | 0.0895 | 0.2205 | 0.21089 | 0.20088 | 0 | 0.0041281 | 0.29411 | 0.371 | 0 | 0 | 0 | 0 | 0 | 0 | 0 | 0 | 0 | 0 | 0 |  | 0 | 0 | 0 |  | #VALUE! | #VALUE! | #VALUE! | #VALUE! |  |  | #VALUE! | #VALUE! | 0 | 0 | 0.20123 | 0.20123 | #VALUE! | #VALUE! | #VALUE! | #VALUE! | 0 | 0 | 0.20123 | 0.20123 | #VALUE! | #VALUE! | #VALUE! | #VALUE! | 0 | 0 | 0.20123 | 0.20123 | #VALUE! | #VALUE! |  |  |  | #VALUE! | #VALUE! | #VALUE! | #VALUE! | #VALUE! | #VALUE! | #VALUE!
Wednesday | 5 | 18 | 16 | 3304 | 0 | 0 | 0 | 0 | 0 | 0 | 0 | 0 | 0 | 0 | 0 | 0 | 0 | 0 | 0 | 0 | 0 | 0 | 0 | 0 | 0 | 0.0665 | 0.19 | 0.17579 | 0.087037 | 0 | 0.0038853 | 0.27403 | 0.363 | 0 | 0 | 0 | 0 | 0 | 0 | 0 | 0 | 0 | 0 | 0 |  | 0 | 0 | 0 |  | #VALUE! | #VALUE! | #VALUE! | #VALUE! |  |  | #VALUE! | #VALUE! | 0 | 0 | 0.20123 | 0.20123 | #VALUE! | #VALUE! | #VALUE! | #VALUE! | 0 | 0 | 0.20123 | 0.20123 | #VALUE! | #VALUE! | #VALUE! | #VALUE! | 0 | 0 | 0.20123 | 0.20123 | #VALUE! | #VALUE! |  |  |  | #VALUE! | #VALUE! | #VALUE! | #VALUE! | #VALUE! | #VALUE! | #VALUE!
Wednesday | 5 | 18 | 17 | 3305 | 0 | 0 | 0 | 0 | 0 | 0 | 0 | 0 | 0 | 0 | 0 | 0 | 0 | 0 | 0 | 0 | 0 | 0 | 0 | 0 | 0 | 0 | 0 | 0 | 0 | 0 | 0 | 0.011752 | 0.056 | 0 | 0 | 0 | 0 | 0 | 0 | 0 | 0 | 0 | 0 | 0 |  | 0 | 0 | 0 |  | #VALUE! | #VALUE! | #VALUE! | #VALUE! |  |  | #VALUE! | #VALUE! | 0 | 0 | 0.20123 | 0.20123 | #VALUE! | #VALUE! | #VALUE! | #VALUE! | 0 | 0 | 0.20123 | 0.20123 | #VALUE! | #VALUE! | #VALUE! | #VALUE! | 0 | 0 | 0.20123 | 0.20123 | #VALUE! | #VALUE! |  |  |  | #VALUE! | #VALUE! | #VALUE! | #VALUE! | #VALUE! | #VALUE! | #VALUE!
Wednesday | 5 | 18 | 18 | 3306 | 0 | 0 | 0 | 0 | 0 | 0 | 0 | 0 | 0 | 0 | 0 | 0 | 0 | 0 | 0 | 0 | 0 | 0 | 0 | 0 | 0 | 0 | 0 | 0 | 0 | 0 | 0 | 0.0093501 | 0.053 | 0 | 0 | 0 | 0 | 0 | 0 | 0 | 0 | 0 | 0 | 0 |  | 0 | 0 | 0 |  | #VALUE! | #VALUE! | #VALUE! | #VALUE! |  |  | #VALUE! | #VALUE! | 0 | 0 | 0.20123 | 0.20123 | #VALUE! | #VALUE! | #VALUE! | #VALUE! | 0 | 0 | 0.20123 | 0.20123 | #VALUE! | #VALUE! | #VALUE! | #VALUE! | 0 | 0 | 0.20123 | 0.20123 | #VALUE! | #VALUE! |  |  |  | #VALUE! | #VALUE! | #VALUE! | #VALUE! | #VALUE! | #VALUE! | #VALUE!
Wednesday | 5 | 18 | 19 | 3307 | 0 | 0 | 0 | 0 | 0 | 0 | 0 | 0 | 0 | 0 | 0 | 0 | 0 | 0 | 0 | 0 | 0 | 0 | 0 | 0 | 0 | 0 | 0 | 0 | 0 | 0 | 0 | 0.013406 | 0.065 | 0 | 0 | 0 | 0 | 0 | 0 | 0 | 0 | 0 | 0 | 0 |  | 0 | 0 | 0 |  | #VALUE! | #VALUE! | #VALUE! | #VALUE! |  |  | #VALUE! | #VALUE! | 0 | 0 | 0.20123 | 0.20123 | #VALUE! | #VALUE! | #VALUE! | #VALUE! | 0 | 0 | 0.20123 | 0.20123 | #VALUE! | #VALUE! | #VALUE! | #VALUE! | 0 | 0 | 0.20123 | 0.20123 | #VALUE! | #VALUE! |  |  |  | #VALUE! | #VALUE! | #VALUE! | #VALUE! | #VALUE! | #VALUE! | #VALUE!
Wednesday | 5 | 18 | 20 | 3308 | 0 | 0 | 0 | 0 | 0 | 0 | 0 | 0 | 0 | 0 | 0 | 0 | 0 | 0 | 0 | 0 | 0 | 0 | 0 | 0 | 0 | 0 | 0 | 0 | 0 | 0 | 0 | 0.003331 | 0.002 | 0 | 0 | 0 | 0 | 0 | 0 | 0 | 0 | 0 | 0 | 0 |  | 0 | 0 | 0 |  | #VALUE! | #VALUE! | #VALUE! | #VALUE! |  |  | #VALUE! | #VALUE! | 0 | 0 | 0.20123 | 0.20123 | #VALUE! | #VALUE! | #VALUE! | #VALUE! | 0 | 0 | 0.20123 | 0.20123 | #VALUE! | #VALUE! | #VALUE! | #VALUE! | 0 | 0 | 0.20123 | 0.20123 | #VALUE! | #VALUE! |  |  |  | #VALUE! | #VALUE! | #VALUE! | #VALUE! | #VALUE! | #VALUE! | #VALUE!
Wednesday | 5 | 18 | 21 | 3309 | 0 | 0 | 0 | 0 | 0 | 0 | 0 | 0 | 0 | 0 | 0 | 0 | 0 | 0 | 0 | 0 | 0 | 0 | 0 | 0 | 0 | 0 | 0 | 0 | 0 | 0 | 0 | 0.003331 | 0 | 0 | 0 | 0 | 0 | 0 | 0 | 0 | 0 | 0 | 0 | 0 |  | 0 | 0 | 0 |  | #VALUE! | #VALUE! | #VALUE! | #VALUE! |  |  | #VALUE! | #VALUE! | 0 | 0 | 0.20123 | 0.20123 | #VALUE! | #VALUE! | #VALUE! | #VALUE! | 0 | 0 | 0.20123 | 0.20123 | #VALUE! | #VALUE! | #VALUE! | #VALUE! | 0 | 0 | 0.20123 | 0.20123 | #VALUE! | #VALUE! |  |  |  | #VALUE! | #VALUE! | #VALUE! | #VALUE! | #VALUE! | #VALUE! | #VALUE!
Wednesday | 5 | 18 | 22 | 3310 | 0 | 0 | 0 | 0 | 0 | 0 | 0 | 0 | 0 | 0 | 0 | 0 | 0 | 0 | 0 | 0 | 0 | 0 | 0 | 0 | 0 | 0 | 0 | 0 | 0 | 0 | 0 | 0.00031724 | 0 | 0 | 0 | 0 | 0 | 0 | 0 | 0 | 0 | 0 | 0 | 0 |  | 0 | 0 | 0 |  | #VALUE! | #VALUE! | #VALUE! | #VALUE! |  |  | #VALUE! | #VALUE! | 0 | 0 | 0.20123 | 0.20123 | #VALUE! | #VALUE! | #VALUE! | #VALUE! | 0 | 0 | 0.20123 | 0.20123 | #VALUE! | #VALUE! | #VALUE! | #VALUE! | 0 | 0 | 0.20123 | 0.20123 | #VALUE! | #VALUE! |  |  |  | #VALUE! | #VALUE! | #VALUE! | #VALUE! | #VALUE! | #VALUE! | #VALUE!
Wednesday | 5 | 18 | 23 | 3311 | 0 | 0 | 0 | 0 | 0 | 0 | 0 | 0 | 0 | 0 | 0 | 0 | 0 | 0 | 0 | 0 | 0 | 0 | 0 | 0 | 0 | 0 | 0 | 0 | 0 | 0 | 0 | 0 | 0 | 0 | 0 | 0 | 0 | 0 | 0 | 0 | 0 | 0 | 0 | 0 |  | 0 | 0 | 0 |  | #VALUE! | #VALUE! | #VALUE! | #VALUE! |  |  | #VALUE! | #VALUE! | 0 | 0 | 0.20123 | 0.20123 | #VALUE! | #VALUE! | #VALUE! | #VALUE! | 0 | 0 | 0.20123 | 0.20123 | #VALUE! | #VALUE! | #VALUE! | #VALUE! | 0 | 0 | 0.20123 | 0.20123 | #VALUE! | #VALUE! |  |  |  | #VALUE! | #VALUE! | #VALUE! | #VALUE! | #VALUE! | #VALUE! | #VALUE!
Wednesday | 5 | 18 | 24 | 3312 | 0 | 0 | 0 | 0 | 0 | 0 | 0 | 0 | 0 | 0 | 0 | 0 | 0 | 0 | 0 | 0 | 0 | 0 | 0 | 0 | 0 | 0 | 0 | 0 | 0 | 0 | 0 | 0.00031724 | 0 | 0 | 0 | 0 | 0 | 0 | 0 | 0 | 0 | 0 | 0 | 0 |  | 0 | 0 | 0 |  | #VALUE! | #VALUE! | #VALUE! | #VALUE! |  |  | #VALUE! | #VALUE! | 0 | 0 | 0.20123 | 0.20123 | #VALUE! | #VALUE! | #VALUE! | #VALUE! | 0 | 0 | 0.20123 | 0.20123 | #VALUE! | #VALUE! | #VALUE! | #VALUE! | 0 | 0 | 0.20123 | 0.20123 | #VALUE! | #VALUE! |  |  |  | #VALUE! | #VALUE! | #VALUE! | #VALUE! | #VALUE! | #VALUE! | #VALUE!
Thursday | 5 | 19 | 1 | 3313 | 0 | 0 | 0 | 0 | 0 | 0 | 0 | 0 | 0 | 0 | 0 | 0 | 0 | 0 | 0 | 0 | 0 | 0 | 0 | 0 | 0 | 0 | 0 | 0 | 0 | 0 | 0 | 0 | 0 | 0 | 0 | 0 | 0 | 0 | 0 | 0 | 0 | 0 | 0 | 0 |  | 0 | 0 | 0 |  | #VALUE! | #VALUE! | #VALUE! | #VALUE! |  |  | #VALUE! | #VALUE! | 0 | 0 | 0.20123 | 0.20123 | #VALUE! | #VALUE! | #VALUE! | #VALUE! | 0 | 0 | 0.20123 | 0.20123 | #VALUE! | #VALUE! | #VALUE! | #VALUE! | 0 | 0 | 0.20123 | 0.20123 | #VALUE! | #VALUE! |  |  |  | #VALUE! | #VALUE! | #VALUE! | #VALUE! | #VALUE! | #VALUE! | #VALUE!
Thursday | 5 | 19 | 2 | 3314 | 0 | 0 | 0 | 0 | 0 | 0 | 0 | 0 | 0 | 0 | 0 | 0 | 0 | 0 | 0 | 0 | 0 | 0 | 0 | 0 | 0 | 0 | 0 | 0 | 0 | 0 | 0 | 0 | 0 | 0 | 0 | 0 | 0 | 0 | 0 | 0 | 0 | 0 | 0 | 0 |  | 0 | 0 | 0 |  | #VALUE! | #VALUE! | #VALUE! | #VALUE! |  |  | #VALUE! | #VALUE! | 0 | 0 | 0.20123 | 0.20123 | #VALUE! | #VALUE! | #VALUE! | #VALUE! | 0 | 0 | 0.20123 | 0.20123 | #VALUE! | #VALUE! | #VALUE! | #VALUE! | 0 | 0 | 0.20123 | 0.20123 | #VALUE! | #VALUE! |  |  |  | #VALUE! | #VALUE! | #VALUE! | #VALUE! | #VALUE! | #VALUE! | #VALUE!
Thursday | 5 | 19 | 3 | 3315 | 0 | 0 | 0 | 0 | 0 | 0 | 0 | 0 | 0 | 0 | 0 | 0 | 0 | 0 | 0 | 0 | 0 | 0 | 0 | 0 | 0 | 0 | 0 | 0 | 0 | 0 | 0 | 0 | 0 | 0 | 0 | 0 | 0 | 0 | 0 | 0 | 0 | 0 | 0 | 0 |  | 0 | 0 | 0 |  | #VALUE! | #VALUE! | #VALUE! | #VALUE! |  |  | #VALUE! | #VALUE! | 0 | 0 | 0.20123 | 0.20123 | #VALUE! | #VALUE! | #VALUE! | #VALUE! | 0 | 0 | 0.20123 | 0.20123 | #VALUE! | #VALUE! | #VALUE! | #VALUE! | 0 | 0 | 0.20123 | 0.20123 | #VALUE! | #VALUE! |  |  |  | #VALUE! | #VALUE! | #VALUE! | #VALUE! | #VALUE! | #VALUE! | #VALUE!
Thursday | 5 | 19 | 4 | 3316 | 0 | 0 | 0 | 0 | 0 | 0 | 0 | 0 | 0 | 0 | 0 | 0 | 0 | 0 | 0 | 0 | 0 | 0 | 0 | 0 | 0 | 0 | 0 | 0 | 0 | 0 | 0 | 0 | 0 | 0 | 0 | 0 | 0 | 0 | 0 | 0 | 0 | 0 | 0 | 0 |  | 0 | 0 | 0 |  | #VALUE! | #VALUE! | #VALUE! | #VALUE! |  |  | #VALUE! | #VALUE! | 0 | 0 | 0.20123 | 0.20123 | #VALUE! | #VALUE! | #VALUE! | #VALUE! | 0 | 0 | 0.20123 | 0.20123 | #VALUE! | #VALUE! | #VALUE! | #VALUE! | 0 | 0 | 0.20123 | 0.20123 | #VALUE! | #VALUE! |  |  |  | #VALUE! | #VALUE! | #VALUE! | #VALUE! | #VALUE! | #VALUE! | #VALUE!
Thursday | 5 | 19 | 5 | 3317 | 0 | 0 | 0 | 0 | 0 | 0 | 0 | 0 | 0 | 0 | 0 | 0 | 0 | 0 | 0 | 0 | 0 | 0 | 0 | 0 | 0 | 0 | 0 | 0 | 0 | 0 | 0 | 0 | 0 | 0 | 0 | 0 | 0 | 0 | 0 | 0 | 0 | 0 | 0 | 0 |  | 0 | 0 | 0 |  | #VALUE! | #VALUE! | #VALUE! | #VALUE! |  |  | #VALUE! | #VALUE! | 0 | 0 | 0.20123 | 0.20123 | #VALUE! | #VALUE! | #VALUE! | #VALUE! | 0 | 0 | 0.20123 | 0.20123 | #VALUE! | #VALUE! | #VALUE! | #VALUE! | 0 | 0 | 0.20123 | 0.20123 | #VALUE! | #VALUE! |  |  |  | #VALUE! | #VALUE! | #VALUE! | #VALUE! | #VALUE! | #VALUE! | #VALUE!
Thursday | 5 | 19 | 6 | 3318 | 0 | 0 | 0 | 0 | 0 | 0 | 0 | 0 | 0 | 0 | 0 | 0 | 0 | 0 | 0 | 0 | 0 | 0 | 0 | 0 | 0 | 0 | 0 | 0 | 0 | 0 | 0 | 0 | 0 | 0 | 0 | 0 | 0 | 0 | 0 | 0 | 0 | 0 | 0 | 0 |  | 0 | 0 | 0 |  | #VALUE! | #VALUE! | #VALUE! | #VALUE! |  |  | #VALUE! | #VALUE! | 0 | 0 | 0.20123 | 0.20123 | #VALUE! | #VALUE! | #VALUE! | #VALUE! | 0 | 0 | 0.20123 | 0.20123 | #VALUE! | #VALUE! | #VALUE! | #VALUE! | 0 | 0 | 0.20123 | 0.20123 | #VALUE! | #VALUE! |  |  |  | #VALUE! | #VALUE! | #VALUE! | #VALUE! | #VALUE! | #VALUE! | #VALUE!
Thursday | 5 | 19 | 7 | 3319 | 0 | 0 | 0 | 0 | 0 | 0 | 0 | 0 | 0 | 0 | 0 | 0 | 0 | 0 | 0 | 0 | 0 | 0 | 0 | 0 | 0 | 0 | 0 | 0 | 0 | 0 | 0 | 0 | 0 | 0 | 0 | 0 | 0 | 0 | 0 | 0 | 0 | 0 | 0 | 0 |  | 0 | 0 | 0 |  | #VALUE! | #VALUE! | #VALUE! | #VALUE! |  |  | #VALUE! | #VALUE! | 0 | 0 | 0.20123 | 0.20123 | #VALUE! | #VALUE! | #VALUE! | #VALUE! | 0 | 0 | 0.20123 | 0.20123 | #VALUE! | #VALUE! | #VALUE! | #VALUE! | 0 | 0 | 0.20123 | 0.20123 | #VALUE! | #VALUE! |  |  |  | #VALUE! | #VALUE! | #VALUE! | #VALUE! | #VALUE! | #VALUE! | #VALUE!
Thursday | 5 | 19 | 8 | 3320 | 0 | 0 | 0 | 0 | 0 | 0 | 0 | 0 | 0 | 0 | 0 | 0 | 0 | 0 | 0 | 0 | 0 | 0 | 0 | 0 | 0 | 0 | 0 | 0 | 0.002028 | 0 | 0 | 0.00031724 | 0 | 0 | 0 | 0 | 0 | 0 | 0 | 0 | 0 | 0 | 0 | 0 |  | 0 | 0 | 0 |  | #VALUE! | #VALUE! | #VALUE! | #VALUE! |  |  | #VALUE! | #VALUE! | 0 | 0 | 0.20123 | 0.20123 | #VALUE! | #VALUE! | #VALUE! | #VALUE! | 0 | 0 | 0.20123 | 0.20123 | #VALUE! | #VALUE! | #VALUE! | #VALUE! | 0 | 0 | 0.20123 | 0.20123 | #VALUE! | #VALUE! |  |  |  | #VALUE! | #VALUE! | #VALUE! | #VALUE! | #VALUE! | #VALUE! | #VALUE!
Thursday | 5 | 19 | 9 | 3321 | 0 | 0 | 0 | 0 | 0 | 0 | 0 | 0 | 0 | 0 | 0 | 0 | 0 | 0 | 0 | 0 | 0 | 0 | 0 | 0 | 0 | 0 | 0 | 0 | 0 | 0 | 0 | 0.0092 | 0.009 | 0 | 0 | 0 | 0 | 0 | 0 | 0 | 0 | 0 | 0 | 0 |  | 0 | 0 | 0 |  | #VALUE! | #VALUE! | #VALUE! | #VALUE! |  |  | #VALUE! | #VALUE! | 0 | 0 | 0.20123 | 0.20123 | #VALUE! | #VALUE! | #VALUE! | #VALUE! | 0 | 0 | 0.20123 | 0.20123 | #VALUE! | #VALUE! | #VALUE! | #VALUE! | 0 | 0 | 0.20123 | 0.20123 | #VALUE! | #VALUE! |  |  |  | #VALUE! | #VALUE! | #VALUE! | #VALUE! | #VALUE! | #VALUE! | #VALUE!
Thursday | 5 | 19 | 10 | 3322 | 0 | 0 | 0 | 0 | 0 | 0 | 0 | 0 | 0 | 0 | 0 | 0 | 0 | 0 | 0 | 0 | 0 | 0 | 0 | 0 | 0 | 0 | 0 | 0 | 0 | 0 | 0 | 0.02188 | 0.076 | 0 | 0 | 0 | 0 | 0 | 0 | 0 | 0 | 0 | 0 | 0 |  | 0 | 0 | 0 |  | #VALUE! | #VALUE! | #VALUE! | #VALUE! |  |  | #VALUE! | #VALUE! | 0 | 0 | 0.20123 | 0.20123 | #VALUE! | #VALUE! | #VALUE! | #VALUE! | 0 | 0 | 0.20123 | 0.20123 | #VALUE! | #VALUE! | #VALUE! | #VALUE! | 0 | 0 | 0.20123 | 0.20123 | #VALUE! | #VALUE! |  |  |  | #VALUE! | #VALUE! | #VALUE! | #VALUE! | #VALUE! | #VALUE! | #VALUE!
Thursday | 5 | 19 | 11 | 3323 | 0 | 0 | 0 | 0 | 0 | 0 | 0 | 0 | 0 | 0 | 0 | 0 | 0 | 0 | 0 | 0 | 0 | 0 | 0 | 0 | 0 | 0 | 0 | 0 | 0.0041449 | 0 | 0 | 0.033441 | 0.104 | 0 | 0 | 0 | 0 | 0 | 0 | 0 | 0 | 0 | 0 | 0 |  | 0 | 0 | 0 |  | #VALUE! | #VALUE! | #VALUE! | #VALUE! |  |  | #VALUE! | #VALUE! | 0 | 0 | 0.20123 | 0.20123 | #VALUE! | #VALUE! | #VALUE! | #VALUE! | 0 | 0 | 0.20123 | 0.20123 | #VALUE! | #VALUE! | #VALUE! | #VALUE! | 0 | 0 | 0.20123 | 0.20123 | #VALUE! | #VALUE! |  |  |  | #VALUE! | #VALUE! | #VALUE! | #VALUE! | #VALUE! | #VALUE! | #VALUE!
Thursday | 5 | 19 | 12 | 3324 | 0 | 0 | 0 | 0 | 0 | 0 | 0 | 0 | 0 | 0 | 0 | 0 | 0 | 0 | 0 | 0 | 0 | 0 | 0 | 0 | 0 | 0 | 0 | 0.00084375 | 0.015076 | 0 | 0.00092506 | 0.072265 | 0.171 | 0 | 0 | 0 | 0 | 0 | 0 | 0 | 0 | 0 | 0 | 0 |  | 0 | 0 | 0 |  | #VALUE! | #VALUE! | #VALUE! | #VALUE! |  |  | #VALUE! | #VALUE! | 0 | 0 | 0.20123 | 0.20123 | #VALUE! | #VALUE! | #VALUE! | #VALUE! | 0 | 0 | 0.20123 | 0.20123 | #VALUE! | #VALUE! | #VALUE! | #VALUE! | 0 | 0 | 0.20123 | 0.20123 | #VALUE! | #VALUE! |  |  |  | #VALUE! | #VALUE! | #VALUE! | #VALUE! | #VALUE! | #VALUE! | #VALUE!
Thursday | 5 | 19 | 13 | 3325 | 0 | 0 | 0 | 0 | 0 | 0 | 0 | 0 | 0 | 0 | 0 | 0 | 0 | 0 | 0 | 0 | 0 | 0 | 0 | 0 | 0 | 0 | 0 | 0.0010938 | 0.016939 | 0 | 0.00094819 | 0.076497 | 0.178 | 0 | 0 | 0 | 0 | 0 | 0 | 0 | 0 | 0 | 0 | 0 |  | 0 | 0 | 0 |  | #VALUE! | #VALUE! | #VALUE! | #VALUE! |  |  | #VALUE! | #VALUE! | 0 | 0 | 0.20123 | 0.20123 | #VALUE! | #VALUE! | #VALUE! | #VALUE! | 0 | 0 | 0.20123 | 0.20123 | #VALUE! | #VALUE! | #VALUE! | #VALUE! | 0 | 0 | 0.20123 | 0.20123 | #VALUE! | #VALUE! |  |  |  | #VALUE! | #VALUE! | #VALUE! | #VALUE! | #VALUE! | #VALUE! | #VALUE!
Thursday | 5 | 19 | 14 | 3326 | 0 | 0 | 0 | 0 | 0 | 0 | 0 | 0 | 0 | 0 | 0 | 0 | 0 | 0 | 0 | 0 | 0 | 0 | 0 | 0 | 0 | 0 | 0 | 0 | 0.009924 | 0 | 0.00030065 | 0.054393 | 0.143 | 0 | 0 | 0 | 0 | 0 | 0 | 0 | 0 | 0 | 0 | 0 |  | 0 | 0 | 0 |  | #VALUE! | #VALUE! | #VALUE! | #VALUE! |  |  | #VALUE! | #VALUE! | 0 | 0 | 0.20123 | 0.20123 | #VALUE! | #VALUE! | #VALUE! | #VALUE! | 0 | 0 | 0.20123 | 0.20123 | #VALUE! | #VALUE! | #VALUE! | #VALUE! | 0 | 0 | 0.20123 | 0.20123 | #VALUE! | #VALUE! |  |  |  | #VALUE! | #VALUE! | #VALUE! | #VALUE! | #VALUE! | #VALUE! | #VALUE!
Thursday | 5 | 19 | 15 | 3327 | 0 | 0 | 0 | 0 | 0 | 0 | 0 | 0 | 0 | 0 | 0 | 0 | 0 | 0 | 0 | 0 | 0 | 0 | 0 | 0 | 0 | 0 | 0 | 0.00021875 | 0.013441 | 0 | 0.00061285 | 0.067392 | 0.161 | 0 | 0 | 0 | 0 | 0 | 0 | 0 | 0 | 0 | 0 | 0 |  | 0 | 0 | 0 |  | #VALUE! | #VALUE! | #VALUE! | #VALUE! |  |  | #VALUE! | #VALUE! | 0 | 0 | 0.20123 | 0.20123 | #VALUE! | #VALUE! | #VALUE! | #VALUE! | 0 | 0 | 0.20123 | 0.20123 | #VALUE! | #VALUE! | #VALUE! | #VALUE! | 0 | 0 | 0.20123 | 0.20123 | #VALUE! | #VALUE! |  |  |  | #VALUE! | #VALUE! | #VALUE! | #VALUE! | #VALUE! | #VALUE! | #VALUE!
Thursday | 5 | 19 | 16 | 3328 | 0 | 0 | 0 | 0 | 0 | 0 | 0 | 0 | 0 | 0 | 0 | 0 | 0 | 0 | 0 | 0 | 0 | 0 | 0 | 0 | 0 | 0 | 0 | 0.0033466 | 0.017041 | 0 | 0.0012835 | 0.098472 | 0.195 | 0 | 0 | 0 | 0 | 0 | 0 | 0 | 0 | 0 | 0 | 0 |  | 0 | 0 | 0 |  | #VALUE! | #VALUE! | #VALUE! | #VALUE! |  |  | #VALUE! | #VALUE! | 0 | 0 | 0.20123 | 0.20123 | #VALUE! | #VALUE! | #VALUE! | #VALUE! | 0 | 0 | 0.20123 | 0.20123 | #VALUE! | #VALUE! | #VALUE! | #VALUE! | 0 | 0 | 0.20123 | 0.20123 | #VALUE! | #VALUE! |  |  |  | #VALUE! | #VALUE! | #VALUE! | #VALUE! | #VALUE! | #VALUE! | #VALUE!
Thursday | 5 | 19 | 17 | 3329 | 0 | 0 | 0 | 0 | 0 | 0 | 0 | 0 | 0 | 0 | 0 | 0 | 0 | 0 | 0 | 0 | 0 | 0 | 0 | 0 | 0 | 0 | 0.0014167 | 0.009013 | 0.016768 | 0 | 0.0016304 | 0.12016 | 0.213 | 0 | 0 | 0 | 0 | 0 | 0 | 0 | 0 | 0 | 0 | 0 |  | 0 | 0 | 0 |  | #VALUE! | #VALUE! | #VALUE! | #VALUE! |  |  | #VALUE! | #VALUE! | 0 | 0 | 0.20123 | 0.20123 | #VALUE! | #VALUE! | #VALUE! | #VALUE! | 0 | 0 | 0.20123 | 0.20123 | #VALUE! | #VALUE! | #VALUE! | #VALUE! | 0 | 0 | 0.20123 | 0.20123 | #VALUE! | #VALUE! |  |  |  | #VALUE! | #VALUE! | #VALUE! | #VALUE! | #VALUE! | #VALUE! | #VALUE!
Thursday | 5 | 19 | 18 | 3330 | 0 | 0 | 0 | 0 | 0 | 0 | 0 | 0 | 0 | 0 | 0 | 0 | 0 | 0 | 0 | 0 | 0 | 0 | 0 | 0 | 0 | 0 | 0 | 0.0012187 | 0.011417 | 0 | 0.00098288 | 0.085077 | 0.178 | 0 | 0 | 0 | 0 | 0 | 0 | 0 | 0 | 0 | 0 | 0 |  | 0 | 0 | 0 |  | #VALUE! | #VALUE! | #VALUE! | #VALUE! |  |  | #VALUE! | #VALUE! | 0 | 0 | 0.20123 | 0.20123 | #VALUE! | #VALUE! | #VALUE! | #VALUE! | 0 | 0 | 0.20123 | 0.20123 | #VALUE! | #VALUE! | #VALUE! | #VALUE! | 0 | 0 | 0.20123 | 0.20123 | #VALUE! | #VALUE! |  |  |  | #VALUE! | #VALUE! | #VALUE! | #VALUE! | #VALUE! | #VALUE! | #VALUE!
Thursday | 5 | 19 | 19 | 3331 | 0 | 0 | 0 | 0 | 0 | 0 | 0 | 0 | 0 | 0 | 0 | 0 | 0 | 0 | 0 | 0 | 0 | 0 | 0 | 0 | 0 | 0 | 0 | 0 | 0.0057171 | 0 | 0.00064754 | 0.067693 | 0.161 | 0 | 0 | 0 | 0 | 0 | 0 | 0 | 0 | 0 | 0 | 0 |  | 0 | 0 | 0 |  | #VALUE! | #VALUE! | #VALUE! | #VALUE! |  |  | #VALUE! | #VALUE! | 0 | 0 | 0.20123 | 0.20123 | #VALUE! | #VALUE! | #VALUE! | #VALUE! | 0 | 0 | 0.20123 | 0.20123 | #VALUE! | #VALUE! | #VALUE! | #VALUE! | 0 | 0 | 0.20123 | 0.20123 | #VALUE! | #VALUE! |  |  |  | #VALUE! | #VALUE! | #VALUE! | #VALUE! | #VALUE! | #VALUE! | #VALUE!
Thursday | 5 | 19 | 20 | 3332 | 0 | 0 | 0 | 0 | 0 | 0 | 0 | 0 | 0 | 0 | 0 | 0 | 0 | 0 | 0 | 0 | 0 | 0 | 0 | 0 | 0 | 0 | 0 | 0 | 0 | 0 | 0 | 0.031293 | 0.101 | 0 | 0 | 0 | 0 | 0 | 0 | 0 | 0 | 0 | 0 | 0 |  | 0 | 0 | 0 |  | #VALUE! | #VALUE! | #VALUE! | #VALUE! |  |  | #VALUE! | #VALUE! | 0 | 0 | 0.20123 | 0.20123 | #VALUE! | #VALUE! | #VALUE! | #VALUE! | 0 | 0 | 0.20123 | 0.20123 | #VALUE! | #VALUE! | #VALUE! | #VALUE! | 0 | 0 | 0.20123 | 0.20123 | #VALUE! | #VALUE! |  |  |  | #VALUE! | #VALUE! | #VALUE! | #VALUE! | #VALUE! | #VALUE! | #VALUE!
Thursday | 5 | 19 | 21 | 3333 | 0 | 0 | 0 | 0 | 0 | 0 | 0 | 0 | 0 | 0 | 0 | 0 | 0 | 0 | 0 | 0 | 0 | 0 | 0 | 0 | 0 | 0 | 0 | 0 | 0 | 0 | 0 | 0.013865 | 0.056 | 0 | 0 | 0 | 0 | 0 | 0 | 0 | 0 | 0 | 0 | 0 |  | 0 | 0 | 0 |  | #VALUE! | #VALUE! | #VALUE! | #VALUE! |  |  | #VALUE! | #VALUE! | 0 | 0 | 0.20123 | 0.20123 | #VALUE! | #VALUE! | #VALUE! | #VALUE! | 0 | 0 | 0.20123 | 0.20123 | #VALUE! | #VALUE! | #VALUE! | #VALUE! | 0 | 0 | 0.20123 | 0.20123 | #VALUE! | #VALUE! |  |  |  | #VALUE! | #VALUE! | #VALUE! | #VALUE! | #VALUE! | #VALUE! | #VALUE!
Thursday | 5 | 19 | 22 | 3334 | 0 | 0 | 0 | 0 | 0 | 0 | 0 | 0 | 0 | 0 | 0 | 0 | 0 | 0 | 0 | 0 | 0 | 0 | 0 | 0 | 0 | 0 | 0 | 0 | 0 | 0 | 0 | 0.0061862 | 0.01 | 0 | 0 | 0 | 0 | 0 | 0 | 0 | 0 | 0 | 0 | 0 |  | 0 | 0 | 0 |  | #VALUE! | #VALUE! | #VALUE! | #VALUE! |  |  | #VALUE! | #VALUE! | 0 | 0 | 0.20123 | 0.20123 | #VALUE! | #VALUE! | #VALUE! | #VALUE! | 0 | 0 | 0.20123 | 0.20123 | #VALUE! | #VALUE! | #VALUE! | #VALUE! | 0 | 0 | 0.20123 | 0.20123 | #VALUE! | #VALUE! |  |  |  | #VALUE! | #VALUE! | #VALUE! | #VALUE! | #VALUE! | #VALUE! | #VALUE!
Thursday | 5 | 19 | 23 | 3335 | 0 | 0 | 0 | 0 | 0 | 0 | 0 | 0 | 0 | 0 | 0 | 0 | 0 | 0 | 0 | 0 | 0 | 0 | 0 | 0 | 0 | 0 | 0 | 0 | 0 | 0 | 0 | 0.003331 | 0 | 0 | 0 | 0 | 0 | 0 | 0 | 0 | 0 | 0 | 0 | 0 |  | 0 | 0 | 0 |  | #VALUE! | #VALUE! | #VALUE! | #VALUE! |  |  | #VALUE! | #VALUE! | 0 | 0 | 0.20123 | 0.20123 | #VALUE! | #VALUE! | #VALUE! | #VALUE! | 0 | 0 | 0.20123 | 0.20123 | #VALUE! | #VALUE! | #VALUE! | #VALUE! | 0 | 0 | 0.20123 | 0.20123 | #VALUE! | #VALUE! |  |  |  | #VALUE! | #VALUE! | #VALUE! | #VALUE! | #VALUE! | #VALUE! | #VALUE!
Thursday | 5 | 19 | 24 | 3336 | 0 | 0 | 0 | 0 | 0 | 0 | 0 | 0 | 0 | 0 | 0 | 0 | 0 | 0 | 0 | 0 | 0 | 0 | 0 | 0 | 0 | 0 | 0 | 0 | 0 | 0 | 0 | 0.0061862 | 0 | 0 | 0 | 0 | 0 | 0 | 0 | 0 | 0 | 0 | 0 | 0 |  | 0 | 0 | 0 |  | #VALUE! | #VALUE! | #VALUE! | #VALUE! |  |  | #VALUE! | #VALUE! | 0 | 0 | 0.20123 | 0.20123 | #VALUE! | #VALUE! | #VALUE! | #VALUE! | 0 | 0 | 0.20123 | 0.20123 | #VALUE! | #VALUE! | #VALUE! | #VALUE! | 0 | 0 | 0.20123 | 0.20123 | #VALUE! | #VALUE! |  |  |  | #VALUE! | #VALUE! | #VALUE! | #VALUE! | #VALUE! | #VALUE! | #VALUE!
Friday | 5 | 20 | 1 | 3337 | 0 | 0 | 0 | 0 | 0 | 0 | 0 | 0 | 0 | 0 | 0 | 0 | 0 | 0 | 0 | 0 | 0 | 0 | 0 | 0 | 0 | 0 | 0 | 0 | 0 | 0 | 0 | 0.0061862 | 0 | 0 | 0 | 0 | 0 | 0 | 0 | 0 | 0 | 0 | 0 | 0 |  | 0 | 0 | 0 |  | #VALUE! | #VALUE! | #VALUE! | #VALUE! |  |  | #VALUE! | #VALUE! | 0 | 0 | 0.20123 | 0.20123 | #VALUE! | #VALUE! | #VALUE! | #VALUE! | 0 | 0 | 0.20123 | 0.20123 | #VALUE! | #VALUE! | #VALUE! | #VALUE! | 0 | 0 | 0.20123 | 0.20123 | #VALUE! | #VALUE! |  |  |  | #VALUE! | #VALUE! | #VALUE! | #VALUE! | #VALUE! | #VALUE! | #VALUE!
Friday | 5 | 20 | 2 | 3338 | 0 | 0 | 0 | 0 | 0 | 0 | 0 | 0 | 0 | 0 | 0 | 0 | 0 | 0 | 0 | 0 | 0 | 0 | 0 | 0 | 0 | 0 | 0 | 0 | 0 | 0 | 0 | 0 | 0 | 0 | 0 | 0 | 0 | 0 | 0 | 0 | 0 | 0 | 0 | 0 |  | 0 | 0 | 0 |  | #VALUE! | #VALUE! | #VALUE! | #VALUE! |  |  | #VALUE! | #VALUE! | 0 | 0 | 0.20123 | 0.20123 | #VALUE! | #VALUE! | #VALUE! | #VALUE! | 0 | 0 | 0.20123 | 0.20123 | #VALUE! | #VALUE! | #VALUE! | #VALUE! | 0 | 0 | 0.20123 | 0.20123 | #VALUE! | #VALUE! |  |  |  | #VALUE! | #VALUE! | #VALUE! | #VALUE! | #VALUE! | #VALUE! | #VALUE!
Friday | 5 | 20 | 3 | 3339 | 0 | 0 | 0 | 0 | 0 | 0 | 0 | 0 | 0 | 0 | 0 | 0 | 0 | 0 | 0 | 0 | 0 | 0 | 0 | 0 | 0 | 0 | 0 | 0 | 0 | 0 | 0 | 0 | 0 | 0 | 0 | 0 | 0 | 0 | 0 | 0 | 0 | 0 | 0 | 0 |  | 0 | 0 | 0 |  | #VALUE! | #VALUE! | #VALUE! | #VALUE! |  |  | #VALUE! | #VALUE! | 0 | 0 | 0.20123 | 0.20123 | #VALUE! | #VALUE! | #VALUE! | #VALUE! | 0 | 0 | 0.20123 | 0.20123 | #VALUE! | #VALUE! | #VALUE! | #VALUE! | 0 | 0 | 0.20123 | 0.20123 | #VALUE! | #VALUE! |  |  |  | #VALUE! | #VALUE! | #VALUE! | #VALUE! | #VALUE! | #VALUE! | #VALUE!
Friday | 5 | 20 | 4 | 3340 | 0 | 0 | 0 | 0 | 0 | 0 | 0 | 0 | 0 | 0 | 0 | 0 | 0 | 0 | 0 | 0 | 0 | 0 | 0 | 0 | 0 | 0 | 0 | 0 | 0 | 0 | 0 | 0 | 0 | 0 | 0 | 0 | 0 | 0 | 0 | 0 | 0 | 0 | 0 | 0 |  | 0 | 0 | 0 |  | #VALUE! | #VALUE! | #VALUE! | #VALUE! |  |  | #VALUE! | #VALUE! | 0 | 0 | 0.20123 | 0.20123 | #VALUE! | #VALUE! | #VALUE! | #VALUE! | 0 | 0 | 0.20123 | 0.20123 | #VALUE! | #VALUE! | #VALUE! | #VALUE! | 0 | 0 | 0.20123 | 0.20123 | #VALUE! | #VALUE! |  |  |  | #VALUE! | #VALUE! | #VALUE! | #VALUE! | #VALUE! | #VALUE! | #VALUE!
Friday | 5 | 20 | 5 | 3341 | 0 | 0 | 0 | 0 | 0 | 0 | 0 | 0 | 0 | 0 | 0 | 0 | 0 | 0 | 0 | 0 | 0 | 0 | 0 | 0 | 0 | 0 | 0 | 0 | 0 | 0 | 0 | 0 | 0 | 0 | 0 | 0 | 0 | 0 | 0 | 0 | 0 | 0 | 0 | 0 |  | 0 | 0 | 0 |  | #VALUE! | #VALUE! | #VALUE! | #VALUE! |  |  | #VALUE! | #VALUE! | 0 | 0 | 0.20123 | 0.20123 | #VALUE! | #VALUE! | #VALUE! | #VALUE! | 0 | 0 | 0.20123 | 0.20123 | #VALUE! | #VALUE! | #VALUE! | #VALUE! | 0 | 0 | 0.20123 | 0.20123 | #VALUE! | #VALUE! |  |  |  | #VALUE! | #VALUE! | #VALUE! | #VALUE! | #VALUE! | #VALUE! | #VALUE!
Friday | 5 | 20 | 6 | 3342 | 0 | 0 | 0 | 0 | 0 | 0 | 0 | 0 | 0 | 0 | 0 | 0 | 0 | 0 | 0 | 0 | 0 | 0 | 0 | 0 | 0 | 0 | 0 | 0 | 0 | 0 | 0 | 0 | 0 | 0 | 0 | 0 | 0 | 0 | 0 | 0 | 0 | 0 | 0 | 0 |  | 0 | 0 | 0 |  | #VALUE! | #VALUE! | #VALUE! | #VALUE! |  |  | #VALUE! | #VALUE! | 0 | 0 | 0.20123 | 0.20123 | #VALUE! | #VALUE! | #VALUE! | #VALUE! | 0 | 0 | 0.20123 | 0.20123 | #VALUE! | #VALUE! | #VALUE! | #VALUE! | 0 | 0 | 0.20123 | 0.20123 | #VALUE! | #VALUE! |  |  |  | #VALUE! | #VALUE! | #VALUE! | #VALUE! | #VALUE! | #VALUE! | #VALUE!
Friday | 5 | 20 | 7 | 3343 | 0 | 0 | 0 | 0 | 0 | 0 | 0 | 0 | 0 | 0 | 0 | 0 | 0 | 0 | 0 | 0 | 0 | 0 | 0 | 0 | 0 | 0 | 0 | 0 | 0 | 0 | 0 | 0 | 0 | 0 | 0 | 0 | 0 | 0 | 0 | 0 | 0 | 0 | 0 | 0 |  | 0 | 0 | 0 |  | #VALUE! | #VALUE! | #VALUE! | #VALUE! |  |  | #VALUE! | #VALUE! | 0 | 0 | 0.20123 | 0.20123 | #VALUE! | #VALUE! | #VALUE! | #VALUE! | 0 | 0 | 0.20123 | 0.20123 | #VALUE! | #VALUE! | #VALUE! | #VALUE! | 0 | 0 | 0.20123 | 0.20123 | #VALUE! | #VALUE! |  |  |  | #VALUE! | #VALUE! | #VALUE! | #VALUE! | #VALUE! | #VALUE! | #VALUE!
Friday | 5 | 20 | 8 | 3344 | 0 | 0 | 0 | 0 | 0 | 0 | 0 | 0 | 0 | 0 | 0 | 0 | 0 | 0 | 0 | 0 | 0 | 0 | 0 | 0 | 0 | 0 | 0 | 0 | 0.0021882 | 0 | 0 | 0 | 0 | 0 | 0 | 0 | 0 | 0 | 0 | 0 | 0 | 0 | 0 | 0 |  | 0 | 0 | 0 |  | #VALUE! | #VALUE! | #VALUE! | #VALUE! |  |  | #VALUE! | #VALUE! | 0 | 0 | 0.20123 | 0.20123 | #VALUE! | #VALUE! | #VALUE! | #VALUE! | 0 | 0 | 0.20123 | 0.20123 | #VALUE! | #VALUE! | #VALUE! | #VALUE! | 0 | 0 | 0.20123 | 0.20123 | #VALUE! | #VALUE! |  |  |  | #VALUE! | #VALUE! | #VALUE! | #VALUE! | #VALUE! | #VALUE! | #VALUE!
Friday | 5 | 20 | 9 | 3345 | 0 | 0 | 0 | 0 | 0 | 0 | 0 | 0 | 0 | 0 | 0 | 0 | 0 | 0 | 0 | 0 | 0 | 0 | 0 | 0 | 0 | 0 | 0 | 0 | 0 | 0 | 0 | 0.003331 | 0 | 0 | 0 | 0 | 0 | 0 | 0 | 0 | 0 | 0 | 0 | 0 |  | 0 | 0 | 0 |  | #VALUE! | #VALUE! | #VALUE! | #VALUE! |  |  | #VALUE! | #VALUE! | 0 | 0 | 0.20123 | 0.20123 | #VALUE! | #VALUE! | #VALUE! | #VALUE! | 0 | 0 | 0.20123 | 0.20123 | #VALUE! | #VALUE! | #VALUE! | #VALUE! | 0 | 0 | 0.20123 | 0.20123 | #VALUE! | #VALUE! |  |  |  | #VALUE! | #VALUE! | #VALUE! | #VALUE! | #VALUE! | #VALUE! | #VALUE!
Friday | 5 | 20 | 10 | 3346 | 0 | 0 | 0 | 0 | 0 | 0 | 0 | 0 | 0 | 0 | 0 | 0 | 0 | 0 | 0 | 0 | 0 | 0 | 0 | 0 | 0 | 0 | 0 | 0 | 0.0036046 | 0 | 0 | 0.003331 | 0 | 0 | 0 | 0 | 0 | 0 | 0 | 0 | 0 | 0 | 0 | 0 |  | 0 | 0 | 0 |  | #VALUE! | #VALUE! | #VALUE! | #VALUE! |  |  | #VALUE! | #VALUE! | 0 | 0 | 0.20123 | 0.20123 | #VALUE! | #VALUE! | #VALUE! | #VALUE! | 0 | 0 | 0.20123 | 0.20123 | #VALUE! | #VALUE! | #VALUE! | #VALUE! | 0 | 0 | 0.20123 | 0.20123 | #VALUE! | #VALUE! |  |  |  | #VALUE! | #VALUE! | #VALUE! | #VALUE! | #VALUE! | #VALUE! | #VALUE!
Friday | 5 | 20 | 11 | 3347 | 0 | 0 | 0 | 0 | 0 | 0 | 0 | 0 | 0 | 0 | 0 | 0 | 0 | 0 | 0 | 0 | 0 | 0 | 0 | 0 | 0 | 0 | 0 | 0 | 0 | 0 | 0 | 0.003331 | 0 | 0 | 0 | 0 | 0 | 0 | 0 | 0 | 0 | 0 | 0 | 0 |  | 0 | 0 | 0 |  | #VALUE! | #VALUE! | #VALUE! | #VALUE! |  |  | #VALUE! | #VALUE! | 0 | 0 | 0.20123 | 0.20123 | #VALUE! | #VALUE! | #VALUE! | #VALUE! | 0 | 0 | 0.20123 | 0.20123 | #VALUE! | #VALUE! | #VALUE! | #VALUE! | 0 | 0 | 0.20123 | 0.20123 | #VALUE! | #VALUE! |  |  |  | #VALUE! | #VALUE! | #VALUE! | #VALUE! | #VALUE! | #VALUE! | #VALUE!
Friday | 5 | 20 | 12 | 3348 | 0 | 0 | 0 | 0 | 0 | 0 | 0 | 0 | 0 | 0 | 0 | 0 | 0 | 0 | 0 | 0 | 0 | 0 | 0 | 0 | 0 | 0 | 0 | 0 | 0 | 0 | 0 | 0.0061862 | 0 | 0 | 0 | 0 | 0 | 0 | 0 | 0 | 0 | 0 | 0 | 0 |  | 0 | 0 | 0 |  | #VALUE! | #VALUE! | #VALUE! | #VALUE! |  |  | #VALUE! | #VALUE! | 0 | 0 | 0.20123 | 0.20123 | #VALUE! | #VALUE! | #VALUE! | #VALUE! | 0 | 0 | 0.20123 | 0.20123 | #VALUE! | #VALUE! | #VALUE! | #VALUE! | 0 | 0 | 0.20123 | 0.20123 | #VALUE! | #VALUE! |  |  |  | #VALUE! | #VALUE! | #VALUE! | #VALUE! | #VALUE! | #VALUE! | #VALUE!
Friday | 5 | 20 | 13 | 3349 | 0 | 0 | 0 | 0 | 0 | 0 | 0 | 0 | 0 | 0 | 0 | 0 | 0 | 0 | 0 | 0 | 0 | 0 | 0 | 0 | 0 | 0 | 0 | 0 | 0 | 0 | 0 | 0.0092 | 0.021 | 0 | 0 | 0 | 0 | 0 | 0 | 0 | 0 | 0 | 0 | 0 |  | 0 | 0 | 0 |  | #VALUE! | #VALUE! | #VALUE! | #VALUE! |  |  | #VALUE! | #VALUE! | 0 | 0 | 0.20123 | 0.20123 | #VALUE! | #VALUE! | #VALUE! | #VALUE! | 0 | 0 | 0.20123 | 0.20123 | #VALUE! | #VALUE! | #VALUE! | #VALUE! | 0 | 0 | 0.20123 | 0.20123 | #VALUE! | #VALUE! |  |  |  | #VALUE! | #VALUE! | #VALUE! | #VALUE! | #VALUE! | #VALUE! | #VALUE!
Friday | 5 | 20 | 14 | 3350 | 0 | 0 | 0 | 0 | 0 | 0 | 0 | 0 | 0 | 0 | 0 | 0 | 0 | 0 | 0 | 0 | 0 | 0 | 0 | 0 | 0 | 0 | 0 | 0 | 0 | 0 | 0 | 0.0092 | 0.023 | 0 | 0 | 0 | 0 | 0 | 0 | 0 | 0 | 0 | 0 | 0 |  | 0 | 0 | 0 |  | #VALUE! | #VALUE! | #VALUE! | #VALUE! |  |  | #VALUE! | #VALUE! | 0 | 0 | 0.20123 | 0.20123 | #VALUE! | #VALUE! | #VALUE! | #VALUE! | 0 | 0 | 0.20123 | 0.20123 | #VALUE! | #VALUE! | #VALUE! | #VALUE! | 0 | 0 | 0.20123 | 0.20123 | #VALUE! | #VALUE! |  |  |  | #VALUE! | #VALUE! | #VALUE! | #VALUE! | #VALUE! | #VALUE! | #VALUE!
Friday | 5 | 20 | 15 | 3351 | 0 | 0 | 0 | 0 | 0 | 0 | 0 | 0 | 0 | 0 | 0 | 0 | 0 | 0 | 0 | 0 | 0 | 0 | 0 | 0 | 0 | 0 | 0 | 0 | 0 | 0 | 0 | 0.012214 | 0.044 | 0 | 0 | 0 | 0 | 0 | 0 | 0 | 0 | 0 | 0 | 0 |  | 0 | 0 | 0 |  | #VALUE! | #VALUE! | #VALUE! | #VALUE! |  |  | #VALUE! | #VALUE! | 0 | 0 | 0.20123 | 0.20123 | #VALUE! | #VALUE! | #VALUE! | #VALUE! | 0 | 0 | 0.20123 | 0.20123 | #VALUE! | #VALUE! | #VALUE! | #VALUE! | 0 | 0 | 0.20123 | 0.20123 | #VALUE! | #VALUE! |  |  |  | #VALUE! | #VALUE! | #VALUE! | #VALUE! | #VALUE! | #VALUE! | #VALUE!
Friday | 5 | 20 | 16 | 3352 | 0 | 0 | 0 | 0 | 0 | 0 | 0 | 0 | 0 | 0 | 0 | 0 | 0 | 0 | 0 | 0 | 0 | 0 | 0 | 0 | 0 | 0 | 0 | 0 | 0 | 0 | 0 | 0.0063448 | 0.004 | 0 | 0 | 0 | 0 | 0 | 0 | 0 | 0 | 0 | 0 | 0 |  | 0 | 0 | 0 |  | #VALUE! | #VALUE! | #VALUE! | #VALUE! |  |  | #VALUE! | #VALUE! | 0 | 0 | 0.20123 | 0.20123 | #VALUE! | #VALUE! | #VALUE! | #VALUE! | 0 | 0 | 0.20123 | 0.20123 | #VALUE! | #VALUE! | #VALUE! | #VALUE! | 0 | 0 | 0.20123 | 0.20123 | #VALUE! | #VALUE! |  |  |  | #VALUE! | #VALUE! | #VALUE! | #VALUE! | #VALUE! | #VALUE! | #VALUE!
Friday | 5 | 20 | 17 | 3353 | 0 | 0 | 0 | 0 | 0 | 0 | 0 | 0 | 0 | 0 | 0 | 0 | 0 | 0 | 0 | 0 | 0 | 0 | 0 | 0 | 0 | 0 | 0 | 0 | 0 | 0 | 0 | 0.003331 | 0 | 0 | 0 | 0 | 0 | 0 | 0 | 0 | 0 | 0 | 0 | 0 |  | 0 | 0 | 0 |  | #VALUE! | #VALUE! | #VALUE! | #VALUE! |  |  | #VALUE! | #VALUE! | 0 | 0 | 0.20123 | 0.20123 | #VALUE! | #VALUE! | #VALUE! | #VALUE! | 0 | 0 | 0.20123 | 0.20123 | #VALUE! | #VALUE! | #VALUE! | #VALUE! | 0 | 0 | 0.20123 | 0.20123 | #VALUE! | #VALUE! |  |  |  | #VALUE! | #VALUE! | #VALUE! | #VALUE! | #VALUE! | #VALUE! | #VALUE!
Friday | 5 | 20 | 18 | 3354 | 0 | 0 | 0 | 0 | 0 | 0 | 0 | 0 | 0 | 0 | 0 | 0 | 0 | 0 | 0 | 0 | 0 | 0 | 0 | 0 | 0 | 0 | 0 | 0 | 0 | 0 | 0 | 0.00031724 | 0 | 0 | 0 | 0 | 0 | 0 | 0 | 0 | 0 | 0 | 0 | 0 |  | 0 | 0 | 0 |  | #VALUE! | #VALUE! | #VALUE! | #VALUE! |  |  | #VALUE! | #VALUE! | 0 | 0 | 0.20123 | 0.20123 | #VALUE! | #VALUE! | #VALUE! | #VALUE! | 0 | 0 | 0.20123 | 0.20123 | #VALUE! | #VALUE! | #VALUE! | #VALUE! | 0 | 0 | 0.20123 | 0.20123 | #VALUE! | #VALUE! |  |  |  | #VALUE! | #VALUE! | #VALUE! | #VALUE! | #VALUE! | #VALUE! | #VALUE!
Friday | 5 | 20 | 19 | 3355 | 0 | 0 | 0 | 0 | 0 | 0 | 0 | 0 | 0 | 0 | 0 | 0 | 0 | 0 | 0 | 0 | 0 | 0 | 0 | 0 | 0 | 0 | 0 | 0 | 0 | 0 | 0 | 0.003331 | 0 | 0 | 0 | 0 | 0 | 0 | 0 | 0 | 0 | 0 | 0 | 0 |  | 0 | 0 | 0 |  | #VALUE! | #VALUE! | #VALUE! | #VALUE! |  |  | #VALUE! | #VALUE! | 0 | 0 | 0.20123 | 0.20123 | #VALUE! | #VALUE! | #VALUE! | #VALUE! | 0 | 0 | 0.20123 | 0.20123 | #VALUE! | #VALUE! | #VALUE! | #VALUE! | 0 | 0 | 0.20123 | 0.20123 | #VALUE! | #VALUE! |  |  |  | #VALUE! | #VALUE! | #VALUE! | #VALUE! | #VALUE! | #VALUE! | #VALUE!
Friday | 5 | 20 | 20 | 3356 | 0 | 0 | 0 | 0 | 0 | 0 | 0 | 0 | 0 | 0 | 0 | 0 | 0 | 0 | 0 | 0 | 0 | 0 | 0 | 0 | 0 | 0 | 0 | 0 | 0 | 0 | 0 | 0 | 0 | 0 | 0 | 0 | 0 | 0 | 0 | 0 | 0 | 0 | 0 | 0 |  | 0 | 0 | 0 |  | #VALUE! | #VALUE! | #VALUE! | #VALUE! |  |  | #VALUE! | #VALUE! | 0 | 0 | 0.20123 | 0.20123 | #VALUE! | #VALUE! | #VALUE! | #VALUE! | 0 | 0 | 0.20123 | 0.20123 | #VALUE! | #VALUE! | #VALUE! | #VALUE! | 0 | 0 | 0.20123 | 0.20123 | #VALUE! | #VALUE! |  |  |  | #VALUE! | #VALUE! | #VALUE! | #VALUE! | #VALUE! | #VALUE! | #VALUE!
Friday | 5 | 20 | 21 | 3357 | 0 | 0 | 0 | 0 | 0 | 0 | 0 | 0 | 0 | 0 | 0 | 0 | 0 | 0 | 0 | 0 | 0 | 0 | 0 | 0 | 0 | 0 | 0 | 0 | 0 | 0 | 0 | 0 | 0 | 0 | 0 | 0 | 0 | 0 | 0 | 0 | 0 | 0 | 0 | 0 |  | 0 | 0 | 0 |  | #VALUE! | #VALUE! | #VALUE! | #VALUE! |  |  | #VALUE! | #VALUE! | 0 | 0 | 0.20123 | 0.20123 | #VALUE! | #VALUE! | #VALUE! | #VALUE! | 0 | 0 | 0.20123 | 0.20123 | #VALUE! | #VALUE! | #VALUE! | #VALUE! | 0 | 0 | 0.20123 | 0.20123 | #VALUE! | #VALUE! |  |  |  | #VALUE! | #VALUE! | #VALUE! | #VALUE! | #VALUE! | #VALUE! | #VALUE!
Friday | 5 | 20 | 22 | 3358 | 0 | 0 | 0 | 0 | 0 | 0 | 0 | 0 | 0 | 0 | 0 | 0 | 0 | 0 | 0 | 0 | 0 | 0 | 0 | 0 | 0 | 0 | 0 | 0 | 0 | 0 | 0 | 0 | 0 | 0 | 0 | 0 | 0 | 0 | 0 | 0 | 0 | 0 | 0 | 0 |  | 0 | 0 | 0 |  | #VALUE! | #VALUE! | #VALUE! | #VALUE! |  |  | #VALUE! | #VALUE! | 0 | 0 | 0.20123 | 0.20123 | #VALUE! | #VALUE! | #VALUE! | #VALUE! | 0 | 0 | 0.20123 | 0.20123 | #VALUE! | #VALUE! | #VALUE! | #VALUE! | 0 | 0 | 0.20123 | 0.20123 | #VALUE! | #VALUE! |  |  |  | #VALUE! | #VALUE! | #VALUE! | #VALUE! | #VALUE! | #VALUE! | #VALUE!
Friday | 5 | 20 | 23 | 3359 | 0 | 0 | 0 | 0 | 0 | 0 | 0 | 0 | 0 | 0 | 0 | 0 | 0 | 0 | 0 | 0 | 0 | 0 | 0 | 0 | 0 | 0 | 0 | 0 | 0 | 0 | 0 | 0 | 0 | 0 | 0 | 0 | 0 | 0 | 0 | 0 | 0 | 0 | 0 | 0 |  | 0 | 0 | 0 |  | #VALUE! | #VALUE! | #VALUE! | #VALUE! |  |  | #VALUE! | #VALUE! | 0 | 0 | 0.20123 | 0.20123 | #VALUE! | #VALUE! | #VALUE! | #VALUE! | 0 | 0 | 0.20123 | 0.20123 | #VALUE! | #VALUE! | #VALUE! | #VALUE! | 0 | 0 | 0.20123 | 0.20123 | #VALUE! | #VALUE! |  |  |  | #VALUE! | #VALUE! | #VALUE! | #VALUE! | #VALUE! | #VALUE! | #VALUE!
Friday | 5 | 20 | 24 | 3360 | 0 | 0 | 0 | 0 | 0 | 0 | 0 | 0 | 0 | 0 | 0 | 0 | 0 | 0 | 0 | 0 | 0 | 0 | 0 | 0 | 0 | 0 | 0 | 0 | 0 | 0 | 0 | 0 | 0 | 0 | 0 | 0 | 0 | 0 | 0 | 0 | 0 | 0 | 0 | 0 |  | 0 | 0 | 0 |  | #VALUE! | #VALUE! | #VALUE! | #VALUE! |  |  | #VALUE! | #VALUE! | 0 | 0 | 0.20123 | 0.20123 | #VALUE! | #VALUE! | #VALUE! | #VALUE! | 0 | 0 | 0.20123 | 0.20123 | #VALUE! | #VALUE! | #VALUE! | #VALUE! | 0 | 0 | 0.20123 | 0.20123 | #VALUE! | #VALUE! |  |  |  | #VALUE! | #VALUE! | #VALUE! | #VALUE! | #VALUE! | #VALUE! | #VALUE!
Saturday | 5 | 21 | 1 | 3361 | 0 | 0 | 0 | 0 | 0 | 0 | 0 | 0 | 0 | 0 | 0 | 0 | 0 | 0 | 0 | 0 | 0 | 0 | 0 | 0 | 0 | 0 | 0 | 0 | 0 | 0 | 0 | 0 | 0 | 0 | 0 | 0 | 0 | 0 | 0 | 0 | 0 | 0 | 0 | 0 |  | 0 | 0 | 0 |  | #VALUE! | #VALUE! | #VALUE! | #VALUE! |  |  | #VALUE! | #VALUE! | 0 | 0 | 0.20123 | 0.20123 | #VALUE! | #VALUE! | #VALUE! | #VALUE! | 0 | 0 | 0.20123 | 0.20123 | #VALUE! | #VALUE! | #VALUE! | #VALUE! | 0 | 0 | 0.20123 | 0.20123 | #VALUE! | #VALUE! |  |  |  | #VALUE! | #VALUE! | #VALUE! | #VALUE! | #VALUE! | #VALUE! | #VALUE!
Saturday | 5 | 21 | 2 | 3362 | 0 | 0 | 0 | 0 | 0 | 0 | 0 | 0 | 0 | 0 | 0 | 0 | 0 | 0 | 0 | 0 | 0 | 0 | 0 | 0 | 0 | 0 | 0 | 0 | 0 | 0 | 0 | 0 | 0 | 0 | 0 | 0 | 0 | 0 | 0 | 0 | 0 | 0 | 0 | 0 |  | 0 | 0 | 0 |  | #VALUE! | #VALUE! | #VALUE! | #VALUE! |  |  | #VALUE! | #VALUE! | 0 | 0 | 0.20123 | 0.20123 | #VALUE! | #VALUE! | #VALUE! | #VALUE! | 0 | 0 | 0.20123 | 0.20123 | #VALUE! | #VALUE! | #VALUE! | #VALUE! | 0 | 0 | 0.20123 | 0.20123 | #VALUE! | #VALUE! |  |  |  | #VALUE! | #VALUE! | #VALUE! | #VALUE! | #VALUE! | #VALUE! | #VALUE!
Saturday | 5 | 21 | 3 | 3363 | 0 | 0 | 0 | 0 | 0 | 0 | 0 | 0 | 0 | 0 | 0 | 0 | 0 | 0 | 0 | 0 | 0 | 0 | 0 | 0 | 0 | 0 | 0 | 0 | 0 | 0 | 0 | 0 | 0 | 0 | 0 | 0 | 0 | 0 | 0 | 0 | 0 | 0 | 0 | 0 |  | 0 | 0 | 0 |  | #VALUE! | #VALUE! | #VALUE! | #VALUE! |  |  | #VALUE! | #VALUE! | 0 | 0 | 0.20123 | 0.20123 | #VALUE! | #VALUE! | #VALUE! | #VALUE! | 0 | 0 | 0.20123 | 0.20123 | #VALUE! | #VALUE! | #VALUE! | #VALUE! | 0 | 0 | 0.20123 | 0.20123 | #VALUE! | #VALUE! |  |  |  | #VALUE! | #VALUE! | #VALUE! | #VALUE! | #VALUE! | #VALUE! | #VALUE!
Saturday | 5 | 21 | 4 | 3364 | 0 | 0 | 0 | 0 | 0 | 0 | 0 | 0 | 0 | 0 | 0 | 0 | 0 | 0 | 0 | 0 | 0 | 0 | 0 | 0 | 0 | 0 | 0 | 0 | 0 | 0 | 0 | 0 | 0 | 0 | 0 | 0 | 0 | 0 | 0 | 0 | 0 | 0 | 0 | 0 |  | 0 | 0 | 0 |  | #VALUE! | #VALUE! | #VALUE! | #VALUE! |  |  | #VALUE! | #VALUE! | 0 | 0 | 0.20123 | 0.20123 | #VALUE! | #VALUE! | #VALUE! | #VALUE! | 0 | 0 | 0.20123 | 0.20123 | #VALUE! | #VALUE! | #VALUE! | #VALUE! | 0 | 0 | 0.20123 | 0.20123 | #VALUE! | #VALUE! |  |  |  | #VALUE! | #VALUE! | #VALUE! | #VALUE! | #VALUE! | #VALUE! | #VALUE!
Saturday | 5 | 21 | 5 | 3365 | 0 | 0 | 0 | 0 | 0 | 0 | 0 | 0 | 0 | 0 | 0 | 0 | 0 | 0 | 0 | 0 | 0 | 0 | 0 | 0 | 0 | 0 | 0 | 0 | 0 | 0 | 0 | 0 | 0 | 0 | 0 | 0 | 0 | 0 | 0 | 0 | 0 | 0 | 0 | 0 |  | 0 | 0 | 0 |  | #VALUE! | #VALUE! | #VALUE! | #VALUE! |  |  | #VALUE! | #VALUE! | 0 | 0 | 0.20123 | 0.20123 | #VALUE! | #VALUE! | #VALUE! | #VALUE! | 0 | 0 | 0.20123 | 0.20123 | #VALUE! | #VALUE! | #VALUE! | #VALUE! | 0 | 0 | 0.20123 | 0.20123 | #VALUE! | #VALUE! |  |  |  | #VALUE! | #VALUE! | #VALUE! | #VALUE! | #VALUE! | #VALUE! | #VALUE!
Saturday | 5 | 21 | 6 | 3366 | 0 | 0 | 0 | 0 | 0 | 0 | 0 | 0 | 0 | 0 | 0 | 0 | 0 | 0 | 0 | 0 | 0 | 0 | 0 | 0 | 0 | 0 | 0 | 0 | 0.0034038 | 0 | 0 | 0 | 0 | 0 | 0 | 0 | 0 | 0 | 0 | 0 | 0 | 0 | 0 | 0 |  | 0 | 0 | 0 |  | #VALUE! | #VALUE! | #VALUE! | #VALUE! |  |  | #VALUE! | #VALUE! | 0 | 0 | 0.20123 | 0.20123 | #VALUE! | #VALUE! | #VALUE! | #VALUE! | 0 | 0 | 0.20123 | 0.20123 | #VALUE! | #VALUE! | #VALUE! | #VALUE! | 0 | 0 | 0.20123 | 0.20123 | #VALUE! | #VALUE! |  |  |  | #VALUE! | #VALUE! | #VALUE! | #VALUE! | #VALUE! | #VALUE! | #VALUE!
Saturday | 5 | 21 | 7 | 3367 | 0 | 0 | 0 | 0 | 0 | 0 | 0 | 0 | 0 | 0 | 0 | 0 | 0 | 0 | 0 | 0 | 0 | 0 | 0 | 0 | 0 | 0 | 0 | 0 | 0 | 0 | 0 | 0 | 0 | 0 | 0 | 0 | 0 | 0 | 0 | 0 | 0 | 0 | 0 | 0 |  | 0 | 0 | 0 |  | #VALUE! | #VALUE! | #VALUE! | #VALUE! |  |  | #VALUE! | #VALUE! | 0 | 0 | 0.20123 | 0.20123 | #VALUE! | #VALUE! | #VALUE! | #VALUE! | 0 | 0 | 0.20123 | 0.20123 | #VALUE! | #VALUE! | #VALUE! | #VALUE! | 0 | 0 | 0.20123 | 0.20123 | #VALUE! | #VALUE! |  |  |  | #VALUE! | #VALUE! | #VALUE! | #VALUE! | #VALUE! | #VALUE! | #VALUE!
Saturday | 5 | 21 | 8 | 3368 | 0 | 0 | 0 | 0 | 0 | 0 | 0 | 0 | 0 | 0 | 0 | 0 | 0 | 0 | 0 | 0 | 0 | 0 | 0 | 0 | 0 | 0 | 0 | 0 | 0.0052208 | 0 | 0 | 0.00031724 | 0 | 0 | 0 | 0 | 0 | 0 | 0 | 0 | 0 | 0 | 0 | 0 |  | 0 | 0 | 0 |  | #VALUE! | #VALUE! | #VALUE! | #VALUE! |  |  | #VALUE! | #VALUE! | 0 | 0 | 0.20123 | 0.20123 | #VALUE! | #VALUE! | #VALUE! | #VALUE! | 0 | 0 | 0.20123 | 0.20123 | #VALUE! | #VALUE! | #VALUE! | #VALUE! | 0 | 0 | 0.20123 | 0.20123 | #VALUE! | #VALUE! |  |  |  | #VALUE! | #VALUE! | #VALUE! | #VALUE! | #VALUE! | #VALUE! | #VALUE!
Saturday | 5 | 21 | 9 | 3369 | 0 | 0 | 0 | 0 | 0 | 0 | 0 | 0 | 0 | 0 | 0 | 0 | 0 | 0 | 0 | 0 | 0 | 0 | 0 | 0 | 0 | 0 | 0 | 0 | 0 | 0 | 0 | 0.015069 | 0.04 | 0 | 0 | 0 | 0 | 0 | 0 | 0 | 0 | 0 | 0 | 0 |  | 0 | 0 | 0 |  | #VALUE! | #VALUE! | #VALUE! | #VALUE! |  |  | #VALUE! | #VALUE! | 0 | 0 | 0.20123 | 0.20123 | #VALUE! | #VALUE! | #VALUE! | #VALUE! | 0 | 0 | 0.20123 | 0.20123 | #VALUE! | #VALUE! | #VALUE! | #VALUE! | 0 | 0 | 0.20123 | 0.20123 | #VALUE! | #VALUE! |  |  |  | #VALUE! | #VALUE! | #VALUE! | #VALUE! | #VALUE! | #VALUE! | #VALUE!
Saturday | 5 | 21 | 10 | 3370 | 0 | 0 | 0 | 0 | 0 | 0 | 0 | 0 | 0 | 0 | 0 | 0 | 0 | 0 | 0 | 0 | 0 | 0 | 0 | 0 | 0 | 0 | 0 | 0 | 0 | 0 | 0 | 0.020247 | 0.073 | 0 | 0 | 0 | 0 | 0 | 0 | 0 | 0 | 0 | 0 | 0 |  | 0 | 0 | 0 |  | #VALUE! | #VALUE! | #VALUE! | #VALUE! |  |  | #VALUE! | #VALUE! | 0 | 0 | 0.20123 | 0.20123 | #VALUE! | #VALUE! | #VALUE! | #VALUE! | 0 | 0 | 0.20123 | 0.20123 | #VALUE! | #VALUE! | #VALUE! | #VALUE! | 0 | 0 | 0.20123 | 0.20123 | #VALUE! | #VALUE! |  |  |  | #VALUE! | #VALUE! | #VALUE! | #VALUE! | #VALUE! | #VALUE! | #VALUE!
Saturday | 5 | 21 | 11 | 3371 | 0 | 0 | 0 | 0 | 0 | 0 | 0 | 0 | 0 | 0 | 0 | 0 | 0 | 0 | 0 | 0 | 0 | 0 | 0 | 0 | 0 | 0 | 0 | 0 | 0.010228 | 0 | 0.00053191 | 0.049949 | 0.144 | 0 | 0 | 0 | 0 | 0 | 0 | 0 | 0 | 0 | 0 | 0 |  | 0 | 0 | 0 |  | #VALUE! | #VALUE! | #VALUE! | #VALUE! |  |  | #VALUE! | #VALUE! | 0 | 0 | 0.20123 | 0.20123 | #VALUE! | #VALUE! | #VALUE! | #VALUE! | 0 | 0 | 0.20123 | 0.20123 | #VALUE! | #VALUE! | #VALUE! | #VALUE! | 0 | 0 | 0.20123 | 0.20123 | #VALUE! | #VALUE! |  |  |  | #VALUE! | #VALUE! | #VALUE! | #VALUE! | #VALUE! | #VALUE! | #VALUE!
Saturday | 5 | 21 | 12 | 3372 | 0 | 0 | 0 | 0 | 0 | 0 | 0 | 0 | 0 | 0 | 0 | 0 | 0 | 0 | 0 | 0 | 0 | 0 | 0 | 0 | 0 | 0 | 0 | 0.00089205 | 0.013934 | 0 | 0.00089037 | 0.069899 | 0.176 | 0 | 0 | 0 | 0 | 0 | 0 | 0 | 0 | 0 | 0 | 0 |  | 0 | 0 | 0 |  | #VALUE! | #VALUE! | #VALUE! | #VALUE! |  |  | #VALUE! | #VALUE! | 0 | 0 | 0.20123 | 0.20123 | #VALUE! | #VALUE! | #VALUE! | #VALUE! | 0 | 0 | 0.20123 | 0.20123 | #VALUE! | #VALUE! | #VALUE! | #VALUE! | 0 | 0 | 0.20123 | 0.20123 | #VALUE! | #VALUE! |  |  |  | #VALUE! | #VALUE! | #VALUE! | #VALUE! | #VALUE! | #VALUE! | #VALUE!
Saturday | 5 | 21 | 13 | 3373 | 0 | 0 | 0 | 0 | 0 | 0 | 0 | 0 | 0 | 0 | 0 | 0 | 0 | 0 | 0 | 0 | 0 | 0 | 0 | 0 | 0 | 0 | 0 | 0.003071 | 0.013993 | 0 | 0.0012257 | 0.089424 | 0.196 | 0 | 0 | 0 | 0 | 0 | 0 | 0 | 0 | 0 | 0 | 0 |  | 0 | 0 | 0 |  | #VALUE! | #VALUE! | #VALUE! | #VALUE! |  |  | #VALUE! | #VALUE! | 0 | 0 | 0.20123 | 0.20123 | #VALUE! | #VALUE! | #VALUE! | #VALUE! | 0 | 0 | 0.20123 | 0.20123 | #VALUE! | #VALUE! | #VALUE! | #VALUE! | 0 | 0 | 0.20123 | 0.20123 | #VALUE! | #VALUE! |  |  |  | #VALUE! | #VALUE! | #VALUE! | #VALUE! | #VALUE! | #VALUE! | #VALUE!
Saturday | 5 | 21 | 14 | 3374 | 0 | 0 | 0 | 0 | 0 | 0 | 0 | 0 | 0 | 0 | 0 | 0 | 0 | 0 | 0 | 0 | 0 | 0 | 0 | 0 | 0 | 0 | 0 | 0.0035568 | 0.016906 | 0 | 0.0012488 | 0.094173 | 0.196 | 0 | 0 | 0 | 0 | 0 | 0 | 0 | 0 | 0 | 0 | 0 |  | 0 | 0 | 0 |  | #VALUE! | #VALUE! | #VALUE! | #VALUE! |  |  | #VALUE! | #VALUE! | 0 | 0 | 0.20123 | 0.20123 | #VALUE! | #VALUE! | #VALUE! | #VALUE! | 0 | 0 | 0.20123 | 0.20123 | #VALUE! | #VALUE! | #VALUE! | #VALUE! | 0 | 0 | 0.20123 | 0.20123 | #VALUE! | #VALUE! |  |  |  | #VALUE! | #VALUE! | #VALUE! | #VALUE! | #VALUE! | #VALUE! | #VALUE!
Saturday | 5 | 21 | 15 | 3375 | 0 | 0 | 0 | 0 | 0 | 0 | 0 | 0 | 0 | 0 | 0 | 0 | 0 | 0 | 0 | 0 | 0 | 0 | 0 | 0 | 0 | 0 | 0 | 0 | 0.0049399 | 0 | 0.00026596 | 0.055636 | 0.144 | 0 | 0 | 0 | 0 | 0 | 0 | 0 | 0 | 0 | 0 | 0 |  | 0 | 0 | 0 |  | #VALUE! | #VALUE! | #VALUE! | #VALUE! |  |  | #VALUE! | #VALUE! | 0 | 0 | 0.20123 | 0.20123 | #VALUE! | #VALUE! | #VALUE! | #VALUE! | 0 | 0 | 0.20123 | 0.20123 | #VALUE! | #VALUE! | #VALUE! | #VALUE! | 0 | 0 | 0.20123 | 0.20123 | #VALUE! | #VALUE! |  |  |  | #VALUE! | #VALUE! | #VALUE! | #VALUE! | #VALUE! | #VALUE! | #VALUE!
Saturday | 5 | 21 | 16 | 3376 | 0 | 0 | 0 | 0 | 0 | 0 | 0 | 0 | 0 | 0 | 0 | 0 | 0 | 0 | 0 | 0 | 0 | 0 | 0 | 0 | 0 | 0 | 0 | 0 | 0 | 0 | 0 | 0.0092 | 0.047 | 0 | 0 | 0 | 0 | 0 | 0 | 0 | 0 | 0 | 0 | 0 |  | 0 | 0 | 0 |  | #VALUE! | #VALUE! | #VALUE! | #VALUE! |  |  | #VALUE! | #VALUE! | 0 | 0 | 0.20123 | 0.20123 | #VALUE! | #VALUE! | #VALUE! | #VALUE! | 0 | 0 | 0.20123 | 0.20123 | #VALUE! | #VALUE! | #VALUE! | #VALUE! | 0 | 0 | 0.20123 | 0.20123 | #VALUE! | #VALUE! |  |  |  | #VALUE! | #VALUE! | #VALUE! | #VALUE! | #VALUE! | #VALUE! | #VALUE!
Saturday | 5 | 21 | 17 | 3377 | 0 | 0 | 0 | 0 | 0 | 0 | 0 | 0 | 0 | 0 | 0 | 0 | 0 | 0 | 0 | 0 | 0 | 0 | 0 | 0 | 0 | 0 | 0 | 0 | 0 | 0 | 0 | 0.003331 | 0 | 0 | 0 | 0 | 0 | 0 | 0 | 0 | 0 | 0 | 0 | 0 |  | 0 | 0 | 0 |  | #VALUE! | #VALUE! | #VALUE! | #VALUE! |  |  | #VALUE! | #VALUE! | 0 | 0 | 0.20123 | 0.20123 | #VALUE! | #VALUE! | #VALUE! | #VALUE! | 0 | 0 | 0.20123 | 0.20123 | #VALUE! | #VALUE! | #VALUE! | #VALUE! | 0 | 0 | 0.20123 | 0.20123 | #VALUE! | #VALUE! |  |  |  | #VALUE! | #VALUE! | #VALUE! | #VALUE! | #VALUE! | #VALUE! | #VALUE!
Saturday | 5 | 21 | 18 | 3378 | 0 | 0 | 0 | 0 | 0 | 0 | 0 | 0 | 0 | 0 | 0 | 0 | 0 | 0 | 0 | 0 | 0 | 0 | 0 | 0 | 0 | 0 | 0 | 0 | 0.0036565 | 0 | 0 | 0.003331 | 0 | 0 | 0 | 0 | 0 | 0 | 0 | 0 | 0 | 0 | 0 | 0 |  | 0 | 0 | 0 |  | #VALUE! | #VALUE! | #VALUE! | #VALUE! |  |  | #VALUE! | #VALUE! | 0 | 0 | 0.20123 | 0.20123 | #VALUE! | #VALUE! | #VALUE! | #VALUE! | 0 | 0 | 0.20123 | 0.20123 | #VALUE! | #VALUE! | #VALUE! | #VALUE! | 0 | 0 | 0.20123 | 0.20123 | #VALUE! | #VALUE! |  |  |  | #VALUE! | #VALUE! | #VALUE! | #VALUE! | #VALUE! | #VALUE! | #VALUE!
Saturday | 5 | 21 | 19 | 3379 | 0 | 0 | 0 | 0 | 0 | 0 | 0 | 0 | 0 | 0 | 0 | 0 | 0 | 0 | 0 | 0 | 0 | 0 | 0 | 0 | 0 | 0 | 0 | 0 | 0 | 0 | 0 | 0.0092 | 0.028 | 0 | 0 | 0 | 0 | 0 | 0 | 0 | 0 | 0 | 0 | 0 |  | 0 | 0 | 0 |  | #VALUE! | #VALUE! | #VALUE! | #VALUE! |  |  | #VALUE! | #VALUE! | 0 | 0 | 0.20123 | 0.20123 | #VALUE! | #VALUE! | #VALUE! | #VALUE! | 0 | 0 | 0.20123 | 0.20123 | #VALUE! | #VALUE! | #VALUE! | #VALUE! | 0 | 0 | 0.20123 | 0.20123 | #VALUE! | #VALUE! |  |  |  | #VALUE! | #VALUE! | #VALUE! | #VALUE! | #VALUE! | #VALUE! | #VALUE!
Saturday | 5 | 21 | 20 | 3380 | 0 | 0 | 0 | 0 | 0 | 0 | 0 | 0 | 0 | 0 | 0 | 0 | 0 | 0 | 0 | 0 | 0 | 0 | 0 | 0 | 0 | 0 | 0 | 0 | 0 | 0 | 0 | 0 | 0 | 0 | 0 | 0 | 0 | 0 | 0 | 0 | 0 | 0 | 0 | 0 |  | 0 | 0 | 0 |  | #VALUE! | #VALUE! | #VALUE! | #VALUE! |  |  | #VALUE! | #VALUE! | 0 | 0 | 0.20123 | 0.20123 | #VALUE! | #VALUE! | #VALUE! | #VALUE! | 0 | 0 | 0.20123 | 0.20123 | #VALUE! | #VALUE! | #VALUE! | #VALUE! | 0 | 0 | 0.20123 | 0.20123 | #VALUE! | #VALUE! |  |  |  | #VALUE! | #VALUE! | #VALUE! | #VALUE! | #VALUE! | #VALUE! | #VALUE!
Saturday | 5 | 21 | 21 | 3381 | 0 | 0 | 0 | 0 | 0 | 0 | 0 | 0 | 0 | 0 | 0 | 0 | 0 | 0 | 0 | 0 | 0 | 0 | 0 | 0 | 0 | 0 | 0 | 0 | 0 | 0 | 0 | 0 | 0 | 0 | 0 | 0 | 0 | 0 | 0 | 0 | 0 | 0 | 0 | 0 |  | 0 | 0 | 0 |  | #VALUE! | #VALUE! | #VALUE! | #VALUE! |  |  | #VALUE! | #VALUE! | 0 | 0 | 0.20123 | 0.20123 | #VALUE! | #VALUE! | #VALUE! | #VALUE! | 0 | 0 | 0.20123 | 0.20123 | #VALUE! | #VALUE! | #VALUE! | #VALUE! | 0 | 0 | 0.20123 | 0.20123 | #VALUE! | #VALUE! |  |  |  | #VALUE! | #VALUE! | #VALUE! | #VALUE! | #VALUE! | #VALUE! | #VALUE!
Saturday | 5 | 21 | 22 | 3382 | 0 | 0 | 0 | 0 | 0 | 0 | 0 | 0 | 0 | 0 | 0 | 0 | 0 | 0 | 0 | 0 | 0 | 0 | 0 | 0 | 0 | 0 | 0 | 0 | 0 | 0 | 0 | 0 | 0 | 0 | 0 | 0 | 0 | 0 | 0 | 0 | 0 | 0 | 0 | 0 |  | 0 | 0 | 0 |  | #VALUE! | #VALUE! | #VALUE! | #VALUE! |  |  | #VALUE! | #VALUE! | 0 | 0 | 0.20123 | 0.20123 | #VALUE! | #VALUE! | #VALUE! | #VALUE! | 0 | 0 | 0.20123 | 0.20123 | #VALUE! | #VALUE! | #VALUE! | #VALUE! | 0 | 0 | 0.20123 | 0.20123 | #VALUE! | #VALUE! |  |  |  | #VALUE! | #VALUE! | #VALUE! | #VALUE! | #VALUE! | #VALUE! | #VALUE!
Saturday | 5 | 21 | 23 | 3383 | 0 | 0 | 0 | 0 | 0 | 0 | 0 | 0 | 0 | 0 | 0 | 0 | 0 | 0 | 0 | 0 | 0 | 0 | 0 | 0 | 0 | 0 | 0 | 0 | 0 | 0 | 0 | 0 | 0 | 0 | 0 | 0 | 0 | 0 | 0 | 0 | 0 | 0 | 0 | 0 |  | 0 | 0 | 0 |  | #VALUE! | #VALUE! | #VALUE! | #VALUE! |  |  | #VALUE! | #VALUE! | 0 | 0 | 0.20123 | 0.20123 | #VALUE! | #VALUE! | #VALUE! | #VALUE! | 0 | 0 | 0.20123 | 0.20123 | #VALUE! | #VALUE! | #VALUE! | #VALUE! | 0 | 0 | 0.20123 | 0.20123 | #VALUE! | #VALUE! |  |  |  | #VALUE! | #VALUE! | #VALUE! | #VALUE! | #VALUE! | #VALUE! | #VALUE!
Saturday | 5 | 21 | 24 | 3384 | 0 | 0 | 0 | 0 | 0 | 0 | 0 | 0 | 0 | 0 | 0 | 0 | 0 | 0 | 0 | 0 | 0 | 0 | 0 | 0 | 0 | 0 | 0 | 0 | 0 | 0 | 0 | 0 | 0 | 0 | 0 | 0 | 0 | 0 | 0 | 0 | 0 | 0 | 0 | 0 |  | 0 | 0 | 0 |  | #VALUE! | #VALUE! | #VALUE! | #VALUE! |  |  | #VALUE! | #VALUE! | 0 | 0 | 0.20123 | 0.20123 | #VALUE! | #VALUE! | #VALUE! | #VALUE! | 0 | 0 | 0.20123 | 0.20123 | #VALUE! | #VALUE! | #VALUE! | #VALUE! | 0 | 0 | 0.20123 | 0.20123 | #VALUE! | #VALUE! |  |  |  | #VALUE! | #VALUE! | #VALUE! | #VALUE! | #VALUE! | #VALUE! | #VALUE!
Sunday | 5 | 22 | 1 | 3385 | 0 | 0 | 0 | 0 | 0 | 0 | 0 | 0 | 0 | 0 | 0 | 0 | 0 | 0 | 0 | 0 | 0 | 0 | 0 | 0 | 0 | 0 | 0 | 0 | 0 | 0 | 0 | 0 | 0 | 0 | 0 | 0 | 0 | 0 | 0 | 0 | 0 | 0 | 0 | 0 |  | 0 | 0 | 0 |  | #VALUE! | #VALUE! | #VALUE! | #VALUE! |  |  | #VALUE! | #VALUE! | 0 | 0 | 0.20123 | 0.20123 | #VALUE! | #VALUE! | #VALUE! | #VALUE! | 0 | 0 | 0.20123 | 0.20123 | #VALUE! | #VALUE! | #VALUE! | #VALUE! | 0 | 0 | 0.20123 | 0.20123 | #VALUE! | #VALUE! |  |  |  | #VALUE! | #VALUE! | #VALUE! | #VALUE! | #VALUE! | #VALUE! | #VALUE!
Sunday | 5 | 22 | 2 | 3386 | 0 | 0 | 0 | 0 | 0 | 0 | 0 | 0 | 0 | 0 | 0 | 0 | 0 | 0 | 0 | 0 | 0 | 0 | 0 | 0 | 0 | 0 | 0 | 0 | 0 | 0 | 0 | 0 | 0 | 0 | 0 | 0 | 0 | 0 | 0 | 0 | 0 | 0 | 0 | 0 |  | 0 | 0 | 0 |  | #VALUE! | #VALUE! | #VALUE! | #VALUE! |  |  | #VALUE! | #VALUE! | 0 | 0 | 0.20123 | 0.20123 | #VALUE! | #VALUE! | #VALUE! | #VALUE! | 0 | 0 | 0.20123 | 0.20123 | #VALUE! | #VALUE! | #VALUE! | #VALUE! | 0 | 0 | 0.20123 | 0.20123 | #VALUE! | #VALUE! |  |  |  | #VALUE! | #VALUE! | #VALUE! | #VALUE! | #VALUE! | #VALUE! | #VALUE!
Sunday | 5 | 22 | 3 | 3387 | 0 | 0 | 0 | 0 | 0 | 0 | 0 | 0 | 0 | 0 | 0 | 0 | 0 | 0 | 0 | 0 | 0 | 0 | 0 | 0 | 0 | 0 | 0 | 0 | 0 | 0 | 0 | 0 | 0 | 0 | 0 | 0 | 0 | 0 | 0 | 0 | 0 | 0 | 0 | 0 |  | 0 | 0 | 0 |  | #VALUE! | #VALUE! | #VALUE! | #VALUE! |  |  | #VALUE! | #VALUE! | 0 | 0 | 0.20123 | 0.20123 | #VALUE! | #VALUE! | #VALUE! | #VALUE! | 0 | 0 | 0.20123 | 0.20123 | #VALUE! | #VALUE! | #VALUE! | #VALUE! | 0 | 0 | 0.20123 | 0.20123 | #VALUE! | #VALUE! |  |  |  | #VALUE! | #VALUE! | #VALUE! | #VALUE! | #VALUE! | #VALUE! | #VALUE!
Sunday | 5 | 22 | 4 | 3388 | 0 | 0 | 0 | 0 | 0 | 0 | 0 | 0 | 0 | 0 | 0 | 0 | 0 | 0 | 0 | 0 | 0 | 0 | 0 | 0 | 0 | 0 | 0 | 0 | 0 | 0 | 0 | 0 | 0 | 0 | 0 | 0 | 0 | 0 | 0 | 0 | 0 | 0 | 0 | 0 |  | 0 | 0 | 0 |  | #VALUE! | #VALUE! | #VALUE! | #VALUE! |  |  | #VALUE! | #VALUE! | 0 | 0 | 0.20123 | 0.20123 | #VALUE! | #VALUE! | #VALUE! | #VALUE! | 0 | 0 | 0.20123 | 0.20123 | #VALUE! | #VALUE! | #VALUE! | #VALUE! | 0 | 0 | 0.20123 | 0.20123 | #VALUE! | #VALUE! |  |  |  | #VALUE! | #VALUE! | #VALUE! | #VALUE! | #VALUE! | #VALUE! | #VALUE!
Sunday | 5 | 22 | 5 | 3389 | 0 | 0 | 0 | 0 | 0 | 0 | 0 | 0 | 0 | 0 | 0 | 0 | 0 | 0 | 0 | 0 | 0 | 0 | 0 | 0 | 0 | 0 | 0 | 0 | 0 | 0 | 0 | 0 | 0 | 0 | 0 | 0 | 0 | 0 | 0 | 0 | 0 | 0 | 0 | 0 |  | 0 | 0 | 0 |  | #VALUE! | #VALUE! | #VALUE! | #VALUE! |  |  | #VALUE! | #VALUE! | 0 | 0 | 0.20123 | 0.20123 | #VALUE! | #VALUE! | #VALUE! | #VALUE! | 0 | 0 | 0.20123 | 0.20123 | #VALUE! | #VALUE! | #VALUE! | #VALUE! | 0 | 0 | 0.20123 | 0.20123 | #VALUE! | #VALUE! |  |  |  | #VALUE! | #VALUE! | #VALUE! | #VALUE! | #VALUE! | #VALUE! | #VALUE!
Sunday | 5 | 22 | 6 | 3390 | 0 | 0 | 0 | 0 | 0 | 0 | 0 | 0 | 0 | 0 | 0 | 0 | 0 | 0 | 0 | 0 | 0 | 0 | 0 | 0 | 0 | 0 | 0 | 0 | 0.0038101 | 0 | 0 | 0 | 0 | 0 | 0 | 0 | 0 | 0 | 0 | 0 | 0 | 0 | 0 | 0 |  | 0 | 0 | 0 |  | #VALUE! | #VALUE! | #VALUE! | #VALUE! |  |  | #VALUE! | #VALUE! | 0 | 0 | 0.20123 | 0.20123 | #VALUE! | #VALUE! | #VALUE! | #VALUE! | 0 | 0 | 0.20123 | 0.20123 | #VALUE! | #VALUE! | #VALUE! | #VALUE! | 0 | 0 | 0.20123 | 0.20123 | #VALUE! | #VALUE! |  |  |  | #VALUE! | #VALUE! | #VALUE! | #VALUE! | #VALUE! | #VALUE! | #VALUE!
Sunday | 5 | 22 | 7 | 3391 | 0 | 0 | 0 | 0 | 0 | 0 | 0 | 0 | 0 | 0 | 0 | 0 | 0 | 0 | 0 | 0 | 0 | 0 | 0 | 0 | 0 | 0 | 0 | 0 | 0.0046465 | 0 | 0 | 0 | 0 | 0 | 0 | 0 | 0 | 0 | 0 | 0 | 0 | 0 | 0 | 0 |  | 0 | 0 | 0 |  | #VALUE! | #VALUE! | #VALUE! | #VALUE! |  |  | #VALUE! | #VALUE! | 0 | 0 | 0.20123 | 0.20123 | #VALUE! | #VALUE! | #VALUE! | #VALUE! | 0 | 0 | 0.20123 | 0.20123 | #VALUE! | #VALUE! | #VALUE! | #VALUE! | 0 | 0 | 0.20123 | 0.20123 | #VALUE! | #VALUE! |  |  |  | #VALUE! | #VALUE! | #VALUE! | #VALUE! | #VALUE! | #VALUE! | #VALUE!
Sunday | 5 | 22 | 8 | 3392 | 0 | 0 | 0 | 0 | 0 | 0 | 0 | 0 | 0 | 0 | 0 | 0 | 0 | 0 | 0 | 0 | 0 | 0 | 0 | 0 | 0 | 0 | 0 | 0 | 0.0018049 | 0 | 0 | 0 | 0 | 0 | 0 | 0 | 0 | 0 | 0 | 0 | 0 | 0 | 0 | 0 |  | 0 | 0 | 0 |  | #VALUE! | #VALUE! | #VALUE! | #VALUE! |  |  | #VALUE! | #VALUE! | 0 | 0 | 0.20123 | 0.20123 | #VALUE! | #VALUE! | #VALUE! | #VALUE! | 0 | 0 | 0.20123 | 0.20123 | #VALUE! | #VALUE! | #VALUE! | #VALUE! | 0 | 0 | 0.20123 | 0.20123 | #VALUE! | #VALUE! |  |  |  | #VALUE! | #VALUE! | #VALUE! | #VALUE! | #VALUE! | #VALUE! | #VALUE!
Sunday | 5 | 22 | 9 | 3393 | 0 | 0 | 0 | 0 | 0 | 0 | 0 | 0 | 0 | 0 | 0 | 0 | 0 | 0 | 0 | 0 | 0 | 0 | 0 | 0 | 0 | 0 | 0 | 0 | 0.0015466 | 0 | 0 | 0 | 0 | 0 | 0 | 0 | 0 | 0 | 0 | 0 | 0 | 0 | 0 | 0 |  | 0 | 0 | 0 |  | #VALUE! | #VALUE! | #VALUE! | #VALUE! |  |  | #VALUE! | #VALUE! | 0 | 0 | 0.20123 | 0.20123 | #VALUE! | #VALUE! | #VALUE! | #VALUE! | 0 | 0 | 0.20123 | 0.20123 | #VALUE! | #VALUE! | #VALUE! | #VALUE! | 0 | 0 | 0.20123 | 0.20123 | #VALUE! | #VALUE! |  |  |  | #VALUE! | #VALUE! | #VALUE! | #VALUE! | #VALUE! | #VALUE! | #VALUE!
Sunday | 5 | 22 | 10 | 3394 | 0 | 0 | 0 | 0 | 0 | 0 | 0 | 0 | 0 | 0 | 0 | 0 | 0 | 0 | 0 | 0 | 0 | 0 | 0 | 0 | 0 | 0 | 0 | 0 | 0.0020908 | 0 | 0 | 0 | 0 | 0 | 0 | 0 | 0 | 0 | 0 | 0 | 0 | 0 | 0 | 0 |  | 0 | 0 | 0 |  | #VALUE! | #VALUE! | #VALUE! | #VALUE! |  |  | #VALUE! | #VALUE! | 0 | 0 | 0.20123 | 0.20123 | #VALUE! | #VALUE! | #VALUE! | #VALUE! | 0 | 0 | 0.20123 | 0.20123 | #VALUE! | #VALUE! | #VALUE! | #VALUE! | 0 | 0 | 0.20123 | 0.20123 | #VALUE! | #VALUE! |  |  |  | #VALUE! | #VALUE! | #VALUE! | #VALUE! | #VALUE! | #VALUE! | #VALUE!
Sunday | 5 | 22 | 11 | 3395 | 0 | 0 | 0 | 0 | 0 | 0 | 0 | 0 | 0 | 0 | 0 | 0 | 0 | 0 | 0 | 0 | 0 | 0 | 0 | 0 | 0 | 0 | 0 | 0 | 0 | 0 | 0 | 0 | 0 | 0 | 0 | 0 | 0 | 0 | 0 | 0 | 0 | 0 | 0 | 0 |  | 0 | 0 | 0 |  | #VALUE! | #VALUE! | #VALUE! | #VALUE! |  |  | #VALUE! | #VALUE! | 0 | 0 | 0.20123 | 0.20123 | #VALUE! | #VALUE! | #VALUE! | #VALUE! | 0 | 0 | 0.20123 | 0.20123 | #VALUE! | #VALUE! | #VALUE! | #VALUE! | 0 | 0 | 0.20123 | 0.20123 | #VALUE! | #VALUE! |  |  |  | #VALUE! | #VALUE! | #VALUE! | #VALUE! | #VALUE! | #VALUE! | #VALUE!
Sunday | 5 | 22 | 12 | 3396 | 0 | 0 | 0 | 0 | 0 | 0 | 0 | 0 | 0 | 0 | 0 | 0 | 0 | 0 | 0 | 0 | 0 | 0 | 0 | 0 | 0 | 0 | 0 | 0 | 0 | 0 | 0 | 0 | 0 | 0 | 0 | 0 | 0 | 0 | 0 | 0 | 0 | 0 | 0 | 0 |  | 0 | 0 | 0 |  | #VALUE! | #VALUE! | #VALUE! | #VALUE! |  |  | #VALUE! | #VALUE! | 0 | 0 | 0.20123 | 0.20123 | #VALUE! | #VALUE! | #VALUE! | #VALUE! | 0 | 0 | 0.20123 | 0.20123 | #VALUE! | #VALUE! | #VALUE! | #VALUE! | 0 | 0 | 0.20123 | 0.20123 | #VALUE! | #VALUE! |  |  |  | #VALUE! | #VALUE! | #VALUE! | #VALUE! | #VALUE! | #VALUE! | #VALUE!
Sunday | 5 | 22 | 13 | 3397 | 0 | 0 | 0 | 0 | 0 | 0 | 0 | 0 | 0 | 0 | 0 | 0 | 0 | 0 | 0 | 0 | 0 | 0 | 0 | 0 | 0 | 0 | 0 | 0 | 0 | 0 | 0 | 0 | 0 | 0 | 0 | 0 | 0 | 0 | 0 | 0 | 0 | 0 | 0 | 0 |  | 0 | 0 | 0 |  | #VALUE! | #VALUE! | #VALUE! | #VALUE! |  |  | #VALUE! | #VALUE! | 0 | 0 | 0.20123 | 0.20123 | #VALUE! | #VALUE! | #VALUE! | #VALUE! | 0 | 0 | 0.20123 | 0.20123 | #VALUE! | #VALUE! | #VALUE! | #VALUE! | 0 | 0 | 0.20123 | 0.20123 | #VALUE! | #VALUE! |  |  |  | #VALUE! | #VALUE! | #VALUE! | #VALUE! | #VALUE! | #VALUE! | #VALUE!
Sunday | 5 | 22 | 14 | 3398 | 0 | 0 | 0 | 0 | 0 | 0 | 0 | 0 | 0 | 0 | 0 | 0 | 0 | 0 | 0 | 0 | 0 | 0 | 0 | 0 | 0 | 0 | 0 | 0 | 0 | 0 | 0 | 0 | 0 | 0 | 0 | 0 | 0 | 0 | 0 | 0 | 0 | 0 | 0 | 0 |  | 0 | 0 | 0 |  | #VALUE! | #VALUE! | #VALUE! | #VALUE! |  |  | #VALUE! | #VALUE! | 0 | 0 | 0.20123 | 0.20123 | #VALUE! | #VALUE! | #VALUE! | #VALUE! | 0 | 0 | 0.20123 | 0.20123 | #VALUE! | #VALUE! | #VALUE! | #VALUE! | 0 | 0 | 0.20123 | 0.20123 | #VALUE! | #VALUE! |  |  |  | #VALUE! | #VALUE! | #VALUE! | #VALUE! | #VALUE! | #VALUE! | #VALUE!
Sunday | 5 | 22 | 15 | 3399 | 0 | 0 | 0 | 0 | 0 | 0 | 0 | 0 | 0 | 0 | 0 | 0 | 0 | 0 | 0 | 0 | 0 | 0 | 0 | 0 | 0 | 0 | 0 | 0 | 0 | 0 | 0 | 0 | 0 | 0 | 0 | 0 | 0 | 0 | 0 | 0 | 0 | 0 | 0 | 0 |  | 0 | 0 | 0 |  | #VALUE! | #VALUE! | #VALUE! | #VALUE! |  |  | #VALUE! | #VALUE! | 0 | 0 | 0.20123 | 0.20123 | #VALUE! | #VALUE! | #VALUE! | #VALUE! | 0 | 0 | 0.20123 | 0.20123 | #VALUE! | #VALUE! | #VALUE! | #VALUE! | 0 | 0 | 0.20123 | 0.20123 | #VALUE! | #VALUE! |  |  |  | #VALUE! | #VALUE! | #VALUE! | #VALUE! | #VALUE! | #VALUE! | #VALUE!
Sunday | 5 | 22 | 16 | 3400 | 0 | 0 | 0 | 0 | 0 | 0 | 0 | 0 | 0 | 0 | 0 | 0 | 0 | 0 | 0 | 0 | 0 | 0 | 0 | 0 | 0 | 0 | 0 | 0 | 0 | 0 | 0 | 0 | 0 | 0 | 0 | 0 | 0 | 0 | 0 | 0 | 0 | 0 | 0 | 0 |  | 0 | 0 | 0 |  | #VALUE! | #VALUE! | #VALUE! | #VALUE! |  |  | #VALUE! | #VALUE! | 0 | 0 | 0.20123 | 0.20123 | #VALUE! | #VALUE! | #VALUE! | #VALUE! | 0 | 0 | 0.20123 | 0.20123 | #VALUE! | #VALUE! | #VALUE! | #VALUE! | 0 | 0 | 0.20123 | 0.20123 | #VALUE! | #VALUE! |  |  |  | #VALUE! | #VALUE! | #VALUE! | #VALUE! | #VALUE! | #VALUE! | #VALUE!
Sunday | 5 | 22 | 17 | 3401 | 0 | 0 | 0 | 0 | 0 | 0 | 0 | 0 | 0 | 0 | 0 | 0 | 0 | 0 | 0 | 0 | 0 | 0 | 0 | 0 | 0 | 0 | 0 | 0 | 0 | 0 | 0 | 0 | 0 | 0 | 0 | 0 | 0 | 0 | 0 | 0 | 0 | 0 | 0 | 0 |  | 0 | 0 | 0 |  | #VALUE! | #VALUE! | #VALUE! | #VALUE! |  |  | #VALUE! | #VALUE! | 0 | 0 | 0.20123 | 0.20123 | #VALUE! | #VALUE! | #VALUE! | #VALUE! | 0 | 0 | 0.20123 | 0.20123 | #VALUE! | #VALUE! | #VALUE! | #VALUE! | 0 | 0 | 0.20123 | 0.20123 | #VALUE! | #VALUE! |  |  |  | #VALUE! | #VALUE! | #VALUE! | #VALUE! | #VALUE! | #VALUE! | #VALUE!
Sunday | 5 | 22 | 18 | 3402 | 0 | 0 | 0 | 0 | 0 | 0 | 0 | 0 | 0 | 0 | 0 | 0 | 0 | 0 | 0 | 0 | 0 | 0 | 0 | 0 | 0 | 0 | 0 | 0 | 0 | 0 | 0 | 0 | 0 | 0 | 0 | 0 | 0 | 0 | 0 | 0 | 0 | 0 | 0 | 0 |  | 0 | 0 | 0 |  | #VALUE! | #VALUE! | #VALUE! | #VALUE! |  |  | #VALUE! | #VALUE! | 0 | 0 | 0.20123 | 0.20123 | #VALUE! | #VALUE! | #VALUE! | #VALUE! | 0 | 0 | 0.20123 | 0.20123 | #VALUE! | #VALUE! | #VALUE! | #VALUE! | 0 | 0 | 0.20123 | 0.20123 | #VALUE! | #VALUE! |  |  |  | #VALUE! | #VALUE! | #VALUE! | #VALUE! | #VALUE! | #VALUE! | #VALUE!
Sunday | 5 | 22 | 19 | 3403 | 0 | 0 | 0 | 0 | 0 | 0 | 0 | 0 | 0 | 0 | 0 | 0 | 0 | 0 | 0 | 0 | 0 | 0 | 0 | 0 | 0 | 0 | 0 | 0 | 0 | 0 | 0 | 0 | 0 | 0 | 0 | 0 | 0 | 0 | 0 | 0 | 0 | 0 | 0 | 0 |  | 0 | 0 | 0 |  | #VALUE! | #VALUE! | #VALUE! | #VALUE! |  |  | #VALUE! | #VALUE! | 0 | 0 | 0.20123 | 0.20123 | #VALUE! | #VALUE! | #VALUE! | #VALUE! | 0 | 0 | 0.20123 | 0.20123 | #VALUE! | #VALUE! | #VALUE! | #VALUE! | 0 | 0 | 0.20123 | 0.20123 | #VALUE! | #VALUE! |  |  |  | #VALUE! | #VALUE! | #VALUE! | #VALUE! | #VALUE! | #VALUE! | #VALUE!
Sunday | 5 | 22 | 20 | 3404 | 0 | 0 | 0 | 0 | 0 | 0 | 0 | 0 | 0 | 0 | 0 | 0 | 0 | 0 | 0 | 0 | 0 | 0 | 0 | 0 | 0 | 0 | 0 | 0 | 0 | 0 | 0 | 0 | 0 | 0 | 0 | 0 | 0 | 0 | 0 | 0 | 0 | 0 | 0 | 0 |  | 0 | 0 | 0 |  | #VALUE! | #VALUE! | #VALUE! | #VALUE! |  |  | #VALUE! | #VALUE! | 0 | 0 | 0.20123 | 0.20123 | #VALUE! | #VALUE! | #VALUE! | #VALUE! | 0 | 0 | 0.20123 | 0.20123 | #VALUE! | #VALUE! | #VALUE! | #VALUE! | 0 | 0 | 0.20123 | 0.20123 | #VALUE! | #VALUE! |  |  |  | #VALUE! | #VALUE! | #VALUE! | #VALUE! | #VALUE! | #VALUE! | #VALUE!
Sunday | 5 | 22 | 21 | 3405 | 0 | 0 | 0 | 0 | 0 | 0 | 0 | 0 | 0 | 0 | 0 | 0 | 0 | 0 | 0 | 0 | 0 | 0 | 0 | 0 | 0 | 0 | 0 | 0 | 0 | 0 | 0 | 0 | 0 | 0 | 0 | 0 | 0 | 0 | 0 | 0 | 0 | 0 | 0 | 0 |  | 0 | 0 | 0 |  | #VALUE! | #VALUE! | #VALUE! | #VALUE! |  |  | #VALUE! | #VALUE! | 0 | 0 | 0.20123 | 0.20123 | #VALUE! | #VALUE! | #VALUE! | #VALUE! | 0 | 0 | 0.20123 | 0.20123 | #VALUE! | #VALUE! | #VALUE! | #VALUE! | 0 | 0 | 0.20123 | 0.20123 | #VALUE! | #VALUE! |  |  |  | #VALUE! | #VALUE! | #VALUE! | #VALUE! | #VALUE! | #VALUE! | #VALUE!
Sunday | 5 | 22 | 22 | 3406 | 0 | 0 | 0 | 0 | 0 | 0 | 0 | 0 | 0 | 0 | 0 | 0 | 0 | 0 | 0 | 0 | 0 | 0 | 0 | 0 | 0 | 0 | 0 | 0 | 0 | 0 | 0 | 0 | 0 | 0 | 0 | 0 | 0 | 0 | 0 | 0 | 0 | 0 | 0 | 0 |  | 0 | 0 | 0 |  | #VALUE! | #VALUE! | #VALUE! | #VALUE! |  |  | #VALUE! | #VALUE! | 0 | 0 | 0.20123 | 0.20123 | #VALUE! | #VALUE! | #VALUE! | #VALUE! | 0 | 0 | 0.20123 | 0.20123 | #VALUE! | #VALUE! | #VALUE! | #VALUE! | 0 | 0 | 0.20123 | 0.20123 | #VALUE! | #VALUE! |  |  |  | #VALUE! | #VALUE! | #VALUE! | #VALUE! | #VALUE! | #VALUE! | #VALUE!
Sunday | 5 | 22 | 23 | 3407 | 0 | 0 | 0 | 0 | 0 | 0 | 0 | 0 | 0 | 0 | 0 | 0 | 0 | 0 | 0 | 0 | 0 | 0 | 0 | 0 | 0 | 0 | 0 | 0 | 0 | 0 | 0 | 0 | 0 | 0 | 0 | 0 | 0 | 0 | 0 | 0 | 0 | 0 | 0 | 0 |  | 0 | 0 | 0 |  | #VALUE! | #VALUE! | #VALUE! | #VALUE! |  |  | #VALUE! | #VALUE! | 0 | 0 | 0.20123 | 0.20123 | #VALUE! | #VALUE! | #VALUE! | #VALUE! | 0 | 0 | 0.20123 | 0.20123 | #VALUE! | #VALUE! | #VALUE! | #VALUE! | 0 | 0 | 0.20123 | 0.20123 | #VALUE! | #VALUE! |  |  |  | #VALUE! | #VALUE! | #VALUE! | #VALUE! | #VALUE! | #VALUE! | #VALUE!
Sunday | 5 | 22 | 24 | 3408 | 0 | 0 | 0 | 0 | 0 | 0 | 0 | 0 | 0 | 0 | 0 | 0 | 0 | 0 | 0 | 0 | 0 | 0 | 0 | 0 | 0 | 0 | 0 | 0 | 0 | 0 | 0 | 0 | 0 | 0 | 0 | 0 | 0 | 0 | 0 | 0 | 0 | 0 | 0 | 0 |  | 0 | 0 | 0 |  | #VALUE! | #VALUE! | #VALUE! | #VALUE! |  |  | #VALUE! | #VALUE! | 0 | 0 | 0.20123 | 0.20123 | #VALUE! | #VALUE! | #VALUE! | #VALUE! | 0 | 0 | 0.20123 | 0.20123 | #VALUE! | #VALUE! | #VALUE! | #VALUE! | 0 | 0 | 0.20123 | 0.20123 | #VALUE! | #VALUE! |  |  |  | #VALUE! | #VALUE! | #VALUE! | #VALUE! | #VALUE! | #VALUE! | #VALUE!
Monday | 5 | 23 | 1 | 3409 | 0 | 0 | 0 | 0 | 0 | 0 | 0 | 0 | 0 | 0 | 0 | 0 | 0 | 0 | 0 | 0 | 0 | 0 | 0 | 0 | 0 | 0 | 0 | 0 | 0 | 0 | 0 | 0 | 0 | 0 | 0 | 0 | 0 | 0 | 0 | 0 | 0 | 0 | 0 | 0 |  | 0 | 0 | 0 |  | #VALUE! | #VALUE! | #VALUE! | #VALUE! |  |  | #VALUE! | #VALUE! | 0 | 0 | 0.20123 | 0.20123 | #VALUE! | #VALUE! | #VALUE! | #VALUE! | 0 | 0 | 0.20123 | 0.20123 | #VALUE! | #VALUE! | #VALUE! | #VALUE! | 0 | 0 | 0.20123 | 0.20123 | #VALUE! | #VALUE! |  |  |  | #VALUE! | #VALUE! | #VALUE! | #VALUE! | #VALUE! | #VALUE! | #VALUE!
Monday | 5 | 23 | 2 | 3410 | 0 | 0 | 0 | 0 | 0 | 0 | 0 | 0 | 0 | 0 | 0 | 0 | 0 | 0 | 0 | 0 | 0 | 0 | 0 | 0 | 0 | 0 | 0 | 0 | 0 | 0 | 0 | 0 | 0 | 0 | 0 | 0 | 0 | 0 | 0 | 0 | 0 | 0 | 0 | 0 |  | 0 | 0 | 0 |  | #VALUE! | #VALUE! | #VALUE! | #VALUE! |  |  | #VALUE! | #VALUE! | 0 | 0 | 0.20123 | 0.20123 | #VALUE! | #VALUE! | #VALUE! | #VALUE! | 0 | 0 | 0.20123 | 0.20123 | #VALUE! | #VALUE! | #VALUE! | #VALUE! | 0 | 0 | 0.20123 | 0.20123 | #VALUE! | #VALUE! |  |  |  | #VALUE! | #VALUE! | #VALUE! | #VALUE! | #VALUE! | #VALUE! | #VALUE!
Monday | 5 | 23 | 3 | 3411 | 0 | 0 | 0 | 0 | 0 | 0 | 0 | 0 | 0 | 0 | 0 | 0 | 0 | 0 | 0 | 0 | 0 | 0 | 0 | 0 | 0 | 0 | 0 | 0 | 0 | 0 | 0 | 0 | 0 | 0 | 0 | 0 | 0 | 0 | 0 | 0 | 0 | 0 | 0 | 0 |  | 0 | 0 | 0 |  | #VALUE! | #VALUE! | #VALUE! | #VALUE! |  |  | #VALUE! | #VALUE! | 0 | 0 | 0.20123 | 0.20123 | #VALUE! | #VALUE! | #VALUE! | #VALUE! | 0 | 0 | 0.20123 | 0.20123 | #VALUE! | #VALUE! | #VALUE! | #VALUE! | 0 | 0 | 0.20123 | 0.20123 | #VALUE! | #VALUE! |  |  |  | #VALUE! | #VALUE! | #VALUE! | #VALUE! | #VALUE! | #VALUE! | #VALUE!
Monday | 5 | 23 | 4 | 3412 | 0 | 0 | 0 | 0 | 0 | 0 | 0 | 0 | 0 | 0 | 0 | 0 | 0 | 0 | 0 | 0 | 0 | 0 | 0 | 0 | 0 | 0 | 0 | 0 | 0 | 0 | 0 | 0 | 0 | 0 | 0 | 0 | 0 | 0 | 0 | 0 | 0 | 0 | 0 | 0 |  | 0 | 0 | 0 |  | #VALUE! | #VALUE! | #VALUE! | #VALUE! |  |  | #VALUE! | #VALUE! | 0 | 0 | 0.20123 | 0.20123 | #VALUE! | #VALUE! | #VALUE! | #VALUE! | 0 | 0 | 0.20123 | 0.20123 | #VALUE! | #VALUE! | #VALUE! | #VALUE! | 0 | 0 | 0.20123 | 0.20123 | #VALUE! | #VALUE! |  |  |  | #VALUE! | #VALUE! | #VALUE! | #VALUE! | #VALUE! | #VALUE! | #VALUE!
Monday | 5 | 23 | 5 | 3413 | 0 | 0 | 0 | 0 | 0 | 0 | 0 | 0 | 0 | 0 | 0 | 0 | 0 | 0 | 0 | 0 | 0 | 0 | 0 | 0 | 0 | 0 | 0 | 0 | 0 | 0 | 0 | 0 | 0 | 0 | 0 | 0 | 0 | 0 | 0 | 0 | 0 | 0 | 0 | 0 |  | 0 | 0 | 0 |  | #VALUE! | #VALUE! | #VALUE! | #VALUE! |  |  | #VALUE! | #VALUE! | 0 | 0 | 0.20123 | 0.20123 | #VALUE! | #VALUE! | #VALUE! | #VALUE! | 0 | 0 | 0.20123 | 0.20123 | #VALUE! | #VALUE! | #VALUE! | #VALUE! | 0 | 0 | 0.20123 | 0.20123 | #VALUE! | #VALUE! |  |  |  | #VALUE! | #VALUE! | #VALUE! | #VALUE! | #VALUE! | #VALUE! | #VALUE!
Monday | 5 | 23 | 6 | 3414 | 0 | 0 | 0 | 0 | 0 | 0 | 0 | 0 | 0 | 0 | 0 | 0 | 0 | 0 | 0 | 0 | 0 | 0 | 0 | 0 | 0 | 0 | 0 | 0 | 0 | 0 | 0 | 0 | 0 | 0 | 0 | 0 | 0 | 0 | 0 | 0 | 0 | 0 | 0 | 0 |  | 0 | 0 | 0 |  | #VALUE! | #VALUE! | #VALUE! | #VALUE! |  |  | #VALUE! | #VALUE! | 0 | 0 | 0.20123 | 0.20123 | #VALUE! | #VALUE! | #VALUE! | #VALUE! | 0 | 0 | 0.20123 | 0.20123 | #VALUE! | #VALUE! | #VALUE! | #VALUE! | 0 | 0 | 0.20123 | 0.20123 | #VALUE! | #VALUE! |  |  |  | #VALUE! | #VALUE! | #VALUE! | #VALUE! | #VALUE! | #VALUE! | #VALUE!
Monday | 5 | 23 | 7 | 3415 | 0 | 0 | 0 | 0 | 0 | 0 | 0 | 0 | 0 | 0 | 0 | 0 | 0 | 0 | 0 | 0 | 0 | 0 | 0 | 0 | 0 | 0 | 0 | 0 | 0 | 0 | 0 | 0 | 0 | 0 | 0 | 0 | 0 | 0 | 0 | 0 | 0 | 0 | 0 | 0 |  | 0 | 0 | 0 |  | #VALUE! | #VALUE! | #VALUE! | #VALUE! |  |  | #VALUE! | #VALUE! | 0 | 0 | 0.20123 | 0.20123 | #VALUE! | #VALUE! | #VALUE! | #VALUE! | 0 | 0 | 0.20123 | 0.20123 | #VALUE! | #VALUE! | #VALUE! | #VALUE! | 0 | 0 | 0.20123 | 0.20123 | #VALUE! | #VALUE! |  |  |  | #VALUE! | #VALUE! | #VALUE! | #VALUE! | #VALUE! | #VALUE! | #VALUE!
Monday | 5 | 23 | 8 | 3416 | 0 | 0 | 0 | 0 | 0 | 0 | 0 | 0 | 0 | 0 | 0 | 0 | 0 | 0 | 0 | 0 | 0 | 0 | 0 | 0 | 0 | 0 | 0 | 0 | 0 | 0 | 0 | 0 | 0 | 0 | 0 | 0 | 0 | 0 | 0 | 0 | 0 | 0 | 0 | 0 |  | 0 | 0 | 0 |  | #VALUE! | #VALUE! | #VALUE! | #VALUE! |  |  | #VALUE! | #VALUE! | 0 | 0 | 0.20123 | 0.20123 | #VALUE! | #VALUE! | #VALUE! | #VALUE! | 0 | 0 | 0.20123 | 0.20123 | #VALUE! | #VALUE! | #VALUE! | #VALUE! | 0 | 0 | 0.20123 | 0.20123 | #VALUE! | #VALUE! |  |  |  | #VALUE! | #VALUE! | #VALUE! | #VALUE! | #VALUE! | #VALUE! | #VALUE!
Monday | 5 | 23 | 9 | 3417 | 0 | 0 | 0 | 0 | 0 | 0 | 0 | 0 | 0 | 0 | 0 | 0 | 0 | 0 | 0 | 0 | 0 | 0 | 0 | 0 | 0 | 0 | 0 | 0 | 0 | 0 | 0 | 0 | 0 | 0 | 0 | 0 | 0 | 0 | 0 | 0 | 0 | 0 | 0 | 0 |  | 0 | 0 | 0 |  | #VALUE! | #VALUE! | #VALUE! | #VALUE! |  |  | #VALUE! | #VALUE! | 0 | 0 | 0.20123 | 0.20123 | #VALUE! | #VALUE! | #VALUE! | #VALUE! | 0 | 0 | 0.20123 | 0.20123 | #VALUE! | #VALUE! | #VALUE! | #VALUE! | 0 | 0 | 0.20123 | 0.20123 | #VALUE! | #VALUE! |  |  |  | #VALUE! | #VALUE! | #VALUE! | #VALUE! | #VALUE! | #VALUE! | #VALUE!
Monday | 5 | 23 | 10 | 3418 | 0 | 0 | 0 | 0 | 0 | 0 | 0 | 0 | 0 | 0 | 0 | 0 | 0 | 0 | 0 | 0 | 0 | 0 | 0 | 0 | 0 | 0 | 0 | 0 | 0 | 0 | 0 | 0 | 0 | 0 | 0 | 0 | 0 | 0 | 0 | 0 | 0 | 0 | 0 | 0 |  | 0 | 0 | 0 |  | #VALUE! | #VALUE! | #VALUE! | #VALUE! |  |  | #VALUE! | #VALUE! | 0 | 0 | 0.20123 | 0.20123 | #VALUE! | #VALUE! | #VALUE! | #VALUE! | 0 | 0 | 0.20123 | 0.20123 | #VALUE! | #VALUE! | #VALUE! | #VALUE! | 0 | 0 | 0.20123 | 0.20123 | #VALUE! | #VALUE! |  |  |  | #VALUE! | #VALUE! | #VALUE! | #VALUE! | #VALUE! | #VALUE! | #VALUE!
Monday | 5 | 23 | 11 | 3419 | 0 | 0 | 0 | 0 | 0 | 0 | 0 | 0 | 0 | 0 | 0 | 0 | 0 | 0 | 0 | 0 | 0 | 0 | 0 | 0 | 0 | 0 | 0 | 0 | 0 | 0 | 0 | 0 | 0 | 0 | 0 | 0 | 0 | 0 | 0 | 0 | 0 | 0 | 0 | 0 |  | 0 | 0 | 0 |  | #VALUE! | #VALUE! | #VALUE! | #VALUE! |  |  | #VALUE! | #VALUE! | 0 | 0 | 0.20123 | 0.20123 | #VALUE! | #VALUE! | #VALUE! | #VALUE! | 0 | 0 | 0.20123 | 0.20123 | #VALUE! | #VALUE! | #VALUE! | #VALUE! | 0 | 0 | 0.20123 | 0.20123 | #VALUE! | #VALUE! |  |  |  | #VALUE! | #VALUE! | #VALUE! | #VALUE! | #VALUE! | #VALUE! | #VALUE!
Monday | 5 | 23 | 12 | 3420 | 0 | 0 | 0 | 0 | 0 | 0 | 0 | 0 | 0 | 0 | 0 | 0 | 0 | 0 | 0 | 0 | 0 | 0 | 0 | 0 | 0 | 0 | 0 | 0 | 0 | 0 | 0 | 0 | 0 | 0 | 0 | 0 | 0 | 0 | 0 | 0 | 0 | 0 | 0 | 0 |  | 0 | 0 | 0 |  | #VALUE! | #VALUE! | #VALUE! | #VALUE! |  |  | #VALUE! | #VALUE! | 0 | 0 | 0.20123 | 0.20123 | #VALUE! | #VALUE! | #VALUE! | #VALUE! | 0 | 0 | 0.20123 | 0.20123 | #VALUE! | #VALUE! | #VALUE! | #VALUE! | 0 | 0 | 0.20123 | 0.20123 | #VALUE! | #VALUE! |  |  |  | #VALUE! | #VALUE! | #VALUE! | #VALUE! | #VALUE! | #VALUE! | #VALUE!
Monday | 5 | 23 | 13 | 3421 | 0 | 0 | 0 | 0 | 0 | 0 | 0 | 0 | 0 | 0 | 0 | 0 | 0 | 0 | 0 | 0 | 0 | 0 | 0 | 0 | 0 | 0 | 0 | 0 | 0 | 0 | 0 | 0 | 0 | 0 | 0 | 0 | 0 | 0 | 0 | 0 | 0 | 0 | 0 | 0 |  | 0 | 0 | 0 |  | #VALUE! | #VALUE! | #VALUE! | #VALUE! |  |  | #VALUE! | #VALUE! | 0 | 0 | 0.20123 | 0.20123 | #VALUE! | #VALUE! | #VALUE! | #VALUE! | 0 | 0 | 0.20123 | 0.20123 | #VALUE! | #VALUE! | #VALUE! | #VALUE! | 0 | 0 | 0.20123 | 0.20123 | #VALUE! | #VALUE! |  |  |  | #VALUE! | #VALUE! | #VALUE! | #VALUE! | #VALUE! | #VALUE! | #VALUE!
Monday | 5 | 23 | 14 | 3422 | 0 | 0 | 0 | 0 | 0 | 0 | 0 | 0 | 0 | 0 | 0 | 0 | 0 | 0 | 0 | 0 | 0 | 0 | 0 | 0 | 0 | 0 | 0 | 0 | 0 | 0 | 0 | 0 | 0 | 0 | 0 | 0 | 0 | 0 | 0 | 0 | 0 | 0 | 0 | 0 |  | 0 | 0 | 0 |  | #VALUE! | #VALUE! | #VALUE! | #VALUE! |  |  | #VALUE! | #VALUE! | 0 | 0 | 0.20123 | 0.20123 | #VALUE! | #VALUE! | #VALUE! | #VALUE! | 0 | 0 | 0.20123 | 0.20123 | #VALUE! | #VALUE! | #VALUE! | #VALUE! | 0 | 0 | 0.20123 | 0.20123 | #VALUE! | #VALUE! |  |  |  | #VALUE! | #VALUE! | #VALUE! | #VALUE! | #VALUE! | #VALUE! | #VALUE!
Monday | 5 | 23 | 15 | 3423 | 0 | 0 | 0 | 0 | 0 | 0 | 0 | 0 | 0 | 0 | 0 | 0 | 0 | 0 | 0 | 0 | 0 | 0 | 0 | 0 | 0 | 0 | 0 | 0 | 0 | 0 | 0 | 0 | 0 | 0 | 0 | 0 | 0 | 0 | 0 | 0 | 0 | 0 | 0 | 0 |  | 0 | 0 | 0 |  | #VALUE! | #VALUE! | #VALUE! | #VALUE! |  |  | #VALUE! | #VALUE! | 0 | 0 | 0.20123 | 0.20123 | #VALUE! | #VALUE! | #VALUE! | #VALUE! | 0 | 0 | 0.20123 | 0.20123 | #VALUE! | #VALUE! | #VALUE! | #VALUE! | 0 | 0 | 0.20123 | 0.20123 | #VALUE! | #VALUE! |  |  |  | #VALUE! | #VALUE! | #VALUE! | #VALUE! | #VALUE! | #VALUE! | #VALUE!
Monday | 5 | 23 | 16 | 3424 | 0 | 0 | 0 | 0 | 0 | 0 | 0 | 0 | 0 | 0 | 0 | 0 | 0 | 0 | 0 | 0 | 0 | 0 | 0 | 0 | 0 | 0 | 0 | 0 | 0 | 0 | 0 | 0 | 0 | 0 | 0 | 0 | 0 | 0 | 0 | 0 | 0 | 0 | 0 | 0 |  | 0 | 0 | 0 |  | #VALUE! | #VALUE! | #VALUE! | #VALUE! |  |  | #VALUE! | #VALUE! | 0 | 0 | 0.20123 | 0.20123 | #VALUE! | #VALUE! | #VALUE! | #VALUE! | 0 | 0 | 0.20123 | 0.20123 | #VALUE! | #VALUE! | #VALUE! | #VALUE! | 0 | 0 | 0.20123 | 0.20123 | #VALUE! | #VALUE! |  |  |  | #VALUE! | #VALUE! | #VALUE! | #VALUE! | #VALUE! | #VALUE! | #VALUE!
Monday | 5 | 23 | 17 | 3425 | 0 | 0 | 0 | 0 | 0 | 0 | 0 | 0 | 0 | 0 | 0 | 0 | 0 | 0 | 0 | 0 | 0 | 0 | 0 | 0 | 0 | 0 | 0 | 0 | 0 | 0 | 0.0008321 | 0 | 0 | 0 | 0 | 0 | 0 | 0 | 0 | 0 | 0 | 0 | 0 | 0 |  | 0 | 0 | 0 |  | #VALUE! | #VALUE! | #VALUE! | #VALUE! |  |  | #VALUE! | #VALUE! | 0 | 0 | 0.20123 | 0.20123 | #VALUE! | #VALUE! | #VALUE! | #VALUE! | 0 | 0 | 0.20123 | 0.20123 | #VALUE! | #VALUE! | #VALUE! | #VALUE! | 0 | 0 | 0.20123 | 0.20123 | #VALUE! | #VALUE! |  |  |  | #VALUE! | #VALUE! | #VALUE! | #VALUE! | #VALUE! | #VALUE! | #VALUE!
Monday | 5 | 23 | 18 | 3426 | 0 | 0 | 0 | 0 | 0 | 0 | 0 | 0 | 0 | 0 | 0 | 0 | 0 | 0 | 0 | 0 | 0 | 0 | 0 | 0 | 0 | 0 | 0 | 0 | 0 | 0 | 0 | 0 | 0 | 0 | 0 | 0 | 0 | 0 | 0 | 0 | 0 | 0 | 0 | 0 |  | 0 | 0 | 0 |  | #VALUE! | #VALUE! | #VALUE! | #VALUE! |  |  | #VALUE! | #VALUE! | 0 | 0 | 0.20123 | 0.20123 | #VALUE! | #VALUE! | #VALUE! | #VALUE! | 0 | 0 | 0.20123 | 0.20123 | #VALUE! | #VALUE! | #VALUE! | #VALUE! | 0 | 0 | 0.20123 | 0.20123 | #VALUE! | #VALUE! |  |  |  | #VALUE! | #VALUE! | #VALUE! | #VALUE! | #VALUE! | #VALUE! | #VALUE!
Monday | 5 | 23 | 19 | 3427 | 0 | 0 | 0 | 0 | 0 | 0 | 0 | 0 | 0 | 0 | 0 | 0 | 0 | 0 | 0 | 0 | 0 | 0 | 0 | 0 | 0 | 0 | 0 | 0 | 0 | 0 | 0 | 0 | 0 | 0 | 0 | 0 | 0 | 0 | 0 | 0 | 0 | 0 | 0 | 0 |  | 0 | 0 | 0 |  | #VALUE! | #VALUE! | #VALUE! | #VALUE! |  |  | #VALUE! | #VALUE! | 0 | 0 | 0.20123 | 0.20123 | #VALUE! | #VALUE! | #VALUE! | #VALUE! | 0 | 0 | 0.20123 | 0.20123 | #VALUE! | #VALUE! | #VALUE! | #VALUE! | 0 | 0 | 0.20123 | 0.20123 | #VALUE! | #VALUE! |  |  |  | #VALUE! | #VALUE! | #VALUE! | #VALUE! | #VALUE! | #VALUE! | #VALUE!
Monday | 5 | 23 | 20 | 3428 | 0 | 0 | 0 | 0 | 0 | 0 | 0 | 0 | 0 | 0 | 0 | 0 | 0 | 0 | 0 | 0 | 0 | 0 | 0 | 0 | 0 | 0 | 0 | 0 | 0 | 0 | 0 | 0 | 0 | 0 | 0 | 0 | 0 | 0 | 0 | 0 | 0 | 0 | 0 | 0 |  | 0 | 0 | 0 |  | #VALUE! | #VALUE! | #VALUE! | #VALUE! |  |  | #VALUE! | #VALUE! | 0 | 0 | 0.20123 | 0.20123 | #VALUE! | #VALUE! | #VALUE! | #VALUE! | 0 | 0 | 0.20123 | 0.20123 | #VALUE! | #VALUE! | #VALUE! | #VALUE! | 0 | 0 | 0.20123 | 0.20123 | #VALUE! | #VALUE! |  |  |  | #VALUE! | #VALUE! | #VALUE! | #VALUE! | #VALUE! | #VALUE! | #VALUE!
Monday | 5 | 23 | 21 | 3429 | 0 | 0 | 0 | 0 | 0 | 0 | 0 | 0 | 0 | 0 | 0 | 0 | 0 | 0 | 0 | 0 | 0 | 0 | 0 | 0 | 0 | 0 | 0 | 0 | 0 | 0 | 0 | 0 | 0 | 0 | 0 | 0 | 0 | 0 | 0 | 0 | 0 | 0 | 0 | 0 |  | 0 | 0 | 0 |  | #VALUE! | #VALUE! | #VALUE! | #VALUE! |  |  | #VALUE! | #VALUE! | 0 | 0 | 0.20123 | 0.20123 | #VALUE! | #VALUE! | #VALUE! | #VALUE! | 0 | 0 | 0.20123 | 0.20123 | #VALUE! | #VALUE! | #VALUE! | #VALUE! | 0 | 0 | 0.20123 | 0.20123 | #VALUE! | #VALUE! |  |  |  | #VALUE! | #VALUE! | #VALUE! | #VALUE! | #VALUE! | #VALUE! | #VALUE!
Monday | 5 | 23 | 22 | 3430 | 0 | 0 | 0 | 0 | 0 | 0 | 0 | 0 | 0 | 0 | 0 | 0 | 0 | 0 | 0 | 0 | 0 | 0 | 0 | 0 | 0 | 0 | 0 | 0 | 0 | 0 | 0 | 0 | 0 | 0 | 0 | 0 | 0 | 0 | 0 | 0 | 0 | 0 | 0 | 0 |  | 0 | 0 | 0 |  | #VALUE! | #VALUE! | #VALUE! | #VALUE! |  |  | #VALUE! | #VALUE! | 0 | 0 | 0.20123 | 0.20123 | #VALUE! | #VALUE! | #VALUE! | #VALUE! | 0 | 0 | 0.20123 | 0.20123 | #VALUE! | #VALUE! | #VALUE! | #VALUE! | 0 | 0 | 0.20123 | 0.20123 | #VALUE! | #VALUE! |  |  |  | #VALUE! | #VALUE! | #VALUE! | #VALUE! | #VALUE! | #VALUE! | #VALUE!
Monday | 5 | 23 | 23 | 3431 | 0 | 0 | 0 | 0 | 0 | 0 | 0 | 0 | 0 | 0 | 0 | 0 | 0 | 0 | 0 | 0 | 0 | 0 | 0 | 0 | 0 | 0 | 0 | 0 | 0 | 0 | 0 | 0 | 0 | 0 | 0 | 0 | 0 | 0 | 0 | 0 | 0 | 0 | 0 | 0 |  | 0 | 0 | 0 |  | #VALUE! | #VALUE! | #VALUE! | #VALUE! |  |  | #VALUE! | #VALUE! | 0 | 0 | 0.20123 | 0.20123 | #VALUE! | #VALUE! | #VALUE! | #VALUE! | 0 | 0 | 0.20123 | 0.20123 | #VALUE! | #VALUE! | #VALUE! | #VALUE! | 0 | 0 | 0.20123 | 0.20123 | #VALUE! | #VALUE! |  |  |  | #VALUE! | #VALUE! | #VALUE! | #VALUE! | #VALUE! | #VALUE! | #VALUE!
Monday | 5 | 23 | 24 | 3432 | 0 | 0 | 0 | 0 | 0 | 0 | 0 | 0 | 0 | 0 | 0 | 0 | 0 | 0 | 0 | 0 | 0 | 0 | 0 | 0 | 0 | 0 | 0 | 0 | 0 | 0 | 0 | 0 | 0 | 0 | 0 | 0 | 0 | 0 | 0 | 0 | 0 | 0 | 0 | 0 |  | 0 | 0 | 0 |  | #VALUE! | #VALUE! | #VALUE! | #VALUE! |  |  | #VALUE! | #VALUE! | 0 | 0 | 0.20123 | 0.20123 | #VALUE! | #VALUE! | #VALUE! | #VALUE! | 0 | 0 | 0.20123 | 0.20123 | #VALUE! | #VALUE! | #VALUE! | #VALUE! | 0 | 0 | 0.20123 | 0.20123 | #VALUE! | #VALUE! |  |  |  | #VALUE! | #VALUE! | #VALUE! | #VALUE! | #VALUE! | #VALUE! | #VALUE!
Tuesday | 5 | 24 | 1 | 3433 | 0 | 0 | 0 | 0 | 0 | 0 | 0 | 0 | 0 | 0 | 0 | 0 | 0 | 0 | 0 | 0 | 0 | 0 | 0 | 0 | 0 | 0 | 0 | 0 | 0 | 0 | 0 | 0 | 0 | 0 | 0 | 0 | 0 | 0 | 0 | 0 | 0 | 0 | 0 | 0 |  | 0 | 0 | 0 |  | #VALUE! | #VALUE! | #VALUE! | #VALUE! |  |  | #VALUE! | #VALUE! | 0 | 0 | 0.20123 | 0.20123 | #VALUE! | #VALUE! | #VALUE! | #VALUE! | 0 | 0 | 0.20123 | 0.20123 | #VALUE! | #VALUE! | #VALUE! | #VALUE! | 0 | 0 | 0.20123 | 0.20123 | #VALUE! | #VALUE! |  |  |  | #VALUE! | #VALUE! | #VALUE! | #VALUE! | #VALUE! | #VALUE! | #VALUE!
Tuesday | 5 | 24 | 2 | 3434 | 0 | 0 | 0 | 0 | 0 | 0 | 0 | 0 | 0 | 0 | 0 | 0 | 0 | 0 | 0 | 0 | 0 | 0 | 0 | 0 | 0 | 0 | 0 | 0 | 0 | 0 | 0 | 0 | 0 | 0 | 0 | 0 | 0 | 0 | 0 | 0 | 0 | 0 | 0 | 0 |  | 0 | 0 | 0 |  | #VALUE! | #VALUE! | #VALUE! | #VALUE! |  |  | #VALUE! | #VALUE! | 0 | 0 | 0.20123 | 0.20123 | #VALUE! | #VALUE! | #VALUE! | #VALUE! | 0 | 0 | 0.20123 | 0.20123 | #VALUE! | #VALUE! | #VALUE! | #VALUE! | 0 | 0 | 0.20123 | 0.20123 | #VALUE! | #VALUE! |  |  |  | #VALUE! | #VALUE! | #VALUE! | #VALUE! | #VALUE! | #VALUE! | #VALUE!
Tuesday | 5 | 24 | 3 | 3435 | 0 | 0 | 0 | 0 | 0 | 0 | 0 | 0 | 0 | 0 | 0 | 0 | 0 | 0 | 0 | 0 | 0 | 0 | 0 | 0 | 0 | 0 | 0 | 0 | 0 | 0 | 0 | 0 | 0 | 0 | 0 | 0 | 0 | 0 | 0 | 0 | 0 | 0 | 0 | 0 |  | 0 | 0 | 0 |  | #VALUE! | #VALUE! | #VALUE! | #VALUE! |  |  | #VALUE! | #VALUE! | 0 | 0 | 0.20123 | 0.20123 | #VALUE! | #VALUE! | #VALUE! | #VALUE! | 0 | 0 | 0.20123 | 0.20123 | #VALUE! | #VALUE! | #VALUE! | #VALUE! | 0 | 0 | 0.20123 | 0.20123 | #VALUE! | #VALUE! |  |  |  | #VALUE! | #VALUE! | #VALUE! | #VALUE! | #VALUE! | #VALUE! | #VALUE!
Tuesday | 5 | 24 | 4 | 3436 | 0 | 0 | 0 | 0 | 0 | 0 | 0 | 0 | 0 | 0 | 0 | 0 | 0 | 0 | 0 | 0 | 0 | 0 | 0 | 0 | 0 | 0 | 0 | 0 | 0 | 0 | 0 | 0 | 0 | 0 | 0 | 0 | 0 | 0 | 0 | 0 | 0 | 0 | 0 | 0 |  | 0 | 0 | 0 |  | #VALUE! | #VALUE! | #VALUE! | #VALUE! |  |  | #VALUE! | #VALUE! | 0 | 0 | 0.20123 | 0.20123 | #VALUE! | #VALUE! | #VALUE! | #VALUE! | 0 | 0 | 0.20123 | 0.20123 | #VALUE! | #VALUE! | #VALUE! | #VALUE! | 0 | 0 | 0.20123 | 0.20123 | #VALUE! | #VALUE! |  |  |  | #VALUE! | #VALUE! | #VALUE! | #VALUE! | #VALUE! | #VALUE! | #VALUE!
Tuesday | 5 | 24 | 5 | 3437 | 0 | 0 | 0 | 0 | 0 | 0 | 0 | 0 | 0 | 0 | 0 | 0 | 0 | 0 | 0 | 0 | 0 | 0 | 0 | 0 | 0 | 0 | 0 | 0 | 0 | 0 | 0 | 0 | 0 | 0 | 0 | 0 | 0 | 0 | 0 | 0 | 0 | 0 | 0 | 0 |  | 0 | 0 | 0 |  | #VALUE! | #VALUE! | #VALUE! | #VALUE! |  |  | #VALUE! | #VALUE! | 0 | 0 | 0.20123 | 0.20123 | #VALUE! | #VALUE! | #VALUE! | #VALUE! | 0 | 0 | 0.20123 | 0.20123 | #VALUE! | #VALUE! | #VALUE! | #VALUE! | 0 | 0 | 0.20123 | 0.20123 | #VALUE! | #VALUE! |  |  |  | #VALUE! | #VALUE! | #VALUE! | #VALUE! | #VALUE! | #VALUE! | #VALUE!
Tuesday | 5 | 24 | 6 | 3438 | 0 | 0 | 0 | 0 | 0 | 0 | 0 | 0 | 0 | 0 | 0 | 0 | 0 | 0 | 0 | 0 | 0 | 0 | 0 | 0 | 0 | 0 | 0 | 0 | 0 | 0 | 0 | 0 | 0 | 0 | 0 | 0 | 0 | 0 | 0 | 0 | 0 | 0 | 0 | 0 |  | 0 | 0 | 0 |  | #VALUE! | #VALUE! | #VALUE! | #VALUE! |  |  | #VALUE! | #VALUE! | 0 | 0 | 0.20123 | 0.20123 | #VALUE! | #VALUE! | #VALUE! | #VALUE! | 0 | 0 | 0.20123 | 0.20123 | #VALUE! | #VALUE! | #VALUE! | #VALUE! | 0 | 0 | 0.20123 | 0.20123 | #VALUE! | #VALUE! |  |  |  | #VALUE! | #VALUE! | #VALUE! | #VALUE! | #VALUE! | #VALUE! | #VALUE!
Tuesday | 5 | 24 | 7 | 3439 | 0 | 0 | 0 | 0 | 0 | 0 | 0 | 0 | 0 | 0 | 0 | 0 | 0 | 0 | 0 | 0 | 0 | 0 | 0 | 0 | 0 | 0 | 0 | 0 | 0 | 0 | 0 | 0 | 0 | 0 | 0 | 0 | 0 | 0 | 0 | 0 | 0 | 0 | 0 | 0 |  | 0 | 0 | 0 |  | #VALUE! | #VALUE! | #VALUE! | #VALUE! |  |  | #VALUE! | #VALUE! | 0 | 0 | 0.20123 | 0.20123 | #VALUE! | #VALUE! | #VALUE! | #VALUE! | 0 | 0 | 0.20123 | 0.20123 | #VALUE! | #VALUE! | #VALUE! | #VALUE! | 0 | 0 | 0.20123 | 0.20123 | #VALUE! | #VALUE! |  |  |  | #VALUE! | #VALUE! | #VALUE! | #VALUE! | #VALUE! | #VALUE! | #VALUE!
Tuesday | 5 | 24 | 8 | 3440 | 0 | 0 | 0 | 0 | 0 | 0 | 0 | 0 | 0 | 0 | 0 | 0 | 0 | 0 | 0 | 0 | 0 | 0 | 0 | 0 | 0 | 0 | 0 | 0 | 0.0017228 | 0 | 0 | 0 | 0 | 0 | 0 | 0 | 0 | 0 | 0 | 0 | 0 | 0 | 0 | 0 |  | 0 | 0 | 0 |  | #VALUE! | #VALUE! | #VALUE! | #VALUE! |  |  | #VALUE! | #VALUE! | 0 | 0 | 0.20123 | 0.20123 | #VALUE! | #VALUE! | #VALUE! | #VALUE! | 0 | 0 | 0.20123 | 0.20123 | #VALUE! | #VALUE! | #VALUE! | #VALUE! | 0 | 0 | 0.20123 | 0.20123 | #VALUE! | #VALUE! |  |  |  | #VALUE! | #VALUE! | #VALUE! | #VALUE! | #VALUE! | #VALUE! | #VALUE!
Tuesday | 5 | 24 | 9 | 3441 | 0 | 0 | 0 | 0 | 0 | 0 | 0 | 0 | 0 | 0 | 0 | 0 | 0 | 0 | 0 | 0 | 0 | 0 | 0 | 0 | 0 | 0 | 0 | 0 | 0.0023532 | 0 | 0 | 0 | 0 | 0 | 0 | 0 | 0 | 0 | 0 | 0 | 0 | 0 | 0 | 0 |  | 0 | 0 | 0 |  | #VALUE! | #VALUE! | #VALUE! | #VALUE! |  |  | #VALUE! | #VALUE! | 0 | 0 | 0.20123 | 0.20123 | #VALUE! | #VALUE! | #VALUE! | #VALUE! | 0 | 0 | 0.20123 | 0.20123 | #VALUE! | #VALUE! | #VALUE! | #VALUE! | 0 | 0 | 0.20123 | 0.20123 | #VALUE! | #VALUE! |  |  |  | #VALUE! | #VALUE! | #VALUE! | #VALUE! | #VALUE! | #VALUE! | #VALUE!
Tuesday | 5 | 24 | 10 | 3442 | 0 | 0 | 0 | 0 | 0 | 0 | 0 | 0 | 0 | 0 | 0 | 0 | 0 | 0 | 0 | 0 | 0 | 0 | 0 | 0 | 0 | 0 | 0 | 0 | 0.0012899 | 0 | 0 | 0 | 0 | 0 | 0 | 0 | 0 | 0 | 0 | 0 | 0 | 0 | 0 | 0 |  | 0 | 0 | 0 |  | #VALUE! | #VALUE! | #VALUE! | #VALUE! |  |  | #VALUE! | #VALUE! | 0 | 0 | 0.20123 | 0.20123 | #VALUE! | #VALUE! | #VALUE! | #VALUE! | 0 | 0 | 0.20123 | 0.20123 | #VALUE! | #VALUE! | #VALUE! | #VALUE! | 0 | 0 | 0.20123 | 0.20123 | #VALUE! | #VALUE! |  |  |  | #VALUE! | #VALUE! | #VALUE! | #VALUE! | #VALUE! | #VALUE! | #VALUE!
Tuesday | 5 | 24 | 11 | 3443 | 0 | 0 | 0 | 0 | 0 | 0 | 0 | 0 | 0 | 0 | 0 | 0 | 0 | 0 | 0 | 0 | 0 | 0 | 0 | 0 | 0 | 0 | 0 | 0 | 0 | 0 | 0 | 0.0031724 | 0 | 0 | 0 | 0 | 0 | 0 | 0 | 0 | 0 | 0 | 0 | 0 |  | 0 | 0 | 0 |  | #VALUE! | #VALUE! | #VALUE! | #VALUE! |  |  | #VALUE! | #VALUE! | 0 | 0 | 0.20123 | 0.20123 | #VALUE! | #VALUE! | #VALUE! | #VALUE! | 0 | 0 | 0.20123 | 0.20123 | #VALUE! | #VALUE! | #VALUE! | #VALUE! | 0 | 0 | 0.20123 | 0.20123 | #VALUE! | #VALUE! |  |  |  | #VALUE! | #VALUE! | #VALUE! | #VALUE! | #VALUE! | #VALUE! | #VALUE!
Tuesday | 5 | 24 | 12 | 3444 | 0 | 0 | 0 | 0 | 0 | 0 | 0 | 0 | 0 | 0 | 0 | 0 | 0 | 0 | 0 | 0 | 0 | 0 | 0 | 0 | 0 | 0 | 0 | 0 | 0.001397 | 0 | 0 | 0.0063448 | 0 | 0 | 0 | 0 | 0 | 0 | 0 | 0 | 0 | 0 | 0 | 0 |  | 0 | 0 | 0 |  | #VALUE! | #VALUE! | #VALUE! | #VALUE! |  |  | #VALUE! | #VALUE! | 0 | 0 | 0.20123 | 0.20123 | #VALUE! | #VALUE! | #VALUE! | #VALUE! | 0 | 0 | 0.20123 | 0.20123 | #VALUE! | #VALUE! | #VALUE! | #VALUE! | 0 | 0 | 0.20123 | 0.20123 | #VALUE! | #VALUE! |  |  |  | #VALUE! | #VALUE! | #VALUE! | #VALUE! | #VALUE! | #VALUE! | #VALUE!
Tuesday | 5 | 24 | 13 | 3445 | 0 | 0 | 0 | 0 | 0 | 0 | 0 | 0 | 0 | 0 | 0 | 0 | 0 | 0 | 0 | 0 | 0 | 0 | 0 | 0 | 0 | 0 | 0 | 0 | 0 | 0 | 0.002064 | 0.012471 | 0.014 | 0 | 0 | 0 | 0 | 0 | 0 | 0 | 0 | 0 | 0 | 0 |  | 0 | 0 | 0 |  | #VALUE! | #VALUE! | #VALUE! | #VALUE! |  |  | #VALUE! | #VALUE! | 0 | 0 | 0.20123 | 0.20123 | #VALUE! | #VALUE! | #VALUE! | #VALUE! | 0 | 0 | 0.20123 | 0.20123 | #VALUE! | #VALUE! | #VALUE! | #VALUE! | 0 | 0 | 0.20123 | 0.20123 | #VALUE! | #VALUE! |  |  |  | #VALUE! | #VALUE! | #VALUE! | #VALUE! | #VALUE! | #VALUE! | #VALUE!
Tuesday | 5 | 24 | 14 | 3446 | 0 | 0 | 0 | 0 | 0 | 0 | 0 | 0 | 0 | 0 | 0 | 0 | 0 | 0 | 0 | 0 | 0 | 0 | 0 | 0 | 0 | 0 | 0 | 0 | 0 | 0 | 0.0089311 | 0.01883 | 0.044 | 0 | 0 | 0 | 0 | 0 | 0 | 0 | 0 | 0 | 0 | 0 |  | 0 | 0 | 0 |  | #VALUE! | #VALUE! | #VALUE! | #VALUE! |  |  | #VALUE! | #VALUE! | 0 | 0 | 0.20123 | 0.20123 | #VALUE! | #VALUE! | #VALUE! | #VALUE! | 0 | 0 | 0.20123 | 0.20123 | #VALUE! | #VALUE! | #VALUE! | #VALUE! | 0 | 0 | 0.20123 | 0.20123 | #VALUE! | #VALUE! |  |  |  | #VALUE! | #VALUE! | #VALUE! | #VALUE! | #VALUE! | #VALUE! | #VALUE!
Tuesday | 5 | 24 | 15 | 3447 | 0 | 0 | 0 | 0 | 0 | 0 | 0 | 0 | 0 | 0 | 0 | 0 | 0 | 0 | 0 | 0 | 0 | 0 | 0 | 0 | 0 | 0 | 0 | 0 | 0 | 0 | 0.014425 | 0.013651 | 0.034 | 0 | 0 | 0 | 0 | 0 | 0 | 0 | 0 | 0 | 0 | 0 |  | 0 | 0 | 0 |  | #VALUE! | #VALUE! | #VALUE! | #VALUE! |  |  | #VALUE! | #VALUE! | 0 | 0 | 0.20123 | 0.20123 | #VALUE! | #VALUE! | #VALUE! | #VALUE! | 0 | 0 | 0.20123 | 0.20123 | #VALUE! | #VALUE! | #VALUE! | #VALUE! | 0 | 0 | 0.20123 | 0.20123 | #VALUE! | #VALUE! |  |  |  | #VALUE! | #VALUE! | #VALUE! | #VALUE! | #VALUE! | #VALUE! | #VALUE!
Tuesday | 5 | 24 | 16 | 3448 | 0 | 0 | 0 | 0 | 0 | 0 | 0 | 0 | 0 | 0 | 0 | 0 | 0 | 0 | 0 | 0 | 0 | 0 | 0 | 0 | 0 | 0 | 0 | 0 | 0 | 0 | 0.0089081 | 0.02187 | 0.058 | 0 | 0 | 0 | 0 | 0 | 0 | 0 | 0 | 0 | 0 | 0 |  | 0 | 0 | 0 |  | #VALUE! | #VALUE! | #VALUE! | #VALUE! |  |  | #VALUE! | #VALUE! | 0 | 0 | 0.20123 | 0.20123 | #VALUE! | #VALUE! | #VALUE! | #VALUE! | 0 | 0 | 0.20123 | 0.20123 | #VALUE! | #VALUE! | #VALUE! | #VALUE! | 0 | 0 | 0.20123 | 0.20123 | #VALUE! | #VALUE! |  |  |  | #VALUE! | #VALUE! | #VALUE! | #VALUE! | #VALUE! | #VALUE! | #VALUE!
Tuesday | 5 | 24 | 17 | 3449 | 0 | 0 | 0 | 0 | 0 | 0 | 0 | 0 | 0 | 0 | 0 | 0 | 0 | 0 | 0 | 0 | 0 | 0 | 0 | 0 | 0 | 0 | 0 | 0 | 0 | 0 | 0.0082246 | 0.01581 | 0.043 | 0 | 0 | 0 | 0 | 0 | 0 | 0 | 0 | 0 | 0 | 0 |  | 0 | 0 | 0 |  | #VALUE! | #VALUE! | #VALUE! | #VALUE! |  |  | #VALUE! | #VALUE! | 0 | 0 | 0.20123 | 0.20123 | #VALUE! | #VALUE! | #VALUE! | #VALUE! | 0 | 0 | 0.20123 | 0.20123 | #VALUE! | #VALUE! | #VALUE! | #VALUE! | 0 | 0 | 0.20123 | 0.20123 | #VALUE! | #VALUE! |  |  |  | #VALUE! | #VALUE! | #VALUE! | #VALUE! | #VALUE! | #VALUE! | #VALUE!
Tuesday | 5 | 24 | 18 | 3450 | 0 | 0 | 0 | 0 | 0 | 0 | 0 | 0 | 0 | 0 | 0 | 0 | 0 | 0 | 0 | 0 | 0 | 0 | 0 | 0 | 0 | 0 | 0 | 0 | 0 | 0 | 0 | 0.01672 | 0.044 | 0 | 0 | 0 | 0 | 0 | 0 | 0 | 0 | 0 | 0 | 0 |  | 0 | 0 | 0 |  | #VALUE! | #VALUE! | #VALUE! | #VALUE! |  |  | #VALUE! | #VALUE! | 0 | 0 | 0.20123 | 0.20123 | #VALUE! | #VALUE! | #VALUE! | #VALUE! | 0 | 0 | 0.20123 | 0.20123 | #VALUE! | #VALUE! | #VALUE! | #VALUE! | 0 | 0 | 0.20123 | 0.20123 | #VALUE! | #VALUE! |  |  |  | #VALUE! | #VALUE! | #VALUE! | #VALUE! | #VALUE! | #VALUE! | #VALUE!
Tuesday | 5 | 24 | 19 | 3451 | 0 | 0 | 0 | 0 | 0 | 0 | 0 | 0 | 0 | 0 | 0 | 0 | 0 | 0 | 0 | 0 | 0 | 0 | 0 | 0 | 0 | 0 | 0 | 0 | 0 | 0 | 0 | 0.0063448 | 0.002 | 0 | 0 | 0 | 0 | 0 | 0 | 0 | 0 | 0 | 0 | 0 |  | 0 | 0 | 0 |  | #VALUE! | #VALUE! | #VALUE! | #VALUE! |  |  | #VALUE! | #VALUE! | 0 | 0 | 0.20123 | 0.20123 | #VALUE! | #VALUE! | #VALUE! | #VALUE! | 0 | 0 | 0.20123 | 0.20123 | #VALUE! | #VALUE! | #VALUE! | #VALUE! | 0 | 0 | 0.20123 | 0.20123 | #VALUE! | #VALUE! |  |  |  | #VALUE! | #VALUE! | #VALUE! | #VALUE! | #VALUE! | #VALUE! | #VALUE!
Tuesday | 5 | 24 | 20 | 3452 | 0 | 0 | 0 | 0 | 0 | 0 | 0 | 0 | 0 | 0 | 0 | 0 | 0 | 0 | 0 | 0 | 0 | 0 | 0 | 0 | 0 | 0 | 0 | 0 | 0 | 0 | 0 | 0 | 0 | 0 | 0 | 0 | 0 | 0 | 0 | 0 | 0 | 0 | 0 | 0 |  | 0 | 0 | 0 |  | #VALUE! | #VALUE! | #VALUE! | #VALUE! |  |  | #VALUE! | #VALUE! | 0 | 0 | 0.20123 | 0.20123 | #VALUE! | #VALUE! | #VALUE! | #VALUE! | 0 | 0 | 0.20123 | 0.20123 | #VALUE! | #VALUE! | #VALUE! | #VALUE! | 0 | 0 | 0.20123 | 0.20123 | #VALUE! | #VALUE! |  |  |  | #VALUE! | #VALUE! | #VALUE! | #VALUE! | #VALUE! | #VALUE! | #VALUE!
Tuesday | 5 | 24 | 21 | 3453 | 0 | 0 | 0 | 0 | 0 | 0 | 0 | 0 | 0 | 0 | 0 | 0 | 0 | 0 | 0 | 0 | 0 | 0 | 0 | 0 | 0 | 0 | 0 | 0 | 0 | 0 | 0 | 0 | 0 | 0 | 0 | 0 | 0 | 0 | 0 | 0 | 0 | 0 | 0 | 0 |  | 0 | 0 | 0 |  | #VALUE! | #VALUE! | #VALUE! | #VALUE! |  |  | #VALUE! | #VALUE! | 0 | 0 | 0.20123 | 0.20123 | #VALUE! | #VALUE! | #VALUE! | #VALUE! | 0 | 0 | 0.20123 | 0.20123 | #VALUE! | #VALUE! | #VALUE! | #VALUE! | 0 | 0 | 0.20123 | 0.20123 | #VALUE! | #VALUE! |  |  |  | #VALUE! | #VALUE! | #VALUE! | #VALUE! | #VALUE! | #VALUE! | #VALUE!
Tuesday | 5 | 24 | 22 | 3454 | 0 | 0 | 0 | 0 | 0 | 0 | 0 | 0 | 0 | 0 | 0 | 0 | 0 | 0 | 0 | 0 | 0 | 0 | 0 | 0 | 0 | 0 | 0 | 0 | 0 | 0 | 0 | 0 | 0 | 0 | 0 | 0 | 0 | 0 | 0 | 0 | 0 | 0 | 0 | 0 |  | 0 | 0 | 0 |  | #VALUE! | #VALUE! | #VALUE! | #VALUE! |  |  | #VALUE! | #VALUE! | 0 | 0 | 0.20123 | 0.20123 | #VALUE! | #VALUE! | #VALUE! | #VALUE! | 0 | 0 | 0.20123 | 0.20123 | #VALUE! | #VALUE! | #VALUE! | #VALUE! | 0 | 0 | 0.20123 | 0.20123 | #VALUE! | #VALUE! |  |  |  | #VALUE! | #VALUE! | #VALUE! | #VALUE! | #VALUE! | #VALUE! | #VALUE!
Tuesday | 5 | 24 | 23 | 3455 | 0 | 0 | 0 | 0 | 0 | 0 | 0 | 0 | 0 | 0 | 0 | 0 | 0 | 0 | 0 | 0 | 0 | 0 | 0 | 0 | 0 | 0 | 0 | 0 | 0 | 0 | 0 | 0 | 0 | 0 | 0 | 0 | 0 | 0 | 0 | 0 | 0 | 0 | 0 | 0 |  | 0 | 0 | 0 |  | #VALUE! | #VALUE! | #VALUE! | #VALUE! |  |  | #VALUE! | #VALUE! | 0 | 0 | 0.20123 | 0.20123 | #VALUE! | #VALUE! | #VALUE! | #VALUE! | 0 | 0 | 0.20123 | 0.20123 | #VALUE! | #VALUE! | #VALUE! | #VALUE! | 0 | 0 | 0.20123 | 0.20123 | #VALUE! | #VALUE! |  |  |  | #VALUE! | #VALUE! | #VALUE! | #VALUE! | #VALUE! | #VALUE! | #VALUE!
Tuesday | 5 | 24 | 24 | 3456 | 0 | 0 | 0 | 0 | 0 | 0 | 0 | 0 | 0 | 0 | 0 | 0 | 0 | 0 | 0 | 0 | 0 | 0 | 0 | 0 | 0 | 0 | 0 | 0 | 0 | 0 | 0 | 0 | 0 | 0 | 0 | 0 | 0 | 0 | 0 | 0 | 0 | 0 | 0 | 0 |  | 0 | 0 | 0 |  | #VALUE! | #VALUE! | #VALUE! | #VALUE! |  |  | #VALUE! | #VALUE! | 0 | 0 | 0.20123 | 0.20123 | #VALUE! | #VALUE! | #VALUE! | #VALUE! | 0 | 0 | 0.20123 | 0.20123 | #VALUE! | #VALUE! | #VALUE! | #VALUE! | 0 | 0 | 0.20123 | 0.20123 | #VALUE! | #VALUE! |  |  |  | #VALUE! | #VALUE! | #VALUE! | #VALUE! | #VALUE! | #VALUE! | #VALUE!
Wednesday | 5 | 25 | 1 | 3457 | 0 | 0 | 0 | 0 | 0 | 0 | 0 | 0 | 0 | 0 | 0 | 0 | 0 | 0 | 0 | 0 | 0 | 0 | 0 | 0 | 0 | 0 | 0 | 0 | 0 | 0 | 0 | 0 | 0 | 0 | 0 | 0 | 0 | 0 | 0 | 0 | 0 | 0 | 0 | 0 |  | 0 | 0 | 0 |  | #VALUE! | #VALUE! | #VALUE! | #VALUE! |  |  | #VALUE! | #VALUE! | 0 | 0 | 0.20123 | 0.20123 | #VALUE! | #VALUE! | #VALUE! | #VALUE! | 0 | 0 | 0.20123 | 0.20123 | #VALUE! | #VALUE! | #VALUE! | #VALUE! | 0 | 0 | 0.20123 | 0.20123 | #VALUE! | #VALUE! |  |  |  | #VALUE! | #VALUE! | #VALUE! | #VALUE! | #VALUE! | #VALUE! | #VALUE!
Wednesday | 5 | 25 | 2 | 3458 | 0 | 0 | 0 | 0 | 0 | 0 | 0 | 0 | 0 | 0 | 0 | 0 | 0 | 0 | 0 | 0 | 0 | 0 | 0 | 0 | 0 | 0 | 0 | 0 | 0 | 0 | 0 | 0 | 0 | 0 | 0 | 0 | 0 | 0 | 0 | 0 | 0 | 0 | 0 | 0 |  | 0 | 0 | 0 |  | #VALUE! | #VALUE! | #VALUE! | #VALUE! |  |  | #VALUE! | #VALUE! | 0 | 0 | 0.20123 | 0.20123 | #VALUE! | #VALUE! | #VALUE! | #VALUE! | 0 | 0 | 0.20123 | 0.20123 | #VALUE! | #VALUE! | #VALUE! | #VALUE! | 0 | 0 | 0.20123 | 0.20123 | #VALUE! | #VALUE! |  |  |  | #VALUE! | #VALUE! | #VALUE! | #VALUE! | #VALUE! | #VALUE! | #VALUE!
Wednesday | 5 | 25 | 3 | 3459 | 0 | 0 | 0 | 0 | 0 | 0 | 0 | 0 | 0 | 0 | 0 | 0 | 0 | 0 | 0 | 0 | 0 | 0 | 0 | 0 | 0 | 0 | 0 | 0 | 0 | 0 | 0 | 0 | 0 | 0 | 0 | 0 | 0 | 0 | 0 | 0 | 0 | 0 | 0 | 0 |  | 0 | 0 | 0 |  | #VALUE! | #VALUE! | #VALUE! | #VALUE! |  |  | #VALUE! | #VALUE! | 0 | 0 | 0.20123 | 0.20123 | #VALUE! | #VALUE! | #VALUE! | #VALUE! | 0 | 0 | 0.20123 | 0.20123 | #VALUE! | #VALUE! | #VALUE! | #VALUE! | 0 | 0 | 0.20123 | 0.20123 | #VALUE! | #VALUE! |  |  |  | #VALUE! | #VALUE! | #VALUE! | #VALUE! | #VALUE! | #VALUE! | #VALUE!
Wednesday | 5 | 25 | 4 | 3460 | 0 | 0 | 0 | 0 | 0 | 0 | 0 | 0 | 0 | 0 | 0 | 0 | 0 | 0 | 0 | 0 | 0 | 0 | 0 | 0 | 0 | 0 | 0 | 0 | 0 | 0 | 0 | 0 | 0 | 0 | 0 | 0 | 0 | 0 | 0 | 0 | 0 | 0 | 0 | 0 |  | 0 | 0 | 0 |  | #VALUE! | #VALUE! | #VALUE! | #VALUE! |  |  | #VALUE! | #VALUE! | 0 | 0 | 0.20123 | 0.20123 | #VALUE! | #VALUE! | #VALUE! | #VALUE! | 0 | 0 | 0.20123 | 0.20123 | #VALUE! | #VALUE! | #VALUE! | #VALUE! | 0 | 0 | 0.20123 | 0.20123 | #VALUE! | #VALUE! |  |  |  | #VALUE! | #VALUE! | #VALUE! | #VALUE! | #VALUE! | #VALUE! | #VALUE!
Wednesday | 5 | 25 | 5 | 3461 | 0 | 0 | 0 | 0 | 0 | 0 | 0 | 0 | 0 | 0 | 0 | 0 | 0 | 0 | 0 | 0 | 0 | 0 | 0 | 0 | 0 | 0 | 0 | 0 | 0 | 0 | 0 | 0 | 0 | 0 | 0 | 0 | 0 | 0 | 0 | 0 | 0 | 0 | 0 | 0 |  | 0 | 0 | 0 |  | #VALUE! | #VALUE! | #VALUE! | #VALUE! |  |  | #VALUE! | #VALUE! | 0 | 0 | 0.20123 | 0.20123 | #VALUE! | #VALUE! | #VALUE! | #VALUE! | 0 | 0 | 0.20123 | 0.20123 | #VALUE! | #VALUE! | #VALUE! | #VALUE! | 0 | 0 | 0.20123 | 0.20123 | #VALUE! | #VALUE! |  |  |  | #VALUE! | #VALUE! | #VALUE! | #VALUE! | #VALUE! | #VALUE! | #VALUE!
Wednesday | 5 | 25 | 6 | 3462 | 0 | 0 | 0 | 0 | 0 | 0 | 0 | 0 | 0 | 0 | 0 | 0 | 0 | 0 | 0 | 0 | 0 | 0 | 0 | 0 | 0 | 0 | 0 | 0 | 0.0024048 | 0 | 0 | 0 | 0 | 0 | 0 | 0 | 0 | 0 | 0 | 0 | 0 | 0 | 0 | 0 |  | 0 | 0 | 0 |  | #VALUE! | #VALUE! | #VALUE! | #VALUE! |  |  | #VALUE! | #VALUE! | 0 | 0 | 0.20123 | 0.20123 | #VALUE! | #VALUE! | #VALUE! | #VALUE! | 0 | 0 | 0.20123 | 0.20123 | #VALUE! | #VALUE! | #VALUE! | #VALUE! | 0 | 0 | 0.20123 | 0.20123 | #VALUE! | #VALUE! |  |  |  | #VALUE! | #VALUE! | #VALUE! | #VALUE! | #VALUE! | #VALUE! | #VALUE!
Wednesday | 5 | 25 | 7 | 3463 | 0 | 0 | 0 | 0 | 0 | 0 | 0 | 0 | 0 | 0 | 0 | 0 | 0 | 0 | 0 | 0 | 0 | 0 | 0 | 0 | 0 | 0 | 0 | 0 | 0 | 0 | 0 | 0 | 0 | 0 | 0 | 0 | 0 | 0 | 0 | 0 | 0 | 0 | 0 | 0 |  | 0 | 0 | 0 |  | #VALUE! | #VALUE! | #VALUE! | #VALUE! |  |  | #VALUE! | #VALUE! | 0 | 0 | 0.20123 | 0.20123 | #VALUE! | #VALUE! | #VALUE! | #VALUE! | 0 | 0 | 0.20123 | 0.20123 | #VALUE! | #VALUE! | #VALUE! | #VALUE! | 0 | 0 | 0.20123 | 0.20123 | #VALUE! | #VALUE! |  |  |  | #VALUE! | #VALUE! | #VALUE! | #VALUE! | #VALUE! | #VALUE! | #VALUE!
Wednesday | 5 | 25 | 8 | 3464 | 0 | 0 | 0 | 0 | 0 | 0 | 0 | 0 | 0 | 0 | 0 | 0 | 0 | 0 | 0 | 0 | 0 | 0 | 0 | 0 | 0 | 0 | 0 | 0 | 0.0021948 | 0 | 0 | 0 | 0 | 0 | 0 | 0 | 0 | 0 | 0 | 0 | 0 | 0 | 0 | 0 |  | 0 | 0 | 0 |  | #VALUE! | #VALUE! | #VALUE! | #VALUE! |  |  | #VALUE! | #VALUE! | 0 | 0 | 0.20123 | 0.20123 | #VALUE! | #VALUE! | #VALUE! | #VALUE! | 0 | 0 | 0.20123 | 0.20123 | #VALUE! | #VALUE! | #VALUE! | #VALUE! | 0 | 0 | 0.20123 | 0.20123 | #VALUE! | #VALUE! |  |  |  | #VALUE! | #VALUE! | #VALUE! | #VALUE! | #VALUE! | #VALUE! | #VALUE!
Wednesday | 5 | 25 | 9 | 3465 | 0 | 0 | 0 | 0 | 0 | 0 | 0 | 0 | 0 | 0 | 0 | 0 | 0 | 0 | 0 | 0 | 0 | 0 | 0 | 0 | 0 | 0 | 0 | 0 | 0.0026193 | 0 | 0 | 0.0093586 | 0 | 0 | 0 | 0 | 0 | 0 | 0 | 0 | 0 | 0 | 0 | 0 |  | 0 | 0 | 0 |  | #VALUE! | #VALUE! | #VALUE! | #VALUE! |  |  | #VALUE! | #VALUE! | 0 | 0 | 0.20123 | 0.20123 | #VALUE! | #VALUE! | #VALUE! | #VALUE! | 0 | 0 | 0.20123 | 0.20123 | #VALUE! | #VALUE! | #VALUE! | #VALUE! | 0 | 0 | 0.20123 | 0.20123 | #VALUE! | #VALUE! |  |  |  | #VALUE! | #VALUE! | #VALUE! | #VALUE! | #VALUE! | #VALUE! | #VALUE!
Wednesday | 5 | 25 | 10 | 3466 | 0 | 0 | 0 | 0 | 0 | 0 | 0 | 0 | 0 | 0 | 0 | 0 | 0 | 0 | 0 | 0 | 0 | 0 | 0 | 0 | 0 | 0 | 0 | 0 | 0 | 0 | 0 | 0.020406 | 0.064 | 0 | 0 | 0 | 0 | 0 | 0 | 0 | 0 | 0 | 0 | 0 |  | 0 | 0 | 0 |  | #VALUE! | #VALUE! | #VALUE! | #VALUE! |  |  | #VALUE! | #VALUE! | 0 | 0 | 0.20123 | 0.20123 | #VALUE! | #VALUE! | #VALUE! | #VALUE! | 0 | 0 | 0.20123 | 0.20123 | #VALUE! | #VALUE! | #VALUE! | #VALUE! | 0 | 0 | 0.20123 | 0.20123 | #VALUE! | #VALUE! |  |  |  | #VALUE! | #VALUE! | #VALUE! | #VALUE! | #VALUE! | #VALUE! | #VALUE!
Wednesday | 5 | 25 | 11 | 3467 | 0 | 0 | 0 | 0 | 0 | 0 | 0 | 0 | 0 | 0 | 0 | 0 | 0 | 0 | 0 | 0 | 0 | 0 | 0 | 0 | 0 | 0 | 0 | 0 | 0 | 0 | 0 | 0.028147 | 0.097 | 0 | 0 | 0 | 0 | 0 | 0 | 0 | 0 | 0 | 0 | 0 |  | 0 | 0 | 0 |  | #VALUE! | #VALUE! | #VALUE! | #VALUE! |  |  | #VALUE! | #VALUE! | 0 | 0 | 0.20123 | 0.20123 | #VALUE! | #VALUE! | #VALUE! | #VALUE! | 0 | 0 | 0.20123 | 0.20123 | #VALUE! | #VALUE! | #VALUE! | #VALUE! | 0 | 0 | 0.20123 | 0.20123 | #VALUE! | #VALUE! |  |  |  | #VALUE! | #VALUE! | #VALUE! | #VALUE! | #VALUE! | #VALUE! | #VALUE!
Wednesday | 5 | 25 | 12 | 3468 | 0 | 0 | 0 | 0 | 0 | 0 | 0 | 0 | 0 | 0 | 0 | 0 | 0 | 0 | 0 | 0 | 0 | 0 | 0 | 0 | 0 | 0 | 0 | 0 | 0 | 0 | 0 | 0.032993 | 0.108 | 0 | 0 | 0 | 0 | 0 | 0 | 0 | 0 | 0 | 0 | 0 |  | 0 | 0 | 0 |  | #VALUE! | #VALUE! | #VALUE! | #VALUE! |  |  | #VALUE! | #VALUE! | 0 | 0 | 0.20123 | 0.20123 | #VALUE! | #VALUE! | #VALUE! | #VALUE! | 0 | 0 | 0.20123 | 0.20123 | #VALUE! | #VALUE! | #VALUE! | #VALUE! | 0 | 0 | 0.20123 | 0.20123 | #VALUE! | #VALUE! |  |  |  | #VALUE! | #VALUE! | #VALUE! | #VALUE! | #VALUE! | #VALUE! | #VALUE!
Wednesday | 5 | 25 | 13 | 3469 | 0 | 0 | 0 | 0 | 0 | 0 | 0 | 0 | 0 | 0 | 0 | 0 | 0 | 0 | 0 | 0 | 0 | 0 | 0 | 0 | 0 | 0 | 0 | 0.003267 | 0.0068602 | 0 | 0.0011563 | 0.086898 | 0.194 | 0 | 0 | 0 | 0 | 0 | 0 | 0 | 0 | 0 | 0 | 0 |  | 0 | 0 | 0 |  | #VALUE! | #VALUE! | #VALUE! | #VALUE! |  |  | #VALUE! | #VALUE! | 0 | 0 | 0.20123 | 0.20123 | #VALUE! | #VALUE! | #VALUE! | #VALUE! | 0 | 0 | 0.20123 | 0.20123 | #VALUE! | #VALUE! | #VALUE! | #VALUE! | 0 | 0 | 0.20123 | 0.20123 | #VALUE! | #VALUE! |  |  |  | #VALUE! | #VALUE! | #VALUE! | #VALUE! | #VALUE! | #VALUE! | #VALUE!
Wednesday | 5 | 25 | 14 | 3470 | 0 | 0 | 0 | 0 | 0 | 0 | 0 | 0 | 0 | 0 | 0 | 0 | 0 | 0 | 0 | 0 | 0 | 0 | 0 | 0 | 0 | 0 | 0 | 0.0005625 | 0.0033486 | 0 | 0.00053191 | 0.066842 | 0.163 | 0 | 0 | 0 | 0 | 0 | 0 | 0 | 0 | 0 | 0 | 0 |  | 0 | 0 | 0 |  | #VALUE! | #VALUE! | #VALUE! | #VALUE! |  |  | #VALUE! | #VALUE! | 0 | 0 | 0.20123 | 0.20123 | #VALUE! | #VALUE! | #VALUE! | #VALUE! | 0 | 0 | 0.20123 | 0.20123 | #VALUE! | #VALUE! | #VALUE! | #VALUE! | 0 | 0 | 0.20123 | 0.20123 | #VALUE! | #VALUE! |  |  |  | #VALUE! | #VALUE! | #VALUE! | #VALUE! | #VALUE! | #VALUE! | #VALUE!
Wednesday | 5 | 25 | 15 | 3471 | 0 | 0 | 0 | 0 | 0 | 0 | 0 | 0 | 0 | 0 | 0 | 0 | 0 | 0 | 0 | 0 | 0 | 0 | 0 | 0 | 0 | 0 | 0 | 0 | 0 | 0.0035 | 0.00018501 | 0.058297 | 0.145 | 0 | 0 | 0 | 0 | 0 | 0 | 0 | 0 | 0 | 0 | 0 |  | 0 | 0 | 0 |  | #VALUE! | #VALUE! | #VALUE! | #VALUE! |  |  | #VALUE! | #VALUE! | 0 | 0 | 0.20123 | 0.20123 | #VALUE! | #VALUE! | #VALUE! | #VALUE! | 0 | 0 | 0.20123 | 0.20123 | #VALUE! | #VALUE! | #VALUE! | #VALUE! | 0 | 0 | 0.20123 | 0.20123 | #VALUE! | #VALUE! |  |  |  | #VALUE! | #VALUE! | #VALUE! | #VALUE! | #VALUE! | #VALUE! | #VALUE!
Wednesday | 5 | 25 | 16 | 3472 | 0 | 0 | 0 | 0 | 0 | 0 | 0 | 0 | 0 | 0 | 0 | 0 | 0 | 0 | 0 | 0 | 0 | 0 | 0 | 0 | 0 | 0 | 0 | 0.0021932 | 0 | 0 | 0.00085568 | 0.084054 | 0.18 | 0 | 0 | 0 | 0 | 0 | 0 | 0 | 0 | 0 | 0 | 0 |  | 0 | 0 | 0 |  | #VALUE! | #VALUE! | #VALUE! | #VALUE! |  |  | #VALUE! | #VALUE! | 0 | 0 | 0.20123 | 0.20123 | #VALUE! | #VALUE! | #VALUE! | #VALUE! | 0 | 0 | 0.20123 | 0.20123 | #VALUE! | #VALUE! | #VALUE! | #VALUE! | 0 | 0 | 0.20123 | 0.20123 | #VALUE! | #VALUE! |  |  |  | #VALUE! | #VALUE! | #VALUE! | #VALUE! | #VALUE! | #VALUE! | #VALUE!
Wednesday | 5 | 25 | 17 | 3473 | 0 | 0 | 0 | 0 | 0 | 0 | 0 | 0 | 0 | 0 | 0 | 0 | 0 | 0 | 0 | 0 | 0 | 0 | 0 | 0 | 0 | 0 | 0 | 0.00084375 | 0 | 0 | 0.00054347 | 0.074074 | 0.163 | 0 | 0 | 0 | 0 | 0 | 0 | 0 | 0 | 0 | 0 | 0 |  | 0 | 0 | 0 |  | #VALUE! | #VALUE! | #VALUE! | #VALUE! |  |  | #VALUE! | #VALUE! | 0 | 0 | 0.20123 | 0.20123 | #VALUE! | #VALUE! | #VALUE! | #VALUE! | 0 | 0 | 0.20123 | 0.20123 | #VALUE! | #VALUE! | #VALUE! | #VALUE! | 0 | 0 | 0.20123 | 0.20123 | #VALUE! | #VALUE! |  |  |  | #VALUE! | #VALUE! | #VALUE! | #VALUE! | #VALUE! | #VALUE! | #VALUE!
Wednesday | 5 | 25 | 18 | 3474 | 0 | 0 | 0 | 0 | 0 | 0 | 0 | 0 | 0 | 0 | 0 | 0 | 0 | 0 | 0 | 0 | 0 | 0 | 0 | 0 | 0 | 0 | 0 | 0.0019233 | 0 | 0 | 0.00087881 | 0.087132 | 0.18 | 0 | 0 | 0 | 0 | 0 | 0 | 0 | 0 | 0 | 0 | 0 |  | 0 | 0 | 0 |  | #VALUE! | #VALUE! | #VALUE! | #VALUE! |  |  | #VALUE! | #VALUE! | 0 | 0 | 0.20123 | 0.20123 | #VALUE! | #VALUE! | #VALUE! | #VALUE! | 0 | 0 | 0.20123 | 0.20123 | #VALUE! | #VALUE! | #VALUE! | #VALUE! | 0 | 0 | 0.20123 | 0.20123 | #VALUE! | #VALUE! |  |  |  | #VALUE! | #VALUE! | #VALUE! | #VALUE! | #VALUE! | #VALUE! | #VALUE!
Wednesday | 5 | 25 | 19 | 3475 | 0 | 0 | 0 | 0 | 0 | 0 | 0 | 0 | 0 | 0 | 0 | 0 | 0 | 0 | 0 | 0 | 0 | 0 | 0 | 0 | 0 | 0 | 0 | 0.0014744 | 0 | 0 | 0.00090194 | 0.086143 | 0.18 | 0 | 0 | 0 | 0 | 0 | 0 | 0 | 0 | 0 | 0 | 0 |  | 0 | 0 | 0 |  | #VALUE! | #VALUE! | #VALUE! | #VALUE! |  |  | #VALUE! | #VALUE! | 0 | 0 | 0.20123 | 0.20123 | #VALUE! | #VALUE! | #VALUE! | #VALUE! | 0 | 0 | 0.20123 | 0.20123 | #VALUE! | #VALUE! | #VALUE! | #VALUE! | 0 | 0 | 0.20123 | 0.20123 | #VALUE! | #VALUE! |  |  |  | #VALUE! | #VALUE! | #VALUE! | #VALUE! | #VALUE! | #VALUE! | #VALUE!
Wednesday | 5 | 25 | 20 | 3476 | 0 | 0 | 0 | 0 | 0 | 0 | 0 | 0 | 0 | 0 | 0 | 0 | 0 | 0 | 0 | 0 | 0 | 0 | 0 | 0 | 0 | 0 | 0 | 0 | 0 | 0 | 0 | 0.0063448 | 0.026 | 0 | 0 | 0 | 0 | 0 | 0 | 0 | 0 | 0 | 0 | 0 |  | 0 | 0 | 0 |  | #VALUE! | #VALUE! | #VALUE! | #VALUE! |  |  | #VALUE! | #VALUE! | 0 | 0 | 0.20123 | 0.20123 | #VALUE! | #VALUE! | #VALUE! | #VALUE! | 0 | 0 | 0.20123 | 0.20123 | #VALUE! | #VALUE! | #VALUE! | #VALUE! | 0 | 0 | 0.20123 | 0.20123 | #VALUE! | #VALUE! |  |  |  | #VALUE! | #VALUE! | #VALUE! | #VALUE! | #VALUE! | #VALUE! | #VALUE!
Wednesday | 5 | 25 | 21 | 3477 | 0 | 0 | 0 | 0 | 0 | 0 | 0 | 0 | 0 | 0 | 0 | 0 | 0 | 0 | 0 | 0 | 0 | 0 | 0 | 0 | 0 | 0 | 0 | 0 | 0 | 0 | 0 | 0 | 0 | 0 | 0 | 0 | 0 | 0 | 0 | 0 | 0 | 0 | 0 | 0 |  | 0 | 0 | 0 |  | #VALUE! | #VALUE! | #VALUE! | #VALUE! |  |  | #VALUE! | #VALUE! | 0 | 0 | 0.20123 | 0.20123 | #VALUE! | #VALUE! | #VALUE! | #VALUE! | 0 | 0 | 0.20123 | 0.20123 | #VALUE! | #VALUE! | #VALUE! | #VALUE! | 0 | 0 | 0.20123 | 0.20123 | #VALUE! | #VALUE! |  |  |  | #VALUE! | #VALUE! | #VALUE! | #VALUE! | #VALUE! | #VALUE! | #VALUE!
Wednesday | 5 | 25 | 22 | 3478 | 0 | 0 | 0 | 0 | 0 | 0 | 0 | 0 | 0 | 0 | 0 | 0 | 0 | 0 | 0 | 0 | 0 | 0 | 0 | 0 | 0 | 0 | 0 | 0 | 0.0033778 | 0 | 0 | 0 | 0 | 0 | 0 | 0 | 0 | 0 | 0 | 0 | 0 | 0 | 0 | 0 |  | 0 | 0 | 0 |  | #VALUE! | #VALUE! | #VALUE! | #VALUE! |  |  | #VALUE! | #VALUE! | 0 | 0 | 0.20123 | 0.20123 | #VALUE! | #VALUE! | #VALUE! | #VALUE! | 0 | 0 | 0.20123 | 0.20123 | #VALUE! | #VALUE! | #VALUE! | #VALUE! | 0 | 0 | 0.20123 | 0.20123 | #VALUE! | #VALUE! |  |  |  | #VALUE! | #VALUE! | #VALUE! | #VALUE! | #VALUE! | #VALUE! | #VALUE!
Wednesday | 5 | 25 | 23 | 3479 | 0 | 0 | 0 | 0 | 0 | 0 | 0 | 0 | 0 | 0 | 0 | 0 | 0 | 0 | 0 | 0 | 0 | 0 | 0 | 0 | 0 | 0 | 0 | 0 | 0 | 0 | 0 | 0 | 0 | 0 | 0 | 0 | 0 | 0 | 0 | 0 | 0 | 0 | 0 | 0 |  | 0 | 0 | 0 |  | #VALUE! | #VALUE! | #VALUE! | #VALUE! |  |  | #VALUE! | #VALUE! | 0 | 0 | 0.20123 | 0.20123 | #VALUE! | #VALUE! | #VALUE! | #VALUE! | 0 | 0 | 0.20123 | 0.20123 | #VALUE! | #VALUE! | #VALUE! | #VALUE! | 0 | 0 | 0.20123 | 0.20123 | #VALUE! | #VALUE! |  |  |  | #VALUE! | #VALUE! | #VALUE! | #VALUE! | #VALUE! | #VALUE! | #VALUE!
Wednesday | 5 | 25 | 24 | 3480 | 0 | 0 | 0 | 0 | 0 | 0 | 0 | 0 | 0 | 0 | 0 | 0 | 0 | 0 | 0 | 0 | 0 | 0 | 0 | 0 | 0 | 0 | 0 | 0 | 0 | 0 | 0 | 0 | 0 | 0 | 0 | 0 | 0 | 0 | 0 | 0 | 0 | 0 | 0 | 0 |  | 0 | 0 | 0 |  | #VALUE! | #VALUE! | #VALUE! | #VALUE! |  |  | #VALUE! | #VALUE! | 0 | 0 | 0.20123 | 0.20123 | #VALUE! | #VALUE! | #VALUE! | #VALUE! | 0 | 0 | 0.20123 | 0.20123 | #VALUE! | #VALUE! | #VALUE! | #VALUE! | 0 | 0 | 0.20123 | 0.20123 | #VALUE! | #VALUE! |  |  |  | #VALUE! | #VALUE! | #VALUE! | #VALUE! | #VALUE! | #VALUE! | #VALUE!
Thursday | 5 | 26 | 1 | 3481 | 0 | 0 | 0 | 0 | 0 | 0 | 0 | 0 | 0 | 0 | 0 | 0 | 0 | 0 | 0 | 0 | 0 | 0 | 0 | 0 | 0 | 0 | 0 | 0 | 0 | 0 | 0 | 0 | 0 | 0 | 0 | 0 | 0 | 0 | 0 | 0 | 0 | 0 | 0 | 0 |  | 0 | 0 | 0 |  | #VALUE! | #VALUE! | #VALUE! | #VALUE! |  |  | #VALUE! | #VALUE! | 0 | 0 | 0.20123 | 0.20123 | #VALUE! | #VALUE! | #VALUE! | #VALUE! | 0 | 0 | 0.20123 | 0.20123 | #VALUE! | #VALUE! | #VALUE! | #VALUE! | 0 | 0 | 0.20123 | 0.20123 | #VALUE! | #VALUE! |  |  |  | #VALUE! | #VALUE! | #VALUE! | #VALUE! | #VALUE! | #VALUE! | #VALUE!
Thursday | 5 | 26 | 2 | 3482 | 0 | 0 | 0 | 0 | 0 | 0 | 0 | 0 | 0 | 0 | 0 | 0 | 0 | 0 | 0 | 0 | 0 | 0 | 0 | 0 | 0 | 0 | 0 | 0 | 0 | 0 | 0 | 0 | 0 | 0 | 0 | 0 | 0 | 0 | 0 | 0 | 0 | 0 | 0 | 0 |  | 0 | 0 | 0 |  | #VALUE! | #VALUE! | #VALUE! | #VALUE! |  |  | #VALUE! | #VALUE! | 0 | 0 | 0.20123 | 0.20123 | #VALUE! | #VALUE! | #VALUE! | #VALUE! | 0 | 0 | 0.20123 | 0.20123 | #VALUE! | #VALUE! | #VALUE! | #VALUE! | 0 | 0 | 0.20123 | 0.20123 | #VALUE! | #VALUE! |  |  |  | #VALUE! | #VALUE! | #VALUE! | #VALUE! | #VALUE! | #VALUE! | #VALUE!
Thursday | 5 | 26 | 3 | 3483 | 0 | 0 | 0 | 0 | 0 | 0 | 0 | 0 | 0 | 0 | 0 | 0 | 0 | 0 | 0 | 0 | 0 | 0 | 0 | 0 | 0 | 0 | 0 | 0 | 0 | 0 | 0 | 0 | 0 | 0 | 0 | 0 | 0 | 0 | 0 | 0 | 0 | 0 | 0 | 0 |  | 0 | 0 | 0 |  | #VALUE! | #VALUE! | #VALUE! | #VALUE! |  |  | #VALUE! | #VALUE! | 0 | 0 | 0.20123 | 0.20123 | #VALUE! | #VALUE! | #VALUE! | #VALUE! | 0 | 0 | 0.20123 | 0.20123 | #VALUE! | #VALUE! | #VALUE! | #VALUE! | 0 | 0 | 0.20123 | 0.20123 | #VALUE! | #VALUE! |  |  |  | #VALUE! | #VALUE! | #VALUE! | #VALUE! | #VALUE! | #VALUE! | #VALUE!
Thursday | 5 | 26 | 4 | 3484 | 0 | 0 | 0 | 0 | 0 | 0 | 0 | 0 | 0 | 0 | 0 | 0 | 0 | 0 | 0 | 0 | 0 | 0 | 0 | 0 | 0 | 0 | 0 | 0 | 0 | 0 | 0 | 0 | 0 | 0 | 0 | 0 | 0 | 0 | 0 | 0 | 0 | 0 | 0 | 0 |  | 0 | 0 | 0 |  | #VALUE! | #VALUE! | #VALUE! | #VALUE! |  |  | #VALUE! | #VALUE! | 0 | 0 | 0.20123 | 0.20123 | #VALUE! | #VALUE! | #VALUE! | #VALUE! | 0 | 0 | 0.20123 | 0.20123 | #VALUE! | #VALUE! | #VALUE! | #VALUE! | 0 | 0 | 0.20123 | 0.20123 | #VALUE! | #VALUE! |  |  |  | #VALUE! | #VALUE! | #VALUE! | #VALUE! | #VALUE! | #VALUE! | #VALUE!
Thursday | 5 | 26 | 5 | 3485 | 0 | 0 | 0 | 0 | 0 | 0 | 0 | 0 | 0 | 0 | 0 | 0 | 0 | 0 | 0 | 0 | 0 | 0 | 0 | 0 | 0 | 0 | 0 | 0 | 0 | 0 | 0 | 0 | 0 | 0 | 0 | 0 | 0 | 0 | 0 | 0 | 0 | 0 | 0 | 0 |  | 0 | 0 | 0 |  | #VALUE! | #VALUE! | #VALUE! | #VALUE! |  |  | #VALUE! | #VALUE! | 0 | 0 | 0.20123 | 0.20123 | #VALUE! | #VALUE! | #VALUE! | #VALUE! | 0 | 0 | 0.20123 | 0.20123 | #VALUE! | #VALUE! | #VALUE! | #VALUE! | 0 | 0 | 0.20123 | 0.20123 | #VALUE! | #VALUE! |  |  |  | #VALUE! | #VALUE! | #VALUE! | #VALUE! | #VALUE! | #VALUE! | #VALUE!
Thursday | 5 | 26 | 6 | 3486 | 0 | 0 | 0 | 0 | 0 | 0 | 0 | 0 | 0 | 0 | 0 | 0 | 0 | 0 | 0 | 0 | 0 | 0 | 0 | 0 | 0 | 0 | 0 | 0 | 0.0023402 | 0 | 0 | 0 | 0 | 0 | 0 | 0 | 0 | 0 | 0 | 0 | 0 | 0 | 0 | 0 |  | 0 | 0 | 0 |  | #VALUE! | #VALUE! | #VALUE! | #VALUE! |  |  | #VALUE! | #VALUE! | 0 | 0 | 0.20123 | 0.20123 | #VALUE! | #VALUE! | #VALUE! | #VALUE! | 0 | 0 | 0.20123 | 0.20123 | #VALUE! | #VALUE! | #VALUE! | #VALUE! | 0 | 0 | 0.20123 | 0.20123 | #VALUE! | #VALUE! |  |  |  | #VALUE! | #VALUE! | #VALUE! | #VALUE! | #VALUE! | #VALUE! | #VALUE!
Thursday | 5 | 26 | 7 | 3487 | 0 | 0 | 0 | 0 | 0 | 0 | 0 | 0 | 0 | 0 | 0 | 0 | 0 | 0 | 0 | 0 | 0 | 0 | 0 | 0 | 0 | 0 | 0 | 0 | 0.003982 | 0 | 0 | 0 | 0 | 0 | 0 | 0 | 0 | 0 | 0 | 0 | 0 | 0 | 0 | 0 |  | 0 | 0 | 0 |  | #VALUE! | #VALUE! | #VALUE! | #VALUE! |  |  | #VALUE! | #VALUE! | 0 | 0 | 0.20123 | 0.20123 | #VALUE! | #VALUE! | #VALUE! | #VALUE! | 0 | 0 | 0.20123 | 0.20123 | #VALUE! | #VALUE! | #VALUE! | #VALUE! | 0 | 0 | 0.20123 | 0.20123 | #VALUE! | #VALUE! |  |  |  | #VALUE! | #VALUE! | #VALUE! | #VALUE! | #VALUE! | #VALUE! | #VALUE!
Thursday | 5 | 26 | 8 | 3488 | 0 | 0 | 0 | 0 | 0 | 0 | 0 | 0 | 0 | 0 | 0 | 0 | 0 | 0 | 0 | 0 | 0 | 0 | 0 | 0 | 0 | 0 | 0 | 0 | 0.0025754 | 0 | 0 | 0.0092 | 0.004 | 0 | 0 | 0 | 0 | 0 | 0 | 0 | 0 | 0 | 0 | 0 |  | 0 | 0 | 0 |  | #VALUE! | #VALUE! | #VALUE! | #VALUE! |  |  | #VALUE! | #VALUE! | 0 | 0 | 0.20123 | 0.20123 | #VALUE! | #VALUE! | #VALUE! | #VALUE! | 0 | 0 | 0.20123 | 0.20123 | #VALUE! | #VALUE! | #VALUE! | #VALUE! | 0 | 0 | 0.20123 | 0.20123 | #VALUE! | #VALUE! |  |  |  | #VALUE! | #VALUE! | #VALUE! | #VALUE! | #VALUE! | #VALUE! | #VALUE!
Thursday | 5 | 26 | 9 | 3489 | 0 | 0 | 0 | 0 | 0 | 0 | 0 | 0 | 0 | 0 | 0 | 0 | 0 | 0 | 0 | 0 | 0 | 0 | 0 | 0 | 0 | 0 | 0 | 0 | 0 | 0 | 0 | 0.026683 | 0.093 | 0 | 0 | 0 | 0 | 0 | 0 | 0 | 0 | 0 | 0 | 0 |  | 0 | 0 | 0 |  | #VALUE! | #VALUE! | #VALUE! | #VALUE! |  |  | #VALUE! | #VALUE! | 0 | 0 | 0.20123 | 0.20123 | #VALUE! | #VALUE! | #VALUE! | #VALUE! | 0 | 0 | 0.20123 | 0.20123 | #VALUE! | #VALUE! | #VALUE! | #VALUE! | 0 | 0 | 0.20123 | 0.20123 | #VALUE! | #VALUE! |  |  |  | #VALUE! | #VALUE! | #VALUE! | #VALUE! | #VALUE! | #VALUE! | #VALUE!
Thursday | 5 | 26 | 10 | 3490 | 0 | 0 | 0 | 0 | 0 | 0 | 0 | 0 | 0 | 0 | 0 | 0 | 0 | 0 | 0 | 0 | 0 | 0 | 0 | 0 | 0 | 0 | 0 | 0 | 0.004889 | 0 | 0.00052035 | 0.051943 | 0.146 | 0 | 0 | 0 | 0 | 0 | 0 | 0 | 0 | 0 | 0 | 0 |  | 0 | 0 | 0 |  | #VALUE! | #VALUE! | #VALUE! | #VALUE! |  |  | #VALUE! | #VALUE! | 0 | 0 | 0.20123 | 0.20123 | #VALUE! | #VALUE! | #VALUE! | #VALUE! | 0 | 0 | 0.20123 | 0.20123 | #VALUE! | #VALUE! | #VALUE! | #VALUE! | 0 | 0 | 0.20123 | 0.20123 | #VALUE! | #VALUE! |  |  |  | #VALUE! | #VALUE! | #VALUE! | #VALUE! | #VALUE! | #VALUE! | #VALUE!
Thursday | 5 | 26 | 11 | 3491 | 0 | 0 | 0 | 0 | 0 | 0 | 0 | 0 | 0 | 0 | 0 | 0 | 0 | 0 | 0 | 0 | 0 | 0 | 0 | 0 | 0 | 0 | 0 | 0.0037216 | 0.019038 | 0 | 0.001191 | 0.091259 | 0.198 | 0 | 0 | 0 | 0 | 0 | 0 | 0 | 0 | 0 | 0 | 0 |  | 0 | 0 | 0 |  | #VALUE! | #VALUE! | #VALUE! | #VALUE! |  |  | #VALUE! | #VALUE! | 0 | 0 | 0.20123 | 0.20123 | #VALUE! | #VALUE! | #VALUE! | #VALUE! | 0 | 0 | 0.20123 | 0.20123 | #VALUE! | #VALUE! | #VALUE! | #VALUE! | 0 | 0 | 0.20123 | 0.20123 | #VALUE! | #VALUE! |  |  |  | #VALUE! | #VALUE! | #VALUE! | #VALUE! | #VALUE! | #VALUE! | #VALUE!
Thursday | 5 | 26 | 12 | 3492 | 0 | 0 | 0 | 0 | 0 | 0 | 0 | 0 | 0 | 0 | 0 | 0 | 0 | 0 | 0 | 0 | 0 | 0 | 0 | 0 | 0 | 0 | 0.015 | 0.033102 | 0.025793 | 0 | 0.0018733 | 0.13751 | 0.233 | 0 | 0 | 0 | 0 | 0 | 0 | 0 | 0 | 0 | 0 | 0 |  | 0 | 0 | 0 |  | #VALUE! | #VALUE! | #VALUE! | #VALUE! |  |  | #VALUE! | #VALUE! | 0 | 0 | 0.20123 | 0.20123 | #VALUE! | #VALUE! | #VALUE! | #VALUE! | 0 | 0 | 0.20123 | 0.20123 | #VALUE! | #VALUE! | #VALUE! | #VALUE! | 0 | 0 | 0.20123 | 0.20123 | #VALUE! | #VALUE! |  |  |  | #VALUE! | #VALUE! | #VALUE! | #VALUE! | #VALUE! | #VALUE! | #VALUE!
Thursday | 5 | 26 | 13 | 3493 | 0 | 0 | 0 | 0 | 0 | 0 | 0 | 0 | 0 | 0 | 0 | 0 | 0 | 0 | 0 | 0 | 0 | 0 | 0 | 0 | 0 | 0 | 0.02525 | 0.040001 | 0.040878 | 0.018 | 0.0018964 | 0.14617 | 0.233 | 0 | 0 | 0 | 0 | 0 | 0 | 0 | 0 | 0 | 0 | 0 |  | 0 | 0 | 0 |  | #VALUE! | #VALUE! | #VALUE! | #VALUE! |  |  | #VALUE! | #VALUE! | 0 | 0 | 0.20123 | 0.20123 | #VALUE! | #VALUE! | #VALUE! | #VALUE! | 0 | 0 | 0.20123 | 0.20123 | #VALUE! | #VALUE! | #VALUE! | #VALUE! | 0 | 0 | 0.20123 | 0.20123 | #VALUE! | #VALUE! |  |  |  | #VALUE! | #VALUE! | #VALUE! | #VALUE! | #VALUE! | #VALUE! | #VALUE!
Thursday | 5 | 26 | 14 | 3494 | 0 | 0 | 0 | 0 | 0 | 0 | 0 | 0 | 0 | 0 | 0 | 0 | 0 | 0 | 0 | 0 | 0 | 0 | 0 | 0 | 0 | 0.0255 | 0.071167 | 0.0757 | 0.050141 | 0.01875 | 0.0022317 | 0.17511 | 0.25 | 0 | 0 | 0 | 0 | 0 | 0 | 0 | 0 | 0 | 0 | 0 |  | 0 | 0 | 0 |  | #VALUE! | #VALUE! | #VALUE! | #VALUE! |  |  | #VALUE! | #VALUE! | 0 | 0 | 0.20123 | 0.20123 | #VALUE! | #VALUE! | #VALUE! | #VALUE! | 0 | 0 | 0.20123 | 0.20123 | #VALUE! | #VALUE! | #VALUE! | #VALUE! | 0 | 0 | 0.20123 | 0.20123 | #VALUE! | #VALUE! |  |  |  | #VALUE! | #VALUE! | #VALUE! | #VALUE! | #VALUE! | #VALUE! | #VALUE!
Thursday | 5 | 26 | 15 | 3495 | 0 | 0 | 0 | 0 | 0 | 0 | 0 | 0 | 0 | 0 | 0 | 0 | 0 | 0 | 0 | 0 | 0 | 0 | 0 | 0 | 0 | 0.032 | 0.083333 | 0.084537 | 0.054009 | 0.04275 | 0.0022433 | 0.1815 | 0.25 | 0 | 0 | 0 | 0 | 0 | 0 | 0 | 0 | 0 | 0 | 0 |  | 0 | 0 | 0 |  | #VALUE! | #VALUE! | #VALUE! | #VALUE! |  |  | #VALUE! | #VALUE! | 0 | 0 | 0.20123 | 0.20123 | #VALUE! | #VALUE! | #VALUE! | #VALUE! | 0 | 0 | 0.20123 | 0.20123 | #VALUE! | #VALUE! | #VALUE! | #VALUE! | 0 | 0 | 0.20123 | 0.20123 | #VALUE! | #VALUE! |  |  |  | #VALUE! | #VALUE! | #VALUE! | #VALUE! | #VALUE! | #VALUE! | #VALUE!
Thursday | 5 | 26 | 16 | 3496 | 0 | 0 | 0 | 0 | 0 | 0 | 0 | 0 | 0 | 0 | 0 | 0 | 0 | 0 | 0 | 0 | 0 | 0 | 0 | 0 | 0 | 0.055 | 0.12275 | 0.12779 | 0.059429 | 0.03575 | 0.0025786 | 0.20425 | 0.267 | 0 | 0 | 0 | 0 | 0 | 0 | 0 | 0 | 0 | 0 | 0 |  | 0 | 0 | 0 |  | #VALUE! | #VALUE! | #VALUE! | #VALUE! |  |  | #VALUE! | #VALUE! | 0 | 0 | 0.20123 | 0.20123 | #VALUE! | #VALUE! | #VALUE! | #VALUE! | 0 | 0 | 0.20123 | 0.20123 | #VALUE! | #VALUE! | #VALUE! | #VALUE! | 0 | 0 | 0.20123 | 0.20123 | #VALUE! | #VALUE! |  |  |  | #VALUE! | #VALUE! | #VALUE! | #VALUE! | #VALUE! | #VALUE! | #VALUE!
Thursday | 5 | 26 | 17 | 3497 | 0 | 0 | 0 | 0 | 0 | 0 | 0 | 0 | 0 | 0 | 0 | 0 | 0 | 0 | 0 | 0 | 0 | 0 | 0 | 0 | 0 | 0.0395 | 0.0935 | 0.099632 | 0.056514 | 0.0125 | 0.0022664 | 0.18444 | 0.25 | 0 | 0 | 0 | 0 | 0 | 0 | 0 | 0 | 0 | 0 | 0 |  | 0 | 0 | 0 |  | #VALUE! | #VALUE! | #VALUE! | #VALUE! |  |  | #VALUE! | #VALUE! | 0 | 0 | 0.20123 | 0.20123 | #VALUE! | #VALUE! | #VALUE! | #VALUE! | 0 | 0 | 0.20123 | 0.20123 | #VALUE! | #VALUE! | #VALUE! | #VALUE! | 0 | 0 | 0.20123 | 0.20123 | #VALUE! | #VALUE! |  |  |  | #VALUE! | #VALUE! | #VALUE! | #VALUE! | #VALUE! | #VALUE! | #VALUE!
Thursday | 5 | 26 | 18 | 3498 | 0 | 0 | 0 | 0 | 0 | 0 | 0 | 0 | 0 | 0 | 0 | 0 | 0 | 0 | 0 | 0 | 0 | 0 | 0 | 0 | 0 | 0 | 0.0023333 | 0.015834 | 0.011041 | 0.00375 | 0.001272 | 0.1209 | 0.198 | 0 | 0 | 0 | 0 | 0 | 0 | 0 | 0 | 0 | 0 | 0 |  | 0 | 0 | 0 |  | #VALUE! | #VALUE! | #VALUE! | #VALUE! |  |  | #VALUE! | #VALUE! | 0 | 0 | 0.20123 | 0.20123 | #VALUE! | #VALUE! | #VALUE! | #VALUE! | 0 | 0 | 0.20123 | 0.20123 | #VALUE! | #VALUE! | #VALUE! | #VALUE! | 0 | 0 | 0.20123 | 0.20123 | #VALUE! | #VALUE! |  |  |  | #VALUE! | #VALUE! | #VALUE! | #VALUE! | #VALUE! | #VALUE! | #VALUE!
Thursday | 5 | 26 | 19 | 3499 | 0 | 0 | 0 | 0 | 0 | 0 | 0 | 0 | 0 | 0 | 0 | 0 | 0 | 0 | 0 | 0 | 0 | 0 | 0 | 0 | 0 | 0 | 0 | 0.0030909 | 0.0041614 | 0 | 0.00092506 | 0.096389 | 0.18 | 0 | 0 | 0 | 0 | 0 | 0 | 0 | 0 | 0 | 0 | 0 |  | 0 | 0 | 0 |  | #VALUE! | #VALUE! | #VALUE! | #VALUE! |  |  | #VALUE! | #VALUE! | 0 | 0 | 0.20123 | 0.20123 | #VALUE! | #VALUE! | #VALUE! | #VALUE! | 0 | 0 | 0.20123 | 0.20123 | #VALUE! | #VALUE! | #VALUE! | #VALUE! | 0 | 0 | 0.20123 | 0.20123 | #VALUE! | #VALUE! |  |  |  | #VALUE! | #VALUE! | #VALUE! | #VALUE! | #VALUE! | #VALUE! | #VALUE!
Thursday | 5 | 26 | 20 | 3500 | 0 | 0 | 0 | 0 | 0 | 0 | 0 | 0 | 0 | 0 | 0 | 0 | 0 | 0 | 0 | 0 | 0 | 0 | 0 | 0 | 0 | 0 | 0 | 0 | 0 | 0 | 0 | 0.023113 | 0.074 | 0 | 0 | 0 | 0 | 0 | 0 | 0 | 0 | 0 | 0 | 0 |  | 0 | 0 | 0 |  | #VALUE! | #VALUE! | #VALUE! | #VALUE! |  |  | #VALUE! | #VALUE! | 0 | 0 | 0.20123 | 0.20123 | #VALUE! | #VALUE! | #VALUE! | #VALUE! | 0 | 0 | 0.20123 | 0.20123 | #VALUE! | #VALUE! | #VALUE! | #VALUE! | 0 | 0 | 0.20123 | 0.20123 | #VALUE! | #VALUE! |  |  |  | #VALUE! | #VALUE! | #VALUE! | #VALUE! | #VALUE! | #VALUE! | #VALUE!
Thursday | 5 | 26 | 21 | 3501 | 0 | 0 | 0 | 0 | 0 | 0 | 0 | 0 | 0 | 0 | 0 | 0 | 0 | 0 | 0 | 0 | 0 | 0 | 0 | 0 | 0 | 0 | 0 | 0 | 0 | 0 | 0 | 0.014312 | 0.054 | 0 | 0 | 0 | 0 | 0 | 0 | 0 | 0 | 0 | 0 | 0 |  | 0 | 0 | 0 |  | #VALUE! | #VALUE! | #VALUE! | #VALUE! |  |  | #VALUE! | #VALUE! | 0 | 0 | 0.20123 | 0.20123 | #VALUE! | #VALUE! | #VALUE! | #VALUE! | 0 | 0 | 0.20123 | 0.20123 | #VALUE! | #VALUE! | #VALUE! | #VALUE! | 0 | 0 | 0.20123 | 0.20123 | #VALUE! | #VALUE! |  |  |  | #VALUE! | #VALUE! | #VALUE! | #VALUE! | #VALUE! | #VALUE! | #VALUE!
Thursday | 5 | 26 | 22 | 3502 | 0 | 0 | 0 | 0 | 0 | 0 | 0 | 0 | 0 | 0 | 0 | 0 | 0 | 0 | 0 | 0 | 0 | 0 | 0 | 0 | 0 | 0 | 0 | 0 | 0.0034143 | 0 | 0 | 0.00031724 | 0 | 0 | 0 | 0 | 0 | 0 | 0 | 0 | 0 | 0 | 0 | 0 |  | 0 | 0 | 0 |  | #VALUE! | #VALUE! | #VALUE! | #VALUE! |  |  | #VALUE! | #VALUE! | 0 | 0 | 0.20123 | 0.20123 | #VALUE! | #VALUE! | #VALUE! | #VALUE! | 0 | 0 | 0.20123 | 0.20123 | #VALUE! | #VALUE! | #VALUE! | #VALUE! | 0 | 0 | 0.20123 | 0.20123 | #VALUE! | #VALUE! |  |  |  | #VALUE! | #VALUE! | #VALUE! | #VALUE! | #VALUE! | #VALUE! | #VALUE!
Thursday | 5 | 26 | 23 | 3503 | 0 | 0 | 0 | 0 | 0 | 0 | 0 | 0 | 0 | 0 | 0 | 0 | 0 | 0 | 0 | 0 | 0 | 0 | 0 | 0 | 0 | 0 | 0 | 0 | 0 | 0 | 0 | 0 | 0 | 0 | 0 | 0 | 0 | 0 | 0 | 0 | 0 | 0 | 0 | 0 |  | 0 | 0 | 0 |  | #VALUE! | #VALUE! | #VALUE! | #VALUE! |  |  | #VALUE! | #VALUE! | 0 | 0 | 0.20123 | 0.20123 | #VALUE! | #VALUE! | #VALUE! | #VALUE! | 0 | 0 | 0.20123 | 0.20123 | #VALUE! | #VALUE! | #VALUE! | #VALUE! | 0 | 0 | 0.20123 | 0.20123 | #VALUE! | #VALUE! |  |  |  | #VALUE! | #VALUE! | #VALUE! | #VALUE! | #VALUE! | #VALUE! | #VALUE!
Thursday | 5 | 26 | 24 | 3504 | 0 | 0 | 0 | 0 | 0 | 0 | 0 | 0 | 0 | 0 | 0 | 0 | 0 | 0 | 0 | 0 | 0 | 0 | 0 | 0 | 0 | 0 | 0 | 0 | 0 | 0 | 0 | 0.00015862 | 0 | 0 | 0 | 0 | 0 | 0 | 0 | 0 | 0 | 0 | 0 | 0 |  | 0 | 0 | 0 |  | #VALUE! | #VALUE! | #VALUE! | #VALUE! |  |  | #VALUE! | #VALUE! | 0 | 0 | 0.20123 | 0.20123 | #VALUE! | #VALUE! | #VALUE! | #VALUE! | 0 | 0 | 0.20123 | 0.20123 | #VALUE! | #VALUE! | #VALUE! | #VALUE! | 0 | 0 | 0.20123 | 0.20123 | #VALUE! | #VALUE! |  |  |  | #VALUE! | #VALUE! | #VALUE! | #VALUE! | #VALUE! | #VALUE! | #VALUE!
Friday | 5 | 27 | 1 | 3505 | 0 | 0 | 0 | 0 | 0 | 0 | 0 | 0 | 0 | 0 | 0 | 0 | 0 | 0 | 0 | 0 | 0 | 0 | 0 | 0 | 0 | 0 | 0 | 0 | 0 | 0 | 0 | 0 | 0 | 0 | 0 | 0 | 0 | 0 | 0 | 0 | 0 | 0 | 0 | 0 |  | 0 | 0 | 0 |  | #VALUE! | #VALUE! | #VALUE! | #VALUE! |  |  | #VALUE! | #VALUE! | 0 | 0 | 0.20123 | 0.20123 | #VALUE! | #VALUE! | #VALUE! | #VALUE! | 0 | 0 | 0.20123 | 0.20123 | #VALUE! | #VALUE! | #VALUE! | #VALUE! | 0 | 0 | 0.20123 | 0.20123 | #VALUE! | #VALUE! |  |  |  | #VALUE! | #VALUE! | #VALUE! | #VALUE! | #VALUE! | #VALUE! | #VALUE!
Friday | 5 | 27 | 2 | 3506 | 0 | 0 | 0 | 0 | 0 | 0 | 0 | 0 | 0 | 0 | 0 | 0 | 0 | 0 | 0 | 0 | 0 | 0 | 0 | 0 | 0 | 0 | 0 | 0 | 0 | 0 | 0 | 0 | 0 | 0 | 0 | 0 | 0 | 0 | 0 | 0 | 0 | 0 | 0 | 0 |  | 0 | 0 | 0 |  | #VALUE! | #VALUE! | #VALUE! | #VALUE! |  |  | #VALUE! | #VALUE! | 0 | 0 | 0.20123 | 0.20123 | #VALUE! | #VALUE! | #VALUE! | #VALUE! | 0 | 0 | 0.20123 | 0.20123 | #VALUE! | #VALUE! | #VALUE! | #VALUE! | 0 | 0 | 0.20123 | 0.20123 | #VALUE! | #VALUE! |  |  |  | #VALUE! | #VALUE! | #VALUE! | #VALUE! | #VALUE! | #VALUE! | #VALUE!
Friday | 5 | 27 | 3 | 3507 | 0 | 0 | 0 | 0 | 0 | 0 | 0 | 0 | 0 | 0 | 0 | 0 | 0 | 0 | 0 | 0 | 0 | 0 | 0 | 0 | 0 | 0 | 0 | 0 | 0 | 0 | 0 | 0 | 0 | 0 | 0 | 0 | 0 | 0 | 0 | 0 | 0 | 0 | 0 | 0 |  | 0 | 0 | 0 |  | #VALUE! | #VALUE! | #VALUE! | #VALUE! |  |  | #VALUE! | #VALUE! | 0 | 0 | 0.20123 | 0.20123 | #VALUE! | #VALUE! | #VALUE! | #VALUE! | 0 | 0 | 0.20123 | 0.20123 | #VALUE! | #VALUE! | #VALUE! | #VALUE! | 0 | 0 | 0.20123 | 0.20123 | #VALUE! | #VALUE! |  |  |  | #VALUE! | #VALUE! | #VALUE! | #VALUE! | #VALUE! | #VALUE! | #VALUE!
Friday | 5 | 27 | 4 | 3508 | 0 | 0 | 0 | 0 | 0 | 0 | 0 | 0 | 0 | 0 | 0 | 0 | 0 | 0 | 0 | 0 | 0 | 0 | 0 | 0 | 0 | 0 | 0 | 0 | 0 | 0 | 0 | 0 | 0 | 0 | 0 | 0 | 0 | 0 | 0 | 0 | 0 | 0 | 0 | 0 |  | 0 | 0 | 0 |  | #VALUE! | #VALUE! | #VALUE! | #VALUE! |  |  | #VALUE! | #VALUE! | 0 | 0 | 0.20123 | 0.20123 | #VALUE! | #VALUE! | #VALUE! | #VALUE! | 0 | 0 | 0.20123 | 0.20123 | #VALUE! | #VALUE! | #VALUE! | #VALUE! | 0 | 0 | 0.20123 | 0.20123 | #VALUE! | #VALUE! |  |  |  | #VALUE! | #VALUE! | #VALUE! | #VALUE! | #VALUE! | #VALUE! | #VALUE!
Friday | 5 | 27 | 5 | 3509 | 0 | 0 | 0 | 0 | 0 | 0 | 0 | 0 | 0 | 0 | 0 | 0 | 0 | 0 | 0 | 0 | 0 | 0 | 0 | 0 | 0 | 0 | 0 | 0 | 0 | 0 | 0 | 0 | 0 | 0 | 0 | 0 | 0 | 0 | 0 | 0 | 0 | 0 | 0 | 0 |  | 0 | 0 | 0 |  | #VALUE! | #VALUE! | #VALUE! | #VALUE! |  |  | #VALUE! | #VALUE! | 0 | 0 | 0.20123 | 0.20123 | #VALUE! | #VALUE! | #VALUE! | #VALUE! | 0 | 0 | 0.20123 | 0.20123 | #VALUE! | #VALUE! | #VALUE! | #VALUE! | 0 | 0 | 0.20123 | 0.20123 | #VALUE! | #VALUE! |  |  |  | #VALUE! | #VALUE! | #VALUE! | #VALUE! | #VALUE! | #VALUE! | #VALUE!
Friday | 5 | 27 | 6 | 3510 | 0 | 0 | 0 | 0 | 0 | 0 | 0 | 0 | 0 | 0 | 0 | 0 | 0 | 0 | 0 | 0 | 0 | 0 | 0 | 0 | 0 | 0 | 0 | 0 | 0.001982 | 0 | 0 | 0 | 0 | 0 | 0 | 0 | 0 | 0 | 0 | 0 | 0 | 0 | 0 | 0 |  | 0 | 0 | 0 |  | #VALUE! | #VALUE! | #VALUE! | #VALUE! |  |  | #VALUE! | #VALUE! | 0 | 0 | 0.20123 | 0.20123 | #VALUE! | #VALUE! | #VALUE! | #VALUE! | 0 | 0 | 0.20123 | 0.20123 | #VALUE! | #VALUE! | #VALUE! | #VALUE! | 0 | 0 | 0.20123 | 0.20123 | #VALUE! | #VALUE! |  |  |  | #VALUE! | #VALUE! | #VALUE! | #VALUE! | #VALUE! | #VALUE! | #VALUE!
Friday | 5 | 27 | 7 | 3511 | 0 | 0 | 0 | 0 | 0 | 0 | 0 | 0 | 0 | 0 | 0 | 0 | 0 | 0 | 0 | 0 | 0 | 0 | 0 | 0 | 0 | 0 | 0 | 0 | 0 | 0 | 0 | 0 | 0 | 0 | 0 | 0 | 0 | 0 | 0 | 0 | 0 | 0 | 0 | 0 |  | 0 | 0 | 0 |  | #VALUE! | #VALUE! | #VALUE! | #VALUE! |  |  | #VALUE! | #VALUE! | 0 | 0 | 0.20123 | 0.20123 | #VALUE! | #VALUE! | #VALUE! | #VALUE! | 0 | 0 | 0.20123 | 0.20123 | #VALUE! | #VALUE! | #VALUE! | #VALUE! | 0 | 0 | 0.20123 | 0.20123 | #VALUE! | #VALUE! |  |  |  | #VALUE! | #VALUE! | #VALUE! | #VALUE! | #VALUE! | #VALUE! | #VALUE!
Friday | 5 | 27 | 8 | 3512 | 0 | 0 | 0 | 0 | 0 | 0 | 0 | 0 | 0 | 0 | 0 | 0 | 0 | 0 | 0 | 0 | 0 | 0 | 0 | 0 | 0 | 0 | 0 | 0 | 0.0033285 | 0 | 0 | 0.0092 | 0.012 | 0 | 0 | 0 | 0 | 0 | 0 | 0 | 0 | 0 | 0 | 0 |  | 0 | 0 | 0 |  | #VALUE! | #VALUE! | #VALUE! | #VALUE! |  |  | #VALUE! | #VALUE! | 0 | 0 | 0.20123 | 0.20123 | #VALUE! | #VALUE! | #VALUE! | #VALUE! | 0 | 0 | 0.20123 | 0.20123 | #VALUE! | #VALUE! | #VALUE! | #VALUE! | 0 | 0 | 0.20123 | 0.20123 | #VALUE! | #VALUE! |  |  |  | #VALUE! | #VALUE! | #VALUE! | #VALUE! | #VALUE! | #VALUE! | #VALUE!
Friday | 5 | 27 | 9 | 3513 | 0 | 0 | 0 | 0 | 0 | 0 | 0 | 0 | 0 | 0 | 0 | 0 | 0 | 0 | 0 | 0 | 0 | 0 | 0 | 0 | 0 | 0 | 0 | 0 | 0 | 0 | 0 | 0.020566 | 0.08 | 0 | 0 | 0 | 0 | 0 | 0 | 0 | 0 | 0 | 0 | 0 |  | 0 | 0 | 0 |  | #VALUE! | #VALUE! | #VALUE! | #VALUE! |  |  | #VALUE! | #VALUE! | 0 | 0 | 0.20123 | 0.20123 | #VALUE! | #VALUE! | #VALUE! | #VALUE! | 0 | 0 | 0.20123 | 0.20123 | #VALUE! | #VALUE! | #VALUE! | #VALUE! | 0 | 0 | 0.20123 | 0.20123 | #VALUE! | #VALUE! |  |  |  | #VALUE! | #VALUE! | #VALUE! | #VALUE! | #VALUE! | #VALUE! | #VALUE!
Friday | 5 | 27 | 10 | 3514 | 0 | 0 | 0 | 0 | 0 | 0 | 0 | 0 | 0 | 0 | 0 | 0 | 0 | 0 | 0 | 0 | 0 | 0 | 0 | 0 | 0 | 0 | 0 | 0.001517 | 0.019179 | 0 | 0.0011679 | 0.095301 | 0.231 | 0 | 0 | 0 | 0 | 0 | 0 | 0 | 0 | 0 | 0 | 0 |  | 0 | 0 | 0 |  | #VALUE! | #VALUE! | #VALUE! | #VALUE! |  |  | #VALUE! | #VALUE! | 0 | 0 | 0.20123 | 0.20123 | #VALUE! | #VALUE! | #VALUE! | #VALUE! | 0 | 0 | 0.20123 | 0.20123 | #VALUE! | #VALUE! | #VALUE! | #VALUE! | 0 | 0 | 0.20123 | 0.20123 | #VALUE! | #VALUE! |  |  |  | #VALUE! | #VALUE! | #VALUE! | #VALUE! | #VALUE! | #VALUE! | #VALUE!
Friday | 5 | 27 | 11 | 3515 | 0 | 0 | 0 | 0 | 0 | 0 | 0 | 0 | 0 | 0 | 0 | 0 | 0 | 0 | 0 | 0 | 0 | 0 | 0 | 0 | 0 | 0 | 0.004 | 0.010729 | 0.018661 | 0.03 | 0.0015495 | 0.11338 | 0.214 | 0 | 0 | 0 | 0 | 0 | 0 | 0 | 0 | 0 | 0 | 0 |  | 0 | 0 | 0 |  | #VALUE! | #VALUE! | #VALUE! | #VALUE! |  |  | #VALUE! | #VALUE! | 0 | 0 | 0.20123 | 0.20123 | #VALUE! | #VALUE! | #VALUE! | #VALUE! | 0 | 0 | 0.20123 | 0.20123 | #VALUE! | #VALUE! | #VALUE! | #VALUE! | 0 | 0 | 0.20123 | 0.20123 | #VALUE! | #VALUE! |  |  |  | #VALUE! | #VALUE! | #VALUE! | #VALUE! | #VALUE! | #VALUE! | #VALUE!
Friday | 5 | 27 | 12 | 3516 | 0 | 0 | 0 | 0 | 0 | 0 | 0 | 0 | 0 | 0 | 0 | 0 | 0 | 0 | 0 | 0 | 0 | 0 | 0 | 0 | 0 | 0 | 0.031833 | 0.038039 | 0.055426 | 0.0425 | 0.0019195 | 0.14464 | 0.235 | 0 | 0 | 0 | 0 | 0 | 0 | 0 | 0 | 0 | 0 | 0 |  | 0 | 0 | 0 |  | #VALUE! | #VALUE! | #VALUE! | #VALUE! |  |  | #VALUE! | #VALUE! | 0 | 0 | 0.20123 | 0.20123 | #VALUE! | #VALUE! | #VALUE! | #VALUE! | 0 | 0 | 0.20123 | 0.20123 | #VALUE! | #VALUE! | #VALUE! | #VALUE! | 0 | 0 | 0.20123 | 0.20123 | #VALUE! | #VALUE! |  |  |  | #VALUE! | #VALUE! | #VALUE! | #VALUE! | #VALUE! | #VALUE! | #VALUE!
Friday | 5 | 27 | 13 | 3517 | 0 | 0 | 0 | 0 | 0 | 0 | 0 | 0 | 0 | 0 | 0 | 0 | 0 | 0 | 0 | 0 | 0 | 0 | 0 | 0 | 0 | 0.002 | 0.04675 | 0.045371 | 0.063598 | 0.09725 | 0.0019079 | 0.15105 | 0.232 | 0 | 0 | 0 | 0 | 0 | 0 | 0 | 0 | 0 | 0 | 0 |  | 0 | 0 | 0 |  | #VALUE! | #VALUE! | #VALUE! | #VALUE! |  |  | #VALUE! | #VALUE! | 0 | 0 | 0.20123 | 0.20123 | #VALUE! | #VALUE! | #VALUE! | #VALUE! | 0 | 0 | 0.20123 | 0.20123 | #VALUE! | #VALUE! | #VALUE! | #VALUE! | 0 | 0 | 0.20123 | 0.20123 | #VALUE! | #VALUE! |  |  |  | #VALUE! | #VALUE! | #VALUE! | #VALUE! | #VALUE! | #VALUE! | #VALUE!
Friday | 5 | 27 | 14 | 3518 | 0 | 0 | 0 | 0 | 0 | 0 | 0 | 0 | 0 | 0 | 0 | 0 | 0 | 0 | 0 | 0 | 0 | 0 | 0 | 0 | 0 | 0.0445 | 0.11925 | 0.11422 | 0.080805 | 0.11225 | 0.0025671 | 0.2006 | 0.266 | 0 | 0 | 0 | 0 | 0 | 0 | 0 | 0 | 0 | 0 | 0 |  | 0 | 0 | 0 |  | #VALUE! | #VALUE! | #VALUE! | #VALUE! |  |  | #VALUE! | #VALUE! | 0 | 0 | 0.20123 | 0.20123 | #VALUE! | #VALUE! | #VALUE! | #VALUE! | 0 | 0 | 0.20123 | 0.20123 | #VALUE! | #VALUE! | #VALUE! | #VALUE! | 0 | 0 | 0.20123 | 0.20123 | #VALUE! | #VALUE! |  |  |  | #VALUE! | #VALUE! | #VALUE! | #VALUE! | #VALUE! | #VALUE! | #VALUE!
Friday | 5 | 27 | 15 | 3519 | 0 | 0 | 0 | 0 | 0 | 0 | 0 | 0 | 0 | 0 | 0 | 0 | 0 | 0 | 0 | 0 | 0 | 0 | 0 | 0 | 0 | 0.069 | 0.15833 | 0.15716 | 0.085264 | 0.15425 | 0.0029139 | 0.22646 | 0.283 | 0 | 0 | 0 | 0 | 0 | 0 | 0 | 0 | 0 | 0 | 0 |  | 0 | 0 | 0 |  | #VALUE! | #VALUE! | #VALUE! | #VALUE! |  |  | #VALUE! | #VALUE! | 0 | 0 | 0.20123 | 0.20123 | #VALUE! | #VALUE! | #VALUE! | #VALUE! | 0 | 0 | 0.20123 | 0.20123 | #VALUE! | #VALUE! | #VALUE! | #VALUE! | 0 | 0 | 0.20123 | 0.20123 | #VALUE! | #VALUE! |  |  |  | #VALUE! | #VALUE! | #VALUE! | #VALUE! | #VALUE! | #VALUE! | #VALUE!
Friday | 5 | 27 | 16 | 3520 | 0 | 0 | 0 | 0 | 0 | 0 | 0 | 0 | 0 | 0 | 0 | 0 | 0 | 0 | 0 | 0 | 0 | 0 | 0 | 0 | 0 | 0.0555 | 0.13325 | 0.13092 | 0.078032 | 0.16775 | 0.0026133 | 0.2075 | 0.266 | 0 | 0 | 0 | 0 | 0 | 0 | 0 | 0 | 0 | 0 | 0 |  | 0 | 0 | 0 |  | #VALUE! | #VALUE! | #VALUE! | #VALUE! |  |  | #VALUE! | #VALUE! | 0 | 0 | 0.20123 | 0.20123 | #VALUE! | #VALUE! | #VALUE! | #VALUE! | 0 | 0 | 0.20123 | 0.20123 | #VALUE! | #VALUE! | #VALUE! | #VALUE! | 0 | 0 | 0.20123 | 0.20123 | #VALUE! | #VALUE! |  |  |  | #VALUE! | #VALUE! | #VALUE! | #VALUE! | #VALUE! | #VALUE! | #VALUE!
Friday | 5 | 27 | 17 | 3521 | 0 | 0 | 0 | 0 | 0 | 0 | 0 | 0 | 0 | 0 | 0 | 0 | 0 | 0 | 0 | 0 | 0 | 0 | 0 | 0 | 0 | 0.056 | 0.13183 | 0.13285 | 0.071812 | 0.24225 | 0.0026133 | 0.20862 | 0.265 | 0 | 0 | 0 | 0 | 0 | 0 | 0 | 0 | 0 | 0 | 0 |  | 0 | 0 | 0 |  | #VALUE! | #VALUE! | #VALUE! | #VALUE! |  |  | #VALUE! | #VALUE! | 0 | 0 | 0.20123 | 0.20123 | #VALUE! | #VALUE! | #VALUE! | #VALUE! | 0 | 0 | 0.20123 | 0.20123 | #VALUE! | #VALUE! | #VALUE! | #VALUE! | 0 | 0 | 0.20123 | 0.20123 | #VALUE! | #VALUE! |  |  |  | #VALUE! | #VALUE! | #VALUE! | #VALUE! | #VALUE! | #VALUE! | #VALUE!
Friday | 5 | 27 | 18 | 3522 | 0 | 0 | 0 | 0 | 0 | 0 | 0 | 0 | 0 | 0 | 0 | 0 | 0 | 0 | 0 | 0 | 0 | 0 | 0 | 0 | 0 | 0 | 0.03225 | 0.030497 | 0.017829 | 0.15 | 0.001642 | 0.14144 | 0.214 | 0 | 0 | 0 | 0 | 0 | 0 | 0 | 0 | 0 | 0 | 0 |  | 0 | 0 | 0 |  | #VALUE! | #VALUE! | #VALUE! | #VALUE! |  |  | #VALUE! | #VALUE! | 0 | 0 | 0.20123 | 0.20123 | #VALUE! | #VALUE! | #VALUE! | #VALUE! | 0 | 0 | 0.20123 | 0.20123 | #VALUE! | #VALUE! | #VALUE! | #VALUE! | 0 | 0 | 0.20123 | 0.20123 | #VALUE! | #VALUE! |  |  |  | #VALUE! | #VALUE! | #VALUE! | #VALUE! | #VALUE! | #VALUE! | #VALUE!
Friday | 5 | 27 | 19 | 3523 | 0 | 0 | 0 | 0 | 0 | 0 | 0 | 0 | 0 | 0 | 0 | 0 | 0 | 0 | 0 | 0 | 0 | 0 | 0 | 0 | 0 | 0 | 0 | 0.009102 | 0.013725 | 0.117 | 0.0012951 | 0.11578 | 0.197 | 0 | 0 | 0 | 0 | 0 | 0 | 0 | 0 | 0 | 0 | 0 |  | 0 | 0 | 0 |  | #VALUE! | #VALUE! | #VALUE! | #VALUE! |  |  | #VALUE! | #VALUE! | 0 | 0 | 0.20123 | 0.20123 | #VALUE! | #VALUE! | #VALUE! | #VALUE! | 0 | 0 | 0.20123 | 0.20123 | #VALUE! | #VALUE! | #VALUE! | #VALUE! | 0 | 0 | 0.20123 | 0.20123 | #VALUE! | #VALUE! |  |  |  | #VALUE! | #VALUE! | #VALUE! | #VALUE! | #VALUE! | #VALUE! | #VALUE!
Friday | 5 | 27 | 20 | 3524 | 0 | 0 | 0 | 0 | 0 | 0 | 0 | 0 | 0 | 0 | 0 | 0 | 0 | 0 | 0 | 0 | 0 | 0 | 0 | 0 | 0 | 0 | 0 | 0 | 0 | 0.001 | 0 | 0.053772 | 0.127 | 0 | 0 | 0 | 0 | 0 | 0 | 0 | 0 | 0 | 0 | 0 |  | 0 | 0 | 0 |  | #VALUE! | #VALUE! | #VALUE! | #VALUE! |  |  | #VALUE! | #VALUE! | 0 | 0 | 0.20123 | 0.20123 | #VALUE! | #VALUE! | #VALUE! | #VALUE! | 0 | 0 | 0.20123 | 0.20123 | #VALUE! | #VALUE! | #VALUE! | #VALUE! | 0 | 0 | 0.20123 | 0.20123 | #VALUE! | #VALUE! |  |  |  | #VALUE! | #VALUE! | #VALUE! | #VALUE! | #VALUE! | #VALUE! | #VALUE!
Friday | 5 | 27 | 21 | 3525 | 0 | 0 | 0 | 0 | 0 | 0 | 0 | 0 | 0 | 0 | 0 | 0 | 0 | 0 | 0 | 0 | 0 | 0 | 0 | 0 | 0 | 0 | 0 | 0 | 0 | 0 | 0 | 0.027936 | 0.091 | 0 | 0 | 0 | 0 | 0 | 0 | 0 | 0 | 0 | 0 | 0 |  | 0 | 0 | 0 |  | #VALUE! | #VALUE! | #VALUE! | #VALUE! |  |  | #VALUE! | #VALUE! | 0 | 0 | 0.20123 | 0.20123 | #VALUE! | #VALUE! | #VALUE! | #VALUE! | 0 | 0 | 0.20123 | 0.20123 | #VALUE! | #VALUE! | #VALUE! | #VALUE! | 0 | 0 | 0.20123 | 0.20123 | #VALUE! | #VALUE! |  |  |  | #VALUE! | #VALUE! | #VALUE! | #VALUE! | #VALUE! | #VALUE! | #VALUE!
Friday | 5 | 27 | 22 | 3526 | 0 | 0 | 0 | 0 | 0 | 0 | 0 | 0 | 0 | 0 | 0 | 0 | 0 | 0 | 0 | 0 | 0 | 0 | 0 | 0 | 0 | 0 | 0 | 0 | 0 | 0 | 0 | 0.017167 | 0.073 | 0 | 0 | 0 | 0 | 0 | 0 | 0 | 0 | 0 | 0 | 0 |  | 0 | 0 | 0 |  | #VALUE! | #VALUE! | #VALUE! | #VALUE! |  |  | #VALUE! | #VALUE! | 0 | 0 | 0.20123 | 0.20123 | #VALUE! | #VALUE! | #VALUE! | #VALUE! | 0 | 0 | 0.20123 | 0.20123 | #VALUE! | #VALUE! | #VALUE! | #VALUE! | 0 | 0 | 0.20123 | 0.20123 | #VALUE! | #VALUE! |  |  |  | #VALUE! | #VALUE! | #VALUE! | #VALUE! | #VALUE! | #VALUE! | #VALUE!
Friday | 5 | 27 | 23 | 3527 | 0 | 0 | 0 | 0 | 0 | 0 | 0 | 0 | 0 | 0 | 0 | 0 | 0 | 0 | 0 | 0 | 0 | 0 | 0 | 0 | 0 | 0 | 0 | 0 | 0 | 0 | 0 | 0.0098004 | 0.049 | 0 | 0 | 0 | 0 | 0 | 0 | 0 | 0 | 0 | 0 | 0 |  | 0 | 0 | 0 |  | #VALUE! | #VALUE! | #VALUE! | #VALUE! |  |  | #VALUE! | #VALUE! | 0 | 0 | 0.20123 | 0.20123 | #VALUE! | #VALUE! | #VALUE! | #VALUE! | 0 | 0 | 0.20123 | 0.20123 | #VALUE! | #VALUE! | #VALUE! | #VALUE! | 0 | 0 | 0.20123 | 0.20123 | #VALUE! | #VALUE! |  |  |  | #VALUE! | #VALUE! | #VALUE! | #VALUE! | #VALUE! | #VALUE! | #VALUE!
Friday | 5 | 27 | 24 | 3528 | 0 | 0 | 0 | 0 | 0 | 0 | 0 | 0 | 0 | 0 | 0 | 0 | 0 | 0 | 0 | 0 | 0 | 0 | 0 | 0 | 0 | 0 | 0 | 0 | 0 | 0 | 0 | 0.003331 | 0.002 | 0 | 0 | 0 | 0 | 0 | 0 | 0 | 0 | 0 | 0 | 0 |  | 0 | 0 | 0 |  | #VALUE! | #VALUE! | #VALUE! | #VALUE! |  |  | #VALUE! | #VALUE! | 0 | 0 | 0.20123 | 0.20123 | #VALUE! | #VALUE! | #VALUE! | #VALUE! | 0 | 0 | 0.20123 | 0.20123 | #VALUE! | #VALUE! | #VALUE! | #VALUE! | 0 | 0 | 0.20123 | 0.20123 | #VALUE! | #VALUE! |  |  |  | #VALUE! | #VALUE! | #VALUE! | #VALUE! | #VALUE! | #VALUE! | #VALUE!
Saturday | 5 | 28 | 1 | 3529 | 0 | 0 | 0 | 0 | 0 | 0 | 0 | 0 | 0 | 0 | 0 | 0 | 0 | 0 | 0 | 0 | 0 | 0 | 0 | 0 | 0 | 0 | 0 | 0 | 0 | 0 | 0 | 0.003331 | 0 | 0 | 0 | 0 | 0 | 0 | 0 | 0 | 0 | 0 | 0 | 0 |  | 0 | 0 | 0 |  | #VALUE! | #VALUE! | #VALUE! | #VALUE! |  |  | #VALUE! | #VALUE! | 0 | 0 | 0.20123 | 0.20123 | #VALUE! | #VALUE! | #VALUE! | #VALUE! | 0 | 0 | 0.20123 | 0.20123 | #VALUE! | #VALUE! | #VALUE! | #VALUE! | 0 | 0 | 0.20123 | 0.20123 | #VALUE! | #VALUE! |  |  |  | #VALUE! | #VALUE! | #VALUE! | #VALUE! | #VALUE! | #VALUE! | #VALUE!
Saturday | 5 | 28 | 2 | 3530 | 0 | 0 | 0 | 0 | 0 | 0 | 0 | 0 | 0 | 0 | 0 | 0 | 0 | 0 | 0 | 0 | 0 | 0 | 0 | 0 | 0 | 0 | 0 | 0 | 0 | 0 | 0 | 0.003331 | 0 | 0 | 0 | 0 | 0 | 0 | 0 | 0 | 0 | 0 | 0 | 0 |  | 0 | 0 | 0 |  | #VALUE! | #VALUE! | #VALUE! | #VALUE! |  |  | #VALUE! | #VALUE! | 0 | 0 | 0.20123 | 0.20123 | #VALUE! | #VALUE! | #VALUE! | #VALUE! | 0 | 0 | 0.20123 | 0.20123 | #VALUE! | #VALUE! | #VALUE! | #VALUE! | 0 | 0 | 0.20123 | 0.20123 | #VALUE! | #VALUE! |  |  |  | #VALUE! | #VALUE! | #VALUE! | #VALUE! | #VALUE! | #VALUE! | #VALUE!
Saturday | 5 | 28 | 3 | 3531 | 0 | 0 | 0 | 0 | 0 | 0 | 0 | 0 | 0 | 0 | 0 | 0 | 0 | 0 | 0 | 0 | 0 | 0 | 0 | 0 | 0 | 0 | 0 | 0 | 0 | 0 | 0 | 0.00031724 | 0 | 0 | 0 | 0 | 0 | 0 | 0 | 0 | 0 | 0 | 0 | 0 |  | 0 | 0 | 0 |  | #VALUE! | #VALUE! | #VALUE! | #VALUE! |  |  | #VALUE! | #VALUE! | 0 | 0 | 0.20123 | 0.20123 | #VALUE! | #VALUE! | #VALUE! | #VALUE! | 0 | 0 | 0.20123 | 0.20123 | #VALUE! | #VALUE! | #VALUE! | #VALUE! | 0 | 0 | 0.20123 | 0.20123 | #VALUE! | #VALUE! |  |  |  | #VALUE! | #VALUE! | #VALUE! | #VALUE! | #VALUE! | #VALUE! | #VALUE!
Saturday | 5 | 28 | 4 | 3532 | 0 | 0 | 0 | 0 | 0 | 0 | 0 | 0 | 0 | 0 | 0 | 0 | 0 | 0 | 0 | 0 | 0 | 0 | 0 | 0 | 0 | 0 | 0 | 0 | 0 | 0 | 0 | 0.0049172 | 0 | 0 | 0 | 0 | 0 | 0 | 0 | 0 | 0 | 0 | 0 | 0 |  | 0 | 0 | 0 |  | #VALUE! | #VALUE! | #VALUE! | #VALUE! |  |  | #VALUE! | #VALUE! | 0 | 0 | 0.20123 | 0.20123 | #VALUE! | #VALUE! | #VALUE! | #VALUE! | 0 | 0 | 0.20123 | 0.20123 | #VALUE! | #VALUE! | #VALUE! | #VALUE! | 0 | 0 | 0.20123 | 0.20123 | #VALUE! | #VALUE! |  |  |  | #VALUE! | #VALUE! | #VALUE! | #VALUE! | #VALUE! | #VALUE! | #VALUE!
Saturday | 5 | 28 | 5 | 3533 | 0 | 0 | 0 | 0 | 0 | 0 | 0 | 0 | 0 | 0 | 0 | 0 | 0 | 0 | 0 | 0 | 0 | 0 | 0 | 0 | 0 | 0 | 0 | 0 | 0 | 0 | 0 | 0.0049172 | 0 | 0 | 0 | 0 | 0 | 0 | 0 | 0 | 0 | 0 | 0 | 0 |  | 0 | 0 | 0 |  | #VALUE! | #VALUE! | #VALUE! | #VALUE! |  |  | #VALUE! | #VALUE! | 0 | 0 | 0.20123 | 0.20123 | #VALUE! | #VALUE! | #VALUE! | #VALUE! | 0 | 0 | 0.20123 | 0.20123 | #VALUE! | #VALUE! | #VALUE! | #VALUE! | 0 | 0 | 0.20123 | 0.20123 | #VALUE! | #VALUE! |  |  |  | #VALUE! | #VALUE! | #VALUE! | #VALUE! | #VALUE! | #VALUE! | #VALUE!
Saturday | 5 | 28 | 6 | 3534 | 0 | 0 | 0 | 0 | 0 | 0 | 0 | 0 | 0 | 0 | 0 | 0 | 0 | 0 | 0 | 0 | 0 | 0 | 0 | 0 | 0 | 0 | 0 | 0 | 0 | 0 | 0 | 0.0049172 | 0 | 0 | 0 | 0 | 0 | 0 | 0 | 0 | 0 | 0 | 0 | 0 |  | 0 | 0 | 0 |  | #VALUE! | #VALUE! | #VALUE! | #VALUE! |  |  | #VALUE! | #VALUE! | 0 | 0 | 0.20123 | 0.20123 | #VALUE! | #VALUE! | #VALUE! | #VALUE! | 0 | 0 | 0.20123 | 0.20123 | #VALUE! | #VALUE! | #VALUE! | #VALUE! | 0 | 0 | 0.20123 | 0.20123 | #VALUE! | #VALUE! |  |  |  | #VALUE! | #VALUE! | #VALUE! | #VALUE! | #VALUE! | #VALUE! | #VALUE!
Saturday | 5 | 28 | 7 | 3535 | 0 | 0 | 0 | 0 | 0 | 0 | 0 | 0 | 0 | 0 | 0 | 0 | 0 | 0 | 0 | 0 | 0 | 0 | 0 | 0 | 0 | 0 | 0 | 0 | 0 | 0 | 0 | 0.011103 | 0 | 0 | 0 | 0 | 0 | 0 | 0 | 0 | 0 | 0 | 0 | 0 |  | 0 | 0 | 0 |  | #VALUE! | #VALUE! | #VALUE! | #VALUE! |  |  | #VALUE! | #VALUE! | 0 | 0 | 0.20123 | 0.20123 | #VALUE! | #VALUE! | #VALUE! | #VALUE! | 0 | 0 | 0.20123 | 0.20123 | #VALUE! | #VALUE! | #VALUE! | #VALUE! | 0 | 0 | 0.20123 | 0.20123 | #VALUE! | #VALUE! |  |  |  | #VALUE! | #VALUE! | #VALUE! | #VALUE! | #VALUE! | #VALUE! | #VALUE!
Saturday | 5 | 28 | 8 | 3536 | 0 | 0 | 0 | 0 | 0 | 0 | 0 | 0 | 0 | 0 | 0 | 0 | 0 | 0 | 0 | 0 | 0 | 0 | 0 | 0 | 0 | 0 | 0 | 0 | 0 | 0 | 0 | 0.011103 | 0 | 0 | 0 | 0 | 0 | 0 | 0 | 0 | 0 | 0 | 0 | 0 |  | 0 | 0 | 0 |  | #VALUE! | #VALUE! | #VALUE! | #VALUE! |  |  | #VALUE! | #VALUE! | 0 | 0 | 0.20123 | 0.20123 | #VALUE! | #VALUE! | #VALUE! | #VALUE! | 0 | 0 | 0.20123 | 0.20123 | #VALUE! | #VALUE! | #VALUE! | #VALUE! | 0 | 0 | 0.20123 | 0.20123 | #VALUE! | #VALUE! |  |  |  | #VALUE! | #VALUE! | #VALUE! | #VALUE! | #VALUE! | #VALUE! | #VALUE!
Saturday | 5 | 28 | 9 | 3537 | 0 | 0 | 0 | 0 | 0 | 0 | 0 | 0 | 0 | 0 | 0 | 0 | 0 | 0 | 0 | 0 | 0 | 0 | 0 | 0 | 0 | 0 | 0 | 0 | 0 | 0 | 0 | 0.011103 | 0 | 0 | 0 | 0 | 0 | 0 | 0 | 0 | 0 | 0 | 0 | 0 |  | 0 | 0 | 0 |  | #VALUE! | #VALUE! | #VALUE! | #VALUE! |  |  | #VALUE! | #VALUE! | 0 | 0 | 0.20123 | 0.20123 | #VALUE! | #VALUE! | #VALUE! | #VALUE! | 0 | 0 | 0.20123 | 0.20123 | #VALUE! | #VALUE! | #VALUE! | #VALUE! | 0 | 0 | 0.20123 | 0.20123 | #VALUE! | #VALUE! |  |  |  | #VALUE! | #VALUE! | #VALUE! | #VALUE! | #VALUE! | #VALUE! | #VALUE!
Saturday | 5 | 28 | 10 | 3538 | 0 | 0 | 0 | 0 | 0 | 0 | 0 | 0 | 0 | 0 | 0 | 0 | 0 | 0 | 0 | 0 | 0 | 0 | 0 | 0 | 0 | 0 | 0 | 0 | 0 | 0 | 0 | 0.011103 | 0 | 0 | 0 | 0 | 0 | 0 | 0 | 0 | 0 | 0 | 0 | 0 |  | 0 | 0 | 0 |  | #VALUE! | #VALUE! | #VALUE! | #VALUE! |  |  | #VALUE! | #VALUE! | 0 | 0 | 0.20123 | 0.20123 | #VALUE! | #VALUE! | #VALUE! | #VALUE! | 0 | 0 | 0.20123 | 0.20123 | #VALUE! | #VALUE! | #VALUE! | #VALUE! | 0 | 0 | 0.20123 | 0.20123 | #VALUE! | #VALUE! |  |  |  | #VALUE! | #VALUE! | #VALUE! | #VALUE! | #VALUE! | #VALUE! | #VALUE!
Saturday | 5 | 28 | 11 | 3539 | 0 | 0 | 0 | 0 | 0 | 0 | 0 | 0 | 0 | 0 | 0 | 0 | 0 | 0 | 0 | 0 | 0 | 0 | 0 | 0 | 0 | 0 | 0 | 0 | 0 | 0 | 0 | 0.018083 | 0.005 | 0 | 0 | 0 | 0 | 0 | 0 | 0 | 0 | 0 | 0 | 0 |  | 0 | 0 | 0 |  | #VALUE! | #VALUE! | #VALUE! | #VALUE! |  |  | #VALUE! | #VALUE! | 0 | 0 | 0.20123 | 0.20123 | #VALUE! | #VALUE! | #VALUE! | #VALUE! | 0 | 0 | 0.20123 | 0.20123 | #VALUE! | #VALUE! | #VALUE! | #VALUE! | 0 | 0 | 0.20123 | 0.20123 | #VALUE! | #VALUE! |  |  |  | #VALUE! | #VALUE! | #VALUE! | #VALUE! | #VALUE! | #VALUE! | #VALUE!
Saturday | 5 | 28 | 12 | 3540 | 0 | 0 | 0 | 0 | 0 | 0 | 0 | 0 | 0 | 0 | 0 | 0 | 0 | 0 | 0 | 0 | 0 | 0 | 0 | 0 | 0 | 0 | 0 | 0 | 0 | 0.085 | 0.038762 | 0.022841 | 0.006 | 0 | 0 | 0 | 0 | 0 | 0 | 0 | 0 | 0 | 0 | 0 |  | 0 | 0 | 0 |  | #VALUE! | #VALUE! | #VALUE! | #VALUE! |  |  | #VALUE! | #VALUE! | 0 | 0 | 0.20123 | 0.20123 | #VALUE! | #VALUE! | #VALUE! | #VALUE! | 0 | 0 | 0.20123 | 0.20123 | #VALUE! | #VALUE! | #VALUE! | #VALUE! | 0 | 0 | 0.20123 | 0.20123 | #VALUE! | #VALUE! |  |  |  | #VALUE! | #VALUE! | #VALUE! | #VALUE! | #VALUE! | #VALUE! | #VALUE!
Saturday | 5 | 28 | 13 | 3541 | 0 | 0 | 0 | 0 | 0 | 0 | 0 | 0 | 0 | 0 | 0 | 0 | 0 | 0 | 0 | 0 | 0 | 0 | 0 | 0 | 0 | 0 | 0 | 0 | 0 | 0.15175 | 0.010747 | 0.020621 | 0.042 | 0 | 0 | 0 | 0 | 0 | 0 | 0 | 0 | 0 | 0 | 0 |  | 0 | 0 | 0 |  | #VALUE! | #VALUE! | #VALUE! | #VALUE! |  |  | #VALUE! | #VALUE! | 0 | 0 | 0.20123 | 0.20123 | #VALUE! | #VALUE! | #VALUE! | #VALUE! | 0 | 0 | 0.20123 | 0.20123 | #VALUE! | #VALUE! | #VALUE! | #VALUE! | 0 | 0 | 0.20123 | 0.20123 | #VALUE! | #VALUE! |  |  |  | #VALUE! | #VALUE! | #VALUE! | #VALUE! | #VALUE! | #VALUE! | #VALUE!
Saturday | 5 | 28 | 14 | 3542 | 0 | 0 | 0 | 0 | 0 | 0 | 0 | 0 | 0 | 0 | 0 | 0 | 0 | 0 | 0 | 0 | 0 | 0 | 0 | 0 | 0 | 0 | 0 | 0 | 0.0076775 | 0.2035 | 0.097401 | 0.13867 | 0.314 | 0 | 0 | 0 | 0 | 0 | 0 | 0 | 0 | 0 | 0 | 0 |  | 0 | 0 | 0 |  | #VALUE! | #VALUE! | #VALUE! | #VALUE! |  |  | #VALUE! | #VALUE! | 0 | 0 | 0.20123 | 0.20123 | #VALUE! | #VALUE! | #VALUE! | #VALUE! | 0 | 0 | 0.20123 | 0.20123 | #VALUE! | #VALUE! | #VALUE! | #VALUE! | 0 | 0 | 0.20123 | 0.20123 | #VALUE! | #VALUE! |  |  |  | #VALUE! | #VALUE! | #VALUE! | #VALUE! | #VALUE! | #VALUE! | #VALUE!
Saturday | 5 | 28 | 15 | 3543 | 0 | 0 | 0 | 0 | 0 | 0 | 0 | 0 | 0 | 0 | 0 | 0 | 0 | 0 | 0 | 0 | 0 | 0 | 0 | 0 | 0 | 0 | 0.02625 | 0.012681 | 0.032934 | 0.2545 | 0.13119 | 0.21357 | 0.408 | 0 | 0 | 0 | 0 | 0 | 0 | 0 | 0 | 0 | 0 | 0 |  | 0 | 0 | 0 |  | #VALUE! | #VALUE! | #VALUE! | #VALUE! |  |  | #VALUE! | #VALUE! | 0 | 0 | 0.20123 | 0.20123 | #VALUE! | #VALUE! | #VALUE! | #VALUE! | 0 | 0 | 0.20123 | 0.20123 | #VALUE! | #VALUE! | #VALUE! | #VALUE! | 0 | 0 | 0.20123 | 0.20123 | #VALUE! | #VALUE! |  |  |  | #VALUE! | #VALUE! | #VALUE! | #VALUE! | #VALUE! | #VALUE! | #VALUE!
Saturday | 5 | 28 | 16 | 3544 | 0 | 0 | 0 | 0 | 0 | 0 | 0 | 0 | 0 | 0 | 0 | 0 | 0 | 0 | 0 | 0 | 0 | 0 | 0 | 0 | 0 | 0.0095 | 0.15542 | 0.11528 | 0.058877 | 0.2555 | 0.16332 | 0.29446 | 0.478 | 0 | 0 | 0 | 0 | 0 | 0 | 0 | 0 | 0 | 0 | 0 |  | 0 | 0 | 0 |  | #VALUE! | #VALUE! | #VALUE! | #VALUE! |  |  | #VALUE! | #VALUE! | 0 | 0 | 0.20123 | 0.20123 | #VALUE! | #VALUE! | #VALUE! | #VALUE! | 0 | 0 | 0.20123 | 0.20123 | #VALUE! | #VALUE! | #VALUE! | #VALUE! | 0 | 0 | 0.20123 | 0.20123 | #VALUE! | #VALUE! |  |  |  | #VALUE! | #VALUE! | #VALUE! | #VALUE! | #VALUE! | #VALUE! | #VALUE!
Saturday | 5 | 28 | 17 | 3545 | 0 | 0 | 0 | 0 | 0 | 0 | 0 | 0 | 0 | 0 | 0 | 0 | 0 | 0 | 0 | 0 | 0 | 0 | 0 | 0 | 0 | 0 | 0.11092 | 0.071997 | 0.060819 | 0.26525 | 0.1682 | 0.27732 | 0.473 | 0 | 0 | 0 | 0 | 0 | 0 | 0 | 0 | 0 | 0 | 0 |  | 0 | 0 | 0 |  | #VALUE! | #VALUE! | #VALUE! | #VALUE! |  |  | #VALUE! | #VALUE! | 0 | 0 | 0.20123 | 0.20123 | #VALUE! | #VALUE! | #VALUE! | #VALUE! | 0 | 0 | 0.20123 | 0.20123 | #VALUE! | #VALUE! | #VALUE! | #VALUE! | 0 | 0 | 0.20123 | 0.20123 | #VALUE! | #VALUE! |  |  |  | #VALUE! | #VALUE! | #VALUE! | #VALUE! | #VALUE! | #VALUE! | #VALUE!
Saturday | 5 | 28 | 18 | 3546 | 0 | 0 | 0 | 0 | 0 | 0 | 0 | 0 | 0 | 0 | 0 | 0 | 0 | 0 | 0 | 0 | 0 | 0 | 0 | 0 | 0 | 0 | 0.10442 | 0.074362 | 0.064039 | 0.27375 | 0.12681 | 0.26535 | 0.446 | 0 | 0 | 0 | 0 | 0 | 0 | 0 | 0 | 0 | 0 | 0 |  | 0 | 0 | 0 |  | #VALUE! | #VALUE! | #VALUE! | #VALUE! |  |  | #VALUE! | #VALUE! | 0 | 0 | 0.20123 | 0.20123 | #VALUE! | #VALUE! | #VALUE! | #VALUE! | 0 | 0 | 0.20123 | 0.20123 | #VALUE! | #VALUE! | #VALUE! | #VALUE! | 0 | 0 | 0.20123 | 0.20123 | #VALUE! | #VALUE! |  |  |  | #VALUE! | #VALUE! | #VALUE! | #VALUE! | #VALUE! | #VALUE! | #VALUE!
Saturday | 5 | 28 | 19 | 3547 | 0 | 0 | 0 | 0 | 0 | 0 | 0 | 0 | 0 | 0 | 0 | 0 | 0 | 0 | 0 | 0 | 0 | 0 | 0 | 0 | 0 | 0 | 0.097833 | 0.069662 | 0.065656 | 0.0905 | 0.10377 | 0.26326 | 0.445 | 0 | 0 | 0 | 0 | 0 | 0 | 0 | 0 | 0 | 0 | 0 |  | 0 | 0 | 0 |  | #VALUE! | #VALUE! | #VALUE! | #VALUE! |  |  | #VALUE! | #VALUE! | 0 | 0 | 0.20123 | 0.20123 | #VALUE! | #VALUE! | #VALUE! | #VALUE! | 0 | 0 | 0.20123 | 0.20123 | #VALUE! | #VALUE! | #VALUE! | #VALUE! | 0 | 0 | 0.20123 | 0.20123 | #VALUE! | #VALUE! |  |  |  | #VALUE! | #VALUE! | #VALUE! | #VALUE! | #VALUE! | #VALUE! | #VALUE!
Saturday | 5 | 28 | 20 | 3548 | 0 | 0 | 0 | 0 | 0 | 0 | 0 | 0 | 0 | 0 | 0 | 0 | 0 | 0 | 0 | 0 | 0 | 0 | 0 | 0 | 0 | 0.0125 | 0.14283 | 0.11314 | 0.066891 | 0.003 | 0.073579 | 0.29957 | 0.484 | 0 | 0 | 0 | 0 | 0 | 0 | 0 | 0 | 0 | 0 | 0 |  | 0 | 0 | 0 |  | #VALUE! | #VALUE! | #VALUE! | #VALUE! |  |  | #VALUE! | #VALUE! | 0 | 0 | 0.20123 | 0.20123 | #VALUE! | #VALUE! | #VALUE! | #VALUE! | 0 | 0 | 0.20123 | 0.20123 | #VALUE! | #VALUE! | #VALUE! | #VALUE! | 0 | 0 | 0.20123 | 0.20123 | #VALUE! | #VALUE! |  |  |  | #VALUE! | #VALUE! | #VALUE! | #VALUE! | #VALUE! | #VALUE! | #VALUE!
Saturday | 5 | 28 | 21 | 3549 | 0 | 0 | 0 | 0 | 0 | 0 | 0 | 0 | 0 | 0 | 0 | 0 | 0 | 0 | 0 | 0 | 0 | 0 | 0 | 0 | 0 | 0 | 0 | 0 | 0.003224 | 0 | 0.042323 | 0.10693 | 0.251 | 0 | 0 | 0 | 0 | 0 | 0 | 0 | 0 | 0 | 0 | 0 |  | 0 | 0 | 0 |  | #VALUE! | #VALUE! | #VALUE! | #VALUE! |  |  | #VALUE! | #VALUE! | 0 | 0 | 0.20123 | 0.20123 | #VALUE! | #VALUE! | #VALUE! | #VALUE! | 0 | 0 | 0.20123 | 0.20123 | #VALUE! | #VALUE! | #VALUE! | #VALUE! | 0 | 0 | 0.20123 | 0.20123 | #VALUE! | #VALUE! |  |  |  | #VALUE! | #VALUE! | #VALUE! | #VALUE! | #VALUE! | #VALUE! | #VALUE!
Saturday | 5 | 28 | 22 | 3550 | 0 | 0 | 0 | 0 | 0 | 0 | 0 | 0 | 0 | 0 | 0 | 0 | 0 | 0 | 0 | 0 | 0 | 0 | 0 | 0 | 0 | 0 | 0 | 0 | 0 | 0 | 0.044186 | 0.075057 | 0.206 | 0 | 0 | 0 | 0 | 0 | 0 | 0 | 0 | 0 | 0 | 0 |  | 0 | 0 | 0 |  | #VALUE! | #VALUE! | #VALUE! | #VALUE! |  |  | #VALUE! | #VALUE! | 0 | 0 | 0.20123 | 0.20123 | #VALUE! | #VALUE! | #VALUE! | #VALUE! | 0 | 0 | 0.20123 | 0.20123 | #VALUE! | #VALUE! | #VALUE! | #VALUE! | 0 | 0 | 0.20123 | 0.20123 | #VALUE! | #VALUE! |  |  |  | #VALUE! | #VALUE! | #VALUE! | #VALUE! | #VALUE! | #VALUE! | #VALUE!
Saturday | 5 | 28 | 23 | 3551 | 0 | 0 | 0 | 0 | 0 | 0 | 0 | 0 | 0 | 0 | 0 | 0 | 0 | 0 | 0 | 0 | 0 | 0 | 0 | 0 | 0 | 0 | 0 | 0 | 0 | 0 | 0.049427 | 0.10957 | 0.261 | 0 | 0 | 0 | 0 | 0 | 0 | 0 | 0 | 0 | 0 | 0 |  | 0 | 0 | 0 |  | #VALUE! | #VALUE! | #VALUE! | #VALUE! |  |  | #VALUE! | #VALUE! | 0 | 0 | 0.20123 | 0.20123 | #VALUE! | #VALUE! | #VALUE! | #VALUE! | 0 | 0 | 0.20123 | 0.20123 | #VALUE! | #VALUE! | #VALUE! | #VALUE! | 0 | 0 | 0.20123 | 0.20123 | #VALUE! | #VALUE! |  |  |  | #VALUE! | #VALUE! | #VALUE! | #VALUE! | #VALUE! | #VALUE! | #VALUE!
Saturday | 5 | 28 | 24 | 3552 | 0 | 0 | 0 | 0 | 0 | 0 | 0 | 0 | 0 | 0 | 0 | 0 | 0 | 0 | 0 | 0 | 0 | 0 | 0 | 0 | 0 | 0 | 0 | 0 | 0 | 0 | 0.05101 | 0.092376 | 0.24 | 0 | 0 | 0 | 0 | 0 | 0 | 0 | 0 | 0 | 0 | 0 |  | 0 | 0 | 0 |  | #VALUE! | #VALUE! | #VALUE! | #VALUE! |  |  | #VALUE! | #VALUE! | 0 | 0 | 0.20123 | 0.20123 | #VALUE! | #VALUE! | #VALUE! | #VALUE! | 0 | 0 | 0.20123 | 0.20123 | #VALUE! | #VALUE! | #VALUE! | #VALUE! | 0 | 0 | 0.20123 | 0.20123 | #VALUE! | #VALUE! |  |  |  | #VALUE! | #VALUE! | #VALUE! | #VALUE! | #VALUE! | #VALUE! | #VALUE!
Sunday | 5 | 29 | 1 | 3553 | 0 | 0 | 0 | 0 | 0 | 0 | 0 | 0 | 0 | 0 | 0 | 0 | 0 | 0 | 0 | 0 | 0 | 0 | 0 | 0 | 0 | 0 | 0 | 0 | 0 | 0 | 0.053137 | 0.090022 | 0.235 | 0 | 0 | 0 | 0 | 0 | 0 | 0 | 0 | 0 | 0 | 0 |  | 0 | 0 | 0 |  | #VALUE! | #VALUE! | #VALUE! | #VALUE! |  |  | #VALUE! | #VALUE! | 0 | 0 | 0.20123 | 0.20123 | #VALUE! | #VALUE! | #VALUE! | #VALUE! | 0 | 0 | 0.20123 | 0.20123 | #VALUE! | #VALUE! | #VALUE! | #VALUE! | 0 | 0 | 0.20123 | 0.20123 | #VALUE! | #VALUE! |  |  |  | #VALUE! | #VALUE! | #VALUE! | #VALUE! | #VALUE! | #VALUE! | #VALUE!
Sunday | 5 | 29 | 2 | 3554 | 0 | 0 | 0 | 0 | 0 | 0 | 0 | 0 | 0 | 0 | 0 | 0 | 0 | 0 | 0 | 0 | 0 | 0 | 0 | 0 | 0 | 0 | 0 | 0 | 0 | 0 | 0.055351 | 0.074018 | 0.213 | 0 | 0 | 0 | 0 | 0 | 0 | 0 | 0 | 0 | 0 | 0 |  | 0 | 0 | 0 |  | #VALUE! | #VALUE! | #VALUE! | #VALUE! |  |  | #VALUE! | #VALUE! | 0 | 0 | 0.20123 | 0.20123 | #VALUE! | #VALUE! | #VALUE! | #VALUE! | 0 | 0 | 0.20123 | 0.20123 | #VALUE! | #VALUE! | #VALUE! | #VALUE! | 0 | 0 | 0.20123 | 0.20123 | #VALUE! | #VALUE! |  |  |  | #VALUE! | #VALUE! | #VALUE! | #VALUE! | #VALUE! | #VALUE! | #VALUE!
Sunday | 5 | 29 | 3 | 3555 | 0 | 0 | 0 | 0 | 0 | 0 | 0 | 0 | 0 | 0 | 0 | 0 | 0 | 0 | 0 | 0 | 0 | 0 | 0 | 0 | 0 | 0 | 0 | 0 | 0 | 0 | 0.0506 | 0.053052 | 0.161 | 0 | 0 | 0 | 0 | 0 | 0 | 0 | 0 | 0 | 0 | 0 |  | 0 | 0 | 0 |  | #VALUE! | #VALUE! | #VALUE! | #VALUE! |  |  | #VALUE! | #VALUE! | 0 | 0 | 0.20123 | 0.20123 | #VALUE! | #VALUE! | #VALUE! | #VALUE! | 0 | 0 | 0.20123 | 0.20123 | #VALUE! | #VALUE! | #VALUE! | #VALUE! | 0 | 0 | 0.20123 | 0.20123 | #VALUE! | #VALUE! |  |  |  | #VALUE! | #VALUE! | #VALUE! | #VALUE! | #VALUE! | #VALUE! | #VALUE!
Sunday | 5 | 29 | 4 | 3556 | 0 | 0 | 0 | 0 | 0 | 0 | 0 | 0 | 0 | 0 | 0 | 0 | 0 | 0 | 0 | 0 | 0 | 0 | 0 | 0 | 0 | 0 | 0 | 0 | 0 | 0 | 0.051788 | 0.05151 | 0.156 | 0 | 0 | 0 | 0 | 0 | 0 | 0 | 0 | 0 | 0 | 0 |  | 0 | 0 | 0 |  | #VALUE! | #VALUE! | #VALUE! | #VALUE! |  |  | #VALUE! | #VALUE! | 0 | 0 | 0.20123 | 0.20123 | #VALUE! | #VALUE! | #VALUE! | #VALUE! | 0 | 0 | 0.20123 | 0.20123 | #VALUE! | #VALUE! | #VALUE! | #VALUE! | 0 | 0 | 0.20123 | 0.20123 | #VALUE! | #VALUE! |  |  |  | #VALUE! | #VALUE! | #VALUE! | #VALUE! | #VALUE! | #VALUE! | #VALUE!
Sunday | 5 | 29 | 5 | 3557 | 0 | 0 | 0 | 0 | 0 | 0 | 0 | 0 | 0 | 0 | 0 | 0 | 0 | 0 | 0 | 0 | 0 | 0 | 0 | 0 | 0 | 0 | 0 | 0 | 0 | 0 | 0.052501 | 0.050314 | 0.152 | 0 | 0 | 0 | 0 | 0 | 0 | 0 | 0 | 0 | 0 | 0 |  | 0 | 0 | 0 |  | #VALUE! | #VALUE! | #VALUE! | #VALUE! |  |  | #VALUE! | #VALUE! | 0 | 0 | 0.20123 | 0.20123 | #VALUE! | #VALUE! | #VALUE! | #VALUE! | 0 | 0 | 0.20123 | 0.20123 | #VALUE! | #VALUE! | #VALUE! | #VALUE! | 0 | 0 | 0.20123 | 0.20123 | #VALUE! | #VALUE! |  |  |  | #VALUE! | #VALUE! | #VALUE! | #VALUE! | #VALUE! | #VALUE! | #VALUE!
Sunday | 5 | 29 | 6 | 3558 | 0 | 0 | 0 | 0 | 0 | 0 | 0 | 0 | 0 | 0 | 0 | 0 | 0 | 0 | 0 | 0 | 0 | 0 | 0 | 0 | 0 | 0 | 0 | 0 | 0 | 0 | 0.036822 | 0.020621 | 0.045 | 0 | 0 | 0 | 0 | 0 | 0 | 0 | 0 | 0 | 0 | 0 |  | 0 | 0 | 0 |  | #VALUE! | #VALUE! | #VALUE! | #VALUE! |  |  | #VALUE! | #VALUE! | 0 | 0 | 0.20123 | 0.20123 | #VALUE! | #VALUE! | #VALUE! | #VALUE! | 0 | 0 | 0.20123 | 0.20123 | #VALUE! | #VALUE! | #VALUE! | #VALUE! | 0 | 0 | 0.20123 | 0.20123 | #VALUE! | #VALUE! |  |  |  | #VALUE! | #VALUE! | #VALUE! | #VALUE! | #VALUE! | #VALUE! | #VALUE!
Sunday | 5 | 29 | 7 | 3559 | 0 | 0 | 0 | 0 | 0 | 0 | 0 | 0 | 0 | 0 | 0 | 0 | 0 | 0 | 0 | 0 | 0 | 0 | 0 | 0 | 0 | 0 | 0 | 0 | 0 | 0 | 0 | 0.019986 | 0.04 | 0 | 0 | 0 | 0 | 0 | 0 | 0 | 0 | 0 | 0 | 0 |  | 0 | 0 | 0 |  | #VALUE! | #VALUE! | #VALUE! | #VALUE! |  |  | #VALUE! | #VALUE! | 0 | 0 | 0.20123 | 0.20123 | #VALUE! | #VALUE! | #VALUE! | #VALUE! | 0 | 0 | 0.20123 | 0.20123 | #VALUE! | #VALUE! | #VALUE! | #VALUE! | 0 | 0 | 0.20123 | 0.20123 | #VALUE! | #VALUE! |  |  |  | #VALUE! | #VALUE! | #VALUE! | #VALUE! | #VALUE! | #VALUE! | #VALUE!
Sunday | 5 | 29 | 8 | 3560 | 0 | 0 | 0 | 0 | 0 | 0 | 0 | 0 | 0 | 0 | 0 | 0 | 0 | 0 | 0 | 0 | 0 | 0 | 0 | 0 | 0 | 0 | 0 | 0 | 0.0047687 | 0 | 0.00031221 | 0.044132 | 0.12 | 0 | 0 | 0 | 0 | 0 | 0 | 0 | 0 | 0 | 0 | 0 |  | 0 | 0 | 0 |  | #VALUE! | #VALUE! | #VALUE! | #VALUE! |  |  | #VALUE! | #VALUE! | 0 | 0 | 0.20123 | 0.20123 | #VALUE! | #VALUE! | #VALUE! | #VALUE! | 0 | 0 | 0.20123 | 0.20123 | #VALUE! | #VALUE! | #VALUE! | #VALUE! | 0 | 0 | 0.20123 | 0.20123 | #VALUE! | #VALUE! |  |  |  | #VALUE! | #VALUE! | #VALUE! | #VALUE! | #VALUE! | #VALUE! | #VALUE!
Sunday | 5 | 29 | 9 | 3561 | 0 | 0 | 0 | 0 | 0 | 0 | 0 | 0 | 0 | 0 | 0 | 0 | 0 | 0 | 0 | 0 | 0 | 0 | 0 | 0 | 0 | 0 | 0 | 0 | 0.010464 | 0 | 0 | 0.039212 | 0.12 | 0 | 0 | 0 | 0 | 0 | 0 | 0 | 0 | 0 | 0 | 0 |  | 0 | 0 | 0 |  | #VALUE! | #VALUE! | #VALUE! | #VALUE! |  |  | #VALUE! | #VALUE! | 0 | 0 | 0.20123 | 0.20123 | #VALUE! | #VALUE! | #VALUE! | #VALUE! | 0 | 0 | 0.20123 | 0.20123 | #VALUE! | #VALUE! | #VALUE! | #VALUE! | 0 | 0 | 0.20123 | 0.20123 | #VALUE! | #VALUE! |  |  |  | #VALUE! | #VALUE! | #VALUE! | #VALUE! | #VALUE! | #VALUE! | #VALUE!
Sunday | 5 | 29 | 10 | 3562 | 0 | 0 | 0 | 0 | 0 | 0 | 0 | 0 | 0 | 0 | 0 | 0 | 0 | 0 | 0 | 0 | 0 | 0 | 0 | 0 | 0 | 0 | 0 | 0 | 0.0146 | 0 | 0 | 0.043409 | 0.128 | 0 | 0 | 0 | 0 | 0 | 0 | 0 | 0 | 0 | 0 | 0 |  | 0 | 0 | 0 |  | #VALUE! | #VALUE! | #VALUE! | #VALUE! |  |  | #VALUE! | #VALUE! | 0 | 0 | 0.20123 | 0.20123 | #VALUE! | #VALUE! | #VALUE! | #VALUE! | 0 | 0 | 0.20123 | 0.20123 | #VALUE! | #VALUE! | #VALUE! | #VALUE! | 0 | 0 | 0.20123 | 0.20123 | #VALUE! | #VALUE! |  |  |  | #VALUE! | #VALUE! | #VALUE! | #VALUE! | #VALUE! | #VALUE! | #VALUE!
Sunday | 5 | 29 | 11 | 3563 | 0 | 0 | 0 | 0 | 0 | 0 | 0 | 0 | 0 | 0 | 0 | 0 | 0 | 0 | 0 | 0 | 0 | 0 | 0 | 0 | 0 | 0 | 0 | 0 | 0.014669 | 0 | 0.00031221 | 0.054948 | 0.144 | 0 | 0 | 0 | 0 | 0 | 0 | 0 | 0 | 0 | 0 | 0 |  | 0 | 0 | 0 |  | #VALUE! | #VALUE! | #VALUE! | #VALUE! |  |  | #VALUE! | #VALUE! | 0 | 0 | 0.20123 | 0.20123 | #VALUE! | #VALUE! | #VALUE! | #VALUE! | 0 | 0 | 0.20123 | 0.20123 | #VALUE! | #VALUE! | #VALUE! | #VALUE! | 0 | 0 | 0.20123 | 0.20123 | #VALUE! | #VALUE! |  |  |  | #VALUE! | #VALUE! | #VALUE! | #VALUE! | #VALUE! | #VALUE! | #VALUE!
Sunday | 5 | 29 | 12 | 3564 | 0 | 0 | 0 | 0 | 0 | 0 | 0 | 0 | 0 | 0 | 0 | 0 | 0 | 0 | 0 | 0 | 0 | 0 | 0 | 0 | 0 | 0 | 0 | 0.003858 | 0.022059 | 0 | 0.0014223 | 0.10257 | 0.218 | 0 | 0 | 0 | 0 | 0 | 0 | 0 | 0 | 0 | 0 | 0 |  | 0 | 0 | 0 |  | #VALUE! | #VALUE! | #VALUE! | #VALUE! |  |  | #VALUE! | #VALUE! | 0 | 0 | 0.20123 | 0.20123 | #VALUE! | #VALUE! | #VALUE! | #VALUE! | 0 | 0 | 0.20123 | 0.20123 | #VALUE! | #VALUE! | #VALUE! | #VALUE! | 0 | 0 | 0.20123 | 0.20123 | #VALUE! | #VALUE! |  |  |  | #VALUE! | #VALUE! | #VALUE! | #VALUE! | #VALUE! | #VALUE! | #VALUE!
Sunday | 5 | 29 | 13 | 3565 | 0 | 0 | 0 | 0 | 0 | 0 | 0 | 0 | 0 | 0 | 0 | 0 | 0 | 0 | 0 | 0 | 0 | 0 | 0 | 0 | 0 | 0.0065 | 0.080667 | 0.062788 | 0.082952 | 0 | 0.0025324 | 0.17595 | 0.275 | 0 | 0 | 0 | 0 | 0 | 0 | 0 | 0 | 0 | 0 | 0 |  | 0 | 0 | 0 |  | #VALUE! | #VALUE! | #VALUE! | #VALUE! |  |  | #VALUE! | #VALUE! | 0 | 0 | 0.20123 | 0.20123 | #VALUE! | #VALUE! | #VALUE! | #VALUE! | 0 | 0 | 0.20123 | 0.20123 | #VALUE! | #VALUE! | #VALUE! | #VALUE! | 0 | 0 | 0.20123 | 0.20123 | #VALUE! | #VALUE! |  |  |  | #VALUE! | #VALUE! | #VALUE! | #VALUE! | #VALUE! | #VALUE! | #VALUE!
Sunday | 5 | 29 | 14 | 3566 | 0 | 0 | 0 | 0 | 0 | 0 | 0 | 0 | 0 | 0 | 0 | 0 | 0 | 0 | 0 | 0 | 0 | 0 | 0 | 0 | 0 | 0.0315 | 0.119 | 0.1015 | 0.089471 | 0.031 | 0.0028214 | 0.19758 | 0.284 | 0 | 0 | 0 | 0 | 0 | 0 | 0 | 0 | 0 | 0 | 0 |  | 0 | 0 | 0 |  | #VALUE! | #VALUE! | #VALUE! | #VALUE! |  |  | #VALUE! | #VALUE! | 0 | 0 | 0.20123 | 0.20123 | #VALUE! | #VALUE! | #VALUE! | #VALUE! | 0 | 0 | 0.20123 | 0.20123 | #VALUE! | #VALUE! | #VALUE! | #VALUE! | 0 | 0 | 0.20123 | 0.20123 | #VALUE! | #VALUE! |  |  |  | #VALUE! | #VALUE! | #VALUE! | #VALUE! | #VALUE! | #VALUE! | #VALUE!
Sunday | 5 | 29 | 15 | 3567 | 0 | 0 | 0 | 0 | 0 | 0 | 0 | 0 | 0 | 0 | 0 | 0 | 0 | 0 | 0 | 0 | 0 | 0 | 0 | 0 | 0 | 0.077 | 0.17392 | 0.16674 | 0.20112 | 0.001 | 0.003284 | 0.23166 | 0.299 | 0 | 0 | 0 | 0 | 0 | 0 | 0 | 0 | 0 | 0 | 0 |  | 0 | 0 | 0 |  | #VALUE! | #VALUE! | #VALUE! | #VALUE! |  |  | #VALUE! | #VALUE! | 0 | 0 | 0.20123 | 0.20123 | #VALUE! | #VALUE! | #VALUE! | #VALUE! | 0 | 0 | 0.20123 | 0.20123 | #VALUE! | #VALUE! | #VALUE! | #VALUE! | 0 | 0 | 0.20123 | 0.20123 | #VALUE! | #VALUE! |  |  |  | #VALUE! | #VALUE! | #VALUE! | #VALUE! | #VALUE! | #VALUE! | #VALUE!
Sunday | 5 | 29 | 16 | 3568 | 0 | 0 | 0 | 0 | 0 | 0 | 0 | 0 | 0 | 0 | 0 | 0 | 0 | 0 | 0 | 0 | 0 | 0 | 0 | 0 | 0 | 0.263 | 0.2585 | 0.25266 | 0.19372 | 0.00325 | 0.0043362 | 0.33957 | 0.378 | 0 | 0 | 0 | 0 | 0 | 0 | 0 | 0 | 0 | 0 | 0 |  | 0 | 0 | 0 |  | #VALUE! | #VALUE! | #VALUE! | #VALUE! |  |  | #VALUE! | #VALUE! | 0 | 0 | 0.20123 | 0.20123 | #VALUE! | #VALUE! | #VALUE! | #VALUE! | 0 | 0 | 0.20123 | 0.20123 | #VALUE! | #VALUE! | #VALUE! | #VALUE! | 0 | 0 | 0.20123 | 0.20123 | #VALUE! | #VALUE! |  |  |  | #VALUE! | #VALUE! | #VALUE! | #VALUE! | #VALUE! | #VALUE! | #VALUE!
Sunday | 5 | 29 | 17 | 3569 | 0 | 0 | 0 | 0 | 0 | 0 | 0 | 0 | 0 | 0 | 0 | 0 | 0 | 0 | 0 | 0 | 0 | 0 | 0 | 0 | 0 | 0.064 | 0.17125 | 0.16012 | 0.095558 | 0.00575 | 0.0034227 | 0.24678 | 0.323 | 0 | 0 | 0 | 0 | 0 | 0 | 0 | 0 | 0 | 0 | 0 |  | 0 | 0 | 0 |  | #VALUE! | #VALUE! | #VALUE! | #VALUE! |  |  | #VALUE! | #VALUE! | 0 | 0 | 0.20123 | 0.20123 | #VALUE! | #VALUE! | #VALUE! | #VALUE! | 0 | 0 | 0.20123 | 0.20123 | #VALUE! | #VALUE! | #VALUE! | #VALUE! | 0 | 0 | 0.20123 | 0.20123 | #VALUE! | #VALUE! |  |  |  | #VALUE! | #VALUE! | #VALUE! | #VALUE! | #VALUE! | #VALUE! | #VALUE!
Sunday | 5 | 29 | 18 | 3570 | 0 | 0 | 0 | 0 | 0 | 0 | 0 | 0 | 0 | 0 | 0 | 0 | 0 | 0 | 0 | 0 | 0 | 0 | 0 | 0 | 0 | 0 | 0.056 | 0.036295 | 0.076329 | 0 | 0.0023242 | 0.16818 | 0.266 | 0 | 0 | 0 | 0 | 0 | 0 | 0 | 0 | 0 | 0 | 0 |  | 0 | 0 | 0 |  | #VALUE! | #VALUE! | #VALUE! | #VALUE! |  |  | #VALUE! | #VALUE! | 0 | 0 | 0.20123 | 0.20123 | #VALUE! | #VALUE! | #VALUE! | #VALUE! | 0 | 0 | 0.20123 | 0.20123 | #VALUE! | #VALUE! | #VALUE! | #VALUE! | 0 | 0 | 0.20123 | 0.20123 | #VALUE! | #VALUE! |  |  |  | #VALUE! | #VALUE! | #VALUE! | #VALUE! | #VALUE! | #VALUE! | #VALUE!
Sunday | 5 | 29 | 19 | 3571 | 0 | 0 | 0 | 0 | 0 | 0 | 0 | 0 | 0 | 0 | 0 | 0 | 0 | 0 | 0 | 0 | 0 | 0 | 0 | 0 | 0 | 0 | 0.013917 | 0.0092614 | 0.0202 | 0 | 0.0020004 | 0.14305 | 0.257 | 0 | 0 | 0 | 0 | 0 | 0 | 0 | 0 | 0 | 0 | 0 |  | 0 | 0 | 0 |  | #VALUE! | #VALUE! | #VALUE! | #VALUE! |  |  | #VALUE! | #VALUE! | 0 | 0 | 0.20123 | 0.20123 | #VALUE! | #VALUE! | #VALUE! | #VALUE! | 0 | 0 | 0.20123 | 0.20123 | #VALUE! | #VALUE! | #VALUE! | #VALUE! | 0 | 0 | 0.20123 | 0.20123 | #VALUE! | #VALUE! |  |  |  | #VALUE! | #VALUE! | #VALUE! | #VALUE! | #VALUE! | #VALUE! | #VALUE!
Sunday | 5 | 29 | 20 | 3572 | 0 | 0 | 0 | 0 | 0 | 0 | 0 | 0 | 0 | 0 | 0 | 0 | 0 | 0 | 0 | 0 | 0 | 0 | 0 | 0 | 0 | 0 | 0 | 0 | 0.011673 | 0 | 0.00082099 | 0.083349 | 0.201 | 0 | 0 | 0 | 0 | 0 | 0 | 0 | 0 | 0 | 0 | 0 |  | 0 | 0 | 0 |  | #VALUE! | #VALUE! | #VALUE! | #VALUE! |  |  | #VALUE! | #VALUE! | 0 | 0 | 0.20123 | 0.20123 | #VALUE! | #VALUE! | #VALUE! | #VALUE! | 0 | 0 | 0.20123 | 0.20123 | #VALUE! | #VALUE! | #VALUE! | #VALUE! | 0 | 0 | 0.20123 | 0.20123 | #VALUE! | #VALUE! |  |  |  | #VALUE! | #VALUE! | #VALUE! | #VALUE! | #VALUE! | #VALUE! | #VALUE!
Sunday | 5 | 29 | 21 | 3573 | 0 | 0 | 0 | 0 | 0 | 0 | 0 | 0 | 0 | 0 | 0 | 0 | 0 | 0 | 0 | 0 | 0 | 0 | 0 | 0 | 0 | 0 | 0 | 0 | 0.004581 | 0 | 0 | 0.049308 | 0.148 | 0 | 0 | 0 | 0 | 0 | 0 | 0 | 0 | 0 | 0 | 0 |  | 0 | 0 | 0 |  | #VALUE! | #VALUE! | #VALUE! | #VALUE! |  |  | #VALUE! | #VALUE! | 0 | 0 | 0.20123 | 0.20123 | #VALUE! | #VALUE! | #VALUE! | #VALUE! | 0 | 0 | 0.20123 | 0.20123 | #VALUE! | #VALUE! | #VALUE! | #VALUE! | 0 | 0 | 0.20123 | 0.20123 | #VALUE! | #VALUE! |  |  |  | #VALUE! | #VALUE! | #VALUE! | #VALUE! | #VALUE! | #VALUE! | #VALUE!
Sunday | 5 | 29 | 22 | 3574 | 0 | 0 | 0 | 0 | 0 | 0 | 0 | 0 | 0 | 0 | 0 | 0 | 0 | 0 | 0 | 0 | 0 | 0 | 0 | 0 | 0 | 0 | 0 | 0 | 0 | 0 | 0 | 0.036547 | 0.129 | 0 | 0 | 0 | 0 | 0 | 0 | 0 | 0 | 0 | 0 | 0 |  | 0 | 0 | 0 |  | #VALUE! | #VALUE! | #VALUE! | #VALUE! |  |  | #VALUE! | #VALUE! | 0 | 0 | 0.20123 | 0.20123 | #VALUE! | #VALUE! | #VALUE! | #VALUE! | 0 | 0 | 0.20123 | 0.20123 | #VALUE! | #VALUE! | #VALUE! | #VALUE! | 0 | 0 | 0.20123 | 0.20123 | #VALUE! | #VALUE! |  |  |  | #VALUE! | #VALUE! | #VALUE! | #VALUE! | #VALUE! | #VALUE! | #VALUE!
Sunday | 5 | 29 | 23 | 3575 | 0 | 0 | 0 | 0 | 0 | 0 | 0 | 0 | 0 | 0 | 0 | 0 | 0 | 0 | 0 | 0 | 0 | 0 | 0 | 0 | 0 | 0 | 0 | 0 | 0 | 0 | 0 | 0.021207 | 0.085 | 0 | 0 | 0 | 0 | 0 | 0 | 0 | 0 | 0 | 0 | 0 |  | 0 | 0 | 0 |  | #VALUE! | #VALUE! | #VALUE! | #VALUE! |  |  | #VALUE! | #VALUE! | 0 | 0 | 0.20123 | 0.20123 | #VALUE! | #VALUE! | #VALUE! | #VALUE! | 0 | 0 | 0.20123 | 0.20123 | #VALUE! | #VALUE! | #VALUE! | #VALUE! | 0 | 0 | 0.20123 | 0.20123 | #VALUE! | #VALUE! |  |  |  | #VALUE! | #VALUE! | #VALUE! | #VALUE! | #VALUE! | #VALUE! | #VALUE!
Sunday | 5 | 29 | 24 | 3576 | 0 | 0 | 0 | 0 | 0 | 0 | 0 | 0 | 0 | 0 | 0 | 0 | 0 | 0 | 0 | 0 | 0 | 0 | 0 | 0 | 0 | 0 | 0 | 0 | 0 | 0 | 0 | 0.015228 | 0.063 | 0 | 0 | 0 | 0 | 0 | 0 | 0 | 0 | 0 | 0 | 0 |  | 0 | 0 | 0 |  | #VALUE! | #VALUE! | #VALUE! | #VALUE! |  |  | #VALUE! | #VALUE! | 0 | 0 | 0.20123 | 0.20123 | #VALUE! | #VALUE! | #VALUE! | #VALUE! | 0 | 0 | 0.20123 | 0.20123 | #VALUE! | #VALUE! | #VALUE! | #VALUE! | 0 | 0 | 0.20123 | 0.20123 | #VALUE! | #VALUE! |  |  |  | #VALUE! | #VALUE! | #VALUE! | #VALUE! | #VALUE! | #VALUE! | #VALUE!
Monday | 5 | 30 | 1 | 3577 | 0 | 0 | 0 | 0 | 0 | 0 | 0 | 0 | 0 | 0 | 0 | 0 | 0 | 0 | 0 | 0 | 0 | 0 | 0 | 0 | 0 | 0 | 0 | 0 | 0 | 0 | 0 | 0.020303 | 0.077 | 0 | 0 | 0 | 0 | 0 | 0 | 0 | 0 | 0 | 0 | 0 |  | 0 | 0 | 0 |  | #VALUE! | #VALUE! | #VALUE! | #VALUE! |  |  | #VALUE! | #VALUE! | 0 | 0 | 0.20123 | 0.20123 | #VALUE! | #VALUE! | #VALUE! | #VALUE! | 0 | 0 | 0.20123 | 0.20123 | #VALUE! | #VALUE! | #VALUE! | #VALUE! | 0 | 0 | 0.20123 | 0.20123 | #VALUE! | #VALUE! |  |  |  | #VALUE! | #VALUE! | #VALUE! | #VALUE! | #VALUE! | #VALUE! | #VALUE!
Monday | 5 | 30 | 2 | 3578 | 0 | 0 | 0 | 0 | 0 | 0 | 0 | 0 | 0 | 0 | 0 | 0 | 0 | 0 | 0 | 0 | 0 | 0 | 0 | 0 | 0 | 0 | 0 | 0 | 0 | 0 | 0 | 0.020303 | 0.07 | 0 | 0 | 0 | 0 | 0 | 0 | 0 | 0 | 0 | 0 | 0 |  | 0 | 0 | 0 |  | #VALUE! | #VALUE! | #VALUE! | #VALUE! |  |  | #VALUE! | #VALUE! | 0 | 0 | 0.20123 | 0.20123 | #VALUE! | #VALUE! | #VALUE! | #VALUE! | 0 | 0 | 0.20123 | 0.20123 | #VALUE! | #VALUE! | #VALUE! | #VALUE! | 0 | 0 | 0.20123 | 0.20123 | #VALUE! | #VALUE! |  |  |  | #VALUE! | #VALUE! | #VALUE! | #VALUE! | #VALUE! | #VALUE! | #VALUE!
Monday | 5 | 30 | 3 | 3579 | 0 | 0 | 0 | 0 | 0 | 0 | 0 | 0 | 0 | 0 | 0 | 0 | 0 | 0 | 0 | 0 | 0 | 0 | 0 | 0 | 0 | 0 | 0 | 0 | 0 | 0 | 0 | 0.0069793 | 0 | 0 | 0 | 0 | 0 | 0 | 0 | 0 | 0 | 0 | 0 | 0 |  | 0 | 0 | 0 |  | #VALUE! | #VALUE! | #VALUE! | #VALUE! |  |  | #VALUE! | #VALUE! | 0 | 0 | 0.20123 | 0.20123 | #VALUE! | #VALUE! | #VALUE! | #VALUE! | 0 | 0 | 0.20123 | 0.20123 | #VALUE! | #VALUE! | #VALUE! | #VALUE! | 0 | 0 | 0.20123 | 0.20123 | #VALUE! | #VALUE! |  |  |  | #VALUE! | #VALUE! | #VALUE! | #VALUE! | #VALUE! | #VALUE! | #VALUE!
Monday | 5 | 30 | 4 | 3580 | 0 | 0 | 0 | 0 | 0 | 0 | 0 | 0 | 0 | 0 | 0 | 0 | 0 | 0 | 0 | 0 | 0 | 0 | 0 | 0 | 0 | 0 | 0 | 0 | 0 | 0 | 0 | 0.003331 | 0 | 0 | 0 | 0 | 0 | 0 | 0 | 0 | 0 | 0 | 0 | 0 |  | 0 | 0 | 0 |  | #VALUE! | #VALUE! | #VALUE! | #VALUE! |  |  | #VALUE! | #VALUE! | 0 | 0 | 0.20123 | 0.20123 | #VALUE! | #VALUE! | #VALUE! | #VALUE! | 0 | 0 | 0.20123 | 0.20123 | #VALUE! | #VALUE! | #VALUE! | #VALUE! | 0 | 0 | 0.20123 | 0.20123 | #VALUE! | #VALUE! |  |  |  | #VALUE! | #VALUE! | #VALUE! | #VALUE! | #VALUE! | #VALUE! | #VALUE!
Monday | 5 | 30 | 5 | 3581 | 0 | 0 | 0 | 0 | 0 | 0 | 0 | 0 | 0 | 0 | 0 | 0 | 0 | 0 | 0 | 0 | 0 | 0 | 0 | 0 | 0 | 0 | 0 | 0 | 0 | 0 | 0.048362 | 0 | 0 | 0 | 0 | 0 | 0 | 0 | 0 | 0 | 0 | 0 | 0 | 0 |  | 0 | 0 | 0 |  | #VALUE! | #VALUE! | #VALUE! | #VALUE! |  |  | #VALUE! | #VALUE! | 0 | 0 | 0.20123 | 0.20123 | #VALUE! | #VALUE! | #VALUE! | #VALUE! | 0 | 0 | 0.20123 | 0.20123 | #VALUE! | #VALUE! | #VALUE! | #VALUE! | 0 | 0 | 0.20123 | 0.20123 | #VALUE! | #VALUE! |  |  |  | #VALUE! | #VALUE! | #VALUE! | #VALUE! | #VALUE! | #VALUE! | #VALUE!
Monday | 5 | 30 | 6 | 3582 | 0 | 0 | 0 | 0 | 0 | 0 | 0 | 0 | 0 | 0 | 0 | 0 | 0 | 0 | 0 | 0 | 0 | 0 | 0 | 0 | 0 | 0 | 0 | 0 | 0 | 0 | 0 | 0 | 0 | 0 | 0 | 0 | 0 | 0 | 0 | 0 | 0 | 0 | 0 | 0 |  | 0 | 0 | 0 |  | #VALUE! | #VALUE! | #VALUE! | #VALUE! |  |  | #VALUE! | #VALUE! | 0 | 0 | 0.20123 | 0.20123 | #VALUE! | #VALUE! | #VALUE! | #VALUE! | 0 | 0 | 0.20123 | 0.20123 | #VALUE! | #VALUE! | #VALUE! | #VALUE! | 0 | 0 | 0.20123 | 0.20123 | #VALUE! | #VALUE! |  |  |  | #VALUE! | #VALUE! | #VALUE! | #VALUE! | #VALUE! | #VALUE! | #VALUE!
Monday | 5 | 30 | 7 | 3583 | 0 | 0 | 0 | 0 | 0 | 0 | 0 | 0 | 0 | 0 | 0 | 0 | 0 | 0 | 0 | 0 | 0 | 0 | 0 | 0 | 0 | 0 | 0 | 0 | 0.0021304 | 0 | 0 | 0 | 0 | 0 | 0 | 0 | 0 | 0 | 0 | 0 | 0 | 0 | 0 | 0 |  | 0 | 0 | 0 |  | #VALUE! | #VALUE! | #VALUE! | #VALUE! |  |  | #VALUE! | #VALUE! | 0 | 0 | 0.20123 | 0.20123 | #VALUE! | #VALUE! | #VALUE! | #VALUE! | 0 | 0 | 0.20123 | 0.20123 | #VALUE! | #VALUE! | #VALUE! | #VALUE! | 0 | 0 | 0.20123 | 0.20123 | #VALUE! | #VALUE! |  |  |  | #VALUE! | #VALUE! | #VALUE! | #VALUE! | #VALUE! | #VALUE! | #VALUE!
Monday | 5 | 30 | 8 | 3584 | 0 | 0 | 0 | 0 | 0 | 0 | 0 | 0 | 0 | 0 | 0 | 0 | 0 | 0 | 0 | 0 | 0 | 0 | 0 | 0 | 0 | 0 | 0 | 0 | 0 | 0 | 0 | 0.0061862 | 0.004 | 0 | 0 | 0 | 0 | 0 | 0 | 0 | 0 | 0 | 0 | 0 |  | 0 | 0 | 0 |  | #VALUE! | #VALUE! | #VALUE! | #VALUE! |  |  | #VALUE! | #VALUE! | 0 | 0 | 0.20123 | 0.20123 | #VALUE! | #VALUE! | #VALUE! | #VALUE! | 0 | 0 | 0.20123 | 0.20123 | #VALUE! | #VALUE! | #VALUE! | #VALUE! | 0 | 0 | 0.20123 | 0.20123 | #VALUE! | #VALUE! |  |  |  | #VALUE! | #VALUE! | #VALUE! | #VALUE! | #VALUE! | #VALUE! | #VALUE!
Monday | 5 | 30 | 9 | 3585 | 0 | 0 | 0 | 0 | 0 | 0 | 0 | 0 | 0 | 0 | 0 | 0 | 0 | 0 | 0 | 0 | 0 | 0 | 0 | 0 | 0 | 0 | 0 | 0 | 0.0051231 | 0 | 0 | 0.0092 | 0.032 | 0 | 0 | 0 | 0 | 0 | 0 | 0 | 0 | 0 | 0 | 0 |  | 0 | 0 | 0 |  | #VALUE! | #VALUE! | #VALUE! | #VALUE! |  |  | #VALUE! | #VALUE! | 0 | 0 | 0.20123 | 0.20123 | #VALUE! | #VALUE! | #VALUE! | #VALUE! | 0 | 0 | 0.20123 | 0.20123 | #VALUE! | #VALUE! | #VALUE! | #VALUE! | 0 | 0 | 0.20123 | 0.20123 | #VALUE! | #VALUE! |  |  |  | #VALUE! | #VALUE! | #VALUE! | #VALUE! | #VALUE! | #VALUE! | #VALUE!
Monday | 5 | 30 | 10 | 3586 | 0 | 0 | 0 | 0 | 0 | 0 | 0 | 0 | 0 | 0 | 0 | 0 | 0 | 0 | 0 | 0 | 0 | 0 | 0 | 0 | 0 | 0 | 0 | 0 | 0.0035333 | 0 | 0 | 0.012214 | 0.053 | 0 | 0 | 0 | 0 | 0 | 0 | 0 | 0 | 0 | 0 | 0 |  | 0 | 0 | 0 |  | #VALUE! | #VALUE! | #VALUE! | #VALUE! |  |  | #VALUE! | #VALUE! | 0 | 0 | 0.20123 | 0.20123 | #VALUE! | #VALUE! | #VALUE! | #VALUE! | 0 | 0 | 0.20123 | 0.20123 | #VALUE! | #VALUE! | #VALUE! | #VALUE! | 0 | 0 | 0.20123 | 0.20123 | #VALUE! | #VALUE! |  |  |  | #VALUE! | #VALUE! | #VALUE! | #VALUE! | #VALUE! | #VALUE! | #VALUE!
Monday | 5 | 30 | 11 | 3587 | 0 | 0 | 0 | 0 | 0 | 0 | 0 | 0 | 0 | 0 | 0 | 0 | 0 | 0 | 0 | 0 | 0 | 0 | 0 | 0 | 0 | 0 | 0 | 0 | 0.010799 | 0 | 0.078492 | 0.025733 | 0.096 | 0 | 0 | 0 | 0 | 0 | 0 | 0 | 0 | 0 | 0 | 0 |  | 0 | 0 | 0 |  | #VALUE! | #VALUE! | #VALUE! | #VALUE! |  |  | #VALUE! | #VALUE! | 0 | 0 | 0.20123 | 0.20123 | #VALUE! | #VALUE! | #VALUE! | #VALUE! | 0 | 0 | 0.20123 | 0.20123 | #VALUE! | #VALUE! | #VALUE! | #VALUE! | 0 | 0 | 0.20123 | 0.20123 | #VALUE! | #VALUE! |  |  |  | #VALUE! | #VALUE! | #VALUE! | #VALUE! | #VALUE! | #VALUE! | #VALUE!
Monday | 5 | 30 | 12 | 3588 | 0 | 0 | 0 | 0 | 0 | 0 | 0 | 0 | 0 | 0 | 0 | 0 | 0 | 0 | 0 | 0 | 0 | 0 | 0 | 0 | 0 | 0 | 0 | 0.00046875 | 0.021886 | 0 | 0.087909 | 0.076621 | 0.199 | 0 | 0 | 0 | 0 | 0 | 0 | 0 | 0 | 0 | 0 | 0 |  | 0 | 0 | 0 |  | #VALUE! | #VALUE! | #VALUE! | #VALUE! |  |  | #VALUE! | #VALUE! | 0 | 0 | 0.20123 | 0.20123 | #VALUE! | #VALUE! | #VALUE! | #VALUE! | 0 | 0 | 0.20123 | 0.20123 | #VALUE! | #VALUE! | #VALUE! | #VALUE! | 0 | 0 | 0.20123 | 0.20123 | #VALUE! | #VALUE! |  |  |  | #VALUE! | #VALUE! | #VALUE! | #VALUE! | #VALUE! | #VALUE! | #VALUE!
Monday | 5 | 30 | 13 | 3589 | 0 | 0 | 0 | 0 | 0 | 0 | 0 | 0 | 0 | 0 | 0 | 0 | 0 | 0 | 0 | 0 | 0 | 0 | 0 | 0 | 0 | 0 | 0.0011667 | 0.007571 | 0.020628 | 0 | 0.047582 | 0.11999 | 0.225 | 0 | 0 | 0 | 0 | 0 | 0 | 0 | 0 | 0 | 0 | 0 |  | 0 | 0 | 0 |  | #VALUE! | #VALUE! | #VALUE! | #VALUE! |  |  | #VALUE! | #VALUE! | 0 | 0 | 0.20123 | 0.20123 | #VALUE! | #VALUE! | #VALUE! | #VALUE! | 0 | 0 | 0.20123 | 0.20123 | #VALUE! | #VALUE! | #VALUE! | #VALUE! | 0 | 0 | 0.20123 | 0.20123 | #VALUE! | #VALUE! |  |  |  | #VALUE! | #VALUE! | #VALUE! | #VALUE! | #VALUE! | #VALUE! | #VALUE!
Monday | 5 | 30 | 14 | 3590 | 0 | 0 | 0 | 0 | 0 | 0 | 0 | 0 | 0 | 0 | 0 | 0 | 0 | 0 | 0 | 0 | 0 | 0 | 0 | 0 | 0 | 0 | 0.0028333 | 0.0077955 | 0.021628 | 0 | 0.047285 | 0.12272 | 0.226 | 0 | 0 | 0 | 0 | 0 | 0 | 0 | 0 | 0 | 0 | 0 |  | 0 | 0 | 0 |  | #VALUE! | #VALUE! | #VALUE! | #VALUE! |  |  | #VALUE! | #VALUE! | 0 | 0 | 0.20123 | 0.20123 | #VALUE! | #VALUE! | #VALUE! | #VALUE! | 0 | 0 | 0.20123 | 0.20123 | #VALUE! | #VALUE! | #VALUE! | #VALUE! | 0 | 0 | 0.20123 | 0.20123 | #VALUE! | #VALUE! |  |  |  | #VALUE! | #VALUE! | #VALUE! | #VALUE! | #VALUE! | #VALUE! | #VALUE!
Monday | 5 | 30 | 15 | 3591 | 0 | 0 | 0 | 0 | 0 | 0 | 0 | 0 | 0 | 0 | 0 | 0 | 0 | 0 | 0 | 0 | 0 | 0 | 0 | 0 | 0 | 0.029 | 0.1065 | 0.097952 | 0.089194 | 0 | 0.095532 | 0.19761 | 0.283 | 0 | 0 | 0 | 0 | 0 | 0 | 0 | 0 | 0 | 0 | 0 |  | 0 | 0 | 0 |  | #VALUE! | #VALUE! | #VALUE! | #VALUE! |  |  | #VALUE! | #VALUE! | 0 | 0 | 0.20123 | 0.20123 | #VALUE! | #VALUE! | #VALUE! | #VALUE! | 0 | 0 | 0.20123 | 0.20123 | #VALUE! | #VALUE! | #VALUE! | #VALUE! | 0 | 0 | 0.20123 | 0.20123 | #VALUE! | #VALUE! |  |  |  | #VALUE! | #VALUE! | #VALUE! | #VALUE! | #VALUE! | #VALUE! | #VALUE!
Monday | 5 | 30 | 16 | 3592 | 0 | 0 | 0 | 0 | 0 | 0 | 0 | 0 | 0 | 0 | 0 | 0 | 0 | 0 | 0 | 0 | 0 | 0 | 0 | 0 | 0 | 0.0555 | 0.153 | 0.1459 | 0.092718 | 0 | 0.095459 | 0.22301 | 0.292 | 0 | 0 | 0 | 0 | 0 | 0 | 0 | 0 | 0 | 0 | 0 |  | 0 | 0 | 0 |  | #VALUE! | #VALUE! | #VALUE! | #VALUE! |  |  | #VALUE! | #VALUE! | 0 | 0 | 0.20123 | 0.20123 | #VALUE! | #VALUE! | #VALUE! | #VALUE! | 0 | 0 | 0.20123 | 0.20123 | #VALUE! | #VALUE! | #VALUE! | #VALUE! | 0 | 0 | 0.20123 | 0.20123 | #VALUE! | #VALUE! |  |  |  | #VALUE! | #VALUE! | #VALUE! | #VALUE! | #VALUE! | #VALUE! | #VALUE!
Monday | 5 | 30 | 17 | 3593 | 0 | 0 | 0 | 0 | 0 | 0 | 0 | 0 | 0 | 0 | 0 | 0 | 0 | 0 | 0 | 0 | 0 | 0 | 0 | 0 | 0 | 0.007 | 0.060333 | 0.052726 | 0.074936 | 0 | 0.073337 | 0.1548 | 0.232 | 0 | 0 | 0 | 0 | 0 | 0 | 0 | 0 | 0 | 0 | 0 |  | 0 | 0 | 0 |  | #VALUE! | #VALUE! | #VALUE! | #VALUE! |  |  | #VALUE! | #VALUE! | 0 | 0 | 0.20123 | 0.20123 | #VALUE! | #VALUE! | #VALUE! | #VALUE! | 0 | 0 | 0.20123 | 0.20123 | #VALUE! | #VALUE! | #VALUE! | #VALUE! | 0 | 0 | 0.20123 | 0.20123 | #VALUE! | #VALUE! |  |  |  | #VALUE! | #VALUE! | #VALUE! | #VALUE! | #VALUE! | #VALUE! | #VALUE!
Monday | 5 | 30 | 18 | 3594 | 0 | 0 | 0 | 0 | 0 | 0 | 0 | 0 | 0 | 0 | 0 | 0 | 0 | 0 | 0 | 0 | 0 | 0 | 0 | 0 | 0 | 0.0095 | 0.057833 | 0.057034 | 0.076285 | 0 | 0.0019542 | 0.15604 | 0.232 | 0 | 0 | 0 | 0 | 0 | 0 | 0 | 0 | 0 | 0 | 0 |  | 0 | 0 | 0 |  | #VALUE! | #VALUE! | #VALUE! | #VALUE! |  |  | #VALUE! | #VALUE! | 0 | 0 | 0.20123 | 0.20123 | #VALUE! | #VALUE! | #VALUE! | #VALUE! | 0 | 0 | 0.20123 | 0.20123 | #VALUE! | #VALUE! | #VALUE! | #VALUE! | 0 | 0 | 0.20123 | 0.20123 | #VALUE! | #VALUE! |  |  |  | #VALUE! | #VALUE! | #VALUE! | #VALUE! | #VALUE! | #VALUE! | #VALUE!
Monday | 5 | 30 | 19 | 3595 | 0 | 0 | 0 | 0 | 0 | 0 | 0 | 0 | 0 | 0 | 0 | 0 | 0 | 0 | 0 | 0 | 0 | 0 | 0 | 0 | 0 | 0.01 | 0.053833 | 0.057688 | 0.075618 | 0 | 0.0019773 | 0.15794 | 0.235 | 0 | 0 | 0 | 0 | 0 | 0 | 0 | 0 | 0 | 0 | 0 |  | 0 | 0 | 0 |  | #VALUE! | #VALUE! | #VALUE! | #VALUE! |  |  | #VALUE! | #VALUE! | 0 | 0 | 0.20123 | 0.20123 | #VALUE! | #VALUE! | #VALUE! | #VALUE! | 0 | 0 | 0.20123 | 0.20123 | #VALUE! | #VALUE! | #VALUE! | #VALUE! | 0 | 0 | 0.20123 | 0.20123 | #VALUE! | #VALUE! |  |  |  | #VALUE! | #VALUE! | #VALUE! | #VALUE! | #VALUE! | #VALUE! | #VALUE!
Monday | 5 | 30 | 20 | 3596 | 0 | 0 | 0 | 0 | 0 | 0 | 0 | 0 | 0 | 0 | 0 | 0 | 0 | 0 | 0 | 0 | 0 | 0 | 0 | 0 | 0 | 0 | 0 | 0.0018409 | 0.015015 | 0 | 0.00097132 | 0.091758 | 0.18 | 0 | 0 | 0 | 0 | 0 | 0 | 0 | 0 | 0 | 0 | 0 |  | 0 | 0 | 0 |  | #VALUE! | #VALUE! | #VALUE! | #VALUE! |  |  | #VALUE! | #VALUE! | 0 | 0 | 0.20123 | 0.20123 | #VALUE! | #VALUE! | #VALUE! | #VALUE! | 0 | 0 | 0.20123 | 0.20123 | #VALUE! | #VALUE! | #VALUE! | #VALUE! | 0 | 0 | 0.20123 | 0.20123 | #VALUE! | #VALUE! |  |  |  | #VALUE! | #VALUE! | #VALUE! | #VALUE! | #VALUE! | #VALUE! | #VALUE!
Monday | 5 | 30 | 21 | 3597 | 0 | 0 | 0 | 0 | 0 | 0 | 0 | 0 | 0 | 0 | 0 | 0 | 0 | 0 | 0 | 0 | 0 | 0 | 0 | 0 | 0 | 0 | 0 | 0 | 0.0068809 | 0 | 0.00028908 | 0.060029 | 0.145 | 0 | 0 | 0 | 0 | 0 | 0 | 0 | 0 | 0 | 0 | 0 |  | 0 | 0 | 0 |  | #VALUE! | #VALUE! | #VALUE! | #VALUE! |  |  | #VALUE! | #VALUE! | 0 | 0 | 0.20123 | 0.20123 | #VALUE! | #VALUE! | #VALUE! | #VALUE! | 0 | 0 | 0.20123 | 0.20123 | #VALUE! | #VALUE! | #VALUE! | #VALUE! | 0 | 0 | 0.20123 | 0.20123 | #VALUE! | #VALUE! |  |  |  | #VALUE! | #VALUE! | #VALUE! | #VALUE! | #VALUE! | #VALUE! | #VALUE!
Monday | 5 | 30 | 22 | 3598 | 0 | 0 | 0 | 0 | 0 | 0 | 0 | 0 | 0 | 0 | 0 | 0 | 0 | 0 | 0 | 0 | 0 | 0 | 0 | 0 | 0 | 0 | 0 | 0 | 0 | 0 | 0 | 0.009347 | 0.029 | 0 | 0 | 0 | 0 | 0 | 0 | 0 | 0 | 0 | 0 | 0 |  | 0 | 0 | 0 |  | #VALUE! | #VALUE! | #VALUE! | #VALUE! |  |  | #VALUE! | #VALUE! | 0 | 0 | 0.20123 | 0.20123 | #VALUE! | #VALUE! | #VALUE! | #VALUE! | 0 | 0 | 0.20123 | 0.20123 | #VALUE! | #VALUE! | #VALUE! | #VALUE! | 0 | 0 | 0.20123 | 0.20123 | #VALUE! | #VALUE! |  |  |  | #VALUE! | #VALUE! | #VALUE! | #VALUE! | #VALUE! | #VALUE! | #VALUE!
Monday | 5 | 30 | 23 | 3599 | 0 | 0 | 0 | 0 | 0 | 0 | 0 | 0 | 0 | 0 | 0 | 0 | 0 | 0 | 0 | 0 | 0 | 0 | 0 | 0 | 0 | 0 | 0 | 0 | 0 | 0 | 0 | 0.012502 | 0.039 | 0 | 0 | 0 | 0 | 0 | 0 | 0 | 0 | 0 | 0 | 0 |  | 0 | 0 | 0 |  | #VALUE! | #VALUE! | #VALUE! | #VALUE! |  |  | #VALUE! | #VALUE! | 0 | 0 | 0.20123 | 0.20123 | #VALUE! | #VALUE! | #VALUE! | #VALUE! | 0 | 0 | 0.20123 | 0.20123 | #VALUE! | #VALUE! | #VALUE! | #VALUE! | 0 | 0 | 0.20123 | 0.20123 | #VALUE! | #VALUE! |  |  |  | #VALUE! | #VALUE! | #VALUE! | #VALUE! | #VALUE! | #VALUE! | #VALUE!
Monday | 5 | 30 | 24 | 3600 | 0 | 0 | 0 | 0 | 0 | 0 | 0 | 0 | 0 | 0 | 0 | 0 | 0 | 0 | 0 | 0 | 0 | 0 | 0 | 0 | 0 | 0 | 0 | 0 | 0 | 0 | 0 | 0.00031724 | 0 | 0 | 0 | 0 | 0 | 0 | 0 | 0 | 0 | 0 | 0 | 0 |  | 0 | 0 | 0 |  | #VALUE! | #VALUE! | #VALUE! | #VALUE! |  |  | #VALUE! | #VALUE! | 0 | 0 | 0.20123 | 0.20123 | #VALUE! | #VALUE! | #VALUE! | #VALUE! | 0 | 0 | 0.20123 | 0.20123 | #VALUE! | #VALUE! | #VALUE! | #VALUE! | 0 | 0 | 0.20123 | 0.20123 | #VALUE! | #VALUE! |  |  |  | #VALUE! | #VALUE! | #VALUE! | #VALUE! | #VALUE! | #VALUE! | #VALUE!
Tuesday | 5 | 31 | 1 | 3601 | 0 | 0 | 0 | 0 | 0 | 0 | 0 | 0 | 0 | 0 | 0 | 0 | 0 | 0 | 0 | 0 | 0 | 0 | 0 | 0 | 0 | 0 | 0 | 0 | 0 | 0 | 0 | 0.00031724 | 0 | 0 | 0 | 0 | 0 | 0 | 0 | 0 | 0 | 0 | 0 | 0 |  | 0 | 0 | 0 |  | #VALUE! | #VALUE! | #VALUE! | #VALUE! |  |  | #VALUE! | #VALUE! | 0 | 0 | 0.20123 | 0.20123 | #VALUE! | #VALUE! | #VALUE! | #VALUE! | 0 | 0 | 0.20123 | 0.20123 | #VALUE! | #VALUE! | #VALUE! | #VALUE! | 0 | 0 | 0.20123 | 0.20123 | #VALUE! | #VALUE! |  |  |  | #VALUE! | #VALUE! | #VALUE! | #VALUE! | #VALUE! | #VALUE! | #VALUE!
Tuesday | 5 | 31 | 2 | 3602 | 0 | 0 | 0 | 0 | 0 | 0 | 0 | 0 | 0 | 0 | 0 | 0 | 0 | 0 | 0 | 0 | 0 | 0 | 0 | 0 | 0 | 0 | 0 | 0 | 0 | 0 | 0 | 0 | 0 | 0 | 0 | 0 | 0 | 0 | 0 | 0 | 0 | 0 | 0 | 0 |  | 0 | 0 | 0 |  | #VALUE! | #VALUE! | #VALUE! | #VALUE! |  |  | #VALUE! | #VALUE! | 0 | 0 | 0.20123 | 0.20123 | #VALUE! | #VALUE! | #VALUE! | #VALUE! | 0 | 0 | 0.20123 | 0.20123 | #VALUE! | #VALUE! | #VALUE! | #VALUE! | 0 | 0 | 0.20123 | 0.20123 | #VALUE! | #VALUE! |  |  |  | #VALUE! | #VALUE! | #VALUE! | #VALUE! | #VALUE! | #VALUE! | #VALUE!
Tuesday | 5 | 31 | 3 | 3603 | 0 | 0 | 0 | 0 | 0 | 0 | 0 | 0 | 0 | 0 | 0 | 0 | 0 | 0 | 0 | 0 | 0 | 0 | 0 | 0 | 0 | 0 | 0 | 0 | 0 | 0 | 0.050567 | 0 | 0 | 0 | 0 | 0 | 0 | 0 | 0 | 0 | 0 | 0 | 0 | 0 |  | 0 | 0 | 0 |  | #VALUE! | #VALUE! | #VALUE! | #VALUE! |  |  | #VALUE! | #VALUE! | 0 | 0 | 0.20123 | 0.20123 | #VALUE! | #VALUE! | #VALUE! | #VALUE! | 0 | 0 | 0.20123 | 0.20123 | #VALUE! | #VALUE! | #VALUE! | #VALUE! | 0 | 0 | 0.20123 | 0.20123 | #VALUE! | #VALUE! |  |  |  | #VALUE! | #VALUE! | #VALUE! | #VALUE! | #VALUE! | #VALUE! | #VALUE!
Tuesday | 5 | 31 | 4 | 3604 | 0 | 0 | 0 | 0 | 0 | 0 | 0 | 0 | 0 | 0 | 0 | 0 | 0 | 0 | 0 | 0 | 0 | 0 | 0 | 0 | 0 | 0 | 0 | 0 | 0 | 0 | 0.053056 | 0 | 0 | 0 | 0 | 0 | 0 | 0 | 0 | 0 | 0 | 0 | 0 | 0 |  | 0 | 0 | 0 |  | #VALUE! | #VALUE! | #VALUE! | #VALUE! |  |  | #VALUE! | #VALUE! | 0 | 0 | 0.20123 | 0.20123 | #VALUE! | #VALUE! | #VALUE! | #VALUE! | 0 | 0 | 0.20123 | 0.20123 | #VALUE! | #VALUE! | #VALUE! | #VALUE! | 0 | 0 | 0.20123 | 0.20123 | #VALUE! | #VALUE! |  |  |  | #VALUE! | #VALUE! | #VALUE! | #VALUE! | #VALUE! | #VALUE! | #VALUE!
Tuesday | 5 | 31 | 5 | 3605 | 0 | 0 | 0 | 0 | 0 | 0 | 0 | 0 | 0 | 0 | 0 | 0 | 0 | 0 | 0 | 0 | 0 | 0 | 0 | 0 | 0 | 0 | 0 | 0 | 0 | 0 | 0.053494 | 0 | 0 | 0 | 0 | 0 | 0 | 0 | 0 | 0 | 0 | 0 | 0 | 0 |  | 0 | 0 | 0 |  | #VALUE! | #VALUE! | #VALUE! | #VALUE! |  |  | #VALUE! | #VALUE! | 0 | 0 | 0.20123 | 0.20123 | #VALUE! | #VALUE! | #VALUE! | #VALUE! | 0 | 0 | 0.20123 | 0.20123 | #VALUE! | #VALUE! | #VALUE! | #VALUE! | 0 | 0 | 0.20123 | 0.20123 | #VALUE! | #VALUE! |  |  |  | #VALUE! | #VALUE! | #VALUE! | #VALUE! | #VALUE! | #VALUE! | #VALUE!
Tuesday | 5 | 31 | 6 | 3606 | 0 | 0 | 0 | 0 | 0 | 0 | 0 | 0 | 0 | 0 | 0 | 0 | 0 | 0 | 0 | 0 | 0 | 0 | 0 | 0 | 0 | 0 | 0 | 0 | 0 | 0 | 0.078549 | 0 | 0 | 0 | 0 | 0 | 0 | 0 | 0 | 0 | 0 | 0 | 0 | 0 |  | 0 | 0 | 0 |  | #VALUE! | #VALUE! | #VALUE! | #VALUE! |  |  | #VALUE! | #VALUE! | 0 | 0 | 0.20123 | 0.20123 | #VALUE! | #VALUE! | #VALUE! | #VALUE! | 0 | 0 | 0.20123 | 0.20123 | #VALUE! | #VALUE! | #VALUE! | #VALUE! | 0 | 0 | 0.20123 | 0.20123 | #VALUE! | #VALUE! |  |  |  | #VALUE! | #VALUE! | #VALUE! | #VALUE! | #VALUE! | #VALUE! | #VALUE!
Tuesday | 5 | 31 | 7 | 3607 | 0 | 0 | 0 | 0 | 0 | 0 | 0 | 0 | 0 | 0 | 0 | 0 | 0 | 0 | 0 | 0 | 0 | 0 | 0 | 0 | 0 | 0 | 0 | 0 | 0.002828 | 0 | 0 | 0.0061862 | 0 | 0 | 0 | 0 | 0 | 0 | 0 | 0 | 0 | 0 | 0 | 0 |  | 0 | 0 | 0 |  | #VALUE! | #VALUE! | #VALUE! | #VALUE! |  |  | #VALUE! | #VALUE! | 0 | 0 | 0.20123 | 0.20123 | #VALUE! | #VALUE! | #VALUE! | #VALUE! | 0 | 0 | 0.20123 | 0.20123 | #VALUE! | #VALUE! | #VALUE! | #VALUE! | 0 | 0 | 0.20123 | 0.20123 | #VALUE! | #VALUE! |  |  |  | #VALUE! | #VALUE! | #VALUE! | #VALUE! | #VALUE! | #VALUE! | #VALUE!
Tuesday | 5 | 31 | 8 | 3608 | 0 | 0 | 0 | 0 | 0 | 0 | 0 | 0 | 0 | 0 | 0 | 0 | 0 | 0 | 0 | 0 | 0 | 0 | 0 | 0 | 0 | 0 | 0 | 0.001375 | 0.020215 | 0 | 0.00087881 | 0.063154 | 0.157 | 0 | 0 | 0 | 0 | 0 | 0 | 0 | 0 | 0 | 0 | 0 |  | 0 | 0 | 0 |  | #VALUE! | #VALUE! | #VALUE! | #VALUE! |  |  | #VALUE! | #VALUE! | 0 | 0 | 0.20123 | 0.20123 | #VALUE! | #VALUE! | #VALUE! | #VALUE! | 0 | 0 | 0.20123 | 0.20123 | #VALUE! | #VALUE! | #VALUE! | #VALUE! | 0 | 0 | 0.20123 | 0.20123 | #VALUE! | #VALUE! |  |  |  | #VALUE! | #VALUE! | #VALUE! | #VALUE! | #VALUE! | #VALUE! | #VALUE!
Tuesday | 5 | 31 | 9 | 3609 | 0 | 0 | 0 | 0 | 0 | 0 | 0 | 0 | 0 | 0 | 0 | 0 | 0 | 0 | 0 | 0 | 0 | 0 | 0 | 0 | 0 | 0.003 | 0.071667 | 0.077821 | 0.05714 | 0 | 0.0027174 | 0.17627 | 0.285 | 0 | 0 | 0 | 0 | 0 | 0 | 0 | 0 | 0 | 0 | 0 |  | 0 | 0 | 0 |  | #VALUE! | #VALUE! | #VALUE! | #VALUE! |  |  | #VALUE! | #VALUE! | 0 | 0 | 0.20123 | 0.20123 | #VALUE! | #VALUE! | #VALUE! | #VALUE! | 0 | 0 | 0.20123 | 0.20123 | #VALUE! | #VALUE! | #VALUE! | #VALUE! | 0 | 0 | 0.20123 | 0.20123 | #VALUE! | #VALUE! |  |  |  | #VALUE! | #VALUE! | #VALUE! | #VALUE! | #VALUE! | #VALUE! | #VALUE!
Tuesday | 5 | 31 | 10 | 3610 | 0 | 0 | 0 | 0 | 0 | 0 | 0 | 0 | 0 | 0 | 0 | 0 | 0 | 0 | 0 | 0 | 0 | 0 | 0 | 0 | 0 | 0.099 | 0.21742 | 0.22697 | 0.32412 | 0.024 | 0.0042437 | 0.28776 | 0.379 | 0 | 0 | 0 | 0 | 0 | 0 | 0 | 0 | 0 | 0 | 0 |  | 0 | 0 | 0 |  | #VALUE! | #VALUE! | #VALUE! | #VALUE! |  |  | #VALUE! | #VALUE! | 0 | 0 | 0.20123 | 0.20123 | #VALUE! | #VALUE! | #VALUE! | #VALUE! | 0 | 0 | 0.20123 | 0.20123 | #VALUE! | #VALUE! | #VALUE! | #VALUE! | 0 | 0 | 0.20123 | 0.20123 | #VALUE! | #VALUE! |  |  |  | #VALUE! | #VALUE! | #VALUE! | #VALUE! | #VALUE! | #VALUE! | #VALUE!
Tuesday | 5 | 31 | 11 | 3611 | 0 | 0 | 0 | 0 | 0 | 0 | 0 | 0 | 0 | 0 | 0 | 0 | 0 | 0 | 0 | 0 | 0 | 0 | 0 | 0 | 0 | 0.176 | 0.29567 | 0.3075 | 0.31752 | 0.05 | 0.0049722 | 0.35565 | 0.426 | 0 | 0 | 0 | 0 | 0 | 0 | 0 | 0 | 0 | 0 | 0 |  | 0 | 0 | 0 |  | #VALUE! | #VALUE! | #VALUE! | #VALUE! |  |  | #VALUE! | #VALUE! | 0 | 0 | 0.20123 | 0.20123 | #VALUE! | #VALUE! | #VALUE! | #VALUE! | 0 | 0 | 0.20123 | 0.20123 | #VALUE! | #VALUE! | #VALUE! | #VALUE! | 0 | 0 | 0.20123 | 0.20123 | #VALUE! | #VALUE! |  |  |  | #VALUE! | #VALUE! | #VALUE! | #VALUE! | #VALUE! | #VALUE! | #VALUE!
Tuesday | 5 | 31 | 12 | 3612 | 0 | 0 | 0 | 0 | 0 | 0 | 0 | 0 | 0 | 0 | 0 | 0 | 0 | 0 | 0 | 0 | 0 | 0 | 0 | 0 | 0 | 0.3055 | 0.44433 | 0.45886 | 0.35263 | 0.105 | 0.0059667 | 0.48658 | 0.516 | 0 | 0 | 0 | 0 | 0 | 0 | 0 | 0 | 0 | 0 | 0 |  | 0 | 0 | 0 |  | #VALUE! | #VALUE! | #VALUE! | #VALUE! |  |  | #VALUE! | #VALUE! | 0 | 0 | 0.20123 | 0.20123 | #VALUE! | #VALUE! | #VALUE! | #VALUE! | 0 | 0 | 0.20123 | 0.20123 | #VALUE! | #VALUE! | #VALUE! | #VALUE! | 0 | 0 | 0.20123 | 0.20123 | #VALUE! | #VALUE! |  |  |  | #VALUE! | #VALUE! | #VALUE! | #VALUE! | #VALUE! | #VALUE! | #VALUE!
Tuesday | 5 | 31 | 13 | 3613 | 0 | 0 | 0 | 0 | 0 | 0 | 0 | 0 | 0 | 0 | 0 | 0 | 0 | 0 | 0 | 0 | 0 | 0 | 0 | 0 | 0 | 0.3275 | 0.47425 | 0.47636 | 0.35938 | 0.18075 | 0.0060476 | 0.51119 | 0.529 | 0 | 0 | 0 | 0 | 0 | 0 | 0 | 0 | 0 | 0 | 0 |  | 0 | 0 | 0 |  | #VALUE! | #VALUE! | #VALUE! | #VALUE! |  |  | #VALUE! | #VALUE! | 0 | 0 | 0.20123 | 0.20123 | #VALUE! | #VALUE! | #VALUE! | #VALUE! | 0 | 0 | 0.20123 | 0.20123 | #VALUE! | #VALUE! | #VALUE! | #VALUE! | 0 | 0 | 0.20123 | 0.20123 | #VALUE! | #VALUE! |  |  |  | #VALUE! | #VALUE! | #VALUE! | #VALUE! | #VALUE! | #VALUE! | #VALUE!
Tuesday | 5 | 31 | 14 | 3614 | 0 | 0 | 0 | 0 | 0 | 0 | 0 | 0 | 0 | 0 | 0 | 0 | 0 | 0 | 0 | 0 | 0 | 0 | 0 | 0 | 0 | 0.3405 | 0.47808 | 0.47955 | 0.3525 | 0.2425 | 0.036363 | 0.51958 | 0.505 | 0 | 0 | 0 | 0 | 0 | 0 | 0 | 0 | 0 | 0 | 0 |  | 0 | 0 | 0 |  | #VALUE! | #VALUE! | #VALUE! | #VALUE! |  |  | #VALUE! | #VALUE! | 0 | 0 | 0.20123 | 0.20123 | #VALUE! | #VALUE! | #VALUE! | #VALUE! | 0 | 0 | 0.20123 | 0.20123 | #VALUE! | #VALUE! | #VALUE! | #VALUE! | 0 | 0 | 0.20123 | 0.20123 | #VALUE! | #VALUE! |  |  |  | #VALUE! | #VALUE! | #VALUE! | #VALUE! | #VALUE! | #VALUE! | #VALUE!
Tuesday | 5 | 31 | 15 | 3615 | 0 | 0 | 0 | 0 | 0 | 0 | 0 | 0 | 0 | 0 | 0 | 0 | 0 | 0 | 0 | 0 | 0 | 0 | 0 | 0 | 0 | 0.363 | 0.49992 | 0.50424 | 0.36535 | 0.3095 | 0.048629 | 0.54398 | 0.533 | 0 | 0 | 0 | 0 | 0 | 0 | 0 | 0 | 0 | 0 | 0 |  | 0 | 0 | 0 |  | #VALUE! | #VALUE! | #VALUE! | #VALUE! |  |  | #VALUE! | #VALUE! | 0 | 0 | 0.20123 | 0.20123 | #VALUE! | #VALUE! | #VALUE! | #VALUE! | 0 | 0 | 0.20123 | 0.20123 | #VALUE! | #VALUE! | #VALUE! | #VALUE! | 0 | 0 | 0.20123 | 0.20123 | #VALUE! | #VALUE! |  |  |  | #VALUE! | #VALUE! | #VALUE! | #VALUE! | #VALUE! | #VALUE! | #VALUE!
Tuesday | 5 | 31 | 16 | 3616 | 0 | 0 | 0 | 0 | 0 | 0 | 0 | 0 | 0 | 0 | 0 | 0 | 0 | 0 | 0 | 0 | 0 | 0 | 0 | 0 | 0 | 0.3535 | 0.47233 | 0.48219 | 0.33179 | 0.325 | 0.048206 | 0.50108 | 0.49 | 0 | 0 | 0 | 0 | 0 | 0 | 0 | 0 | 0 | 0 | 0 |  | 0 | 0 | 0 |  | #VALUE! | #VALUE! | #VALUE! | #VALUE! |  |  | #VALUE! | #VALUE! | 0 | 0 | 0.20123 | 0.20123 | #VALUE! | #VALUE! | #VALUE! | #VALUE! | 0 | 0 | 0.20123 | 0.20123 | #VALUE! | #VALUE! | #VALUE! | #VALUE! | 0 | 0 | 0.20123 | 0.20123 | #VALUE! | #VALUE! |  |  |  | #VALUE! | #VALUE! | #VALUE! | #VALUE! | #VALUE! | #VALUE! | #VALUE!
Tuesday | 5 | 31 | 17 | 3617 | 0 | 0 | 0 | 0 | 0 | 0 | 0 | 0 | 0 | 0 | 0 | 0 | 0 | 0 | 0 | 0 | 0 | 0 | 0 | 0 | 0 | 0.37 | 0.49217 | 0.50663 | 0.3438 | 0.26725 | 0.054081 | 0.54364 | 0.528 | 0 | 0 | 0 | 0 | 0 | 0 | 0 | 0 | 0 | 0 | 0 |  | 0 | 0 | 0 |  | #VALUE! | #VALUE! | #VALUE! | #VALUE! |  |  | #VALUE! | #VALUE! | 0 | 0 | 0.20123 | 0.20123 | #VALUE! | #VALUE! | #VALUE! | #VALUE! | 0 | 0 | 0.20123 | 0.20123 | #VALUE! | #VALUE! | #VALUE! | #VALUE! | 0 | 0 | 0.20123 | 0.20123 | #VALUE! | #VALUE! |  |  |  | #VALUE! | #VALUE! | #VALUE! | #VALUE! | #VALUE! | #VALUE! | #VALUE!
Tuesday | 5 | 31 | 18 | 3618 | 0 | 0 | 0 | 0 | 0 | 0 | 0 | 0 | 0 | 0 | 0 | 0 | 0 | 0 | 0 | 0 | 0 | 0 | 0 | 0 | 0 | 0.346 | 0.45192 | 0.45853 | 0.30352 | 0.1525 | 0.046033 | 0.48041 | 0.48 | 0 | 0 | 0 | 0 | 0 | 0 | 0 | 0 | 0 | 0 | 0 |  | 0 | 0 | 0 |  | #VALUE! | #VALUE! | #VALUE! | #VALUE! |  |  | #VALUE! | #VALUE! | 0 | 0 | 0.20123 | 0.20123 | #VALUE! | #VALUE! | #VALUE! | #VALUE! | 0 | 0 | 0.20123 | 0.20123 | #VALUE! | #VALUE! | #VALUE! | #VALUE! | 0 | 0 | 0.20123 | 0.20123 | #VALUE! | #VALUE! |  |  |  | #VALUE! | #VALUE! | #VALUE! | #VALUE! | #VALUE! | #VALUE! | #VALUE!
Tuesday | 5 | 31 | 19 | 3619 | 0 | 0 | 0 | 0 | 0 | 0 | 0 | 0 | 0 | 0 | 0 | 0 | 0 | 0 | 0 | 0 | 0 | 0 | 0 | 0 | 0 | 0.123 | 0.21892 | 0.21876 | 0.10967 | 0.06925 | 0.0037118 | 0.28964 | 0.335 | 0 | 0 | 0 | 0 | 0 | 0 | 0 | 0 | 0 | 0 | 0 |  | 0 | 0 | 0 |  | #VALUE! | #VALUE! | #VALUE! | #VALUE! |  |  | #VALUE! | #VALUE! | 0 | 0 | 0.20123 | 0.20123 | #VALUE! | #VALUE! | #VALUE! | #VALUE! | 0 | 0 | 0.20123 | 0.20123 | #VALUE! | #VALUE! | #VALUE! | #VALUE! | 0 | 0 | 0.20123 | 0.20123 | #VALUE! | #VALUE! |  |  |  | #VALUE! | #VALUE! | #VALUE! | #VALUE! | #VALUE! | #VALUE! | #VALUE!
Tuesday | 5 | 31 | 20 | 3620 | 0 | 0 | 0 | 0 | 0 | 0 | 0 | 0 | 0 | 0 | 0 | 0 | 0 | 0 | 0 | 0 | 0 | 0 | 0 | 0 | 0 | 0.0415 | 0.12625 | 0.11787 | 0.090703 | 0.02025 | 0.0028561 | 0.2145 | 0.285 | 0 | 0 | 0 | 0 | 0 | 0 | 0 | 0 | 0 | 0 | 0 |  | 0 | 0 | 0 |  | #VALUE! | #VALUE! | #VALUE! | #VALUE! |  |  | #VALUE! | #VALUE! | 0 | 0 | 0.20123 | 0.20123 | #VALUE! | #VALUE! | #VALUE! | #VALUE! | 0 | 0 | 0.20123 | 0.20123 | #VALUE! | #VALUE! | #VALUE! | #VALUE! | 0 | 0 | 0.20123 | 0.20123 | #VALUE! | #VALUE! |  |  |  | #VALUE! | #VALUE! | #VALUE! | #VALUE! | #VALUE! | #VALUE! | #VALUE!
Tuesday | 5 | 31 | 21 | 3621 | 0 | 0 | 0 | 0 | 0 | 0 | 0 | 0 | 0 | 0 | 0 | 0 | 0 | 0 | 0 | 0 | 0 | 0 | 0 | 0 | 0 | 0 | 0.043583 | 0.031176 | 0.070112 | 0 | 0.0020004 | 0.15173 | 0.233 | 0 | 0 | 0 | 0 | 0 | 0 | 0 | 0 | 0 | 0 | 0 |  | 0 | 0 | 0 |  | #VALUE! | #VALUE! | #VALUE! | #VALUE! |  |  | #VALUE! | #VALUE! | 0 | 0 | 0.20123 | 0.20123 | #VALUE! | #VALUE! | #VALUE! | #VALUE! | 0 | 0 | 0.20123 | 0.20123 | #VALUE! | #VALUE! | #VALUE! | #VALUE! | 0 | 0 | 0.20123 | 0.20123 | #VALUE! | #VALUE! |  |  |  | #VALUE! | #VALUE! | #VALUE! | #VALUE! | #VALUE! | #VALUE! | #VALUE!
Tuesday | 5 | 31 | 22 | 3622 | 0 | 0 | 0 | 0 | 0 | 0 | 0 | 0 | 0 | 0 | 0 | 0 | 0 | 0 | 0 | 0 | 0 | 0 | 0 | 0 | 0 | 0 | 0 | 0.0042216 | 0.018301 | 0 | 0.0014685 | 0.11519 | 0.219 | 0 | 0 | 0 | 0 | 0 | 0 | 0 | 0 | 0 | 0 | 0 |  | 0 | 0 | 0 |  | #VALUE! | #VALUE! | #VALUE! | #VALUE! |  |  | #VALUE! | #VALUE! | 0 | 0 | 0.20123 | 0.20123 | #VALUE! | #VALUE! | #VALUE! | #VALUE! | 0 | 0 | 0.20123 | 0.20123 | #VALUE! | #VALUE! | #VALUE! | #VALUE! | 0 | 0 | 0.20123 | 0.20123 | #VALUE! | #VALUE! |  |  |  | #VALUE! | #VALUE! | #VALUE! | #VALUE! | #VALUE! | #VALUE! | #VALUE!
Tuesday | 5 | 31 | 23 | 3623 | 0 | 0 | 0 | 0 | 0 | 0 | 0 | 0 | 0 | 0 | 0 | 0 | 0 | 0 | 0 | 0 | 0 | 0 | 0 | 0 | 0 | 0 | 0 | 0.0031847 | 0.01691 | 0 | 0.037471 | 0.10851 | 0.218 | 0 | 0 | 0 | 0 | 0 | 0 | 0 | 0 | 0 | 0 | 0 |  | 0 | 0 | 0 |  | #VALUE! | #VALUE! | #VALUE! | #VALUE! |  |  | #VALUE! | #VALUE! | 0 | 0 | 0.20123 | 0.20123 | #VALUE! | #VALUE! | #VALUE! | #VALUE! | 0 | 0 | 0.20123 | 0.20123 | #VALUE! | #VALUE! | #VALUE! | #VALUE! | 0 | 0 | 0.20123 | 0.20123 | #VALUE! | #VALUE! |  |  |  | #VALUE! | #VALUE! | #VALUE! | #VALUE! | #VALUE! | #VALUE! | #VALUE!
Tuesday | 5 | 31 | 24 | 3624 | 0 | 0 | 0 | 0 | 0 | 0 | 0 | 0 | 0 | 0 | 0 | 0 | 0 | 0 | 0 | 0 | 0 | 0 | 0 | 0 | 0 | 0 | 0 | 0.0012045 | 0.016546 | 0 | 0.090641 | 0.13686 | 0.287 | 0 | 0 | 0 | 0 | 0 | 0 | 0 | 0 | 0 | 0 | 0 |  | 0 | 0 | 0 |  | #VALUE! | #VALUE! | #VALUE! | #VALUE! |  |  | #VALUE! | #VALUE! | 0 | 0 | 0.20123 | 0.20123 | #VALUE! | #VALUE! | #VALUE! | #VALUE! | 0 | 0 | 0.20123 | 0.20123 | #VALUE! | #VALUE! | #VALUE! | #VALUE! | 0 | 0 | 0.20123 | 0.20123 | #VALUE! | #VALUE! |  |  |  | #VALUE! | #VALUE! | #VALUE! | #VALUE! | #VALUE! | #VALUE! | #VALUE!
Wednesday | 6 | 1 | 1 | 3625 | 0 | 0 | 0 | 0 | 0 | 0 | 0 | 0 | 0 | 0 | 0 | 0 | 0 | 0 | 0 | 0 | 0 | 0 | 0 | 0 | 0 | 0 | 0 | 0.00097727 | 0.021189 | 0 | 0.13703 | 0.15022 | 0.322 | 0 | 0 | 0 | 0 | 0 | 0 | 0 | 0 | 0 | 0 | 0 |  | 0 | 0 | 0 |  | #VALUE! | #VALUE! | #VALUE! | #VALUE! |  |  | #VALUE! | #VALUE! | 0 | 0 | 0.20123 | 0.20123 | #VALUE! | #VALUE! | #VALUE! | #VALUE! | 0 | 0 | 0.20123 | 0.20123 | #VALUE! | #VALUE! | #VALUE! | #VALUE! | 0 | 0 | 0.20123 | 0.20123 | #VALUE! | #VALUE! |  |  |  | #VALUE! | #VALUE! | #VALUE! | #VALUE! | #VALUE! | #VALUE! | #VALUE!
Wednesday | 6 | 1 | 2 | 3626 | 0 | 0 | 0 | 0 | 0 | 0 | 0 | 0 | 0 | 0 | 0 | 0 | 0 | 0 | 0 | 0 | 0 | 0 | 0 | 0 | 0 | 0 | 0 | 0.00059091 | 0.023421 | 0 | 0.21596 | 0.17656 | 0.391 | 0 | 0 | 0 | 0 | 0 | 0 | 0 | 0 | 0 | 0 | 0 |  | 0 | 0 | 0 |  | #VALUE! | #VALUE! | #VALUE! | #VALUE! |  |  | #VALUE! | #VALUE! | 0 | 0 | 0.20123 | 0.20123 | #VALUE! | #VALUE! | #VALUE! | #VALUE! | 0 | 0 | 0.20123 | 0.20123 | #VALUE! | #VALUE! | #VALUE! | #VALUE! | 0 | 0 | 0.20123 | 0.20123 | #VALUE! | #VALUE! |  |  |  | #VALUE! | #VALUE! | #VALUE! | #VALUE! | #VALUE! | #VALUE! | #VALUE!
Wednesday | 6 | 1 | 3 | 3627 | 0 | 0 | 0 | 0 | 0 | 0 | 0 | 0 | 0 | 0 | 0 | 0 | 0 | 0 | 0 | 0 | 0 | 0 | 0 | 0 | 0 | 0 | 0 | 0.00022727 | 0.024068 | 0 | 0.23661 | 0.18591 | 0.422 | 0 | 0 | 0 | 0 | 0 | 0 | 0 | 0 | 0 | 0 | 0 |  | 0 | 0 | 0 |  | #VALUE! | #VALUE! | #VALUE! | #VALUE! |  |  | #VALUE! | #VALUE! | 0 | 0 | 0.20123 | 0.20123 | #VALUE! | #VALUE! | #VALUE! | #VALUE! | 0 | 0 | 0.20123 | 0.20123 | #VALUE! | #VALUE! | #VALUE! | #VALUE! | 0 | 0 | 0.20123 | 0.20123 | #VALUE! | #VALUE! |  |  |  | #VALUE! | #VALUE! | #VALUE! | #VALUE! | #VALUE! | #VALUE! | #VALUE!
Wednesday | 6 | 1 | 4 | 3628 | 0 | 0 | 0 | 0 | 0 | 0 | 0 | 0 | 0 | 0 | 0 | 0 | 0 | 0 | 0 | 0 | 0 | 0 | 0 | 0 | 0 | 0 | 0 | 0.00375 | 0.023968 | 0 | 0.24866 | 0.18285 | 0.422 | 0 | 0 | 0 | 0 | 0 | 0 | 0 | 0 | 0 | 0 | 0 |  | 0 | 0 | 0 |  | #VALUE! | #VALUE! | #VALUE! | #VALUE! |  |  | #VALUE! | #VALUE! | 0 | 0 | 0.20123 | 0.20123 | #VALUE! | #VALUE! | #VALUE! | #VALUE! | 0 | 0 | 0.20123 | 0.20123 | #VALUE! | #VALUE! | #VALUE! | #VALUE! | 0 | 0 | 0.20123 | 0.20123 | #VALUE! | #VALUE! |  |  |  | #VALUE! | #VALUE! | #VALUE! | #VALUE! | #VALUE! | #VALUE! | #VALUE!
Wednesday | 6 | 1 | 5 | 3629 | 0 | 0 | 0 | 0 | 0 | 0 | 0 | 0 | 0 | 0 | 0 | 0 | 0 | 0 | 0 | 0 | 0 | 0 | 0 | 0 | 0 | 0 | 0 | 0.007125 | 0.022255 | 0 | 0.24996 | 0.16311 | 0.411 | 0 | 0 | 0 | 0 | 0 | 0 | 0 | 0 | 0 | 0 | 0 |  | 0 | 0 | 0 |  | #VALUE! | #VALUE! | #VALUE! | #VALUE! |  |  | #VALUE! | #VALUE! | 0 | 0 | 0.20123 | 0.20123 | #VALUE! | #VALUE! | #VALUE! | #VALUE! | 0 | 0 | 0.20123 | 0.20123 | #VALUE! | #VALUE! | #VALUE! | #VALUE! | 0 | 0 | 0.20123 | 0.20123 | #VALUE! | #VALUE! |  |  |  | #VALUE! | #VALUE! | #VALUE! | #VALUE! | #VALUE! | #VALUE! | #VALUE!
Wednesday | 6 | 1 | 6 | 3630 | 0 | 0 | 0 | 0 | 0 | 0 | 0 | 0 | 0 | 0 | 0 | 0 | 0 | 0 | 0 | 0 | 0 | 0 | 0 | 0 | 0 | 0 | 0 | 0.0060313 | 0.025409 | 0 | 0.26672 | 0.16097 | 0.411 | 0 | 0 | 0 | 0 | 0 | 0 | 0 | 0 | 0 | 0 | 0 |  | 0 | 0 | 0 |  | #VALUE! | #VALUE! | #VALUE! | #VALUE! |  |  | #VALUE! | #VALUE! | 0 | 0 | 0.20123 | 0.20123 | #VALUE! | #VALUE! | #VALUE! | #VALUE! | 0 | 0 | 0.20123 | 0.20123 | #VALUE! | #VALUE! | #VALUE! | #VALUE! | 0 | 0 | 0.20123 | 0.20123 | #VALUE! | #VALUE! |  |  |  | #VALUE! | #VALUE! | #VALUE! | #VALUE! | #VALUE! | #VALUE! | #VALUE!
Wednesday | 6 | 1 | 7 | 3631 | 0 | 0 | 0 | 0 | 0 | 0 | 0 | 0 | 0 | 0 | 0 | 0 | 0 | 0 | 0 | 0 | 0 | 0 | 0 | 0 | 0 | 0 | 0.15367 | 0.13417 | 0.10682 | 0.02 | 0.26998 | 0.32586 | 0.544 | 0 | 0 | 0 | 0 | 0 | 0 | 0 | 0 | 0 | 0 | 0 |  | 0 | 0 | 0 |  | #VALUE! | #VALUE! | #VALUE! | #VALUE! |  |  | #VALUE! | #VALUE! | 0 | 0 | 0.20123 | 0.20123 | #VALUE! | #VALUE! | #VALUE! | #VALUE! | 0 | 0 | 0.20123 | 0.20123 | #VALUE! | #VALUE! | #VALUE! | #VALUE! | 0 | 0 | 0.20123 | 0.20123 | #VALUE! | #VALUE! |  |  |  | #VALUE! | #VALUE! | #VALUE! | #VALUE! | #VALUE! | #VALUE! | #VALUE!
Wednesday | 6 | 1 | 8 | 3632 | 0 | 0 | 0 | 0 | 0 | 0 | 0 | 0 | 0 | 0 | 0 | 0 | 0 | 0 | 0 | 0 | 0 | 0 | 0 | 0 | 0 | 0.0665 | 0.28825 | 0.26523 | 0.12565 | 0.16375 | 0.25942 | 0.40264 | 0.598 | 0 | 0 | 0 | 0 | 0 | 0 | 0 | 0 | 0 | 0 | 0 |  | 0 | 0 | 0 |  | #VALUE! | #VALUE! | #VALUE! | #VALUE! |  |  | #VALUE! | #VALUE! | 0 | 0 | 0.20123 | 0.20123 | #VALUE! | #VALUE! | #VALUE! | #VALUE! | 0 | 0 | 0.20123 | 0.20123 | #VALUE! | #VALUE! | #VALUE! | #VALUE! | 0 | 0 | 0.20123 | 0.20123 | #VALUE! | #VALUE! |  |  |  | #VALUE! | #VALUE! | #VALUE! | #VALUE! | #VALUE! | #VALUE! | #VALUE!
Wednesday | 6 | 1 | 9 | 3633 | 0 | 0 | 0 | 0 | 0 | 0 | 0 | 0 | 0 | 0 | 0 | 0 | 0 | 0 | 0 | 0 | 0 | 0 | 0 | 0 | 0 | 0.2235 | 0.45167 | 0.41297 | 0.35338 | 0.27 | 0.25956 | 0.48983 | 0.629 | 0 | 0 | 0 | 0 | 0 | 0 | 0 | 0 | 0 | 0 | 0 |  | 0 | 0 | 0 |  | #VALUE! | #VALUE! | #VALUE! | #VALUE! |  |  | #VALUE! | #VALUE! | 0 | 0 | 0.20123 | 0.20123 | #VALUE! | #VALUE! | #VALUE! | #VALUE! | 0 | 0 | 0.20123 | 0.20123 | #VALUE! | #VALUE! | #VALUE! | #VALUE! | 0 | 0 | 0.20123 | 0.20123 | #VALUE! | #VALUE! |  |  |  | #VALUE! | #VALUE! | #VALUE! | #VALUE! | #VALUE! | #VALUE! | #VALUE!
Wednesday | 6 | 1 | 10 | 3634 | 0 | 0 | 0 | 0 | 0 | 0 | 0 | 0 | 0 | 0 | 0 | 0 | 0 | 0 | 0 | 0 | 0 | 0 | 0 | 0 | 0 | 0.3245 | 0.52442 | 0.49375 | 0.42486 | 0.3655 | 0.27496 | 0.57785 | 0.669 | 0 | 0 | 0 | 0 | 0 | 0 | 0 | 0 | 0 | 0 | 0 |  | 0 | 0 | 0 |  | #VALUE! | #VALUE! | #VALUE! | #VALUE! |  |  | #VALUE! | #VALUE! | 0 | 0 | 0.20123 | 0.20123 | #VALUE! | #VALUE! | #VALUE! | #VALUE! | 0 | 0 | 0.20123 | 0.20123 | #VALUE! | #VALUE! | #VALUE! | #VALUE! | 0 | 0 | 0.20123 | 0.20123 | #VALUE! | #VALUE! |  |  |  | #VALUE! | #VALUE! | #VALUE! | #VALUE! | #VALUE! | #VALUE! | #VALUE!
Wednesday | 6 | 1 | 11 | 3635 | 0 | 0 | 0 | 0 | 0 | 0 | 0 | 0 | 0 | 0 | 0 | 0 | 0 | 0 | 0 | 0 | 0 | 0 | 0 | 0 | 0 | 0.383 | 0.587 | 0.5529 | 0.48194 | 0.44125 | 0.3089 | 0.63413 | 0.702 | 0 | 0 | 0 | 0 | 0 | 0 | 0 | 0 | 0 | 0 | 0 |  | 0 | 0 | 0 |  | #VALUE! | #VALUE! | #VALUE! | #VALUE! |  |  | #VALUE! | #VALUE! | 0 | 0 | 0.20123 | 0.20123 | #VALUE! | #VALUE! | #VALUE! | #VALUE! | 0 | 0 | 0.20123 | 0.20123 | #VALUE! | #VALUE! | #VALUE! | #VALUE! | 0 | 0 | 0.20123 | 0.20123 | #VALUE! | #VALUE! |  |  |  | #VALUE! | #VALUE! | #VALUE! | #VALUE! | #VALUE! | #VALUE! | #VALUE!
Wednesday | 6 | 1 | 12 | 3636 | 0 | 0 | 0 | 0 | 0 | 0 | 0 | 0 | 0 | 0 | 0 | 0 | 0 | 0 | 0 | 0 | 0 | 0 | 0 | 0 | 0 | 0.425 | 0.63075 | 0.59214 | 0.51421 | 0.48625 | 0.29125 | 0.67166 | 0.721 | 0 | 0 | 0 | 0 | 0 | 0 | 0 | 0 | 0 | 0 | 0 |  | 0 | 0 | 0 |  | #VALUE! | #VALUE! | #VALUE! | #VALUE! |  |  | #VALUE! | #VALUE! | 0 | 0 | 0.20123 | 0.20123 | #VALUE! | #VALUE! | #VALUE! | #VALUE! | 0 | 0 | 0.20123 | 0.20123 | #VALUE! | #VALUE! | #VALUE! | #VALUE! | 0 | 0 | 0.20123 | 0.20123 | #VALUE! | #VALUE! |  |  |  | #VALUE! | #VALUE! | #VALUE! | #VALUE! | #VALUE! | #VALUE! | #VALUE!
Wednesday | 6 | 1 | 13 | 3637 | 0 | 0 | 0 | 0 | 0 | 0 | 0 | 0 | 0 | 0 | 0 | 0 | 0 | 0 | 0 | 0 | 0 | 0 | 0 | 0 | 0 | 0.428 | 0.61208 | 0.57854 | 0.4883 | 0.50875 | 0.30511 | 0.65079 | 0.694 | 0 | 0 | 0 | 0 | 0 | 0 | 0 | 0 | 0 | 0 | 0 |  | 0 | 0 | 0 |  | #VALUE! | #VALUE! | #VALUE! | #VALUE! |  |  | #VALUE! | #VALUE! | 0 | 0 | 0.20123 | 0.20123 | #VALUE! | #VALUE! | #VALUE! | #VALUE! | 0 | 0 | 0.20123 | 0.20123 | #VALUE! | #VALUE! | #VALUE! | #VALUE! | 0 | 0 | 0.20123 | 0.20123 | #VALUE! | #VALUE! |  |  |  | #VALUE! | #VALUE! | #VALUE! | #VALUE! | #VALUE! | #VALUE! | #VALUE!
Wednesday | 6 | 1 | 14 | 3638 | 0 | 0 | 0 | 0 | 0 | 0 | 0 | 0 | 0 | 0 | 0 | 0 | 0 | 0 | 0 | 0 | 0 | 0 | 0 | 0 | 0 | 0.462 | 0.65292 | 0.61758 | 0.52431 | 0.53275 | 0.33623 | 0.69263 | 0.724 | 0 | 0 | 0 | 0 | 0 | 0 | 0 | 0 | 0 | 0 | 0 |  | 0 | 0 | 0 |  | #VALUE! | #VALUE! | #VALUE! | #VALUE! |  |  | #VALUE! | #VALUE! | 0 | 0 | 0.20123 | 0.20123 | #VALUE! | #VALUE! | #VALUE! | #VALUE! | 0 | 0 | 0.20123 | 0.20123 | #VALUE! | #VALUE! | #VALUE! | #VALUE! | 0 | 0 | 0.20123 | 0.20123 | #VALUE! | #VALUE! |  |  |  | #VALUE! | #VALUE! | #VALUE! | #VALUE! | #VALUE! | #VALUE! | #VALUE!
Wednesday | 6 | 1 | 15 | 3639 | 0 | 0 | 0 | 0 | 0 | 0 | 0 | 0 | 0 | 0 | 0 | 0 | 0 | 0 | 0 | 0 | 0 | 0 | 0 | 0 | 0 | 0.4755 | 0.66 | 0.62687 | 0.51946 | 0.54175 | 0.31523 | 0.70385 | 0.726 | 0 | 0 | 0 | 0 | 0 | 0 | 0 | 0 | 0 | 0 | 0 |  | 0 | 0 | 0 |  | #VALUE! | #VALUE! | #VALUE! | #VALUE! |  |  | #VALUE! | #VALUE! | 0 | 0 | 0.20123 | 0.20123 | #VALUE! | #VALUE! | #VALUE! | #VALUE! | 0 | 0 | 0.20123 | 0.20123 | #VALUE! | #VALUE! | #VALUE! | #VALUE! | 0 | 0 | 0.20123 | 0.20123 | #VALUE! | #VALUE! |  |  |  | #VALUE! | #VALUE! | #VALUE! | #VALUE! | #VALUE! | #VALUE! | #VALUE!
Wednesday | 6 | 1 | 16 | 3640 | 0 | 0 | 0 | 0 | 0 | 0 | 0 | 0 | 0 | 0 | 0 | 0 | 0 | 0 | 0 | 0 | 0 | 0 | 0 | 0 | 0 | 0.4535 | 0.62033 | 0.59222 | 0.47799 | 0.59825 | 0.31717 | 0.66372 | 0.692 | 0 | 0 | 0 | 0 | 0 | 0 | 0 | 0 | 0 | 0 | 0 |  | 0 | 0 | 0 |  | #VALUE! | #VALUE! | #VALUE! | #VALUE! |  |  | #VALUE! | #VALUE! | 0 | 0 | 0.20123 | 0.20123 | #VALUE! | #VALUE! | #VALUE! | #VALUE! | 0 | 0 | 0.20123 | 0.20123 | #VALUE! | #VALUE! | #VALUE! | #VALUE! | 0 | 0 | 0.20123 | 0.20123 | #VALUE! | #VALUE! |  |  |  | #VALUE! | #VALUE! | #VALUE! | #VALUE! | #VALUE! | #VALUE! | #VALUE!
Wednesday | 6 | 1 | 17 | 3641 | 0 | 0 | 0 | 0 | 0 | 0 | 0 | 0 | 0 | 0 | 0 | 0 | 0 | 0 | 0 | 0 | 0 | 0 | 0 | 0 | 0 | 0.4645 | 0.63133 | 0.6045 | 0.48763 | 0.55675 | 0.31898 | 0.67958 | 0.704 | 0 | 0 | 0 | 0 | 0 | 0 | 0 | 0 | 0 | 0 | 0 |  | 0 | 0 | 0 |  | #VALUE! | #VALUE! | #VALUE! | #VALUE! |  |  | #VALUE! | #VALUE! | 0 | 0 | 0.20123 | 0.20123 | #VALUE! | #VALUE! | #VALUE! | #VALUE! | 0 | 0 | 0.20123 | 0.20123 | #VALUE! | #VALUE! | #VALUE! | #VALUE! | 0 | 0 | 0.20123 | 0.20123 | #VALUE! | #VALUE! |  |  |  | #VALUE! | #VALUE! | #VALUE! | #VALUE! | #VALUE! | #VALUE! | #VALUE!
Wednesday | 6 | 1 | 18 | 3642 | 0 | 0 | 0 | 0 | 0 | 0 | 0 | 0 | 0 | 0 | 0 | 0 | 0 | 0 | 0 | 0 | 0 | 0 | 0 | 0 | 0 | 0.47 | 0.64367 | 0.61826 | 0.49148 | 0.4785 | 0.30889 | 0.69453 | 0.717 | 0 | 0 | 0 | 0 | 0 | 0 | 0 | 0 | 0 | 0 | 0 |  | 0 | 0 | 0 |  | #VALUE! | #VALUE! | #VALUE! | #VALUE! |  |  | #VALUE! | #VALUE! | 0 | 0 | 0.20123 | 0.20123 | #VALUE! | #VALUE! | #VALUE! | #VALUE! | 0 | 0 | 0.20123 | 0.20123 | #VALUE! | #VALUE! | #VALUE! | #VALUE! | 0 | 0 | 0.20123 | 0.20123 | #VALUE! | #VALUE! |  |  |  | #VALUE! | #VALUE! | #VALUE! | #VALUE! | #VALUE! | #VALUE! | #VALUE!
Wednesday | 6 | 1 | 19 | 3643 | 0 | 0 | 0 | 0 | 0 | 0 | 0 | 0 | 0 | 0 | 0 | 0 | 0 | 0 | 0 | 0 | 0 | 0 | 0 | 0 | 0 | 0.427 | 0.5705 | 0.5534 | 0.42285 | 0.50975 | 0.27068 | 0.62813 | 0.666 | 0 | 0 | 0 | 0 | 0 | 0 | 0 | 0 | 0 | 0 | 0 |  | 0 | 0 | 0 |  | #VALUE! | #VALUE! | #VALUE! | #VALUE! |  |  | #VALUE! | #VALUE! | 0 | 0 | 0.20123 | 0.20123 | #VALUE! | #VALUE! | #VALUE! | #VALUE! | 0 | 0 | 0.20123 | 0.20123 | #VALUE! | #VALUE! | #VALUE! | #VALUE! | 0 | 0 | 0.20123 | 0.20123 | #VALUE! | #VALUE! |  |  |  | #VALUE! | #VALUE! | #VALUE! | #VALUE! | #VALUE! | #VALUE! | #VALUE!
Wednesday | 6 | 1 | 20 | 3644 | 0 | 0 | 0 | 0 | 0 | 0 | 0 | 0 | 0 | 0 | 0 | 0 | 0 | 0 | 0 | 0 | 0 | 0 | 0 | 0 | 0 | 0.3965 | 0.53733 | 0.53547 | 0.39609 | 0.44325 | 0.23729 | 0.59422 | 0.641 | 0 | 0 | 0 | 0 | 0 | 0 | 0 | 0 | 0 | 0 | 0 |  | 0 | 0 | 0 |  | #VALUE! | #VALUE! | #VALUE! | #VALUE! |  |  | #VALUE! | #VALUE! | 0 | 0 | 0.20123 | 0.20123 | #VALUE! | #VALUE! | #VALUE! | #VALUE! | 0 | 0 | 0.20123 | 0.20123 | #VALUE! | #VALUE! | #VALUE! | #VALUE! | 0 | 0 | 0.20123 | 0.20123 | #VALUE! | #VALUE! |  |  |  | #VALUE! | #VALUE! | #VALUE! | #VALUE! | #VALUE! | #VALUE! | #VALUE!
Wednesday | 6 | 1 | 21 | 3645 | 0 | 0 | 0 | 0 | 0 | 0 | 0 | 0 | 0 | 0 | 0 | 0 | 0 | 0 | 0 | 0 | 0 | 0 | 0 | 0 | 0 | 0.3845 | 0.537 | 0.52582 | 0.39915 | 0.393 | 0.2634 | 0.59769 | 0.651 | 0 | 0 | 0 | 0 | 0 | 0 | 0 | 0 | 0 | 0 | 0 |  | 0 | 0 | 0 |  | #VALUE! | #VALUE! | #VALUE! | #VALUE! |  |  | #VALUE! | #VALUE! | 0 | 0 | 0.20123 | 0.20123 | #VALUE! | #VALUE! | #VALUE! | #VALUE! | 0 | 0 | 0.20123 | 0.20123 | #VALUE! | #VALUE! | #VALUE! | #VALUE! | 0 | 0 | 0.20123 | 0.20123 | #VALUE! | #VALUE! |  |  |  | #VALUE! | #VALUE! | #VALUE! | #VALUE! | #VALUE! | #VALUE! | #VALUE!
Wednesday | 6 | 1 | 22 | 3646 | 0 | 0 | 0 | 0 | 0 | 0 | 0 | 0 | 0 | 0 | 0 | 0 | 0 | 0 | 0 | 0 | 0 | 0 | 0 | 0 | 0 | 0.3435 | 0.47683 | 0.44748 | 0.34382 | 0.38875 | 0.2328 | 0.52996 | 0.582 | 0 | 0 | 0 | 0 | 0 | 0 | 0 | 0 | 0 | 0 | 0 |  | 0 | 0 | 0 |  | #VALUE! | #VALUE! | #VALUE! | #VALUE! |  |  | #VALUE! | #VALUE! | 0 | 0 | 0.20123 | 0.20123 | #VALUE! | #VALUE! | #VALUE! | #VALUE! | 0 | 0 | 0.20123 | 0.20123 | #VALUE! | #VALUE! | #VALUE! | #VALUE! | 0 | 0 | 0.20123 | 0.20123 | #VALUE! | #VALUE! |  |  |  | #VALUE! | #VALUE! | #VALUE! | #VALUE! | #VALUE! | #VALUE! | #VALUE!
Wednesday | 6 | 1 | 23 | 3647 | 0 | 0 | 0 | 0 | 0 | 0 | 0 | 0 | 0 | 0 | 0 | 0 | 0 | 0 | 0 | 0 | 0 | 0 | 0 | 0 | 0 | 0.2785 | 0.20142 | 0.11146 | 0.12753 | 0.348 | 0.20948 | 0.30772 | 0.443 | 0 | 0 | 0 | 0 | 0 | 0 | 0 | 0 | 0 | 0 | 0 |  | 0 | 0 | 0 |  | #VALUE! | #VALUE! | #VALUE! | #VALUE! |  |  | #VALUE! | #VALUE! | 0 | 0 | 0.20123 | 0.20123 | #VALUE! | #VALUE! | #VALUE! | #VALUE! | 0 | 0 | 0.20123 | 0.20123 | #VALUE! | #VALUE! | #VALUE! | #VALUE! | 0 | 0 | 0.20123 | 0.20123 | #VALUE! | #VALUE! |  |  |  | #VALUE! | #VALUE! | #VALUE! | #VALUE! | #VALUE! | #VALUE! | #VALUE!
Wednesday | 6 | 1 | 24 | 3648 | 0 | 0 | 0 | 0 | 0 | 0 | 0 | 0 | 0 | 0 | 0 | 0 | 0 | 0 | 0 | 0 | 0 | 0 | 0 | 0 | 0 | 0.1495 | 0.0045 | 0.0028636 | 0.027672 | 0.342 | 0.22023 | 0.21451 | 0.391 | 0 | 0 | 0 | 0 | 0 | 0 | 0 | 0 | 0 | 0 | 0 |  | 0 | 0 | 0 |  | #VALUE! | #VALUE! | #VALUE! | #VALUE! |  |  | #VALUE! | #VALUE! | 0 | 0 | 0.20123 | 0.20123 | #VALUE! | #VALUE! | #VALUE! | #VALUE! | 0 | 0 | 0.20123 | 0.20123 | #VALUE! | #VALUE! | #VALUE! | #VALUE! | 0 | 0 | 0.20123 | 0.20123 | #VALUE! | #VALUE! |  |  |  | #VALUE! | #VALUE! | #VALUE! | #VALUE! | #VALUE! | #VALUE! | #VALUE!
Thursday | 6 | 2 | 1 | 3649 | 0 | 0 | 0 | 0 | 0 | 0 | 0 | 0 | 0 | 0 | 0 | 0 | 0 | 0 | 0 | 0 | 0 | 0 | 0 | 0 | 0 | 0 | 0 | 0 | 0.02714 | 0.35575 | 0.20616 | 0.13366 | 0.308 | 0 | 0 | 0 | 0 | 0 | 0 | 0 | 0 | 0 | 0 | 0 |  | 0 | 0 | 0 |  | #VALUE! | #VALUE! | #VALUE! | #VALUE! |  |  | #VALUE! | #VALUE! | 0 | 0 | 0.20123 | 0.20123 | #VALUE! | #VALUE! | #VALUE! | #VALUE! | 0 | 0 | 0.20123 | 0.20123 | #VALUE! | #VALUE! | #VALUE! | #VALUE! | 0 | 0 | 0.20123 | 0.20123 | #VALUE! | #VALUE! |  |  |  | #VALUE! | #VALUE! | #VALUE! | #VALUE! | #VALUE! | #VALUE! | #VALUE!
Thursday | 6 | 2 | 2 | 3650 | 0 | 0 | 0 | 0 | 0 | 0 | 0 | 0 | 0 | 0 | 0 | 0 | 0 | 0 | 0 | 0 | 0 | 0 | 0 | 0 | 0 | 0 | 0 | 0 | 0.027203 | 0.30225 | 0.1924 | 0.15755 | 0.351 | 0 | 0 | 0 | 0 | 0 | 0 | 0 | 0 | 0 | 0 | 0 |  | 0 | 0 | 0 |  | #VALUE! | #VALUE! | #VALUE! | #VALUE! |  |  | #VALUE! | #VALUE! | 0 | 0 | 0.20123 | 0.20123 | #VALUE! | #VALUE! | #VALUE! | #VALUE! | 0 | 0 | 0.20123 | 0.20123 | #VALUE! | #VALUE! | #VALUE! | #VALUE! | 0 | 0 | 0.20123 | 0.20123 | #VALUE! | #VALUE! |  |  |  | #VALUE! | #VALUE! | #VALUE! | #VALUE! | #VALUE! | #VALUE! | #VALUE!
Thursday | 6 | 2 | 3 | 3651 | 0 | 0 | 0 | 0 | 0 | 0 | 0 | 0 | 0 | 0 | 0 | 0 | 0 | 0 | 0 | 0 | 0 | 0 | 0 | 0 | 0 | 0 | 0 | 0 | 0.026946 | 0.29775 | 0.19509 | 0.15219 | 0.351 | 0 | 0 | 0 | 0 | 0 | 0 | 0 | 0 | 0 | 0 | 0 |  | 0 | 0 | 0 |  | #VALUE! | #VALUE! | #VALUE! | #VALUE! |  |  | #VALUE! | #VALUE! | 0 | 0 | 0.20123 | 0.20123 | #VALUE! | #VALUE! | #VALUE! | #VALUE! | 0 | 0 | 0.20123 | 0.20123 | #VALUE! | #VALUE! | #VALUE! | #VALUE! | 0 | 0 | 0.20123 | 0.20123 | #VALUE! | #VALUE! |  |  |  | #VALUE! | #VALUE! | #VALUE! | #VALUE! | #VALUE! | #VALUE! | #VALUE!
Thursday | 6 | 2 | 4 | 3652 | 0 | 0 | 0 | 0 | 0 | 0 | 0 | 0 | 0 | 0 | 0 | 0 | 0 | 0 | 0 | 0 | 0 | 0 | 0 | 0 | 0 | 0 | 0 | 0.016798 | 0.027039 | 0.15875 | 0.21928 | 0.17913 | 0.391 | 0 | 0 | 0 | 0 | 0 | 0 | 0 | 0 | 0 | 0 | 0 |  | 0 | 0 | 0 |  | #VALUE! | #VALUE! | #VALUE! | #VALUE! |  |  | #VALUE! | #VALUE! | 0 | 0 | 0.20123 | 0.20123 | #VALUE! | #VALUE! | #VALUE! | #VALUE! | 0 | 0 | 0.20123 | 0.20123 | #VALUE! | #VALUE! | #VALUE! | #VALUE! | 0 | 0 | 0.20123 | 0.20123 | #VALUE! | #VALUE! |  |  |  | #VALUE! | #VALUE! | #VALUE! | #VALUE! | #VALUE! | #VALUE! | #VALUE!
Thursday | 6 | 2 | 5 | 3653 | 0 | 0 | 0 | 0 | 0 | 0 | 0 | 0 | 0 | 0 | 0 | 0 | 0 | 0 | 0 | 0 | 0 | 0 | 0 | 0 | 0 | 0 | 0 | 0.022315 | 0.02686 | 0.19225 | 0.22231 | 0.17368 | 0.391 | 0 | 0 | 0 | 0 | 0 | 0 | 0 | 0 | 0 | 0 | 0 |  | 0 | 0 | 0 |  | #VALUE! | #VALUE! | #VALUE! | #VALUE! |  |  | #VALUE! | #VALUE! | 0 | 0 | 0.20123 | 0.20123 | #VALUE! | #VALUE! | #VALUE! | #VALUE! | 0 | 0 | 0.20123 | 0.20123 | #VALUE! | #VALUE! | #VALUE! | #VALUE! | 0 | 0 | 0.20123 | 0.20123 | #VALUE! | #VALUE! |  |  |  | #VALUE! | #VALUE! | #VALUE! | #VALUE! | #VALUE! | #VALUE! | #VALUE!
Thursday | 6 | 2 | 6 | 3654 | 0 | 0 | 0 | 0 | 0 | 0 | 0 | 0 | 0 | 0 | 0 | 0 | 0 | 0 | 0 | 0 | 0 | 0 | 0 | 0 | 0 | 0 | 0.0515 | 0.046156 | 0.11418 | 0.11275 | 0.24818 | 0.2478 | 0.471 | 0 | 0 | 0 | 0 | 0 | 0 | 0 | 0 | 0 | 0 | 0 |  | 0 | 0 | 0 |  | #VALUE! | #VALUE! | #VALUE! | #VALUE! |  |  | #VALUE! | #VALUE! | 0 | 0 | 0.20123 | 0.20123 | #VALUE! | #VALUE! | #VALUE! | #VALUE! | 0 | 0 | 0.20123 | 0.20123 | #VALUE! | #VALUE! | #VALUE! | #VALUE! | 0 | 0 | 0.20123 | 0.20123 | #VALUE! | #VALUE! |  |  |  | #VALUE! | #VALUE! | #VALUE! | #VALUE! | #VALUE! | #VALUE! | #VALUE!
Thursday | 6 | 2 | 7 | 3655 | 0 | 0 | 0 | 0 | 0 | 0 | 0 | 0 | 0 | 0 | 0 | 0 | 0 | 0 | 0 | 0 | 0 | 0 | 0 | 0 | 0 | 0.0755 | 0.27842 | 0.26571 | 0.32207 | 0.301 | 0.25519 | 0.38114 | 0.558 | 0 | 0 | 0 | 0 | 0 | 0 | 0 | 0 | 0 | 0 | 0 |  | 0 | 0 | 0 |  | #VALUE! | #VALUE! | #VALUE! | #VALUE! |  |  | #VALUE! | #VALUE! | 0 | 0 | 0.20123 | 0.20123 | #VALUE! | #VALUE! | #VALUE! | #VALUE! | 0 | 0 | 0.20123 | 0.20123 | #VALUE! | #VALUE! | #VALUE! | #VALUE! | 0 | 0 | 0.20123 | 0.20123 | #VALUE! | #VALUE! |  |  |  | #VALUE! | #VALUE! | #VALUE! | #VALUE! | #VALUE! | #VALUE! | #VALUE!
Thursday | 6 | 2 | 8 | 3656 | 0 | 0 | 0 | 0 | 0 | 0 | 0 | 0 | 0 | 0 | 0 | 0 | 0 | 0 | 0 | 0 | 0 | 0 | 0 | 0 | 0 | 0.2925 | 0.47775 | 0.46393 | 0.41109 | 0.4355 | 0.27506 | 0.53439 | 0.64 | 0 | 0 | 0 | 0 | 0 | 0 | 0 | 0 | 0 | 0 | 0 |  | 0 | 0 | 0 |  | #VALUE! | #VALUE! | #VALUE! | #VALUE! |  |  | #VALUE! | #VALUE! | 0 | 0 | 0.20123 | 0.20123 | #VALUE! | #VALUE! | #VALUE! | #VALUE! | 0 | 0 | 0.20123 | 0.20123 | #VALUE! | #VALUE! | #VALUE! | #VALUE! | 0 | 0 | 0.20123 | 0.20123 | #VALUE! | #VALUE! |  |  |  | #VALUE! | #VALUE! | #VALUE! | #VALUE! | #VALUE! | #VALUE! | #VALUE!
Thursday | 6 | 2 | 9 | 3657 | 0 | 0 | 0 | 0 | 0 | 0 | 0 | 0 | 0 | 0 | 0 | 0 | 0 | 0 | 0 | 0 | 0 | 0 | 0 | 0 | 0 | 0.3655 | 0.56667 | 0.53427 | 0.50109 | 0.4835 | 0.31379 | 0.62138 | 0.701 | 0 | 0 | 0 | 0 | 0 | 0 | 0 | 0 | 0 | 0 | 0 |  | 0 | 0 | 0 |  | #VALUE! | #VALUE! | #VALUE! | #VALUE! |  |  | #VALUE! | #VALUE! | 0 | 0 | 0.20123 | 0.20123 | #VALUE! | #VALUE! | #VALUE! | #VALUE! | 0 | 0 | 0.20123 | 0.20123 | #VALUE! | #VALUE! | #VALUE! | #VALUE! | 0 | 0 | 0.20123 | 0.20123 | #VALUE! | #VALUE! |  |  |  | #VALUE! | #VALUE! | #VALUE! | #VALUE! | #VALUE! | #VALUE! | #VALUE!
Thursday | 6 | 2 | 10 | 3658 | 0 | 0 | 0 | 0 | 0 | 0 | 0 | 0 | 0 | 0 | 0 | 0 | 0 | 0 | 0 | 0 | 0 | 0 | 0 | 0 | 0 | 0.414 | 0.61792 | 0.58761 | 0.55674 | 0.5135 | 0.35202 | 0.67397 | 0.733 | 0 | 0 | 0 | 0 | 0 | 0 | 0 | 0 | 0 | 0 | 0 |  | 0 | 0 | 0 |  | #VALUE! | #VALUE! | #VALUE! | #VALUE! |  |  | #VALUE! | #VALUE! | 0 | 0 | 0.20123 | 0.20123 | #VALUE! | #VALUE! | #VALUE! | #VALUE! | 0 | 0 | 0.20123 | 0.20123 | #VALUE! | #VALUE! | #VALUE! | #VALUE! | 0 | 0 | 0.20123 | 0.20123 | #VALUE! | #VALUE! |  |  |  | #VALUE! | #VALUE! | #VALUE! | #VALUE! | #VALUE! | #VALUE! | #VALUE!
Thursday | 6 | 2 | 11 | 3659 | 0 | 0 | 0 | 0 | 0 | 0 | 0 | 0 | 0 | 0 | 0 | 0 | 0 | 0 | 0 | 0 | 0 | 0 | 0 | 0 | 0 | 0.434 | 0.62383 | 0.59461 | 0.55139 | 0.557 | 0.3336 | 0.67777 | 0.724 | 0 | 0 | 0 | 0 | 0 | 0 | 0 | 0 | 0 | 0 | 0 |  | 0 | 0 | 0 |  | #VALUE! | #VALUE! | #VALUE! | #VALUE! |  |  | #VALUE! | #VALUE! | 0 | 0 | 0.20123 | 0.20123 | #VALUE! | #VALUE! | #VALUE! | #VALUE! | 0 | 0 | 0.20123 | 0.20123 | #VALUE! | #VALUE! | #VALUE! | #VALUE! | 0 | 0 | 0.20123 | 0.20123 | #VALUE! | #VALUE! |  |  |  | #VALUE! | #VALUE! | #VALUE! | #VALUE! | #VALUE! | #VALUE! | #VALUE!
Thursday | 6 | 2 | 12 | 3660 | 0 | 0 | 0 | 0 | 0 | 0 | 0 | 0 | 0 | 0 | 0 | 0 | 0 | 0 | 0 | 0 | 0 | 0 | 0 | 0 | 0 | 0.475 | 0.68117 | 0.64461 | 0.59559 | 0.56325 | 0.36597 | 0.72319 | 0.755 | 0 | 0 | 0 | 0 | 0 | 0 | 0 | 0 | 0 | 0 | 0 |  | 0 | 0 | 0 |  | #VALUE! | #VALUE! | #VALUE! | #VALUE! |  |  | #VALUE! | #VALUE! | 0 | 0 | 0.20123 | 0.20123 | #VALUE! | #VALUE! | #VALUE! | #VALUE! | 0 | 0 | 0.20123 | 0.20123 | #VALUE! | #VALUE! | #VALUE! | #VALUE! | 0 | 0 | 0.20123 | 0.20123 | #VALUE! | #VALUE! |  |  |  | #VALUE! | #VALUE! | #VALUE! | #VALUE! | #VALUE! | #VALUE! | #VALUE!
Thursday | 6 | 2 | 13 | 3661 | 0 | 0 | 0 | 0 | 0 | 0 | 0 | 0 | 0 | 0 | 0 | 0 | 0 | 0 | 0 | 0 | 0 | 0 | 0 | 0 | 0 | 0.4925 | 0.6955 | 0.65795 | 0.59001 | 0.59925 | 0.37312 | 0.73485 | 0.754 | 0 | 0 | 0 | 0 | 0 | 0 | 0 | 0 | 0 | 0 | 0 |  | 0 | 0 | 0 |  | #VALUE! | #VALUE! | #VALUE! | #VALUE! |  |  | #VALUE! | #VALUE! | 0 | 0 | 0.20123 | 0.20123 | #VALUE! | #VALUE! | #VALUE! | #VALUE! | 0 | 0 | 0.20123 | 0.20123 | #VALUE! | #VALUE! | #VALUE! | #VALUE! | 0 | 0 | 0.20123 | 0.20123 | #VALUE! | #VALUE! |  |  |  | #VALUE! | #VALUE! | #VALUE! | #VALUE! | #VALUE! | #VALUE! | #VALUE!
Thursday | 6 | 2 | 14 | 3662 | 0 | 0 | 0 | 0 | 0 | 0 | 0 | 0 | 0 | 0 | 0 | 0 | 0 | 0 | 0 | 0 | 0 | 0 | 0 | 0 | 0 | 0.4895 | 0.67383 | 0.64017 | 0.55714 | 0.58025 | 0.41428 | 0.71305 | 0.728 | 0 | 0 | 0 | 0 | 0 | 0 | 0 | 0 | 0 | 0 | 0 |  | 0 | 0 | 0 |  | #VALUE! | #VALUE! | #VALUE! | #VALUE! |  |  | #VALUE! | #VALUE! | 0 | 0 | 0.20123 | 0.20123 | #VALUE! | #VALUE! | #VALUE! | #VALUE! | 0 | 0 | 0.20123 | 0.20123 | #VALUE! | #VALUE! | #VALUE! | #VALUE! | 0 | 0 | 0.20123 | 0.20123 | #VALUE! | #VALUE! |  |  |  | #VALUE! | #VALUE! | #VALUE! | #VALUE! | #VALUE! | #VALUE! | #VALUE!
Thursday | 6 | 2 | 15 | 3663 | 0 | 0 | 0 | 0 | 0 | 0 | 0 | 0 | 0 | 0 | 0 | 0 | 0 | 0 | 0 | 0 | 0 | 0 | 0 | 0 | 0 | 0.5025 | 0.68333 | 0.65243 | 0.56297 | 0.55175 | 0.44834 | 0.72756 | 0.734 | 0 | 0 | 0 | 0 | 0 | 0 | 0 | 0 | 0 | 0 | 0 |  | 0 | 0 | 0 |  | #VALUE! | #VALUE! | #VALUE! | #VALUE! |  |  | #VALUE! | #VALUE! | 0 | 0 | 0.20123 | 0.20123 | #VALUE! | #VALUE! | #VALUE! | #VALUE! | 0 | 0 | 0.20123 | 0.20123 | #VALUE! | #VALUE! | #VALUE! | #VALUE! | 0 | 0 | 0.20123 | 0.20123 | #VALUE! | #VALUE! |  |  |  | #VALUE! | #VALUE! | #VALUE! | #VALUE! | #VALUE! | #VALUE! | #VALUE!
Thursday | 6 | 2 | 16 | 3664 | 0 | 0 | 0 | 0 | 0 | 0 | 0 | 0 | 0 | 0 | 0 | 0 | 0 | 0 | 0 | 0 | 0 | 0 | 0 | 0 | 0 | 0.482 | 0.64642 | 0.62089 | 0.52613 | 0.58975 | 0.45108 | 0.69444 | 0.707 | 0 | 0 | 0 | 0 | 0 | 0 | 0 | 0 | 0 | 0 | 0 |  | 0 | 0 | 0 |  | #VALUE! | #VALUE! | #VALUE! | #VALUE! |  |  | #VALUE! | #VALUE! | 0 | 0 | 0.20123 | 0.20123 | #VALUE! | #VALUE! | #VALUE! | #VALUE! | 0 | 0 | 0.20123 | 0.20123 | #VALUE! | #VALUE! | #VALUE! | #VALUE! | 0 | 0 | 0.20123 | 0.20123 | #VALUE! | #VALUE! |  |  |  | #VALUE! | #VALUE! | #VALUE! | #VALUE! | #VALUE! | #VALUE! | #VALUE!
Thursday | 6 | 2 | 17 | 3665 | 0 | 0 | 0 | 0 | 0 | 0 | 0 | 0 | 0 | 0 | 0 | 0 | 0 | 0 | 0 | 0 | 0 | 0 | 0 | 0 | 0 | 0.4855 | 0.67042 | 0.63975 | 0.54178 | 0.597 | 0.45287 | 0.71936 | 0.734 | 0 | 0 | 0 | 0 | 0 | 0 | 0 | 0 | 0 | 0 | 0 |  | 0 | 0 | 0 |  | #VALUE! | #VALUE! | #VALUE! | #VALUE! |  |  | #VALUE! | #VALUE! | 0 | 0 | 0.20123 | 0.20123 | #VALUE! | #VALUE! | #VALUE! | #VALUE! | 0 | 0 | 0.20123 | 0.20123 | #VALUE! | #VALUE! | #VALUE! | #VALUE! | 0 | 0 | 0.20123 | 0.20123 | #VALUE! | #VALUE! |  |  |  | #VALUE! | #VALUE! | #VALUE! | #VALUE! | #VALUE! | #VALUE! | #VALUE!
Thursday | 6 | 2 | 18 | 3666 | 0 | 0 | 0 | 0 | 0 | 0 | 0 | 0 | 0 | 0 | 0 | 0 | 0 | 0 | 0 | 0 | 0 | 0 | 0 | 0 | 0 | 0.4685 | 0.62783 | 0.60806 | 0.49421 | 0.54375 | 0.43218 | 0.68974 | 0.713 | 0 | 0 | 0 | 0 | 0 | 0 | 0 | 0 | 0 | 0 | 0 |  | 0 | 0 | 0 |  | #VALUE! | #VALUE! | #VALUE! | #VALUE! |  |  | #VALUE! | #VALUE! | 0 | 0 | 0.20123 | 0.20123 | #VALUE! | #VALUE! | #VALUE! | #VALUE! | 0 | 0 | 0.20123 | 0.20123 | #VALUE! | #VALUE! | #VALUE! | #VALUE! | 0 | 0 | 0.20123 | 0.20123 | #VALUE! | #VALUE! |  |  |  | #VALUE! | #VALUE! | #VALUE! | #VALUE! | #VALUE! | #VALUE! | #VALUE!
Thursday | 6 | 2 | 19 | 3667 | 0 | 0 | 0 | 0 | 0 | 0 | 0 | 0 | 0 | 0 | 0 | 0 | 0 | 0 | 0 | 0 | 0 | 0 | 0 | 0 | 0 | 0.4435 | 0.596 | 0.57657 | 0.46494 | 0.5005 | 0.36676 | 0.65728 | 0.69 | 0 | 0 | 0 | 0 | 0 | 0 | 0 | 0 | 0 | 0 | 0 |  | 0 | 0 | 0 |  | #VALUE! | #VALUE! | #VALUE! | #VALUE! |  |  | #VALUE! | #VALUE! | 0 | 0 | 0.20123 | 0.20123 | #VALUE! | #VALUE! | #VALUE! | #VALUE! | 0 | 0 | 0.20123 | 0.20123 | #VALUE! | #VALUE! | #VALUE! | #VALUE! | 0 | 0 | 0.20123 | 0.20123 | #VALUE! | #VALUE! |  |  |  | #VALUE! | #VALUE! | #VALUE! | #VALUE! | #VALUE! | #VALUE! | #VALUE!
Thursday | 6 | 2 | 20 | 3668 | 0 | 0 | 0 | 0 | 0 | 0 | 0 | 0 | 0 | 0 | 0 | 0 | 0 | 0 | 0 | 0 | 0 | 0 | 0 | 0 | 0 | 0.401 | 0.549 | 0.54229 | 0.42148 | 0.03775 | 0.29917 | 0.60684 | 0.654 | 0 | 0 | 0 | 0 | 0 | 0 | 0 | 0 | 0 | 0 | 0 |  | 0 | 0 | 0 |  | #VALUE! | #VALUE! | #VALUE! | #VALUE! |  |  | #VALUE! | #VALUE! | 0 | 0 | 0.20123 | 0.20123 | #VALUE! | #VALUE! | #VALUE! | #VALUE! | 0 | 0 | 0.20123 | 0.20123 | #VALUE! | #VALUE! | #VALUE! | #VALUE! | 0 | 0 | 0.20123 | 0.20123 | #VALUE! | #VALUE! |  |  |  | #VALUE! | #VALUE! | #VALUE! | #VALUE! | #VALUE! | #VALUE! | #VALUE!
Thursday | 6 | 2 | 21 | 3669 | 0 | 0 | 0 | 0 | 0 | 0 | 0 | 0 | 0 | 0 | 0 | 0 | 0 | 0 | 0 | 0 | 0 | 0 | 0 | 0 | 0 | 0.3485 | 0.48467 | 0.43389 | 0.25742 | 0 | 0.23883 | 0.54254 | 0.611 | 0 | 0 | 0 | 0 | 0 | 0 | 0 | 0 | 0 | 0 | 0 |  | 0 | 0 | 0 |  | #VALUE! | #VALUE! | #VALUE! | #VALUE! |  |  | #VALUE! | #VALUE! | 0 | 0 | 0.20123 | 0.20123 | #VALUE! | #VALUE! | #VALUE! | #VALUE! | 0 | 0 | 0.20123 | 0.20123 | #VALUE! | #VALUE! | #VALUE! | #VALUE! | 0 | 0 | 0.20123 | 0.20123 | #VALUE! | #VALUE! |  |  |  | #VALUE! | #VALUE! | #VALUE! | #VALUE! | #VALUE! | #VALUE! | #VALUE!
Thursday | 6 | 2 | 22 | 3670 | 0 | 0 | 0 | 0 | 0 | 0 | 0 | 0 | 0 | 0 | 0 | 0 | 0 | 0 | 0 | 0 | 0 | 0 | 0 | 0 | 0 | 0 | 0 | 0.01 | 0.029741 | 0 | 0.17581 | 0.13977 | 0.298 | 0 | 0 | 0 | 0 | 0 | 0 | 0 | 0 | 0 | 0 | 0 |  | 0 | 0 | 0 |  | #VALUE! | #VALUE! | #VALUE! | #VALUE! |  |  | #VALUE! | #VALUE! | 0 | 0 | 0.20123 | 0.20123 | #VALUE! | #VALUE! | #VALUE! | #VALUE! | 0 | 0 | 0.20123 | 0.20123 | #VALUE! | #VALUE! | #VALUE! | #VALUE! | 0 | 0 | 0.20123 | 0.20123 | #VALUE! | #VALUE! |  |  |  | #VALUE! | #VALUE! | #VALUE! | #VALUE! | #VALUE! | #VALUE! | #VALUE!
Thursday | 6 | 2 | 23 | 3671 | 0 | 0 | 0 | 0 | 0 | 0 | 0 | 0 | 0 | 0 | 0 | 0 | 0 | 0 | 0 | 0 | 0 | 0 | 0 | 0 | 0 | 0 | 0 | 0 | 0.023848 | 0 | 0.17267 | 0.050321 | 0.165 | 0 | 0 | 0 | 0 | 0 | 0 | 0 | 0 | 0 | 0 | 0 |  | 0 | 0 | 0 |  | #VALUE! | #VALUE! | #VALUE! | #VALUE! |  |  | #VALUE! | #VALUE! | 0 | 0 | 0.20123 | 0.20123 | #VALUE! | #VALUE! | #VALUE! | #VALUE! | 0 | 0 | 0.20123 | 0.20123 | #VALUE! | #VALUE! | #VALUE! | #VALUE! | 0 | 0 | 0.20123 | 0.20123 | #VALUE! | #VALUE! |  |  |  | #VALUE! | #VALUE! | #VALUE! | #VALUE! | #VALUE! | #VALUE! | #VALUE!
Thursday | 6 | 2 | 24 | 3672 | 0 | 0 | 0 | 0 | 0 | 0 | 0 | 0 | 0 | 0 | 0 | 0 | 0 | 0 | 0 | 0 | 0 | 0 | 0 | 0 | 0 | 0 | 0 | 0 | 0.013147 | 0 | 0 | 0.016193 | 0.082 | 0 | 0 | 0 | 0 | 0 | 0 | 0 | 0 | 0 | 0 | 0 |  | 0 | 0 | 0 |  | #VALUE! | #VALUE! | #VALUE! | #VALUE! |  |  | #VALUE! | #VALUE! | 0 | 0 | 0.20123 | 0.20123 | #VALUE! | #VALUE! | #VALUE! | #VALUE! | 0 | 0 | 0.20123 | 0.20123 | #VALUE! | #VALUE! | #VALUE! | #VALUE! | 0 | 0 | 0.20123 | 0.20123 | #VALUE! | #VALUE! |  |  |  | #VALUE! | #VALUE! | #VALUE! | #VALUE! | #VALUE! | #VALUE! | #VALUE!
Friday | 6 | 3 | 1 | 3673 | 0 | 0 | 0 | 0 | 0 | 0 | 0 | 0 | 0 | 0 | 0 | 0 | 0 | 0 | 0 | 0 | 0 | 0 | 0 | 0 | 0 | 0 | 0 | 0 | 0.0091325 | 0 | 0 | 0.0076138 | 0.045 | 0 | 0 | 0 | 0 | 0 | 0 | 0 | 0 | 0 | 0 | 0 |  | 0 | 0 | 0 |  | #VALUE! | #VALUE! | #VALUE! | #VALUE! |  |  | #VALUE! | #VALUE! | 0 | 0 | 0.20123 | 0.20123 | #VALUE! | #VALUE! | #VALUE! | #VALUE! | 0 | 0 | 0.20123 | 0.20123 | #VALUE! | #VALUE! | #VALUE! | #VALUE! | 0 | 0 | 0.20123 | 0.20123 | #VALUE! | #VALUE! |  |  |  | #VALUE! | #VALUE! | #VALUE! | #VALUE! | #VALUE! | #VALUE! | #VALUE!
Friday | 6 | 3 | 2 | 3674 | 0 | 0 | 0 | 0 | 0 | 0 | 0 | 0 | 0 | 0 | 0 | 0 | 0 | 0 | 0 | 0 | 0 | 0 | 0 | 0 | 0 | 0 | 0 | 0 | 0.0036314 | 0 | 0 | 0.003331 | 0.02 | 0 | 0 | 0 | 0 | 0 | 0 | 0 | 0 | 0 | 0 | 0 |  | 0 | 0 | 0 |  | #VALUE! | #VALUE! | #VALUE! | #VALUE! |  |  | #VALUE! | #VALUE! | 0 | 0 | 0.20123 | 0.20123 | #VALUE! | #VALUE! | #VALUE! | #VALUE! | 0 | 0 | 0.20123 | 0.20123 | #VALUE! | #VALUE! | #VALUE! | #VALUE! | 0 | 0 | 0.20123 | 0.20123 | #VALUE! | #VALUE! |  |  |  | #VALUE! | #VALUE! | #VALUE! | #VALUE! | #VALUE! | #VALUE! | #VALUE!
Friday | 6 | 3 | 3 | 3675 | 0 | 0 | 0 | 0 | 0 | 0 | 0 | 0 | 0 | 0 | 0 | 0 | 0 | 0 | 0 | 0 | 0 | 0 | 0 | 0 | 0 | 0 | 0 | 0 | 0 | 0 | 0 | 0.00031724 | 0.002 | 0 | 0 | 0 | 0 | 0 | 0 | 0 | 0 | 0 | 0 | 0 |  | 0 | 0 | 0 |  | #VALUE! | #VALUE! | #VALUE! | #VALUE! |  |  | #VALUE! | #VALUE! | 0 | 0 | 0.20123 | 0.20123 | #VALUE! | #VALUE! | #VALUE! | #VALUE! | 0 | 0 | 0.20123 | 0.20123 | #VALUE! | #VALUE! | #VALUE! | #VALUE! | 0 | 0 | 0.20123 | 0.20123 | #VALUE! | #VALUE! |  |  |  | #VALUE! | #VALUE! | #VALUE! | #VALUE! | #VALUE! | #VALUE! | #VALUE!
Friday | 6 | 3 | 4 | 3676 | 0 | 0 | 0 | 0 | 0 | 0 | 0 | 0 | 0 | 0 | 0 | 0 | 0 | 0 | 0 | 0 | 0 | 0 | 0 | 0 | 0 | 0 | 0 | 0 | 0 | 0 | 0 | 0.00031724 | 0 | 0 | 0 | 0 | 0 | 0 | 0 | 0 | 0 | 0 | 0 | 0 |  | 0 | 0 | 0 |  | #VALUE! | #VALUE! | #VALUE! | #VALUE! |  |  | #VALUE! | #VALUE! | 0 | 0 | 0.20123 | 0.20123 | #VALUE! | #VALUE! | #VALUE! | #VALUE! | 0 | 0 | 0.20123 | 0.20123 | #VALUE! | #VALUE! | #VALUE! | #VALUE! | 0 | 0 | 0.20123 | 0.20123 | #VALUE! | #VALUE! |  |  |  | #VALUE! | #VALUE! | #VALUE! | #VALUE! | #VALUE! | #VALUE! | #VALUE!
Friday | 6 | 3 | 5 | 3677 | 0 | 0 | 0 | 0 | 0 | 0 | 0 | 0 | 0 | 0 | 0 | 0 | 0 | 0 | 0 | 0 | 0 | 0 | 0 | 0 | 0 | 0 | 0 | 0 | 0 | 0 | 0 | 0.00031724 | 0 | 0 | 0 | 0 | 0 | 0 | 0 | 0 | 0 | 0 | 0 | 0 |  | 0 | 0 | 0 |  | #VALUE! | #VALUE! | #VALUE! | #VALUE! |  |  | #VALUE! | #VALUE! | 0 | 0 | 0.20123 | 0.20123 | #VALUE! | #VALUE! | #VALUE! | #VALUE! | 0 | 0 | 0.20123 | 0.20123 | #VALUE! | #VALUE! | #VALUE! | #VALUE! | 0 | 0 | 0.20123 | 0.20123 | #VALUE! | #VALUE! |  |  |  | #VALUE! | #VALUE! | #VALUE! | #VALUE! | #VALUE! | #VALUE! | #VALUE!
Friday | 6 | 3 | 6 | 3678 | 0 | 0 | 0 | 0 | 0 | 0 | 0 | 0 | 0 | 0 | 0 | 0 | 0 | 0 | 0 | 0 | 0 | 0 | 0 | 0 | 0 | 0 | 0 | 0 | 0 | 0 | 0 | 0.00031724 | 0 | 0 | 0 | 0 | 0 | 0 | 0 | 0 | 0 | 0 | 0 | 0 |  | 0 | 0 | 0 |  | #VALUE! | #VALUE! | #VALUE! | #VALUE! |  |  | #VALUE! | #VALUE! | 0 | 0 | 0.20123 | 0.20123 | #VALUE! | #VALUE! | #VALUE! | #VALUE! | 0 | 0 | 0.20123 | 0.20123 | #VALUE! | #VALUE! | #VALUE! | #VALUE! | 0 | 0 | 0.20123 | 0.20123 | #VALUE! | #VALUE! |  |  |  | #VALUE! | #VALUE! | #VALUE! | #VALUE! | #VALUE! | #VALUE! | #VALUE!
Friday | 6 | 3 | 7 | 3679 | 0 | 0 | 0 | 0 | 0 | 0 | 0 | 0 | 0 | 0 | 0 | 0 | 0 | 0 | 0 | 0 | 0 | 0 | 0 | 0 | 0 | 0 | 0 | 0 | 0 | 0 | 0 | 0 | 0 | 0 | 0 | 0 | 0 | 0 | 0 | 0 | 0 | 0 | 0 | 0 |  | 0 | 0 | 0 |  | #VALUE! | #VALUE! | #VALUE! | #VALUE! |  |  | #VALUE! | #VALUE! | 0 | 0 | 0.20123 | 0.20123 | #VALUE! | #VALUE! | #VALUE! | #VALUE! | 0 | 0 | 0.20123 | 0.20123 | #VALUE! | #VALUE! | #VALUE! | #VALUE! | 0 | 0 | 0.20123 | 0.20123 | #VALUE! | #VALUE! |  |  |  | #VALUE! | #VALUE! | #VALUE! | #VALUE! | #VALUE! | #VALUE! | #VALUE!
Friday | 6 | 3 | 8 | 3680 | 0 | 0 | 0 | 0 | 0 | 0 | 0 | 0 | 0 | 0 | 0 | 0 | 0 | 0 | 0 | 0 | 0 | 0 | 0 | 0 | 0 | 0 | 0 | 0 | 0 | 0 | 0 | 0.00031724 | 0 | 0 | 0 | 0 | 0 | 0 | 0 | 0 | 0 | 0 | 0 | 0 |  | 0 | 0 | 0 |  | #VALUE! | #VALUE! | #VALUE! | #VALUE! |  |  | #VALUE! | #VALUE! | 0 | 0 | 0.20123 | 0.20123 | #VALUE! | #VALUE! | #VALUE! | #VALUE! | 0 | 0 | 0.20123 | 0.20123 | #VALUE! | #VALUE! | #VALUE! | #VALUE! | 0 | 0 | 0.20123 | 0.20123 | #VALUE! | #VALUE! |  |  |  | #VALUE! | #VALUE! | #VALUE! | #VALUE! | #VALUE! | #VALUE! | #VALUE!
Friday | 6 | 3 | 9 | 3681 | 0 | 0 | 0 | 0 | 0 | 0 | 0 | 0 | 0 | 0 | 0 | 0 | 0 | 0 | 0 | 0 | 0 | 0 | 0 | 0 | 0 | 0 | 0 | 0 | 0 | 0 | 0 | 0.00031724 | 0 | 0 | 0 | 0 | 0 | 0 | 0 | 0 | 0 | 0 | 0 | 0 |  | 0 | 0 | 0 |  | #VALUE! | #VALUE! | #VALUE! | #VALUE! |  |  | #VALUE! | #VALUE! | 0 | 0 | 0.20123 | 0.20123 | #VALUE! | #VALUE! | #VALUE! | #VALUE! | 0 | 0 | 0.20123 | 0.20123 | #VALUE! | #VALUE! | #VALUE! | #VALUE! | 0 | 0 | 0.20123 | 0.20123 | #VALUE! | #VALUE! |  |  |  | #VALUE! | #VALUE! | #VALUE! | #VALUE! | #VALUE! | #VALUE! | #VALUE!
Friday | 6 | 3 | 10 | 3682 | 0 | 0 | 0 | 0 | 0 | 0 | 0 | 0 | 0 | 0 | 0 | 0 | 0 | 0 | 0 | 0 | 0 | 0 | 0 | 0 | 0 | 0 | 0 | 0 | 0.0071697 | 0 | 0 | 0.003331 | 0 | 0 | 0 | 0 | 0 | 0 | 0 | 0 | 0 | 0 | 0 | 0 |  | 0 | 0 | 0 |  | #VALUE! | #VALUE! | #VALUE! | #VALUE! |  |  | #VALUE! | #VALUE! | 0 | 0 | 0.20123 | 0.20123 | #VALUE! | #VALUE! | #VALUE! | #VALUE! | 0 | 0 | 0.20123 | 0.20123 | #VALUE! | #VALUE! | #VALUE! | #VALUE! | 0 | 0 | 0.20123 | 0.20123 | #VALUE! | #VALUE! |  |  |  | #VALUE! | #VALUE! | #VALUE! | #VALUE! | #VALUE! | #VALUE! | #VALUE!
Friday | 6 | 3 | 11 | 3683 | 0 | 0 | 0 | 0 | 0 | 0 | 0 | 0 | 0 | 0 | 0 | 0 | 0 | 0 | 0 | 0 | 0 | 0 | 0 | 0 | 0 | 0 | 0 | 0 | 0.01176 | 0 | 0 | 0.0061862 | 0.009 | 0 | 0 | 0 | 0 | 0 | 0 | 0 | 0 | 0 | 0 | 0 |  | 0 | 0 | 0 |  | #VALUE! | #VALUE! | #VALUE! | #VALUE! |  |  | #VALUE! | #VALUE! | 0 | 0 | 0.20123 | 0.20123 | #VALUE! | #VALUE! | #VALUE! | #VALUE! | 0 | 0 | 0.20123 | 0.20123 | #VALUE! | #VALUE! | #VALUE! | #VALUE! | 0 | 0 | 0.20123 | 0.20123 | #VALUE! | #VALUE! |  |  |  | #VALUE! | #VALUE! | #VALUE! | #VALUE! | #VALUE! | #VALUE! | #VALUE!
Friday | 6 | 3 | 12 | 3684 | 0 | 0 | 0 | 0 | 0 | 0 | 0 | 0 | 0 | 0 | 0 | 0 | 0 | 0 | 0 | 0 | 0 | 0 | 0 | 0 | 0 | 0 | 0 | 0 | 0.024692 | 0 | 0 | 0.017914 | 0.073 | 0 | 0 | 0 | 0 | 0 | 0 | 0 | 0 | 0 | 0 | 0 |  | 0 | 0 | 0 |  | #VALUE! | #VALUE! | #VALUE! | #VALUE! |  |  | #VALUE! | #VALUE! | 0 | 0 | 0.20123 | 0.20123 | #VALUE! | #VALUE! | #VALUE! | #VALUE! | 0 | 0 | 0.20123 | 0.20123 | #VALUE! | #VALUE! | #VALUE! | #VALUE! | 0 | 0 | 0.20123 | 0.20123 | #VALUE! | #VALUE! |  |  |  | #VALUE! | #VALUE! | #VALUE! | #VALUE! | #VALUE! | #VALUE! | #VALUE!
Friday | 6 | 3 | 13 | 3685 | 0 | 0 | 0 | 0 | 0 | 0 | 0 | 0 | 0 | 0 | 0 | 0 | 0 | 0 | 0 | 0 | 0 | 0 | 0 | 0 | 0 | 0 | 0 | 0 | 0.026307 | 0 | 0.00026596 | 0.050533 | 0.14 | 0 | 0 | 0 | 0 | 0 | 0 | 0 | 0 | 0 | 0 | 0 |  | 0 | 0 | 0 |  | #VALUE! | #VALUE! | #VALUE! | #VALUE! |  |  | #VALUE! | #VALUE! | 0 | 0 | 0.20123 | 0.20123 | #VALUE! | #VALUE! | #VALUE! | #VALUE! | 0 | 0 | 0.20123 | 0.20123 | #VALUE! | #VALUE! | #VALUE! | #VALUE! | 0 | 0 | 0.20123 | 0.20123 | #VALUE! | #VALUE! |  |  |  | #VALUE! | #VALUE! | #VALUE! | #VALUE! | #VALUE! | #VALUE! | #VALUE!
Friday | 6 | 3 | 14 | 3686 | 0 | 0 | 0 | 0 | 0 | 0 | 0 | 0 | 0 | 0 | 0 | 0 | 0 | 0 | 0 | 0 | 0 | 0 | 0 | 0 | 0 | 0 | 0 | 0 | 0.028127 | 0 | 0.00026596 | 0.05618 | 0.144 | 0 | 0 | 0 | 0 | 0 | 0 | 0 | 0 | 0 | 0 | 0 |  | 0 | 0 | 0 |  | #VALUE! | #VALUE! | #VALUE! | #VALUE! |  |  | #VALUE! | #VALUE! | 0 | 0 | 0.20123 | 0.20123 | #VALUE! | #VALUE! | #VALUE! | #VALUE! | 0 | 0 | 0.20123 | 0.20123 | #VALUE! | #VALUE! | #VALUE! | #VALUE! | 0 | 0 | 0.20123 | 0.20123 | #VALUE! | #VALUE! |  |  |  | #VALUE! | #VALUE! | #VALUE! | #VALUE! | #VALUE! | #VALUE! | #VALUE!
Friday | 6 | 3 | 15 | 3687 | 0 | 0 | 0 | 0 | 0 | 0 | 0 | 0 | 0 | 0 | 0 | 0 | 0 | 0 | 0 | 0 | 0 | 0 | 0 | 0 | 0 | 0 | 0 | 0.00090625 | 0.028695 | 0 | 0.00060129 | 0.073032 | 0.162 | 0 | 0 | 0 | 0 | 0 | 0 | 0 | 0 | 0 | 0 | 0 |  | 0 | 0 | 0 |  | #VALUE! | #VALUE! | #VALUE! | #VALUE! |  |  | #VALUE! | #VALUE! | 0 | 0 | 0.20123 | 0.20123 | #VALUE! | #VALUE! | #VALUE! | #VALUE! | 0 | 0 | 0.20123 | 0.20123 | #VALUE! | #VALUE! | #VALUE! | #VALUE! | 0 | 0 | 0.20123 | 0.20123 | #VALUE! | #VALUE! |  |  |  | #VALUE! | #VALUE! | #VALUE! | #VALUE! | #VALUE! | #VALUE! | #VALUE!
Friday | 6 | 3 | 16 | 3688 | 0 | 0 | 0 | 0 | 0 | 0 | 0 | 0 | 0 | 0 | 0 | 0 | 0 | 0 | 0 | 0 | 0 | 0 | 0 | 0 | 0 | 0 | 0 | 0.0022187 | 0.02597 | 0 | 0.00093663 | 0.089604 | 0.179 | 0 | 0 | 0 | 0 | 0 | 0 | 0 | 0 | 0 | 0 | 0 |  | 0 | 0 | 0 |  | #VALUE! | #VALUE! | #VALUE! | #VALUE! |  |  | #VALUE! | #VALUE! | 0 | 0 | 0.20123 | 0.20123 | #VALUE! | #VALUE! | #VALUE! | #VALUE! | 0 | 0 | 0.20123 | 0.20123 | #VALUE! | #VALUE! | #VALUE! | #VALUE! | 0 | 0 | 0.20123 | 0.20123 | #VALUE! | #VALUE! |  |  |  | #VALUE! | #VALUE! | #VALUE! | #VALUE! | #VALUE! | #VALUE! | #VALUE!
Friday | 6 | 3 | 17 | 3689 | 0 | 0 | 0 | 0 | 0 | 0 | 0 | 0 | 0 | 0 | 0 | 0 | 0 | 0 | 0 | 0 | 0 | 0 | 0 | 0 | 0 | 0 | 0 | 0.0011875 | 0.02485 | 0 | 0.00062442 | 0.077002 | 0.162 | 0 | 0 | 0 | 0 | 0 | 0 | 0 | 0 | 0 | 0 | 0 |  | 0 | 0 | 0 |  | #VALUE! | #VALUE! | #VALUE! | #VALUE! |  |  | #VALUE! | #VALUE! | 0 | 0 | 0.20123 | 0.20123 | #VALUE! | #VALUE! | #VALUE! | #VALUE! | 0 | 0 | 0.20123 | 0.20123 | #VALUE! | #VALUE! | #VALUE! | #VALUE! | 0 | 0 | 0.20123 | 0.20123 | #VALUE! | #VALUE! |  |  |  | #VALUE! | #VALUE! | #VALUE! | #VALUE! | #VALUE! | #VALUE! | #VALUE!
Friday | 6 | 3 | 18 | 3690 | 0 | 0 | 0 | 0 | 0 | 0 | 0 | 0 | 0 | 0 | 0 | 0 | 0 | 0 | 0 | 0 | 0 | 0 | 0 | 0 | 0 | 0 | 0 | 0 | 0.024242 | 0 | 0.00027752 | 0.063432 | 0.144 | 0 | 0 | 0 | 0 | 0 | 0 | 0 | 0 | 0 | 0 | 0 |  | 0 | 0 | 0 |  | #VALUE! | #VALUE! | #VALUE! | #VALUE! |  |  | #VALUE! | #VALUE! | 0 | 0 | 0.20123 | 0.20123 | #VALUE! | #VALUE! | #VALUE! | #VALUE! | 0 | 0 | 0.20123 | 0.20123 | #VALUE! | #VALUE! | #VALUE! | #VALUE! | 0 | 0 | 0.20123 | 0.20123 | #VALUE! | #VALUE! |  |  |  | #VALUE! | #VALUE! | #VALUE! | #VALUE! | #VALUE! | #VALUE! | #VALUE!
Friday | 6 | 3 | 19 | 3691 | 0 | 0 | 0 | 0 | 0 | 0 | 0 | 0 | 0 | 0 | 0 | 0 | 0 | 0 | 0 | 0 | 0 | 0 | 0 | 0 | 0 | 0 | 0 | 0 | 0.020698 | 0 | 0 | 0.04067 | 0.109 | 0 | 0 | 0 | 0 | 0 | 0 | 0 | 0 | 0 | 0 | 0 |  | 0 | 0 | 0 |  | #VALUE! | #VALUE! | #VALUE! | #VALUE! |  |  | #VALUE! | #VALUE! | 0 | 0 | 0.20123 | 0.20123 | #VALUE! | #VALUE! | #VALUE! | #VALUE! | 0 | 0 | 0.20123 | 0.20123 | #VALUE! | #VALUE! | #VALUE! | #VALUE! | 0 | 0 | 0.20123 | 0.20123 | #VALUE! | #VALUE! |  |  |  | #VALUE! | #VALUE! | #VALUE! | #VALUE! | #VALUE! | #VALUE! | #VALUE!
Friday | 6 | 3 | 20 | 3692 | 0 | 0 | 0 | 0 | 0 | 0 | 0 | 0 | 0 | 0 | 0 | 0 | 0 | 0 | 0 | 0 | 0 | 0 | 0 | 0 | 0 | 0 | 0 | 0 | 0 | 0 | 0 | 0 | 0 | 0 | 0 | 0 | 0 | 0 | 0 | 0 | 0 | 0 | 0 | 0 |  | 0 | 0 | 0 |  | #VALUE! | #VALUE! | #VALUE! | #VALUE! |  |  | #VALUE! | #VALUE! | 0 | 0 | 0.20123 | 0.20123 | #VALUE! | #VALUE! | #VALUE! | #VALUE! | 0 | 0 | 0.20123 | 0.20123 | #VALUE! | #VALUE! | #VALUE! | #VALUE! | 0 | 0 | 0.20123 | 0.20123 | #VALUE! | #VALUE! |  |  |  | #VALUE! | #VALUE! | #VALUE! | #VALUE! | #VALUE! | #VALUE! | #VALUE!
Friday | 6 | 3 | 21 | 3693 | 0 | 0 | 0 | 0 | 0 | 0 | 0 | 0 | 0 | 0 | 0 | 0 | 0 | 0 | 0 | 0 | 0 | 0 | 0 | 0 | 0 | 0 | 0 | 0 | 0 | 0 | 0 | 0 | 0 | 0 | 0 | 0 | 0 | 0 | 0 | 0 | 0 | 0 | 0 | 0 |  | 0 | 0 | 0 |  | #VALUE! | #VALUE! | #VALUE! | #VALUE! |  |  | #VALUE! | #VALUE! | 0 | 0 | 0.20123 | 0.20123 | #VALUE! | #VALUE! | #VALUE! | #VALUE! | 0 | 0 | 0.20123 | 0.20123 | #VALUE! | #VALUE! | #VALUE! | #VALUE! | 0 | 0 | 0.20123 | 0.20123 | #VALUE! | #VALUE! |  |  |  | #VALUE! | #VALUE! | #VALUE! | #VALUE! | #VALUE! | #VALUE! | #VALUE!
Friday | 6 | 3 | 22 | 3694 | 0 | 0 | 0 | 0 | 0 | 0 | 0 | 0 | 0 | 0 | 0 | 0 | 0 | 0 | 0 | 0 | 0 | 0 | 0 | 0 | 0 | 0 | 0 | 0 | 0 | 0 | 0 | 0 | 0 | 0 | 0 | 0 | 0 | 0 | 0 | 0 | 0 | 0 | 0 | 0 |  | 0 | 0 | 0 |  | #VALUE! | #VALUE! | #VALUE! | #VALUE! |  |  | #VALUE! | #VALUE! | 0 | 0 | 0.20123 | 0.20123 | #VALUE! | #VALUE! | #VALUE! | #VALUE! | 0 | 0 | 0.20123 | 0.20123 | #VALUE! | #VALUE! | #VALUE! | #VALUE! | 0 | 0 | 0.20123 | 0.20123 | #VALUE! | #VALUE! |  |  |  | #VALUE! | #VALUE! | #VALUE! | #VALUE! | #VALUE! | #VALUE! | #VALUE!
Friday | 6 | 3 | 23 | 3695 | 0 | 0 | 0 | 0 | 0 | 0 | 0 | 0 | 0 | 0 | 0 | 0 | 0 | 0 | 0 | 0 | 0 | 0 | 0 | 0 | 0 | 0 | 0 | 0 | 0 | 0 | 0 | 0 | 0 | 0 | 0 | 0 | 0 | 0 | 0 | 0 | 0 | 0 | 0 | 0 |  | 0 | 0 | 0 |  | #VALUE! | #VALUE! | #VALUE! | #VALUE! |  |  | #VALUE! | #VALUE! | 0 | 0 | 0.20123 | 0.20123 | #VALUE! | #VALUE! | #VALUE! | #VALUE! | 0 | 0 | 0.20123 | 0.20123 | #VALUE! | #VALUE! | #VALUE! | #VALUE! | 0 | 0 | 0.20123 | 0.20123 | #VALUE! | #VALUE! |  |  |  | #VALUE! | #VALUE! | #VALUE! | #VALUE! | #VALUE! | #VALUE! | #VALUE!
Friday | 6 | 3 | 24 | 3696 | 0 | 0 | 0 | 0 | 0 | 0 | 0 | 0 | 0 | 0 | 0 | 0 | 0 | 0 | 0 | 0 | 0 | 0 | 0 | 0 | 0 | 0 | 0 | 0 | 0 | 0 | 0 | 0 | 0 | 0 | 0 | 0 | 0 | 0 | 0 | 0 | 0 | 0 | 0 | 0 |  | 0 | 0 | 0 |  | #VALUE! | #VALUE! | #VALUE! | #VALUE! |  |  | #VALUE! | #VALUE! | 0 | 0 | 0.20123 | 0.20123 | #VALUE! | #VALUE! | #VALUE! | #VALUE! | 0 | 0 | 0.20123 | 0.20123 | #VALUE! | #VALUE! | #VALUE! | #VALUE! | 0 | 0 | 0.20123 | 0.20123 | #VALUE! | #VALUE! |  |  |  | #VALUE! | #VALUE! | #VALUE! | #VALUE! | #VALUE! | #VALUE! | #VALUE!
Saturday | 6 | 4 | 1 | 3697 | 0 | 0 | 0 | 0 | 0 | 0 | 0 | 0 | 0 | 0 | 0 | 0 | 0 | 0 | 0 | 0 | 0 | 0 | 0 | 0 | 0 | 0 | 0 | 0 | 0 | 0 | 0 | 0 | 0 | 0 | 0 | 0 | 0 | 0 | 0 | 0 | 0 | 0 | 0 | 0 |  | 0 | 0 | 0 |  | #VALUE! | #VALUE! | #VALUE! | #VALUE! |  |  | #VALUE! | #VALUE! | 0 | 0 | 0.20123 | 0.20123 | #VALUE! | #VALUE! | #VALUE! | #VALUE! | 0 | 0 | 0.20123 | 0.20123 | #VALUE! | #VALUE! | #VALUE! | #VALUE! | 0 | 0 | 0.20123 | 0.20123 | #VALUE! | #VALUE! |  |  |  | #VALUE! | #VALUE! | #VALUE! | #VALUE! | #VALUE! | #VALUE! | #VALUE!
Saturday | 6 | 4 | 2 | 3698 | 0 | 0 | 0 | 0 | 0 | 0 | 0 | 0 | 0 | 0 | 0 | 0 | 0 | 0 | 0 | 0 | 0 | 0 | 0 | 0 | 0 | 0 | 0 | 0 | 0 | 0 | 0 | 0 | 0 | 0 | 0 | 0 | 0 | 0 | 0 | 0 | 0 | 0 | 0 | 0 |  | 0 | 0 | 0 |  | #VALUE! | #VALUE! | #VALUE! | #VALUE! |  |  | #VALUE! | #VALUE! | 0 | 0 | 0.20123 | 0.20123 | #VALUE! | #VALUE! | #VALUE! | #VALUE! | 0 | 0 | 0.20123 | 0.20123 | #VALUE! | #VALUE! | #VALUE! | #VALUE! | 0 | 0 | 0.20123 | 0.20123 | #VALUE! | #VALUE! |  |  |  | #VALUE! | #VALUE! | #VALUE! | #VALUE! | #VALUE! | #VALUE! | #VALUE!
Saturday | 6 | 4 | 3 | 3699 | 0 | 0 | 0 | 0 | 0 | 0 | 0 | 0 | 0 | 0 | 0 | 0 | 0 | 0 | 0 | 0 | 0 | 0 | 0 | 0 | 0 | 0 | 0 | 0 | 0 | 0 | 0 | 0 | 0 | 0 | 0 | 0 | 0 | 0 | 0 | 0 | 0 | 0 | 0 | 0 |  | 0 | 0 | 0 |  | #VALUE! | #VALUE! | #VALUE! | #VALUE! |  |  | #VALUE! | #VALUE! | 0 | 0 | 0.20123 | 0.20123 | #VALUE! | #VALUE! | #VALUE! | #VALUE! | 0 | 0 | 0.20123 | 0.20123 | #VALUE! | #VALUE! | #VALUE! | #VALUE! | 0 | 0 | 0.20123 | 0.20123 | #VALUE! | #VALUE! |  |  |  | #VALUE! | #VALUE! | #VALUE! | #VALUE! | #VALUE! | #VALUE! | #VALUE!
Saturday | 6 | 4 | 4 | 3700 | 0 | 0 | 0 | 0 | 0 | 0 | 0 | 0 | 0 | 0 | 0 | 0 | 0 | 0 | 0 | 0 | 0 | 0 | 0 | 0 | 0 | 0 | 0 | 0 | 0 | 0 | 0 | 0 | 0 | 0 | 0 | 0 | 0 | 0 | 0 | 0 | 0 | 0 | 0 | 0 |  | 0 | 0 | 0 |  | #VALUE! | #VALUE! | #VALUE! | #VALUE! |  |  | #VALUE! | #VALUE! | 0 | 0 | 0.20123 | 0.20123 | #VALUE! | #VALUE! | #VALUE! | #VALUE! | 0 | 0 | 0.20123 | 0.20123 | #VALUE! | #VALUE! | #VALUE! | #VALUE! | 0 | 0 | 0.20123 | 0.20123 | #VALUE! | #VALUE! |  |  |  | #VALUE! | #VALUE! | #VALUE! | #VALUE! | #VALUE! | #VALUE! | #VALUE!
Saturday | 6 | 4 | 5 | 3701 | 0 | 0 | 0 | 0 | 0 | 0 | 0 | 0 | 0 | 0 | 0 | 0 | 0 | 0 | 0 | 0 | 0 | 0 | 0 | 0 | 0 | 0 | 0 | 0 | 0 | 0 | 0 | 0 | 0 | 0 | 0 | 0 | 0 | 0 | 0 | 0 | 0 | 0 | 0 | 0 |  | 0 | 0 | 0 |  | #VALUE! | #VALUE! | #VALUE! | #VALUE! |  |  | #VALUE! | #VALUE! | 0 | 0 | 0.20123 | 0.20123 | #VALUE! | #VALUE! | #VALUE! | #VALUE! | 0 | 0 | 0.20123 | 0.20123 | #VALUE! | #VALUE! | #VALUE! | #VALUE! | 0 | 0 | 0.20123 | 0.20123 | #VALUE! | #VALUE! |  |  |  | #VALUE! | #VALUE! | #VALUE! | #VALUE! | #VALUE! | #VALUE! | #VALUE!
Saturday | 6 | 4 | 6 | 3702 | 0 | 0 | 0 | 0 | 0 | 0 | 0 | 0 | 0 | 0 | 0 | 0 | 0 | 0 | 0 | 0 | 0 | 0 | 0 | 0 | 0 | 0 | 0 | 0 | 0 | 0 | 0 | 0 | 0 | 0 | 0 | 0 | 0 | 0 | 0 | 0 | 0 | 0 | 0 | 0 |  | 0 | 0 | 0 |  | #VALUE! | #VALUE! | #VALUE! | #VALUE! |  |  | #VALUE! | #VALUE! | 0 | 0 | 0.20123 | 0.20123 | #VALUE! | #VALUE! | #VALUE! | #VALUE! | 0 | 0 | 0.20123 | 0.20123 | #VALUE! | #VALUE! | #VALUE! | #VALUE! | 0 | 0 | 0.20123 | 0.20123 | #VALUE! | #VALUE! |  |  |  | #VALUE! | #VALUE! | #VALUE! | #VALUE! | #VALUE! | #VALUE! | #VALUE!
Saturday | 6 | 4 | 7 | 3703 | 0 | 0 | 0 | 0 | 0 | 0 | 0 | 0 | 0 | 0 | 0 | 0 | 0 | 0 | 0 | 0 | 0 | 0 | 0 | 0 | 0 | 0 | 0 | 0 | 0.0019316 | 0 | 0 | 0 | 0 | 0 | 0 | 0 | 0 | 0 | 0 | 0 | 0 | 0 | 0 | 0 |  | 0 | 0 | 0 |  | #VALUE! | #VALUE! | #VALUE! | #VALUE! |  |  | #VALUE! | #VALUE! | 0 | 0 | 0.20123 | 0.20123 | #VALUE! | #VALUE! | #VALUE! | #VALUE! | 0 | 0 | 0.20123 | 0.20123 | #VALUE! | #VALUE! | #VALUE! | #VALUE! | 0 | 0 | 0.20123 | 0.20123 | #VALUE! | #VALUE! |  |  |  | #VALUE! | #VALUE! | #VALUE! | #VALUE! | #VALUE! | #VALUE! | #VALUE!
Saturday | 6 | 4 | 8 | 3704 | 0 | 0 | 0 | 0 | 0 | 0 | 0 | 0 | 0 | 0 | 0 | 0 | 0 | 0 | 0 | 0 | 0 | 0 | 0 | 0 | 0 | 0 | 0 | 0 | 0.015427 | 0 | 0 | 0.012214 | 0.029 | 0 | 0 | 0 | 0 | 0 | 0 | 0 | 0 | 0 | 0 | 0 |  | 0 | 0 | 0 |  | #VALUE! | #VALUE! | #VALUE! | #VALUE! |  |  | #VALUE! | #VALUE! | 0 | 0 | 0.20123 | 0.20123 | #VALUE! | #VALUE! | #VALUE! | #VALUE! | 0 | 0 | 0.20123 | 0.20123 | #VALUE! | #VALUE! | #VALUE! | #VALUE! | 0 | 0 | 0.20123 | 0.20123 | #VALUE! | #VALUE! |  |  |  | #VALUE! | #VALUE! | #VALUE! | #VALUE! | #VALUE! | #VALUE! | #VALUE!
Saturday | 6 | 4 | 9 | 3705 | 0 | 0 | 0 | 0 | 0 | 0 | 0 | 0 | 0 | 0 | 0 | 0 | 0 | 0 | 0 | 0 | 0 | 0 | 0 | 0 | 0 | 0 | 0 | 0 | 0.024401 | 0 | 0.00019658 | 0.036718 | 0.116 | 0 | 0 | 0 | 0 | 0 | 0 | 0 | 0 | 0 | 0 | 0 |  | 0 | 0 | 0 |  | #VALUE! | #VALUE! | #VALUE! | #VALUE! |  |  | #VALUE! | #VALUE! | 0 | 0 | 0.20123 | 0.20123 | #VALUE! | #VALUE! | #VALUE! | #VALUE! | 0 | 0 | 0.20123 | 0.20123 | #VALUE! | #VALUE! | #VALUE! | #VALUE! | 0 | 0 | 0.20123 | 0.20123 | #VALUE! | #VALUE! |  |  |  | #VALUE! | #VALUE! | #VALUE! | #VALUE! | #VALUE! | #VALUE! | #VALUE!
Saturday | 6 | 4 | 10 | 3706 | 0 | 0 | 0 | 0 | 0 | 0 | 0 | 0 | 0 | 0 | 0 | 0 | 0 | 0 | 0 | 0 | 0 | 0 | 0 | 0 | 0 | 0 | 0 | 0 | 0.025081 | 0 | 0.00054347 | 0.054504 | 0.15 | 0 | 0 | 0 | 0 | 0 | 0 | 0 | 0 | 0 | 0 | 0 |  | 0 | 0 | 0 |  | #VALUE! | #VALUE! | #VALUE! | #VALUE! |  |  | #VALUE! | #VALUE! | 0 | 0 | 0.20123 | 0.20123 | #VALUE! | #VALUE! | #VALUE! | #VALUE! | 0 | 0 | 0.20123 | 0.20123 | #VALUE! | #VALUE! | #VALUE! | #VALUE! | 0 | 0 | 0.20123 | 0.20123 | #VALUE! | #VALUE! |  |  |  | #VALUE! | #VALUE! | #VALUE! | #VALUE! | #VALUE! | #VALUE! | #VALUE!
Saturday | 6 | 4 | 11 | 3707 | 0 | 0 | 0 | 0 | 0 | 0 | 0 | 0 | 0 | 0 | 0 | 0 | 0 | 0 | 0 | 0 | 0 | 0 | 0 | 0 | 0 | 0 | 0 | 0.0042841 | 0.025305 | 0.0015 | 0.0012141 | 0.094488 | 0.197 | 0 | 0 | 0 | 0 | 0 | 0 | 0 | 0 | 0 | 0 | 0 |  | 0 | 0 | 0 |  | #VALUE! | #VALUE! | #VALUE! | #VALUE! |  |  | #VALUE! | #VALUE! | 0 | 0 | 0.20123 | 0.20123 | #VALUE! | #VALUE! | #VALUE! | #VALUE! | 0 | 0 | 0.20123 | 0.20123 | #VALUE! | #VALUE! | #VALUE! | #VALUE! | 0 | 0 | 0.20123 | 0.20123 | #VALUE! | #VALUE! |  |  |  | #VALUE! | #VALUE! | #VALUE! | #VALUE! | #VALUE! | #VALUE! | #VALUE!
Saturday | 6 | 4 | 12 | 3708 | 0 | 0 | 0 | 0 | 0 | 0 | 0 | 0 | 0 | 0 | 0 | 0 | 0 | 0 | 0 | 0 | 0 | 0 | 0 | 0 | 0 | 0 | 0.036667 | 0.03992 | 0.12912 | 0.011 | 0.0018964 | 0.13989 | 0.232 | 0 | 0 | 0 | 0 | 0 | 0 | 0 | 0 | 0 | 0 | 0 |  | 0 | 0 | 0 |  | #VALUE! | #VALUE! | #VALUE! | #VALUE! |  |  | #VALUE! | #VALUE! | 0 | 0 | 0.20123 | 0.20123 | #VALUE! | #VALUE! | #VALUE! | #VALUE! | 0 | 0 | 0.20123 | 0.20123 | #VALUE! | #VALUE! | #VALUE! | #VALUE! | 0 | 0 | 0.20123 | 0.20123 | #VALUE! | #VALUE! |  |  |  | #VALUE! | #VALUE! | #VALUE! | #VALUE! | #VALUE! | #VALUE! | #VALUE!
Saturday | 6 | 4 | 13 | 3709 | 0 | 0 | 0 | 0 | 0 | 0 | 0 | 0 | 0 | 0 | 0 | 0 | 0 | 0 | 0 | 0 | 0 | 0 | 0 | 0 | 0 | 0 | 0.027917 | 0.024971 | 0.026175 | 0.03075 | 0.0015957 | 0.1289 | 0.214 | 0 | 0 | 0 | 0 | 0 | 0 | 0 | 0 | 0 | 0 | 0 |  | 0 | 0 | 0 |  | #VALUE! | #VALUE! | #VALUE! | #VALUE! |  |  | #VALUE! | #VALUE! | 0 | 0 | 0.20123 | 0.20123 | #VALUE! | #VALUE! | #VALUE! | #VALUE! | 0 | 0 | 0.20123 | 0.20123 | #VALUE! | #VALUE! | #VALUE! | #VALUE! | 0 | 0 | 0.20123 | 0.20123 | #VALUE! | #VALUE! |  |  |  | #VALUE! | #VALUE! | #VALUE! | #VALUE! | #VALUE! | #VALUE! | #VALUE!
Saturday | 6 | 4 | 14 | 3710 | 0 | 0 | 0 | 0 | 0 | 0 | 0 | 0 | 0 | 0 | 0 | 0 | 0 | 0 | 0 | 0 | 0 | 0 | 0 | 0 | 0 | 0 | 0.043417 | 0.032357 | 0.025372 | 0.046 | 0.0019286 | 0.13672 | 0.214 | 0 | 0 | 0 | 0 | 0 | 0 | 0 | 0 | 0 | 0 | 0 |  | 0 | 0 | 0 |  | #VALUE! | #VALUE! | #VALUE! | #VALUE! |  |  | #VALUE! | #VALUE! | 0 | 0 | 0.20123 | 0.20123 | #VALUE! | #VALUE! | #VALUE! | #VALUE! | 0 | 0 | 0.20123 | 0.20123 | #VALUE! | #VALUE! | #VALUE! | #VALUE! | 0 | 0 | 0.20123 | 0.20123 | #VALUE! | #VALUE! |  |  |  | #VALUE! | #VALUE! | #VALUE! | #VALUE! | #VALUE! | #VALUE! | #VALUE!
Saturday | 6 | 4 | 15 | 3711 | 0 | 0 | 0 | 0 | 0 | 0 | 0 | 0 | 0 | 0 | 0 | 0 | 0 | 0 | 0 | 0 | 0 | 0 | 0 | 0 | 0 | 0.0015 | 0.048667 | 0.036729 | 0.02496 | 0.05675 | 0.016501 | 0.14139 | 0.214 | 0 | 0 | 0 | 0 | 0 | 0 | 0 | 0 | 0 | 0 | 0 |  | 0 | 0 | 0 |  | #VALUE! | #VALUE! | #VALUE! | #VALUE! |  |  | #VALUE! | #VALUE! | 0 | 0 | 0.20123 | 0.20123 | #VALUE! | #VALUE! | #VALUE! | #VALUE! | 0 | 0 | 0.20123 | 0.20123 | #VALUE! | #VALUE! | #VALUE! | #VALUE! | 0 | 0 | 0.20123 | 0.20123 | #VALUE! | #VALUE! |  |  |  | #VALUE! | #VALUE! | #VALUE! | #VALUE! | #VALUE! | #VALUE! | #VALUE!
Saturday | 6 | 4 | 16 | 3712 | 0 | 0 | 0 | 0 | 0 | 0 | 0 | 0 | 0 | 0 | 0 | 0 | 0 | 0 | 0 | 0 | 0 | 0 | 0 | 0 | 0 | 0.024 | 0.084417 | 0.07417 | 0.13557 | 0.12375 | 0.012027 | 0.16414 | 0.231 | 0 | 0 | 0 | 0 | 0 | 0 | 0 | 0 | 0 | 0 | 0 |  | 0 | 0 | 0 |  | #VALUE! | #VALUE! | #VALUE! | #VALUE! |  |  | #VALUE! | #VALUE! | 0 | 0 | 0.20123 | 0.20123 | #VALUE! | #VALUE! | #VALUE! | #VALUE! | 0 | 0 | 0.20123 | 0.20123 | #VALUE! | #VALUE! | #VALUE! | #VALUE! | 0 | 0 | 0.20123 | 0.20123 | #VALUE! | #VALUE! |  |  |  | #VALUE! | #VALUE! | #VALUE! | #VALUE! | #VALUE! | #VALUE! | #VALUE!
Saturday | 6 | 4 | 17 | 3713 | 0 | 0 | 0 | 0 | 0 | 0 | 0 | 0 | 0 | 0 | 0 | 0 | 0 | 0 | 0 | 0 | 0 | 0 | 0 | 0 | 0 | 0.0085 | 0.053833 | 0.047462 | 0.019944 | 0.0115 | 0.0082191 | 0.14443 | 0.214 | 0 | 0 | 0 | 0 | 0 | 0 | 0 | 0 | 0 | 0 | 0 |  | 0 | 0 | 0 |  | #VALUE! | #VALUE! | #VALUE! | #VALUE! |  |  | #VALUE! | #VALUE! | 0 | 0 | 0.20123 | 0.20123 | #VALUE! | #VALUE! | #VALUE! | #VALUE! | 0 | 0 | 0.20123 | 0.20123 | #VALUE! | #VALUE! | #VALUE! | #VALUE! | 0 | 0 | 0.20123 | 0.20123 | #VALUE! | #VALUE! |  |  |  | #VALUE! | #VALUE! | #VALUE! | #VALUE! | #VALUE! | #VALUE! | #VALUE!
Saturday | 6 | 4 | 18 | 3714 | 0 | 0 | 0 | 0 | 0 | 0 | 0 | 0 | 0 | 0 | 0 | 0 | 0 | 0 | 0 | 0 | 0 | 0 | 0 | 0 | 0 | 0 | 0 | 0 | 0.022346 | 0 | 0 | 0.059191 | 0.127 | 0 | 0 | 0 | 0 | 0 | 0 | 0 | 0 | 0 | 0 | 0 |  | 0 | 0 | 0 |  | #VALUE! | #VALUE! | #VALUE! | #VALUE! |  |  | #VALUE! | #VALUE! | 0 | 0 | 0.20123 | 0.20123 | #VALUE! | #VALUE! | #VALUE! | #VALUE! | 0 | 0 | 0.20123 | 0.20123 | #VALUE! | #VALUE! | #VALUE! | #VALUE! | 0 | 0 | 0.20123 | 0.20123 | #VALUE! | #VALUE! |  |  |  | #VALUE! | #VALUE! | #VALUE! | #VALUE! | #VALUE! | #VALUE! | #VALUE!
Saturday | 6 | 4 | 19 | 3715 | 0 | 0 | 0 | 0 | 0 | 0 | 0 | 0 | 0 | 0 | 0 | 0 | 0 | 0 | 0 | 0 | 0 | 0 | 0 | 0 | 0 | 0 | 0 | 0 | 0.015317 | 0 | 0 | 0.034748 | 0.091 | 0 | 0 | 0 | 0 | 0 | 0 | 0 | 0 | 0 | 0 | 0 |  | 0 | 0 | 0 |  | #VALUE! | #VALUE! | #VALUE! | #VALUE! |  |  | #VALUE! | #VALUE! | 0 | 0 | 0.20123 | 0.20123 | #VALUE! | #VALUE! | #VALUE! | #VALUE! | 0 | 0 | 0.20123 | 0.20123 | #VALUE! | #VALUE! | #VALUE! | #VALUE! | 0 | 0 | 0.20123 | 0.20123 | #VALUE! | #VALUE! |  |  |  | #VALUE! | #VALUE! | #VALUE! | #VALUE! | #VALUE! | #VALUE! | #VALUE!
Saturday | 6 | 4 | 20 | 3716 | 0 | 0 | 0 | 0 | 0 | 0 | 0 | 0 | 0 | 0 | 0 | 0 | 0 | 0 | 0 | 0 | 0 | 0 | 0 | 0 | 0 | 0 | 0 | 0 | 0.0066501 | 0 | 0 | 0.015204 | 0.056 | 0 | 0 | 0 | 0 | 0 | 0 | 0 | 0 | 0 | 0 | 0 |  | 0 | 0 | 0 |  | #VALUE! | #VALUE! | #VALUE! | #VALUE! |  |  | #VALUE! | #VALUE! | 0 | 0 | 0.20123 | 0.20123 | #VALUE! | #VALUE! | #VALUE! | #VALUE! | 0 | 0 | 0.20123 | 0.20123 | #VALUE! | #VALUE! | #VALUE! | #VALUE! | 0 | 0 | 0.20123 | 0.20123 | #VALUE! | #VALUE! |  |  |  | #VALUE! | #VALUE! | #VALUE! | #VALUE! | #VALUE! | #VALUE! | #VALUE!
Saturday | 6 | 4 | 21 | 3717 | 0 | 0 | 0 | 0 | 0 | 0 | 0 | 0 | 0 | 0 | 0 | 0 | 0 | 0 | 0 | 0 | 0 | 0 | 0 | 0 | 0 | 0 | 0 | 0 | 0 | 0 | 0 | 0.0072369 | 0.033 | 0 | 0 | 0 | 0 | 0 | 0 | 0 | 0 | 0 | 0 | 0 |  | 0 | 0 | 0 |  | #VALUE! | #VALUE! | #VALUE! | #VALUE! |  |  | #VALUE! | #VALUE! | 0 | 0 | 0.20123 | 0.20123 | #VALUE! | #VALUE! | #VALUE! | #VALUE! | 0 | 0 | 0.20123 | 0.20123 | #VALUE! | #VALUE! | #VALUE! | #VALUE! | 0 | 0 | 0.20123 | 0.20123 | #VALUE! | #VALUE! |  |  |  | #VALUE! | #VALUE! | #VALUE! | #VALUE! | #VALUE! | #VALUE! | #VALUE!
Saturday | 6 | 4 | 22 | 3718 | 0 | 0 | 0 | 0 | 0 | 0 | 0 | 0 | 0 | 0 | 0 | 0 | 0 | 0 | 0 | 0 | 0 | 0 | 0 | 0 | 0 | 0 | 0 | 0 | 0 | 0 | 0 | 0.00031724 | 0 | 0 | 0 | 0 | 0 | 0 | 0 | 0 | 0 | 0 | 0 | 0 |  | 0 | 0 | 0 |  | #VALUE! | #VALUE! | #VALUE! | #VALUE! |  |  | #VALUE! | #VALUE! | 0 | 0 | 0.20123 | 0.20123 | #VALUE! | #VALUE! | #VALUE! | #VALUE! | 0 | 0 | 0.20123 | 0.20123 | #VALUE! | #VALUE! | #VALUE! | #VALUE! | 0 | 0 | 0.20123 | 0.20123 | #VALUE! | #VALUE! |  |  |  | #VALUE! | #VALUE! | #VALUE! | #VALUE! | #VALUE! | #VALUE! | #VALUE!
Saturday | 6 | 4 | 23 | 3719 | 0 | 0 | 0 | 0 | 0 | 0 | 0 | 0 | 0 | 0 | 0 | 0 | 0 | 0 | 0 | 0 | 0 | 0 | 0 | 0 | 0 | 0 | 0 | 0 | 0 | 0 | 0 | 0 | 0 | 0 | 0 | 0 | 0 | 0 | 0 | 0 | 0 | 0 | 0 | 0 |  | 0 | 0 | 0 |  | #VALUE! | #VALUE! | #VALUE! | #VALUE! |  |  | #VALUE! | #VALUE! | 0 | 0 | 0.20123 | 0.20123 | #VALUE! | #VALUE! | #VALUE! | #VALUE! | 0 | 0 | 0.20123 | 0.20123 | #VALUE! | #VALUE! | #VALUE! | #VALUE! | 0 | 0 | 0.20123 | 0.20123 | #VALUE! | #VALUE! |  |  |  | #VALUE! | #VALUE! | #VALUE! | #VALUE! | #VALUE! | #VALUE! | #VALUE!
Saturday | 6 | 4 | 24 | 3720 | 0 | 0 | 0 | 0 | 0 | 0 | 0 | 0 | 0 | 0 | 0 | 0 | 0 | 0 | 0 | 0 | 0 | 0 | 0 | 0 | 0 | 0 | 0 | 0 | 0 | 0 | 0 | 0.00031724 | 0 | 0 | 0 | 0 | 0 | 0 | 0 | 0 | 0 | 0 | 0 | 0 |  | 0 | 0 | 0 |  | #VALUE! | #VALUE! | #VALUE! | #VALUE! |  |  | #VALUE! | #VALUE! | 0 | 0 | 0.20123 | 0.20123 | #VALUE! | #VALUE! | #VALUE! | #VALUE! | 0 | 0 | 0.20123 | 0.20123 | #VALUE! | #VALUE! | #VALUE! | #VALUE! | 0 | 0 | 0.20123 | 0.20123 | #VALUE! | #VALUE! |  |  |  | #VALUE! | #VALUE! | #VALUE! | #VALUE! | #VALUE! | #VALUE! | #VALUE!
Sunday | 6 | 5 | 1 | 3721 | 0 | 0 | 0 | 0 | 0 | 0 | 0 | 0 | 0 | 0 | 0 | 0 | 0 | 0 | 0 | 0 | 0 | 0 | 0 | 0 | 0 | 0 | 0 | 0 | 0 | 0 | 0 | 0 | 0 | 0 | 0 | 0 | 0 | 0 | 0 | 0 | 0 | 0 | 0 | 0 |  | 0 | 0 | 0 |  | #VALUE! | #VALUE! | #VALUE! | #VALUE! |  |  | #VALUE! | #VALUE! | 0 | 0 | 0.20123 | 0.20123 | #VALUE! | #VALUE! | #VALUE! | #VALUE! | 0 | 0 | 0.20123 | 0.20123 | #VALUE! | #VALUE! | #VALUE! | #VALUE! | 0 | 0 | 0.20123 | 0.20123 | #VALUE! | #VALUE! |  |  |  | #VALUE! | #VALUE! | #VALUE! | #VALUE! | #VALUE! | #VALUE! | #VALUE!
Sunday | 6 | 5 | 2 | 3722 | 0 | 0 | 0 | 0 | 0 | 0 | 0 | 0 | 0 | 0 | 0 | 0 | 0 | 0 | 0 | 0 | 0 | 0 | 0 | 0 | 0 | 0 | 0 | 0 | 0 | 0 | 0 | 0 | 0 | 0 | 0 | 0 | 0 | 0 | 0 | 0 | 0 | 0 | 0 | 0 |  | 0 | 0 | 0 |  | #VALUE! | #VALUE! | #VALUE! | #VALUE! |  |  | #VALUE! | #VALUE! | 0 | 0 | 0.20123 | 0.20123 | #VALUE! | #VALUE! | #VALUE! | #VALUE! | 0 | 0 | 0.20123 | 0.20123 | #VALUE! | #VALUE! | #VALUE! | #VALUE! | 0 | 0 | 0.20123 | 0.20123 | #VALUE! | #VALUE! |  |  |  | #VALUE! | #VALUE! | #VALUE! | #VALUE! | #VALUE! | #VALUE! | #VALUE!
Sunday | 6 | 5 | 3 | 3723 | 0 | 0 | 0 | 0 | 0 | 0 | 0 | 0 | 0 | 0 | 0 | 0 | 0 | 0 | 0 | 0 | 0 | 0 | 0 | 0 | 0 | 0 | 0 | 0 | 0 | 0 | 0 | 0 | 0 | 0 | 0 | 0 | 0 | 0 | 0 | 0 | 0 | 0 | 0 | 0 |  | 0 | 0 | 0 |  | #VALUE! | #VALUE! | #VALUE! | #VALUE! |  |  | #VALUE! | #VALUE! | 0 | 0 | 0.20123 | 0.20123 | #VALUE! | #VALUE! | #VALUE! | #VALUE! | 0 | 0 | 0.20123 | 0.20123 | #VALUE! | #VALUE! | #VALUE! | #VALUE! | 0 | 0 | 0.20123 | 0.20123 | #VALUE! | #VALUE! |  |  |  | #VALUE! | #VALUE! | #VALUE! | #VALUE! | #VALUE! | #VALUE! | #VALUE!
Sunday | 6 | 5 | 4 | 3724 | 0 | 0 | 0 | 0 | 0 | 0 | 0 | 0 | 0 | 0 | 0 | 0 | 0 | 0 | 0 | 0 | 0 | 0 | 0 | 0 | 0 | 0 | 0 | 0 | 0 | 0 | 0 | 0 | 0 | 0 | 0 | 0 | 0 | 0 | 0 | 0 | 0 | 0 | 0 | 0 |  | 0 | 0 | 0 |  | #VALUE! | #VALUE! | #VALUE! | #VALUE! |  |  | #VALUE! | #VALUE! | 0 | 0 | 0.20123 | 0.20123 | #VALUE! | #VALUE! | #VALUE! | #VALUE! | 0 | 0 | 0.20123 | 0.20123 | #VALUE! | #VALUE! | #VALUE! | #VALUE! | 0 | 0 | 0.20123 | 0.20123 | #VALUE! | #VALUE! |  |  |  | #VALUE! | #VALUE! | #VALUE! | #VALUE! | #VALUE! | #VALUE! | #VALUE!
Sunday | 6 | 5 | 5 | 3725 | 0 | 0 | 0 | 0 | 0 | 0 | 0 | 0 | 0 | 0 | 0 | 0 | 0 | 0 | 0 | 0 | 0 | 0 | 0 | 0 | 0 | 0 | 0 | 0 | 0 | 0 | 0 | 0 | 0 | 0 | 0 | 0 | 0 | 0 | 0 | 0 | 0 | 0 | 0 | 0 |  | 0 | 0 | 0 |  | #VALUE! | #VALUE! | #VALUE! | #VALUE! |  |  | #VALUE! | #VALUE! | 0 | 0 | 0.20123 | 0.20123 | #VALUE! | #VALUE! | #VALUE! | #VALUE! | 0 | 0 | 0.20123 | 0.20123 | #VALUE! | #VALUE! | #VALUE! | #VALUE! | 0 | 0 | 0.20123 | 0.20123 | #VALUE! | #VALUE! |  |  |  | #VALUE! | #VALUE! | #VALUE! | #VALUE! | #VALUE! | #VALUE! | #VALUE!
Sunday | 6 | 5 | 6 | 3726 | 0 | 0 | 0 | 0 | 0 | 0 | 0 | 0 | 0 | 0 | 0 | 0 | 0 | 0 | 0 | 0 | 0 | 0 | 0 | 0 | 0 | 0 | 0 | 0 | 0 | 0 | 0 | 0 | 0 | 0 | 0 | 0 | 0 | 0 | 0 | 0 | 0 | 0 | 0 | 0 |  | 0 | 0 | 0 |  | #VALUE! | #VALUE! | #VALUE! | #VALUE! |  |  | #VALUE! | #VALUE! | 0 | 0 | 0.20123 | 0.20123 | #VALUE! | #VALUE! | #VALUE! | #VALUE! | 0 | 0 | 0.20123 | 0.20123 | #VALUE! | #VALUE! | #VALUE! | #VALUE! | 0 | 0 | 0.20123 | 0.20123 | #VALUE! | #VALUE! |  |  |  | #VALUE! | #VALUE! | #VALUE! | #VALUE! | #VALUE! | #VALUE! | #VALUE!
Sunday | 6 | 5 | 7 | 3727 | 0 | 0 | 0 | 0 | 0 | 0 | 0 | 0 | 0 | 0 | 0 | 0 | 0 | 0 | 0 | 0 | 0 | 0 | 0 | 0 | 0 | 0 | 0 | 0 | 0 | 0 | 0 | 0.015703 | 0.041 | 0 | 0 | 0 | 0 | 0 | 0 | 0 | 0 | 0 | 0 | 0 |  | 0 | 0 | 0 |  | #VALUE! | #VALUE! | #VALUE! | #VALUE! |  |  | #VALUE! | #VALUE! | 0 | 0 | 0.20123 | 0.20123 | #VALUE! | #VALUE! | #VALUE! | #VALUE! | 0 | 0 | 0.20123 | 0.20123 | #VALUE! | #VALUE! | #VALUE! | #VALUE! | 0 | 0 | 0.20123 | 0.20123 | #VALUE! | #VALUE! |  |  |  | #VALUE! | #VALUE! | #VALUE! | #VALUE! | #VALUE! | #VALUE! | #VALUE!
Sunday | 6 | 5 | 8 | 3728 | 0 | 0 | 0 | 0 | 0 | 0 | 0 | 0 | 0 | 0 | 0 | 0 | 0 | 0 | 0 | 0 | 0 | 0 | 0 | 0 | 0 | 0 | 0 | 0.00028125 | 0.022292 | 0 | 0.00060129 | 0.05144 | 0.143 | 0 | 0 | 0 | 0 | 0 | 0 | 0 | 0 | 0 | 0 | 0 |  | 0 | 0 | 0 |  | #VALUE! | #VALUE! | #VALUE! | #VALUE! |  |  | #VALUE! | #VALUE! | 0 | 0 | 0.20123 | 0.20123 | #VALUE! | #VALUE! | #VALUE! | #VALUE! | 0 | 0 | 0.20123 | 0.20123 | #VALUE! | #VALUE! | #VALUE! | #VALUE! | 0 | 0 | 0.20123 | 0.20123 | #VALUE! | #VALUE! |  |  |  | #VALUE! | #VALUE! | #VALUE! | #VALUE! | #VALUE! | #VALUE! | #VALUE!
Sunday | 6 | 5 | 9 | 3729 | 0 | 0 | 0 | 0 | 0 | 0 | 0 | 0 | 0 | 0 | 0 | 0 | 0 | 0 | 0 | 0 | 0 | 0 | 0 | 0 | 0 | 0 | 0.03725 | 0.040105 | 0.075473 | 0.01775 | 0.0024745 | 0.15107 | 0.268 | 0 | 0 | 0 | 0 | 0 | 0 | 0 | 0 | 0 | 0 | 0 |  | 0 | 0 | 0 |  | #VALUE! | #VALUE! | #VALUE! | #VALUE! |  |  | #VALUE! | #VALUE! | 0 | 0 | 0.20123 | 0.20123 | #VALUE! | #VALUE! | #VALUE! | #VALUE! | 0 | 0 | 0.20123 | 0.20123 | #VALUE! | #VALUE! | #VALUE! | #VALUE! | 0 | 0 | 0.20123 | 0.20123 | #VALUE! | #VALUE! |  |  |  | #VALUE! | #VALUE! | #VALUE! | #VALUE! | #VALUE! | #VALUE! | #VALUE!
Sunday | 6 | 5 | 10 | 3730 | 0 | 0 | 0 | 0 | 0 | 0 | 0 | 0 | 0 | 0 | 0 | 0 | 0 | 0 | 0 | 0 | 0 | 0 | 0 | 0 | 0 | 0.0575 | 0.18542 | 0.18625 | 0.35351 | 0.03525 | 0.0039778 | 0.25962 | 0.367 | 0 | 0 | 0 | 0 | 0 | 0 | 0 | 0 | 0 | 0 | 0 |  | 0 | 0 | 0 |  | #VALUE! | #VALUE! | #VALUE! | #VALUE! |  |  | #VALUE! | #VALUE! | 0 | 0 | 0.20123 | 0.20123 | #VALUE! | #VALUE! | #VALUE! | #VALUE! | 0 | 0 | 0.20123 | 0.20123 | #VALUE! | #VALUE! | #VALUE! | #VALUE! | 0 | 0 | 0.20123 | 0.20123 | #VALUE! | #VALUE! |  |  |  | #VALUE! | #VALUE! | #VALUE! | #VALUE! | #VALUE! | #VALUE! | #VALUE!
Sunday | 6 | 5 | 11 | 3731 | 0 | 0 | 0 | 0 | 0 | 0 | 0 | 0 | 0 | 0 | 0 | 0 | 0 | 0 | 0 | 0 | 0 | 0 | 0 | 0 | 0 | 0.2685 | 0.40275 | 0.40008 | 0.38768 | 0.032 | 0.0057123 | 0.40559 | 0.463 | 0 | 0 | 0 | 0 | 0 | 0 | 0 | 0 | 0 | 0 | 0 |  | 0 | 0 | 0 |  | #VALUE! | #VALUE! | #VALUE! | #VALUE! |  |  | #VALUE! | #VALUE! | 0 | 0 | 0.20123 | 0.20123 | #VALUE! | #VALUE! | #VALUE! | #VALUE! | 0 | 0 | 0.20123 | 0.20123 | #VALUE! | #VALUE! | #VALUE! | #VALUE! | 0 | 0 | 0.20123 | 0.20123 | #VALUE! | #VALUE! |  |  |  | #VALUE! | #VALUE! | #VALUE! | #VALUE! | #VALUE! | #VALUE! | #VALUE!
Sunday | 6 | 5 | 12 | 3732 | 0 | 0 | 0 | 0 | 0 | 0 | 0 | 0 | 0 | 0 | 0 | 0 | 0 | 0 | 0 | 0 | 0 | 0 | 0 | 0 | 0 | 0.3005 | 0.43767 | 0.43106 | 0.3954 | 0.108 | 0.0065886 | 0.43595 | 0.471 | 0 | 0 | 0 | 0 | 0 | 0 | 0 | 0 | 0 | 0 | 0 |  | 0 | 0 | 0 |  | #VALUE! | #VALUE! | #VALUE! | #VALUE! |  |  | #VALUE! | #VALUE! | 0 | 0 | 0.20123 | 0.20123 | #VALUE! | #VALUE! | #VALUE! | #VALUE! | 0 | 0 | 0.20123 | 0.20123 | #VALUE! | #VALUE! | #VALUE! | #VALUE! | 0 | 0 | 0.20123 | 0.20123 | #VALUE! | #VALUE! |  |  |  | #VALUE! | #VALUE! | #VALUE! | #VALUE! | #VALUE! | #VALUE! | #VALUE!
Sunday | 6 | 5 | 13 | 3733 | 0 | 0 | 0 | 0 | 0 | 0 | 0 | 0 | 0 | 0 | 0 | 0 | 0 | 0 | 0 | 0 | 0 | 0 | 0 | 0 | 0 | 0.3275 | 0.47017 | 0.46888 | 0.40614 | 0.25075 | 0.022637 | 0.4841 | 0.505 | 0 | 0 | 0 | 0 | 0 | 0 | 0 | 0 | 0 | 0 | 0 |  | 0 | 0 | 0 |  | #VALUE! | #VALUE! | #VALUE! | #VALUE! |  |  | #VALUE! | #VALUE! | 0 | 0 | 0.20123 | 0.20123 | #VALUE! | #VALUE! | #VALUE! | #VALUE! | 0 | 0 | 0.20123 | 0.20123 | #VALUE! | #VALUE! | #VALUE! | #VALUE! | 0 | 0 | 0.20123 | 0.20123 | #VALUE! | #VALUE! |  |  |  | #VALUE! | #VALUE! | #VALUE! | #VALUE! | #VALUE! | #VALUE! | #VALUE!
Sunday | 6 | 5 | 14 | 3734 | 0 | 0 | 0 | 0 | 0 | 0 | 0 | 0 | 0 | 0 | 0 | 0 | 0 | 0 | 0 | 0 | 0 | 0 | 0 | 0 | 0 | 0.353 | 0.49292 | 0.49005 | 0.41242 | 0.27075 | 0.056638 | 0.51149 | 0.522 | 0 | 0 | 0 | 0 | 0 | 0 | 0 | 0 | 0 | 0 | 0 |  | 0 | 0 | 0 |  | #VALUE! | #VALUE! | #VALUE! | #VALUE! |  |  | #VALUE! | #VALUE! | 0 | 0 | 0.20123 | 0.20123 | #VALUE! | #VALUE! | #VALUE! | #VALUE! | 0 | 0 | 0.20123 | 0.20123 | #VALUE! | #VALUE! | #VALUE! | #VALUE! | 0 | 0 | 0.20123 | 0.20123 | #VALUE! | #VALUE! |  |  |  | #VALUE! | #VALUE! | #VALUE! | #VALUE! | #VALUE! | #VALUE! | #VALUE!
Sunday | 6 | 5 | 15 | 3735 | 0 | 0 | 0 | 0 | 0 | 0 | 0 | 0 | 0 | 0 | 0 | 0 | 0 | 0 | 0 | 0 | 0 | 0 | 0 | 0 | 0 | 0.398 | 0.56008 | 0.55192 | 0.44808 | 0.35075 | 0.072218 | 0.59162 | 0.623 | 0 | 0 | 0 | 0 | 0 | 0 | 0 | 0 | 0 | 0 | 0 |  | 0 | 0 | 0 |  | #VALUE! | #VALUE! | #VALUE! | #VALUE! |  |  | #VALUE! | #VALUE! | 0 | 0 | 0.20123 | 0.20123 | #VALUE! | #VALUE! | #VALUE! | #VALUE! | 0 | 0 | 0.20123 | 0.20123 | #VALUE! | #VALUE! | #VALUE! | #VALUE! | 0 | 0 | 0.20123 | 0.20123 | #VALUE! | #VALUE! |  |  |  | #VALUE! | #VALUE! | #VALUE! | #VALUE! | #VALUE! | #VALUE! | #VALUE!
Sunday | 6 | 5 | 16 | 3736 | 0 | 0 | 0 | 0 | 0 | 0 | 0 | 0 | 0 | 0 | 0 | 0 | 0 | 0 | 0 | 0 | 0 | 0 | 0 | 0 | 0 | 0.275 | 0.36217 | 0.36457 | 0.32298 | 0.33075 | 0.042137 | 0.39289 | 0.403 | 0 | 0 | 0 | 0 | 0 | 0 | 0 | 0 | 0 | 0 | 0 |  | 0 | 0 | 0 |  | #VALUE! | #VALUE! | #VALUE! | #VALUE! |  |  | #VALUE! | #VALUE! | 0 | 0 | 0.20123 | 0.20123 | #VALUE! | #VALUE! | #VALUE! | #VALUE! | 0 | 0 | 0.20123 | 0.20123 | #VALUE! | #VALUE! | #VALUE! | #VALUE! | 0 | 0 | 0.20123 | 0.20123 | #VALUE! | #VALUE! |  |  |  | #VALUE! | #VALUE! | #VALUE! | #VALUE! | #VALUE! | #VALUE! | #VALUE!
Sunday | 6 | 5 | 17 | 3737 | 0 | 0 | 0 | 0 | 0 | 0 | 0 | 0 | 0 | 0 | 0 | 0 | 0 | 0 | 0 | 0 | 0 | 0 | 0 | 0 | 0 | 0.187 | 0.26925 | 0.28052 | 0.30275 | 0.2815 | 0.018654 | 0.32177 | 0.339 | 0 | 0 | 0 | 0 | 0 | 0 | 0 | 0 | 0 | 0 | 0 |  | 0 | 0 | 0 |  | #VALUE! | #VALUE! | #VALUE! | #VALUE! |  |  | #VALUE! | #VALUE! | 0 | 0 | 0.20123 | 0.20123 | #VALUE! | #VALUE! | #VALUE! | #VALUE! | 0 | 0 | 0.20123 | 0.20123 | #VALUE! | #VALUE! | #VALUE! | #VALUE! | 0 | 0 | 0.20123 | 0.20123 | #VALUE! | #VALUE! |  |  |  | #VALUE! | #VALUE! | #VALUE! | #VALUE! | #VALUE! | #VALUE! | #VALUE!
Sunday | 6 | 5 | 18 | 3738 | 0 | 0 | 0 | 0 | 0 | 0 | 0 | 0 | 0 | 0 | 0 | 0 | 0 | 0 | 0 | 0 | 0 | 0 | 0 | 0 | 0 | 0.0435 | 0.11442 | 0.11933 | 0.1232 | 0.169 | 0.011675 | 0.19851 | 0.247 | 0 | 0 | 0 | 0 | 0 | 0 | 0 | 0 | 0 | 0 | 0 |  | 0 | 0 | 0 |  | #VALUE! | #VALUE! | #VALUE! | #VALUE! |  |  | #VALUE! | #VALUE! | 0 | 0 | 0.20123 | 0.20123 | #VALUE! | #VALUE! | #VALUE! | #VALUE! | 0 | 0 | 0.20123 | 0.20123 | #VALUE! | #VALUE! | #VALUE! | #VALUE! | 0 | 0 | 0.20123 | 0.20123 | #VALUE! | #VALUE! |  |  |  | #VALUE! | #VALUE! | #VALUE! | #VALUE! | #VALUE! | #VALUE! | #VALUE!
Sunday | 6 | 5 | 19 | 3739 | 0 | 0 | 0 | 0 | 0 | 0 | 0 | 0 | 0 | 0 | 0 | 0 | 0 | 0 | 0 | 0 | 0 | 0 | 0 | 0 | 0 | 0 | 0 | 0.0098436 | 0.022377 | 0.054 | 0.0010407 | 0.10409 | 0.178 | 0 | 0 | 0 | 0 | 0 | 0 | 0 | 0 | 0 | 0 | 0 |  | 0 | 0 | 0 |  | #VALUE! | #VALUE! | #VALUE! | #VALUE! |  |  | #VALUE! | #VALUE! | 0 | 0 | 0.20123 | 0.20123 | #VALUE! | #VALUE! | #VALUE! | #VALUE! | 0 | 0 | 0.20123 | 0.20123 | #VALUE! | #VALUE! | #VALUE! | #VALUE! | 0 | 0 | 0.20123 | 0.20123 | #VALUE! | #VALUE! |  |  |  | #VALUE! | #VALUE! | #VALUE! | #VALUE! | #VALUE! | #VALUE! | #VALUE!
Sunday | 6 | 5 | 20 | 3740 | 0 | 0 | 0 | 0 | 0 | 0 | 0 | 0 | 0 | 0 | 0 | 0 | 0 | 0 | 0 | 0 | 0 | 0 | 0 | 0 | 0 | 0 | 0 | 0 | 0.024389 | 0 | 0.0003469 | 0.068369 | 0.143 | 0 | 0 | 0 | 0 | 0 | 0 | 0 | 0 | 0 | 0 | 0 |  | 0 | 0 | 0 |  | #VALUE! | #VALUE! | #VALUE! | #VALUE! |  |  | #VALUE! | #VALUE! | 0 | 0 | 0.20123 | 0.20123 | #VALUE! | #VALUE! | #VALUE! | #VALUE! | 0 | 0 | 0.20123 | 0.20123 | #VALUE! | #VALUE! | #VALUE! | #VALUE! | 0 | 0 | 0.20123 | 0.20123 | #VALUE! | #VALUE! |  |  |  | #VALUE! | #VALUE! | #VALUE! | #VALUE! | #VALUE! | #VALUE! | #VALUE!
Sunday | 6 | 5 | 21 | 3741 | 0 | 0 | 0 | 0 | 0 | 0 | 0 | 0 | 0 | 0 | 0 | 0 | 0 | 0 | 0 | 0 | 0 | 0 | 0 | 0 | 0 | 0 | 0 | 0 | 0.01008 | 0 | 0 | 0.02296 | 0.073 | 0 | 0 | 0 | 0 | 0 | 0 | 0 | 0 | 0 | 0 | 0 |  | 0 | 0 | 0 |  | #VALUE! | #VALUE! | #VALUE! | #VALUE! |  |  | #VALUE! | #VALUE! | 0 | 0 | 0.20123 | 0.20123 | #VALUE! | #VALUE! | #VALUE! | #VALUE! | 0 | 0 | 0.20123 | 0.20123 | #VALUE! | #VALUE! | #VALUE! | #VALUE! | 0 | 0 | 0.20123 | 0.20123 | #VALUE! | #VALUE! |  |  |  | #VALUE! | #VALUE! | #VALUE! | #VALUE! | #VALUE! | #VALUE! | #VALUE!
Sunday | 6 | 5 | 22 | 3742 | 0 | 0 | 0 | 0 | 0 | 0 | 0 | 0 | 0 | 0 | 0 | 0 | 0 | 0 | 0 | 0 | 0 | 0 | 0 | 0 | 0 | 0 | 0 | 0 | 0.0027576 | 0 | 0 | 0.015054 | 0.055 | 0 | 0 | 0 | 0 | 0 | 0 | 0 | 0 | 0 | 0 | 0 |  | 0 | 0 | 0 |  | #VALUE! | #VALUE! | #VALUE! | #VALUE! |  |  | #VALUE! | #VALUE! | 0 | 0 | 0.20123 | 0.20123 | #VALUE! | #VALUE! | #VALUE! | #VALUE! | 0 | 0 | 0.20123 | 0.20123 | #VALUE! | #VALUE! | #VALUE! | #VALUE! | 0 | 0 | 0.20123 | 0.20123 | #VALUE! | #VALUE! |  |  |  | #VALUE! | #VALUE! | #VALUE! | #VALUE! | #VALUE! | #VALUE! | #VALUE!
Sunday | 6 | 5 | 23 | 3743 | 0 | 0 | 0 | 0 | 0 | 0 | 0 | 0 | 0 | 0 | 0 | 0 | 0 | 0 | 0 | 0 | 0 | 0 | 0 | 0 | 0 | 0 | 0 | 0 | 0 | 0 | 0 | 0.0072369 | 0.038 | 0 | 0 | 0 | 0 | 0 | 0 | 0 | 0 | 0 | 0 | 0 |  | 0 | 0 | 0 |  | #VALUE! | #VALUE! | #VALUE! | #VALUE! |  |  | #VALUE! | #VALUE! | 0 | 0 | 0.20123 | 0.20123 | #VALUE! | #VALUE! | #VALUE! | #VALUE! | 0 | 0 | 0.20123 | 0.20123 | #VALUE! | #VALUE! | #VALUE! | #VALUE! | 0 | 0 | 0.20123 | 0.20123 | #VALUE! | #VALUE! |  |  |  | #VALUE! | #VALUE! | #VALUE! | #VALUE! | #VALUE! | #VALUE! | #VALUE!
Sunday | 6 | 5 | 24 | 3744 | 0 | 0 | 0 | 0 | 0 | 0 | 0 | 0 | 0 | 0 | 0 | 0 | 0 | 0 | 0 | 0 | 0 | 0 | 0 | 0 | 0 | 0 | 0 | 0 | 0 | 0 | 0 | 0 | 0 | 0 | 0 | 0 | 0 | 0 | 0 | 0 | 0 | 0 | 0 | 0 |  | 0 | 0 | 0 |  | #VALUE! | #VALUE! | #VALUE! | #VALUE! |  |  | #VALUE! | #VALUE! | 0 | 0 | 0.20123 | 0.20123 | #VALUE! | #VALUE! | #VALUE! | #VALUE! | 0 | 0 | 0.20123 | 0.20123 | #VALUE! | #VALUE! | #VALUE! | #VALUE! | 0 | 0 | 0.20123 | 0.20123 | #VALUE! | #VALUE! |  |  |  | #VALUE! | #VALUE! | #VALUE! | #VALUE! | #VALUE! | #VALUE! | #VALUE!
Monday | 6 | 6 | 1 | 3745 | 0 | 0 | 0 | 0 | 0 | 0 | 0 | 0 | 0 | 0 | 0 | 0 | 0 | 0 | 0 | 0 | 0 | 0 | 0 | 0 | 0 | 0 | 0 | 0 | 0 | 0 | 0 | 0 | 0 | 0 | 0 | 0 | 0 | 0 | 0 | 0 | 0 | 0 | 0 | 0 |  | 0 | 0 | 0 |  | #VALUE! | #VALUE! | #VALUE! | #VALUE! |  |  | #VALUE! | #VALUE! | 0 | 0 | 0.20123 | 0.20123 | #VALUE! | #VALUE! | #VALUE! | #VALUE! | 0 | 0 | 0.20123 | 0.20123 | #VALUE! | #VALUE! | #VALUE! | #VALUE! | 0 | 0 | 0.20123 | 0.20123 | #VALUE! | #VALUE! |  |  |  | #VALUE! | #VALUE! | #VALUE! | #VALUE! | #VALUE! | #VALUE! | #VALUE!
Monday | 6 | 6 | 2 | 3746 | 0 | 0 | 0 | 0 | 0 | 0 | 0 | 0 | 0 | 0 | 0 | 0 | 0 | 0 | 0 | 0 | 0 | 0 | 0 | 0 | 0 | 0 | 0 | 0 | 0 | 0 | 0 | 0 | 0 | 0 | 0 | 0 | 0 | 0 | 0 | 0 | 0 | 0 | 0 | 0 |  | 0 | 0 | 0 |  | #VALUE! | #VALUE! | #VALUE! | #VALUE! |  |  | #VALUE! | #VALUE! | 0 | 0 | 0.20123 | 0.20123 | #VALUE! | #VALUE! | #VALUE! | #VALUE! | 0 | 0 | 0.20123 | 0.20123 | #VALUE! | #VALUE! | #VALUE! | #VALUE! | 0 | 0 | 0.20123 | 0.20123 | #VALUE! | #VALUE! |  |  |  | #VALUE! | #VALUE! | #VALUE! | #VALUE! | #VALUE! | #VALUE! | #VALUE!
Monday | 6 | 6 | 3 | 3747 | 0 | 0 | 0 | 0 | 0 | 0 | 0 | 0 | 0 | 0 | 0 | 0 | 0 | 0 | 0 | 0 | 0 | 0 | 0 | 0 | 0 | 0 | 0 | 0 | 0 | 0 | 0 | 0 | 0 | 0 | 0 | 0 | 0 | 0 | 0 | 0 | 0 | 0 | 0 | 0 |  | 0 | 0 | 0 |  | #VALUE! | #VALUE! | #VALUE! | #VALUE! |  |  | #VALUE! | #VALUE! | 0 | 0 | 0.20123 | 0.20123 | #VALUE! | #VALUE! | #VALUE! | #VALUE! | 0 | 0 | 0.20123 | 0.20123 | #VALUE! | #VALUE! | #VALUE! | #VALUE! | 0 | 0 | 0.20123 | 0.20123 | #VALUE! | #VALUE! |  |  |  | #VALUE! | #VALUE! | #VALUE! | #VALUE! | #VALUE! | #VALUE! | #VALUE!
Monday | 6 | 6 | 4 | 3748 | 0 | 0 | 0 | 0 | 0 | 0 | 0 | 0 | 0 | 0 | 0 | 0 | 0 | 0 | 0 | 0 | 0 | 0 | 0 | 0 | 0 | 0 | 0 | 0 | 0 | 0 | 0 | 0 | 0 | 0 | 0 | 0 | 0 | 0 | 0 | 0 | 0 | 0 | 0 | 0 |  | 0 | 0 | 0 |  | #VALUE! | #VALUE! | #VALUE! | #VALUE! |  |  | #VALUE! | #VALUE! | 0 | 0 | 0.20123 | 0.20123 | #VALUE! | #VALUE! | #VALUE! | #VALUE! | 0 | 0 | 0.20123 | 0.20123 | #VALUE! | #VALUE! | #VALUE! | #VALUE! | 0 | 0 | 0.20123 | 0.20123 | #VALUE! | #VALUE! |  |  |  | #VALUE! | #VALUE! | #VALUE! | #VALUE! | #VALUE! | #VALUE! | #VALUE!
Monday | 6 | 6 | 5 | 3749 | 0 | 0 | 0 | 0 | 0 | 0 | 0 | 0 | 0 | 0 | 0 | 0 | 0 | 0 | 0 | 0 | 0 | 0 | 0 | 0 | 0 | 0 | 0 | 0 | 0 | 0 | 0 | 0 | 0 | 0 | 0 | 0 | 0 | 0 | 0 | 0 | 0 | 0 | 0 | 0 |  | 0 | 0 | 0 |  | #VALUE! | #VALUE! | #VALUE! | #VALUE! |  |  | #VALUE! | #VALUE! | 0 | 0 | 0.20123 | 0.20123 | #VALUE! | #VALUE! | #VALUE! | #VALUE! | 0 | 0 | 0.20123 | 0.20123 | #VALUE! | #VALUE! | #VALUE! | #VALUE! | 0 | 0 | 0.20123 | 0.20123 | #VALUE! | #VALUE! |  |  |  | #VALUE! | #VALUE! | #VALUE! | #VALUE! | #VALUE! | #VALUE! | #VALUE!
Monday | 6 | 6 | 6 | 3750 | 0 | 0 | 0 | 0 | 0 | 0 | 0 | 0 | 0 | 0 | 0 | 0 | 0 | 0 | 0 | 0 | 0 | 0 | 0 | 0 | 0 | 0 | 0 | 0 | 0 | 0 | 0 | 0 | 0 | 0 | 0 | 0 | 0 | 0 | 0 | 0 | 0 | 0 | 0 | 0 |  | 0 | 0 | 0 |  | #VALUE! | #VALUE! | #VALUE! | #VALUE! |  |  | #VALUE! | #VALUE! | 0 | 0 | 0.20123 | 0.20123 | #VALUE! | #VALUE! | #VALUE! | #VALUE! | 0 | 0 | 0.20123 | 0.20123 | #VALUE! | #VALUE! | #VALUE! | #VALUE! | 0 | 0 | 0.20123 | 0.20123 | #VALUE! | #VALUE! |  |  |  | #VALUE! | #VALUE! | #VALUE! | #VALUE! | #VALUE! | #VALUE! | #VALUE!
Monday | 6 | 6 | 7 | 3751 | 0 | 0 | 0 | 0 | 0 | 0 | 0 | 0 | 0 | 0 | 0 | 0 | 0 | 0 | 0 | 0 | 0 | 0 | 0 | 0 | 0 | 0 | 0 | 0 | 0.0020074 | 0 | 0 | 0 | 0 | 0 | 0 | 0 | 0 | 0 | 0 | 0 | 0 | 0 | 0 | 0 |  | 0 | 0 | 0 |  | #VALUE! | #VALUE! | #VALUE! | #VALUE! |  |  | #VALUE! | #VALUE! | 0 | 0 | 0.20123 | 0.20123 | #VALUE! | #VALUE! | #VALUE! | #VALUE! | 0 | 0 | 0.20123 | 0.20123 | #VALUE! | #VALUE! | #VALUE! | #VALUE! | 0 | 0 | 0.20123 | 0.20123 | #VALUE! | #VALUE! |  |  |  | #VALUE! | #VALUE! | #VALUE! | #VALUE! | #VALUE! | #VALUE! | #VALUE!
Monday | 6 | 6 | 8 | 3752 | 0 | 0 | 0 | 0 | 0 | 0 | 0 | 0 | 0 | 0 | 0 | 0 | 0 | 0 | 0 | 0 | 0 | 0 | 0 | 0 | 0 | 0 | 0 | 0 | 0.0041523 | 0 | 0 | 0.0061862 | 0.007 | 0 | 0 | 0 | 0 | 0 | 0 | 0 | 0 | 0 | 0 | 0 |  | 0 | 0 | 0 |  | #VALUE! | #VALUE! | #VALUE! | #VALUE! |  |  | #VALUE! | #VALUE! | 0 | 0 | 0.20123 | 0.20123 | #VALUE! | #VALUE! | #VALUE! | #VALUE! | 0 | 0 | 0.20123 | 0.20123 | #VALUE! | #VALUE! | #VALUE! | #VALUE! | 0 | 0 | 0.20123 | 0.20123 | #VALUE! | #VALUE! |  |  |  | #VALUE! | #VALUE! | #VALUE! | #VALUE! | #VALUE! | #VALUE! | #VALUE!
Monday | 6 | 6 | 9 | 3753 | 0 | 0 | 0 | 0 | 0 | 0 | 0 | 0 | 0 | 0 | 0 | 0 | 0 | 0 | 0 | 0 | 0 | 0 | 0 | 0 | 0 | 0 | 0 | 0 | 0.013707 | 0 | 0 | 0.012214 | 0.054 | 0 | 0 | 0 | 0 | 0 | 0 | 0 | 0 | 0 | 0 | 0 |  | 0 | 0 | 0 |  | #VALUE! | #VALUE! | #VALUE! | #VALUE! |  |  | #VALUE! | #VALUE! | 0 | 0 | 0.20123 | 0.20123 | #VALUE! | #VALUE! | #VALUE! | #VALUE! | 0 | 0 | 0.20123 | 0.20123 | #VALUE! | #VALUE! | #VALUE! | #VALUE! | 0 | 0 | 0.20123 | 0.20123 | #VALUE! | #VALUE! |  |  |  | #VALUE! | #VALUE! | #VALUE! | #VALUE! | #VALUE! | #VALUE! | #VALUE!
Monday | 6 | 6 | 10 | 3754 | 0 | 0 | 0 | 0 | 0 | 0 | 0 | 0 | 0 | 0 | 0 | 0 | 0 | 0 | 0 | 0 | 0 | 0 | 0 | 0 | 0 | 0 | 0 | 0 | 0.024429 | 0 | 0 | 0.024979 | 0.103 | 0 | 0 | 0 | 0 | 0 | 0 | 0 | 0 | 0 | 0 | 0 |  | 0 | 0 | 0 |  | #VALUE! | #VALUE! | #VALUE! | #VALUE! |  |  | #VALUE! | #VALUE! | 0 | 0 | 0.20123 | 0.20123 | #VALUE! | #VALUE! | #VALUE! | #VALUE! | 0 | 0 | 0.20123 | 0.20123 | #VALUE! | #VALUE! | #VALUE! | #VALUE! | 0 | 0 | 0.20123 | 0.20123 | #VALUE! | #VALUE! |  |  |  | #VALUE! | #VALUE! | #VALUE! | #VALUE! | #VALUE! | #VALUE! | #VALUE!
Monday | 6 | 6 | 11 | 3755 | 0 | 0 | 0 | 0 | 0 | 0 | 0 | 0 | 0 | 0 | 0 | 0 | 0 | 0 | 0 | 0 | 0 | 0 | 0 | 0 | 0 | 0 | 0 | 0 | 0.025569 | 0 | 0 | 0.039477 | 0.126 | 0 | 0 | 0 | 0 | 0 | 0 | 0 | 0 | 0 | 0 | 0 |  | 0 | 0 | 0 |  | #VALUE! | #VALUE! | #VALUE! | #VALUE! |  |  | #VALUE! | #VALUE! | 0 | 0 | 0.20123 | 0.20123 | #VALUE! | #VALUE! | #VALUE! | #VALUE! | 0 | 0 | 0.20123 | 0.20123 | #VALUE! | #VALUE! | #VALUE! | #VALUE! | 0 | 0 | 0.20123 | 0.20123 | #VALUE! | #VALUE! |  |  |  | #VALUE! | #VALUE! | #VALUE! | #VALUE! | #VALUE! | #VALUE! | #VALUE!
Monday | 6 | 6 | 12 | 3756 | 0 | 0 | 0 | 0 | 0 | 0 | 0 | 0 | 0 | 0 | 0 | 0 | 0 | 0 | 0 | 0 | 0 | 0 | 0 | 0 | 0 | 0 | 0 | 0.0031989 | 0.025611 | 0 | 0.0009135 | 0.086076 | 0.179 | 0 | 0 | 0 | 0 | 0 | 0 | 0 | 0 | 0 | 0 | 0 |  | 0 | 0 | 0 |  | #VALUE! | #VALUE! | #VALUE! | #VALUE! |  |  | #VALUE! | #VALUE! | 0 | 0 | 0.20123 | 0.20123 | #VALUE! | #VALUE! | #VALUE! | #VALUE! | 0 | 0 | 0.20123 | 0.20123 | #VALUE! | #VALUE! | #VALUE! | #VALUE! | 0 | 0 | 0.20123 | 0.20123 | #VALUE! | #VALUE! |  |  |  | #VALUE! | #VALUE! | #VALUE! | #VALUE! | #VALUE! | #VALUE! | #VALUE!
Monday | 6 | 6 | 13 | 3757 | 0 | 0 | 0 | 0 | 0 | 0 | 0 | 0 | 0 | 0 | 0 | 0 | 0 | 0 | 0 | 0 | 0 | 0 | 0 | 0 | 0 | 0 | 0.001 | 0.0068996 | 0.025233 | 0.01425 | 0.0012604 | 0.10905 | 0.196 | 0 | 0 | 0 | 0 | 0 | 0 | 0 | 0 | 0 | 0 | 0 |  | 0 | 0 | 0 |  | #VALUE! | #VALUE! | #VALUE! | #VALUE! |  |  | #VALUE! | #VALUE! | 0 | 0 | 0.20123 | 0.20123 | #VALUE! | #VALUE! | #VALUE! | #VALUE! | 0 | 0 | 0.20123 | 0.20123 | #VALUE! | #VALUE! | #VALUE! | #VALUE! | 0 | 0 | 0.20123 | 0.20123 | #VALUE! | #VALUE! |  |  |  | #VALUE! | #VALUE! | #VALUE! | #VALUE! | #VALUE! | #VALUE! | #VALUE!
Monday | 6 | 6 | 14 | 3758 | 0 | 0 | 0 | 0 | 0 | 0 | 0 | 0 | 0 | 0 | 0 | 0 | 0 | 0 | 0 | 0 | 0 | 0 | 0 | 0 | 0 | 0.0055 | 0.051833 | 0.049876 | 0.11457 | 0.02675 | 0.0019311 | 0.15487 | 0.23 | 0 | 0 | 0 | 0 | 0 | 0 | 0 | 0 | 0 | 0 | 0 |  | 0 | 0 | 0 |  | #VALUE! | #VALUE! | #VALUE! | #VALUE! |  |  | #VALUE! | #VALUE! | 0 | 0 | 0.20123 | 0.20123 | #VALUE! | #VALUE! | #VALUE! | #VALUE! | 0 | 0 | 0.20123 | 0.20123 | #VALUE! | #VALUE! | #VALUE! | #VALUE! | 0 | 0 | 0.20123 | 0.20123 | #VALUE! | #VALUE! |  |  |  | #VALUE! | #VALUE! | #VALUE! | #VALUE! | #VALUE! | #VALUE! | #VALUE!
Monday | 6 | 6 | 15 | 3759 | 0 | 0 | 0 | 0 | 0 | 0 | 0 | 0 | 0 | 0 | 0 | 0 | 0 | 0 | 0 | 0 | 0 | 0 | 0 | 0 | 0 | 0.005 | 0.050667 | 0.048018 | 0.10462 | 0.016 | 0.0019542 | 0.15517 | 0.23 | 0 | 0 | 0 | 0 | 0 | 0 | 0 | 0 | 0 | 0 | 0 |  | 0 | 0 | 0 |  | #VALUE! | #VALUE! | #VALUE! | #VALUE! |  |  | #VALUE! | #VALUE! | 0 | 0 | 0.20123 | 0.20123 | #VALUE! | #VALUE! | #VALUE! | #VALUE! | 0 | 0 | 0.20123 | 0.20123 | #VALUE! | #VALUE! | #VALUE! | #VALUE! | 0 | 0 | 0.20123 | 0.20123 | #VALUE! | #VALUE! |  |  |  | #VALUE! | #VALUE! | #VALUE! | #VALUE! | #VALUE! | #VALUE! | #VALUE!
Monday | 6 | 6 | 16 | 3760 | 0 | 0 | 0 | 0 | 0 | 0 | 0 | 0 | 0 | 0 | 0 | 0 | 0 | 0 | 0 | 0 | 0 | 0 | 0 | 0 | 0 | 0.0045 | 0.048917 | 0.047188 | 0.099057 | 0.01875 | 0.0019542 | 0.15577 | 0.23 | 0 | 0 | 0 | 0 | 0 | 0 | 0 | 0 | 0 | 0 | 0 |  | 0 | 0 | 0 |  | #VALUE! | #VALUE! | #VALUE! | #VALUE! |  |  | #VALUE! | #VALUE! | 0 | 0 | 0.20123 | 0.20123 | #VALUE! | #VALUE! | #VALUE! | #VALUE! | 0 | 0 | 0.20123 | 0.20123 | #VALUE! | #VALUE! | #VALUE! | #VALUE! | 0 | 0 | 0.20123 | 0.20123 | #VALUE! | #VALUE! |  |  |  | #VALUE! | #VALUE! | #VALUE! | #VALUE! | #VALUE! | #VALUE! | #VALUE!
Monday | 6 | 6 | 17 | 3761 | 0 | 0 | 0 | 0 | 0 | 0 | 0 | 0 | 0 | 0 | 0 | 0 | 0 | 0 | 0 | 0 | 0 | 0 | 0 | 0 | 0 | 0 | 0.021333 | 0.021772 | 0.021624 | 0.0065 | 0.001642 | 0.1355 | 0.213 | 0 | 0 | 0 | 0 | 0 | 0 | 0 | 0 | 0 | 0 | 0 |  | 0 | 0 | 0 |  | #VALUE! | #VALUE! | #VALUE! | #VALUE! |  |  | #VALUE! | #VALUE! | 0 | 0 | 0.20123 | 0.20123 | #VALUE! | #VALUE! | #VALUE! | #VALUE! | 0 | 0 | 0.20123 | 0.20123 | #VALUE! | #VALUE! | #VALUE! | #VALUE! | 0 | 0 | 0.20123 | 0.20123 | #VALUE! | #VALUE! |  |  |  | #VALUE! | #VALUE! | #VALUE! | #VALUE! | #VALUE! | #VALUE! | #VALUE!
Monday | 6 | 6 | 18 | 3762 | 0 | 0 | 0 | 0 | 0 | 0 | 0 | 0 | 0 | 0 | 0 | 0 | 0 | 0 | 0 | 0 | 0 | 0 | 0 | 0 | 0 | 0 | 0.00016667 | 0.0097861 | 0.023142 | 0 | 0.0013067 | 0.11513 | 0.195 | 0 | 0 | 0 | 0 | 0 | 0 | 0 | 0 | 0 | 0 | 0 |  | 0 | 0 | 0 |  | #VALUE! | #VALUE! | #VALUE! | #VALUE! |  |  | #VALUE! | #VALUE! | 0 | 0 | 0.20123 | 0.20123 | #VALUE! | #VALUE! | #VALUE! | #VALUE! | 0 | 0 | 0.20123 | 0.20123 | #VALUE! | #VALUE! | #VALUE! | #VALUE! | 0 | 0 | 0.20123 | 0.20123 | #VALUE! | #VALUE! |  |  |  | #VALUE! | #VALUE! | #VALUE! | #VALUE! | #VALUE! | #VALUE! | #VALUE!
Monday | 6 | 6 | 19 | 3763 | 0 | 0 | 0 | 0 | 0 | 0 | 0 | 0 | 0 | 0 | 0 | 0 | 0 | 0 | 0 | 0 | 0 | 0 | 0 | 0 | 0 | 0 | 0 | 0.000625 | 0.022938 | 0 | 0.00063598 | 0.080097 | 0.161 | 0 | 0 | 0 | 0 | 0 | 0 | 0 | 0 | 0 | 0 | 0 |  | 0 | 0 | 0 |  | #VALUE! | #VALUE! | #VALUE! | #VALUE! |  |  | #VALUE! | #VALUE! | 0 | 0 | 0.20123 | 0.20123 | #VALUE! | #VALUE! | #VALUE! | #VALUE! | 0 | 0 | 0.20123 | 0.20123 | #VALUE! | #VALUE! | #VALUE! | #VALUE! | 0 | 0 | 0.20123 | 0.20123 | #VALUE! | #VALUE! |  |  |  | #VALUE! | #VALUE! | #VALUE! | #VALUE! | #VALUE! | #VALUE! | #VALUE!
Monday | 6 | 6 | 20 | 3764 | 0 | 0 | 0 | 0 | 0 | 0 | 0 | 0 | 0 | 0 | 0 | 0 | 0 | 0 | 0 | 0 | 0 | 0 | 0 | 0 | 0 | 0 | 0 | 0 | 0.0090693 | 0 | 0 | 0.02061 | 0.073 | 0 | 0 | 0 | 0 | 0 | 0 | 0 | 0 | 0 | 0 | 0 |  | 0 | 0 | 0 |  | #VALUE! | #VALUE! | #VALUE! | #VALUE! |  |  | #VALUE! | #VALUE! | 0 | 0 | 0.20123 | 0.20123 | #VALUE! | #VALUE! | #VALUE! | #VALUE! | 0 | 0 | 0.20123 | 0.20123 | #VALUE! | #VALUE! | #VALUE! | #VALUE! | 0 | 0 | 0.20123 | 0.20123 | #VALUE! | #VALUE! |  |  |  | #VALUE! | #VALUE! | #VALUE! | #VALUE! | #VALUE! | #VALUE! | #VALUE!
Monday | 6 | 6 | 21 | 3765 | 0 | 0 | 0 | 0 | 0 | 0 | 0 | 0 | 0 | 0 | 0 | 0 | 0 | 0 | 0 | 0 | 0 | 0 | 0 | 0 | 0 | 0 | 0 | 0 | 0.0027745 | 0 | 0 | 0.012052 | 0.055 | 0 | 0 | 0 | 0 | 0 | 0 | 0 | 0 | 0 | 0 | 0 |  | 0 | 0 | 0 |  | #VALUE! | #VALUE! | #VALUE! | #VALUE! |  |  | #VALUE! | #VALUE! | 0 | 0 | 0.20123 | 0.20123 | #VALUE! | #VALUE! | #VALUE! | #VALUE! | 0 | 0 | 0.20123 | 0.20123 | #VALUE! | #VALUE! | #VALUE! | #VALUE! | 0 | 0 | 0.20123 | 0.20123 | #VALUE! | #VALUE! |  |  |  | #VALUE! | #VALUE! | #VALUE! | #VALUE! | #VALUE! | #VALUE! | #VALUE!
Monday | 6 | 6 | 22 | 3766 | 0 | 0 | 0 | 0 | 0 | 0 | 0 | 0 | 0 | 0 | 0 | 0 | 0 | 0 | 0 | 0 | 0 | 0 | 0 | 0 | 0 | 0 | 0 | 0 | 0 | 0 | 0 | 0.003331 | 0.01 | 0 | 0 | 0 | 0 | 0 | 0 | 0 | 0 | 0 | 0 | 0 |  | 0 | 0 | 0 |  | #VALUE! | #VALUE! | #VALUE! | #VALUE! |  |  | #VALUE! | #VALUE! | 0 | 0 | 0.20123 | 0.20123 | #VALUE! | #VALUE! | #VALUE! | #VALUE! | 0 | 0 | 0.20123 | 0.20123 | #VALUE! | #VALUE! | #VALUE! | #VALUE! | 0 | 0 | 0.20123 | 0.20123 | #VALUE! | #VALUE! |  |  |  | #VALUE! | #VALUE! | #VALUE! | #VALUE! | #VALUE! | #VALUE! | #VALUE!
Monday | 6 | 6 | 23 | 3767 | 0 | 0 | 0 | 0 | 0 | 0 | 0 | 0 | 0 | 0 | 0 | 0 | 0 | 0 | 0 | 0 | 0 | 0 | 0 | 0 | 0 | 0 | 0 | 0 | 0 | 0 | 0 | 0 | 0 | 0 | 0 | 0 | 0 | 0 | 0 | 0 | 0 | 0 | 0 | 0 |  | 0 | 0 | 0 |  | #VALUE! | #VALUE! | #VALUE! | #VALUE! |  |  | #VALUE! | #VALUE! | 0 | 0 | 0.20123 | 0.20123 | #VALUE! | #VALUE! | #VALUE! | #VALUE! | 0 | 0 | 0.20123 | 0.20123 | #VALUE! | #VALUE! | #VALUE! | #VALUE! | 0 | 0 | 0.20123 | 0.20123 | #VALUE! | #VALUE! |  |  |  | #VALUE! | #VALUE! | #VALUE! | #VALUE! | #VALUE! | #VALUE! | #VALUE!
Monday | 6 | 6 | 24 | 3768 | 0 | 0 | 0 | 0 | 0 | 0 | 0 | 0 | 0 | 0 | 0 | 0 | 0 | 0 | 0 | 0 | 0 | 0 | 0 | 0 | 0 | 0 | 0 | 0 | 0 | 0 | 0 | 0 | 0 | 0 | 0 | 0 | 0 | 0 | 0 | 0 | 0 | 0 | 0 | 0 |  | 0 | 0 | 0 |  | #VALUE! | #VALUE! | #VALUE! | #VALUE! |  |  | #VALUE! | #VALUE! | 0 | 0 | 0.20123 | 0.20123 | #VALUE! | #VALUE! | #VALUE! | #VALUE! | 0 | 0 | 0.20123 | 0.20123 | #VALUE! | #VALUE! | #VALUE! | #VALUE! | 0 | 0 | 0.20123 | 0.20123 | #VALUE! | #VALUE! |  |  |  | #VALUE! | #VALUE! | #VALUE! | #VALUE! | #VALUE! | #VALUE! | #VALUE!
Tuesday | 6 | 7 | 1 | 3769 | 0 | 0 | 0 | 0 | 0 | 0 | 0 | 0 | 0 | 0 | 0 | 0 | 0 | 0 | 0 | 0 | 0 | 0 | 0 | 0 | 0 | 0 | 0 | 0 | 0 | 0 | 0 | 0 | 0 | 0 | 0 | 0 | 0 | 0 | 0 | 0 | 0 | 0 | 0 | 0 |  | 0 | 0 | 0 |  | #VALUE! | #VALUE! | #VALUE! | #VALUE! |  |  | #VALUE! | #VALUE! | 0 | 0 | 0.20123 | 0.20123 | #VALUE! | #VALUE! | #VALUE! | #VALUE! | 0 | 0 | 0.20123 | 0.20123 | #VALUE! | #VALUE! | #VALUE! | #VALUE! | 0 | 0 | 0.20123 | 0.20123 | #VALUE! | #VALUE! |  |  |  | #VALUE! | #VALUE! | #VALUE! | #VALUE! | #VALUE! | #VALUE! | #VALUE!
Tuesday | 6 | 7 | 2 | 3770 | 0 | 0 | 0 | 0 | 0 | 0 | 0 | 0 | 0 | 0 | 0 | 0 | 0 | 0 | 0 | 0 | 0 | 0 | 0 | 0 | 0 | 0 | 0 | 0 | 0 | 0 | 0 | 0 | 0 | 0 | 0 | 0 | 0 | 0 | 0 | 0 | 0 | 0 | 0 | 0 |  | 0 | 0 | 0 |  | #VALUE! | #VALUE! | #VALUE! | #VALUE! |  |  | #VALUE! | #VALUE! | 0 | 0 | 0.20123 | 0.20123 | #VALUE! | #VALUE! | #VALUE! | #VALUE! | 0 | 0 | 0.20123 | 0.20123 | #VALUE! | #VALUE! | #VALUE! | #VALUE! | 0 | 0 | 0.20123 | 0.20123 | #VALUE! | #VALUE! |  |  |  | #VALUE! | #VALUE! | #VALUE! | #VALUE! | #VALUE! | #VALUE! | #VALUE!
Tuesday | 6 | 7 | 3 | 3771 | 0 | 0 | 0 | 0 | 0 | 0 | 0 | 0 | 0 | 0 | 0 | 0 | 0 | 0 | 0 | 0 | 0 | 0 | 0 | 0 | 0 | 0 | 0 | 0 | 0 | 0 | 0 | 0 | 0 | 0 | 0 | 0 | 0 | 0 | 0 | 0 | 0 | 0 | 0 | 0 |  | 0 | 0 | 0 |  | #VALUE! | #VALUE! | #VALUE! | #VALUE! |  |  | #VALUE! | #VALUE! | 0 | 0 | 0.20123 | 0.20123 | #VALUE! | #VALUE! | #VALUE! | #VALUE! | 0 | 0 | 0.20123 | 0.20123 | #VALUE! | #VALUE! | #VALUE! | #VALUE! | 0 | 0 | 0.20123 | 0.20123 | #VALUE! | #VALUE! |  |  |  | #VALUE! | #VALUE! | #VALUE! | #VALUE! | #VALUE! | #VALUE! | #VALUE!
Tuesday | 6 | 7 | 4 | 3772 | 0 | 0 | 0 | 0 | 0 | 0 | 0 | 0 | 0 | 0 | 0 | 0 | 0 | 0 | 0 | 0 | 0 | 0 | 0 | 0 | 0 | 0 | 0 | 0 | 0 | 0 | 0 | 0 | 0 | 0 | 0 | 0 | 0 | 0 | 0 | 0 | 0 | 0 | 0 | 0 |  | 0 | 0 | 0 |  | #VALUE! | #VALUE! | #VALUE! | #VALUE! |  |  | #VALUE! | #VALUE! | 0 | 0 | 0.20123 | 0.20123 | #VALUE! | #VALUE! | #VALUE! | #VALUE! | 0 | 0 | 0.20123 | 0.20123 | #VALUE! | #VALUE! | #VALUE! | #VALUE! | 0 | 0 | 0.20123 | 0.20123 | #VALUE! | #VALUE! |  |  |  | #VALUE! | #VALUE! | #VALUE! | #VALUE! | #VALUE! | #VALUE! | #VALUE!
Tuesday | 6 | 7 | 5 | 3773 | 0 | 0 | 0 | 0 | 0 | 0 | 0 | 0 | 0 | 0 | 0 | 0 | 0 | 0 | 0 | 0 | 0 | 0 | 0 | 0 | 0 | 0 | 0 | 0 | 0 | 0 | 0 | 0 | 0 | 0 | 0 | 0 | 0 | 0 | 0 | 0 | 0 | 0 | 0 | 0 |  | 0 | 0 | 0 |  | #VALUE! | #VALUE! | #VALUE! | #VALUE! |  |  | #VALUE! | #VALUE! | 0 | 0 | 0.20123 | 0.20123 | #VALUE! | #VALUE! | #VALUE! | #VALUE! | 0 | 0 | 0.20123 | 0.20123 | #VALUE! | #VALUE! | #VALUE! | #VALUE! | 0 | 0 | 0.20123 | 0.20123 | #VALUE! | #VALUE! |  |  |  | #VALUE! | #VALUE! | #VALUE! | #VALUE! | #VALUE! | #VALUE! | #VALUE!
Tuesday | 6 | 7 | 6 | 3774 | 0 | 0 | 0 | 0 | 0 | 0 | 0 | 0 | 0 | 0 | 0 | 0 | 0 | 0 | 0 | 0 | 0 | 0 | 0 | 0 | 0 | 0 | 0 | 0 | 0 | 0 | 0.013767 | 0 | 0 | 0 | 0 | 0 | 0 | 0 | 0 | 0 | 0 | 0 | 0 | 0 |  | 0 | 0 | 0 |  | #VALUE! | #VALUE! | #VALUE! | #VALUE! |  |  | #VALUE! | #VALUE! | 0 | 0 | 0.20123 | 0.20123 | #VALUE! | #VALUE! | #VALUE! | #VALUE! | 0 | 0 | 0.20123 | 0.20123 | #VALUE! | #VALUE! | #VALUE! | #VALUE! | 0 | 0 | 0.20123 | 0.20123 | #VALUE! | #VALUE! |  |  |  | #VALUE! | #VALUE! | #VALUE! | #VALUE! | #VALUE! | #VALUE! | #VALUE!
Tuesday | 6 | 7 | 7 | 3775 | 0 | 0 | 0 | 0 | 0 | 0 | 0 | 0 | 0 | 0 | 0 | 0 | 0 | 0 | 0 | 0 | 0 | 0 | 0 | 0 | 0 | 0 | 0 | 0 | 0 | 0 | 0 | 0.0092 | 0.014 | 0 | 0 | 0 | 0 | 0 | 0 | 0 | 0 | 0 | 0 | 0 |  | 0 | 0 | 0 |  | #VALUE! | #VALUE! | #VALUE! | #VALUE! |  |  | #VALUE! | #VALUE! | 0 | 0 | 0.20123 | 0.20123 | #VALUE! | #VALUE! | #VALUE! | #VALUE! | 0 | 0 | 0.20123 | 0.20123 | #VALUE! | #VALUE! | #VALUE! | #VALUE! | 0 | 0 | 0.20123 | 0.20123 | #VALUE! | #VALUE! |  |  |  | #VALUE! | #VALUE! | #VALUE! | #VALUE! | #VALUE! | #VALUE! | #VALUE!
Tuesday | 6 | 7 | 8 | 3776 | 0 | 0 | 0 | 0 | 0 | 0 | 0 | 0 | 0 | 0 | 0 | 0 | 0 | 0 | 0 | 0 | 0 | 0 | 0 | 0 | 0 | 0 | 0 | 0 | 0.0098241 | 0 | 0 | 0.015069 | 0.058 | 0 | 0 | 0 | 0 | 0 | 0 | 0 | 0 | 0 | 0 | 0 |  | 0 | 0 | 0 |  | #VALUE! | #VALUE! | #VALUE! | #VALUE! |  |  | #VALUE! | #VALUE! | 0 | 0 | 0.20123 | 0.20123 | #VALUE! | #VALUE! | #VALUE! | #VALUE! | 0 | 0 | 0.20123 | 0.20123 | #VALUE! | #VALUE! | #VALUE! | #VALUE! | 0 | 0 | 0.20123 | 0.20123 | #VALUE! | #VALUE! |  |  |  | #VALUE! | #VALUE! | #VALUE! | #VALUE! | #VALUE! | #VALUE! | #VALUE!
Tuesday | 6 | 7 | 9 | 3777 | 0 | 0 | 0 | 0 | 0 | 0 | 0 | 0 | 0 | 0 | 0 | 0 | 0 | 0 | 0 | 0 | 0 | 0 | 0 | 0 | 0 | 0 | 0 | 0 | 0.022504 | 0 | 0.00024283 | 0.03961 | 0.126 | 0 | 0 | 0 | 0 | 0 | 0 | 0 | 0 | 0 | 0 | 0 |  | 0 | 0 | 0 |  | #VALUE! | #VALUE! | #VALUE! | #VALUE! |  |  | #VALUE! | #VALUE! | 0 | 0 | 0.20123 | 0.20123 | #VALUE! | #VALUE! | #VALUE! | #VALUE! | 0 | 0 | 0.20123 | 0.20123 | #VALUE! | #VALUE! | #VALUE! | #VALUE! | 0 | 0 | 0.20123 | 0.20123 | #VALUE! | #VALUE! |  |  |  | #VALUE! | #VALUE! | #VALUE! | #VALUE! | #VALUE! | #VALUE! | #VALUE!
Tuesday | 6 | 7 | 10 | 3778 | 0 | 0 | 0 | 0 | 0 | 0 | 0 | 0 | 0 | 0 | 0 | 0 | 0 | 0 | 0 | 0 | 0 | 0 | 0 | 0 | 0 | 0 | 0 | 0.003483 | 0.023132 | 0 | 0.001376 | 0.096032 | 0.211 | 0 | 0 | 0 | 0 | 0 | 0 | 0 | 0 | 0 | 0 | 0 |  | 0 | 0 | 0 |  | #VALUE! | #VALUE! | #VALUE! | #VALUE! |  |  | #VALUE! | #VALUE! | 0 | 0 | 0.20123 | 0.20123 | #VALUE! | #VALUE! | #VALUE! | #VALUE! | 0 | 0 | 0.20123 | 0.20123 | #VALUE! | #VALUE! | #VALUE! | #VALUE! | 0 | 0 | 0.20123 | 0.20123 | #VALUE! | #VALUE! |  |  |  | #VALUE! | #VALUE! | #VALUE! | #VALUE! | #VALUE! | #VALUE! | #VALUE!
Tuesday | 6 | 7 | 11 | 3779 | 0 | 0 | 0 | 0 | 0 | 0 | 0 | 0 | 0 | 0 | 0 | 0 | 0 | 0 | 0 | 0 | 0 | 0 | 0 | 0 | 0 | 0.017 | 0.068583 | 0.081185 | 0.085642 | 0 | 0.0025671 | 0.17155 | 0.265 | 0 | 0 | 0 | 0 | 0 | 0 | 0 | 0 | 0 | 0 | 0 |  | 0 | 0 | 0 |  | #VALUE! | #VALUE! | #VALUE! | #VALUE! |  |  | #VALUE! | #VALUE! | 0 | 0 | 0.20123 | 0.20123 | #VALUE! | #VALUE! | #VALUE! | #VALUE! | 0 | 0 | 0.20123 | 0.20123 | #VALUE! | #VALUE! | #VALUE! | #VALUE! | 0 | 0 | 0.20123 | 0.20123 | #VALUE! | #VALUE! |  |  |  | #VALUE! | #VALUE! | #VALUE! | #VALUE! | #VALUE! | #VALUE! | #VALUE!
Tuesday | 6 | 7 | 12 | 3780 | 0 | 0 | 0 | 0 | 0 | 0 | 0 | 0 | 0 | 0 | 0 | 0 | 0 | 0 | 0 | 0 | 0 | 0 | 0 | 0 | 0 | 0.043 | 0.11675 | 0.12648 | 0.10116 | 0.04425 | 0.0040349 | 0.20106 | 0.282 | 0 | 0 | 0 | 0 | 0 | 0 | 0 | 0 | 0 | 0 | 0 |  | 0 | 0 | 0 |  | #VALUE! | #VALUE! | #VALUE! | #VALUE! |  |  | #VALUE! | #VALUE! | 0 | 0 | 0.20123 | 0.20123 | #VALUE! | #VALUE! | #VALUE! | #VALUE! | 0 | 0 | 0.20123 | 0.20123 | #VALUE! | #VALUE! | #VALUE! | #VALUE! | 0 | 0 | 0.20123 | 0.20123 | #VALUE! | #VALUE! |  |  |  | #VALUE! | #VALUE! | #VALUE! | #VALUE! | #VALUE! | #VALUE! | #VALUE!
Tuesday | 6 | 7 | 13 | 3781 | 0 | 0 | 0 | 0 | 0 | 0 | 0 | 0 | 0 | 0 | 0 | 0 | 0 | 0 | 0 | 0 | 0 | 0 | 0 | 0 | 0 | 0.1575 | 0.235 | 0.24965 | 0.30803 | 0.09675 | 0.015533 | 0.28439 | 0.336 | 0 | 0 | 0 | 0 | 0 | 0 | 0 | 0 | 0 | 0 | 0 |  | 0 | 0 | 0 |  | #VALUE! | #VALUE! | #VALUE! | #VALUE! |  |  | #VALUE! | #VALUE! | 0 | 0 | 0.20123 | 0.20123 | #VALUE! | #VALUE! | #VALUE! | #VALUE! | 0 | 0 | 0.20123 | 0.20123 | #VALUE! | #VALUE! | #VALUE! | #VALUE! | 0 | 0 | 0.20123 | 0.20123 | #VALUE! | #VALUE! |  |  |  | #VALUE! | #VALUE! | #VALUE! | #VALUE! | #VALUE! | #VALUE! | #VALUE!
Tuesday | 6 | 7 | 14 | 3782 | 0 | 0 | 0 | 0 | 0 | 0 | 0 | 0 | 0 | 0 | 0 | 0 | 0 | 0 | 0 | 0 | 0 | 0 | 0 | 0 | 0 | 0.2135 | 0.29417 | 0.30569 | 0.31389 | 0.27625 | 0.029486 | 0.32799 | 0.355 | 0 | 0 | 0 | 0 | 0 | 0 | 0 | 0 | 0 | 0 | 0 |  | 0 | 0 | 0 |  | #VALUE! | #VALUE! | #VALUE! | #VALUE! |  |  | #VALUE! | #VALUE! | 0 | 0 | 0.20123 | 0.20123 | #VALUE! | #VALUE! | #VALUE! | #VALUE! | 0 | 0 | 0.20123 | 0.20123 | #VALUE! | #VALUE! | #VALUE! | #VALUE! | 0 | 0 | 0.20123 | 0.20123 | #VALUE! | #VALUE! |  |  |  | #VALUE! | #VALUE! | #VALUE! | #VALUE! | #VALUE! | #VALUE! | #VALUE!
Tuesday | 6 | 7 | 15 | 3783 | 0 | 0 | 0 | 0 | 0 | 0 | 0 | 0 | 0 | 0 | 0 | 0 | 0 | 0 | 0 | 0 | 0 | 0 | 0 | 0 | 0 | 0.324 | 0.42142 | 0.43466 | 0.34238 | 0.2865 | 0.04496 | 0.4315 | 0.438 | 0 | 0 | 0 | 0 | 0 | 0 | 0 | 0 | 0 | 0 | 0 |  | 0 | 0 | 0 |  | #VALUE! | #VALUE! | #VALUE! | #VALUE! |  |  | #VALUE! | #VALUE! | 0 | 0 | 0.20123 | 0.20123 | #VALUE! | #VALUE! | #VALUE! | #VALUE! | 0 | 0 | 0.20123 | 0.20123 | #VALUE! | #VALUE! | #VALUE! | #VALUE! | 0 | 0 | 0.20123 | 0.20123 | #VALUE! | #VALUE! |  |  |  | #VALUE! | #VALUE! | #VALUE! | #VALUE! | #VALUE! | #VALUE! | #VALUE!
Tuesday | 6 | 7 | 16 | 3784 | 0 | 0 | 0 | 0 | 0 | 0 | 0 | 0 | 0 | 0 | 0 | 0 | 0 | 0 | 0 | 0 | 0 | 0 | 0 | 0 | 0 | 0.335 | 0.40675 | 0.41653 | 0.33525 | 0.32475 | 0.051425 | 0.43211 | 0.438 | 0 | 0 | 0 | 0 | 0 | 0 | 0 | 0 | 0 | 0 | 0 |  | 0 | 0 | 0 |  | #VALUE! | #VALUE! | #VALUE! | #VALUE! |  |  | #VALUE! | #VALUE! | 0 | 0 | 0.20123 | 0.20123 | #VALUE! | #VALUE! | #VALUE! | #VALUE! | 0 | 0 | 0.20123 | 0.20123 | #VALUE! | #VALUE! | #VALUE! | #VALUE! | 0 | 0 | 0.20123 | 0.20123 | #VALUE! | #VALUE! |  |  |  | #VALUE! | #VALUE! | #VALUE! | #VALUE! | #VALUE! | #VALUE! | #VALUE!
Tuesday | 6 | 7 | 17 | 3785 | 0 | 0 | 0 | 0 | 0 | 0 | 0 | 0 | 0 | 0 | 0 | 0 | 0 | 0 | 0 | 0 | 0 | 0 | 0 | 0 | 0 | 0.345 | 0.44267 | 0.46048 | 0.34058 | 0.31275 | 0.056384 | 0.47441 | 0.473 | 0 | 0 | 0 | 0 | 0 | 0 | 0 | 0 | 0 | 0 | 0 |  | 0 | 0 | 0 |  | #VALUE! | #VALUE! | #VALUE! | #VALUE! |  |  | #VALUE! | #VALUE! | 0 | 0 | 0.20123 | 0.20123 | #VALUE! | #VALUE! | #VALUE! | #VALUE! | 0 | 0 | 0.20123 | 0.20123 | #VALUE! | #VALUE! | #VALUE! | #VALUE! | 0 | 0 | 0.20123 | 0.20123 | #VALUE! | #VALUE! |  |  |  | #VALUE! | #VALUE! | #VALUE! | #VALUE! | #VALUE! | #VALUE! | #VALUE!
Tuesday | 6 | 7 | 18 | 3786 | 0 | 0 | 0 | 0 | 0 | 0 | 0 | 0 | 0 | 0 | 0 | 0 | 0 | 0 | 0 | 0 | 0 | 0 | 0 | 0 | 0 | 0.2625 | 0.29983 | 0.31505 | 0.29547 | 0.3285 | 0.033558 | 0.38067 | 0.414 | 0 | 0 | 0 | 0 | 0 | 0 | 0 | 0 | 0 | 0 | 0 |  | 0 | 0 | 0 |  | #VALUE! | #VALUE! | #VALUE! | #VALUE! |  |  | #VALUE! | #VALUE! | 0 | 0 | 0.20123 | 0.20123 | #VALUE! | #VALUE! | #VALUE! | #VALUE! | 0 | 0 | 0.20123 | 0.20123 | #VALUE! | #VALUE! | #VALUE! | #VALUE! | 0 | 0 | 0.20123 | 0.20123 | #VALUE! | #VALUE! |  |  |  | #VALUE! | #VALUE! | #VALUE! | #VALUE! | #VALUE! | #VALUE! | #VALUE!
Tuesday | 6 | 7 | 19 | 3787 | 0 | 0 | 0 | 0 | 0 | 0 | 0 | 0 | 0 | 0 | 0 | 0 | 0 | 0 | 0 | 0 | 0 | 0 | 0 | 0 | 0 | 0.106 | 0.20025 | 0.20978 | 0.12615 | 0.3235 | 0.015559 | 0.29184 | 0.365 | 0 | 0 | 0 | 0 | 0 | 0 | 0 | 0 | 0 | 0 | 0 |  | 0 | 0 | 0 |  | #VALUE! | #VALUE! | #VALUE! | #VALUE! |  |  | #VALUE! | #VALUE! | 0 | 0 | 0.20123 | 0.20123 | #VALUE! | #VALUE! | #VALUE! | #VALUE! | 0 | 0 | 0.20123 | 0.20123 | #VALUE! | #VALUE! | #VALUE! | #VALUE! | 0 | 0 | 0.20123 | 0.20123 | #VALUE! | #VALUE! |  |  |  | #VALUE! | #VALUE! | #VALUE! | #VALUE! | #VALUE! | #VALUE! | #VALUE!
Tuesday | 6 | 7 | 20 | 3788 | 0 | 0 | 0 | 0 | 0 | 0 | 0 | 0 | 0 | 0 | 0 | 0 | 0 | 0 | 0 | 0 | 0 | 0 | 0 | 0 | 0 | 0 | 0.031417 | 0.038273 | 0.025178 | 0.185 | 0.0026364 | 0.20639 | 0.333 | 0 | 0 | 0 | 0 | 0 | 0 | 0 | 0 | 0 | 0 | 0 |  | 0 | 0 | 0 |  | #VALUE! | #VALUE! | #VALUE! | #VALUE! |  |  | #VALUE! | #VALUE! | 0 | 0 | 0.20123 | 0.20123 | #VALUE! | #VALUE! | #VALUE! | #VALUE! | 0 | 0 | 0.20123 | 0.20123 | #VALUE! | #VALUE! | #VALUE! | #VALUE! | 0 | 0 | 0.20123 | 0.20123 | #VALUE! | #VALUE! |  |  |  | #VALUE! | #VALUE! | #VALUE! | #VALUE! | #VALUE! | #VALUE! | #VALUE!
Tuesday | 6 | 7 | 21 | 3789 | 0 | 0 | 0 | 0 | 0 | 0 | 0 | 0 | 0 | 0 | 0 | 0 | 0 | 0 | 0 | 0 | 0 | 0 | 0 | 0 | 0 | 0 | 0 | 0.0064351 | 0.023962 | 0.05975 | 0.0019658 | 0.15505 | 0.288 | 0 | 0 | 0 | 0 | 0 | 0 | 0 | 0 | 0 | 0 | 0 |  | 0 | 0 | 0 |  | #VALUE! | #VALUE! | #VALUE! | #VALUE! |  |  | #VALUE! | #VALUE! | 0 | 0 | 0.20123 | 0.20123 | #VALUE! | #VALUE! | #VALUE! | #VALUE! | 0 | 0 | 0.20123 | 0.20123 | #VALUE! | #VALUE! | #VALUE! | #VALUE! | 0 | 0 | 0.20123 | 0.20123 | #VALUE! | #VALUE! |  |  |  | #VALUE! | #VALUE! | #VALUE! | #VALUE! | #VALUE! | #VALUE! | #VALUE!
Tuesday | 6 | 7 | 22 | 3790 | 0 | 0 | 0 | 0 | 0 | 0 | 0 | 0 | 0 | 0 | 0 | 0 | 0 | 0 | 0 | 0 | 0 | 0 | 0 | 0 | 0 | 0 | 0 | 0.0056506 | 0.023806 | 0 | 0.0021855 | 0.16426 | 0.323 | 0 | 0 | 0 | 0 | 0 | 0 | 0 | 0 | 0 | 0 | 0 |  | 0 | 0 | 0 |  | #VALUE! | #VALUE! | #VALUE! | #VALUE! |  |  | #VALUE! | #VALUE! | 0 | 0 | 0.20123 | 0.20123 | #VALUE! | #VALUE! | #VALUE! | #VALUE! | 0 | 0 | 0.20123 | 0.20123 | #VALUE! | #VALUE! | #VALUE! | #VALUE! | 0 | 0 | 0.20123 | 0.20123 | #VALUE! | #VALUE! |  |  |  | #VALUE! | #VALUE! | #VALUE! | #VALUE! | #VALUE! | #VALUE! | #VALUE!
Tuesday | 6 | 7 | 23 | 3791 | 0 | 0 | 0 | 0 | 0 | 0 | 0 | 0 | 0 | 0 | 0 | 0 | 0 | 0 | 0 | 0 | 0 | 0 | 0 | 0 | 0 | 0 | 0 | 0 | 0.019223 | 0 | 0.0011332 | 0.11345 | 0.273 | 0 | 0 | 0 | 0 | 0 | 0 | 0 | 0 | 0 | 0 | 0 |  | 0 | 0 | 0 |  | #VALUE! | #VALUE! | #VALUE! | #VALUE! |  |  | #VALUE! | #VALUE! | 0 | 0 | 0.20123 | 0.20123 | #VALUE! | #VALUE! | #VALUE! | #VALUE! | 0 | 0 | 0.20123 | 0.20123 | #VALUE! | #VALUE! | #VALUE! | #VALUE! | 0 | 0 | 0.20123 | 0.20123 | #VALUE! | #VALUE! |  |  |  | #VALUE! | #VALUE! | #VALUE! | #VALUE! | #VALUE! | #VALUE! | #VALUE!
Tuesday | 6 | 7 | 24 | 3792 | 0 | 0 | 0 | 0 | 0 | 0 | 0 | 0 | 0 | 0 | 0 | 0 | 0 | 0 | 0 | 0 | 0 | 0 | 0 | 0 | 0 | 0 | 0 | 0 | 0.016064 | 0 | 0.00094819 | 0.092031 | 0.233 | 0 | 0 | 0 | 0 | 0 | 0 | 0 | 0 | 0 | 0 | 0 |  | 0 | 0 | 0 |  | #VALUE! | #VALUE! | #VALUE! | #VALUE! |  |  | #VALUE! | #VALUE! | 0 | 0 | 0.20123 | 0.20123 | #VALUE! | #VALUE! | #VALUE! | #VALUE! | 0 | 0 | 0.20123 | 0.20123 | #VALUE! | #VALUE! | #VALUE! | #VALUE! | 0 | 0 | 0.20123 | 0.20123 | #VALUE! | #VALUE! |  |  |  | #VALUE! | #VALUE! | #VALUE! | #VALUE! | #VALUE! | #VALUE! | #VALUE!
Wednesday | 6 | 8 | 1 | 3793 | 0 | 0 | 0 | 0 | 0 | 0 | 0 | 0 | 0 | 0 | 0 | 0 | 0 | 0 | 0 | 0 | 0 | 0 | 0 | 0 | 0 | 0 | 0 | 0 | 0.009765 | 0 | 0 | 0.067218 | 0.217 | 0 | 0 | 0 | 0 | 0 | 0 | 0 | 0 | 0 | 0 | 0 |  | 0 | 0 | 0 |  | #VALUE! | #VALUE! | #VALUE! | #VALUE! |  |  | #VALUE! | #VALUE! | 0 | 0 | 0.20123 | 0.20123 | #VALUE! | #VALUE! | #VALUE! | #VALUE! | 0 | 0 | 0.20123 | 0.20123 | #VALUE! | #VALUE! | #VALUE! | #VALUE! | 0 | 0 | 0.20123 | 0.20123 | #VALUE! | #VALUE! |  |  |  | #VALUE! | #VALUE! | #VALUE! | #VALUE! | #VALUE! | #VALUE! | #VALUE!
Wednesday | 6 | 8 | 2 | 3794 | 0 | 0 | 0 | 0 | 0 | 0 | 0 | 0 | 0 | 0 | 0 | 0 | 0 | 0 | 0 | 0 | 0 | 0 | 0 | 0 | 0 | 0 | 0 | 0 | 0.0089516 | 0 | 0 | 0.061823 | 0.207 | 0 | 0 | 0 | 0 | 0 | 0 | 0 | 0 | 0 | 0 | 0 |  | 0 | 0 | 0 |  | #VALUE! | #VALUE! | #VALUE! | #VALUE! |  |  | #VALUE! | #VALUE! | 0 | 0 | 0.20123 | 0.20123 | #VALUE! | #VALUE! | #VALUE! | #VALUE! | 0 | 0 | 0.20123 | 0.20123 | #VALUE! | #VALUE! | #VALUE! | #VALUE! | 0 | 0 | 0.20123 | 0.20123 | #VALUE! | #VALUE! |  |  |  | #VALUE! | #VALUE! | #VALUE! | #VALUE! | #VALUE! | #VALUE! | #VALUE!
Wednesday | 6 | 8 | 3 | 3795 | 0 | 0 | 0 | 0 | 0 | 0 | 0 | 0 | 0 | 0 | 0 | 0 | 0 | 0 | 0 | 0 | 0 | 0 | 0 | 0 | 0 | 0 | 0 | 0 | 0 | 0 | 0 | 0.025547 | 0.112 | 0 | 0 | 0 | 0 | 0 | 0 | 0 | 0 | 0 | 0 | 0 |  | 0 | 0 | 0 |  | #VALUE! | #VALUE! | #VALUE! | #VALUE! |  |  | #VALUE! | #VALUE! | 0 | 0 | 0.20123 | 0.20123 | #VALUE! | #VALUE! | #VALUE! | #VALUE! | 0 | 0 | 0.20123 | 0.20123 | #VALUE! | #VALUE! | #VALUE! | #VALUE! | 0 | 0 | 0.20123 | 0.20123 | #VALUE! | #VALUE! |  |  |  | #VALUE! | #VALUE! | #VALUE! | #VALUE! | #VALUE! | #VALUE! | #VALUE!
Wednesday | 6 | 8 | 4 | 3796 | 0 | 0 | 0 | 0 | 0 | 0 | 0 | 0 | 0 | 0 | 0 | 0 | 0 | 0 | 0 | 0 | 0 | 0 | 0 | 0 | 0 | 0 | 0 | 0 | 0 | 0 | 0 | 0.011103 | 0.025 | 0 | 0 | 0 | 0 | 0 | 0 | 0 | 0 | 0 | 0 | 0 |  | 0 | 0 | 0 |  | #VALUE! | #VALUE! | #VALUE! | #VALUE! |  |  | #VALUE! | #VALUE! | 0 | 0 | 0.20123 | 0.20123 | #VALUE! | #VALUE! | #VALUE! | #VALUE! | 0 | 0 | 0.20123 | 0.20123 | #VALUE! | #VALUE! | #VALUE! | #VALUE! | 0 | 0 | 0.20123 | 0.20123 | #VALUE! | #VALUE! |  |  |  | #VALUE! | #VALUE! | #VALUE! | #VALUE! | #VALUE! | #VALUE! | #VALUE!
Wednesday | 6 | 8 | 5 | 3797 | 0 | 0 | 0 | 0 | 0 | 0 | 0 | 0 | 0 | 0 | 0 | 0 | 0 | 0 | 0 | 0 | 0 | 0 | 0 | 0 | 0 | 0 | 0 | 0 | 0 | 0 | 0 | 0.0050758 | 0 | 0 | 0 | 0 | 0 | 0 | 0 | 0 | 0 | 0 | 0 | 0 |  | 0 | 0 | 0 |  | #VALUE! | #VALUE! | #VALUE! | #VALUE! |  |  | #VALUE! | #VALUE! | 0 | 0 | 0.20123 | 0.20123 | #VALUE! | #VALUE! | #VALUE! | #VALUE! | 0 | 0 | 0.20123 | 0.20123 | #VALUE! | #VALUE! | #VALUE! | #VALUE! | 0 | 0 | 0.20123 | 0.20123 | #VALUE! | #VALUE! |  |  |  | #VALUE! | #VALUE! | #VALUE! | #VALUE! | #VALUE! | #VALUE! | #VALUE!
Wednesday | 6 | 8 | 6 | 3798 | 0 | 0 | 0 | 0 | 0 | 0 | 0 | 0 | 0 | 0 | 0 | 0 | 0 | 0 | 0 | 0 | 0 | 0 | 0 | 0 | 0 | 0 | 0 | 0 | 0 | 0 | 0 | 0.011262 | 0.01 | 0 | 0 | 0 | 0 | 0 | 0 | 0 | 0 | 0 | 0 | 0 |  | 0 | 0 | 0 |  | #VALUE! | #VALUE! | #VALUE! | #VALUE! |  |  | #VALUE! | #VALUE! | 0 | 0 | 0.20123 | 0.20123 | #VALUE! | #VALUE! | #VALUE! | #VALUE! | 0 | 0 | 0.20123 | 0.20123 | #VALUE! | #VALUE! | #VALUE! | #VALUE! | 0 | 0 | 0.20123 | 0.20123 | #VALUE! | #VALUE! |  |  |  | #VALUE! | #VALUE! | #VALUE! | #VALUE! | #VALUE! | #VALUE! | #VALUE!
Wednesday | 6 | 8 | 7 | 3799 | 0 | 0 | 0 | 0 | 0 | 0 | 0 | 0 | 0 | 0 | 0 | 0 | 0 | 0 | 0 | 0 | 0 | 0 | 0 | 0 | 0 | 0 | 0 | 0 | 0.017466 | 0.01375 | 0.04181 | 0.052709 | 0.179 | 0 | 0 | 0 | 0 | 0 | 0 | 0 | 0 | 0 | 0 | 0 |  | 0 | 0 | 0 |  | #VALUE! | #VALUE! | #VALUE! | #VALUE! |  |  | #VALUE! | #VALUE! | 0 | 0 | 0.20123 | 0.20123 | #VALUE! | #VALUE! | #VALUE! | #VALUE! | 0 | 0 | 0.20123 | 0.20123 | #VALUE! | #VALUE! | #VALUE! | #VALUE! | 0 | 0 | 0.20123 | 0.20123 | #VALUE! | #VALUE! |  |  |  | #VALUE! | #VALUE! | #VALUE! | #VALUE! | #VALUE! | #VALUE! | #VALUE!
Wednesday | 6 | 8 | 8 | 3800 | 0 | 0 | 0 | 0 | 0 | 0 | 0 | 0 | 0 | 0 | 0 | 0 | 0 | 0 | 0 | 0 | 0 | 0 | 0 | 0 | 0 | 0 | 0.011333 | 0.020815 | 0.086601 | 0.163 | 0.068247 | 0.21852 | 0.428 | 0 | 0 | 0 | 0 | 0 | 0 | 0 | 0 | 0 | 0 | 0 |  | 0 | 0 | 0 |  | #VALUE! | #VALUE! | #VALUE! | #VALUE! |  |  | #VALUE! | #VALUE! | 0 | 0 | 0.20123 | 0.20123 | #VALUE! | #VALUE! | #VALUE! | #VALUE! | 0 | 0 | 0.20123 | 0.20123 | #VALUE! | #VALUE! | #VALUE! | #VALUE! | 0 | 0 | 0.20123 | 0.20123 | #VALUE! | #VALUE! |  |  |  | #VALUE! | #VALUE! | #VALUE! | #VALUE! | #VALUE! | #VALUE! | #VALUE!
Wednesday | 6 | 8 | 9 | 3801 | 0 | 0 | 0 | 0 | 0 | 0 | 0 | 0 | 0 | 0 | 0 | 0 | 0 | 0 | 0 | 0 | 0 | 0 | 0 | 0 | 0 | 0.2055 | 0.36 | 0.36965 | 0.39473 | 0.3305 | 0.085577 | 0.43966 | 0.579 | 0 | 0 | 0 | 0 | 0 | 0 | 0 | 0 | 0 | 0 | 0 |  | 0 | 0 | 0 |  | #VALUE! | #VALUE! | #VALUE! | #VALUE! |  |  | #VALUE! | #VALUE! | 0 | 0 | 0.20123 | 0.20123 | #VALUE! | #VALUE! | #VALUE! | #VALUE! | 0 | 0 | 0.20123 | 0.20123 | #VALUE! | #VALUE! | #VALUE! | #VALUE! | 0 | 0 | 0.20123 | 0.20123 | #VALUE! | #VALUE! |  |  |  | #VALUE! | #VALUE! | #VALUE! | #VALUE! | #VALUE! | #VALUE! | #VALUE!
Wednesday | 6 | 8 | 10 | 3802 | 0 | 0 | 0 | 0 | 0 | 0 | 0 | 0 | 0 | 0 | 0 | 0 | 0 | 0 | 0 | 0 | 0 | 0 | 0 | 0 | 0 | 0.322 | 0.51142 | 0.48786 | 0.49343 | 0.466 | 0.21309 | 0.55499 | 0.648 | 0 | 0 | 0 | 0 | 0 | 0 | 0 | 0 | 0 | 0 | 0 |  | 0 | 0 | 0 |  | #VALUE! | #VALUE! | #VALUE! | #VALUE! |  |  | #VALUE! | #VALUE! | 0 | 0 | 0.20123 | 0.20123 | #VALUE! | #VALUE! | #VALUE! | #VALUE! | 0 | 0 | 0.20123 | 0.20123 | #VALUE! | #VALUE! | #VALUE! | #VALUE! | 0 | 0 | 0.20123 | 0.20123 | #VALUE! | #VALUE! |  |  |  | #VALUE! | #VALUE! | #VALUE! | #VALUE! | #VALUE! | #VALUE! | #VALUE!
Wednesday | 6 | 8 | 11 | 3803 | 0 | 0 | 0 | 0 | 0 | 0 | 0 | 0 | 0 | 0 | 0 | 0 | 0 | 0 | 0 | 0 | 0 | 0 | 0 | 0 | 0 | 0.3835 | 0.57542 | 0.5444 | 0.52602 | 0.51 | 0.24103 | 0.60573 | 0.668 | 0 | 0 | 0 | 0 | 0 | 0 | 0 | 0 | 0 | 0 | 0 |  | 0 | 0 | 0 |  | #VALUE! | #VALUE! | #VALUE! | #VALUE! |  |  | #VALUE! | #VALUE! | 0 | 0 | 0.20123 | 0.20123 | #VALUE! | #VALUE! | #VALUE! | #VALUE! | 0 | 0 | 0.20123 | 0.20123 | #VALUE! | #VALUE! | #VALUE! | #VALUE! | 0 | 0 | 0.20123 | 0.20123 | #VALUE! | #VALUE! |  |  |  | #VALUE! | #VALUE! | #VALUE! | #VALUE! | #VALUE! | #VALUE! | #VALUE!
Wednesday | 6 | 8 | 12 | 3804 | 0 | 0 | 0 | 0 | 0 | 0 | 0 | 0 | 0 | 0 | 0 | 0 | 0 | 0 | 0 | 0 | 0 | 0 | 0 | 0 | 0 | 0.4415 | 0.66458 | 0.61888 | 0.59606 | 0.56175 | 0.26752 | 0.67784 | 0.72 | 0 | 0 | 0 | 0 | 0 | 0 | 0 | 0 | 0 | 0 | 0 |  | 0 | 0 | 0 |  | #VALUE! | #VALUE! | #VALUE! | #VALUE! |  |  | #VALUE! | #VALUE! | 0 | 0 | 0.20123 | 0.20123 | #VALUE! | #VALUE! | #VALUE! | #VALUE! | 0 | 0 | 0.20123 | 0.20123 | #VALUE! | #VALUE! | #VALUE! | #VALUE! | 0 | 0 | 0.20123 | 0.20123 | #VALUE! | #VALUE! |  |  |  | #VALUE! | #VALUE! | #VALUE! | #VALUE! | #VALUE! | #VALUE! | #VALUE!
Wednesday | 6 | 8 | 13 | 3805 | 0 | 0 | 0 | 0 | 0 | 0 | 0 | 0 | 0 | 0 | 0 | 0 | 0 | 0 | 0 | 0 | 0 | 0 | 0 | 0 | 0 | 0.478 | 0.7105 | 0.65702 | 0.6036 | 0.62675 | 0.27918 | 0.71515 | 0.746 | 0 | 0 | 0 | 0 | 0 | 0 | 0 | 0 | 0 | 0 | 0 |  | 0 | 0 | 0 |  | #VALUE! | #VALUE! | #VALUE! | #VALUE! |  |  | #VALUE! | #VALUE! | 0 | 0 | 0.20123 | 0.20123 | #VALUE! | #VALUE! | #VALUE! | #VALUE! | 0 | 0 | 0.20123 | 0.20123 | #VALUE! | #VALUE! | #VALUE! | #VALUE! | 0 | 0 | 0.20123 | 0.20123 | #VALUE! | #VALUE! |  |  |  | #VALUE! | #VALUE! | #VALUE! | #VALUE! | #VALUE! | #VALUE! | #VALUE!
Wednesday | 6 | 8 | 14 | 3806 | 0 | 0 | 0 | 0 | 0 | 0 | 0 | 0 | 0 | 0 | 0 | 0 | 0 | 0 | 0 | 0 | 0 | 0 | 0 | 0 | 0 | 0.453 | 0.61867 | 0.58304 | 0.51118 | 0.657 | 0.28733 | 0.6424 | 0.663 | 0 | 0 | 0 | 0 | 0 | 0 | 0 | 0 | 0 | 0 | 0 |  | 0 | 0 | 0 |  | #VALUE! | #VALUE! | #VALUE! | #VALUE! |  |  | #VALUE! | #VALUE! | 0 | 0 | 0.20123 | 0.20123 | #VALUE! | #VALUE! | #VALUE! | #VALUE! | 0 | 0 | 0.20123 | 0.20123 | #VALUE! | #VALUE! | #VALUE! | #VALUE! | 0 | 0 | 0.20123 | 0.20123 | #VALUE! | #VALUE! |  |  |  | #VALUE! | #VALUE! | #VALUE! | #VALUE! | #VALUE! | #VALUE! | #VALUE!
Wednesday | 6 | 8 | 15 | 3807 | 0 | 0 | 0 | 0 | 0 | 0 | 0 | 0 | 0 | 0 | 0 | 0 | 0 | 0 | 0 | 0 | 0 | 0 | 0 | 0 | 0 | 0.473 | 0.65342 | 0.61577 | 0.54745 | 0.66975 | 0.32377 | 0.66271 | 0.665 | 0 | 0 | 0 | 0 | 0 | 0 | 0 | 0 | 0 | 0 | 0 |  | 0 | 0 | 0 |  | #VALUE! | #VALUE! | #VALUE! | #VALUE! |  |  | #VALUE! | #VALUE! | 0 | 0 | 0.20123 | 0.20123 | #VALUE! | #VALUE! | #VALUE! | #VALUE! | 0 | 0 | 0.20123 | 0.20123 | #VALUE! | #VALUE! | #VALUE! | #VALUE! | 0 | 0 | 0.20123 | 0.20123 | #VALUE! | #VALUE! |  |  |  | #VALUE! | #VALUE! | #VALUE! | #VALUE! | #VALUE! | #VALUE! | #VALUE!
Wednesday | 6 | 8 | 16 | 3808 | 0 | 0 | 0 | 0 | 0 | 0 | 0 | 0 | 0 | 0 | 0 | 0 | 0 | 0 | 0 | 0 | 0 | 0 | 0 | 0 | 0 | 0.4935 | 0.67942 | 0.6461 | 0.55756 | 0.68 | 0.36142 | 0.69228 | 0.686 | 0 | 0 | 0 | 0 | 0 | 0 | 0 | 0 | 0 | 0 | 0 |  | 0 | 0 | 0 |  | #VALUE! | #VALUE! | #VALUE! | #VALUE! |  |  | #VALUE! | #VALUE! | 0 | 0 | 0.20123 | 0.20123 | #VALUE! | #VALUE! | #VALUE! | #VALUE! | 0 | 0 | 0.20123 | 0.20123 | #VALUE! | #VALUE! | #VALUE! | #VALUE! | 0 | 0 | 0.20123 | 0.20123 | #VALUE! | #VALUE! |  |  |  | #VALUE! | #VALUE! | #VALUE! | #VALUE! | #VALUE! | #VALUE! | #VALUE!
Wednesday | 6 | 8 | 17 | 3809 | 0 | 0 | 0 | 0 | 0 | 0 | 0 | 0 | 0 | 0 | 0 | 0 | 0 | 0 | 0 | 0 | 0 | 0 | 0 | 0 | 0 | 0.497 | 0.67892 | 0.65321 | 0.54139 | 0.68875 | 0.37514 | 0.70418 | 0.696 | 0 | 0 | 0 | 0 | 0 | 0 | 0 | 0 | 0 | 0 | 0 |  | 0 | 0 | 0 |  | #VALUE! | #VALUE! | #VALUE! | #VALUE! |  |  | #VALUE! | #VALUE! | 0 | 0 | 0.20123 | 0.20123 | #VALUE! | #VALUE! | #VALUE! | #VALUE! | 0 | 0 | 0.20123 | 0.20123 | #VALUE! | #VALUE! | #VALUE! | #VALUE! | 0 | 0 | 0.20123 | 0.20123 | #VALUE! | #VALUE! |  |  |  | #VALUE! | #VALUE! | #VALUE! | #VALUE! | #VALUE! | #VALUE! | #VALUE!
Wednesday | 6 | 8 | 18 | 3810 | 0 | 0 | 0 | 0 | 0 | 0 | 0 | 0 | 0 | 0 | 0 | 0 | 0 | 0 | 0 | 0 | 0 | 0 | 0 | 0 | 0 | 0.4785 | 0.63167 | 0.6194 | 0.48906 | 0.6825 | 0.35406 | 0.67359 | 0.67 | 0 | 0 | 0 | 0 | 0 | 0 | 0 | 0 | 0 | 0 | 0 |  | 0 | 0 | 0 |  | #VALUE! | #VALUE! | #VALUE! | #VALUE! |  |  | #VALUE! | #VALUE! | 0 | 0 | 0.20123 | 0.20123 | #VALUE! | #VALUE! | #VALUE! | #VALUE! | 0 | 0 | 0.20123 | 0.20123 | #VALUE! | #VALUE! | #VALUE! | #VALUE! | 0 | 0 | 0.20123 | 0.20123 | #VALUE! | #VALUE! |  |  |  | #VALUE! | #VALUE! | #VALUE! | #VALUE! | #VALUE! | #VALUE! | #VALUE!
Wednesday | 6 | 8 | 19 | 3811 | 0 | 0 | 0 | 0 | 0 | 0 | 0 | 0 | 0 | 0 | 0 | 0 | 0 | 0 | 0 | 0 | 0 | 0 | 0 | 0 | 0 | 0.445 | 0.5765 | 0.57233 | 0.43807 | 0.67425 | 0.32038 | 0.62348 | 0.634 | 0 | 0 | 0 | 0 | 0 | 0 | 0 | 0 | 0 | 0 | 0 |  | 0 | 0 | 0 |  | #VALUE! | #VALUE! | #VALUE! | #VALUE! |  |  | #VALUE! | #VALUE! | 0 | 0 | 0.20123 | 0.20123 | #VALUE! | #VALUE! | #VALUE! | #VALUE! | 0 | 0 | 0.20123 | 0.20123 | #VALUE! | #VALUE! | #VALUE! | #VALUE! | 0 | 0 | 0.20123 | 0.20123 | #VALUE! | #VALUE! |  |  |  | #VALUE! | #VALUE! | #VALUE! | #VALUE! | #VALUE! | #VALUE! | #VALUE!
Wednesday | 6 | 8 | 20 | 3812 | 0 | 0 | 0 | 0 | 0 | 0 | 0 | 0 | 0 | 0 | 0 | 0 | 0 | 0 | 0 | 0 | 0 | 0 | 0 | 0 | 0 | 0.3725 | 0.46467 | 0.43044 | 0.16349 | 0.5975 | 0.22441 | 0.48341 | 0.494 | 0 | 0 | 0 | 0 | 0 | 0 | 0 | 0 | 0 | 0 | 0 |  | 0 | 0 | 0 |  | #VALUE! | #VALUE! | #VALUE! | #VALUE! |  |  | #VALUE! | #VALUE! | 0 | 0 | 0.20123 | 0.20123 | #VALUE! | #VALUE! | #VALUE! | #VALUE! | 0 | 0 | 0.20123 | 0.20123 | #VALUE! | #VALUE! | #VALUE! | #VALUE! | 0 | 0 | 0.20123 | 0.20123 | #VALUE! | #VALUE! |  |  |  | #VALUE! | #VALUE! | #VALUE! | #VALUE! | #VALUE! | #VALUE! | #VALUE!
Wednesday | 6 | 8 | 21 | 3813 | 0 | 0 | 0 | 0 | 0 | 0 | 0 | 0 | 0 | 0 | 0 | 0 | 0 | 0 | 0 | 0 | 0 | 0 | 0 | 0 | 0 | 0.3465 | 0.43908 | 0.39877 | 0.157 | 0.5755 | 0.19649 | 0.46801 | 0.496 | 0 | 0 | 0 | 0 | 0 | 0 | 0 | 0 | 0 | 0 | 0 |  | 0 | 0 | 0 |  | #VALUE! | #VALUE! | #VALUE! | #VALUE! |  |  | #VALUE! | #VALUE! | 0 | 0 | 0.20123 | 0.20123 | #VALUE! | #VALUE! | #VALUE! | #VALUE! | 0 | 0 | 0.20123 | 0.20123 | #VALUE! | #VALUE! | #VALUE! | #VALUE! | 0 | 0 | 0.20123 | 0.20123 | #VALUE! | #VALUE! |  |  |  | #VALUE! | #VALUE! | #VALUE! | #VALUE! | #VALUE! | #VALUE! | #VALUE!
Wednesday | 6 | 8 | 22 | 3814 | 0 | 0 | 0 | 0 | 0 | 0 | 0 | 0 | 0 | 0 | 0 | 0 | 0 | 0 | 0 | 0 | 0 | 0 | 0 | 0 | 0 | 0.315 | 0.3055 | 0.33604 | 0.13791 | 0.488 | 0.18057 | 0.38077 | 0.46 | 0 | 0 | 0 | 0 | 0 | 0 | 0 | 0 | 0 | 0 | 0 |  | 0 | 0 | 0 |  | #VALUE! | #VALUE! | #VALUE! | #VALUE! |  |  | #VALUE! | #VALUE! | 0 | 0 | 0.20123 | 0.20123 | #VALUE! | #VALUE! | #VALUE! | #VALUE! | 0 | 0 | 0.20123 | 0.20123 | #VALUE! | #VALUE! | #VALUE! | #VALUE! | 0 | 0 | 0.20123 | 0.20123 | #VALUE! | #VALUE! |  |  |  | #VALUE! | #VALUE! | #VALUE! | #VALUE! | #VALUE! | #VALUE! | #VALUE!
Wednesday | 6 | 8 | 23 | 3815 | 0 | 0 | 0 | 0 | 0 | 0 | 0 | 0 | 0 | 0 | 0 | 0 | 0 | 0 | 0 | 0 | 0 | 0 | 0 | 0 | 0 | 0.165 | 0.04025 | 0.039679 | 0.027699 | 0.376 | 0.15928 | 0.28535 | 0.402 | 0 | 0 | 0 | 0 | 0 | 0 | 0 | 0 | 0 | 0 | 0 |  | 0 | 0 | 0 |  | #VALUE! | #VALUE! | #VALUE! | #VALUE! |  |  | #VALUE! | #VALUE! | 0 | 0 | 0.20123 | 0.20123 | #VALUE! | #VALUE! | #VALUE! | #VALUE! | 0 | 0 | 0.20123 | 0.20123 | #VALUE! | #VALUE! | #VALUE! | #VALUE! | 0 | 0 | 0.20123 | 0.20123 | #VALUE! | #VALUE! |  |  |  | #VALUE! | #VALUE! | #VALUE! | #VALUE! | #VALUE! | #VALUE! | #VALUE!
Wednesday | 6 | 8 | 24 | 3816 | 0 | 0 | 0 | 0 | 0 | 0 | 0 | 0 | 0 | 0 | 0 | 0 | 0 | 0 | 0 | 0 | 0 | 0 | 0 | 0 | 0 | 0 | 0 | 0 | 0.026477 | 0.225 | 0.14036 | 0.1274 | 0.273 | 0 | 0 | 0 | 0 | 0 | 0 | 0 | 0 | 0 | 0 | 0 |  | 0 | 0 | 0 |  | #VALUE! | #VALUE! | #VALUE! | #VALUE! |  |  | #VALUE! | #VALUE! | 0 | 0 | 0.20123 | 0.20123 | #VALUE! | #VALUE! | #VALUE! | #VALUE! | 0 | 0 | 0.20123 | 0.20123 | #VALUE! | #VALUE! | #VALUE! | #VALUE! | 0 | 0 | 0.20123 | 0.20123 | #VALUE! | #VALUE! |  |  |  | #VALUE! | #VALUE! | #VALUE! | #VALUE! | #VALUE! | #VALUE! | #VALUE!
Thursday | 6 | 9 | 1 | 3817 | 0 | 0 | 0 | 0 | 0 | 0 | 0 | 0 | 0 | 0 | 0 | 0 | 0 | 0 | 0 | 0 | 0 | 0 | 0 | 0 | 0 | 0 | 0 | 0 | 0.022023 | 0.06775 | 0.17764 | 0.094859 | 0.255 | 0 | 0 | 0 | 0 | 0 | 0 | 0 | 0 | 0 | 0 | 0 |  | 0 | 0 | 0 |  | #VALUE! | #VALUE! | #VALUE! | #VALUE! |  |  | #VALUE! | #VALUE! | 0 | 0 | 0.20123 | 0.20123 | #VALUE! | #VALUE! | #VALUE! | #VALUE! | 0 | 0 | 0.20123 | 0.20123 | #VALUE! | #VALUE! | #VALUE! | #VALUE! | 0 | 0 | 0.20123 | 0.20123 | #VALUE! | #VALUE! |  |  |  | #VALUE! | #VALUE! | #VALUE! | #VALUE! | #VALUE! | #VALUE! | #VALUE!
Thursday | 6 | 9 | 2 | 3818 | 0 | 0 | 0 | 0 | 0 | 0 | 0 | 0 | 0 | 0 | 0 | 0 | 0 | 0 | 0 | 0 | 0 | 0 | 0 | 0 | 0 | 0 | 0 | 0 | 0.025224 | 0.05975 | 0.094947 | 0.11174 | 0.272 | 0 | 0 | 0 | 0 | 0 | 0 | 0 | 0 | 0 | 0 | 0 |  | 0 | 0 | 0 |  | #VALUE! | #VALUE! | #VALUE! | #VALUE! |  |  | #VALUE! | #VALUE! | 0 | 0 | 0.20123 | 0.20123 | #VALUE! | #VALUE! | #VALUE! | #VALUE! | 0 | 0 | 0.20123 | 0.20123 | #VALUE! | #VALUE! | #VALUE! | #VALUE! | 0 | 0 | 0.20123 | 0.20123 | #VALUE! | #VALUE! |  |  |  | #VALUE! | #VALUE! | #VALUE! | #VALUE! | #VALUE! | #VALUE! | #VALUE!
Thursday | 6 | 9 | 3 | 3819 | 0 | 0 | 0 | 0 | 0 | 0 | 0 | 0 | 0 | 0 | 0 | 0 | 0 | 0 | 0 | 0 | 0 | 0 | 0 | 0 | 0 | 0 | 0 | 0 | 0.016471 | 0.01825 | 0.091151 | 0.058892 | 0.209 | 0 | 0 | 0 | 0 | 0 | 0 | 0 | 0 | 0 | 0 | 0 |  | 0 | 0 | 0 |  | #VALUE! | #VALUE! | #VALUE! | #VALUE! |  |  | #VALUE! | #VALUE! | 0 | 0 | 0.20123 | 0.20123 | #VALUE! | #VALUE! | #VALUE! | #VALUE! | 0 | 0 | 0.20123 | 0.20123 | #VALUE! | #VALUE! | #VALUE! | #VALUE! | 0 | 0 | 0.20123 | 0.20123 | #VALUE! | #VALUE! |  |  |  | #VALUE! | #VALUE! | #VALUE! | #VALUE! | #VALUE! | #VALUE! | #VALUE!
Thursday | 6 | 9 | 4 | 3820 | 0 | 0 | 0 | 0 | 0 | 0 | 0 | 0 | 0 | 0 | 0 | 0 | 0 | 0 | 0 | 0 | 0 | 0 | 0 | 0 | 0 | 0 | 0 | 0 | 0.015438 | 0 | 0.093688 | 0.054611 | 0.209 | 0 | 0 | 0 | 0 | 0 | 0 | 0 | 0 | 0 | 0 | 0 |  | 0 | 0 | 0 |  | #VALUE! | #VALUE! | #VALUE! | #VALUE! |  |  | #VALUE! | #VALUE! | 0 | 0 | 0.20123 | 0.20123 | #VALUE! | #VALUE! | #VALUE! | #VALUE! | 0 | 0 | 0.20123 | 0.20123 | #VALUE! | #VALUE! | #VALUE! | #VALUE! | 0 | 0 | 0.20123 | 0.20123 | #VALUE! | #VALUE! |  |  |  | #VALUE! | #VALUE! | #VALUE! | #VALUE! | #VALUE! | #VALUE! | #VALUE!
Thursday | 6 | 9 | 5 | 3821 | 0 | 0 | 0 | 0 | 0 | 0 | 0 | 0 | 0 | 0 | 0 | 0 | 0 | 0 | 0 | 0 | 0 | 0 | 0 | 0 | 0 | 0 | 0 | 0.0015625 | 0.01976 | 0 | 0.080538 | 0.072453 | 0.226 | 0 | 0 | 0 | 0 | 0 | 0 | 0 | 0 | 0 | 0 | 0 |  | 0 | 0 | 0 |  | #VALUE! | #VALUE! | #VALUE! | #VALUE! |  |  | #VALUE! | #VALUE! | 0 | 0 | 0.20123 | 0.20123 | #VALUE! | #VALUE! | #VALUE! | #VALUE! | 0 | 0 | 0.20123 | 0.20123 | #VALUE! | #VALUE! | #VALUE! | #VALUE! | 0 | 0 | 0.20123 | 0.20123 | #VALUE! | #VALUE! |  |  |  | #VALUE! | #VALUE! | #VALUE! | #VALUE! | #VALUE! | #VALUE! | #VALUE!
Thursday | 6 | 9 | 6 | 3822 | 0 | 0 | 0 | 0 | 0 | 0 | 0 | 0 | 0 | 0 | 0 | 0 | 0 | 0 | 0 | 0 | 0 | 0 | 0 | 0 | 0 | 0 | 0 | 0.0009375 | 0.026552 | 0 | 0.14719 | 0.080889 | 0.261 | 0 | 0 | 0 | 0 | 0 | 0 | 0 | 0 | 0 | 0 | 0 |  | 0 | 0 | 0 |  | #VALUE! | #VALUE! | #VALUE! | #VALUE! |  |  | #VALUE! | #VALUE! | 0 | 0 | 0.20123 | 0.20123 | #VALUE! | #VALUE! | #VALUE! | #VALUE! | 0 | 0 | 0.20123 | 0.20123 | #VALUE! | #VALUE! | #VALUE! | #VALUE! | 0 | 0 | 0.20123 | 0.20123 | #VALUE! | #VALUE! |  |  |  | #VALUE! | #VALUE! | #VALUE! | #VALUE! | #VALUE! | #VALUE! | #VALUE!
Thursday | 6 | 9 | 7 | 3823 | 0 | 0 | 0 | 0 | 0 | 0 | 0 | 0 | 0 | 0 | 0 | 0 | 0 | 0 | 0 | 0 | 0 | 0 | 0 | 0 | 0 | 0 | 0.071 | 0.07114 | 0.11729 | 0.05975 | 0.21548 | 0.27197 | 0.476 | 0 | 0 | 0 | 0 | 0 | 0 | 0 | 0 | 0 | 0 | 0 |  | 0 | 0 | 0 |  | #VALUE! | #VALUE! | #VALUE! | #VALUE! |  |  | #VALUE! | #VALUE! | 0 | 0 | 0.20123 | 0.20123 | #VALUE! | #VALUE! | #VALUE! | #VALUE! | 0 | 0 | 0.20123 | 0.20123 | #VALUE! | #VALUE! | #VALUE! | #VALUE! | 0 | 0 | 0.20123 | 0.20123 | #VALUE! | #VALUE! |  |  |  | #VALUE! | #VALUE! | #VALUE! | #VALUE! | #VALUE! | #VALUE! | #VALUE!
Thursday | 6 | 9 | 8 | 3824 | 0 | 0 | 0 | 0 | 0 | 0 | 0 | 0 | 0 | 0 | 0 | 0 | 0 | 0 | 0 | 0 | 0 | 0 | 0 | 0 | 0 | 0.2525 | 0.37783 | 0.39336 | 0.41013 | 0.29375 | 0.20416 | 0.45411 | 0.559 | 0 | 0 | 0 | 0 | 0 | 0 | 0 | 0 | 0 | 0 | 0 |  | 0 | 0 | 0 |  | #VALUE! | #VALUE! | #VALUE! | #VALUE! |  |  | #VALUE! | #VALUE! | 0 | 0 | 0.20123 | 0.20123 | #VALUE! | #VALUE! | #VALUE! | #VALUE! | 0 | 0 | 0.20123 | 0.20123 | #VALUE! | #VALUE! | #VALUE! | #VALUE! | 0 | 0 | 0.20123 | 0.20123 | #VALUE! | #VALUE! |  |  |  | #VALUE! | #VALUE! | #VALUE! | #VALUE! | #VALUE! | #VALUE! | #VALUE!
Thursday | 6 | 9 | 9 | 3825 | 0 | 0 | 0 | 0 | 0 | 0 | 0 | 0 | 0 | 0 | 0 | 0 | 0 | 0 | 0 | 0 | 0 | 0 | 0 | 0 | 0 | 0.329 | 0.49067 | 0.48397 | 0.49275 | 0.45925 | 0.24352 | 0.55478 | 0.636 | 0 | 0 | 0 | 0 | 0 | 0 | 0 | 0 | 0 | 0 | 0 |  | 0 | 0 | 0 |  | #VALUE! | #VALUE! | #VALUE! | #VALUE! |  |  | #VALUE! | #VALUE! | 0 | 0 | 0.20123 | 0.20123 | #VALUE! | #VALUE! | #VALUE! | #VALUE! | 0 | 0 | 0.20123 | 0.20123 | #VALUE! | #VALUE! | #VALUE! | #VALUE! | 0 | 0 | 0.20123 | 0.20123 | #VALUE! | #VALUE! |  |  |  | #VALUE! | #VALUE! | #VALUE! | #VALUE! | #VALUE! | #VALUE! | #VALUE!
Thursday | 6 | 9 | 10 | 3826 | 0 | 0 | 0 | 0 | 0 | 0 | 0 | 0 | 0 | 0 | 0 | 0 | 0 | 0 | 0 | 0 | 0 | 0 | 0 | 0 | 0 | 0.382 | 0.542 | 0.52991 | 0.52365 | 0.537 | 0.20479 | 0.59874 | 0.656 | 0 | 0 | 0 | 0 | 0 | 0 | 0 | 0 | 0 | 0 | 0 |  | 0 | 0 | 0 |  | #VALUE! | #VALUE! | #VALUE! | #VALUE! |  |  | #VALUE! | #VALUE! | 0 | 0 | 0.20123 | 0.20123 | #VALUE! | #VALUE! | #VALUE! | #VALUE! | 0 | 0 | 0.20123 | 0.20123 | #VALUE! | #VALUE! | #VALUE! | #VALUE! | 0 | 0 | 0.20123 | 0.20123 | #VALUE! | #VALUE! |  |  |  | #VALUE! | #VALUE! | #VALUE! | #VALUE! | #VALUE! | #VALUE! | #VALUE!
Thursday | 6 | 9 | 11 | 3827 | 0 | 0 | 0 | 0 | 0 | 0 | 0 | 0 | 0 | 0 | 0 | 0 | 0 | 0 | 0 | 0 | 0 | 0 | 0 | 0 | 0 | 0.4505 | 0.65167 | 0.62328 | 0.62063 | 0.58525 | 0.20033 | 0.69339 | 0.729 | 0 | 0 | 0 | 0 | 0 | 0 | 0 | 0 | 0 | 0 | 0 |  | 0 | 0 | 0 |  | #VALUE! | #VALUE! | #VALUE! | #VALUE! |  |  | #VALUE! | #VALUE! | 0 | 0 | 0.20123 | 0.20123 | #VALUE! | #VALUE! | #VALUE! | #VALUE! | 0 | 0 | 0.20123 | 0.20123 | #VALUE! | #VALUE! | #VALUE! | #VALUE! | 0 | 0 | 0.20123 | 0.20123 | #VALUE! | #VALUE! |  |  |  | #VALUE! | #VALUE! | #VALUE! | #VALUE! | #VALUE! | #VALUE! | #VALUE!
Thursday | 6 | 9 | 12 | 3828 | 0 | 0 | 0 | 0 | 0 | 0 | 0 | 0 | 0 | 0 | 0 | 0 | 0 | 0 | 0 | 0 | 0 | 0 | 0 | 0 | 0 | 0.4505 | 0.615 | 0.59082 | 0.55262 | 0.579 | 0.29202 | 0.65706 | 0.685 | 0 | 0 | 0 | 0 | 0 | 0 | 0 | 0 | 0 | 0 | 0 |  | 0 | 0 | 0 |  | #VALUE! | #VALUE! | #VALUE! | #VALUE! |  |  | #VALUE! | #VALUE! | 0 | 0 | 0.20123 | 0.20123 | #VALUE! | #VALUE! | #VALUE! | #VALUE! | 0 | 0 | 0.20123 | 0.20123 | #VALUE! | #VALUE! | #VALUE! | #VALUE! | 0 | 0 | 0.20123 | 0.20123 | #VALUE! | #VALUE! |  |  |  | #VALUE! | #VALUE! | #VALUE! | #VALUE! | #VALUE! | #VALUE! | #VALUE!
Thursday | 6 | 9 | 13 | 3829 | 0 | 0 | 0 | 0 | 0 | 0 | 0 | 0 | 0 | 0 | 0 | 0 | 0 | 0 | 0 | 0 | 0 | 0 | 0 | 0 | 0 | 0.4685 | 0.643 | 0.61386 | 0.57715 | 0.59325 | 0.37602 | 0.67135 | 0.685 | 0 | 0 | 0 | 0 | 0 | 0 | 0 | 0 | 0 | 0 | 0 |  | 0 | 0 | 0 |  | #VALUE! | #VALUE! | #VALUE! | #VALUE! |  |  | #VALUE! | #VALUE! | 0 | 0 | 0.20123 | 0.20123 | #VALUE! | #VALUE! | #VALUE! | #VALUE! | 0 | 0 | 0.20123 | 0.20123 | #VALUE! | #VALUE! | #VALUE! | #VALUE! | 0 | 0 | 0.20123 | 0.20123 | #VALUE! | #VALUE! |  |  |  | #VALUE! | #VALUE! | #VALUE! | #VALUE! | #VALUE! | #VALUE! | #VALUE!
Thursday | 6 | 9 | 14 | 3830 | 0 | 0 | 0 | 0 | 0 | 0 | 0 | 0 | 0 | 0 | 0 | 0 | 0 | 0 | 0 | 0 | 0 | 0 | 0 | 0 | 0 | 0.509 | 0.69158 | 0.65883 | 0.6079 | 0.613 | 0.4293 | 0.72148 | 0.717 | 0 | 0 | 0 | 0 | 0 | 0 | 0 | 0 | 0 | 0 | 0 |  | 0 | 0 | 0 |  | #VALUE! | #VALUE! | #VALUE! | #VALUE! |  |  | #VALUE! | #VALUE! | 0 | 0 | 0.20123 | 0.20123 | #VALUE! | #VALUE! | #VALUE! | #VALUE! | 0 | 0 | 0.20123 | 0.20123 | #VALUE! | #VALUE! | #VALUE! | #VALUE! | 0 | 0 | 0.20123 | 0.20123 | #VALUE! | #VALUE! |  |  |  | #VALUE! | #VALUE! | #VALUE! | #VALUE! | #VALUE! | #VALUE! | #VALUE!
Thursday | 6 | 9 | 15 | 3831 | 0 | 0 | 0 | 0 | 0 | 0 | 0 | 0 | 0 | 0 | 0 | 0 | 0 | 0 | 0 | 0 | 0 | 0 | 0 | 0 | 0 | 0.4845 | 0.63942 | 0.61436 | 0.55494 | 0.67425 | 0.46629 | 0.67114 | 0.672 | 0 | 0 | 0 | 0 | 0 | 0 | 0 | 0 | 0 | 0 | 0 |  | 0 | 0 | 0 |  | #VALUE! | #VALUE! | #VALUE! | #VALUE! |  |  | #VALUE! | #VALUE! | 0 | 0 | 0.20123 | 0.20123 | #VALUE! | #VALUE! | #VALUE! | #VALUE! | 0 | 0 | 0.20123 | 0.20123 | #VALUE! | #VALUE! | #VALUE! | #VALUE! | 0 | 0 | 0.20123 | 0.20123 | #VALUE! | #VALUE! |  |  |  | #VALUE! | #VALUE! | #VALUE! | #VALUE! | #VALUE! | #VALUE! | #VALUE!
Thursday | 6 | 9 | 16 | 3832 | 0 | 0 | 0 | 0 | 0 | 0 | 0 | 0 | 0 | 0 | 0 | 0 | 0 | 0 | 0 | 0 | 0 | 0 | 0 | 0 | 0 | 0.501 | 0.65917 | 0.63605 | 0.56698 | 0.63725 | 0.51736 | 0.68725 | 0.677 | 0 | 0 | 0 | 0 | 0 | 0 | 0 | 0 | 0 | 0 | 0 |  | 0 | 0 | 0 |  | #VALUE! | #VALUE! | #VALUE! | #VALUE! |  |  | #VALUE! | #VALUE! | 0 | 0 | 0.20123 | 0.20123 | #VALUE! | #VALUE! | #VALUE! | #VALUE! | 0 | 0 | 0.20123 | 0.20123 | #VALUE! | #VALUE! | #VALUE! | #VALUE! | 0 | 0 | 0.20123 | 0.20123 | #VALUE! | #VALUE! |  |  |  | #VALUE! | #VALUE! | #VALUE! | #VALUE! | #VALUE! | #VALUE! | #VALUE!
Thursday | 6 | 9 | 17 | 3833 | 0 | 0 | 0 | 0 | 0 | 0 | 0 | 0 | 0 | 0 | 0 | 0 | 0 | 0 | 0 | 0 | 0 | 0 | 0 | 0 | 0 | 0.5135 | 0.6785 | 0.65871 | 0.57148 | 0.629 | 0.51012 | 0.70894 | 0.694 | 0 | 0 | 0 | 0 | 0 | 0 | 0 | 0 | 0 | 0 | 0 |  | 0 | 0 | 0 |  | #VALUE! | #VALUE! | #VALUE! | #VALUE! |  |  | #VALUE! | #VALUE! | 0 | 0 | 0.20123 | 0.20123 | #VALUE! | #VALUE! | #VALUE! | #VALUE! | 0 | 0 | 0.20123 | 0.20123 | #VALUE! | #VALUE! | #VALUE! | #VALUE! | 0 | 0 | 0.20123 | 0.20123 | #VALUE! | #VALUE! |  |  |  | #VALUE! | #VALUE! | #VALUE! | #VALUE! | #VALUE! | #VALUE! | #VALUE!
Thursday | 6 | 9 | 18 | 3834 | 0 | 0 | 0 | 0 | 0 | 0 | 0 | 0 | 0 | 0 | 0 | 0 | 0 | 0 | 0 | 0 | 0 | 0 | 0 | 0 | 0 | 0.493 | 0.63433 | 0.62443 | 0.52297 | 0.587 | 0.49205 | 0.67586 | 0.665 | 0 | 0 | 0 | 0 | 0 | 0 | 0 | 0 | 0 | 0 | 0 |  | 0 | 0 | 0 |  | #VALUE! | #VALUE! | #VALUE! | #VALUE! |  |  | #VALUE! | #VALUE! | 0 | 0 | 0.20123 | 0.20123 | #VALUE! | #VALUE! | #VALUE! | #VALUE! | 0 | 0 | 0.20123 | 0.20123 | #VALUE! | #VALUE! | #VALUE! | #VALUE! | 0 | 0 | 0.20123 | 0.20123 | #VALUE! | #VALUE! |  |  |  | #VALUE! | #VALUE! | #VALUE! | #VALUE! | #VALUE! | #VALUE! | #VALUE!
Thursday | 6 | 9 | 19 | 3835 | 0 | 0 | 0 | 0 | 0 | 0 | 0 | 0 | 0 | 0 | 0 | 0 | 0 | 0 | 0 | 0 | 0 | 0 | 0 | 0 | 0 | 0.476 | 0.61617 | 0.60933 | 0.50191 | 0.538 | 0.43211 | 0.66395 | 0.664 | 0 | 0 | 0 | 0 | 0 | 0 | 0 | 0 | 0 | 0 | 0 |  | 0 | 0 | 0 |  | #VALUE! | #VALUE! | #VALUE! | #VALUE! |  |  | #VALUE! | #VALUE! | 0 | 0 | 0.20123 | 0.20123 | #VALUE! | #VALUE! | #VALUE! | #VALUE! | 0 | 0 | 0.20123 | 0.20123 | #VALUE! | #VALUE! | #VALUE! | #VALUE! | 0 | 0 | 0.20123 | 0.20123 | #VALUE! | #VALUE! |  |  |  | #VALUE! | #VALUE! | #VALUE! | #VALUE! | #VALUE! | #VALUE! | #VALUE!
Thursday | 6 | 9 | 20 | 3836 | 0 | 0 | 0 | 0 | 0 | 0 | 0 | 0 | 0 | 0 | 0 | 0 | 0 | 0 | 0 | 0 | 0 | 0 | 0 | 0 | 0 | 0.4275 | 0.53883 | 0.53944 | 0.42986 | 0.46125 | 0.33737 | 0.59427 | 0.591 | 0 | 0 | 0 | 0 | 0 | 0 | 0 | 0 | 0 | 0 | 0 |  | 0 | 0 | 0 |  | #VALUE! | #VALUE! | #VALUE! | #VALUE! |  |  | #VALUE! | #VALUE! | 0 | 0 | 0.20123 | 0.20123 | #VALUE! | #VALUE! | #VALUE! | #VALUE! | 0 | 0 | 0.20123 | 0.20123 | #VALUE! | #VALUE! | #VALUE! | #VALUE! | 0 | 0 | 0.20123 | 0.20123 | #VALUE! | #VALUE! |  |  |  | #VALUE! | #VALUE! | #VALUE! | #VALUE! | #VALUE! | #VALUE! | #VALUE!
Thursday | 6 | 9 | 21 | 3837 | 0 | 0 | 0 | 0 | 0 | 0 | 0 | 0 | 0 | 0 | 0 | 0 | 0 | 0 | 0 | 0 | 0 | 0 | 0 | 0 | 0 | 0.371 | 0.46592 | 0.44978 | 0.36892 | 0.29675 | 0.25356 | 0.50283 | 0.514 | 0 | 0 | 0 | 0 | 0 | 0 | 0 | 0 | 0 | 0 | 0 |  | 0 | 0 | 0 |  | #VALUE! | #VALUE! | #VALUE! | #VALUE! |  |  | #VALUE! | #VALUE! | 0 | 0 | 0.20123 | 0.20123 | #VALUE! | #VALUE! | #VALUE! | #VALUE! | 0 | 0 | 0.20123 | 0.20123 | #VALUE! | #VALUE! | #VALUE! | #VALUE! | 0 | 0 | 0.20123 | 0.20123 | #VALUE! | #VALUE! |  |  |  | #VALUE! | #VALUE! | #VALUE! | #VALUE! | #VALUE! | #VALUE! | #VALUE!
Thursday | 6 | 9 | 22 | 3838 | 0 | 0 | 0 | 0 | 0 | 0 | 0 | 0 | 0 | 0 | 0 | 0 | 0 | 0 | 0 | 0 | 0 | 0 | 0 | 0 | 0 | 0.334 | 0.41692 | 0.37546 | 0.16063 | 0.205 | 0.18701 | 0.42594 | 0.466 | 0 | 0 | 0 | 0 | 0 | 0 | 0 | 0 | 0 | 0 | 0 |  | 0 | 0 | 0 |  | #VALUE! | #VALUE! | #VALUE! | #VALUE! |  |  | #VALUE! | #VALUE! | 0 | 0 | 0.20123 | 0.20123 | #VALUE! | #VALUE! | #VALUE! | #VALUE! | 0 | 0 | 0.20123 | 0.20123 | #VALUE! | #VALUE! | #VALUE! | #VALUE! | 0 | 0 | 0.20123 | 0.20123 | #VALUE! | #VALUE! |  |  |  | #VALUE! | #VALUE! | #VALUE! | #VALUE! | #VALUE! | #VALUE! | #VALUE!
Thursday | 6 | 9 | 23 | 3839 | 0 | 0 | 0 | 0 | 0 | 0 | 0 | 0 | 0 | 0 | 0 | 0 | 0 | 0 | 0 | 0 | 0 | 0 | 0 | 0 | 0 | 0.31 | 0.39592 | 0.33792 | 0.14955 | 0.1155 | 0.099834 | 0.38785 | 0.456 | 0 | 0 | 0 | 0 | 0 | 0 | 0 | 0 | 0 | 0 | 0 |  | 0 | 0 | 0 |  | #VALUE! | #VALUE! | #VALUE! | #VALUE! |  |  | #VALUE! | #VALUE! | 0 | 0 | 0.20123 | 0.20123 | #VALUE! | #VALUE! | #VALUE! | #VALUE! | 0 | 0 | 0.20123 | 0.20123 | #VALUE! | #VALUE! | #VALUE! | #VALUE! | 0 | 0 | 0.20123 | 0.20123 | #VALUE! | #VALUE! |  |  |  | #VALUE! | #VALUE! | #VALUE! | #VALUE! | #VALUE! | #VALUE! | #VALUE!
Thursday | 6 | 9 | 24 | 3840 | 0 | 0 | 0 | 0 | 0 | 0 | 0 | 0 | 0 | 0 | 0 | 0 | 0 | 0 | 0 | 0 | 0 | 0 | 0 | 0 | 0 | 0.163 | 0.13917 | 0.085769 | 0.13435 | 0.084 | 0.069192 | 0.32334 | 0.419 | 0 | 0 | 0 | 0 | 0 | 0 | 0 | 0 | 0 | 0 | 0 |  | 0 | 0 | 0 |  | #VALUE! | #VALUE! | #VALUE! | #VALUE! |  |  | #VALUE! | #VALUE! | 0 | 0 | 0.20123 | 0.20123 | #VALUE! | #VALUE! | #VALUE! | #VALUE! | 0 | 0 | 0.20123 | 0.20123 | #VALUE! | #VALUE! | #VALUE! | #VALUE! | 0 | 0 | 0.20123 | 0.20123 | #VALUE! | #VALUE! |  |  |  | #VALUE! | #VALUE! | #VALUE! | #VALUE! | #VALUE! | #VALUE! | #VALUE!
Friday | 6 | 10 | 1 | 3841 | 0 | 0 | 0 | 0 | 0 | 0 | 0 | 0 | 0 | 0 | 0 | 0 | 0 | 0 | 0 | 0 | 0 | 0 | 0 | 0 | 0 | 0 | 0.07125 | 0.032983 | 0.12261 | 0.011 | 0.0048403 | 0.23662 | 0.377 | 0 | 0 | 0 | 0 | 0 | 0 | 0 | 0 | 0 | 0 | 0 |  | 0 | 0 | 0 |  | #VALUE! | #VALUE! | #VALUE! | #VALUE! |  |  | #VALUE! | #VALUE! | 0 | 0 | 0.20123 | 0.20123 | #VALUE! | #VALUE! | #VALUE! | #VALUE! | 0 | 0 | 0.20123 | 0.20123 | #VALUE! | #VALUE! | #VALUE! | #VALUE! | 0 | 0 | 0.20123 | 0.20123 | #VALUE! | #VALUE! |  |  |  | #VALUE! | #VALUE! | #VALUE! | #VALUE! | #VALUE! | #VALUE! | #VALUE!
Friday | 6 | 10 | 2 | 3842 | 0 | 0 | 0 | 0 | 0 | 0 | 0 | 0 | 0 | 0 | 0 | 0 | 0 | 0 | 0 | 0 | 0 | 0 | 0 | 0 | 0 | 0 | 0 | 9.0909e-05 | 0.028103 | 0 | 0.0018617 | 0.15081 | 0.313 | 0 | 0 | 0 | 0 | 0 | 0 | 0 | 0 | 0 | 0 | 0 |  | 0 | 0 | 0 |  | #VALUE! | #VALUE! | #VALUE! | #VALUE! |  |  | #VALUE! | #VALUE! | 0 | 0 | 0.20123 | 0.20123 | #VALUE! | #VALUE! | #VALUE! | #VALUE! | 0 | 0 | 0.20123 | 0.20123 | #VALUE! | #VALUE! | #VALUE! | #VALUE! | 0 | 0 | 0.20123 | 0.20123 | #VALUE! | #VALUE! |  |  |  | #VALUE! | #VALUE! | #VALUE! | #VALUE! | #VALUE! | #VALUE! | #VALUE!
Friday | 6 | 10 | 3 | 3843 | 0 | 0 | 0 | 0 | 0 | 0 | 0 | 0 | 0 | 0 | 0 | 0 | 0 | 0 | 0 | 0 | 0 | 0 | 0 | 0 | 0 | 0 | 0 | 0 | 0.027417 | 0 | 0.0011679 | 0.11158 | 0.267 | 0 | 0 | 0 | 0 | 0 | 0 | 0 | 0 | 0 | 0 | 0 |  | 0 | 0 | 0 |  | #VALUE! | #VALUE! | #VALUE! | #VALUE! |  |  | #VALUE! | #VALUE! | 0 | 0 | 0.20123 | 0.20123 | #VALUE! | #VALUE! | #VALUE! | #VALUE! | 0 | 0 | 0.20123 | 0.20123 | #VALUE! | #VALUE! | #VALUE! | #VALUE! | 0 | 0 | 0.20123 | 0.20123 | #VALUE! | #VALUE! |  |  |  | #VALUE! | #VALUE! | #VALUE! | #VALUE! | #VALUE! | #VALUE! | #VALUE!
Friday | 6 | 10 | 4 | 3844 | 0 | 0 | 0 | 0 | 0 | 0 | 0 | 0 | 0 | 0 | 0 | 0 | 0 | 0 | 0 | 0 | 0 | 0 | 0 | 0 | 0 | 0 | 0 | 0.00078125 | 0.027092 | 0 | 0.0011563 | 0.10716 | 0.267 | 0 | 0 | 0 | 0 | 0 | 0 | 0 | 0 | 0 | 0 | 0 |  | 0 | 0 | 0 |  | #VALUE! | #VALUE! | #VALUE! | #VALUE! |  |  | #VALUE! | #VALUE! | 0 | 0 | 0.20123 | 0.20123 | #VALUE! | #VALUE! | #VALUE! | #VALUE! | 0 | 0 | 0.20123 | 0.20123 | #VALUE! | #VALUE! | #VALUE! | #VALUE! | 0 | 0 | 0.20123 | 0.20123 | #VALUE! | #VALUE! |  |  |  | #VALUE! | #VALUE! | #VALUE! | #VALUE! | #VALUE! | #VALUE! | #VALUE!
Friday | 6 | 10 | 5 | 3845 | 0 | 0 | 0 | 0 | 0 | 0 | 0 | 0 | 0 | 0 | 0 | 0 | 0 | 0 | 0 | 0 | 0 | 0 | 0 | 0 | 0 | 0 | 0 | 0.00425 | 0.027861 | 0 | 0.0011448 | 0.10351 | 0.267 | 0 | 0 | 0 | 0 | 0 | 0 | 0 | 0 | 0 | 0 | 0 |  | 0 | 0 | 0 |  | #VALUE! | #VALUE! | #VALUE! | #VALUE! |  |  | #VALUE! | #VALUE! | 0 | 0 | 0.20123 | 0.20123 | #VALUE! | #VALUE! | #VALUE! | #VALUE! | 0 | 0 | 0.20123 | 0.20123 | #VALUE! | #VALUE! | #VALUE! | #VALUE! | 0 | 0 | 0.20123 | 0.20123 | #VALUE! | #VALUE! |  |  |  | #VALUE! | #VALUE! | #VALUE! | #VALUE! | #VALUE! | #VALUE! | #VALUE!
Friday | 6 | 10 | 6 | 3846 | 0 | 0 | 0 | 0 | 0 | 0 | 0 | 0 | 0 | 0 | 0 | 0 | 0 | 0 | 0 | 0 | 0 | 0 | 0 | 0 | 0 | 0 | 0.0055 | 0.018128 | 0.030851 | 0 | 0.070537 | 0.19786 | 0.396 | 0 | 0 | 0 | 0 | 0 | 0 | 0 | 0 | 0 | 0 | 0 |  | 0 | 0 | 0 |  | #VALUE! | #VALUE! | #VALUE! | #VALUE! |  |  | #VALUE! | #VALUE! | 0 | 0 | 0.20123 | 0.20123 | #VALUE! | #VALUE! | #VALUE! | #VALUE! | 0 | 0 | 0.20123 | 0.20123 | #VALUE! | #VALUE! | #VALUE! | #VALUE! | 0 | 0 | 0.20123 | 0.20123 | #VALUE! | #VALUE! |  |  |  | #VALUE! | #VALUE! | #VALUE! | #VALUE! | #VALUE! | #VALUE! | #VALUE!
Friday | 6 | 10 | 7 | 3847 | 0 | 0 | 0 | 0 | 0 | 0 | 0 | 0 | 0 | 0 | 0 | 0 | 0 | 0 | 0 | 0 | 0 | 0 | 0 | 0 | 0 | 0.0025 | 0.14208 | 0.13116 | 0.15015 | 0.14925 | 0.16769 | 0.2855 | 0.453 | 0 | 0 | 0 | 0 | 0 | 0 | 0 | 0 | 0 | 0 | 0 |  | 0 | 0 | 0 |  | #VALUE! | #VALUE! | #VALUE! | #VALUE! |  |  | #VALUE! | #VALUE! | 0 | 0 | 0.20123 | 0.20123 | #VALUE! | #VALUE! | #VALUE! | #VALUE! | 0 | 0 | 0.20123 | 0.20123 | #VALUE! | #VALUE! | #VALUE! | #VALUE! | 0 | 0 | 0.20123 | 0.20123 | #VALUE! | #VALUE! |  |  |  | #VALUE! | #VALUE! | #VALUE! | #VALUE! | #VALUE! | #VALUE! | #VALUE!
Friday | 6 | 10 | 8 | 3848 | 0 | 0 | 0 | 0 | 0 | 0 | 0 | 0 | 0 | 0 | 0 | 0 | 0 | 0 | 0 | 0 | 0 | 0 | 0 | 0 | 0 | 0.213 | 0.36175 | 0.36539 | 0.43494 | 0.41125 | 0.1974 | 0.43592 | 0.546 | 0 | 0 | 0 | 0 | 0 | 0 | 0 | 0 | 0 | 0 | 0 |  | 0 | 0 | 0 |  | #VALUE! | #VALUE! | #VALUE! | #VALUE! |  |  | #VALUE! | #VALUE! | 0 | 0 | 0.20123 | 0.20123 | #VALUE! | #VALUE! | #VALUE! | #VALUE! | 0 | 0 | 0.20123 | 0.20123 | #VALUE! | #VALUE! | #VALUE! | #VALUE! | 0 | 0 | 0.20123 | 0.20123 | #VALUE! | #VALUE! |  |  |  | #VALUE! | #VALUE! | #VALUE! | #VALUE! | #VALUE! | #VALUE! | #VALUE!
Friday | 6 | 10 | 9 | 3849 | 0 | 0 | 0 | 0 | 0 | 0 | 0 | 0 | 0 | 0 | 0 | 0 | 0 | 0 | 0 | 0 | 0 | 0 | 0 | 0 | 0 | 0.3285 | 0.50525 | 0.48554 | 0.50517 | 0.57975 | 0.27016 | 0.55402 | 0.633 | 0 | 0 | 0 | 0 | 0 | 0 | 0 | 0 | 0 | 0 | 0 |  | 0 | 0 | 0 |  | #VALUE! | #VALUE! | #VALUE! | #VALUE! |  |  | #VALUE! | #VALUE! | 0 | 0 | 0.20123 | 0.20123 | #VALUE! | #VALUE! | #VALUE! | #VALUE! | 0 | 0 | 0.20123 | 0.20123 | #VALUE! | #VALUE! | #VALUE! | #VALUE! | 0 | 0 | 0.20123 | 0.20123 | #VALUE! | #VALUE! |  |  |  | #VALUE! | #VALUE! | #VALUE! | #VALUE! | #VALUE! | #VALUE! | #VALUE!
Friday | 6 | 10 | 10 | 3850 | 0 | 0 | 0 | 0 | 0 | 0 | 0 | 0 | 0 | 0 | 0 | 0 | 0 | 0 | 0 | 0 | 0 | 0 | 0 | 0 | 0 | 0.4245 | 0.6365 | 0.60093 | 0.61412 | 0.61575 | 0.26417 | 0.67441 | 0.725 | 0 | 0 | 0 | 0 | 0 | 0 | 0 | 0 | 0 | 0 | 0 |  | 0 | 0 | 0 |  | #VALUE! | #VALUE! | #VALUE! | #VALUE! |  |  | #VALUE! | #VALUE! | 0 | 0 | 0.20123 | 0.20123 | #VALUE! | #VALUE! | #VALUE! | #VALUE! | 0 | 0 | 0.20123 | 0.20123 | #VALUE! | #VALUE! | #VALUE! | #VALUE! | 0 | 0 | 0.20123 | 0.20123 | #VALUE! | #VALUE! |  |  |  | #VALUE! | #VALUE! | #VALUE! | #VALUE! | #VALUE! | #VALUE! | #VALUE!
Friday | 6 | 10 | 11 | 3851 | 0 | 0 | 0 | 0 | 0 | 0 | 0 | 0 | 0 | 0 | 0 | 0 | 0 | 0 | 0 | 0 | 0 | 0 | 0 | 0 | 0 | 0.478 | 0.69733 | 0.65513 | 0.65116 | 0.60125 | 0.29644 | 0.72902 | 0.765 | 0 | 0 | 0 | 0 | 0 | 0 | 0 | 0 | 0 | 0 | 0 |  | 0 | 0 | 0 |  | #VALUE! | #VALUE! | #VALUE! | #VALUE! |  |  | #VALUE! | #VALUE! | 0 | 0 | 0.20123 | 0.20123 | #VALUE! | #VALUE! | #VALUE! | #VALUE! | 0 | 0 | 0.20123 | 0.20123 | #VALUE! | #VALUE! | #VALUE! | #VALUE! | 0 | 0 | 0.20123 | 0.20123 | #VALUE! | #VALUE! |  |  |  | #VALUE! | #VALUE! | #VALUE! | #VALUE! | #VALUE! | #VALUE! | #VALUE!
Friday | 6 | 10 | 12 | 3852 | 0 | 0 | 0 | 0 | 0 | 0 | 0 | 0 | 0 | 0 | 0 | 0 | 0 | 0 | 0 | 0 | 0 | 0 | 0 | 0 | 0 | 0.482 | 0.67708 | 0.63898 | 0.61165 | 0.68 | 0.35948 | 0.71285 | 0.739 | 0 | 0 | 0 | 0 | 0 | 0 | 0 | 0 | 0 | 0 | 0 |  | 0 | 0 | 0 |  | #VALUE! | #VALUE! | #VALUE! | #VALUE! |  |  | #VALUE! | #VALUE! | 0 | 0 | 0.20123 | 0.20123 | #VALUE! | #VALUE! | #VALUE! | #VALUE! | 0 | 0 | 0.20123 | 0.20123 | #VALUE! | #VALUE! | #VALUE! | #VALUE! | 0 | 0 | 0.20123 | 0.20123 | #VALUE! | #VALUE! |  |  |  | #VALUE! | #VALUE! | #VALUE! | #VALUE! | #VALUE! | #VALUE! | #VALUE!
Friday | 6 | 10 | 13 | 3853 | 0 | 0 | 0 | 0 | 0 | 0 | 0 | 0 | 0 | 0 | 0 | 0 | 0 | 0 | 0 | 0 | 0 | 0 | 0 | 0 | 0 | 0.513 | 0.70967 | 0.66828 | 0.63401 | 0.64225 | 0.4215 | 0.74202 | 0.756 | 0 | 0 | 0 | 0 | 0 | 0 | 0 | 0 | 0 | 0 | 0 |  | 0 | 0 | 0 |  | #VALUE! | #VALUE! | #VALUE! | #VALUE! |  |  | #VALUE! | #VALUE! | 0 | 0 | 0.20123 | 0.20123 | #VALUE! | #VALUE! | #VALUE! | #VALUE! | 0 | 0 | 0.20123 | 0.20123 | #VALUE! | #VALUE! | #VALUE! | #VALUE! | 0 | 0 | 0.20123 | 0.20123 | #VALUE! | #VALUE! |  |  |  | #VALUE! | #VALUE! | #VALUE! | #VALUE! | #VALUE! | #VALUE! | #VALUE!
Friday | 6 | 10 | 14 | 3854 | 0 | 0 | 0 | 0 | 0 | 0 | 0 | 0 | 0 | 0 | 0 | 0 | 0 | 0 | 0 | 0 | 0 | 0 | 0 | 0 | 0 | 0.519 | 0.7015 | 0.66317 | 0.61751 | 0.616 | 0.47843 | 0.73543 | 0.739 | 0 | 0 | 0 | 0 | 0 | 0 | 0 | 0 | 0 | 0 | 0 |  | 0 | 0 | 0 |  | #VALUE! | #VALUE! | #VALUE! | #VALUE! |  |  | #VALUE! | #VALUE! | 0 | 0 | 0.20123 | 0.20123 | #VALUE! | #VALUE! | #VALUE! | #VALUE! | 0 | 0 | 0.20123 | 0.20123 | #VALUE! | #VALUE! | #VALUE! | #VALUE! | 0 | 0 | 0.20123 | 0.20123 | #VALUE! | #VALUE! |  |  |  | #VALUE! | #VALUE! | #VALUE! | #VALUE! | #VALUE! | #VALUE! | #VALUE!
Friday | 6 | 10 | 15 | 3855 | 0 | 0 | 0 | 0 | 0 | 0 | 0 | 0 | 0 | 0 | 0 | 0 | 0 | 0 | 0 | 0 | 0 | 0 | 0 | 0 | 0 | 0.514 | 0.68858 | 0.65204 | 0.60297 | 0.68225 | 0.49791 | 0.71466 | 0.717 | 0 | 0 | 0 | 0 | 0 | 0 | 0 | 0 | 0 | 0 | 0 |  | 0 | 0 | 0 |  | #VALUE! | #VALUE! | #VALUE! | #VALUE! |  |  | #VALUE! | #VALUE! | 0 | 0 | 0.20123 | 0.20123 | #VALUE! | #VALUE! | #VALUE! | #VALUE! | 0 | 0 | 0.20123 | 0.20123 | #VALUE! | #VALUE! | #VALUE! | #VALUE! | 0 | 0 | 0.20123 | 0.20123 | #VALUE! | #VALUE! |  |  |  | #VALUE! | #VALUE! | #VALUE! | #VALUE! | #VALUE! | #VALUE! | #VALUE!
Friday | 6 | 10 | 16 | 3856 | 0 | 0 | 0 | 0 | 0 | 0 | 0 | 0 | 0 | 0 | 0 | 0 | 0 | 0 | 0 | 0 | 0 | 0 | 0 | 0 | 0 | 0.5265 | 0.72125 | 0.68067 | 0.62989 | 0.6555 | 0.52961 | 0.7442 | 0.74 | 0 | 0 | 0 | 0 | 0 | 0 | 0 | 0 | 0 | 0 | 0 |  | 0 | 0 | 0 |  | #VALUE! | #VALUE! | #VALUE! | #VALUE! |  |  | #VALUE! | #VALUE! | 0 | 0 | 0.20123 | 0.20123 | #VALUE! | #VALUE! | #VALUE! | #VALUE! | 0 | 0 | 0.20123 | 0.20123 | #VALUE! | #VALUE! | #VALUE! | #VALUE! | 0 | 0 | 0.20123 | 0.20123 | #VALUE! | #VALUE! |  |  |  | #VALUE! | #VALUE! | #VALUE! | #VALUE! | #VALUE! | #VALUE! | #VALUE!
Friday | 6 | 10 | 17 | 3857 | 0 | 0 | 0 | 0 | 0 | 0 | 0 | 0 | 0 | 0 | 0 | 0 | 0 | 0 | 0 | 0 | 0 | 0 | 0 | 0 | 0 | 0.512 | 0.681 | 0.6491 | 0.58107 | 0.66775 | 0.52078 | 0.72032 | 0.725 | 0 | 0 | 0 | 0 | 0 | 0 | 0 | 0 | 0 | 0 | 0 |  | 0 | 0 | 0 |  | #VALUE! | #VALUE! | #VALUE! | #VALUE! |  |  | #VALUE! | #VALUE! | 0 | 0 | 0.20123 | 0.20123 | #VALUE! | #VALUE! | #VALUE! | #VALUE! | 0 | 0 | 0.20123 | 0.20123 | #VALUE! | #VALUE! | #VALUE! | #VALUE! | 0 | 0 | 0.20123 | 0.20123 | #VALUE! | #VALUE! |  |  |  | #VALUE! | #VALUE! | #VALUE! | #VALUE! | #VALUE! | #VALUE! | #VALUE!
Friday | 6 | 10 | 18 | 3858 | 0 | 0 | 0 | 0 | 0 | 0 | 0 | 0 | 0 | 0 | 0 | 0 | 0 | 0 | 0 | 0 | 0 | 0 | 0 | 0 | 0 | 0.485 | 0.64308 | 0.61551 | 0.54645 | 0.65825 | 0.48966 | 0.68633 | 0.699 | 0 | 0 | 0 | 0 | 0 | 0 | 0 | 0 | 0 | 0 | 0 |  | 0 | 0 | 0 |  | #VALUE! | #VALUE! | #VALUE! | #VALUE! |  |  | #VALUE! | #VALUE! | 0 | 0 | 0.20123 | 0.20123 | #VALUE! | #VALUE! | #VALUE! | #VALUE! | 0 | 0 | 0.20123 | 0.20123 | #VALUE! | #VALUE! | #VALUE! | #VALUE! | 0 | 0 | 0.20123 | 0.20123 | #VALUE! | #VALUE! |  |  |  | #VALUE! | #VALUE! | #VALUE! | #VALUE! | #VALUE! | #VALUE! | #VALUE!
Friday | 6 | 10 | 19 | 3859 | 0 | 0 | 0 | 0 | 0 | 0 | 0 | 0 | 0 | 0 | 0 | 0 | 0 | 0 | 0 | 0 | 0 | 0 | 0 | 0 | 0 | 0.4685 | 0.62583 | 0.60056 | 0.52693 | 0.5775 | 0.43609 | 0.66981 | 0.688 | 0 | 0 | 0 | 0 | 0 | 0 | 0 | 0 | 0 | 0 | 0 |  | 0 | 0 | 0 |  | #VALUE! | #VALUE! | #VALUE! | #VALUE! |  |  | #VALUE! | #VALUE! | 0 | 0 | 0.20123 | 0.20123 | #VALUE! | #VALUE! | #VALUE! | #VALUE! | 0 | 0 | 0.20123 | 0.20123 | #VALUE! | #VALUE! | #VALUE! | #VALUE! | 0 | 0 | 0.20123 | 0.20123 | #VALUE! | #VALUE! |  |  |  | #VALUE! | #VALUE! | #VALUE! | #VALUE! | #VALUE! | #VALUE! | #VALUE!
Friday | 6 | 10 | 20 | 3860 | 0 | 0 | 0 | 0 | 0 | 0 | 0 | 0 | 0 | 0 | 0 | 0 | 0 | 0 | 0 | 0 | 0 | 0 | 0 | 0 | 0 | 0.4155 | 0.55658 | 0.55412 | 0.45641 | 0.515 | 0.34447 | 0.60461 | 0.643 | 0 | 0 | 0 | 0 | 0 | 0 | 0 | 0 | 0 | 0 | 0 |  | 0 | 0 | 0 |  | #VALUE! | #VALUE! | #VALUE! | #VALUE! |  |  | #VALUE! | #VALUE! | 0 | 0 | 0.20123 | 0.20123 | #VALUE! | #VALUE! | #VALUE! | #VALUE! | 0 | 0 | 0.20123 | 0.20123 | #VALUE! | #VALUE! | #VALUE! | #VALUE! | 0 | 0 | 0.20123 | 0.20123 | #VALUE! | #VALUE! |  |  |  | #VALUE! | #VALUE! | #VALUE! | #VALUE! | #VALUE! | #VALUE! | #VALUE!
Friday | 6 | 10 | 21 | 3861 | 0 | 0 | 0 | 0 | 0 | 0 | 0 | 0 | 0 | 0 | 0 | 0 | 0 | 0 | 0 | 0 | 0 | 0 | 0 | 0 | 0 | 0.3715 | 0.49925 | 0.47566 | 0.4119 | 0.45825 | 0.26452 | 0.55252 | 0.609 | 0 | 0 | 0 | 0 | 0 | 0 | 0 | 0 | 0 | 0 | 0 |  | 0 | 0 | 0 |  | #VALUE! | #VALUE! | #VALUE! | #VALUE! |  |  | #VALUE! | #VALUE! | 0 | 0 | 0.20123 | 0.20123 | #VALUE! | #VALUE! | #VALUE! | #VALUE! | 0 | 0 | 0.20123 | 0.20123 | #VALUE! | #VALUE! | #VALUE! | #VALUE! | 0 | 0 | 0.20123 | 0.20123 | #VALUE! | #VALUE! |  |  |  | #VALUE! | #VALUE! | #VALUE! | #VALUE! | #VALUE! | #VALUE! | #VALUE!
Friday | 6 | 10 | 22 | 3862 | 0 | 0 | 0 | 0 | 0 | 0 | 0 | 0 | 0 | 0 | 0 | 0 | 0 | 0 | 0 | 0 | 0 | 0 | 0 | 0 | 0 | 0.357 | 0.49192 | 0.46244 | 0.40032 | 0.3865 | 0.22322 | 0.55374 | 0.62 | 0 | 0 | 0 | 0 | 0 | 0 | 0 | 0 | 0 | 0 | 0 |  | 0 | 0 | 0 |  | #VALUE! | #VALUE! | #VALUE! | #VALUE! |  |  | #VALUE! | #VALUE! | 0 | 0 | 0.20123 | 0.20123 | #VALUE! | #VALUE! | #VALUE! | #VALUE! | 0 | 0 | 0.20123 | 0.20123 | #VALUE! | #VALUE! | #VALUE! | #VALUE! | 0 | 0 | 0.20123 | 0.20123 | #VALUE! | #VALUE! |  |  |  | #VALUE! | #VALUE! | #VALUE! | #VALUE! | #VALUE! | #VALUE! | #VALUE!
Friday | 6 | 10 | 23 | 3863 | 0 | 0 | 0 | 0 | 0 | 0 | 0 | 0 | 0 | 0 | 0 | 0 | 0 | 0 | 0 | 0 | 0 | 0 | 0 | 0 | 0 | 0.314 | 0.43342 | 0.36333 | 0.24181 | 0.301 | 0.18235 | 0.46949 | 0.523 | 0 | 0 | 0 | 0 | 0 | 0 | 0 | 0 | 0 | 0 | 0 |  | 0 | 0 | 0 |  | #VALUE! | #VALUE! | #VALUE! | #VALUE! |  |  | #VALUE! | #VALUE! | 0 | 0 | 0.20123 | 0.20123 | #VALUE! | #VALUE! | #VALUE! | #VALUE! | 0 | 0 | 0.20123 | 0.20123 | #VALUE! | #VALUE! | #VALUE! | #VALUE! | 0 | 0 | 0.20123 | 0.20123 | #VALUE! | #VALUE! |  |  |  | #VALUE! | #VALUE! | #VALUE! | #VALUE! | #VALUE! | #VALUE! | #VALUE!
Friday | 6 | 10 | 24 | 3864 | 0 | 0 | 0 | 0 | 0 | 0 | 0 | 0 | 0 | 0 | 0 | 0 | 0 | 0 | 0 | 0 | 0 | 0 | 0 | 0 | 0 | 0.1595 | 0.15117 | 0.081721 | 0.1484 | 0.14675 | 0.18333 | 0.33443 | 0.447 | 0 | 0 | 0 | 0 | 0 | 0 | 0 | 0 | 0 | 0 | 0 |  | 0 | 0 | 0 |  | #VALUE! | #VALUE! | #VALUE! | #VALUE! |  |  | #VALUE! | #VALUE! | 0 | 0 | 0.20123 | 0.20123 | #VALUE! | #VALUE! | #VALUE! | #VALUE! | 0 | 0 | 0.20123 | 0.20123 | #VALUE! | #VALUE! | #VALUE! | #VALUE! | 0 | 0 | 0.20123 | 0.20123 | #VALUE! | #VALUE! |  |  |  | #VALUE! | #VALUE! | #VALUE! | #VALUE! | #VALUE! | #VALUE! | #VALUE!
Saturday | 6 | 11 | 1 | 3865 | 0 | 0 | 0 | 0 | 0 | 0 | 0 | 0 | 0 | 0 | 0 | 0 | 0 | 0 | 0 | 0 | 0 | 0 | 0 | 0 | 0 | 0.155 | 0.14158 | 0.074784 | 0.1484 | 0.1865 | 0.21579 | 0.34319 | 0.477 | 0 | 0 | 0 | 0 | 0 | 0 | 0 | 0 | 0 | 0 | 0 |  | 0 | 0 | 0 |  | #VALUE! | #VALUE! | #VALUE! | #VALUE! |  |  | #VALUE! | #VALUE! | 0 | 0 | 0.20123 | 0.20123 | #VALUE! | #VALUE! | #VALUE! | #VALUE! | 0 | 0 | 0.20123 | 0.20123 | #VALUE! | #VALUE! | #VALUE! | #VALUE! | 0 | 0 | 0.20123 | 0.20123 | #VALUE! | #VALUE! |  |  |  | #VALUE! | #VALUE! | #VALUE! | #VALUE! | #VALUE! | #VALUE! | #VALUE!
Saturday | 6 | 11 | 2 | 3866 | 0 | 0 | 0 | 0 | 0 | 0 | 0 | 0 | 0 | 0 | 0 | 0 | 0 | 0 | 0 | 0 | 0 | 0 | 0 | 0 | 0 | 0.1425 | 0.031 | 0.0066721 | 0.030695 | 0.03925 | 0.20944 | 0.25744 | 0.431 | 0 | 0 | 0 | 0 | 0 | 0 | 0 | 0 | 0 | 0 | 0 |  | 0 | 0 | 0 |  | #VALUE! | #VALUE! | #VALUE! | #VALUE! |  |  | #VALUE! | #VALUE! | 0 | 0 | 0.20123 | 0.20123 | #VALUE! | #VALUE! | #VALUE! | #VALUE! | 0 | 0 | 0.20123 | 0.20123 | #VALUE! | #VALUE! | #VALUE! | #VALUE! | 0 | 0 | 0.20123 | 0.20123 | #VALUE! | #VALUE! |  |  |  | #VALUE! | #VALUE! | #VALUE! | #VALUE! | #VALUE! | #VALUE! | #VALUE!
Saturday | 6 | 11 | 3 | 3867 | 0 | 0 | 0 | 0 | 0 | 0 | 0 | 0 | 0 | 0 | 0 | 0 | 0 | 0 | 0 | 0 | 0 | 0 | 0 | 0 | 0 | 0.136 | 0.0245 | 0.0048539 | 0.031027 | 0.22 | 0.21091 | 0.2478 | 0.431 | 0 | 0 | 0 | 0 | 0 | 0 | 0 | 0 | 0 | 0 | 0 |  | 0 | 0 | 0 |  | #VALUE! | #VALUE! | #VALUE! | #VALUE! |  |  | #VALUE! | #VALUE! | 0 | 0 | 0.20123 | 0.20123 | #VALUE! | #VALUE! | #VALUE! | #VALUE! | 0 | 0 | 0.20123 | 0.20123 | #VALUE! | #VALUE! | #VALUE! | #VALUE! | 0 | 0 | 0.20123 | 0.20123 | #VALUE! | #VALUE! |  |  |  | #VALUE! | #VALUE! | #VALUE! | #VALUE! | #VALUE! | #VALUE! | #VALUE!
Saturday | 6 | 11 | 4 | 3868 | 0 | 0 | 0 | 0 | 0 | 0 | 0 | 0 | 0 | 0 | 0 | 0 | 0 | 0 | 0 | 0 | 0 | 0 | 0 | 0 | 0 | 0.1305 | 0.02 | 0.022224 | 0.030668 | 0.093 | 0.17975 | 0.24053 | 0.431 | 0 | 0 | 0 | 0 | 0 | 0 | 0 | 0 | 0 | 0 | 0 |  | 0 | 0 | 0 |  | #VALUE! | #VALUE! | #VALUE! | #VALUE! |  |  | #VALUE! | #VALUE! | 0 | 0 | 0.20123 | 0.20123 | #VALUE! | #VALUE! | #VALUE! | #VALUE! | 0 | 0 | 0.20123 | 0.20123 | #VALUE! | #VALUE! | #VALUE! | #VALUE! | 0 | 0 | 0.20123 | 0.20123 | #VALUE! | #VALUE! |  |  |  | #VALUE! | #VALUE! | #VALUE! | #VALUE! | #VALUE! | #VALUE! | #VALUE!
Saturday | 6 | 11 | 5 | 3869 | 0 | 0 | 0 | 0 | 0 | 0 | 0 | 0 | 0 | 0 | 0 | 0 | 0 | 0 | 0 | 0 | 0 | 0 | 0 | 0 | 0 | 0.1265 | 0.016 | 0.032185 | 0.031281 | 0.009 | 0.18385 | 0.2281 | 0.431 | 0 | 0 | 0 | 0 | 0 | 0 | 0 | 0 | 0 | 0 | 0 |  | 0 | 0 | 0 |  | #VALUE! | #VALUE! | #VALUE! | #VALUE! |  |  | #VALUE! | #VALUE! | 0 | 0 | 0.20123 | 0.20123 | #VALUE! | #VALUE! | #VALUE! | #VALUE! | 0 | 0 | 0.20123 | 0.20123 | #VALUE! | #VALUE! | #VALUE! | #VALUE! | 0 | 0 | 0.20123 | 0.20123 | #VALUE! | #VALUE! |  |  |  | #VALUE! | #VALUE! | #VALUE! | #VALUE! | #VALUE! | #VALUE! | #VALUE!
Saturday | 6 | 11 | 6 | 3870 | 0 | 0 | 0 | 0 | 0 | 0 | 0 | 0 | 0 | 0 | 0 | 0 | 0 | 0 | 0 | 0 | 0 | 0 | 0 | 0 | 0 | 0.1335 | 0.10333 | 0.090303 | 0.15874 | 0.049 | 0.19872 | 0.28858 | 0.477 | 0 | 0 | 0 | 0 | 0 | 0 | 0 | 0 | 0 | 0 | 0 |  | 0 | 0 | 0 |  | #VALUE! | #VALUE! | #VALUE! | #VALUE! |  |  | #VALUE! | #VALUE! | 0 | 0 | 0.20123 | 0.20123 | #VALUE! | #VALUE! | #VALUE! | #VALUE! | 0 | 0 | 0.20123 | 0.20123 | #VALUE! | #VALUE! | #VALUE! | #VALUE! | 0 | 0 | 0.20123 | 0.20123 | #VALUE! | #VALUE! |  |  |  | #VALUE! | #VALUE! | #VALUE! | #VALUE! | #VALUE! | #VALUE! | #VALUE!
Saturday | 6 | 11 | 7 | 3871 | 0 | 0 | 0 | 0 | 0 | 0 | 0 | 0 | 0 | 0 | 0 | 0 | 0 | 0 | 0 | 0 | 0 | 0 | 0 | 0 | 0 | 0.278 | 0.43292 | 0.40005 | 0.42684 | 0.26825 | 0.24831 | 0.49065 | 0.61 | 0 | 0 | 0 | 0 | 0 | 0 | 0 | 0 | 0 | 0 | 0 |  | 0 | 0 | 0 |  | #VALUE! | #VALUE! | #VALUE! | #VALUE! |  |  | #VALUE! | #VALUE! | 0 | 0 | 0.20123 | 0.20123 | #VALUE! | #VALUE! | #VALUE! | #VALUE! | 0 | 0 | 0.20123 | 0.20123 | #VALUE! | #VALUE! | #VALUE! | #VALUE! | 0 | 0 | 0.20123 | 0.20123 | #VALUE! | #VALUE! |  |  |  | #VALUE! | #VALUE! | #VALUE! | #VALUE! | #VALUE! | #VALUE! | #VALUE!
Saturday | 6 | 11 | 8 | 3872 | 0 | 0 | 0 | 0 | 0 | 0 | 0 | 0 | 0 | 0 | 0 | 0 | 0 | 0 | 0 | 0 | 0 | 0 | 0 | 0 | 0 | 0.334 | 0.51883 | 0.48965 | 0.49619 | 0.479 | 0.26289 | 0.5766 | 0.671 | 0 | 0 | 0 | 0 | 0 | 0 | 0 | 0 | 0 | 0 | 0 |  | 0 | 0 | 0 |  | #VALUE! | #VALUE! | #VALUE! | #VALUE! |  |  | #VALUE! | #VALUE! | 0 | 0 | 0.20123 | 0.20123 | #VALUE! | #VALUE! | #VALUE! | #VALUE! | 0 | 0 | 0.20123 | 0.20123 | #VALUE! | #VALUE! | #VALUE! | #VALUE! | 0 | 0 | 0.20123 | 0.20123 | #VALUE! | #VALUE! |  |  |  | #VALUE! | #VALUE! | #VALUE! | #VALUE! | #VALUE! | #VALUE! | #VALUE!
Saturday | 6 | 11 | 9 | 3873 | 0 | 0 | 0 | 0 | 0 | 0 | 0 | 0 | 0 | 0 | 0 | 0 | 0 | 0 | 0 | 0 | 0 | 0 | 0 | 0 | 0 | 0.3985 | 0.60433 | 0.57293 | 0.57873 | 0.53225 | 0.26437 | 0.66028 | 0.731 | 0 | 0 | 0 | 0 | 0 | 0 | 0 | 0 | 0 | 0 | 0 |  | 0 | 0 | 0 |  | #VALUE! | #VALUE! | #VALUE! | #VALUE! |  |  | #VALUE! | #VALUE! | 0 | 0 | 0.20123 | 0.20123 | #VALUE! | #VALUE! | #VALUE! | #VALUE! | 0 | 0 | 0.20123 | 0.20123 | #VALUE! | #VALUE! | #VALUE! | #VALUE! | 0 | 0 | 0.20123 | 0.20123 | #VALUE! | #VALUE! |  |  |  | #VALUE! | #VALUE! | #VALUE! | #VALUE! | #VALUE! | #VALUE! | #VALUE!
Saturday | 6 | 11 | 10 | 3874 | 0 | 0 | 0 | 0 | 0 | 0 | 0 | 0 | 0 | 0 | 0 | 0 | 0 | 0 | 0 | 0 | 0 | 0 | 0 | 0 | 0 | 0.4405 | 0.643 | 0.60992 | 0.6139 | 0.60175 | 0.2329 | 0.69653 | 0.751 | 0 | 0 | 0 | 0 | 0 | 0 | 0 | 0 | 0 | 0 | 0 |  | 0 | 0 | 0 |  | #VALUE! | #VALUE! | #VALUE! | #VALUE! |  |  | #VALUE! | #VALUE! | 0 | 0 | 0.20123 | 0.20123 | #VALUE! | #VALUE! | #VALUE! | #VALUE! | 0 | 0 | 0.20123 | 0.20123 | #VALUE! | #VALUE! | #VALUE! | #VALUE! | 0 | 0 | 0.20123 | 0.20123 | #VALUE! | #VALUE! |  |  |  | #VALUE! | #VALUE! | #VALUE! | #VALUE! | #VALUE! | #VALUE! | #VALUE!
Saturday | 6 | 11 | 11 | 3875 | 0 | 0 | 0 | 0 | 0 | 0 | 0 | 0 | 0 | 0 | 0 | 0 | 0 | 0 | 0 | 0 | 0 | 0 | 0 | 0 | 0 | 0.4635 | 0.65583 | 0.62215 | 0.62279 | 0.63575 | 0.23874 | 0.70462 | 0.741 | 0 | 0 | 0 | 0 | 0 | 0 | 0 | 0 | 0 | 0 | 0 |  | 0 | 0 | 0 |  | #VALUE! | #VALUE! | #VALUE! | #VALUE! |  |  | #VALUE! | #VALUE! | 0 | 0 | 0.20123 | 0.20123 | #VALUE! | #VALUE! | #VALUE! | #VALUE! | 0 | 0 | 0.20123 | 0.20123 | #VALUE! | #VALUE! | #VALUE! | #VALUE! | 0 | 0 | 0.20123 | 0.20123 | #VALUE! | #VALUE! |  |  |  | #VALUE! | #VALUE! | #VALUE! | #VALUE! | #VALUE! | #VALUE! | #VALUE!
Saturday | 6 | 11 | 12 | 3876 | 0 | 0 | 0 | 0 | 0 | 0 | 0 | 0 | 0 | 0 | 0 | 0 | 0 | 0 | 0 | 0 | 0 | 0 | 0 | 0 | 0 | 0.4675 | 0.64225 | 0.61007 | 0.5953 | 0.67375 | 0.29523 | 0.68156 | 0.707 | 0 | 0 | 0 | 0 | 0 | 0 | 0 | 0 | 0 | 0 | 0 |  | 0 | 0 | 0 |  | #VALUE! | #VALUE! | #VALUE! | #VALUE! |  |  | #VALUE! | #VALUE! | 0 | 0 | 0.20123 | 0.20123 | #VALUE! | #VALUE! | #VALUE! | #VALUE! | 0 | 0 | 0.20123 | 0.20123 | #VALUE! | #VALUE! | #VALUE! | #VALUE! | 0 | 0 | 0.20123 | 0.20123 | #VALUE! | #VALUE! |  |  |  | #VALUE! | #VALUE! | #VALUE! | #VALUE! | #VALUE! | #VALUE! | #VALUE!
Saturday | 6 | 11 | 13 | 3877 | 0 | 0 | 0 | 0 | 0 | 0 | 0 | 0 | 0 | 0 | 0 | 0 | 0 | 0 | 0 | 0 | 0 | 0 | 0 | 0 | 0 | 0.5005 | 0.68675 | 0.64954 | 0.63233 | 0.71 | 0.28177 | 0.71975 | 0.723 | 0 | 0 | 0 | 0 | 0 | 0 | 0 | 0 | 0 | 0 | 0 |  | 0 | 0 | 0 |  | #VALUE! | #VALUE! | #VALUE! | #VALUE! |  |  | #VALUE! | #VALUE! | 0 | 0 | 0.20123 | 0.20123 | #VALUE! | #VALUE! | #VALUE! | #VALUE! | 0 | 0 | 0.20123 | 0.20123 | #VALUE! | #VALUE! | #VALUE! | #VALUE! | 0 | 0 | 0.20123 | 0.20123 | #VALUE! | #VALUE! |  |  |  | #VALUE! | #VALUE! | #VALUE! | #VALUE! | #VALUE! | #VALUE! | #VALUE!
Saturday | 6 | 11 | 14 | 3878 | 0 | 0 | 0 | 0 | 0 | 0 | 0 | 0 | 0 | 0 | 0 | 0 | 0 | 0 | 0 | 0 | 0 | 0 | 0 | 0 | 0 | 0.5025 | 0.67725 | 0.64283 | 0.6122 | 0.64 | 0.31136 | 0.70874 | 0.702 | 0 | 0 | 0 | 0 | 0 | 0 | 0 | 0 | 0 | 0 | 0 |  | 0 | 0 | 0 |  | #VALUE! | #VALUE! | #VALUE! | #VALUE! |  |  | #VALUE! | #VALUE! | 0 | 0 | 0.20123 | 0.20123 | #VALUE! | #VALUE! | #VALUE! | #VALUE! | 0 | 0 | 0.20123 | 0.20123 | #VALUE! | #VALUE! | #VALUE! | #VALUE! | 0 | 0 | 0.20123 | 0.20123 | #VALUE! | #VALUE! |  |  |  | #VALUE! | #VALUE! | #VALUE! | #VALUE! | #VALUE! | #VALUE! | #VALUE!
Saturday | 6 | 11 | 15 | 3879 | 0 | 0 | 0 | 0 | 0 | 0 | 0 | 0 | 0 | 0 | 0 | 0 | 0 | 0 | 0 | 0 | 0 | 0 | 0 | 0 | 0 | 0.5465 | 0.75217 | 0.71022 | 0.67636 | 0.688 | 0.34125 | 0.7684 | 0.757 | 0 | 0 | 0 | 0 | 0 | 0 | 0 | 0 | 0 | 0 | 0 |  | 0 | 0 | 0 |  | #VALUE! | #VALUE! | #VALUE! | #VALUE! |  |  | #VALUE! | #VALUE! | 0 | 0 | 0.20123 | 0.20123 | #VALUE! | #VALUE! | #VALUE! | #VALUE! | 0 | 0 | 0.20123 | 0.20123 | #VALUE! | #VALUE! | #VALUE! | #VALUE! | 0 | 0 | 0.20123 | 0.20123 | #VALUE! | #VALUE! |  |  |  | #VALUE! | #VALUE! | #VALUE! | #VALUE! | #VALUE! | #VALUE! | #VALUE!
Saturday | 6 | 11 | 16 | 3880 | 0 | 0 | 0 | 0 | 0 | 0 | 0 | 0 | 0 | 0 | 0 | 0 | 0 | 0 | 0 | 0 | 0 | 0 | 0 | 0 | 0 | 0.511 | 0.68058 | 0.65353 | 0.58804 | 0.709 | 0.36422 | 0.71428 | 0.711 | 0 | 0 | 0 | 0 | 0 | 0 | 0 | 0 | 0 | 0 | 0 |  | 0 | 0 | 0 |  | #VALUE! | #VALUE! | #VALUE! | #VALUE! |  |  | #VALUE! | #VALUE! | 0 | 0 | 0.20123 | 0.20123 | #VALUE! | #VALUE! | #VALUE! | #VALUE! | 0 | 0 | 0.20123 | 0.20123 | #VALUE! | #VALUE! | #VALUE! | #VALUE! | 0 | 0 | 0.20123 | 0.20123 | #VALUE! | #VALUE! |  |  |  | #VALUE! | #VALUE! | #VALUE! | #VALUE! | #VALUE! | #VALUE! | #VALUE!
Saturday | 6 | 11 | 17 | 3881 | 0 | 0 | 0 | 0 | 0 | 0 | 0 | 0 | 0 | 0 | 0 | 0 | 0 | 0 | 0 | 0 | 0 | 0 | 0 | 0 | 0 | 0.4405 | 0.56742 | 0.56323 | 0.47494 | 0.71975 | 0.31259 | 0.60712 | 0.598 | 0 | 0 | 0 | 0 | 0 | 0 | 0 | 0 | 0 | 0 | 0 |  | 0 | 0 | 0 |  | #VALUE! | #VALUE! | #VALUE! | #VALUE! |  |  | #VALUE! | #VALUE! | 0 | 0 | 0.20123 | 0.20123 | #VALUE! | #VALUE! | #VALUE! | #VALUE! | 0 | 0 | 0.20123 | 0.20123 | #VALUE! | #VALUE! | #VALUE! | #VALUE! | 0 | 0 | 0.20123 | 0.20123 | #VALUE! | #VALUE! |  |  |  | #VALUE! | #VALUE! | #VALUE! | #VALUE! | #VALUE! | #VALUE! | #VALUE!
Saturday | 6 | 11 | 18 | 3882 | 0 | 0 | 0 | 0 | 0 | 0 | 0 | 0 | 0 | 0 | 0 | 0 | 0 | 0 | 0 | 0 | 0 | 0 | 0 | 0 | 0 | 0.433 | 0.57417 | 0.56644 | 0.48903 | 0.6935 | 0.28257 | 0.6192 | 0.64 | 0 | 0 | 0 | 0 | 0 | 0 | 0 | 0 | 0 | 0 | 0 |  | 0 | 0 | 0 |  | #VALUE! | #VALUE! | #VALUE! | #VALUE! |  |  | #VALUE! | #VALUE! | 0 | 0 | 0.20123 | 0.20123 | #VALUE! | #VALUE! | #VALUE! | #VALUE! | 0 | 0 | 0.20123 | 0.20123 | #VALUE! | #VALUE! | #VALUE! | #VALUE! | 0 | 0 | 0.20123 | 0.20123 | #VALUE! | #VALUE! |  |  |  | #VALUE! | #VALUE! | #VALUE! | #VALUE! | #VALUE! | #VALUE! | #VALUE!
Saturday | 6 | 11 | 19 | 3883 | 0 | 0 | 0 | 0 | 0 | 0 | 0 | 0 | 0 | 0 | 0 | 0 | 0 | 0 | 0 | 0 | 0 | 0 | 0 | 0 | 0 | 0.4255 | 0.57558 | 0.56633 | 0.48479 | 0.655 | 0.25571 | 0.62794 | 0.659 | 0 | 0 | 0 | 0 | 0 | 0 | 0 | 0 | 0 | 0 | 0 |  | 0 | 0 | 0 |  | #VALUE! | #VALUE! | #VALUE! | #VALUE! |  |  | #VALUE! | #VALUE! | 0 | 0 | 0.20123 | 0.20123 | #VALUE! | #VALUE! | #VALUE! | #VALUE! | 0 | 0 | 0.20123 | 0.20123 | #VALUE! | #VALUE! | #VALUE! | #VALUE! | 0 | 0 | 0.20123 | 0.20123 | #VALUE! | #VALUE! |  |  |  | #VALUE! | #VALUE! | #VALUE! | #VALUE! | #VALUE! | #VALUE! | #VALUE!
Saturday | 6 | 11 | 20 | 3884 | 0 | 0 | 0 | 0 | 0 | 0 | 0 | 0 | 0 | 0 | 0 | 0 | 0 | 0 | 0 | 0 | 0 | 0 | 0 | 0 | 0 | 0.4075 | 0.56583 | 0.5457 | 0.46579 | 0.58175 | 0.12031 | 0.62271 | 0.669 | 0 | 0 | 0 | 0 | 0 | 0 | 0 | 0 | 0 | 0 | 0 |  | 0 | 0 | 0 |  | #VALUE! | #VALUE! | #VALUE! | #VALUE! |  |  | #VALUE! | #VALUE! | 0 | 0 | 0.20123 | 0.20123 | #VALUE! | #VALUE! | #VALUE! | #VALUE! | 0 | 0 | 0.20123 | 0.20123 | #VALUE! | #VALUE! | #VALUE! | #VALUE! | 0 | 0 | 0.20123 | 0.20123 | #VALUE! | #VALUE! |  |  |  | #VALUE! | #VALUE! | #VALUE! | #VALUE! | #VALUE! | #VALUE! | #VALUE!
Saturday | 6 | 11 | 21 | 3885 | 0 | 0 | 0 | 0 | 0 | 0 | 0 | 0 | 0 | 0 | 0 | 0 | 0 | 0 | 0 | 0 | 0 | 0 | 0 | 0 | 0 | 0.3475 | 0.46575 | 0.41667 | 0.38069 | 0.5025 | 0.067238 | 0.50629 | 0.543 | 0 | 0 | 0 | 0 | 0 | 0 | 0 | 0 | 0 | 0 | 0 |  | 0 | 0 | 0 |  | #VALUE! | #VALUE! | #VALUE! | #VALUE! |  |  | #VALUE! | #VALUE! | 0 | 0 | 0.20123 | 0.20123 | #VALUE! | #VALUE! | #VALUE! | #VALUE! | 0 | 0 | 0.20123 | 0.20123 | #VALUE! | #VALUE! | #VALUE! | #VALUE! | 0 | 0 | 0.20123 | 0.20123 | #VALUE! | #VALUE! |  |  |  | #VALUE! | #VALUE! | #VALUE! | #VALUE! | #VALUE! | #VALUE! | #VALUE!
Saturday | 6 | 11 | 22 | 3886 | 0 | 0 | 0 | 0 | 0 | 0 | 0 | 0 | 0 | 0 | 0 | 0 | 0 | 0 | 0 | 0 | 0 | 0 | 0 | 0 | 0 | 0.3245 | 0.44608 | 0.37954 | 0.26482 | 0.48075 | 0.055135 | 0.48012 | 0.525 | 0 | 0 | 0 | 0 | 0 | 0 | 0 | 0 | 0 | 0 | 0 |  | 0 | 0 | 0 |  | #VALUE! | #VALUE! | #VALUE! | #VALUE! |  |  | #VALUE! | #VALUE! | 0 | 0 | 0.20123 | 0.20123 | #VALUE! | #VALUE! | #VALUE! | #VALUE! | 0 | 0 | 0.20123 | 0.20123 | #VALUE! | #VALUE! | #VALUE! | #VALUE! | 0 | 0 | 0.20123 | 0.20123 | #VALUE! | #VALUE! |  |  |  | #VALUE! | #VALUE! | #VALUE! | #VALUE! | #VALUE! | #VALUE! | #VALUE!
Saturday | 6 | 11 | 23 | 3887 | 0 | 0 | 0 | 0 | 0 | 0 | 0 | 0 | 0 | 0 | 0 | 0 | 0 | 0 | 0 | 0 | 0 | 0 | 0 | 0 | 0 | 0.305 | 0.42958 | 0.3439 | 0.17271 | 0.45825 | 0.045135 | 0.45949 | 0.516 | 0 | 0 | 0 | 0 | 0 | 0 | 0 | 0 | 0 | 0 | 0 |  | 0 | 0 | 0 |  | #VALUE! | #VALUE! | #VALUE! | #VALUE! |  |  | #VALUE! | #VALUE! | 0 | 0 | 0.20123 | 0.20123 | #VALUE! | #VALUE! | #VALUE! | #VALUE! | 0 | 0 | 0.20123 | 0.20123 | #VALUE! | #VALUE! | #VALUE! | #VALUE! | 0 | 0 | 0.20123 | 0.20123 | #VALUE! | #VALUE! |  |  |  | #VALUE! | #VALUE! | #VALUE! | #VALUE! | #VALUE! | #VALUE! | #VALUE!
Saturday | 6 | 11 | 24 | 3888 | 0 | 0 | 0 | 0 | 0 | 0 | 0 | 0 | 0 | 0 | 0 | 0 | 0 | 0 | 0 | 0 | 0 | 0 | 0 | 0 | 0 | 0.2755 | 0.3915 | 0.19692 | 0.15524 | 0.4275 | 0.032121 | 0.38615 | 0.467 | 0 | 0 | 0 | 0 | 0 | 0 | 0 | 0 | 0 | 0 | 0 |  | 0 | 0 | 0 |  | #VALUE! | #VALUE! | #VALUE! | #VALUE! |  |  | #VALUE! | #VALUE! | 0 | 0 | 0.20123 | 0.20123 | #VALUE! | #VALUE! | #VALUE! | #VALUE! | 0 | 0 | 0.20123 | 0.20123 | #VALUE! | #VALUE! | #VALUE! | #VALUE! | 0 | 0 | 0.20123 | 0.20123 | #VALUE! | #VALUE! |  |  |  | #VALUE! | #VALUE! | #VALUE! | #VALUE! | #VALUE! | #VALUE! | #VALUE!
Sunday | 6 | 12 | 1 | 3889 | 0 | 0 | 0 | 0 | 0 | 0 | 0 | 0 | 0 | 0 | 0 | 0 | 0 | 0 | 0 | 0 | 0 | 0 | 0 | 0 | 0 | 0.2635 | 0.383 | 0.19046 | 0.14991 | 0.35575 | 0.065131 | 0.36052 | 0.466 | 0 | 0 | 0 | 0 | 0 | 0 | 0 | 0 | 0 | 0 | 0 |  | 0 | 0 | 0 |  | #VALUE! | #VALUE! | #VALUE! | #VALUE! |  |  | #VALUE! | #VALUE! | 0 | 0 | 0.20123 | 0.20123 | #VALUE! | #VALUE! | #VALUE! | #VALUE! | 0 | 0 | 0.20123 | 0.20123 | #VALUE! | #VALUE! | #VALUE! | #VALUE! | 0 | 0 | 0.20123 | 0.20123 | #VALUE! | #VALUE! |  |  |  | #VALUE! | #VALUE! | #VALUE! | #VALUE! | #VALUE! | #VALUE! | #VALUE!
Sunday | 6 | 12 | 2 | 3890 | 0 | 0 | 0 | 0 | 0 | 0 | 0 | 0 | 0 | 0 | 0 | 0 | 0 | 0 | 0 | 0 | 0 | 0 | 0 | 0 | 0 | 0.2515 | 0.37683 | 0.18427 | 0.14654 | 0.152 | 0.066092 | 0.33649 | 0.469 | 0 | 0 | 0 | 0 | 0 | 0 | 0 | 0 | 0 | 0 | 0 |  | 0 | 0 | 0 |  | #VALUE! | #VALUE! | #VALUE! | #VALUE! |  |  | #VALUE! | #VALUE! | 0 | 0 | 0.20123 | 0.20123 | #VALUE! | #VALUE! | #VALUE! | #VALUE! | 0 | 0 | 0.20123 | 0.20123 | #VALUE! | #VALUE! | #VALUE! | #VALUE! | 0 | 0 | 0.20123 | 0.20123 | #VALUE! | #VALUE! |  |  |  | #VALUE! | #VALUE! | #VALUE! | #VALUE! | #VALUE! | #VALUE! | #VALUE!
Sunday | 6 | 12 | 3 | 3891 | 0 | 0 | 0 | 0 | 0 | 0 | 0 | 0 | 0 | 0 | 0 | 0 | 0 | 0 | 0 | 0 | 0 | 0 | 0 | 0 | 0 | 0.237 | 0.36483 | 0.17197 | 0.032736 | 0.10075 | 0.067993 | 0.30728 | 0.464 | 0 | 0 | 0 | 0 | 0 | 0 | 0 | 0 | 0 | 0 | 0 |  | 0 | 0 | 0 |  | #VALUE! | #VALUE! | #VALUE! | #VALUE! |  |  | #VALUE! | #VALUE! | 0 | 0 | 0.20123 | 0.20123 | #VALUE! | #VALUE! | #VALUE! | #VALUE! | 0 | 0 | 0.20123 | 0.20123 | #VALUE! | #VALUE! | #VALUE! | #VALUE! | 0 | 0 | 0.20123 | 0.20123 | #VALUE! | #VALUE! |  |  |  | #VALUE! | #VALUE! | #VALUE! | #VALUE! | #VALUE! | #VALUE! | #VALUE!
Sunday | 6 | 12 | 4 | 3892 | 0 | 0 | 0 | 0 | 0 | 0 | 0 | 0 | 0 | 0 | 0 | 0 | 0 | 0 | 0 | 0 | 0 | 0 | 0 | 0 | 0 | 0.1345 | 0 | 0.018932 | 0.032351 | 0.13325 | 0.062605 | 0.2152 | 0.422 | 0 | 0 | 0 | 0 | 0 | 0 | 0 | 0 | 0 | 0 | 0 |  | 0 | 0 | 0 |  | #VALUE! | #VALUE! | #VALUE! | #VALUE! |  |  | #VALUE! | #VALUE! | 0 | 0 | 0.20123 | 0.20123 | #VALUE! | #VALUE! | #VALUE! | #VALUE! | 0 | 0 | 0.20123 | 0.20123 | #VALUE! | #VALUE! | #VALUE! | #VALUE! | 0 | 0 | 0.20123 | 0.20123 | #VALUE! | #VALUE! |  |  |  | #VALUE! | #VALUE! | #VALUE! | #VALUE! | #VALUE! | #VALUE! | #VALUE!
Sunday | 6 | 12 | 5 | 3893 | 0 | 0 | 0 | 0 | 0 | 0 | 0 | 0 | 0 | 0 | 0 | 0 | 0 | 0 | 0 | 0 | 0 | 0 | 0 | 0 | 0 | 0.126 | 0 | 0.020281 | 0.031732 | 0.064 | 0.058416 | 0.17224 | 0.383 | 0 | 0 | 0 | 0 | 0 | 0 | 0 | 0 | 0 | 0 | 0 |  | 0 | 0 | 0 |  | #VALUE! | #VALUE! | #VALUE! | #VALUE! |  |  | #VALUE! | #VALUE! | 0 | 0 | 0.20123 | 0.20123 | #VALUE! | #VALUE! | #VALUE! | #VALUE! | 0 | 0 | 0.20123 | 0.20123 | #VALUE! | #VALUE! | #VALUE! | #VALUE! | 0 | 0 | 0.20123 | 0.20123 | #VALUE! | #VALUE! |  |  |  | #VALUE! | #VALUE! | #VALUE! | #VALUE! | #VALUE! | #VALUE! | #VALUE!
Sunday | 6 | 12 | 6 | 3894 | 0 | 0 | 0 | 0 | 0 | 0 | 0 | 0 | 0 | 0 | 0 | 0 | 0 | 0 | 0 | 0 | 0 | 0 | 0 | 0 | 0 | 0.127 | 0 | 0.02192 | 0.032184 | 0.09475 | 0.064482 | 0.19906 | 0.422 | 0 | 0 | 0 | 0 | 0 | 0 | 0 | 0 | 0 | 0 | 0 |  | 0 | 0 | 0 |  | #VALUE! | #VALUE! | #VALUE! | #VALUE! |  |  | #VALUE! | #VALUE! | 0 | 0 | 0.20123 | 0.20123 | #VALUE! | #VALUE! | #VALUE! | #VALUE! | 0 | 0 | 0.20123 | 0.20123 | #VALUE! | #VALUE! | #VALUE! | #VALUE! | 0 | 0 | 0.20123 | 0.20123 | #VALUE! | #VALUE! |  |  |  | #VALUE! | #VALUE! | #VALUE! | #VALUE! | #VALUE! | #VALUE! | #VALUE!
Sunday | 6 | 12 | 7 | 3895 | 0 | 0 | 0 | 0 | 0 | 0 | 0 | 0 | 0 | 0 | 0 | 0 | 0 | 0 | 0 | 0 | 0 | 0 | 0 | 0 | 0 | 0.1305 | 0.019 | 0.028048 | 0.032871 | 0.22075 | 0.069847 | 0.23436 | 0.459 | 0 | 0 | 0 | 0 | 0 | 0 | 0 | 0 | 0 | 0 | 0 |  | 0 | 0 | 0 |  | #VALUE! | #VALUE! | #VALUE! | #VALUE! |  |  | #VALUE! | #VALUE! | 0 | 0 | 0.20123 | 0.20123 | #VALUE! | #VALUE! | #VALUE! | #VALUE! | 0 | 0 | 0.20123 | 0.20123 | #VALUE! | #VALUE! | #VALUE! | #VALUE! | 0 | 0 | 0.20123 | 0.20123 | #VALUE! | #VALUE! |  |  |  | #VALUE! | #VALUE! | #VALUE! | #VALUE! | #VALUE! | #VALUE! | #VALUE!
Sunday | 6 | 12 | 8 | 3896 | 0 | 0 | 0 | 0 | 0 | 0 | 0 | 0 | 0 | 0 | 0 | 0 | 0 | 0 | 0 | 0 | 0 | 0 | 0 | 0 | 0 | 0 | 0.017583 | 0.024082 | 0.030354 | 0.3095 | 0.057002 | 0.19317 | 0.4 | 0 | 0 | 0 | 0 | 0 | 0 | 0 | 0 | 0 | 0 | 0 |  | 0 | 0 | 0 |  | #VALUE! | #VALUE! | #VALUE! | #VALUE! |  |  | #VALUE! | #VALUE! | 0 | 0 | 0.20123 | 0.20123 | #VALUE! | #VALUE! | #VALUE! | #VALUE! | 0 | 0 | 0.20123 | 0.20123 | #VALUE! | #VALUE! | #VALUE! | #VALUE! | 0 | 0 | 0.20123 | 0.20123 | #VALUE! | #VALUE! |  |  |  | #VALUE! | #VALUE! | #VALUE! | #VALUE! | #VALUE! | #VALUE! | #VALUE!
Sunday | 6 | 12 | 9 | 3897 | 0 | 0 | 0 | 0 | 0 | 0 | 0 | 0 | 0 | 0 | 0 | 0 | 0 | 0 | 0 | 0 | 0 | 0 | 0 | 0 | 0 | 0 | 0.06525 | 0.041116 | 0.15371 | 0.4525 | 0.056788 | 0.22156 | 0.411 | 0 | 0 | 0 | 0 | 0 | 0 | 0 | 0 | 0 | 0 | 0 |  | 0 | 0 | 0 |  | #VALUE! | #VALUE! | #VALUE! | #VALUE! |  |  | #VALUE! | #VALUE! | 0 | 0 | 0.20123 | 0.20123 | #VALUE! | #VALUE! | #VALUE! | #VALUE! | 0 | 0 | 0.20123 | 0.20123 | #VALUE! | #VALUE! | #VALUE! | #VALUE! | 0 | 0 | 0.20123 | 0.20123 | #VALUE! | #VALUE! |  |  |  | #VALUE! | #VALUE! | #VALUE! | #VALUE! | #VALUE! | #VALUE! | #VALUE!
Sunday | 6 | 12 | 10 | 3898 | 0 | 0 | 0 | 0 | 0 | 0 | 0 | 0 | 0 | 0 | 0 | 0 | 0 | 0 | 0 | 0 | 0 | 0 | 0 | 0 | 0 | 0.0825 | 0.242 | 0.21858 | 0.38924 | 0.486 | 0.0064327 | 0.29193 | 0.409 | 0 | 0 | 0 | 0 | 0 | 0 | 0 | 0 | 0 | 0 | 0 |  | 0 | 0 | 0 |  | #VALUE! | #VALUE! | #VALUE! | #VALUE! |  |  | #VALUE! | #VALUE! | 0 | 0 | 0.20123 | 0.20123 | #VALUE! | #VALUE! | #VALUE! | #VALUE! | 0 | 0 | 0.20123 | 0.20123 | #VALUE! | #VALUE! | #VALUE! | #VALUE! | 0 | 0 | 0.20123 | 0.20123 | #VALUE! | #VALUE! |  |  |  | #VALUE! | #VALUE! | #VALUE! | #VALUE! | #VALUE! | #VALUE! | #VALUE!
Sunday | 6 | 12 | 11 | 3899 | 0 | 0 | 0 | 0 | 0 | 0 | 0 | 0 | 0 | 0 | 0 | 0 | 0 | 0 | 0 | 0 | 0 | 0 | 0 | 0 | 0 | 0.301 | 0.47125 | 0.44483 | 0.48117 | 0.49675 | 0.049609 | 0.48285 | 0.53 | 0 | 0 | 0 | 0 | 0 | 0 | 0 | 0 | 0 | 0 | 0 |  | 0 | 0 | 0 |  | #VALUE! | #VALUE! | #VALUE! | #VALUE! |  |  | #VALUE! | #VALUE! | 0 | 0 | 0.20123 | 0.20123 | #VALUE! | #VALUE! | #VALUE! | #VALUE! | 0 | 0 | 0.20123 | 0.20123 | #VALUE! | #VALUE! | #VALUE! | #VALUE! | 0 | 0 | 0.20123 | 0.20123 | #VALUE! | #VALUE! |  |  |  | #VALUE! | #VALUE! | #VALUE! | #VALUE! | #VALUE! | #VALUE! | #VALUE!
Sunday | 6 | 12 | 12 | 3900 | 0 | 0 | 0 | 0 | 0 | 0 | 0 | 0 | 0 | 0 | 0 | 0 | 0 | 0 | 0 | 0 | 0 | 0 | 0 | 0 | 0 | 0.3465 | 0.53583 | 0.50544 | 0.51455 | 0.502 | 0.085182 | 0.53932 | 0.581 | 0 | 0 | 0 | 0 | 0 | 0 | 0 | 0 | 0 | 0 | 0 |  | 0 | 0 | 0 |  | #VALUE! | #VALUE! | #VALUE! | #VALUE! |  |  | #VALUE! | #VALUE! | 0 | 0 | 0.20123 | 0.20123 | #VALUE! | #VALUE! | #VALUE! | #VALUE! | 0 | 0 | 0.20123 | 0.20123 | #VALUE! | #VALUE! | #VALUE! | #VALUE! | 0 | 0 | 0.20123 | 0.20123 | #VALUE! | #VALUE! |  |  |  | #VALUE! | #VALUE! | #VALUE! | #VALUE! | #VALUE! | #VALUE! | #VALUE!
Sunday | 6 | 12 | 13 | 3901 | 0 | 0 | 0 | 0 | 0 | 0 | 0 | 0 | 0 | 0 | 0 | 0 | 0 | 0 | 0 | 0 | 0 | 0 | 0 | 0 | 0 | 0.3075 | 0.45267 | 0.40854 | 0.47538 | 0.57475 | 0.099602 | 0.43559 | 0.469 | 0 | 0 | 0 | 0 | 0 | 0 | 0 | 0 | 0 | 0 | 0 |  | 0 | 0 | 0 |  | #VALUE! | #VALUE! | #VALUE! | #VALUE! |  |  | #VALUE! | #VALUE! | 0 | 0 | 0.20123 | 0.20123 | #VALUE! | #VALUE! | #VALUE! | #VALUE! | 0 | 0 | 0.20123 | 0.20123 | #VALUE! | #VALUE! | #VALUE! | #VALUE! | 0 | 0 | 0.20123 | 0.20123 | #VALUE! | #VALUE! |  |  |  | #VALUE! | #VALUE! | #VALUE! | #VALUE! | #VALUE! | #VALUE! | #VALUE!
Sunday | 6 | 12 | 14 | 3902 | 0 | 0 | 0 | 0 | 0 | 0 | 0 | 0 | 0 | 0 | 0 | 0 | 0 | 0 | 0 | 0 | 0 | 0 | 0 | 0 | 0 | 0.33 | 0.45842 | 0.42557 | 0.45939 | 0.50125 | 0.16551 | 0.42572 | 0.412 | 0 | 0 | 0 | 0 | 0 | 0 | 0 | 0 | 0 | 0 | 0 |  | 0 | 0 | 0 |  | #VALUE! | #VALUE! | #VALUE! | #VALUE! |  |  | #VALUE! | #VALUE! | 0 | 0 | 0.20123 | 0.20123 | #VALUE! | #VALUE! | #VALUE! | #VALUE! | 0 | 0 | 0.20123 | 0.20123 | #VALUE! | #VALUE! | #VALUE! | #VALUE! | 0 | 0 | 0.20123 | 0.20123 | #VALUE! | #VALUE! |  |  |  | #VALUE! | #VALUE! | #VALUE! | #VALUE! | #VALUE! | #VALUE! | #VALUE!
Sunday | 6 | 12 | 15 | 3903 | 0 | 0 | 0 | 0 | 0 | 0 | 0 | 0 | 0 | 0 | 0 | 0 | 0 | 0 | 0 | 0 | 0 | 0 | 0 | 0 | 0 | 0.3375 | 0.4555 | 0.44435 | 0.44292 | 0.5365 | 0.17425 | 0.45228 | 0.414 | 0 | 0 | 0 | 0 | 0 | 0 | 0 | 0 | 0 | 0 | 0 |  | 0 | 0 | 0 |  | #VALUE! | #VALUE! | #VALUE! | #VALUE! |  |  | #VALUE! | #VALUE! | 0 | 0 | 0.20123 | 0.20123 | #VALUE! | #VALUE! | #VALUE! | #VALUE! | 0 | 0 | 0.20123 | 0.20123 | #VALUE! | #VALUE! | #VALUE! | #VALUE! | 0 | 0 | 0.20123 | 0.20123 | #VALUE! | #VALUE! |  |  |  | #VALUE! | #VALUE! | #VALUE! | #VALUE! | #VALUE! | #VALUE! | #VALUE!
Sunday | 6 | 12 | 16 | 3904 | 0 | 0 | 0 | 0 | 0 | 0 | 0 | 0 | 0 | 0 | 0 | 0 | 0 | 0 | 0 | 0 | 0 | 0 | 0 | 0 | 0 | 0.364 | 0.49075 | 0.48701 | 0.46016 | 0.5485 | 0.17938 | 0.48268 | 0.421 | 0 | 0 | 0 | 0 | 0 | 0 | 0 | 0 | 0 | 0 | 0 |  | 0 | 0 | 0 |  | #VALUE! | #VALUE! | #VALUE! | #VALUE! |  |  | #VALUE! | #VALUE! | 0 | 0 | 0.20123 | 0.20123 | #VALUE! | #VALUE! | #VALUE! | #VALUE! | 0 | 0 | 0.20123 | 0.20123 | #VALUE! | #VALUE! | #VALUE! | #VALUE! | 0 | 0 | 0.20123 | 0.20123 | #VALUE! | #VALUE! |  |  |  | #VALUE! | #VALUE! | #VALUE! | #VALUE! | #VALUE! | #VALUE! | #VALUE!
Sunday | 6 | 12 | 17 | 3905 | 0 | 0 | 0 | 0 | 0 | 0 | 0 | 0 | 0 | 0 | 0 | 0 | 0 | 0 | 0 | 0 | 0 | 0 | 0 | 0 | 0 | 0.375 | 0.50158 | 0.49851 | 0.44806 | 0.549 | 0.19215 | 0.48911 | 0.451 | 0 | 0 | 0 | 0 | 0 | 0 | 0 | 0 | 0 | 0 | 0 |  | 0 | 0 | 0 |  | #VALUE! | #VALUE! | #VALUE! | #VALUE! |  |  | #VALUE! | #VALUE! | 0 | 0 | 0.20123 | 0.20123 | #VALUE! | #VALUE! | #VALUE! | #VALUE! | 0 | 0 | 0.20123 | 0.20123 | #VALUE! | #VALUE! | #VALUE! | #VALUE! | 0 | 0 | 0.20123 | 0.20123 | #VALUE! | #VALUE! |  |  |  | #VALUE! | #VALUE! | #VALUE! | #VALUE! | #VALUE! | #VALUE! | #VALUE!
Sunday | 6 | 12 | 18 | 3906 | 0 | 0 | 0 | 0 | 0 | 0 | 0 | 0 | 0 | 0 | 0 | 0 | 0 | 0 | 0 | 0 | 0 | 0 | 0 | 0 | 0 | 0.2715 | 0.358 | 0.36514 | 0.39169 | 0.49575 | 0.1505 | 0.38304 | 0.361 | 0 | 0 | 0 | 0 | 0 | 0 | 0 | 0 | 0 | 0 | 0 |  | 0 | 0 | 0 |  | #VALUE! | #VALUE! | #VALUE! | #VALUE! |  |  | #VALUE! | #VALUE! | 0 | 0 | 0.20123 | 0.20123 | #VALUE! | #VALUE! | #VALUE! | #VALUE! | 0 | 0 | 0.20123 | 0.20123 | #VALUE! | #VALUE! | #VALUE! | #VALUE! | 0 | 0 | 0.20123 | 0.20123 | #VALUE! | #VALUE! |  |  |  | #VALUE! | #VALUE! | #VALUE! | #VALUE! | #VALUE! | #VALUE! | #VALUE!
Sunday | 6 | 12 | 19 | 3907 | 0 | 0 | 0 | 0 | 0 | 0 | 0 | 0 | 0 | 0 | 0 | 0 | 0 | 0 | 0 | 0 | 0 | 0 | 0 | 0 | 0 | 0.159 | 0.23408 | 0.24034 | 0.32468 | 0.38125 | 0.075599 | 0.28856 | 0.301 | 0 | 0 | 0 | 0 | 0 | 0 | 0 | 0 | 0 | 0 | 0 |  | 0 | 0 | 0 |  | #VALUE! | #VALUE! | #VALUE! | #VALUE! |  |  | #VALUE! | #VALUE! | 0 | 0 | 0.20123 | 0.20123 | #VALUE! | #VALUE! | #VALUE! | #VALUE! | 0 | 0 | 0.20123 | 0.20123 | #VALUE! | #VALUE! | #VALUE! | #VALUE! | 0 | 0 | 0.20123 | 0.20123 | #VALUE! | #VALUE! |  |  |  | #VALUE! | #VALUE! | #VALUE! | #VALUE! | #VALUE! | #VALUE! | #VALUE!
Sunday | 6 | 12 | 20 | 3908 | 0 | 0 | 0 | 0 | 0 | 0 | 0 | 0 | 0 | 0 | 0 | 0 | 0 | 0 | 0 | 0 | 0 | 0 | 0 | 0 | 0 | 0 | 0.010083 | 0.011954 | 0.027312 | 0.31 | 0.0010638 | 0.10483 | 0.18 | 0 | 0 | 0 | 0 | 0 | 0 | 0 | 0 | 0 | 0 | 0 |  | 0 | 0 | 0 |  | #VALUE! | #VALUE! | #VALUE! | #VALUE! |  |  | #VALUE! | #VALUE! | 0 | 0 | 0.20123 | 0.20123 | #VALUE! | #VALUE! | #VALUE! | #VALUE! | 0 | 0 | 0.20123 | 0.20123 | #VALUE! | #VALUE! | #VALUE! | #VALUE! | 0 | 0 | 0.20123 | 0.20123 | #VALUE! | #VALUE! |  |  |  | #VALUE! | #VALUE! | #VALUE! | #VALUE! | #VALUE! | #VALUE! | #VALUE!
Sunday | 6 | 12 | 21 | 3909 | 0 | 0 | 0 | 0 | 0 | 0 | 0 | 0 | 0 | 0 | 0 | 0 | 0 | 0 | 0 | 0 | 0 | 0 | 0 | 0 | 0 | 0 | 0 | 0 | 0.025683 | 0.2045 | 0 | 0.02355 | 0.074 | 0 | 0 | 0 | 0 | 0 | 0 | 0 | 0 | 0 | 0 | 0 |  | 0 | 0 | 0 |  | #VALUE! | #VALUE! | #VALUE! | #VALUE! |  |  | #VALUE! | #VALUE! | 0 | 0 | 0.20123 | 0.20123 | #VALUE! | #VALUE! | #VALUE! | #VALUE! | 0 | 0 | 0.20123 | 0.20123 | #VALUE! | #VALUE! | #VALUE! | #VALUE! | 0 | 0 | 0.20123 | 0.20123 | #VALUE! | #VALUE! |  |  |  | #VALUE! | #VALUE! | #VALUE! | #VALUE! | #VALUE! | #VALUE! | #VALUE!
Sunday | 6 | 12 | 22 | 3910 | 0 | 0 | 0 | 0 | 0 | 0 | 0 | 0 | 0 | 0 | 0 | 0 | 0 | 0 | 0 | 0 | 0 | 0 | 0 | 0 | 0 | 0 | 0 | 0 | 0.019177 | 0.022 | 0 | 0.022271 | 0.074 | 0 | 0 | 0 | 0 | 0 | 0 | 0 | 0 | 0 | 0 | 0 |  | 0 | 0 | 0 |  | #VALUE! | #VALUE! | #VALUE! | #VALUE! |  |  | #VALUE! | #VALUE! | 0 | 0 | 0.20123 | 0.20123 | #VALUE! | #VALUE! | #VALUE! | #VALUE! | 0 | 0 | 0.20123 | 0.20123 | #VALUE! | #VALUE! | #VALUE! | #VALUE! | 0 | 0 | 0.20123 | 0.20123 | #VALUE! | #VALUE! |  |  |  | #VALUE! | #VALUE! | #VALUE! | #VALUE! | #VALUE! | #VALUE! | #VALUE!
Sunday | 6 | 12 | 23 | 3911 | 0 | 0 | 0 | 0 | 0 | 0 | 0 | 0 | 0 | 0 | 0 | 0 | 0 | 0 | 0 | 0 | 0 | 0 | 0 | 0 | 0 | 0 | 0 | 0 | 0.010992 | 0 | 0 | 0.011148 | 0.038 | 0 | 0 | 0 | 0 | 0 | 0 | 0 | 0 | 0 | 0 | 0 |  | 0 | 0 | 0 |  | #VALUE! | #VALUE! | #VALUE! | #VALUE! |  |  | #VALUE! | #VALUE! | 0 | 0 | 0.20123 | 0.20123 | #VALUE! | #VALUE! | #VALUE! | #VALUE! | 0 | 0 | 0.20123 | 0.20123 | #VALUE! | #VALUE! | #VALUE! | #VALUE! | 0 | 0 | 0.20123 | 0.20123 | #VALUE! | #VALUE! |  |  |  | #VALUE! | #VALUE! | #VALUE! | #VALUE! | #VALUE! | #VALUE! | #VALUE!
Sunday | 6 | 12 | 24 | 3912 | 0 | 0 | 0 | 0 | 0 | 0 | 0 | 0 | 0 | 0 | 0 | 0 | 0 | 0 | 0 | 0 | 0 | 0 | 0 | 0 | 0 | 0 | 0 | 0 | 0.0027655 | 0 | 0 | 0.00031724 | 0.001 | 0 | 0 | 0 | 0 | 0 | 0 | 0 | 0 | 0 | 0 | 0 |  | 0 | 0 | 0 |  | #VALUE! | #VALUE! | #VALUE! | #VALUE! |  |  | #VALUE! | #VALUE! | 0 | 0 | 0.20123 | 0.20123 | #VALUE! | #VALUE! | #VALUE! | #VALUE! | 0 | 0 | 0.20123 | 0.20123 | #VALUE! | #VALUE! | #VALUE! | #VALUE! | 0 | 0 | 0.20123 | 0.20123 | #VALUE! | #VALUE! |  |  |  | #VALUE! | #VALUE! | #VALUE! | #VALUE! | #VALUE! | #VALUE! | #VALUE!
Monday | 6 | 13 | 1 | 3913 | 0 | 0 | 0 | 0 | 0 | 0 | 0 | 0 | 0 | 0 | 0 | 0 | 0 | 0 | 0 | 0 | 0 | 0 | 0 | 0 | 0 | 0 | 0 | 0 | 0 | 0 | 0 | 0 | 0 | 0 | 0 | 0 | 0 | 0 | 0 | 0 | 0 | 0 | 0 | 0 |  | 0 | 0 | 0 |  | #VALUE! | #VALUE! | #VALUE! | #VALUE! |  |  | #VALUE! | #VALUE! | 0 | 0 | 0.20123 | 0.20123 | #VALUE! | #VALUE! | #VALUE! | #VALUE! | 0 | 0 | 0.20123 | 0.20123 | #VALUE! | #VALUE! | #VALUE! | #VALUE! | 0 | 0 | 0.20123 | 0.20123 | #VALUE! | #VALUE! |  |  |  | #VALUE! | #VALUE! | #VALUE! | #VALUE! | #VALUE! | #VALUE! | #VALUE!
Monday | 6 | 13 | 2 | 3914 | 0 | 0 | 0 | 0 | 0 | 0 | 0 | 0 | 0 | 0 | 0 | 0 | 0 | 0 | 0 | 0 | 0 | 0 | 0 | 0 | 0 | 0 | 0 | 0 | 0 | 0 | 0 | 0 | 0 | 0 | 0 | 0 | 0 | 0 | 0 | 0 | 0 | 0 | 0 | 0 |  | 0 | 0 | 0 |  | #VALUE! | #VALUE! | #VALUE! | #VALUE! |  |  | #VALUE! | #VALUE! | 0 | 0 | 0.20123 | 0.20123 | #VALUE! | #VALUE! | #VALUE! | #VALUE! | 0 | 0 | 0.20123 | 0.20123 | #VALUE! | #VALUE! | #VALUE! | #VALUE! | 0 | 0 | 0.20123 | 0.20123 | #VALUE! | #VALUE! |  |  |  | #VALUE! | #VALUE! | #VALUE! | #VALUE! | #VALUE! | #VALUE! | #VALUE!
Monday | 6 | 13 | 3 | 3915 | 0 | 0 | 0 | 0 | 0 | 0 | 0 | 0 | 0 | 0 | 0 | 0 | 0 | 0 | 0 | 0 | 0 | 0 | 0 | 0 | 0 | 0 | 0 | 0 | 0 | 0 | 0 | 0 | 0 | 0 | 0 | 0 | 0 | 0 | 0 | 0 | 0 | 0 | 0 | 0 |  | 0 | 0 | 0 |  | #VALUE! | #VALUE! | #VALUE! | #VALUE! |  |  | #VALUE! | #VALUE! | 0 | 0 | 0.20123 | 0.20123 | #VALUE! | #VALUE! | #VALUE! | #VALUE! | 0 | 0 | 0.20123 | 0.20123 | #VALUE! | #VALUE! | #VALUE! | #VALUE! | 0 | 0 | 0.20123 | 0.20123 | #VALUE! | #VALUE! |  |  |  | #VALUE! | #VALUE! | #VALUE! | #VALUE! | #VALUE! | #VALUE! | #VALUE!
Monday | 6 | 13 | 4 | 3916 | 0 | 0 | 0 | 0 | 0 | 0 | 0 | 0 | 0 | 0 | 0 | 0 | 0 | 0 | 0 | 0 | 0 | 0 | 0 | 0 | 0 | 0 | 0 | 0 | 0 | 0 | 0 | 0 | 0 | 0 | 0 | 0 | 0 | 0 | 0 | 0 | 0 | 0 | 0 | 0 |  | 0 | 0 | 0 |  | #VALUE! | #VALUE! | #VALUE! | #VALUE! |  |  | #VALUE! | #VALUE! | 0 | 0 | 0.20123 | 0.20123 | #VALUE! | #VALUE! | #VALUE! | #VALUE! | 0 | 0 | 0.20123 | 0.20123 | #VALUE! | #VALUE! | #VALUE! | #VALUE! | 0 | 0 | 0.20123 | 0.20123 | #VALUE! | #VALUE! |  |  |  | #VALUE! | #VALUE! | #VALUE! | #VALUE! | #VALUE! | #VALUE! | #VALUE!
Monday | 6 | 13 | 5 | 3917 | 0 | 0 | 0 | 0 | 0 | 0 | 0 | 0 | 0 | 0 | 0 | 0 | 0 | 0 | 0 | 0 | 0 | 0 | 0 | 0 | 0 | 0 | 0 | 0 | 0 | 0 | 0 | 0 | 0 | 0 | 0 | 0 | 0 | 0 | 0 | 0 | 0 | 0 | 0 | 0 |  | 0 | 0 | 0 |  | #VALUE! | #VALUE! | #VALUE! | #VALUE! |  |  | #VALUE! | #VALUE! | 0 | 0 | 0.20123 | 0.20123 | #VALUE! | #VALUE! | #VALUE! | #VALUE! | 0 | 0 | 0.20123 | 0.20123 | #VALUE! | #VALUE! | #VALUE! | #VALUE! | 0 | 0 | 0.20123 | 0.20123 | #VALUE! | #VALUE! |  |  |  | #VALUE! | #VALUE! | #VALUE! | #VALUE! | #VALUE! | #VALUE! | #VALUE!
Monday | 6 | 13 | 6 | 3918 | 0 | 0 | 0 | 0 | 0 | 0 | 0 | 0 | 0 | 0 | 0 | 0 | 0 | 0 | 0 | 0 | 0 | 0 | 0 | 0 | 0 | 0 | 0 | 0 | 0 | 0 | 0 | 0 | 0 | 0 | 0 | 0 | 0 | 0 | 0 | 0 | 0 | 0 | 0 | 0 |  | 0 | 0 | 0 |  | #VALUE! | #VALUE! | #VALUE! | #VALUE! |  |  | #VALUE! | #VALUE! | 0 | 0 | 0.20123 | 0.20123 | #VALUE! | #VALUE! | #VALUE! | #VALUE! | 0 | 0 | 0.20123 | 0.20123 | #VALUE! | #VALUE! | #VALUE! | #VALUE! | 0 | 0 | 0.20123 | 0.20123 | #VALUE! | #VALUE! |  |  |  | #VALUE! | #VALUE! | #VALUE! | #VALUE! | #VALUE! | #VALUE! | #VALUE!
Monday | 6 | 13 | 7 | 3919 | 0 | 0 | 0 | 0 | 0 | 0 | 0 | 0 | 0 | 0 | 0 | 0 | 0 | 0 | 0 | 0 | 0 | 0 | 0 | 0 | 0 | 0 | 0 | 0 | 0.014704 | 0 | 0 | 0.012214 | 0.048 | 0 | 0 | 0 | 0 | 0 | 0 | 0 | 0 | 0 | 0 | 0 |  | 0 | 0 | 0 |  | #VALUE! | #VALUE! | #VALUE! | #VALUE! |  |  | #VALUE! | #VALUE! | 0 | 0 | 0.20123 | 0.20123 | #VALUE! | #VALUE! | #VALUE! | #VALUE! | 0 | 0 | 0.20123 | 0.20123 | #VALUE! | #VALUE! | #VALUE! | #VALUE! | 0 | 0 | 0.20123 | 0.20123 | #VALUE! | #VALUE! |  |  |  | #VALUE! | #VALUE! | #VALUE! | #VALUE! | #VALUE! | #VALUE! | #VALUE!
Monday | 6 | 13 | 8 | 3920 | 0 | 0 | 0 | 0 | 0 | 0 | 0 | 0 | 0 | 0 | 0 | 0 | 0 | 0 | 0 | 0 | 0 | 0 | 0 | 0 | 0 | 0 | 0 | 0.0028324 | 0.018787 | 0 | 0.0012141 | 0.080608 | 0.191 | 0 | 0 | 0 | 0 | 0 | 0 | 0 | 0 | 0 | 0 | 0 |  | 0 | 0 | 0 |  | #VALUE! | #VALUE! | #VALUE! | #VALUE! |  |  | #VALUE! | #VALUE! | 0 | 0 | 0.20123 | 0.20123 | #VALUE! | #VALUE! | #VALUE! | #VALUE! | 0 | 0 | 0.20123 | 0.20123 | #VALUE! | #VALUE! | #VALUE! | #VALUE! | 0 | 0 | 0.20123 | 0.20123 | #VALUE! | #VALUE! |  |  |  | #VALUE! | #VALUE! | #VALUE! | #VALUE! | #VALUE! | #VALUE! | #VALUE!
Monday | 6 | 13 | 9 | 3921 | 0 | 0 | 0 | 0 | 0 | 0 | 0 | 0 | 0 | 0 | 0 | 0 | 0 | 0 | 0 | 0 | 0 | 0 | 0 | 0 | 0 | 0 | 0.0435 | 0.045491 | 0.19715 | 0.027 | 0.0022317 | 0.14657 | 0.25 | 0 | 0 | 0 | 0 | 0 | 0 | 0 | 0 | 0 | 0 | 0 |  | 0 | 0 | 0 |  | #VALUE! | #VALUE! | #VALUE! | #VALUE! |  |  | #VALUE! | #VALUE! | 0 | 0 | 0.20123 | 0.20123 | #VALUE! | #VALUE! | #VALUE! | #VALUE! | 0 | 0 | 0.20123 | 0.20123 | #VALUE! | #VALUE! | #VALUE! | #VALUE! | 0 | 0 | 0.20123 | 0.20123 | #VALUE! | #VALUE! |  |  |  | #VALUE! | #VALUE! | #VALUE! | #VALUE! | #VALUE! | #VALUE! | #VALUE!
Monday | 6 | 13 | 10 | 3922 | 0 | 0 | 0 | 0 | 0 | 0 | 0 | 0 | 0 | 0 | 0 | 0 | 0 | 0 | 0 | 0 | 0 | 0 | 0 | 0 | 0 | 0 | 0.0315 | 0.032449 | 0.10754 | 0.099 | 0.0019311 | 0.1381 | 0.233 | 0 | 0 | 0 | 0 | 0 | 0 | 0 | 0 | 0 | 0 | 0 |  | 0 | 0 | 0 |  | #VALUE! | #VALUE! | #VALUE! | #VALUE! |  |  | #VALUE! | #VALUE! | 0 | 0 | 0.20123 | 0.20123 | #VALUE! | #VALUE! | #VALUE! | #VALUE! | 0 | 0 | 0.20123 | 0.20123 | #VALUE! | #VALUE! | #VALUE! | #VALUE! | 0 | 0 | 0.20123 | 0.20123 | #VALUE! | #VALUE! |  |  |  | #VALUE! | #VALUE! | #VALUE! | #VALUE! | #VALUE! | #VALUE! | #VALUE!
Monday | 6 | 13 | 11 | 3923 | 0 | 0 | 0 | 0 | 0 | 0 | 0 | 0 | 0 | 0 | 0 | 0 | 0 | 0 | 0 | 0 | 0 | 0 | 0 | 0 | 0 | 0 | 0.01675 | 0.018253 | 0.022073 | 0.13475 | 0.0015957 | 0.12554 | 0.216 | 0 | 0 | 0 | 0 | 0 | 0 | 0 | 0 | 0 | 0 | 0 |  | 0 | 0 | 0 |  | #VALUE! | #VALUE! | #VALUE! | #VALUE! |  |  | #VALUE! | #VALUE! | 0 | 0 | 0.20123 | 0.20123 | #VALUE! | #VALUE! | #VALUE! | #VALUE! | 0 | 0 | 0.20123 | 0.20123 | #VALUE! | #VALUE! | #VALUE! | #VALUE! | 0 | 0 | 0.20123 | 0.20123 | #VALUE! | #VALUE! |  |  |  | #VALUE! | #VALUE! | #VALUE! | #VALUE! | #VALUE! | #VALUE! | #VALUE!
Monday | 6 | 13 | 12 | 3924 | 0 | 0 | 0 | 0 | 0 | 0 | 0 | 0 | 0 | 0 | 0 | 0 | 0 | 0 | 0 | 0 | 0 | 0 | 0 | 0 | 0 | 0 | 0.028333 | 0.022746 | 0.022192 | 0.1835 | 0.0015957 | 0.13078 | 0.216 | 0 | 0 | 0 | 0 | 0 | 0 | 0 | 0 | 0 | 0 | 0 |  | 0 | 0 | 0 |  | #VALUE! | #VALUE! | #VALUE! | #VALUE! |  |  | #VALUE! | #VALUE! | 0 | 0 | 0.20123 | 0.20123 | #VALUE! | #VALUE! | #VALUE! | #VALUE! | 0 | 0 | 0.20123 | 0.20123 | #VALUE! | #VALUE! | #VALUE! | #VALUE! | 0 | 0 | 0.20123 | 0.20123 | #VALUE! | #VALUE! |  |  |  | #VALUE! | #VALUE! | #VALUE! | #VALUE! | #VALUE! | #VALUE! | #VALUE!
Monday | 6 | 13 | 13 | 3925 | 0 | 0 | 0 | 0 | 0 | 0 | 0 | 0 | 0 | 0 | 0 | 0 | 0 | 0 | 0 | 0 | 0 | 0 | 0 | 0 | 0 | 0.024 | 0.10333 | 0.086513 | 0.14542 | 0.20575 | 0.0022548 | 0.17871 | 0.25 | 0 | 0 | 0 | 0 | 0 | 0 | 0 | 0 | 0 | 0 | 0 |  | 0 | 0 | 0 |  | #VALUE! | #VALUE! | #VALUE! | #VALUE! |  |  | #VALUE! | #VALUE! | 0 | 0 | 0.20123 | 0.20123 | #VALUE! | #VALUE! | #VALUE! | #VALUE! | 0 | 0 | 0.20123 | 0.20123 | #VALUE! | #VALUE! | #VALUE! | #VALUE! | 0 | 0 | 0.20123 | 0.20123 | #VALUE! | #VALUE! |  |  |  | #VALUE! | #VALUE! | #VALUE! | #VALUE! | #VALUE! | #VALUE! | #VALUE!
Monday | 6 | 13 | 14 | 3926 | 0 | 0 | 0 | 0 | 0 | 0 | 0 | 0 | 0 | 0 | 0 | 0 | 0 | 0 | 0 | 0 | 0 | 0 | 0 | 0 | 0 | 0.0135 | 0.0845 | 0.061918 | 0.13514 | 0.2125 | 0.0059367 | 0.16514 | 0.233 | 0 | 0 | 0 | 0 | 0 | 0 | 0 | 0 | 0 | 0 | 0 |  | 0 | 0 | 0 |  | #VALUE! | #VALUE! | #VALUE! | #VALUE! |  |  | #VALUE! | #VALUE! | 0 | 0 | 0.20123 | 0.20123 | #VALUE! | #VALUE! | #VALUE! | #VALUE! | 0 | 0 | 0.20123 | 0.20123 | #VALUE! | #VALUE! | #VALUE! | #VALUE! | 0 | 0 | 0.20123 | 0.20123 | #VALUE! | #VALUE! |  |  |  | #VALUE! | #VALUE! | #VALUE! | #VALUE! | #VALUE! | #VALUE! | #VALUE!
Monday | 6 | 13 | 15 | 3927 | 0 | 0 | 0 | 0 | 0 | 0 | 0 | 0 | 0 | 0 | 0 | 0 | 0 | 0 | 0 | 0 | 0 | 0 | 0 | 0 | 0 | 0.018 | 0.088667 | 0.067619 | 0.13629 | 0.2185 | 0.011761 | 0.16697 | 0.233 | 0 | 0 | 0 | 0 | 0 | 0 | 0 | 0 | 0 | 0 | 0 |  | 0 | 0 | 0 |  | #VALUE! | #VALUE! | #VALUE! | #VALUE! |  |  | #VALUE! | #VALUE! | 0 | 0 | 0.20123 | 0.20123 | #VALUE! | #VALUE! | #VALUE! | #VALUE! | 0 | 0 | 0.20123 | 0.20123 | #VALUE! | #VALUE! | #VALUE! | #VALUE! | 0 | 0 | 0.20123 | 0.20123 | #VALUE! | #VALUE! |  |  |  | #VALUE! | #VALUE! | #VALUE! | #VALUE! | #VALUE! | #VALUE! | #VALUE!
Monday | 6 | 13 | 16 | 3928 | 0 | 0 | 0 | 0 | 0 | 0 | 0 | 0 | 0 | 0 | 0 | 0 | 0 | 0 | 0 | 0 | 0 | 0 | 0 | 0 | 0 | 0.04 | 0.1245 | 0.10987 | 0.14036 | 0.168 | 0.025732 | 0.19009 | 0.251 | 0 | 0 | 0 | 0 | 0 | 0 | 0 | 0 | 0 | 0 | 0 |  | 0 | 0 | 0 |  | #VALUE! | #VALUE! | #VALUE! | #VALUE! |  |  | #VALUE! | #VALUE! | 0 | 0 | 0.20123 | 0.20123 | #VALUE! | #VALUE! | #VALUE! | #VALUE! | 0 | 0 | 0.20123 | 0.20123 | #VALUE! | #VALUE! | #VALUE! | #VALUE! | 0 | 0 | 0.20123 | 0.20123 | #VALUE! | #VALUE! |  |  |  | #VALUE! | #VALUE! | #VALUE! | #VALUE! | #VALUE! | #VALUE! | #VALUE!
Monday | 6 | 13 | 17 | 3929 | 0 | 0 | 0 | 0 | 0 | 0 | 0 | 0 | 0 | 0 | 0 | 0 | 0 | 0 | 0 | 0 | 0 | 0 | 0 | 0 | 0 | 0.0245 | 0.093417 | 0.082667 | 0.12999 | 0.1715 | 0.021451 | 0.17026 | 0.233 | 0 | 0 | 0 | 0 | 0 | 0 | 0 | 0 | 0 | 0 | 0 |  | 0 | 0 | 0 |  | #VALUE! | #VALUE! | #VALUE! | #VALUE! |  |  | #VALUE! | #VALUE! | 0 | 0 | 0.20123 | 0.20123 | #VALUE! | #VALUE! | #VALUE! | #VALUE! | 0 | 0 | 0.20123 | 0.20123 | #VALUE! | #VALUE! | #VALUE! | #VALUE! | 0 | 0 | 0.20123 | 0.20123 | #VALUE! | #VALUE! |  |  |  | #VALUE! | #VALUE! | #VALUE! | #VALUE! | #VALUE! | #VALUE! | #VALUE!
Monday | 6 | 13 | 18 | 3930 | 0 | 0 | 0 | 0 | 0 | 0 | 0 | 0 | 0 | 0 | 0 | 0 | 0 | 0 | 0 | 0 | 0 | 0 | 0 | 0 | 0 | 0.0055 | 0.055 | 0.050775 | 0.019559 | 0.09425 | 0.019417 | 0.14737 | 0.216 | 0 | 0 | 0 | 0 | 0 | 0 | 0 | 0 | 0 | 0 | 0 |  | 0 | 0 | 0 |  | #VALUE! | #VALUE! | #VALUE! | #VALUE! |  |  | #VALUE! | #VALUE! | 0 | 0 | 0.20123 | 0.20123 | #VALUE! | #VALUE! | #VALUE! | #VALUE! | 0 | 0 | 0.20123 | 0.20123 | #VALUE! | #VALUE! | #VALUE! | #VALUE! | 0 | 0 | 0.20123 | 0.20123 | #VALUE! | #VALUE! |  |  |  | #VALUE! | #VALUE! | #VALUE! | #VALUE! | #VALUE! | #VALUE! | #VALUE!
Monday | 6 | 13 | 19 | 3931 | 0 | 0 | 0 | 0 | 0 | 0 | 0 | 0 | 0 | 0 | 0 | 0 | 0 | 0 | 0 | 0 | 0 | 0 | 0 | 0 | 0 | 0 | 0.00033333 | 0.011047 | 0.020355 | 0.02025 | 0.0011146 | 0.10296 | 0.181 | 0 | 0 | 0 | 0 | 0 | 0 | 0 | 0 | 0 | 0 | 0 |  | 0 | 0 | 0 |  | #VALUE! | #VALUE! | #VALUE! | #VALUE! |  |  | #VALUE! | #VALUE! | 0 | 0 | 0.20123 | 0.20123 | #VALUE! | #VALUE! | #VALUE! | #VALUE! | 0 | 0 | 0.20123 | 0.20123 | #VALUE! | #VALUE! | #VALUE! | #VALUE! | 0 | 0 | 0.20123 | 0.20123 | #VALUE! | #VALUE! |  |  |  | #VALUE! | #VALUE! | #VALUE! | #VALUE! | #VALUE! | #VALUE! | #VALUE!
Monday | 6 | 13 | 20 | 3932 | 0 | 0 | 0 | 0 | 0 | 0 | 0 | 0 | 0 | 0 | 0 | 0 | 0 | 0 | 0 | 0 | 0 | 0 | 0 | 0 | 0 | 0 | 0 | 0 | 0.021136 | 0 | 0.00026596 | 0.0683 | 0.145 | 0 | 0 | 0 | 0 | 0 | 0 | 0 | 0 | 0 | 0 | 0 |  | 0 | 0 | 0 |  | #VALUE! | #VALUE! | #VALUE! | #VALUE! |  |  | #VALUE! | #VALUE! | 0 | 0 | 0.20123 | 0.20123 | #VALUE! | #VALUE! | #VALUE! | #VALUE! | 0 | 0 | 0.20123 | 0.20123 | #VALUE! | #VALUE! | #VALUE! | #VALUE! | 0 | 0 | 0.20123 | 0.20123 | #VALUE! | #VALUE! |  |  |  | #VALUE! | #VALUE! | #VALUE! | #VALUE! | #VALUE! | #VALUE! | #VALUE!
Monday | 6 | 13 | 21 | 3933 | 0 | 0 | 0 | 0 | 0 | 0 | 0 | 0 | 0 | 0 | 0 | 0 | 0 | 0 | 0 | 0 | 0 | 0 | 0 | 0 | 0 | 0 | 0 | 0 | 0.019174 | 0 | 0 | 0.051303 | 0.128 | 0 | 0 | 0 | 0 | 0 | 0 | 0 | 0 | 0 | 0 | 0 |  | 0 | 0 | 0 |  | #VALUE! | #VALUE! | #VALUE! | #VALUE! |  |  | #VALUE! | #VALUE! | 0 | 0 | 0.20123 | 0.20123 | #VALUE! | #VALUE! | #VALUE! | #VALUE! | 0 | 0 | 0.20123 | 0.20123 | #VALUE! | #VALUE! | #VALUE! | #VALUE! | 0 | 0 | 0.20123 | 0.20123 | #VALUE! | #VALUE! |  |  |  | #VALUE! | #VALUE! | #VALUE! | #VALUE! | #VALUE! | #VALUE! | #VALUE!
Monday | 6 | 13 | 22 | 3934 | 0 | 0 | 0 | 0 | 0 | 0 | 0 | 0 | 0 | 0 | 0 | 0 | 0 | 0 | 0 | 0 | 0 | 0 | 0 | 0 | 0 | 0 | 0 | 0 | 0.014147 | 0 | 0 | 0.038365 | 0.11 | 0 | 0 | 0 | 0 | 0 | 0 | 0 | 0 | 0 | 0 | 0 |  | 0 | 0 | 0 |  | #VALUE! | #VALUE! | #VALUE! | #VALUE! |  |  | #VALUE! | #VALUE! | 0 | 0 | 0.20123 | 0.20123 | #VALUE! | #VALUE! | #VALUE! | #VALUE! | 0 | 0 | 0.20123 | 0.20123 | #VALUE! | #VALUE! | #VALUE! | #VALUE! | 0 | 0 | 0.20123 | 0.20123 | #VALUE! | #VALUE! |  |  |  | #VALUE! | #VALUE! | #VALUE! | #VALUE! | #VALUE! | #VALUE! | #VALUE!
Monday | 6 | 13 | 23 | 3935 | 0 | 0 | 0 | 0 | 0 | 0 | 0 | 0 | 0 | 0 | 0 | 0 | 0 | 0 | 0 | 0 | 0 | 0 | 0 | 0 | 0 | 0 | 0 | 0 | 0.0081682 | 0 | 0 | 0.020478 | 0.074 | 0 | 0 | 0 | 0 | 0 | 0 | 0 | 0 | 0 | 0 | 0 |  | 0 | 0 | 0 |  | #VALUE! | #VALUE! | #VALUE! | #VALUE! |  |  | #VALUE! | #VALUE! | 0 | 0 | 0.20123 | 0.20123 | #VALUE! | #VALUE! | #VALUE! | #VALUE! | 0 | 0 | 0.20123 | 0.20123 | #VALUE! | #VALUE! | #VALUE! | #VALUE! | 0 | 0 | 0.20123 | 0.20123 | #VALUE! | #VALUE! |  |  |  | #VALUE! | #VALUE! | #VALUE! | #VALUE! | #VALUE! | #VALUE! | #VALUE!
Monday | 6 | 13 | 24 | 3936 | 0 | 0 | 0 | 0 | 0 | 0 | 0 | 0 | 0 | 0 | 0 | 0 | 0 | 0 | 0 | 0 | 0 | 0 | 0 | 0 | 0 | 0 | 0 | 0 | 0 | 0 | 0 | 0.003331 | 0.008 | 0 | 0 | 0 | 0 | 0 | 0 | 0 | 0 | 0 | 0 | 0 |  | 0 | 0 | 0 |  | #VALUE! | #VALUE! | #VALUE! | #VALUE! |  |  | #VALUE! | #VALUE! | 0 | 0 | 0.20123 | 0.20123 | #VALUE! | #VALUE! | #VALUE! | #VALUE! | 0 | 0 | 0.20123 | 0.20123 | #VALUE! | #VALUE! | #VALUE! | #VALUE! | 0 | 0 | 0.20123 | 0.20123 | #VALUE! | #VALUE! |  |  |  | #VALUE! | #VALUE! | #VALUE! | #VALUE! | #VALUE! | #VALUE! | #VALUE!
Tuesday | 6 | 14 | 1 | 3937 | 0 | 0 | 0 | 0 | 0 | 0 | 0 | 0 | 0 | 0 | 0 | 0 | 0 | 0 | 0 | 0 | 0 | 0 | 0 | 0 | 0 | 0 | 0 | 0 | 0 | 0 | 0 | 0 | 0 | 0 | 0 | 0 | 0 | 0 | 0 | 0 | 0 | 0 | 0 | 0 |  | 0 | 0 | 0 |  | #VALUE! | #VALUE! | #VALUE! | #VALUE! |  |  | #VALUE! | #VALUE! | 0 | 0 | 0.20123 | 0.20123 | #VALUE! | #VALUE! | #VALUE! | #VALUE! | 0 | 0 | 0.20123 | 0.20123 | #VALUE! | #VALUE! | #VALUE! | #VALUE! | 0 | 0 | 0.20123 | 0.20123 | #VALUE! | #VALUE! |  |  |  | #VALUE! | #VALUE! | #VALUE! | #VALUE! | #VALUE! | #VALUE! | #VALUE!
Tuesday | 6 | 14 | 2 | 3938 | 0 | 0 | 0 | 0 | 0 | 0 | 0 | 0 | 0 | 0 | 0 | 0 | 0 | 0 | 0 | 0 | 0 | 0 | 0 | 0 | 0 | 0 | 0 | 0 | 0 | 0 | 0 | 0 | 0 | 0 | 0 | 0 | 0 | 0 | 0 | 0 | 0 | 0 | 0 | 0 |  | 0 | 0 | 0 |  | #VALUE! | #VALUE! | #VALUE! | #VALUE! |  |  | #VALUE! | #VALUE! | 0 | 0 | 0.20123 | 0.20123 | #VALUE! | #VALUE! | #VALUE! | #VALUE! | 0 | 0 | 0.20123 | 0.20123 | #VALUE! | #VALUE! | #VALUE! | #VALUE! | 0 | 0 | 0.20123 | 0.20123 | #VALUE! | #VALUE! |  |  |  | #VALUE! | #VALUE! | #VALUE! | #VALUE! | #VALUE! | #VALUE! | #VALUE!
Tuesday | 6 | 14 | 3 | 3939 | 0 | 0 | 0 | 0 | 0 | 0 | 0 | 0 | 0 | 0 | 0 | 0 | 0 | 0 | 0 | 0 | 0 | 0 | 0 | 0 | 0 | 0 | 0 | 0 | 0 | 0 | 0 | 0 | 0 | 0 | 0 | 0 | 0 | 0 | 0 | 0 | 0 | 0 | 0 | 0 |  | 0 | 0 | 0 |  | #VALUE! | #VALUE! | #VALUE! | #VALUE! |  |  | #VALUE! | #VALUE! | 0 | 0 | 0.20123 | 0.20123 | #VALUE! | #VALUE! | #VALUE! | #VALUE! | 0 | 0 | 0.20123 | 0.20123 | #VALUE! | #VALUE! | #VALUE! | #VALUE! | 0 | 0 | 0.20123 | 0.20123 | #VALUE! | #VALUE! |  |  |  | #VALUE! | #VALUE! | #VALUE! | #VALUE! | #VALUE! | #VALUE! | #VALUE!
Tuesday | 6 | 14 | 4 | 3940 | 0 | 0 | 0 | 0 | 0 | 0 | 0 | 0 | 0 | 0 | 0 | 0 | 0 | 0 | 0 | 0 | 0 | 0 | 0 | 0 | 0 | 0 | 0 | 0 | 0 | 0 | 0 | 0 | 0 | 0 | 0 | 0 | 0 | 0 | 0 | 0 | 0 | 0 | 0 | 0 |  | 0 | 0 | 0 |  | #VALUE! | #VALUE! | #VALUE! | #VALUE! |  |  | #VALUE! | #VALUE! | 0 | 0 | 0.20123 | 0.20123 | #VALUE! | #VALUE! | #VALUE! | #VALUE! | 0 | 0 | 0.20123 | 0.20123 | #VALUE! | #VALUE! | #VALUE! | #VALUE! | 0 | 0 | 0.20123 | 0.20123 | #VALUE! | #VALUE! |  |  |  | #VALUE! | #VALUE! | #VALUE! | #VALUE! | #VALUE! | #VALUE! | #VALUE!
Tuesday | 6 | 14 | 5 | 3941 | 0 | 0 | 0 | 0 | 0 | 0 | 0 | 0 | 0 | 0 | 0 | 0 | 0 | 0 | 0 | 0 | 0 | 0 | 0 | 0 | 0 | 0 | 0 | 0 | 0 | 0 | 0 | 0 | 0 | 0 | 0 | 0 | 0 | 0 | 0 | 0 | 0 | 0 | 0 | 0 |  | 0 | 0 | 0 |  | #VALUE! | #VALUE! | #VALUE! | #VALUE! |  |  | #VALUE! | #VALUE! | 0 | 0 | 0.20123 | 0.20123 | #VALUE! | #VALUE! | #VALUE! | #VALUE! | 0 | 0 | 0.20123 | 0.20123 | #VALUE! | #VALUE! | #VALUE! | #VALUE! | 0 | 0 | 0.20123 | 0.20123 | #VALUE! | #VALUE! |  |  |  | #VALUE! | #VALUE! | #VALUE! | #VALUE! | #VALUE! | #VALUE! | #VALUE!
Tuesday | 6 | 14 | 6 | 3942 | 0 | 0 | 0 | 0 | 0 | 0 | 0 | 0 | 0 | 0 | 0 | 0 | 0 | 0 | 0 | 0 | 0 | 0 | 0 | 0 | 0 | 0 | 0 | 0 | 0 | 0 | 0 | 0 | 0 | 0 | 0 | 0 | 0 | 0 | 0 | 0 | 0 | 0 | 0 | 0 |  | 0 | 0 | 0 |  | #VALUE! | #VALUE! | #VALUE! | #VALUE! |  |  | #VALUE! | #VALUE! | 0 | 0 | 0.20123 | 0.20123 | #VALUE! | #VALUE! | #VALUE! | #VALUE! | 0 | 0 | 0.20123 | 0.20123 | #VALUE! | #VALUE! | #VALUE! | #VALUE! | 0 | 0 | 0.20123 | 0.20123 | #VALUE! | #VALUE! |  |  |  | #VALUE! | #VALUE! | #VALUE! | #VALUE! | #VALUE! | #VALUE! | #VALUE!
Tuesday | 6 | 14 | 7 | 3943 | 0 | 0 | 0 | 0 | 0 | 0 | 0 | 0 | 0 | 0 | 0 | 0 | 0 | 0 | 0 | 0 | 0 | 0 | 0 | 0 | 0 | 0 | 0 | 0 | 0.0068514 | 0 | 0 | 0.0093586 | 0.017 | 0 | 0 | 0 | 0 | 0 | 0 | 0 | 0 | 0 | 0 | 0 |  | 0 | 0 | 0 |  | #VALUE! | #VALUE! | #VALUE! | #VALUE! |  |  | #VALUE! | #VALUE! | 0 | 0 | 0.20123 | 0.20123 | #VALUE! | #VALUE! | #VALUE! | #VALUE! | 0 | 0 | 0.20123 | 0.20123 | #VALUE! | #VALUE! | #VALUE! | #VALUE! | 0 | 0 | 0.20123 | 0.20123 | #VALUE! | #VALUE! |  |  |  | #VALUE! | #VALUE! | #VALUE! | #VALUE! | #VALUE! | #VALUE! | #VALUE!
Tuesday | 6 | 14 | 8 | 3944 | 0 | 0 | 0 | 0 | 0 | 0 | 0 | 0 | 0 | 0 | 0 | 0 | 0 | 0 | 0 | 0 | 0 | 0 | 0 | 0 | 0 | 0 | 0 | 0 | 0.021201 | 0 | 0.00018501 | 0.036721 | 0.12 | 0 | 0 | 0 | 0 | 0 | 0 | 0 | 0 | 0 | 0 | 0 |  | 0 | 0 | 0 |  | #VALUE! | #VALUE! | #VALUE! | #VALUE! |  |  | #VALUE! | #VALUE! | 0 | 0 | 0.20123 | 0.20123 | #VALUE! | #VALUE! | #VALUE! | #VALUE! | 0 | 0 | 0.20123 | 0.20123 | #VALUE! | #VALUE! | #VALUE! | #VALUE! | 0 | 0 | 0.20123 | 0.20123 | #VALUE! | #VALUE! |  |  |  | #VALUE! | #VALUE! | #VALUE! | #VALUE! | #VALUE! | #VALUE! | #VALUE!
Tuesday | 6 | 14 | 9 | 3945 | 0 | 0 | 0 | 0 | 0 | 0 | 0 | 0 | 0 | 0 | 0 | 0 | 0 | 0 | 0 | 0 | 0 | 0 | 0 | 0 | 0 | 0 | 0 | 0.006321 | 0.020364 | 0.0115 | 0.0015264 | 0.10389 | 0.21 | 0 | 0 | 0 | 0 | 0 | 0 | 0 | 0 | 0 | 0 | 0 |  | 0 | 0 | 0 |  | #VALUE! | #VALUE! | #VALUE! | #VALUE! |  |  | #VALUE! | #VALUE! | 0 | 0 | 0.20123 | 0.20123 | #VALUE! | #VALUE! | #VALUE! | #VALUE! | 0 | 0 | 0.20123 | 0.20123 | #VALUE! | #VALUE! | #VALUE! | #VALUE! | 0 | 0 | 0.20123 | 0.20123 | #VALUE! | #VALUE! |  |  |  | #VALUE! | #VALUE! | #VALUE! | #VALUE! | #VALUE! | #VALUE! | #VALUE!
Tuesday | 6 | 14 | 10 | 3946 | 0 | 0 | 0 | 0 | 0 | 0 | 0 | 0 | 0 | 0 | 0 | 0 | 0 | 0 | 0 | 0 | 0 | 0 | 0 | 0 | 0 | 0 | 0.0015833 | 0.011358 | 0.019912 | 0.02575 | 0.001561 | 0.11431 | 0.215 | 0 | 0 | 0 | 0 | 0 | 0 | 0 | 0 | 0 | 0 | 0 |  | 0 | 0 | 0 |  | #VALUE! | #VALUE! | #VALUE! | #VALUE! |  |  | #VALUE! | #VALUE! | 0 | 0 | 0.20123 | 0.20123 | #VALUE! | #VALUE! | #VALUE! | #VALUE! | 0 | 0 | 0.20123 | 0.20123 | #VALUE! | #VALUE! | #VALUE! | #VALUE! | 0 | 0 | 0.20123 | 0.20123 | #VALUE! | #VALUE! |  |  |  | #VALUE! | #VALUE! | #VALUE! | #VALUE! | #VALUE! | #VALUE! | #VALUE!
Tuesday | 6 | 14 | 11 | 3947 | 0 | 0 | 0 | 0 | 0 | 0 | 0 | 0 | 0 | 0 | 0 | 0 | 0 | 0 | 0 | 0 | 0 | 0 | 0 | 0 | 0 | 0.01 | 0.060417 | 0.068897 | 0.11924 | 0.158 | 0.0041994 | 0.16462 | 0.25 | 0 | 0 | 0 | 0 | 0 | 0 | 0 | 0 | 0 | 0 | 0 |  | 0 | 0 | 0 |  | #VALUE! | #VALUE! | #VALUE! | #VALUE! |  |  | #VALUE! | #VALUE! | 0 | 0 | 0.20123 | 0.20123 | #VALUE! | #VALUE! | #VALUE! | #VALUE! | 0 | 0 | 0.20123 | 0.20123 | #VALUE! | #VALUE! | #VALUE! | #VALUE! | 0 | 0 | 0.20123 | 0.20123 | #VALUE! | #VALUE! |  |  |  | #VALUE! | #VALUE! | #VALUE! | #VALUE! | #VALUE! | #VALUE! | #VALUE!
Tuesday | 6 | 14 | 12 | 3948 | 0 | 0 | 0 | 0 | 0 | 0 | 0 | 0 | 0 | 0 | 0 | 0 | 0 | 0 | 0 | 0 | 0 | 0 | 0 | 0 | 0 | 0.0375 | 0.11142 | 0.11325 | 0.11882 | 0.15725 | 0.017219 | 0.19359 | 0.267 | 0 | 0 | 0 | 0 | 0 | 0 | 0 | 0 | 0 | 0 | 0 |  | 0 | 0 | 0 |  | #VALUE! | #VALUE! | #VALUE! | #VALUE! |  |  | #VALUE! | #VALUE! | 0 | 0 | 0.20123 | 0.20123 | #VALUE! | #VALUE! | #VALUE! | #VALUE! | 0 | 0 | 0.20123 | 0.20123 | #VALUE! | #VALUE! | #VALUE! | #VALUE! | 0 | 0 | 0.20123 | 0.20123 | #VALUE! | #VALUE! |  |  |  | #VALUE! | #VALUE! | #VALUE! | #VALUE! | #VALUE! | #VALUE! | #VALUE!
Tuesday | 6 | 14 | 13 | 3949 | 0 | 0 | 0 | 0 | 0 | 0 | 0 | 0 | 0 | 0 | 0 | 0 | 0 | 0 | 0 | 0 | 0 | 0 | 0 | 0 | 0 | 0.046 | 0.12942 | 0.12387 | 0.12911 | 0.1915 | 0.034651 | 0.20082 | 0.267 | 0 | 0 | 0 | 0 | 0 | 0 | 0 | 0 | 0 | 0 | 0 |  | 0 | 0 | 0 |  | #VALUE! | #VALUE! | #VALUE! | #VALUE! |  |  | #VALUE! | #VALUE! | 0 | 0 | 0.20123 | 0.20123 | #VALUE! | #VALUE! | #VALUE! | #VALUE! | 0 | 0 | 0.20123 | 0.20123 | #VALUE! | #VALUE! | #VALUE! | #VALUE! | 0 | 0 | 0.20123 | 0.20123 | #VALUE! | #VALUE! |  |  |  | #VALUE! | #VALUE! | #VALUE! | #VALUE! | #VALUE! | #VALUE! | #VALUE!
Tuesday | 6 | 14 | 14 | 3950 | 0 | 0 | 0 | 0 | 0 | 0 | 0 | 0 | 0 | 0 | 0 | 0 | 0 | 0 | 0 | 0 | 0 | 0 | 0 | 0 | 0 | 0.109 | 0.20558 | 0.20431 | 0.26992 | 0.251 | 0.089688 | 0.25309 | 0.301 | 0 | 0 | 0 | 0 | 0 | 0 | 0 | 0 | 0 | 0 | 0 |  | 0 | 0 | 0 |  | #VALUE! | #VALUE! | #VALUE! | #VALUE! |  |  | #VALUE! | #VALUE! | 0 | 0 | 0.20123 | 0.20123 | #VALUE! | #VALUE! | #VALUE! | #VALUE! | 0 | 0 | 0.20123 | 0.20123 | #VALUE! | #VALUE! | #VALUE! | #VALUE! | 0 | 0 | 0.20123 | 0.20123 | #VALUE! | #VALUE! |  |  |  | #VALUE! | #VALUE! | #VALUE! | #VALUE! | #VALUE! | #VALUE! | #VALUE!
Tuesday | 6 | 14 | 15 | 3951 | 0 | 0 | 0 | 0 | 0 | 0 | 0 | 0 | 0 | 0 | 0 | 0 | 0 | 0 | 0 | 0 | 0 | 0 | 0 | 0 | 0 | 0.087 | 0.18717 | 0.18108 | 0.24865 | 0.3165 | 0.13275 | 0.23743 | 0.284 | 0 | 0 | 0 | 0 | 0 | 0 | 0 | 0 | 0 | 0 | 0 |  | 0 | 0 | 0 |  | #VALUE! | #VALUE! | #VALUE! | #VALUE! |  |  | #VALUE! | #VALUE! | 0 | 0 | 0.20123 | 0.20123 | #VALUE! | #VALUE! | #VALUE! | #VALUE! | 0 | 0 | 0.20123 | 0.20123 | #VALUE! | #VALUE! | #VALUE! | #VALUE! | 0 | 0 | 0.20123 | 0.20123 | #VALUE! | #VALUE! |  |  |  | #VALUE! | #VALUE! | #VALUE! | #VALUE! | #VALUE! | #VALUE! | #VALUE!
Tuesday | 6 | 14 | 16 | 3952 | 0 | 0 | 0 | 0 | 0 | 0 | 0 | 0 | 0 | 0 | 0 | 0 | 0 | 0 | 0 | 0 | 0 | 0 | 0 | 0 | 0 | 0.3045 | 0.33367 | 0.34624 | 0.34296 | 0.3875 | 0.20385 | 0.34852 | 0.338 | 0 | 0 | 0 | 0 | 0 | 0 | 0 | 0 | 0 | 0 | 0 |  | 0 | 0 | 0 |  | #VALUE! | #VALUE! | #VALUE! | #VALUE! |  |  | #VALUE! | #VALUE! | 0 | 0 | 0.20123 | 0.20123 | #VALUE! | #VALUE! | #VALUE! | #VALUE! | 0 | 0 | 0.20123 | 0.20123 | #VALUE! | #VALUE! | #VALUE! | #VALUE! | 0 | 0 | 0.20123 | 0.20123 | #VALUE! | #VALUE! |  |  |  | #VALUE! | #VALUE! | #VALUE! | #VALUE! | #VALUE! | #VALUE! | #VALUE!
Tuesday | 6 | 14 | 17 | 3953 | 0 | 0 | 0 | 0 | 0 | 0 | 0 | 0 | 0 | 0 | 0 | 0 | 0 | 0 | 0 | 0 | 0 | 0 | 0 | 0 | 0 | 0.0555 | 0.13558 | 0.12844 | 0.14455 | 0.395 | 0.1879 | 0.20052 | 0.249 | 0 | 0 | 0 | 0 | 0 | 0 | 0 | 0 | 0 | 0 | 0 |  | 0 | 0 | 0 |  | #VALUE! | #VALUE! | #VALUE! | #VALUE! |  |  | #VALUE! | #VALUE! | 0 | 0 | 0.20123 | 0.20123 | #VALUE! | #VALUE! | #VALUE! | #VALUE! | 0 | 0 | 0.20123 | 0.20123 | #VALUE! | #VALUE! | #VALUE! | #VALUE! | 0 | 0 | 0.20123 | 0.20123 | #VALUE! | #VALUE! |  |  |  | #VALUE! | #VALUE! | #VALUE! | #VALUE! | #VALUE! | #VALUE! | #VALUE!
Tuesday | 6 | 14 | 18 | 3954 | 0 | 0 | 0 | 0 | 0 | 0 | 0 | 0 | 0 | 0 | 0 | 0 | 0 | 0 | 0 | 0 | 0 | 0 | 0 | 0 | 0 | 0.03 | 0.088167 | 0.081307 | 0.1376 | 0.36575 | 0.20066 | 0.17045 | 0.232 | 0 | 0 | 0 | 0 | 0 | 0 | 0 | 0 | 0 | 0 | 0 |  | 0 | 0 | 0 |  | #VALUE! | #VALUE! | #VALUE! | #VALUE! |  |  | #VALUE! | #VALUE! | 0 | 0 | 0.20123 | 0.20123 | #VALUE! | #VALUE! | #VALUE! | #VALUE! | 0 | 0 | 0.20123 | 0.20123 | #VALUE! | #VALUE! | #VALUE! | #VALUE! | 0 | 0 | 0.20123 | 0.20123 | #VALUE! | #VALUE! |  |  |  | #VALUE! | #VALUE! | #VALUE! | #VALUE! | #VALUE! | #VALUE! | #VALUE!
Tuesday | 6 | 14 | 19 | 3955 | 0 | 0 | 0 | 0 | 0 | 0 | 0 | 0 | 0 | 0 | 0 | 0 | 0 | 0 | 0 | 0 | 0 | 0 | 0 | 0 | 0 | 0 | 0.014333 | 0.014775 | 0.022295 | 0.3355 | 0.13292 | 0.12205 | 0.197 | 0 | 0 | 0 | 0 | 0 | 0 | 0 | 0 | 0 | 0 | 0 |  | 0 | 0 | 0 |  | #VALUE! | #VALUE! | #VALUE! | #VALUE! |  |  | #VALUE! | #VALUE! | 0 | 0 | 0.20123 | 0.20123 | #VALUE! | #VALUE! | #VALUE! | #VALUE! | 0 | 0 | 0.20123 | 0.20123 | #VALUE! | #VALUE! | #VALUE! | #VALUE! | 0 | 0 | 0.20123 | 0.20123 | #VALUE! | #VALUE! |  |  |  | #VALUE! | #VALUE! | #VALUE! | #VALUE! | #VALUE! | #VALUE! | #VALUE!
Tuesday | 6 | 14 | 20 | 3956 | 0 | 0 | 0 | 0 | 0 | 0 | 0 | 0 | 0 | 0 | 0 | 0 | 0 | 0 | 0 | 0 | 0 | 0 | 0 | 0 | 0 | 0 | 0 | 0.0010767 | 0.023339 | 0.131 | 0.040826 | 0.081921 | 0.162 | 0 | 0 | 0 | 0 | 0 | 0 | 0 | 0 | 0 | 0 | 0 |  | 0 | 0 | 0 |  | #VALUE! | #VALUE! | #VALUE! | #VALUE! |  |  | #VALUE! | #VALUE! | 0 | 0 | 0.20123 | 0.20123 | #VALUE! | #VALUE! | #VALUE! | #VALUE! | 0 | 0 | 0.20123 | 0.20123 | #VALUE! | #VALUE! | #VALUE! | #VALUE! | 0 | 0 | 0.20123 | 0.20123 | #VALUE! | #VALUE! |  |  |  | #VALUE! | #VALUE! | #VALUE! | #VALUE! | #VALUE! | #VALUE! | #VALUE!
Tuesday | 6 | 14 | 21 | 3957 | 0 | 0 | 0 | 0 | 0 | 0 | 0 | 0 | 0 | 0 | 0 | 0 | 0 | 0 | 0 | 0 | 0 | 0 | 0 | 0 | 0 | 0 | 0 | 0.00046875 | 0.020943 | 0.02175 | 0.0060879 | 0.07714 | 0.162 | 0 | 0 | 0 | 0 | 0 | 0 | 0 | 0 | 0 | 0 | 0 |  | 0 | 0 | 0 |  | #VALUE! | #VALUE! | #VALUE! | #VALUE! |  |  | #VALUE! | #VALUE! | 0 | 0 | 0.20123 | 0.20123 | #VALUE! | #VALUE! | #VALUE! | #VALUE! | 0 | 0 | 0.20123 | 0.20123 | #VALUE! | #VALUE! | #VALUE! | #VALUE! | 0 | 0 | 0.20123 | 0.20123 | #VALUE! | #VALUE! |  |  |  | #VALUE! | #VALUE! | #VALUE! | #VALUE! | #VALUE! | #VALUE! | #VALUE!
Tuesday | 6 | 14 | 22 | 3958 | 0 | 0 | 0 | 0 | 0 | 0 | 0 | 0 | 0 | 0 | 0 | 0 | 0 | 0 | 0 | 0 | 0 | 0 | 0 | 0 | 0 | 0 | 0 | 0 | 0.018219 | 0.004 | 0.00027752 | 0.059222 | 0.145 | 0 | 0 | 0 | 0 | 0 | 0 | 0 | 0 | 0 | 0 | 0 |  | 0 | 0 | 0 |  | #VALUE! | #VALUE! | #VALUE! | #VALUE! |  |  | #VALUE! | #VALUE! | 0 | 0 | 0.20123 | 0.20123 | #VALUE! | #VALUE! | #VALUE! | #VALUE! | 0 | 0 | 0.20123 | 0.20123 | #VALUE! | #VALUE! | #VALUE! | #VALUE! | 0 | 0 | 0.20123 | 0.20123 | #VALUE! | #VALUE! |  |  |  | #VALUE! | #VALUE! | #VALUE! | #VALUE! | #VALUE! | #VALUE! | #VALUE!
Tuesday | 6 | 14 | 23 | 3959 | 0 | 0 | 0 | 0 | 0 | 0 | 0 | 0 | 0 | 0 | 0 | 0 | 0 | 0 | 0 | 0 | 0 | 0 | 0 | 0 | 0 | 0 | 0 | 0 | 0.012899 | 0 | 0 | 0.035036 | 0.109 | 0 | 0 | 0 | 0 | 0 | 0 | 0 | 0 | 0 | 0 | 0 |  | 0 | 0 | 0 |  | #VALUE! | #VALUE! | #VALUE! | #VALUE! |  |  | #VALUE! | #VALUE! | 0 | 0 | 0.20123 | 0.20123 | #VALUE! | #VALUE! | #VALUE! | #VALUE! | 0 | 0 | 0.20123 | 0.20123 | #VALUE! | #VALUE! | #VALUE! | #VALUE! | 0 | 0 | 0.20123 | 0.20123 | #VALUE! | #VALUE! |  |  |  | #VALUE! | #VALUE! | #VALUE! | #VALUE! | #VALUE! | #VALUE! | #VALUE!
Tuesday | 6 | 14 | 24 | 3960 | 0 | 0 | 0 | 0 | 0 | 0 | 0 | 0 | 0 | 0 | 0 | 0 | 0 | 0 | 0 | 0 | 0 | 0 | 0 | 0 | 0 | 0 | 0 | 0 | 0.0055189 | 0 | 0 | 0.015966 | 0.072 | 0 | 0 | 0 | 0 | 0 | 0 | 0 | 0 | 0 | 0 | 0 |  | 0 | 0 | 0 |  | #VALUE! | #VALUE! | #VALUE! | #VALUE! |  |  | #VALUE! | #VALUE! | 0 | 0 | 0.20123 | 0.20123 | #VALUE! | #VALUE! | #VALUE! | #VALUE! | 0 | 0 | 0.20123 | 0.20123 | #VALUE! | #VALUE! | #VALUE! | #VALUE! | 0 | 0 | 0.20123 | 0.20123 | #VALUE! | #VALUE! |  |  |  | #VALUE! | #VALUE! | #VALUE! | #VALUE! | #VALUE! | #VALUE! | #VALUE!
Wednesday | 6 | 15 | 1 | 3961 | 0 | 0 | 0 | 0 | 0 | 0 | 0 | 0 | 0 | 0 | 0 | 0 | 0 | 0 | 0 | 0 | 0 | 0 | 0 | 0 | 0 | 0 | 0 | 0 | 0 | 0 | 0 | 0.0092 | 0.047 | 0 | 0 | 0 | 0 | 0 | 0 | 0 | 0 | 0 | 0 | 0 |  | 0 | 0 | 0 |  | #VALUE! | #VALUE! | #VALUE! | #VALUE! |  |  | #VALUE! | #VALUE! | 0 | 0 | 0.20123 | 0.20123 | #VALUE! | #VALUE! | #VALUE! | #VALUE! | 0 | 0 | 0.20123 | 0.20123 | #VALUE! | #VALUE! | #VALUE! | #VALUE! | 0 | 0 | 0.20123 | 0.20123 | #VALUE! | #VALUE! |  |  |  | #VALUE! | #VALUE! | #VALUE! | #VALUE! | #VALUE! | #VALUE! | #VALUE!
Wednesday | 6 | 15 | 2 | 3962 | 0 | 0 | 0 | 0 | 0 | 0 | 0 | 0 | 0 | 0 | 0 | 0 | 0 | 0 | 0 | 0 | 0 | 0 | 0 | 0 | 0 | 0 | 0 | 0 | 0 | 0 | 0 | 0.0063448 | 0.021 | 0 | 0 | 0 | 0 | 0 | 0 | 0 | 0 | 0 | 0 | 0 |  | 0 | 0 | 0 |  | #VALUE! | #VALUE! | #VALUE! | #VALUE! |  |  | #VALUE! | #VALUE! | 0 | 0 | 0.20123 | 0.20123 | #VALUE! | #VALUE! | #VALUE! | #VALUE! | 0 | 0 | 0.20123 | 0.20123 | #VALUE! | #VALUE! | #VALUE! | #VALUE! | 0 | 0 | 0.20123 | 0.20123 | #VALUE! | #VALUE! |  |  |  | #VALUE! | #VALUE! | #VALUE! | #VALUE! | #VALUE! | #VALUE! | #VALUE!
Wednesday | 6 | 15 | 3 | 3963 | 0 | 0 | 0 | 0 | 0 | 0 | 0 | 0 | 0 | 0 | 0 | 0 | 0 | 0 | 0 | 0 | 0 | 0 | 0 | 0 | 0 | 0 | 0 | 0 | 0.002795 | 0 | 0 | 0.012664 | 0.054 | 0 | 0 | 0 | 0 | 0 | 0 | 0 | 0 | 0 | 0 | 0 |  | 0 | 0 | 0 |  | #VALUE! | #VALUE! | #VALUE! | #VALUE! |  |  | #VALUE! | #VALUE! | 0 | 0 | 0.20123 | 0.20123 | #VALUE! | #VALUE! | #VALUE! | #VALUE! | 0 | 0 | 0.20123 | 0.20123 | #VALUE! | #VALUE! | #VALUE! | #VALUE! | 0 | 0 | 0.20123 | 0.20123 | #VALUE! | #VALUE! |  |  |  | #VALUE! | #VALUE! | #VALUE! | #VALUE! | #VALUE! | #VALUE! | #VALUE!
Wednesday | 6 | 15 | 4 | 3964 | 0 | 0 | 0 | 0 | 0 | 0 | 0 | 0 | 0 | 0 | 0 | 0 | 0 | 0 | 0 | 0 | 0 | 0 | 0 | 0 | 0 | 0 | 0 | 0 | 0.0023436 | 0 | 0 | 0.012214 | 0.051 | 0 | 0 | 0 | 0 | 0 | 0 | 0 | 0 | 0 | 0 | 0 |  | 0 | 0 | 0 |  | #VALUE! | #VALUE! | #VALUE! | #VALUE! |  |  | #VALUE! | #VALUE! | 0 | 0 | 0.20123 | 0.20123 | #VALUE! | #VALUE! | #VALUE! | #VALUE! | 0 | 0 | 0.20123 | 0.20123 | #VALUE! | #VALUE! | #VALUE! | #VALUE! | 0 | 0 | 0.20123 | 0.20123 | #VALUE! | #VALUE! |  |  |  | #VALUE! | #VALUE! | #VALUE! | #VALUE! | #VALUE! | #VALUE! | #VALUE!
Wednesday | 6 | 15 | 5 | 3965 | 0 | 0 | 0 | 0 | 0 | 0 | 0 | 0 | 0 | 0 | 0 | 0 | 0 | 0 | 0 | 0 | 0 | 0 | 0 | 0 | 0 | 0 | 0 | 0 | 0.002625 | 0 | 0 | 0.012214 | 0.047 | 0 | 0 | 0 | 0 | 0 | 0 | 0 | 0 | 0 | 0 | 0 |  | 0 | 0 | 0 |  | #VALUE! | #VALUE! | #VALUE! | #VALUE! |  |  | #VALUE! | #VALUE! | 0 | 0 | 0.20123 | 0.20123 | #VALUE! | #VALUE! | #VALUE! | #VALUE! | 0 | 0 | 0.20123 | 0.20123 | #VALUE! | #VALUE! | #VALUE! | #VALUE! | 0 | 0 | 0.20123 | 0.20123 | #VALUE! | #VALUE! |  |  |  | #VALUE! | #VALUE! | #VALUE! | #VALUE! | #VALUE! | #VALUE! | #VALUE!
Wednesday | 6 | 15 | 6 | 3966 | 0 | 0 | 0 | 0 | 0 | 0 | 0 | 0 | 0 | 0 | 0 | 0 | 0 | 0 | 0 | 0 | 0 | 0 | 0 | 0 | 0 | 0 | 0 | 0 | 0 | 0 | 0 | 0.0069793 | 0.006 | 0 | 0 | 0 | 0 | 0 | 0 | 0 | 0 | 0 | 0 | 0 |  | 0 | 0 | 0 |  | #VALUE! | #VALUE! | #VALUE! | #VALUE! |  |  | #VALUE! | #VALUE! | 0 | 0 | 0.20123 | 0.20123 | #VALUE! | #VALUE! | #VALUE! | #VALUE! | 0 | 0 | 0.20123 | 0.20123 | #VALUE! | #VALUE! | #VALUE! | #VALUE! | 0 | 0 | 0.20123 | 0.20123 | #VALUE! | #VALUE! |  |  |  | #VALUE! | #VALUE! | #VALUE! | #VALUE! | #VALUE! | #VALUE! | #VALUE!
Wednesday | 6 | 15 | 7 | 3967 | 0 | 0 | 0 | 0 | 0 | 0 | 0 | 0 | 0 | 0 | 0 | 0 | 0 | 0 | 0 | 0 | 0 | 0 | 0 | 0 | 0 | 0 | 0 | 0 | 0.004158 | 0 | 0 | 0.020303 | 0.068 | 0 | 0 | 0 | 0 | 0 | 0 | 0 | 0 | 0 | 0 | 0 |  | 0 | 0 | 0 |  | #VALUE! | #VALUE! | #VALUE! | #VALUE! |  |  | #VALUE! | #VALUE! | 0 | 0 | 0.20123 | 0.20123 | #VALUE! | #VALUE! | #VALUE! | #VALUE! | 0 | 0 | 0.20123 | 0.20123 | #VALUE! | #VALUE! | #VALUE! | #VALUE! | 0 | 0 | 0.20123 | 0.20123 | #VALUE! | #VALUE! |  |  |  | #VALUE! | #VALUE! | #VALUE! | #VALUE! | #VALUE! | #VALUE! | #VALUE!
Wednesday | 6 | 15 | 8 | 3968 | 0 | 0 | 0 | 0 | 0 | 0 | 0 | 0 | 0 | 0 | 0 | 0 | 0 | 0 | 0 | 0 | 0 | 0 | 0 | 0 | 0 | 0 | 0 | 0 | 0.012867 | 0 | 0.039435 | 0.044562 | 0.149 | 0 | 0 | 0 | 0 | 0 | 0 | 0 | 0 | 0 | 0 | 0 |  | 0 | 0 | 0 |  | #VALUE! | #VALUE! | #VALUE! | #VALUE! |  |  | #VALUE! | #VALUE! | 0 | 0 | 0.20123 | 0.20123 | #VALUE! | #VALUE! | #VALUE! | #VALUE! | 0 | 0 | 0.20123 | 0.20123 | #VALUE! | #VALUE! | #VALUE! | #VALUE! | 0 | 0 | 0.20123 | 0.20123 | #VALUE! | #VALUE! |  |  |  | #VALUE! | #VALUE! | #VALUE! | #VALUE! | #VALUE! | #VALUE! | #VALUE!
Wednesday | 6 | 15 | 9 | 3969 | 0 | 0 | 0 | 0 | 0 | 0 | 0 | 0 | 0 | 0 | 0 | 0 | 0 | 0 | 0 | 0 | 0 | 0 | 0 | 0 | 0 | 0 | 0 | 0 | 0.025104 | 0.0075 | 0.057075 | 0.1133 | 0.288 | 0 | 0 | 0 | 0 | 0 | 0 | 0 | 0 | 0 | 0 | 0 |  | 0 | 0 | 0 |  | #VALUE! | #VALUE! | #VALUE! | #VALUE! |  |  | #VALUE! | #VALUE! | 0 | 0 | 0.20123 | 0.20123 | #VALUE! | #VALUE! | #VALUE! | #VALUE! | 0 | 0 | 0.20123 | 0.20123 | #VALUE! | #VALUE! | #VALUE! | #VALUE! | 0 | 0 | 0.20123 | 0.20123 | #VALUE! | #VALUE! |  |  |  | #VALUE! | #VALUE! | #VALUE! | #VALUE! | #VALUE! | #VALUE! | #VALUE!
Wednesday | 6 | 15 | 10 | 3970 | 0 | 0 | 0 | 0 | 0 | 0 | 0 | 0 | 0 | 0 | 0 | 0 | 0 | 0 | 0 | 0 | 0 | 0 | 0 | 0 | 0 | 0 | 0 | 0.0019062 | 0.027176 | 0.0245 | 0.07364 | 0.15223 | 0.357 | 0 | 0 | 0 | 0 | 0 | 0 | 0 | 0 | 0 | 0 | 0 |  | 0 | 0 | 0 |  | #VALUE! | #VALUE! | #VALUE! | #VALUE! |  |  | #VALUE! | #VALUE! | 0 | 0 | 0.20123 | 0.20123 | #VALUE! | #VALUE! | #VALUE! | #VALUE! | 0 | 0 | 0.20123 | 0.20123 | #VALUE! | #VALUE! | #VALUE! | #VALUE! | 0 | 0 | 0.20123 | 0.20123 | #VALUE! | #VALUE! |  |  |  | #VALUE! | #VALUE! | #VALUE! | #VALUE! | #VALUE! | #VALUE! | #VALUE!
Wednesday | 6 | 15 | 11 | 3971 | 0 | 0 | 0 | 0 | 0 | 0 | 0 | 0 | 0 | 0 | 0 | 0 | 0 | 0 | 0 | 0 | 0 | 0 | 0 | 0 | 0 | 0 | 0 | 0 | 0.026032 | 0.10725 | 0.10225 | 0.12669 | 0.316 | 0 | 0 | 0 | 0 | 0 | 0 | 0 | 0 | 0 | 0 | 0 |  | 0 | 0 | 0 |  | #VALUE! | #VALUE! | #VALUE! | #VALUE! |  |  | #VALUE! | #VALUE! | 0 | 0 | 0.20123 | 0.20123 | #VALUE! | #VALUE! | #VALUE! | #VALUE! | 0 | 0 | 0.20123 | 0.20123 | #VALUE! | #VALUE! | #VALUE! | #VALUE! | 0 | 0 | 0.20123 | 0.20123 | #VALUE! | #VALUE! |  |  |  | #VALUE! | #VALUE! | #VALUE! | #VALUE! | #VALUE! | #VALUE! | #VALUE!
Wednesday | 6 | 15 | 12 | 3972 | 0 | 0 | 0 | 0 | 0 | 0 | 0 | 0 | 0 | 0 | 0 | 0 | 0 | 0 | 0 | 0 | 0 | 0 | 0 | 0 | 0 | 0 | 0 | 0 | 0.025493 | 0.153 | 0.14501 | 0.12536 | 0.31 | 0 | 0 | 0 | 0 | 0 | 0 | 0 | 0 | 0 | 0 | 0 |  | 0 | 0 | 0 |  | #VALUE! | #VALUE! | #VALUE! | #VALUE! |  |  | #VALUE! | #VALUE! | 0 | 0 | 0.20123 | 0.20123 | #VALUE! | #VALUE! | #VALUE! | #VALUE! | 0 | 0 | 0.20123 | 0.20123 | #VALUE! | #VALUE! | #VALUE! | #VALUE! | 0 | 0 | 0.20123 | 0.20123 | #VALUE! | #VALUE! |  |  |  | #VALUE! | #VALUE! | #VALUE! | #VALUE! | #VALUE! | #VALUE! | #VALUE!
Wednesday | 6 | 15 | 13 | 3973 | 0 | 0 | 0 | 0 | 0 | 0 | 0 | 0 | 0 | 0 | 0 | 0 | 0 | 0 | 0 | 0 | 0 | 0 | 0 | 0 | 0 | 0 | 0 | 0 | 0.027469 | 0.20025 | 0.19059 | 0.12535 | 0.308 | 0 | 0 | 0 | 0 | 0 | 0 | 0 | 0 | 0 | 0 | 0 |  | 0 | 0 | 0 |  | #VALUE! | #VALUE! | #VALUE! | #VALUE! |  |  | #VALUE! | #VALUE! | 0 | 0 | 0.20123 | 0.20123 | #VALUE! | #VALUE! | #VALUE! | #VALUE! | 0 | 0 | 0.20123 | 0.20123 | #VALUE! | #VALUE! | #VALUE! | #VALUE! | 0 | 0 | 0.20123 | 0.20123 | #VALUE! | #VALUE! |  |  |  | #VALUE! | #VALUE! | #VALUE! | #VALUE! | #VALUE! | #VALUE! | #VALUE!
Wednesday | 6 | 15 | 14 | 3974 | 0 | 0 | 0 | 0 | 0 | 0 | 0 | 0 | 0 | 0 | 0 | 0 | 0 | 0 | 0 | 0 | 0 | 0 | 0 | 0 | 0 | 0 | 0 | 0.00028125 | 0.028065 | 0.176 | 0.22138 | 0.1545 | 0.353 | 0 | 0 | 0 | 0 | 0 | 0 | 0 | 0 | 0 | 0 | 0 |  | 0 | 0 | 0 |  | #VALUE! | #VALUE! | #VALUE! | #VALUE! |  |  | #VALUE! | #VALUE! | 0 | 0 | 0.20123 | 0.20123 | #VALUE! | #VALUE! | #VALUE! | #VALUE! | 0 | 0 | 0.20123 | 0.20123 | #VALUE! | #VALUE! | #VALUE! | #VALUE! | 0 | 0 | 0.20123 | 0.20123 | #VALUE! | #VALUE! |  |  |  | #VALUE! | #VALUE! | #VALUE! | #VALUE! | #VALUE! | #VALUE! | #VALUE!
Wednesday | 6 | 15 | 15 | 3975 | 0 | 0 | 0 | 0 | 0 | 0 | 0 | 0 | 0 | 0 | 0 | 0 | 0 | 0 | 0 | 0 | 0 | 0 | 0 | 0 | 0 | 0 | 0 | 6.25e-05 | 0.028171 | 0.25675 | 0.24754 | 0.15575 | 0.356 | 0 | 0 | 0 | 0 | 0 | 0 | 0 | 0 | 0 | 0 | 0 |  | 0 | 0 | 0 |  | #VALUE! | #VALUE! | #VALUE! | #VALUE! |  |  | #VALUE! | #VALUE! | 0 | 0 | 0.20123 | 0.20123 | #VALUE! | #VALUE! | #VALUE! | #VALUE! | 0 | 0 | 0.20123 | 0.20123 | #VALUE! | #VALUE! | #VALUE! | #VALUE! | 0 | 0 | 0.20123 | 0.20123 | #VALUE! | #VALUE! |  |  |  | #VALUE! | #VALUE! | #VALUE! | #VALUE! | #VALUE! | #VALUE! | #VALUE!
Wednesday | 6 | 15 | 16 | 3976 | 0 | 0 | 0 | 0 | 0 | 0 | 0 | 0 | 0 | 0 | 0 | 0 | 0 | 0 | 0 | 0 | 0 | 0 | 0 | 0 | 0 | 0 | 0 | 0 | 0.02787 | 0.2175 | 0.25912 | 0.15535 | 0.353 | 0 | 0 | 0 | 0 | 0 | 0 | 0 | 0 | 0 | 0 | 0 |  | 0 | 0 | 0 |  | #VALUE! | #VALUE! | #VALUE! | #VALUE! |  |  | #VALUE! | #VALUE! | 0 | 0 | 0.20123 | 0.20123 | #VALUE! | #VALUE! | #VALUE! | #VALUE! | 0 | 0 | 0.20123 | 0.20123 | #VALUE! | #VALUE! | #VALUE! | #VALUE! | 0 | 0 | 0.20123 | 0.20123 | #VALUE! | #VALUE! |  |  |  | #VALUE! | #VALUE! | #VALUE! | #VALUE! | #VALUE! | #VALUE! | #VALUE!
Wednesday | 6 | 15 | 17 | 3977 | 0 | 0 | 0 | 0 | 0 | 0 | 0 | 0 | 0 | 0 | 0 | 0 | 0 | 0 | 0 | 0 | 0 | 0 | 0 | 0 | 0 | 0 | 0 | 0 | 0.027777 | 0.266 | 0.22569 | 0.15498 | 0.352 | 0 | 0 | 0 | 0 | 0 | 0 | 0 | 0 | 0 | 0 | 0 |  | 0 | 0 | 0 |  | #VALUE! | #VALUE! | #VALUE! | #VALUE! |  |  | #VALUE! | #VALUE! | 0 | 0 | 0.20123 | 0.20123 | #VALUE! | #VALUE! | #VALUE! | #VALUE! | 0 | 0 | 0.20123 | 0.20123 | #VALUE! | #VALUE! | #VALUE! | #VALUE! | 0 | 0 | 0.20123 | 0.20123 | #VALUE! | #VALUE! |  |  |  | #VALUE! | #VALUE! | #VALUE! | #VALUE! | #VALUE! | #VALUE! | #VALUE!
Wednesday | 6 | 15 | 18 | 3978 | 0 | 0 | 0 | 0 | 0 | 0 | 0 | 0 | 0 | 0 | 0 | 0 | 0 | 0 | 0 | 0 | 0 | 0 | 0 | 0 | 0 | 0 | 0 | 0 | 0.027519 | 0.22325 | 0.20181 | 0.15446 | 0.351 | 0 | 0 | 0 | 0 | 0 | 0 | 0 | 0 | 0 | 0 | 0 |  | 0 | 0 | 0 |  | #VALUE! | #VALUE! | #VALUE! | #VALUE! |  |  | #VALUE! | #VALUE! | 0 | 0 | 0.20123 | 0.20123 | #VALUE! | #VALUE! | #VALUE! | #VALUE! | 0 | 0 | 0.20123 | 0.20123 | #VALUE! | #VALUE! | #VALUE! | #VALUE! | 0 | 0 | 0.20123 | 0.20123 | #VALUE! | #VALUE! |  |  |  | #VALUE! | #VALUE! | #VALUE! | #VALUE! | #VALUE! | #VALUE! | #VALUE!
Wednesday | 6 | 15 | 19 | 3979 | 0 | 0 | 0 | 0 | 0 | 0 | 0 | 0 | 0 | 0 | 0 | 0 | 0 | 0 | 0 | 0 | 0 | 0 | 0 | 0 | 0 | 0 | 0 | 0 | 0.026915 | 0.22425 | 0.15984 | 0.15325 | 0.348 | 0 | 0 | 0 | 0 | 0 | 0 | 0 | 0 | 0 | 0 | 0 |  | 0 | 0 | 0 |  | #VALUE! | #VALUE! | #VALUE! | #VALUE! |  |  | #VALUE! | #VALUE! | 0 | 0 | 0.20123 | 0.20123 | #VALUE! | #VALUE! | #VALUE! | #VALUE! | 0 | 0 | 0.20123 | 0.20123 | #VALUE! | #VALUE! | #VALUE! | #VALUE! | 0 | 0 | 0.20123 | 0.20123 | #VALUE! | #VALUE! |  |  |  | #VALUE! | #VALUE! | #VALUE! | #VALUE! | #VALUE! | #VALUE! | #VALUE!
Wednesday | 6 | 15 | 20 | 3980 | 0 | 0 | 0 | 0 | 0 | 0 | 0 | 0 | 0 | 0 | 0 | 0 | 0 | 0 | 0 | 0 | 0 | 0 | 0 | 0 | 0 | 0 | 0 | 0 | 0.02682 | 0.196 | 0.080626 | 0.15165 | 0.344 | 0 | 0 | 0 | 0 | 0 | 0 | 0 | 0 | 0 | 0 | 0 |  | 0 | 0 | 0 |  | #VALUE! | #VALUE! | #VALUE! | #VALUE! |  |  | #VALUE! | #VALUE! | 0 | 0 | 0.20123 | 0.20123 | #VALUE! | #VALUE! | #VALUE! | #VALUE! | 0 | 0 | 0.20123 | 0.20123 | #VALUE! | #VALUE! | #VALUE! | #VALUE! | 0 | 0 | 0.20123 | 0.20123 | #VALUE! | #VALUE! |  |  |  | #VALUE! | #VALUE! | #VALUE! | #VALUE! | #VALUE! | #VALUE! | #VALUE!
Wednesday | 6 | 15 | 21 | 3981 | 0 | 0 | 0 | 0 | 0 | 0 | 0 | 0 | 0 | 0 | 0 | 0 | 0 | 0 | 0 | 0 | 0 | 0 | 0 | 0 | 0 | 0 | 0 | 0 | 0.026561 | 0.19375 | 0.071112 | 0.15086 | 0.343 | 0 | 0 | 0 | 0 | 0 | 0 | 0 | 0 | 0 | 0 | 0 |  | 0 | 0 | 0 |  | #VALUE! | #VALUE! | #VALUE! | #VALUE! |  |  | #VALUE! | #VALUE! | 0 | 0 | 0.20123 | 0.20123 | #VALUE! | #VALUE! | #VALUE! | #VALUE! | 0 | 0 | 0.20123 | 0.20123 | #VALUE! | #VALUE! | #VALUE! | #VALUE! | 0 | 0 | 0.20123 | 0.20123 | #VALUE! | #VALUE! |  |  |  | #VALUE! | #VALUE! | #VALUE! | #VALUE! | #VALUE! | #VALUE! | #VALUE!
Wednesday | 6 | 15 | 22 | 3982 | 0 | 0 | 0 | 0 | 0 | 0 | 0 | 0 | 0 | 0 | 0 | 0 | 0 | 0 | 0 | 0 | 0 | 0 | 0 | 0 | 0 | 0 | 0 | 0 | 0.021764 | 0.06425 | 0.063674 | 0.12084 | 0.293 | 0 | 0 | 0 | 0 | 0 | 0 | 0 | 0 | 0 | 0 | 0 |  | 0 | 0 | 0 |  | #VALUE! | #VALUE! | #VALUE! | #VALUE! |  |  | #VALUE! | #VALUE! | 0 | 0 | 0.20123 | 0.20123 | #VALUE! | #VALUE! | #VALUE! | #VALUE! | 0 | 0 | 0.20123 | 0.20123 | #VALUE! | #VALUE! | #VALUE! | #VALUE! | 0 | 0 | 0.20123 | 0.20123 | #VALUE! | #VALUE! |  |  |  | #VALUE! | #VALUE! | #VALUE! | #VALUE! | #VALUE! | #VALUE! | #VALUE!
Wednesday | 6 | 15 | 23 | 3983 | 0 | 0 | 0 | 0 | 0 | 0 | 0 | 0 | 0 | 0 | 0 | 0 | 0 | 0 | 0 | 0 | 0 | 0 | 0 | 0 | 0 | 0 | 0 | 0 | 0.021532 | 0.059 | 0.063663 | 0.11995 | 0.292 | 0 | 0 | 0 | 0 | 0 | 0 | 0 | 0 | 0 | 0 | 0 |  | 0 | 0 | 0 |  | #VALUE! | #VALUE! | #VALUE! | #VALUE! |  |  | #VALUE! | #VALUE! | 0 | 0 | 0.20123 | 0.20123 | #VALUE! | #VALUE! | #VALUE! | #VALUE! | 0 | 0 | 0.20123 | 0.20123 | #VALUE! | #VALUE! | #VALUE! | #VALUE! | 0 | 0 | 0.20123 | 0.20123 | #VALUE! | #VALUE! |  |  |  | #VALUE! | #VALUE! | #VALUE! | #VALUE! | #VALUE! | #VALUE! | #VALUE!
Wednesday | 6 | 15 | 24 | 3984 | 0 | 0 | 0 | 0 | 0 | 0 | 0 | 0 | 0 | 0 | 0 | 0 | 0 | 0 | 0 | 0 | 0 | 0 | 0 | 0 | 0 | 0 | 0 | 0 | 0.023978 | 0.03225 | 0.073239 | 0.14764 | 0.335 | 0 | 0 | 0 | 0 | 0 | 0 | 0 | 0 | 0 | 0 | 0 |  | 0 | 0 | 0 |  | #VALUE! | #VALUE! | #VALUE! | #VALUE! |  |  | #VALUE! | #VALUE! | 0 | 0 | 0.20123 | 0.20123 | #VALUE! | #VALUE! | #VALUE! | #VALUE! | 0 | 0 | 0.20123 | 0.20123 | #VALUE! | #VALUE! | #VALUE! | #VALUE! | 0 | 0 | 0.20123 | 0.20123 | #VALUE! | #VALUE! |  |  |  | #VALUE! | #VALUE! | #VALUE! | #VALUE! | #VALUE! | #VALUE! | #VALUE!
Thursday | 6 | 16 | 1 | 3985 | 0 | 0 | 0 | 0 | 0 | 0 | 0 | 0 | 0 | 0 | 0 | 0 | 0 | 0 | 0 | 0 | 0 | 0 | 0 | 0 | 0 | 0 | 0 | 0 | 0.023955 | 0.032 | 0.075626 | 0.14786 | 0.336 | 0 | 0 | 0 | 0 | 0 | 0 | 0 | 0 | 0 | 0 | 0 |  | 0 | 0 | 0 |  | #VALUE! | #VALUE! | #VALUE! | #VALUE! |  |  | #VALUE! | #VALUE! | 0 | 0 | 0.20123 | 0.20123 | #VALUE! | #VALUE! | #VALUE! | #VALUE! | 0 | 0 | 0.20123 | 0.20123 | #VALUE! | #VALUE! | #VALUE! | #VALUE! | 0 | 0 | 0.20123 | 0.20123 | #VALUE! | #VALUE! |  |  |  | #VALUE! | #VALUE! | #VALUE! | #VALUE! | #VALUE! | #VALUE! | #VALUE!
Thursday | 6 | 16 | 2 | 3986 | 0 | 0 | 0 | 0 | 0 | 0 | 0 | 0 | 0 | 0 | 0 | 0 | 0 | 0 | 0 | 0 | 0 | 0 | 0 | 0 | 0 | 0 | 0 | 0 | 0.024134 | 0.03125 | 0.0754 | 0.14695 | 0.334 | 0 | 0 | 0 | 0 | 0 | 0 | 0 | 0 | 0 | 0 | 0 |  | 0 | 0 | 0 |  | #VALUE! | #VALUE! | #VALUE! | #VALUE! |  |  | #VALUE! | #VALUE! | 0 | 0 | 0.20123 | 0.20123 | #VALUE! | #VALUE! | #VALUE! | #VALUE! | 0 | 0 | 0.20123 | 0.20123 | #VALUE! | #VALUE! | #VALUE! | #VALUE! | 0 | 0 | 0.20123 | 0.20123 | #VALUE! | #VALUE! |  |  |  | #VALUE! | #VALUE! | #VALUE! | #VALUE! | #VALUE! | #VALUE! | #VALUE!
Thursday | 6 | 16 | 3 | 3987 | 0 | 0 | 0 | 0 | 0 | 0 | 0 | 0 | 0 | 0 | 0 | 0 | 0 | 0 | 0 | 0 | 0 | 0 | 0 | 0 | 0 | 0 | 0 | 0 | 0.02432 | 0.035 | 0.075875 | 0.14659 | 0.333 | 0 | 0 | 0 | 0 | 0 | 0 | 0 | 0 | 0 | 0 | 0 |  | 0 | 0 | 0 |  | #VALUE! | #VALUE! | #VALUE! | #VALUE! |  |  | #VALUE! | #VALUE! | 0 | 0 | 0.20123 | 0.20123 | #VALUE! | #VALUE! | #VALUE! | #VALUE! | 0 | 0 | 0.20123 | 0.20123 | #VALUE! | #VALUE! | #VALUE! | #VALUE! | 0 | 0 | 0.20123 | 0.20123 | #VALUE! | #VALUE! |  |  |  | #VALUE! | #VALUE! | #VALUE! | #VALUE! | #VALUE! | #VALUE! | #VALUE!
Thursday | 6 | 16 | 4 | 3988 | 0 | 0 | 0 | 0 | 0 | 0 | 0 | 0 | 0 | 0 | 0 | 0 | 0 | 0 | 0 | 0 | 0 | 0 | 0 | 0 | 0 | 0 | 0 | 0 | 0.020203 | 0.03475 | 0.068924 | 0.11758 | 0.286 | 0 | 0 | 0 | 0 | 0 | 0 | 0 | 0 | 0 | 0 | 0 |  | 0 | 0 | 0 |  | #VALUE! | #VALUE! | #VALUE! | #VALUE! |  |  | #VALUE! | #VALUE! | 0 | 0 | 0.20123 | 0.20123 | #VALUE! | #VALUE! | #VALUE! | #VALUE! | 0 | 0 | 0.20123 | 0.20123 | #VALUE! | #VALUE! | #VALUE! | #VALUE! | 0 | 0 | 0.20123 | 0.20123 | #VALUE! | #VALUE! |  |  |  | #VALUE! | #VALUE! | #VALUE! | #VALUE! | #VALUE! | #VALUE! | #VALUE!
Thursday | 6 | 16 | 5 | 3989 | 0 | 0 | 0 | 0 | 0 | 0 | 0 | 0 | 0 | 0 | 0 | 0 | 0 | 0 | 0 | 0 | 0 | 0 | 0 | 0 | 0 | 0 | 0 | 0.001625 | 0.019915 | 0.03425 | 0.069625 | 0.11617 | 0.282 | 0 | 0 | 0 | 0 | 0 | 0 | 0 | 0 | 0 | 0 | 0 |  | 0 | 0 | 0 |  | #VALUE! | #VALUE! | #VALUE! | #VALUE! |  |  | #VALUE! | #VALUE! | 0 | 0 | 0.20123 | 0.20123 | #VALUE! | #VALUE! | #VALUE! | #VALUE! | 0 | 0 | 0.20123 | 0.20123 | #VALUE! | #VALUE! | #VALUE! | #VALUE! | 0 | 0 | 0.20123 | 0.20123 | #VALUE! | #VALUE! |  |  |  | #VALUE! | #VALUE! | #VALUE! | #VALUE! | #VALUE! | #VALUE! | #VALUE!
Thursday | 6 | 16 | 6 | 3990 | 0 | 0 | 0 | 0 | 0 | 0 | 0 | 0 | 0 | 0 | 0 | 0 | 0 | 0 | 0 | 0 | 0 | 0 | 0 | 0 | 0 | 0 | 0 | 0.00065625 | 0.020694 | 0.058 | 0.070801 | 0.11693 | 0.284 | 0 | 0 | 0 | 0 | 0 | 0 | 0 | 0 | 0 | 0 | 0 |  | 0 | 0 | 0 |  | #VALUE! | #VALUE! | #VALUE! | #VALUE! |  |  | #VALUE! | #VALUE! | 0 | 0 | 0.20123 | 0.20123 | #VALUE! | #VALUE! | #VALUE! | #VALUE! | 0 | 0 | 0.20123 | 0.20123 | #VALUE! | #VALUE! | #VALUE! | #VALUE! | 0 | 0 | 0.20123 | 0.20123 | #VALUE! | #VALUE! |  |  |  | #VALUE! | #VALUE! | #VALUE! | #VALUE! | #VALUE! | #VALUE! | #VALUE!
Thursday | 6 | 16 | 7 | 3991 | 0 | 0 | 0 | 0 | 0 | 0 | 0 | 0 | 0 | 0 | 0 | 0 | 0 | 0 | 0 | 0 | 0 | 0 | 0 | 0 | 0 | 0 | 0 | 0 | 0.02148 | 0.05825 | 0.067475 | 0.11776 | 0.286 | 0 | 0 | 0 | 0 | 0 | 0 | 0 | 0 | 0 | 0 | 0 |  | 0 | 0 | 0 |  | #VALUE! | #VALUE! | #VALUE! | #VALUE! |  |  | #VALUE! | #VALUE! | 0 | 0 | 0.20123 | 0.20123 | #VALUE! | #VALUE! | #VALUE! | #VALUE! | 0 | 0 | 0.20123 | 0.20123 | #VALUE! | #VALUE! | #VALUE! | #VALUE! | 0 | 0 | 0.20123 | 0.20123 | #VALUE! | #VALUE! |  |  |  | #VALUE! | #VALUE! | #VALUE! | #VALUE! | #VALUE! | #VALUE! | #VALUE!
Thursday | 6 | 16 | 8 | 3992 | 0 | 0 | 0 | 0 | 0 | 0 | 0 | 0 | 0 | 0 | 0 | 0 | 0 | 0 | 0 | 0 | 0 | 0 | 0 | 0 | 0 | 0 | 0 | 0.00175 | 0.024945 | 0.0565 | 0.064038 | 0.13608 | 0.307 | 0 | 0 | 0 | 0 | 0 | 0 | 0 | 0 | 0 | 0 | 0 |  | 0 | 0 | 0 |  | #VALUE! | #VALUE! | #VALUE! | #VALUE! |  |  | #VALUE! | #VALUE! | 0 | 0 | 0.20123 | 0.20123 | #VALUE! | #VALUE! | #VALUE! | #VALUE! | 0 | 0 | 0.20123 | 0.20123 | #VALUE! | #VALUE! | #VALUE! | #VALUE! | 0 | 0 | 0.20123 | 0.20123 | #VALUE! | #VALUE! |  |  |  | #VALUE! | #VALUE! | #VALUE! | #VALUE! | #VALUE! | #VALUE! | #VALUE!
Thursday | 6 | 16 | 9 | 3993 | 0 | 0 | 0 | 0 | 0 | 0 | 0 | 0 | 0 | 0 | 0 | 0 | 0 | 0 | 0 | 0 | 0 | 0 | 0 | 0 | 0 | 0 | 0 | 0.0035313 | 0.024913 | 0.1005 | 0.099437 | 0.15414 | 0.331 | 0 | 0 | 0 | 0 | 0 | 0 | 0 | 0 | 0 | 0 | 0 |  | 0 | 0 | 0 |  | #VALUE! | #VALUE! | #VALUE! | #VALUE! |  |  | #VALUE! | #VALUE! | 0 | 0 | 0.20123 | 0.20123 | #VALUE! | #VALUE! | #VALUE! | #VALUE! | 0 | 0 | 0.20123 | 0.20123 | #VALUE! | #VALUE! | #VALUE! | #VALUE! | 0 | 0 | 0.20123 | 0.20123 | #VALUE! | #VALUE! |  |  |  | #VALUE! | #VALUE! | #VALUE! | #VALUE! | #VALUE! | #VALUE! | #VALUE!
Thursday | 6 | 16 | 10 | 3994 | 0 | 0 | 0 | 0 | 0 | 0 | 0 | 0 | 0 | 0 | 0 | 0 | 0 | 0 | 0 | 0 | 0 | 0 | 0 | 0 | 0 | 0 | 0 | 0.0062358 | 0.025923 | 0.288 | 0.16837 | 0.18329 | 0.378 | 0 | 0 | 0 | 0 | 0 | 0 | 0 | 0 | 0 | 0 | 0 |  | 0 | 0 | 0 |  | #VALUE! | #VALUE! | #VALUE! | #VALUE! |  |  | #VALUE! | #VALUE! | 0 | 0 | 0.20123 | 0.20123 | #VALUE! | #VALUE! | #VALUE! | #VALUE! | 0 | 0 | 0.20123 | 0.20123 | #VALUE! | #VALUE! | #VALUE! | #VALUE! | 0 | 0 | 0.20123 | 0.20123 | #VALUE! | #VALUE! |  |  |  | #VALUE! | #VALUE! | #VALUE! | #VALUE! | #VALUE! | #VALUE! | #VALUE!
Thursday | 6 | 16 | 11 | 3995 | 0 | 0 | 0 | 0 | 0 | 0 | 0 | 0 | 0 | 0 | 0 | 0 | 0 | 0 | 0 | 0 | 0 | 0 | 0 | 0 | 0 | 0 | 0.036667 | 0.01628 | 0.11236 | 0.4365 | 0.13928 | 0.22746 | 0.435 | 0 | 0 | 0 | 0 | 0 | 0 | 0 | 0 | 0 | 0 | 0 |  | 0 | 0 | 0 |  | #VALUE! | #VALUE! | #VALUE! | #VALUE! |  |  | #VALUE! | #VALUE! | 0 | 0 | 0.20123 | 0.20123 | #VALUE! | #VALUE! | #VALUE! | #VALUE! | 0 | 0 | 0.20123 | 0.20123 | #VALUE! | #VALUE! | #VALUE! | #VALUE! | 0 | 0 | 0.20123 | 0.20123 | #VALUE! | #VALUE! |  |  |  | #VALUE! | #VALUE! | #VALUE! | #VALUE! | #VALUE! | #VALUE! | #VALUE!
Thursday | 6 | 16 | 12 | 3996 | 0 | 0 | 0 | 0 | 0 | 0 | 0 | 0 | 0 | 0 | 0 | 0 | 0 | 0 | 0 | 0 | 0 | 0 | 0 | 0 | 0 | 0.044 | 0.2455 | 0.20198 | 0.14498 | 0.50425 | 0.18307 | 0.35552 | 0.55 | 0 | 0 | 0 | 0 | 0 | 0 | 0 | 0 | 0 | 0 | 0 |  | 0 | 0 | 0 |  | #VALUE! | #VALUE! | #VALUE! | #VALUE! |  |  | #VALUE! | #VALUE! | 0 | 0 | 0.20123 | 0.20123 | #VALUE! | #VALUE! | #VALUE! | #VALUE! | 0 | 0 | 0.20123 | 0.20123 | #VALUE! | #VALUE! | #VALUE! | #VALUE! | 0 | 0 | 0.20123 | 0.20123 | #VALUE! | #VALUE! |  |  |  | #VALUE! | #VALUE! | #VALUE! | #VALUE! | #VALUE! | #VALUE! | #VALUE!
Thursday | 6 | 16 | 13 | 3997 | 0 | 0 | 0 | 0 | 0 | 0 | 0 | 0 | 0 | 0 | 0 | 0 | 0 | 0 | 0 | 0 | 0 | 0 | 0 | 0 | 0 | 0.107 | 0.32917 | 0.27957 | 0.36055 | 0.4855 | 0.13081 | 0.39315 | 0.559 | 0 | 0 | 0 | 0 | 0 | 0 | 0 | 0 | 0 | 0 | 0 |  | 0 | 0 | 0 |  | #VALUE! | #VALUE! | #VALUE! | #VALUE! |  |  | #VALUE! | #VALUE! | 0 | 0 | 0.20123 | 0.20123 | #VALUE! | #VALUE! | #VALUE! | #VALUE! | 0 | 0 | 0.20123 | 0.20123 | #VALUE! | #VALUE! | #VALUE! | #VALUE! | 0 | 0 | 0.20123 | 0.20123 | #VALUE! | #VALUE! |  |  |  | #VALUE! | #VALUE! | #VALUE! | #VALUE! | #VALUE! | #VALUE! | #VALUE!
Thursday | 6 | 16 | 14 | 3998 | 0 | 0 | 0 | 0 | 0 | 0 | 0 | 0 | 0 | 0 | 0 | 0 | 0 | 0 | 0 | 0 | 0 | 0 | 0 | 0 | 0 | 0.133 | 0.33475 | 0.28524 | 0.35054 | 0.52725 | 0.17904 | 0.39147 | 0.53 | 0 | 0 | 0 | 0 | 0 | 0 | 0 | 0 | 0 | 0 | 0 |  | 0 | 0 | 0 |  | #VALUE! | #VALUE! | #VALUE! | #VALUE! |  |  | #VALUE! | #VALUE! | 0 | 0 | 0.20123 | 0.20123 | #VALUE! | #VALUE! | #VALUE! | #VALUE! | 0 | 0 | 0.20123 | 0.20123 | #VALUE! | #VALUE! | #VALUE! | #VALUE! | 0 | 0 | 0.20123 | 0.20123 | #VALUE! | #VALUE! |  |  |  | #VALUE! | #VALUE! | #VALUE! | #VALUE! | #VALUE! | #VALUE! | #VALUE!
Thursday | 6 | 16 | 15 | 3999 | 0 | 0 | 0 | 0 | 0 | 0 | 0 | 0 | 0 | 0 | 0 | 0 | 0 | 0 | 0 | 0 | 0 | 0 | 0 | 0 | 0 | 0.1575 | 0.3475 | 0.30611 | 0.35434 | 0.564 | 0.19172 | 0.40781 | 0.53 | 0 | 0 | 0 | 0 | 0 | 0 | 0 | 0 | 0 | 0 | 0 |  | 0 | 0 | 0 |  | #VALUE! | #VALUE! | #VALUE! | #VALUE! |  |  | #VALUE! | #VALUE! | 0 | 0 | 0.20123 | 0.20123 | #VALUE! | #VALUE! | #VALUE! | #VALUE! | 0 | 0 | 0.20123 | 0.20123 | #VALUE! | #VALUE! | #VALUE! | #VALUE! | 0 | 0 | 0.20123 | 0.20123 | #VALUE! | #VALUE! |  |  |  | #VALUE! | #VALUE! | #VALUE! | #VALUE! | #VALUE! | #VALUE! | #VALUE!
Thursday | 6 | 16 | 16 | 4000 | 0 | 0 | 0 | 0 | 0 | 0 | 0 | 0 | 0 | 0 | 0 | 0 | 0 | 0 | 0 | 0 | 0 | 0 | 0 | 0 | 0 | 0.119 | 0.30608 | 0.27019 | 0.1758 | 0.6315 | 0.21215 | 0.39479 | 0.521 | 0 | 0 | 0 | 0 | 0 | 0 | 0 | 0 | 0 | 0 | 0 |  | 0 | 0 | 0 |  | #VALUE! | #VALUE! | #VALUE! | #VALUE! |  |  | #VALUE! | #VALUE! | 0 | 0 | 0.20123 | 0.20123 | #VALUE! | #VALUE! | #VALUE! | #VALUE! | 0 | 0 | 0.20123 | 0.20123 | #VALUE! | #VALUE! | #VALUE! | #VALUE! | 0 | 0 | 0.20123 | 0.20123 | #VALUE! | #VALUE! |  |  |  | #VALUE! | #VALUE! | #VALUE! | #VALUE! | #VALUE! | #VALUE! | #VALUE!
Thursday | 6 | 16 | 17 | 4001 | 0 | 0 | 0 | 0 | 0 | 0 | 0 | 0 | 0 | 0 | 0 | 0 | 0 | 0 | 0 | 0 | 0 | 0 | 0 | 0 | 0 | 0.185 | 0.35158 | 0.32835 | 0.36812 | 0.62475 | 0.20377 | 0.42937 | 0.53 | 0 | 0 | 0 | 0 | 0 | 0 | 0 | 0 | 0 | 0 | 0 |  | 0 | 0 | 0 |  | #VALUE! | #VALUE! | #VALUE! | #VALUE! |  |  | #VALUE! | #VALUE! | 0 | 0 | 0.20123 | 0.20123 | #VALUE! | #VALUE! | #VALUE! | #VALUE! | 0 | 0 | 0.20123 | 0.20123 | #VALUE! | #VALUE! | #VALUE! | #VALUE! | 0 | 0 | 0.20123 | 0.20123 | #VALUE! | #VALUE! |  |  |  | #VALUE! | #VALUE! | #VALUE! | #VALUE! | #VALUE! | #VALUE! | #VALUE!
Thursday | 6 | 16 | 18 | 4002 | 0 | 0 | 0 | 0 | 0 | 0 | 0 | 0 | 0 | 0 | 0 | 0 | 0 | 0 | 0 | 0 | 0 | 0 | 0 | 0 | 0 | 0.1285 | 0.28933 | 0.26948 | 0.1646 | 0.579 | 0.20145 | 0.38286 | 0.495 | 0 | 0 | 0 | 0 | 0 | 0 | 0 | 0 | 0 | 0 | 0 |  | 0 | 0 | 0 |  | #VALUE! | #VALUE! | #VALUE! | #VALUE! |  |  | #VALUE! | #VALUE! | 0 | 0 | 0.20123 | 0.20123 | #VALUE! | #VALUE! | #VALUE! | #VALUE! | 0 | 0 | 0.20123 | 0.20123 | #VALUE! | #VALUE! | #VALUE! | #VALUE! | 0 | 0 | 0.20123 | 0.20123 | #VALUE! | #VALUE! |  |  |  | #VALUE! | #VALUE! | #VALUE! | #VALUE! | #VALUE! | #VALUE! | #VALUE!
Thursday | 6 | 16 | 19 | 4003 | 0 | 0 | 0 | 0 | 0 | 0 | 0 | 0 | 0 | 0 | 0 | 0 | 0 | 0 | 0 | 0 | 0 | 0 | 0 | 0 | 0 | 0.074 | 0.229 | 0.20959 | 0.15441 | 0.55975 | 0.17023 | 0.34964 | 0.486 | 0 | 0 | 0 | 0 | 0 | 0 | 0 | 0 | 0 | 0 | 0 |  | 0 | 0 | 0 |  | #VALUE! | #VALUE! | #VALUE! | #VALUE! |  |  | #VALUE! | #VALUE! | 0 | 0 | 0.20123 | 0.20123 | #VALUE! | #VALUE! | #VALUE! | #VALUE! | 0 | 0 | 0.20123 | 0.20123 | #VALUE! | #VALUE! | #VALUE! | #VALUE! | 0 | 0 | 0.20123 | 0.20123 | #VALUE! | #VALUE! |  |  |  | #VALUE! | #VALUE! | #VALUE! | #VALUE! | #VALUE! | #VALUE! | #VALUE!
Thursday | 6 | 16 | 20 | 4004 | 0 | 0 | 0 | 0 | 0 | 0 | 0 | 0 | 0 | 0 | 0 | 0 | 0 | 0 | 0 | 0 | 0 | 0 | 0 | 0 | 0 | 0 | 0.0925 | 0.066446 | 0.13037 | 0.5045 | 0.17419 | 0.25506 | 0.407 | 0 | 0 | 0 | 0 | 0 | 0 | 0 | 0 | 0 | 0 | 0 |  | 0 | 0 | 0 |  | #VALUE! | #VALUE! | #VALUE! | #VALUE! |  |  | #VALUE! | #VALUE! | 0 | 0 | 0.20123 | 0.20123 | #VALUE! | #VALUE! | #VALUE! | #VALUE! | 0 | 0 | 0.20123 | 0.20123 | #VALUE! | #VALUE! | #VALUE! | #VALUE! | 0 | 0 | 0.20123 | 0.20123 | #VALUE! | #VALUE! |  |  |  | #VALUE! | #VALUE! | #VALUE! | #VALUE! | #VALUE! | #VALUE! | #VALUE!
Thursday | 6 | 16 | 21 | 4005 | 0 | 0 | 0 | 0 | 0 | 0 | 0 | 0 | 0 | 0 | 0 | 0 | 0 | 0 | 0 | 0 | 0 | 0 | 0 | 0 | 0 | 0 | 0.078417 | 0.052494 | 0.12597 | 0.4615 | 0.16825 | 0.26657 | 0.439 | 0 | 0 | 0 | 0 | 0 | 0 | 0 | 0 | 0 | 0 | 0 |  | 0 | 0 | 0 |  | #VALUE! | #VALUE! | #VALUE! | #VALUE! |  |  | #VALUE! | #VALUE! | 0 | 0 | 0.20123 | 0.20123 | #VALUE! | #VALUE! | #VALUE! | #VALUE! | 0 | 0 | 0.20123 | 0.20123 | #VALUE! | #VALUE! | #VALUE! | #VALUE! | 0 | 0 | 0.20123 | 0.20123 | #VALUE! | #VALUE! |  |  |  | #VALUE! | #VALUE! | #VALUE! | #VALUE! | #VALUE! | #VALUE! | #VALUE!
Thursday | 6 | 16 | 22 | 4006 | 0 | 0 | 0 | 0 | 0 | 0 | 0 | 0 | 0 | 0 | 0 | 0 | 0 | 0 | 0 | 0 | 0 | 0 | 0 | 0 | 0 | 0 | 0.064917 | 0.040775 | 0.11635 | 0.42625 | 0.16075 | 0.25769 | 0.439 | 0 | 0 | 0 | 0 | 0 | 0 | 0 | 0 | 0 | 0 | 0 |  | 0 | 0 | 0 |  | #VALUE! | #VALUE! | #VALUE! | #VALUE! |  |  | #VALUE! | #VALUE! | 0 | 0 | 0.20123 | 0.20123 | #VALUE! | #VALUE! | #VALUE! | #VALUE! | 0 | 0 | 0.20123 | 0.20123 | #VALUE! | #VALUE! | #VALUE! | #VALUE! | 0 | 0 | 0.20123 | 0.20123 | #VALUE! | #VALUE! |  |  |  | #VALUE! | #VALUE! | #VALUE! | #VALUE! | #VALUE! | #VALUE! | #VALUE!
Thursday | 6 | 16 | 23 | 4007 | 0 | 0 | 0 | 0 | 0 | 0 | 0 | 0 | 0 | 0 | 0 | 0 | 0 | 0 | 0 | 0 | 0 | 0 | 0 | 0 | 0 | 0 | 0.06025 | 0.034751 | 0.11508 | 0.3705 | 0.16418 | 0.26727 | 0.471 | 0 | 0 | 0 | 0 | 0 | 0 | 0 | 0 | 0 | 0 | 0 |  | 0 | 0 | 0 |  | #VALUE! | #VALUE! | #VALUE! | #VALUE! |  |  | #VALUE! | #VALUE! | 0 | 0 | 0.20123 | 0.20123 | #VALUE! | #VALUE! | #VALUE! | #VALUE! | 0 | 0 | 0.20123 | 0.20123 | #VALUE! | #VALUE! | #VALUE! | #VALUE! | 0 | 0 | 0.20123 | 0.20123 | #VALUE! | #VALUE! |  |  |  | #VALUE! | #VALUE! | #VALUE! | #VALUE! | #VALUE! | #VALUE! | #VALUE!
Thursday | 6 | 16 | 24 | 4008 | 0 | 0 | 0 | 0 | 0 | 0 | 0 | 0 | 0 | 0 | 0 | 0 | 0 | 0 | 0 | 0 | 0 | 0 | 0 | 0 | 0 | 0 | 0.0075 | 0.0045714 | 0.025284 | 0.36625 | 0.15248 | 0.2166 | 0.43 | 0 | 0 | 0 | 0 | 0 | 0 | 0 | 0 | 0 | 0 | 0 |  | 0 | 0 | 0 |  | #VALUE! | #VALUE! | #VALUE! | #VALUE! |  |  | #VALUE! | #VALUE! | 0 | 0 | 0.20123 | 0.20123 | #VALUE! | #VALUE! | #VALUE! | #VALUE! | 0 | 0 | 0.20123 | 0.20123 | #VALUE! | #VALUE! | #VALUE! | #VALUE! | 0 | 0 | 0.20123 | 0.20123 | #VALUE! | #VALUE! |  |  |  | #VALUE! | #VALUE! | #VALUE! | #VALUE! | #VALUE! | #VALUE! | #VALUE!
Friday | 6 | 17 | 1 | 4009 | 0 | 0 | 0 | 0 | 0 | 0 | 0 | 0 | 0 | 0 | 0 | 0 | 0 | 0 | 0 | 0 | 0 | 0 | 0 | 0 | 0 | 0 | 0 | 0 | 0.026337 | 0.41375 | 0.1525 | 0.16073 | 0.377 | 0 | 0 | 0 | 0 | 0 | 0 | 0 | 0 | 0 | 0 | 0 |  | 0 | 0 | 0 |  | #VALUE! | #VALUE! | #VALUE! | #VALUE! |  |  | #VALUE! | #VALUE! | 0 | 0 | 0.20123 | 0.20123 | #VALUE! | #VALUE! | #VALUE! | #VALUE! | 0 | 0 | 0.20123 | 0.20123 | #VALUE! | #VALUE! | #VALUE! | #VALUE! | 0 | 0 | 0.20123 | 0.20123 | #VALUE! | #VALUE! |  |  |  | #VALUE! | #VALUE! | #VALUE! | #VALUE! | #VALUE! | #VALUE! | #VALUE!
Friday | 6 | 17 | 2 | 4010 | 0 | 0 | 0 | 0 | 0 | 0 | 0 | 0 | 0 | 0 | 0 | 0 | 0 | 0 | 0 | 0 | 0 | 0 | 0 | 0 | 0 | 0 | 0 | 0 | 0.021258 | 0.3605 | 0.14709 | 0.11387 | 0.311 | 0 | 0 | 0 | 0 | 0 | 0 | 0 | 0 | 0 | 0 | 0 |  | 0 | 0 | 0 |  | #VALUE! | #VALUE! | #VALUE! | #VALUE! |  |  | #VALUE! | #VALUE! | 0 | 0 | 0.20123 | 0.20123 | #VALUE! | #VALUE! | #VALUE! | #VALUE! | 0 | 0 | 0.20123 | 0.20123 | #VALUE! | #VALUE! | #VALUE! | #VALUE! | 0 | 0 | 0.20123 | 0.20123 | #VALUE! | #VALUE! |  |  |  | #VALUE! | #VALUE! | #VALUE! | #VALUE! | #VALUE! | #VALUE! | #VALUE!
Friday | 6 | 17 | 3 | 4011 | 0 | 0 | 0 | 0 | 0 | 0 | 0 | 0 | 0 | 0 | 0 | 0 | 0 | 0 | 0 | 0 | 0 | 0 | 0 | 0 | 0 | 0 | 0 | 0 | 0.019156 | 0.40625 | 0.15436 | 0.10946 | 0.3 | 0 | 0 | 0 | 0 | 0 | 0 | 0 | 0 | 0 | 0 | 0 |  | 0 | 0 | 0 |  | #VALUE! | #VALUE! | #VALUE! | #VALUE! |  |  | #VALUE! | #VALUE! | 0 | 0 | 0.20123 | 0.20123 | #VALUE! | #VALUE! | #VALUE! | #VALUE! | 0 | 0 | 0.20123 | 0.20123 | #VALUE! | #VALUE! | #VALUE! | #VALUE! | 0 | 0 | 0.20123 | 0.20123 | #VALUE! | #VALUE! |  |  |  | #VALUE! | #VALUE! | #VALUE! | #VALUE! | #VALUE! | #VALUE! | #VALUE!
Friday | 6 | 17 | 4 | 4012 | 0 | 0 | 0 | 0 | 0 | 0 | 0 | 0 | 0 | 0 | 0 | 0 | 0 | 0 | 0 | 0 | 0 | 0 | 0 | 0 | 0 | 0 | 0 | 0 | 0.018401 | 0.404 | 0.14915 | 0.10776 | 0.296 | 0 | 0 | 0 | 0 | 0 | 0 | 0 | 0 | 0 | 0 | 0 |  | 0 | 0 | 0 |  | #VALUE! | #VALUE! | #VALUE! | #VALUE! |  |  | #VALUE! | #VALUE! | 0 | 0 | 0.20123 | 0.20123 | #VALUE! | #VALUE! | #VALUE! | #VALUE! | 0 | 0 | 0.20123 | 0.20123 | #VALUE! | #VALUE! | #VALUE! | #VALUE! | 0 | 0 | 0.20123 | 0.20123 | #VALUE! | #VALUE! |  |  |  | #VALUE! | #VALUE! | #VALUE! | #VALUE! | #VALUE! | #VALUE! | #VALUE!
Friday | 6 | 17 | 5 | 4013 | 0 | 0 | 0 | 0 | 0 | 0 | 0 | 0 | 0 | 0 | 0 | 0 | 0 | 0 | 0 | 0 | 0 | 0 | 0 | 0 | 0 | 0 | 0 | 0.0017813 | 0.021825 | 0.4005 | 0.16403 | 0.10479 | 0.288 | 0 | 0 | 0 | 0 | 0 | 0 | 0 | 0 | 0 | 0 | 0 |  | 0 | 0 | 0 |  | #VALUE! | #VALUE! | #VALUE! | #VALUE! |  |  | #VALUE! | #VALUE! | 0 | 0 | 0.20123 | 0.20123 | #VALUE! | #VALUE! | #VALUE! | #VALUE! | 0 | 0 | 0.20123 | 0.20123 | #VALUE! | #VALUE! | #VALUE! | #VALUE! | 0 | 0 | 0.20123 | 0.20123 | #VALUE! | #VALUE! |  |  |  | #VALUE! | #VALUE! | #VALUE! | #VALUE! | #VALUE! | #VALUE! | #VALUE!
Friday | 6 | 17 | 6 | 4014 | 0 | 0 | 0 | 0 | 0 | 0 | 0 | 0 | 0 | 0 | 0 | 0 | 0 | 0 | 0 | 0 | 0 | 0 | 0 | 0 | 0 | 0 | 0 | 0.0005 | 0.022737 | 0.432 | 0.16333 | 0.10175 | 0.279 | 0 | 0 | 0 | 0 | 0 | 0 | 0 | 0 | 0 | 0 | 0 |  | 0 | 0 | 0 |  | #VALUE! | #VALUE! | #VALUE! | #VALUE! |  |  | #VALUE! | #VALUE! | 0 | 0 | 0.20123 | 0.20123 | #VALUE! | #VALUE! | #VALUE! | #VALUE! | 0 | 0 | 0.20123 | 0.20123 | #VALUE! | #VALUE! | #VALUE! | #VALUE! | 0 | 0 | 0.20123 | 0.20123 | #VALUE! | #VALUE! |  |  |  | #VALUE! | #VALUE! | #VALUE! | #VALUE! | #VALUE! | #VALUE! | #VALUE!
Friday | 6 | 17 | 7 | 4015 | 0 | 0 | 0 | 0 | 0 | 0 | 0 | 0 | 0 | 0 | 0 | 0 | 0 | 0 | 0 | 0 | 0 | 0 | 0 | 0 | 0 | 0 | 0 | 0.00225 | 0.028197 | 0.468 | 0.19942 | 0.13128 | 0.329 | 0 | 0 | 0 | 0 | 0 | 0 | 0 | 0 | 0 | 0 | 0 |  | 0 | 0 | 0 |  | #VALUE! | #VALUE! | #VALUE! | #VALUE! |  |  | #VALUE! | #VALUE! | 0 | 0 | 0.20123 | 0.20123 | #VALUE! | #VALUE! | #VALUE! | #VALUE! | 0 | 0 | 0.20123 | 0.20123 | #VALUE! | #VALUE! | #VALUE! | #VALUE! | 0 | 0 | 0.20123 | 0.20123 | #VALUE! | #VALUE! |  |  |  | #VALUE! | #VALUE! | #VALUE! | #VALUE! | #VALUE! | #VALUE! | #VALUE!
Friday | 6 | 17 | 8 | 4016 | 0 | 0 | 0 | 0 | 0 | 0 | 0 | 0 | 0 | 0 | 0 | 0 | 0 | 0 | 0 | 0 | 0 | 0 | 0 | 0 | 0 | 0 | 0.039083 | 0.028136 | 0.13043 | 0.47125 | 0.23339 | 0.27215 | 0.51 | 0 | 0 | 0 | 0 | 0 | 0 | 0 | 0 | 0 | 0 | 0 |  | 0 | 0 | 0 |  | #VALUE! | #VALUE! | #VALUE! | #VALUE! |  |  | #VALUE! | #VALUE! | 0 | 0 | 0.20123 | 0.20123 | #VALUE! | #VALUE! | #VALUE! | #VALUE! | 0 | 0 | 0.20123 | 0.20123 | #VALUE! | #VALUE! | #VALUE! | #VALUE! | 0 | 0 | 0.20123 | 0.20123 | #VALUE! | #VALUE! |  |  |  | #VALUE! | #VALUE! | #VALUE! | #VALUE! | #VALUE! | #VALUE! | #VALUE!
Friday | 6 | 17 | 9 | 4017 | 0 | 0 | 0 | 0 | 0 | 0 | 0 | 0 | 0 | 0 | 0 | 0 | 0 | 0 | 0 | 0 | 0 | 0 | 0 | 0 | 0 | 0.2805 | 0.49108 | 0.4556 | 0.39365 | 0.5075 | 0.26953 | 0.55218 | 0.675 | 0 | 0 | 0 | 0 | 0 | 0 | 0 | 0 | 0 | 0 | 0 |  | 0 | 0 | 0 |  | #VALUE! | #VALUE! | #VALUE! | #VALUE! |  |  | #VALUE! | #VALUE! | 0 | 0 | 0.20123 | 0.20123 | #VALUE! | #VALUE! | #VALUE! | #VALUE! | 0 | 0 | 0.20123 | 0.20123 | #VALUE! | #VALUE! | #VALUE! | #VALUE! | 0 | 0 | 0.20123 | 0.20123 | #VALUE! | #VALUE! |  |  |  | #VALUE! | #VALUE! | #VALUE! | #VALUE! | #VALUE! | #VALUE! | #VALUE!
Friday | 6 | 17 | 10 | 4018 | 0 | 0 | 0 | 0 | 0 | 0 | 0 | 0 | 0 | 0 | 0 | 0 | 0 | 0 | 0 | 0 | 0 | 0 | 0 | 0 | 0 | 0.2995 | 0.48058 | 0.44261 | 0.3733 | 0.478 | 0.25224 | 0.53391 | 0.645 | 0 | 0 | 0 | 0 | 0 | 0 | 0 | 0 | 0 | 0 | 0 |  | 0 | 0 | 0 |  | #VALUE! | #VALUE! | #VALUE! | #VALUE! |  |  | #VALUE! | #VALUE! | 0 | 0 | 0.20123 | 0.20123 | #VALUE! | #VALUE! | #VALUE! | #VALUE! | 0 | 0 | 0.20123 | 0.20123 | #VALUE! | #VALUE! | #VALUE! | #VALUE! | 0 | 0 | 0.20123 | 0.20123 | #VALUE! | #VALUE! |  |  |  | #VALUE! | #VALUE! | #VALUE! | #VALUE! | #VALUE! | #VALUE! | #VALUE!
Friday | 6 | 17 | 11 | 4019 | 0 | 0 | 0 | 0 | 0 | 0 | 0 | 0 | 0 | 0 | 0 | 0 | 0 | 0 | 0 | 0 | 0 | 0 | 0 | 0 | 0 | 0.3235 | 0.50633 | 0.46584 | 0.38329 | 0.54925 | 0.25107 | 0.54736 | 0.646 | 0 | 0 | 0 | 0 | 0 | 0 | 0 | 0 | 0 | 0 | 0 |  | 0 | 0 | 0 |  | #VALUE! | #VALUE! | #VALUE! | #VALUE! |  |  | #VALUE! | #VALUE! | 0 | 0 | 0.20123 | 0.20123 | #VALUE! | #VALUE! | #VALUE! | #VALUE! | 0 | 0 | 0.20123 | 0.20123 | #VALUE! | #VALUE! | #VALUE! | #VALUE! | 0 | 0 | 0.20123 | 0.20123 | #VALUE! | #VALUE! |  |  |  | #VALUE! | #VALUE! | #VALUE! | #VALUE! | #VALUE! | #VALUE! | #VALUE!
Friday | 6 | 17 | 12 | 4020 | 0 | 0 | 0 | 0 | 0 | 0 | 0 | 0 | 0 | 0 | 0 | 0 | 0 | 0 | 0 | 0 | 0 | 0 | 0 | 0 | 0 | 0.3815 | 0.60683 | 0.58834 | 0.45692 | 0.63725 | 0.29082 | 0.64862 | 0.735 | 0 | 0 | 0 | 0 | 0 | 0 | 0 | 0 | 0 | 0 | 0 |  | 0 | 0 | 0 |  | #VALUE! | #VALUE! | #VALUE! | #VALUE! |  |  | #VALUE! | #VALUE! | 0 | 0 | 0.20123 | 0.20123 | #VALUE! | #VALUE! | #VALUE! | #VALUE! | 0 | 0 | 0.20123 | 0.20123 | #VALUE! | #VALUE! | #VALUE! | #VALUE! | 0 | 0 | 0.20123 | 0.20123 | #VALUE! | #VALUE! |  |  |  | #VALUE! | #VALUE! | #VALUE! | #VALUE! | #VALUE! | #VALUE! | #VALUE!
Friday | 6 | 17 | 13 | 4021 | 0 | 0 | 0 | 0 | 0 | 0 | 0 | 0 | 0 | 0 | 0 | 0 | 0 | 0 | 0 | 0 | 0 | 0 | 0 | 0 | 0 | 0.4085 | 0.63017 | 0.57842 | 0.4794 | 0.70025 | 0.30815 | 0.68362 | 0.766 | 0 | 0 | 0 | 0 | 0 | 0 | 0 | 0 | 0 | 0 | 0 |  | 0 | 0 | 0 |  | #VALUE! | #VALUE! | #VALUE! | #VALUE! |  |  | #VALUE! | #VALUE! | 0 | 0 | 0.20123 | 0.20123 | #VALUE! | #VALUE! | #VALUE! | #VALUE! | 0 | 0 | 0.20123 | 0.20123 | #VALUE! | #VALUE! | #VALUE! | #VALUE! | 0 | 0 | 0.20123 | 0.20123 | #VALUE! | #VALUE! |  |  |  | #VALUE! | #VALUE! | #VALUE! | #VALUE! | #VALUE! | #VALUE! | #VALUE!
Friday | 6 | 17 | 14 | 4022 | 0 | 0 | 0 | 0 | 0 | 0 | 0 | 0 | 0 | 0 | 0 | 0 | 0 | 0 | 0 | 0 | 0 | 0 | 0 | 0 | 0 | 0.448 | 0.67683 | 0.63171 | 0.51004 | 0.74575 | 0.3338 | 0.72823 | 0.798 | 0 | 0 | 0 | 0 | 0 | 0 | 0 | 0 | 0 | 0 | 0 |  | 0 | 0 | 0 |  | #VALUE! | #VALUE! | #VALUE! | #VALUE! |  |  | #VALUE! | #VALUE! | 0 | 0 | 0.20123 | 0.20123 | #VALUE! | #VALUE! | #VALUE! | #VALUE! | 0 | 0 | 0.20123 | 0.20123 | #VALUE! | #VALUE! | #VALUE! | #VALUE! | 0 | 0 | 0.20123 | 0.20123 | #VALUE! | #VALUE! |  |  |  | #VALUE! | #VALUE! | #VALUE! | #VALUE! | #VALUE! | #VALUE! | #VALUE!
Friday | 6 | 17 | 15 | 4023 | 0 | 0 | 0 | 0 | 0 | 0 | 0 | 0 | 0 | 0 | 0 | 0 | 0 | 0 | 0 | 0 | 0 | 0 | 0 | 0 | 0 | 0.492 | 0.73192 | 0.68333 | 0.56166 | 0.68375 | 0.38753 | 0.77662 | 0.831 | 0 | 0 | 0 | 0 | 0 | 0 | 0 | 0 | 0 | 0 | 0 |  | 0 | 0 | 0 |  | #VALUE! | #VALUE! | #VALUE! | #VALUE! |  |  | #VALUE! | #VALUE! | 0 | 0 | 0.20123 | 0.20123 | #VALUE! | #VALUE! | #VALUE! | #VALUE! | 0 | 0 | 0.20123 | 0.20123 | #VALUE! | #VALUE! | #VALUE! | #VALUE! | 0 | 0 | 0.20123 | 0.20123 | #VALUE! | #VALUE! |  |  |  | #VALUE! | #VALUE! | #VALUE! | #VALUE! | #VALUE! | #VALUE! | #VALUE!
Friday | 6 | 17 | 16 | 4024 | 0 | 0 | 0 | 0 | 0 | 0 | 0 | 0 | 0 | 0 | 0 | 0 | 0 | 0 | 0 | 0 | 0 | 0 | 0 | 0 | 0 | 0.5285 | 0.77417 | 0.72502 | 0.60756 | 0.696 | 0.38033 | 0.81313 | 0.858 | 0 | 0 | 0 | 0 | 0 | 0 | 0 | 0 | 0 | 0 | 0 |  | 0 | 0 | 0 |  | #VALUE! | #VALUE! | #VALUE! | #VALUE! |  |  | #VALUE! | #VALUE! | 0 | 0 | 0.20123 | 0.20123 | #VALUE! | #VALUE! | #VALUE! | #VALUE! | 0 | 0 | 0.20123 | 0.20123 | #VALUE! | #VALUE! | #VALUE! | #VALUE! | 0 | 0 | 0.20123 | 0.20123 | #VALUE! | #VALUE! |  |  |  | #VALUE! | #VALUE! | #VALUE! | #VALUE! | #VALUE! | #VALUE! | #VALUE!
Friday | 6 | 17 | 17 | 4025 | 0 | 0 | 0 | 0 | 0 | 0 | 0 | 0 | 0 | 0 | 0 | 0 | 0 | 0 | 0 | 0 | 0 | 0 | 0 | 0 | 0 | 0.5005 | 0.70717 | 0.67234 | 0.54137 | 0.63025 | 0.36433 | 0.76638 | 0.805 | 0 | 0 | 0 | 0 | 0 | 0 | 0 | 0 | 0 | 0 | 0 |  | 0 | 0 | 0 |  | #VALUE! | #VALUE! | #VALUE! | #VALUE! |  |  | #VALUE! | #VALUE! | 0 | 0 | 0.20123 | 0.20123 | #VALUE! | #VALUE! | #VALUE! | #VALUE! | 0 | 0 | 0.20123 | 0.20123 | #VALUE! | #VALUE! | #VALUE! | #VALUE! | 0 | 0 | 0.20123 | 0.20123 | #VALUE! | #VALUE! |  |  |  | #VALUE! | #VALUE! | #VALUE! | #VALUE! | #VALUE! | #VALUE! | #VALUE!
Friday | 6 | 17 | 18 | 4026 | 0 | 0 | 0 | 0 | 0 | 0 | 0 | 0 | 0 | 0 | 0 | 0 | 0 | 0 | 0 | 0 | 0 | 0 | 0 | 0 | 0 | 0.491 | 0.70183 | 0.66246 | 0.53451 | 0.66875 | 0.34444 | 0.75253 | 0.794 | 0 | 0 | 0 | 0 | 0 | 0 | 0 | 0 | 0 | 0 | 0 |  | 0 | 0 | 0 |  | #VALUE! | #VALUE! | #VALUE! | #VALUE! |  |  | #VALUE! | #VALUE! | 0 | 0 | 0.20123 | 0.20123 | #VALUE! | #VALUE! | #VALUE! | #VALUE! | 0 | 0 | 0.20123 | 0.20123 | #VALUE! | #VALUE! | #VALUE! | #VALUE! | 0 | 0 | 0.20123 | 0.20123 | #VALUE! | #VALUE! |  |  |  | #VALUE! | #VALUE! | #VALUE! | #VALUE! | #VALUE! | #VALUE! | #VALUE!
Friday | 6 | 17 | 19 | 4027 | 0 | 0 | 0 | 0 | 0 | 0 | 0 | 0 | 0 | 0 | 0 | 0 | 0 | 0 | 0 | 0 | 0 | 0 | 0 | 0 | 0 | 0.481 | 0.68892 | 0.65127 | 0.51697 | 0.66975 | 0.36074 | 0.74725 | 0.794 | 0 | 0 | 0 | 0 | 0 | 0 | 0 | 0 | 0 | 0 | 0 |  | 0 | 0 | 0 |  | #VALUE! | #VALUE! | #VALUE! | #VALUE! |  |  | #VALUE! | #VALUE! | 0 | 0 | 0.20123 | 0.20123 | #VALUE! | #VALUE! | #VALUE! | #VALUE! | 0 | 0 | 0.20123 | 0.20123 | #VALUE! | #VALUE! | #VALUE! | #VALUE! | 0 | 0 | 0.20123 | 0.20123 | #VALUE! | #VALUE! |  |  |  | #VALUE! | #VALUE! | #VALUE! | #VALUE! | #VALUE! | #VALUE! | #VALUE!
Friday | 6 | 17 | 20 | 4028 | 0 | 0 | 0 | 0 | 0 | 0 | 0 | 0 | 0 | 0 | 0 | 0 | 0 | 0 | 0 | 0 | 0 | 0 | 0 | 0 | 0 | 0.4325 | 0.61383 | 0.62085 | 0.44723 | 0.6215 | 0.32844 | 0.6846 | 0.741 | 0 | 0 | 0 | 0 | 0 | 0 | 0 | 0 | 0 | 0 | 0 |  | 0 | 0 | 0 |  | #VALUE! | #VALUE! | #VALUE! | #VALUE! |  |  | #VALUE! | #VALUE! | 0 | 0 | 0.20123 | 0.20123 | #VALUE! | #VALUE! | #VALUE! | #VALUE! | 0 | 0 | 0.20123 | 0.20123 | #VALUE! | #VALUE! | #VALUE! | #VALUE! | 0 | 0 | 0.20123 | 0.20123 | #VALUE! | #VALUE! |  |  |  | #VALUE! | #VALUE! | #VALUE! | #VALUE! | #VALUE! | #VALUE! | #VALUE!
Friday | 6 | 17 | 21 | 4029 | 0 | 0 | 0 | 0 | 0 | 0 | 0 | 0 | 0 | 0 | 0 | 0 | 0 | 0 | 0 | 0 | 0 | 0 | 0 | 0 | 0 | 0.4115 | 0.60183 | 0.58684 | 0.4482 | 0.5615 | 0.32736 | 0.66998 | 0.735 | 0 | 0 | 0 | 0 | 0 | 0 | 0 | 0 | 0 | 0 | 0 |  | 0 | 0 | 0 |  | #VALUE! | #VALUE! | #VALUE! | #VALUE! |  |  | #VALUE! | #VALUE! | 0 | 0 | 0.20123 | 0.20123 | #VALUE! | #VALUE! | #VALUE! | #VALUE! | 0 | 0 | 0.20123 | 0.20123 | #VALUE! | #VALUE! | #VALUE! | #VALUE! | 0 | 0 | 0.20123 | 0.20123 | #VALUE! | #VALUE! |  |  |  | #VALUE! | #VALUE! | #VALUE! | #VALUE! | #VALUE! | #VALUE! | #VALUE!
Friday | 6 | 17 | 22 | 4030 | 0 | 0 | 0 | 0 | 0 | 0 | 0 | 0 | 0 | 0 | 0 | 0 | 0 | 0 | 0 | 0 | 0 | 0 | 0 | 0 | 0 | 0.378 | 0.55267 | 0.52042 | 0.40376 | 0.4155 | 0.33611 | 0.63294 | 0.705 | 0 | 0 | 0 | 0 | 0 | 0 | 0 | 0 | 0 | 0 | 0 |  | 0 | 0 | 0 |  | #VALUE! | #VALUE! | #VALUE! | #VALUE! |  |  | #VALUE! | #VALUE! | 0 | 0 | 0.20123 | 0.20123 | #VALUE! | #VALUE! | #VALUE! | #VALUE! | 0 | 0 | 0.20123 | 0.20123 | #VALUE! | #VALUE! | #VALUE! | #VALUE! | 0 | 0 | 0.20123 | 0.20123 | #VALUE! | #VALUE! |  |  |  | #VALUE! | #VALUE! | #VALUE! | #VALUE! | #VALUE! | #VALUE! | #VALUE!
Friday | 6 | 17 | 23 | 4031 | 0 | 0 | 0 | 0 | 0 | 0 | 0 | 0 | 0 | 0 | 0 | 0 | 0 | 0 | 0 | 0 | 0 | 0 | 0 | 0 | 0 | 0.3515 | 0.51075 | 0.47587 | 0.36993 | 0.3245 | 0.31781 | 0.58838 | 0.669 | 0 | 0 | 0 | 0 | 0 | 0 | 0 | 0 | 0 | 0 | 0 |  | 0 | 0 | 0 |  | #VALUE! | #VALUE! | #VALUE! | #VALUE! |  |  | #VALUE! | #VALUE! | 0 | 0 | 0.20123 | 0.20123 | #VALUE! | #VALUE! | #VALUE! | #VALUE! | 0 | 0 | 0.20123 | 0.20123 | #VALUE! | #VALUE! | #VALUE! | #VALUE! | 0 | 0 | 0.20123 | 0.20123 | #VALUE! | #VALUE! |  |  |  | #VALUE! | #VALUE! | #VALUE! | #VALUE! | #VALUE! | #VALUE! | #VALUE!
Friday | 6 | 17 | 24 | 4032 | 0 | 0 | 0 | 0 | 0 | 0 | 0 | 0 | 0 | 0 | 0 | 0 | 0 | 0 | 0 | 0 | 0 | 0 | 0 | 0 | 0 | 0.333 | 0.50433 | 0.3463 | 0.36489 | 0.283 | 0.30464 | 0.57332 | 0.662 | 0 | 0 | 0 | 0 | 0 | 0 | 0 | 0 | 0 | 0 | 0 |  | 0 | 0 | 0 |  | #VALUE! | #VALUE! | #VALUE! | #VALUE! |  |  | #VALUE! | #VALUE! | 0 | 0 | 0.20123 | 0.20123 | #VALUE! | #VALUE! | #VALUE! | #VALUE! | 0 | 0 | 0.20123 | 0.20123 | #VALUE! | #VALUE! | #VALUE! | #VALUE! | 0 | 0 | 0.20123 | 0.20123 | #VALUE! | #VALUE! |  |  |  | #VALUE! | #VALUE! | #VALUE! | #VALUE! | #VALUE! | #VALUE! | #VALUE!
Saturday | 6 | 18 | 1 | 4033 | 0 | 0 | 0 | 0 | 0 | 0 | 0 | 0 | 0 | 0 | 0 | 0 | 0 | 0 | 0 | 0 | 0 | 0 | 0 | 0 | 0 | 0.316 | 0.48958 | 0.32498 | 0.24062 | 0.27375 | 0.32199 | 0.55937 | 0.657 | 0 | 0 | 0 | 0 | 0 | 0 | 0 | 0 | 0 | 0 | 0 |  | 0 | 0 | 0 |  | #VALUE! | #VALUE! | #VALUE! | #VALUE! |  |  | #VALUE! | #VALUE! | 0 | 0 | 0.20123 | 0.20123 | #VALUE! | #VALUE! | #VALUE! | #VALUE! | 0 | 0 | 0.20123 | 0.20123 | #VALUE! | #VALUE! | #VALUE! | #VALUE! | 0 | 0 | 0.20123 | 0.20123 | #VALUE! | #VALUE! |  |  |  | #VALUE! | #VALUE! | #VALUE! | #VALUE! | #VALUE! | #VALUE! | #VALUE!
Saturday | 6 | 18 | 2 | 4034 | 0 | 0 | 0 | 0 | 0 | 0 | 0 | 0 | 0 | 0 | 0 | 0 | 0 | 0 | 0 | 0 | 0 | 0 | 0 | 0 | 0 | 0.2945 | 0.46025 | 0.29 | 0.16479 | 0.2095 | 0.30028 | 0.53019 | 0.637 | 0 | 0 | 0 | 0 | 0 | 0 | 0 | 0 | 0 | 0 | 0 |  | 0 | 0 | 0 |  | #VALUE! | #VALUE! | #VALUE! | #VALUE! |  |  | #VALUE! | #VALUE! | 0 | 0 | 0.20123 | 0.20123 | #VALUE! | #VALUE! | #VALUE! | #VALUE! | 0 | 0 | 0.20123 | 0.20123 | #VALUE! | #VALUE! | #VALUE! | #VALUE! | 0 | 0 | 0.20123 | 0.20123 | #VALUE! | #VALUE! |  |  |  | #VALUE! | #VALUE! | #VALUE! | #VALUE! | #VALUE! | #VALUE! | #VALUE!
Saturday | 6 | 18 | 3 | 4035 | 0 | 0 | 0 | 0 | 0 | 0 | 0 | 0 | 0 | 0 | 0 | 0 | 0 | 0 | 0 | 0 | 0 | 0 | 0 | 0 | 0 | 0.1455 | 0.1115 | 0.022814 | 0.13104 | 0.067 | 0.25621 | 0.30345 | 0.496 | 0 | 0 | 0 | 0 | 0 | 0 | 0 | 0 | 0 | 0 | 0 |  | 0 | 0 | 0 |  | #VALUE! | #VALUE! | #VALUE! | #VALUE! |  |  | #VALUE! | #VALUE! | 0 | 0 | 0.20123 | 0.20123 | #VALUE! | #VALUE! | #VALUE! | #VALUE! | 0 | 0 | 0.20123 | 0.20123 | #VALUE! | #VALUE! | #VALUE! | #VALUE! | 0 | 0 | 0.20123 | 0.20123 | #VALUE! | #VALUE! |  |  |  | #VALUE! | #VALUE! | #VALUE! | #VALUE! | #VALUE! | #VALUE! | #VALUE!
Saturday | 6 | 18 | 4 | 4036 | 0 | 0 | 0 | 0 | 0 | 0 | 0 | 0 | 0 | 0 | 0 | 0 | 0 | 0 | 0 | 0 | 0 | 0 | 0 | 0 | 0 | 0.1385 | 0.056083 | 0.025557 | 0.029985 | 0.0385 | 0.26412 | 0.2702 | 0.489 | 0 | 0 | 0 | 0 | 0 | 0 | 0 | 0 | 0 | 0 | 0 |  | 0 | 0 | 0 |  | #VALUE! | #VALUE! | #VALUE! | #VALUE! |  |  | #VALUE! | #VALUE! | 0 | 0 | 0.20123 | 0.20123 | #VALUE! | #VALUE! | #VALUE! | #VALUE! | 0 | 0 | 0.20123 | 0.20123 | #VALUE! | #VALUE! | #VALUE! | #VALUE! | 0 | 0 | 0.20123 | 0.20123 | #VALUE! | #VALUE! |  |  |  | #VALUE! | #VALUE! | #VALUE! | #VALUE! | #VALUE! | #VALUE! | #VALUE!
Saturday | 6 | 18 | 5 | 4037 | 0 | 0 | 0 | 0 | 0 | 0 | 0 | 0 | 0 | 0 | 0 | 0 | 0 | 0 | 0 | 0 | 0 | 0 | 0 | 0 | 0 | 0.1295 | 0.027333 | 0.02644 | 0.030518 | 0.05875 | 0.24277 | 0.22464 | 0.449 | 0 | 0 | 0 | 0 | 0 | 0 | 0 | 0 | 0 | 0 | 0 |  | 0 | 0 | 0 |  | #VALUE! | #VALUE! | #VALUE! | #VALUE! |  |  | #VALUE! | #VALUE! | 0 | 0 | 0.20123 | 0.20123 | #VALUE! | #VALUE! | #VALUE! | #VALUE! | 0 | 0 | 0.20123 | 0.20123 | #VALUE! | #VALUE! | #VALUE! | #VALUE! | 0 | 0 | 0.20123 | 0.20123 | #VALUE! | #VALUE! |  |  |  | #VALUE! | #VALUE! | #VALUE! | #VALUE! | #VALUE! | #VALUE! | #VALUE!
Saturday | 6 | 18 | 6 | 4038 | 0 | 0 | 0 | 0 | 0 | 0 | 0 | 0 | 0 | 0 | 0 | 0 | 0 | 0 | 0 | 0 | 0 | 0 | 0 | 0 | 0 | 0.1365 | 0.04725 | 0.034653 | 0.032993 | 0.08775 | 0.2507 | 0.26887 | 0.489 | 0 | 0 | 0 | 0 | 0 | 0 | 0 | 0 | 0 | 0 | 0 |  | 0 | 0 | 0 |  | #VALUE! | #VALUE! | #VALUE! | #VALUE! |  |  | #VALUE! | #VALUE! | 0 | 0 | 0.20123 | 0.20123 | #VALUE! | #VALUE! | #VALUE! | #VALUE! | 0 | 0 | 0.20123 | 0.20123 | #VALUE! | #VALUE! | #VALUE! | #VALUE! | 0 | 0 | 0.20123 | 0.20123 | #VALUE! | #VALUE! |  |  |  | #VALUE! | #VALUE! | #VALUE! | #VALUE! | #VALUE! | #VALUE! | #VALUE!
Saturday | 6 | 18 | 7 | 4039 | 0 | 0 | 0 | 0 | 0 | 0 | 0 | 0 | 0 | 0 | 0 | 0 | 0 | 0 | 0 | 0 | 0 | 0 | 0 | 0 | 0 | 0.1365 | 0.094083 | 0.05168 | 0.14904 | 0.08975 | 0.24914 | 0.2876 | 0.496 | 0 | 0 | 0 | 0 | 0 | 0 | 0 | 0 | 0 | 0 | 0 |  | 0 | 0 | 0 |  | #VALUE! | #VALUE! | #VALUE! | #VALUE! |  |  | #VALUE! | #VALUE! | 0 | 0 | 0.20123 | 0.20123 | #VALUE! | #VALUE! | #VALUE! | #VALUE! | 0 | 0 | 0.20123 | 0.20123 | #VALUE! | #VALUE! | #VALUE! | #VALUE! | 0 | 0 | 0.20123 | 0.20123 | #VALUE! | #VALUE! |  |  |  | #VALUE! | #VALUE! | #VALUE! | #VALUE! | #VALUE! | #VALUE! | #VALUE!
Saturday | 6 | 18 | 8 | 4040 | 0 | 0 | 0 | 0 | 0 | 0 | 0 | 0 | 0 | 0 | 0 | 0 | 0 | 0 | 0 | 0 | 0 | 0 | 0 | 0 | 0 | 0.139 | 0.10067 | 0.049654 | 0.14043 | 0.27075 | 0.2648 | 0.30042 | 0.525 | 0 | 0 | 0 | 0 | 0 | 0 | 0 | 0 | 0 | 0 | 0 |  | 0 | 0 | 0 |  | #VALUE! | #VALUE! | #VALUE! | #VALUE! |  |  | #VALUE! | #VALUE! | 0 | 0 | 0.20123 | 0.20123 | #VALUE! | #VALUE! | #VALUE! | #VALUE! | 0 | 0 | 0.20123 | 0.20123 | #VALUE! | #VALUE! | #VALUE! | #VALUE! | 0 | 0 | 0.20123 | 0.20123 | #VALUE! | #VALUE! |  |  |  | #VALUE! | #VALUE! | #VALUE! | #VALUE! | #VALUE! | #VALUE! | #VALUE!
Saturday | 6 | 18 | 9 | 4041 | 0 | 0 | 0 | 0 | 0 | 0 | 0 | 0 | 0 | 0 | 0 | 0 | 0 | 0 | 0 | 0 | 0 | 0 | 0 | 0 | 0 | 0.153 | 0.22708 | 0.17888 | 0.16196 | 0.337 | 0.27948 | 0.38302 | 0.572 | 0 | 0 | 0 | 0 | 0 | 0 | 0 | 0 | 0 | 0 | 0 |  | 0 | 0 | 0 |  | #VALUE! | #VALUE! | #VALUE! | #VALUE! |  |  | #VALUE! | #VALUE! | 0 | 0 | 0.20123 | 0.20123 | #VALUE! | #VALUE! | #VALUE! | #VALUE! | 0 | 0 | 0.20123 | 0.20123 | #VALUE! | #VALUE! | #VALUE! | #VALUE! | 0 | 0 | 0.20123 | 0.20123 | #VALUE! | #VALUE! |  |  |  | #VALUE! | #VALUE! | #VALUE! | #VALUE! | #VALUE! | #VALUE! | #VALUE!
Saturday | 6 | 18 | 10 | 4042 | 0 | 0 | 0 | 0 | 0 | 0 | 0 | 0 | 0 | 0 | 0 | 0 | 0 | 0 | 0 | 0 | 0 | 0 | 0 | 0 | 0 | 0.263 | 0.4435 | 0.41874 | 0.40302 | 0.487 | 0.28075 | 0.50962 | 0.624 | 0 | 0 | 0 | 0 | 0 | 0 | 0 | 0 | 0 | 0 | 0 |  | 0 | 0 | 0 |  | #VALUE! | #VALUE! | #VALUE! | #VALUE! |  |  | #VALUE! | #VALUE! | 0 | 0 | 0.20123 | 0.20123 | #VALUE! | #VALUE! | #VALUE! | #VALUE! | 0 | 0 | 0.20123 | 0.20123 | #VALUE! | #VALUE! | #VALUE! | #VALUE! | 0 | 0 | 0.20123 | 0.20123 | #VALUE! | #VALUE! |  |  |  | #VALUE! | #VALUE! | #VALUE! | #VALUE! | #VALUE! | #VALUE! | #VALUE!
Saturday | 6 | 18 | 11 | 4043 | 0 | 0 | 0 | 0 | 0 | 0 | 0 | 0 | 0 | 0 | 0 | 0 | 0 | 0 | 0 | 0 | 0 | 0 | 0 | 0 | 0 | 0.354 | 0.55542 | 0.51603 | 0.47253 | 0.63275 | 0.32212 | 0.61888 | 0.701 | 0 | 0 | 0 | 0 | 0 | 0 | 0 | 0 | 0 | 0 | 0 |  | 0 | 0 | 0 |  | #VALUE! | #VALUE! | #VALUE! | #VALUE! |  |  | #VALUE! | #VALUE! | 0 | 0 | 0.20123 | 0.20123 | #VALUE! | #VALUE! | #VALUE! | #VALUE! | 0 | 0 | 0.20123 | 0.20123 | #VALUE! | #VALUE! | #VALUE! | #VALUE! | 0 | 0 | 0.20123 | 0.20123 | #VALUE! | #VALUE! |  |  |  | #VALUE! | #VALUE! | #VALUE! | #VALUE! | #VALUE! | #VALUE! | #VALUE!
Saturday | 6 | 18 | 12 | 4044 | 0 | 0 | 0 | 0 | 0 | 0 | 0 | 0 | 0 | 0 | 0 | 0 | 0 | 0 | 0 | 0 | 0 | 0 | 0 | 0 | 0 | 0.3845 | 0.58358 | 0.54711 | 0.48124 | 0.6545 | 0.32679 | 0.63788 | 0.705 | 0 | 0 | 0 | 0 | 0 | 0 | 0 | 0 | 0 | 0 | 0 |  | 0 | 0 | 0 |  | #VALUE! | #VALUE! | #VALUE! | #VALUE! |  |  | #VALUE! | #VALUE! | 0 | 0 | 0.20123 | 0.20123 | #VALUE! | #VALUE! | #VALUE! | #VALUE! | 0 | 0 | 0.20123 | 0.20123 | #VALUE! | #VALUE! | #VALUE! | #VALUE! | 0 | 0 | 0.20123 | 0.20123 | #VALUE! | #VALUE! |  |  |  | #VALUE! | #VALUE! | #VALUE! | #VALUE! | #VALUE! | #VALUE! | #VALUE!
Saturday | 6 | 18 | 13 | 4045 | 0 | 0 | 0 | 0 | 0 | 0 | 0 | 0 | 0 | 0 | 0 | 0 | 0 | 0 | 0 | 0 | 0 | 0 | 0 | 0 | 0 | 0.432 | 0.65675 | 0.60761 | 0.53393 | 0.62575 | 0.30925 | 0.68942 | 0.741 | 0 | 0 | 0 | 0 | 0 | 0 | 0 | 0 | 0 | 0 | 0 |  | 0 | 0 | 0 |  | #VALUE! | #VALUE! | #VALUE! | #VALUE! |  |  | #VALUE! | #VALUE! | 0 | 0 | 0.20123 | 0.20123 | #VALUE! | #VALUE! | #VALUE! | #VALUE! | 0 | 0 | 0.20123 | 0.20123 | #VALUE! | #VALUE! | #VALUE! | #VALUE! | 0 | 0 | 0.20123 | 0.20123 | #VALUE! | #VALUE! |  |  |  | #VALUE! | #VALUE! | #VALUE! | #VALUE! | #VALUE! | #VALUE! | #VALUE!
Saturday | 6 | 18 | 14 | 4046 | 0 | 0 | 0 | 0 | 0 | 0 | 0 | 0 | 0 | 0 | 0 | 0 | 0 | 0 | 0 | 0 | 0 | 0 | 0 | 0 | 0 | 0.456 | 0.6685 | 0.61961 | 0.54062 | 0.5375 | 0.34552 | 0.70092 | 0.736 | 0 | 0 | 0 | 0 | 0 | 0 | 0 | 0 | 0 | 0 | 0 |  | 0 | 0 | 0 |  | #VALUE! | #VALUE! | #VALUE! | #VALUE! |  |  | #VALUE! | #VALUE! | 0 | 0 | 0.20123 | 0.20123 | #VALUE! | #VALUE! | #VALUE! | #VALUE! | 0 | 0 | 0.20123 | 0.20123 | #VALUE! | #VALUE! | #VALUE! | #VALUE! | 0 | 0 | 0.20123 | 0.20123 | #VALUE! | #VALUE! |  |  |  | #VALUE! | #VALUE! | #VALUE! | #VALUE! | #VALUE! | #VALUE! | #VALUE!
Saturday | 6 | 18 | 15 | 4047 | 0 | 0 | 0 | 0 | 0 | 0 | 0 | 0 | 0 | 0 | 0 | 0 | 0 | 0 | 0 | 0 | 0 | 0 | 0 | 0 | 0 | 0.4845 | 0.69592 | 0.64702 | 0.56816 | 0.61775 | 0.33852 | 0.72341 | 0.744 | 0 | 0 | 0 | 0 | 0 | 0 | 0 | 0 | 0 | 0 | 0 |  | 0 | 0 | 0 |  | #VALUE! | #VALUE! | #VALUE! | #VALUE! |  |  | #VALUE! | #VALUE! | 0 | 0 | 0.20123 | 0.20123 | #VALUE! | #VALUE! | #VALUE! | #VALUE! | 0 | 0 | 0.20123 | 0.20123 | #VALUE! | #VALUE! | #VALUE! | #VALUE! | 0 | 0 | 0.20123 | 0.20123 | #VALUE! | #VALUE! |  |  |  | #VALUE! | #VALUE! | #VALUE! | #VALUE! | #VALUE! | #VALUE! | #VALUE!
Saturday | 6 | 18 | 16 | 4048 | 0 | 0 | 0 | 0 | 0 | 0 | 0 | 0 | 0 | 0 | 0 | 0 | 0 | 0 | 0 | 0 | 0 | 0 | 0 | 0 | 0 | 0.4665 | 0.65425 | 0.6161 | 0.52912 | 0.5755 | 0.3411 | 0.68809 | 0.711 | 0 | 0 | 0 | 0 | 0 | 0 | 0 | 0 | 0 | 0 | 0 |  | 0 | 0 | 0 |  | #VALUE! | #VALUE! | #VALUE! | #VALUE! |  |  | #VALUE! | #VALUE! | 0 | 0 | 0.20123 | 0.20123 | #VALUE! | #VALUE! | #VALUE! | #VALUE! | 0 | 0 | 0.20123 | 0.20123 | #VALUE! | #VALUE! | #VALUE! | #VALUE! | 0 | 0 | 0.20123 | 0.20123 | #VALUE! | #VALUE! |  |  |  | #VALUE! | #VALUE! | #VALUE! | #VALUE! | #VALUE! | #VALUE! | #VALUE!
Saturday | 6 | 18 | 17 | 4049 | 0 | 0 | 0 | 0 | 0 | 0 | 0 | 0 | 0 | 0 | 0 | 0 | 0 | 0 | 0 | 0 | 0 | 0 | 0 | 0 | 0 | 0.4305 | 0.57667 | 0.55791 | 0.45807 | 0.50825 | 0.34297 | 0.62395 | 0.647 | 0 | 0 | 0 | 0 | 0 | 0 | 0 | 0 | 0 | 0 | 0 |  | 0 | 0 | 0 |  | #VALUE! | #VALUE! | #VALUE! | #VALUE! |  |  | #VALUE! | #VALUE! | 0 | 0 | 0.20123 | 0.20123 | #VALUE! | #VALUE! | #VALUE! | #VALUE! | 0 | 0 | 0.20123 | 0.20123 | #VALUE! | #VALUE! | #VALUE! | #VALUE! | 0 | 0 | 0.20123 | 0.20123 | #VALUE! | #VALUE! |  |  |  | #VALUE! | #VALUE! | #VALUE! | #VALUE! | #VALUE! | #VALUE! | #VALUE!
Saturday | 6 | 18 | 18 | 4050 | 0 | 0 | 0 | 0 | 0 | 0 | 0 | 0 | 0 | 0 | 0 | 0 | 0 | 0 | 0 | 0 | 0 | 0 | 0 | 0 | 0 | 0.421 | 0.56083 | 0.5495 | 0.44117 | 0.49775 | 0.3031 | 0.60648 | 0.623 | 0 | 0 | 0 | 0 | 0 | 0 | 0 | 0 | 0 | 0 | 0 |  | 0 | 0 | 0 |  | #VALUE! | #VALUE! | #VALUE! | #VALUE! |  |  | #VALUE! | #VALUE! | 0 | 0 | 0.20123 | 0.20123 | #VALUE! | #VALUE! | #VALUE! | #VALUE! | 0 | 0 | 0.20123 | 0.20123 | #VALUE! | #VALUE! | #VALUE! | #VALUE! | 0 | 0 | 0.20123 | 0.20123 | #VALUE! | #VALUE! |  |  |  | #VALUE! | #VALUE! | #VALUE! | #VALUE! | #VALUE! | #VALUE! | #VALUE!
Saturday | 6 | 18 | 19 | 4051 | 0 | 0 | 0 | 0 | 0 | 0 | 0 | 0 | 0 | 0 | 0 | 0 | 0 | 0 | 0 | 0 | 0 | 0 | 0 | 0 | 0 | 0.4105 | 0.54667 | 0.55335 | 0.42688 | 0.44925 | 0.26614 | 0.59537 | 0.617 | 0 | 0 | 0 | 0 | 0 | 0 | 0 | 0 | 0 | 0 | 0 |  | 0 | 0 | 0 |  | #VALUE! | #VALUE! | #VALUE! | #VALUE! |  |  | #VALUE! | #VALUE! | 0 | 0 | 0.20123 | 0.20123 | #VALUE! | #VALUE! | #VALUE! | #VALUE! | 0 | 0 | 0.20123 | 0.20123 | #VALUE! | #VALUE! | #VALUE! | #VALUE! | 0 | 0 | 0.20123 | 0.20123 | #VALUE! | #VALUE! |  |  |  | #VALUE! | #VALUE! | #VALUE! | #VALUE! | #VALUE! | #VALUE! | #VALUE!
Saturday | 6 | 18 | 20 | 4052 | 0 | 0 | 0 | 0 | 0 | 0 | 0 | 0 | 0 | 0 | 0 | 0 | 0 | 0 | 0 | 0 | 0 | 0 | 0 | 0 | 0 | 0.3655 | 0.47417 | 0.45706 | 0.37131 | 0.37125 | 0.22877 | 0.50815 | 0.518 | 0 | 0 | 0 | 0 | 0 | 0 | 0 | 0 | 0 | 0 | 0 |  | 0 | 0 | 0 |  | #VALUE! | #VALUE! | #VALUE! | #VALUE! |  |  | #VALUE! | #VALUE! | 0 | 0 | 0.20123 | 0.20123 | #VALUE! | #VALUE! | #VALUE! | #VALUE! | 0 | 0 | 0.20123 | 0.20123 | #VALUE! | #VALUE! | #VALUE! | #VALUE! | 0 | 0 | 0.20123 | 0.20123 | #VALUE! | #VALUE! |  |  |  | #VALUE! | #VALUE! | #VALUE! | #VALUE! | #VALUE! | #VALUE! | #VALUE!
Saturday | 6 | 18 | 21 | 4053 | 0 | 0 | 0 | 0 | 0 | 0 | 0 | 0 | 0 | 0 | 0 | 0 | 0 | 0 | 0 | 0 | 0 | 0 | 0 | 0 | 0 | 0.3205 | 0.41992 | 0.3643 | 0.17076 | 0.19825 | 0.23666 | 0.41056 | 0.462 | 0 | 0 | 0 | 0 | 0 | 0 | 0 | 0 | 0 | 0 | 0 |  | 0 | 0 | 0 |  | #VALUE! | #VALUE! | #VALUE! | #VALUE! |  |  | #VALUE! | #VALUE! | 0 | 0 | 0.20123 | 0.20123 | #VALUE! | #VALUE! | #VALUE! | #VALUE! | 0 | 0 | 0.20123 | 0.20123 | #VALUE! | #VALUE! | #VALUE! | #VALUE! | 0 | 0 | 0.20123 | 0.20123 | #VALUE! | #VALUE! |  |  |  | #VALUE! | #VALUE! | #VALUE! | #VALUE! | #VALUE! | #VALUE! | #VALUE!
Saturday | 6 | 18 | 22 | 4054 | 0 | 0 | 0 | 0 | 0 | 0 | 0 | 0 | 0 | 0 | 0 | 0 | 0 | 0 | 0 | 0 | 0 | 0 | 0 | 0 | 0 | 0 | 0.059583 | 0.043458 | 0.028413 | 0.1425 | 0.1756 | 0.22628 | 0.368 | 0 | 0 | 0 | 0 | 0 | 0 | 0 | 0 | 0 | 0 | 0 |  | 0 | 0 | 0 |  | #VALUE! | #VALUE! | #VALUE! | #VALUE! |  |  | #VALUE! | #VALUE! | 0 | 0 | 0.20123 | 0.20123 | #VALUE! | #VALUE! | #VALUE! | #VALUE! | 0 | 0 | 0.20123 | 0.20123 | #VALUE! | #VALUE! | #VALUE! | #VALUE! | 0 | 0 | 0.20123 | 0.20123 | #VALUE! | #VALUE! |  |  |  | #VALUE! | #VALUE! | #VALUE! | #VALUE! | #VALUE! | #VALUE! | #VALUE!
Saturday | 6 | 18 | 23 | 4055 | 0 | 0 | 0 | 0 | 0 | 0 | 0 | 0 | 0 | 0 | 0 | 0 | 0 | 0 | 0 | 0 | 0 | 0 | 0 | 0 | 0 | 0 | 0.040583 | 0.03202 | 0.028371 | 0.135 | 0.15992 | 0.21633 | 0.367 | 0 | 0 | 0 | 0 | 0 | 0 | 0 | 0 | 0 | 0 | 0 |  | 0 | 0 | 0 |  | #VALUE! | #VALUE! | #VALUE! | #VALUE! |  |  | #VALUE! | #VALUE! | 0 | 0 | 0.20123 | 0.20123 | #VALUE! | #VALUE! | #VALUE! | #VALUE! | 0 | 0 | 0.20123 | 0.20123 | #VALUE! | #VALUE! | #VALUE! | #VALUE! | 0 | 0 | 0.20123 | 0.20123 | #VALUE! | #VALUE! |  |  |  | #VALUE! | #VALUE! | #VALUE! | #VALUE! | #VALUE! | #VALUE! | #VALUE!
Saturday | 6 | 18 | 24 | 4056 | 0 | 0 | 0 | 0 | 0 | 0 | 0 | 0 | 0 | 0 | 0 | 0 | 0 | 0 | 0 | 0 | 0 | 0 | 0 | 0 | 0 | 0 | 0 | 0 | 0.030152 | 0.036 | 0.15514 | 0.12432 | 0.297 | 0 | 0 | 0 | 0 | 0 | 0 | 0 | 0 | 0 | 0 | 0 |  | 0 | 0 | 0 |  | #VALUE! | #VALUE! | #VALUE! | #VALUE! |  |  | #VALUE! | #VALUE! | 0 | 0 | 0.20123 | 0.20123 | #VALUE! | #VALUE! | #VALUE! | #VALUE! | 0 | 0 | 0.20123 | 0.20123 | #VALUE! | #VALUE! | #VALUE! | #VALUE! | 0 | 0 | 0.20123 | 0.20123 | #VALUE! | #VALUE! |  |  |  | #VALUE! | #VALUE! | #VALUE! | #VALUE! | #VALUE! | #VALUE! | #VALUE!
Sunday | 6 | 19 | 1 | 4057 | 0 | 0 | 0 | 0 | 0 | 0 | 0 | 0 | 0 | 0 | 0 | 0 | 0 | 0 | 0 | 0 | 0 | 0 | 0 | 0 | 0 | 0 | 0 | 0 | 0.017884 | 0.03175 | 0.11814 | 0.046663 | 0.167 | 0 | 0 | 0 | 0 | 0 | 0 | 0 | 0 | 0 | 0 | 0 |  | 0 | 0 | 0 |  | #VALUE! | #VALUE! | #VALUE! | #VALUE! |  |  | #VALUE! | #VALUE! | 0 | 0 | 0.20123 | 0.20123 | #VALUE! | #VALUE! | #VALUE! | #VALUE! | 0 | 0 | 0.20123 | 0.20123 | #VALUE! | #VALUE! | #VALUE! | #VALUE! | 0 | 0 | 0.20123 | 0.20123 | #VALUE! | #VALUE! |  |  |  | #VALUE! | #VALUE! | #VALUE! | #VALUE! | #VALUE! | #VALUE! | #VALUE!
Sunday | 6 | 19 | 2 | 4058 | 0 | 0 | 0 | 0 | 0 | 0 | 0 | 0 | 0 | 0 | 0 | 0 | 0 | 0 | 0 | 0 | 0 | 0 | 0 | 0 | 0 | 0 | 0 | 0 | 0.016664 | 0 | 0.12048 | 0.034142 | 0.134 | 0 | 0 | 0 | 0 | 0 | 0 | 0 | 0 | 0 | 0 | 0 |  | 0 | 0 | 0 |  | #VALUE! | #VALUE! | #VALUE! | #VALUE! |  |  | #VALUE! | #VALUE! | 0 | 0 | 0.20123 | 0.20123 | #VALUE! | #VALUE! | #VALUE! | #VALUE! | 0 | 0 | 0.20123 | 0.20123 | #VALUE! | #VALUE! | #VALUE! | #VALUE! | 0 | 0 | 0.20123 | 0.20123 | #VALUE! | #VALUE! |  |  |  | #VALUE! | #VALUE! | #VALUE! | #VALUE! | #VALUE! | #VALUE! | #VALUE!
Sunday | 6 | 19 | 3 | 4059 | 0 | 0 | 0 | 0 | 0 | 0 | 0 | 0 | 0 | 0 | 0 | 0 | 0 | 0 | 0 | 0 | 0 | 0 | 0 | 0 | 0 | 0 | 0 | 0 | 0.0097095 | 0 | 0.097848 | 0.013959 | 0.084 | 0 | 0 | 0 | 0 | 0 | 0 | 0 | 0 | 0 | 0 | 0 |  | 0 | 0 | 0 |  | #VALUE! | #VALUE! | #VALUE! | #VALUE! |  |  | #VALUE! | #VALUE! | 0 | 0 | 0.20123 | 0.20123 | #VALUE! | #VALUE! | #VALUE! | #VALUE! | 0 | 0 | 0.20123 | 0.20123 | #VALUE! | #VALUE! | #VALUE! | #VALUE! | 0 | 0 | 0.20123 | 0.20123 | #VALUE! | #VALUE! |  |  |  | #VALUE! | #VALUE! | #VALUE! | #VALUE! | #VALUE! | #VALUE! | #VALUE!
Sunday | 6 | 19 | 4 | 4060 | 0 | 0 | 0 | 0 | 0 | 0 | 0 | 0 | 0 | 0 | 0 | 0 | 0 | 0 | 0 | 0 | 0 | 0 | 0 | 0 | 0 | 0 | 0 | 0 | 0.0043565 | 0 | 0.094093 | 0.0061862 | 0.034 | 0 | 0 | 0 | 0 | 0 | 0 | 0 | 0 | 0 | 0 | 0 |  | 0 | 0 | 0 |  | #VALUE! | #VALUE! | #VALUE! | #VALUE! |  |  | #VALUE! | #VALUE! | 0 | 0 | 0.20123 | 0.20123 | #VALUE! | #VALUE! | #VALUE! | #VALUE! | 0 | 0 | 0.20123 | 0.20123 | #VALUE! | #VALUE! | #VALUE! | #VALUE! | 0 | 0 | 0.20123 | 0.20123 | #VALUE! | #VALUE! |  |  |  | #VALUE! | #VALUE! | #VALUE! | #VALUE! | #VALUE! | #VALUE! | #VALUE!
Sunday | 6 | 19 | 5 | 4061 | 0 | 0 | 0 | 0 | 0 | 0 | 0 | 0 | 0 | 0 | 0 | 0 | 0 | 0 | 0 | 0 | 0 | 0 | 0 | 0 | 0 | 0 | 0 | 0 | 0 | 0 | 0.089461 | 0.003331 | 0.006 | 0 | 0 | 0 | 0 | 0 | 0 | 0 | 0 | 0 | 0 | 0 |  | 0 | 0 | 0 |  | #VALUE! | #VALUE! | #VALUE! | #VALUE! |  |  | #VALUE! | #VALUE! | 0 | 0 | 0.20123 | 0.20123 | #VALUE! | #VALUE! | #VALUE! | #VALUE! | 0 | 0 | 0.20123 | 0.20123 | #VALUE! | #VALUE! | #VALUE! | #VALUE! | 0 | 0 | 0.20123 | 0.20123 | #VALUE! | #VALUE! |  |  |  | #VALUE! | #VALUE! | #VALUE! | #VALUE! | #VALUE! | #VALUE! | #VALUE!
Sunday | 6 | 19 | 6 | 4062 | 0 | 0 | 0 | 0 | 0 | 0 | 0 | 0 | 0 | 0 | 0 | 0 | 0 | 0 | 0 | 0 | 0 | 0 | 0 | 0 | 0 | 0 | 0 | 0 | 0.0026292 | 0 | 0.1007 | 0.003331 | 0.002 | 0 | 0 | 0 | 0 | 0 | 0 | 0 | 0 | 0 | 0 | 0 |  | 0 | 0 | 0 |  | #VALUE! | #VALUE! | #VALUE! | #VALUE! |  |  | #VALUE! | #VALUE! | 0 | 0 | 0.20123 | 0.20123 | #VALUE! | #VALUE! | #VALUE! | #VALUE! | 0 | 0 | 0.20123 | 0.20123 | #VALUE! | #VALUE! | #VALUE! | #VALUE! | 0 | 0 | 0.20123 | 0.20123 | #VALUE! | #VALUE! |  |  |  | #VALUE! | #VALUE! | #VALUE! | #VALUE! | #VALUE! | #VALUE! | #VALUE!
Sunday | 6 | 19 | 7 | 4063 | 0 | 0 | 0 | 0 | 0 | 0 | 0 | 0 | 0 | 0 | 0 | 0 | 0 | 0 | 0 | 0 | 0 | 0 | 0 | 0 | 0 | 0 | 0 | 0 | 0.014145 | 0 | 0.050862 | 0.0061862 | 0.025 | 0 | 0 | 0 | 0 | 0 | 0 | 0 | 0 | 0 | 0 | 0 |  | 0 | 0 | 0 |  | #VALUE! | #VALUE! | #VALUE! | #VALUE! |  |  | #VALUE! | #VALUE! | 0 | 0 | 0.20123 | 0.20123 | #VALUE! | #VALUE! | #VALUE! | #VALUE! | 0 | 0 | 0.20123 | 0.20123 | #VALUE! | #VALUE! | #VALUE! | #VALUE! | 0 | 0 | 0.20123 | 0.20123 | #VALUE! | #VALUE! |  |  |  | #VALUE! | #VALUE! | #VALUE! | #VALUE! | #VALUE! | #VALUE! | #VALUE!
Sunday | 6 | 19 | 8 | 4064 | 0 | 0 | 0 | 0 | 0 | 0 | 0 | 0 | 0 | 0 | 0 | 0 | 0 | 0 | 0 | 0 | 0 | 0 | 0 | 0 | 0 | 0 | 0 | 0 | 0.027614 | 0 | 0 | 0.016969 | 0.088 | 0 | 0 | 0 | 0 | 0 | 0 | 0 | 0 | 0 | 0 | 0 |  | 0 | 0 | 0 |  | #VALUE! | #VALUE! | #VALUE! | #VALUE! |  |  | #VALUE! | #VALUE! | 0 | 0 | 0.20123 | 0.20123 | #VALUE! | #VALUE! | #VALUE! | #VALUE! | 0 | 0 | 0.20123 | 0.20123 | #VALUE! | #VALUE! | #VALUE! | #VALUE! | 0 | 0 | 0.20123 | 0.20123 | #VALUE! | #VALUE! |  |  |  | #VALUE! | #VALUE! | #VALUE! | #VALUE! | #VALUE! | #VALUE! | #VALUE!
Sunday | 6 | 19 | 9 | 4065 | 0 | 0 | 0 | 0 | 0 | 0 | 0 | 0 | 0 | 0 | 0 | 0 | 0 | 0 | 0 | 0 | 0 | 0 | 0 | 0 | 0 | 0 | 0 | 0 | 0.027953 | 0 | 0.039782 | 0.036249 | 0.125 | 0 | 0 | 0 | 0 | 0 | 0 | 0 | 0 | 0 | 0 | 0 |  | 0 | 0 | 0 |  | #VALUE! | #VALUE! | #VALUE! | #VALUE! |  |  | #VALUE! | #VALUE! | 0 | 0 | 0.20123 | 0.20123 | #VALUE! | #VALUE! | #VALUE! | #VALUE! | 0 | 0 | 0.20123 | 0.20123 | #VALUE! | #VALUE! | #VALUE! | #VALUE! | 0 | 0 | 0.20123 | 0.20123 | #VALUE! | #VALUE! |  |  |  | #VALUE! | #VALUE! | #VALUE! | #VALUE! | #VALUE! | #VALUE! | #VALUE!
Sunday | 6 | 19 | 10 | 4066 | 0 | 0 | 0 | 0 | 0 | 0 | 0 | 0 | 0 | 0 | 0 | 0 | 0 | 0 | 0 | 0 | 0 | 0 | 0 | 0 | 0 | 0 | 0 | 0 | 0.031784 | 0 | 0.019325 | 0.013114 | 0.073 | 0 | 0 | 0 | 0 | 0 | 0 | 0 | 0 | 0 | 0 | 0 |  | 0 | 0 | 0 |  | #VALUE! | #VALUE! | #VALUE! | #VALUE! |  |  | #VALUE! | #VALUE! | 0 | 0 | 0.20123 | 0.20123 | #VALUE! | #VALUE! | #VALUE! | #VALUE! | 0 | 0 | 0.20123 | 0.20123 | #VALUE! | #VALUE! | #VALUE! | #VALUE! | 0 | 0 | 0.20123 | 0.20123 | #VALUE! | #VALUE! |  |  |  | #VALUE! | #VALUE! | #VALUE! | #VALUE! | #VALUE! | #VALUE! | #VALUE!
Sunday | 6 | 19 | 11 | 4067 | 0 | 0 | 0 | 0 | 0 | 0 | 0 | 0 | 0 | 0 | 0 | 0 | 0 | 0 | 0 | 0 | 0 | 0 | 0 | 0 | 0 | 0 | 0 | 0 | 0.027908 | 0 | 0.00056518 | 0.022177 | 0.091 | 0 | 0 | 0 | 0 | 0 | 0 | 0 | 0 | 0 | 0 | 0 |  | 0 | 0 | 0 |  | #VALUE! | #VALUE! | #VALUE! | #VALUE! |  |  | #VALUE! | #VALUE! | 0 | 0 | 0.20123 | 0.20123 | #VALUE! | #VALUE! | #VALUE! | #VALUE! | 0 | 0 | 0.20123 | 0.20123 | #VALUE! | #VALUE! | #VALUE! | #VALUE! | 0 | 0 | 0.20123 | 0.20123 | #VALUE! | #VALUE! |  |  |  | #VALUE! | #VALUE! | #VALUE! | #VALUE! | #VALUE! | #VALUE! | #VALUE!
Sunday | 6 | 19 | 12 | 4068 | 0 | 0 | 0 | 0 | 0 | 0 | 0 | 0 | 0 | 0 | 0 | 0 | 0 | 0 | 0 | 0 | 0 | 0 | 0 | 0 | 0 | 0 | 0 | 0 | 0.022033 | 0 | 0.0057074 | 0.0061862 | 0.038 | 0 | 0 | 0 | 0 | 0 | 0 | 0 | 0 | 0 | 0 | 0 |  | 0 | 0 | 0 |  | #VALUE! | #VALUE! | #VALUE! | #VALUE! |  |  | #VALUE! | #VALUE! | 0 | 0 | 0.20123 | 0.20123 | #VALUE! | #VALUE! | #VALUE! | #VALUE! | 0 | 0 | 0.20123 | 0.20123 | #VALUE! | #VALUE! | #VALUE! | #VALUE! | 0 | 0 | 0.20123 | 0.20123 | #VALUE! | #VALUE! |  |  |  | #VALUE! | #VALUE! | #VALUE! | #VALUE! | #VALUE! | #VALUE! | #VALUE!
Sunday | 6 | 19 | 13 | 4069 | 0 | 0 | 0 | 0 | 0 | 0 | 0 | 0 | 0 | 0 | 0 | 0 | 0 | 0 | 0 | 0 | 0 | 0 | 0 | 0 | 0 | 0 | 0 | 0 | 0.020729 | 0 | 0.0034948 | 0.0061862 | 0.037 | 0 | 0 | 0 | 0 | 0 | 0 | 0 | 0 | 0 | 0 | 0 |  | 0 | 0 | 0 |  | #VALUE! | #VALUE! | #VALUE! | #VALUE! |  |  | #VALUE! | #VALUE! | 0 | 0 | 0.20123 | 0.20123 | #VALUE! | #VALUE! | #VALUE! | #VALUE! | 0 | 0 | 0.20123 | 0.20123 | #VALUE! | #VALUE! | #VALUE! | #VALUE! | 0 | 0 | 0.20123 | 0.20123 | #VALUE! | #VALUE! |  |  |  | #VALUE! | #VALUE! | #VALUE! | #VALUE! | #VALUE! | #VALUE! | #VALUE!
Sunday | 6 | 19 | 14 | 4070 | 0 | 0 | 0 | 0 | 0 | 0 | 0 | 0 | 0 | 0 | 0 | 0 | 0 | 0 | 0 | 0 | 0 | 0 | 0 | 0 | 0 | 0 | 0 | 0 | 0.014546 | 0 | 0.015549 | 0.00031724 | 0.002 | 0 | 0 | 0 | 0 | 0 | 0 | 0 | 0 | 0 | 0 | 0 |  | 0 | 0 | 0 |  | #VALUE! | #VALUE! | #VALUE! | #VALUE! |  |  | #VALUE! | #VALUE! | 0 | 0 | 0.20123 | 0.20123 | #VALUE! | #VALUE! | #VALUE! | #VALUE! | 0 | 0 | 0.20123 | 0.20123 | #VALUE! | #VALUE! | #VALUE! | #VALUE! | 0 | 0 | 0.20123 | 0.20123 | #VALUE! | #VALUE! |  |  |  | #VALUE! | #VALUE! | #VALUE! | #VALUE! | #VALUE! | #VALUE! | #VALUE!
Sunday | 6 | 19 | 15 | 4071 | 0 | 0 | 0 | 0 | 0 | 0 | 0 | 0 | 0 | 0 | 0 | 0 | 0 | 0 | 0 | 0 | 0 | 0 | 0 | 0 | 0 | 0 | 0 | 0 | 0.012394 | 0 | 0.029458 | 0.00031724 | 0 | 0 | 0 | 0 | 0 | 0 | 0 | 0 | 0 | 0 | 0 | 0 |  | 0 | 0 | 0 |  | #VALUE! | #VALUE! | #VALUE! | #VALUE! |  |  | #VALUE! | #VALUE! | 0 | 0 | 0.20123 | 0.20123 | #VALUE! | #VALUE! | #VALUE! | #VALUE! | 0 | 0 | 0.20123 | 0.20123 | #VALUE! | #VALUE! | #VALUE! | #VALUE! | 0 | 0 | 0.20123 | 0.20123 | #VALUE! | #VALUE! |  |  |  | #VALUE! | #VALUE! | #VALUE! | #VALUE! | #VALUE! | #VALUE! | #VALUE!
Sunday | 6 | 19 | 16 | 4072 | 0 | 0 | 0 | 0 | 0 | 0 | 0 | 0 | 0 | 0 | 0 | 0 | 0 | 0 | 0 | 0 | 0 | 0 | 0 | 0 | 0 | 0 | 0 | 0 | 0.0076457 | 0 | 0.012612 | 0 | 0 | 0 | 0 | 0 | 0 | 0 | 0 | 0 | 0 | 0 | 0 | 0 |  | 0 | 0 | 0 |  | #VALUE! | #VALUE! | #VALUE! | #VALUE! |  |  | #VALUE! | #VALUE! | 0 | 0 | 0.20123 | 0.20123 | #VALUE! | #VALUE! | #VALUE! | #VALUE! | 0 | 0 | 0.20123 | 0.20123 | #VALUE! | #VALUE! | #VALUE! | #VALUE! | 0 | 0 | 0.20123 | 0.20123 | #VALUE! | #VALUE! |  |  |  | #VALUE! | #VALUE! | #VALUE! | #VALUE! | #VALUE! | #VALUE! | #VALUE!
Sunday | 6 | 19 | 17 | 4073 | 0 | 0 | 0 | 0 | 0 | 0 | 0 | 0 | 0 | 0 | 0 | 0 | 0 | 0 | 0 | 0 | 0 | 0 | 0 | 0 | 0 | 0 | 0 | 0 | 0.0035473 | 0 | 0 | 0 | 0 | 0 | 0 | 0 | 0 | 0 | 0 | 0 | 0 | 0 | 0 | 0 |  | 0 | 0 | 0 |  | #VALUE! | #VALUE! | #VALUE! | #VALUE! |  |  | #VALUE! | #VALUE! | 0 | 0 | 0.20123 | 0.20123 | #VALUE! | #VALUE! | #VALUE! | #VALUE! | 0 | 0 | 0.20123 | 0.20123 | #VALUE! | #VALUE! | #VALUE! | #VALUE! | 0 | 0 | 0.20123 | 0.20123 | #VALUE! | #VALUE! |  |  |  | #VALUE! | #VALUE! | #VALUE! | #VALUE! | #VALUE! | #VALUE! | #VALUE!
Sunday | 6 | 19 | 18 | 4074 | 0 | 0 | 0 | 0 | 0 | 0 | 0 | 0 | 0 | 0 | 0 | 0 | 0 | 0 | 0 | 0 | 0 | 0 | 0 | 0 | 0 | 0 | 0 | 0 | 0 | 0 | 0 | 0 | 0 | 0 | 0 | 0 | 0 | 0 | 0 | 0 | 0 | 0 | 0 | 0 |  | 0 | 0 | 0 |  | #VALUE! | #VALUE! | #VALUE! | #VALUE! |  |  | #VALUE! | #VALUE! | 0 | 0 | 0.20123 | 0.20123 | #VALUE! | #VALUE! | #VALUE! | #VALUE! | 0 | 0 | 0.20123 | 0.20123 | #VALUE! | #VALUE! | #VALUE! | #VALUE! | 0 | 0 | 0.20123 | 0.20123 | #VALUE! | #VALUE! |  |  |  | #VALUE! | #VALUE! | #VALUE! | #VALUE! | #VALUE! | #VALUE! | #VALUE!
Sunday | 6 | 19 | 19 | 4075 | 0 | 0 | 0 | 0 | 0 | 0 | 0 | 0 | 0 | 0 | 0 | 0 | 0 | 0 | 0 | 0 | 0 | 0 | 0 | 0 | 0 | 0 | 0 | 0 | 0 | 0 | 0 | 0 | 0 | 0 | 0 | 0 | 0 | 0 | 0 | 0 | 0 | 0 | 0 | 0 |  | 0 | 0 | 0 |  | #VALUE! | #VALUE! | #VALUE! | #VALUE! |  |  | #VALUE! | #VALUE! | 0 | 0 | 0.20123 | 0.20123 | #VALUE! | #VALUE! | #VALUE! | #VALUE! | 0 | 0 | 0.20123 | 0.20123 | #VALUE! | #VALUE! | #VALUE! | #VALUE! | 0 | 0 | 0.20123 | 0.20123 | #VALUE! | #VALUE! |  |  |  | #VALUE! | #VALUE! | #VALUE! | #VALUE! | #VALUE! | #VALUE! | #VALUE!
Sunday | 6 | 19 | 20 | 4076 | 0 | 0 | 0 | 0 | 0 | 0 | 0 | 0 | 0 | 0 | 0 | 0 | 0 | 0 | 0 | 0 | 0 | 0 | 0 | 0 | 0 | 0 | 0 | 0 | 0 | 0 | 0 | 0 | 0 | 0 | 0 | 0 | 0 | 0 | 0 | 0 | 0 | 0 | 0 | 0 |  | 0 | 0 | 0 |  | #VALUE! | #VALUE! | #VALUE! | #VALUE! |  |  | #VALUE! | #VALUE! | 0 | 0 | 0.20123 | 0.20123 | #VALUE! | #VALUE! | #VALUE! | #VALUE! | 0 | 0 | 0.20123 | 0.20123 | #VALUE! | #VALUE! | #VALUE! | #VALUE! | 0 | 0 | 0.20123 | 0.20123 | #VALUE! | #VALUE! |  |  |  | #VALUE! | #VALUE! | #VALUE! | #VALUE! | #VALUE! | #VALUE! | #VALUE!
Sunday | 6 | 19 | 21 | 4077 | 0 | 0 | 0 | 0 | 0 | 0 | 0 | 0 | 0 | 0 | 0 | 0 | 0 | 0 | 0 | 0 | 0 | 0 | 0 | 0 | 0 | 0 | 0 | 0 | 0 | 0 | 0 | 0 | 0 | 0 | 0 | 0 | 0 | 0 | 0 | 0 | 0 | 0 | 0 | 0 |  | 0 | 0 | 0 |  | #VALUE! | #VALUE! | #VALUE! | #VALUE! |  |  | #VALUE! | #VALUE! | 0 | 0 | 0.20123 | 0.20123 | #VALUE! | #VALUE! | #VALUE! | #VALUE! | 0 | 0 | 0.20123 | 0.20123 | #VALUE! | #VALUE! | #VALUE! | #VALUE! | 0 | 0 | 0.20123 | 0.20123 | #VALUE! | #VALUE! |  |  |  | #VALUE! | #VALUE! | #VALUE! | #VALUE! | #VALUE! | #VALUE! | #VALUE!
Sunday | 6 | 19 | 22 | 4078 | 0 | 0 | 0 | 0 | 0 | 0 | 0 | 0 | 0 | 0 | 0 | 0 | 0 | 0 | 0 | 0 | 0 | 0 | 0 | 0 | 0 | 0 | 0 | 0 | 0 | 0 | 0 | 0 | 0 | 0 | 0 | 0 | 0 | 0 | 0 | 0 | 0 | 0 | 0 | 0 |  | 0 | 0 | 0 |  | #VALUE! | #VALUE! | #VALUE! | #VALUE! |  |  | #VALUE! | #VALUE! | 0 | 0 | 0.20123 | 0.20123 | #VALUE! | #VALUE! | #VALUE! | #VALUE! | 0 | 0 | 0.20123 | 0.20123 | #VALUE! | #VALUE! | #VALUE! | #VALUE! | 0 | 0 | 0.20123 | 0.20123 | #VALUE! | #VALUE! |  |  |  | #VALUE! | #VALUE! | #VALUE! | #VALUE! | #VALUE! | #VALUE! | #VALUE!
Sunday | 6 | 19 | 23 | 4079 | 0 | 0 | 0 | 0 | 0 | 0 | 0 | 0 | 0 | 0 | 0 | 0 | 0 | 0 | 0 | 0 | 0 | 0 | 0 | 0 | 0 | 0 | 0 | 0 | 0 | 0 | 0 | 0 | 0 | 0 | 0 | 0 | 0 | 0 | 0 | 0 | 0 | 0 | 0 | 0 |  | 0 | 0 | 0 |  | #VALUE! | #VALUE! | #VALUE! | #VALUE! |  |  | #VALUE! | #VALUE! | 0 | 0 | 0.20123 | 0.20123 | #VALUE! | #VALUE! | #VALUE! | #VALUE! | 0 | 0 | 0.20123 | 0.20123 | #VALUE! | #VALUE! | #VALUE! | #VALUE! | 0 | 0 | 0.20123 | 0.20123 | #VALUE! | #VALUE! |  |  |  | #VALUE! | #VALUE! | #VALUE! | #VALUE! | #VALUE! | #VALUE! | #VALUE!
Sunday | 6 | 19 | 24 | 4080 | 0 | 0 | 0 | 0 | 0 | 0 | 0 | 0 | 0 | 0 | 0 | 0 | 0 | 0 | 0 | 0 | 0 | 0 | 0 | 0 | 0 | 0 | 0 | 0 | 0 | 0 | 0 | 0 | 0 | 0 | 0 | 0 | 0 | 0 | 0 | 0 | 0 | 0 | 0 | 0 |  | 0 | 0 | 0 |  | #VALUE! | #VALUE! | #VALUE! | #VALUE! |  |  | #VALUE! | #VALUE! | 0 | 0 | 0.20123 | 0.20123 | #VALUE! | #VALUE! | #VALUE! | #VALUE! | 0 | 0 | 0.20123 | 0.20123 | #VALUE! | #VALUE! | #VALUE! | #VALUE! | 0 | 0 | 0.20123 | 0.20123 | #VALUE! | #VALUE! |  |  |  | #VALUE! | #VALUE! | #VALUE! | #VALUE! | #VALUE! | #VALUE! | #VALUE!
Monday | 6 | 20 | 1 | 4081 | 0 | 0 | 0 | 0 | 0 | 0 | 0 | 0 | 0 | 0 | 0 | 0 | 0 | 0 | 0 | 0 | 0 | 0 | 0 | 0 | 0 | 0 | 0 | 0 | 0 | 0 | 0 | 0 | 0 | 0 | 0 | 0 | 0 | 0 | 0 | 0 | 0 | 0 | 0 | 0 |  | 0 | 0 | 0 |  | #VALUE! | #VALUE! | #VALUE! | #VALUE! |  |  | #VALUE! | #VALUE! | 0 | 0 | 0.20123 | 0.20123 | #VALUE! | #VALUE! | #VALUE! | #VALUE! | 0 | 0 | 0.20123 | 0.20123 | #VALUE! | #VALUE! | #VALUE! | #VALUE! | 0 | 0 | 0.20123 | 0.20123 | #VALUE! | #VALUE! |  |  |  | #VALUE! | #VALUE! | #VALUE! | #VALUE! | #VALUE! | #VALUE! | #VALUE!
Monday | 6 | 20 | 2 | 4082 | 0 | 0 | 0 | 0 | 0 | 0 | 0 | 0 | 0 | 0 | 0 | 0 | 0 | 0 | 0 | 0 | 0 | 0 | 0 | 0 | 0 | 0 | 0 | 0 | 0 | 0 | 0 | 0 | 0 | 0 | 0 | 0 | 0 | 0 | 0 | 0 | 0 | 0 | 0 | 0 |  | 0 | 0 | 0 |  | #VALUE! | #VALUE! | #VALUE! | #VALUE! |  |  | #VALUE! | #VALUE! | 0 | 0 | 0.20123 | 0.20123 | #VALUE! | #VALUE! | #VALUE! | #VALUE! | 0 | 0 | 0.20123 | 0.20123 | #VALUE! | #VALUE! | #VALUE! | #VALUE! | 0 | 0 | 0.20123 | 0.20123 | #VALUE! | #VALUE! |  |  |  | #VALUE! | #VALUE! | #VALUE! | #VALUE! | #VALUE! | #VALUE! | #VALUE!
Monday | 6 | 20 | 3 | 4083 | 0 | 0 | 0 | 0 | 0 | 0 | 0 | 0 | 0 | 0 | 0 | 0 | 0 | 0 | 0 | 0 | 0 | 0 | 0 | 0 | 0 | 0 | 0 | 0 | 0 | 0 | 0 | 0 | 0 | 0 | 0 | 0 | 0 | 0 | 0 | 0 | 0 | 0 | 0 | 0 |  | 0 | 0 | 0 |  | #VALUE! | #VALUE! | #VALUE! | #VALUE! |  |  | #VALUE! | #VALUE! | 0 | 0 | 0.20123 | 0.20123 | #VALUE! | #VALUE! | #VALUE! | #VALUE! | 0 | 0 | 0.20123 | 0.20123 | #VALUE! | #VALUE! | #VALUE! | #VALUE! | 0 | 0 | 0.20123 | 0.20123 | #VALUE! | #VALUE! |  |  |  | #VALUE! | #VALUE! | #VALUE! | #VALUE! | #VALUE! | #VALUE! | #VALUE!
Monday | 6 | 20 | 4 | 4084 | 0 | 0 | 0 | 0 | 0 | 0 | 0 | 0 | 0 | 0 | 0 | 0 | 0 | 0 | 0 | 0 | 0 | 0 | 0 | 0 | 0 | 0 | 0 | 0 | 0 | 0 | 0 | 0 | 0 | 0 | 0 | 0 | 0 | 0 | 0 | 0 | 0 | 0 | 0 | 0 |  | 0 | 0 | 0 |  | #VALUE! | #VALUE! | #VALUE! | #VALUE! |  |  | #VALUE! | #VALUE! | 0 | 0 | 0.20123 | 0.20123 | #VALUE! | #VALUE! | #VALUE! | #VALUE! | 0 | 0 | 0.20123 | 0.20123 | #VALUE! | #VALUE! | #VALUE! | #VALUE! | 0 | 0 | 0.20123 | 0.20123 | #VALUE! | #VALUE! |  |  |  | #VALUE! | #VALUE! | #VALUE! | #VALUE! | #VALUE! | #VALUE! | #VALUE!
Monday | 6 | 20 | 5 | 4085 | 0 | 0 | 0 | 0 | 0 | 0 | 0 | 0 | 0 | 0 | 0 | 0 | 0 | 0 | 0 | 0 | 0 | 0 | 0 | 0 | 0 | 0 | 0 | 0 | 0 | 0 | 0 | 0 | 0 | 0 | 0 | 0 | 0 | 0 | 0 | 0 | 0 | 0 | 0 | 0 |  | 0 | 0 | 0 |  | #VALUE! | #VALUE! | #VALUE! | #VALUE! |  |  | #VALUE! | #VALUE! | 0 | 0 | 0.20123 | 0.20123 | #VALUE! | #VALUE! | #VALUE! | #VALUE! | 0 | 0 | 0.20123 | 0.20123 | #VALUE! | #VALUE! | #VALUE! | #VALUE! | 0 | 0 | 0.20123 | 0.20123 | #VALUE! | #VALUE! |  |  |  | #VALUE! | #VALUE! | #VALUE! | #VALUE! | #VALUE! | #VALUE! | #VALUE!
Monday | 6 | 20 | 6 | 4086 | 0 | 0 | 0 | 0 | 0 | 0 | 0 | 0 | 0 | 0 | 0 | 0 | 0 | 0 | 0 | 0 | 0 | 0 | 0 | 0 | 0 | 0 | 0 | 0 | 0 | 0 | 0 | 0 | 0 | 0 | 0 | 0 | 0 | 0 | 0 | 0 | 0 | 0 | 0 | 0 |  | 0 | 0 | 0 |  | #VALUE! | #VALUE! | #VALUE! | #VALUE! |  |  | #VALUE! | #VALUE! | 0 | 0 | 0.20123 | 0.20123 | #VALUE! | #VALUE! | #VALUE! | #VALUE! | 0 | 0 | 0.20123 | 0.20123 | #VALUE! | #VALUE! | #VALUE! | #VALUE! | 0 | 0 | 0.20123 | 0.20123 | #VALUE! | #VALUE! |  |  |  | #VALUE! | #VALUE! | #VALUE! | #VALUE! | #VALUE! | #VALUE! | #VALUE!
Monday | 6 | 20 | 7 | 4087 | 0 | 0 | 0 | 0 | 0 | 0 | 0 | 0 | 0 | 0 | 0 | 0 | 0 | 0 | 0 | 0 | 0 | 0 | 0 | 0 | 0 | 0 | 0 | 0 | 0.0029691 | 0 | 0 | 0 | 0 | 0 | 0 | 0 | 0 | 0 | 0 | 0 | 0 | 0 | 0 | 0 |  | 0 | 0 | 0 |  | #VALUE! | #VALUE! | #VALUE! | #VALUE! |  |  | #VALUE! | #VALUE! | 0 | 0 | 0.20123 | 0.20123 | #VALUE! | #VALUE! | #VALUE! | #VALUE! | 0 | 0 | 0.20123 | 0.20123 | #VALUE! | #VALUE! | #VALUE! | #VALUE! | 0 | 0 | 0.20123 | 0.20123 | #VALUE! | #VALUE! |  |  |  | #VALUE! | #VALUE! | #VALUE! | #VALUE! | #VALUE! | #VALUE! | #VALUE!
Monday | 6 | 20 | 8 | 4088 | 0 | 0 | 0 | 0 | 0 | 0 | 0 | 0 | 0 | 0 | 0 | 0 | 0 | 0 | 0 | 0 | 0 | 0 | 0 | 0 | 0 | 0 | 0 | 0 | 0 | 0 | 0 | 0 | 0 | 0 | 0 | 0 | 0 | 0 | 0 | 0 | 0 | 0 | 0 | 0 |  | 0 | 0 | 0 |  | #VALUE! | #VALUE! | #VALUE! | #VALUE! |  |  | #VALUE! | #VALUE! | 0 | 0 | 0.20123 | 0.20123 | #VALUE! | #VALUE! | #VALUE! | #VALUE! | 0 | 0 | 0.20123 | 0.20123 | #VALUE! | #VALUE! | #VALUE! | #VALUE! | 0 | 0 | 0.20123 | 0.20123 | #VALUE! | #VALUE! |  |  |  | #VALUE! | #VALUE! | #VALUE! | #VALUE! | #VALUE! | #VALUE! | #VALUE!
Monday | 6 | 20 | 9 | 4089 | 0 | 0 | 0 | 0 | 0 | 0 | 0 | 0 | 0 | 0 | 0 | 0 | 0 | 0 | 0 | 0 | 0 | 0 | 0 | 0 | 0 | 0 | 0 | 0 | 0 | 0 | 0 | 0.00031724 | 0 | 0 | 0 | 0 | 0 | 0 | 0 | 0 | 0 | 0 | 0 | 0 |  | 0 | 0 | 0 |  | #VALUE! | #VALUE! | #VALUE! | #VALUE! |  |  | #VALUE! | #VALUE! | 0 | 0 | 0.20123 | 0.20123 | #VALUE! | #VALUE! | #VALUE! | #VALUE! | 0 | 0 | 0.20123 | 0.20123 | #VALUE! | #VALUE! | #VALUE! | #VALUE! | 0 | 0 | 0.20123 | 0.20123 | #VALUE! | #VALUE! |  |  |  | #VALUE! | #VALUE! | #VALUE! | #VALUE! | #VALUE! | #VALUE! | #VALUE!
Monday | 6 | 20 | 10 | 4090 | 0 | 0 | 0 | 0 | 0 | 0 | 0 | 0 | 0 | 0 | 0 | 0 | 0 | 0 | 0 | 0 | 0 | 0 | 0 | 0 | 0 | 0 | 0 | 0 | 0 | 0 | 0 | 0.003331 | 0 | 0 | 0 | 0 | 0 | 0 | 0 | 0 | 0 | 0 | 0 | 0 |  | 0 | 0 | 0 |  | #VALUE! | #VALUE! | #VALUE! | #VALUE! |  |  | #VALUE! | #VALUE! | 0 | 0 | 0.20123 | 0.20123 | #VALUE! | #VALUE! | #VALUE! | #VALUE! | 0 | 0 | 0.20123 | 0.20123 | #VALUE! | #VALUE! | #VALUE! | #VALUE! | 0 | 0 | 0.20123 | 0.20123 | #VALUE! | #VALUE! |  |  |  | #VALUE! | #VALUE! | #VALUE! | #VALUE! | #VALUE! | #VALUE! | #VALUE!
Monday | 6 | 20 | 11 | 4091 | 0 | 0 | 0 | 0 | 0 | 0 | 0 | 0 | 0 | 0 | 0 | 0 | 0 | 0 | 0 | 0 | 0 | 0 | 0 | 0 | 0 | 0 | 0 | 0 | 0 | 0 | 0 | 0.0061862 | 0 | 0 | 0 | 0 | 0 | 0 | 0 | 0 | 0 | 0 | 0 | 0 |  | 0 | 0 | 0 |  | #VALUE! | #VALUE! | #VALUE! | #VALUE! |  |  | #VALUE! | #VALUE! | 0 | 0 | 0.20123 | 0.20123 | #VALUE! | #VALUE! | #VALUE! | #VALUE! | 0 | 0 | 0.20123 | 0.20123 | #VALUE! | #VALUE! | #VALUE! | #VALUE! | 0 | 0 | 0.20123 | 0.20123 | #VALUE! | #VALUE! |  |  |  | #VALUE! | #VALUE! | #VALUE! | #VALUE! | #VALUE! | #VALUE! | #VALUE!
Monday | 6 | 20 | 12 | 4092 | 0 | 0 | 0 | 0 | 0 | 0 | 0 | 0 | 0 | 0 | 0 | 0 | 0 | 0 | 0 | 0 | 0 | 0 | 0 | 0 | 0 | 0 | 0 | 0 | 0.0060679 | 0 | 0 | 0.012214 | 0.039 | 0 | 0 | 0 | 0 | 0 | 0 | 0 | 0 | 0 | 0 | 0 |  | 0 | 0 | 0 |  | #VALUE! | #VALUE! | #VALUE! | #VALUE! |  |  | #VALUE! | #VALUE! | 0 | 0 | 0.20123 | 0.20123 | #VALUE! | #VALUE! | #VALUE! | #VALUE! | 0 | 0 | 0.20123 | 0.20123 | #VALUE! | #VALUE! | #VALUE! | #VALUE! | 0 | 0 | 0.20123 | 0.20123 | #VALUE! | #VALUE! |  |  |  | #VALUE! | #VALUE! | #VALUE! | #VALUE! | #VALUE! | #VALUE! | #VALUE!
Monday | 6 | 20 | 13 | 4093 | 0 | 0 | 0 | 0 | 0 | 0 | 0 | 0 | 0 | 0 | 0 | 0 | 0 | 0 | 0 | 0 | 0 | 0 | 0 | 0 | 0 | 0 | 0 | 0 | 0.016416 | 0 | 0 | 0.023623 | 0.084 | 0 | 0 | 0 | 0 | 0 | 0 | 0 | 0 | 0 | 0 | 0 |  | 0 | 0 | 0 |  | #VALUE! | #VALUE! | #VALUE! | #VALUE! |  |  | #VALUE! | #VALUE! | 0 | 0 | 0.20123 | 0.20123 | #VALUE! | #VALUE! | #VALUE! | #VALUE! | 0 | 0 | 0.20123 | 0.20123 | #VALUE! | #VALUE! | #VALUE! | #VALUE! | 0 | 0 | 0.20123 | 0.20123 | #VALUE! | #VALUE! |  |  |  | #VALUE! | #VALUE! | #VALUE! | #VALUE! | #VALUE! | #VALUE! | #VALUE!
Monday | 6 | 20 | 14 | 4094 | 0 | 0 | 0 | 0 | 0 | 0 | 0 | 0 | 0 | 0 | 0 | 0 | 0 | 0 | 0 | 0 | 0 | 0 | 0 | 0 | 0 | 0 | 0 | 0 | 0.020102 | 0 | 0.0002197 | 0.045373 | 0.127 | 0 | 0 | 0 | 0 | 0 | 0 | 0 | 0 | 0 | 0 | 0 |  | 0 | 0 | 0 |  | #VALUE! | #VALUE! | #VALUE! | #VALUE! |  |  | #VALUE! | #VALUE! | 0 | 0 | 0.20123 | 0.20123 | #VALUE! | #VALUE! | #VALUE! | #VALUE! | 0 | 0 | 0.20123 | 0.20123 | #VALUE! | #VALUE! | #VALUE! | #VALUE! | 0 | 0 | 0.20123 | 0.20123 | #VALUE! | #VALUE! |  |  |  | #VALUE! | #VALUE! | #VALUE! | #VALUE! | #VALUE! | #VALUE! | #VALUE!
Monday | 6 | 20 | 15 | 4095 | 0 | 0 | 0 | 0 | 0 | 0 | 0 | 0 | 0 | 0 | 0 | 0 | 0 | 0 | 0 | 0 | 0 | 0 | 0 | 0 | 0 | 0 | 0 | 0 | 0.019635 | 0 | 0.0002197 | 0.04727 | 0.13 | 0 | 0 | 0 | 0 | 0 | 0 | 0 | 0 | 0 | 0 | 0 |  | 0 | 0 | 0 |  | #VALUE! | #VALUE! | #VALUE! | #VALUE! |  |  | #VALUE! | #VALUE! | 0 | 0 | 0.20123 | 0.20123 | #VALUE! | #VALUE! | #VALUE! | #VALUE! | 0 | 0 | 0.20123 | 0.20123 | #VALUE! | #VALUE! | #VALUE! | #VALUE! | 0 | 0 | 0.20123 | 0.20123 | #VALUE! | #VALUE! |  |  |  | #VALUE! | #VALUE! | #VALUE! | #VALUE! | #VALUE! | #VALUE! | #VALUE!
Monday | 6 | 20 | 16 | 4096 | 0 | 0 | 0 | 0 | 0 | 0 | 0 | 0 | 0 | 0 | 0 | 0 | 0 | 0 | 0 | 0 | 0 | 0 | 0 | 0 | 0 | 0 | 0 | 0 | 0.017345 | 0 | 0.00023127 | 0.047531 | 0.13 | 0 | 0 | 0 | 0 | 0 | 0 | 0 | 0 | 0 | 0 | 0 |  | 0 | 0 | 0 |  | #VALUE! | #VALUE! | #VALUE! | #VALUE! |  |  | #VALUE! | #VALUE! | 0 | 0 | 0.20123 | 0.20123 | #VALUE! | #VALUE! | #VALUE! | #VALUE! | 0 | 0 | 0.20123 | 0.20123 | #VALUE! | #VALUE! | #VALUE! | #VALUE! | 0 | 0 | 0.20123 | 0.20123 | #VALUE! | #VALUE! |  |  |  | #VALUE! | #VALUE! | #VALUE! | #VALUE! | #VALUE! | #VALUE! | #VALUE!
Monday | 6 | 20 | 17 | 4097 | 0 | 0 | 0 | 0 | 0 | 0 | 0 | 0 | 0 | 0 | 0 | 0 | 0 | 0 | 0 | 0 | 0 | 0 | 0 | 0 | 0 | 0 | 0 | 0 | 0.018437 | 0 | 0.0005666 | 0.059009 | 0.149 | 0 | 0 | 0 | 0 | 0 | 0 | 0 | 0 | 0 | 0 | 0 |  | 0 | 0 | 0 |  | #VALUE! | #VALUE! | #VALUE! | #VALUE! |  |  | #VALUE! | #VALUE! | 0 | 0 | 0.20123 | 0.20123 | #VALUE! | #VALUE! | #VALUE! | #VALUE! | 0 | 0 | 0.20123 | 0.20123 | #VALUE! | #VALUE! | #VALUE! | #VALUE! | 0 | 0 | 0.20123 | 0.20123 | #VALUE! | #VALUE! |  |  |  | #VALUE! | #VALUE! | #VALUE! | #VALUE! | #VALUE! | #VALUE! | #VALUE!
Monday | 6 | 20 | 18 | 4098 | 0 | 0 | 0 | 0 | 0 | 0 | 0 | 0 | 0 | 0 | 0 | 0 | 0 | 0 | 0 | 0 | 0 | 0 | 0 | 0 | 0 | 0 | 0 | 0 | 0.014647 | 0 | 0.00024283 | 0.047414 | 0.129 | 0 | 0 | 0 | 0 | 0 | 0 | 0 | 0 | 0 | 0 | 0 |  | 0 | 0 | 0 |  | #VALUE! | #VALUE! | #VALUE! | #VALUE! |  |  | #VALUE! | #VALUE! | 0 | 0 | 0.20123 | 0.20123 | #VALUE! | #VALUE! | #VALUE! | #VALUE! | 0 | 0 | 0.20123 | 0.20123 | #VALUE! | #VALUE! | #VALUE! | #VALUE! | 0 | 0 | 0.20123 | 0.20123 | #VALUE! | #VALUE! |  |  |  | #VALUE! | #VALUE! | #VALUE! | #VALUE! | #VALUE! | #VALUE! | #VALUE!
Monday | 6 | 20 | 19 | 4099 | 0 | 0 | 0 | 0 | 0 | 0 | 0 | 0 | 0 | 0 | 0 | 0 | 0 | 0 | 0 | 0 | 0 | 0 | 0 | 0 | 0 | 0 | 0 | 0 | 0.0067151 | 0 | 0 | 0.026071 | 0.088 | 0 | 0 | 0 | 0 | 0 | 0 | 0 | 0 | 0 | 0 | 0 |  | 0 | 0 | 0 |  | #VALUE! | #VALUE! | #VALUE! | #VALUE! |  |  | #VALUE! | #VALUE! | 0 | 0 | 0.20123 | 0.20123 | #VALUE! | #VALUE! | #VALUE! | #VALUE! | 0 | 0 | 0.20123 | 0.20123 | #VALUE! | #VALUE! | #VALUE! | #VALUE! | 0 | 0 | 0.20123 | 0.20123 | #VALUE! | #VALUE! |  |  |  | #VALUE! | #VALUE! | #VALUE! | #VALUE! | #VALUE! | #VALUE! | #VALUE!
Monday | 6 | 20 | 20 | 4100 | 0 | 0 | 0 | 0 | 0 | 0 | 0 | 0 | 0 | 0 | 0 | 0 | 0 | 0 | 0 | 0 | 0 | 0 | 0 | 0 | 0 | 0 | 0 | 0 | 0 | 0 | 0 | 0.012214 | 0.042 | 0 | 0 | 0 | 0 | 0 | 0 | 0 | 0 | 0 | 0 | 0 |  | 0 | 0 | 0 |  | #VALUE! | #VALUE! | #VALUE! | #VALUE! |  |  | #VALUE! | #VALUE! | 0 | 0 | 0.20123 | 0.20123 | #VALUE! | #VALUE! | #VALUE! | #VALUE! | 0 | 0 | 0.20123 | 0.20123 | #VALUE! | #VALUE! | #VALUE! | #VALUE! | 0 | 0 | 0.20123 | 0.20123 | #VALUE! | #VALUE! |  |  |  | #VALUE! | #VALUE! | #VALUE! | #VALUE! | #VALUE! | #VALUE! | #VALUE!
Monday | 6 | 20 | 21 | 4101 | 0 | 0 | 0 | 0 | 0 | 0 | 0 | 0 | 0 | 0 | 0 | 0 | 0 | 0 | 0 | 0 | 0 | 0 | 0 | 0 | 0 | 0 | 0 | 0 | 0 | 0 | 0 | 0 | 0 | 0 | 0 | 0 | 0 | 0 | 0 | 0 | 0 | 0 | 0 | 0 |  | 0 | 0 | 0 |  | #VALUE! | #VALUE! | #VALUE! | #VALUE! |  |  | #VALUE! | #VALUE! | 0 | 0 | 0.20123 | 0.20123 | #VALUE! | #VALUE! | #VALUE! | #VALUE! | 0 | 0 | 0.20123 | 0.20123 | #VALUE! | #VALUE! | #VALUE! | #VALUE! | 0 | 0 | 0.20123 | 0.20123 | #VALUE! | #VALUE! |  |  |  | #VALUE! | #VALUE! | #VALUE! | #VALUE! | #VALUE! | #VALUE! | #VALUE!
Monday | 6 | 20 | 22 | 4102 | 0 | 0 | 0 | 0 | 0 | 0 | 0 | 0 | 0 | 0 | 0 | 0 | 0 | 0 | 0 | 0 | 0 | 0 | 0 | 0 | 0 | 0 | 0 | 0 | 0 | 0 | 0 | 0 | 0 | 0 | 0 | 0 | 0 | 0 | 0 | 0 | 0 | 0 | 0 | 0 |  | 0 | 0 | 0 |  | #VALUE! | #VALUE! | #VALUE! | #VALUE! |  |  | #VALUE! | #VALUE! | 0 | 0 | 0.20123 | 0.20123 | #VALUE! | #VALUE! | #VALUE! | #VALUE! | 0 | 0 | 0.20123 | 0.20123 | #VALUE! | #VALUE! | #VALUE! | #VALUE! | 0 | 0 | 0.20123 | 0.20123 | #VALUE! | #VALUE! |  |  |  | #VALUE! | #VALUE! | #VALUE! | #VALUE! | #VALUE! | #VALUE! | #VALUE!
Monday | 6 | 20 | 23 | 4103 | 0 | 0 | 0 | 0 | 0 | 0 | 0 | 0 | 0 | 0 | 0 | 0 | 0 | 0 | 0 | 0 | 0 | 0 | 0 | 0 | 0 | 0 | 0 | 0 | 0.0021427 | 0 | 0 | 0 | 0 | 0 | 0 | 0 | 0 | 0 | 0 | 0 | 0 | 0 | 0 | 0 |  | 0 | 0 | 0 |  | #VALUE! | #VALUE! | #VALUE! | #VALUE! |  |  | #VALUE! | #VALUE! | 0 | 0 | 0.20123 | 0.20123 | #VALUE! | #VALUE! | #VALUE! | #VALUE! | 0 | 0 | 0.20123 | 0.20123 | #VALUE! | #VALUE! | #VALUE! | #VALUE! | 0 | 0 | 0.20123 | 0.20123 | #VALUE! | #VALUE! |  |  |  | #VALUE! | #VALUE! | #VALUE! | #VALUE! | #VALUE! | #VALUE! | #VALUE!
Monday | 6 | 20 | 24 | 4104 | 0 | 0 | 0 | 0 | 0 | 0 | 0 | 0 | 0 | 0 | 0 | 0 | 0 | 0 | 0 | 0 | 0 | 0 | 0 | 0 | 0 | 0 | 0 | 0 | 0 | 0 | 0 | 0 | 0 | 0 | 0 | 0 | 0 | 0 | 0 | 0 | 0 | 0 | 0 | 0 |  | 0 | 0 | 0 |  | #VALUE! | #VALUE! | #VALUE! | #VALUE! |  |  | #VALUE! | #VALUE! | 0 | 0 | 0.20123 | 0.20123 | #VALUE! | #VALUE! | #VALUE! | #VALUE! | 0 | 0 | 0.20123 | 0.20123 | #VALUE! | #VALUE! | #VALUE! | #VALUE! | 0 | 0 | 0.20123 | 0.20123 | #VALUE! | #VALUE! |  |  |  | #VALUE! | #VALUE! | #VALUE! | #VALUE! | #VALUE! | #VALUE! | #VALUE!
Tuesday | 6 | 21 | 1 | 4105 | 0 | 0 | 0 | 0 | 0 | 0 | 0 | 0 | 0 | 0 | 0 | 0 | 0 | 0 | 0 | 0 | 0 | 0 | 0 | 0 | 0 | 0 | 0 | 0 | 0 | 0 | 0 | 0 | 0 | 0 | 0 | 0 | 0 | 0 | 0 | 0 | 0 | 0 | 0 | 0 |  | 0 | 0 | 0 |  | #VALUE! | #VALUE! | #VALUE! | #VALUE! |  |  | #VALUE! | #VALUE! | 0 | 0 | 0.20123 | 0.20123 | #VALUE! | #VALUE! | #VALUE! | #VALUE! | 0 | 0 | 0.20123 | 0.20123 | #VALUE! | #VALUE! | #VALUE! | #VALUE! | 0 | 0 | 0.20123 | 0.20123 | #VALUE! | #VALUE! |  |  |  | #VALUE! | #VALUE! | #VALUE! | #VALUE! | #VALUE! | #VALUE! | #VALUE!
Tuesday | 6 | 21 | 2 | 4106 | 0 | 0 | 0 | 0 | 0 | 0 | 0 | 0 | 0 | 0 | 0 | 0 | 0 | 0 | 0 | 0 | 0 | 0 | 0 | 0 | 0 | 0 | 0 | 0 | 0 | 0 | 0 | 0 | 0 | 0 | 0 | 0 | 0 | 0 | 0 | 0 | 0 | 0 | 0 | 0 |  | 0 | 0 | 0 |  | #VALUE! | #VALUE! | #VALUE! | #VALUE! |  |  | #VALUE! | #VALUE! | 0 | 0 | 0.20123 | 0.20123 | #VALUE! | #VALUE! | #VALUE! | #VALUE! | 0 | 0 | 0.20123 | 0.20123 | #VALUE! | #VALUE! | #VALUE! | #VALUE! | 0 | 0 | 0.20123 | 0.20123 | #VALUE! | #VALUE! |  |  |  | #VALUE! | #VALUE! | #VALUE! | #VALUE! | #VALUE! | #VALUE! | #VALUE!
Tuesday | 6 | 21 | 3 | 4107 | 0 | 0 | 0 | 0 | 0 | 0 | 0 | 0 | 0 | 0 | 0 | 0 | 0 | 0 | 0 | 0 | 0 | 0 | 0 | 0 | 0 | 0 | 0 | 0 | 0 | 0 | 0 | 0 | 0 | 0 | 0 | 0 | 0 | 0 | 0 | 0 | 0 | 0 | 0 | 0 |  | 0 | 0 | 0 |  | #VALUE! | #VALUE! | #VALUE! | #VALUE! |  |  | #VALUE! | #VALUE! | 0 | 0 | 0.20123 | 0.20123 | #VALUE! | #VALUE! | #VALUE! | #VALUE! | 0 | 0 | 0.20123 | 0.20123 | #VALUE! | #VALUE! | #VALUE! | #VALUE! | 0 | 0 | 0.20123 | 0.20123 | #VALUE! | #VALUE! |  |  |  | #VALUE! | #VALUE! | #VALUE! | #VALUE! | #VALUE! | #VALUE! | #VALUE!
Tuesday | 6 | 21 | 4 | 4108 | 0 | 0 | 0 | 0 | 0 | 0 | 0 | 0 | 0 | 0 | 0 | 0 | 0 | 0 | 0 | 0 | 0 | 0 | 0 | 0 | 0 | 0 | 0 | 0 | 0 | 0 | 0 | 0 | 0 | 0 | 0 | 0 | 0 | 0 | 0 | 0 | 0 | 0 | 0 | 0 |  | 0 | 0 | 0 |  | #VALUE! | #VALUE! | #VALUE! | #VALUE! |  |  | #VALUE! | #VALUE! | 0 | 0 | 0.20123 | 0.20123 | #VALUE! | #VALUE! | #VALUE! | #VALUE! | 0 | 0 | 0.20123 | 0.20123 | #VALUE! | #VALUE! | #VALUE! | #VALUE! | 0 | 0 | 0.20123 | 0.20123 | #VALUE! | #VALUE! |  |  |  | #VALUE! | #VALUE! | #VALUE! | #VALUE! | #VALUE! | #VALUE! | #VALUE!
Tuesday | 6 | 21 | 5 | 4109 | 0 | 0 | 0 | 0 | 0 | 0 | 0 | 0 | 0 | 0 | 0 | 0 | 0 | 0 | 0 | 0 | 0 | 0 | 0 | 0 | 0 | 0 | 0 | 0 | 0 | 0 | 0 | 0 | 0 | 0 | 0 | 0 | 0 | 0 | 0 | 0 | 0 | 0 | 0 | 0 |  | 0 | 0 | 0 |  | #VALUE! | #VALUE! | #VALUE! | #VALUE! |  |  | #VALUE! | #VALUE! | 0 | 0 | 0.20123 | 0.20123 | #VALUE! | #VALUE! | #VALUE! | #VALUE! | 0 | 0 | 0.20123 | 0.20123 | #VALUE! | #VALUE! | #VALUE! | #VALUE! | 0 | 0 | 0.20123 | 0.20123 | #VALUE! | #VALUE! |  |  |  | #VALUE! | #VALUE! | #VALUE! | #VALUE! | #VALUE! | #VALUE! | #VALUE!
Tuesday | 6 | 21 | 6 | 4110 | 0 | 0 | 0 | 0 | 0 | 0 | 0 | 0 | 0 | 0 | 0 | 0 | 0 | 0 | 0 | 0 | 0 | 0 | 0 | 0 | 0 | 0 | 0 | 0 | 0 | 0 | 0 | 0 | 0 | 0 | 0 | 0 | 0 | 0 | 0 | 0 | 0 | 0 | 0 | 0 |  | 0 | 0 | 0 |  | #VALUE! | #VALUE! | #VALUE! | #VALUE! |  |  | #VALUE! | #VALUE! | 0 | 0 | 0.20123 | 0.20123 | #VALUE! | #VALUE! | #VALUE! | #VALUE! | 0 | 0 | 0.20123 | 0.20123 | #VALUE! | #VALUE! | #VALUE! | #VALUE! | 0 | 0 | 0.20123 | 0.20123 | #VALUE! | #VALUE! |  |  |  | #VALUE! | #VALUE! | #VALUE! | #VALUE! | #VALUE! | #VALUE! | #VALUE!
Tuesday | 6 | 21 | 7 | 4111 | 0 | 0 | 0 | 0 | 0 | 0 | 0 | 0 | 0 | 0 | 0 | 0 | 0 | 0 | 0 | 0 | 0 | 0 | 0 | 0 | 0 | 0 | 0 | 0 | 0.0033734 | 0 | 0 | 0 | 0 | 0 | 0 | 0 | 0 | 0 | 0 | 0 | 0 | 0 | 0 | 0 |  | 0 | 0 | 0 |  | #VALUE! | #VALUE! | #VALUE! | #VALUE! |  |  | #VALUE! | #VALUE! | 0 | 0 | 0.20123 | 0.20123 | #VALUE! | #VALUE! | #VALUE! | #VALUE! | 0 | 0 | 0.20123 | 0.20123 | #VALUE! | #VALUE! | #VALUE! | #VALUE! | 0 | 0 | 0.20123 | 0.20123 | #VALUE! | #VALUE! |  |  |  | #VALUE! | #VALUE! | #VALUE! | #VALUE! | #VALUE! | #VALUE! | #VALUE!
Tuesday | 6 | 21 | 8 | 4112 | 0 | 0 | 0 | 0 | 0 | 0 | 0 | 0 | 0 | 0 | 0 | 0 | 0 | 0 | 0 | 0 | 0 | 0 | 0 | 0 | 0 | 0 | 0 | 0 | 0 | 0 | 0 | 0.015069 | 0.028 | 0 | 0 | 0 | 0 | 0 | 0 | 0 | 0 | 0 | 0 | 0 |  | 0 | 0 | 0 |  | #VALUE! | #VALUE! | #VALUE! | #VALUE! |  |  | #VALUE! | #VALUE! | 0 | 0 | 0.20123 | 0.20123 | #VALUE! | #VALUE! | #VALUE! | #VALUE! | 0 | 0 | 0.20123 | 0.20123 | #VALUE! | #VALUE! | #VALUE! | #VALUE! | 0 | 0 | 0.20123 | 0.20123 | #VALUE! | #VALUE! |  |  |  | #VALUE! | #VALUE! | #VALUE! | #VALUE! | #VALUE! | #VALUE! | #VALUE!
Tuesday | 6 | 21 | 9 | 4113 | 0 | 0 | 0 | 0 | 0 | 0 | 0 | 0 | 0 | 0 | 0 | 0 | 0 | 0 | 0 | 0 | 0 | 0 | 0 | 0 | 0 | 0 | 0 | 0 | 0.0066654 | 0 | 0.00020814 | 0.033354 | 0.097 | 0 | 0 | 0 | 0 | 0 | 0 | 0 | 0 | 0 | 0 | 0 |  | 0 | 0 | 0 |  | #VALUE! | #VALUE! | #VALUE! | #VALUE! |  |  | #VALUE! | #VALUE! | 0 | 0 | 0.20123 | 0.20123 | #VALUE! | #VALUE! | #VALUE! | #VALUE! | 0 | 0 | 0.20123 | 0.20123 | #VALUE! | #VALUE! | #VALUE! | #VALUE! | 0 | 0 | 0.20123 | 0.20123 | #VALUE! | #VALUE! |  |  |  | #VALUE! | #VALUE! | #VALUE! | #VALUE! | #VALUE! | #VALUE! | #VALUE!
Tuesday | 6 | 21 | 10 | 4114 | 0 | 0 | 0 | 0 | 0 | 0 | 0 | 0 | 0 | 0 | 0 | 0 | 0 | 0 | 0 | 0 | 0 | 0 | 0 | 0 | 0 | 0 | 0 | 0.00025 | 0.02028 | 0 | 0.00087881 | 0.061948 | 0.151 | 0 | 0 | 0 | 0 | 0 | 0 | 0 | 0 | 0 | 0 | 0 |  | 0 | 0 | 0 |  | #VALUE! | #VALUE! | #VALUE! | #VALUE! |  |  | #VALUE! | #VALUE! | 0 | 0 | 0.20123 | 0.20123 | #VALUE! | #VALUE! | #VALUE! | #VALUE! | 0 | 0 | 0.20123 | 0.20123 | #VALUE! | #VALUE! | #VALUE! | #VALUE! | 0 | 0 | 0.20123 | 0.20123 | #VALUE! | #VALUE! |  |  |  | #VALUE! | #VALUE! | #VALUE! | #VALUE! | #VALUE! | #VALUE! | #VALUE!
Tuesday | 6 | 21 | 11 | 4115 | 0 | 0 | 0 | 0 | 0 | 0 | 0 | 0 | 0 | 0 | 0 | 0 | 0 | 0 | 0 | 0 | 0 | 0 | 0 | 0 | 0 | 0 | 0 | 0.000625 | 0.018743 | 0 | 0.00090194 | 0.068955 | 0.163 | 0 | 0 | 0 | 0 | 0 | 0 | 0 | 0 | 0 | 0 | 0 |  | 0 | 0 | 0 |  | #VALUE! | #VALUE! | #VALUE! | #VALUE! |  |  | #VALUE! | #VALUE! | 0 | 0 | 0.20123 | 0.20123 | #VALUE! | #VALUE! | #VALUE! | #VALUE! | 0 | 0 | 0.20123 | 0.20123 | #VALUE! | #VALUE! | #VALUE! | #VALUE! | 0 | 0 | 0.20123 | 0.20123 | #VALUE! | #VALUE! |  |  |  | #VALUE! | #VALUE! | #VALUE! | #VALUE! | #VALUE! | #VALUE! | #VALUE!
Tuesday | 6 | 21 | 12 | 4116 | 0 | 0 | 0 | 0 | 0 | 0 | 0 | 0 | 0 | 0 | 0 | 0 | 0 | 0 | 0 | 0 | 0 | 0 | 0 | 0 | 0 | 0 | 0.0016667 | 0.0052945 | 0.019995 | 0 | 0.0033194 | 0.10306 | 0.209 | 0 | 0 | 0 | 0 | 0 | 0 | 0 | 0 | 0 | 0 | 0 |  | 0 | 0 | 0 |  | #VALUE! | #VALUE! | #VALUE! | #VALUE! |  |  | #VALUE! | #VALUE! | 0 | 0 | 0.20123 | 0.20123 | #VALUE! | #VALUE! | #VALUE! | #VALUE! | 0 | 0 | 0.20123 | 0.20123 | #VALUE! | #VALUE! | #VALUE! | #VALUE! | 0 | 0 | 0.20123 | 0.20123 | #VALUE! | #VALUE! |  |  |  | #VALUE! | #VALUE! | #VALUE! | #VALUE! | #VALUE! | #VALUE! | #VALUE!
Tuesday | 6 | 21 | 13 | 4117 | 0 | 0 | 0 | 0 | 0 | 0 | 0 | 0 | 0 | 0 | 0 | 0 | 0 | 0 | 0 | 0 | 0 | 0 | 0 | 0 | 0 | 0 | 0 | 0.0034062 | 0.020783 | 0 | 0.023211 | 0.092226 | 0.197 | 0 | 0 | 0 | 0 | 0 | 0 | 0 | 0 | 0 | 0 | 0 |  | 0 | 0 | 0 |  | #VALUE! | #VALUE! | #VALUE! | #VALUE! |  |  | #VALUE! | #VALUE! | 0 | 0 | 0.20123 | 0.20123 | #VALUE! | #VALUE! | #VALUE! | #VALUE! | 0 | 0 | 0.20123 | 0.20123 | #VALUE! | #VALUE! | #VALUE! | #VALUE! | 0 | 0 | 0.20123 | 0.20123 | #VALUE! | #VALUE! |  |  |  | #VALUE! | #VALUE! | #VALUE! | #VALUE! | #VALUE! | #VALUE! | #VALUE!
Tuesday | 6 | 21 | 14 | 4118 | 0 | 0 | 0 | 0 | 0 | 0 | 0 | 0 | 0 | 0 | 0 | 0 | 0 | 0 | 0 | 0 | 0 | 0 | 0 | 0 | 0 | 0 | 0 | 0.0016903 | 0.020863 | 0 | 0.032855 | 0.080688 | 0.179 | 0 | 0 | 0 | 0 | 0 | 0 | 0 | 0 | 0 | 0 | 0 |  | 0 | 0 | 0 |  | #VALUE! | #VALUE! | #VALUE! | #VALUE! |  |  | #VALUE! | #VALUE! | 0 | 0 | 0.20123 | 0.20123 | #VALUE! | #VALUE! | #VALUE! | #VALUE! | 0 | 0 | 0.20123 | 0.20123 | #VALUE! | #VALUE! | #VALUE! | #VALUE! | 0 | 0 | 0.20123 | 0.20123 | #VALUE! | #VALUE! |  |  |  | #VALUE! | #VALUE! | #VALUE! | #VALUE! | #VALUE! | #VALUE! | #VALUE!
Tuesday | 6 | 21 | 15 | 4119 | 0 | 0 | 0 | 0 | 0 | 0 | 0 | 0 | 0 | 0 | 0 | 0 | 0 | 0 | 0 | 0 | 0 | 0 | 0 | 0 | 0 | 0 | 0 | 0.0018068 | 0.021165 | 0 | 0.074795 | 0.082813 | 0.179 | 0 | 0 | 0 | 0 | 0 | 0 | 0 | 0 | 0 | 0 | 0 |  | 0 | 0 | 0 |  | #VALUE! | #VALUE! | #VALUE! | #VALUE! |  |  | #VALUE! | #VALUE! | 0 | 0 | 0.20123 | 0.20123 | #VALUE! | #VALUE! | #VALUE! | #VALUE! | 0 | 0 | 0.20123 | 0.20123 | #VALUE! | #VALUE! | #VALUE! | #VALUE! | 0 | 0 | 0.20123 | 0.20123 | #VALUE! | #VALUE! |  |  |  | #VALUE! | #VALUE! | #VALUE! | #VALUE! | #VALUE! | #VALUE! | #VALUE!
Tuesday | 6 | 21 | 16 | 4120 | 0 | 0 | 0 | 0 | 0 | 0 | 0 | 0 | 0 | 0 | 0 | 0 | 0 | 0 | 0 | 0 | 0 | 0 | 0 | 0 | 0 | 0 | 0 | 0.0017443 | 0.02149 | 0 | 0.11756 | 0.083235 | 0.179 | 0 | 0 | 0 | 0 | 0 | 0 | 0 | 0 | 0 | 0 | 0 |  | 0 | 0 | 0 |  | #VALUE! | #VALUE! | #VALUE! | #VALUE! |  |  | #VALUE! | #VALUE! | 0 | 0 | 0.20123 | 0.20123 | #VALUE! | #VALUE! | #VALUE! | #VALUE! | 0 | 0 | 0.20123 | 0.20123 | #VALUE! | #VALUE! | #VALUE! | #VALUE! | 0 | 0 | 0.20123 | 0.20123 | #VALUE! | #VALUE! |  |  |  | #VALUE! | #VALUE! | #VALUE! | #VALUE! | #VALUE! | #VALUE! | #VALUE!
Tuesday | 6 | 21 | 17 | 4121 | 0 | 0 | 0 | 0 | 0 | 0 | 0 | 0 | 0 | 0 | 0 | 0 | 0 | 0 | 0 | 0 | 0 | 0 | 0 | 0 | 0 | 0 | 0 | 0.00028125 | 0.018811 | 0 | 0.13201 | 0.069463 | 0.161 | 0 | 0 | 0 | 0 | 0 | 0 | 0 | 0 | 0 | 0 | 0 |  | 0 | 0 | 0 |  | #VALUE! | #VALUE! | #VALUE! | #VALUE! |  |  | #VALUE! | #VALUE! | 0 | 0 | 0.20123 | 0.20123 | #VALUE! | #VALUE! | #VALUE! | #VALUE! | 0 | 0 | 0.20123 | 0.20123 | #VALUE! | #VALUE! | #VALUE! | #VALUE! | 0 | 0 | 0.20123 | 0.20123 | #VALUE! | #VALUE! |  |  |  | #VALUE! | #VALUE! | #VALUE! | #VALUE! | #VALUE! | #VALUE! | #VALUE!
Tuesday | 6 | 21 | 18 | 4122 | 0 | 0 | 0 | 0 | 0 | 0 | 0 | 0 | 0 | 0 | 0 | 0 | 0 | 0 | 0 | 0 | 0 | 0 | 0 | 0 | 0 | 0 | 0 | 0 | 0.016174 | 0 | 0.1219 | 0.067299 | 0.161 | 0 | 0 | 0 | 0 | 0 | 0 | 0 | 0 | 0 | 0 | 0 |  | 0 | 0 | 0 |  | #VALUE! | #VALUE! | #VALUE! | #VALUE! |  |  | #VALUE! | #VALUE! | 0 | 0 | 0.20123 | 0.20123 | #VALUE! | #VALUE! | #VALUE! | #VALUE! | 0 | 0 | 0.20123 | 0.20123 | #VALUE! | #VALUE! | #VALUE! | #VALUE! | 0 | 0 | 0.20123 | 0.20123 | #VALUE! | #VALUE! |  |  |  | #VALUE! | #VALUE! | #VALUE! | #VALUE! | #VALUE! | #VALUE! | #VALUE!
Tuesday | 6 | 21 | 19 | 4123 | 0 | 0 | 0 | 0 | 0 | 0 | 0 | 0 | 0 | 0 | 0 | 0 | 0 | 0 | 0 | 0 | 0 | 0 | 0 | 0 | 0 | 0 | 0 | 0 | 0.007941 | 0 | 0.1074 | 0.043071 | 0.12 | 0 | 0 | 0 | 0 | 0 | 0 | 0 | 0 | 0 | 0 | 0 |  | 0 | 0 | 0 |  | #VALUE! | #VALUE! | #VALUE! | #VALUE! |  |  | #VALUE! | #VALUE! | 0 | 0 | 0.20123 | 0.20123 | #VALUE! | #VALUE! | #VALUE! | #VALUE! | 0 | 0 | 0.20123 | 0.20123 | #VALUE! | #VALUE! | #VALUE! | #VALUE! | 0 | 0 | 0.20123 | 0.20123 | #VALUE! | #VALUE! |  |  |  | #VALUE! | #VALUE! | #VALUE! | #VALUE! | #VALUE! | #VALUE! | #VALUE!
Tuesday | 6 | 21 | 20 | 4124 | 0 | 0 | 0 | 0 | 0 | 0 | 0 | 0 | 0 | 0 | 0 | 0 | 0 | 0 | 0 | 0 | 0 | 0 | 0 | 0 | 0 | 0 | 0 | 0 | 0 | 0 | 0.00016642 | 0.021196 | 0.076 | 0 | 0 | 0 | 0 | 0 | 0 | 0 | 0 | 0 | 0 | 0 |  | 0 | 0 | 0 |  | #VALUE! | #VALUE! | #VALUE! | #VALUE! |  |  | #VALUE! | #VALUE! | 0 | 0 | 0.20123 | 0.20123 | #VALUE! | #VALUE! | #VALUE! | #VALUE! | 0 | 0 | 0.20123 | 0.20123 | #VALUE! | #VALUE! | #VALUE! | #VALUE! | 0 | 0 | 0.20123 | 0.20123 | #VALUE! | #VALUE! |  |  |  | #VALUE! | #VALUE! | #VALUE! | #VALUE! | #VALUE! | #VALUE! | #VALUE!
Tuesday | 6 | 21 | 21 | 4125 | 0 | 0 | 0 | 0 | 0 | 0 | 0 | 0 | 0 | 0 | 0 | 0 | 0 | 0 | 0 | 0 | 0 | 0 | 0 | 0 | 0 | 0 | 0 | 0 | 0 | 0 | 0 | 0.0063448 | 0.012 | 0 | 0 | 0 | 0 | 0 | 0 | 0 | 0 | 0 | 0 | 0 |  | 0 | 0 | 0 |  | #VALUE! | #VALUE! | #VALUE! | #VALUE! |  |  | #VALUE! | #VALUE! | 0 | 0 | 0.20123 | 0.20123 | #VALUE! | #VALUE! | #VALUE! | #VALUE! | 0 | 0 | 0.20123 | 0.20123 | #VALUE! | #VALUE! | #VALUE! | #VALUE! | 0 | 0 | 0.20123 | 0.20123 | #VALUE! | #VALUE! |  |  |  | #VALUE! | #VALUE! | #VALUE! | #VALUE! | #VALUE! | #VALUE! | #VALUE!
Tuesday | 6 | 21 | 22 | 4126 | 0 | 0 | 0 | 0 | 0 | 0 | 0 | 0 | 0 | 0 | 0 | 0 | 0 | 0 | 0 | 0 | 0 | 0 | 0 | 0 | 0 | 0 | 0 | 0 | 0 | 0 | 0 | 0.003331 | 0 | 0 | 0 | 0 | 0 | 0 | 0 | 0 | 0 | 0 | 0 | 0 |  | 0 | 0 | 0 |  | #VALUE! | #VALUE! | #VALUE! | #VALUE! |  |  | #VALUE! | #VALUE! | 0 | 0 | 0.20123 | 0.20123 | #VALUE! | #VALUE! | #VALUE! | #VALUE! | 0 | 0 | 0.20123 | 0.20123 | #VALUE! | #VALUE! | #VALUE! | #VALUE! | 0 | 0 | 0.20123 | 0.20123 | #VALUE! | #VALUE! |  |  |  | #VALUE! | #VALUE! | #VALUE! | #VALUE! | #VALUE! | #VALUE! | #VALUE!
Tuesday | 6 | 21 | 23 | 4127 | 0 | 0 | 0 | 0 | 0 | 0 | 0 | 0 | 0 | 0 | 0 | 0 | 0 | 0 | 0 | 0 | 0 | 0 | 0 | 0 | 0 | 0 | 0 | 0 | 0.0022323 | 0 | 0 | 0 | 0 | 0 | 0 | 0 | 0 | 0 | 0 | 0 | 0 | 0 | 0 | 0 |  | 0 | 0 | 0 |  | #VALUE! | #VALUE! | #VALUE! | #VALUE! |  |  | #VALUE! | #VALUE! | 0 | 0 | 0.20123 | 0.20123 | #VALUE! | #VALUE! | #VALUE! | #VALUE! | 0 | 0 | 0.20123 | 0.20123 | #VALUE! | #VALUE! | #VALUE! | #VALUE! | 0 | 0 | 0.20123 | 0.20123 | #VALUE! | #VALUE! |  |  |  | #VALUE! | #VALUE! | #VALUE! | #VALUE! | #VALUE! | #VALUE! | #VALUE!
Tuesday | 6 | 21 | 24 | 4128 | 0 | 0 | 0 | 0 | 0 | 0 | 0 | 0 | 0 | 0 | 0 | 0 | 0 | 0 | 0 | 0 | 0 | 0 | 0 | 0 | 0 | 0 | 0 | 0 | 0 | 0 | 0 | 0 | 0 | 0 | 0 | 0 | 0 | 0 | 0 | 0 | 0 | 0 | 0 | 0 |  | 0 | 0 | 0 |  | #VALUE! | #VALUE! | #VALUE! | #VALUE! |  |  | #VALUE! | #VALUE! | 0 | 0 | 0.20123 | 0.20123 | #VALUE! | #VALUE! | #VALUE! | #VALUE! | 0 | 0 | 0.20123 | 0.20123 | #VALUE! | #VALUE! | #VALUE! | #VALUE! | 0 | 0 | 0.20123 | 0.20123 | #VALUE! | #VALUE! |  |  |  | #VALUE! | #VALUE! | #VALUE! | #VALUE! | #VALUE! | #VALUE! | #VALUE!
Wednesday | 6 | 22 | 1 | 4129 | 0 | 0 | 0 | 0 | 0 | 0 | 0 | 0 | 0 | 0 | 0 | 0 | 0 | 0 | 0 | 0 | 0 | 0 | 0 | 0 | 0 | 0 | 0 | 0 | 0 | 0 | 0 | 0 | 0 | 0 | 0 | 0 | 0 | 0 | 0 | 0 | 0 | 0 | 0 | 0 |  | 0 | 0 | 0 |  | #VALUE! | #VALUE! | #VALUE! | #VALUE! |  |  | #VALUE! | #VALUE! | 0 | 0 | 0.20123 | 0.20123 | #VALUE! | #VALUE! | #VALUE! | #VALUE! | 0 | 0 | 0.20123 | 0.20123 | #VALUE! | #VALUE! | #VALUE! | #VALUE! | 0 | 0 | 0.20123 | 0.20123 | #VALUE! | #VALUE! |  |  |  | #VALUE! | #VALUE! | #VALUE! | #VALUE! | #VALUE! | #VALUE! | #VALUE!
Wednesday | 6 | 22 | 2 | 4130 | 0 | 0 | 0 | 0 | 0 | 0 | 0 | 0 | 0 | 0 | 0 | 0 | 0 | 0 | 0 | 0 | 0 | 0 | 0 | 0 | 0 | 0 | 0 | 0 | 0 | 0 | 0 | 0 | 0 | 0 | 0 | 0 | 0 | 0 | 0 | 0 | 0 | 0 | 0 | 0 |  | 0 | 0 | 0 |  | #VALUE! | #VALUE! | #VALUE! | #VALUE! |  |  | #VALUE! | #VALUE! | 0 | 0 | 0.20123 | 0.20123 | #VALUE! | #VALUE! | #VALUE! | #VALUE! | 0 | 0 | 0.20123 | 0.20123 | #VALUE! | #VALUE! | #VALUE! | #VALUE! | 0 | 0 | 0.20123 | 0.20123 | #VALUE! | #VALUE! |  |  |  | #VALUE! | #VALUE! | #VALUE! | #VALUE! | #VALUE! | #VALUE! | #VALUE!
Wednesday | 6 | 22 | 3 | 4131 | 0 | 0 | 0 | 0 | 0 | 0 | 0 | 0 | 0 | 0 | 0 | 0 | 0 | 0 | 0 | 0 | 0 | 0 | 0 | 0 | 0 | 0 | 0 | 0 | 0 | 0 | 0 | 0 | 0 | 0 | 0 | 0 | 0 | 0 | 0 | 0 | 0 | 0 | 0 | 0 |  | 0 | 0 | 0 |  | #VALUE! | #VALUE! | #VALUE! | #VALUE! |  |  | #VALUE! | #VALUE! | 0 | 0 | 0.20123 | 0.20123 | #VALUE! | #VALUE! | #VALUE! | #VALUE! | 0 | 0 | 0.20123 | 0.20123 | #VALUE! | #VALUE! | #VALUE! | #VALUE! | 0 | 0 | 0.20123 | 0.20123 | #VALUE! | #VALUE! |  |  |  | #VALUE! | #VALUE! | #VALUE! | #VALUE! | #VALUE! | #VALUE! | #VALUE!
Wednesday | 6 | 22 | 4 | 4132 | 0 | 0 | 0 | 0 | 0 | 0 | 0 | 0 | 0 | 0 | 0 | 0 | 0 | 0 | 0 | 0 | 0 | 0 | 0 | 0 | 0 | 0 | 0 | 0 | 0 | 0 | 0 | 0 | 0 | 0 | 0 | 0 | 0 | 0 | 0 | 0 | 0 | 0 | 0 | 0 |  | 0 | 0 | 0 |  | #VALUE! | #VALUE! | #VALUE! | #VALUE! |  |  | #VALUE! | #VALUE! | 0 | 0 | 0.20123 | 0.20123 | #VALUE! | #VALUE! | #VALUE! | #VALUE! | 0 | 0 | 0.20123 | 0.20123 | #VALUE! | #VALUE! | #VALUE! | #VALUE! | 0 | 0 | 0.20123 | 0.20123 | #VALUE! | #VALUE! |  |  |  | #VALUE! | #VALUE! | #VALUE! | #VALUE! | #VALUE! | #VALUE! | #VALUE!
Wednesday | 6 | 22 | 5 | 4133 | 0 | 0 | 0 | 0 | 0 | 0 | 0 | 0 | 0 | 0 | 0 | 0 | 0 | 0 | 0 | 0 | 0 | 0 | 0 | 0 | 0 | 0 | 0 | 0 | 0 | 0 | 0 | 0 | 0 | 0 | 0 | 0 | 0 | 0 | 0 | 0 | 0 | 0 | 0 | 0 |  | 0 | 0 | 0 |  | #VALUE! | #VALUE! | #VALUE! | #VALUE! |  |  | #VALUE! | #VALUE! | 0 | 0 | 0.20123 | 0.20123 | #VALUE! | #VALUE! | #VALUE! | #VALUE! | 0 | 0 | 0.20123 | 0.20123 | #VALUE! | #VALUE! | #VALUE! | #VALUE! | 0 | 0 | 0.20123 | 0.20123 | #VALUE! | #VALUE! |  |  |  | #VALUE! | #VALUE! | #VALUE! | #VALUE! | #VALUE! | #VALUE! | #VALUE!
Wednesday | 6 | 22 | 6 | 4134 | 0 | 0 | 0 | 0 | 0 | 0 | 0 | 0 | 0 | 0 | 0 | 0 | 0 | 0 | 0 | 0 | 0 | 0 | 0 | 0 | 0 | 0 | 0 | 0 | 0 | 0 | 0 | 0 | 0 | 0 | 0 | 0 | 0 | 0 | 0 | 0 | 0 | 0 | 0 | 0 |  | 0 | 0 | 0 |  | #VALUE! | #VALUE! | #VALUE! | #VALUE! |  |  | #VALUE! | #VALUE! | 0 | 0 | 0.20123 | 0.20123 | #VALUE! | #VALUE! | #VALUE! | #VALUE! | 0 | 0 | 0.20123 | 0.20123 | #VALUE! | #VALUE! | #VALUE! | #VALUE! | 0 | 0 | 0.20123 | 0.20123 | #VALUE! | #VALUE! |  |  |  | #VALUE! | #VALUE! | #VALUE! | #VALUE! | #VALUE! | #VALUE! | #VALUE!
Wednesday | 6 | 22 | 7 | 4135 | 0 | 0 | 0 | 0 | 0 | 0 | 0 | 0 | 0 | 0 | 0 | 0 | 0 | 0 | 0 | 0 | 0 | 0 | 0 | 0 | 0 | 0 | 0 | 0 | 0.0023354 | 0 | 0 | 0.012214 | 0.014 | 0 | 0 | 0 | 0 | 0 | 0 | 0 | 0 | 0 | 0 | 0 |  | 0 | 0 | 0 |  | #VALUE! | #VALUE! | #VALUE! | #VALUE! |  |  | #VALUE! | #VALUE! | 0 | 0 | 0.20123 | 0.20123 | #VALUE! | #VALUE! | #VALUE! | #VALUE! | 0 | 0 | 0.20123 | 0.20123 | #VALUE! | #VALUE! | #VALUE! | #VALUE! | 0 | 0 | 0.20123 | 0.20123 | #VALUE! | #VALUE! |  |  |  | #VALUE! | #VALUE! | #VALUE! | #VALUE! | #VALUE! | #VALUE! | #VALUE!
Wednesday | 6 | 22 | 8 | 4136 | 0 | 0 | 0 | 0 | 0 | 0 | 0 | 0 | 0 | 0 | 0 | 0 | 0 | 0 | 0 | 0 | 0 | 0 | 0 | 0 | 0 | 0 | 0 | 0 | 0.0078485 | 0 | 0.00054347 | 0.044399 | 0.118 | 0 | 0 | 0 | 0 | 0 | 0 | 0 | 0 | 0 | 0 | 0 |  | 0 | 0 | 0 |  | #VALUE! | #VALUE! | #VALUE! | #VALUE! |  |  | #VALUE! | #VALUE! | 0 | 0 | 0.20123 | 0.20123 | #VALUE! | #VALUE! | #VALUE! | #VALUE! | 0 | 0 | 0.20123 | 0.20123 | #VALUE! | #VALUE! | #VALUE! | #VALUE! | 0 | 0 | 0.20123 | 0.20123 | #VALUE! | #VALUE! |  |  |  | #VALUE! | #VALUE! | #VALUE! | #VALUE! | #VALUE! | #VALUE! | #VALUE!
Wednesday | 6 | 22 | 9 | 4137 | 0 | 0 | 0 | 0 | 0 | 0 | 0 | 0 | 0 | 0 | 0 | 0 | 0 | 0 | 0 | 0 | 0 | 0 | 0 | 0 | 0 | 0 | 0 | 0.0039403 | 0.017856 | 0 | 0.0015495 | 0.090644 | 0.192 | 0 | 0 | 0 | 0 | 0 | 0 | 0 | 0 | 0 | 0 | 0 |  | 0 | 0 | 0 |  | #VALUE! | #VALUE! | #VALUE! | #VALUE! |  |  | #VALUE! | #VALUE! | 0 | 0 | 0.20123 | 0.20123 | #VALUE! | #VALUE! | #VALUE! | #VALUE! | 0 | 0 | 0.20123 | 0.20123 | #VALUE! | #VALUE! | #VALUE! | #VALUE! | 0 | 0 | 0.20123 | 0.20123 | #VALUE! | #VALUE! |  |  |  | #VALUE! | #VALUE! | #VALUE! | #VALUE! | #VALUE! | #VALUE! | #VALUE!
Wednesday | 6 | 22 | 10 | 4138 | 0 | 0 | 0 | 0 | 0 | 0 | 0 | 0 | 0 | 0 | 0 | 0 | 0 | 0 | 0 | 0 | 0 | 0 | 0 | 0 | 0 | 0.022 | 0.096333 | 0.10448 | 0.076664 | 0.01075 | 0.0028793 | 0.18241 | 0.283 | 0 | 0 | 0 | 0 | 0 | 0 | 0 | 0 | 0 | 0 | 0 |  | 0 | 0 | 0 |  | #VALUE! | #VALUE! | #VALUE! | #VALUE! |  |  | #VALUE! | #VALUE! | 0 | 0 | 0.20123 | 0.20123 | #VALUE! | #VALUE! | #VALUE! | #VALUE! | 0 | 0 | 0.20123 | 0.20123 | #VALUE! | #VALUE! | #VALUE! | #VALUE! | 0 | 0 | 0.20123 | 0.20123 | #VALUE! | #VALUE! |  |  |  | #VALUE! | #VALUE! | #VALUE! | #VALUE! | #VALUE! | #VALUE! | #VALUE!
Wednesday | 6 | 22 | 11 | 4139 | 0 | 0 | 0 | 0 | 0 | 0 | 0 | 0 | 0 | 0 | 0 | 0 | 0 | 0 | 0 | 0 | 0 | 0 | 0 | 0 | 0 | 0.0575 | 0.15833 | 0.16103 | 0.31495 | 0.049 | 0.0057078 | 0.21895 | 0.3 | 0 | 0 | 0 | 0 | 0 | 0 | 0 | 0 | 0 | 0 | 0 |  | 0 | 0 | 0 |  | #VALUE! | #VALUE! | #VALUE! | #VALUE! |  |  | #VALUE! | #VALUE! | 0 | 0 | 0.20123 | 0.20123 | #VALUE! | #VALUE! | #VALUE! | #VALUE! | 0 | 0 | 0.20123 | 0.20123 | #VALUE! | #VALUE! | #VALUE! | #VALUE! | 0 | 0 | 0.20123 | 0.20123 | #VALUE! | #VALUE! |  |  |  | #VALUE! | #VALUE! | #VALUE! | #VALUE! | #VALUE! | #VALUE! | #VALUE!
Wednesday | 6 | 22 | 12 | 4140 | 0 | 0 | 0 | 0 | 0 | 0 | 0 | 0 | 0 | 0 | 0 | 0 | 0 | 0 | 0 | 0 | 0 | 0 | 0 | 0 | 0 | 0.1835 | 0.29008 | 0.29435 | 0.34542 | 0.043 | 0.032796 | 0.30349 | 0.36 | 0 | 0 | 0 | 0 | 0 | 0 | 0 | 0 | 0 | 0 | 0 |  | 0 | 0 | 0 |  | #VALUE! | #VALUE! | #VALUE! | #VALUE! |  |  | #VALUE! | #VALUE! | 0 | 0 | 0.20123 | 0.20123 | #VALUE! | #VALUE! | #VALUE! | #VALUE! | 0 | 0 | 0.20123 | 0.20123 | #VALUE! | #VALUE! | #VALUE! | #VALUE! | 0 | 0 | 0.20123 | 0.20123 | #VALUE! | #VALUE! |  |  |  | #VALUE! | #VALUE! | #VALUE! | #VALUE! | #VALUE! | #VALUE! | #VALUE!
Wednesday | 6 | 22 | 13 | 4141 | 0 | 0 | 0 | 0 | 0 | 0 | 0 | 0 | 0 | 0 | 0 | 0 | 0 | 0 | 0 | 0 | 0 | 0 | 0 | 0 | 0 | 0.2015 | 0.30842 | 0.30992 | 0.34185 | 0.13525 | 0.055229 | 0.31842 | 0.36 | 0 | 0 | 0 | 0 | 0 | 0 | 0 | 0 | 0 | 0 | 0 |  | 0 | 0 | 0 |  | #VALUE! | #VALUE! | #VALUE! | #VALUE! |  |  | #VALUE! | #VALUE! | 0 | 0 | 0.20123 | 0.20123 | #VALUE! | #VALUE! | #VALUE! | #VALUE! | 0 | 0 | 0.20123 | 0.20123 | #VALUE! | #VALUE! | #VALUE! | #VALUE! | 0 | 0 | 0.20123 | 0.20123 | #VALUE! | #VALUE! |  |  |  | #VALUE! | #VALUE! | #VALUE! | #VALUE! | #VALUE! | #VALUE! | #VALUE!
Wednesday | 6 | 22 | 14 | 4142 | 0 | 0 | 0 | 0 | 0 | 0 | 0 | 0 | 0 | 0 | 0 | 0 | 0 | 0 | 0 | 0 | 0 | 0 | 0 | 0 | 0 | 0.3055 | 0.41075 | 0.40848 | 0.36851 | 0.16325 | 0.1227 | 0.39739 | 0.411 | 0 | 0 | 0 | 0 | 0 | 0 | 0 | 0 | 0 | 0 | 0 |  | 0 | 0 | 0 |  | #VALUE! | #VALUE! | #VALUE! | #VALUE! |  |  | #VALUE! | #VALUE! | 0 | 0 | 0.20123 | 0.20123 | #VALUE! | #VALUE! | #VALUE! | #VALUE! | 0 | 0 | 0.20123 | 0.20123 | #VALUE! | #VALUE! | #VALUE! | #VALUE! | 0 | 0 | 0.20123 | 0.20123 | #VALUE! | #VALUE! |  |  |  | #VALUE! | #VALUE! | #VALUE! | #VALUE! | #VALUE! | #VALUE! | #VALUE!
Wednesday | 6 | 22 | 15 | 4143 | 0 | 0 | 0 | 0 | 0 | 0 | 0 | 0 | 0 | 0 | 0 | 0 | 0 | 0 | 0 | 0 | 0 | 0 | 0 | 0 | 0 | 0.2715 | 0.38758 | 0.37121 | 0.34835 | 0.246 | 0.16115 | 0.36895 | 0.376 | 0 | 0 | 0 | 0 | 0 | 0 | 0 | 0 | 0 | 0 | 0 |  | 0 | 0 | 0 |  | #VALUE! | #VALUE! | #VALUE! | #VALUE! |  |  | #VALUE! | #VALUE! | 0 | 0 | 0.20123 | 0.20123 | #VALUE! | #VALUE! | #VALUE! | #VALUE! | 0 | 0 | 0.20123 | 0.20123 | #VALUE! | #VALUE! | #VALUE! | #VALUE! | 0 | 0 | 0.20123 | 0.20123 | #VALUE! | #VALUE! |  |  |  | #VALUE! | #VALUE! | #VALUE! | #VALUE! | #VALUE! | #VALUE! | #VALUE!
Wednesday | 6 | 22 | 16 | 4144 | 0 | 0 | 0 | 0 | 0 | 0 | 0 | 0 | 0 | 0 | 0 | 0 | 0 | 0 | 0 | 0 | 0 | 0 | 0 | 0 | 0 | 0.3405 | 0.43367 | 0.4565 | 0.36618 | 0.24125 | 0.1915 | 0.42051 | 0.411 | 0 | 0 | 0 | 0 | 0 | 0 | 0 | 0 | 0 | 0 | 0 |  | 0 | 0 | 0 |  | #VALUE! | #VALUE! | #VALUE! | #VALUE! |  |  | #VALUE! | #VALUE! | 0 | 0 | 0.20123 | 0.20123 | #VALUE! | #VALUE! | #VALUE! | #VALUE! | 0 | 0 | 0.20123 | 0.20123 | #VALUE! | #VALUE! | #VALUE! | #VALUE! | 0 | 0 | 0.20123 | 0.20123 | #VALUE! | #VALUE! |  |  |  | #VALUE! | #VALUE! | #VALUE! | #VALUE! | #VALUE! | #VALUE! | #VALUE!
Wednesday | 6 | 22 | 17 | 4145 | 0 | 0 | 0 | 0 | 0 | 0 | 0 | 0 | 0 | 0 | 0 | 0 | 0 | 0 | 0 | 0 | 0 | 0 | 0 | 0 | 0 | 0.36 | 0.47408 | 0.48809 | 0.37221 | 0.24875 | 0.22142 | 0.47784 | 0.455 | 0 | 0 | 0 | 0 | 0 | 0 | 0 | 0 | 0 | 0 | 0 |  | 0 | 0 | 0 |  | #VALUE! | #VALUE! | #VALUE! | #VALUE! |  |  | #VALUE! | #VALUE! | 0 | 0 | 0.20123 | 0.20123 | #VALUE! | #VALUE! | #VALUE! | #VALUE! | 0 | 0 | 0.20123 | 0.20123 | #VALUE! | #VALUE! | #VALUE! | #VALUE! | 0 | 0 | 0.20123 | 0.20123 | #VALUE! | #VALUE! |  |  |  | #VALUE! | #VALUE! | #VALUE! | #VALUE! | #VALUE! | #VALUE! | #VALUE!
Wednesday | 6 | 22 | 18 | 4146 | 0 | 0 | 0 | 0 | 0 | 0 | 0 | 0 | 0 | 0 | 0 | 0 | 0 | 0 | 0 | 0 | 0 | 0 | 0 | 0 | 0 | 0.349 | 0.45317 | 0.46119 | 0.34163 | 0.13425 | 0.21205 | 0.45305 | 0.451 | 0 | 0 | 0 | 0 | 0 | 0 | 0 | 0 | 0 | 0 | 0 |  | 0 | 0 | 0 |  | #VALUE! | #VALUE! | #VALUE! | #VALUE! |  |  | #VALUE! | #VALUE! | 0 | 0 | 0.20123 | 0.20123 | #VALUE! | #VALUE! | #VALUE! | #VALUE! | 0 | 0 | 0.20123 | 0.20123 | #VALUE! | #VALUE! | #VALUE! | #VALUE! | 0 | 0 | 0.20123 | 0.20123 | #VALUE! | #VALUE! |  |  |  | #VALUE! | #VALUE! | #VALUE! | #VALUE! | #VALUE! | #VALUE! | #VALUE!
Wednesday | 6 | 22 | 19 | 4147 | 0 | 0 | 0 | 0 | 0 | 0 | 0 | 0 | 0 | 0 | 0 | 0 | 0 | 0 | 0 | 0 | 0 | 0 | 0 | 0 | 0 | 0.264 | 0.34117 | 0.35747 | 0.29746 | 0.112 | 0.18061 | 0.38028 | 0.395 | 0 | 0 | 0 | 0 | 0 | 0 | 0 | 0 | 0 | 0 | 0 |  | 0 | 0 | 0 |  | #VALUE! | #VALUE! | #VALUE! | #VALUE! |  |  | #VALUE! | #VALUE! | 0 | 0 | 0.20123 | 0.20123 | #VALUE! | #VALUE! | #VALUE! | #VALUE! | 0 | 0 | 0.20123 | 0.20123 | #VALUE! | #VALUE! | #VALUE! | #VALUE! | 0 | 0 | 0.20123 | 0.20123 | #VALUE! | #VALUE! |  |  |  | #VALUE! | #VALUE! | #VALUE! | #VALUE! | #VALUE! | #VALUE! | #VALUE!
Wednesday | 6 | 22 | 20 | 4148 | 0 | 0 | 0 | 0 | 0 | 0 | 0 | 0 | 0 | 0 | 0 | 0 | 0 | 0 | 0 | 0 | 0 | 0 | 0 | 0 | 0 | 0.0425 | 0.12617 | 0.11697 | 0.11269 | 0.0485 | 0.011883 | 0.22775 | 0.314 | 0 | 0 | 0 | 0 | 0 | 0 | 0 | 0 | 0 | 0 | 0 |  | 0 | 0 | 0 |  | #VALUE! | #VALUE! | #VALUE! | #VALUE! |  |  | #VALUE! | #VALUE! | 0 | 0 | 0.20123 | 0.20123 | #VALUE! | #VALUE! | #VALUE! | #VALUE! | 0 | 0 | 0.20123 | 0.20123 | #VALUE! | #VALUE! | #VALUE! | #VALUE! | 0 | 0 | 0.20123 | 0.20123 | #VALUE! | #VALUE! |  |  |  | #VALUE! | #VALUE! | #VALUE! | #VALUE! | #VALUE! | #VALUE! | #VALUE!
Wednesday | 6 | 22 | 21 | 4149 | 0 | 0 | 0 | 0 | 0 | 0 | 0 | 0 | 0 | 0 | 0 | 0 | 0 | 0 | 0 | 0 | 0 | 0 | 0 | 0 | 0 | 0 | 0.0025 | 0.0075755 | 0.021647 | 0 | 0.0014685 | 0.12258 | 0.217 | 0 | 0 | 0 | 0 | 0 | 0 | 0 | 0 | 0 | 0 | 0 |  | 0 | 0 | 0 |  | #VALUE! | #VALUE! | #VALUE! | #VALUE! |  |  | #VALUE! | #VALUE! | 0 | 0 | 0.20123 | 0.20123 | #VALUE! | #VALUE! | #VALUE! | #VALUE! | 0 | 0 | 0.20123 | 0.20123 | #VALUE! | #VALUE! | #VALUE! | #VALUE! | 0 | 0 | 0.20123 | 0.20123 | #VALUE! | #VALUE! |  |  |  | #VALUE! | #VALUE! | #VALUE! | #VALUE! | #VALUE! | #VALUE! | #VALUE!
Wednesday | 6 | 22 | 22 | 4150 | 0 | 0 | 0 | 0 | 0 | 0 | 0 | 0 | 0 | 0 | 0 | 0 | 0 | 0 | 0 | 0 | 0 | 0 | 0 | 0 | 0 | 0 | 0 | 0 | 0.014305 | 0 | 0.00093082 | 0.061862 | 0.145 | 0 | 0 | 0 | 0 | 0 | 0 | 0 | 0 | 0 | 0 | 0 |  | 0 | 0 | 0 |  | #VALUE! | #VALUE! | #VALUE! | #VALUE! |  |  | #VALUE! | #VALUE! | 0 | 0 | 0.20123 | 0.20123 | #VALUE! | #VALUE! | #VALUE! | #VALUE! | 0 | 0 | 0.20123 | 0.20123 | #VALUE! | #VALUE! | #VALUE! | #VALUE! | 0 | 0 | 0.20123 | 0.20123 | #VALUE! | #VALUE! |  |  |  | #VALUE! | #VALUE! | #VALUE! | #VALUE! | #VALUE! | #VALUE! | #VALUE!
Wednesday | 6 | 22 | 23 | 4151 | 0 | 0 | 0 | 0 | 0 | 0 | 0 | 0 | 0 | 0 | 0 | 0 | 0 | 0 | 0 | 0 | 0 | 0 | 0 | 0 | 0 | 0 | 0 | 0 | 0.013276 | 0 | 0.00040472 | 0.076639 | 0.192 | 0 | 0 | 0 | 0 | 0 | 0 | 0 | 0 | 0 | 0 | 0 |  | 0 | 0 | 0 |  | #VALUE! | #VALUE! | #VALUE! | #VALUE! |  |  | #VALUE! | #VALUE! | 0 | 0 | 0.20123 | 0.20123 | #VALUE! | #VALUE! | #VALUE! | #VALUE! | 0 | 0 | 0.20123 | 0.20123 | #VALUE! | #VALUE! | #VALUE! | #VALUE! | 0 | 0 | 0.20123 | 0.20123 | #VALUE! | #VALUE! |  |  |  | #VALUE! | #VALUE! | #VALUE! | #VALUE! | #VALUE! | #VALUE! | #VALUE!
Wednesday | 6 | 22 | 24 | 4152 | 0 | 0 | 0 | 0 | 0 | 0 | 0 | 0 | 0 | 0 | 0 | 0 | 0 | 0 | 0 | 0 | 0 | 0 | 0 | 0 | 0 | 0 | 0 | 0 | 0 | 0 | 0 | 0.016267 | 0.074 | 0 | 0 | 0 | 0 | 0 | 0 | 0 | 0 | 0 | 0 | 0 |  | 0 | 0 | 0 |  | #VALUE! | #VALUE! | #VALUE! | #VALUE! |  |  | #VALUE! | #VALUE! | 0 | 0 | 0.20123 | 0.20123 | #VALUE! | #VALUE! | #VALUE! | #VALUE! | 0 | 0 | 0.20123 | 0.20123 | #VALUE! | #VALUE! | #VALUE! | #VALUE! | 0 | 0 | 0.20123 | 0.20123 | #VALUE! | #VALUE! |  |  |  | #VALUE! | #VALUE! | #VALUE! | #VALUE! | #VALUE! | #VALUE! | #VALUE!
Thursday | 6 | 23 | 1 | 4153 | 0 | 0 | 0 | 0 | 0 | 0 | 0 | 0 | 0 | 0 | 0 | 0 | 0 | 0 | 0 | 0 | 0 | 0 | 0 | 0 | 0 | 0 | 0 | 0 | 0 | 0 | 0 | 0.014615 | 0.07 | 0 | 0 | 0 | 0 | 0 | 0 | 0 | 0 | 0 | 0 | 0 |  | 0 | 0 | 0 |  | #VALUE! | #VALUE! | #VALUE! | #VALUE! |  |  | #VALUE! | #VALUE! | 0 | 0 | 0.20123 | 0.20123 | #VALUE! | #VALUE! | #VALUE! | #VALUE! | 0 | 0 | 0.20123 | 0.20123 | #VALUE! | #VALUE! | #VALUE! | #VALUE! | 0 | 0 | 0.20123 | 0.20123 | #VALUE! | #VALUE! |  |  |  | #VALUE! | #VALUE! | #VALUE! | #VALUE! | #VALUE! | #VALUE! | #VALUE!
Thursday | 6 | 23 | 2 | 4154 | 0 | 0 | 0 | 0 | 0 | 0 | 0 | 0 | 0 | 0 | 0 | 0 | 0 | 0 | 0 | 0 | 0 | 0 | 0 | 0 | 0 | 0 | 0 | 0 | 0 | 0 | 0 | 0.0063448 | 0.024 | 0 | 0 | 0 | 0 | 0 | 0 | 0 | 0 | 0 | 0 | 0 |  | 0 | 0 | 0 |  | #VALUE! | #VALUE! | #VALUE! | #VALUE! |  |  | #VALUE! | #VALUE! | 0 | 0 | 0.20123 | 0.20123 | #VALUE! | #VALUE! | #VALUE! | #VALUE! | 0 | 0 | 0.20123 | 0.20123 | #VALUE! | #VALUE! | #VALUE! | #VALUE! | 0 | 0 | 0.20123 | 0.20123 | #VALUE! | #VALUE! |  |  |  | #VALUE! | #VALUE! | #VALUE! | #VALUE! | #VALUE! | #VALUE! | #VALUE!
Thursday | 6 | 23 | 3 | 4155 | 0 | 0 | 0 | 0 | 0 | 0 | 0 | 0 | 0 | 0 | 0 | 0 | 0 | 0 | 0 | 0 | 0 | 0 | 0 | 0 | 0 | 0 | 0 | 0 | 0 | 0 | 0 | 0 | 0 | 0 | 0 | 0 | 0 | 0 | 0 | 0 | 0 | 0 | 0 | 0 |  | 0 | 0 | 0 |  | #VALUE! | #VALUE! | #VALUE! | #VALUE! |  |  | #VALUE! | #VALUE! | 0 | 0 | 0.20123 | 0.20123 | #VALUE! | #VALUE! | #VALUE! | #VALUE! | 0 | 0 | 0.20123 | 0.20123 | #VALUE! | #VALUE! | #VALUE! | #VALUE! | 0 | 0 | 0.20123 | 0.20123 | #VALUE! | #VALUE! |  |  |  | #VALUE! | #VALUE! | #VALUE! | #VALUE! | #VALUE! | #VALUE! | #VALUE!
Thursday | 6 | 23 | 4 | 4156 | 0 | 0 | 0 | 0 | 0 | 0 | 0 | 0 | 0 | 0 | 0 | 0 | 0 | 0 | 0 | 0 | 0 | 0 | 0 | 0 | 0 | 0 | 0 | 0 | 0 | 0 | 0 | 0 | 0 | 0 | 0 | 0 | 0 | 0 | 0 | 0 | 0 | 0 | 0 | 0 |  | 0 | 0 | 0 |  | #VALUE! | #VALUE! | #VALUE! | #VALUE! |  |  | #VALUE! | #VALUE! | 0 | 0 | 0.20123 | 0.20123 | #VALUE! | #VALUE! | #VALUE! | #VALUE! | 0 | 0 | 0.20123 | 0.20123 | #VALUE! | #VALUE! | #VALUE! | #VALUE! | 0 | 0 | 0.20123 | 0.20123 | #VALUE! | #VALUE! |  |  |  | #VALUE! | #VALUE! | #VALUE! | #VALUE! | #VALUE! | #VALUE! | #VALUE!
Thursday | 6 | 23 | 5 | 4157 | 0 | 0 | 0 | 0 | 0 | 0 | 0 | 0 | 0 | 0 | 0 | 0 | 0 | 0 | 0 | 0 | 0 | 0 | 0 | 0 | 0 | 0 | 0 | 0 | 0 | 0 | 0 | 0 | 0 | 0 | 0 | 0 | 0 | 0 | 0 | 0 | 0 | 0 | 0 | 0 |  | 0 | 0 | 0 |  | #VALUE! | #VALUE! | #VALUE! | #VALUE! |  |  | #VALUE! | #VALUE! | 0 | 0 | 0.20123 | 0.20123 | #VALUE! | #VALUE! | #VALUE! | #VALUE! | 0 | 0 | 0.20123 | 0.20123 | #VALUE! | #VALUE! | #VALUE! | #VALUE! | 0 | 0 | 0.20123 | 0.20123 | #VALUE! | #VALUE! |  |  |  | #VALUE! | #VALUE! | #VALUE! | #VALUE! | #VALUE! | #VALUE! | #VALUE!
Thursday | 6 | 23 | 6 | 4158 | 0 | 0 | 0 | 0 | 0 | 0 | 0 | 0 | 0 | 0 | 0 | 0 | 0 | 0 | 0 | 0 | 0 | 0 | 0 | 0 | 0 | 0 | 0 | 0 | 0 | 0 | 0 | 0.003331 | 0 | 0 | 0 | 0 | 0 | 0 | 0 | 0 | 0 | 0 | 0 | 0 |  | 0 | 0 | 0 |  | #VALUE! | #VALUE! | #VALUE! | #VALUE! |  |  | #VALUE! | #VALUE! | 0 | 0 | 0.20123 | 0.20123 | #VALUE! | #VALUE! | #VALUE! | #VALUE! | 0 | 0 | 0.20123 | 0.20123 | #VALUE! | #VALUE! | #VALUE! | #VALUE! | 0 | 0 | 0.20123 | 0.20123 | #VALUE! | #VALUE! |  |  |  | #VALUE! | #VALUE! | #VALUE! | #VALUE! | #VALUE! | #VALUE! | #VALUE!
Thursday | 6 | 23 | 7 | 4159 | 0 | 0 | 0 | 0 | 0 | 0 | 0 | 0 | 0 | 0 | 0 | 0 | 0 | 0 | 0 | 0 | 0 | 0 | 0 | 0 | 0 | 0 | 0 | 0 | 0.015394 | 0 | 0.043948 | 0.041739 | 0.166 | 0 | 0 | 0 | 0 | 0 | 0 | 0 | 0 | 0 | 0 | 0 |  | 0 | 0 | 0 |  | #VALUE! | #VALUE! | #VALUE! | #VALUE! |  |  | #VALUE! | #VALUE! | 0 | 0 | 0.20123 | 0.20123 | #VALUE! | #VALUE! | #VALUE! | #VALUE! | 0 | 0 | 0.20123 | 0.20123 | #VALUE! | #VALUE! | #VALUE! | #VALUE! | 0 | 0 | 0.20123 | 0.20123 | #VALUE! | #VALUE! |  |  |  | #VALUE! | #VALUE! | #VALUE! | #VALUE! | #VALUE! | #VALUE! | #VALUE!
Thursday | 6 | 23 | 8 | 4160 | 0 | 0 | 0 | 0 | 0 | 0 | 0 | 0 | 0 | 0 | 0 | 0 | 0 | 0 | 0 | 0 | 0 | 0 | 0 | 0 | 0 | 0 | 0.013 | 0.024316 | 0.075256 | 0.0045 | 0.0544 | 0.19434 | 0.375 | 0 | 0 | 0 | 0 | 0 | 0 | 0 | 0 | 0 | 0 | 0 |  | 0 | 0 | 0 |  | #VALUE! | #VALUE! | #VALUE! | #VALUE! |  |  | #VALUE! | #VALUE! | 0 | 0 | 0.20123 | 0.20123 | #VALUE! | #VALUE! | #VALUE! | #VALUE! | 0 | 0 | 0.20123 | 0.20123 | #VALUE! | #VALUE! | #VALUE! | #VALUE! | 0 | 0 | 0.20123 | 0.20123 | #VALUE! | #VALUE! |  |  |  | #VALUE! | #VALUE! | #VALUE! | #VALUE! | #VALUE! | #VALUE! | #VALUE!
Thursday | 6 | 23 | 9 | 4161 | 0 | 0 | 0 | 0 | 0 | 0 | 0 | 0 | 0 | 0 | 0 | 0 | 0 | 0 | 0 | 0 | 0 | 0 | 0 | 0 | 0 | 0.04 | 0.17233 | 0.16869 | 0.2592 | 0.0895 | 0.0041375 | 0.27094 | 0.399 | 0 | 0 | 0 | 0 | 0 | 0 | 0 | 0 | 0 | 0 | 0 |  | 0 | 0 | 0 |  | #VALUE! | #VALUE! | #VALUE! | #VALUE! |  |  | #VALUE! | #VALUE! | 0 | 0 | 0.20123 | 0.20123 | #VALUE! | #VALUE! | #VALUE! | #VALUE! | 0 | 0 | 0.20123 | 0.20123 | #VALUE! | #VALUE! | #VALUE! | #VALUE! | 0 | 0 | 0.20123 | 0.20123 | #VALUE! | #VALUE! |  |  |  | #VALUE! | #VALUE! | #VALUE! | #VALUE! | #VALUE! | #VALUE! | #VALUE!
Thursday | 6 | 23 | 10 | 4162 | 0 | 0 | 0 | 0 | 0 | 0 | 0 | 0 | 0 | 0 | 0 | 0 | 0 | 0 | 0 | 0 | 0 | 0 | 0 | 0 | 0 | 0.1745 | 0.28217 | 0.28347 | 0.42662 | 0.2145 | 0.033585 | 0.31586 | 0.387 | 0 | 0 | 0 | 0 | 0 | 0 | 0 | 0 | 0 | 0 | 0 |  | 0 | 0 | 0 |  | #VALUE! | #VALUE! | #VALUE! | #VALUE! |  |  | #VALUE! | #VALUE! | 0 | 0 | 0.20123 | 0.20123 | #VALUE! | #VALUE! | #VALUE! | #VALUE! | 0 | 0 | 0.20123 | 0.20123 | #VALUE! | #VALUE! | #VALUE! | #VALUE! | 0 | 0 | 0.20123 | 0.20123 | #VALUE! | #VALUE! |  |  |  | #VALUE! | #VALUE! | #VALUE! | #VALUE! | #VALUE! | #VALUE! | #VALUE!
Thursday | 6 | 23 | 11 | 4163 | 0 | 0 | 0 | 0 | 0 | 0 | 0 | 0 | 0 | 0 | 0 | 0 | 0 | 0 | 0 | 0 | 0 | 0 | 0 | 0 | 0 | 0.3095 | 0.41833 | 0.42736 | 0.43459 | 0.35225 | 0.05376 | 0.4238 | 0.448 | 0 | 0 | 0 | 0 | 0 | 0 | 0 | 0 | 0 | 0 | 0 |  | 0 | 0 | 0 |  | #VALUE! | #VALUE! | #VALUE! | #VALUE! |  |  | #VALUE! | #VALUE! | 0 | 0 | 0.20123 | 0.20123 | #VALUE! | #VALUE! | #VALUE! | #VALUE! | 0 | 0 | 0.20123 | 0.20123 | #VALUE! | #VALUE! | #VALUE! | #VALUE! | 0 | 0 | 0.20123 | 0.20123 | #VALUE! | #VALUE! |  |  |  | #VALUE! | #VALUE! | #VALUE! | #VALUE! | #VALUE! | #VALUE! | #VALUE!
Thursday | 6 | 23 | 12 | 4164 | 0 | 0 | 0 | 0 | 0 | 0 | 0 | 0 | 0 | 0 | 0 | 0 | 0 | 0 | 0 | 0 | 0 | 0 | 0 | 0 | 0 | 0.351 | 0.49167 | 0.49113 | 0.45711 | 0.3725 | 0.13577 | 0.51373 | 0.523 | 0 | 0 | 0 | 0 | 0 | 0 | 0 | 0 | 0 | 0 | 0 |  | 0 | 0 | 0 |  | #VALUE! | #VALUE! | #VALUE! | #VALUE! |  |  | #VALUE! | #VALUE! | 0 | 0 | 0.20123 | 0.20123 | #VALUE! | #VALUE! | #VALUE! | #VALUE! | 0 | 0 | 0.20123 | 0.20123 | #VALUE! | #VALUE! | #VALUE! | #VALUE! | 0 | 0 | 0.20123 | 0.20123 | #VALUE! | #VALUE! |  |  |  | #VALUE! | #VALUE! | #VALUE! | #VALUE! | #VALUE! | #VALUE! | #VALUE!
Thursday | 6 | 23 | 13 | 4165 | 0 | 0 | 0 | 0 | 0 | 0 | 0 | 0 | 0 | 0 | 0 | 0 | 0 | 0 | 0 | 0 | 0 | 0 | 0 | 0 | 0 | 0.3645 | 0.50858 | 0.50028 | 0.43253 | 0.387 | 0.21376 | 0.51863 | 0.526 | 0 | 0 | 0 | 0 | 0 | 0 | 0 | 0 | 0 | 0 | 0 |  | 0 | 0 | 0 |  | #VALUE! | #VALUE! | #VALUE! | #VALUE! |  |  | #VALUE! | #VALUE! | 0 | 0 | 0.20123 | 0.20123 | #VALUE! | #VALUE! | #VALUE! | #VALUE! | 0 | 0 | 0.20123 | 0.20123 | #VALUE! | #VALUE! | #VALUE! | #VALUE! | 0 | 0 | 0.20123 | 0.20123 | #VALUE! | #VALUE! |  |  |  | #VALUE! | #VALUE! | #VALUE! | #VALUE! | #VALUE! | #VALUE! | #VALUE!
Thursday | 6 | 23 | 14 | 4166 | 0 | 0 | 0 | 0 | 0 | 0 | 0 | 0 | 0 | 0 | 0 | 0 | 0 | 0 | 0 | 0 | 0 | 0 | 0 | 0 | 0 | 0.3915 | 0.53808 | 0.52639 | 0.44559 | 0.4655 | 0.26836 | 0.55724 | 0.578 | 0 | 0 | 0 | 0 | 0 | 0 | 0 | 0 | 0 | 0 | 0 |  | 0 | 0 | 0 |  | #VALUE! | #VALUE! | #VALUE! | #VALUE! |  |  | #VALUE! | #VALUE! | 0 | 0 | 0.20123 | 0.20123 | #VALUE! | #VALUE! | #VALUE! | #VALUE! | 0 | 0 | 0.20123 | 0.20123 | #VALUE! | #VALUE! | #VALUE! | #VALUE! | 0 | 0 | 0.20123 | 0.20123 | #VALUE! | #VALUE! |  |  |  | #VALUE! | #VALUE! | #VALUE! | #VALUE! | #VALUE! | #VALUE! | #VALUE!
Thursday | 6 | 23 | 15 | 4167 | 0 | 0 | 0 | 0 | 0 | 0 | 0 | 0 | 0 | 0 | 0 | 0 | 0 | 0 | 0 | 0 | 0 | 0 | 0 | 0 | 0 | 0.4095 | 0.55808 | 0.54724 | 0.44861 | 0.46 | 0.30647 | 0.58116 | 0.573 | 0 | 0 | 0 | 0 | 0 | 0 | 0 | 0 | 0 | 0 | 0 |  | 0 | 0 | 0 |  | #VALUE! | #VALUE! | #VALUE! | #VALUE! |  |  | #VALUE! | #VALUE! | 0 | 0 | 0.20123 | 0.20123 | #VALUE! | #VALUE! | #VALUE! | #VALUE! | 0 | 0 | 0.20123 | 0.20123 | #VALUE! | #VALUE! | #VALUE! | #VALUE! | 0 | 0 | 0.20123 | 0.20123 | #VALUE! | #VALUE! |  |  |  | #VALUE! | #VALUE! | #VALUE! | #VALUE! | #VALUE! | #VALUE! | #VALUE!
Thursday | 6 | 23 | 16 | 4168 | 0 | 0 | 0 | 0 | 0 | 0 | 0 | 0 | 0 | 0 | 0 | 0 | 0 | 0 | 0 | 0 | 0 | 0 | 0 | 0 | 0 | 0.425 | 0.5725 | 0.56413 | 0.4441 | 0.45675 | 0.32818 | 0.60145 | 0.599 | 0 | 0 | 0 | 0 | 0 | 0 | 0 | 0 | 0 | 0 | 0 |  | 0 | 0 | 0 |  | #VALUE! | #VALUE! | #VALUE! | #VALUE! |  |  | #VALUE! | #VALUE! | 0 | 0 | 0.20123 | 0.20123 | #VALUE! | #VALUE! | #VALUE! | #VALUE! | 0 | 0 | 0.20123 | 0.20123 | #VALUE! | #VALUE! | #VALUE! | #VALUE! | 0 | 0 | 0.20123 | 0.20123 | #VALUE! | #VALUE! |  |  |  | #VALUE! | #VALUE! | #VALUE! | #VALUE! | #VALUE! | #VALUE! | #VALUE!
Thursday | 6 | 23 | 17 | 4169 | 0 | 0 | 0 | 0 | 0 | 0 | 0 | 0 | 0 | 0 | 0 | 0 | 0 | 0 | 0 | 0 | 0 | 0 | 0 | 0 | 0 | 0.427 | 0.56758 | 0.56223 | 0.42767 | 0.44625 | 0.33295 | 0.60344 | 0.6 | 0 | 0 | 0 | 0 | 0 | 0 | 0 | 0 | 0 | 0 | 0 |  | 0 | 0 | 0 |  | #VALUE! | #VALUE! | #VALUE! | #VALUE! |  |  | #VALUE! | #VALUE! | 0 | 0 | 0.20123 | 0.20123 | #VALUE! | #VALUE! | #VALUE! | #VALUE! | 0 | 0 | 0.20123 | 0.20123 | #VALUE! | #VALUE! | #VALUE! | #VALUE! | 0 | 0 | 0.20123 | 0.20123 | #VALUE! | #VALUE! |  |  |  | #VALUE! | #VALUE! | #VALUE! | #VALUE! | #VALUE! | #VALUE! | #VALUE!
Thursday | 6 | 23 | 18 | 4170 | 0 | 0 | 0 | 0 | 0 | 0 | 0 | 0 | 0 | 0 | 0 | 0 | 0 | 0 | 0 | 0 | 0 | 0 | 0 | 0 | 0 | 0.4275 | 0.56592 | 0.55945 | 0.42538 | 0.422 | 0.31173 | 0.60455 | 0.606 | 0 | 0 | 0 | 0 | 0 | 0 | 0 | 0 | 0 | 0 | 0 |  | 0 | 0 | 0 |  | #VALUE! | #VALUE! | #VALUE! | #VALUE! |  |  | #VALUE! | #VALUE! | 0 | 0 | 0.20123 | 0.20123 | #VALUE! | #VALUE! | #VALUE! | #VALUE! | 0 | 0 | 0.20123 | 0.20123 | #VALUE! | #VALUE! | #VALUE! | #VALUE! | 0 | 0 | 0.20123 | 0.20123 | #VALUE! | #VALUE! |  |  |  | #VALUE! | #VALUE! | #VALUE! | #VALUE! | #VALUE! | #VALUE! | #VALUE!
Thursday | 6 | 23 | 19 | 4171 | 0 | 0 | 0 | 0 | 0 | 0 | 0 | 0 | 0 | 0 | 0 | 0 | 0 | 0 | 0 | 0 | 0 | 0 | 0 | 0 | 0 | 0.4245 | 0.55517 | 0.55273 | 0.41558 | 0.30275 | 0.27188 | 0.60116 | 0.606 | 0 | 0 | 0 | 0 | 0 | 0 | 0 | 0 | 0 | 0 | 0 |  | 0 | 0 | 0 |  | #VALUE! | #VALUE! | #VALUE! | #VALUE! |  |  | #VALUE! | #VALUE! | 0 | 0 | 0.20123 | 0.20123 | #VALUE! | #VALUE! | #VALUE! | #VALUE! | 0 | 0 | 0.20123 | 0.20123 | #VALUE! | #VALUE! | #VALUE! | #VALUE! | 0 | 0 | 0.20123 | 0.20123 | #VALUE! | #VALUE! |  |  |  | #VALUE! | #VALUE! | #VALUE! | #VALUE! | #VALUE! | #VALUE! | #VALUE!
Thursday | 6 | 23 | 20 | 4172 | 0 | 0 | 0 | 0 | 0 | 0 | 0 | 0 | 0 | 0 | 0 | 0 | 0 | 0 | 0 | 0 | 0 | 0 | 0 | 0 | 0 | 0.38 | 0.48517 | 0.48546 | 0.35545 | 0.224 | 0.17859 | 0.52459 | 0.531 | 0 | 0 | 0 | 0 | 0 | 0 | 0 | 0 | 0 | 0 | 0 |  | 0 | 0 | 0 |  | #VALUE! | #VALUE! | #VALUE! | #VALUE! |  |  | #VALUE! | #VALUE! | 0 | 0 | 0.20123 | 0.20123 | #VALUE! | #VALUE! | #VALUE! | #VALUE! | 0 | 0 | 0.20123 | 0.20123 | #VALUE! | #VALUE! | #VALUE! | #VALUE! | 0 | 0 | 0.20123 | 0.20123 | #VALUE! | #VALUE! |  |  |  | #VALUE! | #VALUE! | #VALUE! | #VALUE! | #VALUE! | #VALUE! | #VALUE!
Thursday | 6 | 23 | 21 | 4173 | 0 | 0 | 0 | 0 | 0 | 0 | 0 | 0 | 0 | 0 | 0 | 0 | 0 | 0 | 0 | 0 | 0 | 0 | 0 | 0 | 0 | 0.218 | 0.23933 | 0.23575 | 0.13881 | 0.1495 | 0.053185 | 0.33835 | 0.405 | 0 | 0 | 0 | 0 | 0 | 0 | 0 | 0 | 0 | 0 | 0 |  | 0 | 0 | 0 |  | #VALUE! | #VALUE! | #VALUE! | #VALUE! |  |  | #VALUE! | #VALUE! | 0 | 0 | 0.20123 | 0.20123 | #VALUE! | #VALUE! | #VALUE! | #VALUE! | 0 | 0 | 0.20123 | 0.20123 | #VALUE! | #VALUE! | #VALUE! | #VALUE! | 0 | 0 | 0.20123 | 0.20123 | #VALUE! | #VALUE! |  |  |  | #VALUE! | #VALUE! | #VALUE! | #VALUE! | #VALUE! | #VALUE! | #VALUE!
Thursday | 6 | 23 | 22 | 4174 | 0 | 0 | 0 | 0 | 0 | 0 | 0 | 0 | 0 | 0 | 0 | 0 | 0 | 0 | 0 | 0 | 0 | 0 | 0 | 0 | 0 | 0.0305 | 0.12567 | 0.11714 | 0.11812 | 0.06475 | 0.02376 | 0.24603 | 0.349 | 0 | 0 | 0 | 0 | 0 | 0 | 0 | 0 | 0 | 0 | 0 |  | 0 | 0 | 0 |  | #VALUE! | #VALUE! | #VALUE! | #VALUE! |  |  | #VALUE! | #VALUE! | 0 | 0 | 0.20123 | 0.20123 | #VALUE! | #VALUE! | #VALUE! | #VALUE! | 0 | 0 | 0.20123 | 0.20123 | #VALUE! | #VALUE! | #VALUE! | #VALUE! | 0 | 0 | 0.20123 | 0.20123 | #VALUE! | #VALUE! |  |  |  | #VALUE! | #VALUE! | #VALUE! | #VALUE! | #VALUE! | #VALUE! | #VALUE!
Thursday | 6 | 23 | 23 | 4175 | 0 | 0 | 0 | 0 | 0 | 0 | 0 | 0 | 0 | 0 | 0 | 0 | 0 | 0 | 0 | 0 | 0 | 0 | 0 | 0 | 0 | 0 | 0 | 0.0004375 | 0.02442 | 0.0595 | 0.00087881 | 0.09724 | 0.201 | 0 | 0 | 0 | 0 | 0 | 0 | 0 | 0 | 0 | 0 | 0 |  | 0 | 0 | 0 |  | #VALUE! | #VALUE! | #VALUE! | #VALUE! |  |  | #VALUE! | #VALUE! | 0 | 0 | 0.20123 | 0.20123 | #VALUE! | #VALUE! | #VALUE! | #VALUE! | 0 | 0 | 0.20123 | 0.20123 | #VALUE! | #VALUE! | #VALUE! | #VALUE! | 0 | 0 | 0.20123 | 0.20123 | #VALUE! | #VALUE! |  |  |  | #VALUE! | #VALUE! | #VALUE! | #VALUE! | #VALUE! | #VALUE! | #VALUE!
Thursday | 6 | 23 | 24 | 4176 | 0 | 0 | 0 | 0 | 0 | 0 | 0 | 0 | 0 | 0 | 0 | 0 | 0 | 0 | 0 | 0 | 0 | 0 | 0 | 0 | 0 | 0 | 0 | 0 | 0.023512 | 0.015 | 0.00084412 | 0.090045 | 0.198 | 0 | 0 | 0 | 0 | 0 | 0 | 0 | 0 | 0 | 0 | 0 |  | 0 | 0 | 0 |  | #VALUE! | #VALUE! | #VALUE! | #VALUE! |  |  | #VALUE! | #VALUE! | 0 | 0 | 0.20123 | 0.20123 | #VALUE! | #VALUE! | #VALUE! | #VALUE! | 0 | 0 | 0.20123 | 0.20123 | #VALUE! | #VALUE! | #VALUE! | #VALUE! | 0 | 0 | 0.20123 | 0.20123 | #VALUE! | #VALUE! |  |  |  | #VALUE! | #VALUE! | #VALUE! | #VALUE! | #VALUE! | #VALUE! | #VALUE!
Friday | 6 | 24 | 1 | 4177 | 0 | 0 | 0 | 0 | 0 | 0 | 0 | 0 | 0 | 0 | 0 | 0 | 0 | 0 | 0 | 0 | 0 | 0 | 0 | 0 | 0 | 0 | 0 | 0 | 0.013941 | 0 | 0 | 0.035583 | 0.112 | 0 | 0 | 0 | 0 | 0 | 0 | 0 | 0 | 0 | 0 | 0 |  | 0 | 0 | 0 |  | #VALUE! | #VALUE! | #VALUE! | #VALUE! |  |  | #VALUE! | #VALUE! | 0 | 0 | 0.20123 | 0.20123 | #VALUE! | #VALUE! | #VALUE! | #VALUE! | 0 | 0 | 0.20123 | 0.20123 | #VALUE! | #VALUE! | #VALUE! | #VALUE! | 0 | 0 | 0.20123 | 0.20123 | #VALUE! | #VALUE! |  |  |  | #VALUE! | #VALUE! | #VALUE! | #VALUE! | #VALUE! | #VALUE! | #VALUE!
Friday | 6 | 24 | 2 | 4178 | 0 | 0 | 0 | 0 | 0 | 0 | 0 | 0 | 0 | 0 | 0 | 0 | 0 | 0 | 0 | 0 | 0 | 0 | 0 | 0 | 0 | 0 | 0 | 0 | 0.0098344 | 0.009 | 0 | 0.025298 | 0.101 | 0 | 0 | 0 | 0 | 0 | 0 | 0 | 0 | 0 | 0 | 0 |  | 0 | 0 | 0 |  | #VALUE! | #VALUE! | #VALUE! | #VALUE! |  |  | #VALUE! | #VALUE! | 0 | 0 | 0.20123 | 0.20123 | #VALUE! | #VALUE! | #VALUE! | #VALUE! | 0 | 0 | 0.20123 | 0.20123 | #VALUE! | #VALUE! | #VALUE! | #VALUE! | 0 | 0 | 0.20123 | 0.20123 | #VALUE! | #VALUE! |  |  |  | #VALUE! | #VALUE! | #VALUE! | #VALUE! | #VALUE! | #VALUE! | #VALUE!
Friday | 6 | 24 | 3 | 4179 | 0 | 0 | 0 | 0 | 0 | 0 | 0 | 0 | 0 | 0 | 0 | 0 | 0 | 0 | 0 | 0 | 0 | 0 | 0 | 0 | 0 | 0 | 0 | 0 | 0.010447 | 0 | 0 | 0.03854 | 0.144 | 0 | 0 | 0 | 0 | 0 | 0 | 0 | 0 | 0 | 0 | 0 |  | 0 | 0 | 0 |  | #VALUE! | #VALUE! | #VALUE! | #VALUE! |  |  | #VALUE! | #VALUE! | 0 | 0 | 0.20123 | 0.20123 | #VALUE! | #VALUE! | #VALUE! | #VALUE! | 0 | 0 | 0.20123 | 0.20123 | #VALUE! | #VALUE! | #VALUE! | #VALUE! | 0 | 0 | 0.20123 | 0.20123 | #VALUE! | #VALUE! |  |  |  | #VALUE! | #VALUE! | #VALUE! | #VALUE! | #VALUE! | #VALUE! | #VALUE!
Friday | 6 | 24 | 4 | 4180 | 0 | 0 | 0 | 0 | 0 | 0 | 0 | 0 | 0 | 0 | 0 | 0 | 0 | 0 | 0 | 0 | 0 | 0 | 0 | 0 | 0 | 0 | 0 | 0 | 0.0060832 | 0.00325 | 0 | 0.021462 | 0.101 | 0 | 0 | 0 | 0 | 0 | 0 | 0 | 0 | 0 | 0 | 0 |  | 0 | 0 | 0 |  | #VALUE! | #VALUE! | #VALUE! | #VALUE! |  |  | #VALUE! | #VALUE! | 0 | 0 | 0.20123 | 0.20123 | #VALUE! | #VALUE! | #VALUE! | #VALUE! | 0 | 0 | 0.20123 | 0.20123 | #VALUE! | #VALUE! | #VALUE! | #VALUE! | 0 | 0 | 0.20123 | 0.20123 | #VALUE! | #VALUE! |  |  |  | #VALUE! | #VALUE! | #VALUE! | #VALUE! | #VALUE! | #VALUE! | #VALUE!
Friday | 6 | 24 | 5 | 4181 | 0 | 0 | 0 | 0 | 0 | 0 | 0 | 0 | 0 | 0 | 0 | 0 | 0 | 0 | 0 | 0 | 0 | 0 | 0 | 0 | 0 | 0 | 0 | 0 | 0.0094654 | 0.00475 | 0 | 0.020116 | 0.097 | 0 | 0 | 0 | 0 | 0 | 0 | 0 | 0 | 0 | 0 | 0 |  | 0 | 0 | 0 |  | #VALUE! | #VALUE! | #VALUE! | #VALUE! |  |  | #VALUE! | #VALUE! | 0 | 0 | 0.20123 | 0.20123 | #VALUE! | #VALUE! | #VALUE! | #VALUE! | 0 | 0 | 0.20123 | 0.20123 | #VALUE! | #VALUE! | #VALUE! | #VALUE! | 0 | 0 | 0.20123 | 0.20123 | #VALUE! | #VALUE! |  |  |  | #VALUE! | #VALUE! | #VALUE! | #VALUE! | #VALUE! | #VALUE! | #VALUE!
Friday | 6 | 24 | 6 | 4182 | 0 | 0 | 0 | 0 | 0 | 0 | 0 | 0 | 0 | 0 | 0 | 0 | 0 | 0 | 0 | 0 | 0 | 0 | 0 | 0 | 0 | 0 | 0 | 0.00071875 | 0.025639 | 0.02175 | 0.00048566 | 0.069192 | 0.227 | 0 | 0 | 0 | 0 | 0 | 0 | 0 | 0 | 0 | 0 | 0 |  | 0 | 0 | 0 |  | #VALUE! | #VALUE! | #VALUE! | #VALUE! |  |  | #VALUE! | #VALUE! | 0 | 0 | 0.20123 | 0.20123 | #VALUE! | #VALUE! | #VALUE! | #VALUE! | 0 | 0 | 0.20123 | 0.20123 | #VALUE! | #VALUE! | #VALUE! | #VALUE! | 0 | 0 | 0.20123 | 0.20123 | #VALUE! | #VALUE! |  |  |  | #VALUE! | #VALUE! | #VALUE! | #VALUE! | #VALUE! | #VALUE! | #VALUE!
Friday | 6 | 24 | 7 | 4183 | 0 | 0 | 0 | 0 | 0 | 0 | 0 | 0 | 0 | 0 | 0 | 0 | 0 | 0 | 0 | 0 | 0 | 0 | 0 | 0 | 0 | 0 | 0.0635 | 0.059736 | 0.10353 | 0.0865 | 0.059654 | 0.23318 | 0.414 | 0 | 0 | 0 | 0 | 0 | 0 | 0 | 0 | 0 | 0 | 0 |  | 0 | 0 | 0 |  | #VALUE! | #VALUE! | #VALUE! | #VALUE! |  |  | #VALUE! | #VALUE! | 0 | 0 | 0.20123 | 0.20123 | #VALUE! | #VALUE! | #VALUE! | #VALUE! | 0 | 0 | 0.20123 | 0.20123 | #VALUE! | #VALUE! | #VALUE! | #VALUE! | 0 | 0 | 0.20123 | 0.20123 | #VALUE! | #VALUE! |  |  |  | #VALUE! | #VALUE! | #VALUE! | #VALUE! | #VALUE! | #VALUE! | #VALUE!
Friday | 6 | 24 | 8 | 4184 | 0 | 0 | 0 | 0 | 0 | 0 | 0 | 0 | 0 | 0 | 0 | 0 | 0 | 0 | 0 | 0 | 0 | 0 | 0 | 0 | 0 | 0.134 | 0.2645 | 0.27493 | 0.36522 | 0.2155 | 0.16814 | 0.3543 | 0.481 | 0 | 0 | 0 | 0 | 0 | 0 | 0 | 0 | 0 | 0 | 0 |  | 0 | 0 | 0 |  | #VALUE! | #VALUE! | #VALUE! | #VALUE! |  |  | #VALUE! | #VALUE! | 0 | 0 | 0.20123 | 0.20123 | #VALUE! | #VALUE! | #VALUE! | #VALUE! | 0 | 0 | 0.20123 | 0.20123 | #VALUE! | #VALUE! | #VALUE! | #VALUE! | 0 | 0 | 0.20123 | 0.20123 | #VALUE! | #VALUE! |  |  |  | #VALUE! | #VALUE! | #VALUE! | #VALUE! | #VALUE! | #VALUE! | #VALUE!
Friday | 6 | 24 | 9 | 4185 | 0 | 0 | 0 | 0 | 0 | 0 | 0 | 0 | 0 | 0 | 0 | 0 | 0 | 0 | 0 | 0 | 0 | 0 | 0 | 0 | 0 | 0.3085 | 0.4445 | 0.45522 | 0.43995 | 0.39875 | 0.18488 | 0.5059 | 0.575 | 0 | 0 | 0 | 0 | 0 | 0 | 0 | 0 | 0 | 0 | 0 |  | 0 | 0 | 0 |  | #VALUE! | #VALUE! | #VALUE! | #VALUE! |  |  | #VALUE! | #VALUE! | 0 | 0 | 0.20123 | 0.20123 | #VALUE! | #VALUE! | #VALUE! | #VALUE! | 0 | 0 | 0.20123 | 0.20123 | #VALUE! | #VALUE! | #VALUE! | #VALUE! | 0 | 0 | 0.20123 | 0.20123 | #VALUE! | #VALUE! |  |  |  | #VALUE! | #VALUE! | #VALUE! | #VALUE! | #VALUE! | #VALUE! | #VALUE!
Friday | 6 | 24 | 10 | 4186 | 0 | 0 | 0 | 0 | 0 | 0 | 0 | 0 | 0 | 0 | 0 | 0 | 0 | 0 | 0 | 0 | 0 | 0 | 0 | 0 | 0 | 0.3465 | 0.4885 | 0.48675 | 0.47467 | 0.4435 | 0.16715 | 0.54505 | 0.598 | 0 | 0 | 0 | 0 | 0 | 0 | 0 | 0 | 0 | 0 | 0 |  | 0 | 0 | 0 |  | #VALUE! | #VALUE! | #VALUE! | #VALUE! |  |  | #VALUE! | #VALUE! | 0 | 0 | 0.20123 | 0.20123 | #VALUE! | #VALUE! | #VALUE! | #VALUE! | 0 | 0 | 0.20123 | 0.20123 | #VALUE! | #VALUE! | #VALUE! | #VALUE! | 0 | 0 | 0.20123 | 0.20123 | #VALUE! | #VALUE! |  |  |  | #VALUE! | #VALUE! | #VALUE! | #VALUE! | #VALUE! | #VALUE! | #VALUE!
Friday | 6 | 24 | 11 | 4187 | 0 | 0 | 0 | 0 | 0 | 0 | 0 | 0 | 0 | 0 | 0 | 0 | 0 | 0 | 0 | 0 | 0 | 0 | 0 | 0 | 0 | 0.3945 | 0.54975 | 0.54155 | 0.51524 | 0.45625 | 0.21623 | 0.60074 | 0.639 | 0 | 0 | 0 | 0 | 0 | 0 | 0 | 0 | 0 | 0 | 0 |  | 0 | 0 | 0 |  | #VALUE! | #VALUE! | #VALUE! | #VALUE! |  |  | #VALUE! | #VALUE! | 0 | 0 | 0.20123 | 0.20123 | #VALUE! | #VALUE! | #VALUE! | #VALUE! | 0 | 0 | 0.20123 | 0.20123 | #VALUE! | #VALUE! | #VALUE! | #VALUE! | 0 | 0 | 0.20123 | 0.20123 | #VALUE! | #VALUE! |  |  |  | #VALUE! | #VALUE! | #VALUE! | #VALUE! | #VALUE! | #VALUE! | #VALUE!
Friday | 6 | 24 | 12 | 4188 | 0 | 0 | 0 | 0 | 0 | 0 | 0 | 0 | 0 | 0 | 0 | 0 | 0 | 0 | 0 | 0 | 0 | 0 | 0 | 0 | 0 | 0.4045 | 0.54742 | 0.53958 | 0.49291 | 0.49775 | 0.20157 | 0.59465 | 0.625 | 0 | 0 | 0 | 0 | 0 | 0 | 0 | 0 | 0 | 0 | 0 |  | 0 | 0 | 0 |  | #VALUE! | #VALUE! | #VALUE! | #VALUE! |  |  | #VALUE! | #VALUE! | 0 | 0 | 0.20123 | 0.20123 | #VALUE! | #VALUE! | #VALUE! | #VALUE! | 0 | 0 | 0.20123 | 0.20123 | #VALUE! | #VALUE! | #VALUE! | #VALUE! | 0 | 0 | 0.20123 | 0.20123 | #VALUE! | #VALUE! |  |  |  | #VALUE! | #VALUE! | #VALUE! | #VALUE! | #VALUE! | #VALUE! | #VALUE!
Friday | 6 | 24 | 13 | 4189 | 0 | 0 | 0 | 0 | 0 | 0 | 0 | 0 | 0 | 0 | 0 | 0 | 0 | 0 | 0 | 0 | 0 | 0 | 0 | 0 | 0 | 0.434 | 0.58908 | 0.57727 | 0.52077 | 0.508 | 0.25384 | 0.6335 | 0.65 | 0 | 0 | 0 | 0 | 0 | 0 | 0 | 0 | 0 | 0 | 0 |  | 0 | 0 | 0 |  | #VALUE! | #VALUE! | #VALUE! | #VALUE! |  |  | #VALUE! | #VALUE! | 0 | 0 | 0.20123 | 0.20123 | #VALUE! | #VALUE! | #VALUE! | #VALUE! | 0 | 0 | 0.20123 | 0.20123 | #VALUE! | #VALUE! | #VALUE! | #VALUE! | 0 | 0 | 0.20123 | 0.20123 | #VALUE! | #VALUE! |  |  |  | #VALUE! | #VALUE! | #VALUE! | #VALUE! | #VALUE! | #VALUE! | #VALUE!
Friday | 6 | 24 | 14 | 4190 | 0 | 0 | 0 | 0 | 0 | 0 | 0 | 0 | 0 | 0 | 0 | 0 | 0 | 0 | 0 | 0 | 0 | 0 | 0 | 0 | 0 | 0.4015 | 0.51525 | 0.51609 | 0.44939 | 0.464 | 0.28494 | 0.56725 | 0.575 | 0 | 0 | 0 | 0 | 0 | 0 | 0 | 0 | 0 | 0 | 0 |  | 0 | 0 | 0 |  | #VALUE! | #VALUE! | #VALUE! | #VALUE! |  |  | #VALUE! | #VALUE! | 0 | 0 | 0.20123 | 0.20123 | #VALUE! | #VALUE! | #VALUE! | #VALUE! | 0 | 0 | 0.20123 | 0.20123 | #VALUE! | #VALUE! | #VALUE! | #VALUE! | 0 | 0 | 0.20123 | 0.20123 | #VALUE! | #VALUE! |  |  |  | #VALUE! | #VALUE! | #VALUE! | #VALUE! | #VALUE! | #VALUE! | #VALUE!
Friday | 6 | 24 | 15 | 4191 | 0 | 0 | 0 | 0 | 0 | 0 | 0 | 0 | 0 | 0 | 0 | 0 | 0 | 0 | 0 | 0 | 0 | 0 | 0 | 0 | 0 | 0.424 | 0.5535 | 0.55501 | 0.48321 | 0.35725 | 0.30142 | 0.60474 | 0.617 | 0 | 0 | 0 | 0 | 0 | 0 | 0 | 0 | 0 | 0 | 0 |  | 0 | 0 | 0 |  | #VALUE! | #VALUE! | #VALUE! | #VALUE! |  |  | #VALUE! | #VALUE! | 0 | 0 | 0.20123 | 0.20123 | #VALUE! | #VALUE! | #VALUE! | #VALUE! | 0 | 0 | 0.20123 | 0.20123 | #VALUE! | #VALUE! | #VALUE! | #VALUE! | 0 | 0 | 0.20123 | 0.20123 | #VALUE! | #VALUE! |  |  |  | #VALUE! | #VALUE! | #VALUE! | #VALUE! | #VALUE! | #VALUE! | #VALUE!
Friday | 6 | 24 | 16 | 4192 | 0 | 0 | 0 | 0 | 0 | 0 | 0 | 0 | 0 | 0 | 0 | 0 | 0 | 0 | 0 | 0 | 0 | 0 | 0 | 0 | 0 | 0.4035 | 0.53642 | 0.54589 | 0.43775 | 0.358 | 0.29481 | 0.59007 | 0.621 | 0 | 0 | 0 | 0 | 0 | 0 | 0 | 0 | 0 | 0 | 0 |  | 0 | 0 | 0 |  | #VALUE! | #VALUE! | #VALUE! | #VALUE! |  |  | #VALUE! | #VALUE! | 0 | 0 | 0.20123 | 0.20123 | #VALUE! | #VALUE! | #VALUE! | #VALUE! | 0 | 0 | 0.20123 | 0.20123 | #VALUE! | #VALUE! | #VALUE! | #VALUE! | 0 | 0 | 0.20123 | 0.20123 | #VALUE! | #VALUE! |  |  |  | #VALUE! | #VALUE! | #VALUE! | #VALUE! | #VALUE! | #VALUE! | #VALUE!
Friday | 6 | 24 | 17 | 4193 | 0 | 0 | 0 | 0 | 0 | 0 | 0 | 0 | 0 | 0 | 0 | 0 | 0 | 0 | 0 | 0 | 0 | 0 | 0 | 0 | 0 | 0.375 | 0.49617 | 0.49224 | 0.39676 | 0.3235 | 0.26306 | 0.54884 | 0.569 | 0 | 0 | 0 | 0 | 0 | 0 | 0 | 0 | 0 | 0 | 0 |  | 0 | 0 | 0 |  | #VALUE! | #VALUE! | #VALUE! | #VALUE! |  |  | #VALUE! | #VALUE! | 0 | 0 | 0.20123 | 0.20123 | #VALUE! | #VALUE! | #VALUE! | #VALUE! | 0 | 0 | 0.20123 | 0.20123 | #VALUE! | #VALUE! | #VALUE! | #VALUE! | 0 | 0 | 0.20123 | 0.20123 | #VALUE! | #VALUE! |  |  |  | #VALUE! | #VALUE! | #VALUE! | #VALUE! | #VALUE! | #VALUE! | #VALUE!
Friday | 6 | 24 | 18 | 4194 | 0 | 0 | 0 | 0 | 0 | 0 | 0 | 0 | 0 | 0 | 0 | 0 | 0 | 0 | 0 | 0 | 0 | 0 | 0 | 0 | 0 | 0.3535 | 0.472 | 0.45853 | 0.37629 | 0.351 | 0.22297 | 0.52213 | 0.55 | 0 | 0 | 0 | 0 | 0 | 0 | 0 | 0 | 0 | 0 | 0 |  | 0 | 0 | 0 |  | #VALUE! | #VALUE! | #VALUE! | #VALUE! |  |  | #VALUE! | #VALUE! | 0 | 0 | 0.20123 | 0.20123 | #VALUE! | #VALUE! | #VALUE! | #VALUE! | 0 | 0 | 0.20123 | 0.20123 | #VALUE! | #VALUE! | #VALUE! | #VALUE! | 0 | 0 | 0.20123 | 0.20123 | #VALUE! | #VALUE! |  |  |  | #VALUE! | #VALUE! | #VALUE! | #VALUE! | #VALUE! | #VALUE! | #VALUE!
Friday | 6 | 24 | 19 | 4195 | 0 | 0 | 0 | 0 | 0 | 0 | 0 | 0 | 0 | 0 | 0 | 0 | 0 | 0 | 0 | 0 | 0 | 0 | 0 | 0 | 0 | 0.3305 | 0.45017 | 0.39894 | 0.16631 | 0.3435 | 0.21511 | 0.51923 | 0.544 | 0 | 0 | 0 | 0 | 0 | 0 | 0 | 0 | 0 | 0 | 0 |  | 0 | 0 | 0 |  | #VALUE! | #VALUE! | #VALUE! | #VALUE! |  |  | #VALUE! | #VALUE! | 0 | 0 | 0.20123 | 0.20123 | #VALUE! | #VALUE! | #VALUE! | #VALUE! | 0 | 0 | 0.20123 | 0.20123 | #VALUE! | #VALUE! | #VALUE! | #VALUE! | 0 | 0 | 0.20123 | 0.20123 | #VALUE! | #VALUE! |  |  |  | #VALUE! | #VALUE! | #VALUE! | #VALUE! | #VALUE! | #VALUE! | #VALUE!
Friday | 6 | 24 | 20 | 4196 | 0 | 0 | 0 | 0 | 0 | 0 | 0 | 0 | 0 | 0 | 0 | 0 | 0 | 0 | 0 | 0 | 0 | 0 | 0 | 0 | 0 | 0.3285 | 0.45425 | 0.39756 | 0.16135 | 0.06875 | 0.19174 | 0.52749 | 0.571 | 0 | 0 | 0 | 0 | 0 | 0 | 0 | 0 | 0 | 0 | 0 |  | 0 | 0 | 0 |  | #VALUE! | #VALUE! | #VALUE! | #VALUE! |  |  | #VALUE! | #VALUE! | 0 | 0 | 0.20123 | 0.20123 | #VALUE! | #VALUE! | #VALUE! | #VALUE! | 0 | 0 | 0.20123 | 0.20123 | #VALUE! | #VALUE! | #VALUE! | #VALUE! | 0 | 0 | 0.20123 | 0.20123 | #VALUE! | #VALUE! |  |  |  | #VALUE! | #VALUE! | #VALUE! | #VALUE! | #VALUE! | #VALUE! | #VALUE!
Friday | 6 | 24 | 21 | 4197 | 0 | 0 | 0 | 0 | 0 | 0 | 0 | 0 | 0 | 0 | 0 | 0 | 0 | 0 | 0 | 0 | 0 | 0 | 0 | 0 | 0 | 0 | 0 | 0 | 0.027278 | 0 | 0.16339 | 0.087683 | 0.221 | 0 | 0 | 0 | 0 | 0 | 0 | 0 | 0 | 0 | 0 | 0 |  | 0 | 0 | 0 |  | #VALUE! | #VALUE! | #VALUE! | #VALUE! |  |  | #VALUE! | #VALUE! | 0 | 0 | 0.20123 | 0.20123 | #VALUE! | #VALUE! | #VALUE! | #VALUE! | 0 | 0 | 0.20123 | 0.20123 | #VALUE! | #VALUE! | #VALUE! | #VALUE! | 0 | 0 | 0.20123 | 0.20123 | #VALUE! | #VALUE! |  |  |  | #VALUE! | #VALUE! | #VALUE! | #VALUE! | #VALUE! | #VALUE! | #VALUE!
Friday | 6 | 24 | 22 | 4198 | 0 | 0 | 0 | 0 | 0 | 0 | 0 | 0 | 0 | 0 | 0 | 0 | 0 | 0 | 0 | 0 | 0 | 0 | 0 | 0 | 0 | 0 | 0 | 0 | 0.010009 | 0 | 0.15891 | 0.0074551 | 0.044 | 0 | 0 | 0 | 0 | 0 | 0 | 0 | 0 | 0 | 0 | 0 |  | 0 | 0 | 0 |  | #VALUE! | #VALUE! | #VALUE! | #VALUE! |  |  | #VALUE! | #VALUE! | 0 | 0 | 0.20123 | 0.20123 | #VALUE! | #VALUE! | #VALUE! | #VALUE! | 0 | 0 | 0.20123 | 0.20123 | #VALUE! | #VALUE! | #VALUE! | #VALUE! | 0 | 0 | 0.20123 | 0.20123 | #VALUE! | #VALUE! |  |  |  | #VALUE! | #VALUE! | #VALUE! | #VALUE! | #VALUE! | #VALUE! | #VALUE!
Friday | 6 | 24 | 23 | 4199 | 0 | 0 | 0 | 0 | 0 | 0 | 0 | 0 | 0 | 0 | 0 | 0 | 0 | 0 | 0 | 0 | 0 | 0 | 0 | 0 | 0 | 0 | 0 | 0 | 0.011599 | 0 | 0.15327 | 0.017187 | 0.093 | 0 | 0 | 0 | 0 | 0 | 0 | 0 | 0 | 0 | 0 | 0 |  | 0 | 0 | 0 |  | #VALUE! | #VALUE! | #VALUE! | #VALUE! |  |  | #VALUE! | #VALUE! | 0 | 0 | 0.20123 | 0.20123 | #VALUE! | #VALUE! | #VALUE! | #VALUE! | 0 | 0 | 0.20123 | 0.20123 | #VALUE! | #VALUE! | #VALUE! | #VALUE! | 0 | 0 | 0.20123 | 0.20123 | #VALUE! | #VALUE! |  |  |  | #VALUE! | #VALUE! | #VALUE! | #VALUE! | #VALUE! | #VALUE! | #VALUE!
Friday | 6 | 24 | 24 | 4200 | 0 | 0 | 0 | 0 | 0 | 0 | 0 | 0 | 0 | 0 | 0 | 0 | 0 | 0 | 0 | 0 | 0 | 0 | 0 | 0 | 0 | 0 | 0 | 0 | 0.0031371 | 0 | 0.15405 | 0.0061862 | 0.038 | 0 | 0 | 0 | 0 | 0 | 0 | 0 | 0 | 0 | 0 | 0 |  | 0 | 0 | 0 |  | #VALUE! | #VALUE! | #VALUE! | #VALUE! |  |  | #VALUE! | #VALUE! | 0 | 0 | 0.20123 | 0.20123 | #VALUE! | #VALUE! | #VALUE! | #VALUE! | 0 | 0 | 0.20123 | 0.20123 | #VALUE! | #VALUE! | #VALUE! | #VALUE! | 0 | 0 | 0.20123 | 0.20123 | #VALUE! | #VALUE! |  |  |  | #VALUE! | #VALUE! | #VALUE! | #VALUE! | #VALUE! | #VALUE! | #VALUE!
Saturday | 6 | 25 | 1 | 4201 | 0 | 0 | 0 | 0 | 0 | 0 | 0 | 0 | 0 | 0 | 0 | 0 | 0 | 0 | 0 | 0 | 0 | 0 | 0 | 0 | 0 | 0 | 0 | 0 | 0 | 0 | 0 | 0.00031724 | 0 | 0 | 0 | 0 | 0 | 0 | 0 | 0 | 0 | 0 | 0 | 0 |  | 0 | 0 | 0 |  | #VALUE! | #VALUE! | #VALUE! | #VALUE! |  |  | #VALUE! | #VALUE! | 0 | 0 | 0.20123 | 0.20123 | #VALUE! | #VALUE! | #VALUE! | #VALUE! | 0 | 0 | 0.20123 | 0.20123 | #VALUE! | #VALUE! | #VALUE! | #VALUE! | 0 | 0 | 0.20123 | 0.20123 | #VALUE! | #VALUE! |  |  |  | #VALUE! | #VALUE! | #VALUE! | #VALUE! | #VALUE! | #VALUE! | #VALUE!
Saturday | 6 | 25 | 2 | 4202 | 0 | 0 | 0 | 0 | 0 | 0 | 0 | 0 | 0 | 0 | 0 | 0 | 0 | 0 | 0 | 0 | 0 | 0 | 0 | 0 | 0 | 0 | 0 | 0 | 0 | 0 | 0 | 0 | 0 | 0 | 0 | 0 | 0 | 0 | 0 | 0 | 0 | 0 | 0 | 0 |  | 0 | 0 | 0 |  | #VALUE! | #VALUE! | #VALUE! | #VALUE! |  |  | #VALUE! | #VALUE! | 0 | 0 | 0.20123 | 0.20123 | #VALUE! | #VALUE! | #VALUE! | #VALUE! | 0 | 0 | 0.20123 | 0.20123 | #VALUE! | #VALUE! | #VALUE! | #VALUE! | 0 | 0 | 0.20123 | 0.20123 | #VALUE! | #VALUE! |  |  |  | #VALUE! | #VALUE! | #VALUE! | #VALUE! | #VALUE! | #VALUE! | #VALUE!
Saturday | 6 | 25 | 3 | 4203 | 0 | 0 | 0 | 0 | 0 | 0 | 0 | 0 | 0 | 0 | 0 | 0 | 0 | 0 | 0 | 0 | 0 | 0 | 0 | 0 | 0 | 0 | 0 | 0 | 0 | 0 | 0 | 0 | 0 | 0 | 0 | 0 | 0 | 0 | 0 | 0 | 0 | 0 | 0 | 0 |  | 0 | 0 | 0 |  | #VALUE! | #VALUE! | #VALUE! | #VALUE! |  |  | #VALUE! | #VALUE! | 0 | 0 | 0.20123 | 0.20123 | #VALUE! | #VALUE! | #VALUE! | #VALUE! | 0 | 0 | 0.20123 | 0.20123 | #VALUE! | #VALUE! | #VALUE! | #VALUE! | 0 | 0 | 0.20123 | 0.20123 | #VALUE! | #VALUE! |  |  |  | #VALUE! | #VALUE! | #VALUE! | #VALUE! | #VALUE! | #VALUE! | #VALUE!
Saturday | 6 | 25 | 4 | 4204 | 0 | 0 | 0 | 0 | 0 | 0 | 0 | 0 | 0 | 0 | 0 | 0 | 0 | 0 | 0 | 0 | 0 | 0 | 0 | 0 | 0 | 0 | 0 | 0 | 0 | 0 | 0 | 0 | 0 | 0 | 0 | 0 | 0 | 0 | 0 | 0 | 0 | 0 | 0 | 0 |  | 0 | 0 | 0 |  | #VALUE! | #VALUE! | #VALUE! | #VALUE! |  |  | #VALUE! | #VALUE! | 0 | 0 | 0.20123 | 0.20123 | #VALUE! | #VALUE! | #VALUE! | #VALUE! | 0 | 0 | 0.20123 | 0.20123 | #VALUE! | #VALUE! | #VALUE! | #VALUE! | 0 | 0 | 0.20123 | 0.20123 | #VALUE! | #VALUE! |  |  |  | #VALUE! | #VALUE! | #VALUE! | #VALUE! | #VALUE! | #VALUE! | #VALUE!
Saturday | 6 | 25 | 5 | 4205 | 0 | 0 | 0 | 0 | 0 | 0 | 0 | 0 | 0 | 0 | 0 | 0 | 0 | 0 | 0 | 0 | 0 | 0 | 0 | 0 | 0 | 0 | 0 | 0 | 0 | 0 | 0 | 0 | 0 | 0 | 0 | 0 | 0 | 0 | 0 | 0 | 0 | 0 | 0 | 0 |  | 0 | 0 | 0 |  | #VALUE! | #VALUE! | #VALUE! | #VALUE! |  |  | #VALUE! | #VALUE! | 0 | 0 | 0.20123 | 0.20123 | #VALUE! | #VALUE! | #VALUE! | #VALUE! | 0 | 0 | 0.20123 | 0.20123 | #VALUE! | #VALUE! | #VALUE! | #VALUE! | 0 | 0 | 0.20123 | 0.20123 | #VALUE! | #VALUE! |  |  |  | #VALUE! | #VALUE! | #VALUE! | #VALUE! | #VALUE! | #VALUE! | #VALUE!
Saturday | 6 | 25 | 6 | 4206 | 0 | 0 | 0 | 0 | 0 | 0 | 0 | 0 | 0 | 0 | 0 | 0 | 0 | 0 | 0 | 0 | 0 | 0 | 0 | 0 | 0 | 0 | 0 | 0 | 0 | 0 | 0 | 0 | 0 | 0 | 0 | 0 | 0 | 0 | 0 | 0 | 0 | 0 | 0 | 0 |  | 0 | 0 | 0 |  | #VALUE! | #VALUE! | #VALUE! | #VALUE! |  |  | #VALUE! | #VALUE! | 0 | 0 | 0.20123 | 0.20123 | #VALUE! | #VALUE! | #VALUE! | #VALUE! | 0 | 0 | 0.20123 | 0.20123 | #VALUE! | #VALUE! | #VALUE! | #VALUE! | 0 | 0 | 0.20123 | 0.20123 | #VALUE! | #VALUE! |  |  |  | #VALUE! | #VALUE! | #VALUE! | #VALUE! | #VALUE! | #VALUE! | #VALUE!
Saturday | 6 | 25 | 7 | 4207 | 0 | 0 | 0 | 0 | 0 | 0 | 0 | 0 | 0 | 0 | 0 | 0 | 0 | 0 | 0 | 0 | 0 | 0 | 0 | 0 | 0 | 0 | 0 | 0 | 0.0045929 | 0 | 0 | 0.00031724 | 0 | 0 | 0 | 0 | 0 | 0 | 0 | 0 | 0 | 0 | 0 | 0 |  | 0 | 0 | 0 |  | #VALUE! | #VALUE! | #VALUE! | #VALUE! |  |  | #VALUE! | #VALUE! | 0 | 0 | 0.20123 | 0.20123 | #VALUE! | #VALUE! | #VALUE! | #VALUE! | 0 | 0 | 0.20123 | 0.20123 | #VALUE! | #VALUE! | #VALUE! | #VALUE! | 0 | 0 | 0.20123 | 0.20123 | #VALUE! | #VALUE! |  |  |  | #VALUE! | #VALUE! | #VALUE! | #VALUE! | #VALUE! | #VALUE! | #VALUE!
Saturday | 6 | 25 | 8 | 4208 | 0 | 0 | 0 | 0 | 0 | 0 | 0 | 0 | 0 | 0 | 0 | 0 | 0 | 0 | 0 | 0 | 0 | 0 | 0 | 0 | 0 | 0 | 0 | 0 | 0.020839 | 0 | 0 | 0.0061862 | 0.017 | 0 | 0 | 0 | 0 | 0 | 0 | 0 | 0 | 0 | 0 | 0 |  | 0 | 0 | 0 |  | #VALUE! | #VALUE! | #VALUE! | #VALUE! |  |  | #VALUE! | #VALUE! | 0 | 0 | 0.20123 | 0.20123 | #VALUE! | #VALUE! | #VALUE! | #VALUE! | 0 | 0 | 0.20123 | 0.20123 | #VALUE! | #VALUE! | #VALUE! | #VALUE! | 0 | 0 | 0.20123 | 0.20123 | #VALUE! | #VALUE! |  |  |  | #VALUE! | #VALUE! | #VALUE! | #VALUE! | #VALUE! | #VALUE! | #VALUE!
Saturday | 6 | 25 | 9 | 4209 | 0 | 0 | 0 | 0 | 0 | 0 | 0 | 0 | 0 | 0 | 0 | 0 | 0 | 0 | 0 | 0 | 0 | 0 | 0 | 0 | 0 | 0 | 0 | 0 | 0.02782 | 0 | 0 | 0.012214 | 0.064 | 0 | 0 | 0 | 0 | 0 | 0 | 0 | 0 | 0 | 0 | 0 |  | 0 | 0 | 0 |  | #VALUE! | #VALUE! | #VALUE! | #VALUE! |  |  | #VALUE! | #VALUE! | 0 | 0 | 0.20123 | 0.20123 | #VALUE! | #VALUE! | #VALUE! | #VALUE! | 0 | 0 | 0.20123 | 0.20123 | #VALUE! | #VALUE! | #VALUE! | #VALUE! | 0 | 0 | 0.20123 | 0.20123 | #VALUE! | #VALUE! |  |  |  | #VALUE! | #VALUE! | #VALUE! | #VALUE! | #VALUE! | #VALUE! | #VALUE!
Saturday | 6 | 25 | 10 | 4210 | 0 | 0 | 0 | 0 | 0 | 0 | 0 | 0 | 0 | 0 | 0 | 0 | 0 | 0 | 0 | 0 | 0 | 0 | 0 | 0 | 0 | 0 | 0 | 0 | 0.028429 | 0 | 0 | 0.017951 | 0.091 | 0 | 0 | 0 | 0 | 0 | 0 | 0 | 0 | 0 | 0 | 0 |  | 0 | 0 | 0 |  | #VALUE! | #VALUE! | #VALUE! | #VALUE! |  |  | #VALUE! | #VALUE! | 0 | 0 | 0.20123 | 0.20123 | #VALUE! | #VALUE! | #VALUE! | #VALUE! | 0 | 0 | 0.20123 | 0.20123 | #VALUE! | #VALUE! | #VALUE! | #VALUE! | 0 | 0 | 0.20123 | 0.20123 | #VALUE! | #VALUE! |  |  |  | #VALUE! | #VALUE! | #VALUE! | #VALUE! | #VALUE! | #VALUE! | #VALUE!
Saturday | 6 | 25 | 11 | 4211 | 0 | 0 | 0 | 0 | 0 | 0 | 0 | 0 | 0 | 0 | 0 | 0 | 0 | 0 | 0 | 0 | 0 | 0 | 0 | 0 | 0 | 0 | 0 | 0 | 0.030089 | 0 | 0 | 0.032106 | 0.109 | 0 | 0 | 0 | 0 | 0 | 0 | 0 | 0 | 0 | 0 | 0 |  | 0 | 0 | 0 |  | #VALUE! | #VALUE! | #VALUE! | #VALUE! |  |  | #VALUE! | #VALUE! | 0 | 0 | 0.20123 | 0.20123 | #VALUE! | #VALUE! | #VALUE! | #VALUE! | 0 | 0 | 0.20123 | 0.20123 | #VALUE! | #VALUE! | #VALUE! | #VALUE! | 0 | 0 | 0.20123 | 0.20123 | #VALUE! | #VALUE! |  |  |  | #VALUE! | #VALUE! | #VALUE! | #VALUE! | #VALUE! | #VALUE! | #VALUE!
Saturday | 6 | 25 | 12 | 4212 | 0 | 0 | 0 | 0 | 0 | 0 | 0 | 0 | 0 | 0 | 0 | 0 | 0 | 0 | 0 | 0 | 0 | 0 | 0 | 0 | 0 | 0 | 0 | 0.0017983 | 0.027849 | 0 | 0.00058973 | 0.074563 | 0.162 | 0 | 0 | 0 | 0 | 0 | 0 | 0 | 0 | 0 | 0 | 0 |  | 0 | 0 | 0 |  | #VALUE! | #VALUE! | #VALUE! | #VALUE! |  |  | #VALUE! | #VALUE! | 0 | 0 | 0.20123 | 0.20123 | #VALUE! | #VALUE! | #VALUE! | #VALUE! | 0 | 0 | 0.20123 | 0.20123 | #VALUE! | #VALUE! | #VALUE! | #VALUE! | 0 | 0 | 0.20123 | 0.20123 | #VALUE! | #VALUE! |  |  |  | #VALUE! | #VALUE! | #VALUE! | #VALUE! | #VALUE! | #VALUE! | #VALUE!
Saturday | 6 | 25 | 13 | 4213 | 0 | 0 | 0 | 0 | 0 | 0 | 0 | 0 | 0 | 0 | 0 | 0 | 0 | 0 | 0 | 0 | 0 | 0 | 0 | 0 | 0 | 0 | 0.026167 | 0.011338 | 0.026409 | 0 | 0.0012604 | 0.11498 | 0.196 | 0 | 0 | 0 | 0 | 0 | 0 | 0 | 0 | 0 | 0 | 0 |  | 0 | 0 | 0 |  | #VALUE! | #VALUE! | #VALUE! | #VALUE! |  |  | #VALUE! | #VALUE! | 0 | 0 | 0.20123 | 0.20123 | #VALUE! | #VALUE! | #VALUE! | #VALUE! | 0 | 0 | 0.20123 | 0.20123 | #VALUE! | #VALUE! | #VALUE! | #VALUE! | 0 | 0 | 0.20123 | 0.20123 | #VALUE! | #VALUE! |  |  |  | #VALUE! | #VALUE! | #VALUE! | #VALUE! | #VALUE! | #VALUE! | #VALUE!
Saturday | 6 | 25 | 14 | 4214 | 0 | 0 | 0 | 0 | 0 | 0 | 0 | 0 | 0 | 0 | 0 | 0 | 0 | 0 | 0 | 0 | 0 | 0 | 0 | 0 | 0 | 0 | 0.06525 | 0.036648 | 0.025143 | 0 | 0.0016073 | 0.14187 | 0.214 | 0 | 0 | 0 | 0 | 0 | 0 | 0 | 0 | 0 | 0 | 0 |  | 0 | 0 | 0 |  | #VALUE! | #VALUE! | #VALUE! | #VALUE! |  |  | #VALUE! | #VALUE! | 0 | 0 | 0.20123 | 0.20123 | #VALUE! | #VALUE! | #VALUE! | #VALUE! | 0 | 0 | 0.20123 | 0.20123 | #VALUE! | #VALUE! | #VALUE! | #VALUE! | 0 | 0 | 0.20123 | 0.20123 | #VALUE! | #VALUE! |  |  |  | #VALUE! | #VALUE! | #VALUE! | #VALUE! | #VALUE! | #VALUE! | #VALUE!
Saturday | 6 | 25 | 15 | 4215 | 0 | 0 | 0 | 0 | 0 | 0 | 0 | 0 | 0 | 0 | 0 | 0 | 0 | 0 | 0 | 0 | 0 | 0 | 0 | 0 | 0 | 0.023 | 0.103 | 0.071355 | 0.16332 | 0 | 0.0019426 | 0.16728 | 0.231 | 0 | 0 | 0 | 0 | 0 | 0 | 0 | 0 | 0 | 0 | 0 |  | 0 | 0 | 0 |  | #VALUE! | #VALUE! | #VALUE! | #VALUE! |  |  | #VALUE! | #VALUE! | 0 | 0 | 0.20123 | 0.20123 | #VALUE! | #VALUE! | #VALUE! | #VALUE! | 0 | 0 | 0.20123 | 0.20123 | #VALUE! | #VALUE! | #VALUE! | #VALUE! | 0 | 0 | 0.20123 | 0.20123 | #VALUE! | #VALUE! |  |  |  | #VALUE! | #VALUE! | #VALUE! | #VALUE! | #VALUE! | #VALUE! | #VALUE!
Saturday | 6 | 25 | 16 | 4216 | 0 | 0 | 0 | 0 | 0 | 0 | 0 | 0 | 0 | 0 | 0 | 0 | 0 | 0 | 0 | 0 | 0 | 0 | 0 | 0 | 0 | 0 | 0.01525 | 0.010816 | 0.024422 | 0.01525 | 0.00097132 | 0.10863 | 0.179 | 0 | 0 | 0 | 0 | 0 | 0 | 0 | 0 | 0 | 0 | 0 |  | 0 | 0 | 0 |  | #VALUE! | #VALUE! | #VALUE! | #VALUE! |  |  | #VALUE! | #VALUE! | 0 | 0 | 0.20123 | 0.20123 | #VALUE! | #VALUE! | #VALUE! | #VALUE! | 0 | 0 | 0.20123 | 0.20123 | #VALUE! | #VALUE! | #VALUE! | #VALUE! | 0 | 0 | 0.20123 | 0.20123 | #VALUE! | #VALUE! |  |  |  | #VALUE! | #VALUE! | #VALUE! | #VALUE! | #VALUE! | #VALUE! | #VALUE!
Saturday | 6 | 25 | 17 | 4217 | 0 | 0 | 0 | 0 | 0 | 0 | 0 | 0 | 0 | 0 | 0 | 0 | 0 | 0 | 0 | 0 | 0 | 0 | 0 | 0 | 0 | 0 | 0.012583 | 0.012159 | 0.025404 | 0.0195 | 0.00094819 | 0.10776 | 0.179 | 0 | 0 | 0 | 0 | 0 | 0 | 0 | 0 | 0 | 0 | 0 |  | 0 | 0 | 0 |  | #VALUE! | #VALUE! | #VALUE! | #VALUE! |  |  | #VALUE! | #VALUE! | 0 | 0 | 0.20123 | 0.20123 | #VALUE! | #VALUE! | #VALUE! | #VALUE! | 0 | 0 | 0.20123 | 0.20123 | #VALUE! | #VALUE! | #VALUE! | #VALUE! | 0 | 0 | 0.20123 | 0.20123 | #VALUE! | #VALUE! |  |  |  | #VALUE! | #VALUE! | #VALUE! | #VALUE! | #VALUE! | #VALUE! | #VALUE!
Saturday | 6 | 25 | 18 | 4218 | 0 | 0 | 0 | 0 | 0 | 0 | 0 | 0 | 0 | 0 | 0 | 0 | 0 | 0 | 0 | 0 | 0 | 0 | 0 | 0 | 0 | 0 | 0 | 0.0035422 | 0.024653 | 0.01825 | 0.00062442 | 0.08937 | 0.162 | 0 | 0 | 0 | 0 | 0 | 0 | 0 | 0 | 0 | 0 | 0 |  | 0 | 0 | 0 |  | #VALUE! | #VALUE! | #VALUE! | #VALUE! |  |  | #VALUE! | #VALUE! | 0 | 0 | 0.20123 | 0.20123 | #VALUE! | #VALUE! | #VALUE! | #VALUE! | 0 | 0 | 0.20123 | 0.20123 | #VALUE! | #VALUE! | #VALUE! | #VALUE! | 0 | 0 | 0.20123 | 0.20123 | #VALUE! | #VALUE! |  |  |  | #VALUE! | #VALUE! | #VALUE! | #VALUE! | #VALUE! | #VALUE! | #VALUE!
Saturday | 6 | 25 | 19 | 4219 | 0 | 0 | 0 | 0 | 0 | 0 | 0 | 0 | 0 | 0 | 0 | 0 | 0 | 0 | 0 | 0 | 0 | 0 | 0 | 0 | 0 | 0 | 0 | 0.00034375 | 0.025396 | 0 | 0.00028908 | 0.072005 | 0.144 | 0 | 0 | 0 | 0 | 0 | 0 | 0 | 0 | 0 | 0 | 0 |  | 0 | 0 | 0 |  | #VALUE! | #VALUE! | #VALUE! | #VALUE! |  |  | #VALUE! | #VALUE! | 0 | 0 | 0.20123 | 0.20123 | #VALUE! | #VALUE! | #VALUE! | #VALUE! | 0 | 0 | 0.20123 | 0.20123 | #VALUE! | #VALUE! | #VALUE! | #VALUE! | 0 | 0 | 0.20123 | 0.20123 | #VALUE! | #VALUE! |  |  |  | #VALUE! | #VALUE! | #VALUE! | #VALUE! | #VALUE! | #VALUE! | #VALUE!
Saturday | 6 | 25 | 20 | 4220 | 0 | 0 | 0 | 0 | 0 | 0 | 0 | 0 | 0 | 0 | 0 | 0 | 0 | 0 | 0 | 0 | 0 | 0 | 0 | 0 | 0 | 0 | 0 | 0 | 0.018005 | 0 | 0 | 0.033607 | 0.091 | 0 | 0 | 0 | 0 | 0 | 0 | 0 | 0 | 0 | 0 | 0 |  | 0 | 0 | 0 |  | #VALUE! | #VALUE! | #VALUE! | #VALUE! |  |  | #VALUE! | #VALUE! | 0 | 0 | 0.20123 | 0.20123 | #VALUE! | #VALUE! | #VALUE! | #VALUE! | 0 | 0 | 0.20123 | 0.20123 | #VALUE! | #VALUE! | #VALUE! | #VALUE! | 0 | 0 | 0.20123 | 0.20123 | #VALUE! | #VALUE! |  |  |  | #VALUE! | #VALUE! | #VALUE! | #VALUE! | #VALUE! | #VALUE! | #VALUE!
Saturday | 6 | 25 | 21 | 4221 | 0 | 0 | 0 | 0 | 0 | 0 | 0 | 0 | 0 | 0 | 0 | 0 | 0 | 0 | 0 | 0 | 0 | 0 | 0 | 0 | 0 | 0 | 0 | 0 | 0.013613 | 0 | 0 | 0.022468 | 0.073 | 0 | 0 | 0 | 0 | 0 | 0 | 0 | 0 | 0 | 0 | 0 |  | 0 | 0 | 0 |  | #VALUE! | #VALUE! | #VALUE! | #VALUE! |  |  | #VALUE! | #VALUE! | 0 | 0 | 0.20123 | 0.20123 | #VALUE! | #VALUE! | #VALUE! | #VALUE! | 0 | 0 | 0.20123 | 0.20123 | #VALUE! | #VALUE! | #VALUE! | #VALUE! | 0 | 0 | 0.20123 | 0.20123 | #VALUE! | #VALUE! |  |  |  | #VALUE! | #VALUE! | #VALUE! | #VALUE! | #VALUE! | #VALUE! | #VALUE!
Saturday | 6 | 25 | 22 | 4222 | 0 | 0 | 0 | 0 | 0 | 0 | 0 | 0 | 0 | 0 | 0 | 0 | 0 | 0 | 0 | 0 | 0 | 0 | 0 | 0 | 0 | 0 | 0 | 0 | 0 | 0 | 0 | 0.0043818 | 0.019 | 0 | 0 | 0 | 0 | 0 | 0 | 0 | 0 | 0 | 0 | 0 |  | 0 | 0 | 0 |  | #VALUE! | #VALUE! | #VALUE! | #VALUE! |  |  | #VALUE! | #VALUE! | 0 | 0 | 0.20123 | 0.20123 | #VALUE! | #VALUE! | #VALUE! | #VALUE! | 0 | 0 | 0.20123 | 0.20123 | #VALUE! | #VALUE! | #VALUE! | #VALUE! | 0 | 0 | 0.20123 | 0.20123 | #VALUE! | #VALUE! |  |  |  | #VALUE! | #VALUE! | #VALUE! | #VALUE! | #VALUE! | #VALUE! | #VALUE!
Saturday | 6 | 25 | 23 | 4223 | 0 | 0 | 0 | 0 | 0 | 0 | 0 | 0 | 0 | 0 | 0 | 0 | 0 | 0 | 0 | 0 | 0 | 0 | 0 | 0 | 0 | 0 | 0 | 0 | 0 | 0 | 0 | 0 | 0 | 0 | 0 | 0 | 0 | 0 | 0 | 0 | 0 | 0 | 0 | 0 |  | 0 | 0 | 0 |  | #VALUE! | #VALUE! | #VALUE! | #VALUE! |  |  | #VALUE! | #VALUE! | 0 | 0 | 0.20123 | 0.20123 | #VALUE! | #VALUE! | #VALUE! | #VALUE! | 0 | 0 | 0.20123 | 0.20123 | #VALUE! | #VALUE! | #VALUE! | #VALUE! | 0 | 0 | 0.20123 | 0.20123 | #VALUE! | #VALUE! |  |  |  | #VALUE! | #VALUE! | #VALUE! | #VALUE! | #VALUE! | #VALUE! | #VALUE!
Saturday | 6 | 25 | 24 | 4224 | 0 | 0 | 0 | 0 | 0 | 0 | 0 | 0 | 0 | 0 | 0 | 0 | 0 | 0 | 0 | 0 | 0 | 0 | 0 | 0 | 0 | 0 | 0 | 0 | 0 | 0 | 0 | 0 | 0 | 0 | 0 | 0 | 0 | 0 | 0 | 0 | 0 | 0 | 0 | 0 |  | 0 | 0 | 0 |  | #VALUE! | #VALUE! | #VALUE! | #VALUE! |  |  | #VALUE! | #VALUE! | 0 | 0 | 0.20123 | 0.20123 | #VALUE! | #VALUE! | #VALUE! | #VALUE! | 0 | 0 | 0.20123 | 0.20123 | #VALUE! | #VALUE! | #VALUE! | #VALUE! | 0 | 0 | 0.20123 | 0.20123 | #VALUE! | #VALUE! |  |  |  | #VALUE! | #VALUE! | #VALUE! | #VALUE! | #VALUE! | #VALUE! | #VALUE!
Sunday | 6 | 26 | 1 | 4225 | 0 | 0 | 0 | 0 | 0 | 0 | 0 | 0 | 0 | 0 | 0 | 0 | 0 | 0 | 0 | 0 | 0 | 0 | 0 | 0 | 0 | 0 | 0 | 0 | 0 | 0 | 0 | 0 | 0 | 0 | 0 | 0 | 0 | 0 | 0 | 0 | 0 | 0 | 0 | 0 |  | 0 | 0 | 0 |  | #VALUE! | #VALUE! | #VALUE! | #VALUE! |  |  | #VALUE! | #VALUE! | 0 | 0 | 0.20123 | 0.20123 | #VALUE! | #VALUE! | #VALUE! | #VALUE! | 0 | 0 | 0.20123 | 0.20123 | #VALUE! | #VALUE! | #VALUE! | #VALUE! | 0 | 0 | 0.20123 | 0.20123 | #VALUE! | #VALUE! |  |  |  | #VALUE! | #VALUE! | #VALUE! | #VALUE! | #VALUE! | #VALUE! | #VALUE!
Sunday | 6 | 26 | 2 | 4226 | 0 | 0 | 0 | 0 | 0 | 0 | 0 | 0 | 0 | 0 | 0 | 0 | 0 | 0 | 0 | 0 | 0 | 0 | 0 | 0 | 0 | 0 | 0 | 0 | 0 | 0 | 0 | 0 | 0 | 0 | 0 | 0 | 0 | 0 | 0 | 0 | 0 | 0 | 0 | 0 |  | 0 | 0 | 0 |  | #VALUE! | #VALUE! | #VALUE! | #VALUE! |  |  | #VALUE! | #VALUE! | 0 | 0 | 0.20123 | 0.20123 | #VALUE! | #VALUE! | #VALUE! | #VALUE! | 0 | 0 | 0.20123 | 0.20123 | #VALUE! | #VALUE! | #VALUE! | #VALUE! | 0 | 0 | 0.20123 | 0.20123 | #VALUE! | #VALUE! |  |  |  | #VALUE! | #VALUE! | #VALUE! | #VALUE! | #VALUE! | #VALUE! | #VALUE!
Sunday | 6 | 26 | 3 | 4227 | 0 | 0 | 0 | 0 | 0 | 0 | 0 | 0 | 0 | 0 | 0 | 0 | 0 | 0 | 0 | 0 | 0 | 0 | 0 | 0 | 0 | 0 | 0 | 0 | 0 | 0 | 0 | 0 | 0 | 0 | 0 | 0 | 0 | 0 | 0 | 0 | 0 | 0 | 0 | 0 |  | 0 | 0 | 0 |  | #VALUE! | #VALUE! | #VALUE! | #VALUE! |  |  | #VALUE! | #VALUE! | 0 | 0 | 0.20123 | 0.20123 | #VALUE! | #VALUE! | #VALUE! | #VALUE! | 0 | 0 | 0.20123 | 0.20123 | #VALUE! | #VALUE! | #VALUE! | #VALUE! | 0 | 0 | 0.20123 | 0.20123 | #VALUE! | #VALUE! |  |  |  | #VALUE! | #VALUE! | #VALUE! | #VALUE! | #VALUE! | #VALUE! | #VALUE!
Sunday | 6 | 26 | 4 | 4228 | 0 | 0 | 0 | 0 | 0 | 0 | 0 | 0 | 0 | 0 | 0 | 0 | 0 | 0 | 0 | 0 | 0 | 0 | 0 | 0 | 0 | 0 | 0 | 0 | 0 | 0 | 0 | 0 | 0 | 0 | 0 | 0 | 0 | 0 | 0 | 0 | 0 | 0 | 0 | 0 |  | 0 | 0 | 0 |  | #VALUE! | #VALUE! | #VALUE! | #VALUE! |  |  | #VALUE! | #VALUE! | 0 | 0 | 0.20123 | 0.20123 | #VALUE! | #VALUE! | #VALUE! | #VALUE! | 0 | 0 | 0.20123 | 0.20123 | #VALUE! | #VALUE! | #VALUE! | #VALUE! | 0 | 0 | 0.20123 | 0.20123 | #VALUE! | #VALUE! |  |  |  | #VALUE! | #VALUE! | #VALUE! | #VALUE! | #VALUE! | #VALUE! | #VALUE!
Sunday | 6 | 26 | 5 | 4229 | 0 | 0 | 0 | 0 | 0 | 0 | 0 | 0 | 0 | 0 | 0 | 0 | 0 | 0 | 0 | 0 | 0 | 0 | 0 | 0 | 0 | 0 | 0 | 0 | 0 | 0 | 0 | 0 | 0 | 0 | 0 | 0 | 0 | 0 | 0 | 0 | 0 | 0 | 0 | 0 |  | 0 | 0 | 0 |  | #VALUE! | #VALUE! | #VALUE! | #VALUE! |  |  | #VALUE! | #VALUE! | 0 | 0 | 0.20123 | 0.20123 | #VALUE! | #VALUE! | #VALUE! | #VALUE! | 0 | 0 | 0.20123 | 0.20123 | #VALUE! | #VALUE! | #VALUE! | #VALUE! | 0 | 0 | 0.20123 | 0.20123 | #VALUE! | #VALUE! |  |  |  | #VALUE! | #VALUE! | #VALUE! | #VALUE! | #VALUE! | #VALUE! | #VALUE!
Sunday | 6 | 26 | 6 | 4230 | 0 | 0 | 0 | 0 | 0 | 0 | 0 | 0 | 0 | 0 | 0 | 0 | 0 | 0 | 0 | 0 | 0 | 0 | 0 | 0 | 0 | 0 | 0 | 0 | 0 | 0 | 0 | 0 | 0 | 0 | 0 | 0 | 0 | 0 | 0 | 0 | 0 | 0 | 0 | 0 |  | 0 | 0 | 0 |  | #VALUE! | #VALUE! | #VALUE! | #VALUE! |  |  | #VALUE! | #VALUE! | 0 | 0 | 0.20123 | 0.20123 | #VALUE! | #VALUE! | #VALUE! | #VALUE! | 0 | 0 | 0.20123 | 0.20123 | #VALUE! | #VALUE! | #VALUE! | #VALUE! | 0 | 0 | 0.20123 | 0.20123 | #VALUE! | #VALUE! |  |  |  | #VALUE! | #VALUE! | #VALUE! | #VALUE! | #VALUE! | #VALUE! | #VALUE!
Sunday | 6 | 26 | 7 | 4231 | 0 | 0 | 0 | 0 | 0 | 0 | 0 | 0 | 0 | 0 | 0 | 0 | 0 | 0 | 0 | 0 | 0 | 0 | 0 | 0 | 0 | 0 | 0 | 0 | 0 | 0 | 0 | 0.003331 | 0 | 0 | 0 | 0 | 0 | 0 | 0 | 0 | 0 | 0 | 0 | 0 |  | 0 | 0 | 0 |  | #VALUE! | #VALUE! | #VALUE! | #VALUE! |  |  | #VALUE! | #VALUE! | 0 | 0 | 0.20123 | 0.20123 | #VALUE! | #VALUE! | #VALUE! | #VALUE! | 0 | 0 | 0.20123 | 0.20123 | #VALUE! | #VALUE! | #VALUE! | #VALUE! | 0 | 0 | 0.20123 | 0.20123 | #VALUE! | #VALUE! |  |  |  | #VALUE! | #VALUE! | #VALUE! | #VALUE! | #VALUE! | #VALUE! | #VALUE!
Sunday | 6 | 26 | 8 | 4232 | 0 | 0 | 0 | 0 | 0 | 0 | 0 | 0 | 0 | 0 | 0 | 0 | 0 | 0 | 0 | 0 | 0 | 0 | 0 | 0 | 0 | 0 | 0 | 0 | 0 | 0 | 0 | 0.012214 | 0.026 | 0 | 0 | 0 | 0 | 0 | 0 | 0 | 0 | 0 | 0 | 0 |  | 0 | 0 | 0 |  | #VALUE! | #VALUE! | #VALUE! | #VALUE! |  |  | #VALUE! | #VALUE! | 0 | 0 | 0.20123 | 0.20123 | #VALUE! | #VALUE! | #VALUE! | #VALUE! | 0 | 0 | 0.20123 | 0.20123 | #VALUE! | #VALUE! | #VALUE! | #VALUE! | 0 | 0 | 0.20123 | 0.20123 | #VALUE! | #VALUE! |  |  |  | #VALUE! | #VALUE! | #VALUE! | #VALUE! | #VALUE! | #VALUE! | #VALUE!
Sunday | 6 | 26 | 9 | 4233 | 0 | 0 | 0 | 0 | 0 | 0 | 0 | 0 | 0 | 0 | 0 | 0 | 0 | 0 | 0 | 0 | 0 | 0 | 0 | 0 | 0 | 0 | 0 | 0 | 0.0036751 | 0 | 0 | 0.015069 | 0.048 | 0 | 0 | 0 | 0 | 0 | 0 | 0 | 0 | 0 | 0 | 0 |  | 0 | 0 | 0 |  | #VALUE! | #VALUE! | #VALUE! | #VALUE! |  |  | #VALUE! | #VALUE! | 0 | 0 | 0.20123 | 0.20123 | #VALUE! | #VALUE! | #VALUE! | #VALUE! | 0 | 0 | 0.20123 | 0.20123 | #VALUE! | #VALUE! | #VALUE! | #VALUE! | 0 | 0 | 0.20123 | 0.20123 | #VALUE! | #VALUE! |  |  |  | #VALUE! | #VALUE! | #VALUE! | #VALUE! | #VALUE! | #VALUE! | #VALUE!
Sunday | 6 | 26 | 10 | 4234 | 0 | 0 | 0 | 0 | 0 | 0 | 0 | 0 | 0 | 0 | 0 | 0 | 0 | 0 | 0 | 0 | 0 | 0 | 0 | 0 | 0 | 0 | 0 | 0 | 0.017787 | 0 | 0.00024283 | 0.041292 | 0.113 | 0 | 0 | 0 | 0 | 0 | 0 | 0 | 0 | 0 | 0 | 0 |  | 0 | 0 | 0 |  | #VALUE! | #VALUE! | #VALUE! | #VALUE! |  |  | #VALUE! | #VALUE! | 0 | 0 | 0.20123 | 0.20123 | #VALUE! | #VALUE! | #VALUE! | #VALUE! | 0 | 0 | 0.20123 | 0.20123 | #VALUE! | #VALUE! | #VALUE! | #VALUE! | 0 | 0 | 0.20123 | 0.20123 | #VALUE! | #VALUE! |  |  |  | #VALUE! | #VALUE! | #VALUE! | #VALUE! | #VALUE! | #VALUE! | #VALUE!
Sunday | 6 | 26 | 11 | 4235 | 0 | 0 | 0 | 0 | 0 | 0 | 0 | 0 | 0 | 0 | 0 | 0 | 0 | 0 | 0 | 0 | 0 | 0 | 0 | 0 | 0 | 0 | 0.0079167 | 0.012561 | 0.070811 | 0.017 | 0.0018964 | 0.11624 | 0.223 | 0 | 0 | 0 | 0 | 0 | 0 | 0 | 0 | 0 | 0 | 0 |  | 0 | 0 | 0 |  | #VALUE! | #VALUE! | #VALUE! | #VALUE! |  |  | #VALUE! | #VALUE! | 0 | 0 | 0.20123 | 0.20123 | #VALUE! | #VALUE! | #VALUE! | #VALUE! | 0 | 0 | 0.20123 | 0.20123 | #VALUE! | #VALUE! | #VALUE! | #VALUE! | 0 | 0 | 0.20123 | 0.20123 | #VALUE! | #VALUE! |  |  |  | #VALUE! | #VALUE! | #VALUE! | #VALUE! | #VALUE! | #VALUE! | #VALUE!
Sunday | 6 | 26 | 12 | 4236 | 0 | 0 | 0 | 0 | 0 | 0 | 0 | 0 | 0 | 0 | 0 | 0 | 0 | 0 | 0 | 0 | 0 | 0 | 0 | 0 | 0 | 0 | 0.02375 | 0.021768 | 0.083171 | 0.069 | 0.0019426 | 0.12675 | 0.23 | 0 | 0 | 0 | 0 | 0 | 0 | 0 | 0 | 0 | 0 | 0 |  | 0 | 0 | 0 |  | #VALUE! | #VALUE! | #VALUE! | #VALUE! |  |  | #VALUE! | #VALUE! | 0 | 0 | 0.20123 | 0.20123 | #VALUE! | #VALUE! | #VALUE! | #VALUE! | 0 | 0 | 0.20123 | 0.20123 | #VALUE! | #VALUE! | #VALUE! | #VALUE! | 0 | 0 | 0.20123 | 0.20123 | #VALUE! | #VALUE! |  |  |  | #VALUE! | #VALUE! | #VALUE! | #VALUE! | #VALUE! | #VALUE! | #VALUE!
Sunday | 6 | 26 | 13 | 4237 | 0 | 0 | 0 | 0 | 0 | 0 | 0 | 0 | 0 | 0 | 0 | 0 | 0 | 0 | 0 | 0 | 0 | 0 | 0 | 0 | 0 | 0 | 0.010583 | 0.0094596 | 0.024437 | 0.02325 | 0.0029376 | 0.11537 | 0.213 | 0 | 0 | 0 | 0 | 0 | 0 | 0 | 0 | 0 | 0 | 0 |  | 0 | 0 | 0 |  | #VALUE! | #VALUE! | #VALUE! | #VALUE! |  |  | #VALUE! | #VALUE! | 0 | 0 | 0.20123 | 0.20123 | #VALUE! | #VALUE! | #VALUE! | #VALUE! | 0 | 0 | 0.20123 | 0.20123 | #VALUE! | #VALUE! | #VALUE! | #VALUE! | 0 | 0 | 0.20123 | 0.20123 | #VALUE! | #VALUE! |  |  |  | #VALUE! | #VALUE! | #VALUE! | #VALUE! | #VALUE! | #VALUE! | #VALUE!
Sunday | 6 | 26 | 14 | 4238 | 0 | 0 | 0 | 0 | 0 | 0 | 0 | 0 | 0 | 0 | 0 | 0 | 0 | 0 | 0 | 0 | 0 | 0 | 0 | 0 | 0 | 0.012 | 0.077917 | 0.066474 | 0.12766 | 0 | 0.023714 | 0.16236 | 0.247 | 0 | 0 | 0 | 0 | 0 | 0 | 0 | 0 | 0 | 0 | 0 |  | 0 | 0 | 0 |  | #VALUE! | #VALUE! | #VALUE! | #VALUE! |  |  | #VALUE! | #VALUE! | 0 | 0 | 0.20123 | 0.20123 | #VALUE! | #VALUE! | #VALUE! | #VALUE! | 0 | 0 | 0.20123 | 0.20123 | #VALUE! | #VALUE! | #VALUE! | #VALUE! | 0 | 0 | 0.20123 | 0.20123 | #VALUE! | #VALUE! |  |  |  | #VALUE! | #VALUE! | #VALUE! | #VALUE! | #VALUE! | #VALUE! | #VALUE!
Sunday | 6 | 26 | 15 | 4239 | 0 | 0 | 0 | 0 | 0 | 0 | 0 | 0 | 0 | 0 | 0 | 0 | 0 | 0 | 0 | 0 | 0 | 0 | 0 | 0 | 0 | 0 | 0.0275 | 0.019793 | 0.025553 | 0 | 0.026593 | 0.13456 | 0.223 | 0 | 0 | 0 | 0 | 0 | 0 | 0 | 0 | 0 | 0 | 0 |  | 0 | 0 | 0 |  | #VALUE! | #VALUE! | #VALUE! | #VALUE! |  |  | #VALUE! | #VALUE! | 0 | 0 | 0.20123 | 0.20123 | #VALUE! | #VALUE! | #VALUE! | #VALUE! | 0 | 0 | 0.20123 | 0.20123 | #VALUE! | #VALUE! | #VALUE! | #VALUE! | 0 | 0 | 0.20123 | 0.20123 | #VALUE! | #VALUE! |  |  |  | #VALUE! | #VALUE! | #VALUE! | #VALUE! | #VALUE! | #VALUE! | #VALUE!
Sunday | 6 | 26 | 16 | 4240 | 0 | 0 | 0 | 0 | 0 | 0 | 0 | 0 | 0 | 0 | 0 | 0 | 0 | 0 | 0 | 0 | 0 | 0 | 0 | 0 | 0 | 0 | 0 | 0.0021733 | 0.026058 | 0 | 0.053573 | 0.088275 | 0.178 | 0 | 0 | 0 | 0 | 0 | 0 | 0 | 0 | 0 | 0 | 0 |  | 0 | 0 | 0 |  | #VALUE! | #VALUE! | #VALUE! | #VALUE! |  |  | #VALUE! | #VALUE! | 0 | 0 | 0.20123 | 0.20123 | #VALUE! | #VALUE! | #VALUE! | #VALUE! | 0 | 0 | 0.20123 | 0.20123 | #VALUE! | #VALUE! | #VALUE! | #VALUE! | 0 | 0 | 0.20123 | 0.20123 | #VALUE! | #VALUE! |  |  |  | #VALUE! | #VALUE! | #VALUE! | #VALUE! | #VALUE! | #VALUE! | #VALUE!
Sunday | 6 | 26 | 17 | 4241 | 0 | 0 | 0 | 0 | 0 | 0 | 0 | 0 | 0 | 0 | 0 | 0 | 0 | 0 | 0 | 0 | 0 | 0 | 0 | 0 | 0 | 0 | 0 | 0 | 0.027421 | 0 | 0.015667 | 0.079271 | 0.19 | 0 | 0 | 0 | 0 | 0 | 0 | 0 | 0 | 0 | 0 | 0 |  | 0 | 0 | 0 |  | #VALUE! | #VALUE! | #VALUE! | #VALUE! |  |  | #VALUE! | #VALUE! | 0 | 0 | 0.20123 | 0.20123 | #VALUE! | #VALUE! | #VALUE! | #VALUE! | 0 | 0 | 0.20123 | 0.20123 | #VALUE! | #VALUE! | #VALUE! | #VALUE! | 0 | 0 | 0.20123 | 0.20123 | #VALUE! | #VALUE! |  |  |  | #VALUE! | #VALUE! | #VALUE! | #VALUE! | #VALUE! | #VALUE! | #VALUE!
Sunday | 6 | 26 | 18 | 4242 | 0 | 0 | 0 | 0 | 0 | 0 | 0 | 0 | 0 | 0 | 0 | 0 | 0 | 0 | 0 | 0 | 0 | 0 | 0 | 0 | 0 | 0 | 0 | 0 | 0.019173 | 0 | 0.041687 | 0.06617 | 0.202 | 0 | 0 | 0 | 0 | 0 | 0 | 0 | 0 | 0 | 0 | 0 |  | 0 | 0 | 0 |  | #VALUE! | #VALUE! | #VALUE! | #VALUE! |  |  | #VALUE! | #VALUE! | 0 | 0 | 0.20123 | 0.20123 | #VALUE! | #VALUE! | #VALUE! | #VALUE! | 0 | 0 | 0.20123 | 0.20123 | #VALUE! | #VALUE! | #VALUE! | #VALUE! | 0 | 0 | 0.20123 | 0.20123 | #VALUE! | #VALUE! |  |  |  | #VALUE! | #VALUE! | #VALUE! | #VALUE! | #VALUE! | #VALUE! | #VALUE!
Sunday | 6 | 26 | 19 | 4243 | 0 | 0 | 0 | 0 | 0 | 0 | 0 | 0 | 0 | 0 | 0 | 0 | 0 | 0 | 0 | 0 | 0 | 0 | 0 | 0 | 0 | 0 | 0 | 0 | 0.011547 | 0 | 0.038485 | 0.046811 | 0.172 | 0 | 0 | 0 | 0 | 0 | 0 | 0 | 0 | 0 | 0 | 0 |  | 0 | 0 | 0 |  | #VALUE! | #VALUE! | #VALUE! | #VALUE! |  |  | #VALUE! | #VALUE! | 0 | 0 | 0.20123 | 0.20123 | #VALUE! | #VALUE! | #VALUE! | #VALUE! | 0 | 0 | 0.20123 | 0.20123 | #VALUE! | #VALUE! | #VALUE! | #VALUE! | 0 | 0 | 0.20123 | 0.20123 | #VALUE! | #VALUE! |  |  |  | #VALUE! | #VALUE! | #VALUE! | #VALUE! | #VALUE! | #VALUE! | #VALUE!
Sunday | 6 | 26 | 20 | 4244 | 0 | 0 | 0 | 0 | 0 | 0 | 0 | 0 | 0 | 0 | 0 | 0 | 0 | 0 | 0 | 0 | 0 | 0 | 0 | 0 | 0 | 0 | 0 | 0 | 0.0096292 | 0 | 0.03896 | 0.043182 | 0.16 | 0 | 0 | 0 | 0 | 0 | 0 | 0 | 0 | 0 | 0 | 0 |  | 0 | 0 | 0 |  | #VALUE! | #VALUE! | #VALUE! | #VALUE! |  |  | #VALUE! | #VALUE! | 0 | 0 | 0.20123 | 0.20123 | #VALUE! | #VALUE! | #VALUE! | #VALUE! | 0 | 0 | 0.20123 | 0.20123 | #VALUE! | #VALUE! | #VALUE! | #VALUE! | 0 | 0 | 0.20123 | 0.20123 | #VALUE! | #VALUE! |  |  |  | #VALUE! | #VALUE! | #VALUE! | #VALUE! | #VALUE! | #VALUE! | #VALUE!
Sunday | 6 | 26 | 21 | 4245 | 0 | 0 | 0 | 0 | 0 | 0 | 0 | 0 | 0 | 0 | 0 | 0 | 0 | 0 | 0 | 0 | 0 | 0 | 0 | 0 | 0 | 0 | 0 | 0 | 0.0073156 | 0 | 0.039197 | 0.0399 | 0.148 | 0 | 0 | 0 | 0 | 0 | 0 | 0 | 0 | 0 | 0 | 0 |  | 0 | 0 | 0 |  | #VALUE! | #VALUE! | #VALUE! | #VALUE! |  |  | #VALUE! | #VALUE! | 0 | 0 | 0.20123 | 0.20123 | #VALUE! | #VALUE! | #VALUE! | #VALUE! | 0 | 0 | 0.20123 | 0.20123 | #VALUE! | #VALUE! | #VALUE! | #VALUE! | 0 | 0 | 0.20123 | 0.20123 | #VALUE! | #VALUE! |  |  |  | #VALUE! | #VALUE! | #VALUE! | #VALUE! | #VALUE! | #VALUE! | #VALUE!
Sunday | 6 | 26 | 22 | 4246 | 0 | 0 | 0 | 0 | 0 | 0 | 0 | 0 | 0 | 0 | 0 | 0 | 0 | 0 | 0 | 0 | 0 | 0 | 0 | 0 | 0 | 0 | 0 | 0 | 0 | 0 | 0.034921 | 0.025379 | 0.096 | 0 | 0 | 0 | 0 | 0 | 0 | 0 | 0 | 0 | 0 | 0 |  | 0 | 0 | 0 |  | #VALUE! | #VALUE! | #VALUE! | #VALUE! |  |  | #VALUE! | #VALUE! | 0 | 0 | 0.20123 | 0.20123 | #VALUE! | #VALUE! | #VALUE! | #VALUE! | 0 | 0 | 0.20123 | 0.20123 | #VALUE! | #VALUE! | #VALUE! | #VALUE! | 0 | 0 | 0.20123 | 0.20123 | #VALUE! | #VALUE! |  |  |  | #VALUE! | #VALUE! | #VALUE! | #VALUE! | #VALUE! | #VALUE! | #VALUE!
Sunday | 6 | 26 | 23 | 4247 | 0 | 0 | 0 | 0 | 0 | 0 | 0 | 0 | 0 | 0 | 0 | 0 | 0 | 0 | 0 | 0 | 0 | 0 | 0 | 0 | 0 | 0 | 0 | 0 | 0 | 0 | 0 | 0.017924 | 0.042 | 0 | 0 | 0 | 0 | 0 | 0 | 0 | 0 | 0 | 0 | 0 |  | 0 | 0 | 0 |  | #VALUE! | #VALUE! | #VALUE! | #VALUE! |  |  | #VALUE! | #VALUE! | 0 | 0 | 0.20123 | 0.20123 | #VALUE! | #VALUE! | #VALUE! | #VALUE! | 0 | 0 | 0.20123 | 0.20123 | #VALUE! | #VALUE! | #VALUE! | #VALUE! | 0 | 0 | 0.20123 | 0.20123 | #VALUE! | #VALUE! |  |  |  | #VALUE! | #VALUE! | #VALUE! | #VALUE! | #VALUE! | #VALUE! | #VALUE!
Sunday | 6 | 26 | 24 | 4248 | 0 | 0 | 0 | 0 | 0 | 0 | 0 | 0 | 0 | 0 | 0 | 0 | 0 | 0 | 0 | 0 | 0 | 0 | 0 | 0 | 0 | 0 | 0 | 0 | 0 | 0 | 0 | 0.020303 | 0.061 | 0 | 0 | 0 | 0 | 0 | 0 | 0 | 0 | 0 | 0 | 0 |  | 0 | 0 | 0 |  | #VALUE! | #VALUE! | #VALUE! | #VALUE! |  |  | #VALUE! | #VALUE! | 0 | 0 | 0.20123 | 0.20123 | #VALUE! | #VALUE! | #VALUE! | #VALUE! | 0 | 0 | 0.20123 | 0.20123 | #VALUE! | #VALUE! | #VALUE! | #VALUE! | 0 | 0 | 0.20123 | 0.20123 | #VALUE! | #VALUE! |  |  |  | #VALUE! | #VALUE! | #VALUE! | #VALUE! | #VALUE! | #VALUE! | #VALUE!
Monday | 6 | 27 | 1 | 4249 | 0 | 0 | 0 | 0 | 0 | 0 | 0 | 0 | 0 | 0 | 0 | 0 | 0 | 0 | 0 | 0 | 0 | 0 | 0 | 0 | 0 | 0 | 0 | 0 | 0 | 0 | 0 | 0.011421 | 0 | 0 | 0 | 0 | 0 | 0 | 0 | 0 | 0 | 0 | 0 | 0 |  | 0 | 0 | 0 |  | #VALUE! | #VALUE! | #VALUE! | #VALUE! |  |  | #VALUE! | #VALUE! | 0 | 0 | 0.20123 | 0.20123 | #VALUE! | #VALUE! | #VALUE! | #VALUE! | 0 | 0 | 0.20123 | 0.20123 | #VALUE! | #VALUE! | #VALUE! | #VALUE! | 0 | 0 | 0.20123 | 0.20123 | #VALUE! | #VALUE! |  |  |  | #VALUE! | #VALUE! | #VALUE! | #VALUE! | #VALUE! | #VALUE! | #VALUE!
Monday | 6 | 27 | 2 | 4250 | 0 | 0 | 0 | 0 | 0 | 0 | 0 | 0 | 0 | 0 | 0 | 0 | 0 | 0 | 0 | 0 | 0 | 0 | 0 | 0 | 0 | 0 | 0 | 0 | 0 | 0 | 0 | 0.0071379 | 0 | 0 | 0 | 0 | 0 | 0 | 0 | 0 | 0 | 0 | 0 | 0 |  | 0 | 0 | 0 |  | #VALUE! | #VALUE! | #VALUE! | #VALUE! |  |  | #VALUE! | #VALUE! | 0 | 0 | 0.20123 | 0.20123 | #VALUE! | #VALUE! | #VALUE! | #VALUE! | 0 | 0 | 0.20123 | 0.20123 | #VALUE! | #VALUE! | #VALUE! | #VALUE! | 0 | 0 | 0.20123 | 0.20123 | #VALUE! | #VALUE! |  |  |  | #VALUE! | #VALUE! | #VALUE! | #VALUE! | #VALUE! | #VALUE! | #VALUE!
Monday | 6 | 27 | 3 | 4251 | 0 | 0 | 0 | 0 | 0 | 0 | 0 | 0 | 0 | 0 | 0 | 0 | 0 | 0 | 0 | 0 | 0 | 0 | 0 | 0 | 0 | 0 | 0 | 0 | 0 | 0 | 0 | 0.0071379 | 0 | 0 | 0 | 0 | 0 | 0 | 0 | 0 | 0 | 0 | 0 | 0 |  | 0 | 0 | 0 |  | #VALUE! | #VALUE! | #VALUE! | #VALUE! |  |  | #VALUE! | #VALUE! | 0 | 0 | 0.20123 | 0.20123 | #VALUE! | #VALUE! | #VALUE! | #VALUE! | 0 | 0 | 0.20123 | 0.20123 | #VALUE! | #VALUE! | #VALUE! | #VALUE! | 0 | 0 | 0.20123 | 0.20123 | #VALUE! | #VALUE! |  |  |  | #VALUE! | #VALUE! | #VALUE! | #VALUE! | #VALUE! | #VALUE! | #VALUE!
Monday | 6 | 27 | 4 | 4252 | 0 | 0 | 0 | 0 | 0 | 0 | 0 | 0 | 0 | 0 | 0 | 0 | 0 | 0 | 0 | 0 | 0 | 0 | 0 | 0 | 0 | 0 | 0 | 0 | 0 | 0 | 0 | 0.0071379 | 0 | 0 | 0 | 0 | 0 | 0 | 0 | 0 | 0 | 0 | 0 | 0 |  | 0 | 0 | 0 |  | #VALUE! | #VALUE! | #VALUE! | #VALUE! |  |  | #VALUE! | #VALUE! | 0 | 0 | 0.20123 | 0.20123 | #VALUE! | #VALUE! | #VALUE! | #VALUE! | 0 | 0 | 0.20123 | 0.20123 | #VALUE! | #VALUE! | #VALUE! | #VALUE! | 0 | 0 | 0.20123 | 0.20123 | #VALUE! | #VALUE! |  |  |  | #VALUE! | #VALUE! | #VALUE! | #VALUE! | #VALUE! | #VALUE! | #VALUE!
Monday | 6 | 27 | 5 | 4253 | 0 | 0 | 0 | 0 | 0 | 0 | 0 | 0 | 0 | 0 | 0 | 0 | 0 | 0 | 0 | 0 | 0 | 0 | 0 | 0 | 0 | 0 | 0 | 0 | 0 | 0 | 0 | 0.003331 | 0 | 0 | 0 | 0 | 0 | 0 | 0 | 0 | 0 | 0 | 0 | 0 |  | 0 | 0 | 0 |  | #VALUE! | #VALUE! | #VALUE! | #VALUE! |  |  | #VALUE! | #VALUE! | 0 | 0 | 0.20123 | 0.20123 | #VALUE! | #VALUE! | #VALUE! | #VALUE! | 0 | 0 | 0.20123 | 0.20123 | #VALUE! | #VALUE! | #VALUE! | #VALUE! | 0 | 0 | 0.20123 | 0.20123 | #VALUE! | #VALUE! |  |  |  | #VALUE! | #VALUE! | #VALUE! | #VALUE! | #VALUE! | #VALUE! | #VALUE!
Monday | 6 | 27 | 6 | 4254 | 0 | 0 | 0 | 0 | 0 | 0 | 0 | 0 | 0 | 0 | 0 | 0 | 0 | 0 | 0 | 0 | 0 | 0 | 0 | 0 | 0 | 0 | 0 | 0 | 0 | 0 | 0 | 0.003331 | 0 | 0 | 0 | 0 | 0 | 0 | 0 | 0 | 0 | 0 | 0 | 0 |  | 0 | 0 | 0 |  | #VALUE! | #VALUE! | #VALUE! | #VALUE! |  |  | #VALUE! | #VALUE! | 0 | 0 | 0.20123 | 0.20123 | #VALUE! | #VALUE! | #VALUE! | #VALUE! | 0 | 0 | 0.20123 | 0.20123 | #VALUE! | #VALUE! | #VALUE! | #VALUE! | 0 | 0 | 0.20123 | 0.20123 | #VALUE! | #VALUE! |  |  |  | #VALUE! | #VALUE! | #VALUE! | #VALUE! | #VALUE! | #VALUE! | #VALUE!
Monday | 6 | 27 | 7 | 4255 | 0 | 0 | 0 | 0 | 0 | 0 | 0 | 0 | 0 | 0 | 0 | 0 | 0 | 0 | 0 | 0 | 0 | 0 | 0 | 0 | 0 | 0 | 0 | 0 | 0 | 0 | 0 | 0.0072965 | 0 | 0 | 0 | 0 | 0 | 0 | 0 | 0 | 0 | 0 | 0 | 0 |  | 0 | 0 | 0 |  | #VALUE! | #VALUE! | #VALUE! | #VALUE! |  |  | #VALUE! | #VALUE! | 0 | 0 | 0.20123 | 0.20123 | #VALUE! | #VALUE! | #VALUE! | #VALUE! | 0 | 0 | 0.20123 | 0.20123 | #VALUE! | #VALUE! | #VALUE! | #VALUE! | 0 | 0 | 0.20123 | 0.20123 | #VALUE! | #VALUE! |  |  |  | #VALUE! | #VALUE! | #VALUE! | #VALUE! | #VALUE! | #VALUE! | #VALUE!
Monday | 6 | 27 | 8 | 4256 | 0 | 0 | 0 | 0 | 0 | 0 | 0 | 0 | 0 | 0 | 0 | 0 | 0 | 0 | 0 | 0 | 0 | 0 | 0 | 0 | 0 | 0 | 0 | 0 | 0.0063481 | 0 | 0 | 0.019829 | 0.061 | 0 | 0 | 0 | 0 | 0 | 0 | 0 | 0 | 0 | 0 | 0 |  | 0 | 0 | 0 |  | #VALUE! | #VALUE! | #VALUE! | #VALUE! |  |  | #VALUE! | #VALUE! | 0 | 0 | 0.20123 | 0.20123 | #VALUE! | #VALUE! | #VALUE! | #VALUE! | 0 | 0 | 0.20123 | 0.20123 | #VALUE! | #VALUE! | #VALUE! | #VALUE! | 0 | 0 | 0.20123 | 0.20123 | #VALUE! | #VALUE! |  |  |  | #VALUE! | #VALUE! | #VALUE! | #VALUE! | #VALUE! | #VALUE! | #VALUE!
Monday | 6 | 27 | 9 | 4257 | 0 | 0 | 0 | 0 | 0 | 0 | 0 | 0 | 0 | 0 | 0 | 0 | 0 | 0 | 0 | 0 | 0 | 0 | 0 | 0 | 0 | 0 | 0 | 0.0008125 | 0.023086 | 0 | 0.0010754 | 0.073175 | 0.176 | 0 | 0 | 0 | 0 | 0 | 0 | 0 | 0 | 0 | 0 | 0 |  | 0 | 0 | 0 |  | #VALUE! | #VALUE! | #VALUE! | #VALUE! |  |  | #VALUE! | #VALUE! | 0 | 0 | 0.20123 | 0.20123 | #VALUE! | #VALUE! | #VALUE! | #VALUE! | 0 | 0 | 0.20123 | 0.20123 | #VALUE! | #VALUE! | #VALUE! | #VALUE! | 0 | 0 | 0.20123 | 0.20123 | #VALUE! | #VALUE! |  |  |  | #VALUE! | #VALUE! | #VALUE! | #VALUE! | #VALUE! | #VALUE! | #VALUE!
Monday | 6 | 27 | 10 | 4258 | 0 | 0 | 0 | 0 | 0 | 0 | 0 | 0 | 0 | 0 | 0 | 0 | 0 | 0 | 0 | 0 | 0 | 0 | 0 | 0 | 0 | 0 | 0.020417 | 0.01878 | 0.086077 | 0.00375 | 0.0025208 | 0.15397 | 0.291 | 0 | 0 | 0 | 0 | 0 | 0 | 0 | 0 | 0 | 0 | 0 |  | 0 | 0 | 0 |  | #VALUE! | #VALUE! | #VALUE! | #VALUE! |  |  | #VALUE! | #VALUE! | 0 | 0 | 0.20123 | 0.20123 | #VALUE! | #VALUE! | #VALUE! | #VALUE! | 0 | 0 | 0.20123 | 0.20123 | #VALUE! | #VALUE! | #VALUE! | #VALUE! | 0 | 0 | 0.20123 | 0.20123 | #VALUE! | #VALUE! |  |  |  | #VALUE! | #VALUE! | #VALUE! | #VALUE! | #VALUE! | #VALUE! | #VALUE!
Monday | 6 | 27 | 11 | 4259 | 0 | 0 | 0 | 0 | 0 | 0 | 0 | 0 | 0 | 0 | 0 | 0 | 0 | 0 | 0 | 0 | 0 | 0 | 0 | 0 | 0 | 0.0135 | 0.11092 | 0.0998 | 0.1095 | 0.0245 | 0.0031452 | 0.20589 | 0.32 | 0 | 0 | 0 | 0 | 0 | 0 | 0 | 0 | 0 | 0 | 0 |  | 0 | 0 | 0 |  | #VALUE! | #VALUE! | #VALUE! | #VALUE! |  |  | #VALUE! | #VALUE! | 0 | 0 | 0.20123 | 0.20123 | #VALUE! | #VALUE! | #VALUE! | #VALUE! | 0 | 0 | 0.20123 | 0.20123 | #VALUE! | #VALUE! | #VALUE! | #VALUE! | 0 | 0 | 0.20123 | 0.20123 | #VALUE! | #VALUE! |  |  |  | #VALUE! | #VALUE! | #VALUE! | #VALUE! | #VALUE! | #VALUE! | #VALUE!
Monday | 6 | 27 | 12 | 4260 | 0 | 0 | 0 | 0 | 0 | 0 | 0 | 0 | 0 | 0 | 0 | 0 | 0 | 0 | 0 | 0 | 0 | 0 | 0 | 0 | 0 | 0.0395 | 0.13642 | 0.12901 | 0.21959 | 0.057 | 0.0029486 | 0.20145 | 0.282 | 0 | 0 | 0 | 0 | 0 | 0 | 0 | 0 | 0 | 0 | 0 |  | 0 | 0 | 0 |  | #VALUE! | #VALUE! | #VALUE! | #VALUE! |  |  | #VALUE! | #VALUE! | 0 | 0 | 0.20123 | 0.20123 | #VALUE! | #VALUE! | #VALUE! | #VALUE! | 0 | 0 | 0.20123 | 0.20123 | #VALUE! | #VALUE! | #VALUE! | #VALUE! | 0 | 0 | 0.20123 | 0.20123 | #VALUE! | #VALUE! |  |  |  | #VALUE! | #VALUE! | #VALUE! | #VALUE! | #VALUE! | #VALUE! | #VALUE!
Monday | 6 | 27 | 13 | 4261 | 0 | 0 | 0 | 0 | 0 | 0 | 0 | 0 | 0 | 0 | 0 | 0 | 0 | 0 | 0 | 0 | 0 | 0 | 0 | 0 | 0 | 0.0315 | 0.1195 | 0.10665 | 0.11798 | 0.09875 | 0.0026364 | 0.18957 | 0.265 | 0 | 0 | 0 | 0 | 0 | 0 | 0 | 0 | 0 | 0 | 0 |  | 0 | 0 | 0 |  | #VALUE! | #VALUE! | #VALUE! | #VALUE! |  |  | #VALUE! | #VALUE! | 0 | 0 | 0.20123 | 0.20123 | #VALUE! | #VALUE! | #VALUE! | #VALUE! | 0 | 0 | 0.20123 | 0.20123 | #VALUE! | #VALUE! | #VALUE! | #VALUE! | 0 | 0 | 0.20123 | 0.20123 | #VALUE! | #VALUE! |  |  |  | #VALUE! | #VALUE! | #VALUE! | #VALUE! | #VALUE! | #VALUE! | #VALUE!
Monday | 6 | 27 | 14 | 4262 | 0 | 0 | 0 | 0 | 0 | 0 | 0 | 0 | 0 | 0 | 0 | 0 | 0 | 0 | 0 | 0 | 0 | 0 | 0 | 0 | 0 | 0.257 | 0.35108 | 0.32629 | 0.27404 | 0.0605 | 0.006406 | 0.29792 | 0.331 | 0 | 0 | 0 | 0 | 0 | 0 | 0 | 0 | 0 | 0 | 0 |  | 0 | 0 | 0 |  | #VALUE! | #VALUE! | #VALUE! | #VALUE! |  |  | #VALUE! | #VALUE! | 0 | 0 | 0.20123 | 0.20123 | #VALUE! | #VALUE! | #VALUE! | #VALUE! | 0 | 0 | 0.20123 | 0.20123 | #VALUE! | #VALUE! | #VALUE! | #VALUE! | 0 | 0 | 0.20123 | 0.20123 | #VALUE! | #VALUE! |  |  |  | #VALUE! | #VALUE! | #VALUE! | #VALUE! | #VALUE! | #VALUE! | #VALUE!
Monday | 6 | 27 | 15 | 4263 | 0 | 0 | 0 | 0 | 0 | 0 | 0 | 0 | 0 | 0 | 0 | 0 | 0 | 0 | 0 | 0 | 0 | 0 | 0 | 0 | 0 | 0.049 | 0.14083 | 0.12898 | 0.13214 | 0.0655 | 0.0067489 | 0.20305 | 0.265 | 0 | 0 | 0 | 0 | 0 | 0 | 0 | 0 | 0 | 0 | 0 |  | 0 | 0 | 0 |  | #VALUE! | #VALUE! | #VALUE! | #VALUE! |  |  | #VALUE! | #VALUE! | 0 | 0 | 0.20123 | 0.20123 | #VALUE! | #VALUE! | #VALUE! | #VALUE! | 0 | 0 | 0.20123 | 0.20123 | #VALUE! | #VALUE! | #VALUE! | #VALUE! | 0 | 0 | 0.20123 | 0.20123 | #VALUE! | #VALUE! |  |  |  | #VALUE! | #VALUE! | #VALUE! | #VALUE! | #VALUE! | #VALUE! | #VALUE!
Monday | 6 | 27 | 16 | 4264 | 0 | 0 | 0 | 0 | 0 | 0 | 0 | 0 | 0 | 0 | 0 | 0 | 0 | 0 | 0 | 0 | 0 | 0 | 0 | 0 | 0 | 0.1105 | 0.20242 | 0.20407 | 0.24677 | 0.0315 | 0.011242 | 0.25684 | 0.298 | 0 | 0 | 0 | 0 | 0 | 0 | 0 | 0 | 0 | 0 | 0 |  | 0 | 0 | 0 |  | #VALUE! | #VALUE! | #VALUE! | #VALUE! |  |  | #VALUE! | #VALUE! | 0 | 0 | 0.20123 | 0.20123 | #VALUE! | #VALUE! | #VALUE! | #VALUE! | 0 | 0 | 0.20123 | 0.20123 | #VALUE! | #VALUE! | #VALUE! | #VALUE! | 0 | 0 | 0.20123 | 0.20123 | #VALUE! | #VALUE! |  |  |  | #VALUE! | #VALUE! | #VALUE! | #VALUE! | #VALUE! | #VALUE! | #VALUE!
Monday | 6 | 27 | 17 | 4265 | 0 | 0 | 0 | 0 | 0 | 0 | 0 | 0 | 0 | 0 | 0 | 0 | 0 | 0 | 0 | 0 | 0 | 0 | 0 | 0 | 0 | 0.0805 | 0.17133 | 0.17629 | 0.12456 | 0.1025 | 0.024466 | 0.23831 | 0.282 | 0 | 0 | 0 | 0 | 0 | 0 | 0 | 0 | 0 | 0 | 0 |  | 0 | 0 | 0 |  | #VALUE! | #VALUE! | #VALUE! | #VALUE! |  |  | #VALUE! | #VALUE! | 0 | 0 | 0.20123 | 0.20123 | #VALUE! | #VALUE! | #VALUE! | #VALUE! | 0 | 0 | 0.20123 | 0.20123 | #VALUE! | #VALUE! | #VALUE! | #VALUE! | 0 | 0 | 0.20123 | 0.20123 | #VALUE! | #VALUE! |  |  |  | #VALUE! | #VALUE! | #VALUE! | #VALUE! | #VALUE! | #VALUE! | #VALUE!
Monday | 6 | 27 | 18 | 4266 | 0 | 0 | 0 | 0 | 0 | 0 | 0 | 0 | 0 | 0 | 0 | 0 | 0 | 0 | 0 | 0 | 0 | 0 | 0 | 0 | 0 | 0.0345 | 0.10408 | 0.10839 | 0.11139 | 0.05825 | 0.041185 | 0.18973 | 0.248 | 0 | 0 | 0 | 0 | 0 | 0 | 0 | 0 | 0 | 0 | 0 |  | 0 | 0 | 0 |  | #VALUE! | #VALUE! | #VALUE! | #VALUE! |  |  | #VALUE! | #VALUE! | 0 | 0 | 0.20123 | 0.20123 | #VALUE! | #VALUE! | #VALUE! | #VALUE! | 0 | 0 | 0.20123 | 0.20123 | #VALUE! | #VALUE! | #VALUE! | #VALUE! | 0 | 0 | 0.20123 | 0.20123 | #VALUE! | #VALUE! |  |  |  | #VALUE! | #VALUE! | #VALUE! | #VALUE! | #VALUE! | #VALUE! | #VALUE!
Monday | 6 | 27 | 19 | 4267 | 0 | 0 | 0 | 0 | 0 | 0 | 0 | 0 | 0 | 0 | 0 | 0 | 0 | 0 | 0 | 0 | 0 | 0 | 0 | 0 | 0 | 0 | 0.033667 | 0.036591 | 0.019758 | 0.02125 | 0.0055523 | 0.1375 | 0.213 | 0 | 0 | 0 | 0 | 0 | 0 | 0 | 0 | 0 | 0 | 0 |  | 0 | 0 | 0 |  | #VALUE! | #VALUE! | #VALUE! | #VALUE! |  |  | #VALUE! | #VALUE! | 0 | 0 | 0.20123 | 0.20123 | #VALUE! | #VALUE! | #VALUE! | #VALUE! | 0 | 0 | 0.20123 | 0.20123 | #VALUE! | #VALUE! | #VALUE! | #VALUE! | 0 | 0 | 0.20123 | 0.20123 | #VALUE! | #VALUE! |  |  |  | #VALUE! | #VALUE! | #VALUE! | #VALUE! | #VALUE! | #VALUE! | #VALUE!
Monday | 6 | 27 | 20 | 4268 | 0 | 0 | 0 | 0 | 0 | 0 | 0 | 0 | 0 | 0 | 0 | 0 | 0 | 0 | 0 | 0 | 0 | 0 | 0 | 0 | 0 | 0 | 0 | 0 | 0.014901 | 0 | 0 | 0.032835 | 0.091 | 0 | 0 | 0 | 0 | 0 | 0 | 0 | 0 | 0 | 0 | 0 |  | 0 | 0 | 0 |  | #VALUE! | #VALUE! | #VALUE! | #VALUE! |  |  | #VALUE! | #VALUE! | 0 | 0 | 0.20123 | 0.20123 | #VALUE! | #VALUE! | #VALUE! | #VALUE! | 0 | 0 | 0.20123 | 0.20123 | #VALUE! | #VALUE! | #VALUE! | #VALUE! | 0 | 0 | 0.20123 | 0.20123 | #VALUE! | #VALUE! |  |  |  | #VALUE! | #VALUE! | #VALUE! | #VALUE! | #VALUE! | #VALUE! | #VALUE!
Monday | 6 | 27 | 21 | 4269 | 0 | 0 | 0 | 0 | 0 | 0 | 0 | 0 | 0 | 0 | 0 | 0 | 0 | 0 | 0 | 0 | 0 | 0 | 0 | 0 | 0 | 0 | 0 | 0 | 0 | 0 | 0 | 0 | 0 | 0 | 0 | 0 | 0 | 0 | 0 | 0 | 0 | 0 | 0 | 0 |  | 0 | 0 | 0 |  | #VALUE! | #VALUE! | #VALUE! | #VALUE! |  |  | #VALUE! | #VALUE! | 0 | 0 | 0.20123 | 0.20123 | #VALUE! | #VALUE! | #VALUE! | #VALUE! | 0 | 0 | 0.20123 | 0.20123 | #VALUE! | #VALUE! | #VALUE! | #VALUE! | 0 | 0 | 0.20123 | 0.20123 | #VALUE! | #VALUE! |  |  |  | #VALUE! | #VALUE! | #VALUE! | #VALUE! | #VALUE! | #VALUE! | #VALUE!
Monday | 6 | 27 | 22 | 4270 | 0 | 0 | 0 | 0 | 0 | 0 | 0 | 0 | 0 | 0 | 0 | 0 | 0 | 0 | 0 | 0 | 0 | 0 | 0 | 0 | 0 | 0 | 0 | 0 | 0 | 0 | 0 | 0 | 0 | 0 | 0 | 0 | 0 | 0 | 0 | 0 | 0 | 0 | 0 | 0 |  | 0 | 0 | 0 |  | #VALUE! | #VALUE! | #VALUE! | #VALUE! |  |  | #VALUE! | #VALUE! | 0 | 0 | 0.20123 | 0.20123 | #VALUE! | #VALUE! | #VALUE! | #VALUE! | 0 | 0 | 0.20123 | 0.20123 | #VALUE! | #VALUE! | #VALUE! | #VALUE! | 0 | 0 | 0.20123 | 0.20123 | #VALUE! | #VALUE! |  |  |  | #VALUE! | #VALUE! | #VALUE! | #VALUE! | #VALUE! | #VALUE! | #VALUE!
Monday | 6 | 27 | 23 | 4271 | 0 | 0 | 0 | 0 | 0 | 0 | 0 | 0 | 0 | 0 | 0 | 0 | 0 | 0 | 0 | 0 | 0 | 0 | 0 | 0 | 0 | 0 | 0 | 0 | 0.0023827 | 0 | 0 | 0 | 0 | 0 | 0 | 0 | 0 | 0 | 0 | 0 | 0 | 0 | 0 | 0 |  | 0 | 0 | 0 |  | #VALUE! | #VALUE! | #VALUE! | #VALUE! |  |  | #VALUE! | #VALUE! | 0 | 0 | 0.20123 | 0.20123 | #VALUE! | #VALUE! | #VALUE! | #VALUE! | 0 | 0 | 0.20123 | 0.20123 | #VALUE! | #VALUE! | #VALUE! | #VALUE! | 0 | 0 | 0.20123 | 0.20123 | #VALUE! | #VALUE! |  |  |  | #VALUE! | #VALUE! | #VALUE! | #VALUE! | #VALUE! | #VALUE! | #VALUE!
Monday | 6 | 27 | 24 | 4272 | 0 | 0 | 0 | 0 | 0 | 0 | 0 | 0 | 0 | 0 | 0 | 0 | 0 | 0 | 0 | 0 | 0 | 0 | 0 | 0 | 0 | 0 | 0 | 0 | 0 | 0 | 0 | 0 | 0 | 0 | 0 | 0 | 0 | 0 | 0 | 0 | 0 | 0 | 0 | 0 |  | 0 | 0 | 0 |  | #VALUE! | #VALUE! | #VALUE! | #VALUE! |  |  | #VALUE! | #VALUE! | 0 | 0 | 0.20123 | 0.20123 | #VALUE! | #VALUE! | #VALUE! | #VALUE! | 0 | 0 | 0.20123 | 0.20123 | #VALUE! | #VALUE! | #VALUE! | #VALUE! | 0 | 0 | 0.20123 | 0.20123 | #VALUE! | #VALUE! |  |  |  | #VALUE! | #VALUE! | #VALUE! | #VALUE! | #VALUE! | #VALUE! | #VALUE!
Tuesday | 6 | 28 | 1 | 4273 | 0 | 0 | 0 | 0 | 0 | 0 | 0 | 0 | 0 | 0 | 0 | 0 | 0 | 0 | 0 | 0 | 0 | 0 | 0 | 0 | 0 | 0 | 0 | 0 | 0 | 0 | 0 | 0 | 0 | 0 | 0 | 0 | 0 | 0 | 0 | 0 | 0 | 0 | 0 | 0 |  | 0 | 0 | 0 |  | #VALUE! | #VALUE! | #VALUE! | #VALUE! |  |  | #VALUE! | #VALUE! | 0 | 0 | 0.20123 | 0.20123 | #VALUE! | #VALUE! | #VALUE! | #VALUE! | 0 | 0 | 0.20123 | 0.20123 | #VALUE! | #VALUE! | #VALUE! | #VALUE! | 0 | 0 | 0.20123 | 0.20123 | #VALUE! | #VALUE! |  |  |  | #VALUE! | #VALUE! | #VALUE! | #VALUE! | #VALUE! | #VALUE! | #VALUE!
Tuesday | 6 | 28 | 2 | 4274 | 0 | 0 | 0 | 0 | 0 | 0 | 0 | 0 | 0 | 0 | 0 | 0 | 0 | 0 | 0 | 0 | 0 | 0 | 0 | 0 | 0 | 0 | 0 | 0 | 0 | 0 | 0 | 0 | 0 | 0 | 0 | 0 | 0 | 0 | 0 | 0 | 0 | 0 | 0 | 0 |  | 0 | 0 | 0 |  | #VALUE! | #VALUE! | #VALUE! | #VALUE! |  |  | #VALUE! | #VALUE! | 0 | 0 | 0.20123 | 0.20123 | #VALUE! | #VALUE! | #VALUE! | #VALUE! | 0 | 0 | 0.20123 | 0.20123 | #VALUE! | #VALUE! | #VALUE! | #VALUE! | 0 | 0 | 0.20123 | 0.20123 | #VALUE! | #VALUE! |  |  |  | #VALUE! | #VALUE! | #VALUE! | #VALUE! | #VALUE! | #VALUE! | #VALUE!
Tuesday | 6 | 28 | 3 | 4275 | 0 | 0 | 0 | 0 | 0 | 0 | 0 | 0 | 0 | 0 | 0 | 0 | 0 | 0 | 0 | 0 | 0 | 0 | 0 | 0 | 0 | 0 | 0 | 0 | 0 | 0 | 0 | 0 | 0 | 0 | 0 | 0 | 0 | 0 | 0 | 0 | 0 | 0 | 0 | 0 |  | 0 | 0 | 0 |  | #VALUE! | #VALUE! | #VALUE! | #VALUE! |  |  | #VALUE! | #VALUE! | 0 | 0 | 0.20123 | 0.20123 | #VALUE! | #VALUE! | #VALUE! | #VALUE! | 0 | 0 | 0.20123 | 0.20123 | #VALUE! | #VALUE! | #VALUE! | #VALUE! | 0 | 0 | 0.20123 | 0.20123 | #VALUE! | #VALUE! |  |  |  | #VALUE! | #VALUE! | #VALUE! | #VALUE! | #VALUE! | #VALUE! | #VALUE!
Tuesday | 6 | 28 | 4 | 4276 | 0 | 0 | 0 | 0 | 0 | 0 | 0 | 0 | 0 | 0 | 0 | 0 | 0 | 0 | 0 | 0 | 0 | 0 | 0 | 0 | 0 | 0 | 0 | 0 | 0 | 0 | 0 | 0 | 0 | 0 | 0 | 0 | 0 | 0 | 0 | 0 | 0 | 0 | 0 | 0 |  | 0 | 0 | 0 |  | #VALUE! | #VALUE! | #VALUE! | #VALUE! |  |  | #VALUE! | #VALUE! | 0 | 0 | 0.20123 | 0.20123 | #VALUE! | #VALUE! | #VALUE! | #VALUE! | 0 | 0 | 0.20123 | 0.20123 | #VALUE! | #VALUE! | #VALUE! | #VALUE! | 0 | 0 | 0.20123 | 0.20123 | #VALUE! | #VALUE! |  |  |  | #VALUE! | #VALUE! | #VALUE! | #VALUE! | #VALUE! | #VALUE! | #VALUE!
Tuesday | 6 | 28 | 5 | 4277 | 0 | 0 | 0 | 0 | 0 | 0 | 0 | 0 | 0 | 0 | 0 | 0 | 0 | 0 | 0 | 0 | 0 | 0 | 0 | 0 | 0 | 0 | 0 | 0 | 0 | 0 | 0 | 0 | 0 | 0 | 0 | 0 | 0 | 0 | 0 | 0 | 0 | 0 | 0 | 0 |  | 0 | 0 | 0 |  | #VALUE! | #VALUE! | #VALUE! | #VALUE! |  |  | #VALUE! | #VALUE! | 0 | 0 | 0.20123 | 0.20123 | #VALUE! | #VALUE! | #VALUE! | #VALUE! | 0 | 0 | 0.20123 | 0.20123 | #VALUE! | #VALUE! | #VALUE! | #VALUE! | 0 | 0 | 0.20123 | 0.20123 | #VALUE! | #VALUE! |  |  |  | #VALUE! | #VALUE! | #VALUE! | #VALUE! | #VALUE! | #VALUE! | #VALUE!
Tuesday | 6 | 28 | 6 | 4278 | 0 | 0 | 0 | 0 | 0 | 0 | 0 | 0 | 0 | 0 | 0 | 0 | 0 | 0 | 0 | 0 | 0 | 0 | 0 | 0 | 0 | 0 | 0 | 0 | 0 | 0 | 0 | 0 | 0 | 0 | 0 | 0 | 0 | 0 | 0 | 0 | 0 | 0 | 0 | 0 |  | 0 | 0 | 0 |  | #VALUE! | #VALUE! | #VALUE! | #VALUE! |  |  | #VALUE! | #VALUE! | 0 | 0 | 0.20123 | 0.20123 | #VALUE! | #VALUE! | #VALUE! | #VALUE! | 0 | 0 | 0.20123 | 0.20123 | #VALUE! | #VALUE! | #VALUE! | #VALUE! | 0 | 0 | 0.20123 | 0.20123 | #VALUE! | #VALUE! |  |  |  | #VALUE! | #VALUE! | #VALUE! | #VALUE! | #VALUE! | #VALUE! | #VALUE!
Tuesday | 6 | 28 | 7 | 4279 | 0 | 0 | 0 | 0 | 0 | 0 | 0 | 0 | 0 | 0 | 0 | 0 | 0 | 0 | 0 | 0 | 0 | 0 | 0 | 0 | 0 | 0 | 0 | 0 | 0 | 0 | 0 | 0.0061862 | 0 | 0 | 0 | 0 | 0 | 0 | 0 | 0 | 0 | 0 | 0 | 0 |  | 0 | 0 | 0 |  | #VALUE! | #VALUE! | #VALUE! | #VALUE! |  |  | #VALUE! | #VALUE! | 0 | 0 | 0.20123 | 0.20123 | #VALUE! | #VALUE! | #VALUE! | #VALUE! | 0 | 0 | 0.20123 | 0.20123 | #VALUE! | #VALUE! | #VALUE! | #VALUE! | 0 | 0 | 0.20123 | 0.20123 | #VALUE! | #VALUE! |  |  |  | #VALUE! | #VALUE! | #VALUE! | #VALUE! | #VALUE! | #VALUE! | #VALUE!
Tuesday | 6 | 28 | 8 | 4280 | 0 | 0 | 0 | 0 | 0 | 0 | 0 | 0 | 0 | 0 | 0 | 0 | 0 | 0 | 0 | 0 | 0 | 0 | 0 | 0 | 0 | 0 | 0 | 0 | 0.0231 | 0 | 0.0002197 | 0.037017 | 0.118 | 0 | 0 | 0 | 0 | 0 | 0 | 0 | 0 | 0 | 0 | 0 |  | 0 | 0 | 0 |  | #VALUE! | #VALUE! | #VALUE! | #VALUE! |  |  | #VALUE! | #VALUE! | 0 | 0 | 0.20123 | 0.20123 | #VALUE! | #VALUE! | #VALUE! | #VALUE! | 0 | 0 | 0.20123 | 0.20123 | #VALUE! | #VALUE! | #VALUE! | #VALUE! | 0 | 0 | 0.20123 | 0.20123 | #VALUE! | #VALUE! |  |  |  | #VALUE! | #VALUE! | #VALUE! | #VALUE! | #VALUE! | #VALUE! | #VALUE!
Tuesday | 6 | 28 | 9 | 4281 | 0 | 0 | 0 | 0 | 0 | 0 | 0 | 0 | 0 | 0 | 0 | 0 | 0 | 0 | 0 | 0 | 0 | 0 | 0 | 0 | 0 | 0 | 0.00725 | 0.02117 | 0.068303 | 0.018 | 0.002197 | 0.14104 | 0.265 | 0 | 0 | 0 | 0 | 0 | 0 | 0 | 0 | 0 | 0 | 0 |  | 0 | 0 | 0 |  | #VALUE! | #VALUE! | #VALUE! | #VALUE! |  |  | #VALUE! | #VALUE! | 0 | 0 | 0.20123 | 0.20123 | #VALUE! | #VALUE! | #VALUE! | #VALUE! | 0 | 0 | 0.20123 | 0.20123 | #VALUE! | #VALUE! | #VALUE! | #VALUE! | 0 | 0 | 0.20123 | 0.20123 | #VALUE! | #VALUE! |  |  |  | #VALUE! | #VALUE! | #VALUE! | #VALUE! | #VALUE! | #VALUE! | #VALUE!
Tuesday | 6 | 28 | 10 | 4282 | 0 | 0 | 0 | 0 | 0 | 0 | 0 | 0 | 0 | 0 | 0 | 0 | 0 | 0 | 0 | 0 | 0 | 0 | 0 | 0 | 0 | 0.056 | 0.14967 | 0.15876 | 0.3294 | 0.02925 | 0.0032262 | 0.21749 | 0.3 | 0 | 0 | 0 | 0 | 0 | 0 | 0 | 0 | 0 | 0 | 0 |  | 0 | 0 | 0 |  | #VALUE! | #VALUE! | #VALUE! | #VALUE! |  |  | #VALUE! | #VALUE! | 0 | 0 | 0.20123 | 0.20123 | #VALUE! | #VALUE! | #VALUE! | #VALUE! | 0 | 0 | 0.20123 | 0.20123 | #VALUE! | #VALUE! | #VALUE! | #VALUE! | 0 | 0 | 0.20123 | 0.20123 | #VALUE! | #VALUE! |  |  |  | #VALUE! | #VALUE! | #VALUE! | #VALUE! | #VALUE! | #VALUE! | #VALUE!
Tuesday | 6 | 28 | 11 | 4283 | 0 | 0 | 0 | 0 | 0 | 0 | 0 | 0 | 0 | 0 | 0 | 0 | 0 | 0 | 0 | 0 | 0 | 0 | 0 | 0 | 0 | 0.0885 | 0.19725 | 0.19897 | 0.3388 | 0.06075 | 0.0036424 | 0.25833 | 0.336 | 0 | 0 | 0 | 0 | 0 | 0 | 0 | 0 | 0 | 0 | 0 |  | 0 | 0 | 0 |  | #VALUE! | #VALUE! | #VALUE! | #VALUE! |  |  | #VALUE! | #VALUE! | 0 | 0 | 0.20123 | 0.20123 | #VALUE! | #VALUE! | #VALUE! | #VALUE! | 0 | 0 | 0.20123 | 0.20123 | #VALUE! | #VALUE! | #VALUE! | #VALUE! | 0 | 0 | 0.20123 | 0.20123 | #VALUE! | #VALUE! |  |  |  | #VALUE! | #VALUE! | #VALUE! | #VALUE! | #VALUE! | #VALUE! | #VALUE!
Tuesday | 6 | 28 | 12 | 4284 | 0 | 0 | 0 | 0 | 0 | 0 | 0 | 0 | 0 | 0 | 0 | 0 | 0 | 0 | 0 | 0 | 0 | 0 | 0 | 0 | 0 | 0.1655 | 0.26 | 0.26586 | 0.30685 | 0.129 | 0.0039431 | 0.29197 | 0.338 | 0 | 0 | 0 | 0 | 0 | 0 | 0 | 0 | 0 | 0 | 0 |  | 0 | 0 | 0 |  | #VALUE! | #VALUE! | #VALUE! | #VALUE! |  |  | #VALUE! | #VALUE! | 0 | 0 | 0.20123 | 0.20123 | #VALUE! | #VALUE! | #VALUE! | #VALUE! | 0 | 0 | 0.20123 | 0.20123 | #VALUE! | #VALUE! | #VALUE! | #VALUE! | 0 | 0 | 0.20123 | 0.20123 | #VALUE! | #VALUE! |  |  |  | #VALUE! | #VALUE! | #VALUE! | #VALUE! | #VALUE! | #VALUE! | #VALUE!
Tuesday | 6 | 28 | 13 | 4285 | 0 | 0 | 0 | 0 | 0 | 0 | 0 | 0 | 0 | 0 | 0 | 0 | 0 | 0 | 0 | 0 | 0 | 0 | 0 | 0 | 0 | 0.2835 | 0.35717 | 0.38506 | 0.35846 | 0.084 | 0.011739 | 0.36546 | 0.374 | 0 | 0 | 0 | 0 | 0 | 0 | 0 | 0 | 0 | 0 | 0 |  | 0 | 0 | 0 |  | #VALUE! | #VALUE! | #VALUE! | #VALUE! |  |  | #VALUE! | #VALUE! | 0 | 0 | 0.20123 | 0.20123 | #VALUE! | #VALUE! | #VALUE! | #VALUE! | 0 | 0 | 0.20123 | 0.20123 | #VALUE! | #VALUE! | #VALUE! | #VALUE! | 0 | 0 | 0.20123 | 0.20123 | #VALUE! | #VALUE! |  |  |  | #VALUE! | #VALUE! | #VALUE! | #VALUE! | #VALUE! | #VALUE! | #VALUE!
Tuesday | 6 | 28 | 14 | 4286 | 0 | 0 | 0 | 0 | 0 | 0 | 0 | 0 | 0 | 0 | 0 | 0 | 0 | 0 | 0 | 0 | 0 | 0 | 0 | 0 | 0 | 0.2695 | 0.3785 | 0.36768 | 0.3501 | 0.1 | 0.061296 | 0.3718 | 0.374 | 0 | 0 | 0 | 0 | 0 | 0 | 0 | 0 | 0 | 0 | 0 |  | 0 | 0 | 0 |  | #VALUE! | #VALUE! | #VALUE! | #VALUE! |  |  | #VALUE! | #VALUE! | 0 | 0 | 0.20123 | 0.20123 | #VALUE! | #VALUE! | #VALUE! | #VALUE! | 0 | 0 | 0.20123 | 0.20123 | #VALUE! | #VALUE! | #VALUE! | #VALUE! | 0 | 0 | 0.20123 | 0.20123 | #VALUE! | #VALUE! |  |  |  | #VALUE! | #VALUE! | #VALUE! | #VALUE! | #VALUE! | #VALUE! | #VALUE!
Tuesday | 6 | 28 | 15 | 4287 | 0 | 0 | 0 | 0 | 0 | 0 | 0 | 0 | 0 | 0 | 0 | 0 | 0 | 0 | 0 | 0 | 0 | 0 | 0 | 0 | 0 | 0.2825 | 0.38608 | 0.3773 | 0.35218 | 0.1025 | 0.1447 | 0.3825 | 0.374 | 0 | 0 | 0 | 0 | 0 | 0 | 0 | 0 | 0 | 0 | 0 |  | 0 | 0 | 0 |  | #VALUE! | #VALUE! | #VALUE! | #VALUE! |  |  | #VALUE! | #VALUE! | 0 | 0 | 0.20123 | 0.20123 | #VALUE! | #VALUE! | #VALUE! | #VALUE! | 0 | 0 | 0.20123 | 0.20123 | #VALUE! | #VALUE! | #VALUE! | #VALUE! | 0 | 0 | 0.20123 | 0.20123 | #VALUE! | #VALUE! |  |  |  | #VALUE! | #VALUE! | #VALUE! | #VALUE! | #VALUE! | #VALUE! | #VALUE!
Tuesday | 6 | 28 | 16 | 4288 | 0 | 0 | 0 | 0 | 0 | 0 | 0 | 0 | 0 | 0 | 0 | 0 | 0 | 0 | 0 | 0 | 0 | 0 | 0 | 0 | 0 | 0.2165 | 0.30042 | 0.30461 | 0.33026 | 0.11375 | 0.15643 | 0.32906 | 0.337 | 0 | 0 | 0 | 0 | 0 | 0 | 0 | 0 | 0 | 0 | 0 |  | 0 | 0 | 0 |  | #VALUE! | #VALUE! | #VALUE! | #VALUE! |  |  | #VALUE! | #VALUE! | 0 | 0 | 0.20123 | 0.20123 | #VALUE! | #VALUE! | #VALUE! | #VALUE! | 0 | 0 | 0.20123 | 0.20123 | #VALUE! | #VALUE! | #VALUE! | #VALUE! | 0 | 0 | 0.20123 | 0.20123 | #VALUE! | #VALUE! |  |  |  | #VALUE! | #VALUE! | #VALUE! | #VALUE! | #VALUE! | #VALUE! | #VALUE!
Tuesday | 6 | 28 | 17 | 4289 | 0 | 0 | 0 | 0 | 0 | 0 | 0 | 0 | 0 | 0 | 0 | 0 | 0 | 0 | 0 | 0 | 0 | 0 | 0 | 0 | 0 | 0.179 | 0.25683 | 0.26359 | 0.31705 | 0.055 | 0.19874 | 0.30228 | 0.318 | 0 | 0 | 0 | 0 | 0 | 0 | 0 | 0 | 0 | 0 | 0 |  | 0 | 0 | 0 |  | #VALUE! | #VALUE! | #VALUE! | #VALUE! |  |  | #VALUE! | #VALUE! | 0 | 0 | 0.20123 | 0.20123 | #VALUE! | #VALUE! | #VALUE! | #VALUE! | 0 | 0 | 0.20123 | 0.20123 | #VALUE! | #VALUE! | #VALUE! | #VALUE! | 0 | 0 | 0.20123 | 0.20123 | #VALUE! | #VALUE! |  |  |  | #VALUE! | #VALUE! | #VALUE! | #VALUE! | #VALUE! | #VALUE! | #VALUE!
Tuesday | 6 | 28 | 18 | 4290 | 0 | 0 | 0 | 0 | 0 | 0 | 0 | 0 | 0 | 0 | 0 | 0 | 0 | 0 | 0 | 0 | 0 | 0 | 0 | 0 | 0 | 0.172 | 0.24533 | 0.25412 | 0.28604 | 0.075 | 0.16888 | 0.29596 | 0.318 | 0 | 0 | 0 | 0 | 0 | 0 | 0 | 0 | 0 | 0 | 0 |  | 0 | 0 | 0 |  | #VALUE! | #VALUE! | #VALUE! | #VALUE! |  |  | #VALUE! | #VALUE! | 0 | 0 | 0.20123 | 0.20123 | #VALUE! | #VALUE! | #VALUE! | #VALUE! | 0 | 0 | 0.20123 | 0.20123 | #VALUE! | #VALUE! | #VALUE! | #VALUE! | 0 | 0 | 0.20123 | 0.20123 | #VALUE! | #VALUE! |  |  |  | #VALUE! | #VALUE! | #VALUE! | #VALUE! | #VALUE! | #VALUE! | #VALUE!
Tuesday | 6 | 28 | 19 | 4291 | 0 | 0 | 0 | 0 | 0 | 0 | 0 | 0 | 0 | 0 | 0 | 0 | 0 | 0 | 0 | 0 | 0 | 0 | 0 | 0 | 0 | 0.0915 | 0.16908 | 0.17143 | 0.13077 | 0.0525 | 0.10462 | 0.23619 | 0.283 | 0 | 0 | 0 | 0 | 0 | 0 | 0 | 0 | 0 | 0 | 0 |  | 0 | 0 | 0 |  | #VALUE! | #VALUE! | #VALUE! | #VALUE! |  |  | #VALUE! | #VALUE! | 0 | 0 | 0.20123 | 0.20123 | #VALUE! | #VALUE! | #VALUE! | #VALUE! | 0 | 0 | 0.20123 | 0.20123 | #VALUE! | #VALUE! | #VALUE! | #VALUE! | 0 | 0 | 0.20123 | 0.20123 | #VALUE! | #VALUE! |  |  |  | #VALUE! | #VALUE! | #VALUE! | #VALUE! | #VALUE! | #VALUE! | #VALUE!
Tuesday | 6 | 28 | 20 | 4292 | 0 | 0 | 0 | 0 | 0 | 0 | 0 | 0 | 0 | 0 | 0 | 0 | 0 | 0 | 0 | 0 | 0 | 0 | 0 | 0 | 0 | 0 | 0.033667 | 0.024851 | 0.019559 | 0 | 0.0028532 | 0.1381 | 0.214 | 0 | 0 | 0 | 0 | 0 | 0 | 0 | 0 | 0 | 0 | 0 |  | 0 | 0 | 0 |  | #VALUE! | #VALUE! | #VALUE! | #VALUE! |  |  | #VALUE! | #VALUE! | 0 | 0 | 0.20123 | 0.20123 | #VALUE! | #VALUE! | #VALUE! | #VALUE! | 0 | 0 | 0.20123 | 0.20123 | #VALUE! | #VALUE! | #VALUE! | #VALUE! | 0 | 0 | 0.20123 | 0.20123 | #VALUE! | #VALUE! |  |  |  | #VALUE! | #VALUE! | #VALUE! | #VALUE! | #VALUE! | #VALUE! | #VALUE!
Tuesday | 6 | 28 | 21 | 4293 | 0 | 0 | 0 | 0 | 0 | 0 | 0 | 0 | 0 | 0 | 0 | 0 | 0 | 0 | 0 | 0 | 0 | 0 | 0 | 0 | 0 | 0 | 0 | 0.0027614 | 0.022193 | 0 | 0.001006 | 0.093646 | 0.179 | 0 | 0 | 0 | 0 | 0 | 0 | 0 | 0 | 0 | 0 | 0 |  | 0 | 0 | 0 |  | #VALUE! | #VALUE! | #VALUE! | #VALUE! |  |  | #VALUE! | #VALUE! | 0 | 0 | 0.20123 | 0.20123 | #VALUE! | #VALUE! | #VALUE! | #VALUE! | 0 | 0 | 0.20123 | 0.20123 | #VALUE! | #VALUE! | #VALUE! | #VALUE! | 0 | 0 | 0.20123 | 0.20123 | #VALUE! | #VALUE! |  |  |  | #VALUE! | #VALUE! | #VALUE! | #VALUE! | #VALUE! | #VALUE! | #VALUE!
Tuesday | 6 | 28 | 22 | 4294 | 0 | 0 | 0 | 0 | 0 | 0 | 0 | 0 | 0 | 0 | 0 | 0 | 0 | 0 | 0 | 0 | 0 | 0 | 0 | 0 | 0 | 0 | 0 | 3.125e-05 | 0.019725 | 0 | 0.00065911 | 0.073615 | 0.162 | 0 | 0 | 0 | 0 | 0 | 0 | 0 | 0 | 0 | 0 | 0 |  | 0 | 0 | 0 |  | #VALUE! | #VALUE! | #VALUE! | #VALUE! |  |  | #VALUE! | #VALUE! | 0 | 0 | 0.20123 | 0.20123 | #VALUE! | #VALUE! | #VALUE! | #VALUE! | 0 | 0 | 0.20123 | 0.20123 | #VALUE! | #VALUE! | #VALUE! | #VALUE! | 0 | 0 | 0.20123 | 0.20123 | #VALUE! | #VALUE! |  |  |  | #VALUE! | #VALUE! | #VALUE! | #VALUE! | #VALUE! | #VALUE! | #VALUE!
Tuesday | 6 | 28 | 23 | 4295 | 0 | 0 | 0 | 0 | 0 | 0 | 0 | 0 | 0 | 0 | 0 | 0 | 0 | 0 | 0 | 0 | 0 | 0 | 0 | 0 | 0 | 0 | 0 | 0 | 0.013673 | 0 | 0 | 0.045915 | 0.127 | 0 | 0 | 0 | 0 | 0 | 0 | 0 | 0 | 0 | 0 | 0 |  | 0 | 0 | 0 |  | #VALUE! | #VALUE! | #VALUE! | #VALUE! |  |  | #VALUE! | #VALUE! | 0 | 0 | 0.20123 | 0.20123 | #VALUE! | #VALUE! | #VALUE! | #VALUE! | 0 | 0 | 0.20123 | 0.20123 | #VALUE! | #VALUE! | #VALUE! | #VALUE! | 0 | 0 | 0.20123 | 0.20123 | #VALUE! | #VALUE! |  |  |  | #VALUE! | #VALUE! | #VALUE! | #VALUE! | #VALUE! | #VALUE! | #VALUE!
Tuesday | 6 | 28 | 24 | 4296 | 0 | 0 | 0 | 0 | 0 | 0 | 0 | 0 | 0 | 0 | 0 | 0 | 0 | 0 | 0 | 0 | 0 | 0 | 0 | 0 | 0 | 0 | 0 | 0 | 0.011474 | 0 | 0 | 0.042472 | 0.127 | 0 | 0 | 0 | 0 | 0 | 0 | 0 | 0 | 0 | 0 | 0 |  | 0 | 0 | 0 |  | #VALUE! | #VALUE! | #VALUE! | #VALUE! |  |  | #VALUE! | #VALUE! | 0 | 0 | 0.20123 | 0.20123 | #VALUE! | #VALUE! | #VALUE! | #VALUE! | 0 | 0 | 0.20123 | 0.20123 | #VALUE! | #VALUE! | #VALUE! | #VALUE! | 0 | 0 | 0.20123 | 0.20123 | #VALUE! | #VALUE! |  |  |  | #VALUE! | #VALUE! | #VALUE! | #VALUE! | #VALUE! | #VALUE! | #VALUE!
Wednesday | 6 | 29 | 1 | 4297 | 0 | 0 | 0 | 0 | 0 | 0 | 0 | 0 | 0 | 0 | 0 | 0 | 0 | 0 | 0 | 0 | 0 | 0 | 0 | 0 | 0 | 0 | 0 | 0 | 0.0087847 | 0 | 0 | 0.029875 | 0.109 | 0 | 0 | 0 | 0 | 0 | 0 | 0 | 0 | 0 | 0 | 0 |  | 0 | 0 | 0 |  | #VALUE! | #VALUE! | #VALUE! | #VALUE! |  |  | #VALUE! | #VALUE! | 0 | 0 | 0.20123 | 0.20123 | #VALUE! | #VALUE! | #VALUE! | #VALUE! | 0 | 0 | 0.20123 | 0.20123 | #VALUE! | #VALUE! | #VALUE! | #VALUE! | 0 | 0 | 0.20123 | 0.20123 | #VALUE! | #VALUE! |  |  |  | #VALUE! | #VALUE! | #VALUE! | #VALUE! | #VALUE! | #VALUE! | #VALUE!
Wednesday | 6 | 29 | 2 | 4298 | 0 | 0 | 0 | 0 | 0 | 0 | 0 | 0 | 0 | 0 | 0 | 0 | 0 | 0 | 0 | 0 | 0 | 0 | 0 | 0 | 0 | 0 | 0 | 0 | 0.013389 | 0 | 0.00028908 | 0.048721 | 0.144 | 0 | 0 | 0 | 0 | 0 | 0 | 0 | 0 | 0 | 0 | 0 |  | 0 | 0 | 0 |  | #VALUE! | #VALUE! | #VALUE! | #VALUE! |  |  | #VALUE! | #VALUE! | 0 | 0 | 0.20123 | 0.20123 | #VALUE! | #VALUE! | #VALUE! | #VALUE! | 0 | 0 | 0.20123 | 0.20123 | #VALUE! | #VALUE! | #VALUE! | #VALUE! | 0 | 0 | 0.20123 | 0.20123 | #VALUE! | #VALUE! |  |  |  | #VALUE! | #VALUE! | #VALUE! | #VALUE! | #VALUE! | #VALUE! | #VALUE!
Wednesday | 6 | 29 | 3 | 4299 | 0 | 0 | 0 | 0 | 0 | 0 | 0 | 0 | 0 | 0 | 0 | 0 | 0 | 0 | 0 | 0 | 0 | 0 | 0 | 0 | 0 | 0 | 0 | 0 | 0.019419 | 0 | 0.0009135 | 0.086344 | 0.235 | 0 | 0 | 0 | 0 | 0 | 0 | 0 | 0 | 0 | 0 | 0 |  | 0 | 0 | 0 |  | #VALUE! | #VALUE! | #VALUE! | #VALUE! |  |  | #VALUE! | #VALUE! | 0 | 0 | 0.20123 | 0.20123 | #VALUE! | #VALUE! | #VALUE! | #VALUE! | 0 | 0 | 0.20123 | 0.20123 | #VALUE! | #VALUE! | #VALUE! | #VALUE! | 0 | 0 | 0.20123 | 0.20123 | #VALUE! | #VALUE! |  |  |  | #VALUE! | #VALUE! | #VALUE! | #VALUE! | #VALUE! | #VALUE! | #VALUE!
Wednesday | 6 | 29 | 4 | 4300 | 0 | 0 | 0 | 0 | 0 | 0 | 0 | 0 | 0 | 0 | 0 | 0 | 0 | 0 | 0 | 0 | 0 | 0 | 0 | 0 | 0 | 0 | 0 | 0 | 0.013279 | 0 | 0.037772 | 0.0616 | 0.204 | 0 | 0 | 0 | 0 | 0 | 0 | 0 | 0 | 0 | 0 | 0 |  | 0 | 0 | 0 |  | #VALUE! | #VALUE! | #VALUE! | #VALUE! |  |  | #VALUE! | #VALUE! | 0 | 0 | 0.20123 | 0.20123 | #VALUE! | #VALUE! | #VALUE! | #VALUE! | 0 | 0 | 0.20123 | 0.20123 | #VALUE! | #VALUE! | #VALUE! | #VALUE! | 0 | 0 | 0.20123 | 0.20123 | #VALUE! | #VALUE! |  |  |  | #VALUE! | #VALUE! | #VALUE! | #VALUE! | #VALUE! | #VALUE! | #VALUE!
Wednesday | 6 | 29 | 5 | 4301 | 0 | 0 | 0 | 0 | 0 | 0 | 0 | 0 | 0 | 0 | 0 | 0 | 0 | 0 | 0 | 0 | 0 | 0 | 0 | 0 | 0 | 0 | 0 | 0 | 0.013321 | 0 | 0.045136 | 0.068386 | 0.225 | 0 | 0 | 0 | 0 | 0 | 0 | 0 | 0 | 0 | 0 | 0 |  | 0 | 0 | 0 |  | #VALUE! | #VALUE! | #VALUE! | #VALUE! |  |  | #VALUE! | #VALUE! | 0 | 0 | 0.20123 | 0.20123 | #VALUE! | #VALUE! | #VALUE! | #VALUE! | 0 | 0 | 0.20123 | 0.20123 | #VALUE! | #VALUE! | #VALUE! | #VALUE! | 0 | 0 | 0.20123 | 0.20123 | #VALUE! | #VALUE! |  |  |  | #VALUE! | #VALUE! | #VALUE! | #VALUE! | #VALUE! | #VALUE! | #VALUE!
Wednesday | 6 | 29 | 6 | 4302 | 0 | 0 | 0 | 0 | 0 | 0 | 0 | 0 | 0 | 0 | 0 | 0 | 0 | 0 | 0 | 0 | 0 | 0 | 0 | 0 | 0 | 0 | 0 | 0.0024062 | 0.020364 | 0 | 0.058083 | 0.11782 | 0.312 | 0 | 0 | 0 | 0 | 0 | 0 | 0 | 0 | 0 | 0 | 0 |  | 0 | 0 | 0 |  | #VALUE! | #VALUE! | #VALUE! | #VALUE! |  |  | #VALUE! | #VALUE! | 0 | 0 | 0.20123 | 0.20123 | #VALUE! | #VALUE! | #VALUE! | #VALUE! | 0 | 0 | 0.20123 | 0.20123 | #VALUE! | #VALUE! | #VALUE! | #VALUE! | 0 | 0 | 0.20123 | 0.20123 | #VALUE! | #VALUE! |  |  |  | #VALUE! | #VALUE! | #VALUE! | #VALUE! | #VALUE! | #VALUE! | #VALUE!
Wednesday | 6 | 29 | 7 | 4303 | 0 | 0 | 0 | 0 | 0 | 0 | 0 | 0 | 0 | 0 | 0 | 0 | 0 | 0 | 0 | 0 | 0 | 0 | 0 | 0 | 0 | 0 | 0 | 0.003875 | 0.024745 | 0 | 0.063812 | 0.14428 | 0.352 | 0 | 0 | 0 | 0 | 0 | 0 | 0 | 0 | 0 | 0 | 0 |  | 0 | 0 | 0 |  | #VALUE! | #VALUE! | #VALUE! | #VALUE! |  |  | #VALUE! | #VALUE! | 0 | 0 | 0.20123 | 0.20123 | #VALUE! | #VALUE! | #VALUE! | #VALUE! | 0 | 0 | 0.20123 | 0.20123 | #VALUE! | #VALUE! | #VALUE! | #VALUE! | 0 | 0 | 0.20123 | 0.20123 | #VALUE! | #VALUE! |  |  |  | #VALUE! | #VALUE! | #VALUE! | #VALUE! | #VALUE! | #VALUE! | #VALUE!
Wednesday | 6 | 29 | 8 | 4304 | 0 | 0 | 0 | 0 | 0 | 0 | 0 | 0 | 0 | 0 | 0 | 0 | 0 | 0 | 0 | 0 | 0 | 0 | 0 | 0 | 0 | 0 | 0 | 0.0051875 | 0.024711 | 0.04625 | 0.062693 | 0.16013 | 0.366 | 0 | 0 | 0 | 0 | 0 | 0 | 0 | 0 | 0 | 0 | 0 |  | 0 | 0 | 0 |  | #VALUE! | #VALUE! | #VALUE! | #VALUE! |  |  | #VALUE! | #VALUE! | 0 | 0 | 0.20123 | 0.20123 | #VALUE! | #VALUE! | #VALUE! | #VALUE! | 0 | 0 | 0.20123 | 0.20123 | #VALUE! | #VALUE! | #VALUE! | #VALUE! | 0 | 0 | 0.20123 | 0.20123 | #VALUE! | #VALUE! |  |  |  | #VALUE! | #VALUE! | #VALUE! | #VALUE! | #VALUE! | #VALUE! | #VALUE!
Wednesday | 6 | 29 | 9 | 4305 | 0 | 0 | 0 | 0 | 0 | 0 | 0 | 0 | 0 | 0 | 0 | 0 | 0 | 0 | 0 | 0 | 0 | 0 | 0 | 0 | 0 | 0 | 0 | 0.0047187 | 0.025472 | 0.03075 | 0.062704 | 0.16094 | 0.365 | 0 | 0 | 0 | 0 | 0 | 0 | 0 | 0 | 0 | 0 | 0 |  | 0 | 0 | 0 |  | #VALUE! | #VALUE! | #VALUE! | #VALUE! |  |  | #VALUE! | #VALUE! | 0 | 0 | 0.20123 | 0.20123 | #VALUE! | #VALUE! | #VALUE! | #VALUE! | 0 | 0 | 0.20123 | 0.20123 | #VALUE! | #VALUE! | #VALUE! | #VALUE! | 0 | 0 | 0.20123 | 0.20123 | #VALUE! | #VALUE! |  |  |  | #VALUE! | #VALUE! | #VALUE! | #VALUE! | #VALUE! | #VALUE! | #VALUE!
Wednesday | 6 | 29 | 10 | 4306 | 0 | 0 | 0 | 0 | 0 | 0 | 0 | 0 | 0 | 0 | 0 | 0 | 0 | 0 | 0 | 0 | 0 | 0 | 0 | 0 | 0 | 0 | 0 | 0.0089602 | 0.026055 | 0.00975 | 0.068387 | 0.19031 | 0.405 | 0 | 0 | 0 | 0 | 0 | 0 | 0 | 0 | 0 | 0 | 0 |  | 0 | 0 | 0 |  | #VALUE! | #VALUE! | #VALUE! | #VALUE! |  |  | #VALUE! | #VALUE! | 0 | 0 | 0.20123 | 0.20123 | #VALUE! | #VALUE! | #VALUE! | #VALUE! | 0 | 0 | 0.20123 | 0.20123 | #VALUE! | #VALUE! | #VALUE! | #VALUE! | 0 | 0 | 0.20123 | 0.20123 | #VALUE! | #VALUE! |  |  |  | #VALUE! | #VALUE! | #VALUE! | #VALUE! | #VALUE! | #VALUE! | #VALUE!
Wednesday | 6 | 29 | 11 | 4307 | 0 | 0 | 0 | 0 | 0 | 0 | 0 | 0 | 0 | 0 | 0 | 0 | 0 | 0 | 0 | 0 | 0 | 0 | 0 | 0 | 0 | 0.118 | 0.2975 | 0.28288 | 0.30411 | 0.00125 | 0.077883 | 0.38071 | 0.539 | 0 | 0 | 0 | 0 | 0 | 0 | 0 | 0 | 0 | 0 | 0 |  | 0 | 0 | 0 |  | #VALUE! | #VALUE! | #VALUE! | #VALUE! |  |  | #VALUE! | #VALUE! | 0 | 0 | 0.20123 | 0.20123 | #VALUE! | #VALUE! | #VALUE! | #VALUE! | 0 | 0 | 0.20123 | 0.20123 | #VALUE! | #VALUE! | #VALUE! | #VALUE! | 0 | 0 | 0.20123 | 0.20123 | #VALUE! | #VALUE! |  |  |  | #VALUE! | #VALUE! | #VALUE! | #VALUE! | #VALUE! | #VALUE! | #VALUE!
Wednesday | 6 | 29 | 12 | 4308 | 0 | 0 | 0 | 0 | 0 | 0 | 0 | 0 | 0 | 0 | 0 | 0 | 0 | 0 | 0 | 0 | 0 | 0 | 0 | 0 | 0 | 0.2865 | 0.46083 | 0.45335 | 0.36456 | 0.15675 | 0.12516 | 0.51812 | 0.61 | 0 | 0 | 0 | 0 | 0 | 0 | 0 | 0 | 0 | 0 | 0 |  | 0 | 0 | 0 |  | #VALUE! | #VALUE! | #VALUE! | #VALUE! |  |  | #VALUE! | #VALUE! | 0 | 0 | 0.20123 | 0.20123 | #VALUE! | #VALUE! | #VALUE! | #VALUE! | 0 | 0 | 0.20123 | 0.20123 | #VALUE! | #VALUE! | #VALUE! | #VALUE! | 0 | 0 | 0.20123 | 0.20123 | #VALUE! | #VALUE! |  |  |  | #VALUE! | #VALUE! | #VALUE! | #VALUE! | #VALUE! | #VALUE! | #VALUE!
Wednesday | 6 | 29 | 13 | 4309 | 0 | 0 | 0 | 0 | 0 | 0 | 0 | 0 | 0 | 0 | 0 | 0 | 0 | 0 | 0 | 0 | 0 | 0 | 0 | 0 | 0 | 0.242 | 0.38058 | 0.33761 | 0.32654 | 0.28425 | 0.10457 | 0.40761 | 0.488 | 0 | 0 | 0 | 0 | 0 | 0 | 0 | 0 | 0 | 0 | 0 |  | 0 | 0 | 0 |  | #VALUE! | #VALUE! | #VALUE! | #VALUE! |  |  | #VALUE! | #VALUE! | 0 | 0 | 0.20123 | 0.20123 | #VALUE! | #VALUE! | #VALUE! | #VALUE! | 0 | 0 | 0.20123 | 0.20123 | #VALUE! | #VALUE! | #VALUE! | #VALUE! | 0 | 0 | 0.20123 | 0.20123 | #VALUE! | #VALUE! |  |  |  | #VALUE! | #VALUE! | #VALUE! | #VALUE! | #VALUE! | #VALUE! | #VALUE!
Wednesday | 6 | 29 | 14 | 4310 | 0 | 0 | 0 | 0 | 0 | 0 | 0 | 0 | 0 | 0 | 0 | 0 | 0 | 0 | 0 | 0 | 0 | 0 | 0 | 0 | 0 | 0.1665 | 0.31633 | 0.23883 | 0.14821 | 0.4425 | 0.15241 | 0.35209 | 0.46 | 0 | 0 | 0 | 0 | 0 | 0 | 0 | 0 | 0 | 0 | 0 |  | 0 | 0 | 0 |  | #VALUE! | #VALUE! | #VALUE! | #VALUE! |  |  | #VALUE! | #VALUE! | 0 | 0 | 0.20123 | 0.20123 | #VALUE! | #VALUE! | #VALUE! | #VALUE! | 0 | 0 | 0.20123 | 0.20123 | #VALUE! | #VALUE! | #VALUE! | #VALUE! | 0 | 0 | 0.20123 | 0.20123 | #VALUE! | #VALUE! |  |  |  | #VALUE! | #VALUE! | #VALUE! | #VALUE! | #VALUE! | #VALUE! | #VALUE!
Wednesday | 6 | 29 | 15 | 4311 | 0 | 0 | 0 | 0 | 0 | 0 | 0 | 0 | 0 | 0 | 0 | 0 | 0 | 0 | 0 | 0 | 0 | 0 | 0 | 0 | 0 | 0.2855 | 0.44775 | 0.42652 | 0.37782 | 0.44025 | 0.16328 | 0.48464 | 0.558 | 0 | 0 | 0 | 0 | 0 | 0 | 0 | 0 | 0 | 0 | 0 |  | 0 | 0 | 0 |  | #VALUE! | #VALUE! | #VALUE! | #VALUE! |  |  | #VALUE! | #VALUE! | 0 | 0 | 0.20123 | 0.20123 | #VALUE! | #VALUE! | #VALUE! | #VALUE! | 0 | 0 | 0.20123 | 0.20123 | #VALUE! | #VALUE! | #VALUE! | #VALUE! | 0 | 0 | 0.20123 | 0.20123 | #VALUE! | #VALUE! |  |  |  | #VALUE! | #VALUE! | #VALUE! | #VALUE! | #VALUE! | #VALUE! | #VALUE!
Wednesday | 6 | 29 | 16 | 4312 | 0 | 0 | 0 | 0 | 0 | 0 | 0 | 0 | 0 | 0 | 0 | 0 | 0 | 0 | 0 | 0 | 0 | 0 | 0 | 0 | 0 | 0.313 | 0.46925 | 0.44893 | 0.36568 | 0.49675 | 0.11891 | 0.51864 | 0.587 | 0 | 0 | 0 | 0 | 0 | 0 | 0 | 0 | 0 | 0 | 0 |  | 0 | 0 | 0 |  | #VALUE! | #VALUE! | #VALUE! | #VALUE! |  |  | #VALUE! | #VALUE! | 0 | 0 | 0.20123 | 0.20123 | #VALUE! | #VALUE! | #VALUE! | #VALUE! | 0 | 0 | 0.20123 | 0.20123 | #VALUE! | #VALUE! | #VALUE! | #VALUE! | 0 | 0 | 0.20123 | 0.20123 | #VALUE! | #VALUE! |  |  |  | #VALUE! | #VALUE! | #VALUE! | #VALUE! | #VALUE! | #VALUE! | #VALUE!
Wednesday | 6 | 29 | 17 | 4313 | 0 | 0 | 0 | 0 | 0 | 0 | 0 | 0 | 0 | 0 | 0 | 0 | 0 | 0 | 0 | 0 | 0 | 0 | 0 | 0 | 0 | 0.3195 | 0.48533 | 0.46294 | 0.37128 | 0.56475 | 0.1171 | 0.53473 | 0.613 | 0 | 0 | 0 | 0 | 0 | 0 | 0 | 0 | 0 | 0 | 0 |  | 0 | 0 | 0 |  | #VALUE! | #VALUE! | #VALUE! | #VALUE! |  |  | #VALUE! | #VALUE! | 0 | 0 | 0.20123 | 0.20123 | #VALUE! | #VALUE! | #VALUE! | #VALUE! | 0 | 0 | 0.20123 | 0.20123 | #VALUE! | #VALUE! | #VALUE! | #VALUE! | 0 | 0 | 0.20123 | 0.20123 | #VALUE! | #VALUE! |  |  |  | #VALUE! | #VALUE! | #VALUE! | #VALUE! | #VALUE! | #VALUE! | #VALUE!
Wednesday | 6 | 29 | 18 | 4314 | 0 | 0 | 0 | 0 | 0 | 0 | 0 | 0 | 0 | 0 | 0 | 0 | 0 | 0 | 0 | 0 | 0 | 0 | 0 | 0 | 0 | 0.325 | 0.49192 | 0.46657 | 0.377 | 0.6045 | 0.13123 | 0.54215 | 0.619 | 0 | 0 | 0 | 0 | 0 | 0 | 0 | 0 | 0 | 0 | 0 |  | 0 | 0 | 0 |  | #VALUE! | #VALUE! | #VALUE! | #VALUE! |  |  | #VALUE! | #VALUE! | 0 | 0 | 0.20123 | 0.20123 | #VALUE! | #VALUE! | #VALUE! | #VALUE! | 0 | 0 | 0.20123 | 0.20123 | #VALUE! | #VALUE! | #VALUE! | #VALUE! | 0 | 0 | 0.20123 | 0.20123 | #VALUE! | #VALUE! |  |  |  | #VALUE! | #VALUE! | #VALUE! | #VALUE! | #VALUE! | #VALUE! | #VALUE!
Wednesday | 6 | 29 | 19 | 4315 | 0 | 0 | 0 | 0 | 0 | 0 | 0 | 0 | 0 | 0 | 0 | 0 | 0 | 0 | 0 | 0 | 0 | 0 | 0 | 0 | 0 | 0.315 | 0.48433 | 0.45675 | 0.36835 | 0.63025 | 0.12745 | 0.5312 | 0.614 | 0 | 0 | 0 | 0 | 0 | 0 | 0 | 0 | 0 | 0 | 0 |  | 0 | 0 | 0 |  | #VALUE! | #VALUE! | #VALUE! | #VALUE! |  |  | #VALUE! | #VALUE! | 0 | 0 | 0.20123 | 0.20123 | #VALUE! | #VALUE! | #VALUE! | #VALUE! | 0 | 0 | 0.20123 | 0.20123 | #VALUE! | #VALUE! | #VALUE! | #VALUE! | 0 | 0 | 0.20123 | 0.20123 | #VALUE! | #VALUE! |  |  |  | #VALUE! | #VALUE! | #VALUE! | #VALUE! | #VALUE! | #VALUE! | #VALUE!
Wednesday | 6 | 29 | 20 | 4316 | 0 | 0 | 0 | 0 | 0 | 0 | 0 | 0 | 0 | 0 | 0 | 0 | 0 | 0 | 0 | 0 | 0 | 0 | 0 | 0 | 0 | 0.2835 | 0.43242 | 0.39912 | 0.32133 | 0.587 | 0.12395 | 0.46569 | 0.55 | 0 | 0 | 0 | 0 | 0 | 0 | 0 | 0 | 0 | 0 | 0 |  | 0 | 0 | 0 |  | #VALUE! | #VALUE! | #VALUE! | #VALUE! |  |  | #VALUE! | #VALUE! | 0 | 0 | 0.20123 | 0.20123 | #VALUE! | #VALUE! | #VALUE! | #VALUE! | 0 | 0 | 0.20123 | 0.20123 | #VALUE! | #VALUE! | #VALUE! | #VALUE! | 0 | 0 | 0.20123 | 0.20123 | #VALUE! | #VALUE! |  |  |  | #VALUE! | #VALUE! | #VALUE! | #VALUE! | #VALUE! | #VALUE! | #VALUE!
Wednesday | 6 | 29 | 21 | 4317 | 0 | 0 | 0 | 0 | 0 | 0 | 0 | 0 | 0 | 0 | 0 | 0 | 0 | 0 | 0 | 0 | 0 | 0 | 0 | 0 | 0 | 0.268 | 0.41558 | 0.37492 | 0.30847 | 0.516 | 0.14774 | 0.44777 | 0.542 | 0 | 0 | 0 | 0 | 0 | 0 | 0 | 0 | 0 | 0 | 0 |  | 0 | 0 | 0 |  | #VALUE! | #VALUE! | #VALUE! | #VALUE! |  |  | #VALUE! | #VALUE! | 0 | 0 | 0.20123 | 0.20123 | #VALUE! | #VALUE! | #VALUE! | #VALUE! | 0 | 0 | 0.20123 | 0.20123 | #VALUE! | #VALUE! | #VALUE! | #VALUE! | 0 | 0 | 0.20123 | 0.20123 | #VALUE! | #VALUE! |  |  |  | #VALUE! | #VALUE! | #VALUE! | #VALUE! | #VALUE! | #VALUE! | #VALUE!
Wednesday | 6 | 29 | 22 | 4318 | 0 | 0 | 0 | 0 | 0 | 0 | 0 | 0 | 0 | 0 | 0 | 0 | 0 | 0 | 0 | 0 | 0 | 0 | 0 | 0 | 0 | 0.249 | 0.39058 | 0.33253 | 0.1364 | 0.42775 | 0.18059 | 0.41855 | 0.522 | 0 | 0 | 0 | 0 | 0 | 0 | 0 | 0 | 0 | 0 | 0 |  | 0 | 0 | 0 |  | #VALUE! | #VALUE! | #VALUE! | #VALUE! |  |  | #VALUE! | #VALUE! | 0 | 0 | 0.20123 | 0.20123 | #VALUE! | #VALUE! | #VALUE! | #VALUE! | 0 | 0 | 0.20123 | 0.20123 | #VALUE! | #VALUE! | #VALUE! | #VALUE! | 0 | 0 | 0.20123 | 0.20123 | #VALUE! | #VALUE! |  |  |  | #VALUE! | #VALUE! | #VALUE! | #VALUE! | #VALUE! | #VALUE! | #VALUE!
Wednesday | 6 | 29 | 23 | 4319 | 0 | 0 | 0 | 0 | 0 | 0 | 0 | 0 | 0 | 0 | 0 | 0 | 0 | 0 | 0 | 0 | 0 | 0 | 0 | 0 | 0 | 0.24 | 0.38233 | 0.31907 | 0.13244 | 0.453 | 0.18154 | 0.3883 | 0.522 | 0 | 0 | 0 | 0 | 0 | 0 | 0 | 0 | 0 | 0 | 0 |  | 0 | 0 | 0 |  | #VALUE! | #VALUE! | #VALUE! | #VALUE! |  |  | #VALUE! | #VALUE! | 0 | 0 | 0.20123 | 0.20123 | #VALUE! | #VALUE! | #VALUE! | #VALUE! | 0 | 0 | 0.20123 | 0.20123 | #VALUE! | #VALUE! | #VALUE! | #VALUE! | 0 | 0 | 0.20123 | 0.20123 | #VALUE! | #VALUE! |  |  |  | #VALUE! | #VALUE! | #VALUE! | #VALUE! | #VALUE! | #VALUE! | #VALUE!
Wednesday | 6 | 29 | 24 | 4320 | 0 | 0 | 0 | 0 | 0 | 0 | 0 | 0 | 0 | 0 | 0 | 0 | 0 | 0 | 0 | 0 | 0 | 0 | 0 | 0 | 0 | 0.2555 | 0.42158 | 0.28577 | 0.32436 | 0.415 | 0.20069 | 0.47061 | 0.602 | 0 | 0 | 0 | 0 | 0 | 0 | 0 | 0 | 0 | 0 | 0 |  | 0 | 0 | 0 |  | #VALUE! | #VALUE! | #VALUE! | #VALUE! |  |  | #VALUE! | #VALUE! | 0 | 0 | 0.20123 | 0.20123 | #VALUE! | #VALUE! | #VALUE! | #VALUE! | 0 | 0 | 0.20123 | 0.20123 | #VALUE! | #VALUE! | #VALUE! | #VALUE! | 0 | 0 | 0.20123 | 0.20123 | #VALUE! | #VALUE! |  |  |  | #VALUE! | #VALUE! | #VALUE! | #VALUE! | #VALUE! | #VALUE! | #VALUE!
Thursday | 6 | 30 | 1 | 4321 | 0 | 0 | 0 | 0 | 0 | 0 | 0 | 0 | 0 | 0 | 0 | 0 | 0 | 0 | 0 | 0 | 0 | 0 | 0 | 0 | 0 | 0.283 | 0.48233 | 0.34433 | 0.35096 | 0.4595 | 0.22694 | 0.54358 | 0.667 | 0 | 0 | 0 | 0 | 0 | 0 | 0 | 0 | 0 | 0 | 0 |  | 0 | 0 | 0 |  | #VALUE! | #VALUE! | #VALUE! | #VALUE! |  |  | #VALUE! | #VALUE! | 0 | 0 | 0.20123 | 0.20123 | #VALUE! | #VALUE! | #VALUE! | #VALUE! | 0 | 0 | 0.20123 | 0.20123 | #VALUE! | #VALUE! | #VALUE! | #VALUE! | 0 | 0 | 0.20123 | 0.20123 | #VALUE! | #VALUE! |  |  |  | #VALUE! | #VALUE! | #VALUE! | #VALUE! | #VALUE! | #VALUE! | #VALUE!
Thursday | 6 | 30 | 2 | 4322 | 0 | 0 | 0 | 0 | 0 | 0 | 0 | 0 | 0 | 0 | 0 | 0 | 0 | 0 | 0 | 0 | 0 | 0 | 0 | 0 | 0 | 0.2595 | 0.444 | 0.29128 | 0.3134 | 0.40525 | 0.22614 | 0.50293 | 0.639 | 0 | 0 | 0 | 0 | 0 | 0 | 0 | 0 | 0 | 0 | 0 |  | 0 | 0 | 0 |  | #VALUE! | #VALUE! | #VALUE! | #VALUE! |  |  | #VALUE! | #VALUE! | 0 | 0 | 0.20123 | 0.20123 | #VALUE! | #VALUE! | #VALUE! | #VALUE! | 0 | 0 | 0.20123 | 0.20123 | #VALUE! | #VALUE! | #VALUE! | #VALUE! | 0 | 0 | 0.20123 | 0.20123 | #VALUE! | #VALUE! |  |  |  | #VALUE! | #VALUE! | #VALUE! | #VALUE! | #VALUE! | #VALUE! | #VALUE!
Thursday | 6 | 30 | 3 | 4323 | 0 | 0 | 0 | 0 | 0 | 0 | 0 | 0 | 0 | 0 | 0 | 0 | 0 | 0 | 0 | 0 | 0 | 0 | 0 | 0 | 0 | 0.241 | 0.41767 | 0.26132 | 0.14334 | 0.38075 | 0.2223 | 0.47349 | 0.614 | 0 | 0 | 0 | 0 | 0 | 0 | 0 | 0 | 0 | 0 | 0 |  | 0 | 0 | 0 |  | #VALUE! | #VALUE! | #VALUE! | #VALUE! |  |  | #VALUE! | #VALUE! | 0 | 0 | 0.20123 | 0.20123 | #VALUE! | #VALUE! | #VALUE! | #VALUE! | 0 | 0 | 0.20123 | 0.20123 | #VALUE! | #VALUE! | #VALUE! | #VALUE! | 0 | 0 | 0.20123 | 0.20123 | #VALUE! | #VALUE! |  |  |  | #VALUE! | #VALUE! | #VALUE! | #VALUE! | #VALUE! | #VALUE! | #VALUE!
Thursday | 6 | 30 | 4 | 4324 | 0 | 0 | 0 | 0 | 0 | 0 | 0 | 0 | 0 | 0 | 0 | 0 | 0 | 0 | 0 | 0 | 0 | 0 | 0 | 0 | 0 | 0.2145 | 0.37392 | 0.30378 | 0.12583 | 0.256 | 0.21634 | 0.37006 | 0.573 | 0 | 0 | 0 | 0 | 0 | 0 | 0 | 0 | 0 | 0 | 0 |  | 0 | 0 | 0 |  | #VALUE! | #VALUE! | #VALUE! | #VALUE! |  |  | #VALUE! | #VALUE! | 0 | 0 | 0.20123 | 0.20123 | #VALUE! | #VALUE! | #VALUE! | #VALUE! | 0 | 0 | 0.20123 | 0.20123 | #VALUE! | #VALUE! | #VALUE! | #VALUE! | 0 | 0 | 0.20123 | 0.20123 | #VALUE! | #VALUE! |  |  |  | #VALUE! | #VALUE! | #VALUE! | #VALUE! | #VALUE! | #VALUE! | #VALUE!
Thursday | 6 | 30 | 5 | 4325 | 0 | 0 | 0 | 0 | 0 | 0 | 0 | 0 | 0 | 0 | 0 | 0 | 0 | 0 | 0 | 0 | 0 | 0 | 0 | 0 | 0 | 0.125 | 0.20108 | 0.20592 | 0.11742 | 0.191 | 0.21463 | 0.28956 | 0.508 | 0 | 0 | 0 | 0 | 0 | 0 | 0 | 0 | 0 | 0 | 0 |  | 0 | 0 | 0 |  | #VALUE! | #VALUE! | #VALUE! | #VALUE! |  |  | #VALUE! | #VALUE! | 0 | 0 | 0.20123 | 0.20123 | #VALUE! | #VALUE! | #VALUE! | #VALUE! | 0 | 0 | 0.20123 | 0.20123 | #VALUE! | #VALUE! | #VALUE! | #VALUE! | 0 | 0 | 0.20123 | 0.20123 | #VALUE! | #VALUE! |  |  |  | #VALUE! | #VALUE! | #VALUE! | #VALUE! | #VALUE! | #VALUE! | #VALUE!
Thursday | 6 | 30 | 6 | 4326 | 0 | 0 | 0 | 0 | 0 | 0 | 0 | 0 | 0 | 0 | 0 | 0 | 0 | 0 | 0 | 0 | 0 | 0 | 0 | 0 | 0 | 0.1325 | 0.23183 | 0.23309 | 0.12853 | 0.239 | 0.22676 | 0.31887 | 0.516 | 0 | 0 | 0 | 0 | 0 | 0 | 0 | 0 | 0 | 0 | 0 |  | 0 | 0 | 0 |  | #VALUE! | #VALUE! | #VALUE! | #VALUE! |  |  | #VALUE! | #VALUE! | 0 | 0 | 0.20123 | 0.20123 | #VALUE! | #VALUE! | #VALUE! | #VALUE! | 0 | 0 | 0.20123 | 0.20123 | #VALUE! | #VALUE! | #VALUE! | #VALUE! | 0 | 0 | 0.20123 | 0.20123 | #VALUE! | #VALUE! |  |  |  | #VALUE! | #VALUE! | #VALUE! | #VALUE! | #VALUE! | #VALUE! | #VALUE!
Thursday | 6 | 30 | 7 | 4327 | 0 | 0 | 0 | 0 | 0 | 0 | 0 | 0 | 0 | 0 | 0 | 0 | 0 | 0 | 0 | 0 | 0 | 0 | 0 | 0 | 0 | 0.1615 | 0.31517 | 0.31426 | 0.36616 | 0.35075 | 0.24493 | 0.39147 | 0.577 | 0 | 0 | 0 | 0 | 0 | 0 | 0 | 0 | 0 | 0 | 0 |  | 0 | 0 | 0 |  | #VALUE! | #VALUE! | #VALUE! | #VALUE! |  |  | #VALUE! | #VALUE! | 0 | 0 | 0.20123 | 0.20123 | #VALUE! | #VALUE! | #VALUE! | #VALUE! | 0 | 0 | 0.20123 | 0.20123 | #VALUE! | #VALUE! | #VALUE! | #VALUE! | 0 | 0 | 0.20123 | 0.20123 | #VALUE! | #VALUE! |  |  |  | #VALUE! | #VALUE! | #VALUE! | #VALUE! | #VALUE! | #VALUE! | #VALUE!
Thursday | 6 | 30 | 8 | 4328 | 0 | 0 | 0 | 0 | 0 | 0 | 0 | 0 | 0 | 0 | 0 | 0 | 0 | 0 | 0 | 0 | 0 | 0 | 0 | 0 | 0 | 0.308 | 0.47467 | 0.46434 | 0.43594 | 0.45325 | 0.26476 | 0.54016 | 0.649 | 0 | 0 | 0 | 0 | 0 | 0 | 0 | 0 | 0 | 0 | 0 |  | 0 | 0 | 0 |  | #VALUE! | #VALUE! | #VALUE! | #VALUE! |  |  | #VALUE! | #VALUE! | 0 | 0 | 0.20123 | 0.20123 | #VALUE! | #VALUE! | #VALUE! | #VALUE! | 0 | 0 | 0.20123 | 0.20123 | #VALUE! | #VALUE! | #VALUE! | #VALUE! | 0 | 0 | 0.20123 | 0.20123 | #VALUE! | #VALUE! |  |  |  | #VALUE! | #VALUE! | #VALUE! | #VALUE! | #VALUE! | #VALUE! | #VALUE!
Thursday | 6 | 30 | 9 | 4329 | 0 | 0 | 0 | 0 | 0 | 0 | 0 | 0 | 0 | 0 | 0 | 0 | 0 | 0 | 0 | 0 | 0 | 0 | 0 | 0 | 0 | 0.335 | 0.49117 | 0.47996 | 0.45861 | 0.50225 | 0.2746 | 0.55909 | 0.652 | 0 | 0 | 0 | 0 | 0 | 0 | 0 | 0 | 0 | 0 | 0 |  | 0 | 0 | 0 |  | #VALUE! | #VALUE! | #VALUE! | #VALUE! |  |  | #VALUE! | #VALUE! | 0 | 0 | 0.20123 | 0.20123 | #VALUE! | #VALUE! | #VALUE! | #VALUE! | 0 | 0 | 0.20123 | 0.20123 | #VALUE! | #VALUE! | #VALUE! | #VALUE! | 0 | 0 | 0.20123 | 0.20123 | #VALUE! | #VALUE! |  |  |  | #VALUE! | #VALUE! | #VALUE! | #VALUE! | #VALUE! | #VALUE! | #VALUE!
Thursday | 6 | 30 | 10 | 4330 | 0 | 0 | 0 | 0 | 0 | 0 | 0 | 0 | 0 | 0 | 0 | 0 | 0 | 0 | 0 | 0 | 0 | 0 | 0 | 0 | 0 | 0.3555 | 0.50233 | 0.4951 | 0.46846 | 0.56875 | 0.24912 | 0.56534 | 0.641 | 0 | 0 | 0 | 0 | 0 | 0 | 0 | 0 | 0 | 0 | 0 |  | 0 | 0 | 0 |  | #VALUE! | #VALUE! | #VALUE! | #VALUE! |  |  | #VALUE! | #VALUE! | 0 | 0 | 0.20123 | 0.20123 | #VALUE! | #VALUE! | #VALUE! | #VALUE! | 0 | 0 | 0.20123 | 0.20123 | #VALUE! | #VALUE! | #VALUE! | #VALUE! | 0 | 0 | 0.20123 | 0.20123 | #VALUE! | #VALUE! |  |  |  | #VALUE! | #VALUE! | #VALUE! | #VALUE! | #VALUE! | #VALUE! | #VALUE!
Thursday | 6 | 30 | 11 | 4331 | 0 | 0 | 0 | 0 | 0 | 0 | 0 | 0 | 0 | 0 | 0 | 0 | 0 | 0 | 0 | 0 | 0 | 0 | 0 | 0 | 0 | 0.373 | 0.52733 | 0.51866 | 0.48278 | 0.622 | 0.24826 | 0.58123 | 0.643 | 0 | 0 | 0 | 0 | 0 | 0 | 0 | 0 | 0 | 0 | 0 |  | 0 | 0 | 0 |  | #VALUE! | #VALUE! | #VALUE! | #VALUE! |  |  | #VALUE! | #VALUE! | 0 | 0 | 0.20123 | 0.20123 | #VALUE! | #VALUE! | #VALUE! | #VALUE! | 0 | 0 | 0.20123 | 0.20123 | #VALUE! | #VALUE! | #VALUE! | #VALUE! | 0 | 0 | 0.20123 | 0.20123 | #VALUE! | #VALUE! |  |  |  | #VALUE! | #VALUE! | #VALUE! | #VALUE! | #VALUE! | #VALUE! | #VALUE!
Thursday | 6 | 30 | 12 | 4332 | 0 | 0 | 0 | 0 | 0 | 0 | 0 | 0 | 0 | 0 | 0 | 0 | 0 | 0 | 0 | 0 | 0 | 0 | 0 | 0 | 0 | 0.3865 | 0.54617 | 0.53399 | 0.4788 | 0.67725 | 0.21173 | 0.59461 | 0.647 | 0 | 0 | 0 | 0 | 0 | 0 | 0 | 0 | 0 | 0 | 0 |  | 0 | 0 | 0 |  | #VALUE! | #VALUE! | #VALUE! | #VALUE! |  |  | #VALUE! | #VALUE! | 0 | 0 | 0.20123 | 0.20123 | #VALUE! | #VALUE! | #VALUE! | #VALUE! | 0 | 0 | 0.20123 | 0.20123 | #VALUE! | #VALUE! | #VALUE! | #VALUE! | 0 | 0 | 0.20123 | 0.20123 | #VALUE! | #VALUE! |  |  |  | #VALUE! | #VALUE! | #VALUE! | #VALUE! | #VALUE! | #VALUE! | #VALUE!
Thursday | 6 | 30 | 13 | 4333 | 0 | 0 | 0 | 0 | 0 | 0 | 0 | 0 | 0 | 0 | 0 | 0 | 0 | 0 | 0 | 0 | 0 | 0 | 0 | 0 | 0 | 0.405 | 0.56525 | 0.55613 | 0.48021 | 0.69325 | 0.2217 | 0.60919 | 0.654 | 0 | 0 | 0 | 0 | 0 | 0 | 0 | 0 | 0 | 0 | 0 |  | 0 | 0 | 0 |  | #VALUE! | #VALUE! | #VALUE! | #VALUE! |  |  | #VALUE! | #VALUE! | 0 | 0 | 0.20123 | 0.20123 | #VALUE! | #VALUE! | #VALUE! | #VALUE! | 0 | 0 | 0.20123 | 0.20123 | #VALUE! | #VALUE! | #VALUE! | #VALUE! | 0 | 0 | 0.20123 | 0.20123 | #VALUE! | #VALUE! |  |  |  | #VALUE! | #VALUE! | #VALUE! | #VALUE! | #VALUE! | #VALUE! | #VALUE!
Thursday | 6 | 30 | 14 | 4334 | 0 | 0 | 0 | 0 | 0 | 0 | 0 | 0 | 0 | 0 | 0 | 0 | 0 | 0 | 0 | 0 | 0 | 0 | 0 | 0 | 0 | 0.429 | 0.59733 | 0.56806 | 0.50492 | 0.63775 | 0.25535 | 0.64531 | 0.684 | 0 | 0 | 0 | 0 | 0 | 0 | 0 | 0 | 0 | 0 | 0 |  | 0 | 0 | 0 |  | #VALUE! | #VALUE! | #VALUE! | #VALUE! |  |  | #VALUE! | #VALUE! | 0 | 0 | 0.20123 | 0.20123 | #VALUE! | #VALUE! | #VALUE! | #VALUE! | 0 | 0 | 0.20123 | 0.20123 | #VALUE! | #VALUE! | #VALUE! | #VALUE! | 0 | 0 | 0.20123 | 0.20123 | #VALUE! | #VALUE! |  |  |  | #VALUE! | #VALUE! | #VALUE! | #VALUE! | #VALUE! | #VALUE! | #VALUE!
Thursday | 6 | 30 | 15 | 4335 | 0 | 0 | 0 | 0 | 0 | 0 | 0 | 0 | 0 | 0 | 0 | 0 | 0 | 0 | 0 | 0 | 0 | 0 | 0 | 0 | 0 | 0.4345 | 0.59942 | 0.57707 | 0.48691 | 0.663 | 0.25241 | 0.65267 | 0.686 | 0 | 0 | 0 | 0 | 0 | 0 | 0 | 0 | 0 | 0 | 0 |  | 0 | 0 | 0 |  | #VALUE! | #VALUE! | #VALUE! | #VALUE! |  |  | #VALUE! | #VALUE! | 0 | 0 | 0.20123 | 0.20123 | #VALUE! | #VALUE! | #VALUE! | #VALUE! | 0 | 0 | 0.20123 | 0.20123 | #VALUE! | #VALUE! | #VALUE! | #VALUE! | 0 | 0 | 0.20123 | 0.20123 | #VALUE! | #VALUE! |  |  |  | #VALUE! | #VALUE! | #VALUE! | #VALUE! | #VALUE! | #VALUE! | #VALUE!
Thursday | 6 | 30 | 16 | 4336 | 0 | 0 | 0 | 0 | 0 | 0 | 0 | 0 | 0 | 0 | 0 | 0 | 0 | 0 | 0 | 0 | 0 | 0 | 0 | 0 | 0 | 0.431 | 0.58675 | 0.56842 | 0.46253 | 0.64875 | 0.26006 | 0.63716 | 0.664 | 0 | 0 | 0 | 0 | 0 | 0 | 0 | 0 | 0 | 0 | 0 |  | 0 | 0 | 0 |  | #VALUE! | #VALUE! | #VALUE! | #VALUE! |  |  | #VALUE! | #VALUE! | 0 | 0 | 0.20123 | 0.20123 | #VALUE! | #VALUE! | #VALUE! | #VALUE! | 0 | 0 | 0.20123 | 0.20123 | #VALUE! | #VALUE! | #VALUE! | #VALUE! | 0 | 0 | 0.20123 | 0.20123 | #VALUE! | #VALUE! |  |  |  | #VALUE! | #VALUE! | #VALUE! | #VALUE! | #VALUE! | #VALUE! | #VALUE!
Thursday | 6 | 30 | 17 | 4337 | 0 | 0 | 0 | 0 | 0 | 0 | 0 | 0 | 0 | 0 | 0 | 0 | 0 | 0 | 0 | 0 | 0 | 0 | 0 | 0 | 0 | 0.4365 | 0.59408 | 0.57938 | 0.4583 | 0.63225 | 0.24015 | 0.64334 | 0.662 | 0 | 0 | 0 | 0 | 0 | 0 | 0 | 0 | 0 | 0 | 0 |  | 0 | 0 | 0 |  | #VALUE! | #VALUE! | #VALUE! | #VALUE! |  |  | #VALUE! | #VALUE! | 0 | 0 | 0.20123 | 0.20123 | #VALUE! | #VALUE! | #VALUE! | #VALUE! | 0 | 0 | 0.20123 | 0.20123 | #VALUE! | #VALUE! | #VALUE! | #VALUE! | 0 | 0 | 0.20123 | 0.20123 | #VALUE! | #VALUE! |  |  |  | #VALUE! | #VALUE! | #VALUE! | #VALUE! | #VALUE! | #VALUE! | #VALUE!
Thursday | 6 | 30 | 18 | 4338 | 0 | 0 | 0 | 0 | 0 | 0 | 0 | 0 | 0 | 0 | 0 | 0 | 0 | 0 | 0 | 0 | 0 | 0 | 0 | 0 | 0 | 0.4455 | 0.59425 | 0.58912 | 0.45327 | 0.58525 | 0.26422 | 0.65169 | 0.663 | 0 | 0 | 0 | 0 | 0 | 0 | 0 | 0 | 0 | 0 | 0 |  | 0 | 0 | 0 |  | #VALUE! | #VALUE! | #VALUE! | #VALUE! |  |  | #VALUE! | #VALUE! | 0 | 0 | 0.20123 | 0.20123 | #VALUE! | #VALUE! | #VALUE! | #VALUE! | 0 | 0 | 0.20123 | 0.20123 | #VALUE! | #VALUE! | #VALUE! | #VALUE! | 0 | 0 | 0.20123 | 0.20123 | #VALUE! | #VALUE! |  |  |  | #VALUE! | #VALUE! | #VALUE! | #VALUE! | #VALUE! | #VALUE! | #VALUE!
Thursday | 6 | 30 | 19 | 4339 | 0 | 0 | 0 | 0 | 0 | 0 | 0 | 0 | 0 | 0 | 0 | 0 | 0 | 0 | 0 | 0 | 0 | 0 | 0 | 0 | 0 | 0.4125 | 0.52367 | 0.53042 | 0.38434 | 0.50775 | 0.18428 | 0.57793 | 0.582 | 0 | 0 | 0 | 0 | 0 | 0 | 0 | 0 | 0 | 0 | 0 |  | 0 | 0 | 0 |  | #VALUE! | #VALUE! | #VALUE! | #VALUE! |  |  | #VALUE! | #VALUE! | 0 | 0 | 0.20123 | 0.20123 | #VALUE! | #VALUE! | #VALUE! | #VALUE! | 0 | 0 | 0.20123 | 0.20123 | #VALUE! | #VALUE! | #VALUE! | #VALUE! | 0 | 0 | 0.20123 | 0.20123 | #VALUE! | #VALUE! |  |  |  | #VALUE! | #VALUE! | #VALUE! | #VALUE! | #VALUE! | #VALUE! | #VALUE!
Thursday | 6 | 30 | 20 | 4340 | 0 | 0 | 0 | 0 | 0 | 0 | 0 | 0 | 0 | 0 | 0 | 0 | 0 | 0 | 0 | 0 | 0 | 0 | 0 | 0 | 0 | 0.3835 | 0.46792 | 0.45764 | 0.17541 | 0.451 | 0.14243 | 0.51401 | 0.524 | 0 | 0 | 0 | 0 | 0 | 0 | 0 | 0 | 0 | 0 | 0 |  | 0 | 0 | 0 |  | #VALUE! | #VALUE! | #VALUE! | #VALUE! |  |  | #VALUE! | #VALUE! | 0 | 0 | 0.20123 | 0.20123 | #VALUE! | #VALUE! | #VALUE! | #VALUE! | 0 | 0 | 0.20123 | 0.20123 | #VALUE! | #VALUE! | #VALUE! | #VALUE! | 0 | 0 | 0.20123 | 0.20123 | #VALUE! | #VALUE! |  |  |  | #VALUE! | #VALUE! | #VALUE! | #VALUE! | #VALUE! | #VALUE! | #VALUE!
Thursday | 6 | 30 | 21 | 4341 | 0 | 0 | 0 | 0 | 0 | 0 | 0 | 0 | 0 | 0 | 0 | 0 | 0 | 0 | 0 | 0 | 0 | 0 | 0 | 0 | 0 | 0.3315 | 0.27217 | 0.26443 | 0.15049 | 0.30125 | 0.072023 | 0.37333 | 0.448 | 0 | 0 | 0 | 0 | 0 | 0 | 0 | 0 | 0 | 0 | 0 |  | 0 | 0 | 0 |  | #VALUE! | #VALUE! | #VALUE! | #VALUE! |  |  | #VALUE! | #VALUE! | 0 | 0 | 0.20123 | 0.20123 | #VALUE! | #VALUE! | #VALUE! | #VALUE! | 0 | 0 | 0.20123 | 0.20123 | #VALUE! | #VALUE! | #VALUE! | #VALUE! | 0 | 0 | 0.20123 | 0.20123 | #VALUE! | #VALUE! |  |  |  | #VALUE! | #VALUE! | #VALUE! | #VALUE! | #VALUE! | #VALUE! | #VALUE!
Thursday | 6 | 30 | 22 | 4342 | 0 | 0 | 0 | 0 | 0 | 0 | 0 | 0 | 0 | 0 | 0 | 0 | 0 | 0 | 0 | 0 | 0 | 0 | 0 | 0 | 0 | 0.173 | 0.047167 | 0.05303 | 0.028365 | 0.2185 | 0.027211 | 0.27966 | 0.399 | 0 | 0 | 0 | 0 | 0 | 0 | 0 | 0 | 0 | 0 | 0 |  | 0 | 0 | 0 |  | #VALUE! | #VALUE! | #VALUE! | #VALUE! |  |  | #VALUE! | #VALUE! | 0 | 0 | 0.20123 | 0.20123 | #VALUE! | #VALUE! | #VALUE! | #VALUE! | 0 | 0 | 0.20123 | 0.20123 | #VALUE! | #VALUE! | #VALUE! | #VALUE! | 0 | 0 | 0.20123 | 0.20123 | #VALUE! | #VALUE! |  |  |  | #VALUE! | #VALUE! | #VALUE! | #VALUE! | #VALUE! | #VALUE! | #VALUE!
Thursday | 6 | 30 | 23 | 4343 | 0 | 0 | 0 | 0 | 0 | 0 | 0 | 0 | 0 | 0 | 0 | 0 | 0 | 0 | 0 | 0 | 0 | 0 | 0 | 0 | 0 | 0.16 | 0 | 0.021196 | 0.029457 | 0.07125 | 0.055339 | 0.24191 | 0.392 | 0 | 0 | 0 | 0 | 0 | 0 | 0 | 0 | 0 | 0 | 0 |  | 0 | 0 | 0 |  | #VALUE! | #VALUE! | #VALUE! | #VALUE! |  |  | #VALUE! | #VALUE! | 0 | 0 | 0.20123 | 0.20123 | #VALUE! | #VALUE! | #VALUE! | #VALUE! | 0 | 0 | 0.20123 | 0.20123 | #VALUE! | #VALUE! | #VALUE! | #VALUE! | 0 | 0 | 0.20123 | 0.20123 | #VALUE! | #VALUE! |  |  |  | #VALUE! | #VALUE! | #VALUE! | #VALUE! | #VALUE! | #VALUE! | #VALUE!
Thursday | 6 | 30 | 24 | 4344 | 0 | 0 | 0 | 0 | 0 | 0 | 0 | 0 | 0 | 0 | 0 | 0 | 0 | 0 | 0 | 0 | 0 | 0 | 0 | 0 | 0 | 0.15 | 0 | 0.0039286 | 0.028054 | 0.06025 | 0.055814 | 0.23158 | 0.391 | 0 | 0 | 0 | 0 | 0 | 0 | 0 | 0 | 0 | 0 | 0 |  | 0 | 0 | 0 |  | #VALUE! | #VALUE! | #VALUE! | #VALUE! |  |  | #VALUE! | #VALUE! | 0 | 0 | 0.20123 | 0.20123 | #VALUE! | #VALUE! | #VALUE! | #VALUE! | 0 | 0 | 0.20123 | 0.20123 | #VALUE! | #VALUE! | #VALUE! | #VALUE! | 0 | 0 | 0.20123 | 0.20123 | #VALUE! | #VALUE! |  |  |  | #VALUE! | #VALUE! | #VALUE! | #VALUE! | #VALUE! | #VALUE! | #VALUE!
Friday | 7 | 1 | 1 | 4345 | 0 | 0 | 0 | 0 | 0 | 0 | 0 | 0 | 0 | 0 | 0 | 0 | 0 | 0 | 0 | 0 | 0 | 0 | 0 | 0 | 0 | 0.1445 | 0 | 0.0028149 | 0.029272 | 0.09325 | 0.056515 | 0.21499 | 0.391 | 0 | 0 | 0 | 0 | 0 | 0 | 0 | 0 | 0 | 0 | 0 |  | 0 | 0 | 0 |  | #VALUE! | #VALUE! | #VALUE! | #VALUE! |  |  | #VALUE! | #VALUE! | 0 | 0 | 0.20123 | 0.20123 | #VALUE! | #VALUE! | #VALUE! | #VALUE! | 0 | 0 | 0.20123 | 0.20123 | #VALUE! | #VALUE! | #VALUE! | #VALUE! | 0 | 0 | 0.20123 | 0.20123 | #VALUE! | #VALUE! |  |  |  | #VALUE! | #VALUE! | #VALUE! | #VALUE! | #VALUE! | #VALUE! | #VALUE!
Friday | 7 | 1 | 2 | 4346 | 0 | 0 | 0 | 0 | 0 | 0 | 0 | 0 | 0 | 0 | 0 | 0 | 0 | 0 | 0 | 0 | 0 | 0 | 0 | 0 | 0 | 0 | 0 | 0.0011591 | 0.029303 | 0.092 | 0.097493 | 0.2038 | 0.394 | 0 | 0 | 0 | 0 | 0 | 0 | 0 | 0 | 0 | 0 | 0 |  | 0 | 0 | 0 |  | #VALUE! | #VALUE! | #VALUE! | #VALUE! |  |  | #VALUE! | #VALUE! | 0 | 0 | 0.20123 | 0.20123 | #VALUE! | #VALUE! | #VALUE! | #VALUE! | 0 | 0 | 0.20123 | 0.20123 | #VALUE! | #VALUE! | #VALUE! | #VALUE! | 0 | 0 | 0.20123 | 0.20123 | #VALUE! | #VALUE! |  |  |  | #VALUE! | #VALUE! | #VALUE! | #VALUE! | #VALUE! | #VALUE! | #VALUE!
Friday | 7 | 1 | 3 | 4347 | 0 | 0 | 0 | 0 | 0 | 0 | 0 | 0 | 0 | 0 | 0 | 0 | 0 | 0 | 0 | 0 | 0 | 0 | 0 | 0 | 0 | 0 | 0 | 0.00068182 | 0.028906 | 0.09475 | 0.16428 | 0.18654 | 0.394 | 0 | 0 | 0 | 0 | 0 | 0 | 0 | 0 | 0 | 0 | 0 |  | 0 | 0 | 0 |  | #VALUE! | #VALUE! | #VALUE! | #VALUE! |  |  | #VALUE! | #VALUE! | 0 | 0 | 0.20123 | 0.20123 | #VALUE! | #VALUE! | #VALUE! | #VALUE! | 0 | 0 | 0.20123 | 0.20123 | #VALUE! | #VALUE! | #VALUE! | #VALUE! | 0 | 0 | 0.20123 | 0.20123 | #VALUE! | #VALUE! |  |  |  | #VALUE! | #VALUE! | #VALUE! | #VALUE! | #VALUE! | #VALUE! | #VALUE!
Friday | 7 | 1 | 4 | 4348 | 0 | 0 | 0 | 0 | 0 | 0 | 0 | 0 | 0 | 0 | 0 | 0 | 0 | 0 | 0 | 0 | 0 | 0 | 0 | 0 | 0 | 0 | 0 | 0.0020313 | 0.029641 | 0.08475 | 0.17837 | 0.16214 | 0.383 | 0 | 0 | 0 | 0 | 0 | 0 | 0 | 0 | 0 | 0 | 0 |  | 0 | 0 | 0 |  | #VALUE! | #VALUE! | #VALUE! | #VALUE! |  |  | #VALUE! | #VALUE! | 0 | 0 | 0.20123 | 0.20123 | #VALUE! | #VALUE! | #VALUE! | #VALUE! | 0 | 0 | 0.20123 | 0.20123 | #VALUE! | #VALUE! | #VALUE! | #VALUE! | 0 | 0 | 0.20123 | 0.20123 | #VALUE! | #VALUE! |  |  |  | #VALUE! | #VALUE! | #VALUE! | #VALUE! | #VALUE! | #VALUE! | #VALUE!
Friday | 7 | 1 | 5 | 4349 | 0 | 0 | 0 | 0 | 0 | 0 | 0 | 0 | 0 | 0 | 0 | 0 | 0 | 0 | 0 | 0 | 0 | 0 | 0 | 0 | 0 | 0 | 0 | 0.0052813 | 0.031098 | 0.05225 | 0.19962 | 0.14123 | 0.372 | 0 | 0 | 0 | 0 | 0 | 0 | 0 | 0 | 0 | 0 | 0 |  | 0 | 0 | 0 |  | #VALUE! | #VALUE! | #VALUE! | #VALUE! |  |  | #VALUE! | #VALUE! | 0 | 0 | 0.20123 | 0.20123 | #VALUE! | #VALUE! | #VALUE! | #VALUE! | 0 | 0 | 0.20123 | 0.20123 | #VALUE! | #VALUE! | #VALUE! | #VALUE! | 0 | 0 | 0.20123 | 0.20123 | #VALUE! | #VALUE! |  |  |  | #VALUE! | #VALUE! | #VALUE! | #VALUE! | #VALUE! | #VALUE! | #VALUE!
Friday | 7 | 1 | 6 | 4350 | 0 | 0 | 0 | 0 | 0 | 0 | 0 | 0 | 0 | 0 | 0 | 0 | 0 | 0 | 0 | 0 | 0 | 0 | 0 | 0 | 0 | 0 | 0 | 0.0014375 | 0.03058 | 0.0495 | 0.19494 | 0.1102 | 0.331 | 0 | 0 | 0 | 0 | 0 | 0 | 0 | 0 | 0 | 0 | 0 |  | 0 | 0 | 0 |  | #VALUE! | #VALUE! | #VALUE! | #VALUE! |  |  | #VALUE! | #VALUE! | 0 | 0 | 0.20123 | 0.20123 | #VALUE! | #VALUE! | #VALUE! | #VALUE! | 0 | 0 | 0.20123 | 0.20123 | #VALUE! | #VALUE! | #VALUE! | #VALUE! | 0 | 0 | 0.20123 | 0.20123 | #VALUE! | #VALUE! |  |  |  | #VALUE! | #VALUE! | #VALUE! | #VALUE! | #VALUE! | #VALUE! | #VALUE!
Friday | 7 | 1 | 7 | 4351 | 0 | 0 | 0 | 0 | 0 | 0 | 0 | 0 | 0 | 0 | 0 | 0 | 0 | 0 | 0 | 0 | 0 | 0 | 0 | 0 | 0 | 0 | 0 | 0.0047812 | 0.029874 | 0.02375 | 0.22449 | 0.15062 | 0.383 | 0 | 0 | 0 | 0 | 0 | 0 | 0 | 0 | 0 | 0 | 0 |  | 0 | 0 | 0 |  | #VALUE! | #VALUE! | #VALUE! | #VALUE! |  |  | #VALUE! | #VALUE! | 0 | 0 | 0.20123 | 0.20123 | #VALUE! | #VALUE! | #VALUE! | #VALUE! | 0 | 0 | 0.20123 | 0.20123 | #VALUE! | #VALUE! | #VALUE! | #VALUE! | 0 | 0 | 0.20123 | 0.20123 | #VALUE! | #VALUE! |  |  |  | #VALUE! | #VALUE! | #VALUE! | #VALUE! | #VALUE! | #VALUE! | #VALUE!
Friday | 7 | 1 | 8 | 4352 | 0 | 0 | 0 | 0 | 0 | 0 | 0 | 0 | 0 | 0 | 0 | 0 | 0 | 0 | 0 | 0 | 0 | 0 | 0 | 0 | 0 | 0 | 0 | 0.0065625 | 0.030654 | 0.02125 | 0.25467 | 0.17679 | 0.422 | 0 | 0 | 0 | 0 | 0 | 0 | 0 | 0 | 0 | 0 | 0 |  | 0 | 0 | 0 |  | #VALUE! | #VALUE! | #VALUE! | #VALUE! |  |  | #VALUE! | #VALUE! | 0 | 0 | 0.20123 | 0.20123 | #VALUE! | #VALUE! | #VALUE! | #VALUE! | 0 | 0 | 0.20123 | 0.20123 | #VALUE! | #VALUE! | #VALUE! | #VALUE! | 0 | 0 | 0.20123 | 0.20123 | #VALUE! | #VALUE! |  |  |  | #VALUE! | #VALUE! | #VALUE! | #VALUE! | #VALUE! | #VALUE! | #VALUE!
Friday | 7 | 1 | 9 | 4353 | 0 | 0 | 0 | 0 | 0 | 0 | 0 | 0 | 0 | 0 | 0 | 0 | 0 | 0 | 0 | 0 | 0 | 0 | 0 | 0 | 0 | 0 | 0.0015 | 0.012102 | 0.032014 | 0.04225 | 0.25731 | 0.21394 | 0.465 | 0 | 0 | 0 | 0 | 0 | 0 | 0 | 0 | 0 | 0 | 0 |  | 0 | 0 | 0 |  | #VALUE! | #VALUE! | #VALUE! | #VALUE! |  |  | #VALUE! | #VALUE! | 0 | 0 | 0.20123 | 0.20123 | #VALUE! | #VALUE! | #VALUE! | #VALUE! | 0 | 0 | 0.20123 | 0.20123 | #VALUE! | #VALUE! | #VALUE! | #VALUE! | 0 | 0 | 0.20123 | 0.20123 | #VALUE! | #VALUE! |  |  |  | #VALUE! | #VALUE! | #VALUE! | #VALUE! | #VALUE! | #VALUE! | #VALUE!
Friday | 7 | 1 | 10 | 4354 | 0 | 0 | 0 | 0 | 0 | 0 | 0 | 0 | 0 | 0 | 0 | 0 | 0 | 0 | 0 | 0 | 0 | 0 | 0 | 0 | 0 | 0 | 0.054417 | 0.0302 | 0.15521 | 0.10925 | 0.26076 | 0.25594 | 0.501 | 0 | 0 | 0 | 0 | 0 | 0 | 0 | 0 | 0 | 0 | 0 |  | 0 | 0 | 0 |  | #VALUE! | #VALUE! | #VALUE! | #VALUE! |  |  | #VALUE! | #VALUE! | 0 | 0 | 0.20123 | 0.20123 | #VALUE! | #VALUE! | #VALUE! | #VALUE! | 0 | 0 | 0.20123 | 0.20123 | #VALUE! | #VALUE! | #VALUE! | #VALUE! | 0 | 0 | 0.20123 | 0.20123 | #VALUE! | #VALUE! |  |  |  | #VALUE! | #VALUE! | #VALUE! | #VALUE! | #VALUE! | #VALUE! | #VALUE!
Friday | 7 | 1 | 11 | 4355 | 0 | 0 | 0 | 0 | 0 | 0 | 0 | 0 | 0 | 0 | 0 | 0 | 0 | 0 | 0 | 0 | 0 | 0 | 0 | 0 | 0 | 0 | 0.13433 | 0.094853 | 0.15775 | 0.33825 | 0.23783 | 0.31226 | 0.541 | 0 | 0 | 0 | 0 | 0 | 0 | 0 | 0 | 0 | 0 | 0 |  | 0 | 0 | 0 |  | #VALUE! | #VALUE! | #VALUE! | #VALUE! |  |  | #VALUE! | #VALUE! | 0 | 0 | 0.20123 | 0.20123 | #VALUE! | #VALUE! | #VALUE! | #VALUE! | 0 | 0 | 0.20123 | 0.20123 | #VALUE! | #VALUE! | #VALUE! | #VALUE! | 0 | 0 | 0.20123 | 0.20123 | #VALUE! | #VALUE! |  |  |  | #VALUE! | #VALUE! | #VALUE! | #VALUE! | #VALUE! | #VALUE! | #VALUE!
Friday | 7 | 1 | 12 | 4356 | 0 | 0 | 0 | 0 | 0 | 0 | 0 | 0 | 0 | 0 | 0 | 0 | 0 | 0 | 0 | 0 | 0 | 0 | 0 | 0 | 0 | 0.128 | 0.33467 | 0.30675 | 0.39904 | 0.4245 | 0.2419 | 0.42392 | 0.601 | 0 | 0 | 0 | 0 | 0 | 0 | 0 | 0 | 0 | 0 | 0 |  | 0 | 0 | 0 |  | #VALUE! | #VALUE! | #VALUE! | #VALUE! |  |  | #VALUE! | #VALUE! | 0 | 0 | 0.20123 | 0.20123 | #VALUE! | #VALUE! | #VALUE! | #VALUE! | 0 | 0 | 0.20123 | 0.20123 | #VALUE! | #VALUE! | #VALUE! | #VALUE! | 0 | 0 | 0.20123 | 0.20123 | #VALUE! | #VALUE! |  |  |  | #VALUE! | #VALUE! | #VALUE! | #VALUE! | #VALUE! | #VALUE! | #VALUE!
Friday | 7 | 1 | 13 | 4357 | 0 | 0 | 0 | 0 | 0 | 0 | 0 | 0 | 0 | 0 | 0 | 0 | 0 | 0 | 0 | 0 | 0 | 0 | 0 | 0 | 0 | 0.3285 | 0.5325 | 0.49514 | 0.45985 | 0.49975 | 0.22808 | 0.56795 | 0.657 | 0 | 0 | 0 | 0 | 0 | 0 | 0 | 0 | 0 | 0 | 0 |  | 0 | 0 | 0 |  | #VALUE! | #VALUE! | #VALUE! | #VALUE! |  |  | #VALUE! | #VALUE! | 0 | 0 | 0.20123 | 0.20123 | #VALUE! | #VALUE! | #VALUE! | #VALUE! | 0 | 0 | 0.20123 | 0.20123 | #VALUE! | #VALUE! | #VALUE! | #VALUE! | 0 | 0 | 0.20123 | 0.20123 | #VALUE! | #VALUE! |  |  |  | #VALUE! | #VALUE! | #VALUE! | #VALUE! | #VALUE! | #VALUE! | #VALUE!
Friday | 7 | 1 | 14 | 4358 | 0 | 0 | 0 | 0 | 0 | 0 | 0 | 0 | 0 | 0 | 0 | 0 | 0 | 0 | 0 | 0 | 0 | 0 | 0 | 0 | 0 | 0.393 | 0.60917 | 0.55354 | 0.51308 | 0.48475 | 0.22743 | 0.62891 | 0.692 | 0 | 0 | 0 | 0 | 0 | 0 | 0 | 0 | 0 | 0 | 0 |  | 0 | 0 | 0 |  | #VALUE! | #VALUE! | #VALUE! | #VALUE! |  |  | #VALUE! | #VALUE! | 0 | 0 | 0.20123 | 0.20123 | #VALUE! | #VALUE! | #VALUE! | #VALUE! | 0 | 0 | 0.20123 | 0.20123 | #VALUE! | #VALUE! | #VALUE! | #VALUE! | 0 | 0 | 0.20123 | 0.20123 | #VALUE! | #VALUE! |  |  |  | #VALUE! | #VALUE! | #VALUE! | #VALUE! | #VALUE! | #VALUE! | #VALUE!
Friday | 7 | 1 | 15 | 4359 | 0 | 0 | 0 | 0 | 0 | 0 | 0 | 0 | 0 | 0 | 0 | 0 | 0 | 0 | 0 | 0 | 0 | 0 | 0 | 0 | 0 | 0.41 | 0.60425 | 0.56192 | 0.49479 | 0.5645 | 0.23675 | 0.62845 | 0.678 | 0 | 0 | 0 | 0 | 0 | 0 | 0 | 0 | 0 | 0 | 0 |  | 0 | 0 | 0 |  | #VALUE! | #VALUE! | #VALUE! | #VALUE! |  |  | #VALUE! | #VALUE! | 0 | 0 | 0.20123 | 0.20123 | #VALUE! | #VALUE! | #VALUE! | #VALUE! | 0 | 0 | 0.20123 | 0.20123 | #VALUE! | #VALUE! | #VALUE! | #VALUE! | 0 | 0 | 0.20123 | 0.20123 | #VALUE! | #VALUE! |  |  |  | #VALUE! | #VALUE! | #VALUE! | #VALUE! | #VALUE! | #VALUE! | #VALUE!
Friday | 7 | 1 | 16 | 4360 | 0 | 0 | 0 | 0 | 0 | 0 | 0 | 0 | 0 | 0 | 0 | 0 | 0 | 0 | 0 | 0 | 0 | 0 | 0 | 0 | 0 | 0.398 | 0.55842 | 0.54297 | 0.45221 | 0.55625 | 0.25212 | 0.59011 | 0.633 | 0 | 0 | 0 | 0 | 0 | 0 | 0 | 0 | 0 | 0 | 0 |  | 0 | 0 | 0 |  | #VALUE! | #VALUE! | #VALUE! | #VALUE! |  |  | #VALUE! | #VALUE! | 0 | 0 | 0.20123 | 0.20123 | #VALUE! | #VALUE! | #VALUE! | #VALUE! | 0 | 0 | 0.20123 | 0.20123 | #VALUE! | #VALUE! | #VALUE! | #VALUE! | 0 | 0 | 0.20123 | 0.20123 | #VALUE! | #VALUE! |  |  |  | #VALUE! | #VALUE! | #VALUE! | #VALUE! | #VALUE! | #VALUE! | #VALUE!
Friday | 7 | 1 | 17 | 4361 | 0 | 0 | 0 | 0 | 0 | 0 | 0 | 0 | 0 | 0 | 0 | 0 | 0 | 0 | 0 | 0 | 0 | 0 | 0 | 0 | 0 | 0.4005 | 0.55783 | 0.5433 | 0.46258 | 0.5575 | 0.24496 | 0.59323 | 0.633 | 0 | 0 | 0 | 0 | 0 | 0 | 0 | 0 | 0 | 0 | 0 |  | 0 | 0 | 0 |  | #VALUE! | #VALUE! | #VALUE! | #VALUE! |  |  | #VALUE! | #VALUE! | 0 | 0 | 0.20123 | 0.20123 | #VALUE! | #VALUE! | #VALUE! | #VALUE! | 0 | 0 | 0.20123 | 0.20123 | #VALUE! | #VALUE! | #VALUE! | #VALUE! | 0 | 0 | 0.20123 | 0.20123 | #VALUE! | #VALUE! |  |  |  | #VALUE! | #VALUE! | #VALUE! | #VALUE! | #VALUE! | #VALUE! | #VALUE!
Friday | 7 | 1 | 18 | 4362 | 0 | 0 | 0 | 0 | 0 | 0 | 0 | 0 | 0 | 0 | 0 | 0 | 0 | 0 | 0 | 0 | 0 | 0 | 0 | 0 | 0 | 0.403 | 0.54975 | 0.54488 | 0.45455 | 0.58025 | 0.21415 | 0.59646 | 0.633 | 0 | 0 | 0 | 0 | 0 | 0 | 0 | 0 | 0 | 0 | 0 |  | 0 | 0 | 0 |  | #VALUE! | #VALUE! | #VALUE! | #VALUE! |  |  | #VALUE! | #VALUE! | 0 | 0 | 0.20123 | 0.20123 | #VALUE! | #VALUE! | #VALUE! | #VALUE! | 0 | 0 | 0.20123 | 0.20123 | #VALUE! | #VALUE! | #VALUE! | #VALUE! | 0 | 0 | 0.20123 | 0.20123 | #VALUE! | #VALUE! |  |  |  | #VALUE! | #VALUE! | #VALUE! | #VALUE! | #VALUE! | #VALUE! | #VALUE!
Friday | 7 | 1 | 19 | 4363 | 0 | 0 | 0 | 0 | 0 | 0 | 0 | 0 | 0 | 0 | 0 | 0 | 0 | 0 | 0 | 0 | 0 | 0 | 0 | 0 | 0 | 0.4045 | 0.54017 | 0.54139 | 0.44548 | 0.514 | 0.21043 | 0.59461 | 0.634 | 0 | 0 | 0 | 0 | 0 | 0 | 0 | 0 | 0 | 0 | 0 |  | 0 | 0 | 0 |  | #VALUE! | #VALUE! | #VALUE! | #VALUE! |  |  | #VALUE! | #VALUE! | 0 | 0 | 0.20123 | 0.20123 | #VALUE! | #VALUE! | #VALUE! | #VALUE! | 0 | 0 | 0.20123 | 0.20123 | #VALUE! | #VALUE! | #VALUE! | #VALUE! | 0 | 0 | 0.20123 | 0.20123 | #VALUE! | #VALUE! |  |  |  | #VALUE! | #VALUE! | #VALUE! | #VALUE! | #VALUE! | #VALUE! | #VALUE!
Friday | 7 | 1 | 20 | 4364 | 0 | 0 | 0 | 0 | 0 | 0 | 0 | 0 | 0 | 0 | 0 | 0 | 0 | 0 | 0 | 0 | 0 | 0 | 0 | 0 | 0 | 0.371 | 0.48392 | 0.4778 | 0.39726 | 0.4535 | 0.12857 | 0.53052 | 0.565 | 0 | 0 | 0 | 0 | 0 | 0 | 0 | 0 | 0 | 0 | 0 |  | 0 | 0 | 0 |  | #VALUE! | #VALUE! | #VALUE! | #VALUE! |  |  | #VALUE! | #VALUE! | 0 | 0 | 0.20123 | 0.20123 | #VALUE! | #VALUE! | #VALUE! | #VALUE! | 0 | 0 | 0.20123 | 0.20123 | #VALUE! | #VALUE! | #VALUE! | #VALUE! | 0 | 0 | 0.20123 | 0.20123 | #VALUE! | #VALUE! |  |  |  | #VALUE! | #VALUE! | #VALUE! | #VALUE! | #VALUE! | #VALUE! | #VALUE!
Friday | 7 | 1 | 21 | 4365 | 0 | 0 | 0 | 0 | 0 | 0 | 0 | 0 | 0 | 0 | 0 | 0 | 0 | 0 | 0 | 0 | 0 | 0 | 0 | 0 | 0 | 0.341 | 0.45475 | 0.43998 | 0.37841 | 0.381 | 0.043031 | 0.49837 | 0.544 | 0 | 0 | 0 | 0 | 0 | 0 | 0 | 0 | 0 | 0 | 0 |  | 0 | 0 | 0 |  | #VALUE! | #VALUE! | #VALUE! | #VALUE! |  |  | #VALUE! | #VALUE! | 0 | 0 | 0.20123 | 0.20123 | #VALUE! | #VALUE! | #VALUE! | #VALUE! | 0 | 0 | 0.20123 | 0.20123 | #VALUE! | #VALUE! | #VALUE! | #VALUE! | 0 | 0 | 0.20123 | 0.20123 | #VALUE! | #VALUE! |  |  |  | #VALUE! | #VALUE! | #VALUE! | #VALUE! | #VALUE! | #VALUE! | #VALUE!
Friday | 7 | 1 | 22 | 4366 | 0 | 0 | 0 | 0 | 0 | 0 | 0 | 0 | 0 | 0 | 0 | 0 | 0 | 0 | 0 | 0 | 0 | 0 | 0 | 0 | 0 | 0.323 | 0.43675 | 0.41316 | 0.35737 | 0.333 | 0.11921 | 0.48086 | 0.537 | 0 | 0 | 0 | 0 | 0 | 0 | 0 | 0 | 0 | 0 | 0 |  | 0 | 0 | 0 |  | #VALUE! | #VALUE! | #VALUE! | #VALUE! |  |  | #VALUE! | #VALUE! | 0 | 0 | 0.20123 | 0.20123 | #VALUE! | #VALUE! | #VALUE! | #VALUE! | 0 | 0 | 0.20123 | 0.20123 | #VALUE! | #VALUE! | #VALUE! | #VALUE! | 0 | 0 | 0.20123 | 0.20123 | #VALUE! | #VALUE! |  |  |  | #VALUE! | #VALUE! | #VALUE! | #VALUE! | #VALUE! | #VALUE! | #VALUE!
Friday | 7 | 1 | 23 | 4367 | 0 | 0 | 0 | 0 | 0 | 0 | 0 | 0 | 0 | 0 | 0 | 0 | 0 | 0 | 0 | 0 | 0 | 0 | 0 | 0 | 0 | 0.2925 | 0.39875 | 0.32777 | 0.16441 | 0.25675 | 0.064203 | 0.39239 | 0.488 | 0 | 0 | 0 | 0 | 0 | 0 | 0 | 0 | 0 | 0 | 0 |  | 0 | 0 | 0 |  | #VALUE! | #VALUE! | #VALUE! | #VALUE! |  |  | #VALUE! | #VALUE! | 0 | 0 | 0.20123 | 0.20123 | #VALUE! | #VALUE! | #VALUE! | #VALUE! | 0 | 0 | 0.20123 | 0.20123 | #VALUE! | #VALUE! | #VALUE! | #VALUE! | 0 | 0 | 0.20123 | 0.20123 | #VALUE! | #VALUE! |  |  |  | #VALUE! | #VALUE! | #VALUE! | #VALUE! | #VALUE! | #VALUE! | #VALUE!
Friday | 7 | 1 | 24 | 4368 | 0 | 0 | 0 | 0 | 0 | 0 | 0 | 0 | 0 | 0 | 0 | 0 | 0 | 0 | 0 | 0 | 0 | 0 | 0 | 0 | 0 | 0.2795 | 0.38983 | 0.23074 | 0.16193 | 0.24775 | 0.064667 | 0.37001 | 0.488 | 0 | 0 | 0 | 0 | 0 | 0 | 0 | 0 | 0 | 0 | 0 |  | 0 | 0 | 0 |  | #VALUE! | #VALUE! | #VALUE! | #VALUE! |  |  | #VALUE! | #VALUE! | 0 | 0 | 0.20123 | 0.20123 | #VALUE! | #VALUE! | #VALUE! | #VALUE! | 0 | 0 | 0.20123 | 0.20123 | #VALUE! | #VALUE! | #VALUE! | #VALUE! | 0 | 0 | 0.20123 | 0.20123 | #VALUE! | #VALUE! |  |  |  | #VALUE! | #VALUE! | #VALUE! | #VALUE! | #VALUE! | #VALUE! | #VALUE!
Saturday | 7 | 2 | 1 | 4369 | 0 | 0 | 0 | 0 | 0 | 0 | 0 | 0 | 0 | 0 | 0 | 0 | 0 | 0 | 0 | 0 | 0 | 0 | 0 | 0 | 0 | 0.2795 | 0.40533 | 0.25277 | 0.29605 | 0.12125 | 0.070519 | 0.40315 | 0.525 | 0 | 0 | 0 | 0 | 0 | 0 | 0 | 0 | 0 | 0 | 0 |  | 0 | 0 | 0 |  | #VALUE! | #VALUE! | #VALUE! | #VALUE! |  |  | #VALUE! | #VALUE! | 0 | 0 | 0.20123 | 0.20123 | #VALUE! | #VALUE! | #VALUE! | #VALUE! | 0 | 0 | 0.20123 | 0.20123 | #VALUE! | #VALUE! | #VALUE! | #VALUE! | 0 | 0 | 0.20123 | 0.20123 | #VALUE! | #VALUE! |  |  |  | #VALUE! | #VALUE! | #VALUE! | #VALUE! | #VALUE! | #VALUE! | #VALUE!
Saturday | 7 | 2 | 2 | 4370 | 0 | 0 | 0 | 0 | 0 | 0 | 0 | 0 | 0 | 0 | 0 | 0 | 0 | 0 | 0 | 0 | 0 | 0 | 0 | 0 | 0 | 0.2695 | 0.401 | 0.24483 | 0.16518 | 0.08025 | 0.070756 | 0.39325 | 0.525 | 0 | 0 | 0 | 0 | 0 | 0 | 0 | 0 | 0 | 0 | 0 |  | 0 | 0 | 0 |  | #VALUE! | #VALUE! | #VALUE! | #VALUE! |  |  | #VALUE! | #VALUE! | 0 | 0 | 0.20123 | 0.20123 | #VALUE! | #VALUE! | #VALUE! | #VALUE! | 0 | 0 | 0.20123 | 0.20123 | #VALUE! | #VALUE! | #VALUE! | #VALUE! | 0 | 0 | 0.20123 | 0.20123 | #VALUE! | #VALUE! |  |  |  | #VALUE! | #VALUE! | #VALUE! | #VALUE! | #VALUE! | #VALUE! | #VALUE!
Saturday | 7 | 2 | 3 | 4371 | 0 | 0 | 0 | 0 | 0 | 0 | 0 | 0 | 0 | 0 | 0 | 0 | 0 | 0 | 0 | 0 | 0 | 0 | 0 | 0 | 0 | 0.257 | 0.38983 | 0.219 | 0.15821 | 0.049 | 0.071683 | 0.36329 | 0.516 | 0 | 0 | 0 | 0 | 0 | 0 | 0 | 0 | 0 | 0 | 0 |  | 0 | 0 | 0 |  | #VALUE! | #VALUE! | #VALUE! | #VALUE! |  |  | #VALUE! | #VALUE! | 0 | 0 | 0.20123 | 0.20123 | #VALUE! | #VALUE! | #VALUE! | #VALUE! | 0 | 0 | 0.20123 | 0.20123 | #VALUE! | #VALUE! | #VALUE! | #VALUE! | 0 | 0 | 0.20123 | 0.20123 | #VALUE! | #VALUE! |  |  |  | #VALUE! | #VALUE! | #VALUE! | #VALUE! | #VALUE! | #VALUE! | #VALUE!
Saturday | 7 | 2 | 4 | 4372 | 0 | 0 | 0 | 0 | 0 | 0 | 0 | 0 | 0 | 0 | 0 | 0 | 0 | 0 | 0 | 0 | 0 | 0 | 0 | 0 | 0 | 0.2395 | 0.20142 | 0.12949 | 0.14863 | 0.071 | 0.067031 | 0.30962 | 0.48 | 0 | 0 | 0 | 0 | 0 | 0 | 0 | 0 | 0 | 0 | 0 |  | 0 | 0 | 0 |  | #VALUE! | #VALUE! | #VALUE! | #VALUE! |  |  | #VALUE! | #VALUE! | 0 | 0 | 0.20123 | 0.20123 | #VALUE! | #VALUE! | #VALUE! | #VALUE! | 0 | 0 | 0.20123 | 0.20123 | #VALUE! | #VALUE! | #VALUE! | #VALUE! | 0 | 0 | 0.20123 | 0.20123 | #VALUE! | #VALUE! |  |  |  | #VALUE! | #VALUE! | #VALUE! | #VALUE! | #VALUE! | #VALUE! | #VALUE!
Saturday | 7 | 2 | 5 | 4373 | 0 | 0 | 0 | 0 | 0 | 0 | 0 | 0 | 0 | 0 | 0 | 0 | 0 | 0 | 0 | 0 | 0 | 0 | 0 | 0 | 0 | 0.244 | 0.24125 | 0.2033 | 0.16106 | 0.0675 | 0.072871 | 0.34481 | 0.516 | 0 | 0 | 0 | 0 | 0 | 0 | 0 | 0 | 0 | 0 | 0 |  | 0 | 0 | 0 |  | #VALUE! | #VALUE! | #VALUE! | #VALUE! |  |  | #VALUE! | #VALUE! | 0 | 0 | 0.20123 | 0.20123 | #VALUE! | #VALUE! | #VALUE! | #VALUE! | 0 | 0 | 0.20123 | 0.20123 | #VALUE! | #VALUE! | #VALUE! | #VALUE! | 0 | 0 | 0.20123 | 0.20123 | #VALUE! | #VALUE! |  |  |  | #VALUE! | #VALUE! | #VALUE! | #VALUE! | #VALUE! | #VALUE! | #VALUE!
Saturday | 7 | 2 | 6 | 4374 | 0 | 0 | 0 | 0 | 0 | 0 | 0 | 0 | 0 | 0 | 0 | 0 | 0 | 0 | 0 | 0 | 0 | 0 | 0 | 0 | 0 | 0.1365 | 0.15592 | 0.054838 | 0.15383 | 0.0735 | 0.069407 | 0.27964 | 0.474 | 0 | 0 | 0 | 0 | 0 | 0 | 0 | 0 | 0 | 0 | 0 |  | 0 | 0 | 0 |  | #VALUE! | #VALUE! | #VALUE! | #VALUE! |  |  | #VALUE! | #VALUE! | 0 | 0 | 0.20123 | 0.20123 | #VALUE! | #VALUE! | #VALUE! | #VALUE! | 0 | 0 | 0.20123 | 0.20123 | #VALUE! | #VALUE! | #VALUE! | #VALUE! | 0 | 0 | 0.20123 | 0.20123 | #VALUE! | #VALUE! |  |  |  | #VALUE! | #VALUE! | #VALUE! | #VALUE! | #VALUE! | #VALUE! | #VALUE!
Saturday | 7 | 2 | 7 | 4375 | 0 | 0 | 0 | 0 | 0 | 0 | 0 | 0 | 0 | 0 | 0 | 0 | 0 | 0 | 0 | 0 | 0 | 0 | 0 | 0 | 0 | 0.1435 | 0.24117 | 0.159 | 0.16926 | 0.11175 | 0.074297 | 0.34615 | 0.519 | 0 | 0 | 0 | 0 | 0 | 0 | 0 | 0 | 0 | 0 | 0 |  | 0 | 0 | 0 |  | #VALUE! | #VALUE! | #VALUE! | #VALUE! |  |  | #VALUE! | #VALUE! | 0 | 0 | 0.20123 | 0.20123 | #VALUE! | #VALUE! | #VALUE! | #VALUE! | 0 | 0 | 0.20123 | 0.20123 | #VALUE! | #VALUE! | #VALUE! | #VALUE! | 0 | 0 | 0.20123 | 0.20123 | #VALUE! | #VALUE! |  |  |  | #VALUE! | #VALUE! | #VALUE! | #VALUE! | #VALUE! | #VALUE! | #VALUE!
Saturday | 7 | 2 | 8 | 4376 | 0 | 0 | 0 | 0 | 0 | 0 | 0 | 0 | 0 | 0 | 0 | 0 | 0 | 0 | 0 | 0 | 0 | 0 | 0 | 0 | 0 | 0.158 | 0.301 | 0.23804 | 0.40421 | 0.113 | 0.079685 | 0.40005 | 0.558 | 0 | 0 | 0 | 0 | 0 | 0 | 0 | 0 | 0 | 0 | 0 |  | 0 | 0 | 0 |  | #VALUE! | #VALUE! | #VALUE! | #VALUE! |  |  | #VALUE! | #VALUE! | 0 | 0 | 0.20123 | 0.20123 | #VALUE! | #VALUE! | #VALUE! | #VALUE! | 0 | 0 | 0.20123 | 0.20123 | #VALUE! | #VALUE! | #VALUE! | #VALUE! | 0 | 0 | 0.20123 | 0.20123 | #VALUE! | #VALUE! |  |  |  | #VALUE! | #VALUE! | #VALUE! | #VALUE! | #VALUE! | #VALUE! | #VALUE!
Saturday | 7 | 2 | 9 | 4377 | 0 | 0 | 0 | 0 | 0 | 0 | 0 | 0 | 0 | 0 | 0 | 0 | 0 | 0 | 0 | 0 | 0 | 0 | 0 | 0 | 0 | 0.255 | 0.40467 | 0.38265 | 0.44779 | 0.15475 | 0.083433 | 0.48907 | 0.609 | 0 | 0 | 0 | 0 | 0 | 0 | 0 | 0 | 0 | 0 | 0 |  | 0 | 0 | 0 |  | #VALUE! | #VALUE! | #VALUE! | #VALUE! |  |  | #VALUE! | #VALUE! | 0 | 0 | 0.20123 | 0.20123 | #VALUE! | #VALUE! | #VALUE! | #VALUE! | 0 | 0 | 0.20123 | 0.20123 | #VALUE! | #VALUE! | #VALUE! | #VALUE! | 0 | 0 | 0.20123 | 0.20123 | #VALUE! | #VALUE! |  |  |  | #VALUE! | #VALUE! | #VALUE! | #VALUE! | #VALUE! | #VALUE! | #VALUE!
Saturday | 7 | 2 | 10 | 4378 | 0 | 0 | 0 | 0 | 0 | 0 | 0 | 0 | 0 | 0 | 0 | 0 | 0 | 0 | 0 | 0 | 0 | 0 | 0 | 0 | 0 | 0.3545 | 0.513 | 0.50634 | 0.52661 | 0.31575 | 0.088723 | 0.57311 | 0.648 | 0 | 0 | 0 | 0 | 0 | 0 | 0 | 0 | 0 | 0 | 0 |  | 0 | 0 | 0 |  | #VALUE! | #VALUE! | #VALUE! | #VALUE! |  |  | #VALUE! | #VALUE! | 0 | 0 | 0.20123 | 0.20123 | #VALUE! | #VALUE! | #VALUE! | #VALUE! | 0 | 0 | 0.20123 | 0.20123 | #VALUE! | #VALUE! | #VALUE! | #VALUE! | 0 | 0 | 0.20123 | 0.20123 | #VALUE! | #VALUE! |  |  |  | #VALUE! | #VALUE! | #VALUE! | #VALUE! | #VALUE! | #VALUE! | #VALUE!
Saturday | 7 | 2 | 11 | 4379 | 0 | 0 | 0 | 0 | 0 | 0 | 0 | 0 | 0 | 0 | 0 | 0 | 0 | 0 | 0 | 0 | 0 | 0 | 0 | 0 | 0 | 0.384 | 0.55125 | 0.53627 | 0.54026 | 0.4115 | 0.061403 | 0.58884 | 0.651 | 0 | 0 | 0 | 0 | 0 | 0 | 0 | 0 | 0 | 0 | 0 |  | 0 | 0 | 0 |  | #VALUE! | #VALUE! | #VALUE! | #VALUE! |  |  | #VALUE! | #VALUE! | 0 | 0 | 0.20123 | 0.20123 | #VALUE! | #VALUE! | #VALUE! | #VALUE! | 0 | 0 | 0.20123 | 0.20123 | #VALUE! | #VALUE! | #VALUE! | #VALUE! | 0 | 0 | 0.20123 | 0.20123 | #VALUE! | #VALUE! |  |  |  | #VALUE! | #VALUE! | #VALUE! | #VALUE! | #VALUE! | #VALUE! | #VALUE!
Saturday | 7 | 2 | 12 | 4380 | 0 | 0 | 0 | 0 | 0 | 0 | 0 | 0 | 0 | 0 | 0 | 0 | 0 | 0 | 0 | 0 | 0 | 0 | 0 | 0 | 0 | 0.406 | 0.58342 | 0.56669 | 0.55198 | 0.5135 | 0.083293 | 0.60608 | 0.656 | 0 | 0 | 0 | 0 | 0 | 0 | 0 | 0 | 0 | 0 | 0 |  | 0 | 0 | 0 |  | #VALUE! | #VALUE! | #VALUE! | #VALUE! |  |  | #VALUE! | #VALUE! | 0 | 0 | 0.20123 | 0.20123 | #VALUE! | #VALUE! | #VALUE! | #VALUE! | 0 | 0 | 0.20123 | 0.20123 | #VALUE! | #VALUE! | #VALUE! | #VALUE! | 0 | 0 | 0.20123 | 0.20123 | #VALUE! | #VALUE! |  |  |  | #VALUE! | #VALUE! | #VALUE! | #VALUE! | #VALUE! | #VALUE! | #VALUE!
Saturday | 7 | 2 | 13 | 4381 | 0 | 0 | 0 | 0 | 0 | 0 | 0 | 0 | 0 | 0 | 0 | 0 | 0 | 0 | 0 | 0 | 0 | 0 | 0 | 0 | 0 | 0.446 | 0.64083 | 0.59726 | 0.59054 | 0.5085 | 0.10777 | 0.65296 | 0.687 | 0 | 0 | 0 | 0 | 0 | 0 | 0 | 0 | 0 | 0 | 0 |  | 0 | 0 | 0 |  | #VALUE! | #VALUE! | #VALUE! | #VALUE! |  |  | #VALUE! | #VALUE! | 0 | 0 | 0.20123 | 0.20123 | #VALUE! | #VALUE! | #VALUE! | #VALUE! | 0 | 0 | 0.20123 | 0.20123 | #VALUE! | #VALUE! | #VALUE! | #VALUE! | 0 | 0 | 0.20123 | 0.20123 | #VALUE! | #VALUE! |  |  |  | #VALUE! | #VALUE! | #VALUE! | #VALUE! | #VALUE! | #VALUE! | #VALUE!
Saturday | 7 | 2 | 14 | 4382 | 0 | 0 | 0 | 0 | 0 | 0 | 0 | 0 | 0 | 0 | 0 | 0 | 0 | 0 | 0 | 0 | 0 | 0 | 0 | 0 | 0 | 0.4595 | 0.64642 | 0.60981 | 0.56717 | 0.56175 | 0.11774 | 0.66156 | 0.687 | 0 | 0 | 0 | 0 | 0 | 0 | 0 | 0 | 0 | 0 | 0 |  | 0 | 0 | 0 |  | #VALUE! | #VALUE! | #VALUE! | #VALUE! |  |  | #VALUE! | #VALUE! | 0 | 0 | 0.20123 | 0.20123 | #VALUE! | #VALUE! | #VALUE! | #VALUE! | 0 | 0 | 0.20123 | 0.20123 | #VALUE! | #VALUE! | #VALUE! | #VALUE! | 0 | 0 | 0.20123 | 0.20123 | #VALUE! | #VALUE! |  |  |  | #VALUE! | #VALUE! | #VALUE! | #VALUE! | #VALUE! | #VALUE! | #VALUE!
Saturday | 7 | 2 | 15 | 4383 | 0 | 0 | 0 | 0 | 0 | 0 | 0 | 0 | 0 | 0 | 0 | 0 | 0 | 0 | 0 | 0 | 0 | 0 | 0 | 0 | 0 | 0.444 | 0.6085 | 0.59483 | 0.52329 | 0.566 | 0.11201 | 0.62802 | 0.656 | 0 | 0 | 0 | 0 | 0 | 0 | 0 | 0 | 0 | 0 | 0 |  | 0 | 0 | 0 |  | #VALUE! | #VALUE! | #VALUE! | #VALUE! |  |  | #VALUE! | #VALUE! | 0 | 0 | 0.20123 | 0.20123 | #VALUE! | #VALUE! | #VALUE! | #VALUE! | 0 | 0 | 0.20123 | 0.20123 | #VALUE! | #VALUE! | #VALUE! | #VALUE! | 0 | 0 | 0.20123 | 0.20123 | #VALUE! | #VALUE! |  |  |  | #VALUE! | #VALUE! | #VALUE! | #VALUE! | #VALUE! | #VALUE! | #VALUE!
Saturday | 7 | 2 | 16 | 4384 | 0 | 0 | 0 | 0 | 0 | 0 | 0 | 0 | 0 | 0 | 0 | 0 | 0 | 0 | 0 | 0 | 0 | 0 | 0 | 0 | 0 | 0.441 | 0.59808 | 0.58348 | 0.51797 | 0.53525 | 0.10773 | 0.62601 | 0.655 | 0 | 0 | 0 | 0 | 0 | 0 | 0 | 0 | 0 | 0 | 0 |  | 0 | 0 | 0 |  | #VALUE! | #VALUE! | #VALUE! | #VALUE! |  |  | #VALUE! | #VALUE! | 0 | 0 | 0.20123 | 0.20123 | #VALUE! | #VALUE! | #VALUE! | #VALUE! | 0 | 0 | 0.20123 | 0.20123 | #VALUE! | #VALUE! | #VALUE! | #VALUE! | 0 | 0 | 0.20123 | 0.20123 | #VALUE! | #VALUE! |  |  |  | #VALUE! | #VALUE! | #VALUE! | #VALUE! | #VALUE! | #VALUE! | #VALUE!
Saturday | 7 | 2 | 17 | 4385 | 0 | 0 | 0 | 0 | 0 | 0 | 0 | 0 | 0 | 0 | 0 | 0 | 0 | 0 | 0 | 0 | 0 | 0 | 0 | 0 | 0 | 0.362 | 0.47425 | 0.36885 | 0.20334 | 0.52925 | 0.073434 | 0.48263 | 0.502 | 0 | 0 | 0 | 0 | 0 | 0 | 0 | 0 | 0 | 0 | 0 |  | 0 | 0 | 0 |  | #VALUE! | #VALUE! | #VALUE! | #VALUE! |  |  | #VALUE! | #VALUE! | 0 | 0 | 0.20123 | 0.20123 | #VALUE! | #VALUE! | #VALUE! | #VALUE! | 0 | 0 | 0.20123 | 0.20123 | #VALUE! | #VALUE! | #VALUE! | #VALUE! | 0 | 0 | 0.20123 | 0.20123 | #VALUE! | #VALUE! |  |  |  | #VALUE! | #VALUE! | #VALUE! | #VALUE! | #VALUE! | #VALUE! | #VALUE!
Saturday | 7 | 2 | 18 | 4386 | 0 | 0 | 0 | 0 | 0 | 0 | 0 | 0 | 0 | 0 | 0 | 0 | 0 | 0 | 0 | 0 | 0 | 0 | 0 | 0 | 0 | 0.3525 | 0.46483 | 0.35984 | 0.19812 | 0.48075 | 0.062783 | 0.49061 | 0.531 | 0 | 0 | 0 | 0 | 0 | 0 | 0 | 0 | 0 | 0 | 0 |  | 0 | 0 | 0 |  | #VALUE! | #VALUE! | #VALUE! | #VALUE! |  |  | #VALUE! | #VALUE! | 0 | 0 | 0.20123 | 0.20123 | #VALUE! | #VALUE! | #VALUE! | #VALUE! | 0 | 0 | 0.20123 | 0.20123 | #VALUE! | #VALUE! | #VALUE! | #VALUE! | 0 | 0 | 0.20123 | 0.20123 | #VALUE! | #VALUE! |  |  |  | #VALUE! | #VALUE! | #VALUE! | #VALUE! | #VALUE! | #VALUE! | #VALUE!
Saturday | 7 | 2 | 19 | 4387 | 0 | 0 | 0 | 0 | 0 | 0 | 0 | 0 | 0 | 0 | 0 | 0 | 0 | 0 | 0 | 0 | 0 | 0 | 0 | 0 | 0 | 0.3365 | 0.44917 | 0.33637 | 0.18841 | 0.42925 | 0.052568 | 0.48087 | 0.531 | 0 | 0 | 0 | 0 | 0 | 0 | 0 | 0 | 0 | 0 | 0 |  | 0 | 0 | 0 |  | #VALUE! | #VALUE! | #VALUE! | #VALUE! |  |  | #VALUE! | #VALUE! | 0 | 0 | 0.20123 | 0.20123 | #VALUE! | #VALUE! | #VALUE! | #VALUE! | 0 | 0 | 0.20123 | 0.20123 | #VALUE! | #VALUE! | #VALUE! | #VALUE! | 0 | 0 | 0.20123 | 0.20123 | #VALUE! | #VALUE! |  |  |  | #VALUE! | #VALUE! | #VALUE! | #VALUE! | #VALUE! | #VALUE! | #VALUE!
Saturday | 7 | 2 | 20 | 4388 | 0 | 0 | 0 | 0 | 0 | 0 | 0 | 0 | 0 | 0 | 0 | 0 | 0 | 0 | 0 | 0 | 0 | 0 | 0 | 0 | 0 | 0.32 | 0.436 | 0.3207 | 0.17874 | 0.3955 | 0.078462 | 0.45703 | 0.531 | 0 | 0 | 0 | 0 | 0 | 0 | 0 | 0 | 0 | 0 | 0 |  | 0 | 0 | 0 |  | #VALUE! | #VALUE! | #VALUE! | #VALUE! |  |  | #VALUE! | #VALUE! | 0 | 0 | 0.20123 | 0.20123 | #VALUE! | #VALUE! | #VALUE! | #VALUE! | 0 | 0 | 0.20123 | 0.20123 | #VALUE! | #VALUE! | #VALUE! | #VALUE! | 0 | 0 | 0.20123 | 0.20123 | #VALUE! | #VALUE! |  |  |  | #VALUE! | #VALUE! | #VALUE! | #VALUE! | #VALUE! | #VALUE! | #VALUE!
Saturday | 7 | 2 | 21 | 4389 | 0 | 0 | 0 | 0 | 0 | 0 | 0 | 0 | 0 | 0 | 0 | 0 | 0 | 0 | 0 | 0 | 0 | 0 | 0 | 0 | 0 | 0.3035 | 0.42133 | 0.30551 | 0.1753 | 0.3725 | 0.078926 | 0.44199 | 0.531 | 0 | 0 | 0 | 0 | 0 | 0 | 0 | 0 | 0 | 0 | 0 |  | 0 | 0 | 0 |  | #VALUE! | #VALUE! | #VALUE! | #VALUE! |  |  | #VALUE! | #VALUE! | 0 | 0 | 0.20123 | 0.20123 | #VALUE! | #VALUE! | #VALUE! | #VALUE! | 0 | 0 | 0.20123 | 0.20123 | #VALUE! | #VALUE! | #VALUE! | #VALUE! | 0 | 0 | 0.20123 | 0.20123 | #VALUE! | #VALUE! |  |  |  | #VALUE! | #VALUE! | #VALUE! | #VALUE! | #VALUE! | #VALUE! | #VALUE!
Saturday | 7 | 2 | 22 | 4390 | 0 | 0 | 0 | 0 | 0 | 0 | 0 | 0 | 0 | 0 | 0 | 0 | 0 | 0 | 0 | 0 | 0 | 0 | 0 | 0 | 0 | 0.282 | 0.39633 | 0.28352 | 0.16487 | 0.38 | 0.072622 | 0.37297 | 0.501 | 0 | 0 | 0 | 0 | 0 | 0 | 0 | 0 | 0 | 0 | 0 |  | 0 | 0 | 0 |  | #VALUE! | #VALUE! | #VALUE! | #VALUE! |  |  | #VALUE! | #VALUE! | 0 | 0 | 0.20123 | 0.20123 | #VALUE! | #VALUE! | #VALUE! | #VALUE! | 0 | 0 | 0.20123 | 0.20123 | #VALUE! | #VALUE! | #VALUE! | #VALUE! | 0 | 0 | 0.20123 | 0.20123 | #VALUE! | #VALUE! |  |  |  | #VALUE! | #VALUE! | #VALUE! | #VALUE! | #VALUE! | #VALUE! | #VALUE!
Saturday | 7 | 2 | 23 | 4391 | 0 | 0 | 0 | 0 | 0 | 0 | 0 | 0 | 0 | 0 | 0 | 0 | 0 | 0 | 0 | 0 | 0 | 0 | 0 | 0 | 0 | 0.263 | 0.37833 | 0.26016 | 0.033493 | 0.34175 | 0.073787 | 0.33778 | 0.491 | 0 | 0 | 0 | 0 | 0 | 0 | 0 | 0 | 0 | 0 | 0 |  | 0 | 0 | 0 |  | #VALUE! | #VALUE! | #VALUE! | #VALUE! |  |  | #VALUE! | #VALUE! | 0 | 0 | 0.20123 | 0.20123 | #VALUE! | #VALUE! | #VALUE! | #VALUE! | 0 | 0 | 0.20123 | 0.20123 | #VALUE! | #VALUE! | #VALUE! | #VALUE! | 0 | 0 | 0.20123 | 0.20123 | #VALUE! | #VALUE! |  |  |  | #VALUE! | #VALUE! | #VALUE! | #VALUE! | #VALUE! | #VALUE! | #VALUE!
Saturday | 7 | 2 | 24 | 4392 | 0 | 0 | 0 | 0 | 0 | 0 | 0 | 0 | 0 | 0 | 0 | 0 | 0 | 0 | 0 | 0 | 0 | 0 | 0 | 0 | 0 | 0.1435 | 0.028 | 0.0063474 | 0.032433 | 0.31725 | 0.068433 | 0.26104 | 0.465 | 0 | 0 | 0 | 0 | 0 | 0 | 0 | 0 | 0 | 0 | 0 |  | 0 | 0 | 0 |  | #VALUE! | #VALUE! | #VALUE! | #VALUE! |  |  | #VALUE! | #VALUE! | 0 | 0 | 0.20123 | 0.20123 | #VALUE! | #VALUE! | #VALUE! | #VALUE! | 0 | 0 | 0.20123 | 0.20123 | #VALUE! | #VALUE! | #VALUE! | #VALUE! | 0 | 0 | 0.20123 | 0.20123 | #VALUE! | #VALUE! |  |  |  | #VALUE! | #VALUE! | #VALUE! | #VALUE! | #VALUE! | #VALUE! | #VALUE!
Sunday | 7 | 3 | 1 | 4393 | 0 | 0 | 0 | 0 | 0 | 0 | 0 | 0 | 0 | 0 | 0 | 0 | 0 | 0 | 0 | 0 | 0 | 0 | 0 | 0 | 0 | 0.136 | 0 | 0.0017273 | 0.033315 | 0.194 | 0.070073 | 0.22819 | 0.454 | 0 | 0 | 0 | 0 | 0 | 0 | 0 | 0 | 0 | 0 | 0 |  | 0 | 0 | 0 |  | #VALUE! | #VALUE! | #VALUE! | #VALUE! |  |  | #VALUE! | #VALUE! | 0 | 0 | 0.20123 | 0.20123 | #VALUE! | #VALUE! | #VALUE! | #VALUE! | 0 | 0 | 0.20123 | 0.20123 | #VALUE! | #VALUE! | #VALUE! | #VALUE! | 0 | 0 | 0.20123 | 0.20123 | #VALUE! | #VALUE! |  |  |  | #VALUE! | #VALUE! | #VALUE! | #VALUE! | #VALUE! | #VALUE! | #VALUE!
Sunday | 7 | 3 | 2 | 4394 | 0 | 0 | 0 | 0 | 0 | 0 | 0 | 0 | 0 | 0 | 0 | 0 | 0 | 0 | 0 | 0 | 0 | 0 | 0 | 0 | 0 | 0.132 | 0.012 | 0.0038636 | 0.031911 | 0.0575 | 0.070334 | 0.23803 | 0.465 | 0 | 0 | 0 | 0 | 0 | 0 | 0 | 0 | 0 | 0 | 0 |  | 0 | 0 | 0 |  | #VALUE! | #VALUE! | #VALUE! | #VALUE! |  |  | #VALUE! | #VALUE! | 0 | 0 | 0.20123 | 0.20123 | #VALUE! | #VALUE! | #VALUE! | #VALUE! | 0 | 0 | 0.20123 | 0.20123 | #VALUE! | #VALUE! | #VALUE! | #VALUE! | 0 | 0 | 0.20123 | 0.20123 | #VALUE! | #VALUE! |  |  |  | #VALUE! | #VALUE! | #VALUE! | #VALUE! | #VALUE! | #VALUE! | #VALUE!
Sunday | 7 | 3 | 3 | 4395 | 0 | 0 | 0 | 0 | 0 | 0 | 0 | 0 | 0 | 0 | 0 | 0 | 0 | 0 | 0 | 0 | 0 | 0 | 0 | 0 | 0 | 0.126 | 0 | 0.00047727 | 0.032925 | 0.05025 | 0.072211 | 0.21028 | 0.454 | 0 | 0 | 0 | 0 | 0 | 0 | 0 | 0 | 0 | 0 | 0 |  | 0 | 0 | 0 |  | #VALUE! | #VALUE! | #VALUE! | #VALUE! |  |  | #VALUE! | #VALUE! | 0 | 0 | 0.20123 | 0.20123 | #VALUE! | #VALUE! | #VALUE! | #VALUE! | 0 | 0 | 0.20123 | 0.20123 | #VALUE! | #VALUE! | #VALUE! | #VALUE! | 0 | 0 | 0.20123 | 0.20123 | #VALUE! | #VALUE! |  |  |  | #VALUE! | #VALUE! | #VALUE! | #VALUE! | #VALUE! | #VALUE! | #VALUE!
Sunday | 7 | 3 | 4 | 4396 | 0 | 0 | 0 | 0 | 0 | 0 | 0 | 0 | 0 | 0 | 0 | 0 | 0 | 0 | 0 | 0 | 0 | 0 | 0 | 0 | 0 | 0.122 | 0 | 0.01552 | 0.032433 | 0.00325 | 0.073399 | 0.20624 | 0.454 | 0 | 0 | 0 | 0 | 0 | 0 | 0 | 0 | 0 | 0 | 0 |  | 0 | 0 | 0 |  | #VALUE! | #VALUE! | #VALUE! | #VALUE! |  |  | #VALUE! | #VALUE! | 0 | 0 | 0.20123 | 0.20123 | #VALUE! | #VALUE! | #VALUE! | #VALUE! | 0 | 0 | 0.20123 | 0.20123 | #VALUE! | #VALUE! | #VALUE! | #VALUE! | 0 | 0 | 0.20123 | 0.20123 | #VALUE! | #VALUE! |  |  |  | #VALUE! | #VALUE! | #VALUE! | #VALUE! | #VALUE! | #VALUE! | #VALUE!
Sunday | 7 | 3 | 5 | 4397 | 0 | 0 | 0 | 0 | 0 | 0 | 0 | 0 | 0 | 0 | 0 | 0 | 0 | 0 | 0 | 0 | 0 | 0 | 0 | 0 | 0 | 0 | 0 | 0 | 0.023927 | 0.00075 | 0.042998 | 0.042265 | 0.208 | 0 | 0 | 0 | 0 | 0 | 0 | 0 | 0 | 0 | 0 | 0 |  | 0 | 0 | 0 |  | #VALUE! | #VALUE! | #VALUE! | #VALUE! |  |  | #VALUE! | #VALUE! | 0 | 0 | 0.20123 | 0.20123 | #VALUE! | #VALUE! | #VALUE! | #VALUE! | 0 | 0 | 0.20123 | 0.20123 | #VALUE! | #VALUE! | #VALUE! | #VALUE! | 0 | 0 | 0.20123 | 0.20123 | #VALUE! | #VALUE! |  |  |  | #VALUE! | #VALUE! | #VALUE! | #VALUE! | #VALUE! | #VALUE! | #VALUE!
Sunday | 7 | 3 | 6 | 4398 | 0 | 0 | 0 | 0 | 0 | 0 | 0 | 0 | 0 | 0 | 0 | 0 | 0 | 0 | 0 | 0 | 0 | 0 | 0 | 0 | 0 | 0 | 0 | 0.00175 | 0.035105 | 0.03675 | 0.062007 | 0.10971 | 0.355 | 0 | 0 | 0 | 0 | 0 | 0 | 0 | 0 | 0 | 0 | 0 |  | 0 | 0 | 0 |  | #VALUE! | #VALUE! | #VALUE! | #VALUE! |  |  | #VALUE! | #VALUE! | 0 | 0 | 0.20123 | 0.20123 | #VALUE! | #VALUE! | #VALUE! | #VALUE! | 0 | 0 | 0.20123 | 0.20123 | #VALUE! | #VALUE! | #VALUE! | #VALUE! | 0 | 0 | 0.20123 | 0.20123 | #VALUE! | #VALUE! |  |  |  | #VALUE! | #VALUE! | #VALUE! | #VALUE! | #VALUE! | #VALUE! | #VALUE!
Sunday | 7 | 3 | 7 | 4399 | 0 | 0 | 0 | 0 | 0 | 0 | 0 | 0 | 0 | 0 | 0 | 0 | 0 | 0 | 0 | 0 | 0 | 0 | 0 | 0 | 0 | 0 | 0.04 | 0.034649 | 0.17517 | 0.15475 | 0.086897 | 0.27428 | 0.531 | 0 | 0 | 0 | 0 | 0 | 0 | 0 | 0 | 0 | 0 | 0 |  | 0 | 0 | 0 |  | #VALUE! | #VALUE! | #VALUE! | #VALUE! |  |  | #VALUE! | #VALUE! | 0 | 0 | 0.20123 | 0.20123 | #VALUE! | #VALUE! | #VALUE! | #VALUE! | 0 | 0 | 0.20123 | 0.20123 | #VALUE! | #VALUE! | #VALUE! | #VALUE! | 0 | 0 | 0.20123 | 0.20123 | #VALUE! | #VALUE! |  |  |  | #VALUE! | #VALUE! | #VALUE! | #VALUE! | #VALUE! | #VALUE! | #VALUE!
Sunday | 7 | 3 | 8 | 4400 | 0 | 0 | 0 | 0 | 0 | 0 | 0 | 0 | 0 | 0 | 0 | 0 | 0 | 0 | 0 | 0 | 0 | 0 | 0 | 0 | 0 | 0.011 | 0.19067 | 0.17768 | 0.34125 | 0.2625 | 0.092322 | 0.36712 | 0.597 | 0 | 0 | 0 | 0 | 0 | 0 | 0 | 0 | 0 | 0 | 0 |  | 0 | 0 | 0 |  | #VALUE! | #VALUE! | #VALUE! | #VALUE! |  |  | #VALUE! | #VALUE! | 0 | 0 | 0.20123 | 0.20123 | #VALUE! | #VALUE! | #VALUE! | #VALUE! | 0 | 0 | 0.20123 | 0.20123 | #VALUE! | #VALUE! | #VALUE! | #VALUE! | 0 | 0 | 0.20123 | 0.20123 | #VALUE! | #VALUE! |  |  |  | #VALUE! | #VALUE! | #VALUE! | #VALUE! | #VALUE! | #VALUE! | #VALUE!
Sunday | 7 | 3 | 9 | 4401 | 0 | 0 | 0 | 0 | 0 | 0 | 0 | 0 | 0 | 0 | 0 | 0 | 0 | 0 | 0 | 0 | 0 | 0 | 0 | 0 | 0 | 0.213 | 0.37292 | 0.37105 | 0.50562 | 0.42 | 0.086985 | 0.45726 | 0.61 | 0 | 0 | 0 | 0 | 0 | 0 | 0 | 0 | 0 | 0 | 0 |  | 0 | 0 | 0 |  | #VALUE! | #VALUE! | #VALUE! | #VALUE! |  |  | #VALUE! | #VALUE! | 0 | 0 | 0.20123 | 0.20123 | #VALUE! | #VALUE! | #VALUE! | #VALUE! | 0 | 0 | 0.20123 | 0.20123 | #VALUE! | #VALUE! | #VALUE! | #VALUE! | 0 | 0 | 0.20123 | 0.20123 | #VALUE! | #VALUE! |  |  |  | #VALUE! | #VALUE! | #VALUE! | #VALUE! | #VALUE! | #VALUE! | #VALUE!
Sunday | 7 | 3 | 10 | 4402 | 0 | 0 | 0 | 0 | 0 | 0 | 0 | 0 | 0 | 0 | 0 | 0 | 0 | 0 | 0 | 0 | 0 | 0 | 0 | 0 | 0 | 0.2415 | 0.39425 | 0.38429 | 0.51193 | 0.4965 | 0.078118 | 0.46283 | 0.576 | 0 | 0 | 0 | 0 | 0 | 0 | 0 | 0 | 0 | 0 | 0 |  | 0 | 0 | 0 |  | #VALUE! | #VALUE! | #VALUE! | #VALUE! |  |  | #VALUE! | #VALUE! | 0 | 0 | 0.20123 | 0.20123 | #VALUE! | #VALUE! | #VALUE! | #VALUE! | 0 | 0 | 0.20123 | 0.20123 | #VALUE! | #VALUE! | #VALUE! | #VALUE! | 0 | 0 | 0.20123 | 0.20123 | #VALUE! | #VALUE! |  |  |  | #VALUE! | #VALUE! | #VALUE! | #VALUE! | #VALUE! | #VALUE! | #VALUE!
Sunday | 7 | 3 | 11 | 4403 | 0 | 0 | 0 | 0 | 0 | 0 | 0 | 0 | 0 | 0 | 0 | 0 | 0 | 0 | 0 | 0 | 0 | 0 | 0 | 0 | 0 | 0.386 | 0.56583 | 0.54459 | 0.58706 | 0.55775 | 0.099884 | 0.59874 | 0.661 | 0 | 0 | 0 | 0 | 0 | 0 | 0 | 0 | 0 | 0 | 0 |  | 0 | 0 | 0 |  | #VALUE! | #VALUE! | #VALUE! | #VALUE! |  |  | #VALUE! | #VALUE! | 0 | 0 | 0.20123 | 0.20123 | #VALUE! | #VALUE! | #VALUE! | #VALUE! | 0 | 0 | 0.20123 | 0.20123 | #VALUE! | #VALUE! | #VALUE! | #VALUE! | 0 | 0 | 0.20123 | 0.20123 | #VALUE! | #VALUE! |  |  |  | #VALUE! | #VALUE! | #VALUE! | #VALUE! | #VALUE! | #VALUE! | #VALUE!
Sunday | 7 | 3 | 12 | 4404 | 0 | 0 | 0 | 0 | 0 | 0 | 0 | 0 | 0 | 0 | 0 | 0 | 0 | 0 | 0 | 0 | 0 | 0 | 0 | 0 | 0 | 0.4225 | 0.60025 | 0.58472 | 0.58579 | 0.5445 | 0.10669 | 0.62555 | 0.673 | 0 | 0 | 0 | 0 | 0 | 0 | 0 | 0 | 0 | 0 | 0 |  | 0 | 0 | 0 |  | #VALUE! | #VALUE! | #VALUE! | #VALUE! |  |  | #VALUE! | #VALUE! | 0 | 0 | 0.20123 | 0.20123 | #VALUE! | #VALUE! | #VALUE! | #VALUE! | 0 | 0 | 0.20123 | 0.20123 | #VALUE! | #VALUE! | #VALUE! | #VALUE! | 0 | 0 | 0.20123 | 0.20123 | #VALUE! | #VALUE! |  |  |  | #VALUE! | #VALUE! | #VALUE! | #VALUE! | #VALUE! | #VALUE! | #VALUE!
Sunday | 7 | 3 | 13 | 4405 | 0 | 0 | 0 | 0 | 0 | 0 | 0 | 0 | 0 | 0 | 0 | 0 | 0 | 0 | 0 | 0 | 0 | 0 | 0 | 0 | 0 | 0.4565 | 0.65658 | 0.60778 | 0.61625 | 0.557 | 0.17451 | 0.66863 | 0.704 | 0 | 0 | 0 | 0 | 0 | 0 | 0 | 0 | 0 | 0 | 0 |  | 0 | 0 | 0 |  | #VALUE! | #VALUE! | #VALUE! | #VALUE! |  |  | #VALUE! | #VALUE! | 0 | 0 | 0.20123 | 0.20123 | #VALUE! | #VALUE! | #VALUE! | #VALUE! | 0 | 0 | 0.20123 | 0.20123 | #VALUE! | #VALUE! | #VALUE! | #VALUE! | 0 | 0 | 0.20123 | 0.20123 | #VALUE! | #VALUE! |  |  |  | #VALUE! | #VALUE! | #VALUE! | #VALUE! | #VALUE! | #VALUE! | #VALUE!
Sunday | 7 | 3 | 14 | 4406 | 0 | 0 | 0 | 0 | 0 | 0 | 0 | 0 | 0 | 0 | 0 | 0 | 0 | 0 | 0 | 0 | 0 | 0 | 0 | 0 | 0 | 0.462 | 0.65667 | 0.61119 | 0.58304 | 0.56325 | 0.23225 | 0.66162 | 0.687 | 0 | 0 | 0 | 0 | 0 | 0 | 0 | 0 | 0 | 0 | 0 |  | 0 | 0 | 0 |  | #VALUE! | #VALUE! | #VALUE! | #VALUE! |  |  | #VALUE! | #VALUE! | 0 | 0 | 0.20123 | 0.20123 | #VALUE! | #VALUE! | #VALUE! | #VALUE! | 0 | 0 | 0.20123 | 0.20123 | #VALUE! | #VALUE! | #VALUE! | #VALUE! | 0 | 0 | 0.20123 | 0.20123 | #VALUE! | #VALUE! |  |  |  | #VALUE! | #VALUE! | #VALUE! | #VALUE! | #VALUE! | #VALUE! | #VALUE!
Sunday | 7 | 3 | 15 | 4407 | 0 | 0 | 0 | 0 | 0 | 0 | 0 | 0 | 0 | 0 | 0 | 0 | 0 | 0 | 0 | 0 | 0 | 0 | 0 | 0 | 0 | 0.487 | 0.68325 | 0.63822 | 0.59539 | 0.61675 | 0.28345 | 0.68707 | 0.698 | 0 | 0 | 0 | 0 | 0 | 0 | 0 | 0 | 0 | 0 | 0 |  | 0 | 0 | 0 |  | #VALUE! | #VALUE! | #VALUE! | #VALUE! |  |  | #VALUE! | #VALUE! | 0 | 0 | 0.20123 | 0.20123 | #VALUE! | #VALUE! | #VALUE! | #VALUE! | 0 | 0 | 0.20123 | 0.20123 | #VALUE! | #VALUE! | #VALUE! | #VALUE! | 0 | 0 | 0.20123 | 0.20123 | #VALUE! | #VALUE! |  |  |  | #VALUE! | #VALUE! | #VALUE! | #VALUE! | #VALUE! | #VALUE! | #VALUE!
Sunday | 7 | 3 | 16 | 4408 | 0 | 0 | 0 | 0 | 0 | 0 | 0 | 0 | 0 | 0 | 0 | 0 | 0 | 0 | 0 | 0 | 0 | 0 | 0 | 0 | 0 | 0.5075 | 0.712 | 0.66923 | 0.61176 | 0.5865 | 0.2963 | 0.71853 | 0.718 | 0 | 0 | 0 | 0 | 0 | 0 | 0 | 0 | 0 | 0 | 0 |  | 0 | 0 | 0 |  | #VALUE! | #VALUE! | #VALUE! | #VALUE! |  |  | #VALUE! | #VALUE! | 0 | 0 | 0.20123 | 0.20123 | #VALUE! | #VALUE! | #VALUE! | #VALUE! | 0 | 0 | 0.20123 | 0.20123 | #VALUE! | #VALUE! | #VALUE! | #VALUE! | 0 | 0 | 0.20123 | 0.20123 | #VALUE! | #VALUE! |  |  |  | #VALUE! | #VALUE! | #VALUE! | #VALUE! | #VALUE! | #VALUE! | #VALUE!
Sunday | 7 | 3 | 17 | 4409 | 0 | 0 | 0 | 0 | 0 | 0 | 0 | 0 | 0 | 0 | 0 | 0 | 0 | 0 | 0 | 0 | 0 | 0 | 0 | 0 | 0 | 0.487 | 0.66433 | 0.63671 | 0.55306 | 0.61875 | 0.28584 | 0.68432 | 0.685 | 0 | 0 | 0 | 0 | 0 | 0 | 0 | 0 | 0 | 0 | 0 |  | 0 | 0 | 0 |  | #VALUE! | #VALUE! | #VALUE! | #VALUE! |  |  | #VALUE! | #VALUE! | 0 | 0 | 0.20123 | 0.20123 | #VALUE! | #VALUE! | #VALUE! | #VALUE! | 0 | 0 | 0.20123 | 0.20123 | #VALUE! | #VALUE! | #VALUE! | #VALUE! | 0 | 0 | 0.20123 | 0.20123 | #VALUE! | #VALUE! |  |  |  | #VALUE! | #VALUE! | #VALUE! | #VALUE! | #VALUE! | #VALUE! | #VALUE!
Sunday | 7 | 3 | 18 | 4410 | 0 | 0 | 0 | 0 | 0 | 0 | 0 | 0 | 0 | 0 | 0 | 0 | 0 | 0 | 0 | 0 | 0 | 0 | 0 | 0 | 0 | 0.466 | 0.61925 | 0.62255 | 0.51299 | 0.59725 | 0.2398 | 0.65105 | 0.658 | 0 | 0 | 0 | 0 | 0 | 0 | 0 | 0 | 0 | 0 | 0 |  | 0 | 0 | 0 |  | #VALUE! | #VALUE! | #VALUE! | #VALUE! |  |  | #VALUE! | #VALUE! | 0 | 0 | 0.20123 | 0.20123 | #VALUE! | #VALUE! | #VALUE! | #VALUE! | 0 | 0 | 0.20123 | 0.20123 | #VALUE! | #VALUE! | #VALUE! | #VALUE! | 0 | 0 | 0.20123 | 0.20123 | #VALUE! | #VALUE! |  |  |  | #VALUE! | #VALUE! | #VALUE! | #VALUE! | #VALUE! | #VALUE! | #VALUE!
Sunday | 7 | 3 | 19 | 4411 | 0 | 0 | 0 | 0 | 0 | 0 | 0 | 0 | 0 | 0 | 0 | 0 | 0 | 0 | 0 | 0 | 0 | 0 | 0 | 0 | 0 | 0.4385 | 0.57383 | 0.56709 | 0.48608 | 0.5655 | 0.12211 | 0.61571 | 0.634 | 0 | 0 | 0 | 0 | 0 | 0 | 0 | 0 | 0 | 0 | 0 |  | 0 | 0 | 0 |  | #VALUE! | #VALUE! | #VALUE! | #VALUE! |  |  | #VALUE! | #VALUE! | 0 | 0 | 0.20123 | 0.20123 | #VALUE! | #VALUE! | #VALUE! | #VALUE! | 0 | 0 | 0.20123 | 0.20123 | #VALUE! | #VALUE! | #VALUE! | #VALUE! | 0 | 0 | 0.20123 | 0.20123 | #VALUE! | #VALUE! |  |  |  | #VALUE! | #VALUE! | #VALUE! | #VALUE! | #VALUE! | #VALUE! | #VALUE!
Sunday | 7 | 3 | 20 | 4412 | 0 | 0 | 0 | 0 | 0 | 0 | 0 | 0 | 0 | 0 | 0 | 0 | 0 | 0 | 0 | 0 | 0 | 0 | 0 | 0 | 0 | 0.4075 | 0.52858 | 0.51901 | 0.44937 | 0.48775 | 0.082803 | 0.56985 | 0.584 | 0 | 0 | 0 | 0 | 0 | 0 | 0 | 0 | 0 | 0 | 0 |  | 0 | 0 | 0 |  | #VALUE! | #VALUE! | #VALUE! | #VALUE! |  |  | #VALUE! | #VALUE! | 0 | 0 | 0.20123 | 0.20123 | #VALUE! | #VALUE! | #VALUE! | #VALUE! | 0 | 0 | 0.20123 | 0.20123 | #VALUE! | #VALUE! | #VALUE! | #VALUE! | 0 | 0 | 0.20123 | 0.20123 | #VALUE! | #VALUE! |  |  |  | #VALUE! | #VALUE! | #VALUE! | #VALUE! | #VALUE! | #VALUE! | #VALUE!
Sunday | 7 | 3 | 21 | 4413 | 0 | 0 | 0 | 0 | 0 | 0 | 0 | 0 | 0 | 0 | 0 | 0 | 0 | 0 | 0 | 0 | 0 | 0 | 0 | 0 | 0 | 0.3735 | 0.49142 | 0.47086 | 0.41826 | 0.42675 | 0.066405 | 0.53553 | 0.561 | 0 | 0 | 0 | 0 | 0 | 0 | 0 | 0 | 0 | 0 | 0 |  | 0 | 0 | 0 |  | #VALUE! | #VALUE! | #VALUE! | #VALUE! |  |  | #VALUE! | #VALUE! | 0 | 0 | 0.20123 | 0.20123 | #VALUE! | #VALUE! | #VALUE! | #VALUE! | 0 | 0 | 0.20123 | 0.20123 | #VALUE! | #VALUE! | #VALUE! | #VALUE! | 0 | 0 | 0.20123 | 0.20123 | #VALUE! | #VALUE! |  |  |  | #VALUE! | #VALUE! | #VALUE! | #VALUE! | #VALUE! | #VALUE! | #VALUE!
Sunday | 7 | 3 | 22 | 4414 | 0 | 0 | 0 | 0 | 0 | 0 | 0 | 0 | 0 | 0 | 0 | 0 | 0 | 0 | 0 | 0 | 0 | 0 | 0 | 0 | 0 | 0.352 | 0.46933 | 0.43798 | 0.28267 | 0.40125 | 0.054764 | 0.51749 | 0.556 | 0 | 0 | 0 | 0 | 0 | 0 | 0 | 0 | 0 | 0 | 0 |  | 0 | 0 | 0 |  | #VALUE! | #VALUE! | #VALUE! | #VALUE! |  |  | #VALUE! | #VALUE! | 0 | 0 | 0.20123 | 0.20123 | #VALUE! | #VALUE! | #VALUE! | #VALUE! | 0 | 0 | 0.20123 | 0.20123 | #VALUE! | #VALUE! | #VALUE! | #VALUE! | 0 | 0 | 0.20123 | 0.20123 | #VALUE! | #VALUE! |  |  |  | #VALUE! | #VALUE! | #VALUE! | #VALUE! | #VALUE! | #VALUE! | #VALUE!
Sunday | 7 | 3 | 23 | 4415 | 0 | 0 | 0 | 0 | 0 | 0 | 0 | 0 | 0 | 0 | 0 | 0 | 0 | 0 | 0 | 0 | 0 | 0 | 0 | 0 | 0 | 0.3295 | 0.44208 | 0.38743 | 0.18894 | 0.3975 | 0.078259 | 0.49442 | 0.542 | 0 | 0 | 0 | 0 | 0 | 0 | 0 | 0 | 0 | 0 | 0 |  | 0 | 0 | 0 |  | #VALUE! | #VALUE! | #VALUE! | #VALUE! |  |  | #VALUE! | #VALUE! | 0 | 0 | 0.20123 | 0.20123 | #VALUE! | #VALUE! | #VALUE! | #VALUE! | 0 | 0 | 0.20123 | 0.20123 | #VALUE! | #VALUE! | #VALUE! | #VALUE! | 0 | 0 | 0.20123 | 0.20123 | #VALUE! | #VALUE! |  |  |  | #VALUE! | #VALUE! | #VALUE! | #VALUE! | #VALUE! | #VALUE! | #VALUE!
Sunday | 7 | 3 | 24 | 4416 | 0 | 0 | 0 | 0 | 0 | 0 | 0 | 0 | 0 | 0 | 0 | 0 | 0 | 0 | 0 | 0 | 0 | 0 | 0 | 0 | 0 | 0.3015 | 0.40592 | 0.2435 | 0.17181 | 0.37325 | 0.072147 | 0.44209 | 0.5 | 0 | 0 | 0 | 0 | 0 | 0 | 0 | 0 | 0 | 0 | 0 |  | 0 | 0 | 0 |  | #VALUE! | #VALUE! | #VALUE! | #VALUE! |  |  | #VALUE! | #VALUE! | 0 | 0 | 0.20123 | 0.20123 | #VALUE! | #VALUE! | #VALUE! | #VALUE! | 0 | 0 | 0.20123 | 0.20123 | #VALUE! | #VALUE! | #VALUE! | #VALUE! | 0 | 0 | 0.20123 | 0.20123 | #VALUE! | #VALUE! |  |  |  | #VALUE! | #VALUE! | #VALUE! | #VALUE! | #VALUE! | #VALUE! | #VALUE!
Monday | 7 | 4 | 1 | 4417 | 0 | 0 | 0 | 0 | 0 | 0 | 0 | 0 | 0 | 0 | 0 | 0 | 0 | 0 | 0 | 0 | 0 | 0 | 0 | 0 | 0 | 0.2895 | 0.4015 | 0.2485 | 0.17326 | 0.24 | 0.071921 | 0.42243 | 0.509 | 0 | 0 | 0 | 0 | 0 | 0 | 0 | 0 | 0 | 0 | 0 |  | 0 | 0 | 0 |  | #VALUE! | #VALUE! | #VALUE! | #VALUE! |  |  | #VALUE! | #VALUE! | 0 | 0 | 0.20123 | 0.20123 | #VALUE! | #VALUE! | #VALUE! | #VALUE! | 0 | 0 | 0.20123 | 0.20123 | #VALUE! | #VALUE! | #VALUE! | #VALUE! | 0 | 0 | 0.20123 | 0.20123 | #VALUE! | #VALUE! |  |  |  | #VALUE! | #VALUE! | #VALUE! | #VALUE! | #VALUE! | #VALUE! | #VALUE!
Monday | 7 | 4 | 2 | 4418 | 0 | 0 | 0 | 0 | 0 | 0 | 0 | 0 | 0 | 0 | 0 | 0 | 0 | 0 | 0 | 0 | 0 | 0 | 0 | 0 | 0 | 0.285 | 0.40675 | 0.24946 | 0.17572 | 0.231 | 0.078949 | 0.43356 | 0.539 | 0 | 0 | 0 | 0 | 0 | 0 | 0 | 0 | 0 | 0 | 0 |  | 0 | 0 | 0 |  | #VALUE! | #VALUE! | #VALUE! | #VALUE! |  |  | #VALUE! | #VALUE! | 0 | 0 | 0.20123 | 0.20123 | #VALUE! | #VALUE! | #VALUE! | #VALUE! | 0 | 0 | 0.20123 | 0.20123 | #VALUE! | #VALUE! | #VALUE! | #VALUE! | 0 | 0 | 0.20123 | 0.20123 | #VALUE! | #VALUE! |  |  |  | #VALUE! | #VALUE! | #VALUE! | #VALUE! | #VALUE! | #VALUE! | #VALUE!
Monday | 7 | 4 | 3 | 4419 | 0 | 0 | 0 | 0 | 0 | 0 | 0 | 0 | 0 | 0 | 0 | 0 | 0 | 0 | 0 | 0 | 0 | 0 | 0 | 0 | 0 | 0.261 | 0.19733 | 0.18185 | 0.034278 | 0.20475 | 0.098536 | 0.35682 | 0.49 | 0 | 0 | 0 | 0 | 0 | 0 | 0 | 0 | 0 | 0 | 0 |  | 0 | 0 | 0 |  | #VALUE! | #VALUE! | #VALUE! | #VALUE! |  |  | #VALUE! | #VALUE! | 0 | 0 | 0.20123 | 0.20123 | #VALUE! | #VALUE! | #VALUE! | #VALUE! | 0 | 0 | 0.20123 | 0.20123 | #VALUE! | #VALUE! | #VALUE! | #VALUE! | 0 | 0 | 0.20123 | 0.20123 | #VALUE! | #VALUE! |  |  |  | #VALUE! | #VALUE! | #VALUE! | #VALUE! | #VALUE! | #VALUE! | #VALUE!
Monday | 7 | 4 | 4 | 4420 | 0 | 0 | 0 | 0 | 0 | 0 | 0 | 0 | 0 | 0 | 0 | 0 | 0 | 0 | 0 | 0 | 0 | 0 | 0 | 0 | 0 | 0.2565 | 0.22483 | 0.2129 | 0.18019 | 0.222 | 0.17191 | 0.36625 | 0.5 | 0 | 0 | 0 | 0 | 0 | 0 | 0 | 0 | 0 | 0 | 0 |  | 0 | 0 | 0 |  | #VALUE! | #VALUE! | #VALUE! | #VALUE! |  |  | #VALUE! | #VALUE! | 0 | 0 | 0.20123 | 0.20123 | #VALUE! | #VALUE! | #VALUE! | #VALUE! | 0 | 0 | 0.20123 | 0.20123 | #VALUE! | #VALUE! | #VALUE! | #VALUE! | 0 | 0 | 0.20123 | 0.20123 | #VALUE! | #VALUE! |  |  |  | #VALUE! | #VALUE! | #VALUE! | #VALUE! | #VALUE! | #VALUE! | #VALUE!
Monday | 7 | 4 | 5 | 4421 | 0 | 0 | 0 | 0 | 0 | 0 | 0 | 0 | 0 | 0 | 0 | 0 | 0 | 0 | 0 | 0 | 0 | 0 | 0 | 0 | 0 | 0.259 | 0.265 | 0.27095 | 0.17446 | 0.1965 | 0.18972 | 0.39542 | 0.539 | 0 | 0 | 0 | 0 | 0 | 0 | 0 | 0 | 0 | 0 | 0 |  | 0 | 0 | 0 |  | #VALUE! | #VALUE! | #VALUE! | #VALUE! |  |  | #VALUE! | #VALUE! | 0 | 0 | 0.20123 | 0.20123 | #VALUE! | #VALUE! | #VALUE! | #VALUE! | 0 | 0 | 0.20123 | 0.20123 | #VALUE! | #VALUE! | #VALUE! | #VALUE! | 0 | 0 | 0.20123 | 0.20123 | #VALUE! | #VALUE! |  |  |  | #VALUE! | #VALUE! | #VALUE! | #VALUE! | #VALUE! | #VALUE! | #VALUE!
Monday | 7 | 4 | 6 | 4422 | 0 | 0 | 0 | 0 | 0 | 0 | 0 | 0 | 0 | 0 | 0 | 0 | 0 | 0 | 0 | 0 | 0 | 0 | 0 | 0 | 0 | 0.2615 | 0.2765 | 0.27374 | 0.18227 | 0.1935 | 0.19663 | 0.40764 | 0.596 | 0 | 0 | 0 | 0 | 0 | 0 | 0 | 0 | 0 | 0 | 0 |  | 0 | 0 | 0 |  | #VALUE! | #VALUE! | #VALUE! | #VALUE! |  |  | #VALUE! | #VALUE! | 0 | 0 | 0.20123 | 0.20123 | #VALUE! | #VALUE! | #VALUE! | #VALUE! | 0 | 0 | 0.20123 | 0.20123 | #VALUE! | #VALUE! | #VALUE! | #VALUE! | 0 | 0 | 0.20123 | 0.20123 | #VALUE! | #VALUE! |  |  |  | #VALUE! | #VALUE! | #VALUE! | #VALUE! | #VALUE! | #VALUE! | #VALUE!
Monday | 7 | 4 | 7 | 4423 | 0 | 0 | 0 | 0 | 0 | 0 | 0 | 0 | 0 | 0 | 0 | 0 | 0 | 0 | 0 | 0 | 0 | 0 | 0 | 0 | 0 | 0.271 | 0.32158 | 0.30858 | 0.19247 | 0.32625 | 0.20749 | 0.44306 | 0.616 | 0 | 0 | 0 | 0 | 0 | 0 | 0 | 0 | 0 | 0 | 0 |  | 0 | 0 | 0 |  | #VALUE! | #VALUE! | #VALUE! | #VALUE! |  |  | #VALUE! | #VALUE! | 0 | 0 | 0.20123 | 0.20123 | #VALUE! | #VALUE! | #VALUE! | #VALUE! | 0 | 0 | 0.20123 | 0.20123 | #VALUE! | #VALUE! | #VALUE! | #VALUE! | 0 | 0 | 0.20123 | 0.20123 | #VALUE! | #VALUE! |  |  |  | #VALUE! | #VALUE! | #VALUE! | #VALUE! | #VALUE! | #VALUE! | #VALUE!
Monday | 7 | 4 | 8 | 4424 | 0 | 0 | 0 | 0 | 0 | 0 | 0 | 0 | 0 | 0 | 0 | 0 | 0 | 0 | 0 | 0 | 0 | 0 | 0 | 0 | 0 | 0.2865 | 0.36 | 0.34688 | 0.29698 | 0.487 | 0.22101 | 0.46632 | 0.62 | 0 | 0 | 0 | 0 | 0 | 0 | 0 | 0 | 0 | 0 | 0 |  | 0 | 0 | 0 |  | #VALUE! | #VALUE! | #VALUE! | #VALUE! |  |  | #VALUE! | #VALUE! | 0 | 0 | 0.20123 | 0.20123 | #VALUE! | #VALUE! | #VALUE! | #VALUE! | 0 | 0 | 0.20123 | 0.20123 | #VALUE! | #VALUE! | #VALUE! | #VALUE! | 0 | 0 | 0.20123 | 0.20123 | #VALUE! | #VALUE! |  |  |  | #VALUE! | #VALUE! | #VALUE! | #VALUE! | #VALUE! | #VALUE! | #VALUE!
Monday | 7 | 4 | 9 | 4425 | 0 | 0 | 0 | 0 | 0 | 0 | 0 | 0 | 0 | 0 | 0 | 0 | 0 | 0 | 0 | 0 | 0 | 0 | 0 | 0 | 0 | 0.3325 | 0.4975 | 0.47288 | 0.52346 | 0.53125 | 0.24498 | 0.54932 | 0.65 | 0 | 0 | 0 | 0 | 0 | 0 | 0 | 0 | 0 | 0 | 0 |  | 0 | 0 | 0 |  | #VALUE! | #VALUE! | #VALUE! | #VALUE! |  |  | #VALUE! | #VALUE! | 0 | 0 | 0.20123 | 0.20123 | #VALUE! | #VALUE! | #VALUE! | #VALUE! | 0 | 0 | 0.20123 | 0.20123 | #VALUE! | #VALUE! | #VALUE! | #VALUE! | 0 | 0 | 0.20123 | 0.20123 | #VALUE! | #VALUE! |  |  |  | #VALUE! | #VALUE! | #VALUE! | #VALUE! | #VALUE! | #VALUE! | #VALUE!
Monday | 7 | 4 | 10 | 4426 | 0 | 0 | 0 | 0 | 0 | 0 | 0 | 0 | 0 | 0 | 0 | 0 | 0 | 0 | 0 | 0 | 0 | 0 | 0 | 0 | 0 | 0.402 | 0.61883 | 0.60328 | 0.62674 | 0.6035 | 0.26142 | 0.65449 | 0.724 | 0 | 0 | 0 | 0 | 0 | 0 | 0 | 0 | 0 | 0 | 0 |  | 0 | 0 | 0 |  | #VALUE! | #VALUE! | #VALUE! | #VALUE! |  |  | #VALUE! | #VALUE! | 0 | 0 | 0.20123 | 0.20123 | #VALUE! | #VALUE! | #VALUE! | #VALUE! | 0 | 0 | 0.20123 | 0.20123 | #VALUE! | #VALUE! | #VALUE! | #VALUE! | 0 | 0 | 0.20123 | 0.20123 | #VALUE! | #VALUE! |  |  |  | #VALUE! | #VALUE! | #VALUE! | #VALUE! | #VALUE! | #VALUE! | #VALUE!
Monday | 7 | 4 | 11 | 4427 | 0 | 0 | 0 | 0 | 0 | 0 | 0 | 0 | 0 | 0 | 0 | 0 | 0 | 0 | 0 | 0 | 0 | 0 | 0 | 0 | 0 | 0.4225 | 0.63217 | 0.58027 | 0.61899 | 0.58975 | 0.22789 | 0.6622 | 0.715 | 0 | 0 | 0 | 0 | 0 | 0 | 0 | 0 | 0 | 0 | 0 |  | 0 | 0 | 0 |  | #VALUE! | #VALUE! | #VALUE! | #VALUE! |  |  | #VALUE! | #VALUE! | 0 | 0 | 0.20123 | 0.20123 | #VALUE! | #VALUE! | #VALUE! | #VALUE! | 0 | 0 | 0.20123 | 0.20123 | #VALUE! | #VALUE! | #VALUE! | #VALUE! | 0 | 0 | 0.20123 | 0.20123 | #VALUE! | #VALUE! |  |  |  | #VALUE! | #VALUE! | #VALUE! | #VALUE! | #VALUE! | #VALUE! | #VALUE!
Monday | 7 | 4 | 12 | 4428 | 0 | 0 | 0 | 0 | 0 | 0 | 0 | 0 | 0 | 0 | 0 | 0 | 0 | 0 | 0 | 0 | 0 | 0 | 0 | 0 | 0 | 0.4645 | 0.695 | 0.64195 | 0.64596 | 0.6055 | 0.25611 | 0.704 | 0.742 | 0 | 0 | 0 | 0 | 0 | 0 | 0 | 0 | 0 | 0 | 0 |  | 0 | 0 | 0 |  | #VALUE! | #VALUE! | #VALUE! | #VALUE! |  |  | #VALUE! | #VALUE! | 0 | 0 | 0.20123 | 0.20123 | #VALUE! | #VALUE! | #VALUE! | #VALUE! | 0 | 0 | 0.20123 | 0.20123 | #VALUE! | #VALUE! | #VALUE! | #VALUE! | 0 | 0 | 0.20123 | 0.20123 | #VALUE! | #VALUE! |  |  |  | #VALUE! | #VALUE! | #VALUE! | #VALUE! | #VALUE! | #VALUE! | #VALUE!
Monday | 7 | 4 | 13 | 4429 | 0 | 0 | 0 | 0 | 0 | 0 | 0 | 0 | 0 | 0 | 0 | 0 | 0 | 0 | 0 | 0 | 0 | 0 | 0 | 0 | 0 | 0.4805 | 0.70583 | 0.65436 | 0.63709 | 0.66125 | 0.27953 | 0.71468 | 0.745 | 0 | 0 | 0 | 0 | 0 | 0 | 0 | 0 | 0 | 0 | 0 |  | 0 | 0 | 0 |  | #VALUE! | #VALUE! | #VALUE! | #VALUE! |  |  | #VALUE! | #VALUE! | 0 | 0 | 0.20123 | 0.20123 | #VALUE! | #VALUE! | #VALUE! | #VALUE! | 0 | 0 | 0.20123 | 0.20123 | #VALUE! | #VALUE! | #VALUE! | #VALUE! | 0 | 0 | 0.20123 | 0.20123 | #VALUE! | #VALUE! |  |  |  | #VALUE! | #VALUE! | #VALUE! | #VALUE! | #VALUE! | #VALUE! | #VALUE!
Monday | 7 | 4 | 14 | 4430 | 0 | 0 | 0 | 0 | 0 | 0 | 0 | 0 | 0 | 0 | 0 | 0 | 0 | 0 | 0 | 0 | 0 | 0 | 0 | 0 | 0 | 0.4915 | 0.69967 | 0.65234 | 0.61665 | 0.5905 | 0.33295 | 0.71539 | 0.735 | 0 | 0 | 0 | 0 | 0 | 0 | 0 | 0 | 0 | 0 | 0 |  | 0 | 0 | 0 |  | #VALUE! | #VALUE! | #VALUE! | #VALUE! |  |  | #VALUE! | #VALUE! | 0 | 0 | 0.20123 | 0.20123 | #VALUE! | #VALUE! | #VALUE! | #VALUE! | 0 | 0 | 0.20123 | 0.20123 | #VALUE! | #VALUE! | #VALUE! | #VALUE! | 0 | 0 | 0.20123 | 0.20123 | #VALUE! | #VALUE! |  |  |  | #VALUE! | #VALUE! | #VALUE! | #VALUE! | #VALUE! | #VALUE! | #VALUE!
Monday | 7 | 4 | 15 | 4431 | 0 | 0 | 0 | 0 | 0 | 0 | 0 | 0 | 0 | 0 | 0 | 0 | 0 | 0 | 0 | 0 | 0 | 0 | 0 | 0 | 0 | 0.469 | 0.65975 | 0.64575 | 0.57581 | 0.639 | 0.27569 | 0.66957 | 0.695 | 0 | 0 | 0 | 0 | 0 | 0 | 0 | 0 | 0 | 0 | 0 |  | 0 | 0 | 0 |  | #VALUE! | #VALUE! | #VALUE! | #VALUE! |  |  | #VALUE! | #VALUE! | 0 | 0 | 0.20123 | 0.20123 | #VALUE! | #VALUE! | #VALUE! | #VALUE! | 0 | 0 | 0.20123 | 0.20123 | #VALUE! | #VALUE! | #VALUE! | #VALUE! | 0 | 0 | 0.20123 | 0.20123 | #VALUE! | #VALUE! |  |  |  | #VALUE! | #VALUE! | #VALUE! | #VALUE! | #VALUE! | #VALUE! | #VALUE!
Monday | 7 | 4 | 16 | 4432 | 0 | 0 | 0 | 0 | 0 | 0 | 0 | 0 | 0 | 0 | 0 | 0 | 0 | 0 | 0 | 0 | 0 | 0 | 0 | 0 | 0 | 0.4135 | 0.5645 | 0.51818 | 0.49413 | 0.63925 | 0.28943 | 0.57672 | 0.621 | 0 | 0 | 0 | 0 | 0 | 0 | 0 | 0 | 0 | 0 | 0 |  | 0 | 0 | 0 |  | #VALUE! | #VALUE! | #VALUE! | #VALUE! |  |  | #VALUE! | #VALUE! | 0 | 0 | 0.20123 | 0.20123 | #VALUE! | #VALUE! | #VALUE! | #VALUE! | 0 | 0 | 0.20123 | 0.20123 | #VALUE! | #VALUE! | #VALUE! | #VALUE! | 0 | 0 | 0.20123 | 0.20123 | #VALUE! | #VALUE! |  |  |  | #VALUE! | #VALUE! | #VALUE! | #VALUE! | #VALUE! | #VALUE! | #VALUE!
Monday | 7 | 4 | 17 | 4433 | 0 | 0 | 0 | 0 | 0 | 0 | 0 | 0 | 0 | 0 | 0 | 0 | 0 | 0 | 0 | 0 | 0 | 0 | 0 | 0 | 0 | 0.3895 | 0.53542 | 0.48191 | 0.46863 | 0.59875 | 0.31234 | 0.55496 | 0.612 | 0 | 0 | 0 | 0 | 0 | 0 | 0 | 0 | 0 | 0 | 0 |  | 0 | 0 | 0 |  | #VALUE! | #VALUE! | #VALUE! | #VALUE! |  |  | #VALUE! | #VALUE! | 0 | 0 | 0.20123 | 0.20123 | #VALUE! | #VALUE! | #VALUE! | #VALUE! | 0 | 0 | 0.20123 | 0.20123 | #VALUE! | #VALUE! | #VALUE! | #VALUE! | 0 | 0 | 0.20123 | 0.20123 | #VALUE! | #VALUE! |  |  |  | #VALUE! | #VALUE! | #VALUE! | #VALUE! | #VALUE! | #VALUE! | #VALUE!
Monday | 7 | 4 | 18 | 4434 | 0 | 0 | 0 | 0 | 0 | 0 | 0 | 0 | 0 | 0 | 0 | 0 | 0 | 0 | 0 | 0 | 0 | 0 | 0 | 0 | 0 | 0.3805 | 0.52675 | 0.46426 | 0.23692 | 0.5925 | 0.28573 | 0.5635 | 0.627 | 0 | 0 | 0 | 0 | 0 | 0 | 0 | 0 | 0 | 0 | 0 |  | 0 | 0 | 0 |  | #VALUE! | #VALUE! | #VALUE! | #VALUE! |  |  | #VALUE! | #VALUE! | 0 | 0 | 0.20123 | 0.20123 | #VALUE! | #VALUE! | #VALUE! | #VALUE! | 0 | 0 | 0.20123 | 0.20123 | #VALUE! | #VALUE! | #VALUE! | #VALUE! | 0 | 0 | 0.20123 | 0.20123 | #VALUE! | #VALUE! |  |  |  | #VALUE! | #VALUE! | #VALUE! | #VALUE! | #VALUE! | #VALUE! | #VALUE!
Monday | 7 | 4 | 19 | 4435 | 0 | 0 | 0 | 0 | 0 | 0 | 0 | 0 | 0 | 0 | 0 | 0 | 0 | 0 | 0 | 0 | 0 | 0 | 0 | 0 | 0 | 0.3705 | 0.52383 | 0.45575 | 0.22707 | 0.5475 | 0.35883 | 0.56741 | 0.642 | 0 | 0 | 0 | 0 | 0 | 0 | 0 | 0 | 0 | 0 | 0 |  | 0 | 0 | 0 |  | #VALUE! | #VALUE! | #VALUE! | #VALUE! |  |  | #VALUE! | #VALUE! | 0 | 0 | 0.20123 | 0.20123 | #VALUE! | #VALUE! | #VALUE! | #VALUE! | 0 | 0 | 0.20123 | 0.20123 | #VALUE! | #VALUE! | #VALUE! | #VALUE! | 0 | 0 | 0.20123 | 0.20123 | #VALUE! | #VALUE! |  |  |  | #VALUE! | #VALUE! | #VALUE! | #VALUE! | #VALUE! | #VALUE! | #VALUE!
Monday | 7 | 4 | 20 | 4436 | 0 | 0 | 0 | 0 | 0 | 0 | 0 | 0 | 0 | 0 | 0 | 0 | 0 | 0 | 0 | 0 | 0 | 0 | 0 | 0 | 0 | 0.344 | 0.48967 | 0.41952 | 0.21315 | 0.496 | 0.31301 | 0.53831 | 0.625 | 0 | 0 | 0 | 0 | 0 | 0 | 0 | 0 | 0 | 0 | 0 |  | 0 | 0 | 0 |  | #VALUE! | #VALUE! | #VALUE! | #VALUE! |  |  | #VALUE! | #VALUE! | 0 | 0 | 0.20123 | 0.20123 | #VALUE! | #VALUE! | #VALUE! | #VALUE! | 0 | 0 | 0.20123 | 0.20123 | #VALUE! | #VALUE! | #VALUE! | #VALUE! | 0 | 0 | 0.20123 | 0.20123 | #VALUE! | #VALUE! |  |  |  | #VALUE! | #VALUE! | #VALUE! | #VALUE! | #VALUE! | #VALUE! | #VALUE!
Monday | 7 | 4 | 21 | 4437 | 0 | 0 | 0 | 0 | 0 | 0 | 0 | 0 | 0 | 0 | 0 | 0 | 0 | 0 | 0 | 0 | 0 | 0 | 0 | 0 | 0 | 0.3095 | 0.43683 | 0.35474 | 0.19393 | 0.45875 | 0.2682 | 0.477 | 0.536 | 0 | 0 | 0 | 0 | 0 | 0 | 0 | 0 | 0 | 0 | 0 |  | 0 | 0 | 0 |  | #VALUE! | #VALUE! | #VALUE! | #VALUE! |  |  | #VALUE! | #VALUE! | 0 | 0 | 0.20123 | 0.20123 | #VALUE! | #VALUE! | #VALUE! | #VALUE! | 0 | 0 | 0.20123 | 0.20123 | #VALUE! | #VALUE! | #VALUE! | #VALUE! | 0 | 0 | 0.20123 | 0.20123 | #VALUE! | #VALUE! |  |  |  | #VALUE! | #VALUE! | #VALUE! | #VALUE! | #VALUE! | #VALUE! | #VALUE!
Monday | 7 | 4 | 22 | 4438 | 0 | 0 | 0 | 0 | 0 | 0 | 0 | 0 | 0 | 0 | 0 | 0 | 0 | 0 | 0 | 0 | 0 | 0 | 0 | 0 | 0 | 0.3035 | 0.44067 | 0.35778 | 0.19673 | 0.43475 | 0.23862 | 0.4865 | 0.568 | 0 | 0 | 0 | 0 | 0 | 0 | 0 | 0 | 0 | 0 | 0 |  | 0 | 0 | 0 |  | #VALUE! | #VALUE! | #VALUE! | #VALUE! |  |  | #VALUE! | #VALUE! | 0 | 0 | 0.20123 | 0.20123 | #VALUE! | #VALUE! | #VALUE! | #VALUE! | 0 | 0 | 0.20123 | 0.20123 | #VALUE! | #VALUE! | #VALUE! | #VALUE! | 0 | 0 | 0.20123 | 0.20123 | #VALUE! | #VALUE! |  |  |  | #VALUE! | #VALUE! | #VALUE! | #VALUE! | #VALUE! | #VALUE! | #VALUE!
Monday | 7 | 4 | 23 | 4439 | 0 | 0 | 0 | 0 | 0 | 0 | 0 | 0 | 0 | 0 | 0 | 0 | 0 | 0 | 0 | 0 | 0 | 0 | 0 | 0 | 0 | 0.2975 | 0.446 | 0.35553 | 0.19196 | 0.3765 | 0.23042 | 0.49231 | 0.617 | 0 | 0 | 0 | 0 | 0 | 0 | 0 | 0 | 0 | 0 | 0 |  | 0 | 0 | 0 |  | #VALUE! | #VALUE! | #VALUE! | #VALUE! |  |  | #VALUE! | #VALUE! | 0 | 0 | 0.20123 | 0.20123 | #VALUE! | #VALUE! | #VALUE! | #VALUE! | 0 | 0 | 0.20123 | 0.20123 | #VALUE! | #VALUE! | #VALUE! | #VALUE! | 0 | 0 | 0.20123 | 0.20123 | #VALUE! | #VALUE! |  |  |  | #VALUE! | #VALUE! | #VALUE! | #VALUE! | #VALUE! | #VALUE! | #VALUE!
Monday | 7 | 4 | 24 | 4440 | 0 | 0 | 0 | 0 | 0 | 0 | 0 | 0 | 0 | 0 | 0 | 0 | 0 | 0 | 0 | 0 | 0 | 0 | 0 | 0 | 0 | 0.2785 | 0.42333 | 0.24472 | 0.18778 | 0.242 | 0.22932 | 0.4661 | 0.6 | 0 | 0 | 0 | 0 | 0 | 0 | 0 | 0 | 0 | 0 | 0 |  | 0 | 0 | 0 |  | #VALUE! | #VALUE! | #VALUE! | #VALUE! |  |  | #VALUE! | #VALUE! | 0 | 0 | 0.20123 | 0.20123 | #VALUE! | #VALUE! | #VALUE! | #VALUE! | 0 | 0 | 0.20123 | 0.20123 | #VALUE! | #VALUE! | #VALUE! | #VALUE! | 0 | 0 | 0.20123 | 0.20123 | #VALUE! | #VALUE! |  |  |  | #VALUE! | #VALUE! | #VALUE! | #VALUE! | #VALUE! | #VALUE! | #VALUE!
Tuesday | 7 | 5 | 1 | 4441 | 0 | 0 | 0 | 0 | 0 | 0 | 0 | 0 | 0 | 0 | 0 | 0 | 0 | 0 | 0 | 0 | 0 | 0 | 0 | 0 | 0 | 0.258 | 0.39267 | 0.21719 | 0.17569 | 0.27825 | 0.20335 | 0.42756 | 0.527 | 0 | 0 | 0 | 0 | 0 | 0 | 0 | 0 | 0 | 0 | 0 |  | 0 | 0 | 0 |  | #VALUE! | #VALUE! | #VALUE! | #VALUE! |  |  | #VALUE! | #VALUE! | 0 | 0 | 0.20123 | 0.20123 | #VALUE! | #VALUE! | #VALUE! | #VALUE! | 0 | 0 | 0.20123 | 0.20123 | #VALUE! | #VALUE! | #VALUE! | #VALUE! | 0 | 0 | 0.20123 | 0.20123 | #VALUE! | #VALUE! |  |  |  | #VALUE! | #VALUE! | #VALUE! | #VALUE! | #VALUE! | #VALUE! | #VALUE!
Tuesday | 7 | 5 | 2 | 4442 | 0 | 0 | 0 | 0 | 0 | 0 | 0 | 0 | 0 | 0 | 0 | 0 | 0 | 0 | 0 | 0 | 0 | 0 | 0 | 0 | 0 | 0.2455 | 0.37792 | 0.20617 | 0.035039 | 0.2735 | 0.20737 | 0.39513 | 0.517 | 0 | 0 | 0 | 0 | 0 | 0 | 0 | 0 | 0 | 0 | 0 |  | 0 | 0 | 0 |  | #VALUE! | #VALUE! | #VALUE! | #VALUE! |  |  | #VALUE! | #VALUE! | 0 | 0 | 0.20123 | 0.20123 | #VALUE! | #VALUE! | #VALUE! | #VALUE! | 0 | 0 | 0.20123 | 0.20123 | #VALUE! | #VALUE! | #VALUE! | #VALUE! | 0 | 0 | 0.20123 | 0.20123 | #VALUE! | #VALUE! |  |  |  | #VALUE! | #VALUE! | #VALUE! | #VALUE! | #VALUE! | #VALUE! | #VALUE!
Tuesday | 7 | 5 | 3 | 4443 | 0 | 0 | 0 | 0 | 0 | 0 | 0 | 0 | 0 | 0 | 0 | 0 | 0 | 0 | 0 | 0 | 0 | 0 | 0 | 0 | 0 | 0.2375 | 0.37425 | 0.2032 | 0.16202 | 0.31625 | 0.21378 | 0.36046 | 0.517 | 0 | 0 | 0 | 0 | 0 | 0 | 0 | 0 | 0 | 0 | 0 |  | 0 | 0 | 0 |  | #VALUE! | #VALUE! | #VALUE! | #VALUE! |  |  | #VALUE! | #VALUE! | 0 | 0 | 0.20123 | 0.20123 | #VALUE! | #VALUE! | #VALUE! | #VALUE! | 0 | 0 | 0.20123 | 0.20123 | #VALUE! | #VALUE! | #VALUE! | #VALUE! | 0 | 0 | 0.20123 | 0.20123 | #VALUE! | #VALUE! |  |  |  | #VALUE! | #VALUE! | #VALUE! | #VALUE! | #VALUE! | #VALUE! | #VALUE!
Tuesday | 7 | 5 | 4 | 4444 | 0 | 0 | 0 | 0 | 0 | 0 | 0 | 0 | 0 | 0 | 0 | 0 | 0 | 0 | 0 | 0 | 0 | 0 | 0 | 0 | 0 | 0.2415 | 0.39008 | 0.23617 | 0.17501 | 0.275 | 0.23089 | 0.38547 | 0.555 | 0 | 0 | 0 | 0 | 0 | 0 | 0 | 0 | 0 | 0 | 0 |  | 0 | 0 | 0 |  | #VALUE! | #VALUE! | #VALUE! | #VALUE! |  |  | #VALUE! | #VALUE! | 0 | 0 | 0.20123 | 0.20123 | #VALUE! | #VALUE! | #VALUE! | #VALUE! | 0 | 0 | 0.20123 | 0.20123 | #VALUE! | #VALUE! | #VALUE! | #VALUE! | 0 | 0 | 0.20123 | 0.20123 | #VALUE! | #VALUE! |  |  |  | #VALUE! | #VALUE! | #VALUE! | #VALUE! | #VALUE! | #VALUE! | #VALUE!
Tuesday | 7 | 5 | 5 | 4445 | 0 | 0 | 0 | 0 | 0 | 0 | 0 | 0 | 0 | 0 | 0 | 0 | 0 | 0 | 0 | 0 | 0 | 0 | 0 | 0 | 0 | 0.2305 | 0.37442 | 0.24838 | 0.16998 | 0.25975 | 0.22705 | 0.33984 | 0.527 | 0 | 0 | 0 | 0 | 0 | 0 | 0 | 0 | 0 | 0 | 0 |  | 0 | 0 | 0 |  | #VALUE! | #VALUE! | #VALUE! | #VALUE! |  |  | #VALUE! | #VALUE! | 0 | 0 | 0.20123 | 0.20123 | #VALUE! | #VALUE! | #VALUE! | #VALUE! | 0 | 0 | 0.20123 | 0.20123 | #VALUE! | #VALUE! | #VALUE! | #VALUE! | 0 | 0 | 0.20123 | 0.20123 | #VALUE! | #VALUE! |  |  |  | #VALUE! | #VALUE! | #VALUE! | #VALUE! | #VALUE! | #VALUE! | #VALUE!
Tuesday | 7 | 5 | 6 | 4446 | 0 | 0 | 0 | 0 | 0 | 0 | 0 | 0 | 0 | 0 | 0 | 0 | 0 | 0 | 0 | 0 | 0 | 0 | 0 | 0 | 0 | 0.2305 | 0.38633 | 0.25408 | 0.17204 | 0.26625 | 0.22382 | 0.3507 | 0.555 | 0 | 0 | 0 | 0 | 0 | 0 | 0 | 0 | 0 | 0 | 0 |  | 0 | 0 | 0 |  | #VALUE! | #VALUE! | #VALUE! | #VALUE! |  |  | #VALUE! | #VALUE! | 0 | 0 | 0.20123 | 0.20123 | #VALUE! | #VALUE! | #VALUE! | #VALUE! | 0 | 0 | 0.20123 | 0.20123 | #VALUE! | #VALUE! | #VALUE! | #VALUE! | 0 | 0 | 0.20123 | 0.20123 | #VALUE! | #VALUE! |  |  |  | #VALUE! | #VALUE! | #VALUE! | #VALUE! | #VALUE! | #VALUE! | #VALUE!
Tuesday | 7 | 5 | 7 | 4447 | 0 | 0 | 0 | 0 | 0 | 0 | 0 | 0 | 0 | 0 | 0 | 0 | 0 | 0 | 0 | 0 | 0 | 0 | 0 | 0 | 0 | 0.242 | 0.40892 | 0.28111 | 0.18179 | 0.299 | 0.25248 | 0.38637 | 0.61 | 0 | 0 | 0 | 0 | 0 | 0 | 0 | 0 | 0 | 0 | 0 |  | 0 | 0 | 0 |  | #VALUE! | #VALUE! | #VALUE! | #VALUE! |  |  | #VALUE! | #VALUE! | 0 | 0 | 0.20123 | 0.20123 | #VALUE! | #VALUE! | #VALUE! | #VALUE! | 0 | 0 | 0.20123 | 0.20123 | #VALUE! | #VALUE! | #VALUE! | #VALUE! | 0 | 0 | 0.20123 | 0.20123 | #VALUE! | #VALUE! |  |  |  | #VALUE! | #VALUE! | #VALUE! | #VALUE! | #VALUE! | #VALUE! | #VALUE!
Tuesday | 7 | 5 | 8 | 4448 | 0 | 0 | 0 | 0 | 0 | 0 | 0 | 0 | 0 | 0 | 0 | 0 | 0 | 0 | 0 | 0 | 0 | 0 | 0 | 0 | 0 | 0.1305 | 0.094167 | 0.047929 | 0.16577 | 0.42975 | 0.16656 | 0.26861 | 0.501 | 0 | 0 | 0 | 0 | 0 | 0 | 0 | 0 | 0 | 0 | 0 |  | 0 | 0 | 0 |  | #VALUE! | #VALUE! | #VALUE! | #VALUE! |  |  | #VALUE! | #VALUE! | 0 | 0 | 0.20123 | 0.20123 | #VALUE! | #VALUE! | #VALUE! | #VALUE! | 0 | 0 | 0.20123 | 0.20123 | #VALUE! | #VALUE! | #VALUE! | #VALUE! | 0 | 0 | 0.20123 | 0.20123 | #VALUE! | #VALUE! |  |  |  | #VALUE! | #VALUE! | #VALUE! | #VALUE! | #VALUE! | #VALUE! | #VALUE!
Tuesday | 7 | 5 | 9 | 4449 | 0 | 0 | 0 | 0 | 0 | 0 | 0 | 0 | 0 | 0 | 0 | 0 | 0 | 0 | 0 | 0 | 0 | 0 | 0 | 0 | 0 | 0.1295 | 0.04725 | 0.032645 | 0.035374 | 0.46925 | 0.087764 | 0.24567 | 0.491 | 0 | 0 | 0 | 0 | 0 | 0 | 0 | 0 | 0 | 0 | 0 |  | 0 | 0 | 0 |  | #VALUE! | #VALUE! | #VALUE! | #VALUE! |  |  | #VALUE! | #VALUE! | 0 | 0 | 0.20123 | 0.20123 | #VALUE! | #VALUE! | #VALUE! | #VALUE! | 0 | 0 | 0.20123 | 0.20123 | #VALUE! | #VALUE! | #VALUE! | #VALUE! | 0 | 0 | 0.20123 | 0.20123 | #VALUE! | #VALUE! |  |  |  | #VALUE! | #VALUE! | #VALUE! | #VALUE! | #VALUE! | #VALUE! | #VALUE!
Tuesday | 7 | 5 | 10 | 4450 | 0 | 0 | 0 | 0 | 0 | 0 | 0 | 0 | 0 | 0 | 0 | 0 | 0 | 0 | 0 | 0 | 0 | 0 | 0 | 0 | 0 | 0.1425 | 0.21342 | 0.15898 | 0.20689 | 0.53975 | 0.13406 | 0.35446 | 0.592 | 0 | 0 | 0 | 0 | 0 | 0 | 0 | 0 | 0 | 0 | 0 |  | 0 | 0 | 0 |  | #VALUE! | #VALUE! | #VALUE! | #VALUE! |  |  | #VALUE! | #VALUE! | 0 | 0 | 0.20123 | 0.20123 | #VALUE! | #VALUE! | #VALUE! | #VALUE! | 0 | 0 | 0.20123 | 0.20123 | #VALUE! | #VALUE! | #VALUE! | #VALUE! | 0 | 0 | 0.20123 | 0.20123 | #VALUE! | #VALUE! |  |  |  | #VALUE! | #VALUE! | #VALUE! | #VALUE! | #VALUE! | #VALUE! | #VALUE!
Tuesday | 7 | 5 | 11 | 4451 | 0 | 0 | 0 | 0 | 0 | 0 | 0 | 0 | 0 | 0 | 0 | 0 | 0 | 0 | 0 | 0 | 0 | 0 | 0 | 0 | 0 | 0.149 | 0.27583 | 0.21965 | 0.19145 | 0.57375 | 0.20605 | 0.38252 | 0.597 | 0 | 0 | 0 | 0 | 0 | 0 | 0 | 0 | 0 | 0 | 0 |  | 0 | 0 | 0 |  | #VALUE! | #VALUE! | #VALUE! | #VALUE! |  |  | #VALUE! | #VALUE! | 0 | 0 | 0.20123 | 0.20123 | #VALUE! | #VALUE! | #VALUE! | #VALUE! | 0 | 0 | 0.20123 | 0.20123 | #VALUE! | #VALUE! | #VALUE! | #VALUE! | 0 | 0 | 0.20123 | 0.20123 | #VALUE! | #VALUE! |  |  |  | #VALUE! | #VALUE! | #VALUE! | #VALUE! | #VALUE! | #VALUE! | #VALUE!
Tuesday | 7 | 5 | 12 | 4452 | 0 | 0 | 0 | 0 | 0 | 0 | 0 | 0 | 0 | 0 | 0 | 0 | 0 | 0 | 0 | 0 | 0 | 0 | 0 | 0 | 0 | 0.216 | 0.38067 | 0.33649 | 0.43903 | 0.64625 | 0.22991 | 0.43867 | 0.605 | 0 | 0 | 0 | 0 | 0 | 0 | 0 | 0 | 0 | 0 | 0 |  | 0 | 0 | 0 |  | #VALUE! | #VALUE! | #VALUE! | #VALUE! |  |  | #VALUE! | #VALUE! | 0 | 0 | 0.20123 | 0.20123 | #VALUE! | #VALUE! | #VALUE! | #VALUE! | 0 | 0 | 0.20123 | 0.20123 | #VALUE! | #VALUE! | #VALUE! | #VALUE! | 0 | 0 | 0.20123 | 0.20123 | #VALUE! | #VALUE! |  |  |  | #VALUE! | #VALUE! | #VALUE! | #VALUE! | #VALUE! | #VALUE! | #VALUE!
Tuesday | 7 | 5 | 13 | 4453 | 0 | 0 | 0 | 0 | 0 | 0 | 0 | 0 | 0 | 0 | 0 | 0 | 0 | 0 | 0 | 0 | 0 | 0 | 0 | 0 | 0 | 0.3135 | 0.49983 | 0.45636 | 0.48034 | 0.6655 | 0.2942 | 0.53013 | 0.635 | 0 | 0 | 0 | 0 | 0 | 0 | 0 | 0 | 0 | 0 | 0 |  | 0 | 0 | 0 |  | #VALUE! | #VALUE! | #VALUE! | #VALUE! |  |  | #VALUE! | #VALUE! | 0 | 0 | 0.20123 | 0.20123 | #VALUE! | #VALUE! | #VALUE! | #VALUE! | 0 | 0 | 0.20123 | 0.20123 | #VALUE! | #VALUE! | #VALUE! | #VALUE! | 0 | 0 | 0.20123 | 0.20123 | #VALUE! | #VALUE! |  |  |  | #VALUE! | #VALUE! | #VALUE! | #VALUE! | #VALUE! | #VALUE! | #VALUE!
Tuesday | 7 | 5 | 14 | 4454 | 0 | 0 | 0 | 0 | 0 | 0 | 0 | 0 | 0 | 0 | 0 | 0 | 0 | 0 | 0 | 0 | 0 | 0 | 0 | 0 | 0 | 0.3545 | 0.56917 | 0.53412 | 0.52882 | 0.2965 | 0.34642 | 0.59014 | 0.68 | 0 | 0 | 0 | 0 | 0 | 0 | 0 | 0 | 0 | 0 | 0 |  | 0 | 0 | 0 |  | #VALUE! | #VALUE! | #VALUE! | #VALUE! |  |  | #VALUE! | #VALUE! | 0 | 0 | 0.20123 | 0.20123 | #VALUE! | #VALUE! | #VALUE! | #VALUE! | 0 | 0 | 0.20123 | 0.20123 | #VALUE! | #VALUE! | #VALUE! | #VALUE! | 0 | 0 | 0.20123 | 0.20123 | #VALUE! | #VALUE! |  |  |  | #VALUE! | #VALUE! | #VALUE! | #VALUE! | #VALUE! | #VALUE! | #VALUE!
Tuesday | 7 | 5 | 15 | 4455 | 0 | 0 | 0 | 0 | 0 | 0 | 0 | 0 | 0 | 0 | 0 | 0 | 0 | 0 | 0 | 0 | 0 | 0 | 0 | 0 | 0 | 0.3525 | 0.54425 | 0.50414 | 0.50943 | 0.463 | 0.35723 | 0.57166 | 0.66 | 0 | 0 | 0 | 0 | 0 | 0 | 0 | 0 | 0 | 0 | 0 |  | 0 | 0 | 0 |  | #VALUE! | #VALUE! | #VALUE! | #VALUE! |  |  | #VALUE! | #VALUE! | 0 | 0 | 0.20123 | 0.20123 | #VALUE! | #VALUE! | #VALUE! | #VALUE! | 0 | 0 | 0.20123 | 0.20123 | #VALUE! | #VALUE! | #VALUE! | #VALUE! | 0 | 0 | 0.20123 | 0.20123 | #VALUE! | #VALUE! |  |  |  | #VALUE! | #VALUE! | #VALUE! | #VALUE! | #VALUE! | #VALUE! | #VALUE!
Tuesday | 7 | 5 | 16 | 4456 | 0 | 0 | 0 | 0 | 0 | 0 | 0 | 0 | 0 | 0 | 0 | 0 | 0 | 0 | 0 | 0 | 0 | 0 | 0 | 0 | 0 | 0.386 | 0.585 | 0.55648 | 0.54477 | 0.5205 | 0.38343 | 0.61228 | 0.682 | 0 | 0 | 0 | 0 | 0 | 0 | 0 | 0 | 0 | 0 | 0 |  | 0 | 0 | 0 |  | #VALUE! | #VALUE! | #VALUE! | #VALUE! |  |  | #VALUE! | #VALUE! | 0 | 0 | 0.20123 | 0.20123 | #VALUE! | #VALUE! | #VALUE! | #VALUE! | 0 | 0 | 0.20123 | 0.20123 | #VALUE! | #VALUE! | #VALUE! | #VALUE! | 0 | 0 | 0.20123 | 0.20123 | #VALUE! | #VALUE! |  |  |  | #VALUE! | #VALUE! | #VALUE! | #VALUE! | #VALUE! | #VALUE! | #VALUE!
Tuesday | 7 | 5 | 17 | 4457 | 0 | 0 | 0 | 0 | 0 | 0 | 0 | 0 | 0 | 0 | 0 | 0 | 0 | 0 | 0 | 0 | 0 | 0 | 0 | 0 | 0 | 0.394 | 0.582 | 0.553 | 0.52473 | 0.57975 | 0.37666 | 0.60664 | 0.665 | 0 | 0 | 0 | 0 | 0 | 0 | 0 | 0 | 0 | 0 | 0 |  | 0 | 0 | 0 |  | #VALUE! | #VALUE! | #VALUE! | #VALUE! |  |  | #VALUE! | #VALUE! | 0 | 0 | 0.20123 | 0.20123 | #VALUE! | #VALUE! | #VALUE! | #VALUE! | 0 | 0 | 0.20123 | 0.20123 | #VALUE! | #VALUE! | #VALUE! | #VALUE! | 0 | 0 | 0.20123 | 0.20123 | #VALUE! | #VALUE! |  |  |  | #VALUE! | #VALUE! | #VALUE! | #VALUE! | #VALUE! | #VALUE! | #VALUE!
Tuesday | 7 | 5 | 18 | 4458 | 0 | 0 | 0 | 0 | 0 | 0 | 0 | 0 | 0 | 0 | 0 | 0 | 0 | 0 | 0 | 0 | 0 | 0 | 0 | 0 | 0 | 0.3995 | 0.58358 | 0.55778 | 0.52362 | 0.60525 | 0.34881 | 0.6076 | 0.662 | 0 | 0 | 0 | 0 | 0 | 0 | 0 | 0 | 0 | 0 | 0 |  | 0 | 0 | 0 |  | #VALUE! | #VALUE! | #VALUE! | #VALUE! |  |  | #VALUE! | #VALUE! | 0 | 0 | 0.20123 | 0.20123 | #VALUE! | #VALUE! | #VALUE! | #VALUE! | 0 | 0 | 0.20123 | 0.20123 | #VALUE! | #VALUE! | #VALUE! | #VALUE! | 0 | 0 | 0.20123 | 0.20123 | #VALUE! | #VALUE! |  |  |  | #VALUE! | #VALUE! | #VALUE! | #VALUE! | #VALUE! | #VALUE! | #VALUE!
Tuesday | 7 | 5 | 19 | 4459 | 0 | 0 | 0 | 0 | 0 | 0 | 0 | 0 | 0 | 0 | 0 | 0 | 0 | 0 | 0 | 0 | 0 | 0 | 0 | 0 | 0 | 0.384 | 0.54392 | 0.51688 | 0.48521 | 0.57125 | 0.31762 | 0.57759 | 0.637 | 0 | 0 | 0 | 0 | 0 | 0 | 0 | 0 | 0 | 0 | 0 |  | 0 | 0 | 0 |  | #VALUE! | #VALUE! | #VALUE! | #VALUE! |  |  | #VALUE! | #VALUE! | 0 | 0 | 0.20123 | 0.20123 | #VALUE! | #VALUE! | #VALUE! | #VALUE! | 0 | 0 | 0.20123 | 0.20123 | #VALUE! | #VALUE! | #VALUE! | #VALUE! | 0 | 0 | 0.20123 | 0.20123 | #VALUE! | #VALUE! |  |  |  | #VALUE! | #VALUE! | #VALUE! | #VALUE! | #VALUE! | #VALUE! | #VALUE!
Tuesday | 7 | 5 | 20 | 4460 | 0 | 0 | 0 | 0 | 0 | 0 | 0 | 0 | 0 | 0 | 0 | 0 | 0 | 0 | 0 | 0 | 0 | 0 | 0 | 0 | 0 | 0.3555 | 0.4985 | 0.46454 | 0.44399 | 0.54125 | 0.23354 | 0.54061 | 0.611 | 0 | 0 | 0 | 0 | 0 | 0 | 0 | 0 | 0 | 0 | 0 |  | 0 | 0 | 0 |  | #VALUE! | #VALUE! | #VALUE! | #VALUE! |  |  | #VALUE! | #VALUE! | 0 | 0 | 0.20123 | 0.20123 | #VALUE! | #VALUE! | #VALUE! | #VALUE! | 0 | 0 | 0.20123 | 0.20123 | #VALUE! | #VALUE! | #VALUE! | #VALUE! | 0 | 0 | 0.20123 | 0.20123 | #VALUE! | #VALUE! |  |  |  | #VALUE! | #VALUE! | #VALUE! | #VALUE! | #VALUE! | #VALUE! | #VALUE!
Tuesday | 7 | 5 | 21 | 4461 | 0 | 0 | 0 | 0 | 0 | 0 | 0 | 0 | 0 | 0 | 0 | 0 | 0 | 0 | 0 | 0 | 0 | 0 | 0 | 0 | 0 | 0.3385 | 0.48075 | 0.44957 | 0.42501 | 0.47825 | 0.22606 | 0.53116 | 0.609 | 0 | 0 | 0 | 0 | 0 | 0 | 0 | 0 | 0 | 0 | 0 |  | 0 | 0 | 0 |  | #VALUE! | #VALUE! | #VALUE! | #VALUE! |  |  | #VALUE! | #VALUE! | 0 | 0 | 0.20123 | 0.20123 | #VALUE! | #VALUE! | #VALUE! | #VALUE! | 0 | 0 | 0.20123 | 0.20123 | #VALUE! | #VALUE! | #VALUE! | #VALUE! | 0 | 0 | 0.20123 | 0.20123 | #VALUE! | #VALUE! |  |  |  | #VALUE! | #VALUE! | #VALUE! | #VALUE! | #VALUE! | #VALUE! | #VALUE!
Tuesday | 7 | 5 | 22 | 4462 | 0 | 0 | 0 | 0 | 0 | 0 | 0 | 0 | 0 | 0 | 0 | 0 | 0 | 0 | 0 | 0 | 0 | 0 | 0 | 0 | 0 | 0.3 | 0.42275 | 0.35661 | 0.1942 | 0.4195 | 0.1049 | 0.48198 | 0.582 | 0 | 0 | 0 | 0 | 0 | 0 | 0 | 0 | 0 | 0 | 0 |  | 0 | 0 | 0 |  | #VALUE! | #VALUE! | #VALUE! | #VALUE! |  |  | #VALUE! | #VALUE! | 0 | 0 | 0.20123 | 0.20123 | #VALUE! | #VALUE! | #VALUE! | #VALUE! | 0 | 0 | 0.20123 | 0.20123 | #VALUE! | #VALUE! | #VALUE! | #VALUE! | 0 | 0 | 0.20123 | 0.20123 | #VALUE! | #VALUE! |  |  |  | #VALUE! | #VALUE! | #VALUE! | #VALUE! | #VALUE! | #VALUE! | #VALUE!
Tuesday | 7 | 5 | 23 | 4463 | 0 | 0 | 0 | 0 | 0 | 0 | 0 | 0 | 0 | 0 | 0 | 0 | 0 | 0 | 0 | 0 | 0 | 0 | 0 | 0 | 0 | 0.2745 | 0.38625 | 0.27769 | 0.17805 | 0.34275 | 0.075193 | 0.37617 | 0.501 | 0 | 0 | 0 | 0 | 0 | 0 | 0 | 0 | 0 | 0 | 0 |  | 0 | 0 | 0 |  | #VALUE! | #VALUE! | #VALUE! | #VALUE! |  |  | #VALUE! | #VALUE! | 0 | 0 | 0.20123 | 0.20123 | #VALUE! | #VALUE! | #VALUE! | #VALUE! | 0 | 0 | 0.20123 | 0.20123 | #VALUE! | #VALUE! | #VALUE! | #VALUE! | 0 | 0 | 0.20123 | 0.20123 | #VALUE! | #VALUE! |  |  |  | #VALUE! | #VALUE! | #VALUE! | #VALUE! | #VALUE! | #VALUE! | #VALUE!
Tuesday | 7 | 5 | 24 | 4464 | 0 | 0 | 0 | 0 | 0 | 0 | 0 | 0 | 0 | 0 | 0 | 0 | 0 | 0 | 0 | 0 | 0 | 0 | 0 | 0 | 0 | 0.2555 | 0.366 | 0.17773 | 0.14823 | 0.23125 | 0.07476 | 0.34224 | 0.491 | 0 | 0 | 0 | 0 | 0 | 0 | 0 | 0 | 0 | 0 | 0 |  | 0 | 0 | 0 |  | #VALUE! | #VALUE! | #VALUE! | #VALUE! |  |  | #VALUE! | #VALUE! | 0 | 0 | 0.20123 | 0.20123 | #VALUE! | #VALUE! | #VALUE! | #VALUE! | 0 | 0 | 0.20123 | 0.20123 | #VALUE! | #VALUE! | #VALUE! | #VALUE! | 0 | 0 | 0.20123 | 0.20123 | #VALUE! | #VALUE! |  |  |  | #VALUE! | #VALUE! | #VALUE! | #VALUE! | #VALUE! | #VALUE! | #VALUE!
Wednesday | 7 | 6 | 1 | 4465 | 0 | 0 | 0 | 0 | 0 | 0 | 0 | 0 | 0 | 0 | 0 | 0 | 0 | 0 | 0 | 0 | 0 | 0 | 0 | 0 | 0 | 0.137 | 0.027083 | 0.00095455 | 0.03366 | 0.20525 | 0.07082 | 0.24255 | 0.455 | 0 | 0 | 0 | 0 | 0 | 0 | 0 | 0 | 0 | 0 | 0 |  | 0 | 0 | 0 |  | #VALUE! | #VALUE! | #VALUE! | #VALUE! |  |  | #VALUE! | #VALUE! | 0 | 0 | 0.20123 | 0.20123 | #VALUE! | #VALUE! | #VALUE! | #VALUE! | 0 | 0 | 0.20123 | 0.20123 | #VALUE! | #VALUE! | #VALUE! | #VALUE! | 0 | 0 | 0.20123 | 0.20123 | #VALUE! | #VALUE! |  |  |  | #VALUE! | #VALUE! | #VALUE! | #VALUE! | #VALUE! | #VALUE! | #VALUE!
Wednesday | 7 | 6 | 2 | 4466 | 0 | 0 | 0 | 0 | 0 | 0 | 0 | 0 | 0 | 0 | 0 | 0 | 0 | 0 | 0 | 0 | 0 | 0 | 0 | 0 | 0 | 0.1285 | 0.026083 | 0 | 0.033037 | 0.0575 | 0.073173 | 0.21412 | 0.444 | 0 | 0 | 0 | 0 | 0 | 0 | 0 | 0 | 0 | 0 | 0 |  | 0 | 0 | 0 |  | #VALUE! | #VALUE! | #VALUE! | #VALUE! |  |  | #VALUE! | #VALUE! | 0 | 0 | 0.20123 | 0.20123 | #VALUE! | #VALUE! | #VALUE! | #VALUE! | 0 | 0 | 0.20123 | 0.20123 | #VALUE! | #VALUE! | #VALUE! | #VALUE! | 0 | 0 | 0.20123 | 0.20123 | #VALUE! | #VALUE! |  |  |  | #VALUE! | #VALUE! | #VALUE! | #VALUE! | #VALUE! | #VALUE! | #VALUE!
Wednesday | 7 | 6 | 3 | 4467 | 0 | 0 | 0 | 0 | 0 | 0 | 0 | 0 | 0 | 0 | 0 | 0 | 0 | 0 | 0 | 0 | 0 | 0 | 0 | 0 | 0 | 0 | 0 | 0 | 0.032183 | 0.03375 | 0.062443 | 0.13802 | 0.374 | 0 | 0 | 0 | 0 | 0 | 0 | 0 | 0 | 0 | 0 | 0 |  | 0 | 0 | 0 |  | #VALUE! | #VALUE! | #VALUE! | #VALUE! |  |  | #VALUE! | #VALUE! | 0 | 0 | 0.20123 | 0.20123 | #VALUE! | #VALUE! | #VALUE! | #VALUE! | 0 | 0 | 0.20123 | 0.20123 | #VALUE! | #VALUE! | #VALUE! | #VALUE! | 0 | 0 | 0.20123 | 0.20123 | #VALUE! | #VALUE! |  |  |  | #VALUE! | #VALUE! | #VALUE! | #VALUE! | #VALUE! | #VALUE! | #VALUE!
Wednesday | 7 | 6 | 4 | 4468 | 0 | 0 | 0 | 0 | 0 | 0 | 0 | 0 | 0 | 0 | 0 | 0 | 0 | 0 | 0 | 0 | 0 | 0 | 0 | 0 | 0 | 0 | 0 | 0 | 0.031645 | 0.03125 | 0.065021 | 0.11458 | 0.345 | 0 | 0 | 0 | 0 | 0 | 0 | 0 | 0 | 0 | 0 | 0 |  | 0 | 0 | 0 |  | #VALUE! | #VALUE! | #VALUE! | #VALUE! |  |  | #VALUE! | #VALUE! | 0 | 0 | 0.20123 | 0.20123 | #VALUE! | #VALUE! | #VALUE! | #VALUE! | 0 | 0 | 0.20123 | 0.20123 | #VALUE! | #VALUE! | #VALUE! | #VALUE! | 0 | 0 | 0.20123 | 0.20123 | #VALUE! | #VALUE! |  |  |  | #VALUE! | #VALUE! | #VALUE! | #VALUE! | #VALUE! | #VALUE! | #VALUE!
Wednesday | 7 | 6 | 5 | 4469 | 0 | 0 | 0 | 0 | 0 | 0 | 0 | 0 | 0 | 0 | 0 | 0 | 0 | 0 | 0 | 0 | 0 | 0 | 0 | 0 | 0 | 0 | 0 | 0 | 0.031089 | 0.02975 | 0.055594 | 0.084652 | 0.289 | 0 | 0 | 0 | 0 | 0 | 0 | 0 | 0 | 0 | 0 | 0 |  | 0 | 0 | 0 |  | #VALUE! | #VALUE! | #VALUE! | #VALUE! |  |  | #VALUE! | #VALUE! | 0 | 0 | 0.20123 | 0.20123 | #VALUE! | #VALUE! | #VALUE! | #VALUE! | 0 | 0 | 0.20123 | 0.20123 | #VALUE! | #VALUE! | #VALUE! | #VALUE! | 0 | 0 | 0.20123 | 0.20123 | #VALUE! | #VALUE! |  |  |  | #VALUE! | #VALUE! | #VALUE! | #VALUE! | #VALUE! | #VALUE! | #VALUE!
Wednesday | 7 | 6 | 6 | 4470 | 0 | 0 | 0 | 0 | 0 | 0 | 0 | 0 | 0 | 0 | 0 | 0 | 0 | 0 | 0 | 0 | 0 | 0 | 0 | 0 | 0 | 0 | 0 | 0.003875 | 0.034182 | 0.0515 | 0.068883 | 0.13656 | 0.378 | 0 | 0 | 0 | 0 | 0 | 0 | 0 | 0 | 0 | 0 | 0 |  | 0 | 0 | 0 |  | #VALUE! | #VALUE! | #VALUE! | #VALUE! |  |  | #VALUE! | #VALUE! | 0 | 0 | 0.20123 | 0.20123 | #VALUE! | #VALUE! | #VALUE! | #VALUE! | 0 | 0 | 0.20123 | 0.20123 | #VALUE! | #VALUE! | #VALUE! | #VALUE! | 0 | 0 | 0.20123 | 0.20123 | #VALUE! | #VALUE! |  |  |  | #VALUE! | #VALUE! | #VALUE! | #VALUE! | #VALUE! | #VALUE! | #VALUE!
Wednesday | 7 | 6 | 7 | 4471 | 0 | 0 | 0 | 0 | 0 | 0 | 0 | 0 | 0 | 0 | 0 | 0 | 0 | 0 | 0 | 0 | 0 | 0 | 0 | 0 | 0 | 0 | 0.081 | 0.075497 | 0.18529 | 0.04975 | 0.07981 | 0.27921 | 0.506 | 0 | 0 | 0 | 0 | 0 | 0 | 0 | 0 | 0 | 0 | 0 |  | 0 | 0 | 0 |  | #VALUE! | #VALUE! | #VALUE! | #VALUE! |  |  | #VALUE! | #VALUE! | 0 | 0 | 0.20123 | 0.20123 | #VALUE! | #VALUE! | #VALUE! | #VALUE! | 0 | 0 | 0.20123 | 0.20123 | #VALUE! | #VALUE! | #VALUE! | #VALUE! | 0 | 0 | 0.20123 | 0.20123 | #VALUE! | #VALUE! |  |  |  | #VALUE! | #VALUE! | #VALUE! | #VALUE! | #VALUE! | #VALUE! | #VALUE!
Wednesday | 7 | 6 | 8 | 4472 | 0 | 0 | 0 | 0 | 0 | 0 | 0 | 0 | 0 | 0 | 0 | 0 | 0 | 0 | 0 | 0 | 0 | 0 | 0 | 0 | 0 | 0.1795 | 0.338 | 0.34826 | 0.5043 | 0.167 | 0.08954 | 0.43824 | 0.6 | 0 | 0 | 0 | 0 | 0 | 0 | 0 | 0 | 0 | 0 | 0 |  | 0 | 0 | 0 |  | #VALUE! | #VALUE! | #VALUE! | #VALUE! |  |  | #VALUE! | #VALUE! | 0 | 0 | 0.20123 | 0.20123 | #VALUE! | #VALUE! | #VALUE! | #VALUE! | 0 | 0 | 0.20123 | 0.20123 | #VALUE! | #VALUE! | #VALUE! | #VALUE! | 0 | 0 | 0.20123 | 0.20123 | #VALUE! | #VALUE! |  |  |  | #VALUE! | #VALUE! | #VALUE! | #VALUE! | #VALUE! | #VALUE! | #VALUE!
Wednesday | 7 | 6 | 9 | 4473 | 0 | 0 | 0 | 0 | 0 | 0 | 0 | 0 | 0 | 0 | 0 | 0 | 0 | 0 | 0 | 0 | 0 | 0 | 0 | 0 | 0 | 0.3275 | 0.502 | 0.49941 | 0.57573 | 0.458 | 0.099279 | 0.55981 | 0.656 | 0 | 0 | 0 | 0 | 0 | 0 | 0 | 0 | 0 | 0 | 0 |  | 0 | 0 | 0 |  | #VALUE! | #VALUE! | #VALUE! | #VALUE! |  |  | #VALUE! | #VALUE! | 0 | 0 | 0.20123 | 0.20123 | #VALUE! | #VALUE! | #VALUE! | #VALUE! | 0 | 0 | 0.20123 | 0.20123 | #VALUE! | #VALUE! | #VALUE! | #VALUE! | 0 | 0 | 0.20123 | 0.20123 | #VALUE! | #VALUE! |  |  |  | #VALUE! | #VALUE! | #VALUE! | #VALUE! | #VALUE! | #VALUE! | #VALUE!
Wednesday | 7 | 6 | 10 | 4474 | 0 | 0 | 0 | 0 | 0 | 0 | 0 | 0 | 0 | 0 | 0 | 0 | 0 | 0 | 0 | 0 | 0 | 0 | 0 | 0 | 0 | 0.387 | 0.56408 | 0.53738 | 0.62321 | 0.4695 | 0.094441 | 0.60657 | 0.676 | 0 | 0 | 0 | 0 | 0 | 0 | 0 | 0 | 0 | 0 | 0 |  | 0 | 0 | 0 |  | #VALUE! | #VALUE! | #VALUE! | #VALUE! |  |  | #VALUE! | #VALUE! | 0 | 0 | 0.20123 | 0.20123 | #VALUE! | #VALUE! | #VALUE! | #VALUE! | 0 | 0 | 0.20123 | 0.20123 | #VALUE! | #VALUE! | #VALUE! | #VALUE! | 0 | 0 | 0.20123 | 0.20123 | #VALUE! | #VALUE! |  |  |  | #VALUE! | #VALUE! | #VALUE! | #VALUE! | #VALUE! | #VALUE! | #VALUE!
Wednesday | 7 | 6 | 11 | 4475 | 0 | 0 | 0 | 0 | 0 | 0 | 0 | 0 | 0 | 0 | 0 | 0 | 0 | 0 | 0 | 0 | 0 | 0 | 0 | 0 | 0 | 0.426 | 0.61767 | 0.58453 | 0.65368 | 0.51 | 0.061513 | 0.64014 | 0.688 | 0 | 0 | 0 | 0 | 0 | 0 | 0 | 0 | 0 | 0 | 0 |  | 0 | 0 | 0 |  | #VALUE! | #VALUE! | #VALUE! | #VALUE! |  |  | #VALUE! | #VALUE! | 0 | 0 | 0.20123 | 0.20123 | #VALUE! | #VALUE! | #VALUE! | #VALUE! | 0 | 0 | 0.20123 | 0.20123 | #VALUE! | #VALUE! | #VALUE! | #VALUE! | 0 | 0 | 0.20123 | 0.20123 | #VALUE! | #VALUE! |  |  |  | #VALUE! | #VALUE! | #VALUE! | #VALUE! | #VALUE! | #VALUE! | #VALUE!
Wednesday | 7 | 6 | 12 | 4476 | 0 | 0 | 0 | 0 | 0 | 0 | 0 | 0 | 0 | 0 | 0 | 0 | 0 | 0 | 0 | 0 | 0 | 0 | 0 | 0 | 0 | 0.478 | 0.70808 | 0.65737 | 0.71725 | 0.5905 | 0.097325 | 0.7078 | 0.738 | 0 | 0 | 0 | 0 | 0 | 0 | 0 | 0 | 0 | 0 | 0 |  | 0 | 0 | 0 |  | #VALUE! | #VALUE! | #VALUE! | #VALUE! |  |  | #VALUE! | #VALUE! | 0 | 0 | 0.20123 | 0.20123 | #VALUE! | #VALUE! | #VALUE! | #VALUE! | 0 | 0 | 0.20123 | 0.20123 | #VALUE! | #VALUE! | #VALUE! | #VALUE! | 0 | 0 | 0.20123 | 0.20123 | #VALUE! | #VALUE! |  |  |  | #VALUE! | #VALUE! | #VALUE! | #VALUE! | #VALUE! | #VALUE! | #VALUE!
Wednesday | 7 | 6 | 13 | 4477 | 0 | 0 | 0 | 0 | 0 | 0 | 0 | 0 | 0 | 0 | 0 | 0 | 0 | 0 | 0 | 0 | 0 | 0 | 0 | 0 | 0 | 0.5005 | 0.73608 | 0.67723 | 0.70358 | 0.57925 | 0.12329 | 0.7259 | 0.747 | 0 | 0 | 0 | 0 | 0 | 0 | 0 | 0 | 0 | 0 | 0 |  | 0 | 0 | 0 |  | #VALUE! | #VALUE! | #VALUE! | #VALUE! |  |  | #VALUE! | #VALUE! | 0 | 0 | 0.20123 | 0.20123 | #VALUE! | #VALUE! | #VALUE! | #VALUE! | 0 | 0 | 0.20123 | 0.20123 | #VALUE! | #VALUE! | #VALUE! | #VALUE! | 0 | 0 | 0.20123 | 0.20123 | #VALUE! | #VALUE! |  |  |  | #VALUE! | #VALUE! | #VALUE! | #VALUE! | #VALUE! | #VALUE! | #VALUE!
Wednesday | 7 | 6 | 14 | 4478 | 0 | 0 | 0 | 0 | 0 | 0 | 0 | 0 | 0 | 0 | 0 | 0 | 0 | 0 | 0 | 0 | 0 | 0 | 0 | 0 | 0 | 0.538 | 0.78475 | 0.71868 | 0.72355 | 0.64125 | 0.14821 | 0.76418 | 0.774 | 0 | 0 | 0 | 0 | 0 | 0 | 0 | 0 | 0 | 0 | 0 |  | 0 | 0 | 0 |  | #VALUE! | #VALUE! | #VALUE! | #VALUE! |  |  | #VALUE! | #VALUE! | 0 | 0 | 0.20123 | 0.20123 | #VALUE! | #VALUE! | #VALUE! | #VALUE! | 0 | 0 | 0.20123 | 0.20123 | #VALUE! | #VALUE! | #VALUE! | #VALUE! | 0 | 0 | 0.20123 | 0.20123 | #VALUE! | #VALUE! |  |  |  | #VALUE! | #VALUE! | #VALUE! | #VALUE! | #VALUE! | #VALUE! | #VALUE!
Wednesday | 7 | 6 | 15 | 4479 | 0 | 0 | 0 | 0 | 0 | 0 | 0 | 0 | 0 | 0 | 0 | 0 | 0 | 0 | 0 | 0 | 0 | 0 | 0 | 0 | 0 | 0.537 | 0.74917 | 0.69427 | 0.66905 | 0.6495 | 0.15366 | 0.74533 | 0.746 | 0 | 0 | 0 | 0 | 0 | 0 | 0 | 0 | 0 | 0 | 0 |  | 0 | 0 | 0 |  | #VALUE! | #VALUE! | #VALUE! | #VALUE! |  |  | #VALUE! | #VALUE! | 0 | 0 | 0.20123 | 0.20123 | #VALUE! | #VALUE! | #VALUE! | #VALUE! | 0 | 0 | 0.20123 | 0.20123 | #VALUE! | #VALUE! | #VALUE! | #VALUE! | 0 | 0 | 0.20123 | 0.20123 | #VALUE! | #VALUE! |  |  |  | #VALUE! | #VALUE! | #VALUE! | #VALUE! | #VALUE! | #VALUE! | #VALUE!
Wednesday | 7 | 6 | 16 | 4480 | 0 | 0 | 0 | 0 | 0 | 0 | 0 | 0 | 0 | 0 | 0 | 0 | 0 | 0 | 0 | 0 | 0 | 0 | 0 | 0 | 0 | 0.586 | 0.83542 | 0.77289 | 0.74597 | 0.716 | 0.17838 | 0.81298 | 0.802 | 0 | 0 | 0 | 0 | 0 | 0 | 0 | 0 | 0 | 0 | 0 |  | 0 | 0 | 0 |  | #VALUE! | #VALUE! | #VALUE! | #VALUE! |  |  | #VALUE! | #VALUE! | 0 | 0 | 0.20123 | 0.20123 | #VALUE! | #VALUE! | #VALUE! | #VALUE! | 0 | 0 | 0.20123 | 0.20123 | #VALUE! | #VALUE! | #VALUE! | #VALUE! | 0 | 0 | 0.20123 | 0.20123 | #VALUE! | #VALUE! |  |  |  | #VALUE! | #VALUE! | #VALUE! | #VALUE! | #VALUE! | #VALUE! | #VALUE!
Wednesday | 7 | 6 | 17 | 4481 | 0 | 0 | 0 | 0 | 0 | 0 | 0 | 0 | 0 | 0 | 0 | 0 | 0 | 0 | 0 | 0 | 0 | 0 | 0 | 0 | 0 | 0.562 | 0.7565 | 0.71922 | 0.65181 | 0.62825 | 0.17637 | 0.7734 | 0.762 | 0 | 0 | 0 | 0 | 0 | 0 | 0 | 0 | 0 | 0 | 0 |  | 0 | 0 | 0 |  | #VALUE! | #VALUE! | #VALUE! | #VALUE! |  |  | #VALUE! | #VALUE! | 0 | 0 | 0.20123 | 0.20123 | #VALUE! | #VALUE! | #VALUE! | #VALUE! | 0 | 0 | 0.20123 | 0.20123 | #VALUE! | #VALUE! | #VALUE! | #VALUE! | 0 | 0 | 0.20123 | 0.20123 | #VALUE! | #VALUE! |  |  |  | #VALUE! | #VALUE! | #VALUE! | #VALUE! | #VALUE! | #VALUE! | #VALUE!
Wednesday | 7 | 6 | 18 | 4482 | 0 | 0 | 0 | 0 | 0 | 0 | 0 | 0 | 0 | 0 | 0 | 0 | 0 | 0 | 0 | 0 | 0 | 0 | 0 | 0 | 0 | 0.542 | 0.7315 | 0.69829 | 0.63357 | 0.5955 | 0.1805 | 0.75666 | 0.745 | 0 | 0 | 0 | 0 | 0 | 0 | 0 | 0 | 0 | 0 | 0 |  | 0 | 0 | 0 |  | #VALUE! | #VALUE! | #VALUE! | #VALUE! |  |  | #VALUE! | #VALUE! | 0 | 0 | 0.20123 | 0.20123 | #VALUE! | #VALUE! | #VALUE! | #VALUE! | 0 | 0 | 0.20123 | 0.20123 | #VALUE! | #VALUE! | #VALUE! | #VALUE! | 0 | 0 | 0.20123 | 0.20123 | #VALUE! | #VALUE! |  |  |  | #VALUE! | #VALUE! | #VALUE! | #VALUE! | #VALUE! | #VALUE! | #VALUE!
Wednesday | 7 | 6 | 19 | 4483 | 0 | 0 | 0 | 0 | 0 | 0 | 0 | 0 | 0 | 0 | 0 | 0 | 0 | 0 | 0 | 0 | 0 | 0 | 0 | 0 | 0 | 0.5245 | 0.69542 | 0.67329 | 0.592 | 0.57975 | 0.15941 | 0.74037 | 0.732 | 0 | 0 | 0 | 0 | 0 | 0 | 0 | 0 | 0 | 0 | 0 |  | 0 | 0 | 0 |  | #VALUE! | #VALUE! | #VALUE! | #VALUE! |  |  | #VALUE! | #VALUE! | 0 | 0 | 0.20123 | 0.20123 | #VALUE! | #VALUE! | #VALUE! | #VALUE! | 0 | 0 | 0.20123 | 0.20123 | #VALUE! | #VALUE! | #VALUE! | #VALUE! | 0 | 0 | 0.20123 | 0.20123 | #VALUE! | #VALUE! |  |  |  | #VALUE! | #VALUE! | #VALUE! | #VALUE! | #VALUE! | #VALUE! | #VALUE!
Wednesday | 7 | 6 | 20 | 4484 | 0 | 0 | 0 | 0 | 0 | 0 | 0 | 0 | 0 | 0 | 0 | 0 | 0 | 0 | 0 | 0 | 0 | 0 | 0 | 0 | 0 | 0.4655 | 0.60575 | 0.61515 | 0.50679 | 0.52375 | 0.10839 | 0.65672 | 0.674 | 0 | 0 | 0 | 0 | 0 | 0 | 0 | 0 | 0 | 0 | 0 |  | 0 | 0 | 0 |  | #VALUE! | #VALUE! | #VALUE! | #VALUE! |  |  | #VALUE! | #VALUE! | 0 | 0 | 0.20123 | 0.20123 | #VALUE! | #VALUE! | #VALUE! | #VALUE! | 0 | 0 | 0.20123 | 0.20123 | #VALUE! | #VALUE! | #VALUE! | #VALUE! | 0 | 0 | 0.20123 | 0.20123 | #VALUE! | #VALUE! |  |  |  | #VALUE! | #VALUE! | #VALUE! | #VALUE! | #VALUE! | #VALUE! | #VALUE!
Wednesday | 7 | 6 | 21 | 4485 | 0 | 0 | 0 | 0 | 0 | 0 | 0 | 0 | 0 | 0 | 0 | 0 | 0 | 0 | 0 | 0 | 0 | 0 | 0 | 0 | 0 | 0.4105 | 0.5375 | 0.52146 | 0.46186 | 0.448 | 0.085913 | 0.58824 | 0.627 | 0 | 0 | 0 | 0 | 0 | 0 | 0 | 0 | 0 | 0 | 0 |  | 0 | 0 | 0 |  | #VALUE! | #VALUE! | #VALUE! | #VALUE! |  |  | #VALUE! | #VALUE! | 0 | 0 | 0.20123 | 0.20123 | #VALUE! | #VALUE! | #VALUE! | #VALUE! | 0 | 0 | 0.20123 | 0.20123 | #VALUE! | #VALUE! | #VALUE! | #VALUE! | 0 | 0 | 0.20123 | 0.20123 | #VALUE! | #VALUE! |  |  |  | #VALUE! | #VALUE! | #VALUE! | #VALUE! | #VALUE! | #VALUE! | #VALUE!
Wednesday | 7 | 6 | 22 | 4486 | 0 | 0 | 0 | 0 | 0 | 0 | 0 | 0 | 0 | 0 | 0 | 0 | 0 | 0 | 0 | 0 | 0 | 0 | 0 | 0 | 0 | 0.3675 | 0.48325 | 0.44889 | 0.30079 | 0.346 | 0.066179 | 0.53316 | 0.551 | 0 | 0 | 0 | 0 | 0 | 0 | 0 | 0 | 0 | 0 | 0 |  | 0 | 0 | 0 |  | #VALUE! | #VALUE! | #VALUE! | #VALUE! |  |  | #VALUE! | #VALUE! | 0 | 0 | 0.20123 | 0.20123 | #VALUE! | #VALUE! | #VALUE! | #VALUE! | 0 | 0 | 0.20123 | 0.20123 | #VALUE! | #VALUE! | #VALUE! | #VALUE! | 0 | 0 | 0.20123 | 0.20123 | #VALUE! | #VALUE! |  |  |  | #VALUE! | #VALUE! | #VALUE! | #VALUE! | #VALUE! | #VALUE! | #VALUE!
Wednesday | 7 | 6 | 23 | 4487 | 0 | 0 | 0 | 0 | 0 | 0 | 0 | 0 | 0 | 0 | 0 | 0 | 0 | 0 | 0 | 0 | 0 | 0 | 0 | 0 | 0 | 0.3215 | 0.4165 | 0.31991 | 0.18707 | 0.2655 | 0.045911 | 0.43423 | 0.47 | 0 | 0 | 0 | 0 | 0 | 0 | 0 | 0 | 0 | 0 | 0 |  | 0 | 0 | 0 |  | #VALUE! | #VALUE! | #VALUE! | #VALUE! |  |  | #VALUE! | #VALUE! | 0 | 0 | 0.20123 | 0.20123 | #VALUE! | #VALUE! | #VALUE! | #VALUE! | 0 | 0 | 0.20123 | 0.20123 | #VALUE! | #VALUE! | #VALUE! | #VALUE! | 0 | 0 | 0.20123 | 0.20123 | #VALUE! | #VALUE! |  |  |  | #VALUE! | #VALUE! | #VALUE! | #VALUE! | #VALUE! | #VALUE! | #VALUE!
Wednesday | 7 | 6 | 24 | 4488 | 0 | 0 | 0 | 0 | 0 | 0 | 0 | 0 | 0 | 0 | 0 | 0 | 0 | 0 | 0 | 0 | 0 | 0 | 0 | 0 | 0 | 0.2915 | 0.067333 | 0.025408 | 0.1498 | 0.2505 | 0.03222 | 0.30865 | 0.432 | 0 | 0 | 0 | 0 | 0 | 0 | 0 | 0 | 0 | 0 | 0 |  | 0 | 0 | 0 |  | #VALUE! | #VALUE! | #VALUE! | #VALUE! |  |  | #VALUE! | #VALUE! | 0 | 0 | 0.20123 | 0.20123 | #VALUE! | #VALUE! | #VALUE! | #VALUE! | 0 | 0 | 0.20123 | 0.20123 | #VALUE! | #VALUE! | #VALUE! | #VALUE! | 0 | 0 | 0.20123 | 0.20123 | #VALUE! | #VALUE! |  |  |  | #VALUE! | #VALUE! | #VALUE! | #VALUE! | #VALUE! | #VALUE! | #VALUE!
Thursday | 7 | 7 | 1 | 4489 | 0 | 0 | 0 | 0 | 0 | 0 | 0 | 0 | 0 | 0 | 0 | 0 | 0 | 0 | 0 | 0 | 0 | 0 | 0 | 0 | 0 | 0.1535 | 0.043917 | 0.014405 | 0.14006 | 0.0595 | 0.021391 | 0.25523 | 0.399 | 0 | 0 | 0 | 0 | 0 | 0 | 0 | 0 | 0 | 0 | 0 |  | 0 | 0 | 0 |  | #VALUE! | #VALUE! | #VALUE! | #VALUE! |  |  | #VALUE! | #VALUE! | 0 | 0 | 0.20123 | 0.20123 | #VALUE! | #VALUE! | #VALUE! | #VALUE! | 0 | 0 | 0.20123 | 0.20123 | #VALUE! | #VALUE! | #VALUE! | #VALUE! | 0 | 0 | 0.20123 | 0.20123 | #VALUE! | #VALUE! |  |  |  | #VALUE! | #VALUE! | #VALUE! | #VALUE! | #VALUE! | #VALUE! | #VALUE!
Thursday | 7 | 7 | 2 | 4490 | 0 | 0 | 0 | 0 | 0 | 0 | 0 | 0 | 0 | 0 | 0 | 0 | 0 | 0 | 0 | 0 | 0 | 0 | 0 | 0 | 0 | 0 | 0.0695 | 0.030792 | 0.1583 | 0.03375 | 0.0034343 | 0.23048 | 0.38 | 0 | 0 | 0 | 0 | 0 | 0 | 0 | 0 | 0 | 0 | 0 |  | 0 | 0 | 0 |  | #VALUE! | #VALUE! | #VALUE! | #VALUE! |  |  | #VALUE! | #VALUE! | 0 | 0 | 0.20123 | 0.20123 | #VALUE! | #VALUE! | #VALUE! | #VALUE! | 0 | 0 | 0.20123 | 0.20123 | #VALUE! | #VALUE! | #VALUE! | #VALUE! | 0 | 0 | 0.20123 | 0.20123 | #VALUE! | #VALUE! |  |  |  | #VALUE! | #VALUE! | #VALUE! | #VALUE! | #VALUE! | #VALUE! | #VALUE!
Thursday | 7 | 7 | 3 | 4491 | 0 | 0 | 0 | 0 | 0 | 0 | 0 | 0 | 0 | 0 | 0 | 0 | 0 | 0 | 0 | 0 | 0 | 0 | 0 | 0 | 0 | 0 | 0 | 0.0019773 | 0.03124 | 0.0485 | 0.046232 | 0.18036 | 0.36 | 0 | 0 | 0 | 0 | 0 | 0 | 0 | 0 | 0 | 0 | 0 |  | 0 | 0 | 0 |  | #VALUE! | #VALUE! | #VALUE! | #VALUE! |  |  | #VALUE! | #VALUE! | 0 | 0 | 0.20123 | 0.20123 | #VALUE! | #VALUE! | #VALUE! | #VALUE! | 0 | 0 | 0.20123 | 0.20123 | #VALUE! | #VALUE! | #VALUE! | #VALUE! | 0 | 0 | 0.20123 | 0.20123 | #VALUE! | #VALUE! |  |  |  | #VALUE! | #VALUE! | #VALUE! | #VALUE! | #VALUE! | #VALUE! | #VALUE!
Thursday | 7 | 7 | 4 | 4492 | 0 | 0 | 0 | 0 | 0 | 0 | 0 | 0 | 0 | 0 | 0 | 0 | 0 | 0 | 0 | 0 | 0 | 0 | 0 | 0 | 0 | 0 | 0 | 0.0056051 | 0.030016 | 0.00425 | 0.0022548 | 0.1553 | 0.325 | 0 | 0 | 0 | 0 | 0 | 0 | 0 | 0 | 0 | 0 | 0 |  | 0 | 0 | 0 |  | #VALUE! | #VALUE! | #VALUE! | #VALUE! |  |  | #VALUE! | #VALUE! | 0 | 0 | 0.20123 | 0.20123 | #VALUE! | #VALUE! | #VALUE! | #VALUE! | 0 | 0 | 0.20123 | 0.20123 | #VALUE! | #VALUE! | #VALUE! | #VALUE! | 0 | 0 | 0.20123 | 0.20123 | #VALUE! | #VALUE! |  |  |  | #VALUE! | #VALUE! | #VALUE! | #VALUE! | #VALUE! | #VALUE! | #VALUE!
Thursday | 7 | 7 | 5 | 4493 | 0 | 0 | 0 | 0 | 0 | 0 | 0 | 0 | 0 | 0 | 0 | 0 | 0 | 0 | 0 | 0 | 0 | 0 | 0 | 0 | 0 | 0 | 0.012 | 0.022427 | 0.030547 | 0.002 | 0.047813 | 0.18583 | 0.369 | 0 | 0 | 0 | 0 | 0 | 0 | 0 | 0 | 0 | 0 | 0 |  | 0 | 0 | 0 |  | #VALUE! | #VALUE! | #VALUE! | #VALUE! |  |  | #VALUE! | #VALUE! | 0 | 0 | 0.20123 | 0.20123 | #VALUE! | #VALUE! | #VALUE! | #VALUE! | 0 | 0 | 0.20123 | 0.20123 | #VALUE! | #VALUE! | #VALUE! | #VALUE! | 0 | 0 | 0.20123 | 0.20123 | #VALUE! | #VALUE! |  |  |  | #VALUE! | #VALUE! | #VALUE! | #VALUE! | #VALUE! | #VALUE! | #VALUE!
Thursday | 7 | 7 | 6 | 4494 | 0 | 0 | 0 | 0 | 0 | 0 | 0 | 0 | 0 | 0 | 0 | 0 | 0 | 0 | 0 | 0 | 0 | 0 | 0 | 0 | 0 | 0 | 0.0115 | 0.023589 | 0.037204 | 0.01575 | 0.062088 | 0.22148 | 0.432 | 0 | 0 | 0 | 0 | 0 | 0 | 0 | 0 | 0 | 0 | 0 |  | 0 | 0 | 0 |  | #VALUE! | #VALUE! | #VALUE! | #VALUE! |  |  | #VALUE! | #VALUE! | 0 | 0 | 0.20123 | 0.20123 | #VALUE! | #VALUE! | #VALUE! | #VALUE! | 0 | 0 | 0.20123 | 0.20123 | #VALUE! | #VALUE! | #VALUE! | #VALUE! | 0 | 0 | 0.20123 | 0.20123 | #VALUE! | #VALUE! |  |  |  | #VALUE! | #VALUE! | #VALUE! | #VALUE! | #VALUE! | #VALUE! | #VALUE!
Thursday | 7 | 7 | 7 | 4495 | 0 | 0 | 0 | 0 | 0 | 0 | 0 | 0 | 0 | 0 | 0 | 0 | 0 | 0 | 0 | 0 | 0 | 0 | 0 | 0 | 0 | 0.3105 | 0.45208 | 0.45206 | 0.54086 | 0.29625 | 0.092101 | 0.52729 | 0.63 | 0 | 0 | 0 | 0 | 0 | 0 | 0 | 0 | 0 | 0 | 0 |  | 0 | 0 | 0 |  | #VALUE! | #VALUE! | #VALUE! | #VALUE! |  |  | #VALUE! | #VALUE! | 0 | 0 | 0.20123 | 0.20123 | #VALUE! | #VALUE! | #VALUE! | #VALUE! | 0 | 0 | 0.20123 | 0.20123 | #VALUE! | #VALUE! | #VALUE! | #VALUE! | 0 | 0 | 0.20123 | 0.20123 | #VALUE! | #VALUE! |  |  |  | #VALUE! | #VALUE! | #VALUE! | #VALUE! | #VALUE! | #VALUE! | #VALUE!
Thursday | 7 | 7 | 8 | 4496 | 0 | 0 | 0 | 0 | 0 | 0 | 0 | 0 | 0 | 0 | 0 | 0 | 0 | 0 | 0 | 0 | 0 | 0 | 0 | 0 | 0 | 0.378 | 0.54792 | 0.53764 | 0.6037 | 0.47075 | 0.10172 | 0.61627 | 0.697 | 0 | 0 | 0 | 0 | 0 | 0 | 0 | 0 | 0 | 0 | 0 |  | 0 | 0 | 0 |  | #VALUE! | #VALUE! | #VALUE! | #VALUE! |  |  | #VALUE! | #VALUE! | 0 | 0 | 0.20123 | 0.20123 | #VALUE! | #VALUE! | #VALUE! | #VALUE! | 0 | 0 | 0.20123 | 0.20123 | #VALUE! | #VALUE! | #VALUE! | #VALUE! | 0 | 0 | 0.20123 | 0.20123 | #VALUE! | #VALUE! |  |  |  | #VALUE! | #VALUE! | #VALUE! | #VALUE! | #VALUE! | #VALUE! | #VALUE!
Thursday | 7 | 7 | 9 | 4497 | 0 | 0 | 0 | 0 | 0 | 0 | 0 | 0 | 0 | 0 | 0 | 0 | 0 | 0 | 0 | 0 | 0 | 0 | 0 | 0 | 0 | 0.44 | 0.63375 | 0.61629 | 0.67897 | 0.6235 | 0.11478 | 0.69249 | 0.753 | 0 | 0 | 0 | 0 | 0 | 0 | 0 | 0 | 0 | 0 | 0 |  | 0 | 0 | 0 |  | #VALUE! | #VALUE! | #VALUE! | #VALUE! |  |  | #VALUE! | #VALUE! | 0 | 0 | 0.20123 | 0.20123 | #VALUE! | #VALUE! | #VALUE! | #VALUE! | 0 | 0 | 0.20123 | 0.20123 | #VALUE! | #VALUE! | #VALUE! | #VALUE! | 0 | 0 | 0.20123 | 0.20123 | #VALUE! | #VALUE! |  |  |  | #VALUE! | #VALUE! | #VALUE! | #VALUE! | #VALUE! | #VALUE! | #VALUE!
Thursday | 7 | 7 | 10 | 4498 | 0 | 0 | 0 | 0 | 0 | 0 | 0 | 0 | 0 | 0 | 0 | 0 | 0 | 0 | 0 | 0 | 0 | 0 | 0 | 0 | 0 | 0.4855 | 0.68683 | 0.66371 | 0.71776 | 0.69275 | 0.12003 | 0.73968 | 0.785 | 0 | 0 | 0 | 0 | 0 | 0 | 0 | 0 | 0 | 0 | 0 |  | 0 | 0 | 0 |  | #VALUE! | #VALUE! | #VALUE! | #VALUE! |  |  | #VALUE! | #VALUE! | 0 | 0 | 0.20123 | 0.20123 | #VALUE! | #VALUE! | #VALUE! | #VALUE! | 0 | 0 | 0.20123 | 0.20123 | #VALUE! | #VALUE! | #VALUE! | #VALUE! | 0 | 0 | 0.20123 | 0.20123 | #VALUE! | #VALUE! |  |  |  | #VALUE! | #VALUE! | #VALUE! | #VALUE! | #VALUE! | #VALUE! | #VALUE!
Thursday | 7 | 7 | 11 | 4499 | 0 | 0 | 0 | 0 | 0 | 0 | 0 | 0 | 0 | 0 | 0 | 0 | 0 | 0 | 0 | 0 | 0 | 0 | 0 | 0 | 0 | 0.528 | 0.74608 | 0.71259 | 0.75628 | 0.71075 | 0.11828 | 0.78476 | 0.819 | 0 | 0 | 0 | 0 | 0 | 0 | 0 | 0 | 0 | 0 | 0 |  | 0 | 0 | 0 |  | #VALUE! | #VALUE! | #VALUE! | #VALUE! |  |  | #VALUE! | #VALUE! | 0 | 0 | 0.20123 | 0.20123 | #VALUE! | #VALUE! | #VALUE! | #VALUE! | 0 | 0 | 0.20123 | 0.20123 | #VALUE! | #VALUE! | #VALUE! | #VALUE! | 0 | 0 | 0.20123 | 0.20123 | #VALUE! | #VALUE! |  |  |  | #VALUE! | #VALUE! | #VALUE! | #VALUE! | #VALUE! | #VALUE! | #VALUE!
Thursday | 7 | 7 | 12 | 4500 | 0 | 0 | 0 | 0 | 0 | 0 | 0 | 0 | 0 | 0 | 0 | 0 | 0 | 0 | 0 | 0 | 0 | 0 | 0 | 0 | 0 | 0.54 | 0.753 | 0.71434 | 0.72512 | 0.754 | 0.16254 | 0.78627 | 0.81 | 0 | 0 | 0 | 0 | 0 | 0 | 0 | 0 | 0 | 0 | 0 |  | 0 | 0 | 0 |  | #VALUE! | #VALUE! | #VALUE! | #VALUE! |  |  | #VALUE! | #VALUE! | 0 | 0 | 0.20123 | 0.20123 | #VALUE! | #VALUE! | #VALUE! | #VALUE! | 0 | 0 | 0.20123 | 0.20123 | #VALUE! | #VALUE! | #VALUE! | #VALUE! | 0 | 0 | 0.20123 | 0.20123 | #VALUE! | #VALUE! |  |  |  | #VALUE! | #VALUE! | #VALUE! | #VALUE! | #VALUE! | #VALUE! | #VALUE!
Thursday | 7 | 7 | 13 | 4501 | 0 | 0 | 0 | 0 | 0 | 0 | 0 | 0 | 0 | 0 | 0 | 0 | 0 | 0 | 0 | 0 | 0 | 0 | 0 | 0 | 0 | 0.5765 | 0.81592 | 0.76164 | 0.75809 | 0.7535 | 0.22226 | 0.81772 | 0.836 | 0 | 0 | 0 | 0 | 0 | 0 | 0 | 0 | 0 | 0 | 0 |  | 0 | 0 | 0 |  | #VALUE! | #VALUE! | #VALUE! | #VALUE! |  |  | #VALUE! | #VALUE! | 0 | 0 | 0.20123 | 0.20123 | #VALUE! | #VALUE! | #VALUE! | #VALUE! | 0 | 0 | 0.20123 | 0.20123 | #VALUE! | #VALUE! | #VALUE! | #VALUE! | 0 | 0 | 0.20123 | 0.20123 | #VALUE! | #VALUE! |  |  |  | #VALUE! | #VALUE! | #VALUE! | #VALUE! | #VALUE! | #VALUE! | #VALUE!
Thursday | 7 | 7 | 14 | 4502 | 0 | 0 | 0 | 0 | 0 | 0 | 0 | 0 | 0 | 0 | 0 | 0 | 0 | 0 | 0 | 0 | 0 | 0 | 0 | 0 | 0 | 0.598 | 0.83283 | 0.77614 | 0.7514 | 0.76675 | 0.2826 | 0.82962 | 0.843 | 0 | 0 | 0 | 0 | 0 | 0 | 0 | 0 | 0 | 0 | 0 |  | 0 | 0 | 0 |  | #VALUE! | #VALUE! | #VALUE! | #VALUE! |  |  | #VALUE! | #VALUE! | 0 | 0 | 0.20123 | 0.20123 | #VALUE! | #VALUE! | #VALUE! | #VALUE! | 0 | 0 | 0.20123 | 0.20123 | #VALUE! | #VALUE! | #VALUE! | #VALUE! | 0 | 0 | 0.20123 | 0.20123 | #VALUE! | #VALUE! |  |  |  | #VALUE! | #VALUE! | #VALUE! | #VALUE! | #VALUE! | #VALUE! | #VALUE!
Thursday | 7 | 7 | 15 | 4503 | 0 | 0 | 0 | 0 | 0 | 0 | 0 | 0 | 0 | 0 | 0 | 0 | 0 | 0 | 0 | 0 | 0 | 0 | 0 | 0 | 0 | 0.6145 | 0.8425 | 0.7869 | 0.74967 | 0.7775 | 0.28747 | 0.83855 | 0.844 | 0 | 0 | 0 | 0 | 0 | 0 | 0 | 0 | 0 | 0 | 0 |  | 0 | 0 | 0 |  | #VALUE! | #VALUE! | #VALUE! | #VALUE! |  |  | #VALUE! | #VALUE! | 0 | 0 | 0.20123 | 0.20123 | #VALUE! | #VALUE! | #VALUE! | #VALUE! | 0 | 0 | 0.20123 | 0.20123 | #VALUE! | #VALUE! | #VALUE! | #VALUE! | 0 | 0 | 0.20123 | 0.20123 | #VALUE! | #VALUE! |  |  |  | #VALUE! | #VALUE! | #VALUE! | #VALUE! | #VALUE! | #VALUE! | #VALUE!
Thursday | 7 | 7 | 16 | 4504 | 0 | 0 | 0 | 0 | 0 | 0 | 0 | 0 | 0 | 0 | 0 | 0 | 0 | 0 | 0 | 0 | 0 | 0 | 0 | 0 | 0 | 0.639 | 0.87758 | 0.81833 | 0.7778 | 0.78975 | 0.28295 | 0.86618 | 0.871 | 0 | 0 | 0 | 0 | 0 | 0 | 0 | 0 | 0 | 0 | 0 |  | 0 | 0 | 0 |  | #VALUE! | #VALUE! | #VALUE! | #VALUE! |  |  | #VALUE! | #VALUE! | 0 | 0 | 0.20123 | 0.20123 | #VALUE! | #VALUE! | #VALUE! | #VALUE! | 0 | 0 | 0.20123 | 0.20123 | #VALUE! | #VALUE! | #VALUE! | #VALUE! | 0 | 0 | 0.20123 | 0.20123 | #VALUE! | #VALUE! |  |  |  | #VALUE! | #VALUE! | #VALUE! | #VALUE! | #VALUE! | #VALUE! | #VALUE!
Thursday | 7 | 7 | 17 | 4505 | 0 | 0 | 0 | 0 | 0 | 0 | 0 | 0 | 0 | 0 | 0 | 0 | 0 | 0 | 0 | 0 | 0 | 0 | 0 | 0 | 0 | 0.6225 | 0.83367 | 0.79086 | 0.72147 | 0.735 | 0.26382 | 0.84515 | 0.842 | 0 | 0 | 0 | 0 | 0 | 0 | 0 | 0 | 0 | 0 | 0 |  | 0 | 0 | 0 |  | #VALUE! | #VALUE! | #VALUE! | #VALUE! |  |  | #VALUE! | #VALUE! | 0 | 0 | 0.20123 | 0.20123 | #VALUE! | #VALUE! | #VALUE! | #VALUE! | 0 | 0 | 0.20123 | 0.20123 | #VALUE! | #VALUE! | #VALUE! | #VALUE! | 0 | 0 | 0.20123 | 0.20123 | #VALUE! | #VALUE! |  |  |  | #VALUE! | #VALUE! | #VALUE! | #VALUE! | #VALUE! | #VALUE! | #VALUE!
Thursday | 7 | 7 | 18 | 4506 | 0 | 0 | 0 | 0 | 0 | 0 | 0 | 0 | 0 | 0 | 0 | 0 | 0 | 0 | 0 | 0 | 0 | 0 | 0 | 0 | 0 | 0.6395 | 0.85692 | 0.81473 | 0.74166 | 0.78925 | 0.2459 | 0.86693 | 0.859 | 0 | 0 | 0 | 0 | 0 | 0 | 0 | 0 | 0 | 0 | 0 |  | 0 | 0 | 0 |  | #VALUE! | #VALUE! | #VALUE! | #VALUE! |  |  | #VALUE! | #VALUE! | 0 | 0 | 0.20123 | 0.20123 | #VALUE! | #VALUE! | #VALUE! | #VALUE! | 0 | 0 | 0.20123 | 0.20123 | #VALUE! | #VALUE! | #VALUE! | #VALUE! | 0 | 0 | 0.20123 | 0.20123 | #VALUE! | #VALUE! |  |  |  | #VALUE! | #VALUE! | #VALUE! | #VALUE! | #VALUE! | #VALUE! | #VALUE!
Thursday | 7 | 7 | 19 | 4507 | 0 | 0 | 0 | 0 | 0 | 0 | 0 | 0 | 0 | 0 | 0 | 0 | 0 | 0 | 0 | 0 | 0 | 0 | 0 | 0 | 0 | 0.5755 | 0.73683 | 0.71685 | 0.63035 | 0.78725 | 0.22119 | 0.78803 | 0.782 | 0 | 0 | 0 | 0 | 0 | 0 | 0 | 0 | 0 | 0 | 0 |  | 0 | 0 | 0 |  | #VALUE! | #VALUE! | #VALUE! | #VALUE! |  |  | #VALUE! | #VALUE! | 0 | 0 | 0.20123 | 0.20123 | #VALUE! | #VALUE! | #VALUE! | #VALUE! | 0 | 0 | 0.20123 | 0.20123 | #VALUE! | #VALUE! | #VALUE! | #VALUE! | 0 | 0 | 0.20123 | 0.20123 | #VALUE! | #VALUE! |  |  |  | #VALUE! | #VALUE! | #VALUE! | #VALUE! | #VALUE! | #VALUE! | #VALUE!
Thursday | 7 | 7 | 20 | 4508 | 0 | 0 | 0 | 0 | 0 | 0 | 0 | 0 | 0 | 0 | 0 | 0 | 0 | 0 | 0 | 0 | 0 | 0 | 0 | 0 | 0 | 0.5445 | 0.71267 | 0.68979 | 0.61598 | 0.64375 | 0.14663 | 0.76412 | 0.762 | 0 | 0 | 0 | 0 | 0 | 0 | 0 | 0 | 0 | 0 | 0 |  | 0 | 0 | 0 |  | #VALUE! | #VALUE! | #VALUE! | #VALUE! |  |  | #VALUE! | #VALUE! | 0 | 0 | 0.20123 | 0.20123 | #VALUE! | #VALUE! | #VALUE! | #VALUE! | 0 | 0 | 0.20123 | 0.20123 | #VALUE! | #VALUE! | #VALUE! | #VALUE! | 0 | 0 | 0.20123 | 0.20123 | #VALUE! | #VALUE! |  |  |  | #VALUE! | #VALUE! | #VALUE! | #VALUE! | #VALUE! | #VALUE! | #VALUE!
Thursday | 7 | 7 | 21 | 4509 | 0 | 0 | 0 | 0 | 0 | 0 | 0 | 0 | 0 | 0 | 0 | 0 | 0 | 0 | 0 | 0 | 0 | 0 | 0 | 0 | 0 | 0.492 | 0.646 | 0.62901 | 0.55323 | 0.62875 | 0.12328 | 0.71379 | 0.726 | 0 | 0 | 0 | 0 | 0 | 0 | 0 | 0 | 0 | 0 | 0 |  | 0 | 0 | 0 |  | #VALUE! | #VALUE! | #VALUE! | #VALUE! |  |  | #VALUE! | #VALUE! | 0 | 0 | 0.20123 | 0.20123 | #VALUE! | #VALUE! | #VALUE! | #VALUE! | 0 | 0 | 0.20123 | 0.20123 | #VALUE! | #VALUE! | #VALUE! | #VALUE! | 0 | 0 | 0.20123 | 0.20123 | #VALUE! | #VALUE! |  |  |  | #VALUE! | #VALUE! | #VALUE! | #VALUE! | #VALUE! | #VALUE! | #VALUE!
Thursday | 7 | 7 | 22 | 4510 | 0 | 0 | 0 | 0 | 0 | 0 | 0 | 0 | 0 | 0 | 0 | 0 | 0 | 0 | 0 | 0 | 0 | 0 | 0 | 0 | 0 | 0.44 | 0.57542 | 0.58244 | 0.48891 | 0.564 | 0.10007 | 0.64234 | 0.678 | 0 | 0 | 0 | 0 | 0 | 0 | 0 | 0 | 0 | 0 | 0 |  | 0 | 0 | 0 |  | #VALUE! | #VALUE! | #VALUE! | #VALUE! |  |  | #VALUE! | #VALUE! | 0 | 0 | 0.20123 | 0.20123 | #VALUE! | #VALUE! | #VALUE! | #VALUE! | 0 | 0 | 0.20123 | 0.20123 | #VALUE! | #VALUE! | #VALUE! | #VALUE! | 0 | 0 | 0.20123 | 0.20123 | #VALUE! | #VALUE! |  |  |  | #VALUE! | #VALUE! | #VALUE! | #VALUE! | #VALUE! | #VALUE! | #VALUE!
Thursday | 7 | 7 | 23 | 4511 | 0 | 0 | 0 | 0 | 0 | 0 | 0 | 0 | 0 | 0 | 0 | 0 | 0 | 0 | 0 | 0 | 0 | 0 | 0 | 0 | 0 | 0.415 | 0.5585 | 0.54908 | 0.48946 | 0.56825 | 0.08721 | 0.62613 | 0.672 | 0 | 0 | 0 | 0 | 0 | 0 | 0 | 0 | 0 | 0 | 0 |  | 0 | 0 | 0 |  | #VALUE! | #VALUE! | #VALUE! | #VALUE! |  |  | #VALUE! | #VALUE! | 0 | 0 | 0.20123 | 0.20123 | #VALUE! | #VALUE! | #VALUE! | #VALUE! | 0 | 0 | 0.20123 | 0.20123 | #VALUE! | #VALUE! | #VALUE! | #VALUE! | 0 | 0 | 0.20123 | 0.20123 | #VALUE! | #VALUE! |  |  |  | #VALUE! | #VALUE! | #VALUE! | #VALUE! | #VALUE! | #VALUE! | #VALUE!
Thursday | 7 | 7 | 24 | 4512 | 0 | 0 | 0 | 0 | 0 | 0 | 0 | 0 | 0 | 0 | 0 | 0 | 0 | 0 | 0 | 0 | 0 | 0 | 0 | 0 | 0 | 0.396 | 0.54233 | 0.40315 | 0.47656 | 0.5135 | 0.076983 | 0.61336 | 0.67 | 0 | 0 | 0 | 0 | 0 | 0 | 0 | 0 | 0 | 0 | 0 |  | 0 | 0 | 0 |  | #VALUE! | #VALUE! | #VALUE! | #VALUE! |  |  | #VALUE! | #VALUE! | 0 | 0 | 0.20123 | 0.20123 | #VALUE! | #VALUE! | #VALUE! | #VALUE! | 0 | 0 | 0.20123 | 0.20123 | #VALUE! | #VALUE! | #VALUE! | #VALUE! | 0 | 0 | 0.20123 | 0.20123 | #VALUE! | #VALUE! |  |  |  | #VALUE! | #VALUE! | #VALUE! | #VALUE! | #VALUE! | #VALUE! | #VALUE!
Friday | 7 | 8 | 1 | 4513 | 0 | 0 | 0 | 0 | 0 | 0 | 0 | 0 | 0 | 0 | 0 | 0 | 0 | 0 | 0 | 0 | 0 | 0 | 0 | 0 | 0 | 0.37 | 0.51033 | 0.37503 | 0.45214 | 0.51975 | 0.065668 | 0.58203 | 0.65 | 0 | 0 | 0 | 0 | 0 | 0 | 0 | 0 | 0 | 0 | 0 |  | 0 | 0 | 0 |  | #VALUE! | #VALUE! | #VALUE! | #VALUE! |  |  | #VALUE! | #VALUE! | 0 | 0 | 0.20123 | 0.20123 | #VALUE! | #VALUE! | #VALUE! | #VALUE! | 0 | 0 | 0.20123 | 0.20123 | #VALUE! | #VALUE! | #VALUE! | #VALUE! | 0 | 0 | 0.20123 | 0.20123 | #VALUE! | #VALUE! |  |  |  | #VALUE! | #VALUE! | #VALUE! | #VALUE! | #VALUE! | #VALUE! | #VALUE!
Friday | 7 | 8 | 2 | 4514 | 0 | 0 | 0 | 0 | 0 | 0 | 0 | 0 | 0 | 0 | 0 | 0 | 0 | 0 | 0 | 0 | 0 | 0 | 0 | 0 | 0 | 0.345 | 0.48925 | 0.34599 | 0.43581 | 0.518 | 0.087431 | 0.56024 | 0.639 | 0 | 0 | 0 | 0 | 0 | 0 | 0 | 0 | 0 | 0 | 0 |  | 0 | 0 | 0 |  | #VALUE! | #VALUE! | #VALUE! | #VALUE! |  |  | #VALUE! | #VALUE! | 0 | 0 | 0.20123 | 0.20123 | #VALUE! | #VALUE! | #VALUE! | #VALUE! | 0 | 0 | 0.20123 | 0.20123 | #VALUE! | #VALUE! | #VALUE! | #VALUE! | 0 | 0 | 0.20123 | 0.20123 | #VALUE! | #VALUE! |  |  |  | #VALUE! | #VALUE! | #VALUE! | #VALUE! | #VALUE! | #VALUE! | #VALUE!
Friday | 7 | 8 | 3 | 4515 | 0 | 0 | 0 | 0 | 0 | 0 | 0 | 0 | 0 | 0 | 0 | 0 | 0 | 0 | 0 | 0 | 0 | 0 | 0 | 0 | 0 | 0.3315 | 0.47858 | 0.33649 | 0.42743 | 0.4965 | 0.088143 | 0.55065 | 0.638 | 0 | 0 | 0 | 0 | 0 | 0 | 0 | 0 | 0 | 0 | 0 |  | 0 | 0 | 0 |  | #VALUE! | #VALUE! | #VALUE! | #VALUE! |  |  | #VALUE! | #VALUE! | 0 | 0 | 0.20123 | 0.20123 | #VALUE! | #VALUE! | #VALUE! | #VALUE! | 0 | 0 | 0.20123 | 0.20123 | #VALUE! | #VALUE! | #VALUE! | #VALUE! | 0 | 0 | 0.20123 | 0.20123 | #VALUE! | #VALUE! |  |  |  | #VALUE! | #VALUE! | #VALUE! | #VALUE! | #VALUE! | #VALUE! | #VALUE!
Friday | 7 | 8 | 4 | 4516 | 0 | 0 | 0 | 0 | 0 | 0 | 0 | 0 | 0 | 0 | 0 | 0 | 0 | 0 | 0 | 0 | 0 | 0 | 0 | 0 | 0 | 0.3055 | 0.44875 | 0.42081 | 0.40048 | 0.4905 | 0.082019 | 0.51625 | 0.614 | 0 | 0 | 0 | 0 | 0 | 0 | 0 | 0 | 0 | 0 | 0 |  | 0 | 0 | 0 |  | #VALUE! | #VALUE! | #VALUE! | #VALUE! |  |  | #VALUE! | #VALUE! | 0 | 0 | 0.20123 | 0.20123 | #VALUE! | #VALUE! | #VALUE! | #VALUE! | 0 | 0 | 0.20123 | 0.20123 | #VALUE! | #VALUE! | #VALUE! | #VALUE! | 0 | 0 | 0.20123 | 0.20123 | #VALUE! | #VALUE! |  |  |  | #VALUE! | #VALUE! | #VALUE! | #VALUE! | #VALUE! | #VALUE! | #VALUE!
Friday | 7 | 8 | 5 | 4517 | 0 | 0 | 0 | 0 | 0 | 0 | 0 | 0 | 0 | 0 | 0 | 0 | 0 | 0 | 0 | 0 | 0 | 0 | 0 | 0 | 0 | 0.302 | 0.45125 | 0.44034 | 0.41628 | 0.48525 | 0.082066 | 0.51962 | 0.618 | 0 | 0 | 0 | 0 | 0 | 0 | 0 | 0 | 0 | 0 | 0 |  | 0 | 0 | 0 |  | #VALUE! | #VALUE! | #VALUE! | #VALUE! |  |  | #VALUE! | #VALUE! | 0 | 0 | 0.20123 | 0.20123 | #VALUE! | #VALUE! | #VALUE! | #VALUE! | 0 | 0 | 0.20123 | 0.20123 | #VALUE! | #VALUE! | #VALUE! | #VALUE! | 0 | 0 | 0.20123 | 0.20123 | #VALUE! | #VALUE! |  |  |  | #VALUE! | #VALUE! | #VALUE! | #VALUE! | #VALUE! | #VALUE! | #VALUE!
Friday | 7 | 8 | 6 | 4518 | 0 | 0 | 0 | 0 | 0 | 0 | 0 | 0 | 0 | 0 | 0 | 0 | 0 | 0 | 0 | 0 | 0 | 0 | 0 | 0 | 0 | 0.3295 | 0.48925 | 0.48333 | 0.47432 | 0.47075 | 0.095444 | 0.56334 | 0.657 | 0 | 0 | 0 | 0 | 0 | 0 | 0 | 0 | 0 | 0 | 0 |  | 0 | 0 | 0 |  | #VALUE! | #VALUE! | #VALUE! | #VALUE! |  |  | #VALUE! | #VALUE! | 0 | 0 | 0.20123 | 0.20123 | #VALUE! | #VALUE! | #VALUE! | #VALUE! | 0 | 0 | 0.20123 | 0.20123 | #VALUE! | #VALUE! | #VALUE! | #VALUE! | 0 | 0 | 0.20123 | 0.20123 | #VALUE! | #VALUE! |  |  |  | #VALUE! | #VALUE! | #VALUE! | #VALUE! | #VALUE! | #VALUE! | #VALUE!
Friday | 7 | 8 | 7 | 4519 | 0 | 0 | 0 | 0 | 0 | 0 | 0 | 0 | 0 | 0 | 0 | 0 | 0 | 0 | 0 | 0 | 0 | 0 | 0 | 0 | 0 | 0.364 | 0.52575 | 0.53231 | 0.55289 | 0.53975 | 0.10259 | 0.60119 | 0.689 | 0 | 0 | 0 | 0 | 0 | 0 | 0 | 0 | 0 | 0 | 0 |  | 0 | 0 | 0 |  | #VALUE! | #VALUE! | #VALUE! | #VALUE! |  |  | #VALUE! | #VALUE! | 0 | 0 | 0.20123 | 0.20123 | #VALUE! | #VALUE! | #VALUE! | #VALUE! | 0 | 0 | 0.20123 | 0.20123 | #VALUE! | #VALUE! | #VALUE! | #VALUE! | 0 | 0 | 0.20123 | 0.20123 | #VALUE! | #VALUE! |  |  |  | #VALUE! | #VALUE! | #VALUE! | #VALUE! | #VALUE! | #VALUE! | #VALUE!
Friday | 7 | 8 | 8 | 4520 | 0 | 0 | 0 | 0 | 0 | 0 | 0 | 0 | 0 | 0 | 0 | 0 | 0 | 0 | 0 | 0 | 0 | 0 | 0 | 0 | 0 | 0.4205 | 0.60725 | 0.58765 | 0.66761 | 0.6405 | 0.11519 | 0.67684 | 0.747 | 0 | 0 | 0 | 0 | 0 | 0 | 0 | 0 | 0 | 0 | 0 |  | 0 | 0 | 0 |  | #VALUE! | #VALUE! | #VALUE! | #VALUE! |  |  | #VALUE! | #VALUE! | 0 | 0 | 0.20123 | 0.20123 | #VALUE! | #VALUE! | #VALUE! | #VALUE! | 0 | 0 | 0.20123 | 0.20123 | #VALUE! | #VALUE! | #VALUE! | #VALUE! | 0 | 0 | 0.20123 | 0.20123 | #VALUE! | #VALUE! |  |  |  | #VALUE! | #VALUE! | #VALUE! | #VALUE! | #VALUE! | #VALUE! | #VALUE!
Friday | 7 | 8 | 9 | 4521 | 0 | 0 | 0 | 0 | 0 | 0 | 0 | 0 | 0 | 0 | 0 | 0 | 0 | 0 | 0 | 0 | 0 | 0 | 0 | 0 | 0 | 0.475 | 0.67883 | 0.65616 | 0.72401 | 0.74125 | 0.085863 | 0.73669 | 0.791 | 0 | 0 | 0 | 0 | 0 | 0 | 0 | 0 | 0 | 0 | 0 |  | 0 | 0 | 0 |  | #VALUE! | #VALUE! | #VALUE! | #VALUE! |  |  | #VALUE! | #VALUE! | 0 | 0 | 0.20123 | 0.20123 | #VALUE! | #VALUE! | #VALUE! | #VALUE! | 0 | 0 | 0.20123 | 0.20123 | #VALUE! | #VALUE! | #VALUE! | #VALUE! | 0 | 0 | 0.20123 | 0.20123 | #VALUE! | #VALUE! |  |  |  | #VALUE! | #VALUE! | #VALUE! | #VALUE! | #VALUE! | #VALUE! | #VALUE!
Friday | 7 | 8 | 10 | 4522 | 0 | 0 | 0 | 0 | 0 | 0 | 0 | 0 | 0 | 0 | 0 | 0 | 0 | 0 | 0 | 0 | 0 | 0 | 0 | 0 | 0 | 0.524 | 0.74142 | 0.70982 | 0.77072 | 0.82725 | 0.21141 | 0.78309 | 0.821 | 0 | 0 | 0 | 0 | 0 | 0 | 0 | 0 | 0 | 0 | 0 |  | 0 | 0 | 0 |  | #VALUE! | #VALUE! | #VALUE! | #VALUE! |  |  | #VALUE! | #VALUE! | 0 | 0 | 0.20123 | 0.20123 | #VALUE! | #VALUE! | #VALUE! | #VALUE! | 0 | 0 | 0.20123 | 0.20123 | #VALUE! | #VALUE! | #VALUE! | #VALUE! | 0 | 0 | 0.20123 | 0.20123 | #VALUE! | #VALUE! |  |  |  | #VALUE! | #VALUE! | #VALUE! | #VALUE! | #VALUE! | #VALUE! | #VALUE!
Friday | 7 | 8 | 11 | 4523 | 0 | 0 | 0 | 0 | 0 | 0 | 0 | 0 | 0 | 0 | 0 | 0 | 0 | 0 | 0 | 0 | 0 | 0 | 0 | 0 | 0 | 0.563 | 0.78533 | 0.74918 | 0.7881 | 0.86575 | 0.24218 | 0.81883 | 0.848 | 0 | 0 | 0 | 0 | 0 | 0 | 0 | 0 | 0 | 0 | 0 |  | 0 | 0 | 0 |  | #VALUE! | #VALUE! | #VALUE! | #VALUE! |  |  | #VALUE! | #VALUE! | 0 | 0 | 0.20123 | 0.20123 | #VALUE! | #VALUE! | #VALUE! | #VALUE! | 0 | 0 | 0.20123 | 0.20123 | #VALUE! | #VALUE! | #VALUE! | #VALUE! | 0 | 0 | 0.20123 | 0.20123 | #VALUE! | #VALUE! |  |  |  | #VALUE! | #VALUE! | #VALUE! | #VALUE! | #VALUE! | #VALUE! | #VALUE!
Friday | 7 | 8 | 12 | 4524 | 0 | 0 | 0 | 0 | 0 | 0 | 0 | 0 | 0 | 0 | 0 | 0 | 0 | 0 | 0 | 0 | 0 | 0 | 0 | 0 | 0 | 0.5835 | 0.79992 | 0.76301 | 0.77461 | 0.82675 | 0.28163 | 0.83187 | 0.857 | 0 | 0 | 0 | 0 | 0 | 0 | 0 | 0 | 0 | 0 | 0 |  | 0 | 0 | 0 |  | #VALUE! | #VALUE! | #VALUE! | #VALUE! |  |  | #VALUE! | #VALUE! | 0 | 0 | 0.20123 | 0.20123 | #VALUE! | #VALUE! | #VALUE! | #VALUE! | 0 | 0 | 0.20123 | 0.20123 | #VALUE! | #VALUE! | #VALUE! | #VALUE! | 0 | 0 | 0.20123 | 0.20123 | #VALUE! | #VALUE! |  |  |  | #VALUE! | #VALUE! | #VALUE! | #VALUE! | #VALUE! | #VALUE! | #VALUE!
Friday | 7 | 8 | 13 | 4525 | 0 | 0 | 0 | 0 | 0 | 0 | 0 | 0 | 0 | 0 | 0 | 0 | 0 | 0 | 0 | 0 | 0 | 0 | 0 | 0 | 0 | 0.6125 | 0.83925 | 0.79398 | 0.7909 | 0.92025 | 0.3391 | 0.85357 | 0.877 | 0 | 0 | 0 | 0 | 0 | 0 | 0 | 0 | 0 | 0 | 0 |  | 0 | 0 | 0 |  | #VALUE! | #VALUE! | #VALUE! | #VALUE! |  |  | #VALUE! | #VALUE! | 0 | 0 | 0.20123 | 0.20123 | #VALUE! | #VALUE! | #VALUE! | #VALUE! | 0 | 0 | 0.20123 | 0.20123 | #VALUE! | #VALUE! | #VALUE! | #VALUE! | 0 | 0 | 0.20123 | 0.20123 | #VALUE! | #VALUE! |  |  |  | #VALUE! | #VALUE! | #VALUE! | #VALUE! | #VALUE! | #VALUE! | #VALUE!
Friday | 7 | 8 | 14 | 4526 | 0 | 0 | 0 | 0 | 0 | 0 | 0 | 0 | 0 | 0 | 0 | 0 | 0 | 0 | 0 | 0 | 0 | 0 | 0 | 0 | 0 | 0.65 | 0.88367 | 0.83412 | 0.80966 | 0.84925 | 0.37567 | 0.88192 | 0.915 | 0 | 0 | 0 | 0 | 0 | 0 | 0 | 0 | 0 | 0 | 0 |  | 0 | 0 | 0 |  | #VALUE! | #VALUE! | #VALUE! | #VALUE! |  |  | #VALUE! | #VALUE! | 0 | 0 | 0.20123 | 0.20123 | #VALUE! | #VALUE! | #VALUE! | #VALUE! | 0 | 0 | 0.20123 | 0.20123 | #VALUE! | #VALUE! | #VALUE! | #VALUE! | 0 | 0 | 0.20123 | 0.20123 | #VALUE! | #VALUE! |  |  |  | #VALUE! | #VALUE! | #VALUE! | #VALUE! | #VALUE! | #VALUE! | #VALUE!
Friday | 7 | 8 | 15 | 4527 | 0 | 0 | 0 | 0 | 0 | 0 | 0 | 0 | 0 | 0 | 0 | 0 | 0 | 0 | 0 | 0 | 0 | 0 | 0 | 0 | 0 | 0.6545 | 0.87042 | 0.82524 | 0.77513 | 0.8815 | 0.44658 | 0.88129 | 0.906 | 0 | 0 | 0 | 0 | 0 | 0 | 0 | 0 | 0 | 0 | 0 |  | 0 | 0 | 0 |  | #VALUE! | #VALUE! | #VALUE! | #VALUE! |  |  | #VALUE! | #VALUE! | 0 | 0 | 0.20123 | 0.20123 | #VALUE! | #VALUE! | #VALUE! | #VALUE! | 0 | 0 | 0.20123 | 0.20123 | #VALUE! | #VALUE! | #VALUE! | #VALUE! | 0 | 0 | 0.20123 | 0.20123 | #VALUE! | #VALUE! |  |  |  | #VALUE! | #VALUE! | #VALUE! | #VALUE! | #VALUE! | #VALUE! | #VALUE!
Friday | 7 | 8 | 16 | 4528 | 0 | 0 | 0 | 0 | 0 | 0 | 0 | 0 | 0 | 0 | 0 | 0 | 0 | 0 | 0 | 0 | 0 | 0 | 0 | 0 | 0 | 0.6605 | 0.87967 | 0.82969 | 0.78351 | 0.87975 | 0.44492 | 0.88246 | 0.895 | 0 | 0 | 0 | 0 | 0 | 0 | 0 | 0 | 0 | 0 | 0 |  | 0 | 0 | 0 |  | #VALUE! | #VALUE! | #VALUE! | #VALUE! |  |  | #VALUE! | #VALUE! | 0 | 0 | 0.20123 | 0.20123 | #VALUE! | #VALUE! | #VALUE! | #VALUE! | 0 | 0 | 0.20123 | 0.20123 | #VALUE! | #VALUE! | #VALUE! | #VALUE! | 0 | 0 | 0.20123 | 0.20123 | #VALUE! | #VALUE! |  |  |  | #VALUE! | #VALUE! | #VALUE! | #VALUE! | #VALUE! | #VALUE! | #VALUE!
Friday | 7 | 8 | 17 | 4529 | 0 | 0 | 0 | 0 | 0 | 0 | 0 | 0 | 0 | 0 | 0 | 0 | 0 | 0 | 0 | 0 | 0 | 0 | 0 | 0 | 0 | 0.66 | 0.87308 | 0.82683 | 0.77543 | 0.92025 | 0.48059 | 0.88169 | 0.892 | 0 | 0 | 0 | 0 | 0 | 0 | 0 | 0 | 0 | 0 | 0 |  | 0 | 0 | 0 |  | #VALUE! | #VALUE! | #VALUE! | #VALUE! |  |  | #VALUE! | #VALUE! | 0 | 0 | 0.20123 | 0.20123 | #VALUE! | #VALUE! | #VALUE! | #VALUE! | 0 | 0 | 0.20123 | 0.20123 | #VALUE! | #VALUE! | #VALUE! | #VALUE! | 0 | 0 | 0.20123 | 0.20123 | #VALUE! | #VALUE! |  |  |  | #VALUE! | #VALUE! | #VALUE! | #VALUE! | #VALUE! | #VALUE! | #VALUE!
Friday | 7 | 8 | 18 | 4530 | 0 | 0 | 0 | 0 | 0 | 0 | 0 | 0 | 0 | 0 | 0 | 0 | 0 | 0 | 0 | 0 | 0 | 0 | 0 | 0 | 0 | 0.6445 | 0.85075 | 0.81057 | 0.75425 | 0.8505 | 0.48341 | 0.87127 | 0.879 | 0 | 0 | 0 | 0 | 0 | 0 | 0 | 0 | 0 | 0 | 0 |  | 0 | 0 | 0 |  | #VALUE! | #VALUE! | #VALUE! | #VALUE! |  |  | #VALUE! | #VALUE! | 0 | 0 | 0.20123 | 0.20123 | #VALUE! | #VALUE! | #VALUE! | #VALUE! | 0 | 0 | 0.20123 | 0.20123 | #VALUE! | #VALUE! | #VALUE! | #VALUE! | 0 | 0 | 0.20123 | 0.20123 | #VALUE! | #VALUE! |  |  |  | #VALUE! | #VALUE! | #VALUE! | #VALUE! | #VALUE! | #VALUE! | #VALUE!
Friday | 7 | 8 | 19 | 4531 | 0 | 0 | 0 | 0 | 0 | 0 | 0 | 0 | 0 | 0 | 0 | 0 | 0 | 0 | 0 | 0 | 0 | 0 | 0 | 0 | 0 | 0.6265 | 0.83075 | 0.79246 | 0.73357 | 0.8775 | 0.46205 | 0.86214 | 0.873 | 0 | 0 | 0 | 0 | 0 | 0 | 0 | 0 | 0 | 0 | 0 |  | 0 | 0 | 0 |  | #VALUE! | #VALUE! | #VALUE! | #VALUE! |  |  | #VALUE! | #VALUE! | 0 | 0 | 0.20123 | 0.20123 | #VALUE! | #VALUE! | #VALUE! | #VALUE! | 0 | 0 | 0.20123 | 0.20123 | #VALUE! | #VALUE! | #VALUE! | #VALUE! | 0 | 0 | 0.20123 | 0.20123 | #VALUE! | #VALUE! |  |  |  | #VALUE! | #VALUE! | #VALUE! | #VALUE! | #VALUE! | #VALUE! | #VALUE!
Friday | 7 | 8 | 20 | 4532 | 0 | 0 | 0 | 0 | 0 | 0 | 0 | 0 | 0 | 0 | 0 | 0 | 0 | 0 | 0 | 0 | 0 | 0 | 0 | 0 | 0 | 0.594 | 0.7925 | 0.7578 | 0.69925 | 0.832 | 0.38813 | 0.83823 | 0.854 | 0 | 0 | 0 | 0 | 0 | 0 | 0 | 0 | 0 | 0 | 0 |  | 0 | 0 | 0 |  | #VALUE! | #VALUE! | #VALUE! | #VALUE! |  |  | #VALUE! | #VALUE! | 0 | 0 | 0.20123 | 0.20123 | #VALUE! | #VALUE! | #VALUE! | #VALUE! | 0 | 0 | 0.20123 | 0.20123 | #VALUE! | #VALUE! | #VALUE! | #VALUE! | 0 | 0 | 0.20123 | 0.20123 | #VALUE! | #VALUE! |  |  |  | #VALUE! | #VALUE! | #VALUE! | #VALUE! | #VALUE! | #VALUE! | #VALUE!
Friday | 7 | 8 | 21 | 4533 | 0 | 0 | 0 | 0 | 0 | 0 | 0 | 0 | 0 | 0 | 0 | 0 | 0 | 0 | 0 | 0 | 0 | 0 | 0 | 0 | 0 | 0.5455 | 0.73108 | 0.70128 | 0.64223 | 0.8005 | 0.37343 | 0.79672 | 0.823 | 0 | 0 | 0 | 0 | 0 | 0 | 0 | 0 | 0 | 0 | 0 |  | 0 | 0 | 0 |  | #VALUE! | #VALUE! | #VALUE! | #VALUE! |  |  | #VALUE! | #VALUE! | 0 | 0 | 0.20123 | 0.20123 | #VALUE! | #VALUE! | #VALUE! | #VALUE! | 0 | 0 | 0.20123 | 0.20123 | #VALUE! | #VALUE! | #VALUE! | #VALUE! | 0 | 0 | 0.20123 | 0.20123 | #VALUE! | #VALUE! |  |  |  | #VALUE! | #VALUE! | #VALUE! | #VALUE! | #VALUE! | #VALUE! | #VALUE!
Friday | 7 | 8 | 22 | 4534 | 0 | 0 | 0 | 0 | 0 | 0 | 0 | 0 | 0 | 0 | 0 | 0 | 0 | 0 | 0 | 0 | 0 | 0 | 0 | 0 | 0 | 0.5055 | 0.68242 | 0.65484 | 0.60288 | 0.80625 | 0.31085 | 0.7566 | 0.792 | 0 | 0 | 0 | 0 | 0 | 0 | 0 | 0 | 0 | 0 | 0 |  | 0 | 0 | 0 |  | #VALUE! | #VALUE! | #VALUE! | #VALUE! |  |  | #VALUE! | #VALUE! | 0 | 0 | 0.20123 | 0.20123 | #VALUE! | #VALUE! | #VALUE! | #VALUE! | 0 | 0 | 0.20123 | 0.20123 | #VALUE! | #VALUE! | #VALUE! | #VALUE! | 0 | 0 | 0.20123 | 0.20123 | #VALUE! | #VALUE! |  |  |  | #VALUE! | #VALUE! | #VALUE! | #VALUE! | #VALUE! | #VALUE! | #VALUE!
Friday | 7 | 8 | 23 | 4535 | 0 | 0 | 0 | 0 | 0 | 0 | 0 | 0 | 0 | 0 | 0 | 0 | 0 | 0 | 0 | 0 | 0 | 0 | 0 | 0 | 0 | 0.4655 | 0.63975 | 0.6103 | 0.5635 | 0.8065 | 0.25632 | 0.71482 | 0.761 | 0 | 0 | 0 | 0 | 0 | 0 | 0 | 0 | 0 | 0 | 0 |  | 0 | 0 | 0 |  | #VALUE! | #VALUE! | #VALUE! | #VALUE! |  |  | #VALUE! | #VALUE! | 0 | 0 | 0.20123 | 0.20123 | #VALUE! | #VALUE! | #VALUE! | #VALUE! | 0 | 0 | 0.20123 | 0.20123 | #VALUE! | #VALUE! | #VALUE! | #VALUE! | 0 | 0 | 0.20123 | 0.20123 | #VALUE! | #VALUE! |  |  |  | #VALUE! | #VALUE! | #VALUE! | #VALUE! | #VALUE! | #VALUE! | #VALUE!
Friday | 7 | 8 | 24 | 4536 | 0 | 0 | 0 | 0 | 0 | 0 | 0 | 0 | 0 | 0 | 0 | 0 | 0 | 0 | 0 | 0 | 0 | 0 | 0 | 0 | 0 | 0.462 | 0.65842 | 0.47415 | 0.5851 | 0.7565 | 0.23445 | 0.72815 | 0.782 | 0 | 0 | 0 | 0 | 0 | 0 | 0 | 0 | 0 | 0 | 0 |  | 0 | 0 | 0 |  | #VALUE! | #VALUE! | #VALUE! | #VALUE! |  |  | #VALUE! | #VALUE! | 0 | 0 | 0.20123 | 0.20123 | #VALUE! | #VALUE! | #VALUE! | #VALUE! | 0 | 0 | 0.20123 | 0.20123 | #VALUE! | #VALUE! | #VALUE! | #VALUE! | 0 | 0 | 0.20123 | 0.20123 | #VALUE! | #VALUE! |  |  |  | #VALUE! | #VALUE! | #VALUE! | #VALUE! | #VALUE! | #VALUE! | #VALUE!
Saturday | 7 | 9 | 1 | 4537 | 0 | 0 | 0 | 0 | 0 | 0 | 0 | 0 | 0 | 0 | 0 | 0 | 0 | 0 | 0 | 0 | 0 | 0 | 0 | 0 | 0 | 0.427 | 0.61133 | 0.47792 | 0.53937 | 0.707 | 0.21767 | 0.69074 | 0.754 | 0 | 0 | 0 | 0 | 0 | 0 | 0 | 0 | 0 | 0 | 0 |  | 0 | 0 | 0 |  | #VALUE! | #VALUE! | #VALUE! | #VALUE! |  |  | #VALUE! | #VALUE! | 0 | 0 | 0.20123 | 0.20123 | #VALUE! | #VALUE! | #VALUE! | #VALUE! | 0 | 0 | 0.20123 | 0.20123 | #VALUE! | #VALUE! | #VALUE! | #VALUE! | 0 | 0 | 0.20123 | 0.20123 | #VALUE! | #VALUE! |  |  |  | #VALUE! | #VALUE! | #VALUE! | #VALUE! | #VALUE! | #VALUE! | #VALUE!
Saturday | 7 | 9 | 2 | 4538 | 0 | 0 | 0 | 0 | 0 | 0 | 0 | 0 | 0 | 0 | 0 | 0 | 0 | 0 | 0 | 0 | 0 | 0 | 0 | 0 | 0 | 0.412 | 0.60625 | 0.45998 | 0.55066 | 0.693 | 0.25465 | 0.68098 | 0.752 | 0 | 0 | 0 | 0 | 0 | 0 | 0 | 0 | 0 | 0 | 0 |  | 0 | 0 | 0 |  | #VALUE! | #VALUE! | #VALUE! | #VALUE! |  |  | #VALUE! | #VALUE! | 0 | 0 | 0.20123 | 0.20123 | #VALUE! | #VALUE! | #VALUE! | #VALUE! | 0 | 0 | 0.20123 | 0.20123 | #VALUE! | #VALUE! | #VALUE! | #VALUE! | 0 | 0 | 0.20123 | 0.20123 | #VALUE! | #VALUE! |  |  |  | #VALUE! | #VALUE! | #VALUE! | #VALUE! | #VALUE! | #VALUE! | #VALUE!
Saturday | 7 | 9 | 3 | 4539 | 0 | 0 | 0 | 0 | 0 | 0 | 0 | 0 | 0 | 0 | 0 | 0 | 0 | 0 | 0 | 0 | 0 | 0 | 0 | 0 | 0 | 0.3855 | 0.5725 | 0.42119 | 0.52362 | 0.65875 | 0.22156 | 0.65064 | 0.728 | 0 | 0 | 0 | 0 | 0 | 0 | 0 | 0 | 0 | 0 | 0 |  | 0 | 0 | 0 |  | #VALUE! | #VALUE! | #VALUE! | #VALUE! |  |  | #VALUE! | #VALUE! | 0 | 0 | 0.20123 | 0.20123 | #VALUE! | #VALUE! | #VALUE! | #VALUE! | 0 | 0 | 0.20123 | 0.20123 | #VALUE! | #VALUE! | #VALUE! | #VALUE! | 0 | 0 | 0.20123 | 0.20123 | #VALUE! | #VALUE! |  |  |  | #VALUE! | #VALUE! | #VALUE! | #VALUE! | #VALUE! | #VALUE! | #VALUE!
Saturday | 7 | 9 | 4 | 4540 | 0 | 0 | 0 | 0 | 0 | 0 | 0 | 0 | 0 | 0 | 0 | 0 | 0 | 0 | 0 | 0 | 0 | 0 | 0 | 0 | 0 | 0.374 | 0.57108 | 0.56321 | 0.52587 | 0.662 | 0.22562 | 0.64312 | 0.726 | 0 | 0 | 0 | 0 | 0 | 0 | 0 | 0 | 0 | 0 | 0 |  | 0 | 0 | 0 |  | #VALUE! | #VALUE! | #VALUE! | #VALUE! |  |  | #VALUE! | #VALUE! | 0 | 0 | 0.20123 | 0.20123 | #VALUE! | #VALUE! | #VALUE! | #VALUE! | 0 | 0 | 0.20123 | 0.20123 | #VALUE! | #VALUE! | #VALUE! | #VALUE! | 0 | 0 | 0.20123 | 0.20123 | #VALUE! | #VALUE! |  |  |  | #VALUE! | #VALUE! | #VALUE! | #VALUE! | #VALUE! | #VALUE! | #VALUE!
Saturday | 7 | 9 | 5 | 4541 | 0 | 0 | 0 | 0 | 0 | 0 | 0 | 0 | 0 | 0 | 0 | 0 | 0 | 0 | 0 | 0 | 0 | 0 | 0 | 0 | 0 | 0.3665 | 0.56592 | 0.56577 | 0.5265 | 0.658 | 0.21796 | 0.6385 | 0.725 | 0 | 0 | 0 | 0 | 0 | 0 | 0 | 0 | 0 | 0 | 0 |  | 0 | 0 | 0 |  | #VALUE! | #VALUE! | #VALUE! | #VALUE! |  |  | #VALUE! | #VALUE! | 0 | 0 | 0.20123 | 0.20123 | #VALUE! | #VALUE! | #VALUE! | #VALUE! | 0 | 0 | 0.20123 | 0.20123 | #VALUE! | #VALUE! | #VALUE! | #VALUE! | 0 | 0 | 0.20123 | 0.20123 | #VALUE! | #VALUE! |  |  |  | #VALUE! | #VALUE! | #VALUE! | #VALUE! | #VALUE! | #VALUE! | #VALUE!
Saturday | 7 | 9 | 6 | 4542 | 0 | 0 | 0 | 0 | 0 | 0 | 0 | 0 | 0 | 0 | 0 | 0 | 0 | 0 | 0 | 0 | 0 | 0 | 0 | 0 | 0 | 0.378 | 0.56683 | 0.56619 | 0.55303 | 0.678 | 0.2325 | 0.6403 | 0.725 | 0 | 0 | 0 | 0 | 0 | 0 | 0 | 0 | 0 | 0 | 0 |  | 0 | 0 | 0 |  | #VALUE! | #VALUE! | #VALUE! | #VALUE! |  |  | #VALUE! | #VALUE! | 0 | 0 | 0.20123 | 0.20123 | #VALUE! | #VALUE! | #VALUE! | #VALUE! | 0 | 0 | 0.20123 | 0.20123 | #VALUE! | #VALUE! | #VALUE! | #VALUE! | 0 | 0 | 0.20123 | 0.20123 | #VALUE! | #VALUE! |  |  |  | #VALUE! | #VALUE! | #VALUE! | #VALUE! | #VALUE! | #VALUE! | #VALUE!
Saturday | 7 | 9 | 7 | 4543 | 0 | 0 | 0 | 0 | 0 | 0 | 0 | 0 | 0 | 0 | 0 | 0 | 0 | 0 | 0 | 0 | 0 | 0 | 0 | 0 | 0 | 0.4215 | 0.63025 | 0.59915 | 0.64603 | 0.708 | 0.25108 | 0.69586 | 0.776 | 0 | 0 | 0 | 0 | 0 | 0 | 0 | 0 | 0 | 0 | 0 |  | 0 | 0 | 0 |  | #VALUE! | #VALUE! | #VALUE! | #VALUE! |  |  | #VALUE! | #VALUE! | 0 | 0 | 0.20123 | 0.20123 | #VALUE! | #VALUE! | #VALUE! | #VALUE! | 0 | 0 | 0.20123 | 0.20123 | #VALUE! | #VALUE! | #VALUE! | #VALUE! | 0 | 0 | 0.20123 | 0.20123 | #VALUE! | #VALUE! |  |  |  | #VALUE! | #VALUE! | #VALUE! | #VALUE! | #VALUE! | #VALUE! | #VALUE!
Saturday | 7 | 9 | 8 | 4544 | 0 | 0 | 0 | 0 | 0 | 0 | 0 | 0 | 0 | 0 | 0 | 0 | 0 | 0 | 0 | 0 | 0 | 0 | 0 | 0 | 0 | 0.449 | 0.65267 | 0.6312 | 0.6739 | 0.75525 | 0.26004 | 0.7208 | 0.791 | 0 | 0 | 0 | 0 | 0 | 0 | 0 | 0 | 0 | 0 | 0 |  | 0 | 0 | 0 |  | #VALUE! | #VALUE! | #VALUE! | #VALUE! |  |  | #VALUE! | #VALUE! | 0 | 0 | 0.20123 | 0.20123 | #VALUE! | #VALUE! | #VALUE! | #VALUE! | 0 | 0 | 0.20123 | 0.20123 | #VALUE! | #VALUE! | #VALUE! | #VALUE! | 0 | 0 | 0.20123 | 0.20123 | #VALUE! | #VALUE! |  |  |  | #VALUE! | #VALUE! | #VALUE! | #VALUE! | #VALUE! | #VALUE! | #VALUE!
Saturday | 7 | 9 | 9 | 4545 | 0 | 0 | 0 | 0 | 0 | 0 | 0 | 0 | 0 | 0 | 0 | 0 | 0 | 0 | 0 | 0 | 0 | 0 | 0 | 0 | 0 | 0.524 | 0.76417 | 0.73078 | 0.79126 | 0.84825 | 0.29367 | 0.80966 | 0.863 | 0 | 0 | 0 | 0 | 0 | 0 | 0 | 0 | 0 | 0 | 0 |  | 0 | 0 | 0 |  | #VALUE! | #VALUE! | #VALUE! | #VALUE! |  |  | #VALUE! | #VALUE! | 0 | 0 | 0.20123 | 0.20123 | #VALUE! | #VALUE! | #VALUE! | #VALUE! | 0 | 0 | 0.20123 | 0.20123 | #VALUE! | #VALUE! | #VALUE! | #VALUE! | 0 | 0 | 0.20123 | 0.20123 | #VALUE! | #VALUE! |  |  |  | #VALUE! | #VALUE! | #VALUE! | #VALUE! | #VALUE! | #VALUE! | #VALUE!
Saturday | 7 | 9 | 10 | 4546 | 0 | 0 | 0 | 0 | 0 | 0 | 0 | 0 | 0 | 0 | 0 | 0 | 0 | 0 | 0 | 0 | 0 | 0 | 0 | 0 | 0 | 0.5495 | 0.78017 | 0.74723 | 0.79045 | 0.8385 | 0.2935 | 0.82627 | 0.873 | 0 | 0 | 0 | 0 | 0 | 0 | 0 | 0 | 0 | 0 | 0 |  | 0 | 0 | 0 |  | #VALUE! | #VALUE! | #VALUE! | #VALUE! |  |  | #VALUE! | #VALUE! | 0 | 0 | 0.20123 | 0.20123 | #VALUE! | #VALUE! | #VALUE! | #VALUE! | 0 | 0 | 0.20123 | 0.20123 | #VALUE! | #VALUE! | #VALUE! | #VALUE! | 0 | 0 | 0.20123 | 0.20123 | #VALUE! | #VALUE! |  |  |  | #VALUE! | #VALUE! | #VALUE! | #VALUE! | #VALUE! | #VALUE! | #VALUE!
Saturday | 7 | 9 | 11 | 4547 | 0 | 0 | 0 | 0 | 0 | 0 | 0 | 0 | 0 | 0 | 0 | 0 | 0 | 0 | 0 | 0 | 0 | 0 | 0 | 0 | 0 | 0.5795 | 0.81642 | 0.77445 | 0.80537 | 0.9165 | 0.29971 | 0.84348 | 0.886 | 0 | 0 | 0 | 0 | 0 | 0 | 0 | 0 | 0 | 0 | 0 |  | 0 | 0 | 0 |  | #VALUE! | #VALUE! | #VALUE! | #VALUE! |  |  | #VALUE! | #VALUE! | 0 | 0 | 0.20123 | 0.20123 | #VALUE! | #VALUE! | #VALUE! | #VALUE! | 0 | 0 | 0.20123 | 0.20123 | #VALUE! | #VALUE! | #VALUE! | #VALUE! | 0 | 0 | 0.20123 | 0.20123 | #VALUE! | #VALUE! |  |  |  | #VALUE! | #VALUE! | #VALUE! | #VALUE! | #VALUE! | #VALUE! | #VALUE!
Saturday | 7 | 9 | 12 | 4548 | 0 | 0 | 0 | 0 | 0 | 0 | 0 | 0 | 0 | 0 | 0 | 0 | 0 | 0 | 0 | 0 | 0 | 0 | 0 | 0 | 0 | 0.635 | 0.88892 | 0.83506 | 0.8396 | 0.8545 | 0.29678 | 0.87713 | 0.926 | 0 | 0 | 0 | 0 | 0 | 0 | 0 | 0 | 0 | 0 | 0 |  | 0 | 0 | 0 |  | #VALUE! | #VALUE! | #VALUE! | #VALUE! |  |  | #VALUE! | #VALUE! | 0 | 0 | 0.20123 | 0.20123 | #VALUE! | #VALUE! | #VALUE! | #VALUE! | 0 | 0 | 0.20123 | 0.20123 | #VALUE! | #VALUE! | #VALUE! | #VALUE! | 0 | 0 | 0.20123 | 0.20123 | #VALUE! | #VALUE! |  |  |  | #VALUE! | #VALUE! | #VALUE! | #VALUE! | #VALUE! | #VALUE! | #VALUE!
Saturday | 7 | 9 | 13 | 4549 | 0 | 0 | 0 | 0 | 0 | 0 | 0 | 0 | 0 | 0 | 0 | 0 | 0 | 0 | 0 | 0 | 0 | 0 | 0 | 0 | 0 | 0.6175 | 0.84333 | 0.79775 | 0.77338 | 0.7455 | 0.27446 | 0.85577 | 0.888 | 0 | 0 | 0 | 0 | 0 | 0 | 0 | 0 | 0 | 0 | 0 |  | 0 | 0 | 0 |  | #VALUE! | #VALUE! | #VALUE! | #VALUE! |  |  | #VALUE! | #VALUE! | 0 | 0 | 0.20123 | 0.20123 | #VALUE! | #VALUE! | #VALUE! | #VALUE! | 0 | 0 | 0.20123 | 0.20123 | #VALUE! | #VALUE! | #VALUE! | #VALUE! | 0 | 0 | 0.20123 | 0.20123 | #VALUE! | #VALUE! |  |  |  | #VALUE! | #VALUE! | #VALUE! | #VALUE! | #VALUE! | #VALUE! | #VALUE!
Saturday | 7 | 9 | 14 | 4550 | 0 | 0 | 0 | 0 | 0 | 0 | 0 | 0 | 0 | 0 | 0 | 0 | 0 | 0 | 0 | 0 | 0 | 0 | 0 | 0 | 0 | 0.6235 | 0.84342 | 0.79884 | 0.76957 | 0.873 | 0.27008 | 0.85901 | 0.888 | 0 | 0 | 0 | 0 | 0 | 0 | 0 | 0 | 0 | 0 | 0 |  | 0 | 0 | 0 |  | #VALUE! | #VALUE! | #VALUE! | #VALUE! |  |  | #VALUE! | #VALUE! | 0 | 0 | 0.20123 | 0.20123 | #VALUE! | #VALUE! | #VALUE! | #VALUE! | 0 | 0 | 0.20123 | 0.20123 | #VALUE! | #VALUE! | #VALUE! | #VALUE! | 0 | 0 | 0.20123 | 0.20123 | #VALUE! | #VALUE! |  |  |  | #VALUE! | #VALUE! | #VALUE! | #VALUE! | #VALUE! | #VALUE! | #VALUE!
Saturday | 7 | 9 | 15 | 4551 | 0 | 0 | 0 | 0 | 0 | 0 | 0 | 0 | 0 | 0 | 0 | 0 | 0 | 0 | 0 | 0 | 0 | 0 | 0 | 0 | 0 | 0.613 | 0.81567 | 0.77768 | 0.73956 | 0.82025 | 0.21398 | 0.84723 | 0.868 | 0 | 0 | 0 | 0 | 0 | 0 | 0 | 0 | 0 | 0 | 0 |  | 0 | 0 | 0 |  | #VALUE! | #VALUE! | #VALUE! | #VALUE! |  |  | #VALUE! | #VALUE! | 0 | 0 | 0.20123 | 0.20123 | #VALUE! | #VALUE! | #VALUE! | #VALUE! | 0 | 0 | 0.20123 | 0.20123 | #VALUE! | #VALUE! | #VALUE! | #VALUE! | 0 | 0 | 0.20123 | 0.20123 | #VALUE! | #VALUE! |  |  |  | #VALUE! | #VALUE! | #VALUE! | #VALUE! | #VALUE! | #VALUE! | #VALUE!
Saturday | 7 | 9 | 16 | 4552 | 0 | 0 | 0 | 0 | 0 | 0 | 0 | 0 | 0 | 0 | 0 | 0 | 0 | 0 | 0 | 0 | 0 | 0 | 0 | 0 | 0 | 0.5935 | 0.77567 | 0.74443 | 0.69813 | 0.817 | 0.24642 | 0.81719 | 0.827 | 0 | 0 | 0 | 0 | 0 | 0 | 0 | 0 | 0 | 0 | 0 |  | 0 | 0 | 0 |  | #VALUE! | #VALUE! | #VALUE! | #VALUE! |  |  | #VALUE! | #VALUE! | 0 | 0 | 0.20123 | 0.20123 | #VALUE! | #VALUE! | #VALUE! | #VALUE! | 0 | 0 | 0.20123 | 0.20123 | #VALUE! | #VALUE! | #VALUE! | #VALUE! | 0 | 0 | 0.20123 | 0.20123 | #VALUE! | #VALUE! |  |  |  | #VALUE! | #VALUE! | #VALUE! | #VALUE! | #VALUE! | #VALUE! | #VALUE!
Saturday | 7 | 9 | 17 | 4553 | 0 | 0 | 0 | 0 | 0 | 0 | 0 | 0 | 0 | 0 | 0 | 0 | 0 | 0 | 0 | 0 | 0 | 0 | 0 | 0 | 0 | 0.5625 | 0.71575 | 0.69521 | 0.63723 | 0.67275 | 0.25617 | 0.76822 | 0.766 | 0 | 0 | 0 | 0 | 0 | 0 | 0 | 0 | 0 | 0 | 0 |  | 0 | 0 | 0 |  | #VALUE! | #VALUE! | #VALUE! | #VALUE! |  |  | #VALUE! | #VALUE! | 0 | 0 | 0.20123 | 0.20123 | #VALUE! | #VALUE! | #VALUE! | #VALUE! | 0 | 0 | 0.20123 | 0.20123 | #VALUE! | #VALUE! | #VALUE! | #VALUE! | 0 | 0 | 0.20123 | 0.20123 | #VALUE! | #VALUE! |  |  |  | #VALUE! | #VALUE! | #VALUE! | #VALUE! | #VALUE! | #VALUE! | #VALUE!
Saturday | 7 | 9 | 18 | 4554 | 0 | 0 | 0 | 0 | 0 | 0 | 0 | 0 | 0 | 0 | 0 | 0 | 0 | 0 | 0 | 0 | 0 | 0 | 0 | 0 | 0 | 0.5685 | 0.74542 | 0.71947 | 0.67376 | 0.673 | 0.25338 | 0.78354 | 0.772 | 0 | 0 | 0 | 0 | 0 | 0 | 0 | 0 | 0 | 0 | 0 |  | 0 | 0 | 0 |  | #VALUE! | #VALUE! | #VALUE! | #VALUE! |  |  | #VALUE! | #VALUE! | 0 | 0 | 0.20123 | 0.20123 | #VALUE! | #VALUE! | #VALUE! | #VALUE! | 0 | 0 | 0.20123 | 0.20123 | #VALUE! | #VALUE! | #VALUE! | #VALUE! | 0 | 0 | 0.20123 | 0.20123 | #VALUE! | #VALUE! |  |  |  | #VALUE! | #VALUE! | #VALUE! | #VALUE! | #VALUE! | #VALUE! | #VALUE!
Saturday | 7 | 9 | 19 | 4555 | 0 | 0 | 0 | 0 | 0 | 0 | 0 | 0 | 0 | 0 | 0 | 0 | 0 | 0 | 0 | 0 | 0 | 0 | 0 | 0 | 0 | 0.5275 | 0.66358 | 0.65475 | 0.58804 | 0.63275 | 0.18699 | 0.72035 | 0.719 | 0 | 0 | 0 | 0 | 0 | 0 | 0 | 0 | 0 | 0 | 0 |  | 0 | 0 | 0 |  | #VALUE! | #VALUE! | #VALUE! | #VALUE! |  |  | #VALUE! | #VALUE! | 0 | 0 | 0.20123 | 0.20123 | #VALUE! | #VALUE! | #VALUE! | #VALUE! | 0 | 0 | 0.20123 | 0.20123 | #VALUE! | #VALUE! | #VALUE! | #VALUE! | 0 | 0 | 0.20123 | 0.20123 | #VALUE! | #VALUE! |  |  |  | #VALUE! | #VALUE! | #VALUE! | #VALUE! | #VALUE! | #VALUE! | #VALUE!
Saturday | 7 | 9 | 20 | 4556 | 0 | 0 | 0 | 0 | 0 | 0 | 0 | 0 | 0 | 0 | 0 | 0 | 0 | 0 | 0 | 0 | 0 | 0 | 0 | 0 | 0 | 0.4575 | 0.56967 | 0.57596 | 0.50629 | 0.4265 | 0.097634 | 0.62619 | 0.644 | 0 | 0 | 0 | 0 | 0 | 0 | 0 | 0 | 0 | 0 | 0 |  | 0 | 0 | 0 |  | #VALUE! | #VALUE! | #VALUE! | #VALUE! |  |  | #VALUE! | #VALUE! | 0 | 0 | 0.20123 | 0.20123 | #VALUE! | #VALUE! | #VALUE! | #VALUE! | 0 | 0 | 0.20123 | 0.20123 | #VALUE! | #VALUE! | #VALUE! | #VALUE! | 0 | 0 | 0.20123 | 0.20123 | #VALUE! | #VALUE! |  |  |  | #VALUE! | #VALUE! | #VALUE! | #VALUE! | #VALUE! | #VALUE! | #VALUE!
Saturday | 7 | 9 | 21 | 4557 | 0 | 0 | 0 | 0 | 0 | 0 | 0 | 0 | 0 | 0 | 0 | 0 | 0 | 0 | 0 | 0 | 0 | 0 | 0 | 0 | 0 | 0.375 | 0.39275 | 0.34521 | 0.42945 | 0.1845 | 0.066996 | 0.43724 | 0.465 | 0 | 0 | 0 | 0 | 0 | 0 | 0 | 0 | 0 | 0 | 0 |  | 0 | 0 | 0 |  | #VALUE! | #VALUE! | #VALUE! | #VALUE! |  |  | #VALUE! | #VALUE! | 0 | 0 | 0.20123 | 0.20123 | #VALUE! | #VALUE! | #VALUE! | #VALUE! | 0 | 0 | 0.20123 | 0.20123 | #VALUE! | #VALUE! | #VALUE! | #VALUE! | 0 | 0 | 0.20123 | 0.20123 | #VALUE! | #VALUE! |  |  |  | #VALUE! | #VALUE! | #VALUE! | #VALUE! | #VALUE! | #VALUE! | #VALUE!
Saturday | 7 | 9 | 22 | 4558 | 0 | 0 | 0 | 0 | 0 | 0 | 0 | 0 | 0 | 0 | 0 | 0 | 0 | 0 | 0 | 0 | 0 | 0 | 0 | 0 | 0 | 0.3365 | 0.30675 | 0.23183 | 0.20598 | 0.10375 | 0.049719 | 0.35197 | 0.416 | 0 | 0 | 0 | 0 | 0 | 0 | 0 | 0 | 0 | 0 | 0 |  | 0 | 0 | 0 |  | #VALUE! | #VALUE! | #VALUE! | #VALUE! |  |  | #VALUE! | #VALUE! | 0 | 0 | 0.20123 | 0.20123 | #VALUE! | #VALUE! | #VALUE! | #VALUE! | 0 | 0 | 0.20123 | 0.20123 | #VALUE! | #VALUE! | #VALUE! | #VALUE! | 0 | 0 | 0.20123 | 0.20123 | #VALUE! | #VALUE! |  |  |  | #VALUE! | #VALUE! | #VALUE! | #VALUE! | #VALUE! | #VALUE! | #VALUE!
Saturday | 7 | 9 | 23 | 4559 | 0 | 0 | 0 | 0 | 0 | 0 | 0 | 0 | 0 | 0 | 0 | 0 | 0 | 0 | 0 | 0 | 0 | 0 | 0 | 0 | 0 | 0 | 0.035583 | 0.029379 | 0.15079 | 0.069 | 0.0024283 | 0.19731 | 0.324 | 0 | 0 | 0 | 0 | 0 | 0 | 0 | 0 | 0 | 0 | 0 |  | 0 | 0 | 0 |  | #VALUE! | #VALUE! | #VALUE! | #VALUE! |  |  | #VALUE! | #VALUE! | 0 | 0 | 0.20123 | 0.20123 | #VALUE! | #VALUE! | #VALUE! | #VALUE! | 0 | 0 | 0.20123 | 0.20123 | #VALUE! | #VALUE! | #VALUE! | #VALUE! | 0 | 0 | 0.20123 | 0.20123 | #VALUE! | #VALUE! |  |  |  | #VALUE! | #VALUE! | #VALUE! | #VALUE! | #VALUE! | #VALUE! | #VALUE!
Saturday | 7 | 9 | 24 | 4560 | 0 | 0 | 0 | 0 | 0 | 0 | 0 | 0 | 0 | 0 | 0 | 0 | 0 | 0 | 0 | 0 | 0 | 0 | 0 | 0 | 0 | 0 | 0 | 0 | 0.034453 | 0.03025 | 0.00064754 | 0.10514 | 0.228 | 0 | 0 | 0 | 0 | 0 | 0 | 0 | 0 | 0 | 0 | 0 |  | 0 | 0 | 0 |  | #VALUE! | #VALUE! | #VALUE! | #VALUE! |  |  | #VALUE! | #VALUE! | 0 | 0 | 0.20123 | 0.20123 | #VALUE! | #VALUE! | #VALUE! | #VALUE! | 0 | 0 | 0.20123 | 0.20123 | #VALUE! | #VALUE! | #VALUE! | #VALUE! | 0 | 0 | 0.20123 | 0.20123 | #VALUE! | #VALUE! |  |  |  | #VALUE! | #VALUE! | #VALUE! | #VALUE! | #VALUE! | #VALUE! | #VALUE!
Sunday | 7 | 10 | 1 | 4561 | 0 | 0 | 0 | 0 | 0 | 0 | 0 | 0 | 0 | 0 | 0 | 0 | 0 | 0 | 0 | 0 | 0 | 0 | 0 | 0 | 0 | 0 | 0 | 0 | 0.03453 | 0.016 | 8.0943e-05 | 0.085031 | 0.217 | 0 | 0 | 0 | 0 | 0 | 0 | 0 | 0 | 0 | 0 | 0 |  | 0 | 0 | 0 |  | #VALUE! | #VALUE! | #VALUE! | #VALUE! |  |  | #VALUE! | #VALUE! | 0 | 0 | 0.20123 | 0.20123 | #VALUE! | #VALUE! | #VALUE! | #VALUE! | 0 | 0 | 0.20123 | 0.20123 | #VALUE! | #VALUE! | #VALUE! | #VALUE! | 0 | 0 | 0.20123 | 0.20123 | #VALUE! | #VALUE! |  |  |  | #VALUE! | #VALUE! | #VALUE! | #VALUE! | #VALUE! | #VALUE! | #VALUE!
Sunday | 7 | 10 | 2 | 4562 | 0 | 0 | 0 | 0 | 0 | 0 | 0 | 0 | 0 | 0 | 0 | 0 | 0 | 0 | 0 | 0 | 0 | 0 | 0 | 0 | 0 | 0 | 0 | 0 | 0.031498 | 0.003 | 0 | 0.045396 | 0.139 | 0 | 0 | 0 | 0 | 0 | 0 | 0 | 0 | 0 | 0 | 0 |  | 0 | 0 | 0 |  | #VALUE! | #VALUE! | #VALUE! | #VALUE! |  |  | #VALUE! | #VALUE! | 0 | 0 | 0.20123 | 0.20123 | #VALUE! | #VALUE! | #VALUE! | #VALUE! | 0 | 0 | 0.20123 | 0.20123 | #VALUE! | #VALUE! | #VALUE! | #VALUE! | 0 | 0 | 0.20123 | 0.20123 | #VALUE! | #VALUE! |  |  |  | #VALUE! | #VALUE! | #VALUE! | #VALUE! | #VALUE! | #VALUE! | #VALUE!
Sunday | 7 | 10 | 3 | 4563 | 0 | 0 | 0 | 0 | 0 | 0 | 0 | 0 | 0 | 0 | 0 | 0 | 0 | 0 | 0 | 0 | 0 | 0 | 0 | 0 | 0 | 0 | 0 | 0 | 0.032801 | 0 | 0 | 0.035186 | 0.133 | 0 | 0 | 0 | 0 | 0 | 0 | 0 | 0 | 0 | 0 | 0 |  | 0 | 0 | 0 |  | #VALUE! | #VALUE! | #VALUE! | #VALUE! |  |  | #VALUE! | #VALUE! | 0 | 0 | 0.20123 | 0.20123 | #VALUE! | #VALUE! | #VALUE! | #VALUE! | 0 | 0 | 0.20123 | 0.20123 | #VALUE! | #VALUE! | #VALUE! | #VALUE! | 0 | 0 | 0.20123 | 0.20123 | #VALUE! | #VALUE! |  |  |  | #VALUE! | #VALUE! | #VALUE! | #VALUE! | #VALUE! | #VALUE! | #VALUE!
Sunday | 7 | 10 | 4 | 4564 | 0 | 0 | 0 | 0 | 0 | 0 | 0 | 0 | 0 | 0 | 0 | 0 | 0 | 0 | 0 | 0 | 0 | 0 | 0 | 0 | 0 | 0 | 0 | 0 | 0.03217 | 0 | 0 | 0.047436 | 0.172 | 0 | 0 | 0 | 0 | 0 | 0 | 0 | 0 | 0 | 0 | 0 |  | 0 | 0 | 0 |  | #VALUE! | #VALUE! | #VALUE! | #VALUE! |  |  | #VALUE! | #VALUE! | 0 | 0 | 0.20123 | 0.20123 | #VALUE! | #VALUE! | #VALUE! | #VALUE! | 0 | 0 | 0.20123 | 0.20123 | #VALUE! | #VALUE! | #VALUE! | #VALUE! | 0 | 0 | 0.20123 | 0.20123 | #VALUE! | #VALUE! |  |  |  | #VALUE! | #VALUE! | #VALUE! | #VALUE! | #VALUE! | #VALUE! | #VALUE!
Sunday | 7 | 10 | 5 | 4565 | 0 | 0 | 0 | 0 | 0 | 0 | 0 | 0 | 0 | 0 | 0 | 0 | 0 | 0 | 0 | 0 | 0 | 0 | 0 | 0 | 0 | 0 | 0 | 0 | 0.031775 | 0 | 0 | 0.044813 | 0.174 | 0 | 0 | 0 | 0 | 0 | 0 | 0 | 0 | 0 | 0 | 0 |  | 0 | 0 | 0 |  | #VALUE! | #VALUE! | #VALUE! | #VALUE! |  |  | #VALUE! | #VALUE! | 0 | 0 | 0.20123 | 0.20123 | #VALUE! | #VALUE! | #VALUE! | #VALUE! | 0 | 0 | 0.20123 | 0.20123 | #VALUE! | #VALUE! | #VALUE! | #VALUE! | 0 | 0 | 0.20123 | 0.20123 | #VALUE! | #VALUE! |  |  |  | #VALUE! | #VALUE! | #VALUE! | #VALUE! | #VALUE! | #VALUE! | #VALUE!
Sunday | 7 | 10 | 6 | 4566 | 0 | 0 | 0 | 0 | 0 | 0 | 0 | 0 | 0 | 0 | 0 | 0 | 0 | 0 | 0 | 0 | 0 | 0 | 0 | 0 | 0 | 0 | 0 | 0.00125 | 0.031425 | 0 | 0.00043941 | 0.063114 | 0.196 | 0 | 0 | 0 | 0 | 0 | 0 | 0 | 0 | 0 | 0 | 0 |  | 0 | 0 | 0 |  | #VALUE! | #VALUE! | #VALUE! | #VALUE! |  |  | #VALUE! | #VALUE! | 0 | 0 | 0.20123 | 0.20123 | #VALUE! | #VALUE! | #VALUE! | #VALUE! | 0 | 0 | 0.20123 | 0.20123 | #VALUE! | #VALUE! | #VALUE! | #VALUE! | 0 | 0 | 0.20123 | 0.20123 | #VALUE! | #VALUE! |  |  |  | #VALUE! | #VALUE! | #VALUE! | #VALUE! | #VALUE! | #VALUE! | #VALUE!
Sunday | 7 | 10 | 7 | 4567 | 0 | 0 | 0 | 0 | 0 | 0 | 0 | 0 | 0 | 0 | 0 | 0 | 0 | 0 | 0 | 0 | 0 | 0 | 0 | 0 | 0 | 0 | 0.0075 | 0.014085 | 0.032967 | 0 | 0.0022664 | 0.15223 | 0.294 | 0 | 0 | 0 | 0 | 0 | 0 | 0 | 0 | 0 | 0 | 0 |  | 0 | 0 | 0 |  | #VALUE! | #VALUE! | #VALUE! | #VALUE! |  |  | #VALUE! | #VALUE! | 0 | 0 | 0.20123 | 0.20123 | #VALUE! | #VALUE! | #VALUE! | #VALUE! | 0 | 0 | 0.20123 | 0.20123 | #VALUE! | #VALUE! | #VALUE! | #VALUE! | 0 | 0 | 0.20123 | 0.20123 | #VALUE! | #VALUE! |  |  |  | #VALUE! | #VALUE! | #VALUE! | #VALUE! | #VALUE! | #VALUE! | #VALUE!
Sunday | 7 | 10 | 8 | 4568 | 0 | 0 | 0 | 0 | 0 | 0 | 0 | 0 | 0 | 0 | 0 | 0 | 0 | 0 | 0 | 0 | 0 | 0 | 0 | 0 | 0 | 0.103 | 0.21333 | 0.22226 | 0.51022 | 0.022 | 0.0044519 | 0.29754 | 0.405 | 0 | 0 | 0 | 0 | 0 | 0 | 0 | 0 | 0 | 0 | 0 |  | 0 | 0 | 0 |  | #VALUE! | #VALUE! | #VALUE! | #VALUE! |  |  | #VALUE! | #VALUE! | 0 | 0 | 0.20123 | 0.20123 | #VALUE! | #VALUE! | #VALUE! | #VALUE! | 0 | 0 | 0.20123 | 0.20123 | #VALUE! | #VALUE! | #VALUE! | #VALUE! | 0 | 0 | 0.20123 | 0.20123 | #VALUE! | #VALUE! |  |  |  | #VALUE! | #VALUE! | #VALUE! | #VALUE! | #VALUE! | #VALUE! | #VALUE!
Sunday | 7 | 10 | 9 | 4569 | 0 | 0 | 0 | 0 | 0 | 0 | 0 | 0 | 0 | 0 | 0 | 0 | 0 | 0 | 0 | 0 | 0 | 0 | 0 | 0 | 0 | 0.309 | 0.41742 | 0.42846 | 0.54232 | 0.18 | 0.0059204 | 0.45222 | 0.495 | 0 | 0 | 0 | 0 | 0 | 0 | 0 | 0 | 0 | 0 | 0 |  | 0 | 0 | 0 |  | #VALUE! | #VALUE! | #VALUE! | #VALUE! |  |  | #VALUE! | #VALUE! | 0 | 0 | 0.20123 | 0.20123 | #VALUE! | #VALUE! | #VALUE! | #VALUE! | 0 | 0 | 0.20123 | 0.20123 | #VALUE! | #VALUE! | #VALUE! | #VALUE! | 0 | 0 | 0.20123 | 0.20123 | #VALUE! | #VALUE! |  |  |  | #VALUE! | #VALUE! | #VALUE! | #VALUE! | #VALUE! | #VALUE! | #VALUE!
Sunday | 7 | 10 | 10 | 4570 | 0 | 0 | 0 | 0 | 0 | 0 | 0 | 0 | 0 | 0 | 0 | 0 | 0 | 0 | 0 | 0 | 0 | 0 | 0 | 0 | 0 | 0.374 | 0.51633 | 0.51783 | 0.6154 | 0.267 | 0.032312 | 0.56194 | 0.597 | 0 | 0 | 0 | 0 | 0 | 0 | 0 | 0 | 0 | 0 | 0 |  | 0 | 0 | 0 |  | #VALUE! | #VALUE! | #VALUE! | #VALUE! |  |  | #VALUE! | #VALUE! | 0 | 0 | 0.20123 | 0.20123 | #VALUE! | #VALUE! | #VALUE! | #VALUE! | 0 | 0 | 0.20123 | 0.20123 | #VALUE! | #VALUE! | #VALUE! | #VALUE! | 0 | 0 | 0.20123 | 0.20123 | #VALUE! | #VALUE! |  |  |  | #VALUE! | #VALUE! | #VALUE! | #VALUE! | #VALUE! | #VALUE! | #VALUE!
Sunday | 7 | 10 | 11 | 4571 | 0 | 0 | 0 | 0 | 0 | 0 | 0 | 0 | 0 | 0 | 0 | 0 | 0 | 0 | 0 | 0 | 0 | 0 | 0 | 0 | 0 | 0.42 | 0.58642 | 0.57035 | 0.64805 | 0.3745 | 0.063247 | 0.61534 | 0.648 | 0 | 0 | 0 | 0 | 0 | 0 | 0 | 0 | 0 | 0 | 0 |  | 0 | 0 | 0 |  | #VALUE! | #VALUE! | #VALUE! | #VALUE! |  |  | #VALUE! | #VALUE! | 0 | 0 | 0.20123 | 0.20123 | #VALUE! | #VALUE! | #VALUE! | #VALUE! | 0 | 0 | 0.20123 | 0.20123 | #VALUE! | #VALUE! | #VALUE! | #VALUE! | 0 | 0 | 0.20123 | 0.20123 | #VALUE! | #VALUE! |  |  |  | #VALUE! | #VALUE! | #VALUE! | #VALUE! | #VALUE! | #VALUE! | #VALUE!
Sunday | 7 | 10 | 12 | 4572 | 0 | 0 | 0 | 0 | 0 | 0 | 0 | 0 | 0 | 0 | 0 | 0 | 0 | 0 | 0 | 0 | 0 | 0 | 0 | 0 | 0 | 0.4465 | 0.62175 | 0.59632 | 0.64425 | 0.38675 | 0.10053 | 0.63873 | 0.66 | 0 | 0 | 0 | 0 | 0 | 0 | 0 | 0 | 0 | 0 | 0 |  | 0 | 0 | 0 |  | #VALUE! | #VALUE! | #VALUE! | #VALUE! |  |  | #VALUE! | #VALUE! | 0 | 0 | 0.20123 | 0.20123 | #VALUE! | #VALUE! | #VALUE! | #VALUE! | 0 | 0 | 0.20123 | 0.20123 | #VALUE! | #VALUE! | #VALUE! | #VALUE! | 0 | 0 | 0.20123 | 0.20123 | #VALUE! | #VALUE! |  |  |  | #VALUE! | #VALUE! | #VALUE! | #VALUE! | #VALUE! | #VALUE! | #VALUE!
Sunday | 7 | 10 | 13 | 4573 | 0 | 0 | 0 | 0 | 0 | 0 | 0 | 0 | 0 | 0 | 0 | 0 | 0 | 0 | 0 | 0 | 0 | 0 | 0 | 0 | 0 | 0.438 | 0.59633 | 0.57334 | 0.5992 | 0.4345 | 0.1261 | 0.61241 | 0.625 | 0 | 0 | 0 | 0 | 0 | 0 | 0 | 0 | 0 | 0 | 0 |  | 0 | 0 | 0 |  | #VALUE! | #VALUE! | #VALUE! | #VALUE! |  |  | #VALUE! | #VALUE! | 0 | 0 | 0.20123 | 0.20123 | #VALUE! | #VALUE! | #VALUE! | #VALUE! | 0 | 0 | 0.20123 | 0.20123 | #VALUE! | #VALUE! | #VALUE! | #VALUE! | 0 | 0 | 0.20123 | 0.20123 | #VALUE! | #VALUE! |  |  |  | #VALUE! | #VALUE! | #VALUE! | #VALUE! | #VALUE! | #VALUE! | #VALUE!
Sunday | 7 | 10 | 14 | 4574 | 0 | 0 | 0 | 0 | 0 | 0 | 0 | 0 | 0 | 0 | 0 | 0 | 0 | 0 | 0 | 0 | 0 | 0 | 0 | 0 | 0 | 0.4605 | 0.6305 | 0.60465 | 0.62887 | 0.42375 | 0.1848 | 0.64012 | 0.644 | 0 | 0 | 0 | 0 | 0 | 0 | 0 | 0 | 0 | 0 | 0 |  | 0 | 0 | 0 |  | #VALUE! | #VALUE! | #VALUE! | #VALUE! |  |  | #VALUE! | #VALUE! | 0 | 0 | 0.20123 | 0.20123 | #VALUE! | #VALUE! | #VALUE! | #VALUE! | 0 | 0 | 0.20123 | 0.20123 | #VALUE! | #VALUE! | #VALUE! | #VALUE! | 0 | 0 | 0.20123 | 0.20123 | #VALUE! | #VALUE! |  |  |  | #VALUE! | #VALUE! | #VALUE! | #VALUE! | #VALUE! | #VALUE! | #VALUE!
Sunday | 7 | 10 | 15 | 4575 | 0 | 0 | 0 | 0 | 0 | 0 | 0 | 0 | 0 | 0 | 0 | 0 | 0 | 0 | 0 | 0 | 0 | 0 | 0 | 0 | 0 | 0.4675 | 0.62742 | 0.60338 | 0.60051 | 0.461 | 0.26092 | 0.63839 | 0.633 | 0 | 0 | 0 | 0 | 0 | 0 | 0 | 0 | 0 | 0 | 0 |  | 0 | 0 | 0 |  | #VALUE! | #VALUE! | #VALUE! | #VALUE! |  |  | #VALUE! | #VALUE! | 0 | 0 | 0.20123 | 0.20123 | #VALUE! | #VALUE! | #VALUE! | #VALUE! | 0 | 0 | 0.20123 | 0.20123 | #VALUE! | #VALUE! | #VALUE! | #VALUE! | 0 | 0 | 0.20123 | 0.20123 | #VALUE! | #VALUE! |  |  |  | #VALUE! | #VALUE! | #VALUE! | #VALUE! | #VALUE! | #VALUE! | #VALUE!
Sunday | 7 | 10 | 16 | 4576 | 0 | 0 | 0 | 0 | 0 | 0 | 0 | 0 | 0 | 0 | 0 | 0 | 0 | 0 | 0 | 0 | 0 | 0 | 0 | 0 | 0 | 0.4885 | 0.65008 | 0.63269 | 0.61597 | 0.48025 | 0.33057 | 0.66612 | 0.652 | 0 | 0 | 0 | 0 | 0 | 0 | 0 | 0 | 0 | 0 | 0 |  | 0 | 0 | 0 |  | #VALUE! | #VALUE! | #VALUE! | #VALUE! |  |  | #VALUE! | #VALUE! | 0 | 0 | 0.20123 | 0.20123 | #VALUE! | #VALUE! | #VALUE! | #VALUE! | 0 | 0 | 0.20123 | 0.20123 | #VALUE! | #VALUE! | #VALUE! | #VALUE! | 0 | 0 | 0.20123 | 0.20123 | #VALUE! | #VALUE! |  |  |  | #VALUE! | #VALUE! | #VALUE! | #VALUE! | #VALUE! | #VALUE! | #VALUE!
Sunday | 7 | 10 | 17 | 4577 | 0 | 0 | 0 | 0 | 0 | 0 | 0 | 0 | 0 | 0 | 0 | 0 | 0 | 0 | 0 | 0 | 0 | 0 | 0 | 0 | 0 | 0.476 | 0.61842 | 0.61278 | 0.57393 | 0.473 | 0.27717 | 0.6473 | 0.63 | 0 | 0 | 0 | 0 | 0 | 0 | 0 | 0 | 0 | 0 | 0 |  | 0 | 0 | 0 |  | #VALUE! | #VALUE! | #VALUE! | #VALUE! |  |  | #VALUE! | #VALUE! | 0 | 0 | 0.20123 | 0.20123 | #VALUE! | #VALUE! | #VALUE! | #VALUE! | 0 | 0 | 0.20123 | 0.20123 | #VALUE! | #VALUE! | #VALUE! | #VALUE! | 0 | 0 | 0.20123 | 0.20123 | #VALUE! | #VALUE! |  |  |  | #VALUE! | #VALUE! | #VALUE! | #VALUE! | #VALUE! | #VALUE! | #VALUE!
Sunday | 7 | 10 | 18 | 4578 | 0 | 0 | 0 | 0 | 0 | 0 | 0 | 0 | 0 | 0 | 0 | 0 | 0 | 0 | 0 | 0 | 0 | 0 | 0 | 0 | 0 | 0.47 | 0.59792 | 0.60512 | 0.55729 | 0.4455 | 0.28104 | 0.63473 | 0.595 | 0 | 0 | 0 | 0 | 0 | 0 | 0 | 0 | 0 | 0 | 0 |  | 0 | 0 | 0 |  | #VALUE! | #VALUE! | #VALUE! | #VALUE! |  |  | #VALUE! | #VALUE! | 0 | 0 | 0.20123 | 0.20123 | #VALUE! | #VALUE! | #VALUE! | #VALUE! | 0 | 0 | 0.20123 | 0.20123 | #VALUE! | #VALUE! | #VALUE! | #VALUE! | 0 | 0 | 0.20123 | 0.20123 | #VALUE! | #VALUE! |  |  |  | #VALUE! | #VALUE! | #VALUE! | #VALUE! | #VALUE! | #VALUE! | #VALUE!
Sunday | 7 | 10 | 19 | 4579 | 0 | 0 | 0 | 0 | 0 | 0 | 0 | 0 | 0 | 0 | 0 | 0 | 0 | 0 | 0 | 0 | 0 | 0 | 0 | 0 | 0 | 0.4575 | 0.56433 | 0.58139 | 0.52199 | 0.4265 | 0.24126 | 0.61016 | 0.568 | 0 | 0 | 0 | 0 | 0 | 0 | 0 | 0 | 0 | 0 | 0 |  | 0 | 0 | 0 |  | #VALUE! | #VALUE! | #VALUE! | #VALUE! |  |  | #VALUE! | #VALUE! | 0 | 0 | 0.20123 | 0.20123 | #VALUE! | #VALUE! | #VALUE! | #VALUE! | 0 | 0 | 0.20123 | 0.20123 | #VALUE! | #VALUE! | #VALUE! | #VALUE! | 0 | 0 | 0.20123 | 0.20123 | #VALUE! | #VALUE! |  |  |  | #VALUE! | #VALUE! | #VALUE! | #VALUE! | #VALUE! | #VALUE! | #VALUE!
Sunday | 7 | 10 | 20 | 4580 | 0 | 0 | 0 | 0 | 0 | 0 | 0 | 0 | 0 | 0 | 0 | 0 | 0 | 0 | 0 | 0 | 0 | 0 | 0 | 0 | 0 | 0.395 | 0.41775 | 0.4307 | 0.43348 | 0.27625 | 0.15812 | 0.45495 | 0.449 | 0 | 0 | 0 | 0 | 0 | 0 | 0 | 0 | 0 | 0 | 0 |  | 0 | 0 | 0 |  | #VALUE! | #VALUE! | #VALUE! | #VALUE! |  |  | #VALUE! | #VALUE! | 0 | 0 | 0.20123 | 0.20123 | #VALUE! | #VALUE! | #VALUE! | #VALUE! | 0 | 0 | 0.20123 | 0.20123 | #VALUE! | #VALUE! | #VALUE! | #VALUE! | 0 | 0 | 0.20123 | 0.20123 | #VALUE! | #VALUE! |  |  |  | #VALUE! | #VALUE! | #VALUE! | #VALUE! | #VALUE! | #VALUE! | #VALUE!
Sunday | 7 | 10 | 21 | 4581 | 0 | 0 | 0 | 0 | 0 | 0 | 0 | 0 | 0 | 0 | 0 | 0 | 0 | 0 | 0 | 0 | 0 | 0 | 0 | 0 | 0 | 0.065 | 0.15442 | 0.15299 | 0.18802 | 0.10775 | 0.013609 | 0.25368 | 0.315 | 0 | 0 | 0 | 0 | 0 | 0 | 0 | 0 | 0 | 0 | 0 |  | 0 | 0 | 0 |  | #VALUE! | #VALUE! | #VALUE! | #VALUE! |  |  | #VALUE! | #VALUE! | 0 | 0 | 0.20123 | 0.20123 | #VALUE! | #VALUE! | #VALUE! | #VALUE! | 0 | 0 | 0.20123 | 0.20123 | #VALUE! | #VALUE! | #VALUE! | #VALUE! | 0 | 0 | 0.20123 | 0.20123 | #VALUE! | #VALUE! |  |  |  | #VALUE! | #VALUE! | #VALUE! | #VALUE! | #VALUE! | #VALUE! | #VALUE!
Sunday | 7 | 10 | 22 | 4582 | 0 | 0 | 0 | 0 | 0 | 0 | 0 | 0 | 0 | 0 | 0 | 0 | 0 | 0 | 0 | 0 | 0 | 0 | 0 | 0 | 0 | 0.037 | 0.12933 | 0.12724 | 0.17736 | 0.0435 | 0.0029949 | 0.23767 | 0.313 | 0 | 0 | 0 | 0 | 0 | 0 | 0 | 0 | 0 | 0 | 0 |  | 0 | 0 | 0 |  | #VALUE! | #VALUE! | #VALUE! | #VALUE! |  |  | #VALUE! | #VALUE! | 0 | 0 | 0.20123 | 0.20123 | #VALUE! | #VALUE! | #VALUE! | #VALUE! | 0 | 0 | 0.20123 | 0.20123 | #VALUE! | #VALUE! | #VALUE! | #VALUE! | 0 | 0 | 0.20123 | 0.20123 | #VALUE! | #VALUE! |  |  |  | #VALUE! | #VALUE! | #VALUE! | #VALUE! | #VALUE! | #VALUE! | #VALUE!
Sunday | 7 | 10 | 23 | 4583 | 0 | 0 | 0 | 0 | 0 | 0 | 0 | 0 | 0 | 0 | 0 | 0 | 0 | 0 | 0 | 0 | 0 | 0 | 0 | 0 | 0 | 0 | 0 | 0.0011818 | 0.030616 | 0.00675 | 0.0009135 | 0.10289 | 0.201 | 0 | 0 | 0 | 0 | 0 | 0 | 0 | 0 | 0 | 0 | 0 |  | 0 | 0 | 0 |  | #VALUE! | #VALUE! | #VALUE! | #VALUE! |  |  | #VALUE! | #VALUE! | 0 | 0 | 0.20123 | 0.20123 | #VALUE! | #VALUE! | #VALUE! | #VALUE! | 0 | 0 | 0.20123 | 0.20123 | #VALUE! | #VALUE! | #VALUE! | #VALUE! | 0 | 0 | 0.20123 | 0.20123 | #VALUE! | #VALUE! |  |  |  | #VALUE! | #VALUE! | #VALUE! | #VALUE! | #VALUE! | #VALUE! | #VALUE!
Sunday | 7 | 10 | 24 | 4584 | 0 | 0 | 0 | 0 | 0 | 0 | 0 | 0 | 0 | 0 | 0 | 0 | 0 | 0 | 0 | 0 | 0 | 0 | 0 | 0 | 0 | 0 | 0 | 0 | 0.030245 | 0 | 0.00040472 | 0.071441 | 0.162 | 0 | 0 | 0 | 0 | 0 | 0 | 0 | 0 | 0 | 0 | 0 |  | 0 | 0 | 0 |  | #VALUE! | #VALUE! | #VALUE! | #VALUE! |  |  | #VALUE! | #VALUE! | 0 | 0 | 0.20123 | 0.20123 | #VALUE! | #VALUE! | #VALUE! | #VALUE! | 0 | 0 | 0.20123 | 0.20123 | #VALUE! | #VALUE! | #VALUE! | #VALUE! | 0 | 0 | 0.20123 | 0.20123 | #VALUE! | #VALUE! |  |  |  | #VALUE! | #VALUE! | #VALUE! | #VALUE! | #VALUE! | #VALUE! | #VALUE!
Monday | 7 | 11 | 1 | 4585 | 0 | 0 | 0 | 0 | 0 | 0 | 0 | 0 | 0 | 0 | 0 | 0 | 0 | 0 | 0 | 0 | 0 | 0 | 0 | 0 | 0 | 0 | 0 | 0 | 0.030955 | 0 | 0.00046253 | 0.079459 | 0.19 | 0 | 0 | 0 | 0 | 0 | 0 | 0 | 0 | 0 | 0 | 0 |  | 0 | 0 | 0 |  | #VALUE! | #VALUE! | #VALUE! | #VALUE! |  |  | #VALUE! | #VALUE! | 0 | 0 | 0.20123 | 0.20123 | #VALUE! | #VALUE! | #VALUE! | #VALUE! | 0 | 0 | 0.20123 | 0.20123 | #VALUE! | #VALUE! | #VALUE! | #VALUE! | 0 | 0 | 0.20123 | 0.20123 | #VALUE! | #VALUE! |  |  |  | #VALUE! | #VALUE! | #VALUE! | #VALUE! | #VALUE! | #VALUE! | #VALUE!
Monday | 7 | 11 | 2 | 4586 | 0 | 0 | 0 | 0 | 0 | 0 | 0 | 0 | 0 | 0 | 0 | 0 | 0 | 0 | 0 | 0 | 0 | 0 | 0 | 0 | 0 | 0 | 0 | 0 | 0.029971 | 0 | 1.1563e-05 | 0.056035 | 0.152 | 0 | 0 | 0 | 0 | 0 | 0 | 0 | 0 | 0 | 0 | 0 |  | 0 | 0 | 0 |  | #VALUE! | #VALUE! | #VALUE! | #VALUE! |  |  | #VALUE! | #VALUE! | 0 | 0 | 0.20123 | 0.20123 | #VALUE! | #VALUE! | #VALUE! | #VALUE! | 0 | 0 | 0.20123 | 0.20123 | #VALUE! | #VALUE! | #VALUE! | #VALUE! | 0 | 0 | 0.20123 | 0.20123 | #VALUE! | #VALUE! |  |  |  | #VALUE! | #VALUE! | #VALUE! | #VALUE! | #VALUE! | #VALUE! | #VALUE!
Monday | 7 | 11 | 3 | 4587 | 0 | 0 | 0 | 0 | 0 | 0 | 0 | 0 | 0 | 0 | 0 | 0 | 0 | 0 | 0 | 0 | 0 | 0 | 0 | 0 | 0 | 0 | 0 | 0 | 0.030712 | 0 | 0 | 0.042966 | 0.141 | 0 | 0 | 0 | 0 | 0 | 0 | 0 | 0 | 0 | 0 | 0 |  | 0 | 0 | 0 |  | #VALUE! | #VALUE! | #VALUE! | #VALUE! |  |  | #VALUE! | #VALUE! | 0 | 0 | 0.20123 | 0.20123 | #VALUE! | #VALUE! | #VALUE! | #VALUE! | 0 | 0 | 0.20123 | 0.20123 | #VALUE! | #VALUE! | #VALUE! | #VALUE! | 0 | 0 | 0.20123 | 0.20123 | #VALUE! | #VALUE! |  |  |  | #VALUE! | #VALUE! | #VALUE! | #VALUE! | #VALUE! | #VALUE! | #VALUE!
Monday | 7 | 11 | 4 | 4588 | 0 | 0 | 0 | 0 | 0 | 0 | 0 | 0 | 0 | 0 | 0 | 0 | 0 | 0 | 0 | 0 | 0 | 0 | 0 | 0 | 0 | 0 | 0 | 0 | 0.025089 | 0 | 0 | 0.016867 | 0.074 | 0 | 0 | 0 | 0 | 0 | 0 | 0 | 0 | 0 | 0 | 0 |  | 0 | 0 | 0 |  | #VALUE! | #VALUE! | #VALUE! | #VALUE! |  |  | #VALUE! | #VALUE! | 0 | 0 | 0.20123 | 0.20123 | #VALUE! | #VALUE! | #VALUE! | #VALUE! | 0 | 0 | 0.20123 | 0.20123 | #VALUE! | #VALUE! | #VALUE! | #VALUE! | 0 | 0 | 0.20123 | 0.20123 | #VALUE! | #VALUE! |  |  |  | #VALUE! | #VALUE! | #VALUE! | #VALUE! | #VALUE! | #VALUE! | #VALUE!
Monday | 7 | 11 | 5 | 4589 | 0 | 0 | 0 | 0 | 0 | 0 | 0 | 0 | 0 | 0 | 0 | 0 | 0 | 0 | 0 | 0 | 0 | 0 | 0 | 0 | 0 | 0 | 0 | 0 | 0.027707 | 0 | 0 | 0.023277 | 0.102 | 0 | 0 | 0 | 0 | 0 | 0 | 0 | 0 | 0 | 0 | 0 |  | 0 | 0 | 0 |  | #VALUE! | #VALUE! | #VALUE! | #VALUE! |  |  | #VALUE! | #VALUE! | 0 | 0 | 0.20123 | 0.20123 | #VALUE! | #VALUE! | #VALUE! | #VALUE! | 0 | 0 | 0.20123 | 0.20123 | #VALUE! | #VALUE! | #VALUE! | #VALUE! | 0 | 0 | 0.20123 | 0.20123 | #VALUE! | #VALUE! |  |  |  | #VALUE! | #VALUE! | #VALUE! | #VALUE! | #VALUE! | #VALUE! | #VALUE!
Monday | 7 | 11 | 6 | 4590 | 0 | 0 | 0 | 0 | 0 | 0 | 0 | 0 | 0 | 0 | 0 | 0 | 0 | 0 | 0 | 0 | 0 | 0 | 0 | 0 | 0 | 0 | 0 | 0.0024062 | 0.029639 | 0 | 0.00079787 | 0.072565 | 0.2 | 0 | 0 | 0 | 0 | 0 | 0 | 0 | 0 | 0 | 0 | 0 |  | 0 | 0 | 0 |  | #VALUE! | #VALUE! | #VALUE! | #VALUE! |  |  | #VALUE! | #VALUE! | 0 | 0 | 0.20123 | 0.20123 | #VALUE! | #VALUE! | #VALUE! | #VALUE! | 0 | 0 | 0.20123 | 0.20123 | #VALUE! | #VALUE! | #VALUE! | #VALUE! | 0 | 0 | 0.20123 | 0.20123 | #VALUE! | #VALUE! |  |  |  | #VALUE! | #VALUE! | #VALUE! | #VALUE! | #VALUE! | #VALUE! | #VALUE!
Monday | 7 | 11 | 7 | 4591 | 0 | 0 | 0 | 0 | 0 | 0 | 0 | 0 | 0 | 0 | 0 | 0 | 0 | 0 | 0 | 0 | 0 | 0 | 0 | 0 | 0 | 0.0025 | 0.11625 | 0.12106 | 0.30348 | 0 | 0.0038737 | 0.24881 | 0.392 | 0 | 0 | 0 | 0 | 0 | 0 | 0 | 0 | 0 | 0 | 0 |  | 0 | 0 | 0 |  | #VALUE! | #VALUE! | #VALUE! | #VALUE! |  |  | #VALUE! | #VALUE! | 0 | 0 | 0.20123 | 0.20123 | #VALUE! | #VALUE! | #VALUE! | #VALUE! | 0 | 0 | 0.20123 | 0.20123 | #VALUE! | #VALUE! | #VALUE! | #VALUE! | 0 | 0 | 0.20123 | 0.20123 | #VALUE! | #VALUE! |  |  |  | #VALUE! | #VALUE! | #VALUE! | #VALUE! | #VALUE! | #VALUE! | #VALUE!
Monday | 7 | 11 | 8 | 4592 | 0 | 0 | 0 | 0 | 0 | 0 | 0 | 0 | 0 | 0 | 0 | 0 | 0 | 0 | 0 | 0 | 0 | 0 | 0 | 0 | 0 | 0.2105 | 0.3195 | 0.34278 | 0.51355 | 0.1525 | 0.0058626 | 0.3952 | 0.487 | 0 | 0 | 0 | 0 | 0 | 0 | 0 | 0 | 0 | 0 | 0 |  | 0 | 0 | 0 |  | #VALUE! | #VALUE! | #VALUE! | #VALUE! |  |  | #VALUE! | #VALUE! | 0 | 0 | 0.20123 | 0.20123 | #VALUE! | #VALUE! | #VALUE! | #VALUE! | 0 | 0 | 0.20123 | 0.20123 | #VALUE! | #VALUE! | #VALUE! | #VALUE! | 0 | 0 | 0.20123 | 0.20123 | #VALUE! | #VALUE! |  |  |  | #VALUE! | #VALUE! | #VALUE! | #VALUE! | #VALUE! | #VALUE! | #VALUE!
Monday | 7 | 11 | 9 | 4593 | 0 | 0 | 0 | 0 | 0 | 0 | 0 | 0 | 0 | 0 | 0 | 0 | 0 | 0 | 0 | 0 | 0 | 0 | 0 | 0 | 0 | 0.3525 | 0.49383 | 0.49798 | 0.59416 | 0.35175 | 0.0064523 | 0.54861 | 0.611 | 0 | 0 | 0 | 0 | 0 | 0 | 0 | 0 | 0 | 0 | 0 |  | 0 | 0 | 0 |  | #VALUE! | #VALUE! | #VALUE! | #VALUE! |  |  | #VALUE! | #VALUE! | 0 | 0 | 0.20123 | 0.20123 | #VALUE! | #VALUE! | #VALUE! | #VALUE! | 0 | 0 | 0.20123 | 0.20123 | #VALUE! | #VALUE! | #VALUE! | #VALUE! | 0 | 0 | 0.20123 | 0.20123 | #VALUE! | #VALUE! |  |  |  | #VALUE! | #VALUE! | #VALUE! | #VALUE! | #VALUE! | #VALUE! | #VALUE!
Monday | 7 | 11 | 10 | 4594 | 0 | 0 | 0 | 0 | 0 | 0 | 0 | 0 | 0 | 0 | 0 | 0 | 0 | 0 | 0 | 0 | 0 | 0 | 0 | 0 | 0 | 0.4155 | 0.586 | 0.575 | 0.65977 | 0.41475 | 0.06904 | 0.62674 | 0.668 | 0 | 0 | 0 | 0 | 0 | 0 | 0 | 0 | 0 | 0 | 0 |  | 0 | 0 | 0 |  | #VALUE! | #VALUE! | #VALUE! | #VALUE! |  |  | #VALUE! | #VALUE! | 0 | 0 | 0.20123 | 0.20123 | #VALUE! | #VALUE! | #VALUE! | #VALUE! | 0 | 0 | 0.20123 | 0.20123 | #VALUE! | #VALUE! | #VALUE! | #VALUE! | 0 | 0 | 0.20123 | 0.20123 | #VALUE! | #VALUE! |  |  |  | #VALUE! | #VALUE! | #VALUE! | #VALUE! | #VALUE! | #VALUE! | #VALUE!
Monday | 7 | 11 | 11 | 4595 | 0 | 0 | 0 | 0 | 0 | 0 | 0 | 0 | 0 | 0 | 0 | 0 | 0 | 0 | 0 | 0 | 0 | 0 | 0 | 0 | 0 | 0.471 | 0.65917 | 0.63493 | 0.70351 | 0.49275 | 0.13476 | 0.6918 | 0.712 | 0 | 0 | 0 | 0 | 0 | 0 | 0 | 0 | 0 | 0 | 0 |  | 0 | 0 | 0 |  | #VALUE! | #VALUE! | #VALUE! | #VALUE! |  |  | #VALUE! | #VALUE! | 0 | 0 | 0.20123 | 0.20123 | #VALUE! | #VALUE! | #VALUE! | #VALUE! | 0 | 0 | 0.20123 | 0.20123 | #VALUE! | #VALUE! | #VALUE! | #VALUE! | 0 | 0 | 0.20123 | 0.20123 | #VALUE! | #VALUE! |  |  |  | #VALUE! | #VALUE! | #VALUE! | #VALUE! | #VALUE! | #VALUE! | #VALUE!
Monday | 7 | 11 | 12 | 4596 | 0 | 0 | 0 | 0 | 0 | 0 | 0 | 0 | 0 | 0 | 0 | 0 | 0 | 0 | 0 | 0 | 0 | 0 | 0 | 0 | 0 | 0.479 | 0.65 | 0.62489 | 0.65613 | 0.55475 | 0.22341 | 0.68278 | 0.685 | 0 | 0 | 0 | 0 | 0 | 0 | 0 | 0 | 0 | 0 | 0 |  | 0 | 0 | 0 |  | #VALUE! | #VALUE! | #VALUE! | #VALUE! |  |  | #VALUE! | #VALUE! | 0 | 0 | 0.20123 | 0.20123 | #VALUE! | #VALUE! | #VALUE! | #VALUE! | 0 | 0 | 0.20123 | 0.20123 | #VALUE! | #VALUE! | #VALUE! | #VALUE! | 0 | 0 | 0.20123 | 0.20123 | #VALUE! | #VALUE! |  |  |  | #VALUE! | #VALUE! | #VALUE! | #VALUE! | #VALUE! | #VALUE! | #VALUE!
Monday | 7 | 11 | 13 | 4597 | 0 | 0 | 0 | 0 | 0 | 0 | 0 | 0 | 0 | 0 | 0 | 0 | 0 | 0 | 0 | 0 | 0 | 0 | 0 | 0 | 0 | 0.54 | 0.75942 | 0.71402 | 0.75711 | 0.49325 | 0.29149 | 0.75568 | 0.752 | 0 | 0 | 0 | 0 | 0 | 0 | 0 | 0 | 0 | 0 | 0 |  | 0 | 0 | 0 |  | #VALUE! | #VALUE! | #VALUE! | #VALUE! |  |  | #VALUE! | #VALUE! | 0 | 0 | 0.20123 | 0.20123 | #VALUE! | #VALUE! | #VALUE! | #VALUE! | 0 | 0 | 0.20123 | 0.20123 | #VALUE! | #VALUE! | #VALUE! | #VALUE! | 0 | 0 | 0.20123 | 0.20123 | #VALUE! | #VALUE! |  |  |  | #VALUE! | #VALUE! | #VALUE! | #VALUE! | #VALUE! | #VALUE! | #VALUE!
Monday | 7 | 11 | 14 | 4598 | 0 | 0 | 0 | 0 | 0 | 0 | 0 | 0 | 0 | 0 | 0 | 0 | 0 | 0 | 0 | 0 | 0 | 0 | 0 | 0 | 0 | 0.5485 | 0.74408 | 0.70177 | 0.708 | 0.61525 | 0.32377 | 0.74264 | 0.734 | 0 | 0 | 0 | 0 | 0 | 0 | 0 | 0 | 0 | 0 | 0 |  | 0 | 0 | 0 |  | #VALUE! | #VALUE! | #VALUE! | #VALUE! |  |  | #VALUE! | #VALUE! | 0 | 0 | 0.20123 | 0.20123 | #VALUE! | #VALUE! | #VALUE! | #VALUE! | 0 | 0 | 0.20123 | 0.20123 | #VALUE! | #VALUE! | #VALUE! | #VALUE! | 0 | 0 | 0.20123 | 0.20123 | #VALUE! | #VALUE! |  |  |  | #VALUE! | #VALUE! | #VALUE! | #VALUE! | #VALUE! | #VALUE! | #VALUE!
Monday | 7 | 11 | 15 | 4599 | 0 | 0 | 0 | 0 | 0 | 0 | 0 | 0 | 0 | 0 | 0 | 0 | 0 | 0 | 0 | 0 | 0 | 0 | 0 | 0 | 0 | 0.559 | 0.736 | 0.70051 | 0.69215 | 0.6325 | 0.34268 | 0.74498 | 0.723 | 0 | 0 | 0 | 0 | 0 | 0 | 0 | 0 | 0 | 0 | 0 |  | 0 | 0 | 0 |  | #VALUE! | #VALUE! | #VALUE! | #VALUE! |  |  | #VALUE! | #VALUE! | 0 | 0 | 0.20123 | 0.20123 | #VALUE! | #VALUE! | #VALUE! | #VALUE! | 0 | 0 | 0.20123 | 0.20123 | #VALUE! | #VALUE! | #VALUE! | #VALUE! | 0 | 0 | 0.20123 | 0.20123 | #VALUE! | #VALUE! |  |  |  | #VALUE! | #VALUE! | #VALUE! | #VALUE! | #VALUE! | #VALUE! | #VALUE!
Monday | 7 | 11 | 16 | 4600 | 0 | 0 | 0 | 0 | 0 | 0 | 0 | 0 | 0 | 0 | 0 | 0 | 0 | 0 | 0 | 0 | 0 | 0 | 0 | 0 | 0 | 0.545 | 0.70583 | 0.67882 | 0.65968 | 0.64675 | 0.34192 | 0.72455 | 0.694 | 0 | 0 | 0 | 0 | 0 | 0 | 0 | 0 | 0 | 0 | 0 |  | 0 | 0 | 0 |  | #VALUE! | #VALUE! | #VALUE! | #VALUE! |  |  | #VALUE! | #VALUE! | 0 | 0 | 0.20123 | 0.20123 | #VALUE! | #VALUE! | #VALUE! | #VALUE! | 0 | 0 | 0.20123 | 0.20123 | #VALUE! | #VALUE! | #VALUE! | #VALUE! | 0 | 0 | 0.20123 | 0.20123 | #VALUE! | #VALUE! |  |  |  | #VALUE! | #VALUE! | #VALUE! | #VALUE! | #VALUE! | #VALUE! | #VALUE!
Monday | 7 | 11 | 17 | 4601 | 0 | 0 | 0 | 0 | 0 | 0 | 0 | 0 | 0 | 0 | 0 | 0 | 0 | 0 | 0 | 0 | 0 | 0 | 0 | 0 | 0 | 0.547 | 0.71375 | 0.68884 | 0.66552 | 0.6885 | 0.32414 | 0.72359 | 0.703 | 0 | 0 | 0 | 0 | 0 | 0 | 0 | 0 | 0 | 0 | 0 |  | 0 | 0 | 0 |  | #VALUE! | #VALUE! | #VALUE! | #VALUE! |  |  | #VALUE! | #VALUE! | 0 | 0 | 0.20123 | 0.20123 | #VALUE! | #VALUE! | #VALUE! | #VALUE! | 0 | 0 | 0.20123 | 0.20123 | #VALUE! | #VALUE! | #VALUE! | #VALUE! | 0 | 0 | 0.20123 | 0.20123 | #VALUE! | #VALUE! |  |  |  | #VALUE! | #VALUE! | #VALUE! | #VALUE! | #VALUE! | #VALUE! | #VALUE!
Monday | 7 | 11 | 18 | 4602 | 0 | 0 | 0 | 0 | 0 | 0 | 0 | 0 | 0 | 0 | 0 | 0 | 0 | 0 | 0 | 0 | 0 | 0 | 0 | 0 | 0 | 0.5295 | 0.69283 | 0.67136 | 0.64077 | 0.6135 | 0.34525 | 0.71355 | 0.702 | 0 | 0 | 0 | 0 | 0 | 0 | 0 | 0 | 0 | 0 | 0 |  | 0 | 0 | 0 |  | #VALUE! | #VALUE! | #VALUE! | #VALUE! |  |  | #VALUE! | #VALUE! | 0 | 0 | 0.20123 | 0.20123 | #VALUE! | #VALUE! | #VALUE! | #VALUE! | 0 | 0 | 0.20123 | 0.20123 | #VALUE! | #VALUE! | #VALUE! | #VALUE! | 0 | 0 | 0.20123 | 0.20123 | #VALUE! | #VALUE! |  |  |  | #VALUE! | #VALUE! | #VALUE! | #VALUE! | #VALUE! | #VALUE! | #VALUE!
Monday | 7 | 11 | 19 | 4603 | 0 | 0 | 0 | 0 | 0 | 0 | 0 | 0 | 0 | 0 | 0 | 0 | 0 | 0 | 0 | 0 | 0 | 0 | 0 | 0 | 0 | 0.504 | 0.65275 | 0.63592 | 0.59203 | 0.555 | 0.33463 | 0.69027 | 0.689 | 0 | 0 | 0 | 0 | 0 | 0 | 0 | 0 | 0 | 0 | 0 |  | 0 | 0 | 0 |  | #VALUE! | #VALUE! | #VALUE! | #VALUE! |  |  | #VALUE! | #VALUE! | 0 | 0 | 0.20123 | 0.20123 | #VALUE! | #VALUE! | #VALUE! | #VALUE! | 0 | 0 | 0.20123 | 0.20123 | #VALUE! | #VALUE! | #VALUE! | #VALUE! | 0 | 0 | 0.20123 | 0.20123 | #VALUE! | #VALUE! |  |  |  | #VALUE! | #VALUE! | #VALUE! | #VALUE! | #VALUE! | #VALUE! | #VALUE!
Monday | 7 | 11 | 20 | 4604 | 0 | 0 | 0 | 0 | 0 | 0 | 0 | 0 | 0 | 0 | 0 | 0 | 0 | 0 | 0 | 0 | 0 | 0 | 0 | 0 | 0 | 0.4405 | 0.55892 | 0.56218 | 0.49983 | 0.4695 | 0.27928 | 0.60226 | 0.6 | 0 | 0 | 0 | 0 | 0 | 0 | 0 | 0 | 0 | 0 | 0 |  | 0 | 0 | 0 |  | #VALUE! | #VALUE! | #VALUE! | #VALUE! |  |  | #VALUE! | #VALUE! | 0 | 0 | 0.20123 | 0.20123 | #VALUE! | #VALUE! | #VALUE! | #VALUE! | 0 | 0 | 0.20123 | 0.20123 | #VALUE! | #VALUE! | #VALUE! | #VALUE! | 0 | 0 | 0.20123 | 0.20123 | #VALUE! | #VALUE! |  |  |  | #VALUE! | #VALUE! | #VALUE! | #VALUE! | #VALUE! | #VALUE! | #VALUE!
Monday | 7 | 11 | 21 | 4605 | 0 | 0 | 0 | 0 | 0 | 0 | 0 | 0 | 0 | 0 | 0 | 0 | 0 | 0 | 0 | 0 | 0 | 0 | 0 | 0 | 0 | 0.398 | 0.50667 | 0.49615 | 0.46343 | 0.4185 | 0.2876 | 0.5511 | 0.554 | 0 | 0 | 0 | 0 | 0 | 0 | 0 | 0 | 0 | 0 | 0 |  | 0 | 0 | 0 |  | #VALUE! | #VALUE! | #VALUE! | #VALUE! |  |  | #VALUE! | #VALUE! | 0 | 0 | 0.20123 | 0.20123 | #VALUE! | #VALUE! | #VALUE! | #VALUE! | 0 | 0 | 0.20123 | 0.20123 | #VALUE! | #VALUE! | #VALUE! | #VALUE! | 0 | 0 | 0.20123 | 0.20123 | #VALUE! | #VALUE! |  |  |  | #VALUE! | #VALUE! | #VALUE! | #VALUE! | #VALUE! | #VALUE! | #VALUE!
Monday | 7 | 11 | 22 | 4606 | 0 | 0 | 0 | 0 | 0 | 0 | 0 | 0 | 0 | 0 | 0 | 0 | 0 | 0 | 0 | 0 | 0 | 0 | 0 | 0 | 0 | 0.374 | 0.48217 | 0.45208 | 0.32067 | 0.38275 | 0.2567 | 0.5336 | 0.556 | 0 | 0 | 0 | 0 | 0 | 0 | 0 | 0 | 0 | 0 | 0 |  | 0 | 0 | 0 |  | #VALUE! | #VALUE! | #VALUE! | #VALUE! |  |  | #VALUE! | #VALUE! | 0 | 0 | 0.20123 | 0.20123 | #VALUE! | #VALUE! | #VALUE! | #VALUE! | 0 | 0 | 0.20123 | 0.20123 | #VALUE! | #VALUE! | #VALUE! | #VALUE! | 0 | 0 | 0.20123 | 0.20123 | #VALUE! | #VALUE! |  |  |  | #VALUE! | #VALUE! | #VALUE! | #VALUE! | #VALUE! | #VALUE! | #VALUE!
Monday | 7 | 11 | 23 | 4607 | 0 | 0 | 0 | 0 | 0 | 0 | 0 | 0 | 0 | 0 | 0 | 0 | 0 | 0 | 0 | 0 | 0 | 0 | 0 | 0 | 0 | 0.3465 | 0.45042 | 0.41153 | 0.42754 | 0.374 | 0.23746 | 0.49088 | 0.527 | 0 | 0 | 0 | 0 | 0 | 0 | 0 | 0 | 0 | 0 | 0 |  | 0 | 0 | 0 |  | #VALUE! | #VALUE! | #VALUE! | #VALUE! |  |  | #VALUE! | #VALUE! | 0 | 0 | 0.20123 | 0.20123 | #VALUE! | #VALUE! | #VALUE! | #VALUE! | 0 | 0 | 0.20123 | 0.20123 | #VALUE! | #VALUE! | #VALUE! | #VALUE! | 0 | 0 | 0.20123 | 0.20123 | #VALUE! | #VALUE! |  |  |  | #VALUE! | #VALUE! | #VALUE! | #VALUE! | #VALUE! | #VALUE! | #VALUE!
Monday | 7 | 11 | 24 | 4608 | 0 | 0 | 0 | 0 | 0 | 0 | 0 | 0 | 0 | 0 | 0 | 0 | 0 | 0 | 0 | 0 | 0 | 0 | 0 | 0 | 0 | 0.3395 | 0.453 | 0.32403 | 0.41196 | 0.261 | 0.23368 | 0.5011 | 0.542 | 0 | 0 | 0 | 0 | 0 | 0 | 0 | 0 | 0 | 0 | 0 |  | 0 | 0 | 0 |  | #VALUE! | #VALUE! | #VALUE! | #VALUE! |  |  | #VALUE! | #VALUE! | 0 | 0 | 0.20123 | 0.20123 | #VALUE! | #VALUE! | #VALUE! | #VALUE! | 0 | 0 | 0.20123 | 0.20123 | #VALUE! | #VALUE! | #VALUE! | #VALUE! | 0 | 0 | 0.20123 | 0.20123 | #VALUE! | #VALUE! |  |  |  | #VALUE! | #VALUE! | #VALUE! | #VALUE! | #VALUE! | #VALUE! | #VALUE!
Tuesday | 7 | 12 | 1 | 4609 | 0 | 0 | 0 | 0 | 0 | 0 | 0 | 0 | 0 | 0 | 0 | 0 | 0 | 0 | 0 | 0 | 0 | 0 | 0 | 0 | 0 | 0.326 | 0.44567 | 0.31717 | 0.40506 | 0.1365 | 0.22575 | 0.49206 | 0.54 | 0 | 0 | 0 | 0 | 0 | 0 | 0 | 0 | 0 | 0 | 0 |  | 0 | 0 | 0 |  | #VALUE! | #VALUE! | #VALUE! | #VALUE! |  |  | #VALUE! | #VALUE! | 0 | 0 | 0.20123 | 0.20123 | #VALUE! | #VALUE! | #VALUE! | #VALUE! | 0 | 0 | 0.20123 | 0.20123 | #VALUE! | #VALUE! | #VALUE! | #VALUE! | 0 | 0 | 0.20123 | 0.20123 | #VALUE! | #VALUE! |  |  |  | #VALUE! | #VALUE! | #VALUE! | #VALUE! | #VALUE! | #VALUE! | #VALUE!
Tuesday | 7 | 12 | 2 | 4610 | 0 | 0 | 0 | 0 | 0 | 0 | 0 | 0 | 0 | 0 | 0 | 0 | 0 | 0 | 0 | 0 | 0 | 0 | 0 | 0 | 0 | 0.3085 | 0.42758 | 0.29031 | 0.39101 | 0.22125 | 0.21875 | 0.45028 | 0.513 | 0 | 0 | 0 | 0 | 0 | 0 | 0 | 0 | 0 | 0 | 0 |  | 0 | 0 | 0 |  | #VALUE! | #VALUE! | #VALUE! | #VALUE! |  |  | #VALUE! | #VALUE! | 0 | 0 | 0.20123 | 0.20123 | #VALUE! | #VALUE! | #VALUE! | #VALUE! | 0 | 0 | 0.20123 | 0.20123 | #VALUE! | #VALUE! | #VALUE! | #VALUE! | 0 | 0 | 0.20123 | 0.20123 | #VALUE! | #VALUE! |  |  |  | #VALUE! | #VALUE! | #VALUE! | #VALUE! | #VALUE! | #VALUE! | #VALUE!
Tuesday | 7 | 12 | 3 | 4611 | 0 | 0 | 0 | 0 | 0 | 0 | 0 | 0 | 0 | 0 | 0 | 0 | 0 | 0 | 0 | 0 | 0 | 0 | 0 | 0 | 0 | 0.2955 | 0.42242 | 0.26159 | 0.28038 | 0.1355 | 0.19867 | 0.44025 | 0.524 | 0 | 0 | 0 | 0 | 0 | 0 | 0 | 0 | 0 | 0 | 0 |  | 0 | 0 | 0 |  | #VALUE! | #VALUE! | #VALUE! | #VALUE! |  |  | #VALUE! | #VALUE! | 0 | 0 | 0.20123 | 0.20123 | #VALUE! | #VALUE! | #VALUE! | #VALUE! | 0 | 0 | 0.20123 | 0.20123 | #VALUE! | #VALUE! | #VALUE! | #VALUE! | 0 | 0 | 0.20123 | 0.20123 | #VALUE! | #VALUE! |  |  |  | #VALUE! | #VALUE! | #VALUE! | #VALUE! | #VALUE! | #VALUE! | #VALUE!
Tuesday | 7 | 12 | 4 | 4612 | 0 | 0 | 0 | 0 | 0 | 0 | 0 | 0 | 0 | 0 | 0 | 0 | 0 | 0 | 0 | 0 | 0 | 0 | 0 | 0 | 0 | 0.2715 | 0.27158 | 0.22925 | 0.17805 | 0.056 | 0.22513 | 0.34494 | 0.479 | 0 | 0 | 0 | 0 | 0 | 0 | 0 | 0 | 0 | 0 | 0 |  | 0 | 0 | 0 |  | #VALUE! | #VALUE! | #VALUE! | #VALUE! |  |  | #VALUE! | #VALUE! | 0 | 0 | 0.20123 | 0.20123 | #VALUE! | #VALUE! | #VALUE! | #VALUE! | 0 | 0 | 0.20123 | 0.20123 | #VALUE! | #VALUE! | #VALUE! | #VALUE! | 0 | 0 | 0.20123 | 0.20123 | #VALUE! | #VALUE! |  |  |  | #VALUE! | #VALUE! | #VALUE! | #VALUE! | #VALUE! | #VALUE! | #VALUE!
Tuesday | 7 | 12 | 5 | 4613 | 0 | 0 | 0 | 0 | 0 | 0 | 0 | 0 | 0 | 0 | 0 | 0 | 0 | 0 | 0 | 0 | 0 | 0 | 0 | 0 | 0 | 0.2805 | 0.35317 | 0.35943 | 0.41034 | 0.05275 | 0.23205 | 0.41603 | 0.532 | 0 | 0 | 0 | 0 | 0 | 0 | 0 | 0 | 0 | 0 | 0 |  | 0 | 0 | 0 |  | #VALUE! | #VALUE! | #VALUE! | #VALUE! |  |  | #VALUE! | #VALUE! | 0 | 0 | 0.20123 | 0.20123 | #VALUE! | #VALUE! | #VALUE! | #VALUE! | 0 | 0 | 0.20123 | 0.20123 | #VALUE! | #VALUE! | #VALUE! | #VALUE! | 0 | 0 | 0.20123 | 0.20123 | #VALUE! | #VALUE! |  |  |  | #VALUE! | #VALUE! | #VALUE! | #VALUE! | #VALUE! | #VALUE! | #VALUE!
Tuesday | 7 | 12 | 6 | 4614 | 0 | 0 | 0 | 0 | 0 | 0 | 0 | 0 | 0 | 0 | 0 | 0 | 0 | 0 | 0 | 0 | 0 | 0 | 0 | 0 | 0 | 0.2625 | 0.31175 | 0.30376 | 0.26042 | 0.08525 | 0.21592 | 0.36728 | 0.493 | 0 | 0 | 0 | 0 | 0 | 0 | 0 | 0 | 0 | 0 | 0 |  | 0 | 0 | 0 |  | #VALUE! | #VALUE! | #VALUE! | #VALUE! |  |  | #VALUE! | #VALUE! | 0 | 0 | 0.20123 | 0.20123 | #VALUE! | #VALUE! | #VALUE! | #VALUE! | 0 | 0 | 0.20123 | 0.20123 | #VALUE! | #VALUE! | #VALUE! | #VALUE! | 0 | 0 | 0.20123 | 0.20123 | #VALUE! | #VALUE! |  |  |  | #VALUE! | #VALUE! | #VALUE! | #VALUE! | #VALUE! | #VALUE! | #VALUE!
Tuesday | 7 | 12 | 7 | 4615 | 0 | 0 | 0 | 0 | 0 | 0 | 0 | 0 | 0 | 0 | 0 | 0 | 0 | 0 | 0 | 0 | 0 | 0 | 0 | 0 | 0 | 0.2955 | 0.455 | 0.44299 | 0.46268 | 0.162 | 0.22843 | 0.49694 | 0.591 | 0 | 0 | 0 | 0 | 0 | 0 | 0 | 0 | 0 | 0 | 0 |  | 0 | 0 | 0 |  | #VALUE! | #VALUE! | #VALUE! | #VALUE! |  |  | #VALUE! | #VALUE! | 0 | 0 | 0.20123 | 0.20123 | #VALUE! | #VALUE! | #VALUE! | #VALUE! | 0 | 0 | 0.20123 | 0.20123 | #VALUE! | #VALUE! | #VALUE! | #VALUE! | 0 | 0 | 0.20123 | 0.20123 | #VALUE! | #VALUE! |  |  |  | #VALUE! | #VALUE! | #VALUE! | #VALUE! | #VALUE! | #VALUE! | #VALUE!
Tuesday | 7 | 12 | 8 | 4616 | 0 | 0 | 0 | 0 | 0 | 0 | 0 | 0 | 0 | 0 | 0 | 0 | 0 | 0 | 0 | 0 | 0 | 0 | 0 | 0 | 0 | 0.3305 | 0.49242 | 0.47684 | 0.50719 | 0.4005 | 0.19386 | 0.54015 | 0.62 | 0 | 0 | 0 | 0 | 0 | 0 | 0 | 0 | 0 | 0 | 0 |  | 0 | 0 | 0 |  | #VALUE! | #VALUE! | #VALUE! | #VALUE! |  |  | #VALUE! | #VALUE! | 0 | 0 | 0.20123 | 0.20123 | #VALUE! | #VALUE! | #VALUE! | #VALUE! | 0 | 0 | 0.20123 | 0.20123 | #VALUE! | #VALUE! | #VALUE! | #VALUE! | 0 | 0 | 0.20123 | 0.20123 | #VALUE! | #VALUE! |  |  |  | #VALUE! | #VALUE! | #VALUE! | #VALUE! | #VALUE! | #VALUE! | #VALUE!
Tuesday | 7 | 12 | 9 | 4617 | 0 | 0 | 0 | 0 | 0 | 0 | 0 | 0 | 0 | 0 | 0 | 0 | 0 | 0 | 0 | 0 | 0 | 0 | 0 | 0 | 0 | 0.3485 | 0.5095 | 0.49256 | 0.53773 | 0.51325 | 0.21973 | 0.54499 | 0.601 | 0 | 0 | 0 | 0 | 0 | 0 | 0 | 0 | 0 | 0 | 0 |  | 0 | 0 | 0 |  | #VALUE! | #VALUE! | #VALUE! | #VALUE! |  |  | #VALUE! | #VALUE! | 0 | 0 | 0.20123 | 0.20123 | #VALUE! | #VALUE! | #VALUE! | #VALUE! | 0 | 0 | 0.20123 | 0.20123 | #VALUE! | #VALUE! | #VALUE! | #VALUE! | 0 | 0 | 0.20123 | 0.20123 | #VALUE! | #VALUE! |  |  |  | #VALUE! | #VALUE! | #VALUE! | #VALUE! | #VALUE! | #VALUE! | #VALUE!
Tuesday | 7 | 12 | 10 | 4618 | 0 | 0 | 0 | 0 | 0 | 0 | 0 | 0 | 0 | 0 | 0 | 0 | 0 | 0 | 0 | 0 | 0 | 0 | 0 | 0 | 0 | 0.3945 | 0.58575 | 0.55441 | 0.59739 | 0.53925 | 0.23926 | 0.60441 | 0.658 | 0 | 0 | 0 | 0 | 0 | 0 | 0 | 0 | 0 | 0 | 0 |  | 0 | 0 | 0 |  | #VALUE! | #VALUE! | #VALUE! | #VALUE! |  |  | #VALUE! | #VALUE! | 0 | 0 | 0.20123 | 0.20123 | #VALUE! | #VALUE! | #VALUE! | #VALUE! | 0 | 0 | 0.20123 | 0.20123 | #VALUE! | #VALUE! | #VALUE! | #VALUE! | 0 | 0 | 0.20123 | 0.20123 | #VALUE! | #VALUE! |  |  |  | #VALUE! | #VALUE! | #VALUE! | #VALUE! | #VALUE! | #VALUE! | #VALUE!
Tuesday | 7 | 12 | 11 | 4619 | 0 | 0 | 0 | 0 | 0 | 0 | 0 | 0 | 0 | 0 | 0 | 0 | 0 | 0 | 0 | 0 | 0 | 0 | 0 | 0 | 0 | 0.423 | 0.5995 | 0.56907 | 0.60718 | 0.55725 | 0.30543 | 0.61993 | 0.658 | 0 | 0 | 0 | 0 | 0 | 0 | 0 | 0 | 0 | 0 | 0 |  | 0 | 0 | 0 |  | #VALUE! | #VALUE! | #VALUE! | #VALUE! |  |  | #VALUE! | #VALUE! | 0 | 0 | 0.20123 | 0.20123 | #VALUE! | #VALUE! | #VALUE! | #VALUE! | 0 | 0 | 0.20123 | 0.20123 | #VALUE! | #VALUE! | #VALUE! | #VALUE! | 0 | 0 | 0.20123 | 0.20123 | #VALUE! | #VALUE! |  |  |  | #VALUE! | #VALUE! | #VALUE! | #VALUE! | #VALUE! | #VALUE! | #VALUE!
Tuesday | 7 | 12 | 12 | 4620 | 0 | 0 | 0 | 0 | 0 | 0 | 0 | 0 | 0 | 0 | 0 | 0 | 0 | 0 | 0 | 0 | 0 | 0 | 0 | 0 | 0 | 0.4755 | 0.68075 | 0.63856 | 0.68113 | 0.62125 | 0.33233 | 0.68748 | 0.708 | 0 | 0 | 0 | 0 | 0 | 0 | 0 | 0 | 0 | 0 | 0 |  | 0 | 0 | 0 |  | #VALUE! | #VALUE! | #VALUE! | #VALUE! |  |  | #VALUE! | #VALUE! | 0 | 0 | 0.20123 | 0.20123 | #VALUE! | #VALUE! | #VALUE! | #VALUE! | 0 | 0 | 0.20123 | 0.20123 | #VALUE! | #VALUE! | #VALUE! | #VALUE! | 0 | 0 | 0.20123 | 0.20123 | #VALUE! | #VALUE! |  |  |  | #VALUE! | #VALUE! | #VALUE! | #VALUE! | #VALUE! | #VALUE! | #VALUE!
Tuesday | 7 | 12 | 13 | 4621 | 0 | 0 | 0 | 0 | 0 | 0 | 0 | 0 | 0 | 0 | 0 | 0 | 0 | 0 | 0 | 0 | 0 | 0 | 0 | 0 | 0 | 0.4965 | 0.70058 | 0.65575 | 0.68124 | 0.66525 | 0.34877 | 0.70354 | 0.719 | 0 | 0 | 0 | 0 | 0 | 0 | 0 | 0 | 0 | 0 | 0 |  | 0 | 0 | 0 |  | #VALUE! | #VALUE! | #VALUE! | #VALUE! |  |  | #VALUE! | #VALUE! | 0 | 0 | 0.20123 | 0.20123 | #VALUE! | #VALUE! | #VALUE! | #VALUE! | 0 | 0 | 0.20123 | 0.20123 | #VALUE! | #VALUE! | #VALUE! | #VALUE! | 0 | 0 | 0.20123 | 0.20123 | #VALUE! | #VALUE! |  |  |  | #VALUE! | #VALUE! | #VALUE! | #VALUE! | #VALUE! | #VALUE! | #VALUE!
Tuesday | 7 | 12 | 14 | 4622 | 0 | 0 | 0 | 0 | 0 | 0 | 0 | 0 | 0 | 0 | 0 | 0 | 0 | 0 | 0 | 0 | 0 | 0 | 0 | 0 | 0 | 0.5215 | 0.71575 | 0.67138 | 0.67709 | 0.68875 | 0.36115 | 0.72302 | 0.733 | 0 | 0 | 0 | 0 | 0 | 0 | 0 | 0 | 0 | 0 | 0 |  | 0 | 0 | 0 |  | #VALUE! | #VALUE! | #VALUE! | #VALUE! |  |  | #VALUE! | #VALUE! | 0 | 0 | 0.20123 | 0.20123 | #VALUE! | #VALUE! | #VALUE! | #VALUE! | 0 | 0 | 0.20123 | 0.20123 | #VALUE! | #VALUE! | #VALUE! | #VALUE! | 0 | 0 | 0.20123 | 0.20123 | #VALUE! | #VALUE! |  |  |  | #VALUE! | #VALUE! | #VALUE! | #VALUE! | #VALUE! | #VALUE! | #VALUE!
Tuesday | 7 | 12 | 15 | 4623 | 0 | 0 | 0 | 0 | 0 | 0 | 0 | 0 | 0 | 0 | 0 | 0 | 0 | 0 | 0 | 0 | 0 | 0 | 0 | 0 | 0 | 0.5365 | 0.723 | 0.68079 | 0.6743 | 0.73725 | 0.38368 | 0.73489 | 0.738 | 0 | 0 | 0 | 0 | 0 | 0 | 0 | 0 | 0 | 0 | 0 |  | 0 | 0 | 0 |  | #VALUE! | #VALUE! | #VALUE! | #VALUE! |  |  | #VALUE! | #VALUE! | 0 | 0 | 0.20123 | 0.20123 | #VALUE! | #VALUE! | #VALUE! | #VALUE! | 0 | 0 | 0.20123 | 0.20123 | #VALUE! | #VALUE! | #VALUE! | #VALUE! | 0 | 0 | 0.20123 | 0.20123 | #VALUE! | #VALUE! |  |  |  | #VALUE! | #VALUE! | #VALUE! | #VALUE! | #VALUE! | #VALUE! | #VALUE!
Tuesday | 7 | 12 | 16 | 4624 | 0 | 0 | 0 | 0 | 0 | 0 | 0 | 0 | 0 | 0 | 0 | 0 | 0 | 0 | 0 | 0 | 0 | 0 | 0 | 0 | 0 | 0.5475 | 0.73825 | 0.69714 | 0.68682 | 0.7255 | 0.40379 | 0.75237 | 0.749 | 0 | 0 | 0 | 0 | 0 | 0 | 0 | 0 | 0 | 0 | 0 |  | 0 | 0 | 0 |  | #VALUE! | #VALUE! | #VALUE! | #VALUE! |  |  | #VALUE! | #VALUE! | 0 | 0 | 0.20123 | 0.20123 | #VALUE! | #VALUE! | #VALUE! | #VALUE! | 0 | 0 | 0.20123 | 0.20123 | #VALUE! | #VALUE! | #VALUE! | #VALUE! | 0 | 0 | 0.20123 | 0.20123 | #VALUE! | #VALUE! |  |  |  | #VALUE! | #VALUE! | #VALUE! | #VALUE! | #VALUE! | #VALUE! | #VALUE!
Tuesday | 7 | 12 | 17 | 4625 | 0 | 0 | 0 | 0 | 0 | 0 | 0 | 0 | 0 | 0 | 0 | 0 | 0 | 0 | 0 | 0 | 0 | 0 | 0 | 0 | 0 | 0.556 | 0.73842 | 0.70026 | 0.67206 | 0.62525 | 0.41586 | 0.75881 | 0.757 | 0 | 0 | 0 | 0 | 0 | 0 | 0 | 0 | 0 | 0 | 0 |  | 0 | 0 | 0 |  | #VALUE! | #VALUE! | #VALUE! | #VALUE! |  |  | #VALUE! | #VALUE! | 0 | 0 | 0.20123 | 0.20123 | #VALUE! | #VALUE! | #VALUE! | #VALUE! | 0 | 0 | 0.20123 | 0.20123 | #VALUE! | #VALUE! | #VALUE! | #VALUE! | 0 | 0 | 0.20123 | 0.20123 | #VALUE! | #VALUE! |  |  |  | #VALUE! | #VALUE! | #VALUE! | #VALUE! | #VALUE! | #VALUE! | #VALUE!
Tuesday | 7 | 12 | 18 | 4626 | 0 | 0 | 0 | 0 | 0 | 0 | 0 | 0 | 0 | 0 | 0 | 0 | 0 | 0 | 0 | 0 | 0 | 0 | 0 | 0 | 0 | 0.523 | 0.68867 | 0.65673 | 0.62365 | 0.64275 | 0.41904 | 0.71765 | 0.722 | 0 | 0 | 0 | 0 | 0 | 0 | 0 | 0 | 0 | 0 | 0 |  | 0 | 0 | 0 |  | #VALUE! | #VALUE! | #VALUE! | #VALUE! |  |  | #VALUE! | #VALUE! | 0 | 0 | 0.20123 | 0.20123 | #VALUE! | #VALUE! | #VALUE! | #VALUE! | 0 | 0 | 0.20123 | 0.20123 | #VALUE! | #VALUE! | #VALUE! | #VALUE! | 0 | 0 | 0.20123 | 0.20123 | #VALUE! | #VALUE! |  |  |  | #VALUE! | #VALUE! | #VALUE! | #VALUE! | #VALUE! | #VALUE! | #VALUE!
Tuesday | 7 | 12 | 19 | 4627 | 0 | 0 | 0 | 0 | 0 | 0 | 0 | 0 | 0 | 0 | 0 | 0 | 0 | 0 | 0 | 0 | 0 | 0 | 0 | 0 | 0 | 0.504 | 0.67083 | 0.63939 | 0.60762 | 0.572 | 0.41446 | 0.70317 | 0.717 | 0 | 0 | 0 | 0 | 0 | 0 | 0 | 0 | 0 | 0 | 0 |  | 0 | 0 | 0 |  | #VALUE! | #VALUE! | #VALUE! | #VALUE! |  |  | #VALUE! | #VALUE! | 0 | 0 | 0.20123 | 0.20123 | #VALUE! | #VALUE! | #VALUE! | #VALUE! | 0 | 0 | 0.20123 | 0.20123 | #VALUE! | #VALUE! | #VALUE! | #VALUE! | 0 | 0 | 0.20123 | 0.20123 | #VALUE! | #VALUE! |  |  |  | #VALUE! | #VALUE! | #VALUE! | #VALUE! | #VALUE! | #VALUE! | #VALUE!
Tuesday | 7 | 12 | 20 | 4628 | 0 | 0 | 0 | 0 | 0 | 0 | 0 | 0 | 0 | 0 | 0 | 0 | 0 | 0 | 0 | 0 | 0 | 0 | 0 | 0 | 0 | 0.4595 | 0.60658 | 0.58337 | 0.54526 | 0.57125 | 0.39558 | 0.64676 | 0.677 | 0 | 0 | 0 | 0 | 0 | 0 | 0 | 0 | 0 | 0 | 0 |  | 0 | 0 | 0 |  | #VALUE! | #VALUE! | #VALUE! | #VALUE! |  |  | #VALUE! | #VALUE! | 0 | 0 | 0.20123 | 0.20123 | #VALUE! | #VALUE! | #VALUE! | #VALUE! | 0 | 0 | 0.20123 | 0.20123 | #VALUE! | #VALUE! | #VALUE! | #VALUE! | 0 | 0 | 0.20123 | 0.20123 | #VALUE! | #VALUE! |  |  |  | #VALUE! | #VALUE! | #VALUE! | #VALUE! | #VALUE! | #VALUE! | #VALUE!
Tuesday | 7 | 12 | 21 | 4629 | 0 | 0 | 0 | 0 | 0 | 0 | 0 | 0 | 0 | 0 | 0 | 0 | 0 | 0 | 0 | 0 | 0 | 0 | 0 | 0 | 0 | 0.427 | 0.5735 | 0.57167 | 0.51241 | 0.4965 | 0.38051 | 0.61899 | 0.663 | 0 | 0 | 0 | 0 | 0 | 0 | 0 | 0 | 0 | 0 | 0 |  | 0 | 0 | 0 |  | #VALUE! | #VALUE! | #VALUE! | #VALUE! |  |  | #VALUE! | #VALUE! | 0 | 0 | 0.20123 | 0.20123 | #VALUE! | #VALUE! | #VALUE! | #VALUE! | 0 | 0 | 0.20123 | 0.20123 | #VALUE! | #VALUE! | #VALUE! | #VALUE! | 0 | 0 | 0.20123 | 0.20123 | #VALUE! | #VALUE! |  |  |  | #VALUE! | #VALUE! | #VALUE! | #VALUE! | #VALUE! | #VALUE! | #VALUE!
Tuesday | 7 | 12 | 22 | 4630 | 0 | 0 | 0 | 0 | 0 | 0 | 0 | 0 | 0 | 0 | 0 | 0 | 0 | 0 | 0 | 0 | 0 | 0 | 0 | 0 | 0 | 0.3905 | 0.527 | 0.50609 | 0.47474 | 0.48625 | 0.37286 | 0.57623 | 0.635 | 0 | 0 | 0 | 0 | 0 | 0 | 0 | 0 | 0 | 0 | 0 |  | 0 | 0 | 0 |  | #VALUE! | #VALUE! | #VALUE! | #VALUE! |  |  | #VALUE! | #VALUE! | 0 | 0 | 0.20123 | 0.20123 | #VALUE! | #VALUE! | #VALUE! | #VALUE! | 0 | 0 | 0.20123 | 0.20123 | #VALUE! | #VALUE! | #VALUE! | #VALUE! | 0 | 0 | 0.20123 | 0.20123 | #VALUE! | #VALUE! |  |  |  | #VALUE! | #VALUE! | #VALUE! | #VALUE! | #VALUE! | #VALUE! | #VALUE!
Tuesday | 7 | 12 | 23 | 4631 | 0 | 0 | 0 | 0 | 0 | 0 | 0 | 0 | 0 | 0 | 0 | 0 | 0 | 0 | 0 | 0 | 0 | 0 | 0 | 0 | 0 | 0.352 | 0.47475 | 0.43985 | 0.43064 | 0.46125 | 0.36112 | 0.5099 | 0.553 | 0 | 0 | 0 | 0 | 0 | 0 | 0 | 0 | 0 | 0 | 0 |  | 0 | 0 | 0 |  | #VALUE! | #VALUE! | #VALUE! | #VALUE! |  |  | #VALUE! | #VALUE! | 0 | 0 | 0.20123 | 0.20123 | #VALUE! | #VALUE! | #VALUE! | #VALUE! | 0 | 0 | 0.20123 | 0.20123 | #VALUE! | #VALUE! | #VALUE! | #VALUE! | 0 | 0 | 0.20123 | 0.20123 | #VALUE! | #VALUE! |  |  |  | #VALUE! | #VALUE! | #VALUE! | #VALUE! | #VALUE! | #VALUE! | #VALUE!
Tuesday | 7 | 12 | 24 | 4632 | 0 | 0 | 0 | 0 | 0 | 0 | 0 | 0 | 0 | 0 | 0 | 0 | 0 | 0 | 0 | 0 | 0 | 0 | 0 | 0 | 0 | 0.3285 | 0.44867 | 0.29547 | 0.4123 | 0.46775 | 0.3354 | 0.47939 | 0.53 | 0 | 0 | 0 | 0 | 0 | 0 | 0 | 0 | 0 | 0 | 0 |  | 0 | 0 | 0 |  | #VALUE! | #VALUE! | #VALUE! | #VALUE! |  |  | #VALUE! | #VALUE! | 0 | 0 | 0.20123 | 0.20123 | #VALUE! | #VALUE! | #VALUE! | #VALUE! | 0 | 0 | 0.20123 | 0.20123 | #VALUE! | #VALUE! | #VALUE! | #VALUE! | 0 | 0 | 0.20123 | 0.20123 | #VALUE! | #VALUE! |  |  |  | #VALUE! | #VALUE! | #VALUE! | #VALUE! | #VALUE! | #VALUE! | #VALUE!
Wednesday | 7 | 13 | 1 | 4633 | 0 | 0 | 0 | 0 | 0 | 0 | 0 | 0 | 0 | 0 | 0 | 0 | 0 | 0 | 0 | 0 | 0 | 0 | 0 | 0 | 0 | 0.3205 | 0.45 | 0.30475 | 0.41111 | 0.3955 | 0.34616 | 0.48403 | 0.541 | 0 | 0 | 0 | 0 | 0 | 0 | 0 | 0 | 0 | 0 | 0 |  | 0 | 0 | 0 |  | #VALUE! | #VALUE! | #VALUE! | #VALUE! |  |  | #VALUE! | #VALUE! | 0 | 0 | 0.20123 | 0.20123 | #VALUE! | #VALUE! | #VALUE! | #VALUE! | 0 | 0 | 0.20123 | 0.20123 | #VALUE! | #VALUE! | #VALUE! | #VALUE! | 0 | 0 | 0.20123 | 0.20123 | #VALUE! | #VALUE! |  |  |  | #VALUE! | #VALUE! | #VALUE! | #VALUE! | #VALUE! | #VALUE! | #VALUE!
Wednesday | 7 | 13 | 2 | 4634 | 0 | 0 | 0 | 0 | 0 | 0 | 0 | 0 | 0 | 0 | 0 | 0 | 0 | 0 | 0 | 0 | 0 | 0 | 0 | 0 | 0 | 0.3085 | 0.44558 | 0.29129 | 0.29287 | 0.33525 | 0.35888 | 0.50004 | 0.554 | 0 | 0 | 0 | 0 | 0 | 0 | 0 | 0 | 0 | 0 | 0 |  | 0 | 0 | 0 |  | #VALUE! | #VALUE! | #VALUE! | #VALUE! |  |  | #VALUE! | #VALUE! | 0 | 0 | 0.20123 | 0.20123 | #VALUE! | #VALUE! | #VALUE! | #VALUE! | 0 | 0 | 0.20123 | 0.20123 | #VALUE! | #VALUE! | #VALUE! | #VALUE! | 0 | 0 | 0.20123 | 0.20123 | #VALUE! | #VALUE! |  |  |  | #VALUE! | #VALUE! | #VALUE! | #VALUE! | #VALUE! | #VALUE! | #VALUE!
Wednesday | 7 | 13 | 3 | 4635 | 0 | 0 | 0 | 0 | 0 | 0 | 0 | 0 | 0 | 0 | 0 | 0 | 0 | 0 | 0 | 0 | 0 | 0 | 0 | 0 | 0 | 0.316 | 0.47042 | 0.32359 | 0.45237 | 0.2705 | 0.34939 | 0.52386 | 0.599 | 0 | 0 | 0 | 0 | 0 | 0 | 0 | 0 | 0 | 0 | 0 |  | 0 | 0 | 0 |  | #VALUE! | #VALUE! | #VALUE! | #VALUE! |  |  | #VALUE! | #VALUE! | 0 | 0 | 0.20123 | 0.20123 | #VALUE! | #VALUE! | #VALUE! | #VALUE! | 0 | 0 | 0.20123 | 0.20123 | #VALUE! | #VALUE! | #VALUE! | #VALUE! | 0 | 0 | 0.20123 | 0.20123 | #VALUE! | #VALUE! |  |  |  | #VALUE! | #VALUE! | #VALUE! | #VALUE! | #VALUE! | #VALUE! | #VALUE!
Wednesday | 7 | 13 | 4 | 4636 | 0 | 0 | 0 | 0 | 0 | 0 | 0 | 0 | 0 | 0 | 0 | 0 | 0 | 0 | 0 | 0 | 0 | 0 | 0 | 0 | 0 | 0.3065 | 0.46675 | 0.4414 | 0.42445 | 0.3685 | 0.35594 | 0.51595 | 0.6 | 0 | 0 | 0 | 0 | 0 | 0 | 0 | 0 | 0 | 0 | 0 |  | 0 | 0 | 0 |  | #VALUE! | #VALUE! | #VALUE! | #VALUE! |  |  | #VALUE! | #VALUE! | 0 | 0 | 0.20123 | 0.20123 | #VALUE! | #VALUE! | #VALUE! | #VALUE! | 0 | 0 | 0.20123 | 0.20123 | #VALUE! | #VALUE! | #VALUE! | #VALUE! | 0 | 0 | 0.20123 | 0.20123 | #VALUE! | #VALUE! |  |  |  | #VALUE! | #VALUE! | #VALUE! | #VALUE! | #VALUE! | #VALUE! | #VALUE!
Wednesday | 7 | 13 | 5 | 4637 | 0 | 0 | 0 | 0 | 0 | 0 | 0 | 0 | 0 | 0 | 0 | 0 | 0 | 0 | 0 | 0 | 0 | 0 | 0 | 0 | 0 | 0.2935 | 0.45383 | 0.42155 | 0.41146 | 0.4555 | 0.32858 | 0.50126 | 0.608 | 0 | 0 | 0 | 0 | 0 | 0 | 0 | 0 | 0 | 0 | 0 |  | 0 | 0 | 0 |  | #VALUE! | #VALUE! | #VALUE! | #VALUE! |  |  | #VALUE! | #VALUE! | 0 | 0 | 0.20123 | 0.20123 | #VALUE! | #VALUE! | #VALUE! | #VALUE! | 0 | 0 | 0.20123 | 0.20123 | #VALUE! | #VALUE! | #VALUE! | #VALUE! | 0 | 0 | 0.20123 | 0.20123 | #VALUE! | #VALUE! |  |  |  | #VALUE! | #VALUE! | #VALUE! | #VALUE! | #VALUE! | #VALUE! | #VALUE!
Wednesday | 7 | 13 | 6 | 4638 | 0 | 0 | 0 | 0 | 0 | 0 | 0 | 0 | 0 | 0 | 0 | 0 | 0 | 0 | 0 | 0 | 0 | 0 | 0 | 0 | 0 | 0.314 | 0.48242 | 0.46126 | 0.45426 | 0.469 | 0.35877 | 0.53135 | 0.636 | 0 | 0 | 0 | 0 | 0 | 0 | 0 | 0 | 0 | 0 | 0 |  | 0 | 0 | 0 |  | #VALUE! | #VALUE! | #VALUE! | #VALUE! |  |  | #VALUE! | #VALUE! | 0 | 0 | 0.20123 | 0.20123 | #VALUE! | #VALUE! | #VALUE! | #VALUE! | 0 | 0 | 0.20123 | 0.20123 | #VALUE! | #VALUE! | #VALUE! | #VALUE! | 0 | 0 | 0.20123 | 0.20123 | #VALUE! | #VALUE! |  |  |  | #VALUE! | #VALUE! | #VALUE! | #VALUE! | #VALUE! | #VALUE! | #VALUE!
Wednesday | 7 | 13 | 7 | 4639 | 0 | 0 | 0 | 0 | 0 | 0 | 0 | 0 | 0 | 0 | 0 | 0 | 0 | 0 | 0 | 0 | 0 | 0 | 0 | 0 | 0 | 0.344 | 0.49883 | 0.49467 | 0.52384 | 0.55275 | 0.37202 | 0.55491 | 0.647 | 0 | 0 | 0 | 0 | 0 | 0 | 0 | 0 | 0 | 0 | 0 |  | 0 | 0 | 0 |  | #VALUE! | #VALUE! | #VALUE! | #VALUE! |  |  | #VALUE! | #VALUE! | 0 | 0 | 0.20123 | 0.20123 | #VALUE! | #VALUE! | #VALUE! | #VALUE! | 0 | 0 | 0.20123 | 0.20123 | #VALUE! | #VALUE! | #VALUE! | #VALUE! | 0 | 0 | 0.20123 | 0.20123 | #VALUE! | #VALUE! |  |  |  | #VALUE! | #VALUE! | #VALUE! | #VALUE! | #VALUE! | #VALUE! | #VALUE!
Wednesday | 7 | 13 | 8 | 4640 | 0 | 0 | 0 | 0 | 0 | 0 | 0 | 0 | 0 | 0 | 0 | 0 | 0 | 0 | 0 | 0 | 0 | 0 | 0 | 0 | 0 | 0.3645 | 0.53192 | 0.52381 | 0.56307 | 0.652 | 0.39282 | 0.58206 | 0.665 | 0 | 0 | 0 | 0 | 0 | 0 | 0 | 0 | 0 | 0 | 0 |  | 0 | 0 | 0 |  | #VALUE! | #VALUE! | #VALUE! | #VALUE! |  |  | #VALUE! | #VALUE! | 0 | 0 | 0.20123 | 0.20123 | #VALUE! | #VALUE! | #VALUE! | #VALUE! | 0 | 0 | 0.20123 | 0.20123 | #VALUE! | #VALUE! | #VALUE! | #VALUE! | 0 | 0 | 0.20123 | 0.20123 | #VALUE! | #VALUE! |  |  |  | #VALUE! | #VALUE! | #VALUE! | #VALUE! | #VALUE! | #VALUE! | #VALUE!
Wednesday | 7 | 13 | 9 | 4641 | 0 | 0 | 0 | 0 | 0 | 0 | 0 | 0 | 0 | 0 | 0 | 0 | 0 | 0 | 0 | 0 | 0 | 0 | 0 | 0 | 0 | 0.408 | 0.5895 | 0.55897 | 0.61989 | 0.70575 | 0.36529 | 0.63363 | 0.7 | 0 | 0 | 0 | 0 | 0 | 0 | 0 | 0 | 0 | 0 | 0 |  | 0 | 0 | 0 |  | #VALUE! | #VALUE! | #VALUE! | #VALUE! |  |  | #VALUE! | #VALUE! | 0 | 0 | 0.20123 | 0.20123 | #VALUE! | #VALUE! | #VALUE! | #VALUE! | 0 | 0 | 0.20123 | 0.20123 | #VALUE! | #VALUE! | #VALUE! | #VALUE! | 0 | 0 | 0.20123 | 0.20123 | #VALUE! | #VALUE! |  |  |  | #VALUE! | #VALUE! | #VALUE! | #VALUE! | #VALUE! | #VALUE! | #VALUE!
Wednesday | 7 | 13 | 10 | 4642 | 0 | 0 | 0 | 0 | 0 | 0 | 0 | 0 | 0 | 0 | 0 | 0 | 0 | 0 | 0 | 0 | 0 | 0 | 0 | 0 | 0 | 0.484 | 0.68883 | 0.65601 | 0.71548 | 0.73075 | 0.41283 | 0.72702 | 0.768 | 0 | 0 | 0 | 0 | 0 | 0 | 0 | 0 | 0 | 0 | 0 |  | 0 | 0 | 0 |  | #VALUE! | #VALUE! | #VALUE! | #VALUE! |  |  | #VALUE! | #VALUE! | 0 | 0 | 0.20123 | 0.20123 | #VALUE! | #VALUE! | #VALUE! | #VALUE! | 0 | 0 | 0.20123 | 0.20123 | #VALUE! | #VALUE! | #VALUE! | #VALUE! | 0 | 0 | 0.20123 | 0.20123 | #VALUE! | #VALUE! |  |  |  | #VALUE! | #VALUE! | #VALUE! | #VALUE! | #VALUE! | #VALUE! | #VALUE!
Wednesday | 7 | 13 | 11 | 4643 | 0 | 0 | 0 | 0 | 0 | 0 | 0 | 0 | 0 | 0 | 0 | 0 | 0 | 0 | 0 | 0 | 0 | 0 | 0 | 0 | 0 | 0.5205 | 0.7345 | 0.69489 | 0.73949 | 0.76675 | 0.34094 | 0.76307 | 0.794 | 0 | 0 | 0 | 0 | 0 | 0 | 0 | 0 | 0 | 0 | 0 |  | 0 | 0 | 0 |  | #VALUE! | #VALUE! | #VALUE! | #VALUE! |  |  | #VALUE! | #VALUE! | 0 | 0 | 0.20123 | 0.20123 | #VALUE! | #VALUE! | #VALUE! | #VALUE! | 0 | 0 | 0.20123 | 0.20123 | #VALUE! | #VALUE! | #VALUE! | #VALUE! | 0 | 0 | 0.20123 | 0.20123 | #VALUE! | #VALUE! |  |  |  | #VALUE! | #VALUE! | #VALUE! | #VALUE! | #VALUE! | #VALUE! | #VALUE!
Wednesday | 7 | 13 | 12 | 4644 | 0 | 0 | 0 | 0 | 0 | 0 | 0 | 0 | 0 | 0 | 0 | 0 | 0 | 0 | 0 | 0 | 0 | 0 | 0 | 0 | 0 | 0.5445 | 0.75492 | 0.71343 | 0.73405 | 0.835 | 0.45527 | 0.78182 | 0.802 | 0 | 0 | 0 | 0 | 0 | 0 | 0 | 0 | 0 | 0 | 0 |  | 0 | 0 | 0 |  | #VALUE! | #VALUE! | #VALUE! | #VALUE! |  |  | #VALUE! | #VALUE! | 0 | 0 | 0.20123 | 0.20123 | #VALUE! | #VALUE! | #VALUE! | #VALUE! | 0 | 0 | 0.20123 | 0.20123 | #VALUE! | #VALUE! | #VALUE! | #VALUE! | 0 | 0 | 0.20123 | 0.20123 | #VALUE! | #VALUE! |  |  |  | #VALUE! | #VALUE! | #VALUE! | #VALUE! | #VALUE! | #VALUE! | #VALUE!
Wednesday | 7 | 13 | 13 | 4645 | 0 | 0 | 0 | 0 | 0 | 0 | 0 | 0 | 0 | 0 | 0 | 0 | 0 | 0 | 0 | 0 | 0 | 0 | 0 | 0 | 0 | 0.553 | 0.75617 | 0.71317 | 0.71287 | 0.76975 | 0.49239 | 0.77722 | 0.793 | 0 | 0 | 0 | 0 | 0 | 0 | 0 | 0 | 0 | 0 | 0 |  | 0 | 0 | 0 |  | #VALUE! | #VALUE! | #VALUE! | #VALUE! |  |  | #VALUE! | #VALUE! | 0 | 0 | 0.20123 | 0.20123 | #VALUE! | #VALUE! | #VALUE! | #VALUE! | 0 | 0 | 0.20123 | 0.20123 | #VALUE! | #VALUE! | #VALUE! | #VALUE! | 0 | 0 | 0.20123 | 0.20123 | #VALUE! | #VALUE! |  |  |  | #VALUE! | #VALUE! | #VALUE! | #VALUE! | #VALUE! | #VALUE! | #VALUE!
Wednesday | 7 | 13 | 14 | 4646 | 0 | 0 | 0 | 0 | 0 | 0 | 0 | 0 | 0 | 0 | 0 | 0 | 0 | 0 | 0 | 0 | 0 | 0 | 0 | 0 | 0 | 0.553 | 0.75792 | 0.70729 | 0.69555 | 0.769 | 0.41498 | 0.76312 | 0.77 | 0 | 0 | 0 | 0 | 0 | 0 | 0 | 0 | 0 | 0 | 0 |  | 0 | 0 | 0 |  | #VALUE! | #VALUE! | #VALUE! | #VALUE! |  |  | #VALUE! | #VALUE! | 0 | 0 | 0.20123 | 0.20123 | #VALUE! | #VALUE! | #VALUE! | #VALUE! | 0 | 0 | 0.20123 | 0.20123 | #VALUE! | #VALUE! | #VALUE! | #VALUE! | 0 | 0 | 0.20123 | 0.20123 | #VALUE! | #VALUE! |  |  |  | #VALUE! | #VALUE! | #VALUE! | #VALUE! | #VALUE! | #VALUE! | #VALUE!
Wednesday | 7 | 13 | 15 | 4647 | 0 | 0 | 0 | 0 | 0 | 0 | 0 | 0 | 0 | 0 | 0 | 0 | 0 | 0 | 0 | 0 | 0 | 0 | 0 | 0 | 0 | 0.6105 | 0.8435 | 0.78217 | 0.76328 | 0.76 | 0.42581 | 0.8265 | 0.823 | 0 | 0 | 0 | 0 | 0 | 0 | 0 | 0 | 0 | 0 | 0 |  | 0 | 0 | 0 |  | #VALUE! | #VALUE! | #VALUE! | #VALUE! |  |  | #VALUE! | #VALUE! | 0 | 0 | 0.20123 | 0.20123 | #VALUE! | #VALUE! | #VALUE! | #VALUE! | 0 | 0 | 0.20123 | 0.20123 | #VALUE! | #VALUE! | #VALUE! | #VALUE! | 0 | 0 | 0.20123 | 0.20123 | #VALUE! | #VALUE! |  |  |  | #VALUE! | #VALUE! | #VALUE! | #VALUE! | #VALUE! | #VALUE! | #VALUE!
Wednesday | 7 | 13 | 16 | 4648 | 0 | 0 | 0 | 0 | 0 | 0 | 0 | 0 | 0 | 0 | 0 | 0 | 0 | 0 | 0 | 0 | 0 | 0 | 0 | 0 | 0 | 0.6125 | 0.827 | 0.77679 | 0.73958 | 0.74175 | 0.40066 | 0.82722 | 0.822 | 0 | 0 | 0 | 0 | 0 | 0 | 0 | 0 | 0 | 0 | 0 |  | 0 | 0 | 0 |  | #VALUE! | #VALUE! | #VALUE! | #VALUE! |  |  | #VALUE! | #VALUE! | 0 | 0 | 0.20123 | 0.20123 | #VALUE! | #VALUE! | #VALUE! | #VALUE! | 0 | 0 | 0.20123 | 0.20123 | #VALUE! | #VALUE! | #VALUE! | #VALUE! | 0 | 0 | 0.20123 | 0.20123 | #VALUE! | #VALUE! |  |  |  | #VALUE! | #VALUE! | #VALUE! | #VALUE! | #VALUE! | #VALUE! | #VALUE!
Wednesday | 7 | 13 | 17 | 4649 | 0 | 0 | 0 | 0 | 0 | 0 | 0 | 0 | 0 | 0 | 0 | 0 | 0 | 0 | 0 | 0 | 0 | 0 | 0 | 0 | 0 | 0.5965 | 0.78417 | 0.74976 | 0.69428 | 0.796 | 0.40269 | 0.80813 | 0.798 | 0 | 0 | 0 | 0 | 0 | 0 | 0 | 0 | 0 | 0 | 0 |  | 0 | 0 | 0 |  | #VALUE! | #VALUE! | #VALUE! | #VALUE! |  |  | #VALUE! | #VALUE! | 0 | 0 | 0.20123 | 0.20123 | #VALUE! | #VALUE! | #VALUE! | #VALUE! | 0 | 0 | 0.20123 | 0.20123 | #VALUE! | #VALUE! | #VALUE! | #VALUE! | 0 | 0 | 0.20123 | 0.20123 | #VALUE! | #VALUE! |  |  |  | #VALUE! | #VALUE! | #VALUE! | #VALUE! | #VALUE! | #VALUE! | #VALUE!
Wednesday | 7 | 13 | 18 | 4650 | 0 | 0 | 0 | 0 | 0 | 0 | 0 | 0 | 0 | 0 | 0 | 0 | 0 | 0 | 0 | 0 | 0 | 0 | 0 | 0 | 0 | 0.5675 | 0.73825 | 0.71542 | 0.64932 | 0.743 | 0.36543 | 0.77502 | 0.76 | 0 | 0 | 0 | 0 | 0 | 0 | 0 | 0 | 0 | 0 | 0 |  | 0 | 0 | 0 |  | #VALUE! | #VALUE! | #VALUE! | #VALUE! |  |  | #VALUE! | #VALUE! | 0 | 0 | 0.20123 | 0.20123 | #VALUE! | #VALUE! | #VALUE! | #VALUE! | 0 | 0 | 0.20123 | 0.20123 | #VALUE! | #VALUE! | #VALUE! | #VALUE! | 0 | 0 | 0.20123 | 0.20123 | #VALUE! | #VALUE! |  |  |  | #VALUE! | #VALUE! | #VALUE! | #VALUE! | #VALUE! | #VALUE! | #VALUE!
Wednesday | 7 | 13 | 19 | 4651 | 0 | 0 | 0 | 0 | 0 | 0 | 0 | 0 | 0 | 0 | 0 | 0 | 0 | 0 | 0 | 0 | 0 | 0 | 0 | 0 | 0 | 0.533 | 0.67117 | 0.66181 | 0.58827 | 0.77125 | 0.34352 | 0.72241 | 0.713 | 0 | 0 | 0 | 0 | 0 | 0 | 0 | 0 | 0 | 0 | 0 |  | 0 | 0 | 0 |  | #VALUE! | #VALUE! | #VALUE! | #VALUE! |  |  | #VALUE! | #VALUE! | 0 | 0 | 0.20123 | 0.20123 | #VALUE! | #VALUE! | #VALUE! | #VALUE! | 0 | 0 | 0.20123 | 0.20123 | #VALUE! | #VALUE! | #VALUE! | #VALUE! | 0 | 0 | 0.20123 | 0.20123 | #VALUE! | #VALUE! |  |  |  | #VALUE! | #VALUE! | #VALUE! | #VALUE! | #VALUE! | #VALUE! | #VALUE!
Wednesday | 7 | 13 | 20 | 4652 | 0 | 0 | 0 | 0 | 0 | 0 | 0 | 0 | 0 | 0 | 0 | 0 | 0 | 0 | 0 | 0 | 0 | 0 | 0 | 0 | 0 | 0.4575 | 0.556 | 0.55938 | 0.49359 | 0.649 | 0.26591 | 0.61139 | 0.591 | 0 | 0 | 0 | 0 | 0 | 0 | 0 | 0 | 0 | 0 | 0 |  | 0 | 0 | 0 |  | #VALUE! | #VALUE! | #VALUE! | #VALUE! |  |  | #VALUE! | #VALUE! | 0 | 0 | 0.20123 | 0.20123 | #VALUE! | #VALUE! | #VALUE! | #VALUE! | 0 | 0 | 0.20123 | 0.20123 | #VALUE! | #VALUE! | #VALUE! | #VALUE! | 0 | 0 | 0.20123 | 0.20123 | #VALUE! | #VALUE! |  |  |  | #VALUE! | #VALUE! | #VALUE! | #VALUE! | #VALUE! | #VALUE! | #VALUE!
Wednesday | 7 | 13 | 21 | 4653 | 0 | 0 | 0 | 0 | 0 | 0 | 0 | 0 | 0 | 0 | 0 | 0 | 0 | 0 | 0 | 0 | 0 | 0 | 0 | 0 | 0 | 0.3815 | 0.43033 | 0.41966 | 0.42658 | 0.597 | 0.19379 | 0.46033 | 0.46 | 0 | 0 | 0 | 0 | 0 | 0 | 0 | 0 | 0 | 0 | 0 |  | 0 | 0 | 0 |  | #VALUE! | #VALUE! | #VALUE! | #VALUE! |  |  | #VALUE! | #VALUE! | 0 | 0 | 0.20123 | 0.20123 | #VALUE! | #VALUE! | #VALUE! | #VALUE! | 0 | 0 | 0.20123 | 0.20123 | #VALUE! | #VALUE! | #VALUE! | #VALUE! | 0 | 0 | 0.20123 | 0.20123 | #VALUE! | #VALUE! |  |  |  | #VALUE! | #VALUE! | #VALUE! | #VALUE! | #VALUE! | #VALUE! | #VALUE!
Wednesday | 7 | 13 | 22 | 4654 | 0 | 0 | 0 | 0 | 0 | 0 | 0 | 0 | 0 | 0 | 0 | 0 | 0 | 0 | 0 | 0 | 0 | 0 | 0 | 0 | 0 | 0.247 | 0.26008 | 0.26143 | 0.38834 | 0.45175 | 0.13393 | 0.3664 | 0.398 | 0 | 0 | 0 | 0 | 0 | 0 | 0 | 0 | 0 | 0 | 0 |  | 0 | 0 | 0 |  | #VALUE! | #VALUE! | #VALUE! | #VALUE! |  |  | #VALUE! | #VALUE! | 0 | 0 | 0.20123 | 0.20123 | #VALUE! | #VALUE! | #VALUE! | #VALUE! | 0 | 0 | 0.20123 | 0.20123 | #VALUE! | #VALUE! | #VALUE! | #VALUE! | 0 | 0 | 0.20123 | 0.20123 | #VALUE! | #VALUE! |  |  |  | #VALUE! | #VALUE! | #VALUE! | #VALUE! | #VALUE! | #VALUE! | #VALUE!
Wednesday | 7 | 13 | 23 | 4655 | 0 | 0 | 0 | 0 | 0 | 0 | 0 | 0 | 0 | 0 | 0 | 0 | 0 | 0 | 0 | 0 | 0 | 0 | 0 | 0 | 0 | 0.2245 | 0.24067 | 0.24021 | 0.37608 | 0.3075 | 0.096797 | 0.34346 | 0.396 | 0 | 0 | 0 | 0 | 0 | 0 | 0 | 0 | 0 | 0 | 0 |  | 0 | 0 | 0 |  | #VALUE! | #VALUE! | #VALUE! | #VALUE! |  |  | #VALUE! | #VALUE! | 0 | 0 | 0.20123 | 0.20123 | #VALUE! | #VALUE! | #VALUE! | #VALUE! | 0 | 0 | 0.20123 | 0.20123 | #VALUE! | #VALUE! | #VALUE! | #VALUE! | 0 | 0 | 0.20123 | 0.20123 | #VALUE! | #VALUE! |  |  |  | #VALUE! | #VALUE! | #VALUE! | #VALUE! | #VALUE! | #VALUE! | #VALUE!
Wednesday | 7 | 13 | 24 | 4656 | 0 | 0 | 0 | 0 | 0 | 0 | 0 | 0 | 0 | 0 | 0 | 0 | 0 | 0 | 0 | 0 | 0 | 0 | 0 | 0 | 0 | 0.0235 | 0.14292 | 0.092844 | 0.17826 | 0.13525 | 0.17033 | 0.25127 | 0.35 | 0 | 0 | 0 | 0 | 0 | 0 | 0 | 0 | 0 | 0 | 0 |  | 0 | 0 | 0 |  | #VALUE! | #VALUE! | #VALUE! | #VALUE! |  |  | #VALUE! | #VALUE! | 0 | 0 | 0.20123 | 0.20123 | #VALUE! | #VALUE! | #VALUE! | #VALUE! | 0 | 0 | 0.20123 | 0.20123 | #VALUE! | #VALUE! | #VALUE! | #VALUE! | 0 | 0 | 0.20123 | 0.20123 | #VALUE! | #VALUE! |  |  |  | #VALUE! | #VALUE! | #VALUE! | #VALUE! | #VALUE! | #VALUE! | #VALUE!
Thursday | 7 | 14 | 1 | 4657 | 0 | 0 | 0 | 0 | 0 | 0 | 0 | 0 | 0 | 0 | 0 | 0 | 0 | 0 | 0 | 0 | 0 | 0 | 0 | 0 | 0 | 0 | 0.108 | 0.055654 | 0.17696 | 0.08 | 0.12687 | 0.26757 | 0.408 | 0 | 0 | 0 | 0 | 0 | 0 | 0 | 0 | 0 | 0 | 0 |  | 0 | 0 | 0 |  | #VALUE! | #VALUE! | #VALUE! | #VALUE! |  |  | #VALUE! | #VALUE! | 0 | 0 | 0.20123 | 0.20123 | #VALUE! | #VALUE! | #VALUE! | #VALUE! | 0 | 0 | 0.20123 | 0.20123 | #VALUE! | #VALUE! | #VALUE! | #VALUE! | 0 | 0 | 0.20123 | 0.20123 | #VALUE! | #VALUE! |  |  |  | #VALUE! | #VALUE! | #VALUE! | #VALUE! | #VALUE! | #VALUE! | #VALUE!
Thursday | 7 | 14 | 2 | 4658 | 0 | 0 | 0 | 0 | 0 | 0 | 0 | 0 | 0 | 0 | 0 | 0 | 0 | 0 | 0 | 0 | 0 | 0 | 0 | 0 | 0 | 0 | 0.09575 | 0.044519 | 0.17084 | 0.04075 | 0.11406 | 0.25731 | 0.408 | 0 | 0 | 0 | 0 | 0 | 0 | 0 | 0 | 0 | 0 | 0 |  | 0 | 0 | 0 |  | #VALUE! | #VALUE! | #VALUE! | #VALUE! |  |  | #VALUE! | #VALUE! | 0 | 0 | 0.20123 | 0.20123 | #VALUE! | #VALUE! | #VALUE! | #VALUE! | 0 | 0 | 0.20123 | 0.20123 | #VALUE! | #VALUE! | #VALUE! | #VALUE! | 0 | 0 | 0.20123 | 0.20123 | #VALUE! | #VALUE! |  |  |  | #VALUE! | #VALUE! | #VALUE! | #VALUE! | #VALUE! | #VALUE! | #VALUE!
Thursday | 7 | 14 | 3 | 4659 | 0 | 0 | 0 | 0 | 0 | 0 | 0 | 0 | 0 | 0 | 0 | 0 | 0 | 0 | 0 | 0 | 0 | 0 | 0 | 0 | 0 | 0 | 0 | 0.00022727 | 0.031137 | 0.03575 | 0.032647 | 0.13897 | 0.282 | 0 | 0 | 0 | 0 | 0 | 0 | 0 | 0 | 0 | 0 | 0 |  | 0 | 0 | 0 |  | #VALUE! | #VALUE! | #VALUE! | #VALUE! |  |  | #VALUE! | #VALUE! | 0 | 0 | 0.20123 | 0.20123 | #VALUE! | #VALUE! | #VALUE! | #VALUE! | 0 | 0 | 0.20123 | 0.20123 | #VALUE! | #VALUE! | #VALUE! | #VALUE! | 0 | 0 | 0.20123 | 0.20123 | #VALUE! | #VALUE! |  |  |  | #VALUE! | #VALUE! | #VALUE! | #VALUE! | #VALUE! | #VALUE! | #VALUE!
Thursday | 7 | 14 | 4 | 4660 | 0 | 0 | 0 | 0 | 0 | 0 | 0 | 0 | 0 | 0 | 0 | 0 | 0 | 0 | 0 | 0 | 0 | 0 | 0 | 0 | 0 | 0 | 0 | 0 | 0.031246 | 0.00175 | 0.083274 | 0.076464 | 0.194 | 0 | 0 | 0 | 0 | 0 | 0 | 0 | 0 | 0 | 0 | 0 |  | 0 | 0 | 0 |  | #VALUE! | #VALUE! | #VALUE! | #VALUE! |  |  | #VALUE! | #VALUE! | 0 | 0 | 0.20123 | 0.20123 | #VALUE! | #VALUE! | #VALUE! | #VALUE! | 0 | 0 | 0.20123 | 0.20123 | #VALUE! | #VALUE! | #VALUE! | #VALUE! | 0 | 0 | 0.20123 | 0.20123 | #VALUE! | #VALUE! |  |  |  | #VALUE! | #VALUE! | #VALUE! | #VALUE! | #VALUE! | #VALUE! | #VALUE!
Thursday | 7 | 14 | 5 | 4661 | 0 | 0 | 0 | 0 | 0 | 0 | 0 | 0 | 0 | 0 | 0 | 0 | 0 | 0 | 0 | 0 | 0 | 0 | 0 | 0 | 0 | 0 | 0 | 0 | 0.031767 | 0 | 0.06471 | 0.042239 | 0.144 | 0 | 0 | 0 | 0 | 0 | 0 | 0 | 0 | 0 | 0 | 0 |  | 0 | 0 | 0 |  | #VALUE! | #VALUE! | #VALUE! | #VALUE! |  |  | #VALUE! | #VALUE! | 0 | 0 | 0.20123 | 0.20123 | #VALUE! | #VALUE! | #VALUE! | #VALUE! | 0 | 0 | 0.20123 | 0.20123 | #VALUE! | #VALUE! | #VALUE! | #VALUE! | 0 | 0 | 0.20123 | 0.20123 | #VALUE! | #VALUE! |  |  |  | #VALUE! | #VALUE! | #VALUE! | #VALUE! | #VALUE! | #VALUE! | #VALUE!
Thursday | 7 | 14 | 6 | 4662 | 0 | 0 | 0 | 0 | 0 | 0 | 0 | 0 | 0 | 0 | 0 | 0 | 0 | 0 | 0 | 0 | 0 | 0 | 0 | 0 | 0 | 0 | 0 | 0.0018437 | 0.031938 | 0 | 0.10429 | 0.067945 | 0.194 | 0 | 0 | 0 | 0 | 0 | 0 | 0 | 0 | 0 | 0 | 0 |  | 0 | 0 | 0 |  | #VALUE! | #VALUE! | #VALUE! | #VALUE! |  |  | #VALUE! | #VALUE! | 0 | 0 | 0.20123 | 0.20123 | #VALUE! | #VALUE! | #VALUE! | #VALUE! | 0 | 0 | 0.20123 | 0.20123 | #VALUE! | #VALUE! | #VALUE! | #VALUE! | 0 | 0 | 0.20123 | 0.20123 | #VALUE! | #VALUE! |  |  |  | #VALUE! | #VALUE! | #VALUE! | #VALUE! | #VALUE! | #VALUE! | #VALUE!
Thursday | 7 | 14 | 7 | 4663 | 0 | 0 | 0 | 0 | 0 | 0 | 0 | 0 | 0 | 0 | 0 | 0 | 0 | 0 | 0 | 0 | 0 | 0 | 0 | 0 | 0 | 0 | 0.011 | 0.014017 | 0.028882 | 0.018 | 0.1105 | 0.12249 | 0.227 | 0 | 0 | 0 | 0 | 0 | 0 | 0 | 0 | 0 | 0 | 0 |  | 0 | 0 | 0 |  | #VALUE! | #VALUE! | #VALUE! | #VALUE! |  |  | #VALUE! | #VALUE! | 0 | 0 | 0.20123 | 0.20123 | #VALUE! | #VALUE! | #VALUE! | #VALUE! | 0 | 0 | 0.20123 | 0.20123 | #VALUE! | #VALUE! | #VALUE! | #VALUE! | 0 | 0 | 0.20123 | 0.20123 | #VALUE! | #VALUE! |  |  |  | #VALUE! | #VALUE! | #VALUE! | #VALUE! | #VALUE! | #VALUE! | #VALUE!
Thursday | 7 | 14 | 8 | 4664 | 0 | 0 | 0 | 0 | 0 | 0 | 0 | 0 | 0 | 0 | 0 | 0 | 0 | 0 | 0 | 0 | 0 | 0 | 0 | 0 | 0 | 0 | 0.039417 | 0.038542 | 0.3083 | 0.088 | 0.10263 | 0.14276 | 0.231 | 0 | 0 | 0 | 0 | 0 | 0 | 0 | 0 | 0 | 0 | 0 |  | 0 | 0 | 0 |  | #VALUE! | #VALUE! | #VALUE! | #VALUE! |  |  | #VALUE! | #VALUE! | 0 | 0 | 0.20123 | 0.20123 | #VALUE! | #VALUE! | #VALUE! | #VALUE! | 0 | 0 | 0.20123 | 0.20123 | #VALUE! | #VALUE! | #VALUE! | #VALUE! | 0 | 0 | 0.20123 | 0.20123 | #VALUE! | #VALUE! |  |  |  | #VALUE! | #VALUE! | #VALUE! | #VALUE! | #VALUE! | #VALUE! | #VALUE!
Thursday | 7 | 14 | 9 | 4665 | 0 | 0 | 0 | 0 | 0 | 0 | 0 | 0 | 0 | 0 | 0 | 0 | 0 | 0 | 0 | 0 | 0 | 0 | 0 | 0 | 0 | 0.0285 | 0.10958 | 0.11411 | 0.43903 | 0.1775 | 0.11072 | 0.19461 | 0.265 | 0 | 0 | 0 | 0 | 0 | 0 | 0 | 0 | 0 | 0 | 0 |  | 0 | 0 | 0 |  | #VALUE! | #VALUE! | #VALUE! | #VALUE! |  |  | #VALUE! | #VALUE! | 0 | 0 | 0.20123 | 0.20123 | #VALUE! | #VALUE! | #VALUE! | #VALUE! | 0 | 0 | 0.20123 | 0.20123 | #VALUE! | #VALUE! | #VALUE! | #VALUE! | 0 | 0 | 0.20123 | 0.20123 | #VALUE! | #VALUE! |  |  |  | #VALUE! | #VALUE! | #VALUE! | #VALUE! | #VALUE! | #VALUE! | #VALUE!
Thursday | 7 | 14 | 10 | 4666 | 0 | 0 | 0 | 0 | 0 | 0 | 0 | 0 | 0 | 0 | 0 | 0 | 0 | 0 | 0 | 0 | 0 | 0 | 0 | 0 | 0 | 0.1135 | 0.18617 | 0.19806 | 0.44569 | 0.23675 | 0.12249 | 0.24861 | 0.299 | 0 | 0 | 0 | 0 | 0 | 0 | 0 | 0 | 0 | 0 | 0 |  | 0 | 0 | 0 |  | #VALUE! | #VALUE! | #VALUE! | #VALUE! |  |  | #VALUE! | #VALUE! | 0 | 0 | 0.20123 | 0.20123 | #VALUE! | #VALUE! | #VALUE! | #VALUE! | 0 | 0 | 0.20123 | 0.20123 | #VALUE! | #VALUE! | #VALUE! | #VALUE! | 0 | 0 | 0.20123 | 0.20123 | #VALUE! | #VALUE! |  |  |  | #VALUE! | #VALUE! | #VALUE! | #VALUE! | #VALUE! | #VALUE! | #VALUE!
Thursday | 7 | 14 | 11 | 4667 | 0 | 0 | 0 | 0 | 0 | 0 | 0 | 0 | 0 | 0 | 0 | 0 | 0 | 0 | 0 | 0 | 0 | 0 | 0 | 0 | 0 | 0.161 | 0.22725 | 0.24358 | 0.42873 | 0.31275 | 0.17106 | 0.28666 | 0.317 | 0 | 0 | 0 | 0 | 0 | 0 | 0 | 0 | 0 | 0 | 0 |  | 0 | 0 | 0 |  | #VALUE! | #VALUE! | #VALUE! | #VALUE! |  |  | #VALUE! | #VALUE! | 0 | 0 | 0.20123 | 0.20123 | #VALUE! | #VALUE! | #VALUE! | #VALUE! | 0 | 0 | 0.20123 | 0.20123 | #VALUE! | #VALUE! | #VALUE! | #VALUE! | 0 | 0 | 0.20123 | 0.20123 | #VALUE! | #VALUE! |  |  |  | #VALUE! | #VALUE! | #VALUE! | #VALUE! | #VALUE! | #VALUE! | #VALUE!
Thursday | 7 | 14 | 12 | 4668 | 0 | 0 | 0 | 0 | 0 | 0 | 0 | 0 | 0 | 0 | 0 | 0 | 0 | 0 | 0 | 0 | 0 | 0 | 0 | 0 | 0 | 0.323 | 0.40125 | 0.40977 | 0.47297 | 0.2685 | 0.16272 | 0.39603 | 0.388 | 0 | 0 | 0 | 0 | 0 | 0 | 0 | 0 | 0 | 0 | 0 |  | 0 | 0 | 0 |  | #VALUE! | #VALUE! | #VALUE! | #VALUE! |  |  | #VALUE! | #VALUE! | 0 | 0 | 0.20123 | 0.20123 | #VALUE! | #VALUE! | #VALUE! | #VALUE! | 0 | 0 | 0.20123 | 0.20123 | #VALUE! | #VALUE! | #VALUE! | #VALUE! | 0 | 0 | 0.20123 | 0.20123 | #VALUE! | #VALUE! |  |  |  | #VALUE! | #VALUE! | #VALUE! | #VALUE! | #VALUE! | #VALUE! | #VALUE!
Thursday | 7 | 14 | 13 | 4669 | 0 | 0 | 0 | 0 | 0 | 0 | 0 | 0 | 0 | 0 | 0 | 0 | 0 | 0 | 0 | 0 | 0 | 0 | 0 | 0 | 0 | 0.246 | 0.33608 | 0.34483 | 0.45881 | 0.326 | 0.24077 | 0.37763 | 0.388 | 0 | 0 | 0 | 0 | 0 | 0 | 0 | 0 | 0 | 0 | 0 |  | 0 | 0 | 0 |  | #VALUE! | #VALUE! | #VALUE! | #VALUE! |  |  | #VALUE! | #VALUE! | 0 | 0 | 0.20123 | 0.20123 | #VALUE! | #VALUE! | #VALUE! | #VALUE! | 0 | 0 | 0.20123 | 0.20123 | #VALUE! | #VALUE! | #VALUE! | #VALUE! | 0 | 0 | 0.20123 | 0.20123 | #VALUE! | #VALUE! |  |  |  | #VALUE! | #VALUE! | #VALUE! | #VALUE! | #VALUE! | #VALUE! | #VALUE!
Thursday | 7 | 14 | 14 | 4670 | 0 | 0 | 0 | 0 | 0 | 0 | 0 | 0 | 0 | 0 | 0 | 0 | 0 | 0 | 0 | 0 | 0 | 0 | 0 | 0 | 0 | 0.2785 | 0.37642 | 0.38273 | 0.46869 | 0.301 | 0.29742 | 0.41872 | 0.423 | 0 | 0 | 0 | 0 | 0 | 0 | 0 | 0 | 0 | 0 | 0 |  | 0 | 0 | 0 |  | #VALUE! | #VALUE! | #VALUE! | #VALUE! |  |  | #VALUE! | #VALUE! | 0 | 0 | 0.20123 | 0.20123 | #VALUE! | #VALUE! | #VALUE! | #VALUE! | 0 | 0 | 0.20123 | 0.20123 | #VALUE! | #VALUE! | #VALUE! | #VALUE! | 0 | 0 | 0.20123 | 0.20123 | #VALUE! | #VALUE! |  |  |  | #VALUE! | #VALUE! | #VALUE! | #VALUE! | #VALUE! | #VALUE! | #VALUE!
Thursday | 7 | 14 | 15 | 4671 | 0 | 0 | 0 | 0 | 0 | 0 | 0 | 0 | 0 | 0 | 0 | 0 | 0 | 0 | 0 | 0 | 0 | 0 | 0 | 0 | 0 | 0.2505 | 0.34967 | 0.3553 | 0.45438 | 0.2915 | 0.33946 | 0.40547 | 0.413 | 0 | 0 | 0 | 0 | 0 | 0 | 0 | 0 | 0 | 0 | 0 |  | 0 | 0 | 0 |  | #VALUE! | #VALUE! | #VALUE! | #VALUE! |  |  | #VALUE! | #VALUE! | 0 | 0 | 0.20123 | 0.20123 | #VALUE! | #VALUE! | #VALUE! | #VALUE! | 0 | 0 | 0.20123 | 0.20123 | #VALUE! | #VALUE! | #VALUE! | #VALUE! | 0 | 0 | 0.20123 | 0.20123 | #VALUE! | #VALUE! |  |  |  | #VALUE! | #VALUE! | #VALUE! | #VALUE! | #VALUE! | #VALUE! | #VALUE!
Thursday | 7 | 14 | 16 | 4672 | 0 | 0 | 0 | 0 | 0 | 0 | 0 | 0 | 0 | 0 | 0 | 0 | 0 | 0 | 0 | 0 | 0 | 0 | 0 | 0 | 0 | 0.2535 | 0.34767 | 0.35647 | 0.44353 | 0.2495 | 0.36851 | 0.40681 | 0.413 | 0 | 0 | 0 | 0 | 0 | 0 | 0 | 0 | 0 | 0 | 0 |  | 0 | 0 | 0 |  | #VALUE! | #VALUE! | #VALUE! | #VALUE! |  |  | #VALUE! | #VALUE! | 0 | 0 | 0.20123 | 0.20123 | #VALUE! | #VALUE! | #VALUE! | #VALUE! | 0 | 0 | 0.20123 | 0.20123 | #VALUE! | #VALUE! | #VALUE! | #VALUE! | 0 | 0 | 0.20123 | 0.20123 | #VALUE! | #VALUE! |  |  |  | #VALUE! | #VALUE! | #VALUE! | #VALUE! | #VALUE! | #VALUE! | #VALUE!
Thursday | 7 | 14 | 17 | 4673 | 0 | 0 | 0 | 0 | 0 | 0 | 0 | 0 | 0 | 0 | 0 | 0 | 0 | 0 | 0 | 0 | 0 | 0 | 0 | 0 | 0 | 0.1955 | 0.28442 | 0.2968 | 0.41229 | 0.26425 | 0.37733 | 0.34935 | 0.368 | 0 | 0 | 0 | 0 | 0 | 0 | 0 | 0 | 0 | 0 | 0 |  | 0 | 0 | 0 |  | #VALUE! | #VALUE! | #VALUE! | #VALUE! |  |  | #VALUE! | #VALUE! | 0 | 0 | 0.20123 | 0.20123 | #VALUE! | #VALUE! | #VALUE! | #VALUE! | 0 | 0 | 0.20123 | 0.20123 | #VALUE! | #VALUE! | #VALUE! | #VALUE! | 0 | 0 | 0.20123 | 0.20123 | #VALUE! | #VALUE! |  |  |  | #VALUE! | #VALUE! | #VALUE! | #VALUE! | #VALUE! | #VALUE! | #VALUE!
Thursday | 7 | 14 | 18 | 4674 | 0 | 0 | 0 | 0 | 0 | 0 | 0 | 0 | 0 | 0 | 0 | 0 | 0 | 0 | 0 | 0 | 0 | 0 | 0 | 0 | 0 | 0.197 | 0.28 | 0.29859 | 0.40405 | 0.28425 | 0.35061 | 0.35107 | 0.367 | 0 | 0 | 0 | 0 | 0 | 0 | 0 | 0 | 0 | 0 | 0 |  | 0 | 0 | 0 |  | #VALUE! | #VALUE! | #VALUE! | #VALUE! |  |  | #VALUE! | #VALUE! | 0 | 0 | 0.20123 | 0.20123 | #VALUE! | #VALUE! | #VALUE! | #VALUE! | 0 | 0 | 0.20123 | 0.20123 | #VALUE! | #VALUE! | #VALUE! | #VALUE! | 0 | 0 | 0.20123 | 0.20123 | #VALUE! | #VALUE! |  |  |  | #VALUE! | #VALUE! | #VALUE! | #VALUE! | #VALUE! | #VALUE! | #VALUE!
Thursday | 7 | 14 | 19 | 4675 | 0 | 0 | 0 | 0 | 0 | 0 | 0 | 0 | 0 | 0 | 0 | 0 | 0 | 0 | 0 | 0 | 0 | 0 | 0 | 0 | 0 | 0.1545 | 0.23833 | 0.25591 | 0.38338 | 0.173 | 0.30309 | 0.3228 | 0.359 | 0 | 0 | 0 | 0 | 0 | 0 | 0 | 0 | 0 | 0 | 0 |  | 0 | 0 | 0 |  | #VALUE! | #VALUE! | #VALUE! | #VALUE! |  |  | #VALUE! | #VALUE! | 0 | 0 | 0.20123 | 0.20123 | #VALUE! | #VALUE! | #VALUE! | #VALUE! | 0 | 0 | 0.20123 | 0.20123 | #VALUE! | #VALUE! | #VALUE! | #VALUE! | 0 | 0 | 0.20123 | 0.20123 | #VALUE! | #VALUE! |  |  |  | #VALUE! | #VALUE! | #VALUE! | #VALUE! | #VALUE! | #VALUE! | #VALUE!
Thursday | 7 | 14 | 20 | 4676 | 0 | 0 | 0 | 0 | 0 | 0 | 0 | 0 | 0 | 0 | 0 | 0 | 0 | 0 | 0 | 0 | 0 | 0 | 0 | 0 | 0 | 0 | 0.0665 | 0.060509 | 0.14706 | 0.09575 | 0.20097 | 0.2027 | 0.298 | 0 | 0 | 0 | 0 | 0 | 0 | 0 | 0 | 0 | 0 | 0 |  | 0 | 0 | 0 |  | #VALUE! | #VALUE! | #VALUE! | #VALUE! |  |  | #VALUE! | #VALUE! | 0 | 0 | 0.20123 | 0.20123 | #VALUE! | #VALUE! | #VALUE! | #VALUE! | 0 | 0 | 0.20123 | 0.20123 | #VALUE! | #VALUE! | #VALUE! | #VALUE! | 0 | 0 | 0.20123 | 0.20123 | #VALUE! | #VALUE! |  |  |  | #VALUE! | #VALUE! | #VALUE! | #VALUE! | #VALUE! | #VALUE! | #VALUE!
Thursday | 7 | 14 | 21 | 4677 | 0 | 0 | 0 | 0 | 0 | 0 | 0 | 0 | 0 | 0 | 0 | 0 | 0 | 0 | 0 | 0 | 0 | 0 | 0 | 0 | 0 | 0 | 0 | 0.0061291 | 0.032724 | 0.2495 | 0.15358 | 0.13247 | 0.243 | 0 | 0 | 0 | 0 | 0 | 0 | 0 | 0 | 0 | 0 | 0 |  | 0 | 0 | 0 |  | #VALUE! | #VALUE! | #VALUE! | #VALUE! |  |  | #VALUE! | #VALUE! | 0 | 0 | 0.20123 | 0.20123 | #VALUE! | #VALUE! | #VALUE! | #VALUE! | 0 | 0 | 0.20123 | 0.20123 | #VALUE! | #VALUE! | #VALUE! | #VALUE! | 0 | 0 | 0.20123 | 0.20123 | #VALUE! | #VALUE! |  |  |  | #VALUE! | #VALUE! | #VALUE! | #VALUE! | #VALUE! | #VALUE! | #VALUE!
Thursday | 7 | 14 | 22 | 4678 | 0 | 0 | 0 | 0 | 0 | 0 | 0 | 0 | 0 | 0 | 0 | 0 | 0 | 0 | 0 | 0 | 0 | 0 | 0 | 0 | 0 | 0 | 0 | 0.0029205 | 0.029465 | 0.00125 | 0.099832 | 0.10823 | 0.208 | 0 | 0 | 0 | 0 | 0 | 0 | 0 | 0 | 0 | 0 | 0 |  | 0 | 0 | 0 |  | #VALUE! | #VALUE! | #VALUE! | #VALUE! |  |  | #VALUE! | #VALUE! | 0 | 0 | 0.20123 | 0.20123 | #VALUE! | #VALUE! | #VALUE! | #VALUE! | 0 | 0 | 0.20123 | 0.20123 | #VALUE! | #VALUE! | #VALUE! | #VALUE! | 0 | 0 | 0.20123 | 0.20123 | #VALUE! | #VALUE! |  |  |  | #VALUE! | #VALUE! | #VALUE! | #VALUE! | #VALUE! | #VALUE! | #VALUE!
Thursday | 7 | 14 | 23 | 4679 | 0 | 0 | 0 | 0 | 0 | 0 | 0 | 0 | 0 | 0 | 0 | 0 | 0 | 0 | 0 | 0 | 0 | 0 | 0 | 0 | 0 | 0 | 0 | 0 | 0.031129 | 0 | 0.13195 | 0.05931 | 0.15 | 0 | 0 | 0 | 0 | 0 | 0 | 0 | 0 | 0 | 0 | 0 |  | 0 | 0 | 0 |  | #VALUE! | #VALUE! | #VALUE! | #VALUE! |  |  | #VALUE! | #VALUE! | 0 | 0 | 0.20123 | 0.20123 | #VALUE! | #VALUE! | #VALUE! | #VALUE! | 0 | 0 | 0.20123 | 0.20123 | #VALUE! | #VALUE! | #VALUE! | #VALUE! | 0 | 0 | 0.20123 | 0.20123 | #VALUE! | #VALUE! |  |  |  | #VALUE! | #VALUE! | #VALUE! | #VALUE! | #VALUE! | #VALUE! | #VALUE!
Thursday | 7 | 14 | 24 | 4680 | 0 | 0 | 0 | 0 | 0 | 0 | 0 | 0 | 0 | 0 | 0 | 0 | 0 | 0 | 0 | 0 | 0 | 0 | 0 | 0 | 0 | 0 | 0 | 0 | 0.030469 | 0 | 0.12637 | 0.04553 | 0.141 | 0 | 0 | 0 | 0 | 0 | 0 | 0 | 0 | 0 | 0 | 0 |  | 0 | 0 | 0 |  | #VALUE! | #VALUE! | #VALUE! | #VALUE! |  |  | #VALUE! | #VALUE! | 0 | 0 | 0.20123 | 0.20123 | #VALUE! | #VALUE! | #VALUE! | #VALUE! | 0 | 0 | 0.20123 | 0.20123 | #VALUE! | #VALUE! | #VALUE! | #VALUE! | 0 | 0 | 0.20123 | 0.20123 | #VALUE! | #VALUE! |  |  |  | #VALUE! | #VALUE! | #VALUE! | #VALUE! | #VALUE! | #VALUE! | #VALUE!
Friday | 7 | 15 | 1 | 4681 | 0 | 0 | 0 | 0 | 0 | 0 | 0 | 0 | 0 | 0 | 0 | 0 | 0 | 0 | 0 | 0 | 0 | 0 | 0 | 0 | 0 | 0 | 0 | 0 | 0.030422 | 0 | 0.14036 | 0.061797 | 0.185 | 0 | 0 | 0 | 0 | 0 | 0 | 0 | 0 | 0 | 0 | 0 |  | 0 | 0 | 0 |  | #VALUE! | #VALUE! | #VALUE! | #VALUE! |  |  | #VALUE! | #VALUE! | 0 | 0 | 0.20123 | 0.20123 | #VALUE! | #VALUE! | #VALUE! | #VALUE! | 0 | 0 | 0.20123 | 0.20123 | #VALUE! | #VALUE! | #VALUE! | #VALUE! | 0 | 0 | 0.20123 | 0.20123 | #VALUE! | #VALUE! |  |  |  | #VALUE! | #VALUE! | #VALUE! | #VALUE! | #VALUE! | #VALUE! | #VALUE!
Friday | 7 | 15 | 2 | 4682 | 0 | 0 | 0 | 0 | 0 | 0 | 0 | 0 | 0 | 0 | 0 | 0 | 0 | 0 | 0 | 0 | 0 | 0 | 0 | 0 | 0 | 0 | 0 | 0 | 0.028052 | 0 | 0.099608 | 0.032107 | 0.135 | 0 | 0 | 0 | 0 | 0 | 0 | 0 | 0 | 0 | 0 | 0 |  | 0 | 0 | 0 |  | #VALUE! | #VALUE! | #VALUE! | #VALUE! |  |  | #VALUE! | #VALUE! | 0 | 0 | 0.20123 | 0.20123 | #VALUE! | #VALUE! | #VALUE! | #VALUE! | 0 | 0 | 0.20123 | 0.20123 | #VALUE! | #VALUE! | #VALUE! | #VALUE! | 0 | 0 | 0.20123 | 0.20123 | #VALUE! | #VALUE! |  |  |  | #VALUE! | #VALUE! | #VALUE! | #VALUE! | #VALUE! | #VALUE! | #VALUE!
Friday | 7 | 15 | 3 | 4683 | 0 | 0 | 0 | 0 | 0 | 0 | 0 | 0 | 0 | 0 | 0 | 0 | 0 | 0 | 0 | 0 | 0 | 0 | 0 | 0 | 0 | 0 | 0 | 0 | 0.02302 | 0 | 0.096185 | 0.023439 | 0.12 | 0 | 0 | 0 | 0 | 0 | 0 | 0 | 0 | 0 | 0 | 0 |  | 0 | 0 | 0 |  | #VALUE! | #VALUE! | #VALUE! | #VALUE! |  |  | #VALUE! | #VALUE! | 0 | 0 | 0.20123 | 0.20123 | #VALUE! | #VALUE! | #VALUE! | #VALUE! | 0 | 0 | 0.20123 | 0.20123 | #VALUE! | #VALUE! | #VALUE! | #VALUE! | 0 | 0 | 0.20123 | 0.20123 | #VALUE! | #VALUE! |  |  |  | #VALUE! | #VALUE! | #VALUE! | #VALUE! | #VALUE! | #VALUE! | #VALUE!
Friday | 7 | 15 | 4 | 4684 | 0 | 0 | 0 | 0 | 0 | 0 | 0 | 0 | 0 | 0 | 0 | 0 | 0 | 0 | 0 | 0 | 0 | 0 | 0 | 0 | 0 | 0 | 0 | 0 | 0.024261 | 0 | 0.10058 | 0.027169 | 0.134 | 0 | 0 | 0 | 0 | 0 | 0 | 0 | 0 | 0 | 0 | 0 |  | 0 | 0 | 0 |  | #VALUE! | #VALUE! | #VALUE! | #VALUE! |  |  | #VALUE! | #VALUE! | 0 | 0 | 0.20123 | 0.20123 | #VALUE! | #VALUE! | #VALUE! | #VALUE! | 0 | 0 | 0.20123 | 0.20123 | #VALUE! | #VALUE! | #VALUE! | #VALUE! | 0 | 0 | 0.20123 | 0.20123 | #VALUE! | #VALUE! |  |  |  | #VALUE! | #VALUE! | #VALUE! | #VALUE! | #VALUE! | #VALUE! | #VALUE!
Friday | 7 | 15 | 5 | 4685 | 0 | 0 | 0 | 0 | 0 | 0 | 0 | 0 | 0 | 0 | 0 | 0 | 0 | 0 | 0 | 0 | 0 | 0 | 0 | 0 | 0 | 0 | 0 | 0 | 0.025174 | 0 | 0.11837 | 0.020303 | 0.118 | 0 | 0 | 0 | 0 | 0 | 0 | 0 | 0 | 0 | 0 | 0 |  | 0 | 0 | 0 |  | #VALUE! | #VALUE! | #VALUE! | #VALUE! |  |  | #VALUE! | #VALUE! | 0 | 0 | 0.20123 | 0.20123 | #VALUE! | #VALUE! | #VALUE! | #VALUE! | 0 | 0 | 0.20123 | 0.20123 | #VALUE! | #VALUE! | #VALUE! | #VALUE! | 0 | 0 | 0.20123 | 0.20123 | #VALUE! | #VALUE! |  |  |  | #VALUE! | #VALUE! | #VALUE! | #VALUE! | #VALUE! | #VALUE! | #VALUE!
Friday | 7 | 15 | 6 | 4686 | 0 | 0 | 0 | 0 | 0 | 0 | 0 | 0 | 0 | 0 | 0 | 0 | 0 | 0 | 0 | 0 | 0 | 0 | 0 | 0 | 0 | 0 | 0 | 0 | 0.032482 | 0 | 0.18098 | 0.05566 | 0.218 | 0 | 0 | 0 | 0 | 0 | 0 | 0 | 0 | 0 | 0 | 0 |  | 0 | 0 | 0 |  | #VALUE! | #VALUE! | #VALUE! | #VALUE! |  |  | #VALUE! | #VALUE! | 0 | 0 | 0.20123 | 0.20123 | #VALUE! | #VALUE! | #VALUE! | #VALUE! | 0 | 0 | 0.20123 | 0.20123 | #VALUE! | #VALUE! | #VALUE! | #VALUE! | 0 | 0 | 0.20123 | 0.20123 | #VALUE! | #VALUE! |  |  |  | #VALUE! | #VALUE! | #VALUE! | #VALUE! | #VALUE! | #VALUE! | #VALUE!
Friday | 7 | 15 | 7 | 4687 | 0 | 0 | 0 | 0 | 0 | 0 | 0 | 0 | 0 | 0 | 0 | 0 | 0 | 0 | 0 | 0 | 0 | 0 | 0 | 0 | 0 | 0 | 0 | 0.0074915 | 0.035382 | 0 | 0.21535 | 0.15426 | 0.359 | 0 | 0 | 0 | 0 | 0 | 0 | 0 | 0 | 0 | 0 | 0 |  | 0 | 0 | 0 |  | #VALUE! | #VALUE! | #VALUE! | #VALUE! |  |  | #VALUE! | #VALUE! | 0 | 0 | 0.20123 | 0.20123 | #VALUE! | #VALUE! | #VALUE! | #VALUE! | 0 | 0 | 0.20123 | 0.20123 | #VALUE! | #VALUE! | #VALUE! | #VALUE! | 0 | 0 | 0.20123 | 0.20123 | #VALUE! | #VALUE! |  |  |  | #VALUE! | #VALUE! | #VALUE! | #VALUE! | #VALUE! | #VALUE! | #VALUE!
Friday | 7 | 15 | 8 | 4688 | 0 | 0 | 0 | 0 | 0 | 0 | 0 | 0 | 0 | 0 | 0 | 0 | 0 | 0 | 0 | 0 | 0 | 0 | 0 | 0 | 0 | 0.0385 | 0.17817 | 0.19007 | 0.35144 | 0.076 | 0.2205 | 0.31129 | 0.464 | 0 | 0 | 0 | 0 | 0 | 0 | 0 | 0 | 0 | 0 | 0 |  | 0 | 0 | 0 |  | #VALUE! | #VALUE! | #VALUE! | #VALUE! |  |  | #VALUE! | #VALUE! | 0 | 0 | 0.20123 | 0.20123 | #VALUE! | #VALUE! | #VALUE! | #VALUE! | 0 | 0 | 0.20123 | 0.20123 | #VALUE! | #VALUE! | #VALUE! | #VALUE! | 0 | 0 | 0.20123 | 0.20123 | #VALUE! | #VALUE! |  |  |  | #VALUE! | #VALUE! | #VALUE! | #VALUE! | #VALUE! | #VALUE! | #VALUE!
Friday | 7 | 15 | 9 | 4689 | 0 | 0 | 0 | 0 | 0 | 0 | 0 | 0 | 0 | 0 | 0 | 0 | 0 | 0 | 0 | 0 | 0 | 0 | 0 | 0 | 0 | 0.218 | 0.32483 | 0.34474 | 0.51722 | 0.252 | 0.28438 | 0.39545 | 0.491 | 0 | 0 | 0 | 0 | 0 | 0 | 0 | 0 | 0 | 0 | 0 |  | 0 | 0 | 0 |  | #VALUE! | #VALUE! | #VALUE! | #VALUE! |  |  | #VALUE! | #VALUE! | 0 | 0 | 0.20123 | 0.20123 | #VALUE! | #VALUE! | #VALUE! | #VALUE! | 0 | 0 | 0.20123 | 0.20123 | #VALUE! | #VALUE! | #VALUE! | #VALUE! | 0 | 0 | 0.20123 | 0.20123 | #VALUE! | #VALUE! |  |  |  | #VALUE! | #VALUE! | #VALUE! | #VALUE! | #VALUE! | #VALUE! | #VALUE!
Friday | 7 | 15 | 10 | 4690 | 0 | 0 | 0 | 0 | 0 | 0 | 0 | 0 | 0 | 0 | 0 | 0 | 0 | 0 | 0 | 0 | 0 | 0 | 0 | 0 | 0 | 0.3305 | 0.42175 | 0.4412 | 0.53448 | 0.311 | 0.21607 | 0.46247 | 0.507 | 0 | 0 | 0 | 0 | 0 | 0 | 0 | 0 | 0 | 0 | 0 |  | 0 | 0 | 0 |  | #VALUE! | #VALUE! | #VALUE! | #VALUE! |  |  | #VALUE! | #VALUE! | 0 | 0 | 0.20123 | 0.20123 | #VALUE! | #VALUE! | #VALUE! | #VALUE! | 0 | 0 | 0.20123 | 0.20123 | #VALUE! | #VALUE! | #VALUE! | #VALUE! | 0 | 0 | 0.20123 | 0.20123 | #VALUE! | #VALUE! |  |  |  | #VALUE! | #VALUE! | #VALUE! | #VALUE! | #VALUE! | #VALUE! | #VALUE!
Friday | 7 | 15 | 11 | 4691 | 0 | 0 | 0 | 0 | 0 | 0 | 0 | 0 | 0 | 0 | 0 | 0 | 0 | 0 | 0 | 0 | 0 | 0 | 0 | 0 | 0 | 0.3435 | 0.46367 | 0.46718 | 0.53259 | 0.35575 | 0.30166 | 0.49673 | 0.494 | 0 | 0 | 0 | 0 | 0 | 0 | 0 | 0 | 0 | 0 | 0 |  | 0 | 0 | 0 |  | #VALUE! | #VALUE! | #VALUE! | #VALUE! |  |  | #VALUE! | #VALUE! | 0 | 0 | 0.20123 | 0.20123 | #VALUE! | #VALUE! | #VALUE! | #VALUE! | 0 | 0 | 0.20123 | 0.20123 | #VALUE! | #VALUE! | #VALUE! | #VALUE! | 0 | 0 | 0.20123 | 0.20123 | #VALUE! | #VALUE! |  |  |  | #VALUE! | #VALUE! | #VALUE! | #VALUE! | #VALUE! | #VALUE! | #VALUE!
Friday | 7 | 15 | 12 | 4692 | 0 | 0 | 0 | 0 | 0 | 0 | 0 | 0 | 0 | 0 | 0 | 0 | 0 | 0 | 0 | 0 | 0 | 0 | 0 | 0 | 0 | 0.35 | 0.46408 | 0.47522 | 0.51268 | 0.41625 | 0.35733 | 0.50125 | 0.467 | 0 | 0 | 0 | 0 | 0 | 0 | 0 | 0 | 0 | 0 | 0 |  | 0 | 0 | 0 |  | #VALUE! | #VALUE! | #VALUE! | #VALUE! |  |  | #VALUE! | #VALUE! | 0 | 0 | 0.20123 | 0.20123 | #VALUE! | #VALUE! | #VALUE! | #VALUE! | 0 | 0 | 0.20123 | 0.20123 | #VALUE! | #VALUE! | #VALUE! | #VALUE! | 0 | 0 | 0.20123 | 0.20123 | #VALUE! | #VALUE! |  |  |  | #VALUE! | #VALUE! | #VALUE! | #VALUE! | #VALUE! | #VALUE! | #VALUE!
Friday | 7 | 15 | 13 | 4693 | 0 | 0 | 0 | 0 | 0 | 0 | 0 | 0 | 0 | 0 | 0 | 0 | 0 | 0 | 0 | 0 | 0 | 0 | 0 | 0 | 0 | 0.3825 | 0.51758 | 0.51881 | 0.53931 | 0.456 | 0.41601 | 0.54195 | 0.56 | 0 | 0 | 0 | 0 | 0 | 0 | 0 | 0 | 0 | 0 | 0 |  | 0 | 0 | 0 |  | #VALUE! | #VALUE! | #VALUE! | #VALUE! |  |  | #VALUE! | #VALUE! | 0 | 0 | 0.20123 | 0.20123 | #VALUE! | #VALUE! | #VALUE! | #VALUE! | 0 | 0 | 0.20123 | 0.20123 | #VALUE! | #VALUE! | #VALUE! | #VALUE! | 0 | 0 | 0.20123 | 0.20123 | #VALUE! | #VALUE! |  |  |  | #VALUE! | #VALUE! | #VALUE! | #VALUE! | #VALUE! | #VALUE! | #VALUE!
Friday | 7 | 15 | 14 | 4694 | 0 | 0 | 0 | 0 | 0 | 0 | 0 | 0 | 0 | 0 | 0 | 0 | 0 | 0 | 0 | 0 | 0 | 0 | 0 | 0 | 0 | 0.4265 | 0.58425 | 0.57253 | 0.58498 | 0.404 | 0.49592 | 0.59808 | 0.607 | 0 | 0 | 0 | 0 | 0 | 0 | 0 | 0 | 0 | 0 | 0 |  | 0 | 0 | 0 |  | #VALUE! | #VALUE! | #VALUE! | #VALUE! |  |  | #VALUE! | #VALUE! | 0 | 0 | 0.20123 | 0.20123 | #VALUE! | #VALUE! | #VALUE! | #VALUE! | 0 | 0 | 0.20123 | 0.20123 | #VALUE! | #VALUE! | #VALUE! | #VALUE! | 0 | 0 | 0.20123 | 0.20123 | #VALUE! | #VALUE! |  |  |  | #VALUE! | #VALUE! | #VALUE! | #VALUE! | #VALUE! | #VALUE! | #VALUE!
Friday | 7 | 15 | 15 | 4695 | 0 | 0 | 0 | 0 | 0 | 0 | 0 | 0 | 0 | 0 | 0 | 0 | 0 | 0 | 0 | 0 | 0 | 0 | 0 | 0 | 0 | 0.42 | 0.55742 | 0.5492 | 0.53724 | 0.422 | 0.34805 | 0.56925 | 0.543 | 0 | 0 | 0 | 0 | 0 | 0 | 0 | 0 | 0 | 0 | 0 |  | 0 | 0 | 0 |  | #VALUE! | #VALUE! | #VALUE! | #VALUE! |  |  | #VALUE! | #VALUE! | 0 | 0 | 0.20123 | 0.20123 | #VALUE! | #VALUE! | #VALUE! | #VALUE! | 0 | 0 | 0.20123 | 0.20123 | #VALUE! | #VALUE! | #VALUE! | #VALUE! | 0 | 0 | 0.20123 | 0.20123 | #VALUE! | #VALUE! |  |  |  | #VALUE! | #VALUE! | #VALUE! | #VALUE! | #VALUE! | #VALUE! | #VALUE!
Friday | 7 | 15 | 16 | 4696 | 0 | 0 | 0 | 0 | 0 | 0 | 0 | 0 | 0 | 0 | 0 | 0 | 0 | 0 | 0 | 0 | 0 | 0 | 0 | 0 | 0 | 0.4125 | 0.5315 | 0.53244 | 0.51338 | 0.4405 | 0.33517 | 0.56204 | 0.516 | 0 | 0 | 0 | 0 | 0 | 0 | 0 | 0 | 0 | 0 | 0 |  | 0 | 0 | 0 |  | #VALUE! | #VALUE! | #VALUE! | #VALUE! |  |  | #VALUE! | #VALUE! | 0 | 0 | 0.20123 | 0.20123 | #VALUE! | #VALUE! | #VALUE! | #VALUE! | 0 | 0 | 0.20123 | 0.20123 | #VALUE! | #VALUE! | #VALUE! | #VALUE! | 0 | 0 | 0.20123 | 0.20123 | #VALUE! | #VALUE! |  |  |  | #VALUE! | #VALUE! | #VALUE! | #VALUE! | #VALUE! | #VALUE! | #VALUE!
Friday | 7 | 15 | 17 | 4697 | 0 | 0 | 0 | 0 | 0 | 0 | 0 | 0 | 0 | 0 | 0 | 0 | 0 | 0 | 0 | 0 | 0 | 0 | 0 | 0 | 0 | 0.4145 | 0.52292 | 0.53583 | 0.50227 | 0.48275 | 0.37279 | 0.55949 | 0.51 | 0 | 0 | 0 | 0 | 0 | 0 | 0 | 0 | 0 | 0 | 0 |  | 0 | 0 | 0 |  | #VALUE! | #VALUE! | #VALUE! | #VALUE! |  |  | #VALUE! | #VALUE! | 0 | 0 | 0.20123 | 0.20123 | #VALUE! | #VALUE! | #VALUE! | #VALUE! | 0 | 0 | 0.20123 | 0.20123 | #VALUE! | #VALUE! | #VALUE! | #VALUE! | 0 | 0 | 0.20123 | 0.20123 | #VALUE! | #VALUE! |  |  |  | #VALUE! | #VALUE! | #VALUE! | #VALUE! | #VALUE! | #VALUE! | #VALUE!
Friday | 7 | 15 | 18 | 4698 | 0 | 0 | 0 | 0 | 0 | 0 | 0 | 0 | 0 | 0 | 0 | 0 | 0 | 0 | 0 | 0 | 0 | 0 | 0 | 0 | 0 | 0.399 | 0.48558 | 0.51337 | 0.46013 | 0.442 | 0.33971 | 0.51387 | 0.46 | 0 | 0 | 0 | 0 | 0 | 0 | 0 | 0 | 0 | 0 | 0 |  | 0 | 0 | 0 |  | #VALUE! | #VALUE! | #VALUE! | #VALUE! |  |  | #VALUE! | #VALUE! | 0 | 0 | 0.20123 | 0.20123 | #VALUE! | #VALUE! | #VALUE! | #VALUE! | 0 | 0 | 0.20123 | 0.20123 | #VALUE! | #VALUE! | #VALUE! | #VALUE! | 0 | 0 | 0.20123 | 0.20123 | #VALUE! | #VALUE! |  |  |  | #VALUE! | #VALUE! | #VALUE! | #VALUE! | #VALUE! | #VALUE! | #VALUE!
Friday | 7 | 15 | 19 | 4699 | 0 | 0 | 0 | 0 | 0 | 0 | 0 | 0 | 0 | 0 | 0 | 0 | 0 | 0 | 0 | 0 | 0 | 0 | 0 | 0 | 0 | 0.3455 | 0.36892 | 0.39673 | 0.41931 | 0.42675 | 0.3203 | 0.41567 | 0.392 | 0 | 0 | 0 | 0 | 0 | 0 | 0 | 0 | 0 | 0 | 0 |  | 0 | 0 | 0 |  | #VALUE! | #VALUE! | #VALUE! | #VALUE! |  |  | #VALUE! | #VALUE! | 0 | 0 | 0.20123 | 0.20123 | #VALUE! | #VALUE! | #VALUE! | #VALUE! | 0 | 0 | 0.20123 | 0.20123 | #VALUE! | #VALUE! | #VALUE! | #VALUE! | 0 | 0 | 0.20123 | 0.20123 | #VALUE! | #VALUE! |  |  |  | #VALUE! | #VALUE! | #VALUE! | #VALUE! | #VALUE! | #VALUE! | #VALUE!
Friday | 7 | 15 | 20 | 4700 | 0 | 0 | 0 | 0 | 0 | 0 | 0 | 0 | 0 | 0 | 0 | 0 | 0 | 0 | 0 | 0 | 0 | 0 | 0 | 0 | 0 | 0.2495 | 0.23975 | 0.25543 | 0.37744 | 0.304 | 0.29997 | 0.33219 | 0.365 | 0 | 0 | 0 | 0 | 0 | 0 | 0 | 0 | 0 | 0 | 0 |  | 0 | 0 | 0 |  | #VALUE! | #VALUE! | #VALUE! | #VALUE! |  |  | #VALUE! | #VALUE! | 0 | 0 | 0.20123 | 0.20123 | #VALUE! | #VALUE! | #VALUE! | #VALUE! | 0 | 0 | 0.20123 | 0.20123 | #VALUE! | #VALUE! | #VALUE! | #VALUE! | 0 | 0 | 0.20123 | 0.20123 | #VALUE! | #VALUE! |  |  |  | #VALUE! | #VALUE! | #VALUE! | #VALUE! | #VALUE! | #VALUE! | #VALUE!
Friday | 7 | 15 | 21 | 4701 | 0 | 0 | 0 | 0 | 0 | 0 | 0 | 0 | 0 | 0 | 0 | 0 | 0 | 0 | 0 | 0 | 0 | 0 | 0 | 0 | 0 | 0.039 | 0.13108 | 0.12846 | 0.17247 | 0.20325 | 0.24891 | 0.2332 | 0.311 | 0 | 0 | 0 | 0 | 0 | 0 | 0 | 0 | 0 | 0 | 0 |  | 0 | 0 | 0 |  | #VALUE! | #VALUE! | #VALUE! | #VALUE! |  |  | #VALUE! | #VALUE! | 0 | 0 | 0.20123 | 0.20123 | #VALUE! | #VALUE! | #VALUE! | #VALUE! | 0 | 0 | 0.20123 | 0.20123 | #VALUE! | #VALUE! | #VALUE! | #VALUE! | 0 | 0 | 0.20123 | 0.20123 | #VALUE! | #VALUE! |  |  |  | #VALUE! | #VALUE! | #VALUE! | #VALUE! | #VALUE! | #VALUE! | #VALUE!
Friday | 7 | 15 | 22 | 4702 | 0 | 0 | 0 | 0 | 0 | 0 | 0 | 0 | 0 | 0 | 0 | 0 | 0 | 0 | 0 | 0 | 0 | 0 | 0 | 0 | 0 | 0 | 0 | 0 | 0.031309 | 0.21025 | 0.22983 | 0.091706 | 0.194 | 0 | 0 | 0 | 0 | 0 | 0 | 0 | 0 | 0 | 0 | 0 |  | 0 | 0 | 0 |  | #VALUE! | #VALUE! | #VALUE! | #VALUE! |  |  | #VALUE! | #VALUE! | 0 | 0 | 0.20123 | 0.20123 | #VALUE! | #VALUE! | #VALUE! | #VALUE! | 0 | 0 | 0.20123 | 0.20123 | #VALUE! | #VALUE! | #VALUE! | #VALUE! | 0 | 0 | 0.20123 | 0.20123 | #VALUE! | #VALUE! |  |  |  | #VALUE! | #VALUE! | #VALUE! | #VALUE! | #VALUE! | #VALUE! | #VALUE!
Friday | 7 | 15 | 23 | 4703 | 0 | 0 | 0 | 0 | 0 | 0 | 0 | 0 | 0 | 0 | 0 | 0 | 0 | 0 | 0 | 0 | 0 | 0 | 0 | 0 | 0 | 0 | 0 | 0 | 0.029665 | 0.09975 | 0.21213 | 0.042234 | 0.111 | 0 | 0 | 0 | 0 | 0 | 0 | 0 | 0 | 0 | 0 | 0 |  | 0 | 0 | 0 |  | #VALUE! | #VALUE! | #VALUE! | #VALUE! |  |  | #VALUE! | #VALUE! | 0 | 0 | 0.20123 | 0.20123 | #VALUE! | #VALUE! | #VALUE! | #VALUE! | 0 | 0 | 0.20123 | 0.20123 | #VALUE! | #VALUE! | #VALUE! | #VALUE! | 0 | 0 | 0.20123 | 0.20123 | #VALUE! | #VALUE! |  |  |  | #VALUE! | #VALUE! | #VALUE! | #VALUE! | #VALUE! | #VALUE! | #VALUE!
Friday | 7 | 15 | 24 | 4704 | 0 | 0 | 0 | 0 | 0 | 0 | 0 | 0 | 0 | 0 | 0 | 0 | 0 | 0 | 0 | 0 | 0 | 0 | 0 | 0 | 0 | 0 | 0 | 0 | 0.029028 | 0.069 | 0.22442 | 0.038224 | 0.111 | 0 | 0 | 0 | 0 | 0 | 0 | 0 | 0 | 0 | 0 | 0 |  | 0 | 0 | 0 |  | #VALUE! | #VALUE! | #VALUE! | #VALUE! |  |  | #VALUE! | #VALUE! | 0 | 0 | 0.20123 | 0.20123 | #VALUE! | #VALUE! | #VALUE! | #VALUE! | 0 | 0 | 0.20123 | 0.20123 | #VALUE! | #VALUE! | #VALUE! | #VALUE! | 0 | 0 | 0.20123 | 0.20123 | #VALUE! | #VALUE! |  |  |  | #VALUE! | #VALUE! | #VALUE! | #VALUE! | #VALUE! | #VALUE! | #VALUE!
Saturday | 7 | 16 | 1 | 4705 | 0 | 0 | 0 | 0 | 0 | 0 | 0 | 0 | 0 | 0 | 0 | 0 | 0 | 0 | 0 | 0 | 0 | 0 | 0 | 0 | 0 | 0 | 0 | 0 | 0.021809 | 0.0345 | 0.19395 | 0.012502 | 0.056 | 0 | 0 | 0 | 0 | 0 | 0 | 0 | 0 | 0 | 0 | 0 |  | 0 | 0 | 0 |  | #VALUE! | #VALUE! | #VALUE! | #VALUE! |  |  | #VALUE! | #VALUE! | 0 | 0 | 0.20123 | 0.20123 | #VALUE! | #VALUE! | #VALUE! | #VALUE! | 0 | 0 | 0.20123 | 0.20123 | #VALUE! | #VALUE! | #VALUE! | #VALUE! | 0 | 0 | 0.20123 | 0.20123 | #VALUE! | #VALUE! |  |  |  | #VALUE! | #VALUE! | #VALUE! | #VALUE! | #VALUE! | #VALUE! | #VALUE!
Saturday | 7 | 16 | 2 | 4706 | 0 | 0 | 0 | 0 | 0 | 0 | 0 | 0 | 0 | 0 | 0 | 0 | 0 | 0 | 0 | 0 | 0 | 0 | 0 | 0 | 0 | 0 | 0 | 0 | 0.013616 | 0.0155 | 0.16678 | 0.003331 | 0.02 | 0 | 0 | 0 | 0 | 0 | 0 | 0 | 0 | 0 | 0 | 0 |  | 0 | 0 | 0 |  | #VALUE! | #VALUE! | #VALUE! | #VALUE! |  |  | #VALUE! | #VALUE! | 0 | 0 | 0.20123 | 0.20123 | #VALUE! | #VALUE! | #VALUE! | #VALUE! | 0 | 0 | 0.20123 | 0.20123 | #VALUE! | #VALUE! | #VALUE! | #VALUE! | 0 | 0 | 0.20123 | 0.20123 | #VALUE! | #VALUE! |  |  |  | #VALUE! | #VALUE! | #VALUE! | #VALUE! | #VALUE! | #VALUE! | #VALUE!
Saturday | 7 | 16 | 3 | 4707 | 0 | 0 | 0 | 0 | 0 | 0 | 0 | 0 | 0 | 0 | 0 | 0 | 0 | 0 | 0 | 0 | 0 | 0 | 0 | 0 | 0 | 0 | 0 | 0 | 0.013694 | 0.00175 | 0.17146 | 0.0061862 | 0.038 | 0 | 0 | 0 | 0 | 0 | 0 | 0 | 0 | 0 | 0 | 0 |  | 0 | 0 | 0 |  | #VALUE! | #VALUE! | #VALUE! | #VALUE! |  |  | #VALUE! | #VALUE! | 0 | 0 | 0.20123 | 0.20123 | #VALUE! | #VALUE! | #VALUE! | #VALUE! | 0 | 0 | 0.20123 | 0.20123 | #VALUE! | #VALUE! | #VALUE! | #VALUE! | 0 | 0 | 0.20123 | 0.20123 | #VALUE! | #VALUE! |  |  |  | #VALUE! | #VALUE! | #VALUE! | #VALUE! | #VALUE! | #VALUE! | #VALUE!
Saturday | 7 | 16 | 4 | 4708 | 0 | 0 | 0 | 0 | 0 | 0 | 0 | 0 | 0 | 0 | 0 | 0 | 0 | 0 | 0 | 0 | 0 | 0 | 0 | 0 | 0 | 0 | 0 | 0 | 0.0090901 | 0.001 | 0.1619 | 0.003331 | 0.018 | 0 | 0 | 0 | 0 | 0 | 0 | 0 | 0 | 0 | 0 | 0 |  | 0 | 0 | 0 |  | #VALUE! | #VALUE! | #VALUE! | #VALUE! |  |  | #VALUE! | #VALUE! | 0 | 0 | 0.20123 | 0.20123 | #VALUE! | #VALUE! | #VALUE! | #VALUE! | 0 | 0 | 0.20123 | 0.20123 | #VALUE! | #VALUE! | #VALUE! | #VALUE! | 0 | 0 | 0.20123 | 0.20123 | #VALUE! | #VALUE! |  |  |  | #VALUE! | #VALUE! | #VALUE! | #VALUE! | #VALUE! | #VALUE! | #VALUE!
Saturday | 7 | 16 | 5 | 4709 | 0 | 0 | 0 | 0 | 0 | 0 | 0 | 0 | 0 | 0 | 0 | 0 | 0 | 0 | 0 | 0 | 0 | 0 | 0 | 0 | 0 | 0 | 0 | 0 | 0.0095842 | 0 | 0.20174 | 0.00031724 | 0 | 0 | 0 | 0 | 0 | 0 | 0 | 0 | 0 | 0 | 0 | 0 |  | 0 | 0 | 0 |  | #VALUE! | #VALUE! | #VALUE! | #VALUE! |  |  | #VALUE! | #VALUE! | 0 | 0 | 0.20123 | 0.20123 | #VALUE! | #VALUE! | #VALUE! | #VALUE! | 0 | 0 | 0.20123 | 0.20123 | #VALUE! | #VALUE! | #VALUE! | #VALUE! | 0 | 0 | 0.20123 | 0.20123 | #VALUE! | #VALUE! |  |  |  | #VALUE! | #VALUE! | #VALUE! | #VALUE! | #VALUE! | #VALUE! | #VALUE!
Saturday | 7 | 16 | 6 | 4710 | 0 | 0 | 0 | 0 | 0 | 0 | 0 | 0 | 0 | 0 | 0 | 0 | 0 | 0 | 0 | 0 | 0 | 0 | 0 | 0 | 0 | 0 | 0 | 0 | 0.027188 | 0 | 0.20122 | 0.0092 | 0.047 | 0 | 0 | 0 | 0 | 0 | 0 | 0 | 0 | 0 | 0 | 0 |  | 0 | 0 | 0 |  | #VALUE! | #VALUE! | #VALUE! | #VALUE! |  |  | #VALUE! | #VALUE! | 0 | 0 | 0.20123 | 0.20123 | #VALUE! | #VALUE! | #VALUE! | #VALUE! | 0 | 0 | 0.20123 | 0.20123 | #VALUE! | #VALUE! | #VALUE! | #VALUE! | 0 | 0 | 0.20123 | 0.20123 | #VALUE! | #VALUE! |  |  |  | #VALUE! | #VALUE! | #VALUE! | #VALUE! | #VALUE! | #VALUE! | #VALUE!
Saturday | 7 | 16 | 7 | 4711 | 0 | 0 | 0 | 0 | 0 | 0 | 0 | 0 | 0 | 0 | 0 | 0 | 0 | 0 | 0 | 0 | 0 | 0 | 0 | 0 | 0 | 0 | 0 | 0.0059716 | 0.03163 | 0.0075 | 0.20236 | 0.12304 | 0.287 | 0 | 0 | 0 | 0 | 0 | 0 | 0 | 0 | 0 | 0 | 0 |  | 0 | 0 | 0 |  | #VALUE! | #VALUE! | #VALUE! | #VALUE! |  |  | #VALUE! | #VALUE! | 0 | 0 | 0.20123 | 0.20123 | #VALUE! | #VALUE! | #VALUE! | #VALUE! | 0 | 0 | 0.20123 | 0.20123 | #VALUE! | #VALUE! | #VALUE! | #VALUE! | 0 | 0 | 0.20123 | 0.20123 | #VALUE! | #VALUE! |  |  |  | #VALUE! | #VALUE! | #VALUE! | #VALUE! | #VALUE! | #VALUE! | #VALUE!
Saturday | 7 | 16 | 8 | 4712 | 0 | 0 | 0 | 0 | 0 | 0 | 0 | 0 | 0 | 0 | 0 | 0 | 0 | 0 | 0 | 0 | 0 | 0 | 0 | 0 | 0 | 0.0325 | 0.15167 | 0.16336 | 0.44365 | 0.09475 | 0.21606 | 0.26632 | 0.398 | 0 | 0 | 0 | 0 | 0 | 0 | 0 | 0 | 0 | 0 | 0 |  | 0 | 0 | 0 |  | #VALUE! | #VALUE! | #VALUE! | #VALUE! |  |  | #VALUE! | #VALUE! | 0 | 0 | 0.20123 | 0.20123 | #VALUE! | #VALUE! | #VALUE! | #VALUE! | 0 | 0 | 0.20123 | 0.20123 | #VALUE! | #VALUE! | #VALUE! | #VALUE! | 0 | 0 | 0.20123 | 0.20123 | #VALUE! | #VALUE! |  |  |  | #VALUE! | #VALUE! | #VALUE! | #VALUE! | #VALUE! | #VALUE! | #VALUE!
Saturday | 7 | 16 | 9 | 4713 | 0 | 0 | 0 | 0 | 0 | 0 | 0 | 0 | 0 | 0 | 0 | 0 | 0 | 0 | 0 | 0 | 0 | 0 | 0 | 0 | 0 | 0.261 | 0.36225 | 0.38929 | 0.49992 | 0.18675 | 0.28049 | 0.42614 | 0.496 | 0 | 0 | 0 | 0 | 0 | 0 | 0 | 0 | 0 | 0 | 0 |  | 0 | 0 | 0 |  | #VALUE! | #VALUE! | #VALUE! | #VALUE! |  |  | #VALUE! | #VALUE! | 0 | 0 | 0.20123 | 0.20123 | #VALUE! | #VALUE! | #VALUE! | #VALUE! | 0 | 0 | 0.20123 | 0.20123 | #VALUE! | #VALUE! | #VALUE! | #VALUE! | 0 | 0 | 0.20123 | 0.20123 | #VALUE! | #VALUE! |  |  |  | #VALUE! | #VALUE! | #VALUE! | #VALUE! | #VALUE! | #VALUE! | #VALUE!
Saturday | 7 | 16 | 10 | 4714 | 0 | 0 | 0 | 0 | 0 | 0 | 0 | 0 | 0 | 0 | 0 | 0 | 0 | 0 | 0 | 0 | 0 | 0 | 0 | 0 | 0 | 0.303 | 0.39067 | 0.4175 | 0.49908 | 0.30475 | 0.29025 | 0.43994 | 0.419 | 0 | 0 | 0 | 0 | 0 | 0 | 0 | 0 | 0 | 0 | 0 |  | 0 | 0 | 0 |  | #VALUE! | #VALUE! | #VALUE! | #VALUE! |  |  | #VALUE! | #VALUE! | 0 | 0 | 0.20123 | 0.20123 | #VALUE! | #VALUE! | #VALUE! | #VALUE! | 0 | 0 | 0.20123 | 0.20123 | #VALUE! | #VALUE! | #VALUE! | #VALUE! | 0 | 0 | 0.20123 | 0.20123 | #VALUE! | #VALUE! |  |  |  | #VALUE! | #VALUE! | #VALUE! | #VALUE! | #VALUE! | #VALUE! | #VALUE!
Saturday | 7 | 16 | 11 | 4715 | 0 | 0 | 0 | 0 | 0 | 0 | 0 | 0 | 0 | 0 | 0 | 0 | 0 | 0 | 0 | 0 | 0 | 0 | 0 | 0 | 0 | 0.33 | 0.43492 | 0.45342 | 0.53968 | 0.289 | 0.30513 | 0.47483 | 0.43 | 0 | 0 | 0 | 0 | 0 | 0 | 0 | 0 | 0 | 0 | 0 |  | 0 | 0 | 0 |  | #VALUE! | #VALUE! | #VALUE! | #VALUE! |  |  | #VALUE! | #VALUE! | 0 | 0 | 0.20123 | 0.20123 | #VALUE! | #VALUE! | #VALUE! | #VALUE! | 0 | 0 | 0.20123 | 0.20123 | #VALUE! | #VALUE! | #VALUE! | #VALUE! | 0 | 0 | 0.20123 | 0.20123 | #VALUE! | #VALUE! |  |  |  | #VALUE! | #VALUE! | #VALUE! | #VALUE! | #VALUE! | #VALUE! | #VALUE!
Saturday | 7 | 16 | 12 | 4716 | 0 | 0 | 0 | 0 | 0 | 0 | 0 | 0 | 0 | 0 | 0 | 0 | 0 | 0 | 0 | 0 | 0 | 0 | 0 | 0 | 0 | 0.3705 | 0.49425 | 0.50202 | 0.55482 | 0.32925 | 0.36597 | 0.52067 | 0.541 | 0 | 0 | 0 | 0 | 0 | 0 | 0 | 0 | 0 | 0 | 0 |  | 0 | 0 | 0 |  | #VALUE! | #VALUE! | #VALUE! | #VALUE! |  |  | #VALUE! | #VALUE! | 0 | 0 | 0.20123 | 0.20123 | #VALUE! | #VALUE! | #VALUE! | #VALUE! | 0 | 0 | 0.20123 | 0.20123 | #VALUE! | #VALUE! | #VALUE! | #VALUE! | 0 | 0 | 0.20123 | 0.20123 | #VALUE! | #VALUE! |  |  |  | #VALUE! | #VALUE! | #VALUE! | #VALUE! | #VALUE! | #VALUE! | #VALUE!
Saturday | 7 | 16 | 13 | 4717 | 0 | 0 | 0 | 0 | 0 | 0 | 0 | 0 | 0 | 0 | 0 | 0 | 0 | 0 | 0 | 0 | 0 | 0 | 0 | 0 | 0 | 0.394 | 0.52625 | 0.52639 | 0.56686 | 0.34075 | 0.43063 | 0.5437 | 0.511 | 0 | 0 | 0 | 0 | 0 | 0 | 0 | 0 | 0 | 0 | 0 |  | 0 | 0 | 0 |  | #VALUE! | #VALUE! | #VALUE! | #VALUE! |  |  | #VALUE! | #VALUE! | 0 | 0 | 0.20123 | 0.20123 | #VALUE! | #VALUE! | #VALUE! | #VALUE! | 0 | 0 | 0.20123 | 0.20123 | #VALUE! | #VALUE! | #VALUE! | #VALUE! | 0 | 0 | 0.20123 | 0.20123 | #VALUE! | #VALUE! |  |  |  | #VALUE! | #VALUE! | #VALUE! | #VALUE! | #VALUE! | #VALUE! | #VALUE!
Saturday | 7 | 16 | 14 | 4718 | 0 | 0 | 0 | 0 | 0 | 0 | 0 | 0 | 0 | 0 | 0 | 0 | 0 | 0 | 0 | 0 | 0 | 0 | 0 | 0 | 0 | 0.429 | 0.57158 | 0.56334 | 0.58127 | 0.42925 | 0.4818 | 0.58323 | 0.589 | 0 | 0 | 0 | 0 | 0 | 0 | 0 | 0 | 0 | 0 | 0 |  | 0 | 0 | 0 |  | #VALUE! | #VALUE! | #VALUE! | #VALUE! |  |  | #VALUE! | #VALUE! | 0 | 0 | 0.20123 | 0.20123 | #VALUE! | #VALUE! | #VALUE! | #VALUE! | 0 | 0 | 0.20123 | 0.20123 | #VALUE! | #VALUE! | #VALUE! | #VALUE! | 0 | 0 | 0.20123 | 0.20123 | #VALUE! | #VALUE! |  |  |  | #VALUE! | #VALUE! | #VALUE! | #VALUE! | #VALUE! | #VALUE! | #VALUE!
Saturday | 7 | 16 | 15 | 4719 | 0 | 0 | 0 | 0 | 0 | 0 | 0 | 0 | 0 | 0 | 0 | 0 | 0 | 0 | 0 | 0 | 0 | 0 | 0 | 0 | 0 | 0.4435 | 0.58525 | 0.57539 | 0.57945 | 0.482 | 0.47638 | 0.59967 | 0.585 | 0 | 0 | 0 | 0 | 0 | 0 | 0 | 0 | 0 | 0 | 0 |  | 0 | 0 | 0 |  | #VALUE! | #VALUE! | #VALUE! | #VALUE! |  |  | #VALUE! | #VALUE! | 0 | 0 | 0.20123 | 0.20123 | #VALUE! | #VALUE! | #VALUE! | #VALUE! | 0 | 0 | 0.20123 | 0.20123 | #VALUE! | #VALUE! | #VALUE! | #VALUE! | 0 | 0 | 0.20123 | 0.20123 | #VALUE! | #VALUE! |  |  |  | #VALUE! | #VALUE! | #VALUE! | #VALUE! | #VALUE! | #VALUE! | #VALUE!
Saturday | 7 | 16 | 16 | 4720 | 0 | 0 | 0 | 0 | 0 | 0 | 0 | 0 | 0 | 0 | 0 | 0 | 0 | 0 | 0 | 0 | 0 | 0 | 0 | 0 | 0 | 0.4725 | 0.62275 | 0.61024 | 0.59148 | 0.4725 | 0.51021 | 0.63907 | 0.635 | 0 | 0 | 0 | 0 | 0 | 0 | 0 | 0 | 0 | 0 | 0 |  | 0 | 0 | 0 |  | #VALUE! | #VALUE! | #VALUE! | #VALUE! |  |  | #VALUE! | #VALUE! | 0 | 0 | 0.20123 | 0.20123 | #VALUE! | #VALUE! | #VALUE! | #VALUE! | 0 | 0 | 0.20123 | 0.20123 | #VALUE! | #VALUE! | #VALUE! | #VALUE! | 0 | 0 | 0.20123 | 0.20123 | #VALUE! | #VALUE! |  |  |  | #VALUE! | #VALUE! | #VALUE! | #VALUE! | #VALUE! | #VALUE! | #VALUE!
Saturday | 7 | 16 | 17 | 4721 | 0 | 0 | 0 | 0 | 0 | 0 | 0 | 0 | 0 | 0 | 0 | 0 | 0 | 0 | 0 | 0 | 0 | 0 | 0 | 0 | 0 | 0.4375 | 0.55775 | 0.55488 | 0.51684 | 0.46325 | 0.51606 | 0.57506 | 0.539 | 0 | 0 | 0 | 0 | 0 | 0 | 0 | 0 | 0 | 0 | 0 |  | 0 | 0 | 0 |  | #VALUE! | #VALUE! | #VALUE! | #VALUE! |  |  | #VALUE! | #VALUE! | 0 | 0 | 0.20123 | 0.20123 | #VALUE! | #VALUE! | #VALUE! | #VALUE! | 0 | 0 | 0.20123 | 0.20123 | #VALUE! | #VALUE! | #VALUE! | #VALUE! | 0 | 0 | 0.20123 | 0.20123 | #VALUE! | #VALUE! |  |  |  | #VALUE! | #VALUE! | #VALUE! | #VALUE! | #VALUE! | #VALUE! | #VALUE!
Saturday | 7 | 16 | 18 | 4722 | 0 | 0 | 0 | 0 | 0 | 0 | 0 | 0 | 0 | 0 | 0 | 0 | 0 | 0 | 0 | 0 | 0 | 0 | 0 | 0 | 0 | 0.4145 | 0.5265 | 0.52906 | 0.49558 | 0.466 | 0.5302 | 0.55057 | 0.525 | 0 | 0 | 0 | 0 | 0 | 0 | 0 | 0 | 0 | 0 | 0 |  | 0 | 0 | 0 |  | #VALUE! | #VALUE! | #VALUE! | #VALUE! |  |  | #VALUE! | #VALUE! | 0 | 0 | 0.20123 | 0.20123 | #VALUE! | #VALUE! | #VALUE! | #VALUE! | 0 | 0 | 0.20123 | 0.20123 | #VALUE! | #VALUE! | #VALUE! | #VALUE! | 0 | 0 | 0.20123 | 0.20123 | #VALUE! | #VALUE! |  |  |  | #VALUE! | #VALUE! | #VALUE! | #VALUE! | #VALUE! | #VALUE! | #VALUE!
Saturday | 7 | 16 | 19 | 4723 | 0 | 0 | 0 | 0 | 0 | 0 | 0 | 0 | 0 | 0 | 0 | 0 | 0 | 0 | 0 | 0 | 0 | 0 | 0 | 0 | 0 | 0.3885 | 0.49625 | 0.50428 | 0.46819 | 0.4165 | 0.49811 | 0.52484 | 0.515 | 0 | 0 | 0 | 0 | 0 | 0 | 0 | 0 | 0 | 0 | 0 |  | 0 | 0 | 0 |  | #VALUE! | #VALUE! | #VALUE! | #VALUE! |  |  | #VALUE! | #VALUE! | 0 | 0 | 0.20123 | 0.20123 | #VALUE! | #VALUE! | #VALUE! | #VALUE! | 0 | 0 | 0.20123 | 0.20123 | #VALUE! | #VALUE! | #VALUE! | #VALUE! | 0 | 0 | 0.20123 | 0.20123 | #VALUE! | #VALUE! |  |  |  | #VALUE! | #VALUE! | #VALUE! | #VALUE! | #VALUE! | #VALUE! | #VALUE!
Saturday | 7 | 16 | 20 | 4724 | 0 | 0 | 0 | 0 | 0 | 0 | 0 | 0 | 0 | 0 | 0 | 0 | 0 | 0 | 0 | 0 | 0 | 0 | 0 | 0 | 0 | 0.3465 | 0.44033 | 0.42339 | 0.41383 | 0.21825 | 0.42184 | 0.43721 | 0.455 | 0 | 0 | 0 | 0 | 0 | 0 | 0 | 0 | 0 | 0 | 0 |  | 0 | 0 | 0 |  | #VALUE! | #VALUE! | #VALUE! | #VALUE! |  |  | #VALUE! | #VALUE! | 0 | 0 | 0.20123 | 0.20123 | #VALUE! | #VALUE! | #VALUE! | #VALUE! | 0 | 0 | 0.20123 | 0.20123 | #VALUE! | #VALUE! | #VALUE! | #VALUE! | 0 | 0 | 0.20123 | 0.20123 | #VALUE! | #VALUE! |  |  |  | #VALUE! | #VALUE! | #VALUE! | #VALUE! | #VALUE! | #VALUE! | #VALUE!
Saturday | 7 | 16 | 21 | 4725 | 0 | 0 | 0 | 0 | 0 | 0 | 0 | 0 | 0 | 0 | 0 | 0 | 0 | 0 | 0 | 0 | 0 | 0 | 0 | 0 | 0 | 0.212 | 0.24008 | 0.23116 | 0.26703 | 0.16525 | 0.29719 | 0.32919 | 0.4 | 0 | 0 | 0 | 0 | 0 | 0 | 0 | 0 | 0 | 0 | 0 |  | 0 | 0 | 0 |  | #VALUE! | #VALUE! | #VALUE! | #VALUE! |  |  | #VALUE! | #VALUE! | 0 | 0 | 0.20123 | 0.20123 | #VALUE! | #VALUE! | #VALUE! | #VALUE! | 0 | 0 | 0.20123 | 0.20123 | #VALUE! | #VALUE! | #VALUE! | #VALUE! | 0 | 0 | 0.20123 | 0.20123 | #VALUE! | #VALUE! |  |  |  | #VALUE! | #VALUE! | #VALUE! | #VALUE! | #VALUE! | #VALUE! | #VALUE!
Saturday | 7 | 16 | 22 | 4726 | 0 | 0 | 0 | 0 | 0 | 0 | 0 | 0 | 0 | 0 | 0 | 0 | 0 | 0 | 0 | 0 | 0 | 0 | 0 | 0 | 0 | 0.162 | 0.10033 | 0.079138 | 0.16754 | 0.03075 | 0.25383 | 0.26193 | 0.377 | 0 | 0 | 0 | 0 | 0 | 0 | 0 | 0 | 0 | 0 | 0 |  | 0 | 0 | 0 |  | #VALUE! | #VALUE! | #VALUE! | #VALUE! |  |  | #VALUE! | #VALUE! | 0 | 0 | 0.20123 | 0.20123 | #VALUE! | #VALUE! | #VALUE! | #VALUE! | 0 | 0 | 0.20123 | 0.20123 | #VALUE! | #VALUE! | #VALUE! | #VALUE! | 0 | 0 | 0.20123 | 0.20123 | #VALUE! | #VALUE! |  |  |  | #VALUE! | #VALUE! | #VALUE! | #VALUE! | #VALUE! | #VALUE! | #VALUE!
Saturday | 7 | 16 | 23 | 4727 | 0 | 0 | 0 | 0 | 0 | 0 | 0 | 0 | 0 | 0 | 0 | 0 | 0 | 0 | 0 | 0 | 0 | 0 | 0 | 0 | 0 | 0 | 0 | 0.00046875 | 0.031323 | 0 | 0.23389 | 0.12478 | 0.268 | 0 | 0 | 0 | 0 | 0 | 0 | 0 | 0 | 0 | 0 | 0 |  | 0 | 0 | 0 |  | #VALUE! | #VALUE! | #VALUE! | #VALUE! |  |  | #VALUE! | #VALUE! | 0 | 0 | 0.20123 | 0.20123 | #VALUE! | #VALUE! | #VALUE! | #VALUE! | 0 | 0 | 0.20123 | 0.20123 | #VALUE! | #VALUE! | #VALUE! | #VALUE! | 0 | 0 | 0.20123 | 0.20123 | #VALUE! | #VALUE! |  |  |  | #VALUE! | #VALUE! | #VALUE! | #VALUE! | #VALUE! | #VALUE! | #VALUE!
Saturday | 7 | 16 | 24 | 4728 | 0 | 0 | 0 | 0 | 0 | 0 | 0 | 0 | 0 | 0 | 0 | 0 | 0 | 0 | 0 | 0 | 0 | 0 | 0 | 0 | 0 | 0 | 0 | 0 | 0.031737 | 0 | 0.21264 | 0.056347 | 0.172 | 0 | 0 | 0 | 0 | 0 | 0 | 0 | 0 | 0 | 0 | 0 |  | 0 | 0 | 0 |  | #VALUE! | #VALUE! | #VALUE! | #VALUE! |  |  | #VALUE! | #VALUE! | 0 | 0 | 0.20123 | 0.20123 | #VALUE! | #VALUE! | #VALUE! | #VALUE! | 0 | 0 | 0.20123 | 0.20123 | #VALUE! | #VALUE! | #VALUE! | #VALUE! | 0 | 0 | 0.20123 | 0.20123 | #VALUE! | #VALUE! |  |  |  | #VALUE! | #VALUE! | #VALUE! | #VALUE! | #VALUE! | #VALUE! | #VALUE!
Sunday | 7 | 17 | 1 | 4729 | 0 | 0 | 0 | 0 | 0 | 0 | 0 | 0 | 0 | 0 | 0 | 0 | 0 | 0 | 0 | 0 | 0 | 0 | 0 | 0 | 0 | 0 | 0 | 0 | 0.030033 | 0 | 0.20762 | 0.041045 | 0.165 | 0 | 0 | 0 | 0 | 0 | 0 | 0 | 0 | 0 | 0 | 0 |  | 0 | 0 | 0 |  | #VALUE! | #VALUE! | #VALUE! | #VALUE! |  |  | #VALUE! | #VALUE! | 0 | 0 | 0.20123 | 0.20123 | #VALUE! | #VALUE! | #VALUE! | #VALUE! | 0 | 0 | 0.20123 | 0.20123 | #VALUE! | #VALUE! | #VALUE! | #VALUE! | 0 | 0 | 0.20123 | 0.20123 | #VALUE! | #VALUE! |  |  |  | #VALUE! | #VALUE! | #VALUE! | #VALUE! | #VALUE! | #VALUE! | #VALUE!
Sunday | 7 | 17 | 2 | 4730 | 0 | 0 | 0 | 0 | 0 | 0 | 0 | 0 | 0 | 0 | 0 | 0 | 0 | 0 | 0 | 0 | 0 | 0 | 0 | 0 | 0 | 0 | 0 | 0 | 0.028544 | 0 | 0.18902 | 0.037613 | 0.165 | 0 | 0 | 0 | 0 | 0 | 0 | 0 | 0 | 0 | 0 | 0 |  | 0 | 0 | 0 |  | #VALUE! | #VALUE! | #VALUE! | #VALUE! |  |  | #VALUE! | #VALUE! | 0 | 0 | 0.20123 | 0.20123 | #VALUE! | #VALUE! | #VALUE! | #VALUE! | 0 | 0 | 0.20123 | 0.20123 | #VALUE! | #VALUE! | #VALUE! | #VALUE! | 0 | 0 | 0.20123 | 0.20123 | #VALUE! | #VALUE! |  |  |  | #VALUE! | #VALUE! | #VALUE! | #VALUE! | #VALUE! | #VALUE! | #VALUE!
Sunday | 7 | 17 | 3 | 4731 | 0 | 0 | 0 | 0 | 0 | 0 | 0 | 0 | 0 | 0 | 0 | 0 | 0 | 0 | 0 | 0 | 0 | 0 | 0 | 0 | 0 | 0 | 0 | 0 | 0.023804 | 0 | 0.20282 | 0.021037 | 0.12 | 0 | 0 | 0 | 0 | 0 | 0 | 0 | 0 | 0 | 0 | 0 |  | 0 | 0 | 0 |  | #VALUE! | #VALUE! | #VALUE! | #VALUE! |  |  | #VALUE! | #VALUE! | 0 | 0 | 0.20123 | 0.20123 | #VALUE! | #VALUE! | #VALUE! | #VALUE! | 0 | 0 | 0.20123 | 0.20123 | #VALUE! | #VALUE! | #VALUE! | #VALUE! | 0 | 0 | 0.20123 | 0.20123 | #VALUE! | #VALUE! |  |  |  | #VALUE! | #VALUE! | #VALUE! | #VALUE! | #VALUE! | #VALUE! | #VALUE!
Sunday | 7 | 17 | 4 | 4732 | 0 | 0 | 0 | 0 | 0 | 0 | 0 | 0 | 0 | 0 | 0 | 0 | 0 | 0 | 0 | 0 | 0 | 0 | 0 | 0 | 0 | 0 | 0 | 0 | 0.016001 | 0 | 0.20148 | 0.0068207 | 0.041 | 0 | 0 | 0 | 0 | 0 | 0 | 0 | 0 | 0 | 0 | 0 |  | 0 | 0 | 0 |  | #VALUE! | #VALUE! | #VALUE! | #VALUE! |  |  | #VALUE! | #VALUE! | 0 | 0 | 0.20123 | 0.20123 | #VALUE! | #VALUE! | #VALUE! | #VALUE! | 0 | 0 | 0.20123 | 0.20123 | #VALUE! | #VALUE! | #VALUE! | #VALUE! | 0 | 0 | 0.20123 | 0.20123 | #VALUE! | #VALUE! |  |  |  | #VALUE! | #VALUE! | #VALUE! | #VALUE! | #VALUE! | #VALUE! | #VALUE!
Sunday | 7 | 17 | 5 | 4733 | 0 | 0 | 0 | 0 | 0 | 0 | 0 | 0 | 0 | 0 | 0 | 0 | 0 | 0 | 0 | 0 | 0 | 0 | 0 | 0 | 0 | 0 | 0 | 0 | 0.017526 | 0 | 0.20148 | 0.0092 | 0.05 | 0 | 0 | 0 | 0 | 0 | 0 | 0 | 0 | 0 | 0 | 0 |  | 0 | 0 | 0 |  | #VALUE! | #VALUE! | #VALUE! | #VALUE! |  |  | #VALUE! | #VALUE! | 0 | 0 | 0.20123 | 0.20123 | #VALUE! | #VALUE! | #VALUE! | #VALUE! | 0 | 0 | 0.20123 | 0.20123 | #VALUE! | #VALUE! | #VALUE! | #VALUE! | 0 | 0 | 0.20123 | 0.20123 | #VALUE! | #VALUE! |  |  |  | #VALUE! | #VALUE! | #VALUE! | #VALUE! | #VALUE! | #VALUE! | #VALUE!
Sunday | 7 | 17 | 6 | 4734 | 0 | 0 | 0 | 0 | 0 | 0 | 0 | 0 | 0 | 0 | 0 | 0 | 0 | 0 | 0 | 0 | 0 | 0 | 0 | 0 | 0 | 0 | 0 | 0 | 0.031356 | 0 | 0.21285 | 0.037121 | 0.169 | 0 | 0 | 0 | 0 | 0 | 0 | 0 | 0 | 0 | 0 | 0 |  | 0 | 0 | 0 |  | #VALUE! | #VALUE! | #VALUE! | #VALUE! |  |  | #VALUE! | #VALUE! | 0 | 0 | 0.20123 | 0.20123 | #VALUE! | #VALUE! | #VALUE! | #VALUE! | 0 | 0 | 0.20123 | 0.20123 | #VALUE! | #VALUE! | #VALUE! | #VALUE! | 0 | 0 | 0.20123 | 0.20123 | #VALUE! | #VALUE! |  |  |  | #VALUE! | #VALUE! | #VALUE! | #VALUE! | #VALUE! | #VALUE! | #VALUE!
Sunday | 7 | 17 | 7 | 4735 | 0 | 0 | 0 | 0 | 0 | 0 | 0 | 0 | 0 | 0 | 0 | 0 | 0 | 0 | 0 | 0 | 0 | 0 | 0 | 0 | 0 | 0 | 0 | 0.0039375 | 0.032628 | 0 | 0.21526 | 0.10438 | 0.28 | 0 | 0 | 0 | 0 | 0 | 0 | 0 | 0 | 0 | 0 | 0 |  | 0 | 0 | 0 |  | #VALUE! | #VALUE! | #VALUE! | #VALUE! |  |  | #VALUE! | #VALUE! | 0 | 0 | 0.20123 | 0.20123 | #VALUE! | #VALUE! | #VALUE! | #VALUE! | 0 | 0 | 0.20123 | 0.20123 | #VALUE! | #VALUE! | #VALUE! | #VALUE! | 0 | 0 | 0.20123 | 0.20123 | #VALUE! | #VALUE! |  |  |  | #VALUE! | #VALUE! | #VALUE! | #VALUE! | #VALUE! | #VALUE! | #VALUE!
Sunday | 7 | 17 | 8 | 4736 | 0 | 0 | 0 | 0 | 0 | 0 | 0 | 0 | 0 | 0 | 0 | 0 | 0 | 0 | 0 | 0 | 0 | 0 | 0 | 0 | 0 | 0.082 | 0.21467 | 0.21946 | 0.4821 | 0.0835 | 0.32341 | 0.30471 | 0.439 | 0 | 0 | 0 | 0 | 0 | 0 | 0 | 0 | 0 | 0 | 0 |  | 0 | 0 | 0 |  | #VALUE! | #VALUE! | #VALUE! | #VALUE! |  |  | #VALUE! | #VALUE! | 0 | 0 | 0.20123 | 0.20123 | #VALUE! | #VALUE! | #VALUE! | #VALUE! | 0 | 0 | 0.20123 | 0.20123 | #VALUE! | #VALUE! | #VALUE! | #VALUE! | 0 | 0 | 0.20123 | 0.20123 | #VALUE! | #VALUE! |  |  |  | #VALUE! | #VALUE! | #VALUE! | #VALUE! | #VALUE! | #VALUE! | #VALUE!
Sunday | 7 | 17 | 9 | 4737 | 0 | 0 | 0 | 0 | 0 | 0 | 0 | 0 | 0 | 0 | 0 | 0 | 0 | 0 | 0 | 0 | 0 | 0 | 0 | 0 | 0 | 0.238 | 0.34683 | 0.33893 | 0.49034 | 0.289 | 0.30638 | 0.35502 | 0.406 | 0 | 0 | 0 | 0 | 0 | 0 | 0 | 0 | 0 | 0 | 0 |  | 0 | 0 | 0 |  | #VALUE! | #VALUE! | #VALUE! | #VALUE! |  |  | #VALUE! | #VALUE! | 0 | 0 | 0.20123 | 0.20123 | #VALUE! | #VALUE! | #VALUE! | #VALUE! | 0 | 0 | 0.20123 | 0.20123 | #VALUE! | #VALUE! | #VALUE! | #VALUE! | 0 | 0 | 0.20123 | 0.20123 | #VALUE! | #VALUE! |  |  |  | #VALUE! | #VALUE! | #VALUE! | #VALUE! | #VALUE! | #VALUE! | #VALUE!
Sunday | 7 | 17 | 10 | 4738 | 0 | 0 | 0 | 0 | 0 | 0 | 0 | 0 | 0 | 0 | 0 | 0 | 0 | 0 | 0 | 0 | 0 | 0 | 0 | 0 | 0 | 0.3355 | 0.47458 | 0.47906 | 0.58913 | 0.36525 | 0.35615 | 0.50866 | 0.53 | 0 | 0 | 0 | 0 | 0 | 0 | 0 | 0 | 0 | 0 | 0 |  | 0 | 0 | 0 |  | #VALUE! | #VALUE! | #VALUE! | #VALUE! |  |  | #VALUE! | #VALUE! | 0 | 0 | 0.20123 | 0.20123 | #VALUE! | #VALUE! | #VALUE! | #VALUE! | 0 | 0 | 0.20123 | 0.20123 | #VALUE! | #VALUE! | #VALUE! | #VALUE! | 0 | 0 | 0.20123 | 0.20123 | #VALUE! | #VALUE! |  |  |  | #VALUE! | #VALUE! | #VALUE! | #VALUE! | #VALUE! | #VALUE! | #VALUE!
Sunday | 7 | 17 | 11 | 4739 | 0 | 0 | 0 | 0 | 0 | 0 | 0 | 0 | 0 | 0 | 0 | 0 | 0 | 0 | 0 | 0 | 0 | 0 | 0 | 0 | 0 | 0.38 | 0.534 | 0.52667 | 0.60298 | 0.431 | 0.38464 | 0.55939 | 0.597 | 0 | 0 | 0 | 0 | 0 | 0 | 0 | 0 | 0 | 0 | 0 |  | 0 | 0 | 0 |  | #VALUE! | #VALUE! | #VALUE! | #VALUE! |  |  | #VALUE! | #VALUE! | 0 | 0 | 0.20123 | 0.20123 | #VALUE! | #VALUE! | #VALUE! | #VALUE! | 0 | 0 | 0.20123 | 0.20123 | #VALUE! | #VALUE! | #VALUE! | #VALUE! | 0 | 0 | 0.20123 | 0.20123 | #VALUE! | #VALUE! |  |  |  | #VALUE! | #VALUE! | #VALUE! | #VALUE! | #VALUE! | #VALUE! | #VALUE!
Sunday | 7 | 17 | 12 | 4740 | 0 | 0 | 0 | 0 | 0 | 0 | 0 | 0 | 0 | 0 | 0 | 0 | 0 | 0 | 0 | 0 | 0 | 0 | 0 | 0 | 0 | 0.398 | 0.55567 | 0.5414 | 0.59031 | 0.5245 | 0.4534 | 0.57103 | 0.602 | 0 | 0 | 0 | 0 | 0 | 0 | 0 | 0 | 0 | 0 | 0 |  | 0 | 0 | 0 |  | #VALUE! | #VALUE! | #VALUE! | #VALUE! |  |  | #VALUE! | #VALUE! | 0 | 0 | 0.20123 | 0.20123 | #VALUE! | #VALUE! | #VALUE! | #VALUE! | 0 | 0 | 0.20123 | 0.20123 | #VALUE! | #VALUE! | #VALUE! | #VALUE! | 0 | 0 | 0.20123 | 0.20123 | #VALUE! | #VALUE! |  |  |  | #VALUE! | #VALUE! | #VALUE! | #VALUE! | #VALUE! | #VALUE! | #VALUE!
Sunday | 7 | 17 | 13 | 4741 | 0 | 0 | 0 | 0 | 0 | 0 | 0 | 0 | 0 | 0 | 0 | 0 | 0 | 0 | 0 | 0 | 0 | 0 | 0 | 0 | 0 | 0.4115 | 0.57492 | 0.55462 | 0.5826 | 0.53875 | 0.49695 | 0.5799 | 0.601 | 0 | 0 | 0 | 0 | 0 | 0 | 0 | 0 | 0 | 0 | 0 |  | 0 | 0 | 0 |  | #VALUE! | #VALUE! | #VALUE! | #VALUE! |  |  | #VALUE! | #VALUE! | 0 | 0 | 0.20123 | 0.20123 | #VALUE! | #VALUE! | #VALUE! | #VALUE! | 0 | 0 | 0.20123 | 0.20123 | #VALUE! | #VALUE! | #VALUE! | #VALUE! | 0 | 0 | 0.20123 | 0.20123 | #VALUE! | #VALUE! |  |  |  | #VALUE! | #VALUE! | #VALUE! | #VALUE! | #VALUE! | #VALUE! | #VALUE!
Sunday | 7 | 17 | 14 | 4742 | 0 | 0 | 0 | 0 | 0 | 0 | 0 | 0 | 0 | 0 | 0 | 0 | 0 | 0 | 0 | 0 | 0 | 0 | 0 | 0 | 0 | 0.445 | 0.61408 | 0.58818 | 0.59634 | 0.591 | 0.54544 | 0.61485 | 0.62 | 0 | 0 | 0 | 0 | 0 | 0 | 0 | 0 | 0 | 0 | 0 |  | 0 | 0 | 0 |  | #VALUE! | #VALUE! | #VALUE! | #VALUE! |  |  | #VALUE! | #VALUE! | 0 | 0 | 0.20123 | 0.20123 | #VALUE! | #VALUE! | #VALUE! | #VALUE! | 0 | 0 | 0.20123 | 0.20123 | #VALUE! | #VALUE! | #VALUE! | #VALUE! | 0 | 0 | 0.20123 | 0.20123 | #VALUE! | #VALUE! |  |  |  | #VALUE! | #VALUE! | #VALUE! | #VALUE! | #VALUE! | #VALUE! | #VALUE!
Sunday | 7 | 17 | 15 | 4743 | 0 | 0 | 0 | 0 | 0 | 0 | 0 | 0 | 0 | 0 | 0 | 0 | 0 | 0 | 0 | 0 | 0 | 0 | 0 | 0 | 0 | 0.4495 | 0.6105 | 0.58924 | 0.5889 | 0.548 | 0.4148 | 0.61523 | 0.607 | 0 | 0 | 0 | 0 | 0 | 0 | 0 | 0 | 0 | 0 | 0 |  | 0 | 0 | 0 |  | #VALUE! | #VALUE! | #VALUE! | #VALUE! |  |  | #VALUE! | #VALUE! | 0 | 0 | 0.20123 | 0.20123 | #VALUE! | #VALUE! | #VALUE! | #VALUE! | 0 | 0 | 0.20123 | 0.20123 | #VALUE! | #VALUE! | #VALUE! | #VALUE! | 0 | 0 | 0.20123 | 0.20123 | #VALUE! | #VALUE! |  |  |  | #VALUE! | #VALUE! | #VALUE! | #VALUE! | #VALUE! | #VALUE! | #VALUE!
Sunday | 7 | 17 | 16 | 4744 | 0 | 0 | 0 | 0 | 0 | 0 | 0 | 0 | 0 | 0 | 0 | 0 | 0 | 0 | 0 | 0 | 0 | 0 | 0 | 0 | 0 | 0.4475 | 0.58867 | 0.57314 | 0.55252 | 0.66 | 0.34856 | 0.60425 | 0.586 | 0 | 0 | 0 | 0 | 0 | 0 | 0 | 0 | 0 | 0 | 0 |  | 0 | 0 | 0 |  | #VALUE! | #VALUE! | #VALUE! | #VALUE! |  |  | #VALUE! | #VALUE! | 0 | 0 | 0.20123 | 0.20123 | #VALUE! | #VALUE! | #VALUE! | #VALUE! | 0 | 0 | 0.20123 | 0.20123 | #VALUE! | #VALUE! | #VALUE! | #VALUE! | 0 | 0 | 0.20123 | 0.20123 | #VALUE! | #VALUE! |  |  |  | #VALUE! | #VALUE! | #VALUE! | #VALUE! | #VALUE! | #VALUE! | #VALUE!
Sunday | 7 | 17 | 17 | 4745 | 0 | 0 | 0 | 0 | 0 | 0 | 0 | 0 | 0 | 0 | 0 | 0 | 0 | 0 | 0 | 0 | 0 | 0 | 0 | 0 | 0 | 0.449 | 0.59083 | 0.57883 | 0.55608 | 0.6295 | 0.34435 | 0.61476 | 0.606 | 0 | 0 | 0 | 0 | 0 | 0 | 0 | 0 | 0 | 0 | 0 |  | 0 | 0 | 0 |  | #VALUE! | #VALUE! | #VALUE! | #VALUE! |  |  | #VALUE! | #VALUE! | 0 | 0 | 0.20123 | 0.20123 | #VALUE! | #VALUE! | #VALUE! | #VALUE! | 0 | 0 | 0.20123 | 0.20123 | #VALUE! | #VALUE! | #VALUE! | #VALUE! | 0 | 0 | 0.20123 | 0.20123 | #VALUE! | #VALUE! |  |  |  | #VALUE! | #VALUE! | #VALUE! | #VALUE! | #VALUE! | #VALUE! | #VALUE!
Sunday | 7 | 17 | 18 | 4746 | 0 | 0 | 0 | 0 | 0 | 0 | 0 | 0 | 0 | 0 | 0 | 0 | 0 | 0 | 0 | 0 | 0 | 0 | 0 | 0 | 0 | 0.4595 | 0.62683 | 0.60574 | 0.57102 | 0.5645 | 0.38887 | 0.65614 | 0.671 | 0 | 0 | 0 | 0 | 0 | 0 | 0 | 0 | 0 | 0 | 0 |  | 0 | 0 | 0 |  | #VALUE! | #VALUE! | #VALUE! | #VALUE! |  |  | #VALUE! | #VALUE! | 0 | 0 | 0.20123 | 0.20123 | #VALUE! | #VALUE! | #VALUE! | #VALUE! | 0 | 0 | 0.20123 | 0.20123 | #VALUE! | #VALUE! | #VALUE! | #VALUE! | 0 | 0 | 0.20123 | 0.20123 | #VALUE! | #VALUE! |  |  |  | #VALUE! | #VALUE! | #VALUE! | #VALUE! | #VALUE! | #VALUE! | #VALUE!
Sunday | 7 | 17 | 19 | 4747 | 0 | 0 | 0 | 0 | 0 | 0 | 0 | 0 | 0 | 0 | 0 | 0 | 0 | 0 | 0 | 0 | 0 | 0 | 0 | 0 | 0 | 0.4245 | 0.56367 | 0.54706 | 0.49652 | 0.50675 | 0.35239 | 0.60513 | 0.629 | 0 | 0 | 0 | 0 | 0 | 0 | 0 | 0 | 0 | 0 | 0 |  | 0 | 0 | 0 |  | #VALUE! | #VALUE! | #VALUE! | #VALUE! |  |  | #VALUE! | #VALUE! | 0 | 0 | 0.20123 | 0.20123 | #VALUE! | #VALUE! | #VALUE! | #VALUE! | 0 | 0 | 0.20123 | 0.20123 | #VALUE! | #VALUE! | #VALUE! | #VALUE! | 0 | 0 | 0.20123 | 0.20123 | #VALUE! | #VALUE! |  |  |  | #VALUE! | #VALUE! | #VALUE! | #VALUE! | #VALUE! | #VALUE! | #VALUE!
Sunday | 7 | 17 | 20 | 4748 | 0 | 0 | 0 | 0 | 0 | 0 | 0 | 0 | 0 | 0 | 0 | 0 | 0 | 0 | 0 | 0 | 0 | 0 | 0 | 0 | 0 | 0.403 | 0.55725 | 0.54562 | 0.49441 | 0.47125 | 0.33581 | 0.60464 | 0.649 | 0 | 0 | 0 | 0 | 0 | 0 | 0 | 0 | 0 | 0 | 0 |  | 0 | 0 | 0 |  | #VALUE! | #VALUE! | #VALUE! | #VALUE! |  |  | #VALUE! | #VALUE! | 0 | 0 | 0.20123 | 0.20123 | #VALUE! | #VALUE! | #VALUE! | #VALUE! | 0 | 0 | 0.20123 | 0.20123 | #VALUE! | #VALUE! | #VALUE! | #VALUE! | 0 | 0 | 0.20123 | 0.20123 | #VALUE! | #VALUE! |  |  |  | #VALUE! | #VALUE! | #VALUE! | #VALUE! | #VALUE! | #VALUE! | #VALUE!
Sunday | 7 | 17 | 21 | 4749 | 0 | 0 | 0 | 0 | 0 | 0 | 0 | 0 | 0 | 0 | 0 | 0 | 0 | 0 | 0 | 0 | 0 | 0 | 0 | 0 | 0 | 0.3365 | 0.393 | 0.35187 | 0.39443 | 0.40625 | 0.28916 | 0.43882 | 0.501 | 0 | 0 | 0 | 0 | 0 | 0 | 0 | 0 | 0 | 0 | 0 |  | 0 | 0 | 0 |  | #VALUE! | #VALUE! | #VALUE! | #VALUE! |  |  | #VALUE! | #VALUE! | 0 | 0 | 0.20123 | 0.20123 | #VALUE! | #VALUE! | #VALUE! | #VALUE! | 0 | 0 | 0.20123 | 0.20123 | #VALUE! | #VALUE! | #VALUE! | #VALUE! | 0 | 0 | 0.20123 | 0.20123 | #VALUE! | #VALUE! |  |  |  | #VALUE! | #VALUE! | #VALUE! | #VALUE! | #VALUE! | #VALUE! | #VALUE!
Sunday | 7 | 17 | 22 | 4750 | 0 | 0 | 0 | 0 | 0 | 0 | 0 | 0 | 0 | 0 | 0 | 0 | 0 | 0 | 0 | 0 | 0 | 0 | 0 | 0 | 0 | 0.3565 | 0.50125 | 0.47865 | 0.45069 | 0.1195 | 0.28554 | 0.55826 | 0.621 | 0 | 0 | 0 | 0 | 0 | 0 | 0 | 0 | 0 | 0 | 0 |  | 0 | 0 | 0 |  | #VALUE! | #VALUE! | #VALUE! | #VALUE! |  |  | #VALUE! | #VALUE! | 0 | 0 | 0.20123 | 0.20123 | #VALUE! | #VALUE! | #VALUE! | #VALUE! | 0 | 0 | 0.20123 | 0.20123 | #VALUE! | #VALUE! | #VALUE! | #VALUE! | 0 | 0 | 0.20123 | 0.20123 | #VALUE! | #VALUE! |  |  |  | #VALUE! | #VALUE! | #VALUE! | #VALUE! | #VALUE! | #VALUE! | #VALUE!
Sunday | 7 | 17 | 23 | 4751 | 0 | 0 | 0 | 0 | 0 | 0 | 0 | 0 | 0 | 0 | 0 | 0 | 0 | 0 | 0 | 0 | 0 | 0 | 0 | 0 | 0 | 0.3215 | 0.4575 | 0.40435 | 0.28783 | 0.07325 | 0.2681 | 0.51022 | 0.593 | 0 | 0 | 0 | 0 | 0 | 0 | 0 | 0 | 0 | 0 | 0 |  | 0 | 0 | 0 |  | #VALUE! | #VALUE! | #VALUE! | #VALUE! |  |  | #VALUE! | #VALUE! | 0 | 0 | 0.20123 | 0.20123 | #VALUE! | #VALUE! | #VALUE! | #VALUE! | 0 | 0 | 0.20123 | 0.20123 | #VALUE! | #VALUE! | #VALUE! | #VALUE! | 0 | 0 | 0.20123 | 0.20123 | #VALUE! | #VALUE! |  |  |  | #VALUE! | #VALUE! | #VALUE! | #VALUE! | #VALUE! | #VALUE! | #VALUE!
Sunday | 7 | 17 | 24 | 4752 | 0 | 0 | 0 | 0 | 0 | 0 | 0 | 0 | 0 | 0 | 0 | 0 | 0 | 0 | 0 | 0 | 0 | 0 | 0 | 0 | 0 | 0.2965 | 0.42517 | 0.26603 | 0.18674 | 0.10075 | 0.29708 | 0.4495 | 0.517 | 0 | 0 | 0 | 0 | 0 | 0 | 0 | 0 | 0 | 0 | 0 |  | 0 | 0 | 0 |  | #VALUE! | #VALUE! | #VALUE! | #VALUE! |  |  | #VALUE! | #VALUE! | 0 | 0 | 0.20123 | 0.20123 | #VALUE! | #VALUE! | #VALUE! | #VALUE! | 0 | 0 | 0.20123 | 0.20123 | #VALUE! | #VALUE! | #VALUE! | #VALUE! | 0 | 0 | 0.20123 | 0.20123 | #VALUE! | #VALUE! |  |  |  | #VALUE! | #VALUE! | #VALUE! | #VALUE! | #VALUE! | #VALUE! | #VALUE!
Monday | 7 | 18 | 1 | 4753 | 0 | 0 | 0 | 0 | 0 | 0 | 0 | 0 | 0 | 0 | 0 | 0 | 0 | 0 | 0 | 0 | 0 | 0 | 0 | 0 | 0 | 0.153 | 0.15275 | 0.079003 | 0.16924 | 0.03625 | 0.24434 | 0.31214 | 0.45 | 0 | 0 | 0 | 0 | 0 | 0 | 0 | 0 | 0 | 0 | 0 |  | 0 | 0 | 0 |  | #VALUE! | #VALUE! | #VALUE! | #VALUE! |  |  | #VALUE! | #VALUE! | 0 | 0 | 0.20123 | 0.20123 | #VALUE! | #VALUE! | #VALUE! | #VALUE! | 0 | 0 | 0.20123 | 0.20123 | #VALUE! | #VALUE! | #VALUE! | #VALUE! | 0 | 0 | 0.20123 | 0.20123 | #VALUE! | #VALUE! |  |  |  | #VALUE! | #VALUE! | #VALUE! | #VALUE! | #VALUE! | #VALUE! | #VALUE!
Monday | 7 | 18 | 2 | 4754 | 0 | 0 | 0 | 0 | 0 | 0 | 0 | 0 | 0 | 0 | 0 | 0 | 0 | 0 | 0 | 0 | 0 | 0 | 0 | 0 | 0 | 0.1405 | 0.036167 | 0.0071234 | 0.032546 | 0.02775 | 0.27838 | 0.22401 | 0.402 | 0 | 0 | 0 | 0 | 0 | 0 | 0 | 0 | 0 | 0 | 0 |  | 0 | 0 | 0 |  | #VALUE! | #VALUE! | #VALUE! | #VALUE! |  |  | #VALUE! | #VALUE! | 0 | 0 | 0.20123 | 0.20123 | #VALUE! | #VALUE! | #VALUE! | #VALUE! | 0 | 0 | 0.20123 | 0.20123 | #VALUE! | #VALUE! | #VALUE! | #VALUE! | 0 | 0 | 0.20123 | 0.20123 | #VALUE! | #VALUE! |  |  |  | #VALUE! | #VALUE! | #VALUE! | #VALUE! | #VALUE! | #VALUE! | #VALUE!
Monday | 7 | 18 | 3 | 4755 | 0 | 0 | 0 | 0 | 0 | 0 | 0 | 0 | 0 | 0 | 0 | 0 | 0 | 0 | 0 | 0 | 0 | 0 | 0 | 0 | 0 | 0.1315 | 0 | 2.2727e-05 | 0.035354 | 0 | 0.27936 | 0.16667 | 0.38 | 0 | 0 | 0 | 0 | 0 | 0 | 0 | 0 | 0 | 0 | 0 |  | 0 | 0 | 0 |  | #VALUE! | #VALUE! | #VALUE! | #VALUE! |  |  | #VALUE! | #VALUE! | 0 | 0 | 0.20123 | 0.20123 | #VALUE! | #VALUE! | #VALUE! | #VALUE! | 0 | 0 | 0.20123 | 0.20123 | #VALUE! | #VALUE! | #VALUE! | #VALUE! | 0 | 0 | 0.20123 | 0.20123 | #VALUE! | #VALUE! |  |  |  | #VALUE! | #VALUE! | #VALUE! | #VALUE! | #VALUE! | #VALUE! | #VALUE!
Monday | 7 | 18 | 4 | 4756 | 0 | 0 | 0 | 0 | 0 | 0 | 0 | 0 | 0 | 0 | 0 | 0 | 0 | 0 | 0 | 0 | 0 | 0 | 0 | 0 | 0 | 0.124 | 0 | 0.00125 | 0.035077 | 0 | 0.23461 | 0.14493 | 0.369 | 0 | 0 | 0 | 0 | 0 | 0 | 0 | 0 | 0 | 0 | 0 |  | 0 | 0 | 0 |  | #VALUE! | #VALUE! | #VALUE! | #VALUE! |  |  | #VALUE! | #VALUE! | 0 | 0 | 0.20123 | 0.20123 | #VALUE! | #VALUE! | #VALUE! | #VALUE! | 0 | 0 | 0.20123 | 0.20123 | #VALUE! | #VALUE! | #VALUE! | #VALUE! | 0 | 0 | 0.20123 | 0.20123 | #VALUE! | #VALUE! |  |  |  | #VALUE! | #VALUE! | #VALUE! | #VALUE! | #VALUE! | #VALUE! | #VALUE!
Monday | 7 | 18 | 5 | 4757 | 0 | 0 | 0 | 0 | 0 | 0 | 0 | 0 | 0 | 0 | 0 | 0 | 0 | 0 | 0 | 0 | 0 | 0 | 0 | 0 | 0 | 0 | 0 | 0.0035938 | 0.033758 | 0 | 0.21675 | 0.11272 | 0.331 | 0 | 0 | 0 | 0 | 0 | 0 | 0 | 0 | 0 | 0 | 0 |  | 0 | 0 | 0 |  | #VALUE! | #VALUE! | #VALUE! | #VALUE! |  |  | #VALUE! | #VALUE! | 0 | 0 | 0.20123 | 0.20123 | #VALUE! | #VALUE! | #VALUE! | #VALUE! | 0 | 0 | 0.20123 | 0.20123 | #VALUE! | #VALUE! | #VALUE! | #VALUE! | 0 | 0 | 0.20123 | 0.20123 | #VALUE! | #VALUE! |  |  |  | #VALUE! | #VALUE! | #VALUE! | #VALUE! | #VALUE! | #VALUE! | #VALUE!
Monday | 7 | 18 | 6 | 4758 | 0 | 0 | 0 | 0 | 0 | 0 | 0 | 0 | 0 | 0 | 0 | 0 | 0 | 0 | 0 | 0 | 0 | 0 | 0 | 0 | 0 | 0 | 0 | 0.0066562 | 0.033615 | 0 | 0.2256 | 0.1545 | 0.383 | 0 | 0 | 0 | 0 | 0 | 0 | 0 | 0 | 0 | 0 | 0 |  | 0 | 0 | 0 |  | #VALUE! | #VALUE! | #VALUE! | #VALUE! |  |  | #VALUE! | #VALUE! | 0 | 0 | 0.20123 | 0.20123 | #VALUE! | #VALUE! | #VALUE! | #VALUE! | 0 | 0 | 0.20123 | 0.20123 | #VALUE! | #VALUE! | #VALUE! | #VALUE! | 0 | 0 | 0.20123 | 0.20123 | #VALUE! | #VALUE! |  |  |  | #VALUE! | #VALUE! | #VALUE! | #VALUE! | #VALUE! | #VALUE! | #VALUE!
Monday | 7 | 18 | 7 | 4759 | 0 | 0 | 0 | 0 | 0 | 0 | 0 | 0 | 0 | 0 | 0 | 0 | 0 | 0 | 0 | 0 | 0 | 0 | 0 | 0 | 0 | 0 | 0 | 0.0091733 | 0.034801 | 0.038 | 0.22658 | 0.18101 | 0.422 | 0 | 0 | 0 | 0 | 0 | 0 | 0 | 0 | 0 | 0 | 0 |  | 0 | 0 | 0 |  | #VALUE! | #VALUE! | #VALUE! | #VALUE! |  |  | #VALUE! | #VALUE! | 0 | 0 | 0.20123 | 0.20123 | #VALUE! | #VALUE! | #VALUE! | #VALUE! | 0 | 0 | 0.20123 | 0.20123 | #VALUE! | #VALUE! | #VALUE! | #VALUE! | 0 | 0 | 0.20123 | 0.20123 | #VALUE! | #VALUE! |  |  |  | #VALUE! | #VALUE! | #VALUE! | #VALUE! | #VALUE! | #VALUE! | #VALUE!
Monday | 7 | 18 | 8 | 4760 | 0 | 0 | 0 | 0 | 0 | 0 | 0 | 0 | 0 | 0 | 0 | 0 | 0 | 0 | 0 | 0 | 0 | 0 | 0 | 0 | 0 | 0 | 0.174 | 0.14525 | 0.18972 | 0.14575 | 0.24879 | 0.31566 | 0.518 | 0 | 0 | 0 | 0 | 0 | 0 | 0 | 0 | 0 | 0 | 0 |  | 0 | 0 | 0 |  | #VALUE! | #VALUE! | #VALUE! | #VALUE! |  |  | #VALUE! | #VALUE! | 0 | 0 | 0.20123 | 0.20123 | #VALUE! | #VALUE! | #VALUE! | #VALUE! | 0 | 0 | 0.20123 | 0.20123 | #VALUE! | #VALUE! | #VALUE! | #VALUE! | 0 | 0 | 0.20123 | 0.20123 | #VALUE! | #VALUE! |  |  |  | #VALUE! | #VALUE! | #VALUE! | #VALUE! | #VALUE! | #VALUE! | #VALUE!
Monday | 7 | 18 | 9 | 4761 | 0 | 0 | 0 | 0 | 0 | 0 | 0 | 0 | 0 | 0 | 0 | 0 | 0 | 0 | 0 | 0 | 0 | 0 | 0 | 0 | 0 | 0.094 | 0.29533 | 0.26429 | 0.41929 | 0.35425 | 0.26376 | 0.36732 | 0.533 | 0 | 0 | 0 | 0 | 0 | 0 | 0 | 0 | 0 | 0 | 0 |  | 0 | 0 | 0 |  | #VALUE! | #VALUE! | #VALUE! | #VALUE! |  |  | #VALUE! | #VALUE! | 0 | 0 | 0.20123 | 0.20123 | #VALUE! | #VALUE! | #VALUE! | #VALUE! | 0 | 0 | 0.20123 | 0.20123 | #VALUE! | #VALUE! | #VALUE! | #VALUE! | 0 | 0 | 0.20123 | 0.20123 | #VALUE! | #VALUE! |  |  |  | #VALUE! | #VALUE! | #VALUE! | #VALUE! | #VALUE! | #VALUE! | #VALUE!
Monday | 7 | 18 | 10 | 4762 | 0 | 0 | 0 | 0 | 0 | 0 | 0 | 0 | 0 | 0 | 0 | 0 | 0 | 0 | 0 | 0 | 0 | 0 | 0 | 0 | 0 | 0.224 | 0.39683 | 0.37098 | 0.43884 | 0.4895 | 0.26034 | 0.43402 | 0.551 | 0 | 0 | 0 | 0 | 0 | 0 | 0 | 0 | 0 | 0 | 0 |  | 0 | 0 | 0 |  | #VALUE! | #VALUE! | #VALUE! | #VALUE! |  |  | #VALUE! | #VALUE! | 0 | 0 | 0.20123 | 0.20123 | #VALUE! | #VALUE! | #VALUE! | #VALUE! | 0 | 0 | 0.20123 | 0.20123 | #VALUE! | #VALUE! | #VALUE! | #VALUE! | 0 | 0 | 0.20123 | 0.20123 | #VALUE! | #VALUE! |  |  |  | #VALUE! | #VALUE! | #VALUE! | #VALUE! | #VALUE! | #VALUE! | #VALUE!
Monday | 7 | 18 | 11 | 4763 | 0 | 0 | 0 | 0 | 0 | 0 | 0 | 0 | 0 | 0 | 0 | 0 | 0 | 0 | 0 | 0 | 0 | 0 | 0 | 0 | 0 | 0.3375 | 0.52808 | 0.49452 | 0.53568 | 0.5345 | 0.24087 | 0.55487 | 0.635 | 0 | 0 | 0 | 0 | 0 | 0 | 0 | 0 | 0 | 0 | 0 |  | 0 | 0 | 0 |  | #VALUE! | #VALUE! | #VALUE! | #VALUE! |  |  | #VALUE! | #VALUE! | 0 | 0 | 0.20123 | 0.20123 | #VALUE! | #VALUE! | #VALUE! | #VALUE! | 0 | 0 | 0.20123 | 0.20123 | #VALUE! | #VALUE! | #VALUE! | #VALUE! | 0 | 0 | 0.20123 | 0.20123 | #VALUE! | #VALUE! |  |  |  | #VALUE! | #VALUE! | #VALUE! | #VALUE! | #VALUE! | #VALUE! | #VALUE!
Monday | 7 | 18 | 12 | 4764 | 0 | 0 | 0 | 0 | 0 | 0 | 0 | 0 | 0 | 0 | 0 | 0 | 0 | 0 | 0 | 0 | 0 | 0 | 0 | 0 | 0 | 0.4025 | 0.6085 | 0.56522 | 0.59453 | 0.5985 | 0.32702 | 0.622 | 0.678 | 0 | 0 | 0 | 0 | 0 | 0 | 0 | 0 | 0 | 0 | 0 |  | 0 | 0 | 0 |  | #VALUE! | #VALUE! | #VALUE! | #VALUE! |  |  | #VALUE! | #VALUE! | 0 | 0 | 0.20123 | 0.20123 | #VALUE! | #VALUE! | #VALUE! | #VALUE! | 0 | 0 | 0.20123 | 0.20123 | #VALUE! | #VALUE! | #VALUE! | #VALUE! | 0 | 0 | 0.20123 | 0.20123 | #VALUE! | #VALUE! |  |  |  | #VALUE! | #VALUE! | #VALUE! | #VALUE! | #VALUE! | #VALUE! | #VALUE!
Monday | 7 | 18 | 13 | 4765 | 0 | 0 | 0 | 0 | 0 | 0 | 0 | 0 | 0 | 0 | 0 | 0 | 0 | 0 | 0 | 0 | 0 | 0 | 0 | 0 | 0 | 0.431 | 0.64933 | 0.5973 | 0.61142 | 0.6305 | 0.38649 | 0.64683 | 0.687 | 0 | 0 | 0 | 0 | 0 | 0 | 0 | 0 | 0 | 0 | 0 |  | 0 | 0 | 0 |  | #VALUE! | #VALUE! | #VALUE! | #VALUE! |  |  | #VALUE! | #VALUE! | 0 | 0 | 0.20123 | 0.20123 | #VALUE! | #VALUE! | #VALUE! | #VALUE! | 0 | 0 | 0.20123 | 0.20123 | #VALUE! | #VALUE! | #VALUE! | #VALUE! | 0 | 0 | 0.20123 | 0.20123 | #VALUE! | #VALUE! |  |  |  | #VALUE! | #VALUE! | #VALUE! | #VALUE! | #VALUE! | #VALUE! | #VALUE!
Monday | 7 | 18 | 14 | 4766 | 0 | 0 | 0 | 0 | 0 | 0 | 0 | 0 | 0 | 0 | 0 | 0 | 0 | 0 | 0 | 0 | 0 | 0 | 0 | 0 | 0 | 0.482 | 0.71342 | 0.6545 | 0.65892 | 0.6585 | 0.47338 | 0.70557 | 0.725 | 0 | 0 | 0 | 0 | 0 | 0 | 0 | 0 | 0 | 0 | 0 |  | 0 | 0 | 0 |  | #VALUE! | #VALUE! | #VALUE! | #VALUE! |  |  | #VALUE! | #VALUE! | 0 | 0 | 0.20123 | 0.20123 | #VALUE! | #VALUE! | #VALUE! | #VALUE! | 0 | 0 | 0.20123 | 0.20123 | #VALUE! | #VALUE! | #VALUE! | #VALUE! | 0 | 0 | 0.20123 | 0.20123 | #VALUE! | #VALUE! |  |  |  | #VALUE! | #VALUE! | #VALUE! | #VALUE! | #VALUE! | #VALUE! | #VALUE!
Monday | 7 | 18 | 15 | 4767 | 0 | 0 | 0 | 0 | 0 | 0 | 0 | 0 | 0 | 0 | 0 | 0 | 0 | 0 | 0 | 0 | 0 | 0 | 0 | 0 | 0 | 0.4965 | 0.71392 | 0.66019 | 0.65056 | 0.67925 | 0.5233 | 0.71071 | 0.722 | 0 | 0 | 0 | 0 | 0 | 0 | 0 | 0 | 0 | 0 | 0 |  | 0 | 0 | 0 |  | #VALUE! | #VALUE! | #VALUE! | #VALUE! |  |  | #VALUE! | #VALUE! | 0 | 0 | 0.20123 | 0.20123 | #VALUE! | #VALUE! | #VALUE! | #VALUE! | 0 | 0 | 0.20123 | 0.20123 | #VALUE! | #VALUE! | #VALUE! | #VALUE! | 0 | 0 | 0.20123 | 0.20123 | #VALUE! | #VALUE! |  |  |  | #VALUE! | #VALUE! | #VALUE! | #VALUE! | #VALUE! | #VALUE! | #VALUE!
Monday | 7 | 18 | 16 | 4768 | 0 | 0 | 0 | 0 | 0 | 0 | 0 | 0 | 0 | 0 | 0 | 0 | 0 | 0 | 0 | 0 | 0 | 0 | 0 | 0 | 0 | 0.4985 | 0.70142 | 0.65506 | 0.63258 | 0.67275 | 0.53501 | 0.70331 | 0.711 | 0 | 0 | 0 | 0 | 0 | 0 | 0 | 0 | 0 | 0 | 0 |  | 0 | 0 | 0 |  | #VALUE! | #VALUE! | #VALUE! | #VALUE! |  |  | #VALUE! | #VALUE! | 0 | 0 | 0.20123 | 0.20123 | #VALUE! | #VALUE! | #VALUE! | #VALUE! | 0 | 0 | 0.20123 | 0.20123 | #VALUE! | #VALUE! | #VALUE! | #VALUE! | 0 | 0 | 0.20123 | 0.20123 | #VALUE! | #VALUE! |  |  |  | #VALUE! | #VALUE! | #VALUE! | #VALUE! | #VALUE! | #VALUE! | #VALUE!
Monday | 7 | 18 | 17 | 4769 | 0 | 0 | 0 | 0 | 0 | 0 | 0 | 0 | 0 | 0 | 0 | 0 | 0 | 0 | 0 | 0 | 0 | 0 | 0 | 0 | 0 | 0.4375 | 0.61592 | 0.57375 | 0.54365 | 0.72925 | 0.54258 | 0.63049 | 0.658 | 0 | 0 | 0 | 0 | 0 | 0 | 0 | 0 | 0 | 0 | 0 |  | 0 | 0 | 0 |  | #VALUE! | #VALUE! | #VALUE! | #VALUE! |  |  | #VALUE! | #VALUE! | 0 | 0 | 0.20123 | 0.20123 | #VALUE! | #VALUE! | #VALUE! | #VALUE! | 0 | 0 | 0.20123 | 0.20123 | #VALUE! | #VALUE! | #VALUE! | #VALUE! | 0 | 0 | 0.20123 | 0.20123 | #VALUE! | #VALUE! |  |  |  | #VALUE! | #VALUE! | #VALUE! | #VALUE! | #VALUE! | #VALUE! | #VALUE!
Monday | 7 | 18 | 18 | 4770 | 0 | 0 | 0 | 0 | 0 | 0 | 0 | 0 | 0 | 0 | 0 | 0 | 0 | 0 | 0 | 0 | 0 | 0 | 0 | 0 | 0 | 0.458 | 0.64242 | 0.62602 | 0.57177 | 0.6335 | 0.54015 | 0.67384 | 0.705 | 0 | 0 | 0 | 0 | 0 | 0 | 0 | 0 | 0 | 0 | 0 |  | 0 | 0 | 0 |  | #VALUE! | #VALUE! | #VALUE! | #VALUE! |  |  | #VALUE! | #VALUE! | 0 | 0 | 0.20123 | 0.20123 | #VALUE! | #VALUE! | #VALUE! | #VALUE! | 0 | 0 | 0.20123 | 0.20123 | #VALUE! | #VALUE! | #VALUE! | #VALUE! | 0 | 0 | 0.20123 | 0.20123 | #VALUE! | #VALUE! |  |  |  | #VALUE! | #VALUE! | #VALUE! | #VALUE! | #VALUE! | #VALUE! | #VALUE!
Monday | 7 | 18 | 19 | 4771 | 0 | 0 | 0 | 0 | 0 | 0 | 0 | 0 | 0 | 0 | 0 | 0 | 0 | 0 | 0 | 0 | 0 | 0 | 0 | 0 | 0 | 0.456 | 0.63383 | 0.58941 | 0.55613 | 0.428 | 0.49411 | 0.67888 | 0.717 | 0 | 0 | 0 | 0 | 0 | 0 | 0 | 0 | 0 | 0 | 0 |  | 0 | 0 | 0 |  | #VALUE! | #VALUE! | #VALUE! | #VALUE! |  |  | #VALUE! | #VALUE! | 0 | 0 | 0.20123 | 0.20123 | #VALUE! | #VALUE! | #VALUE! | #VALUE! | 0 | 0 | 0.20123 | 0.20123 | #VALUE! | #VALUE! | #VALUE! | #VALUE! | 0 | 0 | 0.20123 | 0.20123 | #VALUE! | #VALUE! |  |  |  | #VALUE! | #VALUE! | #VALUE! | #VALUE! | #VALUE! | #VALUE! | #VALUE!
Monday | 7 | 18 | 20 | 4772 | 0 | 0 | 0 | 0 | 0 | 0 | 0 | 0 | 0 | 0 | 0 | 0 | 0 | 0 | 0 | 0 | 0 | 0 | 0 | 0 | 0 | 0.402 | 0.55342 | 0.52871 | 0.46447 | 0.36475 | 0.4049 | 0.60281 | 0.661 | 0 | 0 | 0 | 0 | 0 | 0 | 0 | 0 | 0 | 0 | 0 |  | 0 | 0 | 0 |  | #VALUE! | #VALUE! | #VALUE! | #VALUE! |  |  | #VALUE! | #VALUE! | 0 | 0 | 0.20123 | 0.20123 | #VALUE! | #VALUE! | #VALUE! | #VALUE! | 0 | 0 | 0.20123 | 0.20123 | #VALUE! | #VALUE! | #VALUE! | #VALUE! | 0 | 0 | 0.20123 | 0.20123 | #VALUE! | #VALUE! |  |  |  | #VALUE! | #VALUE! | #VALUE! | #VALUE! | #VALUE! | #VALUE! | #VALUE!
Monday | 7 | 18 | 21 | 4773 | 0 | 0 | 0 | 0 | 0 | 0 | 0 | 0 | 0 | 0 | 0 | 0 | 0 | 0 | 0 | 0 | 0 | 0 | 0 | 0 | 0 | 0.3675 | 0.51067 | 0.46674 | 0.44067 | 0.3545 | 0.34972 | 0.56307 | 0.633 | 0 | 0 | 0 | 0 | 0 | 0 | 0 | 0 | 0 | 0 | 0 |  | 0 | 0 | 0 |  | #VALUE! | #VALUE! | #VALUE! | #VALUE! |  |  | #VALUE! | #VALUE! | 0 | 0 | 0.20123 | 0.20123 | #VALUE! | #VALUE! | #VALUE! | #VALUE! | 0 | 0 | 0.20123 | 0.20123 | #VALUE! | #VALUE! | #VALUE! | #VALUE! | 0 | 0 | 0.20123 | 0.20123 | #VALUE! | #VALUE! |  |  |  | #VALUE! | #VALUE! | #VALUE! | #VALUE! | #VALUE! | #VALUE! | #VALUE!
Monday | 7 | 18 | 22 | 4774 | 0 | 0 | 0 | 0 | 0 | 0 | 0 | 0 | 0 | 0 | 0 | 0 | 0 | 0 | 0 | 0 | 0 | 0 | 0 | 0 | 0 | 0.34 | 0.47658 | 0.4232 | 0.29311 | 0.31925 | 0.30551 | 0.53041 | 0.612 | 0 | 0 | 0 | 0 | 0 | 0 | 0 | 0 | 0 | 0 | 0 |  | 0 | 0 | 0 |  | #VALUE! | #VALUE! | #VALUE! | #VALUE! |  |  | #VALUE! | #VALUE! | 0 | 0 | 0.20123 | 0.20123 | #VALUE! | #VALUE! | #VALUE! | #VALUE! | 0 | 0 | 0.20123 | 0.20123 | #VALUE! | #VALUE! | #VALUE! | #VALUE! | 0 | 0 | 0.20123 | 0.20123 | #VALUE! | #VALUE! |  |  |  | #VALUE! | #VALUE! | #VALUE! | #VALUE! | #VALUE! | #VALUE! | #VALUE!
Monday | 7 | 18 | 23 | 4775 | 0 | 0 | 0 | 0 | 0 | 0 | 0 | 0 | 0 | 0 | 0 | 0 | 0 | 0 | 0 | 0 | 0 | 0 | 0 | 0 | 0 | 0.3145 | 0.44942 | 0.37278 | 0.19569 | 0.2715 | 0.29662 | 0.50795 | 0.605 | 0 | 0 | 0 | 0 | 0 | 0 | 0 | 0 | 0 | 0 | 0 |  | 0 | 0 | 0 |  | #VALUE! | #VALUE! | #VALUE! | #VALUE! |  |  | #VALUE! | #VALUE! | 0 | 0 | 0.20123 | 0.20123 | #VALUE! | #VALUE! | #VALUE! | #VALUE! | 0 | 0 | 0.20123 | 0.20123 | #VALUE! | #VALUE! | #VALUE! | #VALUE! | 0 | 0 | 0.20123 | 0.20123 | #VALUE! | #VALUE! |  |  |  | #VALUE! | #VALUE! | #VALUE! | #VALUE! | #VALUE! | #VALUE! | #VALUE!
Monday | 7 | 18 | 24 | 4776 | 0 | 0 | 0 | 0 | 0 | 0 | 0 | 0 | 0 | 0 | 0 | 0 | 0 | 0 | 0 | 0 | 0 | 0 | 0 | 0 | 0 | 0.2955 | 0.42217 | 0.25163 | 0.18484 | 0.26625 | 0.28889 | 0.47289 | 0.539 | 0 | 0 | 0 | 0 | 0 | 0 | 0 | 0 | 0 | 0 | 0 |  | 0 | 0 | 0 |  | #VALUE! | #VALUE! | #VALUE! | #VALUE! |  |  | #VALUE! | #VALUE! | 0 | 0 | 0.20123 | 0.20123 | #VALUE! | #VALUE! | #VALUE! | #VALUE! | 0 | 0 | 0.20123 | 0.20123 | #VALUE! | #VALUE! | #VALUE! | #VALUE! | 0 | 0 | 0.20123 | 0.20123 | #VALUE! | #VALUE! |  |  |  | #VALUE! | #VALUE! | #VALUE! | #VALUE! | #VALUE! | #VALUE! | #VALUE!
Tuesday | 7 | 19 | 1 | 4777 | 0 | 0 | 0 | 0 | 0 | 0 | 0 | 0 | 0 | 0 | 0 | 0 | 0 | 0 | 0 | 0 | 0 | 0 | 0 | 0 | 0 | 0.2835 | 0.41367 | 0.24592 | 0.18166 | 0.2605 | 0.29432 | 0.46388 | 0.539 | 0 | 0 | 0 | 0 | 0 | 0 | 0 | 0 | 0 | 0 | 0 |  | 0 | 0 | 0 |  | #VALUE! | #VALUE! | #VALUE! | #VALUE! |  |  | #VALUE! | #VALUE! | 0 | 0 | 0.20123 | 0.20123 | #VALUE! | #VALUE! | #VALUE! | #VALUE! | 0 | 0 | 0.20123 | 0.20123 | #VALUE! | #VALUE! | #VALUE! | #VALUE! | 0 | 0 | 0.20123 | 0.20123 | #VALUE! | #VALUE! |  |  |  | #VALUE! | #VALUE! | #VALUE! | #VALUE! | #VALUE! | #VALUE! | #VALUE!
Tuesday | 7 | 19 | 2 | 4778 | 0 | 0 | 0 | 0 | 0 | 0 | 0 | 0 | 0 | 0 | 0 | 0 | 0 | 0 | 0 | 0 | 0 | 0 | 0 | 0 | 0 | 0.276 | 0.40925 | 0.24161 | 0.18 | 0.229 | 0.30874 | 0.4591 | 0.539 | 0 | 0 | 0 | 0 | 0 | 0 | 0 | 0 | 0 | 0 | 0 |  | 0 | 0 | 0 |  | #VALUE! | #VALUE! | #VALUE! | #VALUE! |  |  | #VALUE! | #VALUE! | 0 | 0 | 0.20123 | 0.20123 | #VALUE! | #VALUE! | #VALUE! | #VALUE! | 0 | 0 | 0.20123 | 0.20123 | #VALUE! | #VALUE! | #VALUE! | #VALUE! | 0 | 0 | 0.20123 | 0.20123 | #VALUE! | #VALUE! |  |  |  | #VALUE! | #VALUE! | #VALUE! | #VALUE! | #VALUE! | #VALUE! | #VALUE!
Tuesday | 7 | 19 | 3 | 4779 | 0 | 0 | 0 | 0 | 0 | 0 | 0 | 0 | 0 | 0 | 0 | 0 | 0 | 0 | 0 | 0 | 0 | 0 | 0 | 0 | 0 | 0.273 | 0.4175 | 0.24413 | 0.18359 | 0.248 | 0.3112 | 0.4667 | 0.564 | 0 | 0 | 0 | 0 | 0 | 0 | 0 | 0 | 0 | 0 | 0 |  | 0 | 0 | 0 |  | #VALUE! | #VALUE! | #VALUE! | #VALUE! |  |  | #VALUE! | #VALUE! | 0 | 0 | 0.20123 | 0.20123 | #VALUE! | #VALUE! | #VALUE! | #VALUE! | 0 | 0 | 0.20123 | 0.20123 | #VALUE! | #VALUE! | #VALUE! | #VALUE! | 0 | 0 | 0.20123 | 0.20123 | #VALUE! | #VALUE! |  |  |  | #VALUE! | #VALUE! | #VALUE! | #VALUE! | #VALUE! | #VALUE! | #VALUE!
Tuesday | 7 | 19 | 4 | 4780 | 0 | 0 | 0 | 0 | 0 | 0 | 0 | 0 | 0 | 0 | 0 | 0 | 0 | 0 | 0 | 0 | 0 | 0 | 0 | 0 | 0 | 0.2695 | 0.42125 | 0.35857 | 0.18527 | 0.22325 | 0.30677 | 0.46701 | 0.573 | 0 | 0 | 0 | 0 | 0 | 0 | 0 | 0 | 0 | 0 | 0 |  | 0 | 0 | 0 |  | #VALUE! | #VALUE! | #VALUE! | #VALUE! |  |  | #VALUE! | #VALUE! | 0 | 0 | 0.20123 | 0.20123 | #VALUE! | #VALUE! | #VALUE! | #VALUE! | 0 | 0 | 0.20123 | 0.20123 | #VALUE! | #VALUE! | #VALUE! | #VALUE! | 0 | 0 | 0.20123 | 0.20123 | #VALUE! | #VALUE! |  |  |  | #VALUE! | #VALUE! | #VALUE! | #VALUE! | #VALUE! | #VALUE! | #VALUE!
Tuesday | 7 | 19 | 5 | 4781 | 0 | 0 | 0 | 0 | 0 | 0 | 0 | 0 | 0 | 0 | 0 | 0 | 0 | 0 | 0 | 0 | 0 | 0 | 0 | 0 | 0 | 0.2475 | 0.38925 | 0.31701 | 0.17089 | 0.2515 | 0.29918 | 0.4224 | 0.529 | 0 | 0 | 0 | 0 | 0 | 0 | 0 | 0 | 0 | 0 | 0 |  | 0 | 0 | 0 |  | #VALUE! | #VALUE! | #VALUE! | #VALUE! |  |  | #VALUE! | #VALUE! | 0 | 0 | 0.20123 | 0.20123 | #VALUE! | #VALUE! | #VALUE! | #VALUE! | 0 | 0 | 0.20123 | 0.20123 | #VALUE! | #VALUE! | #VALUE! | #VALUE! | 0 | 0 | 0.20123 | 0.20123 | #VALUE! | #VALUE! |  |  |  | #VALUE! | #VALUE! | #VALUE! | #VALUE! | #VALUE! | #VALUE! | #VALUE!
Tuesday | 7 | 19 | 6 | 4782 | 0 | 0 | 0 | 0 | 0 | 0 | 0 | 0 | 0 | 0 | 0 | 0 | 0 | 0 | 0 | 0 | 0 | 0 | 0 | 0 | 0 | 0.283 | 0.43817 | 0.39011 | 0.2953 | 0.2465 | 0.30856 | 0.48774 | 0.619 | 0 | 0 | 0 | 0 | 0 | 0 | 0 | 0 | 0 | 0 | 0 |  | 0 | 0 | 0 |  | #VALUE! | #VALUE! | #VALUE! | #VALUE! |  |  | #VALUE! | #VALUE! | 0 | 0 | 0.20123 | 0.20123 | #VALUE! | #VALUE! | #VALUE! | #VALUE! | 0 | 0 | 0.20123 | 0.20123 | #VALUE! | #VALUE! | #VALUE! | #VALUE! | 0 | 0 | 0.20123 | 0.20123 | #VALUE! | #VALUE! |  |  |  | #VALUE! | #VALUE! | #VALUE! | #VALUE! | #VALUE! | #VALUE! | #VALUE!
Tuesday | 7 | 19 | 7 | 4783 | 0 | 0 | 0 | 0 | 0 | 0 | 0 | 0 | 0 | 0 | 0 | 0 | 0 | 0 | 0 | 0 | 0 | 0 | 0 | 0 | 0 | 0.2855 | 0.4415 | 0.38775 | 0.43524 | 0.378 | 0.33795 | 0.48695 | 0.618 | 0 | 0 | 0 | 0 | 0 | 0 | 0 | 0 | 0 | 0 | 0 |  | 0 | 0 | 0 |  | #VALUE! | #VALUE! | #VALUE! | #VALUE! |  |  | #VALUE! | #VALUE! | 0 | 0 | 0.20123 | 0.20123 | #VALUE! | #VALUE! | #VALUE! | #VALUE! | 0 | 0 | 0.20123 | 0.20123 | #VALUE! | #VALUE! | #VALUE! | #VALUE! | 0 | 0 | 0.20123 | 0.20123 | #VALUE! | #VALUE! |  |  |  | #VALUE! | #VALUE! | #VALUE! | #VALUE! | #VALUE! | #VALUE! | #VALUE!
Tuesday | 7 | 19 | 8 | 4784 | 0 | 0 | 0 | 0 | 0 | 0 | 0 | 0 | 0 | 0 | 0 | 0 | 0 | 0 | 0 | 0 | 0 | 0 | 0 | 0 | 0 | 0.3295 | 0.507 | 0.48227 | 0.49642 | 0.47825 | 0.38872 | 0.5605 | 0.669 | 0 | 0 | 0 | 0 | 0 | 0 | 0 | 0 | 0 | 0 | 0 |  | 0 | 0 | 0 |  | #VALUE! | #VALUE! | #VALUE! | #VALUE! |  |  | #VALUE! | #VALUE! | 0 | 0 | 0.20123 | 0.20123 | #VALUE! | #VALUE! | #VALUE! | #VALUE! | 0 | 0 | 0.20123 | 0.20123 | #VALUE! | #VALUE! | #VALUE! | #VALUE! | 0 | 0 | 0.20123 | 0.20123 | #VALUE! | #VALUE! |  |  |  | #VALUE! | #VALUE! | #VALUE! | #VALUE! | #VALUE! | #VALUE! | #VALUE!
Tuesday | 7 | 19 | 9 | 4785 | 0 | 0 | 0 | 0 | 0 | 0 | 0 | 0 | 0 | 0 | 0 | 0 | 0 | 0 | 0 | 0 | 0 | 0 | 0 | 0 | 0 | 0.348 | 0.51492 | 0.49479 | 0.51295 | 0.638 | 0.36502 | 0.56445 | 0.659 | 0 | 0 | 0 | 0 | 0 | 0 | 0 | 0 | 0 | 0 | 0 |  | 0 | 0 | 0 |  | #VALUE! | #VALUE! | #VALUE! | #VALUE! |  |  | #VALUE! | #VALUE! | 0 | 0 | 0.20123 | 0.20123 | #VALUE! | #VALUE! | #VALUE! | #VALUE! | 0 | 0 | 0.20123 | 0.20123 | #VALUE! | #VALUE! | #VALUE! | #VALUE! | 0 | 0 | 0.20123 | 0.20123 | #VALUE! | #VALUE! |  |  |  | #VALUE! | #VALUE! | #VALUE! | #VALUE! | #VALUE! | #VALUE! | #VALUE!
Tuesday | 7 | 19 | 10 | 4786 | 0 | 0 | 0 | 0 | 0 | 0 | 0 | 0 | 0 | 0 | 0 | 0 | 0 | 0 | 0 | 0 | 0 | 0 | 0 | 0 | 0 | 0.382 | 0.55958 | 0.53976 | 0.56161 | 0.667 | 0.4379 | 0.60457 | 0.679 | 0 | 0 | 0 | 0 | 0 | 0 | 0 | 0 | 0 | 0 | 0 |  | 0 | 0 | 0 |  | #VALUE! | #VALUE! | #VALUE! | #VALUE! |  |  | #VALUE! | #VALUE! | 0 | 0 | 0.20123 | 0.20123 | #VALUE! | #VALUE! | #VALUE! | #VALUE! | 0 | 0 | 0.20123 | 0.20123 | #VALUE! | #VALUE! | #VALUE! | #VALUE! | 0 | 0 | 0.20123 | 0.20123 | #VALUE! | #VALUE! |  |  |  | #VALUE! | #VALUE! | #VALUE! | #VALUE! | #VALUE! | #VALUE! | #VALUE!
Tuesday | 7 | 19 | 11 | 4787 | 0 | 0 | 0 | 0 | 0 | 0 | 0 | 0 | 0 | 0 | 0 | 0 | 0 | 0 | 0 | 0 | 0 | 0 | 0 | 0 | 0 | 0.4085 | 0.58542 | 0.56917 | 0.57528 | 0.73575 | 0.41016 | 0.62493 | 0.684 | 0 | 0 | 0 | 0 | 0 | 0 | 0 | 0 | 0 | 0 | 0 |  | 0 | 0 | 0 |  | #VALUE! | #VALUE! | #VALUE! | #VALUE! |  |  | #VALUE! | #VALUE! | 0 | 0 | 0.20123 | 0.20123 | #VALUE! | #VALUE! | #VALUE! | #VALUE! | 0 | 0 | 0.20123 | 0.20123 | #VALUE! | #VALUE! | #VALUE! | #VALUE! | 0 | 0 | 0.20123 | 0.20123 | #VALUE! | #VALUE! |  |  |  | #VALUE! | #VALUE! | #VALUE! | #VALUE! | #VALUE! | #VALUE! | #VALUE!
Tuesday | 7 | 19 | 12 | 4788 | 0 | 0 | 0 | 0 | 0 | 0 | 0 | 0 | 0 | 0 | 0 | 0 | 0 | 0 | 0 | 0 | 0 | 0 | 0 | 0 | 0 | 0.4595 | 0.66192 | 0.61584 | 0.64034 | 0.7415 | 0.4972 | 0.69212 | 0.736 | 0 | 0 | 0 | 0 | 0 | 0 | 0 | 0 | 0 | 0 | 0 |  | 0 | 0 | 0 |  | #VALUE! | #VALUE! | #VALUE! | #VALUE! |  |  | #VALUE! | #VALUE! | 0 | 0 | 0.20123 | 0.20123 | #VALUE! | #VALUE! | #VALUE! | #VALUE! | 0 | 0 | 0.20123 | 0.20123 | #VALUE! | #VALUE! | #VALUE! | #VALUE! | 0 | 0 | 0.20123 | 0.20123 | #VALUE! | #VALUE! |  |  |  | #VALUE! | #VALUE! | #VALUE! | #VALUE! | #VALUE! | #VALUE! | #VALUE!
Tuesday | 7 | 19 | 13 | 4789 | 0 | 0 | 0 | 0 | 0 | 0 | 0 | 0 | 0 | 0 | 0 | 0 | 0 | 0 | 0 | 0 | 0 | 0 | 0 | 0 | 0 | 0.5115 | 0.73675 | 0.68841 | 0.67945 | 0.76425 | 0.59054 | 0.75753 | 0.792 | 0 | 0 | 0 | 0 | 0 | 0 | 0 | 0 | 0 | 0 | 0 |  | 0 | 0 | 0 |  | #VALUE! | #VALUE! | #VALUE! | #VALUE! |  |  | #VALUE! | #VALUE! | 0 | 0 | 0.20123 | 0.20123 | #VALUE! | #VALUE! | #VALUE! | #VALUE! | 0 | 0 | 0.20123 | 0.20123 | #VALUE! | #VALUE! | #VALUE! | #VALUE! | 0 | 0 | 0.20123 | 0.20123 | #VALUE! | #VALUE! |  |  |  | #VALUE! | #VALUE! | #VALUE! | #VALUE! | #VALUE! | #VALUE! | #VALUE!
Tuesday | 7 | 19 | 14 | 4790 | 0 | 0 | 0 | 0 | 0 | 0 | 0 | 0 | 0 | 0 | 0 | 0 | 0 | 0 | 0 | 0 | 0 | 0 | 0 | 0 | 0 | 0.5095 | 0.7095 | 0.66899 | 0.63743 | 0.835 | 0.63128 | 0.7425 | 0.771 | 0 | 0 | 0 | 0 | 0 | 0 | 0 | 0 | 0 | 0 | 0 |  | 0 | 0 | 0 |  | #VALUE! | #VALUE! | #VALUE! | #VALUE! |  |  | #VALUE! | #VALUE! | 0 | 0 | 0.20123 | 0.20123 | #VALUE! | #VALUE! | #VALUE! | #VALUE! | 0 | 0 | 0.20123 | 0.20123 | #VALUE! | #VALUE! | #VALUE! | #VALUE! | 0 | 0 | 0.20123 | 0.20123 | #VALUE! | #VALUE! |  |  |  | #VALUE! | #VALUE! | #VALUE! | #VALUE! | #VALUE! | #VALUE! | #VALUE!
Tuesday | 7 | 19 | 15 | 4791 | 0 | 0 | 0 | 0 | 0 | 0 | 0 | 0 | 0 | 0 | 0 | 0 | 0 | 0 | 0 | 0 | 0 | 0 | 0 | 0 | 0 | 0.519 | 0.71625 | 0.67603 | 0.63928 | 0.77725 | 0.65934 | 0.74889 | 0.773 | 0 | 0 | 0 | 0 | 0 | 0 | 0 | 0 | 0 | 0 | 0 |  | 0 | 0 | 0 |  | #VALUE! | #VALUE! | #VALUE! | #VALUE! |  |  | #VALUE! | #VALUE! | 0 | 0 | 0.20123 | 0.20123 | #VALUE! | #VALUE! | #VALUE! | #VALUE! | 0 | 0 | 0.20123 | 0.20123 | #VALUE! | #VALUE! | #VALUE! | #VALUE! | 0 | 0 | 0.20123 | 0.20123 | #VALUE! | #VALUE! |  |  |  | #VALUE! | #VALUE! | #VALUE! | #VALUE! | #VALUE! | #VALUE! | #VALUE!
Tuesday | 7 | 19 | 16 | 4792 | 0 | 0 | 0 | 0 | 0 | 0 | 0 | 0 | 0 | 0 | 0 | 0 | 0 | 0 | 0 | 0 | 0 | 0 | 0 | 0 | 0 | 0.475 | 0.634 | 0.60498 | 0.5567 | 0.769 | 0.65806 | 0.67947 | 0.714 | 0 | 0 | 0 | 0 | 0 | 0 | 0 | 0 | 0 | 0 | 0 |  | 0 | 0 | 0 |  | #VALUE! | #VALUE! | #VALUE! | #VALUE! |  |  | #VALUE! | #VALUE! | 0 | 0 | 0.20123 | 0.20123 | #VALUE! | #VALUE! | #VALUE! | #VALUE! | 0 | 0 | 0.20123 | 0.20123 | #VALUE! | #VALUE! | #VALUE! | #VALUE! | 0 | 0 | 0.20123 | 0.20123 | #VALUE! | #VALUE! |  |  |  | #VALUE! | #VALUE! | #VALUE! | #VALUE! | #VALUE! | #VALUE! | #VALUE!
Tuesday | 7 | 19 | 17 | 4793 | 0 | 0 | 0 | 0 | 0 | 0 | 0 | 0 | 0 | 0 | 0 | 0 | 0 | 0 | 0 | 0 | 0 | 0 | 0 | 0 | 0 | 0.4715 | 0.65 | 0.61587 | 0.57564 | 0.75175 | 0.67365 | 0.69157 | 0.725 | 0 | 0 | 0 | 0 | 0 | 0 | 0 | 0 | 0 | 0 | 0 |  | 0 | 0 | 0 |  | #VALUE! | #VALUE! | #VALUE! | #VALUE! |  |  | #VALUE! | #VALUE! | 0 | 0 | 0.20123 | 0.20123 | #VALUE! | #VALUE! | #VALUE! | #VALUE! | 0 | 0 | 0.20123 | 0.20123 | #VALUE! | #VALUE! | #VALUE! | #VALUE! | 0 | 0 | 0.20123 | 0.20123 | #VALUE! | #VALUE! |  |  |  | #VALUE! | #VALUE! | #VALUE! | #VALUE! | #VALUE! | #VALUE! | #VALUE!
Tuesday | 7 | 19 | 18 | 4794 | 0 | 0 | 0 | 0 | 0 | 0 | 0 | 0 | 0 | 0 | 0 | 0 | 0 | 0 | 0 | 0 | 0 | 0 | 0 | 0 | 0 | 0.4535 | 0.62708 | 0.59502 | 0.54627 | 0.717 | 0.65569 | 0.67653 | 0.718 | 0 | 0 | 0 | 0 | 0 | 0 | 0 | 0 | 0 | 0 | 0 |  | 0 | 0 | 0 |  | #VALUE! | #VALUE! | #VALUE! | #VALUE! |  |  | #VALUE! | #VALUE! | 0 | 0 | 0.20123 | 0.20123 | #VALUE! | #VALUE! | #VALUE! | #VALUE! | 0 | 0 | 0.20123 | 0.20123 | #VALUE! | #VALUE! | #VALUE! | #VALUE! | 0 | 0 | 0.20123 | 0.20123 | #VALUE! | #VALUE! |  |  |  | #VALUE! | #VALUE! | #VALUE! | #VALUE! | #VALUE! | #VALUE! | #VALUE!
Tuesday | 7 | 19 | 19 | 4795 | 0 | 0 | 0 | 0 | 0 | 0 | 0 | 0 | 0 | 0 | 0 | 0 | 0 | 0 | 0 | 0 | 0 | 0 | 0 | 0 | 0 | 0.4205 | 0.58383 | 0.57296 | 0.50224 | 0.66725 | 0.58665 | 0.63201 | 0.689 | 0 | 0 | 0 | 0 | 0 | 0 | 0 | 0 | 0 | 0 | 0 |  | 0 | 0 | 0 |  | #VALUE! | #VALUE! | #VALUE! | #VALUE! |  |  | #VALUE! | #VALUE! | 0 | 0 | 0.20123 | 0.20123 | #VALUE! | #VALUE! | #VALUE! | #VALUE! | 0 | 0 | 0.20123 | 0.20123 | #VALUE! | #VALUE! | #VALUE! | #VALUE! | 0 | 0 | 0.20123 | 0.20123 | #VALUE! | #VALUE! |  |  |  | #VALUE! | #VALUE! | #VALUE! | #VALUE! | #VALUE! | #VALUE! | #VALUE!
Tuesday | 7 | 19 | 20 | 4796 | 0 | 0 | 0 | 0 | 0 | 0 | 0 | 0 | 0 | 0 | 0 | 0 | 0 | 0 | 0 | 0 | 0 | 0 | 0 | 0 | 0 | 0.4 | 0.56658 | 0.53935 | 0.49822 | 0.6195 | 0.48055 | 0.61626 | 0.682 | 0 | 0 | 0 | 0 | 0 | 0 | 0 | 0 | 0 | 0 | 0 |  | 0 | 0 | 0 |  | #VALUE! | #VALUE! | #VALUE! | #VALUE! |  |  | #VALUE! | #VALUE! | 0 | 0 | 0.20123 | 0.20123 | #VALUE! | #VALUE! | #VALUE! | #VALUE! | 0 | 0 | 0.20123 | 0.20123 | #VALUE! | #VALUE! | #VALUE! | #VALUE! | 0 | 0 | 0.20123 | 0.20123 | #VALUE! | #VALUE! |  |  |  | #VALUE! | #VALUE! | #VALUE! | #VALUE! | #VALUE! | #VALUE! | #VALUE!
Tuesday | 7 | 19 | 21 | 4797 | 0 | 0 | 0 | 0 | 0 | 0 | 0 | 0 | 0 | 0 | 0 | 0 | 0 | 0 | 0 | 0 | 0 | 0 | 0 | 0 | 0 | 0.374 | 0.53125 | 0.49439 | 0.46715 | 0.548 | 0.432 | 0.58369 | 0.659 | 0 | 0 | 0 | 0 | 0 | 0 | 0 | 0 | 0 | 0 | 0 |  | 0 | 0 | 0 |  | #VALUE! | #VALUE! | #VALUE! | #VALUE! |  |  | #VALUE! | #VALUE! | 0 | 0 | 0.20123 | 0.20123 | #VALUE! | #VALUE! | #VALUE! | #VALUE! | 0 | 0 | 0.20123 | 0.20123 | #VALUE! | #VALUE! | #VALUE! | #VALUE! | 0 | 0 | 0.20123 | 0.20123 | #VALUE! | #VALUE! |  |  |  | #VALUE! | #VALUE! | #VALUE! | #VALUE! | #VALUE! | #VALUE! | #VALUE!
Tuesday | 7 | 19 | 22 | 4798 | 0 | 0 | 0 | 0 | 0 | 0 | 0 | 0 | 0 | 0 | 0 | 0 | 0 | 0 | 0 | 0 | 0 | 0 | 0 | 0 | 0 | 0.356 | 0.51592 | 0.4704 | 0.45222 | 0.49625 | 0.3968 | 0.56846 | 0.652 | 0 | 0 | 0 | 0 | 0 | 0 | 0 | 0 | 0 | 0 | 0 |  | 0 | 0 | 0 |  | #VALUE! | #VALUE! | #VALUE! | #VALUE! |  |  | #VALUE! | #VALUE! | 0 | 0 | 0.20123 | 0.20123 | #VALUE! | #VALUE! | #VALUE! | #VALUE! | 0 | 0 | 0.20123 | 0.20123 | #VALUE! | #VALUE! | #VALUE! | #VALUE! | 0 | 0 | 0.20123 | 0.20123 | #VALUE! | #VALUE! |  |  |  | #VALUE! | #VALUE! | #VALUE! | #VALUE! | #VALUE! | #VALUE! | #VALUE!
Tuesday | 7 | 19 | 23 | 4799 | 0 | 0 | 0 | 0 | 0 | 0 | 0 | 0 | 0 | 0 | 0 | 0 | 0 | 0 | 0 | 0 | 0 | 0 | 0 | 0 | 0 | 0.3415 | 0.50575 | 0.45775 | 0.44392 | 0.4565 | 0.37407 | 0.55679 | 0.648 | 0 | 0 | 0 | 0 | 0 | 0 | 0 | 0 | 0 | 0 | 0 |  | 0 | 0 | 0 |  | #VALUE! | #VALUE! | #VALUE! | #VALUE! |  |  | #VALUE! | #VALUE! | 0 | 0 | 0.20123 | 0.20123 | #VALUE! | #VALUE! | #VALUE! | #VALUE! | 0 | 0 | 0.20123 | 0.20123 | #VALUE! | #VALUE! | #VALUE! | #VALUE! | 0 | 0 | 0.20123 | 0.20123 | #VALUE! | #VALUE! |  |  |  | #VALUE! | #VALUE! | #VALUE! | #VALUE! | #VALUE! | #VALUE! | #VALUE!
Tuesday | 7 | 19 | 24 | 4800 | 0 | 0 | 0 | 0 | 0 | 0 | 0 | 0 | 0 | 0 | 0 | 0 | 0 | 0 | 0 | 0 | 0 | 0 | 0 | 0 | 0 | 0.34 | 0.51383 | 0.35312 | 0.45188 | 0.44575 | 0.36271 | 0.57032 | 0.665 | 0 | 0 | 0 | 0 | 0 | 0 | 0 | 0 | 0 | 0 | 0 |  | 0 | 0 | 0 |  | #VALUE! | #VALUE! | #VALUE! | #VALUE! |  |  | #VALUE! | #VALUE! | 0 | 0 | 0.20123 | 0.20123 | #VALUE! | #VALUE! | #VALUE! | #VALUE! | 0 | 0 | 0.20123 | 0.20123 | #VALUE! | #VALUE! | #VALUE! | #VALUE! | 0 | 0 | 0.20123 | 0.20123 | #VALUE! | #VALUE! |  |  |  | #VALUE! | #VALUE! | #VALUE! | #VALUE! | #VALUE! | #VALUE! | #VALUE!
Wednesday | 7 | 20 | 1 | 4801 | 0 | 0 | 0 | 0 | 0 | 0 | 0 | 0 | 0 | 0 | 0 | 0 | 0 | 0 | 0 | 0 | 0 | 0 | 0 | 0 | 0 | 0.33 | 0.50458 | 0.34349 | 0.43984 | 0.40325 | 0.36877 | 0.56243 | 0.665 | 0 | 0 | 0 | 0 | 0 | 0 | 0 | 0 | 0 | 0 | 0 |  | 0 | 0 | 0 |  | #VALUE! | #VALUE! | #VALUE! | #VALUE! |  |  | #VALUE! | #VALUE! | 0 | 0 | 0.20123 | 0.20123 | #VALUE! | #VALUE! | #VALUE! | #VALUE! | 0 | 0 | 0.20123 | 0.20123 | #VALUE! | #VALUE! | #VALUE! | #VALUE! | 0 | 0 | 0.20123 | 0.20123 | #VALUE! | #VALUE! |  |  |  | #VALUE! | #VALUE! | #VALUE! | #VALUE! | #VALUE! | #VALUE! | #VALUE!
Wednesday | 7 | 20 | 2 | 4802 | 0 | 0 | 0 | 0 | 0 | 0 | 0 | 0 | 0 | 0 | 0 | 0 | 0 | 0 | 0 | 0 | 0 | 0 | 0 | 0 | 0 | 0.309 | 0.4765 | 0.31007 | 0.41535 | 0.37325 | 0.34239 | 0.5284 | 0.642 | 0 | 0 | 0 | 0 | 0 | 0 | 0 | 0 | 0 | 0 | 0 |  | 0 | 0 | 0 |  | #VALUE! | #VALUE! | #VALUE! | #VALUE! |  |  | #VALUE! | #VALUE! | 0 | 0 | 0.20123 | 0.20123 | #VALUE! | #VALUE! | #VALUE! | #VALUE! | 0 | 0 | 0.20123 | 0.20123 | #VALUE! | #VALUE! | #VALUE! | #VALUE! | 0 | 0 | 0.20123 | 0.20123 | #VALUE! | #VALUE! |  |  |  | #VALUE! | #VALUE! | #VALUE! | #VALUE! | #VALUE! | #VALUE! | #VALUE!
Wednesday | 7 | 20 | 3 | 4803 | 0 | 0 | 0 | 0 | 0 | 0 | 0 | 0 | 0 | 0 | 0 | 0 | 0 | 0 | 0 | 0 | 0 | 0 | 0 | 0 | 0 | 0.2905 | 0.453 | 0.28174 | 0.28287 | 0.36675 | 0.33149 | 0.50181 | 0.622 | 0 | 0 | 0 | 0 | 0 | 0 | 0 | 0 | 0 | 0 | 0 |  | 0 | 0 | 0 |  | #VALUE! | #VALUE! | #VALUE! | #VALUE! |  |  | #VALUE! | #VALUE! | 0 | 0 | 0.20123 | 0.20123 | #VALUE! | #VALUE! | #VALUE! | #VALUE! | 0 | 0 | 0.20123 | 0.20123 | #VALUE! | #VALUE! | #VALUE! | #VALUE! | 0 | 0 | 0.20123 | 0.20123 | #VALUE! | #VALUE! |  |  |  | #VALUE! | #VALUE! | #VALUE! | #VALUE! | #VALUE! | #VALUE! | #VALUE!
Wednesday | 7 | 20 | 4 | 4804 | 0 | 0 | 0 | 0 | 0 | 0 | 0 | 0 | 0 | 0 | 0 | 0 | 0 | 0 | 0 | 0 | 0 | 0 | 0 | 0 | 0 | 0.2925 | 0.46783 | 0.41243 | 0.43022 | 0.39525 | 0.32114 | 0.51585 | 0.639 | 0 | 0 | 0 | 0 | 0 | 0 | 0 | 0 | 0 | 0 | 0 |  | 0 | 0 | 0 |  | #VALUE! | #VALUE! | #VALUE! | #VALUE! |  |  | #VALUE! | #VALUE! | 0 | 0 | 0.20123 | 0.20123 | #VALUE! | #VALUE! | #VALUE! | #VALUE! | 0 | 0 | 0.20123 | 0.20123 | #VALUE! | #VALUE! | #VALUE! | #VALUE! | 0 | 0 | 0.20123 | 0.20123 | #VALUE! | #VALUE! |  |  |  | #VALUE! | #VALUE! | #VALUE! | #VALUE! | #VALUE! | #VALUE! | #VALUE!
Wednesday | 7 | 20 | 5 | 4805 | 0 | 0 | 0 | 0 | 0 | 0 | 0 | 0 | 0 | 0 | 0 | 0 | 0 | 0 | 0 | 0 | 0 | 0 | 0 | 0 | 0 | 0.2845 | 0.461 | 0.40955 | 0.20596 | 0.4105 | 0.31766 | 0.5085 | 0.636 | 0 | 0 | 0 | 0 | 0 | 0 | 0 | 0 | 0 | 0 | 0 |  | 0 | 0 | 0 |  | #VALUE! | #VALUE! | #VALUE! | #VALUE! |  |  | #VALUE! | #VALUE! | 0 | 0 | 0.20123 | 0.20123 | #VALUE! | #VALUE! | #VALUE! | #VALUE! | 0 | 0 | 0.20123 | 0.20123 | #VALUE! | #VALUE! | #VALUE! | #VALUE! | 0 | 0 | 0.20123 | 0.20123 | #VALUE! | #VALUE! |  |  |  | #VALUE! | #VALUE! | #VALUE! | #VALUE! | #VALUE! | #VALUE! | #VALUE!
Wednesday | 7 | 20 | 6 | 4806 | 0 | 0 | 0 | 0 | 0 | 0 | 0 | 0 | 0 | 0 | 0 | 0 | 0 | 0 | 0 | 0 | 0 | 0 | 0 | 0 | 0 | 0.2765 | 0.4515 | 0.38453 | 0.19854 | 0.436 | 0.32998 | 0.49943 | 0.632 | 0 | 0 | 0 | 0 | 0 | 0 | 0 | 0 | 0 | 0 | 0 |  | 0 | 0 | 0 |  | #VALUE! | #VALUE! | #VALUE! | #VALUE! |  |  | #VALUE! | #VALUE! | 0 | 0 | 0.20123 | 0.20123 | #VALUE! | #VALUE! | #VALUE! | #VALUE! | 0 | 0 | 0.20123 | 0.20123 | #VALUE! | #VALUE! | #VALUE! | #VALUE! | 0 | 0 | 0.20123 | 0.20123 | #VALUE! | #VALUE! |  |  |  | #VALUE! | #VALUE! | #VALUE! | #VALUE! | #VALUE! | #VALUE! | #VALUE!
Wednesday | 7 | 20 | 7 | 4807 | 0 | 0 | 0 | 0 | 0 | 0 | 0 | 0 | 0 | 0 | 0 | 0 | 0 | 0 | 0 | 0 | 0 | 0 | 0 | 0 | 0 | 0.2655 | 0.43542 | 0.3662 | 0.19634 | 0.448 | 0.35495 | 0.47728 | 0.615 | 0 | 0 | 0 | 0 | 0 | 0 | 0 | 0 | 0 | 0 | 0 |  | 0 | 0 | 0 |  | #VALUE! | #VALUE! | #VALUE! | #VALUE! |  |  | #VALUE! | #VALUE! | 0 | 0 | 0.20123 | 0.20123 | #VALUE! | #VALUE! | #VALUE! | #VALUE! | 0 | 0 | 0.20123 | 0.20123 | #VALUE! | #VALUE! | #VALUE! | #VALUE! | 0 | 0 | 0.20123 | 0.20123 | #VALUE! | #VALUE! |  |  |  | #VALUE! | #VALUE! | #VALUE! | #VALUE! | #VALUE! | #VALUE! | #VALUE!
Wednesday | 7 | 20 | 8 | 4808 | 0 | 0 | 0 | 0 | 0 | 0 | 0 | 0 | 0 | 0 | 0 | 0 | 0 | 0 | 0 | 0 | 0 | 0 | 0 | 0 | 0 | 0.2765 | 0.45883 | 0.39432 | 0.34336 | 0.4985 | 0.39803 | 0.49882 | 0.634 | 0 | 0 | 0 | 0 | 0 | 0 | 0 | 0 | 0 | 0 | 0 |  | 0 | 0 | 0 |  | #VALUE! | #VALUE! | #VALUE! | #VALUE! |  |  | #VALUE! | #VALUE! | 0 | 0 | 0.20123 | 0.20123 | #VALUE! | #VALUE! | #VALUE! | #VALUE! | 0 | 0 | 0.20123 | 0.20123 | #VALUE! | #VALUE! | #VALUE! | #VALUE! | 0 | 0 | 0.20123 | 0.20123 | #VALUE! | #VALUE! |  |  |  | #VALUE! | #VALUE! | #VALUE! | #VALUE! | #VALUE! | #VALUE! | #VALUE!
Wednesday | 7 | 20 | 9 | 4809 | 0 | 0 | 0 | 0 | 0 | 0 | 0 | 0 | 0 | 0 | 0 | 0 | 0 | 0 | 0 | 0 | 0 | 0 | 0 | 0 | 0 | 0.286 | 0.47725 | 0.40619 | 0.29475 | 0.52925 | 0.44226 | 0.51603 | 0.652 | 0 | 0 | 0 | 0 | 0 | 0 | 0 | 0 | 0 | 0 | 0 |  | 0 | 0 | 0 |  | #VALUE! | #VALUE! | #VALUE! | #VALUE! |  |  | #VALUE! | #VALUE! | 0 | 0 | 0.20123 | 0.20123 | #VALUE! | #VALUE! | #VALUE! | #VALUE! | 0 | 0 | 0.20123 | 0.20123 | #VALUE! | #VALUE! | #VALUE! | #VALUE! | 0 | 0 | 0.20123 | 0.20123 | #VALUE! | #VALUE! |  |  |  | #VALUE! | #VALUE! | #VALUE! | #VALUE! | #VALUE! | #VALUE! | #VALUE!
Wednesday | 7 | 20 | 10 | 4810 | 0 | 0 | 0 | 0 | 0 | 0 | 0 | 0 | 0 | 0 | 0 | 0 | 0 | 0 | 0 | 0 | 0 | 0 | 0 | 0 | 0 | 0.295 | 0.49217 | 0.4386 | 0.44797 | 0.566 | 0.48854 | 0.52824 | 0.659 | 0 | 0 | 0 | 0 | 0 | 0 | 0 | 0 | 0 | 0 | 0 |  | 0 | 0 | 0 |  | #VALUE! | #VALUE! | #VALUE! | #VALUE! |  |  | #VALUE! | #VALUE! | 0 | 0 | 0.20123 | 0.20123 | #VALUE! | #VALUE! | #VALUE! | #VALUE! | 0 | 0 | 0.20123 | 0.20123 | #VALUE! | #VALUE! | #VALUE! | #VALUE! | 0 | 0 | 0.20123 | 0.20123 | #VALUE! | #VALUE! |  |  |  | #VALUE! | #VALUE! | #VALUE! | #VALUE! | #VALUE! | #VALUE! | #VALUE!
Wednesday | 7 | 20 | 11 | 4811 | 0 | 0 | 0 | 0 | 0 | 0 | 0 | 0 | 0 | 0 | 0 | 0 | 0 | 0 | 0 | 0 | 0 | 0 | 0 | 0 | 0 | 0.306 | 0.50608 | 0.45885 | 0.44866 | 0.56425 | 0.52147 | 0.5412 | 0.662 | 0 | 0 | 0 | 0 | 0 | 0 | 0 | 0 | 0 | 0 | 0 |  | 0 | 0 | 0 |  | #VALUE! | #VALUE! | #VALUE! | #VALUE! |  |  | #VALUE! | #VALUE! | 0 | 0 | 0.20123 | 0.20123 | #VALUE! | #VALUE! | #VALUE! | #VALUE! | 0 | 0 | 0.20123 | 0.20123 | #VALUE! | #VALUE! | #VALUE! | #VALUE! | 0 | 0 | 0.20123 | 0.20123 | #VALUE! | #VALUE! |  |  |  | #VALUE! | #VALUE! | #VALUE! | #VALUE! | #VALUE! | #VALUE! | #VALUE!
Wednesday | 7 | 20 | 12 | 4812 | 0 | 0 | 0 | 0 | 0 | 0 | 0 | 0 | 0 | 0 | 0 | 0 | 0 | 0 | 0 | 0 | 0 | 0 | 0 | 0 | 0 | 0.3115 | 0.51267 | 0.46306 | 0.45247 | 0.58025 | 0.55831 | 0.54535 | 0.663 | 0 | 0 | 0 | 0 | 0 | 0 | 0 | 0 | 0 | 0 | 0 |  | 0 | 0 | 0 |  | #VALUE! | #VALUE! | #VALUE! | #VALUE! |  |  | #VALUE! | #VALUE! | 0 | 0 | 0.20123 | 0.20123 | #VALUE! | #VALUE! | #VALUE! | #VALUE! | 0 | 0 | 0.20123 | 0.20123 | #VALUE! | #VALUE! | #VALUE! | #VALUE! | 0 | 0 | 0.20123 | 0.20123 | #VALUE! | #VALUE! |  |  |  | #VALUE! | #VALUE! | #VALUE! | #VALUE! | #VALUE! | #VALUE! | #VALUE!
Wednesday | 7 | 20 | 13 | 4813 | 0 | 0 | 0 | 0 | 0 | 0 | 0 | 0 | 0 | 0 | 0 | 0 | 0 | 0 | 0 | 0 | 0 | 0 | 0 | 0 | 0 | 0.316 | 0.51708 | 0.46541 | 0.45683 | 0.56375 | 0.61751 | 0.54818 | 0.663 | 0 | 0 | 0 | 0 | 0 | 0 | 0 | 0 | 0 | 0 | 0 |  | 0 | 0 | 0 |  | #VALUE! | #VALUE! | #VALUE! | #VALUE! |  |  | #VALUE! | #VALUE! | 0 | 0 | 0.20123 | 0.20123 | #VALUE! | #VALUE! | #VALUE! | #VALUE! | 0 | 0 | 0.20123 | 0.20123 | #VALUE! | #VALUE! | #VALUE! | #VALUE! | 0 | 0 | 0.20123 | 0.20123 | #VALUE! | #VALUE! |  |  |  | #VALUE! | #VALUE! | #VALUE! | #VALUE! | #VALUE! | #VALUE! | #VALUE!
Wednesday | 7 | 20 | 14 | 4814 | 0 | 0 | 0 | 0 | 0 | 0 | 0 | 0 | 0 | 0 | 0 | 0 | 0 | 0 | 0 | 0 | 0 | 0 | 0 | 0 | 0 | 0.3165 | 0.51758 | 0.46473 | 0.45643 | 0.60125 | 0.67138 | 0.54787 | 0.663 | 0 | 0 | 0 | 0 | 0 | 0 | 0 | 0 | 0 | 0 | 0 |  | 0 | 0 | 0 |  | #VALUE! | #VALUE! | #VALUE! | #VALUE! |  |  | #VALUE! | #VALUE! | 0 | 0 | 0.20123 | 0.20123 | #VALUE! | #VALUE! | #VALUE! | #VALUE! | 0 | 0 | 0.20123 | 0.20123 | #VALUE! | #VALUE! | #VALUE! | #VALUE! | 0 | 0 | 0.20123 | 0.20123 | #VALUE! | #VALUE! |  |  |  | #VALUE! | #VALUE! | #VALUE! | #VALUE! | #VALUE! | #VALUE! | #VALUE!
Wednesday | 7 | 20 | 15 | 4815 | 0 | 0 | 0 | 0 | 0 | 0 | 0 | 0 | 0 | 0 | 0 | 0 | 0 | 0 | 0 | 0 | 0 | 0 | 0 | 0 | 0 | 0.3225 | 0.52608 | 0.46504 | 0.46778 | 0.6245 | 0.70439 | 0.5634 | 0.674 | 0 | 0 | 0 | 0 | 0 | 0 | 0 | 0 | 0 | 0 | 0 |  | 0 | 0 | 0 |  | #VALUE! | #VALUE! | #VALUE! | #VALUE! |  |  | #VALUE! | #VALUE! | 0 | 0 | 0.20123 | 0.20123 | #VALUE! | #VALUE! | #VALUE! | #VALUE! | 0 | 0 | 0.20123 | 0.20123 | #VALUE! | #VALUE! | #VALUE! | #VALUE! | 0 | 0 | 0.20123 | 0.20123 | #VALUE! | #VALUE! |  |  |  | #VALUE! | #VALUE! | #VALUE! | #VALUE! | #VALUE! | #VALUE! | #VALUE!
Wednesday | 7 | 20 | 16 | 4816 | 0 | 0 | 0 | 0 | 0 | 0 | 0 | 0 | 0 | 0 | 0 | 0 | 0 | 0 | 0 | 0 | 0 | 0 | 0 | 0 | 0 | 0.312 | 0.50167 | 0.4303 | 0.44194 | 0.668 | 0.71512 | 0.54103 | 0.653 | 0 | 0 | 0 | 0 | 0 | 0 | 0 | 0 | 0 | 0 | 0 |  | 0 | 0 | 0 |  | #VALUE! | #VALUE! | #VALUE! | #VALUE! |  |  | #VALUE! | #VALUE! | 0 | 0 | 0.20123 | 0.20123 | #VALUE! | #VALUE! | #VALUE! | #VALUE! | 0 | 0 | 0.20123 | 0.20123 | #VALUE! | #VALUE! | #VALUE! | #VALUE! | 0 | 0 | 0.20123 | 0.20123 | #VALUE! | #VALUE! |  |  |  | #VALUE! | #VALUE! | #VALUE! | #VALUE! | #VALUE! | #VALUE! | #VALUE!
Wednesday | 7 | 20 | 17 | 4817 | 0 | 0 | 0 | 0 | 0 | 0 | 0 | 0 | 0 | 0 | 0 | 0 | 0 | 0 | 0 | 0 | 0 | 0 | 0 | 0 | 0 | 0.3165 | 0.51025 | 0.44766 | 0.44821 | 0.63175 | 0.70732 | 0.5476 | 0.656 | 0 | 0 | 0 | 0 | 0 | 0 | 0 | 0 | 0 | 0 | 0 |  | 0 | 0 | 0 |  | #VALUE! | #VALUE! | #VALUE! | #VALUE! |  |  | #VALUE! | #VALUE! | 0 | 0 | 0.20123 | 0.20123 | #VALUE! | #VALUE! | #VALUE! | #VALUE! | 0 | 0 | 0.20123 | 0.20123 | #VALUE! | #VALUE! | #VALUE! | #VALUE! | 0 | 0 | 0.20123 | 0.20123 | #VALUE! | #VALUE! |  |  |  | #VALUE! | #VALUE! | #VALUE! | #VALUE! | #VALUE! | #VALUE! | #VALUE!
Wednesday | 7 | 20 | 18 | 4818 | 0 | 0 | 0 | 0 | 0 | 0 | 0 | 0 | 0 | 0 | 0 | 0 | 0 | 0 | 0 | 0 | 0 | 0 | 0 | 0 | 0 | 0.342 | 0.55967 | 0.51449 | 0.49448 | 0.608 | 0.74091 | 0.60067 | 0.703 | 0 | 0 | 0 | 0 | 0 | 0 | 0 | 0 | 0 | 0 | 0 |  | 0 | 0 | 0 |  | #VALUE! | #VALUE! | #VALUE! | #VALUE! |  |  | #VALUE! | #VALUE! | 0 | 0 | 0.20123 | 0.20123 | #VALUE! | #VALUE! | #VALUE! | #VALUE! | 0 | 0 | 0.20123 | 0.20123 | #VALUE! | #VALUE! | #VALUE! | #VALUE! | 0 | 0 | 0.20123 | 0.20123 | #VALUE! | #VALUE! |  |  |  | #VALUE! | #VALUE! | #VALUE! | #VALUE! | #VALUE! | #VALUE! | #VALUE!
Wednesday | 7 | 20 | 19 | 4819 | 0 | 0 | 0 | 0 | 0 | 0 | 0 | 0 | 0 | 0 | 0 | 0 | 0 | 0 | 0 | 0 | 0 | 0 | 0 | 0 | 0 | 0.33 | 0.53383 | 0.4866 | 0.46838 | 0.56675 | 0.64164 | 0.58336 | 0.687 | 0 | 0 | 0 | 0 | 0 | 0 | 0 | 0 | 0 | 0 | 0 |  | 0 | 0 | 0 |  | #VALUE! | #VALUE! | #VALUE! | #VALUE! |  |  | #VALUE! | #VALUE! | 0 | 0 | 0.20123 | 0.20123 | #VALUE! | #VALUE! | #VALUE! | #VALUE! | 0 | 0 | 0.20123 | 0.20123 | #VALUE! | #VALUE! | #VALUE! | #VALUE! | 0 | 0 | 0.20123 | 0.20123 | #VALUE! | #VALUE! |  |  |  | #VALUE! | #VALUE! | #VALUE! | #VALUE! | #VALUE! | #VALUE! | #VALUE!
Wednesday | 7 | 20 | 20 | 4820 | 0 | 0 | 0 | 0 | 0 | 0 | 0 | 0 | 0 | 0 | 0 | 0 | 0 | 0 | 0 | 0 | 0 | 0 | 0 | 0 | 0 | 0.301 | 0.49308 | 0.41723 | 0.43073 | 0.53775 | 0.52278 | 0.53164 | 0.652 | 0 | 0 | 0 | 0 | 0 | 0 | 0 | 0 | 0 | 0 | 0 |  | 0 | 0 | 0 |  | #VALUE! | #VALUE! | #VALUE! | #VALUE! |  |  | #VALUE! | #VALUE! | 0 | 0 | 0.20123 | 0.20123 | #VALUE! | #VALUE! | #VALUE! | #VALUE! | 0 | 0 | 0.20123 | 0.20123 | #VALUE! | #VALUE! | #VALUE! | #VALUE! | 0 | 0 | 0.20123 | 0.20123 | #VALUE! | #VALUE! |  |  |  | #VALUE! | #VALUE! | #VALUE! | #VALUE! | #VALUE! | #VALUE! | #VALUE!
Wednesday | 7 | 20 | 21 | 4821 | 0 | 0 | 0 | 0 | 0 | 0 | 0 | 0 | 0 | 0 | 0 | 0 | 0 | 0 | 0 | 0 | 0 | 0 | 0 | 0 | 0 | 0.274 | 0.44583 | 0.3656 | 0.20551 | 0.467 | 0.44255 | 0.48092 | 0.614 | 0 | 0 | 0 | 0 | 0 | 0 | 0 | 0 | 0 | 0 | 0 |  | 0 | 0 | 0 |  | #VALUE! | #VALUE! | #VALUE! | #VALUE! |  |  | #VALUE! | #VALUE! | 0 | 0 | 0.20123 | 0.20123 | #VALUE! | #VALUE! | #VALUE! | #VALUE! | 0 | 0 | 0.20123 | 0.20123 | #VALUE! | #VALUE! | #VALUE! | #VALUE! | 0 | 0 | 0.20123 | 0.20123 | #VALUE! | #VALUE! |  |  |  | #VALUE! | #VALUE! | #VALUE! | #VALUE! | #VALUE! | #VALUE! | #VALUE!
Wednesday | 7 | 20 | 22 | 4822 | 0 | 0 | 0 | 0 | 0 | 0 | 0 | 0 | 0 | 0 | 0 | 0 | 0 | 0 | 0 | 0 | 0 | 0 | 0 | 0 | 0 | 0.2745 | 0.45367 | 0.37548 | 0.20936 | 0.42725 | 0.41139 | 0.49334 | 0.629 | 0 | 0 | 0 | 0 | 0 | 0 | 0 | 0 | 0 | 0 | 0 |  | 0 | 0 | 0 |  | #VALUE! | #VALUE! | #VALUE! | #VALUE! |  |  | #VALUE! | #VALUE! | 0 | 0 | 0.20123 | 0.20123 | #VALUE! | #VALUE! | #VALUE! | #VALUE! | 0 | 0 | 0.20123 | 0.20123 | #VALUE! | #VALUE! | #VALUE! | #VALUE! | 0 | 0 | 0.20123 | 0.20123 | #VALUE! | #VALUE! |  |  |  | #VALUE! | #VALUE! | #VALUE! | #VALUE! | #VALUE! | #VALUE! | #VALUE!
Wednesday | 7 | 20 | 23 | 4823 | 0 | 0 | 0 | 0 | 0 | 0 | 0 | 0 | 0 | 0 | 0 | 0 | 0 | 0 | 0 | 0 | 0 | 0 | 0 | 0 | 0 | 0.2485 | 0.40317 | 0.30551 | 0.18695 | 0.37375 | 0.38509 | 0.41751 | 0.59 | 0 | 0 | 0 | 0 | 0 | 0 | 0 | 0 | 0 | 0 | 0 |  | 0 | 0 | 0 |  | #VALUE! | #VALUE! | #VALUE! | #VALUE! |  |  | #VALUE! | #VALUE! | 0 | 0 | 0.20123 | 0.20123 | #VALUE! | #VALUE! | #VALUE! | #VALUE! | 0 | 0 | 0.20123 | 0.20123 | #VALUE! | #VALUE! | #VALUE! | #VALUE! | 0 | 0 | 0.20123 | 0.20123 | #VALUE! | #VALUE! |  |  |  | #VALUE! | #VALUE! | #VALUE! | #VALUE! | #VALUE! | #VALUE! | #VALUE!
Wednesday | 7 | 20 | 24 | 4824 | 0 | 0 | 0 | 0 | 0 | 0 | 0 | 0 | 0 | 0 | 0 | 0 | 0 | 0 | 0 | 0 | 0 | 0 | 0 | 0 | 0 | 0.2395 | 0.39992 | 0.22447 | 0.18567 | 0.35 | 0.34954 | 0.40957 | 0.589 | 0 | 0 | 0 | 0 | 0 | 0 | 0 | 0 | 0 | 0 | 0 |  | 0 | 0 | 0 |  | #VALUE! | #VALUE! | #VALUE! | #VALUE! |  |  | #VALUE! | #VALUE! | 0 | 0 | 0.20123 | 0.20123 | #VALUE! | #VALUE! | #VALUE! | #VALUE! | 0 | 0 | 0.20123 | 0.20123 | #VALUE! | #VALUE! | #VALUE! | #VALUE! | 0 | 0 | 0.20123 | 0.20123 | #VALUE! | #VALUE! |  |  |  | #VALUE! | #VALUE! | #VALUE! | #VALUE! | #VALUE! | #VALUE! | #VALUE!
Thursday | 7 | 21 | 1 | 4825 | 0 | 0 | 0 | 0 | 0 | 0 | 0 | 0 | 0 | 0 | 0 | 0 | 0 | 0 | 0 | 0 | 0 | 0 | 0 | 0 | 0 | 0.221 | 0.37183 | 0.20006 | 0.1715 | 0.24075 | 0.32292 | 0.33103 | 0.525 | 0 | 0 | 0 | 0 | 0 | 0 | 0 | 0 | 0 | 0 | 0 |  | 0 | 0 | 0 |  | #VALUE! | #VALUE! | #VALUE! | #VALUE! |  |  | #VALUE! | #VALUE! | 0 | 0 | 0.20123 | 0.20123 | #VALUE! | #VALUE! | #VALUE! | #VALUE! | 0 | 0 | 0.20123 | 0.20123 | #VALUE! | #VALUE! | #VALUE! | #VALUE! | 0 | 0 | 0.20123 | 0.20123 | #VALUE! | #VALUE! |  |  |  | #VALUE! | #VALUE! | #VALUE! | #VALUE! | #VALUE! | #VALUE! | #VALUE!
Thursday | 7 | 21 | 2 | 4826 | 0 | 0 | 0 | 0 | 0 | 0 | 0 | 0 | 0 | 0 | 0 | 0 | 0 | 0 | 0 | 0 | 0 | 0 | 0 | 0 | 0 | 0.2135 | 0.36525 | 0.19732 | 0.17002 | 0.24525 | 0.33326 | 0.32485 | 0.525 | 0 | 0 | 0 | 0 | 0 | 0 | 0 | 0 | 0 | 0 | 0 |  | 0 | 0 | 0 |  | #VALUE! | #VALUE! | #VALUE! | #VALUE! |  |  | #VALUE! | #VALUE! | 0 | 0 | 0.20123 | 0.20123 | #VALUE! | #VALUE! | #VALUE! | #VALUE! | 0 | 0 | 0.20123 | 0.20123 | #VALUE! | #VALUE! | #VALUE! | #VALUE! | 0 | 0 | 0.20123 | 0.20123 | #VALUE! | #VALUE! |  |  |  | #VALUE! | #VALUE! | #VALUE! | #VALUE! | #VALUE! | #VALUE! | #VALUE!
Thursday | 7 | 21 | 3 | 4827 | 0 | 0 | 0 | 0 | 0 | 0 | 0 | 0 | 0 | 0 | 0 | 0 | 0 | 0 | 0 | 0 | 0 | 0 | 0 | 0 | 0 | 0.1195 | 0.11433 | 0.017466 | 0.033268 | 0.23225 | 0.32213 | 0.24017 | 0.486 | 0 | 0 | 0 | 0 | 0 | 0 | 0 | 0 | 0 | 0 | 0 |  | 0 | 0 | 0 |  | #VALUE! | #VALUE! | #VALUE! | #VALUE! |  |  | #VALUE! | #VALUE! | 0 | 0 | 0.20123 | 0.20123 | #VALUE! | #VALUE! | #VALUE! | #VALUE! | 0 | 0 | 0.20123 | 0.20123 | #VALUE! | #VALUE! | #VALUE! | #VALUE! | 0 | 0 | 0.20123 | 0.20123 | #VALUE! | #VALUE! |  |  |  | #VALUE! | #VALUE! | #VALUE! | #VALUE! | #VALUE! | #VALUE! | #VALUE!
Thursday | 7 | 21 | 4 | 4828 | 0 | 0 | 0 | 0 | 0 | 0 | 0 | 0 | 0 | 0 | 0 | 0 | 0 | 0 | 0 | 0 | 0 | 0 | 0 | 0 | 0 | 0.119 | 0.142 | 0.040339 | 0.18308 | 0.22925 | 0.33376 | 0.26106 | 0.496 | 0 | 0 | 0 | 0 | 0 | 0 | 0 | 0 | 0 | 0 | 0 |  | 0 | 0 | 0 |  | #VALUE! | #VALUE! | #VALUE! | #VALUE! |  |  | #VALUE! | #VALUE! | 0 | 0 | 0.20123 | 0.20123 | #VALUE! | #VALUE! | #VALUE! | #VALUE! | 0 | 0 | 0.20123 | 0.20123 | #VALUE! | #VALUE! | #VALUE! | #VALUE! | 0 | 0 | 0.20123 | 0.20123 | #VALUE! | #VALUE! |  |  |  | #VALUE! | #VALUE! | #VALUE! | #VALUE! | #VALUE! | #VALUE! | #VALUE!
Thursday | 7 | 21 | 5 | 4829 | 0 | 0 | 0 | 0 | 0 | 0 | 0 | 0 | 0 | 0 | 0 | 0 | 0 | 0 | 0 | 0 | 0 | 0 | 0 | 0 | 0 | 0.125 | 0.192 | 0.097916 | 0.17483 | 0.22575 | 0.35898 | 0.31354 | 0.584 | 0 | 0 | 0 | 0 | 0 | 0 | 0 | 0 | 0 | 0 | 0 |  | 0 | 0 | 0 |  | #VALUE! | #VALUE! | #VALUE! | #VALUE! |  |  | #VALUE! | #VALUE! | 0 | 0 | 0.20123 | 0.20123 | #VALUE! | #VALUE! | #VALUE! | #VALUE! | 0 | 0 | 0.20123 | 0.20123 | #VALUE! | #VALUE! | #VALUE! | #VALUE! | 0 | 0 | 0.20123 | 0.20123 | #VALUE! | #VALUE! |  |  |  | #VALUE! | #VALUE! | #VALUE! | #VALUE! | #VALUE! | #VALUE! | #VALUE!
Thursday | 7 | 21 | 6 | 4830 | 0 | 0 | 0 | 0 | 0 | 0 | 0 | 0 | 0 | 0 | 0 | 0 | 0 | 0 | 0 | 0 | 0 | 0 | 0 | 0 | 0 | 0.125 | 0.19358 | 0.091007 | 0.17346 | 0.28725 | 0.35704 | 0.31133 | 0.585 | 0 | 0 | 0 | 0 | 0 | 0 | 0 | 0 | 0 | 0 | 0 |  | 0 | 0 | 0 |  | #VALUE! | #VALUE! | #VALUE! | #VALUE! |  |  | #VALUE! | #VALUE! | 0 | 0 | 0.20123 | 0.20123 | #VALUE! | #VALUE! | #VALUE! | #VALUE! | 0 | 0 | 0.20123 | 0.20123 | #VALUE! | #VALUE! | #VALUE! | #VALUE! | 0 | 0 | 0.20123 | 0.20123 | #VALUE! | #VALUE! |  |  |  | #VALUE! | #VALUE! | #VALUE! | #VALUE! | #VALUE! | #VALUE! | #VALUE!
Thursday | 7 | 21 | 7 | 4831 | 0 | 0 | 0 | 0 | 0 | 0 | 0 | 0 | 0 | 0 | 0 | 0 | 0 | 0 | 0 | 0 | 0 | 0 | 0 | 0 | 0 | 0.1295 | 0.24125 | 0.146 | 0.17957 | 0.25325 | 0.3076 | 0.33957 | 0.588 | 0 | 0 | 0 | 0 | 0 | 0 | 0 | 0 | 0 | 0 | 0 |  | 0 | 0 | 0 |  | #VALUE! | #VALUE! | #VALUE! | #VALUE! |  |  | #VALUE! | #VALUE! | 0 | 0 | 0.20123 | 0.20123 | #VALUE! | #VALUE! | #VALUE! | #VALUE! | 0 | 0 | 0.20123 | 0.20123 | #VALUE! | #VALUE! | #VALUE! | #VALUE! | 0 | 0 | 0.20123 | 0.20123 | #VALUE! | #VALUE! |  |  |  | #VALUE! | #VALUE! | #VALUE! | #VALUE! | #VALUE! | #VALUE! | #VALUE!
Thursday | 7 | 21 | 8 | 4832 | 0 | 0 | 0 | 0 | 0 | 0 | 0 | 0 | 0 | 0 | 0 | 0 | 0 | 0 | 0 | 0 | 0 | 0 | 0 | 0 | 0 | 0.1305 | 0.23725 | 0.14263 | 0.17762 | 0.35825 | 0.33803 | 0.32621 | 0.569 | 0 | 0 | 0 | 0 | 0 | 0 | 0 | 0 | 0 | 0 | 0 |  | 0 | 0 | 0 |  | #VALUE! | #VALUE! | #VALUE! | #VALUE! |  |  | #VALUE! | #VALUE! | 0 | 0 | 0.20123 | 0.20123 | #VALUE! | #VALUE! | #VALUE! | #VALUE! | 0 | 0 | 0.20123 | 0.20123 | #VALUE! | #VALUE! | #VALUE! | #VALUE! | 0 | 0 | 0.20123 | 0.20123 | #VALUE! | #VALUE! |  |  |  | #VALUE! | #VALUE! | #VALUE! | #VALUE! | #VALUE! | #VALUE! | #VALUE!
Thursday | 7 | 21 | 9 | 4833 | 0 | 0 | 0 | 0 | 0 | 0 | 0 | 0 | 0 | 0 | 0 | 0 | 0 | 0 | 0 | 0 | 0 | 0 | 0 | 0 | 0 | 0.1315 | 0.19983 | 0.094843 | 0.17414 | 0.39025 | 0.32734 | 0.29413 | 0.502 | 0 | 0 | 0 | 0 | 0 | 0 | 0 | 0 | 0 | 0 | 0 |  | 0 | 0 | 0 |  | #VALUE! | #VALUE! | #VALUE! | #VALUE! |  |  | #VALUE! | #VALUE! | 0 | 0 | 0.20123 | 0.20123 | #VALUE! | #VALUE! | #VALUE! | #VALUE! | 0 | 0 | 0.20123 | 0.20123 | #VALUE! | #VALUE! | #VALUE! | #VALUE! | 0 | 0 | 0.20123 | 0.20123 | #VALUE! | #VALUE! |  |  |  | #VALUE! | #VALUE! | #VALUE! | #VALUE! | #VALUE! | #VALUE! | #VALUE!
Thursday | 7 | 21 | 10 | 4834 | 0 | 0 | 0 | 0 | 0 | 0 | 0 | 0 | 0 | 0 | 0 | 0 | 0 | 0 | 0 | 0 | 0 | 0 | 0 | 0 | 0 | 0.133 | 0.114 | 0.082726 | 0.17079 | 0.44675 | 0.30152 | 0.25664 | 0.448 | 0 | 0 | 0 | 0 | 0 | 0 | 0 | 0 | 0 | 0 | 0 |  | 0 | 0 | 0 |  | #VALUE! | #VALUE! | #VALUE! | #VALUE! |  |  | #VALUE! | #VALUE! | 0 | 0 | 0.20123 | 0.20123 | #VALUE! | #VALUE! | #VALUE! | #VALUE! | 0 | 0 | 0.20123 | 0.20123 | #VALUE! | #VALUE! | #VALUE! | #VALUE! | 0 | 0 | 0.20123 | 0.20123 | #VALUE! | #VALUE! |  |  |  | #VALUE! | #VALUE! | #VALUE! | #VALUE! | #VALUE! | #VALUE! | #VALUE!
Thursday | 7 | 21 | 11 | 4835 | 0 | 0 | 0 | 0 | 0 | 0 | 0 | 0 | 0 | 0 | 0 | 0 | 0 | 0 | 0 | 0 | 0 | 0 | 0 | 0 | 0 | 0.1445 | 0.13125 | 0.10475 | 0.18227 | 0.36925 | 0.30615 | 0.28541 | 0.475 | 0 | 0 | 0 | 0 | 0 | 0 | 0 | 0 | 0 | 0 | 0 |  | 0 | 0 | 0 |  | #VALUE! | #VALUE! | #VALUE! | #VALUE! |  |  | #VALUE! | #VALUE! | 0 | 0 | 0.20123 | 0.20123 | #VALUE! | #VALUE! | #VALUE! | #VALUE! | 0 | 0 | 0.20123 | 0.20123 | #VALUE! | #VALUE! | #VALUE! | #VALUE! | 0 | 0 | 0.20123 | 0.20123 | #VALUE! | #VALUE! |  |  |  | #VALUE! | #VALUE! | #VALUE! | #VALUE! | #VALUE! | #VALUE! | #VALUE!
Thursday | 7 | 21 | 12 | 4836 | 0 | 0 | 0 | 0 | 0 | 0 | 0 | 0 | 0 | 0 | 0 | 0 | 0 | 0 | 0 | 0 | 0 | 0 | 0 | 0 | 0 | 0.149 | 0.13592 | 0.10962 | 0.18049 | 0.2795 | 0.32711 | 0.27429 | 0.444 | 0 | 0 | 0 | 0 | 0 | 0 | 0 | 0 | 0 | 0 | 0 |  | 0 | 0 | 0 |  | #VALUE! | #VALUE! | #VALUE! | #VALUE! |  |  | #VALUE! | #VALUE! | 0 | 0 | 0.20123 | 0.20123 | #VALUE! | #VALUE! | #VALUE! | #VALUE! | 0 | 0 | 0.20123 | 0.20123 | #VALUE! | #VALUE! | #VALUE! | #VALUE! | 0 | 0 | 0.20123 | 0.20123 | #VALUE! | #VALUE! |  |  |  | #VALUE! | #VALUE! | #VALUE! | #VALUE! | #VALUE! | #VALUE! | #VALUE!
Thursday | 7 | 21 | 13 | 4837 | 0 | 0 | 0 | 0 | 0 | 0 | 0 | 0 | 0 | 0 | 0 | 0 | 0 | 0 | 0 | 0 | 0 | 0 | 0 | 0 | 0 | 0.1645 | 0.21967 | 0.20098 | 0.39206 | 0.3365 | 0.30584 | 0.30056 | 0.429 | 0 | 0 | 0 | 0 | 0 | 0 | 0 | 0 | 0 | 0 | 0 |  | 0 | 0 | 0 |  | #VALUE! | #VALUE! | #VALUE! | #VALUE! |  |  | #VALUE! | #VALUE! | 0 | 0 | 0.20123 | 0.20123 | #VALUE! | #VALUE! | #VALUE! | #VALUE! | 0 | 0 | 0.20123 | 0.20123 | #VALUE! | #VALUE! | #VALUE! | #VALUE! | 0 | 0 | 0.20123 | 0.20123 | #VALUE! | #VALUE! |  |  |  | #VALUE! | #VALUE! | #VALUE! | #VALUE! | #VALUE! | #VALUE! | #VALUE!
Thursday | 7 | 21 | 14 | 4838 | 0 | 0 | 0 | 0 | 0 | 0 | 0 | 0 | 0 | 0 | 0 | 0 | 0 | 0 | 0 | 0 | 0 | 0 | 0 | 0 | 0 | 0.293 | 0.40542 | 0.36597 | 0.40519 | 0.392 | 0.34991 | 0.41328 | 0.488 | 0 | 0 | 0 | 0 | 0 | 0 | 0 | 0 | 0 | 0 | 0 |  | 0 | 0 | 0 |  | #VALUE! | #VALUE! | #VALUE! | #VALUE! |  |  | #VALUE! | #VALUE! | 0 | 0 | 0.20123 | 0.20123 | #VALUE! | #VALUE! | #VALUE! | #VALUE! | 0 | 0 | 0.20123 | 0.20123 | #VALUE! | #VALUE! | #VALUE! | #VALUE! | 0 | 0 | 0.20123 | 0.20123 | #VALUE! | #VALUE! |  |  |  | #VALUE! | #VALUE! | #VALUE! | #VALUE! | #VALUE! | #VALUE! | #VALUE!
Thursday | 7 | 21 | 15 | 4839 | 0 | 0 | 0 | 0 | 0 | 0 | 0 | 0 | 0 | 0 | 0 | 0 | 0 | 0 | 0 | 0 | 0 | 0 | 0 | 0 | 0 | 0.302 | 0.32867 | 0.29655 | 0.39202 | 0.433 | 0.31521 | 0.38026 | 0.466 | 0 | 0 | 0 | 0 | 0 | 0 | 0 | 0 | 0 | 0 | 0 |  | 0 | 0 | 0 |  | #VALUE! | #VALUE! | #VALUE! | #VALUE! |  |  | #VALUE! | #VALUE! | 0 | 0 | 0.20123 | 0.20123 | #VALUE! | #VALUE! | #VALUE! | #VALUE! | 0 | 0 | 0.20123 | 0.20123 | #VALUE! | #VALUE! | #VALUE! | #VALUE! | 0 | 0 | 0.20123 | 0.20123 | #VALUE! | #VALUE! |  |  |  | #VALUE! | #VALUE! | #VALUE! | #VALUE! | #VALUE! | #VALUE! | #VALUE!
Thursday | 7 | 21 | 16 | 4840 | 0 | 0 | 0 | 0 | 0 | 0 | 0 | 0 | 0 | 0 | 0 | 0 | 0 | 0 | 0 | 0 | 0 | 0 | 0 | 0 | 0 | 0 | 0.056083 | 0.043611 | 0.1471 | 0.39725 | 0.32609 | 0.20418 | 0.332 | 0 | 0 | 0 | 0 | 0 | 0 | 0 | 0 | 0 | 0 | 0 |  | 0 | 0 | 0 |  | #VALUE! | #VALUE! | #VALUE! | #VALUE! |  |  | #VALUE! | #VALUE! | 0 | 0 | 0.20123 | 0.20123 | #VALUE! | #VALUE! | #VALUE! | #VALUE! | 0 | 0 | 0.20123 | 0.20123 | #VALUE! | #VALUE! | #VALUE! | #VALUE! | 0 | 0 | 0.20123 | 0.20123 | #VALUE! | #VALUE! |  |  |  | #VALUE! | #VALUE! | #VALUE! | #VALUE! | #VALUE! | #VALUE! | #VALUE!
Thursday | 7 | 21 | 17 | 4841 | 0 | 0 | 0 | 0 | 0 | 0 | 0 | 0 | 0 | 0 | 0 | 0 | 0 | 0 | 0 | 0 | 0 | 0 | 0 | 0 | 0 | 0 | 0.046917 | 0.031379 | 0.14439 | 0.1755 | 0.31615 | 0.18182 | 0.295 | 0 | 0 | 0 | 0 | 0 | 0 | 0 | 0 | 0 | 0 | 0 |  | 0 | 0 | 0 |  | #VALUE! | #VALUE! | #VALUE! | #VALUE! |  |  | #VALUE! | #VALUE! | 0 | 0 | 0.20123 | 0.20123 | #VALUE! | #VALUE! | #VALUE! | #VALUE! | 0 | 0 | 0.20123 | 0.20123 | #VALUE! | #VALUE! | #VALUE! | #VALUE! | 0 | 0 | 0.20123 | 0.20123 | #VALUE! | #VALUE! |  |  |  | #VALUE! | #VALUE! | #VALUE! | #VALUE! | #VALUE! | #VALUE! | #VALUE!
Thursday | 7 | 21 | 18 | 4842 | 0 | 0 | 0 | 0 | 0 | 0 | 0 | 0 | 0 | 0 | 0 | 0 | 0 | 0 | 0 | 0 | 0 | 0 | 0 | 0 | 0 | 0 | 0 | 0.0035605 | 0.032672 | 0.05175 | 0.31006 | 0.12883 | 0.247 | 0 | 0 | 0 | 0 | 0 | 0 | 0 | 0 | 0 | 0 | 0 |  | 0 | 0 | 0 |  | #VALUE! | #VALUE! | #VALUE! | #VALUE! |  |  | #VALUE! | #VALUE! | 0 | 0 | 0.20123 | 0.20123 | #VALUE! | #VALUE! | #VALUE! | #VALUE! | 0 | 0 | 0.20123 | 0.20123 | #VALUE! | #VALUE! | #VALUE! | #VALUE! | 0 | 0 | 0.20123 | 0.20123 | #VALUE! | #VALUE! |  |  |  | #VALUE! | #VALUE! | #VALUE! | #VALUE! | #VALUE! | #VALUE! | #VALUE!
Thursday | 7 | 21 | 19 | 4843 | 0 | 0 | 0 | 0 | 0 | 0 | 0 | 0 | 0 | 0 | 0 | 0 | 0 | 0 | 0 | 0 | 0 | 0 | 0 | 0 | 0 | 0 | 0 | 0.0025966 | 0.030829 | 0.01025 | 0.28902 | 0.1235 | 0.247 | 0 | 0 | 0 | 0 | 0 | 0 | 0 | 0 | 0 | 0 | 0 |  | 0 | 0 | 0 |  | #VALUE! | #VALUE! | #VALUE! | #VALUE! |  |  | #VALUE! | #VALUE! | 0 | 0 | 0.20123 | 0.20123 | #VALUE! | #VALUE! | #VALUE! | #VALUE! | 0 | 0 | 0.20123 | 0.20123 | #VALUE! | #VALUE! | #VALUE! | #VALUE! | 0 | 0 | 0.20123 | 0.20123 | #VALUE! | #VALUE! |  |  |  | #VALUE! | #VALUE! | #VALUE! | #VALUE! | #VALUE! | #VALUE! | #VALUE!
Thursday | 7 | 21 | 20 | 4844 | 0 | 0 | 0 | 0 | 0 | 0 | 0 | 0 | 0 | 0 | 0 | 0 | 0 | 0 | 0 | 0 | 0 | 0 | 0 | 0 | 0 | 0 | 0 | 0 | 0.03044 | 0 | 0.21412 | 0.078114 | 0.192 | 0 | 0 | 0 | 0 | 0 | 0 | 0 | 0 | 0 | 0 | 0 |  | 0 | 0 | 0 |  | #VALUE! | #VALUE! | #VALUE! | #VALUE! |  |  | #VALUE! | #VALUE! | 0 | 0 | 0.20123 | 0.20123 | #VALUE! | #VALUE! | #VALUE! | #VALUE! | 0 | 0 | 0.20123 | 0.20123 | #VALUE! | #VALUE! | #VALUE! | #VALUE! | 0 | 0 | 0.20123 | 0.20123 | #VALUE! | #VALUE! |  |  |  | #VALUE! | #VALUE! | #VALUE! | #VALUE! | #VALUE! | #VALUE! | #VALUE!
Thursday | 7 | 21 | 21 | 4845 | 0 | 0 | 0 | 0 | 0 | 0 | 0 | 0 | 0 | 0 | 0 | 0 | 0 | 0 | 0 | 0 | 0 | 0 | 0 | 0 | 0 | 0 | 0 | 0 | 0.027949 | 0 | 0.076624 | 0.034418 | 0.132 | 0 | 0 | 0 | 0 | 0 | 0 | 0 | 0 | 0 | 0 | 0 |  | 0 | 0 | 0 |  | #VALUE! | #VALUE! | #VALUE! | #VALUE! |  |  | #VALUE! | #VALUE! | 0 | 0 | 0.20123 | 0.20123 | #VALUE! | #VALUE! | #VALUE! | #VALUE! | 0 | 0 | 0.20123 | 0.20123 | #VALUE! | #VALUE! | #VALUE! | #VALUE! | 0 | 0 | 0.20123 | 0.20123 | #VALUE! | #VALUE! |  |  |  | #VALUE! | #VALUE! | #VALUE! | #VALUE! | #VALUE! | #VALUE! | #VALUE!
Thursday | 7 | 21 | 22 | 4846 | 0 | 0 | 0 | 0 | 0 | 0 | 0 | 0 | 0 | 0 | 0 | 0 | 0 | 0 | 0 | 0 | 0 | 0 | 0 | 0 | 0 | 0 | 0 | 0 | 0.014207 | 0 | 0.0027475 | 0.0076138 | 0.03 | 0 | 0 | 0 | 0 | 0 | 0 | 0 | 0 | 0 | 0 | 0 |  | 0 | 0 | 0 |  | #VALUE! | #VALUE! | #VALUE! | #VALUE! |  |  | #VALUE! | #VALUE! | 0 | 0 | 0.20123 | 0.20123 | #VALUE! | #VALUE! | #VALUE! | #VALUE! | 0 | 0 | 0.20123 | 0.20123 | #VALUE! | #VALUE! | #VALUE! | #VALUE! | 0 | 0 | 0.20123 | 0.20123 | #VALUE! | #VALUE! |  |  |  | #VALUE! | #VALUE! | #VALUE! | #VALUE! | #VALUE! | #VALUE! | #VALUE!
Thursday | 7 | 21 | 23 | 4847 | 0 | 0 | 0 | 0 | 0 | 0 | 0 | 0 | 0 | 0 | 0 | 0 | 0 | 0 | 0 | 0 | 0 | 0 | 0 | 0 | 0 | 0 | 0 | 0 | 0.0082842 | 0 | 0 | 0.003331 | 0 | 0 | 0 | 0 | 0 | 0 | 0 | 0 | 0 | 0 | 0 | 0 |  | 0 | 0 | 0 |  | #VALUE! | #VALUE! | #VALUE! | #VALUE! |  |  | #VALUE! | #VALUE! | 0 | 0 | 0.20123 | 0.20123 | #VALUE! | #VALUE! | #VALUE! | #VALUE! | 0 | 0 | 0.20123 | 0.20123 | #VALUE! | #VALUE! | #VALUE! | #VALUE! | 0 | 0 | 0.20123 | 0.20123 | #VALUE! | #VALUE! |  |  |  | #VALUE! | #VALUE! | #VALUE! | #VALUE! | #VALUE! | #VALUE! | #VALUE!
Thursday | 7 | 21 | 24 | 4848 | 0 | 0 | 0 | 0 | 0 | 0 | 0 | 0 | 0 | 0 | 0 | 0 | 0 | 0 | 0 | 0 | 0 | 0 | 0 | 0 | 0 | 0 | 0 | 0 | 0 | 0 | 0 | 0 | 0 | 0 | 0 | 0 | 0 | 0 | 0 | 0 | 0 | 0 | 0 | 0 |  | 0 | 0 | 0 |  | #VALUE! | #VALUE! | #VALUE! | #VALUE! |  |  | #VALUE! | #VALUE! | 0 | 0 | 0.20123 | 0.20123 | #VALUE! | #VALUE! | #VALUE! | #VALUE! | 0 | 0 | 0.20123 | 0.20123 | #VALUE! | #VALUE! | #VALUE! | #VALUE! | 0 | 0 | 0.20123 | 0.20123 | #VALUE! | #VALUE! |  |  |  | #VALUE! | #VALUE! | #VALUE! | #VALUE! | #VALUE! | #VALUE! | #VALUE!
Friday | 7 | 22 | 1 | 4849 | 0 | 0 | 0 | 0 | 0 | 0 | 0 | 0 | 0 | 0 | 0 | 0 | 0 | 0 | 0 | 0 | 0 | 0 | 0 | 0 | 0 | 0 | 0 | 0 | 0 | 0 | 0 | 0 | 0 | 0 | 0 | 0 | 0 | 0 | 0 | 0 | 0 | 0 | 0 | 0 |  | 0 | 0 | 0 |  | #VALUE! | #VALUE! | #VALUE! | #VALUE! |  |  | #VALUE! | #VALUE! | 0 | 0 | 0.20123 | 0.20123 | #VALUE! | #VALUE! | #VALUE! | #VALUE! | 0 | 0 | 0.20123 | 0.20123 | #VALUE! | #VALUE! | #VALUE! | #VALUE! | 0 | 0 | 0.20123 | 0.20123 | #VALUE! | #VALUE! |  |  |  | #VALUE! | #VALUE! | #VALUE! | #VALUE! | #VALUE! | #VALUE! | #VALUE!
Friday | 7 | 22 | 2 | 4850 | 0 | 0 | 0 | 0 | 0 | 0 | 0 | 0 | 0 | 0 | 0 | 0 | 0 | 0 | 0 | 0 | 0 | 0 | 0 | 0 | 0 | 0 | 0 | 0 | 0 | 0 | 0 | 0 | 0 | 0 | 0 | 0 | 0 | 0 | 0 | 0 | 0 | 0 | 0 | 0 |  | 0 | 0 | 0 |  | #VALUE! | #VALUE! | #VALUE! | #VALUE! |  |  | #VALUE! | #VALUE! | 0 | 0 | 0.20123 | 0.20123 | #VALUE! | #VALUE! | #VALUE! | #VALUE! | 0 | 0 | 0.20123 | 0.20123 | #VALUE! | #VALUE! | #VALUE! | #VALUE! | 0 | 0 | 0.20123 | 0.20123 | #VALUE! | #VALUE! |  |  |  | #VALUE! | #VALUE! | #VALUE! | #VALUE! | #VALUE! | #VALUE! | #VALUE!
Friday | 7 | 22 | 3 | 4851 | 0 | 0 | 0 | 0 | 0 | 0 | 0 | 0 | 0 | 0 | 0 | 0 | 0 | 0 | 0 | 0 | 0 | 0 | 0 | 0 | 0 | 0 | 0 | 0 | 0 | 0 | 0 | 0 | 0 | 0 | 0 | 0 | 0 | 0 | 0 | 0 | 0 | 0 | 0 | 0 |  | 0 | 0 | 0 |  | #VALUE! | #VALUE! | #VALUE! | #VALUE! |  |  | #VALUE! | #VALUE! | 0 | 0 | 0.20123 | 0.20123 | #VALUE! | #VALUE! | #VALUE! | #VALUE! | 0 | 0 | 0.20123 | 0.20123 | #VALUE! | #VALUE! | #VALUE! | #VALUE! | 0 | 0 | 0.20123 | 0.20123 | #VALUE! | #VALUE! |  |  |  | #VALUE! | #VALUE! | #VALUE! | #VALUE! | #VALUE! | #VALUE! | #VALUE!
Friday | 7 | 22 | 4 | 4852 | 0 | 0 | 0 | 0 | 0 | 0 | 0 | 0 | 0 | 0 | 0 | 0 | 0 | 0 | 0 | 0 | 0 | 0 | 0 | 0 | 0 | 0 | 0 | 0 | 0 | 0 | 0 | 0 | 0 | 0 | 0 | 0 | 0 | 0 | 0 | 0 | 0 | 0 | 0 | 0 |  | 0 | 0 | 0 |  | #VALUE! | #VALUE! | #VALUE! | #VALUE! |  |  | #VALUE! | #VALUE! | 0 | 0 | 0.20123 | 0.20123 | #VALUE! | #VALUE! | #VALUE! | #VALUE! | 0 | 0 | 0.20123 | 0.20123 | #VALUE! | #VALUE! | #VALUE! | #VALUE! | 0 | 0 | 0.20123 | 0.20123 | #VALUE! | #VALUE! |  |  |  | #VALUE! | #VALUE! | #VALUE! | #VALUE! | #VALUE! | #VALUE! | #VALUE!
Friday | 7 | 22 | 5 | 4853 | 0 | 0 | 0 | 0 | 0 | 0 | 0 | 0 | 0 | 0 | 0 | 0 | 0 | 0 | 0 | 0 | 0 | 0 | 0 | 0 | 0 | 0 | 0 | 0 | 0 | 0 | 0 | 0 | 0 | 0 | 0 | 0 | 0 | 0 | 0 | 0 | 0 | 0 | 0 | 0 |  | 0 | 0 | 0 |  | #VALUE! | #VALUE! | #VALUE! | #VALUE! |  |  | #VALUE! | #VALUE! | 0 | 0 | 0.20123 | 0.20123 | #VALUE! | #VALUE! | #VALUE! | #VALUE! | 0 | 0 | 0.20123 | 0.20123 | #VALUE! | #VALUE! | #VALUE! | #VALUE! | 0 | 0 | 0.20123 | 0.20123 | #VALUE! | #VALUE! |  |  |  | #VALUE! | #VALUE! | #VALUE! | #VALUE! | #VALUE! | #VALUE! | #VALUE!
Friday | 7 | 22 | 6 | 4854 | 0 | 0 | 0 | 0 | 0 | 0 | 0 | 0 | 0 | 0 | 0 | 0 | 0 | 0 | 0 | 0 | 0 | 0 | 0 | 0 | 0 | 0 | 0 | 0 | 0 | 0 | 0 | 0 | 0 | 0 | 0 | 0 | 0 | 0 | 0 | 0 | 0 | 0 | 0 | 0 |  | 0 | 0 | 0 |  | #VALUE! | #VALUE! | #VALUE! | #VALUE! |  |  | #VALUE! | #VALUE! | 0 | 0 | 0.20123 | 0.20123 | #VALUE! | #VALUE! | #VALUE! | #VALUE! | 0 | 0 | 0.20123 | 0.20123 | #VALUE! | #VALUE! | #VALUE! | #VALUE! | 0 | 0 | 0.20123 | 0.20123 | #VALUE! | #VALUE! |  |  |  | #VALUE! | #VALUE! | #VALUE! | #VALUE! | #VALUE! | #VALUE! | #VALUE!
Friday | 7 | 22 | 7 | 4855 | 0 | 0 | 0 | 0 | 0 | 0 | 0 | 0 | 0 | 0 | 0 | 0 | 0 | 0 | 0 | 0 | 0 | 0 | 0 | 0 | 0 | 0 | 0 | 0 | 0.015389 | 0 | 0 | 0.0092 | 0.008 | 0 | 0 | 0 | 0 | 0 | 0 | 0 | 0 | 0 | 0 | 0 |  | 0 | 0 | 0 |  | #VALUE! | #VALUE! | #VALUE! | #VALUE! |  |  | #VALUE! | #VALUE! | 0 | 0 | 0.20123 | 0.20123 | #VALUE! | #VALUE! | #VALUE! | #VALUE! | 0 | 0 | 0.20123 | 0.20123 | #VALUE! | #VALUE! | #VALUE! | #VALUE! | 0 | 0 | 0.20123 | 0.20123 | #VALUE! | #VALUE! |  |  |  | #VALUE! | #VALUE! | #VALUE! | #VALUE! | #VALUE! | #VALUE! | #VALUE!
Friday | 7 | 22 | 8 | 4856 | 0 | 0 | 0 | 0 | 0 | 0 | 0 | 0 | 0 | 0 | 0 | 0 | 0 | 0 | 0 | 0 | 0 | 0 | 0 | 0 | 0 | 0 | 0 | 0 | 0.026693 | 0 | 0 | 0.026843 | 0.093 | 0 | 0 | 0 | 0 | 0 | 0 | 0 | 0 | 0 | 0 | 0 |  | 0 | 0 | 0 |  | #VALUE! | #VALUE! | #VALUE! | #VALUE! |  |  | #VALUE! | #VALUE! | 0 | 0 | 0.20123 | 0.20123 | #VALUE! | #VALUE! | #VALUE! | #VALUE! | 0 | 0 | 0.20123 | 0.20123 | #VALUE! | #VALUE! | #VALUE! | #VALUE! | 0 | 0 | 0.20123 | 0.20123 | #VALUE! | #VALUE! |  |  |  | #VALUE! | #VALUE! | #VALUE! | #VALUE! | #VALUE! | #VALUE! | #VALUE!
Friday | 7 | 22 | 9 | 4857 | 0 | 0 | 0 | 0 | 0 | 0 | 0 | 0 | 0 | 0 | 0 | 0 | 0 | 0 | 0 | 0 | 0 | 0 | 0 | 0 | 0 | 0 | 0 | 0.000125 | 0.027519 | 0 | 0.00058973 | 0.050474 | 0.146 | 0 | 0 | 0 | 0 | 0 | 0 | 0 | 0 | 0 | 0 | 0 |  | 0 | 0 | 0 |  | #VALUE! | #VALUE! | #VALUE! | #VALUE! |  |  | #VALUE! | #VALUE! | 0 | 0 | 0.20123 | 0.20123 | #VALUE! | #VALUE! | #VALUE! | #VALUE! | 0 | 0 | 0.20123 | 0.20123 | #VALUE! | #VALUE! | #VALUE! | #VALUE! | 0 | 0 | 0.20123 | 0.20123 | #VALUE! | #VALUE! |  |  |  | #VALUE! | #VALUE! | #VALUE! | #VALUE! | #VALUE! | #VALUE! | #VALUE!
Friday | 7 | 22 | 10 | 4858 | 0 | 0 | 0 | 0 | 0 | 0 | 0 | 0 | 0 | 0 | 0 | 0 | 0 | 0 | 0 | 0 | 0 | 0 | 0 | 0 | 0 | 0 | 8.3333e-05 | 0.0076525 | 0.022305 | 0.0145 | 0.0015842 | 0.10745 | 0.214 | 0 | 0 | 0 | 0 | 0 | 0 | 0 | 0 | 0 | 0 | 0 |  | 0 | 0 | 0 |  | #VALUE! | #VALUE! | #VALUE! | #VALUE! |  |  | #VALUE! | #VALUE! | 0 | 0 | 0.20123 | 0.20123 | #VALUE! | #VALUE! | #VALUE! | #VALUE! | 0 | 0 | 0.20123 | 0.20123 | #VALUE! | #VALUE! | #VALUE! | #VALUE! | 0 | 0 | 0.20123 | 0.20123 | #VALUE! | #VALUE! |  |  |  | #VALUE! | #VALUE! | #VALUE! | #VALUE! | #VALUE! | #VALUE! | #VALUE!
Friday | 7 | 22 | 11 | 4859 | 0 | 0 | 0 | 0 | 0 | 0 | 0 | 0 | 0 | 0 | 0 | 0 | 0 | 0 | 0 | 0 | 0 | 0 | 0 | 0 | 0 | 0 | 0.027 | 0.034335 | 0.15536 | 0.01925 | 0.0019426 | 0.138 | 0.231 | 0 | 0 | 0 | 0 | 0 | 0 | 0 | 0 | 0 | 0 | 0 |  | 0 | 0 | 0 |  | #VALUE! | #VALUE! | #VALUE! | #VALUE! |  |  | #VALUE! | #VALUE! | 0 | 0 | 0.20123 | 0.20123 | #VALUE! | #VALUE! | #VALUE! | #VALUE! | 0 | 0 | 0.20123 | 0.20123 | #VALUE! | #VALUE! | #VALUE! | #VALUE! | 0 | 0 | 0.20123 | 0.20123 | #VALUE! | #VALUE! |  |  |  | #VALUE! | #VALUE! | #VALUE! | #VALUE! | #VALUE! | #VALUE! | #VALUE!
Friday | 7 | 22 | 12 | 4860 | 0 | 0 | 0 | 0 | 0 | 0 | 0 | 0 | 0 | 0 | 0 | 0 | 0 | 0 | 0 | 0 | 0 | 0 | 0 | 0 | 0 | 0.0105 | 0.077 | 0.075172 | 0.15402 | 0.03675 | 0.002278 | 0.16751 | 0.248 | 0 | 0 | 0 | 0 | 0 | 0 | 0 | 0 | 0 | 0 | 0 |  | 0 | 0 | 0 |  | #VALUE! | #VALUE! | #VALUE! | #VALUE! |  |  | #VALUE! | #VALUE! | 0 | 0 | 0.20123 | 0.20123 | #VALUE! | #VALUE! | #VALUE! | #VALUE! | 0 | 0 | 0.20123 | 0.20123 | #VALUE! | #VALUE! | #VALUE! | #VALUE! | 0 | 0 | 0.20123 | 0.20123 | #VALUE! | #VALUE! |  |  |  | #VALUE! | #VALUE! | #VALUE! | #VALUE! | #VALUE! | #VALUE! | #VALUE!
Friday | 7 | 22 | 13 | 4861 | 0 | 0 | 0 | 0 | 0 | 0 | 0 | 0 | 0 | 0 | 0 | 0 | 0 | 0 | 0 | 0 | 0 | 0 | 0 | 0 | 0 | 0.036 | 0.12308 | 0.11892 | 0.2902 | 0.062 | 0.0077723 | 0.19584 | 0.265 | 0 | 0 | 0 | 0 | 0 | 0 | 0 | 0 | 0 | 0 | 0 |  | 0 | 0 | 0 |  | #VALUE! | #VALUE! | #VALUE! | #VALUE! |  |  | #VALUE! | #VALUE! | 0 | 0 | 0.20123 | 0.20123 | #VALUE! | #VALUE! | #VALUE! | #VALUE! | 0 | 0 | 0.20123 | 0.20123 | #VALUE! | #VALUE! | #VALUE! | #VALUE! | 0 | 0 | 0.20123 | 0.20123 | #VALUE! | #VALUE! |  |  |  | #VALUE! | #VALUE! | #VALUE! | #VALUE! | #VALUE! | #VALUE! | #VALUE!
Friday | 7 | 22 | 14 | 4862 | 0 | 0 | 0 | 0 | 0 | 0 | 0 | 0 | 0 | 0 | 0 | 0 | 0 | 0 | 0 | 0 | 0 | 0 | 0 | 0 | 0 | 0.07 | 0.16592 | 0.16309 | 0.28667 | 0.094 | 0.017348 | 0.22488 | 0.282 | 0 | 0 | 0 | 0 | 0 | 0 | 0 | 0 | 0 | 0 | 0 |  | 0 | 0 | 0 |  | #VALUE! | #VALUE! | #VALUE! | #VALUE! |  |  | #VALUE! | #VALUE! | 0 | 0 | 0.20123 | 0.20123 | #VALUE! | #VALUE! | #VALUE! | #VALUE! | 0 | 0 | 0.20123 | 0.20123 | #VALUE! | #VALUE! | #VALUE! | #VALUE! | 0 | 0 | 0.20123 | 0.20123 | #VALUE! | #VALUE! |  |  |  | #VALUE! | #VALUE! | #VALUE! | #VALUE! | #VALUE! | #VALUE! | #VALUE!
Friday | 7 | 22 | 15 | 4863 | 0 | 0 | 0 | 0 | 0 | 0 | 0 | 0 | 0 | 0 | 0 | 0 | 0 | 0 | 0 | 0 | 0 | 0 | 0 | 0 | 0 | 0.118 | 0.20933 | 0.20983 | 0.33299 | 0.1555 | 0.032636 | 0.25734 | 0.3 | 0 | 0 | 0 | 0 | 0 | 0 | 0 | 0 | 0 | 0 | 0 |  | 0 | 0 | 0 |  | #VALUE! | #VALUE! | #VALUE! | #VALUE! |  |  | #VALUE! | #VALUE! | 0 | 0 | 0.20123 | 0.20123 | #VALUE! | #VALUE! | #VALUE! | #VALUE! | 0 | 0 | 0.20123 | 0.20123 | #VALUE! | #VALUE! | #VALUE! | #VALUE! | 0 | 0 | 0.20123 | 0.20123 | #VALUE! | #VALUE! |  |  |  | #VALUE! | #VALUE! | #VALUE! | #VALUE! | #VALUE! | #VALUE! | #VALUE!
Friday | 7 | 22 | 16 | 4864 | 0 | 0 | 0 | 0 | 0 | 0 | 0 | 0 | 0 | 0 | 0 | 0 | 0 | 0 | 0 | 0 | 0 | 0 | 0 | 0 | 0 | 0.058 | 0.1545 | 0.15014 | 0.16739 | 0.0835 | 0.083042 | 0.21479 | 0.266 | 0 | 0 | 0 | 0 | 0 | 0 | 0 | 0 | 0 | 0 | 0 |  | 0 | 0 | 0 |  | #VALUE! | #VALUE! | #VALUE! | #VALUE! |  |  | #VALUE! | #VALUE! | 0 | 0 | 0.20123 | 0.20123 | #VALUE! | #VALUE! | #VALUE! | #VALUE! | 0 | 0 | 0.20123 | 0.20123 | #VALUE! | #VALUE! | #VALUE! | #VALUE! | 0 | 0 | 0.20123 | 0.20123 | #VALUE! | #VALUE! |  |  |  | #VALUE! | #VALUE! | #VALUE! | #VALUE! | #VALUE! | #VALUE! | #VALUE!
Friday | 7 | 22 | 17 | 4865 | 0 | 0 | 0 | 0 | 0 | 0 | 0 | 0 | 0 | 0 | 0 | 0 | 0 | 0 | 0 | 0 | 0 | 0 | 0 | 0 | 0 | 0.042 | 0.12183 | 0.12062 | 0.1603 | 0.088 | 0.074635 | 0.19475 | 0.249 | 0 | 0 | 0 | 0 | 0 | 0 | 0 | 0 | 0 | 0 | 0 |  | 0 | 0 | 0 |  | #VALUE! | #VALUE! | #VALUE! | #VALUE! |  |  | #VALUE! | #VALUE! | 0 | 0 | 0.20123 | 0.20123 | #VALUE! | #VALUE! | #VALUE! | #VALUE! | 0 | 0 | 0.20123 | 0.20123 | #VALUE! | #VALUE! | #VALUE! | #VALUE! | 0 | 0 | 0.20123 | 0.20123 | #VALUE! | #VALUE! |  |  |  | #VALUE! | #VALUE! | #VALUE! | #VALUE! | #VALUE! | #VALUE! | #VALUE!
Friday | 7 | 22 | 18 | 4866 | 0 | 0 | 0 | 0 | 0 | 0 | 0 | 0 | 0 | 0 | 0 | 0 | 0 | 0 | 0 | 0 | 0 | 0 | 0 | 0 | 0 | 0.0635 | 0.14633 | 0.15428 | 0.16595 | 0.124 | 0.083025 | 0.2207 | 0.266 | 0 | 0 | 0 | 0 | 0 | 0 | 0 | 0 | 0 | 0 | 0 |  | 0 | 0 | 0 |  | #VALUE! | #VALUE! | #VALUE! | #VALUE! |  |  | #VALUE! | #VALUE! | 0 | 0 | 0.20123 | 0.20123 | #VALUE! | #VALUE! | #VALUE! | #VALUE! | 0 | 0 | 0.20123 | 0.20123 | #VALUE! | #VALUE! | #VALUE! | #VALUE! | 0 | 0 | 0.20123 | 0.20123 | #VALUE! | #VALUE! |  |  |  | #VALUE! | #VALUE! | #VALUE! | #VALUE! | #VALUE! | #VALUE! | #VALUE!
Friday | 7 | 22 | 19 | 4867 | 0 | 0 | 0 | 0 | 0 | 0 | 0 | 0 | 0 | 0 | 0 | 0 | 0 | 0 | 0 | 0 | 0 | 0 | 0 | 0 | 0 | 0.001 | 0.043667 | 0.046396 | 0.12603 | 0.1045 | 0.042354 | 0.14355 | 0.215 | 0 | 0 | 0 | 0 | 0 | 0 | 0 | 0 | 0 | 0 | 0 |  | 0 | 0 | 0 |  | #VALUE! | #VALUE! | #VALUE! | #VALUE! |  |  | #VALUE! | #VALUE! | 0 | 0 | 0.20123 | 0.20123 | #VALUE! | #VALUE! | #VALUE! | #VALUE! | 0 | 0 | 0.20123 | 0.20123 | #VALUE! | #VALUE! | #VALUE! | #VALUE! | 0 | 0 | 0.20123 | 0.20123 | #VALUE! | #VALUE! |  |  |  | #VALUE! | #VALUE! | #VALUE! | #VALUE! | #VALUE! | #VALUE! | #VALUE!
Friday | 7 | 22 | 20 | 4868 | 0 | 0 | 0 | 0 | 0 | 0 | 0 | 0 | 0 | 0 | 0 | 0 | 0 | 0 | 0 | 0 | 0 | 0 | 0 | 0 | 0 | 0 | 0 | 0.0011875 | 0.025837 | 0.00725 | 0.00064754 | 0.082809 | 0.162 | 0 | 0 | 0 | 0 | 0 | 0 | 0 | 0 | 0 | 0 | 0 |  | 0 | 0 | 0 |  | #VALUE! | #VALUE! | #VALUE! | #VALUE! |  |  | #VALUE! | #VALUE! | 0 | 0 | 0.20123 | 0.20123 | #VALUE! | #VALUE! | #VALUE! | #VALUE! | 0 | 0 | 0.20123 | 0.20123 | #VALUE! | #VALUE! | #VALUE! | #VALUE! | 0 | 0 | 0.20123 | 0.20123 | #VALUE! | #VALUE! |  |  |  | #VALUE! | #VALUE! | #VALUE! | #VALUE! | #VALUE! | #VALUE! | #VALUE!
Friday | 7 | 22 | 21 | 4869 | 0 | 0 | 0 | 0 | 0 | 0 | 0 | 0 | 0 | 0 | 0 | 0 | 0 | 0 | 0 | 0 | 0 | 0 | 0 | 0 | 0 | 0 | 0 | 0 | 0.020618 | 0 | 0 | 0.02296 | 0.074 | 0 | 0 | 0 | 0 | 0 | 0 | 0 | 0 | 0 | 0 | 0 |  | 0 | 0 | 0 |  | #VALUE! | #VALUE! | #VALUE! | #VALUE! |  |  | #VALUE! | #VALUE! | 0 | 0 | 0.20123 | 0.20123 | #VALUE! | #VALUE! | #VALUE! | #VALUE! | 0 | 0 | 0.20123 | 0.20123 | #VALUE! | #VALUE! | #VALUE! | #VALUE! | 0 | 0 | 0.20123 | 0.20123 | #VALUE! | #VALUE! |  |  |  | #VALUE! | #VALUE! | #VALUE! | #VALUE! | #VALUE! | #VALUE! | #VALUE!
Friday | 7 | 22 | 22 | 4870 | 0 | 0 | 0 | 0 | 0 | 0 | 0 | 0 | 0 | 0 | 0 | 0 | 0 | 0 | 0 | 0 | 0 | 0 | 0 | 0 | 0 | 0 | 0 | 0 | 0.010543 | 0 | 0 | 0.0099474 | 0.038 | 0 | 0 | 0 | 0 | 0 | 0 | 0 | 0 | 0 | 0 | 0 |  | 0 | 0 | 0 |  | #VALUE! | #VALUE! | #VALUE! | #VALUE! |  |  | #VALUE! | #VALUE! | 0 | 0 | 0.20123 | 0.20123 | #VALUE! | #VALUE! | #VALUE! | #VALUE! | 0 | 0 | 0.20123 | 0.20123 | #VALUE! | #VALUE! | #VALUE! | #VALUE! | 0 | 0 | 0.20123 | 0.20123 | #VALUE! | #VALUE! |  |  |  | #VALUE! | #VALUE! | #VALUE! | #VALUE! | #VALUE! | #VALUE! | #VALUE!
Friday | 7 | 22 | 23 | 4871 | 0 | 0 | 0 | 0 | 0 | 0 | 0 | 0 | 0 | 0 | 0 | 0 | 0 | 0 | 0 | 0 | 0 | 0 | 0 | 0 | 0 | 0 | 0 | 0 | 0.0026177 | 0 | 0 | 0.003331 | 0.015 | 0 | 0 | 0 | 0 | 0 | 0 | 0 | 0 | 0 | 0 | 0 |  | 0 | 0 | 0 |  | #VALUE! | #VALUE! | #VALUE! | #VALUE! |  |  | #VALUE! | #VALUE! | 0 | 0 | 0.20123 | 0.20123 | #VALUE! | #VALUE! | #VALUE! | #VALUE! | 0 | 0 | 0.20123 | 0.20123 | #VALUE! | #VALUE! | #VALUE! | #VALUE! | 0 | 0 | 0.20123 | 0.20123 | #VALUE! | #VALUE! |  |  |  | #VALUE! | #VALUE! | #VALUE! | #VALUE! | #VALUE! | #VALUE! | #VALUE!
Friday | 7 | 22 | 24 | 4872 | 0 | 0 | 0 | 0 | 0 | 0 | 0 | 0 | 0 | 0 | 0 | 0 | 0 | 0 | 0 | 0 | 0 | 0 | 0 | 0 | 0 | 0 | 0 | 0 | 0 | 0 | 0 | 0.00031724 | 0 | 0 | 0 | 0 | 0 | 0 | 0 | 0 | 0 | 0 | 0 | 0 |  | 0 | 0 | 0 |  | #VALUE! | #VALUE! | #VALUE! | #VALUE! |  |  | #VALUE! | #VALUE! | 0 | 0 | 0.20123 | 0.20123 | #VALUE! | #VALUE! | #VALUE! | #VALUE! | 0 | 0 | 0.20123 | 0.20123 | #VALUE! | #VALUE! | #VALUE! | #VALUE! | 0 | 0 | 0.20123 | 0.20123 | #VALUE! | #VALUE! |  |  |  | #VALUE! | #VALUE! | #VALUE! | #VALUE! | #VALUE! | #VALUE! | #VALUE!
Saturday | 7 | 23 | 1 | 4873 | 0 | 0 | 0 | 0 | 0 | 0 | 0 | 0 | 0 | 0 | 0 | 0 | 0 | 0 | 0 | 0 | 0 | 0 | 0 | 0 | 0 | 0 | 0 | 0 | 0 | 0 | 0 | 0 | 0 | 0 | 0 | 0 | 0 | 0 | 0 | 0 | 0 | 0 | 0 | 0 |  | 0 | 0 | 0 |  | #VALUE! | #VALUE! | #VALUE! | #VALUE! |  |  | #VALUE! | #VALUE! | 0 | 0 | 0.20123 | 0.20123 | #VALUE! | #VALUE! | #VALUE! | #VALUE! | 0 | 0 | 0.20123 | 0.20123 | #VALUE! | #VALUE! | #VALUE! | #VALUE! | 0 | 0 | 0.20123 | 0.20123 | #VALUE! | #VALUE! |  |  |  | #VALUE! | #VALUE! | #VALUE! | #VALUE! | #VALUE! | #VALUE! | #VALUE!
Saturday | 7 | 23 | 2 | 4874 | 0 | 0 | 0 | 0 | 0 | 0 | 0 | 0 | 0 | 0 | 0 | 0 | 0 | 0 | 0 | 0 | 0 | 0 | 0 | 0 | 0 | 0 | 0 | 0 | 0 | 0 | 0 | 0 | 0 | 0 | 0 | 0 | 0 | 0 | 0 | 0 | 0 | 0 | 0 | 0 |  | 0 | 0 | 0 |  | #VALUE! | #VALUE! | #VALUE! | #VALUE! |  |  | #VALUE! | #VALUE! | 0 | 0 | 0.20123 | 0.20123 | #VALUE! | #VALUE! | #VALUE! | #VALUE! | 0 | 0 | 0.20123 | 0.20123 | #VALUE! | #VALUE! | #VALUE! | #VALUE! | 0 | 0 | 0.20123 | 0.20123 | #VALUE! | #VALUE! |  |  |  | #VALUE! | #VALUE! | #VALUE! | #VALUE! | #VALUE! | #VALUE! | #VALUE!
Saturday | 7 | 23 | 3 | 4875 | 0 | 0 | 0 | 0 | 0 | 0 | 0 | 0 | 0 | 0 | 0 | 0 | 0 | 0 | 0 | 0 | 0 | 0 | 0 | 0 | 0 | 0 | 0 | 0 | 0 | 0 | 0 | 0 | 0 | 0 | 0 | 0 | 0 | 0 | 0 | 0 | 0 | 0 | 0 | 0 |  | 0 | 0 | 0 |  | #VALUE! | #VALUE! | #VALUE! | #VALUE! |  |  | #VALUE! | #VALUE! | 0 | 0 | 0.20123 | 0.20123 | #VALUE! | #VALUE! | #VALUE! | #VALUE! | 0 | 0 | 0.20123 | 0.20123 | #VALUE! | #VALUE! | #VALUE! | #VALUE! | 0 | 0 | 0.20123 | 0.20123 | #VALUE! | #VALUE! |  |  |  | #VALUE! | #VALUE! | #VALUE! | #VALUE! | #VALUE! | #VALUE! | #VALUE!
Saturday | 7 | 23 | 4 | 4876 | 0 | 0 | 0 | 0 | 0 | 0 | 0 | 0 | 0 | 0 | 0 | 0 | 0 | 0 | 0 | 0 | 0 | 0 | 0 | 0 | 0 | 0 | 0 | 0 | 0 | 0 | 0 | 0 | 0 | 0 | 0 | 0 | 0 | 0 | 0 | 0 | 0 | 0 | 0 | 0 |  | 0 | 0 | 0 |  | #VALUE! | #VALUE! | #VALUE! | #VALUE! |  |  | #VALUE! | #VALUE! | 0 | 0 | 0.20123 | 0.20123 | #VALUE! | #VALUE! | #VALUE! | #VALUE! | 0 | 0 | 0.20123 | 0.20123 | #VALUE! | #VALUE! | #VALUE! | #VALUE! | 0 | 0 | 0.20123 | 0.20123 | #VALUE! | #VALUE! |  |  |  | #VALUE! | #VALUE! | #VALUE! | #VALUE! | #VALUE! | #VALUE! | #VALUE!
Saturday | 7 | 23 | 5 | 4877 | 0 | 0 | 0 | 0 | 0 | 0 | 0 | 0 | 0 | 0 | 0 | 0 | 0 | 0 | 0 | 0 | 0 | 0 | 0 | 0 | 0 | 0 | 0 | 0 | 0 | 0 | 0 | 0 | 0 | 0 | 0 | 0 | 0 | 0 | 0 | 0 | 0 | 0 | 0 | 0 |  | 0 | 0 | 0 |  | #VALUE! | #VALUE! | #VALUE! | #VALUE! |  |  | #VALUE! | #VALUE! | 0 | 0 | 0.20123 | 0.20123 | #VALUE! | #VALUE! | #VALUE! | #VALUE! | 0 | 0 | 0.20123 | 0.20123 | #VALUE! | #VALUE! | #VALUE! | #VALUE! | 0 | 0 | 0.20123 | 0.20123 | #VALUE! | #VALUE! |  |  |  | #VALUE! | #VALUE! | #VALUE! | #VALUE! | #VALUE! | #VALUE! | #VALUE!
Saturday | 7 | 23 | 6 | 4878 | 0 | 0 | 0 | 0 | 0 | 0 | 0 | 0 | 0 | 0 | 0 | 0 | 0 | 0 | 0 | 0 | 0 | 0 | 0 | 0 | 0 | 0 | 0 | 0 | 0 | 0 | 0 | 0 | 0 | 0 | 0 | 0 | 0 | 0 | 0 | 0 | 0 | 0 | 0 | 0 |  | 0 | 0 | 0 |  | #VALUE! | #VALUE! | #VALUE! | #VALUE! |  |  | #VALUE! | #VALUE! | 0 | 0 | 0.20123 | 0.20123 | #VALUE! | #VALUE! | #VALUE! | #VALUE! | 0 | 0 | 0.20123 | 0.20123 | #VALUE! | #VALUE! | #VALUE! | #VALUE! | 0 | 0 | 0.20123 | 0.20123 | #VALUE! | #VALUE! |  |  |  | #VALUE! | #VALUE! | #VALUE! | #VALUE! | #VALUE! | #VALUE! | #VALUE!
Saturday | 7 | 23 | 7 | 4879 | 0 | 0 | 0 | 0 | 0 | 0 | 0 | 0 | 0 | 0 | 0 | 0 | 0 | 0 | 0 | 0 | 0 | 0 | 0 | 0 | 0 | 0 | 0 | 0 | 0.022914 | 0 | 0 | 0.015228 | 0.057 | 0 | 0 | 0 | 0 | 0 | 0 | 0 | 0 | 0 | 0 | 0 |  | 0 | 0 | 0 |  | #VALUE! | #VALUE! | #VALUE! | #VALUE! |  |  | #VALUE! | #VALUE! | 0 | 0 | 0.20123 | 0.20123 | #VALUE! | #VALUE! | #VALUE! | #VALUE! | 0 | 0 | 0.20123 | 0.20123 | #VALUE! | #VALUE! | #VALUE! | #VALUE! | 0 | 0 | 0.20123 | 0.20123 | #VALUE! | #VALUE! |  |  |  | #VALUE! | #VALUE! | #VALUE! | #VALUE! | #VALUE! | #VALUE! | #VALUE!
Saturday | 7 | 23 | 8 | 4880 | 0 | 0 | 0 | 0 | 0 | 0 | 0 | 0 | 0 | 0 | 0 | 0 | 0 | 0 | 0 | 0 | 0 | 0 | 0 | 0 | 0 | 0 | 0 | 0.0029972 | 0.024934 | 0 | 0.0012141 | 0.079763 | 0.182 | 0 | 0 | 0 | 0 | 0 | 0 | 0 | 0 | 0 | 0 | 0 |  | 0 | 0 | 0 |  | #VALUE! | #VALUE! | #VALUE! | #VALUE! |  |  | #VALUE! | #VALUE! | 0 | 0 | 0.20123 | 0.20123 | #VALUE! | #VALUE! | #VALUE! | #VALUE! | 0 | 0 | 0.20123 | 0.20123 | #VALUE! | #VALUE! | #VALUE! | #VALUE! | 0 | 0 | 0.20123 | 0.20123 | #VALUE! | #VALUE! |  |  |  | #VALUE! | #VALUE! | #VALUE! | #VALUE! | #VALUE! | #VALUE! | #VALUE!
Saturday | 7 | 23 | 9 | 4881 | 0 | 0 | 0 | 0 | 0 | 0 | 0 | 0 | 0 | 0 | 0 | 0 | 0 | 0 | 0 | 0 | 0 | 0 | 0 | 0 | 0 | 0 | 0.070583 | 0.079762 | 0.25505 | 0.002 | 0.0025555 | 0.16591 | 0.267 | 0 | 0 | 0 | 0 | 0 | 0 | 0 | 0 | 0 | 0 | 0 |  | 0 | 0 | 0 |  | #VALUE! | #VALUE! | #VALUE! | #VALUE! |  |  | #VALUE! | #VALUE! | 0 | 0 | 0.20123 | 0.20123 | #VALUE! | #VALUE! | #VALUE! | #VALUE! | 0 | 0 | 0.20123 | 0.20123 | #VALUE! | #VALUE! | #VALUE! | #VALUE! | 0 | 0 | 0.20123 | 0.20123 | #VALUE! | #VALUE! |  |  |  | #VALUE! | #VALUE! | #VALUE! | #VALUE! | #VALUE! | #VALUE! | #VALUE!
Saturday | 7 | 23 | 10 | 4882 | 0 | 0 | 0 | 0 | 0 | 0 | 0 | 0 | 0 | 0 | 0 | 0 | 0 | 0 | 0 | 0 | 0 | 0 | 0 | 0 | 0 | 0.0695 | 0.15658 | 0.16747 | 0.39118 | 0.02425 | 0.0040247 | 0.22245 | 0.301 | 0 | 0 | 0 | 0 | 0 | 0 | 0 | 0 | 0 | 0 | 0 |  | 0 | 0 | 0 |  | #VALUE! | #VALUE! | #VALUE! | #VALUE! |  |  | #VALUE! | #VALUE! | 0 | 0 | 0.20123 | 0.20123 | #VALUE! | #VALUE! | #VALUE! | #VALUE! | 0 | 0 | 0.20123 | 0.20123 | #VALUE! | #VALUE! | #VALUE! | #VALUE! | 0 | 0 | 0.20123 | 0.20123 | #VALUE! | #VALUE! |  |  |  | #VALUE! | #VALUE! | #VALUE! | #VALUE! | #VALUE! | #VALUE! | #VALUE!
Saturday | 7 | 23 | 11 | 4883 | 0 | 0 | 0 | 0 | 0 | 0 | 0 | 0 | 0 | 0 | 0 | 0 | 0 | 0 | 0 | 0 | 0 | 0 | 0 | 0 | 0 | 0.1265 | 0.21358 | 0.22359 | 0.41319 | 0.0445 | 0.018359 | 0.25932 | 0.32 | 0 | 0 | 0 | 0 | 0 | 0 | 0 | 0 | 0 | 0 | 0 |  | 0 | 0 | 0 |  | #VALUE! | #VALUE! | #VALUE! | #VALUE! |  |  | #VALUE! | #VALUE! | 0 | 0 | 0.20123 | 0.20123 | #VALUE! | #VALUE! | #VALUE! | #VALUE! | 0 | 0 | 0.20123 | 0.20123 | #VALUE! | #VALUE! | #VALUE! | #VALUE! | 0 | 0 | 0.20123 | 0.20123 | #VALUE! | #VALUE! |  |  |  | #VALUE! | #VALUE! | #VALUE! | #VALUE! | #VALUE! | #VALUE! | #VALUE!
Saturday | 7 | 23 | 12 | 4884 | 0 | 0 | 0 | 0 | 0 | 0 | 0 | 0 | 0 | 0 | 0 | 0 | 0 | 0 | 0 | 0 | 0 | 0 | 0 | 0 | 0 | 0.287 | 0.28533 | 0.29309 | 0.43109 | 0.07075 | 0.056372 | 0.32921 | 0.353 | 0 | 0 | 0 | 0 | 0 | 0 | 0 | 0 | 0 | 0 | 0 |  | 0 | 0 | 0 |  | #VALUE! | #VALUE! | #VALUE! | #VALUE! |  |  | #VALUE! | #VALUE! | 0 | 0 | 0.20123 | 0.20123 | #VALUE! | #VALUE! | #VALUE! | #VALUE! | 0 | 0 | 0.20123 | 0.20123 | #VALUE! | #VALUE! | #VALUE! | #VALUE! | 0 | 0 | 0.20123 | 0.20123 | #VALUE! | #VALUE! |  |  |  | #VALUE! | #VALUE! | #VALUE! | #VALUE! | #VALUE! | #VALUE! | #VALUE!
Saturday | 7 | 23 | 13 | 4885 | 0 | 0 | 0 | 0 | 0 | 0 | 0 | 0 | 0 | 0 | 0 | 0 | 0 | 0 | 0 | 0 | 0 | 0 | 0 | 0 | 0 | 0.198 | 0.29183 | 0.29517 | 0.4127 | 0.09125 | 0.11635 | 0.31693 | 0.347 | 0 | 0 | 0 | 0 | 0 | 0 | 0 | 0 | 0 | 0 | 0 |  | 0 | 0 | 0 |  | #VALUE! | #VALUE! | #VALUE! | #VALUE! |  |  | #VALUE! | #VALUE! | 0 | 0 | 0.20123 | 0.20123 | #VALUE! | #VALUE! | #VALUE! | #VALUE! | 0 | 0 | 0.20123 | 0.20123 | #VALUE! | #VALUE! | #VALUE! | #VALUE! | 0 | 0 | 0.20123 | 0.20123 | #VALUE! | #VALUE! |  |  |  | #VALUE! | #VALUE! | #VALUE! | #VALUE! | #VALUE! | #VALUE! | #VALUE!
Saturday | 7 | 23 | 14 | 4886 | 0 | 0 | 0 | 0 | 0 | 0 | 0 | 0 | 0 | 0 | 0 | 0 | 0 | 0 | 0 | 0 | 0 | 0 | 0 | 0 | 0 | 0.2395 | 0.32767 | 0.33402 | 0.41607 | 0.15275 | 0.17473 | 0.34836 | 0.358 | 0 | 0 | 0 | 0 | 0 | 0 | 0 | 0 | 0 | 0 | 0 |  | 0 | 0 | 0 |  | #VALUE! | #VALUE! | #VALUE! | #VALUE! |  |  | #VALUE! | #VALUE! | 0 | 0 | 0.20123 | 0.20123 | #VALUE! | #VALUE! | #VALUE! | #VALUE! | 0 | 0 | 0.20123 | 0.20123 | #VALUE! | #VALUE! | #VALUE! | #VALUE! | 0 | 0 | 0.20123 | 0.20123 | #VALUE! | #VALUE! |  |  |  | #VALUE! | #VALUE! | #VALUE! | #VALUE! | #VALUE! | #VALUE! | #VALUE!
Saturday | 7 | 23 | 15 | 4887 | 0 | 0 | 0 | 0 | 0 | 0 | 0 | 0 | 0 | 0 | 0 | 0 | 0 | 0 | 0 | 0 | 0 | 0 | 0 | 0 | 0 | 0.2515 | 0.33408 | 0.34254 | 0.39005 | 0.2265 | 0.1836 | 0.35844 | 0.358 | 0 | 0 | 0 | 0 | 0 | 0 | 0 | 0 | 0 | 0 | 0 |  | 0 | 0 | 0 |  | #VALUE! | #VALUE! | #VALUE! | #VALUE! |  |  | #VALUE! | #VALUE! | 0 | 0 | 0.20123 | 0.20123 | #VALUE! | #VALUE! | #VALUE! | #VALUE! | 0 | 0 | 0.20123 | 0.20123 | #VALUE! | #VALUE! | #VALUE! | #VALUE! | 0 | 0 | 0.20123 | 0.20123 | #VALUE! | #VALUE! |  |  |  | #VALUE! | #VALUE! | #VALUE! | #VALUE! | #VALUE! | #VALUE! | #VALUE!
Saturday | 7 | 23 | 16 | 4888 | 0 | 0 | 0 | 0 | 0 | 0 | 0 | 0 | 0 | 0 | 0 | 0 | 0 | 0 | 0 | 0 | 0 | 0 | 0 | 0 | 0 | 0.26 | 0.33783 | 0.35082 | 0.38141 | 0.19125 | 0.19913 | 0.36622 | 0.358 | 0 | 0 | 0 | 0 | 0 | 0 | 0 | 0 | 0 | 0 | 0 |  | 0 | 0 | 0 |  | #VALUE! | #VALUE! | #VALUE! | #VALUE! |  |  | #VALUE! | #VALUE! | 0 | 0 | 0.20123 | 0.20123 | #VALUE! | #VALUE! | #VALUE! | #VALUE! | 0 | 0 | 0.20123 | 0.20123 | #VALUE! | #VALUE! | #VALUE! | #VALUE! | 0 | 0 | 0.20123 | 0.20123 | #VALUE! | #VALUE! |  |  |  | #VALUE! | #VALUE! | #VALUE! | #VALUE! | #VALUE! | #VALUE! | #VALUE!
Saturday | 7 | 23 | 17 | 4889 | 0 | 0 | 0 | 0 | 0 | 0 | 0 | 0 | 0 | 0 | 0 | 0 | 0 | 0 | 0 | 0 | 0 | 0 | 0 | 0 | 0 | 0.2645 | 0.33533 | 0.35566 | 0.36973 | 0.15875 | 0.2389 | 0.37155 | 0.358 | 0 | 0 | 0 | 0 | 0 | 0 | 0 | 0 | 0 | 0 | 0 |  | 0 | 0 | 0 |  | #VALUE! | #VALUE! | #VALUE! | #VALUE! |  |  | #VALUE! | #VALUE! | 0 | 0 | 0.20123 | 0.20123 | #VALUE! | #VALUE! | #VALUE! | #VALUE! | 0 | 0 | 0.20123 | 0.20123 | #VALUE! | #VALUE! | #VALUE! | #VALUE! | 0 | 0 | 0.20123 | 0.20123 | #VALUE! | #VALUE! |  |  |  | #VALUE! | #VALUE! | #VALUE! | #VALUE! | #VALUE! | #VALUE! | #VALUE!
Saturday | 7 | 23 | 18 | 4890 | 0 | 0 | 0 | 0 | 0 | 0 | 0 | 0 | 0 | 0 | 0 | 0 | 0 | 0 | 0 | 0 | 0 | 0 | 0 | 0 | 0 | 0.1915 | 0.26192 | 0.28116 | 0.34122 | 0.1715 | 0.22561 | 0.31499 | 0.32 | 0 | 0 | 0 | 0 | 0 | 0 | 0 | 0 | 0 | 0 | 0 |  | 0 | 0 | 0 |  | #VALUE! | #VALUE! | #VALUE! | #VALUE! |  |  | #VALUE! | #VALUE! | 0 | 0 | 0.20123 | 0.20123 | #VALUE! | #VALUE! | #VALUE! | #VALUE! | 0 | 0 | 0.20123 | 0.20123 | #VALUE! | #VALUE! | #VALUE! | #VALUE! | 0 | 0 | 0.20123 | 0.20123 | #VALUE! | #VALUE! |  |  |  | #VALUE! | #VALUE! | #VALUE! | #VALUE! | #VALUE! | #VALUE! | #VALUE!
Saturday | 7 | 23 | 19 | 4891 | 0 | 0 | 0 | 0 | 0 | 0 | 0 | 0 | 0 | 0 | 0 | 0 | 0 | 0 | 0 | 0 | 0 | 0 | 0 | 0 | 0 | 0.1525 | 0.21658 | 0.23512 | 0.32911 | 0.10175 | 0.19643 | 0.2818 | 0.301 | 0 | 0 | 0 | 0 | 0 | 0 | 0 | 0 | 0 | 0 | 0 |  | 0 | 0 | 0 |  | #VALUE! | #VALUE! | #VALUE! | #VALUE! |  |  | #VALUE! | #VALUE! | 0 | 0 | 0.20123 | 0.20123 | #VALUE! | #VALUE! | #VALUE! | #VALUE! | 0 | 0 | 0.20123 | 0.20123 | #VALUE! | #VALUE! | #VALUE! | #VALUE! | 0 | 0 | 0.20123 | 0.20123 | #VALUE! | #VALUE! |  |  |  | #VALUE! | #VALUE! | #VALUE! | #VALUE! | #VALUE! | #VALUE! | #VALUE!
Saturday | 7 | 23 | 20 | 4892 | 0 | 0 | 0 | 0 | 0 | 0 | 0 | 0 | 0 | 0 | 0 | 0 | 0 | 0 | 0 | 0 | 0 | 0 | 0 | 0 | 0 | 0.0335 | 0.10475 | 0.10591 | 0.15102 | 0 | 0.12386 | 0.18907 | 0.25 | 0 | 0 | 0 | 0 | 0 | 0 | 0 | 0 | 0 | 0 | 0 |  | 0 | 0 | 0 |  | #VALUE! | #VALUE! | #VALUE! | #VALUE! |  |  | #VALUE! | #VALUE! | 0 | 0 | 0.20123 | 0.20123 | #VALUE! | #VALUE! | #VALUE! | #VALUE! | 0 | 0 | 0.20123 | 0.20123 | #VALUE! | #VALUE! | #VALUE! | #VALUE! | 0 | 0 | 0.20123 | 0.20123 | #VALUE! | #VALUE! |  |  |  | #VALUE! | #VALUE! | #VALUE! | #VALUE! | #VALUE! | #VALUE! | #VALUE!
Saturday | 7 | 23 | 21 | 4893 | 0 | 0 | 0 | 0 | 0 | 0 | 0 | 0 | 0 | 0 | 0 | 0 | 0 | 0 | 0 | 0 | 0 | 0 | 0 | 0 | 0 | 0 | 0.027 | 0.026367 | 0.020978 | 0 | 0.020604 | 0.13663 | 0.215 | 0 | 0 | 0 | 0 | 0 | 0 | 0 | 0 | 0 | 0 | 0 |  | 0 | 0 | 0 |  | #VALUE! | #VALUE! | #VALUE! | #VALUE! |  |  | #VALUE! | #VALUE! | 0 | 0 | 0.20123 | 0.20123 | #VALUE! | #VALUE! | #VALUE! | #VALUE! | 0 | 0 | 0.20123 | 0.20123 | #VALUE! | #VALUE! | #VALUE! | #VALUE! | 0 | 0 | 0.20123 | 0.20123 | #VALUE! | #VALUE! |  |  |  | #VALUE! | #VALUE! | #VALUE! | #VALUE! | #VALUE! | #VALUE! | #VALUE!
Saturday | 7 | 23 | 22 | 4894 | 0 | 0 | 0 | 0 | 0 | 0 | 0 | 0 | 0 | 0 | 0 | 0 | 0 | 0 | 0 | 0 | 0 | 0 | 0 | 0 | 0 | 0 | 0 | 0.0077116 | 0.023643 | 0 | 0.0080702 | 0.11029 | 0.198 | 0 | 0 | 0 | 0 | 0 | 0 | 0 | 0 | 0 | 0 | 0 |  | 0 | 0 | 0 |  | #VALUE! | #VALUE! | #VALUE! | #VALUE! |  |  | #VALUE! | #VALUE! | 0 | 0 | 0.20123 | 0.20123 | #VALUE! | #VALUE! | #VALUE! | #VALUE! | 0 | 0 | 0.20123 | 0.20123 | #VALUE! | #VALUE! | #VALUE! | #VALUE! | 0 | 0 | 0.20123 | 0.20123 | #VALUE! | #VALUE! |  |  |  | #VALUE! | #VALUE! | #VALUE! | #VALUE! | #VALUE! | #VALUE! | #VALUE!
Saturday | 7 | 23 | 23 | 4895 | 0 | 0 | 0 | 0 | 0 | 0 | 0 | 0 | 0 | 0 | 0 | 0 | 0 | 0 | 0 | 0 | 0 | 0 | 0 | 0 | 0 | 0 | 0 | 0 | 0.020558 | 0 | 0 | 0.040273 | 0.11 | 0 | 0 | 0 | 0 | 0 | 0 | 0 | 0 | 0 | 0 | 0 |  | 0 | 0 | 0 |  | #VALUE! | #VALUE! | #VALUE! | #VALUE! |  |  | #VALUE! | #VALUE! | 0 | 0 | 0.20123 | 0.20123 | #VALUE! | #VALUE! | #VALUE! | #VALUE! | 0 | 0 | 0.20123 | 0.20123 | #VALUE! | #VALUE! | #VALUE! | #VALUE! | 0 | 0 | 0.20123 | 0.20123 | #VALUE! | #VALUE! |  |  |  | #VALUE! | #VALUE! | #VALUE! | #VALUE! | #VALUE! | #VALUE! | #VALUE!
Saturday | 7 | 23 | 24 | 4896 | 0 | 0 | 0 | 0 | 0 | 0 | 0 | 0 | 0 | 0 | 0 | 0 | 0 | 0 | 0 | 0 | 0 | 0 | 0 | 0 | 0 | 0 | 0 | 0 | 0.0083245 | 0 | 0 | 0.0082962 | 0.038 | 0 | 0 | 0 | 0 | 0 | 0 | 0 | 0 | 0 | 0 | 0 |  | 0 | 0 | 0 |  | #VALUE! | #VALUE! | #VALUE! | #VALUE! |  |  | #VALUE! | #VALUE! | 0 | 0 | 0.20123 | 0.20123 | #VALUE! | #VALUE! | #VALUE! | #VALUE! | 0 | 0 | 0.20123 | 0.20123 | #VALUE! | #VALUE! | #VALUE! | #VALUE! | 0 | 0 | 0.20123 | 0.20123 | #VALUE! | #VALUE! |  |  |  | #VALUE! | #VALUE! | #VALUE! | #VALUE! | #VALUE! | #VALUE! | #VALUE!
Sunday | 7 | 24 | 1 | 4897 | 0 | 0 | 0 | 0 | 0 | 0 | 0 | 0 | 0 | 0 | 0 | 0 | 0 | 0 | 0 | 0 | 0 | 0 | 0 | 0 | 0 | 0 | 0 | 0 | 0 | 0 | 0 | 0 | 0 | 0 | 0 | 0 | 0 | 0 | 0 | 0 | 0 | 0 | 0 | 0 |  | 0 | 0 | 0 |  | #VALUE! | #VALUE! | #VALUE! | #VALUE! |  |  | #VALUE! | #VALUE! | 0 | 0 | 0.20123 | 0.20123 | #VALUE! | #VALUE! | #VALUE! | #VALUE! | 0 | 0 | 0.20123 | 0.20123 | #VALUE! | #VALUE! | #VALUE! | #VALUE! | 0 | 0 | 0.20123 | 0.20123 | #VALUE! | #VALUE! |  |  |  | #VALUE! | #VALUE! | #VALUE! | #VALUE! | #VALUE! | #VALUE! | #VALUE!
Sunday | 7 | 24 | 2 | 4898 | 0 | 0 | 0 | 0 | 0 | 0 | 0 | 0 | 0 | 0 | 0 | 0 | 0 | 0 | 0 | 0 | 0 | 0 | 0 | 0 | 0 | 0 | 0 | 0 | 0 | 0 | 0 | 0.00015862 | 0 | 0 | 0 | 0 | 0 | 0 | 0 | 0 | 0 | 0 | 0 | 0 |  | 0 | 0 | 0 |  | #VALUE! | #VALUE! | #VALUE! | #VALUE! |  |  | #VALUE! | #VALUE! | 0 | 0 | 0.20123 | 0.20123 | #VALUE! | #VALUE! | #VALUE! | #VALUE! | 0 | 0 | 0.20123 | 0.20123 | #VALUE! | #VALUE! | #VALUE! | #VALUE! | 0 | 0 | 0.20123 | 0.20123 | #VALUE! | #VALUE! |  |  |  | #VALUE! | #VALUE! | #VALUE! | #VALUE! | #VALUE! | #VALUE! | #VALUE!
Sunday | 7 | 24 | 3 | 4899 | 0 | 0 | 0 | 0 | 0 | 0 | 0 | 0 | 0 | 0 | 0 | 0 | 0 | 0 | 0 | 0 | 0 | 0 | 0 | 0 | 0 | 0 | 0 | 0 | 0 | 0 | 0 | 0.00015862 | 0 | 0 | 0 | 0 | 0 | 0 | 0 | 0 | 0 | 0 | 0 | 0 |  | 0 | 0 | 0 |  | #VALUE! | #VALUE! | #VALUE! | #VALUE! |  |  | #VALUE! | #VALUE! | 0 | 0 | 0.20123 | 0.20123 | #VALUE! | #VALUE! | #VALUE! | #VALUE! | 0 | 0 | 0.20123 | 0.20123 | #VALUE! | #VALUE! | #VALUE! | #VALUE! | 0 | 0 | 0.20123 | 0.20123 | #VALUE! | #VALUE! |  |  |  | #VALUE! | #VALUE! | #VALUE! | #VALUE! | #VALUE! | #VALUE! | #VALUE!
Sunday | 7 | 24 | 4 | 4900 | 0 | 0 | 0 | 0 | 0 | 0 | 0 | 0 | 0 | 0 | 0 | 0 | 0 | 0 | 0 | 0 | 0 | 0 | 0 | 0 | 0 | 0 | 0 | 0 | 0 | 0 | 0 | 0.003331 | 0 | 0 | 0 | 0 | 0 | 0 | 0 | 0 | 0 | 0 | 0 | 0 |  | 0 | 0 | 0 |  | #VALUE! | #VALUE! | #VALUE! | #VALUE! |  |  | #VALUE! | #VALUE! | 0 | 0 | 0.20123 | 0.20123 | #VALUE! | #VALUE! | #VALUE! | #VALUE! | 0 | 0 | 0.20123 | 0.20123 | #VALUE! | #VALUE! | #VALUE! | #VALUE! | 0 | 0 | 0.20123 | 0.20123 | #VALUE! | #VALUE! |  |  |  | #VALUE! | #VALUE! | #VALUE! | #VALUE! | #VALUE! | #VALUE! | #VALUE!
Sunday | 7 | 24 | 5 | 4901 | 0 | 0 | 0 | 0 | 0 | 0 | 0 | 0 | 0 | 0 | 0 | 0 | 0 | 0 | 0 | 0 | 0 | 0 | 0 | 0 | 0 | 0 | 0 | 0 | 0 | 0 | 0 | 0.0063448 | 0.01 | 0 | 0 | 0 | 0 | 0 | 0 | 0 | 0 | 0 | 0 | 0 |  | 0 | 0 | 0 |  | #VALUE! | #VALUE! | #VALUE! | #VALUE! |  |  | #VALUE! | #VALUE! | 0 | 0 | 0.20123 | 0.20123 | #VALUE! | #VALUE! | #VALUE! | #VALUE! | 0 | 0 | 0.20123 | 0.20123 | #VALUE! | #VALUE! | #VALUE! | #VALUE! | 0 | 0 | 0.20123 | 0.20123 | #VALUE! | #VALUE! |  |  |  | #VALUE! | #VALUE! | #VALUE! | #VALUE! | #VALUE! | #VALUE! | #VALUE!
Sunday | 7 | 24 | 6 | 4902 | 0 | 0 | 0 | 0 | 0 | 0 | 0 | 0 | 0 | 0 | 0 | 0 | 0 | 0 | 0 | 0 | 0 | 0 | 0 | 0 | 0 | 0 | 0 | 0 | 0.0084389 | 0 | 0 | 0.003331 | 0 | 0 | 0 | 0 | 0 | 0 | 0 | 0 | 0 | 0 | 0 | 0 |  | 0 | 0 | 0 |  | #VALUE! | #VALUE! | #VALUE! | #VALUE! |  |  | #VALUE! | #VALUE! | 0 | 0 | 0.20123 | 0.20123 | #VALUE! | #VALUE! | #VALUE! | #VALUE! | 0 | 0 | 0.20123 | 0.20123 | #VALUE! | #VALUE! | #VALUE! | #VALUE! | 0 | 0 | 0.20123 | 0.20123 | #VALUE! | #VALUE! |  |  |  | #VALUE! | #VALUE! | #VALUE! | #VALUE! | #VALUE! | #VALUE! | #VALUE!
Sunday | 7 | 24 | 7 | 4903 | 0 | 0 | 0 | 0 | 0 | 0 | 0 | 0 | 0 | 0 | 0 | 0 | 0 | 0 | 0 | 0 | 0 | 0 | 0 | 0 | 0 | 0 | 0 | 0.0030625 | 0.027566 | 0 | 0.14666 | 0.099643 | 0.256 | 0 | 0 | 0 | 0 | 0 | 0 | 0 | 0 | 0 | 0 | 0 |  | 0 | 0 | 0 |  | #VALUE! | #VALUE! | #VALUE! | #VALUE! |  |  | #VALUE! | #VALUE! | 0 | 0 | 0.20123 | 0.20123 | #VALUE! | #VALUE! | #VALUE! | #VALUE! | 0 | 0 | 0.20123 | 0.20123 | #VALUE! | #VALUE! | #VALUE! | #VALUE! | 0 | 0 | 0.20123 | 0.20123 | #VALUE! | #VALUE! |  |  |  | #VALUE! | #VALUE! | #VALUE! | #VALUE! | #VALUE! | #VALUE! | #VALUE!
Sunday | 7 | 24 | 8 | 4904 | 0 | 0 | 0 | 0 | 0 | 0 | 0 | 0 | 0 | 0 | 0 | 0 | 0 | 0 | 0 | 0 | 0 | 0 | 0 | 0 | 0 | 0 | 0.0059167 | 0.015204 | 0.11165 | 0 | 0.11114 | 0.1653 | 0.331 | 0 | 0 | 0 | 0 | 0 | 0 | 0 | 0 | 0 | 0 | 0 |  | 0 | 0 | 0 |  | #VALUE! | #VALUE! | #VALUE! | #VALUE! |  |  | #VALUE! | #VALUE! | 0 | 0 | 0.20123 | 0.20123 | #VALUE! | #VALUE! | #VALUE! | #VALUE! | 0 | 0 | 0.20123 | 0.20123 | #VALUE! | #VALUE! | #VALUE! | #VALUE! | 0 | 0 | 0.20123 | 0.20123 | #VALUE! | #VALUE! |  |  |  | #VALUE! | #VALUE! | #VALUE! | #VALUE! | #VALUE! | #VALUE! | #VALUE!
Sunday | 7 | 24 | 9 | 4905 | 0 | 0 | 0 | 0 | 0 | 0 | 0 | 0 | 0 | 0 | 0 | 0 | 0 | 0 | 0 | 0 | 0 | 0 | 0 | 0 | 0 | 0.0205 | 0.13458 | 0.13672 | 0.13711 | 0.1065 | 0.11332 | 0.23494 | 0.366 | 0 | 0 | 0 | 0 | 0 | 0 | 0 | 0 | 0 | 0 | 0 |  | 0 | 0 | 0 |  | #VALUE! | #VALUE! | #VALUE! | #VALUE! |  |  | #VALUE! | #VALUE! | 0 | 0 | 0.20123 | 0.20123 | #VALUE! | #VALUE! | #VALUE! | #VALUE! | 0 | 0 | 0.20123 | 0.20123 | #VALUE! | #VALUE! | #VALUE! | #VALUE! | 0 | 0 | 0.20123 | 0.20123 | #VALUE! | #VALUE! |  |  |  | #VALUE! | #VALUE! | #VALUE! | #VALUE! | #VALUE! | #VALUE! | #VALUE!
Sunday | 7 | 24 | 10 | 4906 | 0 | 0 | 0 | 0 | 0 | 0 | 0 | 0 | 0 | 0 | 0 | 0 | 0 | 0 | 0 | 0 | 0 | 0 | 0 | 0 | 0 | 0.111 | 0.20208 | 0.21194 | 0.38134 | 0.222 | 0.12291 | 0.26137 | 0.343 | 0 | 0 | 0 | 0 | 0 | 0 | 0 | 0 | 0 | 0 | 0 |  | 0 | 0 | 0 |  | #VALUE! | #VALUE! | #VALUE! | #VALUE! |  |  | #VALUE! | #VALUE! | 0 | 0 | 0.20123 | 0.20123 | #VALUE! | #VALUE! | #VALUE! | #VALUE! | 0 | 0 | 0.20123 | 0.20123 | #VALUE! | #VALUE! | #VALUE! | #VALUE! | 0 | 0 | 0.20123 | 0.20123 | #VALUE! | #VALUE! |  |  |  | #VALUE! | #VALUE! | #VALUE! | #VALUE! | #VALUE! | #VALUE! | #VALUE!
Sunday | 7 | 24 | 11 | 4907 | 0 | 0 | 0 | 0 | 0 | 0 | 0 | 0 | 0 | 0 | 0 | 0 | 0 | 0 | 0 | 0 | 0 | 0 | 0 | 0 | 0 | 0.163 | 0.24917 | 0.2595 | 0.38189 | 0.27525 | 0.13656 | 0.29337 | 0.347 | 0 | 0 | 0 | 0 | 0 | 0 | 0 | 0 | 0 | 0 | 0 |  | 0 | 0 | 0 |  | #VALUE! | #VALUE! | #VALUE! | #VALUE! |  |  | #VALUE! | #VALUE! | 0 | 0 | 0.20123 | 0.20123 | #VALUE! | #VALUE! | #VALUE! | #VALUE! | 0 | 0 | 0.20123 | 0.20123 | #VALUE! | #VALUE! | #VALUE! | #VALUE! | 0 | 0 | 0.20123 | 0.20123 | #VALUE! | #VALUE! |  |  |  | #VALUE! | #VALUE! | #VALUE! | #VALUE! | #VALUE! | #VALUE! | #VALUE!
Sunday | 7 | 24 | 12 | 4908 | 0 | 0 | 0 | 0 | 0 | 0 | 0 | 0 | 0 | 0 | 0 | 0 | 0 | 0 | 0 | 0 | 0 | 0 | 0 | 0 | 0 | 0.139 | 0.22425 | 0.23099 | 0.36631 | 0.40625 | 0.14946 | 0.2708 | 0.32 | 0 | 0 | 0 | 0 | 0 | 0 | 0 | 0 | 0 | 0 | 0 |  | 0 | 0 | 0 |  | #VALUE! | #VALUE! | #VALUE! | #VALUE! |  |  | #VALUE! | #VALUE! | 0 | 0 | 0.20123 | 0.20123 | #VALUE! | #VALUE! | #VALUE! | #VALUE! | 0 | 0 | 0.20123 | 0.20123 | #VALUE! | #VALUE! | #VALUE! | #VALUE! | 0 | 0 | 0.20123 | 0.20123 | #VALUE! | #VALUE! |  |  |  | #VALUE! | #VALUE! | #VALUE! | #VALUE! | #VALUE! | #VALUE! | #VALUE!
Sunday | 7 | 24 | 13 | 4909 | 0 | 0 | 0 | 0 | 0 | 0 | 0 | 0 | 0 | 0 | 0 | 0 | 0 | 0 | 0 | 0 | 0 | 0 | 0 | 0 | 0 | 0.2255 | 0.30158 | 0.31518 | 0.38508 | 0.43725 | 0.20838 | 0.33812 | 0.358 | 0 | 0 | 0 | 0 | 0 | 0 | 0 | 0 | 0 | 0 | 0 |  | 0 | 0 | 0 |  | #VALUE! | #VALUE! | #VALUE! | #VALUE! |  |  | #VALUE! | #VALUE! | 0 | 0 | 0.20123 | 0.20123 | #VALUE! | #VALUE! | #VALUE! | #VALUE! | 0 | 0 | 0.20123 | 0.20123 | #VALUE! | #VALUE! | #VALUE! | #VALUE! | 0 | 0 | 0.20123 | 0.20123 | #VALUE! | #VALUE! |  |  |  | #VALUE! | #VALUE! | #VALUE! | #VALUE! | #VALUE! | #VALUE! | #VALUE!
Sunday | 7 | 24 | 14 | 4910 | 0 | 0 | 0 | 0 | 0 | 0 | 0 | 0 | 0 | 0 | 0 | 0 | 0 | 0 | 0 | 0 | 0 | 0 | 0 | 0 | 0 | 0.3155 | 0.40008 | 0.39444 | 0.3938 | 0.43475 | 0.2247 | 0.37546 | 0.38 | 0 | 0 | 0 | 0 | 0 | 0 | 0 | 0 | 0 | 0 | 0 |  | 0 | 0 | 0 |  | #VALUE! | #VALUE! | #VALUE! | #VALUE! |  |  | #VALUE! | #VALUE! | 0 | 0 | 0.20123 | 0.20123 | #VALUE! | #VALUE! | #VALUE! | #VALUE! | 0 | 0 | 0.20123 | 0.20123 | #VALUE! | #VALUE! | #VALUE! | #VALUE! | 0 | 0 | 0.20123 | 0.20123 | #VALUE! | #VALUE! |  |  |  | #VALUE! | #VALUE! | #VALUE! | #VALUE! | #VALUE! | #VALUE! | #VALUE!
Sunday | 7 | 24 | 15 | 4911 | 0 | 0 | 0 | 0 | 0 | 0 | 0 | 0 | 0 | 0 | 0 | 0 | 0 | 0 | 0 | 0 | 0 | 0 | 0 | 0 | 0 | 0.334 | 0.38042 | 0.35688 | 0.39883 | 0.447 | 0.22572 | 0.39986 | 0.423 | 0 | 0 | 0 | 0 | 0 | 0 | 0 | 0 | 0 | 0 | 0 |  | 0 | 0 | 0 |  | #VALUE! | #VALUE! | #VALUE! | #VALUE! |  |  | #VALUE! | #VALUE! | 0 | 0 | 0.20123 | 0.20123 | #VALUE! | #VALUE! | #VALUE! | #VALUE! | 0 | 0 | 0.20123 | 0.20123 | #VALUE! | #VALUE! | #VALUE! | #VALUE! | 0 | 0 | 0.20123 | 0.20123 | #VALUE! | #VALUE! |  |  |  | #VALUE! | #VALUE! | #VALUE! | #VALUE! | #VALUE! | #VALUE! | #VALUE!
Sunday | 7 | 24 | 16 | 4912 | 0 | 0 | 0 | 0 | 0 | 0 | 0 | 0 | 0 | 0 | 0 | 0 | 0 | 0 | 0 | 0 | 0 | 0 | 0 | 0 | 0 | 0.242 | 0.32025 | 0.33162 | 0.37862 | 0.507 | 0.23514 | 0.36511 | 0.387 | 0 | 0 | 0 | 0 | 0 | 0 | 0 | 0 | 0 | 0 | 0 |  | 0 | 0 | 0 |  | #VALUE! | #VALUE! | #VALUE! | #VALUE! |  |  | #VALUE! | #VALUE! | 0 | 0 | 0.20123 | 0.20123 | #VALUE! | #VALUE! | #VALUE! | #VALUE! | 0 | 0 | 0.20123 | 0.20123 | #VALUE! | #VALUE! | #VALUE! | #VALUE! | 0 | 0 | 0.20123 | 0.20123 | #VALUE! | #VALUE! |  |  |  | #VALUE! | #VALUE! | #VALUE! | #VALUE! | #VALUE! | #VALUE! | #VALUE!
Sunday | 7 | 24 | 17 | 4913 | 0 | 0 | 0 | 0 | 0 | 0 | 0 | 0 | 0 | 0 | 0 | 0 | 0 | 0 | 0 | 0 | 0 | 0 | 0 | 0 | 0 | 0.2245 | 0.29608 | 0.31002 | 0.36343 | 0.4965 | 0.19891 | 0.34022 | 0.35 | 0 | 0 | 0 | 0 | 0 | 0 | 0 | 0 | 0 | 0 | 0 |  | 0 | 0 | 0 |  | #VALUE! | #VALUE! | #VALUE! | #VALUE! |  |  | #VALUE! | #VALUE! | 0 | 0 | 0.20123 | 0.20123 | #VALUE! | #VALUE! | #VALUE! | #VALUE! | 0 | 0 | 0.20123 | 0.20123 | #VALUE! | #VALUE! | #VALUE! | #VALUE! | 0 | 0 | 0.20123 | 0.20123 | #VALUE! | #VALUE! |  |  |  | #VALUE! | #VALUE! | #VALUE! | #VALUE! | #VALUE! | #VALUE! | #VALUE!
Sunday | 7 | 24 | 18 | 4914 | 0 | 0 | 0 | 0 | 0 | 0 | 0 | 0 | 0 | 0 | 0 | 0 | 0 | 0 | 0 | 0 | 0 | 0 | 0 | 0 | 0 | 0.1955 | 0.26833 | 0.28292 | 0.35259 | 0.4775 | 0.1107 | 0.32207 | 0.341 | 0 | 0 | 0 | 0 | 0 | 0 | 0 | 0 | 0 | 0 | 0 |  | 0 | 0 | 0 |  | #VALUE! | #VALUE! | #VALUE! | #VALUE! |  |  | #VALUE! | #VALUE! | 0 | 0 | 0.20123 | 0.20123 | #VALUE! | #VALUE! | #VALUE! | #VALUE! | 0 | 0 | 0.20123 | 0.20123 | #VALUE! | #VALUE! | #VALUE! | #VALUE! | 0 | 0 | 0.20123 | 0.20123 | #VALUE! | #VALUE! |  |  |  | #VALUE! | #VALUE! | #VALUE! | #VALUE! | #VALUE! | #VALUE! | #VALUE!
Sunday | 7 | 24 | 19 | 4915 | 0 | 0 | 0 | 0 | 0 | 0 | 0 | 0 | 0 | 0 | 0 | 0 | 0 | 0 | 0 | 0 | 0 | 0 | 0 | 0 | 0 | 0.1585 | 0.22992 | 0.24336 | 0.33181 | 0.4315 | 0.084854 | 0.29625 | 0.331 | 0 | 0 | 0 | 0 | 0 | 0 | 0 | 0 | 0 | 0 | 0 |  | 0 | 0 | 0 |  | #VALUE! | #VALUE! | #VALUE! | #VALUE! |  |  | #VALUE! | #VALUE! | 0 | 0 | 0.20123 | 0.20123 | #VALUE! | #VALUE! | #VALUE! | #VALUE! | 0 | 0 | 0.20123 | 0.20123 | #VALUE! | #VALUE! | #VALUE! | #VALUE! | 0 | 0 | 0.20123 | 0.20123 | #VALUE! | #VALUE! |  |  |  | #VALUE! | #VALUE! | #VALUE! | #VALUE! | #VALUE! | #VALUE! | #VALUE!
Sunday | 7 | 24 | 20 | 4916 | 0 | 0 | 0 | 0 | 0 | 0 | 0 | 0 | 0 | 0 | 0 | 0 | 0 | 0 | 0 | 0 | 0 | 0 | 0 | 0 | 0 | 0.0375 | 0.12333 | 0.12439 | 0.15841 | 0.1755 | 0.04946 | 0.22804 | 0.31 | 0 | 0 | 0 | 0 | 0 | 0 | 0 | 0 | 0 | 0 | 0 |  | 0 | 0 | 0 |  | #VALUE! | #VALUE! | #VALUE! | #VALUE! |  |  | #VALUE! | #VALUE! | 0 | 0 | 0.20123 | 0.20123 | #VALUE! | #VALUE! | #VALUE! | #VALUE! | 0 | 0 | 0.20123 | 0.20123 | #VALUE! | #VALUE! | #VALUE! | #VALUE! | 0 | 0 | 0.20123 | 0.20123 | #VALUE! | #VALUE! |  |  |  | #VALUE! | #VALUE! | #VALUE! | #VALUE! | #VALUE! | #VALUE! | #VALUE!
Sunday | 7 | 24 | 21 | 4917 | 0 | 0 | 0 | 0 | 0 | 0 | 0 | 0 | 0 | 0 | 0 | 0 | 0 | 0 | 0 | 0 | 0 | 0 | 0 | 0 | 0 | 0 | 0.069333 | 0.063512 | 0.1435 | 0.04125 | 0.057738 | 0.19998 | 0.306 | 0 | 0 | 0 | 0 | 0 | 0 | 0 | 0 | 0 | 0 | 0 |  | 0 | 0 | 0 |  | #VALUE! | #VALUE! | #VALUE! | #VALUE! |  |  | #VALUE! | #VALUE! | 0 | 0 | 0.20123 | 0.20123 | #VALUE! | #VALUE! | #VALUE! | #VALUE! | 0 | 0 | 0.20123 | 0.20123 | #VALUE! | #VALUE! | #VALUE! | #VALUE! | 0 | 0 | 0.20123 | 0.20123 | #VALUE! | #VALUE! |  |  |  | #VALUE! | #VALUE! | #VALUE! | #VALUE! | #VALUE! | #VALUE! | #VALUE!
Sunday | 7 | 24 | 22 | 4918 | 0 | 0 | 0 | 0 | 0 | 0 | 0 | 0 | 0 | 0 | 0 | 0 | 0 | 0 | 0 | 0 | 0 | 0 | 0 | 0 | 0 | 0 | 0.020667 | 0.020705 | 0.026412 | 0 | 0.13239 | 0.1739 | 0.297 | 0 | 0 | 0 | 0 | 0 | 0 | 0 | 0 | 0 | 0 | 0 |  | 0 | 0 | 0 |  | #VALUE! | #VALUE! | #VALUE! | #VALUE! |  |  | #VALUE! | #VALUE! | 0 | 0 | 0.20123 | 0.20123 | #VALUE! | #VALUE! | #VALUE! | #VALUE! | 0 | 0 | 0.20123 | 0.20123 | #VALUE! | #VALUE! | #VALUE! | #VALUE! | 0 | 0 | 0.20123 | 0.20123 | #VALUE! | #VALUE! |  |  |  | #VALUE! | #VALUE! | #VALUE! | #VALUE! | #VALUE! | #VALUE! | #VALUE!
Sunday | 7 | 24 | 23 | 4919 | 0 | 0 | 0 | 0 | 0 | 0 | 0 | 0 | 0 | 0 | 0 | 0 | 0 | 0 | 0 | 0 | 0 | 0 | 0 | 0 | 0 | 0 | 0 | 0 | 0.029188 | 0 | 0.063512 | 0.070417 | 0.182 | 0 | 0 | 0 | 0 | 0 | 0 | 0 | 0 | 0 | 0 | 0 |  | 0 | 0 | 0 |  | #VALUE! | #VALUE! | #VALUE! | #VALUE! |  |  | #VALUE! | #VALUE! | 0 | 0 | 0.20123 | 0.20123 | #VALUE! | #VALUE! | #VALUE! | #VALUE! | 0 | 0 | 0.20123 | 0.20123 | #VALUE! | #VALUE! | #VALUE! | #VALUE! | 0 | 0 | 0.20123 | 0.20123 | #VALUE! | #VALUE! |  |  |  | #VALUE! | #VALUE! | #VALUE! | #VALUE! | #VALUE! | #VALUE! | #VALUE!
Sunday | 7 | 24 | 24 | 4920 | 0 | 0 | 0 | 0 | 0 | 0 | 0 | 0 | 0 | 0 | 0 | 0 | 0 | 0 | 0 | 0 | 0 | 0 | 0 | 0 | 0 | 0 | 0 | 0 | 0.019326 | 0 | 0.085078 | 0.028818 | 0.104 | 0 | 0 | 0 | 0 | 0 | 0 | 0 | 0 | 0 | 0 | 0 |  | 0 | 0 | 0 |  | #VALUE! | #VALUE! | #VALUE! | #VALUE! |  |  | #VALUE! | #VALUE! | 0 | 0 | 0.20123 | 0.20123 | #VALUE! | #VALUE! | #VALUE! | #VALUE! | 0 | 0 | 0.20123 | 0.20123 | #VALUE! | #VALUE! | #VALUE! | #VALUE! | 0 | 0 | 0.20123 | 0.20123 | #VALUE! | #VALUE! |  |  |  | #VALUE! | #VALUE! | #VALUE! | #VALUE! | #VALUE! | #VALUE! | #VALUE!
Monday | 7 | 25 | 1 | 4921 | 0 | 0 | 0 | 0 | 0 | 0 | 0 | 0 | 0 | 0 | 0 | 0 | 0 | 0 | 0 | 0 | 0 | 0 | 0 | 0 | 0 | 0 | 0 | 0 | 0.018104 | 0 | 0.10693 | 0.026027 | 0.104 | 0 | 0 | 0 | 0 | 0 | 0 | 0 | 0 | 0 | 0 | 0 |  | 0 | 0 | 0 |  | #VALUE! | #VALUE! | #VALUE! | #VALUE! |  |  | #VALUE! | #VALUE! | 0 | 0 | 0.20123 | 0.20123 | #VALUE! | #VALUE! | #VALUE! | #VALUE! | 0 | 0 | 0.20123 | 0.20123 | #VALUE! | #VALUE! | #VALUE! | #VALUE! | 0 | 0 | 0.20123 | 0.20123 | #VALUE! | #VALUE! |  |  |  | #VALUE! | #VALUE! | #VALUE! | #VALUE! | #VALUE! | #VALUE! | #VALUE!
Monday | 7 | 25 | 2 | 4922 | 0 | 0 | 0 | 0 | 0 | 0 | 0 | 0 | 0 | 0 | 0 | 0 | 0 | 0 | 0 | 0 | 0 | 0 | 0 | 0 | 0 | 0 | 0 | 0 | 0.013725 | 0 | 0.10814 | 0.018839 | 0.092 | 0 | 0 | 0 | 0 | 0 | 0 | 0 | 0 | 0 | 0 | 0 |  | 0 | 0 | 0 |  | #VALUE! | #VALUE! | #VALUE! | #VALUE! |  |  | #VALUE! | #VALUE! | 0 | 0 | 0.20123 | 0.20123 | #VALUE! | #VALUE! | #VALUE! | #VALUE! | 0 | 0 | 0.20123 | 0.20123 | #VALUE! | #VALUE! | #VALUE! | #VALUE! | 0 | 0 | 0.20123 | 0.20123 | #VALUE! | #VALUE! |  |  |  | #VALUE! | #VALUE! | #VALUE! | #VALUE! | #VALUE! | #VALUE! | #VALUE!
Monday | 7 | 25 | 3 | 4923 | 0 | 0 | 0 | 0 | 0 | 0 | 0 | 0 | 0 | 0 | 0 | 0 | 0 | 0 | 0 | 0 | 0 | 0 | 0 | 0 | 0 | 0 | 0 | 0 | 0.0097848 | 0 | 0.12268 | 0.0092 | 0.045 | 0 | 0 | 0 | 0 | 0 | 0 | 0 | 0 | 0 | 0 | 0 |  | 0 | 0 | 0 |  | #VALUE! | #VALUE! | #VALUE! | #VALUE! |  |  | #VALUE! | #VALUE! | 0 | 0 | 0.20123 | 0.20123 | #VALUE! | #VALUE! | #VALUE! | #VALUE! | 0 | 0 | 0.20123 | 0.20123 | #VALUE! | #VALUE! | #VALUE! | #VALUE! | 0 | 0 | 0.20123 | 0.20123 | #VALUE! | #VALUE! |  |  |  | #VALUE! | #VALUE! | #VALUE! | #VALUE! | #VALUE! | #VALUE! | #VALUE!
Monday | 7 | 25 | 4 | 4924 | 0 | 0 | 0 | 0 | 0 | 0 | 0 | 0 | 0 | 0 | 0 | 0 | 0 | 0 | 0 | 0 | 0 | 0 | 0 | 0 | 0 | 0 | 0 | 0 | 0.0057022 | 0 | 0.12373 | 0.0072965 | 0.021 | 0 | 0 | 0 | 0 | 0 | 0 | 0 | 0 | 0 | 0 | 0 |  | 0 | 0 | 0 |  | #VALUE! | #VALUE! | #VALUE! | #VALUE! |  |  | #VALUE! | #VALUE! | 0 | 0 | 0.20123 | 0.20123 | #VALUE! | #VALUE! | #VALUE! | #VALUE! | 0 | 0 | 0.20123 | 0.20123 | #VALUE! | #VALUE! | #VALUE! | #VALUE! | 0 | 0 | 0.20123 | 0.20123 | #VALUE! | #VALUE! |  |  |  | #VALUE! | #VALUE! | #VALUE! | #VALUE! | #VALUE! | #VALUE! | #VALUE!
Monday | 7 | 25 | 5 | 4925 | 0 | 0 | 0 | 0 | 0 | 0 | 0 | 0 | 0 | 0 | 0 | 0 | 0 | 0 | 0 | 0 | 0 | 0 | 0 | 0 | 0 | 0 | 0 | 0 | 0.0071441 | 0 | 0.12876 | 0.0092 | 0.031 | 0 | 0 | 0 | 0 | 0 | 0 | 0 | 0 | 0 | 0 | 0 |  | 0 | 0 | 0 |  | #VALUE! | #VALUE! | #VALUE! | #VALUE! |  |  | #VALUE! | #VALUE! | 0 | 0 | 0.20123 | 0.20123 | #VALUE! | #VALUE! | #VALUE! | #VALUE! | 0 | 0 | 0.20123 | 0.20123 | #VALUE! | #VALUE! | #VALUE! | #VALUE! | 0 | 0 | 0.20123 | 0.20123 | #VALUE! | #VALUE! |  |  |  | #VALUE! | #VALUE! | #VALUE! | #VALUE! | #VALUE! | #VALUE! | #VALUE!
Monday | 7 | 25 | 6 | 4926 | 0 | 0 | 0 | 0 | 0 | 0 | 0 | 0 | 0 | 0 | 0 | 0 | 0 | 0 | 0 | 0 | 0 | 0 | 0 | 0 | 0 | 0 | 0 | 0 | 0.01207 | 0.008 | 0.12636 | 0.011579 | 0.021 | 0 | 0 | 0 | 0 | 0 | 0 | 0 | 0 | 0 | 0 | 0 |  | 0 | 0 | 0 |  | #VALUE! | #VALUE! | #VALUE! | #VALUE! |  |  | #VALUE! | #VALUE! | 0 | 0 | 0.20123 | 0.20123 | #VALUE! | #VALUE! | #VALUE! | #VALUE! | 0 | 0 | 0.20123 | 0.20123 | #VALUE! | #VALUE! | #VALUE! | #VALUE! | 0 | 0 | 0.20123 | 0.20123 | #VALUE! | #VALUE! |  |  |  | #VALUE! | #VALUE! | #VALUE! | #VALUE! | #VALUE! | #VALUE! | #VALUE!
Monday | 7 | 25 | 7 | 4927 | 0 | 0 | 0 | 0 | 0 | 0 | 0 | 0 | 0 | 0 | 0 | 0 | 0 | 0 | 0 | 0 | 0 | 0 | 0 | 0 | 0 | 0 | 0 | 0.000875 | 0.0357 | 0.05125 | 0.18284 | 0.08623 | 0.284 | 0 | 0 | 0 | 0 | 0 | 0 | 0 | 0 | 0 | 0 | 0 |  | 0 | 0 | 0 |  | #VALUE! | #VALUE! | #VALUE! | #VALUE! |  |  | #VALUE! | #VALUE! | 0 | 0 | 0.20123 | 0.20123 | #VALUE! | #VALUE! | #VALUE! | #VALUE! | 0 | 0 | 0.20123 | 0.20123 | #VALUE! | #VALUE! | #VALUE! | #VALUE! | 0 | 0 | 0.20123 | 0.20123 | #VALUE! | #VALUE! |  |  |  | #VALUE! | #VALUE! | #VALUE! | #VALUE! | #VALUE! | #VALUE! | #VALUE!
Monday | 7 | 25 | 8 | 4928 | 0 | 0 | 0 | 0 | 0 | 0 | 0 | 0 | 0 | 0 | 0 | 0 | 0 | 0 | 0 | 0 | 0 | 0 | 0 | 0 | 0 | 0 | 0 | 0.0017813 | 0.031852 | 0.20825 | 0.20308 | 0.10493 | 0.295 | 0 | 0 | 0 | 0 | 0 | 0 | 0 | 0 | 0 | 0 | 0 |  | 0 | 0 | 0 |  | #VALUE! | #VALUE! | #VALUE! | #VALUE! |  |  | #VALUE! | #VALUE! | 0 | 0 | 0.20123 | 0.20123 | #VALUE! | #VALUE! | #VALUE! | #VALUE! | 0 | 0 | 0.20123 | 0.20123 | #VALUE! | #VALUE! | #VALUE! | #VALUE! | 0 | 0 | 0.20123 | 0.20123 | #VALUE! | #VALUE! |  |  |  | #VALUE! | #VALUE! | #VALUE! | #VALUE! | #VALUE! | #VALUE! | #VALUE!
Monday | 7 | 25 | 9 | 4929 | 0 | 0 | 0 | 0 | 0 | 0 | 0 | 0 | 0 | 0 | 0 | 0 | 0 | 0 | 0 | 0 | 0 | 0 | 0 | 0 | 0 | 0 | 0.09225 | 0.080625 | 0.15324 | 0.381 | 0.23637 | 0.27009 | 0.476 | 0 | 0 | 0 | 0 | 0 | 0 | 0 | 0 | 0 | 0 | 0 |  | 0 | 0 | 0 |  | #VALUE! | #VALUE! | #VALUE! | #VALUE! |  |  | #VALUE! | #VALUE! | 0 | 0 | 0.20123 | 0.20123 | #VALUE! | #VALUE! | #VALUE! | #VALUE! | 0 | 0 | 0.20123 | 0.20123 | #VALUE! | #VALUE! | #VALUE! | #VALUE! | 0 | 0 | 0.20123 | 0.20123 | #VALUE! | #VALUE! |  |  |  | #VALUE! | #VALUE! | #VALUE! | #VALUE! | #VALUE! | #VALUE! | #VALUE!
Monday | 7 | 25 | 10 | 4930 | 0 | 0 | 0 | 0 | 0 | 0 | 0 | 0 | 0 | 0 | 0 | 0 | 0 | 0 | 0 | 0 | 0 | 0 | 0 | 0 | 0 | 0.05 | 0.2385 | 0.22665 | 0.16729 | 0.43725 | 0.2149 | 0.36761 | 0.556 | 0 | 0 | 0 | 0 | 0 | 0 | 0 | 0 | 0 | 0 | 0 |  | 0 | 0 | 0 |  | #VALUE! | #VALUE! | #VALUE! | #VALUE! |  |  | #VALUE! | #VALUE! | 0 | 0 | 0.20123 | 0.20123 | #VALUE! | #VALUE! | #VALUE! | #VALUE! | 0 | 0 | 0.20123 | 0.20123 | #VALUE! | #VALUE! | #VALUE! | #VALUE! | 0 | 0 | 0.20123 | 0.20123 | #VALUE! | #VALUE! |  |  |  | #VALUE! | #VALUE! | #VALUE! | #VALUE! | #VALUE! | #VALUE! | #VALUE!
Monday | 7 | 25 | 11 | 4931 | 0 | 0 | 0 | 0 | 0 | 0 | 0 | 0 | 0 | 0 | 0 | 0 | 0 | 0 | 0 | 0 | 0 | 0 | 0 | 0 | 0 | 0.289 | 0.43883 | 0.42897 | 0.41844 | 0.437 | 0.22681 | 0.49227 | 0.613 | 0 | 0 | 0 | 0 | 0 | 0 | 0 | 0 | 0 | 0 | 0 |  | 0 | 0 | 0 |  | #VALUE! | #VALUE! | #VALUE! | #VALUE! |  |  | #VALUE! | #VALUE! | 0 | 0 | 0.20123 | 0.20123 | #VALUE! | #VALUE! | #VALUE! | #VALUE! | 0 | 0 | 0.20123 | 0.20123 | #VALUE! | #VALUE! | #VALUE! | #VALUE! | 0 | 0 | 0.20123 | 0.20123 | #VALUE! | #VALUE! |  |  |  | #VALUE! | #VALUE! | #VALUE! | #VALUE! | #VALUE! | #VALUE! | #VALUE!
Monday | 7 | 25 | 12 | 4932 | 0 | 0 | 0 | 0 | 0 | 0 | 0 | 0 | 0 | 0 | 0 | 0 | 0 | 0 | 0 | 0 | 0 | 0 | 0 | 0 | 0 | 0.319 | 0.49383 | 0.48056 | 0.45646 | 0.5365 | 0.13898 | 0.54738 | 0.645 | 0 | 0 | 0 | 0 | 0 | 0 | 0 | 0 | 0 | 0 | 0 |  | 0 | 0 | 0 |  | #VALUE! | #VALUE! | #VALUE! | #VALUE! |  |  | #VALUE! | #VALUE! | 0 | 0 | 0.20123 | 0.20123 | #VALUE! | #VALUE! | #VALUE! | #VALUE! | 0 | 0 | 0.20123 | 0.20123 | #VALUE! | #VALUE! | #VALUE! | #VALUE! | 0 | 0 | 0.20123 | 0.20123 | #VALUE! | #VALUE! |  |  |  | #VALUE! | #VALUE! | #VALUE! | #VALUE! | #VALUE! | #VALUE! | #VALUE!
Monday | 7 | 25 | 13 | 4933 | 0 | 0 | 0 | 0 | 0 | 0 | 0 | 0 | 0 | 0 | 0 | 0 | 0 | 0 | 0 | 0 | 0 | 0 | 0 | 0 | 0 | 0.376 | 0.55458 | 0.52001 | 0.50351 | 0.51775 | 0.16818 | 0.59388 | 0.664 | 0 | 0 | 0 | 0 | 0 | 0 | 0 | 0 | 0 | 0 | 0 |  | 0 | 0 | 0 |  | #VALUE! | #VALUE! | #VALUE! | #VALUE! |  |  | #VALUE! | #VALUE! | 0 | 0 | 0.20123 | 0.20123 | #VALUE! | #VALUE! | #VALUE! | #VALUE! | 0 | 0 | 0.20123 | 0.20123 | #VALUE! | #VALUE! | #VALUE! | #VALUE! | 0 | 0 | 0.20123 | 0.20123 | #VALUE! | #VALUE! |  |  |  | #VALUE! | #VALUE! | #VALUE! | #VALUE! | #VALUE! | #VALUE! | #VALUE!
Monday | 7 | 25 | 14 | 4934 | 0 | 0 | 0 | 0 | 0 | 0 | 0 | 0 | 0 | 0 | 0 | 0 | 0 | 0 | 0 | 0 | 0 | 0 | 0 | 0 | 0 | 0.41 | 0.60417 | 0.565 | 0.52526 | 0.54325 | 0.16178 | 0.62552 | 0.68 | 0 | 0 | 0 | 0 | 0 | 0 | 0 | 0 | 0 | 0 | 0 |  | 0 | 0 | 0 |  | #VALUE! | #VALUE! | #VALUE! | #VALUE! |  |  | #VALUE! | #VALUE! | 0 | 0 | 0.20123 | 0.20123 | #VALUE! | #VALUE! | #VALUE! | #VALUE! | 0 | 0 | 0.20123 | 0.20123 | #VALUE! | #VALUE! | #VALUE! | #VALUE! | 0 | 0 | 0.20123 | 0.20123 | #VALUE! | #VALUE! |  |  |  | #VALUE! | #VALUE! | #VALUE! | #VALUE! | #VALUE! | #VALUE! | #VALUE!
Monday | 7 | 25 | 15 | 4935 | 0 | 0 | 0 | 0 | 0 | 0 | 0 | 0 | 0 | 0 | 0 | 0 | 0 | 0 | 0 | 0 | 0 | 0 | 0 | 0 | 0 | 0.434 | 0.61958 | 0.58436 | 0.52832 | 0.576 | 0.19178 | 0.64695 | 0.688 | 0 | 0 | 0 | 0 | 0 | 0 | 0 | 0 | 0 | 0 | 0 |  | 0 | 0 | 0 |  | #VALUE! | #VALUE! | #VALUE! | #VALUE! |  |  | #VALUE! | #VALUE! | 0 | 0 | 0.20123 | 0.20123 | #VALUE! | #VALUE! | #VALUE! | #VALUE! | 0 | 0 | 0.20123 | 0.20123 | #VALUE! | #VALUE! | #VALUE! | #VALUE! | 0 | 0 | 0.20123 | 0.20123 | #VALUE! | #VALUE! |  |  |  | #VALUE! | #VALUE! | #VALUE! | #VALUE! | #VALUE! | #VALUE! | #VALUE!
Monday | 7 | 25 | 16 | 4936 | 0 | 0 | 0 | 0 | 0 | 0 | 0 | 0 | 0 | 0 | 0 | 0 | 0 | 0 | 0 | 0 | 0 | 0 | 0 | 0 | 0 | 0.4585 | 0.64525 | 0.61361 | 0.54306 | 0.6505 | 0.22621 | 0.6783 | 0.709 | 0 | 0 | 0 | 0 | 0 | 0 | 0 | 0 | 0 | 0 | 0 |  | 0 | 0 | 0 |  | #VALUE! | #VALUE! | #VALUE! | #VALUE! |  |  | #VALUE! | #VALUE! | 0 | 0 | 0.20123 | 0.20123 | #VALUE! | #VALUE! | #VALUE! | #VALUE! | 0 | 0 | 0.20123 | 0.20123 | #VALUE! | #VALUE! | #VALUE! | #VALUE! | 0 | 0 | 0.20123 | 0.20123 | #VALUE! | #VALUE! |  |  |  | #VALUE! | #VALUE! | #VALUE! | #VALUE! | #VALUE! | #VALUE! | #VALUE!
Monday | 7 | 25 | 17 | 4937 | 0 | 0 | 0 | 0 | 0 | 0 | 0 | 0 | 0 | 0 | 0 | 0 | 0 | 0 | 0 | 0 | 0 | 0 | 0 | 0 | 0 | 0.4585 | 0.63125 | 0.60859 | 0.51827 | 0.59425 | 0.22094 | 0.67446 | 0.701 | 0 | 0 | 0 | 0 | 0 | 0 | 0 | 0 | 0 | 0 | 0 |  | 0 | 0 | 0 |  | #VALUE! | #VALUE! | #VALUE! | #VALUE! |  |  | #VALUE! | #VALUE! | 0 | 0 | 0.20123 | 0.20123 | #VALUE! | #VALUE! | #VALUE! | #VALUE! | 0 | 0 | 0.20123 | 0.20123 | #VALUE! | #VALUE! | #VALUE! | #VALUE! | 0 | 0 | 0.20123 | 0.20123 | #VALUE! | #VALUE! |  |  |  | #VALUE! | #VALUE! | #VALUE! | #VALUE! | #VALUE! | #VALUE! | #VALUE!
Monday | 7 | 25 | 18 | 4938 | 0 | 0 | 0 | 0 | 0 | 0 | 0 | 0 | 0 | 0 | 0 | 0 | 0 | 0 | 0 | 0 | 0 | 0 | 0 | 0 | 0 | 0.4645 | 0.63642 | 0.61972 | 0.51321 | 0.56 | 0.20335 | 0.68864 | 0.714 | 0 | 0 | 0 | 0 | 0 | 0 | 0 | 0 | 0 | 0 | 0 |  | 0 | 0 | 0 |  | #VALUE! | #VALUE! | #VALUE! | #VALUE! |  |  | #VALUE! | #VALUE! | 0 | 0 | 0.20123 | 0.20123 | #VALUE! | #VALUE! | #VALUE! | #VALUE! | 0 | 0 | 0.20123 | 0.20123 | #VALUE! | #VALUE! | #VALUE! | #VALUE! | 0 | 0 | 0.20123 | 0.20123 | #VALUE! | #VALUE! |  |  |  | #VALUE! | #VALUE! | #VALUE! | #VALUE! | #VALUE! | #VALUE! | #VALUE!
Monday | 7 | 25 | 19 | 4939 | 0 | 0 | 0 | 0 | 0 | 0 | 0 | 0 | 0 | 0 | 0 | 0 | 0 | 0 | 0 | 0 | 0 | 0 | 0 | 0 | 0 | 0.431 | 0.57858 | 0.58268 | 0.45226 | 0.4765 | 0.1613 | 0.64058 | 0.68 | 0 | 0 | 0 | 0 | 0 | 0 | 0 | 0 | 0 | 0 | 0 |  | 0 | 0 | 0 |  | #VALUE! | #VALUE! | #VALUE! | #VALUE! |  |  | #VALUE! | #VALUE! | 0 | 0 | 0.20123 | 0.20123 | #VALUE! | #VALUE! | #VALUE! | #VALUE! | 0 | 0 | 0.20123 | 0.20123 | #VALUE! | #VALUE! | #VALUE! | #VALUE! | 0 | 0 | 0.20123 | 0.20123 | #VALUE! | #VALUE! |  |  |  | #VALUE! | #VALUE! | #VALUE! | #VALUE! | #VALUE! | #VALUE! | #VALUE!
Monday | 7 | 25 | 20 | 4940 | 0 | 0 | 0 | 0 | 0 | 0 | 0 | 0 | 0 | 0 | 0 | 0 | 0 | 0 | 0 | 0 | 0 | 0 | 0 | 0 | 0 | 0.3815 | 0.50433 | 0.47775 | 0.39961 | 0.3895 | 0.092402 | 0.57015 | 0.63 | 0 | 0 | 0 | 0 | 0 | 0 | 0 | 0 | 0 | 0 | 0 |  | 0 | 0 | 0 |  | #VALUE! | #VALUE! | #VALUE! | #VALUE! |  |  | #VALUE! | #VALUE! | 0 | 0 | 0.20123 | 0.20123 | #VALUE! | #VALUE! | #VALUE! | #VALUE! | 0 | 0 | 0.20123 | 0.20123 | #VALUE! | #VALUE! | #VALUE! | #VALUE! | 0 | 0 | 0.20123 | 0.20123 | #VALUE! | #VALUE! |  |  |  | #VALUE! | #VALUE! | #VALUE! | #VALUE! | #VALUE! | #VALUE! | #VALUE!
Monday | 7 | 25 | 21 | 4941 | 0 | 0 | 0 | 0 | 0 | 0 | 0 | 0 | 0 | 0 | 0 | 0 | 0 | 0 | 0 | 0 | 0 | 0 | 0 | 0 | 0 | 0.35 | 0.46742 | 0.43179 | 0.18991 | 0.257 | 0.082923 | 0.53664 | 0.608 | 0 | 0 | 0 | 0 | 0 | 0 | 0 | 0 | 0 | 0 | 0 |  | 0 | 0 | 0 |  | #VALUE! | #VALUE! | #VALUE! | #VALUE! |  |  | #VALUE! | #VALUE! | 0 | 0 | 0.20123 | 0.20123 | #VALUE! | #VALUE! | #VALUE! | #VALUE! | 0 | 0 | 0.20123 | 0.20123 | #VALUE! | #VALUE! | #VALUE! | #VALUE! | 0 | 0 | 0.20123 | 0.20123 | #VALUE! | #VALUE! |  |  |  | #VALUE! | #VALUE! | #VALUE! | #VALUE! | #VALUE! | #VALUE! | #VALUE!
Monday | 7 | 25 | 22 | 4942 | 0 | 0 | 0 | 0 | 0 | 0 | 0 | 0 | 0 | 0 | 0 | 0 | 0 | 0 | 0 | 0 | 0 | 0 | 0 | 0 | 0 | 0.333 | 0.45208 | 0.41707 | 0.18199 | 0.26475 | 0.083387 | 0.52694 | 0.607 | 0 | 0 | 0 | 0 | 0 | 0 | 0 | 0 | 0 | 0 | 0 |  | 0 | 0 | 0 |  | #VALUE! | #VALUE! | #VALUE! | #VALUE! |  |  | #VALUE! | #VALUE! | 0 | 0 | 0.20123 | 0.20123 | #VALUE! | #VALUE! | #VALUE! | #VALUE! | 0 | 0 | 0.20123 | 0.20123 | #VALUE! | #VALUE! | #VALUE! | #VALUE! | 0 | 0 | 0.20123 | 0.20123 | #VALUE! | #VALUE! |  |  |  | #VALUE! | #VALUE! | #VALUE! | #VALUE! | #VALUE! | #VALUE! | #VALUE!
Monday | 7 | 25 | 23 | 4943 | 0 | 0 | 0 | 0 | 0 | 0 | 0 | 0 | 0 | 0 | 0 | 0 | 0 | 0 | 0 | 0 | 0 | 0 | 0 | 0 | 0 | 0.3075 | 0.418 | 0.36708 | 0.16815 | 0.18625 | 0.077773 | 0.47288 | 0.548 | 0 | 0 | 0 | 0 | 0 | 0 | 0 | 0 | 0 | 0 | 0 |  | 0 | 0 | 0 |  | #VALUE! | #VALUE! | #VALUE! | #VALUE! |  |  | #VALUE! | #VALUE! | 0 | 0 | 0.20123 | 0.20123 | #VALUE! | #VALUE! | #VALUE! | #VALUE! | 0 | 0 | 0.20123 | 0.20123 | #VALUE! | #VALUE! | #VALUE! | #VALUE! | 0 | 0 | 0.20123 | 0.20123 | #VALUE! | #VALUE! |  |  |  | #VALUE! | #VALUE! | #VALUE! | #VALUE! | #VALUE! | #VALUE! | #VALUE!
Monday | 7 | 25 | 24 | 4944 | 0 | 0 | 0 | 0 | 0 | 0 | 0 | 0 | 0 | 0 | 0 | 0 | 0 | 0 | 0 | 0 | 0 | 0 | 0 | 0 | 0 | 0.2935 | 0.4095 | 0.26443 | 0.16551 | 0.1785 | 0.078248 | 0.46363 | 0.547 | 0 | 0 | 0 | 0 | 0 | 0 | 0 | 0 | 0 | 0 | 0 |  | 0 | 0 | 0 |  | #VALUE! | #VALUE! | #VALUE! | #VALUE! |  |  | #VALUE! | #VALUE! | 0 | 0 | 0.20123 | 0.20123 | #VALUE! | #VALUE! | #VALUE! | #VALUE! | 0 | 0 | 0.20123 | 0.20123 | #VALUE! | #VALUE! | #VALUE! | #VALUE! | 0 | 0 | 0.20123 | 0.20123 | #VALUE! | #VALUE! |  |  |  | #VALUE! | #VALUE! | #VALUE! | #VALUE! | #VALUE! | #VALUE! | #VALUE!
Tuesday | 7 | 26 | 1 | 4945 | 0 | 0 | 0 | 0 | 0 | 0 | 0 | 0 | 0 | 0 | 0 | 0 | 0 | 0 | 0 | 0 | 0 | 0 | 0 | 0 | 0 | 0.2665 | 0.37392 | 0.19046 | 0.14837 | 0.20925 | 0.073798 | 0.39141 | 0.5 | 0 | 0 | 0 | 0 | 0 | 0 | 0 | 0 | 0 | 0 | 0 |  | 0 | 0 | 0 |  | #VALUE! | #VALUE! | #VALUE! | #VALUE! |  |  | #VALUE! | #VALUE! | 0 | 0 | 0.20123 | 0.20123 | #VALUE! | #VALUE! | #VALUE! | #VALUE! | 0 | 0 | 0.20123 | 0.20123 | #VALUE! | #VALUE! | #VALUE! | #VALUE! | 0 | 0 | 0.20123 | 0.20123 | #VALUE! | #VALUE! |  |  |  | #VALUE! | #VALUE! | #VALUE! | #VALUE! | #VALUE! | #VALUE! | #VALUE!
Tuesday | 7 | 26 | 2 | 4946 | 0 | 0 | 0 | 0 | 0 | 0 | 0 | 0 | 0 | 0 | 0 | 0 | 0 | 0 | 0 | 0 | 0 | 0 | 0 | 0 | 0 | 0.263 | 0.38017 | 0.19139 | 0.15108 | 0.23325 | 0.081539 | 0.39961 | 0.529 | 0 | 0 | 0 | 0 | 0 | 0 | 0 | 0 | 0 | 0 | 0 |  | 0 | 0 | 0 |  | #VALUE! | #VALUE! | #VALUE! | #VALUE! |  |  | #VALUE! | #VALUE! | 0 | 0 | 0.20123 | 0.20123 | #VALUE! | #VALUE! | #VALUE! | #VALUE! | 0 | 0 | 0.20123 | 0.20123 | #VALUE! | #VALUE! | #VALUE! | #VALUE! | 0 | 0 | 0.20123 | 0.20123 | #VALUE! | #VALUE! |  |  |  | #VALUE! | #VALUE! | #VALUE! | #VALUE! | #VALUE! | #VALUE! | #VALUE!
Tuesday | 7 | 26 | 3 | 4947 | 0 | 0 | 0 | 0 | 0 | 0 | 0 | 0 | 0 | 0 | 0 | 0 | 0 | 0 | 0 | 0 | 0 | 0 | 0 | 0 | 0 | 0.1325 | 0 | 0.00061364 | 0.02993 | 0.2405 | 0.064482 | 0.19817 | 0.422 | 0 | 0 | 0 | 0 | 0 | 0 | 0 | 0 | 0 | 0 | 0 |  | 0 | 0 | 0 |  | #VALUE! | #VALUE! | #VALUE! | #VALUE! |  |  | #VALUE! | #VALUE! | 0 | 0 | 0.20123 | 0.20123 | #VALUE! | #VALUE! | #VALUE! | #VALUE! | 0 | 0 | 0.20123 | 0.20123 | #VALUE! | #VALUE! | #VALUE! | #VALUE! | 0 | 0 | 0.20123 | 0.20123 | #VALUE! | #VALUE! |  |  |  | #VALUE! | #VALUE! | #VALUE! | #VALUE! | #VALUE! | #VALUE! | #VALUE!
Tuesday | 7 | 26 | 4 | 4948 | 0 | 0 | 0 | 0 | 0 | 0 | 0 | 0 | 0 | 0 | 0 | 0 | 0 | 0 | 0 | 0 | 0 | 0 | 0 | 0 | 0 | 0.131 | 0 | 0.017991 | 0.032885 | 0.181 | 0.072686 | 0.20704 | 0.453 | 0 | 0 | 0 | 0 | 0 | 0 | 0 | 0 | 0 | 0 | 0 |  | 0 | 0 | 0 |  | #VALUE! | #VALUE! | #VALUE! | #VALUE! |  |  | #VALUE! | #VALUE! | 0 | 0 | 0.20123 | 0.20123 | #VALUE! | #VALUE! | #VALUE! | #VALUE! | 0 | 0 | 0.20123 | 0.20123 | #VALUE! | #VALUE! | #VALUE! | #VALUE! | 0 | 0 | 0.20123 | 0.20123 | #VALUE! | #VALUE! |  |  |  | #VALUE! | #VALUE! | #VALUE! | #VALUE! | #VALUE! | #VALUE! | #VALUE!
Tuesday | 7 | 26 | 5 | 4949 | 0 | 0 | 0 | 0 | 0 | 0 | 0 | 0 | 0 | 0 | 0 | 0 | 0 | 0 | 0 | 0 | 0 | 0 | 0 | 0 | 0 | 0.133 | 0.04325 | 0.057149 | 0.15348 | 0.2855 | 0.077825 | 0.26177 | 0.5 | 0 | 0 | 0 | 0 | 0 | 0 | 0 | 0 | 0 | 0 | 0 |  | 0 | 0 | 0 |  | #VALUE! | #VALUE! | #VALUE! | #VALUE! |  |  | #VALUE! | #VALUE! | 0 | 0 | 0.20123 | 0.20123 | #VALUE! | #VALUE! | #VALUE! | #VALUE! | 0 | 0 | 0.20123 | 0.20123 | #VALUE! | #VALUE! | #VALUE! | #VALUE! | 0 | 0 | 0.20123 | 0.20123 | #VALUE! | #VALUE! |  |  |  | #VALUE! | #VALUE! | #VALUE! | #VALUE! | #VALUE! | #VALUE! | #VALUE!
Tuesday | 7 | 26 | 6 | 4950 | 0 | 0 | 0 | 0 | 0 | 0 | 0 | 0 | 0 | 0 | 0 | 0 | 0 | 0 | 0 | 0 | 0 | 0 | 0 | 0 | 0 | 0.1315 | 0.003 | 0.032425 | 0.033656 | 0.43725 | 0.079001 | 0.23747 | 0.49 | 0 | 0 | 0 | 0 | 0 | 0 | 0 | 0 | 0 | 0 | 0 |  | 0 | 0 | 0 |  | #VALUE! | #VALUE! | #VALUE! | #VALUE! |  |  | #VALUE! | #VALUE! | 0 | 0 | 0.20123 | 0.20123 | #VALUE! | #VALUE! | #VALUE! | #VALUE! | 0 | 0 | 0.20123 | 0.20123 | #VALUE! | #VALUE! | #VALUE! | #VALUE! | 0 | 0 | 0.20123 | 0.20123 | #VALUE! | #VALUE! |  |  |  | #VALUE! | #VALUE! | #VALUE! | #VALUE! | #VALUE! | #VALUE! | #VALUE!
Tuesday | 7 | 26 | 7 | 4951 | 0 | 0 | 0 | 0 | 0 | 0 | 0 | 0 | 0 | 0 | 0 | 0 | 0 | 0 | 0 | 0 | 0 | 0 | 0 | 0 | 0 | 0.14 | 0.21783 | 0.21003 | 0.18076 | 0.43825 | 0.082037 | 0.35398 | 0.553 | 0 | 0 | 0 | 0 | 0 | 0 | 0 | 0 | 0 | 0 | 0 |  | 0 | 0 | 0 |  | #VALUE! | #VALUE! | #VALUE! | #VALUE! |  |  | #VALUE! | #VALUE! | 0 | 0 | 0.20123 | 0.20123 | #VALUE! | #VALUE! | #VALUE! | #VALUE! | 0 | 0 | 0.20123 | 0.20123 | #VALUE! | #VALUE! | #VALUE! | #VALUE! | 0 | 0 | 0.20123 | 0.20123 | #VALUE! | #VALUE! |  |  |  | #VALUE! | #VALUE! | #VALUE! | #VALUE! | #VALUE! | #VALUE! | #VALUE!
Tuesday | 7 | 26 | 8 | 4952 | 0 | 0 | 0 | 0 | 0 | 0 | 0 | 0 | 0 | 0 | 0 | 0 | 0 | 0 | 0 | 0 | 0 | 0 | 0 | 0 | 0 | 0.2695 | 0.43175 | 0.3892 | 0.39026 | 0.40475 | 0.093967 | 0.49213 | 0.616 | 0 | 0 | 0 | 0 | 0 | 0 | 0 | 0 | 0 | 0 | 0 |  | 0 | 0 | 0 |  | #VALUE! | #VALUE! | #VALUE! | #VALUE! |  |  | #VALUE! | #VALUE! | 0 | 0 | 0.20123 | 0.20123 | #VALUE! | #VALUE! | #VALUE! | #VALUE! | 0 | 0 | 0.20123 | 0.20123 | #VALUE! | #VALUE! | #VALUE! | #VALUE! | 0 | 0 | 0.20123 | 0.20123 | #VALUE! | #VALUE! |  |  |  | #VALUE! | #VALUE! | #VALUE! | #VALUE! | #VALUE! | #VALUE! | #VALUE!
Tuesday | 7 | 26 | 9 | 4953 | 0 | 0 | 0 | 0 | 0 | 0 | 0 | 0 | 0 | 0 | 0 | 0 | 0 | 0 | 0 | 0 | 0 | 0 | 0 | 0 | 0 | 0.29 | 0.4675 | 0.42829 | 0.3926 | 0.43725 | 0.10035 | 0.52359 | 0.642 | 0 | 0 | 0 | 0 | 0 | 0 | 0 | 0 | 0 | 0 | 0 |  | 0 | 0 | 0 |  | #VALUE! | #VALUE! | #VALUE! | #VALUE! |  |  | #VALUE! | #VALUE! | 0 | 0 | 0.20123 | 0.20123 | #VALUE! | #VALUE! | #VALUE! | #VALUE! | 0 | 0 | 0.20123 | 0.20123 | #VALUE! | #VALUE! | #VALUE! | #VALUE! | 0 | 0 | 0.20123 | 0.20123 | #VALUE! | #VALUE! |  |  |  | #VALUE! | #VALUE! | #VALUE! | #VALUE! | #VALUE! | #VALUE! | #VALUE!
Tuesday | 7 | 26 | 10 | 4954 | 0 | 0 | 0 | 0 | 0 | 0 | 0 | 0 | 0 | 0 | 0 | 0 | 0 | 0 | 0 | 0 | 0 | 0 | 0 | 0 | 0 | 0.2945 | 0.47117 | 0.42793 | 0.39449 | 0.40825 | 0.099413 | 0.52573 | 0.643 | 0 | 0 | 0 | 0 | 0 | 0 | 0 | 0 | 0 | 0 | 0 |  | 0 | 0 | 0 |  | #VALUE! | #VALUE! | #VALUE! | #VALUE! |  |  | #VALUE! | #VALUE! | 0 | 0 | 0.20123 | 0.20123 | #VALUE! | #VALUE! | #VALUE! | #VALUE! | 0 | 0 | 0.20123 | 0.20123 | #VALUE! | #VALUE! | #VALUE! | #VALUE! | 0 | 0 | 0.20123 | 0.20123 | #VALUE! | #VALUE! |  |  |  | #VALUE! | #VALUE! | #VALUE! | #VALUE! | #VALUE! | #VALUE! | #VALUE!
Tuesday | 7 | 26 | 11 | 4955 | 0 | 0 | 0 | 0 | 0 | 0 | 0 | 0 | 0 | 0 | 0 | 0 | 0 | 0 | 0 | 0 | 0 | 0 | 0 | 0 | 0 | 0.3055 | 0.48317 | 0.44574 | 0.40759 | 0.459 | 0.097072 | 0.53304 | 0.647 | 0 | 0 | 0 | 0 | 0 | 0 | 0 | 0 | 0 | 0 | 0 |  | 0 | 0 | 0 |  | #VALUE! | #VALUE! | #VALUE! | #VALUE! |  |  | #VALUE! | #VALUE! | 0 | 0 | 0.20123 | 0.20123 | #VALUE! | #VALUE! | #VALUE! | #VALUE! | 0 | 0 | 0.20123 | 0.20123 | #VALUE! | #VALUE! | #VALUE! | #VALUE! | 0 | 0 | 0.20123 | 0.20123 | #VALUE! | #VALUE! |  |  |  | #VALUE! | #VALUE! | #VALUE! | #VALUE! | #VALUE! | #VALUE! | #VALUE!
Tuesday | 7 | 26 | 12 | 4956 | 0 | 0 | 0 | 0 | 0 | 0 | 0 | 0 | 0 | 0 | 0 | 0 | 0 | 0 | 0 | 0 | 0 | 0 | 0 | 0 | 0 | 0.326 | 0.51625 | 0.48415 | 0.44253 | 0.5295 | 0.1032 | 0.56448 | 0.669 | 0 | 0 | 0 | 0 | 0 | 0 | 0 | 0 | 0 | 0 | 0 |  | 0 | 0 | 0 |  | #VALUE! | #VALUE! | #VALUE! | #VALUE! |  |  | #VALUE! | #VALUE! | 0 | 0 | 0.20123 | 0.20123 | #VALUE! | #VALUE! | #VALUE! | #VALUE! | 0 | 0 | 0.20123 | 0.20123 | #VALUE! | #VALUE! | #VALUE! | #VALUE! | 0 | 0 | 0.20123 | 0.20123 | #VALUE! | #VALUE! |  |  |  | #VALUE! | #VALUE! | #VALUE! | #VALUE! | #VALUE! | #VALUE! | #VALUE!
Tuesday | 7 | 26 | 13 | 4957 | 0 | 0 | 0 | 0 | 0 | 0 | 0 | 0 | 0 | 0 | 0 | 0 | 0 | 0 | 0 | 0 | 0 | 0 | 0 | 0 | 0 | 0.3435 | 0.53542 | 0.51251 | 0.46373 | 0.535 | 0.10139 | 0.58404 | 0.68 | 0 | 0 | 0 | 0 | 0 | 0 | 0 | 0 | 0 | 0 | 0 |  | 0 | 0 | 0 |  | #VALUE! | #VALUE! | #VALUE! | #VALUE! |  |  | #VALUE! | #VALUE! | 0 | 0 | 0.20123 | 0.20123 | #VALUE! | #VALUE! | #VALUE! | #VALUE! | 0 | 0 | 0.20123 | 0.20123 | #VALUE! | #VALUE! | #VALUE! | #VALUE! | 0 | 0 | 0.20123 | 0.20123 | #VALUE! | #VALUE! |  |  |  | #VALUE! | #VALUE! | #VALUE! | #VALUE! | #VALUE! | #VALUE! | #VALUE!
Tuesday | 7 | 26 | 14 | 4958 | 0 | 0 | 0 | 0 | 0 | 0 | 0 | 0 | 0 | 0 | 0 | 0 | 0 | 0 | 0 | 0 | 0 | 0 | 0 | 0 | 0 | 0.342 | 0.52317 | 0.49161 | 0.4579 | 0.55775 | 0.094325 | 0.56603 | 0.659 | 0 | 0 | 0 | 0 | 0 | 0 | 0 | 0 | 0 | 0 | 0 |  | 0 | 0 | 0 |  | #VALUE! | #VALUE! | #VALUE! | #VALUE! |  |  | #VALUE! | #VALUE! | 0 | 0 | 0.20123 | 0.20123 | #VALUE! | #VALUE! | #VALUE! | #VALUE! | 0 | 0 | 0.20123 | 0.20123 | #VALUE! | #VALUE! | #VALUE! | #VALUE! | 0 | 0 | 0.20123 | 0.20123 | #VALUE! | #VALUE! |  |  |  | #VALUE! | #VALUE! | #VALUE! | #VALUE! | #VALUE! | #VALUE! | #VALUE!
Tuesday | 7 | 26 | 15 | 4959 | 0 | 0 | 0 | 0 | 0 | 0 | 0 | 0 | 0 | 0 | 0 | 0 | 0 | 0 | 0 | 0 | 0 | 0 | 0 | 0 | 0 | 0.36 | 0.55208 | 0.52174 | 0.49071 | 0.506 | 0.10184 | 0.59153 | 0.678 | 0 | 0 | 0 | 0 | 0 | 0 | 0 | 0 | 0 | 0 | 0 |  | 0 | 0 | 0 |  | #VALUE! | #VALUE! | #VALUE! | #VALUE! |  |  | #VALUE! | #VALUE! | 0 | 0 | 0.20123 | 0.20123 | #VALUE! | #VALUE! | #VALUE! | #VALUE! | 0 | 0 | 0.20123 | 0.20123 | #VALUE! | #VALUE! | #VALUE! | #VALUE! | 0 | 0 | 0.20123 | 0.20123 | #VALUE! | #VALUE! |  |  |  | #VALUE! | #VALUE! | #VALUE! | #VALUE! | #VALUE! | #VALUE! | #VALUE!
Tuesday | 7 | 26 | 16 | 4960 | 0 | 0 | 0 | 0 | 0 | 0 | 0 | 0 | 0 | 0 | 0 | 0 | 0 | 0 | 0 | 0 | 0 | 0 | 0 | 0 | 0 | 0.3765 | 0.57842 | 0.55055 | 0.50782 | 0.50625 | 0.10796 | 0.62048 | 0.7 | 0 | 0 | 0 | 0 | 0 | 0 | 0 | 0 | 0 | 0 | 0 |  | 0 | 0 | 0 |  | #VALUE! | #VALUE! | #VALUE! | #VALUE! |  |  | #VALUE! | #VALUE! | 0 | 0 | 0.20123 | 0.20123 | #VALUE! | #VALUE! | #VALUE! | #VALUE! | 0 | 0 | 0.20123 | 0.20123 | #VALUE! | #VALUE! | #VALUE! | #VALUE! | 0 | 0 | 0.20123 | 0.20123 | #VALUE! | #VALUE! |  |  |  | #VALUE! | #VALUE! | #VALUE! | #VALUE! | #VALUE! | #VALUE! | #VALUE!
Tuesday | 7 | 26 | 17 | 4961 | 0 | 0 | 0 | 0 | 0 | 0 | 0 | 0 | 0 | 0 | 0 | 0 | 0 | 0 | 0 | 0 | 0 | 0 | 0 | 0 | 0 | 0.38 | 0.57808 | 0.54938 | 0.51152 | 0.44825 | 0.10774 | 0.62278 | 0.701 | 0 | 0 | 0 | 0 | 0 | 0 | 0 | 0 | 0 | 0 | 0 |  | 0 | 0 | 0 |  | #VALUE! | #VALUE! | #VALUE! | #VALUE! |  |  | #VALUE! | #VALUE! | 0 | 0 | 0.20123 | 0.20123 | #VALUE! | #VALUE! | #VALUE! | #VALUE! | 0 | 0 | 0.20123 | 0.20123 | #VALUE! | #VALUE! | #VALUE! | #VALUE! | 0 | 0 | 0.20123 | 0.20123 | #VALUE! | #VALUE! |  |  |  | #VALUE! | #VALUE! | #VALUE! | #VALUE! | #VALUE! | #VALUE! | #VALUE!
Tuesday | 7 | 26 | 18 | 4962 | 0 | 0 | 0 | 0 | 0 | 0 | 0 | 0 | 0 | 0 | 0 | 0 | 0 | 0 | 0 | 0 | 0 | 0 | 0 | 0 | 0 | 0.354 | 0.52708 | 0.48502 | 0.46008 | 0.3895 | 0.093578 | 0.56724 | 0.655 | 0 | 0 | 0 | 0 | 0 | 0 | 0 | 0 | 0 | 0 | 0 |  | 0 | 0 | 0 |  | #VALUE! | #VALUE! | #VALUE! | #VALUE! |  |  | #VALUE! | #VALUE! | 0 | 0 | 0.20123 | 0.20123 | #VALUE! | #VALUE! | #VALUE! | #VALUE! | 0 | 0 | 0.20123 | 0.20123 | #VALUE! | #VALUE! | #VALUE! | #VALUE! | 0 | 0 | 0.20123 | 0.20123 | #VALUE! | #VALUE! |  |  |  | #VALUE! | #VALUE! | #VALUE! | #VALUE! | #VALUE! | #VALUE! | #VALUE!
Tuesday | 7 | 26 | 19 | 4963 | 0 | 0 | 0 | 0 | 0 | 0 | 0 | 0 | 0 | 0 | 0 | 0 | 0 | 0 | 0 | 0 | 0 | 0 | 0 | 0 | 0 | 0.325 | 0.48342 | 0.43729 | 0.42066 | 0.31975 | 0.081388 | 0.51637 | 0.617 | 0 | 0 | 0 | 0 | 0 | 0 | 0 | 0 | 0 | 0 | 0 |  | 0 | 0 | 0 |  | #VALUE! | #VALUE! | #VALUE! | #VALUE! |  |  | #VALUE! | #VALUE! | 0 | 0 | 0.20123 | 0.20123 | #VALUE! | #VALUE! | #VALUE! | #VALUE! | 0 | 0 | 0.20123 | 0.20123 | #VALUE! | #VALUE! | #VALUE! | #VALUE! | 0 | 0 | 0.20123 | 0.20123 | #VALUE! | #VALUE! |  |  |  | #VALUE! | #VALUE! | #VALUE! | #VALUE! | #VALUE! | #VALUE! | #VALUE!
Tuesday | 7 | 26 | 20 | 4964 | 0 | 0 | 0 | 0 | 0 | 0 | 0 | 0 | 0 | 0 | 0 | 0 | 0 | 0 | 0 | 0 | 0 | 0 | 0 | 0 | 0 | 0.291 | 0.43792 | 0.37295 | 0.19807 | 0.1275 | 0.076382 | 0.45302 | 0.554 | 0 | 0 | 0 | 0 | 0 | 0 | 0 | 0 | 0 | 0 | 0 |  | 0 | 0 | 0 |  | #VALUE! | #VALUE! | #VALUE! | #VALUE! |  |  | #VALUE! | #VALUE! | 0 | 0 | 0.20123 | 0.20123 | #VALUE! | #VALUE! | #VALUE! | #VALUE! | 0 | 0 | 0.20123 | 0.20123 | #VALUE! | #VALUE! | #VALUE! | #VALUE! | 0 | 0 | 0.20123 | 0.20123 | #VALUE! | #VALUE! |  |  |  | #VALUE! | #VALUE! | #VALUE! | #VALUE! | #VALUE! | #VALUE! | #VALUE!
Tuesday | 7 | 26 | 21 | 4965 | 0 | 0 | 0 | 0 | 0 | 0 | 0 | 0 | 0 | 0 | 0 | 0 | 0 | 0 | 0 | 0 | 0 | 0 | 0 | 0 | 0 | 0.144 | 0.086417 | 0.047591 | 0.16463 | 0.0115 | 0.059777 | 0.24358 | 0.438 | 0 | 0 | 0 | 0 | 0 | 0 | 0 | 0 | 0 | 0 | 0 |  | 0 | 0 | 0 |  | #VALUE! | #VALUE! | #VALUE! | #VALUE! |  |  | #VALUE! | #VALUE! | 0 | 0 | 0.20123 | 0.20123 | #VALUE! | #VALUE! | #VALUE! | #VALUE! | 0 | 0 | 0.20123 | 0.20123 | #VALUE! | #VALUE! | #VALUE! | #VALUE! | 0 | 0 | 0.20123 | 0.20123 | #VALUE! | #VALUE! |  |  |  | #VALUE! | #VALUE! | #VALUE! | #VALUE! | #VALUE! | #VALUE! | #VALUE!
Tuesday | 7 | 26 | 22 | 4966 | 0 | 0 | 0 | 0 | 0 | 0 | 0 | 0 | 0 | 0 | 0 | 0 | 0 | 0 | 0 | 0 | 0 | 0 | 0 | 0 | 0 | 0.1365 | 0.068 | 0.035185 | 0.15714 | 0.006 | 0.060467 | 0.23303 | 0.437 | 0 | 0 | 0 | 0 | 0 | 0 | 0 | 0 | 0 | 0 | 0 |  | 0 | 0 | 0 |  | #VALUE! | #VALUE! | #VALUE! | #VALUE! |  |  | #VALUE! | #VALUE! | 0 | 0 | 0.20123 | 0.20123 | #VALUE! | #VALUE! | #VALUE! | #VALUE! | 0 | 0 | 0.20123 | 0.20123 | #VALUE! | #VALUE! | #VALUE! | #VALUE! | 0 | 0 | 0.20123 | 0.20123 | #VALUE! | #VALUE! |  |  |  | #VALUE! | #VALUE! | #VALUE! | #VALUE! | #VALUE! | #VALUE! | #VALUE!
Tuesday | 7 | 26 | 23 | 4967 | 0 | 0 | 0 | 0 | 0 | 0 | 0 | 0 | 0 | 0 | 0 | 0 | 0 | 0 | 0 | 0 | 0 | 0 | 0 | 0 | 0 | 0.124 | 0 | 0.0086875 | 0.03106 | 0 | 0.059128 | 0.15688 | 0.383 | 0 | 0 | 0 | 0 | 0 | 0 | 0 | 0 | 0 | 0 | 0 |  | 0 | 0 | 0 |  | #VALUE! | #VALUE! | #VALUE! | #VALUE! |  |  | #VALUE! | #VALUE! | 0 | 0 | 0.20123 | 0.20123 | #VALUE! | #VALUE! | #VALUE! | #VALUE! | 0 | 0 | 0.20123 | 0.20123 | #VALUE! | #VALUE! | #VALUE! | #VALUE! | 0 | 0 | 0.20123 | 0.20123 | #VALUE! | #VALUE! |  |  |  | #VALUE! | #VALUE! | #VALUE! | #VALUE! | #VALUE! | #VALUE! | #VALUE!
Tuesday | 7 | 26 | 24 | 4968 | 0 | 0 | 0 | 0 | 0 | 0 | 0 | 0 | 0 | 0 | 0 | 0 | 0 | 0 | 0 | 0 | 0 | 0 | 0 | 0 | 0 | 0 | 0 | 0 | 0.029025 | 0 | 0.040072 | 0.07056 | 0.238 | 0 | 0 | 0 | 0 | 0 | 0 | 0 | 0 | 0 | 0 | 0 |  | 0 | 0 | 0 |  | #VALUE! | #VALUE! | #VALUE! | #VALUE! |  |  | #VALUE! | #VALUE! | 0 | 0 | 0.20123 | 0.20123 | #VALUE! | #VALUE! | #VALUE! | #VALUE! | 0 | 0 | 0.20123 | 0.20123 | #VALUE! | #VALUE! | #VALUE! | #VALUE! | 0 | 0 | 0.20123 | 0.20123 | #VALUE! | #VALUE! |  |  |  | #VALUE! | #VALUE! | #VALUE! | #VALUE! | #VALUE! | #VALUE! | #VALUE!
Wednesday | 7 | 27 | 1 | 4969 | 0 | 0 | 0 | 0 | 0 | 0 | 0 | 0 | 0 | 0 | 0 | 0 | 0 | 0 | 0 | 0 | 0 | 0 | 0 | 0 | 0 | 0 | 0 | 0 | 0.020309 | 0 | 0 | 0.028475 | 0.131 | 0 | 0 | 0 | 0 | 0 | 0 | 0 | 0 | 0 | 0 | 0 |  | 0 | 0 | 0 |  | #VALUE! | #VALUE! | #VALUE! | #VALUE! |  |  | #VALUE! | #VALUE! | 0 | 0 | 0.20123 | 0.20123 | #VALUE! | #VALUE! | #VALUE! | #VALUE! | 0 | 0 | 0.20123 | 0.20123 | #VALUE! | #VALUE! | #VALUE! | #VALUE! | 0 | 0 | 0.20123 | 0.20123 | #VALUE! | #VALUE! |  |  |  | #VALUE! | #VALUE! | #VALUE! | #VALUE! | #VALUE! | #VALUE! | #VALUE!
Wednesday | 7 | 27 | 2 | 4970 | 0 | 0 | 0 | 0 | 0 | 0 | 0 | 0 | 0 | 0 | 0 | 0 | 0 | 0 | 0 | 0 | 0 | 0 | 0 | 0 | 0 | 0 | 0 | 0 | 0.016006 | 0 | 0 | 0.020621 | 0.08 | 0 | 0 | 0 | 0 | 0 | 0 | 0 | 0 | 0 | 0 | 0 |  | 0 | 0 | 0 |  | #VALUE! | #VALUE! | #VALUE! | #VALUE! |  |  | #VALUE! | #VALUE! | 0 | 0 | 0.20123 | 0.20123 | #VALUE! | #VALUE! | #VALUE! | #VALUE! | 0 | 0 | 0.20123 | 0.20123 | #VALUE! | #VALUE! | #VALUE! | #VALUE! | 0 | 0 | 0.20123 | 0.20123 | #VALUE! | #VALUE! |  |  |  | #VALUE! | #VALUE! | #VALUE! | #VALUE! | #VALUE! | #VALUE! | #VALUE!
Wednesday | 7 | 27 | 3 | 4971 | 0 | 0 | 0 | 0 | 0 | 0 | 0 | 0 | 0 | 0 | 0 | 0 | 0 | 0 | 0 | 0 | 0 | 0 | 0 | 0 | 0 | 0 | 0 | 0 | 0.022687 | 0 | 0.039435 | 0.042332 | 0.158 | 0 | 0 | 0 | 0 | 0 | 0 | 0 | 0 | 0 | 0 | 0 |  | 0 | 0 | 0 |  | #VALUE! | #VALUE! | #VALUE! | #VALUE! |  |  | #VALUE! | #VALUE! | 0 | 0 | 0.20123 | 0.20123 | #VALUE! | #VALUE! | #VALUE! | #VALUE! | 0 | 0 | 0.20123 | 0.20123 | #VALUE! | #VALUE! | #VALUE! | #VALUE! | 0 | 0 | 0.20123 | 0.20123 | #VALUE! | #VALUE! |  |  |  | #VALUE! | #VALUE! | #VALUE! | #VALUE! | #VALUE! | #VALUE! | #VALUE!
Wednesday | 7 | 27 | 4 | 4972 | 0 | 0 | 0 | 0 | 0 | 0 | 0 | 0 | 0 | 0 | 0 | 0 | 0 | 0 | 0 | 0 | 0 | 0 | 0 | 0 | 0 | 0 | 0 | 0 | 0.017994 | 0 | 0 | 0.027124 | 0.107 | 0 | 0 | 0 | 0 | 0 | 0 | 0 | 0 | 0 | 0 | 0 |  | 0 | 0 | 0 |  | #VALUE! | #VALUE! | #VALUE! | #VALUE! |  |  | #VALUE! | #VALUE! | 0 | 0 | 0.20123 | 0.20123 | #VALUE! | #VALUE! | #VALUE! | #VALUE! | 0 | 0 | 0.20123 | 0.20123 | #VALUE! | #VALUE! | #VALUE! | #VALUE! | 0 | 0 | 0.20123 | 0.20123 | #VALUE! | #VALUE! |  |  |  | #VALUE! | #VALUE! | #VALUE! | #VALUE! | #VALUE! | #VALUE! | #VALUE!
Wednesday | 7 | 27 | 5 | 4973 | 0 | 0 | 0 | 0 | 0 | 0 | 0 | 0 | 0 | 0 | 0 | 0 | 0 | 0 | 0 | 0 | 0 | 0 | 0 | 0 | 0 | 0 | 0 | 0 | 0.010278 | 0 | 0 | 0.013324 | 0.023 | 0 | 0 | 0 | 0 | 0 | 0 | 0 | 0 | 0 | 0 | 0 |  | 0 | 0 | 0 |  | #VALUE! | #VALUE! | #VALUE! | #VALUE! |  |  | #VALUE! | #VALUE! | 0 | 0 | 0.20123 | 0.20123 | #VALUE! | #VALUE! | #VALUE! | #VALUE! | 0 | 0 | 0.20123 | 0.20123 | #VALUE! | #VALUE! | #VALUE! | #VALUE! | 0 | 0 | 0.20123 | 0.20123 | #VALUE! | #VALUE! |  |  |  | #VALUE! | #VALUE! | #VALUE! | #VALUE! | #VALUE! | #VALUE! | #VALUE!
Wednesday | 7 | 27 | 6 | 4974 | 0 | 0 | 0 | 0 | 0 | 0 | 0 | 0 | 0 | 0 | 0 | 0 | 0 | 0 | 0 | 0 | 0 | 0 | 0 | 0 | 0 | 0 | 0 | 0 | 0.015472 | 0 | 0 | 0.013324 | 0.022 | 0 | 0 | 0 | 0 | 0 | 0 | 0 | 0 | 0 | 0 | 0 |  | 0 | 0 | 0 |  | #VALUE! | #VALUE! | #VALUE! | #VALUE! |  |  | #VALUE! | #VALUE! | 0 | 0 | 0.20123 | 0.20123 | #VALUE! | #VALUE! | #VALUE! | #VALUE! | 0 | 0 | 0.20123 | 0.20123 | #VALUE! | #VALUE! | #VALUE! | #VALUE! | 0 | 0 | 0.20123 | 0.20123 | #VALUE! | #VALUE! |  |  |  | #VALUE! | #VALUE! | #VALUE! | #VALUE! | #VALUE! | #VALUE! | #VALUE!
Wednesday | 7 | 27 | 7 | 4975 | 0 | 0 | 0 | 0 | 0 | 0 | 0 | 0 | 0 | 0 | 0 | 0 | 0 | 0 | 0 | 0 | 0 | 0 | 0 | 0 | 0 | 0 | 0 | 0 | 0.028872 | 0 | 0 | 0.040601 | 0.139 | 0 | 0 | 0 | 0 | 0 | 0 | 0 | 0 | 0 | 0 | 0 |  | 0 | 0 | 0 |  | #VALUE! | #VALUE! | #VALUE! | #VALUE! |  |  | #VALUE! | #VALUE! | 0 | 0 | 0.20123 | 0.20123 | #VALUE! | #VALUE! | #VALUE! | #VALUE! | 0 | 0 | 0.20123 | 0.20123 | #VALUE! | #VALUE! | #VALUE! | #VALUE! | 0 | 0 | 0.20123 | 0.20123 | #VALUE! | #VALUE! |  |  |  | #VALUE! | #VALUE! | #VALUE! | #VALUE! | #VALUE! | #VALUE! | #VALUE!
Wednesday | 7 | 27 | 8 | 4976 | 0 | 0 | 0 | 0 | 0 | 0 | 0 | 0 | 0 | 0 | 0 | 0 | 0 | 0 | 0 | 0 | 0 | 0 | 0 | 0 | 0 | 0 | 0 | 0.009304 | 0.031653 | 0 | 0.055004 | 0.1624 | 0.344 | 0 | 0 | 0 | 0 | 0 | 0 | 0 | 0 | 0 | 0 | 0 |  | 0 | 0 | 0 |  | #VALUE! | #VALUE! | #VALUE! | #VALUE! |  |  | #VALUE! | #VALUE! | 0 | 0 | 0.20123 | 0.20123 | #VALUE! | #VALUE! | #VALUE! | #VALUE! | 0 | 0 | 0.20123 | 0.20123 | #VALUE! | #VALUE! | #VALUE! | #VALUE! | 0 | 0 | 0.20123 | 0.20123 | #VALUE! | #VALUE! |  |  |  | #VALUE! | #VALUE! | #VALUE! | #VALUE! | #VALUE! | #VALUE! | #VALUE!
Wednesday | 7 | 27 | 9 | 4977 | 0 | 0 | 0 | 0 | 0 | 0 | 0 | 0 | 0 | 0 | 0 | 0 | 0 | 0 | 0 | 0 | 0 | 0 | 0 | 0 | 0 | 0.075 | 0.2245 | 0.22234 | 0.42678 | 0.001 | 0.065712 | 0.32022 | 0.473 | 0 | 0 | 0 | 0 | 0 | 0 | 0 | 0 | 0 | 0 | 0 |  | 0 | 0 | 0 |  | #VALUE! | #VALUE! | #VALUE! | #VALUE! |  |  | #VALUE! | #VALUE! | 0 | 0 | 0.20123 | 0.20123 | #VALUE! | #VALUE! | #VALUE! | #VALUE! | 0 | 0 | 0.20123 | 0.20123 | #VALUE! | #VALUE! | #VALUE! | #VALUE! | 0 | 0 | 0.20123 | 0.20123 | #VALUE! | #VALUE! |  |  |  | #VALUE! | #VALUE! | #VALUE! | #VALUE! | #VALUE! | #VALUE! | #VALUE!
Wednesday | 7 | 27 | 10 | 4978 | 0 | 0 | 0 | 0 | 0 | 0 | 0 | 0 | 0 | 0 | 0 | 0 | 0 | 0 | 0 | 0 | 0 | 0 | 0 | 0 | 0 | 0.234 | 0.35075 | 0.34766 | 0.46169 | 0.06425 | 0.0056776 | 0.38133 | 0.469 | 0 | 0 | 0 | 0 | 0 | 0 | 0 | 0 | 0 | 0 | 0 |  | 0 | 0 | 0 |  | #VALUE! | #VALUE! | #VALUE! | #VALUE! |  |  | #VALUE! | #VALUE! | 0 | 0 | 0.20123 | 0.20123 | #VALUE! | #VALUE! | #VALUE! | #VALUE! | 0 | 0 | 0.20123 | 0.20123 | #VALUE! | #VALUE! | #VALUE! | #VALUE! | 0 | 0 | 0.20123 | 0.20123 | #VALUE! | #VALUE! |  |  |  | #VALUE! | #VALUE! | #VALUE! | #VALUE! | #VALUE! | #VALUE! | #VALUE!
Wednesday | 7 | 27 | 11 | 4979 | 0 | 0 | 0 | 0 | 0 | 0 | 0 | 0 | 0 | 0 | 0 | 0 | 0 | 0 | 0 | 0 | 0 | 0 | 0 | 0 | 0 | 0.3035 | 0.42517 | 0.41966 | 0.5114 | 0.113 | 0.0059667 | 0.4296 | 0.478 | 0 | 0 | 0 | 0 | 0 | 0 | 0 | 0 | 0 | 0 | 0 |  | 0 | 0 | 0 |  | #VALUE! | #VALUE! | #VALUE! | #VALUE! |  |  | #VALUE! | #VALUE! | 0 | 0 | 0.20123 | 0.20123 | #VALUE! | #VALUE! | #VALUE! | #VALUE! | 0 | 0 | 0.20123 | 0.20123 | #VALUE! | #VALUE! | #VALUE! | #VALUE! | 0 | 0 | 0.20123 | 0.20123 | #VALUE! | #VALUE! |  |  |  | #VALUE! | #VALUE! | #VALUE! | #VALUE! | #VALUE! | #VALUE! | #VALUE!
Wednesday | 7 | 27 | 12 | 4980 | 0 | 0 | 0 | 0 | 0 | 0 | 0 | 0 | 0 | 0 | 0 | 0 | 0 | 0 | 0 | 0 | 0 | 0 | 0 | 0 | 0 | 0.2805 | 0.40067 | 0.37804 | 0.47024 | 0.1695 | 0.029495 | 0.38548 | 0.405 | 0 | 0 | 0 | 0 | 0 | 0 | 0 | 0 | 0 | 0 | 0 |  | 0 | 0 | 0 |  | #VALUE! | #VALUE! | #VALUE! | #VALUE! |  |  | #VALUE! | #VALUE! | 0 | 0 | 0.20123 | 0.20123 | #VALUE! | #VALUE! | #VALUE! | #VALUE! | 0 | 0 | 0.20123 | 0.20123 | #VALUE! | #VALUE! | #VALUE! | #VALUE! | 0 | 0 | 0.20123 | 0.20123 | #VALUE! | #VALUE! |  |  |  | #VALUE! | #VALUE! | #VALUE! | #VALUE! | #VALUE! | #VALUE! | #VALUE!
Wednesday | 7 | 27 | 13 | 4981 | 0 | 0 | 0 | 0 | 0 | 0 | 0 | 0 | 0 | 0 | 0 | 0 | 0 | 0 | 0 | 0 | 0 | 0 | 0 | 0 | 0 | 0.3375 | 0.4565 | 0.45114 | 0.49195 | 0.18075 | 0.064127 | 0.43626 | 0.441 | 0 | 0 | 0 | 0 | 0 | 0 | 0 | 0 | 0 | 0 | 0 |  | 0 | 0 | 0 |  | #VALUE! | #VALUE! | #VALUE! | #VALUE! |  |  | #VALUE! | #VALUE! | 0 | 0 | 0.20123 | 0.20123 | #VALUE! | #VALUE! | #VALUE! | #VALUE! | 0 | 0 | 0.20123 | 0.20123 | #VALUE! | #VALUE! | #VALUE! | #VALUE! | 0 | 0 | 0.20123 | 0.20123 | #VALUE! | #VALUE! |  |  |  | #VALUE! | #VALUE! | #VALUE! | #VALUE! | #VALUE! | #VALUE! | #VALUE!
Wednesday | 7 | 27 | 14 | 4982 | 0 | 0 | 0 | 0 | 0 | 0 | 0 | 0 | 0 | 0 | 0 | 0 | 0 | 0 | 0 | 0 | 0 | 0 | 0 | 0 | 0 | 0.355 | 0.45617 | 0.46017 | 0.4817 | 0.212 | 0.10306 | 0.45678 | 0.451 | 0 | 0 | 0 | 0 | 0 | 0 | 0 | 0 | 0 | 0 | 0 |  | 0 | 0 | 0 |  | #VALUE! | #VALUE! | #VALUE! | #VALUE! |  |  | #VALUE! | #VALUE! | 0 | 0 | 0.20123 | 0.20123 | #VALUE! | #VALUE! | #VALUE! | #VALUE! | 0 | 0 | 0.20123 | 0.20123 | #VALUE! | #VALUE! | #VALUE! | #VALUE! | 0 | 0 | 0.20123 | 0.20123 | #VALUE! | #VALUE! |  |  |  | #VALUE! | #VALUE! | #VALUE! | #VALUE! | #VALUE! | #VALUE! | #VALUE!
Wednesday | 7 | 27 | 15 | 4983 | 0 | 0 | 0 | 0 | 0 | 0 | 0 | 0 | 0 | 0 | 0 | 0 | 0 | 0 | 0 | 0 | 0 | 0 | 0 | 0 | 0 | 0.3575 | 0.4385 | 0.4352 | 0.46412 | 0.20325 | 0.14449 | 0.44471 | 0.441 | 0 | 0 | 0 | 0 | 0 | 0 | 0 | 0 | 0 | 0 | 0 |  | 0 | 0 | 0 |  | #VALUE! | #VALUE! | #VALUE! | #VALUE! |  |  | #VALUE! | #VALUE! | 0 | 0 | 0.20123 | 0.20123 | #VALUE! | #VALUE! | #VALUE! | #VALUE! | 0 | 0 | 0.20123 | 0.20123 | #VALUE! | #VALUE! | #VALUE! | #VALUE! | 0 | 0 | 0.20123 | 0.20123 | #VALUE! | #VALUE! |  |  |  | #VALUE! | #VALUE! | #VALUE! | #VALUE! | #VALUE! | #VALUE! | #VALUE!
Wednesday | 7 | 27 | 16 | 4984 | 0 | 0 | 0 | 0 | 0 | 0 | 0 | 0 | 0 | 0 | 0 | 0 | 0 | 0 | 0 | 0 | 0 | 0 | 0 | 0 | 0 | 0.374 | 0.47658 | 0.47834 | 0.4667 | 0.2085 | 0.18152 | 0.48766 | 0.477 | 0 | 0 | 0 | 0 | 0 | 0 | 0 | 0 | 0 | 0 | 0 |  | 0 | 0 | 0 |  | #VALUE! | #VALUE! | #VALUE! | #VALUE! |  |  | #VALUE! | #VALUE! | 0 | 0 | 0.20123 | 0.20123 | #VALUE! | #VALUE! | #VALUE! | #VALUE! | 0 | 0 | 0.20123 | 0.20123 | #VALUE! | #VALUE! | #VALUE! | #VALUE! | 0 | 0 | 0.20123 | 0.20123 | #VALUE! | #VALUE! |  |  |  | #VALUE! | #VALUE! | #VALUE! | #VALUE! | #VALUE! | #VALUE! | #VALUE!
Wednesday | 7 | 27 | 17 | 4985 | 0 | 0 | 0 | 0 | 0 | 0 | 0 | 0 | 0 | 0 | 0 | 0 | 0 | 0 | 0 | 0 | 0 | 0 | 0 | 0 | 0 | 0.385 | 0.49167 | 0.50119 | 0.46052 | 0.1855 | 0.16469 | 0.5182 | 0.504 | 0 | 0 | 0 | 0 | 0 | 0 | 0 | 0 | 0 | 0 | 0 |  | 0 | 0 | 0 |  | #VALUE! | #VALUE! | #VALUE! | #VALUE! |  |  | #VALUE! | #VALUE! | 0 | 0 | 0.20123 | 0.20123 | #VALUE! | #VALUE! | #VALUE! | #VALUE! | 0 | 0 | 0.20123 | 0.20123 | #VALUE! | #VALUE! | #VALUE! | #VALUE! | 0 | 0 | 0.20123 | 0.20123 | #VALUE! | #VALUE! |  |  |  | #VALUE! | #VALUE! | #VALUE! | #VALUE! | #VALUE! | #VALUE! | #VALUE!
Wednesday | 7 | 27 | 18 | 4986 | 0 | 0 | 0 | 0 | 0 | 0 | 0 | 0 | 0 | 0 | 0 | 0 | 0 | 0 | 0 | 0 | 0 | 0 | 0 | 0 | 0 | 0.367 | 0.436 | 0.43871 | 0.42416 | 0.18775 | 0.20447 | 0.4592 | 0.466 | 0 | 0 | 0 | 0 | 0 | 0 | 0 | 0 | 0 | 0 | 0 |  | 0 | 0 | 0 |  | #VALUE! | #VALUE! | #VALUE! | #VALUE! |  |  | #VALUE! | #VALUE! | 0 | 0 | 0.20123 | 0.20123 | #VALUE! | #VALUE! | #VALUE! | #VALUE! | 0 | 0 | 0.20123 | 0.20123 | #VALUE! | #VALUE! | #VALUE! | #VALUE! | 0 | 0 | 0.20123 | 0.20123 | #VALUE! | #VALUE! |  |  |  | #VALUE! | #VALUE! | #VALUE! | #VALUE! | #VALUE! | #VALUE! | #VALUE!
Wednesday | 7 | 27 | 19 | 4987 | 0 | 0 | 0 | 0 | 0 | 0 | 0 | 0 | 0 | 0 | 0 | 0 | 0 | 0 | 0 | 0 | 0 | 0 | 0 | 0 | 0 | 0.24 | 0.31958 | 0.32546 | 0.37892 | 0.17525 | 0.11494 | 0.36253 | 0.388 | 0 | 0 | 0 | 0 | 0 | 0 | 0 | 0 | 0 | 0 | 0 |  | 0 | 0 | 0 |  | #VALUE! | #VALUE! | #VALUE! | #VALUE! |  |  | #VALUE! | #VALUE! | 0 | 0 | 0.20123 | 0.20123 | #VALUE! | #VALUE! | #VALUE! | #VALUE! | 0 | 0 | 0.20123 | 0.20123 | #VALUE! | #VALUE! | #VALUE! | #VALUE! | 0 | 0 | 0.20123 | 0.20123 | #VALUE! | #VALUE! |  |  |  | #VALUE! | #VALUE! | #VALUE! | #VALUE! | #VALUE! | #VALUE! | #VALUE!
Wednesday | 7 | 27 | 20 | 4988 | 0 | 0 | 0 | 0 | 0 | 0 | 0 | 0 | 0 | 0 | 0 | 0 | 0 | 0 | 0 | 0 | 0 | 0 | 0 | 0 | 0 | 0.09 | 0.17417 | 0.16763 | 0.23484 | 0.09125 | 0.0032477 | 0.23466 | 0.292 | 0 | 0 | 0 | 0 | 0 | 0 | 0 | 0 | 0 | 0 | 0 |  | 0 | 0 | 0 |  | #VALUE! | #VALUE! | #VALUE! | #VALUE! |  |  | #VALUE! | #VALUE! | 0 | 0 | 0.20123 | 0.20123 | #VALUE! | #VALUE! | #VALUE! | #VALUE! | 0 | 0 | 0.20123 | 0.20123 | #VALUE! | #VALUE! | #VALUE! | #VALUE! | 0 | 0 | 0.20123 | 0.20123 | #VALUE! | #VALUE! |  |  |  | #VALUE! | #VALUE! | #VALUE! | #VALUE! | #VALUE! | #VALUE! | #VALUE!
Wednesday | 7 | 27 | 21 | 4989 | 0 | 0 | 0 | 0 | 0 | 0 | 0 | 0 | 0 | 0 | 0 | 0 | 0 | 0 | 0 | 0 | 0 | 0 | 0 | 0 | 0 | 0 | 0.03325 | 0.018491 | 0.12945 | 0.0615 | 0.0017923 | 0.14113 | 0.228 | 0 | 0 | 0 | 0 | 0 | 0 | 0 | 0 | 0 | 0 | 0 |  | 0 | 0 | 0 |  | #VALUE! | #VALUE! | #VALUE! | #VALUE! |  |  | #VALUE! | #VALUE! | 0 | 0 | 0.20123 | 0.20123 | #VALUE! | #VALUE! | #VALUE! | #VALUE! | 0 | 0 | 0.20123 | 0.20123 | #VALUE! | #VALUE! | #VALUE! | #VALUE! | 0 | 0 | 0.20123 | 0.20123 | #VALUE! | #VALUE! |  |  |  | #VALUE! | #VALUE! | #VALUE! | #VALUE! | #VALUE! | #VALUE! | #VALUE!
Wednesday | 7 | 27 | 22 | 4990 | 0 | 0 | 0 | 0 | 0 | 0 | 0 | 0 | 0 | 0 | 0 | 0 | 0 | 0 | 0 | 0 | 0 | 0 | 0 | 0 | 0 | 0 | 0.003 | 0.0055402 | 0.027667 | 0.0165 | 0.0014801 | 0.11687 | 0.218 | 0 | 0 | 0 | 0 | 0 | 0 | 0 | 0 | 0 | 0 | 0 |  | 0 | 0 | 0 |  | #VALUE! | #VALUE! | #VALUE! | #VALUE! |  |  | #VALUE! | #VALUE! | 0 | 0 | 0.20123 | 0.20123 | #VALUE! | #VALUE! | #VALUE! | #VALUE! | 0 | 0 | 0.20123 | 0.20123 | #VALUE! | #VALUE! | #VALUE! | #VALUE! | 0 | 0 | 0.20123 | 0.20123 | #VALUE! | #VALUE! |  |  |  | #VALUE! | #VALUE! | #VALUE! | #VALUE! | #VALUE! | #VALUE! | #VALUE!
Wednesday | 7 | 27 | 23 | 4991 | 0 | 0 | 0 | 0 | 0 | 0 | 0 | 0 | 0 | 0 | 0 | 0 | 0 | 0 | 0 | 0 | 0 | 0 | 0 | 0 | 0 | 0 | 0 | 0.0015653 | 0.02778 | 0.0145 | 0.0011563 | 0.097645 | 0.209 | 0 | 0 | 0 | 0 | 0 | 0 | 0 | 0 | 0 | 0 | 0 |  | 0 | 0 | 0 |  | #VALUE! | #VALUE! | #VALUE! | #VALUE! |  |  | #VALUE! | #VALUE! | 0 | 0 | 0.20123 | 0.20123 | #VALUE! | #VALUE! | #VALUE! | #VALUE! | 0 | 0 | 0.20123 | 0.20123 | #VALUE! | #VALUE! | #VALUE! | #VALUE! | 0 | 0 | 0.20123 | 0.20123 | #VALUE! | #VALUE! |  |  |  | #VALUE! | #VALUE! | #VALUE! | #VALUE! | #VALUE! | #VALUE! | #VALUE!
Wednesday | 7 | 27 | 24 | 4992 | 0 | 0 | 0 | 0 | 0 | 0 | 0 | 0 | 0 | 0 | 0 | 0 | 0 | 0 | 0 | 0 | 0 | 0 | 0 | 0 | 0 | 0 | 0 | 0 | 0.029007 | 0 | 0.00042784 | 0.073804 | 0.194 | 0 | 0 | 0 | 0 | 0 | 0 | 0 | 0 | 0 | 0 | 0 |  | 0 | 0 | 0 |  | #VALUE! | #VALUE! | #VALUE! | #VALUE! |  |  | #VALUE! | #VALUE! | 0 | 0 | 0.20123 | 0.20123 | #VALUE! | #VALUE! | #VALUE! | #VALUE! | 0 | 0 | 0.20123 | 0.20123 | #VALUE! | #VALUE! | #VALUE! | #VALUE! | 0 | 0 | 0.20123 | 0.20123 | #VALUE! | #VALUE! |  |  |  | #VALUE! | #VALUE! | #VALUE! | #VALUE! | #VALUE! | #VALUE! | #VALUE!
Thursday | 7 | 28 | 1 | 4993 | 0 | 0 | 0 | 0 | 0 | 0 | 0 | 0 | 0 | 0 | 0 | 0 | 0 | 0 | 0 | 0 | 0 | 0 | 0 | 0 | 0 | 0 | 0 | 0 | 0.027782 | 0 | 0.00040472 | 0.068818 | 0.192 | 0 | 0 | 0 | 0 | 0 | 0 | 0 | 0 | 0 | 0 | 0 |  | 0 | 0 | 0 |  | #VALUE! | #VALUE! | #VALUE! | #VALUE! |  |  | #VALUE! | #VALUE! | 0 | 0 | 0.20123 | 0.20123 | #VALUE! | #VALUE! | #VALUE! | #VALUE! | 0 | 0 | 0.20123 | 0.20123 | #VALUE! | #VALUE! | #VALUE! | #VALUE! | 0 | 0 | 0.20123 | 0.20123 | #VALUE! | #VALUE! |  |  |  | #VALUE! | #VALUE! | #VALUE! | #VALUE! | #VALUE! | #VALUE! | #VALUE!
Thursday | 7 | 28 | 2 | 4994 | 0 | 0 | 0 | 0 | 0 | 0 | 0 | 0 | 0 | 0 | 0 | 0 | 0 | 0 | 0 | 0 | 0 | 0 | 0 | 0 | 0 | 0 | 0 | 0 | 0.027397 | 0 | 0 | 0.047505 | 0.153 | 0 | 0 | 0 | 0 | 0 | 0 | 0 | 0 | 0 | 0 | 0 |  | 0 | 0 | 0 |  | #VALUE! | #VALUE! | #VALUE! | #VALUE! |  |  | #VALUE! | #VALUE! | 0 | 0 | 0.20123 | 0.20123 | #VALUE! | #VALUE! | #VALUE! | #VALUE! | 0 | 0 | 0.20123 | 0.20123 | #VALUE! | #VALUE! | #VALUE! | #VALUE! | 0 | 0 | 0.20123 | 0.20123 | #VALUE! | #VALUE! |  |  |  | #VALUE! | #VALUE! | #VALUE! | #VALUE! | #VALUE! | #VALUE! | #VALUE!
Thursday | 7 | 28 | 3 | 4995 | 0 | 0 | 0 | 0 | 0 | 0 | 0 | 0 | 0 | 0 | 0 | 0 | 0 | 0 | 0 | 0 | 0 | 0 | 0 | 0 | 0 | 0 | 0 | 0 | 0.027227 | 0 | 0.00039315 | 0.063002 | 0.192 | 0 | 0 | 0 | 0 | 0 | 0 | 0 | 0 | 0 | 0 | 0 |  | 0 | 0 | 0 |  | #VALUE! | #VALUE! | #VALUE! | #VALUE! |  |  | #VALUE! | #VALUE! | 0 | 0 | 0.20123 | 0.20123 | #VALUE! | #VALUE! | #VALUE! | #VALUE! | 0 | 0 | 0.20123 | 0.20123 | #VALUE! | #VALUE! | #VALUE! | #VALUE! | 0 | 0 | 0.20123 | 0.20123 | #VALUE! | #VALUE! |  |  |  | #VALUE! | #VALUE! | #VALUE! | #VALUE! | #VALUE! | #VALUE! | #VALUE!
Thursday | 7 | 28 | 4 | 4996 | 0 | 0 | 0 | 0 | 0 | 0 | 0 | 0 | 0 | 0 | 0 | 0 | 0 | 0 | 0 | 0 | 0 | 0 | 0 | 0 | 0 | 0 | 0 | 0 | 0.02705 | 0 | 0.00039315 | 0.061654 | 0.191 | 0 | 0 | 0 | 0 | 0 | 0 | 0 | 0 | 0 | 0 | 0 |  | 0 | 0 | 0 |  | #VALUE! | #VALUE! | #VALUE! | #VALUE! |  |  | #VALUE! | #VALUE! | 0 | 0 | 0.20123 | 0.20123 | #VALUE! | #VALUE! | #VALUE! | #VALUE! | 0 | 0 | 0.20123 | 0.20123 | #VALUE! | #VALUE! | #VALUE! | #VALUE! | 0 | 0 | 0.20123 | 0.20123 | #VALUE! | #VALUE! |  |  |  | #VALUE! | #VALUE! | #VALUE! | #VALUE! | #VALUE! | #VALUE! | #VALUE!
Thursday | 7 | 28 | 5 | 4997 | 0 | 0 | 0 | 0 | 0 | 0 | 0 | 0 | 0 | 0 | 0 | 0 | 0 | 0 | 0 | 0 | 0 | 0 | 0 | 0 | 0 | 0 | 0 | 0.013435 | 0.026755 | 0 | 0.0024977 | 0.14948 | 0.332 | 0 | 0 | 0 | 0 | 0 | 0 | 0 | 0 | 0 | 0 | 0 |  | 0 | 0 | 0 |  | #VALUE! | #VALUE! | #VALUE! | #VALUE! |  |  | #VALUE! | #VALUE! | 0 | 0 | 0.20123 | 0.20123 | #VALUE! | #VALUE! | #VALUE! | #VALUE! | 0 | 0 | 0.20123 | 0.20123 | #VALUE! | #VALUE! | #VALUE! | #VALUE! | 0 | 0 | 0.20123 | 0.20123 | #VALUE! | #VALUE! |  |  |  | #VALUE! | #VALUE! | #VALUE! | #VALUE! | #VALUE! | #VALUE! | #VALUE!
Thursday | 7 | 28 | 6 | 4998 | 0 | 0 | 0 | 0 | 0 | 0 | 0 | 0 | 0 | 0 | 0 | 0 | 0 | 0 | 0 | 0 | 0 | 0 | 0 | 0 | 0 | 0 | 0 | 0.008 | 0.031037 | 0 | 0.059616 | 0.16139 | 0.385 | 0 | 0 | 0 | 0 | 0 | 0 | 0 | 0 | 0 | 0 | 0 |  | 0 | 0 | 0 |  | #VALUE! | #VALUE! | #VALUE! | #VALUE! |  |  | #VALUE! | #VALUE! | 0 | 0 | 0.20123 | 0.20123 | #VALUE! | #VALUE! | #VALUE! | #VALUE! | 0 | 0 | 0.20123 | 0.20123 | #VALUE! | #VALUE! | #VALUE! | #VALUE! | 0 | 0 | 0.20123 | 0.20123 | #VALUE! | #VALUE! |  |  |  | #VALUE! | #VALUE! | #VALUE! | #VALUE! | #VALUE! | #VALUE! | #VALUE!
Thursday | 7 | 28 | 7 | 4999 | 0 | 0 | 0 | 0 | 0 | 0 | 0 | 0 | 0 | 0 | 0 | 0 | 0 | 0 | 0 | 0 | 0 | 0 | 0 | 0 | 0 | 0 | 0 | 0.007 | 0.03146 | 0 | 0.067901 | 0.17295 | 0.407 | 0 | 0 | 0 | 0 | 0 | 0 | 0 | 0 | 0 | 0 | 0 |  | 0 | 0 | 0 |  | #VALUE! | #VALUE! | #VALUE! | #VALUE! |  |  | #VALUE! | #VALUE! | 0 | 0 | 0.20123 | 0.20123 | #VALUE! | #VALUE! | #VALUE! | #VALUE! | 0 | 0 | 0.20123 | 0.20123 | #VALUE! | #VALUE! | #VALUE! | #VALUE! | 0 | 0 | 0.20123 | 0.20123 | #VALUE! | #VALUE! |  |  |  | #VALUE! | #VALUE! | #VALUE! | #VALUE! | #VALUE! | #VALUE! | #VALUE!
Thursday | 7 | 28 | 8 | 5000 | 0 | 0 | 0 | 0 | 0 | 0 | 0 | 0 | 0 | 0 | 0 | 0 | 0 | 0 | 0 | 0 | 0 | 0 | 0 | 0 | 0 | 0 | 0 | 0.0012187 | 0.02871 | 0 | 0.048025 | 0.10527 | 0.279 | 0 | 0 | 0 | 0 | 0 | 0 | 0 | 0 | 0 | 0 | 0 |  | 0 | 0 | 0 |  | #VALUE! | #VALUE! | #VALUE! | #VALUE! |  |  | #VALUE! | #VALUE! | 0 | 0 | 0.20123 | 0.20123 | #VALUE! | #VALUE! | #VALUE! | #VALUE! | 0 | 0 | 0.20123 | 0.20123 | #VALUE! | #VALUE! | #VALUE! | #VALUE! | 0 | 0 | 0.20123 | 0.20123 | #VALUE! | #VALUE! |  |  |  | #VALUE! | #VALUE! | #VALUE! | #VALUE! | #VALUE! | #VALUE! | #VALUE!
Thursday | 7 | 28 | 9 | 5001 | 0 | 0 | 0 | 0 | 0 | 0 | 0 | 0 | 0 | 0 | 0 | 0 | 0 | 0 | 0 | 0 | 0 | 0 | 0 | 0 | 0 | 0 | 0 | 0 | 0.030282 | 0 | 0.050037 | 0.089485 | 0.257 | 0 | 0 | 0 | 0 | 0 | 0 | 0 | 0 | 0 | 0 | 0 |  | 0 | 0 | 0 |  | #VALUE! | #VALUE! | #VALUE! | #VALUE! |  |  | #VALUE! | #VALUE! | 0 | 0 | 0.20123 | 0.20123 | #VALUE! | #VALUE! | #VALUE! | #VALUE! | 0 | 0 | 0.20123 | 0.20123 | #VALUE! | #VALUE! | #VALUE! | #VALUE! | 0 | 0 | 0.20123 | 0.20123 | #VALUE! | #VALUE! |  |  |  | #VALUE! | #VALUE! | #VALUE! | #VALUE! | #VALUE! | #VALUE! | #VALUE!
Thursday | 7 | 28 | 10 | 5002 | 0 | 0 | 0 | 0 | 0 | 0 | 0 | 0 | 0 | 0 | 0 | 0 | 0 | 0 | 0 | 0 | 0 | 0 | 0 | 0 | 0 | 0 | 0 | 0 | 0.030051 | 0 | 0.052581 | 0.072112 | 0.23 | 0 | 0 | 0 | 0 | 0 | 0 | 0 | 0 | 0 | 0 | 0 |  | 0 | 0 | 0 |  | #VALUE! | #VALUE! | #VALUE! | #VALUE! |  |  | #VALUE! | #VALUE! | 0 | 0 | 0.20123 | 0.20123 | #VALUE! | #VALUE! | #VALUE! | #VALUE! | 0 | 0 | 0.20123 | 0.20123 | #VALUE! | #VALUE! | #VALUE! | #VALUE! | 0 | 0 | 0.20123 | 0.20123 | #VALUE! | #VALUE! |  |  |  | #VALUE! | #VALUE! | #VALUE! | #VALUE! | #VALUE! | #VALUE! | #VALUE!
Thursday | 7 | 28 | 11 | 5003 | 0 | 0 | 0 | 0 | 0 | 0 | 0 | 0 | 0 | 0 | 0 | 0 | 0 | 0 | 0 | 0 | 0 | 0 | 0 | 0 | 0 | 0 | 0 | 0 | 0.025144 | 0.0125 | 0.067254 | 0.050767 | 0.174 | 0 | 0 | 0 | 0 | 0 | 0 | 0 | 0 | 0 | 0 | 0 |  | 0 | 0 | 0 |  | #VALUE! | #VALUE! | #VALUE! | #VALUE! |  |  | #VALUE! | #VALUE! | 0 | 0 | 0.20123 | 0.20123 | #VALUE! | #VALUE! | #VALUE! | #VALUE! | 0 | 0 | 0.20123 | 0.20123 | #VALUE! | #VALUE! | #VALUE! | #VALUE! | 0 | 0 | 0.20123 | 0.20123 | #VALUE! | #VALUE! |  |  |  | #VALUE! | #VALUE! | #VALUE! | #VALUE! | #VALUE! | #VALUE! | #VALUE!
Thursday | 7 | 28 | 12 | 5004 | 0 | 0 | 0 | 0 | 0 | 0 | 0 | 0 | 0 | 0 | 0 | 0 | 0 | 0 | 0 | 0 | 0 | 0 | 0 | 0 | 0 | 0 | 0 | 0 | 0.023935 | 0.03075 | 0.085461 | 0.04294 | 0.145 | 0 | 0 | 0 | 0 | 0 | 0 | 0 | 0 | 0 | 0 | 0 |  | 0 | 0 | 0 |  | #VALUE! | #VALUE! | #VALUE! | #VALUE! |  |  | #VALUE! | #VALUE! | 0 | 0 | 0.20123 | 0.20123 | #VALUE! | #VALUE! | #VALUE! | #VALUE! | 0 | 0 | 0.20123 | 0.20123 | #VALUE! | #VALUE! | #VALUE! | #VALUE! | 0 | 0 | 0.20123 | 0.20123 | #VALUE! | #VALUE! |  |  |  | #VALUE! | #VALUE! | #VALUE! | #VALUE! | #VALUE! | #VALUE! | #VALUE!
Thursday | 7 | 28 | 13 | 5005 | 0 | 0 | 0 | 0 | 0 | 0 | 0 | 0 | 0 | 0 | 0 | 0 | 0 | 0 | 0 | 0 | 0 | 0 | 0 | 0 | 0 | 0 | 0 | 0 | 0.027573 | 0.046 | 0.14161 | 0.050326 | 0.168 | 0 | 0 | 0 | 0 | 0 | 0 | 0 | 0 | 0 | 0 | 0 |  | 0 | 0 | 0 |  | #VALUE! | #VALUE! | #VALUE! | #VALUE! |  |  | #VALUE! | #VALUE! | 0 | 0 | 0.20123 | 0.20123 | #VALUE! | #VALUE! | #VALUE! | #VALUE! | 0 | 0 | 0.20123 | 0.20123 | #VALUE! | #VALUE! | #VALUE! | #VALUE! | 0 | 0 | 0.20123 | 0.20123 | #VALUE! | #VALUE! |  |  |  | #VALUE! | #VALUE! | #VALUE! | #VALUE! | #VALUE! | #VALUE! | #VALUE!
Thursday | 7 | 28 | 14 | 5006 | 0 | 0 | 0 | 0 | 0 | 0 | 0 | 0 | 0 | 0 | 0 | 0 | 0 | 0 | 0 | 0 | 0 | 0 | 0 | 0 | 0 | 0 | 0 | 0 | 0.027098 | 0.13325 | 0.1687 | 0.049807 | 0.165 | 0 | 0 | 0 | 0 | 0 | 0 | 0 | 0 | 0 | 0 | 0 |  | 0 | 0 | 0 |  | #VALUE! | #VALUE! | #VALUE! | #VALUE! |  |  | #VALUE! | #VALUE! | 0 | 0 | 0.20123 | 0.20123 | #VALUE! | #VALUE! | #VALUE! | #VALUE! | 0 | 0 | 0.20123 | 0.20123 | #VALUE! | #VALUE! | #VALUE! | #VALUE! | 0 | 0 | 0.20123 | 0.20123 | #VALUE! | #VALUE! |  |  |  | #VALUE! | #VALUE! | #VALUE! | #VALUE! | #VALUE! | #VALUE! | #VALUE!
Thursday | 7 | 28 | 15 | 5007 | 0 | 0 | 0 | 0 | 0 | 0 | 0 | 0 | 0 | 0 | 0 | 0 | 0 | 0 | 0 | 0 | 0 | 0 | 0 | 0 | 0 | 0 | 0 | 0 | 0.026957 | 0.05625 | 0.20002 | 0.049258 | 0.161 | 0 | 0 | 0 | 0 | 0 | 0 | 0 | 0 | 0 | 0 | 0 |  | 0 | 0 | 0 |  | #VALUE! | #VALUE! | #VALUE! | #VALUE! |  |  | #VALUE! | #VALUE! | 0 | 0 | 0.20123 | 0.20123 | #VALUE! | #VALUE! | #VALUE! | #VALUE! | 0 | 0 | 0.20123 | 0.20123 | #VALUE! | #VALUE! | #VALUE! | #VALUE! | 0 | 0 | 0.20123 | 0.20123 | #VALUE! | #VALUE! |  |  |  | #VALUE! | #VALUE! | #VALUE! | #VALUE! | #VALUE! | #VALUE! | #VALUE!
Thursday | 7 | 28 | 16 | 5008 | 0 | 0 | 0 | 0 | 0 | 0 | 0 | 0 | 0 | 0 | 0 | 0 | 0 | 0 | 0 | 0 | 0 | 0 | 0 | 0 | 0 | 0 | 0 | 0 | 0.029931 | 0.1395 | 0.22591 | 0.068003 | 0.205 | 0 | 0 | 0 | 0 | 0 | 0 | 0 | 0 | 0 | 0 | 0 |  | 0 | 0 | 0 |  | #VALUE! | #VALUE! | #VALUE! | #VALUE! |  |  | #VALUE! | #VALUE! | 0 | 0 | 0.20123 | 0.20123 | #VALUE! | #VALUE! | #VALUE! | #VALUE! | 0 | 0 | 0.20123 | 0.20123 | #VALUE! | #VALUE! | #VALUE! | #VALUE! | 0 | 0 | 0.20123 | 0.20123 | #VALUE! | #VALUE! |  |  |  | #VALUE! | #VALUE! | #VALUE! | #VALUE! | #VALUE! | #VALUE! | #VALUE!
Thursday | 7 | 28 | 17 | 5009 | 0 | 0 | 0 | 0 | 0 | 0 | 0 | 0 | 0 | 0 | 0 | 0 | 0 | 0 | 0 | 0 | 0 | 0 | 0 | 0 | 0 | 0 | 0 | 0 | 0.02966 | 0.097 | 0.20689 | 0.084309 | 0.231 | 0 | 0 | 0 | 0 | 0 | 0 | 0 | 0 | 0 | 0 | 0 |  | 0 | 0 | 0 |  | #VALUE! | #VALUE! | #VALUE! | #VALUE! |  |  | #VALUE! | #VALUE! | 0 | 0 | 0.20123 | 0.20123 | #VALUE! | #VALUE! | #VALUE! | #VALUE! | 0 | 0 | 0.20123 | 0.20123 | #VALUE! | #VALUE! | #VALUE! | #VALUE! | 0 | 0 | 0.20123 | 0.20123 | #VALUE! | #VALUE! |  |  |  | #VALUE! | #VALUE! | #VALUE! | #VALUE! | #VALUE! | #VALUE! | #VALUE!
Thursday | 7 | 28 | 18 | 5010 | 0 | 0 | 0 | 0 | 0 | 0 | 0 | 0 | 0 | 0 | 0 | 0 | 0 | 0 | 0 | 0 | 0 | 0 | 0 | 0 | 0 | 0 | 0 | 0 | 0.027553 | 0.099 | 0.1637 | 0.043608 | 0.14 | 0 | 0 | 0 | 0 | 0 | 0 | 0 | 0 | 0 | 0 | 0 |  | 0 | 0 | 0 |  | #VALUE! | #VALUE! | #VALUE! | #VALUE! |  |  | #VALUE! | #VALUE! | 0 | 0 | 0.20123 | 0.20123 | #VALUE! | #VALUE! | #VALUE! | #VALUE! | 0 | 0 | 0.20123 | 0.20123 | #VALUE! | #VALUE! | #VALUE! | #VALUE! | 0 | 0 | 0.20123 | 0.20123 | #VALUE! | #VALUE! |  |  |  | #VALUE! | #VALUE! | #VALUE! | #VALUE! | #VALUE! | #VALUE! | #VALUE!
Thursday | 7 | 28 | 19 | 5011 | 0 | 0 | 0 | 0 | 0 | 0 | 0 | 0 | 0 | 0 | 0 | 0 | 0 | 0 | 0 | 0 | 0 | 0 | 0 | 0 | 0 | 0 | 0 | 0 | 0.025402 | 0.062 | 0.13268 | 0.043013 | 0.136 | 0 | 0 | 0 | 0 | 0 | 0 | 0 | 0 | 0 | 0 | 0 |  | 0 | 0 | 0 |  | #VALUE! | #VALUE! | #VALUE! | #VALUE! |  |  | #VALUE! | #VALUE! | 0 | 0 | 0.20123 | 0.20123 | #VALUE! | #VALUE! | #VALUE! | #VALUE! | 0 | 0 | 0.20123 | 0.20123 | #VALUE! | #VALUE! | #VALUE! | #VALUE! | 0 | 0 | 0.20123 | 0.20123 | #VALUE! | #VALUE! |  |  |  | #VALUE! | #VALUE! | #VALUE! | #VALUE! | #VALUE! | #VALUE! | #VALUE!
Thursday | 7 | 28 | 20 | 5012 | 0 | 0 | 0 | 0 | 0 | 0 | 0 | 0 | 0 | 0 | 0 | 0 | 0 | 0 | 0 | 0 | 0 | 0 | 0 | 0 | 0 | 0 | 0 | 0 | 0.024368 | 0.05725 | 0.052813 | 0.042366 | 0.133 | 0 | 0 | 0 | 0 | 0 | 0 | 0 | 0 | 0 | 0 | 0 |  | 0 | 0 | 0 |  | #VALUE! | #VALUE! | #VALUE! | #VALUE! |  |  | #VALUE! | #VALUE! | 0 | 0 | 0.20123 | 0.20123 | #VALUE! | #VALUE! | #VALUE! | #VALUE! | 0 | 0 | 0.20123 | 0.20123 | #VALUE! | #VALUE! | #VALUE! | #VALUE! | 0 | 0 | 0.20123 | 0.20123 | #VALUE! | #VALUE! |  |  |  | #VALUE! | #VALUE! | #VALUE! | #VALUE! | #VALUE! | #VALUE! | #VALUE!
Thursday | 7 | 28 | 21 | 5013 | 0 | 0 | 0 | 0 | 0 | 0 | 0 | 0 | 0 | 0 | 0 | 0 | 0 | 0 | 0 | 0 | 0 | 0 | 0 | 0 | 0 | 0 | 0 | 0 | 0.019073 | 0.032 | 0 | 0.027124 | 0.087 | 0 | 0 | 0 | 0 | 0 | 0 | 0 | 0 | 0 | 0 | 0 |  | 0 | 0 | 0 |  | #VALUE! | #VALUE! | #VALUE! | #VALUE! |  |  | #VALUE! | #VALUE! | 0 | 0 | 0.20123 | 0.20123 | #VALUE! | #VALUE! | #VALUE! | #VALUE! | 0 | 0 | 0.20123 | 0.20123 | #VALUE! | #VALUE! | #VALUE! | #VALUE! | 0 | 0 | 0.20123 | 0.20123 | #VALUE! | #VALUE! |  |  |  | #VALUE! | #VALUE! | #VALUE! | #VALUE! | #VALUE! | #VALUE! | #VALUE!
Thursday | 7 | 28 | 22 | 5014 | 0 | 0 | 0 | 0 | 0 | 0 | 0 | 0 | 0 | 0 | 0 | 0 | 0 | 0 | 0 | 0 | 0 | 0 | 0 | 0 | 0 | 0 | 0 | 0 | 0.013298 | 0.032 | 0.034921 | 0.024745 | 0.056 | 0 | 0 | 0 | 0 | 0 | 0 | 0 | 0 | 0 | 0 | 0 |  | 0 | 0 | 0 |  | #VALUE! | #VALUE! | #VALUE! | #VALUE! |  |  | #VALUE! | #VALUE! | 0 | 0 | 0.20123 | 0.20123 | #VALUE! | #VALUE! | #VALUE! | #VALUE! | 0 | 0 | 0.20123 | 0.20123 | #VALUE! | #VALUE! | #VALUE! | #VALUE! | 0 | 0 | 0.20123 | 0.20123 | #VALUE! | #VALUE! |  |  |  | #VALUE! | #VALUE! | #VALUE! | #VALUE! | #VALUE! | #VALUE! | #VALUE!
Thursday | 7 | 28 | 23 | 5015 | 0 | 0 | 0 | 0 | 0 | 0 | 0 | 0 | 0 | 0 | 0 | 0 | 0 | 0 | 0 | 0 | 0 | 0 | 0 | 0 | 0 | 0 | 0 | 0 | 0.0083815 | 0 | 0 | 0.0184 | 0.009 | 0 | 0 | 0 | 0 | 0 | 0 | 0 | 0 | 0 | 0 | 0 |  | 0 | 0 | 0 |  | #VALUE! | #VALUE! | #VALUE! | #VALUE! |  |  | #VALUE! | #VALUE! | 0 | 0 | 0.20123 | 0.20123 | #VALUE! | #VALUE! | #VALUE! | #VALUE! | 0 | 0 | 0.20123 | 0.20123 | #VALUE! | #VALUE! | #VALUE! | #VALUE! | 0 | 0 | 0.20123 | 0.20123 | #VALUE! | #VALUE! |  |  |  | #VALUE! | #VALUE! | #VALUE! | #VALUE! | #VALUE! | #VALUE! | #VALUE!
Thursday | 7 | 28 | 24 | 5016 | 0 | 0 | 0 | 0 | 0 | 0 | 0 | 0 | 0 | 0 | 0 | 0 | 0 | 0 | 0 | 0 | 0 | 0 | 0 | 0 | 0 | 0 | 0 | 0 | 0.0053419 | 0 | 0.033971 | 0.0184 | 0.006 | 0 | 0 | 0 | 0 | 0 | 0 | 0 | 0 | 0 | 0 | 0 |  | 0 | 0 | 0 |  | #VALUE! | #VALUE! | #VALUE! | #VALUE! |  |  | #VALUE! | #VALUE! | 0 | 0 | 0.20123 | 0.20123 | #VALUE! | #VALUE! | #VALUE! | #VALUE! | 0 | 0 | 0.20123 | 0.20123 | #VALUE! | #VALUE! | #VALUE! | #VALUE! | 0 | 0 | 0.20123 | 0.20123 | #VALUE! | #VALUE! |  |  |  | #VALUE! | #VALUE! | #VALUE! | #VALUE! | #VALUE! | #VALUE! | #VALUE!
Friday | 7 | 29 | 1 | 5017 | 0 | 0 | 0 | 0 | 0 | 0 | 0 | 0 | 0 | 0 | 0 | 0 | 0 | 0 | 0 | 0 | 0 | 0 | 0 | 0 | 0 | 0 | 0 | 0 | 0.0024236 | 0 | 0.038722 | 0.015386 | 0 | 0 | 0 | 0 | 0 | 0 | 0 | 0 | 0 | 0 | 0 | 0 |  | 0 | 0 | 0 |  | #VALUE! | #VALUE! | #VALUE! | #VALUE! |  |  | #VALUE! | #VALUE! | 0 | 0 | 0.20123 | 0.20123 | #VALUE! | #VALUE! | #VALUE! | #VALUE! | 0 | 0 | 0.20123 | 0.20123 | #VALUE! | #VALUE! | #VALUE! | #VALUE! | 0 | 0 | 0.20123 | 0.20123 | #VALUE! | #VALUE! |  |  |  | #VALUE! | #VALUE! | #VALUE! | #VALUE! | #VALUE! | #VALUE! | #VALUE!
Friday | 7 | 29 | 2 | 5018 | 0 | 0 | 0 | 0 | 0 | 0 | 0 | 0 | 0 | 0 | 0 | 0 | 0 | 0 | 0 | 0 | 0 | 0 | 0 | 0 | 0 | 0 | 0 | 0 | 0 | 0 | 0.033733 | 0.011103 | 0 | 0 | 0 | 0 | 0 | 0 | 0 | 0 | 0 | 0 | 0 | 0 |  | 0 | 0 | 0 |  | #VALUE! | #VALUE! | #VALUE! | #VALUE! |  |  | #VALUE! | #VALUE! | 0 | 0 | 0.20123 | 0.20123 | #VALUE! | #VALUE! | #VALUE! | #VALUE! | 0 | 0 | 0.20123 | 0.20123 | #VALUE! | #VALUE! | #VALUE! | #VALUE! | 0 | 0 | 0.20123 | 0.20123 | #VALUE! | #VALUE! |  |  |  | #VALUE! | #VALUE! | #VALUE! | #VALUE! | #VALUE! | #VALUE! | #VALUE!
Friday | 7 | 29 | 3 | 5019 | 0 | 0 | 0 | 0 | 0 | 0 | 0 | 0 | 0 | 0 | 0 | 0 | 0 | 0 | 0 | 0 | 0 | 0 | 0 | 0 | 0 | 0 | 0 | 0 | 0 | 0 | 0 | 0.0049172 | 0 | 0 | 0 | 0 | 0 | 0 | 0 | 0 | 0 | 0 | 0 | 0 |  | 0 | 0 | 0 |  | #VALUE! | #VALUE! | #VALUE! | #VALUE! |  |  | #VALUE! | #VALUE! | 0 | 0 | 0.20123 | 0.20123 | #VALUE! | #VALUE! | #VALUE! | #VALUE! | 0 | 0 | 0.20123 | 0.20123 | #VALUE! | #VALUE! | #VALUE! | #VALUE! | 0 | 0 | 0.20123 | 0.20123 | #VALUE! | #VALUE! |  |  |  | #VALUE! | #VALUE! | #VALUE! | #VALUE! | #VALUE! | #VALUE! | #VALUE!
Friday | 7 | 29 | 4 | 5020 | 0 | 0 | 0 | 0 | 0 | 0 | 0 | 0 | 0 | 0 | 0 | 0 | 0 | 0 | 0 | 0 | 0 | 0 | 0 | 0 | 0 | 0 | 0 | 0 | 0 | 0 | 0.031595 | 0.0049172 | 0 | 0 | 0 | 0 | 0 | 0 | 0 | 0 | 0 | 0 | 0 | 0 |  | 0 | 0 | 0 |  | #VALUE! | #VALUE! | #VALUE! | #VALUE! |  |  | #VALUE! | #VALUE! | 0 | 0 | 0.20123 | 0.20123 | #VALUE! | #VALUE! | #VALUE! | #VALUE! | 0 | 0 | 0.20123 | 0.20123 | #VALUE! | #VALUE! | #VALUE! | #VALUE! | 0 | 0 | 0.20123 | 0.20123 | #VALUE! | #VALUE! |  |  |  | #VALUE! | #VALUE! | #VALUE! | #VALUE! | #VALUE! | #VALUE! | #VALUE!
Friday | 7 | 29 | 5 | 5021 | 0 | 0 | 0 | 0 | 0 | 0 | 0 | 0 | 0 | 0 | 0 | 0 | 0 | 0 | 0 | 0 | 0 | 0 | 0 | 0 | 0 | 0 | 0 | 0 | 0 | 0 | 0.03801 | 0.0076138 | 0 | 0 | 0 | 0 | 0 | 0 | 0 | 0 | 0 | 0 | 0 | 0 |  | 0 | 0 | 0 |  | #VALUE! | #VALUE! | #VALUE! | #VALUE! |  |  | #VALUE! | #VALUE! | 0 | 0 | 0.20123 | 0.20123 | #VALUE! | #VALUE! | #VALUE! | #VALUE! | 0 | 0 | 0.20123 | 0.20123 | #VALUE! | #VALUE! | #VALUE! | #VALUE! | 0 | 0 | 0.20123 | 0.20123 | #VALUE! | #VALUE! |  |  |  | #VALUE! | #VALUE! | #VALUE! | #VALUE! | #VALUE! | #VALUE! | #VALUE!
Friday | 7 | 29 | 6 | 5022 | 0 | 0 | 0 | 0 | 0 | 0 | 0 | 0 | 0 | 0 | 0 | 0 | 0 | 0 | 0 | 0 | 0 | 0 | 0 | 0 | 0 | 0 | 0 | 0 | 0 | 0 | 0.03896 | 0.0076138 | 0 | 0 | 0 | 0 | 0 | 0 | 0 | 0 | 0 | 0 | 0 | 0 |  | 0 | 0 | 0 |  | #VALUE! | #VALUE! | #VALUE! | #VALUE! |  |  | #VALUE! | #VALUE! | 0 | 0 | 0.20123 | 0.20123 | #VALUE! | #VALUE! | #VALUE! | #VALUE! | 0 | 0 | 0.20123 | 0.20123 | #VALUE! | #VALUE! | #VALUE! | #VALUE! | 0 | 0 | 0.20123 | 0.20123 | #VALUE! | #VALUE! |  |  |  | #VALUE! | #VALUE! | #VALUE! | #VALUE! | #VALUE! | #VALUE! | #VALUE!
Friday | 7 | 29 | 7 | 5023 | 0 | 0 | 0 | 0 | 0 | 0 | 0 | 0 | 0 | 0 | 0 | 0 | 0 | 0 | 0 | 0 | 0 | 0 | 0 | 0 | 0 | 0 | 0 | 0 | 0 | 0 | 0.033733 | 0.0077724 | 0 | 0 | 0 | 0 | 0 | 0 | 0 | 0 | 0 | 0 | 0 | 0 |  | 0 | 0 | 0 |  | #VALUE! | #VALUE! | #VALUE! | #VALUE! |  |  | #VALUE! | #VALUE! | 0 | 0 | 0.20123 | 0.20123 | #VALUE! | #VALUE! | #VALUE! | #VALUE! | 0 | 0 | 0.20123 | 0.20123 | #VALUE! | #VALUE! | #VALUE! | #VALUE! | 0 | 0 | 0.20123 | 0.20123 | #VALUE! | #VALUE! |  |  |  | #VALUE! | #VALUE! | #VALUE! | #VALUE! | #VALUE! | #VALUE! | #VALUE!
Friday | 7 | 29 | 8 | 5024 | 0 | 0 | 0 | 0 | 0 | 0 | 0 | 0 | 0 | 0 | 0 | 0 | 0 | 0 | 0 | 0 | 0 | 0 | 0 | 0 | 0 | 0 | 0 | 0 | 0 | 0 | 0 | 0.0069793 | 0 | 0 | 0 | 0 | 0 | 0 | 0 | 0 | 0 | 0 | 0 | 0 |  | 0 | 0 | 0 |  | #VALUE! | #VALUE! | #VALUE! | #VALUE! |  |  | #VALUE! | #VALUE! | 0 | 0 | 0.20123 | 0.20123 | #VALUE! | #VALUE! | #VALUE! | #VALUE! | 0 | 0 | 0.20123 | 0.20123 | #VALUE! | #VALUE! | #VALUE! | #VALUE! | 0 | 0 | 0.20123 | 0.20123 | #VALUE! | #VALUE! |  |  |  | #VALUE! | #VALUE! | #VALUE! | #VALUE! | #VALUE! | #VALUE! | #VALUE!
Friday | 7 | 29 | 9 | 5025 | 0 | 0 | 0 | 0 | 0 | 0 | 0 | 0 | 0 | 0 | 0 | 0 | 0 | 0 | 0 | 0 | 0 | 0 | 0 | 0 | 0 | 0 | 0 | 0 | 0.0053913 | 0 | 0.061889 | 0.0138 | 0 | 0 | 0 | 0 | 0 | 0 | 0 | 0 | 0 | 0 | 0 | 0 |  | 0 | 0 | 0 |  | #VALUE! | #VALUE! | #VALUE! | #VALUE! |  |  | #VALUE! | #VALUE! | 0 | 0 | 0.20123 | 0.20123 | #VALUE! | #VALUE! | #VALUE! | #VALUE! | 0 | 0 | 0.20123 | 0.20123 | #VALUE! | #VALUE! | #VALUE! | #VALUE! | 0 | 0 | 0.20123 | 0.20123 | #VALUE! | #VALUE! |  |  |  | #VALUE! | #VALUE! | #VALUE! | #VALUE! | #VALUE! | #VALUE! | #VALUE!
Friday | 7 | 29 | 10 | 5026 | 0 | 0 | 0 | 0 | 0 | 0 | 0 | 0 | 0 | 0 | 0 | 0 | 0 | 0 | 0 | 0 | 0 | 0 | 0 | 0 | 0 | 0 | 0 | 0 | 0.018774 | 0 | 0.075527 | 0.032153 | 0.086 | 0 | 0 | 0 | 0 | 0 | 0 | 0 | 0 | 0 | 0 | 0 |  | 0 | 0 | 0 |  | #VALUE! | #VALUE! | #VALUE! | #VALUE! |  |  | #VALUE! | #VALUE! | 0 | 0 | 0.20123 | 0.20123 | #VALUE! | #VALUE! | #VALUE! | #VALUE! | 0 | 0 | 0.20123 | 0.20123 | #VALUE! | #VALUE! | #VALUE! | #VALUE! | 0 | 0 | 0.20123 | 0.20123 | #VALUE! | #VALUE! |  |  |  | #VALUE! | #VALUE! | #VALUE! | #VALUE! | #VALUE! | #VALUE! | #VALUE!
Friday | 7 | 29 | 11 | 5027 | 0 | 0 | 0 | 0 | 0 | 0 | 0 | 0 | 0 | 0 | 0 | 0 | 0 | 0 | 0 | 0 | 0 | 0 | 0 | 0 | 0 | 0 | 0 | 0 | 0.024648 | 0.00775 | 0.10615 | 0.082857 | 0.186 | 0 | 0 | 0 | 0 | 0 | 0 | 0 | 0 | 0 | 0 | 0 |  | 0 | 0 | 0 |  | #VALUE! | #VALUE! | #VALUE! | #VALUE! |  |  | #VALUE! | #VALUE! | 0 | 0 | 0.20123 | 0.20123 | #VALUE! | #VALUE! | #VALUE! | #VALUE! | 0 | 0 | 0.20123 | 0.20123 | #VALUE! | #VALUE! | #VALUE! | #VALUE! | 0 | 0 | 0.20123 | 0.20123 | #VALUE! | #VALUE! |  |  |  | #VALUE! | #VALUE! | #VALUE! | #VALUE! | #VALUE! | #VALUE! | #VALUE!
Friday | 7 | 29 | 12 | 5028 | 0 | 0 | 0 | 0 | 0 | 0 | 0 | 0 | 0 | 0 | 0 | 0 | 0 | 0 | 0 | 0 | 0 | 0 | 0 | 0 | 0 | 0 | 0.042667 | 0.030404 | 0.13221 | 0.0425 | 0.13038 | 0.17302 | 0.316 | 0 | 0 | 0 | 0 | 0 | 0 | 0 | 0 | 0 | 0 | 0 |  | 0 | 0 | 0 |  | #VALUE! | #VALUE! | #VALUE! | #VALUE! |  |  | #VALUE! | #VALUE! | 0 | 0 | 0.20123 | 0.20123 | #VALUE! | #VALUE! | #VALUE! | #VALUE! | 0 | 0 | 0.20123 | 0.20123 | #VALUE! | #VALUE! | #VALUE! | #VALUE! | 0 | 0 | 0.20123 | 0.20123 | #VALUE! | #VALUE! |  |  |  | #VALUE! | #VALUE! | #VALUE! | #VALUE! | #VALUE! | #VALUE! | #VALUE!
Friday | 7 | 29 | 13 | 5029 | 0 | 0 | 0 | 0 | 0 | 0 | 0 | 0 | 0 | 0 | 0 | 0 | 0 | 0 | 0 | 0 | 0 | 0 | 0 | 0 | 0 | 0.017 | 0.11758 | 0.10299 | 0.25619 | 0.11 | 0.15574 | 0.18169 | 0.284 | 0 | 0 | 0 | 0 | 0 | 0 | 0 | 0 | 0 | 0 | 0 |  | 0 | 0 | 0 |  | #VALUE! | #VALUE! | #VALUE! | #VALUE! |  |  | #VALUE! | #VALUE! | 0 | 0 | 0.20123 | 0.20123 | #VALUE! | #VALUE! | #VALUE! | #VALUE! | 0 | 0 | 0.20123 | 0.20123 | #VALUE! | #VALUE! | #VALUE! | #VALUE! | 0 | 0 | 0.20123 | 0.20123 | #VALUE! | #VALUE! |  |  |  | #VALUE! | #VALUE! | #VALUE! | #VALUE! | #VALUE! | #VALUE! | #VALUE!
Friday | 7 | 29 | 14 | 5030 | 0 | 0 | 0 | 0 | 0 | 0 | 0 | 0 | 0 | 0 | 0 | 0 | 0 | 0 | 0 | 0 | 0 | 0 | 0 | 0 | 0 | 0.092 | 0.21383 | 0.20117 | 0.32134 | 0.17125 | 0.15213 | 0.24834 | 0.338 | 0 | 0 | 0 | 0 | 0 | 0 | 0 | 0 | 0 | 0 | 0 |  | 0 | 0 | 0 |  | #VALUE! | #VALUE! | #VALUE! | #VALUE! |  |  | #VALUE! | #VALUE! | 0 | 0 | 0.20123 | 0.20123 | #VALUE! | #VALUE! | #VALUE! | #VALUE! | 0 | 0 | 0.20123 | 0.20123 | #VALUE! | #VALUE! | #VALUE! | #VALUE! | 0 | 0 | 0.20123 | 0.20123 | #VALUE! | #VALUE! |  |  |  | #VALUE! | #VALUE! | #VALUE! | #VALUE! | #VALUE! | #VALUE! | #VALUE!
Friday | 7 | 29 | 15 | 5031 | 0 | 0 | 0 | 0 | 0 | 0 | 0 | 0 | 0 | 0 | 0 | 0 | 0 | 0 | 0 | 0 | 0 | 0 | 0 | 0 | 0 | 0.182 | 0.28667 | 0.28417 | 0.33919 | 0.3075 | 0.17843 | 0.30934 | 0.358 | 0 | 0 | 0 | 0 | 0 | 0 | 0 | 0 | 0 | 0 | 0 |  | 0 | 0 | 0 |  | #VALUE! | #VALUE! | #VALUE! | #VALUE! |  |  | #VALUE! | #VALUE! | 0 | 0 | 0.20123 | 0.20123 | #VALUE! | #VALUE! | #VALUE! | #VALUE! | 0 | 0 | 0.20123 | 0.20123 | #VALUE! | #VALUE! | #VALUE! | #VALUE! | 0 | 0 | 0.20123 | 0.20123 | #VALUE! | #VALUE! |  |  |  | #VALUE! | #VALUE! | #VALUE! | #VALUE! | #VALUE! | #VALUE! | #VALUE!
Friday | 7 | 29 | 16 | 5032 | 0 | 0 | 0 | 0 | 0 | 0 | 0 | 0 | 0 | 0 | 0 | 0 | 0 | 0 | 0 | 0 | 0 | 0 | 0 | 0 | 0 | 0.1985 | 0.29075 | 0.2971 | 0.32858 | 0.275 | 0.20324 | 0.32109 | 0.355 | 0 | 0 | 0 | 0 | 0 | 0 | 0 | 0 | 0 | 0 | 0 |  | 0 | 0 | 0 |  | #VALUE! | #VALUE! | #VALUE! | #VALUE! |  |  | #VALUE! | #VALUE! | 0 | 0 | 0.20123 | 0.20123 | #VALUE! | #VALUE! | #VALUE! | #VALUE! | 0 | 0 | 0.20123 | 0.20123 | #VALUE! | #VALUE! | #VALUE! | #VALUE! | 0 | 0 | 0.20123 | 0.20123 | #VALUE! | #VALUE! |  |  |  | #VALUE! | #VALUE! | #VALUE! | #VALUE! | #VALUE! | #VALUE! | #VALUE!
Friday | 7 | 29 | 17 | 5033 | 0 | 0 | 0 | 0 | 0 | 0 | 0 | 0 | 0 | 0 | 0 | 0 | 0 | 0 | 0 | 0 | 0 | 0 | 0 | 0 | 0 | 0.211 | 0.29525 | 0.30994 | 0.32494 | 0.2065 | 0.25393 | 0.33194 | 0.355 | 0 | 0 | 0 | 0 | 0 | 0 | 0 | 0 | 0 | 0 | 0 |  | 0 | 0 | 0 |  | #VALUE! | #VALUE! | #VALUE! | #VALUE! |  |  | #VALUE! | #VALUE! | 0 | 0 | 0.20123 | 0.20123 | #VALUE! | #VALUE! | #VALUE! | #VALUE! | 0 | 0 | 0.20123 | 0.20123 | #VALUE! | #VALUE! | #VALUE! | #VALUE! | 0 | 0 | 0.20123 | 0.20123 | #VALUE! | #VALUE! |  |  |  | #VALUE! | #VALUE! | #VALUE! | #VALUE! | #VALUE! | #VALUE! | #VALUE!
Friday | 7 | 29 | 18 | 5034 | 0 | 0 | 0 | 0 | 0 | 0 | 0 | 0 | 0 | 0 | 0 | 0 | 0 | 0 | 0 | 0 | 0 | 0 | 0 | 0 | 0 | 0.1815 | 0.2605 | 0.27975 | 0.31788 | 0.1835 | 0.25075 | 0.31094 | 0.337 | 0 | 0 | 0 | 0 | 0 | 0 | 0 | 0 | 0 | 0 | 0 |  | 0 | 0 | 0 |  | #VALUE! | #VALUE! | #VALUE! | #VALUE! |  |  | #VALUE! | #VALUE! | 0 | 0 | 0.20123 | 0.20123 | #VALUE! | #VALUE! | #VALUE! | #VALUE! | 0 | 0 | 0.20123 | 0.20123 | #VALUE! | #VALUE! | #VALUE! | #VALUE! | 0 | 0 | 0.20123 | 0.20123 | #VALUE! | #VALUE! |  |  |  | #VALUE! | #VALUE! | #VALUE! | #VALUE! | #VALUE! | #VALUE! | #VALUE!
Friday | 7 | 29 | 19 | 5035 | 0 | 0 | 0 | 0 | 0 | 0 | 0 | 0 | 0 | 0 | 0 | 0 | 0 | 0 | 0 | 0 | 0 | 0 | 0 | 0 | 0 | 0.1145 | 0.1925 | 0.20649 | 0.2595 | 0.08925 | 0.2103 | 0.25664 | 0.3 | 0 | 0 | 0 | 0 | 0 | 0 | 0 | 0 | 0 | 0 | 0 |  | 0 | 0 | 0 |  | #VALUE! | #VALUE! | #VALUE! | #VALUE! |  |  | #VALUE! | #VALUE! | 0 | 0 | 0.20123 | 0.20123 | #VALUE! | #VALUE! | #VALUE! | #VALUE! | 0 | 0 | 0.20123 | 0.20123 | #VALUE! | #VALUE! | #VALUE! | #VALUE! | 0 | 0 | 0.20123 | 0.20123 | #VALUE! | #VALUE! |  |  |  | #VALUE! | #VALUE! | #VALUE! | #VALUE! | #VALUE! | #VALUE! | #VALUE!
Friday | 7 | 29 | 20 | 5036 | 0 | 0 | 0 | 0 | 0 | 0 | 0 | 0 | 0 | 0 | 0 | 0 | 0 | 0 | 0 | 0 | 0 | 0 | 0 | 0 | 0 | 0 | 0.027333 | 0.0318 | 0.025449 | 0 | 0.19207 | 0.15312 | 0.259 | 0 | 0 | 0 | 0 | 0 | 0 | 0 | 0 | 0 | 0 | 0 |  | 0 | 0 | 0 |  | #VALUE! | #VALUE! | #VALUE! | #VALUE! |  |  | #VALUE! | #VALUE! | 0 | 0 | 0.20123 | 0.20123 | #VALUE! | #VALUE! | #VALUE! | #VALUE! | 0 | 0 | 0.20123 | 0.20123 | #VALUE! | #VALUE! | #VALUE! | #VALUE! | 0 | 0 | 0.20123 | 0.20123 | #VALUE! | #VALUE! |  |  |  | #VALUE! | #VALUE! | #VALUE! | #VALUE! | #VALUE! | #VALUE! | #VALUE!
Friday | 7 | 29 | 21 | 5037 | 0 | 0 | 0 | 0 | 0 | 0 | 0 | 0 | 0 | 0 | 0 | 0 | 0 | 0 | 0 | 0 | 0 | 0 | 0 | 0 | 0 | 0 | 0 | 0 | 0.028251 | 0 | 0.18813 | 0.081456 | 0.193 | 0 | 0 | 0 | 0 | 0 | 0 | 0 | 0 | 0 | 0 | 0 |  | 0 | 0 | 0 |  | #VALUE! | #VALUE! | #VALUE! | #VALUE! |  |  | #VALUE! | #VALUE! | 0 | 0 | 0.20123 | 0.20123 | #VALUE! | #VALUE! | #VALUE! | #VALUE! | 0 | 0 | 0.20123 | 0.20123 | #VALUE! | #VALUE! | #VALUE! | #VALUE! | 0 | 0 | 0.20123 | 0.20123 | #VALUE! | #VALUE! |  |  |  | #VALUE! | #VALUE! | #VALUE! | #VALUE! | #VALUE! | #VALUE! | #VALUE!
Friday | 7 | 29 | 22 | 5038 | 0 | 0 | 0 | 0 | 0 | 0 | 0 | 0 | 0 | 0 | 0 | 0 | 0 | 0 | 0 | 0 | 0 | 0 | 0 | 0 | 0 | 0 | 0 | 0 | 0.019785 | 0 | 0.18694 | 0.049028 | 0.142 | 0 | 0 | 0 | 0 | 0 | 0 | 0 | 0 | 0 | 0 | 0 |  | 0 | 0 | 0 |  | #VALUE! | #VALUE! | #VALUE! | #VALUE! |  |  | #VALUE! | #VALUE! | 0 | 0 | 0.20123 | 0.20123 | #VALUE! | #VALUE! | #VALUE! | #VALUE! | 0 | 0 | 0.20123 | 0.20123 | #VALUE! | #VALUE! | #VALUE! | #VALUE! | 0 | 0 | 0.20123 | 0.20123 | #VALUE! | #VALUE! |  |  |  | #VALUE! | #VALUE! | #VALUE! | #VALUE! | #VALUE! | #VALUE! | #VALUE!
Friday | 7 | 29 | 23 | 5039 | 0 | 0 | 0 | 0 | 0 | 0 | 0 | 0 | 0 | 0 | 0 | 0 | 0 | 0 | 0 | 0 | 0 | 0 | 0 | 0 | 0 | 0 | 0 | 0 | 0.0057045 | 0 | 0.13738 | 0.013862 | 0.043 | 0 | 0 | 0 | 0 | 0 | 0 | 0 | 0 | 0 | 0 | 0 |  | 0 | 0 | 0 |  | #VALUE! | #VALUE! | #VALUE! | #VALUE! |  |  | #VALUE! | #VALUE! | 0 | 0 | 0.20123 | 0.20123 | #VALUE! | #VALUE! | #VALUE! | #VALUE! | 0 | 0 | 0.20123 | 0.20123 | #VALUE! | #VALUE! | #VALUE! | #VALUE! | 0 | 0 | 0.20123 | 0.20123 | #VALUE! | #VALUE! |  |  |  | #VALUE! | #VALUE! | #VALUE! | #VALUE! | #VALUE! | #VALUE! | #VALUE!
Friday | 7 | 29 | 24 | 5040 | 0 | 0 | 0 | 0 | 0 | 0 | 0 | 0 | 0 | 0 | 0 | 0 | 0 | 0 | 0 | 0 | 0 | 0 | 0 | 0 | 0 | 0 | 0 | 0 | 0.0034352 | 0 | 0.14052 | 0.011602 | 0.035 | 0 | 0 | 0 | 0 | 0 | 0 | 0 | 0 | 0 | 0 | 0 |  | 0 | 0 | 0 |  | #VALUE! | #VALUE! | #VALUE! | #VALUE! |  |  | #VALUE! | #VALUE! | 0 | 0 | 0.20123 | 0.20123 | #VALUE! | #VALUE! | #VALUE! | #VALUE! | 0 | 0 | 0.20123 | 0.20123 | #VALUE! | #VALUE! | #VALUE! | #VALUE! | 0 | 0 | 0.20123 | 0.20123 | #VALUE! | #VALUE! |  |  |  | #VALUE! | #VALUE! | #VALUE! | #VALUE! | #VALUE! | #VALUE! | #VALUE!
Saturday | 7 | 30 | 1 | 5041 | 0 | 0 | 0 | 0 | 0 | 0 | 0 | 0 | 0 | 0 | 0 | 0 | 0 | 0 | 0 | 0 | 0 | 0 | 0 | 0 | 0 | 0 | 0 | 0 | 0.0030837 | 0 | 0.15176 | 0.0098004 | 0.029 | 0 | 0 | 0 | 0 | 0 | 0 | 0 | 0 | 0 | 0 | 0 |  | 0 | 0 | 0 |  | #VALUE! | #VALUE! | #VALUE! | #VALUE! |  |  | #VALUE! | #VALUE! | 0 | 0 | 0.20123 | 0.20123 | #VALUE! | #VALUE! | #VALUE! | #VALUE! | 0 | 0 | 0.20123 | 0.20123 | #VALUE! | #VALUE! | #VALUE! | #VALUE! | 0 | 0 | 0.20123 | 0.20123 | #VALUE! | #VALUE! |  |  |  | #VALUE! | #VALUE! | #VALUE! | #VALUE! | #VALUE! | #VALUE! | #VALUE!
Saturday | 7 | 30 | 2 | 5042 | 0 | 0 | 0 | 0 | 0 | 0 | 0 | 0 | 0 | 0 | 0 | 0 | 0 | 0 | 0 | 0 | 0 | 0 | 0 | 0 | 0 | 0 | 0 | 0 | 0.0044325 | 0 | 0.15354 | 0.013865 | 0.042 | 0 | 0 | 0 | 0 | 0 | 0 | 0 | 0 | 0 | 0 | 0 |  | 0 | 0 | 0 |  | #VALUE! | #VALUE! | #VALUE! | #VALUE! |  |  | #VALUE! | #VALUE! | 0 | 0 | 0.20123 | 0.20123 | #VALUE! | #VALUE! | #VALUE! | #VALUE! | 0 | 0 | 0.20123 | 0.20123 | #VALUE! | #VALUE! | #VALUE! | #VALUE! | 0 | 0 | 0.20123 | 0.20123 | #VALUE! | #VALUE! |  |  |  | #VALUE! | #VALUE! | #VALUE! | #VALUE! | #VALUE! | #VALUE! | #VALUE!
Saturday | 7 | 30 | 3 | 5043 | 0 | 0 | 0 | 0 | 0 | 0 | 0 | 0 | 0 | 0 | 0 | 0 | 0 | 0 | 0 | 0 | 0 | 0 | 0 | 0 | 0 | 0 | 0 | 0 | 0 | 0 | 0.15579 | 0.0092 | 0.019 | 0 | 0 | 0 | 0 | 0 | 0 | 0 | 0 | 0 | 0 | 0 |  | 0 | 0 | 0 |  | #VALUE! | #VALUE! | #VALUE! | #VALUE! |  |  | #VALUE! | #VALUE! | 0 | 0 | 0.20123 | 0.20123 | #VALUE! | #VALUE! | #VALUE! | #VALUE! | 0 | 0 | 0.20123 | 0.20123 | #VALUE! | #VALUE! | #VALUE! | #VALUE! | 0 | 0 | 0.20123 | 0.20123 | #VALUE! | #VALUE! |  |  |  | #VALUE! | #VALUE! | #VALUE! | #VALUE! | #VALUE! | #VALUE! | #VALUE!
Saturday | 7 | 30 | 4 | 5044 | 0 | 0 | 0 | 0 | 0 | 0 | 0 | 0 | 0 | 0 | 0 | 0 | 0 | 0 | 0 | 0 | 0 | 0 | 0 | 0 | 0 | 0 | 0 | 0 | 0.0052634 | 0 | 0.1719 | 0.024733 | 0.075 | 0 | 0 | 0 | 0 | 0 | 0 | 0 | 0 | 0 | 0 | 0 |  | 0 | 0 | 0 |  | #VALUE! | #VALUE! | #VALUE! | #VALUE! |  |  | #VALUE! | #VALUE! | 0 | 0 | 0.20123 | 0.20123 | #VALUE! | #VALUE! | #VALUE! | #VALUE! | 0 | 0 | 0.20123 | 0.20123 | #VALUE! | #VALUE! | #VALUE! | #VALUE! | 0 | 0 | 0.20123 | 0.20123 | #VALUE! | #VALUE! |  |  |  | #VALUE! | #VALUE! | #VALUE! | #VALUE! | #VALUE! | #VALUE! | #VALUE!
Saturday | 7 | 30 | 5 | 5045 | 0 | 0 | 0 | 0 | 0 | 0 | 0 | 0 | 0 | 0 | 0 | 0 | 0 | 0 | 0 | 0 | 0 | 0 | 0 | 0 | 0 | 0 | 0 | 0 | 0.011579 | 0 | 0.17391 | 0.029965 | 0.09 | 0 | 0 | 0 | 0 | 0 | 0 | 0 | 0 | 0 | 0 | 0 |  | 0 | 0 | 0 |  | #VALUE! | #VALUE! | #VALUE! | #VALUE! |  |  | #VALUE! | #VALUE! | 0 | 0 | 0.20123 | 0.20123 | #VALUE! | #VALUE! | #VALUE! | #VALUE! | 0 | 0 | 0.20123 | 0.20123 | #VALUE! | #VALUE! | #VALUE! | #VALUE! | 0 | 0 | 0.20123 | 0.20123 | #VALUE! | #VALUE! |  |  |  | #VALUE! | #VALUE! | #VALUE! | #VALUE! | #VALUE! | #VALUE! | #VALUE!
Saturday | 7 | 30 | 6 | 5046 | 0 | 0 | 0 | 0 | 0 | 0 | 0 | 0 | 0 | 0 | 0 | 0 | 0 | 0 | 0 | 0 | 0 | 0 | 0 | 0 | 0 | 0 | 0 | 0 | 0.011411 | 0 | 0.17616 | 0.012214 | 0.032 | 0 | 0 | 0 | 0 | 0 | 0 | 0 | 0 | 0 | 0 | 0 |  | 0 | 0 | 0 |  | #VALUE! | #VALUE! | #VALUE! | #VALUE! |  |  | #VALUE! | #VALUE! | 0 | 0 | 0.20123 | 0.20123 | #VALUE! | #VALUE! | #VALUE! | #VALUE! | 0 | 0 | 0.20123 | 0.20123 | #VALUE! | #VALUE! | #VALUE! | #VALUE! | 0 | 0 | 0.20123 | 0.20123 | #VALUE! | #VALUE! |  |  |  | #VALUE! | #VALUE! | #VALUE! | #VALUE! | #VALUE! | #VALUE! | #VALUE!
Saturday | 7 | 30 | 7 | 5047 | 0 | 0 | 0 | 0 | 0 | 0 | 0 | 0 | 0 | 0 | 0 | 0 | 0 | 0 | 0 | 0 | 0 | 0 | 0 | 0 | 0 | 0 | 0 | 0.000875 | 0.026222 | 0 | 0.15838 | 0.0632 | 0.167 | 0 | 0 | 0 | 0 | 0 | 0 | 0 | 0 | 0 | 0 | 0 |  | 0 | 0 | 0 |  | #VALUE! | #VALUE! | #VALUE! | #VALUE! |  |  | #VALUE! | #VALUE! | 0 | 0 | 0.20123 | 0.20123 | #VALUE! | #VALUE! | #VALUE! | #VALUE! | 0 | 0 | 0.20123 | 0.20123 | #VALUE! | #VALUE! | #VALUE! | #VALUE! | 0 | 0 | 0.20123 | 0.20123 | #VALUE! | #VALUE! |  |  |  | #VALUE! | #VALUE! | #VALUE! | #VALUE! | #VALUE! | #VALUE! | #VALUE!
Saturday | 7 | 30 | 8 | 5048 | 0 | 0 | 0 | 0 | 0 | 0 | 0 | 0 | 0 | 0 | 0 | 0 | 0 | 0 | 0 | 0 | 0 | 0 | 0 | 0 | 0 | 0.0115 | 0.11483 | 0.12926 | 0.23793 | 0 | 0.15798 | 0.22713 | 0.359 | 0 | 0 | 0 | 0 | 0 | 0 | 0 | 0 | 0 | 0 | 0 |  | 0 | 0 | 0 |  | #VALUE! | #VALUE! | #VALUE! | #VALUE! |  |  | #VALUE! | #VALUE! | 0 | 0 | 0.20123 | 0.20123 | #VALUE! | #VALUE! | #VALUE! | #VALUE! | 0 | 0 | 0.20123 | 0.20123 | #VALUE! | #VALUE! | #VALUE! | #VALUE! | 0 | 0 | 0.20123 | 0.20123 | #VALUE! | #VALUE! |  |  |  | #VALUE! | #VALUE! | #VALUE! | #VALUE! | #VALUE! | #VALUE! | #VALUE!
Saturday | 7 | 30 | 9 | 5049 | 0 | 0 | 0 | 0 | 0 | 0 | 0 | 0 | 0 | 0 | 0 | 0 | 0 | 0 | 0 | 0 | 0 | 0 | 0 | 0 | 0 | 0.1985 | 0.28858 | 0.31724 | 0.42809 | 0.07325 | 0.15883 | 0.35112 | 0.436 | 0 | 0 | 0 | 0 | 0 | 0 | 0 | 0 | 0 | 0 | 0 |  | 0 | 0 | 0 |  | #VALUE! | #VALUE! | #VALUE! | #VALUE! |  |  | #VALUE! | #VALUE! | 0 | 0 | 0.20123 | 0.20123 | #VALUE! | #VALUE! | #VALUE! | #VALUE! | 0 | 0 | 0.20123 | 0.20123 | #VALUE! | #VALUE! | #VALUE! | #VALUE! | 0 | 0 | 0.20123 | 0.20123 | #VALUE! | #VALUE! |  |  |  | #VALUE! | #VALUE! | #VALUE! | #VALUE! | #VALUE! | #VALUE! | #VALUE!
Saturday | 7 | 30 | 10 | 5050 | 0 | 0 | 0 | 0 | 0 | 0 | 0 | 0 | 0 | 0 | 0 | 0 | 0 | 0 | 0 | 0 | 0 | 0 | 0 | 0 | 0 | 0.291 | 0.38892 | 0.42681 | 0.45844 | 0.1505 | 0.15645 | 0.43548 | 0.482 | 0 | 0 | 0 | 0 | 0 | 0 | 0 | 0 | 0 | 0 | 0 |  | 0 | 0 | 0 |  | #VALUE! | #VALUE! | #VALUE! | #VALUE! |  |  | #VALUE! | #VALUE! | 0 | 0 | 0.20123 | 0.20123 | #VALUE! | #VALUE! | #VALUE! | #VALUE! | 0 | 0 | 0.20123 | 0.20123 | #VALUE! | #VALUE! | #VALUE! | #VALUE! | 0 | 0 | 0.20123 | 0.20123 | #VALUE! | #VALUE! |  |  |  | #VALUE! | #VALUE! | #VALUE! | #VALUE! | #VALUE! | #VALUE! | #VALUE!
Saturday | 7 | 30 | 11 | 5051 | 0 | 0 | 0 | 0 | 0 | 0 | 0 | 0 | 0 | 0 | 0 | 0 | 0 | 0 | 0 | 0 | 0 | 0 | 0 | 0 | 0 | 0.3485 | 0.48342 | 0.49788 | 0.51899 | 0.27175 | 0.15333 | 0.53514 | 0.59 | 0 | 0 | 0 | 0 | 0 | 0 | 0 | 0 | 0 | 0 | 0 |  | 0 | 0 | 0 |  | #VALUE! | #VALUE! | #VALUE! | #VALUE! |  |  | #VALUE! | #VALUE! | 0 | 0 | 0.20123 | 0.20123 | #VALUE! | #VALUE! | #VALUE! | #VALUE! | 0 | 0 | 0.20123 | 0.20123 | #VALUE! | #VALUE! | #VALUE! | #VALUE! | 0 | 0 | 0.20123 | 0.20123 | #VALUE! | #VALUE! |  |  |  | #VALUE! | #VALUE! | #VALUE! | #VALUE! | #VALUE! | #VALUE! | #VALUE!
Saturday | 7 | 30 | 12 | 5052 | 0 | 0 | 0 | 0 | 0 | 0 | 0 | 0 | 0 | 0 | 0 | 0 | 0 | 0 | 0 | 0 | 0 | 0 | 0 | 0 | 0 | 0.364 | 0.50275 | 0.50691 | 0.4995 | 0.33525 | 0.16202 | 0.54062 | 0.582 | 0 | 0 | 0 | 0 | 0 | 0 | 0 | 0 | 0 | 0 | 0 |  | 0 | 0 | 0 |  | #VALUE! | #VALUE! | #VALUE! | #VALUE! |  |  | #VALUE! | #VALUE! | 0 | 0 | 0.20123 | 0.20123 | #VALUE! | #VALUE! | #VALUE! | #VALUE! | 0 | 0 | 0.20123 | 0.20123 | #VALUE! | #VALUE! | #VALUE! | #VALUE! | 0 | 0 | 0.20123 | 0.20123 | #VALUE! | #VALUE! |  |  |  | #VALUE! | #VALUE! | #VALUE! | #VALUE! | #VALUE! | #VALUE! | #VALUE!
Saturday | 7 | 30 | 13 | 5053 | 0 | 0 | 0 | 0 | 0 | 0 | 0 | 0 | 0 | 0 | 0 | 0 | 0 | 0 | 0 | 0 | 0 | 0 | 0 | 0 | 0 | 0.383 | 0.52875 | 0.52755 | 0.50882 | 0.38525 | 0.18563 | 0.55495 | 0.584 | 0 | 0 | 0 | 0 | 0 | 0 | 0 | 0 | 0 | 0 | 0 |  | 0 | 0 | 0 |  | #VALUE! | #VALUE! | #VALUE! | #VALUE! |  |  | #VALUE! | #VALUE! | 0 | 0 | 0.20123 | 0.20123 | #VALUE! | #VALUE! | #VALUE! | #VALUE! | 0 | 0 | 0.20123 | 0.20123 | #VALUE! | #VALUE! | #VALUE! | #VALUE! | 0 | 0 | 0.20123 | 0.20123 | #VALUE! | #VALUE! |  |  |  | #VALUE! | #VALUE! | #VALUE! | #VALUE! | #VALUE! | #VALUE! | #VALUE!
Saturday | 7 | 30 | 14 | 5054 | 0 | 0 | 0 | 0 | 0 | 0 | 0 | 0 | 0 | 0 | 0 | 0 | 0 | 0 | 0 | 0 | 0 | 0 | 0 | 0 | 0 | 0.3935 | 0.5285 | 0.52721 | 0.49747 | 0.396 | 0.12802 | 0.5502 | 0.567 | 0 | 0 | 0 | 0 | 0 | 0 | 0 | 0 | 0 | 0 | 0 |  | 0 | 0 | 0 |  | #VALUE! | #VALUE! | #VALUE! | #VALUE! |  |  | #VALUE! | #VALUE! | 0 | 0 | 0.20123 | 0.20123 | #VALUE! | #VALUE! | #VALUE! | #VALUE! | 0 | 0 | 0.20123 | 0.20123 | #VALUE! | #VALUE! | #VALUE! | #VALUE! | 0 | 0 | 0.20123 | 0.20123 | #VALUE! | #VALUE! |  |  |  | #VALUE! | #VALUE! | #VALUE! | #VALUE! | #VALUE! | #VALUE! | #VALUE!
Saturday | 7 | 30 | 15 | 5055 | 0 | 0 | 0 | 0 | 0 | 0 | 0 | 0 | 0 | 0 | 0 | 0 | 0 | 0 | 0 | 0 | 0 | 0 | 0 | 0 | 0 | 0.439 | 0.59025 | 0.58328 | 0.54738 | 0.409 | 0.14821 | 0.60979 | 0.615 | 0 | 0 | 0 | 0 | 0 | 0 | 0 | 0 | 0 | 0 | 0 |  | 0 | 0 | 0 |  | #VALUE! | #VALUE! | #VALUE! | #VALUE! |  |  | #VALUE! | #VALUE! | 0 | 0 | 0.20123 | 0.20123 | #VALUE! | #VALUE! | #VALUE! | #VALUE! | 0 | 0 | 0.20123 | 0.20123 | #VALUE! | #VALUE! | #VALUE! | #VALUE! | 0 | 0 | 0.20123 | 0.20123 | #VALUE! | #VALUE! |  |  |  | #VALUE! | #VALUE! | #VALUE! | #VALUE! | #VALUE! | #VALUE! | #VALUE!
Saturday | 7 | 30 | 16 | 5056 | 0 | 0 | 0 | 0 | 0 | 0 | 0 | 0 | 0 | 0 | 0 | 0 | 0 | 0 | 0 | 0 | 0 | 0 | 0 | 0 | 0 | 0.44 | 0.57883 | 0.5749 | 0.51686 | 0.383 | 0.1586 | 0.60271 | 0.607 | 0 | 0 | 0 | 0 | 0 | 0 | 0 | 0 | 0 | 0 | 0 |  | 0 | 0 | 0 |  | #VALUE! | #VALUE! | #VALUE! | #VALUE! |  |  | #VALUE! | #VALUE! | 0 | 0 | 0.20123 | 0.20123 | #VALUE! | #VALUE! | #VALUE! | #VALUE! | 0 | 0 | 0.20123 | 0.20123 | #VALUE! | #VALUE! | #VALUE! | #VALUE! | 0 | 0 | 0.20123 | 0.20123 | #VALUE! | #VALUE! |  |  |  | #VALUE! | #VALUE! | #VALUE! | #VALUE! | #VALUE! | #VALUE! | #VALUE!
Saturday | 7 | 30 | 17 | 5057 | 0 | 0 | 0 | 0 | 0 | 0 | 0 | 0 | 0 | 0 | 0 | 0 | 0 | 0 | 0 | 0 | 0 | 0 | 0 | 0 | 0 | 0.453 | 0.59608 | 0.59009 | 0.52348 | 0.3765 | 0.098028 | 0.62701 | 0.632 | 0 | 0 | 0 | 0 | 0 | 0 | 0 | 0 | 0 | 0 | 0 |  | 0 | 0 | 0 |  | #VALUE! | #VALUE! | #VALUE! | #VALUE! |  |  | #VALUE! | #VALUE! | 0 | 0 | 0.20123 | 0.20123 | #VALUE! | #VALUE! | #VALUE! | #VALUE! | 0 | 0 | 0.20123 | 0.20123 | #VALUE! | #VALUE! | #VALUE! | #VALUE! | 0 | 0 | 0.20123 | 0.20123 | #VALUE! | #VALUE! |  |  |  | #VALUE! | #VALUE! | #VALUE! | #VALUE! | #VALUE! | #VALUE! | #VALUE!
Saturday | 7 | 30 | 18 | 5058 | 0 | 0 | 0 | 0 | 0 | 0 | 0 | 0 | 0 | 0 | 0 | 0 | 0 | 0 | 0 | 0 | 0 | 0 | 0 | 0 | 0 | 0.433 | 0.57517 | 0.56903 | 0.4939 | 0.35675 | 0.089273 | 0.61516 | 0.637 | 0 | 0 | 0 | 0 | 0 | 0 | 0 | 0 | 0 | 0 | 0 |  | 0 | 0 | 0 |  | #VALUE! | #VALUE! | #VALUE! | #VALUE! |  |  | #VALUE! | #VALUE! | 0 | 0 | 0.20123 | 0.20123 | #VALUE! | #VALUE! | #VALUE! | #VALUE! | 0 | 0 | 0.20123 | 0.20123 | #VALUE! | #VALUE! | #VALUE! | #VALUE! | 0 | 0 | 0.20123 | 0.20123 | #VALUE! | #VALUE! |  |  |  | #VALUE! | #VALUE! | #VALUE! | #VALUE! | #VALUE! | #VALUE! | #VALUE!
Saturday | 7 | 30 | 19 | 5059 | 0 | 0 | 0 | 0 | 0 | 0 | 0 | 0 | 0 | 0 | 0 | 0 | 0 | 0 | 0 | 0 | 0 | 0 | 0 | 0 | 0 | 0.4125 | 0.53067 | 0.5333 | 0.44169 | 0.36875 | 0.076735 | 0.58219 | 0.592 | 0 | 0 | 0 | 0 | 0 | 0 | 0 | 0 | 0 | 0 | 0 |  | 0 | 0 | 0 |  | #VALUE! | #VALUE! | #VALUE! | #VALUE! |  |  | #VALUE! | #VALUE! | 0 | 0 | 0.20123 | 0.20123 | #VALUE! | #VALUE! | #VALUE! | #VALUE! | 0 | 0 | 0.20123 | 0.20123 | #VALUE! | #VALUE! | #VALUE! | #VALUE! | 0 | 0 | 0.20123 | 0.20123 | #VALUE! | #VALUE! |  |  |  | #VALUE! | #VALUE! | #VALUE! | #VALUE! | #VALUE! | #VALUE! | #VALUE!
Saturday | 7 | 30 | 20 | 5060 | 0 | 0 | 0 | 0 | 0 | 0 | 0 | 0 | 0 | 0 | 0 | 0 | 0 | 0 | 0 | 0 | 0 | 0 | 0 | 0 | 0 | 0.353 | 0.44475 | 0.42644 | 0.36271 | 0.18775 | 0.054406 | 0.46454 | 0.483 | 0 | 0 | 0 | 0 | 0 | 0 | 0 | 0 | 0 | 0 | 0 |  | 0 | 0 | 0 |  | #VALUE! | #VALUE! | #VALUE! | #VALUE! |  |  | #VALUE! | #VALUE! | 0 | 0 | 0.20123 | 0.20123 | #VALUE! | #VALUE! | #VALUE! | #VALUE! | 0 | 0 | 0.20123 | 0.20123 | #VALUE! | #VALUE! | #VALUE! | #VALUE! | 0 | 0 | 0.20123 | 0.20123 | #VALUE! | #VALUE! |  |  |  | #VALUE! | #VALUE! | #VALUE! | #VALUE! | #VALUE! | #VALUE! | #VALUE!
Saturday | 7 | 30 | 21 | 5061 | 0 | 0 | 0 | 0 | 0 | 0 | 0 | 0 | 0 | 0 | 0 | 0 | 0 | 0 | 0 | 0 | 0 | 0 | 0 | 0 | 0 | 0.1865 | 0.19217 | 0.18745 | 0.1642 | 0.0245 | 0.035144 | 0.30852 | 0.395 | 0 | 0 | 0 | 0 | 0 | 0 | 0 | 0 | 0 | 0 | 0 |  | 0 | 0 | 0 |  | #VALUE! | #VALUE! | #VALUE! | #VALUE! |  |  | #VALUE! | #VALUE! | 0 | 0 | 0.20123 | 0.20123 | #VALUE! | #VALUE! | #VALUE! | #VALUE! | 0 | 0 | 0.20123 | 0.20123 | #VALUE! | #VALUE! | #VALUE! | #VALUE! | 0 | 0 | 0.20123 | 0.20123 | #VALUE! | #VALUE! |  |  |  | #VALUE! | #VALUE! | #VALUE! | #VALUE! | #VALUE! | #VALUE! | #VALUE!
Saturday | 7 | 30 | 22 | 5062 | 0 | 0 | 0 | 0 | 0 | 0 | 0 | 0 | 0 | 0 | 0 | 0 | 0 | 0 | 0 | 0 | 0 | 0 | 0 | 0 | 0 | 0 | 0 | 0.0012045 | 0.029903 | 0 | 0.0011563 | 0.13246 | 0.269 | 0 | 0 | 0 | 0 | 0 | 0 | 0 | 0 | 0 | 0 | 0 |  | 0 | 0 | 0 |  | #VALUE! | #VALUE! | #VALUE! | #VALUE! |  |  | #VALUE! | #VALUE! | 0 | 0 | 0.20123 | 0.20123 | #VALUE! | #VALUE! | #VALUE! | #VALUE! | 0 | 0 | 0.20123 | 0.20123 | #VALUE! | #VALUE! | #VALUE! | #VALUE! | 0 | 0 | 0.20123 | 0.20123 | #VALUE! | #VALUE! |  |  |  | #VALUE! | #VALUE! | #VALUE! | #VALUE! | #VALUE! | #VALUE! | #VALUE!
Saturday | 7 | 30 | 23 | 5063 | 0 | 0 | 0 | 0 | 0 | 0 | 0 | 0 | 0 | 0 | 0 | 0 | 0 | 0 | 0 | 0 | 0 | 0 | 0 | 0 | 0 | 0 | 0 | 0.0031364 | 0.0294 | 0 | 0.0017229 | 0.15377 | 0.314 | 0 | 0 | 0 | 0 | 0 | 0 | 0 | 0 | 0 | 0 | 0 |  | 0 | 0 | 0 |  | #VALUE! | #VALUE! | #VALUE! | #VALUE! |  |  | #VALUE! | #VALUE! | 0 | 0 | 0.20123 | 0.20123 | #VALUE! | #VALUE! | #VALUE! | #VALUE! | 0 | 0 | 0.20123 | 0.20123 | #VALUE! | #VALUE! | #VALUE! | #VALUE! | 0 | 0 | 0.20123 | 0.20123 | #VALUE! | #VALUE! |  |  |  | #VALUE! | #VALUE! | #VALUE! | #VALUE! | #VALUE! | #VALUE! | #VALUE!
Saturday | 7 | 30 | 24 | 5064 | 0 | 0 | 0 | 0 | 0 | 0 | 0 | 0 | 0 | 0 | 0 | 0 | 0 | 0 | 0 | 0 | 0 | 0 | 0 | 0 | 0 | 0 | 0 | 0 | 0.029389 | 0 | 0.0005666 | 0.10356 | 0.265 | 0 | 0 | 0 | 0 | 0 | 0 | 0 | 0 | 0 | 0 | 0 |  | 0 | 0 | 0 |  | #VALUE! | #VALUE! | #VALUE! | #VALUE! |  |  | #VALUE! | #VALUE! | 0 | 0 | 0.20123 | 0.20123 | #VALUE! | #VALUE! | #VALUE! | #VALUE! | 0 | 0 | 0.20123 | 0.20123 | #VALUE! | #VALUE! | #VALUE! | #VALUE! | 0 | 0 | 0.20123 | 0.20123 | #VALUE! | #VALUE! |  |  |  | #VALUE! | #VALUE! | #VALUE! | #VALUE! | #VALUE! | #VALUE! | #VALUE!
Sunday | 7 | 31 | 1 | 5065 | 0 | 0 | 0 | 0 | 0 | 0 | 0 | 0 | 0 | 0 | 0 | 0 | 0 | 0 | 0 | 0 | 0 | 0 | 0 | 0 | 0 | 0 | 0 | 0 | 0.023796 | 0 | 0 | 0.059378 | 0.207 | 0 | 0 | 0 | 0 | 0 | 0 | 0 | 0 | 0 | 0 | 0 |  | 0 | 0 | 0 |  | #VALUE! | #VALUE! | #VALUE! | #VALUE! |  |  | #VALUE! | #VALUE! | 0 | 0 | 0.20123 | 0.20123 | #VALUE! | #VALUE! | #VALUE! | #VALUE! | 0 | 0 | 0.20123 | 0.20123 | #VALUE! | #VALUE! | #VALUE! | #VALUE! | 0 | 0 | 0.20123 | 0.20123 | #VALUE! | #VALUE! |  |  |  | #VALUE! | #VALUE! | #VALUE! | #VALUE! | #VALUE! | #VALUE! | #VALUE!
Sunday | 7 | 31 | 2 | 5066 | 0 | 0 | 0 | 0 | 0 | 0 | 0 | 0 | 0 | 0 | 0 | 0 | 0 | 0 | 0 | 0 | 0 | 0 | 0 | 0 | 0 | 0 | 0 | 0 | 0.019313 | 0 | 0 | 0.03719 | 0.167 | 0 | 0 | 0 | 0 | 0 | 0 | 0 | 0 | 0 | 0 | 0 |  | 0 | 0 | 0 |  | #VALUE! | #VALUE! | #VALUE! | #VALUE! |  |  | #VALUE! | #VALUE! | 0 | 0 | 0.20123 | 0.20123 | #VALUE! | #VALUE! | #VALUE! | #VALUE! | 0 | 0 | 0.20123 | 0.20123 | #VALUE! | #VALUE! | #VALUE! | #VALUE! | 0 | 0 | 0.20123 | 0.20123 | #VALUE! | #VALUE! |  |  |  | #VALUE! | #VALUE! | #VALUE! | #VALUE! | #VALUE! | #VALUE! | #VALUE!
Sunday | 7 | 31 | 3 | 5067 | 0 | 0 | 0 | 0 | 0 | 0 | 0 | 0 | 0 | 0 | 0 | 0 | 0 | 0 | 0 | 0 | 0 | 0 | 0 | 0 | 0 | 0 | 0 | 0 | 0.0085982 | 0 | 0 | 0.011262 | 0.062 | 0 | 0 | 0 | 0 | 0 | 0 | 0 | 0 | 0 | 0 | 0 |  | 0 | 0 | 0 |  | #VALUE! | #VALUE! | #VALUE! | #VALUE! |  |  | #VALUE! | #VALUE! | 0 | 0 | 0.20123 | 0.20123 | #VALUE! | #VALUE! | #VALUE! | #VALUE! | 0 | 0 | 0.20123 | 0.20123 | #VALUE! | #VALUE! | #VALUE! | #VALUE! | 0 | 0 | 0.20123 | 0.20123 | #VALUE! | #VALUE! |  |  |  | #VALUE! | #VALUE! | #VALUE! | #VALUE! | #VALUE! | #VALUE! | #VALUE!
Sunday | 7 | 31 | 4 | 5068 | 0 | 0 | 0 | 0 | 0 | 0 | 0 | 0 | 0 | 0 | 0 | 0 | 0 | 0 | 0 | 0 | 0 | 0 | 0 | 0 | 0 | 0 | 0 | 0 | 0 | 0 | 0 | 0.00015862 | 0 | 0 | 0 | 0 | 0 | 0 | 0 | 0 | 0 | 0 | 0 | 0 |  | 0 | 0 | 0 |  | #VALUE! | #VALUE! | #VALUE! | #VALUE! |  |  | #VALUE! | #VALUE! | 0 | 0 | 0.20123 | 0.20123 | #VALUE! | #VALUE! | #VALUE! | #VALUE! | 0 | 0 | 0.20123 | 0.20123 | #VALUE! | #VALUE! | #VALUE! | #VALUE! | 0 | 0 | 0.20123 | 0.20123 | #VALUE! | #VALUE! |  |  |  | #VALUE! | #VALUE! | #VALUE! | #VALUE! | #VALUE! | #VALUE! | #VALUE!
Sunday | 7 | 31 | 5 | 5069 | 0 | 0 | 0 | 0 | 0 | 0 | 0 | 0 | 0 | 0 | 0 | 0 | 0 | 0 | 0 | 0 | 0 | 0 | 0 | 0 | 0 | 0 | 0 | 0 | 0 | 0 | 0.012508 | 0.00015862 | 0 | 0 | 0 | 0 | 0 | 0 | 0 | 0 | 0 | 0 | 0 | 0 |  | 0 | 0 | 0 |  | #VALUE! | #VALUE! | #VALUE! | #VALUE! |  |  | #VALUE! | #VALUE! | 0 | 0 | 0.20123 | 0.20123 | #VALUE! | #VALUE! | #VALUE! | #VALUE! | 0 | 0 | 0.20123 | 0.20123 | #VALUE! | #VALUE! | #VALUE! | #VALUE! | 0 | 0 | 0.20123 | 0.20123 | #VALUE! | #VALUE! |  |  |  | #VALUE! | #VALUE! | #VALUE! | #VALUE! | #VALUE! | #VALUE! | #VALUE!
Sunday | 7 | 31 | 6 | 5070 | 0 | 0 | 0 | 0 | 0 | 0 | 0 | 0 | 0 | 0 | 0 | 0 | 0 | 0 | 0 | 0 | 0 | 0 | 0 | 0 | 0 | 0 | 0 | 0 | 0.0084594 | 0 | 0.068621 | 0.003331 | 0 | 0 | 0 | 0 | 0 | 0 | 0 | 0 | 0 | 0 | 0 | 0 |  | 0 | 0 | 0 |  | #VALUE! | #VALUE! | #VALUE! | #VALUE! |  |  | #VALUE! | #VALUE! | 0 | 0 | 0.20123 | 0.20123 | #VALUE! | #VALUE! | #VALUE! | #VALUE! | 0 | 0 | 0.20123 | 0.20123 | #VALUE! | #VALUE! | #VALUE! | #VALUE! | 0 | 0 | 0.20123 | 0.20123 | #VALUE! | #VALUE! |  |  |  | #VALUE! | #VALUE! | #VALUE! | #VALUE! | #VALUE! | #VALUE! | #VALUE!
Sunday | 7 | 31 | 7 | 5071 | 0 | 0 | 0 | 0 | 0 | 0 | 0 | 0 | 0 | 0 | 0 | 0 | 0 | 0 | 0 | 0 | 0 | 0 | 0 | 0 | 0 | 0 | 0 | 0 | 0.031865 | 0 | 0.055372 | 0.035283 | 0.156 | 0 | 0 | 0 | 0 | 0 | 0 | 0 | 0 | 0 | 0 | 0 |  | 0 | 0 | 0 |  | #VALUE! | #VALUE! | #VALUE! | #VALUE! |  |  | #VALUE! | #VALUE! | 0 | 0 | 0.20123 | 0.20123 | #VALUE! | #VALUE! | #VALUE! | #VALUE! | 0 | 0 | 0.20123 | 0.20123 | #VALUE! | #VALUE! | #VALUE! | #VALUE! | 0 | 0 | 0.20123 | 0.20123 | #VALUE! | #VALUE! |  |  |  | #VALUE! | #VALUE! | #VALUE! | #VALUE! | #VALUE! | #VALUE! | #VALUE!
Sunday | 7 | 31 | 8 | 5072 | 0 | 0 | 0 | 0 | 0 | 0 | 0 | 0 | 0 | 0 | 0 | 0 | 0 | 0 | 0 | 0 | 0 | 0 | 0 | 0 | 0 | 0 | 0.048083 | 0.054249 | 0.27156 | 0.00025 | 0.050533 | 0.17724 | 0.314 | 0 | 0 | 0 | 0 | 0 | 0 | 0 | 0 | 0 | 0 | 0 |  | 0 | 0 | 0 |  | #VALUE! | #VALUE! | #VALUE! | #VALUE! |  |  | #VALUE! | #VALUE! | 0 | 0 | 0.20123 | 0.20123 | #VALUE! | #VALUE! | #VALUE! | #VALUE! | 0 | 0 | 0.20123 | 0.20123 | #VALUE! | #VALUE! | #VALUE! | #VALUE! | 0 | 0 | 0.20123 | 0.20123 | #VALUE! | #VALUE! |  |  |  | #VALUE! | #VALUE! | #VALUE! | #VALUE! | #VALUE! | #VALUE! | #VALUE!
Sunday | 7 | 31 | 9 | 5073 | 0 | 0 | 0 | 0 | 0 | 0 | 0 | 0 | 0 | 0 | 0 | 0 | 0 | 0 | 0 | 0 | 0 | 0 | 0 | 0 | 0 | 0.208 | 0.30967 | 0.32561 | 0.49866 | 0.19925 | 0.041839 | 0.35239 | 0.433 | 0 | 0 | 0 | 0 | 0 | 0 | 0 | 0 | 0 | 0 | 0 |  | 0 | 0 | 0 |  | #VALUE! | #VALUE! | #VALUE! | #VALUE! |  |  | #VALUE! | #VALUE! | 0 | 0 | 0.20123 | 0.20123 | #VALUE! | #VALUE! | #VALUE! | #VALUE! | 0 | 0 | 0.20123 | 0.20123 | #VALUE! | #VALUE! | #VALUE! | #VALUE! | 0 | 0 | 0.20123 | 0.20123 | #VALUE! | #VALUE! |  |  |  | #VALUE! | #VALUE! | #VALUE! | #VALUE! | #VALUE! | #VALUE! | #VALUE!
Sunday | 7 | 31 | 10 | 5074 | 0 | 0 | 0 | 0 | 0 | 0 | 0 | 0 | 0 | 0 | 0 | 0 | 0 | 0 | 0 | 0 | 0 | 0 | 0 | 0 | 0 | 0.2785 | 0.37692 | 0.40204 | 0.49734 | 0.294 | 0.083279 | 0.42905 | 0.416 | 0 | 0 | 0 | 0 | 0 | 0 | 0 | 0 | 0 | 0 | 0 |  | 0 | 0 | 0 |  | #VALUE! | #VALUE! | #VALUE! | #VALUE! |  |  | #VALUE! | #VALUE! | 0 | 0 | 0.20123 | 0.20123 | #VALUE! | #VALUE! | #VALUE! | #VALUE! | 0 | 0 | 0.20123 | 0.20123 | #VALUE! | #VALUE! | #VALUE! | #VALUE! | 0 | 0 | 0.20123 | 0.20123 | #VALUE! | #VALUE! |  |  |  | #VALUE! | #VALUE! | #VALUE! | #VALUE! | #VALUE! | #VALUE! | #VALUE!
Sunday | 7 | 31 | 11 | 5075 | 0 | 0 | 0 | 0 | 0 | 0 | 0 | 0 | 0 | 0 | 0 | 0 | 0 | 0 | 0 | 0 | 0 | 0 | 0 | 0 | 0 | 0.342 | 0.48042 | 0.48637 | 0.57472 | 0.356 | 0.11296 | 0.5105 | 0.555 | 0 | 0 | 0 | 0 | 0 | 0 | 0 | 0 | 0 | 0 | 0 |  | 0 | 0 | 0 |  | #VALUE! | #VALUE! | #VALUE! | #VALUE! |  |  | #VALUE! | #VALUE! | 0 | 0 | 0.20123 | 0.20123 | #VALUE! | #VALUE! | #VALUE! | #VALUE! | 0 | 0 | 0.20123 | 0.20123 | #VALUE! | #VALUE! | #VALUE! | #VALUE! | 0 | 0 | 0.20123 | 0.20123 | #VALUE! | #VALUE! |  |  |  | #VALUE! | #VALUE! | #VALUE! | #VALUE! | #VALUE! | #VALUE! | #VALUE!
Sunday | 7 | 31 | 12 | 5076 | 0 | 0 | 0 | 0 | 0 | 0 | 0 | 0 | 0 | 0 | 0 | 0 | 0 | 0 | 0 | 0 | 0 | 0 | 0 | 0 | 0 | 0.3545 | 0.49208 | 0.49357 | 0.54855 | 0.41925 | 0.23505 | 0.51402 | 0.546 | 0 | 0 | 0 | 0 | 0 | 0 | 0 | 0 | 0 | 0 | 0 |  | 0 | 0 | 0 |  | #VALUE! | #VALUE! | #VALUE! | #VALUE! |  |  | #VALUE! | #VALUE! | 0 | 0 | 0.20123 | 0.20123 | #VALUE! | #VALUE! | #VALUE! | #VALUE! | 0 | 0 | 0.20123 | 0.20123 | #VALUE! | #VALUE! | #VALUE! | #VALUE! | 0 | 0 | 0.20123 | 0.20123 | #VALUE! | #VALUE! |  |  |  | #VALUE! | #VALUE! | #VALUE! | #VALUE! | #VALUE! | #VALUE! | #VALUE!
Sunday | 7 | 31 | 13 | 5077 | 0 | 0 | 0 | 0 | 0 | 0 | 0 | 0 | 0 | 0 | 0 | 0 | 0 | 0 | 0 | 0 | 0 | 0 | 0 | 0 | 0 | 0.4105 | 0.58708 | 0.56942 | 0.61125 | 0.4685 | 0.26866 | 0.58988 | 0.61 | 0 | 0 | 0 | 0 | 0 | 0 | 0 | 0 | 0 | 0 | 0 |  | 0 | 0 | 0 |  | #VALUE! | #VALUE! | #VALUE! | #VALUE! |  |  | #VALUE! | #VALUE! | 0 | 0 | 0.20123 | 0.20123 | #VALUE! | #VALUE! | #VALUE! | #VALUE! | 0 | 0 | 0.20123 | 0.20123 | #VALUE! | #VALUE! | #VALUE! | #VALUE! | 0 | 0 | 0.20123 | 0.20123 | #VALUE! | #VALUE! |  |  |  | #VALUE! | #VALUE! | #VALUE! | #VALUE! | #VALUE! | #VALUE! | #VALUE!
Sunday | 7 | 31 | 14 | 5078 | 0 | 0 | 0 | 0 | 0 | 0 | 0 | 0 | 0 | 0 | 0 | 0 | 0 | 0 | 0 | 0 | 0 | 0 | 0 | 0 | 0 | 0.4215 | 0.58825 | 0.56725 | 0.5679 | 0.48275 | 0.2932 | 0.59131 | 0.601 | 0 | 0 | 0 | 0 | 0 | 0 | 0 | 0 | 0 | 0 | 0 |  | 0 | 0 | 0 |  | #VALUE! | #VALUE! | #VALUE! | #VALUE! |  |  | #VALUE! | #VALUE! | 0 | 0 | 0.20123 | 0.20123 | #VALUE! | #VALUE! | #VALUE! | #VALUE! | 0 | 0 | 0.20123 | 0.20123 | #VALUE! | #VALUE! | #VALUE! | #VALUE! | 0 | 0 | 0.20123 | 0.20123 | #VALUE! | #VALUE! |  |  |  | #VALUE! | #VALUE! | #VALUE! | #VALUE! | #VALUE! | #VALUE! | #VALUE!
Sunday | 7 | 31 | 15 | 5079 | 0 | 0 | 0 | 0 | 0 | 0 | 0 | 0 | 0 | 0 | 0 | 0 | 0 | 0 | 0 | 0 | 0 | 0 | 0 | 0 | 0 | 0.4335 | 0.59083 | 0.57571 | 0.55891 | 0.52825 | 0.28977 | 0.60325 | 0.602 | 0 | 0 | 0 | 0 | 0 | 0 | 0 | 0 | 0 | 0 | 0 |  | 0 | 0 | 0 |  | #VALUE! | #VALUE! | #VALUE! | #VALUE! |  |  | #VALUE! | #VALUE! | 0 | 0 | 0.20123 | 0.20123 | #VALUE! | #VALUE! | #VALUE! | #VALUE! | 0 | 0 | 0.20123 | 0.20123 | #VALUE! | #VALUE! | #VALUE! | #VALUE! | 0 | 0 | 0.20123 | 0.20123 | #VALUE! | #VALUE! |  |  |  | #VALUE! | #VALUE! | #VALUE! | #VALUE! | #VALUE! | #VALUE! | #VALUE!
Sunday | 7 | 31 | 16 | 5080 | 0 | 0 | 0 | 0 | 0 | 0 | 0 | 0 | 0 | 0 | 0 | 0 | 0 | 0 | 0 | 0 | 0 | 0 | 0 | 0 | 0 | 0.427 | 0.56458 | 0.56134 | 0.51968 | 0.50575 | 0.31652 | 0.5891 | 0.581 | 0 | 0 | 0 | 0 | 0 | 0 | 0 | 0 | 0 | 0 | 0 |  | 0 | 0 | 0 |  | #VALUE! | #VALUE! | #VALUE! | #VALUE! |  |  | #VALUE! | #VALUE! | 0 | 0 | 0.20123 | 0.20123 | #VALUE! | #VALUE! | #VALUE! | #VALUE! | 0 | 0 | 0.20123 | 0.20123 | #VALUE! | #VALUE! | #VALUE! | #VALUE! | 0 | 0 | 0.20123 | 0.20123 | #VALUE! | #VALUE! |  |  |  | #VALUE! | #VALUE! | #VALUE! | #VALUE! | #VALUE! | #VALUE! | #VALUE!
Sunday | 7 | 31 | 17 | 5081 | 0 | 0 | 0 | 0 | 0 | 0 | 0 | 0 | 0 | 0 | 0 | 0 | 0 | 0 | 0 | 0 | 0 | 0 | 0 | 0 | 0 | 0.442 | 0.5805 | 0.58338 | 0.52417 | 0.49525 | 0.34456 | 0.61184 | 0.598 | 0 | 0 | 0 | 0 | 0 | 0 | 0 | 0 | 0 | 0 | 0 |  | 0 | 0 | 0 |  | #VALUE! | #VALUE! | #VALUE! | #VALUE! |  |  | #VALUE! | #VALUE! | 0 | 0 | 0.20123 | 0.20123 | #VALUE! | #VALUE! | #VALUE! | #VALUE! | 0 | 0 | 0.20123 | 0.20123 | #VALUE! | #VALUE! | #VALUE! | #VALUE! | 0 | 0 | 0.20123 | 0.20123 | #VALUE! | #VALUE! |  |  |  | #VALUE! | #VALUE! | #VALUE! | #VALUE! | #VALUE! | #VALUE! | #VALUE!
Sunday | 7 | 31 | 18 | 5082 | 0 | 0 | 0 | 0 | 0 | 0 | 0 | 0 | 0 | 0 | 0 | 0 | 0 | 0 | 0 | 0 | 0 | 0 | 0 | 0 | 0 | 0.4375 | 0.56558 | 0.57461 | 0.49935 | 0.46925 | 0.34661 | 0.60063 | 0.555 | 0 | 0 | 0 | 0 | 0 | 0 | 0 | 0 | 0 | 0 | 0 |  | 0 | 0 | 0 |  | #VALUE! | #VALUE! | #VALUE! | #VALUE! |  |  | #VALUE! | #VALUE! | 0 | 0 | 0.20123 | 0.20123 | #VALUE! | #VALUE! | #VALUE! | #VALUE! | 0 | 0 | 0.20123 | 0.20123 | #VALUE! | #VALUE! | #VALUE! | #VALUE! | 0 | 0 | 0.20123 | 0.20123 | #VALUE! | #VALUE! |  |  |  | #VALUE! | #VALUE! | #VALUE! | #VALUE! | #VALUE! | #VALUE! | #VALUE!
Sunday | 7 | 31 | 19 | 5083 | 0 | 0 | 0 | 0 | 0 | 0 | 0 | 0 | 0 | 0 | 0 | 0 | 0 | 0 | 0 | 0 | 0 | 0 | 0 | 0 | 0 | 0.4045 | 0.50383 | 0.52255 | 0.44197 | 0.41925 | 0.30493 | 0.52705 | 0.488 | 0 | 0 | 0 | 0 | 0 | 0 | 0 | 0 | 0 | 0 | 0 |  | 0 | 0 | 0 |  | #VALUE! | #VALUE! | #VALUE! | #VALUE! |  |  | #VALUE! | #VALUE! | 0 | 0 | 0.20123 | 0.20123 | #VALUE! | #VALUE! | #VALUE! | #VALUE! | 0 | 0 | 0.20123 | 0.20123 | #VALUE! | #VALUE! | #VALUE! | #VALUE! | 0 | 0 | 0.20123 | 0.20123 | #VALUE! | #VALUE! |  |  |  | #VALUE! | #VALUE! | #VALUE! | #VALUE! | #VALUE! | #VALUE! | #VALUE!
Sunday | 7 | 31 | 20 | 5084 | 0 | 0 | 0 | 0 | 0 | 0 | 0 | 0 | 0 | 0 | 0 | 0 | 0 | 0 | 0 | 0 | 0 | 0 | 0 | 0 | 0 | 0.3605 | 0.41608 | 0.41375 | 0.4005 | 0.30975 | 0.2592 | 0.4438 | 0.435 | 0 | 0 | 0 | 0 | 0 | 0 | 0 | 0 | 0 | 0 | 0 |  | 0 | 0 | 0 |  | #VALUE! | #VALUE! | #VALUE! | #VALUE! |  |  | #VALUE! | #VALUE! | 0 | 0 | 0.20123 | 0.20123 | #VALUE! | #VALUE! | #VALUE! | #VALUE! | 0 | 0 | 0.20123 | 0.20123 | #VALUE! | #VALUE! | #VALUE! | #VALUE! | 0 | 0 | 0.20123 | 0.20123 | #VALUE! | #VALUE! |  |  |  | #VALUE! | #VALUE! | #VALUE! | #VALUE! | #VALUE! | #VALUE! | #VALUE!
Sunday | 7 | 31 | 21 | 5085 | 0 | 0 | 0 | 0 | 0 | 0 | 0 | 0 | 0 | 0 | 0 | 0 | 0 | 0 | 0 | 0 | 0 | 0 | 0 | 0 | 0 | 0.1655 | 0.2555 | 0.26129 | 0.35046 | 0.1895 | 0.21102 | 0.33074 | 0.372 | 0 | 0 | 0 | 0 | 0 | 0 | 0 | 0 | 0 | 0 | 0 |  | 0 | 0 | 0 |  | #VALUE! | #VALUE! | #VALUE! | #VALUE! |  |  | #VALUE! | #VALUE! | 0 | 0 | 0.20123 | 0.20123 | #VALUE! | #VALUE! | #VALUE! | #VALUE! | 0 | 0 | 0.20123 | 0.20123 | #VALUE! | #VALUE! | #VALUE! | #VALUE! | 0 | 0 | 0.20123 | 0.20123 | #VALUE! | #VALUE! |  |  |  | #VALUE! | #VALUE! | #VALUE! | #VALUE! | #VALUE! | #VALUE! | #VALUE!
Sunday | 7 | 31 | 22 | 5086 | 0 | 0 | 0 | 0 | 0 | 0 | 0 | 0 | 0 | 0 | 0 | 0 | 0 | 0 | 0 | 0 | 0 | 0 | 0 | 0 | 0 | 0.06 | 0.1705 | 0.16677 | 0.16369 | 0.10125 | 0.21362 | 0.27628 | 0.36 | 0 | 0 | 0 | 0 | 0 | 0 | 0 | 0 | 0 | 0 | 0 |  | 0 | 0 | 0 |  | #VALUE! | #VALUE! | #VALUE! | #VALUE! |  |  | #VALUE! | #VALUE! | 0 | 0 | 0.20123 | 0.20123 | #VALUE! | #VALUE! | #VALUE! | #VALUE! | 0 | 0 | 0.20123 | 0.20123 | #VALUE! | #VALUE! | #VALUE! | #VALUE! | 0 | 0 | 0.20123 | 0.20123 | #VALUE! | #VALUE! |  |  |  | #VALUE! | #VALUE! | #VALUE! | #VALUE! | #VALUE! | #VALUE! | #VALUE!
Sunday | 7 | 31 | 23 | 5087 | 0 | 0 | 0 | 0 | 0 | 0 | 0 | 0 | 0 | 0 | 0 | 0 | 0 | 0 | 0 | 0 | 0 | 0 | 0 | 0 | 0 | 0 | 0.031667 | 0.023847 | 0.027769 | 0.03375 | 0.1614 | 0.18035 | 0.293 | 0 | 0 | 0 | 0 | 0 | 0 | 0 | 0 | 0 | 0 | 0 |  | 0 | 0 | 0 |  | #VALUE! | #VALUE! | #VALUE! | #VALUE! |  |  | #VALUE! | #VALUE! | 0 | 0 | 0.20123 | 0.20123 | #VALUE! | #VALUE! | #VALUE! | #VALUE! | 0 | 0 | 0.20123 | 0.20123 | #VALUE! | #VALUE! | #VALUE! | #VALUE! | 0 | 0 | 0.20123 | 0.20123 | #VALUE! | #VALUE! |  |  |  | #VALUE! | #VALUE! | #VALUE! | #VALUE! | #VALUE! | #VALUE! | #VALUE!
Sunday | 7 | 31 | 24 | 5088 | 0 | 0 | 0 | 0 | 0 | 0 | 0 | 0 | 0 | 0 | 0 | 0 | 0 | 0 | 0 | 0 | 0 | 0 | 0 | 0 | 0 | 0 | 0 | 0.00072727 | 0.030288 | 0.0125 | 0.12231 | 0.14143 | 0.279 | 0 | 0 | 0 | 0 | 0 | 0 | 0 | 0 | 0 | 0 | 0 |  | 0 | 0 | 0 |  | #VALUE! | #VALUE! | #VALUE! | #VALUE! |  |  | #VALUE! | #VALUE! | 0 | 0 | 0.20123 | 0.20123 | #VALUE! | #VALUE! | #VALUE! | #VALUE! | 0 | 0 | 0.20123 | 0.20123 | #VALUE! | #VALUE! | #VALUE! | #VALUE! | 0 | 0 | 0.20123 | 0.20123 | #VALUE! | #VALUE! |  |  |  | #VALUE! | #VALUE! | #VALUE! | #VALUE! | #VALUE! | #VALUE! | #VALUE!
Monday | 8 | 1 | 1 | 5089 | 0 | 0 | 0 | 0 | 0 | 0 | 0 | 0 | 0 | 0 | 0 | 0 | 0 | 0 | 0 | 0 | 0 | 0 | 0 | 0 | 0 | 0 | 0 | 0 | 0.030822 | 0 | 0.10765 | 0.12229 | 0.274 | 0 | 0 | 0 | 0 | 0 | 0 | 0 | 0 | 0 | 0 | 0 |  | 0 | 0 | 0 |  | #VALUE! | #VALUE! | #VALUE! | #VALUE! |  |  | #VALUE! | #VALUE! | 0 | 0 | 0.20123 | 0.20123 | #VALUE! | #VALUE! | #VALUE! | #VALUE! | 0 | 0 | 0.20123 | 0.20123 | #VALUE! | #VALUE! | #VALUE! | #VALUE! | 0 | 0 | 0.20123 | 0.20123 | #VALUE! | #VALUE! |  |  |  | #VALUE! | #VALUE! | #VALUE! | #VALUE! | #VALUE! | #VALUE! | #VALUE!
Monday | 8 | 1 | 2 | 5090 | 0 | 0 | 0 | 0 | 0 | 0 | 0 | 0 | 0 | 0 | 0 | 0 | 0 | 0 | 0 | 0 | 0 | 0 | 0 | 0 | 0 | 0 | 0 | 0 | 0.029736 | 0 | 0.069184 | 0.088294 | 0.227 | 0 | 0 | 0 | 0 | 0 | 0 | 0 | 0 | 0 | 0 | 0 |  | 0 | 0 | 0 |  | #VALUE! | #VALUE! | #VALUE! | #VALUE! |  |  | #VALUE! | #VALUE! | 0 | 0 | 0.20123 | 0.20123 | #VALUE! | #VALUE! | #VALUE! | #VALUE! | 0 | 0 | 0.20123 | 0.20123 | #VALUE! | #VALUE! | #VALUE! | #VALUE! | 0 | 0 | 0.20123 | 0.20123 | #VALUE! | #VALUE! |  |  |  | #VALUE! | #VALUE! | #VALUE! | #VALUE! | #VALUE! | #VALUE! | #VALUE!
Monday | 8 | 1 | 3 | 5091 | 0 | 0 | 0 | 0 | 0 | 0 | 0 | 0 | 0 | 0 | 0 | 0 | 0 | 0 | 0 | 0 | 0 | 0 | 0 | 0 | 0 | 0 | 0 | 0 | 0.030528 | 0 | 0.063729 | 0.072031 | 0.215 | 0 | 0 | 0 | 0 | 0 | 0 | 0 | 0 | 0 | 0 | 0 |  | 0 | 0 | 0 |  | #VALUE! | #VALUE! | #VALUE! | #VALUE! |  |  | #VALUE! | #VALUE! | 0 | 0 | 0.20123 | 0.20123 | #VALUE! | #VALUE! | #VALUE! | #VALUE! | 0 | 0 | 0.20123 | 0.20123 | #VALUE! | #VALUE! | #VALUE! | #VALUE! | 0 | 0 | 0.20123 | 0.20123 | #VALUE! | #VALUE! |  |  |  | #VALUE! | #VALUE! | #VALUE! | #VALUE! | #VALUE! | #VALUE! | #VALUE!
Monday | 8 | 1 | 4 | 5092 | 0 | 0 | 0 | 0 | 0 | 0 | 0 | 0 | 0 | 0 | 0 | 0 | 0 | 0 | 0 | 0 | 0 | 0 | 0 | 0 | 0 | 0 | 0 | 0 | 0.029984 | 0 | 0.089404 | 0.066651 | 0.215 | 0 | 0 | 0 | 0 | 0 | 0 | 0 | 0 | 0 | 0 | 0 |  | 0 | 0 | 0 |  | #VALUE! | #VALUE! | #VALUE! | #VALUE! |  |  | #VALUE! | #VALUE! | 0 | 0 | 0.20123 | 0.20123 | #VALUE! | #VALUE! | #VALUE! | #VALUE! | 0 | 0 | 0.20123 | 0.20123 | #VALUE! | #VALUE! | #VALUE! | #VALUE! | 0 | 0 | 0.20123 | 0.20123 | #VALUE! | #VALUE! |  |  |  | #VALUE! | #VALUE! | #VALUE! | #VALUE! | #VALUE! | #VALUE! | #VALUE!
Monday | 8 | 1 | 5 | 5093 | 0 | 0 | 0 | 0 | 0 | 0 | 0 | 0 | 0 | 0 | 0 | 0 | 0 | 0 | 0 | 0 | 0 | 0 | 0 | 0 | 0 | 0 | 0 | 0 | 0.029716 | 0 | 0.11842 | 0.053612 | 0.209 | 0 | 0 | 0 | 0 | 0 | 0 | 0 | 0 | 0 | 0 | 0 |  | 0 | 0 | 0 |  | #VALUE! | #VALUE! | #VALUE! | #VALUE! |  |  | #VALUE! | #VALUE! | 0 | 0 | 0.20123 | 0.20123 | #VALUE! | #VALUE! | #VALUE! | #VALUE! | 0 | 0 | 0.20123 | 0.20123 | #VALUE! | #VALUE! | #VALUE! | #VALUE! | 0 | 0 | 0.20123 | 0.20123 | #VALUE! | #VALUE! |  |  |  | #VALUE! | #VALUE! | #VALUE! | #VALUE! | #VALUE! | #VALUE! | #VALUE!
Monday | 8 | 1 | 6 | 5094 | 0 | 0 | 0 | 0 | 0 | 0 | 0 | 0 | 0 | 0 | 0 | 0 | 0 | 0 | 0 | 0 | 0 | 0 | 0 | 0 | 0 | 0 | 0 | 0 | 0.031738 | 0 | 0.052072 | 0.039872 | 0.195 | 0 | 0 | 0 | 0 | 0 | 0 | 0 | 0 | 0 | 0 | 0 |  | 0 | 0 | 0 |  | #VALUE! | #VALUE! | #VALUE! | #VALUE! |  |  | #VALUE! | #VALUE! | 0 | 0 | 0.20123 | 0.20123 | #VALUE! | #VALUE! | #VALUE! | #VALUE! | 0 | 0 | 0.20123 | 0.20123 | #VALUE! | #VALUE! | #VALUE! | #VALUE! | 0 | 0 | 0.20123 | 0.20123 | #VALUE! | #VALUE! |  |  |  | #VALUE! | #VALUE! | #VALUE! | #VALUE! | #VALUE! | #VALUE! | #VALUE!
Monday | 8 | 1 | 7 | 5095 | 0 | 0 | 0 | 0 | 0 | 0 | 0 | 0 | 0 | 0 | 0 | 0 | 0 | 0 | 0 | 0 | 0 | 0 | 0 | 0 | 0 | 0 | 0 | 0.016528 | 0.035116 | 0.023 | 0.1686 | 0.19314 | 0.401 | 0 | 0 | 0 | 0 | 0 | 0 | 0 | 0 | 0 | 0 | 0 |  | 0 | 0 | 0 |  | #VALUE! | #VALUE! | #VALUE! | #VALUE! |  |  | #VALUE! | #VALUE! | 0 | 0 | 0.20123 | 0.20123 | #VALUE! | #VALUE! | #VALUE! | #VALUE! | 0 | 0 | 0.20123 | 0.20123 | #VALUE! | #VALUE! | #VALUE! | #VALUE! | 0 | 0 | 0.20123 | 0.20123 | #VALUE! | #VALUE! |  |  |  | #VALUE! | #VALUE! | #VALUE! | #VALUE! | #VALUE! | #VALUE! | #VALUE!
Monday | 8 | 1 | 8 | 5096 | 0 | 0 | 0 | 0 | 0 | 0 | 0 | 0 | 0 | 0 | 0 | 0 | 0 | 0 | 0 | 0 | 0 | 0 | 0 | 0 | 0 | 0.04 | 0.19942 | 0.20829 | 0.48125 | 0.20375 | 0.13404 | 0.33149 | 0.495 | 0 | 0 | 0 | 0 | 0 | 0 | 0 | 0 | 0 | 0 | 0 |  | 0 | 0 | 0 |  | #VALUE! | #VALUE! | #VALUE! | #VALUE! |  |  | #VALUE! | #VALUE! | 0 | 0 | 0.20123 | 0.20123 | #VALUE! | #VALUE! | #VALUE! | #VALUE! | 0 | 0 | 0.20123 | 0.20123 | #VALUE! | #VALUE! | #VALUE! | #VALUE! | 0 | 0 | 0.20123 | 0.20123 | #VALUE! | #VALUE! |  |  |  | #VALUE! | #VALUE! | #VALUE! | #VALUE! | #VALUE! | #VALUE! | #VALUE!
Monday | 8 | 1 | 9 | 5097 | 0 | 0 | 0 | 0 | 0 | 0 | 0 | 0 | 0 | 0 | 0 | 0 | 0 | 0 | 0 | 0 | 0 | 0 | 0 | 0 | 0 | 0.355 | 0.46767 | 0.4748 | 0.56099 | 0.31375 | 0.23492 | 0.51709 | 0.6 | 0 | 0 | 0 | 0 | 0 | 0 | 0 | 0 | 0 | 0 | 0 |  | 0 | 0 | 0 |  | #VALUE! | #VALUE! | #VALUE! | #VALUE! |  |  | #VALUE! | #VALUE! | 0 | 0 | 0.20123 | 0.20123 | #VALUE! | #VALUE! | #VALUE! | #VALUE! | 0 | 0 | 0.20123 | 0.20123 | #VALUE! | #VALUE! | #VALUE! | #VALUE! | 0 | 0 | 0.20123 | 0.20123 | #VALUE! | #VALUE! |  |  |  | #VALUE! | #VALUE! | #VALUE! | #VALUE! | #VALUE! | #VALUE! | #VALUE!
Monday | 8 | 1 | 10 | 5098 | 0 | 0 | 0 | 0 | 0 | 0 | 0 | 0 | 0 | 0 | 0 | 0 | 0 | 0 | 0 | 0 | 0 | 0 | 0 | 0 | 0 | 0.345 | 0.52133 | 0.50834 | 0.61129 | 0.41825 | 0.21174 | 0.55575 | 0.619 | 0 | 0 | 0 | 0 | 0 | 0 | 0 | 0 | 0 | 0 | 0 |  | 0 | 0 | 0 |  | #VALUE! | #VALUE! | #VALUE! | #VALUE! |  |  | #VALUE! | #VALUE! | 0 | 0 | 0.20123 | 0.20123 | #VALUE! | #VALUE! | #VALUE! | #VALUE! | 0 | 0 | 0.20123 | 0.20123 | #VALUE! | #VALUE! | #VALUE! | #VALUE! | 0 | 0 | 0.20123 | 0.20123 | #VALUE! | #VALUE! |  |  |  | #VALUE! | #VALUE! | #VALUE! | #VALUE! | #VALUE! | #VALUE! | #VALUE!
Monday | 8 | 1 | 11 | 5099 | 0 | 0 | 0 | 0 | 0 | 0 | 0 | 0 | 0 | 0 | 0 | 0 | 0 | 0 | 0 | 0 | 0 | 0 | 0 | 0 | 0 | 0.402 | 0.57817 | 0.55914 | 0.63246 | 0.4645 | 0.18953 | 0.60102 | 0.647 | 0 | 0 | 0 | 0 | 0 | 0 | 0 | 0 | 0 | 0 | 0 |  | 0 | 0 | 0 |  | #VALUE! | #VALUE! | #VALUE! | #VALUE! |  |  | #VALUE! | #VALUE! | 0 | 0 | 0.20123 | 0.20123 | #VALUE! | #VALUE! | #VALUE! | #VALUE! | 0 | 0 | 0.20123 | 0.20123 | #VALUE! | #VALUE! | #VALUE! | #VALUE! | 0 | 0 | 0.20123 | 0.20123 | #VALUE! | #VALUE! |  |  |  | #VALUE! | #VALUE! | #VALUE! | #VALUE! | #VALUE! | #VALUE! | #VALUE!
Monday | 8 | 1 | 12 | 5100 | 0 | 0 | 0 | 0 | 0 | 0 | 0 | 0 | 0 | 0 | 0 | 0 | 0 | 0 | 0 | 0 | 0 | 0 | 0 | 0 | 0 | 0.3955 | 0.54692 | 0.54237 | 0.57068 | 0.52975 | 0.26478 | 0.56204 | 0.583 | 0 | 0 | 0 | 0 | 0 | 0 | 0 | 0 | 0 | 0 | 0 |  | 0 | 0 | 0 |  | #VALUE! | #VALUE! | #VALUE! | #VALUE! |  |  | #VALUE! | #VALUE! | 0 | 0 | 0.20123 | 0.20123 | #VALUE! | #VALUE! | #VALUE! | #VALUE! | 0 | 0 | 0.20123 | 0.20123 | #VALUE! | #VALUE! | #VALUE! | #VALUE! | 0 | 0 | 0.20123 | 0.20123 | #VALUE! | #VALUE! |  |  |  | #VALUE! | #VALUE! | #VALUE! | #VALUE! | #VALUE! | #VALUE! | #VALUE!
Monday | 8 | 1 | 13 | 5101 | 0 | 0 | 0 | 0 | 0 | 0 | 0 | 0 | 0 | 0 | 0 | 0 | 0 | 0 | 0 | 0 | 0 | 0 | 0 | 0 | 0 | 0.4285 | 0.59783 | 0.57405 | 0.6072 | 0.5455 | 0.32731 | 0.60732 | 0.629 | 0 | 0 | 0 | 0 | 0 | 0 | 0 | 0 | 0 | 0 | 0 |  | 0 | 0 | 0 |  | #VALUE! | #VALUE! | #VALUE! | #VALUE! |  |  | #VALUE! | #VALUE! | 0 | 0 | 0.20123 | 0.20123 | #VALUE! | #VALUE! | #VALUE! | #VALUE! | 0 | 0 | 0.20123 | 0.20123 | #VALUE! | #VALUE! | #VALUE! | #VALUE! | 0 | 0 | 0.20123 | 0.20123 | #VALUE! | #VALUE! |  |  |  | #VALUE! | #VALUE! | #VALUE! | #VALUE! | #VALUE! | #VALUE! | #VALUE!
Monday | 8 | 1 | 14 | 5102 | 0 | 0 | 0 | 0 | 0 | 0 | 0 | 0 | 0 | 0 | 0 | 0 | 0 | 0 | 0 | 0 | 0 | 0 | 0 | 0 | 0 | 0.4465 | 0.62258 | 0.59347 | 0.60013 | 0.53775 | 0.38149 | 0.62535 | 0.641 | 0 | 0 | 0 | 0 | 0 | 0 | 0 | 0 | 0 | 0 | 0 |  | 0 | 0 | 0 |  | #VALUE! | #VALUE! | #VALUE! | #VALUE! |  |  | #VALUE! | #VALUE! | 0 | 0 | 0.20123 | 0.20123 | #VALUE! | #VALUE! | #VALUE! | #VALUE! | 0 | 0 | 0.20123 | 0.20123 | #VALUE! | #VALUE! | #VALUE! | #VALUE! | 0 | 0 | 0.20123 | 0.20123 | #VALUE! | #VALUE! |  |  |  | #VALUE! | #VALUE! | #VALUE! | #VALUE! | #VALUE! | #VALUE! | #VALUE!
Monday | 8 | 1 | 15 | 5103 | 0 | 0 | 0 | 0 | 0 | 0 | 0 | 0 | 0 | 0 | 0 | 0 | 0 | 0 | 0 | 0 | 0 | 0 | 0 | 0 | 0 | 0.441 | 0.5955 | 0.57227 | 0.55861 | 0.61825 | 0.44172 | 0.59663 | 0.579 | 0 | 0 | 0 | 0 | 0 | 0 | 0 | 0 | 0 | 0 | 0 |  | 0 | 0 | 0 |  | #VALUE! | #VALUE! | #VALUE! | #VALUE! |  |  | #VALUE! | #VALUE! | 0 | 0 | 0.20123 | 0.20123 | #VALUE! | #VALUE! | #VALUE! | #VALUE! | 0 | 0 | 0.20123 | 0.20123 | #VALUE! | #VALUE! | #VALUE! | #VALUE! | 0 | 0 | 0.20123 | 0.20123 | #VALUE! | #VALUE! |  |  |  | #VALUE! | #VALUE! | #VALUE! | #VALUE! | #VALUE! | #VALUE! | #VALUE!
Monday | 8 | 1 | 16 | 5104 | 0 | 0 | 0 | 0 | 0 | 0 | 0 | 0 | 0 | 0 | 0 | 0 | 0 | 0 | 0 | 0 | 0 | 0 | 0 | 0 | 0 | 0.477 | 0.64983 | 0.62751 | 0.60409 | 0.51775 | 0.47736 | 0.65527 | 0.648 | 0 | 0 | 0 | 0 | 0 | 0 | 0 | 0 | 0 | 0 | 0 |  | 0 | 0 | 0 |  | #VALUE! | #VALUE! | #VALUE! | #VALUE! |  |  | #VALUE! | #VALUE! | 0 | 0 | 0.20123 | 0.20123 | #VALUE! | #VALUE! | #VALUE! | #VALUE! | 0 | 0 | 0.20123 | 0.20123 | #VALUE! | #VALUE! | #VALUE! | #VALUE! | 0 | 0 | 0.20123 | 0.20123 | #VALUE! | #VALUE! |  |  |  | #VALUE! | #VALUE! | #VALUE! | #VALUE! | #VALUE! | #VALUE! | #VALUE!
Monday | 8 | 1 | 17 | 5105 | 0 | 0 | 0 | 0 | 0 | 0 | 0 | 0 | 0 | 0 | 0 | 0 | 0 | 0 | 0 | 0 | 0 | 0 | 0 | 0 | 0 | 0.4685 | 0.6205 | 0.60802 | 0.55672 | 0.45675 | 0.48456 | 0.6341 | 0.61 | 0 | 0 | 0 | 0 | 0 | 0 | 0 | 0 | 0 | 0 | 0 |  | 0 | 0 | 0 |  | #VALUE! | #VALUE! | #VALUE! | #VALUE! |  |  | #VALUE! | #VALUE! | 0 | 0 | 0.20123 | 0.20123 | #VALUE! | #VALUE! | #VALUE! | #VALUE! | 0 | 0 | 0.20123 | 0.20123 | #VALUE! | #VALUE! | #VALUE! | #VALUE! | 0 | 0 | 0.20123 | 0.20123 | #VALUE! | #VALUE! |  |  |  | #VALUE! | #VALUE! | #VALUE! | #VALUE! | #VALUE! | #VALUE! | #VALUE!
Monday | 8 | 1 | 18 | 5106 | 0 | 0 | 0 | 0 | 0 | 0 | 0 | 0 | 0 | 0 | 0 | 0 | 0 | 0 | 0 | 0 | 0 | 0 | 0 | 0 | 0 | 0.459 | 0.59733 | 0.59688 | 0.5365 | 0.52425 | 0.46107 | 0.62316 | 0.593 | 0 | 0 | 0 | 0 | 0 | 0 | 0 | 0 | 0 | 0 | 0 |  | 0 | 0 | 0 |  | #VALUE! | #VALUE! | #VALUE! | #VALUE! |  |  | #VALUE! | #VALUE! | 0 | 0 | 0.20123 | 0.20123 | #VALUE! | #VALUE! | #VALUE! | #VALUE! | 0 | 0 | 0.20123 | 0.20123 | #VALUE! | #VALUE! | #VALUE! | #VALUE! | 0 | 0 | 0.20123 | 0.20123 | #VALUE! | #VALUE! |  |  |  | #VALUE! | #VALUE! | #VALUE! | #VALUE! | #VALUE! | #VALUE! | #VALUE!
Monday | 8 | 1 | 19 | 5107 | 0 | 0 | 0 | 0 | 0 | 0 | 0 | 0 | 0 | 0 | 0 | 0 | 0 | 0 | 0 | 0 | 0 | 0 | 0 | 0 | 0 | 0.4445 | 0.56808 | 0.58888 | 0.50546 | 0.47275 | 0.39617 | 0.60416 | 0.579 | 0 | 0 | 0 | 0 | 0 | 0 | 0 | 0 | 0 | 0 | 0 |  | 0 | 0 | 0 |  | #VALUE! | #VALUE! | #VALUE! | #VALUE! |  |  | #VALUE! | #VALUE! | 0 | 0 | 0.20123 | 0.20123 | #VALUE! | #VALUE! | #VALUE! | #VALUE! | 0 | 0 | 0.20123 | 0.20123 | #VALUE! | #VALUE! | #VALUE! | #VALUE! | 0 | 0 | 0.20123 | 0.20123 | #VALUE! | #VALUE! |  |  |  | #VALUE! | #VALUE! | #VALUE! | #VALUE! | #VALUE! | #VALUE! | #VALUE!
Monday | 8 | 1 | 20 | 5108 | 0 | 0 | 0 | 0 | 0 | 0 | 0 | 0 | 0 | 0 | 0 | 0 | 0 | 0 | 0 | 0 | 0 | 0 | 0 | 0 | 0 | 0.412 | 0.52833 | 0.53696 | 0.47793 | 0.4385 | 0.31778 | 0.57125 | 0.562 | 0 | 0 | 0 | 0 | 0 | 0 | 0 | 0 | 0 | 0 | 0 |  | 0 | 0 | 0 |  | #VALUE! | #VALUE! | #VALUE! | #VALUE! |  |  | #VALUE! | #VALUE! | 0 | 0 | 0.20123 | 0.20123 | #VALUE! | #VALUE! | #VALUE! | #VALUE! | 0 | 0 | 0.20123 | 0.20123 | #VALUE! | #VALUE! | #VALUE! | #VALUE! | 0 | 0 | 0.20123 | 0.20123 | #VALUE! | #VALUE! |  |  |  | #VALUE! | #VALUE! | #VALUE! | #VALUE! | #VALUE! | #VALUE! | #VALUE!
Monday | 8 | 1 | 21 | 5109 | 0 | 0 | 0 | 0 | 0 | 0 | 0 | 0 | 0 | 0 | 0 | 0 | 0 | 0 | 0 | 0 | 0 | 0 | 0 | 0 | 0 | 0.3875 | 0.50317 | 0.50043 | 0.4514 | 0.346 | 0.25087 | 0.55712 | 0.569 | 0 | 0 | 0 | 0 | 0 | 0 | 0 | 0 | 0 | 0 | 0 |  | 0 | 0 | 0 |  | #VALUE! | #VALUE! | #VALUE! | #VALUE! |  |  | #VALUE! | #VALUE! | 0 | 0 | 0.20123 | 0.20123 | #VALUE! | #VALUE! | #VALUE! | #VALUE! | 0 | 0 | 0.20123 | 0.20123 | #VALUE! | #VALUE! | #VALUE! | #VALUE! | 0 | 0 | 0.20123 | 0.20123 | #VALUE! | #VALUE! |  |  |  | #VALUE! | #VALUE! | #VALUE! | #VALUE! | #VALUE! | #VALUE! | #VALUE!
Monday | 8 | 1 | 22 | 5110 | 0 | 0 | 0 | 0 | 0 | 0 | 0 | 0 | 0 | 0 | 0 | 0 | 0 | 0 | 0 | 0 | 0 | 0 | 0 | 0 | 0 | 0.3565 | 0.46033 | 0.44761 | 0.40636 | 0.32925 | 0.19403 | 0.50576 | 0.533 | 0 | 0 | 0 | 0 | 0 | 0 | 0 | 0 | 0 | 0 | 0 |  | 0 | 0 | 0 |  | #VALUE! | #VALUE! | #VALUE! | #VALUE! |  |  | #VALUE! | #VALUE! | 0 | 0 | 0.20123 | 0.20123 | #VALUE! | #VALUE! | #VALUE! | #VALUE! | 0 | 0 | 0.20123 | 0.20123 | #VALUE! | #VALUE! | #VALUE! | #VALUE! | 0 | 0 | 0.20123 | 0.20123 | #VALUE! | #VALUE! |  |  |  | #VALUE! | #VALUE! | #VALUE! | #VALUE! | #VALUE! | #VALUE! | #VALUE!
Monday | 8 | 1 | 23 | 5111 | 0 | 0 | 0 | 0 | 0 | 0 | 0 | 0 | 0 | 0 | 0 | 0 | 0 | 0 | 0 | 0 | 0 | 0 | 0 | 0 | 0 | 0.3505 | 0.46842 | 0.45914 | 0.41536 | 0.27825 | 0.18354 | 0.52451 | 0.569 | 0 | 0 | 0 | 0 | 0 | 0 | 0 | 0 | 0 | 0 | 0 |  | 0 | 0 | 0 |  | #VALUE! | #VALUE! | #VALUE! | #VALUE! |  |  | #VALUE! | #VALUE! | 0 | 0 | 0.20123 | 0.20123 | #VALUE! | #VALUE! | #VALUE! | #VALUE! | 0 | 0 | 0.20123 | 0.20123 | #VALUE! | #VALUE! | #VALUE! | #VALUE! | 0 | 0 | 0.20123 | 0.20123 | #VALUE! | #VALUE! |  |  |  | #VALUE! | #VALUE! | #VALUE! | #VALUE! | #VALUE! | #VALUE! | #VALUE!
Monday | 8 | 1 | 24 | 5112 | 0 | 0 | 0 | 0 | 0 | 0 | 0 | 0 | 0 | 0 | 0 | 0 | 0 | 0 | 0 | 0 | 0 | 0 | 0 | 0 | 0 | 0.3355 | 0.45292 | 0.32303 | 0.39965 | 0.2335 | 0.12713 | 0.50745 | 0.562 | 0 | 0 | 0 | 0 | 0 | 0 | 0 | 0 | 0 | 0 | 0 |  | 0 | 0 | 0 |  | #VALUE! | #VALUE! | #VALUE! | #VALUE! |  |  | #VALUE! | #VALUE! | 0 | 0 | 0.20123 | 0.20123 | #VALUE! | #VALUE! | #VALUE! | #VALUE! | 0 | 0 | 0.20123 | 0.20123 | #VALUE! | #VALUE! | #VALUE! | #VALUE! | 0 | 0 | 0.20123 | 0.20123 | #VALUE! | #VALUE! |  |  |  | #VALUE! | #VALUE! | #VALUE! | #VALUE! | #VALUE! | #VALUE! | #VALUE!
Tuesday | 8 | 2 | 1 | 5113 | 0 | 0 | 0 | 0 | 0 | 0 | 0 | 0 | 0 | 0 | 0 | 0 | 0 | 0 | 0 | 0 | 0 | 0 | 0 | 0 | 0 | 0.3165 | 0.43342 | 0.28519 | 0.19144 | 0.238 | 0.17529 | 0.4801 | 0.544 | 0 | 0 | 0 | 0 | 0 | 0 | 0 | 0 | 0 | 0 | 0 |  | 0 | 0 | 0 |  | #VALUE! | #VALUE! | #VALUE! | #VALUE! |  |  | #VALUE! | #VALUE! | 0 | 0 | 0.20123 | 0.20123 | #VALUE! | #VALUE! | #VALUE! | #VALUE! | 0 | 0 | 0.20123 | 0.20123 | #VALUE! | #VALUE! | #VALUE! | #VALUE! | 0 | 0 | 0.20123 | 0.20123 | #VALUE! | #VALUE! |  |  |  | #VALUE! | #VALUE! | #VALUE! | #VALUE! | #VALUE! | #VALUE! | #VALUE!
Tuesday | 8 | 2 | 2 | 5114 | 0 | 0 | 0 | 0 | 0 | 0 | 0 | 0 | 0 | 0 | 0 | 0 | 0 | 0 | 0 | 0 | 0 | 0 | 0 | 0 | 0 | 0.3045 | 0.42767 | 0.27576 | 0.18964 | 0.259 | 0.16808 | 0.47136 | 0.544 | 0 | 0 | 0 | 0 | 0 | 0 | 0 | 0 | 0 | 0 | 0 |  | 0 | 0 | 0 |  | #VALUE! | #VALUE! | #VALUE! | #VALUE! |  |  | #VALUE! | #VALUE! | 0 | 0 | 0.20123 | 0.20123 | #VALUE! | #VALUE! | #VALUE! | #VALUE! | 0 | 0 | 0.20123 | 0.20123 | #VALUE! | #VALUE! | #VALUE! | #VALUE! | 0 | 0 | 0.20123 | 0.20123 | #VALUE! | #VALUE! |  |  |  | #VALUE! | #VALUE! | #VALUE! | #VALUE! | #VALUE! | #VALUE! | #VALUE!
Tuesday | 8 | 2 | 3 | 5115 | 0 | 0 | 0 | 0 | 0 | 0 | 0 | 0 | 0 | 0 | 0 | 0 | 0 | 0 | 0 | 0 | 0 | 0 | 0 | 0 | 0 | 0.3035 | 0.44208 | 0.29282 | 0.33559 | 0.222 | 0.17957 | 0.49389 | 0.582 | 0 | 0 | 0 | 0 | 0 | 0 | 0 | 0 | 0 | 0 | 0 |  | 0 | 0 | 0 |  | #VALUE! | #VALUE! | #VALUE! | #VALUE! |  |  | #VALUE! | #VALUE! | 0 | 0 | 0.20123 | 0.20123 | #VALUE! | #VALUE! | #VALUE! | #VALUE! | 0 | 0 | 0.20123 | 0.20123 | #VALUE! | #VALUE! | #VALUE! | #VALUE! | 0 | 0 | 0.20123 | 0.20123 | #VALUE! | #VALUE! |  |  |  | #VALUE! | #VALUE! | #VALUE! | #VALUE! | #VALUE! | #VALUE! | #VALUE!
Tuesday | 8 | 2 | 4 | 5116 | 0 | 0 | 0 | 0 | 0 | 0 | 0 | 0 | 0 | 0 | 0 | 0 | 0 | 0 | 0 | 0 | 0 | 0 | 0 | 0 | 0 | 0.2955 | 0.43683 | 0.40143 | 0.19532 | 0.22775 | 0.1717 | 0.48759 | 0.582 | 0 | 0 | 0 | 0 | 0 | 0 | 0 | 0 | 0 | 0 | 0 |  | 0 | 0 | 0 |  | #VALUE! | #VALUE! | #VALUE! | #VALUE! |  |  | #VALUE! | #VALUE! | 0 | 0 | 0.20123 | 0.20123 | #VALUE! | #VALUE! | #VALUE! | #VALUE! | 0 | 0 | 0.20123 | 0.20123 | #VALUE! | #VALUE! | #VALUE! | #VALUE! | 0 | 0 | 0.20123 | 0.20123 | #VALUE! | #VALUE! |  |  |  | #VALUE! | #VALUE! | #VALUE! | #VALUE! | #VALUE! | #VALUE! | #VALUE!
Tuesday | 8 | 2 | 5 | 5117 | 0 | 0 | 0 | 0 | 0 | 0 | 0 | 0 | 0 | 0 | 0 | 0 | 0 | 0 | 0 | 0 | 0 | 0 | 0 | 0 | 0 | 0.279 | 0.41833 | 0.38816 | 0.3208 | 0.2255 | 0.16854 | 0.4586 | 0.553 | 0 | 0 | 0 | 0 | 0 | 0 | 0 | 0 | 0 | 0 | 0 |  | 0 | 0 | 0 |  | #VALUE! | #VALUE! | #VALUE! | #VALUE! |  |  | #VALUE! | #VALUE! | 0 | 0 | 0.20123 | 0.20123 | #VALUE! | #VALUE! | #VALUE! | #VALUE! | 0 | 0 | 0.20123 | 0.20123 | #VALUE! | #VALUE! | #VALUE! | #VALUE! | 0 | 0 | 0.20123 | 0.20123 | #VALUE! | #VALUE! |  |  |  | #VALUE! | #VALUE! | #VALUE! | #VALUE! | #VALUE! | #VALUE! | #VALUE!
Tuesday | 8 | 2 | 6 | 5118 | 0 | 0 | 0 | 0 | 0 | 0 | 0 | 0 | 0 | 0 | 0 | 0 | 0 | 0 | 0 | 0 | 0 | 0 | 0 | 0 | 0 | 0.2845 | 0.43842 | 0.4129 | 0.39868 | 0.223 | 0.17744 | 0.48366 | 0.606 | 0 | 0 | 0 | 0 | 0 | 0 | 0 | 0 | 0 | 0 | 0 |  | 0 | 0 | 0 |  | #VALUE! | #VALUE! | #VALUE! | #VALUE! |  |  | #VALUE! | #VALUE! | 0 | 0 | 0.20123 | 0.20123 | #VALUE! | #VALUE! | #VALUE! | #VALUE! | 0 | 0 | 0.20123 | 0.20123 | #VALUE! | #VALUE! | #VALUE! | #VALUE! | 0 | 0 | 0.20123 | 0.20123 | #VALUE! | #VALUE! |  |  |  | #VALUE! | #VALUE! | #VALUE! | #VALUE! | #VALUE! | #VALUE! | #VALUE!
Tuesday | 8 | 2 | 7 | 5119 | 0 | 0 | 0 | 0 | 0 | 0 | 0 | 0 | 0 | 0 | 0 | 0 | 0 | 0 | 0 | 0 | 0 | 0 | 0 | 0 | 0 | 0.2705 | 0.41042 | 0.36712 | 0.37558 | 0.24975 | 0.18414 | 0.42357 | 0.533 | 0 | 0 | 0 | 0 | 0 | 0 | 0 | 0 | 0 | 0 | 0 |  | 0 | 0 | 0 |  | #VALUE! | #VALUE! | #VALUE! | #VALUE! |  |  | #VALUE! | #VALUE! | 0 | 0 | 0.20123 | 0.20123 | #VALUE! | #VALUE! | #VALUE! | #VALUE! | 0 | 0 | 0.20123 | 0.20123 | #VALUE! | #VALUE! | #VALUE! | #VALUE! | 0 | 0 | 0.20123 | 0.20123 | #VALUE! | #VALUE! |  |  |  | #VALUE! | #VALUE! | #VALUE! | #VALUE! | #VALUE! | #VALUE! | #VALUE!
Tuesday | 8 | 2 | 8 | 5120 | 0 | 0 | 0 | 0 | 0 | 0 | 0 | 0 | 0 | 0 | 0 | 0 | 0 | 0 | 0 | 0 | 0 | 0 | 0 | 0 | 0 | 0.285 | 0.44033 | 0.40545 | 0.41136 | 0.24875 | 0.22084 | 0.46321 | 0.573 | 0 | 0 | 0 | 0 | 0 | 0 | 0 | 0 | 0 | 0 | 0 |  | 0 | 0 | 0 |  | #VALUE! | #VALUE! | #VALUE! | #VALUE! |  |  | #VALUE! | #VALUE! | 0 | 0 | 0.20123 | 0.20123 | #VALUE! | #VALUE! | #VALUE! | #VALUE! | 0 | 0 | 0.20123 | 0.20123 | #VALUE! | #VALUE! | #VALUE! | #VALUE! | 0 | 0 | 0.20123 | 0.20123 | #VALUE! | #VALUE! |  |  |  | #VALUE! | #VALUE! | #VALUE! | #VALUE! | #VALUE! | #VALUE! | #VALUE!
Tuesday | 8 | 2 | 9 | 5121 | 0 | 0 | 0 | 0 | 0 | 0 | 0 | 0 | 0 | 0 | 0 | 0 | 0 | 0 | 0 | 0 | 0 | 0 | 0 | 0 | 0 | 0.3 | 0.46958 | 0.4426 | 0.43519 | 0.2475 | 0.26776 | 0.51119 | 0.617 | 0 | 0 | 0 | 0 | 0 | 0 | 0 | 0 | 0 | 0 | 0 |  | 0 | 0 | 0 |  | #VALUE! | #VALUE! | #VALUE! | #VALUE! |  |  | #VALUE! | #VALUE! | 0 | 0 | 0.20123 | 0.20123 | #VALUE! | #VALUE! | #VALUE! | #VALUE! | 0 | 0 | 0.20123 | 0.20123 | #VALUE! | #VALUE! | #VALUE! | #VALUE! | 0 | 0 | 0.20123 | 0.20123 | #VALUE! | #VALUE! |  |  |  | #VALUE! | #VALUE! | #VALUE! | #VALUE! | #VALUE! | #VALUE! | #VALUE!
Tuesday | 8 | 2 | 10 | 5122 | 0 | 0 | 0 | 0 | 0 | 0 | 0 | 0 | 0 | 0 | 0 | 0 | 0 | 0 | 0 | 0 | 0 | 0 | 0 | 0 | 0 | 0.305 | 0.48425 | 0.45173 | 0.44455 | 0.2465 | 0.28026 | 0.52817 | 0.632 | 0 | 0 | 0 | 0 | 0 | 0 | 0 | 0 | 0 | 0 | 0 |  | 0 | 0 | 0 |  | #VALUE! | #VALUE! | #VALUE! | #VALUE! |  |  | #VALUE! | #VALUE! | 0 | 0 | 0.20123 | 0.20123 | #VALUE! | #VALUE! | #VALUE! | #VALUE! | 0 | 0 | 0.20123 | 0.20123 | #VALUE! | #VALUE! | #VALUE! | #VALUE! | 0 | 0 | 0.20123 | 0.20123 | #VALUE! | #VALUE! |  |  |  | #VALUE! | #VALUE! | #VALUE! | #VALUE! | #VALUE! | #VALUE! | #VALUE!
Tuesday | 8 | 2 | 11 | 5123 | 0 | 0 | 0 | 0 | 0 | 0 | 0 | 0 | 0 | 0 | 0 | 0 | 0 | 0 | 0 | 0 | 0 | 0 | 0 | 0 | 0 | 0.364 | 0.5715 | 0.53211 | 0.53529 | 0.15975 | 0.27409 | 0.61759 | 0.705 | 0 | 0 | 0 | 0 | 0 | 0 | 0 | 0 | 0 | 0 | 0 |  | 0 | 0 | 0 |  | #VALUE! | #VALUE! | #VALUE! | #VALUE! |  |  | #VALUE! | #VALUE! | 0 | 0 | 0.20123 | 0.20123 | #VALUE! | #VALUE! | #VALUE! | #VALUE! | 0 | 0 | 0.20123 | 0.20123 | #VALUE! | #VALUE! | #VALUE! | #VALUE! | 0 | 0 | 0.20123 | 0.20123 | #VALUE! | #VALUE! |  |  |  | #VALUE! | #VALUE! | #VALUE! | #VALUE! | #VALUE! | #VALUE! | #VALUE!
Tuesday | 8 | 2 | 12 | 5124 | 0 | 0 | 0 | 0 | 0 | 0 | 0 | 0 | 0 | 0 | 0 | 0 | 0 | 0 | 0 | 0 | 0 | 0 | 0 | 0 | 0 | 0.3955 | 0.61017 | 0.56962 | 0.56923 | 0.2925 | 0.32975 | 0.65272 | 0.733 | 0 | 0 | 0 | 0 | 0 | 0 | 0 | 0 | 0 | 0 | 0 |  | 0 | 0 | 0 |  | #VALUE! | #VALUE! | #VALUE! | #VALUE! |  |  | #VALUE! | #VALUE! | 0 | 0 | 0.20123 | 0.20123 | #VALUE! | #VALUE! | #VALUE! | #VALUE! | 0 | 0 | 0.20123 | 0.20123 | #VALUE! | #VALUE! | #VALUE! | #VALUE! | 0 | 0 | 0.20123 | 0.20123 | #VALUE! | #VALUE! |  |  |  | #VALUE! | #VALUE! | #VALUE! | #VALUE! | #VALUE! | #VALUE! | #VALUE!
Tuesday | 8 | 2 | 13 | 5125 | 0 | 0 | 0 | 0 | 0 | 0 | 0 | 0 | 0 | 0 | 0 | 0 | 0 | 0 | 0 | 0 | 0 | 0 | 0 | 0 | 0 | 0.4535 | 0.67958 | 0.63342 | 0.63858 | 0.1965 | 0.3647 | 0.71701 | 0.78 | 0 | 0 | 0 | 0 | 0 | 0 | 0 | 0 | 0 | 0 | 0 |  | 0 | 0 | 0 |  | #VALUE! | #VALUE! | #VALUE! | #VALUE! |  |  | #VALUE! | #VALUE! | 0 | 0 | 0.20123 | 0.20123 | #VALUE! | #VALUE! | #VALUE! | #VALUE! | 0 | 0 | 0.20123 | 0.20123 | #VALUE! | #VALUE! | #VALUE! | #VALUE! | 0 | 0 | 0.20123 | 0.20123 | #VALUE! | #VALUE! |  |  |  | #VALUE! | #VALUE! | #VALUE! | #VALUE! | #VALUE! | #VALUE! | #VALUE!
Tuesday | 8 | 2 | 14 | 5126 | 0 | 0 | 0 | 0 | 0 | 0 | 0 | 0 | 0 | 0 | 0 | 0 | 0 | 0 | 0 | 0 | 0 | 0 | 0 | 0 | 0 | 0.478 | 0.69242 | 0.64523 | 0.64515 | 0.30425 | 0.44676 | 0.72748 | 0.772 | 0 | 0 | 0 | 0 | 0 | 0 | 0 | 0 | 0 | 0 | 0 |  | 0 | 0 | 0 |  | #VALUE! | #VALUE! | #VALUE! | #VALUE! |  |  | #VALUE! | #VALUE! | 0 | 0 | 0.20123 | 0.20123 | #VALUE! | #VALUE! | #VALUE! | #VALUE! | 0 | 0 | 0.20123 | 0.20123 | #VALUE! | #VALUE! | #VALUE! | #VALUE! | 0 | 0 | 0.20123 | 0.20123 | #VALUE! | #VALUE! |  |  |  | #VALUE! | #VALUE! | #VALUE! | #VALUE! | #VALUE! | #VALUE! | #VALUE!
Tuesday | 8 | 2 | 15 | 5127 | 0 | 0 | 0 | 0 | 0 | 0 | 0 | 0 | 0 | 0 | 0 | 0 | 0 | 0 | 0 | 0 | 0 | 0 | 0 | 0 | 0 | 0.487 | 0.68908 | 0.64345 | 0.64048 | 0.2795 | 0.46697 | 0.71836 | 0.745 | 0 | 0 | 0 | 0 | 0 | 0 | 0 | 0 | 0 | 0 | 0 |  | 0 | 0 | 0 |  | #VALUE! | #VALUE! | #VALUE! | #VALUE! |  |  | #VALUE! | #VALUE! | 0 | 0 | 0.20123 | 0.20123 | #VALUE! | #VALUE! | #VALUE! | #VALUE! | 0 | 0 | 0.20123 | 0.20123 | #VALUE! | #VALUE! | #VALUE! | #VALUE! | 0 | 0 | 0.20123 | 0.20123 | #VALUE! | #VALUE! |  |  |  | #VALUE! | #VALUE! | #VALUE! | #VALUE! | #VALUE! | #VALUE! | #VALUE!
Tuesday | 8 | 2 | 16 | 5128 | 0 | 0 | 0 | 0 | 0 | 0 | 0 | 0 | 0 | 0 | 0 | 0 | 0 | 0 | 0 | 0 | 0 | 0 | 0 | 0 | 0 | 0.5145 | 0.7255 | 0.67747 | 0.67107 | 0.137 | 0.49414 | 0.74545 | 0.764 | 0 | 0 | 0 | 0 | 0 | 0 | 0 | 0 | 0 | 0 | 0 |  | 0 | 0 | 0 |  | #VALUE! | #VALUE! | #VALUE! | #VALUE! |  |  | #VALUE! | #VALUE! | 0 | 0 | 0.20123 | 0.20123 | #VALUE! | #VALUE! | #VALUE! | #VALUE! | 0 | 0 | 0.20123 | 0.20123 | #VALUE! | #VALUE! | #VALUE! | #VALUE! | 0 | 0 | 0.20123 | 0.20123 | #VALUE! | #VALUE! |  |  |  | #VALUE! | #VALUE! | #VALUE! | #VALUE! | #VALUE! | #VALUE! | #VALUE!
Tuesday | 8 | 2 | 17 | 5129 | 0 | 0 | 0 | 0 | 0 | 0 | 0 | 0 | 0 | 0 | 0 | 0 | 0 | 0 | 0 | 0 | 0 | 0 | 0 | 0 | 0 | 0.5095 | 0.69808 | 0.65759 | 0.63481 | 0.14925 | 0.46988 | 0.72977 | 0.747 | 0 | 0 | 0 | 0 | 0 | 0 | 0 | 0 | 0 | 0 | 0 |  | 0 | 0 | 0 |  | #VALUE! | #VALUE! | #VALUE! | #VALUE! |  |  | #VALUE! | #VALUE! | 0 | 0 | 0.20123 | 0.20123 | #VALUE! | #VALUE! | #VALUE! | #VALUE! | 0 | 0 | 0.20123 | 0.20123 | #VALUE! | #VALUE! | #VALUE! | #VALUE! | 0 | 0 | 0.20123 | 0.20123 | #VALUE! | #VALUE! |  |  |  | #VALUE! | #VALUE! | #VALUE! | #VALUE! | #VALUE! | #VALUE! | #VALUE!
Tuesday | 8 | 2 | 18 | 5130 | 0 | 0 | 0 | 0 | 0 | 0 | 0 | 0 | 0 | 0 | 0 | 0 | 0 | 0 | 0 | 0 | 0 | 0 | 0 | 0 | 0 | 0.514 | 0.70992 | 0.67044 | 0.64699 | 0.139 | 0.41984 | 0.74141 | 0.759 | 0 | 0 | 0 | 0 | 0 | 0 | 0 | 0 | 0 | 0 | 0 |  | 0 | 0 | 0 |  | #VALUE! | #VALUE! | #VALUE! | #VALUE! |  |  | #VALUE! | #VALUE! | 0 | 0 | 0.20123 | 0.20123 | #VALUE! | #VALUE! | #VALUE! | #VALUE! | 0 | 0 | 0.20123 | 0.20123 | #VALUE! | #VALUE! | #VALUE! | #VALUE! | 0 | 0 | 0.20123 | 0.20123 | #VALUE! | #VALUE! |  |  |  | #VALUE! | #VALUE! | #VALUE! | #VALUE! | #VALUE! | #VALUE! | #VALUE!
Tuesday | 8 | 2 | 19 | 5131 | 0 | 0 | 0 | 0 | 0 | 0 | 0 | 0 | 0 | 0 | 0 | 0 | 0 | 0 | 0 | 0 | 0 | 0 | 0 | 0 | 0 | 0.4945 | 0.66567 | 0.63626 | 0.59811 | 0.065 | 0.3795 | 0.71117 | 0.735 | 0 | 0 | 0 | 0 | 0 | 0 | 0 | 0 | 0 | 0 | 0 |  | 0 | 0 | 0 |  | #VALUE! | #VALUE! | #VALUE! | #VALUE! |  |  | #VALUE! | #VALUE! | 0 | 0 | 0.20123 | 0.20123 | #VALUE! | #VALUE! | #VALUE! | #VALUE! | 0 | 0 | 0.20123 | 0.20123 | #VALUE! | #VALUE! | #VALUE! | #VALUE! | 0 | 0 | 0.20123 | 0.20123 | #VALUE! | #VALUE! |  |  |  | #VALUE! | #VALUE! | #VALUE! | #VALUE! | #VALUE! | #VALUE! | #VALUE!
Tuesday | 8 | 2 | 20 | 5132 | 0 | 0 | 0 | 0 | 0 | 0 | 0 | 0 | 0 | 0 | 0 | 0 | 0 | 0 | 0 | 0 | 0 | 0 | 0 | 0 | 0 | 0.472 | 0.645 | 0.61542 | 0.5807 | 0 | 0.35347 | 0.69075 | 0.724 | 0 | 0 | 0 | 0 | 0 | 0 | 0 | 0 | 0 | 0 | 0 |  | 0 | 0 | 0 |  | #VALUE! | #VALUE! | #VALUE! | #VALUE! |  |  | #VALUE! | #VALUE! | 0 | 0 | 0.20123 | 0.20123 | #VALUE! | #VALUE! | #VALUE! | #VALUE! | 0 | 0 | 0.20123 | 0.20123 | #VALUE! | #VALUE! | #VALUE! | #VALUE! | 0 | 0 | 0.20123 | 0.20123 | #VALUE! | #VALUE! |  |  |  | #VALUE! | #VALUE! | #VALUE! | #VALUE! | #VALUE! | #VALUE! | #VALUE!
Tuesday | 8 | 2 | 21 | 5133 | 0 | 0 | 0 | 0 | 0 | 0 | 0 | 0 | 0 | 0 | 0 | 0 | 0 | 0 | 0 | 0 | 0 | 0 | 0 | 0 | 0 | 0.447 | 0.61817 | 0.58984 | 0.55273 | 0 | 0.31829 | 0.66788 | 0.713 | 0 | 0 | 0 | 0 | 0 | 0 | 0 | 0 | 0 | 0 | 0 |  | 0 | 0 | 0 |  | #VALUE! | #VALUE! | #VALUE! | #VALUE! |  |  | #VALUE! | #VALUE! | 0 | 0 | 0.20123 | 0.20123 | #VALUE! | #VALUE! | #VALUE! | #VALUE! | 0 | 0 | 0.20123 | 0.20123 | #VALUE! | #VALUE! | #VALUE! | #VALUE! | 0 | 0 | 0.20123 | 0.20123 | #VALUE! | #VALUE! |  |  |  | #VALUE! | #VALUE! | #VALUE! | #VALUE! | #VALUE! | #VALUE! | #VALUE!
Tuesday | 8 | 2 | 22 | 5134 | 0 | 0 | 0 | 0 | 0 | 0 | 0 | 0 | 0 | 0 | 0 | 0 | 0 | 0 | 0 | 0 | 0 | 0 | 0 | 0 | 0 | 0.4435 | 0.623 | 0.59167 | 0.55589 | 0 | 0.31955 | 0.67854 | 0.728 | 0 | 0 | 0 | 0 | 0 | 0 | 0 | 0 | 0 | 0 | 0 |  | 0 | 0 | 0 |  | #VALUE! | #VALUE! | #VALUE! | #VALUE! |  |  | #VALUE! | #VALUE! | 0 | 0 | 0.20123 | 0.20123 | #VALUE! | #VALUE! | #VALUE! | #VALUE! | 0 | 0 | 0.20123 | 0.20123 | #VALUE! | #VALUE! | #VALUE! | #VALUE! | 0 | 0 | 0.20123 | 0.20123 | #VALUE! | #VALUE! |  |  |  | #VALUE! | #VALUE! | #VALUE! | #VALUE! | #VALUE! | #VALUE! | #VALUE!
Tuesday | 8 | 2 | 23 | 5135 | 0 | 0 | 0 | 0 | 0 | 0 | 0 | 0 | 0 | 0 | 0 | 0 | 0 | 0 | 0 | 0 | 0 | 0 | 0 | 0 | 0 | 0.426 | 0.60475 | 0.5726 | 0.53589 | 0 | 0.32249 | 0.66475 | 0.724 | 0 | 0 | 0 | 0 | 0 | 0 | 0 | 0 | 0 | 0 | 0 |  | 0 | 0 | 0 |  | #VALUE! | #VALUE! | #VALUE! | #VALUE! |  |  | #VALUE! | #VALUE! | 0 | 0 | 0.20123 | 0.20123 | #VALUE! | #VALUE! | #VALUE! | #VALUE! | 0 | 0 | 0.20123 | 0.20123 | #VALUE! | #VALUE! | #VALUE! | #VALUE! | 0 | 0 | 0.20123 | 0.20123 | #VALUE! | #VALUE! |  |  |  | #VALUE! | #VALUE! | #VALUE! | #VALUE! | #VALUE! | #VALUE! | #VALUE!
Tuesday | 8 | 2 | 24 | 5136 | 0 | 0 | 0 | 0 | 0 | 0 | 0 | 0 | 0 | 0 | 0 | 0 | 0 | 0 | 0 | 0 | 0 | 0 | 0 | 0 | 0 | 0.415 | 0.5955 | 0.42725 | 0.5288 | 0 | 0.29856 | 0.65738 | 0.723 | 0 | 0 | 0 | 0 | 0 | 0 | 0 | 0 | 0 | 0 | 0 |  | 0 | 0 | 0 |  | #VALUE! | #VALUE! | #VALUE! | #VALUE! |  |  | #VALUE! | #VALUE! | 0 | 0 | 0.20123 | 0.20123 | #VALUE! | #VALUE! | #VALUE! | #VALUE! | 0 | 0 | 0.20123 | 0.20123 | #VALUE! | #VALUE! | #VALUE! | #VALUE! | 0 | 0 | 0.20123 | 0.20123 | #VALUE! | #VALUE! |  |  |  | #VALUE! | #VALUE! | #VALUE! | #VALUE! | #VALUE! | #VALUE! | #VALUE!
Wednesday | 8 | 3 | 1 | 5137 | 0 | 0 | 0 | 0 | 0 | 0 | 0 | 0 | 0 | 0 | 0 | 0 | 0 | 0 | 0 | 0 | 0 | 0 | 0 | 0 | 0 | 0.3945 | 0.57642 | 0.43768 | 0.50943 | 0 | 0.31985 | 0.63893 | 0.712 | 0 | 0 | 0 | 0 | 0 | 0 | 0 | 0 | 0 | 0 | 0 |  | 0 | 0 | 0 |  | #VALUE! | #VALUE! | #VALUE! | #VALUE! |  |  | #VALUE! | #VALUE! | 0 | 0 | 0.20123 | 0.20123 | #VALUE! | #VALUE! | #VALUE! | #VALUE! | 0 | 0 | 0.20123 | 0.20123 | #VALUE! | #VALUE! | #VALUE! | #VALUE! | 0 | 0 | 0.20123 | 0.20123 | #VALUE! | #VALUE! |  |  |  | #VALUE! | #VALUE! | #VALUE! | #VALUE! | #VALUE! | #VALUE! | #VALUE!
Wednesday | 8 | 3 | 2 | 5138 | 0 | 0 | 0 | 0 | 0 | 0 | 0 | 0 | 0 | 0 | 0 | 0 | 0 | 0 | 0 | 0 | 0 | 0 | 0 | 0 | 0 | 0.3445 | 0.49792 | 0.34824 | 0.44626 | 0 | 0.26319 | 0.55396 | 0.646 | 0 | 0 | 0 | 0 | 0 | 0 | 0 | 0 | 0 | 0 | 0 |  | 0 | 0 | 0 |  | #VALUE! | #VALUE! | #VALUE! | #VALUE! |  |  | #VALUE! | #VALUE! | 0 | 0 | 0.20123 | 0.20123 | #VALUE! | #VALUE! | #VALUE! | #VALUE! | 0 | 0 | 0.20123 | 0.20123 | #VALUE! | #VALUE! | #VALUE! | #VALUE! | 0 | 0 | 0.20123 | 0.20123 | #VALUE! | #VALUE! |  |  |  | #VALUE! | #VALUE! | #VALUE! | #VALUE! | #VALUE! | #VALUE! | #VALUE!
Wednesday | 8 | 3 | 3 | 5139 | 0 | 0 | 0 | 0 | 0 | 0 | 0 | 0 | 0 | 0 | 0 | 0 | 0 | 0 | 0 | 0 | 0 | 0 | 0 | 0 | 0 | 0.331 | 0.49725 | 0.34044 | 0.45275 | 0 | 0.28685 | 0.55481 | 0.65 | 0 | 0 | 0 | 0 | 0 | 0 | 0 | 0 | 0 | 0 | 0 |  | 0 | 0 | 0 |  | #VALUE! | #VALUE! | #VALUE! | #VALUE! |  |  | #VALUE! | #VALUE! | 0 | 0 | 0.20123 | 0.20123 | #VALUE! | #VALUE! | #VALUE! | #VALUE! | 0 | 0 | 0.20123 | 0.20123 | #VALUE! | #VALUE! | #VALUE! | #VALUE! | 0 | 0 | 0.20123 | 0.20123 | #VALUE! | #VALUE! |  |  |  | #VALUE! | #VALUE! | #VALUE! | #VALUE! | #VALUE! | #VALUE! | #VALUE!
Wednesday | 8 | 3 | 4 | 5140 | 0 | 0 | 0 | 0 | 0 | 0 | 0 | 0 | 0 | 0 | 0 | 0 | 0 | 0 | 0 | 0 | 0 | 0 | 0 | 0 | 0 | 0.3075 | 0.46008 | 0.42243 | 0.41619 | 0 | 0.28072 | 0.51787 | 0.627 | 0 | 0 | 0 | 0 | 0 | 0 | 0 | 0 | 0 | 0 | 0 |  | 0 | 0 | 0 |  | #VALUE! | #VALUE! | #VALUE! | #VALUE! |  |  | #VALUE! | #VALUE! | 0 | 0 | 0.20123 | 0.20123 | #VALUE! | #VALUE! | #VALUE! | #VALUE! | 0 | 0 | 0.20123 | 0.20123 | #VALUE! | #VALUE! | #VALUE! | #VALUE! | 0 | 0 | 0.20123 | 0.20123 | #VALUE! | #VALUE! |  |  |  | #VALUE! | #VALUE! | #VALUE! | #VALUE! | #VALUE! | #VALUE! | #VALUE!
Wednesday | 8 | 3 | 5 | 5141 | 0 | 0 | 0 | 0 | 0 | 0 | 0 | 0 | 0 | 0 | 0 | 0 | 0 | 0 | 0 | 0 | 0 | 0 | 0 | 0 | 0 | 0.294 | 0.44592 | 0.40732 | 0.28741 | 0 | 0.2833 | 0.50375 | 0.622 | 0 | 0 | 0 | 0 | 0 | 0 | 0 | 0 | 0 | 0 | 0 |  | 0 | 0 | 0 |  | #VALUE! | #VALUE! | #VALUE! | #VALUE! |  |  | #VALUE! | #VALUE! | 0 | 0 | 0.20123 | 0.20123 | #VALUE! | #VALUE! | #VALUE! | #VALUE! | 0 | 0 | 0.20123 | 0.20123 | #VALUE! | #VALUE! | #VALUE! | #VALUE! | 0 | 0 | 0.20123 | 0.20123 | #VALUE! | #VALUE! |  |  |  | #VALUE! | #VALUE! | #VALUE! | #VALUE! | #VALUE! | #VALUE! | #VALUE!
Wednesday | 8 | 3 | 6 | 5142 | 0 | 0 | 0 | 0 | 0 | 0 | 0 | 0 | 0 | 0 | 0 | 0 | 0 | 0 | 0 | 0 | 0 | 0 | 0 | 0 | 0 | 0.2915 | 0.44042 | 0.40156 | 0.43263 | 0 | 0.28358 | 0.5003 | 0.621 | 0 | 0 | 0 | 0 | 0 | 0 | 0 | 0 | 0 | 0 | 0 |  | 0 | 0 | 0 |  | #VALUE! | #VALUE! | #VALUE! | #VALUE! |  |  | #VALUE! | #VALUE! | 0 | 0 | 0.20123 | 0.20123 | #VALUE! | #VALUE! | #VALUE! | #VALUE! | 0 | 0 | 0.20123 | 0.20123 | #VALUE! | #VALUE! | #VALUE! | #VALUE! | 0 | 0 | 0.20123 | 0.20123 | #VALUE! | #VALUE! |  |  |  | #VALUE! | #VALUE! | #VALUE! | #VALUE! | #VALUE! | #VALUE! | #VALUE!
Wednesday | 8 | 3 | 7 | 5143 | 0 | 0 | 0 | 0 | 0 | 0 | 0 | 0 | 0 | 0 | 0 | 0 | 0 | 0 | 0 | 0 | 0 | 0 | 0 | 0 | 0 | 0.3375 | 0.50583 | 0.5028 | 0.52021 | 0 | 0.30849 | 0.57097 | 0.675 | 0 | 0 | 0 | 0 | 0 | 0 | 0 | 0 | 0 | 0 | 0 |  | 0 | 0 | 0 |  | #VALUE! | #VALUE! | #VALUE! | #VALUE! |  |  | #VALUE! | #VALUE! | 0 | 0 | 0.20123 | 0.20123 | #VALUE! | #VALUE! | #VALUE! | #VALUE! | 0 | 0 | 0.20123 | 0.20123 | #VALUE! | #VALUE! | #VALUE! | #VALUE! | 0 | 0 | 0.20123 | 0.20123 | #VALUE! | #VALUE! |  |  |  | #VALUE! | #VALUE! | #VALUE! | #VALUE! | #VALUE! | #VALUE! | #VALUE!
Wednesday | 8 | 3 | 8 | 5144 | 0 | 0 | 0 | 0 | 0 | 0 | 0 | 0 | 0 | 0 | 0 | 0 | 0 | 0 | 0 | 0 | 0 | 0 | 0 | 0 | 0 | 0.383 | 0.56558 | 0.54802 | 0.60912 | 0 | 0.32652 | 0.63344 | 0.717 | 0 | 0 | 0 | 0 | 0 | 0 | 0 | 0 | 0 | 0 | 0 |  | 0 | 0 | 0 |  | #VALUE! | #VALUE! | #VALUE! | #VALUE! |  |  | #VALUE! | #VALUE! | 0 | 0 | 0.20123 | 0.20123 | #VALUE! | #VALUE! | #VALUE! | #VALUE! | 0 | 0 | 0.20123 | 0.20123 | #VALUE! | #VALUE! | #VALUE! | #VALUE! | 0 | 0 | 0.20123 | 0.20123 | #VALUE! | #VALUE! |  |  |  | #VALUE! | #VALUE! | #VALUE! | #VALUE! | #VALUE! | #VALUE! | #VALUE!
Wednesday | 8 | 3 | 9 | 5145 | 0 | 0 | 0 | 0 | 0 | 0 | 0 | 0 | 0 | 0 | 0 | 0 | 0 | 0 | 0 | 0 | 0 | 0 | 0 | 0 | 0 | 0.4165 | 0.60317 | 0.58697 | 0.64732 | 0.00175 | 0.35951 | 0.66418 | 0.73 | 0 | 0 | 0 | 0 | 0 | 0 | 0 | 0 | 0 | 0 | 0 |  | 0 | 0 | 0 |  | #VALUE! | #VALUE! | #VALUE! | #VALUE! |  |  | #VALUE! | #VALUE! | 0 | 0 | 0.20123 | 0.20123 | #VALUE! | #VALUE! | #VALUE! | #VALUE! | 0 | 0 | 0.20123 | 0.20123 | #VALUE! | #VALUE! | #VALUE! | #VALUE! | 0 | 0 | 0.20123 | 0.20123 | #VALUE! | #VALUE! |  |  |  | #VALUE! | #VALUE! | #VALUE! | #VALUE! | #VALUE! | #VALUE! | #VALUE!
Wednesday | 8 | 3 | 10 | 5146 | 0 | 0 | 0 | 0 | 0 | 0 | 0 | 0 | 0 | 0 | 0 | 0 | 0 | 0 | 0 | 0 | 0 | 0 | 0 | 0 | 0 | 0.471 | 0.67558 | 0.65019 | 0.7202 | 0.0415 | 0.35664 | 0.72042 | 0.768 | 0 | 0 | 0 | 0 | 0 | 0 | 0 | 0 | 0 | 0 | 0 |  | 0 | 0 | 0 |  | #VALUE! | #VALUE! | #VALUE! | #VALUE! |  |  | #VALUE! | #VALUE! | 0 | 0 | 0.20123 | 0.20123 | #VALUE! | #VALUE! | #VALUE! | #VALUE! | 0 | 0 | 0.20123 | 0.20123 | #VALUE! | #VALUE! | #VALUE! | #VALUE! | 0 | 0 | 0.20123 | 0.20123 | #VALUE! | #VALUE! |  |  |  | #VALUE! | #VALUE! | #VALUE! | #VALUE! | #VALUE! | #VALUE! | #VALUE!
Wednesday | 8 | 3 | 11 | 5147 | 0 | 0 | 0 | 0 | 0 | 0 | 0 | 0 | 0 | 0 | 0 | 0 | 0 | 0 | 0 | 0 | 0 | 0 | 0 | 0 | 0 | 0.5275 | 0.75975 | 0.72148 | 0.78876 | 0.08 | 0.41383 | 0.78494 | 0.816 | 0 | 0 | 0 | 0 | 0 | 0 | 0 | 0 | 0 | 0 | 0 |  | 0 | 0 | 0 |  | #VALUE! | #VALUE! | #VALUE! | #VALUE! |  |  | #VALUE! | #VALUE! | 0 | 0 | 0.20123 | 0.20123 | #VALUE! | #VALUE! | #VALUE! | #VALUE! | 0 | 0 | 0.20123 | 0.20123 | #VALUE! | #VALUE! | #VALUE! | #VALUE! | 0 | 0 | 0.20123 | 0.20123 | #VALUE! | #VALUE! |  |  |  | #VALUE! | #VALUE! | #VALUE! | #VALUE! | #VALUE! | #VALUE! | #VALUE!
Wednesday | 8 | 3 | 12 | 5148 | 0 | 0 | 0 | 0 | 0 | 0 | 0 | 0 | 0 | 0 | 0 | 0 | 0 | 0 | 0 | 0 | 0 | 0 | 0 | 0 | 0 | 0.54 | 0.74467 | 0.71175 | 0.72947 | 0.09125 | 0.42482 | 0.78079 | 0.801 | 0 | 0 | 0 | 0 | 0 | 0 | 0 | 0 | 0 | 0 | 0 |  | 0 | 0 | 0 |  | #VALUE! | #VALUE! | #VALUE! | #VALUE! |  |  | #VALUE! | #VALUE! | 0 | 0 | 0.20123 | 0.20123 | #VALUE! | #VALUE! | #VALUE! | #VALUE! | 0 | 0 | 0.20123 | 0.20123 | #VALUE! | #VALUE! | #VALUE! | #VALUE! | 0 | 0 | 0.20123 | 0.20123 | #VALUE! | #VALUE! |  |  |  | #VALUE! | #VALUE! | #VALUE! | #VALUE! | #VALUE! | #VALUE! | #VALUE!
Wednesday | 8 | 3 | 13 | 5149 | 0 | 0 | 0 | 0 | 0 | 0 | 0 | 0 | 0 | 0 | 0 | 0 | 0 | 0 | 0 | 0 | 0 | 0 | 0 | 0 | 0 | 0.58 | 0.80533 | 0.75708 | 0.75935 | 0.1285 | 0.41881 | 0.80767 | 0.82 | 0 | 0 | 0 | 0 | 0 | 0 | 0 | 0 | 0 | 0 | 0 |  | 0 | 0 | 0 |  | #VALUE! | #VALUE! | #VALUE! | #VALUE! |  |  | #VALUE! | #VALUE! | 0 | 0 | 0.20123 | 0.20123 | #VALUE! | #VALUE! | #VALUE! | #VALUE! | 0 | 0 | 0.20123 | 0.20123 | #VALUE! | #VALUE! | #VALUE! | #VALUE! | 0 | 0 | 0.20123 | 0.20123 | #VALUE! | #VALUE! |  |  |  | #VALUE! | #VALUE! | #VALUE! | #VALUE! | #VALUE! | #VALUE! | #VALUE!
Wednesday | 8 | 3 | 14 | 5150 | 0 | 0 | 0 | 0 | 0 | 0 | 0 | 0 | 0 | 0 | 0 | 0 | 0 | 0 | 0 | 0 | 0 | 0 | 0 | 0 | 0 | 0.6095 | 0.83692 | 0.78302 | 0.77096 | 0.18225 | 0.44237 | 0.82652 | 0.829 | 0 | 0 | 0 | 0 | 0 | 0 | 0 | 0 | 0 | 0 | 0 |  | 0 | 0 | 0 |  | #VALUE! | #VALUE! | #VALUE! | #VALUE! |  |  | #VALUE! | #VALUE! | 0 | 0 | 0.20123 | 0.20123 | #VALUE! | #VALUE! | #VALUE! | #VALUE! | 0 | 0 | 0.20123 | 0.20123 | #VALUE! | #VALUE! | #VALUE! | #VALUE! | 0 | 0 | 0.20123 | 0.20123 | #VALUE! | #VALUE! |  |  |  | #VALUE! | #VALUE! | #VALUE! | #VALUE! | #VALUE! | #VALUE! | #VALUE!
Wednesday | 8 | 3 | 15 | 5151 | 0 | 0 | 0 | 0 | 0 | 0 | 0 | 0 | 0 | 0 | 0 | 0 | 0 | 0 | 0 | 0 | 0 | 0 | 0 | 0 | 0 | 0.62 | 0.84342 | 0.78982 | 0.76644 | 0.15025 | 0.43464 | 0.83109 | 0.825 | 0 | 0 | 0 | 0 | 0 | 0 | 0 | 0 | 0 | 0 | 0 |  | 0 | 0 | 0 |  | #VALUE! | #VALUE! | #VALUE! | #VALUE! |  |  | #VALUE! | #VALUE! | 0 | 0 | 0.20123 | 0.20123 | #VALUE! | #VALUE! | #VALUE! | #VALUE! | 0 | 0 | 0.20123 | 0.20123 | #VALUE! | #VALUE! | #VALUE! | #VALUE! | 0 | 0 | 0.20123 | 0.20123 | #VALUE! | #VALUE! |  |  |  | #VALUE! | #VALUE! | #VALUE! | #VALUE! | #VALUE! | #VALUE! | #VALUE!
Wednesday | 8 | 3 | 16 | 5152 | 0 | 0 | 0 | 0 | 0 | 0 | 0 | 0 | 0 | 0 | 0 | 0 | 0 | 0 | 0 | 0 | 0 | 0 | 0 | 0 | 0 | 0.5995 | 0.78708 | 0.74903 | 0.70625 | 0.1585 | 0.44116 | 0.79418 | 0.779 | 0 | 0 | 0 | 0 | 0 | 0 | 0 | 0 | 0 | 0 | 0 |  | 0 | 0 | 0 |  | #VALUE! | #VALUE! | #VALUE! | #VALUE! |  |  | #VALUE! | #VALUE! | 0 | 0 | 0.20123 | 0.20123 | #VALUE! | #VALUE! | #VALUE! | #VALUE! | 0 | 0 | 0.20123 | 0.20123 | #VALUE! | #VALUE! | #VALUE! | #VALUE! | 0 | 0 | 0.20123 | 0.20123 | #VALUE! | #VALUE! |  |  |  | #VALUE! | #VALUE! | #VALUE! | #VALUE! | #VALUE! | #VALUE! | #VALUE!
Wednesday | 8 | 3 | 17 | 5153 | 0 | 0 | 0 | 0 | 0 | 0 | 0 | 0 | 0 | 0 | 0 | 0 | 0 | 0 | 0 | 0 | 0 | 0 | 0 | 0 | 0 | 0.568 | 0.73358 | 0.70322 | 0.66777 | 0.14125 | 0.42828 | 0.75355 | 0.735 | 0 | 0 | 0 | 0 | 0 | 0 | 0 | 0 | 0 | 0 | 0 |  | 0 | 0 | 0 |  | #VALUE! | #VALUE! | #VALUE! | #VALUE! |  |  | #VALUE! | #VALUE! | 0 | 0 | 0.20123 | 0.20123 | #VALUE! | #VALUE! | #VALUE! | #VALUE! | 0 | 0 | 0.20123 | 0.20123 | #VALUE! | #VALUE! | #VALUE! | #VALUE! | 0 | 0 | 0.20123 | 0.20123 | #VALUE! | #VALUE! |  |  |  | #VALUE! | #VALUE! | #VALUE! | #VALUE! | #VALUE! | #VALUE! | #VALUE!
Wednesday | 8 | 3 | 18 | 5154 | 0 | 0 | 0 | 0 | 0 | 0 | 0 | 0 | 0 | 0 | 0 | 0 | 0 | 0 | 0 | 0 | 0 | 0 | 0 | 0 | 0 | 0.563 | 0.75033 | 0.71483 | 0.69587 | 0.14625 | 0.41114 | 0.76643 | 0.75 | 0 | 0 | 0 | 0 | 0 | 0 | 0 | 0 | 0 | 0 | 0 |  | 0 | 0 | 0 |  | #VALUE! | #VALUE! | #VALUE! | #VALUE! |  |  | #VALUE! | #VALUE! | 0 | 0 | 0.20123 | 0.20123 | #VALUE! | #VALUE! | #VALUE! | #VALUE! | 0 | 0 | 0.20123 | 0.20123 | #VALUE! | #VALUE! | #VALUE! | #VALUE! | 0 | 0 | 0.20123 | 0.20123 | #VALUE! | #VALUE! |  |  |  | #VALUE! | #VALUE! | #VALUE! | #VALUE! | #VALUE! | #VALUE! | #VALUE!
Wednesday | 8 | 3 | 19 | 5155 | 0 | 0 | 0 | 0 | 0 | 0 | 0 | 0 | 0 | 0 | 0 | 0 | 0 | 0 | 0 | 0 | 0 | 0 | 0 | 0 | 0 | 0.5935 | 0.83458 | 0.78549 | 0.78166 | 0.0875 | 0.41227 | 0.84 | 0.837 | 0 | 0 | 0 | 0 | 0 | 0 | 0 | 0 | 0 | 0 | 0 |  | 0 | 0 | 0 |  | #VALUE! | #VALUE! | #VALUE! | #VALUE! |  |  | #VALUE! | #VALUE! | 0 | 0 | 0.20123 | 0.20123 | #VALUE! | #VALUE! | #VALUE! | #VALUE! | 0 | 0 | 0.20123 | 0.20123 | #VALUE! | #VALUE! | #VALUE! | #VALUE! | 0 | 0 | 0.20123 | 0.20123 | #VALUE! | #VALUE! |  |  |  | #VALUE! | #VALUE! | #VALUE! | #VALUE! | #VALUE! | #VALUE! | #VALUE!
Wednesday | 8 | 3 | 20 | 5156 | 0 | 0 | 0 | 0 | 0 | 0 | 0 | 0 | 0 | 0 | 0 | 0 | 0 | 0 | 0 | 0 | 0 | 0 | 0 | 0 | 0 | 0.5505 | 0.74875 | 0.71477 | 0.66312 | 0.00075 | 0.41485 | 0.80187 | 0.814 | 0 | 0 | 0 | 0 | 0 | 0 | 0 | 0 | 0 | 0 | 0 |  | 0 | 0 | 0 |  | #VALUE! | #VALUE! | #VALUE! | #VALUE! |  |  | #VALUE! | #VALUE! | 0 | 0 | 0.20123 | 0.20123 | #VALUE! | #VALUE! | #VALUE! | #VALUE! | 0 | 0 | 0.20123 | 0.20123 | #VALUE! | #VALUE! | #VALUE! | #VALUE! | 0 | 0 | 0.20123 | 0.20123 | #VALUE! | #VALUE! |  |  |  | #VALUE! | #VALUE! | #VALUE! | #VALUE! | #VALUE! | #VALUE! | #VALUE!
Wednesday | 8 | 3 | 21 | 5157 | 0 | 0 | 0 | 0 | 0 | 0 | 0 | 0 | 0 | 0 | 0 | 0 | 0 | 0 | 0 | 0 | 0 | 0 | 0 | 0 | 0 | 0.519 | 0.71833 | 0.68116 | 0.6399 | 0 | 0.35922 | 0.77472 | 0.799 | 0 | 0 | 0 | 0 | 0 | 0 | 0 | 0 | 0 | 0 | 0 |  | 0 | 0 | 0 |  | #VALUE! | #VALUE! | #VALUE! | #VALUE! |  |  | #VALUE! | #VALUE! | 0 | 0 | 0.20123 | 0.20123 | #VALUE! | #VALUE! | #VALUE! | #VALUE! | 0 | 0 | 0.20123 | 0.20123 | #VALUE! | #VALUE! | #VALUE! | #VALUE! | 0 | 0 | 0.20123 | 0.20123 | #VALUE! | #VALUE! |  |  |  | #VALUE! | #VALUE! | #VALUE! | #VALUE! | #VALUE! | #VALUE! | #VALUE!
Wednesday | 8 | 3 | 22 | 5158 | 0 | 0 | 0 | 0 | 0 | 0 | 0 | 0 | 0 | 0 | 0 | 0 | 0 | 0 | 0 | 0 | 0 | 0 | 0 | 0 | 0 | 0.497 | 0.69767 | 0.65957 | 0.62379 | 0 | 0.34373 | 0.75746 | 0.793 | 0 | 0 | 0 | 0 | 0 | 0 | 0 | 0 | 0 | 0 | 0 |  | 0 | 0 | 0 |  | #VALUE! | #VALUE! | #VALUE! | #VALUE! |  |  | #VALUE! | #VALUE! | 0 | 0 | 0.20123 | 0.20123 | #VALUE! | #VALUE! | #VALUE! | #VALUE! | 0 | 0 | 0.20123 | 0.20123 | #VALUE! | #VALUE! | #VALUE! | #VALUE! | 0 | 0 | 0.20123 | 0.20123 | #VALUE! | #VALUE! |  |  |  | #VALUE! | #VALUE! | #VALUE! | #VALUE! | #VALUE! | #VALUE! | #VALUE!
Wednesday | 8 | 3 | 23 | 5159 | 0 | 0 | 0 | 0 | 0 | 0 | 0 | 0 | 0 | 0 | 0 | 0 | 0 | 0 | 0 | 0 | 0 | 0 | 0 | 0 | 0 | 0.4815 | 0.686 | 0.64534 | 0.61413 | 0 | 0.31719 | 0.74707 | 0.792 | 0 | 0 | 0 | 0 | 0 | 0 | 0 | 0 | 0 | 0 | 0 |  | 0 | 0 | 0 |  | #VALUE! | #VALUE! | #VALUE! | #VALUE! |  |  | #VALUE! | #VALUE! | 0 | 0 | 0.20123 | 0.20123 | #VALUE! | #VALUE! | #VALUE! | #VALUE! | 0 | 0 | 0.20123 | 0.20123 | #VALUE! | #VALUE! | #VALUE! | #VALUE! | 0 | 0 | 0.20123 | 0.20123 | #VALUE! | #VALUE! |  |  |  | #VALUE! | #VALUE! | #VALUE! | #VALUE! | #VALUE! | #VALUE! | #VALUE!
Wednesday | 8 | 3 | 24 | 5160 | 0 | 0 | 0 | 0 | 0 | 0 | 0 | 0 | 0 | 0 | 0 | 0 | 0 | 0 | 0 | 0 | 0 | 0 | 0 | 0 | 0 | 0.4675 | 0.6785 | 0.48324 | 0.61066 | 0 | 0.29405 | 0.73791 | 0.791 | 0 | 0 | 0 | 0 | 0 | 0 | 0 | 0 | 0 | 0 | 0 |  | 0 | 0 | 0 |  | #VALUE! | #VALUE! | #VALUE! | #VALUE! |  |  | #VALUE! | #VALUE! | 0 | 0 | 0.20123 | 0.20123 | #VALUE! | #VALUE! | #VALUE! | #VALUE! | 0 | 0 | 0.20123 | 0.20123 | #VALUE! | #VALUE! | #VALUE! | #VALUE! | 0 | 0 | 0.20123 | 0.20123 | #VALUE! | #VALUE! |  |  |  | #VALUE! | #VALUE! | #VALUE! | #VALUE! | #VALUE! | #VALUE! | #VALUE!
Thursday | 8 | 4 | 1 | 5161 | 0 | 0 | 0 | 0 | 0 | 0 | 0 | 0 | 0 | 0 | 0 | 0 | 0 | 0 | 0 | 0 | 0 | 0 | 0 | 0 | 0 | 0.4555 | 0.67208 | 0.47689 | 0.60669 | 0 | 0.27541 | 0.72954 | 0.791 | 0 | 0 | 0 | 0 | 0 | 0 | 0 | 0 | 0 | 0 | 0 |  | 0 | 0 | 0 |  | #VALUE! | #VALUE! | #VALUE! | #VALUE! |  |  | #VALUE! | #VALUE! | 0 | 0 | 0.20123 | 0.20123 | #VALUE! | #VALUE! | #VALUE! | #VALUE! | 0 | 0 | 0.20123 | 0.20123 | #VALUE! | #VALUE! | #VALUE! | #VALUE! | 0 | 0 | 0.20123 | 0.20123 | #VALUE! | #VALUE! |  |  |  | #VALUE! | #VALUE! | #VALUE! | #VALUE! | #VALUE! | #VALUE! | #VALUE!
Thursday | 8 | 4 | 2 | 5162 | 0 | 0 | 0 | 0 | 0 | 0 | 0 | 0 | 0 | 0 | 0 | 0 | 0 | 0 | 0 | 0 | 0 | 0 | 0 | 0 | 0 | 0.4365 | 0.6465 | 0.45766 | 0.58516 | 0 | 0.25592 | 0.70672 | 0.773 | 0 | 0 | 0 | 0 | 0 | 0 | 0 | 0 | 0 | 0 | 0 |  | 0 | 0 | 0 |  | #VALUE! | #VALUE! | #VALUE! | #VALUE! |  |  | #VALUE! | #VALUE! | 0 | 0 | 0.20123 | 0.20123 | #VALUE! | #VALUE! | #VALUE! | #VALUE! | 0 | 0 | 0.20123 | 0.20123 | #VALUE! | #VALUE! | #VALUE! | #VALUE! | 0 | 0 | 0.20123 | 0.20123 | #VALUE! | #VALUE! |  |  |  | #VALUE! | #VALUE! | #VALUE! | #VALUE! | #VALUE! | #VALUE! | #VALUE!
Thursday | 8 | 4 | 3 | 5163 | 0 | 0 | 0 | 0 | 0 | 0 | 0 | 0 | 0 | 0 | 0 | 0 | 0 | 0 | 0 | 0 | 0 | 0 | 0 | 0 | 0 | 0.4505 | 0.69225 | 0.48563 | 0.63244 | 0 | 0.29481 | 0.73686 | 0.807 | 0 | 0 | 0 | 0 | 0 | 0 | 0 | 0 | 0 | 0 | 0 |  | 0 | 0 | 0 |  | #VALUE! | #VALUE! | #VALUE! | #VALUE! |  |  | #VALUE! | #VALUE! | 0 | 0 | 0.20123 | 0.20123 | #VALUE! | #VALUE! | #VALUE! | #VALUE! | 0 | 0 | 0.20123 | 0.20123 | #VALUE! | #VALUE! | #VALUE! | #VALUE! | 0 | 0 | 0.20123 | 0.20123 | #VALUE! | #VALUE! |  |  |  | #VALUE! | #VALUE! | #VALUE! | #VALUE! | #VALUE! | #VALUE! | #VALUE!
Thursday | 8 | 4 | 4 | 5164 | 0 | 0 | 0 | 0 | 0 | 0 | 0 | 0 | 0 | 0 | 0 | 0 | 0 | 0 | 0 | 0 | 0 | 0 | 0 | 0 | 0 | 0.432 | 0.66725 | 0.63106 | 0.60467 | 0 | 0.28387 | 0.72024 | 0.8 | 0 | 0 | 0 | 0 | 0 | 0 | 0 | 0 | 0 | 0 | 0 |  | 0 | 0 | 0 |  | #VALUE! | #VALUE! | #VALUE! | #VALUE! |  |  | #VALUE! | #VALUE! | 0 | 0 | 0.20123 | 0.20123 | #VALUE! | #VALUE! | #VALUE! | #VALUE! | 0 | 0 | 0.20123 | 0.20123 | #VALUE! | #VALUE! | #VALUE! | #VALUE! | 0 | 0 | 0.20123 | 0.20123 | #VALUE! | #VALUE! |  |  |  | #VALUE! | #VALUE! | #VALUE! | #VALUE! | #VALUE! | #VALUE! | #VALUE!
Thursday | 8 | 4 | 5 | 5165 | 0 | 0 | 0 | 0 | 0 | 0 | 0 | 0 | 0 | 0 | 0 | 0 | 0 | 0 | 0 | 0 | 0 | 0 | 0 | 0 | 0 | 0.4115 | 0.63742 | 0.61298 | 0.57882 | 0 | 0.30097 | 0.69525 | 0.781 | 0 | 0 | 0 | 0 | 0 | 0 | 0 | 0 | 0 | 0 | 0 |  | 0 | 0 | 0 |  | #VALUE! | #VALUE! | #VALUE! | #VALUE! |  |  | #VALUE! | #VALUE! | 0 | 0 | 0.20123 | 0.20123 | #VALUE! | #VALUE! | #VALUE! | #VALUE! | 0 | 0 | 0.20123 | 0.20123 | #VALUE! | #VALUE! | #VALUE! | #VALUE! | 0 | 0 | 0.20123 | 0.20123 | #VALUE! | #VALUE! |  |  |  | #VALUE! | #VALUE! | #VALUE! | #VALUE! | #VALUE! | #VALUE! | #VALUE!
Thursday | 8 | 4 | 6 | 5166 | 0 | 0 | 0 | 0 | 0 | 0 | 0 | 0 | 0 | 0 | 0 | 0 | 0 | 0 | 0 | 0 | 0 | 0 | 0 | 0 | 0 | 0.4255 | 0.66308 | 0.63353 | 0.61725 | 0 | 0.30939 | 0.71222 | 0.795 | 0 | 0 | 0 | 0 | 0 | 0 | 0 | 0 | 0 | 0 | 0 |  | 0 | 0 | 0 |  | #VALUE! | #VALUE! | #VALUE! | #VALUE! |  |  | #VALUE! | #VALUE! | 0 | 0 | 0.20123 | 0.20123 | #VALUE! | #VALUE! | #VALUE! | #VALUE! | 0 | 0 | 0.20123 | 0.20123 | #VALUE! | #VALUE! | #VALUE! | #VALUE! | 0 | 0 | 0.20123 | 0.20123 | #VALUE! | #VALUE! |  |  |  | #VALUE! | #VALUE! | #VALUE! | #VALUE! | #VALUE! | #VALUE! | #VALUE!
Thursday | 8 | 4 | 7 | 5167 | 0 | 0 | 0 | 0 | 0 | 0 | 0 | 0 | 0 | 0 | 0 | 0 | 0 | 0 | 0 | 0 | 0 | 0 | 0 | 0 | 0 | 0.4305 | 0.65983 | 0.63094 | 0.63181 | 0 | 0.31076 | 0.71343 | 0.796 | 0 | 0 | 0 | 0 | 0 | 0 | 0 | 0 | 0 | 0 | 0 |  | 0 | 0 | 0 |  | #VALUE! | #VALUE! | #VALUE! | #VALUE! |  |  | #VALUE! | #VALUE! | 0 | 0 | 0.20123 | 0.20123 | #VALUE! | #VALUE! | #VALUE! | #VALUE! | 0 | 0 | 0.20123 | 0.20123 | #VALUE! | #VALUE! | #VALUE! | #VALUE! | 0 | 0 | 0.20123 | 0.20123 | #VALUE! | #VALUE! |  |  |  | #VALUE! | #VALUE! | #VALUE! | #VALUE! | #VALUE! | #VALUE! | #VALUE!
Thursday | 8 | 4 | 8 | 5168 | 0 | 0 | 0 | 0 | 0 | 0 | 0 | 0 | 0 | 0 | 0 | 0 | 0 | 0 | 0 | 0 | 0 | 0 | 0 | 0 | 0 | 0.458 | 0.7 | 0.664 | 0.68205 | 0 | 0.32054 | 0.74631 | 0.824 | 0 | 0 | 0 | 0 | 0 | 0 | 0 | 0 | 0 | 0 | 0 |  | 0 | 0 | 0 |  | #VALUE! | #VALUE! | #VALUE! | #VALUE! |  |  | #VALUE! | #VALUE! | 0 | 0 | 0.20123 | 0.20123 | #VALUE! | #VALUE! | #VALUE! | #VALUE! | 0 | 0 | 0.20123 | 0.20123 | #VALUE! | #VALUE! | #VALUE! | #VALUE! | 0 | 0 | 0.20123 | 0.20123 | #VALUE! | #VALUE! |  |  |  | #VALUE! | #VALUE! | #VALUE! | #VALUE! | #VALUE! | #VALUE! | #VALUE!
Thursday | 8 | 4 | 9 | 5169 | 0 | 0 | 0 | 0 | 0 | 0 | 0 | 0 | 0 | 0 | 0 | 0 | 0 | 0 | 0 | 0 | 0 | 0 | 0 | 0 | 0 | 0.477 | 0.71825 | 0.67765 | 0.68391 | 0.04275 | 0.32888 | 0.76175 | 0.832 | 0 | 0 | 0 | 0 | 0 | 0 | 0 | 0 | 0 | 0 | 0 |  | 0 | 0 | 0 |  | #VALUE! | #VALUE! | #VALUE! | #VALUE! |  |  | #VALUE! | #VALUE! | 0 | 0 | 0.20123 | 0.20123 | #VALUE! | #VALUE! | #VALUE! | #VALUE! | 0 | 0 | 0.20123 | 0.20123 | #VALUE! | #VALUE! | #VALUE! | #VALUE! | 0 | 0 | 0.20123 | 0.20123 | #VALUE! | #VALUE! |  |  |  | #VALUE! | #VALUE! | #VALUE! | #VALUE! | #VALUE! | #VALUE! | #VALUE!
Thursday | 8 | 4 | 10 | 5170 | 0 | 0 | 0 | 0 | 0 | 0 | 0 | 0 | 0 | 0 | 0 | 0 | 0 | 0 | 0 | 0 | 0 | 0 | 0 | 0 | 0 | 0.4905 | 0.74892 | 0.69661 | 0.70349 | 0.1335 | 0.34288 | 0.77619 | 0.846 | 0 | 0 | 0 | 0 | 0 | 0 | 0 | 0 | 0 | 0 | 0 |  | 0 | 0 | 0 |  | #VALUE! | #VALUE! | #VALUE! | #VALUE! |  |  | #VALUE! | #VALUE! | 0 | 0 | 0.20123 | 0.20123 | #VALUE! | #VALUE! | #VALUE! | #VALUE! | 0 | 0 | 0.20123 | 0.20123 | #VALUE! | #VALUE! | #VALUE! | #VALUE! | 0 | 0 | 0.20123 | 0.20123 | #VALUE! | #VALUE! |  |  |  | #VALUE! | #VALUE! | #VALUE! | #VALUE! | #VALUE! | #VALUE! | #VALUE!
Thursday | 8 | 4 | 11 | 5171 | 0 | 0 | 0 | 0 | 0 | 0 | 0 | 0 | 0 | 0 | 0 | 0 | 0 | 0 | 0 | 0 | 0 | 0 | 0 | 0 | 0 | 0.507 | 0.75783 | 0.70662 | 0.70444 | 0.2535 | 0.35105 | 0.79065 | 0.857 | 0 | 0 | 0 | 0 | 0 | 0 | 0 | 0 | 0 | 0 | 0 |  | 0 | 0 | 0 |  | #VALUE! | #VALUE! | #VALUE! | #VALUE! |  |  | #VALUE! | #VALUE! | 0 | 0 | 0.20123 | 0.20123 | #VALUE! | #VALUE! | #VALUE! | #VALUE! | 0 | 0 | 0.20123 | 0.20123 | #VALUE! | #VALUE! | #VALUE! | #VALUE! | 0 | 0 | 0.20123 | 0.20123 | #VALUE! | #VALUE! |  |  |  | #VALUE! | #VALUE! | #VALUE! | #VALUE! | #VALUE! | #VALUE! | #VALUE!
Thursday | 8 | 4 | 12 | 5172 | 0 | 0 | 0 | 0 | 0 | 0 | 0 | 0 | 0 | 0 | 0 | 0 | 0 | 0 | 0 | 0 | 0 | 0 | 0 | 0 | 0 | 0.5035 | 0.7415 | 0.68974 | 0.68813 | 0.3165 | 0.38546 | 0.77298 | 0.836 | 0 | 0 | 0 | 0 | 0 | 0 | 0 | 0 | 0 | 0 | 0 |  | 0 | 0 | 0 |  | #VALUE! | #VALUE! | #VALUE! | #VALUE! |  |  | #VALUE! | #VALUE! | 0 | 0 | 0.20123 | 0.20123 | #VALUE! | #VALUE! | #VALUE! | #VALUE! | 0 | 0 | 0.20123 | 0.20123 | #VALUE! | #VALUE! | #VALUE! | #VALUE! | 0 | 0 | 0.20123 | 0.20123 | #VALUE! | #VALUE! |  |  |  | #VALUE! | #VALUE! | #VALUE! | #VALUE! | #VALUE! | #VALUE! | #VALUE!
Thursday | 8 | 4 | 13 | 5173 | 0 | 0 | 0 | 0 | 0 | 0 | 0 | 0 | 0 | 0 | 0 | 0 | 0 | 0 | 0 | 0 | 0 | 0 | 0 | 0 | 0 | 0.4125 | 0.5905 | 0.5549 | 0.53477 | 0.335 | 0.33988 | 0.63365 | 0.696 | 0 | 0 | 0 | 0 | 0 | 0 | 0 | 0 | 0 | 0 | 0 |  | 0 | 0 | 0 |  | #VALUE! | #VALUE! | #VALUE! | #VALUE! |  |  | #VALUE! | #VALUE! | 0 | 0 | 0.20123 | 0.20123 | #VALUE! | #VALUE! | #VALUE! | #VALUE! | 0 | 0 | 0.20123 | 0.20123 | #VALUE! | #VALUE! | #VALUE! | #VALUE! | 0 | 0 | 0.20123 | 0.20123 | #VALUE! | #VALUE! |  |  |  | #VALUE! | #VALUE! | #VALUE! | #VALUE! | #VALUE! | #VALUE! | #VALUE!
Thursday | 8 | 4 | 14 | 5174 | 0 | 0 | 0 | 0 | 0 | 0 | 0 | 0 | 0 | 0 | 0 | 0 | 0 | 0 | 0 | 0 | 0 | 0 | 0 | 0 | 0 | 0.473 | 0.70958 | 0.64213 | 0.67579 | 0.4155 | 0.3986 | 0.72569 | 0.783 | 0 | 0 | 0 | 0 | 0 | 0 | 0 | 0 | 0 | 0 | 0 |  | 0 | 0 | 0 |  | #VALUE! | #VALUE! | #VALUE! | #VALUE! |  |  | #VALUE! | #VALUE! | 0 | 0 | 0.20123 | 0.20123 | #VALUE! | #VALUE! | #VALUE! | #VALUE! | 0 | 0 | 0.20123 | 0.20123 | #VALUE! | #VALUE! | #VALUE! | #VALUE! | 0 | 0 | 0.20123 | 0.20123 | #VALUE! | #VALUE! |  |  |  | #VALUE! | #VALUE! | #VALUE! | #VALUE! | #VALUE! | #VALUE! | #VALUE!
Thursday | 8 | 4 | 15 | 5175 | 0 | 0 | 0 | 0 | 0 | 0 | 0 | 0 | 0 | 0 | 0 | 0 | 0 | 0 | 0 | 0 | 0 | 0 | 0 | 0 | 0 | 0.4835 | 0.71925 | 0.662 | 0.64856 | 0.4595 | 0.44126 | 0.74632 | 0.808 | 0 | 0 | 0 | 0 | 0 | 0 | 0 | 0 | 0 | 0 | 0 |  | 0 | 0 | 0 |  | #VALUE! | #VALUE! | #VALUE! | #VALUE! |  |  | #VALUE! | #VALUE! | 0 | 0 | 0.20123 | 0.20123 | #VALUE! | #VALUE! | #VALUE! | #VALUE! | 0 | 0 | 0.20123 | 0.20123 | #VALUE! | #VALUE! | #VALUE! | #VALUE! | 0 | 0 | 0.20123 | 0.20123 | #VALUE! | #VALUE! |  |  |  | #VALUE! | #VALUE! | #VALUE! | #VALUE! | #VALUE! | #VALUE! | #VALUE!
Thursday | 8 | 4 | 16 | 5176 | 0 | 0 | 0 | 0 | 0 | 0 | 0 | 0 | 0 | 0 | 0 | 0 | 0 | 0 | 0 | 0 | 0 | 0 | 0 | 0 | 0 | 0.4395 | 0.64483 | 0.62927 | 0.56615 | 0.4765 | 0.46868 | 0.68666 | 0.755 | 0 | 0 | 0 | 0 | 0 | 0 | 0 | 0 | 0 | 0 | 0 |  | 0 | 0 | 0 |  | #VALUE! | #VALUE! | #VALUE! | #VALUE! |  |  | #VALUE! | #VALUE! | 0 | 0 | 0.20123 | 0.20123 | #VALUE! | #VALUE! | #VALUE! | #VALUE! | 0 | 0 | 0.20123 | 0.20123 | #VALUE! | #VALUE! | #VALUE! | #VALUE! | 0 | 0 | 0.20123 | 0.20123 | #VALUE! | #VALUE! |  |  |  | #VALUE! | #VALUE! | #VALUE! | #VALUE! | #VALUE! | #VALUE! | #VALUE!
Thursday | 8 | 4 | 17 | 5177 | 0 | 0 | 0 | 0 | 0 | 0 | 0 | 0 | 0 | 0 | 0 | 0 | 0 | 0 | 0 | 0 | 0 | 0 | 0 | 0 | 0 | 0.434 | 0.6455 | 0.6182 | 0.58573 | 0.5125 | 0.39052 | 0.6841 | 0.754 | 0 | 0 | 0 | 0 | 0 | 0 | 0 | 0 | 0 | 0 | 0 |  | 0 | 0 | 0 |  | #VALUE! | #VALUE! | #VALUE! | #VALUE! |  |  | #VALUE! | #VALUE! | 0 | 0 | 0.20123 | 0.20123 | #VALUE! | #VALUE! | #VALUE! | #VALUE! | 0 | 0 | 0.20123 | 0.20123 | #VALUE! | #VALUE! | #VALUE! | #VALUE! | 0 | 0 | 0.20123 | 0.20123 | #VALUE! | #VALUE! |  |  |  | #VALUE! | #VALUE! | #VALUE! | #VALUE! | #VALUE! | #VALUE! | #VALUE!
Thursday | 8 | 4 | 18 | 5178 | 0 | 0 | 0 | 0 | 0 | 0 | 0 | 0 | 0 | 0 | 0 | 0 | 0 | 0 | 0 | 0 | 0 | 0 | 0 | 0 | 0 | 0.4285 | 0.64017 | 0.61085 | 0.58539 | 0.47575 | 0.36295 | 0.67993 | 0.753 | 0 | 0 | 0 | 0 | 0 | 0 | 0 | 0 | 0 | 0 | 0 |  | 0 | 0 | 0 |  | #VALUE! | #VALUE! | #VALUE! | #VALUE! |  |  | #VALUE! | #VALUE! | 0 | 0 | 0.20123 | 0.20123 | #VALUE! | #VALUE! | #VALUE! | #VALUE! | 0 | 0 | 0.20123 | 0.20123 | #VALUE! | #VALUE! | #VALUE! | #VALUE! | 0 | 0 | 0.20123 | 0.20123 | #VALUE! | #VALUE! |  |  |  | #VALUE! | #VALUE! | #VALUE! | #VALUE! | #VALUE! | #VALUE! | #VALUE!
Thursday | 8 | 4 | 19 | 5179 | 0 | 0 | 0 | 0 | 0 | 0 | 0 | 0 | 0 | 0 | 0 | 0 | 0 | 0 | 0 | 0 | 0 | 0 | 0 | 0 | 0 | 0.4295 | 0.64017 | 0.62077 | 0.58878 | 0.336 | 0.33382 | 0.68512 | 0.76 | 0 | 0 | 0 | 0 | 0 | 0 | 0 | 0 | 0 | 0 | 0 |  | 0 | 0 | 0 |  | #VALUE! | #VALUE! | #VALUE! | #VALUE! |  |  | #VALUE! | #VALUE! | 0 | 0 | 0.20123 | 0.20123 | #VALUE! | #VALUE! | #VALUE! | #VALUE! | 0 | 0 | 0.20123 | 0.20123 | #VALUE! | #VALUE! | #VALUE! | #VALUE! | 0 | 0 | 0.20123 | 0.20123 | #VALUE! | #VALUE! |  |  |  | #VALUE! | #VALUE! | #VALUE! | #VALUE! | #VALUE! | #VALUE! | #VALUE!
Thursday | 8 | 4 | 20 | 5180 | 0 | 0 | 0 | 0 | 0 | 0 | 0 | 0 | 0 | 0 | 0 | 0 | 0 | 0 | 0 | 0 | 0 | 0 | 0 | 0 | 0 | 0.4125 | 0.62625 | 0.59693 | 0.57846 | 0.196 | 0.36686 | 0.67073 | 0.753 | 0 | 0 | 0 | 0 | 0 | 0 | 0 | 0 | 0 | 0 | 0 |  | 0 | 0 | 0 |  | #VALUE! | #VALUE! | #VALUE! | #VALUE! |  |  | #VALUE! | #VALUE! | 0 | 0 | 0.20123 | 0.20123 | #VALUE! | #VALUE! | #VALUE! | #VALUE! | 0 | 0 | 0.20123 | 0.20123 | #VALUE! | #VALUE! | #VALUE! | #VALUE! | 0 | 0 | 0.20123 | 0.20123 | #VALUE! | #VALUE! |  |  |  | #VALUE! | #VALUE! | #VALUE! | #VALUE! | #VALUE! | #VALUE! | #VALUE!
Thursday | 8 | 4 | 21 | 5181 | 0 | 0 | 0 | 0 | 0 | 0 | 0 | 0 | 0 | 0 | 0 | 0 | 0 | 0 | 0 | 0 | 0 | 0 | 0 | 0 | 0 | 0.392 | 0.59558 | 0.56462 | 0.55369 | 0.059 | 0.35519 | 0.64846 | 0.736 | 0 | 0 | 0 | 0 | 0 | 0 | 0 | 0 | 0 | 0 | 0 |  | 0 | 0 | 0 |  | #VALUE! | #VALUE! | #VALUE! | #VALUE! |  |  | #VALUE! | #VALUE! | 0 | 0 | 0.20123 | 0.20123 | #VALUE! | #VALUE! | #VALUE! | #VALUE! | 0 | 0 | 0.20123 | 0.20123 | #VALUE! | #VALUE! | #VALUE! | #VALUE! | 0 | 0 | 0.20123 | 0.20123 | #VALUE! | #VALUE! |  |  |  | #VALUE! | #VALUE! | #VALUE! | #VALUE! | #VALUE! | #VALUE! | #VALUE!
Thursday | 8 | 4 | 22 | 5182 | 0 | 0 | 0 | 0 | 0 | 0 | 0 | 0 | 0 | 0 | 0 | 0 | 0 | 0 | 0 | 0 | 0 | 0 | 0 | 0 | 0 | 0.3765 | 0.58517 | 0.54514 | 0.54533 | 0.0245 | 0.35274 | 0.6351 | 0.732 | 0 | 0 | 0 | 0 | 0 | 0 | 0 | 0 | 0 | 0 | 0 |  | 0 | 0 | 0 |  | #VALUE! | #VALUE! | #VALUE! | #VALUE! |  |  | #VALUE! | #VALUE! | 0 | 0 | 0.20123 | 0.20123 | #VALUE! | #VALUE! | #VALUE! | #VALUE! | 0 | 0 | 0.20123 | 0.20123 | #VALUE! | #VALUE! | #VALUE! | #VALUE! | 0 | 0 | 0.20123 | 0.20123 | #VALUE! | #VALUE! |  |  |  | #VALUE! | #VALUE! | #VALUE! | #VALUE! | #VALUE! | #VALUE! | #VALUE!
Thursday | 8 | 4 | 23 | 5183 | 0 | 0 | 0 | 0 | 0 | 0 | 0 | 0 | 0 | 0 | 0 | 0 | 0 | 0 | 0 | 0 | 0 | 0 | 0 | 0 | 0 | 0.3565 | 0.55558 | 0.51342 | 0.5217 | 0 | 0.32701 | 0.61069 | 0.712 | 0 | 0 | 0 | 0 | 0 | 0 | 0 | 0 | 0 | 0 | 0 |  | 0 | 0 | 0 |  | #VALUE! | #VALUE! | #VALUE! | #VALUE! |  |  | #VALUE! | #VALUE! | 0 | 0 | 0.20123 | 0.20123 | #VALUE! | #VALUE! | #VALUE! | #VALUE! | 0 | 0 | 0.20123 | 0.20123 | #VALUE! | #VALUE! | #VALUE! | #VALUE! | 0 | 0 | 0.20123 | 0.20123 | #VALUE! | #VALUE! |  |  |  | #VALUE! | #VALUE! | #VALUE! | #VALUE! | #VALUE! | #VALUE! | #VALUE!
Thursday | 8 | 4 | 24 | 5184 | 0 | 0 | 0 | 0 | 0 | 0 | 0 | 0 | 0 | 0 | 0 | 0 | 0 | 0 | 0 | 0 | 0 | 0 | 0 | 0 | 0 | 0.3445 | 0.5485 | 0.382 | 0.51681 | 0 | 0.30819 | 0.59906 | 0.706 | 0 | 0 | 0 | 0 | 0 | 0 | 0 | 0 | 0 | 0 | 0 |  | 0 | 0 | 0 |  | #VALUE! | #VALUE! | #VALUE! | #VALUE! |  |  | #VALUE! | #VALUE! | 0 | 0 | 0.20123 | 0.20123 | #VALUE! | #VALUE! | #VALUE! | #VALUE! | 0 | 0 | 0.20123 | 0.20123 | #VALUE! | #VALUE! | #VALUE! | #VALUE! | 0 | 0 | 0.20123 | 0.20123 | #VALUE! | #VALUE! |  |  |  | #VALUE! | #VALUE! | #VALUE! | #VALUE! | #VALUE! | #VALUE! | #VALUE!
Friday | 8 | 5 | 1 | 5185 | 0 | 0 | 0 | 0 | 0 | 0 | 0 | 0 | 0 | 0 | 0 | 0 | 0 | 0 | 0 | 0 | 0 | 0 | 0 | 0 | 0 | 0.327 | 0.52225 | 0.36087 | 0.49345 | 0 | 0.29907 | 0.5776 | 0.688 | 0 | 0 | 0 | 0 | 0 | 0 | 0 | 0 | 0 | 0 | 0 |  | 0 | 0 | 0 |  | #VALUE! | #VALUE! | #VALUE! | #VALUE! |  |  | #VALUE! | #VALUE! | 0 | 0 | 0.20123 | 0.20123 | #VALUE! | #VALUE! | #VALUE! | #VALUE! | 0 | 0 | 0.20123 | 0.20123 | #VALUE! | #VALUE! | #VALUE! | #VALUE! | 0 | 0 | 0.20123 | 0.20123 | #VALUE! | #VALUE! |  |  |  | #VALUE! | #VALUE! | #VALUE! | #VALUE! | #VALUE! | #VALUE! | #VALUE!
Friday | 8 | 5 | 2 | 5186 | 0 | 0 | 0 | 0 | 0 | 0 | 0 | 0 | 0 | 0 | 0 | 0 | 0 | 0 | 0 | 0 | 0 | 0 | 0 | 0 | 0 | 0.315 | 0.51167 | 0.3441 | 0.48622 | 0 | 0.2974 | 0.56511 | 0.681 | 0 | 0 | 0 | 0 | 0 | 0 | 0 | 0 | 0 | 0 | 0 |  | 0 | 0 | 0 |  | #VALUE! | #VALUE! | #VALUE! | #VALUE! |  |  | #VALUE! | #VALUE! | 0 | 0 | 0.20123 | 0.20123 | #VALUE! | #VALUE! | #VALUE! | #VALUE! | 0 | 0 | 0.20123 | 0.20123 | #VALUE! | #VALUE! | #VALUE! | #VALUE! | 0 | 0 | 0.20123 | 0.20123 | #VALUE! | #VALUE! |  |  |  | #VALUE! | #VALUE! | #VALUE! | #VALUE! | #VALUE! | #VALUE! | #VALUE!
Friday | 8 | 5 | 3 | 5187 | 0 | 0 | 0 | 0 | 0 | 0 | 0 | 0 | 0 | 0 | 0 | 0 | 0 | 0 | 0 | 0 | 0 | 0 | 0 | 0 | 0 | 0.294 | 0.47958 | 0.30902 | 0.45573 | 0 | 0.28848 | 0.52614 | 0.657 | 0 | 0 | 0 | 0 | 0 | 0 | 0 | 0 | 0 | 0 | 0 |  | 0 | 0 | 0 |  | #VALUE! | #VALUE! | #VALUE! | #VALUE! |  |  | #VALUE! | #VALUE! | 0 | 0 | 0.20123 | 0.20123 | #VALUE! | #VALUE! | #VALUE! | #VALUE! | 0 | 0 | 0.20123 | 0.20123 | #VALUE! | #VALUE! | #VALUE! | #VALUE! | 0 | 0 | 0.20123 | 0.20123 | #VALUE! | #VALUE! |  |  |  | #VALUE! | #VALUE! | #VALUE! | #VALUE! | #VALUE! | #VALUE! | #VALUE!
Friday | 8 | 5 | 4 | 5188 | 0 | 0 | 0 | 0 | 0 | 0 | 0 | 0 | 0 | 0 | 0 | 0 | 0 | 0 | 0 | 0 | 0 | 0 | 0 | 0 | 0 | 0.3 | 0.5 | 0.45749 | 0.48047 | 0 | 0.26991 | 0.5466 | 0.679 | 0 | 0 | 0 | 0 | 0 | 0 | 0 | 0 | 0 | 0 | 0 |  | 0 | 0 | 0 |  | #VALUE! | #VALUE! | #VALUE! | #VALUE! |  |  | #VALUE! | #VALUE! | 0 | 0 | 0.20123 | 0.20123 | #VALUE! | #VALUE! | #VALUE! | #VALUE! | 0 | 0 | 0.20123 | 0.20123 | #VALUE! | #VALUE! | #VALUE! | #VALUE! | 0 | 0 | 0.20123 | 0.20123 | #VALUE! | #VALUE! |  |  |  | #VALUE! | #VALUE! | #VALUE! | #VALUE! | #VALUE! | #VALUE! | #VALUE!
Friday | 8 | 5 | 5 | 5189 | 0 | 0 | 0 | 0 | 0 | 0 | 0 | 0 | 0 | 0 | 0 | 0 | 0 | 0 | 0 | 0 | 0 | 0 | 0 | 0 | 0 | 0.2815 | 0.46775 | 0.42299 | 0.45606 | 0 | 0.26564 | 0.51792 | 0.655 | 0 | 0 | 0 | 0 | 0 | 0 | 0 | 0 | 0 | 0 | 0 |  | 0 | 0 | 0 |  | #VALUE! | #VALUE! | #VALUE! | #VALUE! |  |  | #VALUE! | #VALUE! | 0 | 0 | 0.20123 | 0.20123 | #VALUE! | #VALUE! | #VALUE! | #VALUE! | 0 | 0 | 0.20123 | 0.20123 | #VALUE! | #VALUE! | #VALUE! | #VALUE! | 0 | 0 | 0.20123 | 0.20123 | #VALUE! | #VALUE! |  |  |  | #VALUE! | #VALUE! | #VALUE! | #VALUE! | #VALUE! | #VALUE! | #VALUE!
Friday | 8 | 5 | 6 | 5190 | 0 | 0 | 0 | 0 | 0 | 0 | 0 | 0 | 0 | 0 | 0 | 0 | 0 | 0 | 0 | 0 | 0 | 0 | 0 | 0 | 0 | 0.309 | 0.51658 | 0.48974 | 0.51745 | 0 | 0.29207 | 0.57132 | 0.699 | 0 | 0 | 0 | 0 | 0 | 0 | 0 | 0 | 0 | 0 | 0 |  | 0 | 0 | 0 |  | #VALUE! | #VALUE! | #VALUE! | #VALUE! |  |  | #VALUE! | #VALUE! | 0 | 0 | 0.20123 | 0.20123 | #VALUE! | #VALUE! | #VALUE! | #VALUE! | 0 | 0 | 0.20123 | 0.20123 | #VALUE! | #VALUE! | #VALUE! | #VALUE! | 0 | 0 | 0.20123 | 0.20123 | #VALUE! | #VALUE! |  |  |  | #VALUE! | #VALUE! | #VALUE! | #VALUE! | #VALUE! | #VALUE! | #VALUE!
Friday | 8 | 5 | 7 | 5191 | 0 | 0 | 0 | 0 | 0 | 0 | 0 | 0 | 0 | 0 | 0 | 0 | 0 | 0 | 0 | 0 | 0 | 0 | 0 | 0 | 0 | 0.3435 | 0.56617 | 0.5592 | 0.58835 | 0 | 0.32396 | 0.61974 | 0.746 | 0 | 0 | 0 | 0 | 0 | 0 | 0 | 0 | 0 | 0 | 0 |  | 0 | 0 | 0 |  | #VALUE! | #VALUE! | #VALUE! | #VALUE! |  |  | #VALUE! | #VALUE! | 0 | 0 | 0.20123 | 0.20123 | #VALUE! | #VALUE! | #VALUE! | #VALUE! | 0 | 0 | 0.20123 | 0.20123 | #VALUE! | #VALUE! | #VALUE! | #VALUE! | 0 | 0 | 0.20123 | 0.20123 | #VALUE! | #VALUE! |  |  |  | #VALUE! | #VALUE! | #VALUE! | #VALUE! | #VALUE! | #VALUE! | #VALUE!
Friday | 8 | 5 | 8 | 5192 | 0 | 0 | 0 | 0 | 0 | 0 | 0 | 0 | 0 | 0 | 0 | 0 | 0 | 0 | 0 | 0 | 0 | 0 | 0 | 0 | 0 | 0.374 | 0.59458 | 0.55577 | 0.64337 | 0.0555 | 0.32484 | 0.65308 | 0.765 | 0 | 0 | 0 | 0 | 0 | 0 | 0 | 0 | 0 | 0 | 0 |  | 0 | 0 | 0 |  | #VALUE! | #VALUE! | #VALUE! | #VALUE! |  |  | #VALUE! | #VALUE! | 0 | 0 | 0.20123 | 0.20123 | #VALUE! | #VALUE! | #VALUE! | #VALUE! | 0 | 0 | 0.20123 | 0.20123 | #VALUE! | #VALUE! | #VALUE! | #VALUE! | 0 | 0 | 0.20123 | 0.20123 | #VALUE! | #VALUE! |  |  |  | #VALUE! | #VALUE! | #VALUE! | #VALUE! | #VALUE! | #VALUE! | #VALUE!
Friday | 8 | 5 | 9 | 5193 | 0 | 0 | 0 | 0 | 0 | 0 | 0 | 0 | 0 | 0 | 0 | 0 | 0 | 0 | 0 | 0 | 0 | 0 | 0 | 0 | 0 | 0.426 | 0.66767 | 0.63015 | 0.73566 | 0.27375 | 0.33456 | 0.70971 | 0.799 | 0 | 0 | 0 | 0 | 0 | 0 | 0 | 0 | 0 | 0 | 0 |  | 0 | 0 | 0 |  | #VALUE! | #VALUE! | #VALUE! | #VALUE! |  |  | #VALUE! | #VALUE! | 0 | 0 | 0.20123 | 0.20123 | #VALUE! | #VALUE! | #VALUE! | #VALUE! | 0 | 0 | 0.20123 | 0.20123 | #VALUE! | #VALUE! | #VALUE! | #VALUE! | 0 | 0 | 0.20123 | 0.20123 | #VALUE! | #VALUE! |  |  |  | #VALUE! | #VALUE! | #VALUE! | #VALUE! | #VALUE! | #VALUE! | #VALUE!
Friday | 8 | 5 | 10 | 5194 | 0 | 0 | 0 | 0 | 0 | 0 | 0 | 0 | 0 | 0 | 0 | 0 | 0 | 0 | 0 | 0 | 0 | 0 | 0 | 0 | 0 | 0.473 | 0.71933 | 0.67679 | 0.77151 | 0.39375 | 0.31838 | 0.75371 | 0.819 | 0 | 0 | 0 | 0 | 0 | 0 | 0 | 0 | 0 | 0 | 0 |  | 0 | 0 | 0 |  | #VALUE! | #VALUE! | #VALUE! | #VALUE! |  |  | #VALUE! | #VALUE! | 0 | 0 | 0.20123 | 0.20123 | #VALUE! | #VALUE! | #VALUE! | #VALUE! | 0 | 0 | 0.20123 | 0.20123 | #VALUE! | #VALUE! | #VALUE! | #VALUE! | 0 | 0 | 0.20123 | 0.20123 | #VALUE! | #VALUE! |  |  |  | #VALUE! | #VALUE! | #VALUE! | #VALUE! | #VALUE! | #VALUE! | #VALUE!
Friday | 8 | 5 | 11 | 5195 | 0 | 0 | 0 | 0 | 0 | 0 | 0 | 0 | 0 | 0 | 0 | 0 | 0 | 0 | 0 | 0 | 0 | 0 | 0 | 0 | 0 | 0.516 | 0.76925 | 0.71831 | 0.80686 | 0.419 | 0.29864 | 0.7877 | 0.833 | 0 | 0 | 0 | 0 | 0 | 0 | 0 | 0 | 0 | 0 | 0 |  | 0 | 0 | 0 |  | #VALUE! | #VALUE! | #VALUE! | #VALUE! |  |  | #VALUE! | #VALUE! | 0 | 0 | 0.20123 | 0.20123 | #VALUE! | #VALUE! | #VALUE! | #VALUE! | 0 | 0 | 0.20123 | 0.20123 | #VALUE! | #VALUE! | #VALUE! | #VALUE! | 0 | 0 | 0.20123 | 0.20123 | #VALUE! | #VALUE! |  |  |  | #VALUE! | #VALUE! | #VALUE! | #VALUE! | #VALUE! | #VALUE! | #VALUE!
Friday | 8 | 5 | 12 | 5196 | 0 | 0 | 0 | 0 | 0 | 0 | 0 | 0 | 0 | 0 | 0 | 0 | 0 | 0 | 0 | 0 | 0 | 0 | 0 | 0 | 0 | 0.5485 | 0.80117 | 0.74321 | 0.78736 | 0.50175 | 0.30909 | 0.80297 | 0.835 | 0 | 0 | 0 | 0 | 0 | 0 | 0 | 0 | 0 | 0 | 0 |  | 0 | 0 | 0 |  | #VALUE! | #VALUE! | #VALUE! | #VALUE! |  |  | #VALUE! | #VALUE! | 0 | 0 | 0.20123 | 0.20123 | #VALUE! | #VALUE! | #VALUE! | #VALUE! | 0 | 0 | 0.20123 | 0.20123 | #VALUE! | #VALUE! | #VALUE! | #VALUE! | 0 | 0 | 0.20123 | 0.20123 | #VALUE! | #VALUE! |  |  |  | #VALUE! | #VALUE! | #VALUE! | #VALUE! | #VALUE! | #VALUE! | #VALUE!
Friday | 8 | 5 | 13 | 5197 | 0 | 0 | 0 | 0 | 0 | 0 | 0 | 0 | 0 | 0 | 0 | 0 | 0 | 0 | 0 | 0 | 0 | 0 | 0 | 0 | 0 | 0.5715 | 0.8265 | 0.76542 | 0.79252 | 0.551 | 0.34251 | 0.81985 | 0.848 | 0 | 0 | 0 | 0 | 0 | 0 | 0 | 0 | 0 | 0 | 0 |  | 0 | 0 | 0 |  | #VALUE! | #VALUE! | #VALUE! | #VALUE! |  |  | #VALUE! | #VALUE! | 0 | 0 | 0.20123 | 0.20123 | #VALUE! | #VALUE! | #VALUE! | #VALUE! | 0 | 0 | 0.20123 | 0.20123 | #VALUE! | #VALUE! | #VALUE! | #VALUE! | 0 | 0 | 0.20123 | 0.20123 | #VALUE! | #VALUE! |  |  |  | #VALUE! | #VALUE! | #VALUE! | #VALUE! | #VALUE! | #VALUE! | #VALUE!
Friday | 8 | 5 | 14 | 5198 | 0 | 0 | 0 | 0 | 0 | 0 | 0 | 0 | 0 | 0 | 0 | 0 | 0 | 0 | 0 | 0 | 0 | 0 | 0 | 0 | 0 | 0.6215 | 0.89467 | 0.82752 | 0.82628 | 0.595 | 0.35854 | 0.87053 | 0.905 | 0 | 0 | 0 | 0 | 0 | 0 | 0 | 0 | 0 | 0 | 0 |  | 0 | 0 | 0 |  | #VALUE! | #VALUE! | #VALUE! | #VALUE! |  |  | #VALUE! | #VALUE! | 0 | 0 | 0.20123 | 0.20123 | #VALUE! | #VALUE! | #VALUE! | #VALUE! | 0 | 0 | 0.20123 | 0.20123 | #VALUE! | #VALUE! | #VALUE! | #VALUE! | 0 | 0 | 0.20123 | 0.20123 | #VALUE! | #VALUE! |  |  |  | #VALUE! | #VALUE! | #VALUE! | #VALUE! | #VALUE! | #VALUE! | #VALUE!
Friday | 8 | 5 | 15 | 5199 | 0 | 0 | 0 | 0 | 0 | 0 | 0 | 0 | 0 | 0 | 0 | 0 | 0 | 0 | 0 | 0 | 0 | 0 | 0 | 0 | 0 | 0.587 | 0.78558 | 0.74814 | 0.69076 | 0.63725 | 0.37169 | 0.81824 | 0.84 | 0 | 0 | 0 | 0 | 0 | 0 | 0 | 0 | 0 | 0 | 0 |  | 0 | 0 | 0 |  | #VALUE! | #VALUE! | #VALUE! | #VALUE! |  |  | #VALUE! | #VALUE! | 0 | 0 | 0.20123 | 0.20123 | #VALUE! | #VALUE! | #VALUE! | #VALUE! | 0 | 0 | 0.20123 | 0.20123 | #VALUE! | #VALUE! | #VALUE! | #VALUE! | 0 | 0 | 0.20123 | 0.20123 | #VALUE! | #VALUE! |  |  |  | #VALUE! | #VALUE! | #VALUE! | #VALUE! | #VALUE! | #VALUE! | #VALUE!
Friday | 8 | 5 | 16 | 5200 | 0 | 0 | 0 | 0 | 0 | 0 | 0 | 0 | 0 | 0 | 0 | 0 | 0 | 0 | 0 | 0 | 0 | 0 | 0 | 0 | 0 | 0.615 | 0.83792 | 0.78678 | 0.74588 | 0.612 | 0.34128 | 0.83733 | 0.839 | 0 | 0 | 0 | 0 | 0 | 0 | 0 | 0 | 0 | 0 | 0 |  | 0 | 0 | 0 |  | #VALUE! | #VALUE! | #VALUE! | #VALUE! |  |  | #VALUE! | #VALUE! | 0 | 0 | 0.20123 | 0.20123 | #VALUE! | #VALUE! | #VALUE! | #VALUE! | 0 | 0 | 0.20123 | 0.20123 | #VALUE! | #VALUE! | #VALUE! | #VALUE! | 0 | 0 | 0.20123 | 0.20123 | #VALUE! | #VALUE! |  |  |  | #VALUE! | #VALUE! | #VALUE! | #VALUE! | #VALUE! | #VALUE! | #VALUE!
Friday | 8 | 5 | 17 | 5201 | 0 | 0 | 0 | 0 | 0 | 0 | 0 | 0 | 0 | 0 | 0 | 0 | 0 | 0 | 0 | 0 | 0 | 0 | 0 | 0 | 0 | 0.6085 | 0.81592 | 0.77061 | 0.72268 | 0.66225 | 0.36259 | 0.82297 | 0.821 | 0 | 0 | 0 | 0 | 0 | 0 | 0 | 0 | 0 | 0 | 0 |  | 0 | 0 | 0 |  | #VALUE! | #VALUE! | #VALUE! | #VALUE! |  |  | #VALUE! | #VALUE! | 0 | 0 | 0.20123 | 0.20123 | #VALUE! | #VALUE! | #VALUE! | #VALUE! | 0 | 0 | 0.20123 | 0.20123 | #VALUE! | #VALUE! | #VALUE! | #VALUE! | 0 | 0 | 0.20123 | 0.20123 | #VALUE! | #VALUE! |  |  |  | #VALUE! | #VALUE! | #VALUE! | #VALUE! | #VALUE! | #VALUE! | #VALUE!
Friday | 8 | 5 | 18 | 5202 | 0 | 0 | 0 | 0 | 0 | 0 | 0 | 0 | 0 | 0 | 0 | 0 | 0 | 0 | 0 | 0 | 0 | 0 | 0 | 0 | 0 | 0.616 | 0.83583 | 0.78844 | 0.75761 | 0.62775 | 0.39145 | 0.83858 | 0.834 | 0 | 0 | 0 | 0 | 0 | 0 | 0 | 0 | 0 | 0 | 0 |  | 0 | 0 | 0 |  | #VALUE! | #VALUE! | #VALUE! | #VALUE! |  |  | #VALUE! | #VALUE! | 0 | 0 | 0.20123 | 0.20123 | #VALUE! | #VALUE! | #VALUE! | #VALUE! | 0 | 0 | 0.20123 | 0.20123 | #VALUE! | #VALUE! | #VALUE! | #VALUE! | 0 | 0 | 0.20123 | 0.20123 | #VALUE! | #VALUE! |  |  |  | #VALUE! | #VALUE! | #VALUE! | #VALUE! | #VALUE! | #VALUE! | #VALUE!
Friday | 8 | 5 | 19 | 5203 | 0 | 0 | 0 | 0 | 0 | 0 | 0 | 0 | 0 | 0 | 0 | 0 | 0 | 0 | 0 | 0 | 0 | 0 | 0 | 0 | 0 | 0.581 | 0.77083 | 0.73925 | 0.69867 | 0.5425 | 0.36979 | 0.80361 | 0.799 | 0 | 0 | 0 | 0 | 0 | 0 | 0 | 0 | 0 | 0 | 0 |  | 0 | 0 | 0 |  | #VALUE! | #VALUE! | #VALUE! | #VALUE! |  |  | #VALUE! | #VALUE! | 0 | 0 | 0.20123 | 0.20123 | #VALUE! | #VALUE! | #VALUE! | #VALUE! | 0 | 0 | 0.20123 | 0.20123 | #VALUE! | #VALUE! | #VALUE! | #VALUE! | 0 | 0 | 0.20123 | 0.20123 | #VALUE! | #VALUE! |  |  |  | #VALUE! | #VALUE! | #VALUE! | #VALUE! | #VALUE! | #VALUE! | #VALUE!
Friday | 8 | 5 | 20 | 5204 | 0 | 0 | 0 | 0 | 0 | 0 | 0 | 0 | 0 | 0 | 0 | 0 | 0 | 0 | 0 | 0 | 0 | 0 | 0 | 0 | 0 | 0.531 | 0.70808 | 0.67968 | 0.64727 | 0.508 | 0.30184 | 0.75635 | 0.762 | 0 | 0 | 0 | 0 | 0 | 0 | 0 | 0 | 0 | 0 | 0 |  | 0 | 0 | 0 |  | #VALUE! | #VALUE! | #VALUE! | #VALUE! |  |  | #VALUE! | #VALUE! | 0 | 0 | 0.20123 | 0.20123 | #VALUE! | #VALUE! | #VALUE! | #VALUE! | 0 | 0 | 0.20123 | 0.20123 | #VALUE! | #VALUE! | #VALUE! | #VALUE! | 0 | 0 | 0.20123 | 0.20123 | #VALUE! | #VALUE! |  |  |  | #VALUE! | #VALUE! | #VALUE! | #VALUE! | #VALUE! | #VALUE! | #VALUE!
Friday | 8 | 5 | 21 | 5205 | 0 | 0 | 0 | 0 | 0 | 0 | 0 | 0 | 0 | 0 | 0 | 0 | 0 | 0 | 0 | 0 | 0 | 0 | 0 | 0 | 0 | 0.5 | 0.67825 | 0.65092 | 0.62079 | 0.328 | 0.24946 | 0.73162 | 0.749 | 0 | 0 | 0 | 0 | 0 | 0 | 0 | 0 | 0 | 0 | 0 |  | 0 | 0 | 0 |  | #VALUE! | #VALUE! | #VALUE! | #VALUE! |  |  | #VALUE! | #VALUE! | 0 | 0 | 0.20123 | 0.20123 | #VALUE! | #VALUE! | #VALUE! | #VALUE! | 0 | 0 | 0.20123 | 0.20123 | #VALUE! | #VALUE! | #VALUE! | #VALUE! | 0 | 0 | 0.20123 | 0.20123 | #VALUE! | #VALUE! |  |  |  | #VALUE! | #VALUE! | #VALUE! | #VALUE! | #VALUE! | #VALUE! | #VALUE!
Friday | 8 | 5 | 22 | 5206 | 0 | 0 | 0 | 0 | 0 | 0 | 0 | 0 | 0 | 0 | 0 | 0 | 0 | 0 | 0 | 0 | 0 | 0 | 0 | 0 | 0 | 0.469 | 0.64467 | 0.61866 | 0.58891 | 0.30075 | 0.27171 | 0.70536 | 0.737 | 0 | 0 | 0 | 0 | 0 | 0 | 0 | 0 | 0 | 0 | 0 |  | 0 | 0 | 0 |  | #VALUE! | #VALUE! | #VALUE! | #VALUE! |  |  | #VALUE! | #VALUE! | 0 | 0 | 0.20123 | 0.20123 | #VALUE! | #VALUE! | #VALUE! | #VALUE! | 0 | 0 | 0.20123 | 0.20123 | #VALUE! | #VALUE! | #VALUE! | #VALUE! | 0 | 0 | 0.20123 | 0.20123 | #VALUE! | #VALUE! |  |  |  | #VALUE! | #VALUE! | #VALUE! | #VALUE! | #VALUE! | #VALUE! | #VALUE!
Friday | 8 | 5 | 23 | 5207 | 0 | 0 | 0 | 0 | 0 | 0 | 0 | 0 | 0 | 0 | 0 | 0 | 0 | 0 | 0 | 0 | 0 | 0 | 0 | 0 | 0 | 0.45 | 0.62583 | 0.59954 | 0.57157 | 0.13325 | 0.20533 | 0.69278 | 0.736 | 0 | 0 | 0 | 0 | 0 | 0 | 0 | 0 | 0 | 0 | 0 |  | 0 | 0 | 0 |  | #VALUE! | #VALUE! | #VALUE! | #VALUE! |  |  | #VALUE! | #VALUE! | 0 | 0 | 0.20123 | 0.20123 | #VALUE! | #VALUE! | #VALUE! | #VALUE! | 0 | 0 | 0.20123 | 0.20123 | #VALUE! | #VALUE! | #VALUE! | #VALUE! | 0 | 0 | 0.20123 | 0.20123 | #VALUE! | #VALUE! |  |  |  | #VALUE! | #VALUE! | #VALUE! | #VALUE! | #VALUE! | #VALUE! | #VALUE!
Friday | 8 | 5 | 24 | 5208 | 0 | 0 | 0 | 0 | 0 | 0 | 0 | 0 | 0 | 0 | 0 | 0 | 0 | 0 | 0 | 0 | 0 | 0 | 0 | 0 | 0 | 0.428 | 0.60608 | 0.47436 | 0.55412 | 0.125 | 0.21556 | 0.67578 | 0.729 | 0 | 0 | 0 | 0 | 0 | 0 | 0 | 0 | 0 | 0 | 0 |  | 0 | 0 | 0 |  | #VALUE! | #VALUE! | #VALUE! | #VALUE! |  |  | #VALUE! | #VALUE! | 0 | 0 | 0.20123 | 0.20123 | #VALUE! | #VALUE! | #VALUE! | #VALUE! | 0 | 0 | 0.20123 | 0.20123 | #VALUE! | #VALUE! | #VALUE! | #VALUE! | 0 | 0 | 0.20123 | 0.20123 | #VALUE! | #VALUE! |  |  |  | #VALUE! | #VALUE! | #VALUE! | #VALUE! | #VALUE! | #VALUE! | #VALUE!
Saturday | 8 | 6 | 1 | 5209 | 0 | 0 | 0 | 0 | 0 | 0 | 0 | 0 | 0 | 0 | 0 | 0 | 0 | 0 | 0 | 0 | 0 | 0 | 0 | 0 | 0 | 0.399 | 0.5705 | 0.4245 | 0.53359 | 0.02975 | 0.2017 | 0.643 | 0.704 | 0 | 0 | 0 | 0 | 0 | 0 | 0 | 0 | 0 | 0 | 0 |  | 0 | 0 | 0 |  | #VALUE! | #VALUE! | #VALUE! | #VALUE! |  |  | #VALUE! | #VALUE! | 0 | 0 | 0.20123 | 0.20123 | #VALUE! | #VALUE! | #VALUE! | #VALUE! | 0 | 0 | 0.20123 | 0.20123 | #VALUE! | #VALUE! | #VALUE! | #VALUE! | 0 | 0 | 0.20123 | 0.20123 | #VALUE! | #VALUE! |  |  |  | #VALUE! | #VALUE! | #VALUE! | #VALUE! | #VALUE! | #VALUE! | #VALUE!
Saturday | 8 | 6 | 2 | 5210 | 0 | 0 | 0 | 0 | 0 | 0 | 0 | 0 | 0 | 0 | 0 | 0 | 0 | 0 | 0 | 0 | 0 | 0 | 0 | 0 | 0 | 0.3815 | 0.56058 | 0.40978 | 0.52982 | 0.003 | 0.20646 | 0.6299 | 0.698 | 0 | 0 | 0 | 0 | 0 | 0 | 0 | 0 | 0 | 0 | 0 |  | 0 | 0 | 0 |  | #VALUE! | #VALUE! | #VALUE! | #VALUE! |  |  | #VALUE! | #VALUE! | 0 | 0 | 0.20123 | 0.20123 | #VALUE! | #VALUE! | #VALUE! | #VALUE! | 0 | 0 | 0.20123 | 0.20123 | #VALUE! | #VALUE! | #VALUE! | #VALUE! | 0 | 0 | 0.20123 | 0.20123 | #VALUE! | #VALUE! |  |  |  | #VALUE! | #VALUE! | #VALUE! | #VALUE! | #VALUE! | #VALUE! | #VALUE!
Saturday | 8 | 6 | 3 | 5211 | 0 | 0 | 0 | 0 | 0 | 0 | 0 | 0 | 0 | 0 | 0 | 0 | 0 | 0 | 0 | 0 | 0 | 0 | 0 | 0 | 0 | 0.3505 | 0.51783 | 0.35904 | 0.48968 | 0 | 0.19189 | 0.58251 | 0.668 | 0 | 0 | 0 | 0 | 0 | 0 | 0 | 0 | 0 | 0 | 0 |  | 0 | 0 | 0 |  | #VALUE! | #VALUE! | #VALUE! | #VALUE! |  |  | #VALUE! | #VALUE! | 0 | 0 | 0.20123 | 0.20123 | #VALUE! | #VALUE! | #VALUE! | #VALUE! | 0 | 0 | 0.20123 | 0.20123 | #VALUE! | #VALUE! | #VALUE! | #VALUE! | 0 | 0 | 0.20123 | 0.20123 | #VALUE! | #VALUE! |  |  |  | #VALUE! | #VALUE! | #VALUE! | #VALUE! | #VALUE! | #VALUE! | #VALUE!
Saturday | 8 | 6 | 4 | 5212 | 0 | 0 | 0 | 0 | 0 | 0 | 0 | 0 | 0 | 0 | 0 | 0 | 0 | 0 | 0 | 0 | 0 | 0 | 0 | 0 | 0 | 0.344 | 0.51983 | 0.50471 | 0.49613 | 0 | 0.19712 | 0.58234 | 0.672 | 0 | 0 | 0 | 0 | 0 | 0 | 0 | 0 | 0 | 0 | 0 |  | 0 | 0 | 0 |  | #VALUE! | #VALUE! | #VALUE! | #VALUE! |  |  | #VALUE! | #VALUE! | 0 | 0 | 0.20123 | 0.20123 | #VALUE! | #VALUE! | #VALUE! | #VALUE! | 0 | 0 | 0.20123 | 0.20123 | #VALUE! | #VALUE! | #VALUE! | #VALUE! | 0 | 0 | 0.20123 | 0.20123 | #VALUE! | #VALUE! |  |  |  | #VALUE! | #VALUE! | #VALUE! | #VALUE! | #VALUE! | #VALUE! | #VALUE!
Saturday | 8 | 6 | 5 | 5213 | 0 | 0 | 0 | 0 | 0 | 0 | 0 | 0 | 0 | 0 | 0 | 0 | 0 | 0 | 0 | 0 | 0 | 0 | 0 | 0 | 0 | 0.3295 | 0.507 | 0.48897 | 0.49164 | 0 | 0.19106 | 0.57008 | 0.667 | 0 | 0 | 0 | 0 | 0 | 0 | 0 | 0 | 0 | 0 | 0 |  | 0 | 0 | 0 |  | #VALUE! | #VALUE! | #VALUE! | #VALUE! |  |  | #VALUE! | #VALUE! | 0 | 0 | 0.20123 | 0.20123 | #VALUE! | #VALUE! | #VALUE! | #VALUE! | 0 | 0 | 0.20123 | 0.20123 | #VALUE! | #VALUE! | #VALUE! | #VALUE! | 0 | 0 | 0.20123 | 0.20123 | #VALUE! | #VALUE! |  |  |  | #VALUE! | #VALUE! | #VALUE! | #VALUE! | #VALUE! | #VALUE! | #VALUE!
Saturday | 8 | 6 | 6 | 5214 | 0 | 0 | 0 | 0 | 0 | 0 | 0 | 0 | 0 | 0 | 0 | 0 | 0 | 0 | 0 | 0 | 0 | 0 | 0 | 0 | 0 | 0.3385 | 0.52283 | 0.51062 | 0.52246 | 0 | 0.21308 | 0.58816 | 0.688 | 0 | 0 | 0 | 0 | 0 | 0 | 0 | 0 | 0 | 0 | 0 |  | 0 | 0 | 0 |  | #VALUE! | #VALUE! | #VALUE! | #VALUE! |  |  | #VALUE! | #VALUE! | 0 | 0 | 0.20123 | 0.20123 | #VALUE! | #VALUE! | #VALUE! | #VALUE! | 0 | 0 | 0.20123 | 0.20123 | #VALUE! | #VALUE! | #VALUE! | #VALUE! | 0 | 0 | 0.20123 | 0.20123 | #VALUE! | #VALUE! |  |  |  | #VALUE! | #VALUE! | #VALUE! | #VALUE! | #VALUE! | #VALUE! | #VALUE!
Saturday | 8 | 6 | 7 | 5215 | 0 | 0 | 0 | 0 | 0 | 0 | 0 | 0 | 0 | 0 | 0 | 0 | 0 | 0 | 0 | 0 | 0 | 0 | 0 | 0 | 0 | 0.356 | 0.53567 | 0.53835 | 0.57243 | 0.00225 | 0.23004 | 0.6054 | 0.698 | 0 | 0 | 0 | 0 | 0 | 0 | 0 | 0 | 0 | 0 | 0 |  | 0 | 0 | 0 |  | #VALUE! | #VALUE! | #VALUE! | #VALUE! |  |  | #VALUE! | #VALUE! | 0 | 0 | 0.20123 | 0.20123 | #VALUE! | #VALUE! | #VALUE! | #VALUE! | 0 | 0 | 0.20123 | 0.20123 | #VALUE! | #VALUE! | #VALUE! | #VALUE! | 0 | 0 | 0.20123 | 0.20123 | #VALUE! | #VALUE! |  |  |  | #VALUE! | #VALUE! | #VALUE! | #VALUE! | #VALUE! | #VALUE! | #VALUE!
Saturday | 8 | 6 | 8 | 5216 | 0 | 0 | 0 | 0 | 0 | 0 | 0 | 0 | 0 | 0 | 0 | 0 | 0 | 0 | 0 | 0 | 0 | 0 | 0 | 0 | 0 | 0.3905 | 0.58442 | 0.56035 | 0.62947 | 0.22625 | 0.23956 | 0.6495 | 0.729 | 0 | 0 | 0 | 0 | 0 | 0 | 0 | 0 | 0 | 0 | 0 |  | 0 | 0 | 0 |  | #VALUE! | #VALUE! | #VALUE! | #VALUE! |  |  | #VALUE! | #VALUE! | 0 | 0 | 0.20123 | 0.20123 | #VALUE! | #VALUE! | #VALUE! | #VALUE! | 0 | 0 | 0.20123 | 0.20123 | #VALUE! | #VALUE! | #VALUE! | #VALUE! | 0 | 0 | 0.20123 | 0.20123 | #VALUE! | #VALUE! |  |  |  | #VALUE! | #VALUE! | #VALUE! | #VALUE! | #VALUE! | #VALUE! | #VALUE!
Saturday | 8 | 6 | 9 | 5217 | 0 | 0 | 0 | 0 | 0 | 0 | 0 | 0 | 0 | 0 | 0 | 0 | 0 | 0 | 0 | 0 | 0 | 0 | 0 | 0 | 0 | 0.4145 | 0.60208 | 0.58251 | 0.63182 | 0.431 | 0.23759 | 0.66433 | 0.73 | 0 | 0 | 0 | 0 | 0 | 0 | 0 | 0 | 0 | 0 | 0 |  | 0 | 0 | 0 |  | #VALUE! | #VALUE! | #VALUE! | #VALUE! |  |  | #VALUE! | #VALUE! | 0 | 0 | 0.20123 | 0.20123 | #VALUE! | #VALUE! | #VALUE! | #VALUE! | 0 | 0 | 0.20123 | 0.20123 | #VALUE! | #VALUE! | #VALUE! | #VALUE! | 0 | 0 | 0.20123 | 0.20123 | #VALUE! | #VALUE! |  |  |  | #VALUE! | #VALUE! | #VALUE! | #VALUE! | #VALUE! | #VALUE! | #VALUE!
Saturday | 8 | 6 | 10 | 5218 | 0 | 0 | 0 | 0 | 0 | 0 | 0 | 0 | 0 | 0 | 0 | 0 | 0 | 0 | 0 | 0 | 0 | 0 | 0 | 0 | 0 | 0.4425 | 0.63483 | 0.60902 | 0.6618 | 0.5305 | 0.22644 | 0.6807 | 0.731 | 0 | 0 | 0 | 0 | 0 | 0 | 0 | 0 | 0 | 0 | 0 |  | 0 | 0 | 0 |  | #VALUE! | #VALUE! | #VALUE! | #VALUE! |  |  | #VALUE! | #VALUE! | 0 | 0 | 0.20123 | 0.20123 | #VALUE! | #VALUE! | #VALUE! | #VALUE! | 0 | 0 | 0.20123 | 0.20123 | #VALUE! | #VALUE! | #VALUE! | #VALUE! | 0 | 0 | 0.20123 | 0.20123 | #VALUE! | #VALUE! |  |  |  | #VALUE! | #VALUE! | #VALUE! | #VALUE! | #VALUE! | #VALUE! | #VALUE!
Saturday | 8 | 6 | 11 | 5219 | 0 | 0 | 0 | 0 | 0 | 0 | 0 | 0 | 0 | 0 | 0 | 0 | 0 | 0 | 0 | 0 | 0 | 0 | 0 | 0 | 0 | 0.4455 | 0.61592 | 0.59388 | 0.64636 | 0.54475 | 0.26065 | 0.6564 | 0.697 | 0 | 0 | 0 | 0 | 0 | 0 | 0 | 0 | 0 | 0 | 0 |  | 0 | 0 | 0 |  | #VALUE! | #VALUE! | #VALUE! | #VALUE! |  |  | #VALUE! | #VALUE! | 0 | 0 | 0.20123 | 0.20123 | #VALUE! | #VALUE! | #VALUE! | #VALUE! | 0 | 0 | 0.20123 | 0.20123 | #VALUE! | #VALUE! | #VALUE! | #VALUE! | 0 | 0 | 0.20123 | 0.20123 | #VALUE! | #VALUE! |  |  |  | #VALUE! | #VALUE! | #VALUE! | #VALUE! | #VALUE! | #VALUE! | #VALUE!
Saturday | 8 | 6 | 12 | 5220 | 0 | 0 | 0 | 0 | 0 | 0 | 0 | 0 | 0 | 0 | 0 | 0 | 0 | 0 | 0 | 0 | 0 | 0 | 0 | 0 | 0 | 0.4595 | 0.63792 | 0.61002 | 0.65763 | 0.6275 | 0.28431 | 0.65967 | 0.685 | 0 | 0 | 0 | 0 | 0 | 0 | 0 | 0 | 0 | 0 | 0 |  | 0 | 0 | 0 |  | #VALUE! | #VALUE! | #VALUE! | #VALUE! |  |  | #VALUE! | #VALUE! | 0 | 0 | 0.20123 | 0.20123 | #VALUE! | #VALUE! | #VALUE! | #VALUE! | 0 | 0 | 0.20123 | 0.20123 | #VALUE! | #VALUE! | #VALUE! | #VALUE! | 0 | 0 | 0.20123 | 0.20123 | #VALUE! | #VALUE! |  |  |  | #VALUE! | #VALUE! | #VALUE! | #VALUE! | #VALUE! | #VALUE! | #VALUE!
Saturday | 8 | 6 | 13 | 5221 | 0 | 0 | 0 | 0 | 0 | 0 | 0 | 0 | 0 | 0 | 0 | 0 | 0 | 0 | 0 | 0 | 0 | 0 | 0 | 0 | 0 | 0.4905 | 0.69533 | 0.65626 | 0.69535 | 0.60625 | 0.28769 | 0.69588 | 0.709 | 0 | 0 | 0 | 0 | 0 | 0 | 0 | 0 | 0 | 0 | 0 |  | 0 | 0 | 0 |  | #VALUE! | #VALUE! | #VALUE! | #VALUE! |  |  | #VALUE! | #VALUE! | 0 | 0 | 0.20123 | 0.20123 | #VALUE! | #VALUE! | #VALUE! | #VALUE! | 0 | 0 | 0.20123 | 0.20123 | #VALUE! | #VALUE! | #VALUE! | #VALUE! | 0 | 0 | 0.20123 | 0.20123 | #VALUE! | #VALUE! |  |  |  | #VALUE! | #VALUE! | #VALUE! | #VALUE! | #VALUE! | #VALUE! | #VALUE!
Saturday | 8 | 6 | 14 | 5222 | 0 | 0 | 0 | 0 | 0 | 0 | 0 | 0 | 0 | 0 | 0 | 0 | 0 | 0 | 0 | 0 | 0 | 0 | 0 | 0 | 0 | 0.494 | 0.67942 | 0.64505 | 0.66284 | 0.6525 | 0.35202 | 0.68397 | 0.695 | 0 | 0 | 0 | 0 | 0 | 0 | 0 | 0 | 0 | 0 | 0 |  | 0 | 0 | 0 |  | #VALUE! | #VALUE! | #VALUE! | #VALUE! |  |  | #VALUE! | #VALUE! | 0 | 0 | 0.20123 | 0.20123 | #VALUE! | #VALUE! | #VALUE! | #VALUE! | 0 | 0 | 0.20123 | 0.20123 | #VALUE! | #VALUE! | #VALUE! | #VALUE! | 0 | 0 | 0.20123 | 0.20123 | #VALUE! | #VALUE! |  |  |  | #VALUE! | #VALUE! | #VALUE! | #VALUE! | #VALUE! | #VALUE! | #VALUE!
Saturday | 8 | 6 | 15 | 5223 | 0 | 0 | 0 | 0 | 0 | 0 | 0 | 0 | 0 | 0 | 0 | 0 | 0 | 0 | 0 | 0 | 0 | 0 | 0 | 0 | 0 | 0.4555 | 0.60717 | 0.5854 | 0.59388 | 0.67675 | 0.3594 | 0.62348 | 0.64 | 0 | 0 | 0 | 0 | 0 | 0 | 0 | 0 | 0 | 0 | 0 |  | 0 | 0 | 0 |  | #VALUE! | #VALUE! | #VALUE! | #VALUE! |  |  | #VALUE! | #VALUE! | 0 | 0 | 0.20123 | 0.20123 | #VALUE! | #VALUE! | #VALUE! | #VALUE! | 0 | 0 | 0.20123 | 0.20123 | #VALUE! | #VALUE! | #VALUE! | #VALUE! | 0 | 0 | 0.20123 | 0.20123 | #VALUE! | #VALUE! |  |  |  | #VALUE! | #VALUE! | #VALUE! | #VALUE! | #VALUE! | #VALUE! | #VALUE!
Saturday | 8 | 6 | 16 | 5224 | 0 | 0 | 0 | 0 | 0 | 0 | 0 | 0 | 0 | 0 | 0 | 0 | 0 | 0 | 0 | 0 | 0 | 0 | 0 | 0 | 0 | 0.42 | 0.53925 | 0.52933 | 0.53001 | 0.6885 | 0.35529 | 0.55076 | 0.528 | 0 | 0 | 0 | 0 | 0 | 0 | 0 | 0 | 0 | 0 | 0 |  | 0 | 0 | 0 |  | #VALUE! | #VALUE! | #VALUE! | #VALUE! |  |  | #VALUE! | #VALUE! | 0 | 0 | 0.20123 | 0.20123 | #VALUE! | #VALUE! | #VALUE! | #VALUE! | 0 | 0 | 0.20123 | 0.20123 | #VALUE! | #VALUE! | #VALUE! | #VALUE! | 0 | 0 | 0.20123 | 0.20123 | #VALUE! | #VALUE! |  |  |  | #VALUE! | #VALUE! | #VALUE! | #VALUE! | #VALUE! | #VALUE! | #VALUE!
Saturday | 8 | 6 | 17 | 5225 | 0 | 0 | 0 | 0 | 0 | 0 | 0 | 0 | 0 | 0 | 0 | 0 | 0 | 0 | 0 | 0 | 0 | 0 | 0 | 0 | 0 | 0.409 | 0.514 | 0.50369 | 0.50219 | 0.65975 | 0.34544 | 0.52035 | 0.488 | 0 | 0 | 0 | 0 | 0 | 0 | 0 | 0 | 0 | 0 | 0 |  | 0 | 0 | 0 |  | #VALUE! | #VALUE! | #VALUE! | #VALUE! |  |  | #VALUE! | #VALUE! | 0 | 0 | 0.20123 | 0.20123 | #VALUE! | #VALUE! | #VALUE! | #VALUE! | 0 | 0 | 0.20123 | 0.20123 | #VALUE! | #VALUE! | #VALUE! | #VALUE! | 0 | 0 | 0.20123 | 0.20123 | #VALUE! | #VALUE! |  |  |  | #VALUE! | #VALUE! | #VALUE! | #VALUE! | #VALUE! | #VALUE! | #VALUE!
Saturday | 8 | 6 | 18 | 5226 | 0 | 0 | 0 | 0 | 0 | 0 | 0 | 0 | 0 | 0 | 0 | 0 | 0 | 0 | 0 | 0 | 0 | 0 | 0 | 0 | 0 | 0.2635 | 0.28133 | 0.28208 | 0.44395 | 0.63975 | 0.31809 | 0.36715 | 0.392 | 0 | 0 | 0 | 0 | 0 | 0 | 0 | 0 | 0 | 0 | 0 |  | 0 | 0 | 0 |  | #VALUE! | #VALUE! | #VALUE! | #VALUE! |  |  | #VALUE! | #VALUE! | 0 | 0 | 0.20123 | 0.20123 | #VALUE! | #VALUE! | #VALUE! | #VALUE! | 0 | 0 | 0.20123 | 0.20123 | #VALUE! | #VALUE! | #VALUE! | #VALUE! | 0 | 0 | 0.20123 | 0.20123 | #VALUE! | #VALUE! |  |  |  | #VALUE! | #VALUE! | #VALUE! | #VALUE! | #VALUE! | #VALUE! | #VALUE!
Saturday | 8 | 6 | 19 | 5227 | 0 | 0 | 0 | 0 | 0 | 0 | 0 | 0 | 0 | 0 | 0 | 0 | 0 | 0 | 0 | 0 | 0 | 0 | 0 | 0 | 0 | 0 | 0.068583 | 0.049433 | 0.18232 | 0.62325 | 0.21871 | 0.20046 | 0.29 | 0 | 0 | 0 | 0 | 0 | 0 | 0 | 0 | 0 | 0 | 0 |  | 0 | 0 | 0 |  | #VALUE! | #VALUE! | #VALUE! | #VALUE! |  |  | #VALUE! | #VALUE! | 0 | 0 | 0.20123 | 0.20123 | #VALUE! | #VALUE! | #VALUE! | #VALUE! | 0 | 0 | 0.20123 | 0.20123 | #VALUE! | #VALUE! | #VALUE! | #VALUE! | 0 | 0 | 0.20123 | 0.20123 | #VALUE! | #VALUE! |  |  |  | #VALUE! | #VALUE! | #VALUE! | #VALUE! | #VALUE! | #VALUE! | #VALUE!
Saturday | 8 | 6 | 20 | 5228 | 0 | 0 | 0 | 0 | 0 | 0 | 0 | 0 | 0 | 0 | 0 | 0 | 0 | 0 | 0 | 0 | 0 | 0 | 0 | 0 | 0 | 0 | 0 | 0.0011562 | 0.036843 | 0.48425 | 0.15941 | 0.098957 | 0.192 | 0 | 0 | 0 | 0 | 0 | 0 | 0 | 0 | 0 | 0 | 0 |  | 0 | 0 | 0 |  | #VALUE! | #VALUE! | #VALUE! | #VALUE! |  |  | #VALUE! | #VALUE! | 0 | 0 | 0.20123 | 0.20123 | #VALUE! | #VALUE! | #VALUE! | #VALUE! | 0 | 0 | 0.20123 | 0.20123 | #VALUE! | #VALUE! | #VALUE! | #VALUE! | 0 | 0 | 0.20123 | 0.20123 | #VALUE! | #VALUE! |  |  |  | #VALUE! | #VALUE! | #VALUE! | #VALUE! | #VALUE! | #VALUE! | #VALUE!
Saturday | 8 | 6 | 21 | 5229 | 0 | 0 | 0 | 0 | 0 | 0 | 0 | 0 | 0 | 0 | 0 | 0 | 0 | 0 | 0 | 0 | 0 | 0 | 0 | 0 | 0 | 0 | 0 | 0.00021875 | 0.033756 | 0.41975 | 0.14542 | 0.075703 | 0.158 | 0 | 0 | 0 | 0 | 0 | 0 | 0 | 0 | 0 | 0 | 0 |  | 0 | 0 | 0 |  | #VALUE! | #VALUE! | #VALUE! | #VALUE! |  |  | #VALUE! | #VALUE! | 0 | 0 | 0.20123 | 0.20123 | #VALUE! | #VALUE! | #VALUE! | #VALUE! | 0 | 0 | 0.20123 | 0.20123 | #VALUE! | #VALUE! | #VALUE! | #VALUE! | 0 | 0 | 0.20123 | 0.20123 | #VALUE! | #VALUE! |  |  |  | #VALUE! | #VALUE! | #VALUE! | #VALUE! | #VALUE! | #VALUE! | #VALUE!
Saturday | 8 | 6 | 22 | 5230 | 0 | 0 | 0 | 0 | 0 | 0 | 0 | 0 | 0 | 0 | 0 | 0 | 0 | 0 | 0 | 0 | 0 | 0 | 0 | 0 | 0 | 0 | 0 | 0 | 0.034353 | 0.1545 | 0.12404 | 0.064995 | 0.153 | 0 | 0 | 0 | 0 | 0 | 0 | 0 | 0 | 0 | 0 | 0 |  | 0 | 0 | 0 |  | #VALUE! | #VALUE! | #VALUE! | #VALUE! |  |  | #VALUE! | #VALUE! | 0 | 0 | 0.20123 | 0.20123 | #VALUE! | #VALUE! | #VALUE! | #VALUE! | 0 | 0 | 0.20123 | 0.20123 | #VALUE! | #VALUE! | #VALUE! | #VALUE! | 0 | 0 | 0.20123 | 0.20123 | #VALUE! | #VALUE! |  |  |  | #VALUE! | #VALUE! | #VALUE! | #VALUE! | #VALUE! | #VALUE! | #VALUE!
Saturday | 8 | 6 | 23 | 5231 | 0 | 0 | 0 | 0 | 0 | 0 | 0 | 0 | 0 | 0 | 0 | 0 | 0 | 0 | 0 | 0 | 0 | 0 | 0 | 0 | 0 | 0 | 0 | 0 | 0.034379 | 0.0435 | 0.10935 | 0.026943 | 0.093 | 0 | 0 | 0 | 0 | 0 | 0 | 0 | 0 | 0 | 0 | 0 |  | 0 | 0 | 0 |  | #VALUE! | #VALUE! | #VALUE! | #VALUE! |  |  | #VALUE! | #VALUE! | 0 | 0 | 0.20123 | 0.20123 | #VALUE! | #VALUE! | #VALUE! | #VALUE! | 0 | 0 | 0.20123 | 0.20123 | #VALUE! | #VALUE! | #VALUE! | #VALUE! | 0 | 0 | 0.20123 | 0.20123 | #VALUE! | #VALUE! |  |  |  | #VALUE! | #VALUE! | #VALUE! | #VALUE! | #VALUE! | #VALUE! | #VALUE!
Saturday | 8 | 6 | 24 | 5232 | 0 | 0 | 0 | 0 | 0 | 0 | 0 | 0 | 0 | 0 | 0 | 0 | 0 | 0 | 0 | 0 | 0 | 0 | 0 | 0 | 0 | 0 | 0 | 0 | 0.031731 | 0.002 | 0.0937 | 0.018668 | 0.073 | 0 | 0 | 0 | 0 | 0 | 0 | 0 | 0 | 0 | 0 | 0 |  | 0 | 0 | 0 |  | #VALUE! | #VALUE! | #VALUE! | #VALUE! |  |  | #VALUE! | #VALUE! | 0 | 0 | 0.20123 | 0.20123 | #VALUE! | #VALUE! | #VALUE! | #VALUE! | 0 | 0 | 0.20123 | 0.20123 | #VALUE! | #VALUE! | #VALUE! | #VALUE! | 0 | 0 | 0.20123 | 0.20123 | #VALUE! | #VALUE! |  |  |  | #VALUE! | #VALUE! | #VALUE! | #VALUE! | #VALUE! | #VALUE! | #VALUE!
Sunday | 8 | 7 | 1 | 5233 | 0 | 0 | 0 | 0 | 0 | 0 | 0 | 0 | 0 | 0 | 0 | 0 | 0 | 0 | 0 | 0 | 0 | 0 | 0 | 0 | 0 | 0 | 0 | 0 | 0.030329 | 0.01075 | 0.086609 | 0.017017 | 0.073 | 0 | 0 | 0 | 0 | 0 | 0 | 0 | 0 | 0 | 0 | 0 |  | 0 | 0 | 0 |  | #VALUE! | #VALUE! | #VALUE! | #VALUE! |  |  | #VALUE! | #VALUE! | 0 | 0 | 0.20123 | 0.20123 | #VALUE! | #VALUE! | #VALUE! | #VALUE! | 0 | 0 | 0.20123 | 0.20123 | #VALUE! | #VALUE! | #VALUE! | #VALUE! | 0 | 0 | 0.20123 | 0.20123 | #VALUE! | #VALUE! |  |  |  | #VALUE! | #VALUE! | #VALUE! | #VALUE! | #VALUE! | #VALUE! | #VALUE!
Sunday | 8 | 7 | 2 | 5234 | 0 | 0 | 0 | 0 | 0 | 0 | 0 | 0 | 0 | 0 | 0 | 0 | 0 | 0 | 0 | 0 | 0 | 0 | 0 | 0 | 0 | 0 | 0 | 0 | 0.024619 | 0 | 0.094265 | 0.0061862 | 0.038 | 0 | 0 | 0 | 0 | 0 | 0 | 0 | 0 | 0 | 0 | 0 |  | 0 | 0 | 0 |  | #VALUE! | #VALUE! | #VALUE! | #VALUE! |  |  | #VALUE! | #VALUE! | 0 | 0 | 0.20123 | 0.20123 | #VALUE! | #VALUE! | #VALUE! | #VALUE! | 0 | 0 | 0.20123 | 0.20123 | #VALUE! | #VALUE! | #VALUE! | #VALUE! | 0 | 0 | 0.20123 | 0.20123 | #VALUE! | #VALUE! |  |  |  | #VALUE! | #VALUE! | #VALUE! | #VALUE! | #VALUE! | #VALUE! | #VALUE!
Sunday | 8 | 7 | 3 | 5235 | 0 | 0 | 0 | 0 | 0 | 0 | 0 | 0 | 0 | 0 | 0 | 0 | 0 | 0 | 0 | 0 | 0 | 0 | 0 | 0 | 0 | 0 | 0 | 0 | 0.024632 | 0 | 0.039909 | 0.0092 | 0.055 | 0 | 0 | 0 | 0 | 0 | 0 | 0 | 0 | 0 | 0 | 0 |  | 0 | 0 | 0 |  | #VALUE! | #VALUE! | #VALUE! | #VALUE! |  |  | #VALUE! | #VALUE! | 0 | 0 | 0.20123 | 0.20123 | #VALUE! | #VALUE! | #VALUE! | #VALUE! | 0 | 0 | 0.20123 | 0.20123 | #VALUE! | #VALUE! | #VALUE! | #VALUE! | 0 | 0 | 0.20123 | 0.20123 | #VALUE! | #VALUE! |  |  |  | #VALUE! | #VALUE! | #VALUE! | #VALUE! | #VALUE! | #VALUE! | #VALUE!
Sunday | 8 | 7 | 4 | 5236 | 0 | 0 | 0 | 0 | 0 | 0 | 0 | 0 | 0 | 0 | 0 | 0 | 0 | 0 | 0 | 0 | 0 | 0 | 0 | 0 | 0 | 0 | 0 | 0 | 0.023262 | 0 | 0.079268 | 0.0061862 | 0.038 | 0 | 0 | 0 | 0 | 0 | 0 | 0 | 0 | 0 | 0 | 0 |  | 0 | 0 | 0 |  | #VALUE! | #VALUE! | #VALUE! | #VALUE! |  |  | #VALUE! | #VALUE! | 0 | 0 | 0.20123 | 0.20123 | #VALUE! | #VALUE! | #VALUE! | #VALUE! | 0 | 0 | 0.20123 | 0.20123 | #VALUE! | #VALUE! | #VALUE! | #VALUE! | 0 | 0 | 0.20123 | 0.20123 | #VALUE! | #VALUE! |  |  |  | #VALUE! | #VALUE! | #VALUE! | #VALUE! | #VALUE! | #VALUE! | #VALUE!
Sunday | 8 | 7 | 5 | 5237 | 0 | 0 | 0 | 0 | 0 | 0 | 0 | 0 | 0 | 0 | 0 | 0 | 0 | 0 | 0 | 0 | 0 | 0 | 0 | 0 | 0 | 0 | 0 | 0 | 0.018381 | 0 | 0.075234 | 0.003331 | 0.02 | 0 | 0 | 0 | 0 | 0 | 0 | 0 | 0 | 0 | 0 | 0 |  | 0 | 0 | 0 |  | #VALUE! | #VALUE! | #VALUE! | #VALUE! |  |  | #VALUE! | #VALUE! | 0 | 0 | 0.20123 | 0.20123 | #VALUE! | #VALUE! | #VALUE! | #VALUE! | 0 | 0 | 0.20123 | 0.20123 | #VALUE! | #VALUE! | #VALUE! | #VALUE! | 0 | 0 | 0.20123 | 0.20123 | #VALUE! | #VALUE! |  |  |  | #VALUE! | #VALUE! | #VALUE! | #VALUE! | #VALUE! | #VALUE! | #VALUE!
Sunday | 8 | 7 | 6 | 5238 | 0 | 0 | 0 | 0 | 0 | 0 | 0 | 0 | 0 | 0 | 0 | 0 | 0 | 0 | 0 | 0 | 0 | 0 | 0 | 0 | 0 | 0 | 0 | 0 | 0.019478 | 0 | 0.056653 | 0.0061862 | 0.032 | 0 | 0 | 0 | 0 | 0 | 0 | 0 | 0 | 0 | 0 | 0 |  | 0 | 0 | 0 |  | #VALUE! | #VALUE! | #VALUE! | #VALUE! |  |  | #VALUE! | #VALUE! | 0 | 0 | 0.20123 | 0.20123 | #VALUE! | #VALUE! | #VALUE! | #VALUE! | 0 | 0 | 0.20123 | 0.20123 | #VALUE! | #VALUE! | #VALUE! | #VALUE! | 0 | 0 | 0.20123 | 0.20123 | #VALUE! | #VALUE! |  |  |  | #VALUE! | #VALUE! | #VALUE! | #VALUE! | #VALUE! | #VALUE! | #VALUE!
Sunday | 8 | 7 | 7 | 5239 | 0 | 0 | 0 | 0 | 0 | 0 | 0 | 0 | 0 | 0 | 0 | 0 | 0 | 0 | 0 | 0 | 0 | 0 | 0 | 0 | 0 | 0 | 0 | 0 | 0.019555 | 0 | 0.081352 | 0.0061862 | 0.027 | 0 | 0 | 0 | 0 | 0 | 0 | 0 | 0 | 0 | 0 | 0 |  | 0 | 0 | 0 |  | #VALUE! | #VALUE! | #VALUE! | #VALUE! |  |  | #VALUE! | #VALUE! | 0 | 0 | 0.20123 | 0.20123 | #VALUE! | #VALUE! | #VALUE! | #VALUE! | 0 | 0 | 0.20123 | 0.20123 | #VALUE! | #VALUE! | #VALUE! | #VALUE! | 0 | 0 | 0.20123 | 0.20123 | #VALUE! | #VALUE! |  |  |  | #VALUE! | #VALUE! | #VALUE! | #VALUE! | #VALUE! | #VALUE! | #VALUE!
Sunday | 8 | 7 | 8 | 5240 | 0 | 0 | 0 | 0 | 0 | 0 | 0 | 0 | 0 | 0 | 0 | 0 | 0 | 0 | 0 | 0 | 0 | 0 | 0 | 0 | 0 | 0 | 0 | 0 | 0.020113 | 0.2505 | 0.083883 | 0.0061862 | 0.021 | 0 | 0 | 0 | 0 | 0 | 0 | 0 | 0 | 0 | 0 | 0 |  | 0 | 0 | 0 |  | #VALUE! | #VALUE! | #VALUE! | #VALUE! |  |  | #VALUE! | #VALUE! | 0 | 0 | 0.20123 | 0.20123 | #VALUE! | #VALUE! | #VALUE! | #VALUE! | 0 | 0 | 0.20123 | 0.20123 | #VALUE! | #VALUE! | #VALUE! | #VALUE! | 0 | 0 | 0.20123 | 0.20123 | #VALUE! | #VALUE! |  |  |  | #VALUE! | #VALUE! | #VALUE! | #VALUE! | #VALUE! | #VALUE! | #VALUE!
Sunday | 8 | 7 | 9 | 5241 | 0 | 0 | 0 | 0 | 0 | 0 | 0 | 0 | 0 | 0 | 0 | 0 | 0 | 0 | 0 | 0 | 0 | 0 | 0 | 0 | 0 | 0 | 0 | 0 | 0.024694 | 0.3865 | 0.07113 | 0.0092 | 0.038 | 0 | 0 | 0 | 0 | 0 | 0 | 0 | 0 | 0 | 0 | 0 |  | 0 | 0 | 0 |  | #VALUE! | #VALUE! | #VALUE! | #VALUE! |  |  | #VALUE! | #VALUE! | 0 | 0 | 0.20123 | 0.20123 | #VALUE! | #VALUE! | #VALUE! | #VALUE! | 0 | 0 | 0.20123 | 0.20123 | #VALUE! | #VALUE! | #VALUE! | #VALUE! | 0 | 0 | 0.20123 | 0.20123 | #VALUE! | #VALUE! |  |  |  | #VALUE! | #VALUE! | #VALUE! | #VALUE! | #VALUE! | #VALUE! | #VALUE!
Sunday | 8 | 7 | 10 | 5242 | 0 | 0 | 0 | 0 | 0 | 0 | 0 | 0 | 0 | 0 | 0 | 0 | 0 | 0 | 0 | 0 | 0 | 0 | 0 | 0 | 0 | 0 | 0 | 0 | 0.02876 | 0.50775 | 0.075425 | 0.0092 | 0.038 | 0 | 0 | 0 | 0 | 0 | 0 | 0 | 0 | 0 | 0 | 0 |  | 0 | 0 | 0 |  | #VALUE! | #VALUE! | #VALUE! | #VALUE! |  |  | #VALUE! | #VALUE! | 0 | 0 | 0.20123 | 0.20123 | #VALUE! | #VALUE! | #VALUE! | #VALUE! | 0 | 0 | 0.20123 | 0.20123 | #VALUE! | #VALUE! | #VALUE! | #VALUE! | 0 | 0 | 0.20123 | 0.20123 | #VALUE! | #VALUE! |  |  |  | #VALUE! | #VALUE! | #VALUE! | #VALUE! | #VALUE! | #VALUE! | #VALUE!
Sunday | 8 | 7 | 11 | 5243 | 0 | 0 | 0 | 0 | 0 | 0 | 0 | 0 | 0 | 0 | 0 | 0 | 0 | 0 | 0 | 0 | 0 | 0 | 0 | 0 | 0 | 0 | 0 | 0 | 0.029148 | 0.58525 | 0.11287 | 0.0092 | 0.038 | 0 | 0 | 0 | 0 | 0 | 0 | 0 | 0 | 0 | 0 | 0 |  | 0 | 0 | 0 |  | #VALUE! | #VALUE! | #VALUE! | #VALUE! |  |  | #VALUE! | #VALUE! | 0 | 0 | 0.20123 | 0.20123 | #VALUE! | #VALUE! | #VALUE! | #VALUE! | 0 | 0 | 0.20123 | 0.20123 | #VALUE! | #VALUE! | #VALUE! | #VALUE! | 0 | 0 | 0.20123 | 0.20123 | #VALUE! | #VALUE! |  |  |  | #VALUE! | #VALUE! | #VALUE! | #VALUE! | #VALUE! | #VALUE! | #VALUE!
Sunday | 8 | 7 | 12 | 5244 | 0 | 0 | 0 | 0 | 0 | 0 | 0 | 0 | 0 | 0 | 0 | 0 | 0 | 0 | 0 | 0 | 0 | 0 | 0 | 0 | 0 | 0 | 0 | 0 | 0.032059 | 0.6225 | 0.11485 | 0.012214 | 0.058 | 0 | 0 | 0 | 0 | 0 | 0 | 0 | 0 | 0 | 0 | 0 |  | 0 | 0 | 0 |  | #VALUE! | #VALUE! | #VALUE! | #VALUE! |  |  | #VALUE! | #VALUE! | 0 | 0 | 0.20123 | 0.20123 | #VALUE! | #VALUE! | #VALUE! | #VALUE! | 0 | 0 | 0.20123 | 0.20123 | #VALUE! | #VALUE! | #VALUE! | #VALUE! | 0 | 0 | 0.20123 | 0.20123 | #VALUE! | #VALUE! |  |  |  | #VALUE! | #VALUE! | #VALUE! | #VALUE! | #VALUE! | #VALUE! | #VALUE!
Sunday | 8 | 7 | 13 | 5245 | 0 | 0 | 0 | 0 | 0 | 0 | 0 | 0 | 0 | 0 | 0 | 0 | 0 | 0 | 0 | 0 | 0 | 0 | 0 | 0 | 0 | 0 | 0 | 0 | 0.032715 | 0.6375 | 0.12797 | 0.020194 | 0.083 | 0 | 0 | 0 | 0 | 0 | 0 | 0 | 0 | 0 | 0 | 0 |  | 0 | 0 | 0 |  | #VALUE! | #VALUE! | #VALUE! | #VALUE! |  |  | #VALUE! | #VALUE! | 0 | 0 | 0.20123 | 0.20123 | #VALUE! | #VALUE! | #VALUE! | #VALUE! | 0 | 0 | 0.20123 | 0.20123 | #VALUE! | #VALUE! | #VALUE! | #VALUE! | 0 | 0 | 0.20123 | 0.20123 | #VALUE! | #VALUE! |  |  |  | #VALUE! | #VALUE! | #VALUE! | #VALUE! | #VALUE! | #VALUE! | #VALUE!
Sunday | 8 | 7 | 14 | 5246 | 0 | 0 | 0 | 0 | 0 | 0 | 0 | 0 | 0 | 0 | 0 | 0 | 0 | 0 | 0 | 0 | 0 | 0 | 0 | 0 | 0 | 0 | 0 | 0 | 0.034401 | 0.728 | 0.10937 | 0.03168 | 0.106 | 0 | 0 | 0 | 0 | 0 | 0 | 0 | 0 | 0 | 0 | 0 |  | 0 | 0 | 0 |  | #VALUE! | #VALUE! | #VALUE! | #VALUE! |  |  | #VALUE! | #VALUE! | 0 | 0 | 0.20123 | 0.20123 | #VALUE! | #VALUE! | #VALUE! | #VALUE! | 0 | 0 | 0.20123 | 0.20123 | #VALUE! | #VALUE! | #VALUE! | #VALUE! | 0 | 0 | 0.20123 | 0.20123 | #VALUE! | #VALUE! |  |  |  | #VALUE! | #VALUE! | #VALUE! | #VALUE! | #VALUE! | #VALUE! | #VALUE!
Sunday | 8 | 7 | 15 | 5247 | 0 | 0 | 0 | 0 | 0 | 0 | 0 | 0 | 0 | 0 | 0 | 0 | 0 | 0 | 0 | 0 | 0 | 0 | 0 | 0 | 0 | 0 | 0 | 0 | 0.032451 | 0.667 | 0.14459 | 0.033486 | 0.107 | 0 | 0 | 0 | 0 | 0 | 0 | 0 | 0 | 0 | 0 | 0 |  | 0 | 0 | 0 |  | #VALUE! | #VALUE! | #VALUE! | #VALUE! |  |  | #VALUE! | #VALUE! | 0 | 0 | 0.20123 | 0.20123 | #VALUE! | #VALUE! | #VALUE! | #VALUE! | 0 | 0 | 0.20123 | 0.20123 | #VALUE! | #VALUE! | #VALUE! | #VALUE! | 0 | 0 | 0.20123 | 0.20123 | #VALUE! | #VALUE! |  |  |  | #VALUE! | #VALUE! | #VALUE! | #VALUE! | #VALUE! | #VALUE! | #VALUE!
Sunday | 8 | 7 | 16 | 5248 | 0 | 0 | 0 | 0 | 0 | 0 | 0 | 0 | 0 | 0 | 0 | 0 | 0 | 0 | 0 | 0 | 0 | 0 | 0 | 0 | 0 | 0 | 0 | 0 | 0.031168 | 0.641 | 0.17407 | 0.055826 | 0.144 | 0 | 0 | 0 | 0 | 0 | 0 | 0 | 0 | 0 | 0 | 0 |  | 0 | 0 | 0 |  | #VALUE! | #VALUE! | #VALUE! | #VALUE! |  |  | #VALUE! | #VALUE! | 0 | 0 | 0.20123 | 0.20123 | #VALUE! | #VALUE! | #VALUE! | #VALUE! | 0 | 0 | 0.20123 | 0.20123 | #VALUE! | #VALUE! | #VALUE! | #VALUE! | 0 | 0 | 0.20123 | 0.20123 | #VALUE! | #VALUE! |  |  |  | #VALUE! | #VALUE! | #VALUE! | #VALUE! | #VALUE! | #VALUE! | #VALUE!
Sunday | 8 | 7 | 17 | 5249 | 0 | 0 | 0 | 0 | 0 | 0 | 0 | 0 | 0 | 0 | 0 | 0 | 0 | 0 | 0 | 0 | 0 | 0 | 0 | 0 | 0 | 0 | 0 | 0 | 0.032258 | 0.6705 | 0.19532 | 0.036324 | 0.109 | 0 | 0 | 0 | 0 | 0 | 0 | 0 | 0 | 0 | 0 | 0 |  | 0 | 0 | 0 |  | #VALUE! | #VALUE! | #VALUE! | #VALUE! |  |  | #VALUE! | #VALUE! | 0 | 0 | 0.20123 | 0.20123 | #VALUE! | #VALUE! | #VALUE! | #VALUE! | 0 | 0 | 0.20123 | 0.20123 | #VALUE! | #VALUE! | #VALUE! | #VALUE! | 0 | 0 | 0.20123 | 0.20123 | #VALUE! | #VALUE! |  |  |  | #VALUE! | #VALUE! | #VALUE! | #VALUE! | #VALUE! | #VALUE! | #VALUE!
Sunday | 8 | 7 | 18 | 5250 | 0 | 0 | 0 | 0 | 0 | 0 | 0 | 0 | 0 | 0 | 0 | 0 | 0 | 0 | 0 | 0 | 0 | 0 | 0 | 0 | 0 | 0 | 0 | 0 | 0.032431 | 0.651 | 0.20022 | 0.034588 | 0.104 | 0 | 0 | 0 | 0 | 0 | 0 | 0 | 0 | 0 | 0 | 0 |  | 0 | 0 | 0 |  | #VALUE! | #VALUE! | #VALUE! | #VALUE! |  |  | #VALUE! | #VALUE! | 0 | 0 | 0.20123 | 0.20123 | #VALUE! | #VALUE! | #VALUE! | #VALUE! | 0 | 0 | 0.20123 | 0.20123 | #VALUE! | #VALUE! | #VALUE! | #VALUE! | 0 | 0 | 0.20123 | 0.20123 | #VALUE! | #VALUE! |  |  |  | #VALUE! | #VALUE! | #VALUE! | #VALUE! | #VALUE! | #VALUE! | #VALUE!
Sunday | 8 | 7 | 19 | 5251 | 0 | 0 | 0 | 0 | 0 | 0 | 0 | 0 | 0 | 0 | 0 | 0 | 0 | 0 | 0 | 0 | 0 | 0 | 0 | 0 | 0 | 0 | 0 | 0 | 0.030212 | 0.61125 | 0.16026 | 0.022698 | 0.079 | 0 | 0 | 0 | 0 | 0 | 0 | 0 | 0 | 0 | 0 | 0 |  | 0 | 0 | 0 |  | #VALUE! | #VALUE! | #VALUE! | #VALUE! |  |  | #VALUE! | #VALUE! | 0 | 0 | 0.20123 | 0.20123 | #VALUE! | #VALUE! | #VALUE! | #VALUE! | 0 | 0 | 0.20123 | 0.20123 | #VALUE! | #VALUE! | #VALUE! | #VALUE! | 0 | 0 | 0.20123 | 0.20123 | #VALUE! | #VALUE! |  |  |  | #VALUE! | #VALUE! | #VALUE! | #VALUE! | #VALUE! | #VALUE! | #VALUE!
Sunday | 8 | 7 | 20 | 5252 | 0 | 0 | 0 | 0 | 0 | 0 | 0 | 0 | 0 | 0 | 0 | 0 | 0 | 0 | 0 | 0 | 0 | 0 | 0 | 0 | 0 | 0 | 0 | 0 | 0.023689 | 0.50175 | 0.10549 | 0.0063448 | 0.015 | 0 | 0 | 0 | 0 | 0 | 0 | 0 | 0 | 0 | 0 | 0 |  | 0 | 0 | 0 |  | #VALUE! | #VALUE! | #VALUE! | #VALUE! |  |  | #VALUE! | #VALUE! | 0 | 0 | 0.20123 | 0.20123 | #VALUE! | #VALUE! | #VALUE! | #VALUE! | 0 | 0 | 0.20123 | 0.20123 | #VALUE! | #VALUE! | #VALUE! | #VALUE! | 0 | 0 | 0.20123 | 0.20123 | #VALUE! | #VALUE! |  |  |  | #VALUE! | #VALUE! | #VALUE! | #VALUE! | #VALUE! | #VALUE! | #VALUE!
Sunday | 8 | 7 | 21 | 5253 | 0 | 0 | 0 | 0 | 0 | 0 | 0 | 0 | 0 | 0 | 0 | 0 | 0 | 0 | 0 | 0 | 0 | 0 | 0 | 0 | 0 | 0 | 0 | 0 | 0.014316 | 0.462 | 0.10908 | 0.00031724 | 0 | 0 | 0 | 0 | 0 | 0 | 0 | 0 | 0 | 0 | 0 | 0 |  | 0 | 0 | 0 |  | #VALUE! | #VALUE! | #VALUE! | #VALUE! |  |  | #VALUE! | #VALUE! | 0 | 0 | 0.20123 | 0.20123 | #VALUE! | #VALUE! | #VALUE! | #VALUE! | 0 | 0 | 0.20123 | 0.20123 | #VALUE! | #VALUE! | #VALUE! | #VALUE! | 0 | 0 | 0.20123 | 0.20123 | #VALUE! | #VALUE! |  |  |  | #VALUE! | #VALUE! | #VALUE! | #VALUE! | #VALUE! | #VALUE! | #VALUE!
Sunday | 8 | 7 | 22 | 5254 | 0 | 0 | 0 | 0 | 0 | 0 | 0 | 0 | 0 | 0 | 0 | 0 | 0 | 0 | 0 | 0 | 0 | 0 | 0 | 0 | 0 | 0 | 0 | 0 | 0.0041387 | 0.3675 | 0.05027 | 0 | 0 | 0 | 0 | 0 | 0 | 0 | 0 | 0 | 0 | 0 | 0 | 0 |  | 0 | 0 | 0 |  | #VALUE! | #VALUE! | #VALUE! | #VALUE! |  |  | #VALUE! | #VALUE! | 0 | 0 | 0.20123 | 0.20123 | #VALUE! | #VALUE! | #VALUE! | #VALUE! | 0 | 0 | 0.20123 | 0.20123 | #VALUE! | #VALUE! | #VALUE! | #VALUE! | 0 | 0 | 0.20123 | 0.20123 | #VALUE! | #VALUE! |  |  |  | #VALUE! | #VALUE! | #VALUE! | #VALUE! | #VALUE! | #VALUE! | #VALUE!
Sunday | 8 | 7 | 23 | 5255 | 0 | 0 | 0 | 0 | 0 | 0 | 0 | 0 | 0 | 0 | 0 | 0 | 0 | 0 | 0 | 0 | 0 | 0 | 0 | 0 | 0 | 0 | 0 | 0 | 0.006767 | 0.4265 | 0.084138 | 0.00031724 | 0 | 0 | 0 | 0 | 0 | 0 | 0 | 0 | 0 | 0 | 0 | 0 |  | 0 | 0 | 0 |  | #VALUE! | #VALUE! | #VALUE! | #VALUE! |  |  | #VALUE! | #VALUE! | 0 | 0 | 0.20123 | 0.20123 | #VALUE! | #VALUE! | #VALUE! | #VALUE! | 0 | 0 | 0.20123 | 0.20123 | #VALUE! | #VALUE! | #VALUE! | #VALUE! | 0 | 0 | 0.20123 | 0.20123 | #VALUE! | #VALUE! |  |  |  | #VALUE! | #VALUE! | #VALUE! | #VALUE! | #VALUE! | #VALUE! | #VALUE!
Sunday | 8 | 7 | 24 | 5256 | 0 | 0 | 0 | 0 | 0 | 0 | 0 | 0 | 0 | 0 | 0 | 0 | 0 | 0 | 0 | 0 | 0 | 0 | 0 | 0 | 0 | 0 | 0 | 0 | 0 | 0.438 | 0.043195 | 0 | 0 | 0 | 0 | 0 | 0 | 0 | 0 | 0 | 0 | 0 | 0 | 0 |  | 0 | 0 | 0 |  | #VALUE! | #VALUE! | #VALUE! | #VALUE! |  |  | #VALUE! | #VALUE! | 0 | 0 | 0.20123 | 0.20123 | #VALUE! | #VALUE! | #VALUE! | #VALUE! | 0 | 0 | 0.20123 | 0.20123 | #VALUE! | #VALUE! | #VALUE! | #VALUE! | 0 | 0 | 0.20123 | 0.20123 | #VALUE! | #VALUE! |  |  |  | #VALUE! | #VALUE! | #VALUE! | #VALUE! | #VALUE! | #VALUE! | #VALUE!
Monday | 8 | 8 | 1 | 5257 | 0 | 0 | 0 | 0 | 0 | 0 | 0 | 0 | 0 | 0 | 0 | 0 | 0 | 0 | 0 | 0 | 0 | 0 | 0 | 0 | 0 | 0 | 0 | 0 | 0 | 0.3105 | 0.039251 | 0 | 0 | 0 | 0 | 0 | 0 | 0 | 0 | 0 | 0 | 0 | 0 | 0 |  | 0 | 0 | 0 |  | #VALUE! | #VALUE! | #VALUE! | #VALUE! |  |  | #VALUE! | #VALUE! | 0 | 0 | 0.20123 | 0.20123 | #VALUE! | #VALUE! | #VALUE! | #VALUE! | 0 | 0 | 0.20123 | 0.20123 | #VALUE! | #VALUE! | #VALUE! | #VALUE! | 0 | 0 | 0.20123 | 0.20123 | #VALUE! | #VALUE! |  |  |  | #VALUE! | #VALUE! | #VALUE! | #VALUE! | #VALUE! | #VALUE! | #VALUE!
Monday | 8 | 8 | 2 | 5258 | 0 | 0 | 0 | 0 | 0 | 0 | 0 | 0 | 0 | 0 | 0 | 0 | 0 | 0 | 0 | 0 | 0 | 0 | 0 | 0 | 0 | 0 | 0 | 0 | 0 | 0.30275 | 0.040576 | 0 | 0 | 0 | 0 | 0 | 0 | 0 | 0 | 0 | 0 | 0 | 0 | 0 |  | 0 | 0 | 0 |  | #VALUE! | #VALUE! | #VALUE! | #VALUE! |  |  | #VALUE! | #VALUE! | 0 | 0 | 0.20123 | 0.20123 | #VALUE! | #VALUE! | #VALUE! | #VALUE! | 0 | 0 | 0.20123 | 0.20123 | #VALUE! | #VALUE! | #VALUE! | #VALUE! | 0 | 0 | 0.20123 | 0.20123 | #VALUE! | #VALUE! |  |  |  | #VALUE! | #VALUE! | #VALUE! | #VALUE! | #VALUE! | #VALUE! | #VALUE!
Monday | 8 | 8 | 3 | 5259 | 0 | 0 | 0 | 0 | 0 | 0 | 0 | 0 | 0 | 0 | 0 | 0 | 0 | 0 | 0 | 0 | 0 | 0 | 0 | 0 | 0 | 0 | 0 | 0 | 0 | 0.3395 | 0.024001 | 0 | 0 | 0 | 0 | 0 | 0 | 0 | 0 | 0 | 0 | 0 | 0 | 0 |  | 0 | 0 | 0 |  | #VALUE! | #VALUE! | #VALUE! | #VALUE! |  |  | #VALUE! | #VALUE! | 0 | 0 | 0.20123 | 0.20123 | #VALUE! | #VALUE! | #VALUE! | #VALUE! | 0 | 0 | 0.20123 | 0.20123 | #VALUE! | #VALUE! | #VALUE! | #VALUE! | 0 | 0 | 0.20123 | 0.20123 | #VALUE! | #VALUE! |  |  |  | #VALUE! | #VALUE! | #VALUE! | #VALUE! | #VALUE! | #VALUE! | #VALUE!
Monday | 8 | 8 | 4 | 5260 | 0 | 0 | 0 | 0 | 0 | 0 | 0 | 0 | 0 | 0 | 0 | 0 | 0 | 0 | 0 | 0 | 0 | 0 | 0 | 0 | 0 | 0 | 0 | 0 | 0 | 0.33225 | 0.0097806 | 0 | 0 | 0 | 0 | 0 | 0 | 0 | 0 | 0 | 0 | 0 | 0 | 0 |  | 0 | 0 | 0 |  | #VALUE! | #VALUE! | #VALUE! | #VALUE! |  |  | #VALUE! | #VALUE! | 0 | 0 | 0.20123 | 0.20123 | #VALUE! | #VALUE! | #VALUE! | #VALUE! | 0 | 0 | 0.20123 | 0.20123 | #VALUE! | #VALUE! | #VALUE! | #VALUE! | 0 | 0 | 0.20123 | 0.20123 | #VALUE! | #VALUE! |  |  |  | #VALUE! | #VALUE! | #VALUE! | #VALUE! | #VALUE! | #VALUE! | #VALUE!
Monday | 8 | 8 | 5 | 5261 | 0 | 0 | 0 | 0 | 0 | 0 | 0 | 0 | 0 | 0 | 0 | 0 | 0 | 0 | 0 | 0 | 0 | 0 | 0 | 0 | 0 | 0 | 0 | 0 | 0 | 0.2835 | 0.079009 | 0 | 0 | 0 | 0 | 0 | 0 | 0 | 0 | 0 | 0 | 0 | 0 | 0 |  | 0 | 0 | 0 |  | #VALUE! | #VALUE! | #VALUE! | #VALUE! |  |  | #VALUE! | #VALUE! | 0 | 0 | 0.20123 | 0.20123 | #VALUE! | #VALUE! | #VALUE! | #VALUE! | 0 | 0 | 0.20123 | 0.20123 | #VALUE! | #VALUE! | #VALUE! | #VALUE! | 0 | 0 | 0.20123 | 0.20123 | #VALUE! | #VALUE! |  |  |  | #VALUE! | #VALUE! | #VALUE! | #VALUE! | #VALUE! | #VALUE! | #VALUE!
Monday | 8 | 8 | 6 | 5262 | 0 | 0 | 0 | 0 | 0 | 0 | 0 | 0 | 0 | 0 | 0 | 0 | 0 | 0 | 0 | 0 | 0 | 0 | 0 | 0 | 0 | 0 | 0 | 0 | 0 | 0.322 | 0.088032 | 0 | 0 | 0 | 0 | 0 | 0 | 0 | 0 | 0 | 0 | 0 | 0 | 0 |  | 0 | 0 | 0 |  | #VALUE! | #VALUE! | #VALUE! | #VALUE! |  |  | #VALUE! | #VALUE! | 0 | 0 | 0.20123 | 0.20123 | #VALUE! | #VALUE! | #VALUE! | #VALUE! | 0 | 0 | 0.20123 | 0.20123 | #VALUE! | #VALUE! | #VALUE! | #VALUE! | 0 | 0 | 0.20123 | 0.20123 | #VALUE! | #VALUE! |  |  |  | #VALUE! | #VALUE! | #VALUE! | #VALUE! | #VALUE! | #VALUE! | #VALUE!
Monday | 8 | 8 | 7 | 5263 | 0 | 0 | 0 | 0 | 0 | 0 | 0 | 0 | 0 | 0 | 0 | 0 | 0 | 0 | 0 | 0 | 0 | 0 | 0 | 0 | 0 | 0 | 0 | 0 | 0.0088991 | 0.3645 | 0.082192 | 0 | 0 | 0 | 0 | 0 | 0 | 0 | 0 | 0 | 0 | 0 | 0 | 0 |  | 0 | 0 | 0 |  | #VALUE! | #VALUE! | #VALUE! | #VALUE! |  |  | #VALUE! | #VALUE! | 0 | 0 | 0.20123 | 0.20123 | #VALUE! | #VALUE! | #VALUE! | #VALUE! | 0 | 0 | 0.20123 | 0.20123 | #VALUE! | #VALUE! | #VALUE! | #VALUE! | 0 | 0 | 0.20123 | 0.20123 | #VALUE! | #VALUE! |  |  |  | #VALUE! | #VALUE! | #VALUE! | #VALUE! | #VALUE! | #VALUE! | #VALUE!
Monday | 8 | 8 | 8 | 5264 | 0 | 0 | 0 | 0 | 0 | 0 | 0 | 0 | 0 | 0 | 0 | 0 | 0 | 0 | 0 | 0 | 0 | 0 | 0 | 0 | 0 | 0 | 0 | 0 | 0.02538 | 0.42175 | 0.087272 | 0.0061862 | 0 | 0 | 0 | 0 | 0 | 0 | 0 | 0 | 0 | 0 | 0 | 0 |  | 0 | 0 | 0 |  | #VALUE! | #VALUE! | #VALUE! | #VALUE! |  |  | #VALUE! | #VALUE! | 0 | 0 | 0.20123 | 0.20123 | #VALUE! | #VALUE! | #VALUE! | #VALUE! | 0 | 0 | 0.20123 | 0.20123 | #VALUE! | #VALUE! | #VALUE! | #VALUE! | 0 | 0 | 0.20123 | 0.20123 | #VALUE! | #VALUE! |  |  |  | #VALUE! | #VALUE! | #VALUE! | #VALUE! | #VALUE! | #VALUE! | #VALUE!
Monday | 8 | 8 | 9 | 5265 | 0 | 0 | 0 | 0 | 0 | 0 | 0 | 0 | 0 | 0 | 0 | 0 | 0 | 0 | 0 | 0 | 0 | 0 | 0 | 0 | 0 | 0 | 0 | 0 | 0.030545 | 0.499 | 0.086824 | 0.019952 | 0.082 | 0 | 0 | 0 | 0 | 0 | 0 | 0 | 0 | 0 | 0 | 0 |  | 0 | 0 | 0 |  | #VALUE! | #VALUE! | #VALUE! | #VALUE! |  |  | #VALUE! | #VALUE! | 0 | 0 | 0.20123 | 0.20123 | #VALUE! | #VALUE! | #VALUE! | #VALUE! | 0 | 0 | 0.20123 | 0.20123 | #VALUE! | #VALUE! | #VALUE! | #VALUE! | 0 | 0 | 0.20123 | 0.20123 | #VALUE! | #VALUE! |  |  |  | #VALUE! | #VALUE! | #VALUE! | #VALUE! | #VALUE! | #VALUE! | #VALUE!
Monday | 8 | 8 | 10 | 5266 | 0 | 0 | 0 | 0 | 0 | 0 | 0 | 0 | 0 | 0 | 0 | 0 | 0 | 0 | 0 | 0 | 0 | 0 | 0 | 0 | 0 | 0 | 0 | 0 | 0.029268 | 0.5725 | 0.098104 | 0.04262 | 0.134 | 0 | 0 | 0 | 0 | 0 | 0 | 0 | 0 | 0 | 0 | 0 |  | 0 | 0 | 0 |  | #VALUE! | #VALUE! | #VALUE! | #VALUE! |  |  | #VALUE! | #VALUE! | 0 | 0 | 0.20123 | 0.20123 | #VALUE! | #VALUE! | #VALUE! | #VALUE! | 0 | 0 | 0.20123 | 0.20123 | #VALUE! | #VALUE! | #VALUE! | #VALUE! | 0 | 0 | 0.20123 | 0.20123 | #VALUE! | #VALUE! |  |  |  | #VALUE! | #VALUE! | #VALUE! | #VALUE! | #VALUE! | #VALUE! | #VALUE!
Monday | 8 | 8 | 11 | 5267 | 0 | 0 | 0 | 0 | 0 | 0 | 0 | 0 | 0 | 0 | 0 | 0 | 0 | 0 | 0 | 0 | 0 | 0 | 0 | 0 | 0 | 0 | 0 | 0.0042869 | 0.026877 | 0.59475 | 0.09527 | 0.092382 | 0.196 | 0 | 0 | 0 | 0 | 0 | 0 | 0 | 0 | 0 | 0 | 0 |  | 0 | 0 | 0 |  | #VALUE! | #VALUE! | #VALUE! | #VALUE! |  |  | #VALUE! | #VALUE! | 0 | 0 | 0.20123 | 0.20123 | #VALUE! | #VALUE! | #VALUE! | #VALUE! | 0 | 0 | 0.20123 | 0.20123 | #VALUE! | #VALUE! | #VALUE! | #VALUE! | 0 | 0 | 0.20123 | 0.20123 | #VALUE! | #VALUE! |  |  |  | #VALUE! | #VALUE! | #VALUE! | #VALUE! | #VALUE! | #VALUE! | #VALUE!
Monday | 8 | 8 | 12 | 5268 | 0 | 0 | 0 | 0 | 0 | 0 | 0 | 0 | 0 | 0 | 0 | 0 | 0 | 0 | 0 | 0 | 0 | 0 | 0 | 0 | 0 | 0 | 0 | 0.0049858 | 0.027525 | 0.63 | 0.10939 | 0.097957 | 0.196 | 0 | 0 | 0 | 0 | 0 | 0 | 0 | 0 | 0 | 0 | 0 |  | 0 | 0 | 0 |  | #VALUE! | #VALUE! | #VALUE! | #VALUE! |  |  | #VALUE! | #VALUE! | 0 | 0 | 0.20123 | 0.20123 | #VALUE! | #VALUE! | #VALUE! | #VALUE! | 0 | 0 | 0.20123 | 0.20123 | #VALUE! | #VALUE! | #VALUE! | #VALUE! | 0 | 0 | 0.20123 | 0.20123 | #VALUE! | #VALUE! |  |  |  | #VALUE! | #VALUE! | #VALUE! | #VALUE! | #VALUE! | #VALUE! | #VALUE!
Monday | 8 | 8 | 13 | 5269 | 0 | 0 | 0 | 0 | 0 | 0 | 0 | 0 | 0 | 0 | 0 | 0 | 0 | 0 | 0 | 0 | 0 | 0 | 0 | 0 | 0 | 0 | 0.011583 | 0.018783 | 0.1412 | 0.7025 | 0.11816 | 0.1213 | 0.213 | 0 | 0 | 0 | 0 | 0 | 0 | 0 | 0 | 0 | 0 | 0 |  | 0 | 0 | 0 |  | #VALUE! | #VALUE! | #VALUE! | #VALUE! |  |  | #VALUE! | #VALUE! | 0 | 0 | 0.20123 | 0.20123 | #VALUE! | #VALUE! | #VALUE! | #VALUE! | 0 | 0 | 0.20123 | 0.20123 | #VALUE! | #VALUE! | #VALUE! | #VALUE! | 0 | 0 | 0.20123 | 0.20123 | #VALUE! | #VALUE! |  |  |  | #VALUE! | #VALUE! | #VALUE! | #VALUE! | #VALUE! | #VALUE! | #VALUE!
Monday | 8 | 8 | 14 | 5270 | 0 | 0 | 0 | 0 | 0 | 0 | 0 | 0 | 0 | 0 | 0 | 0 | 0 | 0 | 0 | 0 | 0 | 0 | 0 | 0 | 0 | 0 | 0.015 | 0.019592 | 0.12808 | 0.7205 | 0.11252 | 0.1245 | 0.213 | 0 | 0 | 0 | 0 | 0 | 0 | 0 | 0 | 0 | 0 | 0 |  | 0 | 0 | 0 |  | #VALUE! | #VALUE! | #VALUE! | #VALUE! |  |  | #VALUE! | #VALUE! | 0 | 0 | 0.20123 | 0.20123 | #VALUE! | #VALUE! | #VALUE! | #VALUE! | 0 | 0 | 0.20123 | 0.20123 | #VALUE! | #VALUE! | #VALUE! | #VALUE! | 0 | 0 | 0.20123 | 0.20123 | #VALUE! | #VALUE! |  |  |  | #VALUE! | #VALUE! | #VALUE! | #VALUE! | #VALUE! | #VALUE! | #VALUE!
Monday | 8 | 8 | 15 | 5271 | 0 | 0 | 0 | 0 | 0 | 0 | 0 | 0 | 0 | 0 | 0 | 0 | 0 | 0 | 0 | 0 | 0 | 0 | 0 | 0 | 0 | 0 | 0 | 0.0057273 | 0.028548 | 0.71725 | 0.11106 | 0.10392 | 0.197 | 0 | 0 | 0 | 0 | 0 | 0 | 0 | 0 | 0 | 0 | 0 |  | 0 | 0 | 0 |  | #VALUE! | #VALUE! | #VALUE! | #VALUE! |  |  | #VALUE! | #VALUE! | 0 | 0 | 0.20123 | 0.20123 | #VALUE! | #VALUE! | #VALUE! | #VALUE! | 0 | 0 | 0.20123 | 0.20123 | #VALUE! | #VALUE! | #VALUE! | #VALUE! | 0 | 0 | 0.20123 | 0.20123 | #VALUE! | #VALUE! |  |  |  | #VALUE! | #VALUE! | #VALUE! | #VALUE! | #VALUE! | #VALUE! | #VALUE!
Monday | 8 | 8 | 16 | 5272 | 0 | 0 | 0 | 0 | 0 | 0 | 0 | 0 | 0 | 0 | 0 | 0 | 0 | 0 | 0 | 0 | 0 | 0 | 0 | 0 | 0 | 0.0015 | 0.046333 | 0.046886 | 0.18738 | 0.69875 | 0.12501 | 0.14891 | 0.231 | 0 | 0 | 0 | 0 | 0 | 0 | 0 | 0 | 0 | 0 | 0 |  | 0 | 0 | 0 |  | #VALUE! | #VALUE! | #VALUE! | #VALUE! |  |  | #VALUE! | #VALUE! | 0 | 0 | 0.20123 | 0.20123 | #VALUE! | #VALUE! | #VALUE! | #VALUE! | 0 | 0 | 0.20123 | 0.20123 | #VALUE! | #VALUE! | #VALUE! | #VALUE! | 0 | 0 | 0.20123 | 0.20123 | #VALUE! | #VALUE! |  |  |  | #VALUE! | #VALUE! | #VALUE! | #VALUE! | #VALUE! | #VALUE! | #VALUE!
Monday | 8 | 8 | 17 | 5273 | 0 | 0 | 0 | 0 | 0 | 0 | 0 | 0 | 0 | 0 | 0 | 0 | 0 | 0 | 0 | 0 | 0 | 0 | 0 | 0 | 0 | 0.045 | 0.123 | 0.12972 | 0.30018 | 0.67975 | 0.11352 | 0.19614 | 0.265 | 0 | 0 | 0 | 0 | 0 | 0 | 0 | 0 | 0 | 0 | 0 |  | 0 | 0 | 0 |  | #VALUE! | #VALUE! | #VALUE! | #VALUE! |  |  | #VALUE! | #VALUE! | 0 | 0 | 0.20123 | 0.20123 | #VALUE! | #VALUE! | #VALUE! | #VALUE! | 0 | 0 | 0.20123 | 0.20123 | #VALUE! | #VALUE! | #VALUE! | #VALUE! | 0 | 0 | 0.20123 | 0.20123 | #VALUE! | #VALUE! |  |  |  | #VALUE! | #VALUE! | #VALUE! | #VALUE! | #VALUE! | #VALUE! | #VALUE!
Monday | 8 | 8 | 18 | 5274 | 0 | 0 | 0 | 0 | 0 | 0 | 0 | 0 | 0 | 0 | 0 | 0 | 0 | 0 | 0 | 0 | 0 | 0 | 0 | 0 | 0 | 0 | 0.035333 | 0.035126 | 0.1392 | 0.60025 | 0.12811 | 0.13517 | 0.214 | 0 | 0 | 0 | 0 | 0 | 0 | 0 | 0 | 0 | 0 | 0 |  | 0 | 0 | 0 |  | #VALUE! | #VALUE! | #VALUE! | #VALUE! |  |  | #VALUE! | #VALUE! | 0 | 0 | 0.20123 | 0.20123 | #VALUE! | #VALUE! | #VALUE! | #VALUE! | 0 | 0 | 0.20123 | 0.20123 | #VALUE! | #VALUE! | #VALUE! | #VALUE! | 0 | 0 | 0.20123 | 0.20123 | #VALUE! | #VALUE! |  |  |  | #VALUE! | #VALUE! | #VALUE! | #VALUE! | #VALUE! | #VALUE! | #VALUE!
Monday | 8 | 8 | 19 | 5275 | 0 | 0 | 0 | 0 | 0 | 0 | 0 | 0 | 0 | 0 | 0 | 0 | 0 | 0 | 0 | 0 | 0 | 0 | 0 | 0 | 0 | 0 | 0 | 0.0030207 | 0.02779 | 0.6085 | 0.1281 | 0.093315 | 0.179 | 0 | 0 | 0 | 0 | 0 | 0 | 0 | 0 | 0 | 0 | 0 |  | 0 | 0 | 0 |  | #VALUE! | #VALUE! | #VALUE! | #VALUE! |  |  | #VALUE! | #VALUE! | 0 | 0 | 0.20123 | 0.20123 | #VALUE! | #VALUE! | #VALUE! | #VALUE! | 0 | 0 | 0.20123 | 0.20123 | #VALUE! | #VALUE! | #VALUE! | #VALUE! | 0 | 0 | 0.20123 | 0.20123 | #VALUE! | #VALUE! |  |  |  | #VALUE! | #VALUE! | #VALUE! | #VALUE! | #VALUE! | #VALUE! | #VALUE!
Monday | 8 | 8 | 20 | 5276 | 0 | 0 | 0 | 0 | 0 | 0 | 0 | 0 | 0 | 0 | 0 | 0 | 0 | 0 | 0 | 0 | 0 | 0 | 0 | 0 | 0 | 0 | 0 | 0.00046875 | 0.026375 | 0.53025 | 0.11559 | 0.074341 | 0.162 | 0 | 0 | 0 | 0 | 0 | 0 | 0 | 0 | 0 | 0 | 0 |  | 0 | 0 | 0 |  | #VALUE! | #VALUE! | #VALUE! | #VALUE! |  |  | #VALUE! | #VALUE! | 0 | 0 | 0.20123 | 0.20123 | #VALUE! | #VALUE! | #VALUE! | #VALUE! | 0 | 0 | 0.20123 | 0.20123 | #VALUE! | #VALUE! | #VALUE! | #VALUE! | 0 | 0 | 0.20123 | 0.20123 | #VALUE! | #VALUE! |  |  |  | #VALUE! | #VALUE! | #VALUE! | #VALUE! | #VALUE! | #VALUE! | #VALUE!
Monday | 8 | 8 | 21 | 5277 | 0 | 0 | 0 | 0 | 0 | 0 | 0 | 0 | 0 | 0 | 0 | 0 | 0 | 0 | 0 | 0 | 0 | 0 | 0 | 0 | 0 | 0 | 0 | 0 | 0.026295 | 0.469 | 0.11938 | 0.046412 | 0.127 | 0 | 0 | 0 | 0 | 0 | 0 | 0 | 0 | 0 | 0 | 0 |  | 0 | 0 | 0 |  | #VALUE! | #VALUE! | #VALUE! | #VALUE! |  |  | #VALUE! | #VALUE! | 0 | 0 | 0.20123 | 0.20123 | #VALUE! | #VALUE! | #VALUE! | #VALUE! | 0 | 0 | 0.20123 | 0.20123 | #VALUE! | #VALUE! | #VALUE! | #VALUE! | 0 | 0 | 0.20123 | 0.20123 | #VALUE! | #VALUE! |  |  |  | #VALUE! | #VALUE! | #VALUE! | #VALUE! | #VALUE! | #VALUE! | #VALUE!
Monday | 8 | 8 | 22 | 5278 | 0 | 0 | 0 | 0 | 0 | 0 | 0 | 0 | 0 | 0 | 0 | 0 | 0 | 0 | 0 | 0 | 0 | 0 | 0 | 0 | 0 | 0 | 0 | 0 | 0.018297 | 0.4595 | 0.11973 | 0.016117 | 0.066 | 0 | 0 | 0 | 0 | 0 | 0 | 0 | 0 | 0 | 0 | 0 |  | 0 | 0 | 0 |  | #VALUE! | #VALUE! | #VALUE! | #VALUE! |  |  | #VALUE! | #VALUE! | 0 | 0 | 0.20123 | 0.20123 | #VALUE! | #VALUE! | #VALUE! | #VALUE! | 0 | 0 | 0.20123 | 0.20123 | #VALUE! | #VALUE! | #VALUE! | #VALUE! | 0 | 0 | 0.20123 | 0.20123 | #VALUE! | #VALUE! |  |  |  | #VALUE! | #VALUE! | #VALUE! | #VALUE! | #VALUE! | #VALUE! | #VALUE!
Monday | 8 | 8 | 23 | 5279 | 0 | 0 | 0 | 0 | 0 | 0 | 0 | 0 | 0 | 0 | 0 | 0 | 0 | 0 | 0 | 0 | 0 | 0 | 0 | 0 | 0 | 0 | 0 | 0 | 0.0058238 | 0.43525 | 0.13267 | 0.00031724 | 0 | 0 | 0 | 0 | 0 | 0 | 0 | 0 | 0 | 0 | 0 | 0 |  | 0 | 0 | 0 |  | #VALUE! | #VALUE! | #VALUE! | #VALUE! |  |  | #VALUE! | #VALUE! | 0 | 0 | 0.20123 | 0.20123 | #VALUE! | #VALUE! | #VALUE! | #VALUE! | 0 | 0 | 0.20123 | 0.20123 | #VALUE! | #VALUE! | #VALUE! | #VALUE! | 0 | 0 | 0.20123 | 0.20123 | #VALUE! | #VALUE! |  |  |  | #VALUE! | #VALUE! | #VALUE! | #VALUE! | #VALUE! | #VALUE! | #VALUE!
Monday | 8 | 8 | 24 | 5280 | 0 | 0 | 0 | 0 | 0 | 0 | 0 | 0 | 0 | 0 | 0 | 0 | 0 | 0 | 0 | 0 | 0 | 0 | 0 | 0 | 0 | 0 | 0 | 0 | 0 | 0.4115 | 0.12647 | 0 | 0 | 0 | 0 | 0 | 0 | 0 | 0 | 0 | 0 | 0 | 0 | 0 |  | 0 | 0 | 0 |  | #VALUE! | #VALUE! | #VALUE! | #VALUE! |  |  | #VALUE! | #VALUE! | 0 | 0 | 0.20123 | 0.20123 | #VALUE! | #VALUE! | #VALUE! | #VALUE! | 0 | 0 | 0.20123 | 0.20123 | #VALUE! | #VALUE! | #VALUE! | #VALUE! | 0 | 0 | 0.20123 | 0.20123 | #VALUE! | #VALUE! |  |  |  | #VALUE! | #VALUE! | #VALUE! | #VALUE! | #VALUE! | #VALUE! | #VALUE!
Tuesday | 8 | 9 | 1 | 5281 | 0 | 0 | 0 | 0 | 0 | 0 | 0 | 0 | 0 | 0 | 0 | 0 | 0 | 0 | 0 | 0 | 0 | 0 | 0 | 0 | 0 | 0 | 0 | 0 | 0 | 0.34775 | 0.14783 | 0 | 0 | 0 | 0 | 0 | 0 | 0 | 0 | 0 | 0 | 0 | 0 | 0 |  | 0 | 0 | 0 |  | #VALUE! | #VALUE! | #VALUE! | #VALUE! |  |  | #VALUE! | #VALUE! | 0 | 0 | 0.20123 | 0.20123 | #VALUE! | #VALUE! | #VALUE! | #VALUE! | 0 | 0 | 0.20123 | 0.20123 | #VALUE! | #VALUE! | #VALUE! | #VALUE! | 0 | 0 | 0.20123 | 0.20123 | #VALUE! | #VALUE! |  |  |  | #VALUE! | #VALUE! | #VALUE! | #VALUE! | #VALUE! | #VALUE! | #VALUE!
Tuesday | 8 | 9 | 2 | 5282 | 0 | 0 | 0 | 0 | 0 | 0 | 0 | 0 | 0 | 0 | 0 | 0 | 0 | 0 | 0 | 0 | 0 | 0 | 0 | 0 | 0 | 0 | 0 | 0 | 0 | 0.3745 | 0.15017 | 0 | 0 | 0 | 0 | 0 | 0 | 0 | 0 | 0 | 0 | 0 | 0 | 0 |  | 0 | 0 | 0 |  | #VALUE! | #VALUE! | #VALUE! | #VALUE! |  |  | #VALUE! | #VALUE! | 0 | 0 | 0.20123 | 0.20123 | #VALUE! | #VALUE! | #VALUE! | #VALUE! | 0 | 0 | 0.20123 | 0.20123 | #VALUE! | #VALUE! | #VALUE! | #VALUE! | 0 | 0 | 0.20123 | 0.20123 | #VALUE! | #VALUE! |  |  |  | #VALUE! | #VALUE! | #VALUE! | #VALUE! | #VALUE! | #VALUE! | #VALUE!
Tuesday | 8 | 9 | 3 | 5283 | 0 | 0 | 0 | 0 | 0 | 0 | 0 | 0 | 0 | 0 | 0 | 0 | 0 | 0 | 0 | 0 | 0 | 0 | 0 | 0 | 0 | 0 | 0 | 0 | 0 | 0.32875 | 0.14803 | 0 | 0 | 0 | 0 | 0 | 0 | 0 | 0 | 0 | 0 | 0 | 0 | 0 |  | 0 | 0 | 0 |  | #VALUE! | #VALUE! | #VALUE! | #VALUE! |  |  | #VALUE! | #VALUE! | 0 | 0 | 0.20123 | 0.20123 | #VALUE! | #VALUE! | #VALUE! | #VALUE! | 0 | 0 | 0.20123 | 0.20123 | #VALUE! | #VALUE! | #VALUE! | #VALUE! | 0 | 0 | 0.20123 | 0.20123 | #VALUE! | #VALUE! |  |  |  | #VALUE! | #VALUE! | #VALUE! | #VALUE! | #VALUE! | #VALUE! | #VALUE!
Tuesday | 8 | 9 | 4 | 5284 | 0 | 0 | 0 | 0 | 0 | 0 | 0 | 0 | 0 | 0 | 0 | 0 | 0 | 0 | 0 | 0 | 0 | 0 | 0 | 0 | 0 | 0 | 0 | 0 | 0 | 0.2225 | 0.16435 | 0 | 0 | 0 | 0 | 0 | 0 | 0 | 0 | 0 | 0 | 0 | 0 | 0 |  | 0 | 0 | 0 |  | #VALUE! | #VALUE! | #VALUE! | #VALUE! |  |  | #VALUE! | #VALUE! | 0 | 0 | 0.20123 | 0.20123 | #VALUE! | #VALUE! | #VALUE! | #VALUE! | 0 | 0 | 0.20123 | 0.20123 | #VALUE! | #VALUE! | #VALUE! | #VALUE! | 0 | 0 | 0.20123 | 0.20123 | #VALUE! | #VALUE! |  |  |  | #VALUE! | #VALUE! | #VALUE! | #VALUE! | #VALUE! | #VALUE! | #VALUE!
Tuesday | 8 | 9 | 5 | 5285 | 0 | 0 | 0 | 0 | 0 | 0 | 0 | 0 | 0 | 0 | 0 | 0 | 0 | 0 | 0 | 0 | 0 | 0 | 0 | 0 | 0 | 0 | 0 | 0 | 0 | 0.21825 | 0.16592 | 0 | 0 | 0 | 0 | 0 | 0 | 0 | 0 | 0 | 0 | 0 | 0 | 0 |  | 0 | 0 | 0 |  | #VALUE! | #VALUE! | #VALUE! | #VALUE! |  |  | #VALUE! | #VALUE! | 0 | 0 | 0.20123 | 0.20123 | #VALUE! | #VALUE! | #VALUE! | #VALUE! | 0 | 0 | 0.20123 | 0.20123 | #VALUE! | #VALUE! | #VALUE! | #VALUE! | 0 | 0 | 0.20123 | 0.20123 | #VALUE! | #VALUE! |  |  |  | #VALUE! | #VALUE! | #VALUE! | #VALUE! | #VALUE! | #VALUE! | #VALUE!
Tuesday | 8 | 9 | 6 | 5286 | 0 | 0 | 0 | 0 | 0 | 0 | 0 | 0 | 0 | 0 | 0 | 0 | 0 | 0 | 0 | 0 | 0 | 0 | 0 | 0 | 0 | 0 | 0 | 0 | 0 | 0.09025 | 0.15657 | 0.003331 | 0 | 0 | 0 | 0 | 0 | 0 | 0 | 0 | 0 | 0 | 0 | 0 |  | 0 | 0 | 0 |  | #VALUE! | #VALUE! | #VALUE! | #VALUE! |  |  | #VALUE! | #VALUE! | 0 | 0 | 0.20123 | 0.20123 | #VALUE! | #VALUE! | #VALUE! | #VALUE! | 0 | 0 | 0.20123 | 0.20123 | #VALUE! | #VALUE! | #VALUE! | #VALUE! | 0 | 0 | 0.20123 | 0.20123 | #VALUE! | #VALUE! |  |  |  | #VALUE! | #VALUE! | #VALUE! | #VALUE! | #VALUE! | #VALUE! | #VALUE!
Tuesday | 8 | 9 | 7 | 5287 | 0 | 0 | 0 | 0 | 0 | 0 | 0 | 0 | 0 | 0 | 0 | 0 | 0 | 0 | 0 | 0 | 0 | 0 | 0 | 0 | 0 | 0 | 0 | 0 | 0.01739 | 0.13025 | 0.15922 | 0.012214 | 0.03 | 0 | 0 | 0 | 0 | 0 | 0 | 0 | 0 | 0 | 0 | 0 |  | 0 | 0 | 0 |  | #VALUE! | #VALUE! | #VALUE! | #VALUE! |  |  | #VALUE! | #VALUE! | 0 | 0 | 0.20123 | 0.20123 | #VALUE! | #VALUE! | #VALUE! | #VALUE! | 0 | 0 | 0.20123 | 0.20123 | #VALUE! | #VALUE! | #VALUE! | #VALUE! | 0 | 0 | 0.20123 | 0.20123 | #VALUE! | #VALUE! |  |  |  | #VALUE! | #VALUE! | #VALUE! | #VALUE! | #VALUE! | #VALUE! | #VALUE!
Tuesday | 8 | 9 | 8 | 5288 | 0 | 0 | 0 | 0 | 0 | 0 | 0 | 0 | 0 | 0 | 0 | 0 | 0 | 0 | 0 | 0 | 0 | 0 | 0 | 0 | 0 | 0 | 0 | 0 | 0.025965 | 0.40625 | 0.14757 | 0.028986 | 0.094 | 0 | 0 | 0 | 0 | 0 | 0 | 0 | 0 | 0 | 0 | 0 |  | 0 | 0 | 0 |  | #VALUE! | #VALUE! | #VALUE! | #VALUE! |  |  | #VALUE! | #VALUE! | 0 | 0 | 0.20123 | 0.20123 | #VALUE! | #VALUE! | #VALUE! | #VALUE! | 0 | 0 | 0.20123 | 0.20123 | #VALUE! | #VALUE! | #VALUE! | #VALUE! | 0 | 0 | 0.20123 | 0.20123 | #VALUE! | #VALUE! |  |  |  | #VALUE! | #VALUE! | #VALUE! | #VALUE! | #VALUE! | #VALUE! | #VALUE!
Tuesday | 8 | 9 | 9 | 5289 | 0 | 0 | 0 | 0 | 0 | 0 | 0 | 0 | 0 | 0 | 0 | 0 | 0 | 0 | 0 | 0 | 0 | 0 | 0 | 0 | 0 | 0 | 0 | 0.0060199 | 0.02891 | 0.4895 | 0.17597 | 0.12765 | 0.27 | 0 | 0 | 0 | 0 | 0 | 0 | 0 | 0 | 0 | 0 | 0 |  | 0 | 0 | 0 |  | #VALUE! | #VALUE! | #VALUE! | #VALUE! |  |  | #VALUE! | #VALUE! | 0 | 0 | 0.20123 | 0.20123 | #VALUE! | #VALUE! | #VALUE! | #VALUE! | 0 | 0 | 0.20123 | 0.20123 | #VALUE! | #VALUE! | #VALUE! | #VALUE! | 0 | 0 | 0.20123 | 0.20123 | #VALUE! | #VALUE! |  |  |  | #VALUE! | #VALUE! | #VALUE! | #VALUE! | #VALUE! | #VALUE! | #VALUE!
Tuesday | 8 | 9 | 10 | 5290 | 0 | 0 | 0 | 0 | 0 | 0 | 0 | 0 | 0 | 0 | 0 | 0 | 0 | 0 | 0 | 0 | 0 | 0 | 0 | 0 | 0 | 0 | 0.096667 | 0.10095 | 0.1624 | 0.55 | 0.16248 | 0.21603 | 0.357 | 0 | 0 | 0 | 0 | 0 | 0 | 0 | 0 | 0 | 0 | 0 |  | 0 | 0 | 0 |  | #VALUE! | #VALUE! | #VALUE! | #VALUE! |  |  | #VALUE! | #VALUE! | 0 | 0 | 0.20123 | 0.20123 | #VALUE! | #VALUE! | #VALUE! | #VALUE! | 0 | 0 | 0.20123 | 0.20123 | #VALUE! | #VALUE! | #VALUE! | #VALUE! | 0 | 0 | 0.20123 | 0.20123 | #VALUE! | #VALUE! |  |  |  | #VALUE! | #VALUE! | #VALUE! | #VALUE! | #VALUE! | #VALUE! | #VALUE!
Tuesday | 8 | 9 | 11 | 5291 | 0 | 0 | 0 | 0 | 0 | 0 | 0 | 0 | 0 | 0 | 0 | 0 | 0 | 0 | 0 | 0 | 0 | 0 | 0 | 0 | 0 | 0.085 | 0.19492 | 0.20066 | 0.40362 | 0.6505 | 0.18819 | 0.26607 | 0.369 | 0 | 0 | 0 | 0 | 0 | 0 | 0 | 0 | 0 | 0 | 0 |  | 0 | 0 | 0 |  | #VALUE! | #VALUE! | #VALUE! | #VALUE! |  |  | #VALUE! | #VALUE! | 0 | 0 | 0.20123 | 0.20123 | #VALUE! | #VALUE! | #VALUE! | #VALUE! | 0 | 0 | 0.20123 | 0.20123 | #VALUE! | #VALUE! | #VALUE! | #VALUE! | 0 | 0 | 0.20123 | 0.20123 | #VALUE! | #VALUE! |  |  |  | #VALUE! | #VALUE! | #VALUE! | #VALUE! | #VALUE! | #VALUE! | #VALUE!
Tuesday | 8 | 9 | 12 | 5292 | 0 | 0 | 0 | 0 | 0 | 0 | 0 | 0 | 0 | 0 | 0 | 0 | 0 | 0 | 0 | 0 | 0 | 0 | 0 | 0 | 0 | 0.2015 | 0.31283 | 0.32138 | 0.41454 | 0.06225 | 0.19663 | 0.35136 | 0.426 | 0 | 0 | 0 | 0 | 0 | 0 | 0 | 0 | 0 | 0 | 0 |  | 0 | 0 | 0 |  | #VALUE! | #VALUE! | #VALUE! | #VALUE! |  |  | #VALUE! | #VALUE! | 0 | 0 | 0.20123 | 0.20123 | #VALUE! | #VALUE! | #VALUE! | #VALUE! | 0 | 0 | 0.20123 | 0.20123 | #VALUE! | #VALUE! | #VALUE! | #VALUE! | 0 | 0 | 0.20123 | 0.20123 | #VALUE! | #VALUE! |  |  |  | #VALUE! | #VALUE! | #VALUE! | #VALUE! | #VALUE! | #VALUE! | #VALUE!
Tuesday | 8 | 9 | 13 | 5293 | 0 | 0 | 0 | 0 | 0 | 0 | 0 | 0 | 0 | 0 | 0 | 0 | 0 | 0 | 0 | 0 | 0 | 0 | 0 | 0 | 0 | 0.234 | 0.33408 | 0.34081 | 0.41291 | 0.09 | 0.22317 | 0.35399 | 0.394 | 0 | 0 | 0 | 0 | 0 | 0 | 0 | 0 | 0 | 0 | 0 |  | 0 | 0 | 0 |  | #VALUE! | #VALUE! | #VALUE! | #VALUE! |  |  | #VALUE! | #VALUE! | 0 | 0 | 0.20123 | 0.20123 | #VALUE! | #VALUE! | #VALUE! | #VALUE! | 0 | 0 | 0.20123 | 0.20123 | #VALUE! | #VALUE! | #VALUE! | #VALUE! | 0 | 0 | 0.20123 | 0.20123 | #VALUE! | #VALUE! |  |  |  | #VALUE! | #VALUE! | #VALUE! | #VALUE! | #VALUE! | #VALUE! | #VALUE!
Tuesday | 8 | 9 | 14 | 5294 | 0 | 0 | 0 | 0 | 0 | 0 | 0 | 0 | 0 | 0 | 0 | 0 | 0 | 0 | 0 | 0 | 0 | 0 | 0 | 0 | 0 | 0.325 | 0.41992 | 0.43394 | 0.44298 | 0.1315 | 0.26319 | 0.427 | 0.438 | 0 | 0 | 0 | 0 | 0 | 0 | 0 | 0 | 0 | 0 | 0 |  | 0 | 0 | 0 |  | #VALUE! | #VALUE! | #VALUE! | #VALUE! |  |  | #VALUE! | #VALUE! | 0 | 0 | 0.20123 | 0.20123 | #VALUE! | #VALUE! | #VALUE! | #VALUE! | 0 | 0 | 0.20123 | 0.20123 | #VALUE! | #VALUE! | #VALUE! | #VALUE! | 0 | 0 | 0.20123 | 0.20123 | #VALUE! | #VALUE! |  |  |  | #VALUE! | #VALUE! | #VALUE! | #VALUE! | #VALUE! | #VALUE! | #VALUE!
Tuesday | 8 | 9 | 15 | 5295 | 0 | 0 | 0 | 0 | 0 | 0 | 0 | 0 | 0 | 0 | 0 | 0 | 0 | 0 | 0 | 0 | 0 | 0 | 0 | 0 | 0 | 0.2705 | 0.36808 | 0.37368 | 0.42311 | 0.20825 | 0.24815 | 0.38751 | 0.397 | 0 | 0 | 0 | 0 | 0 | 0 | 0 | 0 | 0 | 0 | 0 |  | 0 | 0 | 0 |  | #VALUE! | #VALUE! | #VALUE! | #VALUE! |  |  | #VALUE! | #VALUE! | 0 | 0 | 0.20123 | 0.20123 | #VALUE! | #VALUE! | #VALUE! | #VALUE! | 0 | 0 | 0.20123 | 0.20123 | #VALUE! | #VALUE! | #VALUE! | #VALUE! | 0 | 0 | 0.20123 | 0.20123 | #VALUE! | #VALUE! |  |  |  | #VALUE! | #VALUE! | #VALUE! | #VALUE! | #VALUE! | #VALUE! | #VALUE!
Tuesday | 8 | 9 | 16 | 5296 | 0 | 0 | 0 | 0 | 0 | 0 | 0 | 0 | 0 | 0 | 0 | 0 | 0 | 0 | 0 | 0 | 0 | 0 | 0 | 0 | 0 | 0.355 | 0.444 | 0.44858 | 0.43792 | 0.262 | 0.24204 | 0.45494 | 0.444 | 0 | 0 | 0 | 0 | 0 | 0 | 0 | 0 | 0 | 0 | 0 |  | 0 | 0 | 0 |  | #VALUE! | #VALUE! | #VALUE! | #VALUE! |  |  | #VALUE! | #VALUE! | 0 | 0 | 0.20123 | 0.20123 | #VALUE! | #VALUE! | #VALUE! | #VALUE! | 0 | 0 | 0.20123 | 0.20123 | #VALUE! | #VALUE! | #VALUE! | #VALUE! | 0 | 0 | 0.20123 | 0.20123 | #VALUE! | #VALUE! |  |  |  | #VALUE! | #VALUE! | #VALUE! | #VALUE! | #VALUE! | #VALUE! | #VALUE!
Tuesday | 8 | 9 | 17 | 5297 | 0 | 0 | 0 | 0 | 0 | 0 | 0 | 0 | 0 | 0 | 0 | 0 | 0 | 0 | 0 | 0 | 0 | 0 | 0 | 0 | 0 | 0.29 | 0.37325 | 0.39083 | 0.40679 | 0.319 | 0.25214 | 0.4039 | 0.397 | 0 | 0 | 0 | 0 | 0 | 0 | 0 | 0 | 0 | 0 | 0 |  | 0 | 0 | 0 |  | #VALUE! | #VALUE! | #VALUE! | #VALUE! |  |  | #VALUE! | #VALUE! | 0 | 0 | 0.20123 | 0.20123 | #VALUE! | #VALUE! | #VALUE! | #VALUE! | 0 | 0 | 0.20123 | 0.20123 | #VALUE! | #VALUE! | #VALUE! | #VALUE! | 0 | 0 | 0.20123 | 0.20123 | #VALUE! | #VALUE! |  |  |  | #VALUE! | #VALUE! | #VALUE! | #VALUE! | #VALUE! | #VALUE! | #VALUE!
Tuesday | 8 | 9 | 18 | 5298 | 0 | 0 | 0 | 0 | 0 | 0 | 0 | 0 | 0 | 0 | 0 | 0 | 0 | 0 | 0 | 0 | 0 | 0 | 0 | 0 | 0 | 0.288 | 0.36367 | 0.38815 | 0.39695 | 0.33675 | 0.24995 | 0.40409 | 0.397 | 0 | 0 | 0 | 0 | 0 | 0 | 0 | 0 | 0 | 0 | 0 |  | 0 | 0 | 0 |  | #VALUE! | #VALUE! | #VALUE! | #VALUE! |  |  | #VALUE! | #VALUE! | 0 | 0 | 0.20123 | 0.20123 | #VALUE! | #VALUE! | #VALUE! | #VALUE! | 0 | 0 | 0.20123 | 0.20123 | #VALUE! | #VALUE! | #VALUE! | #VALUE! | 0 | 0 | 0.20123 | 0.20123 | #VALUE! | #VALUE! |  |  |  | #VALUE! | #VALUE! | #VALUE! | #VALUE! | #VALUE! | #VALUE! | #VALUE!
Tuesday | 8 | 9 | 19 | 5299 | 0 | 0 | 0 | 0 | 0 | 0 | 0 | 0 | 0 | 0 | 0 | 0 | 0 | 0 | 0 | 0 | 0 | 0 | 0 | 0 | 0 | 0.1815 | 0.24367 | 0.26682 | 0.3413 | 0.28575 | 0.23657 | 0.30387 | 0.319 | 0 | 0 | 0 | 0 | 0 | 0 | 0 | 0 | 0 | 0 | 0 |  | 0 | 0 | 0 |  | #VALUE! | #VALUE! | #VALUE! | #VALUE! |  |  | #VALUE! | #VALUE! | 0 | 0 | 0.20123 | 0.20123 | #VALUE! | #VALUE! | #VALUE! | #VALUE! | 0 | 0 | 0.20123 | 0.20123 | #VALUE! | #VALUE! | #VALUE! | #VALUE! | 0 | 0 | 0.20123 | 0.20123 | #VALUE! | #VALUE! |  |  |  | #VALUE! | #VALUE! | #VALUE! | #VALUE! | #VALUE! | #VALUE! | #VALUE!
Tuesday | 8 | 9 | 20 | 5300 | 0 | 0 | 0 | 0 | 0 | 0 | 0 | 0 | 0 | 0 | 0 | 0 | 0 | 0 | 0 | 0 | 0 | 0 | 0 | 0 | 0 | 0.056 | 0.13158 | 0.13894 | 0.16734 | 0.13675 | 0.21571 | 0.2119 | 0.266 | 0 | 0 | 0 | 0 | 0 | 0 | 0 | 0 | 0 | 0 | 0 |  | 0 | 0 | 0 |  | #VALUE! | #VALUE! | #VALUE! | #VALUE! |  |  | #VALUE! | #VALUE! | 0 | 0 | 0.20123 | 0.20123 | #VALUE! | #VALUE! | #VALUE! | #VALUE! | 0 | 0 | 0.20123 | 0.20123 | #VALUE! | #VALUE! | #VALUE! | #VALUE! | 0 | 0 | 0.20123 | 0.20123 | #VALUE! | #VALUE! |  |  |  | #VALUE! | #VALUE! | #VALUE! | #VALUE! | #VALUE! | #VALUE! | #VALUE!
Tuesday | 8 | 9 | 21 | 5301 | 0 | 0 | 0 | 0 | 0 | 0 | 0 | 0 | 0 | 0 | 0 | 0 | 0 | 0 | 0 | 0 | 0 | 0 | 0 | 0 | 0 | 0.041 | 0.11617 | 0.12302 | 0.15556 | 0.011 | 0.2115 | 0.20247 | 0.267 | 0 | 0 | 0 | 0 | 0 | 0 | 0 | 0 | 0 | 0 | 0 |  | 0 | 0 | 0 |  | #VALUE! | #VALUE! | #VALUE! | #VALUE! |  |  | #VALUE! | #VALUE! | 0 | 0 | 0.20123 | 0.20123 | #VALUE! | #VALUE! | #VALUE! | #VALUE! | 0 | 0 | 0.20123 | 0.20123 | #VALUE! | #VALUE! | #VALUE! | #VALUE! | 0 | 0 | 0.20123 | 0.20123 | #VALUE! | #VALUE! |  |  |  | #VALUE! | #VALUE! | #VALUE! | #VALUE! | #VALUE! | #VALUE! | #VALUE!
Tuesday | 8 | 9 | 22 | 5302 | 0 | 0 | 0 | 0 | 0 | 0 | 0 | 0 | 0 | 0 | 0 | 0 | 0 | 0 | 0 | 0 | 0 | 0 | 0 | 0 | 0 | 0.064 | 0.143 | 0.14891 | 0.26964 | 0.029 | 0.21 | 0.22256 | 0.288 | 0 | 0 | 0 | 0 | 0 | 0 | 0 | 0 | 0 | 0 | 0 |  | 0 | 0 | 0 |  | #VALUE! | #VALUE! | #VALUE! | #VALUE! |  |  | #VALUE! | #VALUE! | 0 | 0 | 0.20123 | 0.20123 | #VALUE! | #VALUE! | #VALUE! | #VALUE! | 0 | 0 | 0.20123 | 0.20123 | #VALUE! | #VALUE! | #VALUE! | #VALUE! | 0 | 0 | 0.20123 | 0.20123 | #VALUE! | #VALUE! |  |  |  | #VALUE! | #VALUE! | #VALUE! | #VALUE! | #VALUE! | #VALUE! | #VALUE!
Tuesday | 8 | 9 | 23 | 5303 | 0 | 0 | 0 | 0 | 0 | 0 | 0 | 0 | 0 | 0 | 0 | 0 | 0 | 0 | 0 | 0 | 0 | 0 | 0 | 0 | 0 | 0 | 0.040333 | 0.035842 | 0.13208 | 0.02625 | 0.22268 | 0.1461 | 0.233 | 0 | 0 | 0 | 0 | 0 | 0 | 0 | 0 | 0 | 0 | 0 |  | 0 | 0 | 0 |  | #VALUE! | #VALUE! | #VALUE! | #VALUE! |  |  | #VALUE! | #VALUE! | 0 | 0 | 0.20123 | 0.20123 | #VALUE! | #VALUE! | #VALUE! | #VALUE! | 0 | 0 | 0.20123 | 0.20123 | #VALUE! | #VALUE! | #VALUE! | #VALUE! | 0 | 0 | 0.20123 | 0.20123 | #VALUE! | #VALUE! |  |  |  | #VALUE! | #VALUE! | #VALUE! | #VALUE! | #VALUE! | #VALUE! | #VALUE!
Tuesday | 8 | 9 | 24 | 5304 | 0 | 0 | 0 | 0 | 0 | 0 | 0 | 0 | 0 | 0 | 0 | 0 | 0 | 0 | 0 | 0 | 0 | 0 | 0 | 0 | 0 | 0 | 0 | 0.0020032 | 0.025433 | 0.024 | 0.20728 | 0.11349 | 0.219 | 0 | 0 | 0 | 0 | 0 | 0 | 0 | 0 | 0 | 0 | 0 |  | 0 | 0 | 0 |  | #VALUE! | #VALUE! | #VALUE! | #VALUE! |  |  | #VALUE! | #VALUE! | 0 | 0 | 0.20123 | 0.20123 | #VALUE! | #VALUE! | #VALUE! | #VALUE! | 0 | 0 | 0.20123 | 0.20123 | #VALUE! | #VALUE! | #VALUE! | #VALUE! | 0 | 0 | 0.20123 | 0.20123 | #VALUE! | #VALUE! |  |  |  | #VALUE! | #VALUE! | #VALUE! | #VALUE! | #VALUE! | #VALUE! | #VALUE!
Wednesday | 8 | 10 | 1 | 5305 | 0 | 0 | 0 | 0 | 0 | 0 | 0 | 0 | 0 | 0 | 0 | 0 | 0 | 0 | 0 | 0 | 0 | 0 | 0 | 0 | 0 | 0 | 0.0045 | 0.0048149 | 0.023001 | 0.0755 | 0.20448 | 0.11688 | 0.215 | 0 | 0 | 0 | 0 | 0 | 0 | 0 | 0 | 0 | 0 | 0 |  | 0 | 0 | 0 |  | #VALUE! | #VALUE! | #VALUE! | #VALUE! |  |  | #VALUE! | #VALUE! | 0 | 0 | 0.20123 | 0.20123 | #VALUE! | #VALUE! | #VALUE! | #VALUE! | 0 | 0 | 0.20123 | 0.20123 | #VALUE! | #VALUE! | #VALUE! | #VALUE! | 0 | 0 | 0.20123 | 0.20123 | #VALUE! | #VALUE! |  |  |  | #VALUE! | #VALUE! | #VALUE! | #VALUE! | #VALUE! | #VALUE! | #VALUE!
Wednesday | 8 | 10 | 2 | 5306 | 0 | 0 | 0 | 0 | 0 | 0 | 0 | 0 | 0 | 0 | 0 | 0 | 0 | 0 | 0 | 0 | 0 | 0 | 0 | 0 | 0 | 0 | 0.024583 | 0.012766 | 0.13339 | 0.001 | 0.20398 | 0.13312 | 0.233 | 0 | 0 | 0 | 0 | 0 | 0 | 0 | 0 | 0 | 0 | 0 |  | 0 | 0 | 0 |  | #VALUE! | #VALUE! | #VALUE! | #VALUE! |  |  | #VALUE! | #VALUE! | 0 | 0 | 0.20123 | 0.20123 | #VALUE! | #VALUE! | #VALUE! | #VALUE! | 0 | 0 | 0.20123 | 0.20123 | #VALUE! | #VALUE! | #VALUE! | #VALUE! | 0 | 0 | 0.20123 | 0.20123 | #VALUE! | #VALUE! |  |  |  | #VALUE! | #VALUE! | #VALUE! | #VALUE! | #VALUE! | #VALUE! | #VALUE!
Wednesday | 8 | 10 | 3 | 5307 | 0 | 0 | 0 | 0 | 0 | 0 | 0 | 0 | 0 | 0 | 0 | 0 | 0 | 0 | 0 | 0 | 0 | 0 | 0 | 0 | 0 | 0 | 0.002 | 0.0032727 | 0.025306 | 0 | 0.19502 | 0.13449 | 0.264 | 0 | 0 | 0 | 0 | 0 | 0 | 0 | 0 | 0 | 0 | 0 |  | 0 | 0 | 0 |  | #VALUE! | #VALUE! | #VALUE! | #VALUE! |  |  | #VALUE! | #VALUE! | 0 | 0 | 0.20123 | 0.20123 | #VALUE! | #VALUE! | #VALUE! | #VALUE! | 0 | 0 | 0.20123 | 0.20123 | #VALUE! | #VALUE! | #VALUE! | #VALUE! | 0 | 0 | 0.20123 | 0.20123 | #VALUE! | #VALUE! |  |  |  | #VALUE! | #VALUE! | #VALUE! | #VALUE! | #VALUE! | #VALUE! | #VALUE!
Wednesday | 8 | 10 | 4 | 5308 | 0 | 0 | 0 | 0 | 0 | 0 | 0 | 0 | 0 | 0 | 0 | 0 | 0 | 0 | 0 | 0 | 0 | 0 | 0 | 0 | 0 | 0 | 0 | 0.0066453 | 0.025516 | 0 | 0.18479 | 0.1293 | 0.263 | 0 | 0 | 0 | 0 | 0 | 0 | 0 | 0 | 0 | 0 | 0 |  | 0 | 0 | 0 |  | #VALUE! | #VALUE! | #VALUE! | #VALUE! |  |  | #VALUE! | #VALUE! | 0 | 0 | 0.20123 | 0.20123 | #VALUE! | #VALUE! | #VALUE! | #VALUE! | 0 | 0 | 0.20123 | 0.20123 | #VALUE! | #VALUE! | #VALUE! | #VALUE! | 0 | 0 | 0.20123 | 0.20123 | #VALUE! | #VALUE! |  |  |  | #VALUE! | #VALUE! | #VALUE! | #VALUE! | #VALUE! | #VALUE! | #VALUE!
Wednesday | 8 | 10 | 5 | 5309 | 0 | 0 | 0 | 0 | 0 | 0 | 0 | 0 | 0 | 0 | 0 | 0 | 0 | 0 | 0 | 0 | 0 | 0 | 0 | 0 | 0 | 0 | 0 | 0.0055937 | 0.027409 | 0 | 0.17432 | 0.099324 | 0.244 | 0 | 0 | 0 | 0 | 0 | 0 | 0 | 0 | 0 | 0 | 0 |  | 0 | 0 | 0 |  | #VALUE! | #VALUE! | #VALUE! | #VALUE! |  |  | #VALUE! | #VALUE! | 0 | 0 | 0.20123 | 0.20123 | #VALUE! | #VALUE! | #VALUE! | #VALUE! | 0 | 0 | 0.20123 | 0.20123 | #VALUE! | #VALUE! | #VALUE! | #VALUE! | 0 | 0 | 0.20123 | 0.20123 | #VALUE! | #VALUE! |  |  |  | #VALUE! | #VALUE! | #VALUE! | #VALUE! | #VALUE! | #VALUE! | #VALUE!
Wednesday | 8 | 10 | 6 | 5310 | 0 | 0 | 0 | 0 | 0 | 0 | 0 | 0 | 0 | 0 | 0 | 0 | 0 | 0 | 0 | 0 | 0 | 0 | 0 | 0 | 0 | 0 | 0 | 0.0013125 | 0.02893 | 0 | 0.16555 | 0.074697 | 0.224 | 0 | 0 | 0 | 0 | 0 | 0 | 0 | 0 | 0 | 0 | 0 |  | 0 | 0 | 0 |  | #VALUE! | #VALUE! | #VALUE! | #VALUE! |  |  | #VALUE! | #VALUE! | 0 | 0 | 0.20123 | 0.20123 | #VALUE! | #VALUE! | #VALUE! | #VALUE! | 0 | 0 | 0.20123 | 0.20123 | #VALUE! | #VALUE! | #VALUE! | #VALUE! | 0 | 0 | 0.20123 | 0.20123 | #VALUE! | #VALUE! |  |  |  | #VALUE! | #VALUE! | #VALUE! | #VALUE! | #VALUE! | #VALUE! | #VALUE!
Wednesday | 8 | 10 | 7 | 5311 | 0 | 0 | 0 | 0 | 0 | 0 | 0 | 0 | 0 | 0 | 0 | 0 | 0 | 0 | 0 | 0 | 0 | 0 | 0 | 0 | 0 | 0 | 0 | 0.0051875 | 0.032532 | 0 | 0.22038 | 0.13754 | 0.353 | 0 | 0 | 0 | 0 | 0 | 0 | 0 | 0 | 0 | 0 | 0 |  | 0 | 0 | 0 |  | #VALUE! | #VALUE! | #VALUE! | #VALUE! |  |  | #VALUE! | #VALUE! | 0 | 0 | 0.20123 | 0.20123 | #VALUE! | #VALUE! | #VALUE! | #VALUE! | 0 | 0 | 0.20123 | 0.20123 | #VALUE! | #VALUE! | #VALUE! | #VALUE! | 0 | 0 | 0.20123 | 0.20123 | #VALUE! | #VALUE! |  |  |  | #VALUE! | #VALUE! | #VALUE! | #VALUE! | #VALUE! | #VALUE! | #VALUE!
Wednesday | 8 | 10 | 8 | 5312 | 0 | 0 | 0 | 0 | 0 | 0 | 0 | 0 | 0 | 0 | 0 | 0 | 0 | 0 | 0 | 0 | 0 | 0 | 0 | 0 | 0 | 0 | 0.07675 | 0.079744 | 0.15638 | 0 | 0.21955 | 0.24135 | 0.418 | 0 | 0 | 0 | 0 | 0 | 0 | 0 | 0 | 0 | 0 | 0 |  | 0 | 0 | 0 |  | #VALUE! | #VALUE! | #VALUE! | #VALUE! |  |  | #VALUE! | #VALUE! | 0 | 0 | 0.20123 | 0.20123 | #VALUE! | #VALUE! | #VALUE! | #VALUE! | 0 | 0 | 0.20123 | 0.20123 | #VALUE! | #VALUE! | #VALUE! | #VALUE! | 0 | 0 | 0.20123 | 0.20123 | #VALUE! | #VALUE! |  |  |  | #VALUE! | #VALUE! | #VALUE! | #VALUE! | #VALUE! | #VALUE! | #VALUE!
Wednesday | 8 | 10 | 9 | 5313 | 0 | 0 | 0 | 0 | 0 | 0 | 0 | 0 | 0 | 0 | 0 | 0 | 0 | 0 | 0 | 0 | 0 | 0 | 0 | 0 | 0 | 0.281 | 0.4085 | 0.39549 | 0.48038 | 0.04575 | 0.2516 | 0.44285 | 0.539 | 0 | 0 | 0 | 0 | 0 | 0 | 0 | 0 | 0 | 0 | 0 |  | 0 | 0 | 0 |  | #VALUE! | #VALUE! | #VALUE! | #VALUE! |  |  | #VALUE! | #VALUE! | 0 | 0 | 0.20123 | 0.20123 | #VALUE! | #VALUE! | #VALUE! | #VALUE! | 0 | 0 | 0.20123 | 0.20123 | #VALUE! | #VALUE! | #VALUE! | #VALUE! | 0 | 0 | 0.20123 | 0.20123 | #VALUE! | #VALUE! |  |  |  | #VALUE! | #VALUE! | #VALUE! | #VALUE! | #VALUE! | #VALUE! | #VALUE!
Wednesday | 8 | 10 | 10 | 5314 | 0 | 0 | 0 | 0 | 0 | 0 | 0 | 0 | 0 | 0 | 0 | 0 | 0 | 0 | 0 | 0 | 0 | 0 | 0 | 0 | 0 | 0.347 | 0.50708 | 0.51479 | 0.54619 | 0.095 | 0.30582 | 0.55551 | 0.63 | 0 | 0 | 0 | 0 | 0 | 0 | 0 | 0 | 0 | 0 | 0 |  | 0 | 0 | 0 |  | #VALUE! | #VALUE! | #VALUE! | #VALUE! |  |  | #VALUE! | #VALUE! | 0 | 0 | 0.20123 | 0.20123 | #VALUE! | #VALUE! | #VALUE! | #VALUE! | 0 | 0 | 0.20123 | 0.20123 | #VALUE! | #VALUE! | #VALUE! | #VALUE! | 0 | 0 | 0.20123 | 0.20123 | #VALUE! | #VALUE! |  |  |  | #VALUE! | #VALUE! | #VALUE! | #VALUE! | #VALUE! | #VALUE! | #VALUE!
Wednesday | 8 | 10 | 11 | 5315 | 0 | 0 | 0 | 0 | 0 | 0 | 0 | 0 | 0 | 0 | 0 | 0 | 0 | 0 | 0 | 0 | 0 | 0 | 0 | 0 | 0 | 0.365 | 0.52183 | 0.52008 | 0.55585 | 0.15225 | 0.27128 | 0.5579 | 0.617 | 0 | 0 | 0 | 0 | 0 | 0 | 0 | 0 | 0 | 0 | 0 |  | 0 | 0 | 0 |  | #VALUE! | #VALUE! | #VALUE! | #VALUE! |  |  | #VALUE! | #VALUE! | 0 | 0 | 0.20123 | 0.20123 | #VALUE! | #VALUE! | #VALUE! | #VALUE! | 0 | 0 | 0.20123 | 0.20123 | #VALUE! | #VALUE! | #VALUE! | #VALUE! | 0 | 0 | 0.20123 | 0.20123 | #VALUE! | #VALUE! |  |  |  | #VALUE! | #VALUE! | #VALUE! | #VALUE! | #VALUE! | #VALUE! | #VALUE!
Wednesday | 8 | 10 | 12 | 5316 | 0 | 0 | 0 | 0 | 0 | 0 | 0 | 0 | 0 | 0 | 0 | 0 | 0 | 0 | 0 | 0 | 0 | 0 | 0 | 0 | 0 | 0.3405 | 0.468 | 0.40244 | 0.47795 | 0.19175 | 0.23484 | 0.45345 | 0.491 | 0 | 0 | 0 | 0 | 0 | 0 | 0 | 0 | 0 | 0 | 0 |  | 0 | 0 | 0 |  | #VALUE! | #VALUE! | #VALUE! | #VALUE! |  |  | #VALUE! | #VALUE! | 0 | 0 | 0.20123 | 0.20123 | #VALUE! | #VALUE! | #VALUE! | #VALUE! | 0 | 0 | 0.20123 | 0.20123 | #VALUE! | #VALUE! | #VALUE! | #VALUE! | 0 | 0 | 0.20123 | 0.20123 | #VALUE! | #VALUE! |  |  |  | #VALUE! | #VALUE! | #VALUE! | #VALUE! | #VALUE! | #VALUE! | #VALUE!
Wednesday | 8 | 10 | 13 | 5317 | 0 | 0 | 0 | 0 | 0 | 0 | 0 | 0 | 0 | 0 | 0 | 0 | 0 | 0 | 0 | 0 | 0 | 0 | 0 | 0 | 0 | 0.3865 | 0.53475 | 0.52368 | 0.52205 | 0.2675 | 0.26913 | 0.55595 | 0.593 | 0 | 0 | 0 | 0 | 0 | 0 | 0 | 0 | 0 | 0 | 0 |  | 0 | 0 | 0 |  | #VALUE! | #VALUE! | #VALUE! | #VALUE! |  |  | #VALUE! | #VALUE! | 0 | 0 | 0.20123 | 0.20123 | #VALUE! | #VALUE! | #VALUE! | #VALUE! | 0 | 0 | 0.20123 | 0.20123 | #VALUE! | #VALUE! | #VALUE! | #VALUE! | 0 | 0 | 0.20123 | 0.20123 | #VALUE! | #VALUE! |  |  |  | #VALUE! | #VALUE! | #VALUE! | #VALUE! | #VALUE! | #VALUE! | #VALUE!
Wednesday | 8 | 10 | 14 | 5318 | 0 | 0 | 0 | 0 | 0 | 0 | 0 | 0 | 0 | 0 | 0 | 0 | 0 | 0 | 0 | 0 | 0 | 0 | 0 | 0 | 0 | 0.437 | 0.60442 | 0.58226 | 0.57281 | 0.22675 | 0.32187 | 0.63451 | 0.672 | 0 | 0 | 0 | 0 | 0 | 0 | 0 | 0 | 0 | 0 | 0 |  | 0 | 0 | 0 |  | #VALUE! | #VALUE! | #VALUE! | #VALUE! |  |  | #VALUE! | #VALUE! | 0 | 0 | 0.20123 | 0.20123 | #VALUE! | #VALUE! | #VALUE! | #VALUE! | 0 | 0 | 0.20123 | 0.20123 | #VALUE! | #VALUE! | #VALUE! | #VALUE! | 0 | 0 | 0.20123 | 0.20123 | #VALUE! | #VALUE! |  |  |  | #VALUE! | #VALUE! | #VALUE! | #VALUE! | #VALUE! | #VALUE! | #VALUE!
Wednesday | 8 | 10 | 15 | 5319 | 0 | 0 | 0 | 0 | 0 | 0 | 0 | 0 | 0 | 0 | 0 | 0 | 0 | 0 | 0 | 0 | 0 | 0 | 0 | 0 | 0 | 0.4125 | 0.54992 | 0.55195 | 0.50299 | 0.21625 | 0.34481 | 0.58519 | 0.613 | 0 | 0 | 0 | 0 | 0 | 0 | 0 | 0 | 0 | 0 | 0 |  | 0 | 0 | 0 |  | #VALUE! | #VALUE! | #VALUE! | #VALUE! |  |  | #VALUE! | #VALUE! | 0 | 0 | 0.20123 | 0.20123 | #VALUE! | #VALUE! | #VALUE! | #VALUE! | 0 | 0 | 0.20123 | 0.20123 | #VALUE! | #VALUE! | #VALUE! | #VALUE! | 0 | 0 | 0.20123 | 0.20123 | #VALUE! | #VALUE! |  |  |  | #VALUE! | #VALUE! | #VALUE! | #VALUE! | #VALUE! | #VALUE! | #VALUE!
Wednesday | 8 | 10 | 16 | 5320 | 0 | 0 | 0 | 0 | 0 | 0 | 0 | 0 | 0 | 0 | 0 | 0 | 0 | 0 | 0 | 0 | 0 | 0 | 0 | 0 | 0 | 0.42 | 0.56017 | 0.55941 | 0.51345 | 0.18975 | 0.37328 | 0.59089 | 0.612 | 0 | 0 | 0 | 0 | 0 | 0 | 0 | 0 | 0 | 0 | 0 |  | 0 | 0 | 0 |  | #VALUE! | #VALUE! | #VALUE! | #VALUE! |  |  | #VALUE! | #VALUE! | 0 | 0 | 0.20123 | 0.20123 | #VALUE! | #VALUE! | #VALUE! | #VALUE! | 0 | 0 | 0.20123 | 0.20123 | #VALUE! | #VALUE! | #VALUE! | #VALUE! | 0 | 0 | 0.20123 | 0.20123 | #VALUE! | #VALUE! |  |  |  | #VALUE! | #VALUE! | #VALUE! | #VALUE! | #VALUE! | #VALUE! | #VALUE!
Wednesday | 8 | 10 | 17 | 5321 | 0 | 0 | 0 | 0 | 0 | 0 | 0 | 0 | 0 | 0 | 0 | 0 | 0 | 0 | 0 | 0 | 0 | 0 | 0 | 0 | 0 | 0.426 | 0.56367 | 0.55156 | 0.5138 | 0.19075 | 0.34916 | 0.59969 | 0.622 | 0 | 0 | 0 | 0 | 0 | 0 | 0 | 0 | 0 | 0 | 0 |  | 0 | 0 | 0 |  | #VALUE! | #VALUE! | #VALUE! | #VALUE! |  |  | #VALUE! | #VALUE! | 0 | 0 | 0.20123 | 0.20123 | #VALUE! | #VALUE! | #VALUE! | #VALUE! | 0 | 0 | 0.20123 | 0.20123 | #VALUE! | #VALUE! | #VALUE! | #VALUE! | 0 | 0 | 0.20123 | 0.20123 | #VALUE! | #VALUE! |  |  |  | #VALUE! | #VALUE! | #VALUE! | #VALUE! | #VALUE! | #VALUE! | #VALUE!
Wednesday | 8 | 10 | 18 | 5322 | 0 | 0 | 0 | 0 | 0 | 0 | 0 | 0 | 0 | 0 | 0 | 0 | 0 | 0 | 0 | 0 | 0 | 0 | 0 | 0 | 0 | 0.415 | 0.54742 | 0.55614 | 0.48269 | 0.19325 | 0.34274 | 0.58908 | 0.612 | 0 | 0 | 0 | 0 | 0 | 0 | 0 | 0 | 0 | 0 | 0 |  | 0 | 0 | 0 |  | #VALUE! | #VALUE! | #VALUE! | #VALUE! |  |  | #VALUE! | #VALUE! | 0 | 0 | 0.20123 | 0.20123 | #VALUE! | #VALUE! | #VALUE! | #VALUE! | 0 | 0 | 0.20123 | 0.20123 | #VALUE! | #VALUE! | #VALUE! | #VALUE! | 0 | 0 | 0.20123 | 0.20123 | #VALUE! | #VALUE! |  |  |  | #VALUE! | #VALUE! | #VALUE! | #VALUE! | #VALUE! | #VALUE! | #VALUE!
Wednesday | 8 | 10 | 19 | 5323 | 0 | 0 | 0 | 0 | 0 | 0 | 0 | 0 | 0 | 0 | 0 | 0 | 0 | 0 | 0 | 0 | 0 | 0 | 0 | 0 | 0 | 0.395 | 0.51125 | 0.5152 | 0.45552 | 0.045 | 0.2976 | 0.55611 | 0.575 | 0 | 0 | 0 | 0 | 0 | 0 | 0 | 0 | 0 | 0 | 0 |  | 0 | 0 | 0 |  | #VALUE! | #VALUE! | #VALUE! | #VALUE! |  |  | #VALUE! | #VALUE! | 0 | 0 | 0.20123 | 0.20123 | #VALUE! | #VALUE! | #VALUE! | #VALUE! | 0 | 0 | 0.20123 | 0.20123 | #VALUE! | #VALUE! | #VALUE! | #VALUE! | 0 | 0 | 0.20123 | 0.20123 | #VALUE! | #VALUE! |  |  |  | #VALUE! | #VALUE! | #VALUE! | #VALUE! | #VALUE! | #VALUE! | #VALUE!
Wednesday | 8 | 10 | 20 | 5324 | 0 | 0 | 0 | 0 | 0 | 0 | 0 | 0 | 0 | 0 | 0 | 0 | 0 | 0 | 0 | 0 | 0 | 0 | 0 | 0 | 0 | 0.3655 | 0.478 | 0.47196 | 0.42785 | 0.0195 | 0.26077 | 0.52558 | 0.553 | 0 | 0 | 0 | 0 | 0 | 0 | 0 | 0 | 0 | 0 | 0 |  | 0 | 0 | 0 |  | #VALUE! | #VALUE! | #VALUE! | #VALUE! |  |  | #VALUE! | #VALUE! | 0 | 0 | 0.20123 | 0.20123 | #VALUE! | #VALUE! | #VALUE! | #VALUE! | 0 | 0 | 0.20123 | 0.20123 | #VALUE! | #VALUE! | #VALUE! | #VALUE! | 0 | 0 | 0.20123 | 0.20123 | #VALUE! | #VALUE! |  |  |  | #VALUE! | #VALUE! | #VALUE! | #VALUE! | #VALUE! | #VALUE! | #VALUE!
Wednesday | 8 | 10 | 21 | 5325 | 0 | 0 | 0 | 0 | 0 | 0 | 0 | 0 | 0 | 0 | 0 | 0 | 0 | 0 | 0 | 0 | 0 | 0 | 0 | 0 | 0 | 0.329 | 0.42442 | 0.37766 | 0.26864 | 0.01975 | 0.25042 | 0.45445 | 0.495 | 0 | 0 | 0 | 0 | 0 | 0 | 0 | 0 | 0 | 0 | 0 |  | 0 | 0 | 0 |  | #VALUE! | #VALUE! | #VALUE! | #VALUE! |  |  | #VALUE! | #VALUE! | 0 | 0 | 0.20123 | 0.20123 | #VALUE! | #VALUE! | #VALUE! | #VALUE! | 0 | 0 | 0.20123 | 0.20123 | #VALUE! | #VALUE! | #VALUE! | #VALUE! | 0 | 0 | 0.20123 | 0.20123 | #VALUE! | #VALUE! |  |  |  | #VALUE! | #VALUE! | #VALUE! | #VALUE! | #VALUE! | #VALUE! | #VALUE!
Wednesday | 8 | 10 | 22 | 5326 | 0 | 0 | 0 | 0 | 0 | 0 | 0 | 0 | 0 | 0 | 0 | 0 | 0 | 0 | 0 | 0 | 0 | 0 | 0 | 0 | 0 | 0.317 | 0.41675 | 0.38056 | 0.39892 | 0 | 0.2285 | 0.44506 | 0.503 | 0 | 0 | 0 | 0 | 0 | 0 | 0 | 0 | 0 | 0 | 0 |  | 0 | 0 | 0 |  | #VALUE! | #VALUE! | #VALUE! | #VALUE! |  |  | #VALUE! | #VALUE! | 0 | 0 | 0.20123 | 0.20123 | #VALUE! | #VALUE! | #VALUE! | #VALUE! | 0 | 0 | 0.20123 | 0.20123 | #VALUE! | #VALUE! | #VALUE! | #VALUE! | 0 | 0 | 0.20123 | 0.20123 | #VALUE! | #VALUE! |  |  |  | #VALUE! | #VALUE! | #VALUE! | #VALUE! | #VALUE! | #VALUE! | #VALUE!
Wednesday | 8 | 10 | 23 | 5327 | 0 | 0 | 0 | 0 | 0 | 0 | 0 | 0 | 0 | 0 | 0 | 0 | 0 | 0 | 0 | 0 | 0 | 0 | 0 | 0 | 0 | 0.297 | 0.3985 | 0.34576 | 0.18252 | 0 | 0.21535 | 0.4197 | 0.494 | 0 | 0 | 0 | 0 | 0 | 0 | 0 | 0 | 0 | 0 | 0 |  | 0 | 0 | 0 |  | #VALUE! | #VALUE! | #VALUE! | #VALUE! |  |  | #VALUE! | #VALUE! | 0 | 0 | 0.20123 | 0.20123 | #VALUE! | #VALUE! | #VALUE! | #VALUE! | 0 | 0 | 0.20123 | 0.20123 | #VALUE! | #VALUE! | #VALUE! | #VALUE! | 0 | 0 | 0.20123 | 0.20123 | #VALUE! | #VALUE! |  |  |  | #VALUE! | #VALUE! | #VALUE! | #VALUE! | #VALUE! | #VALUE! | #VALUE!
Wednesday | 8 | 10 | 24 | 5328 | 0 | 0 | 0 | 0 | 0 | 0 | 0 | 0 | 0 | 0 | 0 | 0 | 0 | 0 | 0 | 0 | 0 | 0 | 0 | 0 | 0 | 0.2695 | 0.23967 | 0.14034 | 0.16319 | 0.0155 | 0.24236 | 0.31621 | 0.448 | 0 | 0 | 0 | 0 | 0 | 0 | 0 | 0 | 0 | 0 | 0 |  | 0 | 0 | 0 |  | #VALUE! | #VALUE! | #VALUE! | #VALUE! |  |  | #VALUE! | #VALUE! | 0 | 0 | 0.20123 | 0.20123 | #VALUE! | #VALUE! | #VALUE! | #VALUE! | 0 | 0 | 0.20123 | 0.20123 | #VALUE! | #VALUE! | #VALUE! | #VALUE! | 0 | 0 | 0.20123 | 0.20123 | #VALUE! | #VALUE! |  |  |  | #VALUE! | #VALUE! | #VALUE! | #VALUE! | #VALUE! | #VALUE! | #VALUE!
Thursday | 8 | 11 | 1 | 5329 | 0 | 0 | 0 | 0 | 0 | 0 | 0 | 0 | 0 | 0 | 0 | 0 | 0 | 0 | 0 | 0 | 0 | 0 | 0 | 0 | 0 | 0.2535 | 0.14858 | 0.065745 | 0.1531 | 0.0735 | 0.24146 | 0.28333 | 0.443 | 0 | 0 | 0 | 0 | 0 | 0 | 0 | 0 | 0 | 0 | 0 |  | 0 | 0 | 0 |  | #VALUE! | #VALUE! | #VALUE! | #VALUE! |  |  | #VALUE! | #VALUE! | 0 | 0 | 0.20123 | 0.20123 | #VALUE! | #VALUE! | #VALUE! | #VALUE! | 0 | 0 | 0.20123 | 0.20123 | #VALUE! | #VALUE! | #VALUE! | #VALUE! | 0 | 0 | 0.20123 | 0.20123 | #VALUE! | #VALUE! |  |  |  | #VALUE! | #VALUE! | #VALUE! | #VALUE! | #VALUE! | #VALUE! | #VALUE!
Thursday | 8 | 11 | 2 | 5330 | 0 | 0 | 0 | 0 | 0 | 0 | 0 | 0 | 0 | 0 | 0 | 0 | 0 | 0 | 0 | 0 | 0 | 0 | 0 | 0 | 0 | 0 | 0 | 0.0014091 | 0.031338 | 0.11225 | 0.2367 | 0.18229 | 0.394 | 0 | 0 | 0 | 0 | 0 | 0 | 0 | 0 | 0 | 0 | 0 |  | 0 | 0 | 0 |  | #VALUE! | #VALUE! | #VALUE! | #VALUE! |  |  | #VALUE! | #VALUE! | 0 | 0 | 0.20123 | 0.20123 | #VALUE! | #VALUE! | #VALUE! | #VALUE! | 0 | 0 | 0.20123 | 0.20123 | #VALUE! | #VALUE! | #VALUE! | #VALUE! | 0 | 0 | 0.20123 | 0.20123 | #VALUE! | #VALUE! |  |  |  | #VALUE! | #VALUE! | #VALUE! | #VALUE! | #VALUE! | #VALUE! | #VALUE!
Thursday | 8 | 11 | 3 | 5331 | 0 | 0 | 0 | 0 | 0 | 0 | 0 | 0 | 0 | 0 | 0 | 0 | 0 | 0 | 0 | 0 | 0 | 0 | 0 | 0 | 0 | 0 | 0 | 0 | 0.032507 | 0.1555 | 0.22819 | 0.12959 | 0.343 | 0 | 0 | 0 | 0 | 0 | 0 | 0 | 0 | 0 | 0 | 0 |  | 0 | 0 | 0 |  | #VALUE! | #VALUE! | #VALUE! | #VALUE! |  |  | #VALUE! | #VALUE! | 0 | 0 | 0.20123 | 0.20123 | #VALUE! | #VALUE! | #VALUE! | #VALUE! | 0 | 0 | 0.20123 | 0.20123 | #VALUE! | #VALUE! | #VALUE! | #VALUE! | 0 | 0 | 0.20123 | 0.20123 | #VALUE! | #VALUE! |  |  |  | #VALUE! | #VALUE! | #VALUE! | #VALUE! | #VALUE! | #VALUE! | #VALUE!
Thursday | 8 | 11 | 4 | 5332 | 0 | 0 | 0 | 0 | 0 | 0 | 0 | 0 | 0 | 0 | 0 | 0 | 0 | 0 | 0 | 0 | 0 | 0 | 0 | 0 | 0 | 0 | 0 | 0.0021875 | 0.030933 | 0.1565 | 0.22774 | 0.13929 | 0.354 | 0 | 0 | 0 | 0 | 0 | 0 | 0 | 0 | 0 | 0 | 0 |  | 0 | 0 | 0 |  | #VALUE! | #VALUE! | #VALUE! | #VALUE! |  |  | #VALUE! | #VALUE! | 0 | 0 | 0.20123 | 0.20123 | #VALUE! | #VALUE! | #VALUE! | #VALUE! | 0 | 0 | 0.20123 | 0.20123 | #VALUE! | #VALUE! | #VALUE! | #VALUE! | 0 | 0 | 0.20123 | 0.20123 | #VALUE! | #VALUE! |  |  |  | #VALUE! | #VALUE! | #VALUE! | #VALUE! | #VALUE! | #VALUE! | #VALUE!
Thursday | 8 | 11 | 5 | 5333 | 0 | 0 | 0 | 0 | 0 | 0 | 0 | 0 | 0 | 0 | 0 | 0 | 0 | 0 | 0 | 0 | 0 | 0 | 0 | 0 | 0 | 0 | 0 | 0 | 0.031492 | 0.157 | 0.2061 | 0.055916 | 0.239 | 0 | 0 | 0 | 0 | 0 | 0 | 0 | 0 | 0 | 0 | 0 |  | 0 | 0 | 0 |  | #VALUE! | #VALUE! | #VALUE! | #VALUE! |  |  | #VALUE! | #VALUE! | 0 | 0 | 0.20123 | 0.20123 | #VALUE! | #VALUE! | #VALUE! | #VALUE! | 0 | 0 | 0.20123 | 0.20123 | #VALUE! | #VALUE! | #VALUE! | #VALUE! | 0 | 0 | 0.20123 | 0.20123 | #VALUE! | #VALUE! |  |  |  | #VALUE! | #VALUE! | #VALUE! | #VALUE! | #VALUE! | #VALUE! | #VALUE!
Thursday | 8 | 11 | 6 | 5334 | 0 | 0 | 0 | 0 | 0 | 0 | 0 | 0 | 0 | 0 | 0 | 0 | 0 | 0 | 0 | 0 | 0 | 0 | 0 | 0 | 0 | 0 | 0 | 0 | 0.031939 | 0.15675 | 0.23313 | 0.073343 | 0.277 | 0 | 0 | 0 | 0 | 0 | 0 | 0 | 0 | 0 | 0 | 0 |  | 0 | 0 | 0 |  | #VALUE! | #VALUE! | #VALUE! | #VALUE! |  |  | #VALUE! | #VALUE! | 0 | 0 | 0.20123 | 0.20123 | #VALUE! | #VALUE! | #VALUE! | #VALUE! | 0 | 0 | 0.20123 | 0.20123 | #VALUE! | #VALUE! | #VALUE! | #VALUE! | 0 | 0 | 0.20123 | 0.20123 | #VALUE! | #VALUE! |  |  |  | #VALUE! | #VALUE! | #VALUE! | #VALUE! | #VALUE! | #VALUE! | #VALUE!
Thursday | 8 | 11 | 7 | 5335 | 0 | 0 | 0 | 0 | 0 | 0 | 0 | 0 | 0 | 0 | 0 | 0 | 0 | 0 | 0 | 0 | 0 | 0 | 0 | 0 | 0 | 0 | 0 | 0.0025313 | 0.033222 | 0.15825 | 0.2439 | 0.12566 | 0.366 | 0 | 0 | 0 | 0 | 0 | 0 | 0 | 0 | 0 | 0 | 0 |  | 0 | 0 | 0 |  | #VALUE! | #VALUE! | #VALUE! | #VALUE! |  |  | #VALUE! | #VALUE! | 0 | 0 | 0.20123 | 0.20123 | #VALUE! | #VALUE! | #VALUE! | #VALUE! | 0 | 0 | 0.20123 | 0.20123 | #VALUE! | #VALUE! | #VALUE! | #VALUE! | 0 | 0 | 0.20123 | 0.20123 | #VALUE! | #VALUE! |  |  |  | #VALUE! | #VALUE! | #VALUE! | #VALUE! | #VALUE! | #VALUE! | #VALUE!
Thursday | 8 | 11 | 8 | 5336 | 0 | 0 | 0 | 0 | 0 | 0 | 0 | 0 | 0 | 0 | 0 | 0 | 0 | 0 | 0 | 0 | 0 | 0 | 0 | 0 | 0 | 0 | 0 | 0.0067187 | 0.035186 | 0.159 | 0.26239 | 0.17365 | 0.422 | 0 | 0 | 0 | 0 | 0 | 0 | 0 | 0 | 0 | 0 | 0 |  | 0 | 0 | 0 |  | #VALUE! | #VALUE! | #VALUE! | #VALUE! |  |  | #VALUE! | #VALUE! | 0 | 0 | 0.20123 | 0.20123 | #VALUE! | #VALUE! | #VALUE! | #VALUE! | 0 | 0 | 0.20123 | 0.20123 | #VALUE! | #VALUE! | #VALUE! | #VALUE! | 0 | 0 | 0.20123 | 0.20123 | #VALUE! | #VALUE! |  |  |  | #VALUE! | #VALUE! | #VALUE! | #VALUE! | #VALUE! | #VALUE! | #VALUE!
Thursday | 8 | 11 | 9 | 5337 | 0 | 0 | 0 | 0 | 0 | 0 | 0 | 0 | 0 | 0 | 0 | 0 | 0 | 0 | 0 | 0 | 0 | 0 | 0 | 0 | 0 | 0.1345 | 0.3085 | 0.29885 | 0.43153 | 0.04525 | 0.2825 | 0.37837 | 0.544 | 0 | 0 | 0 | 0 | 0 | 0 | 0 | 0 | 0 | 0 | 0 |  | 0 | 0 | 0 |  | #VALUE! | #VALUE! | #VALUE! | #VALUE! |  |  | #VALUE! | #VALUE! | 0 | 0 | 0.20123 | 0.20123 | #VALUE! | #VALUE! | #VALUE! | #VALUE! | 0 | 0 | 0.20123 | 0.20123 | #VALUE! | #VALUE! | #VALUE! | #VALUE! | 0 | 0 | 0.20123 | 0.20123 | #VALUE! | #VALUE! |  |  |  | #VALUE! | #VALUE! | #VALUE! | #VALUE! | #VALUE! | #VALUE! | #VALUE!
Thursday | 8 | 11 | 10 | 5338 | 0 | 0 | 0 | 0 | 0 | 0 | 0 | 0 | 0 | 0 | 0 | 0 | 0 | 0 | 0 | 0 | 0 | 0 | 0 | 0 | 0 | 0.296 | 0.47242 | 0.45784 | 0.49316 | 0.02075 | 0.27 | 0.50872 | 0.611 | 0 | 0 | 0 | 0 | 0 | 0 | 0 | 0 | 0 | 0 | 0 |  | 0 | 0 | 0 |  | #VALUE! | #VALUE! | #VALUE! | #VALUE! |  |  | #VALUE! | #VALUE! | 0 | 0 | 0.20123 | 0.20123 | #VALUE! | #VALUE! | #VALUE! | #VALUE! | 0 | 0 | 0.20123 | 0.20123 | #VALUE! | #VALUE! | #VALUE! | #VALUE! | 0 | 0 | 0.20123 | 0.20123 | #VALUE! | #VALUE! |  |  |  | #VALUE! | #VALUE! | #VALUE! | #VALUE! | #VALUE! | #VALUE! | #VALUE!
Thursday | 8 | 11 | 11 | 5339 | 0 | 0 | 0 | 0 | 0 | 0 | 0 | 0 | 0 | 0 | 0 | 0 | 0 | 0 | 0 | 0 | 0 | 0 | 0 | 0 | 0 | 0.3325 | 0.49825 | 0.47218 | 0.51582 | 0.0185 | 0.22633 | 0.52095 | 0.592 | 0 | 0 | 0 | 0 | 0 | 0 | 0 | 0 | 0 | 0 | 0 |  | 0 | 0 | 0 |  | #VALUE! | #VALUE! | #VALUE! | #VALUE! |  |  | #VALUE! | #VALUE! | 0 | 0 | 0.20123 | 0.20123 | #VALUE! | #VALUE! | #VALUE! | #VALUE! | 0 | 0 | 0.20123 | 0.20123 | #VALUE! | #VALUE! | #VALUE! | #VALUE! | 0 | 0 | 0.20123 | 0.20123 | #VALUE! | #VALUE! |  |  |  | #VALUE! | #VALUE! | #VALUE! | #VALUE! | #VALUE! | #VALUE! | #VALUE!
Thursday | 8 | 11 | 12 | 5340 | 0 | 0 | 0 | 0 | 0 | 0 | 0 | 0 | 0 | 0 | 0 | 0 | 0 | 0 | 0 | 0 | 0 | 0 | 0 | 0 | 0 | 0.3805 | 0.56683 | 0.53529 | 0.56326 | 0 | 0.23071 | 0.58234 | 0.644 | 0 | 0 | 0 | 0 | 0 | 0 | 0 | 0 | 0 | 0 | 0 |  | 0 | 0 | 0 |  | #VALUE! | #VALUE! | #VALUE! | #VALUE! |  |  | #VALUE! | #VALUE! | 0 | 0 | 0.20123 | 0.20123 | #VALUE! | #VALUE! | #VALUE! | #VALUE! | 0 | 0 | 0.20123 | 0.20123 | #VALUE! | #VALUE! | #VALUE! | #VALUE! | 0 | 0 | 0.20123 | 0.20123 | #VALUE! | #VALUE! |  |  |  | #VALUE! | #VALUE! | #VALUE! | #VALUE! | #VALUE! | #VALUE! | #VALUE!
Thursday | 8 | 11 | 13 | 5341 | 0 | 0 | 0 | 0 | 0 | 0 | 0 | 0 | 0 | 0 | 0 | 0 | 0 | 0 | 0 | 0 | 0 | 0 | 0 | 0 | 0 | 0.384 | 0.55033 | 0.52263 | 0.53653 | 0.0165 | 0.24205 | 0.5667 | 0.623 | 0 | 0 | 0 | 0 | 0 | 0 | 0 | 0 | 0 | 0 | 0 |  | 0 | 0 | 0 |  | #VALUE! | #VALUE! | #VALUE! | #VALUE! |  |  | #VALUE! | #VALUE! | 0 | 0 | 0.20123 | 0.20123 | #VALUE! | #VALUE! | #VALUE! | #VALUE! | 0 | 0 | 0.20123 | 0.20123 | #VALUE! | #VALUE! | #VALUE! | #VALUE! | 0 | 0 | 0.20123 | 0.20123 | #VALUE! | #VALUE! |  |  |  | #VALUE! | #VALUE! | #VALUE! | #VALUE! | #VALUE! | #VALUE! | #VALUE!
Thursday | 8 | 11 | 14 | 5342 | 0 | 0 | 0 | 0 | 0 | 0 | 0 | 0 | 0 | 0 | 0 | 0 | 0 | 0 | 0 | 0 | 0 | 0 | 0 | 0 | 0 | 0.3985 | 0.55217 | 0.52749 | 0.53438 | 0.099 | 0.29132 | 0.56872 | 0.603 | 0 | 0 | 0 | 0 | 0 | 0 | 0 | 0 | 0 | 0 | 0 |  | 0 | 0 | 0 |  | #VALUE! | #VALUE! | #VALUE! | #VALUE! |  |  | #VALUE! | #VALUE! | 0 | 0 | 0.20123 | 0.20123 | #VALUE! | #VALUE! | #VALUE! | #VALUE! | 0 | 0 | 0.20123 | 0.20123 | #VALUE! | #VALUE! | #VALUE! | #VALUE! | 0 | 0 | 0.20123 | 0.20123 | #VALUE! | #VALUE! |  |  |  | #VALUE! | #VALUE! | #VALUE! | #VALUE! | #VALUE! | #VALUE! | #VALUE!
Thursday | 8 | 11 | 15 | 5343 | 0 | 0 | 0 | 0 | 0 | 0 | 0 | 0 | 0 | 0 | 0 | 0 | 0 | 0 | 0 | 0 | 0 | 0 | 0 | 0 | 0 | 0.425 | 0.58858 | 0.56086 | 0.56408 | 0.18525 | 0.31039 | 0.60149 | 0.634 | 0 | 0 | 0 | 0 | 0 | 0 | 0 | 0 | 0 | 0 | 0 |  | 0 | 0 | 0 |  | #VALUE! | #VALUE! | #VALUE! | #VALUE! |  |  | #VALUE! | #VALUE! | 0 | 0 | 0.20123 | 0.20123 | #VALUE! | #VALUE! | #VALUE! | #VALUE! | 0 | 0 | 0.20123 | 0.20123 | #VALUE! | #VALUE! | #VALUE! | #VALUE! | 0 | 0 | 0.20123 | 0.20123 | #VALUE! | #VALUE! |  |  |  | #VALUE! | #VALUE! | #VALUE! | #VALUE! | #VALUE! | #VALUE! | #VALUE!
Thursday | 8 | 11 | 16 | 5344 | 0 | 0 | 0 | 0 | 0 | 0 | 0 | 0 | 0 | 0 | 0 | 0 | 0 | 0 | 0 | 0 | 0 | 0 | 0 | 0 | 0 | 0.426 | 0.58558 | 0.55808 | 0.55089 | 0.14025 | 0.30412 | 0.59898 | 0.633 | 0 | 0 | 0 | 0 | 0 | 0 | 0 | 0 | 0 | 0 | 0 |  | 0 | 0 | 0 |  | #VALUE! | #VALUE! | #VALUE! | #VALUE! |  |  | #VALUE! | #VALUE! | 0 | 0 | 0.20123 | 0.20123 | #VALUE! | #VALUE! | #VALUE! | #VALUE! | 0 | 0 | 0.20123 | 0.20123 | #VALUE! | #VALUE! | #VALUE! | #VALUE! | 0 | 0 | 0.20123 | 0.20123 | #VALUE! | #VALUE! |  |  |  | #VALUE! | #VALUE! | #VALUE! | #VALUE! | #VALUE! | #VALUE! | #VALUE!
Thursday | 8 | 11 | 17 | 5345 | 0 | 0 | 0 | 0 | 0 | 0 | 0 | 0 | 0 | 0 | 0 | 0 | 0 | 0 | 0 | 0 | 0 | 0 | 0 | 0 | 0 | 0.4145 | 0.55783 | 0.53541 | 0.52234 | 0.131 | 0.3007 | 0.57589 | 0.6 | 0 | 0 | 0 | 0 | 0 | 0 | 0 | 0 | 0 | 0 | 0 |  | 0 | 0 | 0 |  | #VALUE! | #VALUE! | #VALUE! | #VALUE! |  |  | #VALUE! | #VALUE! | 0 | 0 | 0.20123 | 0.20123 | #VALUE! | #VALUE! | #VALUE! | #VALUE! | 0 | 0 | 0.20123 | 0.20123 | #VALUE! | #VALUE! | #VALUE! | #VALUE! | 0 | 0 | 0.20123 | 0.20123 | #VALUE! | #VALUE! |  |  |  | #VALUE! | #VALUE! | #VALUE! | #VALUE! | #VALUE! | #VALUE! | #VALUE!
Thursday | 8 | 11 | 18 | 5346 | 0 | 0 | 0 | 0 | 0 | 0 | 0 | 0 | 0 | 0 | 0 | 0 | 0 | 0 | 0 | 0 | 0 | 0 | 0 | 0 | 0 | 0.407 | 0.54808 | 0.52885 | 0.5128 | 0.106 | 0.30465 | 0.57296 | 0.599 | 0 | 0 | 0 | 0 | 0 | 0 | 0 | 0 | 0 | 0 | 0 |  | 0 | 0 | 0 |  | #VALUE! | #VALUE! | #VALUE! | #VALUE! |  |  | #VALUE! | #VALUE! | 0 | 0 | 0.20123 | 0.20123 | #VALUE! | #VALUE! | #VALUE! | #VALUE! | 0 | 0 | 0.20123 | 0.20123 | #VALUE! | #VALUE! | #VALUE! | #VALUE! | 0 | 0 | 0.20123 | 0.20123 | #VALUE! | #VALUE! |  |  |  | #VALUE! | #VALUE! | #VALUE! | #VALUE! | #VALUE! | #VALUE! | #VALUE!
Thursday | 8 | 11 | 19 | 5347 | 0 | 0 | 0 | 0 | 0 | 0 | 0 | 0 | 0 | 0 | 0 | 0 | 0 | 0 | 0 | 0 | 0 | 0 | 0 | 0 | 0 | 0.3695 | 0.49417 | 0.48034 | 0.45633 | 0.03475 | 0.26859 | 0.51122 | 0.54 | 0 | 0 | 0 | 0 | 0 | 0 | 0 | 0 | 0 | 0 | 0 |  | 0 | 0 | 0 |  | #VALUE! | #VALUE! | #VALUE! | #VALUE! |  |  | #VALUE! | #VALUE! | 0 | 0 | 0.20123 | 0.20123 | #VALUE! | #VALUE! | #VALUE! | #VALUE! | 0 | 0 | 0.20123 | 0.20123 | #VALUE! | #VALUE! | #VALUE! | #VALUE! | 0 | 0 | 0.20123 | 0.20123 | #VALUE! | #VALUE! |  |  |  | #VALUE! | #VALUE! | #VALUE! | #VALUE! | #VALUE! | #VALUE! | #VALUE!
Thursday | 8 | 11 | 20 | 5348 | 0 | 0 | 0 | 0 | 0 | 0 | 0 | 0 | 0 | 0 | 0 | 0 | 0 | 0 | 0 | 0 | 0 | 0 | 0 | 0 | 0 | 0.3455 | 0.45408 | 0.43497 | 0.42978 | 0.02025 | 0.20522 | 0.46992 | 0.501 | 0 | 0 | 0 | 0 | 0 | 0 | 0 | 0 | 0 | 0 | 0 |  | 0 | 0 | 0 |  | #VALUE! | #VALUE! | #VALUE! | #VALUE! |  |  | #VALUE! | #VALUE! | 0 | 0 | 0.20123 | 0.20123 | #VALUE! | #VALUE! | #VALUE! | #VALUE! | 0 | 0 | 0.20123 | 0.20123 | #VALUE! | #VALUE! | #VALUE! | #VALUE! | 0 | 0 | 0.20123 | 0.20123 | #VALUE! | #VALUE! |  |  |  | #VALUE! | #VALUE! | #VALUE! | #VALUE! | #VALUE! | #VALUE! | #VALUE!
Thursday | 8 | 11 | 21 | 5349 | 0 | 0 | 0 | 0 | 0 | 0 | 0 | 0 | 0 | 0 | 0 | 0 | 0 | 0 | 0 | 0 | 0 | 0 | 0 | 0 | 0 | 0.3235 | 0.42642 | 0.39208 | 0.40178 | 0 | 0.24353 | 0.4353 | 0.481 | 0 | 0 | 0 | 0 | 0 | 0 | 0 | 0 | 0 | 0 | 0 |  | 0 | 0 | 0 |  | #VALUE! | #VALUE! | #VALUE! | #VALUE! |  |  | #VALUE! | #VALUE! | 0 | 0 | 0.20123 | 0.20123 | #VALUE! | #VALUE! | #VALUE! | #VALUE! | 0 | 0 | 0.20123 | 0.20123 | #VALUE! | #VALUE! | #VALUE! | #VALUE! | 0 | 0 | 0.20123 | 0.20123 | #VALUE! | #VALUE! |  |  |  | #VALUE! | #VALUE! | #VALUE! | #VALUE! | #VALUE! | #VALUE! | #VALUE!
Thursday | 8 | 11 | 22 | 5350 | 0 | 0 | 0 | 0 | 0 | 0 | 0 | 0 | 0 | 0 | 0 | 0 | 0 | 0 | 0 | 0 | 0 | 0 | 0 | 0 | 0 | 0.3005 | 0.39683 | 0.32518 | 0.19148 | 0 | 0.21592 | 0.3677 | 0.457 | 0 | 0 | 0 | 0 | 0 | 0 | 0 | 0 | 0 | 0 | 0 |  | 0 | 0 | 0 |  | #VALUE! | #VALUE! | #VALUE! | #VALUE! |  |  | #VALUE! | #VALUE! | 0 | 0 | 0.20123 | 0.20123 | #VALUE! | #VALUE! | #VALUE! | #VALUE! | 0 | 0 | 0.20123 | 0.20123 | #VALUE! | #VALUE! | #VALUE! | #VALUE! | 0 | 0 | 0.20123 | 0.20123 | #VALUE! | #VALUE! |  |  |  | #VALUE! | #VALUE! | #VALUE! | #VALUE! | #VALUE! | #VALUE! | #VALUE!
Thursday | 8 | 11 | 23 | 5351 | 0 | 0 | 0 | 0 | 0 | 0 | 0 | 0 | 0 | 0 | 0 | 0 | 0 | 0 | 0 | 0 | 0 | 0 | 0 | 0 | 0 | 0.1585 | 0.18375 | 0.15898 | 0.18055 | 0 | 0.16541 | 0.2934 | 0.429 | 0 | 0 | 0 | 0 | 0 | 0 | 0 | 0 | 0 | 0 | 0 |  | 0 | 0 | 0 |  | #VALUE! | #VALUE! | #VALUE! | #VALUE! |  |  | #VALUE! | #VALUE! | 0 | 0 | 0.20123 | 0.20123 | #VALUE! | #VALUE! | #VALUE! | #VALUE! | 0 | 0 | 0.20123 | 0.20123 | #VALUE! | #VALUE! | #VALUE! | #VALUE! | 0 | 0 | 0.20123 | 0.20123 | #VALUE! | #VALUE! |  |  |  | #VALUE! | #VALUE! | #VALUE! | #VALUE! | #VALUE! | #VALUE! | #VALUE!
Thursday | 8 | 11 | 24 | 5352 | 0 | 0 | 0 | 0 | 0 | 0 | 0 | 0 | 0 | 0 | 0 | 0 | 0 | 0 | 0 | 0 | 0 | 0 | 0 | 0 | 0 | 0.1515 | 0.12417 | 0.067768 | 0.17101 | 0 | 0.15474 | 0.26627 | 0.419 | 0 | 0 | 0 | 0 | 0 | 0 | 0 | 0 | 0 | 0 | 0 |  | 0 | 0 | 0 |  | #VALUE! | #VALUE! | #VALUE! | #VALUE! |  |  | #VALUE! | #VALUE! | 0 | 0 | 0.20123 | 0.20123 | #VALUE! | #VALUE! | #VALUE! | #VALUE! | 0 | 0 | 0.20123 | 0.20123 | #VALUE! | #VALUE! | #VALUE! | #VALUE! | 0 | 0 | 0.20123 | 0.20123 | #VALUE! | #VALUE! |  |  |  | #VALUE! | #VALUE! | #VALUE! | #VALUE! | #VALUE! | #VALUE! | #VALUE!
Friday | 8 | 12 | 1 | 5353 | 0 | 0 | 0 | 0 | 0 | 0 | 0 | 0 | 0 | 0 | 0 | 0 | 0 | 0 | 0 | 0 | 0 | 0 | 0 | 0 | 0 | 0 | 0.023833 | 0.0056136 | 0.030982 | 0 | 0.13447 | 0.19363 | 0.37 | 0 | 0 | 0 | 0 | 0 | 0 | 0 | 0 | 0 | 0 | 0 |  | 0 | 0 | 0 |  | #VALUE! | #VALUE! | #VALUE! | #VALUE! |  |  | #VALUE! | #VALUE! | 0 | 0 | 0.20123 | 0.20123 | #VALUE! | #VALUE! | #VALUE! | #VALUE! | 0 | 0 | 0.20123 | 0.20123 | #VALUE! | #VALUE! | #VALUE! | #VALUE! | 0 | 0 | 0.20123 | 0.20123 | #VALUE! | #VALUE! |  |  |  | #VALUE! | #VALUE! | #VALUE! | #VALUE! | #VALUE! | #VALUE! | #VALUE!
Friday | 8 | 12 | 2 | 5354 | 0 | 0 | 0 | 0 | 0 | 0 | 0 | 0 | 0 | 0 | 0 | 0 | 0 | 0 | 0 | 0 | 0 | 0 | 0 | 0 | 0 | 0 | 0.055083 | 0.018409 | 0.17723 | 0 | 0.11209 | 0.21078 | 0.377 | 0 | 0 | 0 | 0 | 0 | 0 | 0 | 0 | 0 | 0 | 0 |  | 0 | 0 | 0 |  | #VALUE! | #VALUE! | #VALUE! | #VALUE! |  |  | #VALUE! | #VALUE! | 0 | 0 | 0.20123 | 0.20123 | #VALUE! | #VALUE! | #VALUE! | #VALUE! | 0 | 0 | 0.20123 | 0.20123 | #VALUE! | #VALUE! | #VALUE! | #VALUE! | 0 | 0 | 0.20123 | 0.20123 | #VALUE! | #VALUE! |  |  |  | #VALUE! | #VALUE! | #VALUE! | #VALUE! | #VALUE! | #VALUE! | #VALUE!
Friday | 8 | 12 | 3 | 5355 | 0 | 0 | 0 | 0 | 0 | 0 | 0 | 0 | 0 | 0 | 0 | 0 | 0 | 0 | 0 | 0 | 0 | 0 | 0 | 0 | 0 | 0 | 0 | 0 | 0.034057 | 0 | 0.14683 | 0.16141 | 0.381 | 0 | 0 | 0 | 0 | 0 | 0 | 0 | 0 | 0 | 0 | 0 |  | 0 | 0 | 0 |  | #VALUE! | #VALUE! | #VALUE! | #VALUE! |  |  | #VALUE! | #VALUE! | 0 | 0 | 0.20123 | 0.20123 | #VALUE! | #VALUE! | #VALUE! | #VALUE! | 0 | 0 | 0.20123 | 0.20123 | #VALUE! | #VALUE! | #VALUE! | #VALUE! | 0 | 0 | 0.20123 | 0.20123 | #VALUE! | #VALUE! |  |  |  | #VALUE! | #VALUE! | #VALUE! | #VALUE! | #VALUE! | #VALUE! | #VALUE!
Friday | 8 | 12 | 4 | 5356 | 0 | 0 | 0 | 0 | 0 | 0 | 0 | 0 | 0 | 0 | 0 | 0 | 0 | 0 | 0 | 0 | 0 | 0 | 0 | 0 | 0 | 0 | 0.0155 | 0.023406 | 0.03504 | 0 | 0.15324 | 0.22407 | 0.462 | 0 | 0 | 0 | 0 | 0 | 0 | 0 | 0 | 0 | 0 | 0 |  | 0 | 0 | 0 |  | #VALUE! | #VALUE! | #VALUE! | #VALUE! |  |  | #VALUE! | #VALUE! | 0 | 0 | 0.20123 | 0.20123 | #VALUE! | #VALUE! | #VALUE! | #VALUE! | 0 | 0 | 0.20123 | 0.20123 | #VALUE! | #VALUE! | #VALUE! | #VALUE! | 0 | 0 | 0.20123 | 0.20123 | #VALUE! | #VALUE! |  |  |  | #VALUE! | #VALUE! | #VALUE! | #VALUE! | #VALUE! | #VALUE! | #VALUE!
Friday | 8 | 12 | 5 | 5357 | 0 | 0 | 0 | 0 | 0 | 0 | 0 | 0 | 0 | 0 | 0 | 0 | 0 | 0 | 0 | 0 | 0 | 0 | 0 | 0 | 0 | 0 | 0 | 0.020469 | 0.035855 | 0 | 0.15628 | 0.16789 | 0.414 | 0 | 0 | 0 | 0 | 0 | 0 | 0 | 0 | 0 | 0 | 0 |  | 0 | 0 | 0 |  | #VALUE! | #VALUE! | #VALUE! | #VALUE! |  |  | #VALUE! | #VALUE! | 0 | 0 | 0.20123 | 0.20123 | #VALUE! | #VALUE! | #VALUE! | #VALUE! | 0 | 0 | 0.20123 | 0.20123 | #VALUE! | #VALUE! | #VALUE! | #VALUE! | 0 | 0 | 0.20123 | 0.20123 | #VALUE! | #VALUE! |  |  |  | #VALUE! | #VALUE! | #VALUE! | #VALUE! | #VALUE! | #VALUE! | #VALUE!
Friday | 8 | 12 | 6 | 5358 | 0 | 0 | 0 | 0 | 0 | 0 | 0 | 0 | 0 | 0 | 0 | 0 | 0 | 0 | 0 | 0 | 0 | 0 | 0 | 0 | 0 | 0 | 0 | 0.017281 | 0.035504 | 0 | 0.15912 | 0.1628 | 0.413 | 0 | 0 | 0 | 0 | 0 | 0 | 0 | 0 | 0 | 0 | 0 |  | 0 | 0 | 0 |  | #VALUE! | #VALUE! | #VALUE! | #VALUE! |  |  | #VALUE! | #VALUE! | 0 | 0 | 0.20123 | 0.20123 | #VALUE! | #VALUE! | #VALUE! | #VALUE! | 0 | 0 | 0.20123 | 0.20123 | #VALUE! | #VALUE! | #VALUE! | #VALUE! | 0 | 0 | 0.20123 | 0.20123 | #VALUE! | #VALUE! |  |  |  | #VALUE! | #VALUE! | #VALUE! | #VALUE! | #VALUE! | #VALUE! | #VALUE!
Friday | 8 | 12 | 7 | 5359 | 0 | 0 | 0 | 0 | 0 | 0 | 0 | 0 | 0 | 0 | 0 | 0 | 0 | 0 | 0 | 0 | 0 | 0 | 0 | 0 | 0 | 0 | 0.007 | 0.026023 | 0.03533 | 0 | 0.16517 | 0.20934 | 0.462 | 0 | 0 | 0 | 0 | 0 | 0 | 0 | 0 | 0 | 0 | 0 |  | 0 | 0 | 0 |  | #VALUE! | #VALUE! | #VALUE! | #VALUE! |  |  | #VALUE! | #VALUE! | 0 | 0 | 0.20123 | 0.20123 | #VALUE! | #VALUE! | #VALUE! | #VALUE! | 0 | 0 | 0.20123 | 0.20123 | #VALUE! | #VALUE! | #VALUE! | #VALUE! | 0 | 0 | 0.20123 | 0.20123 | #VALUE! | #VALUE! |  |  |  | #VALUE! | #VALUE! | #VALUE! | #VALUE! | #VALUE! | #VALUE! | #VALUE!
Friday | 8 | 12 | 8 | 5360 | 0 | 0 | 0 | 0 | 0 | 0 | 0 | 0 | 0 | 0 | 0 | 0 | 0 | 0 | 0 | 0 | 0 | 0 | 0 | 0 | 0 | 0.02 | 0.21967 | 0.19924 | 0.20924 | 0 | 0.18831 | 0.34163 | 0.555 | 0 | 0 | 0 | 0 | 0 | 0 | 0 | 0 | 0 | 0 | 0 |  | 0 | 0 | 0 |  | #VALUE! | #VALUE! | #VALUE! | #VALUE! |  |  | #VALUE! | #VALUE! | 0 | 0 | 0.20123 | 0.20123 | #VALUE! | #VALUE! | #VALUE! | #VALUE! | 0 | 0 | 0.20123 | 0.20123 | #VALUE! | #VALUE! | #VALUE! | #VALUE! | 0 | 0 | 0.20123 | 0.20123 | #VALUE! | #VALUE! |  |  |  | #VALUE! | #VALUE! | #VALUE! | #VALUE! | #VALUE! | #VALUE! | #VALUE!
Friday | 8 | 12 | 9 | 5361 | 0 | 0 | 0 | 0 | 0 | 0 | 0 | 0 | 0 | 0 | 0 | 0 | 0 | 0 | 0 | 0 | 0 | 0 | 0 | 0 | 0 | 0.294 | 0.47983 | 0.47558 | 0.51935 | 0 | 0.20118 | 0.53142 | 0.646 | 0 | 0 | 0 | 0 | 0 | 0 | 0 | 0 | 0 | 0 | 0 |  | 0 | 0 | 0 |  | #VALUE! | #VALUE! | #VALUE! | #VALUE! |  |  | #VALUE! | #VALUE! | 0 | 0 | 0.20123 | 0.20123 | #VALUE! | #VALUE! | #VALUE! | #VALUE! | 0 | 0 | 0.20123 | 0.20123 | #VALUE! | #VALUE! | #VALUE! | #VALUE! | 0 | 0 | 0.20123 | 0.20123 | #VALUE! | #VALUE! |  |  |  | #VALUE! | #VALUE! | #VALUE! | #VALUE! | #VALUE! | #VALUE! | #VALUE!
Friday | 8 | 12 | 10 | 5362 | 0 | 0 | 0 | 0 | 0 | 0 | 0 | 0 | 0 | 0 | 0 | 0 | 0 | 0 | 0 | 0 | 0 | 0 | 0 | 0 | 0 | 0.3515 | 0.54192 | 0.50735 | 0.57632 | 0 | 0.15615 | 0.57752 | 0.666 | 0 | 0 | 0 | 0 | 0 | 0 | 0 | 0 | 0 | 0 | 0 |  | 0 | 0 | 0 |  | #VALUE! | #VALUE! | #VALUE! | #VALUE! |  |  | #VALUE! | #VALUE! | 0 | 0 | 0.20123 | 0.20123 | #VALUE! | #VALUE! | #VALUE! | #VALUE! | 0 | 0 | 0.20123 | 0.20123 | #VALUE! | #VALUE! | #VALUE! | #VALUE! | 0 | 0 | 0.20123 | 0.20123 | #VALUE! | #VALUE! |  |  |  | #VALUE! | #VALUE! | #VALUE! | #VALUE! | #VALUE! | #VALUE! | #VALUE!
Friday | 8 | 12 | 11 | 5363 | 0 | 0 | 0 | 0 | 0 | 0 | 0 | 0 | 0 | 0 | 0 | 0 | 0 | 0 | 0 | 0 | 0 | 0 | 0 | 0 | 0 | 0.393 | 0.59492 | 0.55591 | 0.6294 | 0.0265 | 0.15168 | 0.61313 | 0.676 | 0 | 0 | 0 | 0 | 0 | 0 | 0 | 0 | 0 | 0 | 0 |  | 0 | 0 | 0 |  | #VALUE! | #VALUE! | #VALUE! | #VALUE! |  |  | #VALUE! | #VALUE! | 0 | 0 | 0.20123 | 0.20123 | #VALUE! | #VALUE! | #VALUE! | #VALUE! | 0 | 0 | 0.20123 | 0.20123 | #VALUE! | #VALUE! | #VALUE! | #VALUE! | 0 | 0 | 0.20123 | 0.20123 | #VALUE! | #VALUE! |  |  |  | #VALUE! | #VALUE! | #VALUE! | #VALUE! | #VALUE! | #VALUE! | #VALUE!
Friday | 8 | 12 | 12 | 5364 | 0 | 0 | 0 | 0 | 0 | 0 | 0 | 0 | 0 | 0 | 0 | 0 | 0 | 0 | 0 | 0 | 0 | 0 | 0 | 0 | 0 | 0.423 | 0.63158 | 0.58911 | 0.64371 | 0.02625 | 0.16378 | 0.63612 | 0.682 | 0 | 0 | 0 | 0 | 0 | 0 | 0 | 0 | 0 | 0 | 0 |  | 0 | 0 | 0 |  | #VALUE! | #VALUE! | #VALUE! | #VALUE! |  |  | #VALUE! | #VALUE! | 0 | 0 | 0.20123 | 0.20123 | #VALUE! | #VALUE! | #VALUE! | #VALUE! | 0 | 0 | 0.20123 | 0.20123 | #VALUE! | #VALUE! | #VALUE! | #VALUE! | 0 | 0 | 0.20123 | 0.20123 | #VALUE! | #VALUE! |  |  |  | #VALUE! | #VALUE! | #VALUE! | #VALUE! | #VALUE! | #VALUE! | #VALUE!
Friday | 8 | 12 | 13 | 5365 | 0 | 0 | 0 | 0 | 0 | 0 | 0 | 0 | 0 | 0 | 0 | 0 | 0 | 0 | 0 | 0 | 0 | 0 | 0 | 0 | 0 | 0.4355 | 0.6305 | 0.59079 | 0.62047 | 0.03875 | 0.22674 | 0.63221 | 0.664 | 0 | 0 | 0 | 0 | 0 | 0 | 0 | 0 | 0 | 0 | 0 |  | 0 | 0 | 0 |  | #VALUE! | #VALUE! | #VALUE! | #VALUE! |  |  | #VALUE! | #VALUE! | 0 | 0 | 0.20123 | 0.20123 | #VALUE! | #VALUE! | #VALUE! | #VALUE! | 0 | 0 | 0.20123 | 0.20123 | #VALUE! | #VALUE! | #VALUE! | #VALUE! | 0 | 0 | 0.20123 | 0.20123 | #VALUE! | #VALUE! |  |  |  | #VALUE! | #VALUE! | #VALUE! | #VALUE! | #VALUE! | #VALUE! | #VALUE!
Friday | 8 | 12 | 14 | 5366 | 0 | 0 | 0 | 0 | 0 | 0 | 0 | 0 | 0 | 0 | 0 | 0 | 0 | 0 | 0 | 0 | 0 | 0 | 0 | 0 | 0 | 0.435 | 0.62142 | 0.58381 | 0.60427 | 0.01325 | 0.26942 | 0.61815 | 0.647 | 0 | 0 | 0 | 0 | 0 | 0 | 0 | 0 | 0 | 0 | 0 |  | 0 | 0 | 0 |  | #VALUE! | #VALUE! | #VALUE! | #VALUE! |  |  | #VALUE! | #VALUE! | 0 | 0 | 0.20123 | 0.20123 | #VALUE! | #VALUE! | #VALUE! | #VALUE! | 0 | 0 | 0.20123 | 0.20123 | #VALUE! | #VALUE! | #VALUE! | #VALUE! | 0 | 0 | 0.20123 | 0.20123 | #VALUE! | #VALUE! |  |  |  | #VALUE! | #VALUE! | #VALUE! | #VALUE! | #VALUE! | #VALUE! | #VALUE!
Friday | 8 | 12 | 15 | 5367 | 0 | 0 | 0 | 0 | 0 | 0 | 0 | 0 | 0 | 0 | 0 | 0 | 0 | 0 | 0 | 0 | 0 | 0 | 0 | 0 | 0 | 0.458 | 0.64667 | 0.60859 | 0.61285 | 0.0325 | 0.30945 | 0.64874 | 0.671 | 0 | 0 | 0 | 0 | 0 | 0 | 0 | 0 | 0 | 0 | 0 |  | 0 | 0 | 0 |  | #VALUE! | #VALUE! | #VALUE! | #VALUE! |  |  | #VALUE! | #VALUE! | 0 | 0 | 0.20123 | 0.20123 | #VALUE! | #VALUE! | #VALUE! | #VALUE! | 0 | 0 | 0.20123 | 0.20123 | #VALUE! | #VALUE! | #VALUE! | #VALUE! | 0 | 0 | 0.20123 | 0.20123 | #VALUE! | #VALUE! |  |  |  | #VALUE! | #VALUE! | #VALUE! | #VALUE! | #VALUE! | #VALUE! | #VALUE!
Friday | 8 | 12 | 16 | 5368 | 0 | 0 | 0 | 0 | 0 | 0 | 0 | 0 | 0 | 0 | 0 | 0 | 0 | 0 | 0 | 0 | 0 | 0 | 0 | 0 | 0 | 0.4755 | 0.654 | 0.62247 | 0.59937 | 0.04025 | 0.34068 | 0.66609 | 0.676 | 0 | 0 | 0 | 0 | 0 | 0 | 0 | 0 | 0 | 0 | 0 |  | 0 | 0 | 0 |  | #VALUE! | #VALUE! | #VALUE! | #VALUE! |  |  | #VALUE! | #VALUE! | 0 | 0 | 0.20123 | 0.20123 | #VALUE! | #VALUE! | #VALUE! | #VALUE! | 0 | 0 | 0.20123 | 0.20123 | #VALUE! | #VALUE! | #VALUE! | #VALUE! | 0 | 0 | 0.20123 | 0.20123 | #VALUE! | #VALUE! |  |  |  | #VALUE! | #VALUE! | #VALUE! | #VALUE! | #VALUE! | #VALUE! | #VALUE!
Friday | 8 | 12 | 17 | 5369 | 0 | 0 | 0 | 0 | 0 | 0 | 0 | 0 | 0 | 0 | 0 | 0 | 0 | 0 | 0 | 0 | 0 | 0 | 0 | 0 | 0 | 0.4465 | 0.58842 | 0.57053 | 0.52488 | 0.07575 | 0.33937 | 0.60598 | 0.601 | 0 | 0 | 0 | 0 | 0 | 0 | 0 | 0 | 0 | 0 | 0 |  | 0 | 0 | 0 |  | #VALUE! | #VALUE! | #VALUE! | #VALUE! |  |  | #VALUE! | #VALUE! | 0 | 0 | 0.20123 | 0.20123 | #VALUE! | #VALUE! | #VALUE! | #VALUE! | 0 | 0 | 0.20123 | 0.20123 | #VALUE! | #VALUE! | #VALUE! | #VALUE! | 0 | 0 | 0.20123 | 0.20123 | #VALUE! | #VALUE! |  |  |  | #VALUE! | #VALUE! | #VALUE! | #VALUE! | #VALUE! | #VALUE! | #VALUE!
Friday | 8 | 12 | 18 | 5370 | 0 | 0 | 0 | 0 | 0 | 0 | 0 | 0 | 0 | 0 | 0 | 0 | 0 | 0 | 0 | 0 | 0 | 0 | 0 | 0 | 0 | 0.434 | 0.57533 | 0.56276 | 0.52508 | 0.0235 | 0.31491 | 0.59708 | 0.593 | 0 | 0 | 0 | 0 | 0 | 0 | 0 | 0 | 0 | 0 | 0 |  | 0 | 0 | 0 |  | #VALUE! | #VALUE! | #VALUE! | #VALUE! |  |  | #VALUE! | #VALUE! | 0 | 0 | 0.20123 | 0.20123 | #VALUE! | #VALUE! | #VALUE! | #VALUE! | 0 | 0 | 0.20123 | 0.20123 | #VALUE! | #VALUE! | #VALUE! | #VALUE! | 0 | 0 | 0.20123 | 0.20123 | #VALUE! | #VALUE! |  |  |  | #VALUE! | #VALUE! | #VALUE! | #VALUE! | #VALUE! | #VALUE! | #VALUE!
Friday | 8 | 12 | 19 | 5371 | 0 | 0 | 0 | 0 | 0 | 0 | 0 | 0 | 0 | 0 | 0 | 0 | 0 | 0 | 0 | 0 | 0 | 0 | 0 | 0 | 0 | 0.3995 | 0.51892 | 0.51701 | 0.47657 | 0 | 0.27145 | 0.54054 | 0.54 | 0 | 0 | 0 | 0 | 0 | 0 | 0 | 0 | 0 | 0 | 0 |  | 0 | 0 | 0 |  | #VALUE! | #VALUE! | #VALUE! | #VALUE! |  |  | #VALUE! | #VALUE! | 0 | 0 | 0.20123 | 0.20123 | #VALUE! | #VALUE! | #VALUE! | #VALUE! | 0 | 0 | 0.20123 | 0.20123 | #VALUE! | #VALUE! | #VALUE! | #VALUE! | 0 | 0 | 0.20123 | 0.20123 | #VALUE! | #VALUE! |  |  |  | #VALUE! | #VALUE! | #VALUE! | #VALUE! | #VALUE! | #VALUE! | #VALUE!
Friday | 8 | 12 | 20 | 5372 | 0 | 0 | 0 | 0 | 0 | 0 | 0 | 0 | 0 | 0 | 0 | 0 | 0 | 0 | 0 | 0 | 0 | 0 | 0 | 0 | 0 | 0.3695 | 0.4835 | 0.46802 | 0.44766 | 0 | 0.24436 | 0.5068 | 0.522 | 0 | 0 | 0 | 0 | 0 | 0 | 0 | 0 | 0 | 0 | 0 |  | 0 | 0 | 0 |  | #VALUE! | #VALUE! | #VALUE! | #VALUE! |  |  | #VALUE! | #VALUE! | 0 | 0 | 0.20123 | 0.20123 | #VALUE! | #VALUE! | #VALUE! | #VALUE! | 0 | 0 | 0.20123 | 0.20123 | #VALUE! | #VALUE! | #VALUE! | #VALUE! | 0 | 0 | 0.20123 | 0.20123 | #VALUE! | #VALUE! |  |  |  | #VALUE! | #VALUE! | #VALUE! | #VALUE! | #VALUE! | #VALUE! | #VALUE!
Friday | 8 | 12 | 21 | 5373 | 0 | 0 | 0 | 0 | 0 | 0 | 0 | 0 | 0 | 0 | 0 | 0 | 0 | 0 | 0 | 0 | 0 | 0 | 0 | 0 | 0 | 0.346 | 0.4555 | 0.43084 | 0.42172 | 0 | 0.23734 | 0.48101 | 0.511 | 0 | 0 | 0 | 0 | 0 | 0 | 0 | 0 | 0 | 0 | 0 |  | 0 | 0 | 0 |  | #VALUE! | #VALUE! | #VALUE! | #VALUE! |  |  | #VALUE! | #VALUE! | 0 | 0 | 0.20123 | 0.20123 | #VALUE! | #VALUE! | #VALUE! | #VALUE! | 0 | 0 | 0.20123 | 0.20123 | #VALUE! | #VALUE! | #VALUE! | #VALUE! | 0 | 0 | 0.20123 | 0.20123 | #VALUE! | #VALUE! |  |  |  | #VALUE! | #VALUE! | #VALUE! | #VALUE! | #VALUE! | #VALUE! | #VALUE!
Friday | 8 | 12 | 22 | 5374 | 0 | 0 | 0 | 0 | 0 | 0 | 0 | 0 | 0 | 0 | 0 | 0 | 0 | 0 | 0 | 0 | 0 | 0 | 0 | 0 | 0 | 0.325 | 0.43367 | 0.39383 | 0.39559 | 0 | 0.23706 | 0.45891 | 0.505 | 0 | 0 | 0 | 0 | 0 | 0 | 0 | 0 | 0 | 0 | 0 |  | 0 | 0 | 0 |  | #VALUE! | #VALUE! | #VALUE! | #VALUE! |  |  | #VALUE! | #VALUE! | 0 | 0 | 0.20123 | 0.20123 | #VALUE! | #VALUE! | #VALUE! | #VALUE! | 0 | 0 | 0.20123 | 0.20123 | #VALUE! | #VALUE! | #VALUE! | #VALUE! | 0 | 0 | 0.20123 | 0.20123 | #VALUE! | #VALUE! |  |  |  | #VALUE! | #VALUE! | #VALUE! | #VALUE! | #VALUE! | #VALUE! | #VALUE!
Friday | 8 | 12 | 23 | 5375 | 0 | 0 | 0 | 0 | 0 | 0 | 0 | 0 | 0 | 0 | 0 | 0 | 0 | 0 | 0 | 0 | 0 | 0 | 0 | 0 | 0 | 0.292 | 0.27092 | 0.29385 | 0.1824 | 0 | 0.19075 | 0.34137 | 0.45 | 0 | 0 | 0 | 0 | 0 | 0 | 0 | 0 | 0 | 0 | 0 |  | 0 | 0 | 0 |  | #VALUE! | #VALUE! | #VALUE! | #VALUE! |  |  | #VALUE! | #VALUE! | 0 | 0 | 0.20123 | 0.20123 | #VALUE! | #VALUE! | #VALUE! | #VALUE! | 0 | 0 | 0.20123 | 0.20123 | #VALUE! | #VALUE! | #VALUE! | #VALUE! | 0 | 0 | 0.20123 | 0.20123 | #VALUE! | #VALUE! |  |  |  | #VALUE! | #VALUE! | #VALUE! | #VALUE! | #VALUE! | #VALUE! | #VALUE!
Friday | 8 | 12 | 24 | 5376 | 0 | 0 | 0 | 0 | 0 | 0 | 0 | 0 | 0 | 0 | 0 | 0 | 0 | 0 | 0 | 0 | 0 | 0 | 0 | 0 | 0 | 0 | 0 | 0.00063636 | 0.033405 | 0 | 0.1201 | 0.1731 | 0.352 | 0 | 0 | 0 | 0 | 0 | 0 | 0 | 0 | 0 | 0 | 0 |  | 0 | 0 | 0 |  | #VALUE! | #VALUE! | #VALUE! | #VALUE! |  |  | #VALUE! | #VALUE! | 0 | 0 | 0.20123 | 0.20123 | #VALUE! | #VALUE! | #VALUE! | #VALUE! | 0 | 0 | 0.20123 | 0.20123 | #VALUE! | #VALUE! | #VALUE! | #VALUE! | 0 | 0 | 0.20123 | 0.20123 | #VALUE! | #VALUE! |  |  |  | #VALUE! | #VALUE! | #VALUE! | #VALUE! | #VALUE! | #VALUE! | #VALUE!
Saturday | 8 | 13 | 1 | 5377 | 0 | 0 | 0 | 0 | 0 | 0 | 0 | 0 | 0 | 0 | 0 | 0 | 0 | 0 | 0 | 0 | 0 | 0 | 0 | 0 | 0 | 0 | 0 | 0.00013636 | 0.036103 | 0 | 0.15934 | 0.1783 | 0.385 | 0 | 0 | 0 | 0 | 0 | 0 | 0 | 0 | 0 | 0 | 0 |  | 0 | 0 | 0 |  | #VALUE! | #VALUE! | #VALUE! | #VALUE! |  |  | #VALUE! | #VALUE! | 0 | 0 | 0.20123 | 0.20123 | #VALUE! | #VALUE! | #VALUE! | #VALUE! | 0 | 0 | 0.20123 | 0.20123 | #VALUE! | #VALUE! | #VALUE! | #VALUE! | 0 | 0 | 0.20123 | 0.20123 | #VALUE! | #VALUE! |  |  |  | #VALUE! | #VALUE! | #VALUE! | #VALUE! | #VALUE! | #VALUE! | #VALUE!
Saturday | 8 | 13 | 2 | 5378 | 0 | 0 | 0 | 0 | 0 | 0 | 0 | 0 | 0 | 0 | 0 | 0 | 0 | 0 | 0 | 0 | 0 | 0 | 0 | 0 | 0 | 0 | 0 | 0 | 0.034458 | 0 | 0.15783 | 0.14314 | 0.345 | 0 | 0 | 0 | 0 | 0 | 0 | 0 | 0 | 0 | 0 | 0 |  | 0 | 0 | 0 |  | #VALUE! | #VALUE! | #VALUE! | #VALUE! |  |  | #VALUE! | #VALUE! | 0 | 0 | 0.20123 | 0.20123 | #VALUE! | #VALUE! | #VALUE! | #VALUE! | 0 | 0 | 0.20123 | 0.20123 | #VALUE! | #VALUE! | #VALUE! | #VALUE! | 0 | 0 | 0.20123 | 0.20123 | #VALUE! | #VALUE! |  |  |  | #VALUE! | #VALUE! | #VALUE! | #VALUE! | #VALUE! | #VALUE! | #VALUE!
Saturday | 8 | 13 | 3 | 5379 | 0 | 0 | 0 | 0 | 0 | 0 | 0 | 0 | 0 | 0 | 0 | 0 | 0 | 0 | 0 | 0 | 0 | 0 | 0 | 0 | 0 | 0 | 0 | 0 | 0.034764 | 0 | 0.15104 | 0.11966 | 0.334 | 0 | 0 | 0 | 0 | 0 | 0 | 0 | 0 | 0 | 0 | 0 |  | 0 | 0 | 0 |  | #VALUE! | #VALUE! | #VALUE! | #VALUE! |  |  | #VALUE! | #VALUE! | 0 | 0 | 0.20123 | 0.20123 | #VALUE! | #VALUE! | #VALUE! | #VALUE! | 0 | 0 | 0.20123 | 0.20123 | #VALUE! | #VALUE! | #VALUE! | #VALUE! | 0 | 0 | 0.20123 | 0.20123 | #VALUE! | #VALUE! |  |  |  | #VALUE! | #VALUE! | #VALUE! | #VALUE! | #VALUE! | #VALUE! | #VALUE!
Saturday | 8 | 13 | 4 | 5380 | 0 | 0 | 0 | 0 | 0 | 0 | 0 | 0 | 0 | 0 | 0 | 0 | 0 | 0 | 0 | 0 | 0 | 0 | 0 | 0 | 0 | 0 | 0 | 0.0009375 | 0.034665 | 0 | 0.17398 | 0.14324 | 0.374 | 0 | 0 | 0 | 0 | 0 | 0 | 0 | 0 | 0 | 0 | 0 |  | 0 | 0 | 0 |  | #VALUE! | #VALUE! | #VALUE! | #VALUE! |  |  | #VALUE! | #VALUE! | 0 | 0 | 0.20123 | 0.20123 | #VALUE! | #VALUE! | #VALUE! | #VALUE! | 0 | 0 | 0.20123 | 0.20123 | #VALUE! | #VALUE! | #VALUE! | #VALUE! | 0 | 0 | 0.20123 | 0.20123 | #VALUE! | #VALUE! |  |  |  | #VALUE! | #VALUE! | #VALUE! | #VALUE! | #VALUE! | #VALUE! | #VALUE!
Saturday | 8 | 13 | 5 | 5381 | 0 | 0 | 0 | 0 | 0 | 0 | 0 | 0 | 0 | 0 | 0 | 0 | 0 | 0 | 0 | 0 | 0 | 0 | 0 | 0 | 0 | 0 | 0 | 0.00096875 | 0.034668 | 0 | 0.16033 | 0.094879 | 0.321 | 0 | 0 | 0 | 0 | 0 | 0 | 0 | 0 | 0 | 0 | 0 |  | 0 | 0 | 0 |  | #VALUE! | #VALUE! | #VALUE! | #VALUE! |  |  | #VALUE! | #VALUE! | 0 | 0 | 0.20123 | 0.20123 | #VALUE! | #VALUE! | #VALUE! | #VALUE! | 0 | 0 | 0.20123 | 0.20123 | #VALUE! | #VALUE! | #VALUE! | #VALUE! | 0 | 0 | 0.20123 | 0.20123 | #VALUE! | #VALUE! |  |  |  | #VALUE! | #VALUE! | #VALUE! | #VALUE! | #VALUE! | #VALUE! | #VALUE!
Saturday | 8 | 13 | 6 | 5382 | 0 | 0 | 0 | 0 | 0 | 0 | 0 | 0 | 0 | 0 | 0 | 0 | 0 | 0 | 0 | 0 | 0 | 0 | 0 | 0 | 0 | 0 | 0 | 0 | 0.034687 | 0 | 0.1671 | 0.08079 | 0.288 | 0 | 0 | 0 | 0 | 0 | 0 | 0 | 0 | 0 | 0 | 0 |  | 0 | 0 | 0 |  | #VALUE! | #VALUE! | #VALUE! | #VALUE! |  |  | #VALUE! | #VALUE! | 0 | 0 | 0.20123 | 0.20123 | #VALUE! | #VALUE! | #VALUE! | #VALUE! | 0 | 0 | 0.20123 | 0.20123 | #VALUE! | #VALUE! | #VALUE! | #VALUE! | 0 | 0 | 0.20123 | 0.20123 | #VALUE! | #VALUE! |  |  |  | #VALUE! | #VALUE! | #VALUE! | #VALUE! | #VALUE! | #VALUE! | #VALUE!
Saturday | 8 | 13 | 7 | 5383 | 0 | 0 | 0 | 0 | 0 | 0 | 0 | 0 | 0 | 0 | 0 | 0 | 0 | 0 | 0 | 0 | 0 | 0 | 0 | 0 | 0 | 0 | 0 | 0.0050625 | 0.034686 | 0 | 0.20395 | 0.14777 | 0.385 | 0 | 0 | 0 | 0 | 0 | 0 | 0 | 0 | 0 | 0 | 0 |  | 0 | 0 | 0 |  | #VALUE! | #VALUE! | #VALUE! | #VALUE! |  |  | #VALUE! | #VALUE! | 0 | 0 | 0.20123 | 0.20123 | #VALUE! | #VALUE! | #VALUE! | #VALUE! | 0 | 0 | 0.20123 | 0.20123 | #VALUE! | #VALUE! | #VALUE! | #VALUE! | 0 | 0 | 0.20123 | 0.20123 | #VALUE! | #VALUE! |  |  |  | #VALUE! | #VALUE! | #VALUE! | #VALUE! | #VALUE! | #VALUE! | #VALUE!
Saturday | 8 | 13 | 8 | 5384 | 0 | 0 | 0 | 0 | 0 | 0 | 0 | 0 | 0 | 0 | 0 | 0 | 0 | 0 | 0 | 0 | 0 | 0 | 0 | 0 | 0 | 0 | 0 | 0.013511 | 0.037802 | 0 | 0.20102 | 0.20997 | 0.462 | 0 | 0 | 0 | 0 | 0 | 0 | 0 | 0 | 0 | 0 | 0 |  | 0 | 0 | 0 |  | #VALUE! | #VALUE! | #VALUE! | #VALUE! |  |  | #VALUE! | #VALUE! | 0 | 0 | 0.20123 | 0.20123 | #VALUE! | #VALUE! | #VALUE! | #VALUE! | 0 | 0 | 0.20123 | 0.20123 | #VALUE! | #VALUE! | #VALUE! | #VALUE! | 0 | 0 | 0.20123 | 0.20123 | #VALUE! | #VALUE! |  |  |  | #VALUE! | #VALUE! | #VALUE! | #VALUE! | #VALUE! | #VALUE! | #VALUE!
Saturday | 8 | 13 | 9 | 5385 | 0 | 0 | 0 | 0 | 0 | 0 | 0 | 0 | 0 | 0 | 0 | 0 | 0 | 0 | 0 | 0 | 0 | 0 | 0 | 0 | 0 | 0.096 | 0.299 | 0.29016 | 0.49677 | 0 | 0.19202 | 0.40365 | 0.6 | 0 | 0 | 0 | 0 | 0 | 0 | 0 | 0 | 0 | 0 | 0 |  | 0 | 0 | 0 |  | #VALUE! | #VALUE! | #VALUE! | #VALUE! |  |  | #VALUE! | #VALUE! | 0 | 0 | 0.20123 | 0.20123 | #VALUE! | #VALUE! | #VALUE! | #VALUE! | 0 | 0 | 0.20123 | 0.20123 | #VALUE! | #VALUE! | #VALUE! | #VALUE! | 0 | 0 | 0.20123 | 0.20123 | #VALUE! | #VALUE! |  |  |  | #VALUE! | #VALUE! | #VALUE! | #VALUE! | #VALUE! | #VALUE! | #VALUE!
Saturday | 8 | 13 | 10 | 5386 | 0 | 0 | 0 | 0 | 0 | 0 | 0 | 0 | 0 | 0 | 0 | 0 | 0 | 0 | 0 | 0 | 0 | 0 | 0 | 0 | 0 | 0.31 | 0.48875 | 0.46455 | 0.5475 | 0.02025 | 0.091243 | 0.52402 | 0.638 | 0 | 0 | 0 | 0 | 0 | 0 | 0 | 0 | 0 | 0 | 0 |  | 0 | 0 | 0 |  | #VALUE! | #VALUE! | #VALUE! | #VALUE! |  |  | #VALUE! | #VALUE! | 0 | 0 | 0.20123 | 0.20123 | #VALUE! | #VALUE! | #VALUE! | #VALUE! | 0 | 0 | 0.20123 | 0.20123 | #VALUE! | #VALUE! | #VALUE! | #VALUE! | 0 | 0 | 0.20123 | 0.20123 | #VALUE! | #VALUE! |  |  |  | #VALUE! | #VALUE! | #VALUE! | #VALUE! | #VALUE! | #VALUE! | #VALUE!
Saturday | 8 | 13 | 11 | 5387 | 0 | 0 | 0 | 0 | 0 | 0 | 0 | 0 | 0 | 0 | 0 | 0 | 0 | 0 | 0 | 0 | 0 | 0 | 0 | 0 | 0 | 0.324 | 0.5365 | 0.49754 | 0.59545 | 0.03275 | 0.044682 | 0.56075 | 0.639 | 0 | 0 | 0 | 0 | 0 | 0 | 0 | 0 | 0 | 0 | 0 |  | 0 | 0 | 0 |  | #VALUE! | #VALUE! | #VALUE! | #VALUE! |  |  | #VALUE! | #VALUE! | 0 | 0 | 0.20123 | 0.20123 | #VALUE! | #VALUE! | #VALUE! | #VALUE! | 0 | 0 | 0.20123 | 0.20123 | #VALUE! | #VALUE! | #VALUE! | #VALUE! | 0 | 0 | 0.20123 | 0.20123 | #VALUE! | #VALUE! |  |  |  | #VALUE! | #VALUE! | #VALUE! | #VALUE! | #VALUE! | #VALUE! | #VALUE!
Saturday | 8 | 13 | 12 | 5388 | 0 | 0 | 0 | 0 | 0 | 0 | 0 | 0 | 0 | 0 | 0 | 0 | 0 | 0 | 0 | 0 | 0 | 0 | 0 | 0 | 0 | 0.415 | 0.63708 | 0.5917 | 0.66313 | 0.0345 | 0.093037 | 0.64203 | 0.694 | 0 | 0 | 0 | 0 | 0 | 0 | 0 | 0 | 0 | 0 | 0 |  | 0 | 0 | 0 |  | #VALUE! | #VALUE! | #VALUE! | #VALUE! |  |  | #VALUE! | #VALUE! | 0 | 0 | 0.20123 | 0.20123 | #VALUE! | #VALUE! | #VALUE! | #VALUE! | 0 | 0 | 0.20123 | 0.20123 | #VALUE! | #VALUE! | #VALUE! | #VALUE! | 0 | 0 | 0.20123 | 0.20123 | #VALUE! | #VALUE! |  |  |  | #VALUE! | #VALUE! | #VALUE! | #VALUE! | #VALUE! | #VALUE! | #VALUE!
Saturday | 8 | 13 | 13 | 5389 | 0 | 0 | 0 | 0 | 0 | 0 | 0 | 0 | 0 | 0 | 0 | 0 | 0 | 0 | 0 | 0 | 0 | 0 | 0 | 0 | 0 | 0.432 | 0.64917 | 0.60342 | 0.64615 | 0.074 | 0.14053 | 0.6483 | 0.689 | 0 | 0 | 0 | 0 | 0 | 0 | 0 | 0 | 0 | 0 | 0 |  | 0 | 0 | 0 |  | #VALUE! | #VALUE! | #VALUE! | #VALUE! |  |  | #VALUE! | #VALUE! | 0 | 0 | 0.20123 | 0.20123 | #VALUE! | #VALUE! | #VALUE! | #VALUE! | 0 | 0 | 0.20123 | 0.20123 | #VALUE! | #VALUE! | #VALUE! | #VALUE! | 0 | 0 | 0.20123 | 0.20123 | #VALUE! | #VALUE! |  |  |  | #VALUE! | #VALUE! | #VALUE! | #VALUE! | #VALUE! | #VALUE! | #VALUE!
Saturday | 8 | 13 | 14 | 5390 | 0 | 0 | 0 | 0 | 0 | 0 | 0 | 0 | 0 | 0 | 0 | 0 | 0 | 0 | 0 | 0 | 0 | 0 | 0 | 0 | 0 | 0.445 | 0.6495 | 0.60468 | 0.62887 | 0.16475 | 0.2062 | 0.64543 | 0.674 | 0 | 0 | 0 | 0 | 0 | 0 | 0 | 0 | 0 | 0 | 0 |  | 0 | 0 | 0 |  | #VALUE! | #VALUE! | #VALUE! | #VALUE! |  |  | #VALUE! | #VALUE! | 0 | 0 | 0.20123 | 0.20123 | #VALUE! | #VALUE! | #VALUE! | #VALUE! | 0 | 0 | 0.20123 | 0.20123 | #VALUE! | #VALUE! | #VALUE! | #VALUE! | 0 | 0 | 0.20123 | 0.20123 | #VALUE! | #VALUE! |  |  |  | #VALUE! | #VALUE! | #VALUE! | #VALUE! | #VALUE! | #VALUE! | #VALUE!
Saturday | 8 | 13 | 15 | 5391 | 0 | 0 | 0 | 0 | 0 | 0 | 0 | 0 | 0 | 0 | 0 | 0 | 0 | 0 | 0 | 0 | 0 | 0 | 0 | 0 | 0 | 0.4335 | 0.62925 | 0.58364 | 0.59124 | 0.13775 | 0.1871 | 0.629 | 0.655 | 0 | 0 | 0 | 0 | 0 | 0 | 0 | 0 | 0 | 0 | 0 |  | 0 | 0 | 0 |  | #VALUE! | #VALUE! | #VALUE! | #VALUE! |  |  | #VALUE! | #VALUE! | 0 | 0 | 0.20123 | 0.20123 | #VALUE! | #VALUE! | #VALUE! | #VALUE! | 0 | 0 | 0.20123 | 0.20123 | #VALUE! | #VALUE! | #VALUE! | #VALUE! | 0 | 0 | 0.20123 | 0.20123 | #VALUE! | #VALUE! |  |  |  | #VALUE! | #VALUE! | #VALUE! | #VALUE! | #VALUE! | #VALUE! | #VALUE!
Saturday | 8 | 13 | 16 | 5392 | 0 | 0 | 0 | 0 | 0 | 0 | 0 | 0 | 0 | 0 | 0 | 0 | 0 | 0 | 0 | 0 | 0 | 0 | 0 | 0 | 0 | 0.2115 | 0.28058 | 0.24227 | 0.22856 | 0.19325 | 0.23471 | 0.36568 | 0.449 | 0 | 0 | 0 | 0 | 0 | 0 | 0 | 0 | 0 | 0 | 0 |  | 0 | 0 | 0 |  | #VALUE! | #VALUE! | #VALUE! | #VALUE! |  |  | #VALUE! | #VALUE! | 0 | 0 | 0.20123 | 0.20123 | #VALUE! | #VALUE! | #VALUE! | #VALUE! | 0 | 0 | 0.20123 | 0.20123 | #VALUE! | #VALUE! | #VALUE! | #VALUE! | 0 | 0 | 0.20123 | 0.20123 | #VALUE! | #VALUE! |  |  |  | #VALUE! | #VALUE! | #VALUE! | #VALUE! | #VALUE! | #VALUE! | #VALUE!
Saturday | 8 | 13 | 17 | 5393 | 0 | 0 | 0 | 0 | 0 | 0 | 0 | 0 | 0 | 0 | 0 | 0 | 0 | 0 | 0 | 0 | 0 | 0 | 0 | 0 | 0 | 0.2935 | 0.38275 | 0.37522 | 0.47993 | 0.2025 | 0.18735 | 0.45046 | 0.501 | 0 | 0 | 0 | 0 | 0 | 0 | 0 | 0 | 0 | 0 | 0 |  | 0 | 0 | 0 |  | #VALUE! | #VALUE! | #VALUE! | #VALUE! |  |  | #VALUE! | #VALUE! | 0 | 0 | 0.20123 | 0.20123 | #VALUE! | #VALUE! | #VALUE! | #VALUE! | 0 | 0 | 0.20123 | 0.20123 | #VALUE! | #VALUE! | #VALUE! | #VALUE! | 0 | 0 | 0.20123 | 0.20123 | #VALUE! | #VALUE! |  |  |  | #VALUE! | #VALUE! | #VALUE! | #VALUE! | #VALUE! | #VALUE! | #VALUE!
Saturday | 8 | 13 | 18 | 5394 | 0 | 0 | 0 | 0 | 0 | 0 | 0 | 0 | 0 | 0 | 0 | 0 | 0 | 0 | 0 | 0 | 0 | 0 | 0 | 0 | 0 | 0.246 | 0.31017 | 0.29933 | 0.41604 | 0.1095 | 0.14035 | 0.38929 | 0.461 | 0 | 0 | 0 | 0 | 0 | 0 | 0 | 0 | 0 | 0 | 0 |  | 0 | 0 | 0 |  | #VALUE! | #VALUE! | #VALUE! | #VALUE! |  |  | #VALUE! | #VALUE! | 0 | 0 | 0.20123 | 0.20123 | #VALUE! | #VALUE! | #VALUE! | #VALUE! | 0 | 0 | 0.20123 | 0.20123 | #VALUE! | #VALUE! | #VALUE! | #VALUE! | 0 | 0 | 0.20123 | 0.20123 | #VALUE! | #VALUE! |  |  |  | #VALUE! | #VALUE! | #VALUE! | #VALUE! | #VALUE! | #VALUE! | #VALUE!
Saturday | 8 | 13 | 19 | 5395 | 0 | 0 | 0 | 0 | 0 | 0 | 0 | 0 | 0 | 0 | 0 | 0 | 0 | 0 | 0 | 0 | 0 | 0 | 0 | 0 | 0 | 0.1875 | 0.21875 | 0.2028 | 0.21546 | 0.07525 | 0.080155 | 0.36218 | 0.479 | 0 | 0 | 0 | 0 | 0 | 0 | 0 | 0 | 0 | 0 | 0 |  | 0 | 0 | 0 |  | #VALUE! | #VALUE! | #VALUE! | #VALUE! |  |  | #VALUE! | #VALUE! | 0 | 0 | 0.20123 | 0.20123 | #VALUE! | #VALUE! | #VALUE! | #VALUE! | 0 | 0 | 0.20123 | 0.20123 | #VALUE! | #VALUE! | #VALUE! | #VALUE! | 0 | 0 | 0.20123 | 0.20123 | #VALUE! | #VALUE! |  |  |  | #VALUE! | #VALUE! | #VALUE! | #VALUE! | #VALUE! | #VALUE! | #VALUE!
Saturday | 8 | 13 | 20 | 5396 | 0 | 0 | 0 | 0 | 0 | 0 | 0 | 0 | 0 | 0 | 0 | 0 | 0 | 0 | 0 | 0 | 0 | 0 | 0 | 0 | 0 | 0.1695 | 0.16717 | 0.14003 | 0.19353 | 0 | 0.043733 | 0.30212 | 0.419 | 0 | 0 | 0 | 0 | 0 | 0 | 0 | 0 | 0 | 0 | 0 |  | 0 | 0 | 0 |  | #VALUE! | #VALUE! | #VALUE! | #VALUE! |  |  | #VALUE! | #VALUE! | 0 | 0 | 0.20123 | 0.20123 | #VALUE! | #VALUE! | #VALUE! | #VALUE! | 0 | 0 | 0.20123 | 0.20123 | #VALUE! | #VALUE! | #VALUE! | #VALUE! | 0 | 0 | 0.20123 | 0.20123 | #VALUE! | #VALUE! |  |  |  | #VALUE! | #VALUE! | #VALUE! | #VALUE! | #VALUE! | #VALUE! | #VALUE!
Saturday | 8 | 13 | 21 | 5397 | 0 | 0 | 0 | 0 | 0 | 0 | 0 | 0 | 0 | 0 | 0 | 0 | 0 | 0 | 0 | 0 | 0 | 0 | 0 | 0 | 0 | 0.1625 | 0.15658 | 0.1293 | 0.19417 | 0 | 0.035297 | 0.31153 | 0.447 | 0 | 0 | 0 | 0 | 0 | 0 | 0 | 0 | 0 | 0 | 0 |  | 0 | 0 | 0 |  | #VALUE! | #VALUE! | #VALUE! | #VALUE! |  |  | #VALUE! | #VALUE! | 0 | 0 | 0.20123 | 0.20123 | #VALUE! | #VALUE! | #VALUE! | #VALUE! | 0 | 0 | 0.20123 | 0.20123 | #VALUE! | #VALUE! | #VALUE! | #VALUE! | 0 | 0 | 0.20123 | 0.20123 | #VALUE! | #VALUE! |  |  |  | #VALUE! | #VALUE! | #VALUE! | #VALUE! | #VALUE! | #VALUE! | #VALUE!
Saturday | 8 | 13 | 22 | 5398 | 0 | 0 | 0 | 0 | 0 | 0 | 0 | 0 | 0 | 0 | 0 | 0 | 0 | 0 | 0 | 0 | 0 | 0 | 0 | 0 | 0 | 0.148 | 0.0075 | 0.018741 | 0.034931 | 0 | 0.019682 | 0.2104 | 0.389 | 0 | 0 | 0 | 0 | 0 | 0 | 0 | 0 | 0 | 0 | 0 |  | 0 | 0 | 0 |  | #VALUE! | #VALUE! | #VALUE! | #VALUE! |  |  | #VALUE! | #VALUE! | 0 | 0 | 0.20123 | 0.20123 | #VALUE! | #VALUE! | #VALUE! | #VALUE! | 0 | 0 | 0.20123 | 0.20123 | #VALUE! | #VALUE! | #VALUE! | #VALUE! | 0 | 0 | 0.20123 | 0.20123 | #VALUE! | #VALUE! |  |  |  | #VALUE! | #VALUE! | #VALUE! | #VALUE! | #VALUE! | #VALUE! | #VALUE!
Saturday | 8 | 13 | 23 | 5399 | 0 | 0 | 0 | 0 | 0 | 0 | 0 | 0 | 0 | 0 | 0 | 0 | 0 | 0 | 0 | 0 | 0 | 0 | 0 | 0 | 0 | 0 | 0 | 0.011832 | 0.034374 | 0 | 0.045578 | 0.16079 | 0.349 | 0 | 0 | 0 | 0 | 0 | 0 | 0 | 0 | 0 | 0 | 0 |  | 0 | 0 | 0 |  | #VALUE! | #VALUE! | #VALUE! | #VALUE! |  |  | #VALUE! | #VALUE! | 0 | 0 | 0.20123 | 0.20123 | #VALUE! | #VALUE! | #VALUE! | #VALUE! | 0 | 0 | 0.20123 | 0.20123 | #VALUE! | #VALUE! | #VALUE! | #VALUE! | 0 | 0 | 0.20123 | 0.20123 | #VALUE! | #VALUE! |  |  |  | #VALUE! | #VALUE! | #VALUE! | #VALUE! | #VALUE! | #VALUE! | #VALUE!
Saturday | 8 | 13 | 24 | 5400 | 0 | 0 | 0 | 0 | 0 | 0 | 0 | 0 | 0 | 0 | 0 | 0 | 0 | 0 | 0 | 0 | 0 | 0 | 0 | 0 | 0 | 0 | 0 | 0.0019545 | 0.034397 | 0 | 0.052999 | 0.1839 | 0.391 | 0 | 0 | 0 | 0 | 0 | 0 | 0 | 0 | 0 | 0 | 0 |  | 0 | 0 | 0 |  | #VALUE! | #VALUE! | #VALUE! | #VALUE! |  |  | #VALUE! | #VALUE! | 0 | 0 | 0.20123 | 0.20123 | #VALUE! | #VALUE! | #VALUE! | #VALUE! | 0 | 0 | 0.20123 | 0.20123 | #VALUE! | #VALUE! | #VALUE! | #VALUE! | 0 | 0 | 0.20123 | 0.20123 | #VALUE! | #VALUE! |  |  |  | #VALUE! | #VALUE! | #VALUE! | #VALUE! | #VALUE! | #VALUE! | #VALUE!
Sunday | 8 | 14 | 1 | 5401 | 0 | 0 | 0 | 0 | 0 | 0 | 0 | 0 | 0 | 0 | 0 | 0 | 0 | 0 | 0 | 0 | 0 | 0 | 0 | 0 | 0 | 0 | 0 | 0 | 0.033816 | 0 | 0.043003 | 0.10762 | 0.299 | 0 | 0 | 0 | 0 | 0 | 0 | 0 | 0 | 0 | 0 | 0 |  | 0 | 0 | 0 |  | #VALUE! | #VALUE! | #VALUE! | #VALUE! |  |  | #VALUE! | #VALUE! | 0 | 0 | 0.20123 | 0.20123 | #VALUE! | #VALUE! | #VALUE! | #VALUE! | 0 | 0 | 0.20123 | 0.20123 | #VALUE! | #VALUE! | #VALUE! | #VALUE! | 0 | 0 | 0.20123 | 0.20123 | #VALUE! | #VALUE! |  |  |  | #VALUE! | #VALUE! | #VALUE! | #VALUE! | #VALUE! | #VALUE! | #VALUE!
Sunday | 8 | 14 | 2 | 5402 | 0 | 0 | 0 | 0 | 0 | 0 | 0 | 0 | 0 | 0 | 0 | 0 | 0 | 0 | 0 | 0 | 0 | 0 | 0 | 0 | 0 | 0 | 0 | 0 | 0.033819 | 0 | 0.039435 | 0.061779 | 0.24 | 0 | 0 | 0 | 0 | 0 | 0 | 0 | 0 | 0 | 0 | 0 |  | 0 | 0 | 0 |  | #VALUE! | #VALUE! | #VALUE! | #VALUE! |  |  | #VALUE! | #VALUE! | 0 | 0 | 0.20123 | 0.20123 | #VALUE! | #VALUE! | #VALUE! | #VALUE! | 0 | 0 | 0.20123 | 0.20123 | #VALUE! | #VALUE! | #VALUE! | #VALUE! | 0 | 0 | 0.20123 | 0.20123 | #VALUE! | #VALUE! |  |  |  | #VALUE! | #VALUE! | #VALUE! | #VALUE! | #VALUE! | #VALUE! | #VALUE!
Sunday | 8 | 14 | 3 | 5403 | 0 | 0 | 0 | 0 | 0 | 0 | 0 | 0 | 0 | 0 | 0 | 0 | 0 | 0 | 0 | 0 | 0 | 0 | 0 | 0 | 0 | 0 | 0 | 0 | 0.033283 | 0 | 0.041098 | 0.05755 | 0.239 | 0 | 0 | 0 | 0 | 0 | 0 | 0 | 0 | 0 | 0 | 0 |  | 0 | 0 | 0 |  | #VALUE! | #VALUE! | #VALUE! | #VALUE! |  |  | #VALUE! | #VALUE! | 0 | 0 | 0.20123 | 0.20123 | #VALUE! | #VALUE! | #VALUE! | #VALUE! | 0 | 0 | 0.20123 | 0.20123 | #VALUE! | #VALUE! | #VALUE! | #VALUE! | 0 | 0 | 0.20123 | 0.20123 | #VALUE! | #VALUE! |  |  |  | #VALUE! | #VALUE! | #VALUE! | #VALUE! | #VALUE! | #VALUE! | #VALUE!
Sunday | 8 | 14 | 4 | 5404 | 0 | 0 | 0 | 0 | 0 | 0 | 0 | 0 | 0 | 0 | 0 | 0 | 0 | 0 | 0 | 0 | 0 | 0 | 0 | 0 | 0 | 0 | 0 | 0 | 0.030867 | 0 | 0.037297 | 0.036087 | 0.188 | 0 | 0 | 0 | 0 | 0 | 0 | 0 | 0 | 0 | 0 | 0 |  | 0 | 0 | 0 |  | #VALUE! | #VALUE! | #VALUE! | #VALUE! |  |  | #VALUE! | #VALUE! | 0 | 0 | 0.20123 | 0.20123 | #VALUE! | #VALUE! | #VALUE! | #VALUE! | 0 | 0 | 0.20123 | 0.20123 | #VALUE! | #VALUE! | #VALUE! | #VALUE! | 0 | 0 | 0.20123 | 0.20123 | #VALUE! | #VALUE! |  |  |  | #VALUE! | #VALUE! | #VALUE! | #VALUE! | #VALUE! | #VALUE! | #VALUE!
Sunday | 8 | 14 | 5 | 5405 | 0 | 0 | 0 | 0 | 0 | 0 | 0 | 0 | 0 | 0 | 0 | 0 | 0 | 0 | 0 | 0 | 0 | 0 | 0 | 0 | 0 | 0 | 0 | 0 | 0.0297 | 0 | 0.038722 | 0.0331 | 0.171 | 0 | 0 | 0 | 0 | 0 | 0 | 0 | 0 | 0 | 0 | 0 |  | 0 | 0 | 0 |  | #VALUE! | #VALUE! | #VALUE! | #VALUE! |  |  | #VALUE! | #VALUE! | 0 | 0 | 0.20123 | 0.20123 | #VALUE! | #VALUE! | #VALUE! | #VALUE! | 0 | 0 | 0.20123 | 0.20123 | #VALUE! | #VALUE! | #VALUE! | #VALUE! | 0 | 0 | 0.20123 | 0.20123 | #VALUE! | #VALUE! |  |  |  | #VALUE! | #VALUE! | #VALUE! | #VALUE! | #VALUE! | #VALUE! | #VALUE!
Sunday | 8 | 14 | 6 | 5406 | 0 | 0 | 0 | 0 | 0 | 0 | 0 | 0 | 0 | 0 | 0 | 0 | 0 | 0 | 0 | 0 | 0 | 0 | 0 | 0 | 0 | 0 | 0 | 0.002125 | 0.030833 | 0 | 0.04963 | 0.09913 | 0.286 | 0 | 0 | 0 | 0 | 0 | 0 | 0 | 0 | 0 | 0 | 0 |  | 0 | 0 | 0 |  | #VALUE! | #VALUE! | #VALUE! | #VALUE! |  |  | #VALUE! | #VALUE! | 0 | 0 | 0.20123 | 0.20123 | #VALUE! | #VALUE! | #VALUE! | #VALUE! | 0 | 0 | 0.20123 | 0.20123 | #VALUE! | #VALUE! | #VALUE! | #VALUE! | 0 | 0 | 0.20123 | 0.20123 | #VALUE! | #VALUE! |  |  |  | #VALUE! | #VALUE! | #VALUE! | #VALUE! | #VALUE! | #VALUE! | #VALUE!
Sunday | 8 | 14 | 7 | 5407 | 0 | 0 | 0 | 0 | 0 | 0 | 0 | 0 | 0 | 0 | 0 | 0 | 0 | 0 | 0 | 0 | 0 | 0 | 0 | 0 | 0 | 0 | 0 | 0.0044375 | 0.036715 | 0 | 0.063349 | 0.14054 | 0.377 | 0 | 0 | 0 | 0 | 0 | 0 | 0 | 0 | 0 | 0 | 0 |  | 0 | 0 | 0 |  | #VALUE! | #VALUE! | #VALUE! | #VALUE! |  |  | #VALUE! | #VALUE! | 0 | 0 | 0.20123 | 0.20123 | #VALUE! | #VALUE! | #VALUE! | #VALUE! | 0 | 0 | 0.20123 | 0.20123 | #VALUE! | #VALUE! | #VALUE! | #VALUE! | 0 | 0 | 0.20123 | 0.20123 | #VALUE! | #VALUE! |  |  |  | #VALUE! | #VALUE! | #VALUE! | #VALUE! | #VALUE! | #VALUE! | #VALUE!
Sunday | 8 | 14 | 8 | 5408 | 0 | 0 | 0 | 0 | 0 | 0 | 0 | 0 | 0 | 0 | 0 | 0 | 0 | 0 | 0 | 0 | 0 | 0 | 0 | 0 | 0 | 0 | 0.13575 | 0.12903 | 0.30747 | 0 | 0.080371 | 0.30291 | 0.517 | 0 | 0 | 0 | 0 | 0 | 0 | 0 | 0 | 0 | 0 | 0 |  | 0 | 0 | 0 |  | #VALUE! | #VALUE! | #VALUE! | #VALUE! |  |  | #VALUE! | #VALUE! | 0 | 0 | 0.20123 | 0.20123 | #VALUE! | #VALUE! | #VALUE! | #VALUE! | 0 | 0 | 0.20123 | 0.20123 | #VALUE! | #VALUE! | #VALUE! | #VALUE! | 0 | 0 | 0.20123 | 0.20123 | #VALUE! | #VALUE! |  |  |  | #VALUE! | #VALUE! | #VALUE! | #VALUE! | #VALUE! | #VALUE! | #VALUE!
Sunday | 8 | 14 | 9 | 5409 | 0 | 0 | 0 | 0 | 0 | 0 | 0 | 0 | 0 | 0 | 0 | 0 | 0 | 0 | 0 | 0 | 0 | 0 | 0 | 0 | 0 | 0.283 | 0.45383 | 0.43512 | 0.54712 | 0 | 0.096841 | 0.50586 | 0.627 | 0 | 0 | 0 | 0 | 0 | 0 | 0 | 0 | 0 | 0 | 0 |  | 0 | 0 | 0 |  | #VALUE! | #VALUE! | #VALUE! | #VALUE! |  |  | #VALUE! | #VALUE! | 0 | 0 | 0.20123 | 0.20123 | #VALUE! | #VALUE! | #VALUE! | #VALUE! | 0 | 0 | 0.20123 | 0.20123 | #VALUE! | #VALUE! | #VALUE! | #VALUE! | 0 | 0 | 0.20123 | 0.20123 | #VALUE! | #VALUE! |  |  |  | #VALUE! | #VALUE! | #VALUE! | #VALUE! | #VALUE! | #VALUE! | #VALUE!
Sunday | 8 | 14 | 10 | 5410 | 0 | 0 | 0 | 0 | 0 | 0 | 0 | 0 | 0 | 0 | 0 | 0 | 0 | 0 | 0 | 0 | 0 | 0 | 0 | 0 | 0 | 0.348 | 0.5355 | 0.5136 | 0.60534 | 0 | 0.098647 | 0.58135 | 0.673 | 0 | 0 | 0 | 0 | 0 | 0 | 0 | 0 | 0 | 0 | 0 |  | 0 | 0 | 0 |  | #VALUE! | #VALUE! | #VALUE! | #VALUE! |  |  | #VALUE! | #VALUE! | 0 | 0 | 0.20123 | 0.20123 | #VALUE! | #VALUE! | #VALUE! | #VALUE! | 0 | 0 | 0.20123 | 0.20123 | #VALUE! | #VALUE! | #VALUE! | #VALUE! | 0 | 0 | 0.20123 | 0.20123 | #VALUE! | #VALUE! |  |  |  | #VALUE! | #VALUE! | #VALUE! | #VALUE! | #VALUE! | #VALUE! | #VALUE!
Sunday | 8 | 14 | 11 | 5411 | 0 | 0 | 0 | 0 | 0 | 0 | 0 | 0 | 0 | 0 | 0 | 0 | 0 | 0 | 0 | 0 | 0 | 0 | 0 | 0 | 0 | 0.4085 | 0.61608 | 0.58567 | 0.66455 | 0.01225 | 0.099458 | 0.65155 | 0.713 | 0 | 0 | 0 | 0 | 0 | 0 | 0 | 0 | 0 | 0 | 0 |  | 0 | 0 | 0 |  | #VALUE! | #VALUE! | #VALUE! | #VALUE! |  |  | #VALUE! | #VALUE! | 0 | 0 | 0.20123 | 0.20123 | #VALUE! | #VALUE! | #VALUE! | #VALUE! | 0 | 0 | 0.20123 | 0.20123 | #VALUE! | #VALUE! | #VALUE! | #VALUE! | 0 | 0 | 0.20123 | 0.20123 | #VALUE! | #VALUE! |  |  |  | #VALUE! | #VALUE! | #VALUE! | #VALUE! | #VALUE! | #VALUE! | #VALUE!
Sunday | 8 | 14 | 12 | 5412 | 0 | 0 | 0 | 0 | 0 | 0 | 0 | 0 | 0 | 0 | 0 | 0 | 0 | 0 | 0 | 0 | 0 | 0 | 0 | 0 | 0 | 0.4495 | 0.68167 | 0.64059 | 0.69581 | 0.06675 | 0.083344 | 0.70004 | 0.748 | 0 | 0 | 0 | 0 | 0 | 0 | 0 | 0 | 0 | 0 | 0 |  | 0 | 0 | 0 |  | #VALUE! | #VALUE! | #VALUE! | #VALUE! |  |  | #VALUE! | #VALUE! | 0 | 0 | 0.20123 | 0.20123 | #VALUE! | #VALUE! | #VALUE! | #VALUE! | 0 | 0 | 0.20123 | 0.20123 | #VALUE! | #VALUE! | #VALUE! | #VALUE! | 0 | 0 | 0.20123 | 0.20123 | #VALUE! | #VALUE! |  |  |  | #VALUE! | #VALUE! | #VALUE! | #VALUE! | #VALUE! | #VALUE! | #VALUE!
Sunday | 8 | 14 | 13 | 5413 | 0 | 0 | 0 | 0 | 0 | 0 | 0 | 0 | 0 | 0 | 0 | 0 | 0 | 0 | 0 | 0 | 0 | 0 | 0 | 0 | 0 | 0.453 | 0.65825 | 0.62207 | 0.64077 | 0.1305 | 0.13668 | 0.68298 | 0.72 | 0 | 0 | 0 | 0 | 0 | 0 | 0 | 0 | 0 | 0 | 0 |  | 0 | 0 | 0 |  | #VALUE! | #VALUE! | #VALUE! | #VALUE! |  |  | #VALUE! | #VALUE! | 0 | 0 | 0.20123 | 0.20123 | #VALUE! | #VALUE! | #VALUE! | #VALUE! | 0 | 0 | 0.20123 | 0.20123 | #VALUE! | #VALUE! | #VALUE! | #VALUE! | 0 | 0 | 0.20123 | 0.20123 | #VALUE! | #VALUE! |  |  |  | #VALUE! | #VALUE! | #VALUE! | #VALUE! | #VALUE! | #VALUE! | #VALUE!
Sunday | 8 | 14 | 14 | 5414 | 0 | 0 | 0 | 0 | 0 | 0 | 0 | 0 | 0 | 0 | 0 | 0 | 0 | 0 | 0 | 0 | 0 | 0 | 0 | 0 | 0 | 0.4505 | 0.64042 | 0.60643 | 0.61306 | 0.0975 | 0.18954 | 0.65341 | 0.683 | 0 | 0 | 0 | 0 | 0 | 0 | 0 | 0 | 0 | 0 | 0 |  | 0 | 0 | 0 |  | #VALUE! | #VALUE! | #VALUE! | #VALUE! |  |  | #VALUE! | #VALUE! | 0 | 0 | 0.20123 | 0.20123 | #VALUE! | #VALUE! | #VALUE! | #VALUE! | 0 | 0 | 0.20123 | 0.20123 | #VALUE! | #VALUE! | #VALUE! | #VALUE! | 0 | 0 | 0.20123 | 0.20123 | #VALUE! | #VALUE! |  |  |  | #VALUE! | #VALUE! | #VALUE! | #VALUE! | #VALUE! | #VALUE! | #VALUE!
Sunday | 8 | 14 | 15 | 5415 | 0 | 0 | 0 | 0 | 0 | 0 | 0 | 0 | 0 | 0 | 0 | 0 | 0 | 0 | 0 | 0 | 0 | 0 | 0 | 0 | 0 | 0.4665 | 0.662 | 0.62652 | 0.6179 | 0.11475 | 0.20289 | 0.67772 | 0.705 | 0 | 0 | 0 | 0 | 0 | 0 | 0 | 0 | 0 | 0 | 0 |  | 0 | 0 | 0 |  | #VALUE! | #VALUE! | #VALUE! | #VALUE! |  |  | #VALUE! | #VALUE! | 0 | 0 | 0.20123 | 0.20123 | #VALUE! | #VALUE! | #VALUE! | #VALUE! | 0 | 0 | 0.20123 | 0.20123 | #VALUE! | #VALUE! | #VALUE! | #VALUE! | 0 | 0 | 0.20123 | 0.20123 | #VALUE! | #VALUE! |  |  |  | #VALUE! | #VALUE! | #VALUE! | #VALUE! | #VALUE! | #VALUE! | #VALUE!
Sunday | 8 | 14 | 16 | 5416 | 0 | 0 | 0 | 0 | 0 | 0 | 0 | 0 | 0 | 0 | 0 | 0 | 0 | 0 | 0 | 0 | 0 | 0 | 0 | 0 | 0 | 0.4475 | 0.6215 | 0.59383 | 0.56729 | 0.04525 | 0.19303 | 0.65262 | 0.689 | 0 | 0 | 0 | 0 | 0 | 0 | 0 | 0 | 0 | 0 | 0 |  | 0 | 0 | 0 |  | #VALUE! | #VALUE! | #VALUE! | #VALUE! |  |  | #VALUE! | #VALUE! | 0 | 0 | 0.20123 | 0.20123 | #VALUE! | #VALUE! | #VALUE! | #VALUE! | 0 | 0 | 0.20123 | 0.20123 | #VALUE! | #VALUE! | #VALUE! | #VALUE! | 0 | 0 | 0.20123 | 0.20123 | #VALUE! | #VALUE! |  |  |  | #VALUE! | #VALUE! | #VALUE! | #VALUE! | #VALUE! | #VALUE! | #VALUE!
Sunday | 8 | 14 | 17 | 5417 | 0 | 0 | 0 | 0 | 0 | 0 | 0 | 0 | 0 | 0 | 0 | 0 | 0 | 0 | 0 | 0 | 0 | 0 | 0 | 0 | 0 | 0.3875 | 0.52367 | 0.50893 | 0.47602 | 0.081 | 0.15285 | 0.55847 | 0.593 | 0 | 0 | 0 | 0 | 0 | 0 | 0 | 0 | 0 | 0 | 0 |  | 0 | 0 | 0 |  | #VALUE! | #VALUE! | #VALUE! | #VALUE! |  |  | #VALUE! | #VALUE! | 0 | 0 | 0.20123 | 0.20123 | #VALUE! | #VALUE! | #VALUE! | #VALUE! | 0 | 0 | 0.20123 | 0.20123 | #VALUE! | #VALUE! | #VALUE! | #VALUE! | 0 | 0 | 0.20123 | 0.20123 | #VALUE! | #VALUE! |  |  |  | #VALUE! | #VALUE! | #VALUE! | #VALUE! | #VALUE! | #VALUE! | #VALUE!
Sunday | 8 | 14 | 18 | 5418 | 0 | 0 | 0 | 0 | 0 | 0 | 0 | 0 | 0 | 0 | 0 | 0 | 0 | 0 | 0 | 0 | 0 | 0 | 0 | 0 | 0 | 0.41 | 0.581 | 0.57742 | 0.54135 | 0.078 | 0.14772 | 0.62376 | 0.673 | 0 | 0 | 0 | 0 | 0 | 0 | 0 | 0 | 0 | 0 | 0 |  | 0 | 0 | 0 |  | #VALUE! | #VALUE! | #VALUE! | #VALUE! |  |  | #VALUE! | #VALUE! | 0 | 0 | 0.20123 | 0.20123 | #VALUE! | #VALUE! | #VALUE! | #VALUE! | 0 | 0 | 0.20123 | 0.20123 | #VALUE! | #VALUE! | #VALUE! | #VALUE! | 0 | 0 | 0.20123 | 0.20123 | #VALUE! | #VALUE! |  |  |  | #VALUE! | #VALUE! | #VALUE! | #VALUE! | #VALUE! | #VALUE! | #VALUE!
Sunday | 8 | 14 | 19 | 5419 | 0 | 0 | 0 | 0 | 0 | 0 | 0 | 0 | 0 | 0 | 0 | 0 | 0 | 0 | 0 | 0 | 0 | 0 | 0 | 0 | 0 | 0.3685 | 0.5105 | 0.48464 | 0.46439 | 0.0795 | 0.14921 | 0.55865 | 0.626 | 0 | 0 | 0 | 0 | 0 | 0 | 0 | 0 | 0 | 0 | 0 |  | 0 | 0 | 0 |  | #VALUE! | #VALUE! | #VALUE! | #VALUE! |  |  | #VALUE! | #VALUE! | 0 | 0 | 0.20123 | 0.20123 | #VALUE! | #VALUE! | #VALUE! | #VALUE! | 0 | 0 | 0.20123 | 0.20123 | #VALUE! | #VALUE! | #VALUE! | #VALUE! | 0 | 0 | 0.20123 | 0.20123 | #VALUE! | #VALUE! |  |  |  | #VALUE! | #VALUE! | #VALUE! | #VALUE! | #VALUE! | #VALUE! | #VALUE!
Sunday | 8 | 14 | 20 | 5420 | 0 | 0 | 0 | 0 | 0 | 0 | 0 | 0 | 0 | 0 | 0 | 0 | 0 | 0 | 0 | 0 | 0 | 0 | 0 | 0 | 0 | 0.332 | 0.4645 | 0.42557 | 0.42549 | 0.04775 | 0.057937 | 0.50423 | 0.563 | 0 | 0 | 0 | 0 | 0 | 0 | 0 | 0 | 0 | 0 | 0 |  | 0 | 0 | 0 |  | #VALUE! | #VALUE! | #VALUE! | #VALUE! |  |  | #VALUE! | #VALUE! | 0 | 0 | 0.20123 | 0.20123 | #VALUE! | #VALUE! | #VALUE! | #VALUE! | 0 | 0 | 0.20123 | 0.20123 | #VALUE! | #VALUE! | #VALUE! | #VALUE! | 0 | 0 | 0.20123 | 0.20123 | #VALUE! | #VALUE! |  |  |  | #VALUE! | #VALUE! | #VALUE! | #VALUE! | #VALUE! | #VALUE! | #VALUE!
Sunday | 8 | 14 | 21 | 5421 | 0 | 0 | 0 | 0 | 0 | 0 | 0 | 0 | 0 | 0 | 0 | 0 | 0 | 0 | 0 | 0 | 0 | 0 | 0 | 0 | 0 | 0.331 | 0.47117 | 0.44342 | 0.43359 | 0.002 | 0.081081 | 0.5233 | 0.615 | 0 | 0 | 0 | 0 | 0 | 0 | 0 | 0 | 0 | 0 | 0 |  | 0 | 0 | 0 |  | #VALUE! | #VALUE! | #VALUE! | #VALUE! |  |  | #VALUE! | #VALUE! | 0 | 0 | 0.20123 | 0.20123 | #VALUE! | #VALUE! | #VALUE! | #VALUE! | 0 | 0 | 0.20123 | 0.20123 | #VALUE! | #VALUE! | #VALUE! | #VALUE! | 0 | 0 | 0.20123 | 0.20123 | #VALUE! | #VALUE! |  |  |  | #VALUE! | #VALUE! | #VALUE! | #VALUE! | #VALUE! | #VALUE! | #VALUE!
Sunday | 8 | 14 | 22 | 5422 | 0 | 0 | 0 | 0 | 0 | 0 | 0 | 0 | 0 | 0 | 0 | 0 | 0 | 0 | 0 | 0 | 0 | 0 | 0 | 0 | 0 | 0.305 | 0.43408 | 0.39681 | 0.39516 | 0 | 0.075206 | 0.48016 | 0.563 | 0 | 0 | 0 | 0 | 0 | 0 | 0 | 0 | 0 | 0 | 0 |  | 0 | 0 | 0 |  | #VALUE! | #VALUE! | #VALUE! | #VALUE! |  |  | #VALUE! | #VALUE! | 0 | 0 | 0.20123 | 0.20123 | #VALUE! | #VALUE! | #VALUE! | #VALUE! | 0 | 0 | 0.20123 | 0.20123 | #VALUE! | #VALUE! | #VALUE! | #VALUE! | 0 | 0 | 0.20123 | 0.20123 | #VALUE! | #VALUE! |  |  |  | #VALUE! | #VALUE! | #VALUE! | #VALUE! | #VALUE! | #VALUE! | #VALUE!
Sunday | 8 | 14 | 23 | 5423 | 0 | 0 | 0 | 0 | 0 | 0 | 0 | 0 | 0 | 0 | 0 | 0 | 0 | 0 | 0 | 0 | 0 | 0 | 0 | 0 | 0 | 0.2675 | 0.21283 | 0.16155 | 0.18335 | 0 | 0.065154 | 0.32051 | 0.48 | 0 | 0 | 0 | 0 | 0 | 0 | 0 | 0 | 0 | 0 | 0 |  | 0 | 0 | 0 |  | #VALUE! | #VALUE! | #VALUE! | #VALUE! |  |  | #VALUE! | #VALUE! | 0 | 0 | 0.20123 | 0.20123 | #VALUE! | #VALUE! | #VALUE! | #VALUE! | 0 | 0 | 0.20123 | 0.20123 | #VALUE! | #VALUE! | #VALUE! | #VALUE! | 0 | 0 | 0.20123 | 0.20123 | #VALUE! | #VALUE! |  |  |  | #VALUE! | #VALUE! | #VALUE! | #VALUE! | #VALUE! | #VALUE! | #VALUE!
Sunday | 8 | 14 | 24 | 5424 | 0 | 0 | 0 | 0 | 0 | 0 | 0 | 0 | 0 | 0 | 0 | 0 | 0 | 0 | 0 | 0 | 0 | 0 | 0 | 0 | 0 | 0.1395 | 0.10633 | 0.058781 | 0.17491 | 0 | 0.059064 | 0.28828 | 0.447 | 0 | 0 | 0 | 0 | 0 | 0 | 0 | 0 | 0 | 0 | 0 |  | 0 | 0 | 0 |  | #VALUE! | #VALUE! | #VALUE! | #VALUE! |  |  | #VALUE! | #VALUE! | 0 | 0 | 0.20123 | 0.20123 | #VALUE! | #VALUE! | #VALUE! | #VALUE! | 0 | 0 | 0.20123 | 0.20123 | #VALUE! | #VALUE! | #VALUE! | #VALUE! | 0 | 0 | 0.20123 | 0.20123 | #VALUE! | #VALUE! |  |  |  | #VALUE! | #VALUE! | #VALUE! | #VALUE! | #VALUE! | #VALUE! | #VALUE!
Monday | 8 | 15 | 1 | 5425 | 0 | 0 | 0 | 0 | 0 | 0 | 0 | 0 | 0 | 0 | 0 | 0 | 0 | 0 | 0 | 0 | 0 | 0 | 0 | 0 | 0 | 0 | 0 | 0.0017273 | 0.031557 | 0 | 0.046562 | 0.16564 | 0.358 | 0 | 0 | 0 | 0 | 0 | 0 | 0 | 0 | 0 | 0 | 0 |  | 0 | 0 | 0 |  | #VALUE! | #VALUE! | #VALUE! | #VALUE! |  |  | #VALUE! | #VALUE! | 0 | 0 | 0.20123 | 0.20123 | #VALUE! | #VALUE! | #VALUE! | #VALUE! | 0 | 0 | 0.20123 | 0.20123 | #VALUE! | #VALUE! | #VALUE! | #VALUE! | 0 | 0 | 0.20123 | 0.20123 | #VALUE! | #VALUE! |  |  |  | #VALUE! | #VALUE! | #VALUE! | #VALUE! | #VALUE! | #VALUE! | #VALUE!
Monday | 8 | 15 | 2 | 5426 | 0 | 0 | 0 | 0 | 0 | 0 | 0 | 0 | 0 | 0 | 0 | 0 | 0 | 0 | 0 | 0 | 0 | 0 | 0 | 0 | 0 | 0 | 0.006 | 0.0035227 | 0.033173 | 0 | 0.053496 | 0.19316 | 0.396 | 0 | 0 | 0 | 0 | 0 | 0 | 0 | 0 | 0 | 0 | 0 |  | 0 | 0 | 0 |  | #VALUE! | #VALUE! | #VALUE! | #VALUE! |  |  | #VALUE! | #VALUE! | 0 | 0 | 0.20123 | 0.20123 | #VALUE! | #VALUE! | #VALUE! | #VALUE! | 0 | 0 | 0.20123 | 0.20123 | #VALUE! | #VALUE! | #VALUE! | #VALUE! | 0 | 0 | 0.20123 | 0.20123 | #VALUE! | #VALUE! |  |  |  | #VALUE! | #VALUE! | #VALUE! | #VALUE! | #VALUE! | #VALUE! | #VALUE!
Monday | 8 | 15 | 3 | 5427 | 0 | 0 | 0 | 0 | 0 | 0 | 0 | 0 | 0 | 0 | 0 | 0 | 0 | 0 | 0 | 0 | 0 | 0 | 0 | 0 | 0 | 0 | 0 | 0 | 0.031649 | 0 | 0.045787 | 0.12588 | 0.313 | 0 | 0 | 0 | 0 | 0 | 0 | 0 | 0 | 0 | 0 | 0 |  | 0 | 0 | 0 |  | #VALUE! | #VALUE! | #VALUE! | #VALUE! |  |  | #VALUE! | #VALUE! | 0 | 0 | 0.20123 | 0.20123 | #VALUE! | #VALUE! | #VALUE! | #VALUE! | 0 | 0 | 0.20123 | 0.20123 | #VALUE! | #VALUE! | #VALUE! | #VALUE! | 0 | 0 | 0.20123 | 0.20123 | #VALUE! | #VALUE! |  |  |  | #VALUE! | #VALUE! | #VALUE! | #VALUE! | #VALUE! | #VALUE! | #VALUE!
Monday | 8 | 15 | 4 | 5428 | 0 | 0 | 0 | 0 | 0 | 0 | 0 | 0 | 0 | 0 | 0 | 0 | 0 | 0 | 0 | 0 | 0 | 0 | 0 | 0 | 0 | 0 | 0 | 0 | 0.033719 | 0 | 0.13405 | 0.093823 | 0.296 | 0 | 0 | 0 | 0 | 0 | 0 | 0 | 0 | 0 | 0 | 0 |  | 0 | 0 | 0 |  | #VALUE! | #VALUE! | #VALUE! | #VALUE! |  |  | #VALUE! | #VALUE! | 0 | 0 | 0.20123 | 0.20123 | #VALUE! | #VALUE! | #VALUE! | #VALUE! | 0 | 0 | 0.20123 | 0.20123 | #VALUE! | #VALUE! | #VALUE! | #VALUE! | 0 | 0 | 0.20123 | 0.20123 | #VALUE! | #VALUE! |  |  |  | #VALUE! | #VALUE! | #VALUE! | #VALUE! | #VALUE! | #VALUE! | #VALUE!
Monday | 8 | 15 | 5 | 5429 | 0 | 0 | 0 | 0 | 0 | 0 | 0 | 0 | 0 | 0 | 0 | 0 | 0 | 0 | 0 | 0 | 0 | 0 | 0 | 0 | 0 | 0 | 0 | 0.0085313 | 0.030894 | 0 | 0.158 | 0.14556 | 0.357 | 0 | 0 | 0 | 0 | 0 | 0 | 0 | 0 | 0 | 0 | 0 |  | 0 | 0 | 0 |  | #VALUE! | #VALUE! | #VALUE! | #VALUE! |  |  | #VALUE! | #VALUE! | 0 | 0 | 0.20123 | 0.20123 | #VALUE! | #VALUE! | #VALUE! | #VALUE! | 0 | 0 | 0.20123 | 0.20123 | #VALUE! | #VALUE! | #VALUE! | #VALUE! | 0 | 0 | 0.20123 | 0.20123 | #VALUE! | #VALUE! |  |  |  | #VALUE! | #VALUE! | #VALUE! | #VALUE! | #VALUE! | #VALUE! | #VALUE!
Monday | 8 | 15 | 6 | 5430 | 0 | 0 | 0 | 0 | 0 | 0 | 0 | 0 | 0 | 0 | 0 | 0 | 0 | 0 | 0 | 0 | 0 | 0 | 0 | 0 | 0 | 0 | 0 | 0.006875 | 0.031841 | 0 | 0.18376 | 0.14572 | 0.357 | 0 | 0 | 0 | 0 | 0 | 0 | 0 | 0 | 0 | 0 | 0 |  | 0 | 0 | 0 |  | #VALUE! | #VALUE! | #VALUE! | #VALUE! |  |  | #VALUE! | #VALUE! | 0 | 0 | 0.20123 | 0.20123 | #VALUE! | #VALUE! | #VALUE! | #VALUE! | 0 | 0 | 0.20123 | 0.20123 | #VALUE! | #VALUE! | #VALUE! | #VALUE! | 0 | 0 | 0.20123 | 0.20123 | #VALUE! | #VALUE! |  |  |  | #VALUE! | #VALUE! | #VALUE! | #VALUE! | #VALUE! | #VALUE! | #VALUE!
Monday | 8 | 15 | 7 | 5431 | 0 | 0 | 0 | 0 | 0 | 0 | 0 | 0 | 0 | 0 | 0 | 0 | 0 | 0 | 0 | 0 | 0 | 0 | 0 | 0 | 0 | 0 | 0 | 0.014239 | 0.039214 | 0 | 0.19289 | 0.20139 | 0.429 | 0 | 0 | 0 | 0 | 0 | 0 | 0 | 0 | 0 | 0 | 0 |  | 0 | 0 | 0 |  | #VALUE! | #VALUE! | #VALUE! | #VALUE! |  |  | #VALUE! | #VALUE! | 0 | 0 | 0.20123 | 0.20123 | #VALUE! | #VALUE! | #VALUE! | #VALUE! | 0 | 0 | 0.20123 | 0.20123 | #VALUE! | #VALUE! | #VALUE! | #VALUE! | 0 | 0 | 0.20123 | 0.20123 | #VALUE! | #VALUE! |  |  |  | #VALUE! | #VALUE! | #VALUE! | #VALUE! | #VALUE! | #VALUE! | #VALUE!
Monday | 8 | 15 | 8 | 5432 | 0 | 0 | 0 | 0 | 0 | 0 | 0 | 0 | 0 | 0 | 0 | 0 | 0 | 0 | 0 | 0 | 0 | 0 | 0 | 0 | 0 | 0 | 0.153 | 0.13835 | 0.20728 | 0.0105 | 0.21399 | 0.30925 | 0.516 | 0 | 0 | 0 | 0 | 0 | 0 | 0 | 0 | 0 | 0 | 0 |  | 0 | 0 | 0 |  | #VALUE! | #VALUE! | #VALUE! | #VALUE! |  |  | #VALUE! | #VALUE! | 0 | 0 | 0.20123 | 0.20123 | #VALUE! | #VALUE! | #VALUE! | #VALUE! | 0 | 0 | 0.20123 | 0.20123 | #VALUE! | #VALUE! | #VALUE! | #VALUE! | 0 | 0 | 0.20123 | 0.20123 | #VALUE! | #VALUE! |  |  |  | #VALUE! | #VALUE! | #VALUE! | #VALUE! | #VALUE! | #VALUE! | #VALUE!
Monday | 8 | 15 | 9 | 5433 | 0 | 0 | 0 | 0 | 0 | 0 | 0 | 0 | 0 | 0 | 0 | 0 | 0 | 0 | 0 | 0 | 0 | 0 | 0 | 0 | 0 | 0.0285 | 0.23708 | 0.21482 | 0.42885 | 0.02625 | 0.23036 | 0.35939 | 0.554 | 0 | 0 | 0 | 0 | 0 | 0 | 0 | 0 | 0 | 0 | 0 |  | 0 | 0 | 0 |  | #VALUE! | #VALUE! | #VALUE! | #VALUE! |  |  | #VALUE! | #VALUE! | 0 | 0 | 0.20123 | 0.20123 | #VALUE! | #VALUE! | #VALUE! | #VALUE! | 0 | 0 | 0.20123 | 0.20123 | #VALUE! | #VALUE! | #VALUE! | #VALUE! | 0 | 0 | 0.20123 | 0.20123 | #VALUE! | #VALUE! |  |  |  | #VALUE! | #VALUE! | #VALUE! | #VALUE! | #VALUE! | #VALUE! | #VALUE!
Monday | 8 | 15 | 10 | 5434 | 0 | 0 | 0 | 0 | 0 | 0 | 0 | 0 | 0 | 0 | 0 | 0 | 0 | 0 | 0 | 0 | 0 | 0 | 0 | 0 | 0 | 0.3 | 0.48108 | 0.44979 | 0.48641 | 0.16675 | 0.23315 | 0.52923 | 0.646 | 0 | 0 | 0 | 0 | 0 | 0 | 0 | 0 | 0 | 0 | 0 |  | 0 | 0 | 0 |  | #VALUE! | #VALUE! | #VALUE! | #VALUE! |  |  | #VALUE! | #VALUE! | 0 | 0 | 0.20123 | 0.20123 | #VALUE! | #VALUE! | #VALUE! | #VALUE! | 0 | 0 | 0.20123 | 0.20123 | #VALUE! | #VALUE! | #VALUE! | #VALUE! | 0 | 0 | 0.20123 | 0.20123 | #VALUE! | #VALUE! |  |  |  | #VALUE! | #VALUE! | #VALUE! | #VALUE! | #VALUE! | #VALUE! | #VALUE!
Monday | 8 | 15 | 11 | 5435 | 0 | 0 | 0 | 0 | 0 | 0 | 0 | 0 | 0 | 0 | 0 | 0 | 0 | 0 | 0 | 0 | 0 | 0 | 0 | 0 | 0 | 0.34 | 0.523 | 0.5047 | 0.50825 | 0.36325 | 0.23253 | 0.56485 | 0.664 | 0 | 0 | 0 | 0 | 0 | 0 | 0 | 0 | 0 | 0 | 0 |  | 0 | 0 | 0 |  | #VALUE! | #VALUE! | #VALUE! | #VALUE! |  |  | #VALUE! | #VALUE! | 0 | 0 | 0.20123 | 0.20123 | #VALUE! | #VALUE! | #VALUE! | #VALUE! | 0 | 0 | 0.20123 | 0.20123 | #VALUE! | #VALUE! | #VALUE! | #VALUE! | 0 | 0 | 0.20123 | 0.20123 | #VALUE! | #VALUE! |  |  |  | #VALUE! | #VALUE! | #VALUE! | #VALUE! | #VALUE! | #VALUE! | #VALUE!
Monday | 8 | 15 | 12 | 5436 | 0 | 0 | 0 | 0 | 0 | 0 | 0 | 0 | 0 | 0 | 0 | 0 | 0 | 0 | 0 | 0 | 0 | 0 | 0 | 0 | 0 | 0.3225 | 0.48892 | 0.44086 | 0.4672 | 0.4485 | 0.22648 | 0.52164 | 0.627 | 0 | 0 | 0 | 0 | 0 | 0 | 0 | 0 | 0 | 0 | 0 |  | 0 | 0 | 0 |  | #VALUE! | #VALUE! | #VALUE! | #VALUE! |  |  | #VALUE! | #VALUE! | 0 | 0 | 0.20123 | 0.20123 | #VALUE! | #VALUE! | #VALUE! | #VALUE! | 0 | 0 | 0.20123 | 0.20123 | #VALUE! | #VALUE! | #VALUE! | #VALUE! | 0 | 0 | 0.20123 | 0.20123 | #VALUE! | #VALUE! |  |  |  | #VALUE! | #VALUE! | #VALUE! | #VALUE! | #VALUE! | #VALUE! | #VALUE!
Monday | 8 | 15 | 13 | 5437 | 0 | 0 | 0 | 0 | 0 | 0 | 0 | 0 | 0 | 0 | 0 | 0 | 0 | 0 | 0 | 0 | 0 | 0 | 0 | 0 | 0 | 0.373 | 0.56158 | 0.53424 | 0.54592 | 0.5025 | 0.24695 | 0.6071 | 0.69 | 0 | 0 | 0 | 0 | 0 | 0 | 0 | 0 | 0 | 0 | 0 |  | 0 | 0 | 0 |  | #VALUE! | #VALUE! | #VALUE! | #VALUE! |  |  | #VALUE! | #VALUE! | 0 | 0 | 0.20123 | 0.20123 | #VALUE! | #VALUE! | #VALUE! | #VALUE! | 0 | 0 | 0.20123 | 0.20123 | #VALUE! | #VALUE! | #VALUE! | #VALUE! | 0 | 0 | 0.20123 | 0.20123 | #VALUE! | #VALUE! |  |  |  | #VALUE! | #VALUE! | #VALUE! | #VALUE! | #VALUE! | #VALUE! | #VALUE!
Monday | 8 | 15 | 14 | 5438 | 0 | 0 | 0 | 0 | 0 | 0 | 0 | 0 | 0 | 0 | 0 | 0 | 0 | 0 | 0 | 0 | 0 | 0 | 0 | 0 | 0 | 0.3505 | 0.51592 | 0.46421 | 0.47906 | 0.6025 | 0.24155 | 0.54902 | 0.645 | 0 | 0 | 0 | 0 | 0 | 0 | 0 | 0 | 0 | 0 | 0 |  | 0 | 0 | 0 |  | #VALUE! | #VALUE! | #VALUE! | #VALUE! |  |  | #VALUE! | #VALUE! | 0 | 0 | 0.20123 | 0.20123 | #VALUE! | #VALUE! | #VALUE! | #VALUE! | 0 | 0 | 0.20123 | 0.20123 | #VALUE! | #VALUE! | #VALUE! | #VALUE! | 0 | 0 | 0.20123 | 0.20123 | #VALUE! | #VALUE! |  |  |  | #VALUE! | #VALUE! | #VALUE! | #VALUE! | #VALUE! | #VALUE! | #VALUE!
Monday | 8 | 15 | 15 | 5439 | 0 | 0 | 0 | 0 | 0 | 0 | 0 | 0 | 0 | 0 | 0 | 0 | 0 | 0 | 0 | 0 | 0 | 0 | 0 | 0 | 0 | 0.3495 | 0.50408 | 0.45719 | 0.48425 | 0.56025 | 0.24739 | 0.53776 | 0.628 | 0 | 0 | 0 | 0 | 0 | 0 | 0 | 0 | 0 | 0 | 0 |  | 0 | 0 | 0 |  | #VALUE! | #VALUE! | #VALUE! | #VALUE! |  |  | #VALUE! | #VALUE! | 0 | 0 | 0.20123 | 0.20123 | #VALUE! | #VALUE! | #VALUE! | #VALUE! | 0 | 0 | 0.20123 | 0.20123 | #VALUE! | #VALUE! | #VALUE! | #VALUE! | 0 | 0 | 0.20123 | 0.20123 | #VALUE! | #VALUE! |  |  |  | #VALUE! | #VALUE! | #VALUE! | #VALUE! | #VALUE! | #VALUE! | #VALUE!
Monday | 8 | 15 | 16 | 5440 | 0 | 0 | 0 | 0 | 0 | 0 | 0 | 0 | 0 | 0 | 0 | 0 | 0 | 0 | 0 | 0 | 0 | 0 | 0 | 0 | 0 | 0.1645 | 0.082417 | 0.043637 | 0.17218 | 0.572 | 0.21883 | 0.25082 | 0.432 | 0 | 0 | 0 | 0 | 0 | 0 | 0 | 0 | 0 | 0 | 0 |  | 0 | 0 | 0 |  | #VALUE! | #VALUE! | #VALUE! | #VALUE! |  |  | #VALUE! | #VALUE! | 0 | 0 | 0.20123 | 0.20123 | #VALUE! | #VALUE! | #VALUE! | #VALUE! | 0 | 0 | 0.20123 | 0.20123 | #VALUE! | #VALUE! | #VALUE! | #VALUE! | 0 | 0 | 0.20123 | 0.20123 | #VALUE! | #VALUE! |  |  |  | #VALUE! | #VALUE! | #VALUE! | #VALUE! | #VALUE! | #VALUE! | #VALUE!
Monday | 8 | 15 | 17 | 5441 | 0 | 0 | 0 | 0 | 0 | 0 | 0 | 0 | 0 | 0 | 0 | 0 | 0 | 0 | 0 | 0 | 0 | 0 | 0 | 0 | 0 | 0.1655 | 0.12092 | 0.079061 | 0.21383 | 0.6035 | 0.23131 | 0.29887 | 0.498 | 0 | 0 | 0 | 0 | 0 | 0 | 0 | 0 | 0 | 0 | 0 |  | 0 | 0 | 0 |  | #VALUE! | #VALUE! | #VALUE! | #VALUE! |  |  | #VALUE! | #VALUE! | 0 | 0 | 0.20123 | 0.20123 | #VALUE! | #VALUE! | #VALUE! | #VALUE! | 0 | 0 | 0.20123 | 0.20123 | #VALUE! | #VALUE! | #VALUE! | #VALUE! | 0 | 0 | 0.20123 | 0.20123 | #VALUE! | #VALUE! |  |  |  | #VALUE! | #VALUE! | #VALUE! | #VALUE! | #VALUE! | #VALUE! | #VALUE!
Monday | 8 | 15 | 18 | 5442 | 0 | 0 | 0 | 0 | 0 | 0 | 0 | 0 | 0 | 0 | 0 | 0 | 0 | 0 | 0 | 0 | 0 | 0 | 0 | 0 | 0 | 0.1535 | 0.046083 | 0.027185 | 0.16476 | 0.57725 | 0.22568 | 0.2438 | 0.458 | 0 | 0 | 0 | 0 | 0 | 0 | 0 | 0 | 0 | 0 | 0 |  | 0 | 0 | 0 |  | #VALUE! | #VALUE! | #VALUE! | #VALUE! |  |  | #VALUE! | #VALUE! | 0 | 0 | 0.20123 | 0.20123 | #VALUE! | #VALUE! | #VALUE! | #VALUE! | 0 | 0 | 0.20123 | 0.20123 | #VALUE! | #VALUE! | #VALUE! | #VALUE! | 0 | 0 | 0.20123 | 0.20123 | #VALUE! | #VALUE! |  |  |  | #VALUE! | #VALUE! | #VALUE! | #VALUE! | #VALUE! | #VALUE! | #VALUE!
Monday | 8 | 15 | 19 | 5443 | 0 | 0 | 0 | 0 | 0 | 0 | 0 | 0 | 0 | 0 | 0 | 0 | 0 | 0 | 0 | 0 | 0 | 0 | 0 | 0 | 0 | 0.1495 | 0.036667 | 0.024479 | 0.16253 | 0.55875 | 0.23317 | 0.25084 | 0.488 | 0 | 0 | 0 | 0 | 0 | 0 | 0 | 0 | 0 | 0 | 0 |  | 0 | 0 | 0 |  | #VALUE! | #VALUE! | #VALUE! | #VALUE! |  |  | #VALUE! | #VALUE! | 0 | 0 | 0.20123 | 0.20123 | #VALUE! | #VALUE! | #VALUE! | #VALUE! | 0 | 0 | 0.20123 | 0.20123 | #VALUE! | #VALUE! | #VALUE! | #VALUE! | 0 | 0 | 0.20123 | 0.20123 | #VALUE! | #VALUE! |  |  |  | #VALUE! | #VALUE! | #VALUE! | #VALUE! | #VALUE! | #VALUE! | #VALUE!
Monday | 8 | 15 | 20 | 5444 | 0 | 0 | 0 | 0 | 0 | 0 | 0 | 0 | 0 | 0 | 0 | 0 | 0 | 0 | 0 | 0 | 0 | 0 | 0 | 0 | 0 | 0.144 | 0.027 | 0.021681 | 0.15646 | 0.50175 | 0.23496 | 0.24493 | 0.491 | 0 | 0 | 0 | 0 | 0 | 0 | 0 | 0 | 0 | 0 | 0 |  | 0 | 0 | 0 |  | #VALUE! | #VALUE! | #VALUE! | #VALUE! |  |  | #VALUE! | #VALUE! | 0 | 0 | 0.20123 | 0.20123 | #VALUE! | #VALUE! | #VALUE! | #VALUE! | 0 | 0 | 0.20123 | 0.20123 | #VALUE! | #VALUE! | #VALUE! | #VALUE! | 0 | 0 | 0.20123 | 0.20123 | #VALUE! | #VALUE! |  |  |  | #VALUE! | #VALUE! | #VALUE! | #VALUE! | #VALUE! | #VALUE! | #VALUE!
Monday | 8 | 15 | 21 | 5445 | 0 | 0 | 0 | 0 | 0 | 0 | 0 | 0 | 0 | 0 | 0 | 0 | 0 | 0 | 0 | 0 | 0 | 0 | 0 | 0 | 0 | 0.1355 | 0 | 0.01373 | 0.036913 | 0.44825 | 0.23091 | 0.20219 | 0.455 | 0 | 0 | 0 | 0 | 0 | 0 | 0 | 0 | 0 | 0 | 0 |  | 0 | 0 | 0 |  | #VALUE! | #VALUE! | #VALUE! | #VALUE! |  |  | #VALUE! | #VALUE! | 0 | 0 | 0.20123 | 0.20123 | #VALUE! | #VALUE! | #VALUE! | #VALUE! | 0 | 0 | 0.20123 | 0.20123 | #VALUE! | #VALUE! | #VALUE! | #VALUE! | 0 | 0 | 0.20123 | 0.20123 | #VALUE! | #VALUE! |  |  |  | #VALUE! | #VALUE! | #VALUE! | #VALUE! | #VALUE! | #VALUE! | #VALUE!
Monday | 8 | 15 | 22 | 5446 | 0 | 0 | 0 | 0 | 0 | 0 | 0 | 0 | 0 | 0 | 0 | 0 | 0 | 0 | 0 | 0 | 0 | 0 | 0 | 0 | 0 | 0.132 | 0 | 0.012543 | 0.036236 | 0.38625 | 0.23221 | 0.19914 | 0.455 | 0 | 0 | 0 | 0 | 0 | 0 | 0 | 0 | 0 | 0 | 0 |  | 0 | 0 | 0 |  | #VALUE! | #VALUE! | #VALUE! | #VALUE! |  |  | #VALUE! | #VALUE! | 0 | 0 | 0.20123 | 0.20123 | #VALUE! | #VALUE! | #VALUE! | #VALUE! | 0 | 0 | 0.20123 | 0.20123 | #VALUE! | #VALUE! | #VALUE! | #VALUE! | 0 | 0 | 0.20123 | 0.20123 | #VALUE! | #VALUE! |  |  |  | #VALUE! | #VALUE! | #VALUE! | #VALUE! | #VALUE! | #VALUE! | #VALUE!
Monday | 8 | 15 | 23 | 5447 | 0 | 0 | 0 | 0 | 0 | 0 | 0 | 0 | 0 | 0 | 0 | 0 | 0 | 0 | 0 | 0 | 0 | 0 | 0 | 0 | 0 | 0.1195 | 0 | 0.008125 | 0.034422 | 0.36225 | 0.22812 | 0.14626 | 0.391 | 0 | 0 | 0 | 0 | 0 | 0 | 0 | 0 | 0 | 0 | 0 |  | 0 | 0 | 0 |  | #VALUE! | #VALUE! | #VALUE! | #VALUE! |  |  | #VALUE! | #VALUE! | 0 | 0 | 0.20123 | 0.20123 | #VALUE! | #VALUE! | #VALUE! | #VALUE! | 0 | 0 | 0.20123 | 0.20123 | #VALUE! | #VALUE! | #VALUE! | #VALUE! | 0 | 0 | 0.20123 | 0.20123 | #VALUE! | #VALUE! |  |  |  | #VALUE! | #VALUE! | #VALUE! | #VALUE! | #VALUE! | #VALUE! | #VALUE!
Monday | 8 | 15 | 24 | 5448 | 0 | 0 | 0 | 0 | 0 | 0 | 0 | 0 | 0 | 0 | 0 | 0 | 0 | 0 | 0 | 0 | 0 | 0 | 0 | 0 | 0 | 0 | 0 | 0 | 0.033629 | 0.35675 | 0.22961 | 0.13134 | 0.351 | 0 | 0 | 0 | 0 | 0 | 0 | 0 | 0 | 0 | 0 | 0 |  | 0 | 0 | 0 |  | #VALUE! | #VALUE! | #VALUE! | #VALUE! |  |  | #VALUE! | #VALUE! | 0 | 0 | 0.20123 | 0.20123 | #VALUE! | #VALUE! | #VALUE! | #VALUE! | 0 | 0 | 0.20123 | 0.20123 | #VALUE! | #VALUE! | #VALUE! | #VALUE! | 0 | 0 | 0.20123 | 0.20123 | #VALUE! | #VALUE! |  |  |  | #VALUE! | #VALUE! | #VALUE! | #VALUE! | #VALUE! | #VALUE! | #VALUE!
Tuesday | 8 | 16 | 1 | 5449 | 0 | 0 | 0 | 0 | 0 | 0 | 0 | 0 | 0 | 0 | 0 | 0 | 0 | 0 | 0 | 0 | 0 | 0 | 0 | 0 | 0 | 0 | 0 | 0 | 0.032697 | 0.356 | 0.21396 | 0.10003 | 0.297 | 0 | 0 | 0 | 0 | 0 | 0 | 0 | 0 | 0 | 0 | 0 |  | 0 | 0 | 0 |  | #VALUE! | #VALUE! | #VALUE! | #VALUE! |  |  | #VALUE! | #VALUE! | 0 | 0 | 0.20123 | 0.20123 | #VALUE! | #VALUE! | #VALUE! | #VALUE! | 0 | 0 | 0.20123 | 0.20123 | #VALUE! | #VALUE! | #VALUE! | #VALUE! | 0 | 0 | 0.20123 | 0.20123 | #VALUE! | #VALUE! |  |  |  | #VALUE! | #VALUE! | #VALUE! | #VALUE! | #VALUE! | #VALUE! | #VALUE!
Tuesday | 8 | 16 | 2 | 5450 | 0 | 0 | 0 | 0 | 0 | 0 | 0 | 0 | 0 | 0 | 0 | 0 | 0 | 0 | 0 | 0 | 0 | 0 | 0 | 0 | 0 | 0 | 0 | 0 | 0.031241 | 0.40325 | 0.20561 | 0.050864 | 0.19 | 0 | 0 | 0 | 0 | 0 | 0 | 0 | 0 | 0 | 0 | 0 |  | 0 | 0 | 0 |  | #VALUE! | #VALUE! | #VALUE! | #VALUE! |  |  | #VALUE! | #VALUE! | 0 | 0 | 0.20123 | 0.20123 | #VALUE! | #VALUE! | #VALUE! | #VALUE! | 0 | 0 | 0.20123 | 0.20123 | #VALUE! | #VALUE! | #VALUE! | #VALUE! | 0 | 0 | 0.20123 | 0.20123 | #VALUE! | #VALUE! |  |  |  | #VALUE! | #VALUE! | #VALUE! | #VALUE! | #VALUE! | #VALUE! | #VALUE!
Tuesday | 8 | 16 | 3 | 5451 | 0 | 0 | 0 | 0 | 0 | 0 | 0 | 0 | 0 | 0 | 0 | 0 | 0 | 0 | 0 | 0 | 0 | 0 | 0 | 0 | 0 | 0 | 0 | 0 | 0.030894 | 0.4705 | 0.20864 | 0.049177 | 0.181 | 0 | 0 | 0 | 0 | 0 | 0 | 0 | 0 | 0 | 0 | 0 |  | 0 | 0 | 0 |  | #VALUE! | #VALUE! | #VALUE! | #VALUE! |  |  | #VALUE! | #VALUE! | 0 | 0 | 0.20123 | 0.20123 | #VALUE! | #VALUE! | #VALUE! | #VALUE! | 0 | 0 | 0.20123 | 0.20123 | #VALUE! | #VALUE! | #VALUE! | #VALUE! | 0 | 0 | 0.20123 | 0.20123 | #VALUE! | #VALUE! |  |  |  | #VALUE! | #VALUE! | #VALUE! | #VALUE! | #VALUE! | #VALUE! | #VALUE!
Tuesday | 8 | 16 | 4 | 5452 | 0 | 0 | 0 | 0 | 0 | 0 | 0 | 0 | 0 | 0 | 0 | 0 | 0 | 0 | 0 | 0 | 0 | 0 | 0 | 0 | 0 | 0 | 0 | 0 | 0.029785 | 0.09925 | 0.21285 | 0.047386 | 0.172 | 0 | 0 | 0 | 0 | 0 | 0 | 0 | 0 | 0 | 0 | 0 |  | 0 | 0 | 0 |  | #VALUE! | #VALUE! | #VALUE! | #VALUE! |  |  | #VALUE! | #VALUE! | 0 | 0 | 0.20123 | 0.20123 | #VALUE! | #VALUE! | #VALUE! | #VALUE! | 0 | 0 | 0.20123 | 0.20123 | #VALUE! | #VALUE! | #VALUE! | #VALUE! | 0 | 0 | 0.20123 | 0.20123 | #VALUE! | #VALUE! |  |  |  | #VALUE! | #VALUE! | #VALUE! | #VALUE! | #VALUE! | #VALUE! | #VALUE!
Tuesday | 8 | 16 | 5 | 5453 | 0 | 0 | 0 | 0 | 0 | 0 | 0 | 0 | 0 | 0 | 0 | 0 | 0 | 0 | 0 | 0 | 0 | 0 | 0 | 0 | 0 | 0 | 0 | 0 | 0.028741 | 0.0565 | 0.16896 | 0.045993 | 0.164 | 0 | 0 | 0 | 0 | 0 | 0 | 0 | 0 | 0 | 0 | 0 |  | 0 | 0 | 0 |  | #VALUE! | #VALUE! | #VALUE! | #VALUE! |  |  | #VALUE! | #VALUE! | 0 | 0 | 0.20123 | 0.20123 | #VALUE! | #VALUE! | #VALUE! | #VALUE! | 0 | 0 | 0.20123 | 0.20123 | #VALUE! | #VALUE! | #VALUE! | #VALUE! | 0 | 0 | 0.20123 | 0.20123 | #VALUE! | #VALUE! |  |  |  | #VALUE! | #VALUE! | #VALUE! | #VALUE! | #VALUE! | #VALUE! | #VALUE!
Tuesday | 8 | 16 | 6 | 5454 | 0 | 0 | 0 | 0 | 0 | 0 | 0 | 0 | 0 | 0 | 0 | 0 | 0 | 0 | 0 | 0 | 0 | 0 | 0 | 0 | 0 | 0 | 0 | 0 | 0.029117 | 0.0535 | 0.15818 | 0.045398 | 0.161 | 0 | 0 | 0 | 0 | 0 | 0 | 0 | 0 | 0 | 0 | 0 |  | 0 | 0 | 0 |  | #VALUE! | #VALUE! | #VALUE! | #VALUE! |  |  | #VALUE! | #VALUE! | 0 | 0 | 0.20123 | 0.20123 | #VALUE! | #VALUE! | #VALUE! | #VALUE! | 0 | 0 | 0.20123 | 0.20123 | #VALUE! | #VALUE! | #VALUE! | #VALUE! | 0 | 0 | 0.20123 | 0.20123 | #VALUE! | #VALUE! |  |  |  | #VALUE! | #VALUE! | #VALUE! | #VALUE! | #VALUE! | #VALUE! | #VALUE!
Tuesday | 8 | 16 | 7 | 5455 | 0 | 0 | 0 | 0 | 0 | 0 | 0 | 0 | 0 | 0 | 0 | 0 | 0 | 0 | 0 | 0 | 0 | 0 | 0 | 0 | 0 | 0 | 0 | 0.0035938 | 0.036275 | 0.08325 | 0.16001 | 0.1423 | 0.356 | 0 | 0 | 0 | 0 | 0 | 0 | 0 | 0 | 0 | 0 | 0 |  | 0 | 0 | 0 |  | #VALUE! | #VALUE! | #VALUE! | #VALUE! |  |  | #VALUE! | #VALUE! | 0 | 0 | 0.20123 | 0.20123 | #VALUE! | #VALUE! | #VALUE! | #VALUE! | 0 | 0 | 0.20123 | 0.20123 | #VALUE! | #VALUE! | #VALUE! | #VALUE! | 0 | 0 | 0.20123 | 0.20123 | #VALUE! | #VALUE! |  |  |  | #VALUE! | #VALUE! | #VALUE! | #VALUE! | #VALUE! | #VALUE! | #VALUE!
Tuesday | 8 | 16 | 8 | 5456 | 0 | 0 | 0 | 0 | 0 | 0 | 0 | 0 | 0 | 0 | 0 | 0 | 0 | 0 | 0 | 0 | 0 | 0 | 0 | 0 | 0 | 0 | 0.017167 | 0.020358 | 0.11667 | 0.16725 | 0.12798 | 0.21328 | 0.421 | 0 | 0 | 0 | 0 | 0 | 0 | 0 | 0 | 0 | 0 | 0 |  | 0 | 0 | 0 |  | #VALUE! | #VALUE! | #VALUE! | #VALUE! |  |  | #VALUE! | #VALUE! | 0 | 0 | 0.20123 | 0.20123 | #VALUE! | #VALUE! | #VALUE! | #VALUE! | 0 | 0 | 0.20123 | 0.20123 | #VALUE! | #VALUE! | #VALUE! | #VALUE! | 0 | 0 | 0.20123 | 0.20123 | #VALUE! | #VALUE! |  |  |  | #VALUE! | #VALUE! | #VALUE! | #VALUE! | #VALUE! | #VALUE! | #VALUE!
Tuesday | 8 | 16 | 9 | 5457 | 0 | 0 | 0 | 0 | 0 | 0 | 0 | 0 | 0 | 0 | 0 | 0 | 0 | 0 | 0 | 0 | 0 | 0 | 0 | 0 | 0 | 0 | 0.13975 | 0.13463 | 0.2813 | 0.1635 | 0.094255 | 0.28124 | 0.453 | 0 | 0 | 0 | 0 | 0 | 0 | 0 | 0 | 0 | 0 | 0 |  | 0 | 0 | 0 |  | #VALUE! | #VALUE! | #VALUE! | #VALUE! |  |  | #VALUE! | #VALUE! | 0 | 0 | 0.20123 | 0.20123 | #VALUE! | #VALUE! | #VALUE! | #VALUE! | 0 | 0 | 0.20123 | 0.20123 | #VALUE! | #VALUE! | #VALUE! | #VALUE! | 0 | 0 | 0.20123 | 0.20123 | #VALUE! | #VALUE! |  |  |  | #VALUE! | #VALUE! | #VALUE! | #VALUE! | #VALUE! | #VALUE! | #VALUE!
Tuesday | 8 | 16 | 10 | 5458 | 0 | 0 | 0 | 0 | 0 | 0 | 0 | 0 | 0 | 0 | 0 | 0 | 0 | 0 | 0 | 0 | 0 | 0 | 0 | 0 | 0 | 0.117 | 0.27717 | 0.27572 | 0.45988 | 0.17425 | 0.097847 | 0.36333 | 0.498 | 0 | 0 | 0 | 0 | 0 | 0 | 0 | 0 | 0 | 0 | 0 |  | 0 | 0 | 0 |  | #VALUE! | #VALUE! | #VALUE! | #VALUE! |  |  | #VALUE! | #VALUE! | 0 | 0 | 0.20123 | 0.20123 | #VALUE! | #VALUE! | #VALUE! | #VALUE! | 0 | 0 | 0.20123 | 0.20123 | #VALUE! | #VALUE! | #VALUE! | #VALUE! | 0 | 0 | 0.20123 | 0.20123 | #VALUE! | #VALUE! |  |  |  | #VALUE! | #VALUE! | #VALUE! | #VALUE! | #VALUE! | #VALUE! | #VALUE!
Tuesday | 8 | 16 | 11 | 5459 | 0 | 0 | 0 | 0 | 0 | 0 | 0 | 0 | 0 | 0 | 0 | 0 | 0 | 0 | 0 | 0 | 0 | 0 | 0 | 0 | 0 | 0.177 | 0.30975 | 0.30151 | 0.42508 | 0.39475 | 0.0051919 | 0.3544 | 0.45 | 0 | 0 | 0 | 0 | 0 | 0 | 0 | 0 | 0 | 0 | 0 |  | 0 | 0 | 0 |  | #VALUE! | #VALUE! | #VALUE! | #VALUE! |  |  | #VALUE! | #VALUE! | 0 | 0 | 0.20123 | 0.20123 | #VALUE! | #VALUE! | #VALUE! | #VALUE! | 0 | 0 | 0.20123 | 0.20123 | #VALUE! | #VALUE! | #VALUE! | #VALUE! | 0 | 0 | 0.20123 | 0.20123 | #VALUE! | #VALUE! |  |  |  | #VALUE! | #VALUE! | #VALUE! | #VALUE! | #VALUE! | #VALUE! | #VALUE!
Tuesday | 8 | 16 | 12 | 5460 | 0 | 0 | 0 | 0 | 0 | 0 | 0 | 0 | 0 | 0 | 0 | 0 | 0 | 0 | 0 | 0 | 0 | 0 | 0 | 0 | 0 | 0.239 | 0.366 | 0.36674 | 0.44093 | 0.50675 | 0.0054232 | 0.39613 | 0.454 | 0 | 0 | 0 | 0 | 0 | 0 | 0 | 0 | 0 | 0 | 0 |  | 0 | 0 | 0 |  | #VALUE! | #VALUE! | #VALUE! | #VALUE! |  |  | #VALUE! | #VALUE! | 0 | 0 | 0.20123 | 0.20123 | #VALUE! | #VALUE! | #VALUE! | #VALUE! | 0 | 0 | 0.20123 | 0.20123 | #VALUE! | #VALUE! | #VALUE! | #VALUE! | 0 | 0 | 0.20123 | 0.20123 | #VALUE! | #VALUE! |  |  |  | #VALUE! | #VALUE! | #VALUE! | #VALUE! | #VALUE! | #VALUE! | #VALUE!
Tuesday | 8 | 16 | 13 | 5461 | 0 | 0 | 0 | 0 | 0 | 0 | 0 | 0 | 0 | 0 | 0 | 0 | 0 | 0 | 0 | 0 | 0 | 0 | 0 | 0 | 0 | 0.342 | 0.48642 | 0.48008 | 0.47182 | 0.52375 | 0.047314 | 0.49033 | 0.503 | 0 | 0 | 0 | 0 | 0 | 0 | 0 | 0 | 0 | 0 | 0 |  | 0 | 0 | 0 |  | #VALUE! | #VALUE! | #VALUE! | #VALUE! |  |  | #VALUE! | #VALUE! | 0 | 0 | 0.20123 | 0.20123 | #VALUE! | #VALUE! | #VALUE! | #VALUE! | 0 | 0 | 0.20123 | 0.20123 | #VALUE! | #VALUE! | #VALUE! | #VALUE! | 0 | 0 | 0.20123 | 0.20123 | #VALUE! | #VALUE! |  |  |  | #VALUE! | #VALUE! | #VALUE! | #VALUE! | #VALUE! | #VALUE! | #VALUE!
Tuesday | 8 | 16 | 14 | 5462 | 0 | 0 | 0 | 0 | 0 | 0 | 0 | 0 | 0 | 0 | 0 | 0 | 0 | 0 | 0 | 0 | 0 | 0 | 0 | 0 | 0 | 0.346 | 0.45958 | 0.44262 | 0.45429 | 0.529 | 0.060953 | 0.45642 | 0.465 | 0 | 0 | 0 | 0 | 0 | 0 | 0 | 0 | 0 | 0 | 0 |  | 0 | 0 | 0 |  | #VALUE! | #VALUE! | #VALUE! | #VALUE! |  |  | #VALUE! | #VALUE! | 0 | 0 | 0.20123 | 0.20123 | #VALUE! | #VALUE! | #VALUE! | #VALUE! | 0 | 0 | 0.20123 | 0.20123 | #VALUE! | #VALUE! | #VALUE! | #VALUE! | 0 | 0 | 0.20123 | 0.20123 | #VALUE! | #VALUE! |  |  |  | #VALUE! | #VALUE! | #VALUE! | #VALUE! | #VALUE! | #VALUE! | #VALUE!
Tuesday | 8 | 16 | 15 | 5463 | 0 | 0 | 0 | 0 | 0 | 0 | 0 | 0 | 0 | 0 | 0 | 0 | 0 | 0 | 0 | 0 | 0 | 0 | 0 | 0 | 0 | 0.346 | 0.46075 | 0.44758 | 0.44462 | 0.4625 | 0.070815 | 0.45454 | 0.44 | 0 | 0 | 0 | 0 | 0 | 0 | 0 | 0 | 0 | 0 | 0 |  | 0 | 0 | 0 |  | #VALUE! | #VALUE! | #VALUE! | #VALUE! |  |  | #VALUE! | #VALUE! | 0 | 0 | 0.20123 | 0.20123 | #VALUE! | #VALUE! | #VALUE! | #VALUE! | 0 | 0 | 0.20123 | 0.20123 | #VALUE! | #VALUE! | #VALUE! | #VALUE! | 0 | 0 | 0.20123 | 0.20123 | #VALUE! | #VALUE! |  |  |  | #VALUE! | #VALUE! | #VALUE! | #VALUE! | #VALUE! | #VALUE! | #VALUE!
Tuesday | 8 | 16 | 16 | 5464 | 0 | 0 | 0 | 0 | 0 | 0 | 0 | 0 | 0 | 0 | 0 | 0 | 0 | 0 | 0 | 0 | 0 | 0 | 0 | 0 | 0 | 0.3575 | 0.46567 | 0.46075 | 0.43884 | 0.39175 | 0.076992 | 0.46509 | 0.438 | 0 | 0 | 0 | 0 | 0 | 0 | 0 | 0 | 0 | 0 | 0 |  | 0 | 0 | 0 |  | #VALUE! | #VALUE! | #VALUE! | #VALUE! |  |  | #VALUE! | #VALUE! | 0 | 0 | 0.20123 | 0.20123 | #VALUE! | #VALUE! | #VALUE! | #VALUE! | 0 | 0 | 0.20123 | 0.20123 | #VALUE! | #VALUE! | #VALUE! | #VALUE! | 0 | 0 | 0.20123 | 0.20123 | #VALUE! | #VALUE! |  |  |  | #VALUE! | #VALUE! | #VALUE! | #VALUE! | #VALUE! | #VALUE! | #VALUE!
Tuesday | 8 | 16 | 17 | 5465 | 0 | 0 | 0 | 0 | 0 | 0 | 0 | 0 | 0 | 0 | 0 | 0 | 0 | 0 | 0 | 0 | 0 | 0 | 0 | 0 | 0 | 0.3845 | 0.50358 | 0.51153 | 0.44006 | 0.33375 | 0.08238 | 0.51086 | 0.473 | 0 | 0 | 0 | 0 | 0 | 0 | 0 | 0 | 0 | 0 | 0 |  | 0 | 0 | 0 |  | #VALUE! | #VALUE! | #VALUE! | #VALUE! |  |  | #VALUE! | #VALUE! | 0 | 0 | 0.20123 | 0.20123 | #VALUE! | #VALUE! | #VALUE! | #VALUE! | 0 | 0 | 0.20123 | 0.20123 | #VALUE! | #VALUE! | #VALUE! | #VALUE! | 0 | 0 | 0.20123 | 0.20123 | #VALUE! | #VALUE! |  |  |  | #VALUE! | #VALUE! | #VALUE! | #VALUE! | #VALUE! | #VALUE! | #VALUE!
Tuesday | 8 | 16 | 18 | 5466 | 0 | 0 | 0 | 0 | 0 | 0 | 0 | 0 | 0 | 0 | 0 | 0 | 0 | 0 | 0 | 0 | 0 | 0 | 0 | 0 | 0 | 0.2695 | 0.36292 | 0.37543 | 0.38327 | 0.30475 | 0.068836 | 0.4019 | 0.39 | 0 | 0 | 0 | 0 | 0 | 0 | 0 | 0 | 0 | 0 | 0 |  | 0 | 0 | 0 |  | #VALUE! | #VALUE! | #VALUE! | #VALUE! |  |  | #VALUE! | #VALUE! | 0 | 0 | 0.20123 | 0.20123 | #VALUE! | #VALUE! | #VALUE! | #VALUE! | 0 | 0 | 0.20123 | 0.20123 | #VALUE! | #VALUE! | #VALUE! | #VALUE! | 0 | 0 | 0.20123 | 0.20123 | #VALUE! | #VALUE! |  |  |  | #VALUE! | #VALUE! | #VALUE! | #VALUE! | #VALUE! | #VALUE! | #VALUE!
Tuesday | 8 | 16 | 19 | 5467 | 0 | 0 | 0 | 0 | 0 | 0 | 0 | 0 | 0 | 0 | 0 | 0 | 0 | 0 | 0 | 0 | 0 | 0 | 0 | 0 | 0 | 0.1695 | 0.25525 | 0.26511 | 0.33761 | 0.1825 | 0.031767 | 0.31408 | 0.332 | 0 | 0 | 0 | 0 | 0 | 0 | 0 | 0 | 0 | 0 | 0 |  | 0 | 0 | 0 |  | #VALUE! | #VALUE! | #VALUE! | #VALUE! |  |  | #VALUE! | #VALUE! | 0 | 0 | 0.20123 | 0.20123 | #VALUE! | #VALUE! | #VALUE! | #VALUE! | 0 | 0 | 0.20123 | 0.20123 | #VALUE! | #VALUE! | #VALUE! | #VALUE! | 0 | 0 | 0.20123 | 0.20123 | #VALUE! | #VALUE! |  |  |  | #VALUE! | #VALUE! | #VALUE! | #VALUE! | #VALUE! | #VALUE! | #VALUE!
Tuesday | 8 | 16 | 20 | 5468 | 0 | 0 | 0 | 0 | 0 | 0 | 0 | 0 | 0 | 0 | 0 | 0 | 0 | 0 | 0 | 0 | 0 | 0 | 0 | 0 | 0 | 0.017 | 0.095417 | 0.087553 | 0.13308 | 0.053 | 0.002382 | 0.19428 | 0.269 | 0 | 0 | 0 | 0 | 0 | 0 | 0 | 0 | 0 | 0 | 0 |  | 0 | 0 | 0 |  | #VALUE! | #VALUE! | #VALUE! | #VALUE! |  |  | #VALUE! | #VALUE! | 0 | 0 | 0.20123 | 0.20123 | #VALUE! | #VALUE! | #VALUE! | #VALUE! | 0 | 0 | 0.20123 | 0.20123 | #VALUE! | #VALUE! | #VALUE! | #VALUE! | 0 | 0 | 0.20123 | 0.20123 | #VALUE! | #VALUE! |  |  |  | #VALUE! | #VALUE! | #VALUE! | #VALUE! | #VALUE! | #VALUE! | #VALUE!
Tuesday | 8 | 16 | 21 | 5469 | 0 | 0 | 0 | 0 | 0 | 0 | 0 | 0 | 0 | 0 | 0 | 0 | 0 | 0 | 0 | 0 | 0 | 0 | 0 | 0 | 0 | 0.003 | 0.074583 | 0.067085 | 0.1177 | 0 | 0.0023473 | 0.18261 | 0.268 | 0 | 0 | 0 | 0 | 0 | 0 | 0 | 0 | 0 | 0 | 0 |  | 0 | 0 | 0 |  | #VALUE! | #VALUE! | #VALUE! | #VALUE! |  |  | #VALUE! | #VALUE! | 0 | 0 | 0.20123 | 0.20123 | #VALUE! | #VALUE! | #VALUE! | #VALUE! | 0 | 0 | 0.20123 | 0.20123 | #VALUE! | #VALUE! | #VALUE! | #VALUE! | 0 | 0 | 0.20123 | 0.20123 | #VALUE! | #VALUE! |  |  |  | #VALUE! | #VALUE! | #VALUE! | #VALUE! | #VALUE! | #VALUE! | #VALUE!
Tuesday | 8 | 16 | 22 | 5470 | 0 | 0 | 0 | 0 | 0 | 0 | 0 | 0 | 0 | 0 | 0 | 0 | 0 | 0 | 0 | 0 | 0 | 0 | 0 | 0 | 0 | 0 | 0 | 0 | 0.030581 | 0 | 0 | 0.04626 | 0.114 | 0 | 0 | 0 | 0 | 0 | 0 | 0 | 0 | 0 | 0 | 0 |  | 0 | 0 | 0 |  | #VALUE! | #VALUE! | #VALUE! | #VALUE! |  |  | #VALUE! | #VALUE! | 0 | 0 | 0.20123 | 0.20123 | #VALUE! | #VALUE! | #VALUE! | #VALUE! | 0 | 0 | 0.20123 | 0.20123 | #VALUE! | #VALUE! | #VALUE! | #VALUE! | 0 | 0 | 0.20123 | 0.20123 | #VALUE! | #VALUE! |  |  |  | #VALUE! | #VALUE! | #VALUE! | #VALUE! | #VALUE! | #VALUE! | #VALUE!
Tuesday | 8 | 16 | 23 | 5471 | 0 | 0 | 0 | 0 | 0 | 0 | 0 | 0 | 0 | 0 | 0 | 0 | 0 | 0 | 0 | 0 | 0 | 0 | 0 | 0 | 0 | 0 | 0 | 0 | 0.031366 | 0 | 0 | 0.053002 | 0.141 | 0 | 0 | 0 | 0 | 0 | 0 | 0 | 0 | 0 | 0 | 0 |  | 0 | 0 | 0 |  | #VALUE! | #VALUE! | #VALUE! | #VALUE! |  |  | #VALUE! | #VALUE! | 0 | 0 | 0.20123 | 0.20123 | #VALUE! | #VALUE! | #VALUE! | #VALUE! | 0 | 0 | 0.20123 | 0.20123 | #VALUE! | #VALUE! | #VALUE! | #VALUE! | 0 | 0 | 0.20123 | 0.20123 | #VALUE! | #VALUE! |  |  |  | #VALUE! | #VALUE! | #VALUE! | #VALUE! | #VALUE! | #VALUE! | #VALUE!
Tuesday | 8 | 16 | 24 | 5472 | 0 | 0 | 0 | 0 | 0 | 0 | 0 | 0 | 0 | 0 | 0 | 0 | 0 | 0 | 0 | 0 | 0 | 0 | 0 | 0 | 0 | 0 | 0 | 0 | 0.025368 | 0 | 0 | 0.024684 | 0.091 | 0 | 0 | 0 | 0 | 0 | 0 | 0 | 0 | 0 | 0 | 0 |  | 0 | 0 | 0 |  | #VALUE! | #VALUE! | #VALUE! | #VALUE! |  |  | #VALUE! | #VALUE! | 0 | 0 | 0.20123 | 0.20123 | #VALUE! | #VALUE! | #VALUE! | #VALUE! | 0 | 0 | 0.20123 | 0.20123 | #VALUE! | #VALUE! | #VALUE! | #VALUE! | 0 | 0 | 0.20123 | 0.20123 | #VALUE! | #VALUE! |  |  |  | #VALUE! | #VALUE! | #VALUE! | #VALUE! | #VALUE! | #VALUE! | #VALUE!
Wednesday | 8 | 17 | 1 | 5473 | 0 | 0 | 0 | 0 | 0 | 0 | 0 | 0 | 0 | 0 | 0 | 0 | 0 | 0 | 0 | 0 | 0 | 0 | 0 | 0 | 0 | 0 | 0 | 0 | 0.020284 | 0 | 0 | 0.011902 | 0.056 | 0 | 0 | 0 | 0 | 0 | 0 | 0 | 0 | 0 | 0 | 0 |  | 0 | 0 | 0 |  | #VALUE! | #VALUE! | #VALUE! | #VALUE! |  |  | #VALUE! | #VALUE! | 0 | 0 | 0.20123 | 0.20123 | #VALUE! | #VALUE! | #VALUE! | #VALUE! | 0 | 0 | 0.20123 | 0.20123 | #VALUE! | #VALUE! | #VALUE! | #VALUE! | 0 | 0 | 0.20123 | 0.20123 | #VALUE! | #VALUE! |  |  |  | #VALUE! | #VALUE! | #VALUE! | #VALUE! | #VALUE! | #VALUE! | #VALUE!
Wednesday | 8 | 17 | 2 | 5474 | 0 | 0 | 0 | 0 | 0 | 0 | 0 | 0 | 0 | 0 | 0 | 0 | 0 | 0 | 0 | 0 | 0 | 0 | 0 | 0 | 0 | 0 | 0 | 0 | 0.015813 | 0 | 0 | 0.0063448 | 0.038 | 0 | 0 | 0 | 0 | 0 | 0 | 0 | 0 | 0 | 0 | 0 |  | 0 | 0 | 0 |  | #VALUE! | #VALUE! | #VALUE! | #VALUE! |  |  | #VALUE! | #VALUE! | 0 | 0 | 0.20123 | 0.20123 | #VALUE! | #VALUE! | #VALUE! | #VALUE! | 0 | 0 | 0.20123 | 0.20123 | #VALUE! | #VALUE! | #VALUE! | #VALUE! | 0 | 0 | 0.20123 | 0.20123 | #VALUE! | #VALUE! |  |  |  | #VALUE! | #VALUE! | #VALUE! | #VALUE! | #VALUE! | #VALUE! | #VALUE!
Wednesday | 8 | 17 | 3 | 5475 | 0 | 0 | 0 | 0 | 0 | 0 | 0 | 0 | 0 | 0 | 0 | 0 | 0 | 0 | 0 | 0 | 0 | 0 | 0 | 0 | 0 | 0 | 0 | 0 | 0.011854 | 0 | 0 | 0.003331 | 0.011 | 0 | 0 | 0 | 0 | 0 | 0 | 0 | 0 | 0 | 0 | 0 |  | 0 | 0 | 0 |  | #VALUE! | #VALUE! | #VALUE! | #VALUE! |  |  | #VALUE! | #VALUE! | 0 | 0 | 0.20123 | 0.20123 | #VALUE! | #VALUE! | #VALUE! | #VALUE! | 0 | 0 | 0.20123 | 0.20123 | #VALUE! | #VALUE! | #VALUE! | #VALUE! | 0 | 0 | 0.20123 | 0.20123 | #VALUE! | #VALUE! |  |  |  | #VALUE! | #VALUE! | #VALUE! | #VALUE! | #VALUE! | #VALUE! | #VALUE!
Wednesday | 8 | 17 | 4 | 5476 | 0 | 0 | 0 | 0 | 0 | 0 | 0 | 0 | 0 | 0 | 0 | 0 | 0 | 0 | 0 | 0 | 0 | 0 | 0 | 0 | 0 | 0 | 0 | 0 | 0.01689 | 0 | 0 | 0.013007 | 0.059 | 0 | 0 | 0 | 0 | 0 | 0 | 0 | 0 | 0 | 0 | 0 |  | 0 | 0 | 0 |  | #VALUE! | #VALUE! | #VALUE! | #VALUE! |  |  | #VALUE! | #VALUE! | 0 | 0 | 0.20123 | 0.20123 | #VALUE! | #VALUE! | #VALUE! | #VALUE! | 0 | 0 | 0.20123 | 0.20123 | #VALUE! | #VALUE! | #VALUE! | #VALUE! | 0 | 0 | 0.20123 | 0.20123 | #VALUE! | #VALUE! |  |  |  | #VALUE! | #VALUE! | #VALUE! | #VALUE! | #VALUE! | #VALUE! | #VALUE!
Wednesday | 8 | 17 | 5 | 5477 | 0 | 0 | 0 | 0 | 0 | 0 | 0 | 0 | 0 | 0 | 0 | 0 | 0 | 0 | 0 | 0 | 0 | 0 | 0 | 0 | 0 | 0 | 0 | 0 | 0.019369 | 0 | 0 | 0.020462 | 0.092 | 0 | 0 | 0 | 0 | 0 | 0 | 0 | 0 | 0 | 0 | 0 |  | 0 | 0 | 0 |  | #VALUE! | #VALUE! | #VALUE! | #VALUE! |  |  | #VALUE! | #VALUE! | 0 | 0 | 0.20123 | 0.20123 | #VALUE! | #VALUE! | #VALUE! | #VALUE! | 0 | 0 | 0.20123 | 0.20123 | #VALUE! | #VALUE! | #VALUE! | #VALUE! | 0 | 0 | 0.20123 | 0.20123 | #VALUE! | #VALUE! |  |  |  | #VALUE! | #VALUE! | #VALUE! | #VALUE! | #VALUE! | #VALUE! | #VALUE!
Wednesday | 8 | 17 | 6 | 5478 | 0 | 0 | 0 | 0 | 0 | 0 | 0 | 0 | 0 | 0 | 0 | 0 | 0 | 0 | 0 | 0 | 0 | 0 | 0 | 0 | 0 | 0 | 0 | 0 | 0.017334 | 0 | 0.033496 | 0.018083 | 0.061 | 0 | 0 | 0 | 0 | 0 | 0 | 0 | 0 | 0 | 0 | 0 |  | 0 | 0 | 0 |  | #VALUE! | #VALUE! | #VALUE! | #VALUE! |  |  | #VALUE! | #VALUE! | 0 | 0 | 0.20123 | 0.20123 | #VALUE! | #VALUE! | #VALUE! | #VALUE! | 0 | 0 | 0.20123 | 0.20123 | #VALUE! | #VALUE! | #VALUE! | #VALUE! | 0 | 0 | 0.20123 | 0.20123 | #VALUE! | #VALUE! |  |  |  | #VALUE! | #VALUE! | #VALUE! | #VALUE! | #VALUE! | #VALUE! | #VALUE!
Wednesday | 8 | 17 | 7 | 5479 | 0 | 0 | 0 | 0 | 0 | 0 | 0 | 0 | 0 | 0 | 0 | 0 | 0 | 0 | 0 | 0 | 0 | 0 | 0 | 0 | 0 | 0 | 0 | 0 | 0.032836 | 0 | 0.036109 | 0.029075 | 0.132 | 0 | 0 | 0 | 0 | 0 | 0 | 0 | 0 | 0 | 0 | 0 |  | 0 | 0 | 0 |  | #VALUE! | #VALUE! | #VALUE! | #VALUE! |  |  | #VALUE! | #VALUE! | 0 | 0 | 0.20123 | 0.20123 | #VALUE! | #VALUE! | #VALUE! | #VALUE! | 0 | 0 | 0.20123 | 0.20123 | #VALUE! | #VALUE! | #VALUE! | #VALUE! | 0 | 0 | 0.20123 | 0.20123 | #VALUE! | #VALUE! |  |  |  | #VALUE! | #VALUE! | #VALUE! | #VALUE! | #VALUE! | #VALUE! | #VALUE!
Wednesday | 8 | 17 | 8 | 5480 | 0 | 0 | 0 | 0 | 0 | 0 | 0 | 0 | 0 | 0 | 0 | 0 | 0 | 0 | 0 | 0 | 0 | 0 | 0 | 0 | 0 | 0 | 0 | 0 | 0.035844 | 0.05 | 0.04371 | 0.07668 | 0.253 | 0 | 0 | 0 | 0 | 0 | 0 | 0 | 0 | 0 | 0 | 0 |  | 0 | 0 | 0 |  | #VALUE! | #VALUE! | #VALUE! | #VALUE! |  |  | #VALUE! | #VALUE! | 0 | 0 | 0.20123 | 0.20123 | #VALUE! | #VALUE! | #VALUE! | #VALUE! | 0 | 0 | 0.20123 | 0.20123 | #VALUE! | #VALUE! | #VALUE! | #VALUE! | 0 | 0 | 0.20123 | 0.20123 | #VALUE! | #VALUE! |  |  |  | #VALUE! | #VALUE! | #VALUE! | #VALUE! | #VALUE! | #VALUE! | #VALUE!
Wednesday | 8 | 17 | 9 | 5481 | 0 | 0 | 0 | 0 | 0 | 0 | 0 | 0 | 0 | 0 | 0 | 0 | 0 | 0 | 0 | 0 | 0 | 0 | 0 | 0 | 0 | 0 | 0 | 0.0014375 | 0.038213 | 0.2175 | 0.043292 | 0.10027 | 0.272 | 0 | 0 | 0 | 0 | 0 | 0 | 0 | 0 | 0 | 0 | 0 |  | 0 | 0 | 0 |  | #VALUE! | #VALUE! | #VALUE! | #VALUE! |  |  | #VALUE! | #VALUE! | 0 | 0 | 0.20123 | 0.20123 | #VALUE! | #VALUE! | #VALUE! | #VALUE! | 0 | 0 | 0.20123 | 0.20123 | #VALUE! | #VALUE! | #VALUE! | #VALUE! | 0 | 0 | 0.20123 | 0.20123 | #VALUE! | #VALUE! |  |  |  | #VALUE! | #VALUE! | #VALUE! | #VALUE! | #VALUE! | #VALUE! | #VALUE!
Wednesday | 8 | 17 | 10 | 5482 | 0 | 0 | 0 | 0 | 0 | 0 | 0 | 0 | 0 | 0 | 0 | 0 | 0 | 0 | 0 | 0 | 0 | 0 | 0 | 0 | 0 | 0 | 0 | 0.0086392 | 0.037906 | 0.3095 | 0.0018386 | 0.14643 | 0.289 | 0 | 0 | 0 | 0 | 0 | 0 | 0 | 0 | 0 | 0 | 0 |  | 0 | 0 | 0 |  | #VALUE! | #VALUE! | #VALUE! | #VALUE! |  |  | #VALUE! | #VALUE! | 0 | 0 | 0.20123 | 0.20123 | #VALUE! | #VALUE! | #VALUE! | #VALUE! | 0 | 0 | 0.20123 | 0.20123 | #VALUE! | #VALUE! | #VALUE! | #VALUE! | 0 | 0 | 0.20123 | 0.20123 | #VALUE! | #VALUE! |  |  |  | #VALUE! | #VALUE! | #VALUE! | #VALUE! | #VALUE! | #VALUE! | #VALUE!
Wednesday | 8 | 17 | 11 | 5483 | 0 | 0 | 0 | 0 | 0 | 0 | 0 | 0 | 0 | 0 | 0 | 0 | 0 | 0 | 0 | 0 | 0 | 0 | 0 | 0 | 0 | 0.0055 | 0.090333 | 0.087637 | 0.11609 | 0.40725 | 0.0024977 | 0.18672 | 0.276 | 0 | 0 | 0 | 0 | 0 | 0 | 0 | 0 | 0 | 0 | 0 |  | 0 | 0 | 0 |  | #VALUE! | #VALUE! | #VALUE! | #VALUE! |  |  | #VALUE! | #VALUE! | 0 | 0 | 0.20123 | 0.20123 | #VALUE! | #VALUE! | #VALUE! | #VALUE! | 0 | 0 | 0.20123 | 0.20123 | #VALUE! | #VALUE! | #VALUE! | #VALUE! | 0 | 0 | 0.20123 | 0.20123 | #VALUE! | #VALUE! |  |  |  | #VALUE! | #VALUE! | #VALUE! | #VALUE! | #VALUE! | #VALUE! | #VALUE!
Wednesday | 8 | 17 | 12 | 5484 | 0 | 0 | 0 | 0 | 0 | 0 | 0 | 0 | 0 | 0 | 0 | 0 | 0 | 0 | 0 | 0 | 0 | 0 | 0 | 0 | 0 | 0.015 | 0.10742 | 0.10037 | 0.26368 | 0.4885 | 0.0025208 | 0.19685 | 0.276 | 0 | 0 | 0 | 0 | 0 | 0 | 0 | 0 | 0 | 0 | 0 |  | 0 | 0 | 0 |  | #VALUE! | #VALUE! | #VALUE! | #VALUE! |  |  | #VALUE! | #VALUE! | 0 | 0 | 0.20123 | 0.20123 | #VALUE! | #VALUE! | #VALUE! | #VALUE! | 0 | 0 | 0.20123 | 0.20123 | #VALUE! | #VALUE! | #VALUE! | #VALUE! | 0 | 0 | 0.20123 | 0.20123 | #VALUE! | #VALUE! |  |  |  | #VALUE! | #VALUE! | #VALUE! | #VALUE! | #VALUE! | #VALUE! | #VALUE!
Wednesday | 8 | 17 | 13 | 5485 | 0 | 0 | 0 | 0 | 0 | 0 | 0 | 0 | 0 | 0 | 0 | 0 | 0 | 0 | 0 | 0 | 0 | 0 | 0 | 0 | 0 | 0.0405 | 0.14808 | 0.13943 | 0.25612 | 0.50175 | 0.0029692 | 0.20769 | 0.267 | 0 | 0 | 0 | 0 | 0 | 0 | 0 | 0 | 0 | 0 | 0 |  | 0 | 0 | 0 |  | #VALUE! | #VALUE! | #VALUE! | #VALUE! |  |  | #VALUE! | #VALUE! | 0 | 0 | 0.20123 | 0.20123 | #VALUE! | #VALUE! | #VALUE! | #VALUE! | 0 | 0 | 0.20123 | 0.20123 | #VALUE! | #VALUE! | #VALUE! | #VALUE! | 0 | 0 | 0.20123 | 0.20123 | #VALUE! | #VALUE! |  |  |  | #VALUE! | #VALUE! | #VALUE! | #VALUE! | #VALUE! | #VALUE! | #VALUE!
Wednesday | 8 | 17 | 14 | 5486 | 0 | 0 | 0 | 0 | 0 | 0 | 0 | 0 | 0 | 0 | 0 | 0 | 0 | 0 | 0 | 0 | 0 | 0 | 0 | 0 | 0 | 0.034 | 0.13608 | 0.11836 | 0.14683 | 0.51025 | 0.0045618 | 0.1962 | 0.25 | 0 | 0 | 0 | 0 | 0 | 0 | 0 | 0 | 0 | 0 | 0 |  | 0 | 0 | 0 |  | #VALUE! | #VALUE! | #VALUE! | #VALUE! |  |  | #VALUE! | #VALUE! | 0 | 0 | 0.20123 | 0.20123 | #VALUE! | #VALUE! | #VALUE! | #VALUE! | 0 | 0 | 0.20123 | 0.20123 | #VALUE! | #VALUE! | #VALUE! | #VALUE! | 0 | 0 | 0.20123 | 0.20123 | #VALUE! | #VALUE! |  |  |  | #VALUE! | #VALUE! | #VALUE! | #VALUE! | #VALUE! | #VALUE! | #VALUE!
Wednesday | 8 | 17 | 15 | 5487 | 0 | 0 | 0 | 0 | 0 | 0 | 0 | 0 | 0 | 0 | 0 | 0 | 0 | 0 | 0 | 0 | 0 | 0 | 0 | 0 | 0 | 0.102 | 0.21508 | 0.20142 | 0.38322 | 0.5545 | 0.026721 | 0.25119 | 0.288 | 0 | 0 | 0 | 0 | 0 | 0 | 0 | 0 | 0 | 0 | 0 |  | 0 | 0 | 0 |  | #VALUE! | #VALUE! | #VALUE! | #VALUE! |  |  | #VALUE! | #VALUE! | 0 | 0 | 0.20123 | 0.20123 | #VALUE! | #VALUE! | #VALUE! | #VALUE! | 0 | 0 | 0.20123 | 0.20123 | #VALUE! | #VALUE! | #VALUE! | #VALUE! | 0 | 0 | 0.20123 | 0.20123 | #VALUE! | #VALUE! |  |  |  | #VALUE! | #VALUE! | #VALUE! | #VALUE! | #VALUE! | #VALUE! | #VALUE!
Wednesday | 8 | 17 | 16 | 5488 | 0 | 0 | 0 | 0 | 0 | 0 | 0 | 0 | 0 | 0 | 0 | 0 | 0 | 0 | 0 | 0 | 0 | 0 | 0 | 0 | 0 | 0.146 | 0.24867 | 0.24443 | 0.35378 | 0.5415 | 0.043692 | 0.28276 | 0.301 | 0 | 0 | 0 | 0 | 0 | 0 | 0 | 0 | 0 | 0 | 0 |  | 0 | 0 | 0 |  | #VALUE! | #VALUE! | #VALUE! | #VALUE! |  |  | #VALUE! | #VALUE! | 0 | 0 | 0.20123 | 0.20123 | #VALUE! | #VALUE! | #VALUE! | #VALUE! | 0 | 0 | 0.20123 | 0.20123 | #VALUE! | #VALUE! | #VALUE! | #VALUE! | 0 | 0 | 0.20123 | 0.20123 | #VALUE! | #VALUE! |  |  |  | #VALUE! | #VALUE! | #VALUE! | #VALUE! | #VALUE! | #VALUE! | #VALUE!
Wednesday | 8 | 17 | 17 | 5489 | 0 | 0 | 0 | 0 | 0 | 0 | 0 | 0 | 0 | 0 | 0 | 0 | 0 | 0 | 0 | 0 | 0 | 0 | 0 | 0 | 0 | 0.1335 | 0.24783 | 0.24406 | 0.27594 | 0.5505 | 0.052749 | 0.29747 | 0.324 | 0 | 0 | 0 | 0 | 0 | 0 | 0 | 0 | 0 | 0 | 0 |  | 0 | 0 | 0 |  | #VALUE! | #VALUE! | #VALUE! | #VALUE! |  |  | #VALUE! | #VALUE! | 0 | 0 | 0.20123 | 0.20123 | #VALUE! | #VALUE! | #VALUE! | #VALUE! | 0 | 0 | 0.20123 | 0.20123 | #VALUE! | #VALUE! | #VALUE! | #VALUE! | 0 | 0 | 0.20123 | 0.20123 | #VALUE! | #VALUE! |  |  |  | #VALUE! | #VALUE! | #VALUE! | #VALUE! | #VALUE! | #VALUE! | #VALUE!
Wednesday | 8 | 17 | 18 | 5490 | 0 | 0 | 0 | 0 | 0 | 0 | 0 | 0 | 0 | 0 | 0 | 0 | 0 | 0 | 0 | 0 | 0 | 0 | 0 | 0 | 0 | 0.08 | 0.17075 | 0.17661 | 0.13713 | 0.54125 | 0.034761 | 0.23725 | 0.267 | 0 | 0 | 0 | 0 | 0 | 0 | 0 | 0 | 0 | 0 | 0 |  | 0 | 0 | 0 |  | #VALUE! | #VALUE! | #VALUE! | #VALUE! |  |  | #VALUE! | #VALUE! | 0 | 0 | 0.20123 | 0.20123 | #VALUE! | #VALUE! | #VALUE! | #VALUE! | 0 | 0 | 0.20123 | 0.20123 | #VALUE! | #VALUE! | #VALUE! | #VALUE! | 0 | 0 | 0.20123 | 0.20123 | #VALUE! | #VALUE! |  |  |  | #VALUE! | #VALUE! | #VALUE! | #VALUE! | #VALUE! | #VALUE! | #VALUE!
Wednesday | 8 | 17 | 19 | 5491 | 0 | 0 | 0 | 0 | 0 | 0 | 0 | 0 | 0 | 0 | 0 | 0 | 0 | 0 | 0 | 0 | 0 | 0 | 0 | 0 | 0 | 0.0055 | 0.060417 | 0.060453 | 0.027807 | 0.518 | 0.0023025 | 0.15457 | 0.215 | 0 | 0 | 0 | 0 | 0 | 0 | 0 | 0 | 0 | 0 | 0 |  | 0 | 0 | 0 |  | #VALUE! | #VALUE! | #VALUE! | #VALUE! |  |  | #VALUE! | #VALUE! | 0 | 0 | 0.20123 | 0.20123 | #VALUE! | #VALUE! | #VALUE! | #VALUE! | 0 | 0 | 0.20123 | 0.20123 | #VALUE! | #VALUE! | #VALUE! | #VALUE! | 0 | 0 | 0.20123 | 0.20123 | #VALUE! | #VALUE! |  |  |  | #VALUE! | #VALUE! | #VALUE! | #VALUE! | #VALUE! | #VALUE! | #VALUE!
Wednesday | 8 | 17 | 20 | 5492 | 0 | 0 | 0 | 0 | 0 | 0 | 0 | 0 | 0 | 0 | 0 | 0 | 0 | 0 | 0 | 0 | 0 | 0 | 0 | 0 | 0 | 0 | 0 | 0.0097858 | 0.028949 | 0.35875 | 0.00097132 | 0.10255 | 0.18 | 0 | 0 | 0 | 0 | 0 | 0 | 0 | 0 | 0 | 0 | 0 |  | 0 | 0 | 0 |  | #VALUE! | #VALUE! | #VALUE! | #VALUE! |  |  | #VALUE! | #VALUE! | 0 | 0 | 0.20123 | 0.20123 | #VALUE! | #VALUE! | #VALUE! | #VALUE! | 0 | 0 | 0.20123 | 0.20123 | #VALUE! | #VALUE! | #VALUE! | #VALUE! | 0 | 0 | 0.20123 | 0.20123 | #VALUE! | #VALUE! |  |  |  | #VALUE! | #VALUE! | #VALUE! | #VALUE! | #VALUE! | #VALUE! | #VALUE!
Wednesday | 8 | 17 | 21 | 5493 | 0 | 0 | 0 | 0 | 0 | 0 | 0 | 0 | 0 | 0 | 0 | 0 | 0 | 0 | 0 | 0 | 0 | 0 | 0 | 0 | 0 | 0 | 0 | 0.00125 | 0.029009 | 0.19 | 0.00062442 | 0.081513 | 0.163 | 0 | 0 | 0 | 0 | 0 | 0 | 0 | 0 | 0 | 0 | 0 |  | 0 | 0 | 0 |  | #VALUE! | #VALUE! | #VALUE! | #VALUE! |  |  | #VALUE! | #VALUE! | 0 | 0 | 0.20123 | 0.20123 | #VALUE! | #VALUE! | #VALUE! | #VALUE! | 0 | 0 | 0.20123 | 0.20123 | #VALUE! | #VALUE! | #VALUE! | #VALUE! | 0 | 0 | 0.20123 | 0.20123 | #VALUE! | #VALUE! |  |  |  | #VALUE! | #VALUE! | #VALUE! | #VALUE! | #VALUE! | #VALUE! | #VALUE!
Wednesday | 8 | 17 | 22 | 5494 | 0 | 0 | 0 | 0 | 0 | 0 | 0 | 0 | 0 | 0 | 0 | 0 | 0 | 0 | 0 | 0 | 0 | 0 | 0 | 0 | 0 | 0 | 0 | 0 | 0.030942 | 0.1665 | 0 | 0.031635 | 0.092 | 0 | 0 | 0 | 0 | 0 | 0 | 0 | 0 | 0 | 0 | 0 |  | 0 | 0 | 0 |  | #VALUE! | #VALUE! | #VALUE! | #VALUE! |  |  | #VALUE! | #VALUE! | 0 | 0 | 0.20123 | 0.20123 | #VALUE! | #VALUE! | #VALUE! | #VALUE! | 0 | 0 | 0.20123 | 0.20123 | #VALUE! | #VALUE! | #VALUE! | #VALUE! | 0 | 0 | 0.20123 | 0.20123 | #VALUE! | #VALUE! |  |  |  | #VALUE! | #VALUE! | #VALUE! | #VALUE! | #VALUE! | #VALUE! | #VALUE!
Wednesday | 8 | 17 | 23 | 5495 | 0 | 0 | 0 | 0 | 0 | 0 | 0 | 0 | 0 | 0 | 0 | 0 | 0 | 0 | 0 | 0 | 0 | 0 | 0 | 0 | 0 | 0 | 0 | 0 | 0.023351 | 0.0995 | 0 | 0.015663 | 0.056 | 0 | 0 | 0 | 0 | 0 | 0 | 0 | 0 | 0 | 0 | 0 |  | 0 | 0 | 0 |  | #VALUE! | #VALUE! | #VALUE! | #VALUE! |  |  | #VALUE! | #VALUE! | 0 | 0 | 0.20123 | 0.20123 | #VALUE! | #VALUE! | #VALUE! | #VALUE! | 0 | 0 | 0.20123 | 0.20123 | #VALUE! | #VALUE! | #VALUE! | #VALUE! | 0 | 0 | 0.20123 | 0.20123 | #VALUE! | #VALUE! |  |  |  | #VALUE! | #VALUE! | #VALUE! | #VALUE! | #VALUE! | #VALUE! | #VALUE!
Wednesday | 8 | 17 | 24 | 5496 | 0 | 0 | 0 | 0 | 0 | 0 | 0 | 0 | 0 | 0 | 0 | 0 | 0 | 0 | 0 | 0 | 0 | 0 | 0 | 0 | 0 | 0 | 0 | 0 | 0.017083 | 0.042 | 0 | 0.0083218 | 0.041 | 0 | 0 | 0 | 0 | 0 | 0 | 0 | 0 | 0 | 0 | 0 |  | 0 | 0 | 0 |  | #VALUE! | #VALUE! | #VALUE! | #VALUE! |  |  | #VALUE! | #VALUE! | 0 | 0 | 0.20123 | 0.20123 | #VALUE! | #VALUE! | #VALUE! | #VALUE! | 0 | 0 | 0.20123 | 0.20123 | #VALUE! | #VALUE! | #VALUE! | #VALUE! | 0 | 0 | 0.20123 | 0.20123 | #VALUE! | #VALUE! |  |  |  | #VALUE! | #VALUE! | #VALUE! | #VALUE! | #VALUE! | #VALUE! | #VALUE!
Thursday | 8 | 18 | 1 | 5497 | 0 | 0 | 0 | 0 | 0 | 0 | 0 | 0 | 0 | 0 | 0 | 0 | 0 | 0 | 0 | 0 | 0 | 0 | 0 | 0 | 0 | 0 | 0 | 0 | 0.0091511 | 0.02175 | 0 | 0.00015862 | 0 | 0 | 0 | 0 | 0 | 0 | 0 | 0 | 0 | 0 | 0 | 0 |  | 0 | 0 | 0 |  | #VALUE! | #VALUE! | #VALUE! | #VALUE! |  |  | #VALUE! | #VALUE! | 0 | 0 | 0.20123 | 0.20123 | #VALUE! | #VALUE! | #VALUE! | #VALUE! | 0 | 0 | 0.20123 | 0.20123 | #VALUE! | #VALUE! | #VALUE! | #VALUE! | 0 | 0 | 0.20123 | 0.20123 | #VALUE! | #VALUE! |  |  |  | #VALUE! | #VALUE! | #VALUE! | #VALUE! | #VALUE! | #VALUE! | #VALUE!
Thursday | 8 | 18 | 2 | 5498 | 0 | 0 | 0 | 0 | 0 | 0 | 0 | 0 | 0 | 0 | 0 | 0 | 0 | 0 | 0 | 0 | 0 | 0 | 0 | 0 | 0 | 0 | 0 | 0 | 0.0035593 | 0.03875 | 0 | 0 | 0 | 0 | 0 | 0 | 0 | 0 | 0 | 0 | 0 | 0 | 0 | 0 |  | 0 | 0 | 0 |  | #VALUE! | #VALUE! | #VALUE! | #VALUE! |  |  | #VALUE! | #VALUE! | 0 | 0 | 0.20123 | 0.20123 | #VALUE! | #VALUE! | #VALUE! | #VALUE! | 0 | 0 | 0.20123 | 0.20123 | #VALUE! | #VALUE! | #VALUE! | #VALUE! | 0 | 0 | 0.20123 | 0.20123 | #VALUE! | #VALUE! |  |  |  | #VALUE! | #VALUE! | #VALUE! | #VALUE! | #VALUE! | #VALUE! | #VALUE!
Thursday | 8 | 18 | 3 | 5499 | 0 | 0 | 0 | 0 | 0 | 0 | 0 | 0 | 0 | 0 | 0 | 0 | 0 | 0 | 0 | 0 | 0 | 0 | 0 | 0 | 0 | 0 | 0 | 0 | 0.0024536 | 0.10875 | 0 | 0 | 0 | 0 | 0 | 0 | 0 | 0 | 0 | 0 | 0 | 0 | 0 | 0 |  | 0 | 0 | 0 |  | #VALUE! | #VALUE! | #VALUE! | #VALUE! |  |  | #VALUE! | #VALUE! | 0 | 0 | 0.20123 | 0.20123 | #VALUE! | #VALUE! | #VALUE! | #VALUE! | 0 | 0 | 0.20123 | 0.20123 | #VALUE! | #VALUE! | #VALUE! | #VALUE! | 0 | 0 | 0.20123 | 0.20123 | #VALUE! | #VALUE! |  |  |  | #VALUE! | #VALUE! | #VALUE! | #VALUE! | #VALUE! | #VALUE! | #VALUE!
Thursday | 8 | 18 | 4 | 5500 | 0 | 0 | 0 | 0 | 0 | 0 | 0 | 0 | 0 | 0 | 0 | 0 | 0 | 0 | 0 | 0 | 0 | 0 | 0 | 0 | 0 | 0 | 0 | 0 | 0 | 0.01875 | 0 | 0 | 0 | 0 | 0 | 0 | 0 | 0 | 0 | 0 | 0 | 0 | 0 | 0 |  | 0 | 0 | 0 |  | #VALUE! | #VALUE! | #VALUE! | #VALUE! |  |  | #VALUE! | #VALUE! | 0 | 0 | 0.20123 | 0.20123 | #VALUE! | #VALUE! | #VALUE! | #VALUE! | 0 | 0 | 0.20123 | 0.20123 | #VALUE! | #VALUE! | #VALUE! | #VALUE! | 0 | 0 | 0.20123 | 0.20123 | #VALUE! | #VALUE! |  |  |  | #VALUE! | #VALUE! | #VALUE! | #VALUE! | #VALUE! | #VALUE! | #VALUE!
Thursday | 8 | 18 | 5 | 5501 | 0 | 0 | 0 | 0 | 0 | 0 | 0 | 0 | 0 | 0 | 0 | 0 | 0 | 0 | 0 | 0 | 0 | 0 | 0 | 0 | 0 | 0 | 0 | 0 | 0 | 0.038 | 0 | 0 | 0 | 0 | 0 | 0 | 0 | 0 | 0 | 0 | 0 | 0 | 0 | 0 |  | 0 | 0 | 0 |  | #VALUE! | #VALUE! | #VALUE! | #VALUE! |  |  | #VALUE! | #VALUE! | 0 | 0 | 0.20123 | 0.20123 | #VALUE! | #VALUE! | #VALUE! | #VALUE! | 0 | 0 | 0.20123 | 0.20123 | #VALUE! | #VALUE! | #VALUE! | #VALUE! | 0 | 0 | 0.20123 | 0.20123 | #VALUE! | #VALUE! |  |  |  | #VALUE! | #VALUE! | #VALUE! | #VALUE! | #VALUE! | #VALUE! | #VALUE!
Thursday | 8 | 18 | 6 | 5502 | 0 | 0 | 0 | 0 | 0 | 0 | 0 | 0 | 0 | 0 | 0 | 0 | 0 | 0 | 0 | 0 | 0 | 0 | 0 | 0 | 0 | 0 | 0 | 0 | 0 | 0.0355 | 0 | 0 | 0 | 0 | 0 | 0 | 0 | 0 | 0 | 0 | 0 | 0 | 0 | 0 |  | 0 | 0 | 0 |  | #VALUE! | #VALUE! | #VALUE! | #VALUE! |  |  | #VALUE! | #VALUE! | 0 | 0 | 0.20123 | 0.20123 | #VALUE! | #VALUE! | #VALUE! | #VALUE! | 0 | 0 | 0.20123 | 0.20123 | #VALUE! | #VALUE! | #VALUE! | #VALUE! | 0 | 0 | 0.20123 | 0.20123 | #VALUE! | #VALUE! |  |  |  | #VALUE! | #VALUE! | #VALUE! | #VALUE! | #VALUE! | #VALUE! | #VALUE!
Thursday | 8 | 18 | 7 | 5503 | 0 | 0 | 0 | 0 | 0 | 0 | 0 | 0 | 0 | 0 | 0 | 0 | 0 | 0 | 0 | 0 | 0 | 0 | 0 | 0 | 0 | 0 | 0 | 0 | 0.022588 | 0.18625 | 0 | 0.012214 | 0.04 | 0 | 0 | 0 | 0 | 0 | 0 | 0 | 0 | 0 | 0 | 0 |  | 0 | 0 | 0 |  | #VALUE! | #VALUE! | #VALUE! | #VALUE! |  |  | #VALUE! | #VALUE! | 0 | 0 | 0.20123 | 0.20123 | #VALUE! | #VALUE! | #VALUE! | #VALUE! | 0 | 0 | 0.20123 | 0.20123 | #VALUE! | #VALUE! | #VALUE! | #VALUE! | 0 | 0 | 0.20123 | 0.20123 | #VALUE! | #VALUE! |  |  |  | #VALUE! | #VALUE! | #VALUE! | #VALUE! | #VALUE! | #VALUE! | #VALUE!
Thursday | 8 | 18 | 8 | 5504 | 0 | 0 | 0 | 0 | 0 | 0 | 0 | 0 | 0 | 0 | 0 | 0 | 0 | 0 | 0 | 0 | 0 | 0 | 0 | 0 | 0 | 0 | 0 | 0.0004375 | 0.029593 | 0.39375 | 0.00067067 | 0.061943 | 0.176 | 0 | 0 | 0 | 0 | 0 | 0 | 0 | 0 | 0 | 0 | 0 |  | 0 | 0 | 0 |  | #VALUE! | #VALUE! | #VALUE! | #VALUE! |  |  | #VALUE! | #VALUE! | 0 | 0 | 0.20123 | 0.20123 | #VALUE! | #VALUE! | #VALUE! | #VALUE! | 0 | 0 | 0.20123 | 0.20123 | #VALUE! | #VALUE! | #VALUE! | #VALUE! | 0 | 0 | 0.20123 | 0.20123 | #VALUE! | #VALUE! |  |  |  | #VALUE! | #VALUE! | #VALUE! | #VALUE! | #VALUE! | #VALUE! | #VALUE!
Thursday | 8 | 18 | 9 | 5505 | 0 | 0 | 0 | 0 | 0 | 0 | 0 | 0 | 0 | 0 | 0 | 0 | 0 | 0 | 0 | 0 | 0 | 0 | 0 | 0 | 0 | 0 | 0.0705 | 0.07521 | 0.16795 | 0.504 | 0.0026711 | 0.16707 | 0.281 | 0 | 0 | 0 | 0 | 0 | 0 | 0 | 0 | 0 | 0 | 0 |  | 0 | 0 | 0 |  | #VALUE! | #VALUE! | #VALUE! | #VALUE! |  |  | #VALUE! | #VALUE! | 0 | 0 | 0.20123 | 0.20123 | #VALUE! | #VALUE! | #VALUE! | #VALUE! | 0 | 0 | 0.20123 | 0.20123 | #VALUE! | #VALUE! | #VALUE! | #VALUE! | 0 | 0 | 0.20123 | 0.20123 | #VALUE! | #VALUE! |  |  |  | #VALUE! | #VALUE! | #VALUE! | #VALUE! | #VALUE! | #VALUE! | #VALUE!
Thursday | 8 | 18 | 10 | 5506 | 0 | 0 | 0 | 0 | 0 | 0 | 0 | 0 | 0 | 0 | 0 | 0 | 0 | 0 | 0 | 0 | 0 | 0 | 0 | 0 | 0 | 0.025 | 0.1425 | 0.14474 | 0.34302 | 0.5765 | 0.0033418 | 0.22367 | 0.326 | 0 | 0 | 0 | 0 | 0 | 0 | 0 | 0 | 0 | 0 | 0 |  | 0 | 0 | 0 |  | #VALUE! | #VALUE! | #VALUE! | #VALUE! |  |  | #VALUE! | #VALUE! | 0 | 0 | 0.20123 | 0.20123 | #VALUE! | #VALUE! | #VALUE! | #VALUE! | 0 | 0 | 0.20123 | 0.20123 | #VALUE! | #VALUE! | #VALUE! | #VALUE! | 0 | 0 | 0.20123 | 0.20123 | #VALUE! | #VALUE! |  |  |  | #VALUE! | #VALUE! | #VALUE! | #VALUE! | #VALUE! | #VALUE! | #VALUE!
Thursday | 8 | 18 | 11 | 5507 | 0 | 0 | 0 | 0 | 0 | 0 | 0 | 0 | 0 | 0 | 0 | 0 | 0 | 0 | 0 | 0 | 0 | 0 | 0 | 0 | 0 | 0.085 | 0.20192 | 0.20232 | 0.34462 | 0.648 | 0.0070951 | 0.25478 | 0.335 | 0 | 0 | 0 | 0 | 0 | 0 | 0 | 0 | 0 | 0 | 0 |  | 0 | 0 | 0 |  | #VALUE! | #VALUE! | #VALUE! | #VALUE! |  |  | #VALUE! | #VALUE! | 0 | 0 | 0.20123 | 0.20123 | #VALUE! | #VALUE! | #VALUE! | #VALUE! | 0 | 0 | 0.20123 | 0.20123 | #VALUE! | #VALUE! | #VALUE! | #VALUE! | 0 | 0 | 0.20123 | 0.20123 | #VALUE! | #VALUE! |  |  |  | #VALUE! | #VALUE! | #VALUE! | #VALUE! | #VALUE! | #VALUE! | #VALUE!
Thursday | 8 | 18 | 12 | 5508 | 0 | 0 | 0 | 0 | 0 | 0 | 0 | 0 | 0 | 0 | 0 | 0 | 0 | 0 | 0 | 0 | 0 | 0 | 0 | 0 | 0 | 0.1175 | 0.24983 | 0.24625 | 0.35696 | 0.74375 | 0.030884 | 0.2969 | 0.372 | 0 | 0 | 0 | 0 | 0 | 0 | 0 | 0 | 0 | 0 | 0 |  | 0 | 0 | 0 |  | #VALUE! | #VALUE! | #VALUE! | #VALUE! |  |  | #VALUE! | #VALUE! | 0 | 0 | 0.20123 | 0.20123 | #VALUE! | #VALUE! | #VALUE! | #VALUE! | 0 | 0 | 0.20123 | 0.20123 | #VALUE! | #VALUE! | #VALUE! | #VALUE! | 0 | 0 | 0.20123 | 0.20123 | #VALUE! | #VALUE! |  |  |  | #VALUE! | #VALUE! | #VALUE! | #VALUE! | #VALUE! | #VALUE! | #VALUE!
Thursday | 8 | 18 | 13 | 5509 | 0 | 0 | 0 | 0 | 0 | 0 | 0 | 0 | 0 | 0 | 0 | 0 | 0 | 0 | 0 | 0 | 0 | 0 | 0 | 0 | 0 | 0.1455 | 0.29617 | 0.28768 | 0.36391 | 0.732 | 0.072667 | 0.33903 | 0.408 | 0 | 0 | 0 | 0 | 0 | 0 | 0 | 0 | 0 | 0 | 0 |  | 0 | 0 | 0 |  | #VALUE! | #VALUE! | #VALUE! | #VALUE! |  |  | #VALUE! | #VALUE! | 0 | 0 | 0.20123 | 0.20123 | #VALUE! | #VALUE! | #VALUE! | #VALUE! | 0 | 0 | 0.20123 | 0.20123 | #VALUE! | #VALUE! | #VALUE! | #VALUE! | 0 | 0 | 0.20123 | 0.20123 | #VALUE! | #VALUE! |  |  |  | #VALUE! | #VALUE! | #VALUE! | #VALUE! | #VALUE! | #VALUE! | #VALUE!
Thursday | 8 | 18 | 14 | 5510 | 0 | 0 | 0 | 0 | 0 | 0 | 0 | 0 | 0 | 0 | 0 | 0 | 0 | 0 | 0 | 0 | 0 | 0 | 0 | 0 | 0 | 0.203 | 0.34433 | 0.33649 | 0.36948 | 0.8065 | 0.1477 | 0.3759 | 0.418 | 0 | 0 | 0 | 0 | 0 | 0 | 0 | 0 | 0 | 0 | 0 |  | 0 | 0 | 0 |  | #VALUE! | #VALUE! | #VALUE! | #VALUE! |  |  | #VALUE! | #VALUE! | 0 | 0 | 0.20123 | 0.20123 | #VALUE! | #VALUE! | #VALUE! | #VALUE! | 0 | 0 | 0.20123 | 0.20123 | #VALUE! | #VALUE! | #VALUE! | #VALUE! | 0 | 0 | 0.20123 | 0.20123 | #VALUE! | #VALUE! |  |  |  | #VALUE! | #VALUE! | #VALUE! | #VALUE! | #VALUE! | #VALUE! | #VALUE!
Thursday | 8 | 18 | 15 | 5511 | 0 | 0 | 0 | 0 | 0 | 0 | 0 | 0 | 0 | 0 | 0 | 0 | 0 | 0 | 0 | 0 | 0 | 0 | 0 | 0 | 0 | 0.352 | 0.49883 | 0.48146 | 0.39933 | 0.69025 | 0.19908 | 0.51993 | 0.511 | 0 | 0 | 0 | 0 | 0 | 0 | 0 | 0 | 0 | 0 | 0 |  | 0 | 0 | 0 |  | #VALUE! | #VALUE! | #VALUE! | #VALUE! |  |  | #VALUE! | #VALUE! | 0 | 0 | 0.20123 | 0.20123 | #VALUE! | #VALUE! | #VALUE! | #VALUE! | 0 | 0 | 0.20123 | 0.20123 | #VALUE! | #VALUE! | #VALUE! | #VALUE! | 0 | 0 | 0.20123 | 0.20123 | #VALUE! | #VALUE! |  |  |  | #VALUE! | #VALUE! | #VALUE! | #VALUE! | #VALUE! | #VALUE! | #VALUE!
Thursday | 8 | 18 | 16 | 5512 | 0 | 0 | 0 | 0 | 0 | 0 | 0 | 0 | 0 | 0 | 0 | 0 | 0 | 0 | 0 | 0 | 0 | 0 | 0 | 0 | 0 | 0.2735 | 0.39542 | 0.39097 | 0.35012 | 0.7645 | 0.22235 | 0.42229 | 0.433 | 0 | 0 | 0 | 0 | 0 | 0 | 0 | 0 | 0 | 0 | 0 |  | 0 | 0 | 0 |  | #VALUE! | #VALUE! | #VALUE! | #VALUE! |  |  | #VALUE! | #VALUE! | 0 | 0 | 0.20123 | 0.20123 | #VALUE! | #VALUE! | #VALUE! | #VALUE! | 0 | 0 | 0.20123 | 0.20123 | #VALUE! | #VALUE! | #VALUE! | #VALUE! | 0 | 0 | 0.20123 | 0.20123 | #VALUE! | #VALUE! |  |  |  | #VALUE! | #VALUE! | #VALUE! | #VALUE! | #VALUE! | #VALUE! | #VALUE!
Thursday | 8 | 18 | 17 | 5513 | 0 | 0 | 0 | 0 | 0 | 0 | 0 | 0 | 0 | 0 | 0 | 0 | 0 | 0 | 0 | 0 | 0 | 0 | 0 | 0 | 0 | 0.299 | 0.41867 | 0.39989 | 0.3498 | 0.731 | 0.25287 | 0.44662 | 0.449 | 0 | 0 | 0 | 0 | 0 | 0 | 0 | 0 | 0 | 0 | 0 |  | 0 | 0 | 0 |  | #VALUE! | #VALUE! | #VALUE! | #VALUE! |  |  | #VALUE! | #VALUE! | 0 | 0 | 0.20123 | 0.20123 | #VALUE! | #VALUE! | #VALUE! | #VALUE! | 0 | 0 | 0.20123 | 0.20123 | #VALUE! | #VALUE! | #VALUE! | #VALUE! | 0 | 0 | 0.20123 | 0.20123 | #VALUE! | #VALUE! |  |  |  | #VALUE! | #VALUE! | #VALUE! | #VALUE! | #VALUE! | #VALUE! | #VALUE!
Thursday | 8 | 18 | 18 | 5514 | 0 | 0 | 0 | 0 | 0 | 0 | 0 | 0 | 0 | 0 | 0 | 0 | 0 | 0 | 0 | 0 | 0 | 0 | 0 | 0 | 0 | 0.072 | 0.16383 | 0.16644 | 0.10929 | 0.72775 | 0.18421 | 0.23111 | 0.268 | 0 | 0 | 0 | 0 | 0 | 0 | 0 | 0 | 0 | 0 | 0 |  | 0 | 0 | 0 |  | #VALUE! | #VALUE! | #VALUE! | #VALUE! |  |  | #VALUE! | #VALUE! | 0 | 0 | 0.20123 | 0.20123 | #VALUE! | #VALUE! | #VALUE! | #VALUE! | 0 | 0 | 0.20123 | 0.20123 | #VALUE! | #VALUE! | #VALUE! | #VALUE! | 0 | 0 | 0.20123 | 0.20123 | #VALUE! | #VALUE! |  |  |  | #VALUE! | #VALUE! | #VALUE! | #VALUE! | #VALUE! | #VALUE! | #VALUE!
Thursday | 8 | 18 | 19 | 5515 | 0 | 0 | 0 | 0 | 0 | 0 | 0 | 0 | 0 | 0 | 0 | 0 | 0 | 0 | 0 | 0 | 0 | 0 | 0 | 0 | 0 | 0.013 | 0.080083 | 0.075745 | 0.08827 | 0.64975 | 0.13199 | 0.16832 | 0.233 | 0 | 0 | 0 | 0 | 0 | 0 | 0 | 0 | 0 | 0 | 0 |  | 0 | 0 | 0 |  | #VALUE! | #VALUE! | #VALUE! | #VALUE! |  |  | #VALUE! | #VALUE! | 0 | 0 | 0.20123 | 0.20123 | #VALUE! | #VALUE! | #VALUE! | #VALUE! | 0 | 0 | 0.20123 | 0.20123 | #VALUE! | #VALUE! | #VALUE! | #VALUE! | 0 | 0 | 0.20123 | 0.20123 | #VALUE! | #VALUE! |  |  |  | #VALUE! | #VALUE! | #VALUE! | #VALUE! | #VALUE! | #VALUE! | #VALUE!
Thursday | 8 | 18 | 20 | 5516 | 0 | 0 | 0 | 0 | 0 | 0 | 0 | 0 | 0 | 0 | 0 | 0 | 0 | 0 | 0 | 0 | 0 | 0 | 0 | 0 | 0 | 0 | 0.011583 | 0.016163 | 0.029502 | 0.658 | 0.013233 | 0.1299 | 0.219 | 0 | 0 | 0 | 0 | 0 | 0 | 0 | 0 | 0 | 0 | 0 |  | 0 | 0 | 0 |  | #VALUE! | #VALUE! | #VALUE! | #VALUE! |  |  | #VALUE! | #VALUE! | 0 | 0 | 0.20123 | 0.20123 | #VALUE! | #VALUE! | #VALUE! | #VALUE! | 0 | 0 | 0.20123 | 0.20123 | #VALUE! | #VALUE! | #VALUE! | #VALUE! | 0 | 0 | 0.20123 | 0.20123 | #VALUE! | #VALUE! |  |  |  | #VALUE! | #VALUE! | #VALUE! | #VALUE! | #VALUE! | #VALUE! | #VALUE!
Thursday | 8 | 18 | 21 | 5517 | 0 | 0 | 0 | 0 | 0 | 0 | 0 | 0 | 0 | 0 | 0 | 0 | 0 | 0 | 0 | 0 | 0 | 0 | 0 | 0 | 0 | 0 | 0 | 0.003572 | 0.030289 | 0.6415 | 0.0017078 | 0.10884 | 0.209 | 0 | 0 | 0 | 0 | 0 | 0 | 0 | 0 | 0 | 0 | 0 |  | 0 | 0 | 0 |  | #VALUE! | #VALUE! | #VALUE! | #VALUE! |  |  | #VALUE! | #VALUE! | 0 | 0 | 0.20123 | 0.20123 | #VALUE! | #VALUE! | #VALUE! | #VALUE! | 0 | 0 | 0.20123 | 0.20123 | #VALUE! | #VALUE! | #VALUE! | #VALUE! | 0 | 0 | 0.20123 | 0.20123 | #VALUE! | #VALUE! |  |  |  | #VALUE! | #VALUE! | #VALUE! | #VALUE! | #VALUE! | #VALUE! | #VALUE!
Thursday | 8 | 18 | 22 | 5518 | 0 | 0 | 0 | 0 | 0 | 0 | 0 | 0 | 0 | 0 | 0 | 0 | 0 | 0 | 0 | 0 | 0 | 0 | 0 | 0 | 0 | 0 | 0 | 0.0030426 | 0.031998 | 0.58025 | 0.0014801 | 0.13973 | 0.279 | 0 | 0 | 0 | 0 | 0 | 0 | 0 | 0 | 0 | 0 | 0 |  | 0 | 0 | 0 |  | #VALUE! | #VALUE! | #VALUE! | #VALUE! |  |  | #VALUE! | #VALUE! | 0 | 0 | 0.20123 | 0.20123 | #VALUE! | #VALUE! | #VALUE! | #VALUE! | 0 | 0 | 0.20123 | 0.20123 | #VALUE! | #VALUE! | #VALUE! | #VALUE! | 0 | 0 | 0.20123 | 0.20123 | #VALUE! | #VALUE! |  |  |  | #VALUE! | #VALUE! | #VALUE! | #VALUE! | #VALUE! | #VALUE! | #VALUE!
Thursday | 8 | 18 | 23 | 5519 | 0 | 0 | 0 | 0 | 0 | 0 | 0 | 0 | 0 | 0 | 0 | 0 | 0 | 0 | 0 | 0 | 0 | 0 | 0 | 0 | 0 | 0 | 0 | 0 | 0.028646 | 0.4795 | 0 | 0.031023 | 0.101 | 0 | 0 | 0 | 0 | 0 | 0 | 0 | 0 | 0 | 0 | 0 |  | 0 | 0 | 0 |  | #VALUE! | #VALUE! | #VALUE! | #VALUE! |  |  | #VALUE! | #VALUE! | 0 | 0 | 0.20123 | 0.20123 | #VALUE! | #VALUE! | #VALUE! | #VALUE! | 0 | 0 | 0.20123 | 0.20123 | #VALUE! | #VALUE! | #VALUE! | #VALUE! | 0 | 0 | 0.20123 | 0.20123 | #VALUE! | #VALUE! |  |  |  | #VALUE! | #VALUE! | #VALUE! | #VALUE! | #VALUE! | #VALUE! | #VALUE!
Thursday | 8 | 18 | 24 | 5520 | 0 | 0 | 0 | 0 | 0 | 0 | 0 | 0 | 0 | 0 | 0 | 0 | 0 | 0 | 0 | 0 | 0 | 0 | 0 | 0 | 0 | 0 | 0 | 0 | 0.012909 | 0.10925 | 0 | 0.003331 | 0.02 | 0 | 0 | 0 | 0 | 0 | 0 | 0 | 0 | 0 | 0 | 0 |  | 0 | 0 | 0 |  | #VALUE! | #VALUE! | #VALUE! | #VALUE! |  |  | #VALUE! | #VALUE! | 0 | 0 | 0.20123 | 0.20123 | #VALUE! | #VALUE! | #VALUE! | #VALUE! | 0 | 0 | 0.20123 | 0.20123 | #VALUE! | #VALUE! | #VALUE! | #VALUE! | 0 | 0 | 0.20123 | 0.20123 | #VALUE! | #VALUE! |  |  |  | #VALUE! | #VALUE! | #VALUE! | #VALUE! | #VALUE! | #VALUE! | #VALUE!
Friday | 8 | 19 | 1 | 5521 | 0 | 0 | 0 | 0 | 0 | 0 | 0 | 0 | 0 | 0 | 0 | 0 | 0 | 0 | 0 | 0 | 0 | 0 | 0 | 0 | 0 | 0 | 0 | 0 | 0.0093347 | 0.0675 | 0 | 0.00015862 | 0 | 0 | 0 | 0 | 0 | 0 | 0 | 0 | 0 | 0 | 0 | 0 |  | 0 | 0 | 0 |  | #VALUE! | #VALUE! | #VALUE! | #VALUE! |  |  | #VALUE! | #VALUE! | 0 | 0 | 0.20123 | 0.20123 | #VALUE! | #VALUE! | #VALUE! | #VALUE! | 0 | 0 | 0.20123 | 0.20123 | #VALUE! | #VALUE! | #VALUE! | #VALUE! | 0 | 0 | 0.20123 | 0.20123 | #VALUE! | #VALUE! |  |  |  | #VALUE! | #VALUE! | #VALUE! | #VALUE! | #VALUE! | #VALUE! | #VALUE!
Friday | 8 | 19 | 2 | 5522 | 0 | 0 | 0 | 0 | 0 | 0 | 0 | 0 | 0 | 0 | 0 | 0 | 0 | 0 | 0 | 0 | 0 | 0 | 0 | 0 | 0 | 0 | 0 | 0 | 0.0038968 | 0.00525 | 0 | 0 | 0 | 0 | 0 | 0 | 0 | 0 | 0 | 0 | 0 | 0 | 0 | 0 |  | 0 | 0 | 0 |  | #VALUE! | #VALUE! | #VALUE! | #VALUE! |  |  | #VALUE! | #VALUE! | 0 | 0 | 0.20123 | 0.20123 | #VALUE! | #VALUE! | #VALUE! | #VALUE! | 0 | 0 | 0.20123 | 0.20123 | #VALUE! | #VALUE! | #VALUE! | #VALUE! | 0 | 0 | 0.20123 | 0.20123 | #VALUE! | #VALUE! |  |  |  | #VALUE! | #VALUE! | #VALUE! | #VALUE! | #VALUE! | #VALUE! | #VALUE!
Friday | 8 | 19 | 3 | 5523 | 0 | 0 | 0 | 0 | 0 | 0 | 0 | 0 | 0 | 0 | 0 | 0 | 0 | 0 | 0 | 0 | 0 | 0 | 0 | 0 | 0 | 0 | 0 | 0 | 0 | 0 | 0 | 0 | 0 | 0 | 0 | 0 | 0 | 0 | 0 | 0 | 0 | 0 | 0 | 0 |  | 0 | 0 | 0 |  | #VALUE! | #VALUE! | #VALUE! | #VALUE! |  |  | #VALUE! | #VALUE! | 0 | 0 | 0.20123 | 0.20123 | #VALUE! | #VALUE! | #VALUE! | #VALUE! | 0 | 0 | 0.20123 | 0.20123 | #VALUE! | #VALUE! | #VALUE! | #VALUE! | 0 | 0 | 0.20123 | 0.20123 | #VALUE! | #VALUE! |  |  |  | #VALUE! | #VALUE! | #VALUE! | #VALUE! | #VALUE! | #VALUE! | #VALUE!
Friday | 8 | 19 | 4 | 5524 | 0 | 0 | 0 | 0 | 0 | 0 | 0 | 0 | 0 | 0 | 0 | 0 | 0 | 0 | 0 | 0 | 0 | 0 | 0 | 0 | 0 | 0 | 0 | 0 | 0 | 0 | 0 | 0 | 0 | 0 | 0 | 0 | 0 | 0 | 0 | 0 | 0 | 0 | 0 | 0 |  | 0 | 0 | 0 |  | #VALUE! | #VALUE! | #VALUE! | #VALUE! |  |  | #VALUE! | #VALUE! | 0 | 0 | 0.20123 | 0.20123 | #VALUE! | #VALUE! | #VALUE! | #VALUE! | 0 | 0 | 0.20123 | 0.20123 | #VALUE! | #VALUE! | #VALUE! | #VALUE! | 0 | 0 | 0.20123 | 0.20123 | #VALUE! | #VALUE! |  |  |  | #VALUE! | #VALUE! | #VALUE! | #VALUE! | #VALUE! | #VALUE! | #VALUE!
Friday | 8 | 19 | 5 | 5525 | 0 | 0 | 0 | 0 | 0 | 0 | 0 | 0 | 0 | 0 | 0 | 0 | 0 | 0 | 0 | 0 | 0 | 0 | 0 | 0 | 0 | 0 | 0 | 0 | 0 | 0 | 0 | 0 | 0 | 0 | 0 | 0 | 0 | 0 | 0 | 0 | 0 | 0 | 0 | 0 |  | 0 | 0 | 0 |  | #VALUE! | #VALUE! | #VALUE! | #VALUE! |  |  | #VALUE! | #VALUE! | 0 | 0 | 0.20123 | 0.20123 | #VALUE! | #VALUE! | #VALUE! | #VALUE! | 0 | 0 | 0.20123 | 0.20123 | #VALUE! | #VALUE! | #VALUE! | #VALUE! | 0 | 0 | 0.20123 | 0.20123 | #VALUE! | #VALUE! |  |  |  | #VALUE! | #VALUE! | #VALUE! | #VALUE! | #VALUE! | #VALUE! | #VALUE!
Friday | 8 | 19 | 6 | 5526 | 0 | 0 | 0 | 0 | 0 | 0 | 0 | 0 | 0 | 0 | 0 | 0 | 0 | 0 | 0 | 0 | 0 | 0 | 0 | 0 | 0 | 0 | 0 | 0 | 0.0060545 | 0 | 0.055776 | 0.00015862 | 0 | 0 | 0 | 0 | 0 | 0 | 0 | 0 | 0 | 0 | 0 | 0 |  | 0 | 0 | 0 |  | #VALUE! | #VALUE! | #VALUE! | #VALUE! |  |  | #VALUE! | #VALUE! | 0 | 0 | 0.20123 | 0.20123 | #VALUE! | #VALUE! | #VALUE! | #VALUE! | 0 | 0 | 0.20123 | 0.20123 | #VALUE! | #VALUE! | #VALUE! | #VALUE! | 0 | 0 | 0.20123 | 0.20123 | #VALUE! | #VALUE! |  |  |  | #VALUE! | #VALUE! | #VALUE! | #VALUE! | #VALUE! | #VALUE! | #VALUE!
Friday | 8 | 19 | 7 | 5527 | 0 | 0 | 0 | 0 | 0 | 0 | 0 | 0 | 0 | 0 | 0 | 0 | 0 | 0 | 0 | 0 | 0 | 0 | 0 | 0 | 0 | 0 | 0 | 0 | 0.03432 | 0 | 0.12709 | 0.027441 | 0.118 | 0 | 0 | 0 | 0 | 0 | 0 | 0 | 0 | 0 | 0 | 0 |  | 0 | 0 | 0 |  | #VALUE! | #VALUE! | #VALUE! | #VALUE! |  |  | #VALUE! | #VALUE! | 0 | 0 | 0.20123 | 0.20123 | #VALUE! | #VALUE! | #VALUE! | #VALUE! | 0 | 0 | 0.20123 | 0.20123 | #VALUE! | #VALUE! | #VALUE! | #VALUE! | 0 | 0 | 0.20123 | 0.20123 | #VALUE! | #VALUE! |  |  |  | #VALUE! | #VALUE! | #VALUE! | #VALUE! | #VALUE! | #VALUE! | #VALUE!
Friday | 8 | 19 | 8 | 5528 | 0 | 0 | 0 | 0 | 0 | 0 | 0 | 0 | 0 | 0 | 0 | 0 | 0 | 0 | 0 | 0 | 0 | 0 | 0 | 0 | 0 | 0 | 0 | 0.0053608 | 0.036946 | 0 | 0.14162 | 0.14321 | 0.345 | 0 | 0 | 0 | 0 | 0 | 0 | 0 | 0 | 0 | 0 | 0 |  | 0 | 0 | 0 |  | #VALUE! | #VALUE! | #VALUE! | #VALUE! |  |  | #VALUE! | #VALUE! | 0 | 0 | 0.20123 | 0.20123 | #VALUE! | #VALUE! | #VALUE! | #VALUE! | 0 | 0 | 0.20123 | 0.20123 | #VALUE! | #VALUE! | #VALUE! | #VALUE! | 0 | 0 | 0.20123 | 0.20123 | #VALUE! | #VALUE! |  |  |  | #VALUE! | #VALUE! | #VALUE! | #VALUE! | #VALUE! | #VALUE! | #VALUE!
Friday | 8 | 19 | 9 | 5529 | 0 | 0 | 0 | 0 | 0 | 0 | 0 | 0 | 0 | 0 | 0 | 0 | 0 | 0 | 0 | 0 | 0 | 0 | 0 | 0 | 0 | 0.0645 | 0.21475 | 0.23055 | 0.36938 | 0.01475 | 0.086152 | 0.32334 | 0.473 | 0 | 0 | 0 | 0 | 0 | 0 | 0 | 0 | 0 | 0 | 0 |  | 0 | 0 | 0 |  | #VALUE! | #VALUE! | #VALUE! | #VALUE! |  |  | #VALUE! | #VALUE! | 0 | 0 | 0.20123 | 0.20123 | #VALUE! | #VALUE! | #VALUE! | #VALUE! | 0 | 0 | 0.20123 | 0.20123 | #VALUE! | #VALUE! | #VALUE! | #VALUE! | 0 | 0 | 0.20123 | 0.20123 | #VALUE! | #VALUE! |  |  |  | #VALUE! | #VALUE! | #VALUE! | #VALUE! | #VALUE! | #VALUE! | #VALUE!
Friday | 8 | 19 | 10 | 5530 | 0 | 0 | 0 | 0 | 0 | 0 | 0 | 0 | 0 | 0 | 0 | 0 | 0 | 0 | 0 | 0 | 0 | 0 | 0 | 0 | 0 | 0.24 | 0.36567 | 0.38098 | 0.41777 | 0.02225 | 0.13474 | 0.4116 | 0.5 | 0 | 0 | 0 | 0 | 0 | 0 | 0 | 0 | 0 | 0 | 0 |  | 0 | 0 | 0 |  | #VALUE! | #VALUE! | #VALUE! | #VALUE! |  |  | #VALUE! | #VALUE! | 0 | 0 | 0.20123 | 0.20123 | #VALUE! | #VALUE! | #VALUE! | #VALUE! | 0 | 0 | 0.20123 | 0.20123 | #VALUE! | #VALUE! | #VALUE! | #VALUE! | 0 | 0 | 0.20123 | 0.20123 | #VALUE! | #VALUE! |  |  |  | #VALUE! | #VALUE! | #VALUE! | #VALUE! | #VALUE! | #VALUE! | #VALUE!
Friday | 8 | 19 | 11 | 5531 | 0 | 0 | 0 | 0 | 0 | 0 | 0 | 0 | 0 | 0 | 0 | 0 | 0 | 0 | 0 | 0 | 0 | 0 | 0 | 0 | 0 | 0.3215 | 0.47108 | 0.47841 | 0.46838 | 0.16925 | 0.039559 | 0.50043 | 0.548 | 0 | 0 | 0 | 0 | 0 | 0 | 0 | 0 | 0 | 0 | 0 |  | 0 | 0 | 0 |  | #VALUE! | #VALUE! | #VALUE! | #VALUE! |  |  | #VALUE! | #VALUE! | 0 | 0 | 0.20123 | 0.20123 | #VALUE! | #VALUE! | #VALUE! | #VALUE! | 0 | 0 | 0.20123 | 0.20123 | #VALUE! | #VALUE! | #VALUE! | #VALUE! | 0 | 0 | 0.20123 | 0.20123 | #VALUE! | #VALUE! |  |  |  | #VALUE! | #VALUE! | #VALUE! | #VALUE! | #VALUE! | #VALUE! | #VALUE!
Friday | 8 | 19 | 12 | 5532 | 0 | 0 | 0 | 0 | 0 | 0 | 0 | 0 | 0 | 0 | 0 | 0 | 0 | 0 | 0 | 0 | 0 | 0 | 0 | 0 | 0 | 0.3555 | 0.51758 | 0.52131 | 0.47707 | 0.18825 | 0.093691 | 0.54536 | 0.581 | 0 | 0 | 0 | 0 | 0 | 0 | 0 | 0 | 0 | 0 | 0 |  | 0 | 0 | 0 |  | #VALUE! | #VALUE! | #VALUE! | #VALUE! |  |  | #VALUE! | #VALUE! | 0 | 0 | 0.20123 | 0.20123 | #VALUE! | #VALUE! | #VALUE! | #VALUE! | 0 | 0 | 0.20123 | 0.20123 | #VALUE! | #VALUE! | #VALUE! | #VALUE! | 0 | 0 | 0.20123 | 0.20123 | #VALUE! | #VALUE! |  |  |  | #VALUE! | #VALUE! | #VALUE! | #VALUE! | #VALUE! | #VALUE! | #VALUE!
Friday | 8 | 19 | 13 | 5533 | 0 | 0 | 0 | 0 | 0 | 0 | 0 | 0 | 0 | 0 | 0 | 0 | 0 | 0 | 0 | 0 | 0 | 0 | 0 | 0 | 0 | 0.371 | 0.52608 | 0.52431 | 0.45583 | 0.2405 | 0.20041 | 0.54909 | 0.571 | 0 | 0 | 0 | 0 | 0 | 0 | 0 | 0 | 0 | 0 | 0 |  | 0 | 0 | 0 |  | #VALUE! | #VALUE! | #VALUE! | #VALUE! |  |  | #VALUE! | #VALUE! | 0 | 0 | 0.20123 | 0.20123 | #VALUE! | #VALUE! | #VALUE! | #VALUE! | 0 | 0 | 0.20123 | 0.20123 | #VALUE! | #VALUE! | #VALUE! | #VALUE! | 0 | 0 | 0.20123 | 0.20123 | #VALUE! | #VALUE! |  |  |  | #VALUE! | #VALUE! | #VALUE! | #VALUE! | #VALUE! | #VALUE! | #VALUE!
Friday | 8 | 19 | 14 | 5534 | 0 | 0 | 0 | 0 | 0 | 0 | 0 | 0 | 0 | 0 | 0 | 0 | 0 | 0 | 0 | 0 | 0 | 0 | 0 | 0 | 0 | 0.393 | 0.55 | 0.54905 | 0.46223 | 0.296 | 0.25637 | 0.57081 | 0.582 | 0 | 0 | 0 | 0 | 0 | 0 | 0 | 0 | 0 | 0 | 0 |  | 0 | 0 | 0 |  | #VALUE! | #VALUE! | #VALUE! | #VALUE! |  |  | #VALUE! | #VALUE! | 0 | 0 | 0.20123 | 0.20123 | #VALUE! | #VALUE! | #VALUE! | #VALUE! | 0 | 0 | 0.20123 | 0.20123 | #VALUE! | #VALUE! | #VALUE! | #VALUE! | 0 | 0 | 0.20123 | 0.20123 | #VALUE! | #VALUE! |  |  |  | #VALUE! | #VALUE! | #VALUE! | #VALUE! | #VALUE! | #VALUE! | #VALUE!
Friday | 8 | 19 | 15 | 5535 | 0 | 0 | 0 | 0 | 0 | 0 | 0 | 0 | 0 | 0 | 0 | 0 | 0 | 0 | 0 | 0 | 0 | 0 | 0 | 0 | 0 | 0.4265 | 0.59833 | 0.57775 | 0.48951 | 0.3845 | 0.30834 | 0.61394 | 0.629 | 0 | 0 | 0 | 0 | 0 | 0 | 0 | 0 | 0 | 0 | 0 |  | 0 | 0 | 0 |  | #VALUE! | #VALUE! | #VALUE! | #VALUE! |  |  | #VALUE! | #VALUE! | 0 | 0 | 0.20123 | 0.20123 | #VALUE! | #VALUE! | #VALUE! | #VALUE! | 0 | 0 | 0.20123 | 0.20123 | #VALUE! | #VALUE! | #VALUE! | #VALUE! | 0 | 0 | 0.20123 | 0.20123 | #VALUE! | #VALUE! |  |  |  | #VALUE! | #VALUE! | #VALUE! | #VALUE! | #VALUE! | #VALUE! | #VALUE!
Friday | 8 | 19 | 16 | 5536 | 0 | 0 | 0 | 0 | 0 | 0 | 0 | 0 | 0 | 0 | 0 | 0 | 0 | 0 | 0 | 0 | 0 | 0 | 0 | 0 | 0 | 0.415 | 0.55883 | 0.54919 | 0.44093 | 0.27225 | 0.31692 | 0.57336 | 0.559 | 0 | 0 | 0 | 0 | 0 | 0 | 0 | 0 | 0 | 0 | 0 |  | 0 | 0 | 0 |  | #VALUE! | #VALUE! | #VALUE! | #VALUE! |  |  | #VALUE! | #VALUE! | 0 | 0 | 0.20123 | 0.20123 | #VALUE! | #VALUE! | #VALUE! | #VALUE! | 0 | 0 | 0.20123 | 0.20123 | #VALUE! | #VALUE! | #VALUE! | #VALUE! | 0 | 0 | 0.20123 | 0.20123 | #VALUE! | #VALUE! |  |  |  | #VALUE! | #VALUE! | #VALUE! | #VALUE! | #VALUE! | #VALUE! | #VALUE!
Friday | 8 | 19 | 17 | 5537 | 0 | 0 | 0 | 0 | 0 | 0 | 0 | 0 | 0 | 0 | 0 | 0 | 0 | 0 | 0 | 0 | 0 | 0 | 0 | 0 | 0 | 0.4125 | 0.54217 | 0.55434 | 0.42384 | 0.27225 | 0.29554 | 0.56579 | 0.547 | 0 | 0 | 0 | 0 | 0 | 0 | 0 | 0 | 0 | 0 | 0 |  | 0 | 0 | 0 |  | #VALUE! | #VALUE! | #VALUE! | #VALUE! |  |  | #VALUE! | #VALUE! | 0 | 0 | 0.20123 | 0.20123 | #VALUE! | #VALUE! | #VALUE! | #VALUE! | 0 | 0 | 0.20123 | 0.20123 | #VALUE! | #VALUE! | #VALUE! | #VALUE! | 0 | 0 | 0.20123 | 0.20123 | #VALUE! | #VALUE! |  |  |  | #VALUE! | #VALUE! | #VALUE! | #VALUE! | #VALUE! | #VALUE! | #VALUE!
Friday | 8 | 19 | 18 | 5538 | 0 | 0 | 0 | 0 | 0 | 0 | 0 | 0 | 0 | 0 | 0 | 0 | 0 | 0 | 0 | 0 | 0 | 0 | 0 | 0 | 0 | 0.399 | 0.52 | 0.52794 | 0.39593 | 0.191 | 0.26853 | 0.55092 | 0.541 | 0 | 0 | 0 | 0 | 0 | 0 | 0 | 0 | 0 | 0 | 0 |  | 0 | 0 | 0 |  | #VALUE! | #VALUE! | #VALUE! | #VALUE! |  |  | #VALUE! | #VALUE! | 0 | 0 | 0.20123 | 0.20123 | #VALUE! | #VALUE! | #VALUE! | #VALUE! | 0 | 0 | 0.20123 | 0.20123 | #VALUE! | #VALUE! | #VALUE! | #VALUE! | 0 | 0 | 0.20123 | 0.20123 | #VALUE! | #VALUE! |  |  |  | #VALUE! | #VALUE! | #VALUE! | #VALUE! | #VALUE! | #VALUE! | #VALUE!
Friday | 8 | 19 | 19 | 5539 | 0 | 0 | 0 | 0 | 0 | 0 | 0 | 0 | 0 | 0 | 0 | 0 | 0 | 0 | 0 | 0 | 0 | 0 | 0 | 0 | 0 | 0.3705 | 0.48217 | 0.47524 | 0.35601 | 0.06525 | 0.23719 | 0.51491 | 0.519 | 0 | 0 | 0 | 0 | 0 | 0 | 0 | 0 | 0 | 0 | 0 |  | 0 | 0 | 0 |  | #VALUE! | #VALUE! | #VALUE! | #VALUE! |  |  | #VALUE! | #VALUE! | 0 | 0 | 0.20123 | 0.20123 | #VALUE! | #VALUE! | #VALUE! | #VALUE! | 0 | 0 | 0.20123 | 0.20123 | #VALUE! | #VALUE! | #VALUE! | #VALUE! | 0 | 0 | 0.20123 | 0.20123 | #VALUE! | #VALUE! |  |  |  | #VALUE! | #VALUE! | #VALUE! | #VALUE! | #VALUE! | #VALUE! | #VALUE!
Friday | 8 | 19 | 20 | 5540 | 0 | 0 | 0 | 0 | 0 | 0 | 0 | 0 | 0 | 0 | 0 | 0 | 0 | 0 | 0 | 0 | 0 | 0 | 0 | 0 | 0 | 0.3565 | 0.47383 | 0.45108 | 0.25003 | 0 | 0.17876 | 0.5426 | 0.553 | 0 | 0 | 0 | 0 | 0 | 0 | 0 | 0 | 0 | 0 | 0 |  | 0 | 0 | 0 |  | #VALUE! | #VALUE! | #VALUE! | #VALUE! |  |  | #VALUE! | #VALUE! | 0 | 0 | 0.20123 | 0.20123 | #VALUE! | #VALUE! | #VALUE! | #VALUE! | 0 | 0 | 0.20123 | 0.20123 | #VALUE! | #VALUE! | #VALUE! | #VALUE! | 0 | 0 | 0.20123 | 0.20123 | #VALUE! | #VALUE! |  |  |  | #VALUE! | #VALUE! | #VALUE! | #VALUE! | #VALUE! | #VALUE! | #VALUE!
Friday | 8 | 19 | 21 | 5541 | 0 | 0 | 0 | 0 | 0 | 0 | 0 | 0 | 0 | 0 | 0 | 0 | 0 | 0 | 0 | 0 | 0 | 0 | 0 | 0 | 0 | 0.3435 | 0.46717 | 0.42605 | 0.11316 | 0 | 0.16883 | 0.54152 | 0.607 | 0 | 0 | 0 | 0 | 0 | 0 | 0 | 0 | 0 | 0 | 0 |  | 0 | 0 | 0 |  | #VALUE! | #VALUE! | #VALUE! | #VALUE! |  |  | #VALUE! | #VALUE! | 0 | 0 | 0.20123 | 0.20123 | #VALUE! | #VALUE! | #VALUE! | #VALUE! | 0 | 0 | 0.20123 | 0.20123 | #VALUE! | #VALUE! | #VALUE! | #VALUE! | 0 | 0 | 0.20123 | 0.20123 | #VALUE! | #VALUE! |  |  |  | #VALUE! | #VALUE! | #VALUE! | #VALUE! | #VALUE! | #VALUE! | #VALUE!
Friday | 8 | 19 | 22 | 5542 | 0 | 0 | 0 | 0 | 0 | 0 | 0 | 0 | 0 | 0 | 0 | 0 | 0 | 0 | 0 | 0 | 0 | 0 | 0 | 0 | 0 | 0.3225 | 0.43942 | 0.38982 | 0.097863 | 0 | 0.14317 | 0.48763 | 0.549 | 0 | 0 | 0 | 0 | 0 | 0 | 0 | 0 | 0 | 0 | 0 |  | 0 | 0 | 0 |  | #VALUE! | #VALUE! | #VALUE! | #VALUE! |  |  | #VALUE! | #VALUE! | 0 | 0 | 0.20123 | 0.20123 | #VALUE! | #VALUE! | #VALUE! | #VALUE! | 0 | 0 | 0.20123 | 0.20123 | #VALUE! | #VALUE! | #VALUE! | #VALUE! | 0 | 0 | 0.20123 | 0.20123 | #VALUE! | #VALUE! |  |  |  | #VALUE! | #VALUE! | #VALUE! | #VALUE! | #VALUE! | #VALUE! | #VALUE!
Friday | 8 | 19 | 23 | 5543 | 0 | 0 | 0 | 0 | 0 | 0 | 0 | 0 | 0 | 0 | 0 | 0 | 0 | 0 | 0 | 0 | 0 | 0 | 0 | 0 | 0 | 0.306 | 0.42417 | 0.35884 | 0.087054 | 0 | 0.078462 | 0.46833 | 0.539 | 0 | 0 | 0 | 0 | 0 | 0 | 0 | 0 | 0 | 0 | 0 |  | 0 | 0 | 0 |  | #VALUE! | #VALUE! | #VALUE! | #VALUE! |  |  | #VALUE! | #VALUE! | 0 | 0 | 0.20123 | 0.20123 | #VALUE! | #VALUE! | #VALUE! | #VALUE! | 0 | 0 | 0.20123 | 0.20123 | #VALUE! | #VALUE! | #VALUE! | #VALUE! | 0 | 0 | 0.20123 | 0.20123 | #VALUE! | #VALUE! |  |  |  | #VALUE! | #VALUE! | #VALUE! | #VALUE! | #VALUE! | #VALUE! | #VALUE!
Friday | 8 | 19 | 24 | 5544 | 0 | 0 | 0 | 0 | 0 | 0 | 0 | 0 | 0 | 0 | 0 | 0 | 0 | 0 | 0 | 0 | 0 | 0 | 0 | 0 | 0 | 0.301 | 0.43017 | 0.26421 | 0.086768 | 0 | 0.085479 | 0.48049 | 0.567 | 0 | 0 | 0 | 0 | 0 | 0 | 0 | 0 | 0 | 0 | 0 |  | 0 | 0 | 0 |  | #VALUE! | #VALUE! | #VALUE! | #VALUE! |  |  | #VALUE! | #VALUE! | 0 | 0 | 0.20123 | 0.20123 | #VALUE! | #VALUE! | #VALUE! | #VALUE! | 0 | 0 | 0.20123 | 0.20123 | #VALUE! | #VALUE! | #VALUE! | #VALUE! | 0 | 0 | 0.20123 | 0.20123 | #VALUE! | #VALUE! |  |  |  | #VALUE! | #VALUE! | #VALUE! | #VALUE! | #VALUE! | #VALUE! | #VALUE!
Saturday | 8 | 20 | 1 | 5545 | 0 | 0 | 0 | 0 | 0 | 0 | 0 | 0 | 0 | 0 | 0 | 0 | 0 | 0 | 0 | 0 | 0 | 0 | 0 | 0 | 0 | 0.2795 | 0.40117 | 0.23195 | 0.073633 | 0 | 0.16597 | 0.44286 | 0.526 | 0 | 0 | 0 | 0 | 0 | 0 | 0 | 0 | 0 | 0 | 0 |  | 0 | 0 | 0 |  | #VALUE! | #VALUE! | #VALUE! | #VALUE! |  |  | #VALUE! | #VALUE! | 0 | 0 | 0.20123 | 0.20123 | #VALUE! | #VALUE! | #VALUE! | #VALUE! | 0 | 0 | 0.20123 | 0.20123 | #VALUE! | #VALUE! | #VALUE! | #VALUE! | 0 | 0 | 0.20123 | 0.20123 | #VALUE! | #VALUE! |  |  |  | #VALUE! | #VALUE! | #VALUE! | #VALUE! | #VALUE! | #VALUE! | #VALUE!
Saturday | 8 | 20 | 2 | 5546 | 0 | 0 | 0 | 0 | 0 | 0 | 0 | 0 | 0 | 0 | 0 | 0 | 0 | 0 | 0 | 0 | 0 | 0 | 0 | 0 | 0 | 0.272 | 0.39742 | 0.22829 | 0.071409 | 0 | 0.16459 | 0.43838 | 0.53 | 0 | 0 | 0 | 0 | 0 | 0 | 0 | 0 | 0 | 0 | 0 |  | 0 | 0 | 0 |  | #VALUE! | #VALUE! | #VALUE! | #VALUE! |  |  | #VALUE! | #VALUE! | 0 | 0 | 0.20123 | 0.20123 | #VALUE! | #VALUE! | #VALUE! | #VALUE! | 0 | 0 | 0.20123 | 0.20123 | #VALUE! | #VALUE! | #VALUE! | #VALUE! | 0 | 0 | 0.20123 | 0.20123 | #VALUE! | #VALUE! |  |  |  | #VALUE! | #VALUE! | #VALUE! | #VALUE! | #VALUE! | #VALUE! | #VALUE!
Saturday | 8 | 20 | 3 | 5547 | 0 | 0 | 0 | 0 | 0 | 0 | 0 | 0 | 0 | 0 | 0 | 0 | 0 | 0 | 0 | 0 | 0 | 0 | 0 | 0 | 0 | 0.269 | 0.40417 | 0.22924 | 0.068522 | 0 | 0.16741 | 0.44679 | 0.558 | 0 | 0 | 0 | 0 | 0 | 0 | 0 | 0 | 0 | 0 | 0 |  | 0 | 0 | 0 |  | #VALUE! | #VALUE! | #VALUE! | #VALUE! |  |  | #VALUE! | #VALUE! | 0 | 0 | 0.20123 | 0.20123 | #VALUE! | #VALUE! | #VALUE! | #VALUE! | 0 | 0 | 0.20123 | 0.20123 | #VALUE! | #VALUE! | #VALUE! | #VALUE! | 0 | 0 | 0.20123 | 0.20123 | #VALUE! | #VALUE! |  |  |  | #VALUE! | #VALUE! | #VALUE! | #VALUE! | #VALUE! | #VALUE! | #VALUE!
Saturday | 8 | 20 | 4 | 5548 | 0 | 0 | 0 | 0 | 0 | 0 | 0 | 0 | 0 | 0 | 0 | 0 | 0 | 0 | 0 | 0 | 0 | 0 | 0 | 0 | 0 | 0.255 | 0.38675 | 0.2699 | 0.067751 | 0 | 0.16586 | 0.38969 | 0.53 | 0 | 0 | 0 | 0 | 0 | 0 | 0 | 0 | 0 | 0 | 0 |  | 0 | 0 | 0 |  | #VALUE! | #VALUE! | #VALUE! | #VALUE! |  |  | #VALUE! | #VALUE! | 0 | 0 | 0.20123 | 0.20123 | #VALUE! | #VALUE! | #VALUE! | #VALUE! | 0 | 0 | 0.20123 | 0.20123 | #VALUE! | #VALUE! | #VALUE! | #VALUE! | 0 | 0 | 0.20123 | 0.20123 | #VALUE! | #VALUE! |  |  |  | #VALUE! | #VALUE! | #VALUE! | #VALUE! | #VALUE! | #VALUE! | #VALUE!
Saturday | 8 | 20 | 5 | 5549 | 0 | 0 | 0 | 0 | 0 | 0 | 0 | 0 | 0 | 0 | 0 | 0 | 0 | 0 | 0 | 0 | 0 | 0 | 0 | 0 | 0 | 0.24 | 0.373 | 0.26815 | 0.036519 | 0 | 0.16221 | 0.36376 | 0.52 | 0 | 0 | 0 | 0 | 0 | 0 | 0 | 0 | 0 | 0 | 0 |  | 0 | 0 | 0 |  | #VALUE! | #VALUE! | #VALUE! | #VALUE! |  |  | #VALUE! | #VALUE! | 0 | 0 | 0.20123 | 0.20123 | #VALUE! | #VALUE! | #VALUE! | #VALUE! | 0 | 0 | 0.20123 | 0.20123 | #VALUE! | #VALUE! | #VALUE! | #VALUE! | 0 | 0 | 0.20123 | 0.20123 | #VALUE! | #VALUE! |  |  |  | #VALUE! | #VALUE! | #VALUE! | #VALUE! | #VALUE! | #VALUE! | #VALUE!
Saturday | 8 | 20 | 6 | 5550 | 0 | 0 | 0 | 0 | 0 | 0 | 0 | 0 | 0 | 0 | 0 | 0 | 0 | 0 | 0 | 0 | 0 | 0 | 0 | 0 | 0 | 0.2375 | 0.36808 | 0.26065 | 0.038135 | 0 | 0.17541 | 0.3401 | 0.52 | 0 | 0 | 0 | 0 | 0 | 0 | 0 | 0 | 0 | 0 | 0 |  | 0 | 0 | 0 |  | #VALUE! | #VALUE! | #VALUE! | #VALUE! |  |  | #VALUE! | #VALUE! | 0 | 0 | 0.20123 | 0.20123 | #VALUE! | #VALUE! | #VALUE! | #VALUE! | 0 | 0 | 0.20123 | 0.20123 | #VALUE! | #VALUE! | #VALUE! | #VALUE! | 0 | 0 | 0.20123 | 0.20123 | #VALUE! | #VALUE! |  |  |  | #VALUE! | #VALUE! | #VALUE! | #VALUE! | #VALUE! | #VALUE! | #VALUE!
Saturday | 8 | 20 | 7 | 5551 | 0 | 0 | 0 | 0 | 0 | 0 | 0 | 0 | 0 | 0 | 0 | 0 | 0 | 0 | 0 | 0 | 0 | 0 | 0 | 0 | 0 | 0.2445 | 0.3715 | 0.26236 | 0.041261 | 0 | 0.18942 | 0.34338 | 0.52 | 0 | 0 | 0 | 0 | 0 | 0 | 0 | 0 | 0 | 0 | 0 |  | 0 | 0 | 0 |  | #VALUE! | #VALUE! | #VALUE! | #VALUE! |  |  | #VALUE! | #VALUE! | 0 | 0 | 0.20123 | 0.20123 | #VALUE! | #VALUE! | #VALUE! | #VALUE! | 0 | 0 | 0.20123 | 0.20123 | #VALUE! | #VALUE! | #VALUE! | #VALUE! | 0 | 0 | 0.20123 | 0.20123 | #VALUE! | #VALUE! |  |  |  | #VALUE! | #VALUE! | #VALUE! | #VALUE! | #VALUE! | #VALUE! | #VALUE!
Saturday | 8 | 20 | 8 | 5552 | 0 | 0 | 0 | 0 | 0 | 0 | 0 | 0 | 0 | 0 | 0 | 0 | 0 | 0 | 0 | 0 | 0 | 0 | 0 | 0 | 0 | 0.2645 | 0.40875 | 0.30864 | 0.098018 | 0 | 0.19621 | 0.39797 | 0.564 | 0 | 0 | 0 | 0 | 0 | 0 | 0 | 0 | 0 | 0 | 0 |  | 0 | 0 | 0 |  | #VALUE! | #VALUE! | #VALUE! | #VALUE! |  |  | #VALUE! | #VALUE! | 0 | 0 | 0.20123 | 0.20123 | #VALUE! | #VALUE! | #VALUE! | #VALUE! | 0 | 0 | 0.20123 | 0.20123 | #VALUE! | #VALUE! | #VALUE! | #VALUE! | 0 | 0 | 0.20123 | 0.20123 | #VALUE! | #VALUE! |  |  |  | #VALUE! | #VALUE! | #VALUE! | #VALUE! | #VALUE! | #VALUE! | #VALUE!
Saturday | 8 | 20 | 9 | 5553 | 0 | 0 | 0 | 0 | 0 | 0 | 0 | 0 | 0 | 0 | 0 | 0 | 0 | 0 | 0 | 0 | 0 | 0 | 0 | 0 | 0 | 0.3085 | 0.46958 | 0.43182 | 0.38558 | 0 | 0.21394 | 0.50378 | 0.625 | 0 | 0 | 0 | 0 | 0 | 0 | 0 | 0 | 0 | 0 | 0 |  | 0 | 0 | 0 |  | #VALUE! | #VALUE! | #VALUE! | #VALUE! |  |  | #VALUE! | #VALUE! | 0 | 0 | 0.20123 | 0.20123 | #VALUE! | #VALUE! | #VALUE! | #VALUE! | 0 | 0 | 0.20123 | 0.20123 | #VALUE! | #VALUE! | #VALUE! | #VALUE! | 0 | 0 | 0.20123 | 0.20123 | #VALUE! | #VALUE! |  |  |  | #VALUE! | #VALUE! | #VALUE! | #VALUE! | #VALUE! | #VALUE! | #VALUE!
Saturday | 8 | 20 | 10 | 5554 | 0 | 0 | 0 | 0 | 0 | 0 | 0 | 0 | 0 | 0 | 0 | 0 | 0 | 0 | 0 | 0 | 0 | 0 | 0 | 0 | 0 | 0.333 | 0.49767 | 0.46994 | 0.40063 | 0.04425 | 0.23434 | 0.53491 | 0.632 | 0 | 0 | 0 | 0 | 0 | 0 | 0 | 0 | 0 | 0 | 0 |  | 0 | 0 | 0 |  | #VALUE! | #VALUE! | #VALUE! | #VALUE! |  |  | #VALUE! | #VALUE! | 0 | 0 | 0.20123 | 0.20123 | #VALUE! | #VALUE! | #VALUE! | #VALUE! | 0 | 0 | 0.20123 | 0.20123 | #VALUE! | #VALUE! | #VALUE! | #VALUE! | 0 | 0 | 0.20123 | 0.20123 | #VALUE! | #VALUE! |  |  |  | #VALUE! | #VALUE! | #VALUE! | #VALUE! | #VALUE! | #VALUE! | #VALUE!
Saturday | 8 | 20 | 11 | 5555 | 0 | 0 | 0 | 0 | 0 | 0 | 0 | 0 | 0 | 0 | 0 | 0 | 0 | 0 | 0 | 0 | 0 | 0 | 0 | 0 | 0 | 0.342 | 0.498 | 0.46835 | 0.38666 | 0.096 | 0.25702 | 0.53064 | 0.617 | 0 | 0 | 0 | 0 | 0 | 0 | 0 | 0 | 0 | 0 | 0 |  | 0 | 0 | 0 |  | #VALUE! | #VALUE! | #VALUE! | #VALUE! |  |  | #VALUE! | #VALUE! | 0 | 0 | 0.20123 | 0.20123 | #VALUE! | #VALUE! | #VALUE! | #VALUE! | 0 | 0 | 0.20123 | 0.20123 | #VALUE! | #VALUE! | #VALUE! | #VALUE! | 0 | 0 | 0.20123 | 0.20123 | #VALUE! | #VALUE! |  |  |  | #VALUE! | #VALUE! | #VALUE! | #VALUE! | #VALUE! | #VALUE! | #VALUE!
Saturday | 8 | 20 | 12 | 5556 | 0 | 0 | 0 | 0 | 0 | 0 | 0 | 0 | 0 | 0 | 0 | 0 | 0 | 0 | 0 | 0 | 0 | 0 | 0 | 0 | 0 | 0.3695 | 0.53867 | 0.52357 | 0.41741 | 0.127 | 0.19495 | 0.57497 | 0.646 | 0 | 0 | 0 | 0 | 0 | 0 | 0 | 0 | 0 | 0 | 0 |  | 0 | 0 | 0 |  | #VALUE! | #VALUE! | #VALUE! | #VALUE! |  |  | #VALUE! | #VALUE! | 0 | 0 | 0.20123 | 0.20123 | #VALUE! | #VALUE! | #VALUE! | #VALUE! | 0 | 0 | 0.20123 | 0.20123 | #VALUE! | #VALUE! | #VALUE! | #VALUE! | 0 | 0 | 0.20123 | 0.20123 | #VALUE! | #VALUE! |  |  |  | #VALUE! | #VALUE! | #VALUE! | #VALUE! | #VALUE! | #VALUE! | #VALUE!
Saturday | 8 | 20 | 13 | 5557 | 0 | 0 | 0 | 0 | 0 | 0 | 0 | 0 | 0 | 0 | 0 | 0 | 0 | 0 | 0 | 0 | 0 | 0 | 0 | 0 | 0 | 0.3925 | 0.55342 | 0.52854 | 0.43308 | 0.18125 | 0.24353 | 0.59476 | 0.654 | 0 | 0 | 0 | 0 | 0 | 0 | 0 | 0 | 0 | 0 | 0 |  | 0 | 0 | 0 |  | #VALUE! | #VALUE! | #VALUE! | #VALUE! |  |  | #VALUE! | #VALUE! | 0 | 0 | 0.20123 | 0.20123 | #VALUE! | #VALUE! | #VALUE! | #VALUE! | 0 | 0 | 0.20123 | 0.20123 | #VALUE! | #VALUE! | #VALUE! | #VALUE! | 0 | 0 | 0.20123 | 0.20123 | #VALUE! | #VALUE! |  |  |  | #VALUE! | #VALUE! | #VALUE! | #VALUE! | #VALUE! | #VALUE! | #VALUE!
Saturday | 8 | 20 | 14 | 5558 | 0 | 0 | 0 | 0 | 0 | 0 | 0 | 0 | 0 | 0 | 0 | 0 | 0 | 0 | 0 | 0 | 0 | 0 | 0 | 0 | 0 | 0.359 | 0.502 | 0.46187 | 0.37619 | 0.2675 | 0.27664 | 0.53657 | 0.608 | 0 | 0 | 0 | 0 | 0 | 0 | 0 | 0 | 0 | 0 | 0 |  | 0 | 0 | 0 |  | #VALUE! | #VALUE! | #VALUE! | #VALUE! |  |  | #VALUE! | #VALUE! | 0 | 0 | 0.20123 | 0.20123 | #VALUE! | #VALUE! | #VALUE! | #VALUE! | 0 | 0 | 0.20123 | 0.20123 | #VALUE! | #VALUE! | #VALUE! | #VALUE! | 0 | 0 | 0.20123 | 0.20123 | #VALUE! | #VALUE! |  |  |  | #VALUE! | #VALUE! | #VALUE! | #VALUE! | #VALUE! | #VALUE! | #VALUE!
Saturday | 8 | 20 | 15 | 5559 | 0 | 0 | 0 | 0 | 0 | 0 | 0 | 0 | 0 | 0 | 0 | 0 | 0 | 0 | 0 | 0 | 0 | 0 | 0 | 0 | 0 | 0.3385 | 0.46633 | 0.42168 | 0.33332 | 0.281 | 0.30507 | 0.48462 | 0.539 | 0 | 0 | 0 | 0 | 0 | 0 | 0 | 0 | 0 | 0 | 0 |  | 0 | 0 | 0 |  | #VALUE! | #VALUE! | #VALUE! | #VALUE! |  |  | #VALUE! | #VALUE! | 0 | 0 | 0.20123 | 0.20123 | #VALUE! | #VALUE! | #VALUE! | #VALUE! | 0 | 0 | 0.20123 | 0.20123 | #VALUE! | #VALUE! | #VALUE! | #VALUE! | 0 | 0 | 0.20123 | 0.20123 | #VALUE! | #VALUE! |  |  |  | #VALUE! | #VALUE! | #VALUE! | #VALUE! | #VALUE! | #VALUE! | #VALUE!
Saturday | 8 | 20 | 16 | 5560 | 0 | 0 | 0 | 0 | 0 | 0 | 0 | 0 | 0 | 0 | 0 | 0 | 0 | 0 | 0 | 0 | 0 | 0 | 0 | 0 | 0 | 0.345 | 0.48742 | 0.45842 | 0.35039 | 0.2925 | 0.35472 | 0.53518 | 0.61 | 0 | 0 | 0 | 0 | 0 | 0 | 0 | 0 | 0 | 0 | 0 |  | 0 | 0 | 0 |  | #VALUE! | #VALUE! | #VALUE! | #VALUE! |  |  | #VALUE! | #VALUE! | 0 | 0 | 0.20123 | 0.20123 | #VALUE! | #VALUE! | #VALUE! | #VALUE! | 0 | 0 | 0.20123 | 0.20123 | #VALUE! | #VALUE! | #VALUE! | #VALUE! | 0 | 0 | 0.20123 | 0.20123 | #VALUE! | #VALUE! |  |  |  | #VALUE! | #VALUE! | #VALUE! | #VALUE! | #VALUE! | #VALUE! | #VALUE!
Saturday | 8 | 20 | 17 | 5561 | 0 | 0 | 0 | 0 | 0 | 0 | 0 | 0 | 0 | 0 | 0 | 0 | 0 | 0 | 0 | 0 | 0 | 0 | 0 | 0 | 0 | 0.3435 | 0.49325 | 0.45925 | 0.34115 | 0.33975 | 0.37093 | 0.54413 | 0.628 | 0 | 0 | 0 | 0 | 0 | 0 | 0 | 0 | 0 | 0 | 0 |  | 0 | 0 | 0 |  | #VALUE! | #VALUE! | #VALUE! | #VALUE! |  |  | #VALUE! | #VALUE! | 0 | 0 | 0.20123 | 0.20123 | #VALUE! | #VALUE! | #VALUE! | #VALUE! | 0 | 0 | 0.20123 | 0.20123 | #VALUE! | #VALUE! | #VALUE! | #VALUE! | 0 | 0 | 0.20123 | 0.20123 | #VALUE! | #VALUE! |  |  |  | #VALUE! | #VALUE! | #VALUE! | #VALUE! | #VALUE! | #VALUE! | #VALUE!
Saturday | 8 | 20 | 18 | 5562 | 0 | 0 | 0 | 0 | 0 | 0 | 0 | 0 | 0 | 0 | 0 | 0 | 0 | 0 | 0 | 0 | 0 | 0 | 0 | 0 | 0 | 0.3475 | 0.51 | 0.47924 | 0.35409 | 0.31175 | 0.36846 | 0.56129 | 0.652 | 0 | 0 | 0 | 0 | 0 | 0 | 0 | 0 | 0 | 0 | 0 |  | 0 | 0 | 0 |  | #VALUE! | #VALUE! | #VALUE! | #VALUE! |  |  | #VALUE! | #VALUE! | 0 | 0 | 0.20123 | 0.20123 | #VALUE! | #VALUE! | #VALUE! | #VALUE! | 0 | 0 | 0.20123 | 0.20123 | #VALUE! | #VALUE! | #VALUE! | #VALUE! | 0 | 0 | 0.20123 | 0.20123 | #VALUE! | #VALUE! |  |  |  | #VALUE! | #VALUE! | #VALUE! | #VALUE! | #VALUE! | #VALUE! | #VALUE!
Saturday | 8 | 20 | 19 | 5563 | 0 | 0 | 0 | 0 | 0 | 0 | 0 | 0 | 0 | 0 | 0 | 0 | 0 | 0 | 0 | 0 | 0 | 0 | 0 | 0 | 0 | 0.333 | 0.49183 | 0.45026 | 0.33988 | 0.30875 | 0.33942 | 0.54446 | 0.643 | 0 | 0 | 0 | 0 | 0 | 0 | 0 | 0 | 0 | 0 | 0 |  | 0 | 0 | 0 |  | #VALUE! | #VALUE! | #VALUE! | #VALUE! |  |  | #VALUE! | #VALUE! | 0 | 0 | 0.20123 | 0.20123 | #VALUE! | #VALUE! | #VALUE! | #VALUE! | 0 | 0 | 0.20123 | 0.20123 | #VALUE! | #VALUE! | #VALUE! | #VALUE! | 0 | 0 | 0.20123 | 0.20123 | #VALUE! | #VALUE! |  |  |  | #VALUE! | #VALUE! | #VALUE! | #VALUE! | #VALUE! | #VALUE! | #VALUE!
Saturday | 8 | 20 | 20 | 5564 | 0 | 0 | 0 | 0 | 0 | 0 | 0 | 0 | 0 | 0 | 0 | 0 | 0 | 0 | 0 | 0 | 0 | 0 | 0 | 0 | 0 | 0.326 | 0.485 | 0.44192 | 0.33121 | 0.06125 | 0.27926 | 0.5398 | 0.643 | 0 | 0 | 0 | 0 | 0 | 0 | 0 | 0 | 0 | 0 | 0 |  | 0 | 0 | 0 |  | #VALUE! | #VALUE! | #VALUE! | #VALUE! |  |  | #VALUE! | #VALUE! | 0 | 0 | 0.20123 | 0.20123 | #VALUE! | #VALUE! | #VALUE! | #VALUE! | 0 | 0 | 0.20123 | 0.20123 | #VALUE! | #VALUE! | #VALUE! | #VALUE! | 0 | 0 | 0.20123 | 0.20123 | #VALUE! | #VALUE! |  |  |  | #VALUE! | #VALUE! | #VALUE! | #VALUE! | #VALUE! | #VALUE! | #VALUE!
Saturday | 8 | 20 | 21 | 5565 | 0 | 0 | 0 | 0 | 0 | 0 | 0 | 0 | 0 | 0 | 0 | 0 | 0 | 0 | 0 | 0 | 0 | 0 | 0 | 0 | 0 | 0.3235 | 0.49567 | 0.44896 | 0.33793 | 0 | 0.23749 | 0.55007 | 0.663 | 0 | 0 | 0 | 0 | 0 | 0 | 0 | 0 | 0 | 0 | 0 |  | 0 | 0 | 0 |  | #VALUE! | #VALUE! | #VALUE! | #VALUE! |  |  | #VALUE! | #VALUE! | 0 | 0 | 0.20123 | 0.20123 | #VALUE! | #VALUE! | #VALUE! | #VALUE! | 0 | 0 | 0.20123 | 0.20123 | #VALUE! | #VALUE! | #VALUE! | #VALUE! | 0 | 0 | 0.20123 | 0.20123 | #VALUE! | #VALUE! |  |  |  | #VALUE! | #VALUE! | #VALUE! | #VALUE! | #VALUE! | #VALUE! | #VALUE!
Saturday | 8 | 20 | 22 | 5566 | 0 | 0 | 0 | 0 | 0 | 0 | 0 | 0 | 0 | 0 | 0 | 0 | 0 | 0 | 0 | 0 | 0 | 0 | 0 | 0 | 0 | 0.3065 | 0.46942 | 0.4205 | 0.31372 | 0 | 0.18834 | 0.52508 | 0.644 | 0 | 0 | 0 | 0 | 0 | 0 | 0 | 0 | 0 | 0 | 0 |  | 0 | 0 | 0 |  | #VALUE! | #VALUE! | #VALUE! | #VALUE! |  |  | #VALUE! | #VALUE! | 0 | 0 | 0.20123 | 0.20123 | #VALUE! | #VALUE! | #VALUE! | #VALUE! | 0 | 0 | 0.20123 | 0.20123 | #VALUE! | #VALUE! | #VALUE! | #VALUE! | 0 | 0 | 0.20123 | 0.20123 | #VALUE! | #VALUE! |  |  |  | #VALUE! | #VALUE! | #VALUE! | #VALUE! | #VALUE! | #VALUE! | #VALUE!
Saturday | 8 | 20 | 23 | 5567 | 0 | 0 | 0 | 0 | 0 | 0 | 0 | 0 | 0 | 0 | 0 | 0 | 0 | 0 | 0 | 0 | 0 | 0 | 0 | 0 | 0 | 0.281 | 0.4355 | 0.36679 | 0.1021 | 0 | 0.10164 | 0.48517 | 0.618 | 0 | 0 | 0 | 0 | 0 | 0 | 0 | 0 | 0 | 0 | 0 |  | 0 | 0 | 0 |  | #VALUE! | #VALUE! | #VALUE! | #VALUE! |  |  | #VALUE! | #VALUE! | 0 | 0 | 0.20123 | 0.20123 | #VALUE! | #VALUE! | #VALUE! | #VALUE! | 0 | 0 | 0.20123 | 0.20123 | #VALUE! | #VALUE! | #VALUE! | #VALUE! | 0 | 0 | 0.20123 | 0.20123 | #VALUE! | #VALUE! |  |  |  | #VALUE! | #VALUE! | #VALUE! | #VALUE! | #VALUE! | #VALUE! | #VALUE!
Saturday | 8 | 20 | 24 | 5568 | 0 | 0 | 0 | 0 | 0 | 0 | 0 | 0 | 0 | 0 | 0 | 0 | 0 | 0 | 0 | 0 | 0 | 0 | 0 | 0 | 0 | 0.2565 | 0.40017 | 0.22938 | 0.086638 | 0 | 0.13726 | 0.44204 | 0.594 | 0 | 0 | 0 | 0 | 0 | 0 | 0 | 0 | 0 | 0 | 0 |  | 0 | 0 | 0 |  | #VALUE! | #VALUE! | #VALUE! | #VALUE! |  |  | #VALUE! | #VALUE! | 0 | 0 | 0.20123 | 0.20123 | #VALUE! | #VALUE! | #VALUE! | #VALUE! | 0 | 0 | 0.20123 | 0.20123 | #VALUE! | #VALUE! | #VALUE! | #VALUE! | 0 | 0 | 0.20123 | 0.20123 | #VALUE! | #VALUE! |  |  |  | #VALUE! | #VALUE! | #VALUE! | #VALUE! | #VALUE! | #VALUE! | #VALUE!
Sunday | 8 | 21 | 1 | 5569 | 0 | 0 | 0 | 0 | 0 | 0 | 0 | 0 | 0 | 0 | 0 | 0 | 0 | 0 | 0 | 0 | 0 | 0 | 0 | 0 | 0 | 0.2545 | 0.40108 | 0.2418 | 0.0882 | 0 | 0.08695 | 0.44593 | 0.596 | 0 | 0 | 0 | 0 | 0 | 0 | 0 | 0 | 0 | 0 | 0 |  | 0 | 0 | 0 |  | #VALUE! | #VALUE! | #VALUE! | #VALUE! |  |  | #VALUE! | #VALUE! | 0 | 0 | 0.20123 | 0.20123 | #VALUE! | #VALUE! | #VALUE! | #VALUE! | 0 | 0 | 0.20123 | 0.20123 | #VALUE! | #VALUE! | #VALUE! | #VALUE! | 0 | 0 | 0.20123 | 0.20123 | #VALUE! | #VALUE! |  |  |  | #VALUE! | #VALUE! | #VALUE! | #VALUE! | #VALUE! | #VALUE! | #VALUE!
Sunday | 8 | 21 | 2 | 5570 | 0 | 0 | 0 | 0 | 0 | 0 | 0 | 0 | 0 | 0 | 0 | 0 | 0 | 0 | 0 | 0 | 0 | 0 | 0 | 0 | 0 | 0.23 | 0.36783 | 0.20238 | 0.072383 | 0 | 0.16901 | 0.35735 | 0.572 | 0 | 0 | 0 | 0 | 0 | 0 | 0 | 0 | 0 | 0 | 0 |  | 0 | 0 | 0 |  | #VALUE! | #VALUE! | #VALUE! | #VALUE! |  |  | #VALUE! | #VALUE! | 0 | 0 | 0.20123 | 0.20123 | #VALUE! | #VALUE! | #VALUE! | #VALUE! | 0 | 0 | 0.20123 | 0.20123 | #VALUE! | #VALUE! | #VALUE! | #VALUE! | 0 | 0 | 0.20123 | 0.20123 | #VALUE! | #VALUE! |  |  |  | #VALUE! | #VALUE! | #VALUE! | #VALUE! | #VALUE! | #VALUE! | #VALUE!
Sunday | 8 | 21 | 3 | 5571 | 0 | 0 | 0 | 0 | 0 | 0 | 0 | 0 | 0 | 0 | 0 | 0 | 0 | 0 | 0 | 0 | 0 | 0 | 0 | 0 | 0 | 0.2225 | 0.36108 | 0.19927 | 0.070323 | 0 | 0.15894 | 0.32619 | 0.57 | 0 | 0 | 0 | 0 | 0 | 0 | 0 | 0 | 0 | 0 | 0 |  | 0 | 0 | 0 |  | #VALUE! | #VALUE! | #VALUE! | #VALUE! |  |  | #VALUE! | #VALUE! | 0 | 0 | 0.20123 | 0.20123 | #VALUE! | #VALUE! | #VALUE! | #VALUE! | 0 | 0 | 0.20123 | 0.20123 | #VALUE! | #VALUE! | #VALUE! | #VALUE! | 0 | 0 | 0.20123 | 0.20123 | #VALUE! | #VALUE! |  |  |  | #VALUE! | #VALUE! | #VALUE! | #VALUE! | #VALUE! | #VALUE! | #VALUE!
Sunday | 8 | 21 | 4 | 5572 | 0 | 0 | 0 | 0 | 0 | 0 | 0 | 0 | 0 | 0 | 0 | 0 | 0 | 0 | 0 | 0 | 0 | 0 | 0 | 0 | 0 | 0.118 | 0.1075 | 0.078088 | 0.034643 | 0 | 0.17675 | 0.23986 | 0.488 | 0 | 0 | 0 | 0 | 0 | 0 | 0 | 0 | 0 | 0 | 0 |  | 0 | 0 | 0 |  | #VALUE! | #VALUE! | #VALUE! | #VALUE! |  |  | #VALUE! | #VALUE! | 0 | 0 | 0.20123 | 0.20123 | #VALUE! | #VALUE! | #VALUE! | #VALUE! | 0 | 0 | 0.20123 | 0.20123 | #VALUE! | #VALUE! | #VALUE! | #VALUE! | 0 | 0 | 0.20123 | 0.20123 | #VALUE! | #VALUE! |  |  |  | #VALUE! | #VALUE! | #VALUE! | #VALUE! | #VALUE! | #VALUE! | #VALUE!
Sunday | 8 | 21 | 5 | 5573 | 0 | 0 | 0 | 0 | 0 | 0 | 0 | 0 | 0 | 0 | 0 | 0 | 0 | 0 | 0 | 0 | 0 | 0 | 0 | 0 | 0 | 0.1155 | 0.09975 | 0.085402 | 0.035573 | 0 | 0.16254 | 0.23598 | 0.488 | 0 | 0 | 0 | 0 | 0 | 0 | 0 | 0 | 0 | 0 | 0 |  | 0 | 0 | 0 |  | #VALUE! | #VALUE! | #VALUE! | #VALUE! |  |  | #VALUE! | #VALUE! | 0 | 0 | 0.20123 | 0.20123 | #VALUE! | #VALUE! | #VALUE! | #VALUE! | 0 | 0 | 0.20123 | 0.20123 | #VALUE! | #VALUE! | #VALUE! | #VALUE! | 0 | 0 | 0.20123 | 0.20123 | #VALUE! | #VALUE! |  |  |  | #VALUE! | #VALUE! | #VALUE! | #VALUE! | #VALUE! | #VALUE! | #VALUE!
Sunday | 8 | 21 | 6 | 5574 | 0 | 0 | 0 | 0 | 0 | 0 | 0 | 0 | 0 | 0 | 0 | 0 | 0 | 0 | 0 | 0 | 0 | 0 | 0 | 0 | 0 | 0.109 | 0 | 0.017594 | 0.03496 | 0 | 0.15599 | 0.19753 | 0.446 | 0 | 0 | 0 | 0 | 0 | 0 | 0 | 0 | 0 | 0 | 0 |  | 0 | 0 | 0 |  | #VALUE! | #VALUE! | #VALUE! | #VALUE! |  |  | #VALUE! | #VALUE! | 0 | 0 | 0.20123 | 0.20123 | #VALUE! | #VALUE! | #VALUE! | #VALUE! | 0 | 0 | 0.20123 | 0.20123 | #VALUE! | #VALUE! | #VALUE! | #VALUE! | 0 | 0 | 0.20123 | 0.20123 | #VALUE! | #VALUE! |  |  |  | #VALUE! | #VALUE! | #VALUE! | #VALUE! | #VALUE! | #VALUE! | #VALUE!
Sunday | 8 | 21 | 7 | 5575 | 0 | 0 | 0 | 0 | 0 | 0 | 0 | 0 | 0 | 0 | 0 | 0 | 0 | 0 | 0 | 0 | 0 | 0 | 0 | 0 | 0 | 0.153 | 0.26308 | 0.26334 | 0.3295 | 0 | 0.19436 | 0.39077 | 0.595 | 0 | 0 | 0 | 0 | 0 | 0 | 0 | 0 | 0 | 0 | 0 |  | 0 | 0 | 0 |  | #VALUE! | #VALUE! | #VALUE! | #VALUE! |  |  | #VALUE! | #VALUE! | 0 | 0 | 0.20123 | 0.20123 | #VALUE! | #VALUE! | #VALUE! | #VALUE! | 0 | 0 | 0.20123 | 0.20123 | #VALUE! | #VALUE! | #VALUE! | #VALUE! | 0 | 0 | 0.20123 | 0.20123 | #VALUE! | #VALUE! |  |  |  | #VALUE! | #VALUE! | #VALUE! | #VALUE! | #VALUE! | #VALUE! | #VALUE!
Sunday | 8 | 21 | 8 | 5576 | 0 | 0 | 0 | 0 | 0 | 0 | 0 | 0 | 0 | 0 | 0 | 0 | 0 | 0 | 0 | 0 | 0 | 0 | 0 | 0 | 0 | 0.2075 | 0.32792 | 0.33051 | 0.37419 | 0 | 0.21756 | 0.42955 | 0.603 | 0 | 0 | 0 | 0 | 0 | 0 | 0 | 0 | 0 | 0 | 0 |  | 0 | 0 | 0 |  | #VALUE! | #VALUE! | #VALUE! | #VALUE! |  |  | #VALUE! | #VALUE! | 0 | 0 | 0.20123 | 0.20123 | #VALUE! | #VALUE! | #VALUE! | #VALUE! | 0 | 0 | 0.20123 | 0.20123 | #VALUE! | #VALUE! | #VALUE! | #VALUE! | 0 | 0 | 0.20123 | 0.20123 | #VALUE! | #VALUE! |  |  |  | #VALUE! | #VALUE! | #VALUE! | #VALUE! | #VALUE! | #VALUE! | #VALUE!
Sunday | 8 | 21 | 9 | 5577 | 0 | 0 | 0 | 0 | 0 | 0 | 0 | 0 | 0 | 0 | 0 | 0 | 0 | 0 | 0 | 0 | 0 | 0 | 0 | 0 | 0 | 0.317 | 0.4835 | 0.47402 | 0.44618 | 0.0155 | 0.23144 | 0.54536 | 0.653 | 0 | 0 | 0 | 0 | 0 | 0 | 0 | 0 | 0 | 0 | 0 |  | 0 | 0 | 0 |  | #VALUE! | #VALUE! | #VALUE! | #VALUE! |  |  | #VALUE! | #VALUE! | 0 | 0 | 0.20123 | 0.20123 | #VALUE! | #VALUE! | #VALUE! | #VALUE! | 0 | 0 | 0.20123 | 0.20123 | #VALUE! | #VALUE! | #VALUE! | #VALUE! | 0 | 0 | 0.20123 | 0.20123 | #VALUE! | #VALUE! |  |  |  | #VALUE! | #VALUE! | #VALUE! | #VALUE! | #VALUE! | #VALUE! | #VALUE!
Sunday | 8 | 21 | 10 | 5578 | 0 | 0 | 0 | 0 | 0 | 0 | 0 | 0 | 0 | 0 | 0 | 0 | 0 | 0 | 0 | 0 | 0 | 0 | 0 | 0 | 0 | 0.3565 | 0.52792 | 0.52385 | 0.47643 | 0.13675 | 0.2745 | 0.58085 | 0.666 | 0 | 0 | 0 | 0 | 0 | 0 | 0 | 0 | 0 | 0 | 0 |  | 0 | 0 | 0 |  | #VALUE! | #VALUE! | #VALUE! | #VALUE! |  |  | #VALUE! | #VALUE! | 0 | 0 | 0.20123 | 0.20123 | #VALUE! | #VALUE! | #VALUE! | #VALUE! | 0 | 0 | 0.20123 | 0.20123 | #VALUE! | #VALUE! | #VALUE! | #VALUE! | 0 | 0 | 0.20123 | 0.20123 | #VALUE! | #VALUE! |  |  |  | #VALUE! | #VALUE! | #VALUE! | #VALUE! | #VALUE! | #VALUE! | #VALUE!
Sunday | 8 | 21 | 11 | 5579 | 0 | 0 | 0 | 0 | 0 | 0 | 0 | 0 | 0 | 0 | 0 | 0 | 0 | 0 | 0 | 0 | 0 | 0 | 0 | 0 | 0 | 0.4145 | 0.60325 | 0.5745 | 0.53487 | 0.28825 | 0.25904 | 0.64992 | 0.707 | 0 | 0 | 0 | 0 | 0 | 0 | 0 | 0 | 0 | 0 | 0 |  | 0 | 0 | 0 |  | #VALUE! | #VALUE! | #VALUE! | #VALUE! |  |  | #VALUE! | #VALUE! | 0 | 0 | 0.20123 | 0.20123 | #VALUE! | #VALUE! | #VALUE! | #VALUE! | 0 | 0 | 0.20123 | 0.20123 | #VALUE! | #VALUE! | #VALUE! | #VALUE! | 0 | 0 | 0.20123 | 0.20123 | #VALUE! | #VALUE! |  |  |  | #VALUE! | #VALUE! | #VALUE! | #VALUE! | #VALUE! | #VALUE! | #VALUE!
Sunday | 8 | 21 | 12 | 5580 | 0 | 0 | 0 | 0 | 0 | 0 | 0 | 0 | 0 | 0 | 0 | 0 | 0 | 0 | 0 | 0 | 0 | 0 | 0 | 0 | 0 | 0.439 | 0.62292 | 0.59838 | 0.54201 | 0.373 | 0.23386 | 0.66362 | 0.704 | 0 | 0 | 0 | 0 | 0 | 0 | 0 | 0 | 0 | 0 | 0 |  | 0 | 0 | 0 |  | #VALUE! | #VALUE! | #VALUE! | #VALUE! |  |  | #VALUE! | #VALUE! | 0 | 0 | 0.20123 | 0.20123 | #VALUE! | #VALUE! | #VALUE! | #VALUE! | 0 | 0 | 0.20123 | 0.20123 | #VALUE! | #VALUE! | #VALUE! | #VALUE! | 0 | 0 | 0.20123 | 0.20123 | #VALUE! | #VALUE! |  |  |  | #VALUE! | #VALUE! | #VALUE! | #VALUE! | #VALUE! | #VALUE! | #VALUE!
Sunday | 8 | 21 | 13 | 5581 | 0 | 0 | 0 | 0 | 0 | 0 | 0 | 0 | 0 | 0 | 0 | 0 | 0 | 0 | 0 | 0 | 0 | 0 | 0 | 0 | 0 | 0.48 | 0.68775 | 0.6553 | 0.58559 | 0.4075 | 0.31696 | 0.71485 | 0.736 | 0 | 0 | 0 | 0 | 0 | 0 | 0 | 0 | 0 | 0 | 0 |  | 0 | 0 | 0 |  | #VALUE! | #VALUE! | #VALUE! | #VALUE! |  |  | #VALUE! | #VALUE! | 0 | 0 | 0.20123 | 0.20123 | #VALUE! | #VALUE! | #VALUE! | #VALUE! | 0 | 0 | 0.20123 | 0.20123 | #VALUE! | #VALUE! | #VALUE! | #VALUE! | 0 | 0 | 0.20123 | 0.20123 | #VALUE! | #VALUE! |  |  |  | #VALUE! | #VALUE! | #VALUE! | #VALUE! | #VALUE! | #VALUE! | #VALUE!
Sunday | 8 | 21 | 14 | 5582 | 0 | 0 | 0 | 0 | 0 | 0 | 0 | 0 | 0 | 0 | 0 | 0 | 0 | 0 | 0 | 0 | 0 | 0 | 0 | 0 | 0 | 0.4835 | 0.67492 | 0.64559 | 0.56028 | 0.38675 | 0.3673 | 0.69909 | 0.713 | 0 | 0 | 0 | 0 | 0 | 0 | 0 | 0 | 0 | 0 | 0 |  | 0 | 0 | 0 |  | #VALUE! | #VALUE! | #VALUE! | #VALUE! |  |  | #VALUE! | #VALUE! | 0 | 0 | 0.20123 | 0.20123 | #VALUE! | #VALUE! | #VALUE! | #VALUE! | 0 | 0 | 0.20123 | 0.20123 | #VALUE! | #VALUE! | #VALUE! | #VALUE! | 0 | 0 | 0.20123 | 0.20123 | #VALUE! | #VALUE! |  |  |  | #VALUE! | #VALUE! | #VALUE! | #VALUE! | #VALUE! | #VALUE! | #VALUE!
Sunday | 8 | 21 | 15 | 5583 | 0 | 0 | 0 | 0 | 0 | 0 | 0 | 0 | 0 | 0 | 0 | 0 | 0 | 0 | 0 | 0 | 0 | 0 | 0 | 0 | 0 | 0.501 | 0.68883 | 0.65945 | 0.56506 | 0.4005 | 0.40415 | 0.71259 | 0.72 | 0 | 0 | 0 | 0 | 0 | 0 | 0 | 0 | 0 | 0 | 0 |  | 0 | 0 | 0 |  | #VALUE! | #VALUE! | #VALUE! | #VALUE! |  |  | #VALUE! | #VALUE! | 0 | 0 | 0.20123 | 0.20123 | #VALUE! | #VALUE! | #VALUE! | #VALUE! | 0 | 0 | 0.20123 | 0.20123 | #VALUE! | #VALUE! | #VALUE! | #VALUE! | 0 | 0 | 0.20123 | 0.20123 | #VALUE! | #VALUE! |  |  |  | #VALUE! | #VALUE! | #VALUE! | #VALUE! | #VALUE! | #VALUE! | #VALUE!
Sunday | 8 | 21 | 16 | 5584 | 0 | 0 | 0 | 0 | 0 | 0 | 0 | 0 | 0 | 0 | 0 | 0 | 0 | 0 | 0 | 0 | 0 | 0 | 0 | 0 | 0 | 0.4865 | 0.65267 | 0.63326 | 0.52733 | 0.4605 | 0.42475 | 0.68854 | 0.695 | 0 | 0 | 0 | 0 | 0 | 0 | 0 | 0 | 0 | 0 | 0 |  | 0 | 0 | 0 |  | #VALUE! | #VALUE! | #VALUE! | #VALUE! |  |  | #VALUE! | #VALUE! | 0 | 0 | 0.20123 | 0.20123 | #VALUE! | #VALUE! | #VALUE! | #VALUE! | 0 | 0 | 0.20123 | 0.20123 | #VALUE! | #VALUE! | #VALUE! | #VALUE! | 0 | 0 | 0.20123 | 0.20123 | #VALUE! | #VALUE! |  |  |  | #VALUE! | #VALUE! | #VALUE! | #VALUE! | #VALUE! | #VALUE! | #VALUE!
Sunday | 8 | 21 | 17 | 5585 | 0 | 0 | 0 | 0 | 0 | 0 | 0 | 0 | 0 | 0 | 0 | 0 | 0 | 0 | 0 | 0 | 0 | 0 | 0 | 0 | 0 | 0.451 | 0.60267 | 0.61168 | 0.46827 | 0.344 | 0.42641 | 0.64758 | 0.658 | 0 | 0 | 0 | 0 | 0 | 0 | 0 | 0 | 0 | 0 | 0 |  | 0 | 0 | 0 |  | #VALUE! | #VALUE! | #VALUE! | #VALUE! |  |  | #VALUE! | #VALUE! | 0 | 0 | 0.20123 | 0.20123 | #VALUE! | #VALUE! | #VALUE! | #VALUE! | 0 | 0 | 0.20123 | 0.20123 | #VALUE! | #VALUE! | #VALUE! | #VALUE! | 0 | 0 | 0.20123 | 0.20123 | #VALUE! | #VALUE! |  |  |  | #VALUE! | #VALUE! | #VALUE! | #VALUE! | #VALUE! | #VALUE! | #VALUE!
Sunday | 8 | 21 | 18 | 5586 | 0 | 0 | 0 | 0 | 0 | 0 | 0 | 0 | 0 | 0 | 0 | 0 | 0 | 0 | 0 | 0 | 0 | 0 | 0 | 0 | 0 | 0.4225 | 0.54567 | 0.5472 | 0.401 | 0.16475 | 0.39607 | 0.59361 | 0.59 | 0 | 0 | 0 | 0 | 0 | 0 | 0 | 0 | 0 | 0 | 0 |  | 0 | 0 | 0 |  | #VALUE! | #VALUE! | #VALUE! | #VALUE! |  |  | #VALUE! | #VALUE! | 0 | 0 | 0.20123 | 0.20123 | #VALUE! | #VALUE! | #VALUE! | #VALUE! | 0 | 0 | 0.20123 | 0.20123 | #VALUE! | #VALUE! | #VALUE! | #VALUE! | 0 | 0 | 0.20123 | 0.20123 | #VALUE! | #VALUE! |  |  |  | #VALUE! | #VALUE! | #VALUE! | #VALUE! | #VALUE! | #VALUE! | #VALUE!
Sunday | 8 | 21 | 19 | 5587 | 0 | 0 | 0 | 0 | 0 | 0 | 0 | 0 | 0 | 0 | 0 | 0 | 0 | 0 | 0 | 0 | 0 | 0 | 0 | 0 | 0 | 0.3745 | 0.42358 | 0.42324 | 0.33611 | 0.12475 | 0.33265 | 0.46957 | 0.48 | 0 | 0 | 0 | 0 | 0 | 0 | 0 | 0 | 0 | 0 | 0 |  | 0 | 0 | 0 |  | #VALUE! | #VALUE! | #VALUE! | #VALUE! |  |  | #VALUE! | #VALUE! | 0 | 0 | 0.20123 | 0.20123 | #VALUE! | #VALUE! | #VALUE! | #VALUE! | 0 | 0 | 0.20123 | 0.20123 | #VALUE! | #VALUE! | #VALUE! | #VALUE! | 0 | 0 | 0.20123 | 0.20123 | #VALUE! | #VALUE! |  |  |  | #VALUE! | #VALUE! | #VALUE! | #VALUE! | #VALUE! | #VALUE! | #VALUE!
Sunday | 8 | 21 | 20 | 5588 | 0 | 0 | 0 | 0 | 0 | 0 | 0 | 0 | 0 | 0 | 0 | 0 | 0 | 0 | 0 | 0 | 0 | 0 | 0 | 0 | 0 | 0.209 | 0.21317 | 0.21834 | 0.11286 | 0.06475 | 0.24713 | 0.32734 | 0.392 | 0 | 0 | 0 | 0 | 0 | 0 | 0 | 0 | 0 | 0 | 0 |  | 0 | 0 | 0 |  | #VALUE! | #VALUE! | #VALUE! | #VALUE! |  |  | #VALUE! | #VALUE! | 0 | 0 | 0.20123 | 0.20123 | #VALUE! | #VALUE! | #VALUE! | #VALUE! | 0 | 0 | 0.20123 | 0.20123 | #VALUE! | #VALUE! | #VALUE! | #VALUE! | 0 | 0 | 0.20123 | 0.20123 | #VALUE! | #VALUE! |  |  |  | #VALUE! | #VALUE! | #VALUE! | #VALUE! | #VALUE! | #VALUE! | #VALUE!
Sunday | 8 | 21 | 21 | 5589 | 0 | 0 | 0 | 0 | 0 | 0 | 0 | 0 | 0 | 0 | 0 | 0 | 0 | 0 | 0 | 0 | 0 | 0 | 0 | 0 | 0 | 0.0285 | 0.13425 | 0.13693 | 0.094193 | 0.0725 | 0.18241 | 0.25298 | 0.346 | 0 | 0 | 0 | 0 | 0 | 0 | 0 | 0 | 0 | 0 | 0 |  | 0 | 0 | 0 |  | #VALUE! | #VALUE! | #VALUE! | #VALUE! |  |  | #VALUE! | #VALUE! | 0 | 0 | 0.20123 | 0.20123 | #VALUE! | #VALUE! | #VALUE! | #VALUE! | 0 | 0 | 0.20123 | 0.20123 | #VALUE! | #VALUE! | #VALUE! | #VALUE! | 0 | 0 | 0.20123 | 0.20123 | #VALUE! | #VALUE! |  |  |  | #VALUE! | #VALUE! | #VALUE! | #VALUE! | #VALUE! | #VALUE! | #VALUE!
Sunday | 8 | 21 | 22 | 5590 | 0 | 0 | 0 | 0 | 0 | 0 | 0 | 0 | 0 | 0 | 0 | 0 | 0 | 0 | 0 | 0 | 0 | 0 | 0 | 0 | 0 | 0 | 0.01 | 0.024162 | 0.032777 | 0.0715 | 0.12913 | 0.18641 | 0.323 | 0 | 0 | 0 | 0 | 0 | 0 | 0 | 0 | 0 | 0 | 0 |  | 0 | 0 | 0 |  | #VALUE! | #VALUE! | #VALUE! | #VALUE! |  |  | #VALUE! | #VALUE! | 0 | 0 | 0.20123 | 0.20123 | #VALUE! | #VALUE! | #VALUE! | #VALUE! | 0 | 0 | 0.20123 | 0.20123 | #VALUE! | #VALUE! | #VALUE! | #VALUE! | 0 | 0 | 0.20123 | 0.20123 | #VALUE! | #VALUE! |  |  |  | #VALUE! | #VALUE! | #VALUE! | #VALUE! | #VALUE! | #VALUE! | #VALUE!
Sunday | 8 | 21 | 23 | 5591 | 0 | 0 | 0 | 0 | 0 | 0 | 0 | 0 | 0 | 0 | 0 | 0 | 0 | 0 | 0 | 0 | 0 | 0 | 0 | 0 | 0 | 0 | 0 | 0 | 0.034602 | 0.04175 | 0.10793 | 0.11448 | 0.264 | 0 | 0 | 0 | 0 | 0 | 0 | 0 | 0 | 0 | 0 | 0 |  | 0 | 0 | 0 |  | #VALUE! | #VALUE! | #VALUE! | #VALUE! |  |  | #VALUE! | #VALUE! | 0 | 0 | 0.20123 | 0.20123 | #VALUE! | #VALUE! | #VALUE! | #VALUE! | 0 | 0 | 0.20123 | 0.20123 | #VALUE! | #VALUE! | #VALUE! | #VALUE! | 0 | 0 | 0.20123 | 0.20123 | #VALUE! | #VALUE! |  |  |  | #VALUE! | #VALUE! | #VALUE! | #VALUE! | #VALUE! | #VALUE! | #VALUE!
Sunday | 8 | 21 | 24 | 5592 | 0 | 0 | 0 | 0 | 0 | 0 | 0 | 0 | 0 | 0 | 0 | 0 | 0 | 0 | 0 | 0 | 0 | 0 | 0 | 0 | 0 | 0 | 0 | 0 | 0.032923 | 0.04025 | 0.022484 | 0.049195 | 0.167 | 0 | 0 | 0 | 0 | 0 | 0 | 0 | 0 | 0 | 0 | 0 |  | 0 | 0 | 0 |  | #VALUE! | #VALUE! | #VALUE! | #VALUE! |  |  | #VALUE! | #VALUE! | 0 | 0 | 0.20123 | 0.20123 | #VALUE! | #VALUE! | #VALUE! | #VALUE! | 0 | 0 | 0.20123 | 0.20123 | #VALUE! | #VALUE! | #VALUE! | #VALUE! | 0 | 0 | 0.20123 | 0.20123 | #VALUE! | #VALUE! |  |  |  | #VALUE! | #VALUE! | #VALUE! | #VALUE! | #VALUE! | #VALUE! | #VALUE!
Monday | 8 | 22 | 1 | 5593 | 0 | 0 | 0 | 0 | 0 | 0 | 0 | 0 | 0 | 0 | 0 | 0 | 0 | 0 | 0 | 0 | 0 | 0 | 0 | 0 | 0 | 0 | 0 | 0 | 0.025083 | 0.0215 | 0.0014645 | 0.021226 | 0.107 | 0 | 0 | 0 | 0 | 0 | 0 | 0 | 0 | 0 | 0 | 0 |  | 0 | 0 | 0 |  | #VALUE! | #VALUE! | #VALUE! | #VALUE! |  |  | #VALUE! | #VALUE! | 0 | 0 | 0.20123 | 0.20123 | #VALUE! | #VALUE! | #VALUE! | #VALUE! | 0 | 0 | 0.20123 | 0.20123 | #VALUE! | #VALUE! | #VALUE! | #VALUE! | 0 | 0 | 0.20123 | 0.20123 | #VALUE! | #VALUE! |  |  |  | #VALUE! | #VALUE! | #VALUE! | #VALUE! | #VALUE! | #VALUE! | #VALUE!
Monday | 8 | 22 | 2 | 5594 | 0 | 0 | 0 | 0 | 0 | 0 | 0 | 0 | 0 | 0 | 0 | 0 | 0 | 0 | 0 | 0 | 0 | 0 | 0 | 0 | 0 | 0 | 0 | 0 | 0.031607 | 0.027 | 0.13102 | 0.047513 | 0.198 | 0 | 0 | 0 | 0 | 0 | 0 | 0 | 0 | 0 | 0 | 0 |  | 0 | 0 | 0 |  | #VALUE! | #VALUE! | #VALUE! | #VALUE! |  |  | #VALUE! | #VALUE! | 0 | 0 | 0.20123 | 0.20123 | #VALUE! | #VALUE! | #VALUE! | #VALUE! | 0 | 0 | 0.20123 | 0.20123 | #VALUE! | #VALUE! | #VALUE! | #VALUE! | 0 | 0 | 0.20123 | 0.20123 | #VALUE! | #VALUE! |  |  |  | #VALUE! | #VALUE! | #VALUE! | #VALUE! | #VALUE! | #VALUE! | #VALUE!
Monday | 8 | 22 | 3 | 5595 | 0 | 0 | 0 | 0 | 0 | 0 | 0 | 0 | 0 | 0 | 0 | 0 | 0 | 0 | 0 | 0 | 0 | 0 | 0 | 0 | 0 | 0 | 0 | 0 | 0.022554 | 0.01025 | 0.099158 | 0.017924 | 0.107 | 0 | 0 | 0 | 0 | 0 | 0 | 0 | 0 | 0 | 0 | 0 |  | 0 | 0 | 0 |  | #VALUE! | #VALUE! | #VALUE! | #VALUE! |  |  | #VALUE! | #VALUE! | 0 | 0 | 0.20123 | 0.20123 | #VALUE! | #VALUE! | #VALUE! | #VALUE! | 0 | 0 | 0.20123 | 0.20123 | #VALUE! | #VALUE! | #VALUE! | #VALUE! | 0 | 0 | 0.20123 | 0.20123 | #VALUE! | #VALUE! |  |  |  | #VALUE! | #VALUE! | #VALUE! | #VALUE! | #VALUE! | #VALUE! | #VALUE!
Monday | 8 | 22 | 4 | 5596 | 0 | 0 | 0 | 0 | 0 | 0 | 0 | 0 | 0 | 0 | 0 | 0 | 0 | 0 | 0 | 0 | 0 | 0 | 0 | 0 | 0 | 0 | 0 | 0 | 0.015193 | 0.01025 | 0.11325 | 0.0077724 | 0.041 | 0 | 0 | 0 | 0 | 0 | 0 | 0 | 0 | 0 | 0 | 0 |  | 0 | 0 | 0 |  | #VALUE! | #VALUE! | #VALUE! | #VALUE! |  |  | #VALUE! | #VALUE! | 0 | 0 | 0.20123 | 0.20123 | #VALUE! | #VALUE! | #VALUE! | #VALUE! | 0 | 0 | 0.20123 | 0.20123 | #VALUE! | #VALUE! | #VALUE! | #VALUE! | 0 | 0 | 0.20123 | 0.20123 | #VALUE! | #VALUE! |  |  |  | #VALUE! | #VALUE! | #VALUE! | #VALUE! | #VALUE! | #VALUE! | #VALUE!
Monday | 8 | 22 | 5 | 5597 | 0 | 0 | 0 | 0 | 0 | 0 | 0 | 0 | 0 | 0 | 0 | 0 | 0 | 0 | 0 | 0 | 0 | 0 | 0 | 0 | 0 | 0 | 0 | 0 | 0.016883 | 0 | 0.10672 | 0.011262 | 0.055 | 0 | 0 | 0 | 0 | 0 | 0 | 0 | 0 | 0 | 0 | 0 |  | 0 | 0 | 0 |  | #VALUE! | #VALUE! | #VALUE! | #VALUE! |  |  | #VALUE! | #VALUE! | 0 | 0 | 0.20123 | 0.20123 | #VALUE! | #VALUE! | #VALUE! | #VALUE! | 0 | 0 | 0.20123 | 0.20123 | #VALUE! | #VALUE! | #VALUE! | #VALUE! | 0 | 0 | 0.20123 | 0.20123 | #VALUE! | #VALUE! |  |  |  | #VALUE! | #VALUE! | #VALUE! | #VALUE! | #VALUE! | #VALUE! | #VALUE!
Monday | 8 | 22 | 6 | 5598 | 0 | 0 | 0 | 0 | 0 | 0 | 0 | 0 | 0 | 0 | 0 | 0 | 0 | 0 | 0 | 0 | 0 | 0 | 0 | 0 | 0 | 0 | 0 | 0 | 0.013395 | 0 | 0.12114 | 0.0077724 | 0.011 | 0 | 0 | 0 | 0 | 0 | 0 | 0 | 0 | 0 | 0 | 0 |  | 0 | 0 | 0 |  | #VALUE! | #VALUE! | #VALUE! | #VALUE! |  |  | #VALUE! | #VALUE! | 0 | 0 | 0.20123 | 0.20123 | #VALUE! | #VALUE! | #VALUE! | #VALUE! | 0 | 0 | 0.20123 | 0.20123 | #VALUE! | #VALUE! | #VALUE! | #VALUE! | 0 | 0 | 0.20123 | 0.20123 | #VALUE! | #VALUE! |  |  |  | #VALUE! | #VALUE! | #VALUE! | #VALUE! | #VALUE! | #VALUE! | #VALUE!
Monday | 8 | 22 | 7 | 5599 | 0 | 0 | 0 | 0 | 0 | 0 | 0 | 0 | 0 | 0 | 0 | 0 | 0 | 0 | 0 | 0 | 0 | 0 | 0 | 0 | 0 | 0 | 0 | 0 | 0.036556 | 0.0045 | 0.17432 | 0.034944 | 0.184 | 0 | 0 | 0 | 0 | 0 | 0 | 0 | 0 | 0 | 0 | 0 |  | 0 | 0 | 0 |  | #VALUE! | #VALUE! | #VALUE! | #VALUE! |  |  | #VALUE! | #VALUE! | 0 | 0 | 0.20123 | 0.20123 | #VALUE! | #VALUE! | #VALUE! | #VALUE! | 0 | 0 | 0.20123 | 0.20123 | #VALUE! | #VALUE! | #VALUE! | #VALUE! | 0 | 0 | 0.20123 | 0.20123 | #VALUE! | #VALUE! |  |  |  | #VALUE! | #VALUE! | #VALUE! | #VALUE! | #VALUE! | #VALUE! | #VALUE!
Monday | 8 | 22 | 8 | 5600 | 0 | 0 | 0 | 0 | 0 | 0 | 0 | 0 | 0 | 0 | 0 | 0 | 0 | 0 | 0 | 0 | 0 | 0 | 0 | 0 | 0 | 0 | 0 | 0.0040625 | 0.039867 | 0.00675 | 0.20894 | 0.13496 | 0.353 | 0 | 0 | 0 | 0 | 0 | 0 | 0 | 0 | 0 | 0 | 0 |  | 0 | 0 | 0 |  | #VALUE! | #VALUE! | #VALUE! | #VALUE! |  |  | #VALUE! | #VALUE! | 0 | 0 | 0.20123 | 0.20123 | #VALUE! | #VALUE! | #VALUE! | #VALUE! | 0 | 0 | 0.20123 | 0.20123 | #VALUE! | #VALUE! | #VALUE! | #VALUE! | 0 | 0 | 0.20123 | 0.20123 | #VALUE! | #VALUE! |  |  |  | #VALUE! | #VALUE! | #VALUE! | #VALUE! | #VALUE! | #VALUE! | #VALUE!
Monday | 8 | 22 | 9 | 5601 | 0 | 0 | 0 | 0 | 0 | 0 | 0 | 0 | 0 | 0 | 0 | 0 | 0 | 0 | 0 | 0 | 0 | 0 | 0 | 0 | 0 | 0 | 0.14917 | 0.15036 | 0.25724 | 0.0065 | 0.26689 | 0.29152 | 0.455 | 0 | 0 | 0 | 0 | 0 | 0 | 0 | 0 | 0 | 0 | 0 |  | 0 | 0 | 0 |  | #VALUE! | #VALUE! | #VALUE! | #VALUE! |  |  | #VALUE! | #VALUE! | 0 | 0 | 0.20123 | 0.20123 | #VALUE! | #VALUE! | #VALUE! | #VALUE! | 0 | 0 | 0.20123 | 0.20123 | #VALUE! | #VALUE! | #VALUE! | #VALUE! | 0 | 0 | 0.20123 | 0.20123 | #VALUE! | #VALUE! |  |  |  | #VALUE! | #VALUE! | #VALUE! | #VALUE! | #VALUE! | #VALUE! | #VALUE!
Monday | 8 | 22 | 10 | 5602 | 0 | 0 | 0 | 0 | 0 | 0 | 0 | 0 | 0 | 0 | 0 | 0 | 0 | 0 | 0 | 0 | 0 | 0 | 0 | 0 | 0 | 0.124 | 0.286 | 0.28968 | 0.42237 | 0.05775 | 0.29086 | 0.37351 | 0.501 | 0 | 0 | 0 | 0 | 0 | 0 | 0 | 0 | 0 | 0 | 0 |  | 0 | 0 | 0 |  | #VALUE! | #VALUE! | #VALUE! | #VALUE! |  |  | #VALUE! | #VALUE! | 0 | 0 | 0.20123 | 0.20123 | #VALUE! | #VALUE! | #VALUE! | #VALUE! | 0 | 0 | 0.20123 | 0.20123 | #VALUE! | #VALUE! | #VALUE! | #VALUE! | 0 | 0 | 0.20123 | 0.20123 | #VALUE! | #VALUE! |  |  |  | #VALUE! | #VALUE! | #VALUE! | #VALUE! | #VALUE! | #VALUE! | #VALUE!
Monday | 8 | 22 | 11 | 5603 | 0 | 0 | 0 | 0 | 0 | 0 | 0 | 0 | 0 | 0 | 0 | 0 | 0 | 0 | 0 | 0 | 0 | 0 | 0 | 0 | 0 | 0.2105 | 0.35742 | 0.35744 | 0.40523 | 0.3585 | 0.23971 | 0.4181 | 0.513 | 0 | 0 | 0 | 0 | 0 | 0 | 0 | 0 | 0 | 0 | 0 |  | 0 | 0 | 0 |  | #VALUE! | #VALUE! | #VALUE! | #VALUE! |  |  | #VALUE! | #VALUE! | 0 | 0 | 0.20123 | 0.20123 | #VALUE! | #VALUE! | #VALUE! | #VALUE! | 0 | 0 | 0.20123 | 0.20123 | #VALUE! | #VALUE! | #VALUE! | #VALUE! | 0 | 0 | 0.20123 | 0.20123 | #VALUE! | #VALUE! |  |  |  | #VALUE! | #VALUE! | #VALUE! | #VALUE! | #VALUE! | #VALUE! | #VALUE!
Monday | 8 | 22 | 12 | 5604 | 0 | 0 | 0 | 0 | 0 | 0 | 0 | 0 | 0 | 0 | 0 | 0 | 0 | 0 | 0 | 0 | 0 | 0 | 0 | 0 | 0 | 0.235 | 0.37617 | 0.37211 | 0.38904 | 0.431 | 0.22179 | 0.43008 | 0.51 | 0 | 0 | 0 | 0 | 0 | 0 | 0 | 0 | 0 | 0 | 0 |  | 0 | 0 | 0 |  | #VALUE! | #VALUE! | #VALUE! | #VALUE! |  |  | #VALUE! | #VALUE! | 0 | 0 | 0.20123 | 0.20123 | #VALUE! | #VALUE! | #VALUE! | #VALUE! | 0 | 0 | 0.20123 | 0.20123 | #VALUE! | #VALUE! | #VALUE! | #VALUE! | 0 | 0 | 0.20123 | 0.20123 | #VALUE! | #VALUE! |  |  |  | #VALUE! | #VALUE! | #VALUE! | #VALUE! | #VALUE! | #VALUE! | #VALUE!
Monday | 8 | 22 | 13 | 5605 | 0 | 0 | 0 | 0 | 0 | 0 | 0 | 0 | 0 | 0 | 0 | 0 | 0 | 0 | 0 | 0 | 0 | 0 | 0 | 0 | 0 | 0.245 | 0.37842 | 0.37351 | 0.37569 | 0.54225 | 0.21168 | 0.43385 | 0.51 | 0 | 0 | 0 | 0 | 0 | 0 | 0 | 0 | 0 | 0 | 0 |  | 0 | 0 | 0 |  | #VALUE! | #VALUE! | #VALUE! | #VALUE! |  |  | #VALUE! | #VALUE! | 0 | 0 | 0.20123 | 0.20123 | #VALUE! | #VALUE! | #VALUE! | #VALUE! | 0 | 0 | 0.20123 | 0.20123 | #VALUE! | #VALUE! | #VALUE! | #VALUE! | 0 | 0 | 0.20123 | 0.20123 | #VALUE! | #VALUE! |  |  |  | #VALUE! | #VALUE! | #VALUE! | #VALUE! | #VALUE! | #VALUE! | #VALUE!
Monday | 8 | 22 | 14 | 5606 | 0 | 0 | 0 | 0 | 0 | 0 | 0 | 0 | 0 | 0 | 0 | 0 | 0 | 0 | 0 | 0 | 0 | 0 | 0 | 0 | 0 | 0.336 | 0.45275 | 0.40326 | 0.35886 | 0.5075 | 0.25433 | 0.46786 | 0.525 | 0 | 0 | 0 | 0 | 0 | 0 | 0 | 0 | 0 | 0 | 0 |  | 0 | 0 | 0 |  | #VALUE! | #VALUE! | #VALUE! | #VALUE! |  |  | #VALUE! | #VALUE! | 0 | 0 | 0.20123 | 0.20123 | #VALUE! | #VALUE! | #VALUE! | #VALUE! | 0 | 0 | 0.20123 | 0.20123 | #VALUE! | #VALUE! | #VALUE! | #VALUE! | 0 | 0 | 0.20123 | 0.20123 | #VALUE! | #VALUE! |  |  |  | #VALUE! | #VALUE! | #VALUE! | #VALUE! | #VALUE! | #VALUE! | #VALUE!
Monday | 8 | 22 | 15 | 5607 | 0 | 0 | 0 | 0 | 0 | 0 | 0 | 0 | 0 | 0 | 0 | 0 | 0 | 0 | 0 | 0 | 0 | 0 | 0 | 0 | 0 | 0.322 | 0.43058 | 0.37616 | 0.32231 | 0.55475 | 0.20892 | 0.44081 | 0.495 | 0 | 0 | 0 | 0 | 0 | 0 | 0 | 0 | 0 | 0 | 0 |  | 0 | 0 | 0 |  | #VALUE! | #VALUE! | #VALUE! | #VALUE! |  |  | #VALUE! | #VALUE! | 0 | 0 | 0.20123 | 0.20123 | #VALUE! | #VALUE! | #VALUE! | #VALUE! | 0 | 0 | 0.20123 | 0.20123 | #VALUE! | #VALUE! | #VALUE! | #VALUE! | 0 | 0 | 0.20123 | 0.20123 | #VALUE! | #VALUE! |  |  |  | #VALUE! | #VALUE! | #VALUE! | #VALUE! | #VALUE! | #VALUE! | #VALUE!
Monday | 8 | 22 | 16 | 5608 | 0 | 0 | 0 | 0 | 0 | 0 | 0 | 0 | 0 | 0 | 0 | 0 | 0 | 0 | 0 | 0 | 0 | 0 | 0 | 0 | 0 | 0.3235 | 0.43058 | 0.39153 | 0.32095 | 0.596 | 0.19767 | 0.44974 | 0.503 | 0 | 0 | 0 | 0 | 0 | 0 | 0 | 0 | 0 | 0 | 0 |  | 0 | 0 | 0 |  | #VALUE! | #VALUE! | #VALUE! | #VALUE! |  |  | #VALUE! | #VALUE! | 0 | 0 | 0.20123 | 0.20123 | #VALUE! | #VALUE! | #VALUE! | #VALUE! | 0 | 0 | 0.20123 | 0.20123 | #VALUE! | #VALUE! | #VALUE! | #VALUE! | 0 | 0 | 0.20123 | 0.20123 | #VALUE! | #VALUE! |  |  |  | #VALUE! | #VALUE! | #VALUE! | #VALUE! | #VALUE! | #VALUE! | #VALUE!
Monday | 8 | 22 | 17 | 5609 | 0 | 0 | 0 | 0 | 0 | 0 | 0 | 0 | 0 | 0 | 0 | 0 | 0 | 0 | 0 | 0 | 0 | 0 | 0 | 0 | 0 | 0.322 | 0.43583 | 0.3813 | 0.3156 | 0.62475 | 0.27132 | 0.45592 | 0.522 | 0 | 0 | 0 | 0 | 0 | 0 | 0 | 0 | 0 | 0 | 0 |  | 0 | 0 | 0 |  | #VALUE! | #VALUE! | #VALUE! | #VALUE! |  |  | #VALUE! | #VALUE! | 0 | 0 | 0.20123 | 0.20123 | #VALUE! | #VALUE! | #VALUE! | #VALUE! | 0 | 0 | 0.20123 | 0.20123 | #VALUE! | #VALUE! | #VALUE! | #VALUE! | 0 | 0 | 0.20123 | 0.20123 | #VALUE! | #VALUE! |  |  |  | #VALUE! | #VALUE! | #VALUE! | #VALUE! | #VALUE! | #VALUE! | #VALUE!
Monday | 8 | 22 | 18 | 5610 | 0 | 0 | 0 | 0 | 0 | 0 | 0 | 0 | 0 | 0 | 0 | 0 | 0 | 0 | 0 | 0 | 0 | 0 | 0 | 0 | 0 | 0.3195 | 0.4435 | 0.38179 | 0.11289 | 0.563 | 0.2701 | 0.47021 | 0.551 | 0 | 0 | 0 | 0 | 0 | 0 | 0 | 0 | 0 | 0 | 0 |  | 0 | 0 | 0 |  | #VALUE! | #VALUE! | #VALUE! | #VALUE! |  |  | #VALUE! | #VALUE! | 0 | 0 | 0.20123 | 0.20123 | #VALUE! | #VALUE! | #VALUE! | #VALUE! | 0 | 0 | 0.20123 | 0.20123 | #VALUE! | #VALUE! | #VALUE! | #VALUE! | 0 | 0 | 0.20123 | 0.20123 | #VALUE! | #VALUE! |  |  |  | #VALUE! | #VALUE! | #VALUE! | #VALUE! | #VALUE! | #VALUE! | #VALUE!
Monday | 8 | 22 | 19 | 5611 | 0 | 0 | 0 | 0 | 0 | 0 | 0 | 0 | 0 | 0 | 0 | 0 | 0 | 0 | 0 | 0 | 0 | 0 | 0 | 0 | 0 | 0.308 | 0.4335 | 0.36767 | 0.24568 | 0.533 | 0.25261 | 0.46229 | 0.551 | 0 | 0 | 0 | 0 | 0 | 0 | 0 | 0 | 0 | 0 | 0 |  | 0 | 0 | 0 |  | #VALUE! | #VALUE! | #VALUE! | #VALUE! |  |  | #VALUE! | #VALUE! | 0 | 0 | 0.20123 | 0.20123 | #VALUE! | #VALUE! | #VALUE! | #VALUE! | 0 | 0 | 0.20123 | 0.20123 | #VALUE! | #VALUE! | #VALUE! | #VALUE! | 0 | 0 | 0.20123 | 0.20123 | #VALUE! | #VALUE! |  |  |  | #VALUE! | #VALUE! | #VALUE! | #VALUE! | #VALUE! | #VALUE! | #VALUE!
Monday | 8 | 22 | 20 | 5612 | 0 | 0 | 0 | 0 | 0 | 0 | 0 | 0 | 0 | 0 | 0 | 0 | 0 | 0 | 0 | 0 | 0 | 0 | 0 | 0 | 0 | 0.298 | 0.42442 | 0.35638 | 0.1004 | 0.46775 | 0.25064 | 0.45532 | 0.551 | 0 | 0 | 0 | 0 | 0 | 0 | 0 | 0 | 0 | 0 | 0 |  | 0 | 0 | 0 |  | #VALUE! | #VALUE! | #VALUE! | #VALUE! |  |  | #VALUE! | #VALUE! | 0 | 0 | 0.20123 | 0.20123 | #VALUE! | #VALUE! | #VALUE! | #VALUE! | 0 | 0 | 0.20123 | 0.20123 | #VALUE! | #VALUE! | #VALUE! | #VALUE! | 0 | 0 | 0.20123 | 0.20123 | #VALUE! | #VALUE! |  |  |  | #VALUE! | #VALUE! | #VALUE! | #VALUE! | #VALUE! | #VALUE! | #VALUE!
Monday | 8 | 22 | 21 | 5613 | 0 | 0 | 0 | 0 | 0 | 0 | 0 | 0 | 0 | 0 | 0 | 0 | 0 | 0 | 0 | 0 | 0 | 0 | 0 | 0 | 0 | 0.281 | 0.40742 | 0.32039 | 0.090056 | 0.34175 | 0.23091 | 0.43611 | 0.542 | 0 | 0 | 0 | 0 | 0 | 0 | 0 | 0 | 0 | 0 | 0 |  | 0 | 0 | 0 |  | #VALUE! | #VALUE! | #VALUE! | #VALUE! |  |  | #VALUE! | #VALUE! | 0 | 0 | 0.20123 | 0.20123 | #VALUE! | #VALUE! | #VALUE! | #VALUE! | 0 | 0 | 0.20123 | 0.20123 | #VALUE! | #VALUE! | #VALUE! | #VALUE! | 0 | 0 | 0.20123 | 0.20123 | #VALUE! | #VALUE! |  |  |  | #VALUE! | #VALUE! | #VALUE! | #VALUE! | #VALUE! | #VALUE! | #VALUE!
Monday | 8 | 22 | 22 | 5614 | 0 | 0 | 0 | 0 | 0 | 0 | 0 | 0 | 0 | 0 | 0 | 0 | 0 | 0 | 0 | 0 | 0 | 0 | 0 | 0 | 0 | 0.2765 | 0.41017 | 0.31903 | 0.086577 | 0.29475 | 0.2553 | 0.44658 | 0.596 | 0 | 0 | 0 | 0 | 0 | 0 | 0 | 0 | 0 | 0 | 0 |  | 0 | 0 | 0 |  | #VALUE! | #VALUE! | #VALUE! | #VALUE! |  |  | #VALUE! | #VALUE! | 0 | 0 | 0.20123 | 0.20123 | #VALUE! | #VALUE! | #VALUE! | #VALUE! | 0 | 0 | 0.20123 | 0.20123 | #VALUE! | #VALUE! | #VALUE! | #VALUE! | 0 | 0 | 0.20123 | 0.20123 | #VALUE! | #VALUE! |  |  |  | #VALUE! | #VALUE! | #VALUE! | #VALUE! | #VALUE! | #VALUE! | #VALUE!
Monday | 8 | 22 | 23 | 5615 | 0 | 0 | 0 | 0 | 0 | 0 | 0 | 0 | 0 | 0 | 0 | 0 | 0 | 0 | 0 | 0 | 0 | 0 | 0 | 0 | 0 | 0.285 | 0.4355 | 0.37607 | 0.23336 | 0.13325 | 0.25508 | 0.49399 | 0.632 | 0 | 0 | 0 | 0 | 0 | 0 | 0 | 0 | 0 | 0 | 0 |  | 0 | 0 | 0 |  | #VALUE! | #VALUE! | #VALUE! | #VALUE! |  |  | #VALUE! | #VALUE! | 0 | 0 | 0.20123 | 0.20123 | #VALUE! | #VALUE! | #VALUE! | #VALUE! | 0 | 0 | 0.20123 | 0.20123 | #VALUE! | #VALUE! | #VALUE! | #VALUE! | 0 | 0 | 0.20123 | 0.20123 | #VALUE! | #VALUE! |  |  |  | #VALUE! | #VALUE! | #VALUE! | #VALUE! | #VALUE! | #VALUE! | #VALUE!
Monday | 8 | 22 | 24 | 5616 | 0 | 0 | 0 | 0 | 0 | 0 | 0 | 0 | 0 | 0 | 0 | 0 | 0 | 0 | 0 | 0 | 0 | 0 | 0 | 0 | 0 | 0.285 | 0.4445 | 0.28393 | 0.093149 | 0.03 | 0.22942 | 0.50522 | 0.65 | 0 | 0 | 0 | 0 | 0 | 0 | 0 | 0 | 0 | 0 | 0 |  | 0 | 0 | 0 |  | #VALUE! | #VALUE! | #VALUE! | #VALUE! |  |  | #VALUE! | #VALUE! | 0 | 0 | 0.20123 | 0.20123 | #VALUE! | #VALUE! | #VALUE! | #VALUE! | 0 | 0 | 0.20123 | 0.20123 | #VALUE! | #VALUE! | #VALUE! | #VALUE! | 0 | 0 | 0.20123 | 0.20123 | #VALUE! | #VALUE! |  |  |  | #VALUE! | #VALUE! | #VALUE! | #VALUE! | #VALUE! | #VALUE! | #VALUE!
Tuesday | 8 | 23 | 1 | 5617 | 0 | 0 | 0 | 0 | 0 | 0 | 0 | 0 | 0 | 0 | 0 | 0 | 0 | 0 | 0 | 0 | 0 | 0 | 0 | 0 | 0 | 0.287 | 0.45458 | 0.31059 | 0.3095 | 0.0095 | 0.21775 | 0.51329 | 0.657 | 0 | 0 | 0 | 0 | 0 | 0 | 0 | 0 | 0 | 0 | 0 |  | 0 | 0 | 0 |  | #VALUE! | #VALUE! | #VALUE! | #VALUE! |  |  | #VALUE! | #VALUE! | 0 | 0 | 0.20123 | 0.20123 | #VALUE! | #VALUE! | #VALUE! | #VALUE! | 0 | 0 | 0.20123 | 0.20123 | #VALUE! | #VALUE! | #VALUE! | #VALUE! | 0 | 0 | 0.20123 | 0.20123 | #VALUE! | #VALUE! |  |  |  | #VALUE! | #VALUE! | #VALUE! | #VALUE! | #VALUE! | #VALUE! | #VALUE!
Tuesday | 8 | 23 | 2 | 5618 | 0 | 0 | 0 | 0 | 0 | 0 | 0 | 0 | 0 | 0 | 0 | 0 | 0 | 0 | 0 | 0 | 0 | 0 | 0 | 0 | 0 | 0.26 | 0.41292 | 0.25626 | 0.089072 | 0 | 0.22165 | 0.46373 | 0.615 | 0 | 0 | 0 | 0 | 0 | 0 | 0 | 0 | 0 | 0 | 0 |  | 0 | 0 | 0 |  | #VALUE! | #VALUE! | #VALUE! | #VALUE! |  |  | #VALUE! | #VALUE! | 0 | 0 | 0.20123 | 0.20123 | #VALUE! | #VALUE! | #VALUE! | #VALUE! | 0 | 0 | 0.20123 | 0.20123 | #VALUE! | #VALUE! | #VALUE! | #VALUE! | 0 | 0 | 0.20123 | 0.20123 | #VALUE! | #VALUE! |  |  |  | #VALUE! | #VALUE! | #VALUE! | #VALUE! | #VALUE! | #VALUE! | #VALUE!
Tuesday | 8 | 23 | 3 | 5619 | 0 | 0 | 0 | 0 | 0 | 0 | 0 | 0 | 0 | 0 | 0 | 0 | 0 | 0 | 0 | 0 | 0 | 0 | 0 | 0 | 0 | 0.128 | 0.16842 | 0.044045 | 0.069346 | 0 | 0.20363 | 0.29141 | 0.508 | 0 | 0 | 0 | 0 | 0 | 0 | 0 | 0 | 0 | 0 | 0 |  | 0 | 0 | 0 |  | #VALUE! | #VALUE! | #VALUE! | #VALUE! |  |  | #VALUE! | #VALUE! | 0 | 0 | 0.20123 | 0.20123 | #VALUE! | #VALUE! | #VALUE! | #VALUE! | 0 | 0 | 0.20123 | 0.20123 | #VALUE! | #VALUE! | #VALUE! | #VALUE! | 0 | 0 | 0.20123 | 0.20123 | #VALUE! | #VALUE! |  |  |  | #VALUE! | #VALUE! | #VALUE! | #VALUE! | #VALUE! | #VALUE! | #VALUE!
Tuesday | 8 | 23 | 4 | 5620 | 0 | 0 | 0 | 0 | 0 | 0 | 0 | 0 | 0 | 0 | 0 | 0 | 0 | 0 | 0 | 0 | 0 | 0 | 0 | 0 | 0 | 0.115 | 0 | 0.014812 | 0.033033 | 0 | 0.19871 | 0.17607 | 0.421 | 0 | 0 | 0 | 0 | 0 | 0 | 0 | 0 | 0 | 0 | 0 |  | 0 | 0 | 0 |  | #VALUE! | #VALUE! | #VALUE! | #VALUE! |  |  | #VALUE! | #VALUE! | 0 | 0 | 0.20123 | 0.20123 | #VALUE! | #VALUE! | #VALUE! | #VALUE! | 0 | 0 | 0.20123 | 0.20123 | #VALUE! | #VALUE! | #VALUE! | #VALUE! | 0 | 0 | 0.20123 | 0.20123 | #VALUE! | #VALUE! |  |  |  | #VALUE! | #VALUE! | #VALUE! | #VALUE! | #VALUE! | #VALUE! | #VALUE!
Tuesday | 8 | 23 | 5 | 5621 | 0 | 0 | 0 | 0 | 0 | 0 | 0 | 0 | 0 | 0 | 0 | 0 | 0 | 0 | 0 | 0 | 0 | 0 | 0 | 0 | 0 | 0.1195 | 0.001 | 0.029037 | 0.036371 | 0 | 0.19986 | 0.2214 | 0.488 | 0 | 0 | 0 | 0 | 0 | 0 | 0 | 0 | 0 | 0 | 0 |  | 0 | 0 | 0 |  | #VALUE! | #VALUE! | #VALUE! | #VALUE! |  |  | #VALUE! | #VALUE! | 0 | 0 | 0.20123 | 0.20123 | #VALUE! | #VALUE! | #VALUE! | #VALUE! | 0 | 0 | 0.20123 | 0.20123 | #VALUE! | #VALUE! | #VALUE! | #VALUE! | 0 | 0 | 0.20123 | 0.20123 | #VALUE! | #VALUE! |  |  |  | #VALUE! | #VALUE! | #VALUE! | #VALUE! | #VALUE! | #VALUE! | #VALUE!
Tuesday | 8 | 23 | 6 | 5622 | 0 | 0 | 0 | 0 | 0 | 0 | 0 | 0 | 0 | 0 | 0 | 0 | 0 | 0 | 0 | 0 | 0 | 0 | 0 | 0 | 0 | 0.1165 | 0.0365 | 0.035504 | 0.058902 | 0 | 0.1933 | 0.22734 | 0.468 | 0 | 0 | 0 | 0 | 0 | 0 | 0 | 0 | 0 | 0 | 0 |  | 0 | 0 | 0 |  | #VALUE! | #VALUE! | #VALUE! | #VALUE! |  |  | #VALUE! | #VALUE! | 0 | 0 | 0.20123 | 0.20123 | #VALUE! | #VALUE! | #VALUE! | #VALUE! | 0 | 0 | 0.20123 | 0.20123 | #VALUE! | #VALUE! | #VALUE! | #VALUE! | 0 | 0 | 0.20123 | 0.20123 | #VALUE! | #VALUE! |  |  |  | #VALUE! | #VALUE! | #VALUE! | #VALUE! | #VALUE! | #VALUE! | #VALUE!
Tuesday | 8 | 23 | 7 | 5623 | 0 | 0 | 0 | 0 | 0 | 0 | 0 | 0 | 0 | 0 | 0 | 0 | 0 | 0 | 0 | 0 | 0 | 0 | 0 | 0 | 0 | 0.1185 | 0.0855 | 0.072607 | 0.06203 | 0 | 0.21337 | 0.25305 | 0.478 | 0 | 0 | 0 | 0 | 0 | 0 | 0 | 0 | 0 | 0 | 0 |  | 0 | 0 | 0 |  | #VALUE! | #VALUE! | #VALUE! | #VALUE! |  |  | #VALUE! | #VALUE! | 0 | 0 | 0.20123 | 0.20123 | #VALUE! | #VALUE! | #VALUE! | #VALUE! | 0 | 0 | 0.20123 | 0.20123 | #VALUE! | #VALUE! | #VALUE! | #VALUE! | 0 | 0 | 0.20123 | 0.20123 | #VALUE! | #VALUE! |  |  |  | #VALUE! | #VALUE! | #VALUE! | #VALUE! | #VALUE! | #VALUE! | #VALUE!
Tuesday | 8 | 23 | 8 | 5624 | 0 | 0 | 0 | 0 | 0 | 0 | 0 | 0 | 0 | 0 | 0 | 0 | 0 | 0 | 0 | 0 | 0 | 0 | 0 | 0 | 0 | 0.131 | 0.15775 | 0.14612 | 0.16884 | 0 | 0.24613 | 0.30962 | 0.516 | 0 | 0 | 0 | 0 | 0 | 0 | 0 | 0 | 0 | 0 | 0 |  | 0 | 0 | 0 |  | #VALUE! | #VALUE! | #VALUE! | #VALUE! |  |  | #VALUE! | #VALUE! | 0 | 0 | 0.20123 | 0.20123 | #VALUE! | #VALUE! | #VALUE! | #VALUE! | 0 | 0 | 0.20123 | 0.20123 | #VALUE! | #VALUE! | #VALUE! | #VALUE! | 0 | 0 | 0.20123 | 0.20123 | #VALUE! | #VALUE! |  |  |  | #VALUE! | #VALUE! | #VALUE! | #VALUE! | #VALUE! | #VALUE! | #VALUE!
Tuesday | 8 | 23 | 9 | 5625 | 0 | 0 | 0 | 0 | 0 | 0 | 0 | 0 | 0 | 0 | 0 | 0 | 0 | 0 | 0 | 0 | 0 | 0 | 0 | 0 | 0 | 0 | 0.10242 | 0.084954 | 0.071471 | 0 | 0.24716 | 0.23905 | 0.417 | 0 | 0 | 0 | 0 | 0 | 0 | 0 | 0 | 0 | 0 | 0 |  | 0 | 0 | 0 |  | #VALUE! | #VALUE! | #VALUE! | #VALUE! |  |  | #VALUE! | #VALUE! | 0 | 0 | 0.20123 | 0.20123 | #VALUE! | #VALUE! | #VALUE! | #VALUE! | 0 | 0 | 0.20123 | 0.20123 | #VALUE! | #VALUE! | #VALUE! | #VALUE! | 0 | 0 | 0.20123 | 0.20123 | #VALUE! | #VALUE! |  |  |  | #VALUE! | #VALUE! | #VALUE! | #VALUE! | #VALUE! | #VALUE! | #VALUE!
Tuesday | 8 | 23 | 10 | 5626 | 0 | 0 | 0 | 0 | 0 | 0 | 0 | 0 | 0 | 0 | 0 | 0 | 0 | 0 | 0 | 0 | 0 | 0 | 0 | 0 | 0 | 0.012 | 0.161 | 0.1476 | 0.17605 | 0.007 | 0.246 | 0.27446 | 0.425 | 0 | 0 | 0 | 0 | 0 | 0 | 0 | 0 | 0 | 0 | 0 |  | 0 | 0 | 0 |  | #VALUE! | #VALUE! | #VALUE! | #VALUE! |  |  | #VALUE! | #VALUE! | 0 | 0 | 0.20123 | 0.20123 | #VALUE! | #VALUE! | #VALUE! | #VALUE! | 0 | 0 | 0.20123 | 0.20123 | #VALUE! | #VALUE! | #VALUE! | #VALUE! | 0 | 0 | 0.20123 | 0.20123 | #VALUE! | #VALUE! |  |  |  | #VALUE! | #VALUE! | #VALUE! | #VALUE! | #VALUE! | #VALUE! | #VALUE!
Tuesday | 8 | 23 | 11 | 5627 | 0 | 0 | 0 | 0 | 0 | 0 | 0 | 0 | 0 | 0 | 0 | 0 | 0 | 0 | 0 | 0 | 0 | 0 | 0 | 0 | 0 | 0.072 | 0.30533 | 0.24805 | 0.35045 | 0.02525 | 0.25252 | 0.36667 | 0.494 | 0 | 0 | 0 | 0 | 0 | 0 | 0 | 0 | 0 | 0 | 0 |  | 0 | 0 | 0 |  | #VALUE! | #VALUE! | #VALUE! | #VALUE! |  |  | #VALUE! | #VALUE! | 0 | 0 | 0.20123 | 0.20123 | #VALUE! | #VALUE! | #VALUE! | #VALUE! | 0 | 0 | 0.20123 | 0.20123 | #VALUE! | #VALUE! | #VALUE! | #VALUE! | 0 | 0 | 0.20123 | 0.20123 | #VALUE! | #VALUE! |  |  |  | #VALUE! | #VALUE! | #VALUE! | #VALUE! | #VALUE! | #VALUE! | #VALUE!
Tuesday | 8 | 23 | 12 | 5628 | 0 | 0 | 0 | 0 | 0 | 0 | 0 | 0 | 0 | 0 | 0 | 0 | 0 | 0 | 0 | 0 | 0 | 0 | 0 | 0 | 0 | 0.0845 | 0.233 | 0.21602 | 0.29683 | 0.03525 | 0.15504 | 0.31084 | 0.431 | 0 | 0 | 0 | 0 | 0 | 0 | 0 | 0 | 0 | 0 | 0 |  | 0 | 0 | 0 |  | #VALUE! | #VALUE! | #VALUE! | #VALUE! |  |  | #VALUE! | #VALUE! | 0 | 0 | 0.20123 | 0.20123 | #VALUE! | #VALUE! | #VALUE! | #VALUE! | 0 | 0 | 0.20123 | 0.20123 | #VALUE! | #VALUE! | #VALUE! | #VALUE! | 0 | 0 | 0.20123 | 0.20123 | #VALUE! | #VALUE! |  |  |  | #VALUE! | #VALUE! | #VALUE! | #VALUE! | #VALUE! | #VALUE! | #VALUE!
Tuesday | 8 | 23 | 13 | 5629 | 0 | 0 | 0 | 0 | 0 | 0 | 0 | 0 | 0 | 0 | 0 | 0 | 0 | 0 | 0 | 0 | 0 | 0 | 0 | 0 | 0 | 0.2065 | 0.33458 | 0.33068 | 0.3321 | 0.039 | 0.20786 | 0.38878 | 0.476 | 0 | 0 | 0 | 0 | 0 | 0 | 0 | 0 | 0 | 0 | 0 |  | 0 | 0 | 0 |  | #VALUE! | #VALUE! | #VALUE! | #VALUE! |  |  | #VALUE! | #VALUE! | 0 | 0 | 0.20123 | 0.20123 | #VALUE! | #VALUE! | #VALUE! | #VALUE! | 0 | 0 | 0.20123 | 0.20123 | #VALUE! | #VALUE! | #VALUE! | #VALUE! | 0 | 0 | 0.20123 | 0.20123 | #VALUE! | #VALUE! |  |  |  | #VALUE! | #VALUE! | #VALUE! | #VALUE! | #VALUE! | #VALUE! | #VALUE!
Tuesday | 8 | 23 | 14 | 5630 | 0 | 0 | 0 | 0 | 0 | 0 | 0 | 0 | 0 | 0 | 0 | 0 | 0 | 0 | 0 | 0 | 0 | 0 | 0 | 0 | 0 | 0.1515 | 0.269 | 0.25824 | 0.30763 | 0.06 | 0.2499 | 0.32027 | 0.407 | 0 | 0 | 0 | 0 | 0 | 0 | 0 | 0 | 0 | 0 | 0 |  | 0 | 0 | 0 |  | #VALUE! | #VALUE! | #VALUE! | #VALUE! |  |  | #VALUE! | #VALUE! | 0 | 0 | 0.20123 | 0.20123 | #VALUE! | #VALUE! | #VALUE! | #VALUE! | 0 | 0 | 0.20123 | 0.20123 | #VALUE! | #VALUE! | #VALUE! | #VALUE! | 0 | 0 | 0.20123 | 0.20123 | #VALUE! | #VALUE! |  |  |  | #VALUE! | #VALUE! | #VALUE! | #VALUE! | #VALUE! | #VALUE! | #VALUE!
Tuesday | 8 | 23 | 15 | 5631 | 0 | 0 | 0 | 0 | 0 | 0 | 0 | 0 | 0 | 0 | 0 | 0 | 0 | 0 | 0 | 0 | 0 | 0 | 0 | 0 | 0 | 0.178 | 0.29925 | 0.29319 | 0.33137 | 0.07075 | 0.29538 | 0.36169 | 0.437 | 0 | 0 | 0 | 0 | 0 | 0 | 0 | 0 | 0 | 0 | 0 |  | 0 | 0 | 0 |  | #VALUE! | #VALUE! | #VALUE! | #VALUE! |  |  | #VALUE! | #VALUE! | 0 | 0 | 0.20123 | 0.20123 | #VALUE! | #VALUE! | #VALUE! | #VALUE! | 0 | 0 | 0.20123 | 0.20123 | #VALUE! | #VALUE! | #VALUE! | #VALUE! | 0 | 0 | 0.20123 | 0.20123 | #VALUE! | #VALUE! |  |  |  | #VALUE! | #VALUE! | #VALUE! | #VALUE! | #VALUE! | #VALUE! | #VALUE!
Tuesday | 8 | 23 | 16 | 5632 | 0 | 0 | 0 | 0 | 0 | 0 | 0 | 0 | 0 | 0 | 0 | 0 | 0 | 0 | 0 | 0 | 0 | 0 | 0 | 0 | 0 | 0.333 | 0.43625 | 0.43816 | 0.36241 | 0.041 | 0.28677 | 0.46942 | 0.497 | 0 | 0 | 0 | 0 | 0 | 0 | 0 | 0 | 0 | 0 | 0 |  | 0 | 0 | 0 |  | #VALUE! | #VALUE! | #VALUE! | #VALUE! |  |  | #VALUE! | #VALUE! | 0 | 0 | 0.20123 | 0.20123 | #VALUE! | #VALUE! | #VALUE! | #VALUE! | 0 | 0 | 0.20123 | 0.20123 | #VALUE! | #VALUE! | #VALUE! | #VALUE! | 0 | 0 | 0.20123 | 0.20123 | #VALUE! | #VALUE! |  |  |  | #VALUE! | #VALUE! | #VALUE! | #VALUE! | #VALUE! | #VALUE! | #VALUE!
Tuesday | 8 | 23 | 17 | 5633 | 0 | 0 | 0 | 0 | 0 | 0 | 0 | 0 | 0 | 0 | 0 | 0 | 0 | 0 | 0 | 0 | 0 | 0 | 0 | 0 | 0 | 0.2415 | 0.35233 | 0.34643 | 0.33214 | 0.00375 | 0.30142 | 0.39977 | 0.452 | 0 | 0 | 0 | 0 | 0 | 0 | 0 | 0 | 0 | 0 | 0 |  | 0 | 0 | 0 |  | #VALUE! | #VALUE! | #VALUE! | #VALUE! |  |  | #VALUE! | #VALUE! | 0 | 0 | 0.20123 | 0.20123 | #VALUE! | #VALUE! | #VALUE! | #VALUE! | 0 | 0 | 0.20123 | 0.20123 | #VALUE! | #VALUE! | #VALUE! | #VALUE! | 0 | 0 | 0.20123 | 0.20123 | #VALUE! | #VALUE! |  |  |  | #VALUE! | #VALUE! | #VALUE! | #VALUE! | #VALUE! | #VALUE! | #VALUE!
Tuesday | 8 | 23 | 18 | 5634 | 0 | 0 | 0 | 0 | 0 | 0 | 0 | 0 | 0 | 0 | 0 | 0 | 0 | 0 | 0 | 0 | 0 | 0 | 0 | 0 | 0 | 0.191 | 0.30458 | 0.30443 | 0.31354 | 0 | 0.25261 | 0.37349 | 0.441 | 0 | 0 | 0 | 0 | 0 | 0 | 0 | 0 | 0 | 0 | 0 |  | 0 | 0 | 0 |  | #VALUE! | #VALUE! | #VALUE! | #VALUE! |  |  | #VALUE! | #VALUE! | 0 | 0 | 0.20123 | 0.20123 | #VALUE! | #VALUE! | #VALUE! | #VALUE! | 0 | 0 | 0.20123 | 0.20123 | #VALUE! | #VALUE! | #VALUE! | #VALUE! | 0 | 0 | 0.20123 | 0.20123 | #VALUE! | #VALUE! |  |  |  | #VALUE! | #VALUE! | #VALUE! | #VALUE! | #VALUE! | #VALUE! | #VALUE!
Tuesday | 8 | 23 | 19 | 5635 | 0 | 0 | 0 | 0 | 0 | 0 | 0 | 0 | 0 | 0 | 0 | 0 | 0 | 0 | 0 | 0 | 0 | 0 | 0 | 0 | 0 | 0.035 | 0.15633 | 0.14659 | 0.097452 | 0 | 0.18581 | 0.27127 | 0.385 | 0 | 0 | 0 | 0 | 0 | 0 | 0 | 0 | 0 | 0 | 0 |  | 0 | 0 | 0 |  | #VALUE! | #VALUE! | #VALUE! | #VALUE! |  |  | #VALUE! | #VALUE! | 0 | 0 | 0.20123 | 0.20123 | #VALUE! | #VALUE! | #VALUE! | #VALUE! | 0 | 0 | 0.20123 | 0.20123 | #VALUE! | #VALUE! | #VALUE! | #VALUE! | 0 | 0 | 0.20123 | 0.20123 | #VALUE! | #VALUE! |  |  |  | #VALUE! | #VALUE! | #VALUE! | #VALUE! | #VALUE! | #VALUE! | #VALUE!
Tuesday | 8 | 23 | 20 | 5636 | 0 | 0 | 0 | 0 | 0 | 0 | 0 | 0 | 0 | 0 | 0 | 0 | 0 | 0 | 0 | 0 | 0 | 0 | 0 | 0 | 0 | 0 | 0.009 | 0.0098608 | 0.031206 | 0 | 0.11773 | 0.15906 | 0.291 | 0 | 0 | 0 | 0 | 0 | 0 | 0 | 0 | 0 | 0 | 0 |  | 0 | 0 | 0 |  | #VALUE! | #VALUE! | #VALUE! | #VALUE! |  |  | #VALUE! | #VALUE! | 0 | 0 | 0.20123 | 0.20123 | #VALUE! | #VALUE! | #VALUE! | #VALUE! | 0 | 0 | 0.20123 | 0.20123 | #VALUE! | #VALUE! | #VALUE! | #VALUE! | 0 | 0 | 0.20123 | 0.20123 | #VALUE! | #VALUE! |  |  |  | #VALUE! | #VALUE! | #VALUE! | #VALUE! | #VALUE! | #VALUE! | #VALUE!
Tuesday | 8 | 23 | 21 | 5637 | 0 | 0 | 0 | 0 | 0 | 0 | 0 | 0 | 0 | 0 | 0 | 0 | 0 | 0 | 0 | 0 | 0 | 0 | 0 | 0 | 0 | 0 | 0 | 0.0005 | 0.032206 | 0 | 0.090829 | 0.10425 | 0.235 | 0 | 0 | 0 | 0 | 0 | 0 | 0 | 0 | 0 | 0 | 0 |  | 0 | 0 | 0 |  | #VALUE! | #VALUE! | #VALUE! | #VALUE! |  |  | #VALUE! | #VALUE! | 0 | 0 | 0.20123 | 0.20123 | #VALUE! | #VALUE! | #VALUE! | #VALUE! | 0 | 0 | 0.20123 | 0.20123 | #VALUE! | #VALUE! | #VALUE! | #VALUE! | 0 | 0 | 0.20123 | 0.20123 | #VALUE! | #VALUE! |  |  |  | #VALUE! | #VALUE! | #VALUE! | #VALUE! | #VALUE! | #VALUE! | #VALUE!
Tuesday | 8 | 23 | 22 | 5638 | 0 | 0 | 0 | 0 | 0 | 0 | 0 | 0 | 0 | 0 | 0 | 0 | 0 | 0 | 0 | 0 | 0 | 0 | 0 | 0 | 0 | 0 | 0 | 0 | 0.03296 | 0 | 0.16662 | 0.077436 | 0.219 | 0 | 0 | 0 | 0 | 0 | 0 | 0 | 0 | 0 | 0 | 0 |  | 0 | 0 | 0 |  | #VALUE! | #VALUE! | #VALUE! | #VALUE! |  |  | #VALUE! | #VALUE! | 0 | 0 | 0.20123 | 0.20123 | #VALUE! | #VALUE! | #VALUE! | #VALUE! | 0 | 0 | 0.20123 | 0.20123 | #VALUE! | #VALUE! | #VALUE! | #VALUE! | 0 | 0 | 0.20123 | 0.20123 | #VALUE! | #VALUE! |  |  |  | #VALUE! | #VALUE! | #VALUE! | #VALUE! | #VALUE! | #VALUE! | #VALUE!
Tuesday | 8 | 23 | 23 | 5639 | 0 | 0 | 0 | 0 | 0 | 0 | 0 | 0 | 0 | 0 | 0 | 0 | 0 | 0 | 0 | 0 | 0 | 0 | 0 | 0 | 0 | 0 | 0 | 0 | 0.031445 | 0 | 0.12325 | 0.07143 | 0.219 | 0 | 0 | 0 | 0 | 0 | 0 | 0 | 0 | 0 | 0 | 0 |  | 0 | 0 | 0 |  | #VALUE! | #VALUE! | #VALUE! | #VALUE! |  |  | #VALUE! | #VALUE! | 0 | 0 | 0.20123 | 0.20123 | #VALUE! | #VALUE! | #VALUE! | #VALUE! | 0 | 0 | 0.20123 | 0.20123 | #VALUE! | #VALUE! | #VALUE! | #VALUE! | 0 | 0 | 0.20123 | 0.20123 | #VALUE! | #VALUE! |  |  |  | #VALUE! | #VALUE! | #VALUE! | #VALUE! | #VALUE! | #VALUE! | #VALUE!
Tuesday | 8 | 23 | 24 | 5640 | 0 | 0 | 0 | 0 | 0 | 0 | 0 | 0 | 0 | 0 | 0 | 0 | 0 | 0 | 0 | 0 | 0 | 0 | 0 | 0 | 0 | 0 | 0 | 0 | 0.031346 | 0 | 0.10765 | 0.054118 | 0.205 | 0 | 0 | 0 | 0 | 0 | 0 | 0 | 0 | 0 | 0 | 0 |  | 0 | 0 | 0 |  | #VALUE! | #VALUE! | #VALUE! | #VALUE! |  |  | #VALUE! | #VALUE! | 0 | 0 | 0.20123 | 0.20123 | #VALUE! | #VALUE! | #VALUE! | #VALUE! | 0 | 0 | 0.20123 | 0.20123 | #VALUE! | #VALUE! | #VALUE! | #VALUE! | 0 | 0 | 0.20123 | 0.20123 | #VALUE! | #VALUE! |  |  |  | #VALUE! | #VALUE! | #VALUE! | #VALUE! | #VALUE! | #VALUE! | #VALUE!
Wednesday | 8 | 24 | 1 | 5641 | 0 | 0 | 0 | 0 | 0 | 0 | 0 | 0 | 0 | 0 | 0 | 0 | 0 | 0 | 0 | 0 | 0 | 0 | 0 | 0 | 0 | 0 | 0 | 0 | 0.026081 | 0 | 0.11046 | 0.032998 | 0.145 | 0 | 0 | 0 | 0 | 0 | 0 | 0 | 0 | 0 | 0 | 0 |  | 0 | 0 | 0 |  | #VALUE! | #VALUE! | #VALUE! | #VALUE! |  |  | #VALUE! | #VALUE! | 0 | 0 | 0.20123 | 0.20123 | #VALUE! | #VALUE! | #VALUE! | #VALUE! | 0 | 0 | 0.20123 | 0.20123 | #VALUE! | #VALUE! | #VALUE! | #VALUE! | 0 | 0 | 0.20123 | 0.20123 | #VALUE! | #VALUE! |  |  |  | #VALUE! | #VALUE! | #VALUE! | #VALUE! | #VALUE! | #VALUE! | #VALUE!
Wednesday | 8 | 24 | 2 | 5642 | 0 | 0 | 0 | 0 | 0 | 0 | 0 | 0 | 0 | 0 | 0 | 0 | 0 | 0 | 0 | 0 | 0 | 0 | 0 | 0 | 0 | 0 | 0 | 0 | 0.015627 | 0 | 0.10271 | 0.011262 | 0.031 | 0 | 0 | 0 | 0 | 0 | 0 | 0 | 0 | 0 | 0 | 0 |  | 0 | 0 | 0 |  | #VALUE! | #VALUE! | #VALUE! | #VALUE! |  |  | #VALUE! | #VALUE! | 0 | 0 | 0.20123 | 0.20123 | #VALUE! | #VALUE! | #VALUE! | #VALUE! | 0 | 0 | 0.20123 | 0.20123 | #VALUE! | #VALUE! | #VALUE! | #VALUE! | 0 | 0 | 0.20123 | 0.20123 | #VALUE! | #VALUE! |  |  |  | #VALUE! | #VALUE! | #VALUE! | #VALUE! | #VALUE! | #VALUE! | #VALUE!
Wednesday | 8 | 24 | 3 | 5643 | 0 | 0 | 0 | 0 | 0 | 0 | 0 | 0 | 0 | 0 | 0 | 0 | 0 | 0 | 0 | 0 | 0 | 0 | 0 | 0 | 0 | 0 | 0 | 0 | 0.016829 | 0 | 0.10831 | 0.013007 | 0.041 | 0 | 0 | 0 | 0 | 0 | 0 | 0 | 0 | 0 | 0 | 0 |  | 0 | 0 | 0 |  | #VALUE! | #VALUE! | #VALUE! | #VALUE! |  |  | #VALUE! | #VALUE! | 0 | 0 | 0.20123 | 0.20123 | #VALUE! | #VALUE! | #VALUE! | #VALUE! | 0 | 0 | 0.20123 | 0.20123 | #VALUE! | #VALUE! | #VALUE! | #VALUE! | 0 | 0 | 0.20123 | 0.20123 | #VALUE! | #VALUE! |  |  |  | #VALUE! | #VALUE! | #VALUE! | #VALUE! | #VALUE! | #VALUE! | #VALUE!
Wednesday | 8 | 24 | 4 | 5644 | 0 | 0 | 0 | 0 | 0 | 0 | 0 | 0 | 0 | 0 | 0 | 0 | 0 | 0 | 0 | 0 | 0 | 0 | 0 | 0 | 0 | 0 | 0 | 0 | 0.019743 | 0 | 0.10134 | 0.020303 | 0.075 | 0 | 0 | 0 | 0 | 0 | 0 | 0 | 0 | 0 | 0 | 0 |  | 0 | 0 | 0 |  | #VALUE! | #VALUE! | #VALUE! | #VALUE! |  |  | #VALUE! | #VALUE! | 0 | 0 | 0.20123 | 0.20123 | #VALUE! | #VALUE! | #VALUE! | #VALUE! | 0 | 0 | 0.20123 | 0.20123 | #VALUE! | #VALUE! | #VALUE! | #VALUE! | 0 | 0 | 0.20123 | 0.20123 | #VALUE! | #VALUE! |  |  |  | #VALUE! | #VALUE! | #VALUE! | #VALUE! | #VALUE! | #VALUE! | #VALUE!
Wednesday | 8 | 24 | 5 | 5645 | 0 | 0 | 0 | 0 | 0 | 0 | 0 | 0 | 0 | 0 | 0 | 0 | 0 | 0 | 0 | 0 | 0 | 0 | 0 | 0 | 0 | 0 | 0 | 0 | 0.021114 | 0 | 0.094121 | 0.021731 | 0.084 | 0 | 0 | 0 | 0 | 0 | 0 | 0 | 0 | 0 | 0 | 0 |  | 0 | 0 | 0 |  | #VALUE! | #VALUE! | #VALUE! | #VALUE! |  |  | #VALUE! | #VALUE! | 0 | 0 | 0.20123 | 0.20123 | #VALUE! | #VALUE! | #VALUE! | #VALUE! | 0 | 0 | 0.20123 | 0.20123 | #VALUE! | #VALUE! | #VALUE! | #VALUE! | 0 | 0 | 0.20123 | 0.20123 | #VALUE! | #VALUE! |  |  |  | #VALUE! | #VALUE! | #VALUE! | #VALUE! | #VALUE! | #VALUE! | #VALUE!
Wednesday | 8 | 24 | 6 | 5646 | 0 | 0 | 0 | 0 | 0 | 0 | 0 | 0 | 0 | 0 | 0 | 0 | 0 | 0 | 0 | 0 | 0 | 0 | 0 | 0 | 0 | 0 | 0 | 0 | 0.015505 | 0 | 0.11169 | 0.013324 | 0.025 | 0 | 0 | 0 | 0 | 0 | 0 | 0 | 0 | 0 | 0 | 0 |  | 0 | 0 | 0 |  | #VALUE! | #VALUE! | #VALUE! | #VALUE! |  |  | #VALUE! | #VALUE! | 0 | 0 | 0.20123 | 0.20123 | #VALUE! | #VALUE! | #VALUE! | #VALUE! | 0 | 0 | 0.20123 | 0.20123 | #VALUE! | #VALUE! | #VALUE! | #VALUE! | 0 | 0 | 0.20123 | 0.20123 | #VALUE! | #VALUE! |  |  |  | #VALUE! | #VALUE! | #VALUE! | #VALUE! | #VALUE! | #VALUE! | #VALUE!
Wednesday | 8 | 24 | 7 | 5647 | 0 | 0 | 0 | 0 | 0 | 0 | 0 | 0 | 0 | 0 | 0 | 0 | 0 | 0 | 0 | 0 | 0 | 0 | 0 | 0 | 0 | 0 | 0 | 0 | 0.01923 | 0 | 0.1132 | 0.013324 | 0.024 | 0 | 0 | 0 | 0 | 0 | 0 | 0 | 0 | 0 | 0 | 0 |  | 0 | 0 | 0 |  | #VALUE! | #VALUE! | #VALUE! | #VALUE! |  |  | #VALUE! | #VALUE! | 0 | 0 | 0.20123 | 0.20123 | #VALUE! | #VALUE! | #VALUE! | #VALUE! | 0 | 0 | 0.20123 | 0.20123 | #VALUE! | #VALUE! | #VALUE! | #VALUE! | 0 | 0 | 0.20123 | 0.20123 | #VALUE! | #VALUE! |  |  |  | #VALUE! | #VALUE! | #VALUE! | #VALUE! | #VALUE! | #VALUE! | #VALUE!
Wednesday | 8 | 24 | 8 | 5648 | 0 | 0 | 0 | 0 | 0 | 0 | 0 | 0 | 0 | 0 | 0 | 0 | 0 | 0 | 0 | 0 | 0 | 0 | 0 | 0 | 0 | 0 | 0 | 0 | 0.031286 | 0 | 0.10762 | 0.021731 | 0.086 | 0 | 0 | 0 | 0 | 0 | 0 | 0 | 0 | 0 | 0 | 0 |  | 0 | 0 | 0 |  | #VALUE! | #VALUE! | #VALUE! | #VALUE! |  |  | #VALUE! | #VALUE! | 0 | 0 | 0.20123 | 0.20123 | #VALUE! | #VALUE! | #VALUE! | #VALUE! | 0 | 0 | 0.20123 | 0.20123 | #VALUE! | #VALUE! | #VALUE! | #VALUE! | 0 | 0 | 0.20123 | 0.20123 | #VALUE! | #VALUE! |  |  |  | #VALUE! | #VALUE! | #VALUE! | #VALUE! | #VALUE! | #VALUE! | #VALUE!
Wednesday | 8 | 24 | 9 | 5649 | 0 | 0 | 0 | 0 | 0 | 0 | 0 | 0 | 0 | 0 | 0 | 0 | 0 | 0 | 0 | 0 | 0 | 0 | 0 | 0 | 0 | 0 | 0 | 0.000375 | 0.033838 | 0 | 0.1049 | 0.080017 | 0.221 | 0 | 0 | 0 | 0 | 0 | 0 | 0 | 0 | 0 | 0 | 0 |  | 0 | 0 | 0 |  | #VALUE! | #VALUE! | #VALUE! | #VALUE! |  |  | #VALUE! | #VALUE! | 0 | 0 | 0.20123 | 0.20123 | #VALUE! | #VALUE! | #VALUE! | #VALUE! | 0 | 0 | 0.20123 | 0.20123 | #VALUE! | #VALUE! | #VALUE! | #VALUE! | 0 | 0 | 0.20123 | 0.20123 | #VALUE! | #VALUE! |  |  |  | #VALUE! | #VALUE! | #VALUE! | #VALUE! | #VALUE! | #VALUE! | #VALUE!
Wednesday | 8 | 24 | 10 | 5650 | 0 | 0 | 0 | 0 | 0 | 0 | 0 | 0 | 0 | 0 | 0 | 0 | 0 | 0 | 0 | 0 | 0 | 0 | 0 | 0 | 0 | 0 | 0 | 0.0024716 | 0.037281 | 0 | 0.10819 | 0.10122 | 0.242 | 0 | 0 | 0 | 0 | 0 | 0 | 0 | 0 | 0 | 0 | 0 |  | 0 | 0 | 0 |  | #VALUE! | #VALUE! | #VALUE! | #VALUE! |  |  | #VALUE! | #VALUE! | 0 | 0 | 0.20123 | 0.20123 | #VALUE! | #VALUE! | #VALUE! | #VALUE! | 0 | 0 | 0.20123 | 0.20123 | #VALUE! | #VALUE! | #VALUE! | #VALUE! | 0 | 0 | 0.20123 | 0.20123 | #VALUE! | #VALUE! |  |  |  | #VALUE! | #VALUE! | #VALUE! | #VALUE! | #VALUE! | #VALUE! | #VALUE!
Wednesday | 8 | 24 | 11 | 5651 | 0 | 0 | 0 | 0 | 0 | 0 | 0 | 0 | 0 | 0 | 0 | 0 | 0 | 0 | 0 | 0 | 0 | 0 | 0 | 0 | 0 | 0 | 0.11308 | 0.097183 | 0.20723 | 0.02375 | 0.12773 | 0.2207 | 0.345 | 0 | 0 | 0 | 0 | 0 | 0 | 0 | 0 | 0 | 0 | 0 |  | 0 | 0 | 0 |  | #VALUE! | #VALUE! | #VALUE! | #VALUE! |  |  | #VALUE! | #VALUE! | 0 | 0 | 0.20123 | 0.20123 | #VALUE! | #VALUE! | #VALUE! | #VALUE! | 0 | 0 | 0.20123 | 0.20123 | #VALUE! | #VALUE! | #VALUE! | #VALUE! | 0 | 0 | 0.20123 | 0.20123 | #VALUE! | #VALUE! |  |  |  | #VALUE! | #VALUE! | #VALUE! | #VALUE! | #VALUE! | #VALUE! | #VALUE!
Wednesday | 8 | 24 | 12 | 5652 | 0 | 0 | 0 | 0 | 0 | 0 | 0 | 0 | 0 | 0 | 0 | 0 | 0 | 0 | 0 | 0 | 0 | 0 | 0 | 0 | 0 | 0.072 | 0.21033 | 0.19706 | 0.35504 | 0.00525 | 0.12759 | 0.27055 | 0.364 | 0 | 0 | 0 | 0 | 0 | 0 | 0 | 0 | 0 | 0 | 0 |  | 0 | 0 | 0 |  | #VALUE! | #VALUE! | #VALUE! | #VALUE! |  |  | #VALUE! | #VALUE! | 0 | 0 | 0.20123 | 0.20123 | #VALUE! | #VALUE! | #VALUE! | #VALUE! | 0 | 0 | 0.20123 | 0.20123 | #VALUE! | #VALUE! | #VALUE! | #VALUE! | 0 | 0 | 0.20123 | 0.20123 | #VALUE! | #VALUE! |  |  |  | #VALUE! | #VALUE! | #VALUE! | #VALUE! | #VALUE! | #VALUE! | #VALUE!
Wednesday | 8 | 24 | 13 | 5653 | 0 | 0 | 0 | 0 | 0 | 0 | 0 | 0 | 0 | 0 | 0 | 0 | 0 | 0 | 0 | 0 | 0 | 0 | 0 | 0 | 0 | 0.089 | 0.2265 | 0.21156 | 0.33026 | 0.04375 | 0.1506 | 0.28152 | 0.364 | 0 | 0 | 0 | 0 | 0 | 0 | 0 | 0 | 0 | 0 | 0 |  | 0 | 0 | 0 |  | #VALUE! | #VALUE! | #VALUE! | #VALUE! |  |  | #VALUE! | #VALUE! | 0 | 0 | 0.20123 | 0.20123 | #VALUE! | #VALUE! | #VALUE! | #VALUE! | 0 | 0 | 0.20123 | 0.20123 | #VALUE! | #VALUE! | #VALUE! | #VALUE! | 0 | 0 | 0.20123 | 0.20123 | #VALUE! | #VALUE! |  |  |  | #VALUE! | #VALUE! | #VALUE! | #VALUE! | #VALUE! | #VALUE! | #VALUE!
Wednesday | 8 | 24 | 14 | 5654 | 0 | 0 | 0 | 0 | 0 | 0 | 0 | 0 | 0 | 0 | 0 | 0 | 0 | 0 | 0 | 0 | 0 | 0 | 0 | 0 | 0 | 0.2 | 0.32217 | 0.31793 | 0.35377 | 0.08 | 0.21034 | 0.3611 | 0.418 | 0 | 0 | 0 | 0 | 0 | 0 | 0 | 0 | 0 | 0 | 0 |  | 0 | 0 | 0 |  | #VALUE! | #VALUE! | #VALUE! | #VALUE! |  |  | #VALUE! | #VALUE! | 0 | 0 | 0.20123 | 0.20123 | #VALUE! | #VALUE! | #VALUE! | #VALUE! | 0 | 0 | 0.20123 | 0.20123 | #VALUE! | #VALUE! | #VALUE! | #VALUE! | 0 | 0 | 0.20123 | 0.20123 | #VALUE! | #VALUE! |  |  |  | #VALUE! | #VALUE! | #VALUE! | #VALUE! | #VALUE! | #VALUE! | #VALUE!
Wednesday | 8 | 24 | 15 | 5655 | 0 | 0 | 0 | 0 | 0 | 0 | 0 | 0 | 0 | 0 | 0 | 0 | 0 | 0 | 0 | 0 | 0 | 0 | 0 | 0 | 0 | 0.2065 | 0.29917 | 0.29943 | 0.32964 | 0.09 | 0.16717 | 0.32544 | 0.35 | 0 | 0 | 0 | 0 | 0 | 0 | 0 | 0 | 0 | 0 | 0 |  | 0 | 0 | 0 |  | #VALUE! | #VALUE! | #VALUE! | #VALUE! |  |  | #VALUE! | #VALUE! | 0 | 0 | 0.20123 | 0.20123 | #VALUE! | #VALUE! | #VALUE! | #VALUE! | 0 | 0 | 0.20123 | 0.20123 | #VALUE! | #VALUE! | #VALUE! | #VALUE! | 0 | 0 | 0.20123 | 0.20123 | #VALUE! | #VALUE! |  |  |  | #VALUE! | #VALUE! | #VALUE! | #VALUE! | #VALUE! | #VALUE! | #VALUE!
Wednesday | 8 | 24 | 16 | 5656 | 0 | 0 | 0 | 0 | 0 | 0 | 0 | 0 | 0 | 0 | 0 | 0 | 0 | 0 | 0 | 0 | 0 | 0 | 0 | 0 | 0 | 0.167 | 0.25042 | 0.25333 | 0.30414 | 0.0895 | 0.15967 | 0.28911 | 0.319 | 0 | 0 | 0 | 0 | 0 | 0 | 0 | 0 | 0 | 0 | 0 |  | 0 | 0 | 0 |  | #VALUE! | #VALUE! | #VALUE! | #VALUE! |  |  | #VALUE! | #VALUE! | 0 | 0 | 0.20123 | 0.20123 | #VALUE! | #VALUE! | #VALUE! | #VALUE! | 0 | 0 | 0.20123 | 0.20123 | #VALUE! | #VALUE! | #VALUE! | #VALUE! | 0 | 0 | 0.20123 | 0.20123 | #VALUE! | #VALUE! |  |  |  | #VALUE! | #VALUE! | #VALUE! | #VALUE! | #VALUE! | #VALUE! | #VALUE!
Wednesday | 8 | 24 | 17 | 5657 | 0 | 0 | 0 | 0 | 0 | 0 | 0 | 0 | 0 | 0 | 0 | 0 | 0 | 0 | 0 | 0 | 0 | 0 | 0 | 0 | 0 | 0.148 | 0.2425 | 0.24239 | 0.2954 | 0.108 | 0.13874 | 0.29301 | 0.337 | 0 | 0 | 0 | 0 | 0 | 0 | 0 | 0 | 0 | 0 | 0 |  | 0 | 0 | 0 |  | #VALUE! | #VALUE! | #VALUE! | #VALUE! |  |  | #VALUE! | #VALUE! | 0 | 0 | 0.20123 | 0.20123 | #VALUE! | #VALUE! | #VALUE! | #VALUE! | 0 | 0 | 0.20123 | 0.20123 | #VALUE! | #VALUE! | #VALUE! | #VALUE! | 0 | 0 | 0.20123 | 0.20123 | #VALUE! | #VALUE! |  |  |  | #VALUE! | #VALUE! | #VALUE! | #VALUE! | #VALUE! | #VALUE! | #VALUE!
Wednesday | 8 | 24 | 18 | 5658 | 0 | 0 | 0 | 0 | 0 | 0 | 0 | 0 | 0 | 0 | 0 | 0 | 0 | 0 | 0 | 0 | 0 | 0 | 0 | 0 | 0 | 0.0325 | 0.1125 | 0.11054 | 0.081519 | 0.07325 | 0.10939 | 0.18823 | 0.249 | 0 | 0 | 0 | 0 | 0 | 0 | 0 | 0 | 0 | 0 | 0 |  | 0 | 0 | 0 |  | #VALUE! | #VALUE! | #VALUE! | #VALUE! |  |  | #VALUE! | #VALUE! | 0 | 0 | 0.20123 | 0.20123 | #VALUE! | #VALUE! | #VALUE! | #VALUE! | 0 | 0 | 0.20123 | 0.20123 | #VALUE! | #VALUE! | #VALUE! | #VALUE! | 0 | 0 | 0.20123 | 0.20123 | #VALUE! | #VALUE! |  |  |  | #VALUE! | #VALUE! | #VALUE! | #VALUE! | #VALUE! | #VALUE! | #VALUE!
Wednesday | 8 | 24 | 19 | 5659 | 0 | 0 | 0 | 0 | 0 | 0 | 0 | 0 | 0 | 0 | 0 | 0 | 0 | 0 | 0 | 0 | 0 | 0 | 0 | 0 | 0 | 0.0075 | 0.067917 | 0.06497 | 0.062512 | 0 | 0.10575 | 0.15891 | 0.232 | 0 | 0 | 0 | 0 | 0 | 0 | 0 | 0 | 0 | 0 | 0 |  | 0 | 0 | 0 |  | #VALUE! | #VALUE! | #VALUE! | #VALUE! |  |  | #VALUE! | #VALUE! | 0 | 0 | 0.20123 | 0.20123 | #VALUE! | #VALUE! | #VALUE! | #VALUE! | 0 | 0 | 0.20123 | 0.20123 | #VALUE! | #VALUE! | #VALUE! | #VALUE! | 0 | 0 | 0.20123 | 0.20123 | #VALUE! | #VALUE! |  |  |  | #VALUE! | #VALUE! | #VALUE! | #VALUE! | #VALUE! | #VALUE! | #VALUE!
Wednesday | 8 | 24 | 20 | 5660 | 0 | 0 | 0 | 0 | 0 | 0 | 0 | 0 | 0 | 0 | 0 | 0 | 0 | 0 | 0 | 0 | 0 | 0 | 0 | 0 | 0 | 0 | 0 | 0 | 0.028494 | 0 | 0.10981 | 0.066031 | 0.145 | 0 | 0 | 0 | 0 | 0 | 0 | 0 | 0 | 0 | 0 | 0 |  | 0 | 0 | 0 |  | #VALUE! | #VALUE! | #VALUE! | #VALUE! |  |  | #VALUE! | #VALUE! | 0 | 0 | 0.20123 | 0.20123 | #VALUE! | #VALUE! | #VALUE! | #VALUE! | 0 | 0 | 0.20123 | 0.20123 | #VALUE! | #VALUE! | #VALUE! | #VALUE! | 0 | 0 | 0.20123 | 0.20123 | #VALUE! | #VALUE! |  |  |  | #VALUE! | #VALUE! | #VALUE! | #VALUE! | #VALUE! | #VALUE! | #VALUE!
Wednesday | 8 | 24 | 21 | 5661 | 0 | 0 | 0 | 0 | 0 | 0 | 0 | 0 | 0 | 0 | 0 | 0 | 0 | 0 | 0 | 0 | 0 | 0 | 0 | 0 | 0 | 0 | 0 | 0 | 0.02805 | 0 | 0.1036 | 0.020211 | 0.074 | 0 | 0 | 0 | 0 | 0 | 0 | 0 | 0 | 0 | 0 | 0 |  | 0 | 0 | 0 |  | #VALUE! | #VALUE! | #VALUE! | #VALUE! |  |  | #VALUE! | #VALUE! | 0 | 0 | 0.20123 | 0.20123 | #VALUE! | #VALUE! | #VALUE! | #VALUE! | 0 | 0 | 0.20123 | 0.20123 | #VALUE! | #VALUE! | #VALUE! | #VALUE! | 0 | 0 | 0.20123 | 0.20123 | #VALUE! | #VALUE! |  |  |  | #VALUE! | #VALUE! | #VALUE! | #VALUE! | #VALUE! | #VALUE! | #VALUE!
Wednesday | 8 | 24 | 22 | 5662 | 0 | 0 | 0 | 0 | 0 | 0 | 0 | 0 | 0 | 0 | 0 | 0 | 0 | 0 | 0 | 0 | 0 | 0 | 0 | 0 | 0 | 0 | 0 | 0 | 0.020093 | 0 | 0.10655 | 0.011602 | 0.056 | 0 | 0 | 0 | 0 | 0 | 0 | 0 | 0 | 0 | 0 | 0 |  | 0 | 0 | 0 |  | #VALUE! | #VALUE! | #VALUE! | #VALUE! |  |  | #VALUE! | #VALUE! | 0 | 0 | 0.20123 | 0.20123 | #VALUE! | #VALUE! | #VALUE! | #VALUE! | 0 | 0 | 0.20123 | 0.20123 | #VALUE! | #VALUE! | #VALUE! | #VALUE! | 0 | 0 | 0.20123 | 0.20123 | #VALUE! | #VALUE! |  |  |  | #VALUE! | #VALUE! | #VALUE! | #VALUE! | #VALUE! | #VALUE! | #VALUE!
Wednesday | 8 | 24 | 23 | 5663 | 0 | 0 | 0 | 0 | 0 | 0 | 0 | 0 | 0 | 0 | 0 | 0 | 0 | 0 | 0 | 0 | 0 | 0 | 0 | 0 | 0 | 0 | 0 | 0 | 0.015864 | 0 | 0.098175 | 0.0063448 | 0.035 | 0 | 0 | 0 | 0 | 0 | 0 | 0 | 0 | 0 | 0 | 0 |  | 0 | 0 | 0 |  | #VALUE! | #VALUE! | #VALUE! | #VALUE! |  |  | #VALUE! | #VALUE! | 0 | 0 | 0.20123 | 0.20123 | #VALUE! | #VALUE! | #VALUE! | #VALUE! | 0 | 0 | 0.20123 | 0.20123 | #VALUE! | #VALUE! | #VALUE! | #VALUE! | 0 | 0 | 0.20123 | 0.20123 | #VALUE! | #VALUE! |  |  |  | #VALUE! | #VALUE! | #VALUE! | #VALUE! | #VALUE! | #VALUE! | #VALUE!
Wednesday | 8 | 24 | 24 | 5664 | 0 | 0 | 0 | 0 | 0 | 0 | 0 | 0 | 0 | 0 | 0 | 0 | 0 | 0 | 0 | 0 | 0 | 0 | 0 | 0 | 0 | 0 | 0 | 0 | 0.014057 | 0 | 0 | 0.0092 | 0.047 | 0 | 0 | 0 | 0 | 0 | 0 | 0 | 0 | 0 | 0 | 0 |  | 0 | 0 | 0 |  | #VALUE! | #VALUE! | #VALUE! | #VALUE! |  |  | #VALUE! | #VALUE! | 0 | 0 | 0.20123 | 0.20123 | #VALUE! | #VALUE! | #VALUE! | #VALUE! | 0 | 0 | 0.20123 | 0.20123 | #VALUE! | #VALUE! | #VALUE! | #VALUE! | 0 | 0 | 0.20123 | 0.20123 | #VALUE! | #VALUE! |  |  |  | #VALUE! | #VALUE! | #VALUE! | #VALUE! | #VALUE! | #VALUE! | #VALUE!
Thursday | 8 | 25 | 1 | 5665 | 0 | 0 | 0 | 0 | 0 | 0 | 0 | 0 | 0 | 0 | 0 | 0 | 0 | 0 | 0 | 0 | 0 | 0 | 0 | 0 | 0 | 0 | 0 | 0 | 0.014479 | 0 | 0 | 0.012664 | 0.059 | 0 | 0 | 0 | 0 | 0 | 0 | 0 | 0 | 0 | 0 | 0 |  | 0 | 0 | 0 |  | #VALUE! | #VALUE! | #VALUE! | #VALUE! |  |  | #VALUE! | #VALUE! | 0 | 0 | 0.20123 | 0.20123 | #VALUE! | #VALUE! | #VALUE! | #VALUE! | 0 | 0 | 0.20123 | 0.20123 | #VALUE! | #VALUE! | #VALUE! | #VALUE! | 0 | 0 | 0.20123 | 0.20123 | #VALUE! | #VALUE! |  |  |  | #VALUE! | #VALUE! | #VALUE! | #VALUE! | #VALUE! | #VALUE! | #VALUE!
Thursday | 8 | 25 | 2 | 5666 | 0 | 0 | 0 | 0 | 0 | 0 | 0 | 0 | 0 | 0 | 0 | 0 | 0 | 0 | 0 | 0 | 0 | 0 | 0 | 0 | 0 | 0 | 0 | 0 | 0.0086011 | 0 | 0 | 0.0063448 | 0.014 | 0 | 0 | 0 | 0 | 0 | 0 | 0 | 0 | 0 | 0 | 0 |  | 0 | 0 | 0 |  | #VALUE! | #VALUE! | #VALUE! | #VALUE! |  |  | #VALUE! | #VALUE! | 0 | 0 | 0.20123 | 0.20123 | #VALUE! | #VALUE! | #VALUE! | #VALUE! | 0 | 0 | 0.20123 | 0.20123 | #VALUE! | #VALUE! | #VALUE! | #VALUE! | 0 | 0 | 0.20123 | 0.20123 | #VALUE! | #VALUE! |  |  |  | #VALUE! | #VALUE! | #VALUE! | #VALUE! | #VALUE! | #VALUE! | #VALUE!
Thursday | 8 | 25 | 3 | 5667 | 0 | 0 | 0 | 0 | 0 | 0 | 0 | 0 | 0 | 0 | 0 | 0 | 0 | 0 | 0 | 0 | 0 | 0 | 0 | 0 | 0 | 0 | 0 | 0 | 0.0031824 | 0 | 0 | 0.00031724 | 0 | 0 | 0 | 0 | 0 | 0 | 0 | 0 | 0 | 0 | 0 | 0 |  | 0 | 0 | 0 |  | #VALUE! | #VALUE! | #VALUE! | #VALUE! |  |  | #VALUE! | #VALUE! | 0 | 0 | 0.20123 | 0.20123 | #VALUE! | #VALUE! | #VALUE! | #VALUE! | 0 | 0 | 0.20123 | 0.20123 | #VALUE! | #VALUE! | #VALUE! | #VALUE! | 0 | 0 | 0.20123 | 0.20123 | #VALUE! | #VALUE! |  |  |  | #VALUE! | #VALUE! | #VALUE! | #VALUE! | #VALUE! | #VALUE! | #VALUE!
Thursday | 8 | 25 | 4 | 5668 | 0 | 0 | 0 | 0 | 0 | 0 | 0 | 0 | 0 | 0 | 0 | 0 | 0 | 0 | 0 | 0 | 0 | 0 | 0 | 0 | 0 | 0 | 0 | 0 | 0 | 0 | 0 | 0 | 0 | 0 | 0 | 0 | 0 | 0 | 0 | 0 | 0 | 0 | 0 | 0 |  | 0 | 0 | 0 |  | #VALUE! | #VALUE! | #VALUE! | #VALUE! |  |  | #VALUE! | #VALUE! | 0 | 0 | 0.20123 | 0.20123 | #VALUE! | #VALUE! | #VALUE! | #VALUE! | 0 | 0 | 0.20123 | 0.20123 | #VALUE! | #VALUE! | #VALUE! | #VALUE! | 0 | 0 | 0.20123 | 0.20123 | #VALUE! | #VALUE! |  |  |  | #VALUE! | #VALUE! | #VALUE! | #VALUE! | #VALUE! | #VALUE! | #VALUE!
Thursday | 8 | 25 | 5 | 5669 | 0 | 0 | 0 | 0 | 0 | 0 | 0 | 0 | 0 | 0 | 0 | 0 | 0 | 0 | 0 | 0 | 0 | 0 | 0 | 0 | 0 | 0 | 0 | 0 | 0 | 0 | 0 | 0 | 0 | 0 | 0 | 0 | 0 | 0 | 0 | 0 | 0 | 0 | 0 | 0 |  | 0 | 0 | 0 |  | #VALUE! | #VALUE! | #VALUE! | #VALUE! |  |  | #VALUE! | #VALUE! | 0 | 0 | 0.20123 | 0.20123 | #VALUE! | #VALUE! | #VALUE! | #VALUE! | 0 | 0 | 0.20123 | 0.20123 | #VALUE! | #VALUE! | #VALUE! | #VALUE! | 0 | 0 | 0.20123 | 0.20123 | #VALUE! | #VALUE! |  |  |  | #VALUE! | #VALUE! | #VALUE! | #VALUE! | #VALUE! | #VALUE! | #VALUE!
Thursday | 8 | 25 | 6 | 5670 | 0 | 0 | 0 | 0 | 0 | 0 | 0 | 0 | 0 | 0 | 0 | 0 | 0 | 0 | 0 | 0 | 0 | 0 | 0 | 0 | 0 | 0 | 0 | 0 | 0 | 0 | 0 | 0 | 0 | 0 | 0 | 0 | 0 | 0 | 0 | 0 | 0 | 0 | 0 | 0 |  | 0 | 0 | 0 |  | #VALUE! | #VALUE! | #VALUE! | #VALUE! |  |  | #VALUE! | #VALUE! | 0 | 0 | 0.20123 | 0.20123 | #VALUE! | #VALUE! | #VALUE! | #VALUE! | 0 | 0 | 0.20123 | 0.20123 | #VALUE! | #VALUE! | #VALUE! | #VALUE! | 0 | 0 | 0.20123 | 0.20123 | #VALUE! | #VALUE! |  |  |  | #VALUE! | #VALUE! | #VALUE! | #VALUE! | #VALUE! | #VALUE! | #VALUE!
Thursday | 8 | 25 | 7 | 5671 | 0 | 0 | 0 | 0 | 0 | 0 | 0 | 0 | 0 | 0 | 0 | 0 | 0 | 0 | 0 | 0 | 0 | 0 | 0 | 0 | 0 | 0 | 0 | 0 | 0.0042458 | 0 | 0 | 0 | 0 | 0 | 0 | 0 | 0 | 0 | 0 | 0 | 0 | 0 | 0 | 0 |  | 0 | 0 | 0 |  | #VALUE! | #VALUE! | #VALUE! | #VALUE! |  |  | #VALUE! | #VALUE! | 0 | 0 | 0.20123 | 0.20123 | #VALUE! | #VALUE! | #VALUE! | #VALUE! | 0 | 0 | 0.20123 | 0.20123 | #VALUE! | #VALUE! | #VALUE! | #VALUE! | 0 | 0 | 0.20123 | 0.20123 | #VALUE! | #VALUE! |  |  |  | #VALUE! | #VALUE! | #VALUE! | #VALUE! | #VALUE! | #VALUE! | #VALUE!
Thursday | 8 | 25 | 8 | 5672 | 0 | 0 | 0 | 0 | 0 | 0 | 0 | 0 | 0 | 0 | 0 | 0 | 0 | 0 | 0 | 0 | 0 | 0 | 0 | 0 | 0 | 0 | 0 | 0 | 0.023375 | 0 | 0 | 0.012214 | 0.042 | 0 | 0 | 0 | 0 | 0 | 0 | 0 | 0 | 0 | 0 | 0 |  | 0 | 0 | 0 |  | #VALUE! | #VALUE! | #VALUE! | #VALUE! |  |  | #VALUE! | #VALUE! | 0 | 0 | 0.20123 | 0.20123 | #VALUE! | #VALUE! | #VALUE! | #VALUE! | 0 | 0 | 0.20123 | 0.20123 | #VALUE! | #VALUE! | #VALUE! | #VALUE! | 0 | 0 | 0.20123 | 0.20123 | #VALUE! | #VALUE! |  |  |  | #VALUE! | #VALUE! | #VALUE! | #VALUE! | #VALUE! | #VALUE! | #VALUE!
Thursday | 8 | 25 | 9 | 5673 | 0 | 0 | 0 | 0 | 0 | 0 | 0 | 0 | 0 | 0 | 0 | 0 | 0 | 0 | 0 | 0 | 0 | 0 | 0 | 0 | 0 | 0 | 0 | 0 | 0.024189 | 0 | 0.0002197 | 0.039656 | 0.134 | 0 | 0 | 0 | 0 | 0 | 0 | 0 | 0 | 0 | 0 | 0 |  | 0 | 0 | 0 |  | #VALUE! | #VALUE! | #VALUE! | #VALUE! |  |  | #VALUE! | #VALUE! | 0 | 0 | 0.20123 | 0.20123 | #VALUE! | #VALUE! | #VALUE! | #VALUE! | 0 | 0 | 0.20123 | 0.20123 | #VALUE! | #VALUE! | #VALUE! | #VALUE! | 0 | 0 | 0.20123 | 0.20123 | #VALUE! | #VALUE! |  |  |  | #VALUE! | #VALUE! | #VALUE! | #VALUE! | #VALUE! | #VALUE! | #VALUE!
Thursday | 8 | 25 | 10 | 5674 | 0 | 0 | 0 | 0 | 0 | 0 | 0 | 0 | 0 | 0 | 0 | 0 | 0 | 0 | 0 | 0 | 0 | 0 | 0 | 0 | 0 | 0 | 0 | 0.0044659 | 0.027259 | 0.001 | 0.0012257 | 0.092022 | 0.198 | 0 | 0 | 0 | 0 | 0 | 0 | 0 | 0 | 0 | 0 | 0 |  | 0 | 0 | 0 |  | #VALUE! | #VALUE! | #VALUE! | #VALUE! |  |  | #VALUE! | #VALUE! | 0 | 0 | 0.20123 | 0.20123 | #VALUE! | #VALUE! | #VALUE! | #VALUE! | 0 | 0 | 0.20123 | 0.20123 | #VALUE! | #VALUE! | #VALUE! | #VALUE! | 0 | 0 | 0.20123 | 0.20123 | #VALUE! | #VALUE! |  |  |  | #VALUE! | #VALUE! | #VALUE! | #VALUE! | #VALUE! | #VALUE! | #VALUE!
Thursday | 8 | 25 | 11 | 5675 | 0 | 0 | 0 | 0 | 0 | 0 | 0 | 0 | 0 | 0 | 0 | 0 | 0 | 0 | 0 | 0 | 0 | 0 | 0 | 0 | 0 | 0 | 0.010917 | 0.021215 | 0.028955 | 0.01825 | 0.0015726 | 0.12153 | 0.215 | 0 | 0 | 0 | 0 | 0 | 0 | 0 | 0 | 0 | 0 | 0 |  | 0 | 0 | 0 |  | #VALUE! | #VALUE! | #VALUE! | #VALUE! |  |  | #VALUE! | #VALUE! | 0 | 0 | 0.20123 | 0.20123 | #VALUE! | #VALUE! | #VALUE! | #VALUE! | 0 | 0 | 0.20123 | 0.20123 | #VALUE! | #VALUE! | #VALUE! | #VALUE! | 0 | 0 | 0.20123 | 0.20123 | #VALUE! | #VALUE! |  |  |  | #VALUE! | #VALUE! | #VALUE! | #VALUE! | #VALUE! | #VALUE! | #VALUE!
Thursday | 8 | 25 | 12 | 5676 | 0 | 0 | 0 | 0 | 0 | 0 | 0 | 0 | 0 | 0 | 0 | 0 | 0 | 0 | 0 | 0 | 0 | 0 | 0 | 0 | 0 | 0 | 0.03125 | 0.031519 | 0.033913 | 0.0555 | 0.0016051 | 0.1318 | 0.215 | 0 | 0 | 0 | 0 | 0 | 0 | 0 | 0 | 0 | 0 | 0 |  | 0 | 0 | 0 |  | #VALUE! | #VALUE! | #VALUE! | #VALUE! |  |  | #VALUE! | #VALUE! | 0 | 0 | 0.20123 | 0.20123 | #VALUE! | #VALUE! | #VALUE! | #VALUE! | 0 | 0 | 0.20123 | 0.20123 | #VALUE! | #VALUE! | #VALUE! | #VALUE! | 0 | 0 | 0.20123 | 0.20123 | #VALUE! | #VALUE! |  |  |  | #VALUE! | #VALUE! | #VALUE! | #VALUE! | #VALUE! | #VALUE! | #VALUE!
Thursday | 8 | 25 | 13 | 5677 | 0 | 0 | 0 | 0 | 0 | 0 | 0 | 0 | 0 | 0 | 0 | 0 | 0 | 0 | 0 | 0 | 0 | 0 | 0 | 0 | 0 | 0 | 0.05175 | 0.043228 | 0.037698 | 0.0465 | 0.0068189 | 0.14851 | 0.226 | 0 | 0 | 0 | 0 | 0 | 0 | 0 | 0 | 0 | 0 | 0 |  | 0 | 0 | 0 |  | #VALUE! | #VALUE! | #VALUE! | #VALUE! |  |  | #VALUE! | #VALUE! | 0 | 0 | 0.20123 | 0.20123 | #VALUE! | #VALUE! | #VALUE! | #VALUE! | 0 | 0 | 0.20123 | 0.20123 | #VALUE! | #VALUE! | #VALUE! | #VALUE! | 0 | 0 | 0.20123 | 0.20123 | #VALUE! | #VALUE! |  |  |  | #VALUE! | #VALUE! | #VALUE! | #VALUE! | #VALUE! | #VALUE! | #VALUE!
Thursday | 8 | 25 | 14 | 5678 | 0 | 0 | 0 | 0 | 0 | 0 | 0 | 0 | 0 | 0 | 0 | 0 | 0 | 0 | 0 | 0 | 0 | 0 | 0 | 0 | 0 | 0.0285 | 0.12508 | 0.11101 | 0.26051 | 0 | 0.026487 | 0.19305 | 0.249 | 0 | 0 | 0 | 0 | 0 | 0 | 0 | 0 | 0 | 0 | 0 |  | 0 | 0 | 0 |  | #VALUE! | #VALUE! | #VALUE! | #VALUE! |  |  | #VALUE! | #VALUE! | 0 | 0 | 0.20123 | 0.20123 | #VALUE! | #VALUE! | #VALUE! | #VALUE! | 0 | 0 | 0.20123 | 0.20123 | #VALUE! | #VALUE! | #VALUE! | #VALUE! | 0 | 0 | 0.20123 | 0.20123 | #VALUE! | #VALUE! |  |  |  | #VALUE! | #VALUE! | #VALUE! | #VALUE! | #VALUE! | #VALUE! | #VALUE!
Thursday | 8 | 25 | 15 | 5679 | 0 | 0 | 0 | 0 | 0 | 0 | 0 | 0 | 0 | 0 | 0 | 0 | 0 | 0 | 0 | 0 | 0 | 0 | 0 | 0 | 0 | 0.055 | 0.169 | 0.15646 | 0.23696 | 0 | 0.037596 | 0.21903 | 0.266 | 0 | 0 | 0 | 0 | 0 | 0 | 0 | 0 | 0 | 0 | 0 |  | 0 | 0 | 0 |  | #VALUE! | #VALUE! | #VALUE! | #VALUE! |  |  | #VALUE! | #VALUE! | 0 | 0 | 0.20123 | 0.20123 | #VALUE! | #VALUE! | #VALUE! | #VALUE! | 0 | 0 | 0.20123 | 0.20123 | #VALUE! | #VALUE! | #VALUE! | #VALUE! | 0 | 0 | 0.20123 | 0.20123 | #VALUE! | #VALUE! |  |  |  | #VALUE! | #VALUE! | #VALUE! | #VALUE! | #VALUE! | #VALUE! | #VALUE!
Thursday | 8 | 25 | 16 | 5680 | 0 | 0 | 0 | 0 | 0 | 0 | 0 | 0 | 0 | 0 | 0 | 0 | 0 | 0 | 0 | 0 | 0 | 0 | 0 | 0 | 0 | 0.095 | 0.2045 | 0.20072 | 0.23035 | 0 | 0.054165 | 0.25115 | 0.283 | 0 | 0 | 0 | 0 | 0 | 0 | 0 | 0 | 0 | 0 | 0 |  | 0 | 0 | 0 |  | #VALUE! | #VALUE! | #VALUE! | #VALUE! |  |  | #VALUE! | #VALUE! | 0 | 0 | 0.20123 | 0.20123 | #VALUE! | #VALUE! | #VALUE! | #VALUE! | 0 | 0 | 0.20123 | 0.20123 | #VALUE! | #VALUE! | #VALUE! | #VALUE! | 0 | 0 | 0.20123 | 0.20123 | #VALUE! | #VALUE! |  |  |  | #VALUE! | #VALUE! | #VALUE! | #VALUE! | #VALUE! | #VALUE! | #VALUE!
Thursday | 8 | 25 | 17 | 5681 | 0 | 0 | 0 | 0 | 0 | 0 | 0 | 0 | 0 | 0 | 0 | 0 | 0 | 0 | 0 | 0 | 0 | 0 | 0 | 0 | 0 | 0.066 | 0.17117 | 0.17131 | 0.18725 | 0 | 0.060101 | 0.23063 | 0.266 | 0 | 0 | 0 | 0 | 0 | 0 | 0 | 0 | 0 | 0 | 0 |  | 0 | 0 | 0 |  | #VALUE! | #VALUE! | #VALUE! | #VALUE! |  |  | #VALUE! | #VALUE! | 0 | 0 | 0.20123 | 0.20123 | #VALUE! | #VALUE! | #VALUE! | #VALUE! | 0 | 0 | 0.20123 | 0.20123 | #VALUE! | #VALUE! | #VALUE! | #VALUE! | 0 | 0 | 0.20123 | 0.20123 | #VALUE! | #VALUE! |  |  |  | #VALUE! | #VALUE! | #VALUE! | #VALUE! | #VALUE! | #VALUE! | #VALUE!
Thursday | 8 | 25 | 18 | 5682 | 0 | 0 | 0 | 0 | 0 | 0 | 0 | 0 | 0 | 0 | 0 | 0 | 0 | 0 | 0 | 0 | 0 | 0 | 0 | 0 | 0 | 0.0245 | 0.097083 | 0.099065 | 0.076262 | 0 | 0.027778 | 0.18101 | 0.232 | 0 | 0 | 0 | 0 | 0 | 0 | 0 | 0 | 0 | 0 | 0 |  | 0 | 0 | 0 |  | #VALUE! | #VALUE! | #VALUE! | #VALUE! |  |  | #VALUE! | #VALUE! | 0 | 0 | 0.20123 | 0.20123 | #VALUE! | #VALUE! | #VALUE! | #VALUE! | 0 | 0 | 0.20123 | 0.20123 | #VALUE! | #VALUE! | #VALUE! | #VALUE! | 0 | 0 | 0.20123 | 0.20123 | #VALUE! | #VALUE! |  |  |  | #VALUE! | #VALUE! | #VALUE! | #VALUE! | #VALUE! | #VALUE! | #VALUE!
Thursday | 8 | 25 | 19 | 5683 | 0 | 0 | 0 | 0 | 0 | 0 | 0 | 0 | 0 | 0 | 0 | 0 | 0 | 0 | 0 | 0 | 0 | 0 | 0 | 0 | 0 | 0 | 0.0013333 | 0.014857 | 0.027135 | 0 | 0.00097132 | 0.1088 | 0.18 | 0 | 0 | 0 | 0 | 0 | 0 | 0 | 0 | 0 | 0 | 0 |  | 0 | 0 | 0 |  | #VALUE! | #VALUE! | #VALUE! | #VALUE! |  |  | #VALUE! | #VALUE! | 0 | 0 | 0.20123 | 0.20123 | #VALUE! | #VALUE! | #VALUE! | #VALUE! | 0 | 0 | 0.20123 | 0.20123 | #VALUE! | #VALUE! | #VALUE! | #VALUE! | 0 | 0 | 0.20123 | 0.20123 | #VALUE! | #VALUE! |  |  |  | #VALUE! | #VALUE! | #VALUE! | #VALUE! | #VALUE! | #VALUE! | #VALUE!
Thursday | 8 | 25 | 20 | 5684 | 0 | 0 | 0 | 0 | 0 | 0 | 0 | 0 | 0 | 0 | 0 | 0 | 0 | 0 | 0 | 0 | 0 | 0 | 0 | 0 | 0 | 0 | 0 | 0.00046875 | 0.029377 | 0 | 0.00028908 | 0.070497 | 0.145 | 0 | 0 | 0 | 0 | 0 | 0 | 0 | 0 | 0 | 0 | 0 |  | 0 | 0 | 0 |  | #VALUE! | #VALUE! | #VALUE! | #VALUE! |  |  | #VALUE! | #VALUE! | 0 | 0 | 0.20123 | 0.20123 | #VALUE! | #VALUE! | #VALUE! | #VALUE! | 0 | 0 | 0.20123 | 0.20123 | #VALUE! | #VALUE! | #VALUE! | #VALUE! | 0 | 0 | 0.20123 | 0.20123 | #VALUE! | #VALUE! |  |  |  | #VALUE! | #VALUE! | #VALUE! | #VALUE! | #VALUE! | #VALUE! | #VALUE!
Thursday | 8 | 25 | 21 | 5685 | 0 | 0 | 0 | 0 | 0 | 0 | 0 | 0 | 0 | 0 | 0 | 0 | 0 | 0 | 0 | 0 | 0 | 0 | 0 | 0 | 0 | 0 | 0 | 0 | 0.027747 | 0 | 0.00027752 | 0.065903 | 0.145 | 0 | 0 | 0 | 0 | 0 | 0 | 0 | 0 | 0 | 0 | 0 |  | 0 | 0 | 0 |  | #VALUE! | #VALUE! | #VALUE! | #VALUE! |  |  | #VALUE! | #VALUE! | 0 | 0 | 0.20123 | 0.20123 | #VALUE! | #VALUE! | #VALUE! | #VALUE! | 0 | 0 | 0.20123 | 0.20123 | #VALUE! | #VALUE! | #VALUE! | #VALUE! | 0 | 0 | 0.20123 | 0.20123 | #VALUE! | #VALUE! |  |  |  | #VALUE! | #VALUE! | #VALUE! | #VALUE! | #VALUE! | #VALUE! | #VALUE!
Thursday | 8 | 25 | 22 | 5686 | 0 | 0 | 0 | 0 | 0 | 0 | 0 | 0 | 0 | 0 | 0 | 0 | 0 | 0 | 0 | 0 | 0 | 0 | 0 | 0 | 0 | 0 | 0 | 0 | 0.025097 | 0 | 0.00027752 | 0.062993 | 0.145 | 0 | 0 | 0 | 0 | 0 | 0 | 0 | 0 | 0 | 0 | 0 |  | 0 | 0 | 0 |  | #VALUE! | #VALUE! | #VALUE! | #VALUE! |  |  | #VALUE! | #VALUE! | 0 | 0 | 0.20123 | 0.20123 | #VALUE! | #VALUE! | #VALUE! | #VALUE! | 0 | 0 | 0.20123 | 0.20123 | #VALUE! | #VALUE! | #VALUE! | #VALUE! | 0 | 0 | 0.20123 | 0.20123 | #VALUE! | #VALUE! |  |  |  | #VALUE! | #VALUE! | #VALUE! | #VALUE! | #VALUE! | #VALUE! | #VALUE!
Thursday | 8 | 25 | 23 | 5687 | 0 | 0 | 0 | 0 | 0 | 0 | 0 | 0 | 0 | 0 | 0 | 0 | 0 | 0 | 0 | 0 | 0 | 0 | 0 | 0 | 0 | 0 | 0 | 0 | 0.012039 | 0 | 0 | 0.00031724 | 0.002 | 0 | 0 | 0 | 0 | 0 | 0 | 0 | 0 | 0 | 0 | 0 |  | 0 | 0 | 0 |  | #VALUE! | #VALUE! | #VALUE! | #VALUE! |  |  | #VALUE! | #VALUE! | 0 | 0 | 0.20123 | 0.20123 | #VALUE! | #VALUE! | #VALUE! | #VALUE! | 0 | 0 | 0.20123 | 0.20123 | #VALUE! | #VALUE! | #VALUE! | #VALUE! | 0 | 0 | 0.20123 | 0.20123 | #VALUE! | #VALUE! |  |  |  | #VALUE! | #VALUE! | #VALUE! | #VALUE! | #VALUE! | #VALUE! | #VALUE!
Thursday | 8 | 25 | 24 | 5688 | 0 | 0 | 0 | 0 | 0 | 0 | 0 | 0 | 0 | 0 | 0 | 0 | 0 | 0 | 0 | 0 | 0 | 0 | 0 | 0 | 0 | 0 | 0 | 0 | 0 | 0 | 0 | 0 | 0 | 0 | 0 | 0 | 0 | 0 | 0 | 0 | 0 | 0 | 0 | 0 |  | 0 | 0 | 0 |  | #VALUE! | #VALUE! | #VALUE! | #VALUE! |  |  | #VALUE! | #VALUE! | 0 | 0 | 0.20123 | 0.20123 | #VALUE! | #VALUE! | #VALUE! | #VALUE! | 0 | 0 | 0.20123 | 0.20123 | #VALUE! | #VALUE! | #VALUE! | #VALUE! | 0 | 0 | 0.20123 | 0.20123 | #VALUE! | #VALUE! |  |  |  | #VALUE! | #VALUE! | #VALUE! | #VALUE! | #VALUE! | #VALUE! | #VALUE!
Friday | 8 | 26 | 1 | 5689 | 0 | 0 | 0 | 0 | 0 | 0 | 0 | 0 | 0 | 0 | 0 | 0 | 0 | 0 | 0 | 0 | 0 | 0 | 0 | 0 | 0 | 0 | 0 | 0 | 0.0033361 | 0 | 0 | 0 | 0 | 0 | 0 | 0 | 0 | 0 | 0 | 0 | 0 | 0 | 0 | 0 |  | 0 | 0 | 0 |  | #VALUE! | #VALUE! | #VALUE! | #VALUE! |  |  | #VALUE! | #VALUE! | 0 | 0 | 0.20123 | 0.20123 | #VALUE! | #VALUE! | #VALUE! | #VALUE! | 0 | 0 | 0.20123 | 0.20123 | #VALUE! | #VALUE! | #VALUE! | #VALUE! | 0 | 0 | 0.20123 | 0.20123 | #VALUE! | #VALUE! |  |  |  | #VALUE! | #VALUE! | #VALUE! | #VALUE! | #VALUE! | #VALUE! | #VALUE!
Friday | 8 | 26 | 2 | 5690 | 0 | 0 | 0 | 0 | 0 | 0 | 0 | 0 | 0 | 0 | 0 | 0 | 0 | 0 | 0 | 0 | 0 | 0 | 0 | 0 | 0 | 0 | 0 | 0 | 0 | 0 | 0 | 0 | 0 | 0 | 0 | 0 | 0 | 0 | 0 | 0 | 0 | 0 | 0 | 0 |  | 0 | 0 | 0 |  | #VALUE! | #VALUE! | #VALUE! | #VALUE! |  |  | #VALUE! | #VALUE! | 0 | 0 | 0.20123 | 0.20123 | #VALUE! | #VALUE! | #VALUE! | #VALUE! | 0 | 0 | 0.20123 | 0.20123 | #VALUE! | #VALUE! | #VALUE! | #VALUE! | 0 | 0 | 0.20123 | 0.20123 | #VALUE! | #VALUE! |  |  |  | #VALUE! | #VALUE! | #VALUE! | #VALUE! | #VALUE! | #VALUE! | #VALUE!
Friday | 8 | 26 | 3 | 5691 | 0 | 0 | 0 | 0 | 0 | 0 | 0 | 0 | 0 | 0 | 0 | 0 | 0 | 0 | 0 | 0 | 0 | 0 | 0 | 0 | 0 | 0 | 0 | 0 | 0 | 0 | 0 | 0 | 0 | 0 | 0 | 0 | 0 | 0 | 0 | 0 | 0 | 0 | 0 | 0 |  | 0 | 0 | 0 |  | #VALUE! | #VALUE! | #VALUE! | #VALUE! |  |  | #VALUE! | #VALUE! | 0 | 0 | 0.20123 | 0.20123 | #VALUE! | #VALUE! | #VALUE! | #VALUE! | 0 | 0 | 0.20123 | 0.20123 | #VALUE! | #VALUE! | #VALUE! | #VALUE! | 0 | 0 | 0.20123 | 0.20123 | #VALUE! | #VALUE! |  |  |  | #VALUE! | #VALUE! | #VALUE! | #VALUE! | #VALUE! | #VALUE! | #VALUE!
Friday | 8 | 26 | 4 | 5692 | 0 | 0 | 0 | 0 | 0 | 0 | 0 | 0 | 0 | 0 | 0 | 0 | 0 | 0 | 0 | 0 | 0 | 0 | 0 | 0 | 0 | 0 | 0 | 0 | 0 | 0 | 0 | 0 | 0 | 0 | 0 | 0 | 0 | 0 | 0 | 0 | 0 | 0 | 0 | 0 |  | 0 | 0 | 0 |  | #VALUE! | #VALUE! | #VALUE! | #VALUE! |  |  | #VALUE! | #VALUE! | 0 | 0 | 0.20123 | 0.20123 | #VALUE! | #VALUE! | #VALUE! | #VALUE! | 0 | 0 | 0.20123 | 0.20123 | #VALUE! | #VALUE! | #VALUE! | #VALUE! | 0 | 0 | 0.20123 | 0.20123 | #VALUE! | #VALUE! |  |  |  | #VALUE! | #VALUE! | #VALUE! | #VALUE! | #VALUE! | #VALUE! | #VALUE!
Friday | 8 | 26 | 5 | 5693 | 0 | 0 | 0 | 0 | 0 | 0 | 0 | 0 | 0 | 0 | 0 | 0 | 0 | 0 | 0 | 0 | 0 | 0 | 0 | 0 | 0 | 0 | 0 | 0 | 0 | 0 | 0 | 0 | 0 | 0 | 0 | 0 | 0 | 0 | 0 | 0 | 0 | 0 | 0 | 0 |  | 0 | 0 | 0 |  | #VALUE! | #VALUE! | #VALUE! | #VALUE! |  |  | #VALUE! | #VALUE! | 0 | 0 | 0.20123 | 0.20123 | #VALUE! | #VALUE! | #VALUE! | #VALUE! | 0 | 0 | 0.20123 | 0.20123 | #VALUE! | #VALUE! | #VALUE! | #VALUE! | 0 | 0 | 0.20123 | 0.20123 | #VALUE! | #VALUE! |  |  |  | #VALUE! | #VALUE! | #VALUE! | #VALUE! | #VALUE! | #VALUE! | #VALUE!
Friday | 8 | 26 | 6 | 5694 | 0 | 0 | 0 | 0 | 0 | 0 | 0 | 0 | 0 | 0 | 0 | 0 | 0 | 0 | 0 | 0 | 0 | 0 | 0 | 0 | 0 | 0 | 0 | 0 | 0 | 0 | 0 | 0 | 0 | 0 | 0 | 0 | 0 | 0 | 0 | 0 | 0 | 0 | 0 | 0 |  | 0 | 0 | 0 |  | #VALUE! | #VALUE! | #VALUE! | #VALUE! |  |  | #VALUE! | #VALUE! | 0 | 0 | 0.20123 | 0.20123 | #VALUE! | #VALUE! | #VALUE! | #VALUE! | 0 | 0 | 0.20123 | 0.20123 | #VALUE! | #VALUE! | #VALUE! | #VALUE! | 0 | 0 | 0.20123 | 0.20123 | #VALUE! | #VALUE! |  |  |  | #VALUE! | #VALUE! | #VALUE! | #VALUE! | #VALUE! | #VALUE! | #VALUE!
Friday | 8 | 26 | 7 | 5695 | 0 | 0 | 0 | 0 | 0 | 0 | 0 | 0 | 0 | 0 | 0 | 0 | 0 | 0 | 0 | 0 | 0 | 0 | 0 | 0 | 0 | 0 | 0 | 0 | 0.011615 | 0 | 0 | 0 | 0 | 0 | 0 | 0 | 0 | 0 | 0 | 0 | 0 | 0 | 0 | 0 |  | 0 | 0 | 0 |  | #VALUE! | #VALUE! | #VALUE! | #VALUE! |  |  | #VALUE! | #VALUE! | 0 | 0 | 0.20123 | 0.20123 | #VALUE! | #VALUE! | #VALUE! | #VALUE! | 0 | 0 | 0.20123 | 0.20123 | #VALUE! | #VALUE! | #VALUE! | #VALUE! | 0 | 0 | 0.20123 | 0.20123 | #VALUE! | #VALUE! |  |  |  | #VALUE! | #VALUE! | #VALUE! | #VALUE! | #VALUE! | #VALUE! | #VALUE!
Friday | 8 | 26 | 8 | 5696 | 0 | 0 | 0 | 0 | 0 | 0 | 0 | 0 | 0 | 0 | 0 | 0 | 0 | 0 | 0 | 0 | 0 | 0 | 0 | 0 | 0 | 0 | 0 | 0 | 0.028011 | 0 | 0.011548 | 0.015228 | 0.068 | 0 | 0 | 0 | 0 | 0 | 0 | 0 | 0 | 0 | 0 | 0 |  | 0 | 0 | 0 |  | #VALUE! | #VALUE! | #VALUE! | #VALUE! |  |  | #VALUE! | #VALUE! | 0 | 0 | 0.20123 | 0.20123 | #VALUE! | #VALUE! | #VALUE! | #VALUE! | 0 | 0 | 0.20123 | 0.20123 | #VALUE! | #VALUE! | #VALUE! | #VALUE! | 0 | 0 | 0.20123 | 0.20123 | #VALUE! | #VALUE! |  |  |  | #VALUE! | #VALUE! | #VALUE! | #VALUE! | #VALUE! | #VALUE! | #VALUE!
Friday | 8 | 26 | 9 | 5697 | 0 | 0 | 0 | 0 | 0 | 0 | 0 | 0 | 0 | 0 | 0 | 0 | 0 | 0 | 0 | 0 | 0 | 0 | 0 | 0 | 0 | 0 | 0 | 0.0061136 | 0.025755 | 0 | 0.10438 | 0.10055 | 0.214 | 0 | 0 | 0 | 0 | 0 | 0 | 0 | 0 | 0 | 0 | 0 |  | 0 | 0 | 0 |  | #VALUE! | #VALUE! | #VALUE! | #VALUE! |  |  | #VALUE! | #VALUE! | 0 | 0 | 0.20123 | 0.20123 | #VALUE! | #VALUE! | #VALUE! | #VALUE! | 0 | 0 | 0.20123 | 0.20123 | #VALUE! | #VALUE! | #VALUE! | #VALUE! | 0 | 0 | 0.20123 | 0.20123 | #VALUE! | #VALUE! |  |  |  | #VALUE! | #VALUE! | #VALUE! | #VALUE! | #VALUE! | #VALUE! | #VALUE!
Friday | 8 | 26 | 10 | 5698 | 0 | 0 | 0 | 0 | 0 | 0 | 0 | 0 | 0 | 0 | 0 | 0 | 0 | 0 | 0 | 0 | 0 | 0 | 0 | 0 | 0 | 0.019 | 0.112 | 0.12381 | 0.31254 | 0.0185 | 0.0029118 | 0.19423 | 0.283 | 0 | 0 | 0 | 0 | 0 | 0 | 0 | 0 | 0 | 0 | 0 |  | 0 | 0 | 0 |  | #VALUE! | #VALUE! | #VALUE! | #VALUE! |  |  | #VALUE! | #VALUE! | 0 | 0 | 0.20123 | 0.20123 | #VALUE! | #VALUE! | #VALUE! | #VALUE! | 0 | 0 | 0.20123 | 0.20123 | #VALUE! | #VALUE! | #VALUE! | #VALUE! | 0 | 0 | 0.20123 | 0.20123 | #VALUE! | #VALUE! |  |  |  | #VALUE! | #VALUE! | #VALUE! | #VALUE! | #VALUE! | #VALUE! | #VALUE!
Friday | 8 | 26 | 11 | 5699 | 0 | 0 | 0 | 0 | 0 | 0 | 0 | 0 | 0 | 0 | 0 | 0 | 0 | 0 | 0 | 0 | 0 | 0 | 0 | 0 | 0 | 0.069 | 0.16933 | 0.17915 | 0.30708 | 0.067 | 0.12525 | 0.22942 | 0.3 | 0 | 0 | 0 | 0 | 0 | 0 | 0 | 0 | 0 | 0 | 0 |  | 0 | 0 | 0 |  | #VALUE! | #VALUE! | #VALUE! | #VALUE! |  |  | #VALUE! | #VALUE! | 0 | 0 | 0.20123 | 0.20123 | #VALUE! | #VALUE! | #VALUE! | #VALUE! | 0 | 0 | 0.20123 | 0.20123 | #VALUE! | #VALUE! | #VALUE! | #VALUE! | 0 | 0 | 0.20123 | 0.20123 | #VALUE! | #VALUE! |  |  |  | #VALUE! | #VALUE! | #VALUE! | #VALUE! | #VALUE! | #VALUE! | #VALUE!
Friday | 8 | 26 | 12 | 5700 | 0 | 0 | 0 | 0 | 0 | 0 | 0 | 0 | 0 | 0 | 0 | 0 | 0 | 0 | 0 | 0 | 0 | 0 | 0 | 0 | 0 | 0.2395 | 0.1925 | 0.2035 | 0.31225 | 0.14125 | 0.15018 | 0.26729 | 0.3 | 0 | 0 | 0 | 0 | 0 | 0 | 0 | 0 | 0 | 0 | 0 |  | 0 | 0 | 0 |  | #VALUE! | #VALUE! | #VALUE! | #VALUE! |  |  | #VALUE! | #VALUE! | 0 | 0 | 0.20123 | 0.20123 | #VALUE! | #VALUE! | #VALUE! | #VALUE! | 0 | 0 | 0.20123 | 0.20123 | #VALUE! | #VALUE! | #VALUE! | #VALUE! | 0 | 0 | 0.20123 | 0.20123 | #VALUE! | #VALUE! |  |  |  | #VALUE! | #VALUE! | #VALUE! | #VALUE! | #VALUE! | #VALUE! | #VALUE!
Friday | 8 | 26 | 13 | 5701 | 0 | 0 | 0 | 0 | 0 | 0 | 0 | 0 | 0 | 0 | 0 | 0 | 0 | 0 | 0 | 0 | 0 | 0 | 0 | 0 | 0 | 0.1385 | 0.2425 | 0.24843 | 0.3166 | 0.31525 | 0.053398 | 0.27847 | 0.319 | 0 | 0 | 0 | 0 | 0 | 0 | 0 | 0 | 0 | 0 | 0 |  | 0 | 0 | 0 |  | #VALUE! | #VALUE! | #VALUE! | #VALUE! |  |  | #VALUE! | #VALUE! | 0 | 0 | 0.20123 | 0.20123 | #VALUE! | #VALUE! | #VALUE! | #VALUE! | 0 | 0 | 0.20123 | 0.20123 | #VALUE! | #VALUE! | #VALUE! | #VALUE! | 0 | 0 | 0.20123 | 0.20123 | #VALUE! | #VALUE! |  |  |  | #VALUE! | #VALUE! | #VALUE! | #VALUE! | #VALUE! | #VALUE! | #VALUE!
Friday | 8 | 26 | 14 | 5702 | 0 | 0 | 0 | 0 | 0 | 0 | 0 | 0 | 0 | 0 | 0 | 0 | 0 | 0 | 0 | 0 | 0 | 0 | 0 | 0 | 0 | 0.2245 | 0.32392 | 0.33478 | 0.32916 | 0.36525 | 0.12933 | 0.34836 | 0.356 | 0 | 0 | 0 | 0 | 0 | 0 | 0 | 0 | 0 | 0 | 0 |  | 0 | 0 | 0 |  | #VALUE! | #VALUE! | #VALUE! | #VALUE! |  |  | #VALUE! | #VALUE! | 0 | 0 | 0.20123 | 0.20123 | #VALUE! | #VALUE! | #VALUE! | #VALUE! | 0 | 0 | 0.20123 | 0.20123 | #VALUE! | #VALUE! | #VALUE! | #VALUE! | 0 | 0 | 0.20123 | 0.20123 | #VALUE! | #VALUE! |  |  |  | #VALUE! | #VALUE! | #VALUE! | #VALUE! | #VALUE! | #VALUE! | #VALUE!
Friday | 8 | 26 | 15 | 5703 | 0 | 0 | 0 | 0 | 0 | 0 | 0 | 0 | 0 | 0 | 0 | 0 | 0 | 0 | 0 | 0 | 0 | 0 | 0 | 0 | 0 | 0.2035 | 0.302 | 0.30878 | 0.30582 | 0.4145 | 0.18282 | 0.33178 | 0.338 | 0 | 0 | 0 | 0 | 0 | 0 | 0 | 0 | 0 | 0 | 0 |  | 0 | 0 | 0 |  | #VALUE! | #VALUE! | #VALUE! | #VALUE! |  |  | #VALUE! | #VALUE! | 0 | 0 | 0.20123 | 0.20123 | #VALUE! | #VALUE! | #VALUE! | #VALUE! | 0 | 0 | 0.20123 | 0.20123 | #VALUE! | #VALUE! | #VALUE! | #VALUE! | 0 | 0 | 0.20123 | 0.20123 | #VALUE! | #VALUE! |  |  |  | #VALUE! | #VALUE! | #VALUE! | #VALUE! | #VALUE! | #VALUE! | #VALUE!
Friday | 8 | 26 | 16 | 5704 | 0 | 0 | 0 | 0 | 0 | 0 | 0 | 0 | 0 | 0 | 0 | 0 | 0 | 0 | 0 | 0 | 0 | 0 | 0 | 0 | 0 | 0.1765 | 0.27142 | 0.27815 | 0.27764 | 0.37875 | 0.21104 | 0.31019 | 0.319 | 0 | 0 | 0 | 0 | 0 | 0 | 0 | 0 | 0 | 0 | 0 |  | 0 | 0 | 0 |  | #VALUE! | #VALUE! | #VALUE! | #VALUE! |  |  | #VALUE! | #VALUE! | 0 | 0 | 0.20123 | 0.20123 | #VALUE! | #VALUE! | #VALUE! | #VALUE! | 0 | 0 | 0.20123 | 0.20123 | #VALUE! | #VALUE! | #VALUE! | #VALUE! | 0 | 0 | 0.20123 | 0.20123 | #VALUE! | #VALUE! |  |  |  | #VALUE! | #VALUE! | #VALUE! | #VALUE! | #VALUE! | #VALUE! | #VALUE!
Friday | 8 | 26 | 17 | 5705 | 0 | 0 | 0 | 0 | 0 | 0 | 0 | 0 | 0 | 0 | 0 | 0 | 0 | 0 | 0 | 0 | 0 | 0 | 0 | 0 | 0 | 0.18 | 0.266 | 0.2789 | 0.26122 | 0.375 | 0.23133 | 0.31231 | 0.319 | 0 | 0 | 0 | 0 | 0 | 0 | 0 | 0 | 0 | 0 | 0 |  | 0 | 0 | 0 |  | #VALUE! | #VALUE! | #VALUE! | #VALUE! |  |  | #VALUE! | #VALUE! | 0 | 0 | 0.20123 | 0.20123 | #VALUE! | #VALUE! | #VALUE! | #VALUE! | 0 | 0 | 0.20123 | 0.20123 | #VALUE! | #VALUE! | #VALUE! | #VALUE! | 0 | 0 | 0.20123 | 0.20123 | #VALUE! | #VALUE! |  |  |  | #VALUE! | #VALUE! | #VALUE! | #VALUE! | #VALUE! | #VALUE! | #VALUE!
Friday | 8 | 26 | 18 | 5706 | 0 | 0 | 0 | 0 | 0 | 0 | 0 | 0 | 0 | 0 | 0 | 0 | 0 | 0 | 0 | 0 | 0 | 0 | 0 | 0 | 0 | 0.104 | 0.19108 | 0.1997 | 0.18287 | 0.344 | 0.18538 | 0.25492 | 0.283 | 0 | 0 | 0 | 0 | 0 | 0 | 0 | 0 | 0 | 0 | 0 |  | 0 | 0 | 0 |  | #VALUE! | #VALUE! | #VALUE! | #VALUE! |  |  | #VALUE! | #VALUE! | 0 | 0 | 0.20123 | 0.20123 | #VALUE! | #VALUE! | #VALUE! | #VALUE! | 0 | 0 | 0.20123 | 0.20123 | #VALUE! | #VALUE! | #VALUE! | #VALUE! | 0 | 0 | 0.20123 | 0.20123 | #VALUE! | #VALUE! |  |  |  | #VALUE! | #VALUE! | #VALUE! | #VALUE! | #VALUE! | #VALUE! | #VALUE!
Friday | 8 | 26 | 19 | 5707 | 0 | 0 | 0 | 0 | 0 | 0 | 0 | 0 | 0 | 0 | 0 | 0 | 0 | 0 | 0 | 0 | 0 | 0 | 0 | 0 | 0 | 0.0345 | 0.11108 | 0.11509 | 0.069867 | 0.36875 | 0.16095 | 0.19627 | 0.249 | 0 | 0 | 0 | 0 | 0 | 0 | 0 | 0 | 0 | 0 | 0 |  | 0 | 0 | 0 |  | #VALUE! | #VALUE! | #VALUE! | #VALUE! |  |  | #VALUE! | #VALUE! | 0 | 0 | 0.20123 | 0.20123 | #VALUE! | #VALUE! | #VALUE! | #VALUE! | 0 | 0 | 0.20123 | 0.20123 | #VALUE! | #VALUE! | #VALUE! | #VALUE! | 0 | 0 | 0.20123 | 0.20123 | #VALUE! | #VALUE! |  |  |  | #VALUE! | #VALUE! | #VALUE! | #VALUE! | #VALUE! | #VALUE! | #VALUE!
Friday | 8 | 26 | 20 | 5708 | 0 | 0 | 0 | 0 | 0 | 0 | 0 | 0 | 0 | 0 | 0 | 0 | 0 | 0 | 0 | 0 | 0 | 0 | 0 | 0 | 0 | 0.0045 | 0.062167 | 0.061448 | 0.051815 | 0.225 | 0.13797 | 0.16175 | 0.232 | 0 | 0 | 0 | 0 | 0 | 0 | 0 | 0 | 0 | 0 | 0 |  | 0 | 0 | 0 |  | #VALUE! | #VALUE! | #VALUE! | #VALUE! |  |  | #VALUE! | #VALUE! | 0 | 0 | 0.20123 | 0.20123 | #VALUE! | #VALUE! | #VALUE! | #VALUE! | 0 | 0 | 0.20123 | 0.20123 | #VALUE! | #VALUE! | #VALUE! | #VALUE! | 0 | 0 | 0.20123 | 0.20123 | #VALUE! | #VALUE! |  |  |  | #VALUE! | #VALUE! | #VALUE! | #VALUE! | #VALUE! | #VALUE! | #VALUE!
Friday | 8 | 26 | 21 | 5709 | 0 | 0 | 0 | 0 | 0 | 0 | 0 | 0 | 0 | 0 | 0 | 0 | 0 | 0 | 0 | 0 | 0 | 0 | 0 | 0 | 0 | 0 | 0.021 | 0.021258 | 0.02437 | 0.06525 | 0.13303 | 0.13421 | 0.215 | 0 | 0 | 0 | 0 | 0 | 0 | 0 | 0 | 0 | 0 | 0 |  | 0 | 0 | 0 |  | #VALUE! | #VALUE! | #VALUE! | #VALUE! |  |  | #VALUE! | #VALUE! | 0 | 0 | 0.20123 | 0.20123 | #VALUE! | #VALUE! | #VALUE! | #VALUE! | 0 | 0 | 0.20123 | 0.20123 | #VALUE! | #VALUE! | #VALUE! | #VALUE! | 0 | 0 | 0.20123 | 0.20123 | #VALUE! | #VALUE! |  |  |  | #VALUE! | #VALUE! | #VALUE! | #VALUE! | #VALUE! | #VALUE! | #VALUE!
Friday | 8 | 26 | 22 | 5710 | 0 | 0 | 0 | 0 | 0 | 0 | 0 | 0 | 0 | 0 | 0 | 0 | 0 | 0 | 0 | 0 | 0 | 0 | 0 | 0 | 0 | 0 | 0 | 0.0024716 | 0.026799 | 0.05525 | 0.10024 | 0.092949 | 0.18 | 0 | 0 | 0 | 0 | 0 | 0 | 0 | 0 | 0 | 0 | 0 |  | 0 | 0 | 0 |  | #VALUE! | #VALUE! | #VALUE! | #VALUE! |  |  | #VALUE! | #VALUE! | 0 | 0 | 0.20123 | 0.20123 | #VALUE! | #VALUE! | #VALUE! | #VALUE! | 0 | 0 | 0.20123 | 0.20123 | #VALUE! | #VALUE! | #VALUE! | #VALUE! | 0 | 0 | 0.20123 | 0.20123 | #VALUE! | #VALUE! |  |  |  | #VALUE! | #VALUE! | #VALUE! | #VALUE! | #VALUE! | #VALUE! | #VALUE!
Friday | 8 | 26 | 23 | 5711 | 0 | 0 | 0 | 0 | 0 | 0 | 0 | 0 | 0 | 0 | 0 | 0 | 0 | 0 | 0 | 0 | 0 | 0 | 0 | 0 | 0 | 0 | 0 | 0 | 0.027806 | 0.024 | 0.072286 | 0.050924 | 0.127 | 0 | 0 | 0 | 0 | 0 | 0 | 0 | 0 | 0 | 0 | 0 |  | 0 | 0 | 0 |  | #VALUE! | #VALUE! | #VALUE! | #VALUE! |  |  | #VALUE! | #VALUE! | 0 | 0 | 0.20123 | 0.20123 | #VALUE! | #VALUE! | #VALUE! | #VALUE! | 0 | 0 | 0.20123 | 0.20123 | #VALUE! | #VALUE! | #VALUE! | #VALUE! | 0 | 0 | 0.20123 | 0.20123 | #VALUE! | #VALUE! |  |  |  | #VALUE! | #VALUE! | #VALUE! | #VALUE! | #VALUE! | #VALUE! | #VALUE!
Friday | 8 | 26 | 24 | 5712 | 0 | 0 | 0 | 0 | 0 | 0 | 0 | 0 | 0 | 0 | 0 | 0 | 0 | 0 | 0 | 0 | 0 | 0 | 0 | 0 | 0 | 0 | 0 | 0 | 0.02309 | 0 | 0.08798 | 0.026047 | 0.092 | 0 | 0 | 0 | 0 | 0 | 0 | 0 | 0 | 0 | 0 | 0 |  | 0 | 0 | 0 |  | #VALUE! | #VALUE! | #VALUE! | #VALUE! |  |  | #VALUE! | #VALUE! | 0 | 0 | 0.20123 | 0.20123 | #VALUE! | #VALUE! | #VALUE! | #VALUE! | 0 | 0 | 0.20123 | 0.20123 | #VALUE! | #VALUE! | #VALUE! | #VALUE! | 0 | 0 | 0.20123 | 0.20123 | #VALUE! | #VALUE! |  |  |  | #VALUE! | #VALUE! | #VALUE! | #VALUE! | #VALUE! | #VALUE! | #VALUE!
Saturday | 8 | 27 | 1 | 5713 | 0 | 0 | 0 | 0 | 0 | 0 | 0 | 0 | 0 | 0 | 0 | 0 | 0 | 0 | 0 | 0 | 0 | 0 | 0 | 0 | 0 | 0 | 0 | 0 | 0.013659 | 0 | 0.083017 | 0.003331 | 0.02 | 0 | 0 | 0 | 0 | 0 | 0 | 0 | 0 | 0 | 0 | 0 |  | 0 | 0 | 0 |  | #VALUE! | #VALUE! | #VALUE! | #VALUE! |  |  | #VALUE! | #VALUE! | 0 | 0 | 0.20123 | 0.20123 | #VALUE! | #VALUE! | #VALUE! | #VALUE! | 0 | 0 | 0.20123 | 0.20123 | #VALUE! | #VALUE! | #VALUE! | #VALUE! | 0 | 0 | 0.20123 | 0.20123 | #VALUE! | #VALUE! |  |  |  | #VALUE! | #VALUE! | #VALUE! | #VALUE! | #VALUE! | #VALUE! | #VALUE!
Saturday | 8 | 27 | 2 | 5714 | 0 | 0 | 0 | 0 | 0 | 0 | 0 | 0 | 0 | 0 | 0 | 0 | 0 | 0 | 0 | 0 | 0 | 0 | 0 | 0 | 0 | 0 | 0 | 0 | 0.017273 | 0.00025 | 0.08672 | 0.0093501 | 0.056 | 0 | 0 | 0 | 0 | 0 | 0 | 0 | 0 | 0 | 0 | 0 |  | 0 | 0 | 0 |  | #VALUE! | #VALUE! | #VALUE! | #VALUE! |  |  | #VALUE! | #VALUE! | 0 | 0 | 0.20123 | 0.20123 | #VALUE! | #VALUE! | #VALUE! | #VALUE! | 0 | 0 | 0.20123 | 0.20123 | #VALUE! | #VALUE! | #VALUE! | #VALUE! | 0 | 0 | 0.20123 | 0.20123 | #VALUE! | #VALUE! |  |  |  | #VALUE! | #VALUE! | #VALUE! | #VALUE! | #VALUE! | #VALUE! | #VALUE!
Saturday | 8 | 27 | 3 | 5715 | 0 | 0 | 0 | 0 | 0 | 0 | 0 | 0 | 0 | 0 | 0 | 0 | 0 | 0 | 0 | 0 | 0 | 0 | 0 | 0 | 0 | 0 | 0 | 0 | 0.0091577 | 0 | 0.08942 | 0.003331 | 0.013 | 0 | 0 | 0 | 0 | 0 | 0 | 0 | 0 | 0 | 0 | 0 |  | 0 | 0 | 0 |  | #VALUE! | #VALUE! | #VALUE! | #VALUE! |  |  | #VALUE! | #VALUE! | 0 | 0 | 0.20123 | 0.20123 | #VALUE! | #VALUE! | #VALUE! | #VALUE! | 0 | 0 | 0.20123 | 0.20123 | #VALUE! | #VALUE! | #VALUE! | #VALUE! | 0 | 0 | 0.20123 | 0.20123 | #VALUE! | #VALUE! |  |  |  | #VALUE! | #VALUE! | #VALUE! | #VALUE! | #VALUE! | #VALUE! | #VALUE!
Saturday | 8 | 27 | 4 | 5716 | 0 | 0 | 0 | 0 | 0 | 0 | 0 | 0 | 0 | 0 | 0 | 0 | 0 | 0 | 0 | 0 | 0 | 0 | 0 | 0 | 0 | 0 | 0 | 0 | 0.0076045 | 0 | 0.10271 | 0.003331 | 0.004 | 0 | 0 | 0 | 0 | 0 | 0 | 0 | 0 | 0 | 0 | 0 |  | 0 | 0 | 0 |  | #VALUE! | #VALUE! | #VALUE! | #VALUE! |  |  | #VALUE! | #VALUE! | 0 | 0 | 0.20123 | 0.20123 | #VALUE! | #VALUE! | #VALUE! | #VALUE! | 0 | 0 | 0.20123 | 0.20123 | #VALUE! | #VALUE! | #VALUE! | #VALUE! | 0 | 0 | 0.20123 | 0.20123 | #VALUE! | #VALUE! |  |  |  | #VALUE! | #VALUE! | #VALUE! | #VALUE! | #VALUE! | #VALUE! | #VALUE!
Saturday | 8 | 27 | 5 | 5717 | 0 | 0 | 0 | 0 | 0 | 0 | 0 | 0 | 0 | 0 | 0 | 0 | 0 | 0 | 0 | 0 | 0 | 0 | 0 | 0 | 0 | 0 | 0 | 0 | 0.010261 | 0 | 0.11545 | 0.003331 | 0 | 0 | 0 | 0 | 0 | 0 | 0 | 0 | 0 | 0 | 0 | 0 |  | 0 | 0 | 0 |  | #VALUE! | #VALUE! | #VALUE! | #VALUE! |  |  | #VALUE! | #VALUE! | 0 | 0 | 0.20123 | 0.20123 | #VALUE! | #VALUE! | #VALUE! | #VALUE! | 0 | 0 | 0.20123 | 0.20123 | #VALUE! | #VALUE! | #VALUE! | #VALUE! | 0 | 0 | 0.20123 | 0.20123 | #VALUE! | #VALUE! |  |  |  | #VALUE! | #VALUE! | #VALUE! | #VALUE! | #VALUE! | #VALUE! | #VALUE!
Saturday | 8 | 27 | 6 | 5718 | 0 | 0 | 0 | 0 | 0 | 0 | 0 | 0 | 0 | 0 | 0 | 0 | 0 | 0 | 0 | 0 | 0 | 0 | 0 | 0 | 0 | 0 | 0 | 0 | 0.016578 | 0 | 0.12616 | 0.0092 | 0.031 | 0 | 0 | 0 | 0 | 0 | 0 | 0 | 0 | 0 | 0 | 0 |  | 0 | 0 | 0 |  | #VALUE! | #VALUE! | #VALUE! | #VALUE! |  |  | #VALUE! | #VALUE! | 0 | 0 | 0.20123 | 0.20123 | #VALUE! | #VALUE! | #VALUE! | #VALUE! | 0 | 0 | 0.20123 | 0.20123 | #VALUE! | #VALUE! | #VALUE! | #VALUE! | 0 | 0 | 0.20123 | 0.20123 | #VALUE! | #VALUE! |  |  |  | #VALUE! | #VALUE! | #VALUE! | #VALUE! | #VALUE! | #VALUE! | #VALUE!
Saturday | 8 | 27 | 7 | 5719 | 0 | 0 | 0 | 0 | 0 | 0 | 0 | 0 | 0 | 0 | 0 | 0 | 0 | 0 | 0 | 0 | 0 | 0 | 0 | 0 | 0 | 0 | 0 | 0 | 0.021403 | 0 | 0.12403 | 0.0092 | 0.031 | 0 | 0 | 0 | 0 | 0 | 0 | 0 | 0 | 0 | 0 | 0 |  | 0 | 0 | 0 |  | #VALUE! | #VALUE! | #VALUE! | #VALUE! |  |  | #VALUE! | #VALUE! | 0 | 0 | 0.20123 | 0.20123 | #VALUE! | #VALUE! | #VALUE! | #VALUE! | 0 | 0 | 0.20123 | 0.20123 | #VALUE! | #VALUE! | #VALUE! | #VALUE! | 0 | 0 | 0.20123 | 0.20123 | #VALUE! | #VALUE! |  |  |  | #VALUE! | #VALUE! | #VALUE! | #VALUE! | #VALUE! | #VALUE! | #VALUE!
Saturday | 8 | 27 | 8 | 5720 | 0 | 0 | 0 | 0 | 0 | 0 | 0 | 0 | 0 | 0 | 0 | 0 | 0 | 0 | 0 | 0 | 0 | 0 | 0 | 0 | 0 | 0 | 0 | 0.00065625 | 0.02792 | 0.0965 | 0.11572 | 0.066706 | 0.181 | 0 | 0 | 0 | 0 | 0 | 0 | 0 | 0 | 0 | 0 | 0 |  | 0 | 0 | 0 |  | #VALUE! | #VALUE! | #VALUE! | #VALUE! |  |  | #VALUE! | #VALUE! | 0 | 0 | 0.20123 | 0.20123 | #VALUE! | #VALUE! | #VALUE! | #VALUE! | 0 | 0 | 0.20123 | 0.20123 | #VALUE! | #VALUE! | #VALUE! | #VALUE! | 0 | 0 | 0.20123 | 0.20123 | #VALUE! | #VALUE! |  |  |  | #VALUE! | #VALUE! | #VALUE! | #VALUE! | #VALUE! | #VALUE! | #VALUE!
Saturday | 8 | 27 | 9 | 5721 | 0 | 0 | 0 | 0 | 0 | 0 | 0 | 0 | 0 | 0 | 0 | 0 | 0 | 0 | 0 | 0 | 0 | 0 | 0 | 0 | 0 | 0 | 0.0098333 | 0.010935 | 0.055382 | 0.269 | 0.13188 | 0.12831 | 0.263 | 0 | 0 | 0 | 0 | 0 | 0 | 0 | 0 | 0 | 0 | 0 |  | 0 | 0 | 0 |  | #VALUE! | #VALUE! | #VALUE! | #VALUE! |  |  | #VALUE! | #VALUE! | 0 | 0 | 0.20123 | 0.20123 | #VALUE! | #VALUE! | #VALUE! | #VALUE! | 0 | 0 | 0.20123 | 0.20123 | #VALUE! | #VALUE! | #VALUE! | #VALUE! | 0 | 0 | 0.20123 | 0.20123 | #VALUE! | #VALUE! |  |  |  | #VALUE! | #VALUE! | #VALUE! | #VALUE! | #VALUE! | #VALUE! | #VALUE!
Saturday | 8 | 27 | 10 | 5722 | 0 | 0 | 0 | 0 | 0 | 0 | 0 | 0 | 0 | 0 | 0 | 0 | 0 | 0 | 0 | 0 | 0 | 0 | 0 | 0 | 0 | 0.0095 | 0.11583 | 0.10611 | 0.18648 | 0.451 | 0.13084 | 0.18292 | 0.291 | 0 | 0 | 0 | 0 | 0 | 0 | 0 | 0 | 0 | 0 | 0 |  | 0 | 0 | 0 |  | #VALUE! | #VALUE! | #VALUE! | #VALUE! |  |  | #VALUE! | #VALUE! | 0 | 0 | 0.20123 | 0.20123 | #VALUE! | #VALUE! | #VALUE! | #VALUE! | 0 | 0 | 0.20123 | 0.20123 | #VALUE! | #VALUE! | #VALUE! | #VALUE! | 0 | 0 | 0.20123 | 0.20123 | #VALUE! | #VALUE! |  |  |  | #VALUE! | #VALUE! | #VALUE! | #VALUE! | #VALUE! | #VALUE! | #VALUE!
Saturday | 8 | 27 | 11 | 5723 | 0 | 0 | 0 | 0 | 0 | 0 | 0 | 0 | 0 | 0 | 0 | 0 | 0 | 0 | 0 | 0 | 0 | 0 | 0 | 0 | 0 | 0.16 | 0.2575 | 0.2645 | 0.26139 | 0.4825 | 0.12761 | 0.29137 | 0.356 | 0 | 0 | 0 | 0 | 0 | 0 | 0 | 0 | 0 | 0 | 0 |  | 0 | 0 | 0 |  | #VALUE! | #VALUE! | #VALUE! | #VALUE! |  |  | #VALUE! | #VALUE! | 0 | 0 | 0.20123 | 0.20123 | #VALUE! | #VALUE! | #VALUE! | #VALUE! | 0 | 0 | 0.20123 | 0.20123 | #VALUE! | #VALUE! | #VALUE! | #VALUE! | 0 | 0 | 0.20123 | 0.20123 | #VALUE! | #VALUE! |  |  |  | #VALUE! | #VALUE! | #VALUE! | #VALUE! | #VALUE! | #VALUE! | #VALUE!
Saturday | 8 | 27 | 12 | 5724 | 0 | 0 | 0 | 0 | 0 | 0 | 0 | 0 | 0 | 0 | 0 | 0 | 0 | 0 | 0 | 0 | 0 | 0 | 0 | 0 | 0 | 0.1455 | 0.24675 | 0.24676 | 0.26685 | 0.51625 | 0.10314 | 0.27787 | 0.338 | 0 | 0 | 0 | 0 | 0 | 0 | 0 | 0 | 0 | 0 | 0 |  | 0 | 0 | 0 |  | #VALUE! | #VALUE! | #VALUE! | #VALUE! |  |  | #VALUE! | #VALUE! | 0 | 0 | 0.20123 | 0.20123 | #VALUE! | #VALUE! | #VALUE! | #VALUE! | 0 | 0 | 0.20123 | 0.20123 | #VALUE! | #VALUE! | #VALUE! | #VALUE! | 0 | 0 | 0.20123 | 0.20123 | #VALUE! | #VALUE! |  |  |  | #VALUE! | #VALUE! | #VALUE! | #VALUE! | #VALUE! | #VALUE! | #VALUE!
Saturday | 8 | 27 | 13 | 5725 | 0 | 0 | 0 | 0 | 0 | 0 | 0 | 0 | 0 | 0 | 0 | 0 | 0 | 0 | 0 | 0 | 0 | 0 | 0 | 0 | 0 | 0.2015 | 0.30442 | 0.30379 | 0.30869 | 0.56375 | 0.11575 | 0.32254 | 0.36 | 0 | 0 | 0 | 0 | 0 | 0 | 0 | 0 | 0 | 0 | 0 |  | 0 | 0 | 0 |  | #VALUE! | #VALUE! | #VALUE! | #VALUE! |  |  | #VALUE! | #VALUE! | 0 | 0 | 0.20123 | 0.20123 | #VALUE! | #VALUE! | #VALUE! | #VALUE! | 0 | 0 | 0.20123 | 0.20123 | #VALUE! | #VALUE! | #VALUE! | #VALUE! | 0 | 0 | 0.20123 | 0.20123 | #VALUE! | #VALUE! |  |  |  | #VALUE! | #VALUE! | #VALUE! | #VALUE! | #VALUE! | #VALUE! | #VALUE!
Saturday | 8 | 27 | 14 | 5726 | 0 | 0 | 0 | 0 | 0 | 0 | 0 | 0 | 0 | 0 | 0 | 0 | 0 | 0 | 0 | 0 | 0 | 0 | 0 | 0 | 0 | 0.3105 | 0.43633 | 0.42473 | 0.34306 | 0.56675 | 0.19863 | 0.41716 | 0.434 | 0 | 0 | 0 | 0 | 0 | 0 | 0 | 0 | 0 | 0 | 0 |  | 0 | 0 | 0 |  | #VALUE! | #VALUE! | #VALUE! | #VALUE! |  |  | #VALUE! | #VALUE! | 0 | 0 | 0.20123 | 0.20123 | #VALUE! | #VALUE! | #VALUE! | #VALUE! | 0 | 0 | 0.20123 | 0.20123 | #VALUE! | #VALUE! | #VALUE! | #VALUE! | 0 | 0 | 0.20123 | 0.20123 | #VALUE! | #VALUE! |  |  |  | #VALUE! | #VALUE! | #VALUE! | #VALUE! | #VALUE! | #VALUE! | #VALUE!
Saturday | 8 | 27 | 15 | 5727 | 0 | 0 | 0 | 0 | 0 | 0 | 0 | 0 | 0 | 0 | 0 | 0 | 0 | 0 | 0 | 0 | 0 | 0 | 0 | 0 | 0 | 0.293 | 0.41325 | 0.39531 | 0.34339 | 0.5835 | 0.1887 | 0.40359 | 0.404 | 0 | 0 | 0 | 0 | 0 | 0 | 0 | 0 | 0 | 0 | 0 |  | 0 | 0 | 0 |  | #VALUE! | #VALUE! | #VALUE! | #VALUE! |  |  | #VALUE! | #VALUE! | 0 | 0 | 0.20123 | 0.20123 | #VALUE! | #VALUE! | #VALUE! | #VALUE! | 0 | 0 | 0.20123 | 0.20123 | #VALUE! | #VALUE! | #VALUE! | #VALUE! | 0 | 0 | 0.20123 | 0.20123 | #VALUE! | #VALUE! |  |  |  | #VALUE! | #VALUE! | #VALUE! | #VALUE! | #VALUE! | #VALUE! | #VALUE!
Saturday | 8 | 27 | 16 | 5728 | 0 | 0 | 0 | 0 | 0 | 0 | 0 | 0 | 0 | 0 | 0 | 0 | 0 | 0 | 0 | 0 | 0 | 0 | 0 | 0 | 0 | 0.3565 | 0.48492 | 0.48364 | 0.36286 | 0.56875 | 0.21089 | 0.4826 | 0.471 | 0 | 0 | 0 | 0 | 0 | 0 | 0 | 0 | 0 | 0 | 0 |  | 0 | 0 | 0 |  | #VALUE! | #VALUE! | #VALUE! | #VALUE! |  |  | #VALUE! | #VALUE! | 0 | 0 | 0.20123 | 0.20123 | #VALUE! | #VALUE! | #VALUE! | #VALUE! | 0 | 0 | 0.20123 | 0.20123 | #VALUE! | #VALUE! | #VALUE! | #VALUE! | 0 | 0 | 0.20123 | 0.20123 | #VALUE! | #VALUE! |  |  |  | #VALUE! | #VALUE! | #VALUE! | #VALUE! | #VALUE! | #VALUE! | #VALUE!
Saturday | 8 | 27 | 17 | 5729 | 0 | 0 | 0 | 0 | 0 | 0 | 0 | 0 | 0 | 0 | 0 | 0 | 0 | 0 | 0 | 0 | 0 | 0 | 0 | 0 | 0 | 0.327 | 0.41108 | 0.41538 | 0.32887 | 0.561 | 0.21841 | 0.43576 | 0.432 | 0 | 0 | 0 | 0 | 0 | 0 | 0 | 0 | 0 | 0 | 0 |  | 0 | 0 | 0 |  | #VALUE! | #VALUE! | #VALUE! | #VALUE! |  |  | #VALUE! | #VALUE! | 0 | 0 | 0.20123 | 0.20123 | #VALUE! | #VALUE! | #VALUE! | #VALUE! | 0 | 0 | 0.20123 | 0.20123 | #VALUE! | #VALUE! | #VALUE! | #VALUE! | 0 | 0 | 0.20123 | 0.20123 | #VALUE! | #VALUE! |  |  |  | #VALUE! | #VALUE! | #VALUE! | #VALUE! | #VALUE! | #VALUE! | #VALUE!
Saturday | 8 | 27 | 18 | 5730 | 0 | 0 | 0 | 0 | 0 | 0 | 0 | 0 | 0 | 0 | 0 | 0 | 0 | 0 | 0 | 0 | 0 | 0 | 0 | 0 | 0 | 0.243 | 0.33533 | 0.3429 | 0.29771 | 0.5555 | 0.12998 | 0.37553 | 0.385 | 0 | 0 | 0 | 0 | 0 | 0 | 0 | 0 | 0 | 0 | 0 |  | 0 | 0 | 0 |  | #VALUE! | #VALUE! | #VALUE! | #VALUE! |  |  | #VALUE! | #VALUE! | 0 | 0 | 0.20123 | 0.20123 | #VALUE! | #VALUE! | #VALUE! | #VALUE! | 0 | 0 | 0.20123 | 0.20123 | #VALUE! | #VALUE! | #VALUE! | #VALUE! | 0 | 0 | 0.20123 | 0.20123 | #VALUE! | #VALUE! |  |  |  | #VALUE! | #VALUE! | #VALUE! | #VALUE! | #VALUE! | #VALUE! | #VALUE!
Saturday | 8 | 27 | 19 | 5731 | 0 | 0 | 0 | 0 | 0 | 0 | 0 | 0 | 0 | 0 | 0 | 0 | 0 | 0 | 0 | 0 | 0 | 0 | 0 | 0 | 0 | 0.114 | 0.22733 | 0.22595 | 0.20385 | 0.52325 | 0.06041 | 0.30675 | 0.361 | 0 | 0 | 0 | 0 | 0 | 0 | 0 | 0 | 0 | 0 | 0 |  | 0 | 0 | 0 |  | #VALUE! | #VALUE! | #VALUE! | #VALUE! |  |  | #VALUE! | #VALUE! | 0 | 0 | 0.20123 | 0.20123 | #VALUE! | #VALUE! | #VALUE! | #VALUE! | 0 | 0 | 0.20123 | 0.20123 | #VALUE! | #VALUE! | #VALUE! | #VALUE! | 0 | 0 | 0.20123 | 0.20123 | #VALUE! | #VALUE! |  |  |  | #VALUE! | #VALUE! | #VALUE! | #VALUE! | #VALUE! | #VALUE! | #VALUE!
Saturday | 8 | 27 | 20 | 5732 | 0 | 0 | 0 | 0 | 0 | 0 | 0 | 0 | 0 | 0 | 0 | 0 | 0 | 0 | 0 | 0 | 0 | 0 | 0 | 0 | 0 | 0.0005 | 0.084917 | 0.068153 | 0.064857 | 0.37 | 0.0081325 | 0.20287 | 0.306 | 0 | 0 | 0 | 0 | 0 | 0 | 0 | 0 | 0 | 0 | 0 |  | 0 | 0 | 0 |  | #VALUE! | #VALUE! | #VALUE! | #VALUE! |  |  | #VALUE! | #VALUE! | 0 | 0 | 0.20123 | 0.20123 | #VALUE! | #VALUE! | #VALUE! | #VALUE! | 0 | 0 | 0.20123 | 0.20123 | #VALUE! | #VALUE! | #VALUE! | #VALUE! | 0 | 0 | 0.20123 | 0.20123 | #VALUE! | #VALUE! |  |  |  | #VALUE! | #VALUE! | #VALUE! | #VALUE! | #VALUE! | #VALUE! | #VALUE!
Saturday | 8 | 27 | 21 | 5733 | 0 | 0 | 0 | 0 | 0 | 0 | 0 | 0 | 0 | 0 | 0 | 0 | 0 | 0 | 0 | 0 | 0 | 0 | 0 | 0 | 0 | 0 | 0.030917 | 0.021509 | 0.029826 | 0.223 | 0.0023127 | 0.17523 | 0.297 | 0 | 0 | 0 | 0 | 0 | 0 | 0 | 0 | 0 | 0 | 0 |  | 0 | 0 | 0 |  | #VALUE! | #VALUE! | #VALUE! | #VALUE! |  |  | #VALUE! | #VALUE! | 0 | 0 | 0.20123 | 0.20123 | #VALUE! | #VALUE! | #VALUE! | #VALUE! | 0 | 0 | 0.20123 | 0.20123 | #VALUE! | #VALUE! | #VALUE! | #VALUE! | 0 | 0 | 0.20123 | 0.20123 | #VALUE! | #VALUE! |  |  |  | #VALUE! | #VALUE! | #VALUE! | #VALUE! | #VALUE! | #VALUE! | #VALUE!
Saturday | 8 | 27 | 22 | 5734 | 0 | 0 | 0 | 0 | 0 | 0 | 0 | 0 | 0 | 0 | 0 | 0 | 0 | 0 | 0 | 0 | 0 | 0 | 0 | 0 | 0 | 0 | 0 | 0.0065093 | 0.030968 | 0.19625 | 0.0019311 | 0.14967 | 0.287 | 0 | 0 | 0 | 0 | 0 | 0 | 0 | 0 | 0 | 0 | 0 |  | 0 | 0 | 0 |  | #VALUE! | #VALUE! | #VALUE! | #VALUE! |  |  | #VALUE! | #VALUE! | 0 | 0 | 0.20123 | 0.20123 | #VALUE! | #VALUE! | #VALUE! | #VALUE! | 0 | 0 | 0.20123 | 0.20123 | #VALUE! | #VALUE! | #VALUE! | #VALUE! | 0 | 0 | 0.20123 | 0.20123 | #VALUE! | #VALUE! |  |  |  | #VALUE! | #VALUE! | #VALUE! | #VALUE! | #VALUE! | #VALUE! | #VALUE!
Saturday | 8 | 27 | 23 | 5735 | 0 | 0 | 0 | 0 | 0 | 0 | 0 | 0 | 0 | 0 | 0 | 0 | 0 | 0 | 0 | 0 | 0 | 0 | 0 | 0 | 0 | 0 | 0 | 0.0049282 | 0.029546 | 0 | 0.0019195 | 0.14463 | 0.287 | 0 | 0 | 0 | 0 | 0 | 0 | 0 | 0 | 0 | 0 | 0 |  | 0 | 0 | 0 |  | #VALUE! | #VALUE! | #VALUE! | #VALUE! |  |  | #VALUE! | #VALUE! | 0 | 0 | 0.20123 | 0.20123 | #VALUE! | #VALUE! | #VALUE! | #VALUE! | 0 | 0 | 0.20123 | 0.20123 | #VALUE! | #VALUE! | #VALUE! | #VALUE! | 0 | 0 | 0.20123 | 0.20123 | #VALUE! | #VALUE! |  |  |  | #VALUE! | #VALUE! | #VALUE! | #VALUE! | #VALUE! | #VALUE! | #VALUE!
Saturday | 8 | 27 | 24 | 5736 | 0 | 0 | 0 | 0 | 0 | 0 | 0 | 0 | 0 | 0 | 0 | 0 | 0 | 0 | 0 | 0 | 0 | 0 | 0 | 0 | 0 | 0 | 0 | 0 | 0.031544 | 0 | 0 | 0.056226 | 0.176 | 0 | 0 | 0 | 0 | 0 | 0 | 0 | 0 | 0 | 0 | 0 |  | 0 | 0 | 0 |  | #VALUE! | #VALUE! | #VALUE! | #VALUE! |  |  | #VALUE! | #VALUE! | 0 | 0 | 0.20123 | 0.20123 | #VALUE! | #VALUE! | #VALUE! | #VALUE! | 0 | 0 | 0.20123 | 0.20123 | #VALUE! | #VALUE! | #VALUE! | #VALUE! | 0 | 0 | 0.20123 | 0.20123 | #VALUE! | #VALUE! |  |  |  | #VALUE! | #VALUE! | #VALUE! | #VALUE! | #VALUE! | #VALUE! | #VALUE!
Sunday | 8 | 28 | 1 | 5737 | 0 | 0 | 0 | 0 | 0 | 0 | 0 | 0 | 0 | 0 | 0 | 0 | 0 | 0 | 0 | 0 | 0 | 0 | 0 | 0 | 0 | 0 | 0 | 0 | 0.030228 | 0 | 0 | 0.049813 | 0.176 | 0 | 0 | 0 | 0 | 0 | 0 | 0 | 0 | 0 | 0 | 0 |  | 0 | 0 | 0 |  | #VALUE! | #VALUE! | #VALUE! | #VALUE! |  |  | #VALUE! | #VALUE! | 0 | 0 | 0.20123 | 0.20123 | #VALUE! | #VALUE! | #VALUE! | #VALUE! | 0 | 0 | 0.20123 | 0.20123 | #VALUE! | #VALUE! | #VALUE! | #VALUE! | 0 | 0 | 0.20123 | 0.20123 | #VALUE! | #VALUE! |  |  |  | #VALUE! | #VALUE! | #VALUE! | #VALUE! | #VALUE! | #VALUE! | #VALUE!
Sunday | 8 | 28 | 2 | 5738 | 0 | 0 | 0 | 0 | 0 | 0 | 0 | 0 | 0 | 0 | 0 | 0 | 0 | 0 | 0 | 0 | 0 | 0 | 0 | 0 | 0 | 0 | 0 | 0 | 0.02503 | 0 | 0 | 0.029666 | 0.128 | 0 | 0 | 0 | 0 | 0 | 0 | 0 | 0 | 0 | 0 | 0 |  | 0 | 0 | 0 |  | #VALUE! | #VALUE! | #VALUE! | #VALUE! |  |  | #VALUE! | #VALUE! | 0 | 0 | 0.20123 | 0.20123 | #VALUE! | #VALUE! | #VALUE! | #VALUE! | 0 | 0 | 0.20123 | 0.20123 | #VALUE! | #VALUE! | #VALUE! | #VALUE! | 0 | 0 | 0.20123 | 0.20123 | #VALUE! | #VALUE! |  |  |  | #VALUE! | #VALUE! | #VALUE! | #VALUE! | #VALUE! | #VALUE! | #VALUE!
Sunday | 8 | 28 | 3 | 5739 | 0 | 0 | 0 | 0 | 0 | 0 | 0 | 0 | 0 | 0 | 0 | 0 | 0 | 0 | 0 | 0 | 0 | 0 | 0 | 0 | 0 | 0 | 0 | 0 | 0.017779 | 0 | 0 | 0.013324 | 0.063 | 0 | 0 | 0 | 0 | 0 | 0 | 0 | 0 | 0 | 0 | 0 |  | 0 | 0 | 0 |  | #VALUE! | #VALUE! | #VALUE! | #VALUE! |  |  | #VALUE! | #VALUE! | 0 | 0 | 0.20123 | 0.20123 | #VALUE! | #VALUE! | #VALUE! | #VALUE! | 0 | 0 | 0.20123 | 0.20123 | #VALUE! | #VALUE! | #VALUE! | #VALUE! | 0 | 0 | 0.20123 | 0.20123 | #VALUE! | #VALUE! |  |  |  | #VALUE! | #VALUE! | #VALUE! | #VALUE! | #VALUE! | #VALUE! | #VALUE!
Sunday | 8 | 28 | 4 | 5740 | 0 | 0 | 0 | 0 | 0 | 0 | 0 | 0 | 0 | 0 | 0 | 0 | 0 | 0 | 0 | 0 | 0 | 0 | 0 | 0 | 0 | 0 | 0 | 0 | 0.014376 | 0 | 0 | 0.011579 | 0.034 | 0 | 0 | 0 | 0 | 0 | 0 | 0 | 0 | 0 | 0 | 0 |  | 0 | 0 | 0 |  | #VALUE! | #VALUE! | #VALUE! | #VALUE! |  |  | #VALUE! | #VALUE! | 0 | 0 | 0.20123 | 0.20123 | #VALUE! | #VALUE! | #VALUE! | #VALUE! | 0 | 0 | 0.20123 | 0.20123 | #VALUE! | #VALUE! | #VALUE! | #VALUE! | 0 | 0 | 0.20123 | 0.20123 | #VALUE! | #VALUE! |  |  |  | #VALUE! | #VALUE! | #VALUE! | #VALUE! | #VALUE! | #VALUE! | #VALUE!
Sunday | 8 | 28 | 5 | 5741 | 0 | 0 | 0 | 0 | 0 | 0 | 0 | 0 | 0 | 0 | 0 | 0 | 0 | 0 | 0 | 0 | 0 | 0 | 0 | 0 | 0 | 0 | 0 | 0 | 0.011638 | 0 | 0 | 0.0071379 | 0.011 | 0 | 0 | 0 | 0 | 0 | 0 | 0 | 0 | 0 | 0 | 0 |  | 0 | 0 | 0 |  | #VALUE! | #VALUE! | #VALUE! | #VALUE! |  |  | #VALUE! | #VALUE! | 0 | 0 | 0.20123 | 0.20123 | #VALUE! | #VALUE! | #VALUE! | #VALUE! | 0 | 0 | 0.20123 | 0.20123 | #VALUE! | #VALUE! | #VALUE! | #VALUE! | 0 | 0 | 0.20123 | 0.20123 | #VALUE! | #VALUE! |  |  |  | #VALUE! | #VALUE! | #VALUE! | #VALUE! | #VALUE! | #VALUE! | #VALUE!
Sunday | 8 | 28 | 6 | 5742 | 0 | 0 | 0 | 0 | 0 | 0 | 0 | 0 | 0 | 0 | 0 | 0 | 0 | 0 | 0 | 0 | 0 | 0 | 0 | 0 | 0 | 0 | 0 | 0 | 0.011802 | 0 | 0 | 0.011579 | 0.013 | 0 | 0 | 0 | 0 | 0 | 0 | 0 | 0 | 0 | 0 | 0 |  | 0 | 0 | 0 |  | #VALUE! | #VALUE! | #VALUE! | #VALUE! |  |  | #VALUE! | #VALUE! | 0 | 0 | 0.20123 | 0.20123 | #VALUE! | #VALUE! | #VALUE! | #VALUE! | 0 | 0 | 0.20123 | 0.20123 | #VALUE! | #VALUE! | #VALUE! | #VALUE! | 0 | 0 | 0.20123 | 0.20123 | #VALUE! | #VALUE! |  |  |  | #VALUE! | #VALUE! | #VALUE! | #VALUE! | #VALUE! | #VALUE! | #VALUE!
Sunday | 8 | 28 | 7 | 5743 | 0 | 0 | 0 | 0 | 0 | 0 | 0 | 0 | 0 | 0 | 0 | 0 | 0 | 0 | 0 | 0 | 0 | 0 | 0 | 0 | 0 | 0 | 0 | 0 | 0.032274 | 0 | 0.047274 | 0.062319 | 0.21 | 0 | 0 | 0 | 0 | 0 | 0 | 0 | 0 | 0 | 0 | 0 |  | 0 | 0 | 0 |  | #VALUE! | #VALUE! | #VALUE! | #VALUE! |  |  | #VALUE! | #VALUE! | 0 | 0 | 0.20123 | 0.20123 | #VALUE! | #VALUE! | #VALUE! | #VALUE! | 0 | 0 | 0.20123 | 0.20123 | #VALUE! | #VALUE! | #VALUE! | #VALUE! | 0 | 0 | 0.20123 | 0.20123 | #VALUE! | #VALUE! |  |  |  | #VALUE! | #VALUE! | #VALUE! | #VALUE! | #VALUE! | #VALUE! | #VALUE!
Sunday | 8 | 28 | 8 | 5744 | 0 | 0 | 0 | 0 | 0 | 0 | 0 | 0 | 0 | 0 | 0 | 0 | 0 | 0 | 0 | 0 | 0 | 0 | 0 | 0 | 0 | 0.0025 | 0.1565 | 0.16653 | 0.18752 | 0.22275 | 0.073945 | 0.30346 | 0.494 | 0 | 0 | 0 | 0 | 0 | 0 | 0 | 0 | 0 | 0 | 0 |  | 0 | 0 | 0 |  | #VALUE! | #VALUE! | #VALUE! | #VALUE! |  |  | #VALUE! | #VALUE! | 0 | 0 | 0.20123 | 0.20123 | #VALUE! | #VALUE! | #VALUE! | #VALUE! | 0 | 0 | 0.20123 | 0.20123 | #VALUE! | #VALUE! | #VALUE! | #VALUE! | 0 | 0 | 0.20123 | 0.20123 | #VALUE! | #VALUE! |  |  |  | #VALUE! | #VALUE! | #VALUE! | #VALUE! | #VALUE! | #VALUE! | #VALUE!
Sunday | 8 | 28 | 9 | 5745 | 0 | 0 | 0 | 0 | 0 | 0 | 0 | 0 | 0 | 0 | 0 | 0 | 0 | 0 | 0 | 0 | 0 | 0 | 0 | 0 | 0 | 0.0725 | 0.24258 | 0.24396 | 0.37169 | 0.36 | 0.072496 | 0.34443 | 0.505 | 0 | 0 | 0 | 0 | 0 | 0 | 0 | 0 | 0 | 0 | 0 |  | 0 | 0 | 0 |  | #VALUE! | #VALUE! | #VALUE! | #VALUE! |  |  | #VALUE! | #VALUE! | 0 | 0 | 0.20123 | 0.20123 | #VALUE! | #VALUE! | #VALUE! | #VALUE! | 0 | 0 | 0.20123 | 0.20123 | #VALUE! | #VALUE! | #VALUE! | #VALUE! | 0 | 0 | 0.20123 | 0.20123 | #VALUE! | #VALUE! |  |  |  | #VALUE! | #VALUE! | #VALUE! | #VALUE! | #VALUE! | #VALUE! | #VALUE!
Sunday | 8 | 28 | 10 | 5746 | 0 | 0 | 0 | 0 | 0 | 0 | 0 | 0 | 0 | 0 | 0 | 0 | 0 | 0 | 0 | 0 | 0 | 0 | 0 | 0 | 0 | 0.3155 | 0.44358 | 0.45296 | 0.39193 | 0.4995 | 0.073699 | 0.48566 | 0.57 | 0 | 0 | 0 | 0 | 0 | 0 | 0 | 0 | 0 | 0 | 0 |  | 0 | 0 | 0 |  | #VALUE! | #VALUE! | #VALUE! | #VALUE! |  |  | #VALUE! | #VALUE! | 0 | 0 | 0.20123 | 0.20123 | #VALUE! | #VALUE! | #VALUE! | #VALUE! | 0 | 0 | 0.20123 | 0.20123 | #VALUE! | #VALUE! | #VALUE! | #VALUE! | 0 | 0 | 0.20123 | 0.20123 | #VALUE! | #VALUE! |  |  |  | #VALUE! | #VALUE! | #VALUE! | #VALUE! | #VALUE! | #VALUE! | #VALUE!
Sunday | 8 | 28 | 11 | 5747 | 0 | 0 | 0 | 0 | 0 | 0 | 0 | 0 | 0 | 0 | 0 | 0 | 0 | 0 | 0 | 0 | 0 | 0 | 0 | 0 | 0 | 0.332 | 0.50825 | 0.49075 | 0.45538 | 0.58275 | 0.076693 | 0.54271 | 0.616 | 0 | 0 | 0 | 0 | 0 | 0 | 0 | 0 | 0 | 0 | 0 |  | 0 | 0 | 0 |  | #VALUE! | #VALUE! | #VALUE! | #VALUE! |  |  | #VALUE! | #VALUE! | 0 | 0 | 0.20123 | 0.20123 | #VALUE! | #VALUE! | #VALUE! | #VALUE! | 0 | 0 | 0.20123 | 0.20123 | #VALUE! | #VALUE! | #VALUE! | #VALUE! | 0 | 0 | 0.20123 | 0.20123 | #VALUE! | #VALUE! |  |  |  | #VALUE! | #VALUE! | #VALUE! | #VALUE! | #VALUE! | #VALUE! | #VALUE!
Sunday | 8 | 28 | 12 | 5748 | 0 | 0 | 0 | 0 | 0 | 0 | 0 | 0 | 0 | 0 | 0 | 0 | 0 | 0 | 0 | 0 | 0 | 0 | 0 | 0 | 0 | 0.376 | 0.55825 | 0.53707 | 0.46842 | 0.591 | 0.062886 | 0.58232 | 0.64 | 0 | 0 | 0 | 0 | 0 | 0 | 0 | 0 | 0 | 0 | 0 |  | 0 | 0 | 0 |  | #VALUE! | #VALUE! | #VALUE! | #VALUE! |  |  | #VALUE! | #VALUE! | 0 | 0 | 0.20123 | 0.20123 | #VALUE! | #VALUE! | #VALUE! | #VALUE! | 0 | 0 | 0.20123 | 0.20123 | #VALUE! | #VALUE! | #VALUE! | #VALUE! | 0 | 0 | 0.20123 | 0.20123 | #VALUE! | #VALUE! |  |  |  | #VALUE! | #VALUE! | #VALUE! | #VALUE! | #VALUE! | #VALUE! | #VALUE!
Sunday | 8 | 28 | 13 | 5749 | 0 | 0 | 0 | 0 | 0 | 0 | 0 | 0 | 0 | 0 | 0 | 0 | 0 | 0 | 0 | 0 | 0 | 0 | 0 | 0 | 0 | 0.3785 | 0.536 | 0.52006 | 0.4343 | 0.6165 | 0.091448 | 0.55951 | 0.594 | 0 | 0 | 0 | 0 | 0 | 0 | 0 | 0 | 0 | 0 | 0 |  | 0 | 0 | 0 |  | #VALUE! | #VALUE! | #VALUE! | #VALUE! |  |  | #VALUE! | #VALUE! | 0 | 0 | 0.20123 | 0.20123 | #VALUE! | #VALUE! | #VALUE! | #VALUE! | 0 | 0 | 0.20123 | 0.20123 | #VALUE! | #VALUE! | #VALUE! | #VALUE! | 0 | 0 | 0.20123 | 0.20123 | #VALUE! | #VALUE! |  |  |  | #VALUE! | #VALUE! | #VALUE! | #VALUE! | #VALUE! | #VALUE! | #VALUE!
Sunday | 8 | 28 | 14 | 5750 | 0 | 0 | 0 | 0 | 0 | 0 | 0 | 0 | 0 | 0 | 0 | 0 | 0 | 0 | 0 | 0 | 0 | 0 | 0 | 0 | 0 | 0.408 | 0.57492 | 0.55591 | 0.46027 | 0.62975 | 0.16335 | 0.59475 | 0.629 | 0 | 0 | 0 | 0 | 0 | 0 | 0 | 0 | 0 | 0 | 0 |  | 0 | 0 | 0 |  | #VALUE! | #VALUE! | #VALUE! | #VALUE! |  |  | #VALUE! | #VALUE! | 0 | 0 | 0.20123 | 0.20123 | #VALUE! | #VALUE! | #VALUE! | #VALUE! | 0 | 0 | 0.20123 | 0.20123 | #VALUE! | #VALUE! | #VALUE! | #VALUE! | 0 | 0 | 0.20123 | 0.20123 | #VALUE! | #VALUE! |  |  |  | #VALUE! | #VALUE! | #VALUE! | #VALUE! | #VALUE! | #VALUE! | #VALUE!
Sunday | 8 | 28 | 15 | 5751 | 0 | 0 | 0 | 0 | 0 | 0 | 0 | 0 | 0 | 0 | 0 | 0 | 0 | 0 | 0 | 0 | 0 | 0 | 0 | 0 | 0 | 0.429 | 0.59875 | 0.57862 | 0.46511 | 0.65475 | 0.15284 | 0.62109 | 0.649 | 0 | 0 | 0 | 0 | 0 | 0 | 0 | 0 | 0 | 0 | 0 |  | 0 | 0 | 0 |  | #VALUE! | #VALUE! | #VALUE! | #VALUE! |  |  | #VALUE! | #VALUE! | 0 | 0 | 0.20123 | 0.20123 | #VALUE! | #VALUE! | #VALUE! | #VALUE! | 0 | 0 | 0.20123 | 0.20123 | #VALUE! | #VALUE! | #VALUE! | #VALUE! | 0 | 0 | 0.20123 | 0.20123 | #VALUE! | #VALUE! |  |  |  | #VALUE! | #VALUE! | #VALUE! | #VALUE! | #VALUE! | #VALUE! | #VALUE!
Sunday | 8 | 28 | 16 | 5752 | 0 | 0 | 0 | 0 | 0 | 0 | 0 | 0 | 0 | 0 | 0 | 0 | 0 | 0 | 0 | 0 | 0 | 0 | 0 | 0 | 0 | 0.424 | 0.58258 | 0.56407 | 0.43466 | 0.6065 | 0.16471 | 0.61025 | 0.644 | 0 | 0 | 0 | 0 | 0 | 0 | 0 | 0 | 0 | 0 | 0 |  | 0 | 0 | 0 |  | #VALUE! | #VALUE! | #VALUE! | #VALUE! |  |  | #VALUE! | #VALUE! | 0 | 0 | 0.20123 | 0.20123 | #VALUE! | #VALUE! | #VALUE! | #VALUE! | 0 | 0 | 0.20123 | 0.20123 | #VALUE! | #VALUE! | #VALUE! | #VALUE! | 0 | 0 | 0.20123 | 0.20123 | #VALUE! | #VALUE! |  |  |  | #VALUE! | #VALUE! | #VALUE! | #VALUE! | #VALUE! | #VALUE! | #VALUE!
Sunday | 8 | 28 | 17 | 5753 | 0 | 0 | 0 | 0 | 0 | 0 | 0 | 0 | 0 | 0 | 0 | 0 | 0 | 0 | 0 | 0 | 0 | 0 | 0 | 0 | 0 | 0.3975 | 0.53692 | 0.53189 | 0.38716 | 0.549 | 0.118 | 0.56975 | 0.599 | 0 | 0 | 0 | 0 | 0 | 0 | 0 | 0 | 0 | 0 | 0 |  | 0 | 0 | 0 |  | #VALUE! | #VALUE! | #VALUE! | #VALUE! |  |  | #VALUE! | #VALUE! | 0 | 0 | 0.20123 | 0.20123 | #VALUE! | #VALUE! | #VALUE! | #VALUE! | 0 | 0 | 0.20123 | 0.20123 | #VALUE! | #VALUE! | #VALUE! | #VALUE! | 0 | 0 | 0.20123 | 0.20123 | #VALUE! | #VALUE! |  |  |  | #VALUE! | #VALUE! | #VALUE! | #VALUE! | #VALUE! | #VALUE! | #VALUE!
Sunday | 8 | 28 | 18 | 5754 | 0 | 0 | 0 | 0 | 0 | 0 | 0 | 0 | 0 | 0 | 0 | 0 | 0 | 0 | 0 | 0 | 0 | 0 | 0 | 0 | 0 | 0.3605 | 0.47758 | 0.45027 | 0.32975 | 0.54925 | 0.090416 | 0.5066 | 0.533 | 0 | 0 | 0 | 0 | 0 | 0 | 0 | 0 | 0 | 0 | 0 |  | 0 | 0 | 0 |  | #VALUE! | #VALUE! | #VALUE! | #VALUE! |  |  | #VALUE! | #VALUE! | 0 | 0 | 0.20123 | 0.20123 | #VALUE! | #VALUE! | #VALUE! | #VALUE! | 0 | 0 | 0.20123 | 0.20123 | #VALUE! | #VALUE! | #VALUE! | #VALUE! | 0 | 0 | 0.20123 | 0.20123 | #VALUE! | #VALUE! |  |  |  | #VALUE! | #VALUE! | #VALUE! | #VALUE! | #VALUE! | #VALUE! | #VALUE!
Sunday | 8 | 28 | 19 | 5755 | 0 | 0 | 0 | 0 | 0 | 0 | 0 | 0 | 0 | 0 | 0 | 0 | 0 | 0 | 0 | 0 | 0 | 0 | 0 | 0 | 0 | 0.3495 | 0.46958 | 0.43427 | 0.23063 | 0.51975 | 0.061029 | 0.50781 | 0.553 | 0 | 0 | 0 | 0 | 0 | 0 | 0 | 0 | 0 | 0 | 0 |  | 0 | 0 | 0 |  | #VALUE! | #VALUE! | #VALUE! | #VALUE! |  |  | #VALUE! | #VALUE! | 0 | 0 | 0.20123 | 0.20123 | #VALUE! | #VALUE! | #VALUE! | #VALUE! | 0 | 0 | 0.20123 | 0.20123 | #VALUE! | #VALUE! | #VALUE! | #VALUE! | 0 | 0 | 0.20123 | 0.20123 | #VALUE! | #VALUE! |  |  |  | #VALUE! | #VALUE! | #VALUE! | #VALUE! | #VALUE! | #VALUE! | #VALUE!
Sunday | 8 | 28 | 20 | 5756 | 0 | 0 | 0 | 0 | 0 | 0 | 0 | 0 | 0 | 0 | 0 | 0 | 0 | 0 | 0 | 0 | 0 | 0 | 0 | 0 | 0 | 0.3355 | 0.45333 | 0.41619 | 0.099226 | 0.45225 | 0.044039 | 0.49922 | 0.553 | 0 | 0 | 0 | 0 | 0 | 0 | 0 | 0 | 0 | 0 | 0 |  | 0 | 0 | 0 |  | #VALUE! | #VALUE! | #VALUE! | #VALUE! |  |  | #VALUE! | #VALUE! | 0 | 0 | 0.20123 | 0.20123 | #VALUE! | #VALUE! | #VALUE! | #VALUE! | 0 | 0 | 0.20123 | 0.20123 | #VALUE! | #VALUE! | #VALUE! | #VALUE! | 0 | 0 | 0.20123 | 0.20123 | #VALUE! | #VALUE! |  |  |  | #VALUE! | #VALUE! | #VALUE! | #VALUE! | #VALUE! | #VALUE! | #VALUE!
Sunday | 8 | 28 | 21 | 5757 | 0 | 0 | 0 | 0 | 0 | 0 | 0 | 0 | 0 | 0 | 0 | 0 | 0 | 0 | 0 | 0 | 0 | 0 | 0 | 0 | 0 | 0.324 | 0.44225 | 0.40315 | 0.23076 | 0.413 | 0.075635 | 0.49103 | 0.553 | 0 | 0 | 0 | 0 | 0 | 0 | 0 | 0 | 0 | 0 | 0 |  | 0 | 0 | 0 |  | #VALUE! | #VALUE! | #VALUE! | #VALUE! |  |  | #VALUE! | #VALUE! | 0 | 0 | 0.20123 | 0.20123 | #VALUE! | #VALUE! | #VALUE! | #VALUE! | 0 | 0 | 0.20123 | 0.20123 | #VALUE! | #VALUE! | #VALUE! | #VALUE! | 0 | 0 | 0.20123 | 0.20123 | #VALUE! | #VALUE! |  |  |  | #VALUE! | #VALUE! | #VALUE! | #VALUE! | #VALUE! | #VALUE! | #VALUE!
Sunday | 8 | 28 | 22 | 5758 | 0 | 0 | 0 | 0 | 0 | 0 | 0 | 0 | 0 | 0 | 0 | 0 | 0 | 0 | 0 | 0 | 0 | 0 | 0 | 0 | 0 | 0.3165 | 0.44167 | 0.4075 | 0.27107 | 0.391 | 0.07542 | 0.49042 | 0.562 | 0 | 0 | 0 | 0 | 0 | 0 | 0 | 0 | 0 | 0 | 0 |  | 0 | 0 | 0 |  | #VALUE! | #VALUE! | #VALUE! | #VALUE! |  |  | #VALUE! | #VALUE! | 0 | 0 | 0.20123 | 0.20123 | #VALUE! | #VALUE! | #VALUE! | #VALUE! | 0 | 0 | 0.20123 | 0.20123 | #VALUE! | #VALUE! | #VALUE! | #VALUE! | 0 | 0 | 0.20123 | 0.20123 | #VALUE! | #VALUE! |  |  |  | #VALUE! | #VALUE! | #VALUE! | #VALUE! | #VALUE! | #VALUE! | #VALUE!
Sunday | 8 | 28 | 23 | 5759 | 0 | 0 | 0 | 0 | 0 | 0 | 0 | 0 | 0 | 0 | 0 | 0 | 0 | 0 | 0 | 0 | 0 | 0 | 0 | 0 | 0 | 0.3065 | 0.436 | 0.39851 | 0.26641 | 0.26125 | 0.075658 | 0.48242 | 0.562 | 0 | 0 | 0 | 0 | 0 | 0 | 0 | 0 | 0 | 0 | 0 |  | 0 | 0 | 0 |  | #VALUE! | #VALUE! | #VALUE! | #VALUE! |  |  | #VALUE! | #VALUE! | 0 | 0 | 0.20123 | 0.20123 | #VALUE! | #VALUE! | #VALUE! | #VALUE! | 0 | 0 | 0.20123 | 0.20123 | #VALUE! | #VALUE! | #VALUE! | #VALUE! | 0 | 0 | 0.20123 | 0.20123 | #VALUE! | #VALUE! |  |  |  | #VALUE! | #VALUE! | #VALUE! | #VALUE! | #VALUE! | #VALUE! | #VALUE!
Sunday | 8 | 28 | 24 | 5760 | 0 | 0 | 0 | 0 | 0 | 0 | 0 | 0 | 0 | 0 | 0 | 0 | 0 | 0 | 0 | 0 | 0 | 0 | 0 | 0 | 0 | 0.294 | 0.42433 | 0.27822 | 0.082883 | 0.0365 | 0.076596 | 0.46754 | 0.553 | 0 | 0 | 0 | 0 | 0 | 0 | 0 | 0 | 0 | 0 | 0 |  | 0 | 0 | 0 |  | #VALUE! | #VALUE! | #VALUE! | #VALUE! |  |  | #VALUE! | #VALUE! | 0 | 0 | 0.20123 | 0.20123 | #VALUE! | #VALUE! | #VALUE! | #VALUE! | 0 | 0 | 0.20123 | 0.20123 | #VALUE! | #VALUE! | #VALUE! | #VALUE! | 0 | 0 | 0.20123 | 0.20123 | #VALUE! | #VALUE! |  |  |  | #VALUE! | #VALUE! | #VALUE! | #VALUE! | #VALUE! | #VALUE! | #VALUE!
Monday | 8 | 29 | 1 | 5761 | 0 | 0 | 0 | 0 | 0 | 0 | 0 | 0 | 0 | 0 | 0 | 0 | 0 | 0 | 0 | 0 | 0 | 0 | 0 | 0 | 0 | 0.294 | 0.43617 | 0.28354 | 0.22046 | 0.00525 | 0.084586 | 0.48451 | 0.604 | 0 | 0 | 0 | 0 | 0 | 0 | 0 | 0 | 0 | 0 | 0 |  | 0 | 0 | 0 |  | #VALUE! | #VALUE! | #VALUE! | #VALUE! |  |  | #VALUE! | #VALUE! | 0 | 0 | 0.20123 | 0.20123 | #VALUE! | #VALUE! | #VALUE! | #VALUE! | 0 | 0 | 0.20123 | 0.20123 | #VALUE! | #VALUE! | #VALUE! | #VALUE! | 0 | 0 | 0.20123 | 0.20123 | #VALUE! | #VALUE! |  |  |  | #VALUE! | #VALUE! | #VALUE! | #VALUE! | #VALUE! | #VALUE! | #VALUE!
Monday | 8 | 29 | 2 | 5762 | 0 | 0 | 0 | 0 | 0 | 0 | 0 | 0 | 0 | 0 | 0 | 0 | 0 | 0 | 0 | 0 | 0 | 0 | 0 | 0 | 0 | 0.282 | 0.423 | 0.25996 | 0.072498 | 0.002 | 0.084789 | 0.4691 | 0.599 | 0 | 0 | 0 | 0 | 0 | 0 | 0 | 0 | 0 | 0 | 0 |  | 0 | 0 | 0 |  | #VALUE! | #VALUE! | #VALUE! | #VALUE! |  |  | #VALUE! | #VALUE! | 0 | 0 | 0.20123 | 0.20123 | #VALUE! | #VALUE! | #VALUE! | #VALUE! | 0 | 0 | 0.20123 | 0.20123 | #VALUE! | #VALUE! | #VALUE! | #VALUE! | 0 | 0 | 0.20123 | 0.20123 | #VALUE! | #VALUE! |  |  |  | #VALUE! | #VALUE! | #VALUE! | #VALUE! | #VALUE! | #VALUE! | #VALUE!
Monday | 8 | 29 | 3 | 5763 | 0 | 0 | 0 | 0 | 0 | 0 | 0 | 0 | 0 | 0 | 0 | 0 | 0 | 0 | 0 | 0 | 0 | 0 | 0 | 0 | 0 | 0.2765 | 0.41925 | 0.25551 | 0.071755 | 0 | 0.084789 | 0.46518 | 0.599 | 0 | 0 | 0 | 0 | 0 | 0 | 0 | 0 | 0 | 0 | 0 |  | 0 | 0 | 0 |  | #VALUE! | #VALUE! | #VALUE! | #VALUE! |  |  | #VALUE! | #VALUE! | 0 | 0 | 0.20123 | 0.20123 | #VALUE! | #VALUE! | #VALUE! | #VALUE! | 0 | 0 | 0.20123 | 0.20123 | #VALUE! | #VALUE! | #VALUE! | #VALUE! | 0 | 0 | 0.20123 | 0.20123 | #VALUE! | #VALUE! |  |  |  | #VALUE! | #VALUE! | #VALUE! | #VALUE! | #VALUE! | #VALUE! | #VALUE!
Monday | 8 | 29 | 4 | 5764 | 0 | 0 | 0 | 0 | 0 | 0 | 0 | 0 | 0 | 0 | 0 | 0 | 0 | 0 | 0 | 0 | 0 | 0 | 0 | 0 | 0 | 0.278 | 0.43017 | 0.37779 | 0.074385 | 0 | 0.092779 | 0.4782 | 0.617 | 0 | 0 | 0 | 0 | 0 | 0 | 0 | 0 | 0 | 0 | 0 |  | 0 | 0 | 0 |  | #VALUE! | #VALUE! | #VALUE! | #VALUE! |  |  | #VALUE! | #VALUE! | 0 | 0 | 0.20123 | 0.20123 | #VALUE! | #VALUE! | #VALUE! | #VALUE! | 0 | 0 | 0.20123 | 0.20123 | #VALUE! | #VALUE! | #VALUE! | #VALUE! | 0 | 0 | 0.20123 | 0.20123 | #VALUE! | #VALUE! |  |  |  | #VALUE! | #VALUE! | #VALUE! | #VALUE! | #VALUE! | #VALUE! | #VALUE!
Monday | 8 | 29 | 5 | 5765 | 0 | 0 | 0 | 0 | 0 | 0 | 0 | 0 | 0 | 0 | 0 | 0 | 0 | 0 | 0 | 0 | 0 | 0 | 0 | 0 | 0 | 0.271 | 0.42517 | 0.37457 | 0.072402 | 0 | 0.093016 | 0.47172 | 0.616 | 0 | 0 | 0 | 0 | 0 | 0 | 0 | 0 | 0 | 0 | 0 |  | 0 | 0 | 0 |  | #VALUE! | #VALUE! | #VALUE! | #VALUE! |  |  | #VALUE! | #VALUE! | 0 | 0 | 0.20123 | 0.20123 | #VALUE! | #VALUE! | #VALUE! | #VALUE! | 0 | 0 | 0.20123 | 0.20123 | #VALUE! | #VALUE! | #VALUE! | #VALUE! | 0 | 0 | 0.20123 | 0.20123 | #VALUE! | #VALUE! |  |  |  | #VALUE! | #VALUE! | #VALUE! | #VALUE! | #VALUE! | #VALUE! | #VALUE!
Monday | 8 | 29 | 6 | 5766 | 0 | 0 | 0 | 0 | 0 | 0 | 0 | 0 | 0 | 0 | 0 | 0 | 0 | 0 | 0 | 0 | 0 | 0 | 0 | 0 | 0 | 0.2575 | 0.40742 | 0.35259 | 0.068661 | 0 | 0.085977 | 0.44297 | 0.597 | 0 | 0 | 0 | 0 | 0 | 0 | 0 | 0 | 0 | 0 | 0 |  | 0 | 0 | 0 |  | #VALUE! | #VALUE! | #VALUE! | #VALUE! |  |  | #VALUE! | #VALUE! | 0 | 0 | 0.20123 | 0.20123 | #VALUE! | #VALUE! | #VALUE! | #VALUE! | 0 | 0 | 0.20123 | 0.20123 | #VALUE! | #VALUE! | #VALUE! | #VALUE! | 0 | 0 | 0.20123 | 0.20123 | #VALUE! | #VALUE! |  |  |  | #VALUE! | #VALUE! | #VALUE! | #VALUE! | #VALUE! | #VALUE! | #VALUE!
Monday | 8 | 29 | 7 | 5767 | 0 | 0 | 0 | 0 | 0 | 0 | 0 | 0 | 0 | 0 | 0 | 0 | 0 | 0 | 0 | 0 | 0 | 0 | 0 | 0 | 0 | 0.253 | 0.40217 | 0.35424 | 0.20018 | 0 | 0.078735 | 0.41278 | 0.582 | 0 | 0 | 0 | 0 | 0 | 0 | 0 | 0 | 0 | 0 | 0 |  | 0 | 0 | 0 |  | #VALUE! | #VALUE! | #VALUE! | #VALUE! |  |  | #VALUE! | #VALUE! | 0 | 0 | 0.20123 | 0.20123 | #VALUE! | #VALUE! | #VALUE! | #VALUE! | 0 | 0 | 0.20123 | 0.20123 | #VALUE! | #VALUE! | #VALUE! | #VALUE! | 0 | 0 | 0.20123 | 0.20123 | #VALUE! | #VALUE! |  |  |  | #VALUE! | #VALUE! | #VALUE! | #VALUE! | #VALUE! | #VALUE! | #VALUE!
Monday | 8 | 29 | 8 | 5768 | 0 | 0 | 0 | 0 | 0 | 0 | 0 | 0 | 0 | 0 | 0 | 0 | 0 | 0 | 0 | 0 | 0 | 0 | 0 | 0 | 0 | 0.2445 | 0.39125 | 0.32081 | 0.073742 | 0.166 | 0.15257 | 0.37788 | 0.526 | 0 | 0 | 0 | 0 | 0 | 0 | 0 | 0 | 0 | 0 | 0 |  | 0 | 0 | 0 |  | #VALUE! | #VALUE! | #VALUE! | #VALUE! |  |  | #VALUE! | #VALUE! | 0 | 0 | 0.20123 | 0.20123 | #VALUE! | #VALUE! | #VALUE! | #VALUE! | 0 | 0 | 0.20123 | 0.20123 | #VALUE! | #VALUE! | #VALUE! | #VALUE! | 0 | 0 | 0.20123 | 0.20123 | #VALUE! | #VALUE! |  |  |  | #VALUE! | #VALUE! | #VALUE! | #VALUE! | #VALUE! | #VALUE! | #VALUE!
Monday | 8 | 29 | 9 | 5769 | 0 | 0 | 0 | 0 | 0 | 0 | 0 | 0 | 0 | 0 | 0 | 0 | 0 | 0 | 0 | 0 | 0 | 0 | 0 | 0 | 0 | 0.2515 | 0.40658 | 0.33232 | 0.21614 | 0.3855 | 0.16701 | 0.39774 | 0.58 | 0 | 0 | 0 | 0 | 0 | 0 | 0 | 0 | 0 | 0 | 0 |  | 0 | 0 | 0 |  | #VALUE! | #VALUE! | #VALUE! | #VALUE! |  |  | #VALUE! | #VALUE! | 0 | 0 | 0.20123 | 0.20123 | #VALUE! | #VALUE! | #VALUE! | #VALUE! | 0 | 0 | 0.20123 | 0.20123 | #VALUE! | #VALUE! | #VALUE! | #VALUE! | 0 | 0 | 0.20123 | 0.20123 | #VALUE! | #VALUE! |  |  |  | #VALUE! | #VALUE! | #VALUE! | #VALUE! | #VALUE! | #VALUE! | #VALUE!
Monday | 8 | 29 | 10 | 5770 | 0 | 0 | 0 | 0 | 0 | 0 | 0 | 0 | 0 | 0 | 0 | 0 | 0 | 0 | 0 | 0 | 0 | 0 | 0 | 0 | 0 | 0.282 | 0.45792 | 0.41549 | 0.30067 | 0.448 | 0.194 | 0.50104 | 0.624 | 0 | 0 | 0 | 0 | 0 | 0 | 0 | 0 | 0 | 0 | 0 |  | 0 | 0 | 0 |  | #VALUE! | #VALUE! | #VALUE! | #VALUE! |  |  | #VALUE! | #VALUE! | 0 | 0 | 0.20123 | 0.20123 | #VALUE! | #VALUE! | #VALUE! | #VALUE! | 0 | 0 | 0.20123 | 0.20123 | #VALUE! | #VALUE! | #VALUE! | #VALUE! | 0 | 0 | 0.20123 | 0.20123 | #VALUE! | #VALUE! |  |  |  | #VALUE! | #VALUE! | #VALUE! | #VALUE! | #VALUE! | #VALUE! | #VALUE!
Monday | 8 | 29 | 11 | 5771 | 0 | 0 | 0 | 0 | 0 | 0 | 0 | 0 | 0 | 0 | 0 | 0 | 0 | 0 | 0 | 0 | 0 | 0 | 0 | 0 | 0 | 0.3195 | 0.50692 | 0.47592 | 0.35793 | 0.54425 | 0.21784 | 0.54644 | 0.654 | 0 | 0 | 0 | 0 | 0 | 0 | 0 | 0 | 0 | 0 | 0 |  | 0 | 0 | 0 |  | #VALUE! | #VALUE! | #VALUE! | #VALUE! |  |  | #VALUE! | #VALUE! | 0 | 0 | 0.20123 | 0.20123 | #VALUE! | #VALUE! | #VALUE! | #VALUE! | 0 | 0 | 0.20123 | 0.20123 | #VALUE! | #VALUE! | #VALUE! | #VALUE! | 0 | 0 | 0.20123 | 0.20123 | #VALUE! | #VALUE! |  |  |  | #VALUE! | #VALUE! | #VALUE! | #VALUE! | #VALUE! | #VALUE! | #VALUE!
Monday | 8 | 29 | 12 | 5772 | 0 | 0 | 0 | 0 | 0 | 0 | 0 | 0 | 0 | 0 | 0 | 0 | 0 | 0 | 0 | 0 | 0 | 0 | 0 | 0 | 0 | 0.3625 | 0.57625 | 0.55056 | 0.41372 | 0.6205 | 0.24041 | 0.60895 | 0.702 | 0 | 0 | 0 | 0 | 0 | 0 | 0 | 0 | 0 | 0 | 0 |  | 0 | 0 | 0 |  | #VALUE! | #VALUE! | #VALUE! | #VALUE! |  |  | #VALUE! | #VALUE! | 0 | 0 | 0.20123 | 0.20123 | #VALUE! | #VALUE! | #VALUE! | #VALUE! | 0 | 0 | 0.20123 | 0.20123 | #VALUE! | #VALUE! | #VALUE! | #VALUE! | 0 | 0 | 0.20123 | 0.20123 | #VALUE! | #VALUE! |  |  |  | #VALUE! | #VALUE! | #VALUE! | #VALUE! | #VALUE! | #VALUE! | #VALUE!
Monday | 8 | 29 | 13 | 5773 | 0 | 0 | 0 | 0 | 0 | 0 | 0 | 0 | 0 | 0 | 0 | 0 | 0 | 0 | 0 | 0 | 0 | 0 | 0 | 0 | 0 | 0.385 | 0.59242 | 0.53987 | 0.43383 | 0.64225 | 0.23708 | 0.62967 | 0.711 | 0 | 0 | 0 | 0 | 0 | 0 | 0 | 0 | 0 | 0 | 0 |  | 0 | 0 | 0 |  | #VALUE! | #VALUE! | #VALUE! | #VALUE! |  |  | #VALUE! | #VALUE! | 0 | 0 | 0.20123 | 0.20123 | #VALUE! | #VALUE! | #VALUE! | #VALUE! | 0 | 0 | 0.20123 | 0.20123 | #VALUE! | #VALUE! | #VALUE! | #VALUE! | 0 | 0 | 0.20123 | 0.20123 | #VALUE! | #VALUE! |  |  |  | #VALUE! | #VALUE! | #VALUE! | #VALUE! | #VALUE! | #VALUE! | #VALUE!
Monday | 8 | 29 | 14 | 5774 | 0 | 0 | 0 | 0 | 0 | 0 | 0 | 0 | 0 | 0 | 0 | 0 | 0 | 0 | 0 | 0 | 0 | 0 | 0 | 0 | 0 | 0.427 | 0.64558 | 0.59556 | 0.48456 | 0.652 | 0.22024 | 0.6769 | 0.747 | 0 | 0 | 0 | 0 | 0 | 0 | 0 | 0 | 0 | 0 | 0 |  | 0 | 0 | 0 |  | #VALUE! | #VALUE! | #VALUE! | #VALUE! |  |  | #VALUE! | #VALUE! | 0 | 0 | 0.20123 | 0.20123 | #VALUE! | #VALUE! | #VALUE! | #VALUE! | 0 | 0 | 0.20123 | 0.20123 | #VALUE! | #VALUE! | #VALUE! | #VALUE! | 0 | 0 | 0.20123 | 0.20123 | #VALUE! | #VALUE! |  |  |  | #VALUE! | #VALUE! | #VALUE! | #VALUE! | #VALUE! | #VALUE! | #VALUE!
Monday | 8 | 29 | 15 | 5775 | 0 | 0 | 0 | 0 | 0 | 0 | 0 | 0 | 0 | 0 | 0 | 0 | 0 | 0 | 0 | 0 | 0 | 0 | 0 | 0 | 0 | 0.4465 | 0.6595 | 0.61172 | 0.49854 | 0.67675 | 0.24239 | 0.69294 | 0.755 | 0 | 0 | 0 | 0 | 0 | 0 | 0 | 0 | 0 | 0 | 0 |  | 0 | 0 | 0 |  | #VALUE! | #VALUE! | #VALUE! | #VALUE! |  |  | #VALUE! | #VALUE! | 0 | 0 | 0.20123 | 0.20123 | #VALUE! | #VALUE! | #VALUE! | #VALUE! | 0 | 0 | 0.20123 | 0.20123 | #VALUE! | #VALUE! | #VALUE! | #VALUE! | 0 | 0 | 0.20123 | 0.20123 | #VALUE! | #VALUE! |  |  |  | #VALUE! | #VALUE! | #VALUE! | #VALUE! | #VALUE! | #VALUE! | #VALUE!
Monday | 8 | 29 | 16 | 5776 | 0 | 0 | 0 | 0 | 0 | 0 | 0 | 0 | 0 | 0 | 0 | 0 | 0 | 0 | 0 | 0 | 0 | 0 | 0 | 0 | 0 | 0.439 | 0.63525 | 0.59218 | 0.47614 | 0.68725 | 0.25432 | 0.67194 | 0.728 | 0 | 0 | 0 | 0 | 0 | 0 | 0 | 0 | 0 | 0 | 0 |  | 0 | 0 | 0 |  | #VALUE! | #VALUE! | #VALUE! | #VALUE! |  |  | #VALUE! | #VALUE! | 0 | 0 | 0.20123 | 0.20123 | #VALUE! | #VALUE! | #VALUE! | #VALUE! | 0 | 0 | 0.20123 | 0.20123 | #VALUE! | #VALUE! | #VALUE! | #VALUE! | 0 | 0 | 0.20123 | 0.20123 | #VALUE! | #VALUE! |  |  |  | #VALUE! | #VALUE! | #VALUE! | #VALUE! | #VALUE! | #VALUE! | #VALUE!
Monday | 8 | 29 | 17 | 5777 | 0 | 0 | 0 | 0 | 0 | 0 | 0 | 0 | 0 | 0 | 0 | 0 | 0 | 0 | 0 | 0 | 0 | 0 | 0 | 0 | 0 | 0.4465 | 0.6435 | 0.60044 | 0.47854 | 0.63225 | 0.24504 | 0.6774 | 0.728 | 0 | 0 | 0 | 0 | 0 | 0 | 0 | 0 | 0 | 0 | 0 |  | 0 | 0 | 0 |  | #VALUE! | #VALUE! | #VALUE! | #VALUE! |  |  | #VALUE! | #VALUE! | 0 | 0 | 0.20123 | 0.20123 | #VALUE! | #VALUE! | #VALUE! | #VALUE! | 0 | 0 | 0.20123 | 0.20123 | #VALUE! | #VALUE! | #VALUE! | #VALUE! | 0 | 0 | 0.20123 | 0.20123 | #VALUE! | #VALUE! |  |  |  | #VALUE! | #VALUE! | #VALUE! | #VALUE! | #VALUE! | #VALUE! | #VALUE!
Monday | 8 | 29 | 18 | 5778 | 0 | 0 | 0 | 0 | 0 | 0 | 0 | 0 | 0 | 0 | 0 | 0 | 0 | 0 | 0 | 0 | 0 | 0 | 0 | 0 | 0 | 0.4295 | 0.61267 | 0.5746 | 0.44815 | 0.592 | 0.24382 | 0.64856 | 0.704 | 0 | 0 | 0 | 0 | 0 | 0 | 0 | 0 | 0 | 0 | 0 |  | 0 | 0 | 0 |  | #VALUE! | #VALUE! | #VALUE! | #VALUE! |  |  | #VALUE! | #VALUE! | 0 | 0 | 0.20123 | 0.20123 | #VALUE! | #VALUE! | #VALUE! | #VALUE! | 0 | 0 | 0.20123 | 0.20123 | #VALUE! | #VALUE! | #VALUE! | #VALUE! | 0 | 0 | 0.20123 | 0.20123 | #VALUE! | #VALUE! |  |  |  | #VALUE! | #VALUE! | #VALUE! | #VALUE! | #VALUE! | #VALUE! | #VALUE!
Monday | 8 | 29 | 19 | 5779 | 0 | 0 | 0 | 0 | 0 | 0 | 0 | 0 | 0 | 0 | 0 | 0 | 0 | 0 | 0 | 0 | 0 | 0 | 0 | 0 | 0 | 0.425 | 0.61767 | 0.57821 | 0.44908 | 0.549 | 0.23145 | 0.65792 | 0.716 | 0 | 0 | 0 | 0 | 0 | 0 | 0 | 0 | 0 | 0 | 0 |  | 0 | 0 | 0 |  | #VALUE! | #VALUE! | #VALUE! | #VALUE! |  |  | #VALUE! | #VALUE! | 0 | 0 | 0.20123 | 0.20123 | #VALUE! | #VALUE! | #VALUE! | #VALUE! | 0 | 0 | 0.20123 | 0.20123 | #VALUE! | #VALUE! | #VALUE! | #VALUE! | 0 | 0 | 0.20123 | 0.20123 | #VALUE! | #VALUE! |  |  |  | #VALUE! | #VALUE! | #VALUE! | #VALUE! | #VALUE! | #VALUE! | #VALUE!
Monday | 8 | 29 | 20 | 5780 | 0 | 0 | 0 | 0 | 0 | 0 | 0 | 0 | 0 | 0 | 0 | 0 | 0 | 0 | 0 | 0 | 0 | 0 | 0 | 0 | 0 | 0.3925 | 0.567 | 0.55593 | 0.39747 | 0.45325 | 0.20384 | 0.61372 | 0.687 | 0 | 0 | 0 | 0 | 0 | 0 | 0 | 0 | 0 | 0 | 0 |  | 0 | 0 | 0 |  | #VALUE! | #VALUE! | #VALUE! | #VALUE! |  |  | #VALUE! | #VALUE! | 0 | 0 | 0.20123 | 0.20123 | #VALUE! | #VALUE! | #VALUE! | #VALUE! | 0 | 0 | 0.20123 | 0.20123 | #VALUE! | #VALUE! | #VALUE! | #VALUE! | 0 | 0 | 0.20123 | 0.20123 | #VALUE! | #VALUE! |  |  |  | #VALUE! | #VALUE! | #VALUE! | #VALUE! | #VALUE! | #VALUE! | #VALUE!
Monday | 8 | 29 | 21 | 5781 | 0 | 0 | 0 | 0 | 0 | 0 | 0 | 0 | 0 | 0 | 0 | 0 | 0 | 0 | 0 | 0 | 0 | 0 | 0 | 0 | 0 | 0.3785 | 0.5495 | 0.52701 | 0.38018 | 0.41425 | 0.24681 | 0.60175 | 0.68 | 0 | 0 | 0 | 0 | 0 | 0 | 0 | 0 | 0 | 0 | 0 |  | 0 | 0 | 0 |  | #VALUE! | #VALUE! | #VALUE! | #VALUE! |  |  | #VALUE! | #VALUE! | 0 | 0 | 0.20123 | 0.20123 | #VALUE! | #VALUE! | #VALUE! | #VALUE! | 0 | 0 | 0.20123 | 0.20123 | #VALUE! | #VALUE! | #VALUE! | #VALUE! | 0 | 0 | 0.20123 | 0.20123 | #VALUE! | #VALUE! |  |  |  | #VALUE! | #VALUE! | #VALUE! | #VALUE! | #VALUE! | #VALUE! | #VALUE!
Monday | 8 | 29 | 22 | 5782 | 0 | 0 | 0 | 0 | 0 | 0 | 0 | 0 | 0 | 0 | 0 | 0 | 0 | 0 | 0 | 0 | 0 | 0 | 0 | 0 | 0 | 0.381 | 0.57 | 0.5415 | 0.38845 | 0.357 | 0.2504 | 0.6298 | 0.711 | 0 | 0 | 0 | 0 | 0 | 0 | 0 | 0 | 0 | 0 | 0 |  | 0 | 0 | 0 |  | #VALUE! | #VALUE! | #VALUE! | #VALUE! |  |  | #VALUE! | #VALUE! | 0 | 0 | 0.20123 | 0.20123 | #VALUE! | #VALUE! | #VALUE! | #VALUE! | 0 | 0 | 0.20123 | 0.20123 | #VALUE! | #VALUE! | #VALUE! | #VALUE! | 0 | 0 | 0.20123 | 0.20123 | #VALUE! | #VALUE! |  |  |  | #VALUE! | #VALUE! | #VALUE! | #VALUE! | #VALUE! | #VALUE! | #VALUE!
Monday | 8 | 29 | 23 | 5783 | 0 | 0 | 0 | 0 | 0 | 0 | 0 | 0 | 0 | 0 | 0 | 0 | 0 | 0 | 0 | 0 | 0 | 0 | 0 | 0 | 0 | 0.3665 | 0.55375 | 0.52235 | 0.36808 | 0.427 | 0.26438 | 0.61802 | 0.71 | 0 | 0 | 0 | 0 | 0 | 0 | 0 | 0 | 0 | 0 | 0 |  | 0 | 0 | 0 |  | #VALUE! | #VALUE! | #VALUE! | #VALUE! |  |  | #VALUE! | #VALUE! | 0 | 0 | 0.20123 | 0.20123 | #VALUE! | #VALUE! | #VALUE! | #VALUE! | 0 | 0 | 0.20123 | 0.20123 | #VALUE! | #VALUE! | #VALUE! | #VALUE! | 0 | 0 | 0.20123 | 0.20123 | #VALUE! | #VALUE! |  |  |  | #VALUE! | #VALUE! | #VALUE! | #VALUE! | #VALUE! | #VALUE! | #VALUE!
Monday | 8 | 29 | 24 | 5784 | 0 | 0 | 0 | 0 | 0 | 0 | 0 | 0 | 0 | 0 | 0 | 0 | 0 | 0 | 0 | 0 | 0 | 0 | 0 | 0 | 0 | 0.352 | 0.53017 | 0.37999 | 0.35139 | 0.29625 | 0.26405 | 0.59958 | 0.692 | 0 | 0 | 0 | 0 | 0 | 0 | 0 | 0 | 0 | 0 | 0 |  | 0 | 0 | 0 |  | #VALUE! | #VALUE! | #VALUE! | #VALUE! |  |  | #VALUE! | #VALUE! | 0 | 0 | 0.20123 | 0.20123 | #VALUE! | #VALUE! | #VALUE! | #VALUE! | 0 | 0 | 0.20123 | 0.20123 | #VALUE! | #VALUE! | #VALUE! | #VALUE! | 0 | 0 | 0.20123 | 0.20123 | #VALUE! | #VALUE! |  |  |  | #VALUE! | #VALUE! | #VALUE! | #VALUE! | #VALUE! | #VALUE! | #VALUE!
Tuesday | 8 | 30 | 1 | 5785 | 0 | 0 | 0 | 0 | 0 | 0 | 0 | 0 | 0 | 0 | 0 | 0 | 0 | 0 | 0 | 0 | 0 | 0 | 0 | 0 | 0 | 0.314 | 0.47342 | 0.32111 | 0.30097 | 0.24275 | 0.2388 | 0.5219 | 0.633 | 0 | 0 | 0 | 0 | 0 | 0 | 0 | 0 | 0 | 0 | 0 |  | 0 | 0 | 0 |  | #VALUE! | #VALUE! | #VALUE! | #VALUE! |  |  | #VALUE! | #VALUE! | 0 | 0 | 0.20123 | 0.20123 | #VALUE! | #VALUE! | #VALUE! | #VALUE! | 0 | 0 | 0.20123 | 0.20123 | #VALUE! | #VALUE! | #VALUE! | #VALUE! | 0 | 0 | 0.20123 | 0.20123 | #VALUE! | #VALUE! |  |  |  | #VALUE! | #VALUE! | #VALUE! | #VALUE! | #VALUE! | #VALUE! | #VALUE!
Tuesday | 8 | 30 | 2 | 5786 | 0 | 0 | 0 | 0 | 0 | 0 | 0 | 0 | 0 | 0 | 0 | 0 | 0 | 0 | 0 | 0 | 0 | 0 | 0 | 0 | 0 | 0.286 | 0.44167 | 0.27631 | 0.097513 | 0.21125 | 0.23766 | 0.47522 | 0.602 | 0 | 0 | 0 | 0 | 0 | 0 | 0 | 0 | 0 | 0 | 0 |  | 0 | 0 | 0 |  | #VALUE! | #VALUE! | #VALUE! | #VALUE! |  |  | #VALUE! | #VALUE! | 0 | 0 | 0.20123 | 0.20123 | #VALUE! | #VALUE! | #VALUE! | #VALUE! | 0 | 0 | 0.20123 | 0.20123 | #VALUE! | #VALUE! | #VALUE! | #VALUE! | 0 | 0 | 0.20123 | 0.20123 | #VALUE! | #VALUE! |  |  |  | #VALUE! | #VALUE! | #VALUE! | #VALUE! | #VALUE! | #VALUE! | #VALUE!
Tuesday | 8 | 30 | 3 | 5787 | 0 | 0 | 0 | 0 | 0 | 0 | 0 | 0 | 0 | 0 | 0 | 0 | 0 | 0 | 0 | 0 | 0 | 0 | 0 | 0 | 0 | 0.249 | 0.23783 | 0.16952 | 0.070524 | 0.02975 | 0.21535 | 0.33449 | 0.499 | 0 | 0 | 0 | 0 | 0 | 0 | 0 | 0 | 0 | 0 | 0 |  | 0 | 0 | 0 |  | #VALUE! | #VALUE! | #VALUE! | #VALUE! |  |  | #VALUE! | #VALUE! | 0 | 0 | 0.20123 | 0.20123 | #VALUE! | #VALUE! | #VALUE! | #VALUE! | 0 | 0 | 0.20123 | 0.20123 | #VALUE! | #VALUE! | #VALUE! | #VALUE! | 0 | 0 | 0.20123 | 0.20123 | #VALUE! | #VALUE! |  |  |  | #VALUE! | #VALUE! | #VALUE! | #VALUE! | #VALUE! | #VALUE! | #VALUE!
Tuesday | 8 | 30 | 4 | 5788 | 0 | 0 | 0 | 0 | 0 | 0 | 0 | 0 | 0 | 0 | 0 | 0 | 0 | 0 | 0 | 0 | 0 | 0 | 0 | 0 | 0 | 0.1275 | 0.025 | 0.023881 | 0.032664 | 0 | 0.22077 | 0.21038 | 0.431 | 0 | 0 | 0 | 0 | 0 | 0 | 0 | 0 | 0 | 0 | 0 |  | 0 | 0 | 0 |  | #VALUE! | #VALUE! | #VALUE! | #VALUE! |  |  | #VALUE! | #VALUE! | 0 | 0 | 0.20123 | 0.20123 | #VALUE! | #VALUE! | #VALUE! | #VALUE! | 0 | 0 | 0.20123 | 0.20123 | #VALUE! | #VALUE! | #VALUE! | #VALUE! | 0 | 0 | 0.20123 | 0.20123 | #VALUE! | #VALUE! |  |  |  | #VALUE! | #VALUE! | #VALUE! | #VALUE! | #VALUE! | #VALUE! | #VALUE!
Tuesday | 8 | 30 | 5 | 5789 | 0 | 0 | 0 | 0 | 0 | 0 | 0 | 0 | 0 | 0 | 0 | 0 | 0 | 0 | 0 | 0 | 0 | 0 | 0 | 0 | 0 | 0.1175 | 0 | 0.023091 | 0.033251 | 0 | 0.21775 | 0.16873 | 0.389 | 0 | 0 | 0 | 0 | 0 | 0 | 0 | 0 | 0 | 0 | 0 |  | 0 | 0 | 0 |  | #VALUE! | #VALUE! | #VALUE! | #VALUE! |  |  | #VALUE! | #VALUE! | 0 | 0 | 0.20123 | 0.20123 | #VALUE! | #VALUE! | #VALUE! | #VALUE! | 0 | 0 | 0.20123 | 0.20123 | #VALUE! | #VALUE! | #VALUE! | #VALUE! | 0 | 0 | 0.20123 | 0.20123 | #VALUE! | #VALUE! |  |  |  | #VALUE! | #VALUE! | #VALUE! | #VALUE! | #VALUE! | #VALUE! | #VALUE!
Tuesday | 8 | 30 | 6 | 5790 | 0 | 0 | 0 | 0 | 0 | 0 | 0 | 0 | 0 | 0 | 0 | 0 | 0 | 0 | 0 | 0 | 0 | 0 | 0 | 0 | 0 | 0 | 0 | 0.0046562 | 0.029394 | 0 | 0.13889 | 0.10921 | 0.276 | 0 | 0 | 0 | 0 | 0 | 0 | 0 | 0 | 0 | 0 | 0 |  | 0 | 0 | 0 |  | #VALUE! | #VALUE! | #VALUE! | #VALUE! |  |  | #VALUE! | #VALUE! | 0 | 0 | 0.20123 | 0.20123 | #VALUE! | #VALUE! | #VALUE! | #VALUE! | 0 | 0 | 0.20123 | 0.20123 | #VALUE! | #VALUE! | #VALUE! | #VALUE! | 0 | 0 | 0.20123 | 0.20123 | #VALUE! | #VALUE! |  |  |  | #VALUE! | #VALUE! | #VALUE! | #VALUE! | #VALUE! | #VALUE! | #VALUE!
Tuesday | 8 | 30 | 7 | 5791 | 0 | 0 | 0 | 0 | 0 | 0 | 0 | 0 | 0 | 0 | 0 | 0 | 0 | 0 | 0 | 0 | 0 | 0 | 0 | 0 | 0 | 0 | 0 | 0.0072813 | 0.031784 | 0 | 0.13915 | 0.12474 | 0.288 | 0 | 0 | 0 | 0 | 0 | 0 | 0 | 0 | 0 | 0 | 0 |  | 0 | 0 | 0 |  | #VALUE! | #VALUE! | #VALUE! | #VALUE! |  |  | #VALUE! | #VALUE! | 0 | 0 | 0.20123 | 0.20123 | #VALUE! | #VALUE! | #VALUE! | #VALUE! | 0 | 0 | 0.20123 | 0.20123 | #VALUE! | #VALUE! | #VALUE! | #VALUE! | 0 | 0 | 0.20123 | 0.20123 | #VALUE! | #VALUE! |  |  |  | #VALUE! | #VALUE! | #VALUE! | #VALUE! | #VALUE! | #VALUE! | #VALUE!
Tuesday | 8 | 30 | 8 | 5792 | 0 | 0 | 0 | 0 | 0 | 0 | 0 | 0 | 0 | 0 | 0 | 0 | 0 | 0 | 0 | 0 | 0 | 0 | 0 | 0 | 0 | 0 | 0.040833 | 0.040205 | 0.19812 | 0.1245 | 0.17369 | 0.19136 | 0.342 | 0 | 0 | 0 | 0 | 0 | 0 | 0 | 0 | 0 | 0 | 0 |  | 0 | 0 | 0 |  | #VALUE! | #VALUE! | #VALUE! | #VALUE! |  |  | #VALUE! | #VALUE! | 0 | 0 | 0.20123 | 0.20123 | #VALUE! | #VALUE! | #VALUE! | #VALUE! | 0 | 0 | 0.20123 | 0.20123 | #VALUE! | #VALUE! | #VALUE! | #VALUE! | 0 | 0 | 0.20123 | 0.20123 | #VALUE! | #VALUE! |  |  |  | #VALUE! | #VALUE! | #VALUE! | #VALUE! | #VALUE! | #VALUE! | #VALUE!
Tuesday | 8 | 30 | 9 | 5793 | 0 | 0 | 0 | 0 | 0 | 0 | 0 | 0 | 0 | 0 | 0 | 0 | 0 | 0 | 0 | 0 | 0 | 0 | 0 | 0 | 0 | 0.055 | 0.18625 | 0.1936 | 0.37045 | 0.48425 | 0.18178 | 0.28676 | 0.399 | 0 | 0 | 0 | 0 | 0 | 0 | 0 | 0 | 0 | 0 | 0 |  | 0 | 0 | 0 |  | #VALUE! | #VALUE! | #VALUE! | #VALUE! |  |  | #VALUE! | #VALUE! | 0 | 0 | 0.20123 | 0.20123 | #VALUE! | #VALUE! | #VALUE! | #VALUE! | 0 | 0 | 0.20123 | 0.20123 | #VALUE! | #VALUE! | #VALUE! | #VALUE! | 0 | 0 | 0.20123 | 0.20123 | #VALUE! | #VALUE! |  |  |  | #VALUE! | #VALUE! | #VALUE! | #VALUE! | #VALUE! | #VALUE! | #VALUE!
Tuesday | 8 | 30 | 10 | 5794 | 0 | 0 | 0 | 0 | 0 | 0 | 0 | 0 | 0 | 0 | 0 | 0 | 0 | 0 | 0 | 0 | 0 | 0 | 0 | 0 | 0 | 0.2775 | 0.38808 | 0.41087 | 0.40456 | 0.5355 | 0.1987 | 0.44631 | 0.496 | 0 | 0 | 0 | 0 | 0 | 0 | 0 | 0 | 0 | 0 | 0 |  | 0 | 0 | 0 |  | #VALUE! | #VALUE! | #VALUE! | #VALUE! |  |  | #VALUE! | #VALUE! | 0 | 0 | 0.20123 | 0.20123 | #VALUE! | #VALUE! | #VALUE! | #VALUE! | 0 | 0 | 0.20123 | 0.20123 | #VALUE! | #VALUE! | #VALUE! | #VALUE! | 0 | 0 | 0.20123 | 0.20123 | #VALUE! | #VALUE! |  |  |  | #VALUE! | #VALUE! | #VALUE! | #VALUE! | #VALUE! | #VALUE! | #VALUE!
Tuesday | 8 | 30 | 11 | 5795 | 0 | 0 | 0 | 0 | 0 | 0 | 0 | 0 | 0 | 0 | 0 | 0 | 0 | 0 | 0 | 0 | 0 | 0 | 0 | 0 | 0 | 0.32 | 0.40708 | 0.42508 | 0.39108 | 0.65925 | 0.2134 | 0.45328 | 0.476 | 0 | 0 | 0 | 0 | 0 | 0 | 0 | 0 | 0 | 0 | 0 |  | 0 | 0 | 0 |  | #VALUE! | #VALUE! | #VALUE! | #VALUE! |  |  | #VALUE! | #VALUE! | 0 | 0 | 0.20123 | 0.20123 | #VALUE! | #VALUE! | #VALUE! | #VALUE! | 0 | 0 | 0.20123 | 0.20123 | #VALUE! | #VALUE! | #VALUE! | #VALUE! | 0 | 0 | 0.20123 | 0.20123 | #VALUE! | #VALUE! |  |  |  | #VALUE! | #VALUE! | #VALUE! | #VALUE! | #VALUE! | #VALUE! | #VALUE!
Tuesday | 8 | 30 | 12 | 5796 | 0 | 0 | 0 | 0 | 0 | 0 | 0 | 0 | 0 | 0 | 0 | 0 | 0 | 0 | 0 | 0 | 0 | 0 | 0 | 0 | 0 | 0.334 | 0.43533 | 0.44884 | 0.3792 | 0.6575 | 0.2459 | 0.48218 | 0.487 | 0 | 0 | 0 | 0 | 0 | 0 | 0 | 0 | 0 | 0 | 0 |  | 0 | 0 | 0 |  | #VALUE! | #VALUE! | #VALUE! | #VALUE! |  |  | #VALUE! | #VALUE! | 0 | 0 | 0.20123 | 0.20123 | #VALUE! | #VALUE! | #VALUE! | #VALUE! | 0 | 0 | 0.20123 | 0.20123 | #VALUE! | #VALUE! | #VALUE! | #VALUE! | 0 | 0 | 0.20123 | 0.20123 | #VALUE! | #VALUE! |  |  |  | #VALUE! | #VALUE! | #VALUE! | #VALUE! | #VALUE! | #VALUE! | #VALUE!
Tuesday | 8 | 30 | 13 | 5797 | 0 | 0 | 0 | 0 | 0 | 0 | 0 | 0 | 0 | 0 | 0 | 0 | 0 | 0 | 0 | 0 | 0 | 0 | 0 | 0 | 0 | 0.3645 | 0.473 | 0.49261 | 0.40122 | 0.64575 | 0.2777 | 0.5261 | 0.525 | 0 | 0 | 0 | 0 | 0 | 0 | 0 | 0 | 0 | 0 | 0 |  | 0 | 0 | 0 |  | #VALUE! | #VALUE! | #VALUE! | #VALUE! |  |  | #VALUE! | #VALUE! | 0 | 0 | 0.20123 | 0.20123 | #VALUE! | #VALUE! | #VALUE! | #VALUE! | 0 | 0 | 0.20123 | 0.20123 | #VALUE! | #VALUE! | #VALUE! | #VALUE! | 0 | 0 | 0.20123 | 0.20123 | #VALUE! | #VALUE! |  |  |  | #VALUE! | #VALUE! | #VALUE! | #VALUE! | #VALUE! | #VALUE! | #VALUE!
Tuesday | 8 | 30 | 14 | 5798 | 0 | 0 | 0 | 0 | 0 | 0 | 0 | 0 | 0 | 0 | 0 | 0 | 0 | 0 | 0 | 0 | 0 | 0 | 0 | 0 | 0 | 0.3585 | 0.45458 | 0.47553 | 0.37992 | 0.693 | 0.28087 | 0.49214 | 0.486 | 0 | 0 | 0 | 0 | 0 | 0 | 0 | 0 | 0 | 0 | 0 |  | 0 | 0 | 0 |  | #VALUE! | #VALUE! | #VALUE! | #VALUE! |  |  | #VALUE! | #VALUE! | 0 | 0 | 0.20123 | 0.20123 | #VALUE! | #VALUE! | #VALUE! | #VALUE! | 0 | 0 | 0.20123 | 0.20123 | #VALUE! | #VALUE! | #VALUE! | #VALUE! | 0 | 0 | 0.20123 | 0.20123 | #VALUE! | #VALUE! |  |  |  | #VALUE! | #VALUE! | #VALUE! | #VALUE! | #VALUE! | #VALUE! | #VALUE!
Tuesday | 8 | 30 | 15 | 5799 | 0 | 0 | 0 | 0 | 0 | 0 | 0 | 0 | 0 | 0 | 0 | 0 | 0 | 0 | 0 | 0 | 0 | 0 | 0 | 0 | 0 | 0.3505 | 0.43433 | 0.43828 | 0.35613 | 0.69275 | 0.26817 | 0.4608 | 0.459 | 0 | 0 | 0 | 0 | 0 | 0 | 0 | 0 | 0 | 0 | 0 |  | 0 | 0 | 0 |  | #VALUE! | #VALUE! | #VALUE! | #VALUE! |  |  | #VALUE! | #VALUE! | 0 | 0 | 0.20123 | 0.20123 | #VALUE! | #VALUE! | #VALUE! | #VALUE! | 0 | 0 | 0.20123 | 0.20123 | #VALUE! | #VALUE! | #VALUE! | #VALUE! | 0 | 0 | 0.20123 | 0.20123 | #VALUE! | #VALUE! |  |  |  | #VALUE! | #VALUE! | #VALUE! | #VALUE! | #VALUE! | #VALUE! | #VALUE!
Tuesday | 8 | 30 | 16 | 5800 | 0 | 0 | 0 | 0 | 0 | 0 | 0 | 0 | 0 | 0 | 0 | 0 | 0 | 0 | 0 | 0 | 0 | 0 | 0 | 0 | 0 | 0.305 | 0.34508 | 0.36639 | 0.33215 | 0.67375 | 0.26827 | 0.41281 | 0.425 | 0 | 0 | 0 | 0 | 0 | 0 | 0 | 0 | 0 | 0 | 0 |  | 0 | 0 | 0 |  | #VALUE! | #VALUE! | #VALUE! | #VALUE! |  |  | #VALUE! | #VALUE! | 0 | 0 | 0.20123 | 0.20123 | #VALUE! | #VALUE! | #VALUE! | #VALUE! | 0 | 0 | 0.20123 | 0.20123 | #VALUE! | #VALUE! | #VALUE! | #VALUE! | 0 | 0 | 0.20123 | 0.20123 | #VALUE! | #VALUE! |  |  |  | #VALUE! | #VALUE! | #VALUE! | #VALUE! | #VALUE! | #VALUE! | #VALUE!
Tuesday | 8 | 30 | 17 | 5801 | 0 | 0 | 0 | 0 | 0 | 0 | 0 | 0 | 0 | 0 | 0 | 0 | 0 | 0 | 0 | 0 | 0 | 0 | 0 | 0 | 0 | 0.284 | 0.31342 | 0.33805 | 0.31776 | 0.67775 | 0.28638 | 0.39691 | 0.413 | 0 | 0 | 0 | 0 | 0 | 0 | 0 | 0 | 0 | 0 | 0 |  | 0 | 0 | 0 |  | #VALUE! | #VALUE! | #VALUE! | #VALUE! |  |  | #VALUE! | #VALUE! | 0 | 0 | 0.20123 | 0.20123 | #VALUE! | #VALUE! | #VALUE! | #VALUE! | 0 | 0 | 0.20123 | 0.20123 | #VALUE! | #VALUE! | #VALUE! | #VALUE! | 0 | 0 | 0.20123 | 0.20123 | #VALUE! | #VALUE! |  |  |  | #VALUE! | #VALUE! | #VALUE! | #VALUE! | #VALUE! | #VALUE! | #VALUE!
Tuesday | 8 | 30 | 18 | 5802 | 0 | 0 | 0 | 0 | 0 | 0 | 0 | 0 | 0 | 0 | 0 | 0 | 0 | 0 | 0 | 0 | 0 | 0 | 0 | 0 | 0 | 0.137 | 0.22508 | 0.24823 | 0.28202 | 0.5935 | 0.2885 | 0.32168 | 0.365 | 0 | 0 | 0 | 0 | 0 | 0 | 0 | 0 | 0 | 0 | 0 |  | 0 | 0 | 0 |  | #VALUE! | #VALUE! | #VALUE! | #VALUE! |  |  | #VALUE! | #VALUE! | 0 | 0 | 0.20123 | 0.20123 | #VALUE! | #VALUE! | #VALUE! | #VALUE! | 0 | 0 | 0.20123 | 0.20123 | #VALUE! | #VALUE! | #VALUE! | #VALUE! | 0 | 0 | 0.20123 | 0.20123 | #VALUE! | #VALUE! |  |  |  | #VALUE! | #VALUE! | #VALUE! | #VALUE! | #VALUE! | #VALUE! | #VALUE!
Tuesday | 8 | 30 | 19 | 5803 | 0 | 0 | 0 | 0 | 0 | 0 | 0 | 0 | 0 | 0 | 0 | 0 | 0 | 0 | 0 | 0 | 0 | 0 | 0 | 0 | 0 | 0.0295 | 0.12558 | 0.13155 | 0.08575 | 0.572 | 0.24351 | 0.23715 | 0.311 | 0 | 0 | 0 | 0 | 0 | 0 | 0 | 0 | 0 | 0 | 0 |  | 0 | 0 | 0 |  | #VALUE! | #VALUE! | #VALUE! | #VALUE! |  |  | #VALUE! | #VALUE! | 0 | 0 | 0.20123 | 0.20123 | #VALUE! | #VALUE! | #VALUE! | #VALUE! | 0 | 0 | 0.20123 | 0.20123 | #VALUE! | #VALUE! | #VALUE! | #VALUE! | 0 | 0 | 0.20123 | 0.20123 | #VALUE! | #VALUE! |  |  |  | #VALUE! | #VALUE! | #VALUE! | #VALUE! | #VALUE! | #VALUE! | #VALUE!
Tuesday | 8 | 30 | 20 | 5804 | 0 | 0 | 0 | 0 | 0 | 0 | 0 | 0 | 0 | 0 | 0 | 0 | 0 | 0 | 0 | 0 | 0 | 0 | 0 | 0 | 0 | 0 | 0.03225 | 0.029383 | 0.028894 | 0.50425 | 0.22303 | 0.16397 | 0.257 | 0 | 0 | 0 | 0 | 0 | 0 | 0 | 0 | 0 | 0 | 0 |  | 0 | 0 | 0 |  | #VALUE! | #VALUE! | #VALUE! | #VALUE! |  |  | #VALUE! | #VALUE! | 0 | 0 | 0.20123 | 0.20123 | #VALUE! | #VALUE! | #VALUE! | #VALUE! | 0 | 0 | 0.20123 | 0.20123 | #VALUE! | #VALUE! | #VALUE! | #VALUE! | 0 | 0 | 0.20123 | 0.20123 | #VALUE! | #VALUE! |  |  |  | #VALUE! | #VALUE! | #VALUE! | #VALUE! | #VALUE! | #VALUE! | #VALUE!
Tuesday | 8 | 30 | 21 | 5805 | 0 | 0 | 0 | 0 | 0 | 0 | 0 | 0 | 0 | 0 | 0 | 0 | 0 | 0 | 0 | 0 | 0 | 0 | 0 | 0 | 0 | 0 | 0 | 0.000875 | 0.033605 | 0.43 | 0.20319 | 0.11377 | 0.235 | 0 | 0 | 0 | 0 | 0 | 0 | 0 | 0 | 0 | 0 | 0 |  | 0 | 0 | 0 |  | #VALUE! | #VALUE! | #VALUE! | #VALUE! |  |  | #VALUE! | #VALUE! | 0 | 0 | 0.20123 | 0.20123 | #VALUE! | #VALUE! | #VALUE! | #VALUE! | 0 | 0 | 0.20123 | 0.20123 | #VALUE! | #VALUE! | #VALUE! | #VALUE! | 0 | 0 | 0.20123 | 0.20123 | #VALUE! | #VALUE! |  |  |  | #VALUE! | #VALUE! | #VALUE! | #VALUE! | #VALUE! | #VALUE! | #VALUE!
Tuesday | 8 | 30 | 22 | 5806 | 0 | 0 | 0 | 0 | 0 | 0 | 0 | 0 | 0 | 0 | 0 | 0 | 0 | 0 | 0 | 0 | 0 | 0 | 0 | 0 | 0 | 0 | 0 | 0 | 0.033091 | 0.283 | 0.2041 | 0.059005 | 0.174 | 0 | 0 | 0 | 0 | 0 | 0 | 0 | 0 | 0 | 0 | 0 |  | 0 | 0 | 0 |  | #VALUE! | #VALUE! | #VALUE! | #VALUE! |  |  | #VALUE! | #VALUE! | 0 | 0 | 0.20123 | 0.20123 | #VALUE! | #VALUE! | #VALUE! | #VALUE! | 0 | 0 | 0.20123 | 0.20123 | #VALUE! | #VALUE! | #VALUE! | #VALUE! | 0 | 0 | 0.20123 | 0.20123 | #VALUE! | #VALUE! |  |  |  | #VALUE! | #VALUE! | #VALUE! | #VALUE! | #VALUE! | #VALUE! | #VALUE!
Tuesday | 8 | 30 | 23 | 5807 | 0 | 0 | 0 | 0 | 0 | 0 | 0 | 0 | 0 | 0 | 0 | 0 | 0 | 0 | 0 | 0 | 0 | 0 | 0 | 0 | 0 | 0 | 0 | 0 | 0.031172 | 0.213 | 0.20398 | 0.086691 | 0.23 | 0 | 0 | 0 | 0 | 0 | 0 | 0 | 0 | 0 | 0 | 0 |  | 0 | 0 | 0 |  | #VALUE! | #VALUE! | #VALUE! | #VALUE! |  |  | #VALUE! | #VALUE! | 0 | 0 | 0.20123 | 0.20123 | #VALUE! | #VALUE! | #VALUE! | #VALUE! | 0 | 0 | 0.20123 | 0.20123 | #VALUE! | #VALUE! | #VALUE! | #VALUE! | 0 | 0 | 0.20123 | 0.20123 | #VALUE! | #VALUE! |  |  |  | #VALUE! | #VALUE! | #VALUE! | #VALUE! | #VALUE! | #VALUE! | #VALUE!
Tuesday | 8 | 30 | 24 | 5808 | 0 | 0 | 0 | 0 | 0 | 0 | 0 | 0 | 0 | 0 | 0 | 0 | 0 | 0 | 0 | 0 | 0 | 0 | 0 | 0 | 0 | 0 | 0 | 0 | 0.030921 | 0.207 | 0.18605 | 0.048877 | 0.174 | 0 | 0 | 0 | 0 | 0 | 0 | 0 | 0 | 0 | 0 | 0 |  | 0 | 0 | 0 |  | #VALUE! | #VALUE! | #VALUE! | #VALUE! |  |  | #VALUE! | #VALUE! | 0 | 0 | 0.20123 | 0.20123 | #VALUE! | #VALUE! | #VALUE! | #VALUE! | 0 | 0 | 0.20123 | 0.20123 | #VALUE! | #VALUE! | #VALUE! | #VALUE! | 0 | 0 | 0.20123 | 0.20123 | #VALUE! | #VALUE! |  |  |  | #VALUE! | #VALUE! | #VALUE! | #VALUE! | #VALUE! | #VALUE! | #VALUE!
Wednesday | 8 | 31 | 1 | 5809 | 0 | 0 | 0 | 0 | 0 | 0 | 0 | 0 | 0 | 0 | 0 | 0 | 0 | 0 | 0 | 0 | 0 | 0 | 0 | 0 | 0 | 0 | 0 | 0 | 0.024898 | 0.20075 | 0.18879 | 0.023306 | 0.122 | 0 | 0 | 0 | 0 | 0 | 0 | 0 | 0 | 0 | 0 | 0 |  | 0 | 0 | 0 |  | #VALUE! | #VALUE! | #VALUE! | #VALUE! |  |  | #VALUE! | #VALUE! | 0 | 0 | 0.20123 | 0.20123 | #VALUE! | #VALUE! | #VALUE! | #VALUE! | 0 | 0 | 0.20123 | 0.20123 | #VALUE! | #VALUE! | #VALUE! | #VALUE! | 0 | 0 | 0.20123 | 0.20123 | #VALUE! | #VALUE! |  |  |  | #VALUE! | #VALUE! | #VALUE! | #VALUE! | #VALUE! | #VALUE! | #VALUE!
Wednesday | 8 | 31 | 2 | 5810 | 0 | 0 | 0 | 0 | 0 | 0 | 0 | 0 | 0 | 0 | 0 | 0 | 0 | 0 | 0 | 0 | 0 | 0 | 0 | 0 | 0 | 0 | 0 | 0 | 0.021064 | 0.03475 | 0.16875 | 0.017924 | 0.107 | 0 | 0 | 0 | 0 | 0 | 0 | 0 | 0 | 0 | 0 | 0 |  | 0 | 0 | 0 |  | #VALUE! | #VALUE! | #VALUE! | #VALUE! |  |  | #VALUE! | #VALUE! | 0 | 0 | 0.20123 | 0.20123 | #VALUE! | #VALUE! | #VALUE! | #VALUE! | 0 | 0 | 0.20123 | 0.20123 | #VALUE! | #VALUE! | #VALUE! | #VALUE! | 0 | 0 | 0.20123 | 0.20123 | #VALUE! | #VALUE! |  |  |  | #VALUE! | #VALUE! | #VALUE! | #VALUE! | #VALUE! | #VALUE! | #VALUE!
Wednesday | 8 | 31 | 3 | 5811 | 0 | 0 | 0 | 0 | 0 | 0 | 0 | 0 | 0 | 0 | 0 | 0 | 0 | 0 | 0 | 0 | 0 | 0 | 0 | 0 | 0 | 0 | 0 | 0 | 0.018974 | 0 | 0.17094 | 0.0138 | 0.074 | 0 | 0 | 0 | 0 | 0 | 0 | 0 | 0 | 0 | 0 | 0 |  | 0 | 0 | 0 |  | #VALUE! | #VALUE! | #VALUE! | #VALUE! |  |  | #VALUE! | #VALUE! | 0 | 0 | 0.20123 | 0.20123 | #VALUE! | #VALUE! | #VALUE! | #VALUE! | 0 | 0 | 0.20123 | 0.20123 | #VALUE! | #VALUE! | #VALUE! | #VALUE! | 0 | 0 | 0.20123 | 0.20123 | #VALUE! | #VALUE! |  |  |  | #VALUE! | #VALUE! | #VALUE! | #VALUE! | #VALUE! | #VALUE! | #VALUE!
Wednesday | 8 | 31 | 4 | 5812 | 0 | 0 | 0 | 0 | 0 | 0 | 0 | 0 | 0 | 0 | 0 | 0 | 0 | 0 | 0 | 0 | 0 | 0 | 0 | 0 | 0 | 0 | 0 | 0 | 0.027418 | 0 | 0.16216 | 0.038073 | 0.16 | 0 | 0 | 0 | 0 | 0 | 0 | 0 | 0 | 0 | 0 | 0 |  | 0 | 0 | 0 |  | #VALUE! | #VALUE! | #VALUE! | #VALUE! |  |  | #VALUE! | #VALUE! | 0 | 0 | 0.20123 | 0.20123 | #VALUE! | #VALUE! | #VALUE! | #VALUE! | 0 | 0 | 0.20123 | 0.20123 | #VALUE! | #VALUE! | #VALUE! | #VALUE! | 0 | 0 | 0.20123 | 0.20123 | #VALUE! | #VALUE! |  |  |  | #VALUE! | #VALUE! | #VALUE! | #VALUE! | #VALUE! | #VALUE! | #VALUE!
Wednesday | 8 | 31 | 5 | 5813 | 0 | 0 | 0 | 0 | 0 | 0 | 0 | 0 | 0 | 0 | 0 | 0 | 0 | 0 | 0 | 0 | 0 | 0 | 0 | 0 | 0 | 0 | 0 | 0 | 0.023557 | 0.00275 | 0.16495 | 0.023266 | 0.113 | 0 | 0 | 0 | 0 | 0 | 0 | 0 | 0 | 0 | 0 | 0 |  | 0 | 0 | 0 |  | #VALUE! | #VALUE! | #VALUE! | #VALUE! |  |  | #VALUE! | #VALUE! | 0 | 0 | 0.20123 | 0.20123 | #VALUE! | #VALUE! | #VALUE! | #VALUE! | 0 | 0 | 0.20123 | 0.20123 | #VALUE! | #VALUE! | #VALUE! | #VALUE! | 0 | 0 | 0.20123 | 0.20123 | #VALUE! | #VALUE! |  |  |  | #VALUE! | #VALUE! | #VALUE! | #VALUE! | #VALUE! | #VALUE! | #VALUE!
Wednesday | 8 | 31 | 6 | 5814 | 0 | 0 | 0 | 0 | 0 | 0 | 0 | 0 | 0 | 0 | 0 | 0 | 0 | 0 | 0 | 0 | 0 | 0 | 0 | 0 | 0 | 0 | 0 | 0 | 0.020867 | 0 | 0.16658 | 0.020303 | 0.085 | 0 | 0 | 0 | 0 | 0 | 0 | 0 | 0 | 0 | 0 | 0 |  | 0 | 0 | 0 |  | #VALUE! | #VALUE! | #VALUE! | #VALUE! |  |  | #VALUE! | #VALUE! | 0 | 0 | 0.20123 | 0.20123 | #VALUE! | #VALUE! | #VALUE! | #VALUE! | 0 | 0 | 0.20123 | 0.20123 | #VALUE! | #VALUE! | #VALUE! | #VALUE! | 0 | 0 | 0.20123 | 0.20123 | #VALUE! | #VALUE! |  |  |  | #VALUE! | #VALUE! | #VALUE! | #VALUE! | #VALUE! | #VALUE! | #VALUE!
Wednesday | 8 | 31 | 7 | 5815 | 0 | 0 | 0 | 0 | 0 | 0 | 0 | 0 | 0 | 0 | 0 | 0 | 0 | 0 | 0 | 0 | 0 | 0 | 0 | 0 | 0 | 0 | 0 | 0 | 0.030383 | 0 | 0.17928 | 0.04373 | 0.163 | 0 | 0 | 0 | 0 | 0 | 0 | 0 | 0 | 0 | 0 | 0 |  | 0 | 0 | 0 |  | #VALUE! | #VALUE! | #VALUE! | #VALUE! |  |  | #VALUE! | #VALUE! | 0 | 0 | 0.20123 | 0.20123 | #VALUE! | #VALUE! | #VALUE! | #VALUE! | 0 | 0 | 0.20123 | 0.20123 | #VALUE! | #VALUE! | #VALUE! | #VALUE! | 0 | 0 | 0.20123 | 0.20123 | #VALUE! | #VALUE! |  |  |  | #VALUE! | #VALUE! | #VALUE! | #VALUE! | #VALUE! | #VALUE! | #VALUE!
Wednesday | 8 | 31 | 8 | 5816 | 0 | 0 | 0 | 0 | 0 | 0 | 0 | 0 | 0 | 0 | 0 | 0 | 0 | 0 | 0 | 0 | 0 | 0 | 0 | 0 | 0 | 0 | 0 | 0.0088693 | 0.030919 | 0.007 | 0.17681 | 0.13563 | 0.294 | 0 | 0 | 0 | 0 | 0 | 0 | 0 | 0 | 0 | 0 | 0 |  | 0 | 0 | 0 |  | #VALUE! | #VALUE! | #VALUE! | #VALUE! |  |  | #VALUE! | #VALUE! | 0 | 0 | 0.20123 | 0.20123 | #VALUE! | #VALUE! | #VALUE! | #VALUE! | 0 | 0 | 0.20123 | 0.20123 | #VALUE! | #VALUE! | #VALUE! | #VALUE! | 0 | 0 | 0.20123 | 0.20123 | #VALUE! | #VALUE! |  |  |  | #VALUE! | #VALUE! | #VALUE! | #VALUE! | #VALUE! | #VALUE! | #VALUE!
Wednesday | 8 | 31 | 9 | 5817 | 0 | 0 | 0 | 0 | 0 | 0 | 0 | 0 | 0 | 0 | 0 | 0 | 0 | 0 | 0 | 0 | 0 | 0 | 0 | 0 | 0 | 0.0195 | 0.1525 | 0.16327 | 0.36678 | 0.05975 | 0.20413 | 0.26663 | 0.396 | 0 | 0 | 0 | 0 | 0 | 0 | 0 | 0 | 0 | 0 | 0 |  | 0 | 0 | 0 |  | #VALUE! | #VALUE! | #VALUE! | #VALUE! |  |  | #VALUE! | #VALUE! | 0 | 0 | 0.20123 | 0.20123 | #VALUE! | #VALUE! | #VALUE! | #VALUE! | 0 | 0 | 0.20123 | 0.20123 | #VALUE! | #VALUE! | #VALUE! | #VALUE! | 0 | 0 | 0.20123 | 0.20123 | #VALUE! | #VALUE! |  |  |  | #VALUE! | #VALUE! | #VALUE! | #VALUE! | #VALUE! | #VALUE! | #VALUE!
Wednesday | 8 | 31 | 10 | 5818 | 0 | 0 | 0 | 0 | 0 | 0 | 0 | 0 | 0 | 0 | 0 | 0 | 0 | 0 | 0 | 0 | 0 | 0 | 0 | 0 | 0 | 0.1735 | 0.29008 | 0.30449 | 0.39346 | 0.391 | 0.21704 | 0.34198 | 0.421 | 0 | 0 | 0 | 0 | 0 | 0 | 0 | 0 | 0 | 0 | 0 |  | 0 | 0 | 0 |  | #VALUE! | #VALUE! | #VALUE! | #VALUE! |  |  | #VALUE! | #VALUE! | 0 | 0 | 0.20123 | 0.20123 | #VALUE! | #VALUE! | #VALUE! | #VALUE! | 0 | 0 | 0.20123 | 0.20123 | #VALUE! | #VALUE! | #VALUE! | #VALUE! | 0 | 0 | 0.20123 | 0.20123 | #VALUE! | #VALUE! |  |  |  | #VALUE! | #VALUE! | #VALUE! | #VALUE! | #VALUE! | #VALUE! | #VALUE!
Wednesday | 8 | 31 | 11 | 5819 | 0 | 0 | 0 | 0 | 0 | 0 | 0 | 0 | 0 | 0 | 0 | 0 | 0 | 0 | 0 | 0 | 0 | 0 | 0 | 0 | 0 | 0.2385 | 0.35242 | 0.36613 | 0.40535 | 0.45675 | 0.21473 | 0.38639 | 0.431 | 0 | 0 | 0 | 0 | 0 | 0 | 0 | 0 | 0 | 0 | 0 |  | 0 | 0 | 0 |  | #VALUE! | #VALUE! | #VALUE! | #VALUE! |  |  | #VALUE! | #VALUE! | 0 | 0 | 0.20123 | 0.20123 | #VALUE! | #VALUE! | #VALUE! | #VALUE! | 0 | 0 | 0.20123 | 0.20123 | #VALUE! | #VALUE! | #VALUE! | #VALUE! | 0 | 0 | 0.20123 | 0.20123 | #VALUE! | #VALUE! |  |  |  | #VALUE! | #VALUE! | #VALUE! | #VALUE! | #VALUE! | #VALUE! | #VALUE!
Wednesday | 8 | 31 | 12 | 5820 | 0 | 0 | 0 | 0 | 0 | 0 | 0 | 0 | 0 | 0 | 0 | 0 | 0 | 0 | 0 | 0 | 0 | 0 | 0 | 0 | 0 | 0.316 | 0.44283 | 0.4622 | 0.42709 | 0.50675 | 0.25802 | 0.46695 | 0.455 | 0 | 0 | 0 | 0 | 0 | 0 | 0 | 0 | 0 | 0 | 0 |  | 0 | 0 | 0 |  | #VALUE! | #VALUE! | #VALUE! | #VALUE! |  |  | #VALUE! | #VALUE! | 0 | 0 | 0.20123 | 0.20123 | #VALUE! | #VALUE! | #VALUE! | #VALUE! | 0 | 0 | 0.20123 | 0.20123 | #VALUE! | #VALUE! | #VALUE! | #VALUE! | 0 | 0 | 0.20123 | 0.20123 | #VALUE! | #VALUE! |  |  |  | #VALUE! | #VALUE! | #VALUE! | #VALUE! | #VALUE! | #VALUE! | #VALUE!
Wednesday | 8 | 31 | 13 | 5821 | 0 | 0 | 0 | 0 | 0 | 0 | 0 | 0 | 0 | 0 | 0 | 0 | 0 | 0 | 0 | 0 | 0 | 0 | 0 | 0 | 0 | 0.368 | 0.52858 | 0.53346 | 0.47089 | 0.6085 | 0.30569 | 0.56127 | 0.563 | 0 | 0 | 0 | 0 | 0 | 0 | 0 | 0 | 0 | 0 | 0 |  | 0 | 0 | 0 |  | #VALUE! | #VALUE! | #VALUE! | #VALUE! |  |  | #VALUE! | #VALUE! | 0 | 0 | 0.20123 | 0.20123 | #VALUE! | #VALUE! | #VALUE! | #VALUE! | 0 | 0 | 0.20123 | 0.20123 | #VALUE! | #VALUE! | #VALUE! | #VALUE! | 0 | 0 | 0.20123 | 0.20123 | #VALUE! | #VALUE! |  |  |  | #VALUE! | #VALUE! | #VALUE! | #VALUE! | #VALUE! | #VALUE! | #VALUE!
Wednesday | 8 | 31 | 14 | 5822 | 0 | 0 | 0 | 0 | 0 | 0 | 0 | 0 | 0 | 0 | 0 | 0 | 0 | 0 | 0 | 0 | 0 | 0 | 0 | 0 | 0 | 0.3895 | 0.55092 | 0.54818 | 0.46842 | 0.58275 | 0.32148 | 0.58007 | 0.578 | 0 | 0 | 0 | 0 | 0 | 0 | 0 | 0 | 0 | 0 | 0 |  | 0 | 0 | 0 |  | #VALUE! | #VALUE! | #VALUE! | #VALUE! |  |  | #VALUE! | #VALUE! | 0 | 0 | 0.20123 | 0.20123 | #VALUE! | #VALUE! | #VALUE! | #VALUE! | 0 | 0 | 0.20123 | 0.20123 | #VALUE! | #VALUE! | #VALUE! | #VALUE! | 0 | 0 | 0.20123 | 0.20123 | #VALUE! | #VALUE! |  |  |  | #VALUE! | #VALUE! | #VALUE! | #VALUE! | #VALUE! | #VALUE! | #VALUE!
Wednesday | 8 | 31 | 15 | 5823 | 0 | 0 | 0 | 0 | 0 | 0 | 0 | 0 | 0 | 0 | 0 | 0 | 0 | 0 | 0 | 0 | 0 | 0 | 0 | 0 | 0 | 0.4125 | 0.57233 | 0.56765 | 0.47118 | 0.65275 | 0.34919 | 0.60304 | 0.61 | 0 | 0 | 0 | 0 | 0 | 0 | 0 | 0 | 0 | 0 | 0 |  | 0 | 0 | 0 |  | #VALUE! | #VALUE! | #VALUE! | #VALUE! |  |  | #VALUE! | #VALUE! | 0 | 0 | 0.20123 | 0.20123 | #VALUE! | #VALUE! | #VALUE! | #VALUE! | 0 | 0 | 0.20123 | 0.20123 | #VALUE! | #VALUE! | #VALUE! | #VALUE! | 0 | 0 | 0.20123 | 0.20123 | #VALUE! | #VALUE! |  |  |  | #VALUE! | #VALUE! | #VALUE! | #VALUE! | #VALUE! | #VALUE! | #VALUE!
Wednesday | 8 | 31 | 16 | 5824 | 0 | 0 | 0 | 0 | 0 | 0 | 0 | 0 | 0 | 0 | 0 | 0 | 0 | 0 | 0 | 0 | 0 | 0 | 0 | 0 | 0 | 0.409 | 0.55292 | 0.55828 | 0.4388 | 0.6015 | 0.33278 | 0.59151 | 0.565 | 0 | 0 | 0 | 0 | 0 | 0 | 0 | 0 | 0 | 0 | 0 |  | 0 | 0 | 0 |  | #VALUE! | #VALUE! | #VALUE! | #VALUE! |  |  | #VALUE! | #VALUE! | 0 | 0 | 0.20123 | 0.20123 | #VALUE! | #VALUE! | #VALUE! | #VALUE! | 0 | 0 | 0.20123 | 0.20123 | #VALUE! | #VALUE! | #VALUE! | #VALUE! | 0 | 0 | 0.20123 | 0.20123 | #VALUE! | #VALUE! |  |  |  | #VALUE! | #VALUE! | #VALUE! | #VALUE! | #VALUE! | #VALUE! | #VALUE!
Wednesday | 8 | 31 | 17 | 5825 | 0 | 0 | 0 | 0 | 0 | 0 | 0 | 0 | 0 | 0 | 0 | 0 | 0 | 0 | 0 | 0 | 0 | 0 | 0 | 0 | 0 | 0.417 | 0.55825 | 0.57008 | 0.42634 | 0.6325 | 0.32729 | 0.60959 | 0.585 | 0 | 0 | 0 | 0 | 0 | 0 | 0 | 0 | 0 | 0 | 0 |  | 0 | 0 | 0 |  | #VALUE! | #VALUE! | #VALUE! | #VALUE! |  |  | #VALUE! | #VALUE! | 0 | 0 | 0.20123 | 0.20123 | #VALUE! | #VALUE! | #VALUE! | #VALUE! | 0 | 0 | 0.20123 | 0.20123 | #VALUE! | #VALUE! | #VALUE! | #VALUE! | 0 | 0 | 0.20123 | 0.20123 | #VALUE! | #VALUE! |  |  |  | #VALUE! | #VALUE! | #VALUE! | #VALUE! | #VALUE! | #VALUE! | #VALUE!
Wednesday | 8 | 31 | 18 | 5826 | 0 | 0 | 0 | 0 | 0 | 0 | 0 | 0 | 0 | 0 | 0 | 0 | 0 | 0 | 0 | 0 | 0 | 0 | 0 | 0 | 0 | 0.42 | 0.56158 | 0.59427 | 0.41039 | 0.56325 | 0.32007 | 0.62373 | 0.61 | 0 | 0 | 0 | 0 | 0 | 0 | 0 | 0 | 0 | 0 | 0 |  | 0 | 0 | 0 |  | #VALUE! | #VALUE! | #VALUE! | #VALUE! |  |  | #VALUE! | #VALUE! | 0 | 0 | 0.20123 | 0.20123 | #VALUE! | #VALUE! | #VALUE! | #VALUE! | 0 | 0 | 0.20123 | 0.20123 | #VALUE! | #VALUE! | #VALUE! | #VALUE! | 0 | 0 | 0.20123 | 0.20123 | #VALUE! | #VALUE! |  |  |  | #VALUE! | #VALUE! | #VALUE! | #VALUE! | #VALUE! | #VALUE! | #VALUE!
Wednesday | 8 | 31 | 19 | 5827 | 0 | 0 | 0 | 0 | 0 | 0 | 0 | 0 | 0 | 0 | 0 | 0 | 0 | 0 | 0 | 0 | 0 | 0 | 0 | 0 | 0 | 0.408 | 0.54383 | 0.56939 | 0.38568 | 0.47575 | 0.29486 | 0.61051 | 0.607 | 0 | 0 | 0 | 0 | 0 | 0 | 0 | 0 | 0 | 0 | 0 |  | 0 | 0 | 0 |  | #VALUE! | #VALUE! | #VALUE! | #VALUE! |  |  | #VALUE! | #VALUE! | 0 | 0 | 0.20123 | 0.20123 | #VALUE! | #VALUE! | #VALUE! | #VALUE! | 0 | 0 | 0.20123 | 0.20123 | #VALUE! | #VALUE! | #VALUE! | #VALUE! | 0 | 0 | 0.20123 | 0.20123 | #VALUE! | #VALUE! |  |  |  | #VALUE! | #VALUE! | #VALUE! | #VALUE! | #VALUE! | #VALUE! | #VALUE!
Wednesday | 8 | 31 | 20 | 5828 | 0 | 0 | 0 | 0 | 0 | 0 | 0 | 0 | 0 | 0 | 0 | 0 | 0 | 0 | 0 | 0 | 0 | 0 | 0 | 0 | 0 | 0.369 | 0.4925 | 0.50422 | 0.34242 | 0.398 | 0.26348 | 0.55659 | 0.561 | 0 | 0 | 0 | 0 | 0 | 0 | 0 | 0 | 0 | 0 | 0 |  | 0 | 0 | 0 |  | #VALUE! | #VALUE! | #VALUE! | #VALUE! |  |  | #VALUE! | #VALUE! | 0 | 0 | 0.20123 | 0.20123 | #VALUE! | #VALUE! | #VALUE! | #VALUE! | 0 | 0 | 0.20123 | 0.20123 | #VALUE! | #VALUE! | #VALUE! | #VALUE! | 0 | 0 | 0.20123 | 0.20123 | #VALUE! | #VALUE! |  |  |  | #VALUE! | #VALUE! | #VALUE! | #VALUE! | #VALUE! | #VALUE! | #VALUE!
Wednesday | 8 | 31 | 21 | 5829 | 0 | 0 | 0 | 0 | 0 | 0 | 0 | 0 | 0 | 0 | 0 | 0 | 0 | 0 | 0 | 0 | 0 | 0 | 0 | 0 | 0 | 0.3415 | 0.45267 | 0.45191 | 0.3114 | 0.35375 | 0.23739 | 0.50764 | 0.519 | 0 | 0 | 0 | 0 | 0 | 0 | 0 | 0 | 0 | 0 | 0 |  | 0 | 0 | 0 |  | #VALUE! | #VALUE! | #VALUE! | #VALUE! |  |  | #VALUE! | #VALUE! | 0 | 0 | 0.20123 | 0.20123 | #VALUE! | #VALUE! | #VALUE! | #VALUE! | 0 | 0 | 0.20123 | 0.20123 | #VALUE! | #VALUE! | #VALUE! | #VALUE! | 0 | 0 | 0.20123 | 0.20123 | #VALUE! | #VALUE! |  |  |  | #VALUE! | #VALUE! | #VALUE! | #VALUE! | #VALUE! | #VALUE! | #VALUE!
Wednesday | 8 | 31 | 22 | 5830 | 0 | 0 | 0 | 0 | 0 | 0 | 0 | 0 | 0 | 0 | 0 | 0 | 0 | 0 | 0 | 0 | 0 | 0 | 0 | 0 | 0 | 0.3095 | 0.41317 | 0.38156 | 0.27454 | 0.2555 | 0.1957 | 0.4279 | 0.472 | 0 | 0 | 0 | 0 | 0 | 0 | 0 | 0 | 0 | 0 | 0 |  | 0 | 0 | 0 |  | #VALUE! | #VALUE! | #VALUE! | #VALUE! |  |  | #VALUE! | #VALUE! | 0 | 0 | 0.20123 | 0.20123 | #VALUE! | #VALUE! | #VALUE! | #VALUE! | 0 | 0 | 0.20123 | 0.20123 | #VALUE! | #VALUE! | #VALUE! | #VALUE! | 0 | 0 | 0.20123 | 0.20123 | #VALUE! | #VALUE! |  |  |  | #VALUE! | #VALUE! | #VALUE! | #VALUE! | #VALUE! | #VALUE! | #VALUE!
Wednesday | 8 | 31 | 23 | 5831 | 0 | 0 | 0 | 0 | 0 | 0 | 0 | 0 | 0 | 0 | 0 | 0 | 0 | 0 | 0 | 0 | 0 | 0 | 0 | 0 | 0 | 0.0105 | 0.13792 | 0.13122 | 0.075132 | 0.212 | 0.172 | 0.28435 | 0.388 | 0 | 0 | 0 | 0 | 0 | 0 | 0 | 0 | 0 | 0 | 0 |  | 0 | 0 | 0 |  | #VALUE! | #VALUE! | #VALUE! | #VALUE! |  |  | #VALUE! | #VALUE! | 0 | 0 | 0.20123 | 0.20123 | #VALUE! | #VALUE! | #VALUE! | #VALUE! | 0 | 0 | 0.20123 | 0.20123 | #VALUE! | #VALUE! | #VALUE! | #VALUE! | 0 | 0 | 0.20123 | 0.20123 | #VALUE! | #VALUE! |  |  |  | #VALUE! | #VALUE! | #VALUE! | #VALUE! | #VALUE! | #VALUE! | #VALUE!
Wednesday | 8 | 31 | 24 | 5832 | 0 | 0 | 0 | 0 | 0 | 0 | 0 | 0 | 0 | 0 | 0 | 0 | 0 | 0 | 0 | 0 | 0 | 0 | 0 | 0 | 0 | 0 | 0 | 0.00093182 | 0.031235 | 0.2155 | 0.11897 | 0.14362 | 0.278 | 0 | 0 | 0 | 0 | 0 | 0 | 0 | 0 | 0 | 0 | 0 |  | 0 | 0 | 0 |  | #VALUE! | #VALUE! | #VALUE! | #VALUE! |  |  | #VALUE! | #VALUE! | 0 | 0 | 0.20123 | 0.20123 | #VALUE! | #VALUE! | #VALUE! | #VALUE! | 0 | 0 | 0.20123 | 0.20123 | #VALUE! | #VALUE! | #VALUE! | #VALUE! | 0 | 0 | 0.20123 | 0.20123 | #VALUE! | #VALUE! |  |  |  | #VALUE! | #VALUE! | #VALUE! | #VALUE! | #VALUE! | #VALUE! | #VALUE!
Thursday | 9 | 1 | 1 | 5833 | 0 | 0 | 0 | 0 | 0 | 0 | 0 | 0 | 0 | 0 | 0 | 0 | 0 | 0 | 0 | 0 | 0 | 0 | 0 | 0 | 0 | 0 | 0 | 0 | 0.03265 | 0.25375 | 0.097768 | 0.041967 | 0.135 | 0 | 0 | 0 | 0 | 0 | 0 | 0 | 0 | 0 | 0 | 0 |  | 0 | 0 | 0 |  | #VALUE! | #VALUE! | #VALUE! | #VALUE! |  |  | #VALUE! | #VALUE! | 0 | 0 | 0.20123 | 0.20123 | #VALUE! | #VALUE! | #VALUE! | #VALUE! | 0 | 0 | 0.20123 | 0.20123 | #VALUE! | #VALUE! | #VALUE! | #VALUE! | 0 | 0 | 0.20123 | 0.20123 | #VALUE! | #VALUE! |  |  |  | #VALUE! | #VALUE! | #VALUE! | #VALUE! | #VALUE! | #VALUE! | #VALUE!
Thursday | 9 | 1 | 2 | 5834 | 0 | 0 | 0 | 0 | 0 | 0 | 0 | 0 | 0 | 0 | 0 | 0 | 0 | 0 | 0 | 0 | 0 | 0 | 0 | 0 | 0 | 0 | 0 | 0 | 0.021156 | 0.33125 | 0.081421 | 0.0064949 | 0.038 | 0 | 0 | 0 | 0 | 0 | 0 | 0 | 0 | 0 | 0 | 0 |  | 0 | 0 | 0 |  | #VALUE! | #VALUE! | #VALUE! | #VALUE! |  |  | #VALUE! | #VALUE! | 0 | 0 | 0.20123 | 0.20123 | #VALUE! | #VALUE! | #VALUE! | #VALUE! | 0 | 0 | 0.20123 | 0.20123 | #VALUE! | #VALUE! | #VALUE! | #VALUE! | 0 | 0 | 0.20123 | 0.20123 | #VALUE! | #VALUE! |  |  |  | #VALUE! | #VALUE! | #VALUE! | #VALUE! | #VALUE! | #VALUE! | #VALUE!
Thursday | 9 | 1 | 3 | 5835 | 0 | 0 | 0 | 0 | 0 | 0 | 0 | 0 | 0 | 0 | 0 | 0 | 0 | 0 | 0 | 0 | 0 | 0 | 0 | 0 | 0 | 0 | 0 | 0 | 0.010525 | 0.42675 | 0.032091 | 0 | 0 | 0 | 0 | 0 | 0 | 0 | 0 | 0 | 0 | 0 | 0 | 0 |  | 0 | 0 | 0 |  | #VALUE! | #VALUE! | #VALUE! | #VALUE! |  |  | #VALUE! | #VALUE! | 0 | 0 | 0.20123 | 0.20123 | #VALUE! | #VALUE! | #VALUE! | #VALUE! | 0 | 0 | 0.20123 | 0.20123 | #VALUE! | #VALUE! | #VALUE! | #VALUE! | 0 | 0 | 0.20123 | 0.20123 | #VALUE! | #VALUE! |  |  |  | #VALUE! | #VALUE! | #VALUE! | #VALUE! | #VALUE! | #VALUE! | #VALUE!
Thursday | 9 | 1 | 4 | 5836 | 0 | 0 | 0 | 0 | 0 | 0 | 0 | 0 | 0 | 0 | 0 | 0 | 0 | 0 | 0 | 0 | 0 | 0 | 0 | 0 | 0 | 0 | 0 | 0 | 0.0019587 | 0.42675 | 0 | 0 | 0 | 0 | 0 | 0 | 0 | 0 | 0 | 0 | 0 | 0 | 0 | 0 |  | 0 | 0 | 0 |  | #VALUE! | #VALUE! | #VALUE! | #VALUE! |  |  | #VALUE! | #VALUE! | 0 | 0 | 0.20123 | 0.20123 | #VALUE! | #VALUE! | #VALUE! | #VALUE! | 0 | 0 | 0.20123 | 0.20123 | #VALUE! | #VALUE! | #VALUE! | #VALUE! | 0 | 0 | 0.20123 | 0.20123 | #VALUE! | #VALUE! |  |  |  | #VALUE! | #VALUE! | #VALUE! | #VALUE! | #VALUE! | #VALUE! | #VALUE!
Thursday | 9 | 1 | 5 | 5837 | 0 | 0 | 0 | 0 | 0 | 0 | 0 | 0 | 0 | 0 | 0 | 0 | 0 | 0 | 0 | 0 | 0 | 0 | 0 | 0 | 0 | 0 | 0 | 0 | 0 | 0.4455 | 0.073866 | 0 | 0 | 0 | 0 | 0 | 0 | 0 | 0 | 0 | 0 | 0 | 0 | 0 |  | 0 | 0 | 0 |  | #VALUE! | #VALUE! | #VALUE! | #VALUE! |  |  | #VALUE! | #VALUE! | 0 | 0 | 0.20123 | 0.20123 | #VALUE! | #VALUE! | #VALUE! | #VALUE! | 0 | 0 | 0.20123 | 0.20123 | #VALUE! | #VALUE! | #VALUE! | #VALUE! | 0 | 0 | 0.20123 | 0.20123 | #VALUE! | #VALUE! |  |  |  | #VALUE! | #VALUE! | #VALUE! | #VALUE! | #VALUE! | #VALUE! | #VALUE!
Thursday | 9 | 1 | 6 | 5838 | 0 | 0 | 0 | 0 | 0 | 0 | 0 | 0 | 0 | 0 | 0 | 0 | 0 | 0 | 0 | 0 | 0 | 0 | 0 | 0 | 0 | 0 | 0 | 0 | 0 | 0.4285 | 0.031292 | 0 | 0 | 0 | 0 | 0 | 0 | 0 | 0 | 0 | 0 | 0 | 0 | 0 |  | 0 | 0 | 0 |  | #VALUE! | #VALUE! | #VALUE! | #VALUE! |  |  | #VALUE! | #VALUE! | 0 | 0 | 0.20123 | 0.20123 | #VALUE! | #VALUE! | #VALUE! | #VALUE! | 0 | 0 | 0.20123 | 0.20123 | #VALUE! | #VALUE! | #VALUE! | #VALUE! | 0 | 0 | 0.20123 | 0.20123 | #VALUE! | #VALUE! |  |  |  | #VALUE! | #VALUE! | #VALUE! | #VALUE! | #VALUE! | #VALUE! | #VALUE!
Thursday | 9 | 1 | 7 | 5839 | 0 | 0 | 0 | 0 | 0 | 0 | 0 | 0 | 0 | 0 | 0 | 0 | 0 | 0 | 0 | 0 | 0 | 0 | 0 | 0 | 0 | 0 | 0 | 0 | 0.02125 | 0.41325 | 0 | 0.003331 | 0.006 | 0 | 0 | 0 | 0 | 0 | 0 | 0 | 0 | 0 | 0 | 0 |  | 0 | 0 | 0 |  | #VALUE! | #VALUE! | #VALUE! | #VALUE! |  |  | #VALUE! | #VALUE! | 0 | 0 | 0.20123 | 0.20123 | #VALUE! | #VALUE! | #VALUE! | #VALUE! | 0 | 0 | 0.20123 | 0.20123 | #VALUE! | #VALUE! | #VALUE! | #VALUE! | 0 | 0 | 0.20123 | 0.20123 | #VALUE! | #VALUE! |  |  |  | #VALUE! | #VALUE! | #VALUE! | #VALUE! | #VALUE! | #VALUE! | #VALUE!
Thursday | 9 | 1 | 8 | 5840 | 0 | 0 | 0 | 0 | 0 | 0 | 0 | 0 | 0 | 0 | 0 | 0 | 0 | 0 | 0 | 0 | 0 | 0 | 0 | 0 | 0 | 0 | 0 | 0 | 0.035586 | 0.48375 | 0.10633 | 0.038651 | 0.177 | 0 | 0 | 0 | 0 | 0 | 0 | 0 | 0 | 0 | 0 | 0 |  | 0 | 0 | 0 |  | #VALUE! | #VALUE! | #VALUE! | #VALUE! |  |  | #VALUE! | #VALUE! | 0 | 0 | 0.20123 | 0.20123 | #VALUE! | #VALUE! | #VALUE! | #VALUE! | 0 | 0 | 0.20123 | 0.20123 | #VALUE! | #VALUE! | #VALUE! | #VALUE! | 0 | 0 | 0.20123 | 0.20123 | #VALUE! | #VALUE! |  |  |  | #VALUE! | #VALUE! | #VALUE! | #VALUE! | #VALUE! | #VALUE! | #VALUE!
Thursday | 9 | 1 | 9 | 5841 | 0 | 0 | 0 | 0 | 0 | 0 | 0 | 0 | 0 | 0 | 0 | 0 | 0 | 0 | 0 | 0 | 0 | 0 | 0 | 0 | 0 | 0 | 0 | 0.012948 | 0.035647 | 0.54025 | 0.15783 | 0.15187 | 0.298 | 0 | 0 | 0 | 0 | 0 | 0 | 0 | 0 | 0 | 0 | 0 |  | 0 | 0 | 0 |  | #VALUE! | #VALUE! | #VALUE! | #VALUE! |  |  | #VALUE! | #VALUE! | 0 | 0 | 0.20123 | 0.20123 | #VALUE! | #VALUE! | #VALUE! | #VALUE! | 0 | 0 | 0.20123 | 0.20123 | #VALUE! | #VALUE! | #VALUE! | #VALUE! | 0 | 0 | 0.20123 | 0.20123 | #VALUE! | #VALUE! |  |  |  | #VALUE! | #VALUE! | #VALUE! | #VALUE! | #VALUE! | #VALUE! | #VALUE!
Thursday | 9 | 1 | 10 | 5842 | 0 | 0 | 0 | 0 | 0 | 0 | 0 | 0 | 0 | 0 | 0 | 0 | 0 | 0 | 0 | 0 | 0 | 0 | 0 | 0 | 0 | 0 | 0.082583 | 0.085872 | 0.23251 | 0.5275 | 0.18126 | 0.20293 | 0.312 | 0 | 0 | 0 | 0 | 0 | 0 | 0 | 0 | 0 | 0 | 0 |  | 0 | 0 | 0 |  | #VALUE! | #VALUE! | #VALUE! | #VALUE! |  |  | #VALUE! | #VALUE! | 0 | 0 | 0.20123 | 0.20123 | #VALUE! | #VALUE! | #VALUE! | #VALUE! | 0 | 0 | 0.20123 | 0.20123 | #VALUE! | #VALUE! | #VALUE! | #VALUE! | 0 | 0 | 0.20123 | 0.20123 | #VALUE! | #VALUE! |  |  |  | #VALUE! | #VALUE! | #VALUE! | #VALUE! | #VALUE! | #VALUE! | #VALUE!
Thursday | 9 | 1 | 11 | 5843 | 0 | 0 | 0 | 0 | 0 | 0 | 0 | 0 | 0 | 0 | 0 | 0 | 0 | 0 | 0 | 0 | 0 | 0 | 0 | 0 | 0 | 0.0615 | 0.19292 | 0.19374 | 0.38587 | 0.58425 | 0.21362 | 0.27128 | 0.36 | 0 | 0 | 0 | 0 | 0 | 0 | 0 | 0 | 0 | 0 | 0 |  | 0 | 0 | 0 |  | #VALUE! | #VALUE! | #VALUE! | #VALUE! |  |  | #VALUE! | #VALUE! | 0 | 0 | 0.20123 | 0.20123 | #VALUE! | #VALUE! | #VALUE! | #VALUE! | 0 | 0 | 0.20123 | 0.20123 | #VALUE! | #VALUE! | #VALUE! | #VALUE! | 0 | 0 | 0.20123 | 0.20123 | #VALUE! | #VALUE! |  |  |  | #VALUE! | #VALUE! | #VALUE! | #VALUE! | #VALUE! | #VALUE! | #VALUE!
Thursday | 9 | 1 | 12 | 5844 | 0 | 0 | 0 | 0 | 0 | 0 | 0 | 0 | 0 | 0 | 0 | 0 | 0 | 0 | 0 | 0 | 0 | 0 | 0 | 0 | 0 | 0.2285 | 0.33492 | 0.34696 | 0.38533 | 0.6205 | 0.25367 | 0.36235 | 0.393 | 0 | 0 | 0 | 0 | 0 | 0 | 0 | 0 | 0 | 0 | 0 |  | 0 | 0 | 0 |  | #VALUE! | #VALUE! | #VALUE! | #VALUE! |  |  | #VALUE! | #VALUE! | 0 | 0 | 0.20123 | 0.20123 | #VALUE! | #VALUE! | #VALUE! | #VALUE! | 0 | 0 | 0.20123 | 0.20123 | #VALUE! | #VALUE! | #VALUE! | #VALUE! | 0 | 0 | 0.20123 | 0.20123 | #VALUE! | #VALUE! |  |  |  | #VALUE! | #VALUE! | #VALUE! | #VALUE! | #VALUE! | #VALUE! | #VALUE!
Thursday | 9 | 1 | 13 | 5845 | 0 | 0 | 0 | 0 | 0 | 0 | 0 | 0 | 0 | 0 | 0 | 0 | 0 | 0 | 0 | 0 | 0 | 0 | 0 | 0 | 0 | 0.3155 | 0.41842 | 0.43249 | 0.4181 | 0.64925 | 0.30527 | 0.43123 | 0.436 | 0 | 0 | 0 | 0 | 0 | 0 | 0 | 0 | 0 | 0 | 0 |  | 0 | 0 | 0 |  | #VALUE! | #VALUE! | #VALUE! | #VALUE! |  |  | #VALUE! | #VALUE! | 0 | 0 | 0.20123 | 0.20123 | #VALUE! | #VALUE! | #VALUE! | #VALUE! | 0 | 0 | 0.20123 | 0.20123 | #VALUE! | #VALUE! | #VALUE! | #VALUE! | 0 | 0 | 0.20123 | 0.20123 | #VALUE! | #VALUE! |  |  |  | #VALUE! | #VALUE! | #VALUE! | #VALUE! | #VALUE! | #VALUE! | #VALUE!
Thursday | 9 | 1 | 14 | 5846 | 0 | 0 | 0 | 0 | 0 | 0 | 0 | 0 | 0 | 0 | 0 | 0 | 0 | 0 | 0 | 0 | 0 | 0 | 0 | 0 | 0 | 0.342 | 0.45875 | 0.47055 | 0.42251 | 0.66325 | 0.33223 | 0.46849 | 0.467 | 0 | 0 | 0 | 0 | 0 | 0 | 0 | 0 | 0 | 0 | 0 |  | 0 | 0 | 0 |  | #VALUE! | #VALUE! | #VALUE! | #VALUE! |  |  | #VALUE! | #VALUE! | 0 | 0 | 0.20123 | 0.20123 | #VALUE! | #VALUE! | #VALUE! | #VALUE! | 0 | 0 | 0.20123 | 0.20123 | #VALUE! | #VALUE! | #VALUE! | #VALUE! | 0 | 0 | 0.20123 | 0.20123 | #VALUE! | #VALUE! |  |  |  | #VALUE! | #VALUE! | #VALUE! | #VALUE! | #VALUE! | #VALUE! | #VALUE!
Thursday | 9 | 1 | 15 | 5847 | 0 | 0 | 0 | 0 | 0 | 0 | 0 | 0 | 0 | 0 | 0 | 0 | 0 | 0 | 0 | 0 | 0 | 0 | 0 | 0 | 0 | 0.355 | 0.4655 | 0.47635 | 0.41228 | 0.668 | 0.30863 | 0.47619 | 0.468 | 0 | 0 | 0 | 0 | 0 | 0 | 0 | 0 | 0 | 0 | 0 |  | 0 | 0 | 0 |  | #VALUE! | #VALUE! | #VALUE! | #VALUE! |  |  | #VALUE! | #VALUE! | 0 | 0 | 0.20123 | 0.20123 | #VALUE! | #VALUE! | #VALUE! | #VALUE! | 0 | 0 | 0.20123 | 0.20123 | #VALUE! | #VALUE! | #VALUE! | #VALUE! | 0 | 0 | 0.20123 | 0.20123 | #VALUE! | #VALUE! |  |  |  | #VALUE! | #VALUE! | #VALUE! | #VALUE! | #VALUE! | #VALUE! | #VALUE!
Thursday | 9 | 1 | 16 | 5848 | 0 | 0 | 0 | 0 | 0 | 0 | 0 | 0 | 0 | 0 | 0 | 0 | 0 | 0 | 0 | 0 | 0 | 0 | 0 | 0 | 0 | 0.3685 | 0.48458 | 0.49972 | 0.40106 | 0.69075 | 0.33938 | 0.49999 | 0.475 | 0 | 0 | 0 | 0 | 0 | 0 | 0 | 0 | 0 | 0 | 0 |  | 0 | 0 | 0 |  | #VALUE! | #VALUE! | #VALUE! | #VALUE! |  |  | #VALUE! | #VALUE! | 0 | 0 | 0.20123 | 0.20123 | #VALUE! | #VALUE! | #VALUE! | #VALUE! | 0 | 0 | 0.20123 | 0.20123 | #VALUE! | #VALUE! | #VALUE! | #VALUE! | 0 | 0 | 0.20123 | 0.20123 | #VALUE! | #VALUE! |  |  |  | #VALUE! | #VALUE! | #VALUE! | #VALUE! | #VALUE! | #VALUE! | #VALUE!
Thursday | 9 | 1 | 17 | 5849 | 0 | 0 | 0 | 0 | 0 | 0 | 0 | 0 | 0 | 0 | 0 | 0 | 0 | 0 | 0 | 0 | 0 | 0 | 0 | 0 | 0 | 0.3625 | 0.45283 | 0.46187 | 0.36927 | 0.725 | 0.33475 | 0.47231 | 0.44 | 0 | 0 | 0 | 0 | 0 | 0 | 0 | 0 | 0 | 0 | 0 |  | 0 | 0 | 0 |  | #VALUE! | #VALUE! | #VALUE! | #VALUE! |  |  | #VALUE! | #VALUE! | 0 | 0 | 0.20123 | 0.20123 | #VALUE! | #VALUE! | #VALUE! | #VALUE! | 0 | 0 | 0.20123 | 0.20123 | #VALUE! | #VALUE! | #VALUE! | #VALUE! | 0 | 0 | 0.20123 | 0.20123 | #VALUE! | #VALUE! |  |  |  | #VALUE! | #VALUE! | #VALUE! | #VALUE! | #VALUE! | #VALUE! | #VALUE!
Thursday | 9 | 1 | 18 | 5850 | 0 | 0 | 0 | 0 | 0 | 0 | 0 | 0 | 0 | 0 | 0 | 0 | 0 | 0 | 0 | 0 | 0 | 0 | 0 | 0 | 0 | 0.253 | 0.34517 | 0.36669 | 0.32811 | 0.4345 | 0.29125 | 0.39976 | 0.387 | 0 | 0 | 0 | 0 | 0 | 0 | 0 | 0 | 0 | 0 | 0 |  | 0 | 0 | 0 |  | #VALUE! | #VALUE! | #VALUE! | #VALUE! |  |  | #VALUE! | #VALUE! | 0 | 0 | 0.20123 | 0.20123 | #VALUE! | #VALUE! | #VALUE! | #VALUE! | 0 | 0 | 0.20123 | 0.20123 | #VALUE! | #VALUE! | #VALUE! | #VALUE! | 0 | 0 | 0.20123 | 0.20123 | #VALUE! | #VALUE! |  |  |  | #VALUE! | #VALUE! | #VALUE! | #VALUE! | #VALUE! | #VALUE! | #VALUE!
Thursday | 9 | 1 | 19 | 5851 | 0 | 0 | 0 | 0 | 0 | 0 | 0 | 0 | 0 | 0 | 0 | 0 | 0 | 0 | 0 | 0 | 0 | 0 | 0 | 0 | 0 | 0.084 | 0.20358 | 0.21501 | 0.10454 | 0.46425 | 0.2007 | 0.31216 | 0.355 | 0 | 0 | 0 | 0 | 0 | 0 | 0 | 0 | 0 | 0 | 0 |  | 0 | 0 | 0 |  | #VALUE! | #VALUE! | #VALUE! | #VALUE! |  |  | #VALUE! | #VALUE! | 0 | 0 | 0.20123 | 0.20123 | #VALUE! | #VALUE! | #VALUE! | #VALUE! | 0 | 0 | 0.20123 | 0.20123 | #VALUE! | #VALUE! | #VALUE! | #VALUE! | 0 | 0 | 0.20123 | 0.20123 | #VALUE! | #VALUE! |  |  |  | #VALUE! | #VALUE! | #VALUE! | #VALUE! | #VALUE! | #VALUE! | #VALUE!
Thursday | 9 | 1 | 20 | 5852 | 0 | 0 | 0 | 0 | 0 | 0 | 0 | 0 | 0 | 0 | 0 | 0 | 0 | 0 | 0 | 0 | 0 | 0 | 0 | 0 | 0 | 0 | 0.023417 | 0.040985 | 0.035371 | 0.439 | 0.14278 | 0.21537 | 0.322 | 0 | 0 | 0 | 0 | 0 | 0 | 0 | 0 | 0 | 0 | 0 |  | 0 | 0 | 0 |  | #VALUE! | #VALUE! | #VALUE! | #VALUE! |  |  | #VALUE! | #VALUE! | 0 | 0 | 0.20123 | 0.20123 | #VALUE! | #VALUE! | #VALUE! | #VALUE! | 0 | 0 | 0.20123 | 0.20123 | #VALUE! | #VALUE! | #VALUE! | #VALUE! | 0 | 0 | 0.20123 | 0.20123 | #VALUE! | #VALUE! |  |  |  | #VALUE! | #VALUE! | #VALUE! | #VALUE! | #VALUE! | #VALUE! | #VALUE!
Thursday | 9 | 1 | 21 | 5853 | 0 | 0 | 0 | 0 | 0 | 0 | 0 | 0 | 0 | 0 | 0 | 0 | 0 | 0 | 0 | 0 | 0 | 0 | 0 | 0 | 0 | 0 | 0.04075 | 0.049168 | 0.035466 | 0.44775 | 0.11455 | 0.24461 | 0.369 | 0 | 0 | 0 | 0 | 0 | 0 | 0 | 0 | 0 | 0 | 0 |  | 0 | 0 | 0 |  | #VALUE! | #VALUE! | #VALUE! | #VALUE! |  |  | #VALUE! | #VALUE! | 0 | 0 | 0.20123 | 0.20123 | #VALUE! | #VALUE! | #VALUE! | #VALUE! | 0 | 0 | 0.20123 | 0.20123 | #VALUE! | #VALUE! | #VALUE! | #VALUE! | 0 | 0 | 0.20123 | 0.20123 | #VALUE! | #VALUE! |  |  |  | #VALUE! | #VALUE! | #VALUE! | #VALUE! | #VALUE! | #VALUE! | #VALUE!
Thursday | 9 | 1 | 22 | 5854 | 0 | 0 | 0 | 0 | 0 | 0 | 0 | 0 | 0 | 0 | 0 | 0 | 0 | 0 | 0 | 0 | 0 | 0 | 0 | 0 | 0 | 0 | 0 | 0.00125 | 0.034014 | 0.42425 | 0.063467 | 0.13273 | 0.274 | 0 | 0 | 0 | 0 | 0 | 0 | 0 | 0 | 0 | 0 | 0 |  | 0 | 0 | 0 |  | #VALUE! | #VALUE! | #VALUE! | #VALUE! |  |  | #VALUE! | #VALUE! | 0 | 0 | 0.20123 | 0.20123 | #VALUE! | #VALUE! | #VALUE! | #VALUE! | 0 | 0 | 0.20123 | 0.20123 | #VALUE! | #VALUE! | #VALUE! | #VALUE! | 0 | 0 | 0.20123 | 0.20123 | #VALUE! | #VALUE! |  |  |  | #VALUE! | #VALUE! | #VALUE! | #VALUE! | #VALUE! | #VALUE! | #VALUE!
Thursday | 9 | 1 | 23 | 5855 | 0 | 0 | 0 | 0 | 0 | 0 | 0 | 0 | 0 | 0 | 0 | 0 | 0 | 0 | 0 | 0 | 0 | 0 | 0 | 0 | 0 | 0 | 0 | 0 | 0.032602 | 0.36075 | 0.064503 | 0.042597 | 0.133 | 0 | 0 | 0 | 0 | 0 | 0 | 0 | 0 | 0 | 0 | 0 |  | 0 | 0 | 0 |  | #VALUE! | #VALUE! | #VALUE! | #VALUE! |  |  | #VALUE! | #VALUE! | 0 | 0 | 0.20123 | 0.20123 | #VALUE! | #VALUE! | #VALUE! | #VALUE! | 0 | 0 | 0.20123 | 0.20123 | #VALUE! | #VALUE! | #VALUE! | #VALUE! | 0 | 0 | 0.20123 | 0.20123 | #VALUE! | #VALUE! |  |  |  | #VALUE! | #VALUE! | #VALUE! | #VALUE! | #VALUE! | #VALUE! | #VALUE!
Thursday | 9 | 1 | 24 | 5856 | 0 | 0 | 0 | 0 | 0 | 0 | 0 | 0 | 0 | 0 | 0 | 0 | 0 | 0 | 0 | 0 | 0 | 0 | 0 | 0 | 0 | 0 | 0 | 0 | 0.023634 | 0.3505 | 0.12715 | 0.012961 | 0.056 | 0 | 0 | 0 | 0 | 0 | 0 | 0 | 0 | 0 | 0 | 0 |  | 0 | 0 | 0 |  | #VALUE! | #VALUE! | #VALUE! | #VALUE! |  |  | #VALUE! | #VALUE! | 0 | 0 | 0.20123 | 0.20123 | #VALUE! | #VALUE! | #VALUE! | #VALUE! | 0 | 0 | 0.20123 | 0.20123 | #VALUE! | #VALUE! | #VALUE! | #VALUE! | 0 | 0 | 0.20123 | 0.20123 | #VALUE! | #VALUE! |  |  |  | #VALUE! | #VALUE! | #VALUE! | #VALUE! | #VALUE! | #VALUE! | #VALUE!
Friday | 9 | 2 | 1 | 5857 | 0 | 0 | 0 | 0 | 0 | 0 | 0 | 0 | 0 | 0 | 0 | 0 | 0 | 0 | 0 | 0 | 0 | 0 | 0 | 0 | 0 | 0 | 0 | 0 | 0.018977 | 0.38225 | 0.11566 | 0.0049172 | 0.029 | 0 | 0 | 0 | 0 | 0 | 0 | 0 | 0 | 0 | 0 | 0 |  | 0 | 0 | 0 |  | #VALUE! | #VALUE! | #VALUE! | #VALUE! |  |  | #VALUE! | #VALUE! | 0 | 0 | 0.20123 | 0.20123 | #VALUE! | #VALUE! | #VALUE! | #VALUE! | 0 | 0 | 0.20123 | 0.20123 | #VALUE! | #VALUE! | #VALUE! | #VALUE! | 0 | 0 | 0.20123 | 0.20123 | #VALUE! | #VALUE! |  |  |  | #VALUE! | #VALUE! | #VALUE! | #VALUE! | #VALUE! | #VALUE! | #VALUE!
Friday | 9 | 2 | 2 | 5858 | 0 | 0 | 0 | 0 | 0 | 0 | 0 | 0 | 0 | 0 | 0 | 0 | 0 | 0 | 0 | 0 | 0 | 0 | 0 | 0 | 0 | 0 | 0 | 0 | 0.017484 | 0.38 | 0.1033 | 0.0063448 | 0.038 | 0 | 0 | 0 | 0 | 0 | 0 | 0 | 0 | 0 | 0 | 0 |  | 0 | 0 | 0 |  | #VALUE! | #VALUE! | #VALUE! | #VALUE! |  |  | #VALUE! | #VALUE! | 0 | 0 | 0.20123 | 0.20123 | #VALUE! | #VALUE! | #VALUE! | #VALUE! | 0 | 0 | 0.20123 | 0.20123 | #VALUE! | #VALUE! | #VALUE! | #VALUE! | 0 | 0 | 0.20123 | 0.20123 | #VALUE! | #VALUE! |  |  |  | #VALUE! | #VALUE! | #VALUE! | #VALUE! | #VALUE! | #VALUE! | #VALUE!
Friday | 9 | 2 | 3 | 5859 | 0 | 0 | 0 | 0 | 0 | 0 | 0 | 0 | 0 | 0 | 0 | 0 | 0 | 0 | 0 | 0 | 0 | 0 | 0 | 0 | 0 | 0 | 0 | 0 | 0.012646 | 0.37625 | 0.098811 | 0.003331 | 0.017 | 0 | 0 | 0 | 0 | 0 | 0 | 0 | 0 | 0 | 0 | 0 |  | 0 | 0 | 0 |  | #VALUE! | #VALUE! | #VALUE! | #VALUE! |  |  | #VALUE! | #VALUE! | 0 | 0 | 0.20123 | 0.20123 | #VALUE! | #VALUE! | #VALUE! | #VALUE! | 0 | 0 | 0.20123 | 0.20123 | #VALUE! | #VALUE! | #VALUE! | #VALUE! | 0 | 0 | 0.20123 | 0.20123 | #VALUE! | #VALUE! |  |  |  | #VALUE! | #VALUE! | #VALUE! | #VALUE! | #VALUE! | #VALUE! | #VALUE!
Friday | 9 | 2 | 4 | 5860 | 0 | 0 | 0 | 0 | 0 | 0 | 0 | 0 | 0 | 0 | 0 | 0 | 0 | 0 | 0 | 0 | 0 | 0 | 0 | 0 | 0 | 0 | 0 | 0 | 0.020607 | 0.37325 | 0.10204 | 0.015686 | 0.084 | 0 | 0 | 0 | 0 | 0 | 0 | 0 | 0 | 0 | 0 | 0 |  | 0 | 0 | 0 |  | #VALUE! | #VALUE! | #VALUE! | #VALUE! |  |  | #VALUE! | #VALUE! | 0 | 0 | 0.20123 | 0.20123 | #VALUE! | #VALUE! | #VALUE! | #VALUE! | 0 | 0 | 0.20123 | 0.20123 | #VALUE! | #VALUE! | #VALUE! | #VALUE! | 0 | 0 | 0.20123 | 0.20123 | #VALUE! | #VALUE! |  |  |  | #VALUE! | #VALUE! | #VALUE! | #VALUE! | #VALUE! | #VALUE! | #VALUE!
Friday | 9 | 2 | 5 | 5861 | 0 | 0 | 0 | 0 | 0 | 0 | 0 | 0 | 0 | 0 | 0 | 0 | 0 | 0 | 0 | 0 | 0 | 0 | 0 | 0 | 0 | 0 | 0 | 0 | 0.015425 | 0.3645 | 0.11557 | 0.003331 | 0.003 | 0 | 0 | 0 | 0 | 0 | 0 | 0 | 0 | 0 | 0 | 0 |  | 0 | 0 | 0 |  | #VALUE! | #VALUE! | #VALUE! | #VALUE! |  |  | #VALUE! | #VALUE! | 0 | 0 | 0.20123 | 0.20123 | #VALUE! | #VALUE! | #VALUE! | #VALUE! | 0 | 0 | 0.20123 | 0.20123 | #VALUE! | #VALUE! | #VALUE! | #VALUE! | 0 | 0 | 0.20123 | 0.20123 | #VALUE! | #VALUE! |  |  |  | #VALUE! | #VALUE! | #VALUE! | #VALUE! | #VALUE! | #VALUE! | #VALUE!
Friday | 9 | 2 | 6 | 5862 | 0 | 0 | 0 | 0 | 0 | 0 | 0 | 0 | 0 | 0 | 0 | 0 | 0 | 0 | 0 | 0 | 0 | 0 | 0 | 0 | 0 | 0 | 0 | 0 | 0.01828 | 0.3585 | 0.12987 | 0.0071379 | 0.018 | 0 | 0 | 0 | 0 | 0 | 0 | 0 | 0 | 0 | 0 | 0 |  | 0 | 0 | 0 |  | #VALUE! | #VALUE! | #VALUE! | #VALUE! |  |  | #VALUE! | #VALUE! | 0 | 0 | 0.20123 | 0.20123 | #VALUE! | #VALUE! | #VALUE! | #VALUE! | 0 | 0 | 0.20123 | 0.20123 | #VALUE! | #VALUE! | #VALUE! | #VALUE! | 0 | 0 | 0.20123 | 0.20123 | #VALUE! | #VALUE! |  |  |  | #VALUE! | #VALUE! | #VALUE! | #VALUE! | #VALUE! | #VALUE! | #VALUE!
Friday | 9 | 2 | 7 | 5863 | 0 | 0 | 0 | 0 | 0 | 0 | 0 | 0 | 0 | 0 | 0 | 0 | 0 | 0 | 0 | 0 | 0 | 0 | 0 | 0 | 0 | 0 | 0 | 0 | 0.033765 | 0.39475 | 0.13839 | 0.015386 | 0.074 | 0 | 0 | 0 | 0 | 0 | 0 | 0 | 0 | 0 | 0 | 0 |  | 0 | 0 | 0 |  | #VALUE! | #VALUE! | #VALUE! | #VALUE! |  |  | #VALUE! | #VALUE! | 0 | 0 | 0.20123 | 0.20123 | #VALUE! | #VALUE! | #VALUE! | #VALUE! | 0 | 0 | 0.20123 | 0.20123 | #VALUE! | #VALUE! | #VALUE! | #VALUE! | 0 | 0 | 0.20123 | 0.20123 | #VALUE! | #VALUE! |  |  |  | #VALUE! | #VALUE! | #VALUE! | #VALUE! | #VALUE! | #VALUE! | #VALUE!
Friday | 9 | 2 | 8 | 5864 | 0 | 0 | 0 | 0 | 0 | 0 | 0 | 0 | 0 | 0 | 0 | 0 | 0 | 0 | 0 | 0 | 0 | 0 | 0 | 0 | 0 | 0 | 0 | 0.0062557 | 0.038701 | 0.42025 | 0.20539 | 0.15023 | 0.361 | 0 | 0 | 0 | 0 | 0 | 0 | 0 | 0 | 0 | 0 | 0 |  | 0 | 0 | 0 |  | #VALUE! | #VALUE! | #VALUE! | #VALUE! |  |  | #VALUE! | #VALUE! | 0 | 0 | 0.20123 | 0.20123 | #VALUE! | #VALUE! | #VALUE! | #VALUE! | 0 | 0 | 0.20123 | 0.20123 | #VALUE! | #VALUE! | #VALUE! | #VALUE! | 0 | 0 | 0.20123 | 0.20123 | #VALUE! | #VALUE! |  |  |  | #VALUE! | #VALUE! | #VALUE! | #VALUE! | #VALUE! | #VALUE! | #VALUE!
Friday | 9 | 2 | 9 | 5865 | 0 | 0 | 0 | 0 | 0 | 0 | 0 | 0 | 0 | 0 | 0 | 0 | 0 | 0 | 0 | 0 | 0 | 0 | 0 | 0 | 0 | 0.018 | 0.14983 | 0.16358 | 0.35219 | 0.3885 | 0.1799 | 0.26762 | 0.399 | 0 | 0 | 0 | 0 | 0 | 0 | 0 | 0 | 0 | 0 | 0 |  | 0 | 0 | 0 |  | #VALUE! | #VALUE! | #VALUE! | #VALUE! |  |  | #VALUE! | #VALUE! | 0 | 0 | 0.20123 | 0.20123 | #VALUE! | #VALUE! | #VALUE! | #VALUE! | 0 | 0 | 0.20123 | 0.20123 | #VALUE! | #VALUE! | #VALUE! | #VALUE! | 0 | 0 | 0.20123 | 0.20123 | #VALUE! | #VALUE! |  |  |  | #VALUE! | #VALUE! | #VALUE! | #VALUE! | #VALUE! | #VALUE! | #VALUE!
Friday | 9 | 2 | 10 | 5866 | 0 | 0 | 0 | 0 | 0 | 0 | 0 | 0 | 0 | 0 | 0 | 0 | 0 | 0 | 0 | 0 | 0 | 0 | 0 | 0 | 0 | 0.1725 | 0.25417 | 0.27898 | 0.32059 | 0.455 | 0.23229 | 0.30617 | 0.356 | 0 | 0 | 0 | 0 | 0 | 0 | 0 | 0 | 0 | 0 | 0 |  | 0 | 0 | 0 |  | #VALUE! | #VALUE! | #VALUE! | #VALUE! |  |  | #VALUE! | #VALUE! | 0 | 0 | 0.20123 | 0.20123 | #VALUE! | #VALUE! | #VALUE! | #VALUE! | 0 | 0 | 0.20123 | 0.20123 | #VALUE! | #VALUE! | #VALUE! | #VALUE! | 0 | 0 | 0.20123 | 0.20123 | #VALUE! | #VALUE! |  |  |  | #VALUE! | #VALUE! | #VALUE! | #VALUE! | #VALUE! | #VALUE! | #VALUE!
Friday | 9 | 2 | 11 | 5867 | 0 | 0 | 0 | 0 | 0 | 0 | 0 | 0 | 0 | 0 | 0 | 0 | 0 | 0 | 0 | 0 | 0 | 0 | 0 | 0 | 0 | 0.3055 | 0.42625 | 0.4524 | 0.42463 | 0.42875 | 0.25389 | 0.48004 | 0.489 | 0 | 0 | 0 | 0 | 0 | 0 | 0 | 0 | 0 | 0 | 0 |  | 0 | 0 | 0 |  | #VALUE! | #VALUE! | #VALUE! | #VALUE! |  |  | #VALUE! | #VALUE! | 0 | 0 | 0.20123 | 0.20123 | #VALUE! | #VALUE! | #VALUE! | #VALUE! | 0 | 0 | 0.20123 | 0.20123 | #VALUE! | #VALUE! | #VALUE! | #VALUE! | 0 | 0 | 0.20123 | 0.20123 | #VALUE! | #VALUE! |  |  |  | #VALUE! | #VALUE! | #VALUE! | #VALUE! | #VALUE! | #VALUE! | #VALUE!
Friday | 9 | 2 | 12 | 5868 | 0 | 0 | 0 | 0 | 0 | 0 | 0 | 0 | 0 | 0 | 0 | 0 | 0 | 0 | 0 | 0 | 0 | 0 | 0 | 0 | 0 | 0.3435 | 0.48767 | 0.50181 | 0.45238 | 0.434 | 0.27594 | 0.53306 | 0.54 | 0 | 0 | 0 | 0 | 0 | 0 | 0 | 0 | 0 | 0 | 0 |  | 0 | 0 | 0 |  | #VALUE! | #VALUE! | #VALUE! | #VALUE! |  |  | #VALUE! | #VALUE! | 0 | 0 | 0.20123 | 0.20123 | #VALUE! | #VALUE! | #VALUE! | #VALUE! | 0 | 0 | 0.20123 | 0.20123 | #VALUE! | #VALUE! | #VALUE! | #VALUE! | 0 | 0 | 0.20123 | 0.20123 | #VALUE! | #VALUE! |  |  |  | #VALUE! | #VALUE! | #VALUE! | #VALUE! | #VALUE! | #VALUE! | #VALUE!
Friday | 9 | 2 | 13 | 5869 | 0 | 0 | 0 | 0 | 0 | 0 | 0 | 0 | 0 | 0 | 0 | 0 | 0 | 0 | 0 | 0 | 0 | 0 | 0 | 0 | 0 | 0.3815 | 0.54867 | 0.55021 | 0.48078 | 0.4565 | 0.31079 | 0.58187 | 0.609 | 0 | 0 | 0 | 0 | 0 | 0 | 0 | 0 | 0 | 0 | 0 |  | 0 | 0 | 0 |  | #VALUE! | #VALUE! | #VALUE! | #VALUE! |  |  | #VALUE! | #VALUE! | 0 | 0 | 0.20123 | 0.20123 | #VALUE! | #VALUE! | #VALUE! | #VALUE! | 0 | 0 | 0.20123 | 0.20123 | #VALUE! | #VALUE! | #VALUE! | #VALUE! | 0 | 0 | 0.20123 | 0.20123 | #VALUE! | #VALUE! |  |  |  | #VALUE! | #VALUE! | #VALUE! | #VALUE! | #VALUE! | #VALUE! | #VALUE!
Friday | 9 | 2 | 14 | 5870 | 0 | 0 | 0 | 0 | 0 | 0 | 0 | 0 | 0 | 0 | 0 | 0 | 0 | 0 | 0 | 0 | 0 | 0 | 0 | 0 | 0 | 0.413 | 0.58717 | 0.58202 | 0.5 | 0.0215 | 0.31546 | 0.61655 | 0.634 | 0 | 0 | 0 | 0 | 0 | 0 | 0 | 0 | 0 | 0 | 0 |  | 0 | 0 | 0 |  | #VALUE! | #VALUE! | #VALUE! | #VALUE! |  |  | #VALUE! | #VALUE! | 0 | 0 | 0.20123 | 0.20123 | #VALUE! | #VALUE! | #VALUE! | #VALUE! | 0 | 0 | 0.20123 | 0.20123 | #VALUE! | #VALUE! | #VALUE! | #VALUE! | 0 | 0 | 0.20123 | 0.20123 | #VALUE! | #VALUE! |  |  |  | #VALUE! | #VALUE! | #VALUE! | #VALUE! | #VALUE! | #VALUE! | #VALUE!
Friday | 9 | 2 | 15 | 5871 | 0 | 0 | 0 | 0 | 0 | 0 | 0 | 0 | 0 | 0 | 0 | 0 | 0 | 0 | 0 | 0 | 0 | 0 | 0 | 0 | 0 | 0.4235 | 0.58542 | 0.57982 | 0.48513 | 0.09075 | 0.34338 | 0.61946 | 0.624 | 0 | 0 | 0 | 0 | 0 | 0 | 0 | 0 | 0 | 0 | 0 |  | 0 | 0 | 0 |  | #VALUE! | #VALUE! | #VALUE! | #VALUE! |  |  | #VALUE! | #VALUE! | 0 | 0 | 0.20123 | 0.20123 | #VALUE! | #VALUE! | #VALUE! | #VALUE! | 0 | 0 | 0.20123 | 0.20123 | #VALUE! | #VALUE! | #VALUE! | #VALUE! | 0 | 0 | 0.20123 | 0.20123 | #VALUE! | #VALUE! |  |  |  | #VALUE! | #VALUE! | #VALUE! | #VALUE! | #VALUE! | #VALUE! | #VALUE!
Friday | 9 | 2 | 16 | 5872 | 0 | 0 | 0 | 0 | 0 | 0 | 0 | 0 | 0 | 0 | 0 | 0 | 0 | 0 | 0 | 0 | 0 | 0 | 0 | 0 | 0 | 0.441 | 0.59825 | 0.59779 | 0.49078 | 0.31725 | 0.35663 | 0.63885 | 0.63 | 0 | 0 | 0 | 0 | 0 | 0 | 0 | 0 | 0 | 0 | 0 |  | 0 | 0 | 0 |  | #VALUE! | #VALUE! | #VALUE! | #VALUE! |  |  | #VALUE! | #VALUE! | 0 | 0 | 0.20123 | 0.20123 | #VALUE! | #VALUE! | #VALUE! | #VALUE! | 0 | 0 | 0.20123 | 0.20123 | #VALUE! | #VALUE! | #VALUE! | #VALUE! | 0 | 0 | 0.20123 | 0.20123 | #VALUE! | #VALUE! |  |  |  | #VALUE! | #VALUE! | #VALUE! | #VALUE! | #VALUE! | #VALUE! | #VALUE!
Friday | 9 | 2 | 17 | 5873 | 0 | 0 | 0 | 0 | 0 | 0 | 0 | 0 | 0 | 0 | 0 | 0 | 0 | 0 | 0 | 0 | 0 | 0 | 0 | 0 | 0 | 0.44 | 0.58392 | 0.59336 | 0.46631 | 0.269 | 0.35242 | 0.63409 | 0.623 | 0 | 0 | 0 | 0 | 0 | 0 | 0 | 0 | 0 | 0 | 0 |  | 0 | 0 | 0 |  | #VALUE! | #VALUE! | #VALUE! | #VALUE! |  |  | #VALUE! | #VALUE! | 0 | 0 | 0.20123 | 0.20123 | #VALUE! | #VALUE! | #VALUE! | #VALUE! | 0 | 0 | 0.20123 | 0.20123 | #VALUE! | #VALUE! | #VALUE! | #VALUE! | 0 | 0 | 0.20123 | 0.20123 | #VALUE! | #VALUE! |  |  |  | #VALUE! | #VALUE! | #VALUE! | #VALUE! | #VALUE! | #VALUE! | #VALUE!
Friday | 9 | 2 | 18 | 5874 | 0 | 0 | 0 | 0 | 0 | 0 | 0 | 0 | 0 | 0 | 0 | 0 | 0 | 0 | 0 | 0 | 0 | 0 | 0 | 0 | 0 | 0.4105 | 0.53067 | 0.55122 | 0.41278 | 0.3075 | 0.31881 | 0.5882 | 0.546 | 0 | 0 | 0 | 0 | 0 | 0 | 0 | 0 | 0 | 0 | 0 |  | 0 | 0 | 0 |  | #VALUE! | #VALUE! | #VALUE! | #VALUE! |  |  | #VALUE! | #VALUE! | 0 | 0 | 0.20123 | 0.20123 | #VALUE! | #VALUE! | #VALUE! | #VALUE! | 0 | 0 | 0.20123 | 0.20123 | #VALUE! | #VALUE! | #VALUE! | #VALUE! | 0 | 0 | 0.20123 | 0.20123 | #VALUE! | #VALUE! |  |  |  | #VALUE! | #VALUE! | #VALUE! | #VALUE! | #VALUE! | #VALUE! | #VALUE!
Friday | 9 | 2 | 19 | 5875 | 0 | 0 | 0 | 0 | 0 | 0 | 0 | 0 | 0 | 0 | 0 | 0 | 0 | 0 | 0 | 0 | 0 | 0 | 0 | 0 | 0 | 0.3555 | 0.426 | 0.44237 | 0.34164 | 0.1735 | 0.27717 | 0.46517 | 0.442 | 0 | 0 | 0 | 0 | 0 | 0 | 0 | 0 | 0 | 0 | 0 |  | 0 | 0 | 0 |  | #VALUE! | #VALUE! | #VALUE! | #VALUE! |  |  | #VALUE! | #VALUE! | 0 | 0 | 0.20123 | 0.20123 | #VALUE! | #VALUE! | #VALUE! | #VALUE! | 0 | 0 | 0.20123 | 0.20123 | #VALUE! | #VALUE! | #VALUE! | #VALUE! | 0 | 0 | 0.20123 | 0.20123 | #VALUE! | #VALUE! |  |  |  | #VALUE! | #VALUE! | #VALUE! | #VALUE! | #VALUE! | #VALUE! | #VALUE!
Friday | 9 | 2 | 20 | 5876 | 0 | 0 | 0 | 0 | 0 | 0 | 0 | 0 | 0 | 0 | 0 | 0 | 0 | 0 | 0 | 0 | 0 | 0 | 0 | 0 | 0 | 0.0605 | 0.14992 | 0.15281 | 0.090928 | 0.04975 | 0.19613 | 0.23386 | 0.281 | 0 | 0 | 0 | 0 | 0 | 0 | 0 | 0 | 0 | 0 | 0 |  | 0 | 0 | 0 |  | #VALUE! | #VALUE! | #VALUE! | #VALUE! |  |  | #VALUE! | #VALUE! | 0 | 0 | 0.20123 | 0.20123 | #VALUE! | #VALUE! | #VALUE! | #VALUE! | 0 | 0 | 0.20123 | 0.20123 | #VALUE! | #VALUE! | #VALUE! | #VALUE! | 0 | 0 | 0.20123 | 0.20123 | #VALUE! | #VALUE! |  |  |  | #VALUE! | #VALUE! | #VALUE! | #VALUE! | #VALUE! | #VALUE! | #VALUE!
Friday | 9 | 2 | 21 | 5877 | 0 | 0 | 0 | 0 | 0 | 0 | 0 | 0 | 0 | 0 | 0 | 0 | 0 | 0 | 0 | 0 | 0 | 0 | 0 | 0 | 0 | 0 | 0.044083 | 0.038236 | 0.032389 | 0.02375 | 0.19095 | 0.19402 | 0.295 | 0 | 0 | 0 | 0 | 0 | 0 | 0 | 0 | 0 | 0 | 0 |  | 0 | 0 | 0 |  | #VALUE! | #VALUE! | #VALUE! | #VALUE! |  |  | #VALUE! | #VALUE! | 0 | 0 | 0.20123 | 0.20123 | #VALUE! | #VALUE! | #VALUE! | #VALUE! | 0 | 0 | 0.20123 | 0.20123 | #VALUE! | #VALUE! | #VALUE! | #VALUE! | 0 | 0 | 0.20123 | 0.20123 | #VALUE! | #VALUE! |  |  |  | #VALUE! | #VALUE! | #VALUE! | #VALUE! | #VALUE! | #VALUE! | #VALUE!
Friday | 9 | 2 | 22 | 5878 | 0 | 0 | 0 | 0 | 0 | 0 | 0 | 0 | 0 | 0 | 0 | 0 | 0 | 0 | 0 | 0 | 0 | 0 | 0 | 0 | 0 | 0 | 0 | 0.0039353 | 0.030943 | 0.002 | 0.18975 | 0.11202 | 0.209 | 0 | 0 | 0 | 0 | 0 | 0 | 0 | 0 | 0 | 0 | 0 |  | 0 | 0 | 0 |  | #VALUE! | #VALUE! | #VALUE! | #VALUE! |  |  | #VALUE! | #VALUE! | 0 | 0 | 0.20123 | 0.20123 | #VALUE! | #VALUE! | #VALUE! | #VALUE! | 0 | 0 | 0.20123 | 0.20123 | #VALUE! | #VALUE! | #VALUE! | #VALUE! | 0 | 0 | 0.20123 | 0.20123 | #VALUE! | #VALUE! |  |  |  | #VALUE! | #VALUE! | #VALUE! | #VALUE! | #VALUE! | #VALUE! | #VALUE!
Friday | 9 | 2 | 23 | 5879 | 0 | 0 | 0 | 0 | 0 | 0 | 0 | 0 | 0 | 0 | 0 | 0 | 0 | 0 | 0 | 0 | 0 | 0 | 0 | 0 | 0 | 0 | 0.055917 | 0.046227 | 0.059678 | 0 | 0.18842 | 0.19366 | 0.301 | 0 | 0 | 0 | 0 | 0 | 0 | 0 | 0 | 0 | 0 | 0 |  | 0 | 0 | 0 |  | #VALUE! | #VALUE! | #VALUE! | #VALUE! |  |  | #VALUE! | #VALUE! | 0 | 0 | 0.20123 | 0.20123 | #VALUE! | #VALUE! | #VALUE! | #VALUE! | 0 | 0 | 0.20123 | 0.20123 | #VALUE! | #VALUE! | #VALUE! | #VALUE! | 0 | 0 | 0.20123 | 0.20123 | #VALUE! | #VALUE! |  |  |  | #VALUE! | #VALUE! | #VALUE! | #VALUE! | #VALUE! | #VALUE! | #VALUE!
Friday | 9 | 2 | 24 | 5880 | 0 | 0 | 0 | 0 | 0 | 0 | 0 | 0 | 0 | 0 | 0 | 0 | 0 | 0 | 0 | 0 | 0 | 0 | 0 | 0 | 0 | 0 | 0.0585 | 0.032062 | 0.05872 | 0 | 0.18794 | 0.21171 | 0.337 | 0 | 0 | 0 | 0 | 0 | 0 | 0 | 0 | 0 | 0 | 0 |  | 0 | 0 | 0 |  | #VALUE! | #VALUE! | #VALUE! | #VALUE! |  |  | #VALUE! | #VALUE! | 0 | 0 | 0.20123 | 0.20123 | #VALUE! | #VALUE! | #VALUE! | #VALUE! | 0 | 0 | 0.20123 | 0.20123 | #VALUE! | #VALUE! | #VALUE! | #VALUE! | 0 | 0 | 0.20123 | 0.20123 | #VALUE! | #VALUE! |  |  |  | #VALUE! | #VALUE! | #VALUE! | #VALUE! | #VALUE! | #VALUE! | #VALUE!
Saturday | 9 | 3 | 1 | 5881 | 0 | 0 | 0 | 0 | 0 | 0 | 0 | 0 | 0 | 0 | 0 | 0 | 0 | 0 | 0 | 0 | 0 | 0 | 0 | 0 | 0 | 0 | 0 | 0.0029448 | 0.033801 | 0 | 0.19493 | 0.18882 | 0.357 | 0 | 0 | 0 | 0 | 0 | 0 | 0 | 0 | 0 | 0 | 0 |  | 0 | 0 | 0 |  | #VALUE! | #VALUE! | #VALUE! | #VALUE! |  |  | #VALUE! | #VALUE! | 0 | 0 | 0.20123 | 0.20123 | #VALUE! | #VALUE! | #VALUE! | #VALUE! | 0 | 0 | 0.20123 | 0.20123 | #VALUE! | #VALUE! | #VALUE! | #VALUE! | 0 | 0 | 0.20123 | 0.20123 | #VALUE! | #VALUE! |  |  |  | #VALUE! | #VALUE! | #VALUE! | #VALUE! | #VALUE! | #VALUE! | #VALUE!
Saturday | 9 | 3 | 2 | 5882 | 0 | 0 | 0 | 0 | 0 | 0 | 0 | 0 | 0 | 0 | 0 | 0 | 0 | 0 | 0 | 0 | 0 | 0 | 0 | 0 | 0 | 0 | 0.0145 | 0.0076488 | 0.032815 | 0 | 0.14635 | 0.20036 | 0.367 | 0 | 0 | 0 | 0 | 0 | 0 | 0 | 0 | 0 | 0 | 0 |  | 0 | 0 | 0 |  | #VALUE! | #VALUE! | #VALUE! | #VALUE! |  |  | #VALUE! | #VALUE! | 0 | 0 | 0.20123 | 0.20123 | #VALUE! | #VALUE! | #VALUE! | #VALUE! | 0 | 0 | 0.20123 | 0.20123 | #VALUE! | #VALUE! | #VALUE! | #VALUE! | 0 | 0 | 0.20123 | 0.20123 | #VALUE! | #VALUE! |  |  |  | #VALUE! | #VALUE! | #VALUE! | #VALUE! | #VALUE! | #VALUE! | #VALUE!
Saturday | 9 | 3 | 3 | 5883 | 0 | 0 | 0 | 0 | 0 | 0 | 0 | 0 | 0 | 0 | 0 | 0 | 0 | 0 | 0 | 0 | 0 | 0 | 0 | 0 | 0 | 0 | 0 | 0.0014318 | 0.03546 | 0 | 0.18303 | 0.18989 | 0.391 | 0 | 0 | 0 | 0 | 0 | 0 | 0 | 0 | 0 | 0 | 0 |  | 0 | 0 | 0 |  | #VALUE! | #VALUE! | #VALUE! | #VALUE! |  |  | #VALUE! | #VALUE! | 0 | 0 | 0.20123 | 0.20123 | #VALUE! | #VALUE! | #VALUE! | #VALUE! | 0 | 0 | 0.20123 | 0.20123 | #VALUE! | #VALUE! | #VALUE! | #VALUE! | 0 | 0 | 0.20123 | 0.20123 | #VALUE! | #VALUE! |  |  |  | #VALUE! | #VALUE! | #VALUE! | #VALUE! | #VALUE! | #VALUE! | #VALUE!
Saturday | 9 | 3 | 4 | 5884 | 0 | 0 | 0 | 0 | 0 | 0 | 0 | 0 | 0 | 0 | 0 | 0 | 0 | 0 | 0 | 0 | 0 | 0 | 0 | 0 | 0 | 0 | 0 | 0.003625 | 0.037161 | 0 | 0.20665 | 0.18066 | 0.413 | 0 | 0 | 0 | 0 | 0 | 0 | 0 | 0 | 0 | 0 | 0 |  | 0 | 0 | 0 |  | #VALUE! | #VALUE! | #VALUE! | #VALUE! |  |  | #VALUE! | #VALUE! | 0 | 0 | 0.20123 | 0.20123 | #VALUE! | #VALUE! | #VALUE! | #VALUE! | 0 | 0 | 0.20123 | 0.20123 | #VALUE! | #VALUE! | #VALUE! | #VALUE! | 0 | 0 | 0.20123 | 0.20123 | #VALUE! | #VALUE! |  |  |  | #VALUE! | #VALUE! | #VALUE! | #VALUE! | #VALUE! | #VALUE! | #VALUE!
Saturday | 9 | 3 | 5 | 5885 | 0 | 0 | 0 | 0 | 0 | 0 | 0 | 0 | 0 | 0 | 0 | 0 | 0 | 0 | 0 | 0 | 0 | 0 | 0 | 0 | 0 | 0 | 0 | 0.010625 | 0.037042 | 0 | 0.22088 | 0.17632 | 0.413 | 0 | 0 | 0 | 0 | 0 | 0 | 0 | 0 | 0 | 0 | 0 |  | 0 | 0 | 0 |  | #VALUE! | #VALUE! | #VALUE! | #VALUE! |  |  | #VALUE! | #VALUE! | 0 | 0 | 0.20123 | 0.20123 | #VALUE! | #VALUE! | #VALUE! | #VALUE! | 0 | 0 | 0.20123 | 0.20123 | #VALUE! | #VALUE! | #VALUE! | #VALUE! | 0 | 0 | 0.20123 | 0.20123 | #VALUE! | #VALUE! |  |  |  | #VALUE! | #VALUE! | #VALUE! | #VALUE! | #VALUE! | #VALUE! | #VALUE!
Saturday | 9 | 3 | 6 | 5886 | 0 | 0 | 0 | 0 | 0 | 0 | 0 | 0 | 0 | 0 | 0 | 0 | 0 | 0 | 0 | 0 | 0 | 0 | 0 | 0 | 0 | 0 | 0 | 0.0074062 | 0.036609 | 0 | 0.22745 | 0.16966 | 0.413 | 0 | 0 | 0 | 0 | 0 | 0 | 0 | 0 | 0 | 0 | 0 |  | 0 | 0 | 0 |  | #VALUE! | #VALUE! | #VALUE! | #VALUE! |  |  | #VALUE! | #VALUE! | 0 | 0 | 0.20123 | 0.20123 | #VALUE! | #VALUE! | #VALUE! | #VALUE! | 0 | 0 | 0.20123 | 0.20123 | #VALUE! | #VALUE! | #VALUE! | #VALUE! | 0 | 0 | 0.20123 | 0.20123 | #VALUE! | #VALUE! |  |  |  | #VALUE! | #VALUE! | #VALUE! | #VALUE! | #VALUE! | #VALUE! | #VALUE!
Saturday | 9 | 3 | 7 | 5887 | 0 | 0 | 0 | 0 | 0 | 0 | 0 | 0 | 0 | 0 | 0 | 0 | 0 | 0 | 0 | 0 | 0 | 0 | 0 | 0 | 0 | 0 | 0 | 0.0096136 | 0.036307 | 0 | 0.23512 | 0.18374 | 0.423 | 0 | 0 | 0 | 0 | 0 | 0 | 0 | 0 | 0 | 0 | 0 |  | 0 | 0 | 0 |  | #VALUE! | #VALUE! | #VALUE! | #VALUE! |  |  | #VALUE! | #VALUE! | 0 | 0 | 0.20123 | 0.20123 | #VALUE! | #VALUE! | #VALUE! | #VALUE! | 0 | 0 | 0.20123 | 0.20123 | #VALUE! | #VALUE! | #VALUE! | #VALUE! | 0 | 0 | 0.20123 | 0.20123 | #VALUE! | #VALUE! |  |  |  | #VALUE! | #VALUE! | #VALUE! | #VALUE! | #VALUE! | #VALUE! | #VALUE!
Saturday | 9 | 3 | 8 | 5888 | 0 | 0 | 0 | 0 | 0 | 0 | 0 | 0 | 0 | 0 | 0 | 0 | 0 | 0 | 0 | 0 | 0 | 0 | 0 | 0 | 0 | 0 | 0.051583 | 0.044742 | 0.082196 | 0 | 0.26779 | 0.26851 | 0.498 | 0 | 0 | 0 | 0 | 0 | 0 | 0 | 0 | 0 | 0 | 0 |  | 0 | 0 | 0 |  | #VALUE! | #VALUE! | #VALUE! | #VALUE! |  |  | #VALUE! | #VALUE! | 0 | 0 | 0.20123 | 0.20123 | #VALUE! | #VALUE! | #VALUE! | #VALUE! | 0 | 0 | 0.20123 | 0.20123 | #VALUE! | #VALUE! | #VALUE! | #VALUE! | 0 | 0 | 0.20123 | 0.20123 | #VALUE! | #VALUE! |  |  |  | #VALUE! | #VALUE! | #VALUE! | #VALUE! | #VALUE! | #VALUE! | #VALUE!
Saturday | 9 | 3 | 9 | 5889 | 0 | 0 | 0 | 0 | 0 | 0 | 0 | 0 | 0 | 0 | 0 | 0 | 0 | 0 | 0 | 0 | 0 | 0 | 0 | 0 | 0 | 0.0435 | 0.24808 | 0.24038 | 0.35657 | 0.04225 | 0.25521 | 0.38001 | 0.554 | 0 | 0 | 0 | 0 | 0 | 0 | 0 | 0 | 0 | 0 | 0 |  | 0 | 0 | 0 |  | #VALUE! | #VALUE! | #VALUE! | #VALUE! |  |  | #VALUE! | #VALUE! | 0 | 0 | 0.20123 | 0.20123 | #VALUE! | #VALUE! | #VALUE! | #VALUE! | 0 | 0 | 0.20123 | 0.20123 | #VALUE! | #VALUE! | #VALUE! | #VALUE! | 0 | 0 | 0.20123 | 0.20123 | #VALUE! | #VALUE! |  |  |  | #VALUE! | #VALUE! | #VALUE! | #VALUE! | #VALUE! | #VALUE! | #VALUE!
Saturday | 9 | 3 | 10 | 5890 | 0 | 0 | 0 | 0 | 0 | 0 | 0 | 0 | 0 | 0 | 0 | 0 | 0 | 0 | 0 | 0 | 0 | 0 | 0 | 0 | 0 | 0.3125 | 0.48725 | 0.46852 | 0.4379 | 0.15925 | 0.25022 | 0.54079 | 0.632 | 0 | 0 | 0 | 0 | 0 | 0 | 0 | 0 | 0 | 0 | 0 |  | 0 | 0 | 0 |  | #VALUE! | #VALUE! | #VALUE! | #VALUE! |  |  | #VALUE! | #VALUE! | 0 | 0 | 0.20123 | 0.20123 | #VALUE! | #VALUE! | #VALUE! | #VALUE! | 0 | 0 | 0.20123 | 0.20123 | #VALUE! | #VALUE! | #VALUE! | #VALUE! | 0 | 0 | 0.20123 | 0.20123 | #VALUE! | #VALUE! |  |  |  | #VALUE! | #VALUE! | #VALUE! | #VALUE! | #VALUE! | #VALUE! | #VALUE!
Saturday | 9 | 3 | 11 | 5891 | 0 | 0 | 0 | 0 | 0 | 0 | 0 | 0 | 0 | 0 | 0 | 0 | 0 | 0 | 0 | 0 | 0 | 0 | 0 | 0 | 0 | 0.382 | 0.57967 | 0.57638 | 0.48974 | 0.336 | 0.23588 | 0.62344 | 0.689 | 0 | 0 | 0 | 0 | 0 | 0 | 0 | 0 | 0 | 0 | 0 |  | 0 | 0 | 0 |  | #VALUE! | #VALUE! | #VALUE! | #VALUE! |  |  | #VALUE! | #VALUE! | 0 | 0 | 0.20123 | 0.20123 | #VALUE! | #VALUE! | #VALUE! | #VALUE! | 0 | 0 | 0.20123 | 0.20123 | #VALUE! | #VALUE! | #VALUE! | #VALUE! | 0 | 0 | 0.20123 | 0.20123 | #VALUE! | #VALUE! |  |  |  | #VALUE! | #VALUE! | #VALUE! | #VALUE! | #VALUE! | #VALUE! | #VALUE!
Saturday | 9 | 3 | 12 | 5892 | 0 | 0 | 0 | 0 | 0 | 0 | 0 | 0 | 0 | 0 | 0 | 0 | 0 | 0 | 0 | 0 | 0 | 0 | 0 | 0 | 0 | 0.399 | 0.58008 | 0.55054 | 0.47284 | 0.33275 | 0.19906 | 0.62161 | 0.68 | 0 | 0 | 0 | 0 | 0 | 0 | 0 | 0 | 0 | 0 | 0 |  | 0 | 0 | 0 |  | #VALUE! | #VALUE! | #VALUE! | #VALUE! |  |  | #VALUE! | #VALUE! | 0 | 0 | 0.20123 | 0.20123 | #VALUE! | #VALUE! | #VALUE! | #VALUE! | 0 | 0 | 0.20123 | 0.20123 | #VALUE! | #VALUE! | #VALUE! | #VALUE! | 0 | 0 | 0.20123 | 0.20123 | #VALUE! | #VALUE! |  |  |  | #VALUE! | #VALUE! | #VALUE! | #VALUE! | #VALUE! | #VALUE! | #VALUE!
Saturday | 9 | 3 | 13 | 5893 | 0 | 0 | 0 | 0 | 0 | 0 | 0 | 0 | 0 | 0 | 0 | 0 | 0 | 0 | 0 | 0 | 0 | 0 | 0 | 0 | 0 | 0.393 | 0.55817 | 0.55049 | 0.43738 | 0.39325 | 0.18297 | 0.59478 | 0.652 | 0 | 0 | 0 | 0 | 0 | 0 | 0 | 0 | 0 | 0 | 0 |  | 0 | 0 | 0 |  | #VALUE! | #VALUE! | #VALUE! | #VALUE! |  |  | #VALUE! | #VALUE! | 0 | 0 | 0.20123 | 0.20123 | #VALUE! | #VALUE! | #VALUE! | #VALUE! | 0 | 0 | 0.20123 | 0.20123 | #VALUE! | #VALUE! | #VALUE! | #VALUE! | 0 | 0 | 0.20123 | 0.20123 | #VALUE! | #VALUE! |  |  |  | #VALUE! | #VALUE! | #VALUE! | #VALUE! | #VALUE! | #VALUE! | #VALUE!
Saturday | 9 | 3 | 14 | 5894 | 0 | 0 | 0 | 0 | 0 | 0 | 0 | 0 | 0 | 0 | 0 | 0 | 0 | 0 | 0 | 0 | 0 | 0 | 0 | 0 | 0 | 0.4305 | 0.60392 | 0.57725 | 0.47984 | 0.38775 | 0.153 | 0.6459 | 0.69 | 0 | 0 | 0 | 0 | 0 | 0 | 0 | 0 | 0 | 0 | 0 |  | 0 | 0 | 0 |  | #VALUE! | #VALUE! | #VALUE! | #VALUE! |  |  | #VALUE! | #VALUE! | 0 | 0 | 0.20123 | 0.20123 | #VALUE! | #VALUE! | #VALUE! | #VALUE! | 0 | 0 | 0.20123 | 0.20123 | #VALUE! | #VALUE! | #VALUE! | #VALUE! | 0 | 0 | 0.20123 | 0.20123 | #VALUE! | #VALUE! |  |  |  | #VALUE! | #VALUE! | #VALUE! | #VALUE! | #VALUE! | #VALUE! | #VALUE!
Saturday | 9 | 3 | 15 | 5895 | 0 | 0 | 0 | 0 | 0 | 0 | 0 | 0 | 0 | 0 | 0 | 0 | 0 | 0 | 0 | 0 | 0 | 0 | 0 | 0 | 0 | 0.4195 | 0.578 | 0.56077 | 0.44853 | 0.40475 | 0.15014 | 0.62151 | 0.667 | 0 | 0 | 0 | 0 | 0 | 0 | 0 | 0 | 0 | 0 | 0 |  | 0 | 0 | 0 |  | #VALUE! | #VALUE! | #VALUE! | #VALUE! |  |  | #VALUE! | #VALUE! | 0 | 0 | 0.20123 | 0.20123 | #VALUE! | #VALUE! | #VALUE! | #VALUE! | 0 | 0 | 0.20123 | 0.20123 | #VALUE! | #VALUE! | #VALUE! | #VALUE! | 0 | 0 | 0.20123 | 0.20123 | #VALUE! | #VALUE! |  |  |  | #VALUE! | #VALUE! | #VALUE! | #VALUE! | #VALUE! | #VALUE! | #VALUE!
Saturday | 9 | 3 | 16 | 5896 | 0 | 0 | 0 | 0 | 0 | 0 | 0 | 0 | 0 | 0 | 0 | 0 | 0 | 0 | 0 | 0 | 0 | 0 | 0 | 0 | 0 | 0.3995 | 0.54408 | 0.54861 | 0.41313 | 0.4765 | 0.07681 | 0.59029 | 0.64 | 0 | 0 | 0 | 0 | 0 | 0 | 0 | 0 | 0 | 0 | 0 |  | 0 | 0 | 0 |  | #VALUE! | #VALUE! | #VALUE! | #VALUE! |  |  | #VALUE! | #VALUE! | 0 | 0 | 0.20123 | 0.20123 | #VALUE! | #VALUE! | #VALUE! | #VALUE! | 0 | 0 | 0.20123 | 0.20123 | #VALUE! | #VALUE! | #VALUE! | #VALUE! | 0 | 0 | 0.20123 | 0.20123 | #VALUE! | #VALUE! |  |  |  | #VALUE! | #VALUE! | #VALUE! | #VALUE! | #VALUE! | #VALUE! | #VALUE!
Saturday | 9 | 3 | 17 | 5897 | 0 | 0 | 0 | 0 | 0 | 0 | 0 | 0 | 0 | 0 | 0 | 0 | 0 | 0 | 0 | 0 | 0 | 0 | 0 | 0 | 0 | 0.3345 | 0.33708 | 0.28726 | 0.11342 | 0.405 | 0.052198 | 0.3824 | 0.456 | 0 | 0 | 0 | 0 | 0 | 0 | 0 | 0 | 0 | 0 | 0 |  | 0 | 0 | 0 |  | #VALUE! | #VALUE! | #VALUE! | #VALUE! |  |  | #VALUE! | #VALUE! | 0 | 0 | 0.20123 | 0.20123 | #VALUE! | #VALUE! | #VALUE! | #VALUE! | 0 | 0 | 0.20123 | 0.20123 | #VALUE! | #VALUE! | #VALUE! | #VALUE! | 0 | 0 | 0.20123 | 0.20123 | #VALUE! | #VALUE! |  |  |  | #VALUE! | #VALUE! | #VALUE! | #VALUE! | #VALUE! | #VALUE! | #VALUE!
Saturday | 9 | 3 | 18 | 5898 | 0 | 0 | 0 | 0 | 0 | 0 | 0 | 0 | 0 | 0 | 0 | 0 | 0 | 0 | 0 | 0 | 0 | 0 | 0 | 0 | 0 | 0 | 0.032 | 0.039491 | 0.037157 | 0.365 | 0.0026133 | 0.22075 | 0.358 | 0 | 0 | 0 | 0 | 0 | 0 | 0 | 0 | 0 | 0 | 0 |  | 0 | 0 | 0 |  | #VALUE! | #VALUE! | #VALUE! | #VALUE! |  |  | #VALUE! | #VALUE! | 0 | 0 | 0.20123 | 0.20123 | #VALUE! | #VALUE! | #VALUE! | #VALUE! | 0 | 0 | 0.20123 | 0.20123 | #VALUE! | #VALUE! | #VALUE! | #VALUE! | 0 | 0 | 0.20123 | 0.20123 | #VALUE! | #VALUE! |  |  |  | #VALUE! | #VALUE! | #VALUE! | #VALUE! | #VALUE! | #VALUE! | #VALUE!
Saturday | 9 | 3 | 19 | 5899 | 0 | 0 | 0 | 0 | 0 | 0 | 0 | 0 | 0 | 0 | 0 | 0 | 0 | 0 | 0 | 0 | 0 | 0 | 0 | 0 | 0 | 0 | 0 | 3.125e-05 | 0.035794 | 0.24075 | 0.00058973 | 0.10668 | 0.228 | 0 | 0 | 0 | 0 | 0 | 0 | 0 | 0 | 0 | 0 | 0 |  | 0 | 0 | 0 |  | #VALUE! | #VALUE! | #VALUE! | #VALUE! |  |  | #VALUE! | #VALUE! | 0 | 0 | 0.20123 | 0.20123 | #VALUE! | #VALUE! | #VALUE! | #VALUE! | 0 | 0 | 0.20123 | 0.20123 | #VALUE! | #VALUE! | #VALUE! | #VALUE! | 0 | 0 | 0.20123 | 0.20123 | #VALUE! | #VALUE! |  |  |  | #VALUE! | #VALUE! | #VALUE! | #VALUE! | #VALUE! | #VALUE! | #VALUE!
Saturday | 9 | 3 | 20 | 5900 | 0 | 0 | 0 | 0 | 0 | 0 | 0 | 0 | 0 | 0 | 0 | 0 | 0 | 0 | 0 | 0 | 0 | 0 | 0 | 0 | 0 | 0 | 0 | 0 | 0.034623 | 0.02225 | 0.00055504 | 0.097613 | 0.228 | 0 | 0 | 0 | 0 | 0 | 0 | 0 | 0 | 0 | 0 | 0 |  | 0 | 0 | 0 |  | #VALUE! | #VALUE! | #VALUE! | #VALUE! |  |  | #VALUE! | #VALUE! | 0 | 0 | 0.20123 | 0.20123 | #VALUE! | #VALUE! | #VALUE! | #VALUE! | 0 | 0 | 0.20123 | 0.20123 | #VALUE! | #VALUE! | #VALUE! | #VALUE! | 0 | 0 | 0.20123 | 0.20123 | #VALUE! | #VALUE! |  |  |  | #VALUE! | #VALUE! | #VALUE! | #VALUE! | #VALUE! | #VALUE! | #VALUE!
Saturday | 9 | 3 | 21 | 5901 | 0 | 0 | 0 | 0 | 0 | 0 | 0 | 0 | 0 | 0 | 0 | 0 | 0 | 0 | 0 | 0 | 0 | 0 | 0 | 0 | 0 | 0 | 0 | 0 | 0.032865 | 0 | 0 | 0.046702 | 0.141 | 0 | 0 | 0 | 0 | 0 | 0 | 0 | 0 | 0 | 0 | 0 |  | 0 | 0 | 0 |  | #VALUE! | #VALUE! | #VALUE! | #VALUE! |  |  | #VALUE! | #VALUE! | 0 | 0 | 0.20123 | 0.20123 | #VALUE! | #VALUE! | #VALUE! | #VALUE! | 0 | 0 | 0.20123 | 0.20123 | #VALUE! | #VALUE! | #VALUE! | #VALUE! | 0 | 0 | 0.20123 | 0.20123 | #VALUE! | #VALUE! |  |  |  | #VALUE! | #VALUE! | #VALUE! | #VALUE! | #VALUE! | #VALUE! | #VALUE!
Saturday | 9 | 3 | 22 | 5902 | 0 | 0 | 0 | 0 | 0 | 0 | 0 | 0 | 0 | 0 | 0 | 0 | 0 | 0 | 0 | 0 | 0 | 0 | 0 | 0 | 0 | 0 | 0 | 0 | 0.031538 | 0 | 0 | 0.026394 | 0.102 | 0 | 0 | 0 | 0 | 0 | 0 | 0 | 0 | 0 | 0 | 0 |  | 0 | 0 | 0 |  | #VALUE! | #VALUE! | #VALUE! | #VALUE! |  |  | #VALUE! | #VALUE! | 0 | 0 | 0.20123 | 0.20123 | #VALUE! | #VALUE! | #VALUE! | #VALUE! | 0 | 0 | 0.20123 | 0.20123 | #VALUE! | #VALUE! | #VALUE! | #VALUE! | 0 | 0 | 0.20123 | 0.20123 | #VALUE! | #VALUE! |  |  |  | #VALUE! | #VALUE! | #VALUE! | #VALUE! | #VALUE! | #VALUE! | #VALUE!
Saturday | 9 | 3 | 23 | 5903 | 0 | 0 | 0 | 0 | 0 | 0 | 0 | 0 | 0 | 0 | 0 | 0 | 0 | 0 | 0 | 0 | 0 | 0 | 0 | 0 | 0 | 0 | 0 | 0 | 0.028362 | 0 | 0 | 0.021362 | 0.091 | 0 | 0 | 0 | 0 | 0 | 0 | 0 | 0 | 0 | 0 | 0 |  | 0 | 0 | 0 |  | #VALUE! | #VALUE! | #VALUE! | #VALUE! |  |  | #VALUE! | #VALUE! | 0 | 0 | 0.20123 | 0.20123 | #VALUE! | #VALUE! | #VALUE! | #VALUE! | 0 | 0 | 0.20123 | 0.20123 | #VALUE! | #VALUE! | #VALUE! | #VALUE! | 0 | 0 | 0.20123 | 0.20123 | #VALUE! | #VALUE! |  |  |  | #VALUE! | #VALUE! | #VALUE! | #VALUE! | #VALUE! | #VALUE! | #VALUE!
Saturday | 9 | 3 | 24 | 5904 | 0 | 0 | 0 | 0 | 0 | 0 | 0 | 0 | 0 | 0 | 0 | 0 | 0 | 0 | 0 | 0 | 0 | 0 | 0 | 0 | 0 | 0 | 0 | 0 | 0.015989 | 0 | 0 | 0.003331 | 0.02 | 0 | 0 | 0 | 0 | 0 | 0 | 0 | 0 | 0 | 0 | 0 |  | 0 | 0 | 0 |  | #VALUE! | #VALUE! | #VALUE! | #VALUE! |  |  | #VALUE! | #VALUE! | 0 | 0 | 0.20123 | 0.20123 | #VALUE! | #VALUE! | #VALUE! | #VALUE! | 0 | 0 | 0.20123 | 0.20123 | #VALUE! | #VALUE! | #VALUE! | #VALUE! | 0 | 0 | 0.20123 | 0.20123 | #VALUE! | #VALUE! |  |  |  | #VALUE! | #VALUE! | #VALUE! | #VALUE! | #VALUE! | #VALUE! | #VALUE!
Sunday | 9 | 4 | 1 | 5905 | 0 | 0 | 0 | 0 | 0 | 0 | 0 | 0 | 0 | 0 | 0 | 0 | 0 | 0 | 0 | 0 | 0 | 0 | 0 | 0 | 0 | 0 | 0 | 0 | 0.0040603 | 0 | 0 | 0 | 0 | 0 | 0 | 0 | 0 | 0 | 0 | 0 | 0 | 0 | 0 | 0 |  | 0 | 0 | 0 |  | #VALUE! | #VALUE! | #VALUE! | #VALUE! |  |  | #VALUE! | #VALUE! | 0 | 0 | 0.20123 | 0.20123 | #VALUE! | #VALUE! | #VALUE! | #VALUE! | 0 | 0 | 0.20123 | 0.20123 | #VALUE! | #VALUE! | #VALUE! | #VALUE! | 0 | 0 | 0.20123 | 0.20123 | #VALUE! | #VALUE! |  |  |  | #VALUE! | #VALUE! | #VALUE! | #VALUE! | #VALUE! | #VALUE! | #VALUE!
Sunday | 9 | 4 | 2 | 5906 | 0 | 0 | 0 | 0 | 0 | 0 | 0 | 0 | 0 | 0 | 0 | 0 | 0 | 0 | 0 | 0 | 0 | 0 | 0 | 0 | 0 | 0 | 0 | 0 | 0 | 0 | 0 | 0 | 0 | 0 | 0 | 0 | 0 | 0 | 0 | 0 | 0 | 0 | 0 | 0 |  | 0 | 0 | 0 |  | #VALUE! | #VALUE! | #VALUE! | #VALUE! |  |  | #VALUE! | #VALUE! | 0 | 0 | 0.20123 | 0.20123 | #VALUE! | #VALUE! | #VALUE! | #VALUE! | 0 | 0 | 0.20123 | 0.20123 | #VALUE! | #VALUE! | #VALUE! | #VALUE! | 0 | 0 | 0.20123 | 0.20123 | #VALUE! | #VALUE! |  |  |  | #VALUE! | #VALUE! | #VALUE! | #VALUE! | #VALUE! | #VALUE! | #VALUE!
Sunday | 9 | 4 | 3 | 5907 | 0 | 0 | 0 | 0 | 0 | 0 | 0 | 0 | 0 | 0 | 0 | 0 | 0 | 0 | 0 | 0 | 0 | 0 | 0 | 0 | 0 | 0 | 0 | 0 | 0 | 0 | 0 | 0 | 0 | 0 | 0 | 0 | 0 | 0 | 0 | 0 | 0 | 0 | 0 | 0 |  | 0 | 0 | 0 |  | #VALUE! | #VALUE! | #VALUE! | #VALUE! |  |  | #VALUE! | #VALUE! | 0 | 0 | 0.20123 | 0.20123 | #VALUE! | #VALUE! | #VALUE! | #VALUE! | 0 | 0 | 0.20123 | 0.20123 | #VALUE! | #VALUE! | #VALUE! | #VALUE! | 0 | 0 | 0.20123 | 0.20123 | #VALUE! | #VALUE! |  |  |  | #VALUE! | #VALUE! | #VALUE! | #VALUE! | #VALUE! | #VALUE! | #VALUE!
Sunday | 9 | 4 | 4 | 5908 | 0 | 0 | 0 | 0 | 0 | 0 | 0 | 0 | 0 | 0 | 0 | 0 | 0 | 0 | 0 | 0 | 0 | 0 | 0 | 0 | 0 | 0 | 0 | 0 | 0 | 0 | 0 | 0 | 0 | 0 | 0 | 0 | 0 | 0 | 0 | 0 | 0 | 0 | 0 | 0 |  | 0 | 0 | 0 |  | #VALUE! | #VALUE! | #VALUE! | #VALUE! |  |  | #VALUE! | #VALUE! | 0 | 0 | 0.20123 | 0.20123 | #VALUE! | #VALUE! | #VALUE! | #VALUE! | 0 | 0 | 0.20123 | 0.20123 | #VALUE! | #VALUE! | #VALUE! | #VALUE! | 0 | 0 | 0.20123 | 0.20123 | #VALUE! | #VALUE! |  |  |  | #VALUE! | #VALUE! | #VALUE! | #VALUE! | #VALUE! | #VALUE! | #VALUE!
Sunday | 9 | 4 | 5 | 5909 | 0 | 0 | 0 | 0 | 0 | 0 | 0 | 0 | 0 | 0 | 0 | 0 | 0 | 0 | 0 | 0 | 0 | 0 | 0 | 0 | 0 | 0 | 0 | 0 | 0 | 0 | 0 | 0 | 0 | 0 | 0 | 0 | 0 | 0 | 0 | 0 | 0 | 0 | 0 | 0 |  | 0 | 0 | 0 |  | #VALUE! | #VALUE! | #VALUE! | #VALUE! |  |  | #VALUE! | #VALUE! | 0 | 0 | 0.20123 | 0.20123 | #VALUE! | #VALUE! | #VALUE! | #VALUE! | 0 | 0 | 0.20123 | 0.20123 | #VALUE! | #VALUE! | #VALUE! | #VALUE! | 0 | 0 | 0.20123 | 0.20123 | #VALUE! | #VALUE! |  |  |  | #VALUE! | #VALUE! | #VALUE! | #VALUE! | #VALUE! | #VALUE! | #VALUE!
Sunday | 9 | 4 | 6 | 5910 | 0 | 0 | 0 | 0 | 0 | 0 | 0 | 0 | 0 | 0 | 0 | 0 | 0 | 0 | 0 | 0 | 0 | 0 | 0 | 0 | 0 | 0 | 0 | 0 | 0 | 0 | 0 | 0 | 0 | 0 | 0 | 0 | 0 | 0 | 0 | 0 | 0 | 0 | 0 | 0 |  | 0 | 0 | 0 |  | #VALUE! | #VALUE! | #VALUE! | #VALUE! |  |  | #VALUE! | #VALUE! | 0 | 0 | 0.20123 | 0.20123 | #VALUE! | #VALUE! | #VALUE! | #VALUE! | 0 | 0 | 0.20123 | 0.20123 | #VALUE! | #VALUE! | #VALUE! | #VALUE! | 0 | 0 | 0.20123 | 0.20123 | #VALUE! | #VALUE! |  |  |  | #VALUE! | #VALUE! | #VALUE! | #VALUE! | #VALUE! | #VALUE! | #VALUE!
Sunday | 9 | 4 | 7 | 5911 | 0 | 0 | 0 | 0 | 0 | 0 | 0 | 0 | 0 | 0 | 0 | 0 | 0 | 0 | 0 | 0 | 0 | 0 | 0 | 0 | 0 | 0 | 0 | 0 | 0.0054826 | 0 | 0 | 0 | 0 | 0 | 0 | 0 | 0 | 0 | 0 | 0 | 0 | 0 | 0 | 0 |  | 0 | 0 | 0 |  | #VALUE! | #VALUE! | #VALUE! | #VALUE! |  |  | #VALUE! | #VALUE! | 0 | 0 | 0.20123 | 0.20123 | #VALUE! | #VALUE! | #VALUE! | #VALUE! | 0 | 0 | 0.20123 | 0.20123 | #VALUE! | #VALUE! | #VALUE! | #VALUE! | 0 | 0 | 0.20123 | 0.20123 | #VALUE! | #VALUE! |  |  |  | #VALUE! | #VALUE! | #VALUE! | #VALUE! | #VALUE! | #VALUE! | #VALUE!
Sunday | 9 | 4 | 8 | 5912 | 0 | 0 | 0 | 0 | 0 | 0 | 0 | 0 | 0 | 0 | 0 | 0 | 0 | 0 | 0 | 0 | 0 | 0 | 0 | 0 | 0 | 0 | 0 | 0 | 0.034058 | 0.0125 | 0 | 0.0092 | 0.027 | 0 | 0 | 0 | 0 | 0 | 0 | 0 | 0 | 0 | 0 | 0 |  | 0 | 0 | 0 |  | #VALUE! | #VALUE! | #VALUE! | #VALUE! |  |  | #VALUE! | #VALUE! | 0 | 0 | 0.20123 | 0.20123 | #VALUE! | #VALUE! | #VALUE! | #VALUE! | 0 | 0 | 0.20123 | 0.20123 | #VALUE! | #VALUE! | #VALUE! | #VALUE! | 0 | 0 | 0.20123 | 0.20123 | #VALUE! | #VALUE! |  |  |  | #VALUE! | #VALUE! | #VALUE! | #VALUE! | #VALUE! | #VALUE! | #VALUE!
Sunday | 9 | 4 | 9 | 5913 | 0 | 0 | 0 | 0 | 0 | 0 | 0 | 0 | 0 | 0 | 0 | 0 | 0 | 0 | 0 | 0 | 0 | 0 | 0 | 0 | 0 | 0 | 0 | 0 | 0.031834 | 0.2925 | 0.00023127 | 0.039363 | 0.138 | 0 | 0 | 0 | 0 | 0 | 0 | 0 | 0 | 0 | 0 | 0 |  | 0 | 0 | 0 |  | #VALUE! | #VALUE! | #VALUE! | #VALUE! |  |  | #VALUE! | #VALUE! | 0 | 0 | 0.20123 | 0.20123 | #VALUE! | #VALUE! | #VALUE! | #VALUE! | 0 | 0 | 0.20123 | 0.20123 | #VALUE! | #VALUE! | #VALUE! | #VALUE! | 0 | 0 | 0.20123 | 0.20123 | #VALUE! | #VALUE! |  |  |  | #VALUE! | #VALUE! | #VALUE! | #VALUE! | #VALUE! | #VALUE! | #VALUE!
Sunday | 9 | 4 | 10 | 5914 | 0 | 0 | 0 | 0 | 0 | 0 | 0 | 0 | 0 | 0 | 0 | 0 | 0 | 0 | 0 | 0 | 0 | 0 | 0 | 0 | 0 | 0 | 0 | 0.0017585 | 0.029871 | 0.4415 | 0.00090194 | 0.073317 | 0.18 | 0 | 0 | 0 | 0 | 0 | 0 | 0 | 0 | 0 | 0 | 0 |  | 0 | 0 | 0 |  | #VALUE! | #VALUE! | #VALUE! | #VALUE! |  |  | #VALUE! | #VALUE! | 0 | 0 | 0.20123 | 0.20123 | #VALUE! | #VALUE! | #VALUE! | #VALUE! | 0 | 0 | 0.20123 | 0.20123 | #VALUE! | #VALUE! | #VALUE! | #VALUE! | 0 | 0 | 0.20123 | 0.20123 | #VALUE! | #VALUE! |  |  |  | #VALUE! | #VALUE! | #VALUE! | #VALUE! | #VALUE! | #VALUE! | #VALUE!
Sunday | 9 | 4 | 11 | 5915 | 0 | 0 | 0 | 0 | 0 | 0 | 0 | 0 | 0 | 0 | 0 | 0 | 0 | 0 | 0 | 0 | 0 | 0 | 0 | 0 | 0 | 0 | 0.06125 | 0.067175 | 0.22036 | 0.4725 | 0.0022317 | 0.16055 | 0.249 | 0 | 0 | 0 | 0 | 0 | 0 | 0 | 0 | 0 | 0 | 0 |  | 0 | 0 | 0 |  | #VALUE! | #VALUE! | #VALUE! | #VALUE! |  |  | #VALUE! | #VALUE! | 0 | 0 | 0.20123 | 0.20123 | #VALUE! | #VALUE! | #VALUE! | #VALUE! | 0 | 0 | 0.20123 | 0.20123 | #VALUE! | #VALUE! | #VALUE! | #VALUE! | 0 | 0 | 0.20123 | 0.20123 | #VALUE! | #VALUE! |  |  |  | #VALUE! | #VALUE! | #VALUE! | #VALUE! | #VALUE! | #VALUE! | #VALUE!
Sunday | 9 | 4 | 12 | 5916 | 0 | 0 | 0 | 0 | 0 | 0 | 0 | 0 | 0 | 0 | 0 | 0 | 0 | 0 | 0 | 0 | 0 | 0 | 0 | 0 | 0 | 0.071 | 0.17783 | 0.18628 | 0.29883 | 0.48225 | 0.0032377 | 0.23556 | 0.3 | 0 | 0 | 0 | 0 | 0 | 0 | 0 | 0 | 0 | 0 | 0 |  | 0 | 0 | 0 |  | #VALUE! | #VALUE! | #VALUE! | #VALUE! |  |  | #VALUE! | #VALUE! | 0 | 0 | 0.20123 | 0.20123 | #VALUE! | #VALUE! | #VALUE! | #VALUE! | 0 | 0 | 0.20123 | 0.20123 | #VALUE! | #VALUE! | #VALUE! | #VALUE! | 0 | 0 | 0.20123 | 0.20123 | #VALUE! | #VALUE! |  |  |  | #VALUE! | #VALUE! | #VALUE! | #VALUE! | #VALUE! | #VALUE! | #VALUE!
Sunday | 9 | 4 | 13 | 5917 | 0 | 0 | 0 | 0 | 0 | 0 | 0 | 0 | 0 | 0 | 0 | 0 | 0 | 0 | 0 | 0 | 0 | 0 | 0 | 0 | 0 | 0.1585 | 0.26633 | 0.27793 | 0.31281 | 0.528 | 0.0039546 | 0.29742 | 0.337 | 0 | 0 | 0 | 0 | 0 | 0 | 0 | 0 | 0 | 0 | 0 |  | 0 | 0 | 0 |  | #VALUE! | #VALUE! | #VALUE! | #VALUE! |  |  | #VALUE! | #VALUE! | 0 | 0 | 0.20123 | 0.20123 | #VALUE! | #VALUE! | #VALUE! | #VALUE! | 0 | 0 | 0.20123 | 0.20123 | #VALUE! | #VALUE! | #VALUE! | #VALUE! | 0 | 0 | 0.20123 | 0.20123 | #VALUE! | #VALUE! |  |  |  | #VALUE! | #VALUE! | #VALUE! | #VALUE! | #VALUE! | #VALUE! | #VALUE!
Sunday | 9 | 4 | 14 | 5918 | 0 | 0 | 0 | 0 | 0 | 0 | 0 | 0 | 0 | 0 | 0 | 0 | 0 | 0 | 0 | 0 | 0 | 0 | 0 | 0 | 0 | 0.289 | 0.40667 | 0.41639 | 0.37773 | 0.497 | 0.052763 | 0.38213 | 0.374 | 0 | 0 | 0 | 0 | 0 | 0 | 0 | 0 | 0 | 0 | 0 |  | 0 | 0 | 0 |  | #VALUE! | #VALUE! | #VALUE! | #VALUE! |  |  | #VALUE! | #VALUE! | 0 | 0 | 0.20123 | 0.20123 | #VALUE! | #VALUE! | #VALUE! | #VALUE! | 0 | 0 | 0.20123 | 0.20123 | #VALUE! | #VALUE! | #VALUE! | #VALUE! | 0 | 0 | 0.20123 | 0.20123 | #VALUE! | #VALUE! |  |  |  | #VALUE! | #VALUE! | #VALUE! | #VALUE! | #VALUE! | #VALUE! | #VALUE!
Sunday | 9 | 4 | 15 | 5919 | 0 | 0 | 0 | 0 | 0 | 0 | 0 | 0 | 0 | 0 | 0 | 0 | 0 | 0 | 0 | 0 | 0 | 0 | 0 | 0 | 0 | 0.331 | 0.47058 | 0.47844 | 0.40436 | 0.53775 | 0.079042 | 0.4648 | 0.451 | 0 | 0 | 0 | 0 | 0 | 0 | 0 | 0 | 0 | 0 | 0 |  | 0 | 0 | 0 |  | #VALUE! | #VALUE! | #VALUE! | #VALUE! |  |  | #VALUE! | #VALUE! | 0 | 0 | 0.20123 | 0.20123 | #VALUE! | #VALUE! | #VALUE! | #VALUE! | 0 | 0 | 0.20123 | 0.20123 | #VALUE! | #VALUE! | #VALUE! | #VALUE! | 0 | 0 | 0.20123 | 0.20123 | #VALUE! | #VALUE! |  |  |  | #VALUE! | #VALUE! | #VALUE! | #VALUE! | #VALUE! | #VALUE! | #VALUE!
Sunday | 9 | 4 | 16 | 5920 | 0 | 0 | 0 | 0 | 0 | 0 | 0 | 0 | 0 | 0 | 0 | 0 | 0 | 0 | 0 | 0 | 0 | 0 | 0 | 0 | 0 | 0.3435 | 0.46317 | 0.48722 | 0.38671 | 0.5455 | 0.094465 | 0.49807 | 0.432 | 0 | 0 | 0 | 0 | 0 | 0 | 0 | 0 | 0 | 0 | 0 |  | 0 | 0 | 0 |  | #VALUE! | #VALUE! | #VALUE! | #VALUE! |  |  | #VALUE! | #VALUE! | 0 | 0 | 0.20123 | 0.20123 | #VALUE! | #VALUE! | #VALUE! | #VALUE! | 0 | 0 | 0.20123 | 0.20123 | #VALUE! | #VALUE! | #VALUE! | #VALUE! | 0 | 0 | 0.20123 | 0.20123 | #VALUE! | #VALUE! |  |  |  | #VALUE! | #VALUE! | #VALUE! | #VALUE! | #VALUE! | #VALUE! | #VALUE!
Sunday | 9 | 4 | 17 | 5921 | 0 | 0 | 0 | 0 | 0 | 0 | 0 | 0 | 0 | 0 | 0 | 0 | 0 | 0 | 0 | 0 | 0 | 0 | 0 | 0 | 0 | 0.3485 | 0.45683 | 0.49019 | 0.37162 | 0.52 | 0.098997 | 0.50582 | 0.432 | 0 | 0 | 0 | 0 | 0 | 0 | 0 | 0 | 0 | 0 | 0 |  | 0 | 0 | 0 |  | #VALUE! | #VALUE! | #VALUE! | #VALUE! |  |  | #VALUE! | #VALUE! | 0 | 0 | 0.20123 | 0.20123 | #VALUE! | #VALUE! | #VALUE! | #VALUE! | 0 | 0 | 0.20123 | 0.20123 | #VALUE! | #VALUE! | #VALUE! | #VALUE! | 0 | 0 | 0.20123 | 0.20123 | #VALUE! | #VALUE! |  |  |  | #VALUE! | #VALUE! | #VALUE! | #VALUE! | #VALUE! | #VALUE! | #VALUE!
Sunday | 9 | 4 | 18 | 5922 | 0 | 0 | 0 | 0 | 0 | 0 | 0 | 0 | 0 | 0 | 0 | 0 | 0 | 0 | 0 | 0 | 0 | 0 | 0 | 0 | 0 | 0.336 | 0.40283 | 0.41755 | 0.33181 | 0.53975 | 0.082819 | 0.43462 | 0.405 | 0 | 0 | 0 | 0 | 0 | 0 | 0 | 0 | 0 | 0 | 0 |  | 0 | 0 | 0 |  | #VALUE! | #VALUE! | #VALUE! | #VALUE! |  |  | #VALUE! | #VALUE! | 0 | 0 | 0.20123 | 0.20123 | #VALUE! | #VALUE! | #VALUE! | #VALUE! | 0 | 0 | 0.20123 | 0.20123 | #VALUE! | #VALUE! | #VALUE! | #VALUE! | 0 | 0 | 0.20123 | 0.20123 | #VALUE! | #VALUE! |  |  |  | #VALUE! | #VALUE! | #VALUE! | #VALUE! | #VALUE! | #VALUE! | #VALUE!
Sunday | 9 | 4 | 19 | 5923 | 0 | 0 | 0 | 0 | 0 | 0 | 0 | 0 | 0 | 0 | 0 | 0 | 0 | 0 | 0 | 0 | 0 | 0 | 0 | 0 | 0 | 0.1785 | 0.19108 | 0.20253 | 0.098753 | 0.4885 | 0.041652 | 0.31668 | 0.359 | 0 | 0 | 0 | 0 | 0 | 0 | 0 | 0 | 0 | 0 | 0 |  | 0 | 0 | 0 |  | #VALUE! | #VALUE! | #VALUE! | #VALUE! |  |  | #VALUE! | #VALUE! | 0 | 0 | 0.20123 | 0.20123 | #VALUE! | #VALUE! | #VALUE! | #VALUE! | 0 | 0 | 0.20123 | 0.20123 | #VALUE! | #VALUE! | #VALUE! | #VALUE! | 0 | 0 | 0.20123 | 0.20123 | #VALUE! | #VALUE! |  |  |  | #VALUE! | #VALUE! | #VALUE! | #VALUE! | #VALUE! | #VALUE! | #VALUE!
Sunday | 9 | 4 | 20 | 5924 | 0 | 0 | 0 | 0 | 0 | 0 | 0 | 0 | 0 | 0 | 0 | 0 | 0 | 0 | 0 | 0 | 0 | 0 | 0 | 0 | 0 | 0.0705 | 0.15267 | 0.16349 | 0.19812 | 0.41175 | 0.0029833 | 0.23416 | 0.282 | 0 | 0 | 0 | 0 | 0 | 0 | 0 | 0 | 0 | 0 | 0 |  | 0 | 0 | 0 |  | #VALUE! | #VALUE! | #VALUE! | #VALUE! |  |  | #VALUE! | #VALUE! | 0 | 0 | 0.20123 | 0.20123 | #VALUE! | #VALUE! | #VALUE! | #VALUE! | 0 | 0 | 0.20123 | 0.20123 | #VALUE! | #VALUE! | #VALUE! | #VALUE! | 0 | 0 | 0.20123 | 0.20123 | #VALUE! | #VALUE! |  |  |  | #VALUE! | #VALUE! | #VALUE! | #VALUE! | #VALUE! | #VALUE! | #VALUE!
Sunday | 9 | 4 | 21 | 5925 | 0 | 0 | 0 | 0 | 0 | 0 | 0 | 0 | 0 | 0 | 0 | 0 | 0 | 0 | 0 | 0 | 0 | 0 | 0 | 0 | 0 | 0.258 | 0.328 | 0.30306 | 0.065893 | 0.403 | 0.023408 | 0.33977 | 0.337 | 0 | 0 | 0 | 0 | 0 | 0 | 0 | 0 | 0 | 0 | 0 |  | 0 | 0 | 0 |  | #VALUE! | #VALUE! | #VALUE! | #VALUE! |  |  | #VALUE! | #VALUE! | 0 | 0 | 0.20123 | 0.20123 | #VALUE! | #VALUE! | #VALUE! | #VALUE! | 0 | 0 | 0.20123 | 0.20123 | #VALUE! | #VALUE! | #VALUE! | #VALUE! | 0 | 0 | 0.20123 | 0.20123 | #VALUE! | #VALUE! |  |  |  | #VALUE! | #VALUE! | #VALUE! | #VALUE! | #VALUE! | #VALUE! | #VALUE!
Sunday | 9 | 4 | 22 | 5926 | 0 | 0 | 0 | 0 | 0 | 0 | 0 | 0 | 0 | 0 | 0 | 0 | 0 | 0 | 0 | 0 | 0 | 0 | 0 | 0 | 0 | 0 | 0 | 0.0108 | 0.029173 | 0.381 | 0.0018154 | 0.14431 | 0.255 | 0 | 0 | 0 | 0 | 0 | 0 | 0 | 0 | 0 | 0 | 0 |  | 0 | 0 | 0 |  | #VALUE! | #VALUE! | #VALUE! | #VALUE! |  |  | #VALUE! | #VALUE! | 0 | 0 | 0.20123 | 0.20123 | #VALUE! | #VALUE! | #VALUE! | #VALUE! | 0 | 0 | 0.20123 | 0.20123 | #VALUE! | #VALUE! | #VALUE! | #VALUE! | 0 | 0 | 0.20123 | 0.20123 | #VALUE! | #VALUE! |  |  |  | #VALUE! | #VALUE! | #VALUE! | #VALUE! | #VALUE! | #VALUE! | #VALUE!
Sunday | 9 | 4 | 23 | 5927 | 0 | 0 | 0 | 0 | 0 | 0 | 0 | 0 | 0 | 0 | 0 | 0 | 0 | 0 | 0 | 0 | 0 | 0 | 0 | 0 | 0 | 0 | 0 | 0 | 0.031465 | 0.3565 | 0.00045097 | 0.085056 | 0.196 | 0 | 0 | 0 | 0 | 0 | 0 | 0 | 0 | 0 | 0 | 0 |  | 0 | 0 | 0 |  | #VALUE! | #VALUE! | #VALUE! | #VALUE! |  |  | #VALUE! | #VALUE! | 0 | 0 | 0.20123 | 0.20123 | #VALUE! | #VALUE! | #VALUE! | #VALUE! | 0 | 0 | 0.20123 | 0.20123 | #VALUE! | #VALUE! | #VALUE! | #VALUE! | 0 | 0 | 0.20123 | 0.20123 | #VALUE! | #VALUE! |  |  |  | #VALUE! | #VALUE! | #VALUE! | #VALUE! | #VALUE! | #VALUE! | #VALUE!
Sunday | 9 | 4 | 24 | 5928 | 0 | 0 | 0 | 0 | 0 | 0 | 0 | 0 | 0 | 0 | 0 | 0 | 0 | 0 | 0 | 0 | 0 | 0 | 0 | 0 | 0 | 0 | 0 | 0 | 0.031268 | 0.4015 | 0 | 0.069823 | 0.185 | 0 | 0 | 0 | 0 | 0 | 0 | 0 | 0 | 0 | 0 | 0 |  | 0 | 0 | 0 |  | #VALUE! | #VALUE! | #VALUE! | #VALUE! |  |  | #VALUE! | #VALUE! | 0 | 0 | 0.20123 | 0.20123 | #VALUE! | #VALUE! | #VALUE! | #VALUE! | 0 | 0 | 0.20123 | 0.20123 | #VALUE! | #VALUE! | #VALUE! | #VALUE! | 0 | 0 | 0.20123 | 0.20123 | #VALUE! | #VALUE! |  |  |  | #VALUE! | #VALUE! | #VALUE! | #VALUE! | #VALUE! | #VALUE! | #VALUE!
Monday | 9 | 5 | 1 | 5929 | 0 | 0 | 0 | 0 | 0 | 0 | 0 | 0 | 0 | 0 | 0 | 0 | 0 | 0 | 0 | 0 | 0 | 0 | 0 | 0 | 0 | 0 | 0 | 0 | 0.029319 | 0.37 | 0.00041628 | 0.074732 | 0.196 | 0 | 0 | 0 | 0 | 0 | 0 | 0 | 0 | 0 | 0 | 0 |  | 0 | 0 | 0 |  | #VALUE! | #VALUE! | #VALUE! | #VALUE! |  |  | #VALUE! | #VALUE! | 0 | 0 | 0.20123 | 0.20123 | #VALUE! | #VALUE! | #VALUE! | #VALUE! | 0 | 0 | 0.20123 | 0.20123 | #VALUE! | #VALUE! | #VALUE! | #VALUE! | 0 | 0 | 0.20123 | 0.20123 | #VALUE! | #VALUE! |  |  |  | #VALUE! | #VALUE! | #VALUE! | #VALUE! | #VALUE! | #VALUE! | #VALUE!
Monday | 9 | 5 | 2 | 5930 | 0 | 0 | 0 | 0 | 0 | 0 | 0 | 0 | 0 | 0 | 0 | 0 | 0 | 0 | 0 | 0 | 0 | 0 | 0 | 0 | 0 | 0 | 0 | 0 | 0.028169 | 0.34675 | 0 | 0.025703 | 0.103 | 0 | 0 | 0 | 0 | 0 | 0 | 0 | 0 | 0 | 0 | 0 |  | 0 | 0 | 0 |  | #VALUE! | #VALUE! | #VALUE! | #VALUE! |  |  | #VALUE! | #VALUE! | 0 | 0 | 0.20123 | 0.20123 | #VALUE! | #VALUE! | #VALUE! | #VALUE! | 0 | 0 | 0.20123 | 0.20123 | #VALUE! | #VALUE! | #VALUE! | #VALUE! | 0 | 0 | 0.20123 | 0.20123 | #VALUE! | #VALUE! |  |  |  | #VALUE! | #VALUE! | #VALUE! | #VALUE! | #VALUE! | #VALUE! | #VALUE!
Monday | 9 | 5 | 3 | 5931 | 0 | 0 | 0 | 0 | 0 | 0 | 0 | 0 | 0 | 0 | 0 | 0 | 0 | 0 | 0 | 0 | 0 | 0 | 0 | 0 | 0 | 0 | 0 | 0 | 0.028463 | 0.2135 | 0 | 0.046265 | 0.151 | 0 | 0 | 0 | 0 | 0 | 0 | 0 | 0 | 0 | 0 | 0 |  | 0 | 0 | 0 |  | #VALUE! | #VALUE! | #VALUE! | #VALUE! |  |  | #VALUE! | #VALUE! | 0 | 0 | 0.20123 | 0.20123 | #VALUE! | #VALUE! | #VALUE! | #VALUE! | 0 | 0 | 0.20123 | 0.20123 | #VALUE! | #VALUE! | #VALUE! | #VALUE! | 0 | 0 | 0.20123 | 0.20123 | #VALUE! | #VALUE! |  |  |  | #VALUE! | #VALUE! | #VALUE! | #VALUE! | #VALUE! | #VALUE! | #VALUE!
Monday | 9 | 5 | 4 | 5932 | 0 | 0 | 0 | 0 | 0 | 0 | 0 | 0 | 0 | 0 | 0 | 0 | 0 | 0 | 0 | 0 | 0 | 0 | 0 | 0 | 0 | 0 | 0 | 0 | 0.029267 | 0.2095 | 0 | 0.035414 | 0.141 | 0 | 0 | 0 | 0 | 0 | 0 | 0 | 0 | 0 | 0 | 0 |  | 0 | 0 | 0 |  | #VALUE! | #VALUE! | #VALUE! | #VALUE! |  |  | #VALUE! | #VALUE! | 0 | 0 | 0.20123 | 0.20123 | #VALUE! | #VALUE! | #VALUE! | #VALUE! | 0 | 0 | 0.20123 | 0.20123 | #VALUE! | #VALUE! | #VALUE! | #VALUE! | 0 | 0 | 0.20123 | 0.20123 | #VALUE! | #VALUE! |  |  |  | #VALUE! | #VALUE! | #VALUE! | #VALUE! | #VALUE! | #VALUE! | #VALUE!
Monday | 9 | 5 | 5 | 5933 | 0 | 0 | 0 | 0 | 0 | 0 | 0 | 0 | 0 | 0 | 0 | 0 | 0 | 0 | 0 | 0 | 0 | 0 | 0 | 0 | 0 | 0 | 0 | 0 | 0.02343 | 0 | 0 | 0.017578 | 0.087 | 0 | 0 | 0 | 0 | 0 | 0 | 0 | 0 | 0 | 0 | 0 |  | 0 | 0 | 0 |  | #VALUE! | #VALUE! | #VALUE! | #VALUE! |  |  | #VALUE! | #VALUE! | 0 | 0 | 0.20123 | 0.20123 | #VALUE! | #VALUE! | #VALUE! | #VALUE! | 0 | 0 | 0.20123 | 0.20123 | #VALUE! | #VALUE! | #VALUE! | #VALUE! | 0 | 0 | 0.20123 | 0.20123 | #VALUE! | #VALUE! |  |  |  | #VALUE! | #VALUE! | #VALUE! | #VALUE! | #VALUE! | #VALUE! | #VALUE!
Monday | 9 | 5 | 6 | 5934 | 0 | 0 | 0 | 0 | 0 | 0 | 0 | 0 | 0 | 0 | 0 | 0 | 0 | 0 | 0 | 0 | 0 | 0 | 0 | 0 | 0 | 0 | 0 | 0 | 0.020384 | 0 | 0 | 0.017924 | 0.081 | 0 | 0 | 0 | 0 | 0 | 0 | 0 | 0 | 0 | 0 | 0 |  | 0 | 0 | 0 |  | #VALUE! | #VALUE! | #VALUE! | #VALUE! |  |  | #VALUE! | #VALUE! | 0 | 0 | 0.20123 | 0.20123 | #VALUE! | #VALUE! | #VALUE! | #VALUE! | 0 | 0 | 0.20123 | 0.20123 | #VALUE! | #VALUE! | #VALUE! | #VALUE! | 0 | 0 | 0.20123 | 0.20123 | #VALUE! | #VALUE! |  |  |  | #VALUE! | #VALUE! | #VALUE! | #VALUE! | #VALUE! | #VALUE! | #VALUE!
Monday | 9 | 5 | 7 | 5935 | 0 | 0 | 0 | 0 | 0 | 0 | 0 | 0 | 0 | 0 | 0 | 0 | 0 | 0 | 0 | 0 | 0 | 0 | 0 | 0 | 0 | 0 | 0 | 0 | 0.03201 | 0.06575 | 0.039435 | 0.055795 | 0.206 | 0 | 0 | 0 | 0 | 0 | 0 | 0 | 0 | 0 | 0 | 0 |  | 0 | 0 | 0 |  | #VALUE! | #VALUE! | #VALUE! | #VALUE! |  |  | #VALUE! | #VALUE! | 0 | 0 | 0.20123 | 0.20123 | #VALUE! | #VALUE! | #VALUE! | #VALUE! | 0 | 0 | 0.20123 | 0.20123 | #VALUE! | #VALUE! | #VALUE! | #VALUE! | 0 | 0 | 0.20123 | 0.20123 | #VALUE! | #VALUE! |  |  |  | #VALUE! | #VALUE! | #VALUE! | #VALUE! | #VALUE! | #VALUE! | #VALUE!
Monday | 9 | 5 | 8 | 5936 | 0 | 0 | 0 | 0 | 0 | 0 | 0 | 0 | 0 | 0 | 0 | 0 | 0 | 0 | 0 | 0 | 0 | 0 | 0 | 0 | 0 | 0 | 0.011583 | 0.022941 | 0.074024 | 0.15025 | 0.14765 | 0.20494 | 0.408 | 0 | 0 | 0 | 0 | 0 | 0 | 0 | 0 | 0 | 0 | 0 |  | 0 | 0 | 0 |  | #VALUE! | #VALUE! | #VALUE! | #VALUE! |  |  | #VALUE! | #VALUE! | 0 | 0 | 0.20123 | 0.20123 | #VALUE! | #VALUE! | #VALUE! | #VALUE! | 0 | 0 | 0.20123 | 0.20123 | #VALUE! | #VALUE! | #VALUE! | #VALUE! | 0 | 0 | 0.20123 | 0.20123 | #VALUE! | #VALUE! |  |  |  | #VALUE! | #VALUE! | #VALUE! | #VALUE! | #VALUE! | #VALUE! | #VALUE!
Monday | 9 | 5 | 9 | 5937 | 0 | 0 | 0 | 0 | 0 | 0 | 0 | 0 | 0 | 0 | 0 | 0 | 0 | 0 | 0 | 0 | 0 | 0 | 0 | 0 | 0 | 0 | 0.03075 | 0.029402 | 0.069001 | 0.24375 | 0.21026 | 0.22401 | 0.437 | 0 | 0 | 0 | 0 | 0 | 0 | 0 | 0 | 0 | 0 | 0 |  | 0 | 0 | 0 |  | #VALUE! | #VALUE! | #VALUE! | #VALUE! |  |  | #VALUE! | #VALUE! | 0 | 0 | 0.20123 | 0.20123 | #VALUE! | #VALUE! | #VALUE! | #VALUE! | 0 | 0 | 0.20123 | 0.20123 | #VALUE! | #VALUE! | #VALUE! | #VALUE! | 0 | 0 | 0.20123 | 0.20123 | #VALUE! | #VALUE! |  |  |  | #VALUE! | #VALUE! | #VALUE! | #VALUE! | #VALUE! | #VALUE! | #VALUE!
Monday | 9 | 5 | 10 | 5938 | 0 | 0 | 0 | 0 | 0 | 0 | 0 | 0 | 0 | 0 | 0 | 0 | 0 | 0 | 0 | 0 | 0 | 0 | 0 | 0 | 0 | 0 | 0.16083 | 0.1453 | 0.075984 | 0.34875 | 0.23163 | 0.31435 | 0.514 | 0 | 0 | 0 | 0 | 0 | 0 | 0 | 0 | 0 | 0 | 0 |  | 0 | 0 | 0 |  | #VALUE! | #VALUE! | #VALUE! | #VALUE! |  |  | #VALUE! | #VALUE! | 0 | 0 | 0.20123 | 0.20123 | #VALUE! | #VALUE! | #VALUE! | #VALUE! | 0 | 0 | 0.20123 | 0.20123 | #VALUE! | #VALUE! | #VALUE! | #VALUE! | 0 | 0 | 0.20123 | 0.20123 | #VALUE! | #VALUE! |  |  |  | #VALUE! | #VALUE! | #VALUE! | #VALUE! | #VALUE! | #VALUE! | #VALUE!
Monday | 9 | 5 | 11 | 5939 | 0 | 0 | 0 | 0 | 0 | 0 | 0 | 0 | 0 | 0 | 0 | 0 | 0 | 0 | 0 | 0 | 0 | 0 | 0 | 0 | 0 | 0.153 | 0.33208 | 0.32248 | 0.30727 | 0.379 | 0.24548 | 0.41032 | 0.569 | 0 | 0 | 0 | 0 | 0 | 0 | 0 | 0 | 0 | 0 | 0 |  | 0 | 0 | 0 |  | #VALUE! | #VALUE! | #VALUE! | #VALUE! |  |  | #VALUE! | #VALUE! | 0 | 0 | 0.20123 | 0.20123 | #VALUE! | #VALUE! | #VALUE! | #VALUE! | 0 | 0 | 0.20123 | 0.20123 | #VALUE! | #VALUE! | #VALUE! | #VALUE! | 0 | 0 | 0.20123 | 0.20123 | #VALUE! | #VALUE! |  |  |  | #VALUE! | #VALUE! | #VALUE! | #VALUE! | #VALUE! | #VALUE! | #VALUE!
Monday | 9 | 5 | 12 | 5940 | 0 | 0 | 0 | 0 | 0 | 0 | 0 | 0 | 0 | 0 | 0 | 0 | 0 | 0 | 0 | 0 | 0 | 0 | 0 | 0 | 0 | 0.282 | 0.43717 | 0.4273 | 0.33097 | 0.3425 | 0.2828 | 0.48467 | 0.592 | 0 | 0 | 0 | 0 | 0 | 0 | 0 | 0 | 0 | 0 | 0 |  | 0 | 0 | 0 |  | #VALUE! | #VALUE! | #VALUE! | #VALUE! |  |  | #VALUE! | #VALUE! | 0 | 0 | 0.20123 | 0.20123 | #VALUE! | #VALUE! | #VALUE! | #VALUE! | 0 | 0 | 0.20123 | 0.20123 | #VALUE! | #VALUE! | #VALUE! | #VALUE! | 0 | 0 | 0.20123 | 0.20123 | #VALUE! | #VALUE! |  |  |  | #VALUE! | #VALUE! | #VALUE! | #VALUE! | #VALUE! | #VALUE! | #VALUE!
Monday | 9 | 5 | 13 | 5941 | 0 | 0 | 0 | 0 | 0 | 0 | 0 | 0 | 0 | 0 | 0 | 0 | 0 | 0 | 0 | 0 | 0 | 0 | 0 | 0 | 0 | 0.32 | 0.49225 | 0.46739 | 0.36606 | 0.37 | 0.27535 | 0.53092 | 0.619 | 0 | 0 | 0 | 0 | 0 | 0 | 0 | 0 | 0 | 0 | 0 |  | 0 | 0 | 0 |  | #VALUE! | #VALUE! | #VALUE! | #VALUE! |  |  | #VALUE! | #VALUE! | 0 | 0 | 0.20123 | 0.20123 | #VALUE! | #VALUE! | #VALUE! | #VALUE! | 0 | 0 | 0.20123 | 0.20123 | #VALUE! | #VALUE! | #VALUE! | #VALUE! | 0 | 0 | 0.20123 | 0.20123 | #VALUE! | #VALUE! |  |  |  | #VALUE! | #VALUE! | #VALUE! | #VALUE! | #VALUE! | #VALUE! | #VALUE!
Monday | 9 | 5 | 14 | 5942 | 0 | 0 | 0 | 0 | 0 | 0 | 0 | 0 | 0 | 0 | 0 | 0 | 0 | 0 | 0 | 0 | 0 | 0 | 0 | 0 | 0 | 0.354 | 0.5195 | 0.49942 | 0.38542 | 0.37725 | 0.29171 | 0.55199 | 0.626 | 0 | 0 | 0 | 0 | 0 | 0 | 0 | 0 | 0 | 0 | 0 |  | 0 | 0 | 0 |  | #VALUE! | #VALUE! | #VALUE! | #VALUE! |  |  | #VALUE! | #VALUE! | 0 | 0 | 0.20123 | 0.20123 | #VALUE! | #VALUE! | #VALUE! | #VALUE! | 0 | 0 | 0.20123 | 0.20123 | #VALUE! | #VALUE! | #VALUE! | #VALUE! | 0 | 0 | 0.20123 | 0.20123 | #VALUE! | #VALUE! |  |  |  | #VALUE! | #VALUE! | #VALUE! | #VALUE! | #VALUE! | #VALUE! | #VALUE!
Monday | 9 | 5 | 15 | 5943 | 0 | 0 | 0 | 0 | 0 | 0 | 0 | 0 | 0 | 0 | 0 | 0 | 0 | 0 | 0 | 0 | 0 | 0 | 0 | 0 | 0 | 0.386 | 0.56167 | 0.54806 | 0.42345 | 0.42325 | 0.27815 | 0.59439 | 0.651 | 0 | 0 | 0 | 0 | 0 | 0 | 0 | 0 | 0 | 0 | 0 |  | 0 | 0 | 0 |  | #VALUE! | #VALUE! | #VALUE! | #VALUE! |  |  | #VALUE! | #VALUE! | 0 | 0 | 0.20123 | 0.20123 | #VALUE! | #VALUE! | #VALUE! | #VALUE! | 0 | 0 | 0.20123 | 0.20123 | #VALUE! | #VALUE! | #VALUE! | #VALUE! | 0 | 0 | 0.20123 | 0.20123 | #VALUE! | #VALUE! |  |  |  | #VALUE! | #VALUE! | #VALUE! | #VALUE! | #VALUE! | #VALUE! | #VALUE!
Monday | 9 | 5 | 16 | 5944 | 0 | 0 | 0 | 0 | 0 | 0 | 0 | 0 | 0 | 0 | 0 | 0 | 0 | 0 | 0 | 0 | 0 | 0 | 0 | 0 | 0 | 0.4205 | 0.60775 | 0.57116 | 0.45808 | 0.45 | 0.30013 | 0.63786 | 0.682 | 0 | 0 | 0 | 0 | 0 | 0 | 0 | 0 | 0 | 0 | 0 |  | 0 | 0 | 0 |  | #VALUE! | #VALUE! | #VALUE! | #VALUE! |  |  | #VALUE! | #VALUE! | 0 | 0 | 0.20123 | 0.20123 | #VALUE! | #VALUE! | #VALUE! | #VALUE! | 0 | 0 | 0.20123 | 0.20123 | #VALUE! | #VALUE! | #VALUE! | #VALUE! | 0 | 0 | 0.20123 | 0.20123 | #VALUE! | #VALUE! |  |  |  | #VALUE! | #VALUE! | #VALUE! | #VALUE! | #VALUE! | #VALUE! | #VALUE!
Monday | 9 | 5 | 17 | 5945 | 0 | 0 | 0 | 0 | 0 | 0 | 0 | 0 | 0 | 0 | 0 | 0 | 0 | 0 | 0 | 0 | 0 | 0 | 0 | 0 | 0 | 0.3955 | 0.55058 | 0.54193 | 0.39588 | 0.4185 | 0.30178 | 0.58679 | 0.632 | 0 | 0 | 0 | 0 | 0 | 0 | 0 | 0 | 0 | 0 | 0 |  | 0 | 0 | 0 |  | #VALUE! | #VALUE! | #VALUE! | #VALUE! |  |  | #VALUE! | #VALUE! | 0 | 0 | 0.20123 | 0.20123 | #VALUE! | #VALUE! | #VALUE! | #VALUE! | 0 | 0 | 0.20123 | 0.20123 | #VALUE! | #VALUE! | #VALUE! | #VALUE! | 0 | 0 | 0.20123 | 0.20123 | #VALUE! | #VALUE! |  |  |  | #VALUE! | #VALUE! | #VALUE! | #VALUE! | #VALUE! | #VALUE! | #VALUE!
Monday | 9 | 5 | 18 | 5946 | 0 | 0 | 0 | 0 | 0 | 0 | 0 | 0 | 0 | 0 | 0 | 0 | 0 | 0 | 0 | 0 | 0 | 0 | 0 | 0 | 0 | 0.3915 | 0.54267 | 0.53773 | 0.38613 | 0.3945 | 0.294 | 0.58649 | 0.631 | 0 | 0 | 0 | 0 | 0 | 0 | 0 | 0 | 0 | 0 | 0 |  | 0 | 0 | 0 |  | #VALUE! | #VALUE! | #VALUE! | #VALUE! |  |  | #VALUE! | #VALUE! | 0 | 0 | 0.20123 | 0.20123 | #VALUE! | #VALUE! | #VALUE! | #VALUE! | 0 | 0 | 0.20123 | 0.20123 | #VALUE! | #VALUE! | #VALUE! | #VALUE! | 0 | 0 | 0.20123 | 0.20123 | #VALUE! | #VALUE! |  |  |  | #VALUE! | #VALUE! | #VALUE! | #VALUE! | #VALUE! | #VALUE! | #VALUE!
Monday | 9 | 5 | 19 | 5947 | 0 | 0 | 0 | 0 | 0 | 0 | 0 | 0 | 0 | 0 | 0 | 0 | 0 | 0 | 0 | 0 | 0 | 0 | 0 | 0 | 0 | 0.364 | 0.50683 | 0.48982 | 0.3452 | 0.2605 | 0.27207 | 0.55792 | 0.619 | 0 | 0 | 0 | 0 | 0 | 0 | 0 | 0 | 0 | 0 | 0 |  | 0 | 0 | 0 |  | #VALUE! | #VALUE! | #VALUE! | #VALUE! |  |  | #VALUE! | #VALUE! | 0 | 0 | 0.20123 | 0.20123 | #VALUE! | #VALUE! | #VALUE! | #VALUE! | 0 | 0 | 0.20123 | 0.20123 | #VALUE! | #VALUE! | #VALUE! | #VALUE! | 0 | 0 | 0.20123 | 0.20123 | #VALUE! | #VALUE! |  |  |  | #VALUE! | #VALUE! | #VALUE! | #VALUE! | #VALUE! | #VALUE! | #VALUE!
Monday | 9 | 5 | 20 | 5948 | 0 | 0 | 0 | 0 | 0 | 0 | 0 | 0 | 0 | 0 | 0 | 0 | 0 | 0 | 0 | 0 | 0 | 0 | 0 | 0 | 0 | 0.3275 | 0.44892 | 0.41264 | 0.10393 | 0.03025 | 0.24632 | 0.49794 | 0.554 | 0 | 0 | 0 | 0 | 0 | 0 | 0 | 0 | 0 | 0 | 0 |  | 0 | 0 | 0 |  | #VALUE! | #VALUE! | #VALUE! | #VALUE! |  |  | #VALUE! | #VALUE! | 0 | 0 | 0.20123 | 0.20123 | #VALUE! | #VALUE! | #VALUE! | #VALUE! | 0 | 0 | 0.20123 | 0.20123 | #VALUE! | #VALUE! | #VALUE! | #VALUE! | 0 | 0 | 0.20123 | 0.20123 | #VALUE! | #VALUE! |  |  |  | #VALUE! | #VALUE! | #VALUE! | #VALUE! | #VALUE! | #VALUE! | #VALUE!
Monday | 9 | 5 | 21 | 5949 | 0 | 0 | 0 | 0 | 0 | 0 | 0 | 0 | 0 | 0 | 0 | 0 | 0 | 0 | 0 | 0 | 0 | 0 | 0 | 0 | 0 | 0.291 | 0.252 | 0.20696 | 0.077269 | 0.01 | 0.23034 | 0.35742 | 0.48 | 0 | 0 | 0 | 0 | 0 | 0 | 0 | 0 | 0 | 0 | 0 |  | 0 | 0 | 0 |  | #VALUE! | #VALUE! | #VALUE! | #VALUE! |  |  | #VALUE! | #VALUE! | 0 | 0 | 0.20123 | 0.20123 | #VALUE! | #VALUE! | #VALUE! | #VALUE! | 0 | 0 | 0.20123 | 0.20123 | #VALUE! | #VALUE! | #VALUE! | #VALUE! | 0 | 0 | 0.20123 | 0.20123 | #VALUE! | #VALUE! |  |  |  | #VALUE! | #VALUE! | #VALUE! | #VALUE! | #VALUE! | #VALUE! | #VALUE!
Monday | 9 | 5 | 22 | 5950 | 0 | 0 | 0 | 0 | 0 | 0 | 0 | 0 | 0 | 0 | 0 | 0 | 0 | 0 | 0 | 0 | 0 | 0 | 0 | 0 | 0 | 0.29 | 0.27892 | 0.24266 | 0.076377 | 0 | 0.22065 | 0.38772 | 0.514 | 0 | 0 | 0 | 0 | 0 | 0 | 0 | 0 | 0 | 0 | 0 |  | 0 | 0 | 0 |  | #VALUE! | #VALUE! | #VALUE! | #VALUE! |  |  | #VALUE! | #VALUE! | 0 | 0 | 0.20123 | 0.20123 | #VALUE! | #VALUE! | #VALUE! | #VALUE! | 0 | 0 | 0.20123 | 0.20123 | #VALUE! | #VALUE! | #VALUE! | #VALUE! | 0 | 0 | 0.20123 | 0.20123 | #VALUE! | #VALUE! |  |  |  | #VALUE! | #VALUE! | #VALUE! | #VALUE! | #VALUE! | #VALUE! | #VALUE!
Monday | 9 | 5 | 23 | 5951 | 0 | 0 | 0 | 0 | 0 | 0 | 0 | 0 | 0 | 0 | 0 | 0 | 0 | 0 | 0 | 0 | 0 | 0 | 0 | 0 | 0 | 0.2675 | 0.22767 | 0.17105 | 0.0641 | 0 | 0.23249 | 0.33544 | 0.479 | 0 | 0 | 0 | 0 | 0 | 0 | 0 | 0 | 0 | 0 | 0 |  | 0 | 0 | 0 |  | #VALUE! | #VALUE! | #VALUE! | #VALUE! |  |  | #VALUE! | #VALUE! | 0 | 0 | 0.20123 | 0.20123 | #VALUE! | #VALUE! | #VALUE! | #VALUE! | 0 | 0 | 0.20123 | 0.20123 | #VALUE! | #VALUE! | #VALUE! | #VALUE! | 0 | 0 | 0.20123 | 0.20123 | #VALUE! | #VALUE! |  |  |  | #VALUE! | #VALUE! | #VALUE! | #VALUE! | #VALUE! | #VALUE! | #VALUE!
Monday | 9 | 5 | 24 | 5952 | 0 | 0 | 0 | 0 | 0 | 0 | 0 | 0 | 0 | 0 | 0 | 0 | 0 | 0 | 0 | 0 | 0 | 0 | 0 | 0 | 0 | 0.2495 | 0.14983 | 0.053624 | 0.03479 | 0 | 0.24791 | 0.27809 | 0.464 | 0 | 0 | 0 | 0 | 0 | 0 | 0 | 0 | 0 | 0 | 0 |  | 0 | 0 | 0 |  | #VALUE! | #VALUE! | #VALUE! | #VALUE! |  |  | #VALUE! | #VALUE! | 0 | 0 | 0.20123 | 0.20123 | #VALUE! | #VALUE! | #VALUE! | #VALUE! | 0 | 0 | 0.20123 | 0.20123 | #VALUE! | #VALUE! | #VALUE! | #VALUE! | 0 | 0 | 0.20123 | 0.20123 | #VALUE! | #VALUE! |  |  |  | #VALUE! | #VALUE! | #VALUE! | #VALUE! | #VALUE! | #VALUE! | #VALUE!
Tuesday | 9 | 6 | 1 | 5953 | 0 | 0 | 0 | 0 | 0 | 0 | 0 | 0 | 0 | 0 | 0 | 0 | 0 | 0 | 0 | 0 | 0 | 0 | 0 | 0 | 0 | 0.138 | 0.056 | 0.020607 | 0.061216 | 0 | 0.25751 | 0.27995 | 0.469 | 0 | 0 | 0 | 0 | 0 | 0 | 0 | 0 | 0 | 0 | 0 |  | 0 | 0 | 0 |  | #VALUE! | #VALUE! | #VALUE! | #VALUE! |  |  | #VALUE! | #VALUE! | 0 | 0 | 0.20123 | 0.20123 | #VALUE! | #VALUE! | #VALUE! | #VALUE! | 0 | 0 | 0.20123 | 0.20123 | #VALUE! | #VALUE! | #VALUE! | #VALUE! | 0 | 0 | 0.20123 | 0.20123 | #VALUE! | #VALUE! |  |  |  | #VALUE! | #VALUE! | #VALUE! | #VALUE! | #VALUE! | #VALUE! | #VALUE!
Tuesday | 9 | 6 | 2 | 5954 | 0 | 0 | 0 | 0 | 0 | 0 | 0 | 0 | 0 | 0 | 0 | 0 | 0 | 0 | 0 | 0 | 0 | 0 | 0 | 0 | 0 | 0.1335 | 0.049083 | 0.016277 | 0.05943 | 0 | 0.19982 | 0.27363 | 0.469 | 0 | 0 | 0 | 0 | 0 | 0 | 0 | 0 | 0 | 0 | 0 |  | 0 | 0 | 0 |  | #VALUE! | #VALUE! | #VALUE! | #VALUE! |  |  | #VALUE! | #VALUE! | 0 | 0 | 0.20123 | 0.20123 | #VALUE! | #VALUE! | #VALUE! | #VALUE! | 0 | 0 | 0.20123 | 0.20123 | #VALUE! | #VALUE! | #VALUE! | #VALUE! | 0 | 0 | 0.20123 | 0.20123 | #VALUE! | #VALUE! |  |  |  | #VALUE! | #VALUE! | #VALUE! | #VALUE! | #VALUE! | #VALUE! | #VALUE!
Tuesday | 9 | 6 | 3 | 5955 | 0 | 0 | 0 | 0 | 0 | 0 | 0 | 0 | 0 | 0 | 0 | 0 | 0 | 0 | 0 | 0 | 0 | 0 | 0 | 0 | 0 | 0.1325 | 0.0485 | 0.014422 | 0.061292 | 0 | 0.20946 | 0.28264 | 0.497 | 0 | 0 | 0 | 0 | 0 | 0 | 0 | 0 | 0 | 0 | 0 |  | 0 | 0 | 0 |  | #VALUE! | #VALUE! | #VALUE! | #VALUE! |  |  | #VALUE! | #VALUE! | 0 | 0 | 0.20123 | 0.20123 | #VALUE! | #VALUE! | #VALUE! | #VALUE! | 0 | 0 | 0.20123 | 0.20123 | #VALUE! | #VALUE! | #VALUE! | #VALUE! | 0 | 0 | 0.20123 | 0.20123 | #VALUE! | #VALUE! |  |  |  | #VALUE! | #VALUE! | #VALUE! | #VALUE! | #VALUE! | #VALUE! | #VALUE!
Tuesday | 9 | 6 | 4 | 5956 | 0 | 0 | 0 | 0 | 0 | 0 | 0 | 0 | 0 | 0 | 0 | 0 | 0 | 0 | 0 | 0 | 0 | 0 | 0 | 0 | 0 | 0.133 | 0.153 | 0.12558 | 0.064689 | 0 | 0.22403 | 0.32798 | 0.516 | 0 | 0 | 0 | 0 | 0 | 0 | 0 | 0 | 0 | 0 | 0 |  | 0 | 0 | 0 |  | #VALUE! | #VALUE! | #VALUE! | #VALUE! |  |  | #VALUE! | #VALUE! | 0 | 0 | 0.20123 | 0.20123 | #VALUE! | #VALUE! | #VALUE! | #VALUE! | 0 | 0 | 0.20123 | 0.20123 | #VALUE! | #VALUE! | #VALUE! | #VALUE! | 0 | 0 | 0.20123 | 0.20123 | #VALUE! | #VALUE! |  |  |  | #VALUE! | #VALUE! | #VALUE! | #VALUE! | #VALUE! | #VALUE! | #VALUE!
Tuesday | 9 | 6 | 5 | 5957 | 0 | 0 | 0 | 0 | 0 | 0 | 0 | 0 | 0 | 0 | 0 | 0 | 0 | 0 | 0 | 0 | 0 | 0 | 0 | 0 | 0 | 0.135 | 0.21517 | 0.21721 | 0.198 | 0 | 0.23062 | 0.37087 | 0.55 | 0 | 0 | 0 | 0 | 0 | 0 | 0 | 0 | 0 | 0 | 0 |  | 0 | 0 | 0 |  | #VALUE! | #VALUE! | #VALUE! | #VALUE! |  |  | #VALUE! | #VALUE! | 0 | 0 | 0.20123 | 0.20123 | #VALUE! | #VALUE! | #VALUE! | #VALUE! | 0 | 0 | 0.20123 | 0.20123 | #VALUE! | #VALUE! | #VALUE! | #VALUE! | 0 | 0 | 0.20123 | 0.20123 | #VALUE! | #VALUE! |  |  |  | #VALUE! | #VALUE! | #VALUE! | #VALUE! | #VALUE! | #VALUE! | #VALUE!
Tuesday | 9 | 6 | 6 | 5958 | 0 | 0 | 0 | 0 | 0 | 0 | 0 | 0 | 0 | 0 | 0 | 0 | 0 | 0 | 0 | 0 | 0 | 0 | 0 | 0 | 0 | 0.129 | 0.15517 | 0.14691 | 0.064692 | 0 | 0.23785 | 0.33118 | 0.516 | 0 | 0 | 0 | 0 | 0 | 0 | 0 | 0 | 0 | 0 | 0 |  | 0 | 0 | 0 |  | #VALUE! | #VALUE! | #VALUE! | #VALUE! |  |  | #VALUE! | #VALUE! | 0 | 0 | 0.20123 | 0.20123 | #VALUE! | #VALUE! | #VALUE! | #VALUE! | 0 | 0 | 0.20123 | 0.20123 | #VALUE! | #VALUE! | #VALUE! | #VALUE! | 0 | 0 | 0.20123 | 0.20123 | #VALUE! | #VALUE! |  |  |  | #VALUE! | #VALUE! | #VALUE! | #VALUE! | #VALUE! | #VALUE! | #VALUE!
Tuesday | 9 | 6 | 7 | 5959 | 0 | 0 | 0 | 0 | 0 | 0 | 0 | 0 | 0 | 0 | 0 | 0 | 0 | 0 | 0 | 0 | 0 | 0 | 0 | 0 | 0 | 0.1325 | 0.2155 | 0.2035 | 0.070327 | 0 | 0.25587 | 0.36462 | 0.575 | 0 | 0 | 0 | 0 | 0 | 0 | 0 | 0 | 0 | 0 | 0 |  | 0 | 0 | 0 |  | #VALUE! | #VALUE! | #VALUE! | #VALUE! |  |  | #VALUE! | #VALUE! | 0 | 0 | 0.20123 | 0.20123 | #VALUE! | #VALUE! | #VALUE! | #VALUE! | 0 | 0 | 0.20123 | 0.20123 | #VALUE! | #VALUE! | #VALUE! | #VALUE! | 0 | 0 | 0.20123 | 0.20123 | #VALUE! | #VALUE! |  |  |  | #VALUE! | #VALUE! | #VALUE! | #VALUE! | #VALUE! | #VALUE! | #VALUE!
Tuesday | 9 | 6 | 8 | 5960 | 0 | 0 | 0 | 0 | 0 | 0 | 0 | 0 | 0 | 0 | 0 | 0 | 0 | 0 | 0 | 0 | 0 | 0 | 0 | 0 | 0 | 0.2595 | 0.39933 | 0.40339 | 0.36522 | 0.001 | 0.25451 | 0.46859 | 0.589 | 0 | 0 | 0 | 0 | 0 | 0 | 0 | 0 | 0 | 0 | 0 |  | 0 | 0 | 0 |  | #VALUE! | #VALUE! | #VALUE! | #VALUE! |  |  | #VALUE! | #VALUE! | 0 | 0 | 0.20123 | 0.20123 | #VALUE! | #VALUE! | #VALUE! | #VALUE! | 0 | 0 | 0.20123 | 0.20123 | #VALUE! | #VALUE! | #VALUE! | #VALUE! | 0 | 0 | 0.20123 | 0.20123 | #VALUE! | #VALUE! |  |  |  | #VALUE! | #VALUE! | #VALUE! | #VALUE! | #VALUE! | #VALUE! | #VALUE!
Tuesday | 9 | 6 | 9 | 5961 | 0 | 0 | 0 | 0 | 0 | 0 | 0 | 0 | 0 | 0 | 0 | 0 | 0 | 0 | 0 | 0 | 0 | 0 | 0 | 0 | 0 | 0.3205 | 0.4795 | 0.47065 | 0.44534 | 0.07925 | 0.25119 | 0.54176 | 0.624 | 0 | 0 | 0 | 0 | 0 | 0 | 0 | 0 | 0 | 0 | 0 |  | 0 | 0 | 0 |  | #VALUE! | #VALUE! | #VALUE! | #VALUE! |  |  | #VALUE! | #VALUE! | 0 | 0 | 0.20123 | 0.20123 | #VALUE! | #VALUE! | #VALUE! | #VALUE! | 0 | 0 | 0.20123 | 0.20123 | #VALUE! | #VALUE! | #VALUE! | #VALUE! | 0 | 0 | 0.20123 | 0.20123 | #VALUE! | #VALUE! |  |  |  | #VALUE! | #VALUE! | #VALUE! | #VALUE! | #VALUE! | #VALUE! | #VALUE!
Tuesday | 9 | 6 | 10 | 5962 | 0 | 0 | 0 | 0 | 0 | 0 | 0 | 0 | 0 | 0 | 0 | 0 | 0 | 0 | 0 | 0 | 0 | 0 | 0 | 0 | 0 | 0.3905 | 0.57017 | 0.55692 | 0.53306 | 0.265 | 0.24663 | 0.62282 | 0.671 | 0 | 0 | 0 | 0 | 0 | 0 | 0 | 0 | 0 | 0 | 0 |  | 0 | 0 | 0 |  | #VALUE! | #VALUE! | #VALUE! | #VALUE! |  |  | #VALUE! | #VALUE! | 0 | 0 | 0.20123 | 0.20123 | #VALUE! | #VALUE! | #VALUE! | #VALUE! | 0 | 0 | 0.20123 | 0.20123 | #VALUE! | #VALUE! | #VALUE! | #VALUE! | 0 | 0 | 0.20123 | 0.20123 | #VALUE! | #VALUE! |  |  |  | #VALUE! | #VALUE! | #VALUE! | #VALUE! | #VALUE! | #VALUE! | #VALUE!
Tuesday | 9 | 6 | 11 | 5963 | 0 | 0 | 0 | 0 | 0 | 0 | 0 | 0 | 0 | 0 | 0 | 0 | 0 | 0 | 0 | 0 | 0 | 0 | 0 | 0 | 0 | 0.4385 | 0.62 | 0.6067 | 0.57069 | 0.318 | 0.28678 | 0.6772 | 0.697 | 0 | 0 | 0 | 0 | 0 | 0 | 0 | 0 | 0 | 0 | 0 |  | 0 | 0 | 0 |  | #VALUE! | #VALUE! | #VALUE! | #VALUE! |  |  | #VALUE! | #VALUE! | 0 | 0 | 0.20123 | 0.20123 | #VALUE! | #VALUE! | #VALUE! | #VALUE! | 0 | 0 | 0.20123 | 0.20123 | #VALUE! | #VALUE! | #VALUE! | #VALUE! | 0 | 0 | 0.20123 | 0.20123 | #VALUE! | #VALUE! |  |  |  | #VALUE! | #VALUE! | #VALUE! | #VALUE! | #VALUE! | #VALUE! | #VALUE!
Tuesday | 9 | 6 | 12 | 5964 | 0 | 0 | 0 | 0 | 0 | 0 | 0 | 0 | 0 | 0 | 0 | 0 | 0 | 0 | 0 | 0 | 0 | 0 | 0 | 0 | 0 | 0.4675 | 0.64867 | 0.63483 | 0.57749 | 0.37625 | 0.29283 | 0.70082 | 0.707 | 0 | 0 | 0 | 0 | 0 | 0 | 0 | 0 | 0 | 0 | 0 |  | 0 | 0 | 0 |  | #VALUE! | #VALUE! | #VALUE! | #VALUE! |  |  | #VALUE! | #VALUE! | 0 | 0 | 0.20123 | 0.20123 | #VALUE! | #VALUE! | #VALUE! | #VALUE! | 0 | 0 | 0.20123 | 0.20123 | #VALUE! | #VALUE! | #VALUE! | #VALUE! | 0 | 0 | 0.20123 | 0.20123 | #VALUE! | #VALUE! |  |  |  | #VALUE! | #VALUE! | #VALUE! | #VALUE! | #VALUE! | #VALUE! | #VALUE!
Tuesday | 9 | 6 | 13 | 5965 | 0 | 0 | 0 | 0 | 0 | 0 | 0 | 0 | 0 | 0 | 0 | 0 | 0 | 0 | 0 | 0 | 0 | 0 | 0 | 0 | 0 | 0.487 | 0.66067 | 0.64942 | 0.57331 | 0.367 | 0.30756 | 0.71214 | 0.71 | 0 | 0 | 0 | 0 | 0 | 0 | 0 | 0 | 0 | 0 | 0 |  | 0 | 0 | 0 |  | #VALUE! | #VALUE! | #VALUE! | #VALUE! |  |  | #VALUE! | #VALUE! | 0 | 0 | 0.20123 | 0.20123 | #VALUE! | #VALUE! | #VALUE! | #VALUE! | 0 | 0 | 0.20123 | 0.20123 | #VALUE! | #VALUE! | #VALUE! | #VALUE! | 0 | 0 | 0.20123 | 0.20123 | #VALUE! | #VALUE! |  |  |  | #VALUE! | #VALUE! | #VALUE! | #VALUE! | #VALUE! | #VALUE! | #VALUE!
Tuesday | 9 | 6 | 14 | 5966 | 0 | 0 | 0 | 0 | 0 | 0 | 0 | 0 | 0 | 0 | 0 | 0 | 0 | 0 | 0 | 0 | 0 | 0 | 0 | 0 | 0 | 0.4835 | 0.6465 | 0.63659 | 0.54471 | 0.3545 | 0.30496 | 0.6919 | 0.697 | 0 | 0 | 0 | 0 | 0 | 0 | 0 | 0 | 0 | 0 | 0 |  | 0 | 0 | 0 |  | #VALUE! | #VALUE! | #VALUE! | #VALUE! |  |  | #VALUE! | #VALUE! | 0 | 0 | 0.20123 | 0.20123 | #VALUE! | #VALUE! | #VALUE! | #VALUE! | 0 | 0 | 0.20123 | 0.20123 | #VALUE! | #VALUE! | #VALUE! | #VALUE! | 0 | 0 | 0.20123 | 0.20123 | #VALUE! | #VALUE! |  |  |  | #VALUE! | #VALUE! | #VALUE! | #VALUE! | #VALUE! | #VALUE! | #VALUE!
Tuesday | 9 | 6 | 15 | 5967 | 0 | 0 | 0 | 0 | 0 | 0 | 0 | 0 | 0 | 0 | 0 | 0 | 0 | 0 | 0 | 0 | 0 | 0 | 0 | 0 | 0 | 0.488 | 0.64392 | 0.63409 | 0.53162 | 0.35925 | 0.32304 | 0.69243 | 0.697 | 0 | 0 | 0 | 0 | 0 | 0 | 0 | 0 | 0 | 0 | 0 |  | 0 | 0 | 0 |  | #VALUE! | #VALUE! | #VALUE! | #VALUE! |  |  | #VALUE! | #VALUE! | 0 | 0 | 0.20123 | 0.20123 | #VALUE! | #VALUE! | #VALUE! | #VALUE! | 0 | 0 | 0.20123 | 0.20123 | #VALUE! | #VALUE! | #VALUE! | #VALUE! | 0 | 0 | 0.20123 | 0.20123 | #VALUE! | #VALUE! |  |  |  | #VALUE! | #VALUE! | #VALUE! | #VALUE! | #VALUE! | #VALUE! | #VALUE!
Tuesday | 9 | 6 | 16 | 5968 | 0 | 0 | 0 | 0 | 0 | 0 | 0 | 0 | 0 | 0 | 0 | 0 | 0 | 0 | 0 | 0 | 0 | 0 | 0 | 0 | 0 | 0.462 | 0.60717 | 0.59834 | 0.4892 | 0.3405 | 0.31516 | 0.6558 | 0.668 | 0 | 0 | 0 | 0 | 0 | 0 | 0 | 0 | 0 | 0 | 0 |  | 0 | 0 | 0 |  | #VALUE! | #VALUE! | #VALUE! | #VALUE! |  |  | #VALUE! | #VALUE! | 0 | 0 | 0.20123 | 0.20123 | #VALUE! | #VALUE! | #VALUE! | #VALUE! | 0 | 0 | 0.20123 | 0.20123 | #VALUE! | #VALUE! | #VALUE! | #VALUE! | 0 | 0 | 0.20123 | 0.20123 | #VALUE! | #VALUE! |  |  |  | #VALUE! | #VALUE! | #VALUE! | #VALUE! | #VALUE! | #VALUE! | #VALUE!
Tuesday | 9 | 6 | 17 | 5969 | 0 | 0 | 0 | 0 | 0 | 0 | 0 | 0 | 0 | 0 | 0 | 0 | 0 | 0 | 0 | 0 | 0 | 0 | 0 | 0 | 0 | 0.4555 | 0.60142 | 0.59168 | 0.48141 | 0.24425 | 0.2911 | 0.65178 | 0.667 | 0 | 0 | 0 | 0 | 0 | 0 | 0 | 0 | 0 | 0 | 0 |  | 0 | 0 | 0 |  | #VALUE! | #VALUE! | #VALUE! | #VALUE! |  |  | #VALUE! | #VALUE! | 0 | 0 | 0.20123 | 0.20123 | #VALUE! | #VALUE! | #VALUE! | #VALUE! | 0 | 0 | 0.20123 | 0.20123 | #VALUE! | #VALUE! | #VALUE! | #VALUE! | 0 | 0 | 0.20123 | 0.20123 | #VALUE! | #VALUE! |  |  |  | #VALUE! | #VALUE! | #VALUE! | #VALUE! | #VALUE! | #VALUE! | #VALUE!
Tuesday | 9 | 6 | 18 | 5970 | 0 | 0 | 0 | 0 | 0 | 0 | 0 | 0 | 0 | 0 | 0 | 0 | 0 | 0 | 0 | 0 | 0 | 0 | 0 | 0 | 0 | 0.44 | 0.58908 | 0.57599 | 0.4663 | 0.177 | 0.27066 | 0.63662 | 0.661 | 0 | 0 | 0 | 0 | 0 | 0 | 0 | 0 | 0 | 0 | 0 |  | 0 | 0 | 0 |  | #VALUE! | #VALUE! | #VALUE! | #VALUE! |  |  | #VALUE! | #VALUE! | 0 | 0 | 0.20123 | 0.20123 | #VALUE! | #VALUE! | #VALUE! | #VALUE! | 0 | 0 | 0.20123 | 0.20123 | #VALUE! | #VALUE! | #VALUE! | #VALUE! | 0 | 0 | 0.20123 | 0.20123 | #VALUE! | #VALUE! |  |  |  | #VALUE! | #VALUE! | #VALUE! | #VALUE! | #VALUE! | #VALUE! | #VALUE!
Tuesday | 9 | 6 | 19 | 5971 | 0 | 0 | 0 | 0 | 0 | 0 | 0 | 0 | 0 | 0 | 0 | 0 | 0 | 0 | 0 | 0 | 0 | 0 | 0 | 0 | 0 | 0.4295 | 0.58275 | 0.56595 | 0.45626 | 0.0505 | 0.2527 | 0.62889 | 0.66 | 0 | 0 | 0 | 0 | 0 | 0 | 0 | 0 | 0 | 0 | 0 |  | 0 | 0 | 0 |  | #VALUE! | #VALUE! | #VALUE! | #VALUE! |  |  | #VALUE! | #VALUE! | 0 | 0 | 0.20123 | 0.20123 | #VALUE! | #VALUE! | #VALUE! | #VALUE! | 0 | 0 | 0.20123 | 0.20123 | #VALUE! | #VALUE! | #VALUE! | #VALUE! | 0 | 0 | 0.20123 | 0.20123 | #VALUE! | #VALUE! |  |  |  | #VALUE! | #VALUE! | #VALUE! | #VALUE! | #VALUE! | #VALUE! | #VALUE!
Tuesday | 9 | 6 | 20 | 5972 | 0 | 0 | 0 | 0 | 0 | 0 | 0 | 0 | 0 | 0 | 0 | 0 | 0 | 0 | 0 | 0 | 0 | 0 | 0 | 0 | 0 | 0.404 | 0.55342 | 0.53753 | 0.42704 | 0 | 0.24656 | 0.60091 | 0.644 | 0 | 0 | 0 | 0 | 0 | 0 | 0 | 0 | 0 | 0 | 0 |  | 0 | 0 | 0 |  | #VALUE! | #VALUE! | #VALUE! | #VALUE! |  |  | #VALUE! | #VALUE! | 0 | 0 | 0.20123 | 0.20123 | #VALUE! | #VALUE! | #VALUE! | #VALUE! | 0 | 0 | 0.20123 | 0.20123 | #VALUE! | #VALUE! | #VALUE! | #VALUE! | 0 | 0 | 0.20123 | 0.20123 | #VALUE! | #VALUE! |  |  |  | #VALUE! | #VALUE! | #VALUE! | #VALUE! | #VALUE! | #VALUE! | #VALUE!
Tuesday | 9 | 6 | 21 | 5973 | 0 | 0 | 0 | 0 | 0 | 0 | 0 | 0 | 0 | 0 | 0 | 0 | 0 | 0 | 0 | 0 | 0 | 0 | 0 | 0 | 0 | 0.3815 | 0.51358 | 0.50123 | 0.39598 | 0 | 0.23084 | 0.56596 | 0.612 | 0 | 0 | 0 | 0 | 0 | 0 | 0 | 0 | 0 | 0 | 0 |  | 0 | 0 | 0 |  | #VALUE! | #VALUE! | #VALUE! | #VALUE! |  |  | #VALUE! | #VALUE! | 0 | 0 | 0.20123 | 0.20123 | #VALUE! | #VALUE! | #VALUE! | #VALUE! | 0 | 0 | 0.20123 | 0.20123 | #VALUE! | #VALUE! | #VALUE! | #VALUE! | 0 | 0 | 0.20123 | 0.20123 | #VALUE! | #VALUE! |  |  |  | #VALUE! | #VALUE! | #VALUE! | #VALUE! | #VALUE! | #VALUE! | #VALUE!
Tuesday | 9 | 6 | 22 | 5974 | 0 | 0 | 0 | 0 | 0 | 0 | 0 | 0 | 0 | 0 | 0 | 0 | 0 | 0 | 0 | 0 | 0 | 0 | 0 | 0 | 0 | 0.357 | 0.48892 | 0.48014 | 0.37781 | 0 | 0.18062 | 0.53895 | 0.567 | 0 | 0 | 0 | 0 | 0 | 0 | 0 | 0 | 0 | 0 | 0 |  | 0 | 0 | 0 |  | #VALUE! | #VALUE! | #VALUE! | #VALUE! |  |  | #VALUE! | #VALUE! | 0 | 0 | 0.20123 | 0.20123 | #VALUE! | #VALUE! | #VALUE! | #VALUE! | 0 | 0 | 0.20123 | 0.20123 | #VALUE! | #VALUE! | #VALUE! | #VALUE! | 0 | 0 | 0.20123 | 0.20123 | #VALUE! | #VALUE! |  |  |  | #VALUE! | #VALUE! | #VALUE! | #VALUE! | #VALUE! | #VALUE! | #VALUE!
Tuesday | 9 | 6 | 23 | 5975 | 0 | 0 | 0 | 0 | 0 | 0 | 0 | 0 | 0 | 0 | 0 | 0 | 0 | 0 | 0 | 0 | 0 | 0 | 0 | 0 | 0 | 0.3395 | 0.4755 | 0.46772 | 0.35885 | 0 | 0.15061 | 0.52642 | 0.566 | 0 | 0 | 0 | 0 | 0 | 0 | 0 | 0 | 0 | 0 | 0 |  | 0 | 0 | 0 |  | #VALUE! | #VALUE! | #VALUE! | #VALUE! |  |  | #VALUE! | #VALUE! | 0 | 0 | 0.20123 | 0.20123 | #VALUE! | #VALUE! | #VALUE! | #VALUE! | 0 | 0 | 0.20123 | 0.20123 | #VALUE! | #VALUE! | #VALUE! | #VALUE! | 0 | 0 | 0.20123 | 0.20123 | #VALUE! | #VALUE! |  |  |  | #VALUE! | #VALUE! | #VALUE! | #VALUE! | #VALUE! | #VALUE! | #VALUE!
Tuesday | 9 | 6 | 24 | 5976 | 0 | 0 | 0 | 0 | 0 | 0 | 0 | 0 | 0 | 0 | 0 | 0 | 0 | 0 | 0 | 0 | 0 | 0 | 0 | 0 | 0 | 0.3485 | 0.50392 | 0.38003 | 0.37149 | 0 | 0.099371 | 0.55856 | 0.632 | 0 | 0 | 0 | 0 | 0 | 0 | 0 | 0 | 0 | 0 | 0 |  | 0 | 0 | 0 |  | #VALUE! | #VALUE! | #VALUE! | #VALUE! |  |  | #VALUE! | #VALUE! | 0 | 0 | 0.20123 | 0.20123 | #VALUE! | #VALUE! | #VALUE! | #VALUE! | 0 | 0 | 0.20123 | 0.20123 | #VALUE! | #VALUE! | #VALUE! | #VALUE! | 0 | 0 | 0.20123 | 0.20123 | #VALUE! | #VALUE! |  |  |  | #VALUE! | #VALUE! | #VALUE! | #VALUE! | #VALUE! | #VALUE! | #VALUE!
Wednesday | 9 | 7 | 1 | 5977 | 0 | 0 | 0 | 0 | 0 | 0 | 0 | 0 | 0 | 0 | 0 | 0 | 0 | 0 | 0 | 0 | 0 | 0 | 0 | 0 | 0 | 0.335 | 0.49708 | 0.35365 | 0.34542 | 0 | 0.086764 | 0.55087 | 0.64 | 0 | 0 | 0 | 0 | 0 | 0 | 0 | 0 | 0 | 0 | 0 |  | 0 | 0 | 0 |  | #VALUE! | #VALUE! | #VALUE! | #VALUE! |  |  | #VALUE! | #VALUE! | 0 | 0 | 0.20123 | 0.20123 | #VALUE! | #VALUE! | #VALUE! | #VALUE! | 0 | 0 | 0.20123 | 0.20123 | #VALUE! | #VALUE! | #VALUE! | #VALUE! | 0 | 0 | 0.20123 | 0.20123 | #VALUE! | #VALUE! |  |  |  | #VALUE! | #VALUE! | #VALUE! | #VALUE! | #VALUE! | #VALUE! | #VALUE!
Wednesday | 9 | 7 | 2 | 5978 | 0 | 0 | 0 | 0 | 0 | 0 | 0 | 0 | 0 | 0 | 0 | 0 | 0 | 0 | 0 | 0 | 0 | 0 | 0 | 0 | 0 | 0.323 | 0.48225 | 0.33064 | 0.32501 | 0 | 0.088392 | 0.53669 | 0.635 | 0 | 0 | 0 | 0 | 0 | 0 | 0 | 0 | 0 | 0 | 0 |  | 0 | 0 | 0 |  | #VALUE! | #VALUE! | #VALUE! | #VALUE! |  |  | #VALUE! | #VALUE! | 0 | 0 | 0.20123 | 0.20123 | #VALUE! | #VALUE! | #VALUE! | #VALUE! | 0 | 0 | 0.20123 | 0.20123 | #VALUE! | #VALUE! | #VALUE! | #VALUE! | 0 | 0 | 0.20123 | 0.20123 | #VALUE! | #VALUE! |  |  |  | #VALUE! | #VALUE! | #VALUE! | #VALUE! | #VALUE! | #VALUE! | #VALUE!
Wednesday | 9 | 7 | 3 | 5979 | 0 | 0 | 0 | 0 | 0 | 0 | 0 | 0 | 0 | 0 | 0 | 0 | 0 | 0 | 0 | 0 | 0 | 0 | 0 | 0 | 0 | 0.315 | 0.476 | 0.32396 | 0.3171 | 0 | 0.08863 | 0.52991 | 0.634 | 0 | 0 | 0 | 0 | 0 | 0 | 0 | 0 | 0 | 0 | 0 |  | 0 | 0 | 0 |  | #VALUE! | #VALUE! | #VALUE! | #VALUE! |  |  | #VALUE! | #VALUE! | 0 | 0 | 0.20123 | 0.20123 | #VALUE! | #VALUE! | #VALUE! | #VALUE! | 0 | 0 | 0.20123 | 0.20123 | #VALUE! | #VALUE! | #VALUE! | #VALUE! | 0 | 0 | 0.20123 | 0.20123 | #VALUE! | #VALUE! |  |  |  | #VALUE! | #VALUE! | #VALUE! | #VALUE! | #VALUE! | #VALUE! | #VALUE!
Wednesday | 9 | 7 | 4 | 5980 | 0 | 0 | 0 | 0 | 0 | 0 | 0 | 0 | 0 | 0 | 0 | 0 | 0 | 0 | 0 | 0 | 0 | 0 | 0 | 0 | 0 | 0.3015 | 0.45525 | 0.42955 | 0.30122 | 0 | 0.081353 | 0.5041 | 0.614 | 0 | 0 | 0 | 0 | 0 | 0 | 0 | 0 | 0 | 0 | 0 |  | 0 | 0 | 0 |  | #VALUE! | #VALUE! | #VALUE! | #VALUE! |  |  | #VALUE! | #VALUE! | 0 | 0 | 0.20123 | 0.20123 | #VALUE! | #VALUE! | #VALUE! | #VALUE! | 0 | 0 | 0.20123 | 0.20123 | #VALUE! | #VALUE! | #VALUE! | #VALUE! | 0 | 0 | 0.20123 | 0.20123 | #VALUE! | #VALUE! |  |  |  | #VALUE! | #VALUE! | #VALUE! | #VALUE! | #VALUE! | #VALUE! | #VALUE!
Wednesday | 9 | 7 | 5 | 5981 | 0 | 0 | 0 | 0 | 0 | 0 | 0 | 0 | 0 | 0 | 0 | 0 | 0 | 0 | 0 | 0 | 0 | 0 | 0 | 0 | 0 | 0.285 | 0.44042 | 0.39895 | 0.10077 | 0 | 0.083433 | 0.48531 | 0.607 | 0 | 0 | 0 | 0 | 0 | 0 | 0 | 0 | 0 | 0 | 0 |  | 0 | 0 | 0 |  | #VALUE! | #VALUE! | #VALUE! | #VALUE! |  |  | #VALUE! | #VALUE! | 0 | 0 | 0.20123 | 0.20123 | #VALUE! | #VALUE! | #VALUE! | #VALUE! | 0 | 0 | 0.20123 | 0.20123 | #VALUE! | #VALUE! | #VALUE! | #VALUE! | 0 | 0 | 0.20123 | 0.20123 | #VALUE! | #VALUE! |  |  |  | #VALUE! | #VALUE! | #VALUE! | #VALUE! | #VALUE! | #VALUE! | #VALUE!
Wednesday | 9 | 7 | 6 | 5982 | 0 | 0 | 0 | 0 | 0 | 0 | 0 | 0 | 0 | 0 | 0 | 0 | 0 | 0 | 0 | 0 | 0 | 0 | 0 | 0 | 0 | 0.268 | 0.41458 | 0.36075 | 0.08906 | 0 | 0.077807 | 0.44681 | 0.546 | 0 | 0 | 0 | 0 | 0 | 0 | 0 | 0 | 0 | 0 | 0 |  | 0 | 0 | 0 |  | #VALUE! | #VALUE! | #VALUE! | #VALUE! |  |  | #VALUE! | #VALUE! | 0 | 0 | 0.20123 | 0.20123 | #VALUE! | #VALUE! | #VALUE! | #VALUE! | 0 | 0 | 0.20123 | 0.20123 | #VALUE! | #VALUE! | #VALUE! | #VALUE! | 0 | 0 | 0.20123 | 0.20123 | #VALUE! | #VALUE! |  |  |  | #VALUE! | #VALUE! | #VALUE! | #VALUE! | #VALUE! | #VALUE! | #VALUE!
Wednesday | 9 | 7 | 7 | 5983 | 0 | 0 | 0 | 0 | 0 | 0 | 0 | 0 | 0 | 0 | 0 | 0 | 0 | 0 | 0 | 0 | 0 | 0 | 0 | 0 | 0 | 0.257 | 0.39825 | 0.31782 | 0.085379 | 0 | 0.071255 | 0.37656 | 0.516 | 0 | 0 | 0 | 0 | 0 | 0 | 0 | 0 | 0 | 0 | 0 |  | 0 | 0 | 0 |  | #VALUE! | #VALUE! | #VALUE! | #VALUE! |  |  | #VALUE! | #VALUE! | 0 | 0 | 0.20123 | 0.20123 | #VALUE! | #VALUE! | #VALUE! | #VALUE! | 0 | 0 | 0.20123 | 0.20123 | #VALUE! | #VALUE! | #VALUE! | #VALUE! | 0 | 0 | 0.20123 | 0.20123 | #VALUE! | #VALUE! |  |  |  | #VALUE! | #VALUE! | #VALUE! | #VALUE! | #VALUE! | #VALUE! | #VALUE!
Wednesday | 9 | 7 | 8 | 5984 | 0 | 0 | 0 | 0 | 0 | 0 | 0 | 0 | 0 | 0 | 0 | 0 | 0 | 0 | 0 | 0 | 0 | 0 | 0 | 0 | 0 | 0.244 | 0.37583 | 0.2833 | 0.078197 | 0 | 0.065391 | 0.32201 | 0.476 | 0 | 0 | 0 | 0 | 0 | 0 | 0 | 0 | 0 | 0 | 0 |  | 0 | 0 | 0 |  | #VALUE! | #VALUE! | #VALUE! | #VALUE! |  |  | #VALUE! | #VALUE! | 0 | 0 | 0.20123 | 0.20123 | #VALUE! | #VALUE! | #VALUE! | #VALUE! | 0 | 0 | 0.20123 | 0.20123 | #VALUE! | #VALUE! | #VALUE! | #VALUE! | 0 | 0 | 0.20123 | 0.20123 | #VALUE! | #VALUE! |  |  |  | #VALUE! | #VALUE! | #VALUE! | #VALUE! | #VALUE! | #VALUE! | #VALUE!
Wednesday | 9 | 7 | 9 | 5985 | 0 | 0 | 0 | 0 | 0 | 0 | 0 | 0 | 0 | 0 | 0 | 0 | 0 | 0 | 0 | 0 | 0 | 0 | 0 | 0 | 0 | 0 | 0.069917 | 0.049673 | 0.067261 | 0.011 | 0.0034574 | 0.20651 | 0.381 | 0 | 0 | 0 | 0 | 0 | 0 | 0 | 0 | 0 | 0 | 0 |  | 0 | 0 | 0 |  | #VALUE! | #VALUE! | #VALUE! | #VALUE! |  |  | #VALUE! | #VALUE! | 0 | 0 | 0.20123 | 0.20123 | #VALUE! | #VALUE! | #VALUE! | #VALUE! | 0 | 0 | 0.20123 | 0.20123 | #VALUE! | #VALUE! | #VALUE! | #VALUE! | 0 | 0 | 0.20123 | 0.20123 | #VALUE! | #VALUE! |  |  |  | #VALUE! | #VALUE! | #VALUE! | #VALUE! | #VALUE! | #VALUE! | #VALUE!
Wednesday | 9 | 7 | 10 | 5986 | 0 | 0 | 0 | 0 | 0 | 0 | 0 | 0 | 0 | 0 | 0 | 0 | 0 | 0 | 0 | 0 | 0 | 0 | 0 | 0 | 0 | 0 | 0.11817 | 0.10231 | 0.087558 | 0.02425 | 0.003654 | 0.24129 | 0.384 | 0 | 0 | 0 | 0 | 0 | 0 | 0 | 0 | 0 | 0 | 0 |  | 0 | 0 | 0 |  | #VALUE! | #VALUE! | #VALUE! | #VALUE! |  |  | #VALUE! | #VALUE! | 0 | 0 | 0.20123 | 0.20123 | #VALUE! | #VALUE! | #VALUE! | #VALUE! | 0 | 0 | 0.20123 | 0.20123 | #VALUE! | #VALUE! | #VALUE! | #VALUE! | 0 | 0 | 0.20123 | 0.20123 | #VALUE! | #VALUE! |  |  |  | #VALUE! | #VALUE! | #VALUE! | #VALUE! | #VALUE! | #VALUE! | #VALUE!
Wednesday | 9 | 7 | 11 | 5987 | 0 | 0 | 0 | 0 | 0 | 0 | 0 | 0 | 0 | 0 | 0 | 0 | 0 | 0 | 0 | 0 | 0 | 0 | 0 | 0 | 0 | 0.029 | 0.1835 | 0.17025 | 0.35877 | 0.04525 | 0.0039893 | 0.2786 | 0.393 | 0 | 0 | 0 | 0 | 0 | 0 | 0 | 0 | 0 | 0 | 0 |  | 0 | 0 | 0 |  | #VALUE! | #VALUE! | #VALUE! | #VALUE! |  |  | #VALUE! | #VALUE! | 0 | 0 | 0.20123 | 0.20123 | #VALUE! | #VALUE! | #VALUE! | #VALUE! | 0 | 0 | 0.20123 | 0.20123 | #VALUE! | #VALUE! | #VALUE! | #VALUE! | 0 | 0 | 0.20123 | 0.20123 | #VALUE! | #VALUE! |  |  |  | #VALUE! | #VALUE! | #VALUE! | #VALUE! | #VALUE! | #VALUE! | #VALUE!
Wednesday | 9 | 7 | 12 | 5988 | 0 | 0 | 0 | 0 | 0 | 0 | 0 | 0 | 0 | 0 | 0 | 0 | 0 | 0 | 0 | 0 | 0 | 0 | 0 | 0 | 0 | 0.04 | 0.19508 | 0.17801 | 0.32742 | 0.0995 | 0.0055429 | 0.26638 | 0.358 | 0 | 0 | 0 | 0 | 0 | 0 | 0 | 0 | 0 | 0 | 0 |  | 0 | 0 | 0 |  | #VALUE! | #VALUE! | #VALUE! | #VALUE! |  |  | #VALUE! | #VALUE! | 0 | 0 | 0.20123 | 0.20123 | #VALUE! | #VALUE! | #VALUE! | #VALUE! | 0 | 0 | 0.20123 | 0.20123 | #VALUE! | #VALUE! | #VALUE! | #VALUE! | 0 | 0 | 0.20123 | 0.20123 | #VALUE! | #VALUE! |  |  |  | #VALUE! | #VALUE! | #VALUE! | #VALUE! | #VALUE! | #VALUE! | #VALUE!
Wednesday | 9 | 7 | 13 | 5989 | 0 | 0 | 0 | 0 | 0 | 0 | 0 | 0 | 0 | 0 | 0 | 0 | 0 | 0 | 0 | 0 | 0 | 0 | 0 | 0 | 0 | 0.151 | 0.30008 | 0.28831 | 0.35892 | 0.13 | 0.040868 | 0.3412 | 0.405 | 0 | 0 | 0 | 0 | 0 | 0 | 0 | 0 | 0 | 0 | 0 |  | 0 | 0 | 0 |  | #VALUE! | #VALUE! | #VALUE! | #VALUE! |  |  | #VALUE! | #VALUE! | 0 | 0 | 0.20123 | 0.20123 | #VALUE! | #VALUE! | #VALUE! | #VALUE! | 0 | 0 | 0.20123 | 0.20123 | #VALUE! | #VALUE! | #VALUE! | #VALUE! | 0 | 0 | 0.20123 | 0.20123 | #VALUE! | #VALUE! |  |  |  | #VALUE! | #VALUE! | #VALUE! | #VALUE! | #VALUE! | #VALUE! | #VALUE!
Wednesday | 9 | 7 | 14 | 5990 | 0 | 0 | 0 | 0 | 0 | 0 | 0 | 0 | 0 | 0 | 0 | 0 | 0 | 0 | 0 | 0 | 0 | 0 | 0 | 0 | 0 | 0.154 | 0.29042 | 0.27734 | 0.3548 | 0.233 | 0.049288 | 0.32422 | 0.37 | 0 | 0 | 0 | 0 | 0 | 0 | 0 | 0 | 0 | 0 | 0 |  | 0 | 0 | 0 |  | #VALUE! | #VALUE! | #VALUE! | #VALUE! |  |  | #VALUE! | #VALUE! | 0 | 0 | 0.20123 | 0.20123 | #VALUE! | #VALUE! | #VALUE! | #VALUE! | 0 | 0 | 0.20123 | 0.20123 | #VALUE! | #VALUE! | #VALUE! | #VALUE! | 0 | 0 | 0.20123 | 0.20123 | #VALUE! | #VALUE! |  |  |  | #VALUE! | #VALUE! | #VALUE! | #VALUE! | #VALUE! | #VALUE! | #VALUE!
Wednesday | 9 | 7 | 15 | 5991 | 0 | 0 | 0 | 0 | 0 | 0 | 0 | 0 | 0 | 0 | 0 | 0 | 0 | 0 | 0 | 0 | 0 | 0 | 0 | 0 | 0 | 0.1415 | 0.29283 | 0.27571 | 0.35595 | 0.29225 | 0.076294 | 0.34399 | 0.402 | 0 | 0 | 0 | 0 | 0 | 0 | 0 | 0 | 0 | 0 | 0 |  | 0 | 0 | 0 |  | #VALUE! | #VALUE! | #VALUE! | #VALUE! |  |  | #VALUE! | #VALUE! | 0 | 0 | 0.20123 | 0.20123 | #VALUE! | #VALUE! | #VALUE! | #VALUE! | 0 | 0 | 0.20123 | 0.20123 | #VALUE! | #VALUE! | #VALUE! | #VALUE! | 0 | 0 | 0.20123 | 0.20123 | #VALUE! | #VALUE! |  |  |  | #VALUE! | #VALUE! | #VALUE! | #VALUE! | #VALUE! | #VALUE! | #VALUE!
Wednesday | 9 | 7 | 16 | 5992 | 0 | 0 | 0 | 0 | 0 | 0 | 0 | 0 | 0 | 0 | 0 | 0 | 0 | 0 | 0 | 0 | 0 | 0 | 0 | 0 | 0 | 0.043 | 0.17025 | 0.14412 | 0.12266 | 0.277 | 0.022 | 0.24208 | 0.314 | 0 | 0 | 0 | 0 | 0 | 0 | 0 | 0 | 0 | 0 | 0 |  | 0 | 0 | 0 |  | #VALUE! | #VALUE! | #VALUE! | #VALUE! |  |  | #VALUE! | #VALUE! | 0 | 0 | 0.20123 | 0.20123 | #VALUE! | #VALUE! | #VALUE! | #VALUE! | 0 | 0 | 0.20123 | 0.20123 | #VALUE! | #VALUE! | #VALUE! | #VALUE! | 0 | 0 | 0.20123 | 0.20123 | #VALUE! | #VALUE! |  |  |  | #VALUE! | #VALUE! | #VALUE! | #VALUE! | #VALUE! | #VALUE! | #VALUE!
Wednesday | 9 | 7 | 17 | 5993 | 0 | 0 | 0 | 0 | 0 | 0 | 0 | 0 | 0 | 0 | 0 | 0 | 0 | 0 | 0 | 0 | 0 | 0 | 0 | 0 | 0 | 0.0165 | 0.122 | 0.097125 | 0.10988 | 0.2845 | 0.005997 | 0.22111 | 0.304 | 0 | 0 | 0 | 0 | 0 | 0 | 0 | 0 | 0 | 0 | 0 |  | 0 | 0 | 0 |  | #VALUE! | #VALUE! | #VALUE! | #VALUE! |  |  | #VALUE! | #VALUE! | 0 | 0 | 0.20123 | 0.20123 | #VALUE! | #VALUE! | #VALUE! | #VALUE! | 0 | 0 | 0.20123 | 0.20123 | #VALUE! | #VALUE! | #VALUE! | #VALUE! | 0 | 0 | 0.20123 | 0.20123 | #VALUE! | #VALUE! |  |  |  | #VALUE! | #VALUE! | #VALUE! | #VALUE! | #VALUE! | #VALUE! | #VALUE!
Wednesday | 9 | 7 | 18 | 5994 | 0 | 0 | 0 | 0 | 0 | 0 | 0 | 0 | 0 | 0 | 0 | 0 | 0 | 0 | 0 | 0 | 0 | 0 | 0 | 0 | 0 | 0 | 0.033417 | 0.021002 | 0.035863 | 0.29375 | 0.0020236 | 0.17997 | 0.291 | 0 | 0 | 0 | 0 | 0 | 0 | 0 | 0 | 0 | 0 | 0 |  | 0 | 0 | 0 |  | #VALUE! | #VALUE! | #VALUE! | #VALUE! |  |  | #VALUE! | #VALUE! | 0 | 0 | 0.20123 | 0.20123 | #VALUE! | #VALUE! | #VALUE! | #VALUE! | 0 | 0 | 0.20123 | 0.20123 | #VALUE! | #VALUE! | #VALUE! | #VALUE! | 0 | 0 | 0.20123 | 0.20123 | #VALUE! | #VALUE! |  |  |  | #VALUE! | #VALUE! | #VALUE! | #VALUE! | #VALUE! | #VALUE! | #VALUE!
Wednesday | 9 | 7 | 19 | 5995 | 0 | 0 | 0 | 0 | 0 | 0 | 0 | 0 | 0 | 0 | 0 | 0 | 0 | 0 | 0 | 0 | 0 | 0 | 0 | 0 | 0 | 0 | 0 | 0.0050568 | 0.034362 | 0.07325 | 0.0013992 | 0.13147 | 0.245 | 0 | 0 | 0 | 0 | 0 | 0 | 0 | 0 | 0 | 0 | 0 |  | 0 | 0 | 0 |  | #VALUE! | #VALUE! | #VALUE! | #VALUE! |  |  | #VALUE! | #VALUE! | 0 | 0 | 0.20123 | 0.20123 | #VALUE! | #VALUE! | #VALUE! | #VALUE! | 0 | 0 | 0.20123 | 0.20123 | #VALUE! | #VALUE! | #VALUE! | #VALUE! | 0 | 0 | 0.20123 | 0.20123 | #VALUE! | #VALUE! |  |  |  | #VALUE! | #VALUE! | #VALUE! | #VALUE! | #VALUE! | #VALUE! | #VALUE!
Wednesday | 9 | 7 | 20 | 5996 | 0 | 0 | 0 | 0 | 0 | 0 | 0 | 0 | 0 | 0 | 0 | 0 | 0 | 0 | 0 | 0 | 0 | 0 | 0 | 0 | 0 | 0 | 0 | 0.0010938 | 0.032736 | 0 | 0.00084412 | 0.094375 | 0.201 | 0 | 0 | 0 | 0 | 0 | 0 | 0 | 0 | 0 | 0 | 0 |  | 0 | 0 | 0 |  | #VALUE! | #VALUE! | #VALUE! | #VALUE! |  |  | #VALUE! | #VALUE! | 0 | 0 | 0.20123 | 0.20123 | #VALUE! | #VALUE! | #VALUE! | #VALUE! | 0 | 0 | 0.20123 | 0.20123 | #VALUE! | #VALUE! | #VALUE! | #VALUE! | 0 | 0 | 0.20123 | 0.20123 | #VALUE! | #VALUE! |  |  |  | #VALUE! | #VALUE! | #VALUE! | #VALUE! | #VALUE! | #VALUE! | #VALUE!
Wednesday | 9 | 7 | 21 | 5997 | 0 | 0 | 0 | 0 | 0 | 0 | 0 | 0 | 0 | 0 | 0 | 0 | 0 | 0 | 0 | 0 | 0 | 0 | 0 | 0 | 0 | 0 | 0 | 0.0005 | 0.031851 | 0 | 0.00083256 | 0.08914 | 0.2 | 0 | 0 | 0 | 0 | 0 | 0 | 0 | 0 | 0 | 0 | 0 |  | 0 | 0 | 0 |  | #VALUE! | #VALUE! | #VALUE! | #VALUE! |  |  | #VALUE! | #VALUE! | 0 | 0 | 0.20123 | 0.20123 | #VALUE! | #VALUE! | #VALUE! | #VALUE! | 0 | 0 | 0.20123 | 0.20123 | #VALUE! | #VALUE! | #VALUE! | #VALUE! | 0 | 0 | 0.20123 | 0.20123 | #VALUE! | #VALUE! |  |  |  | #VALUE! | #VALUE! | #VALUE! | #VALUE! | #VALUE! | #VALUE! | #VALUE!
Wednesday | 9 | 7 | 22 | 5998 | 0 | 0 | 0 | 0 | 0 | 0 | 0 | 0 | 0 | 0 | 0 | 0 | 0 | 0 | 0 | 0 | 0 | 0 | 0 | 0 | 0 | 0 | 0 | 0 | 0.030792 | 0 | 0.00082099 | 0.08483 | 0.2 | 0 | 0 | 0 | 0 | 0 | 0 | 0 | 0 | 0 | 0 | 0 |  | 0 | 0 | 0 |  | #VALUE! | #VALUE! | #VALUE! | #VALUE! |  |  | #VALUE! | #VALUE! | 0 | 0 | 0.20123 | 0.20123 | #VALUE! | #VALUE! | #VALUE! | #VALUE! | 0 | 0 | 0.20123 | 0.20123 | #VALUE! | #VALUE! | #VALUE! | #VALUE! | 0 | 0 | 0.20123 | 0.20123 | #VALUE! | #VALUE! |  |  |  | #VALUE! | #VALUE! | #VALUE! | #VALUE! | #VALUE! | #VALUE! | #VALUE!
Wednesday | 9 | 7 | 23 | 5999 | 0 | 0 | 0 | 0 | 0 | 0 | 0 | 0 | 0 | 0 | 0 | 0 | 0 | 0 | 0 | 0 | 0 | 0 | 0 | 0 | 0 | 0 | 0 | 0 | 0.028215 | 0 | 0 | 0.043029 | 0.127 | 0 | 0 | 0 | 0 | 0 | 0 | 0 | 0 | 0 | 0 | 0 |  | 0 | 0 | 0 |  | #VALUE! | #VALUE! | #VALUE! | #VALUE! |  |  | #VALUE! | #VALUE! | 0 | 0 | 0.20123 | 0.20123 | #VALUE! | #VALUE! | #VALUE! | #VALUE! | 0 | 0 | 0.20123 | 0.20123 | #VALUE! | #VALUE! | #VALUE! | #VALUE! | 0 | 0 | 0.20123 | 0.20123 | #VALUE! | #VALUE! |  |  |  | #VALUE! | #VALUE! | #VALUE! | #VALUE! | #VALUE! | #VALUE! | #VALUE!
Wednesday | 9 | 7 | 24 | 6000 | 0 | 0 | 0 | 0 | 0 | 0 | 0 | 0 | 0 | 0 | 0 | 0 | 0 | 0 | 0 | 0 | 0 | 0 | 0 | 0 | 0 | 0 | 0 | 0 | 0.034432 | 0 | 0 | 0.036658 | 0.161 | 0 | 0 | 0 | 0 | 0 | 0 | 0 | 0 | 0 | 0 | 0 |  | 0 | 0 | 0 |  | #VALUE! | #VALUE! | #VALUE! | #VALUE! |  |  | #VALUE! | #VALUE! | 0 | 0 | 0.20123 | 0.20123 | #VALUE! | #VALUE! | #VALUE! | #VALUE! | 0 | 0 | 0.20123 | 0.20123 | #VALUE! | #VALUE! | #VALUE! | #VALUE! | 0 | 0 | 0.20123 | 0.20123 | #VALUE! | #VALUE! |  |  |  | #VALUE! | #VALUE! | #VALUE! | #VALUE! | #VALUE! | #VALUE! | #VALUE!
Thursday | 9 | 8 | 1 | 6001 | 0 | 0 | 0 | 0 | 0 | 0 | 0 | 0 | 0 | 0 | 0 | 0 | 0 | 0 | 0 | 0 | 0 | 0 | 0 | 0 | 0 | 0 | 0 | 0 | 0.031978 | 0 | 0 | 0.034173 | 0.161 | 0 | 0 | 0 | 0 | 0 | 0 | 0 | 0 | 0 | 0 | 0 |  | 0 | 0 | 0 |  | #VALUE! | #VALUE! | #VALUE! | #VALUE! |  |  | #VALUE! | #VALUE! | 0 | 0 | 0.20123 | 0.20123 | #VALUE! | #VALUE! | #VALUE! | #VALUE! | 0 | 0 | 0.20123 | 0.20123 | #VALUE! | #VALUE! | #VALUE! | #VALUE! | 0 | 0 | 0.20123 | 0.20123 | #VALUE! | #VALUE! |  |  |  | #VALUE! | #VALUE! | #VALUE! | #VALUE! | #VALUE! | #VALUE! | #VALUE!
Thursday | 9 | 8 | 2 | 6002 | 0 | 0 | 0 | 0 | 0 | 0 | 0 | 0 | 0 | 0 | 0 | 0 | 0 | 0 | 0 | 0 | 0 | 0 | 0 | 0 | 0 | 0 | 0 | 0 | 0.027276 | 0 | 0 | 0.020303 | 0.122 | 0 | 0 | 0 | 0 | 0 | 0 | 0 | 0 | 0 | 0 | 0 |  | 0 | 0 | 0 |  | #VALUE! | #VALUE! | #VALUE! | #VALUE! |  |  | #VALUE! | #VALUE! | 0 | 0 | 0.20123 | 0.20123 | #VALUE! | #VALUE! | #VALUE! | #VALUE! | 0 | 0 | 0.20123 | 0.20123 | #VALUE! | #VALUE! | #VALUE! | #VALUE! | 0 | 0 | 0.20123 | 0.20123 | #VALUE! | #VALUE! |  |  |  | #VALUE! | #VALUE! | #VALUE! | #VALUE! | #VALUE! | #VALUE! | #VALUE!
Thursday | 9 | 8 | 3 | 6003 | 0 | 0 | 0 | 0 | 0 | 0 | 0 | 0 | 0 | 0 | 0 | 0 | 0 | 0 | 0 | 0 | 0 | 0 | 0 | 0 | 0 | 0 | 0 | 0 | 0.02049 | 0 | 0 | 0.011262 | 0.053 | 0 | 0 | 0 | 0 | 0 | 0 | 0 | 0 | 0 | 0 | 0 |  | 0 | 0 | 0 |  | #VALUE! | #VALUE! | #VALUE! | #VALUE! |  |  | #VALUE! | #VALUE! | 0 | 0 | 0.20123 | 0.20123 | #VALUE! | #VALUE! | #VALUE! | #VALUE! | 0 | 0 | 0.20123 | 0.20123 | #VALUE! | #VALUE! | #VALUE! | #VALUE! | 0 | 0 | 0.20123 | 0.20123 | #VALUE! | #VALUE! |  |  |  | #VALUE! | #VALUE! | #VALUE! | #VALUE! | #VALUE! | #VALUE! | #VALUE!
Thursday | 9 | 8 | 4 | 6004 | 0 | 0 | 0 | 0 | 0 | 0 | 0 | 0 | 0 | 0 | 0 | 0 | 0 | 0 | 0 | 0 | 0 | 0 | 0 | 0 | 0 | 0 | 0 | 0 | 0.021754 | 0 | 0 | 0.0138 | 0.065 | 0 | 0 | 0 | 0 | 0 | 0 | 0 | 0 | 0 | 0 | 0 |  | 0 | 0 | 0 |  | #VALUE! | #VALUE! | #VALUE! | #VALUE! |  |  | #VALUE! | #VALUE! | 0 | 0 | 0.20123 | 0.20123 | #VALUE! | #VALUE! | #VALUE! | #VALUE! | 0 | 0 | 0.20123 | 0.20123 | #VALUE! | #VALUE! | #VALUE! | #VALUE! | 0 | 0 | 0.20123 | 0.20123 | #VALUE! | #VALUE! |  |  |  | #VALUE! | #VALUE! | #VALUE! | #VALUE! | #VALUE! | #VALUE! | #VALUE!
Thursday | 9 | 8 | 5 | 6005 | 0 | 0 | 0 | 0 | 0 | 0 | 0 | 0 | 0 | 0 | 0 | 0 | 0 | 0 | 0 | 0 | 0 | 0 | 0 | 0 | 0 | 0 | 0 | 0 | 0.021819 | 0 | 0 | 0.017924 | 0.075 | 0 | 0 | 0 | 0 | 0 | 0 | 0 | 0 | 0 | 0 | 0 |  | 0 | 0 | 0 |  | #VALUE! | #VALUE! | #VALUE! | #VALUE! |  |  | #VALUE! | #VALUE! | 0 | 0 | 0.20123 | 0.20123 | #VALUE! | #VALUE! | #VALUE! | #VALUE! | 0 | 0 | 0.20123 | 0.20123 | #VALUE! | #VALUE! | #VALUE! | #VALUE! | 0 | 0 | 0.20123 | 0.20123 | #VALUE! | #VALUE! |  |  |  | #VALUE! | #VALUE! | #VALUE! | #VALUE! | #VALUE! | #VALUE! | #VALUE!
Thursday | 9 | 8 | 6 | 6006 | 0 | 0 | 0 | 0 | 0 | 0 | 0 | 0 | 0 | 0 | 0 | 0 | 0 | 0 | 0 | 0 | 0 | 0 | 0 | 0 | 0 | 0 | 0 | 0 | 0.022966 | 0 | 0 | 0.020303 | 0.083 | 0 | 0 | 0 | 0 | 0 | 0 | 0 | 0 | 0 | 0 | 0 |  | 0 | 0 | 0 |  | #VALUE! | #VALUE! | #VALUE! | #VALUE! |  |  | #VALUE! | #VALUE! | 0 | 0 | 0.20123 | 0.20123 | #VALUE! | #VALUE! | #VALUE! | #VALUE! | 0 | 0 | 0.20123 | 0.20123 | #VALUE! | #VALUE! | #VALUE! | #VALUE! | 0 | 0 | 0.20123 | 0.20123 | #VALUE! | #VALUE! |  |  |  | #VALUE! | #VALUE! | #VALUE! | #VALUE! | #VALUE! | #VALUE! | #VALUE!
Thursday | 9 | 8 | 7 | 6007 | 0 | 0 | 0 | 0 | 0 | 0 | 0 | 0 | 0 | 0 | 0 | 0 | 0 | 0 | 0 | 0 | 0 | 0 | 0 | 0 | 0 | 0 | 0 | 0 | 0.022223 | 0 | 0 | 0.015069 | 0.057 | 0 | 0 | 0 | 0 | 0 | 0 | 0 | 0 | 0 | 0 | 0 |  | 0 | 0 | 0 |  | #VALUE! | #VALUE! | #VALUE! | #VALUE! |  |  | #VALUE! | #VALUE! | 0 | 0 | 0.20123 | 0.20123 | #VALUE! | #VALUE! | #VALUE! | #VALUE! | 0 | 0 | 0.20123 | 0.20123 | #VALUE! | #VALUE! | #VALUE! | #VALUE! | 0 | 0 | 0.20123 | 0.20123 | #VALUE! | #VALUE! |  |  |  | #VALUE! | #VALUE! | #VALUE! | #VALUE! | #VALUE! | #VALUE! | #VALUE!
Thursday | 9 | 8 | 8 | 6008 | 0 | 0 | 0 | 0 | 0 | 0 | 0 | 0 | 0 | 0 | 0 | 0 | 0 | 0 | 0 | 0 | 0 | 0 | 0 | 0 | 0 | 0 | 0 | 0 | 0.024782 | 0 | 0 | 0.015228 | 0.063 | 0 | 0 | 0 | 0 | 0 | 0 | 0 | 0 | 0 | 0 | 0 |  | 0 | 0 | 0 |  | #VALUE! | #VALUE! | #VALUE! | #VALUE! |  |  | #VALUE! | #VALUE! | 0 | 0 | 0.20123 | 0.20123 | #VALUE! | #VALUE! | #VALUE! | #VALUE! | 0 | 0 | 0.20123 | 0.20123 | #VALUE! | #VALUE! | #VALUE! | #VALUE! | 0 | 0 | 0.20123 | 0.20123 | #VALUE! | #VALUE! |  |  |  | #VALUE! | #VALUE! | #VALUE! | #VALUE! | #VALUE! | #VALUE! | #VALUE!
Thursday | 9 | 8 | 9 | 6009 | 0 | 0 | 0 | 0 | 0 | 0 | 0 | 0 | 0 | 0 | 0 | 0 | 0 | 0 | 0 | 0 | 0 | 0 | 0 | 0 | 0 | 0 | 0 | 0 | 0.028394 | 0 | 0 | 0.016972 | 0.071 | 0 | 0 | 0 | 0 | 0 | 0 | 0 | 0 | 0 | 0 | 0 |  | 0 | 0 | 0 |  | #VALUE! | #VALUE! | #VALUE! | #VALUE! |  |  | #VALUE! | #VALUE! | 0 | 0 | 0.20123 | 0.20123 | #VALUE! | #VALUE! | #VALUE! | #VALUE! | 0 | 0 | 0.20123 | 0.20123 | #VALUE! | #VALUE! | #VALUE! | #VALUE! | 0 | 0 | 0.20123 | 0.20123 | #VALUE! | #VALUE! |  |  |  | #VALUE! | #VALUE! | #VALUE! | #VALUE! | #VALUE! | #VALUE! | #VALUE!
Thursday | 9 | 8 | 10 | 6010 | 0 | 0 | 0 | 0 | 0 | 0 | 0 | 0 | 0 | 0 | 0 | 0 | 0 | 0 | 0 | 0 | 0 | 0 | 0 | 0 | 0 | 0 | 0 | 0 | 0.030063 | 0.0445 | 0 | 0.029022 | 0.105 | 0 | 0 | 0 | 0 | 0 | 0 | 0 | 0 | 0 | 0 | 0 |  | 0 | 0 | 0 |  | #VALUE! | #VALUE! | #VALUE! | #VALUE! |  |  | #VALUE! | #VALUE! | 0 | 0 | 0.20123 | 0.20123 | #VALUE! | #VALUE! | #VALUE! | #VALUE! | 0 | 0 | 0.20123 | 0.20123 | #VALUE! | #VALUE! | #VALUE! | #VALUE! | 0 | 0 | 0.20123 | 0.20123 | #VALUE! | #VALUE! |  |  |  | #VALUE! | #VALUE! | #VALUE! | #VALUE! | #VALUE! | #VALUE! | #VALUE!
Thursday | 9 | 8 | 11 | 6011 | 0 | 0 | 0 | 0 | 0 | 0 | 0 | 0 | 0 | 0 | 0 | 0 | 0 | 0 | 0 | 0 | 0 | 0 | 0 | 0 | 0 | 0 | 0 | 0 | 0.027568 | 0.13425 | 0 | 0.031119 | 0.1 | 0 | 0 | 0 | 0 | 0 | 0 | 0 | 0 | 0 | 0 | 0 |  | 0 | 0 | 0 |  | #VALUE! | #VALUE! | #VALUE! | #VALUE! |  |  | #VALUE! | #VALUE! | 0 | 0 | 0.20123 | 0.20123 | #VALUE! | #VALUE! | #VALUE! | #VALUE! | 0 | 0 | 0.20123 | 0.20123 | #VALUE! | #VALUE! | #VALUE! | #VALUE! | 0 | 0 | 0.20123 | 0.20123 | #VALUE! | #VALUE! |  |  |  | #VALUE! | #VALUE! | #VALUE! | #VALUE! | #VALUE! | #VALUE! | #VALUE!
Thursday | 9 | 8 | 12 | 6012 | 0 | 0 | 0 | 0 | 0 | 0 | 0 | 0 | 0 | 0 | 0 | 0 | 0 | 0 | 0 | 0 | 0 | 0 | 0 | 0 | 0 | 0 | 0 | 0 | 0.027958 | 0.24625 | 0 | 0.031687 | 0.1 | 0 | 0 | 0 | 0 | 0 | 0 | 0 | 0 | 0 | 0 | 0 |  | 0 | 0 | 0 |  | #VALUE! | #VALUE! | #VALUE! | #VALUE! |  |  | #VALUE! | #VALUE! | 0 | 0 | 0.20123 | 0.20123 | #VALUE! | #VALUE! | #VALUE! | #VALUE! | 0 | 0 | 0.20123 | 0.20123 | #VALUE! | #VALUE! | #VALUE! | #VALUE! | 0 | 0 | 0.20123 | 0.20123 | #VALUE! | #VALUE! |  |  |  | #VALUE! | #VALUE! | #VALUE! | #VALUE! | #VALUE! | #VALUE! | #VALUE!
Thursday | 9 | 8 | 13 | 6013 | 0 | 0 | 0 | 0 | 0 | 0 | 0 | 0 | 0 | 0 | 0 | 0 | 0 | 0 | 0 | 0 | 0 | 0 | 0 | 0 | 0 | 0 | 0 | 0 | 0.028986 | 0.337 | 0 | 0.032045 | 0.1 | 0 | 0 | 0 | 0 | 0 | 0 | 0 | 0 | 0 | 0 | 0 |  | 0 | 0 | 0 |  | #VALUE! | #VALUE! | #VALUE! | #VALUE! |  |  | #VALUE! | #VALUE! | 0 | 0 | 0.20123 | 0.20123 | #VALUE! | #VALUE! | #VALUE! | #VALUE! | 0 | 0 | 0.20123 | 0.20123 | #VALUE! | #VALUE! | #VALUE! | #VALUE! | 0 | 0 | 0.20123 | 0.20123 | #VALUE! | #VALUE! |  |  |  | #VALUE! | #VALUE! | #VALUE! | #VALUE! | #VALUE! | #VALUE! | #VALUE!
Thursday | 9 | 8 | 14 | 6014 | 0 | 0 | 0 | 0 | 0 | 0 | 0 | 0 | 0 | 0 | 0 | 0 | 0 | 0 | 0 | 0 | 0 | 0 | 0 | 0 | 0 | 0 | 0 | 0 | 0.030408 | 0.382 | 0 | 0.037997 | 0.117 | 0 | 0 | 0 | 0 | 0 | 0 | 0 | 0 | 0 | 0 | 0 |  | 0 | 0 | 0 |  | #VALUE! | #VALUE! | #VALUE! | #VALUE! |  |  | #VALUE! | #VALUE! | 0 | 0 | 0.20123 | 0.20123 | #VALUE! | #VALUE! | #VALUE! | #VALUE! | 0 | 0 | 0.20123 | 0.20123 | #VALUE! | #VALUE! | #VALUE! | #VALUE! | 0 | 0 | 0.20123 | 0.20123 | #VALUE! | #VALUE! |  |  |  | #VALUE! | #VALUE! | #VALUE! | #VALUE! | #VALUE! | #VALUE! | #VALUE!
Thursday | 9 | 8 | 15 | 6015 | 0 | 0 | 0 | 0 | 0 | 0 | 0 | 0 | 0 | 0 | 0 | 0 | 0 | 0 | 0 | 0 | 0 | 0 | 0 | 0 | 0 | 0 | 0 | 0 | 0.032061 | 0.3995 | 0 | 0.047973 | 0.146 | 0 | 0 | 0 | 0 | 0 | 0 | 0 | 0 | 0 | 0 | 0 |  | 0 | 0 | 0 |  | #VALUE! | #VALUE! | #VALUE! | #VALUE! |  |  | #VALUE! | #VALUE! | 0 | 0 | 0.20123 | 0.20123 | #VALUE! | #VALUE! | #VALUE! | #VALUE! | 0 | 0 | 0.20123 | 0.20123 | #VALUE! | #VALUE! | #VALUE! | #VALUE! | 0 | 0 | 0.20123 | 0.20123 | #VALUE! | #VALUE! |  |  |  | #VALUE! | #VALUE! | #VALUE! | #VALUE! | #VALUE! | #VALUE! | #VALUE!
Thursday | 9 | 8 | 16 | 6016 | 0 | 0 | 0 | 0 | 0 | 0 | 0 | 0 | 0 | 0 | 0 | 0 | 0 | 0 | 0 | 0 | 0 | 0 | 0 | 0 | 0 | 0 | 0 | 0 | 0.030205 | 0.3975 | 0.00037003 | 0.058841 | 0.16 | 0 | 0 | 0 | 0 | 0 | 0 | 0 | 0 | 0 | 0 | 0 |  | 0 | 0 | 0 |  | #VALUE! | #VALUE! | #VALUE! | #VALUE! |  |  | #VALUE! | #VALUE! | 0 | 0 | 0.20123 | 0.20123 | #VALUE! | #VALUE! | #VALUE! | #VALUE! | 0 | 0 | 0.20123 | 0.20123 | #VALUE! | #VALUE! | #VALUE! | #VALUE! | 0 | 0 | 0.20123 | 0.20123 | #VALUE! | #VALUE! |  |  |  | #VALUE! | #VALUE! | #VALUE! | #VALUE! | #VALUE! | #VALUE! | #VALUE!
Thursday | 9 | 8 | 17 | 6017 | 0 | 0 | 0 | 0 | 0 | 0 | 0 | 0 | 0 | 0 | 0 | 0 | 0 | 0 | 0 | 0 | 0 | 0 | 0 | 0 | 0 | 0 | 0 | 0 | 0.030318 | 0.4075 | 0.00038159 | 0.058939 | 0.16 | 0 | 0 | 0 | 0 | 0 | 0 | 0 | 0 | 0 | 0 | 0 |  | 0 | 0 | 0 |  | #VALUE! | #VALUE! | #VALUE! | #VALUE! |  |  | #VALUE! | #VALUE! | 0 | 0 | 0.20123 | 0.20123 | #VALUE! | #VALUE! | #VALUE! | #VALUE! | 0 | 0 | 0.20123 | 0.20123 | #VALUE! | #VALUE! | #VALUE! | #VALUE! | 0 | 0 | 0.20123 | 0.20123 | #VALUE! | #VALUE! |  |  |  | #VALUE! | #VALUE! | #VALUE! | #VALUE! | #VALUE! | #VALUE! | #VALUE!
Thursday | 9 | 8 | 18 | 6018 | 0 | 0 | 0 | 0 | 0 | 0 | 0 | 0 | 0 | 0 | 0 | 0 | 0 | 0 | 0 | 0 | 0 | 0 | 0 | 0 | 0 | 0 | 0 | 0 | 0.032498 | 0.337 | 0.037772 | 0.055744 | 0.166 | 0 | 0 | 0 | 0 | 0 | 0 | 0 | 0 | 0 | 0 | 0 |  | 0 | 0 | 0 |  | #VALUE! | #VALUE! | #VALUE! | #VALUE! |  |  | #VALUE! | #VALUE! | 0 | 0 | 0.20123 | 0.20123 | #VALUE! | #VALUE! | #VALUE! | #VALUE! | 0 | 0 | 0.20123 | 0.20123 | #VALUE! | #VALUE! | #VALUE! | #VALUE! | 0 | 0 | 0.20123 | 0.20123 | #VALUE! | #VALUE! |  |  |  | #VALUE! | #VALUE! | #VALUE! | #VALUE! | #VALUE! | #VALUE! | #VALUE!
Thursday | 9 | 8 | 19 | 6019 | 0 | 0 | 0 | 0 | 0 | 0 | 0 | 0 | 0 | 0 | 0 | 0 | 0 | 0 | 0 | 0 | 0 | 0 | 0 | 0 | 0 | 0 | 0 | 0 | 0.030497 | 0.09475 | 0 | 0.038087 | 0.122 | 0 | 0 | 0 | 0 | 0 | 0 | 0 | 0 | 0 | 0 | 0 |  | 0 | 0 | 0 |  | #VALUE! | #VALUE! | #VALUE! | #VALUE! |  |  | #VALUE! | #VALUE! | 0 | 0 | 0.20123 | 0.20123 | #VALUE! | #VALUE! | #VALUE! | #VALUE! | 0 | 0 | 0.20123 | 0.20123 | #VALUE! | #VALUE! | #VALUE! | #VALUE! | 0 | 0 | 0.20123 | 0.20123 | #VALUE! | #VALUE! |  |  |  | #VALUE! | #VALUE! | #VALUE! | #VALUE! | #VALUE! | #VALUE! | #VALUE!
Thursday | 9 | 8 | 20 | 6020 | 0 | 0 | 0 | 0 | 0 | 0 | 0 | 0 | 0 | 0 | 0 | 0 | 0 | 0 | 0 | 0 | 0 | 0 | 0 | 0 | 0 | 0 | 0 | 0 | 0.024181 | 0.00425 | 0 | 0.019986 | 0.055 | 0 | 0 | 0 | 0 | 0 | 0 | 0 | 0 | 0 | 0 | 0 |  | 0 | 0 | 0 |  | #VALUE! | #VALUE! | #VALUE! | #VALUE! |  |  | #VALUE! | #VALUE! | 0 | 0 | 0.20123 | 0.20123 | #VALUE! | #VALUE! | #VALUE! | #VALUE! | 0 | 0 | 0.20123 | 0.20123 | #VALUE! | #VALUE! | #VALUE! | #VALUE! | 0 | 0 | 0.20123 | 0.20123 | #VALUE! | #VALUE! |  |  |  | #VALUE! | #VALUE! | #VALUE! | #VALUE! | #VALUE! | #VALUE! | #VALUE!
Thursday | 9 | 8 | 21 | 6021 | 0 | 0 | 0 | 0 | 0 | 0 | 0 | 0 | 0 | 0 | 0 | 0 | 0 | 0 | 0 | 0 | 0 | 0 | 0 | 0 | 0 | 0 | 0 | 0 | 0.025804 | 0 | 0 | 0.027441 | 0.092 | 0 | 0 | 0 | 0 | 0 | 0 | 0 | 0 | 0 | 0 | 0 |  | 0 | 0 | 0 |  | #VALUE! | #VALUE! | #VALUE! | #VALUE! |  |  | #VALUE! | #VALUE! | 0 | 0 | 0.20123 | 0.20123 | #VALUE! | #VALUE! | #VALUE! | #VALUE! | 0 | 0 | 0.20123 | 0.20123 | #VALUE! | #VALUE! | #VALUE! | #VALUE! | 0 | 0 | 0.20123 | 0.20123 | #VALUE! | #VALUE! |  |  |  | #VALUE! | #VALUE! | #VALUE! | #VALUE! | #VALUE! | #VALUE! | #VALUE!
Thursday | 9 | 8 | 22 | 6022 | 0 | 0 | 0 | 0 | 0 | 0 | 0 | 0 | 0 | 0 | 0 | 0 | 0 | 0 | 0 | 0 | 0 | 0 | 0 | 0 | 0 | 0 | 0 | 0 | 0.025899 | 0 | 0.03896 | 0.03985 | 0.125 | 0 | 0 | 0 | 0 | 0 | 0 | 0 | 0 | 0 | 0 | 0 |  | 0 | 0 | 0 |  | #VALUE! | #VALUE! | #VALUE! | #VALUE! |  |  | #VALUE! | #VALUE! | 0 | 0 | 0.20123 | 0.20123 | #VALUE! | #VALUE! | #VALUE! | #VALUE! | 0 | 0 | 0.20123 | 0.20123 | #VALUE! | #VALUE! | #VALUE! | #VALUE! | 0 | 0 | 0.20123 | 0.20123 | #VALUE! | #VALUE! |  |  |  | #VALUE! | #VALUE! | #VALUE! | #VALUE! | #VALUE! | #VALUE! | #VALUE!
Thursday | 9 | 8 | 23 | 6023 | 0 | 0 | 0 | 0 | 0 | 0 | 0 | 0 | 0 | 0 | 0 | 0 | 0 | 0 | 0 | 0 | 0 | 0 | 0 | 0 | 0 | 0 | 0 | 0 | 0.028936 | 0 | 0.044424 | 0.057276 | 0.168 | 0 | 0 | 0 | 0 | 0 | 0 | 0 | 0 | 0 | 0 | 0 |  | 0 | 0 | 0 |  | #VALUE! | #VALUE! | #VALUE! | #VALUE! |  |  | #VALUE! | #VALUE! | 0 | 0 | 0.20123 | 0.20123 | #VALUE! | #VALUE! | #VALUE! | #VALUE! | 0 | 0 | 0.20123 | 0.20123 | #VALUE! | #VALUE! | #VALUE! | #VALUE! | 0 | 0 | 0.20123 | 0.20123 | #VALUE! | #VALUE! |  |  |  | #VALUE! | #VALUE! | #VALUE! | #VALUE! | #VALUE! | #VALUE! | #VALUE!
Thursday | 9 | 8 | 24 | 6024 | 0 | 0 | 0 | 0 | 0 | 0 | 0 | 0 | 0 | 0 | 0 | 0 | 0 | 0 | 0 | 0 | 0 | 0 | 0 | 0 | 0 | 0 | 0 | 0 | 0.026737 | 0 | 0.046799 | 0.057036 | 0.166 | 0 | 0 | 0 | 0 | 0 | 0 | 0 | 0 | 0 | 0 | 0 |  | 0 | 0 | 0 |  | #VALUE! | #VALUE! | #VALUE! | #VALUE! |  |  | #VALUE! | #VALUE! | 0 | 0 | 0.20123 | 0.20123 | #VALUE! | #VALUE! | #VALUE! | #VALUE! | 0 | 0 | 0.20123 | 0.20123 | #VALUE! | #VALUE! | #VALUE! | #VALUE! | 0 | 0 | 0.20123 | 0.20123 | #VALUE! | #VALUE! |  |  |  | #VALUE! | #VALUE! | #VALUE! | #VALUE! | #VALUE! | #VALUE! | #VALUE!
Friday | 9 | 9 | 1 | 6025 | 0 | 0 | 0 | 0 | 0 | 0 | 0 | 0 | 0 | 0 | 0 | 0 | 0 | 0 | 0 | 0 | 0 | 0 | 0 | 0 | 0 | 0 | 0 | 0 | 0.017653 | 0 | 0.047987 | 0.030614 | 0.061 | 0 | 0 | 0 | 0 | 0 | 0 | 0 | 0 | 0 | 0 | 0 |  | 0 | 0 | 0 |  | #VALUE! | #VALUE! | #VALUE! | #VALUE! |  |  | #VALUE! | #VALUE! | 0 | 0 | 0.20123 | 0.20123 | #VALUE! | #VALUE! | #VALUE! | #VALUE! | 0 | 0 | 0.20123 | 0.20123 | #VALUE! | #VALUE! | #VALUE! | #VALUE! | 0 | 0 | 0.20123 | 0.20123 | #VALUE! | #VALUE! |  |  |  | #VALUE! | #VALUE! | #VALUE! | #VALUE! | #VALUE! | #VALUE! | #VALUE!
Friday | 9 | 9 | 2 | 6026 | 0 | 0 | 0 | 0 | 0 | 0 | 0 | 0 | 0 | 0 | 0 | 0 | 0 | 0 | 0 | 0 | 0 | 0 | 0 | 0 | 0 | 0 | 0 | 0 | 0.0089029 | 0 | 0.039672 | 0.015545 | 0 | 0 | 0 | 0 | 0 | 0 | 0 | 0 | 0 | 0 | 0 | 0 |  | 0 | 0 | 0 |  | #VALUE! | #VALUE! | #VALUE! | #VALUE! |  |  | #VALUE! | #VALUE! | 0 | 0 | 0.20123 | 0.20123 | #VALUE! | #VALUE! | #VALUE! | #VALUE! | 0 | 0 | 0.20123 | 0.20123 | #VALUE! | #VALUE! | #VALUE! | #VALUE! | 0 | 0 | 0.20123 | 0.20123 | #VALUE! | #VALUE! |  |  |  | #VALUE! | #VALUE! | #VALUE! | #VALUE! | #VALUE! | #VALUE! | #VALUE!
Friday | 9 | 9 | 3 | 6027 | 0 | 0 | 0 | 0 | 0 | 0 | 0 | 0 | 0 | 0 | 0 | 0 | 0 | 0 | 0 | 0 | 0 | 0 | 0 | 0 | 0 | 0 | 0 | 0 | 0.0095852 | 0 | 0.045611 | 0.022683 | 0.003 | 0 | 0 | 0 | 0 | 0 | 0 | 0 | 0 | 0 | 0 | 0 |  | 0 | 0 | 0 |  | #VALUE! | #VALUE! | #VALUE! | #VALUE! |  |  | #VALUE! | #VALUE! | 0 | 0 | 0.20123 | 0.20123 | #VALUE! | #VALUE! | #VALUE! | #VALUE! | 0 | 0 | 0.20123 | 0.20123 | #VALUE! | #VALUE! | #VALUE! | #VALUE! | 0 | 0 | 0.20123 | 0.20123 | #VALUE! | #VALUE! |  |  |  | #VALUE! | #VALUE! | #VALUE! | #VALUE! | #VALUE! | #VALUE! | #VALUE!
Friday | 9 | 9 | 4 | 6028 | 0 | 0 | 0 | 0 | 0 | 0 | 0 | 0 | 0 | 0 | 0 | 0 | 0 | 0 | 0 | 0 | 0 | 0 | 0 | 0 | 0 | 0 | 0 | 0 | 0.0083309 | 0 | 0.03991 | 0.017924 | 0 | 0 | 0 | 0 | 0 | 0 | 0 | 0 | 0 | 0 | 0 | 0 |  | 0 | 0 | 0 |  | #VALUE! | #VALUE! | #VALUE! | #VALUE! |  |  | #VALUE! | #VALUE! | 0 | 0 | 0.20123 | 0.20123 | #VALUE! | #VALUE! | #VALUE! | #VALUE! | 0 | 0 | 0.20123 | 0.20123 | #VALUE! | #VALUE! | #VALUE! | #VALUE! | 0 | 0 | 0.20123 | 0.20123 | #VALUE! | #VALUE! |  |  |  | #VALUE! | #VALUE! | #VALUE! | #VALUE! | #VALUE! | #VALUE! | #VALUE!
Friday | 9 | 9 | 5 | 6029 | 0 | 0 | 0 | 0 | 0 | 0 | 0 | 0 | 0 | 0 | 0 | 0 | 0 | 0 | 0 | 0 | 0 | 0 | 0 | 0 | 0 | 0 | 0 | 0 | 0.018871 | 0 | 0.051313 | 0.0322 | 0.075 | 0 | 0 | 0 | 0 | 0 | 0 | 0 | 0 | 0 | 0 | 0 |  | 0 | 0 | 0 |  | #VALUE! | #VALUE! | #VALUE! | #VALUE! |  |  | #VALUE! | #VALUE! | 0 | 0 | 0.20123 | 0.20123 | #VALUE! | #VALUE! | #VALUE! | #VALUE! | 0 | 0 | 0.20123 | 0.20123 | #VALUE! | #VALUE! | #VALUE! | #VALUE! | 0 | 0 | 0.20123 | 0.20123 | #VALUE! | #VALUE! |  |  |  | #VALUE! | #VALUE! | #VALUE! | #VALUE! | #VALUE! | #VALUE! | #VALUE!
Friday | 9 | 9 | 6 | 6030 | 0 | 0 | 0 | 0 | 0 | 0 | 0 | 0 | 0 | 0 | 0 | 0 | 0 | 0 | 0 | 0 | 0 | 0 | 0 | 0 | 0 | 0 | 0 | 0 | 0.011382 | 0 | 0.035396 | 0.013324 | 0 | 0 | 0 | 0 | 0 | 0 | 0 | 0 | 0 | 0 | 0 | 0 |  | 0 | 0 | 0 |  | #VALUE! | #VALUE! | #VALUE! | #VALUE! |  |  | #VALUE! | #VALUE! | 0 | 0 | 0.20123 | 0.20123 | #VALUE! | #VALUE! | #VALUE! | #VALUE! | 0 | 0 | 0.20123 | 0.20123 | #VALUE! | #VALUE! | #VALUE! | #VALUE! | 0 | 0 | 0.20123 | 0.20123 | #VALUE! | #VALUE! |  |  |  | #VALUE! | #VALUE! | #VALUE! | #VALUE! | #VALUE! | #VALUE! | #VALUE!
Friday | 9 | 9 | 7 | 6031 | 0 | 0 | 0 | 0 | 0 | 0 | 0 | 0 | 0 | 0 | 0 | 0 | 0 | 0 | 0 | 0 | 0 | 0 | 0 | 0 | 0 | 0 | 0 | 0 | 0.019702 | 0 | 0 | 0.013324 | 0.001 | 0 | 0 | 0 | 0 | 0 | 0 | 0 | 0 | 0 | 0 | 0 |  | 0 | 0 | 0 |  | #VALUE! | #VALUE! | #VALUE! | #VALUE! |  |  | #VALUE! | #VALUE! | 0 | 0 | 0.20123 | 0.20123 | #VALUE! | #VALUE! | #VALUE! | #VALUE! | 0 | 0 | 0.20123 | 0.20123 | #VALUE! | #VALUE! | #VALUE! | #VALUE! | 0 | 0 | 0.20123 | 0.20123 | #VALUE! | #VALUE! |  |  |  | #VALUE! | #VALUE! | #VALUE! | #VALUE! | #VALUE! | #VALUE! | #VALUE!
Friday | 9 | 9 | 8 | 6032 | 0 | 0 | 0 | 0 | 0 | 0 | 0 | 0 | 0 | 0 | 0 | 0 | 0 | 0 | 0 | 0 | 0 | 0 | 0 | 0 | 0 | 0 | 0 | 0 | 0.028014 | 0.0655 | 0 | 0.012214 | 0.032 | 0 | 0 | 0 | 0 | 0 | 0 | 0 | 0 | 0 | 0 | 0 |  | 0 | 0 | 0 |  | #VALUE! | #VALUE! | #VALUE! | #VALUE! |  |  | #VALUE! | #VALUE! | 0 | 0 | 0.20123 | 0.20123 | #VALUE! | #VALUE! | #VALUE! | #VALUE! | 0 | 0 | 0.20123 | 0.20123 | #VALUE! | #VALUE! | #VALUE! | #VALUE! | 0 | 0 | 0.20123 | 0.20123 | #VALUE! | #VALUE! |  |  |  | #VALUE! | #VALUE! | #VALUE! | #VALUE! | #VALUE! | #VALUE! | #VALUE!
Friday | 9 | 9 | 9 | 6033 | 0 | 0 | 0 | 0 | 0 | 0 | 0 | 0 | 0 | 0 | 0 | 0 | 0 | 0 | 0 | 0 | 0 | 0 | 0 | 0 | 0 | 0 | 0 | 0 | 0.031243 | 0.118 | 0 | 0.022042 | 0.09 | 0 | 0 | 0 | 0 | 0 | 0 | 0 | 0 | 0 | 0 | 0 |  | 0 | 0 | 0 |  | #VALUE! | #VALUE! | #VALUE! | #VALUE! |  |  | #VALUE! | #VALUE! | 0 | 0 | 0.20123 | 0.20123 | #VALUE! | #VALUE! | #VALUE! | #VALUE! | 0 | 0 | 0.20123 | 0.20123 | #VALUE! | #VALUE! | #VALUE! | #VALUE! | 0 | 0 | 0.20123 | 0.20123 | #VALUE! | #VALUE! |  |  |  | #VALUE! | #VALUE! | #VALUE! | #VALUE! | #VALUE! | #VALUE! | #VALUE!
Friday | 9 | 9 | 10 | 6034 | 0 | 0 | 0 | 0 | 0 | 0 | 0 | 0 | 0 | 0 | 0 | 0 | 0 | 0 | 0 | 0 | 0 | 0 | 0 | 0 | 0 | 0 | 0 | 0 | 0.030208 | 0.13275 | 0 | 0.036621 | 0.126 | 0 | 0 | 0 | 0 | 0 | 0 | 0 | 0 | 0 | 0 | 0 |  | 0 | 0 | 0 |  | #VALUE! | #VALUE! | #VALUE! | #VALUE! |  |  | #VALUE! | #VALUE! | 0 | 0 | 0.20123 | 0.20123 | #VALUE! | #VALUE! | #VALUE! | #VALUE! | 0 | 0 | 0.20123 | 0.20123 | #VALUE! | #VALUE! | #VALUE! | #VALUE! | 0 | 0 | 0.20123 | 0.20123 | #VALUE! | #VALUE! |  |  |  | #VALUE! | #VALUE! | #VALUE! | #VALUE! | #VALUE! | #VALUE! | #VALUE!
Friday | 9 | 9 | 11 | 6035 | 0 | 0 | 0 | 0 | 0 | 0 | 0 | 0 | 0 | 0 | 0 | 0 | 0 | 0 | 0 | 0 | 0 | 0 | 0 | 0 | 0 | 0 | 0 | 0 | 0.027424 | 0.3275 | 0.00024283 | 0.054184 | 0.145 | 0 | 0 | 0 | 0 | 0 | 0 | 0 | 0 | 0 | 0 | 0 |  | 0 | 0 | 0 |  | #VALUE! | #VALUE! | #VALUE! | #VALUE! |  |  | #VALUE! | #VALUE! | 0 | 0 | 0.20123 | 0.20123 | #VALUE! | #VALUE! | #VALUE! | #VALUE! | 0 | 0 | 0.20123 | 0.20123 | #VALUE! | #VALUE! | #VALUE! | #VALUE! | 0 | 0 | 0.20123 | 0.20123 | #VALUE! | #VALUE! |  |  |  | #VALUE! | #VALUE! | #VALUE! | #VALUE! | #VALUE! | #VALUE! | #VALUE!
Friday | 9 | 9 | 12 | 6036 | 0 | 0 | 0 | 0 | 0 | 0 | 0 | 0 | 0 | 0 | 0 | 0 | 0 | 0 | 0 | 0 | 0 | 0 | 0 | 0 | 0 | 0 | 0.020583 | 0.02602 | 0.029469 | 0.39725 | 0.0015726 | 0.1277 | 0.214 | 0 | 0 | 0 | 0 | 0 | 0 | 0 | 0 | 0 | 0 | 0 |  | 0 | 0 | 0 |  | #VALUE! | #VALUE! | #VALUE! | #VALUE! |  |  | #VALUE! | #VALUE! | 0 | 0 | 0.20123 | 0.20123 | #VALUE! | #VALUE! | #VALUE! | #VALUE! | 0 | 0 | 0.20123 | 0.20123 | #VALUE! | #VALUE! | #VALUE! | #VALUE! | 0 | 0 | 0.20123 | 0.20123 | #VALUE! | #VALUE! |  |  |  | #VALUE! | #VALUE! | #VALUE! | #VALUE! | #VALUE! | #VALUE! | #VALUE!
Friday | 9 | 9 | 13 | 6037 | 0 | 0 | 0 | 0 | 0 | 0 | 0 | 0 | 0 | 0 | 0 | 0 | 0 | 0 | 0 | 0 | 0 | 0 | 0 | 0 | 0 | 0 | 0.039167 | 0.035916 | 0.030437 | 0.4705 | 0.0016073 | 0.13889 | 0.214 | 0 | 0 | 0 | 0 | 0 | 0 | 0 | 0 | 0 | 0 | 0 |  | 0 | 0 | 0 |  | #VALUE! | #VALUE! | #VALUE! | #VALUE! |  |  | #VALUE! | #VALUE! | 0 | 0 | 0.20123 | 0.20123 | #VALUE! | #VALUE! | #VALUE! | #VALUE! | 0 | 0 | 0.20123 | 0.20123 | #VALUE! | #VALUE! | #VALUE! | #VALUE! | 0 | 0 | 0.20123 | 0.20123 | #VALUE! | #VALUE! |  |  |  | #VALUE! | #VALUE! | #VALUE! | #VALUE! | #VALUE! | #VALUE! | #VALUE!
Friday | 9 | 9 | 14 | 6038 | 0 | 0 | 0 | 0 | 0 | 0 | 0 | 0 | 0 | 0 | 0 | 0 | 0 | 0 | 0 | 0 | 0 | 0 | 0 | 0 | 0 | 0 | 0.050333 | 0.042164 | 0.029377 | 0.45175 | 0.0016073 | 0.14829 | 0.214 | 0 | 0 | 0 | 0 | 0 | 0 | 0 | 0 | 0 | 0 | 0 |  | 0 | 0 | 0 |  | #VALUE! | #VALUE! | #VALUE! | #VALUE! |  |  | #VALUE! | #VALUE! | 0 | 0 | 0.20123 | 0.20123 | #VALUE! | #VALUE! | #VALUE! | #VALUE! | 0 | 0 | 0.20123 | 0.20123 | #VALUE! | #VALUE! | #VALUE! | #VALUE! | 0 | 0 | 0.20123 | 0.20123 | #VALUE! | #VALUE! |  |  |  | #VALUE! | #VALUE! | #VALUE! | #VALUE! | #VALUE! | #VALUE! | #VALUE!
Friday | 9 | 9 | 15 | 6039 | 0 | 0 | 0 | 0 | 0 | 0 | 0 | 0 | 0 | 0 | 0 | 0 | 0 | 0 | 0 | 0 | 0 | 0 | 0 | 0 | 0 | 0 | 0.023333 | 0.022588 | 0.028301 | 0.2865 | 0.0012835 | 0.13226 | 0.197 | 0 | 0 | 0 | 0 | 0 | 0 | 0 | 0 | 0 | 0 | 0 |  | 0 | 0 | 0 |  | #VALUE! | #VALUE! | #VALUE! | #VALUE! |  |  | #VALUE! | #VALUE! | 0 | 0 | 0.20123 | 0.20123 | #VALUE! | #VALUE! | #VALUE! | #VALUE! | 0 | 0 | 0.20123 | 0.20123 | #VALUE! | #VALUE! | #VALUE! | #VALUE! | 0 | 0 | 0.20123 | 0.20123 | #VALUE! | #VALUE! |  |  |  | #VALUE! | #VALUE! | #VALUE! | #VALUE! | #VALUE! | #VALUE! | #VALUE!
Friday | 9 | 9 | 16 | 6040 | 0 | 0 | 0 | 0 | 0 | 0 | 0 | 0 | 0 | 0 | 0 | 0 | 0 | 0 | 0 | 0 | 0 | 0 | 0 | 0 | 0 | 0 | 0.023583 | 0.024935 | 0.026683 | 0.06725 | 0.001272 | 0.13218 | 0.197 | 0 | 0 | 0 | 0 | 0 | 0 | 0 | 0 | 0 | 0 | 0 |  | 0 | 0 | 0 |  | #VALUE! | #VALUE! | #VALUE! | #VALUE! |  |  | #VALUE! | #VALUE! | 0 | 0 | 0.20123 | 0.20123 | #VALUE! | #VALUE! | #VALUE! | #VALUE! | 0 | 0 | 0.20123 | 0.20123 | #VALUE! | #VALUE! | #VALUE! | #VALUE! | 0 | 0 | 0.20123 | 0.20123 | #VALUE! | #VALUE! |  |  |  | #VALUE! | #VALUE! | #VALUE! | #VALUE! | #VALUE! | #VALUE! | #VALUE!
Friday | 9 | 9 | 17 | 6041 | 0 | 0 | 0 | 0 | 0 | 0 | 0 | 0 | 0 | 0 | 0 | 0 | 0 | 0 | 0 | 0 | 0 | 0 | 0 | 0 | 0 | 0 | 0.00016667 | 0.0063113 | 0.024852 | 0.02375 | 0.00061285 | 0.094706 | 0.162 | 0 | 0 | 0 | 0 | 0 | 0 | 0 | 0 | 0 | 0 | 0 |  | 0 | 0 | 0 |  | #VALUE! | #VALUE! | #VALUE! | #VALUE! |  |  | #VALUE! | #VALUE! | 0 | 0 | 0.20123 | 0.20123 | #VALUE! | #VALUE! | #VALUE! | #VALUE! | 0 | 0 | 0.20123 | 0.20123 | #VALUE! | #VALUE! | #VALUE! | #VALUE! | 0 | 0 | 0.20123 | 0.20123 | #VALUE! | #VALUE! |  |  |  | #VALUE! | #VALUE! | #VALUE! | #VALUE! | #VALUE! | #VALUE! | #VALUE!
Friday | 9 | 9 | 18 | 6042 | 0 | 0 | 0 | 0 | 0 | 0 | 0 | 0 | 0 | 0 | 0 | 0 | 0 | 0 | 0 | 0 | 0 | 0 | 0 | 0 | 0 | 0 | 0 | 0.00094792 | 0.026687 | 0 | 0.00027752 | 0.074651 | 0.145 | 0 | 0 | 0 | 0 | 0 | 0 | 0 | 0 | 0 | 0 | 0 |  | 0 | 0 | 0 |  | #VALUE! | #VALUE! | #VALUE! | #VALUE! |  |  | #VALUE! | #VALUE! | 0 | 0 | 0.20123 | 0.20123 | #VALUE! | #VALUE! | #VALUE! | #VALUE! | 0 | 0 | 0.20123 | 0.20123 | #VALUE! | #VALUE! | #VALUE! | #VALUE! | 0 | 0 | 0.20123 | 0.20123 | #VALUE! | #VALUE! |  |  |  | #VALUE! | #VALUE! | #VALUE! | #VALUE! | #VALUE! | #VALUE! | #VALUE!
Friday | 9 | 9 | 19 | 6043 | 0 | 0 | 0 | 0 | 0 | 0 | 0 | 0 | 0 | 0 | 0 | 0 | 0 | 0 | 0 | 0 | 0 | 0 | 0 | 0 | 0 | 0 | 0 | 0 | 0.028498 | 0 | 0 | 0.0479 | 0.109 | 0 | 0 | 0 | 0 | 0 | 0 | 0 | 0 | 0 | 0 | 0 |  | 0 | 0 | 0 |  | #VALUE! | #VALUE! | #VALUE! | #VALUE! |  |  | #VALUE! | #VALUE! | 0 | 0 | 0.20123 | 0.20123 | #VALUE! | #VALUE! | #VALUE! | #VALUE! | 0 | 0 | 0.20123 | 0.20123 | #VALUE! | #VALUE! | #VALUE! | #VALUE! | 0 | 0 | 0.20123 | 0.20123 | #VALUE! | #VALUE! |  |  |  | #VALUE! | #VALUE! | #VALUE! | #VALUE! | #VALUE! | #VALUE! | #VALUE!
Friday | 9 | 9 | 20 | 6044 | 0 | 0 | 0 | 0 | 0 | 0 | 0 | 0 | 0 | 0 | 0 | 0 | 0 | 0 | 0 | 0 | 0 | 0 | 0 | 0 | 0 | 0 | 0 | 0 | 0.026342 | 0 | 0 | 0.032358 | 0.092 | 0 | 0 | 0 | 0 | 0 | 0 | 0 | 0 | 0 | 0 | 0 |  | 0 | 0 | 0 |  | #VALUE! | #VALUE! | #VALUE! | #VALUE! |  |  | #VALUE! | #VALUE! | 0 | 0 | 0.20123 | 0.20123 | #VALUE! | #VALUE! | #VALUE! | #VALUE! | 0 | 0 | 0.20123 | 0.20123 | #VALUE! | #VALUE! | #VALUE! | #VALUE! | 0 | 0 | 0.20123 | 0.20123 | #VALUE! | #VALUE! |  |  |  | #VALUE! | #VALUE! | #VALUE! | #VALUE! | #VALUE! | #VALUE! | #VALUE!
Friday | 9 | 9 | 21 | 6045 | 0 | 0 | 0 | 0 | 0 | 0 | 0 | 0 | 0 | 0 | 0 | 0 | 0 | 0 | 0 | 0 | 0 | 0 | 0 | 0 | 0 | 0 | 0 | 0 | 0.024743 | 0 | 0 | 0.027631 | 0.092 | 0 | 0 | 0 | 0 | 0 | 0 | 0 | 0 | 0 | 0 | 0 |  | 0 | 0 | 0 |  | #VALUE! | #VALUE! | #VALUE! | #VALUE! |  |  | #VALUE! | #VALUE! | 0 | 0 | 0.20123 | 0.20123 | #VALUE! | #VALUE! | #VALUE! | #VALUE! | 0 | 0 | 0.20123 | 0.20123 | #VALUE! | #VALUE! | #VALUE! | #VALUE! | 0 | 0 | 0.20123 | 0.20123 | #VALUE! | #VALUE! |  |  |  | #VALUE! | #VALUE! | #VALUE! | #VALUE! | #VALUE! | #VALUE! | #VALUE!
Friday | 9 | 9 | 22 | 6046 | 0 | 0 | 0 | 0 | 0 | 0 | 0 | 0 | 0 | 0 | 0 | 0 | 0 | 0 | 0 | 0 | 0 | 0 | 0 | 0 | 0 | 0 | 0 | 0 | 0.022231 | 0 | 0 | 0.025042 | 0.092 | 0 | 0 | 0 | 0 | 0 | 0 | 0 | 0 | 0 | 0 | 0 |  | 0 | 0 | 0 |  | #VALUE! | #VALUE! | #VALUE! | #VALUE! |  |  | #VALUE! | #VALUE! | 0 | 0 | 0.20123 | 0.20123 | #VALUE! | #VALUE! | #VALUE! | #VALUE! | 0 | 0 | 0.20123 | 0.20123 | #VALUE! | #VALUE! | #VALUE! | #VALUE! | 0 | 0 | 0.20123 | 0.20123 | #VALUE! | #VALUE! |  |  |  | #VALUE! | #VALUE! | #VALUE! | #VALUE! | #VALUE! | #VALUE! | #VALUE!
Friday | 9 | 9 | 23 | 6047 | 0 | 0 | 0 | 0 | 0 | 0 | 0 | 0 | 0 | 0 | 0 | 0 | 0 | 0 | 0 | 0 | 0 | 0 | 0 | 0 | 0 | 0 | 0 | 0 | 0.018707 | 0 | 0 | 0.031417 | 0.109 | 0 | 0 | 0 | 0 | 0 | 0 | 0 | 0 | 0 | 0 | 0 |  | 0 | 0 | 0 |  | #VALUE! | #VALUE! | #VALUE! | #VALUE! |  |  | #VALUE! | #VALUE! | 0 | 0 | 0.20123 | 0.20123 | #VALUE! | #VALUE! | #VALUE! | #VALUE! | 0 | 0 | 0.20123 | 0.20123 | #VALUE! | #VALUE! | #VALUE! | #VALUE! | 0 | 0 | 0.20123 | 0.20123 | #VALUE! | #VALUE! |  |  |  | #VALUE! | #VALUE! | #VALUE! | #VALUE! | #VALUE! | #VALUE! | #VALUE!
Friday | 9 | 9 | 24 | 6048 | 0 | 0 | 0 | 0 | 0 | 0 | 0 | 0 | 0 | 0 | 0 | 0 | 0 | 0 | 0 | 0 | 0 | 0 | 0 | 0 | 0 | 0 | 0 | 0 | 0.01586 | 0 | 0 | 0.020761 | 0.087 | 0 | 0 | 0 | 0 | 0 | 0 | 0 | 0 | 0 | 0 | 0 |  | 0 | 0 | 0 |  | #VALUE! | #VALUE! | #VALUE! | #VALUE! |  |  | #VALUE! | #VALUE! | 0 | 0 | 0.20123 | 0.20123 | #VALUE! | #VALUE! | #VALUE! | #VALUE! | 0 | 0 | 0.20123 | 0.20123 | #VALUE! | #VALUE! | #VALUE! | #VALUE! | 0 | 0 | 0.20123 | 0.20123 | #VALUE! | #VALUE! |  |  |  | #VALUE! | #VALUE! | #VALUE! | #VALUE! | #VALUE! | #VALUE! | #VALUE!
Saturday | 9 | 10 | 1 | 6049 | 0 | 0 | 0 | 0 | 0 | 0 | 0 | 0 | 0 | 0 | 0 | 0 | 0 | 0 | 0 | 0 | 0 | 0 | 0 | 0 | 0 | 0 | 0 | 0 | 0.014177 | 0 | 0 | 0.012814 | 0.06 | 0 | 0 | 0 | 0 | 0 | 0 | 0 | 0 | 0 | 0 | 0 |  | 0 | 0 | 0 |  | #VALUE! | #VALUE! | #VALUE! | #VALUE! |  |  | #VALUE! | #VALUE! | 0 | 0 | 0.20123 | 0.20123 | #VALUE! | #VALUE! | #VALUE! | #VALUE! | 0 | 0 | 0.20123 | 0.20123 | #VALUE! | #VALUE! | #VALUE! | #VALUE! | 0 | 0 | 0.20123 | 0.20123 | #VALUE! | #VALUE! |  |  |  | #VALUE! | #VALUE! | #VALUE! | #VALUE! | #VALUE! | #VALUE! | #VALUE!
Saturday | 9 | 10 | 2 | 6050 | 0 | 0 | 0 | 0 | 0 | 0 | 0 | 0 | 0 | 0 | 0 | 0 | 0 | 0 | 0 | 0 | 0 | 0 | 0 | 0 | 0 | 0 | 0 | 0 | 0.012883 | 0 | 0 | 0.012214 | 0.053 | 0 | 0 | 0 | 0 | 0 | 0 | 0 | 0 | 0 | 0 | 0 |  | 0 | 0 | 0 |  | #VALUE! | #VALUE! | #VALUE! | #VALUE! |  |  | #VALUE! | #VALUE! | 0 | 0 | 0.20123 | 0.20123 | #VALUE! | #VALUE! | #VALUE! | #VALUE! | 0 | 0 | 0.20123 | 0.20123 | #VALUE! | #VALUE! | #VALUE! | #VALUE! | 0 | 0 | 0.20123 | 0.20123 | #VALUE! | #VALUE! |  |  |  | #VALUE! | #VALUE! | #VALUE! | #VALUE! | #VALUE! | #VALUE! | #VALUE!
Saturday | 9 | 10 | 3 | 6051 | 0 | 0 | 0 | 0 | 0 | 0 | 0 | 0 | 0 | 0 | 0 | 0 | 0 | 0 | 0 | 0 | 0 | 0 | 0 | 0 | 0 | 0 | 0 | 0 | 0.012684 | 0 | 0 | 0.012214 | 0.049 | 0 | 0 | 0 | 0 | 0 | 0 | 0 | 0 | 0 | 0 | 0 |  | 0 | 0 | 0 |  | #VALUE! | #VALUE! | #VALUE! | #VALUE! |  |  | #VALUE! | #VALUE! | 0 | 0 | 0.20123 | 0.20123 | #VALUE! | #VALUE! | #VALUE! | #VALUE! | 0 | 0 | 0.20123 | 0.20123 | #VALUE! | #VALUE! | #VALUE! | #VALUE! | 0 | 0 | 0.20123 | 0.20123 | #VALUE! | #VALUE! |  |  |  | #VALUE! | #VALUE! | #VALUE! | #VALUE! | #VALUE! | #VALUE! | #VALUE!
Saturday | 9 | 10 | 4 | 6052 | 0 | 0 | 0 | 0 | 0 | 0 | 0 | 0 | 0 | 0 | 0 | 0 | 0 | 0 | 0 | 0 | 0 | 0 | 0 | 0 | 0 | 0 | 0 | 0 | 0.01421 | 0 | 0 | 0.015978 | 0.063 | 0 | 0 | 0 | 0 | 0 | 0 | 0 | 0 | 0 | 0 | 0 |  | 0 | 0 | 0 |  | #VALUE! | #VALUE! | #VALUE! | #VALUE! |  |  | #VALUE! | #VALUE! | 0 | 0 | 0.20123 | 0.20123 | #VALUE! | #VALUE! | #VALUE! | #VALUE! | 0 | 0 | 0.20123 | 0.20123 | #VALUE! | #VALUE! | #VALUE! | #VALUE! | 0 | 0 | 0.20123 | 0.20123 | #VALUE! | #VALUE! |  |  |  | #VALUE! | #VALUE! | #VALUE! | #VALUE! | #VALUE! | #VALUE! | #VALUE!
Saturday | 9 | 10 | 5 | 6053 | 0 | 0 | 0 | 0 | 0 | 0 | 0 | 0 | 0 | 0 | 0 | 0 | 0 | 0 | 0 | 0 | 0 | 0 | 0 | 0 | 0 | 0 | 0 | 0 | 0.017409 | 0 | 0 | 0.015378 | 0.059 | 0 | 0 | 0 | 0 | 0 | 0 | 0 | 0 | 0 | 0 | 0 |  | 0 | 0 | 0 |  | #VALUE! | #VALUE! | #VALUE! | #VALUE! |  |  | #VALUE! | #VALUE! | 0 | 0 | 0.20123 | 0.20123 | #VALUE! | #VALUE! | #VALUE! | #VALUE! | 0 | 0 | 0.20123 | 0.20123 | #VALUE! | #VALUE! | #VALUE! | #VALUE! | 0 | 0 | 0.20123 | 0.20123 | #VALUE! | #VALUE! |  |  |  | #VALUE! | #VALUE! | #VALUE! | #VALUE! | #VALUE! | #VALUE! | #VALUE!
Saturday | 9 | 10 | 6 | 6054 | 0 | 0 | 0 | 0 | 0 | 0 | 0 | 0 | 0 | 0 | 0 | 0 | 0 | 0 | 0 | 0 | 0 | 0 | 0 | 0 | 0 | 0 | 0 | 0 | 0.017402 | 0 | 0 | 0.015228 | 0.055 | 0 | 0 | 0 | 0 | 0 | 0 | 0 | 0 | 0 | 0 | 0 |  | 0 | 0 | 0 |  | #VALUE! | #VALUE! | #VALUE! | #VALUE! |  |  | #VALUE! | #VALUE! | 0 | 0 | 0.20123 | 0.20123 | #VALUE! | #VALUE! | #VALUE! | #VALUE! | 0 | 0 | 0.20123 | 0.20123 | #VALUE! | #VALUE! | #VALUE! | #VALUE! | 0 | 0 | 0.20123 | 0.20123 | #VALUE! | #VALUE! |  |  |  | #VALUE! | #VALUE! | #VALUE! | #VALUE! | #VALUE! | #VALUE! | #VALUE!
Saturday | 9 | 10 | 7 | 6055 | 0 | 0 | 0 | 0 | 0 | 0 | 0 | 0 | 0 | 0 | 0 | 0 | 0 | 0 | 0 | 0 | 0 | 0 | 0 | 0 | 0 | 0 | 0 | 0 | 0.016161 | 0 | 0 | 0.012214 | 0.035 | 0 | 0 | 0 | 0 | 0 | 0 | 0 | 0 | 0 | 0 | 0 |  | 0 | 0 | 0 |  | #VALUE! | #VALUE! | #VALUE! | #VALUE! |  |  | #VALUE! | #VALUE! | 0 | 0 | 0.20123 | 0.20123 | #VALUE! | #VALUE! | #VALUE! | #VALUE! | 0 | 0 | 0.20123 | 0.20123 | #VALUE! | #VALUE! | #VALUE! | #VALUE! | 0 | 0 | 0.20123 | 0.20123 | #VALUE! | #VALUE! |  |  |  | #VALUE! | #VALUE! | #VALUE! | #VALUE! | #VALUE! | #VALUE! | #VALUE!
Saturday | 9 | 10 | 8 | 6056 | 0 | 0 | 0 | 0 | 0 | 0 | 0 | 0 | 0 | 0 | 0 | 0 | 0 | 0 | 0 | 0 | 0 | 0 | 0 | 0 | 0 | 0 | 0 | 0 | 0.013656 | 0 | 0 | 0.0063448 | 0 | 0 | 0 | 0 | 0 | 0 | 0 | 0 | 0 | 0 | 0 | 0 |  | 0 | 0 | 0 |  | #VALUE! | #VALUE! | #VALUE! | #VALUE! |  |  | #VALUE! | #VALUE! | 0 | 0 | 0.20123 | 0.20123 | #VALUE! | #VALUE! | #VALUE! | #VALUE! | 0 | 0 | 0.20123 | 0.20123 | #VALUE! | #VALUE! | #VALUE! | #VALUE! | 0 | 0 | 0.20123 | 0.20123 | #VALUE! | #VALUE! |  |  |  | #VALUE! | #VALUE! | #VALUE! | #VALUE! | #VALUE! | #VALUE! | #VALUE!
Saturday | 9 | 10 | 9 | 6057 | 0 | 0 | 0 | 0 | 0 | 0 | 0 | 0 | 0 | 0 | 0 | 0 | 0 | 0 | 0 | 0 | 0 | 0 | 0 | 0 | 0 | 0 | 0 | 0 | 0.018352 | 0 | 0 | 0.012214 | 0.031 | 0 | 0 | 0 | 0 | 0 | 0 | 0 | 0 | 0 | 0 | 0 |  | 0 | 0 | 0 |  | #VALUE! | #VALUE! | #VALUE! | #VALUE! |  |  | #VALUE! | #VALUE! | 0 | 0 | 0.20123 | 0.20123 | #VALUE! | #VALUE! | #VALUE! | #VALUE! | 0 | 0 | 0.20123 | 0.20123 | #VALUE! | #VALUE! | #VALUE! | #VALUE! | 0 | 0 | 0.20123 | 0.20123 | #VALUE! | #VALUE! |  |  |  | #VALUE! | #VALUE! | #VALUE! | #VALUE! | #VALUE! | #VALUE! | #VALUE!
Saturday | 9 | 10 | 10 | 6058 | 0 | 0 | 0 | 0 | 0 | 0 | 0 | 0 | 0 | 0 | 0 | 0 | 0 | 0 | 0 | 0 | 0 | 0 | 0 | 0 | 0 | 0 | 0 | 0 | 0.021455 | 0 | 0 | 0.015228 | 0.051 | 0 | 0 | 0 | 0 | 0 | 0 | 0 | 0 | 0 | 0 | 0 |  | 0 | 0 | 0 |  | #VALUE! | #VALUE! | #VALUE! | #VALUE! |  |  | #VALUE! | #VALUE! | 0 | 0 | 0.20123 | 0.20123 | #VALUE! | #VALUE! | #VALUE! | #VALUE! | 0 | 0 | 0.20123 | 0.20123 | #VALUE! | #VALUE! | #VALUE! | #VALUE! | 0 | 0 | 0.20123 | 0.20123 | #VALUE! | #VALUE! |  |  |  | #VALUE! | #VALUE! | #VALUE! | #VALUE! | #VALUE! | #VALUE! | #VALUE!
Saturday | 9 | 10 | 11 | 6059 | 0 | 0 | 0 | 0 | 0 | 0 | 0 | 0 | 0 | 0 | 0 | 0 | 0 | 0 | 0 | 0 | 0 | 0 | 0 | 0 | 0 | 0 | 0 | 0 | 0.016784 | 0 | 0 | 0.0093586 | 0.011 | 0 | 0 | 0 | 0 | 0 | 0 | 0 | 0 | 0 | 0 | 0 |  | 0 | 0 | 0 |  | #VALUE! | #VALUE! | #VALUE! | #VALUE! |  |  | #VALUE! | #VALUE! | 0 | 0 | 0.20123 | 0.20123 | #VALUE! | #VALUE! | #VALUE! | #VALUE! | 0 | 0 | 0.20123 | 0.20123 | #VALUE! | #VALUE! | #VALUE! | #VALUE! | 0 | 0 | 0.20123 | 0.20123 | #VALUE! | #VALUE! |  |  |  | #VALUE! | #VALUE! | #VALUE! | #VALUE! | #VALUE! | #VALUE! | #VALUE!
Saturday | 9 | 10 | 12 | 6060 | 0 | 0 | 0 | 0 | 0 | 0 | 0 | 0 | 0 | 0 | 0 | 0 | 0 | 0 | 0 | 0 | 0 | 0 | 0 | 0 | 0 | 0 | 0 | 0 | 0.020588 | 0.0005 | 0.10536 | 0.0092 | 0.014 | 0 | 0 | 0 | 0 | 0 | 0 | 0 | 0 | 0 | 0 | 0 |  | 0 | 0 | 0 |  | #VALUE! | #VALUE! | #VALUE! | #VALUE! |  |  | #VALUE! | #VALUE! | 0 | 0 | 0.20123 | 0.20123 | #VALUE! | #VALUE! | #VALUE! | #VALUE! | 0 | 0 | 0.20123 | 0.20123 | #VALUE! | #VALUE! | #VALUE! | #VALUE! | 0 | 0 | 0.20123 | 0.20123 | #VALUE! | #VALUE! |  |  |  | #VALUE! | #VALUE! | #VALUE! | #VALUE! | #VALUE! | #VALUE! | #VALUE!
Saturday | 9 | 10 | 13 | 6061 | 0 | 0 | 0 | 0 | 0 | 0 | 0 | 0 | 0 | 0 | 0 | 0 | 0 | 0 | 0 | 0 | 0 | 0 | 0 | 0 | 0 | 0 | 0 | 0 | 0.031498 | 0.0015 | 0.093523 | 0.026809 | 0.086 | 0 | 0 | 0 | 0 | 0 | 0 | 0 | 0 | 0 | 0 | 0 |  | 0 | 0 | 0 |  | #VALUE! | #VALUE! | #VALUE! | #VALUE! |  |  | #VALUE! | #VALUE! | 0 | 0 | 0.20123 | 0.20123 | #VALUE! | #VALUE! | #VALUE! | #VALUE! | 0 | 0 | 0.20123 | 0.20123 | #VALUE! | #VALUE! | #VALUE! | #VALUE! | 0 | 0 | 0.20123 | 0.20123 | #VALUE! | #VALUE! |  |  |  | #VALUE! | #VALUE! | #VALUE! | #VALUE! | #VALUE! | #VALUE! | #VALUE!
Saturday | 9 | 10 | 14 | 6062 | 0 | 0 | 0 | 0 | 0 | 0 | 0 | 0 | 0 | 0 | 0 | 0 | 0 | 0 | 0 | 0 | 0 | 0 | 0 | 0 | 0 | 0 | 0 | 0.0005 | 0.037167 | 0.00275 | 0.014513 | 0.093949 | 0.223 | 0 | 0 | 0 | 0 | 0 | 0 | 0 | 0 | 0 | 0 | 0 |  | 0 | 0 | 0 |  | #VALUE! | #VALUE! | #VALUE! | #VALUE! |  |  | #VALUE! | #VALUE! | 0 | 0 | 0.20123 | 0.20123 | #VALUE! | #VALUE! | #VALUE! | #VALUE! | 0 | 0 | 0.20123 | 0.20123 | #VALUE! | #VALUE! | #VALUE! | #VALUE! | 0 | 0 | 0.20123 | 0.20123 | #VALUE! | #VALUE! |  |  |  | #VALUE! | #VALUE! | #VALUE! | #VALUE! | #VALUE! | #VALUE! | #VALUE!
Saturday | 9 | 10 | 15 | 6063 | 0 | 0 | 0 | 0 | 0 | 0 | 0 | 0 | 0 | 0 | 0 | 0 | 0 | 0 | 0 | 0 | 0 | 0 | 0 | 0 | 0 | 0 | 0 | 0.00059375 | 0.033571 | 0.00325 | 0.029194 | 0.084597 | 0.194 | 0 | 0 | 0 | 0 | 0 | 0 | 0 | 0 | 0 | 0 | 0 |  | 0 | 0 | 0 |  | #VALUE! | #VALUE! | #VALUE! | #VALUE! |  |  | #VALUE! | #VALUE! | 0 | 0 | 0.20123 | 0.20123 | #VALUE! | #VALUE! | #VALUE! | #VALUE! | 0 | 0 | 0.20123 | 0.20123 | #VALUE! | #VALUE! | #VALUE! | #VALUE! | 0 | 0 | 0.20123 | 0.20123 | #VALUE! | #VALUE! |  |  |  | #VALUE! | #VALUE! | #VALUE! | #VALUE! | #VALUE! | #VALUE! | #VALUE!
Saturday | 9 | 10 | 16 | 6064 | 0 | 0 | 0 | 0 | 0 | 0 | 0 | 0 | 0 | 0 | 0 | 0 | 0 | 0 | 0 | 0 | 0 | 0 | 0 | 0 | 0 | 0 | 0 | 0.0005625 | 0.032104 | 0.0035 | 0.00074005 | 0.085392 | 0.195 | 0 | 0 | 0 | 0 | 0 | 0 | 0 | 0 | 0 | 0 | 0 |  | 0 | 0 | 0 |  | #VALUE! | #VALUE! | #VALUE! | #VALUE! |  |  | #VALUE! | #VALUE! | 0 | 0 | 0.20123 | 0.20123 | #VALUE! | #VALUE! | #VALUE! | #VALUE! | 0 | 0 | 0.20123 | 0.20123 | #VALUE! | #VALUE! | #VALUE! | #VALUE! | 0 | 0 | 0.20123 | 0.20123 | #VALUE! | #VALUE! |  |  |  | #VALUE! | #VALUE! | #VALUE! | #VALUE! | #VALUE! | #VALUE! | #VALUE!
Saturday | 9 | 10 | 17 | 6065 | 0 | 0 | 0 | 0 | 0 | 0 | 0 | 0 | 0 | 0 | 0 | 0 | 0 | 0 | 0 | 0 | 0 | 0 | 0 | 0 | 0 | 0 | 0 | 0.00021875 | 0.029908 | 0.00325 | 0.00074005 | 0.08356 | 0.193 | 0 | 0 | 0 | 0 | 0 | 0 | 0 | 0 | 0 | 0 | 0 |  | 0 | 0 | 0 |  | #VALUE! | #VALUE! | #VALUE! | #VALUE! |  |  | #VALUE! | #VALUE! | 0 | 0 | 0.20123 | 0.20123 | #VALUE! | #VALUE! | #VALUE! | #VALUE! | 0 | 0 | 0.20123 | 0.20123 | #VALUE! | #VALUE! | #VALUE! | #VALUE! | 0 | 0 | 0.20123 | 0.20123 | #VALUE! | #VALUE! |  |  |  | #VALUE! | #VALUE! | #VALUE! | #VALUE! | #VALUE! | #VALUE! | #VALUE!
Saturday | 9 | 10 | 18 | 6066 | 0 | 0 | 0 | 0 | 0 | 0 | 0 | 0 | 0 | 0 | 0 | 0 | 0 | 0 | 0 | 0 | 0 | 0 | 0 | 0 | 0 | 0 | 0 | 0 | 0.035368 | 0.004 | 0.048937 | 0.095274 | 0.251 | 0 | 0 | 0 | 0 | 0 | 0 | 0 | 0 | 0 | 0 | 0 |  | 0 | 0 | 0 |  | #VALUE! | #VALUE! | #VALUE! | #VALUE! |  |  | #VALUE! | #VALUE! | 0 | 0 | 0.20123 | 0.20123 | #VALUE! | #VALUE! | #VALUE! | #VALUE! | 0 | 0 | 0.20123 | 0.20123 | #VALUE! | #VALUE! | #VALUE! | #VALUE! | 0 | 0 | 0.20123 | 0.20123 | #VALUE! | #VALUE! |  |  |  | #VALUE! | #VALUE! | #VALUE! | #VALUE! | #VALUE! | #VALUE! | #VALUE!
Saturday | 9 | 10 | 19 | 6067 | 0 | 0 | 0 | 0 | 0 | 0 | 0 | 0 | 0 | 0 | 0 | 0 | 0 | 0 | 0 | 0 | 0 | 0 | 0 | 0 | 0 | 0 | 0 | 0 | 0.030721 | 0 | 0.038247 | 0.054437 | 0.166 | 0 | 0 | 0 | 0 | 0 | 0 | 0 | 0 | 0 | 0 | 0 |  | 0 | 0 | 0 |  | #VALUE! | #VALUE! | #VALUE! | #VALUE! |  |  | #VALUE! | #VALUE! | 0 | 0 | 0.20123 | 0.20123 | #VALUE! | #VALUE! | #VALUE! | #VALUE! | 0 | 0 | 0.20123 | 0.20123 | #VALUE! | #VALUE! | #VALUE! | #VALUE! | 0 | 0 | 0.20123 | 0.20123 | #VALUE! | #VALUE! |  |  |  | #VALUE! | #VALUE! | #VALUE! | #VALUE! | #VALUE! | #VALUE! | #VALUE!
Saturday | 9 | 10 | 20 | 6068 | 0 | 0 | 0 | 0 | 0 | 0 | 0 | 0 | 0 | 0 | 0 | 0 | 0 | 0 | 0 | 0 | 0 | 0 | 0 | 0 | 0 | 0 | 0 | 0 | 0.027574 | 0 | 0.038247 | 0.050644 | 0.157 | 0 | 0 | 0 | 0 | 0 | 0 | 0 | 0 | 0 | 0 | 0 |  | 0 | 0 | 0 |  | #VALUE! | #VALUE! | #VALUE! | #VALUE! |  |  | #VALUE! | #VALUE! | 0 | 0 | 0.20123 | 0.20123 | #VALUE! | #VALUE! | #VALUE! | #VALUE! | 0 | 0 | 0.20123 | 0.20123 | #VALUE! | #VALUE! | #VALUE! | #VALUE! | 0 | 0 | 0.20123 | 0.20123 | #VALUE! | #VALUE! |  |  |  | #VALUE! | #VALUE! | #VALUE! | #VALUE! | #VALUE! | #VALUE! | #VALUE!
Saturday | 9 | 10 | 21 | 6069 | 0 | 0 | 0 | 0 | 0 | 0 | 0 | 0 | 0 | 0 | 0 | 0 | 0 | 0 | 0 | 0 | 0 | 0 | 0 | 0 | 0 | 0 | 0 | 0 | 0.027929 | 0 | 0.044661 | 0.055586 | 0.174 | 0 | 0 | 0 | 0 | 0 | 0 | 0 | 0 | 0 | 0 | 0 |  | 0 | 0 | 0 |  | #VALUE! | #VALUE! | #VALUE! | #VALUE! |  |  | #VALUE! | #VALUE! | 0 | 0 | 0.20123 | 0.20123 | #VALUE! | #VALUE! | #VALUE! | #VALUE! | 0 | 0 | 0.20123 | 0.20123 | #VALUE! | #VALUE! | #VALUE! | #VALUE! | 0 | 0 | 0.20123 | 0.20123 | #VALUE! | #VALUE! |  |  |  | #VALUE! | #VALUE! | #VALUE! | #VALUE! | #VALUE! | #VALUE! | #VALUE!
Saturday | 9 | 10 | 22 | 6070 | 0 | 0 | 0 | 0 | 0 | 0 | 0 | 0 | 0 | 0 | 0 | 0 | 0 | 0 | 0 | 0 | 0 | 0 | 0 | 0 | 0 | 0 | 0 | 0 | 0.024235 | 0 | 0.044899 | 0.053945 | 0.17 | 0 | 0 | 0 | 0 | 0 | 0 | 0 | 0 | 0 | 0 | 0 |  | 0 | 0 | 0 |  | #VALUE! | #VALUE! | #VALUE! | #VALUE! |  |  | #VALUE! | #VALUE! | 0 | 0 | 0.20123 | 0.20123 | #VALUE! | #VALUE! | #VALUE! | #VALUE! | 0 | 0 | 0.20123 | 0.20123 | #VALUE! | #VALUE! | #VALUE! | #VALUE! | 0 | 0 | 0.20123 | 0.20123 | #VALUE! | #VALUE! |  |  |  | #VALUE! | #VALUE! | #VALUE! | #VALUE! | #VALUE! | #VALUE! | #VALUE!
Saturday | 9 | 10 | 23 | 6071 | 0 | 0 | 0 | 0 | 0 | 0 | 0 | 0 | 0 | 0 | 0 | 0 | 0 | 0 | 0 | 0 | 0 | 0 | 0 | 0 | 0 | 0 | 0 | 0 | 0.010804 | 0 | 0.035871 | 0.022365 | 0.04 | 0 | 0 | 0 | 0 | 0 | 0 | 0 | 0 | 0 | 0 | 0 |  | 0 | 0 | 0 |  | #VALUE! | #VALUE! | #VALUE! | #VALUE! |  |  | #VALUE! | #VALUE! | 0 | 0 | 0.20123 | 0.20123 | #VALUE! | #VALUE! | #VALUE! | #VALUE! | 0 | 0 | 0.20123 | 0.20123 | #VALUE! | #VALUE! | #VALUE! | #VALUE! | 0 | 0 | 0.20123 | 0.20123 | #VALUE! | #VALUE! |  |  |  | #VALUE! | #VALUE! | #VALUE! | #VALUE! | #VALUE! | #VALUE! | #VALUE!
Saturday | 9 | 10 | 24 | 6072 | 0 | 0 | 0 | 0 | 0 | 0 | 0 | 0 | 0 | 0 | 0 | 0 | 0 | 0 | 0 | 0 | 0 | 0 | 0 | 0 | 0 | 0 | 0 | 0 | 0.010466 | 0 | 0.038722 | 0.022365 | 0.033 | 0 | 0 | 0 | 0 | 0 | 0 | 0 | 0 | 0 | 0 | 0 |  | 0 | 0 | 0 |  | #VALUE! | #VALUE! | #VALUE! | #VALUE! |  |  | #VALUE! | #VALUE! | 0 | 0 | 0.20123 | 0.20123 | #VALUE! | #VALUE! | #VALUE! | #VALUE! | 0 | 0 | 0.20123 | 0.20123 | #VALUE! | #VALUE! | #VALUE! | #VALUE! | 0 | 0 | 0.20123 | 0.20123 | #VALUE! | #VALUE! |  |  |  | #VALUE! | #VALUE! | #VALUE! | #VALUE! | #VALUE! | #VALUE! | #VALUE!
Sunday | 9 | 11 | 1 | 6073 | 0 | 0 | 0 | 0 | 0 | 0 | 0 | 0 | 0 | 0 | 0 | 0 | 0 | 0 | 0 | 0 | 0 | 0 | 0 | 0 | 0 | 0 | 0 | 0 | 0.010086 | 0 | 0.043473 | 0.023159 | 0.033 | 0 | 0 | 0 | 0 | 0 | 0 | 0 | 0 | 0 | 0 | 0 |  | 0 | 0 | 0 |  | #VALUE! | #VALUE! | #VALUE! | #VALUE! |  |  | #VALUE! | #VALUE! | 0 | 0 | 0.20123 | 0.20123 | #VALUE! | #VALUE! | #VALUE! | #VALUE! | 0 | 0 | 0.20123 | 0.20123 | #VALUE! | #VALUE! | #VALUE! | #VALUE! | 0 | 0 | 0.20123 | 0.20123 | #VALUE! | #VALUE! |  |  |  | #VALUE! | #VALUE! | #VALUE! | #VALUE! | #VALUE! | #VALUE! | #VALUE!
Sunday | 9 | 11 | 2 | 6074 | 0 | 0 | 0 | 0 | 0 | 0 | 0 | 0 | 0 | 0 | 0 | 0 | 0 | 0 | 0 | 0 | 0 | 0 | 0 | 0 | 0 | 0 | 0 | 0 | 0.0091544 | 0 | 0.044661 | 0.023159 | 0.027 | 0 | 0 | 0 | 0 | 0 | 0 | 0 | 0 | 0 | 0 | 0 |  | 0 | 0 | 0 |  | #VALUE! | #VALUE! | #VALUE! | #VALUE! |  |  | #VALUE! | #VALUE! | 0 | 0 | 0.20123 | 0.20123 | #VALUE! | #VALUE! | #VALUE! | #VALUE! | 0 | 0 | 0.20123 | 0.20123 | #VALUE! | #VALUE! | #VALUE! | #VALUE! | 0 | 0 | 0.20123 | 0.20123 | #VALUE! | #VALUE! |  |  |  | #VALUE! | #VALUE! | #VALUE! | #VALUE! | #VALUE! | #VALUE! | #VALUE!
Sunday | 9 | 11 | 3 | 6075 | 0 | 0 | 0 | 0 | 0 | 0 | 0 | 0 | 0 | 0 | 0 | 0 | 0 | 0 | 0 | 0 | 0 | 0 | 0 | 0 | 0 | 0 | 0 | 0 | 0.012599 | 0 | 0.04965 | 0.029821 | 0.071 | 0 | 0 | 0 | 0 | 0 | 0 | 0 | 0 | 0 | 0 | 0 |  | 0 | 0 | 0 |  | #VALUE! | #VALUE! | #VALUE! | #VALUE! |  |  | #VALUE! | #VALUE! | 0 | 0 | 0.20123 | 0.20123 | #VALUE! | #VALUE! | #VALUE! | #VALUE! | 0 | 0 | 0.20123 | 0.20123 | #VALUE! | #VALUE! | #VALUE! | #VALUE! | 0 | 0 | 0.20123 | 0.20123 | #VALUE! | #VALUE! |  |  |  | #VALUE! | #VALUE! | #VALUE! | #VALUE! | #VALUE! | #VALUE! | #VALUE!
Sunday | 9 | 11 | 4 | 6076 | 0 | 0 | 0 | 0 | 0 | 0 | 0 | 0 | 0 | 0 | 0 | 0 | 0 | 0 | 0 | 0 | 0 | 0 | 0 | 0 | 0 | 0 | 0 | 0 | 0.014634 | 0 | 0.049412 | 0.032358 | 0.094 | 0 | 0 | 0 | 0 | 0 | 0 | 0 | 0 | 0 | 0 | 0 |  | 0 | 0 | 0 |  | #VALUE! | #VALUE! | #VALUE! | #VALUE! |  |  | #VALUE! | #VALUE! | 0 | 0 | 0.20123 | 0.20123 | #VALUE! | #VALUE! | #VALUE! | #VALUE! | 0 | 0 | 0.20123 | 0.20123 | #VALUE! | #VALUE! | #VALUE! | #VALUE! | 0 | 0 | 0.20123 | 0.20123 | #VALUE! | #VALUE! |  |  |  | #VALUE! | #VALUE! | #VALUE! | #VALUE! | #VALUE! | #VALUE! | #VALUE!
Sunday | 9 | 11 | 5 | 6077 | 0 | 0 | 0 | 0 | 0 | 0 | 0 | 0 | 0 | 0 | 0 | 0 | 0 | 0 | 0 | 0 | 0 | 0 | 0 | 0 | 0 | 0 | 0 | 0 | 0.007513 | 0 | 0.040148 | 0.018241 | 0.011 | 0 | 0 | 0 | 0 | 0 | 0 | 0 | 0 | 0 | 0 | 0 |  | 0 | 0 | 0 |  | #VALUE! | #VALUE! | #VALUE! | #VALUE! |  |  | #VALUE! | #VALUE! | 0 | 0 | 0.20123 | 0.20123 | #VALUE! | #VALUE! | #VALUE! | #VALUE! | 0 | 0 | 0.20123 | 0.20123 | #VALUE! | #VALUE! | #VALUE! | #VALUE! | 0 | 0 | 0.20123 | 0.20123 | #VALUE! | #VALUE! |  |  |  | #VALUE! | #VALUE! | #VALUE! | #VALUE! | #VALUE! | #VALUE! | #VALUE!
Sunday | 9 | 11 | 6 | 6078 | 0 | 0 | 0 | 0 | 0 | 0 | 0 | 0 | 0 | 0 | 0 | 0 | 0 | 0 | 0 | 0 | 0 | 0 | 0 | 0 | 0 | 0 | 0 | 0 | 0.0072694 | 0 | 0.047987 | 0.022841 | 0.009 | 0 | 0 | 0 | 0 | 0 | 0 | 0 | 0 | 0 | 0 | 0 |  | 0 | 0 | 0 |  | #VALUE! | #VALUE! | #VALUE! | #VALUE! |  |  | #VALUE! | #VALUE! | 0 | 0 | 0.20123 | 0.20123 | #VALUE! | #VALUE! | #VALUE! | #VALUE! | 0 | 0 | 0.20123 | 0.20123 | #VALUE! | #VALUE! | #VALUE! | #VALUE! | 0 | 0 | 0.20123 | 0.20123 | #VALUE! | #VALUE! |  |  |  | #VALUE! | #VALUE! | #VALUE! | #VALUE! | #VALUE! | #VALUE! | #VALUE!
Sunday | 9 | 11 | 7 | 6079 | 0 | 0 | 0 | 0 | 0 | 0 | 0 | 0 | 0 | 0 | 0 | 0 | 0 | 0 | 0 | 0 | 0 | 0 | 0 | 0 | 0 | 0 | 0 | 0 | 0.019892 | 0 | 0.052263 | 0.043379 | 0.133 | 0 | 0 | 0 | 0 | 0 | 0 | 0 | 0 | 0 | 0 | 0 |  | 0 | 0 | 0 |  | #VALUE! | #VALUE! | #VALUE! | #VALUE! |  |  | #VALUE! | #VALUE! | 0 | 0 | 0.20123 | 0.20123 | #VALUE! | #VALUE! | #VALUE! | #VALUE! | 0 | 0 | 0.20123 | 0.20123 | #VALUE! | #VALUE! | #VALUE! | #VALUE! | 0 | 0 | 0.20123 | 0.20123 | #VALUE! | #VALUE! |  |  |  | #VALUE! | #VALUE! | #VALUE! | #VALUE! | #VALUE! | #VALUE! | #VALUE!
Sunday | 9 | 11 | 8 | 6080 | 0 | 0 | 0 | 0 | 0 | 0 | 0 | 0 | 0 | 0 | 0 | 0 | 0 | 0 | 0 | 0 | 0 | 0 | 0 | 0 | 0 | 0 | 0 | 0.0070653 | 0.033159 | 0 | 0.077066 | 0.18385 | 0.394 | 0 | 0 | 0 | 0 | 0 | 0 | 0 | 0 | 0 | 0 | 0 |  | 0 | 0 | 0 |  | #VALUE! | #VALUE! | #VALUE! | #VALUE! |  |  | #VALUE! | #VALUE! | 0 | 0 | 0.20123 | 0.20123 | #VALUE! | #VALUE! | #VALUE! | #VALUE! | 0 | 0 | 0.20123 | 0.20123 | #VALUE! | #VALUE! | #VALUE! | #VALUE! | 0 | 0 | 0.20123 | 0.20123 | #VALUE! | #VALUE! |  |  |  | #VALUE! | #VALUE! | #VALUE! | #VALUE! | #VALUE! | #VALUE! | #VALUE!
Sunday | 9 | 11 | 9 | 6081 | 0 | 0 | 0 | 0 | 0 | 0 | 0 | 0 | 0 | 0 | 0 | 0 | 0 | 0 | 0 | 0 | 0 | 0 | 0 | 0 | 0 | 0 | 0.126 | 0.11379 | 0.078119 | 0 | 0.097931 | 0.315 | 0.543 | 0 | 0 | 0 | 0 | 0 | 0 | 0 | 0 | 0 | 0 | 0 |  | 0 | 0 | 0 |  | #VALUE! | #VALUE! | #VALUE! | #VALUE! |  |  | #VALUE! | #VALUE! | 0 | 0 | 0.20123 | 0.20123 | #VALUE! | #VALUE! | #VALUE! | #VALUE! | 0 | 0 | 0.20123 | 0.20123 | #VALUE! | #VALUE! | #VALUE! | #VALUE! | 0 | 0 | 0.20123 | 0.20123 | #VALUE! | #VALUE! |  |  |  | #VALUE! | #VALUE! | #VALUE! | #VALUE! | #VALUE! | #VALUE! | #VALUE!
Sunday | 9 | 11 | 10 | 6082 | 0 | 0 | 0 | 0 | 0 | 0 | 0 | 0 | 0 | 0 | 0 | 0 | 0 | 0 | 0 | 0 | 0 | 0 | 0 | 0 | 0 | 0.2815 | 0.49467 | 0.47981 | 0.3802 | 0 | 0.12305 | 0.55161 | 0.691 | 0 | 0 | 0 | 0 | 0 | 0 | 0 | 0 | 0 | 0 | 0 |  | 0 | 0 | 0 |  | #VALUE! | #VALUE! | #VALUE! | #VALUE! |  |  | #VALUE! | #VALUE! | 0 | 0 | 0.20123 | 0.20123 | #VALUE! | #VALUE! | #VALUE! | #VALUE! | 0 | 0 | 0.20123 | 0.20123 | #VALUE! | #VALUE! | #VALUE! | #VALUE! | 0 | 0 | 0.20123 | 0.20123 | #VALUE! | #VALUE! |  |  |  | #VALUE! | #VALUE! | #VALUE! | #VALUE! | #VALUE! | #VALUE! | #VALUE!
Sunday | 9 | 11 | 11 | 6083 | 0 | 0 | 0 | 0 | 0 | 0 | 0 | 0 | 0 | 0 | 0 | 0 | 0 | 0 | 0 | 0 | 0 | 0 | 0 | 0 | 0 | 0.3395 | 0.55367 | 0.52096 | 0.38814 | 0.06 | 0.11847 | 0.6005 | 0.711 | 0 | 0 | 0 | 0 | 0 | 0 | 0 | 0 | 0 | 0 | 0 |  | 0 | 0 | 0 |  | #VALUE! | #VALUE! | #VALUE! | #VALUE! |  |  | #VALUE! | #VALUE! | 0 | 0 | 0.20123 | 0.20123 | #VALUE! | #VALUE! | #VALUE! | #VALUE! | 0 | 0 | 0.20123 | 0.20123 | #VALUE! | #VALUE! | #VALUE! | #VALUE! | 0 | 0 | 0.20123 | 0.20123 | #VALUE! | #VALUE! |  |  |  | #VALUE! | #VALUE! | #VALUE! | #VALUE! | #VALUE! | #VALUE! | #VALUE!
Sunday | 9 | 11 | 12 | 6084 | 0 | 0 | 0 | 0 | 0 | 0 | 0 | 0 | 0 | 0 | 0 | 0 | 0 | 0 | 0 | 0 | 0 | 0 | 0 | 0 | 0 | 0.3945 | 0.61942 | 0.58457 | 0.45146 | 0.1265 | 0.11945 | 0.65539 | 0.743 | 0 | 0 | 0 | 0 | 0 | 0 | 0 | 0 | 0 | 0 | 0 |  | 0 | 0 | 0 |  | #VALUE! | #VALUE! | #VALUE! | #VALUE! |  |  | #VALUE! | #VALUE! | 0 | 0 | 0.20123 | 0.20123 | #VALUE! | #VALUE! | #VALUE! | #VALUE! | 0 | 0 | 0.20123 | 0.20123 | #VALUE! | #VALUE! | #VALUE! | #VALUE! | 0 | 0 | 0.20123 | 0.20123 | #VALUE! | #VALUE! |  |  |  | #VALUE! | #VALUE! | #VALUE! | #VALUE! | #VALUE! | #VALUE! | #VALUE!
Sunday | 9 | 11 | 13 | 6085 | 0 | 0 | 0 | 0 | 0 | 0 | 0 | 0 | 0 | 0 | 0 | 0 | 0 | 0 | 0 | 0 | 0 | 0 | 0 | 0 | 0 | 0.442 | 0.67233 | 0.63703 | 0.48918 | 0.189 | 0.12186 | 0.70518 | 0.774 | 0 | 0 | 0 | 0 | 0 | 0 | 0 | 0 | 0 | 0 | 0 |  | 0 | 0 | 0 |  | #VALUE! | #VALUE! | #VALUE! | #VALUE! |  |  | #VALUE! | #VALUE! | 0 | 0 | 0.20123 | 0.20123 | #VALUE! | #VALUE! | #VALUE! | #VALUE! | 0 | 0 | 0.20123 | 0.20123 | #VALUE! | #VALUE! | #VALUE! | #VALUE! | 0 | 0 | 0.20123 | 0.20123 | #VALUE! | #VALUE! |  |  |  | #VALUE! | #VALUE! | #VALUE! | #VALUE! | #VALUE! | #VALUE! | #VALUE!
Sunday | 9 | 11 | 14 | 6086 | 0 | 0 | 0 | 0 | 0 | 0 | 0 | 0 | 0 | 0 | 0 | 0 | 0 | 0 | 0 | 0 | 0 | 0 | 0 | 0 | 0 | 0.5025 | 0.74383 | 0.70559 | 0.54537 | 0.23575 | 0.13542 | 0.77278 | 0.831 | 0 | 0 | 0 | 0 | 0 | 0 | 0 | 0 | 0 | 0 | 0 |  | 0 | 0 | 0 |  | #VALUE! | #VALUE! | #VALUE! | #VALUE! |  |  | #VALUE! | #VALUE! | 0 | 0 | 0.20123 | 0.20123 | #VALUE! | #VALUE! | #VALUE! | #VALUE! | 0 | 0 | 0.20123 | 0.20123 | #VALUE! | #VALUE! | #VALUE! | #VALUE! | 0 | 0 | 0.20123 | 0.20123 | #VALUE! | #VALUE! |  |  |  | #VALUE! | #VALUE! | #VALUE! | #VALUE! | #VALUE! | #VALUE! | #VALUE!
Sunday | 9 | 11 | 15 | 6087 | 0 | 0 | 0 | 0 | 0 | 0 | 0 | 0 | 0 | 0 | 0 | 0 | 0 | 0 | 0 | 0 | 0 | 0 | 0 | 0 | 0 | 0.484 | 0.66858 | 0.64846 | 0.47835 | 0.278 | 0.085783 | 0.73443 | 0.78 | 0 | 0 | 0 | 0 | 0 | 0 | 0 | 0 | 0 | 0 | 0 |  | 0 | 0 | 0 |  | #VALUE! | #VALUE! | #VALUE! | #VALUE! |  |  | #VALUE! | #VALUE! | 0 | 0 | 0.20123 | 0.20123 | #VALUE! | #VALUE! | #VALUE! | #VALUE! | 0 | 0 | 0.20123 | 0.20123 | #VALUE! | #VALUE! | #VALUE! | #VALUE! | 0 | 0 | 0.20123 | 0.20123 | #VALUE! | #VALUE! |  |  |  | #VALUE! | #VALUE! | #VALUE! | #VALUE! | #VALUE! | #VALUE! | #VALUE!
Sunday | 9 | 11 | 16 | 6088 | 0 | 0 | 0 | 0 | 0 | 0 | 0 | 0 | 0 | 0 | 0 | 0 | 0 | 0 | 0 | 0 | 0 | 0 | 0 | 0 | 0 | 0.506 | 0.69958 | 0.67453 | 0.50331 | 0.23975 | 0.097435 | 0.75194 | 0.78 | 0 | 0 | 0 | 0 | 0 | 0 | 0 | 0 | 0 | 0 | 0 |  | 0 | 0 | 0 |  | #VALUE! | #VALUE! | #VALUE! | #VALUE! |  |  | #VALUE! | #VALUE! | 0 | 0 | 0.20123 | 0.20123 | #VALUE! | #VALUE! | #VALUE! | #VALUE! | 0 | 0 | 0.20123 | 0.20123 | #VALUE! | #VALUE! | #VALUE! | #VALUE! | 0 | 0 | 0.20123 | 0.20123 | #VALUE! | #VALUE! |  |  |  | #VALUE! | #VALUE! | #VALUE! | #VALUE! | #VALUE! | #VALUE! | #VALUE!
Sunday | 9 | 11 | 17 | 6089 | 0 | 0 | 0 | 0 | 0 | 0 | 0 | 0 | 0 | 0 | 0 | 0 | 0 | 0 | 0 | 0 | 0 | 0 | 0 | 0 | 0 | 0.459 | 0.63333 | 0.61543 | 0.4306 | 0.23825 | 0.080783 | 0.68817 | 0.724 | 0 | 0 | 0 | 0 | 0 | 0 | 0 | 0 | 0 | 0 | 0 |  | 0 | 0 | 0 |  | #VALUE! | #VALUE! | #VALUE! | #VALUE! |  |  | #VALUE! | #VALUE! | 0 | 0 | 0.20123 | 0.20123 | #VALUE! | #VALUE! | #VALUE! | #VALUE! | 0 | 0 | 0.20123 | 0.20123 | #VALUE! | #VALUE! | #VALUE! | #VALUE! | 0 | 0 | 0.20123 | 0.20123 | #VALUE! | #VALUE! |  |  |  | #VALUE! | #VALUE! | #VALUE! | #VALUE! | #VALUE! | #VALUE! | #VALUE!
Sunday | 9 | 11 | 18 | 6090 | 0 | 0 | 0 | 0 | 0 | 0 | 0 | 0 | 0 | 0 | 0 | 0 | 0 | 0 | 0 | 0 | 0 | 0 | 0 | 0 | 0 | 0.4195 | 0.5665 | 0.55741 | 0.36866 | 0.1685 | 0.067324 | 0.62674 | 0.675 | 0 | 0 | 0 | 0 | 0 | 0 | 0 | 0 | 0 | 0 | 0 |  | 0 | 0 | 0 |  | #VALUE! | #VALUE! | #VALUE! | #VALUE! |  |  | #VALUE! | #VALUE! | 0 | 0 | 0.20123 | 0.20123 | #VALUE! | #VALUE! | #VALUE! | #VALUE! | 0 | 0 | 0.20123 | 0.20123 | #VALUE! | #VALUE! | #VALUE! | #VALUE! | 0 | 0 | 0.20123 | 0.20123 | #VALUE! | #VALUE! |  |  |  | #VALUE! | #VALUE! | #VALUE! | #VALUE! | #VALUE! | #VALUE! | #VALUE!
Sunday | 9 | 11 | 19 | 6091 | 0 | 0 | 0 | 0 | 0 | 0 | 0 | 0 | 0 | 0 | 0 | 0 | 0 | 0 | 0 | 0 | 0 | 0 | 0 | 0 | 0 | 0.369 | 0.50575 | 0.48853 | 0.30304 | 0.062 | 0.086434 | 0.56437 | 0.63 | 0 | 0 | 0 | 0 | 0 | 0 | 0 | 0 | 0 | 0 | 0 |  | 0 | 0 | 0 |  | #VALUE! | #VALUE! | #VALUE! | #VALUE! |  |  | #VALUE! | #VALUE! | 0 | 0 | 0.20123 | 0.20123 | #VALUE! | #VALUE! | #VALUE! | #VALUE! | 0 | 0 | 0.20123 | 0.20123 | #VALUE! | #VALUE! | #VALUE! | #VALUE! | 0 | 0 | 0.20123 | 0.20123 | #VALUE! | #VALUE! |  |  |  | #VALUE! | #VALUE! | #VALUE! | #VALUE! | #VALUE! | #VALUE! | #VALUE!
Sunday | 9 | 11 | 20 | 6092 | 0 | 0 | 0 | 0 | 0 | 0 | 0 | 0 | 0 | 0 | 0 | 0 | 0 | 0 | 0 | 0 | 0 | 0 | 0 | 0 | 0 | 0.3465 | 0.47683 | 0.44009 | 0.089562 | 0.00875 | 0.08899 | 0.54457 | 0.621 | 0 | 0 | 0 | 0 | 0 | 0 | 0 | 0 | 0 | 0 | 0 |  | 0 | 0 | 0 |  | #VALUE! | #VALUE! | #VALUE! | #VALUE! |  |  | #VALUE! | #VALUE! | 0 | 0 | 0.20123 | 0.20123 | #VALUE! | #VALUE! | #VALUE! | #VALUE! | 0 | 0 | 0.20123 | 0.20123 | #VALUE! | #VALUE! | #VALUE! | #VALUE! | 0 | 0 | 0.20123 | 0.20123 | #VALUE! | #VALUE! |  |  |  | #VALUE! | #VALUE! | #VALUE! | #VALUE! | #VALUE! | #VALUE! | #VALUE!
Sunday | 9 | 11 | 21 | 6093 | 0 | 0 | 0 | 0 | 0 | 0 | 0 | 0 | 0 | 0 | 0 | 0 | 0 | 0 | 0 | 0 | 0 | 0 | 0 | 0 | 0 | 0.3315 | 0.45792 | 0.40754 | 0.073513 | 0 | 0.090878 | 0.53269 | 0.62 | 0 | 0 | 0 | 0 | 0 | 0 | 0 | 0 | 0 | 0 | 0 |  | 0 | 0 | 0 |  | #VALUE! | #VALUE! | #VALUE! | #VALUE! |  |  | #VALUE! | #VALUE! | 0 | 0 | 0.20123 | 0.20123 | #VALUE! | #VALUE! | #VALUE! | #VALUE! | 0 | 0 | 0.20123 | 0.20123 | #VALUE! | #VALUE! | #VALUE! | #VALUE! | 0 | 0 | 0.20123 | 0.20123 | #VALUE! | #VALUE! |  |  |  | #VALUE! | #VALUE! | #VALUE! | #VALUE! | #VALUE! | #VALUE! | #VALUE!
Sunday | 9 | 11 | 22 | 6094 | 0 | 0 | 0 | 0 | 0 | 0 | 0 | 0 | 0 | 0 | 0 | 0 | 0 | 0 | 0 | 0 | 0 | 0 | 0 | 0 | 0 | 0.307 | 0.42767 | 0.36341 | 0.065773 | 0 | 0.085264 | 0.49815 | 0.599 | 0 | 0 | 0 | 0 | 0 | 0 | 0 | 0 | 0 | 0 | 0 |  | 0 | 0 | 0 |  | #VALUE! | #VALUE! | #VALUE! | #VALUE! |  |  | #VALUE! | #VALUE! | 0 | 0 | 0.20123 | 0.20123 | #VALUE! | #VALUE! | #VALUE! | #VALUE! | 0 | 0 | 0.20123 | 0.20123 | #VALUE! | #VALUE! | #VALUE! | #VALUE! | 0 | 0 | 0.20123 | 0.20123 | #VALUE! | #VALUE! |  |  |  | #VALUE! | #VALUE! | #VALUE! | #VALUE! | #VALUE! | #VALUE! | #VALUE!
Sunday | 9 | 11 | 23 | 6095 | 0 | 0 | 0 | 0 | 0 | 0 | 0 | 0 | 0 | 0 | 0 | 0 | 0 | 0 | 0 | 0 | 0 | 0 | 0 | 0 | 0 | 0.281 | 0.39292 | 0.3059 | 0.034549 | 0 | 0.081551 | 0.45115 | 0.521 | 0 | 0 | 0 | 0 | 0 | 0 | 0 | 0 | 0 | 0 | 0 |  | 0 | 0 | 0 |  | #VALUE! | #VALUE! | #VALUE! | #VALUE! |  |  | #VALUE! | #VALUE! | 0 | 0 | 0.20123 | 0.20123 | #VALUE! | #VALUE! | #VALUE! | #VALUE! | 0 | 0 | 0.20123 | 0.20123 | #VALUE! | #VALUE! | #VALUE! | #VALUE! | 0 | 0 | 0.20123 | 0.20123 | #VALUE! | #VALUE! |  |  |  | #VALUE! | #VALUE! | #VALUE! | #VALUE! | #VALUE! | #VALUE! | #VALUE!
Sunday | 9 | 11 | 24 | 6096 | 0 | 0 | 0 | 0 | 0 | 0 | 0 | 0 | 0 | 0 | 0 | 0 | 0 | 0 | 0 | 0 | 0 | 0 | 0 | 0 | 0 | 0.2645 | 0.17017 | 0.15613 | 0.035394 | 0 | 0.075473 | 0.31201 | 0.492 | 0 | 0 | 0 | 0 | 0 | 0 | 0 | 0 | 0 | 0 | 0 |  | 0 | 0 | 0 |  | #VALUE! | #VALUE! | #VALUE! | #VALUE! |  |  | #VALUE! | #VALUE! | 0 | 0 | 0.20123 | 0.20123 | #VALUE! | #VALUE! | #VALUE! | #VALUE! | 0 | 0 | 0.20123 | 0.20123 | #VALUE! | #VALUE! | #VALUE! | #VALUE! | 0 | 0 | 0.20123 | 0.20123 | #VALUE! | #VALUE! |  |  |  | #VALUE! | #VALUE! | #VALUE! | #VALUE! | #VALUE! | #VALUE! | #VALUE!
Monday | 9 | 12 | 1 | 6097 | 0 | 0 | 0 | 0 | 0 | 0 | 0 | 0 | 0 | 0 | 0 | 0 | 0 | 0 | 0 | 0 | 0 | 0 | 0 | 0 | 0 | 0.25 | 0.13567 | 0.14797 | 0.034397 | 0 | 0.07735 | 0.27273 | 0.482 | 0 | 0 | 0 | 0 | 0 | 0 | 0 | 0 | 0 | 0 | 0 |  | 0 | 0 | 0 |  | #VALUE! | #VALUE! | #VALUE! | #VALUE! |  |  | #VALUE! | #VALUE! | 0 | 0 | 0.20123 | 0.20123 | #VALUE! | #VALUE! | #VALUE! | #VALUE! | 0 | 0 | 0.20123 | 0.20123 | #VALUE! | #VALUE! | #VALUE! | #VALUE! | 0 | 0 | 0.20123 | 0.20123 | #VALUE! | #VALUE! |  |  |  | #VALUE! | #VALUE! | #VALUE! | #VALUE! | #VALUE! | #VALUE! | #VALUE!
Monday | 9 | 12 | 2 | 6098 | 0 | 0 | 0 | 0 | 0 | 0 | 0 | 0 | 0 | 0 | 0 | 0 | 0 | 0 | 0 | 0 | 0 | 0 | 0 | 0 | 0 | 0.2405 | 0.13367 | 0.1444 | 0.034216 | 0 | 0.0783 | 0.25557 | 0.482 | 0 | 0 | 0 | 0 | 0 | 0 | 0 | 0 | 0 | 0 | 0 |  | 0 | 0 | 0 |  | #VALUE! | #VALUE! | #VALUE! | #VALUE! |  |  | #VALUE! | #VALUE! | 0 | 0 | 0.20123 | 0.20123 | #VALUE! | #VALUE! | #VALUE! | #VALUE! | 0 | 0 | 0.20123 | 0.20123 | #VALUE! | #VALUE! | #VALUE! | #VALUE! | 0 | 0 | 0.20123 | 0.20123 | #VALUE! | #VALUE! |  |  |  | #VALUE! | #VALUE! | #VALUE! | #VALUE! | #VALUE! | #VALUE! | #VALUE!
Monday | 9 | 12 | 3 | 6099 | 0 | 0 | 0 | 0 | 0 | 0 | 0 | 0 | 0 | 0 | 0 | 0 | 0 | 0 | 0 | 0 | 0 | 0 | 0 | 0 | 0 | 0.1305 | 0 | 0.0010227 | 0.034002 | 0 | 0.07246 | 0.22761 | 0.452 | 0 | 0 | 0 | 0 | 0 | 0 | 0 | 0 | 0 | 0 | 0 |  | 0 | 0 | 0 |  | #VALUE! | #VALUE! | #VALUE! | #VALUE! |  |  | #VALUE! | #VALUE! | 0 | 0 | 0.20123 | 0.20123 | #VALUE! | #VALUE! | #VALUE! | #VALUE! | 0 | 0 | 0.20123 | 0.20123 | #VALUE! | #VALUE! | #VALUE! | #VALUE! | 0 | 0 | 0.20123 | 0.20123 | #VALUE! | #VALUE! |  |  |  | #VALUE! | #VALUE! | #VALUE! | #VALUE! | #VALUE! | #VALUE! | #VALUE!
Monday | 9 | 12 | 4 | 6100 | 0 | 0 | 0 | 0 | 0 | 0 | 0 | 0 | 0 | 0 | 0 | 0 | 0 | 0 | 0 | 0 | 0 | 0 | 0 | 0 | 0 | 0 | 0 | 0 | 0.032203 | 0 | 0.063121 | 0.12443 | 0.359 | 0 | 0 | 0 | 0 | 0 | 0 | 0 | 0 | 0 | 0 | 0 |  | 0 | 0 | 0 |  | #VALUE! | #VALUE! | #VALUE! | #VALUE! |  |  | #VALUE! | #VALUE! | 0 | 0 | 0.20123 | 0.20123 | #VALUE! | #VALUE! | #VALUE! | #VALUE! | 0 | 0 | 0.20123 | 0.20123 | #VALUE! | #VALUE! | #VALUE! | #VALUE! | 0 | 0 | 0.20123 | 0.20123 | #VALUE! | #VALUE! |  |  |  | #VALUE! | #VALUE! | #VALUE! | #VALUE! | #VALUE! | #VALUE! | #VALUE!
Monday | 9 | 12 | 5 | 6101 | 0 | 0 | 0 | 0 | 0 | 0 | 0 | 0 | 0 | 0 | 0 | 0 | 0 | 0 | 0 | 0 | 0 | 0 | 0 | 0 | 0 | 0 | 0 | 0 | 0.026138 | 0 | 0.037059 | 0.039935 | 0.191 | 0 | 0 | 0 | 0 | 0 | 0 | 0 | 0 | 0 | 0 | 0 |  | 0 | 0 | 0 |  | #VALUE! | #VALUE! | #VALUE! | #VALUE! |  |  | #VALUE! | #VALUE! | 0 | 0 | 0.20123 | 0.20123 | #VALUE! | #VALUE! | #VALUE! | #VALUE! | 0 | 0 | 0.20123 | 0.20123 | #VALUE! | #VALUE! | #VALUE! | #VALUE! | 0 | 0 | 0.20123 | 0.20123 | #VALUE! | #VALUE! |  |  |  | #VALUE! | #VALUE! | #VALUE! | #VALUE! | #VALUE! | #VALUE! | #VALUE!
Monday | 9 | 12 | 6 | 6102 | 0 | 0 | 0 | 0 | 0 | 0 | 0 | 0 | 0 | 0 | 0 | 0 | 0 | 0 | 0 | 0 | 0 | 0 | 0 | 0 | 0 | 0 | 0 | 0 | 0.023684 | 0 | 0 | 0.03108 | 0.149 | 0 | 0 | 0 | 0 | 0 | 0 | 0 | 0 | 0 | 0 | 0 |  | 0 | 0 | 0 |  | #VALUE! | #VALUE! | #VALUE! | #VALUE! |  |  | #VALUE! | #VALUE! | 0 | 0 | 0.20123 | 0.20123 | #VALUE! | #VALUE! | #VALUE! | #VALUE! | 0 | 0 | 0.20123 | 0.20123 | #VALUE! | #VALUE! | #VALUE! | #VALUE! | 0 | 0 | 0.20123 | 0.20123 | #VALUE! | #VALUE! |  |  |  | #VALUE! | #VALUE! | #VALUE! | #VALUE! | #VALUE! | #VALUE! | #VALUE!
Monday | 9 | 12 | 7 | 6103 | 0 | 0 | 0 | 0 | 0 | 0 | 0 | 0 | 0 | 0 | 0 | 0 | 0 | 0 | 0 | 0 | 0 | 0 | 0 | 0 | 0 | 0 | 0 | 0 | 0.012393 | 0 | 0 | 0.0068207 | 0.018 | 0 | 0 | 0 | 0 | 0 | 0 | 0 | 0 | 0 | 0 | 0 |  | 0 | 0 | 0 |  | #VALUE! | #VALUE! | #VALUE! | #VALUE! |  |  | #VALUE! | #VALUE! | 0 | 0 | 0.20123 | 0.20123 | #VALUE! | #VALUE! | #VALUE! | #VALUE! | 0 | 0 | 0.20123 | 0.20123 | #VALUE! | #VALUE! | #VALUE! | #VALUE! | 0 | 0 | 0.20123 | 0.20123 | #VALUE! | #VALUE! |  |  |  | #VALUE! | #VALUE! | #VALUE! | #VALUE! | #VALUE! | #VALUE! | #VALUE!
Monday | 9 | 12 | 8 | 6104 | 0 | 0 | 0 | 0 | 0 | 0 | 0 | 0 | 0 | 0 | 0 | 0 | 0 | 0 | 0 | 0 | 0 | 0 | 0 | 0 | 0 | 0 | 0 | 0 | 0.0058294 | 0 | 0 | 0.00063448 | 0 | 0 | 0 | 0 | 0 | 0 | 0 | 0 | 0 | 0 | 0 | 0 |  | 0 | 0 | 0 |  | #VALUE! | #VALUE! | #VALUE! | #VALUE! |  |  | #VALUE! | #VALUE! | 0 | 0 | 0.20123 | 0.20123 | #VALUE! | #VALUE! | #VALUE! | #VALUE! | 0 | 0 | 0.20123 | 0.20123 | #VALUE! | #VALUE! | #VALUE! | #VALUE! | 0 | 0 | 0.20123 | 0.20123 | #VALUE! | #VALUE! |  |  |  | #VALUE! | #VALUE! | #VALUE! | #VALUE! | #VALUE! | #VALUE! | #VALUE!
Monday | 9 | 12 | 9 | 6105 | 0 | 0 | 0 | 0 | 0 | 0 | 0 | 0 | 0 | 0 | 0 | 0 | 0 | 0 | 0 | 0 | 0 | 0 | 0 | 0 | 0 | 0 | 0 | 0 | 0.0021966 | 0 | 0 | 0 | 0 | 0 | 0 | 0 | 0 | 0 | 0 | 0 | 0 | 0 | 0 | 0 |  | 0 | 0 | 0 |  | #VALUE! | #VALUE! | #VALUE! | #VALUE! |  |  | #VALUE! | #VALUE! | 0 | 0 | 0.20123 | 0.20123 | #VALUE! | #VALUE! | #VALUE! | #VALUE! | 0 | 0 | 0.20123 | 0.20123 | #VALUE! | #VALUE! | #VALUE! | #VALUE! | 0 | 0 | 0.20123 | 0.20123 | #VALUE! | #VALUE! |  |  |  | #VALUE! | #VALUE! | #VALUE! | #VALUE! | #VALUE! | #VALUE! | #VALUE!
Monday | 9 | 12 | 10 | 6106 | 0 | 0 | 0 | 0 | 0 | 0 | 0 | 0 | 0 | 0 | 0 | 0 | 0 | 0 | 0 | 0 | 0 | 0 | 0 | 0 | 0 | 0 | 0 | 0 | 0.0044991 | 0 | 0 | 0.00031724 | 0 | 0 | 0 | 0 | 0 | 0 | 0 | 0 | 0 | 0 | 0 | 0 |  | 0 | 0 | 0 |  | #VALUE! | #VALUE! | #VALUE! | #VALUE! |  |  | #VALUE! | #VALUE! | 0 | 0 | 0.20123 | 0.20123 | #VALUE! | #VALUE! | #VALUE! | #VALUE! | 0 | 0 | 0.20123 | 0.20123 | #VALUE! | #VALUE! | #VALUE! | #VALUE! | 0 | 0 | 0.20123 | 0.20123 | #VALUE! | #VALUE! |  |  |  | #VALUE! | #VALUE! | #VALUE! | #VALUE! | #VALUE! | #VALUE! | #VALUE!
Monday | 9 | 12 | 11 | 6107 | 0 | 0 | 0 | 0 | 0 | 0 | 0 | 0 | 0 | 0 | 0 | 0 | 0 | 0 | 0 | 0 | 0 | 0 | 0 | 0 | 0 | 0 | 0 | 0 | 0.014801 | 0 | 0 | 0.0061862 | 0.005 | 0 | 0 | 0 | 0 | 0 | 0 | 0 | 0 | 0 | 0 | 0 |  | 0 | 0 | 0 |  | #VALUE! | #VALUE! | #VALUE! | #VALUE! |  |  | #VALUE! | #VALUE! | 0 | 0 | 0.20123 | 0.20123 | #VALUE! | #VALUE! | #VALUE! | #VALUE! | 0 | 0 | 0.20123 | 0.20123 | #VALUE! | #VALUE! | #VALUE! | #VALUE! | 0 | 0 | 0.20123 | 0.20123 | #VALUE! | #VALUE! |  |  |  | #VALUE! | #VALUE! | #VALUE! | #VALUE! | #VALUE! | #VALUE! | #VALUE!
Monday | 9 | 12 | 12 | 6108 | 0 | 0 | 0 | 0 | 0 | 0 | 0 | 0 | 0 | 0 | 0 | 0 | 0 | 0 | 0 | 0 | 0 | 0 | 0 | 0 | 0 | 0 | 0 | 0 | 0.02765 | 0.00325 | 0 | 0.017014 | 0.07 | 0 | 0 | 0 | 0 | 0 | 0 | 0 | 0 | 0 | 0 | 0 |  | 0 | 0 | 0 |  | #VALUE! | #VALUE! | #VALUE! | #VALUE! |  |  | #VALUE! | #VALUE! | 0 | 0 | 0.20123 | 0.20123 | #VALUE! | #VALUE! | #VALUE! | #VALUE! | 0 | 0 | 0.20123 | 0.20123 | #VALUE! | #VALUE! | #VALUE! | #VALUE! | 0 | 0 | 0.20123 | 0.20123 | #VALUE! | #VALUE! |  |  |  | #VALUE! | #VALUE! | #VALUE! | #VALUE! | #VALUE! | #VALUE! | #VALUE!
Monday | 9 | 12 | 13 | 6109 | 0 | 0 | 0 | 0 | 0 | 0 | 0 | 0 | 0 | 0 | 0 | 0 | 0 | 0 | 0 | 0 | 0 | 0 | 0 | 0 | 0 | 0 | 0 | 0 | 0.032013 | 0.06925 | 0 | 0.040742 | 0.122 | 0 | 0 | 0 | 0 | 0 | 0 | 0 | 0 | 0 | 0 | 0 |  | 0 | 0 | 0 |  | #VALUE! | #VALUE! | #VALUE! | #VALUE! |  |  | #VALUE! | #VALUE! | 0 | 0 | 0.20123 | 0.20123 | #VALUE! | #VALUE! | #VALUE! | #VALUE! | 0 | 0 | 0.20123 | 0.20123 | #VALUE! | #VALUE! | #VALUE! | #VALUE! | 0 | 0 | 0.20123 | 0.20123 | #VALUE! | #VALUE! |  |  |  | #VALUE! | #VALUE! | #VALUE! | #VALUE! | #VALUE! | #VALUE! | #VALUE!
Monday | 9 | 12 | 14 | 6110 | 0 | 0 | 0 | 0 | 0 | 0 | 0 | 0 | 0 | 0 | 0 | 0 | 0 | 0 | 0 | 0 | 0 | 0 | 0 | 0 | 0 | 0 | 0 | 0 | 0.032425 | 0.02375 | 0.00027752 | 0.059153 | 0.144 | 0 | 0 | 0 | 0 | 0 | 0 | 0 | 0 | 0 | 0 | 0 |  | 0 | 0 | 0 |  | #VALUE! | #VALUE! | #VALUE! | #VALUE! |  |  | #VALUE! | #VALUE! | 0 | 0 | 0.20123 | 0.20123 | #VALUE! | #VALUE! | #VALUE! | #VALUE! | 0 | 0 | 0.20123 | 0.20123 | #VALUE! | #VALUE! | #VALUE! | #VALUE! | 0 | 0 | 0.20123 | 0.20123 | #VALUE! | #VALUE! |  |  |  | #VALUE! | #VALUE! | #VALUE! | #VALUE! | #VALUE! | #VALUE! | #VALUE!
Monday | 9 | 12 | 15 | 6111 | 0 | 0 | 0 | 0 | 0 | 0 | 0 | 0 | 0 | 0 | 0 | 0 | 0 | 0 | 0 | 0 | 0 | 0 | 0 | 0 | 0 | 0 | 0 | 0.001625 | 0.031706 | 0 | 0.00061285 | 0.078451 | 0.162 | 0 | 0 | 0 | 0 | 0 | 0 | 0 | 0 | 0 | 0 | 0 |  | 0 | 0 | 0 |  | #VALUE! | #VALUE! | #VALUE! | #VALUE! |  |  | #VALUE! | #VALUE! | 0 | 0 | 0.20123 | 0.20123 | #VALUE! | #VALUE! | #VALUE! | #VALUE! | 0 | 0 | 0.20123 | 0.20123 | #VALUE! | #VALUE! | #VALUE! | #VALUE! | 0 | 0 | 0.20123 | 0.20123 | #VALUE! | #VALUE! |  |  |  | #VALUE! | #VALUE! | #VALUE! | #VALUE! | #VALUE! | #VALUE! | #VALUE!
Monday | 9 | 12 | 16 | 6112 | 0 | 0 | 0 | 0 | 0 | 0 | 0 | 0 | 0 | 0 | 0 | 0 | 0 | 0 | 0 | 0 | 0 | 0 | 0 | 0 | 0 | 0 | 0 | 0.00046875 | 0.031556 | 0 | 0.00028908 | 0.066965 | 0.144 | 0 | 0 | 0 | 0 | 0 | 0 | 0 | 0 | 0 | 0 | 0 |  | 0 | 0 | 0 |  | #VALUE! | #VALUE! | #VALUE! | #VALUE! |  |  | #VALUE! | #VALUE! | 0 | 0 | 0.20123 | 0.20123 | #VALUE! | #VALUE! | #VALUE! | #VALUE! | 0 | 0 | 0.20123 | 0.20123 | #VALUE! | #VALUE! | #VALUE! | #VALUE! | 0 | 0 | 0.20123 | 0.20123 | #VALUE! | #VALUE! |  |  |  | #VALUE! | #VALUE! | #VALUE! | #VALUE! | #VALUE! | #VALUE! | #VALUE!
Monday | 9 | 12 | 17 | 6113 | 0 | 0 | 0 | 0 | 0 | 0 | 0 | 0 | 0 | 0 | 0 | 0 | 0 | 0 | 0 | 0 | 0 | 0 | 0 | 0 | 0 | 0 | 0 | 0 | 0.02824 | 0 | 0 | 0.052864 | 0.127 | 0 | 0 | 0 | 0 | 0 | 0 | 0 | 0 | 0 | 0 | 0 |  | 0 | 0 | 0 |  | #VALUE! | #VALUE! | #VALUE! | #VALUE! |  |  | #VALUE! | #VALUE! | 0 | 0 | 0.20123 | 0.20123 | #VALUE! | #VALUE! | #VALUE! | #VALUE! | 0 | 0 | 0.20123 | 0.20123 | #VALUE! | #VALUE! | #VALUE! | #VALUE! | 0 | 0 | 0.20123 | 0.20123 | #VALUE! | #VALUE! |  |  |  | #VALUE! | #VALUE! | #VALUE! | #VALUE! | #VALUE! | #VALUE! | #VALUE!
Monday | 9 | 12 | 18 | 6114 | 0 | 0 | 0 | 0 | 0 | 0 | 0 | 0 | 0 | 0 | 0 | 0 | 0 | 0 | 0 | 0 | 0 | 0 | 0 | 0 | 0 | 0 | 0 | 0 | 0.026826 | 0 | 0 | 0.038393 | 0.109 | 0 | 0 | 0 | 0 | 0 | 0 | 0 | 0 | 0 | 0 | 0 |  | 0 | 0 | 0 |  | #VALUE! | #VALUE! | #VALUE! | #VALUE! |  |  | #VALUE! | #VALUE! | 0 | 0 | 0.20123 | 0.20123 | #VALUE! | #VALUE! | #VALUE! | #VALUE! | 0 | 0 | 0.20123 | 0.20123 | #VALUE! | #VALUE! | #VALUE! | #VALUE! | 0 | 0 | 0.20123 | 0.20123 | #VALUE! | #VALUE! |  |  |  | #VALUE! | #VALUE! | #VALUE! | #VALUE! | #VALUE! | #VALUE! | #VALUE!
Monday | 9 | 12 | 19 | 6115 | 0 | 0 | 0 | 0 | 0 | 0 | 0 | 0 | 0 | 0 | 0 | 0 | 0 | 0 | 0 | 0 | 0 | 0 | 0 | 0 | 0 | 0 | 0 | 0 | 0.02532 | 0 | 0 | 0.034233 | 0.106 | 0 | 0 | 0 | 0 | 0 | 0 | 0 | 0 | 0 | 0 | 0 |  | 0 | 0 | 0 |  | #VALUE! | #VALUE! | #VALUE! | #VALUE! |  |  | #VALUE! | #VALUE! | 0 | 0 | 0.20123 | 0.20123 | #VALUE! | #VALUE! | #VALUE! | #VALUE! | 0 | 0 | 0.20123 | 0.20123 | #VALUE! | #VALUE! | #VALUE! | #VALUE! | 0 | 0 | 0.20123 | 0.20123 | #VALUE! | #VALUE! |  |  |  | #VALUE! | #VALUE! | #VALUE! | #VALUE! | #VALUE! | #VALUE! | #VALUE!
Monday | 9 | 12 | 20 | 6116 | 0 | 0 | 0 | 0 | 0 | 0 | 0 | 0 | 0 | 0 | 0 | 0 | 0 | 0 | 0 | 0 | 0 | 0 | 0 | 0 | 0 | 0 | 0 | 0 | 0.02199 | 0 | 0 | 0.022346 | 0.082 | 0 | 0 | 0 | 0 | 0 | 0 | 0 | 0 | 0 | 0 | 0 |  | 0 | 0 | 0 |  | #VALUE! | #VALUE! | #VALUE! | #VALUE! |  |  | #VALUE! | #VALUE! | 0 | 0 | 0.20123 | 0.20123 | #VALUE! | #VALUE! | #VALUE! | #VALUE! | 0 | 0 | 0.20123 | 0.20123 | #VALUE! | #VALUE! | #VALUE! | #VALUE! | 0 | 0 | 0.20123 | 0.20123 | #VALUE! | #VALUE! |  |  |  | #VALUE! | #VALUE! | #VALUE! | #VALUE! | #VALUE! | #VALUE! | #VALUE!
Monday | 9 | 12 | 21 | 6117 | 0 | 0 | 0 | 0 | 0 | 0 | 0 | 0 | 0 | 0 | 0 | 0 | 0 | 0 | 0 | 0 | 0 | 0 | 0 | 0 | 0 | 0 | 0 | 0 | 0.01867 | 0 | 0 | 0.013114 | 0.054 | 0 | 0 | 0 | 0 | 0 | 0 | 0 | 0 | 0 | 0 | 0 |  | 0 | 0 | 0 |  | #VALUE! | #VALUE! | #VALUE! | #VALUE! |  |  | #VALUE! | #VALUE! | 0 | 0 | 0.20123 | 0.20123 | #VALUE! | #VALUE! | #VALUE! | #VALUE! | 0 | 0 | 0.20123 | 0.20123 | #VALUE! | #VALUE! | #VALUE! | #VALUE! | 0 | 0 | 0.20123 | 0.20123 | #VALUE! | #VALUE! |  |  |  | #VALUE! | #VALUE! | #VALUE! | #VALUE! | #VALUE! | #VALUE! | #VALUE!
Monday | 9 | 12 | 22 | 6118 | 0 | 0 | 0 | 0 | 0 | 0 | 0 | 0 | 0 | 0 | 0 | 0 | 0 | 0 | 0 | 0 | 0 | 0 | 0 | 0 | 0 | 0 | 0 | 0 | 0.012288 | 0 | 0 | 0.0092 | 0.029 | 0 | 0 | 0 | 0 | 0 | 0 | 0 | 0 | 0 | 0 | 0 |  | 0 | 0 | 0 |  | #VALUE! | #VALUE! | #VALUE! | #VALUE! |  |  | #VALUE! | #VALUE! | 0 | 0 | 0.20123 | 0.20123 | #VALUE! | #VALUE! | #VALUE! | #VALUE! | 0 | 0 | 0.20123 | 0.20123 | #VALUE! | #VALUE! | #VALUE! | #VALUE! | 0 | 0 | 0.20123 | 0.20123 | #VALUE! | #VALUE! |  |  |  | #VALUE! | #VALUE! | #VALUE! | #VALUE! | #VALUE! | #VALUE! | #VALUE!
Monday | 9 | 12 | 23 | 6119 | 0 | 0 | 0 | 0 | 0 | 0 | 0 | 0 | 0 | 0 | 0 | 0 | 0 | 0 | 0 | 0 | 0 | 0 | 0 | 0 | 0 | 0 | 0 | 0 | 0.0080656 | 0 | 0 | 0.0063448 | 0.003 | 0 | 0 | 0 | 0 | 0 | 0 | 0 | 0 | 0 | 0 | 0 |  | 0 | 0 | 0 |  | #VALUE! | #VALUE! | #VALUE! | #VALUE! |  |  | #VALUE! | #VALUE! | 0 | 0 | 0.20123 | 0.20123 | #VALUE! | #VALUE! | #VALUE! | #VALUE! | 0 | 0 | 0.20123 | 0.20123 | #VALUE! | #VALUE! | #VALUE! | #VALUE! | 0 | 0 | 0.20123 | 0.20123 | #VALUE! | #VALUE! |  |  |  | #VALUE! | #VALUE! | #VALUE! | #VALUE! | #VALUE! | #VALUE! | #VALUE!
Monday | 9 | 12 | 24 | 6120 | 0 | 0 | 0 | 0 | 0 | 0 | 0 | 0 | 0 | 0 | 0 | 0 | 0 | 0 | 0 | 0 | 0 | 0 | 0 | 0 | 0 | 0 | 0 | 0 | 0.0030951 | 0 | 0 | 0.003331 | 0 | 0 | 0 | 0 | 0 | 0 | 0 | 0 | 0 | 0 | 0 | 0 |  | 0 | 0 | 0 |  | #VALUE! | #VALUE! | #VALUE! | #VALUE! |  |  | #VALUE! | #VALUE! | 0 | 0 | 0.20123 | 0.20123 | #VALUE! | #VALUE! | #VALUE! | #VALUE! | 0 | 0 | 0.20123 | 0.20123 | #VALUE! | #VALUE! | #VALUE! | #VALUE! | 0 | 0 | 0.20123 | 0.20123 | #VALUE! | #VALUE! |  |  |  | #VALUE! | #VALUE! | #VALUE! | #VALUE! | #VALUE! | #VALUE! | #VALUE!
Tuesday | 9 | 13 | 1 | 6121 | 0 | 0 | 0 | 0 | 0 | 0 | 0 | 0 | 0 | 0 | 0 | 0 | 0 | 0 | 0 | 0 | 0 | 0 | 0 | 0 | 0 | 0 | 0 | 0 | 0 | 0 | 0 | 0 | 0 | 0 | 0 | 0 | 0 | 0 | 0 | 0 | 0 | 0 | 0 | 0 |  | 0 | 0 | 0 |  | #VALUE! | #VALUE! | #VALUE! | #VALUE! |  |  | #VALUE! | #VALUE! | 0 | 0 | 0.20123 | 0.20123 | #VALUE! | #VALUE! | #VALUE! | #VALUE! | 0 | 0 | 0.20123 | 0.20123 | #VALUE! | #VALUE! | #VALUE! | #VALUE! | 0 | 0 | 0.20123 | 0.20123 | #VALUE! | #VALUE! |  |  |  | #VALUE! | #VALUE! | #VALUE! | #VALUE! | #VALUE! | #VALUE! | #VALUE!
Tuesday | 9 | 13 | 2 | 6122 | 0 | 0 | 0 | 0 | 0 | 0 | 0 | 0 | 0 | 0 | 0 | 0 | 0 | 0 | 0 | 0 | 0 | 0 | 0 | 0 | 0 | 0 | 0 | 0 | 0 | 0 | 0 | 0 | 0 | 0 | 0 | 0 | 0 | 0 | 0 | 0 | 0 | 0 | 0 | 0 |  | 0 | 0 | 0 |  | #VALUE! | #VALUE! | #VALUE! | #VALUE! |  |  | #VALUE! | #VALUE! | 0 | 0 | 0.20123 | 0.20123 | #VALUE! | #VALUE! | #VALUE! | #VALUE! | 0 | 0 | 0.20123 | 0.20123 | #VALUE! | #VALUE! | #VALUE! | #VALUE! | 0 | 0 | 0.20123 | 0.20123 | #VALUE! | #VALUE! |  |  |  | #VALUE! | #VALUE! | #VALUE! | #VALUE! | #VALUE! | #VALUE! | #VALUE!
Tuesday | 9 | 13 | 3 | 6123 | 0 | 0 | 0 | 0 | 0 | 0 | 0 | 0 | 0 | 0 | 0 | 0 | 0 | 0 | 0 | 0 | 0 | 0 | 0 | 0 | 0 | 0 | 0 | 0 | 0 | 0 | 0 | 0 | 0 | 0 | 0 | 0 | 0 | 0 | 0 | 0 | 0 | 0 | 0 | 0 |  | 0 | 0 | 0 |  | #VALUE! | #VALUE! | #VALUE! | #VALUE! |  |  | #VALUE! | #VALUE! | 0 | 0 | 0.20123 | 0.20123 | #VALUE! | #VALUE! | #VALUE! | #VALUE! | 0 | 0 | 0.20123 | 0.20123 | #VALUE! | #VALUE! | #VALUE! | #VALUE! | 0 | 0 | 0.20123 | 0.20123 | #VALUE! | #VALUE! |  |  |  | #VALUE! | #VALUE! | #VALUE! | #VALUE! | #VALUE! | #VALUE! | #VALUE!
Tuesday | 9 | 13 | 4 | 6124 | 0 | 0 | 0 | 0 | 0 | 0 | 0 | 0 | 0 | 0 | 0 | 0 | 0 | 0 | 0 | 0 | 0 | 0 | 0 | 0 | 0 | 0 | 0 | 0 | 0 | 0 | 0 | 0 | 0 | 0 | 0 | 0 | 0 | 0 | 0 | 0 | 0 | 0 | 0 | 0 |  | 0 | 0 | 0 |  | #VALUE! | #VALUE! | #VALUE! | #VALUE! |  |  | #VALUE! | #VALUE! | 0 | 0 | 0.20123 | 0.20123 | #VALUE! | #VALUE! | #VALUE! | #VALUE! | 0 | 0 | 0.20123 | 0.20123 | #VALUE! | #VALUE! | #VALUE! | #VALUE! | 0 | 0 | 0.20123 | 0.20123 | #VALUE! | #VALUE! |  |  |  | #VALUE! | #VALUE! | #VALUE! | #VALUE! | #VALUE! | #VALUE! | #VALUE!
Tuesday | 9 | 13 | 5 | 6125 | 0 | 0 | 0 | 0 | 0 | 0 | 0 | 0 | 0 | 0 | 0 | 0 | 0 | 0 | 0 | 0 | 0 | 0 | 0 | 0 | 0 | 0 | 0 | 0 | 0 | 0 | 0 | 0 | 0 | 0 | 0 | 0 | 0 | 0 | 0 | 0 | 0 | 0 | 0 | 0 |  | 0 | 0 | 0 |  | #VALUE! | #VALUE! | #VALUE! | #VALUE! |  |  | #VALUE! | #VALUE! | 0 | 0 | 0.20123 | 0.20123 | #VALUE! | #VALUE! | #VALUE! | #VALUE! | 0 | 0 | 0.20123 | 0.20123 | #VALUE! | #VALUE! | #VALUE! | #VALUE! | 0 | 0 | 0.20123 | 0.20123 | #VALUE! | #VALUE! |  |  |  | #VALUE! | #VALUE! | #VALUE! | #VALUE! | #VALUE! | #VALUE! | #VALUE!
Tuesday | 9 | 13 | 6 | 6126 | 0 | 0 | 0 | 0 | 0 | 0 | 0 | 0 | 0 | 0 | 0 | 0 | 0 | 0 | 0 | 0 | 0 | 0 | 0 | 0 | 0 | 0 | 0 | 0 | 0 | 0 | 0 | 0 | 0 | 0 | 0 | 0 | 0 | 0 | 0 | 0 | 0 | 0 | 0 | 0 |  | 0 | 0 | 0 |  | #VALUE! | #VALUE! | #VALUE! | #VALUE! |  |  | #VALUE! | #VALUE! | 0 | 0 | 0.20123 | 0.20123 | #VALUE! | #VALUE! | #VALUE! | #VALUE! | 0 | 0 | 0.20123 | 0.20123 | #VALUE! | #VALUE! | #VALUE! | #VALUE! | 0 | 0 | 0.20123 | 0.20123 | #VALUE! | #VALUE! |  |  |  | #VALUE! | #VALUE! | #VALUE! | #VALUE! | #VALUE! | #VALUE! | #VALUE!
Tuesday | 9 | 13 | 7 | 6127 | 0 | 0 | 0 | 0 | 0 | 0 | 0 | 0 | 0 | 0 | 0 | 0 | 0 | 0 | 0 | 0 | 0 | 0 | 0 | 0 | 0 | 0 | 0 | 0 | 0 | 0 | 0 | 0 | 0 | 0 | 0 | 0 | 0 | 0 | 0 | 0 | 0 | 0 | 0 | 0 |  | 0 | 0 | 0 |  | #VALUE! | #VALUE! | #VALUE! | #VALUE! |  |  | #VALUE! | #VALUE! | 0 | 0 | 0.20123 | 0.20123 | #VALUE! | #VALUE! | #VALUE! | #VALUE! | 0 | 0 | 0.20123 | 0.20123 | #VALUE! | #VALUE! | #VALUE! | #VALUE! | 0 | 0 | 0.20123 | 0.20123 | #VALUE! | #VALUE! |  |  |  | #VALUE! | #VALUE! | #VALUE! | #VALUE! | #VALUE! | #VALUE! | #VALUE!
Tuesday | 9 | 13 | 8 | 6128 | 0 | 0 | 0 | 0 | 0 | 0 | 0 | 0 | 0 | 0 | 0 | 0 | 0 | 0 | 0 | 0 | 0 | 0 | 0 | 0 | 0 | 0 | 0 | 0 | 0.0027034 | 0 | 0 | 0 | 0 | 0 | 0 | 0 | 0 | 0 | 0 | 0 | 0 | 0 | 0 | 0 |  | 0 | 0 | 0 |  | #VALUE! | #VALUE! | #VALUE! | #VALUE! |  |  | #VALUE! | #VALUE! | 0 | 0 | 0.20123 | 0.20123 | #VALUE! | #VALUE! | #VALUE! | #VALUE! | 0 | 0 | 0.20123 | 0.20123 | #VALUE! | #VALUE! | #VALUE! | #VALUE! | 0 | 0 | 0.20123 | 0.20123 | #VALUE! | #VALUE! |  |  |  | #VALUE! | #VALUE! | #VALUE! | #VALUE! | #VALUE! | #VALUE! | #VALUE!
Tuesday | 9 | 13 | 9 | 6129 | 0 | 0 | 0 | 0 | 0 | 0 | 0 | 0 | 0 | 0 | 0 | 0 | 0 | 0 | 0 | 0 | 0 | 0 | 0 | 0 | 0 | 0 | 0 | 0 | 0.018307 | 0 | 0.10987 | 0.003331 | 0 | 0 | 0 | 0 | 0 | 0 | 0 | 0 | 0 | 0 | 0 | 0 |  | 0 | 0 | 0 |  | #VALUE! | #VALUE! | #VALUE! | #VALUE! |  |  | #VALUE! | #VALUE! | 0 | 0 | 0.20123 | 0.20123 | #VALUE! | #VALUE! | #VALUE! | #VALUE! | 0 | 0 | 0.20123 | 0.20123 | #VALUE! | #VALUE! | #VALUE! | #VALUE! | 0 | 0 | 0.20123 | 0.20123 | #VALUE! | #VALUE! |  |  |  | #VALUE! | #VALUE! | #VALUE! | #VALUE! | #VALUE! | #VALUE! | #VALUE!
Tuesday | 9 | 13 | 10 | 6130 | 0 | 0 | 0 | 0 | 0 | 0 | 0 | 0 | 0 | 0 | 0 | 0 | 0 | 0 | 0 | 0 | 0 | 0 | 0 | 0 | 0 | 0 | 0 | 0 | 0.030804 | 0 | 0.11865 | 0.016408 | 0.071 | 0 | 0 | 0 | 0 | 0 | 0 | 0 | 0 | 0 | 0 | 0 |  | 0 | 0 | 0 |  | #VALUE! | #VALUE! | #VALUE! | #VALUE! |  |  | #VALUE! | #VALUE! | 0 | 0 | 0.20123 | 0.20123 | #VALUE! | #VALUE! | #VALUE! | #VALUE! | 0 | 0 | 0.20123 | 0.20123 | #VALUE! | #VALUE! | #VALUE! | #VALUE! | 0 | 0 | 0.20123 | 0.20123 | #VALUE! | #VALUE! |  |  |  | #VALUE! | #VALUE! | #VALUE! | #VALUE! | #VALUE! | #VALUE! | #VALUE!
Tuesday | 9 | 13 | 11 | 6131 | 0 | 0 | 0 | 0 | 0 | 0 | 0 | 0 | 0 | 0 | 0 | 0 | 0 | 0 | 0 | 0 | 0 | 0 | 0 | 0 | 0 | 0 | 0 | 0 | 0.029941 | 0 | 0.15004 | 0.0093586 | 0.046 | 0 | 0 | 0 | 0 | 0 | 0 | 0 | 0 | 0 | 0 | 0 |  | 0 | 0 | 0 |  | #VALUE! | #VALUE! | #VALUE! | #VALUE! |  |  | #VALUE! | #VALUE! | 0 | 0 | 0.20123 | 0.20123 | #VALUE! | #VALUE! | #VALUE! | #VALUE! | 0 | 0 | 0.20123 | 0.20123 | #VALUE! | #VALUE! | #VALUE! | #VALUE! | 0 | 0 | 0.20123 | 0.20123 | #VALUE! | #VALUE! |  |  |  | #VALUE! | #VALUE! | #VALUE! | #VALUE! | #VALUE! | #VALUE! | #VALUE!
Tuesday | 9 | 13 | 12 | 6132 | 0 | 0 | 0 | 0 | 0 | 0 | 0 | 0 | 0 | 0 | 0 | 0 | 0 | 0 | 0 | 0 | 0 | 0 | 0 | 0 | 0 | 0 | 0 | 0 | 0.031445 | 0 | 0.17706 | 0.020187 | 0.092 | 0 | 0 | 0 | 0 | 0 | 0 | 0 | 0 | 0 | 0 | 0 |  | 0 | 0 | 0 |  | #VALUE! | #VALUE! | #VALUE! | #VALUE! |  |  | #VALUE! | #VALUE! | 0 | 0 | 0.20123 | 0.20123 | #VALUE! | #VALUE! | #VALUE! | #VALUE! | 0 | 0 | 0.20123 | 0.20123 | #VALUE! | #VALUE! | #VALUE! | #VALUE! | 0 | 0 | 0.20123 | 0.20123 | #VALUE! | #VALUE! |  |  |  | #VALUE! | #VALUE! | #VALUE! | #VALUE! | #VALUE! | #VALUE! | #VALUE!
Tuesday | 9 | 13 | 13 | 6133 | 0 | 0 | 0 | 0 | 0 | 0 | 0 | 0 | 0 | 0 | 0 | 0 | 0 | 0 | 0 | 0 | 0 | 0 | 0 | 0 | 0 | 0 | 0 | 0 | 0.032281 | 0 | 0.1863 | 0.025339 | 0.092 | 0 | 0 | 0 | 0 | 0 | 0 | 0 | 0 | 0 | 0 | 0 |  | 0 | 0 | 0 |  | #VALUE! | #VALUE! | #VALUE! | #VALUE! |  |  | #VALUE! | #VALUE! | 0 | 0 | 0.20123 | 0.20123 | #VALUE! | #VALUE! | #VALUE! | #VALUE! | 0 | 0 | 0.20123 | 0.20123 | #VALUE! | #VALUE! | #VALUE! | #VALUE! | 0 | 0 | 0.20123 | 0.20123 | #VALUE! | #VALUE! |  |  |  | #VALUE! | #VALUE! | #VALUE! | #VALUE! | #VALUE! | #VALUE! | #VALUE!
Tuesday | 9 | 13 | 14 | 6134 | 0 | 0 | 0 | 0 | 0 | 0 | 0 | 0 | 0 | 0 | 0 | 0 | 0 | 0 | 0 | 0 | 0 | 0 | 0 | 0 | 0 | 0 | 0 | 0 | 0.030972 | 0 | 0.19268 | 0.031077 | 0.092 | 0 | 0 | 0 | 0 | 0 | 0 | 0 | 0 | 0 | 0 | 0 |  | 0 | 0 | 0 |  | #VALUE! | #VALUE! | #VALUE! | #VALUE! |  |  | #VALUE! | #VALUE! | 0 | 0 | 0.20123 | 0.20123 | #VALUE! | #VALUE! | #VALUE! | #VALUE! | 0 | 0 | 0.20123 | 0.20123 | #VALUE! | #VALUE! | #VALUE! | #VALUE! | 0 | 0 | 0.20123 | 0.20123 | #VALUE! | #VALUE! |  |  |  | #VALUE! | #VALUE! | #VALUE! | #VALUE! | #VALUE! | #VALUE! | #VALUE!
Tuesday | 9 | 13 | 15 | 6135 | 0 | 0 | 0 | 0 | 0 | 0 | 0 | 0 | 0 | 0 | 0 | 0 | 0 | 0 | 0 | 0 | 0 | 0 | 0 | 0 | 0 | 0 | 0 | 0 | 0.033941 | 0 | 0.17493 | 0.01423 | 0.056 | 0 | 0 | 0 | 0 | 0 | 0 | 0 | 0 | 0 | 0 | 0 |  | 0 | 0 | 0 |  | #VALUE! | #VALUE! | #VALUE! | #VALUE! |  |  | #VALUE! | #VALUE! | 0 | 0 | 0.20123 | 0.20123 | #VALUE! | #VALUE! | #VALUE! | #VALUE! | 0 | 0 | 0.20123 | 0.20123 | #VALUE! | #VALUE! | #VALUE! | #VALUE! | 0 | 0 | 0.20123 | 0.20123 | #VALUE! | #VALUE! |  |  |  | #VALUE! | #VALUE! | #VALUE! | #VALUE! | #VALUE! | #VALUE! | #VALUE!
Tuesday | 9 | 13 | 16 | 6136 | 0 | 0 | 0 | 0 | 0 | 0 | 0 | 0 | 0 | 0 | 0 | 0 | 0 | 0 | 0 | 0 | 0 | 0 | 0 | 0 | 0 | 0 | 0 | 0 | 0.027608 | 0 | 0.18239 | 0.033191 | 0.092 | 0 | 0 | 0 | 0 | 0 | 0 | 0 | 0 | 0 | 0 | 0 |  | 0 | 0 | 0 |  | #VALUE! | #VALUE! | #VALUE! | #VALUE! |  |  | #VALUE! | #VALUE! | 0 | 0 | 0.20123 | 0.20123 | #VALUE! | #VALUE! | #VALUE! | #VALUE! | 0 | 0 | 0.20123 | 0.20123 | #VALUE! | #VALUE! | #VALUE! | #VALUE! | 0 | 0 | 0.20123 | 0.20123 | #VALUE! | #VALUE! |  |  |  | #VALUE! | #VALUE! | #VALUE! | #VALUE! | #VALUE! | #VALUE! | #VALUE!
Tuesday | 9 | 13 | 17 | 6137 | 0 | 0 | 0 | 0 | 0 | 0 | 0 | 0 | 0 | 0 | 0 | 0 | 0 | 0 | 0 | 0 | 0 | 0 | 0 | 0 | 0 | 0 | 0 | 0 | 0.027659 | 0 | 0.18173 | 0.020574 | 0.074 | 0 | 0 | 0 | 0 | 0 | 0 | 0 | 0 | 0 | 0 | 0 |  | 0 | 0 | 0 |  | #VALUE! | #VALUE! | #VALUE! | #VALUE! |  |  | #VALUE! | #VALUE! | 0 | 0 | 0.20123 | 0.20123 | #VALUE! | #VALUE! | #VALUE! | #VALUE! | 0 | 0 | 0.20123 | 0.20123 | #VALUE! | #VALUE! | #VALUE! | #VALUE! | 0 | 0 | 0.20123 | 0.20123 | #VALUE! | #VALUE! |  |  |  | #VALUE! | #VALUE! | #VALUE! | #VALUE! | #VALUE! | #VALUE! | #VALUE!
Tuesday | 9 | 13 | 18 | 6138 | 0 | 0 | 0 | 0 | 0 | 0 | 0 | 0 | 0 | 0 | 0 | 0 | 0 | 0 | 0 | 0 | 0 | 0 | 0 | 0 | 0 | 0 | 0 | 0 | 0.021453 | 0 | 0.15294 | 0.017292 | 0.074 | 0 | 0 | 0 | 0 | 0 | 0 | 0 | 0 | 0 | 0 | 0 |  | 0 | 0 | 0 |  | #VALUE! | #VALUE! | #VALUE! | #VALUE! |  |  | #VALUE! | #VALUE! | 0 | 0 | 0.20123 | 0.20123 | #VALUE! | #VALUE! | #VALUE! | #VALUE! | 0 | 0 | 0.20123 | 0.20123 | #VALUE! | #VALUE! | #VALUE! | #VALUE! | 0 | 0 | 0.20123 | 0.20123 | #VALUE! | #VALUE! |  |  |  | #VALUE! | #VALUE! | #VALUE! | #VALUE! | #VALUE! | #VALUE! | #VALUE!
Tuesday | 9 | 13 | 19 | 6139 | 0 | 0 | 0 | 0 | 0 | 0 | 0 | 0 | 0 | 0 | 0 | 0 | 0 | 0 | 0 | 0 | 0 | 0 | 0 | 0 | 0 | 0 | 0 | 0 | 0.016291 | 0 | 0.13136 | 0.014807 | 0.071 | 0 | 0 | 0 | 0 | 0 | 0 | 0 | 0 | 0 | 0 | 0 |  | 0 | 0 | 0 |  | #VALUE! | #VALUE! | #VALUE! | #VALUE! |  |  | #VALUE! | #VALUE! | 0 | 0 | 0.20123 | 0.20123 | #VALUE! | #VALUE! | #VALUE! | #VALUE! | 0 | 0 | 0.20123 | 0.20123 | #VALUE! | #VALUE! | #VALUE! | #VALUE! | 0 | 0 | 0.20123 | 0.20123 | #VALUE! | #VALUE! |  |  |  | #VALUE! | #VALUE! | #VALUE! | #VALUE! | #VALUE! | #VALUE! | #VALUE!
Tuesday | 9 | 13 | 20 | 6140 | 0 | 0 | 0 | 0 | 0 | 0 | 0 | 0 | 0 | 0 | 0 | 0 | 0 | 0 | 0 | 0 | 0 | 0 | 0 | 0 | 0 | 0 | 0 | 0 | 0.014915 | 0 | 0.10453 | 0.013114 | 0.065 | 0 | 0 | 0 | 0 | 0 | 0 | 0 | 0 | 0 | 0 | 0 |  | 0 | 0 | 0 |  | #VALUE! | #VALUE! | #VALUE! | #VALUE! |  |  | #VALUE! | #VALUE! | 0 | 0 | 0.20123 | 0.20123 | #VALUE! | #VALUE! | #VALUE! | #VALUE! | 0 | 0 | 0.20123 | 0.20123 | #VALUE! | #VALUE! | #VALUE! | #VALUE! | 0 | 0 | 0.20123 | 0.20123 | #VALUE! | #VALUE! |  |  |  | #VALUE! | #VALUE! | #VALUE! | #VALUE! | #VALUE! | #VALUE! | #VALUE!
Tuesday | 9 | 13 | 21 | 6141 | 0 | 0 | 0 | 0 | 0 | 0 | 0 | 0 | 0 | 0 | 0 | 0 | 0 | 0 | 0 | 0 | 0 | 0 | 0 | 0 | 0 | 0 | 0 | 0 | 0.015792 | 0.004 | 0.10725 | 0.019203 | 0.077 | 0 | 0 | 0 | 0 | 0 | 0 | 0 | 0 | 0 | 0 | 0 |  | 0 | 0 | 0 |  | #VALUE! | #VALUE! | #VALUE! | #VALUE! |  |  | #VALUE! | #VALUE! | 0 | 0 | 0.20123 | 0.20123 | #VALUE! | #VALUE! | #VALUE! | #VALUE! | 0 | 0 | 0.20123 | 0.20123 | #VALUE! | #VALUE! | #VALUE! | #VALUE! | 0 | 0 | 0.20123 | 0.20123 | #VALUE! | #VALUE! |  |  |  | #VALUE! | #VALUE! | #VALUE! | #VALUE! | #VALUE! | #VALUE! | #VALUE!
Tuesday | 9 | 13 | 22 | 6142 | 0 | 0 | 0 | 0 | 0 | 0 | 0 | 0 | 0 | 0 | 0 | 0 | 0 | 0 | 0 | 0 | 0 | 0 | 0 | 0 | 0 | 0 | 0 | 0 | 0.013854 | 0 | 0.10855 | 0.017712 | 0.071 | 0 | 0 | 0 | 0 | 0 | 0 | 0 | 0 | 0 | 0 | 0 |  | 0 | 0 | 0 |  | #VALUE! | #VALUE! | #VALUE! | #VALUE! |  |  | #VALUE! | #VALUE! | 0 | 0 | 0.20123 | 0.20123 | #VALUE! | #VALUE! | #VALUE! | #VALUE! | 0 | 0 | 0.20123 | 0.20123 | #VALUE! | #VALUE! | #VALUE! | #VALUE! | 0 | 0 | 0.20123 | 0.20123 | #VALUE! | #VALUE! |  |  |  | #VALUE! | #VALUE! | #VALUE! | #VALUE! | #VALUE! | #VALUE! | #VALUE!
Tuesday | 9 | 13 | 23 | 6143 | 0 | 0 | 0 | 0 | 0 | 0 | 0 | 0 | 0 | 0 | 0 | 0 | 0 | 0 | 0 | 0 | 0 | 0 | 0 | 0 | 0 | 0 | 0 | 0 | 0.013767 | 0.009 | 0.050473 | 0.01647 | 0.065 | 0 | 0 | 0 | 0 | 0 | 0 | 0 | 0 | 0 | 0 | 0 |  | 0 | 0 | 0 |  | #VALUE! | #VALUE! | #VALUE! | #VALUE! |  |  | #VALUE! | #VALUE! | 0 | 0 | 0.20123 | 0.20123 | #VALUE! | #VALUE! | #VALUE! | #VALUE! | 0 | 0 | 0.20123 | 0.20123 | #VALUE! | #VALUE! | #VALUE! | #VALUE! | 0 | 0 | 0.20123 | 0.20123 | #VALUE! | #VALUE! |  |  |  | #VALUE! | #VALUE! | #VALUE! | #VALUE! | #VALUE! | #VALUE! | #VALUE!
Tuesday | 9 | 13 | 24 | 6144 | 0 | 0 | 0 | 0 | 0 | 0 | 0 | 0 | 0 | 0 | 0 | 0 | 0 | 0 | 0 | 0 | 0 | 0 | 0 | 0 | 0 | 0 | 0 | 0 | 0.012056 | 0.10225 | 0.046888 | 0.015476 | 0.061 | 0 | 0 | 0 | 0 | 0 | 0 | 0 | 0 | 0 | 0 | 0 |  | 0 | 0 | 0 |  | #VALUE! | #VALUE! | #VALUE! | #VALUE! |  |  | #VALUE! | #VALUE! | 0 | 0 | 0.20123 | 0.20123 | #VALUE! | #VALUE! | #VALUE! | #VALUE! | 0 | 0 | 0.20123 | 0.20123 | #VALUE! | #VALUE! | #VALUE! | #VALUE! | 0 | 0 | 0.20123 | 0.20123 | #VALUE! | #VALUE! |  |  |  | #VALUE! | #VALUE! | #VALUE! | #VALUE! | #VALUE! | #VALUE! | #VALUE!
Wednesday | 9 | 14 | 1 | 6145 | 0 | 0 | 0 | 0 | 0 | 0 | 0 | 0 | 0 | 0 | 0 | 0 | 0 | 0 | 0 | 0 | 0 | 0 | 0 | 0 | 0 | 0 | 0 | 0 | 0.011726 | 0.1355 | 0.089537 | 0.015228 | 0.057 | 0 | 0 | 0 | 0 | 0 | 0 | 0 | 0 | 0 | 0 | 0 |  | 0 | 0 | 0 |  | #VALUE! | #VALUE! | #VALUE! | #VALUE! |  |  | #VALUE! | #VALUE! | 0 | 0 | 0.20123 | 0.20123 | #VALUE! | #VALUE! | #VALUE! | #VALUE! | 0 | 0 | 0.20123 | 0.20123 | #VALUE! | #VALUE! | #VALUE! | #VALUE! | 0 | 0 | 0.20123 | 0.20123 | #VALUE! | #VALUE! |  |  |  | #VALUE! | #VALUE! | #VALUE! | #VALUE! | #VALUE! | #VALUE! | #VALUE!
Wednesday | 9 | 14 | 2 | 6146 | 0 | 0 | 0 | 0 | 0 | 0 | 0 | 0 | 0 | 0 | 0 | 0 | 0 | 0 | 0 | 0 | 0 | 0 | 0 | 0 | 0 | 0 | 0 | 0 | 0.011213 | 0.14975 | 0.091881 | 0.015228 | 0.054 | 0 | 0 | 0 | 0 | 0 | 0 | 0 | 0 | 0 | 0 | 0 |  | 0 | 0 | 0 |  | #VALUE! | #VALUE! | #VALUE! | #VALUE! |  |  | #VALUE! | #VALUE! | 0 | 0 | 0.20123 | 0.20123 | #VALUE! | #VALUE! | #VALUE! | #VALUE! | 0 | 0 | 0.20123 | 0.20123 | #VALUE! | #VALUE! | #VALUE! | #VALUE! | 0 | 0 | 0.20123 | 0.20123 | #VALUE! | #VALUE! |  |  |  | #VALUE! | #VALUE! | #VALUE! | #VALUE! | #VALUE! | #VALUE! | #VALUE!
Wednesday | 9 | 14 | 3 | 6147 | 0 | 0 | 0 | 0 | 0 | 0 | 0 | 0 | 0 | 0 | 0 | 0 | 0 | 0 | 0 | 0 | 0 | 0 | 0 | 0 | 0 | 0 | 0 | 0 | 0.0087578 | 0.1125 | 0.091675 | 0.012214 | 0.032 | 0 | 0 | 0 | 0 | 0 | 0 | 0 | 0 | 0 | 0 | 0 |  | 0 | 0 | 0 |  | #VALUE! | #VALUE! | #VALUE! | #VALUE! |  |  | #VALUE! | #VALUE! | 0 | 0 | 0.20123 | 0.20123 | #VALUE! | #VALUE! | #VALUE! | #VALUE! | 0 | 0 | 0.20123 | 0.20123 | #VALUE! | #VALUE! | #VALUE! | #VALUE! | 0 | 0 | 0.20123 | 0.20123 | #VALUE! | #VALUE! |  |  |  | #VALUE! | #VALUE! | #VALUE! | #VALUE! | #VALUE! | #VALUE! | #VALUE!
Wednesday | 9 | 14 | 4 | 6148 | 0 | 0 | 0 | 0 | 0 | 0 | 0 | 0 | 0 | 0 | 0 | 0 | 0 | 0 | 0 | 0 | 0 | 0 | 0 | 0 | 0 | 0 | 0 | 0 | 0.0058808 | 0.07525 | 0.086033 | 0.0092 | 0.01 | 0 | 0 | 0 | 0 | 0 | 0 | 0 | 0 | 0 | 0 | 0 |  | 0 | 0 | 0 |  | #VALUE! | #VALUE! | #VALUE! | #VALUE! |  |  | #VALUE! | #VALUE! | 0 | 0 | 0.20123 | 0.20123 | #VALUE! | #VALUE! | #VALUE! | #VALUE! | 0 | 0 | 0.20123 | 0.20123 | #VALUE! | #VALUE! | #VALUE! | #VALUE! | 0 | 0 | 0.20123 | 0.20123 | #VALUE! | #VALUE! |  |  |  | #VALUE! | #VALUE! | #VALUE! | #VALUE! | #VALUE! | #VALUE! | #VALUE!
Wednesday | 9 | 14 | 5 | 6149 | 0 | 0 | 0 | 0 | 0 | 0 | 0 | 0 | 0 | 0 | 0 | 0 | 0 | 0 | 0 | 0 | 0 | 0 | 0 | 0 | 0 | 0 | 0 | 0 | 0 | 0.11975 | 0.090739 | 0.0063448 | 0 | 0 | 0 | 0 | 0 | 0 | 0 | 0 | 0 | 0 | 0 | 0 |  | 0 | 0 | 0 |  | #VALUE! | #VALUE! | #VALUE! | #VALUE! |  |  | #VALUE! | #VALUE! | 0 | 0 | 0.20123 | 0.20123 | #VALUE! | #VALUE! | #VALUE! | #VALUE! | 0 | 0 | 0.20123 | 0.20123 | #VALUE! | #VALUE! | #VALUE! | #VALUE! | 0 | 0 | 0.20123 | 0.20123 | #VALUE! | #VALUE! |  |  |  | #VALUE! | #VALUE! | #VALUE! | #VALUE! | #VALUE! | #VALUE! | #VALUE!
Wednesday | 9 | 14 | 6 | 6150 | 0 | 0 | 0 | 0 | 0 | 0 | 0 | 0 | 0 | 0 | 0 | 0 | 0 | 0 | 0 | 0 | 0 | 0 | 0 | 0 | 0 | 0 | 0 | 0 | 0 | 0.08625 | 0.10311 | 0.0071379 | 0 | 0 | 0 | 0 | 0 | 0 | 0 | 0 | 0 | 0 | 0 | 0 |  | 0 | 0 | 0 |  | #VALUE! | #VALUE! | #VALUE! | #VALUE! |  |  | #VALUE! | #VALUE! | 0 | 0 | 0.20123 | 0.20123 | #VALUE! | #VALUE! | #VALUE! | #VALUE! | 0 | 0 | 0.20123 | 0.20123 | #VALUE! | #VALUE! | #VALUE! | #VALUE! | 0 | 0 | 0.20123 | 0.20123 | #VALUE! | #VALUE! |  |  |  | #VALUE! | #VALUE! | #VALUE! | #VALUE! | #VALUE! | #VALUE! | #VALUE!
Wednesday | 9 | 14 | 7 | 6151 | 0 | 0 | 0 | 0 | 0 | 0 | 0 | 0 | 0 | 0 | 0 | 0 | 0 | 0 | 0 | 0 | 0 | 0 | 0 | 0 | 0 | 0 | 0 | 0 | 0.0037758 | 0.08425 | 0.094545 | 0.0092 | 0.003 | 0 | 0 | 0 | 0 | 0 | 0 | 0 | 0 | 0 | 0 | 0 |  | 0 | 0 | 0 |  | #VALUE! | #VALUE! | #VALUE! | #VALUE! |  |  | #VALUE! | #VALUE! | 0 | 0 | 0.20123 | 0.20123 | #VALUE! | #VALUE! | #VALUE! | #VALUE! | 0 | 0 | 0.20123 | 0.20123 | #VALUE! | #VALUE! | #VALUE! | #VALUE! | 0 | 0 | 0.20123 | 0.20123 | #VALUE! | #VALUE! |  |  |  | #VALUE! | #VALUE! | #VALUE! | #VALUE! | #VALUE! | #VALUE! | #VALUE!
Wednesday | 9 | 14 | 8 | 6152 | 0 | 0 | 0 | 0 | 0 | 0 | 0 | 0 | 0 | 0 | 0 | 0 | 0 | 0 | 0 | 0 | 0 | 0 | 0 | 0 | 0 | 0 | 0 | 0 | 0.013194 | 0.12225 | 0.086592 | 0.021731 | 0.057 | 0 | 0 | 0 | 0 | 0 | 0 | 0 | 0 | 0 | 0 | 0 |  | 0 | 0 | 0 |  | #VALUE! | #VALUE! | #VALUE! | #VALUE! |  |  | #VALUE! | #VALUE! | 0 | 0 | 0.20123 | 0.20123 | #VALUE! | #VALUE! | #VALUE! | #VALUE! | 0 | 0 | 0.20123 | 0.20123 | #VALUE! | #VALUE! | #VALUE! | #VALUE! | 0 | 0 | 0.20123 | 0.20123 | #VALUE! | #VALUE! |  |  |  | #VALUE! | #VALUE! | #VALUE! | #VALUE! | #VALUE! | #VALUE! | #VALUE!
Wednesday | 9 | 14 | 9 | 6153 | 0 | 0 | 0 | 0 | 0 | 0 | 0 | 0 | 0 | 0 | 0 | 0 | 0 | 0 | 0 | 0 | 0 | 0 | 0 | 0 | 0 | 0 | 0 | 0 | 0.018645 | 0.022 | 0.088641 | 0.026404 | 0.081 | 0 | 0 | 0 | 0 | 0 | 0 | 0 | 0 | 0 | 0 | 0 |  | 0 | 0 | 0 |  | #VALUE! | #VALUE! | #VALUE! | #VALUE! |  |  | #VALUE! | #VALUE! | 0 | 0 | 0.20123 | 0.20123 | #VALUE! | #VALUE! | #VALUE! | #VALUE! | 0 | 0 | 0.20123 | 0.20123 | #VALUE! | #VALUE! | #VALUE! | #VALUE! | 0 | 0 | 0.20123 | 0.20123 | #VALUE! | #VALUE! |  |  |  | #VALUE! | #VALUE! | #VALUE! | #VALUE! | #VALUE! | #VALUE! | #VALUE!
Wednesday | 9 | 14 | 10 | 6154 | 0 | 0 | 0 | 0 | 0 | 0 | 0 | 0 | 0 | 0 | 0 | 0 | 0 | 0 | 0 | 0 | 0 | 0 | 0 | 0 | 0 | 0 | 0 | 0 | 0.025764 | 0.00175 | 0.088102 | 0.064456 | 0.16 | 0 | 0 | 0 | 0 | 0 | 0 | 0 | 0 | 0 | 0 | 0 |  | 0 | 0 | 0 |  | #VALUE! | #VALUE! | #VALUE! | #VALUE! |  |  | #VALUE! | #VALUE! | 0 | 0 | 0.20123 | 0.20123 | #VALUE! | #VALUE! | #VALUE! | #VALUE! | 0 | 0 | 0.20123 | 0.20123 | #VALUE! | #VALUE! | #VALUE! | #VALUE! | 0 | 0 | 0.20123 | 0.20123 | #VALUE! | #VALUE! |  |  |  | #VALUE! | #VALUE! | #VALUE! | #VALUE! | #VALUE! | #VALUE! | #VALUE!
Wednesday | 9 | 14 | 11 | 6155 | 0 | 0 | 0 | 0 | 0 | 0 | 0 | 0 | 0 | 0 | 0 | 0 | 0 | 0 | 0 | 0 | 0 | 0 | 0 | 0 | 0 | 0 | 0 | 0 | 0.028116 | 0.0225 | 0.08772 | 0.057659 | 0.152 | 0 | 0 | 0 | 0 | 0 | 0 | 0 | 0 | 0 | 0 | 0 |  | 0 | 0 | 0 |  | #VALUE! | #VALUE! | #VALUE! | #VALUE! |  |  | #VALUE! | #VALUE! | 0 | 0 | 0.20123 | 0.20123 | #VALUE! | #VALUE! | #VALUE! | #VALUE! | 0 | 0 | 0.20123 | 0.20123 | #VALUE! | #VALUE! | #VALUE! | #VALUE! | 0 | 0 | 0.20123 | 0.20123 | #VALUE! | #VALUE! |  |  |  | #VALUE! | #VALUE! | #VALUE! | #VALUE! | #VALUE! | #VALUE! | #VALUE!
Wednesday | 9 | 14 | 12 | 6156 | 0 | 0 | 0 | 0 | 0 | 0 | 0 | 0 | 0 | 0 | 0 | 0 | 0 | 0 | 0 | 0 | 0 | 0 | 0 | 0 | 0 | 0 | 0 | 0 | 0.026454 | 0.0235 | 0.086541 | 0.069334 | 0.166 | 0 | 0 | 0 | 0 | 0 | 0 | 0 | 0 | 0 | 0 | 0 |  | 0 | 0 | 0 |  | #VALUE! | #VALUE! | #VALUE! | #VALUE! |  |  | #VALUE! | #VALUE! | 0 | 0 | 0.20123 | 0.20123 | #VALUE! | #VALUE! | #VALUE! | #VALUE! | 0 | 0 | 0.20123 | 0.20123 | #VALUE! | #VALUE! | #VALUE! | #VALUE! | 0 | 0 | 0.20123 | 0.20123 | #VALUE! | #VALUE! |  |  |  | #VALUE! | #VALUE! | #VALUE! | #VALUE! | #VALUE! | #VALUE! | #VALUE!
Wednesday | 9 | 14 | 13 | 6157 | 0 | 0 | 0 | 0 | 0 | 0 | 0 | 0 | 0 | 0 | 0 | 0 | 0 | 0 | 0 | 0 | 0 | 0 | 0 | 0 | 0 | 0 | 0 | 0 | 0.028327 | 0.023 | 0.098958 | 0.081909 | 0.196 | 0 | 0 | 0 | 0 | 0 | 0 | 0 | 0 | 0 | 0 | 0 |  | 0 | 0 | 0 |  | #VALUE! | #VALUE! | #VALUE! | #VALUE! |  |  | #VALUE! | #VALUE! | 0 | 0 | 0.20123 | 0.20123 | #VALUE! | #VALUE! | #VALUE! | #VALUE! | 0 | 0 | 0.20123 | 0.20123 | #VALUE! | #VALUE! | #VALUE! | #VALUE! | 0 | 0 | 0.20123 | 0.20123 | #VALUE! | #VALUE! |  |  |  | #VALUE! | #VALUE! | #VALUE! | #VALUE! | #VALUE! | #VALUE! | #VALUE!
Wednesday | 9 | 14 | 14 | 6158 | 0 | 0 | 0 | 0 | 0 | 0 | 0 | 0 | 0 | 0 | 0 | 0 | 0 | 0 | 0 | 0 | 0 | 0 | 0 | 0 | 0 | 0 | 0 | 0.0054517 | 0.027486 | 0.05025 | 0.15751 | 0.14635 | 0.304 | 0 | 0 | 0 | 0 | 0 | 0 | 0 | 0 | 0 | 0 | 0 |  | 0 | 0 | 0 |  | #VALUE! | #VALUE! | #VALUE! | #VALUE! |  |  | #VALUE! | #VALUE! | 0 | 0 | 0.20123 | 0.20123 | #VALUE! | #VALUE! | #VALUE! | #VALUE! | 0 | 0 | 0.20123 | 0.20123 | #VALUE! | #VALUE! | #VALUE! | #VALUE! | 0 | 0 | 0.20123 | 0.20123 | #VALUE! | #VALUE! |  |  |  | #VALUE! | #VALUE! | #VALUE! | #VALUE! | #VALUE! | #VALUE! | #VALUE!
Wednesday | 9 | 14 | 15 | 6159 | 0 | 0 | 0 | 0 | 0 | 0 | 0 | 0 | 0 | 0 | 0 | 0 | 0 | 0 | 0 | 0 | 0 | 0 | 0 | 0 | 0 | 0 | 0 | 0.0055881 | 0.027861 | 0.053 | 0.16956 | 0.14804 | 0.308 | 0 | 0 | 0 | 0 | 0 | 0 | 0 | 0 | 0 | 0 | 0 |  | 0 | 0 | 0 |  | #VALUE! | #VALUE! | #VALUE! | #VALUE! |  |  | #VALUE! | #VALUE! | 0 | 0 | 0.20123 | 0.20123 | #VALUE! | #VALUE! | #VALUE! | #VALUE! | 0 | 0 | 0.20123 | 0.20123 | #VALUE! | #VALUE! | #VALUE! | #VALUE! | 0 | 0 | 0.20123 | 0.20123 | #VALUE! | #VALUE! |  |  |  | #VALUE! | #VALUE! | #VALUE! | #VALUE! | #VALUE! | #VALUE! | #VALUE!
Wednesday | 9 | 14 | 16 | 6160 | 0 | 0 | 0 | 0 | 0 | 0 | 0 | 0 | 0 | 0 | 0 | 0 | 0 | 0 | 0 | 0 | 0 | 0 | 0 | 0 | 0 | 0 | 0 | 0.0025313 | 0.031337 | 0.008 | 0.18523 | 0.16296 | 0.352 | 0 | 0 | 0 | 0 | 0 | 0 | 0 | 0 | 0 | 0 | 0 |  | 0 | 0 | 0 |  | #VALUE! | #VALUE! | #VALUE! | #VALUE! |  |  | #VALUE! | #VALUE! | 0 | 0 | 0.20123 | 0.20123 | #VALUE! | #VALUE! | #VALUE! | #VALUE! | 0 | 0 | 0.20123 | 0.20123 | #VALUE! | #VALUE! | #VALUE! | #VALUE! | 0 | 0 | 0.20123 | 0.20123 | #VALUE! | #VALUE! |  |  |  | #VALUE! | #VALUE! | #VALUE! | #VALUE! | #VALUE! | #VALUE! | #VALUE!
Wednesday | 9 | 14 | 17 | 6161 | 0 | 0 | 0 | 0 | 0 | 0 | 0 | 0 | 0 | 0 | 0 | 0 | 0 | 0 | 0 | 0 | 0 | 0 | 0 | 0 | 0 | 0 | 0 | 0.0024375 | 0.031427 | 0 | 0.097131 | 0.17548 | 0.38 | 0 | 0 | 0 | 0 | 0 | 0 | 0 | 0 | 0 | 0 | 0 |  | 0 | 0 | 0 |  | #VALUE! | #VALUE! | #VALUE! | #VALUE! |  |  | #VALUE! | #VALUE! | 0 | 0 | 0.20123 | 0.20123 | #VALUE! | #VALUE! | #VALUE! | #VALUE! | 0 | 0 | 0.20123 | 0.20123 | #VALUE! | #VALUE! | #VALUE! | #VALUE! | 0 | 0 | 0.20123 | 0.20123 | #VALUE! | #VALUE! |  |  |  | #VALUE! | #VALUE! | #VALUE! | #VALUE! | #VALUE! | #VALUE! | #VALUE!
Wednesday | 9 | 14 | 18 | 6162 | 0 | 0 | 0 | 0 | 0 | 0 | 0 | 0 | 0 | 0 | 0 | 0 | 0 | 0 | 0 | 0 | 0 | 0 | 0 | 0 | 0 | 0 | 0.019833 | 0.013074 | 0.048516 | 0 | 0.14746 | 0.20792 | 0.404 | 0 | 0 | 0 | 0 | 0 | 0 | 0 | 0 | 0 | 0 | 0 |  | 0 | 0 | 0 |  | #VALUE! | #VALUE! | #VALUE! | #VALUE! |  |  | #VALUE! | #VALUE! | 0 | 0 | 0.20123 | 0.20123 | #VALUE! | #VALUE! | #VALUE! | #VALUE! | 0 | 0 | 0.20123 | 0.20123 | #VALUE! | #VALUE! | #VALUE! | #VALUE! | 0 | 0 | 0.20123 | 0.20123 | #VALUE! | #VALUE! |  |  |  | #VALUE! | #VALUE! | #VALUE! | #VALUE! | #VALUE! | #VALUE! | #VALUE!
Wednesday | 9 | 14 | 19 | 6163 | 0 | 0 | 0 | 0 | 0 | 0 | 0 | 0 | 0 | 0 | 0 | 0 | 0 | 0 | 0 | 0 | 0 | 0 | 0 | 0 | 0 | 0 | 0 | 0.0017188 | 0.028129 | 0 | 0.073316 | 0.15992 | 0.347 | 0 | 0 | 0 | 0 | 0 | 0 | 0 | 0 | 0 | 0 | 0 |  | 0 | 0 | 0 |  | #VALUE! | #VALUE! | #VALUE! | #VALUE! |  |  | #VALUE! | #VALUE! | 0 | 0 | 0.20123 | 0.20123 | #VALUE! | #VALUE! | #VALUE! | #VALUE! | 0 | 0 | 0.20123 | 0.20123 | #VALUE! | #VALUE! | #VALUE! | #VALUE! | 0 | 0 | 0.20123 | 0.20123 | #VALUE! | #VALUE! |  |  |  | #VALUE! | #VALUE! | #VALUE! | #VALUE! | #VALUE! | #VALUE! | #VALUE!
Wednesday | 9 | 14 | 20 | 6164 | 0 | 0 | 0 | 0 | 0 | 0 | 0 | 0 | 0 | 0 | 0 | 0 | 0 | 0 | 0 | 0 | 0 | 0 | 0 | 0 | 0 | 0 | 0 | 0 | 0.031093 | 0 | 0.069959 | 0.1546 | 0.35 | 0 | 0 | 0 | 0 | 0 | 0 | 0 | 0 | 0 | 0 | 0 |  | 0 | 0 | 0 |  | #VALUE! | #VALUE! | #VALUE! | #VALUE! |  |  | #VALUE! | #VALUE! | 0 | 0 | 0.20123 | 0.20123 | #VALUE! | #VALUE! | #VALUE! | #VALUE! | 0 | 0 | 0.20123 | 0.20123 | #VALUE! | #VALUE! | #VALUE! | #VALUE! | 0 | 0 | 0.20123 | 0.20123 | #VALUE! | #VALUE! |  |  |  | #VALUE! | #VALUE! | #VALUE! | #VALUE! | #VALUE! | #VALUE! | #VALUE!
Wednesday | 9 | 14 | 21 | 6165 | 0 | 0 | 0 | 0 | 0 | 0 | 0 | 0 | 0 | 0 | 0 | 0 | 0 | 0 | 0 | 0 | 0 | 0 | 0 | 0 | 0 | 0 | 0 | 0 | 0.029761 | 0 | 0.070986 | 0.1351 | 0.326 | 0 | 0 | 0 | 0 | 0 | 0 | 0 | 0 | 0 | 0 | 0 |  | 0 | 0 | 0 |  | #VALUE! | #VALUE! | #VALUE! | #VALUE! |  |  | #VALUE! | #VALUE! | 0 | 0 | 0.20123 | 0.20123 | #VALUE! | #VALUE! | #VALUE! | #VALUE! | 0 | 0 | 0.20123 | 0.20123 | #VALUE! | #VALUE! | #VALUE! | #VALUE! | 0 | 0 | 0.20123 | 0.20123 | #VALUE! | #VALUE! |  |  |  | #VALUE! | #VALUE! | #VALUE! | #VALUE! | #VALUE! | #VALUE! | #VALUE!
Wednesday | 9 | 14 | 22 | 6166 | 0 | 0 | 0 | 0 | 0 | 0 | 0 | 0 | 0 | 0 | 0 | 0 | 0 | 0 | 0 | 0 | 0 | 0 | 0 | 0 | 0 | 0 | 0.017167 | 0.011394 | 0.049545 | 0 | 0.089759 | 0.24266 | 0.473 | 0 | 0 | 0 | 0 | 0 | 0 | 0 | 0 | 0 | 0 | 0 |  | 0 | 0 | 0 |  | #VALUE! | #VALUE! | #VALUE! | #VALUE! |  |  | #VALUE! | #VALUE! | 0 | 0 | 0.20123 | 0.20123 | #VALUE! | #VALUE! | #VALUE! | #VALUE! | 0 | 0 | 0.20123 | 0.20123 | #VALUE! | #VALUE! | #VALUE! | #VALUE! | 0 | 0 | 0.20123 | 0.20123 | #VALUE! | #VALUE! |  |  |  | #VALUE! | #VALUE! | #VALUE! | #VALUE! | #VALUE! | #VALUE! | #VALUE!
Wednesday | 9 | 14 | 23 | 6167 | 0 | 0 | 0 | 0 | 0 | 0 | 0 | 0 | 0 | 0 | 0 | 0 | 0 | 0 | 0 | 0 | 0 | 0 | 0 | 0 | 0 | 0 | 0.074417 | 0.039844 | 0.052752 | 0 | 0.097716 | 0.28198 | 0.519 | 0 | 0 | 0 | 0 | 0 | 0 | 0 | 0 | 0 | 0 | 0 |  | 0 | 0 | 0 |  | #VALUE! | #VALUE! | #VALUE! | #VALUE! |  |  | #VALUE! | #VALUE! | 0 | 0 | 0.20123 | 0.20123 | #VALUE! | #VALUE! | #VALUE! | #VALUE! | 0 | 0 | 0.20123 | 0.20123 | #VALUE! | #VALUE! | #VALUE! | #VALUE! | 0 | 0 | 0.20123 | 0.20123 | #VALUE! | #VALUE! |  |  |  | #VALUE! | #VALUE! | #VALUE! | #VALUE! | #VALUE! | #VALUE! | #VALUE!
Wednesday | 9 | 14 | 24 | 6168 | 0 | 0 | 0 | 0 | 0 | 0 | 0 | 0 | 0 | 0 | 0 | 0 | 0 | 0 | 0 | 0 | 0 | 0 | 0 | 0 | 0 | 0 | 0.075167 | 0.027478 | 0.051697 | 0 | 0.098962 | 0.28026 | 0.518 | 0 | 0 | 0 | 0 | 0 | 0 | 0 | 0 | 0 | 0 | 0 |  | 0 | 0 | 0 |  | #VALUE! | #VALUE! | #VALUE! | #VALUE! |  |  | #VALUE! | #VALUE! | 0 | 0 | 0.20123 | 0.20123 | #VALUE! | #VALUE! | #VALUE! | #VALUE! | 0 | 0 | 0.20123 | 0.20123 | #VALUE! | #VALUE! | #VALUE! | #VALUE! | 0 | 0 | 0.20123 | 0.20123 | #VALUE! | #VALUE! |  |  |  | #VALUE! | #VALUE! | #VALUE! | #VALUE! | #VALUE! | #VALUE! | #VALUE!
Thursday | 9 | 15 | 1 | 6169 | 0 | 0 | 0 | 0 | 0 | 0 | 0 | 0 | 0 | 0 | 0 | 0 | 0 | 0 | 0 | 0 | 0 | 0 | 0 | 0 | 0 | 0 | 0.076917 | 0.027704 | 0.052108 | 0 | 0.10016 | 0.28121 | 0.519 | 0 | 0 | 0 | 0 | 0 | 0 | 0 | 0 | 0 | 0 | 0 |  | 0 | 0 | 0 |  | #VALUE! | #VALUE! | #VALUE! | #VALUE! |  |  | #VALUE! | #VALUE! | 0 | 0 | 0.20123 | 0.20123 | #VALUE! | #VALUE! | #VALUE! | #VALUE! | 0 | 0 | 0.20123 | 0.20123 | #VALUE! | #VALUE! | #VALUE! | #VALUE! | 0 | 0 | 0.20123 | 0.20123 | #VALUE! | #VALUE! |  |  |  | #VALUE! | #VALUE! | #VALUE! | #VALUE! | #VALUE! | #VALUE! | #VALUE!
Thursday | 9 | 15 | 2 | 6170 | 0 | 0 | 0 | 0 | 0 | 0 | 0 | 0 | 0 | 0 | 0 | 0 | 0 | 0 | 0 | 0 | 0 | 0 | 0 | 0 | 0 | 0 | 0.074 | 0.026067 | 0.049991 | 0 | 0.093382 | 0.26655 | 0.493 | 0 | 0 | 0 | 0 | 0 | 0 | 0 | 0 | 0 | 0 | 0 |  | 0 | 0 | 0 |  | #VALUE! | #VALUE! | #VALUE! | #VALUE! |  |  | #VALUE! | #VALUE! | 0 | 0 | 0.20123 | 0.20123 | #VALUE! | #VALUE! | #VALUE! | #VALUE! | 0 | 0 | 0.20123 | 0.20123 | #VALUE! | #VALUE! | #VALUE! | #VALUE! | 0 | 0 | 0.20123 | 0.20123 | #VALUE! | #VALUE! |  |  |  | #VALUE! | #VALUE! | #VALUE! | #VALUE! | #VALUE! | #VALUE! | #VALUE!
Thursday | 9 | 15 | 3 | 6171 | 0 | 0 | 0 | 0 | 0 | 0 | 0 | 0 | 0 | 0 | 0 | 0 | 0 | 0 | 0 | 0 | 0 | 0 | 0 | 0 | 0 | 0 | 0 | 0 | 0.02928 | 0 | 0.083104 | 0.17925 | 0.388 | 0 | 0 | 0 | 0 | 0 | 0 | 0 | 0 | 0 | 0 | 0 |  | 0 | 0 | 0 |  | #VALUE! | #VALUE! | #VALUE! | #VALUE! |  |  | #VALUE! | #VALUE! | 0 | 0 | 0.20123 | 0.20123 | #VALUE! | #VALUE! | #VALUE! | #VALUE! | 0 | 0 | 0.20123 | 0.20123 | #VALUE! | #VALUE! | #VALUE! | #VALUE! | 0 | 0 | 0.20123 | 0.20123 | #VALUE! | #VALUE! |  |  |  | #VALUE! | #VALUE! | #VALUE! | #VALUE! | #VALUE! | #VALUE! | #VALUE!
Thursday | 9 | 15 | 4 | 6172 | 0 | 0 | 0 | 0 | 0 | 0 | 0 | 0 | 0 | 0 | 0 | 0 | 0 | 0 | 0 | 0 | 0 | 0 | 0 | 0 | 0 | 0 | 0 | 0 | 0.026608 | 0 | 0.054046 | 0.083403 | 0.22 | 0 | 0 | 0 | 0 | 0 | 0 | 0 | 0 | 0 | 0 | 0 |  | 0 | 0 | 0 |  | #VALUE! | #VALUE! | #VALUE! | #VALUE! |  |  | #VALUE! | #VALUE! | 0 | 0 | 0.20123 | 0.20123 | #VALUE! | #VALUE! | #VALUE! | #VALUE! | 0 | 0 | 0.20123 | 0.20123 | #VALUE! | #VALUE! | #VALUE! | #VALUE! | 0 | 0 | 0.20123 | 0.20123 | #VALUE! | #VALUE! |  |  |  | #VALUE! | #VALUE! | #VALUE! | #VALUE! | #VALUE! | #VALUE! | #VALUE!
Thursday | 9 | 15 | 5 | 6173 | 0 | 0 | 0 | 0 | 0 | 0 | 0 | 0 | 0 | 0 | 0 | 0 | 0 | 0 | 0 | 0 | 0 | 0 | 0 | 0 | 0 | 0 | 0 | 0 | 0.019106 | 0 | 0.051788 | 0.047929 | 0.148 | 0 | 0 | 0 | 0 | 0 | 0 | 0 | 0 | 0 | 0 | 0 |  | 0 | 0 | 0 |  | #VALUE! | #VALUE! | #VALUE! | #VALUE! |  |  | #VALUE! | #VALUE! | 0 | 0 | 0.20123 | 0.20123 | #VALUE! | #VALUE! | #VALUE! | #VALUE! | 0 | 0 | 0.20123 | 0.20123 | #VALUE! | #VALUE! | #VALUE! | #VALUE! | 0 | 0 | 0.20123 | 0.20123 | #VALUE! | #VALUE! |  |  |  | #VALUE! | #VALUE! | #VALUE! | #VALUE! | #VALUE! | #VALUE! | #VALUE!
Thursday | 9 | 15 | 6 | 6174 | 0 | 0 | 0 | 0 | 0 | 0 | 0 | 0 | 0 | 0 | 0 | 0 | 0 | 0 | 0 | 0 | 0 | 0 | 0 | 0 | 0 | 0 | 0 | 0 | 0.016475 | 0 | 0.046562 | 0.039748 | 0.123 | 0 | 0 | 0 | 0 | 0 | 0 | 0 | 0 | 0 | 0 | 0 |  | 0 | 0 | 0 |  | #VALUE! | #VALUE! | #VALUE! | #VALUE! |  |  | #VALUE! | #VALUE! | 0 | 0 | 0.20123 | 0.20123 | #VALUE! | #VALUE! | #VALUE! | #VALUE! | 0 | 0 | 0.20123 | 0.20123 | #VALUE! | #VALUE! | #VALUE! | #VALUE! | 0 | 0 | 0.20123 | 0.20123 | #VALUE! | #VALUE! |  |  |  | #VALUE! | #VALUE! | #VALUE! | #VALUE! | #VALUE! | #VALUE! | #VALUE!
Thursday | 9 | 15 | 7 | 6175 | 0 | 0 | 0 | 0 | 0 | 0 | 0 | 0 | 0 | 0 | 0 | 0 | 0 | 0 | 0 | 0 | 0 | 0 | 0 | 0 | 0 | 0 | 0 | 0 | 0.023844 | 0 | 0.050125 | 0.046837 | 0.153 | 0 | 0 | 0 | 0 | 0 | 0 | 0 | 0 | 0 | 0 | 0 |  | 0 | 0 | 0 |  | #VALUE! | #VALUE! | #VALUE! | #VALUE! |  |  | #VALUE! | #VALUE! | 0 | 0 | 0.20123 | 0.20123 | #VALUE! | #VALUE! | #VALUE! | #VALUE! | 0 | 0 | 0.20123 | 0.20123 | #VALUE! | #VALUE! | #VALUE! | #VALUE! | 0 | 0 | 0.20123 | 0.20123 | #VALUE! | #VALUE! |  |  |  | #VALUE! | #VALUE! | #VALUE! | #VALUE! | #VALUE! | #VALUE! | #VALUE!
Thursday | 9 | 15 | 8 | 6176 | 0 | 0 | 0 | 0 | 0 | 0 | 0 | 0 | 0 | 0 | 0 | 0 | 0 | 0 | 0 | 0 | 0 | 0 | 0 | 0 | 0 | 0 | 0 | 0.0022812 | 0.030265 | 0 | 0.056999 | 0.1251 | 0.299 | 0 | 0 | 0 | 0 | 0 | 0 | 0 | 0 | 0 | 0 | 0 |  | 0 | 0 | 0 |  | #VALUE! | #VALUE! | #VALUE! | #VALUE! |  |  | #VALUE! | #VALUE! | 0 | 0 | 0.20123 | 0.20123 | #VALUE! | #VALUE! | #VALUE! | #VALUE! | 0 | 0 | 0.20123 | 0.20123 | #VALUE! | #VALUE! | #VALUE! | #VALUE! | 0 | 0 | 0.20123 | 0.20123 | #VALUE! | #VALUE! |  |  |  | #VALUE! | #VALUE! | #VALUE! | #VALUE! | #VALUE! | #VALUE! | #VALUE!
Thursday | 9 | 15 | 9 | 6177 | 0 | 0 | 0 | 0 | 0 | 0 | 0 | 0 | 0 | 0 | 0 | 0 | 0 | 0 | 0 | 0 | 0 | 0 | 0 | 0 | 0 | 0 | 0 | 0.011054 | 0.035259 | 0 | 0.062703 | 0.18774 | 0.39 | 0 | 0 | 0 | 0 | 0 | 0 | 0 | 0 | 0 | 0 | 0 |  | 0 | 0 | 0 |  | #VALUE! | #VALUE! | #VALUE! | #VALUE! |  |  | #VALUE! | #VALUE! | 0 | 0 | 0.20123 | 0.20123 | #VALUE! | #VALUE! | #VALUE! | #VALUE! | 0 | 0 | 0.20123 | 0.20123 | #VALUE! | #VALUE! | #VALUE! | #VALUE! | 0 | 0 | 0.20123 | 0.20123 | #VALUE! | #VALUE! |  |  |  | #VALUE! | #VALUE! | #VALUE! | #VALUE! | #VALUE! | #VALUE! | #VALUE!
Thursday | 9 | 15 | 10 | 6178 | 0 | 0 | 0 | 0 | 0 | 0 | 0 | 0 | 0 | 0 | 0 | 0 | 0 | 0 | 0 | 0 | 0 | 0 | 0 | 0 | 0 | 0 | 0.033083 | 0.037451 | 0.072388 | 0 | 0.0029486 | 0.19088 | 0.343 | 0 | 0 | 0 | 0 | 0 | 0 | 0 | 0 | 0 | 0 | 0 |  | 0 | 0 | 0 |  | #VALUE! | #VALUE! | #VALUE! | #VALUE! |  |  | #VALUE! | #VALUE! | 0 | 0 | 0.20123 | 0.20123 | #VALUE! | #VALUE! | #VALUE! | #VALUE! | 0 | 0 | 0.20123 | 0.20123 | #VALUE! | #VALUE! | #VALUE! | #VALUE! | 0 | 0 | 0.20123 | 0.20123 | #VALUE! | #VALUE! |  |  |  | #VALUE! | #VALUE! | #VALUE! | #VALUE! | #VALUE! | #VALUE! | #VALUE!
Thursday | 9 | 15 | 11 | 6179 | 0 | 0 | 0 | 0 | 0 | 0 | 0 | 0 | 0 | 0 | 0 | 0 | 0 | 0 | 0 | 0 | 0 | 0 | 0 | 0 | 0 | 0.053 | 0.20883 | 0.21613 | 0.32305 | 0 | 0.065125 | 0.33129 | 0.461 | 0 | 0 | 0 | 0 | 0 | 0 | 0 | 0 | 0 | 0 | 0 |  | 0 | 0 | 0 |  | #VALUE! | #VALUE! | #VALUE! | #VALUE! |  |  | #VALUE! | #VALUE! | 0 | 0 | 0.20123 | 0.20123 | #VALUE! | #VALUE! | #VALUE! | #VALUE! | 0 | 0 | 0.20123 | 0.20123 | #VALUE! | #VALUE! | #VALUE! | #VALUE! | 0 | 0 | 0.20123 | 0.20123 | #VALUE! | #VALUE! |  |  |  | #VALUE! | #VALUE! | #VALUE! | #VALUE! | #VALUE! | #VALUE! | #VALUE!
Thursday | 9 | 15 | 12 | 6180 | 0 | 0 | 0 | 0 | 0 | 0 | 0 | 0 | 0 | 0 | 0 | 0 | 0 | 0 | 0 | 0 | 0 | 0 | 0 | 0 | 0 | 0.071 | 0.21492 | 0.21769 | 0.19145 | 0 | 0.05509 | 0.31792 | 0.43 | 0 | 0 | 0 | 0 | 0 | 0 | 0 | 0 | 0 | 0 | 0 |  | 0 | 0 | 0 |  | #VALUE! | #VALUE! | #VALUE! | #VALUE! |  |  | #VALUE! | #VALUE! | 0 | 0 | 0.20123 | 0.20123 | #VALUE! | #VALUE! | #VALUE! | #VALUE! | 0 | 0 | 0.20123 | 0.20123 | #VALUE! | #VALUE! | #VALUE! | #VALUE! | 0 | 0 | 0.20123 | 0.20123 | #VALUE! | #VALUE! |  |  |  | #VALUE! | #VALUE! | #VALUE! | #VALUE! | #VALUE! | #VALUE! | #VALUE!
Thursday | 9 | 15 | 13 | 6181 | 0 | 0 | 0 | 0 | 0 | 0 | 0 | 0 | 0 | 0 | 0 | 0 | 0 | 0 | 0 | 0 | 0 | 0 | 0 | 0 | 0 | 0.0865 | 0.22192 | 0.22774 | 0.18866 | 0 | 0.0056776 | 0.3265 | 0.429 | 0 | 0 | 0 | 0 | 0 | 0 | 0 | 0 | 0 | 0 | 0 |  | 0 | 0 | 0 |  | #VALUE! | #VALUE! | #VALUE! | #VALUE! |  |  | #VALUE! | #VALUE! | 0 | 0 | 0.20123 | 0.20123 | #VALUE! | #VALUE! | #VALUE! | #VALUE! | 0 | 0 | 0.20123 | 0.20123 | #VALUE! | #VALUE! | #VALUE! | #VALUE! | 0 | 0 | 0.20123 | 0.20123 | #VALUE! | #VALUE! |  |  |  | #VALUE! | #VALUE! | #VALUE! | #VALUE! | #VALUE! | #VALUE! | #VALUE!
Thursday | 9 | 15 | 14 | 6182 | 0 | 0 | 0 | 0 | 0 | 0 | 0 | 0 | 0 | 0 | 0 | 0 | 0 | 0 | 0 | 0 | 0 | 0 | 0 | 0 | 0 | 0.0845 | 0.19717 | 0.20303 | 0.18555 | 0.00325 | 0.00392 | 0.2886 | 0.366 | 0 | 0 | 0 | 0 | 0 | 0 | 0 | 0 | 0 | 0 | 0 |  | 0 | 0 | 0 |  | #VALUE! | #VALUE! | #VALUE! | #VALUE! |  |  | #VALUE! | #VALUE! | 0 | 0 | 0.20123 | 0.20123 | #VALUE! | #VALUE! | #VALUE! | #VALUE! | 0 | 0 | 0.20123 | 0.20123 | #VALUE! | #VALUE! | #VALUE! | #VALUE! | 0 | 0 | 0.20123 | 0.20123 | #VALUE! | #VALUE! |  |  |  | #VALUE! | #VALUE! | #VALUE! | #VALUE! | #VALUE! | #VALUE! | #VALUE!
Thursday | 9 | 15 | 15 | 6183 | 0 | 0 | 0 | 0 | 0 | 0 | 0 | 0 | 0 | 0 | 0 | 0 | 0 | 0 | 0 | 0 | 0 | 0 | 0 | 0 | 0 | 0.0845 | 0.18367 | 0.18811 | 0.17507 | 0.00575 | 0.0034921 | 0.26454 | 0.329 | 0 | 0 | 0 | 0 | 0 | 0 | 0 | 0 | 0 | 0 | 0 |  | 0 | 0 | 0 |  | #VALUE! | #VALUE! | #VALUE! | #VALUE! |  |  | #VALUE! | #VALUE! | 0 | 0 | 0.20123 | 0.20123 | #VALUE! | #VALUE! | #VALUE! | #VALUE! | 0 | 0 | 0.20123 | 0.20123 | #VALUE! | #VALUE! | #VALUE! | #VALUE! | 0 | 0 | 0.20123 | 0.20123 | #VALUE! | #VALUE! |  |  |  | #VALUE! | #VALUE! | #VALUE! | #VALUE! | #VALUE! | #VALUE! | #VALUE!
Thursday | 9 | 15 | 16 | 6184 | 0 | 0 | 0 | 0 | 0 | 0 | 0 | 0 | 0 | 0 | 0 | 0 | 0 | 0 | 0 | 0 | 0 | 0 | 0 | 0 | 0 | 0.152 | 0.2565 | 0.2713 | 0.18573 | 0 | 0.023764 | 0.3496 | 0.407 | 0 | 0 | 0 | 0 | 0 | 0 | 0 | 0 | 0 | 0 | 0 |  | 0 | 0 | 0 |  | #VALUE! | #VALUE! | #VALUE! | #VALUE! |  |  | #VALUE! | #VALUE! | 0 | 0 | 0.20123 | 0.20123 | #VALUE! | #VALUE! | #VALUE! | #VALUE! | 0 | 0 | 0.20123 | 0.20123 | #VALUE! | #VALUE! | #VALUE! | #VALUE! | 0 | 0 | 0.20123 | 0.20123 | #VALUE! | #VALUE! |  |  |  | #VALUE! | #VALUE! | #VALUE! | #VALUE! | #VALUE! | #VALUE! | #VALUE!
Thursday | 9 | 15 | 17 | 6185 | 0 | 0 | 0 | 0 | 0 | 0 | 0 | 0 | 0 | 0 | 0 | 0 | 0 | 0 | 0 | 0 | 0 | 0 | 0 | 0 | 0 | 0.059 | 0.16967 | 0.17858 | 0.06893 | 0 | 0.019999 | 0.28095 | 0.356 | 0 | 0 | 0 | 0 | 0 | 0 | 0 | 0 | 0 | 0 | 0 |  | 0 | 0 | 0 |  | #VALUE! | #VALUE! | #VALUE! | #VALUE! |  |  | #VALUE! | #VALUE! | 0 | 0 | 0.20123 | 0.20123 | #VALUE! | #VALUE! | #VALUE! | #VALUE! | 0 | 0 | 0.20123 | 0.20123 | #VALUE! | #VALUE! | #VALUE! | #VALUE! | 0 | 0 | 0.20123 | 0.20123 | #VALUE! | #VALUE! |  |  |  | #VALUE! | #VALUE! | #VALUE! | #VALUE! | #VALUE! | #VALUE! | #VALUE!
Thursday | 9 | 15 | 18 | 6186 | 0 | 0 | 0 | 0 | 0 | 0 | 0 | 0 | 0 | 0 | 0 | 0 | 0 | 0 | 0 | 0 | 0 | 0 | 0 | 0 | 0 | 0.0485 | 0.15967 | 0.16602 | 0.062611 | 0 | 0.016401 | 0.2704 | 0.353 | 0 | 0 | 0 | 0 | 0 | 0 | 0 | 0 | 0 | 0 | 0 |  | 0 | 0 | 0 |  | #VALUE! | #VALUE! | #VALUE! | #VALUE! |  |  | #VALUE! | #VALUE! | 0 | 0 | 0.20123 | 0.20123 | #VALUE! | #VALUE! | #VALUE! | #VALUE! | 0 | 0 | 0.20123 | 0.20123 | #VALUE! | #VALUE! | #VALUE! | #VALUE! | 0 | 0 | 0.20123 | 0.20123 | #VALUE! | #VALUE! |  |  |  | #VALUE! | #VALUE! | #VALUE! | #VALUE! | #VALUE! | #VALUE! | #VALUE!
Thursday | 9 | 15 | 19 | 6187 | 0 | 0 | 0 | 0 | 0 | 0 | 0 | 0 | 0 | 0 | 0 | 0 | 0 | 0 | 0 | 0 | 0 | 0 | 0 | 0 | 0 | 0 | 0.068083 | 0.06315 | 0.054177 | 0 | 0.0060832 | 0.22548 | 0.34 | 0 | 0 | 0 | 0 | 0 | 0 | 0 | 0 | 0 | 0 | 0 |  | 0 | 0 | 0 |  | #VALUE! | #VALUE! | #VALUE! | #VALUE! |  |  | #VALUE! | #VALUE! | 0 | 0 | 0.20123 | 0.20123 | #VALUE! | #VALUE! | #VALUE! | #VALUE! | 0 | 0 | 0.20123 | 0.20123 | #VALUE! | #VALUE! | #VALUE! | #VALUE! | 0 | 0 | 0.20123 | 0.20123 | #VALUE! | #VALUE! |  |  |  | #VALUE! | #VALUE! | #VALUE! | #VALUE! | #VALUE! | #VALUE! | #VALUE!
Thursday | 9 | 15 | 20 | 6188 | 0 | 0 | 0 | 0 | 0 | 0 | 0 | 0 | 0 | 0 | 0 | 0 | 0 | 0 | 0 | 0 | 0 | 0 | 0 | 0 | 0 | 0 | 0.017 | 0.022523 | 0.030485 | 0 | 0.046636 | 0.21834 | 0.369 | 0 | 0 | 0 | 0 | 0 | 0 | 0 | 0 | 0 | 0 | 0 |  | 0 | 0 | 0 |  | #VALUE! | #VALUE! | #VALUE! | #VALUE! |  |  | #VALUE! | #VALUE! | 0 | 0 | 0.20123 | 0.20123 | #VALUE! | #VALUE! | #VALUE! | #VALUE! | 0 | 0 | 0.20123 | 0.20123 | #VALUE! | #VALUE! | #VALUE! | #VALUE! | 0 | 0 | 0.20123 | 0.20123 | #VALUE! | #VALUE! |  |  |  | #VALUE! | #VALUE! | #VALUE! | #VALUE! | #VALUE! | #VALUE! | #VALUE!
Thursday | 9 | 15 | 21 | 6189 | 0 | 0 | 0 | 0 | 0 | 0 | 0 | 0 | 0 | 0 | 0 | 0 | 0 | 0 | 0 | 0 | 0 | 0 | 0 | 0 | 0 | 0 | 0 | 0.0073665 | 0.031396 | 0 | 0.04786 | 0.18475 | 0.359 | 0 | 0 | 0 | 0 | 0 | 0 | 0 | 0 | 0 | 0 | 0 |  | 0 | 0 | 0 |  | #VALUE! | #VALUE! | #VALUE! | #VALUE! |  |  | #VALUE! | #VALUE! | 0 | 0 | 0.20123 | 0.20123 | #VALUE! | #VALUE! | #VALUE! | #VALUE! | 0 | 0 | 0.20123 | 0.20123 | #VALUE! | #VALUE! | #VALUE! | #VALUE! | 0 | 0 | 0.20123 | 0.20123 | #VALUE! | #VALUE! |  |  |  | #VALUE! | #VALUE! | #VALUE! | #VALUE! | #VALUE! | #VALUE! | #VALUE!
Thursday | 9 | 15 | 22 | 6190 | 0 | 0 | 0 | 0 | 0 | 0 | 0 | 0 | 0 | 0 | 0 | 0 | 0 | 0 | 0 | 0 | 0 | 0 | 0 | 0 | 0 | 0 | 0 | 0.0058693 | 0.030121 | 0 | 0.049036 | 0.17648 | 0.359 | 0 | 0 | 0 | 0 | 0 | 0 | 0 | 0 | 0 | 0 | 0 |  | 0 | 0 | 0 |  | #VALUE! | #VALUE! | #VALUE! | #VALUE! |  |  | #VALUE! | #VALUE! | 0 | 0 | 0.20123 | 0.20123 | #VALUE! | #VALUE! | #VALUE! | #VALUE! | 0 | 0 | 0.20123 | 0.20123 | #VALUE! | #VALUE! | #VALUE! | #VALUE! | 0 | 0 | 0.20123 | 0.20123 | #VALUE! | #VALUE! |  |  |  | #VALUE! | #VALUE! | #VALUE! | #VALUE! | #VALUE! | #VALUE! | #VALUE!
Thursday | 9 | 15 | 23 | 6191 | 0 | 0 | 0 | 0 | 0 | 0 | 0 | 0 | 0 | 0 | 0 | 0 | 0 | 0 | 0 | 0 | 0 | 0 | 0 | 0 | 0 | 0 | 0.0035 | 0.011596 | 0.030206 | 0 | 0.055634 | 0.20593 | 0.398 | 0 | 0 | 0 | 0 | 0 | 0 | 0 | 0 | 0 | 0 | 0 |  | 0 | 0 | 0 |  | #VALUE! | #VALUE! | #VALUE! | #VALUE! |  |  | #VALUE! | #VALUE! | 0 | 0 | 0.20123 | 0.20123 | #VALUE! | #VALUE! | #VALUE! | #VALUE! | 0 | 0 | 0.20123 | 0.20123 | #VALUE! | #VALUE! | #VALUE! | #VALUE! | 0 | 0 | 0.20123 | 0.20123 | #VALUE! | #VALUE! |  |  |  | #VALUE! | #VALUE! | #VALUE! | #VALUE! | #VALUE! | #VALUE! | #VALUE!
Thursday | 9 | 15 | 24 | 6192 | 0 | 0 | 0 | 0 | 0 | 0 | 0 | 0 | 0 | 0 | 0 | 0 | 0 | 0 | 0 | 0 | 0 | 0 | 0 | 0 | 0 | 0 | 0 | 0 | 0.030106 | 0 | 0.0507 | 0.15049 | 0.349 | 0 | 0 | 0 | 0 | 0 | 0 | 0 | 0 | 0 | 0 | 0 |  | 0 | 0 | 0 |  | #VALUE! | #VALUE! | #VALUE! | #VALUE! |  |  | #VALUE! | #VALUE! | 0 | 0 | 0.20123 | 0.20123 | #VALUE! | #VALUE! | #VALUE! | #VALUE! | 0 | 0 | 0.20123 | 0.20123 | #VALUE! | #VALUE! | #VALUE! | #VALUE! | 0 | 0 | 0.20123 | 0.20123 | #VALUE! | #VALUE! |  |  |  | #VALUE! | #VALUE! | #VALUE! | #VALUE! | #VALUE! | #VALUE! | #VALUE!
Friday | 9 | 16 | 1 | 6193 | 0 | 0 | 0 | 0 | 0 | 0 | 0 | 0 | 0 | 0 | 0 | 0 | 0 | 0 | 0 | 0 | 0 | 0 | 0 | 0 | 0 | 0 | 0 | 0 | 0.03068 | 0 | 0.047053 | 0.10637 | 0.299 | 0 | 0 | 0 | 0 | 0 | 0 | 0 | 0 | 0 | 0 | 0 |  | 0 | 0 | 0 |  | #VALUE! | #VALUE! | #VALUE! | #VALUE! |  |  | #VALUE! | #VALUE! | 0 | 0 | 0.20123 | 0.20123 | #VALUE! | #VALUE! | #VALUE! | #VALUE! | 0 | 0 | 0.20123 | 0.20123 | #VALUE! | #VALUE! | #VALUE! | #VALUE! | 0 | 0 | 0.20123 | 0.20123 | #VALUE! | #VALUE! |  |  |  | #VALUE! | #VALUE! | #VALUE! | #VALUE! | #VALUE! | #VALUE! | #VALUE!
Friday | 9 | 16 | 2 | 6194 | 0 | 0 | 0 | 0 | 0 | 0 | 0 | 0 | 0 | 0 | 0 | 0 | 0 | 0 | 0 | 0 | 0 | 0 | 0 | 0 | 0 | 0 | 0 | 0 | 0.029907 | 0 | 0.048206 | 0.10175 | 0.299 | 0 | 0 | 0 | 0 | 0 | 0 | 0 | 0 | 0 | 0 | 0 |  | 0 | 0 | 0 |  | #VALUE! | #VALUE! | #VALUE! | #VALUE! |  |  | #VALUE! | #VALUE! | 0 | 0 | 0.20123 | 0.20123 | #VALUE! | #VALUE! | #VALUE! | #VALUE! | 0 | 0 | 0.20123 | 0.20123 | #VALUE! | #VALUE! | #VALUE! | #VALUE! | 0 | 0 | 0.20123 | 0.20123 | #VALUE! | #VALUE! |  |  |  | #VALUE! | #VALUE! | #VALUE! | #VALUE! | #VALUE! | #VALUE! | #VALUE!
Friday | 9 | 16 | 3 | 6195 | 0 | 0 | 0 | 0 | 0 | 0 | 0 | 0 | 0 | 0 | 0 | 0 | 0 | 0 | 0 | 0 | 0 | 0 | 0 | 0 | 0 | 0 | 0 | 0 | 0.028795 | 0 | 0.049412 | 0.083397 | 0.278 | 0 | 0 | 0 | 0 | 0 | 0 | 0 | 0 | 0 | 0 | 0 |  | 0 | 0 | 0 |  | #VALUE! | #VALUE! | #VALUE! | #VALUE! |  |  | #VALUE! | #VALUE! | 0 | 0 | 0.20123 | 0.20123 | #VALUE! | #VALUE! | #VALUE! | #VALUE! | 0 | 0 | 0.20123 | 0.20123 | #VALUE! | #VALUE! | #VALUE! | #VALUE! | 0 | 0 | 0.20123 | 0.20123 | #VALUE! | #VALUE! |  |  |  | #VALUE! | #VALUE! | #VALUE! | #VALUE! | #VALUE! | #VALUE! | #VALUE!
Friday | 9 | 16 | 4 | 6196 | 0 | 0 | 0 | 0 | 0 | 0 | 0 | 0 | 0 | 0 | 0 | 0 | 0 | 0 | 0 | 0 | 0 | 0 | 0 | 0 | 0 | 0 | 0 | 0 | 0.027543 | 0 | 0.0506 | 0.079896 | 0.266 | 0 | 0 | 0 | 0 | 0 | 0 | 0 | 0 | 0 | 0 | 0 |  | 0 | 0 | 0 |  | #VALUE! | #VALUE! | #VALUE! | #VALUE! |  |  | #VALUE! | #VALUE! | 0 | 0 | 0.20123 | 0.20123 | #VALUE! | #VALUE! | #VALUE! | #VALUE! | 0 | 0 | 0.20123 | 0.20123 | #VALUE! | #VALUE! | #VALUE! | #VALUE! | 0 | 0 | 0.20123 | 0.20123 | #VALUE! | #VALUE! |  |  |  | #VALUE! | #VALUE! | #VALUE! | #VALUE! | #VALUE! | #VALUE! | #VALUE!
Friday | 9 | 16 | 5 | 6197 | 0 | 0 | 0 | 0 | 0 | 0 | 0 | 0 | 0 | 0 | 0 | 0 | 0 | 0 | 0 | 0 | 0 | 0 | 0 | 0 | 0 | 0 | 0 | 0 | 0.023066 | 0 | 0.04086 | 0.035697 | 0.156 | 0 | 0 | 0 | 0 | 0 | 0 | 0 | 0 | 0 | 0 | 0 |  | 0 | 0 | 0 |  | #VALUE! | #VALUE! | #VALUE! | #VALUE! |  |  | #VALUE! | #VALUE! | 0 | 0 | 0.20123 | 0.20123 | #VALUE! | #VALUE! | #VALUE! | #VALUE! | 0 | 0 | 0.20123 | 0.20123 | #VALUE! | #VALUE! | #VALUE! | #VALUE! | 0 | 0 | 0.20123 | 0.20123 | #VALUE! | #VALUE! |  |  |  | #VALUE! | #VALUE! | #VALUE! | #VALUE! | #VALUE! | #VALUE! | #VALUE!
Friday | 9 | 16 | 6 | 6198 | 0 | 0 | 0 | 0 | 0 | 0 | 0 | 0 | 0 | 0 | 0 | 0 | 0 | 0 | 0 | 0 | 0 | 0 | 0 | 0 | 0 | 0 | 0 | 0 | 0.0092395 | 0 | 0 | 0.0049172 | 0 | 0 | 0 | 0 | 0 | 0 | 0 | 0 | 0 | 0 | 0 | 0 |  | 0 | 0 | 0 |  | #VALUE! | #VALUE! | #VALUE! | #VALUE! |  |  | #VALUE! | #VALUE! | 0 | 0 | 0.20123 | 0.20123 | #VALUE! | #VALUE! | #VALUE! | #VALUE! | 0 | 0 | 0.20123 | 0.20123 | #VALUE! | #VALUE! | #VALUE! | #VALUE! | 0 | 0 | 0.20123 | 0.20123 | #VALUE! | #VALUE! |  |  |  | #VALUE! | #VALUE! | #VALUE! | #VALUE! | #VALUE! | #VALUE! | #VALUE!
Friday | 9 | 16 | 7 | 6199 | 0 | 0 | 0 | 0 | 0 | 0 | 0 | 0 | 0 | 0 | 0 | 0 | 0 | 0 | 0 | 0 | 0 | 0 | 0 | 0 | 0 | 0 | 0 | 0 | 0.020128 | 0 | 0 | 0.0072965 | 0.01 | 0 | 0 | 0 | 0 | 0 | 0 | 0 | 0 | 0 | 0 | 0 |  | 0 | 0 | 0 |  | #VALUE! | #VALUE! | #VALUE! | #VALUE! |  |  | #VALUE! | #VALUE! | 0 | 0 | 0.20123 | 0.20123 | #VALUE! | #VALUE! | #VALUE! | #VALUE! | 0 | 0 | 0.20123 | 0.20123 | #VALUE! | #VALUE! | #VALUE! | #VALUE! | 0 | 0 | 0.20123 | 0.20123 | #VALUE! | #VALUE! |  |  |  | #VALUE! | #VALUE! | #VALUE! | #VALUE! | #VALUE! | #VALUE! | #VALUE!
Friday | 9 | 16 | 8 | 6200 | 0 | 0 | 0 | 0 | 0 | 0 | 0 | 0 | 0 | 0 | 0 | 0 | 0 | 0 | 0 | 0 | 0 | 0 | 0 | 0 | 0 | 0 | 0 | 0 | 0.034866 | 0 | 0 | 0.038106 | 0.161 | 0 | 0 | 0 | 0 | 0 | 0 | 0 | 0 | 0 | 0 | 0 |  | 0 | 0 | 0 |  | #VALUE! | #VALUE! | #VALUE! | #VALUE! |  |  | #VALUE! | #VALUE! | 0 | 0 | 0.20123 | 0.20123 | #VALUE! | #VALUE! | #VALUE! | #VALUE! | 0 | 0 | 0.20123 | 0.20123 | #VALUE! | #VALUE! | #VALUE! | #VALUE! | 0 | 0 | 0.20123 | 0.20123 | #VALUE! | #VALUE! |  |  |  | #VALUE! | #VALUE! | #VALUE! | #VALUE! | #VALUE! | #VALUE! | #VALUE!
Friday | 9 | 16 | 9 | 6201 | 0 | 0 | 0 | 0 | 0 | 0 | 0 | 0 | 0 | 0 | 0 | 0 | 0 | 0 | 0 | 0 | 0 | 0 | 0 | 0 | 0 | 0 | 0 | 0 | 0.03586 | 0 | 0.00040472 | 0.063282 | 0.192 | 0 | 0 | 0 | 0 | 0 | 0 | 0 | 0 | 0 | 0 | 0 |  | 0 | 0 | 0 |  | #VALUE! | #VALUE! | #VALUE! | #VALUE! |  |  | #VALUE! | #VALUE! | 0 | 0 | 0.20123 | 0.20123 | #VALUE! | #VALUE! | #VALUE! | #VALUE! | 0 | 0 | 0.20123 | 0.20123 | #VALUE! | #VALUE! | #VALUE! | #VALUE! | 0 | 0 | 0.20123 | 0.20123 | #VALUE! | #VALUE! |  |  |  | #VALUE! | #VALUE! | #VALUE! | #VALUE! | #VALUE! | #VALUE! | #VALUE!
Friday | 9 | 16 | 10 | 6202 | 0 | 0 | 0 | 0 | 0 | 0 | 0 | 0 | 0 | 0 | 0 | 0 | 0 | 0 | 0 | 0 | 0 | 0 | 0 | 0 | 0 | 0 | 0 | 0.0085729 | 0.03738 | 0 | 0.030001 | 0.13061 | 0.251 | 0 | 0 | 0 | 0 | 0 | 0 | 0 | 0 | 0 | 0 | 0 |  | 0 | 0 | 0 |  | #VALUE! | #VALUE! | #VALUE! | #VALUE! |  |  | #VALUE! | #VALUE! | 0 | 0 | 0.20123 | 0.20123 | #VALUE! | #VALUE! | #VALUE! | #VALUE! | 0 | 0 | 0.20123 | 0.20123 | #VALUE! | #VALUE! | #VALUE! | #VALUE! | 0 | 0 | 0.20123 | 0.20123 | #VALUE! | #VALUE! |  |  |  | #VALUE! | #VALUE! | #VALUE! | #VALUE! | #VALUE! | #VALUE! | #VALUE!
Friday | 9 | 16 | 11 | 6203 | 0 | 0 | 0 | 0 | 0 | 0 | 0 | 0 | 0 | 0 | 0 | 0 | 0 | 0 | 0 | 0 | 0 | 0 | 0 | 0 | 0 | 0 | 0.050417 | 0.060258 | 0.089523 | 0.00825 | 0.088814 | 0.17966 | 0.27 | 0 | 0 | 0 | 0 | 0 | 0 | 0 | 0 | 0 | 0 | 0 |  | 0 | 0 | 0 |  | #VALUE! | #VALUE! | #VALUE! | #VALUE! |  |  | #VALUE! | #VALUE! | 0 | 0 | 0.20123 | 0.20123 | #VALUE! | #VALUE! | #VALUE! | #VALUE! | 0 | 0 | 0.20123 | 0.20123 | #VALUE! | #VALUE! | #VALUE! | #VALUE! | 0 | 0 | 0.20123 | 0.20123 | #VALUE! | #VALUE! |  |  |  | #VALUE! | #VALUE! | #VALUE! | #VALUE! | #VALUE! | #VALUE! | #VALUE!
Friday | 9 | 16 | 12 | 6204 | 0 | 0 | 0 | 0 | 0 | 0 | 0 | 0 | 0 | 0 | 0 | 0 | 0 | 0 | 0 | 0 | 0 | 0 | 0 | 0 | 0 | 0 | 0.024667 | 0.034501 | 0.031053 | 0.02325 | 0.0016536 | 0.14094 | 0.213 | 0 | 0 | 0 | 0 | 0 | 0 | 0 | 0 | 0 | 0 | 0 |  | 0 | 0 | 0 |  | #VALUE! | #VALUE! | #VALUE! | #VALUE! |  |  | #VALUE! | #VALUE! | 0 | 0 | 0.20123 | 0.20123 | #VALUE! | #VALUE! | #VALUE! | #VALUE! | 0 | 0 | 0.20123 | 0.20123 | #VALUE! | #VALUE! | #VALUE! | #VALUE! | 0 | 0 | 0.20123 | 0.20123 | #VALUE! | #VALUE! |  |  |  | #VALUE! | #VALUE! | #VALUE! | #VALUE! | #VALUE! | #VALUE! | #VALUE!
Friday | 9 | 16 | 13 | 6205 | 0 | 0 | 0 | 0 | 0 | 0 | 0 | 0 | 0 | 0 | 0 | 0 | 0 | 0 | 0 | 0 | 0 | 0 | 0 | 0 | 0 | 0 | 0.034 | 0.040158 | 0.030239 | 0.02975 | 0.037459 | 0.14819 | 0.213 | 0 | 0 | 0 | 0 | 0 | 0 | 0 | 0 | 0 | 0 | 0 |  | 0 | 0 | 0 |  | #VALUE! | #VALUE! | #VALUE! | #VALUE! |  |  | #VALUE! | #VALUE! | 0 | 0 | 0.20123 | 0.20123 | #VALUE! | #VALUE! | #VALUE! | #VALUE! | 0 | 0 | 0.20123 | 0.20123 | #VALUE! | #VALUE! | #VALUE! | #VALUE! | 0 | 0 | 0.20123 | 0.20123 | #VALUE! | #VALUE! |  |  |  | #VALUE! | #VALUE! | #VALUE! | #VALUE! | #VALUE! | #VALUE! | #VALUE!
Friday | 9 | 16 | 14 | 6206 | 0 | 0 | 0 | 0 | 0 | 0 | 0 | 0 | 0 | 0 | 0 | 0 | 0 | 0 | 0 | 0 | 0 | 0 | 0 | 0 | 0 | 0 | 0.0020833 | 0.012258 | 0.040955 | 0.03475 | 0.001191 | 0.13679 | 0.212 | 0 | 0 | 0 | 0 | 0 | 0 | 0 | 0 | 0 | 0 | 0 |  | 0 | 0 | 0 |  | #VALUE! | #VALUE! | #VALUE! | #VALUE! |  |  | #VALUE! | #VALUE! | 0 | 0 | 0.20123 | 0.20123 | #VALUE! | #VALUE! | #VALUE! | #VALUE! | 0 | 0 | 0.20123 | 0.20123 | #VALUE! | #VALUE! | #VALUE! | #VALUE! | 0 | 0 | 0.20123 | 0.20123 | #VALUE! | #VALUE! |  |  |  | #VALUE! | #VALUE! | #VALUE! | #VALUE! | #VALUE! | #VALUE! | #VALUE!
Friday | 9 | 16 | 15 | 6207 | 0 | 0 | 0 | 0 | 0 | 0 | 0 | 0 | 0 | 0 | 0 | 0 | 0 | 0 | 0 | 0 | 0 | 0 | 0 | 0 | 0 | 0.0055 | 0.075917 | 0.075582 | 0.078401 | 0.023 | 0.05761 | 0.17725 | 0.23 | 0 | 0 | 0 | 0 | 0 | 0 | 0 | 0 | 0 | 0 | 0 |  | 0 | 0 | 0 |  | #VALUE! | #VALUE! | #VALUE! | #VALUE! |  |  | #VALUE! | #VALUE! | 0 | 0 | 0.20123 | 0.20123 | #VALUE! | #VALUE! | #VALUE! | #VALUE! | 0 | 0 | 0.20123 | 0.20123 | #VALUE! | #VALUE! | #VALUE! | #VALUE! | 0 | 0 | 0.20123 | 0.20123 | #VALUE! | #VALUE! |  |  |  | #VALUE! | #VALUE! | #VALUE! | #VALUE! | #VALUE! | #VALUE! | #VALUE!
Friday | 9 | 16 | 16 | 6208 | 0 | 0 | 0 | 0 | 0 | 0 | 0 | 0 | 0 | 0 | 0 | 0 | 0 | 0 | 0 | 0 | 0 | 0 | 0 | 0 | 0 | 0.0065 | 0.078167 | 0.078795 | 0.072484 | 0.02975 | 0.0020351 | 0.18008 | 0.234 | 0 | 0 | 0 | 0 | 0 | 0 | 0 | 0 | 0 | 0 | 0 |  | 0 | 0 | 0 |  | #VALUE! | #VALUE! | #VALUE! | #VALUE! |  |  | #VALUE! | #VALUE! | 0 | 0 | 0.20123 | 0.20123 | #VALUE! | #VALUE! | #VALUE! | #VALUE! | 0 | 0 | 0.20123 | 0.20123 | #VALUE! | #VALUE! | #VALUE! | #VALUE! | 0 | 0 | 0.20123 | 0.20123 | #VALUE! | #VALUE! |  |  |  | #VALUE! | #VALUE! | #VALUE! | #VALUE! | #VALUE! | #VALUE! | #VALUE!
Friday | 9 | 16 | 17 | 6209 | 0 | 0 | 0 | 0 | 0 | 0 | 0 | 0 | 0 | 0 | 0 | 0 | 0 | 0 | 0 | 0 | 0 | 0 | 0 | 0 | 0 | 0 | 0.013583 | 0.021744 | 0.029486 | 0.0075 | 0.0013413 | 0.13151 | 0.195 | 0 | 0 | 0 | 0 | 0 | 0 | 0 | 0 | 0 | 0 | 0 |  | 0 | 0 | 0 |  | #VALUE! | #VALUE! | #VALUE! | #VALUE! |  |  | #VALUE! | #VALUE! | 0 | 0 | 0.20123 | 0.20123 | #VALUE! | #VALUE! | #VALUE! | #VALUE! | 0 | 0 | 0.20123 | 0.20123 | #VALUE! | #VALUE! | #VALUE! | #VALUE! | 0 | 0 | 0.20123 | 0.20123 | #VALUE! | #VALUE! |  |  |  | #VALUE! | #VALUE! | #VALUE! | #VALUE! | #VALUE! | #VALUE! | #VALUE!
Friday | 9 | 16 | 18 | 6210 | 0 | 0 | 0 | 0 | 0 | 0 | 0 | 0 | 0 | 0 | 0 | 0 | 0 | 0 | 0 | 0 | 0 | 0 | 0 | 0 | 0 | 0 | 0 | 0 | 0.033935 | 0.0105 | 0 | 0.040897 | 0.091 | 0 | 0 | 0 | 0 | 0 | 0 | 0 | 0 | 0 | 0 | 0 |  | 0 | 0 | 0 |  | #VALUE! | #VALUE! | #VALUE! | #VALUE! |  |  | #VALUE! | #VALUE! | 0 | 0 | 0.20123 | 0.20123 | #VALUE! | #VALUE! | #VALUE! | #VALUE! | 0 | 0 | 0.20123 | 0.20123 | #VALUE! | #VALUE! | #VALUE! | #VALUE! | 0 | 0 | 0.20123 | 0.20123 | #VALUE! | #VALUE! |  |  |  | #VALUE! | #VALUE! | #VALUE! | #VALUE! | #VALUE! | #VALUE! | #VALUE!
Friday | 9 | 16 | 19 | 6211 | 0 | 0 | 0 | 0 | 0 | 0 | 0 | 0 | 0 | 0 | 0 | 0 | 0 | 0 | 0 | 0 | 0 | 0 | 0 | 0 | 0 | 0 | 0 | 0 | 0.027905 | 0 | 0 | 0.015199 | 0.056 | 0 | 0 | 0 | 0 | 0 | 0 | 0 | 0 | 0 | 0 | 0 |  | 0 | 0 | 0 |  | #VALUE! | #VALUE! | #VALUE! | #VALUE! |  |  | #VALUE! | #VALUE! | 0 | 0 | 0.20123 | 0.20123 | #VALUE! | #VALUE! | #VALUE! | #VALUE! | 0 | 0 | 0.20123 | 0.20123 | #VALUE! | #VALUE! | #VALUE! | #VALUE! | 0 | 0 | 0.20123 | 0.20123 | #VALUE! | #VALUE! |  |  |  | #VALUE! | #VALUE! | #VALUE! | #VALUE! | #VALUE! | #VALUE! | #VALUE!
Friday | 9 | 16 | 20 | 6212 | 0 | 0 | 0 | 0 | 0 | 0 | 0 | 0 | 0 | 0 | 0 | 0 | 0 | 0 | 0 | 0 | 0 | 0 | 0 | 0 | 0 | 0 | 0 | 0 | 0.015162 | 0 | 0 | 0.00031724 | 0.002 | 0 | 0 | 0 | 0 | 0 | 0 | 0 | 0 | 0 | 0 | 0 |  | 0 | 0 | 0 |  | #VALUE! | #VALUE! | #VALUE! | #VALUE! |  |  | #VALUE! | #VALUE! | 0 | 0 | 0.20123 | 0.20123 | #VALUE! | #VALUE! | #VALUE! | #VALUE! | 0 | 0 | 0.20123 | 0.20123 | #VALUE! | #VALUE! | #VALUE! | #VALUE! | 0 | 0 | 0.20123 | 0.20123 | #VALUE! | #VALUE! |  |  |  | #VALUE! | #VALUE! | #VALUE! | #VALUE! | #VALUE! | #VALUE! | #VALUE!
Friday | 9 | 16 | 21 | 6213 | 0 | 0 | 0 | 0 | 0 | 0 | 0 | 0 | 0 | 0 | 0 | 0 | 0 | 0 | 0 | 0 | 0 | 0 | 0 | 0 | 0 | 0 | 0 | 0 | 0.0023129 | 0 | 0 | 0 | 0 | 0 | 0 | 0 | 0 | 0 | 0 | 0 | 0 | 0 | 0 | 0 |  | 0 | 0 | 0 |  | #VALUE! | #VALUE! | #VALUE! | #VALUE! |  |  | #VALUE! | #VALUE! | 0 | 0 | 0.20123 | 0.20123 | #VALUE! | #VALUE! | #VALUE! | #VALUE! | 0 | 0 | 0.20123 | 0.20123 | #VALUE! | #VALUE! | #VALUE! | #VALUE! | 0 | 0 | 0.20123 | 0.20123 | #VALUE! | #VALUE! |  |  |  | #VALUE! | #VALUE! | #VALUE! | #VALUE! | #VALUE! | #VALUE! | #VALUE!
Friday | 9 | 16 | 22 | 6214 | 0 | 0 | 0 | 0 | 0 | 0 | 0 | 0 | 0 | 0 | 0 | 0 | 0 | 0 | 0 | 0 | 0 | 0 | 0 | 0 | 0 | 0 | 0 | 0 | 0 | 0 | 0 | 0 | 0 | 0 | 0 | 0 | 0 | 0 | 0 | 0 | 0 | 0 | 0 | 0 |  | 0 | 0 | 0 |  | #VALUE! | #VALUE! | #VALUE! | #VALUE! |  |  | #VALUE! | #VALUE! | 0 | 0 | 0.20123 | 0.20123 | #VALUE! | #VALUE! | #VALUE! | #VALUE! | 0 | 0 | 0.20123 | 0.20123 | #VALUE! | #VALUE! | #VALUE! | #VALUE! | 0 | 0 | 0.20123 | 0.20123 | #VALUE! | #VALUE! |  |  |  | #VALUE! | #VALUE! | #VALUE! | #VALUE! | #VALUE! | #VALUE! | #VALUE!
Friday | 9 | 16 | 23 | 6215 | 0 | 0 | 0 | 0 | 0 | 0 | 0 | 0 | 0 | 0 | 0 | 0 | 0 | 0 | 0 | 0 | 0 | 0 | 0 | 0 | 0 | 0 | 0 | 0 | 0 | 0 | 0 | 0 | 0 | 0 | 0 | 0 | 0 | 0 | 0 | 0 | 0 | 0 | 0 | 0 |  | 0 | 0 | 0 |  | #VALUE! | #VALUE! | #VALUE! | #VALUE! |  |  | #VALUE! | #VALUE! | 0 | 0 | 0.20123 | 0.20123 | #VALUE! | #VALUE! | #VALUE! | #VALUE! | 0 | 0 | 0.20123 | 0.20123 | #VALUE! | #VALUE! | #VALUE! | #VALUE! | 0 | 0 | 0.20123 | 0.20123 | #VALUE! | #VALUE! |  |  |  | #VALUE! | #VALUE! | #VALUE! | #VALUE! | #VALUE! | #VALUE! | #VALUE!
Friday | 9 | 16 | 24 | 6216 | 0 | 0 | 0 | 0 | 0 | 0 | 0 | 0 | 0 | 0 | 0 | 0 | 0 | 0 | 0 | 0 | 0 | 0 | 0 | 0 | 0 | 0 | 0 | 0 | 0 | 0 | 0 | 0 | 0 | 0 | 0 | 0 | 0 | 0 | 0 | 0 | 0 | 0 | 0 | 0 |  | 0 | 0 | 0 |  | #VALUE! | #VALUE! | #VALUE! | #VALUE! |  |  | #VALUE! | #VALUE! | 0 | 0 | 0.20123 | 0.20123 | #VALUE! | #VALUE! | #VALUE! | #VALUE! | 0 | 0 | 0.20123 | 0.20123 | #VALUE! | #VALUE! | #VALUE! | #VALUE! | 0 | 0 | 0.20123 | 0.20123 | #VALUE! | #VALUE! |  |  |  | #VALUE! | #VALUE! | #VALUE! | #VALUE! | #VALUE! | #VALUE! | #VALUE!
Saturday | 9 | 17 | 1 | 6217 | 0 | 0 | 0 | 0 | 0 | 0 | 0 | 0 | 0 | 0 | 0 | 0 | 0 | 0 | 0 | 0 | 0 | 0 | 0 | 0 | 0 | 0 | 0 | 0 | 0 | 0 | 0 | 0 | 0 | 0 | 0 | 0 | 0 | 0 | 0 | 0 | 0 | 0 | 0 | 0 |  | 0 | 0 | 0 |  | #VALUE! | #VALUE! | #VALUE! | #VALUE! |  |  | #VALUE! | #VALUE! | 0 | 0 | 0.20123 | 0.20123 | #VALUE! | #VALUE! | #VALUE! | #VALUE! | 0 | 0 | 0.20123 | 0.20123 | #VALUE! | #VALUE! | #VALUE! | #VALUE! | 0 | 0 | 0.20123 | 0.20123 | #VALUE! | #VALUE! |  |  |  | #VALUE! | #VALUE! | #VALUE! | #VALUE! | #VALUE! | #VALUE! | #VALUE!
Saturday | 9 | 17 | 2 | 6218 | 0 | 0 | 0 | 0 | 0 | 0 | 0 | 0 | 0 | 0 | 0 | 0 | 0 | 0 | 0 | 0 | 0 | 0 | 0 | 0 | 0 | 0 | 0 | 0 | 0 | 0 | 0 | 0 | 0 | 0 | 0 | 0 | 0 | 0 | 0 | 0 | 0 | 0 | 0 | 0 |  | 0 | 0 | 0 |  | #VALUE! | #VALUE! | #VALUE! | #VALUE! |  |  | #VALUE! | #VALUE! | 0 | 0 | 0.20123 | 0.20123 | #VALUE! | #VALUE! | #VALUE! | #VALUE! | 0 | 0 | 0.20123 | 0.20123 | #VALUE! | #VALUE! | #VALUE! | #VALUE! | 0 | 0 | 0.20123 | 0.20123 | #VALUE! | #VALUE! |  |  |  | #VALUE! | #VALUE! | #VALUE! | #VALUE! | #VALUE! | #VALUE! | #VALUE!
Saturday | 9 | 17 | 3 | 6219 | 0 | 0 | 0 | 0 | 0 | 0 | 0 | 0 | 0 | 0 | 0 | 0 | 0 | 0 | 0 | 0 | 0 | 0 | 0 | 0 | 0 | 0 | 0 | 0 | 0 | 0.002 | 0 | 0 | 0 | 0 | 0 | 0 | 0 | 0 | 0 | 0 | 0 | 0 | 0 | 0 |  | 0 | 0 | 0 |  | #VALUE! | #VALUE! | #VALUE! | #VALUE! |  |  | #VALUE! | #VALUE! | 0 | 0 | 0.20123 | 0.20123 | #VALUE! | #VALUE! | #VALUE! | #VALUE! | 0 | 0 | 0.20123 | 0.20123 | #VALUE! | #VALUE! | #VALUE! | #VALUE! | 0 | 0 | 0.20123 | 0.20123 | #VALUE! | #VALUE! |  |  |  | #VALUE! | #VALUE! | #VALUE! | #VALUE! | #VALUE! | #VALUE! | #VALUE!
Saturday | 9 | 17 | 4 | 6220 | 0 | 0 | 0 | 0 | 0 | 0 | 0 | 0 | 0 | 0 | 0 | 0 | 0 | 0 | 0 | 0 | 0 | 0 | 0 | 0 | 0 | 0 | 0 | 0 | 0 | 0.00375 | 0 | 0 | 0 | 0 | 0 | 0 | 0 | 0 | 0 | 0 | 0 | 0 | 0 | 0 |  | 0 | 0 | 0 |  | #VALUE! | #VALUE! | #VALUE! | #VALUE! |  |  | #VALUE! | #VALUE! | 0 | 0 | 0.20123 | 0.20123 | #VALUE! | #VALUE! | #VALUE! | #VALUE! | 0 | 0 | 0.20123 | 0.20123 | #VALUE! | #VALUE! | #VALUE! | #VALUE! | 0 | 0 | 0.20123 | 0.20123 | #VALUE! | #VALUE! |  |  |  | #VALUE! | #VALUE! | #VALUE! | #VALUE! | #VALUE! | #VALUE! | #VALUE!
Saturday | 9 | 17 | 5 | 6221 | 0 | 0 | 0 | 0 | 0 | 0 | 0 | 0 | 0 | 0 | 0 | 0 | 0 | 0 | 0 | 0 | 0 | 0 | 0 | 0 | 0 | 0 | 0 | 0 | 0 | 0.018 | 0 | 0 | 0 | 0 | 0 | 0 | 0 | 0 | 0 | 0 | 0 | 0 | 0 | 0 |  | 0 | 0 | 0 |  | #VALUE! | #VALUE! | #VALUE! | #VALUE! |  |  | #VALUE! | #VALUE! | 0 | 0 | 0.20123 | 0.20123 | #VALUE! | #VALUE! | #VALUE! | #VALUE! | 0 | 0 | 0.20123 | 0.20123 | #VALUE! | #VALUE! | #VALUE! | #VALUE! | 0 | 0 | 0.20123 | 0.20123 | #VALUE! | #VALUE! |  |  |  | #VALUE! | #VALUE! | #VALUE! | #VALUE! | #VALUE! | #VALUE! | #VALUE!
Saturday | 9 | 17 | 6 | 6222 | 0 | 0 | 0 | 0 | 0 | 0 | 0 | 0 | 0 | 0 | 0 | 0 | 0 | 0 | 0 | 0 | 0 | 0 | 0 | 0 | 0 | 0 | 0 | 0 | 0 | 0.00775 | 0 | 0 | 0 | 0 | 0 | 0 | 0 | 0 | 0 | 0 | 0 | 0 | 0 | 0 |  | 0 | 0 | 0 |  | #VALUE! | #VALUE! | #VALUE! | #VALUE! |  |  | #VALUE! | #VALUE! | 0 | 0 | 0.20123 | 0.20123 | #VALUE! | #VALUE! | #VALUE! | #VALUE! | 0 | 0 | 0.20123 | 0.20123 | #VALUE! | #VALUE! | #VALUE! | #VALUE! | 0 | 0 | 0.20123 | 0.20123 | #VALUE! | #VALUE! |  |  |  | #VALUE! | #VALUE! | #VALUE! | #VALUE! | #VALUE! | #VALUE! | #VALUE!
Saturday | 9 | 17 | 7 | 6223 | 0 | 0 | 0 | 0 | 0 | 0 | 0 | 0 | 0 | 0 | 0 | 0 | 0 | 0 | 0 | 0 | 0 | 0 | 0 | 0 | 0 | 0 | 0 | 0 | 0 | 0.05275 | 0 | 0 | 0 | 0 | 0 | 0 | 0 | 0 | 0 | 0 | 0 | 0 | 0 | 0 |  | 0 | 0 | 0 |  | #VALUE! | #VALUE! | #VALUE! | #VALUE! |  |  | #VALUE! | #VALUE! | 0 | 0 | 0.20123 | 0.20123 | #VALUE! | #VALUE! | #VALUE! | #VALUE! | 0 | 0 | 0.20123 | 0.20123 | #VALUE! | #VALUE! | #VALUE! | #VALUE! | 0 | 0 | 0.20123 | 0.20123 | #VALUE! | #VALUE! |  |  |  | #VALUE! | #VALUE! | #VALUE! | #VALUE! | #VALUE! | #VALUE! | #VALUE!
Saturday | 9 | 17 | 8 | 6224 | 0 | 0 | 0 | 0 | 0 | 0 | 0 | 0 | 0 | 0 | 0 | 0 | 0 | 0 | 0 | 0 | 0 | 0 | 0 | 0 | 0 | 0 | 0 | 0 | 0 | 0.1085 | 0.043431 | 0.00031724 | 0 | 0 | 0 | 0 | 0 | 0 | 0 | 0 | 0 | 0 | 0 | 0 |  | 0 | 0 | 0 |  | #VALUE! | #VALUE! | #VALUE! | #VALUE! |  |  | #VALUE! | #VALUE! | 0 | 0 | 0.20123 | 0.20123 | #VALUE! | #VALUE! | #VALUE! | #VALUE! | 0 | 0 | 0.20123 | 0.20123 | #VALUE! | #VALUE! | #VALUE! | #VALUE! | 0 | 0 | 0.20123 | 0.20123 | #VALUE! | #VALUE! |  |  |  | #VALUE! | #VALUE! | #VALUE! | #VALUE! | #VALUE! | #VALUE! | #VALUE!
Saturday | 9 | 17 | 9 | 6225 | 0 | 0 | 0 | 0 | 0 | 0 | 0 | 0 | 0 | 0 | 0 | 0 | 0 | 0 | 0 | 0 | 0 | 0 | 0 | 0 | 0 | 0 | 0 | 0 | 0 | 0 | 0.12216 | 0 | 0 | 0 | 0 | 0 | 0 | 0 | 0 | 0 | 0 | 0 | 0 | 0 |  | 0 | 0 | 0 |  | #VALUE! | #VALUE! | #VALUE! | #VALUE! |  |  | #VALUE! | #VALUE! | 0 | 0 | 0.20123 | 0.20123 | #VALUE! | #VALUE! | #VALUE! | #VALUE! | 0 | 0 | 0.20123 | 0.20123 | #VALUE! | #VALUE! | #VALUE! | #VALUE! | 0 | 0 | 0.20123 | 0.20123 | #VALUE! | #VALUE! |  |  |  | #VALUE! | #VALUE! | #VALUE! | #VALUE! | #VALUE! | #VALUE! | #VALUE!
Saturday | 9 | 17 | 10 | 6226 | 0 | 0 | 0 | 0 | 0 | 0 | 0 | 0 | 0 | 0 | 0 | 0 | 0 | 0 | 0 | 0 | 0 | 0 | 0 | 0 | 0 | 0 | 0 | 0 | 0 | 0 | 0.15378 | 0 | 0 | 0 | 0 | 0 | 0 | 0 | 0 | 0 | 0 | 0 | 0 | 0 |  | 0 | 0 | 0 |  | #VALUE! | #VALUE! | #VALUE! | #VALUE! |  |  | #VALUE! | #VALUE! | 0 | 0 | 0.20123 | 0.20123 | #VALUE! | #VALUE! | #VALUE! | #VALUE! | 0 | 0 | 0.20123 | 0.20123 | #VALUE! | #VALUE! | #VALUE! | #VALUE! | 0 | 0 | 0.20123 | 0.20123 | #VALUE! | #VALUE! |  |  |  | #VALUE! | #VALUE! | #VALUE! | #VALUE! | #VALUE! | #VALUE! | #VALUE!
Saturday | 9 | 17 | 11 | 6227 | 0 | 0 | 0 | 0 | 0 | 0 | 0 | 0 | 0 | 0 | 0 | 0 | 0 | 0 | 0 | 0 | 0 | 0 | 0 | 0 | 0 | 0 | 0 | 0 | 0 | 0 | 0.16443 | 0.011262 | 0 | 0 | 0 | 0 | 0 | 0 | 0 | 0 | 0 | 0 | 0 | 0 |  | 0 | 0 | 0 |  | #VALUE! | #VALUE! | #VALUE! | #VALUE! |  |  | #VALUE! | #VALUE! | 0 | 0 | 0.20123 | 0.20123 | #VALUE! | #VALUE! | #VALUE! | #VALUE! | 0 | 0 | 0.20123 | 0.20123 | #VALUE! | #VALUE! | #VALUE! | #VALUE! | 0 | 0 | 0.20123 | 0.20123 | #VALUE! | #VALUE! |  |  |  | #VALUE! | #VALUE! | #VALUE! | #VALUE! | #VALUE! | #VALUE! | #VALUE!
Saturday | 9 | 17 | 12 | 6228 | 0 | 0 | 0 | 0 | 0 | 0 | 0 | 0 | 0 | 0 | 0 | 0 | 0 | 0 | 0 | 0 | 0 | 0 | 0 | 0 | 0 | 0 | 0 | 0 | 0.0027382 | 0 | 0.1603 | 0.011262 | 0 | 0 | 0 | 0 | 0 | 0 | 0 | 0 | 0 | 0 | 0 | 0 |  | 0 | 0 | 0 |  | #VALUE! | #VALUE! | #VALUE! | #VALUE! |  |  | #VALUE! | #VALUE! | 0 | 0 | 0.20123 | 0.20123 | #VALUE! | #VALUE! | #VALUE! | #VALUE! | 0 | 0 | 0.20123 | 0.20123 | #VALUE! | #VALUE! | #VALUE! | #VALUE! | 0 | 0 | 0.20123 | 0.20123 | #VALUE! | #VALUE! |  |  |  | #VALUE! | #VALUE! | #VALUE! | #VALUE! | #VALUE! | #VALUE! | #VALUE!
Saturday | 9 | 17 | 13 | 6229 | 0 | 0 | 0 | 0 | 0 | 0 | 0 | 0 | 0 | 0 | 0 | 0 | 0 | 0 | 0 | 0 | 0 | 0 | 0 | 0 | 0 | 0 | 0 | 0 | 0.0035426 | 0 | 0.17513 | 0.011262 | 0 | 0 | 0 | 0 | 0 | 0 | 0 | 0 | 0 | 0 | 0 | 0 |  | 0 | 0 | 0 |  | #VALUE! | #VALUE! | #VALUE! | #VALUE! |  |  | #VALUE! | #VALUE! | 0 | 0 | 0.20123 | 0.20123 | #VALUE! | #VALUE! | #VALUE! | #VALUE! | 0 | 0 | 0.20123 | 0.20123 | #VALUE! | #VALUE! | #VALUE! | #VALUE! | 0 | 0 | 0.20123 | 0.20123 | #VALUE! | #VALUE! |  |  |  | #VALUE! | #VALUE! | #VALUE! | #VALUE! | #VALUE! | #VALUE! | #VALUE!
Saturday | 9 | 17 | 14 | 6230 | 0 | 0 | 0 | 0 | 0 | 0 | 0 | 0 | 0 | 0 | 0 | 0 | 0 | 0 | 0 | 0 | 0 | 0 | 0 | 0 | 0 | 0 | 0 | 0 | 0.0092312 | 0 | 0.17781 | 0.0138 | 0 | 0 | 0 | 0 | 0 | 0 | 0 | 0 | 0 | 0 | 0 | 0 |  | 0 | 0 | 0 |  | #VALUE! | #VALUE! | #VALUE! | #VALUE! |  |  | #VALUE! | #VALUE! | 0 | 0 | 0.20123 | 0.20123 | #VALUE! | #VALUE! | #VALUE! | #VALUE! | 0 | 0 | 0.20123 | 0.20123 | #VALUE! | #VALUE! | #VALUE! | #VALUE! | 0 | 0 | 0.20123 | 0.20123 | #VALUE! | #VALUE! |  |  |  | #VALUE! | #VALUE! | #VALUE! | #VALUE! | #VALUE! | #VALUE! | #VALUE!
Saturday | 9 | 17 | 15 | 6231 | 0 | 0 | 0 | 0 | 0 | 0 | 0 | 0 | 0 | 0 | 0 | 0 | 0 | 0 | 0 | 0 | 0 | 0 | 0 | 0 | 0 | 0 | 0 | 0 | 0.013151 | 0 | 0.15674 | 0.0138 | 0.004 | 0 | 0 | 0 | 0 | 0 | 0 | 0 | 0 | 0 | 0 | 0 |  | 0 | 0 | 0 |  | #VALUE! | #VALUE! | #VALUE! | #VALUE! |  |  | #VALUE! | #VALUE! | 0 | 0 | 0.20123 | 0.20123 | #VALUE! | #VALUE! | #VALUE! | #VALUE! | 0 | 0 | 0.20123 | 0.20123 | #VALUE! | #VALUE! | #VALUE! | #VALUE! | 0 | 0 | 0.20123 | 0.20123 | #VALUE! | #VALUE! |  |  |  | #VALUE! | #VALUE! | #VALUE! | #VALUE! | #VALUE! | #VALUE! | #VALUE!
Saturday | 9 | 17 | 16 | 6232 | 0 | 0 | 0 | 0 | 0 | 0 | 0 | 0 | 0 | 0 | 0 | 0 | 0 | 0 | 0 | 0 | 0 | 0 | 0 | 0 | 0 | 0 | 0 | 0 | 0.013534 | 0 | 0.15275 | 0.015069 | 0.029 | 0 | 0 | 0 | 0 | 0 | 0 | 0 | 0 | 0 | 0 | 0 |  | 0 | 0 | 0 |  | #VALUE! | #VALUE! | #VALUE! | #VALUE! |  |  | #VALUE! | #VALUE! | 0 | 0 | 0.20123 | 0.20123 | #VALUE! | #VALUE! | #VALUE! | #VALUE! | 0 | 0 | 0.20123 | 0.20123 | #VALUE! | #VALUE! | #VALUE! | #VALUE! | 0 | 0 | 0.20123 | 0.20123 | #VALUE! | #VALUE! |  |  |  | #VALUE! | #VALUE! | #VALUE! | #VALUE! | #VALUE! | #VALUE! | #VALUE!
Saturday | 9 | 17 | 17 | 6233 | 0 | 0 | 0 | 0 | 0 | 0 | 0 | 0 | 0 | 0 | 0 | 0 | 0 | 0 | 0 | 0 | 0 | 0 | 0 | 0 | 0 | 0 | 0 | 0 | 0.0057713 | 0 | 0.1269 | 0.0092 | 0.001 | 0 | 0 | 0 | 0 | 0 | 0 | 0 | 0 | 0 | 0 | 0 |  | 0 | 0 | 0 |  | #VALUE! | #VALUE! | #VALUE! | #VALUE! |  |  | #VALUE! | #VALUE! | 0 | 0 | 0.20123 | 0.20123 | #VALUE! | #VALUE! | #VALUE! | #VALUE! | 0 | 0 | 0.20123 | 0.20123 | #VALUE! | #VALUE! | #VALUE! | #VALUE! | 0 | 0 | 0.20123 | 0.20123 | #VALUE! | #VALUE! |  |  |  | #VALUE! | #VALUE! | #VALUE! | #VALUE! | #VALUE! | #VALUE! | #VALUE!
Saturday | 9 | 17 | 18 | 6234 | 0 | 0 | 0 | 0 | 0 | 0 | 0 | 0 | 0 | 0 | 0 | 0 | 0 | 0 | 0 | 0 | 0 | 0 | 0 | 0 | 0 | 0 | 0 | 0 | 0.0054537 | 0 | 0.028612 | 0.0092 | 0 | 0 | 0 | 0 | 0 | 0 | 0 | 0 | 0 | 0 | 0 | 0 |  | 0 | 0 | 0 |  | #VALUE! | #VALUE! | #VALUE! | #VALUE! |  |  | #VALUE! | #VALUE! | 0 | 0 | 0.20123 | 0.20123 | #VALUE! | #VALUE! | #VALUE! | #VALUE! | 0 | 0 | 0.20123 | 0.20123 | #VALUE! | #VALUE! | #VALUE! | #VALUE! | 0 | 0 | 0.20123 | 0.20123 | #VALUE! | #VALUE! |  |  |  | #VALUE! | #VALUE! | #VALUE! | #VALUE! | #VALUE! | #VALUE! | #VALUE!
Saturday | 9 | 17 | 19 | 6235 | 0 | 0 | 0 | 0 | 0 | 0 | 0 | 0 | 0 | 0 | 0 | 0 | 0 | 0 | 0 | 0 | 0 | 0 | 0 | 0 | 0 | 0 | 0 | 0 | 0.0037984 | 0 | 0 | 0.0069793 | 0 | 0 | 0 | 0 | 0 | 0 | 0 | 0 | 0 | 0 | 0 | 0 |  | 0 | 0 | 0 |  | #VALUE! | #VALUE! | #VALUE! | #VALUE! |  |  | #VALUE! | #VALUE! | 0 | 0 | 0.20123 | 0.20123 | #VALUE! | #VALUE! | #VALUE! | #VALUE! | 0 | 0 | 0.20123 | 0.20123 | #VALUE! | #VALUE! | #VALUE! | #VALUE! | 0 | 0 | 0.20123 | 0.20123 | #VALUE! | #VALUE! |  |  |  | #VALUE! | #VALUE! | #VALUE! | #VALUE! | #VALUE! | #VALUE! | #VALUE!
Saturday | 9 | 17 | 20 | 6236 | 0 | 0 | 0 | 0 | 0 | 0 | 0 | 0 | 0 | 0 | 0 | 0 | 0 | 0 | 0 | 0 | 0 | 0 | 0 | 0 | 0 | 0 | 0 | 0 | 0 | 0 | 0 | 0.00031724 | 0 | 0 | 0 | 0 | 0 | 0 | 0 | 0 | 0 | 0 | 0 | 0 |  | 0 | 0 | 0 |  | #VALUE! | #VALUE! | #VALUE! | #VALUE! |  |  | #VALUE! | #VALUE! | 0 | 0 | 0.20123 | 0.20123 | #VALUE! | #VALUE! | #VALUE! | #VALUE! | 0 | 0 | 0.20123 | 0.20123 | #VALUE! | #VALUE! | #VALUE! | #VALUE! | 0 | 0 | 0.20123 | 0.20123 | #VALUE! | #VALUE! |  |  |  | #VALUE! | #VALUE! | #VALUE! | #VALUE! | #VALUE! | #VALUE! | #VALUE!
Saturday | 9 | 17 | 21 | 6237 | 0 | 0 | 0 | 0 | 0 | 0 | 0 | 0 | 0 | 0 | 0 | 0 | 0 | 0 | 0 | 0 | 0 | 0 | 0 | 0 | 0 | 0 | 0 | 0 | 0 | 0 | 0 | 0.00031724 | 0 | 0 | 0 | 0 | 0 | 0 | 0 | 0 | 0 | 0 | 0 | 0 |  | 0 | 0 | 0 |  | #VALUE! | #VALUE! | #VALUE! | #VALUE! |  |  | #VALUE! | #VALUE! | 0 | 0 | 0.20123 | 0.20123 | #VALUE! | #VALUE! | #VALUE! | #VALUE! | 0 | 0 | 0.20123 | 0.20123 | #VALUE! | #VALUE! | #VALUE! | #VALUE! | 0 | 0 | 0.20123 | 0.20123 | #VALUE! | #VALUE! |  |  |  | #VALUE! | #VALUE! | #VALUE! | #VALUE! | #VALUE! | #VALUE! | #VALUE!
Saturday | 9 | 17 | 22 | 6238 | 0 | 0 | 0 | 0 | 0 | 0 | 0 | 0 | 0 | 0 | 0 | 0 | 0 | 0 | 0 | 0 | 0 | 0 | 0 | 0 | 0 | 0 | 0 | 0 | 0 | 0 | 0 | 0 | 0 | 0 | 0 | 0 | 0 | 0 | 0 | 0 | 0 | 0 | 0 | 0 |  | 0 | 0 | 0 |  | #VALUE! | #VALUE! | #VALUE! | #VALUE! |  |  | #VALUE! | #VALUE! | 0 | 0 | 0.20123 | 0.20123 | #VALUE! | #VALUE! | #VALUE! | #VALUE! | 0 | 0 | 0.20123 | 0.20123 | #VALUE! | #VALUE! | #VALUE! | #VALUE! | 0 | 0 | 0.20123 | 0.20123 | #VALUE! | #VALUE! |  |  |  | #VALUE! | #VALUE! | #VALUE! | #VALUE! | #VALUE! | #VALUE! | #VALUE!
Saturday | 9 | 17 | 23 | 6239 | 0 | 0 | 0 | 0 | 0 | 0 | 0 | 0 | 0 | 0 | 0 | 0 | 0 | 0 | 0 | 0 | 0 | 0 | 0 | 0 | 0 | 0 | 0 | 0 | 0 | 0 | 0 | 0 | 0 | 0 | 0 | 0 | 0 | 0 | 0 | 0 | 0 | 0 | 0 | 0 |  | 0 | 0 | 0 |  | #VALUE! | #VALUE! | #VALUE! | #VALUE! |  |  | #VALUE! | #VALUE! | 0 | 0 | 0.20123 | 0.20123 | #VALUE! | #VALUE! | #VALUE! | #VALUE! | 0 | 0 | 0.20123 | 0.20123 | #VALUE! | #VALUE! | #VALUE! | #VALUE! | 0 | 0 | 0.20123 | 0.20123 | #VALUE! | #VALUE! |  |  |  | #VALUE! | #VALUE! | #VALUE! | #VALUE! | #VALUE! | #VALUE! | #VALUE!
Saturday | 9 | 17 | 24 | 6240 | 0 | 0 | 0 | 0 | 0 | 0 | 0 | 0 | 0 | 0 | 0 | 0 | 0 | 0 | 0 | 0 | 0 | 0 | 0 | 0 | 0 | 0 | 0 | 0 | 0 | 0 | 0 | 0 | 0 | 0 | 0 | 0 | 0 | 0 | 0 | 0 | 0 | 0 | 0 | 0 |  | 0 | 0 | 0 |  | #VALUE! | #VALUE! | #VALUE! | #VALUE! |  |  | #VALUE! | #VALUE! | 0 | 0 | 0.20123 | 0.20123 | #VALUE! | #VALUE! | #VALUE! | #VALUE! | 0 | 0 | 0.20123 | 0.20123 | #VALUE! | #VALUE! | #VALUE! | #VALUE! | 0 | 0 | 0.20123 | 0.20123 | #VALUE! | #VALUE! |  |  |  | #VALUE! | #VALUE! | #VALUE! | #VALUE! | #VALUE! | #VALUE! | #VALUE!
Sunday | 9 | 18 | 1 | 6241 | 0 | 0 | 0 | 0 | 0 | 0 | 0 | 0 | 0 | 0 | 0 | 0 | 0 | 0 | 0 | 0 | 0 | 0 | 0 | 0 | 0 | 0 | 0 | 0 | 0 | 0 | 0 | 0 | 0 | 0 | 0 | 0 | 0 | 0 | 0 | 0 | 0 | 0 | 0 | 0 |  | 0 | 0 | 0 |  | #VALUE! | #VALUE! | #VALUE! | #VALUE! |  |  | #VALUE! | #VALUE! | 0 | 0 | 0.20123 | 0.20123 | #VALUE! | #VALUE! | #VALUE! | #VALUE! | 0 | 0 | 0.20123 | 0.20123 | #VALUE! | #VALUE! | #VALUE! | #VALUE! | 0 | 0 | 0.20123 | 0.20123 | #VALUE! | #VALUE! |  |  |  | #VALUE! | #VALUE! | #VALUE! | #VALUE! | #VALUE! | #VALUE! | #VALUE!
Sunday | 9 | 18 | 2 | 6242 | 0 | 0 | 0 | 0 | 0 | 0 | 0 | 0 | 0 | 0 | 0 | 0 | 0 | 0 | 0 | 0 | 0 | 0 | 0 | 0 | 0 | 0 | 0 | 0 | 0 | 0 | 0 | 0 | 0 | 0 | 0 | 0 | 0 | 0 | 0 | 0 | 0 | 0 | 0 | 0 |  | 0 | 0 | 0 |  | #VALUE! | #VALUE! | #VALUE! | #VALUE! |  |  | #VALUE! | #VALUE! | 0 | 0 | 0.20123 | 0.20123 | #VALUE! | #VALUE! | #VALUE! | #VALUE! | 0 | 0 | 0.20123 | 0.20123 | #VALUE! | #VALUE! | #VALUE! | #VALUE! | 0 | 0 | 0.20123 | 0.20123 | #VALUE! | #VALUE! |  |  |  | #VALUE! | #VALUE! | #VALUE! | #VALUE! | #VALUE! | #VALUE! | #VALUE!
Sunday | 9 | 18 | 3 | 6243 | 0 | 0 | 0 | 0 | 0 | 0 | 0 | 0 | 0 | 0 | 0 | 0 | 0 | 0 | 0 | 0 | 0 | 0 | 0 | 0 | 0 | 0 | 0 | 0 | 0 | 0 | 0 | 0.00031724 | 0 | 0 | 0 | 0 | 0 | 0 | 0 | 0 | 0 | 0 | 0 | 0 |  | 0 | 0 | 0 |  | #VALUE! | #VALUE! | #VALUE! | #VALUE! |  |  | #VALUE! | #VALUE! | 0 | 0 | 0.20123 | 0.20123 | #VALUE! | #VALUE! | #VALUE! | #VALUE! | 0 | 0 | 0.20123 | 0.20123 | #VALUE! | #VALUE! | #VALUE! | #VALUE! | 0 | 0 | 0.20123 | 0.20123 | #VALUE! | #VALUE! |  |  |  | #VALUE! | #VALUE! | #VALUE! | #VALUE! | #VALUE! | #VALUE! | #VALUE!
Sunday | 9 | 18 | 4 | 6244 | 0 | 0 | 0 | 0 | 0 | 0 | 0 | 0 | 0 | 0 | 0 | 0 | 0 | 0 | 0 | 0 | 0 | 0 | 0 | 0 | 0 | 0 | 0 | 0 | 0 | 0 | 0 | 0.00031724 | 0 | 0 | 0 | 0 | 0 | 0 | 0 | 0 | 0 | 0 | 0 | 0 |  | 0 | 0 | 0 |  | #VALUE! | #VALUE! | #VALUE! | #VALUE! |  |  | #VALUE! | #VALUE! | 0 | 0 | 0.20123 | 0.20123 | #VALUE! | #VALUE! | #VALUE! | #VALUE! | 0 | 0 | 0.20123 | 0.20123 | #VALUE! | #VALUE! | #VALUE! | #VALUE! | 0 | 0 | 0.20123 | 0.20123 | #VALUE! | #VALUE! |  |  |  | #VALUE! | #VALUE! | #VALUE! | #VALUE! | #VALUE! | #VALUE! | #VALUE!
Sunday | 9 | 18 | 5 | 6245 | 0 | 0 | 0 | 0 | 0 | 0 | 0 | 0 | 0 | 0 | 0 | 0 | 0 | 0 | 0 | 0 | 0 | 0 | 0 | 0 | 0 | 0 | 0 | 0 | 0 | 0 | 0 | 0.00031724 | 0 | 0 | 0 | 0 | 0 | 0 | 0 | 0 | 0 | 0 | 0 | 0 |  | 0 | 0 | 0 |  | #VALUE! | #VALUE! | #VALUE! | #VALUE! |  |  | #VALUE! | #VALUE! | 0 | 0 | 0.20123 | 0.20123 | #VALUE! | #VALUE! | #VALUE! | #VALUE! | 0 | 0 | 0.20123 | 0.20123 | #VALUE! | #VALUE! | #VALUE! | #VALUE! | 0 | 0 | 0.20123 | 0.20123 | #VALUE! | #VALUE! |  |  |  | #VALUE! | #VALUE! | #VALUE! | #VALUE! | #VALUE! | #VALUE! | #VALUE!
Sunday | 9 | 18 | 6 | 6246 | 0 | 0 | 0 | 0 | 0 | 0 | 0 | 0 | 0 | 0 | 0 | 0 | 0 | 0 | 0 | 0 | 0 | 0 | 0 | 0 | 0 | 0 | 0 | 0 | 0 | 0 | 0.013137 | 0 | 0 | 0 | 0 | 0 | 0 | 0 | 0 | 0 | 0 | 0 | 0 | 0 |  | 0 | 0 | 0 |  | #VALUE! | #VALUE! | #VALUE! | #VALUE! |  |  | #VALUE! | #VALUE! | 0 | 0 | 0.20123 | 0.20123 | #VALUE! | #VALUE! | #VALUE! | #VALUE! | 0 | 0 | 0.20123 | 0.20123 | #VALUE! | #VALUE! | #VALUE! | #VALUE! | 0 | 0 | 0.20123 | 0.20123 | #VALUE! | #VALUE! |  |  |  | #VALUE! | #VALUE! | #VALUE! | #VALUE! | #VALUE! | #VALUE! | #VALUE!
Sunday | 9 | 18 | 7 | 6247 | 0 | 0 | 0 | 0 | 0 | 0 | 0 | 0 | 0 | 0 | 0 | 0 | 0 | 0 | 0 | 0 | 0 | 0 | 0 | 0 | 0 | 0 | 0 | 0 | 0 | 0 | 0.078581 | 0 | 0 | 0 | 0 | 0 | 0 | 0 | 0 | 0 | 0 | 0 | 0 | 0 |  | 0 | 0 | 0 |  | #VALUE! | #VALUE! | #VALUE! | #VALUE! |  |  | #VALUE! | #VALUE! | 0 | 0 | 0.20123 | 0.20123 | #VALUE! | #VALUE! | #VALUE! | #VALUE! | 0 | 0 | 0.20123 | 0.20123 | #VALUE! | #VALUE! | #VALUE! | #VALUE! | 0 | 0 | 0.20123 | 0.20123 | #VALUE! | #VALUE! |  |  |  | #VALUE! | #VALUE! | #VALUE! | #VALUE! | #VALUE! | #VALUE! | #VALUE!
Sunday | 9 | 18 | 8 | 6248 | 0 | 0 | 0 | 0 | 0 | 0 | 0 | 0 | 0 | 0 | 0 | 0 | 0 | 0 | 0 | 0 | 0 | 0 | 0 | 0 | 0 | 0 | 0 | 0 | 0 | 0 | 0.097548 | 0 | 0 | 0 | 0 | 0 | 0 | 0 | 0 | 0 | 0 | 0 | 0 | 0 |  | 0 | 0 | 0 |  | #VALUE! | #VALUE! | #VALUE! | #VALUE! |  |  | #VALUE! | #VALUE! | 0 | 0 | 0.20123 | 0.20123 | #VALUE! | #VALUE! | #VALUE! | #VALUE! | 0 | 0 | 0.20123 | 0.20123 | #VALUE! | #VALUE! | #VALUE! | #VALUE! | 0 | 0 | 0.20123 | 0.20123 | #VALUE! | #VALUE! |  |  |  | #VALUE! | #VALUE! | #VALUE! | #VALUE! | #VALUE! | #VALUE! | #VALUE!
Sunday | 9 | 18 | 9 | 6249 | 0 | 0 | 0 | 0 | 0 | 0 | 0 | 0 | 0 | 0 | 0 | 0 | 0 | 0 | 0 | 0 | 0 | 0 | 0 | 0 | 0 | 0 | 0 | 0 | 0 | 0 | 0.12788 | 0 | 0 | 0 | 0 | 0 | 0 | 0 | 0 | 0 | 0 | 0 | 0 | 0 |  | 0 | 0 | 0 |  | #VALUE! | #VALUE! | #VALUE! | #VALUE! |  |  | #VALUE! | #VALUE! | 0 | 0 | 0.20123 | 0.20123 | #VALUE! | #VALUE! | #VALUE! | #VALUE! | 0 | 0 | 0.20123 | 0.20123 | #VALUE! | #VALUE! | #VALUE! | #VALUE! | 0 | 0 | 0.20123 | 0.20123 | #VALUE! | #VALUE! |  |  |  | #VALUE! | #VALUE! | #VALUE! | #VALUE! | #VALUE! | #VALUE! | #VALUE!
Sunday | 9 | 18 | 10 | 6250 | 0 | 0 | 0 | 0 | 0 | 0 | 0 | 0 | 0 | 0 | 0 | 0 | 0 | 0 | 0 | 0 | 0 | 0 | 0 | 0 | 0 | 0 | 0 | 0 | 0 | 0 | 0.14923 | 0.00031724 | 0 | 0 | 0 | 0 | 0 | 0 | 0 | 0 | 0 | 0 | 0 | 0 |  | 0 | 0 | 0 |  | #VALUE! | #VALUE! | #VALUE! | #VALUE! |  |  | #VALUE! | #VALUE! | 0 | 0 | 0.20123 | 0.20123 | #VALUE! | #VALUE! | #VALUE! | #VALUE! | 0 | 0 | 0.20123 | 0.20123 | #VALUE! | #VALUE! | #VALUE! | #VALUE! | 0 | 0 | 0.20123 | 0.20123 | #VALUE! | #VALUE! |  |  |  | #VALUE! | #VALUE! | #VALUE! | #VALUE! | #VALUE! | #VALUE! | #VALUE!
Sunday | 9 | 18 | 11 | 6251 | 0 | 0 | 0 | 0 | 0 | 0 | 0 | 0 | 0 | 0 | 0 | 0 | 0 | 0 | 0 | 0 | 0 | 0 | 0 | 0 | 0 | 0 | 0 | 0 | 0 | 0 | 0.16294 | 0.003331 | 0 | 0 | 0 | 0 | 0 | 0 | 0 | 0 | 0 | 0 | 0 | 0 |  | 0 | 0 | 0 |  | #VALUE! | #VALUE! | #VALUE! | #VALUE! |  |  | #VALUE! | #VALUE! | 0 | 0 | 0.20123 | 0.20123 | #VALUE! | #VALUE! | #VALUE! | #VALUE! | 0 | 0 | 0.20123 | 0.20123 | #VALUE! | #VALUE! | #VALUE! | #VALUE! | 0 | 0 | 0.20123 | 0.20123 | #VALUE! | #VALUE! |  |  |  | #VALUE! | #VALUE! | #VALUE! | #VALUE! | #VALUE! | #VALUE! | #VALUE!
Sunday | 9 | 18 | 12 | 6252 | 0 | 0 | 0 | 0 | 0 | 0 | 0 | 0 | 0 | 0 | 0 | 0 | 0 | 0 | 0 | 0 | 0 | 0 | 0 | 0 | 0 | 0 | 0 | 0 | 0 | 0 | 0.16374 | 0.00031724 | 0 | 0 | 0 | 0 | 0 | 0 | 0 | 0 | 0 | 0 | 0 | 0 |  | 0 | 0 | 0 |  | #VALUE! | #VALUE! | #VALUE! | #VALUE! |  |  | #VALUE! | #VALUE! | 0 | 0 | 0.20123 | 0.20123 | #VALUE! | #VALUE! | #VALUE! | #VALUE! | 0 | 0 | 0.20123 | 0.20123 | #VALUE! | #VALUE! | #VALUE! | #VALUE! | 0 | 0 | 0.20123 | 0.20123 | #VALUE! | #VALUE! |  |  |  | #VALUE! | #VALUE! | #VALUE! | #VALUE! | #VALUE! | #VALUE! | #VALUE!
Sunday | 9 | 18 | 13 | 6253 | 0 | 0 | 0 | 0 | 0 | 0 | 0 | 0 | 0 | 0 | 0 | 0 | 0 | 0 | 0 | 0 | 0 | 0 | 0 | 0 | 0 | 0 | 0 | 0 | 0 | 0 | 0.1843 | 0.00031724 | 0 | 0 | 0 | 0 | 0 | 0 | 0 | 0 | 0 | 0 | 0 | 0 |  | 0 | 0 | 0 |  | #VALUE! | #VALUE! | #VALUE! | #VALUE! |  |  | #VALUE! | #VALUE! | 0 | 0 | 0.20123 | 0.20123 | #VALUE! | #VALUE! | #VALUE! | #VALUE! | 0 | 0 | 0.20123 | 0.20123 | #VALUE! | #VALUE! | #VALUE! | #VALUE! | 0 | 0 | 0.20123 | 0.20123 | #VALUE! | #VALUE! |  |  |  | #VALUE! | #VALUE! | #VALUE! | #VALUE! | #VALUE! | #VALUE! | #VALUE!
Sunday | 9 | 18 | 14 | 6254 | 0 | 0 | 0 | 0 | 0 | 0 | 0 | 0 | 0 | 0 | 0 | 0 | 0 | 0 | 0 | 0 | 0 | 0 | 0 | 0 | 0 | 0 | 0 | 0 | 0 | 0 | 0.16606 | 0 | 0 | 0 | 0 | 0 | 0 | 0 | 0 | 0 | 0 | 0 | 0 | 0 |  | 0 | 0 | 0 |  | #VALUE! | #VALUE! | #VALUE! | #VALUE! |  |  | #VALUE! | #VALUE! | 0 | 0 | 0.20123 | 0.20123 | #VALUE! | #VALUE! | #VALUE! | #VALUE! | 0 | 0 | 0.20123 | 0.20123 | #VALUE! | #VALUE! | #VALUE! | #VALUE! | 0 | 0 | 0.20123 | 0.20123 | #VALUE! | #VALUE! |  |  |  | #VALUE! | #VALUE! | #VALUE! | #VALUE! | #VALUE! | #VALUE! | #VALUE!
Sunday | 9 | 18 | 15 | 6255 | 0 | 0 | 0 | 0 | 0 | 0 | 0 | 0 | 0 | 0 | 0 | 0 | 0 | 0 | 0 | 0 | 0 | 0 | 0 | 0 | 0 | 0 | 0 | 0 | 0 | 0 | 0.14734 | 0 | 0 | 0 | 0 | 0 | 0 | 0 | 0 | 0 | 0 | 0 | 0 | 0 |  | 0 | 0 | 0 |  | #VALUE! | #VALUE! | #VALUE! | #VALUE! |  |  | #VALUE! | #VALUE! | 0 | 0 | 0.20123 | 0.20123 | #VALUE! | #VALUE! | #VALUE! | #VALUE! | 0 | 0 | 0.20123 | 0.20123 | #VALUE! | #VALUE! | #VALUE! | #VALUE! | 0 | 0 | 0.20123 | 0.20123 | #VALUE! | #VALUE! |  |  |  | #VALUE! | #VALUE! | #VALUE! | #VALUE! | #VALUE! | #VALUE! | #VALUE!
Sunday | 9 | 18 | 16 | 6256 | 0 | 0 | 0 | 0 | 0 | 0 | 0 | 0 | 0 | 0 | 0 | 0 | 0 | 0 | 0 | 0 | 0 | 0 | 0 | 0 | 0 | 0 | 0 | 0 | 0 | 0 | 0.11679 | 0 | 0 | 0 | 0 | 0 | 0 | 0 | 0 | 0 | 0 | 0 | 0 | 0 |  | 0 | 0 | 0 |  | #VALUE! | #VALUE! | #VALUE! | #VALUE! |  |  | #VALUE! | #VALUE! | 0 | 0 | 0.20123 | 0.20123 | #VALUE! | #VALUE! | #VALUE! | #VALUE! | 0 | 0 | 0.20123 | 0.20123 | #VALUE! | #VALUE! | #VALUE! | #VALUE! | 0 | 0 | 0.20123 | 0.20123 | #VALUE! | #VALUE! |  |  |  | #VALUE! | #VALUE! | #VALUE! | #VALUE! | #VALUE! | #VALUE! | #VALUE!
Sunday | 9 | 18 | 17 | 6257 | 0 | 0 | 0 | 0 | 0 | 0 | 0 | 0 | 0 | 0 | 0 | 0 | 0 | 0 | 0 | 0 | 0 | 0 | 0 | 0 | 0 | 0 | 0 | 0 | 0 | 0 | 0 | 0 | 0 | 0 | 0 | 0 | 0 | 0 | 0 | 0 | 0 | 0 | 0 | 0 |  | 0 | 0 | 0 |  | #VALUE! | #VALUE! | #VALUE! | #VALUE! |  |  | #VALUE! | #VALUE! | 0 | 0 | 0.20123 | 0.20123 | #VALUE! | #VALUE! | #VALUE! | #VALUE! | 0 | 0 | 0.20123 | 0.20123 | #VALUE! | #VALUE! | #VALUE! | #VALUE! | 0 | 0 | 0.20123 | 0.20123 | #VALUE! | #VALUE! |  |  |  | #VALUE! | #VALUE! | #VALUE! | #VALUE! | #VALUE! | #VALUE! | #VALUE!
Sunday | 9 | 18 | 18 | 6258 | 0 | 0 | 0 | 0 | 0 | 0 | 0 | 0 | 0 | 0 | 0 | 0 | 0 | 0 | 0 | 0 | 0 | 0 | 0 | 0 | 0 | 0 | 0 | 0 | 0 | 0 | 0 | 0 | 0 | 0 | 0 | 0 | 0 | 0 | 0 | 0 | 0 | 0 | 0 | 0 |  | 0 | 0 | 0 |  | #VALUE! | #VALUE! | #VALUE! | #VALUE! |  |  | #VALUE! | #VALUE! | 0 | 0 | 0.20123 | 0.20123 | #VALUE! | #VALUE! | #VALUE! | #VALUE! | 0 | 0 | 0.20123 | 0.20123 | #VALUE! | #VALUE! | #VALUE! | #VALUE! | 0 | 0 | 0.20123 | 0.20123 | #VALUE! | #VALUE! |  |  |  | #VALUE! | #VALUE! | #VALUE! | #VALUE! | #VALUE! | #VALUE! | #VALUE!
Sunday | 9 | 18 | 19 | 6259 | 0 | 0 | 0 | 0 | 0 | 0 | 0 | 0 | 0 | 0 | 0 | 0 | 0 | 0 | 0 | 0 | 0 | 0 | 0 | 0 | 0 | 0 | 0 | 0 | 0 | 0 | 0.10146 | 0 | 0 | 0 | 0 | 0 | 0 | 0 | 0 | 0 | 0 | 0 | 0 | 0 |  | 0 | 0 | 0 |  | #VALUE! | #VALUE! | #VALUE! | #VALUE! |  |  | #VALUE! | #VALUE! | 0 | 0 | 0.20123 | 0.20123 | #VALUE! | #VALUE! | #VALUE! | #VALUE! | 0 | 0 | 0.20123 | 0.20123 | #VALUE! | #VALUE! | #VALUE! | #VALUE! | 0 | 0 | 0.20123 | 0.20123 | #VALUE! | #VALUE! |  |  |  | #VALUE! | #VALUE! | #VALUE! | #VALUE! | #VALUE! | #VALUE! | #VALUE!
Sunday | 9 | 18 | 20 | 6260 | 0 | 0 | 0 | 0 | 0 | 0 | 0 | 0 | 0 | 0 | 0 | 0 | 0 | 0 | 0 | 0 | 0 | 0 | 0 | 0 | 0 | 0 | 0 | 0 | 0 | 0 | 0.093415 | 0 | 0 | 0 | 0 | 0 | 0 | 0 | 0 | 0 | 0 | 0 | 0 | 0 |  | 0 | 0 | 0 |  | #VALUE! | #VALUE! | #VALUE! | #VALUE! |  |  | #VALUE! | #VALUE! | 0 | 0 | 0.20123 | 0.20123 | #VALUE! | #VALUE! | #VALUE! | #VALUE! | 0 | 0 | 0.20123 | 0.20123 | #VALUE! | #VALUE! | #VALUE! | #VALUE! | 0 | 0 | 0.20123 | 0.20123 | #VALUE! | #VALUE! |  |  |  | #VALUE! | #VALUE! | #VALUE! | #VALUE! | #VALUE! | #VALUE! | #VALUE!
Sunday | 9 | 18 | 21 | 6261 | 0 | 0 | 0 | 0 | 0 | 0 | 0 | 0 | 0 | 0 | 0 | 0 | 0 | 0 | 0 | 0 | 0 | 0 | 0 | 0 | 0 | 0 | 0 | 0 | 0 | 0 | 0 | 0 | 0 | 0 | 0 | 0 | 0 | 0 | 0 | 0 | 0 | 0 | 0 | 0 |  | 0 | 0 | 0 |  | #VALUE! | #VALUE! | #VALUE! | #VALUE! |  |  | #VALUE! | #VALUE! | 0 | 0 | 0.20123 | 0.20123 | #VALUE! | #VALUE! | #VALUE! | #VALUE! | 0 | 0 | 0.20123 | 0.20123 | #VALUE! | #VALUE! | #VALUE! | #VALUE! | 0 | 0 | 0.20123 | 0.20123 | #VALUE! | #VALUE! |  |  |  | #VALUE! | #VALUE! | #VALUE! | #VALUE! | #VALUE! | #VALUE! | #VALUE!
Sunday | 9 | 18 | 22 | 6262 | 0 | 0 | 0 | 0 | 0 | 0 | 0 | 0 | 0 | 0 | 0 | 0 | 0 | 0 | 0 | 0 | 0 | 0 | 0 | 0 | 0 | 0 | 0 | 0 | 0 | 0 | 0 | 0 | 0 | 0 | 0 | 0 | 0 | 0 | 0 | 0 | 0 | 0 | 0 | 0 |  | 0 | 0 | 0 |  | #VALUE! | #VALUE! | #VALUE! | #VALUE! |  |  | #VALUE! | #VALUE! | 0 | 0 | 0.20123 | 0.20123 | #VALUE! | #VALUE! | #VALUE! | #VALUE! | 0 | 0 | 0.20123 | 0.20123 | #VALUE! | #VALUE! | #VALUE! | #VALUE! | 0 | 0 | 0.20123 | 0.20123 | #VALUE! | #VALUE! |  |  |  | #VALUE! | #VALUE! | #VALUE! | #VALUE! | #VALUE! | #VALUE! | #VALUE!
Sunday | 9 | 18 | 23 | 6263 | 0 | 0 | 0 | 0 | 0 | 0 | 0 | 0 | 0 | 0 | 0 | 0 | 0 | 0 | 0 | 0 | 0 | 0 | 0 | 0 | 0 | 0 | 0 | 0 | 0 | 0 | 0 | 0 | 0 | 0 | 0 | 0 | 0 | 0 | 0 | 0 | 0 | 0 | 0 | 0 |  | 0 | 0 | 0 |  | #VALUE! | #VALUE! | #VALUE! | #VALUE! |  |  | #VALUE! | #VALUE! | 0 | 0 | 0.20123 | 0.20123 | #VALUE! | #VALUE! | #VALUE! | #VALUE! | 0 | 0 | 0.20123 | 0.20123 | #VALUE! | #VALUE! | #VALUE! | #VALUE! | 0 | 0 | 0.20123 | 0.20123 | #VALUE! | #VALUE! |  |  |  | #VALUE! | #VALUE! | #VALUE! | #VALUE! | #VALUE! | #VALUE! | #VALUE!
Sunday | 9 | 18 | 24 | 6264 | 0 | 0 | 0 | 0 | 0 | 0 | 0 | 0 | 0 | 0 | 0 | 0 | 0 | 0 | 0 | 0 | 0 | 0 | 0 | 0 | 0 | 0 | 0 | 0 | 0 | 0 | 0 | 0 | 0 | 0 | 0 | 0 | 0 | 0 | 0 | 0 | 0 | 0 | 0 | 0 |  | 0 | 0 | 0 |  | #VALUE! | #VALUE! | #VALUE! | #VALUE! |  |  | #VALUE! | #VALUE! | 0 | 0 | 0.20123 | 0.20123 | #VALUE! | #VALUE! | #VALUE! | #VALUE! | 0 | 0 | 0.20123 | 0.20123 | #VALUE! | #VALUE! | #VALUE! | #VALUE! | 0 | 0 | 0.20123 | 0.20123 | #VALUE! | #VALUE! |  |  |  | #VALUE! | #VALUE! | #VALUE! | #VALUE! | #VALUE! | #VALUE! | #VALUE!
Monday | 9 | 19 | 1 | 6265 | 0 | 0 | 0 | 0 | 0 | 0 | 0 | 0 | 0 | 0 | 0 | 0 | 0 | 0 | 0 | 0 | 0 | 0 | 0 | 0 | 0 | 0 | 0 | 0 | 0 | 0 | 0 | 0 | 0 | 0 | 0 | 0 | 0 | 0 | 0 | 0 | 0 | 0 | 0 | 0 |  | 0 | 0 | 0 |  | #VALUE! | #VALUE! | #VALUE! | #VALUE! |  |  | #VALUE! | #VALUE! | 0 | 0 | 0.20123 | 0.20123 | #VALUE! | #VALUE! | #VALUE! | #VALUE! | 0 | 0 | 0.20123 | 0.20123 | #VALUE! | #VALUE! | #VALUE! | #VALUE! | 0 | 0 | 0.20123 | 0.20123 | #VALUE! | #VALUE! |  |  |  | #VALUE! | #VALUE! | #VALUE! | #VALUE! | #VALUE! | #VALUE! | #VALUE!
Monday | 9 | 19 | 2 | 6266 | 0 | 0 | 0 | 0 | 0 | 0 | 0 | 0 | 0 | 0 | 0 | 0 | 0 | 0 | 0 | 0 | 0 | 0 | 0 | 0 | 0 | 0 | 0 | 0 | 0 | 0 | 0 | 0 | 0 | 0 | 0 | 0 | 0 | 0 | 0 | 0 | 0 | 0 | 0 | 0 |  | 0 | 0 | 0 |  | #VALUE! | #VALUE! | #VALUE! | #VALUE! |  |  | #VALUE! | #VALUE! | 0 | 0 | 0.20123 | 0.20123 | #VALUE! | #VALUE! | #VALUE! | #VALUE! | 0 | 0 | 0.20123 | 0.20123 | #VALUE! | #VALUE! | #VALUE! | #VALUE! | 0 | 0 | 0.20123 | 0.20123 | #VALUE! | #VALUE! |  |  |  | #VALUE! | #VALUE! | #VALUE! | #VALUE! | #VALUE! | #VALUE! | #VALUE!
Monday | 9 | 19 | 3 | 6267 | 0 | 0 | 0 | 0 | 0 | 0 | 0 | 0 | 0 | 0 | 0 | 0 | 0 | 0 | 0 | 0 | 0 | 0 | 0 | 0 | 0 | 0 | 0 | 0 | 0 | 0 | 0 | 0 | 0 | 0 | 0 | 0 | 0 | 0 | 0 | 0 | 0 | 0 | 0 | 0 |  | 0 | 0 | 0 |  | #VALUE! | #VALUE! | #VALUE! | #VALUE! |  |  | #VALUE! | #VALUE! | 0 | 0 | 0.20123 | 0.20123 | #VALUE! | #VALUE! | #VALUE! | #VALUE! | 0 | 0 | 0.20123 | 0.20123 | #VALUE! | #VALUE! | #VALUE! | #VALUE! | 0 | 0 | 0.20123 | 0.20123 | #VALUE! | #VALUE! |  |  |  | #VALUE! | #VALUE! | #VALUE! | #VALUE! | #VALUE! | #VALUE! | #VALUE!
Monday | 9 | 19 | 4 | 6268 | 0 | 0 | 0 | 0 | 0 | 0 | 0 | 0 | 0 | 0 | 0 | 0 | 0 | 0 | 0 | 0 | 0 | 0 | 0 | 0 | 0 | 0 | 0 | 0 | 0 | 0 | 0 | 0 | 0 | 0 | 0 | 0 | 0 | 0 | 0 | 0 | 0 | 0 | 0 | 0 |  | 0 | 0 | 0 |  | #VALUE! | #VALUE! | #VALUE! | #VALUE! |  |  | #VALUE! | #VALUE! | 0 | 0 | 0.20123 | 0.20123 | #VALUE! | #VALUE! | #VALUE! | #VALUE! | 0 | 0 | 0.20123 | 0.20123 | #VALUE! | #VALUE! | #VALUE! | #VALUE! | 0 | 0 | 0.20123 | 0.20123 | #VALUE! | #VALUE! |  |  |  | #VALUE! | #VALUE! | #VALUE! | #VALUE! | #VALUE! | #VALUE! | #VALUE!
Monday | 9 | 19 | 5 | 6269 | 0 | 0 | 0 | 0 | 0 | 0 | 0 | 0 | 0 | 0 | 0 | 0 | 0 | 0 | 0 | 0 | 0 | 0 | 0 | 0 | 0 | 0 | 0 | 0 | 0 | 0 | 0 | 0 | 0 | 0 | 0 | 0 | 0 | 0 | 0 | 0 | 0 | 0 | 0 | 0 |  | 0 | 0 | 0 |  | #VALUE! | #VALUE! | #VALUE! | #VALUE! |  |  | #VALUE! | #VALUE! | 0 | 0 | 0.20123 | 0.20123 | #VALUE! | #VALUE! | #VALUE! | #VALUE! | 0 | 0 | 0.20123 | 0.20123 | #VALUE! | #VALUE! | #VALUE! | #VALUE! | 0 | 0 | 0.20123 | 0.20123 | #VALUE! | #VALUE! |  |  |  | #VALUE! | #VALUE! | #VALUE! | #VALUE! | #VALUE! | #VALUE! | #VALUE!
Monday | 9 | 19 | 6 | 6270 | 0 | 0 | 0 | 0 | 0 | 0 | 0 | 0 | 0 | 0 | 0 | 0 | 0 | 0 | 0 | 0 | 0 | 0 | 0 | 0 | 0 | 0 | 0 | 0 | 0 | 0 | 0 | 0 | 0 | 0 | 0 | 0 | 0 | 0 | 0 | 0 | 0 | 0 | 0 | 0 |  | 0 | 0 | 0 |  | #VALUE! | #VALUE! | #VALUE! | #VALUE! |  |  | #VALUE! | #VALUE! | 0 | 0 | 0.20123 | 0.20123 | #VALUE! | #VALUE! | #VALUE! | #VALUE! | 0 | 0 | 0.20123 | 0.20123 | #VALUE! | #VALUE! | #VALUE! | #VALUE! | 0 | 0 | 0.20123 | 0.20123 | #VALUE! | #VALUE! |  |  |  | #VALUE! | #VALUE! | #VALUE! | #VALUE! | #VALUE! | #VALUE! | #VALUE!
Monday | 9 | 19 | 7 | 6271 | 0 | 0 | 0 | 0 | 0 | 0 | 0 | 0 | 0 | 0 | 0 | 0 | 0 | 0 | 0 | 0 | 0 | 0 | 0 | 0 | 0 | 0 | 0 | 0 | 0 | 0 | 0 | 0 | 0 | 0 | 0 | 0 | 0 | 0 | 0 | 0 | 0 | 0 | 0 | 0 |  | 0 | 0 | 0 |  | #VALUE! | #VALUE! | #VALUE! | #VALUE! |  |  | #VALUE! | #VALUE! | 0 | 0 | 0.20123 | 0.20123 | #VALUE! | #VALUE! | #VALUE! | #VALUE! | 0 | 0 | 0.20123 | 0.20123 | #VALUE! | #VALUE! | #VALUE! | #VALUE! | 0 | 0 | 0.20123 | 0.20123 | #VALUE! | #VALUE! |  |  |  | #VALUE! | #VALUE! | #VALUE! | #VALUE! | #VALUE! | #VALUE! | #VALUE!
Monday | 9 | 19 | 8 | 6272 | 0 | 0 | 0 | 0 | 0 | 0 | 0 | 0 | 0 | 0 | 0 | 0 | 0 | 0 | 0 | 0 | 0 | 0 | 0 | 0 | 0 | 0 | 0 | 0 | 0.0024649 | 0 | 0 | 0 | 0 | 0 | 0 | 0 | 0 | 0 | 0 | 0 | 0 | 0 | 0 | 0 |  | 0 | 0 | 0 |  | #VALUE! | #VALUE! | #VALUE! | #VALUE! |  |  | #VALUE! | #VALUE! | 0 | 0 | 0.20123 | 0.20123 | #VALUE! | #VALUE! | #VALUE! | #VALUE! | 0 | 0 | 0.20123 | 0.20123 | #VALUE! | #VALUE! | #VALUE! | #VALUE! | 0 | 0 | 0.20123 | 0.20123 | #VALUE! | #VALUE! |  |  |  | #VALUE! | #VALUE! | #VALUE! | #VALUE! | #VALUE! | #VALUE! | #VALUE!
Monday | 9 | 19 | 9 | 6273 | 0 | 0 | 0 | 0 | 0 | 0 | 0 | 0 | 0 | 0 | 0 | 0 | 0 | 0 | 0 | 0 | 0 | 0 | 0 | 0 | 0 | 0 | 0 | 0 | 0 | 0 | 0 | 0.00015862 | 0 | 0 | 0 | 0 | 0 | 0 | 0 | 0 | 0 | 0 | 0 | 0 |  | 0 | 0 | 0 |  | #VALUE! | #VALUE! | #VALUE! | #VALUE! |  |  | #VALUE! | #VALUE! | 0 | 0 | 0.20123 | 0.20123 | #VALUE! | #VALUE! | #VALUE! | #VALUE! | 0 | 0 | 0.20123 | 0.20123 | #VALUE! | #VALUE! | #VALUE! | #VALUE! | 0 | 0 | 0.20123 | 0.20123 | #VALUE! | #VALUE! |  |  |  | #VALUE! | #VALUE! | #VALUE! | #VALUE! | #VALUE! | #VALUE! | #VALUE!
Monday | 9 | 19 | 10 | 6274 | 0 | 0 | 0 | 0 | 0 | 0 | 0 | 0 | 0 | 0 | 0 | 0 | 0 | 0 | 0 | 0 | 0 | 0 | 0 | 0 | 0 | 0 | 0 | 0 | 0 | 0 | 0 | 0.003331 | 0 | 0 | 0 | 0 | 0 | 0 | 0 | 0 | 0 | 0 | 0 | 0 |  | 0 | 0 | 0 |  | #VALUE! | #VALUE! | #VALUE! | #VALUE! |  |  | #VALUE! | #VALUE! | 0 | 0 | 0.20123 | 0.20123 | #VALUE! | #VALUE! | #VALUE! | #VALUE! | 0 | 0 | 0.20123 | 0.20123 | #VALUE! | #VALUE! | #VALUE! | #VALUE! | 0 | 0 | 0.20123 | 0.20123 | #VALUE! | #VALUE! |  |  |  | #VALUE! | #VALUE! | #VALUE! | #VALUE! | #VALUE! | #VALUE! | #VALUE!
Monday | 9 | 19 | 11 | 6275 | 0 | 0 | 0 | 0 | 0 | 0 | 0 | 0 | 0 | 0 | 0 | 0 | 0 | 0 | 0 | 0 | 0 | 0 | 0 | 0 | 0 | 0 | 0 | 0 | 0.019142 | 0 | 0 | 0.0092 | 0.007 | 0 | 0 | 0 | 0 | 0 | 0 | 0 | 0 | 0 | 0 | 0 |  | 0 | 0 | 0 |  | #VALUE! | #VALUE! | #VALUE! | #VALUE! |  |  | #VALUE! | #VALUE! | 0 | 0 | 0.20123 | 0.20123 | #VALUE! | #VALUE! | #VALUE! | #VALUE! | 0 | 0 | 0.20123 | 0.20123 | #VALUE! | #VALUE! | #VALUE! | #VALUE! | 0 | 0 | 0.20123 | 0.20123 | #VALUE! | #VALUE! |  |  |  | #VALUE! | #VALUE! | #VALUE! | #VALUE! | #VALUE! | #VALUE! | #VALUE!
Monday | 9 | 19 | 12 | 6276 | 0 | 0 | 0 | 0 | 0 | 0 | 0 | 0 | 0 | 0 | 0 | 0 | 0 | 0 | 0 | 0 | 0 | 0 | 0 | 0 | 0 | 0 | 0 | 0 | 0.023161 | 0 | 0 | 0.017934 | 0.056 | 0 | 0 | 0 | 0 | 0 | 0 | 0 | 0 | 0 | 0 | 0 |  | 0 | 0 | 0 |  | #VALUE! | #VALUE! | #VALUE! | #VALUE! |  |  | #VALUE! | #VALUE! | 0 | 0 | 0.20123 | 0.20123 | #VALUE! | #VALUE! | #VALUE! | #VALUE! | 0 | 0 | 0.20123 | 0.20123 | #VALUE! | #VALUE! | #VALUE! | #VALUE! | 0 | 0 | 0.20123 | 0.20123 | #VALUE! | #VALUE! |  |  |  | #VALUE! | #VALUE! | #VALUE! | #VALUE! | #VALUE! | #VALUE! | #VALUE!
Monday | 9 | 19 | 13 | 6277 | 0 | 0 | 0 | 0 | 0 | 0 | 0 | 0 | 0 | 0 | 0 | 0 | 0 | 0 | 0 | 0 | 0 | 0 | 0 | 0 | 0 | 0 | 0 | 0 | 0.021834 | 0.0005 | 0 | 0.017097 | 0.057 | 0 | 0 | 0 | 0 | 0 | 0 | 0 | 0 | 0 | 0 | 0 |  | 0 | 0 | 0 |  | #VALUE! | #VALUE! | #VALUE! | #VALUE! |  |  | #VALUE! | #VALUE! | 0 | 0 | 0.20123 | 0.20123 | #VALUE! | #VALUE! | #VALUE! | #VALUE! | 0 | 0 | 0.20123 | 0.20123 | #VALUE! | #VALUE! | #VALUE! | #VALUE! | 0 | 0 | 0.20123 | 0.20123 | #VALUE! | #VALUE! |  |  |  | #VALUE! | #VALUE! | #VALUE! | #VALUE! | #VALUE! | #VALUE! | #VALUE!
Monday | 9 | 19 | 14 | 6278 | 0 | 0 | 0 | 0 | 0 | 0 | 0 | 0 | 0 | 0 | 0 | 0 | 0 | 0 | 0 | 0 | 0 | 0 | 0 | 0 | 0 | 0 | 0 | 0 | 0.019117 | 0.02675 | 0 | 0.018541 | 0.061 | 0 | 0 | 0 | 0 | 0 | 0 | 0 | 0 | 0 | 0 | 0 |  | 0 | 0 | 0 |  | #VALUE! | #VALUE! | #VALUE! | #VALUE! |  |  | #VALUE! | #VALUE! | 0 | 0 | 0.20123 | 0.20123 | #VALUE! | #VALUE! | #VALUE! | #VALUE! | 0 | 0 | 0.20123 | 0.20123 | #VALUE! | #VALUE! | #VALUE! | #VALUE! | 0 | 0 | 0.20123 | 0.20123 | #VALUE! | #VALUE! |  |  |  | #VALUE! | #VALUE! | #VALUE! | #VALUE! | #VALUE! | #VALUE! | #VALUE!
Monday | 9 | 19 | 15 | 6279 | 0 | 0 | 0 | 0 | 0 | 0 | 0 | 0 | 0 | 0 | 0 | 0 | 0 | 0 | 0 | 0 | 0 | 0 | 0 | 0 | 0 | 0 | 0 | 0 | 0.01543 | 0.03225 | 0 | 0.018991 | 0.063 | 0 | 0 | 0 | 0 | 0 | 0 | 0 | 0 | 0 | 0 | 0 |  | 0 | 0 | 0 |  | #VALUE! | #VALUE! | #VALUE! | #VALUE! |  |  | #VALUE! | #VALUE! | 0 | 0 | 0.20123 | 0.20123 | #VALUE! | #VALUE! | #VALUE! | #VALUE! | 0 | 0 | 0.20123 | 0.20123 | #VALUE! | #VALUE! | #VALUE! | #VALUE! | 0 | 0 | 0.20123 | 0.20123 | #VALUE! | #VALUE! |  |  |  | #VALUE! | #VALUE! | #VALUE! | #VALUE! | #VALUE! | #VALUE! | #VALUE!
Monday | 9 | 19 | 16 | 6280 | 0 | 0 | 0 | 0 | 0 | 0 | 0 | 0 | 0 | 0 | 0 | 0 | 0 | 0 | 0 | 0 | 0 | 0 | 0 | 0 | 0 | 0 | 0 | 0 | 0.014666 | 0.06325 | 0 | 0.019592 | 0.065 | 0 | 0 | 0 | 0 | 0 | 0 | 0 | 0 | 0 | 0 | 0 |  | 0 | 0 | 0 |  | #VALUE! | #VALUE! | #VALUE! | #VALUE! |  |  | #VALUE! | #VALUE! | 0 | 0 | 0.20123 | 0.20123 | #VALUE! | #VALUE! | #VALUE! | #VALUE! | 0 | 0 | 0.20123 | 0.20123 | #VALUE! | #VALUE! | #VALUE! | #VALUE! | 0 | 0 | 0.20123 | 0.20123 | #VALUE! | #VALUE! |  |  |  | #VALUE! | #VALUE! | #VALUE! | #VALUE! | #VALUE! | #VALUE! | #VALUE!
Monday | 9 | 19 | 17 | 6281 | 0 | 0 | 0 | 0 | 0 | 0 | 0 | 0 | 0 | 0 | 0 | 0 | 0 | 0 | 0 | 0 | 0 | 0 | 0 | 0 | 0 | 0 | 0 | 0 | 0.011396 | 0.02275 | 0 | 0.019545 | 0.065 | 0 | 0 | 0 | 0 | 0 | 0 | 0 | 0 | 0 | 0 | 0 |  | 0 | 0 | 0 |  | #VALUE! | #VALUE! | #VALUE! | #VALUE! |  |  | #VALUE! | #VALUE! | 0 | 0 | 0.20123 | 0.20123 | #VALUE! | #VALUE! | #VALUE! | #VALUE! | 0 | 0 | 0.20123 | 0.20123 | #VALUE! | #VALUE! | #VALUE! | #VALUE! | 0 | 0 | 0.20123 | 0.20123 | #VALUE! | #VALUE! |  |  |  | #VALUE! | #VALUE! | #VALUE! | #VALUE! | #VALUE! | #VALUE! | #VALUE!
Monday | 9 | 19 | 18 | 6282 | 0 | 0 | 0 | 0 | 0 | 0 | 0 | 0 | 0 | 0 | 0 | 0 | 0 | 0 | 0 | 0 | 0 | 0 | 0 | 0 | 0 | 0 | 0 | 0 | 0.0068856 | 0 | 0 | 0.018303 | 0.06 | 0 | 0 | 0 | 0 | 0 | 0 | 0 | 0 | 0 | 0 | 0 |  | 0 | 0 | 0 |  | #VALUE! | #VALUE! | #VALUE! | #VALUE! |  |  | #VALUE! | #VALUE! | 0 | 0 | 0.20123 | 0.20123 | #VALUE! | #VALUE! | #VALUE! | #VALUE! | 0 | 0 | 0.20123 | 0.20123 | #VALUE! | #VALUE! | #VALUE! | #VALUE! | 0 | 0 | 0.20123 | 0.20123 | #VALUE! | #VALUE! |  |  |  | #VALUE! | #VALUE! | #VALUE! | #VALUE! | #VALUE! | #VALUE! | #VALUE!
Monday | 9 | 19 | 19 | 6283 | 0 | 0 | 0 | 0 | 0 | 0 | 0 | 0 | 0 | 0 | 0 | 0 | 0 | 0 | 0 | 0 | 0 | 0 | 0 | 0 | 0 | 0 | 0 | 0 | 0.0034293 | 0 | 0 | 0.01736 | 0.059 | 0 | 0 | 0 | 0 | 0 | 0 | 0 | 0 | 0 | 0 | 0 |  | 0 | 0 | 0 |  | #VALUE! | #VALUE! | #VALUE! | #VALUE! |  |  | #VALUE! | #VALUE! | 0 | 0 | 0.20123 | 0.20123 | #VALUE! | #VALUE! | #VALUE! | #VALUE! | 0 | 0 | 0.20123 | 0.20123 | #VALUE! | #VALUE! | #VALUE! | #VALUE! | 0 | 0 | 0.20123 | 0.20123 | #VALUE! | #VALUE! |  |  |  | #VALUE! | #VALUE! | #VALUE! | #VALUE! | #VALUE! | #VALUE! | #VALUE!
Monday | 9 | 19 | 20 | 6284 | 0 | 0 | 0 | 0 | 0 | 0 | 0 | 0 | 0 | 0 | 0 | 0 | 0 | 0 | 0 | 0 | 0 | 0 | 0 | 0 | 0 | 0 | 0 | 0 | 0 | 0 | 0 | 0.012214 | 0.036 | 0 | 0 | 0 | 0 | 0 | 0 | 0 | 0 | 0 | 0 | 0 |  | 0 | 0 | 0 |  | #VALUE! | #VALUE! | #VALUE! | #VALUE! |  |  | #VALUE! | #VALUE! | 0 | 0 | 0.20123 | 0.20123 | #VALUE! | #VALUE! | #VALUE! | #VALUE! | 0 | 0 | 0.20123 | 0.20123 | #VALUE! | #VALUE! | #VALUE! | #VALUE! | 0 | 0 | 0.20123 | 0.20123 | #VALUE! | #VALUE! |  |  |  | #VALUE! | #VALUE! | #VALUE! | #VALUE! | #VALUE! | #VALUE! | #VALUE!
Monday | 9 | 19 | 21 | 6285 | 0 | 0 | 0 | 0 | 0 | 0 | 0 | 0 | 0 | 0 | 0 | 0 | 0 | 0 | 0 | 0 | 0 | 0 | 0 | 0 | 0 | 0 | 0 | 0 | 0 | 0 | 0 | 0.012214 | 0.033 | 0 | 0 | 0 | 0 | 0 | 0 | 0 | 0 | 0 | 0 | 0 |  | 0 | 0 | 0 |  | #VALUE! | #VALUE! | #VALUE! | #VALUE! |  |  | #VALUE! | #VALUE! | 0 | 0 | 0.20123 | 0.20123 | #VALUE! | #VALUE! | #VALUE! | #VALUE! | 0 | 0 | 0.20123 | 0.20123 | #VALUE! | #VALUE! | #VALUE! | #VALUE! | 0 | 0 | 0.20123 | 0.20123 | #VALUE! | #VALUE! |  |  |  | #VALUE! | #VALUE! | #VALUE! | #VALUE! | #VALUE! | #VALUE! | #VALUE!
Monday | 9 | 19 | 22 | 6286 | 0 | 0 | 0 | 0 | 0 | 0 | 0 | 0 | 0 | 0 | 0 | 0 | 0 | 0 | 0 | 0 | 0 | 0 | 0 | 0 | 0 | 0 | 0 | 0 | 0 | 0 | 0 | 0.012214 | 0.03 | 0 | 0 | 0 | 0 | 0 | 0 | 0 | 0 | 0 | 0 | 0 |  | 0 | 0 | 0 |  | #VALUE! | #VALUE! | #VALUE! | #VALUE! |  |  | #VALUE! | #VALUE! | 0 | 0 | 0.20123 | 0.20123 | #VALUE! | #VALUE! | #VALUE! | #VALUE! | 0 | 0 | 0.20123 | 0.20123 | #VALUE! | #VALUE! | #VALUE! | #VALUE! | 0 | 0 | 0.20123 | 0.20123 | #VALUE! | #VALUE! |  |  |  | #VALUE! | #VALUE! | #VALUE! | #VALUE! | #VALUE! | #VALUE! | #VALUE!
Monday | 9 | 19 | 23 | 6287 | 0 | 0 | 0 | 0 | 0 | 0 | 0 | 0 | 0 | 0 | 0 | 0 | 0 | 0 | 0 | 0 | 0 | 0 | 0 | 0 | 0 | 0 | 0 | 0 | 0 | 0 | 0 | 0.0063448 | 0 | 0 | 0 | 0 | 0 | 0 | 0 | 0 | 0 | 0 | 0 | 0 |  | 0 | 0 | 0 |  | #VALUE! | #VALUE! | #VALUE! | #VALUE! |  |  | #VALUE! | #VALUE! | 0 | 0 | 0.20123 | 0.20123 | #VALUE! | #VALUE! | #VALUE! | #VALUE! | 0 | 0 | 0.20123 | 0.20123 | #VALUE! | #VALUE! | #VALUE! | #VALUE! | 0 | 0 | 0.20123 | 0.20123 | #VALUE! | #VALUE! |  |  |  | #VALUE! | #VALUE! | #VALUE! | #VALUE! | #VALUE! | #VALUE! | #VALUE!
Monday | 9 | 19 | 24 | 6288 | 0 | 0 | 0 | 0 | 0 | 0 | 0 | 0 | 0 | 0 | 0 | 0 | 0 | 0 | 0 | 0 | 0 | 0 | 0 | 0 | 0 | 0 | 0 | 0 | 0 | 0 | 0 | 0.00031724 | 0 | 0 | 0 | 0 | 0 | 0 | 0 | 0 | 0 | 0 | 0 | 0 |  | 0 | 0 | 0 |  | #VALUE! | #VALUE! | #VALUE! | #VALUE! |  |  | #VALUE! | #VALUE! | 0 | 0 | 0.20123 | 0.20123 | #VALUE! | #VALUE! | #VALUE! | #VALUE! | 0 | 0 | 0.20123 | 0.20123 | #VALUE! | #VALUE! | #VALUE! | #VALUE! | 0 | 0 | 0.20123 | 0.20123 | #VALUE! | #VALUE! |  |  |  | #VALUE! | #VALUE! | #VALUE! | #VALUE! | #VALUE! | #VALUE! | #VALUE!
Tuesday | 9 | 20 | 1 | 6289 | 0 | 0 | 0 | 0 | 0 | 0 | 0 | 0 | 0 | 0 | 0 | 0 | 0 | 0 | 0 | 0 | 0 | 0 | 0 | 0 | 0 | 0 | 0 | 0 | 0 | 0 | 0 | 0.00031724 | 0 | 0 | 0 | 0 | 0 | 0 | 0 | 0 | 0 | 0 | 0 | 0 |  | 0 | 0 | 0 |  | #VALUE! | #VALUE! | #VALUE! | #VALUE! |  |  | #VALUE! | #VALUE! | 0 | 0 | 0.20123 | 0.20123 | #VALUE! | #VALUE! | #VALUE! | #VALUE! | 0 | 0 | 0.20123 | 0.20123 | #VALUE! | #VALUE! | #VALUE! | #VALUE! | 0 | 0 | 0.20123 | 0.20123 | #VALUE! | #VALUE! |  |  |  | #VALUE! | #VALUE! | #VALUE! | #VALUE! | #VALUE! | #VALUE! | #VALUE!
Tuesday | 9 | 20 | 2 | 6290 | 0 | 0 | 0 | 0 | 0 | 0 | 0 | 0 | 0 | 0 | 0 | 0 | 0 | 0 | 0 | 0 | 0 | 0 | 0 | 0 | 0 | 0 | 0 | 0 | 0 | 0 | 0 | 0.0071379 | 0 | 0 | 0 | 0 | 0 | 0 | 0 | 0 | 0 | 0 | 0 | 0 |  | 0 | 0 | 0 |  | #VALUE! | #VALUE! | #VALUE! | #VALUE! |  |  | #VALUE! | #VALUE! | 0 | 0 | 0.20123 | 0.20123 | #VALUE! | #VALUE! | #VALUE! | #VALUE! | 0 | 0 | 0.20123 | 0.20123 | #VALUE! | #VALUE! | #VALUE! | #VALUE! | 0 | 0 | 0.20123 | 0.20123 | #VALUE! | #VALUE! |  |  |  | #VALUE! | #VALUE! | #VALUE! | #VALUE! | #VALUE! | #VALUE! | #VALUE!
Tuesday | 9 | 20 | 3 | 6291 | 0 | 0 | 0 | 0 | 0 | 0 | 0 | 0 | 0 | 0 | 0 | 0 | 0 | 0 | 0 | 0 | 0 | 0 | 0 | 0 | 0 | 0 | 0 | 0 | 0 | 0 | 0 | 0.0071379 | 0 | 0 | 0 | 0 | 0 | 0 | 0 | 0 | 0 | 0 | 0 | 0 |  | 0 | 0 | 0 |  | #VALUE! | #VALUE! | #VALUE! | #VALUE! |  |  | #VALUE! | #VALUE! | 0 | 0 | 0.20123 | 0.20123 | #VALUE! | #VALUE! | #VALUE! | #VALUE! | 0 | 0 | 0.20123 | 0.20123 | #VALUE! | #VALUE! | #VALUE! | #VALUE! | 0 | 0 | 0.20123 | 0.20123 | #VALUE! | #VALUE! |  |  |  | #VALUE! | #VALUE! | #VALUE! | #VALUE! | #VALUE! | #VALUE! | #VALUE!
Tuesday | 9 | 20 | 4 | 6292 | 0 | 0 | 0 | 0 | 0 | 0 | 0 | 0 | 0 | 0 | 0 | 0 | 0 | 0 | 0 | 0 | 0 | 0 | 0 | 0 | 0 | 0 | 0 | 0 | 0 | 0 | 0 | 0.0071379 | 0 | 0 | 0 | 0 | 0 | 0 | 0 | 0 | 0 | 0 | 0 | 0 |  | 0 | 0 | 0 |  | #VALUE! | #VALUE! | #VALUE! | #VALUE! |  |  | #VALUE! | #VALUE! | 0 | 0 | 0.20123 | 0.20123 | #VALUE! | #VALUE! | #VALUE! | #VALUE! | 0 | 0 | 0.20123 | 0.20123 | #VALUE! | #VALUE! | #VALUE! | #VALUE! | 0 | 0 | 0.20123 | 0.20123 | #VALUE! | #VALUE! |  |  |  | #VALUE! | #VALUE! | #VALUE! | #VALUE! | #VALUE! | #VALUE! | #VALUE!
Tuesday | 9 | 20 | 5 | 6293 | 0 | 0 | 0 | 0 | 0 | 0 | 0 | 0 | 0 | 0 | 0 | 0 | 0 | 0 | 0 | 0 | 0 | 0 | 0 | 0 | 0 | 0 | 0 | 0 | 0 | 0 | 0.033733 | 0.0047586 | 0 | 0 | 0 | 0 | 0 | 0 | 0 | 0 | 0 | 0 | 0 | 0 |  | 0 | 0 | 0 |  | #VALUE! | #VALUE! | #VALUE! | #VALUE! |  |  | #VALUE! | #VALUE! | 0 | 0 | 0.20123 | 0.20123 | #VALUE! | #VALUE! | #VALUE! | #VALUE! | 0 | 0 | 0.20123 | 0.20123 | #VALUE! | #VALUE! | #VALUE! | #VALUE! | 0 | 0 | 0.20123 | 0.20123 | #VALUE! | #VALUE! |  |  |  | #VALUE! | #VALUE! | #VALUE! | #VALUE! | #VALUE! | #VALUE! | #VALUE!
Tuesday | 9 | 20 | 6 | 6294 | 0 | 0 | 0 | 0 | 0 | 0 | 0 | 0 | 0 | 0 | 0 | 0 | 0 | 0 | 0 | 0 | 0 | 0 | 0 | 0 | 0 | 0 | 0 | 0 | 0 | 0 | 0.038722 | 0.013324 | 0 | 0 | 0 | 0 | 0 | 0 | 0 | 0 | 0 | 0 | 0 | 0 |  | 0 | 0 | 0 |  | #VALUE! | #VALUE! | #VALUE! | #VALUE! |  |  | #VALUE! | #VALUE! | 0 | 0 | 0.20123 | 0.20123 | #VALUE! | #VALUE! | #VALUE! | #VALUE! | 0 | 0 | 0.20123 | 0.20123 | #VALUE! | #VALUE! | #VALUE! | #VALUE! | 0 | 0 | 0.20123 | 0.20123 | #VALUE! | #VALUE! |  |  |  | #VALUE! | #VALUE! | #VALUE! | #VALUE! | #VALUE! | #VALUE! | #VALUE!
Tuesday | 9 | 20 | 7 | 6295 | 0 | 0 | 0 | 0 | 0 | 0 | 0 | 0 | 0 | 0 | 0 | 0 | 0 | 0 | 0 | 0 | 0 | 0 | 0 | 0 | 0 | 0 | 0 | 0 | 0 | 0 | 0 | 0.013324 | 0 | 0 | 0 | 0 | 0 | 0 | 0 | 0 | 0 | 0 | 0 | 0 |  | 0 | 0 | 0 |  | #VALUE! | #VALUE! | #VALUE! | #VALUE! |  |  | #VALUE! | #VALUE! | 0 | 0 | 0.20123 | 0.20123 | #VALUE! | #VALUE! | #VALUE! | #VALUE! | 0 | 0 | 0.20123 | 0.20123 | #VALUE! | #VALUE! | #VALUE! | #VALUE! | 0 | 0 | 0.20123 | 0.20123 | #VALUE! | #VALUE! |  |  |  | #VALUE! | #VALUE! | #VALUE! | #VALUE! | #VALUE! | #VALUE! | #VALUE!
Tuesday | 9 | 20 | 8 | 6296 | 0 | 0 | 0 | 0 | 0 | 0 | 0 | 0 | 0 | 0 | 0 | 0 | 0 | 0 | 0 | 0 | 0 | 0 | 0 | 0 | 0 | 0 | 0 | 0 | 0.0055048 | 0.0055 | 0.041335 | 0.036509 | 0.111 | 0 | 0 | 0 | 0 | 0 | 0 | 0 | 0 | 0 | 0 | 0 |  | 0 | 0 | 0 |  | #VALUE! | #VALUE! | #VALUE! | #VALUE! |  |  | #VALUE! | #VALUE! | 0 | 0 | 0.20123 | 0.20123 | #VALUE! | #VALUE! | #VALUE! | #VALUE! | 0 | 0 | 0.20123 | 0.20123 | #VALUE! | #VALUE! | #VALUE! | #VALUE! | 0 | 0 | 0.20123 | 0.20123 | #VALUE! | #VALUE! |  |  |  | #VALUE! | #VALUE! | #VALUE! | #VALUE! | #VALUE! | #VALUE! | #VALUE!
Tuesday | 9 | 20 | 9 | 6297 | 0 | 0 | 0 | 0 | 0 | 0 | 0 | 0 | 0 | 0 | 0 | 0 | 0 | 0 | 0 | 0 | 0 | 0 | 0 | 0 | 0 | 0 | 0 | 0 | 0.012625 | 0.132 | 0.045054 | 0.064022 | 0.178 | 0 | 0 | 0 | 0 | 0 | 0 | 0 | 0 | 0 | 0 | 0 |  | 0 | 0 | 0 |  | #VALUE! | #VALUE! | #VALUE! | #VALUE! |  |  | #VALUE! | #VALUE! | 0 | 0 | 0.20123 | 0.20123 | #VALUE! | #VALUE! | #VALUE! | #VALUE! | 0 | 0 | 0.20123 | 0.20123 | #VALUE! | #VALUE! | #VALUE! | #VALUE! | 0 | 0 | 0.20123 | 0.20123 | #VALUE! | #VALUE! |  |  |  | #VALUE! | #VALUE! | #VALUE! | #VALUE! | #VALUE! | #VALUE! | #VALUE!
Tuesday | 9 | 20 | 10 | 6298 | 0 | 0 | 0 | 0 | 0 | 0 | 0 | 0 | 0 | 0 | 0 | 0 | 0 | 0 | 0 | 0 | 0 | 0 | 0 | 0 | 0 | 0 | 0 | 0.0023125 | 0.023303 | 0.22125 | 0.05712 | 0.13505 | 0.295 | 0 | 0 | 0 | 0 | 0 | 0 | 0 | 0 | 0 | 0 | 0 |  | 0 | 0 | 0 |  | #VALUE! | #VALUE! | #VALUE! | #VALUE! |  |  | #VALUE! | #VALUE! | 0 | 0 | 0.20123 | 0.20123 | #VALUE! | #VALUE! | #VALUE! | #VALUE! | 0 | 0 | 0.20123 | 0.20123 | #VALUE! | #VALUE! | #VALUE! | #VALUE! | 0 | 0 | 0.20123 | 0.20123 | #VALUE! | #VALUE! |  |  |  | #VALUE! | #VALUE! | #VALUE! | #VALUE! | #VALUE! | #VALUE! | #VALUE!
Tuesday | 9 | 20 | 11 | 6299 | 0 | 0 | 0 | 0 | 0 | 0 | 0 | 0 | 0 | 0 | 0 | 0 | 0 | 0 | 0 | 0 | 0 | 0 | 0 | 0 | 0 | 0 | 0 | 0.0028437 | 0.026059 | 0.1905 | 0.063527 | 0.15398 | 0.335 | 0 | 0 | 0 | 0 | 0 | 0 | 0 | 0 | 0 | 0 | 0 |  | 0 | 0 | 0 |  | #VALUE! | #VALUE! | #VALUE! | #VALUE! |  |  | #VALUE! | #VALUE! | 0 | 0 | 0.20123 | 0.20123 | #VALUE! | #VALUE! | #VALUE! | #VALUE! | 0 | 0 | 0.20123 | 0.20123 | #VALUE! | #VALUE! | #VALUE! | #VALUE! | 0 | 0 | 0.20123 | 0.20123 | #VALUE! | #VALUE! |  |  |  | #VALUE! | #VALUE! | #VALUE! | #VALUE! | #VALUE! | #VALUE! | #VALUE!
Tuesday | 9 | 20 | 12 | 6300 | 0 | 0 | 0 | 0 | 0 | 0 | 0 | 0 | 0 | 0 | 0 | 0 | 0 | 0 | 0 | 0 | 0 | 0 | 0 | 0 | 0 | 0 | 0 | 0.0014062 | 0.028732 | 0.256 | 0.063754 | 0.14861 | 0.337 | 0 | 0 | 0 | 0 | 0 | 0 | 0 | 0 | 0 | 0 | 0 |  | 0 | 0 | 0 |  | #VALUE! | #VALUE! | #VALUE! | #VALUE! |  |  | #VALUE! | #VALUE! | 0 | 0 | 0.20123 | 0.20123 | #VALUE! | #VALUE! | #VALUE! | #VALUE! | 0 | 0 | 0.20123 | 0.20123 | #VALUE! | #VALUE! | #VALUE! | #VALUE! | 0 | 0 | 0.20123 | 0.20123 | #VALUE! | #VALUE! |  |  |  | #VALUE! | #VALUE! | #VALUE! | #VALUE! | #VALUE! | #VALUE! | #VALUE!
Tuesday | 9 | 20 | 13 | 6301 | 0 | 0 | 0 | 0 | 0 | 0 | 0 | 0 | 0 | 0 | 0 | 0 | 0 | 0 | 0 | 0 | 0 | 0 | 0 | 0 | 0 | 0 | 0 | 0.0050085 | 0.033633 | 0.399 | 0.069686 | 0.18711 | 0.405 | 0 | 0 | 0 | 0 | 0 | 0 | 0 | 0 | 0 | 0 | 0 |  | 0 | 0 | 0 |  | #VALUE! | #VALUE! | #VALUE! | #VALUE! |  |  | #VALUE! | #VALUE! | 0 | 0 | 0.20123 | 0.20123 | #VALUE! | #VALUE! | #VALUE! | #VALUE! | 0 | 0 | 0.20123 | 0.20123 | #VALUE! | #VALUE! | #VALUE! | #VALUE! | 0 | 0 | 0.20123 | 0.20123 | #VALUE! | #VALUE! |  |  |  | #VALUE! | #VALUE! | #VALUE! | #VALUE! | #VALUE! | #VALUE! | #VALUE!
Tuesday | 9 | 20 | 14 | 6302 | 0 | 0 | 0 | 0 | 0 | 0 | 0 | 0 | 0 | 0 | 0 | 0 | 0 | 0 | 0 | 0 | 0 | 0 | 0 | 0 | 0 | 0.0565 | 0.24292 | 0.22687 | 0.20555 | 0.396 | 0.079009 | 0.35659 | 0.523 | 0 | 0 | 0 | 0 | 0 | 0 | 0 | 0 | 0 | 0 | 0 |  | 0 | 0 | 0 |  | #VALUE! | #VALUE! | #VALUE! | #VALUE! |  |  | #VALUE! | #VALUE! | 0 | 0 | 0.20123 | 0.20123 | #VALUE! | #VALUE! | #VALUE! | #VALUE! | 0 | 0 | 0.20123 | 0.20123 | #VALUE! | #VALUE! | #VALUE! | #VALUE! | 0 | 0 | 0.20123 | 0.20123 | #VALUE! | #VALUE! |  |  |  | #VALUE! | #VALUE! | #VALUE! | #VALUE! | #VALUE! | #VALUE! | #VALUE!
Tuesday | 9 | 20 | 15 | 6303 | 0 | 0 | 0 | 0 | 0 | 0 | 0 | 0 | 0 | 0 | 0 | 0 | 0 | 0 | 0 | 0 | 0 | 0 | 0 | 0 | 0 | 0.139 | 0.33458 | 0.31897 | 0.20035 | 0.4575 | 0.082194 | 0.42392 | 0.562 | 0 | 0 | 0 | 0 | 0 | 0 | 0 | 0 | 0 | 0 | 0 |  | 0 | 0 | 0 |  | #VALUE! | #VALUE! | #VALUE! | #VALUE! |  |  | #VALUE! | #VALUE! | 0 | 0 | 0.20123 | 0.20123 | #VALUE! | #VALUE! | #VALUE! | #VALUE! | 0 | 0 | 0.20123 | 0.20123 | #VALUE! | #VALUE! | #VALUE! | #VALUE! | 0 | 0 | 0.20123 | 0.20123 | #VALUE! | #VALUE! |  |  |  | #VALUE! | #VALUE! | #VALUE! | #VALUE! | #VALUE! | #VALUE! | #VALUE!
Tuesday | 9 | 20 | 16 | 6304 | 0 | 0 | 0 | 0 | 0 | 0 | 0 | 0 | 0 | 0 | 0 | 0 | 0 | 0 | 0 | 0 | 0 | 0 | 0 | 0 | 0 | 0.1585 | 0.34383 | 0.33053 | 0.19151 | 0.43575 | 0.078416 | 0.42937 | 0.559 | 0 | 0 | 0 | 0 | 0 | 0 | 0 | 0 | 0 | 0 | 0 |  | 0 | 0 | 0 |  | #VALUE! | #VALUE! | #VALUE! | #VALUE! |  |  | #VALUE! | #VALUE! | 0 | 0 | 0.20123 | 0.20123 | #VALUE! | #VALUE! | #VALUE! | #VALUE! | 0 | 0 | 0.20123 | 0.20123 | #VALUE! | #VALUE! | #VALUE! | #VALUE! | 0 | 0 | 0.20123 | 0.20123 | #VALUE! | #VALUE! |  |  |  | #VALUE! | #VALUE! | #VALUE! | #VALUE! | #VALUE! | #VALUE! | #VALUE!
Tuesday | 9 | 20 | 17 | 6305 | 0 | 0 | 0 | 0 | 0 | 0 | 0 | 0 | 0 | 0 | 0 | 0 | 0 | 0 | 0 | 0 | 0 | 0 | 0 | 0 | 0 | 0.0585 | 0.23042 | 0.21436 | 0.065172 | 0.395 | 0.072813 | 0.3711 | 0.516 | 0 | 0 | 0 | 0 | 0 | 0 | 0 | 0 | 0 | 0 | 0 |  | 0 | 0 | 0 |  | #VALUE! | #VALUE! | #VALUE! | #VALUE! |  |  | #VALUE! | #VALUE! | 0 | 0 | 0.20123 | 0.20123 | #VALUE! | #VALUE! | #VALUE! | #VALUE! | 0 | 0 | 0.20123 | 0.20123 | #VALUE! | #VALUE! | #VALUE! | #VALUE! | 0 | 0 | 0.20123 | 0.20123 | #VALUE! | #VALUE! |  |  |  | #VALUE! | #VALUE! | #VALUE! | #VALUE! | #VALUE! | #VALUE! | #VALUE!
Tuesday | 9 | 20 | 18 | 6306 | 0 | 0 | 0 | 0 | 0 | 0 | 0 | 0 | 0 | 0 | 0 | 0 | 0 | 0 | 0 | 0 | 0 | 0 | 0 | 0 | 0 | 0 | 0.036833 | 0.04 | 0.031309 | 0.3795 | 0.069789 | 0.282 | 0.461 | 0 | 0 | 0 | 0 | 0 | 0 | 0 | 0 | 0 | 0 | 0 |  | 0 | 0 | 0 |  | #VALUE! | #VALUE! | #VALUE! | #VALUE! |  |  | #VALUE! | #VALUE! | 0 | 0 | 0.20123 | 0.20123 | #VALUE! | #VALUE! | #VALUE! | #VALUE! | 0 | 0 | 0.20123 | 0.20123 | #VALUE! | #VALUE! | #VALUE! | #VALUE! | 0 | 0 | 0.20123 | 0.20123 | #VALUE! | #VALUE! |  |  |  | #VALUE! | #VALUE! | #VALUE! | #VALUE! | #VALUE! | #VALUE! | #VALUE!
Tuesday | 9 | 20 | 19 | 6307 | 0 | 0 | 0 | 0 | 0 | 0 | 0 | 0 | 0 | 0 | 0 | 0 | 0 | 0 | 0 | 0 | 0 | 0 | 0 | 0 | 0 | 0 | 0 | 0.009003 | 0.028195 | 0.32775 | 0.058833 | 0.20096 | 0.391 | 0 | 0 | 0 | 0 | 0 | 0 | 0 | 0 | 0 | 0 | 0 |  | 0 | 0 | 0 |  | #VALUE! | #VALUE! | #VALUE! | #VALUE! |  |  | #VALUE! | #VALUE! | 0 | 0 | 0.20123 | 0.20123 | #VALUE! | #VALUE! | #VALUE! | #VALUE! | 0 | 0 | 0.20123 | 0.20123 | #VALUE! | #VALUE! | #VALUE! | #VALUE! | 0 | 0 | 0.20123 | 0.20123 | #VALUE! | #VALUE! |  |  |  | #VALUE! | #VALUE! | #VALUE! | #VALUE! | #VALUE! | #VALUE! | #VALUE!
Tuesday | 9 | 20 | 20 | 6308 | 0 | 0 | 0 | 0 | 0 | 0 | 0 | 0 | 0 | 0 | 0 | 0 | 0 | 0 | 0 | 0 | 0 | 0 | 0 | 0 | 0 | 0 | 0 | 0.00071875 | 0.029284 | 0.30225 | 0.061875 | 0.1625 | 0.369 | 0 | 0 | 0 | 0 | 0 | 0 | 0 | 0 | 0 | 0 | 0 |  | 0 | 0 | 0 |  | #VALUE! | #VALUE! | #VALUE! | #VALUE! |  |  | #VALUE! | #VALUE! | 0 | 0 | 0.20123 | 0.20123 | #VALUE! | #VALUE! | #VALUE! | #VALUE! | 0 | 0 | 0.20123 | 0.20123 | #VALUE! | #VALUE! | #VALUE! | #VALUE! | 0 | 0 | 0.20123 | 0.20123 | #VALUE! | #VALUE! |  |  |  | #VALUE! | #VALUE! | #VALUE! | #VALUE! | #VALUE! | #VALUE! | #VALUE!
Tuesday | 9 | 20 | 21 | 6309 | 0 | 0 | 0 | 0 | 0 | 0 | 0 | 0 | 0 | 0 | 0 | 0 | 0 | 0 | 0 | 0 | 0 | 0 | 0 | 0 | 0 | 0 | 0 | 0 | 0.027588 | 0.2415 | 0.064025 | 0.15371 | 0.372 | 0 | 0 | 0 | 0 | 0 | 0 | 0 | 0 | 0 | 0 | 0 |  | 0 | 0 | 0 |  | #VALUE! | #VALUE! | #VALUE! | #VALUE! |  |  | #VALUE! | #VALUE! | 0 | 0 | 0.20123 | 0.20123 | #VALUE! | #VALUE! | #VALUE! | #VALUE! | 0 | 0 | 0.20123 | 0.20123 | #VALUE! | #VALUE! | #VALUE! | #VALUE! | 0 | 0 | 0.20123 | 0.20123 | #VALUE! | #VALUE! |  |  |  | #VALUE! | #VALUE! | #VALUE! | #VALUE! | #VALUE! | #VALUE! | #VALUE!
Tuesday | 9 | 20 | 22 | 6310 | 0 | 0 | 0 | 0 | 0 | 0 | 0 | 0 | 0 | 0 | 0 | 0 | 0 | 0 | 0 | 0 | 0 | 0 | 0 | 0 | 0 | 0 | 0 | 0.0043011 | 0.027137 | 0.23775 | 0.07618 | 0.20503 | 0.45 | 0 | 0 | 0 | 0 | 0 | 0 | 0 | 0 | 0 | 0 | 0 |  | 0 | 0 | 0 |  | #VALUE! | #VALUE! | #VALUE! | #VALUE! |  |  | #VALUE! | #VALUE! | 0 | 0 | 0.20123 | 0.20123 | #VALUE! | #VALUE! | #VALUE! | #VALUE! | 0 | 0 | 0.20123 | 0.20123 | #VALUE! | #VALUE! | #VALUE! | #VALUE! | 0 | 0 | 0.20123 | 0.20123 | #VALUE! | #VALUE! |  |  |  | #VALUE! | #VALUE! | #VALUE! | #VALUE! | #VALUE! | #VALUE! | #VALUE!
Tuesday | 9 | 20 | 23 | 6311 | 0 | 0 | 0 | 0 | 0 | 0 | 0 | 0 | 0 | 0 | 0 | 0 | 0 | 0 | 0 | 0 | 0 | 0 | 0 | 0 | 0 | 0 | 0 | 0 | 0.024741 | 0.2355 | 0.064975 | 0.14498 | 0.36 | 0 | 0 | 0 | 0 | 0 | 0 | 0 | 0 | 0 | 0 | 0 |  | 0 | 0 | 0 |  | #VALUE! | #VALUE! | #VALUE! | #VALUE! |  |  | #VALUE! | #VALUE! | 0 | 0 | 0.20123 | 0.20123 | #VALUE! | #VALUE! | #VALUE! | #VALUE! | 0 | 0 | 0.20123 | 0.20123 | #VALUE! | #VALUE! | #VALUE! | #VALUE! | 0 | 0 | 0.20123 | 0.20123 | #VALUE! | #VALUE! |  |  |  | #VALUE! | #VALUE! | #VALUE! | #VALUE! | #VALUE! | #VALUE! | #VALUE!
Tuesday | 9 | 20 | 24 | 6312 | 0 | 0 | 0 | 0 | 0 | 0 | 0 | 0 | 0 | 0 | 0 | 0 | 0 | 0 | 0 | 0 | 0 | 0 | 0 | 0 | 0 | 0 | 0 | 0 | 0.022879 | 0.08075 | 0.067362 | 0.14091 | 0.35 | 0 | 0 | 0 | 0 | 0 | 0 | 0 | 0 | 0 | 0 | 0 |  | 0 | 0 | 0 |  | #VALUE! | #VALUE! | #VALUE! | #VALUE! |  |  | #VALUE! | #VALUE! | 0 | 0 | 0.20123 | 0.20123 | #VALUE! | #VALUE! | #VALUE! | #VALUE! | 0 | 0 | 0.20123 | 0.20123 | #VALUE! | #VALUE! | #VALUE! | #VALUE! | 0 | 0 | 0.20123 | 0.20123 | #VALUE! | #VALUE! |  |  |  | #VALUE! | #VALUE! | #VALUE! | #VALUE! | #VALUE! | #VALUE! | #VALUE!
Wednesday | 9 | 21 | 1 | 6313 | 0 | 0 | 0 | 0 | 0 | 0 | 0 | 0 | 0 | 0 | 0 | 0 | 0 | 0 | 0 | 0 | 0 | 0 | 0 | 0 | 0 | 0 | 0 | 0 | 0.026155 | 0.07375 | 0.073915 | 0.16491 | 0.386 | 0 | 0 | 0 | 0 | 0 | 0 | 0 | 0 | 0 | 0 | 0 |  | 0 | 0 | 0 |  | #VALUE! | #VALUE! | #VALUE! | #VALUE! |  |  | #VALUE! | #VALUE! | 0 | 0 | 0.20123 | 0.20123 | #VALUE! | #VALUE! | #VALUE! | #VALUE! | 0 | 0 | 0.20123 | 0.20123 | #VALUE! | #VALUE! | #VALUE! | #VALUE! | 0 | 0 | 0.20123 | 0.20123 | #VALUE! | #VALUE! |  |  |  | #VALUE! | #VALUE! | #VALUE! | #VALUE! | #VALUE! | #VALUE! | #VALUE!
Wednesday | 9 | 21 | 2 | 6314 | 0 | 0 | 0 | 0 | 0 | 0 | 0 | 0 | 0 | 0 | 0 | 0 | 0 | 0 | 0 | 0 | 0 | 0 | 0 | 0 | 0 | 0 | 0 | 0 | 0.026142 | 0.072 | 0.081893 | 0.17426 | 0.407 | 0 | 0 | 0 | 0 | 0 | 0 | 0 | 0 | 0 | 0 | 0 |  | 0 | 0 | 0 |  | #VALUE! | #VALUE! | #VALUE! | #VALUE! |  |  | #VALUE! | #VALUE! | 0 | 0 | 0.20123 | 0.20123 | #VALUE! | #VALUE! | #VALUE! | #VALUE! | 0 | 0 | 0.20123 | 0.20123 | #VALUE! | #VALUE! | #VALUE! | #VALUE! | 0 | 0 | 0.20123 | 0.20123 | #VALUE! | #VALUE! |  |  |  | #VALUE! | #VALUE! | #VALUE! | #VALUE! | #VALUE! | #VALUE! | #VALUE!
Wednesday | 9 | 21 | 3 | 6315 | 0 | 0 | 0 | 0 | 0 | 0 | 0 | 0 | 0 | 0 | 0 | 0 | 0 | 0 | 0 | 0 | 0 | 0 | 0 | 0 | 0 | 0 | 0 | 0 | 0.026034 | 0.0695 | 0.075352 | 0.15863 | 0.372 | 0 | 0 | 0 | 0 | 0 | 0 | 0 | 0 | 0 | 0 | 0 |  | 0 | 0 | 0 |  | #VALUE! | #VALUE! | #VALUE! | #VALUE! |  |  | #VALUE! | #VALUE! | 0 | 0 | 0.20123 | 0.20123 | #VALUE! | #VALUE! | #VALUE! | #VALUE! | 0 | 0 | 0.20123 | 0.20123 | #VALUE! | #VALUE! | #VALUE! | #VALUE! | 0 | 0 | 0.20123 | 0.20123 | #VALUE! | #VALUE! |  |  |  | #VALUE! | #VALUE! | #VALUE! | #VALUE! | #VALUE! | #VALUE! | #VALUE!
Wednesday | 9 | 21 | 4 | 6316 | 0 | 0 | 0 | 0 | 0 | 0 | 0 | 0 | 0 | 0 | 0 | 0 | 0 | 0 | 0 | 0 | 0 | 0 | 0 | 0 | 0 | 0 | 0 | 0.0034062 | 0.026544 | 0.1455 | 0.088921 | 0.19531 | 0.435 | 0 | 0 | 0 | 0 | 0 | 0 | 0 | 0 | 0 | 0 | 0 |  | 0 | 0 | 0 |  | #VALUE! | #VALUE! | #VALUE! | #VALUE! |  |  | #VALUE! | #VALUE! | 0 | 0 | 0.20123 | 0.20123 | #VALUE! | #VALUE! | #VALUE! | #VALUE! | 0 | 0 | 0.20123 | 0.20123 | #VALUE! | #VALUE! | #VALUE! | #VALUE! | 0 | 0 | 0.20123 | 0.20123 | #VALUE! | #VALUE! |  |  |  | #VALUE! | #VALUE! | #VALUE! | #VALUE! | #VALUE! | #VALUE! | #VALUE!
Wednesday | 9 | 21 | 5 | 6317 | 0 | 0 | 0 | 0 | 0 | 0 | 0 | 0 | 0 | 0 | 0 | 0 | 0 | 0 | 0 | 0 | 0 | 0 | 0 | 0 | 0 | 0 | 0 | 0.0098438 | 0.026312 | 0.1445 | 0.08238 | 0.1799 | 0.403 | 0 | 0 | 0 | 0 | 0 | 0 | 0 | 0 | 0 | 0 | 0 |  | 0 | 0 | 0 |  | #VALUE! | #VALUE! | #VALUE! | #VALUE! |  |  | #VALUE! | #VALUE! | 0 | 0 | 0.20123 | 0.20123 | #VALUE! | #VALUE! | #VALUE! | #VALUE! | 0 | 0 | 0.20123 | 0.20123 | #VALUE! | #VALUE! | #VALUE! | #VALUE! | 0 | 0 | 0.20123 | 0.20123 | #VALUE! | #VALUE! |  |  |  | #VALUE! | #VALUE! | #VALUE! | #VALUE! | #VALUE! | #VALUE! | #VALUE!
Wednesday | 9 | 21 | 6 | 6318 | 0 | 0 | 0 | 0 | 0 | 0 | 0 | 0 | 0 | 0 | 0 | 0 | 0 | 0 | 0 | 0 | 0 | 0 | 0 | 0 | 0 | 0 | 0 | 9.375e-05 | 0.019892 | 0.06525 | 0.072826 | 0.10514 | 0.292 | 0 | 0 | 0 | 0 | 0 | 0 | 0 | 0 | 0 | 0 | 0 |  | 0 | 0 | 0 |  | #VALUE! | #VALUE! | #VALUE! | #VALUE! |  |  | #VALUE! | #VALUE! | 0 | 0 | 0.20123 | 0.20123 | #VALUE! | #VALUE! | #VALUE! | #VALUE! | 0 | 0 | 0.20123 | 0.20123 | #VALUE! | #VALUE! | #VALUE! | #VALUE! | 0 | 0 | 0.20123 | 0.20123 | #VALUE! | #VALUE! |  |  |  | #VALUE! | #VALUE! | #VALUE! | #VALUE! | #VALUE! | #VALUE! | #VALUE!
Wednesday | 9 | 21 | 7 | 6319 | 0 | 0 | 0 | 0 | 0 | 0 | 0 | 0 | 0 | 0 | 0 | 0 | 0 | 0 | 0 | 0 | 0 | 0 | 0 | 0 | 0 | 0 | 0 | 0.0018125 | 0.02819 | 0.10925 | 0.077467 | 0.13196 | 0.339 | 0 | 0 | 0 | 0 | 0 | 0 | 0 | 0 | 0 | 0 | 0 |  | 0 | 0 | 0 |  | #VALUE! | #VALUE! | #VALUE! | #VALUE! |  |  | #VALUE! | #VALUE! | 0 | 0 | 0.20123 | 0.20123 | #VALUE! | #VALUE! | #VALUE! | #VALUE! | 0 | 0 | 0.20123 | 0.20123 | #VALUE! | #VALUE! | #VALUE! | #VALUE! | 0 | 0 | 0.20123 | 0.20123 | #VALUE! | #VALUE! |  |  |  | #VALUE! | #VALUE! | #VALUE! | #VALUE! | #VALUE! | #VALUE! | #VALUE!
Wednesday | 9 | 21 | 8 | 6320 | 0 | 0 | 0 | 0 | 0 | 0 | 0 | 0 | 0 | 0 | 0 | 0 | 0 | 0 | 0 | 0 | 0 | 0 | 0 | 0 | 0 | 0 | 0 | 0.01198 | 0.033332 | 0.323 | 0.086094 | 0.21412 | 0.459 | 0 | 0 | 0 | 0 | 0 | 0 | 0 | 0 | 0 | 0 | 0 |  | 0 | 0 | 0 |  | #VALUE! | #VALUE! | #VALUE! | #VALUE! |  |  | #VALUE! | #VALUE! | 0 | 0 | 0.20123 | 0.20123 | #VALUE! | #VALUE! | #VALUE! | #VALUE! | 0 | 0 | 0.20123 | 0.20123 | #VALUE! | #VALUE! | #VALUE! | #VALUE! | 0 | 0 | 0.20123 | 0.20123 | #VALUE! | #VALUE! |  |  |  | #VALUE! | #VALUE! | #VALUE! | #VALUE! | #VALUE! | #VALUE! | #VALUE!
Wednesday | 9 | 21 | 9 | 6321 | 0 | 0 | 0 | 0 | 0 | 0 | 0 | 0 | 0 | 0 | 0 | 0 | 0 | 0 | 0 | 0 | 0 | 0 | 0 | 0 | 0 | 0 | 0.079667 | 0.071727 | 0.064644 | 0.42325 | 0.097548 | 0.30447 | 0.554 | 0 | 0 | 0 | 0 | 0 | 0 | 0 | 0 | 0 | 0 | 0 |  | 0 | 0 | 0 |  | #VALUE! | #VALUE! | #VALUE! | #VALUE! |  |  | #VALUE! | #VALUE! | 0 | 0 | 0.20123 | 0.20123 | #VALUE! | #VALUE! | #VALUE! | #VALUE! | 0 | 0 | 0.20123 | 0.20123 | #VALUE! | #VALUE! | #VALUE! | #VALUE! | 0 | 0 | 0.20123 | 0.20123 | #VALUE! | #VALUE! |  |  |  | #VALUE! | #VALUE! | #VALUE! | #VALUE! | #VALUE! | #VALUE! | #VALUE!
Wednesday | 9 | 21 | 10 | 6322 | 0 | 0 | 0 | 0 | 0 | 0 | 0 | 0 | 0 | 0 | 0 | 0 | 0 | 0 | 0 | 0 | 0 | 0 | 0 | 0 | 0 | 0 | 0.099 | 0.085011 | 0.073732 | 0.4915 | 0.13 | 0.29159 | 0.507 | 0 | 0 | 0 | 0 | 0 | 0 | 0 | 0 | 0 | 0 | 0 |  | 0 | 0 | 0 |  | #VALUE! | #VALUE! | #VALUE! | #VALUE! |  |  | #VALUE! | #VALUE! | 0 | 0 | 0.20123 | 0.20123 | #VALUE! | #VALUE! | #VALUE! | #VALUE! | 0 | 0 | 0.20123 | 0.20123 | #VALUE! | #VALUE! | #VALUE! | #VALUE! | 0 | 0 | 0.20123 | 0.20123 | #VALUE! | #VALUE! |  |  |  | #VALUE! | #VALUE! | #VALUE! | #VALUE! | #VALUE! | #VALUE! | #VALUE!
Wednesday | 9 | 21 | 11 | 6323 | 0 | 0 | 0 | 0 | 0 | 0 | 0 | 0 | 0 | 0 | 0 | 0 | 0 | 0 | 0 | 0 | 0 | 0 | 0 | 0 | 0 | 0 | 0.12883 | 0.10495 | 0.067024 | 0.564 | 0.18742 | 0.30349 | 0.507 | 0 | 0 | 0 | 0 | 0 | 0 | 0 | 0 | 0 | 0 | 0 |  | 0 | 0 | 0 |  | #VALUE! | #VALUE! | #VALUE! | #VALUE! |  |  | #VALUE! | #VALUE! | 0 | 0 | 0.20123 | 0.20123 | #VALUE! | #VALUE! | #VALUE! | #VALUE! | 0 | 0 | 0.20123 | 0.20123 | #VALUE! | #VALUE! | #VALUE! | #VALUE! | 0 | 0 | 0.20123 | 0.20123 | #VALUE! | #VALUE! |  |  |  | #VALUE! | #VALUE! | #VALUE! | #VALUE! | #VALUE! | #VALUE! | #VALUE!
Wednesday | 9 | 21 | 12 | 6324 | 0 | 0 | 0 | 0 | 0 | 0 | 0 | 0 | 0 | 0 | 0 | 0 | 0 | 0 | 0 | 0 | 0 | 0 | 0 | 0 | 0 | 0 | 0.015833 | 0.01667 | 0.032352 | 0.574 | 0.17241 | 0.22212 | 0.43 | 0 | 0 | 0 | 0 | 0 | 0 | 0 | 0 | 0 | 0 | 0 |  | 0 | 0 | 0 |  | #VALUE! | #VALUE! | #VALUE! | #VALUE! |  |  | #VALUE! | #VALUE! | 0 | 0 | 0.20123 | 0.20123 | #VALUE! | #VALUE! | #VALUE! | #VALUE! | 0 | 0 | 0.20123 | 0.20123 | #VALUE! | #VALUE! | #VALUE! | #VALUE! | 0 | 0 | 0.20123 | 0.20123 | #VALUE! | #VALUE! |  |  |  | #VALUE! | #VALUE! | #VALUE! | #VALUE! | #VALUE! | #VALUE! | #VALUE!
Wednesday | 9 | 21 | 13 | 6325 | 0 | 0 | 0 | 0 | 0 | 0 | 0 | 0 | 0 | 0 | 0 | 0 | 0 | 0 | 0 | 0 | 0 | 0 | 0 | 0 | 0 | 0 | 0 | 0.0077102 | 0.033904 | 0.63525 | 0.17346 | 0.19662 | 0.422 | 0 | 0 | 0 | 0 | 0 | 0 | 0 | 0 | 0 | 0 | 0 |  | 0 | 0 | 0 |  | #VALUE! | #VALUE! | #VALUE! | #VALUE! |  |  | #VALUE! | #VALUE! | 0 | 0 | 0.20123 | 0.20123 | #VALUE! | #VALUE! | #VALUE! | #VALUE! | 0 | 0 | 0.20123 | 0.20123 | #VALUE! | #VALUE! | #VALUE! | #VALUE! | 0 | 0 | 0.20123 | 0.20123 | #VALUE! | #VALUE! |  |  |  | #VALUE! | #VALUE! | #VALUE! | #VALUE! | #VALUE! | #VALUE! | #VALUE!
Wednesday | 9 | 21 | 14 | 6326 | 0 | 0 | 0 | 0 | 0 | 0 | 0 | 0 | 0 | 0 | 0 | 0 | 0 | 0 | 0 | 0 | 0 | 0 | 0 | 0 | 0 | 0 | 0 | 0.00275 | 0.03346 | 0.67775 | 0.072287 | 0.17657 | 0.414 | 0 | 0 | 0 | 0 | 0 | 0 | 0 | 0 | 0 | 0 | 0 |  | 0 | 0 | 0 |  | #VALUE! | #VALUE! | #VALUE! | #VALUE! |  |  | #VALUE! | #VALUE! | 0 | 0 | 0.20123 | 0.20123 | #VALUE! | #VALUE! | #VALUE! | #VALUE! | 0 | 0 | 0.20123 | 0.20123 | #VALUE! | #VALUE! | #VALUE! | #VALUE! | 0 | 0 | 0.20123 | 0.20123 | #VALUE! | #VALUE! |  |  |  | #VALUE! | #VALUE! | #VALUE! | #VALUE! | #VALUE! | #VALUE! | #VALUE!
Wednesday | 9 | 21 | 15 | 6327 | 0 | 0 | 0 | 0 | 0 | 0 | 0 | 0 | 0 | 0 | 0 | 0 | 0 | 0 | 0 | 0 | 0 | 0 | 0 | 0 | 0 | 0 | 0 | 0.0059233 | 0.0307 | 0.68975 | 0.064569 | 0.17829 | 0.394 | 0 | 0 | 0 | 0 | 0 | 0 | 0 | 0 | 0 | 0 | 0 |  | 0 | 0 | 0 |  | #VALUE! | #VALUE! | #VALUE! | #VALUE! |  |  | #VALUE! | #VALUE! | 0 | 0 | 0.20123 | 0.20123 | #VALUE! | #VALUE! | #VALUE! | #VALUE! | 0 | 0 | 0.20123 | 0.20123 | #VALUE! | #VALUE! | #VALUE! | #VALUE! | 0 | 0 | 0.20123 | 0.20123 | #VALUE! | #VALUE! |  |  |  | #VALUE! | #VALUE! | #VALUE! | #VALUE! | #VALUE! | #VALUE! | #VALUE!
Wednesday | 9 | 21 | 16 | 6328 | 0 | 0 | 0 | 0 | 0 | 0 | 0 | 0 | 0 | 0 | 0 | 0 | 0 | 0 | 0 | 0 | 0 | 0 | 0 | 0 | 0 | 0 | 0 | 0 | 0.030534 | 0.7065 | 0.048413 | 0.1204 | 0.299 | 0 | 0 | 0 | 0 | 0 | 0 | 0 | 0 | 0 | 0 | 0 |  | 0 | 0 | 0 |  | #VALUE! | #VALUE! | #VALUE! | #VALUE! |  |  | #VALUE! | #VALUE! | 0 | 0 | 0.20123 | 0.20123 | #VALUE! | #VALUE! | #VALUE! | #VALUE! | 0 | 0 | 0.20123 | 0.20123 | #VALUE! | #VALUE! | #VALUE! | #VALUE! | 0 | 0 | 0.20123 | 0.20123 | #VALUE! | #VALUE! |  |  |  | #VALUE! | #VALUE! | #VALUE! | #VALUE! | #VALUE! | #VALUE! | #VALUE!
Wednesday | 9 | 21 | 17 | 6329 | 0 | 0 | 0 | 0 | 0 | 0 | 0 | 0 | 0 | 0 | 0 | 0 | 0 | 0 | 0 | 0 | 0 | 0 | 0 | 0 | 0 | 0 | 0 | 0 | 0.02876 | 0.661 | 0.042185 | 0.10398 | 0.257 | 0 | 0 | 0 | 0 | 0 | 0 | 0 | 0 | 0 | 0 | 0 |  | 0 | 0 | 0 |  | #VALUE! | #VALUE! | #VALUE! | #VALUE! |  |  | #VALUE! | #VALUE! | 0 | 0 | 0.20123 | 0.20123 | #VALUE! | #VALUE! | #VALUE! | #VALUE! | 0 | 0 | 0.20123 | 0.20123 | #VALUE! | #VALUE! | #VALUE! | #VALUE! | 0 | 0 | 0.20123 | 0.20123 | #VALUE! | #VALUE! |  |  |  | #VALUE! | #VALUE! | #VALUE! | #VALUE! | #VALUE! | #VALUE! | #VALUE!
Wednesday | 9 | 21 | 18 | 6330 | 0 | 0 | 0 | 0 | 0 | 0 | 0 | 0 | 0 | 0 | 0 | 0 | 0 | 0 | 0 | 0 | 0 | 0 | 0 | 0 | 0 | 0 | 0 | 0 | 0.029179 | 0.664 | 0.042852 | 0.087657 | 0.235 | 0 | 0 | 0 | 0 | 0 | 0 | 0 | 0 | 0 | 0 | 0 |  | 0 | 0 | 0 |  | #VALUE! | #VALUE! | #VALUE! | #VALUE! |  |  | #VALUE! | #VALUE! | 0 | 0 | 0.20123 | 0.20123 | #VALUE! | #VALUE! | #VALUE! | #VALUE! | 0 | 0 | 0.20123 | 0.20123 | #VALUE! | #VALUE! | #VALUE! | #VALUE! | 0 | 0 | 0.20123 | 0.20123 | #VALUE! | #VALUE! |  |  |  | #VALUE! | #VALUE! | #VALUE! | #VALUE! | #VALUE! | #VALUE! | #VALUE!
Wednesday | 9 | 21 | 19 | 6331 | 0 | 0 | 0 | 0 | 0 | 0 | 0 | 0 | 0 | 0 | 0 | 0 | 0 | 0 | 0 | 0 | 0 | 0 | 0 | 0 | 0 | 0 | 0 | 0 | 0.025247 | 0.575 | 0.03801 | 0.06294 | 0.186 | 0 | 0 | 0 | 0 | 0 | 0 | 0 | 0 | 0 | 0 | 0 |  | 0 | 0 | 0 |  | #VALUE! | #VALUE! | #VALUE! | #VALUE! |  |  | #VALUE! | #VALUE! | 0 | 0 | 0.20123 | 0.20123 | #VALUE! | #VALUE! | #VALUE! | #VALUE! | 0 | 0 | 0.20123 | 0.20123 | #VALUE! | #VALUE! | #VALUE! | #VALUE! | 0 | 0 | 0.20123 | 0.20123 | #VALUE! | #VALUE! |  |  |  | #VALUE! | #VALUE! | #VALUE! | #VALUE! | #VALUE! | #VALUE! | #VALUE!
Wednesday | 9 | 21 | 20 | 6332 | 0 | 0 | 0 | 0 | 0 | 0 | 0 | 0 | 0 | 0 | 0 | 0 | 0 | 0 | 0 | 0 | 0 | 0 | 0 | 0 | 0 | 0 | 0 | 0 | 0.020616 | 0.549 | 0 | 0.039758 | 0.133 | 0 | 0 | 0 | 0 | 0 | 0 | 0 | 0 | 0 | 0 | 0 |  | 0 | 0 | 0 |  | #VALUE! | #VALUE! | #VALUE! | #VALUE! |  |  | #VALUE! | #VALUE! | 0 | 0 | 0.20123 | 0.20123 | #VALUE! | #VALUE! | #VALUE! | #VALUE! | 0 | 0 | 0.20123 | 0.20123 | #VALUE! | #VALUE! | #VALUE! | #VALUE! | 0 | 0 | 0.20123 | 0.20123 | #VALUE! | #VALUE! |  |  |  | #VALUE! | #VALUE! | #VALUE! | #VALUE! | #VALUE! | #VALUE! | #VALUE!
Wednesday | 9 | 21 | 21 | 6333 | 0 | 0 | 0 | 0 | 0 | 0 | 0 | 0 | 0 | 0 | 0 | 0 | 0 | 0 | 0 | 0 | 0 | 0 | 0 | 0 | 0 | 0 | 0 | 0 | 0.013721 | 0.42775 | 0.034921 | 0.024903 | 0.08 | 0 | 0 | 0 | 0 | 0 | 0 | 0 | 0 | 0 | 0 | 0 |  | 0 | 0 | 0 |  | #VALUE! | #VALUE! | #VALUE! | #VALUE! |  |  | #VALUE! | #VALUE! | 0 | 0 | 0.20123 | 0.20123 | #VALUE! | #VALUE! | #VALUE! | #VALUE! | 0 | 0 | 0.20123 | 0.20123 | #VALUE! | #VALUE! | #VALUE! | #VALUE! | 0 | 0 | 0.20123 | 0.20123 | #VALUE! | #VALUE! |  |  |  | #VALUE! | #VALUE! | #VALUE! | #VALUE! | #VALUE! | #VALUE! | #VALUE!
Wednesday | 9 | 21 | 22 | 6334 | 0 | 0 | 0 | 0 | 0 | 0 | 0 | 0 | 0 | 0 | 0 | 0 | 0 | 0 | 0 | 0 | 0 | 0 | 0 | 0 | 0 | 0 | 0 | 0 | 0.0096522 | 0.26875 | 0 | 0.020621 | 0.059 | 0 | 0 | 0 | 0 | 0 | 0 | 0 | 0 | 0 | 0 | 0 |  | 0 | 0 | 0 |  | #VALUE! | #VALUE! | #VALUE! | #VALUE! |  |  | #VALUE! | #VALUE! | 0 | 0 | 0.20123 | 0.20123 | #VALUE! | #VALUE! | #VALUE! | #VALUE! | 0 | 0 | 0.20123 | 0.20123 | #VALUE! | #VALUE! | #VALUE! | #VALUE! | 0 | 0 | 0.20123 | 0.20123 | #VALUE! | #VALUE! |  |  |  | #VALUE! | #VALUE! | #VALUE! | #VALUE! | #VALUE! | #VALUE! | #VALUE!
Wednesday | 9 | 21 | 23 | 6335 | 0 | 0 | 0 | 0 | 0 | 0 | 0 | 0 | 0 | 0 | 0 | 0 | 0 | 0 | 0 | 0 | 0 | 0 | 0 | 0 | 0 | 0 | 0 | 0 | 0.0055961 | 0.0625 | 0 | 0.013324 | 0.018 | 0 | 0 | 0 | 0 | 0 | 0 | 0 | 0 | 0 | 0 | 0 |  | 0 | 0 | 0 |  | #VALUE! | #VALUE! | #VALUE! | #VALUE! |  |  | #VALUE! | #VALUE! | 0 | 0 | 0.20123 | 0.20123 | #VALUE! | #VALUE! | #VALUE! | #VALUE! | 0 | 0 | 0.20123 | 0.20123 | #VALUE! | #VALUE! | #VALUE! | #VALUE! | 0 | 0 | 0.20123 | 0.20123 | #VALUE! | #VALUE! |  |  |  | #VALUE! | #VALUE! | #VALUE! | #VALUE! | #VALUE! | #VALUE! | #VALUE!
Wednesday | 9 | 21 | 24 | 6336 | 0 | 0 | 0 | 0 | 0 | 0 | 0 | 0 | 0 | 0 | 0 | 0 | 0 | 0 | 0 | 0 | 0 | 0 | 0 | 0 | 0 | 0 | 0 | 0 | 0.0031165 | 0.0025 | 0 | 0.0092 | 0.009 | 0 | 0 | 0 | 0 | 0 | 0 | 0 | 0 | 0 | 0 | 0 |  | 0 | 0 | 0 |  | #VALUE! | #VALUE! | #VALUE! | #VALUE! |  |  | #VALUE! | #VALUE! | 0 | 0 | 0.20123 | 0.20123 | #VALUE! | #VALUE! | #VALUE! | #VALUE! | 0 | 0 | 0.20123 | 0.20123 | #VALUE! | #VALUE! | #VALUE! | #VALUE! | 0 | 0 | 0.20123 | 0.20123 | #VALUE! | #VALUE! |  |  |  | #VALUE! | #VALUE! | #VALUE! | #VALUE! | #VALUE! | #VALUE! | #VALUE!
Thursday | 9 | 22 | 1 | 6337 | 0 | 0 | 0 | 0 | 0 | 0 | 0 | 0 | 0 | 0 | 0 | 0 | 0 | 0 | 0 | 0 | 0 | 0 | 0 | 0 | 0 | 0 | 0 | 0 | 0 | 0 | 0 | 0.0074551 | 0 | 0 | 0 | 0 | 0 | 0 | 0 | 0 | 0 | 0 | 0 | 0 |  | 0 | 0 | 0 |  | #VALUE! | #VALUE! | #VALUE! | #VALUE! |  |  | #VALUE! | #VALUE! | 0 | 0 | 0.20123 | 0.20123 | #VALUE! | #VALUE! | #VALUE! | #VALUE! | 0 | 0 | 0.20123 | 0.20123 | #VALUE! | #VALUE! | #VALUE! | #VALUE! | 0 | 0 | 0.20123 | 0.20123 | #VALUE! | #VALUE! |  |  |  | #VALUE! | #VALUE! | #VALUE! | #VALUE! | #VALUE! | #VALUE! | #VALUE!
Thursday | 9 | 22 | 2 | 6338 | 0 | 0 | 0 | 0 | 0 | 0 | 0 | 0 | 0 | 0 | 0 | 0 | 0 | 0 | 0 | 0 | 0 | 0 | 0 | 0 | 0 | 0 | 0 | 0 | 0 | 0 | 0 | 0.0074551 | 0 | 0 | 0 | 0 | 0 | 0 | 0 | 0 | 0 | 0 | 0 | 0 |  | 0 | 0 | 0 |  | #VALUE! | #VALUE! | #VALUE! | #VALUE! |  |  | #VALUE! | #VALUE! | 0 | 0 | 0.20123 | 0.20123 | #VALUE! | #VALUE! | #VALUE! | #VALUE! | 0 | 0 | 0.20123 | 0.20123 | #VALUE! | #VALUE! | #VALUE! | #VALUE! | 0 | 0 | 0.20123 | 0.20123 | #VALUE! | #VALUE! |  |  |  | #VALUE! | #VALUE! | #VALUE! | #VALUE! | #VALUE! | #VALUE! | #VALUE!
Thursday | 9 | 22 | 3 | 6339 | 0 | 0 | 0 | 0 | 0 | 0 | 0 | 0 | 0 | 0 | 0 | 0 | 0 | 0 | 0 | 0 | 0 | 0 | 0 | 0 | 0 | 0 | 0 | 0 | 0 | 0 | 0 | 0.003331 | 0 | 0 | 0 | 0 | 0 | 0 | 0 | 0 | 0 | 0 | 0 | 0 |  | 0 | 0 | 0 |  | #VALUE! | #VALUE! | #VALUE! | #VALUE! |  |  | #VALUE! | #VALUE! | 0 | 0 | 0.20123 | 0.20123 | #VALUE! | #VALUE! | #VALUE! | #VALUE! | 0 | 0 | 0.20123 | 0.20123 | #VALUE! | #VALUE! | #VALUE! | #VALUE! | 0 | 0 | 0.20123 | 0.20123 | #VALUE! | #VALUE! |  |  |  | #VALUE! | #VALUE! | #VALUE! | #VALUE! | #VALUE! | #VALUE! | #VALUE!
Thursday | 9 | 22 | 4 | 6340 | 0 | 0 | 0 | 0 | 0 | 0 | 0 | 0 | 0 | 0 | 0 | 0 | 0 | 0 | 0 | 0 | 0 | 0 | 0 | 0 | 0 | 0 | 0 | 0 | 0 | 0 | 0 | 0 | 0 | 0 | 0 | 0 | 0 | 0 | 0 | 0 | 0 | 0 | 0 | 0 |  | 0 | 0 | 0 |  | #VALUE! | #VALUE! | #VALUE! | #VALUE! |  |  | #VALUE! | #VALUE! | 0 | 0 | 0.20123 | 0.20123 | #VALUE! | #VALUE! | #VALUE! | #VALUE! | 0 | 0 | 0.20123 | 0.20123 | #VALUE! | #VALUE! | #VALUE! | #VALUE! | 0 | 0 | 0.20123 | 0.20123 | #VALUE! | #VALUE! |  |  |  | #VALUE! | #VALUE! | #VALUE! | #VALUE! | #VALUE! | #VALUE! | #VALUE!
Thursday | 9 | 22 | 5 | 6341 | 0 | 0 | 0 | 0 | 0 | 0 | 0 | 0 | 0 | 0 | 0 | 0 | 0 | 0 | 0 | 0 | 0 | 0 | 0 | 0 | 0 | 0 | 0 | 0 | 0 | 0 | 0 | 0 | 0 | 0 | 0 | 0 | 0 | 0 | 0 | 0 | 0 | 0 | 0 | 0 |  | 0 | 0 | 0 |  | #VALUE! | #VALUE! | #VALUE! | #VALUE! |  |  | #VALUE! | #VALUE! | 0 | 0 | 0.20123 | 0.20123 | #VALUE! | #VALUE! | #VALUE! | #VALUE! | 0 | 0 | 0.20123 | 0.20123 | #VALUE! | #VALUE! | #VALUE! | #VALUE! | 0 | 0 | 0.20123 | 0.20123 | #VALUE! | #VALUE! |  |  |  | #VALUE! | #VALUE! | #VALUE! | #VALUE! | #VALUE! | #VALUE! | #VALUE!
Thursday | 9 | 22 | 6 | 6342 | 0 | 0 | 0 | 0 | 0 | 0 | 0 | 0 | 0 | 0 | 0 | 0 | 0 | 0 | 0 | 0 | 0 | 0 | 0 | 0 | 0 | 0 | 0 | 0 | 0 | 0 | 0 | 0 | 0 | 0 | 0 | 0 | 0 | 0 | 0 | 0 | 0 | 0 | 0 | 0 |  | 0 | 0 | 0 |  | #VALUE! | #VALUE! | #VALUE! | #VALUE! |  |  | #VALUE! | #VALUE! | 0 | 0 | 0.20123 | 0.20123 | #VALUE! | #VALUE! | #VALUE! | #VALUE! | 0 | 0 | 0.20123 | 0.20123 | #VALUE! | #VALUE! | #VALUE! | #VALUE! | 0 | 0 | 0.20123 | 0.20123 | #VALUE! | #VALUE! |  |  |  | #VALUE! | #VALUE! | #VALUE! | #VALUE! | #VALUE! | #VALUE! | #VALUE!
Thursday | 9 | 22 | 7 | 6343 | 0 | 0 | 0 | 0 | 0 | 0 | 0 | 0 | 0 | 0 | 0 | 0 | 0 | 0 | 0 | 0 | 0 | 0 | 0 | 0 | 0 | 0 | 0 | 0 | 0.002998 | 0 | 0 | 0 | 0 | 0 | 0 | 0 | 0 | 0 | 0 | 0 | 0 | 0 | 0 | 0 |  | 0 | 0 | 0 |  | #VALUE! | #VALUE! | #VALUE! | #VALUE! |  |  | #VALUE! | #VALUE! | 0 | 0 | 0.20123 | 0.20123 | #VALUE! | #VALUE! | #VALUE! | #VALUE! | 0 | 0 | 0.20123 | 0.20123 | #VALUE! | #VALUE! | #VALUE! | #VALUE! | 0 | 0 | 0.20123 | 0.20123 | #VALUE! | #VALUE! |  |  |  | #VALUE! | #VALUE! | #VALUE! | #VALUE! | #VALUE! | #VALUE! | #VALUE!
Thursday | 9 | 22 | 8 | 6344 | 0 | 0 | 0 | 0 | 0 | 0 | 0 | 0 | 0 | 0 | 0 | 0 | 0 | 0 | 0 | 0 | 0 | 0 | 0 | 0 | 0 | 0 | 0 | 0 | 0.010099 | 0 | 0 | 0.00015862 | 0 | 0 | 0 | 0 | 0 | 0 | 0 | 0 | 0 | 0 | 0 | 0 |  | 0 | 0 | 0 |  | #VALUE! | #VALUE! | #VALUE! | #VALUE! |  |  | #VALUE! | #VALUE! | 0 | 0 | 0.20123 | 0.20123 | #VALUE! | #VALUE! | #VALUE! | #VALUE! | 0 | 0 | 0.20123 | 0.20123 | #VALUE! | #VALUE! | #VALUE! | #VALUE! | 0 | 0 | 0.20123 | 0.20123 | #VALUE! | #VALUE! |  |  |  | #VALUE! | #VALUE! | #VALUE! | #VALUE! | #VALUE! | #VALUE! | #VALUE!
Thursday | 9 | 22 | 9 | 6345 | 0 | 0 | 0 | 0 | 0 | 0 | 0 | 0 | 0 | 0 | 0 | 0 | 0 | 0 | 0 | 0 | 0 | 0 | 0 | 0 | 0 | 0 | 0 | 0 | 0.032621 | 0 | 0 | 0.0093586 | 0.023 | 0 | 0 | 0 | 0 | 0 | 0 | 0 | 0 | 0 | 0 | 0 |  | 0 | 0 | 0 |  | #VALUE! | #VALUE! | #VALUE! | #VALUE! |  |  | #VALUE! | #VALUE! | 0 | 0 | 0.20123 | 0.20123 | #VALUE! | #VALUE! | #VALUE! | #VALUE! | 0 | 0 | 0.20123 | 0.20123 | #VALUE! | #VALUE! | #VALUE! | #VALUE! | 0 | 0 | 0.20123 | 0.20123 | #VALUE! | #VALUE! |  |  |  | #VALUE! | #VALUE! | #VALUE! | #VALUE! | #VALUE! | #VALUE! | #VALUE!
Thursday | 9 | 22 | 10 | 6346 | 0 | 0 | 0 | 0 | 0 | 0 | 0 | 0 | 0 | 0 | 0 | 0 | 0 | 0 | 0 | 0 | 0 | 0 | 0 | 0 | 0 | 0 | 0 | 0 | 0.031724 | 0 | 0 | 0.023269 | 0.098 | 0 | 0 | 0 | 0 | 0 | 0 | 0 | 0 | 0 | 0 | 0 |  | 0 | 0 | 0 |  | #VALUE! | #VALUE! | #VALUE! | #VALUE! |  |  | #VALUE! | #VALUE! | 0 | 0 | 0.20123 | 0.20123 | #VALUE! | #VALUE! | #VALUE! | #VALUE! | 0 | 0 | 0.20123 | 0.20123 | #VALUE! | #VALUE! | #VALUE! | #VALUE! | 0 | 0 | 0.20123 | 0.20123 | #VALUE! | #VALUE! |  |  |  | #VALUE! | #VALUE! | #VALUE! | #VALUE! | #VALUE! | #VALUE! | #VALUE!
Thursday | 9 | 22 | 11 | 6347 | 0 | 0 | 0 | 0 | 0 | 0 | 0 | 0 | 0 | 0 | 0 | 0 | 0 | 0 | 0 | 0 | 0 | 0 | 0 | 0 | 0 | 0 | 0 | 0 | 0.030337 | 0.01275 | 0 | 0.026175 | 0.101 | 0 | 0 | 0 | 0 | 0 | 0 | 0 | 0 | 0 | 0 | 0 |  | 0 | 0 | 0 |  | #VALUE! | #VALUE! | #VALUE! | #VALUE! |  |  | #VALUE! | #VALUE! | 0 | 0 | 0.20123 | 0.20123 | #VALUE! | #VALUE! | #VALUE! | #VALUE! | 0 | 0 | 0.20123 | 0.20123 | #VALUE! | #VALUE! | #VALUE! | #VALUE! | 0 | 0 | 0.20123 | 0.20123 | #VALUE! | #VALUE! |  |  |  | #VALUE! | #VALUE! | #VALUE! | #VALUE! | #VALUE! | #VALUE! | #VALUE!
Thursday | 9 | 22 | 12 | 6348 | 0 | 0 | 0 | 0 | 0 | 0 | 0 | 0 | 0 | 0 | 0 | 0 | 0 | 0 | 0 | 0 | 0 | 0 | 0 | 0 | 0 | 0 | 0 | 0 | 0.025775 | 0.0425 | 0.00053191 | 0.062619 | 0.163 | 0 | 0 | 0 | 0 | 0 | 0 | 0 | 0 | 0 | 0 | 0 |  | 0 | 0 | 0 |  | #VALUE! | #VALUE! | #VALUE! | #VALUE! |  |  | #VALUE! | #VALUE! | 0 | 0 | 0.20123 | 0.20123 | #VALUE! | #VALUE! | #VALUE! | #VALUE! | 0 | 0 | 0.20123 | 0.20123 | #VALUE! | #VALUE! | #VALUE! | #VALUE! | 0 | 0 | 0.20123 | 0.20123 | #VALUE! | #VALUE! |  |  |  | #VALUE! | #VALUE! | #VALUE! | #VALUE! | #VALUE! | #VALUE! | #VALUE!
Thursday | 9 | 22 | 13 | 6349 | 0 | 0 | 0 | 0 | 0 | 0 | 0 | 0 | 0 | 0 | 0 | 0 | 0 | 0 | 0 | 0 | 0 | 0 | 0 | 0 | 0 | 0 | 0 | 0 | 0.02355 | 0.0915 | 0.00054347 | 0.064212 | 0.164 | 0 | 0 | 0 | 0 | 0 | 0 | 0 | 0 | 0 | 0 | 0 |  | 0 | 0 | 0 |  | #VALUE! | #VALUE! | #VALUE! | #VALUE! |  |  | #VALUE! | #VALUE! | 0 | 0 | 0.20123 | 0.20123 | #VALUE! | #VALUE! | #VALUE! | #VALUE! | 0 | 0 | 0.20123 | 0.20123 | #VALUE! | #VALUE! | #VALUE! | #VALUE! | 0 | 0 | 0.20123 | 0.20123 | #VALUE! | #VALUE! |  |  |  | #VALUE! | #VALUE! | #VALUE! | #VALUE! | #VALUE! | #VALUE! | #VALUE!
Thursday | 9 | 22 | 14 | 6350 | 0 | 0 | 0 | 0 | 0 | 0 | 0 | 0 | 0 | 0 | 0 | 0 | 0 | 0 | 0 | 0 | 0 | 0 | 0 | 0 | 0 | 0 | 0 | 3.125e-05 | 0.027852 | 0.20175 | 0.00054347 | 0.067335 | 0.164 | 0 | 0 | 0 | 0 | 0 | 0 | 0 | 0 | 0 | 0 | 0 |  | 0 | 0 | 0 |  | #VALUE! | #VALUE! | #VALUE! | #VALUE! |  |  | #VALUE! | #VALUE! | 0 | 0 | 0.20123 | 0.20123 | #VALUE! | #VALUE! | #VALUE! | #VALUE! | 0 | 0 | 0.20123 | 0.20123 | #VALUE! | #VALUE! | #VALUE! | #VALUE! | 0 | 0 | 0.20123 | 0.20123 | #VALUE! | #VALUE! |  |  |  | #VALUE! | #VALUE! | #VALUE! | #VALUE! | #VALUE! | #VALUE! | #VALUE!
Thursday | 9 | 22 | 15 | 6351 | 0 | 0 | 0 | 0 | 0 | 0 | 0 | 0 | 0 | 0 | 0 | 0 | 0 | 0 | 0 | 0 | 0 | 0 | 0 | 0 | 0 | 0 | 0 | 0.0019972 | 0.024525 | 0.5275 | 0.00087881 | 0.08413 | 0.181 | 0 | 0 | 0 | 0 | 0 | 0 | 0 | 0 | 0 | 0 | 0 |  | 0 | 0 | 0 |  | #VALUE! | #VALUE! | #VALUE! | #VALUE! |  |  | #VALUE! | #VALUE! | 0 | 0 | 0.20123 | 0.20123 | #VALUE! | #VALUE! | #VALUE! | #VALUE! | 0 | 0 | 0.20123 | 0.20123 | #VALUE! | #VALUE! | #VALUE! | #VALUE! | 0 | 0 | 0.20123 | 0.20123 | #VALUE! | #VALUE! |  |  |  | #VALUE! | #VALUE! | #VALUE! | #VALUE! | #VALUE! | #VALUE! | #VALUE!
Thursday | 9 | 22 | 16 | 6352 | 0 | 0 | 0 | 0 | 0 | 0 | 0 | 0 | 0 | 0 | 0 | 0 | 0 | 0 | 0 | 0 | 0 | 0 | 0 | 0 | 0 | 0 | 0 | 0.0019148 | 0.022492 | 0.601 | 0.00089037 | 0.085478 | 0.181 | 0 | 0 | 0 | 0 | 0 | 0 | 0 | 0 | 0 | 0 | 0 |  | 0 | 0 | 0 |  | #VALUE! | #VALUE! | #VALUE! | #VALUE! |  |  | #VALUE! | #VALUE! | 0 | 0 | 0.20123 | 0.20123 | #VALUE! | #VALUE! | #VALUE! | #VALUE! | 0 | 0 | 0.20123 | 0.20123 | #VALUE! | #VALUE! | #VALUE! | #VALUE! | 0 | 0 | 0.20123 | 0.20123 | #VALUE! | #VALUE! |  |  |  | #VALUE! | #VALUE! | #VALUE! | #VALUE! | #VALUE! | #VALUE! | #VALUE!
Thursday | 9 | 22 | 17 | 6353 | 0 | 0 | 0 | 0 | 0 | 0 | 0 | 0 | 0 | 0 | 0 | 0 | 0 | 0 | 0 | 0 | 0 | 0 | 0 | 0 | 0 | 0 | 0 | 0 | 0.024429 | 0.57875 | 0 | 0.046796 | 0.128 | 0 | 0 | 0 | 0 | 0 | 0 | 0 | 0 | 0 | 0 | 0 |  | 0 | 0 | 0 |  | #VALUE! | #VALUE! | #VALUE! | #VALUE! |  |  | #VALUE! | #VALUE! | 0 | 0 | 0.20123 | 0.20123 | #VALUE! | #VALUE! | #VALUE! | #VALUE! | 0 | 0 | 0.20123 | 0.20123 | #VALUE! | #VALUE! | #VALUE! | #VALUE! | 0 | 0 | 0.20123 | 0.20123 | #VALUE! | #VALUE! |  |  |  | #VALUE! | #VALUE! | #VALUE! | #VALUE! | #VALUE! | #VALUE! | #VALUE!
Thursday | 9 | 22 | 18 | 6354 | 0 | 0 | 0 | 0 | 0 | 0 | 0 | 0 | 0 | 0 | 0 | 0 | 0 | 0 | 0 | 0 | 0 | 0 | 0 | 0 | 0 | 0 | 0 | 0 | 0.022601 | 0.5405 | 0 | 0.024342 | 0.089 | 0 | 0 | 0 | 0 | 0 | 0 | 0 | 0 | 0 | 0 | 0 |  | 0 | 0 | 0 |  | #VALUE! | #VALUE! | #VALUE! | #VALUE! |  |  | #VALUE! | #VALUE! | 0 | 0 | 0.20123 | 0.20123 | #VALUE! | #VALUE! | #VALUE! | #VALUE! | 0 | 0 | 0.20123 | 0.20123 | #VALUE! | #VALUE! | #VALUE! | #VALUE! | 0 | 0 | 0.20123 | 0.20123 | #VALUE! | #VALUE! |  |  |  | #VALUE! | #VALUE! | #VALUE! | #VALUE! | #VALUE! | #VALUE! | #VALUE!
Thursday | 9 | 22 | 19 | 6355 | 0 | 0 | 0 | 0 | 0 | 0 | 0 | 0 | 0 | 0 | 0 | 0 | 0 | 0 | 0 | 0 | 0 | 0 | 0 | 0 | 0 | 0 | 0 | 0 | 0.0087467 | 0.09725 | 0 | 0.0063448 | 0.021 | 0 | 0 | 0 | 0 | 0 | 0 | 0 | 0 | 0 | 0 | 0 |  | 0 | 0 | 0 |  | #VALUE! | #VALUE! | #VALUE! | #VALUE! |  |  | #VALUE! | #VALUE! | 0 | 0 | 0.20123 | 0.20123 | #VALUE! | #VALUE! | #VALUE! | #VALUE! | 0 | 0 | 0.20123 | 0.20123 | #VALUE! | #VALUE! | #VALUE! | #VALUE! | 0 | 0 | 0.20123 | 0.20123 | #VALUE! | #VALUE! |  |  |  | #VALUE! | #VALUE! | #VALUE! | #VALUE! | #VALUE! | #VALUE! | #VALUE!
Thursday | 9 | 22 | 20 | 6356 | 0 | 0 | 0 | 0 | 0 | 0 | 0 | 0 | 0 | 0 | 0 | 0 | 0 | 0 | 0 | 0 | 0 | 0 | 0 | 0 | 0 | 0 | 0 | 0 | 0 | 0.0915 | 0 | 0 | 0 | 0 | 0 | 0 | 0 | 0 | 0 | 0 | 0 | 0 | 0 | 0 |  | 0 | 0 | 0 |  | #VALUE! | #VALUE! | #VALUE! | #VALUE! |  |  | #VALUE! | #VALUE! | 0 | 0 | 0.20123 | 0.20123 | #VALUE! | #VALUE! | #VALUE! | #VALUE! | 0 | 0 | 0.20123 | 0.20123 | #VALUE! | #VALUE! | #VALUE! | #VALUE! | 0 | 0 | 0.20123 | 0.20123 | #VALUE! | #VALUE! |  |  |  | #VALUE! | #VALUE! | #VALUE! | #VALUE! | #VALUE! | #VALUE! | #VALUE!
Thursday | 9 | 22 | 21 | 6357 | 0 | 0 | 0 | 0 | 0 | 0 | 0 | 0 | 0 | 0 | 0 | 0 | 0 | 0 | 0 | 0 | 0 | 0 | 0 | 0 | 0 | 0 | 0 | 0 | 0 | 0.08775 | 0 | 0 | 0 | 0 | 0 | 0 | 0 | 0 | 0 | 0 | 0 | 0 | 0 | 0 |  | 0 | 0 | 0 |  | #VALUE! | #VALUE! | #VALUE! | #VALUE! |  |  | #VALUE! | #VALUE! | 0 | 0 | 0.20123 | 0.20123 | #VALUE! | #VALUE! | #VALUE! | #VALUE! | 0 | 0 | 0.20123 | 0.20123 | #VALUE! | #VALUE! | #VALUE! | #VALUE! | 0 | 0 | 0.20123 | 0.20123 | #VALUE! | #VALUE! |  |  |  | #VALUE! | #VALUE! | #VALUE! | #VALUE! | #VALUE! | #VALUE! | #VALUE!
Thursday | 9 | 22 | 22 | 6358 | 0 | 0 | 0 | 0 | 0 | 0 | 0 | 0 | 0 | 0 | 0 | 0 | 0 | 0 | 0 | 0 | 0 | 0 | 0 | 0 | 0 | 0 | 0 | 0 | 0 | 0.0835 | 0 | 0 | 0 | 0 | 0 | 0 | 0 | 0 | 0 | 0 | 0 | 0 | 0 | 0 |  | 0 | 0 | 0 |  | #VALUE! | #VALUE! | #VALUE! | #VALUE! |  |  | #VALUE! | #VALUE! | 0 | 0 | 0.20123 | 0.20123 | #VALUE! | #VALUE! | #VALUE! | #VALUE! | 0 | 0 | 0.20123 | 0.20123 | #VALUE! | #VALUE! | #VALUE! | #VALUE! | 0 | 0 | 0.20123 | 0.20123 | #VALUE! | #VALUE! |  |  |  | #VALUE! | #VALUE! | #VALUE! | #VALUE! | #VALUE! | #VALUE! | #VALUE!
Thursday | 9 | 22 | 23 | 6359 | 0 | 0 | 0 | 0 | 0 | 0 | 0 | 0 | 0 | 0 | 0 | 0 | 0 | 0 | 0 | 0 | 0 | 0 | 0 | 0 | 0 | 0 | 0 | 0 | 0.0018285 | 0.08075 | 0 | 0 | 0 | 0 | 0 | 0 | 0 | 0 | 0 | 0 | 0 | 0 | 0 | 0 |  | 0 | 0 | 0 |  | #VALUE! | #VALUE! | #VALUE! | #VALUE! |  |  | #VALUE! | #VALUE! | 0 | 0 | 0.20123 | 0.20123 | #VALUE! | #VALUE! | #VALUE! | #VALUE! | 0 | 0 | 0.20123 | 0.20123 | #VALUE! | #VALUE! | #VALUE! | #VALUE! | 0 | 0 | 0.20123 | 0.20123 | #VALUE! | #VALUE! |  |  |  | #VALUE! | #VALUE! | #VALUE! | #VALUE! | #VALUE! | #VALUE! | #VALUE!
Thursday | 9 | 22 | 24 | 6360 | 0 | 0 | 0 | 0 | 0 | 0 | 0 | 0 | 0 | 0 | 0 | 0 | 0 | 0 | 0 | 0 | 0 | 0 | 0 | 0 | 0 | 0 | 0 | 0 | 0 | 0.02175 | 0 | 0 | 0 | 0 | 0 | 0 | 0 | 0 | 0 | 0 | 0 | 0 | 0 | 0 |  | 0 | 0 | 0 |  | #VALUE! | #VALUE! | #VALUE! | #VALUE! |  |  | #VALUE! | #VALUE! | 0 | 0 | 0.20123 | 0.20123 | #VALUE! | #VALUE! | #VALUE! | #VALUE! | 0 | 0 | 0.20123 | 0.20123 | #VALUE! | #VALUE! | #VALUE! | #VALUE! | 0 | 0 | 0.20123 | 0.20123 | #VALUE! | #VALUE! |  |  |  | #VALUE! | #VALUE! | #VALUE! | #VALUE! | #VALUE! | #VALUE! | #VALUE!
Friday | 9 | 23 | 1 | 6361 | 0 | 0 | 0 | 0 | 0 | 0 | 0 | 0 | 0 | 0 | 0 | 0 | 0 | 0 | 0 | 0 | 0 | 0 | 0 | 0 | 0 | 0 | 0 | 0 | 0 | 0 | 0 | 0 | 0 | 0 | 0 | 0 | 0 | 0 | 0 | 0 | 0 | 0 | 0 | 0 |  | 0 | 0 | 0 |  | #VALUE! | #VALUE! | #VALUE! | #VALUE! |  |  | #VALUE! | #VALUE! | 0 | 0 | 0.20123 | 0.20123 | #VALUE! | #VALUE! | #VALUE! | #VALUE! | 0 | 0 | 0.20123 | 0.20123 | #VALUE! | #VALUE! | #VALUE! | #VALUE! | 0 | 0 | 0.20123 | 0.20123 | #VALUE! | #VALUE! |  |  |  | #VALUE! | #VALUE! | #VALUE! | #VALUE! | #VALUE! | #VALUE! | #VALUE!
Friday | 9 | 23 | 2 | 6362 | 0 | 0 | 0 | 0 | 0 | 0 | 0 | 0 | 0 | 0 | 0 | 0 | 0 | 0 | 0 | 0 | 0 | 0 | 0 | 0 | 0 | 0 | 0 | 0 | 0 | 0 | 0 | 0 | 0 | 0 | 0 | 0 | 0 | 0 | 0 | 0 | 0 | 0 | 0 | 0 |  | 0 | 0 | 0 |  | #VALUE! | #VALUE! | #VALUE! | #VALUE! |  |  | #VALUE! | #VALUE! | 0 | 0 | 0.20123 | 0.20123 | #VALUE! | #VALUE! | #VALUE! | #VALUE! | 0 | 0 | 0.20123 | 0.20123 | #VALUE! | #VALUE! | #VALUE! | #VALUE! | 0 | 0 | 0.20123 | 0.20123 | #VALUE! | #VALUE! |  |  |  | #VALUE! | #VALUE! | #VALUE! | #VALUE! | #VALUE! | #VALUE! | #VALUE!
Friday | 9 | 23 | 3 | 6363 | 0 | 0 | 0 | 0 | 0 | 0 | 0 | 0 | 0 | 0 | 0 | 0 | 0 | 0 | 0 | 0 | 0 | 0 | 0 | 0 | 0 | 0 | 0 | 0 | 0 | 0 | 0 | 0 | 0 | 0 | 0 | 0 | 0 | 0 | 0 | 0 | 0 | 0 | 0 | 0 |  | 0 | 0 | 0 |  | #VALUE! | #VALUE! | #VALUE! | #VALUE! |  |  | #VALUE! | #VALUE! | 0 | 0 | 0.20123 | 0.20123 | #VALUE! | #VALUE! | #VALUE! | #VALUE! | 0 | 0 | 0.20123 | 0.20123 | #VALUE! | #VALUE! | #VALUE! | #VALUE! | 0 | 0 | 0.20123 | 0.20123 | #VALUE! | #VALUE! |  |  |  | #VALUE! | #VALUE! | #VALUE! | #VALUE! | #VALUE! | #VALUE! | #VALUE!
Friday | 9 | 23 | 4 | 6364 | 0 | 0 | 0 | 0 | 0 | 0 | 0 | 0 | 0 | 0 | 0 | 0 | 0 | 0 | 0 | 0 | 0 | 0 | 0 | 0 | 0 | 0 | 0 | 0 | 0 | 0 | 0 | 0 | 0 | 0 | 0 | 0 | 0 | 0 | 0 | 0 | 0 | 0 | 0 | 0 |  | 0 | 0 | 0 |  | #VALUE! | #VALUE! | #VALUE! | #VALUE! |  |  | #VALUE! | #VALUE! | 0 | 0 | 0.20123 | 0.20123 | #VALUE! | #VALUE! | #VALUE! | #VALUE! | 0 | 0 | 0.20123 | 0.20123 | #VALUE! | #VALUE! | #VALUE! | #VALUE! | 0 | 0 | 0.20123 | 0.20123 | #VALUE! | #VALUE! |  |  |  | #VALUE! | #VALUE! | #VALUE! | #VALUE! | #VALUE! | #VALUE! | #VALUE!
Friday | 9 | 23 | 5 | 6365 | 0 | 0 | 0 | 0 | 0 | 0 | 0 | 0 | 0 | 0 | 0 | 0 | 0 | 0 | 0 | 0 | 0 | 0 | 0 | 0 | 0 | 0 | 0 | 0 | 0 | 0 | 0 | 0 | 0 | 0 | 0 | 0 | 0 | 0 | 0 | 0 | 0 | 0 | 0 | 0 |  | 0 | 0 | 0 |  | #VALUE! | #VALUE! | #VALUE! | #VALUE! |  |  | #VALUE! | #VALUE! | 0 | 0 | 0.20123 | 0.20123 | #VALUE! | #VALUE! | #VALUE! | #VALUE! | 0 | 0 | 0.20123 | 0.20123 | #VALUE! | #VALUE! | #VALUE! | #VALUE! | 0 | 0 | 0.20123 | 0.20123 | #VALUE! | #VALUE! |  |  |  | #VALUE! | #VALUE! | #VALUE! | #VALUE! | #VALUE! | #VALUE! | #VALUE!
Friday | 9 | 23 | 6 | 6366 | 0 | 0 | 0 | 0 | 0 | 0 | 0 | 0 | 0 | 0 | 0 | 0 | 0 | 0 | 0 | 0 | 0 | 0 | 0 | 0 | 0 | 0 | 0 | 0 | 0 | 0 | 0 | 0 | 0 | 0 | 0 | 0 | 0 | 0 | 0 | 0 | 0 | 0 | 0 | 0 |  | 0 | 0 | 0 |  | #VALUE! | #VALUE! | #VALUE! | #VALUE! |  |  | #VALUE! | #VALUE! | 0 | 0 | 0.20123 | 0.20123 | #VALUE! | #VALUE! | #VALUE! | #VALUE! | 0 | 0 | 0.20123 | 0.20123 | #VALUE! | #VALUE! | #VALUE! | #VALUE! | 0 | 0 | 0.20123 | 0.20123 | #VALUE! | #VALUE! |  |  |  | #VALUE! | #VALUE! | #VALUE! | #VALUE! | #VALUE! | #VALUE! | #VALUE!
Friday | 9 | 23 | 7 | 6367 | 0 | 0 | 0 | 0 | 0 | 0 | 0 | 0 | 0 | 0 | 0 | 0 | 0 | 0 | 0 | 0 | 0 | 0 | 0 | 0 | 0 | 0 | 0 | 0 | 0 | 0 | 0 | 0 | 0 | 0 | 0 | 0 | 0 | 0 | 0 | 0 | 0 | 0 | 0 | 0 |  | 0 | 0 | 0 |  | #VALUE! | #VALUE! | #VALUE! | #VALUE! |  |  | #VALUE! | #VALUE! | 0 | 0 | 0.20123 | 0.20123 | #VALUE! | #VALUE! | #VALUE! | #VALUE! | 0 | 0 | 0.20123 | 0.20123 | #VALUE! | #VALUE! | #VALUE! | #VALUE! | 0 | 0 | 0.20123 | 0.20123 | #VALUE! | #VALUE! |  |  |  | #VALUE! | #VALUE! | #VALUE! | #VALUE! | #VALUE! | #VALUE! | #VALUE!
Friday | 9 | 23 | 8 | 6368 | 0 | 0 | 0 | 0 | 0 | 0 | 0 | 0 | 0 | 0 | 0 | 0 | 0 | 0 | 0 | 0 | 0 | 0 | 0 | 0 | 0 | 0 | 0 | 0 | 0 | 0 | 0 | 0 | 0 | 0 | 0 | 0 | 0 | 0 | 0 | 0 | 0 | 0 | 0 | 0 |  | 0 | 0 | 0 |  | #VALUE! | #VALUE! | #VALUE! | #VALUE! |  |  | #VALUE! | #VALUE! | 0 | 0 | 0.20123 | 0.20123 | #VALUE! | #VALUE! | #VALUE! | #VALUE! | 0 | 0 | 0.20123 | 0.20123 | #VALUE! | #VALUE! | #VALUE! | #VALUE! | 0 | 0 | 0.20123 | 0.20123 | #VALUE! | #VALUE! |  |  |  | #VALUE! | #VALUE! | #VALUE! | #VALUE! | #VALUE! | #VALUE! | #VALUE!
Friday | 9 | 23 | 9 | 6369 | 0 | 0 | 0 | 0 | 0 | 0 | 0 | 0 | 0 | 0 | 0 | 0 | 0 | 0 | 0 | 0 | 0 | 0 | 0 | 0 | 0 | 0 | 0 | 0 | 0.029747 | 0 | 0 | 0.0063448 | 0 | 0 | 0 | 0 | 0 | 0 | 0 | 0 | 0 | 0 | 0 | 0 |  | 0 | 0 | 0 |  | #VALUE! | #VALUE! | #VALUE! | #VALUE! |  |  | #VALUE! | #VALUE! | 0 | 0 | 0.20123 | 0.20123 | #VALUE! | #VALUE! | #VALUE! | #VALUE! | 0 | 0 | 0.20123 | 0.20123 | #VALUE! | #VALUE! | #VALUE! | #VALUE! | 0 | 0 | 0.20123 | 0.20123 | #VALUE! | #VALUE! |  |  |  | #VALUE! | #VALUE! | #VALUE! | #VALUE! | #VALUE! | #VALUE! | #VALUE!
Friday | 9 | 23 | 10 | 6370 | 0 | 0 | 0 | 0 | 0 | 0 | 0 | 0 | 0 | 0 | 0 | 0 | 0 | 0 | 0 | 0 | 0 | 0 | 0 | 0 | 0 | 0 | 0 | 0 | 0.032173 | 0 | 0 | 0.027021 | 0.099 | 0 | 0 | 0 | 0 | 0 | 0 | 0 | 0 | 0 | 0 | 0 |  | 0 | 0 | 0 |  | #VALUE! | #VALUE! | #VALUE! | #VALUE! |  |  | #VALUE! | #VALUE! | 0 | 0 | 0.20123 | 0.20123 | #VALUE! | #VALUE! | #VALUE! | #VALUE! | 0 | 0 | 0.20123 | 0.20123 | #VALUE! | #VALUE! | #VALUE! | #VALUE! | 0 | 0 | 0.20123 | 0.20123 | #VALUE! | #VALUE! |  |  |  | #VALUE! | #VALUE! | #VALUE! | #VALUE! | #VALUE! | #VALUE! | #VALUE!
Friday | 9 | 23 | 11 | 6371 | 0 | 0 | 0 | 0 | 0 | 0 | 0 | 0 | 0 | 0 | 0 | 0 | 0 | 0 | 0 | 0 | 0 | 0 | 0 | 0 | 0 | 0 | 0 | 0 | 0.028015 | 0 | 0.0001272 | 0.042498 | 0.14 | 0 | 0 | 0 | 0 | 0 | 0 | 0 | 0 | 0 | 0 | 0 |  | 0 | 0 | 0 |  | #VALUE! | #VALUE! | #VALUE! | #VALUE! |  |  | #VALUE! | #VALUE! | 0 | 0 | 0.20123 | 0.20123 | #VALUE! | #VALUE! | #VALUE! | #VALUE! | 0 | 0 | 0.20123 | 0.20123 | #VALUE! | #VALUE! | #VALUE! | #VALUE! | 0 | 0 | 0.20123 | 0.20123 | #VALUE! | #VALUE! |  |  |  | #VALUE! | #VALUE! | #VALUE! | #VALUE! | #VALUE! | #VALUE! | #VALUE!
Friday | 9 | 23 | 12 | 6372 | 0 | 0 | 0 | 0 | 0 | 0 | 0 | 0 | 0 | 0 | 0 | 0 | 0 | 0 | 0 | 0 | 0 | 0 | 0 | 0 | 0 | 0 | 0 | 0.0013551 | 0.030491 | 0 | 0.00082099 | 0.07424 | 0.181 | 0 | 0 | 0 | 0 | 0 | 0 | 0 | 0 | 0 | 0 | 0 |  | 0 | 0 | 0 |  | #VALUE! | #VALUE! | #VALUE! | #VALUE! |  |  | #VALUE! | #VALUE! | 0 | 0 | 0.20123 | 0.20123 | #VALUE! | #VALUE! | #VALUE! | #VALUE! | 0 | 0 | 0.20123 | 0.20123 | #VALUE! | #VALUE! | #VALUE! | #VALUE! | 0 | 0 | 0.20123 | 0.20123 | #VALUE! | #VALUE! |  |  |  | #VALUE! | #VALUE! | #VALUE! | #VALUE! | #VALUE! | #VALUE! | #VALUE!
Friday | 9 | 23 | 13 | 6373 | 0 | 0 | 0 | 0 | 0 | 0 | 0 | 0 | 0 | 0 | 0 | 0 | 0 | 0 | 0 | 0 | 0 | 0 | 0 | 0 | 0 | 0 | 0 | 0.0023636 | 0.034154 | 0 | 0.00083256 | 0.083471 | 0.181 | 0 | 0 | 0 | 0 | 0 | 0 | 0 | 0 | 0 | 0 | 0 |  | 0 | 0 | 0 |  | #VALUE! | #VALUE! | #VALUE! | #VALUE! |  |  | #VALUE! | #VALUE! | 0 | 0 | 0.20123 | 0.20123 | #VALUE! | #VALUE! | #VALUE! | #VALUE! | 0 | 0 | 0.20123 | 0.20123 | #VALUE! | #VALUE! | #VALUE! | #VALUE! | 0 | 0 | 0.20123 | 0.20123 | #VALUE! | #VALUE! |  |  |  | #VALUE! | #VALUE! | #VALUE! | #VALUE! | #VALUE! | #VALUE! | #VALUE!
Friday | 9 | 23 | 14 | 6374 | 0 | 0 | 0 | 0 | 0 | 0 | 0 | 0 | 0 | 0 | 0 | 0 | 0 | 0 | 0 | 0 | 0 | 0 | 0 | 0 | 0 | 0 | 0 | 0.003322 | 0.031342 | 0 | 0.00084412 | 0.092422 | 0.181 | 0 | 0 | 0 | 0 | 0 | 0 | 0 | 0 | 0 | 0 | 0 |  | 0 | 0 | 0 |  | #VALUE! | #VALUE! | #VALUE! | #VALUE! |  |  | #VALUE! | #VALUE! | 0 | 0 | 0.20123 | 0.20123 | #VALUE! | #VALUE! | #VALUE! | #VALUE! | 0 | 0 | 0.20123 | 0.20123 | #VALUE! | #VALUE! | #VALUE! | #VALUE! | 0 | 0 | 0.20123 | 0.20123 | #VALUE! | #VALUE! |  |  |  | #VALUE! | #VALUE! | #VALUE! | #VALUE! | #VALUE! | #VALUE! | #VALUE!
Friday | 9 | 23 | 15 | 6375 | 0 | 0 | 0 | 0 | 0 | 0 | 0 | 0 | 0 | 0 | 0 | 0 | 0 | 0 | 0 | 0 | 0 | 0 | 0 | 0 | 0 | 0 | 0.0005 | 0.011001 | 0.028823 | 0 | 0.0011795 | 0.1158 | 0.199 | 0 | 0 | 0 | 0 | 0 | 0 | 0 | 0 | 0 | 0 | 0 |  | 0 | 0 | 0 |  | #VALUE! | #VALUE! | #VALUE! | #VALUE! |  |  | #VALUE! | #VALUE! | 0 | 0 | 0.20123 | 0.20123 | #VALUE! | #VALUE! | #VALUE! | #VALUE! | 0 | 0 | 0.20123 | 0.20123 | #VALUE! | #VALUE! | #VALUE! | #VALUE! | 0 | 0 | 0.20123 | 0.20123 | #VALUE! | #VALUE! |  |  |  | #VALUE! | #VALUE! | #VALUE! | #VALUE! | #VALUE! | #VALUE! | #VALUE!
Friday | 9 | 23 | 16 | 6376 | 0 | 0 | 0 | 0 | 0 | 0 | 0 | 0 | 0 | 0 | 0 | 0 | 0 | 0 | 0 | 0 | 0 | 0 | 0 | 0 | 0 | 0 | 0 | 0.007339 | 0.027168 | 0 | 0.00086725 | 0.10412 | 0.181 | 0 | 0 | 0 | 0 | 0 | 0 | 0 | 0 | 0 | 0 | 0 |  | 0 | 0 | 0 |  | #VALUE! | #VALUE! | #VALUE! | #VALUE! |  |  | #VALUE! | #VALUE! | 0 | 0 | 0.20123 | 0.20123 | #VALUE! | #VALUE! | #VALUE! | #VALUE! | 0 | 0 | 0.20123 | 0.20123 | #VALUE! | #VALUE! | #VALUE! | #VALUE! | 0 | 0 | 0.20123 | 0.20123 | #VALUE! | #VALUE! |  |  |  | #VALUE! | #VALUE! | #VALUE! | #VALUE! | #VALUE! | #VALUE! | #VALUE!
Friday | 9 | 23 | 17 | 6377 | 0 | 0 | 0 | 0 | 0 | 0 | 0 | 0 | 0 | 0 | 0 | 0 | 0 | 0 | 0 | 0 | 0 | 0 | 0 | 0 | 0 | 0 | 0 | 0.0034792 | 0.025147 | 0 | 0.00053191 | 0.085868 | 0.164 | 0 | 0 | 0 | 0 | 0 | 0 | 0 | 0 | 0 | 0 | 0 |  | 0 | 0 | 0 |  | #VALUE! | #VALUE! | #VALUE! | #VALUE! |  |  | #VALUE! | #VALUE! | 0 | 0 | 0.20123 | 0.20123 | #VALUE! | #VALUE! | #VALUE! | #VALUE! | 0 | 0 | 0.20123 | 0.20123 | #VALUE! | #VALUE! | #VALUE! | #VALUE! | 0 | 0 | 0.20123 | 0.20123 | #VALUE! | #VALUE! |  |  |  | #VALUE! | #VALUE! | #VALUE! | #VALUE! | #VALUE! | #VALUE! | #VALUE!
Friday | 9 | 23 | 18 | 6378 | 0 | 0 | 0 | 0 | 0 | 0 | 0 | 0 | 0 | 0 | 0 | 0 | 0 | 0 | 0 | 0 | 0 | 0 | 0 | 0 | 0 | 0 | 0 | 0 | 0.026787 | 0 | 0 | 0.038434 | 0.092 | 0 | 0 | 0 | 0 | 0 | 0 | 0 | 0 | 0 | 0 | 0 |  | 0 | 0 | 0 |  | #VALUE! | #VALUE! | #VALUE! | #VALUE! |  |  | #VALUE! | #VALUE! | 0 | 0 | 0.20123 | 0.20123 | #VALUE! | #VALUE! | #VALUE! | #VALUE! | 0 | 0 | 0.20123 | 0.20123 | #VALUE! | #VALUE! | #VALUE! | #VALUE! | 0 | 0 | 0.20123 | 0.20123 | #VALUE! | #VALUE! |  |  |  | #VALUE! | #VALUE! | #VALUE! | #VALUE! | #VALUE! | #VALUE! | #VALUE!
Friday | 9 | 23 | 19 | 6379 | 0 | 0 | 0 | 0 | 0 | 0 | 0 | 0 | 0 | 0 | 0 | 0 | 0 | 0 | 0 | 0 | 0 | 0 | 0 | 0 | 0 | 0 | 0 | 0 | 0.013621 | 0 | 0 | 0.0085964 | 0.038 | 0 | 0 | 0 | 0 | 0 | 0 | 0 | 0 | 0 | 0 | 0 |  | 0 | 0 | 0 |  | #VALUE! | #VALUE! | #VALUE! | #VALUE! |  |  | #VALUE! | #VALUE! | 0 | 0 | 0.20123 | 0.20123 | #VALUE! | #VALUE! | #VALUE! | #VALUE! | 0 | 0 | 0.20123 | 0.20123 | #VALUE! | #VALUE! | #VALUE! | #VALUE! | 0 | 0 | 0.20123 | 0.20123 | #VALUE! | #VALUE! |  |  |  | #VALUE! | #VALUE! | #VALUE! | #VALUE! | #VALUE! | #VALUE! | #VALUE!
Friday | 9 | 23 | 20 | 6380 | 0 | 0 | 0 | 0 | 0 | 0 | 0 | 0 | 0 | 0 | 0 | 0 | 0 | 0 | 0 | 0 | 0 | 0 | 0 | 0 | 0 | 0 | 0 | 0 | 0.0091617 | 0 | 0 | 0.006645 | 0.038 | 0 | 0 | 0 | 0 | 0 | 0 | 0 | 0 | 0 | 0 | 0 |  | 0 | 0 | 0 |  | #VALUE! | #VALUE! | #VALUE! | #VALUE! |  |  | #VALUE! | #VALUE! | 0 | 0 | 0.20123 | 0.20123 | #VALUE! | #VALUE! | #VALUE! | #VALUE! | 0 | 0 | 0.20123 | 0.20123 | #VALUE! | #VALUE! | #VALUE! | #VALUE! | 0 | 0 | 0.20123 | 0.20123 | #VALUE! | #VALUE! |  |  |  | #VALUE! | #VALUE! | #VALUE! | #VALUE! | #VALUE! | #VALUE! | #VALUE!
Friday | 9 | 23 | 21 | 6381 | 0 | 0 | 0 | 0 | 0 | 0 | 0 | 0 | 0 | 0 | 0 | 0 | 0 | 0 | 0 | 0 | 0 | 0 | 0 | 0 | 0 | 0 | 0 | 0 | 0.0036567 | 0 | 0 | 0.003331 | 0.018 | 0 | 0 | 0 | 0 | 0 | 0 | 0 | 0 | 0 | 0 | 0 |  | 0 | 0 | 0 |  | #VALUE! | #VALUE! | #VALUE! | #VALUE! |  |  | #VALUE! | #VALUE! | 0 | 0 | 0.20123 | 0.20123 | #VALUE! | #VALUE! | #VALUE! | #VALUE! | 0 | 0 | 0.20123 | 0.20123 | #VALUE! | #VALUE! | #VALUE! | #VALUE! | 0 | 0 | 0.20123 | 0.20123 | #VALUE! | #VALUE! |  |  |  | #VALUE! | #VALUE! | #VALUE! | #VALUE! | #VALUE! | #VALUE! | #VALUE!
Friday | 9 | 23 | 22 | 6382 | 0 | 0 | 0 | 0 | 0 | 0 | 0 | 0 | 0 | 0 | 0 | 0 | 0 | 0 | 0 | 0 | 0 | 0 | 0 | 0 | 0 | 0 | 0 | 0 | 0 | 0 | 0 | 0 | 0 | 0 | 0 | 0 | 0 | 0 | 0 | 0 | 0 | 0 | 0 | 0 |  | 0 | 0 | 0 |  | #VALUE! | #VALUE! | #VALUE! | #VALUE! |  |  | #VALUE! | #VALUE! | 0 | 0 | 0.20123 | 0.20123 | #VALUE! | #VALUE! | #VALUE! | #VALUE! | 0 | 0 | 0.20123 | 0.20123 | #VALUE! | #VALUE! | #VALUE! | #VALUE! | 0 | 0 | 0.20123 | 0.20123 | #VALUE! | #VALUE! |  |  |  | #VALUE! | #VALUE! | #VALUE! | #VALUE! | #VALUE! | #VALUE! | #VALUE!
Friday | 9 | 23 | 23 | 6383 | 0 | 0 | 0 | 0 | 0 | 0 | 0 | 0 | 0 | 0 | 0 | 0 | 0 | 0 | 0 | 0 | 0 | 0 | 0 | 0 | 0 | 0 | 0 | 0 | 0 | 0 | 0 | 0 | 0 | 0 | 0 | 0 | 0 | 0 | 0 | 0 | 0 | 0 | 0 | 0 |  | 0 | 0 | 0 |  | #VALUE! | #VALUE! | #VALUE! | #VALUE! |  |  | #VALUE! | #VALUE! | 0 | 0 | 0.20123 | 0.20123 | #VALUE! | #VALUE! | #VALUE! | #VALUE! | 0 | 0 | 0.20123 | 0.20123 | #VALUE! | #VALUE! | #VALUE! | #VALUE! | 0 | 0 | 0.20123 | 0.20123 | #VALUE! | #VALUE! |  |  |  | #VALUE! | #VALUE! | #VALUE! | #VALUE! | #VALUE! | #VALUE! | #VALUE!
Friday | 9 | 23 | 24 | 6384 | 0 | 0 | 0 | 0 | 0 | 0 | 0 | 0 | 0 | 0 | 0 | 0 | 0 | 0 | 0 | 0 | 0 | 0 | 0 | 0 | 0 | 0 | 0 | 0 | 0 | 0 | 0 | 0 | 0 | 0 | 0 | 0 | 0 | 0 | 0 | 0 | 0 | 0 | 0 | 0 |  | 0 | 0 | 0 |  | #VALUE! | #VALUE! | #VALUE! | #VALUE! |  |  | #VALUE! | #VALUE! | 0 | 0 | 0.20123 | 0.20123 | #VALUE! | #VALUE! | #VALUE! | #VALUE! | 0 | 0 | 0.20123 | 0.20123 | #VALUE! | #VALUE! | #VALUE! | #VALUE! | 0 | 0 | 0.20123 | 0.20123 | #VALUE! | #VALUE! |  |  |  | #VALUE! | #VALUE! | #VALUE! | #VALUE! | #VALUE! | #VALUE! | #VALUE!
Saturday | 9 | 24 | 1 | 6385 | 0 | 0 | 0 | 0 | 0 | 0 | 0 | 0 | 0 | 0 | 0 | 0 | 0 | 0 | 0 | 0 | 0 | 0 | 0 | 0 | 0 | 0 | 0 | 0 | 0 | 0 | 0 | 0 | 0 | 0 | 0 | 0 | 0 | 0 | 0 | 0 | 0 | 0 | 0 | 0 |  | 0 | 0 | 0 |  | #VALUE! | #VALUE! | #VALUE! | #VALUE! |  |  | #VALUE! | #VALUE! | 0 | 0 | 0.20123 | 0.20123 | #VALUE! | #VALUE! | #VALUE! | #VALUE! | 0 | 0 | 0.20123 | 0.20123 | #VALUE! | #VALUE! | #VALUE! | #VALUE! | 0 | 0 | 0.20123 | 0.20123 | #VALUE! | #VALUE! |  |  |  | #VALUE! | #VALUE! | #VALUE! | #VALUE! | #VALUE! | #VALUE! | #VALUE!
Saturday | 9 | 24 | 2 | 6386 | 0 | 0 | 0 | 0 | 0 | 0 | 0 | 0 | 0 | 0 | 0 | 0 | 0 | 0 | 0 | 0 | 0 | 0 | 0 | 0 | 0 | 0 | 0 | 0 | 0 | 0 | 0 | 0 | 0 | 0 | 0 | 0 | 0 | 0 | 0 | 0 | 0 | 0 | 0 | 0 |  | 0 | 0 | 0 |  | #VALUE! | #VALUE! | #VALUE! | #VALUE! |  |  | #VALUE! | #VALUE! | 0 | 0 | 0.20123 | 0.20123 | #VALUE! | #VALUE! | #VALUE! | #VALUE! | 0 | 0 | 0.20123 | 0.20123 | #VALUE! | #VALUE! | #VALUE! | #VALUE! | 0 | 0 | 0.20123 | 0.20123 | #VALUE! | #VALUE! |  |  |  | #VALUE! | #VALUE! | #VALUE! | #VALUE! | #VALUE! | #VALUE! | #VALUE!
Saturday | 9 | 24 | 3 | 6387 | 0 | 0 | 0 | 0 | 0 | 0 | 0 | 0 | 0 | 0 | 0 | 0 | 0 | 0 | 0 | 0 | 0 | 0 | 0 | 0 | 0 | 0 | 0 | 0 | 0 | 0 | 0 | 0 | 0 | 0 | 0 | 0 | 0 | 0 | 0 | 0 | 0 | 0 | 0 | 0 |  | 0 | 0 | 0 |  | #VALUE! | #VALUE! | #VALUE! | #VALUE! |  |  | #VALUE! | #VALUE! | 0 | 0 | 0.20123 | 0.20123 | #VALUE! | #VALUE! | #VALUE! | #VALUE! | 0 | 0 | 0.20123 | 0.20123 | #VALUE! | #VALUE! | #VALUE! | #VALUE! | 0 | 0 | 0.20123 | 0.20123 | #VALUE! | #VALUE! |  |  |  | #VALUE! | #VALUE! | #VALUE! | #VALUE! | #VALUE! | #VALUE! | #VALUE!
Saturday | 9 | 24 | 4 | 6388 | 0 | 0 | 0 | 0 | 0 | 0 | 0 | 0 | 0 | 0 | 0 | 0 | 0 | 0 | 0 | 0 | 0 | 0 | 0 | 0 | 0 | 0 | 0 | 0 | 0 | 0 | 0 | 0 | 0 | 0 | 0 | 0 | 0 | 0 | 0 | 0 | 0 | 0 | 0 | 0 |  | 0 | 0 | 0 |  | #VALUE! | #VALUE! | #VALUE! | #VALUE! |  |  | #VALUE! | #VALUE! | 0 | 0 | 0.20123 | 0.20123 | #VALUE! | #VALUE! | #VALUE! | #VALUE! | 0 | 0 | 0.20123 | 0.20123 | #VALUE! | #VALUE! | #VALUE! | #VALUE! | 0 | 0 | 0.20123 | 0.20123 | #VALUE! | #VALUE! |  |  |  | #VALUE! | #VALUE! | #VALUE! | #VALUE! | #VALUE! | #VALUE! | #VALUE!
Saturday | 9 | 24 | 5 | 6389 | 0 | 0 | 0 | 0 | 0 | 0 | 0 | 0 | 0 | 0 | 0 | 0 | 0 | 0 | 0 | 0 | 0 | 0 | 0 | 0 | 0 | 0 | 0 | 0 | 0 | 0 | 0 | 0 | 0 | 0 | 0 | 0 | 0 | 0 | 0 | 0 | 0 | 0 | 0 | 0 |  | 0 | 0 | 0 |  | #VALUE! | #VALUE! | #VALUE! | #VALUE! |  |  | #VALUE! | #VALUE! | 0 | 0 | 0.20123 | 0.20123 | #VALUE! | #VALUE! | #VALUE! | #VALUE! | 0 | 0 | 0.20123 | 0.20123 | #VALUE! | #VALUE! | #VALUE! | #VALUE! | 0 | 0 | 0.20123 | 0.20123 | #VALUE! | #VALUE! |  |  |  | #VALUE! | #VALUE! | #VALUE! | #VALUE! | #VALUE! | #VALUE! | #VALUE!
Saturday | 9 | 24 | 6 | 6390 | 0 | 0 | 0 | 0 | 0 | 0 | 0 | 0 | 0 | 0 | 0 | 0 | 0 | 0 | 0 | 0 | 0 | 0 | 0 | 0 | 0 | 0 | 0 | 0 | 0 | 0 | 0 | 0 | 0 | 0 | 0 | 0 | 0 | 0 | 0 | 0 | 0 | 0 | 0 | 0 |  | 0 | 0 | 0 |  | #VALUE! | #VALUE! | #VALUE! | #VALUE! |  |  | #VALUE! | #VALUE! | 0 | 0 | 0.20123 | 0.20123 | #VALUE! | #VALUE! | #VALUE! | #VALUE! | 0 | 0 | 0.20123 | 0.20123 | #VALUE! | #VALUE! | #VALUE! | #VALUE! | 0 | 0 | 0.20123 | 0.20123 | #VALUE! | #VALUE! |  |  |  | #VALUE! | #VALUE! | #VALUE! | #VALUE! | #VALUE! | #VALUE! | #VALUE!
Saturday | 9 | 24 | 7 | 6391 | 0 | 0 | 0 | 0 | 0 | 0 | 0 | 0 | 0 | 0 | 0 | 0 | 0 | 0 | 0 | 0 | 0 | 0 | 0 | 0 | 0 | 0 | 0 | 0 | 0 | 0 | 0 | 0 | 0 | 0 | 0 | 0 | 0 | 0 | 0 | 0 | 0 | 0 | 0 | 0 |  | 0 | 0 | 0 |  | #VALUE! | #VALUE! | #VALUE! | #VALUE! |  |  | #VALUE! | #VALUE! | 0 | 0 | 0.20123 | 0.20123 | #VALUE! | #VALUE! | #VALUE! | #VALUE! | 0 | 0 | 0.20123 | 0.20123 | #VALUE! | #VALUE! | #VALUE! | #VALUE! | 0 | 0 | 0.20123 | 0.20123 | #VALUE! | #VALUE! |  |  |  | #VALUE! | #VALUE! | #VALUE! | #VALUE! | #VALUE! | #VALUE! | #VALUE!
Saturday | 9 | 24 | 8 | 6392 | 0 | 0 | 0 | 0 | 0 | 0 | 0 | 0 | 0 | 0 | 0 | 0 | 0 | 0 | 0 | 0 | 0 | 0 | 0 | 0 | 0 | 0 | 0 | 0 | 0.0084377 | 0 | 0 | 0 | 0 | 0 | 0 | 0 | 0 | 0 | 0 | 0 | 0 | 0 | 0 | 0 |  | 0 | 0 | 0 |  | #VALUE! | #VALUE! | #VALUE! | #VALUE! |  |  | #VALUE! | #VALUE! | 0 | 0 | 0.20123 | 0.20123 | #VALUE! | #VALUE! | #VALUE! | #VALUE! | 0 | 0 | 0.20123 | 0.20123 | #VALUE! | #VALUE! | #VALUE! | #VALUE! | 0 | 0 | 0.20123 | 0.20123 | #VALUE! | #VALUE! |  |  |  | #VALUE! | #VALUE! | #VALUE! | #VALUE! | #VALUE! | #VALUE! | #VALUE!
Saturday | 9 | 24 | 9 | 6393 | 0 | 0 | 0 | 0 | 0 | 0 | 0 | 0 | 0 | 0 | 0 | 0 | 0 | 0 | 0 | 0 | 0 | 0 | 0 | 0 | 0 | 0 | 0 | 0 | 0.032653 | 0 | 0 | 0.026903 | 0.108 | 0 | 0 | 0 | 0 | 0 | 0 | 0 | 0 | 0 | 0 | 0 |  | 0 | 0 | 0 |  | #VALUE! | #VALUE! | #VALUE! | #VALUE! |  |  | #VALUE! | #VALUE! | 0 | 0 | 0.20123 | 0.20123 | #VALUE! | #VALUE! | #VALUE! | #VALUE! | 0 | 0 | 0.20123 | 0.20123 | #VALUE! | #VALUE! | #VALUE! | #VALUE! | 0 | 0 | 0.20123 | 0.20123 | #VALUE! | #VALUE! |  |  |  | #VALUE! | #VALUE! | #VALUE! | #VALUE! | #VALUE! | #VALUE! | #VALUE!
Saturday | 9 | 24 | 10 | 6394 | 0 | 0 | 0 | 0 | 0 | 0 | 0 | 0 | 0 | 0 | 0 | 0 | 0 | 0 | 0 | 0 | 0 | 0 | 0 | 0 | 0 | 0 | 0 | 0.00020455 | 0.031513 | 0 | 0.00095975 | 0.073657 | 0.206 | 0 | 0 | 0 | 0 | 0 | 0 | 0 | 0 | 0 | 0 | 0 |  | 0 | 0 | 0 |  | #VALUE! | #VALUE! | #VALUE! | #VALUE! |  |  | #VALUE! | #VALUE! | 0 | 0 | 0.20123 | 0.20123 | #VALUE! | #VALUE! | #VALUE! | #VALUE! | 0 | 0 | 0.20123 | 0.20123 | #VALUE! | #VALUE! | #VALUE! | #VALUE! | 0 | 0 | 0.20123 | 0.20123 | #VALUE! | #VALUE! |  |  |  | #VALUE! | #VALUE! | #VALUE! | #VALUE! | #VALUE! | #VALUE! | #VALUE!
Saturday | 9 | 24 | 11 | 6395 | 0 | 0 | 0 | 0 | 0 | 0 | 0 | 0 | 0 | 0 | 0 | 0 | 0 | 0 | 0 | 0 | 0 | 0 | 0 | 0 | 0 | 0 | 0 | 0.011219 | 0.02923 | 0 | 0.0015264 | 0.10274 | 0.214 | 0 | 0 | 0 | 0 | 0 | 0 | 0 | 0 | 0 | 0 | 0 |  | 0 | 0 | 0 |  | #VALUE! | #VALUE! | #VALUE! | #VALUE! |  |  | #VALUE! | #VALUE! | 0 | 0 | 0.20123 | 0.20123 | #VALUE! | #VALUE! | #VALUE! | #VALUE! | 0 | 0 | 0.20123 | 0.20123 | #VALUE! | #VALUE! | #VALUE! | #VALUE! | 0 | 0 | 0.20123 | 0.20123 | #VALUE! | #VALUE! |  |  |  | #VALUE! | #VALUE! | #VALUE! | #VALUE! | #VALUE! | #VALUE! | #VALUE!
Saturday | 9 | 24 | 12 | 6396 | 0 | 0 | 0 | 0 | 0 | 0 | 0 | 0 | 0 | 0 | 0 | 0 | 0 | 0 | 0 | 0 | 0 | 0 | 0 | 0 | 0 | 0 | 0.00016667 | 0.018225 | 0.033412 | 0 | 0.0016304 | 0.12045 | 0.226 | 0 | 0 | 0 | 0 | 0 | 0 | 0 | 0 | 0 | 0 | 0 |  | 0 | 0 | 0 |  | #VALUE! | #VALUE! | #VALUE! | #VALUE! |  |  | #VALUE! | #VALUE! | 0 | 0 | 0.20123 | 0.20123 | #VALUE! | #VALUE! | #VALUE! | #VALUE! | 0 | 0 | 0.20123 | 0.20123 | #VALUE! | #VALUE! | #VALUE! | #VALUE! | 0 | 0 | 0.20123 | 0.20123 | #VALUE! | #VALUE! |  |  |  | #VALUE! | #VALUE! | #VALUE! | #VALUE! | #VALUE! | #VALUE! | #VALUE!
Saturday | 9 | 24 | 13 | 6397 | 0 | 0 | 0 | 0 | 0 | 0 | 0 | 0 | 0 | 0 | 0 | 0 | 0 | 0 | 0 | 0 | 0 | 0 | 0 | 0 | 0 | 0 | 0.039917 | 0.08032 | 0.082042 | 0 | 0.0024283 | 0.18404 | 0.274 | 0 | 0 | 0 | 0 | 0 | 0 | 0 | 0 | 0 | 0 | 0 |  | 0 | 0 | 0 |  | #VALUE! | #VALUE! | #VALUE! | #VALUE! |  |  | #VALUE! | #VALUE! | 0 | 0 | 0.20123 | 0.20123 | #VALUE! | #VALUE! | #VALUE! | #VALUE! | 0 | 0 | 0.20123 | 0.20123 | #VALUE! | #VALUE! | #VALUE! | #VALUE! | 0 | 0 | 0.20123 | 0.20123 | #VALUE! | #VALUE! |  |  |  | #VALUE! | #VALUE! | #VALUE! | #VALUE! | #VALUE! | #VALUE! | #VALUE!
Saturday | 9 | 24 | 14 | 6398 | 0 | 0 | 0 | 0 | 0 | 0 | 0 | 0 | 0 | 0 | 0 | 0 | 0 | 0 | 0 | 0 | 0 | 0 | 0 | 0 | 0 | 0.0475 | 0.13192 | 0.17328 | 0.226 | 0 | 0.0033302 | 0.25534 | 0.328 | 0 | 0 | 0 | 0 | 0 | 0 | 0 | 0 | 0 | 0 | 0 |  | 0 | 0 | 0 |  | #VALUE! | #VALUE! | #VALUE! | #VALUE! |  |  | #VALUE! | #VALUE! | 0 | 0 | 0.20123 | 0.20123 | #VALUE! | #VALUE! | #VALUE! | #VALUE! | 0 | 0 | 0.20123 | 0.20123 | #VALUE! | #VALUE! | #VALUE! | #VALUE! | 0 | 0 | 0.20123 | 0.20123 | #VALUE! | #VALUE! |  |  |  | #VALUE! | #VALUE! | #VALUE! | #VALUE! | #VALUE! | #VALUE! | #VALUE!
Saturday | 9 | 24 | 15 | 6399 | 0 | 0 | 0 | 0 | 0 | 0 | 0 | 0 | 0 | 0 | 0 | 0 | 0 | 0 | 0 | 0 | 0 | 0 | 0 | 0 | 0 | 0.0555 | 0.14592 | 0.18291 | 0.1894 | 0 | 0.0033534 | 0.26393 | 0.325 | 0 | 0 | 0 | 0 | 0 | 0 | 0 | 0 | 0 | 0 | 0 |  | 0 | 0 | 0 |  | #VALUE! | #VALUE! | #VALUE! | #VALUE! |  |  | #VALUE! | #VALUE! | 0 | 0 | 0.20123 | 0.20123 | #VALUE! | #VALUE! | #VALUE! | #VALUE! | 0 | 0 | 0.20123 | 0.20123 | #VALUE! | #VALUE! | #VALUE! | #VALUE! | 0 | 0 | 0.20123 | 0.20123 | #VALUE! | #VALUE! |  |  |  | #VALUE! | #VALUE! | #VALUE! | #VALUE! | #VALUE! | #VALUE! | #VALUE!
Saturday | 9 | 24 | 16 | 6400 | 0 | 0 | 0 | 0 | 0 | 0 | 0 | 0 | 0 | 0 | 0 | 0 | 0 | 0 | 0 | 0 | 0 | 0 | 0 | 0 | 0 | 0.0605 | 0.15175 | 0.18971 | 0.17046 | 0 | 0.0033649 | 0.26692 | 0.325 | 0 | 0 | 0 | 0 | 0 | 0 | 0 | 0 | 0 | 0 | 0 |  | 0 | 0 | 0 |  | #VALUE! | #VALUE! | #VALUE! | #VALUE! |  |  | #VALUE! | #VALUE! | 0 | 0 | 0.20123 | 0.20123 | #VALUE! | #VALUE! | #VALUE! | #VALUE! | 0 | 0 | 0.20123 | 0.20123 | #VALUE! | #VALUE! | #VALUE! | #VALUE! | 0 | 0 | 0.20123 | 0.20123 | #VALUE! | #VALUE! |  |  |  | #VALUE! | #VALUE! | #VALUE! | #VALUE! | #VALUE! | #VALUE! | #VALUE!
Saturday | 9 | 24 | 17 | 6401 | 0 | 0 | 0 | 0 | 0 | 0 | 0 | 0 | 0 | 0 | 0 | 0 | 0 | 0 | 0 | 0 | 0 | 0 | 0 | 0 | 0 | 0.017 | 0.072417 | 0.10473 | 0.058109 | 0 | 0.0024977 | 0.2034 | 0.272 | 0 | 0 | 0 | 0 | 0 | 0 | 0 | 0 | 0 | 0 | 0 |  | 0 | 0 | 0 |  | #VALUE! | #VALUE! | #VALUE! | #VALUE! |  |  | #VALUE! | #VALUE! | 0 | 0 | 0.20123 | 0.20123 | #VALUE! | #VALUE! | #VALUE! | #VALUE! | 0 | 0 | 0.20123 | 0.20123 | #VALUE! | #VALUE! | #VALUE! | #VALUE! | 0 | 0 | 0.20123 | 0.20123 | #VALUE! | #VALUE! |  |  |  | #VALUE! | #VALUE! | #VALUE! | #VALUE! | #VALUE! | #VALUE! | #VALUE!
Saturday | 9 | 24 | 18 | 6402 | 0 | 0 | 0 | 0 | 0 | 0 | 0 | 0 | 0 | 0 | 0 | 0 | 0 | 0 | 0 | 0 | 0 | 0 | 0 | 0 | 0 | 0 | 0 | 0.015868 | 0.026956 | 0 | 0.0014107 | 0.12907 | 0.214 | 0 | 0 | 0 | 0 | 0 | 0 | 0 | 0 | 0 | 0 | 0 |  | 0 | 0 | 0 |  | #VALUE! | #VALUE! | #VALUE! | #VALUE! |  |  | #VALUE! | #VALUE! | 0 | 0 | 0.20123 | 0.20123 | #VALUE! | #VALUE! | #VALUE! | #VALUE! | 0 | 0 | 0.20123 | 0.20123 | #VALUE! | #VALUE! | #VALUE! | #VALUE! | 0 | 0 | 0.20123 | 0.20123 | #VALUE! | #VALUE! |  |  |  | #VALUE! | #VALUE! | #VALUE! | #VALUE! | #VALUE! | #VALUE! | #VALUE!
Saturday | 9 | 24 | 19 | 6403 | 0 | 0 | 0 | 0 | 0 | 0 | 0 | 0 | 0 | 0 | 0 | 0 | 0 | 0 | 0 | 0 | 0 | 0 | 0 | 0 | 0 | 0 | 0 | 0 | 0.027433 | 0 | 0.00028908 | 0.067693 | 0.144 | 0 | 0 | 0 | 0 | 0 | 0 | 0 | 0 | 0 | 0 | 0 |  | 0 | 0 | 0 |  | #VALUE! | #VALUE! | #VALUE! | #VALUE! |  |  | #VALUE! | #VALUE! | 0 | 0 | 0.20123 | 0.20123 | #VALUE! | #VALUE! | #VALUE! | #VALUE! | 0 | 0 | 0.20123 | 0.20123 | #VALUE! | #VALUE! | #VALUE! | #VALUE! | 0 | 0 | 0.20123 | 0.20123 | #VALUE! | #VALUE! |  |  |  | #VALUE! | #VALUE! | #VALUE! | #VALUE! | #VALUE! | #VALUE! | #VALUE!
Saturday | 9 | 24 | 20 | 6404 | 0 | 0 | 0 | 0 | 0 | 0 | 0 | 0 | 0 | 0 | 0 | 0 | 0 | 0 | 0 | 0 | 0 | 0 | 0 | 0 | 0 | 0 | 0 | 0 | 0.023107 | 0 | 0 | 0.041329 | 0.109 | 0 | 0 | 0 | 0 | 0 | 0 | 0 | 0 | 0 | 0 | 0 |  | 0 | 0 | 0 |  | #VALUE! | #VALUE! | #VALUE! | #VALUE! |  |  | #VALUE! | #VALUE! | 0 | 0 | 0.20123 | 0.20123 | #VALUE! | #VALUE! | #VALUE! | #VALUE! | 0 | 0 | 0.20123 | 0.20123 | #VALUE! | #VALUE! | #VALUE! | #VALUE! | 0 | 0 | 0.20123 | 0.20123 | #VALUE! | #VALUE! |  |  |  | #VALUE! | #VALUE! | #VALUE! | #VALUE! | #VALUE! | #VALUE! | #VALUE!
Saturday | 9 | 24 | 21 | 6405 | 0 | 0 | 0 | 0 | 0 | 0 | 0 | 0 | 0 | 0 | 0 | 0 | 0 | 0 | 0 | 0 | 0 | 0 | 0 | 0 | 0 | 0 | 0 | 0 | 0.019879 | 0 | 0 | 0.029609 | 0.102 | 0 | 0 | 0 | 0 | 0 | 0 | 0 | 0 | 0 | 0 | 0 |  | 0 | 0 | 0 |  | #VALUE! | #VALUE! | #VALUE! | #VALUE! |  |  | #VALUE! | #VALUE! | 0 | 0 | 0.20123 | 0.20123 | #VALUE! | #VALUE! | #VALUE! | #VALUE! | 0 | 0 | 0.20123 | 0.20123 | #VALUE! | #VALUE! | #VALUE! | #VALUE! | 0 | 0 | 0.20123 | 0.20123 | #VALUE! | #VALUE! |  |  |  | #VALUE! | #VALUE! | #VALUE! | #VALUE! | #VALUE! | #VALUE! | #VALUE!
Saturday | 9 | 24 | 22 | 6406 | 0 | 0 | 0 | 0 | 0 | 0 | 0 | 0 | 0 | 0 | 0 | 0 | 0 | 0 | 0 | 0 | 0 | 0 | 0 | 0 | 0 | 0 | 0 | 0 | 0.014804 | 0 | 0 | 0.023935 | 0.091 | 0 | 0 | 0 | 0 | 0 | 0 | 0 | 0 | 0 | 0 | 0 |  | 0 | 0 | 0 |  | #VALUE! | #VALUE! | #VALUE! | #VALUE! |  |  | #VALUE! | #VALUE! | 0 | 0 | 0.20123 | 0.20123 | #VALUE! | #VALUE! | #VALUE! | #VALUE! | 0 | 0 | 0.20123 | 0.20123 | #VALUE! | #VALUE! | #VALUE! | #VALUE! | 0 | 0 | 0.20123 | 0.20123 | #VALUE! | #VALUE! |  |  |  | #VALUE! | #VALUE! | #VALUE! | #VALUE! | #VALUE! | #VALUE! | #VALUE!
Saturday | 9 | 24 | 23 | 6407 | 0 | 0 | 0 | 0 | 0 | 0 | 0 | 0 | 0 | 0 | 0 | 0 | 0 | 0 | 0 | 0 | 0 | 0 | 0 | 0 | 0 | 0 | 0 | 0 | 0.0031381 | 0 | 0 | 0.0069793 | 0.042 | 0 | 0 | 0 | 0 | 0 | 0 | 0 | 0 | 0 | 0 | 0 |  | 0 | 0 | 0 |  | #VALUE! | #VALUE! | #VALUE! | #VALUE! |  |  | #VALUE! | #VALUE! | 0 | 0 | 0.20123 | 0.20123 | #VALUE! | #VALUE! | #VALUE! | #VALUE! | 0 | 0 | 0.20123 | 0.20123 | #VALUE! | #VALUE! | #VALUE! | #VALUE! | 0 | 0 | 0.20123 | 0.20123 | #VALUE! | #VALUE! |  |  |  | #VALUE! | #VALUE! | #VALUE! | #VALUE! | #VALUE! | #VALUE! | #VALUE!
Saturday | 9 | 24 | 24 | 6408 | 0 | 0 | 0 | 0 | 0 | 0 | 0 | 0 | 0 | 0 | 0 | 0 | 0 | 0 | 0 | 0 | 0 | 0 | 0 | 0 | 0 | 0 | 0 | 0 | 0.0049927 | 0 | 0 | 0.0092 | 0.051 | 0 | 0 | 0 | 0 | 0 | 0 | 0 | 0 | 0 | 0 | 0 |  | 0 | 0 | 0 |  | #VALUE! | #VALUE! | #VALUE! | #VALUE! |  |  | #VALUE! | #VALUE! | 0 | 0 | 0.20123 | 0.20123 | #VALUE! | #VALUE! | #VALUE! | #VALUE! | 0 | 0 | 0.20123 | 0.20123 | #VALUE! | #VALUE! | #VALUE! | #VALUE! | 0 | 0 | 0.20123 | 0.20123 | #VALUE! | #VALUE! |  |  |  | #VALUE! | #VALUE! | #VALUE! | #VALUE! | #VALUE! | #VALUE! | #VALUE!
Sunday | 9 | 25 | 1 | 6409 | 0 | 0 | 0 | 0 | 0 | 0 | 0 | 0 | 0 | 0 | 0 | 0 | 0 | 0 | 0 | 0 | 0 | 0 | 0 | 0 | 0 | 0 | 0 | 0 | 0 | 0 | 0 | 0.003331 | 0.004 | 0 | 0 | 0 | 0 | 0 | 0 | 0 | 0 | 0 | 0 | 0 |  | 0 | 0 | 0 |  | #VALUE! | #VALUE! | #VALUE! | #VALUE! |  |  | #VALUE! | #VALUE! | 0 | 0 | 0.20123 | 0.20123 | #VALUE! | #VALUE! | #VALUE! | #VALUE! | 0 | 0 | 0.20123 | 0.20123 | #VALUE! | #VALUE! | #VALUE! | #VALUE! | 0 | 0 | 0.20123 | 0.20123 | #VALUE! | #VALUE! |  |  |  | #VALUE! | #VALUE! | #VALUE! | #VALUE! | #VALUE! | #VALUE! | #VALUE!
Sunday | 9 | 25 | 2 | 6410 | 0 | 0 | 0 | 0 | 0 | 0 | 0 | 0 | 0 | 0 | 0 | 0 | 0 | 0 | 0 | 0 | 0 | 0 | 0 | 0 | 0 | 0 | 0 | 0 | 0 | 0 | 0 | 0 | 0 | 0 | 0 | 0 | 0 | 0 | 0 | 0 | 0 | 0 | 0 | 0 |  | 0 | 0 | 0 |  | #VALUE! | #VALUE! | #VALUE! | #VALUE! |  |  | #VALUE! | #VALUE! | 0 | 0 | 0.20123 | 0.20123 | #VALUE! | #VALUE! | #VALUE! | #VALUE! | 0 | 0 | 0.20123 | 0.20123 | #VALUE! | #VALUE! | #VALUE! | #VALUE! | 0 | 0 | 0.20123 | 0.20123 | #VALUE! | #VALUE! |  |  |  | #VALUE! | #VALUE! | #VALUE! | #VALUE! | #VALUE! | #VALUE! | #VALUE!
Sunday | 9 | 25 | 3 | 6411 | 0 | 0 | 0 | 0 | 0 | 0 | 0 | 0 | 0 | 0 | 0 | 0 | 0 | 0 | 0 | 0 | 0 | 0 | 0 | 0 | 0 | 0 | 0 | 0 | 0 | 0 | 0 | 0 | 0 | 0 | 0 | 0 | 0 | 0 | 0 | 0 | 0 | 0 | 0 | 0 |  | 0 | 0 | 0 |  | #VALUE! | #VALUE! | #VALUE! | #VALUE! |  |  | #VALUE! | #VALUE! | 0 | 0 | 0.20123 | 0.20123 | #VALUE! | #VALUE! | #VALUE! | #VALUE! | 0 | 0 | 0.20123 | 0.20123 | #VALUE! | #VALUE! | #VALUE! | #VALUE! | 0 | 0 | 0.20123 | 0.20123 | #VALUE! | #VALUE! |  |  |  | #VALUE! | #VALUE! | #VALUE! | #VALUE! | #VALUE! | #VALUE! | #VALUE!
Sunday | 9 | 25 | 4 | 6412 | 0 | 0 | 0 | 0 | 0 | 0 | 0 | 0 | 0 | 0 | 0 | 0 | 0 | 0 | 0 | 0 | 0 | 0 | 0 | 0 | 0 | 0 | 0 | 0 | 0 | 0 | 0 | 0 | 0 | 0 | 0 | 0 | 0 | 0 | 0 | 0 | 0 | 0 | 0 | 0 |  | 0 | 0 | 0 |  | #VALUE! | #VALUE! | #VALUE! | #VALUE! |  |  | #VALUE! | #VALUE! | 0 | 0 | 0.20123 | 0.20123 | #VALUE! | #VALUE! | #VALUE! | #VALUE! | 0 | 0 | 0.20123 | 0.20123 | #VALUE! | #VALUE! | #VALUE! | #VALUE! | 0 | 0 | 0.20123 | 0.20123 | #VALUE! | #VALUE! |  |  |  | #VALUE! | #VALUE! | #VALUE! | #VALUE! | #VALUE! | #VALUE! | #VALUE!
Sunday | 9 | 25 | 5 | 6413 | 0 | 0 | 0 | 0 | 0 | 0 | 0 | 0 | 0 | 0 | 0 | 0 | 0 | 0 | 0 | 0 | 0 | 0 | 0 | 0 | 0 | 0 | 0 | 0 | 0 | 0 | 0 | 0 | 0 | 0 | 0 | 0 | 0 | 0 | 0 | 0 | 0 | 0 | 0 | 0 |  | 0 | 0 | 0 |  | #VALUE! | #VALUE! | #VALUE! | #VALUE! |  |  | #VALUE! | #VALUE! | 0 | 0 | 0.20123 | 0.20123 | #VALUE! | #VALUE! | #VALUE! | #VALUE! | 0 | 0 | 0.20123 | 0.20123 | #VALUE! | #VALUE! | #VALUE! | #VALUE! | 0 | 0 | 0.20123 | 0.20123 | #VALUE! | #VALUE! |  |  |  | #VALUE! | #VALUE! | #VALUE! | #VALUE! | #VALUE! | #VALUE! | #VALUE!
Sunday | 9 | 25 | 6 | 6414 | 0 | 0 | 0 | 0 | 0 | 0 | 0 | 0 | 0 | 0 | 0 | 0 | 0 | 0 | 0 | 0 | 0 | 0 | 0 | 0 | 0 | 0 | 0 | 0 | 0 | 0 | 0 | 0 | 0 | 0 | 0 | 0 | 0 | 0 | 0 | 0 | 0 | 0 | 0 | 0 |  | 0 | 0 | 0 |  | #VALUE! | #VALUE! | #VALUE! | #VALUE! |  |  | #VALUE! | #VALUE! | 0 | 0 | 0.20123 | 0.20123 | #VALUE! | #VALUE! | #VALUE! | #VALUE! | 0 | 0 | 0.20123 | 0.20123 | #VALUE! | #VALUE! | #VALUE! | #VALUE! | 0 | 0 | 0.20123 | 0.20123 | #VALUE! | #VALUE! |  |  |  | #VALUE! | #VALUE! | #VALUE! | #VALUE! | #VALUE! | #VALUE! | #VALUE!
Sunday | 9 | 25 | 7 | 6415 | 0 | 0 | 0 | 0 | 0 | 0 | 0 | 0 | 0 | 0 | 0 | 0 | 0 | 0 | 0 | 0 | 0 | 0 | 0 | 0 | 0 | 0 | 0 | 0 | 0.0027723 | 0 | 0 | 0 | 0 | 0 | 0 | 0 | 0 | 0 | 0 | 0 | 0 | 0 | 0 | 0 |  | 0 | 0 | 0 |  | #VALUE! | #VALUE! | #VALUE! | #VALUE! |  |  | #VALUE! | #VALUE! | 0 | 0 | 0.20123 | 0.20123 | #VALUE! | #VALUE! | #VALUE! | #VALUE! | 0 | 0 | 0.20123 | 0.20123 | #VALUE! | #VALUE! | #VALUE! | #VALUE! | 0 | 0 | 0.20123 | 0.20123 | #VALUE! | #VALUE! |  |  |  | #VALUE! | #VALUE! | #VALUE! | #VALUE! | #VALUE! | #VALUE! | #VALUE!
Sunday | 9 | 25 | 8 | 6416 | 0 | 0 | 0 | 0 | 0 | 0 | 0 | 0 | 0 | 0 | 0 | 0 | 0 | 0 | 0 | 0 | 0 | 0 | 0 | 0 | 0 | 0 | 0 | 0 | 0 | 0 | 0 | 0 | 0 | 0 | 0 | 0 | 0 | 0 | 0 | 0 | 0 | 0 | 0 | 0 |  | 0 | 0 | 0 |  | #VALUE! | #VALUE! | #VALUE! | #VALUE! |  |  | #VALUE! | #VALUE! | 0 | 0 | 0.20123 | 0.20123 | #VALUE! | #VALUE! | #VALUE! | #VALUE! | 0 | 0 | 0.20123 | 0.20123 | #VALUE! | #VALUE! | #VALUE! | #VALUE! | 0 | 0 | 0.20123 | 0.20123 | #VALUE! | #VALUE! |  |  |  | #VALUE! | #VALUE! | #VALUE! | #VALUE! | #VALUE! | #VALUE! | #VALUE!
Sunday | 9 | 25 | 9 | 6417 | 0 | 0 | 0 | 0 | 0 | 0 | 0 | 0 | 0 | 0 | 0 | 0 | 0 | 0 | 0 | 0 | 0 | 0 | 0 | 0 | 0 | 0 | 0 | 0 | 0.017492 | 0 | 0 | 0.00015862 | 0 | 0 | 0 | 0 | 0 | 0 | 0 | 0 | 0 | 0 | 0 | 0 |  | 0 | 0 | 0 |  | #VALUE! | #VALUE! | #VALUE! | #VALUE! |  |  | #VALUE! | #VALUE! | 0 | 0 | 0.20123 | 0.20123 | #VALUE! | #VALUE! | #VALUE! | #VALUE! | 0 | 0 | 0.20123 | 0.20123 | #VALUE! | #VALUE! | #VALUE! | #VALUE! | 0 | 0 | 0.20123 | 0.20123 | #VALUE! | #VALUE! |  |  |  | #VALUE! | #VALUE! | #VALUE! | #VALUE! | #VALUE! | #VALUE! | #VALUE!
Sunday | 9 | 25 | 10 | 6418 | 0 | 0 | 0 | 0 | 0 | 0 | 0 | 0 | 0 | 0 | 0 | 0 | 0 | 0 | 0 | 0 | 0 | 0 | 0 | 0 | 0 | 0 | 0 | 0 | 0.030702 | 0 | 0 | 0.0061862 | 0.029 | 0 | 0 | 0 | 0 | 0 | 0 | 0 | 0 | 0 | 0 | 0 |  | 0 | 0 | 0 |  | #VALUE! | #VALUE! | #VALUE! | #VALUE! |  |  | #VALUE! | #VALUE! | 0 | 0 | 0.20123 | 0.20123 | #VALUE! | #VALUE! | #VALUE! | #VALUE! | 0 | 0 | 0.20123 | 0.20123 | #VALUE! | #VALUE! | #VALUE! | #VALUE! | 0 | 0 | 0.20123 | 0.20123 | #VALUE! | #VALUE! |  |  |  | #VALUE! | #VALUE! | #VALUE! | #VALUE! | #VALUE! | #VALUE! | #VALUE!
Sunday | 9 | 25 | 11 | 6419 | 0 | 0 | 0 | 0 | 0 | 0 | 0 | 0 | 0 | 0 | 0 | 0 | 0 | 0 | 0 | 0 | 0 | 0 | 0 | 0 | 0 | 0 | 0 | 0 | 0.029204 | 0 | 0 | 0.0092 | 0.056 | 0 | 0 | 0 | 0 | 0 | 0 | 0 | 0 | 0 | 0 | 0 |  | 0 | 0 | 0 |  | #VALUE! | #VALUE! | #VALUE! | #VALUE! |  |  | #VALUE! | #VALUE! | 0 | 0 | 0.20123 | 0.20123 | #VALUE! | #VALUE! | #VALUE! | #VALUE! | 0 | 0 | 0.20123 | 0.20123 | #VALUE! | #VALUE! | #VALUE! | #VALUE! | 0 | 0 | 0.20123 | 0.20123 | #VALUE! | #VALUE! |  |  |  | #VALUE! | #VALUE! | #VALUE! | #VALUE! | #VALUE! | #VALUE! | #VALUE!
Sunday | 9 | 25 | 12 | 6420 | 0 | 0 | 0 | 0 | 0 | 0 | 0 | 0 | 0 | 0 | 0 | 0 | 0 | 0 | 0 | 0 | 0 | 0 | 0 | 0 | 0 | 0 | 0 | 0 | 0.031784 | 0 | 0.093605 | 0.015264 | 0.074 | 0 | 0 | 0 | 0 | 0 | 0 | 0 | 0 | 0 | 0 | 0 |  | 0 | 0 | 0 |  | #VALUE! | #VALUE! | #VALUE! | #VALUE! |  |  | #VALUE! | #VALUE! | 0 | 0 | 0.20123 | 0.20123 | #VALUE! | #VALUE! | #VALUE! | #VALUE! | 0 | 0 | 0.20123 | 0.20123 | #VALUE! | #VALUE! | #VALUE! | #VALUE! | 0 | 0 | 0.20123 | 0.20123 | #VALUE! | #VALUE! |  |  |  | #VALUE! | #VALUE! | #VALUE! | #VALUE! | #VALUE! | #VALUE! | #VALUE!
Sunday | 9 | 25 | 13 | 6421 | 0 | 0 | 0 | 0 | 0 | 0 | 0 | 0 | 0 | 0 | 0 | 0 | 0 | 0 | 0 | 0 | 0 | 0 | 0 | 0 | 0 | 0 | 0 | 0 | 0.031982 | 0 | 0 | 0.039532 | 0.109 | 0 | 0 | 0 | 0 | 0 | 0 | 0 | 0 | 0 | 0 | 0 |  | 0 | 0 | 0 |  | #VALUE! | #VALUE! | #VALUE! | #VALUE! |  |  | #VALUE! | #VALUE! | 0 | 0 | 0.20123 | 0.20123 | #VALUE! | #VALUE! | #VALUE! | #VALUE! | 0 | 0 | 0.20123 | 0.20123 | #VALUE! | #VALUE! | #VALUE! | #VALUE! | 0 | 0 | 0.20123 | 0.20123 | #VALUE! | #VALUE! |  |  |  | #VALUE! | #VALUE! | #VALUE! | #VALUE! | #VALUE! | #VALUE! | #VALUE!
Sunday | 9 | 25 | 14 | 6422 | 0 | 0 | 0 | 0 | 0 | 0 | 0 | 0 | 0 | 0 | 0 | 0 | 0 | 0 | 0 | 0 | 0 | 0 | 0 | 0 | 0 | 0 | 0 | 0 | 0.028294 | 0 | 0 | 0.045988 | 0.109 | 0 | 0 | 0 | 0 | 0 | 0 | 0 | 0 | 0 | 0 | 0 |  | 0 | 0 | 0 |  | #VALUE! | #VALUE! | #VALUE! | #VALUE! |  |  | #VALUE! | #VALUE! | 0 | 0 | 0.20123 | 0.20123 | #VALUE! | #VALUE! | #VALUE! | #VALUE! | 0 | 0 | 0.20123 | 0.20123 | #VALUE! | #VALUE! | #VALUE! | #VALUE! | 0 | 0 | 0.20123 | 0.20123 | #VALUE! | #VALUE! |  |  |  | #VALUE! | #VALUE! | #VALUE! | #VALUE! | #VALUE! | #VALUE! | #VALUE!
Sunday | 9 | 25 | 15 | 6423 | 0 | 0 | 0 | 0 | 0 | 0 | 0 | 0 | 0 | 0 | 0 | 0 | 0 | 0 | 0 | 0 | 0 | 0 | 0 | 0 | 0 | 0 | 0 | 0 | 0.028057 | 0 | 0.00011621 | 0.039777 | 0.092 | 0 | 0 | 0 | 0 | 0 | 0 | 0 | 0 | 0 | 0 | 0 |  | 0 | 0 | 0 |  | #VALUE! | #VALUE! | #VALUE! | #VALUE! |  |  | #VALUE! | #VALUE! | 0 | 0 | 0.20123 | 0.20123 | #VALUE! | #VALUE! | #VALUE! | #VALUE! | 0 | 0 | 0.20123 | 0.20123 | #VALUE! | #VALUE! | #VALUE! | #VALUE! | 0 | 0 | 0.20123 | 0.20123 | #VALUE! | #VALUE! |  |  |  | #VALUE! | #VALUE! | #VALUE! | #VALUE! | #VALUE! | #VALUE! | #VALUE!
Sunday | 9 | 25 | 16 | 6424 | 0 | 0 | 0 | 0 | 0 | 0 | 0 | 0 | 0 | 0 | 0 | 0 | 0 | 0 | 0 | 0 | 0 | 0 | 0 | 0 | 0 | 0 | 0 | 0 | 0.029157 | 0 | 0 | 0.030619 | 0.074 | 0 | 0 | 0 | 0 | 0 | 0 | 0 | 0 | 0 | 0 | 0 |  | 0 | 0 | 0 |  | #VALUE! | #VALUE! | #VALUE! | #VALUE! |  |  | #VALUE! | #VALUE! | 0 | 0 | 0.20123 | 0.20123 | #VALUE! | #VALUE! | #VALUE! | #VALUE! | 0 | 0 | 0.20123 | 0.20123 | #VALUE! | #VALUE! | #VALUE! | #VALUE! | 0 | 0 | 0.20123 | 0.20123 | #VALUE! | #VALUE! |  |  |  | #VALUE! | #VALUE! | #VALUE! | #VALUE! | #VALUE! | #VALUE! | #VALUE!
Sunday | 9 | 25 | 17 | 6425 | 0 | 0 | 0 | 0 | 0 | 0 | 0 | 0 | 0 | 0 | 0 | 0 | 0 | 0 | 0 | 0 | 0 | 0 | 0 | 0 | 0 | 0 | 0 | 0 | 0.025938 | 0 | 0 | 0.011449 | 0.038 | 0 | 0 | 0 | 0 | 0 | 0 | 0 | 0 | 0 | 0 | 0 |  | 0 | 0 | 0 |  | #VALUE! | #VALUE! | #VALUE! | #VALUE! |  |  | #VALUE! | #VALUE! | 0 | 0 | 0.20123 | 0.20123 | #VALUE! | #VALUE! | #VALUE! | #VALUE! | 0 | 0 | 0.20123 | 0.20123 | #VALUE! | #VALUE! | #VALUE! | #VALUE! | 0 | 0 | 0.20123 | 0.20123 | #VALUE! | #VALUE! |  |  |  | #VALUE! | #VALUE! | #VALUE! | #VALUE! | #VALUE! | #VALUE! | #VALUE!
Sunday | 9 | 25 | 18 | 6426 | 0 | 0 | 0 | 0 | 0 | 0 | 0 | 0 | 0 | 0 | 0 | 0 | 0 | 0 | 0 | 0 | 0 | 0 | 0 | 0 | 0 | 0 | 0 | 0 | 0.011094 | 0 | 0 | 0 | 0 | 0 | 0 | 0 | 0 | 0 | 0 | 0 | 0 | 0 | 0 | 0 |  | 0 | 0 | 0 |  | #VALUE! | #VALUE! | #VALUE! | #VALUE! |  |  | #VALUE! | #VALUE! | 0 | 0 | 0.20123 | 0.20123 | #VALUE! | #VALUE! | #VALUE! | #VALUE! | 0 | 0 | 0.20123 | 0.20123 | #VALUE! | #VALUE! | #VALUE! | #VALUE! | 0 | 0 | 0.20123 | 0.20123 | #VALUE! | #VALUE! |  |  |  | #VALUE! | #VALUE! | #VALUE! | #VALUE! | #VALUE! | #VALUE! | #VALUE!
Sunday | 9 | 25 | 19 | 6427 | 0 | 0 | 0 | 0 | 0 | 0 | 0 | 0 | 0 | 0 | 0 | 0 | 0 | 0 | 0 | 0 | 0 | 0 | 0 | 0 | 0 | 0 | 0 | 0 | 0 | 0 | 0 | 0 | 0 | 0 | 0 | 0 | 0 | 0 | 0 | 0 | 0 | 0 | 0 | 0 |  | 0 | 0 | 0 |  | #VALUE! | #VALUE! | #VALUE! | #VALUE! |  |  | #VALUE! | #VALUE! | 0 | 0 | 0.20123 | 0.20123 | #VALUE! | #VALUE! | #VALUE! | #VALUE! | 0 | 0 | 0.20123 | 0.20123 | #VALUE! | #VALUE! | #VALUE! | #VALUE! | 0 | 0 | 0.20123 | 0.20123 | #VALUE! | #VALUE! |  |  |  | #VALUE! | #VALUE! | #VALUE! | #VALUE! | #VALUE! | #VALUE! | #VALUE!
Sunday | 9 | 25 | 20 | 6428 | 0 | 0 | 0 | 0 | 0 | 0 | 0 | 0 | 0 | 0 | 0 | 0 | 0 | 0 | 0 | 0 | 0 | 0 | 0 | 0 | 0 | 0 | 0 | 0 | 0 | 0 | 0 | 0 | 0 | 0 | 0 | 0 | 0 | 0 | 0 | 0 | 0 | 0 | 0 | 0 |  | 0 | 0 | 0 |  | #VALUE! | #VALUE! | #VALUE! | #VALUE! |  |  | #VALUE! | #VALUE! | 0 | 0 | 0.20123 | 0.20123 | #VALUE! | #VALUE! | #VALUE! | #VALUE! | 0 | 0 | 0.20123 | 0.20123 | #VALUE! | #VALUE! | #VALUE! | #VALUE! | 0 | 0 | 0.20123 | 0.20123 | #VALUE! | #VALUE! |  |  |  | #VALUE! | #VALUE! | #VALUE! | #VALUE! | #VALUE! | #VALUE! | #VALUE!
Sunday | 9 | 25 | 21 | 6429 | 0 | 0 | 0 | 0 | 0 | 0 | 0 | 0 | 0 | 0 | 0 | 0 | 0 | 0 | 0 | 0 | 0 | 0 | 0 | 0 | 0 | 0 | 0 | 0 | 0.0021403 | 0 | 0 | 0 | 0 | 0 | 0 | 0 | 0 | 0 | 0 | 0 | 0 | 0 | 0 | 0 |  | 0 | 0 | 0 |  | #VALUE! | #VALUE! | #VALUE! | #VALUE! |  |  | #VALUE! | #VALUE! | 0 | 0 | 0.20123 | 0.20123 | #VALUE! | #VALUE! | #VALUE! | #VALUE! | 0 | 0 | 0.20123 | 0.20123 | #VALUE! | #VALUE! | #VALUE! | #VALUE! | 0 | 0 | 0.20123 | 0.20123 | #VALUE! | #VALUE! |  |  |  | #VALUE! | #VALUE! | #VALUE! | #VALUE! | #VALUE! | #VALUE! | #VALUE!
Sunday | 9 | 25 | 22 | 6430 | 0 | 0 | 0 | 0 | 0 | 0 | 0 | 0 | 0 | 0 | 0 | 0 | 0 | 0 | 0 | 0 | 0 | 0 | 0 | 0 | 0 | 0 | 0 | 0 | 0 | 0 | 0 | 0 | 0 | 0 | 0 | 0 | 0 | 0 | 0 | 0 | 0 | 0 | 0 | 0 |  | 0 | 0 | 0 |  | #VALUE! | #VALUE! | #VALUE! | #VALUE! |  |  | #VALUE! | #VALUE! | 0 | 0 | 0.20123 | 0.20123 | #VALUE! | #VALUE! | #VALUE! | #VALUE! | 0 | 0 | 0.20123 | 0.20123 | #VALUE! | #VALUE! | #VALUE! | #VALUE! | 0 | 0 | 0.20123 | 0.20123 | #VALUE! | #VALUE! |  |  |  | #VALUE! | #VALUE! | #VALUE! | #VALUE! | #VALUE! | #VALUE! | #VALUE!
Sunday | 9 | 25 | 23 | 6431 | 0 | 0 | 0 | 0 | 0 | 0 | 0 | 0 | 0 | 0 | 0 | 0 | 0 | 0 | 0 | 0 | 0 | 0 | 0 | 0 | 0 | 0 | 0 | 0 | 0 | 0 | 0 | 0 | 0 | 0 | 0 | 0 | 0 | 0 | 0 | 0 | 0 | 0 | 0 | 0 |  | 0 | 0 | 0 |  | #VALUE! | #VALUE! | #VALUE! | #VALUE! |  |  | #VALUE! | #VALUE! | 0 | 0 | 0.20123 | 0.20123 | #VALUE! | #VALUE! | #VALUE! | #VALUE! | 0 | 0 | 0.20123 | 0.20123 | #VALUE! | #VALUE! | #VALUE! | #VALUE! | 0 | 0 | 0.20123 | 0.20123 | #VALUE! | #VALUE! |  |  |  | #VALUE! | #VALUE! | #VALUE! | #VALUE! | #VALUE! | #VALUE! | #VALUE!
Sunday | 9 | 25 | 24 | 6432 | 0 | 0 | 0 | 0 | 0 | 0 | 0 | 0 | 0 | 0 | 0 | 0 | 0 | 0 | 0 | 0 | 0 | 0 | 0 | 0 | 0 | 0 | 0 | 0 | 0 | 0 | 0 | 0 | 0 | 0 | 0 | 0 | 0 | 0 | 0 | 0 | 0 | 0 | 0 | 0 |  | 0 | 0 | 0 |  | #VALUE! | #VALUE! | #VALUE! | #VALUE! |  |  | #VALUE! | #VALUE! | 0 | 0 | 0.20123 | 0.20123 | #VALUE! | #VALUE! | #VALUE! | #VALUE! | 0 | 0 | 0.20123 | 0.20123 | #VALUE! | #VALUE! | #VALUE! | #VALUE! | 0 | 0 | 0.20123 | 0.20123 | #VALUE! | #VALUE! |  |  |  | #VALUE! | #VALUE! | #VALUE! | #VALUE! | #VALUE! | #VALUE! | #VALUE!
Monday | 9 | 26 | 1 | 6433 | 0 | 0 | 0 | 0 | 0 | 0 | 0 | 0 | 0 | 0 | 0 | 0 | 0 | 0 | 0 | 0 | 0 | 0 | 0 | 0 | 0 | 0 | 0 | 0 | 0 | 0 | 0 | 0 | 0 | 0 | 0 | 0 | 0 | 0 | 0 | 0 | 0 | 0 | 0 | 0 |  | 0 | 0 | 0 |  | #VALUE! | #VALUE! | #VALUE! | #VALUE! |  |  | #VALUE! | #VALUE! | 0 | 0 | 0.20123 | 0.20123 | #VALUE! | #VALUE! | #VALUE! | #VALUE! | 0 | 0 | 0.20123 | 0.20123 | #VALUE! | #VALUE! | #VALUE! | #VALUE! | 0 | 0 | 0.20123 | 0.20123 | #VALUE! | #VALUE! |  |  |  | #VALUE! | #VALUE! | #VALUE! | #VALUE! | #VALUE! | #VALUE! | #VALUE!
Monday | 9 | 26 | 2 | 6434 | 0 | 0 | 0 | 0 | 0 | 0 | 0 | 0 | 0 | 0 | 0 | 0 | 0 | 0 | 0 | 0 | 0 | 0 | 0 | 0 | 0 | 0 | 0 | 0 | 0 | 0 | 0 | 0 | 0 | 0 | 0 | 0 | 0 | 0 | 0 | 0 | 0 | 0 | 0 | 0 |  | 0 | 0 | 0 |  | #VALUE! | #VALUE! | #VALUE! | #VALUE! |  |  | #VALUE! | #VALUE! | 0 | 0 | 0.20123 | 0.20123 | #VALUE! | #VALUE! | #VALUE! | #VALUE! | 0 | 0 | 0.20123 | 0.20123 | #VALUE! | #VALUE! | #VALUE! | #VALUE! | 0 | 0 | 0.20123 | 0.20123 | #VALUE! | #VALUE! |  |  |  | #VALUE! | #VALUE! | #VALUE! | #VALUE! | #VALUE! | #VALUE! | #VALUE!
Monday | 9 | 26 | 3 | 6435 | 0 | 0 | 0 | 0 | 0 | 0 | 0 | 0 | 0 | 0 | 0 | 0 | 0 | 0 | 0 | 0 | 0 | 0 | 0 | 0 | 0 | 0 | 0 | 0 | 0 | 0 | 0 | 0 | 0 | 0 | 0 | 0 | 0 | 0 | 0 | 0 | 0 | 0 | 0 | 0 |  | 0 | 0 | 0 |  | #VALUE! | #VALUE! | #VALUE! | #VALUE! |  |  | #VALUE! | #VALUE! | 0 | 0 | 0.20123 | 0.20123 | #VALUE! | #VALUE! | #VALUE! | #VALUE! | 0 | 0 | 0.20123 | 0.20123 | #VALUE! | #VALUE! | #VALUE! | #VALUE! | 0 | 0 | 0.20123 | 0.20123 | #VALUE! | #VALUE! |  |  |  | #VALUE! | #VALUE! | #VALUE! | #VALUE! | #VALUE! | #VALUE! | #VALUE!
Monday | 9 | 26 | 4 | 6436 | 0 | 0 | 0 | 0 | 0 | 0 | 0 | 0 | 0 | 0 | 0 | 0 | 0 | 0 | 0 | 0 | 0 | 0 | 0 | 0 | 0 | 0 | 0 | 0 | 0 | 0 | 0 | 0 | 0 | 0 | 0 | 0 | 0 | 0 | 0 | 0 | 0 | 0 | 0 | 0 |  | 0 | 0 | 0 |  | #VALUE! | #VALUE! | #VALUE! | #VALUE! |  |  | #VALUE! | #VALUE! | 0 | 0 | 0.20123 | 0.20123 | #VALUE! | #VALUE! | #VALUE! | #VALUE! | 0 | 0 | 0.20123 | 0.20123 | #VALUE! | #VALUE! | #VALUE! | #VALUE! | 0 | 0 | 0.20123 | 0.20123 | #VALUE! | #VALUE! |  |  |  | #VALUE! | #VALUE! | #VALUE! | #VALUE! | #VALUE! | #VALUE! | #VALUE!
Monday | 9 | 26 | 5 | 6437 | 0 | 0 | 0 | 0 | 0 | 0 | 0 | 0 | 0 | 0 | 0 | 0 | 0 | 0 | 0 | 0 | 0 | 0 | 0 | 0 | 0 | 0 | 0 | 0 | 0 | 0 | 0 | 0 | 0 | 0 | 0 | 0 | 0 | 0 | 0 | 0 | 0 | 0 | 0 | 0 |  | 0 | 0 | 0 |  | #VALUE! | #VALUE! | #VALUE! | #VALUE! |  |  | #VALUE! | #VALUE! | 0 | 0 | 0.20123 | 0.20123 | #VALUE! | #VALUE! | #VALUE! | #VALUE! | 0 | 0 | 0.20123 | 0.20123 | #VALUE! | #VALUE! | #VALUE! | #VALUE! | 0 | 0 | 0.20123 | 0.20123 | #VALUE! | #VALUE! |  |  |  | #VALUE! | #VALUE! | #VALUE! | #VALUE! | #VALUE! | #VALUE! | #VALUE!
Monday | 9 | 26 | 6 | 6438 | 0 | 0 | 0 | 0 | 0 | 0 | 0 | 0 | 0 | 0 | 0 | 0 | 0 | 0 | 0 | 0 | 0 | 0 | 0 | 0 | 0 | 0 | 0 | 0 | 0.0029888 | 0 | 0 | 0 | 0 | 0 | 0 | 0 | 0 | 0 | 0 | 0 | 0 | 0 | 0 | 0 |  | 0 | 0 | 0 |  | #VALUE! | #VALUE! | #VALUE! | #VALUE! |  |  | #VALUE! | #VALUE! | 0 | 0 | 0.20123 | 0.20123 | #VALUE! | #VALUE! | #VALUE! | #VALUE! | 0 | 0 | 0.20123 | 0.20123 | #VALUE! | #VALUE! | #VALUE! | #VALUE! | 0 | 0 | 0.20123 | 0.20123 | #VALUE! | #VALUE! |  |  |  | #VALUE! | #VALUE! | #VALUE! | #VALUE! | #VALUE! | #VALUE! | #VALUE!
Monday | 9 | 26 | 7 | 6439 | 0 | 0 | 0 | 0 | 0 | 0 | 0 | 0 | 0 | 0 | 0 | 0 | 0 | 0 | 0 | 0 | 0 | 0 | 0 | 0 | 0 | 0 | 0 | 0 | 0 | 0 | 0 | 0 | 0 | 0 | 0 | 0 | 0 | 0 | 0 | 0 | 0 | 0 | 0 | 0 |  | 0 | 0 | 0 |  | #VALUE! | #VALUE! | #VALUE! | #VALUE! |  |  | #VALUE! | #VALUE! | 0 | 0 | 0.20123 | 0.20123 | #VALUE! | #VALUE! | #VALUE! | #VALUE! | 0 | 0 | 0.20123 | 0.20123 | #VALUE! | #VALUE! | #VALUE! | #VALUE! | 0 | 0 | 0.20123 | 0.20123 | #VALUE! | #VALUE! |  |  |  | #VALUE! | #VALUE! | #VALUE! | #VALUE! | #VALUE! | #VALUE! | #VALUE!
Monday | 9 | 26 | 8 | 6440 | 0 | 0 | 0 | 0 | 0 | 0 | 0 | 0 | 0 | 0 | 0 | 0 | 0 | 0 | 0 | 0 | 0 | 0 | 0 | 0 | 0 | 0 | 0 | 0 | 0.0020033 | 0 | 0 | 0 | 0 | 0 | 0 | 0 | 0 | 0 | 0 | 0 | 0 | 0 | 0 | 0 |  | 0 | 0 | 0 |  | #VALUE! | #VALUE! | #VALUE! | #VALUE! |  |  | #VALUE! | #VALUE! | 0 | 0 | 0.20123 | 0.20123 | #VALUE! | #VALUE! | #VALUE! | #VALUE! | 0 | 0 | 0.20123 | 0.20123 | #VALUE! | #VALUE! | #VALUE! | #VALUE! | 0 | 0 | 0.20123 | 0.20123 | #VALUE! | #VALUE! |  |  |  | #VALUE! | #VALUE! | #VALUE! | #VALUE! | #VALUE! | #VALUE! | #VALUE!
Monday | 9 | 26 | 9 | 6441 | 0 | 0 | 0 | 0 | 0 | 0 | 0 | 0 | 0 | 0 | 0 | 0 | 0 | 0 | 0 | 0 | 0 | 0 | 0 | 0 | 0 | 0 | 0 | 0 | 0 | 0 | 0 | 0 | 0 | 0 | 0 | 0 | 0 | 0 | 0 | 0 | 0 | 0 | 0 | 0 |  | 0 | 0 | 0 |  | #VALUE! | #VALUE! | #VALUE! | #VALUE! |  |  | #VALUE! | #VALUE! | 0 | 0 | 0.20123 | 0.20123 | #VALUE! | #VALUE! | #VALUE! | #VALUE! | 0 | 0 | 0.20123 | 0.20123 | #VALUE! | #VALUE! | #VALUE! | #VALUE! | 0 | 0 | 0.20123 | 0.20123 | #VALUE! | #VALUE! |  |  |  | #VALUE! | #VALUE! | #VALUE! | #VALUE! | #VALUE! | #VALUE! | #VALUE!
Monday | 9 | 26 | 10 | 6442 | 0 | 0 | 0 | 0 | 0 | 0 | 0 | 0 | 0 | 0 | 0 | 0 | 0 | 0 | 0 | 0 | 0 | 0 | 0 | 0 | 0 | 0 | 0 | 0 | 0.02424 | 0 | 0 | 0.003331 | 0 | 0 | 0 | 0 | 0 | 0 | 0 | 0 | 0 | 0 | 0 | 0 |  | 0 | 0 | 0 |  | #VALUE! | #VALUE! | #VALUE! | #VALUE! |  |  | #VALUE! | #VALUE! | 0 | 0 | 0.20123 | 0.20123 | #VALUE! | #VALUE! | #VALUE! | #VALUE! | 0 | 0 | 0.20123 | 0.20123 | #VALUE! | #VALUE! | #VALUE! | #VALUE! | 0 | 0 | 0.20123 | 0.20123 | #VALUE! | #VALUE! |  |  |  | #VALUE! | #VALUE! | #VALUE! | #VALUE! | #VALUE! | #VALUE! | #VALUE!
Monday | 9 | 26 | 11 | 6443 | 0 | 0 | 0 | 0 | 0 | 0 | 0 | 0 | 0 | 0 | 0 | 0 | 0 | 0 | 0 | 0 | 0 | 0 | 0 | 0 | 0 | 0 | 0 | 0 | 0.029613 | 0 | 0 | 0.012214 | 0.036 | 0 | 0 | 0 | 0 | 0 | 0 | 0 | 0 | 0 | 0 | 0 |  | 0 | 0 | 0 |  | #VALUE! | #VALUE! | #VALUE! | #VALUE! |  |  | #VALUE! | #VALUE! | 0 | 0 | 0.20123 | 0.20123 | #VALUE! | #VALUE! | #VALUE! | #VALUE! | 0 | 0 | 0.20123 | 0.20123 | #VALUE! | #VALUE! | #VALUE! | #VALUE! | 0 | 0 | 0.20123 | 0.20123 | #VALUE! | #VALUE! |  |  |  | #VALUE! | #VALUE! | #VALUE! | #VALUE! | #VALUE! | #VALUE! | #VALUE!
Monday | 9 | 26 | 12 | 6444 | 0 | 0 | 0 | 0 | 0 | 0 | 0 | 0 | 0 | 0 | 0 | 0 | 0 | 0 | 0 | 0 | 0 | 0 | 0 | 0 | 0 | 0 | 0 | 0 | 0.029715 | 0 | 0 | 0.025128 | 0.089 | 0 | 0 | 0 | 0 | 0 | 0 | 0 | 0 | 0 | 0 | 0 |  | 0 | 0 | 0 |  | #VALUE! | #VALUE! | #VALUE! | #VALUE! |  |  | #VALUE! | #VALUE! | 0 | 0 | 0.20123 | 0.20123 | #VALUE! | #VALUE! | #VALUE! | #VALUE! | 0 | 0 | 0.20123 | 0.20123 | #VALUE! | #VALUE! | #VALUE! | #VALUE! | 0 | 0 | 0.20123 | 0.20123 | #VALUE! | #VALUE! |  |  |  | #VALUE! | #VALUE! | #VALUE! | #VALUE! | #VALUE! | #VALUE! | #VALUE!
Monday | 9 | 26 | 13 | 6445 | 0 | 0 | 0 | 0 | 0 | 0 | 0 | 0 | 0 | 0 | 0 | 0 | 0 | 0 | 0 | 0 | 0 | 0 | 0 | 0 | 0 | 0 | 0 | 0 | 0.031104 | 0 | 0 | 0.036465 | 0.123 | 0 | 0 | 0 | 0 | 0 | 0 | 0 | 0 | 0 | 0 | 0 |  | 0 | 0 | 0 |  | #VALUE! | #VALUE! | #VALUE! | #VALUE! |  |  | #VALUE! | #VALUE! | 0 | 0 | 0.20123 | 0.20123 | #VALUE! | #VALUE! | #VALUE! | #VALUE! | 0 | 0 | 0.20123 | 0.20123 | #VALUE! | #VALUE! | #VALUE! | #VALUE! | 0 | 0 | 0.20123 | 0.20123 | #VALUE! | #VALUE! |  |  |  | #VALUE! | #VALUE! | #VALUE! | #VALUE! | #VALUE! | #VALUE! | #VALUE!
Monday | 9 | 26 | 14 | 6446 | 0 | 0 | 0 | 0 | 0 | 0 | 0 | 0 | 0 | 0 | 0 | 0 | 0 | 0 | 0 | 0 | 0 | 0 | 0 | 0 | 0 | 0 | 0 | 0.00028125 | 0.030148 | 0 | 0.00048566 | 0.065867 | 0.162 | 0 | 0 | 0 | 0 | 0 | 0 | 0 | 0 | 0 | 0 | 0 |  | 0 | 0 | 0 |  | #VALUE! | #VALUE! | #VALUE! | #VALUE! |  |  | #VALUE! | #VALUE! | 0 | 0 | 0.20123 | 0.20123 | #VALUE! | #VALUE! | #VALUE! | #VALUE! | 0 | 0 | 0.20123 | 0.20123 | #VALUE! | #VALUE! | #VALUE! | #VALUE! | 0 | 0 | 0.20123 | 0.20123 | #VALUE! | #VALUE! |  |  |  | #VALUE! | #VALUE! | #VALUE! | #VALUE! | #VALUE! | #VALUE! | #VALUE!
Monday | 9 | 26 | 15 | 6447 | 0 | 0 | 0 | 0 | 0 | 0 | 0 | 0 | 0 | 0 | 0 | 0 | 0 | 0 | 0 | 0 | 0 | 0 | 0 | 0 | 0 | 0 | 0 | 0.0021165 | 0.030194 | 0 | 0.00084412 | 0.084401 | 0.18 | 0 | 0 | 0 | 0 | 0 | 0 | 0 | 0 | 0 | 0 | 0 |  | 0 | 0 | 0 |  | #VALUE! | #VALUE! | #VALUE! | #VALUE! |  |  | #VALUE! | #VALUE! | 0 | 0 | 0.20123 | 0.20123 | #VALUE! | #VALUE! | #VALUE! | #VALUE! | 0 | 0 | 0.20123 | 0.20123 | #VALUE! | #VALUE! | #VALUE! | #VALUE! | 0 | 0 | 0.20123 | 0.20123 | #VALUE! | #VALUE! |  |  |  | #VALUE! | #VALUE! | #VALUE! | #VALUE! | #VALUE! | #VALUE! | #VALUE!
Monday | 9 | 26 | 16 | 6448 | 0 | 0 | 0 | 0 | 0 | 0 | 0 | 0 | 0 | 0 | 0 | 0 | 0 | 0 | 0 | 0 | 0 | 0 | 0 | 0 | 0 | 0 | 0 | 0.015328 | 0.02756 | 0 | 0.0015148 | 0.11814 | 0.214 | 0 | 0 | 0 | 0 | 0 | 0 | 0 | 0 | 0 | 0 | 0 |  | 0 | 0 | 0 |  | #VALUE! | #VALUE! | #VALUE! | #VALUE! |  |  | #VALUE! | #VALUE! | 0 | 0 | 0.20123 | 0.20123 | #VALUE! | #VALUE! | #VALUE! | #VALUE! | 0 | 0 | 0.20123 | 0.20123 | #VALUE! | #VALUE! | #VALUE! | #VALUE! | 0 | 0 | 0.20123 | 0.20123 | #VALUE! | #VALUE! |  |  |  | #VALUE! | #VALUE! | #VALUE! | #VALUE! | #VALUE! | #VALUE! | #VALUE!
Monday | 9 | 26 | 17 | 6449 | 0 | 0 | 0 | 0 | 0 | 0 | 0 | 0 | 0 | 0 | 0 | 0 | 0 | 0 | 0 | 0 | 0 | 0 | 0 | 0 | 0 | 0 | 0 | 0.0072576 | 0.027297 | 0 | 0.0012141 | 0.10274 | 0.197 | 0 | 0 | 0 | 0 | 0 | 0 | 0 | 0 | 0 | 0 | 0 |  | 0 | 0 | 0 |  | #VALUE! | #VALUE! | #VALUE! | #VALUE! |  |  | #VALUE! | #VALUE! | 0 | 0 | 0.20123 | 0.20123 | #VALUE! | #VALUE! | #VALUE! | #VALUE! | 0 | 0 | 0.20123 | 0.20123 | #VALUE! | #VALUE! | #VALUE! | #VALUE! | 0 | 0 | 0.20123 | 0.20123 | #VALUE! | #VALUE! |  |  |  | #VALUE! | #VALUE! | #VALUE! | #VALUE! | #VALUE! | #VALUE! | #VALUE!
Monday | 9 | 26 | 18 | 6450 | 0 | 0 | 0 | 0 | 0 | 0 | 0 | 0 | 0 | 0 | 0 | 0 | 0 | 0 | 0 | 0 | 0 | 0 | 0 | 0 | 0 | 0 | 0 | 0.000625 | 0.027695 | 0 | 0.0005666 | 0.074834 | 0.168 | 0 | 0 | 0 | 0 | 0 | 0 | 0 | 0 | 0 | 0 | 0 |  | 0 | 0 | 0 |  | #VALUE! | #VALUE! | #VALUE! | #VALUE! |  |  | #VALUE! | #VALUE! | 0 | 0 | 0.20123 | 0.20123 | #VALUE! | #VALUE! | #VALUE! | #VALUE! | 0 | 0 | 0.20123 | 0.20123 | #VALUE! | #VALUE! | #VALUE! | #VALUE! | 0 | 0 | 0.20123 | 0.20123 | #VALUE! | #VALUE! |  |  |  | #VALUE! | #VALUE! | #VALUE! | #VALUE! | #VALUE! | #VALUE! | #VALUE!
Monday | 9 | 26 | 19 | 6451 | 0 | 0 | 0 | 0 | 0 | 0 | 0 | 0 | 0 | 0 | 0 | 0 | 0 | 0 | 0 | 0 | 0 | 0 | 0 | 0 | 0 | 0 | 0 | 0 | 0.019833 | 0 | 0 | 0.034852 | 0.109 | 0 | 0 | 0 | 0 | 0 | 0 | 0 | 0 | 0 | 0 | 0 |  | 0 | 0 | 0 |  | #VALUE! | #VALUE! | #VALUE! | #VALUE! |  |  | #VALUE! | #VALUE! | 0 | 0 | 0.20123 | 0.20123 | #VALUE! | #VALUE! | #VALUE! | #VALUE! | 0 | 0 | 0.20123 | 0.20123 | #VALUE! | #VALUE! | #VALUE! | #VALUE! | 0 | 0 | 0.20123 | 0.20123 | #VALUE! | #VALUE! |  |  |  | #VALUE! | #VALUE! | #VALUE! | #VALUE! | #VALUE! | #VALUE! | #VALUE!
Monday | 9 | 26 | 20 | 6452 | 0 | 0 | 0 | 0 | 0 | 0 | 0 | 0 | 0 | 0 | 0 | 0 | 0 | 0 | 0 | 0 | 0 | 0 | 0 | 0 | 0 | 0 | 0 | 0 | 0.011146 | 0 | 0 | 0.014202 | 0.07 | 0 | 0 | 0 | 0 | 0 | 0 | 0 | 0 | 0 | 0 | 0 |  | 0 | 0 | 0 |  | #VALUE! | #VALUE! | #VALUE! | #VALUE! |  |  | #VALUE! | #VALUE! | 0 | 0 | 0.20123 | 0.20123 | #VALUE! | #VALUE! | #VALUE! | #VALUE! | 0 | 0 | 0.20123 | 0.20123 | #VALUE! | #VALUE! | #VALUE! | #VALUE! | 0 | 0 | 0.20123 | 0.20123 | #VALUE! | #VALUE! |  |  |  | #VALUE! | #VALUE! | #VALUE! | #VALUE! | #VALUE! | #VALUE! | #VALUE!
Monday | 9 | 26 | 21 | 6453 | 0 | 0 | 0 | 0 | 0 | 0 | 0 | 0 | 0 | 0 | 0 | 0 | 0 | 0 | 0 | 0 | 0 | 0 | 0 | 0 | 0 | 0 | 0 | 0 | 0.0085297 | 0 | 0 | 0.012214 | 0.063 | 0 | 0 | 0 | 0 | 0 | 0 | 0 | 0 | 0 | 0 | 0 |  | 0 | 0 | 0 |  | #VALUE! | #VALUE! | #VALUE! | #VALUE! |  |  | #VALUE! | #VALUE! | 0 | 0 | 0.20123 | 0.20123 | #VALUE! | #VALUE! | #VALUE! | #VALUE! | 0 | 0 | 0.20123 | 0.20123 | #VALUE! | #VALUE! | #VALUE! | #VALUE! | 0 | 0 | 0.20123 | 0.20123 | #VALUE! | #VALUE! |  |  |  | #VALUE! | #VALUE! | #VALUE! | #VALUE! | #VALUE! | #VALUE! | #VALUE!
Monday | 9 | 26 | 22 | 6454 | 0 | 0 | 0 | 0 | 0 | 0 | 0 | 0 | 0 | 0 | 0 | 0 | 0 | 0 | 0 | 0 | 0 | 0 | 0 | 0 | 0 | 0 | 0 | 0 | 0 | 0 | 0 | 0.0063448 | 0.017 | 0 | 0 | 0 | 0 | 0 | 0 | 0 | 0 | 0 | 0 | 0 |  | 0 | 0 | 0 |  | #VALUE! | #VALUE! | #VALUE! | #VALUE! |  |  | #VALUE! | #VALUE! | 0 | 0 | 0.20123 | 0.20123 | #VALUE! | #VALUE! | #VALUE! | #VALUE! | 0 | 0 | 0.20123 | 0.20123 | #VALUE! | #VALUE! | #VALUE! | #VALUE! | 0 | 0 | 0.20123 | 0.20123 | #VALUE! | #VALUE! |  |  |  | #VALUE! | #VALUE! | #VALUE! | #VALUE! | #VALUE! | #VALUE! | #VALUE!
Monday | 9 | 26 | 23 | 6455 | 0 | 0 | 0 | 0 | 0 | 0 | 0 | 0 | 0 | 0 | 0 | 0 | 0 | 0 | 0 | 0 | 0 | 0 | 0 | 0 | 0 | 0 | 0 | 0 | 0 | 0 | 0 | 0.003331 | 0 | 0 | 0 | 0 | 0 | 0 | 0 | 0 | 0 | 0 | 0 | 0 |  | 0 | 0 | 0 |  | #VALUE! | #VALUE! | #VALUE! | #VALUE! |  |  | #VALUE! | #VALUE! | 0 | 0 | 0.20123 | 0.20123 | #VALUE! | #VALUE! | #VALUE! | #VALUE! | 0 | 0 | 0.20123 | 0.20123 | #VALUE! | #VALUE! | #VALUE! | #VALUE! | 0 | 0 | 0.20123 | 0.20123 | #VALUE! | #VALUE! |  |  |  | #VALUE! | #VALUE! | #VALUE! | #VALUE! | #VALUE! | #VALUE! | #VALUE!
Monday | 9 | 26 | 24 | 6456 | 0 | 0 | 0 | 0 | 0 | 0 | 0 | 0 | 0 | 0 | 0 | 0 | 0 | 0 | 0 | 0 | 0 | 0 | 0 | 0 | 0 | 0 | 0 | 0 | 0 | 0 | 0 | 0.00031724 | 0 | 0 | 0 | 0 | 0 | 0 | 0 | 0 | 0 | 0 | 0 | 0 |  | 0 | 0 | 0 |  | #VALUE! | #VALUE! | #VALUE! | #VALUE! |  |  | #VALUE! | #VALUE! | 0 | 0 | 0.20123 | 0.20123 | #VALUE! | #VALUE! | #VALUE! | #VALUE! | 0 | 0 | 0.20123 | 0.20123 | #VALUE! | #VALUE! | #VALUE! | #VALUE! | 0 | 0 | 0.20123 | 0.20123 | #VALUE! | #VALUE! |  |  |  | #VALUE! | #VALUE! | #VALUE! | #VALUE! | #VALUE! | #VALUE! | #VALUE!
Tuesday | 9 | 27 | 1 | 6457 | 0 | 0 | 0 | 0 | 0 | 0 | 0 | 0 | 0 | 0 | 0 | 0 | 0 | 0 | 0 | 0 | 0 | 0 | 0 | 0 | 0 | 0 | 0 | 0 | 0 | 0 | 0 | 0.00031724 | 0 | 0 | 0 | 0 | 0 | 0 | 0 | 0 | 0 | 0 | 0 | 0 |  | 0 | 0 | 0 |  | #VALUE! | #VALUE! | #VALUE! | #VALUE! |  |  | #VALUE! | #VALUE! | 0 | 0 | 0.20123 | 0.20123 | #VALUE! | #VALUE! | #VALUE! | #VALUE! | 0 | 0 | 0.20123 | 0.20123 | #VALUE! | #VALUE! | #VALUE! | #VALUE! | 0 | 0 | 0.20123 | 0.20123 | #VALUE! | #VALUE! |  |  |  | #VALUE! | #VALUE! | #VALUE! | #VALUE! | #VALUE! | #VALUE! | #VALUE!
Tuesday | 9 | 27 | 2 | 6458 | 0 | 0 | 0 | 0 | 0 | 0 | 0 | 0 | 0 | 0 | 0 | 0 | 0 | 0 | 0 | 0 | 0 | 0 | 0 | 0 | 0 | 0 | 0 | 0 | 0 | 0 | 0 | 0.0061862 | 0 | 0 | 0 | 0 | 0 | 0 | 0 | 0 | 0 | 0 | 0 | 0 |  | 0 | 0 | 0 |  | #VALUE! | #VALUE! | #VALUE! | #VALUE! |  |  | #VALUE! | #VALUE! | 0 | 0 | 0.20123 | 0.20123 | #VALUE! | #VALUE! | #VALUE! | #VALUE! | 0 | 0 | 0.20123 | 0.20123 | #VALUE! | #VALUE! | #VALUE! | #VALUE! | 0 | 0 | 0.20123 | 0.20123 | #VALUE! | #VALUE! |  |  |  | #VALUE! | #VALUE! | #VALUE! | #VALUE! | #VALUE! | #VALUE! | #VALUE!
Tuesday | 9 | 27 | 3 | 6459 | 0 | 0 | 0 | 0 | 0 | 0 | 0 | 0 | 0 | 0 | 0 | 0 | 0 | 0 | 0 | 0 | 0 | 0 | 0 | 0 | 0 | 0 | 0 | 0 | 0 | 0 | 0 | 0.0061862 | 0 | 0 | 0 | 0 | 0 | 0 | 0 | 0 | 0 | 0 | 0 | 0 |  | 0 | 0 | 0 |  | #VALUE! | #VALUE! | #VALUE! | #VALUE! |  |  | #VALUE! | #VALUE! | 0 | 0 | 0.20123 | 0.20123 | #VALUE! | #VALUE! | #VALUE! | #VALUE! | 0 | 0 | 0.20123 | 0.20123 | #VALUE! | #VALUE! | #VALUE! | #VALUE! | 0 | 0 | 0.20123 | 0.20123 | #VALUE! | #VALUE! |  |  |  | #VALUE! | #VALUE! | #VALUE! | #VALUE! | #VALUE! | #VALUE! | #VALUE!
Tuesday | 9 | 27 | 4 | 6460 | 0 | 0 | 0 | 0 | 0 | 0 | 0 | 0 | 0 | 0 | 0 | 0 | 0 | 0 | 0 | 0 | 0 | 0 | 0 | 0 | 0 | 0 | 0 | 0 | 0 | 0 | 0 | 0.0061862 | 0 | 0 | 0 | 0 | 0 | 0 | 0 | 0 | 0 | 0 | 0 | 0 |  | 0 | 0 | 0 |  | #VALUE! | #VALUE! | #VALUE! | #VALUE! |  |  | #VALUE! | #VALUE! | 0 | 0 | 0.20123 | 0.20123 | #VALUE! | #VALUE! | #VALUE! | #VALUE! | 0 | 0 | 0.20123 | 0.20123 | #VALUE! | #VALUE! | #VALUE! | #VALUE! | 0 | 0 | 0.20123 | 0.20123 | #VALUE! | #VALUE! |  |  |  | #VALUE! | #VALUE! | #VALUE! | #VALUE! | #VALUE! | #VALUE! | #VALUE!
Tuesday | 9 | 27 | 5 | 6461 | 0 | 0 | 0 | 0 | 0 | 0 | 0 | 0 | 0 | 0 | 0 | 0 | 0 | 0 | 0 | 0 | 0 | 0 | 0 | 0 | 0 | 0 | 0 | 0 | 0 | 0 | 0 | 0.0061862 | 0 | 0 | 0 | 0 | 0 | 0 | 0 | 0 | 0 | 0 | 0 | 0 |  | 0 | 0 | 0 |  | #VALUE! | #VALUE! | #VALUE! | #VALUE! |  |  | #VALUE! | #VALUE! | 0 | 0 | 0.20123 | 0.20123 | #VALUE! | #VALUE! | #VALUE! | #VALUE! | 0 | 0 | 0.20123 | 0.20123 | #VALUE! | #VALUE! | #VALUE! | #VALUE! | 0 | 0 | 0.20123 | 0.20123 | #VALUE! | #VALUE! |  |  |  | #VALUE! | #VALUE! | #VALUE! | #VALUE! | #VALUE! | #VALUE! | #VALUE!
Tuesday | 9 | 27 | 6 | 6462 | 0 | 0 | 0 | 0 | 0 | 0 | 0 | 0 | 0 | 0 | 0 | 0 | 0 | 0 | 0 | 0 | 0 | 0 | 0 | 0 | 0 | 0 | 0 | 0 | 0 | 0 | 0 | 0.003331 | 0 | 0 | 0 | 0 | 0 | 0 | 0 | 0 | 0 | 0 | 0 | 0 |  | 0 | 0 | 0 |  | #VALUE! | #VALUE! | #VALUE! | #VALUE! |  |  | #VALUE! | #VALUE! | 0 | 0 | 0.20123 | 0.20123 | #VALUE! | #VALUE! | #VALUE! | #VALUE! | 0 | 0 | 0.20123 | 0.20123 | #VALUE! | #VALUE! | #VALUE! | #VALUE! | 0 | 0 | 0.20123 | 0.20123 | #VALUE! | #VALUE! |  |  |  | #VALUE! | #VALUE! | #VALUE! | #VALUE! | #VALUE! | #VALUE! | #VALUE!
Tuesday | 9 | 27 | 7 | 6463 | 0 | 0 | 0 | 0 | 0 | 0 | 0 | 0 | 0 | 0 | 0 | 0 | 0 | 0 | 0 | 0 | 0 | 0 | 0 | 0 | 0 | 0 | 0 | 0 | 0 | 0 | 0 | 0.003331 | 0 | 0 | 0 | 0 | 0 | 0 | 0 | 0 | 0 | 0 | 0 | 0 |  | 0 | 0 | 0 |  | #VALUE! | #VALUE! | #VALUE! | #VALUE! |  |  | #VALUE! | #VALUE! | 0 | 0 | 0.20123 | 0.20123 | #VALUE! | #VALUE! | #VALUE! | #VALUE! | 0 | 0 | 0.20123 | 0.20123 | #VALUE! | #VALUE! | #VALUE! | #VALUE! | 0 | 0 | 0.20123 | 0.20123 | #VALUE! | #VALUE! |  |  |  | #VALUE! | #VALUE! | #VALUE! | #VALUE! | #VALUE! | #VALUE! | #VALUE!
Tuesday | 9 | 27 | 8 | 6464 | 0 | 0 | 0 | 0 | 0 | 0 | 0 | 0 | 0 | 0 | 0 | 0 | 0 | 0 | 0 | 0 | 0 | 0 | 0 | 0 | 0 | 0 | 0 | 0 | 0.021297 | 0 | 0 | 0.020303 | 0.06 | 0 | 0 | 0 | 0 | 0 | 0 | 0 | 0 | 0 | 0 | 0 |  | 0 | 0 | 0 |  | #VALUE! | #VALUE! | #VALUE! | #VALUE! |  |  | #VALUE! | #VALUE! | 0 | 0 | 0.20123 | 0.20123 | #VALUE! | #VALUE! | #VALUE! | #VALUE! | 0 | 0 | 0.20123 | 0.20123 | #VALUE! | #VALUE! | #VALUE! | #VALUE! | 0 | 0 | 0.20123 | 0.20123 | #VALUE! | #VALUE! |  |  |  | #VALUE! | #VALUE! | #VALUE! | #VALUE! | #VALUE! | #VALUE! | #VALUE!
Tuesday | 9 | 27 | 9 | 6465 | 0 | 0 | 0 | 0 | 0 | 0 | 0 | 0 | 0 | 0 | 0 | 0 | 0 | 0 | 0 | 0 | 0 | 0 | 0 | 0 | 0 | 0 | 0 | 0 | 0.028498 | 0 | 0.00082099 | 0.074355 | 0.205 | 0 | 0 | 0 | 0 | 0 | 0 | 0 | 0 | 0 | 0 | 0 |  | 0 | 0 | 0 |  | #VALUE! | #VALUE! | #VALUE! | #VALUE! |  |  | #VALUE! | #VALUE! | 0 | 0 | 0.20123 | 0.20123 | #VALUE! | #VALUE! | #VALUE! | #VALUE! | 0 | 0 | 0.20123 | 0.20123 | #VALUE! | #VALUE! | #VALUE! | #VALUE! | 0 | 0 | 0.20123 | 0.20123 | #VALUE! | #VALUE! |  |  |  | #VALUE! | #VALUE! | #VALUE! | #VALUE! | #VALUE! | #VALUE! | #VALUE!
Tuesday | 9 | 27 | 10 | 6466 | 0 | 0 | 0 | 0 | 0 | 0 | 0 | 0 | 0 | 0 | 0 | 0 | 0 | 0 | 0 | 0 | 0 | 0 | 0 | 0 | 0 | 0 | 0.0010833 | 0.01917 | 0.060002 | 0 | 0.0024861 | 0.15339 | 0.301 | 0 | 0 | 0 | 0 | 0 | 0 | 0 | 0 | 0 | 0 | 0 |  | 0 | 0 | 0 |  | #VALUE! | #VALUE! | #VALUE! | #VALUE! |  |  | #VALUE! | #VALUE! | 0 | 0 | 0.20123 | 0.20123 | #VALUE! | #VALUE! | #VALUE! | #VALUE! | 0 | 0 | 0.20123 | 0.20123 | #VALUE! | #VALUE! | #VALUE! | #VALUE! | 0 | 0 | 0.20123 | 0.20123 | #VALUE! | #VALUE! |  |  |  | #VALUE! | #VALUE! | #VALUE! | #VALUE! | #VALUE! | #VALUE! | #VALUE!
Tuesday | 9 | 27 | 11 | 6467 | 0 | 0 | 0 | 0 | 0 | 0 | 0 | 0 | 0 | 0 | 0 | 0 | 0 | 0 | 0 | 0 | 0 | 0 | 0 | 0 | 0 | 0.044 | 0.15442 | 0.18139 | 0.19697 | 0 | 0.0039662 | 0.26021 | 0.367 | 0 | 0 | 0 | 0 | 0 | 0 | 0 | 0 | 0 | 0 | 0 |  | 0 | 0 | 0 |  | #VALUE! | #VALUE! | #VALUE! | #VALUE! |  |  | #VALUE! | #VALUE! | 0 | 0 | 0.20123 | 0.20123 | #VALUE! | #VALUE! | #VALUE! | #VALUE! | 0 | 0 | 0.20123 | 0.20123 | #VALUE! | #VALUE! | #VALUE! | #VALUE! | 0 | 0 | 0.20123 | 0.20123 | #VALUE! | #VALUE! |  |  |  | #VALUE! | #VALUE! | #VALUE! | #VALUE! | #VALUE! | #VALUE! | #VALUE!
Tuesday | 9 | 27 | 12 | 6468 | 0 | 0 | 0 | 0 | 0 | 0 | 0 | 0 | 0 | 0 | 0 | 0 | 0 | 0 | 0 | 0 | 0 | 0 | 0 | 0 | 0 | 0.156 | 0.262 | 0.29528 | 0.24898 | 0 | 0.084768 | 0.3381 | 0.423 | 0 | 0 | 0 | 0 | 0 | 0 | 0 | 0 | 0 | 0 | 0 |  | 0 | 0 | 0 |  | #VALUE! | #VALUE! | #VALUE! | #VALUE! |  |  | #VALUE! | #VALUE! | 0 | 0 | 0.20123 | 0.20123 | #VALUE! | #VALUE! | #VALUE! | #VALUE! | 0 | 0 | 0.20123 | 0.20123 | #VALUE! | #VALUE! | #VALUE! | #VALUE! | 0 | 0 | 0.20123 | 0.20123 | #VALUE! | #VALUE! |  |  |  | #VALUE! | #VALUE! | #VALUE! | #VALUE! | #VALUE! | #VALUE! | #VALUE!
Tuesday | 9 | 27 | 13 | 6469 | 0 | 0 | 0 | 0 | 0 | 0 | 0 | 0 | 0 | 0 | 0 | 0 | 0 | 0 | 0 | 0 | 0 | 0 | 0 | 0 | 0 | 0.1765 | 0.28108 | 0.31431 | 0.24973 | 0 | 0.069331 | 0.35611 | 0.423 | 0 | 0 | 0 | 0 | 0 | 0 | 0 | 0 | 0 | 0 | 0 |  | 0 | 0 | 0 |  | #VALUE! | #VALUE! | #VALUE! | #VALUE! |  |  | #VALUE! | #VALUE! | 0 | 0 | 0.20123 | 0.20123 | #VALUE! | #VALUE! | #VALUE! | #VALUE! | 0 | 0 | 0.20123 | 0.20123 | #VALUE! | #VALUE! | #VALUE! | #VALUE! | 0 | 0 | 0.20123 | 0.20123 | #VALUE! | #VALUE! |  |  |  | #VALUE! | #VALUE! | #VALUE! | #VALUE! | #VALUE! | #VALUE! | #VALUE!
Tuesday | 9 | 27 | 14 | 6470 | 0 | 0 | 0 | 0 | 0 | 0 | 0 | 0 | 0 | 0 | 0 | 0 | 0 | 0 | 0 | 0 | 0 | 0 | 0 | 0 | 0 | 0.195 | 0.29458 | 0.32494 | 0.24407 | 0 | 0.12467 | 0.36942 | 0.423 | 0 | 0 | 0 | 0 | 0 | 0 | 0 | 0 | 0 | 0 | 0 |  | 0 | 0 | 0 |  | #VALUE! | #VALUE! | #VALUE! | #VALUE! |  |  | #VALUE! | #VALUE! | 0 | 0 | 0.20123 | 0.20123 | #VALUE! | #VALUE! | #VALUE! | #VALUE! | 0 | 0 | 0.20123 | 0.20123 | #VALUE! | #VALUE! | #VALUE! | #VALUE! | 0 | 0 | 0.20123 | 0.20123 | #VALUE! | #VALUE! |  |  |  | #VALUE! | #VALUE! | #VALUE! | #VALUE! | #VALUE! | #VALUE! | #VALUE!
Tuesday | 9 | 27 | 15 | 6471 | 0 | 0 | 0 | 0 | 0 | 0 | 0 | 0 | 0 | 0 | 0 | 0 | 0 | 0 | 0 | 0 | 0 | 0 | 0 | 0 | 0 | 0.186 | 0.27358 | 0.29913 | 0.2261 | 0 | 0.084801 | 0.34155 | 0.385 | 0 | 0 | 0 | 0 | 0 | 0 | 0 | 0 | 0 | 0 | 0 |  | 0 | 0 | 0 |  | #VALUE! | #VALUE! | #VALUE! | #VALUE! |  |  | #VALUE! | #VALUE! | 0 | 0 | 0.20123 | 0.20123 | #VALUE! | #VALUE! | #VALUE! | #VALUE! | 0 | 0 | 0.20123 | 0.20123 | #VALUE! | #VALUE! | #VALUE! | #VALUE! | 0 | 0 | 0.20123 | 0.20123 | #VALUE! | #VALUE! |  |  |  | #VALUE! | #VALUE! | #VALUE! | #VALUE! | #VALUE! | #VALUE! | #VALUE!
Tuesday | 9 | 27 | 16 | 6472 | 0 | 0 | 0 | 0 | 0 | 0 | 0 | 0 | 0 | 0 | 0 | 0 | 0 | 0 | 0 | 0 | 0 | 0 | 0 | 0 | 0 | 0.0875 | 0.16833 | 0.18307 | 0.15277 | 0 | 0.056638 | 0.24056 | 0.298 | 0 | 0 | 0 | 0 | 0 | 0 | 0 | 0 | 0 | 0 | 0 |  | 0 | 0 | 0 |  | #VALUE! | #VALUE! | #VALUE! | #VALUE! |  |  | #VALUE! | #VALUE! | 0 | 0 | 0.20123 | 0.20123 | #VALUE! | #VALUE! | #VALUE! | #VALUE! | 0 | 0 | 0.20123 | 0.20123 | #VALUE! | #VALUE! | #VALUE! | #VALUE! | 0 | 0 | 0.20123 | 0.20123 | #VALUE! | #VALUE! |  |  |  | #VALUE! | #VALUE! | #VALUE! | #VALUE! | #VALUE! | #VALUE! | #VALUE!
Tuesday | 9 | 27 | 17 | 6473 | 0 | 0 | 0 | 0 | 0 | 0 | 0 | 0 | 0 | 0 | 0 | 0 | 0 | 0 | 0 | 0 | 0 | 0 | 0 | 0 | 0 | 0.248 | 0.14775 | 0.15053 | 0.05916 | 0 | 0.012358 | 0.29042 | 0.353 | 0 | 0 | 0 | 0 | 0 | 0 | 0 | 0 | 0 | 0 | 0 |  | 0 | 0 | 0 |  | #VALUE! | #VALUE! | #VALUE! | #VALUE! |  |  | #VALUE! | #VALUE! | 0 | 0 | 0.20123 | 0.20123 | #VALUE! | #VALUE! | #VALUE! | #VALUE! | 0 | 0 | 0.20123 | 0.20123 | #VALUE! | #VALUE! | #VALUE! | #VALUE! | 0 | 0 | 0.20123 | 0.20123 | #VALUE! | #VALUE! |  |  |  | #VALUE! | #VALUE! | #VALUE! | #VALUE! | #VALUE! | #VALUE! | #VALUE!
Tuesday | 9 | 27 | 18 | 6474 | 0 | 0 | 0 | 0 | 0 | 0 | 0 | 0 | 0 | 0 | 0 | 0 | 0 | 0 | 0 | 0 | 0 | 0 | 0 | 0 | 0 | 0 | 0 | 0 | 0.027548 | 0 | 0.00023026 | 0.038127 | 0.152 | 0 | 0 | 0 | 0 | 0 | 0 | 0 | 0 | 0 | 0 | 0 |  | 0 | 0 | 0 |  | #VALUE! | #VALUE! | #VALUE! | #VALUE! |  |  | #VALUE! | #VALUE! | 0 | 0 | 0.20123 | 0.20123 | #VALUE! | #VALUE! | #VALUE! | #VALUE! | 0 | 0 | 0.20123 | 0.20123 | #VALUE! | #VALUE! | #VALUE! | #VALUE! | 0 | 0 | 0.20123 | 0.20123 | #VALUE! | #VALUE! |  |  |  | #VALUE! | #VALUE! | #VALUE! | #VALUE! | #VALUE! | #VALUE! | #VALUE!
Tuesday | 9 | 27 | 19 | 6475 | 0 | 0 | 0 | 0 | 0 | 0 | 0 | 0 | 0 | 0 | 0 | 0 | 0 | 0 | 0 | 0 | 0 | 0 | 0 | 0 | 0 | 0 | 0 | 0 | 0.024435 | 0 | 0 | 0.043004 | 0.165 | 0 | 0 | 0 | 0 | 0 | 0 | 0 | 0 | 0 | 0 | 0 |  | 0 | 0 | 0 |  | #VALUE! | #VALUE! | #VALUE! | #VALUE! |  |  | #VALUE! | #VALUE! | 0 | 0 | 0.20123 | 0.20123 | #VALUE! | #VALUE! | #VALUE! | #VALUE! | 0 | 0 | 0.20123 | 0.20123 | #VALUE! | #VALUE! | #VALUE! | #VALUE! | 0 | 0 | 0.20123 | 0.20123 | #VALUE! | #VALUE! |  |  |  | #VALUE! | #VALUE! | #VALUE! | #VALUE! | #VALUE! | #VALUE! | #VALUE!
Tuesday | 9 | 27 | 20 | 6476 | 0 | 0 | 0 | 0 | 0 | 0 | 0 | 0 | 0 | 0 | 0 | 0 | 0 | 0 | 0 | 0 | 0 | 0 | 0 | 0 | 0 | 0 | 0 | 0 | 0.019896 | 0 | 0 | 0.026796 | 0.151 | 0 | 0 | 0 | 0 | 0 | 0 | 0 | 0 | 0 | 0 | 0 |  | 0 | 0 | 0 |  | #VALUE! | #VALUE! | #VALUE! | #VALUE! |  |  | #VALUE! | #VALUE! | 0 | 0 | 0.20123 | 0.20123 | #VALUE! | #VALUE! | #VALUE! | #VALUE! | 0 | 0 | 0.20123 | 0.20123 | #VALUE! | #VALUE! | #VALUE! | #VALUE! | 0 | 0 | 0.20123 | 0.20123 | #VALUE! | #VALUE! |  |  |  | #VALUE! | #VALUE! | #VALUE! | #VALUE! | #VALUE! | #VALUE! | #VALUE!
Tuesday | 9 | 27 | 21 | 6477 | 0 | 0 | 0 | 0 | 0 | 0 | 0 | 0 | 0 | 0 | 0 | 0 | 0 | 0 | 0 | 0 | 0 | 0 | 0 | 0 | 0 | 0 | 0 | 0 | 0 | 0 | 0 | 0 | 0 | 0 | 0 | 0 | 0 | 0 | 0 | 0 | 0 | 0 | 0 | 0 |  | 0 | 0 | 0 |  | #VALUE! | #VALUE! | #VALUE! | #VALUE! |  |  | #VALUE! | #VALUE! | 0 | 0 | 0.20123 | 0.20123 | #VALUE! | #VALUE! | #VALUE! | #VALUE! | 0 | 0 | 0.20123 | 0.20123 | #VALUE! | #VALUE! | #VALUE! | #VALUE! | 0 | 0 | 0.20123 | 0.20123 | #VALUE! | #VALUE! |  |  |  | #VALUE! | #VALUE! | #VALUE! | #VALUE! | #VALUE! | #VALUE! | #VALUE!
Tuesday | 9 | 27 | 22 | 6478 | 0 | 0 | 0 | 0 | 0 | 0 | 0 | 0 | 0 | 0 | 0 | 0 | 0 | 0 | 0 | 0 | 0 | 0 | 0 | 0 | 0 | 0 | 0 | 0 | 0 | 0 | 0 | 0 | 0 | 0 | 0 | 0 | 0 | 0 | 0 | 0 | 0 | 0 | 0 | 0 |  | 0 | 0 | 0 |  | #VALUE! | #VALUE! | #VALUE! | #VALUE! |  |  | #VALUE! | #VALUE! | 0 | 0 | 0.20123 | 0.20123 | #VALUE! | #VALUE! | #VALUE! | #VALUE! | 0 | 0 | 0.20123 | 0.20123 | #VALUE! | #VALUE! | #VALUE! | #VALUE! | 0 | 0 | 0.20123 | 0.20123 | #VALUE! | #VALUE! |  |  |  | #VALUE! | #VALUE! | #VALUE! | #VALUE! | #VALUE! | #VALUE! | #VALUE!
Tuesday | 9 | 27 | 23 | 6479 | 0 | 0 | 0 | 0 | 0 | 0 | 0 | 0 | 0 | 0 | 0 | 0 | 0 | 0 | 0 | 0 | 0 | 0 | 0 | 0 | 0 | 0 | 0 | 0 | 0 | 0 | 0 | 0 | 0 | 0 | 0 | 0 | 0 | 0 | 0 | 0 | 0 | 0 | 0 | 0 |  | 0 | 0 | 0 |  | #VALUE! | #VALUE! | #VALUE! | #VALUE! |  |  | #VALUE! | #VALUE! | 0 | 0 | 0.20123 | 0.20123 | #VALUE! | #VALUE! | #VALUE! | #VALUE! | 0 | 0 | 0.20123 | 0.20123 | #VALUE! | #VALUE! | #VALUE! | #VALUE! | 0 | 0 | 0.20123 | 0.20123 | #VALUE! | #VALUE! |  |  |  | #VALUE! | #VALUE! | #VALUE! | #VALUE! | #VALUE! | #VALUE! | #VALUE!
Tuesday | 9 | 27 | 24 | 6480 | 0 | 0 | 0 | 0 | 0 | 0 | 0 | 0 | 0 | 0 | 0 | 0 | 0 | 0 | 0 | 0 | 0 | 0 | 0 | 0 | 0 | 0 | 0 | 0 | 0 | 0 | 0 | 0 | 0 | 0 | 0 | 0 | 0 | 0 | 0 | 0 | 0 | 0 | 0 | 0 |  | 0 | 0 | 0 |  | #VALUE! | #VALUE! | #VALUE! | #VALUE! |  |  | #VALUE! | #VALUE! | 0 | 0 | 0.20123 | 0.20123 | #VALUE! | #VALUE! | #VALUE! | #VALUE! | 0 | 0 | 0.20123 | 0.20123 | #VALUE! | #VALUE! | #VALUE! | #VALUE! | 0 | 0 | 0.20123 | 0.20123 | #VALUE! | #VALUE! |  |  |  | #VALUE! | #VALUE! | #VALUE! | #VALUE! | #VALUE! | #VALUE! | #VALUE!
Wednesday | 9 | 28 | 1 | 6481 | 0 | 0 | 0 | 0 | 0 | 0 | 0 | 0 | 0 | 0 | 0 | 0 | 0 | 0 | 0 | 0 | 0 | 0 | 0 | 0 | 0 | 0 | 0 | 0 | 0 | 0 | 0 | 0 | 0 | 0 | 0 | 0 | 0 | 0 | 0 | 0 | 0 | 0 | 0 | 0 |  | 0 | 0 | 0 |  | #VALUE! | #VALUE! | #VALUE! | #VALUE! |  |  | #VALUE! | #VALUE! | 0 | 0 | 0.20123 | 0.20123 | #VALUE! | #VALUE! | #VALUE! | #VALUE! | 0 | 0 | 0.20123 | 0.20123 | #VALUE! | #VALUE! | #VALUE! | #VALUE! | 0 | 0 | 0.20123 | 0.20123 | #VALUE! | #VALUE! |  |  |  | #VALUE! | #VALUE! | #VALUE! | #VALUE! | #VALUE! | #VALUE! | #VALUE!
Wednesday | 9 | 28 | 2 | 6482 | 0 | 0 | 0 | 0 | 0 | 0 | 0 | 0 | 0 | 0 | 0 | 0 | 0 | 0 | 0 | 0 | 0 | 0 | 0 | 0 | 0 | 0 | 0 | 0 | 0 | 0 | 0 | 0 | 0 | 0 | 0 | 0 | 0 | 0 | 0 | 0 | 0 | 0 | 0 | 0 |  | 0 | 0 | 0 |  | #VALUE! | #VALUE! | #VALUE! | #VALUE! |  |  | #VALUE! | #VALUE! | 0 | 0 | 0.20123 | 0.20123 | #VALUE! | #VALUE! | #VALUE! | #VALUE! | 0 | 0 | 0.20123 | 0.20123 | #VALUE! | #VALUE! | #VALUE! | #VALUE! | 0 | 0 | 0.20123 | 0.20123 | #VALUE! | #VALUE! |  |  |  | #VALUE! | #VALUE! | #VALUE! | #VALUE! | #VALUE! | #VALUE! | #VALUE!
Wednesday | 9 | 28 | 3 | 6483 | 0 | 0 | 0 | 0 | 0 | 0 | 0 | 0 | 0 | 0 | 0 | 0 | 0 | 0 | 0 | 0 | 0 | 0 | 0 | 0 | 0 | 0 | 0 | 0 | 0 | 0 | 0 | 0 | 0 | 0 | 0 | 0 | 0 | 0 | 0 | 0 | 0 | 0 | 0 | 0 |  | 0 | 0 | 0 |  | #VALUE! | #VALUE! | #VALUE! | #VALUE! |  |  | #VALUE! | #VALUE! | 0 | 0 | 0.20123 | 0.20123 | #VALUE! | #VALUE! | #VALUE! | #VALUE! | 0 | 0 | 0.20123 | 0.20123 | #VALUE! | #VALUE! | #VALUE! | #VALUE! | 0 | 0 | 0.20123 | 0.20123 | #VALUE! | #VALUE! |  |  |  | #VALUE! | #VALUE! | #VALUE! | #VALUE! | #VALUE! | #VALUE! | #VALUE!
Wednesday | 9 | 28 | 4 | 6484 | 0 | 0 | 0 | 0 | 0 | 0 | 0 | 0 | 0 | 0 | 0 | 0 | 0 | 0 | 0 | 0 | 0 | 0 | 0 | 0 | 0 | 0 | 0 | 0 | 0 | 0 | 0 | 0 | 0 | 0 | 0 | 0 | 0 | 0 | 0 | 0 | 0 | 0 | 0 | 0 |  | 0 | 0 | 0 |  | #VALUE! | #VALUE! | #VALUE! | #VALUE! |  |  | #VALUE! | #VALUE! | 0 | 0 | 0.20123 | 0.20123 | #VALUE! | #VALUE! | #VALUE! | #VALUE! | 0 | 0 | 0.20123 | 0.20123 | #VALUE! | #VALUE! | #VALUE! | #VALUE! | 0 | 0 | 0.20123 | 0.20123 | #VALUE! | #VALUE! |  |  |  | #VALUE! | #VALUE! | #VALUE! | #VALUE! | #VALUE! | #VALUE! | #VALUE!
Wednesday | 9 | 28 | 5 | 6485 | 0 | 0 | 0 | 0 | 0 | 0 | 0 | 0 | 0 | 0 | 0 | 0 | 0 | 0 | 0 | 0 | 0 | 0 | 0 | 0 | 0 | 0 | 0 | 0 | 0 | 0 | 0 | 0 | 0 | 0 | 0 | 0 | 0 | 0 | 0 | 0 | 0 | 0 | 0 | 0 |  | 0 | 0 | 0 |  | #VALUE! | #VALUE! | #VALUE! | #VALUE! |  |  | #VALUE! | #VALUE! | 0 | 0 | 0.20123 | 0.20123 | #VALUE! | #VALUE! | #VALUE! | #VALUE! | 0 | 0 | 0.20123 | 0.20123 | #VALUE! | #VALUE! | #VALUE! | #VALUE! | 0 | 0 | 0.20123 | 0.20123 | #VALUE! | #VALUE! |  |  |  | #VALUE! | #VALUE! | #VALUE! | #VALUE! | #VALUE! | #VALUE! | #VALUE!
Wednesday | 9 | 28 | 6 | 6486 | 0 | 0 | 0 | 0 | 0 | 0 | 0 | 0 | 0 | 0 | 0 | 0 | 0 | 0 | 0 | 0 | 0 | 0 | 0 | 0 | 0 | 0 | 0 | 0 | 0 | 0 | 0 | 0 | 0 | 0 | 0 | 0 | 0 | 0 | 0 | 0 | 0 | 0 | 0 | 0 |  | 0 | 0 | 0 |  | #VALUE! | #VALUE! | #VALUE! | #VALUE! |  |  | #VALUE! | #VALUE! | 0 | 0 | 0.20123 | 0.20123 | #VALUE! | #VALUE! | #VALUE! | #VALUE! | 0 | 0 | 0.20123 | 0.20123 | #VALUE! | #VALUE! | #VALUE! | #VALUE! | 0 | 0 | 0.20123 | 0.20123 | #VALUE! | #VALUE! |  |  |  | #VALUE! | #VALUE! | #VALUE! | #VALUE! | #VALUE! | #VALUE! | #VALUE!
Wednesday | 9 | 28 | 7 | 6487 | 0 | 0 | 0 | 0 | 0 | 0 | 0 | 0 | 0 | 0 | 0 | 0 | 0 | 0 | 0 | 0 | 0 | 0 | 0 | 0 | 0 | 0 | 0 | 0 | 0.0019061 | 0 | 0 | 0 | 0 | 0 | 0 | 0 | 0 | 0 | 0 | 0 | 0 | 0 | 0 | 0 |  | 0 | 0 | 0 |  | #VALUE! | #VALUE! | #VALUE! | #VALUE! |  |  | #VALUE! | #VALUE! | 0 | 0 | 0.20123 | 0.20123 | #VALUE! | #VALUE! | #VALUE! | #VALUE! | 0 | 0 | 0.20123 | 0.20123 | #VALUE! | #VALUE! | #VALUE! | #VALUE! | 0 | 0 | 0.20123 | 0.20123 | #VALUE! | #VALUE! |  |  |  | #VALUE! | #VALUE! | #VALUE! | #VALUE! | #VALUE! | #VALUE! | #VALUE!
Wednesday | 9 | 28 | 8 | 6488 | 0 | 0 | 0 | 0 | 0 | 0 | 0 | 0 | 0 | 0 | 0 | 0 | 0 | 0 | 0 | 0 | 0 | 0 | 0 | 0 | 0 | 0 | 0 | 0 | 0.0018403 | 0 | 0 | 0 | 0 | 0 | 0 | 0 | 0 | 0 | 0 | 0 | 0 | 0 | 0 | 0 |  | 0 | 0 | 0 |  | #VALUE! | #VALUE! | #VALUE! | #VALUE! |  |  | #VALUE! | #VALUE! | 0 | 0 | 0.20123 | 0.20123 | #VALUE! | #VALUE! | #VALUE! | #VALUE! | 0 | 0 | 0.20123 | 0.20123 | #VALUE! | #VALUE! | #VALUE! | #VALUE! | 0 | 0 | 0.20123 | 0.20123 | #VALUE! | #VALUE! |  |  |  | #VALUE! | #VALUE! | #VALUE! | #VALUE! | #VALUE! | #VALUE! | #VALUE!
Wednesday | 9 | 28 | 9 | 6489 | 0 | 0 | 0 | 0 | 0 | 0 | 0 | 0 | 0 | 0 | 0 | 0 | 0 | 0 | 0 | 0 | 0 | 0 | 0 | 0 | 0 | 0 | 0 | 0 | 0 | 0 | 0 | 0 | 0 | 0 | 0 | 0 | 0 | 0 | 0 | 0 | 0 | 0 | 0 | 0 |  | 0 | 0 | 0 |  | #VALUE! | #VALUE! | #VALUE! | #VALUE! |  |  | #VALUE! | #VALUE! | 0 | 0 | 0.20123 | 0.20123 | #VALUE! | #VALUE! | #VALUE! | #VALUE! | 0 | 0 | 0.20123 | 0.20123 | #VALUE! | #VALUE! | #VALUE! | #VALUE! | 0 | 0 | 0.20123 | 0.20123 | #VALUE! | #VALUE! |  |  |  | #VALUE! | #VALUE! | #VALUE! | #VALUE! | #VALUE! | #VALUE! | #VALUE!
Wednesday | 9 | 28 | 10 | 6490 | 0 | 0 | 0 | 0 | 0 | 0 | 0 | 0 | 0 | 0 | 0 | 0 | 0 | 0 | 0 | 0 | 0 | 0 | 0 | 0 | 0 | 0 | 0 | 0 | 0.01047 | 0 | 0.046742 | 0 | 0 | 0 | 0 | 0 | 0 | 0 | 0 | 0 | 0 | 0 | 0 | 0 |  | 0 | 0 | 0 |  | #VALUE! | #VALUE! | #VALUE! | #VALUE! |  |  | #VALUE! | #VALUE! | 0 | 0 | 0.20123 | 0.20123 | #VALUE! | #VALUE! | #VALUE! | #VALUE! | 0 | 0 | 0.20123 | 0.20123 | #VALUE! | #VALUE! | #VALUE! | #VALUE! | 0 | 0 | 0.20123 | 0.20123 | #VALUE! | #VALUE! |  |  |  | #VALUE! | #VALUE! | #VALUE! | #VALUE! | #VALUE! | #VALUE! | #VALUE!
Wednesday | 9 | 28 | 11 | 6491 | 0 | 0 | 0 | 0 | 0 | 0 | 0 | 0 | 0 | 0 | 0 | 0 | 0 | 0 | 0 | 0 | 0 | 0 | 0 | 0 | 0 | 0 | 0 | 0 | 0.021422 | 0 | 0.04641 | 0 | 0 | 0 | 0 | 0 | 0 | 0 | 0 | 0 | 0 | 0 | 0 | 0 |  | 0 | 0 | 0 |  | #VALUE! | #VALUE! | #VALUE! | #VALUE! |  |  | #VALUE! | #VALUE! | 0 | 0 | 0.20123 | 0.20123 | #VALUE! | #VALUE! | #VALUE! | #VALUE! | 0 | 0 | 0.20123 | 0.20123 | #VALUE! | #VALUE! | #VALUE! | #VALUE! | 0 | 0 | 0.20123 | 0.20123 | #VALUE! | #VALUE! |  |  |  | #VALUE! | #VALUE! | #VALUE! | #VALUE! | #VALUE! | #VALUE! | #VALUE!
Wednesday | 9 | 28 | 12 | 6492 | 0 | 0 | 0 | 0 | 0 | 0 | 0 | 0 | 0 | 0 | 0 | 0 | 0 | 0 | 0 | 0 | 0 | 0 | 0 | 0 | 0 | 0 | 0 | 0 | 0.019175 | 0 | 0.093837 | 0 | 0 | 0 | 0 | 0 | 0 | 0 | 0 | 0 | 0 | 0 | 0 | 0 |  | 0 | 0 | 0 |  | #VALUE! | #VALUE! | #VALUE! | #VALUE! |  |  | #VALUE! | #VALUE! | 0 | 0 | 0.20123 | 0.20123 | #VALUE! | #VALUE! | #VALUE! | #VALUE! | 0 | 0 | 0.20123 | 0.20123 | #VALUE! | #VALUE! | #VALUE! | #VALUE! | 0 | 0 | 0.20123 | 0.20123 | #VALUE! | #VALUE! |  |  |  | #VALUE! | #VALUE! | #VALUE! | #VALUE! | #VALUE! | #VALUE! | #VALUE!
Wednesday | 9 | 28 | 13 | 6493 | 0 | 0 | 0 | 0 | 0 | 0 | 0 | 0 | 0 | 0 | 0 | 0 | 0 | 0 | 0 | 0 | 0 | 0 | 0 | 0 | 0 | 0 | 0 | 0 | 0.028371 | 0 | 0.10286 | 0.0061862 | 0.038 | 0 | 0 | 0 | 0 | 0 | 0 | 0 | 0 | 0 | 0 | 0 |  | 0 | 0 | 0 |  | #VALUE! | #VALUE! | #VALUE! | #VALUE! |  |  | #VALUE! | #VALUE! | 0 | 0 | 0.20123 | 0.20123 | #VALUE! | #VALUE! | #VALUE! | #VALUE! | 0 | 0 | 0.20123 | 0.20123 | #VALUE! | #VALUE! | #VALUE! | #VALUE! | 0 | 0 | 0.20123 | 0.20123 | #VALUE! | #VALUE! |  |  |  | #VALUE! | #VALUE! | #VALUE! | #VALUE! | #VALUE! | #VALUE! | #VALUE!
Wednesday | 9 | 28 | 14 | 6494 | 0 | 0 | 0 | 0 | 0 | 0 | 0 | 0 | 0 | 0 | 0 | 0 | 0 | 0 | 0 | 0 | 0 | 0 | 0 | 0 | 0 | 0 | 0 | 0 | 0.025359 | 0 | 0.071819 | 0.018101 | 0.073 | 0 | 0 | 0 | 0 | 0 | 0 | 0 | 0 | 0 | 0 | 0 |  | 0 | 0 | 0 |  | #VALUE! | #VALUE! | #VALUE! | #VALUE! |  |  | #VALUE! | #VALUE! | 0 | 0 | 0.20123 | 0.20123 | #VALUE! | #VALUE! | #VALUE! | #VALUE! | 0 | 0 | 0.20123 | 0.20123 | #VALUE! | #VALUE! | #VALUE! | #VALUE! | 0 | 0 | 0.20123 | 0.20123 | #VALUE! | #VALUE! |  |  |  | #VALUE! | #VALUE! | #VALUE! | #VALUE! | #VALUE! | #VALUE! | #VALUE!
Wednesday | 9 | 28 | 15 | 6495 | 0 | 0 | 0 | 0 | 0 | 0 | 0 | 0 | 0 | 0 | 0 | 0 | 0 | 0 | 0 | 0 | 0 | 0 | 0 | 0 | 0 | 0 | 0 | 0 | 0.02696 | 0 | 0 | 0.012151 | 0.056 | 0 | 0 | 0 | 0 | 0 | 0 | 0 | 0 | 0 | 0 | 0 |  | 0 | 0 | 0 |  | #VALUE! | #VALUE! | #VALUE! | #VALUE! |  |  | #VALUE! | #VALUE! | 0 | 0 | 0.20123 | 0.20123 | #VALUE! | #VALUE! | #VALUE! | #VALUE! | 0 | 0 | 0.20123 | 0.20123 | #VALUE! | #VALUE! | #VALUE! | #VALUE! | 0 | 0 | 0.20123 | 0.20123 | #VALUE! | #VALUE! |  |  |  | #VALUE! | #VALUE! | #VALUE! | #VALUE! | #VALUE! | #VALUE! | #VALUE!
Wednesday | 9 | 28 | 16 | 6496 | 0 | 0 | 0 | 0 | 0 | 0 | 0 | 0 | 0 | 0 | 0 | 0 | 0 | 0 | 0 | 0 | 0 | 0 | 0 | 0 | 0 | 0 | 0 | 0 | 0.026272 | 0 | 0.0465 | 0.014015 | 0.056 | 0 | 0 | 0 | 0 | 0 | 0 | 0 | 0 | 0 | 0 | 0 |  | 0 | 0 | 0 |  | #VALUE! | #VALUE! | #VALUE! | #VALUE! |  |  | #VALUE! | #VALUE! | 0 | 0 | 0.20123 | 0.20123 | #VALUE! | #VALUE! | #VALUE! | #VALUE! | 0 | 0 | 0.20123 | 0.20123 | #VALUE! | #VALUE! | #VALUE! | #VALUE! | 0 | 0 | 0.20123 | 0.20123 | #VALUE! | #VALUE! |  |  |  | #VALUE! | #VALUE! | #VALUE! | #VALUE! | #VALUE! | #VALUE! | #VALUE!
Wednesday | 9 | 28 | 17 | 6497 | 0 | 0 | 0 | 0 | 0 | 0 | 0 | 0 | 0 | 0 | 0 | 0 | 0 | 0 | 0 | 0 | 0 | 0 | 0 | 0 | 0 | 0 | 0 | 0 | 0.01834 | 0 | 0 | 0.003331 | 0.02 | 0 | 0 | 0 | 0 | 0 | 0 | 0 | 0 | 0 | 0 | 0 |  | 0 | 0 | 0 |  | #VALUE! | #VALUE! | #VALUE! | #VALUE! |  |  | #VALUE! | #VALUE! | 0 | 0 | 0.20123 | 0.20123 | #VALUE! | #VALUE! | #VALUE! | #VALUE! | 0 | 0 | 0.20123 | 0.20123 | #VALUE! | #VALUE! | #VALUE! | #VALUE! | 0 | 0 | 0.20123 | 0.20123 | #VALUE! | #VALUE! |  |  |  | #VALUE! | #VALUE! | #VALUE! | #VALUE! | #VALUE! | #VALUE! | #VALUE!
Wednesday | 9 | 28 | 18 | 6498 | 0 | 0 | 0 | 0 | 0 | 0 | 0 | 0 | 0 | 0 | 0 | 0 | 0 | 0 | 0 | 0 | 0 | 0 | 0 | 0 | 0 | 0 | 0 | 0 | 0.0016495 | 0 | 0 | 0 | 0 | 0 | 0 | 0 | 0 | 0 | 0 | 0 | 0 | 0 | 0 | 0 |  | 0 | 0 | 0 |  | #VALUE! | #VALUE! | #VALUE! | #VALUE! |  |  | #VALUE! | #VALUE! | 0 | 0 | 0.20123 | 0.20123 | #VALUE! | #VALUE! | #VALUE! | #VALUE! | 0 | 0 | 0.20123 | 0.20123 | #VALUE! | #VALUE! | #VALUE! | #VALUE! | 0 | 0 | 0.20123 | 0.20123 | #VALUE! | #VALUE! |  |  |  | #VALUE! | #VALUE! | #VALUE! | #VALUE! | #VALUE! | #VALUE! | #VALUE!
Wednesday | 9 | 28 | 19 | 6499 | 0 | 0 | 0 | 0 | 0 | 0 | 0 | 0 | 0 | 0 | 0 | 0 | 0 | 0 | 0 | 0 | 0 | 0 | 0 | 0 | 0 | 0 | 0 | 0 | 0 | 0 | 0 | 0 | 0 | 0 | 0 | 0 | 0 | 0 | 0 | 0 | 0 | 0 | 0 | 0 |  | 0 | 0 | 0 |  | #VALUE! | #VALUE! | #VALUE! | #VALUE! |  |  | #VALUE! | #VALUE! | 0 | 0 | 0.20123 | 0.20123 | #VALUE! | #VALUE! | #VALUE! | #VALUE! | 0 | 0 | 0.20123 | 0.20123 | #VALUE! | #VALUE! | #VALUE! | #VALUE! | 0 | 0 | 0.20123 | 0.20123 | #VALUE! | #VALUE! |  |  |  | #VALUE! | #VALUE! | #VALUE! | #VALUE! | #VALUE! | #VALUE! | #VALUE!
Wednesday | 9 | 28 | 20 | 6500 | 0 | 0 | 0 | 0 | 0 | 0 | 0 | 0 | 0 | 0 | 0 | 0 | 0 | 0 | 0 | 0 | 0 | 0 | 0 | 0 | 0 | 0 | 0 | 0 | 0.0022013 | 0 | 0 | 0 | 0 | 0 | 0 | 0 | 0 | 0 | 0 | 0 | 0 | 0 | 0 | 0 |  | 0 | 0 | 0 |  | #VALUE! | #VALUE! | #VALUE! | #VALUE! |  |  | #VALUE! | #VALUE! | 0 | 0 | 0.20123 | 0.20123 | #VALUE! | #VALUE! | #VALUE! | #VALUE! | 0 | 0 | 0.20123 | 0.20123 | #VALUE! | #VALUE! | #VALUE! | #VALUE! | 0 | 0 | 0.20123 | 0.20123 | #VALUE! | #VALUE! |  |  |  | #VALUE! | #VALUE! | #VALUE! | #VALUE! | #VALUE! | #VALUE! | #VALUE!
Wednesday | 9 | 28 | 21 | 6501 | 0 | 0 | 0 | 0 | 0 | 0 | 0 | 0 | 0 | 0 | 0 | 0 | 0 | 0 | 0 | 0 | 0 | 0 | 0 | 0 | 0 | 0 | 0 | 0 | 0.0026666 | 0 | 0 | 0 | 0 | 0 | 0 | 0 | 0 | 0 | 0 | 0 | 0 | 0 | 0 | 0 |  | 0 | 0 | 0 |  | #VALUE! | #VALUE! | #VALUE! | #VALUE! |  |  | #VALUE! | #VALUE! | 0 | 0 | 0.20123 | 0.20123 | #VALUE! | #VALUE! | #VALUE! | #VALUE! | 0 | 0 | 0.20123 | 0.20123 | #VALUE! | #VALUE! | #VALUE! | #VALUE! | 0 | 0 | 0.20123 | 0.20123 | #VALUE! | #VALUE! |  |  |  | #VALUE! | #VALUE! | #VALUE! | #VALUE! | #VALUE! | #VALUE! | #VALUE!
Wednesday | 9 | 28 | 22 | 6502 | 0 | 0 | 0 | 0 | 0 | 0 | 0 | 0 | 0 | 0 | 0 | 0 | 0 | 0 | 0 | 0 | 0 | 0 | 0 | 0 | 0 | 0 | 0 | 0 | 0 | 0 | 0 | 0 | 0 | 0 | 0 | 0 | 0 | 0 | 0 | 0 | 0 | 0 | 0 | 0 |  | 0 | 0 | 0 |  | #VALUE! | #VALUE! | #VALUE! | #VALUE! |  |  | #VALUE! | #VALUE! | 0 | 0 | 0.20123 | 0.20123 | #VALUE! | #VALUE! | #VALUE! | #VALUE! | 0 | 0 | 0.20123 | 0.20123 | #VALUE! | #VALUE! | #VALUE! | #VALUE! | 0 | 0 | 0.20123 | 0.20123 | #VALUE! | #VALUE! |  |  |  | #VALUE! | #VALUE! | #VALUE! | #VALUE! | #VALUE! | #VALUE! | #VALUE!
Wednesday | 9 | 28 | 23 | 6503 | 0 | 0 | 0 | 0 | 0 | 0 | 0 | 0 | 0 | 0 | 0 | 0 | 0 | 0 | 0 | 0 | 0 | 0 | 0 | 0 | 0 | 0 | 0 | 0 | 0 | 0 | 0 | 0 | 0 | 0 | 0 | 0 | 0 | 0 | 0 | 0 | 0 | 0 | 0 | 0 |  | 0 | 0 | 0 |  | #VALUE! | #VALUE! | #VALUE! | #VALUE! |  |  | #VALUE! | #VALUE! | 0 | 0 | 0.20123 | 0.20123 | #VALUE! | #VALUE! | #VALUE! | #VALUE! | 0 | 0 | 0.20123 | 0.20123 | #VALUE! | #VALUE! | #VALUE! | #VALUE! | 0 | 0 | 0.20123 | 0.20123 | #VALUE! | #VALUE! |  |  |  | #VALUE! | #VALUE! | #VALUE! | #VALUE! | #VALUE! | #VALUE! | #VALUE!
Wednesday | 9 | 28 | 24 | 6504 | 0 | 0 | 0 | 0 | 0 | 0 | 0 | 0 | 0 | 0 | 0 | 0 | 0 | 0 | 0 | 0 | 0 | 0 | 0 | 0 | 0 | 0 | 0 | 0 | 0 | 0 | 0.088838 | 0 | 0 | 0 | 0 | 0 | 0 | 0 | 0 | 0 | 0 | 0 | 0 | 0 |  | 0 | 0 | 0 |  | #VALUE! | #VALUE! | #VALUE! | #VALUE! |  |  | #VALUE! | #VALUE! | 0 | 0 | 0.20123 | 0.20123 | #VALUE! | #VALUE! | #VALUE! | #VALUE! | 0 | 0 | 0.20123 | 0.20123 | #VALUE! | #VALUE! | #VALUE! | #VALUE! | 0 | 0 | 0.20123 | 0.20123 | #VALUE! | #VALUE! |  |  |  | #VALUE! | #VALUE! | #VALUE! | #VALUE! | #VALUE! | #VALUE! | #VALUE!
Thursday | 9 | 29 | 1 | 6505 | 0 | 0 | 0 | 0 | 0 | 0 | 0 | 0 | 0 | 0 | 0 | 0 | 0 | 0 | 0 | 0 | 0 | 0 | 0 | 0 | 0 | 0 | 0 | 0 | 0 | 0 | 0.086309 | 0 | 0 | 0 | 0 | 0 | 0 | 0 | 0 | 0 | 0 | 0 | 0 | 0 |  | 0 | 0 | 0 |  | #VALUE! | #VALUE! | #VALUE! | #VALUE! |  |  | #VALUE! | #VALUE! | 0 | 0 | 0.20123 | 0.20123 | #VALUE! | #VALUE! | #VALUE! | #VALUE! | 0 | 0 | 0.20123 | 0.20123 | #VALUE! | #VALUE! | #VALUE! | #VALUE! | 0 | 0 | 0.20123 | 0.20123 | #VALUE! | #VALUE! |  |  |  | #VALUE! | #VALUE! | #VALUE! | #VALUE! | #VALUE! | #VALUE! | #VALUE!
Thursday | 9 | 29 | 2 | 6506 | 0 | 0 | 0 | 0 | 0 | 0 | 0 | 0 | 0 | 0 | 0 | 0 | 0 | 0 | 0 | 0 | 0 | 0 | 0 | 0 | 0 | 0 | 0 | 0 | 0 | 0 | 0.078164 | 0 | 0 | 0 | 0 | 0 | 0 | 0 | 0 | 0 | 0 | 0 | 0 | 0 |  | 0 | 0 | 0 |  | #VALUE! | #VALUE! | #VALUE! | #VALUE! |  |  | #VALUE! | #VALUE! | 0 | 0 | 0.20123 | 0.20123 | #VALUE! | #VALUE! | #VALUE! | #VALUE! | 0 | 0 | 0.20123 | 0.20123 | #VALUE! | #VALUE! | #VALUE! | #VALUE! | 0 | 0 | 0.20123 | 0.20123 | #VALUE! | #VALUE! |  |  |  | #VALUE! | #VALUE! | #VALUE! | #VALUE! | #VALUE! | #VALUE! | #VALUE!
Thursday | 9 | 29 | 3 | 6507 | 0 | 0 | 0 | 0 | 0 | 0 | 0 | 0 | 0 | 0 | 0 | 0 | 0 | 0 | 0 | 0 | 0 | 0 | 0 | 0 | 0 | 0 | 0 | 0 | 0 | 0 | 0.092462 | 0 | 0 | 0 | 0 | 0 | 0 | 0 | 0 | 0 | 0 | 0 | 0 | 0 |  | 0 | 0 | 0 |  | #VALUE! | #VALUE! | #VALUE! | #VALUE! |  |  | #VALUE! | #VALUE! | 0 | 0 | 0.20123 | 0.20123 | #VALUE! | #VALUE! | #VALUE! | #VALUE! | 0 | 0 | 0.20123 | 0.20123 | #VALUE! | #VALUE! | #VALUE! | #VALUE! | 0 | 0 | 0.20123 | 0.20123 | #VALUE! | #VALUE! |  |  |  | #VALUE! | #VALUE! | #VALUE! | #VALUE! | #VALUE! | #VALUE! | #VALUE!
Thursday | 9 | 29 | 4 | 6508 | 0 | 0 | 0 | 0 | 0 | 0 | 0 | 0 | 0 | 0 | 0 | 0 | 0 | 0 | 0 | 0 | 0 | 0 | 0 | 0 | 0 | 0 | 0 | 0 | 0 | 0 | 0.094153 | 0 | 0 | 0 | 0 | 0 | 0 | 0 | 0 | 0 | 0 | 0 | 0 | 0 |  | 0 | 0 | 0 |  | #VALUE! | #VALUE! | #VALUE! | #VALUE! |  |  | #VALUE! | #VALUE! | 0 | 0 | 0.20123 | 0.20123 | #VALUE! | #VALUE! | #VALUE! | #VALUE! | 0 | 0 | 0.20123 | 0.20123 | #VALUE! | #VALUE! | #VALUE! | #VALUE! | 0 | 0 | 0.20123 | 0.20123 | #VALUE! | #VALUE! |  |  |  | #VALUE! | #VALUE! | #VALUE! | #VALUE! | #VALUE! | #VALUE! | #VALUE!
Thursday | 9 | 29 | 5 | 6509 | 0 | 0 | 0 | 0 | 0 | 0 | 0 | 0 | 0 | 0 | 0 | 0 | 0 | 0 | 0 | 0 | 0 | 0 | 0 | 0 | 0 | 0 | 0 | 0 | 0 | 0 | 0.089308 | 0 | 0 | 0 | 0 | 0 | 0 | 0 | 0 | 0 | 0 | 0 | 0 | 0 |  | 0 | 0 | 0 |  | #VALUE! | #VALUE! | #VALUE! | #VALUE! |  |  | #VALUE! | #VALUE! | 0 | 0 | 0.20123 | 0.20123 | #VALUE! | #VALUE! | #VALUE! | #VALUE! | 0 | 0 | 0.20123 | 0.20123 | #VALUE! | #VALUE! | #VALUE! | #VALUE! | 0 | 0 | 0.20123 | 0.20123 | #VALUE! | #VALUE! |  |  |  | #VALUE! | #VALUE! | #VALUE! | #VALUE! | #VALUE! | #VALUE! | #VALUE!
Thursday | 9 | 29 | 6 | 6510 | 0 | 0 | 0 | 0 | 0 | 0 | 0 | 0 | 0 | 0 | 0 | 0 | 0 | 0 | 0 | 0 | 0 | 0 | 0 | 0 | 0 | 0 | 0 | 0 | 0.0015532 | 0 | 0.078796 | 0 | 0 | 0 | 0 | 0 | 0 | 0 | 0 | 0 | 0 | 0 | 0 | 0 |  | 0 | 0 | 0 |  | #VALUE! | #VALUE! | #VALUE! | #VALUE! |  |  | #VALUE! | #VALUE! | 0 | 0 | 0.20123 | 0.20123 | #VALUE! | #VALUE! | #VALUE! | #VALUE! | 0 | 0 | 0.20123 | 0.20123 | #VALUE! | #VALUE! | #VALUE! | #VALUE! | 0 | 0 | 0.20123 | 0.20123 | #VALUE! | #VALUE! |  |  |  | #VALUE! | #VALUE! | #VALUE! | #VALUE! | #VALUE! | #VALUE! | #VALUE!
Thursday | 9 | 29 | 7 | 6511 | 0 | 0 | 0 | 0 | 0 | 0 | 0 | 0 | 0 | 0 | 0 | 0 | 0 | 0 | 0 | 0 | 0 | 0 | 0 | 0 | 0 | 0 | 0 | 0 | 0.0020926 | 0 | 0.075861 | 0 | 0 | 0 | 0 | 0 | 0 | 0 | 0 | 0 | 0 | 0 | 0 | 0 |  | 0 | 0 | 0 |  | #VALUE! | #VALUE! | #VALUE! | #VALUE! |  |  | #VALUE! | #VALUE! | 0 | 0 | 0.20123 | 0.20123 | #VALUE! | #VALUE! | #VALUE! | #VALUE! | 0 | 0 | 0.20123 | 0.20123 | #VALUE! | #VALUE! | #VALUE! | #VALUE! | 0 | 0 | 0.20123 | 0.20123 | #VALUE! | #VALUE! |  |  |  | #VALUE! | #VALUE! | #VALUE! | #VALUE! | #VALUE! | #VALUE! | #VALUE!
Thursday | 9 | 29 | 8 | 6512 | 0 | 0 | 0 | 0 | 0 | 0 | 0 | 0 | 0 | 0 | 0 | 0 | 0 | 0 | 0 | 0 | 0 | 0 | 0 | 0 | 0 | 0 | 0 | 0 | 0.002209 | 0 | 0.024478 | 0 | 0 | 0 | 0 | 0 | 0 | 0 | 0 | 0 | 0 | 0 | 0 | 0 |  | 0 | 0 | 0 |  | #VALUE! | #VALUE! | #VALUE! | #VALUE! |  |  | #VALUE! | #VALUE! | 0 | 0 | 0.20123 | 0.20123 | #VALUE! | #VALUE! | #VALUE! | #VALUE! | 0 | 0 | 0.20123 | 0.20123 | #VALUE! | #VALUE! | #VALUE! | #VALUE! | 0 | 0 | 0.20123 | 0.20123 | #VALUE! | #VALUE! |  |  |  | #VALUE! | #VALUE! | #VALUE! | #VALUE! | #VALUE! | #VALUE! | #VALUE!
Thursday | 9 | 29 | 9 | 6513 | 0 | 0 | 0 | 0 | 0 | 0 | 0 | 0 | 0 | 0 | 0 | 0 | 0 | 0 | 0 | 0 | 0 | 0 | 0 | 0 | 0 | 0 | 0 | 0 | 0 | 0 | 0.10084 | 0 | 0 | 0 | 0 | 0 | 0 | 0 | 0 | 0 | 0 | 0 | 0 | 0 |  | 0 | 0 | 0 |  | #VALUE! | #VALUE! | #VALUE! | #VALUE! |  |  | #VALUE! | #VALUE! | 0 | 0 | 0.20123 | 0.20123 | #VALUE! | #VALUE! | #VALUE! | #VALUE! | 0 | 0 | 0.20123 | 0.20123 | #VALUE! | #VALUE! | #VALUE! | #VALUE! | 0 | 0 | 0.20123 | 0.20123 | #VALUE! | #VALUE! |  |  |  | #VALUE! | #VALUE! | #VALUE! | #VALUE! | #VALUE! | #VALUE! | #VALUE!
Thursday | 9 | 29 | 10 | 6514 | 0 | 0 | 0 | 0 | 0 | 0 | 0 | 0 | 0 | 0 | 0 | 0 | 0 | 0 | 0 | 0 | 0 | 0 | 0 | 0 | 0 | 0 | 0 | 0 | 0.01514 | 0 | 0.14906 | 0.003331 | 0 | 0 | 0 | 0 | 0 | 0 | 0 | 0 | 0 | 0 | 0 | 0 |  | 0 | 0 | 0 |  | #VALUE! | #VALUE! | #VALUE! | #VALUE! |  |  | #VALUE! | #VALUE! | 0 | 0 | 0.20123 | 0.20123 | #VALUE! | #VALUE! | #VALUE! | #VALUE! | 0 | 0 | 0.20123 | 0.20123 | #VALUE! | #VALUE! | #VALUE! | #VALUE! | 0 | 0 | 0.20123 | 0.20123 | #VALUE! | #VALUE! |  |  |  | #VALUE! | #VALUE! | #VALUE! | #VALUE! | #VALUE! | #VALUE! | #VALUE!
Thursday | 9 | 29 | 11 | 6515 | 0 | 0 | 0 | 0 | 0 | 0 | 0 | 0 | 0 | 0 | 0 | 0 | 0 | 0 | 0 | 0 | 0 | 0 | 0 | 0 | 0 | 0 | 0 | 0 | 0.025926 | 0 | 0.15727 | 0.012214 | 0.035 | 0 | 0 | 0 | 0 | 0 | 0 | 0 | 0 | 0 | 0 | 0 |  | 0 | 0 | 0 |  | #VALUE! | #VALUE! | #VALUE! | #VALUE! |  |  | #VALUE! | #VALUE! | 0 | 0 | 0.20123 | 0.20123 | #VALUE! | #VALUE! | #VALUE! | #VALUE! | 0 | 0 | 0.20123 | 0.20123 | #VALUE! | #VALUE! | #VALUE! | #VALUE! | 0 | 0 | 0.20123 | 0.20123 | #VALUE! | #VALUE! |  |  |  | #VALUE! | #VALUE! | #VALUE! | #VALUE! | #VALUE! | #VALUE! | #VALUE!
Thursday | 9 | 29 | 12 | 6516 | 0 | 0 | 0 | 0 | 0 | 0 | 0 | 0 | 0 | 0 | 0 | 0 | 0 | 0 | 0 | 0 | 0 | 0 | 0 | 0 | 0 | 0 | 0 | 0 | 0.030197 | 0 | 0.16888 | 0.013394 | 0.048 | 0 | 0 | 0 | 0 | 0 | 0 | 0 | 0 | 0 | 0 | 0 |  | 0 | 0 | 0 |  | #VALUE! | #VALUE! | #VALUE! | #VALUE! |  |  | #VALUE! | #VALUE! | 0 | 0 | 0.20123 | 0.20123 | #VALUE! | #VALUE! | #VALUE! | #VALUE! | 0 | 0 | 0.20123 | 0.20123 | #VALUE! | #VALUE! | #VALUE! | #VALUE! | 0 | 0 | 0.20123 | 0.20123 | #VALUE! | #VALUE! |  |  |  | #VALUE! | #VALUE! | #VALUE! | #VALUE! | #VALUE! | #VALUE! | #VALUE!
Thursday | 9 | 29 | 13 | 6517 | 0 | 0 | 0 | 0 | 0 | 0 | 0 | 0 | 0 | 0 | 0 | 0 | 0 | 0 | 0 | 0 | 0 | 0 | 0 | 0 | 0 | 0 | 0 | 0 | 0.030225 | 0 | 0.17761 | 0.020934 | 0.082 | 0 | 0 | 0 | 0 | 0 | 0 | 0 | 0 | 0 | 0 | 0 |  | 0 | 0 | 0 |  | #VALUE! | #VALUE! | #VALUE! | #VALUE! |  |  | #VALUE! | #VALUE! | 0 | 0 | 0.20123 | 0.20123 | #VALUE! | #VALUE! | #VALUE! | #VALUE! | 0 | 0 | 0.20123 | 0.20123 | #VALUE! | #VALUE! | #VALUE! | #VALUE! | 0 | 0 | 0.20123 | 0.20123 | #VALUE! | #VALUE! |  |  |  | #VALUE! | #VALUE! | #VALUE! | #VALUE! | #VALUE! | #VALUE! | #VALUE!
Thursday | 9 | 29 | 14 | 6518 | 0 | 0 | 0 | 0 | 0 | 0 | 0 | 0 | 0 | 0 | 0 | 0 | 0 | 0 | 0 | 0 | 0 | 0 | 0 | 0 | 0 | 0 | 0 | 0 | 0.026679 | 0 | 0.17587 | 0.022335 | 0.092 | 0 | 0 | 0 | 0 | 0 | 0 | 0 | 0 | 0 | 0 | 0 |  | 0 | 0 | 0 |  | #VALUE! | #VALUE! | #VALUE! | #VALUE! |  |  | #VALUE! | #VALUE! | 0 | 0 | 0.20123 | 0.20123 | #VALUE! | #VALUE! | #VALUE! | #VALUE! | 0 | 0 | 0.20123 | 0.20123 | #VALUE! | #VALUE! | #VALUE! | #VALUE! | 0 | 0 | 0.20123 | 0.20123 | #VALUE! | #VALUE! |  |  |  | #VALUE! | #VALUE! | #VALUE! | #VALUE! | #VALUE! | #VALUE! | #VALUE!
Thursday | 9 | 29 | 15 | 6519 | 0 | 0 | 0 | 0 | 0 | 0 | 0 | 0 | 0 | 0 | 0 | 0 | 0 | 0 | 0 | 0 | 0 | 0 | 0 | 0 | 0 | 0 | 0 | 0 | 0.028296 | 0.0015 | 0.14625 | 0.037734 | 0.109 | 0 | 0 | 0 | 0 | 0 | 0 | 0 | 0 | 0 | 0 | 0 |  | 0 | 0 | 0 |  | #VALUE! | #VALUE! | #VALUE! | #VALUE! |  |  | #VALUE! | #VALUE! | 0 | 0 | 0.20123 | 0.20123 | #VALUE! | #VALUE! | #VALUE! | #VALUE! | 0 | 0 | 0.20123 | 0.20123 | #VALUE! | #VALUE! | #VALUE! | #VALUE! | 0 | 0 | 0.20123 | 0.20123 | #VALUE! | #VALUE! |  |  |  | #VALUE! | #VALUE! | #VALUE! | #VALUE! | #VALUE! | #VALUE! | #VALUE!
Thursday | 9 | 29 | 16 | 6520 | 0 | 0 | 0 | 0 | 0 | 0 | 0 | 0 | 0 | 0 | 0 | 0 | 0 | 0 | 0 | 0 | 0 | 0 | 0 | 0 | 0 | 0 | 0 | 0 | 0.026853 | 0 | 0.13458 | 0.028471 | 0.091 | 0 | 0 | 0 | 0 | 0 | 0 | 0 | 0 | 0 | 0 | 0 |  | 0 | 0 | 0 |  | #VALUE! | #VALUE! | #VALUE! | #VALUE! |  |  | #VALUE! | #VALUE! | 0 | 0 | 0.20123 | 0.20123 | #VALUE! | #VALUE! | #VALUE! | #VALUE! | 0 | 0 | 0.20123 | 0.20123 | #VALUE! | #VALUE! | #VALUE! | #VALUE! | 0 | 0 | 0.20123 | 0.20123 | #VALUE! | #VALUE! |  |  |  | #VALUE! | #VALUE! | #VALUE! | #VALUE! | #VALUE! | #VALUE! | #VALUE!
Thursday | 9 | 29 | 17 | 6521 | 0 | 0 | 0 | 0 | 0 | 0 | 0 | 0 | 0 | 0 | 0 | 0 | 0 | 0 | 0 | 0 | 0 | 0 | 0 | 0 | 0 | 0 | 0 | 0 | 0.016128 | 0 | 0.11123 | 0.0096919 | 0.056 | 0 | 0 | 0 | 0 | 0 | 0 | 0 | 0 | 0 | 0 | 0 |  | 0 | 0 | 0 |  | #VALUE! | #VALUE! | #VALUE! | #VALUE! |  |  | #VALUE! | #VALUE! | 0 | 0 | 0.20123 | 0.20123 | #VALUE! | #VALUE! | #VALUE! | #VALUE! | 0 | 0 | 0.20123 | 0.20123 | #VALUE! | #VALUE! | #VALUE! | #VALUE! | 0 | 0 | 0.20123 | 0.20123 | #VALUE! | #VALUE! |  |  |  | #VALUE! | #VALUE! | #VALUE! | #VALUE! | #VALUE! | #VALUE! | #VALUE!
Thursday | 9 | 29 | 18 | 6522 | 0 | 0 | 0 | 0 | 0 | 0 | 0 | 0 | 0 | 0 | 0 | 0 | 0 | 0 | 0 | 0 | 0 | 0 | 0 | 0 | 0 | 0 | 0 | 0 | 0.0065676 | 0 | 0.10267 | 0.0063448 | 0.028 | 0 | 0 | 0 | 0 | 0 | 0 | 0 | 0 | 0 | 0 | 0 |  | 0 | 0 | 0 |  | #VALUE! | #VALUE! | #VALUE! | #VALUE! |  |  | #VALUE! | #VALUE! | 0 | 0 | 0.20123 | 0.20123 | #VALUE! | #VALUE! | #VALUE! | #VALUE! | 0 | 0 | 0.20123 | 0.20123 | #VALUE! | #VALUE! | #VALUE! | #VALUE! | 0 | 0 | 0.20123 | 0.20123 | #VALUE! | #VALUE! |  |  |  | #VALUE! | #VALUE! | #VALUE! | #VALUE! | #VALUE! | #VALUE! | #VALUE!
Thursday | 9 | 29 | 19 | 6523 | 0 | 0 | 0 | 0 | 0 | 0 | 0 | 0 | 0 | 0 | 0 | 0 | 0 | 0 | 0 | 0 | 0 | 0 | 0 | 0 | 0 | 0 | 0 | 0 | 0 | 0 | 0.093792 | 0.003331 | 0 | 0 | 0 | 0 | 0 | 0 | 0 | 0 | 0 | 0 | 0 | 0 |  | 0 | 0 | 0 |  | #VALUE! | #VALUE! | #VALUE! | #VALUE! |  |  | #VALUE! | #VALUE! | 0 | 0 | 0.20123 | 0.20123 | #VALUE! | #VALUE! | #VALUE! | #VALUE! | 0 | 0 | 0.20123 | 0.20123 | #VALUE! | #VALUE! | #VALUE! | #VALUE! | 0 | 0 | 0.20123 | 0.20123 | #VALUE! | #VALUE! |  |  |  | #VALUE! | #VALUE! | #VALUE! | #VALUE! | #VALUE! | #VALUE! | #VALUE!
Thursday | 9 | 29 | 20 | 6524 | 0 | 0 | 0 | 0 | 0 | 0 | 0 | 0 | 0 | 0 | 0 | 0 | 0 | 0 | 0 | 0 | 0 | 0 | 0 | 0 | 0 | 0 | 0 | 0 | 0 | 0 | 0 | 0.003331 | 0 | 0 | 0 | 0 | 0 | 0 | 0 | 0 | 0 | 0 | 0 | 0 |  | 0 | 0 | 0 |  | #VALUE! | #VALUE! | #VALUE! | #VALUE! |  |  | #VALUE! | #VALUE! | 0 | 0 | 0.20123 | 0.20123 | #VALUE! | #VALUE! | #VALUE! | #VALUE! | 0 | 0 | 0.20123 | 0.20123 | #VALUE! | #VALUE! | #VALUE! | #VALUE! | 0 | 0 | 0.20123 | 0.20123 | #VALUE! | #VALUE! |  |  |  | #VALUE! | #VALUE! | #VALUE! | #VALUE! | #VALUE! | #VALUE! | #VALUE!
Thursday | 9 | 29 | 21 | 6525 | 0 | 0 | 0 | 0 | 0 | 0 | 0 | 0 | 0 | 0 | 0 | 0 | 0 | 0 | 0 | 0 | 0 | 0 | 0 | 0 | 0 | 0 | 0 | 0 | 0 | 0 | 0.027613 | 0.00031724 | 0 | 0 | 0 | 0 | 0 | 0 | 0 | 0 | 0 | 0 | 0 | 0 |  | 0 | 0 | 0 |  | #VALUE! | #VALUE! | #VALUE! | #VALUE! |  |  | #VALUE! | #VALUE! | 0 | 0 | 0.20123 | 0.20123 | #VALUE! | #VALUE! | #VALUE! | #VALUE! | 0 | 0 | 0.20123 | 0.20123 | #VALUE! | #VALUE! | #VALUE! | #VALUE! | 0 | 0 | 0.20123 | 0.20123 | #VALUE! | #VALUE! |  |  |  | #VALUE! | #VALUE! | #VALUE! | #VALUE! | #VALUE! | #VALUE! | #VALUE!
Thursday | 9 | 29 | 22 | 6526 | 0 | 0 | 0 | 0 | 0 | 0 | 0 | 0 | 0 | 0 | 0 | 0 | 0 | 0 | 0 | 0 | 0 | 0 | 0 | 0 | 0 | 0 | 0 | 0 | 0 | 0 | 0.059333 | 0.0061862 | 0.001 | 0 | 0 | 0 | 0 | 0 | 0 | 0 | 0 | 0 | 0 | 0 |  | 0 | 0 | 0 |  | #VALUE! | #VALUE! | #VALUE! | #VALUE! |  |  | #VALUE! | #VALUE! | 0 | 0 | 0.20123 | 0.20123 | #VALUE! | #VALUE! | #VALUE! | #VALUE! | 0 | 0 | 0.20123 | 0.20123 | #VALUE! | #VALUE! | #VALUE! | #VALUE! | 0 | 0 | 0.20123 | 0.20123 | #VALUE! | #VALUE! |  |  |  | #VALUE! | #VALUE! | #VALUE! | #VALUE! | #VALUE! | #VALUE! | #VALUE!
Thursday | 9 | 29 | 23 | 6527 | 0 | 0 | 0 | 0 | 0 | 0 | 0 | 0 | 0 | 0 | 0 | 0 | 0 | 0 | 0 | 0 | 0 | 0 | 0 | 0 | 0 | 0 | 0 | 0 | 0 | 0 | 0 | 0 | 0 | 0 | 0 | 0 | 0 | 0 | 0 | 0 | 0 | 0 | 0 | 0 |  | 0 | 0 | 0 |  | #VALUE! | #VALUE! | #VALUE! | #VALUE! |  |  | #VALUE! | #VALUE! | 0 | 0 | 0.20123 | 0.20123 | #VALUE! | #VALUE! | #VALUE! | #VALUE! | 0 | 0 | 0.20123 | 0.20123 | #VALUE! | #VALUE! | #VALUE! | #VALUE! | 0 | 0 | 0.20123 | 0.20123 | #VALUE! | #VALUE! |  |  |  | #VALUE! | #VALUE! | #VALUE! | #VALUE! | #VALUE! | #VALUE! | #VALUE!
Thursday | 9 | 29 | 24 | 6528 | 0 | 0 | 0 | 0 | 0 | 0 | 0 | 0 | 0 | 0 | 0 | 0 | 0 | 0 | 0 | 0 | 0 | 0 | 0 | 0 | 0 | 0 | 0 | 0 | 0 | 0 | 0 | 0 | 0 | 0 | 0 | 0 | 0 | 0 | 0 | 0 | 0 | 0 | 0 | 0 |  | 0 | 0 | 0 |  | #VALUE! | #VALUE! | #VALUE! | #VALUE! |  |  | #VALUE! | #VALUE! | 0 | 0 | 0.20123 | 0.20123 | #VALUE! | #VALUE! | #VALUE! | #VALUE! | 0 | 0 | 0.20123 | 0.20123 | #VALUE! | #VALUE! | #VALUE! | #VALUE! | 0 | 0 | 0.20123 | 0.20123 | #VALUE! | #VALUE! |  |  |  | #VALUE! | #VALUE! | #VALUE! | #VALUE! | #VALUE! | #VALUE! | #VALUE!
Friday | 9 | 30 | 1 | 6529 | 0 | 0 | 0 | 0 | 0 | 0 | 0 | 0 | 0 | 0 | 0 | 0 | 0 | 0 | 0 | 0 | 0 | 0 | 0 | 0 | 0 | 0 | 0 | 0 | 0 | 0 | 0.073782 | 0 | 0 | 0 | 0 | 0 | 0 | 0 | 0 | 0 | 0 | 0 | 0 | 0 |  | 0 | 0 | 0 |  | #VALUE! | #VALUE! | #VALUE! | #VALUE! |  |  | #VALUE! | #VALUE! | 0 | 0 | 0.20123 | 0.20123 | #VALUE! | #VALUE! | #VALUE! | #VALUE! | 0 | 0 | 0.20123 | 0.20123 | #VALUE! | #VALUE! | #VALUE! | #VALUE! | 0 | 0 | 0.20123 | 0.20123 | #VALUE! | #VALUE! |  |  |  | #VALUE! | #VALUE! | #VALUE! | #VALUE! | #VALUE! | #VALUE! | #VALUE!
Friday | 9 | 30 | 2 | 6530 | 0 | 0 | 0 | 0 | 0 | 0 | 0 | 0 | 0 | 0 | 0 | 0 | 0 | 0 | 0 | 0 | 0 | 0 | 0 | 0 | 0 | 0 | 0 | 0 | 0 | 0 | 0.090416 | 0 | 0 | 0 | 0 | 0 | 0 | 0 | 0 | 0 | 0 | 0 | 0 | 0 |  | 0 | 0 | 0 |  | #VALUE! | #VALUE! | #VALUE! | #VALUE! |  |  | #VALUE! | #VALUE! | 0 | 0 | 0.20123 | 0.20123 | #VALUE! | #VALUE! | #VALUE! | #VALUE! | 0 | 0 | 0.20123 | 0.20123 | #VALUE! | #VALUE! | #VALUE! | #VALUE! | 0 | 0 | 0.20123 | 0.20123 | #VALUE! | #VALUE! |  |  |  | #VALUE! | #VALUE! | #VALUE! | #VALUE! | #VALUE! | #VALUE! | #VALUE!
Friday | 9 | 30 | 3 | 6531 | 0 | 0 | 0 | 0 | 0 | 0 | 0 | 0 | 0 | 0 | 0 | 0 | 0 | 0 | 0 | 0 | 0 | 0 | 0 | 0 | 0 | 0 | 0 | 0 | 0 | 0 | 0 | 0 | 0 | 0 | 0 | 0 | 0 | 0 | 0 | 0 | 0 | 0 | 0 | 0 |  | 0 | 0 | 0 |  | #VALUE! | #VALUE! | #VALUE! | #VALUE! |  |  | #VALUE! | #VALUE! | 0 | 0 | 0.20123 | 0.20123 | #VALUE! | #VALUE! | #VALUE! | #VALUE! | 0 | 0 | 0.20123 | 0.20123 | #VALUE! | #VALUE! | #VALUE! | #VALUE! | 0 | 0 | 0.20123 | 0.20123 | #VALUE! | #VALUE! |  |  |  | #VALUE! | #VALUE! | #VALUE! | #VALUE! | #VALUE! | #VALUE! | #VALUE!
Friday | 9 | 30 | 4 | 6532 | 0 | 0 | 0 | 0 | 0 | 0 | 0 | 0 | 0 | 0 | 0 | 0 | 0 | 0 | 0 | 0 | 0 | 0 | 0 | 0 | 0 | 0 | 0 | 0 | 0 | 0 | 0 | 0 | 0 | 0 | 0 | 0 | 0 | 0 | 0 | 0 | 0 | 0 | 0 | 0 |  | 0 | 0 | 0 |  | #VALUE! | #VALUE! | #VALUE! | #VALUE! |  |  | #VALUE! | #VALUE! | 0 | 0 | 0.20123 | 0.20123 | #VALUE! | #VALUE! | #VALUE! | #VALUE! | 0 | 0 | 0.20123 | 0.20123 | #VALUE! | #VALUE! | #VALUE! | #VALUE! | 0 | 0 | 0.20123 | 0.20123 | #VALUE! | #VALUE! |  |  |  | #VALUE! | #VALUE! | #VALUE! | #VALUE! | #VALUE! | #VALUE! | #VALUE!
Friday | 9 | 30 | 5 | 6533 | 0 | 0 | 0 | 0 | 0 | 0 | 0 | 0 | 0 | 0 | 0 | 0 | 0 | 0 | 0 | 0 | 0 | 0 | 0 | 0 | 0 | 0 | 0 | 0 | 0 | 0 | 0.0717 | 0 | 0 | 0 | 0 | 0 | 0 | 0 | 0 | 0 | 0 | 0 | 0 | 0 |  | 0 | 0 | 0 |  | #VALUE! | #VALUE! | #VALUE! | #VALUE! |  |  | #VALUE! | #VALUE! | 0 | 0 | 0.20123 | 0.20123 | #VALUE! | #VALUE! | #VALUE! | #VALUE! | 0 | 0 | 0.20123 | 0.20123 | #VALUE! | #VALUE! | #VALUE! | #VALUE! | 0 | 0 | 0.20123 | 0.20123 | #VALUE! | #VALUE! |  |  |  | #VALUE! | #VALUE! | #VALUE! | #VALUE! | #VALUE! | #VALUE! | #VALUE!
Friday | 9 | 30 | 6 | 6534 | 0 | 0 | 0 | 0 | 0 | 0 | 0 | 0 | 0 | 0 | 0 | 0 | 0 | 0 | 0 | 0 | 0 | 0 | 0 | 0 | 0 | 0 | 0 | 0 | 0 | 0 | 0.012418 | 0 | 0 | 0 | 0 | 0 | 0 | 0 | 0 | 0 | 0 | 0 | 0 | 0 |  | 0 | 0 | 0 |  | #VALUE! | #VALUE! | #VALUE! | #VALUE! |  |  | #VALUE! | #VALUE! | 0 | 0 | 0.20123 | 0.20123 | #VALUE! | #VALUE! | #VALUE! | #VALUE! | 0 | 0 | 0.20123 | 0.20123 | #VALUE! | #VALUE! | #VALUE! | #VALUE! | 0 | 0 | 0.20123 | 0.20123 | #VALUE! | #VALUE! |  |  |  | #VALUE! | #VALUE! | #VALUE! | #VALUE! | #VALUE! | #VALUE! | #VALUE!
Friday | 9 | 30 | 7 | 6535 | 0 | 0 | 0 | 0 | 0 | 0 | 0 | 0 | 0 | 0 | 0 | 0 | 0 | 0 | 0 | 0 | 0 | 0 | 0 | 0 | 0 | 0 | 0 | 0 | 0 | 0 | 0 | 0 | 0 | 0 | 0 | 0 | 0 | 0 | 0 | 0 | 0 | 0 | 0 | 0 |  | 0 | 0 | 0 |  | #VALUE! | #VALUE! | #VALUE! | #VALUE! |  |  | #VALUE! | #VALUE! | 0 | 0 | 0.20123 | 0.20123 | #VALUE! | #VALUE! | #VALUE! | #VALUE! | 0 | 0 | 0.20123 | 0.20123 | #VALUE! | #VALUE! | #VALUE! | #VALUE! | 0 | 0 | 0.20123 | 0.20123 | #VALUE! | #VALUE! |  |  |  | #VALUE! | #VALUE! | #VALUE! | #VALUE! | #VALUE! | #VALUE! | #VALUE!
Friday | 9 | 30 | 8 | 6536 | 0 | 0 | 0 | 0 | 0 | 0 | 0 | 0 | 0 | 0 | 0 | 0 | 0 | 0 | 0 | 0 | 0 | 0 | 0 | 0 | 0 | 0 | 0 | 0 | 0 | 0 | 0 | 0 | 0 | 0 | 0 | 0 | 0 | 0 | 0 | 0 | 0 | 0 | 0 | 0 |  | 0 | 0 | 0 |  | #VALUE! | #VALUE! | #VALUE! | #VALUE! |  |  | #VALUE! | #VALUE! | 0 | 0 | 0.20123 | 0.20123 | #VALUE! | #VALUE! | #VALUE! | #VALUE! | 0 | 0 | 0.20123 | 0.20123 | #VALUE! | #VALUE! | #VALUE! | #VALUE! | 0 | 0 | 0.20123 | 0.20123 | #VALUE! | #VALUE! |  |  |  | #VALUE! | #VALUE! | #VALUE! | #VALUE! | #VALUE! | #VALUE! | #VALUE!
Friday | 9 | 30 | 9 | 6537 | 0 | 0 | 0 | 0 | 0 | 0 | 0 | 0 | 0 | 0 | 0 | 0 | 0 | 0 | 0 | 0 | 0 | 0 | 0 | 0 | 0 | 0 | 0 | 0 | 0.028552 | 0 | 0 | 0.03697 | 0.126 | 0 | 0 | 0 | 0 | 0 | 0 | 0 | 0 | 0 | 0 | 0 |  | 0 | 0 | 0 |  | #VALUE! | #VALUE! | #VALUE! | #VALUE! |  |  | #VALUE! | #VALUE! | 0 | 0 | 0.20123 | 0.20123 | #VALUE! | #VALUE! | #VALUE! | #VALUE! | 0 | 0 | 0.20123 | 0.20123 | #VALUE! | #VALUE! | #VALUE! | #VALUE! | 0 | 0 | 0.20123 | 0.20123 | #VALUE! | #VALUE! |  |  |  | #VALUE! | #VALUE! | #VALUE! | #VALUE! | #VALUE! | #VALUE! | #VALUE!
Friday | 9 | 30 | 10 | 6538 | 0 | 0 | 0 | 0 | 0 | 0 | 0 | 0 | 0 | 0 | 0 | 0 | 0 | 0 | 0 | 0 | 0 | 0 | 0 | 0 | 0 | 0 | 0 | 0 | 0.03012 | 0.029 | 0.00075161 | 0.067077 | 0.206 | 0 | 0 | 0 | 0 | 0 | 0 | 0 | 0 | 0 | 0 | 0 |  | 0 | 0 | 0 |  | #VALUE! | #VALUE! | #VALUE! | #VALUE! |  |  | #VALUE! | #VALUE! | 0 | 0 | 0.20123 | 0.20123 | #VALUE! | #VALUE! | #VALUE! | #VALUE! | 0 | 0 | 0.20123 | 0.20123 | #VALUE! | #VALUE! | #VALUE! | #VALUE! | 0 | 0 | 0.20123 | 0.20123 | #VALUE! | #VALUE! |  |  |  | #VALUE! | #VALUE! | #VALUE! | #VALUE! | #VALUE! | #VALUE! | #VALUE!
Friday | 9 | 30 | 11 | 6539 | 0 | 0 | 0 | 0 | 0 | 0 | 0 | 0 | 0 | 0 | 0 | 0 | 0 | 0 | 0 | 0 | 0 | 0 | 0 | 0 | 0 | 0 | 0 | 0.0028239 | 0.033259 | 0.05775 | 0.049964 | 0.12775 | 0.318 | 0 | 0 | 0 | 0 | 0 | 0 | 0 | 0 | 0 | 0 | 0 |  | 0 | 0 | 0 |  | #VALUE! | #VALUE! | #VALUE! | #VALUE! |  |  | #VALUE! | #VALUE! | 0 | 0 | 0.20123 | 0.20123 | #VALUE! | #VALUE! | #VALUE! | #VALUE! | 0 | 0 | 0.20123 | 0.20123 | #VALUE! | #VALUE! | #VALUE! | #VALUE! | 0 | 0 | 0.20123 | 0.20123 | #VALUE! | #VALUE! |  |  |  | #VALUE! | #VALUE! | #VALUE! | #VALUE! | #VALUE! | #VALUE! | #VALUE!
Friday | 9 | 30 | 12 | 6540 | 0 | 0 | 0 | 0 | 0 | 0 | 0 | 0 | 0 | 0 | 0 | 0 | 0 | 0 | 0 | 0 | 0 | 0 | 0 | 0 | 0 | 0 | 0.0086667 | 0.061921 | 0.073711 | 0.11175 | 0.14418 | 0.2118 | 0.383 | 0 | 0 | 0 | 0 | 0 | 0 | 0 | 0 | 0 | 0 | 0 |  | 0 | 0 | 0 |  | #VALUE! | #VALUE! | #VALUE! | #VALUE! |  |  | #VALUE! | #VALUE! | 0 | 0 | 0.20123 | 0.20123 | #VALUE! | #VALUE! | #VALUE! | #VALUE! | 0 | 0 | 0.20123 | 0.20123 | #VALUE! | #VALUE! | #VALUE! | #VALUE! | 0 | 0 | 0.20123 | 0.20123 | #VALUE! | #VALUE! |  |  |  | #VALUE! | #VALUE! | #VALUE! | #VALUE! | #VALUE! | #VALUE! | #VALUE!
Friday | 9 | 30 | 13 | 6541 | 0 | 0 | 0 | 0 | 0 | 0 | 0 | 0 | 0 | 0 | 0 | 0 | 0 | 0 | 0 | 0 | 0 | 0 | 0 | 0 | 0 | 0.004 | 0.048667 | 0.12111 | 0.072718 | 0.19625 | 0.16149 | 0.25117 | 0.39 | 0 | 0 | 0 | 0 | 0 | 0 | 0 | 0 | 0 | 0 | 0 |  | 0 | 0 | 0 |  | #VALUE! | #VALUE! | #VALUE! | #VALUE! |  |  | #VALUE! | #VALUE! | 0 | 0 | 0.20123 | 0.20123 | #VALUE! | #VALUE! | #VALUE! | #VALUE! | 0 | 0 | 0.20123 | 0.20123 | #VALUE! | #VALUE! | #VALUE! | #VALUE! | 0 | 0 | 0.20123 | 0.20123 | #VALUE! | #VALUE! |  |  |  | #VALUE! | #VALUE! | #VALUE! | #VALUE! | #VALUE! | #VALUE! | #VALUE!
Friday | 9 | 30 | 14 | 6542 | 0 | 0 | 0 | 0 | 0 | 0 | 0 | 0 | 0 | 0 | 0 | 0 | 0 | 0 | 0 | 0 | 0 | 0 | 0 | 0 | 0 | 0.0455 | 0.123 | 0.19432 | 0.21944 | 0.11325 | 0.23528 | 0.30867 | 0.428 | 0 | 0 | 0 | 0 | 0 | 0 | 0 | 0 | 0 | 0 | 0 |  | 0 | 0 | 0 |  | #VALUE! | #VALUE! | #VALUE! | #VALUE! |  |  | #VALUE! | #VALUE! | 0 | 0 | 0.20123 | 0.20123 | #VALUE! | #VALUE! | #VALUE! | #VALUE! | 0 | 0 | 0.20123 | 0.20123 | #VALUE! | #VALUE! | #VALUE! | #VALUE! | 0 | 0 | 0.20123 | 0.20123 | #VALUE! | #VALUE! |  |  |  | #VALUE! | #VALUE! | #VALUE! | #VALUE! | #VALUE! | #VALUE! | #VALUE!
Friday | 9 | 30 | 15 | 6543 | 0 | 0 | 0 | 0 | 0 | 0 | 0 | 0 | 0 | 0 | 0 | 0 | 0 | 0 | 0 | 0 | 0 | 0 | 0 | 0 | 0 | 0.0585 | 0.14883 | 0.21771 | 0.072465 | 0.16825 | 0.21345 | 0.3399 | 0.462 | 0 | 0 | 0 | 0 | 0 | 0 | 0 | 0 | 0 | 0 | 0 |  | 0 | 0 | 0 |  | #VALUE! | #VALUE! | #VALUE! | #VALUE! |  |  | #VALUE! | #VALUE! | 0 | 0 | 0.20123 | 0.20123 | #VALUE! | #VALUE! | #VALUE! | #VALUE! | 0 | 0 | 0.20123 | 0.20123 | #VALUE! | #VALUE! | #VALUE! | #VALUE! | 0 | 0 | 0.20123 | 0.20123 | #VALUE! | #VALUE! |  |  |  | #VALUE! | #VALUE! | #VALUE! | #VALUE! | #VALUE! | #VALUE! | #VALUE!
Friday | 9 | 30 | 16 | 6544 | 0 | 0 | 0 | 0 | 0 | 0 | 0 | 0 | 0 | 0 | 0 | 0 | 0 | 0 | 0 | 0 | 0 | 0 | 0 | 0 | 0 | 0.091 | 0.19875 | 0.26592 | 0.19759 | 0.115 | 0.19528 | 0.36416 | 0.471 | 0 | 0 | 0 | 0 | 0 | 0 | 0 | 0 | 0 | 0 | 0 |  | 0 | 0 | 0 |  | #VALUE! | #VALUE! | #VALUE! | #VALUE! |  |  | #VALUE! | #VALUE! | 0 | 0 | 0.20123 | 0.20123 | #VALUE! | #VALUE! | #VALUE! | #VALUE! | 0 | 0 | 0.20123 | 0.20123 | #VALUE! | #VALUE! | #VALUE! | #VALUE! | 0 | 0 | 0.20123 | 0.20123 | #VALUE! | #VALUE! |  |  |  | #VALUE! | #VALUE! | #VALUE! | #VALUE! | #VALUE! | #VALUE! | #VALUE!
Friday | 9 | 30 | 17 | 6545 | 0 | 0 | 0 | 0 | 0 | 0 | 0 | 0 | 0 | 0 | 0 | 0 | 0 | 0 | 0 | 0 | 0 | 0 | 0 | 0 | 0 | 0.0295 | 0.10425 | 0.15715 | 0.056248 | 0.046 | 0.18983 | 0.29999 | 0.426 | 0 | 0 | 0 | 0 | 0 | 0 | 0 | 0 | 0 | 0 | 0 |  | 0 | 0 | 0 |  | #VALUE! | #VALUE! | #VALUE! | #VALUE! |  |  | #VALUE! | #VALUE! | 0 | 0 | 0.20123 | 0.20123 | #VALUE! | #VALUE! | #VALUE! | #VALUE! | 0 | 0 | 0.20123 | 0.20123 | #VALUE! | #VALUE! | #VALUE! | #VALUE! | 0 | 0 | 0.20123 | 0.20123 | #VALUE! | #VALUE! |  |  |  | #VALUE! | #VALUE! | #VALUE! | #VALUE! | #VALUE! | #VALUE! | #VALUE!
Friday | 9 | 30 | 18 | 6546 | 0 | 0 | 0 | 0 | 0 | 0 | 0 | 0 | 0 | 0 | 0 | 0 | 0 | 0 | 0 | 0 | 0 | 0 | 0 | 0 | 0 | 0 | 0 | 0.021478 | 0.02907 | 0 | 0.17358 | 0.22659 | 0.401 | 0 | 0 | 0 | 0 | 0 | 0 | 0 | 0 | 0 | 0 | 0 |  | 0 | 0 | 0 |  | #VALUE! | #VALUE! | #VALUE! | #VALUE! |  |  | #VALUE! | #VALUE! | 0 | 0 | 0.20123 | 0.20123 | #VALUE! | #VALUE! | #VALUE! | #VALUE! | 0 | 0 | 0.20123 | 0.20123 | #VALUE! | #VALUE! | #VALUE! | #VALUE! | 0 | 0 | 0.20123 | 0.20123 | #VALUE! | #VALUE! |  |  |  | #VALUE! | #VALUE! | #VALUE! | #VALUE! | #VALUE! | #VALUE! | #VALUE!
Friday | 9 | 30 | 19 | 6547 | 0 | 0 | 0 | 0 | 0 | 0 | 0 | 0 | 0 | 0 | 0 | 0 | 0 | 0 | 0 | 0 | 0 | 0 | 0 | 0 | 0 | 0 | 0 | 0 | 0.029854 | 0 | 0.16192 | 0.12111 | 0.296 | 0 | 0 | 0 | 0 | 0 | 0 | 0 | 0 | 0 | 0 | 0 |  | 0 | 0 | 0 |  | #VALUE! | #VALUE! | #VALUE! | #VALUE! |  |  | #VALUE! | #VALUE! | 0 | 0 | 0.20123 | 0.20123 | #VALUE! | #VALUE! | #VALUE! | #VALUE! | 0 | 0 | 0.20123 | 0.20123 | #VALUE! | #VALUE! | #VALUE! | #VALUE! | 0 | 0 | 0.20123 | 0.20123 | #VALUE! | #VALUE! |  |  |  | #VALUE! | #VALUE! | #VALUE! | #VALUE! | #VALUE! | #VALUE! | #VALUE!
Friday | 9 | 30 | 20 | 6548 | 0 | 0 | 0 | 0 | 0 | 0 | 0 | 0 | 0 | 0 | 0 | 0 | 0 | 0 | 0 | 0 | 0 | 0 | 0 | 0 | 0 | 0 | 0 | 0 | 0.024418 | 0 | 0.15283 | 0.10089 | 0.284 | 0 | 0 | 0 | 0 | 0 | 0 | 0 | 0 | 0 | 0 | 0 |  | 0 | 0 | 0 |  | #VALUE! | #VALUE! | #VALUE! | #VALUE! |  |  | #VALUE! | #VALUE! | 0 | 0 | 0.20123 | 0.20123 | #VALUE! | #VALUE! | #VALUE! | #VALUE! | 0 | 0 | 0.20123 | 0.20123 | #VALUE! | #VALUE! | #VALUE! | #VALUE! | 0 | 0 | 0.20123 | 0.20123 | #VALUE! | #VALUE! |  |  |  | #VALUE! | #VALUE! | #VALUE! | #VALUE! | #VALUE! | #VALUE! | #VALUE!
Friday | 9 | 30 | 21 | 6549 | 0 | 0 | 0 | 0 | 0 | 0 | 0 | 0 | 0 | 0 | 0 | 0 | 0 | 0 | 0 | 0 | 0 | 0 | 0 | 0 | 0 | 0 | 0 | 0 | 0.023047 | 0 | 0.14491 | 0.094667 | 0.284 | 0 | 0 | 0 | 0 | 0 | 0 | 0 | 0 | 0 | 0 | 0 |  | 0 | 0 | 0 |  | #VALUE! | #VALUE! | #VALUE! | #VALUE! |  |  | #VALUE! | #VALUE! | 0 | 0 | 0.20123 | 0.20123 | #VALUE! | #VALUE! | #VALUE! | #VALUE! | 0 | 0 | 0.20123 | 0.20123 | #VALUE! | #VALUE! | #VALUE! | #VALUE! | 0 | 0 | 0.20123 | 0.20123 | #VALUE! | #VALUE! |  |  |  | #VALUE! | #VALUE! | #VALUE! | #VALUE! | #VALUE! | #VALUE! | #VALUE!
Friday | 9 | 30 | 22 | 6550 | 0 | 0 | 0 | 0 | 0 | 0 | 0 | 0 | 0 | 0 | 0 | 0 | 0 | 0 | 0 | 0 | 0 | 0 | 0 | 0 | 0 | 0 | 0 | 0 | 0.012752 | 0 | 0.1246 | 0.043898 | 0.197 | 0 | 0 | 0 | 0 | 0 | 0 | 0 | 0 | 0 | 0 | 0 |  | 0 | 0 | 0 |  | #VALUE! | #VALUE! | #VALUE! | #VALUE! |  |  | #VALUE! | #VALUE! | 0 | 0 | 0.20123 | 0.20123 | #VALUE! | #VALUE! | #VALUE! | #VALUE! | 0 | 0 | 0.20123 | 0.20123 | #VALUE! | #VALUE! | #VALUE! | #VALUE! | 0 | 0 | 0.20123 | 0.20123 | #VALUE! | #VALUE! |  |  |  | #VALUE! | #VALUE! | #VALUE! | #VALUE! | #VALUE! | #VALUE! | #VALUE!
Friday | 9 | 30 | 23 | 6551 | 0 | 0 | 0 | 0 | 0 | 0 | 0 | 0 | 0 | 0 | 0 | 0 | 0 | 0 | 0 | 0 | 0 | 0 | 0 | 0 | 0 | 0 | 0 | 0 | 0.0024738 | 0 | 0 | 0.0184 | 0.091 | 0 | 0 | 0 | 0 | 0 | 0 | 0 | 0 | 0 | 0 | 0 |  | 0 | 0 | 0 |  | #VALUE! | #VALUE! | #VALUE! | #VALUE! |  |  | #VALUE! | #VALUE! | 0 | 0 | 0.20123 | 0.20123 | #VALUE! | #VALUE! | #VALUE! | #VALUE! | 0 | 0 | 0.20123 | 0.20123 | #VALUE! | #VALUE! | #VALUE! | #VALUE! | 0 | 0 | 0.20123 | 0.20123 | #VALUE! | #VALUE! |  |  |  | #VALUE! | #VALUE! | #VALUE! | #VALUE! | #VALUE! | #VALUE! | #VALUE!
Friday | 9 | 30 | 24 | 6552 | 0 | 0 | 0 | 0 | 0 | 0 | 0 | 0 | 0 | 0 | 0 | 0 | 0 | 0 | 0 | 0 | 0 | 0 | 0 | 0 | 0 | 0 | 0 | 0 | 0 | 0 | 0 | 0 | 0 | 0 | 0 | 0 | 0 | 0 | 0 | 0 | 0 | 0 | 0 | 0 |  | 0 | 0 | 0 |  | #VALUE! | #VALUE! | #VALUE! | #VALUE! |  |  | #VALUE! | #VALUE! | 0 | 0 | 0.20123 | 0.20123 | #VALUE! | #VALUE! | #VALUE! | #VALUE! | 0 | 0 | 0.20123 | 0.20123 | #VALUE! | #VALUE! | #VALUE! | #VALUE! | 0 | 0 | 0.20123 | 0.20123 | #VALUE! | #VALUE! |  |  |  | #VALUE! | #VALUE! | #VALUE! | #VALUE! | #VALUE! | #VALUE! | #VALUE!
Saturday | 10 | 1 | 1 | 6553 | 0 | 0 | 0 | 0 | 0 | 0 | 0 | 0 | 0 | 0 | 0 | 0 | 0 | 0 | 0 | 0 | 0 | 0 | 0 | 0 | 0 | 0 | 0 | 0 | 0 | 0 | 0 | 0 | 0 | 0 | 0 | 0 | 0 | 0 | 0 | 0 | 0 | 0 | 0 | 0 |  | 0 | 0 | 0 |  | #VALUE! | #VALUE! | #VALUE! | #VALUE! |  |  | #VALUE! | #VALUE! | 0 | 0 | 0.20123 | 0.20123 | #VALUE! | #VALUE! | #VALUE! | #VALUE! | 0 | 0 | 0.20123 | 0.20123 | #VALUE! | #VALUE! | #VALUE! | #VALUE! | 0 | 0 | 0.20123 | 0.20123 | #VALUE! | #VALUE! |  |  |  | #VALUE! | #VALUE! | #VALUE! | #VALUE! | #VALUE! | #VALUE! | #VALUE!
Saturday | 10 | 1 | 2 | 6554 | 0 | 0 | 0 | 0 | 0 | 0 | 0 | 0 | 0 | 0 | 0 | 0 | 0 | 0 | 0 | 0 | 0 | 0 | 0 | 0 | 0 | 0 | 0 | 0 | 0 | 0 | 0 | 0 | 0 | 0 | 0 | 0 | 0 | 0 | 0 | 0 | 0 | 0 | 0 | 0 |  | 0 | 0 | 0 |  | #VALUE! | #VALUE! | #VALUE! | #VALUE! |  |  | #VALUE! | #VALUE! | 0 | 0 | 0.20123 | 0.20123 | #VALUE! | #VALUE! | #VALUE! | #VALUE! | 0 | 0 | 0.20123 | 0.20123 | #VALUE! | #VALUE! | #VALUE! | #VALUE! | 0 | 0 | 0.20123 | 0.20123 | #VALUE! | #VALUE! |  |  |  | #VALUE! | #VALUE! | #VALUE! | #VALUE! | #VALUE! | #VALUE! | #VALUE!
Saturday | 10 | 1 | 3 | 6555 | 0 | 0 | 0 | 0 | 0 | 0 | 0 | 0 | 0 | 0 | 0 | 0 | 0 | 0 | 0 | 0 | 0 | 0 | 0 | 0 | 0 | 0 | 0 | 0 | 0 | 0 | 0 | 0 | 0 | 0 | 0 | 0 | 0 | 0 | 0 | 0 | 0 | 0 | 0 | 0 |  | 0 | 0 | 0 |  | #VALUE! | #VALUE! | #VALUE! | #VALUE! |  |  | #VALUE! | #VALUE! | 0 | 0 | 0.20123 | 0.20123 | #VALUE! | #VALUE! | #VALUE! | #VALUE! | 0 | 0 | 0.20123 | 0.20123 | #VALUE! | #VALUE! | #VALUE! | #VALUE! | 0 | 0 | 0.20123 | 0.20123 | #VALUE! | #VALUE! |  |  |  | #VALUE! | #VALUE! | #VALUE! | #VALUE! | #VALUE! | #VALUE! | #VALUE!
Saturday | 10 | 1 | 4 | 6556 | 0 | 0 | 0 | 0 | 0 | 0 | 0 | 0 | 0 | 0 | 0 | 0 | 0 | 0 | 0 | 0 | 0 | 0 | 0 | 0 | 0 | 0 | 0 | 0 | 0 | 0 | 0 | 0 | 0 | 0 | 0 | 0 | 0 | 0 | 0 | 0 | 0 | 0 | 0 | 0 |  | 0 | 0 | 0 |  | #VALUE! | #VALUE! | #VALUE! | #VALUE! |  |  | #VALUE! | #VALUE! | 0 | 0 | 0.20123 | 0.20123 | #VALUE! | #VALUE! | #VALUE! | #VALUE! | 0 | 0 | 0.20123 | 0.20123 | #VALUE! | #VALUE! | #VALUE! | #VALUE! | 0 | 0 | 0.20123 | 0.20123 | #VALUE! | #VALUE! |  |  |  | #VALUE! | #VALUE! | #VALUE! | #VALUE! | #VALUE! | #VALUE! | #VALUE!
Saturday | 10 | 1 | 5 | 6557 | 0 | 0 | 0 | 0 | 0 | 0 | 0 | 0 | 0 | 0 | 0 | 0 | 0 | 0 | 0 | 0 | 0 | 0 | 0 | 0 | 0 | 0 | 0 | 0 | 0 | 0 | 0 | 0 | 0 | 0 | 0 | 0 | 0 | 0 | 0 | 0 | 0 | 0 | 0 | 0 |  | 0 | 0 | 0 |  | #VALUE! | #VALUE! | #VALUE! | #VALUE! |  |  | #VALUE! | #VALUE! | 0 | 0 | 0.20123 | 0.20123 | #VALUE! | #VALUE! | #VALUE! | #VALUE! | 0 | 0 | 0.20123 | 0.20123 | #VALUE! | #VALUE! | #VALUE! | #VALUE! | 0 | 0 | 0.20123 | 0.20123 | #VALUE! | #VALUE! |  |  |  | #VALUE! | #VALUE! | #VALUE! | #VALUE! | #VALUE! | #VALUE! | #VALUE!
Saturday | 10 | 1 | 6 | 6558 | 0 | 0 | 0 | 0 | 0 | 0 | 0 | 0 | 0 | 0 | 0 | 0 | 0 | 0 | 0 | 0 | 0 | 0 | 0 | 0 | 0 | 0 | 0 | 0 | 0 | 0 | 0 | 0 | 0 | 0 | 0 | 0 | 0 | 0 | 0 | 0 | 0 | 0 | 0 | 0 |  | 0 | 0 | 0 |  | #VALUE! | #VALUE! | #VALUE! | #VALUE! |  |  | #VALUE! | #VALUE! | 0 | 0 | 0.20123 | 0.20123 | #VALUE! | #VALUE! | #VALUE! | #VALUE! | 0 | 0 | 0.20123 | 0.20123 | #VALUE! | #VALUE! | #VALUE! | #VALUE! | 0 | 0 | 0.20123 | 0.20123 | #VALUE! | #VALUE! |  |  |  | #VALUE! | #VALUE! | #VALUE! | #VALUE! | #VALUE! | #VALUE! | #VALUE!
Saturday | 10 | 1 | 7 | 6559 | 0 | 0 | 0 | 0 | 0 | 0 | 0 | 0 | 0 | 0 | 0 | 0 | 0 | 0 | 0 | 0 | 0 | 0 | 0 | 0 | 0 | 0 | 0 | 0 | 0 | 0 | 0 | 0 | 0 | 0 | 0 | 0 | 0 | 0 | 0 | 0 | 0 | 0 | 0 | 0 |  | 0 | 0 | 0 |  | #VALUE! | #VALUE! | #VALUE! | #VALUE! |  |  | #VALUE! | #VALUE! | 0 | 0 | 0.20123 | 0.20123 | #VALUE! | #VALUE! | #VALUE! | #VALUE! | 0 | 0 | 0.20123 | 0.20123 | #VALUE! | #VALUE! | #VALUE! | #VALUE! | 0 | 0 | 0.20123 | 0.20123 | #VALUE! | #VALUE! |  |  |  | #VALUE! | #VALUE! | #VALUE! | #VALUE! | #VALUE! | #VALUE! | #VALUE!
Saturday | 10 | 1 | 8 | 6560 | 0 | 0 | 0 | 0 | 0 | 0 | 0 | 0 | 0 | 0 | 0 | 0 | 0 | 0 | 0 | 0 | 0 | 0 | 0 | 0 | 0 | 0 | 0 | 0 | 0 | 0 | 0 | 0 | 0 | 0 | 0 | 0 | 0 | 0 | 0 | 0 | 0 | 0 | 0 | 0 |  | 0 | 0 | 0 |  | #VALUE! | #VALUE! | #VALUE! | #VALUE! |  |  | #VALUE! | #VALUE! | 0 | 0 | 0.20123 | 0.20123 | #VALUE! | #VALUE! | #VALUE! | #VALUE! | 0 | 0 | 0.20123 | 0.20123 | #VALUE! | #VALUE! | #VALUE! | #VALUE! | 0 | 0 | 0.20123 | 0.20123 | #VALUE! | #VALUE! |  |  |  | #VALUE! | #VALUE! | #VALUE! | #VALUE! | #VALUE! | #VALUE! | #VALUE!
Saturday | 10 | 1 | 9 | 6561 | 0 | 0 | 0 | 0 | 0 | 0 | 0 | 0 | 0 | 0 | 0 | 0 | 0 | 0 | 0 | 0 | 0 | 0 | 0 | 0 | 0 | 0 | 0 | 0 | 0.0099458 | 0 | 0 | 0.0061862 | 0 | 0 | 0 | 0 | 0 | 0 | 0 | 0 | 0 | 0 | 0 | 0 |  | 0 | 0 | 0 |  | #VALUE! | #VALUE! | #VALUE! | #VALUE! |  |  | #VALUE! | #VALUE! | 0 | 0 | 0.20123 | 0.20123 | #VALUE! | #VALUE! | #VALUE! | #VALUE! | 0 | 0 | 0.20123 | 0.20123 | #VALUE! | #VALUE! | #VALUE! | #VALUE! | 0 | 0 | 0.20123 | 0.20123 | #VALUE! | #VALUE! |  |  |  | #VALUE! | #VALUE! | #VALUE! | #VALUE! | #VALUE! | #VALUE! | #VALUE!
Saturday | 10 | 1 | 10 | 6562 | 0 | 0 | 0 | 0 | 0 | 0 | 0 | 0 | 0 | 0 | 0 | 0 | 0 | 0 | 0 | 0 | 0 | 0 | 0 | 0 | 0 | 0 | 0 | 0 | 0.01886 | 0 | 0 | 0.015228 | 0.056 | 0 | 0 | 0 | 0 | 0 | 0 | 0 | 0 | 0 | 0 | 0 |  | 0 | 0 | 0 |  | #VALUE! | #VALUE! | #VALUE! | #VALUE! |  |  | #VALUE! | #VALUE! | 0 | 0 | 0.20123 | 0.20123 | #VALUE! | #VALUE! | #VALUE! | #VALUE! | 0 | 0 | 0.20123 | 0.20123 | #VALUE! | #VALUE! | #VALUE! | #VALUE! | 0 | 0 | 0.20123 | 0.20123 | #VALUE! | #VALUE! |  |  |  | #VALUE! | #VALUE! | #VALUE! | #VALUE! | #VALUE! | #VALUE! | #VALUE!
Saturday | 10 | 1 | 11 | 6563 | 0 | 0 | 0 | 0 | 0 | 0 | 0 | 0 | 0 | 0 | 0 | 0 | 0 | 0 | 0 | 0 | 0 | 0 | 0 | 0 | 0 | 0 | 0 | 0 | 0.026122 | 0.01425 | 0 | 0.021881 | 0.084 | 0 | 0 | 0 | 0 | 0 | 0 | 0 | 0 | 0 | 0 | 0 |  | 0 | 0 | 0 |  | #VALUE! | #VALUE! | #VALUE! | #VALUE! |  |  | #VALUE! | #VALUE! | 0 | 0 | 0.20123 | 0.20123 | #VALUE! | #VALUE! | #VALUE! | #VALUE! | 0 | 0 | 0.20123 | 0.20123 | #VALUE! | #VALUE! | #VALUE! | #VALUE! | 0 | 0 | 0.20123 | 0.20123 | #VALUE! | #VALUE! |  |  |  | #VALUE! | #VALUE! | #VALUE! | #VALUE! | #VALUE! | #VALUE! | #VALUE!
Saturday | 10 | 1 | 12 | 6564 | 0 | 0 | 0 | 0 | 0 | 0 | 0 | 0 | 0 | 0 | 0 | 0 | 0 | 0 | 0 | 0 | 0 | 0 | 0 | 0 | 0 | 0 | 0 | 0 | 0.028084 | 0.07325 | 0.00023127 | 0.050323 | 0.149 | 0 | 0 | 0 | 0 | 0 | 0 | 0 | 0 | 0 | 0 | 0 |  | 0 | 0 | 0 |  | #VALUE! | #VALUE! | #VALUE! | #VALUE! |  |  | #VALUE! | #VALUE! | 0 | 0 | 0.20123 | 0.20123 | #VALUE! | #VALUE! | #VALUE! | #VALUE! | 0 | 0 | 0.20123 | 0.20123 | #VALUE! | #VALUE! | #VALUE! | #VALUE! | 0 | 0 | 0.20123 | 0.20123 | #VALUE! | #VALUE! |  |  |  | #VALUE! | #VALUE! | #VALUE! | #VALUE! | #VALUE! | #VALUE! | #VALUE!
Saturday | 10 | 1 | 13 | 6565 | 0 | 0 | 0 | 0 | 0 | 0 | 0 | 0 | 0 | 0 | 0 | 0 | 0 | 0 | 0 | 0 | 0 | 0 | 0 | 0 | 0 | 0 | 0 | 0.0012813 | 0.030103 | 0.0865 | 0.0010407 | 0.088348 | 0.21 | 0 | 0 | 0 | 0 | 0 | 0 | 0 | 0 | 0 | 0 | 0 |  | 0 | 0 | 0 |  | #VALUE! | #VALUE! | #VALUE! | #VALUE! |  |  | #VALUE! | #VALUE! | 0 | 0 | 0.20123 | 0.20123 | #VALUE! | #VALUE! | #VALUE! | #VALUE! | 0 | 0 | 0.20123 | 0.20123 | #VALUE! | #VALUE! | #VALUE! | #VALUE! | 0 | 0 | 0.20123 | 0.20123 | #VALUE! | #VALUE! |  |  |  | #VALUE! | #VALUE! | #VALUE! | #VALUE! | #VALUE! | #VALUE! | #VALUE!
Saturday | 10 | 1 | 14 | 6566 | 0 | 0 | 0 | 0 | 0 | 0 | 0 | 0 | 0 | 0 | 0 | 0 | 0 | 0 | 0 | 0 | 0 | 0 | 0 | 0 | 0 | 0 | 0 | 0.0042983 | 0.031994 | 0.0665 | 0.0015726 | 0.11948 | 0.249 | 0 | 0 | 0 | 0 | 0 | 0 | 0 | 0 | 0 | 0 | 0 |  | 0 | 0 | 0 |  | #VALUE! | #VALUE! | #VALUE! | #VALUE! |  |  | #VALUE! | #VALUE! | 0 | 0 | 0.20123 | 0.20123 | #VALUE! | #VALUE! | #VALUE! | #VALUE! | 0 | 0 | 0.20123 | 0.20123 | #VALUE! | #VALUE! | #VALUE! | #VALUE! | 0 | 0 | 0.20123 | 0.20123 | #VALUE! | #VALUE! |  |  |  | #VALUE! | #VALUE! | #VALUE! | #VALUE! | #VALUE! | #VALUE! | #VALUE!
Saturday | 10 | 1 | 15 | 6567 | 0 | 0 | 0 | 0 | 0 | 0 | 0 | 0 | 0 | 0 | 0 | 0 | 0 | 0 | 0 | 0 | 0 | 0 | 0 | 0 | 0 | 0 | 0 | 0.0058277 | 0.031089 | 0.03925 | 0.0016189 | 0.12862 | 0.255 | 0 | 0 | 0 | 0 | 0 | 0 | 0 | 0 | 0 | 0 | 0 |  | 0 | 0 | 0 |  | #VALUE! | #VALUE! | #VALUE! | #VALUE! |  |  | #VALUE! | #VALUE! | 0 | 0 | 0.20123 | 0.20123 | #VALUE! | #VALUE! | #VALUE! | #VALUE! | 0 | 0 | 0.20123 | 0.20123 | #VALUE! | #VALUE! | #VALUE! | #VALUE! | 0 | 0 | 0.20123 | 0.20123 | #VALUE! | #VALUE! |  |  |  | #VALUE! | #VALUE! | #VALUE! | #VALUE! | #VALUE! | #VALUE! | #VALUE!
Saturday | 10 | 1 | 16 | 6568 | 0 | 0 | 0 | 0 | 0 | 0 | 0 | 0 | 0 | 0 | 0 | 0 | 0 | 0 | 0 | 0 | 0 | 0 | 0 | 0 | 0 | 0 | 0 | 0.0010938 | 0.030829 | 0.04525 | 0.00086725 | 0.10666 | 0.235 | 0 | 0 | 0 | 0 | 0 | 0 | 0 | 0 | 0 | 0 | 0 |  | 0 | 0 | 0 |  | #VALUE! | #VALUE! | #VALUE! | #VALUE! |  |  | #VALUE! | #VALUE! | 0 | 0 | 0.20123 | 0.20123 | #VALUE! | #VALUE! | #VALUE! | #VALUE! | 0 | 0 | 0.20123 | 0.20123 | #VALUE! | #VALUE! | #VALUE! | #VALUE! | 0 | 0 | 0.20123 | 0.20123 | #VALUE! | #VALUE! |  |  |  | #VALUE! | #VALUE! | #VALUE! | #VALUE! | #VALUE! | #VALUE! | #VALUE!
Saturday | 10 | 1 | 17 | 6569 | 0 | 0 | 0 | 0 | 0 | 0 | 0 | 0 | 0 | 0 | 0 | 0 | 0 | 0 | 0 | 0 | 0 | 0 | 0 | 0 | 0 | 0 | 0 | 0 | 0.028332 | 0.04975 | 0 | 0.072571 | 0.185 | 0 | 0 | 0 | 0 | 0 | 0 | 0 | 0 | 0 | 0 | 0 |  | 0 | 0 | 0 |  | #VALUE! | #VALUE! | #VALUE! | #VALUE! |  |  | #VALUE! | #VALUE! | 0 | 0 | 0.20123 | 0.20123 | #VALUE! | #VALUE! | #VALUE! | #VALUE! | 0 | 0 | 0.20123 | 0.20123 | #VALUE! | #VALUE! | #VALUE! | #VALUE! | 0 | 0 | 0.20123 | 0.20123 | #VALUE! | #VALUE! |  |  |  | #VALUE! | #VALUE! | #VALUE! | #VALUE! | #VALUE! | #VALUE! | #VALUE!
Saturday | 10 | 1 | 18 | 6570 | 0 | 0 | 0 | 0 | 0 | 0 | 0 | 0 | 0 | 0 | 0 | 0 | 0 | 0 | 0 | 0 | 0 | 0 | 0 | 0 | 0 | 0 | 0 | 0 | 0.017466 | 0.00025 | 0 | 0.044357 | 0.141 | 0 | 0 | 0 | 0 | 0 | 0 | 0 | 0 | 0 | 0 | 0 |  | 0 | 0 | 0 |  | #VALUE! | #VALUE! | #VALUE! | #VALUE! |  |  | #VALUE! | #VALUE! | 0 | 0 | 0.20123 | 0.20123 | #VALUE! | #VALUE! | #VALUE! | #VALUE! | 0 | 0 | 0.20123 | 0.20123 | #VALUE! | #VALUE! | #VALUE! | #VALUE! | 0 | 0 | 0.20123 | 0.20123 | #VALUE! | #VALUE! |  |  |  | #VALUE! | #VALUE! | #VALUE! | #VALUE! | #VALUE! | #VALUE! | #VALUE!
Saturday | 10 | 1 | 19 | 6571 | 0 | 0 | 0 | 0 | 0 | 0 | 0 | 0 | 0 | 0 | 0 | 0 | 0 | 0 | 0 | 0 | 0 | 0 | 0 | 0 | 0 | 0 | 0 | 0 | 0.010409 | 0.00175 | 0 | 0.0227 | 0.109 | 0 | 0 | 0 | 0 | 0 | 0 | 0 | 0 | 0 | 0 | 0 |  | 0 | 0 | 0 |  | #VALUE! | #VALUE! | #VALUE! | #VALUE! |  |  | #VALUE! | #VALUE! | 0 | 0 | 0.20123 | 0.20123 | #VALUE! | #VALUE! | #VALUE! | #VALUE! | 0 | 0 | 0.20123 | 0.20123 | #VALUE! | #VALUE! | #VALUE! | #VALUE! | 0 | 0 | 0.20123 | 0.20123 | #VALUE! | #VALUE! |  |  |  | #VALUE! | #VALUE! | #VALUE! | #VALUE! | #VALUE! | #VALUE! | #VALUE!
Saturday | 10 | 1 | 20 | 6572 | 0 | 0 | 0 | 0 | 0 | 0 | 0 | 0 | 0 | 0 | 0 | 0 | 0 | 0 | 0 | 0 | 0 | 0 | 0 | 0 | 0 | 0 | 0 | 0 | 0.0068956 | 0 | 0 | 0.020136 | 0.097 | 0 | 0 | 0 | 0 | 0 | 0 | 0 | 0 | 0 | 0 | 0 |  | 0 | 0 | 0 |  | #VALUE! | #VALUE! | #VALUE! | #VALUE! |  |  | #VALUE! | #VALUE! | 0 | 0 | 0.20123 | 0.20123 | #VALUE! | #VALUE! | #VALUE! | #VALUE! | 0 | 0 | 0.20123 | 0.20123 | #VALUE! | #VALUE! | #VALUE! | #VALUE! | 0 | 0 | 0.20123 | 0.20123 | #VALUE! | #VALUE! |  |  |  | #VALUE! | #VALUE! | #VALUE! | #VALUE! | #VALUE! | #VALUE! | #VALUE!
Saturday | 10 | 1 | 21 | 6573 | 0 | 0 | 0 | 0 | 0 | 0 | 0 | 0 | 0 | 0 | 0 | 0 | 0 | 0 | 0 | 0 | 0 | 0 | 0 | 0 | 0 | 0 | 0 | 0 | 0.0030876 | 0 | 0 | 0.013641 | 0.052 | 0 | 0 | 0 | 0 | 0 | 0 | 0 | 0 | 0 | 0 | 0 |  | 0 | 0 | 0 |  | #VALUE! | #VALUE! | #VALUE! | #VALUE! |  |  | #VALUE! | #VALUE! | 0 | 0 | 0.20123 | 0.20123 | #VALUE! | #VALUE! | #VALUE! | #VALUE! | 0 | 0 | 0.20123 | 0.20123 | #VALUE! | #VALUE! | #VALUE! | #VALUE! | 0 | 0 | 0.20123 | 0.20123 | #VALUE! | #VALUE! |  |  |  | #VALUE! | #VALUE! | #VALUE! | #VALUE! | #VALUE! | #VALUE! | #VALUE!
Saturday | 10 | 1 | 22 | 6574 | 0 | 0 | 0 | 0 | 0 | 0 | 0 | 0 | 0 | 0 | 0 | 0 | 0 | 0 | 0 | 0 | 0 | 0 | 0 | 0 | 0 | 0 | 0 | 0 | 0 | 0 | 0 | 0.00031724 | 0 | 0 | 0 | 0 | 0 | 0 | 0 | 0 | 0 | 0 | 0 | 0 |  | 0 | 0 | 0 |  | #VALUE! | #VALUE! | #VALUE! | #VALUE! |  |  | #VALUE! | #VALUE! | 0 | 0 | 0.20123 | 0.20123 | #VALUE! | #VALUE! | #VALUE! | #VALUE! | 0 | 0 | 0.20123 | 0.20123 | #VALUE! | #VALUE! | #VALUE! | #VALUE! | 0 | 0 | 0.20123 | 0.20123 | #VALUE! | #VALUE! |  |  |  | #VALUE! | #VALUE! | #VALUE! | #VALUE! | #VALUE! | #VALUE! | #VALUE!
Saturday | 10 | 1 | 23 | 6575 | 0 | 0 | 0 | 0 | 0 | 0 | 0 | 0 | 0 | 0 | 0 | 0 | 0 | 0 | 0 | 0 | 0 | 0 | 0 | 0 | 0 | 0 | 0 | 0 | 0 | 0 | 0 | 0 | 0 | 0 | 0 | 0 | 0 | 0 | 0 | 0 | 0 | 0 | 0 | 0 |  | 0 | 0 | 0 |  | #VALUE! | #VALUE! | #VALUE! | #VALUE! |  |  | #VALUE! | #VALUE! | 0 | 0 | 0.20123 | 0.20123 | #VALUE! | #VALUE! | #VALUE! | #VALUE! | 0 | 0 | 0.20123 | 0.20123 | #VALUE! | #VALUE! | #VALUE! | #VALUE! | 0 | 0 | 0.20123 | 0.20123 | #VALUE! | #VALUE! |  |  |  | #VALUE! | #VALUE! | #VALUE! | #VALUE! | #VALUE! | #VALUE! | #VALUE!
Saturday | 10 | 1 | 24 | 6576 | 0 | 0 | 0 | 0 | 0 | 0 | 0 | 0 | 0 | 0 | 0 | 0 | 0 | 0 | 0 | 0 | 0 | 0 | 0 | 0 | 0 | 0 | 0 | 0 | 0 | 0 | 0 | 0 | 0 | 0 | 0 | 0 | 0 | 0 | 0 | 0 | 0 | 0 | 0 | 0 |  | 0 | 0 | 0 |  | #VALUE! | #VALUE! | #VALUE! | #VALUE! |  |  | #VALUE! | #VALUE! | 0 | 0 | 0.20123 | 0.20123 | #VALUE! | #VALUE! | #VALUE! | #VALUE! | 0 | 0 | 0.20123 | 0.20123 | #VALUE! | #VALUE! | #VALUE! | #VALUE! | 0 | 0 | 0.20123 | 0.20123 | #VALUE! | #VALUE! |  |  |  | #VALUE! | #VALUE! | #VALUE! | #VALUE! | #VALUE! | #VALUE! | #VALUE!
Sunday | 10 | 2 | 1 | 6577 | 0 | 0 | 0 | 0 | 0 | 0 | 0 | 0 | 0 | 0 | 0 | 0 | 0 | 0 | 0 | 0 | 0 | 0 | 0 | 0 | 0 | 0 | 0 | 0 | 0 | 0 | 0 | 0 | 0 | 0 | 0 | 0 | 0 | 0 | 0 | 0 | 0 | 0 | 0 | 0 |  | 0 | 0 | 0 |  | #VALUE! | #VALUE! | #VALUE! | #VALUE! |  |  | #VALUE! | #VALUE! | 0 | 0 | 0.20123 | 0.20123 | #VALUE! | #VALUE! | #VALUE! | #VALUE! | 0 | 0 | 0.20123 | 0.20123 | #VALUE! | #VALUE! | #VALUE! | #VALUE! | 0 | 0 | 0.20123 | 0.20123 | #VALUE! | #VALUE! |  |  |  | #VALUE! | #VALUE! | #VALUE! | #VALUE! | #VALUE! | #VALUE! | #VALUE!
Sunday | 10 | 2 | 2 | 6578 | 0 | 0 | 0 | 0 | 0 | 0 | 0 | 0 | 0 | 0 | 0 | 0 | 0 | 0 | 0 | 0 | 0 | 0 | 0 | 0 | 0 | 0 | 0 | 0 | 0 | 0 | 0 | 0 | 0 | 0 | 0 | 0 | 0 | 0 | 0 | 0 | 0 | 0 | 0 | 0 |  | 0 | 0 | 0 |  | #VALUE! | #VALUE! | #VALUE! | #VALUE! |  |  | #VALUE! | #VALUE! | 0 | 0 | 0.20123 | 0.20123 | #VALUE! | #VALUE! | #VALUE! | #VALUE! | 0 | 0 | 0.20123 | 0.20123 | #VALUE! | #VALUE! | #VALUE! | #VALUE! | 0 | 0 | 0.20123 | 0.20123 | #VALUE! | #VALUE! |  |  |  | #VALUE! | #VALUE! | #VALUE! | #VALUE! | #VALUE! | #VALUE! | #VALUE!
Sunday | 10 | 2 | 3 | 6579 | 0 | 0 | 0 | 0 | 0 | 0 | 0 | 0 | 0 | 0 | 0 | 0 | 0 | 0 | 0 | 0 | 0 | 0 | 0 | 0 | 0 | 0 | 0 | 0 | 0 | 0 | 0 | 0.00031724 | 0 | 0 | 0 | 0 | 0 | 0 | 0 | 0 | 0 | 0 | 0 | 0 |  | 0 | 0 | 0 |  | #VALUE! | #VALUE! | #VALUE! | #VALUE! |  |  | #VALUE! | #VALUE! | 0 | 0 | 0.20123 | 0.20123 | #VALUE! | #VALUE! | #VALUE! | #VALUE! | 0 | 0 | 0.20123 | 0.20123 | #VALUE! | #VALUE! | #VALUE! | #VALUE! | 0 | 0 | 0.20123 | 0.20123 | #VALUE! | #VALUE! |  |  |  | #VALUE! | #VALUE! | #VALUE! | #VALUE! | #VALUE! | #VALUE! | #VALUE!
Sunday | 10 | 2 | 4 | 6580 | 0 | 0 | 0 | 0 | 0 | 0 | 0 | 0 | 0 | 0 | 0 | 0 | 0 | 0 | 0 | 0 | 0 | 0 | 0 | 0 | 0 | 0 | 0 | 0 | 0 | 0 | 0.037059 | 0.011103 | 0 | 0 | 0 | 0 | 0 | 0 | 0 | 0 | 0 | 0 | 0 | 0 |  | 0 | 0 | 0 |  | #VALUE! | #VALUE! | #VALUE! | #VALUE! |  |  | #VALUE! | #VALUE! | 0 | 0 | 0.20123 | 0.20123 | #VALUE! | #VALUE! | #VALUE! | #VALUE! | 0 | 0 | 0.20123 | 0.20123 | #VALUE! | #VALUE! | #VALUE! | #VALUE! | 0 | 0 | 0.20123 | 0.20123 | #VALUE! | #VALUE! |  |  |  | #VALUE! | #VALUE! | #VALUE! | #VALUE! | #VALUE! | #VALUE! | #VALUE!
Sunday | 10 | 2 | 5 | 6581 | 0 | 0 | 0 | 0 | 0 | 0 | 0 | 0 | 0 | 0 | 0 | 0 | 0 | 0 | 0 | 0 | 0 | 0 | 0 | 0 | 0 | 0 | 0 | 0 | 0 | 0 | 0.041335 | 0.019986 | 0.039 | 0 | 0 | 0 | 0 | 0 | 0 | 0 | 0 | 0 | 0 | 0 |  | 0 | 0 | 0 |  | #VALUE! | #VALUE! | #VALUE! | #VALUE! |  |  | #VALUE! | #VALUE! | 0 | 0 | 0.20123 | 0.20123 | #VALUE! | #VALUE! | #VALUE! | #VALUE! | 0 | 0 | 0.20123 | 0.20123 | #VALUE! | #VALUE! | #VALUE! | #VALUE! | 0 | 0 | 0.20123 | 0.20123 | #VALUE! | #VALUE! |  |  |  | #VALUE! | #VALUE! | #VALUE! | #VALUE! | #VALUE! | #VALUE! | #VALUE!
Sunday | 10 | 2 | 6 | 6582 | 0 | 0 | 0 | 0 | 0 | 0 | 0 | 0 | 0 | 0 | 0 | 0 | 0 | 0 | 0 | 0 | 0 | 0 | 0 | 0 | 0 | 0 | 0 | 0 | 0.0031077 | 0 | 0.057727 | 0.053394 | 0.156 | 0 | 0 | 0 | 0 | 0 | 0 | 0 | 0 | 0 | 0 | 0 |  | 0 | 0 | 0 |  | #VALUE! | #VALUE! | #VALUE! | #VALUE! |  |  | #VALUE! | #VALUE! | 0 | 0 | 0.20123 | 0.20123 | #VALUE! | #VALUE! | #VALUE! | #VALUE! | 0 | 0 | 0.20123 | 0.20123 | #VALUE! | #VALUE! | #VALUE! | #VALUE! | 0 | 0 | 0.20123 | 0.20123 | #VALUE! | #VALUE! |  |  |  | #VALUE! | #VALUE! | #VALUE! | #VALUE! | #VALUE! | #VALUE! | #VALUE!
Sunday | 10 | 2 | 7 | 6583 | 0 | 0 | 0 | 0 | 0 | 0 | 0 | 0 | 0 | 0 | 0 | 0 | 0 | 0 | 0 | 0 | 0 | 0 | 0 | 0 | 0 | 0 | 0 | 0 | 0 | 0 | 0.053451 | 0.043006 | 0.134 | 0 | 0 | 0 | 0 | 0 | 0 | 0 | 0 | 0 | 0 | 0 |  | 0 | 0 | 0 |  | #VALUE! | #VALUE! | #VALUE! | #VALUE! |  |  | #VALUE! | #VALUE! | 0 | 0 | 0.20123 | 0.20123 | #VALUE! | #VALUE! | #VALUE! | #VALUE! | 0 | 0 | 0.20123 | 0.20123 | #VALUE! | #VALUE! | #VALUE! | #VALUE! | 0 | 0 | 0.20123 | 0.20123 | #VALUE! | #VALUE! |  |  |  | #VALUE! | #VALUE! | #VALUE! | #VALUE! | #VALUE! | #VALUE! | #VALUE!
Sunday | 10 | 2 | 8 | 6584 | 0 | 0 | 0 | 0 | 0 | 0 | 0 | 0 | 0 | 0 | 0 | 0 | 0 | 0 | 0 | 0 | 0 | 0 | 0 | 0 | 0 | 0 | 0 | 0 | 0.010134 | 0 | 0.052501 | 0.063002 | 0.185 | 0 | 0 | 0 | 0 | 0 | 0 | 0 | 0 | 0 | 0 | 0 |  | 0 | 0 | 0 |  | #VALUE! | #VALUE! | #VALUE! | #VALUE! |  |  | #VALUE! | #VALUE! | 0 | 0 | 0.20123 | 0.20123 | #VALUE! | #VALUE! | #VALUE! | #VALUE! | 0 | 0 | 0.20123 | 0.20123 | #VALUE! | #VALUE! | #VALUE! | #VALUE! | 0 | 0 | 0.20123 | 0.20123 | #VALUE! | #VALUE! |  |  |  | #VALUE! | #VALUE! | #VALUE! | #VALUE! | #VALUE! | #VALUE! | #VALUE!
Sunday | 10 | 2 | 9 | 6585 | 0 | 0 | 0 | 0 | 0 | 0 | 0 | 0 | 0 | 0 | 0 | 0 | 0 | 0 | 0 | 0 | 0 | 0 | 0 | 0 | 0 | 0 | 0 | 0 | 0.018262 | 0 | 0.050783 | 0.090849 | 0.227 | 0 | 0 | 0 | 0 | 0 | 0 | 0 | 0 | 0 | 0 | 0 |  | 0 | 0 | 0 |  | #VALUE! | #VALUE! | #VALUE! | #VALUE! |  |  | #VALUE! | #VALUE! | 0 | 0 | 0.20123 | 0.20123 | #VALUE! | #VALUE! | #VALUE! | #VALUE! | 0 | 0 | 0.20123 | 0.20123 | #VALUE! | #VALUE! | #VALUE! | #VALUE! | 0 | 0 | 0.20123 | 0.20123 | #VALUE! | #VALUE! |  |  |  | #VALUE! | #VALUE! | #VALUE! | #VALUE! | #VALUE! | #VALUE! | #VALUE!
Sunday | 10 | 2 | 10 | 6586 | 0 | 0 | 0 | 0 | 0 | 0 | 0 | 0 | 0 | 0 | 0 | 0 | 0 | 0 | 0 | 0 | 0 | 0 | 0 | 0 | 0 | 0 | 0 | 0 | 0.017629 | 0.0575 | 0.050569 | 0.092807 | 0.23 | 0 | 0 | 0 | 0 | 0 | 0 | 0 | 0 | 0 | 0 | 0 |  | 0 | 0 | 0 |  | #VALUE! | #VALUE! | #VALUE! | #VALUE! |  |  | #VALUE! | #VALUE! | 0 | 0 | 0.20123 | 0.20123 | #VALUE! | #VALUE! | #VALUE! | #VALUE! | 0 | 0 | 0.20123 | 0.20123 | #VALUE! | #VALUE! | #VALUE! | #VALUE! | 0 | 0 | 0.20123 | 0.20123 | #VALUE! | #VALUE! |  |  |  | #VALUE! | #VALUE! | #VALUE! | #VALUE! | #VALUE! | #VALUE! | #VALUE!
Sunday | 10 | 2 | 11 | 6587 | 0 | 0 | 0 | 0 | 0 | 0 | 0 | 0 | 0 | 0 | 0 | 0 | 0 | 0 | 0 | 0 | 0 | 0 | 0 | 0 | 0 | 0 | 0 | 0 | 0.014329 | 0.1375 | 0.050703 | 0.077205 | 0.208 | 0 | 0 | 0 | 0 | 0 | 0 | 0 | 0 | 0 | 0 | 0 |  | 0 | 0 | 0 |  | #VALUE! | #VALUE! | #VALUE! | #VALUE! |  |  | #VALUE! | #VALUE! | 0 | 0 | 0.20123 | 0.20123 | #VALUE! | #VALUE! | #VALUE! | #VALUE! | 0 | 0 | 0.20123 | 0.20123 | #VALUE! | #VALUE! | #VALUE! | #VALUE! | 0 | 0 | 0.20123 | 0.20123 | #VALUE! | #VALUE! |  |  |  | #VALUE! | #VALUE! | #VALUE! | #VALUE! | #VALUE! | #VALUE! | #VALUE!
Sunday | 10 | 2 | 12 | 6588 | 0 | 0 | 0 | 0 | 0 | 0 | 0 | 0 | 0 | 0 | 0 | 0 | 0 | 0 | 0 | 0 | 0 | 0 | 0 | 0 | 0 | 0 | 0 | 0 | 0.012347 | 0.198 | 0.051788 | 0.066284 | 0.189 | 0 | 0 | 0 | 0 | 0 | 0 | 0 | 0 | 0 | 0 | 0 |  | 0 | 0 | 0 |  | #VALUE! | #VALUE! | #VALUE! | #VALUE! |  |  | #VALUE! | #VALUE! | 0 | 0 | 0.20123 | 0.20123 | #VALUE! | #VALUE! | #VALUE! | #VALUE! | 0 | 0 | 0.20123 | 0.20123 | #VALUE! | #VALUE! | #VALUE! | #VALUE! | 0 | 0 | 0.20123 | 0.20123 | #VALUE! | #VALUE! |  |  |  | #VALUE! | #VALUE! | #VALUE! | #VALUE! | #VALUE! | #VALUE! | #VALUE!
Sunday | 10 | 2 | 13 | 6589 | 0 | 0 | 0 | 0 | 0 | 0 | 0 | 0 | 0 | 0 | 0 | 0 | 0 | 0 | 0 | 0 | 0 | 0 | 0 | 0 | 0 | 0 | 0 | 0 | 0.015607 | 0.284 | 0.051313 | 0.066614 | 0.191 | 0 | 0 | 0 | 0 | 0 | 0 | 0 | 0 | 0 | 0 | 0 |  | 0 | 0 | 0 |  | #VALUE! | #VALUE! | #VALUE! | #VALUE! |  |  | #VALUE! | #VALUE! | 0 | 0 | 0.20123 | 0.20123 | #VALUE! | #VALUE! | #VALUE! | #VALUE! | 0 | 0 | 0.20123 | 0.20123 | #VALUE! | #VALUE! | #VALUE! | #VALUE! | 0 | 0 | 0.20123 | 0.20123 | #VALUE! | #VALUE! |  |  |  | #VALUE! | #VALUE! | #VALUE! | #VALUE! | #VALUE! | #VALUE! | #VALUE!
Sunday | 10 | 2 | 14 | 6590 | 0 | 0 | 0 | 0 | 0 | 0 | 0 | 0 | 0 | 0 | 0 | 0 | 0 | 0 | 0 | 0 | 0 | 0 | 0 | 0 | 0 | 0 | 0 | 0 | 0.016133 | 0.344 | 0.083146 | 0.067111 | 0.192 | 0 | 0 | 0 | 0 | 0 | 0 | 0 | 0 | 0 | 0 | 0 |  | 0 | 0 | 0 |  | #VALUE! | #VALUE! | #VALUE! | #VALUE! |  |  | #VALUE! | #VALUE! | 0 | 0 | 0.20123 | 0.20123 | #VALUE! | #VALUE! | #VALUE! | #VALUE! | 0 | 0 | 0.20123 | 0.20123 | #VALUE! | #VALUE! | #VALUE! | #VALUE! | 0 | 0 | 0.20123 | 0.20123 | #VALUE! | #VALUE! |  |  |  | #VALUE! | #VALUE! | #VALUE! | #VALUE! | #VALUE! | #VALUE! | #VALUE!
Sunday | 10 | 2 | 15 | 6591 | 0 | 0 | 0 | 0 | 0 | 0 | 0 | 0 | 0 | 0 | 0 | 0 | 0 | 0 | 0 | 0 | 0 | 0 | 0 | 0 | 0 | 0 | 0 | 0 | 0.021789 | 0.29875 | 0.14573 | 0.091208 | 0.242 | 0 | 0 | 0 | 0 | 0 | 0 | 0 | 0 | 0 | 0 | 0 |  | 0 | 0 | 0 |  | #VALUE! | #VALUE! | #VALUE! | #VALUE! |  |  | #VALUE! | #VALUE! | 0 | 0 | 0.20123 | 0.20123 | #VALUE! | #VALUE! | #VALUE! | #VALUE! | 0 | 0 | 0.20123 | 0.20123 | #VALUE! | #VALUE! | #VALUE! | #VALUE! | 0 | 0 | 0.20123 | 0.20123 | #VALUE! | #VALUE! |  |  |  | #VALUE! | #VALUE! | #VALUE! | #VALUE! | #VALUE! | #VALUE! | #VALUE!
Sunday | 10 | 2 | 16 | 6592 | 0 | 0 | 0 | 0 | 0 | 0 | 0 | 0 | 0 | 0 | 0 | 0 | 0 | 0 | 0 | 0 | 0 | 0 | 0 | 0 | 0 | 0 | 0 | 0 | 0.020959 | 0.176 | 0.11728 | 0.092863 | 0.245 | 0 | 0 | 0 | 0 | 0 | 0 | 0 | 0 | 0 | 0 | 0 |  | 0 | 0 | 0 |  | #VALUE! | #VALUE! | #VALUE! | #VALUE! |  |  | #VALUE! | #VALUE! | 0 | 0 | 0.20123 | 0.20123 | #VALUE! | #VALUE! | #VALUE! | #VALUE! | 0 | 0 | 0.20123 | 0.20123 | #VALUE! | #VALUE! | #VALUE! | #VALUE! | 0 | 0 | 0.20123 | 0.20123 | #VALUE! | #VALUE! |  |  |  | #VALUE! | #VALUE! | #VALUE! | #VALUE! | #VALUE! | #VALUE! | #VALUE!
Sunday | 10 | 2 | 17 | 6593 | 0 | 0 | 0 | 0 | 0 | 0 | 0 | 0 | 0 | 0 | 0 | 0 | 0 | 0 | 0 | 0 | 0 | 0 | 0 | 0 | 0 | 0 | 0 | 0 | 0.024119 | 0.08375 | 0.14262 | 0.11937 | 0.287 | 0 | 0 | 0 | 0 | 0 | 0 | 0 | 0 | 0 | 0 | 0 |  | 0 | 0 | 0 |  | #VALUE! | #VALUE! | #VALUE! | #VALUE! |  |  | #VALUE! | #VALUE! | 0 | 0 | 0.20123 | 0.20123 | #VALUE! | #VALUE! | #VALUE! | #VALUE! | 0 | 0 | 0.20123 | 0.20123 | #VALUE! | #VALUE! | #VALUE! | #VALUE! | 0 | 0 | 0.20123 | 0.20123 | #VALUE! | #VALUE! |  |  |  | #VALUE! | #VALUE! | #VALUE! | #VALUE! | #VALUE! | #VALUE! | #VALUE!
Sunday | 10 | 2 | 18 | 6594 | 0 | 0 | 0 | 0 | 0 | 0 | 0 | 0 | 0 | 0 | 0 | 0 | 0 | 0 | 0 | 0 | 0 | 0 | 0 | 0 | 0 | 0 | 0 | 0 | 0.02353 | 0.00375 | 0.14276 | 0.12035 | 0.291 | 0 | 0 | 0 | 0 | 0 | 0 | 0 | 0 | 0 | 0 | 0 |  | 0 | 0 | 0 |  | #VALUE! | #VALUE! | #VALUE! | #VALUE! |  |  | #VALUE! | #VALUE! | 0 | 0 | 0.20123 | 0.20123 | #VALUE! | #VALUE! | #VALUE! | #VALUE! | 0 | 0 | 0.20123 | 0.20123 | #VALUE! | #VALUE! | #VALUE! | #VALUE! | 0 | 0 | 0.20123 | 0.20123 | #VALUE! | #VALUE! |  |  |  | #VALUE! | #VALUE! | #VALUE! | #VALUE! | #VALUE! | #VALUE! | #VALUE!
Sunday | 10 | 2 | 19 | 6595 | 0 | 0 | 0 | 0 | 0 | 0 | 0 | 0 | 0 | 0 | 0 | 0 | 0 | 0 | 0 | 0 | 0 | 0 | 0 | 0 | 0 | 0 | 0 | 0 | 0.018404 | 0 | 0.081014 | 0.093431 | 0.248 | 0 | 0 | 0 | 0 | 0 | 0 | 0 | 0 | 0 | 0 | 0 |  | 0 | 0 | 0 |  | #VALUE! | #VALUE! | #VALUE! | #VALUE! |  |  | #VALUE! | #VALUE! | 0 | 0 | 0.20123 | 0.20123 | #VALUE! | #VALUE! | #VALUE! | #VALUE! | 0 | 0 | 0.20123 | 0.20123 | #VALUE! | #VALUE! | #VALUE! | #VALUE! | 0 | 0 | 0.20123 | 0.20123 | #VALUE! | #VALUE! |  |  |  | #VALUE! | #VALUE! | #VALUE! | #VALUE! | #VALUE! | #VALUE! | #VALUE!
Sunday | 10 | 2 | 20 | 6596 | 0 | 0 | 0 | 0 | 0 | 0 | 0 | 0 | 0 | 0 | 0 | 0 | 0 | 0 | 0 | 0 | 0 | 0 | 0 | 0 | 0 | 0 | 0 | 0 | 0.018587 | 0 | 0.081003 | 0.09107 | 0.242 | 0 | 0 | 0 | 0 | 0 | 0 | 0 | 0 | 0 | 0 | 0 |  | 0 | 0 | 0 |  | #VALUE! | #VALUE! | #VALUE! | #VALUE! |  |  | #VALUE! | #VALUE! | 0 | 0 | 0.20123 | 0.20123 | #VALUE! | #VALUE! | #VALUE! | #VALUE! | 0 | 0 | 0.20123 | 0.20123 | #VALUE! | #VALUE! | #VALUE! | #VALUE! | 0 | 0 | 0.20123 | 0.20123 | #VALUE! | #VALUE! |  |  |  | #VALUE! | #VALUE! | #VALUE! | #VALUE! | #VALUE! | #VALUE! | #VALUE!
Sunday | 10 | 2 | 21 | 6597 | 0 | 0 | 0 | 0 | 0 | 0 | 0 | 0 | 0 | 0 | 0 | 0 | 0 | 0 | 0 | 0 | 0 | 0 | 0 | 0 | 0 | 0 | 0 | 0 | 0.018021 | 0 | 0.081003 | 0.090352 | 0.241 | 0 | 0 | 0 | 0 | 0 | 0 | 0 | 0 | 0 | 0 | 0 |  | 0 | 0 | 0 |  | #VALUE! | #VALUE! | #VALUE! | #VALUE! |  |  | #VALUE! | #VALUE! | 0 | 0 | 0.20123 | 0.20123 | #VALUE! | #VALUE! | #VALUE! | #VALUE! | 0 | 0 | 0.20123 | 0.20123 | #VALUE! | #VALUE! | #VALUE! | #VALUE! | 0 | 0 | 0.20123 | 0.20123 | #VALUE! | #VALUE! |  |  |  | #VALUE! | #VALUE! | #VALUE! | #VALUE! | #VALUE! | #VALUE! | #VALUE!
Sunday | 10 | 2 | 22 | 6598 | 0 | 0 | 0 | 0 | 0 | 0 | 0 | 0 | 0 | 0 | 0 | 0 | 0 | 0 | 0 | 0 | 0 | 0 | 0 | 0 | 0 | 0 | 0 | 0 | 0.016381 | 0 | 0.093936 | 0.090601 | 0.243 | 0 | 0 | 0 | 0 | 0 | 0 | 0 | 0 | 0 | 0 | 0 |  | 0 | 0 | 0 |  | #VALUE! | #VALUE! | #VALUE! | #VALUE! |  |  | #VALUE! | #VALUE! | 0 | 0 | 0.20123 | 0.20123 | #VALUE! | #VALUE! | #VALUE! | #VALUE! | 0 | 0 | 0.20123 | 0.20123 | #VALUE! | #VALUE! | #VALUE! | #VALUE! | 0 | 0 | 0.20123 | 0.20123 | #VALUE! | #VALUE! |  |  |  | #VALUE! | #VALUE! | #VALUE! | #VALUE! | #VALUE! | #VALUE! | #VALUE!
Sunday | 10 | 2 | 23 | 6599 | 0 | 0 | 0 | 0 | 0 | 0 | 0 | 0 | 0 | 0 | 0 | 0 | 0 | 0 | 0 | 0 | 0 | 0 | 0 | 0 | 0 | 0 | 0 | 0 | 0.008724 | 0 | 0.075546 | 0.052879 | 0.162 | 0 | 0 | 0 | 0 | 0 | 0 | 0 | 0 | 0 | 0 | 0 |  | 0 | 0 | 0 |  | #VALUE! | #VALUE! | #VALUE! | #VALUE! |  |  | #VALUE! | #VALUE! | 0 | 0 | 0.20123 | 0.20123 | #VALUE! | #VALUE! | #VALUE! | #VALUE! | 0 | 0 | 0.20123 | 0.20123 | #VALUE! | #VALUE! | #VALUE! | #VALUE! | 0 | 0 | 0.20123 | 0.20123 | #VALUE! | #VALUE! |  |  |  | #VALUE! | #VALUE! | #VALUE! | #VALUE! | #VALUE! | #VALUE! | #VALUE!
Sunday | 10 | 2 | 24 | 6600 | 0 | 0 | 0 | 0 | 0 | 0 | 0 | 0 | 0 | 0 | 0 | 0 | 0 | 0 | 0 | 0 | 0 | 0 | 0 | 0 | 0 | 0 | 0 | 0 | 0.010787 | 0 | 0.1459 | 0.064866 | 0.186 | 0 | 0 | 0 | 0 | 0 | 0 | 0 | 0 | 0 | 0 | 0 |  | 0 | 0 | 0 |  | #VALUE! | #VALUE! | #VALUE! | #VALUE! |  |  | #VALUE! | #VALUE! | 0 | 0 | 0.20123 | 0.20123 | #VALUE! | #VALUE! | #VALUE! | #VALUE! | 0 | 0 | 0.20123 | 0.20123 | #VALUE! | #VALUE! | #VALUE! | #VALUE! | 0 | 0 | 0.20123 | 0.20123 | #VALUE! | #VALUE! |  |  |  | #VALUE! | #VALUE! | #VALUE! | #VALUE! | #VALUE! | #VALUE! | #VALUE!
Monday | 10 | 3 | 1 | 6601 | 0 | 0 | 0 | 0 | 0 | 0 | 0 | 0 | 0 | 0 | 0 | 0 | 0 | 0 | 0 | 0 | 0 | 0 | 0 | 0 | 0 | 0 | 0 | 0 | 0.010685 | 0 | 0.16146 | 0.065273 | 0.188 | 0 | 0 | 0 | 0 | 0 | 0 | 0 | 0 | 0 | 0 | 0 |  | 0 | 0 | 0 |  | #VALUE! | #VALUE! | #VALUE! | #VALUE! |  |  | #VALUE! | #VALUE! | 0 | 0 | 0.20123 | 0.20123 | #VALUE! | #VALUE! | #VALUE! | #VALUE! | 0 | 0 | 0.20123 | 0.20123 | #VALUE! | #VALUE! | #VALUE! | #VALUE! | 0 | 0 | 0.20123 | 0.20123 | #VALUE! | #VALUE! |  |  |  | #VALUE! | #VALUE! | #VALUE! | #VALUE! | #VALUE! | #VALUE! | #VALUE!
Monday | 10 | 3 | 2 | 6602 | 0 | 0 | 0 | 0 | 0 | 0 | 0 | 0 | 0 | 0 | 0 | 0 | 0 | 0 | 0 | 0 | 0 | 0 | 0 | 0 | 0 | 0 | 0 | 0 | 0.010461 | 0 | 0.17341 | 0.072242 | 0.208 | 0 | 0 | 0 | 0 | 0 | 0 | 0 | 0 | 0 | 0 | 0 |  | 0 | 0 | 0 |  | #VALUE! | #VALUE! | #VALUE! | #VALUE! |  |  | #VALUE! | #VALUE! | 0 | 0 | 0.20123 | 0.20123 | #VALUE! | #VALUE! | #VALUE! | #VALUE! | 0 | 0 | 0.20123 | 0.20123 | #VALUE! | #VALUE! | #VALUE! | #VALUE! | 0 | 0 | 0.20123 | 0.20123 | #VALUE! | #VALUE! |  |  |  | #VALUE! | #VALUE! | #VALUE! | #VALUE! | #VALUE! | #VALUE! | #VALUE!
Monday | 10 | 3 | 3 | 6603 | 0 | 0 | 0 | 0 | 0 | 0 | 0 | 0 | 0 | 0 | 0 | 0 | 0 | 0 | 0 | 0 | 0 | 0 | 0 | 0 | 0 | 0 | 0 | 0 | 0.010552 | 0 | 0.17525 | 0.071586 | 0.206 | 0 | 0 | 0 | 0 | 0 | 0 | 0 | 0 | 0 | 0 | 0 |  | 0 | 0 | 0 |  | #VALUE! | #VALUE! | #VALUE! | #VALUE! |  |  | #VALUE! | #VALUE! | 0 | 0 | 0.20123 | 0.20123 | #VALUE! | #VALUE! | #VALUE! | #VALUE! | 0 | 0 | 0.20123 | 0.20123 | #VALUE! | #VALUE! | #VALUE! | #VALUE! | 0 | 0 | 0.20123 | 0.20123 | #VALUE! | #VALUE! |  |  |  | #VALUE! | #VALUE! | #VALUE! | #VALUE! | #VALUE! | #VALUE! | #VALUE!
Monday | 10 | 3 | 4 | 6604 | 0 | 0 | 0 | 0 | 0 | 0 | 0 | 0 | 0 | 0 | 0 | 0 | 0 | 0 | 0 | 0 | 0 | 0 | 0 | 0 | 0 | 0 | 0 | 0 | 0.01398 | 0 | 0.16733 | 0.084837 | 0.229 | 0 | 0 | 0 | 0 | 0 | 0 | 0 | 0 | 0 | 0 | 0 |  | 0 | 0 | 0 |  | #VALUE! | #VALUE! | #VALUE! | #VALUE! |  |  | #VALUE! | #VALUE! | 0 | 0 | 0.20123 | 0.20123 | #VALUE! | #VALUE! | #VALUE! | #VALUE! | 0 | 0 | 0.20123 | 0.20123 | #VALUE! | #VALUE! | #VALUE! | #VALUE! | 0 | 0 | 0.20123 | 0.20123 | #VALUE! | #VALUE! |  |  |  | #VALUE! | #VALUE! | #VALUE! | #VALUE! | #VALUE! | #VALUE! | #VALUE!
Monday | 10 | 3 | 5 | 6605 | 0 | 0 | 0 | 0 | 0 | 0 | 0 | 0 | 0 | 0 | 0 | 0 | 0 | 0 | 0 | 0 | 0 | 0 | 0 | 0 | 0 | 0 | 0 | 0 | 0.013802 | 0 | 0.17086 | 0.083967 | 0.225 | 0 | 0 | 0 | 0 | 0 | 0 | 0 | 0 | 0 | 0 | 0 |  | 0 | 0 | 0 |  | #VALUE! | #VALUE! | #VALUE! | #VALUE! |  |  | #VALUE! | #VALUE! | 0 | 0 | 0.20123 | 0.20123 | #VALUE! | #VALUE! | #VALUE! | #VALUE! | 0 | 0 | 0.20123 | 0.20123 | #VALUE! | #VALUE! | #VALUE! | #VALUE! | 0 | 0 | 0.20123 | 0.20123 | #VALUE! | #VALUE! |  |  |  | #VALUE! | #VALUE! | #VALUE! | #VALUE! | #VALUE! | #VALUE! | #VALUE!
Monday | 10 | 3 | 6 | 6606 | 0 | 0 | 0 | 0 | 0 | 0 | 0 | 0 | 0 | 0 | 0 | 0 | 0 | 0 | 0 | 0 | 0 | 0 | 0 | 0 | 0 | 0 | 0 | 0 | 0.01386 | 0 | 0.17967 | 0.084078 | 0.224 | 0 | 0 | 0 | 0 | 0 | 0 | 0 | 0 | 0 | 0 | 0 |  | 0 | 0 | 0 |  | #VALUE! | #VALUE! | #VALUE! | #VALUE! |  |  | #VALUE! | #VALUE! | 0 | 0 | 0.20123 | 0.20123 | #VALUE! | #VALUE! | #VALUE! | #VALUE! | 0 | 0 | 0.20123 | 0.20123 | #VALUE! | #VALUE! | #VALUE! | #VALUE! | 0 | 0 | 0.20123 | 0.20123 | #VALUE! | #VALUE! |  |  |  | #VALUE! | #VALUE! | #VALUE! | #VALUE! | #VALUE! | #VALUE! | #VALUE!
Monday | 10 | 3 | 7 | 6607 | 0 | 0 | 0 | 0 | 0 | 0 | 0 | 0 | 0 | 0 | 0 | 0 | 0 | 0 | 0 | 0 | 0 | 0 | 0 | 0 | 0 | 0 | 0 | 0 | 0.014103 | 0 | 0.15793 | 0.084286 | 0.224 | 0 | 0 | 0 | 0 | 0 | 0 | 0 | 0 | 0 | 0 | 0 |  | 0 | 0 | 0 |  | #VALUE! | #VALUE! | #VALUE! | #VALUE! |  |  | #VALUE! | #VALUE! | 0 | 0 | 0.20123 | 0.20123 | #VALUE! | #VALUE! | #VALUE! | #VALUE! | 0 | 0 | 0.20123 | 0.20123 | #VALUE! | #VALUE! | #VALUE! | #VALUE! | 0 | 0 | 0.20123 | 0.20123 | #VALUE! | #VALUE! |  |  |  | #VALUE! | #VALUE! | #VALUE! | #VALUE! | #VALUE! | #VALUE! | #VALUE!
Monday | 10 | 3 | 8 | 6608 | 0 | 0 | 0 | 0 | 0 | 0 | 0 | 0 | 0 | 0 | 0 | 0 | 0 | 0 | 0 | 0 | 0 | 0 | 0 | 0 | 0 | 0 | 0 | 0 | 0.015676 | 0.0055 | 0.13229 | 0.075442 | 0.201 | 0 | 0 | 0 | 0 | 0 | 0 | 0 | 0 | 0 | 0 | 0 |  | 0 | 0 | 0 |  | #VALUE! | #VALUE! | #VALUE! | #VALUE! |  |  | #VALUE! | #VALUE! | 0 | 0 | 0.20123 | 0.20123 | #VALUE! | #VALUE! | #VALUE! | #VALUE! | 0 | 0 | 0.20123 | 0.20123 | #VALUE! | #VALUE! | #VALUE! | #VALUE! | 0 | 0 | 0.20123 | 0.20123 | #VALUE! | #VALUE! |  |  |  | #VALUE! | #VALUE! | #VALUE! | #VALUE! | #VALUE! | #VALUE! | #VALUE!
Monday | 10 | 3 | 9 | 6609 | 0 | 0 | 0 | 0 | 0 | 0 | 0 | 0 | 0 | 0 | 0 | 0 | 0 | 0 | 0 | 0 | 0 | 0 | 0 | 0 | 0 | 0 | 0 | 0 | 0.018901 | 0.1095 | 0.1429 | 0.077657 | 0.207 | 0 | 0 | 0 | 0 | 0 | 0 | 0 | 0 | 0 | 0 | 0 |  | 0 | 0 | 0 |  | #VALUE! | #VALUE! | #VALUE! | #VALUE! |  |  | #VALUE! | #VALUE! | 0 | 0 | 0.20123 | 0.20123 | #VALUE! | #VALUE! | #VALUE! | #VALUE! | 0 | 0 | 0.20123 | 0.20123 | #VALUE! | #VALUE! | #VALUE! | #VALUE! | 0 | 0 | 0.20123 | 0.20123 | #VALUE! | #VALUE! |  |  |  | #VALUE! | #VALUE! | #VALUE! | #VALUE! | #VALUE! | #VALUE! | #VALUE!
Monday | 10 | 3 | 10 | 6610 | 0 | 0 | 0 | 0 | 0 | 0 | 0 | 0 | 0 | 0 | 0 | 0 | 0 | 0 | 0 | 0 | 0 | 0 | 0 | 0 | 0 | 0 | 0 | 0 | 0.022185 | 0.25375 | 0.1518 | 0.081066 | 0.215 | 0 | 0 | 0 | 0 | 0 | 0 | 0 | 0 | 0 | 0 | 0 |  | 0 | 0 | 0 |  | #VALUE! | #VALUE! | #VALUE! | #VALUE! |  |  | #VALUE! | #VALUE! | 0 | 0 | 0.20123 | 0.20123 | #VALUE! | #VALUE! | #VALUE! | #VALUE! | 0 | 0 | 0.20123 | 0.20123 | #VALUE! | #VALUE! | #VALUE! | #VALUE! | 0 | 0 | 0.20123 | 0.20123 | #VALUE! | #VALUE! |  |  |  | #VALUE! | #VALUE! | #VALUE! | #VALUE! | #VALUE! | #VALUE! | #VALUE!
Monday | 10 | 3 | 11 | 6611 | 0 | 0 | 0 | 0 | 0 | 0 | 0 | 0 | 0 | 0 | 0 | 0 | 0 | 0 | 0 | 0 | 0 | 0 | 0 | 0 | 0 | 0 | 0 | 0.0006875 | 0.025212 | 0.306 | 0.16658 | 0.11455 | 0.259 | 0 | 0 | 0 | 0 | 0 | 0 | 0 | 0 | 0 | 0 | 0 |  | 0 | 0 | 0 |  | #VALUE! | #VALUE! | #VALUE! | #VALUE! |  |  | #VALUE! | #VALUE! | 0 | 0 | 0.20123 | 0.20123 | #VALUE! | #VALUE! | #VALUE! | #VALUE! | 0 | 0 | 0.20123 | 0.20123 | #VALUE! | #VALUE! | #VALUE! | #VALUE! | 0 | 0 | 0.20123 | 0.20123 | #VALUE! | #VALUE! |  |  |  | #VALUE! | #VALUE! | #VALUE! | #VALUE! | #VALUE! | #VALUE! | #VALUE!
Monday | 10 | 3 | 12 | 6612 | 0 | 0 | 0 | 0 | 0 | 0 | 0 | 0 | 0 | 0 | 0 | 0 | 0 | 0 | 0 | 0 | 0 | 0 | 0 | 0 | 0 | 0 | 0 | 0.00059375 | 0.025888 | 0.386 | 0.16461 | 0.1177 | 0.264 | 0 | 0 | 0 | 0 | 0 | 0 | 0 | 0 | 0 | 0 | 0 |  | 0 | 0 | 0 |  | #VALUE! | #VALUE! | #VALUE! | #VALUE! |  |  | #VALUE! | #VALUE! | 0 | 0 | 0.20123 | 0.20123 | #VALUE! | #VALUE! | #VALUE! | #VALUE! | 0 | 0 | 0.20123 | 0.20123 | #VALUE! | #VALUE! | #VALUE! | #VALUE! | 0 | 0 | 0.20123 | 0.20123 | #VALUE! | #VALUE! |  |  |  | #VALUE! | #VALUE! | #VALUE! | #VALUE! | #VALUE! | #VALUE! | #VALUE!
Monday | 10 | 3 | 13 | 6613 | 0 | 0 | 0 | 0 | 0 | 0 | 0 | 0 | 0 | 0 | 0 | 0 | 0 | 0 | 0 | 0 | 0 | 0 | 0 | 0 | 0 | 0 | 0 | 0.006483 | 0.028782 | 0.403 | 0.16229 | 0.17575 | 0.364 | 0 | 0 | 0 | 0 | 0 | 0 | 0 | 0 | 0 | 0 | 0 |  | 0 | 0 | 0 |  | #VALUE! | #VALUE! | #VALUE! | #VALUE! |  |  | #VALUE! | #VALUE! | 0 | 0 | 0.20123 | 0.20123 | #VALUE! | #VALUE! | #VALUE! | #VALUE! | 0 | 0 | 0.20123 | 0.20123 | #VALUE! | #VALUE! | #VALUE! | #VALUE! | 0 | 0 | 0.20123 | 0.20123 | #VALUE! | #VALUE! |  |  |  | #VALUE! | #VALUE! | #VALUE! | #VALUE! | #VALUE! | #VALUE! | #VALUE!
Monday | 10 | 3 | 14 | 6614 | 0 | 0 | 0 | 0 | 0 | 0 | 0 | 0 | 0 | 0 | 0 | 0 | 0 | 0 | 0 | 0 | 0 | 0 | 0 | 0 | 0 | 0.0255 | 0.15975 | 0.14703 | 0.1844 | 0.41475 | 0.0041743 | 0.26261 | 0.402 | 0 | 0 | 0 | 0 | 0 | 0 | 0 | 0 | 0 | 0 | 0 |  | 0 | 0 | 0 |  | #VALUE! | #VALUE! | #VALUE! | #VALUE! |  |  | #VALUE! | #VALUE! | 0 | 0 | 0.20123 | 0.20123 | #VALUE! | #VALUE! | #VALUE! | #VALUE! | 0 | 0 | 0.20123 | 0.20123 | #VALUE! | #VALUE! | #VALUE! | #VALUE! | 0 | 0 | 0.20123 | 0.20123 | #VALUE! | #VALUE! |  |  |  | #VALUE! | #VALUE! | #VALUE! | #VALUE! | #VALUE! | #VALUE! | #VALUE!
Monday | 10 | 3 | 15 | 6615 | 0 | 0 | 0 | 0 | 0 | 0 | 0 | 0 | 0 | 0 | 0 | 0 | 0 | 0 | 0 | 0 | 0 | 0 | 0 | 0 | 0 | 0.076 | 0.21842 | 0.20843 | 0.17814 | 0.47025 | 0.0044519 | 0.3028 | 0.405 | 0 | 0 | 0 | 0 | 0 | 0 | 0 | 0 | 0 | 0 | 0 |  | 0 | 0 | 0 |  | #VALUE! | #VALUE! | #VALUE! | #VALUE! |  |  | #VALUE! | #VALUE! | 0 | 0 | 0.20123 | 0.20123 | #VALUE! | #VALUE! | #VALUE! | #VALUE! | 0 | 0 | 0.20123 | 0.20123 | #VALUE! | #VALUE! | #VALUE! | #VALUE! | 0 | 0 | 0.20123 | 0.20123 | #VALUE! | #VALUE! |  |  |  | #VALUE! | #VALUE! | #VALUE! | #VALUE! | #VALUE! | #VALUE! | #VALUE!
Monday | 10 | 3 | 16 | 6616 | 0 | 0 | 0 | 0 | 0 | 0 | 0 | 0 | 0 | 0 | 0 | 0 | 0 | 0 | 0 | 0 | 0 | 0 | 0 | 0 | 0 | 0 | 0.10458 | 0.08936 | 0.06473 | 0.4775 | 0.0032724 | 0.23173 | 0.349 | 0 | 0 | 0 | 0 | 0 | 0 | 0 | 0 | 0 | 0 | 0 |  | 0 | 0 | 0 |  | #VALUE! | #VALUE! | #VALUE! | #VALUE! |  |  | #VALUE! | #VALUE! | 0 | 0 | 0.20123 | 0.20123 | #VALUE! | #VALUE! | #VALUE! | #VALUE! | 0 | 0 | 0.20123 | 0.20123 | #VALUE! | #VALUE! | #VALUE! | #VALUE! | 0 | 0 | 0.20123 | 0.20123 | #VALUE! | #VALUE! |  |  |  | #VALUE! | #VALUE! | #VALUE! | #VALUE! | #VALUE! | #VALUE! | #VALUE!
Monday | 10 | 3 | 17 | 6617 | 0 | 0 | 0 | 0 | 0 | 0 | 0 | 0 | 0 | 0 | 0 | 0 | 0 | 0 | 0 | 0 | 0 | 0 | 0 | 0 | 0 | 0 | 0 | 0.0014688 | 0.02921 | 0.44875 | 0.00082099 | 0.094447 | 0.201 | 0 | 0 | 0 | 0 | 0 | 0 | 0 | 0 | 0 | 0 | 0 |  | 0 | 0 | 0 |  | #VALUE! | #VALUE! | #VALUE! | #VALUE! |  |  | #VALUE! | #VALUE! | 0 | 0 | 0.20123 | 0.20123 | #VALUE! | #VALUE! | #VALUE! | #VALUE! | 0 | 0 | 0.20123 | 0.20123 | #VALUE! | #VALUE! | #VALUE! | #VALUE! | 0 | 0 | 0.20123 | 0.20123 | #VALUE! | #VALUE! |  |  |  | #VALUE! | #VALUE! | #VALUE! | #VALUE! | #VALUE! | #VALUE! | #VALUE!
Monday | 10 | 3 | 18 | 6618 | 0 | 0 | 0 | 0 | 0 | 0 | 0 | 0 | 0 | 0 | 0 | 0 | 0 | 0 | 0 | 0 | 0 | 0 | 0 | 0 | 0 | 0 | 0 | 0 | 0.021006 | 0.38 | 0 | 0.021112 | 0.072 | 0 | 0 | 0 | 0 | 0 | 0 | 0 | 0 | 0 | 0 | 0 |  | 0 | 0 | 0 |  | #VALUE! | #VALUE! | #VALUE! | #VALUE! |  |  | #VALUE! | #VALUE! | 0 | 0 | 0.20123 | 0.20123 | #VALUE! | #VALUE! | #VALUE! | #VALUE! | 0 | 0 | 0.20123 | 0.20123 | #VALUE! | #VALUE! | #VALUE! | #VALUE! | 0 | 0 | 0.20123 | 0.20123 | #VALUE! | #VALUE! |  |  |  | #VALUE! | #VALUE! | #VALUE! | #VALUE! | #VALUE! | #VALUE! | #VALUE!
Monday | 10 | 3 | 19 | 6619 | 0 | 0 | 0 | 0 | 0 | 0 | 0 | 0 | 0 | 0 | 0 | 0 | 0 | 0 | 0 | 0 | 0 | 0 | 0 | 0 | 0 | 0 | 0 | 0 | 0.0071073 | 0.34175 | 0 | 0.0063448 | 0.022 | 0 | 0 | 0 | 0 | 0 | 0 | 0 | 0 | 0 | 0 | 0 |  | 0 | 0 | 0 |  | #VALUE! | #VALUE! | #VALUE! | #VALUE! |  |  | #VALUE! | #VALUE! | 0 | 0 | 0.20123 | 0.20123 | #VALUE! | #VALUE! | #VALUE! | #VALUE! | 0 | 0 | 0.20123 | 0.20123 | #VALUE! | #VALUE! | #VALUE! | #VALUE! | 0 | 0 | 0.20123 | 0.20123 | #VALUE! | #VALUE! |  |  |  | #VALUE! | #VALUE! | #VALUE! | #VALUE! | #VALUE! | #VALUE! | #VALUE!
Monday | 10 | 3 | 20 | 6620 | 0 | 0 | 0 | 0 | 0 | 0 | 0 | 0 | 0 | 0 | 0 | 0 | 0 | 0 | 0 | 0 | 0 | 0 | 0 | 0 | 0 | 0 | 0 | 0 | 0 | 0.06175 | 0 | 0 | 0 | 0 | 0 | 0 | 0 | 0 | 0 | 0 | 0 | 0 | 0 | 0 |  | 0 | 0 | 0 |  | #VALUE! | #VALUE! | #VALUE! | #VALUE! |  |  | #VALUE! | #VALUE! | 0 | 0 | 0.20123 | 0.20123 | #VALUE! | #VALUE! | #VALUE! | #VALUE! | 0 | 0 | 0.20123 | 0.20123 | #VALUE! | #VALUE! | #VALUE! | #VALUE! | 0 | 0 | 0.20123 | 0.20123 | #VALUE! | #VALUE! |  |  |  | #VALUE! | #VALUE! | #VALUE! | #VALUE! | #VALUE! | #VALUE! | #VALUE!
Monday | 10 | 3 | 21 | 6621 | 0 | 0 | 0 | 0 | 0 | 0 | 0 | 0 | 0 | 0 | 0 | 0 | 0 | 0 | 0 | 0 | 0 | 0 | 0 | 0 | 0 | 0 | 0 | 0 | 0 | 0.0865 | 0 | 0 | 0 | 0 | 0 | 0 | 0 | 0 | 0 | 0 | 0 | 0 | 0 | 0 |  | 0 | 0 | 0 |  | #VALUE! | #VALUE! | #VALUE! | #VALUE! |  |  | #VALUE! | #VALUE! | 0 | 0 | 0.20123 | 0.20123 | #VALUE! | #VALUE! | #VALUE! | #VALUE! | 0 | 0 | 0.20123 | 0.20123 | #VALUE! | #VALUE! | #VALUE! | #VALUE! | 0 | 0 | 0.20123 | 0.20123 | #VALUE! | #VALUE! |  |  |  | #VALUE! | #VALUE! | #VALUE! | #VALUE! | #VALUE! | #VALUE! | #VALUE!
Monday | 10 | 3 | 22 | 6622 | 0 | 0 | 0 | 0 | 0 | 0 | 0 | 0 | 0 | 0 | 0 | 0 | 0 | 0 | 0 | 0 | 0 | 0 | 0 | 0 | 0 | 0 | 0 | 0 | 0 | 0.192 | 0 | 0 | 0 | 0 | 0 | 0 | 0 | 0 | 0 | 0 | 0 | 0 | 0 | 0 |  | 0 | 0 | 0 |  | #VALUE! | #VALUE! | #VALUE! | #VALUE! |  |  | #VALUE! | #VALUE! | 0 | 0 | 0.20123 | 0.20123 | #VALUE! | #VALUE! | #VALUE! | #VALUE! | 0 | 0 | 0.20123 | 0.20123 | #VALUE! | #VALUE! | #VALUE! | #VALUE! | 0 | 0 | 0.20123 | 0.20123 | #VALUE! | #VALUE! |  |  |  | #VALUE! | #VALUE! | #VALUE! | #VALUE! | #VALUE! | #VALUE! | #VALUE!
Monday | 10 | 3 | 23 | 6623 | 0 | 0 | 0 | 0 | 0 | 0 | 0 | 0 | 0 | 0 | 0 | 0 | 0 | 0 | 0 | 0 | 0 | 0 | 0 | 0 | 0 | 0 | 0 | 0 | 0 | 0.19025 | 0 | 0 | 0 | 0 | 0 | 0 | 0 | 0 | 0 | 0 | 0 | 0 | 0 | 0 |  | 0 | 0 | 0 |  | #VALUE! | #VALUE! | #VALUE! | #VALUE! |  |  | #VALUE! | #VALUE! | 0 | 0 | 0.20123 | 0.20123 | #VALUE! | #VALUE! | #VALUE! | #VALUE! | 0 | 0 | 0.20123 | 0.20123 | #VALUE! | #VALUE! | #VALUE! | #VALUE! | 0 | 0 | 0.20123 | 0.20123 | #VALUE! | #VALUE! |  |  |  | #VALUE! | #VALUE! | #VALUE! | #VALUE! | #VALUE! | #VALUE! | #VALUE!
Monday | 10 | 3 | 24 | 6624 | 0 | 0 | 0 | 0 | 0 | 0 | 0 | 0 | 0 | 0 | 0 | 0 | 0 | 0 | 0 | 0 | 0 | 0 | 0 | 0 | 0 | 0 | 0 | 0 | 0 | 0.17625 | 0 | 0 | 0 | 0 | 0 | 0 | 0 | 0 | 0 | 0 | 0 | 0 | 0 | 0 |  | 0 | 0 | 0 |  | #VALUE! | #VALUE! | #VALUE! | #VALUE! |  |  | #VALUE! | #VALUE! | 0 | 0 | 0.20123 | 0.20123 | #VALUE! | #VALUE! | #VALUE! | #VALUE! | 0 | 0 | 0.20123 | 0.20123 | #VALUE! | #VALUE! | #VALUE! | #VALUE! | 0 | 0 | 0.20123 | 0.20123 | #VALUE! | #VALUE! |  |  |  | #VALUE! | #VALUE! | #VALUE! | #VALUE! | #VALUE! | #VALUE! | #VALUE!
Tuesday | 10 | 4 | 1 | 6625 | 0 | 0 | 0 | 0 | 0 | 0 | 0 | 0 | 0 | 0 | 0 | 0 | 0 | 0 | 0 | 0 | 0 | 0 | 0 | 0 | 0 | 0 | 0 | 0 | 0 | 0.13675 | 0 | 0 | 0 | 0 | 0 | 0 | 0 | 0 | 0 | 0 | 0 | 0 | 0 | 0 |  | 0 | 0 | 0 |  | #VALUE! | #VALUE! | #VALUE! | #VALUE! |  |  | #VALUE! | #VALUE! | 0 | 0 | 0.20123 | 0.20123 | #VALUE! | #VALUE! | #VALUE! | #VALUE! | 0 | 0 | 0.20123 | 0.20123 | #VALUE! | #VALUE! | #VALUE! | #VALUE! | 0 | 0 | 0.20123 | 0.20123 | #VALUE! | #VALUE! |  |  |  | #VALUE! | #VALUE! | #VALUE! | #VALUE! | #VALUE! | #VALUE! | #VALUE!
Tuesday | 10 | 4 | 2 | 6626 | 0 | 0 | 0 | 0 | 0 | 0 | 0 | 0 | 0 | 0 | 0 | 0 | 0 | 0 | 0 | 0 | 0 | 0 | 0 | 0 | 0 | 0 | 0 | 0 | 0 | 0.1315 | 0 | 0 | 0 | 0 | 0 | 0 | 0 | 0 | 0 | 0 | 0 | 0 | 0 | 0 |  | 0 | 0 | 0 |  | #VALUE! | #VALUE! | #VALUE! | #VALUE! |  |  | #VALUE! | #VALUE! | 0 | 0 | 0.20123 | 0.20123 | #VALUE! | #VALUE! | #VALUE! | #VALUE! | 0 | 0 | 0.20123 | 0.20123 | #VALUE! | #VALUE! | #VALUE! | #VALUE! | 0 | 0 | 0.20123 | 0.20123 | #VALUE! | #VALUE! |  |  |  | #VALUE! | #VALUE! | #VALUE! | #VALUE! | #VALUE! | #VALUE! | #VALUE!
Tuesday | 10 | 4 | 3 | 6627 | 0 | 0 | 0 | 0 | 0 | 0 | 0 | 0 | 0 | 0 | 0 | 0 | 0 | 0 | 0 | 0 | 0 | 0 | 0 | 0 | 0 | 0 | 0 | 0 | 0 | 0.041 | 0 | 0 | 0 | 0 | 0 | 0 | 0 | 0 | 0 | 0 | 0 | 0 | 0 | 0 |  | 0 | 0 | 0 |  | #VALUE! | #VALUE! | #VALUE! | #VALUE! |  |  | #VALUE! | #VALUE! | 0 | 0 | 0.20123 | 0.20123 | #VALUE! | #VALUE! | #VALUE! | #VALUE! | 0 | 0 | 0.20123 | 0.20123 | #VALUE! | #VALUE! | #VALUE! | #VALUE! | 0 | 0 | 0.20123 | 0.20123 | #VALUE! | #VALUE! |  |  |  | #VALUE! | #VALUE! | #VALUE! | #VALUE! | #VALUE! | #VALUE! | #VALUE!
Tuesday | 10 | 4 | 4 | 6628 | 0 | 0 | 0 | 0 | 0 | 0 | 0 | 0 | 0 | 0 | 0 | 0 | 0 | 0 | 0 | 0 | 0 | 0 | 0 | 0 | 0 | 0 | 0 | 0 | 0 | 0.0375 | 0 | 0 | 0 | 0 | 0 | 0 | 0 | 0 | 0 | 0 | 0 | 0 | 0 | 0 |  | 0 | 0 | 0 |  | #VALUE! | #VALUE! | #VALUE! | #VALUE! |  |  | #VALUE! | #VALUE! | 0 | 0 | 0.20123 | 0.20123 | #VALUE! | #VALUE! | #VALUE! | #VALUE! | 0 | 0 | 0.20123 | 0.20123 | #VALUE! | #VALUE! | #VALUE! | #VALUE! | 0 | 0 | 0.20123 | 0.20123 | #VALUE! | #VALUE! |  |  |  | #VALUE! | #VALUE! | #VALUE! | #VALUE! | #VALUE! | #VALUE! | #VALUE!
Tuesday | 10 | 4 | 5 | 6629 | 0 | 0 | 0 | 0 | 0 | 0 | 0 | 0 | 0 | 0 | 0 | 0 | 0 | 0 | 0 | 0 | 0 | 0 | 0 | 0 | 0 | 0 | 0 | 0 | 0 | 0.0165 | 0 | 0 | 0 | 0 | 0 | 0 | 0 | 0 | 0 | 0 | 0 | 0 | 0 | 0 |  | 0 | 0 | 0 |  | #VALUE! | #VALUE! | #VALUE! | #VALUE! |  |  | #VALUE! | #VALUE! | 0 | 0 | 0.20123 | 0.20123 | #VALUE! | #VALUE! | #VALUE! | #VALUE! | 0 | 0 | 0.20123 | 0.20123 | #VALUE! | #VALUE! | #VALUE! | #VALUE! | 0 | 0 | 0.20123 | 0.20123 | #VALUE! | #VALUE! |  |  |  | #VALUE! | #VALUE! | #VALUE! | #VALUE! | #VALUE! | #VALUE! | #VALUE!
Tuesday | 10 | 4 | 6 | 6630 | 0 | 0 | 0 | 0 | 0 | 0 | 0 | 0 | 0 | 0 | 0 | 0 | 0 | 0 | 0 | 0 | 0 | 0 | 0 | 0 | 0 | 0 | 0 | 0 | 0.0028962 | 0 | 0 | 0 | 0 | 0 | 0 | 0 | 0 | 0 | 0 | 0 | 0 | 0 | 0 | 0 |  | 0 | 0 | 0 |  | #VALUE! | #VALUE! | #VALUE! | #VALUE! |  |  | #VALUE! | #VALUE! | 0 | 0 | 0.20123 | 0.20123 | #VALUE! | #VALUE! | #VALUE! | #VALUE! | 0 | 0 | 0.20123 | 0.20123 | #VALUE! | #VALUE! | #VALUE! | #VALUE! | 0 | 0 | 0.20123 | 0.20123 | #VALUE! | #VALUE! |  |  |  | #VALUE! | #VALUE! | #VALUE! | #VALUE! | #VALUE! | #VALUE! | #VALUE!
Tuesday | 10 | 4 | 7 | 6631 | 0 | 0 | 0 | 0 | 0 | 0 | 0 | 0 | 0 | 0 | 0 | 0 | 0 | 0 | 0 | 0 | 0 | 0 | 0 | 0 | 0 | 0 | 0 | 0 | 0.0032912 | 0 | 0 | 0 | 0 | 0 | 0 | 0 | 0 | 0 | 0 | 0 | 0 | 0 | 0 | 0 |  | 0 | 0 | 0 |  | #VALUE! | #VALUE! | #VALUE! | #VALUE! |  |  | #VALUE! | #VALUE! | 0 | 0 | 0.20123 | 0.20123 | #VALUE! | #VALUE! | #VALUE! | #VALUE! | 0 | 0 | 0.20123 | 0.20123 | #VALUE! | #VALUE! | #VALUE! | #VALUE! | 0 | 0 | 0.20123 | 0.20123 | #VALUE! | #VALUE! |  |  |  | #VALUE! | #VALUE! | #VALUE! | #VALUE! | #VALUE! | #VALUE! | #VALUE!
Tuesday | 10 | 4 | 8 | 6632 | 0 | 0 | 0 | 0 | 0 | 0 | 0 | 0 | 0 | 0 | 0 | 0 | 0 | 0 | 0 | 0 | 0 | 0 | 0 | 0 | 0 | 0 | 0 | 0 | 0.0020552 | 0.00925 | 0 | 0 | 0 | 0 | 0 | 0 | 0 | 0 | 0 | 0 | 0 | 0 | 0 | 0 |  | 0 | 0 | 0 |  | #VALUE! | #VALUE! | #VALUE! | #VALUE! |  |  | #VALUE! | #VALUE! | 0 | 0 | 0.20123 | 0.20123 | #VALUE! | #VALUE! | #VALUE! | #VALUE! | 0 | 0 | 0.20123 | 0.20123 | #VALUE! | #VALUE! | #VALUE! | #VALUE! | 0 | 0 | 0.20123 | 0.20123 | #VALUE! | #VALUE! |  |  |  | #VALUE! | #VALUE! | #VALUE! | #VALUE! | #VALUE! | #VALUE! | #VALUE!
Tuesday | 10 | 4 | 9 | 6633 | 0 | 0 | 0 | 0 | 0 | 0 | 0 | 0 | 0 | 0 | 0 | 0 | 0 | 0 | 0 | 0 | 0 | 0 | 0 | 0 | 0 | 0 | 0 | 0 | 0 | 0.084 | 0 | 0 | 0 | 0 | 0 | 0 | 0 | 0 | 0 | 0 | 0 | 0 | 0 | 0 |  | 0 | 0 | 0 |  | #VALUE! | #VALUE! | #VALUE! | #VALUE! |  |  | #VALUE! | #VALUE! | 0 | 0 | 0.20123 | 0.20123 | #VALUE! | #VALUE! | #VALUE! | #VALUE! | 0 | 0 | 0.20123 | 0.20123 | #VALUE! | #VALUE! | #VALUE! | #VALUE! | 0 | 0 | 0.20123 | 0.20123 | #VALUE! | #VALUE! |  |  |  | #VALUE! | #VALUE! | #VALUE! | #VALUE! | #VALUE! | #VALUE! | #VALUE!
Tuesday | 10 | 4 | 10 | 6634 | 0 | 0 | 0 | 0 | 0 | 0 | 0 | 0 | 0 | 0 | 0 | 0 | 0 | 0 | 0 | 0 | 0 | 0 | 0 | 0 | 0 | 0 | 0 | 0 | 0.0030269 | 0.25075 | 0 | 0 | 0 | 0 | 0 | 0 | 0 | 0 | 0 | 0 | 0 | 0 | 0 | 0 |  | 0 | 0 | 0 |  | #VALUE! | #VALUE! | #VALUE! | #VALUE! |  |  | #VALUE! | #VALUE! | 0 | 0 | 0.20123 | 0.20123 | #VALUE! | #VALUE! | #VALUE! | #VALUE! | 0 | 0 | 0.20123 | 0.20123 | #VALUE! | #VALUE! | #VALUE! | #VALUE! | 0 | 0 | 0.20123 | 0.20123 | #VALUE! | #VALUE! |  |  |  | #VALUE! | #VALUE! | #VALUE! | #VALUE! | #VALUE! | #VALUE! | #VALUE!
Tuesday | 10 | 4 | 11 | 6635 | 0 | 0 | 0 | 0 | 0 | 0 | 0 | 0 | 0 | 0 | 0 | 0 | 0 | 0 | 0 | 0 | 0 | 0 | 0 | 0 | 0 | 0 | 0 | 0 | 0 | 0.3965 | 0 | 0 | 0 | 0 | 0 | 0 | 0 | 0 | 0 | 0 | 0 | 0 | 0 | 0 |  | 0 | 0 | 0 |  | #VALUE! | #VALUE! | #VALUE! | #VALUE! |  |  | #VALUE! | #VALUE! | 0 | 0 | 0.20123 | 0.20123 | #VALUE! | #VALUE! | #VALUE! | #VALUE! | 0 | 0 | 0.20123 | 0.20123 | #VALUE! | #VALUE! | #VALUE! | #VALUE! | 0 | 0 | 0.20123 | 0.20123 | #VALUE! | #VALUE! |  |  |  | #VALUE! | #VALUE! | #VALUE! | #VALUE! | #VALUE! | #VALUE! | #VALUE!
Tuesday | 10 | 4 | 12 | 6636 | 0 | 0 | 0 | 0 | 0 | 0 | 0 | 0 | 0 | 0 | 0 | 0 | 0 | 0 | 0 | 0 | 0 | 0 | 0 | 0 | 0 | 0 | 0 | 0 | 0 | 0.42525 | 0 | 0 | 0 | 0 | 0 | 0 | 0 | 0 | 0 | 0 | 0 | 0 | 0 | 0 |  | 0 | 0 | 0 |  | #VALUE! | #VALUE! | #VALUE! | #VALUE! |  |  | #VALUE! | #VALUE! | 0 | 0 | 0.20123 | 0.20123 | #VALUE! | #VALUE! | #VALUE! | #VALUE! | 0 | 0 | 0.20123 | 0.20123 | #VALUE! | #VALUE! | #VALUE! | #VALUE! | 0 | 0 | 0.20123 | 0.20123 | #VALUE! | #VALUE! |  |  |  | #VALUE! | #VALUE! | #VALUE! | #VALUE! | #VALUE! | #VALUE! | #VALUE!
Tuesday | 10 | 4 | 13 | 6637 | 0 | 0 | 0 | 0 | 0 | 0 | 0 | 0 | 0 | 0 | 0 | 0 | 0 | 0 | 0 | 0 | 0 | 0 | 0 | 0 | 0 | 0 | 0 | 0 | 0.0047557 | 0.42025 | 0 | 0 | 0 | 0 | 0 | 0 | 0 | 0 | 0 | 0 | 0 | 0 | 0 | 0 |  | 0 | 0 | 0 |  | #VALUE! | #VALUE! | #VALUE! | #VALUE! |  |  | #VALUE! | #VALUE! | 0 | 0 | 0.20123 | 0.20123 | #VALUE! | #VALUE! | #VALUE! | #VALUE! | 0 | 0 | 0.20123 | 0.20123 | #VALUE! | #VALUE! | #VALUE! | #VALUE! | 0 | 0 | 0.20123 | 0.20123 | #VALUE! | #VALUE! |  |  |  | #VALUE! | #VALUE! | #VALUE! | #VALUE! | #VALUE! | #VALUE! | #VALUE!
Tuesday | 10 | 4 | 14 | 6638 | 0 | 0 | 0 | 0 | 0 | 0 | 0 | 0 | 0 | 0 | 0 | 0 | 0 | 0 | 0 | 0 | 0 | 0 | 0 | 0 | 0 | 0 | 0 | 0 | 0.018629 | 0.39225 | 0 | 0 | 0 | 0 | 0 | 0 | 0 | 0 | 0 | 0 | 0 | 0 | 0 | 0 |  | 0 | 0 | 0 |  | #VALUE! | #VALUE! | #VALUE! | #VALUE! |  |  | #VALUE! | #VALUE! | 0 | 0 | 0.20123 | 0.20123 | #VALUE! | #VALUE! | #VALUE! | #VALUE! | 0 | 0 | 0.20123 | 0.20123 | #VALUE! | #VALUE! | #VALUE! | #VALUE! | 0 | 0 | 0.20123 | 0.20123 | #VALUE! | #VALUE! |  |  |  | #VALUE! | #VALUE! | #VALUE! | #VALUE! | #VALUE! | #VALUE! | #VALUE!
Tuesday | 10 | 4 | 15 | 6639 | 0 | 0 | 0 | 0 | 0 | 0 | 0 | 0 | 0 | 0 | 0 | 0 | 0 | 0 | 0 | 0 | 0 | 0 | 0 | 0 | 0 | 0 | 0 | 0 | 0.026721 | 0.35025 | 0 | 0.003331 | 0 | 0 | 0 | 0 | 0 | 0 | 0 | 0 | 0 | 0 | 0 | 0 |  | 0 | 0 | 0 |  | #VALUE! | #VALUE! | #VALUE! | #VALUE! |  |  | #VALUE! | #VALUE! | 0 | 0 | 0.20123 | 0.20123 | #VALUE! | #VALUE! | #VALUE! | #VALUE! | 0 | 0 | 0.20123 | 0.20123 | #VALUE! | #VALUE! | #VALUE! | #VALUE! | 0 | 0 | 0.20123 | 0.20123 | #VALUE! | #VALUE! |  |  |  | #VALUE! | #VALUE! | #VALUE! | #VALUE! | #VALUE! | #VALUE! | #VALUE!
Tuesday | 10 | 4 | 16 | 6640 | 0 | 0 | 0 | 0 | 0 | 0 | 0 | 0 | 0 | 0 | 0 | 0 | 0 | 0 | 0 | 0 | 0 | 0 | 0 | 0 | 0 | 0 | 0 | 0 | 0.015411 | 0.35 | 0 | 0.003331 | 0 | 0 | 0 | 0 | 0 | 0 | 0 | 0 | 0 | 0 | 0 | 0 |  | 0 | 0 | 0 |  | #VALUE! | #VALUE! | #VALUE! | #VALUE! |  |  | #VALUE! | #VALUE! | 0 | 0 | 0.20123 | 0.20123 | #VALUE! | #VALUE! | #VALUE! | #VALUE! | 0 | 0 | 0.20123 | 0.20123 | #VALUE! | #VALUE! | #VALUE! | #VALUE! | 0 | 0 | 0.20123 | 0.20123 | #VALUE! | #VALUE! |  |  |  | #VALUE! | #VALUE! | #VALUE! | #VALUE! | #VALUE! | #VALUE! | #VALUE!
Tuesday | 10 | 4 | 17 | 6641 | 0 | 0 | 0 | 0 | 0 | 0 | 0 | 0 | 0 | 0 | 0 | 0 | 0 | 0 | 0 | 0 | 0 | 0 | 0 | 0 | 0 | 0 | 0 | 0 | 0.0020732 | 0.243 | 0 | 0 | 0 | 0 | 0 | 0 | 0 | 0 | 0 | 0 | 0 | 0 | 0 | 0 |  | 0 | 0 | 0 |  | #VALUE! | #VALUE! | #VALUE! | #VALUE! |  |  | #VALUE! | #VALUE! | 0 | 0 | 0.20123 | 0.20123 | #VALUE! | #VALUE! | #VALUE! | #VALUE! | 0 | 0 | 0.20123 | 0.20123 | #VALUE! | #VALUE! | #VALUE! | #VALUE! | 0 | 0 | 0.20123 | 0.20123 | #VALUE! | #VALUE! |  |  |  | #VALUE! | #VALUE! | #VALUE! | #VALUE! | #VALUE! | #VALUE! | #VALUE!
Tuesday | 10 | 4 | 18 | 6642 | 0 | 0 | 0 | 0 | 0 | 0 | 0 | 0 | 0 | 0 | 0 | 0 | 0 | 0 | 0 | 0 | 0 | 0 | 0 | 0 | 0 | 0 | 0 | 0 | 0 | 0.09925 | 0 | 0 | 0 | 0 | 0 | 0 | 0 | 0 | 0 | 0 | 0 | 0 | 0 | 0 |  | 0 | 0 | 0 |  | #VALUE! | #VALUE! | #VALUE! | #VALUE! |  |  | #VALUE! | #VALUE! | 0 | 0 | 0.20123 | 0.20123 | #VALUE! | #VALUE! | #VALUE! | #VALUE! | 0 | 0 | 0.20123 | 0.20123 | #VALUE! | #VALUE! | #VALUE! | #VALUE! | 0 | 0 | 0.20123 | 0.20123 | #VALUE! | #VALUE! |  |  |  | #VALUE! | #VALUE! | #VALUE! | #VALUE! | #VALUE! | #VALUE! | #VALUE!
Tuesday | 10 | 4 | 19 | 6643 | 0 | 0 | 0 | 0 | 0 | 0 | 0 | 0 | 0 | 0 | 0 | 0 | 0 | 0 | 0 | 0 | 0 | 0 | 0 | 0 | 0 | 0 | 0 | 0 | 0.0019201 | 0.08975 | 0 | 0 | 0 | 0 | 0 | 0 | 0 | 0 | 0 | 0 | 0 | 0 | 0 | 0 |  | 0 | 0 | 0 |  | #VALUE! | #VALUE! | #VALUE! | #VALUE! |  |  | #VALUE! | #VALUE! | 0 | 0 | 0.20123 | 0.20123 | #VALUE! | #VALUE! | #VALUE! | #VALUE! | 0 | 0 | 0.20123 | 0.20123 | #VALUE! | #VALUE! | #VALUE! | #VALUE! | 0 | 0 | 0.20123 | 0.20123 | #VALUE! | #VALUE! |  |  |  | #VALUE! | #VALUE! | #VALUE! | #VALUE! | #VALUE! | #VALUE! | #VALUE!
Tuesday | 10 | 4 | 20 | 6644 | 0 | 0 | 0 | 0 | 0 | 0 | 0 | 0 | 0 | 0 | 0 | 0 | 0 | 0 | 0 | 0 | 0 | 0 | 0 | 0 | 0 | 0 | 0 | 0 | 0.0040745 | 0.05075 | 0 | 0 | 0 | 0 | 0 | 0 | 0 | 0 | 0 | 0 | 0 | 0 | 0 | 0 |  | 0 | 0 | 0 |  | #VALUE! | #VALUE! | #VALUE! | #VALUE! |  |  | #VALUE! | #VALUE! | 0 | 0 | 0.20123 | 0.20123 | #VALUE! | #VALUE! | #VALUE! | #VALUE! | 0 | 0 | 0.20123 | 0.20123 | #VALUE! | #VALUE! | #VALUE! | #VALUE! | 0 | 0 | 0.20123 | 0.20123 | #VALUE! | #VALUE! |  |  |  | #VALUE! | #VALUE! | #VALUE! | #VALUE! | #VALUE! | #VALUE! | #VALUE!
Tuesday | 10 | 4 | 21 | 6645 | 0 | 0 | 0 | 0 | 0 | 0 | 0 | 0 | 0 | 0 | 0 | 0 | 0 | 0 | 0 | 0 | 0 | 0 | 0 | 0 | 0 | 0 | 0 | 0 | 0 | 0.0485 | 0 | 0 | 0 | 0 | 0 | 0 | 0 | 0 | 0 | 0 | 0 | 0 | 0 | 0 |  | 0 | 0 | 0 |  | #VALUE! | #VALUE! | #VALUE! | #VALUE! |  |  | #VALUE! | #VALUE! | 0 | 0 | 0.20123 | 0.20123 | #VALUE! | #VALUE! | #VALUE! | #VALUE! | 0 | 0 | 0.20123 | 0.20123 | #VALUE! | #VALUE! | #VALUE! | #VALUE! | 0 | 0 | 0.20123 | 0.20123 | #VALUE! | #VALUE! |  |  |  | #VALUE! | #VALUE! | #VALUE! | #VALUE! | #VALUE! | #VALUE! | #VALUE!
Tuesday | 10 | 4 | 22 | 6646 | 0 | 0 | 0 | 0 | 0 | 0 | 0 | 0 | 0 | 0 | 0 | 0 | 0 | 0 | 0 | 0 | 0 | 0 | 0 | 0 | 0 | 0 | 0 | 0 | 0 | 0.026 | 0 | 0 | 0 | 0 | 0 | 0 | 0 | 0 | 0 | 0 | 0 | 0 | 0 | 0 |  | 0 | 0 | 0 |  | #VALUE! | #VALUE! | #VALUE! | #VALUE! |  |  | #VALUE! | #VALUE! | 0 | 0 | 0.20123 | 0.20123 | #VALUE! | #VALUE! | #VALUE! | #VALUE! | 0 | 0 | 0.20123 | 0.20123 | #VALUE! | #VALUE! | #VALUE! | #VALUE! | 0 | 0 | 0.20123 | 0.20123 | #VALUE! | #VALUE! |  |  |  | #VALUE! | #VALUE! | #VALUE! | #VALUE! | #VALUE! | #VALUE! | #VALUE!
Tuesday | 10 | 4 | 23 | 6647 | 0 | 0 | 0 | 0 | 0 | 0 | 0 | 0 | 0 | 0 | 0 | 0 | 0 | 0 | 0 | 0 | 0 | 0 | 0 | 0 | 0 | 0 | 0 | 0 | 0 | 0.003 | 0 | 0 | 0 | 0 | 0 | 0 | 0 | 0 | 0 | 0 | 0 | 0 | 0 | 0 |  | 0 | 0 | 0 |  | #VALUE! | #VALUE! | #VALUE! | #VALUE! |  |  | #VALUE! | #VALUE! | 0 | 0 | 0.20123 | 0.20123 | #VALUE! | #VALUE! | #VALUE! | #VALUE! | 0 | 0 | 0.20123 | 0.20123 | #VALUE! | #VALUE! | #VALUE! | #VALUE! | 0 | 0 | 0.20123 | 0.20123 | #VALUE! | #VALUE! |  |  |  | #VALUE! | #VALUE! | #VALUE! | #VALUE! | #VALUE! | #VALUE! | #VALUE!
Tuesday | 10 | 4 | 24 | 6648 | 0 | 0 | 0 | 0 | 0 | 0 | 0 | 0 | 0 | 0 | 0 | 0 | 0 | 0 | 0 | 0 | 0 | 0 | 0 | 0 | 0 | 0 | 0 | 0 | 0 | 0 | 0 | 0 | 0 | 0 | 0 | 0 | 0 | 0 | 0 | 0 | 0 | 0 | 0 | 0 |  | 0 | 0 | 0 |  | #VALUE! | #VALUE! | #VALUE! | #VALUE! |  |  | #VALUE! | #VALUE! | 0 | 0 | 0.20123 | 0.20123 | #VALUE! | #VALUE! | #VALUE! | #VALUE! | 0 | 0 | 0.20123 | 0.20123 | #VALUE! | #VALUE! | #VALUE! | #VALUE! | 0 | 0 | 0.20123 | 0.20123 | #VALUE! | #VALUE! |  |  |  | #VALUE! | #VALUE! | #VALUE! | #VALUE! | #VALUE! | #VALUE! | #VALUE!
Wednesday | 10 | 5 | 1 | 6649 | 0 | 0 | 0 | 0 | 0 | 0 | 0 | 0 | 0 | 0 | 0 | 0 | 0 | 0 | 0 | 0 | 0 | 0 | 0 | 0 | 0 | 0 | 0 | 0 | 0 | 0 | 0 | 0 | 0 | 0 | 0 | 0 | 0 | 0 | 0 | 0 | 0 | 0 | 0 | 0 |  | 0 | 0 | 0 |  | #VALUE! | #VALUE! | #VALUE! | #VALUE! |  |  | #VALUE! | #VALUE! | 0 | 0 | 0.20123 | 0.20123 | #VALUE! | #VALUE! | #VALUE! | #VALUE! | 0 | 0 | 0.20123 | 0.20123 | #VALUE! | #VALUE! | #VALUE! | #VALUE! | 0 | 0 | 0.20123 | 0.20123 | #VALUE! | #VALUE! |  |  |  | #VALUE! | #VALUE! | #VALUE! | #VALUE! | #VALUE! | #VALUE! | #VALUE!
Wednesday | 10 | 5 | 2 | 6650 | 0 | 0 | 0 | 0 | 0 | 0 | 0 | 0 | 0 | 0 | 0 | 0 | 0 | 0 | 0 | 0 | 0 | 0 | 0 | 0 | 0 | 0 | 0 | 0 | 0 | 0 | 0 | 0 | 0 | 0 | 0 | 0 | 0 | 0 | 0 | 0 | 0 | 0 | 0 | 0 |  | 0 | 0 | 0 |  | #VALUE! | #VALUE! | #VALUE! | #VALUE! |  |  | #VALUE! | #VALUE! | 0 | 0 | 0.20123 | 0.20123 | #VALUE! | #VALUE! | #VALUE! | #VALUE! | 0 | 0 | 0.20123 | 0.20123 | #VALUE! | #VALUE! | #VALUE! | #VALUE! | 0 | 0 | 0.20123 | 0.20123 | #VALUE! | #VALUE! |  |  |  | #VALUE! | #VALUE! | #VALUE! | #VALUE! | #VALUE! | #VALUE! | #VALUE!
Wednesday | 10 | 5 | 3 | 6651 | 0 | 0 | 0 | 0 | 0 | 0 | 0 | 0 | 0 | 0 | 0 | 0 | 0 | 0 | 0 | 0 | 0 | 0 | 0 | 0 | 0 | 0 | 0 | 0 | 0 | 0 | 0 | 0 | 0 | 0 | 0 | 0 | 0 | 0 | 0 | 0 | 0 | 0 | 0 | 0 |  | 0 | 0 | 0 |  | #VALUE! | #VALUE! | #VALUE! | #VALUE! |  |  | #VALUE! | #VALUE! | 0 | 0 | 0.20123 | 0.20123 | #VALUE! | #VALUE! | #VALUE! | #VALUE! | 0 | 0 | 0.20123 | 0.20123 | #VALUE! | #VALUE! | #VALUE! | #VALUE! | 0 | 0 | 0.20123 | 0.20123 | #VALUE! | #VALUE! |  |  |  | #VALUE! | #VALUE! | #VALUE! | #VALUE! | #VALUE! | #VALUE! | #VALUE!
Wednesday | 10 | 5 | 4 | 6652 | 0 | 0 | 0 | 0 | 0 | 0 | 0 | 0 | 0 | 0 | 0 | 0 | 0 | 0 | 0 | 0 | 0 | 0 | 0 | 0 | 0 | 0 | 0 | 0 | 0 | 0 | 0 | 0 | 0 | 0 | 0 | 0 | 0 | 0 | 0 | 0 | 0 | 0 | 0 | 0 |  | 0 | 0 | 0 |  | #VALUE! | #VALUE! | #VALUE! | #VALUE! |  |  | #VALUE! | #VALUE! | 0 | 0 | 0.20123 | 0.20123 | #VALUE! | #VALUE! | #VALUE! | #VALUE! | 0 | 0 | 0.20123 | 0.20123 | #VALUE! | #VALUE! | #VALUE! | #VALUE! | 0 | 0 | 0.20123 | 0.20123 | #VALUE! | #VALUE! |  |  |  | #VALUE! | #VALUE! | #VALUE! | #VALUE! | #VALUE! | #VALUE! | #VALUE!
Wednesday | 10 | 5 | 5 | 6653 | 0 | 0 | 0 | 0 | 0 | 0 | 0 | 0 | 0 | 0 | 0 | 0 | 0 | 0 | 0 | 0 | 0 | 0 | 0 | 0 | 0 | 0 | 0 | 0 | 0 | 0 | 0 | 0 | 0 | 0 | 0 | 0 | 0 | 0 | 0 | 0 | 0 | 0 | 0 | 0 |  | 0 | 0 | 0 |  | #VALUE! | #VALUE! | #VALUE! | #VALUE! |  |  | #VALUE! | #VALUE! | 0 | 0 | 0.20123 | 0.20123 | #VALUE! | #VALUE! | #VALUE! | #VALUE! | 0 | 0 | 0.20123 | 0.20123 | #VALUE! | #VALUE! | #VALUE! | #VALUE! | 0 | 0 | 0.20123 | 0.20123 | #VALUE! | #VALUE! |  |  |  | #VALUE! | #VALUE! | #VALUE! | #VALUE! | #VALUE! | #VALUE! | #VALUE!
Wednesday | 10 | 5 | 6 | 6654 | 0 | 0 | 0 | 0 | 0 | 0 | 0 | 0 | 0 | 0 | 0 | 0 | 0 | 0 | 0 | 0 | 0 | 0 | 0 | 0 | 0 | 0 | 0 | 0 | 0 | 0 | 0 | 0 | 0 | 0 | 0 | 0 | 0 | 0 | 0 | 0 | 0 | 0 | 0 | 0 |  | 0 | 0 | 0 |  | #VALUE! | #VALUE! | #VALUE! | #VALUE! |  |  | #VALUE! | #VALUE! | 0 | 0 | 0.20123 | 0.20123 | #VALUE! | #VALUE! | #VALUE! | #VALUE! | 0 | 0 | 0.20123 | 0.20123 | #VALUE! | #VALUE! | #VALUE! | #VALUE! | 0 | 0 | 0.20123 | 0.20123 | #VALUE! | #VALUE! |  |  |  | #VALUE! | #VALUE! | #VALUE! | #VALUE! | #VALUE! | #VALUE! | #VALUE!
Wednesday | 10 | 5 | 7 | 6655 | 0 | 0 | 0 | 0 | 0 | 0 | 0 | 0 | 0 | 0 | 0 | 0 | 0 | 0 | 0 | 0 | 0 | 0 | 0 | 0 | 0 | 0 | 0 | 0 | 0 | 0 | 0 | 0 | 0 | 0 | 0 | 0 | 0 | 0 | 0 | 0 | 0 | 0 | 0 | 0 |  | 0 | 0 | 0 |  | #VALUE! | #VALUE! | #VALUE! | #VALUE! |  |  | #VALUE! | #VALUE! | 0 | 0 | 0.20123 | 0.20123 | #VALUE! | #VALUE! | #VALUE! | #VALUE! | 0 | 0 | 0.20123 | 0.20123 | #VALUE! | #VALUE! | #VALUE! | #VALUE! | 0 | 0 | 0.20123 | 0.20123 | #VALUE! | #VALUE! |  |  |  | #VALUE! | #VALUE! | #VALUE! | #VALUE! | #VALUE! | #VALUE! | #VALUE!
Wednesday | 10 | 5 | 8 | 6656 | 0 | 0 | 0 | 0 | 0 | 0 | 0 | 0 | 0 | 0 | 0 | 0 | 0 | 0 | 0 | 0 | 0 | 0 | 0 | 0 | 0 | 0 | 0 | 0 | 0.0021695 | 0 | 0 | 0 | 0 | 0 | 0 | 0 | 0 | 0 | 0 | 0 | 0 | 0 | 0 | 0 |  | 0 | 0 | 0 |  | #VALUE! | #VALUE! | #VALUE! | #VALUE! |  |  | #VALUE! | #VALUE! | 0 | 0 | 0.20123 | 0.20123 | #VALUE! | #VALUE! | #VALUE! | #VALUE! | 0 | 0 | 0.20123 | 0.20123 | #VALUE! | #VALUE! | #VALUE! | #VALUE! | 0 | 0 | 0.20123 | 0.20123 | #VALUE! | #VALUE! |  |  |  | #VALUE! | #VALUE! | #VALUE! | #VALUE! | #VALUE! | #VALUE! | #VALUE!
Wednesday | 10 | 5 | 9 | 6657 | 0 | 0 | 0 | 0 | 0 | 0 | 0 | 0 | 0 | 0 | 0 | 0 | 0 | 0 | 0 | 0 | 0 | 0 | 0 | 0 | 0 | 0 | 0 | 0 | 0 | 0 | 0 | 0 | 0 | 0 | 0 | 0 | 0 | 0 | 0 | 0 | 0 | 0 | 0 | 0 |  | 0 | 0 | 0 |  | #VALUE! | #VALUE! | #VALUE! | #VALUE! |  |  | #VALUE! | #VALUE! | 0 | 0 | 0.20123 | 0.20123 | #VALUE! | #VALUE! | #VALUE! | #VALUE! | 0 | 0 | 0.20123 | 0.20123 | #VALUE! | #VALUE! | #VALUE! | #VALUE! | 0 | 0 | 0.20123 | 0.20123 | #VALUE! | #VALUE! |  |  |  | #VALUE! | #VALUE! | #VALUE! | #VALUE! | #VALUE! | #VALUE! | #VALUE!
Wednesday | 10 | 5 | 10 | 6658 | 0 | 0 | 0 | 0 | 0 | 0 | 0 | 0 | 0 | 0 | 0 | 0 | 0 | 0 | 0 | 0 | 0 | 0 | 0 | 0 | 0 | 0 | 0 | 0 | 0 | 0 | 0 | 0.00015862 | 0 | 0 | 0 | 0 | 0 | 0 | 0 | 0 | 0 | 0 | 0 | 0 |  | 0 | 0 | 0 |  | #VALUE! | #VALUE! | #VALUE! | #VALUE! |  |  | #VALUE! | #VALUE! | 0 | 0 | 0.20123 | 0.20123 | #VALUE! | #VALUE! | #VALUE! | #VALUE! | 0 | 0 | 0.20123 | 0.20123 | #VALUE! | #VALUE! | #VALUE! | #VALUE! | 0 | 0 | 0.20123 | 0.20123 | #VALUE! | #VALUE! |  |  |  | #VALUE! | #VALUE! | #VALUE! | #VALUE! | #VALUE! | #VALUE! | #VALUE!
Wednesday | 10 | 5 | 11 | 6659 | 0 | 0 | 0 | 0 | 0 | 0 | 0 | 0 | 0 | 0 | 0 | 0 | 0 | 0 | 0 | 0 | 0 | 0 | 0 | 0 | 0 | 0 | 0 | 0 | 0.02043 | 0 | 0 | 0.0093586 | 0.03 | 0 | 0 | 0 | 0 | 0 | 0 | 0 | 0 | 0 | 0 | 0 |  | 0 | 0 | 0 |  | #VALUE! | #VALUE! | #VALUE! | #VALUE! |  |  | #VALUE! | #VALUE! | 0 | 0 | 0.20123 | 0.20123 | #VALUE! | #VALUE! | #VALUE! | #VALUE! | 0 | 0 | 0.20123 | 0.20123 | #VALUE! | #VALUE! | #VALUE! | #VALUE! | 0 | 0 | 0.20123 | 0.20123 | #VALUE! | #VALUE! |  |  |  | #VALUE! | #VALUE! | #VALUE! | #VALUE! | #VALUE! | #VALUE! | #VALUE!
Wednesday | 10 | 5 | 12 | 6660 | 0 | 0 | 0 | 0 | 0 | 0 | 0 | 0 | 0 | 0 | 0 | 0 | 0 | 0 | 0 | 0 | 0 | 0 | 0 | 0 | 0 | 0 | 0 | 0 | 0.028155 | 0 | 0 | 0.0093586 | 0.042 | 0 | 0 | 0 | 0 | 0 | 0 | 0 | 0 | 0 | 0 | 0 |  | 0 | 0 | 0 |  | #VALUE! | #VALUE! | #VALUE! | #VALUE! |  |  | #VALUE! | #VALUE! | 0 | 0 | 0.20123 | 0.20123 | #VALUE! | #VALUE! | #VALUE! | #VALUE! | 0 | 0 | 0.20123 | 0.20123 | #VALUE! | #VALUE! | #VALUE! | #VALUE! | 0 | 0 | 0.20123 | 0.20123 | #VALUE! | #VALUE! |  |  |  | #VALUE! | #VALUE! | #VALUE! | #VALUE! | #VALUE! | #VALUE! | #VALUE!
Wednesday | 10 | 5 | 13 | 6661 | 0 | 0 | 0 | 0 | 0 | 0 | 0 | 0 | 0 | 0 | 0 | 0 | 0 | 0 | 0 | 0 | 0 | 0 | 0 | 0 | 0 | 0 | 0 | 0 | 0.029736 | 0 | 0 | 0.024703 | 0.092 | 0 | 0 | 0 | 0 | 0 | 0 | 0 | 0 | 0 | 0 | 0 |  | 0 | 0 | 0 |  | #VALUE! | #VALUE! | #VALUE! | #VALUE! |  |  | #VALUE! | #VALUE! | 0 | 0 | 0.20123 | 0.20123 | #VALUE! | #VALUE! | #VALUE! | #VALUE! | 0 | 0 | 0.20123 | 0.20123 | #VALUE! | #VALUE! | #VALUE! | #VALUE! | 0 | 0 | 0.20123 | 0.20123 | #VALUE! | #VALUE! |  |  |  | #VALUE! | #VALUE! | #VALUE! | #VALUE! | #VALUE! | #VALUE! | #VALUE!
Wednesday | 10 | 5 | 14 | 6662 | 0 | 0 | 0 | 0 | 0 | 0 | 0 | 0 | 0 | 0 | 0 | 0 | 0 | 0 | 0 | 0 | 0 | 0 | 0 | 0 | 0 | 0 | 0 | 0 | 0.030641 | 0 | 0 | 0.031008 | 0.092 | 0 | 0 | 0 | 0 | 0 | 0 | 0 | 0 | 0 | 0 | 0 |  | 0 | 0 | 0 |  | #VALUE! | #VALUE! | #VALUE! | #VALUE! |  |  | #VALUE! | #VALUE! | 0 | 0 | 0.20123 | 0.20123 | #VALUE! | #VALUE! | #VALUE! | #VALUE! | 0 | 0 | 0.20123 | 0.20123 | #VALUE! | #VALUE! | #VALUE! | #VALUE! | 0 | 0 | 0.20123 | 0.20123 | #VALUE! | #VALUE! |  |  |  | #VALUE! | #VALUE! | #VALUE! | #VALUE! | #VALUE! | #VALUE! | #VALUE!
Wednesday | 10 | 5 | 15 | 6663 | 0 | 0 | 0 | 0 | 0 | 0 | 0 | 0 | 0 | 0 | 0 | 0 | 0 | 0 | 0 | 0 | 0 | 0 | 0 | 0 | 0 | 0 | 0 | 0 | 0.029277 | 0 | 0 | 0.057675 | 0.127 | 0 | 0 | 0 | 0 | 0 | 0 | 0 | 0 | 0 | 0 | 0 |  | 0 | 0 | 0 |  | #VALUE! | #VALUE! | #VALUE! | #VALUE! |  |  | #VALUE! | #VALUE! | 0 | 0 | 0.20123 | 0.20123 | #VALUE! | #VALUE! | #VALUE! | #VALUE! | 0 | 0 | 0.20123 | 0.20123 | #VALUE! | #VALUE! | #VALUE! | #VALUE! | 0 | 0 | 0.20123 | 0.20123 | #VALUE! | #VALUE! |  |  |  | #VALUE! | #VALUE! | #VALUE! | #VALUE! | #VALUE! | #VALUE! | #VALUE!
Wednesday | 10 | 5 | 16 | 6664 | 0 | 0 | 0 | 0 | 0 | 0 | 0 | 0 | 0 | 0 | 0 | 0 | 0 | 0 | 0 | 0 | 0 | 0 | 0 | 0 | 0 | 0 | 0 | 0.00028125 | 0.028367 | 0 | 0.00018501 | 0.070721 | 0.145 | 0 | 0 | 0 | 0 | 0 | 0 | 0 | 0 | 0 | 0 | 0 |  | 0 | 0 | 0 |  | #VALUE! | #VALUE! | #VALUE! | #VALUE! |  |  | #VALUE! | #VALUE! | 0 | 0 | 0.20123 | 0.20123 | #VALUE! | #VALUE! | #VALUE! | #VALUE! | 0 | 0 | 0.20123 | 0.20123 | #VALUE! | #VALUE! | #VALUE! | #VALUE! | 0 | 0 | 0.20123 | 0.20123 | #VALUE! | #VALUE! |  |  |  | #VALUE! | #VALUE! | #VALUE! | #VALUE! | #VALUE! | #VALUE! | #VALUE!
Wednesday | 10 | 5 | 17 | 6665 | 0 | 0 | 0 | 0 | 0 | 0 | 0 | 0 | 0 | 0 | 0 | 0 | 0 | 0 | 0 | 0 | 0 | 0 | 0 | 0 | 0 | 0 | 0 | 0 | 0.027197 | 0 | 0 | 0.058584 | 0.127 | 0 | 0 | 0 | 0 | 0 | 0 | 0 | 0 | 0 | 0 | 0 |  | 0 | 0 | 0 |  | #VALUE! | #VALUE! | #VALUE! | #VALUE! |  |  | #VALUE! | #VALUE! | 0 | 0 | 0.20123 | 0.20123 | #VALUE! | #VALUE! | #VALUE! | #VALUE! | 0 | 0 | 0.20123 | 0.20123 | #VALUE! | #VALUE! | #VALUE! | #VALUE! | 0 | 0 | 0.20123 | 0.20123 | #VALUE! | #VALUE! |  |  |  | #VALUE! | #VALUE! | #VALUE! | #VALUE! | #VALUE! | #VALUE! | #VALUE!
Wednesday | 10 | 5 | 18 | 6666 | 0 | 0 | 0 | 0 | 0 | 0 | 0 | 0 | 0 | 0 | 0 | 0 | 0 | 0 | 0 | 0 | 0 | 0 | 0 | 0 | 0 | 0 | 0 | 0 | 0.0066361 | 0 | 0 | 0.012558 | 0.056 | 0 | 0 | 0 | 0 | 0 | 0 | 0 | 0 | 0 | 0 | 0 |  | 0 | 0 | 0 |  | #VALUE! | #VALUE! | #VALUE! | #VALUE! |  |  | #VALUE! | #VALUE! | 0 | 0 | 0.20123 | 0.20123 | #VALUE! | #VALUE! | #VALUE! | #VALUE! | 0 | 0 | 0.20123 | 0.20123 | #VALUE! | #VALUE! | #VALUE! | #VALUE! | 0 | 0 | 0.20123 | 0.20123 | #VALUE! | #VALUE! |  |  |  | #VALUE! | #VALUE! | #VALUE! | #VALUE! | #VALUE! | #VALUE! | #VALUE!
Wednesday | 10 | 5 | 19 | 6667 | 0 | 0 | 0 | 0 | 0 | 0 | 0 | 0 | 0 | 0 | 0 | 0 | 0 | 0 | 0 | 0 | 0 | 0 | 0 | 0 | 0 | 0 | 0 | 0 | 0 | 0 | 0 | 0.00031724 | 0 | 0 | 0 | 0 | 0 | 0 | 0 | 0 | 0 | 0 | 0 | 0 |  | 0 | 0 | 0 |  | #VALUE! | #VALUE! | #VALUE! | #VALUE! |  |  | #VALUE! | #VALUE! | 0 | 0 | 0.20123 | 0.20123 | #VALUE! | #VALUE! | #VALUE! | #VALUE! | 0 | 0 | 0.20123 | 0.20123 | #VALUE! | #VALUE! | #VALUE! | #VALUE! | 0 | 0 | 0.20123 | 0.20123 | #VALUE! | #VALUE! |  |  |  | #VALUE! | #VALUE! | #VALUE! | #VALUE! | #VALUE! | #VALUE! | #VALUE!
Wednesday | 10 | 5 | 20 | 6668 | 0 | 0 | 0 | 0 | 0 | 0 | 0 | 0 | 0 | 0 | 0 | 0 | 0 | 0 | 0 | 0 | 0 | 0 | 0 | 0 | 0 | 0 | 0 | 0 | 0 | 0 | 0 | 0 | 0 | 0 | 0 | 0 | 0 | 0 | 0 | 0 | 0 | 0 | 0 | 0 |  | 0 | 0 | 0 |  | #VALUE! | #VALUE! | #VALUE! | #VALUE! |  |  | #VALUE! | #VALUE! | 0 | 0 | 0.20123 | 0.20123 | #VALUE! | #VALUE! | #VALUE! | #VALUE! | 0 | 0 | 0.20123 | 0.20123 | #VALUE! | #VALUE! | #VALUE! | #VALUE! | 0 | 0 | 0.20123 | 0.20123 | #VALUE! | #VALUE! |  |  |  | #VALUE! | #VALUE! | #VALUE! | #VALUE! | #VALUE! | #VALUE! | #VALUE!
Wednesday | 10 | 5 | 21 | 6669 | 0 | 0 | 0 | 0 | 0 | 0 | 0 | 0 | 0 | 0 | 0 | 0 | 0 | 0 | 0 | 0 | 0 | 0 | 0 | 0 | 0 | 0 | 0 | 0 | 0 | 0 | 0 | 0 | 0 | 0 | 0 | 0 | 0 | 0 | 0 | 0 | 0 | 0 | 0 | 0 |  | 0 | 0 | 0 |  | #VALUE! | #VALUE! | #VALUE! | #VALUE! |  |  | #VALUE! | #VALUE! | 0 | 0 | 0.20123 | 0.20123 | #VALUE! | #VALUE! | #VALUE! | #VALUE! | 0 | 0 | 0.20123 | 0.20123 | #VALUE! | #VALUE! | #VALUE! | #VALUE! | 0 | 0 | 0.20123 | 0.20123 | #VALUE! | #VALUE! |  |  |  | #VALUE! | #VALUE! | #VALUE! | #VALUE! | #VALUE! | #VALUE! | #VALUE!
Wednesday | 10 | 5 | 22 | 6670 | 0 | 0 | 0 | 0 | 0 | 0 | 0 | 0 | 0 | 0 | 0 | 0 | 0 | 0 | 0 | 0 | 0 | 0 | 0 | 0 | 0 | 0 | 0 | 0 | 0 | 0 | 0 | 0 | 0 | 0 | 0 | 0 | 0 | 0 | 0 | 0 | 0 | 0 | 0 | 0 |  | 0 | 0 | 0 |  | #VALUE! | #VALUE! | #VALUE! | #VALUE! |  |  | #VALUE! | #VALUE! | 0 | 0 | 0.20123 | 0.20123 | #VALUE! | #VALUE! | #VALUE! | #VALUE! | 0 | 0 | 0.20123 | 0.20123 | #VALUE! | #VALUE! | #VALUE! | #VALUE! | 0 | 0 | 0.20123 | 0.20123 | #VALUE! | #VALUE! |  |  |  | #VALUE! | #VALUE! | #VALUE! | #VALUE! | #VALUE! | #VALUE! | #VALUE!
Wednesday | 10 | 5 | 23 | 6671 | 0 | 0 | 0 | 0 | 0 | 0 | 0 | 0 | 0 | 0 | 0 | 0 | 0 | 0 | 0 | 0 | 0 | 0 | 0 | 0 | 0 | 0 | 0 | 0 | 0 | 0 | 0 | 0 | 0 | 0 | 0 | 0 | 0 | 0 | 0 | 0 | 0 | 0 | 0 | 0 |  | 0 | 0 | 0 |  | #VALUE! | #VALUE! | #VALUE! | #VALUE! |  |  | #VALUE! | #VALUE! | 0 | 0 | 0.20123 | 0.20123 | #VALUE! | #VALUE! | #VALUE! | #VALUE! | 0 | 0 | 0.20123 | 0.20123 | #VALUE! | #VALUE! | #VALUE! | #VALUE! | 0 | 0 | 0.20123 | 0.20123 | #VALUE! | #VALUE! |  |  |  | #VALUE! | #VALUE! | #VALUE! | #VALUE! | #VALUE! | #VALUE! | #VALUE!
Wednesday | 10 | 5 | 24 | 6672 | 0 | 0 | 0 | 0 | 0 | 0 | 0 | 0 | 0 | 0 | 0 | 0 | 0 | 0 | 0 | 0 | 0 | 0 | 0 | 0 | 0 | 0 | 0 | 0 | 0 | 0 | 0 | 0 | 0 | 0 | 0 | 0 | 0 | 0 | 0 | 0 | 0 | 0 | 0 | 0 |  | 0 | 0 | 0 |  | #VALUE! | #VALUE! | #VALUE! | #VALUE! |  |  | #VALUE! | #VALUE! | 0 | 0 | 0.20123 | 0.20123 | #VALUE! | #VALUE! | #VALUE! | #VALUE! | 0 | 0 | 0.20123 | 0.20123 | #VALUE! | #VALUE! | #VALUE! | #VALUE! | 0 | 0 | 0.20123 | 0.20123 | #VALUE! | #VALUE! |  |  |  | #VALUE! | #VALUE! | #VALUE! | #VALUE! | #VALUE! | #VALUE! | #VALUE!
Thursday | 10 | 6 | 1 | 6673 | 0 | 0 | 0 | 0 | 0 | 0 | 0 | 0 | 0 | 0 | 0 | 0 | 0 | 0 | 0 | 0 | 0 | 0 | 0 | 0 | 0 | 0 | 0 | 0 | 0 | 0 | 0 | 0 | 0 | 0 | 0 | 0 | 0 | 0 | 0 | 0 | 0 | 0 | 0 | 0 |  | 0 | 0 | 0 |  | #VALUE! | #VALUE! | #VALUE! | #VALUE! |  |  | #VALUE! | #VALUE! | 0 | 0 | 0.20123 | 0.20123 | #VALUE! | #VALUE! | #VALUE! | #VALUE! | 0 | 0 | 0.20123 | 0.20123 | #VALUE! | #VALUE! | #VALUE! | #VALUE! | 0 | 0 | 0.20123 | 0.20123 | #VALUE! | #VALUE! |  |  |  | #VALUE! | #VALUE! | #VALUE! | #VALUE! | #VALUE! | #VALUE! | #VALUE!
Thursday | 10 | 6 | 2 | 6674 | 0 | 0 | 0 | 0 | 0 | 0 | 0 | 0 | 0 | 0 | 0 | 0 | 0 | 0 | 0 | 0 | 0 | 0 | 0 | 0 | 0 | 0 | 0 | 0 | 0 | 0 | 0 | 0 | 0 | 0 | 0 | 0 | 0 | 0 | 0 | 0 | 0 | 0 | 0 | 0 |  | 0 | 0 | 0 |  | #VALUE! | #VALUE! | #VALUE! | #VALUE! |  |  | #VALUE! | #VALUE! | 0 | 0 | 0.20123 | 0.20123 | #VALUE! | #VALUE! | #VALUE! | #VALUE! | 0 | 0 | 0.20123 | 0.20123 | #VALUE! | #VALUE! | #VALUE! | #VALUE! | 0 | 0 | 0.20123 | 0.20123 | #VALUE! | #VALUE! |  |  |  | #VALUE! | #VALUE! | #VALUE! | #VALUE! | #VALUE! | #VALUE! | #VALUE!
Thursday | 10 | 6 | 3 | 6675 | 0 | 0 | 0 | 0 | 0 | 0 | 0 | 0 | 0 | 0 | 0 | 0 | 0 | 0 | 0 | 0 | 0 | 0 | 0 | 0 | 0 | 0 | 0 | 0 | 0 | 0 | 0 | 0 | 0 | 0 | 0 | 0 | 0 | 0 | 0 | 0 | 0 | 0 | 0 | 0 |  | 0 | 0 | 0 |  | #VALUE! | #VALUE! | #VALUE! | #VALUE! |  |  | #VALUE! | #VALUE! | 0 | 0 | 0.20123 | 0.20123 | #VALUE! | #VALUE! | #VALUE! | #VALUE! | 0 | 0 | 0.20123 | 0.20123 | #VALUE! | #VALUE! | #VALUE! | #VALUE! | 0 | 0 | 0.20123 | 0.20123 | #VALUE! | #VALUE! |  |  |  | #VALUE! | #VALUE! | #VALUE! | #VALUE! | #VALUE! | #VALUE! | #VALUE!
Thursday | 10 | 6 | 4 | 6676 | 0 | 0 | 0 | 0 | 0 | 0 | 0 | 0 | 0 | 0 | 0 | 0 | 0 | 0 | 0 | 0 | 0 | 0 | 0 | 0 | 0 | 0 | 0 | 0 | 0 | 0 | 0 | 0 | 0 | 0 | 0 | 0 | 0 | 0 | 0 | 0 | 0 | 0 | 0 | 0 |  | 0 | 0 | 0 |  | #VALUE! | #VALUE! | #VALUE! | #VALUE! |  |  | #VALUE! | #VALUE! | 0 | 0 | 0.20123 | 0.20123 | #VALUE! | #VALUE! | #VALUE! | #VALUE! | 0 | 0 | 0.20123 | 0.20123 | #VALUE! | #VALUE! | #VALUE! | #VALUE! | 0 | 0 | 0.20123 | 0.20123 | #VALUE! | #VALUE! |  |  |  | #VALUE! | #VALUE! | #VALUE! | #VALUE! | #VALUE! | #VALUE! | #VALUE!
Thursday | 10 | 6 | 5 | 6677 | 0 | 0 | 0 | 0 | 0 | 0 | 0 | 0 | 0 | 0 | 0 | 0 | 0 | 0 | 0 | 0 | 0 | 0 | 0 | 0 | 0 | 0 | 0 | 0 | 0 | 0 | 0 | 0 | 0 | 0 | 0 | 0 | 0 | 0 | 0 | 0 | 0 | 0 | 0 | 0 |  | 0 | 0 | 0 |  | #VALUE! | #VALUE! | #VALUE! | #VALUE! |  |  | #VALUE! | #VALUE! | 0 | 0 | 0.20123 | 0.20123 | #VALUE! | #VALUE! | #VALUE! | #VALUE! | 0 | 0 | 0.20123 | 0.20123 | #VALUE! | #VALUE! | #VALUE! | #VALUE! | 0 | 0 | 0.20123 | 0.20123 | #VALUE! | #VALUE! |  |  |  | #VALUE! | #VALUE! | #VALUE! | #VALUE! | #VALUE! | #VALUE! | #VALUE!
Thursday | 10 | 6 | 6 | 6678 | 0 | 0 | 0 | 0 | 0 | 0 | 0 | 0 | 0 | 0 | 0 | 0 | 0 | 0 | 0 | 0 | 0 | 0 | 0 | 0 | 0 | 0 | 0 | 0 | 0 | 0 | 0 | 0 | 0 | 0 | 0 | 0 | 0 | 0 | 0 | 0 | 0 | 0 | 0 | 0 |  | 0 | 0 | 0 |  | #VALUE! | #VALUE! | #VALUE! | #VALUE! |  |  | #VALUE! | #VALUE! | 0 | 0 | 0.20123 | 0.20123 | #VALUE! | #VALUE! | #VALUE! | #VALUE! | 0 | 0 | 0.20123 | 0.20123 | #VALUE! | #VALUE! | #VALUE! | #VALUE! | 0 | 0 | 0.20123 | 0.20123 | #VALUE! | #VALUE! |  |  |  | #VALUE! | #VALUE! | #VALUE! | #VALUE! | #VALUE! | #VALUE! | #VALUE!
Thursday | 10 | 6 | 7 | 6679 | 0 | 0 | 0 | 0 | 0 | 0 | 0 | 0 | 0 | 0 | 0 | 0 | 0 | 0 | 0 | 0 | 0 | 0 | 0 | 0 | 0 | 0 | 0 | 0 | 0 | 0 | 0 | 0 | 0 | 0 | 0 | 0 | 0 | 0 | 0 | 0 | 0 | 0 | 0 | 0 |  | 0 | 0 | 0 |  | #VALUE! | #VALUE! | #VALUE! | #VALUE! |  |  | #VALUE! | #VALUE! | 0 | 0 | 0.20123 | 0.20123 | #VALUE! | #VALUE! | #VALUE! | #VALUE! | 0 | 0 | 0.20123 | 0.20123 | #VALUE! | #VALUE! | #VALUE! | #VALUE! | 0 | 0 | 0.20123 | 0.20123 | #VALUE! | #VALUE! |  |  |  | #VALUE! | #VALUE! | #VALUE! | #VALUE! | #VALUE! | #VALUE! | #VALUE!
Thursday | 10 | 6 | 8 | 6680 | 0 | 0 | 0 | 0 | 0 | 0 | 0 | 0 | 0 | 0 | 0 | 0 | 0 | 0 | 0 | 0 | 0 | 0 | 0 | 0 | 0 | 0 | 0 | 0 | 0.0025309 | 0 | 0 | 0 | 0 | 0 | 0 | 0 | 0 | 0 | 0 | 0 | 0 | 0 | 0 | 0 |  | 0 | 0 | 0 |  | #VALUE! | #VALUE! | #VALUE! | #VALUE! |  |  | #VALUE! | #VALUE! | 0 | 0 | 0.20123 | 0.20123 | #VALUE! | #VALUE! | #VALUE! | #VALUE! | 0 | 0 | 0.20123 | 0.20123 | #VALUE! | #VALUE! | #VALUE! | #VALUE! | 0 | 0 | 0.20123 | 0.20123 | #VALUE! | #VALUE! |  |  |  | #VALUE! | #VALUE! | #VALUE! | #VALUE! | #VALUE! | #VALUE! | #VALUE!
Thursday | 10 | 6 | 9 | 6681 | 0 | 0 | 0 | 0 | 0 | 0 | 0 | 0 | 0 | 0 | 0 | 0 | 0 | 0 | 0 | 0 | 0 | 0 | 0 | 0 | 0 | 0 | 0 | 0 | 0 | 0 | 0 | 0 | 0 | 0 | 0 | 0 | 0 | 0 | 0 | 0 | 0 | 0 | 0 | 0 |  | 0 | 0 | 0 |  | #VALUE! | #VALUE! | #VALUE! | #VALUE! |  |  | #VALUE! | #VALUE! | 0 | 0 | 0.20123 | 0.20123 | #VALUE! | #VALUE! | #VALUE! | #VALUE! | 0 | 0 | 0.20123 | 0.20123 | #VALUE! | #VALUE! | #VALUE! | #VALUE! | 0 | 0 | 0.20123 | 0.20123 | #VALUE! | #VALUE! |  |  |  | #VALUE! | #VALUE! | #VALUE! | #VALUE! | #VALUE! | #VALUE! | #VALUE!
Thursday | 10 | 6 | 10 | 6682 | 0 | 0 | 0 | 0 | 0 | 0 | 0 | 0 | 0 | 0 | 0 | 0 | 0 | 0 | 0 | 0 | 0 | 0 | 0 | 0 | 0 | 0 | 0 | 0 | 0 | 0 | 0 | 0.011421 | 0 | 0 | 0 | 0 | 0 | 0 | 0 | 0 | 0 | 0 | 0 | 0 |  | 0 | 0 | 0 |  | #VALUE! | #VALUE! | #VALUE! | #VALUE! |  |  | #VALUE! | #VALUE! | 0 | 0 | 0.20123 | 0.20123 | #VALUE! | #VALUE! | #VALUE! | #VALUE! | 0 | 0 | 0.20123 | 0.20123 | #VALUE! | #VALUE! | #VALUE! | #VALUE! | 0 | 0 | 0.20123 | 0.20123 | #VALUE! | #VALUE! |  |  |  | #VALUE! | #VALUE! | #VALUE! | #VALUE! | #VALUE! | #VALUE! | #VALUE!
Thursday | 10 | 6 | 11 | 6683 | 0 | 0 | 0 | 0 | 0 | 0 | 0 | 0 | 0 | 0 | 0 | 0 | 0 | 0 | 0 | 0 | 0 | 0 | 0 | 0 | 0 | 0 | 0 | 0 | 0.020446 | 0 | 0 | 0.028709 | 0.101 | 0 | 0 | 0 | 0 | 0 | 0 | 0 | 0 | 0 | 0 | 0 |  | 0 | 0 | 0 |  | #VALUE! | #VALUE! | #VALUE! | #VALUE! |  |  | #VALUE! | #VALUE! | 0 | 0 | 0.20123 | 0.20123 | #VALUE! | #VALUE! | #VALUE! | #VALUE! | 0 | 0 | 0.20123 | 0.20123 | #VALUE! | #VALUE! | #VALUE! | #VALUE! | 0 | 0 | 0.20123 | 0.20123 | #VALUE! | #VALUE! |  |  |  | #VALUE! | #VALUE! | #VALUE! | #VALUE! | #VALUE! | #VALUE! | #VALUE!
Thursday | 10 | 6 | 12 | 6684 | 0 | 0 | 0 | 0 | 0 | 0 | 0 | 0 | 0 | 0 | 0 | 0 | 0 | 0 | 0 | 0 | 0 | 0 | 0 | 0 | 0 | 0 | 0 | 0 | 0.017693 | 0 | 0 | 0.04013 | 0.123 | 0 | 0 | 0 | 0 | 0 | 0 | 0 | 0 | 0 | 0 | 0 |  | 0 | 0 | 0 |  | #VALUE! | #VALUE! | #VALUE! | #VALUE! |  |  | #VALUE! | #VALUE! | 0 | 0 | 0.20123 | 0.20123 | #VALUE! | #VALUE! | #VALUE! | #VALUE! | 0 | 0 | 0.20123 | 0.20123 | #VALUE! | #VALUE! | #VALUE! | #VALUE! | 0 | 0 | 0.20123 | 0.20123 | #VALUE! | #VALUE! |  |  |  | #VALUE! | #VALUE! | #VALUE! | #VALUE! | #VALUE! | #VALUE! | #VALUE!
Thursday | 10 | 6 | 13 | 6685 | 0 | 0 | 0 | 0 | 0 | 0 | 0 | 0 | 0 | 0 | 0 | 0 | 0 | 0 | 0 | 0 | 0 | 0 | 0 | 0 | 0 | 0 | 0 | 0 | 0.025569 | 0 | 0.0007863 | 0.084713 | 0.213 | 0 | 0 | 0 | 0 | 0 | 0 | 0 | 0 | 0 | 0 | 0 |  | 0 | 0 | 0 |  | #VALUE! | #VALUE! | #VALUE! | #VALUE! |  |  | #VALUE! | #VALUE! | 0 | 0 | 0.20123 | 0.20123 | #VALUE! | #VALUE! | #VALUE! | #VALUE! | 0 | 0 | 0.20123 | 0.20123 | #VALUE! | #VALUE! | #VALUE! | #VALUE! | 0 | 0 | 0.20123 | 0.20123 | #VALUE! | #VALUE! |  |  |  | #VALUE! | #VALUE! | #VALUE! | #VALUE! | #VALUE! | #VALUE! | #VALUE!
Thursday | 10 | 6 | 14 | 6686 | 0 | 0 | 0 | 0 | 0 | 0 | 0 | 0 | 0 | 0 | 0 | 0 | 0 | 0 | 0 | 0 | 0 | 0 | 0 | 0 | 0 | 0 | 0 | 0.0011562 | 0.026255 | 0 | 0.0013876 | 0.11565 | 0.27 | 0 | 0 | 0 | 0 | 0 | 0 | 0 | 0 | 0 | 0 | 0 |  | 0 | 0 | 0 |  | #VALUE! | #VALUE! | #VALUE! | #VALUE! |  |  | #VALUE! | #VALUE! | 0 | 0 | 0.20123 | 0.20123 | #VALUE! | #VALUE! | #VALUE! | #VALUE! | 0 | 0 | 0.20123 | 0.20123 | #VALUE! | #VALUE! | #VALUE! | #VALUE! | 0 | 0 | 0.20123 | 0.20123 | #VALUE! | #VALUE! |  |  |  | #VALUE! | #VALUE! | #VALUE! | #VALUE! | #VALUE! | #VALUE! | #VALUE!
Thursday | 10 | 6 | 15 | 6687 | 0 | 0 | 0 | 0 | 0 | 0 | 0 | 0 | 0 | 0 | 0 | 0 | 0 | 0 | 0 | 0 | 0 | 0 | 0 | 0 | 0 | 0 | 0 | 0 | 0.025238 | 0 | 0.00083256 | 0.091398 | 0.224 | 0 | 0 | 0 | 0 | 0 | 0 | 0 | 0 | 0 | 0 | 0 |  | 0 | 0 | 0 |  | #VALUE! | #VALUE! | #VALUE! | #VALUE! |  |  | #VALUE! | #VALUE! | 0 | 0 | 0.20123 | 0.20123 | #VALUE! | #VALUE! | #VALUE! | #VALUE! | 0 | 0 | 0.20123 | 0.20123 | #VALUE! | #VALUE! | #VALUE! | #VALUE! | 0 | 0 | 0.20123 | 0.20123 | #VALUE! | #VALUE! |  |  |  | #VALUE! | #VALUE! | #VALUE! | #VALUE! | #VALUE! | #VALUE! | #VALUE!
Thursday | 10 | 6 | 16 | 6688 | 0 | 0 | 0 | 0 | 0 | 0 | 0 | 0 | 0 | 0 | 0 | 0 | 0 | 0 | 0 | 0 | 0 | 0 | 0 | 0 | 0 | 0 | 0 | 0 | 0.022881 | 0 | 0.0010094 | 0.090974 | 0.222 | 0 | 0 | 0 | 0 | 0 | 0 | 0 | 0 | 0 | 0 | 0 |  | 0 | 0 | 0 |  | #VALUE! | #VALUE! | #VALUE! | #VALUE! |  |  | #VALUE! | #VALUE! | 0 | 0 | 0.20123 | 0.20123 | #VALUE! | #VALUE! | #VALUE! | #VALUE! | 0 | 0 | 0.20123 | 0.20123 | #VALUE! | #VALUE! | #VALUE! | #VALUE! | 0 | 0 | 0.20123 | 0.20123 | #VALUE! | #VALUE! |  |  |  | #VALUE! | #VALUE! | #VALUE! | #VALUE! | #VALUE! | #VALUE! | #VALUE!
Thursday | 10 | 6 | 17 | 6689 | 0 | 0 | 0 | 0 | 0 | 0 | 0 | 0 | 0 | 0 | 0 | 0 | 0 | 0 | 0 | 0 | 0 | 0 | 0 | 0 | 0 | 0 | 0 | 0 | 0.016557 | 0 | 0.00038159 | 0.077427 | 0.203 | 0 | 0 | 0 | 0 | 0 | 0 | 0 | 0 | 0 | 0 | 0 |  | 0 | 0 | 0 |  | #VALUE! | #VALUE! | #VALUE! | #VALUE! |  |  | #VALUE! | #VALUE! | 0 | 0 | 0.20123 | 0.20123 | #VALUE! | #VALUE! | #VALUE! | #VALUE! | 0 | 0 | 0.20123 | 0.20123 | #VALUE! | #VALUE! | #VALUE! | #VALUE! | 0 | 0 | 0.20123 | 0.20123 | #VALUE! | #VALUE! |  |  |  | #VALUE! | #VALUE! | #VALUE! | #VALUE! | #VALUE! | #VALUE! | #VALUE!
Thursday | 10 | 6 | 18 | 6690 | 0 | 0 | 0 | 0 | 0 | 0 | 0 | 0 | 0 | 0 | 0 | 0 | 0 | 0 | 0 | 0 | 0 | 0 | 0 | 0 | 0 | 0 | 0 | 0 | 0.0071979 | 0 | 0 | 0.034586 | 0.114 | 0 | 0 | 0 | 0 | 0 | 0 | 0 | 0 | 0 | 0 | 0 |  | 0 | 0 | 0 |  | #VALUE! | #VALUE! | #VALUE! | #VALUE! |  |  | #VALUE! | #VALUE! | 0 | 0 | 0.20123 | 0.20123 | #VALUE! | #VALUE! | #VALUE! | #VALUE! | 0 | 0 | 0.20123 | 0.20123 | #VALUE! | #VALUE! | #VALUE! | #VALUE! | 0 | 0 | 0.20123 | 0.20123 | #VALUE! | #VALUE! |  |  |  | #VALUE! | #VALUE! | #VALUE! | #VALUE! | #VALUE! | #VALUE! | #VALUE!
Thursday | 10 | 6 | 19 | 6691 | 0 | 0 | 0 | 0 | 0 | 0 | 0 | 0 | 0 | 0 | 0 | 0 | 0 | 0 | 0 | 0 | 0 | 0 | 0 | 0 | 0 | 0 | 0 | 0 | 0 | 0 | 0 | 0.025337 | 0.093 | 0 | 0 | 0 | 0 | 0 | 0 | 0 | 0 | 0 | 0 | 0 |  | 0 | 0 | 0 |  | #VALUE! | #VALUE! | #VALUE! | #VALUE! |  |  | #VALUE! | #VALUE! | 0 | 0 | 0.20123 | 0.20123 | #VALUE! | #VALUE! | #VALUE! | #VALUE! | 0 | 0 | 0.20123 | 0.20123 | #VALUE! | #VALUE! | #VALUE! | #VALUE! | 0 | 0 | 0.20123 | 0.20123 | #VALUE! | #VALUE! |  |  |  | #VALUE! | #VALUE! | #VALUE! | #VALUE! | #VALUE! | #VALUE! | #VALUE!
Thursday | 10 | 6 | 20 | 6692 | 0 | 0 | 0 | 0 | 0 | 0 | 0 | 0 | 0 | 0 | 0 | 0 | 0 | 0 | 0 | 0 | 0 | 0 | 0 | 0 | 0 | 0 | 0 | 0 | 0 | 0 | 0 | 0.028785 | 0.107 | 0 | 0 | 0 | 0 | 0 | 0 | 0 | 0 | 0 | 0 | 0 |  | 0 | 0 | 0 |  | #VALUE! | #VALUE! | #VALUE! | #VALUE! |  |  | #VALUE! | #VALUE! | 0 | 0 | 0.20123 | 0.20123 | #VALUE! | #VALUE! | #VALUE! | #VALUE! | 0 | 0 | 0.20123 | 0.20123 | #VALUE! | #VALUE! | #VALUE! | #VALUE! | 0 | 0 | 0.20123 | 0.20123 | #VALUE! | #VALUE! |  |  |  | #VALUE! | #VALUE! | #VALUE! | #VALUE! | #VALUE! | #VALUE! | #VALUE!
Thursday | 10 | 6 | 21 | 6693 | 0 | 0 | 0 | 0 | 0 | 0 | 0 | 0 | 0 | 0 | 0 | 0 | 0 | 0 | 0 | 0 | 0 | 0 | 0 | 0 | 0 | 0 | 0 | 0 | 0 | 0 | 0 | 0.028447 | 0.104 | 0 | 0 | 0 | 0 | 0 | 0 | 0 | 0 | 0 | 0 | 0 |  | 0 | 0 | 0 |  | #VALUE! | #VALUE! | #VALUE! | #VALUE! |  |  | #VALUE! | #VALUE! | 0 | 0 | 0.20123 | 0.20123 | #VALUE! | #VALUE! | #VALUE! | #VALUE! | 0 | 0 | 0.20123 | 0.20123 | #VALUE! | #VALUE! | #VALUE! | #VALUE! | 0 | 0 | 0.20123 | 0.20123 | #VALUE! | #VALUE! |  |  |  | #VALUE! | #VALUE! | #VALUE! | #VALUE! | #VALUE! | #VALUE! | #VALUE!
Thursday | 10 | 6 | 22 | 6694 | 0 | 0 | 0 | 0 | 0 | 0 | 0 | 0 | 0 | 0 | 0 | 0 | 0 | 0 | 0 | 0 | 0 | 0 | 0 | 0 | 0 | 0 | 0 | 0 | 0 | 0 | 0 | 0.027758 | 0.098 | 0 | 0 | 0 | 0 | 0 | 0 | 0 | 0 | 0 | 0 | 0 |  | 0 | 0 | 0 |  | #VALUE! | #VALUE! | #VALUE! | #VALUE! |  |  | #VALUE! | #VALUE! | 0 | 0 | 0.20123 | 0.20123 | #VALUE! | #VALUE! | #VALUE! | #VALUE! | 0 | 0 | 0.20123 | 0.20123 | #VALUE! | #VALUE! | #VALUE! | #VALUE! | 0 | 0 | 0.20123 | 0.20123 | #VALUE! | #VALUE! |  |  |  | #VALUE! | #VALUE! | #VALUE! | #VALUE! | #VALUE! | #VALUE! | #VALUE!
Thursday | 10 | 6 | 23 | 6695 | 0 | 0 | 0 | 0 | 0 | 0 | 0 | 0 | 0 | 0 | 0 | 0 | 0 | 0 | 0 | 0 | 0 | 0 | 0 | 0 | 0 | 0 | 0 | 0 | 0 | 0 | 0 | 0.017924 | 0.022 | 0 | 0 | 0 | 0 | 0 | 0 | 0 | 0 | 0 | 0 | 0 |  | 0 | 0 | 0 |  | #VALUE! | #VALUE! | #VALUE! | #VALUE! |  |  | #VALUE! | #VALUE! | 0 | 0 | 0.20123 | 0.20123 | #VALUE! | #VALUE! | #VALUE! | #VALUE! | 0 | 0 | 0.20123 | 0.20123 | #VALUE! | #VALUE! | #VALUE! | #VALUE! | 0 | 0 | 0.20123 | 0.20123 | #VALUE! | #VALUE! |  |  |  | #VALUE! | #VALUE! | #VALUE! | #VALUE! | #VALUE! | #VALUE! | #VALUE!
Thursday | 10 | 6 | 24 | 6696 | 0 | 0 | 0 | 0 | 0 | 0 | 0 | 0 | 0 | 0 | 0 | 0 | 0 | 0 | 0 | 0 | 0 | 0 | 0 | 0 | 0 | 0 | 0 | 0 | 0 | 0 | 0.039197 | 0.025379 | 0.059 | 0 | 0 | 0 | 0 | 0 | 0 | 0 | 0 | 0 | 0 | 0 |  | 0 | 0 | 0 |  | #VALUE! | #VALUE! | #VALUE! | #VALUE! |  |  | #VALUE! | #VALUE! | 0 | 0 | 0.20123 | 0.20123 | #VALUE! | #VALUE! | #VALUE! | #VALUE! | 0 | 0 | 0.20123 | 0.20123 | #VALUE! | #VALUE! | #VALUE! | #VALUE! | 0 | 0 | 0.20123 | 0.20123 | #VALUE! | #VALUE! |  |  |  | #VALUE! | #VALUE! | #VALUE! | #VALUE! | #VALUE! | #VALUE! | #VALUE!
Friday | 10 | 7 | 1 | 6697 | 0 | 0 | 0 | 0 | 0 | 0 | 0 | 0 | 0 | 0 | 0 | 0 | 0 | 0 | 0 | 0 | 0 | 0 | 0 | 0 | 0 | 0 | 0 | 0 | 0 | 0 | 0.048462 | 0.032676 | 0.098 | 0 | 0 | 0 | 0 | 0 | 0 | 0 | 0 | 0 | 0 | 0 |  | 0 | 0 | 0 |  | #VALUE! | #VALUE! | #VALUE! | #VALUE! |  |  | #VALUE! | #VALUE! | 0 | 0 | 0.20123 | 0.20123 | #VALUE! | #VALUE! | #VALUE! | #VALUE! | 0 | 0 | 0.20123 | 0.20123 | #VALUE! | #VALUE! | #VALUE! | #VALUE! | 0 | 0 | 0.20123 | 0.20123 | #VALUE! | #VALUE! |  |  |  | #VALUE! | #VALUE! | #VALUE! | #VALUE! | #VALUE! | #VALUE! | #VALUE!
Friday | 10 | 7 | 2 | 6698 | 0 | 0 | 0 | 0 | 0 | 0 | 0 | 0 | 0 | 0 | 0 | 0 | 0 | 0 | 0 | 0 | 0 | 0 | 0 | 0 | 0 | 0 | 0 | 0 | 0 | 0 | 0.039435 | 0.0184 | 0.009 | 0 | 0 | 0 | 0 | 0 | 0 | 0 | 0 | 0 | 0 | 0 |  | 0 | 0 | 0 |  | #VALUE! | #VALUE! | #VALUE! | #VALUE! |  |  | #VALUE! | #VALUE! | 0 | 0 | 0.20123 | 0.20123 | #VALUE! | #VALUE! | #VALUE! | #VALUE! | 0 | 0 | 0.20123 | 0.20123 | #VALUE! | #VALUE! | #VALUE! | #VALUE! | 0 | 0 | 0.20123 | 0.20123 | #VALUE! | #VALUE! |  |  |  | #VALUE! | #VALUE! | #VALUE! | #VALUE! | #VALUE! | #VALUE! | #VALUE!
Friday | 10 | 7 | 3 | 6699 | 0 | 0 | 0 | 0 | 0 | 0 | 0 | 0 | 0 | 0 | 0 | 0 | 0 | 0 | 0 | 0 | 0 | 0 | 0 | 0 | 0 | 0 | 0 | 0 | 0 | 0 | 0.045136 | 0.025062 | 0.043 | 0 | 0 | 0 | 0 | 0 | 0 | 0 | 0 | 0 | 0 | 0 |  | 0 | 0 | 0 |  | #VALUE! | #VALUE! | #VALUE! | #VALUE! |  |  | #VALUE! | #VALUE! | 0 | 0 | 0.20123 | 0.20123 | #VALUE! | #VALUE! | #VALUE! | #VALUE! | 0 | 0 | 0.20123 | 0.20123 | #VALUE! | #VALUE! | #VALUE! | #VALUE! | 0 | 0 | 0.20123 | 0.20123 | #VALUE! | #VALUE! |  |  |  | #VALUE! | #VALUE! | #VALUE! | #VALUE! | #VALUE! | #VALUE! | #VALUE!
Friday | 10 | 7 | 4 | 6700 | 0 | 0 | 0 | 0 | 0 | 0 | 0 | 0 | 0 | 0 | 0 | 0 | 0 | 0 | 0 | 0 | 0 | 0 | 0 | 0 | 0 | 0 | 0 | 0 | 0 | 0 | 0.045136 | 0.027441 | 0.072 | 0 | 0 | 0 | 0 | 0 | 0 | 0 | 0 | 0 | 0 | 0 |  | 0 | 0 | 0 |  | #VALUE! | #VALUE! | #VALUE! | #VALUE! |  |  | #VALUE! | #VALUE! | 0 | 0 | 0.20123 | 0.20123 | #VALUE! | #VALUE! | #VALUE! | #VALUE! | 0 | 0 | 0.20123 | 0.20123 | #VALUE! | #VALUE! | #VALUE! | #VALUE! | 0 | 0 | 0.20123 | 0.20123 | #VALUE! | #VALUE! |  |  |  | #VALUE! | #VALUE! | #VALUE! | #VALUE! | #VALUE! | #VALUE! | #VALUE!
Friday | 10 | 7 | 5 | 6701 | 0 | 0 | 0 | 0 | 0 | 0 | 0 | 0 | 0 | 0 | 0 | 0 | 0 | 0 | 0 | 0 | 0 | 0 | 0 | 0 | 0 | 0 | 0 | 0 | 0 | 0 | 0.040148 | 0.019986 | 0.035 | 0 | 0 | 0 | 0 | 0 | 0 | 0 | 0 | 0 | 0 | 0 |  | 0 | 0 | 0 |  | #VALUE! | #VALUE! | #VALUE! | #VALUE! |  |  | #VALUE! | #VALUE! | 0 | 0 | 0.20123 | 0.20123 | #VALUE! | #VALUE! | #VALUE! | #VALUE! | 0 | 0 | 0.20123 | 0.20123 | #VALUE! | #VALUE! | #VALUE! | #VALUE! | 0 | 0 | 0.20123 | 0.20123 | #VALUE! | #VALUE! |  |  |  | #VALUE! | #VALUE! | #VALUE! | #VALUE! | #VALUE! | #VALUE! | #VALUE!
Friday | 10 | 7 | 6 | 6702 | 0 | 0 | 0 | 0 | 0 | 0 | 0 | 0 | 0 | 0 | 0 | 0 | 0 | 0 | 0 | 0 | 0 | 0 | 0 | 0 | 0 | 0 | 0 | 0 | 0 | 0 | 0.052263 | 0.036962 | 0.11 | 0 | 0 | 0 | 0 | 0 | 0 | 0 | 0 | 0 | 0 | 0 |  | 0 | 0 | 0 |  | #VALUE! | #VALUE! | #VALUE! | #VALUE! |  |  | #VALUE! | #VALUE! | 0 | 0 | 0.20123 | 0.20123 | #VALUE! | #VALUE! | #VALUE! | #VALUE! | 0 | 0 | 0.20123 | 0.20123 | #VALUE! | #VALUE! | #VALUE! | #VALUE! | 0 | 0 | 0.20123 | 0.20123 | #VALUE! | #VALUE! |  |  |  | #VALUE! | #VALUE! | #VALUE! | #VALUE! | #VALUE! | #VALUE! | #VALUE!
Friday | 10 | 7 | 7 | 6703 | 0 | 0 | 0 | 0 | 0 | 0 | 0 | 0 | 0 | 0 | 0 | 0 | 0 | 0 | 0 | 0 | 0 | 0 | 0 | 0 | 0 | 0 | 0 | 0 | 0 | 0 | 0.046562 | 0.036962 | 0.111 | 0 | 0 | 0 | 0 | 0 | 0 | 0 | 0 | 0 | 0 | 0 |  | 0 | 0 | 0 |  | #VALUE! | #VALUE! | #VALUE! | #VALUE! |  |  | #VALUE! | #VALUE! | 0 | 0 | 0.20123 | 0.20123 | #VALUE! | #VALUE! | #VALUE! | #VALUE! | 0 | 0 | 0.20123 | 0.20123 | #VALUE! | #VALUE! | #VALUE! | #VALUE! | 0 | 0 | 0.20123 | 0.20123 | #VALUE! | #VALUE! |  |  |  | #VALUE! | #VALUE! | #VALUE! | #VALUE! | #VALUE! | #VALUE! | #VALUE!
Friday | 10 | 7 | 8 | 6704 | 0 | 0 | 0 | 0 | 0 | 0 | 0 | 0 | 0 | 0 | 0 | 0 | 0 | 0 | 0 | 0 | 0 | 0 | 0 | 0 | 0 | 0 | 0 | 0 | 0.0063073 | 0 | 0.039197 | 0.046356 | 0.131 | 0 | 0 | 0 | 0 | 0 | 0 | 0 | 0 | 0 | 0 | 0 |  | 0 | 0 | 0 |  | #VALUE! | #VALUE! | #VALUE! | #VALUE! |  |  | #VALUE! | #VALUE! | 0 | 0 | 0.20123 | 0.20123 | #VALUE! | #VALUE! | #VALUE! | #VALUE! | 0 | 0 | 0.20123 | 0.20123 | #VALUE! | #VALUE! | #VALUE! | #VALUE! | 0 | 0 | 0.20123 | 0.20123 | #VALUE! | #VALUE! |  |  |  | #VALUE! | #VALUE! | #VALUE! | #VALUE! | #VALUE! | #VALUE! | #VALUE!
Friday | 10 | 7 | 9 | 6705 | 0 | 0 | 0 | 0 | 0 | 0 | 0 | 0 | 0 | 0 | 0 | 0 | 0 | 0 | 0 | 0 | 0 | 0 | 0 | 0 | 0 | 0 | 0 | 0 | 0.011021 | 0 | 0.044683 | 0.064971 | 0.176 | 0 | 0 | 0 | 0 | 0 | 0 | 0 | 0 | 0 | 0 | 0 |  | 0 | 0 | 0 |  | #VALUE! | #VALUE! | #VALUE! | #VALUE! |  |  | #VALUE! | #VALUE! | 0 | 0 | 0.20123 | 0.20123 | #VALUE! | #VALUE! | #VALUE! | #VALUE! | 0 | 0 | 0.20123 | 0.20123 | #VALUE! | #VALUE! | #VALUE! | #VALUE! | 0 | 0 | 0.20123 | 0.20123 | #VALUE! | #VALUE! |  |  |  | #VALUE! | #VALUE! | #VALUE! | #VALUE! | #VALUE! | #VALUE! | #VALUE!
Friday | 10 | 7 | 10 | 6706 | 0 | 0 | 0 | 0 | 0 | 0 | 0 | 0 | 0 | 0 | 0 | 0 | 0 | 0 | 0 | 0 | 0 | 0 | 0 | 0 | 0 | 0 | 0 | 0 | 0.014183 | 0 | 0.044265 | 0.081639 | 0.198 | 0 | 0 | 0 | 0 | 0 | 0 | 0 | 0 | 0 | 0 | 0 |  | 0 | 0 | 0 |  | #VALUE! | #VALUE! | #VALUE! | #VALUE! |  |  | #VALUE! | #VALUE! | 0 | 0 | 0.20123 | 0.20123 | #VALUE! | #VALUE! | #VALUE! | #VALUE! | 0 | 0 | 0.20123 | 0.20123 | #VALUE! | #VALUE! | #VALUE! | #VALUE! | 0 | 0 | 0.20123 | 0.20123 | #VALUE! | #VALUE! |  |  |  | #VALUE! | #VALUE! | #VALUE! | #VALUE! | #VALUE! | #VALUE! | #VALUE!
Friday | 10 | 7 | 11 | 6707 | 0 | 0 | 0 | 0 | 0 | 0 | 0 | 0 | 0 | 0 | 0 | 0 | 0 | 0 | 0 | 0 | 0 | 0 | 0 | 0 | 0 | 0 | 0 | 0 | 0.016966 | 0 | 0.043777 | 0.096606 | 0.218 | 0 | 0 | 0 | 0 | 0 | 0 | 0 | 0 | 0 | 0 | 0 |  | 0 | 0 | 0 |  | #VALUE! | #VALUE! | #VALUE! | #VALUE! |  |  | #VALUE! | #VALUE! | 0 | 0 | 0.20123 | 0.20123 | #VALUE! | #VALUE! | #VALUE! | #VALUE! | 0 | 0 | 0.20123 | 0.20123 | #VALUE! | #VALUE! | #VALUE! | #VALUE! | 0 | 0 | 0.20123 | 0.20123 | #VALUE! | #VALUE! |  |  |  | #VALUE! | #VALUE! | #VALUE! | #VALUE! | #VALUE! | #VALUE! | #VALUE!
Friday | 10 | 7 | 12 | 6708 | 0 | 0 | 0 | 0 | 0 | 0 | 0 | 0 | 0 | 0 | 0 | 0 | 0 | 0 | 0 | 0 | 0 | 0 | 0 | 0 | 0 | 0 | 0 | 0 | 0 | 0 | 0 | 0.018241 | 0.01 | 0 | 0 | 0 | 0 | 0 | 0 | 0 | 0 | 0 | 0 | 0 |  | 0 | 0 | 0 |  | #VALUE! | #VALUE! | #VALUE! | #VALUE! |  |  | #VALUE! | #VALUE! | 0 | 0 | 0.20123 | 0.20123 | #VALUE! | #VALUE! | #VALUE! | #VALUE! | 0 | 0 | 0.20123 | 0.20123 | #VALUE! | #VALUE! | #VALUE! | #VALUE! | 0 | 0 | 0.20123 | 0.20123 | #VALUE! | #VALUE! |  |  |  | #VALUE! | #VALUE! | #VALUE! | #VALUE! | #VALUE! | #VALUE! | #VALUE!
Friday | 10 | 7 | 13 | 6709 | 0 | 0 | 0 | 0 | 0 | 0 | 0 | 0 | 0 | 0 | 0 | 0 | 0 | 0 | 0 | 0 | 0 | 0 | 0 | 0 | 0 | 0 | 0 | 0 | 0 | 0 | 0 | 0.018083 | 0.007 | 0 | 0 | 0 | 0 | 0 | 0 | 0 | 0 | 0 | 0 | 0 |  | 0 | 0 | 0 |  | #VALUE! | #VALUE! | #VALUE! | #VALUE! |  |  | #VALUE! | #VALUE! | 0 | 0 | 0.20123 | 0.20123 | #VALUE! | #VALUE! | #VALUE! | #VALUE! | 0 | 0 | 0.20123 | 0.20123 | #VALUE! | #VALUE! | #VALUE! | #VALUE! | 0 | 0 | 0.20123 | 0.20123 | #VALUE! | #VALUE! |  |  |  | #VALUE! | #VALUE! | #VALUE! | #VALUE! | #VALUE! | #VALUE! | #VALUE!
Friday | 10 | 7 | 14 | 6710 | 0 | 0 | 0 | 0 | 0 | 0 | 0 | 0 | 0 | 0 | 0 | 0 | 0 | 0 | 0 | 0 | 0 | 0 | 0 | 0 | 0 | 0 | 0 | 0 | 0 | 0 | 0 | 0.020621 | 0.037 | 0 | 0 | 0 | 0 | 0 | 0 | 0 | 0 | 0 | 0 | 0 |  | 0 | 0 | 0 |  | #VALUE! | #VALUE! | #VALUE! | #VALUE! |  |  | #VALUE! | #VALUE! | 0 | 0 | 0.20123 | 0.20123 | #VALUE! | #VALUE! | #VALUE! | #VALUE! | 0 | 0 | 0.20123 | 0.20123 | #VALUE! | #VALUE! | #VALUE! | #VALUE! | 0 | 0 | 0.20123 | 0.20123 | #VALUE! | #VALUE! |  |  |  | #VALUE! | #VALUE! | #VALUE! | #VALUE! | #VALUE! | #VALUE! | #VALUE!
Friday | 10 | 7 | 15 | 6711 | 0 | 0 | 0 | 0 | 0 | 0 | 0 | 0 | 0 | 0 | 0 | 0 | 0 | 0 | 0 | 0 | 0 | 0 | 0 | 0 | 0 | 0 | 0 | 0 | 0.002414 | 0 | 0 | 0.027124 | 0.072 | 0 | 0 | 0 | 0 | 0 | 0 | 0 | 0 | 0 | 0 | 0 |  | 0 | 0 | 0 |  | #VALUE! | #VALUE! | #VALUE! | #VALUE! |  |  | #VALUE! | #VALUE! | 0 | 0 | 0.20123 | 0.20123 | #VALUE! | #VALUE! | #VALUE! | #VALUE! | 0 | 0 | 0.20123 | 0.20123 | #VALUE! | #VALUE! | #VALUE! | #VALUE! | 0 | 0 | 0.20123 | 0.20123 | #VALUE! | #VALUE! |  |  |  | #VALUE! | #VALUE! | #VALUE! | #VALUE! | #VALUE! | #VALUE! | #VALUE!
Friday | 10 | 7 | 16 | 6712 | 0 | 0 | 0 | 0 | 0 | 0 | 0 | 0 | 0 | 0 | 0 | 0 | 0 | 0 | 0 | 0 | 0 | 0 | 0 | 0 | 0 | 0 | 0 | 0 | 0.0085395 | 0 | 0.044424 | 0.05626 | 0.157 | 0 | 0 | 0 | 0 | 0 | 0 | 0 | 0 | 0 | 0 | 0 |  | 0 | 0 | 0 |  | #VALUE! | #VALUE! | #VALUE! | #VALUE! |  |  | #VALUE! | #VALUE! | 0 | 0 | 0.20123 | 0.20123 | #VALUE! | #VALUE! | #VALUE! | #VALUE! | 0 | 0 | 0.20123 | 0.20123 | #VALUE! | #VALUE! | #VALUE! | #VALUE! | 0 | 0 | 0.20123 | 0.20123 | #VALUE! | #VALUE! |  |  |  | #VALUE! | #VALUE! | #VALUE! | #VALUE! | #VALUE! | #VALUE! | #VALUE!
Friday | 10 | 7 | 17 | 6713 | 0 | 0 | 0 | 0 | 0 | 0 | 0 | 0 | 0 | 0 | 0 | 0 | 0 | 0 | 0 | 0 | 0 | 0 | 0 | 0 | 0 | 0 | 0 | 0 | 0.0098191 | 0 | 0.015555 | 0.037472 | 0.102 | 0 | 0 | 0 | 0 | 0 | 0 | 0 | 0 | 0 | 0 | 0 |  | 0 | 0 | 0 |  | #VALUE! | #VALUE! | #VALUE! | #VALUE! |  |  | #VALUE! | #VALUE! | 0 | 0 | 0.20123 | 0.20123 | #VALUE! | #VALUE! | #VALUE! | #VALUE! | 0 | 0 | 0.20123 | 0.20123 | #VALUE! | #VALUE! | #VALUE! | #VALUE! | 0 | 0 | 0.20123 | 0.20123 | #VALUE! | #VALUE! |  |  |  | #VALUE! | #VALUE! | #VALUE! | #VALUE! | #VALUE! | #VALUE! | #VALUE!
Friday | 10 | 7 | 18 | 6714 | 0 | 0 | 0 | 0 | 0 | 0 | 0 | 0 | 0 | 0 | 0 | 0 | 0 | 0 | 0 | 0 | 0 | 0 | 0 | 0 | 0 | 0 | 0 | 0 | 0 | 0 | 0.027972 | 0.0092 | 0.005 | 0 | 0 | 0 | 0 | 0 | 0 | 0 | 0 | 0 | 0 | 0 |  | 0 | 0 | 0 |  | #VALUE! | #VALUE! | #VALUE! | #VALUE! |  |  | #VALUE! | #VALUE! | 0 | 0 | 0.20123 | 0.20123 | #VALUE! | #VALUE! | #VALUE! | #VALUE! | 0 | 0 | 0.20123 | 0.20123 | #VALUE! | #VALUE! | #VALUE! | #VALUE! | 0 | 0 | 0.20123 | 0.20123 | #VALUE! | #VALUE! |  |  |  | #VALUE! | #VALUE! | #VALUE! | #VALUE! | #VALUE! | #VALUE! | #VALUE!
Friday | 10 | 7 | 19 | 6715 | 0 | 0 | 0 | 0 | 0 | 0 | 0 | 0 | 0 | 0 | 0 | 0 | 0 | 0 | 0 | 0 | 0 | 0 | 0 | 0 | 0 | 0 | 0 | 0 | 0 | 0 | 0.027972 | 0 | 0 | 0 | 0 | 0 | 0 | 0 | 0 | 0 | 0 | 0 | 0 | 0 |  | 0 | 0 | 0 |  | #VALUE! | #VALUE! | #VALUE! | #VALUE! |  |  | #VALUE! | #VALUE! | 0 | 0 | 0.20123 | 0.20123 | #VALUE! | #VALUE! | #VALUE! | #VALUE! | 0 | 0 | 0.20123 | 0.20123 | #VALUE! | #VALUE! | #VALUE! | #VALUE! | 0 | 0 | 0.20123 | 0.20123 | #VALUE! | #VALUE! |  |  |  | #VALUE! | #VALUE! | #VALUE! | #VALUE! | #VALUE! | #VALUE! | #VALUE!
Friday | 10 | 7 | 20 | 6716 | 0 | 0 | 0 | 0 | 0 | 0 | 0 | 0 | 0 | 0 | 0 | 0 | 0 | 0 | 0 | 0 | 0 | 0 | 0 | 0 | 0 | 0 | 0 | 0 | 0 | 0 | 0.059816 | 0 | 0 | 0 | 0 | 0 | 0 | 0 | 0 | 0 | 0 | 0 | 0 | 0 |  | 0 | 0 | 0 |  | #VALUE! | #VALUE! | #VALUE! | #VALUE! |  |  | #VALUE! | #VALUE! | 0 | 0 | 0.20123 | 0.20123 | #VALUE! | #VALUE! | #VALUE! | #VALUE! | 0 | 0 | 0.20123 | 0.20123 | #VALUE! | #VALUE! | #VALUE! | #VALUE! | 0 | 0 | 0.20123 | 0.20123 | #VALUE! | #VALUE! |  |  |  | #VALUE! | #VALUE! | #VALUE! | #VALUE! | #VALUE! | #VALUE! | #VALUE!
Friday | 10 | 7 | 21 | 6717 | 0 | 0 | 0 | 0 | 0 | 0 | 0 | 0 | 0 | 0 | 0 | 0 | 0 | 0 | 0 | 0 | 0 | 0 | 0 | 0 | 0 | 0 | 0 | 0 | 0 | 0 | 0.028095 | 0 | 0 | 0 | 0 | 0 | 0 | 0 | 0 | 0 | 0 | 0 | 0 | 0 |  | 0 | 0 | 0 |  | #VALUE! | #VALUE! | #VALUE! | #VALUE! |  |  | #VALUE! | #VALUE! | 0 | 0 | 0.20123 | 0.20123 | #VALUE! | #VALUE! | #VALUE! | #VALUE! | 0 | 0 | 0.20123 | 0.20123 | #VALUE! | #VALUE! | #VALUE! | #VALUE! | 0 | 0 | 0.20123 | 0.20123 | #VALUE! | #VALUE! |  |  |  | #VALUE! | #VALUE! | #VALUE! | #VALUE! | #VALUE! | #VALUE! | #VALUE!
Friday | 10 | 7 | 22 | 6718 | 0 | 0 | 0 | 0 | 0 | 0 | 0 | 0 | 0 | 0 | 0 | 0 | 0 | 0 | 0 | 0 | 0 | 0 | 0 | 0 | 0 | 0 | 0 | 0 | 0 | 0 | 0.0784 | 0 | 0 | 0 | 0 | 0 | 0 | 0 | 0 | 0 | 0 | 0 | 0 | 0 |  | 0 | 0 | 0 |  | #VALUE! | #VALUE! | #VALUE! | #VALUE! |  |  | #VALUE! | #VALUE! | 0 | 0 | 0.20123 | 0.20123 | #VALUE! | #VALUE! | #VALUE! | #VALUE! | 0 | 0 | 0.20123 | 0.20123 | #VALUE! | #VALUE! | #VALUE! | #VALUE! | 0 | 0 | 0.20123 | 0.20123 | #VALUE! | #VALUE! |  |  |  | #VALUE! | #VALUE! | #VALUE! | #VALUE! | #VALUE! | #VALUE! | #VALUE!
Friday | 10 | 7 | 23 | 6719 | 0 | 0 | 0 | 0 | 0 | 0 | 0 | 0 | 0 | 0 | 0 | 0 | 0 | 0 | 0 | 0 | 0 | 0 | 0 | 0 | 0 | 0 | 0 | 0 | 0 | 0 | 0 | 0 | 0 | 0 | 0 | 0 | 0 | 0 | 0 | 0 | 0 | 0 | 0 | 0 |  | 0 | 0 | 0 |  | #VALUE! | #VALUE! | #VALUE! | #VALUE! |  |  | #VALUE! | #VALUE! | 0 | 0 | 0.20123 | 0.20123 | #VALUE! | #VALUE! | #VALUE! | #VALUE! | 0 | 0 | 0.20123 | 0.20123 | #VALUE! | #VALUE! | #VALUE! | #VALUE! | 0 | 0 | 0.20123 | 0.20123 | #VALUE! | #VALUE! |  |  |  | #VALUE! | #VALUE! | #VALUE! | #VALUE! | #VALUE! | #VALUE! | #VALUE!
Friday | 10 | 7 | 24 | 6720 | 0 | 0 | 0 | 0 | 0 | 0 | 0 | 0 | 0 | 0 | 0 | 0 | 0 | 0 | 0 | 0 | 0 | 0 | 0 | 0 | 0 | 0 | 0 | 0 | 0 | 0 | 0 | 0.003331 | 0 | 0 | 0 | 0 | 0 | 0 | 0 | 0 | 0 | 0 | 0 | 0 |  | 0 | 0 | 0 |  | #VALUE! | #VALUE! | #VALUE! | #VALUE! |  |  | #VALUE! | #VALUE! | 0 | 0 | 0.20123 | 0.20123 | #VALUE! | #VALUE! | #VALUE! | #VALUE! | 0 | 0 | 0.20123 | 0.20123 | #VALUE! | #VALUE! | #VALUE! | #VALUE! | 0 | 0 | 0.20123 | 0.20123 | #VALUE! | #VALUE! |  |  |  | #VALUE! | #VALUE! | #VALUE! | #VALUE! | #VALUE! | #VALUE! | #VALUE!
Saturday | 10 | 8 | 1 | 6721 | 0 | 0 | 0 | 0 | 0 | 0 | 0 | 0 | 0 | 0 | 0 | 0 | 0 | 0 | 0 | 0 | 0 | 0 | 0 | 0 | 0 | 0 | 0 | 0 | 0 | 0 | 0 | 0.00031724 | 0 | 0 | 0 | 0 | 0 | 0 | 0 | 0 | 0 | 0 | 0 | 0 |  | 0 | 0 | 0 |  | #VALUE! | #VALUE! | #VALUE! | #VALUE! |  |  | #VALUE! | #VALUE! | 0 | 0 | 0.20123 | 0.20123 | #VALUE! | #VALUE! | #VALUE! | #VALUE! | 0 | 0 | 0.20123 | 0.20123 | #VALUE! | #VALUE! | #VALUE! | #VALUE! | 0 | 0 | 0.20123 | 0.20123 | #VALUE! | #VALUE! |  |  |  | #VALUE! | #VALUE! | #VALUE! | #VALUE! | #VALUE! | #VALUE! | #VALUE!
Saturday | 10 | 8 | 2 | 6722 | 0 | 0 | 0 | 0 | 0 | 0 | 0 | 0 | 0 | 0 | 0 | 0 | 0 | 0 | 0 | 0 | 0 | 0 | 0 | 0 | 0 | 0 | 0 | 0 | 0 | 0 | 0.082508 | 0.0049172 | 0 | 0 | 0 | 0 | 0 | 0 | 0 | 0 | 0 | 0 | 0 | 0 |  | 0 | 0 | 0 |  | #VALUE! | #VALUE! | #VALUE! | #VALUE! |  |  | #VALUE! | #VALUE! | 0 | 0 | 0.20123 | 0.20123 | #VALUE! | #VALUE! | #VALUE! | #VALUE! | 0 | 0 | 0.20123 | 0.20123 | #VALUE! | #VALUE! | #VALUE! | #VALUE! | 0 | 0 | 0.20123 | 0.20123 | #VALUE! | #VALUE! |  |  |  | #VALUE! | #VALUE! | #VALUE! | #VALUE! | #VALUE! | #VALUE! | #VALUE!
Saturday | 10 | 8 | 3 | 6723 | 0 | 0 | 0 | 0 | 0 | 0 | 0 | 0 | 0 | 0 | 0 | 0 | 0 | 0 | 0 | 0 | 0 | 0 | 0 | 0 | 0 | 0 | 0 | 0 | 0 | 0 | 0.033733 | 0.0074551 | 0 | 0 | 0 | 0 | 0 | 0 | 0 | 0 | 0 | 0 | 0 | 0 |  | 0 | 0 | 0 |  | #VALUE! | #VALUE! | #VALUE! | #VALUE! |  |  | #VALUE! | #VALUE! | 0 | 0 | 0.20123 | 0.20123 | #VALUE! | #VALUE! | #VALUE! | #VALUE! | 0 | 0 | 0.20123 | 0.20123 | #VALUE! | #VALUE! | #VALUE! | #VALUE! | 0 | 0 | 0.20123 | 0.20123 | #VALUE! | #VALUE! |  |  |  | #VALUE! | #VALUE! | #VALUE! | #VALUE! | #VALUE! | #VALUE! | #VALUE!
Saturday | 10 | 8 | 4 | 6724 | 0 | 0 | 0 | 0 | 0 | 0 | 0 | 0 | 0 | 0 | 0 | 0 | 0 | 0 | 0 | 0 | 0 | 0 | 0 | 0 | 0 | 0 | 0 | 0 | 0 | 0 | 0.06744 | 0.0074551 | 0 | 0 | 0 | 0 | 0 | 0 | 0 | 0 | 0 | 0 | 0 | 0 |  | 0 | 0 | 0 |  | #VALUE! | #VALUE! | #VALUE! | #VALUE! |  |  | #VALUE! | #VALUE! | 0 | 0 | 0.20123 | 0.20123 | #VALUE! | #VALUE! | #VALUE! | #VALUE! | 0 | 0 | 0.20123 | 0.20123 | #VALUE! | #VALUE! | #VALUE! | #VALUE! | 0 | 0 | 0.20123 | 0.20123 | #VALUE! | #VALUE! |  |  |  | #VALUE! | #VALUE! | #VALUE! | #VALUE! | #VALUE! | #VALUE! | #VALUE!
Saturday | 10 | 8 | 5 | 6725 | 0 | 0 | 0 | 0 | 0 | 0 | 0 | 0 | 0 | 0 | 0 | 0 | 0 | 0 | 0 | 0 | 0 | 0 | 0 | 0 | 0 | 0 | 0 | 0 | 0 | 0 | 0.076005 | 0.003331 | 0 | 0 | 0 | 0 | 0 | 0 | 0 | 0 | 0 | 0 | 0 | 0 |  | 0 | 0 | 0 |  | #VALUE! | #VALUE! | #VALUE! | #VALUE! |  |  | #VALUE! | #VALUE! | 0 | 0 | 0.20123 | 0.20123 | #VALUE! | #VALUE! | #VALUE! | #VALUE! | 0 | 0 | 0.20123 | 0.20123 | #VALUE! | #VALUE! | #VALUE! | #VALUE! | 0 | 0 | 0.20123 | 0.20123 | #VALUE! | #VALUE! |  |  |  | #VALUE! | #VALUE! | #VALUE! | #VALUE! | #VALUE! | #VALUE! | #VALUE!
Saturday | 10 | 8 | 6 | 6726 | 0 | 0 | 0 | 0 | 0 | 0 | 0 | 0 | 0 | 0 | 0 | 0 | 0 | 0 | 0 | 0 | 0 | 0 | 0 | 0 | 0 | 0 | 0 | 0 | 0 | 0 | 0.076895 | 0.00031724 | 0 | 0 | 0 | 0 | 0 | 0 | 0 | 0 | 0 | 0 | 0 | 0 |  | 0 | 0 | 0 |  | #VALUE! | #VALUE! | #VALUE! | #VALUE! |  |  | #VALUE! | #VALUE! | 0 | 0 | 0.20123 | 0.20123 | #VALUE! | #VALUE! | #VALUE! | #VALUE! | 0 | 0 | 0.20123 | 0.20123 | #VALUE! | #VALUE! | #VALUE! | #VALUE! | 0 | 0 | 0.20123 | 0.20123 | #VALUE! | #VALUE! |  |  |  | #VALUE! | #VALUE! | #VALUE! | #VALUE! | #VALUE! | #VALUE! | #VALUE!
Saturday | 10 | 8 | 7 | 6727 | 0 | 0 | 0 | 0 | 0 | 0 | 0 | 0 | 0 | 0 | 0 | 0 | 0 | 0 | 0 | 0 | 0 | 0 | 0 | 0 | 0 | 0 | 0 | 0 | 0 | 0 | 0 | 0 | 0 | 0 | 0 | 0 | 0 | 0 | 0 | 0 | 0 | 0 | 0 | 0 |  | 0 | 0 | 0 |  | #VALUE! | #VALUE! | #VALUE! | #VALUE! |  |  | #VALUE! | #VALUE! | 0 | 0 | 0.20123 | 0.20123 | #VALUE! | #VALUE! | #VALUE! | #VALUE! | 0 | 0 | 0.20123 | 0.20123 | #VALUE! | #VALUE! | #VALUE! | #VALUE! | 0 | 0 | 0.20123 | 0.20123 | #VALUE! | #VALUE! |  |  |  | #VALUE! | #VALUE! | #VALUE! | #VALUE! | #VALUE! | #VALUE! | #VALUE!
Saturday | 10 | 8 | 8 | 6728 | 0 | 0 | 0 | 0 | 0 | 0 | 0 | 0 | 0 | 0 | 0 | 0 | 0 | 0 | 0 | 0 | 0 | 0 | 0 | 0 | 0 | 0 | 0 | 0 | 0 | 0 | 0 | 0.0061862 | 0 | 0 | 0 | 0 | 0 | 0 | 0 | 0 | 0 | 0 | 0 | 0 |  | 0 | 0 | 0 |  | #VALUE! | #VALUE! | #VALUE! | #VALUE! |  |  | #VALUE! | #VALUE! | 0 | 0 | 0.20123 | 0.20123 | #VALUE! | #VALUE! | #VALUE! | #VALUE! | 0 | 0 | 0.20123 | 0.20123 | #VALUE! | #VALUE! | #VALUE! | #VALUE! | 0 | 0 | 0.20123 | 0.20123 | #VALUE! | #VALUE! |  |  |  | #VALUE! | #VALUE! | #VALUE! | #VALUE! | #VALUE! | #VALUE! | #VALUE!
Saturday | 10 | 8 | 9 | 6729 | 0 | 0 | 0 | 0 | 0 | 0 | 0 | 0 | 0 | 0 | 0 | 0 | 0 | 0 | 0 | 0 | 0 | 0 | 0 | 0 | 0 | 0 | 0 | 0 | 0.010467 | 0 | 0 | 0.015069 | 0.043 | 0 | 0 | 0 | 0 | 0 | 0 | 0 | 0 | 0 | 0 | 0 |  | 0 | 0 | 0 |  | #VALUE! | #VALUE! | #VALUE! | #VALUE! |  |  | #VALUE! | #VALUE! | 0 | 0 | 0.20123 | 0.20123 | #VALUE! | #VALUE! | #VALUE! | #VALUE! | 0 | 0 | 0.20123 | 0.20123 | #VALUE! | #VALUE! | #VALUE! | #VALUE! | 0 | 0 | 0.20123 | 0.20123 | #VALUE! | #VALUE! |  |  |  | #VALUE! | #VALUE! | #VALUE! | #VALUE! | #VALUE! | #VALUE! | #VALUE!
Saturday | 10 | 8 | 10 | 6730 | 0 | 0 | 0 | 0 | 0 | 0 | 0 | 0 | 0 | 0 | 0 | 0 | 0 | 0 | 0 | 0 | 0 | 0 | 0 | 0 | 0 | 0 | 0 | 0 | 0.017956 | 0 | 0 | 0.028057 | 0.09 | 0 | 0 | 0 | 0 | 0 | 0 | 0 | 0 | 0 | 0 | 0 |  | 0 | 0 | 0 |  | #VALUE! | #VALUE! | #VALUE! | #VALUE! |  |  | #VALUE! | #VALUE! | 0 | 0 | 0.20123 | 0.20123 | #VALUE! | #VALUE! | #VALUE! | #VALUE! | 0 | 0 | 0.20123 | 0.20123 | #VALUE! | #VALUE! | #VALUE! | #VALUE! | 0 | 0 | 0.20123 | 0.20123 | #VALUE! | #VALUE! |  |  |  | #VALUE! | #VALUE! | #VALUE! | #VALUE! | #VALUE! | #VALUE! | #VALUE!
Saturday | 10 | 8 | 11 | 6731 | 0 | 0 | 0 | 0 | 0 | 0 | 0 | 0 | 0 | 0 | 0 | 0 | 0 | 0 | 0 | 0 | 0 | 0 | 0 | 0 | 0 | 0 | 0 | 0 | 0.02337 | 0 | 0.00058973 | 0.053878 | 0.142 | 0 | 0 | 0 | 0 | 0 | 0 | 0 | 0 | 0 | 0 | 0 |  | 0 | 0 | 0 |  | #VALUE! | #VALUE! | #VALUE! | #VALUE! |  |  | #VALUE! | #VALUE! | 0 | 0 | 0.20123 | 0.20123 | #VALUE! | #VALUE! | #VALUE! | #VALUE! | 0 | 0 | 0.20123 | 0.20123 | #VALUE! | #VALUE! | #VALUE! | #VALUE! | 0 | 0 | 0.20123 | 0.20123 | #VALUE! | #VALUE! |  |  |  | #VALUE! | #VALUE! | #VALUE! | #VALUE! | #VALUE! | #VALUE! | #VALUE!
Saturday | 10 | 8 | 12 | 6732 | 0 | 0 | 0 | 0 | 0 | 0 | 0 | 0 | 0 | 0 | 0 | 0 | 0 | 0 | 0 | 0 | 0 | 0 | 0 | 0 | 0 | 0 | 0 | 0 | 0.023772 | 0 | 0.00027752 | 0.04852 | 0.137 | 0 | 0 | 0 | 0 | 0 | 0 | 0 | 0 | 0 | 0 | 0 |  | 0 | 0 | 0 |  | #VALUE! | #VALUE! | #VALUE! | #VALUE! |  |  | #VALUE! | #VALUE! | 0 | 0 | 0.20123 | 0.20123 | #VALUE! | #VALUE! | #VALUE! | #VALUE! | 0 | 0 | 0.20123 | 0.20123 | #VALUE! | #VALUE! | #VALUE! | #VALUE! | 0 | 0 | 0.20123 | 0.20123 | #VALUE! | #VALUE! |  |  |  | #VALUE! | #VALUE! | #VALUE! | #VALUE! | #VALUE! | #VALUE! | #VALUE!
Saturday | 10 | 8 | 13 | 6733 | 0 | 0 | 0 | 0 | 0 | 0 | 0 | 0 | 0 | 0 | 0 | 0 | 0 | 0 | 0 | 0 | 0 | 0 | 0 | 0 | 0 | 0 | 0 | 0 | 0.021654 | 0 | 0.00060129 | 0.063017 | 0.161 | 0 | 0 | 0 | 0 | 0 | 0 | 0 | 0 | 0 | 0 | 0 |  | 0 | 0 | 0 |  | #VALUE! | #VALUE! | #VALUE! | #VALUE! |  |  | #VALUE! | #VALUE! | 0 | 0 | 0.20123 | 0.20123 | #VALUE! | #VALUE! | #VALUE! | #VALUE! | 0 | 0 | 0.20123 | 0.20123 | #VALUE! | #VALUE! | #VALUE! | #VALUE! | 0 | 0 | 0.20123 | 0.20123 | #VALUE! | #VALUE! |  |  |  | #VALUE! | #VALUE! | #VALUE! | #VALUE! | #VALUE! | #VALUE! | #VALUE!
Saturday | 10 | 8 | 14 | 6734 | 0 | 0 | 0 | 0 | 0 | 0 | 0 | 0 | 0 | 0 | 0 | 0 | 0 | 0 | 0 | 0 | 0 | 0 | 0 | 0 | 0 | 0 | 0 | 0 | 0.021743 | 0 | 0 | 0.042583 | 0.125 | 0 | 0 | 0 | 0 | 0 | 0 | 0 | 0 | 0 | 0 | 0 |  | 0 | 0 | 0 |  | #VALUE! | #VALUE! | #VALUE! | #VALUE! |  |  | #VALUE! | #VALUE! | 0 | 0 | 0.20123 | 0.20123 | #VALUE! | #VALUE! | #VALUE! | #VALUE! | 0 | 0 | 0.20123 | 0.20123 | #VALUE! | #VALUE! | #VALUE! | #VALUE! | 0 | 0 | 0.20123 | 0.20123 | #VALUE! | #VALUE! |  |  |  | #VALUE! | #VALUE! | #VALUE! | #VALUE! | #VALUE! | #VALUE! | #VALUE!
Saturday | 10 | 8 | 15 | 6735 | 0 | 0 | 0 | 0 | 0 | 0 | 0 | 0 | 0 | 0 | 0 | 0 | 0 | 0 | 0 | 0 | 0 | 0 | 0 | 0 | 0 | 0 | 0 | 0 | 0.014589 | 0 | 0 | 0.03083 | 0.103 | 0 | 0 | 0 | 0 | 0 | 0 | 0 | 0 | 0 | 0 | 0 |  | 0 | 0 | 0 |  | #VALUE! | #VALUE! | #VALUE! | #VALUE! |  |  | #VALUE! | #VALUE! | 0 | 0 | 0.20123 | 0.20123 | #VALUE! | #VALUE! | #VALUE! | #VALUE! | 0 | 0 | 0.20123 | 0.20123 | #VALUE! | #VALUE! | #VALUE! | #VALUE! | 0 | 0 | 0.20123 | 0.20123 | #VALUE! | #VALUE! |  |  |  | #VALUE! | #VALUE! | #VALUE! | #VALUE! | #VALUE! | #VALUE! | #VALUE!
Saturday | 10 | 8 | 16 | 6736 | 0 | 0 | 0 | 0 | 0 | 0 | 0 | 0 | 0 | 0 | 0 | 0 | 0 | 0 | 0 | 0 | 0 | 0 | 0 | 0 | 0 | 0 | 0 | 0 | 0 | 0 | 0 | 0 | 0 | 0 | 0 | 0 | 0 | 0 | 0 | 0 | 0 | 0 | 0 | 0 |  | 0 | 0 | 0 |  | #VALUE! | #VALUE! | #VALUE! | #VALUE! |  |  | #VALUE! | #VALUE! | 0 | 0 | 0.20123 | 0.20123 | #VALUE! | #VALUE! | #VALUE! | #VALUE! | 0 | 0 | 0.20123 | 0.20123 | #VALUE! | #VALUE! | #VALUE! | #VALUE! | 0 | 0 | 0.20123 | 0.20123 | #VALUE! | #VALUE! |  |  |  | #VALUE! | #VALUE! | #VALUE! | #VALUE! | #VALUE! | #VALUE! | #VALUE!
Saturday | 10 | 8 | 17 | 6737 | 0 | 0 | 0 | 0 | 0 | 0 | 0 | 0 | 0 | 0 | 0 | 0 | 0 | 0 | 0 | 0 | 0 | 0 | 0 | 0 | 0 | 0 | 0 | 0 | 0 | 0 | 0 | 0 | 0 | 0 | 0 | 0 | 0 | 0 | 0 | 0 | 0 | 0 | 0 | 0 |  | 0 | 0 | 0 |  | #VALUE! | #VALUE! | #VALUE! | #VALUE! |  |  | #VALUE! | #VALUE! | 0 | 0 | 0.20123 | 0.20123 | #VALUE! | #VALUE! | #VALUE! | #VALUE! | 0 | 0 | 0.20123 | 0.20123 | #VALUE! | #VALUE! | #VALUE! | #VALUE! | 0 | 0 | 0.20123 | 0.20123 | #VALUE! | #VALUE! |  |  |  | #VALUE! | #VALUE! | #VALUE! | #VALUE! | #VALUE! | #VALUE! | #VALUE!
Saturday | 10 | 8 | 18 | 6738 | 0 | 0 | 0 | 0 | 0 | 0 | 0 | 0 | 0 | 0 | 0 | 0 | 0 | 0 | 0 | 0 | 0 | 0 | 0 | 0 | 0 | 0 | 0 | 0 | 0.0027455 | 0 | 0 | 0 | 0 | 0 | 0 | 0 | 0 | 0 | 0 | 0 | 0 | 0 | 0 | 0 |  | 0 | 0 | 0 |  | #VALUE! | #VALUE! | #VALUE! | #VALUE! |  |  | #VALUE! | #VALUE! | 0 | 0 | 0.20123 | 0.20123 | #VALUE! | #VALUE! | #VALUE! | #VALUE! | 0 | 0 | 0.20123 | 0.20123 | #VALUE! | #VALUE! | #VALUE! | #VALUE! | 0 | 0 | 0.20123 | 0.20123 | #VALUE! | #VALUE! |  |  |  | #VALUE! | #VALUE! | #VALUE! | #VALUE! | #VALUE! | #VALUE! | #VALUE!
Saturday | 10 | 8 | 19 | 6739 | 0 | 0 | 0 | 0 | 0 | 0 | 0 | 0 | 0 | 0 | 0 | 0 | 0 | 0 | 0 | 0 | 0 | 0 | 0 | 0 | 0 | 0 | 0 | 0 | 0 | 0 | 0 | 0 | 0 | 0 | 0 | 0 | 0 | 0 | 0 | 0 | 0 | 0 | 0 | 0 |  | 0 | 0 | 0 |  | #VALUE! | #VALUE! | #VALUE! | #VALUE! |  |  | #VALUE! | #VALUE! | 0 | 0 | 0.20123 | 0.20123 | #VALUE! | #VALUE! | #VALUE! | #VALUE! | 0 | 0 | 0.20123 | 0.20123 | #VALUE! | #VALUE! | #VALUE! | #VALUE! | 0 | 0 | 0.20123 | 0.20123 | #VALUE! | #VALUE! |  |  |  | #VALUE! | #VALUE! | #VALUE! | #VALUE! | #VALUE! | #VALUE! | #VALUE!
Saturday | 10 | 8 | 20 | 6740 | 0 | 0 | 0 | 0 | 0 | 0 | 0 | 0 | 0 | 0 | 0 | 0 | 0 | 0 | 0 | 0 | 0 | 0 | 0 | 0 | 0 | 0 | 0 | 0 | 0 | 0 | 0 | 0 | 0 | 0 | 0 | 0 | 0 | 0 | 0 | 0 | 0 | 0 | 0 | 0 |  | 0 | 0 | 0 |  | #VALUE! | #VALUE! | #VALUE! | #VALUE! |  |  | #VALUE! | #VALUE! | 0 | 0 | 0.20123 | 0.20123 | #VALUE! | #VALUE! | #VALUE! | #VALUE! | 0 | 0 | 0.20123 | 0.20123 | #VALUE! | #VALUE! | #VALUE! | #VALUE! | 0 | 0 | 0.20123 | 0.20123 | #VALUE! | #VALUE! |  |  |  | #VALUE! | #VALUE! | #VALUE! | #VALUE! | #VALUE! | #VALUE! | #VALUE!
Saturday | 10 | 8 | 21 | 6741 | 0 | 0 | 0 | 0 | 0 | 0 | 0 | 0 | 0 | 0 | 0 | 0 | 0 | 0 | 0 | 0 | 0 | 0 | 0 | 0 | 0 | 0 | 0 | 0 | 0 | 0 | 0 | 0 | 0 | 0 | 0 | 0 | 0 | 0 | 0 | 0 | 0 | 0 | 0 | 0 |  | 0 | 0 | 0 |  | #VALUE! | #VALUE! | #VALUE! | #VALUE! |  |  | #VALUE! | #VALUE! | 0 | 0 | 0.20123 | 0.20123 | #VALUE! | #VALUE! | #VALUE! | #VALUE! | 0 | 0 | 0.20123 | 0.20123 | #VALUE! | #VALUE! | #VALUE! | #VALUE! | 0 | 0 | 0.20123 | 0.20123 | #VALUE! | #VALUE! |  |  |  | #VALUE! | #VALUE! | #VALUE! | #VALUE! | #VALUE! | #VALUE! | #VALUE!
Saturday | 10 | 8 | 22 | 6742 | 0 | 0 | 0 | 0 | 0 | 0 | 0 | 0 | 0 | 0 | 0 | 0 | 0 | 0 | 0 | 0 | 0 | 0 | 0 | 0 | 0 | 0 | 0 | 0 | 0 | 0 | 0 | 0 | 0 | 0 | 0 | 0 | 0 | 0 | 0 | 0 | 0 | 0 | 0 | 0 |  | 0 | 0 | 0 |  | #VALUE! | #VALUE! | #VALUE! | #VALUE! |  |  | #VALUE! | #VALUE! | 0 | 0 | 0.20123 | 0.20123 | #VALUE! | #VALUE! | #VALUE! | #VALUE! | 0 | 0 | 0.20123 | 0.20123 | #VALUE! | #VALUE! | #VALUE! | #VALUE! | 0 | 0 | 0.20123 | 0.20123 | #VALUE! | #VALUE! |  |  |  | #VALUE! | #VALUE! | #VALUE! | #VALUE! | #VALUE! | #VALUE! | #VALUE!
Saturday | 10 | 8 | 23 | 6743 | 0 | 0 | 0 | 0 | 0 | 0 | 0 | 0 | 0 | 0 | 0 | 0 | 0 | 0 | 0 | 0 | 0 | 0 | 0 | 0 | 0 | 0 | 0 | 0 | 0 | 0 | 0 | 0 | 0 | 0 | 0 | 0 | 0 | 0 | 0 | 0 | 0 | 0 | 0 | 0 |  | 0 | 0 | 0 |  | #VALUE! | #VALUE! | #VALUE! | #VALUE! |  |  | #VALUE! | #VALUE! | 0 | 0 | 0.20123 | 0.20123 | #VALUE! | #VALUE! | #VALUE! | #VALUE! | 0 | 0 | 0.20123 | 0.20123 | #VALUE! | #VALUE! | #VALUE! | #VALUE! | 0 | 0 | 0.20123 | 0.20123 | #VALUE! | #VALUE! |  |  |  | #VALUE! | #VALUE! | #VALUE! | #VALUE! | #VALUE! | #VALUE! | #VALUE!
Saturday | 10 | 8 | 24 | 6744 | 0 | 0 | 0 | 0 | 0 | 0 | 0 | 0 | 0 | 0 | 0 | 0 | 0 | 0 | 0 | 0 | 0 | 0 | 0 | 0 | 0 | 0 | 0 | 0 | 0 | 0 | 0 | 0 | 0 | 0 | 0 | 0 | 0 | 0 | 0 | 0 | 0 | 0 | 0 | 0 |  | 0 | 0 | 0 |  | #VALUE! | #VALUE! | #VALUE! | #VALUE! |  |  | #VALUE! | #VALUE! | 0 | 0 | 0.20123 | 0.20123 | #VALUE! | #VALUE! | #VALUE! | #VALUE! | 0 | 0 | 0.20123 | 0.20123 | #VALUE! | #VALUE! | #VALUE! | #VALUE! | 0 | 0 | 0.20123 | 0.20123 | #VALUE! | #VALUE! |  |  |  | #VALUE! | #VALUE! | #VALUE! | #VALUE! | #VALUE! | #VALUE! | #VALUE!
Sunday | 10 | 9 | 1 | 6745 | 0 | 0 | 0 | 0 | 0 | 0 | 0 | 0 | 0 | 0 | 0 | 0 | 0 | 0 | 0 | 0 | 0 | 0 | 0 | 0 | 0 | 0 | 0 | 0 | 0 | 0 | 0 | 0 | 0 | 0 | 0 | 0 | 0 | 0 | 0 | 0 | 0 | 0 | 0 | 0 |  | 0 | 0 | 0 |  | #VALUE! | #VALUE! | #VALUE! | #VALUE! |  |  | #VALUE! | #VALUE! | 0 | 0 | 0.20123 | 0.20123 | #VALUE! | #VALUE! | #VALUE! | #VALUE! | 0 | 0 | 0.20123 | 0.20123 | #VALUE! | #VALUE! | #VALUE! | #VALUE! | 0 | 0 | 0.20123 | 0.20123 | #VALUE! | #VALUE! |  |  |  | #VALUE! | #VALUE! | #VALUE! | #VALUE! | #VALUE! | #VALUE! | #VALUE!
Sunday | 10 | 9 | 2 | 6746 | 0 | 0 | 0 | 0 | 0 | 0 | 0 | 0 | 0 | 0 | 0 | 0 | 0 | 0 | 0 | 0 | 0 | 0 | 0 | 0 | 0 | 0 | 0 | 0 | 0 | 0 | 0 | 0 | 0 | 0 | 0 | 0 | 0 | 0 | 0 | 0 | 0 | 0 | 0 | 0 |  | 0 | 0 | 0 |  | #VALUE! | #VALUE! | #VALUE! | #VALUE! |  |  | #VALUE! | #VALUE! | 0 | 0 | 0.20123 | 0.20123 | #VALUE! | #VALUE! | #VALUE! | #VALUE! | 0 | 0 | 0.20123 | 0.20123 | #VALUE! | #VALUE! | #VALUE! | #VALUE! | 0 | 0 | 0.20123 | 0.20123 | #VALUE! | #VALUE! |  |  |  | #VALUE! | #VALUE! | #VALUE! | #VALUE! | #VALUE! | #VALUE! | #VALUE!
Sunday | 10 | 9 | 3 | 6747 | 0 | 0 | 0 | 0 | 0 | 0 | 0 | 0 | 0 | 0 | 0 | 0 | 0 | 0 | 0 | 0 | 0 | 0 | 0 | 0 | 0 | 0 | 0 | 0 | 0 | 0 | 0 | 0 | 0 | 0 | 0 | 0 | 0 | 0 | 0 | 0 | 0 | 0 | 0 | 0 |  | 0 | 0 | 0 |  | #VALUE! | #VALUE! | #VALUE! | #VALUE! |  |  | #VALUE! | #VALUE! | 0 | 0 | 0.20123 | 0.20123 | #VALUE! | #VALUE! | #VALUE! | #VALUE! | 0 | 0 | 0.20123 | 0.20123 | #VALUE! | #VALUE! | #VALUE! | #VALUE! | 0 | 0 | 0.20123 | 0.20123 | #VALUE! | #VALUE! |  |  |  | #VALUE! | #VALUE! | #VALUE! | #VALUE! | #VALUE! | #VALUE! | #VALUE!
Sunday | 10 | 9 | 4 | 6748 | 0 | 0 | 0 | 0 | 0 | 0 | 0 | 0 | 0 | 0 | 0 | 0 | 0 | 0 | 0 | 0 | 0 | 0 | 0 | 0 | 0 | 0 | 0 | 0 | 0 | 0 | 0 | 0 | 0 | 0 | 0 | 0 | 0 | 0 | 0 | 0 | 0 | 0 | 0 | 0 |  | 0 | 0 | 0 |  | #VALUE! | #VALUE! | #VALUE! | #VALUE! |  |  | #VALUE! | #VALUE! | 0 | 0 | 0.20123 | 0.20123 | #VALUE! | #VALUE! | #VALUE! | #VALUE! | 0 | 0 | 0.20123 | 0.20123 | #VALUE! | #VALUE! | #VALUE! | #VALUE! | 0 | 0 | 0.20123 | 0.20123 | #VALUE! | #VALUE! |  |  |  | #VALUE! | #VALUE! | #VALUE! | #VALUE! | #VALUE! | #VALUE! | #VALUE!
Sunday | 10 | 9 | 5 | 6749 | 0 | 0 | 0 | 0 | 0 | 0 | 0 | 0 | 0 | 0 | 0 | 0 | 0 | 0 | 0 | 0 | 0 | 0 | 0 | 0 | 0 | 0 | 0 | 0 | 0 | 0 | 0 | 0 | 0 | 0 | 0 | 0 | 0 | 0 | 0 | 0 | 0 | 0 | 0 | 0 |  | 0 | 0 | 0 |  | #VALUE! | #VALUE! | #VALUE! | #VALUE! |  |  | #VALUE! | #VALUE! | 0 | 0 | 0.20123 | 0.20123 | #VALUE! | #VALUE! | #VALUE! | #VALUE! | 0 | 0 | 0.20123 | 0.20123 | #VALUE! | #VALUE! | #VALUE! | #VALUE! | 0 | 0 | 0.20123 | 0.20123 | #VALUE! | #VALUE! |  |  |  | #VALUE! | #VALUE! | #VALUE! | #VALUE! | #VALUE! | #VALUE! | #VALUE!
Sunday | 10 | 9 | 6 | 6750 | 0 | 0 | 0 | 0 | 0 | 0 | 0 | 0 | 0 | 0 | 0 | 0 | 0 | 0 | 0 | 0 | 0 | 0 | 0 | 0 | 0 | 0 | 0 | 0 | 0.0029336 | 0 | 0 | 0 | 0 | 0 | 0 | 0 | 0 | 0 | 0 | 0 | 0 | 0 | 0 | 0 |  | 0 | 0 | 0 |  | #VALUE! | #VALUE! | #VALUE! | #VALUE! |  |  | #VALUE! | #VALUE! | 0 | 0 | 0.20123 | 0.20123 | #VALUE! | #VALUE! | #VALUE! | #VALUE! | 0 | 0 | 0.20123 | 0.20123 | #VALUE! | #VALUE! | #VALUE! | #VALUE! | 0 | 0 | 0.20123 | 0.20123 | #VALUE! | #VALUE! |  |  |  | #VALUE! | #VALUE! | #VALUE! | #VALUE! | #VALUE! | #VALUE! | #VALUE!
Sunday | 10 | 9 | 7 | 6751 | 0 | 0 | 0 | 0 | 0 | 0 | 0 | 0 | 0 | 0 | 0 | 0 | 0 | 0 | 0 | 0 | 0 | 0 | 0 | 0 | 0 | 0 | 0 | 0 | 0 | 0 | 0 | 0 | 0 | 0 | 0 | 0 | 0 | 0 | 0 | 0 | 0 | 0 | 0 | 0 |  | 0 | 0 | 0 |  | #VALUE! | #VALUE! | #VALUE! | #VALUE! |  |  | #VALUE! | #VALUE! | 0 | 0 | 0.20123 | 0.20123 | #VALUE! | #VALUE! | #VALUE! | #VALUE! | 0 | 0 | 0.20123 | 0.20123 | #VALUE! | #VALUE! | #VALUE! | #VALUE! | 0 | 0 | 0.20123 | 0.20123 | #VALUE! | #VALUE! |  |  |  | #VALUE! | #VALUE! | #VALUE! | #VALUE! | #VALUE! | #VALUE! | #VALUE!
Sunday | 10 | 9 | 8 | 6752 | 0 | 0 | 0 | 0 | 0 | 0 | 0 | 0 | 0 | 0 | 0 | 0 | 0 | 0 | 0 | 0 | 0 | 0 | 0 | 0 | 0 | 0 | 0 | 0 | 0.0052251 | 0 | 0 | 0 | 0 | 0 | 0 | 0 | 0 | 0 | 0 | 0 | 0 | 0 | 0 | 0 |  | 0 | 0 | 0 |  | #VALUE! | #VALUE! | #VALUE! | #VALUE! |  |  | #VALUE! | #VALUE! | 0 | 0 | 0.20123 | 0.20123 | #VALUE! | #VALUE! | #VALUE! | #VALUE! | 0 | 0 | 0.20123 | 0.20123 | #VALUE! | #VALUE! | #VALUE! | #VALUE! | 0 | 0 | 0.20123 | 0.20123 | #VALUE! | #VALUE! |  |  |  | #VALUE! | #VALUE! | #VALUE! | #VALUE! | #VALUE! | #VALUE! | #VALUE!
Sunday | 10 | 9 | 9 | 6753 | 0 | 0 | 0 | 0 | 0 | 0 | 0 | 0 | 0 | 0 | 0 | 0 | 0 | 0 | 0 | 0 | 0 | 0 | 0 | 0 | 0 | 0 | 0 | 0 | 0 | 0 | 0 | 0 | 0 | 0 | 0 | 0 | 0 | 0 | 0 | 0 | 0 | 0 | 0 | 0 |  | 0 | 0 | 0 |  | #VALUE! | #VALUE! | #VALUE! | #VALUE! |  |  | #VALUE! | #VALUE! | 0 | 0 | 0.20123 | 0.20123 | #VALUE! | #VALUE! | #VALUE! | #VALUE! | 0 | 0 | 0.20123 | 0.20123 | #VALUE! | #VALUE! | #VALUE! | #VALUE! | 0 | 0 | 0.20123 | 0.20123 | #VALUE! | #VALUE! |  |  |  | #VALUE! | #VALUE! | #VALUE! | #VALUE! | #VALUE! | #VALUE! | #VALUE!
Sunday | 10 | 9 | 10 | 6754 | 0 | 0 | 0 | 0 | 0 | 0 | 0 | 0 | 0 | 0 | 0 | 0 | 0 | 0 | 0 | 0 | 0 | 0 | 0 | 0 | 0 | 0 | 0 | 0 | 0.0095062 | 0 | 0 | 0.003331 | 0 | 0 | 0 | 0 | 0 | 0 | 0 | 0 | 0 | 0 | 0 | 0 |  | 0 | 0 | 0 |  | #VALUE! | #VALUE! | #VALUE! | #VALUE! |  |  | #VALUE! | #VALUE! | 0 | 0 | 0.20123 | 0.20123 | #VALUE! | #VALUE! | #VALUE! | #VALUE! | 0 | 0 | 0.20123 | 0.20123 | #VALUE! | #VALUE! | #VALUE! | #VALUE! | 0 | 0 | 0.20123 | 0.20123 | #VALUE! | #VALUE! |  |  |  | #VALUE! | #VALUE! | #VALUE! | #VALUE! | #VALUE! | #VALUE! | #VALUE!
Sunday | 10 | 9 | 11 | 6755 | 0 | 0 | 0 | 0 | 0 | 0 | 0 | 0 | 0 | 0 | 0 | 0 | 0 | 0 | 0 | 0 | 0 | 0 | 0 | 0 | 0 | 0 | 0 | 0 | 0.023005 | 0 | 0 | 0.016998 | 0.035 | 0 | 0 | 0 | 0 | 0 | 0 | 0 | 0 | 0 | 0 | 0 |  | 0 | 0 | 0 |  | #VALUE! | #VALUE! | #VALUE! | #VALUE! |  |  | #VALUE! | #VALUE! | 0 | 0 | 0.20123 | 0.20123 | #VALUE! | #VALUE! | #VALUE! | #VALUE! | 0 | 0 | 0.20123 | 0.20123 | #VALUE! | #VALUE! | #VALUE! | #VALUE! | 0 | 0 | 0.20123 | 0.20123 | #VALUE! | #VALUE! |  |  |  | #VALUE! | #VALUE! | #VALUE! | #VALUE! | #VALUE! | #VALUE! | #VALUE!
Sunday | 10 | 9 | 12 | 6756 | 0 | 0 | 0 | 0 | 0 | 0 | 0 | 0 | 0 | 0 | 0 | 0 | 0 | 0 | 0 | 0 | 0 | 0 | 0 | 0 | 0 | 0 | 0 | 0 | 0.022767 | 0 | 0.00048566 | 0.044633 | 0.13 | 0 | 0 | 0 | 0 | 0 | 0 | 0 | 0 | 0 | 0 | 0 |  | 0 | 0 | 0 |  | #VALUE! | #VALUE! | #VALUE! | #VALUE! |  |  | #VALUE! | #VALUE! | 0 | 0 | 0.20123 | 0.20123 | #VALUE! | #VALUE! | #VALUE! | #VALUE! | 0 | 0 | 0.20123 | 0.20123 | #VALUE! | #VALUE! | #VALUE! | #VALUE! | 0 | 0 | 0.20123 | 0.20123 | #VALUE! | #VALUE! |  |  |  | #VALUE! | #VALUE! | #VALUE! | #VALUE! | #VALUE! | #VALUE! | #VALUE!
Sunday | 10 | 9 | 13 | 6757 | 0 | 0 | 0 | 0 | 0 | 0 | 0 | 0 | 0 | 0 | 0 | 0 | 0 | 0 | 0 | 0 | 0 | 0 | 0 | 0 | 0 | 0 | 0 | 0 | 0.025377 | 0 | 0.00083256 | 0.064849 | 0.168 | 0 | 0 | 0 | 0 | 0 | 0 | 0 | 0 | 0 | 0 | 0 |  | 0 | 0 | 0 |  | #VALUE! | #VALUE! | #VALUE! | #VALUE! |  |  | #VALUE! | #VALUE! | 0 | 0 | 0.20123 | 0.20123 | #VALUE! | #VALUE! | #VALUE! | #VALUE! | 0 | 0 | 0.20123 | 0.20123 | #VALUE! | #VALUE! | #VALUE! | #VALUE! | 0 | 0 | 0.20123 | 0.20123 | #VALUE! | #VALUE! |  |  |  | #VALUE! | #VALUE! | #VALUE! | #VALUE! | #VALUE! | #VALUE! | #VALUE!
Sunday | 10 | 9 | 14 | 6758 | 0 | 0 | 0 | 0 | 0 | 0 | 0 | 0 | 0 | 0 | 0 | 0 | 0 | 0 | 0 | 0 | 0 | 0 | 0 | 0 | 0 | 0 | 0 | 0 | 0.025778 | 0 | 0.00053191 | 0.061405 | 0.162 | 0 | 0 | 0 | 0 | 0 | 0 | 0 | 0 | 0 | 0 | 0 |  | 0 | 0 | 0 |  | #VALUE! | #VALUE! | #VALUE! | #VALUE! |  |  | #VALUE! | #VALUE! | 0 | 0 | 0.20123 | 0.20123 | #VALUE! | #VALUE! | #VALUE! | #VALUE! | 0 | 0 | 0.20123 | 0.20123 | #VALUE! | #VALUE! | #VALUE! | #VALUE! | 0 | 0 | 0.20123 | 0.20123 | #VALUE! | #VALUE! |  |  |  | #VALUE! | #VALUE! | #VALUE! | #VALUE! | #VALUE! | #VALUE! | #VALUE!
Sunday | 10 | 9 | 15 | 6759 | 0 | 0 | 0 | 0 | 0 | 0 | 0 | 0 | 0 | 0 | 0 | 0 | 0 | 0 | 0 | 0 | 0 | 0 | 0 | 0 | 0 | 0 | 0 | 0.0031742 | 0.025474 | 0 | 0.001191 | 0.092259 | 0.196 | 0 | 0 | 0 | 0 | 0 | 0 | 0 | 0 | 0 | 0 | 0 |  | 0 | 0 | 0 |  | #VALUE! | #VALUE! | #VALUE! | #VALUE! |  |  | #VALUE! | #VALUE! | 0 | 0 | 0.20123 | 0.20123 | #VALUE! | #VALUE! | #VALUE! | #VALUE! | 0 | 0 | 0.20123 | 0.20123 | #VALUE! | #VALUE! | #VALUE! | #VALUE! | 0 | 0 | 0.20123 | 0.20123 | #VALUE! | #VALUE! |  |  |  | #VALUE! | #VALUE! | #VALUE! | #VALUE! | #VALUE! | #VALUE! | #VALUE!
Sunday | 10 | 9 | 16 | 6760 | 0 | 0 | 0 | 0 | 0 | 0 | 0 | 0 | 0 | 0 | 0 | 0 | 0 | 0 | 0 | 0 | 0 | 0 | 0 | 0 | 0 | 0 | 0 | 0 | 0.026046 | 0 | 0.0002197 | 0.059207 | 0.144 | 0 | 0 | 0 | 0 | 0 | 0 | 0 | 0 | 0 | 0 | 0 |  | 0 | 0 | 0 |  | #VALUE! | #VALUE! | #VALUE! | #VALUE! |  |  | #VALUE! | #VALUE! | 0 | 0 | 0.20123 | 0.20123 | #VALUE! | #VALUE! | #VALUE! | #VALUE! | 0 | 0 | 0.20123 | 0.20123 | #VALUE! | #VALUE! | #VALUE! | #VALUE! | 0 | 0 | 0.20123 | 0.20123 | #VALUE! | #VALUE! |  |  |  | #VALUE! | #VALUE! | #VALUE! | #VALUE! | #VALUE! | #VALUE! | #VALUE!
Sunday | 10 | 9 | 17 | 6761 | 0 | 0 | 0 | 0 | 0 | 0 | 0 | 0 | 0 | 0 | 0 | 0 | 0 | 0 | 0 | 0 | 0 | 0 | 0 | 0 | 0 | 0 | 0 | 0 | 0.014939 | 0 | 0 | 0.035756 | 0.109 | 0 | 0 | 0 | 0 | 0 | 0 | 0 | 0 | 0 | 0 | 0 |  | 0 | 0 | 0 |  | #VALUE! | #VALUE! | #VALUE! | #VALUE! |  |  | #VALUE! | #VALUE! | 0 | 0 | 0.20123 | 0.20123 | #VALUE! | #VALUE! | #VALUE! | #VALUE! | 0 | 0 | 0.20123 | 0.20123 | #VALUE! | #VALUE! | #VALUE! | #VALUE! | 0 | 0 | 0.20123 | 0.20123 | #VALUE! | #VALUE! |  |  |  | #VALUE! | #VALUE! | #VALUE! | #VALUE! | #VALUE! | #VALUE! | #VALUE!
Sunday | 10 | 9 | 18 | 6762 | 0 | 0 | 0 | 0 | 0 | 0 | 0 | 0 | 0 | 0 | 0 | 0 | 0 | 0 | 0 | 0 | 0 | 0 | 0 | 0 | 0 | 0 | 0 | 0 | 0 | 0 | 0 | 0.0063448 | 0.029 | 0 | 0 | 0 | 0 | 0 | 0 | 0 | 0 | 0 | 0 | 0 |  | 0 | 0 | 0 |  | #VALUE! | #VALUE! | #VALUE! | #VALUE! |  |  | #VALUE! | #VALUE! | 0 | 0 | 0.20123 | 0.20123 | #VALUE! | #VALUE! | #VALUE! | #VALUE! | 0 | 0 | 0.20123 | 0.20123 | #VALUE! | #VALUE! | #VALUE! | #VALUE! | 0 | 0 | 0.20123 | 0.20123 | #VALUE! | #VALUE! |  |  |  | #VALUE! | #VALUE! | #VALUE! | #VALUE! | #VALUE! | #VALUE! | #VALUE!
Sunday | 10 | 9 | 19 | 6763 | 0 | 0 | 0 | 0 | 0 | 0 | 0 | 0 | 0 | 0 | 0 | 0 | 0 | 0 | 0 | 0 | 0 | 0 | 0 | 0 | 0 | 0 | 0 | 0 | 0 | 0 | 0 | 0.013296 | 0.06 | 0 | 0 | 0 | 0 | 0 | 0 | 0 | 0 | 0 | 0 | 0 |  | 0 | 0 | 0 |  | #VALUE! | #VALUE! | #VALUE! | #VALUE! |  |  | #VALUE! | #VALUE! | 0 | 0 | 0.20123 | 0.20123 | #VALUE! | #VALUE! | #VALUE! | #VALUE! | 0 | 0 | 0.20123 | 0.20123 | #VALUE! | #VALUE! | #VALUE! | #VALUE! | 0 | 0 | 0.20123 | 0.20123 | #VALUE! | #VALUE! |  |  |  | #VALUE! | #VALUE! | #VALUE! | #VALUE! | #VALUE! | #VALUE! | #VALUE!
Sunday | 10 | 9 | 20 | 6764 | 0 | 0 | 0 | 0 | 0 | 0 | 0 | 0 | 0 | 0 | 0 | 0 | 0 | 0 | 0 | 0 | 0 | 0 | 0 | 0 | 0 | 0 | 0 | 0 | 0 | 0 | 0 | 0.00031724 | 0 | 0 | 0 | 0 | 0 | 0 | 0 | 0 | 0 | 0 | 0 | 0 |  | 0 | 0 | 0 |  | #VALUE! | #VALUE! | #VALUE! | #VALUE! |  |  | #VALUE! | #VALUE! | 0 | 0 | 0.20123 | 0.20123 | #VALUE! | #VALUE! | #VALUE! | #VALUE! | 0 | 0 | 0.20123 | 0.20123 | #VALUE! | #VALUE! | #VALUE! | #VALUE! | 0 | 0 | 0.20123 | 0.20123 | #VALUE! | #VALUE! |  |  |  | #VALUE! | #VALUE! | #VALUE! | #VALUE! | #VALUE! | #VALUE! | #VALUE!
Sunday | 10 | 9 | 21 | 6765 | 0 | 0 | 0 | 0 | 0 | 0 | 0 | 0 | 0 | 0 | 0 | 0 | 0 | 0 | 0 | 0 | 0 | 0 | 0 | 0 | 0 | 0 | 0 | 0 | 0 | 0 | 0 | 0 | 0 | 0 | 0 | 0 | 0 | 0 | 0 | 0 | 0 | 0 | 0 | 0 |  | 0 | 0 | 0 |  | #VALUE! | #VALUE! | #VALUE! | #VALUE! |  |  | #VALUE! | #VALUE! | 0 | 0 | 0.20123 | 0.20123 | #VALUE! | #VALUE! | #VALUE! | #VALUE! | 0 | 0 | 0.20123 | 0.20123 | #VALUE! | #VALUE! | #VALUE! | #VALUE! | 0 | 0 | 0.20123 | 0.20123 | #VALUE! | #VALUE! |  |  |  | #VALUE! | #VALUE! | #VALUE! | #VALUE! | #VALUE! | #VALUE! | #VALUE!
Sunday | 10 | 9 | 22 | 6766 | 0 | 0 | 0 | 0 | 0 | 0 | 0 | 0 | 0 | 0 | 0 | 0 | 0 | 0 | 0 | 0 | 0 | 0 | 0 | 0 | 0 | 0 | 0 | 0 | 0.002868 | 0 | 0 | 0 | 0 | 0 | 0 | 0 | 0 | 0 | 0 | 0 | 0 | 0 | 0 | 0 |  | 0 | 0 | 0 |  | #VALUE! | #VALUE! | #VALUE! | #VALUE! |  |  | #VALUE! | #VALUE! | 0 | 0 | 0.20123 | 0.20123 | #VALUE! | #VALUE! | #VALUE! | #VALUE! | 0 | 0 | 0.20123 | 0.20123 | #VALUE! | #VALUE! | #VALUE! | #VALUE! | 0 | 0 | 0.20123 | 0.20123 | #VALUE! | #VALUE! |  |  |  | #VALUE! | #VALUE! | #VALUE! | #VALUE! | #VALUE! | #VALUE! | #VALUE!
Sunday | 10 | 9 | 23 | 6767 | 0 | 0 | 0 | 0 | 0 | 0 | 0 | 0 | 0 | 0 | 0 | 0 | 0 | 0 | 0 | 0 | 0 | 0 | 0 | 0 | 0 | 0 | 0 | 0 | 0 | 0 | 0 | 0 | 0 | 0 | 0 | 0 | 0 | 0 | 0 | 0 | 0 | 0 | 0 | 0 |  | 0 | 0 | 0 |  | #VALUE! | #VALUE! | #VALUE! | #VALUE! |  |  | #VALUE! | #VALUE! | 0 | 0 | 0.20123 | 0.20123 | #VALUE! | #VALUE! | #VALUE! | #VALUE! | 0 | 0 | 0.20123 | 0.20123 | #VALUE! | #VALUE! | #VALUE! | #VALUE! | 0 | 0 | 0.20123 | 0.20123 | #VALUE! | #VALUE! |  |  |  | #VALUE! | #VALUE! | #VALUE! | #VALUE! | #VALUE! | #VALUE! | #VALUE!
Sunday | 10 | 9 | 24 | 6768 | 0 | 0 | 0 | 0 | 0 | 0 | 0 | 0 | 0 | 0 | 0 | 0 | 0 | 0 | 0 | 0 | 0 | 0 | 0 | 0 | 0 | 0 | 0 | 0 | 0 | 0 | 0 | 0 | 0 | 0 | 0 | 0 | 0 | 0 | 0 | 0 | 0 | 0 | 0 | 0 |  | 0 | 0 | 0 |  | #VALUE! | #VALUE! | #VALUE! | #VALUE! |  |  | #VALUE! | #VALUE! | 0 | 0 | 0.20123 | 0.20123 | #VALUE! | #VALUE! | #VALUE! | #VALUE! | 0 | 0 | 0.20123 | 0.20123 | #VALUE! | #VALUE! | #VALUE! | #VALUE! | 0 | 0 | 0.20123 | 0.20123 | #VALUE! | #VALUE! |  |  |  | #VALUE! | #VALUE! | #VALUE! | #VALUE! | #VALUE! | #VALUE! | #VALUE!
Monday | 10 | 10 | 1 | 6769 | 0 | 0 | 0 | 0 | 0 | 0 | 0 | 0 | 0 | 0 | 0 | 0 | 0 | 0 | 0 | 0 | 0 | 0 | 0 | 0 | 0 | 0 | 0 | 0 | 0 | 0 | 0 | 0 | 0 | 0 | 0 | 0 | 0 | 0 | 0 | 0 | 0 | 0 | 0 | 0 |  | 0 | 0 | 0 |  | #VALUE! | #VALUE! | #VALUE! | #VALUE! |  |  | #VALUE! | #VALUE! | 0 | 0 | 0.20123 | 0.20123 | #VALUE! | #VALUE! | #VALUE! | #VALUE! | 0 | 0 | 0.20123 | 0.20123 | #VALUE! | #VALUE! | #VALUE! | #VALUE! | 0 | 0 | 0.20123 | 0.20123 | #VALUE! | #VALUE! |  |  |  | #VALUE! | #VALUE! | #VALUE! | #VALUE! | #VALUE! | #VALUE! | #VALUE!
Monday | 10 | 10 | 2 | 6770 | 0 | 0 | 0 | 0 | 0 | 0 | 0 | 0 | 0 | 0 | 0 | 0 | 0 | 0 | 0 | 0 | 0 | 0 | 0 | 0 | 0 | 0 | 0 | 0 | 0 | 0 | 0 | 0 | 0 | 0 | 0 | 0 | 0 | 0 | 0 | 0 | 0 | 0 | 0 | 0 |  | 0 | 0 | 0 |  | #VALUE! | #VALUE! | #VALUE! | #VALUE! |  |  | #VALUE! | #VALUE! | 0 | 0 | 0.20123 | 0.20123 | #VALUE! | #VALUE! | #VALUE! | #VALUE! | 0 | 0 | 0.20123 | 0.20123 | #VALUE! | #VALUE! | #VALUE! | #VALUE! | 0 | 0 | 0.20123 | 0.20123 | #VALUE! | #VALUE! |  |  |  | #VALUE! | #VALUE! | #VALUE! | #VALUE! | #VALUE! | #VALUE! | #VALUE!
Monday | 10 | 10 | 3 | 6771 | 0 | 0 | 0 | 0 | 0 | 0 | 0 | 0 | 0 | 0 | 0 | 0 | 0 | 0 | 0 | 0 | 0 | 0 | 0 | 0 | 0 | 0 | 0 | 0 | 0 | 0 | 0 | 0 | 0 | 0 | 0 | 0 | 0 | 0 | 0 | 0 | 0 | 0 | 0 | 0 |  | 0 | 0 | 0 |  | #VALUE! | #VALUE! | #VALUE! | #VALUE! |  |  | #VALUE! | #VALUE! | 0 | 0 | 0.20123 | 0.20123 | #VALUE! | #VALUE! | #VALUE! | #VALUE! | 0 | 0 | 0.20123 | 0.20123 | #VALUE! | #VALUE! | #VALUE! | #VALUE! | 0 | 0 | 0.20123 | 0.20123 | #VALUE! | #VALUE! |  |  |  | #VALUE! | #VALUE! | #VALUE! | #VALUE! | #VALUE! | #VALUE! | #VALUE!
Monday | 10 | 10 | 4 | 6772 | 0 | 0 | 0 | 0 | 0 | 0 | 0 | 0 | 0 | 0 | 0 | 0 | 0 | 0 | 0 | 0 | 0 | 0 | 0 | 0 | 0 | 0 | 0 | 0 | 0 | 0 | 0 | 0 | 0 | 0 | 0 | 0 | 0 | 0 | 0 | 0 | 0 | 0 | 0 | 0 |  | 0 | 0 | 0 |  | #VALUE! | #VALUE! | #VALUE! | #VALUE! |  |  | #VALUE! | #VALUE! | 0 | 0 | 0.20123 | 0.20123 | #VALUE! | #VALUE! | #VALUE! | #VALUE! | 0 | 0 | 0.20123 | 0.20123 | #VALUE! | #VALUE! | #VALUE! | #VALUE! | 0 | 0 | 0.20123 | 0.20123 | #VALUE! | #VALUE! |  |  |  | #VALUE! | #VALUE! | #VALUE! | #VALUE! | #VALUE! | #VALUE! | #VALUE!
Monday | 10 | 10 | 5 | 6773 | 0 | 0 | 0 | 0 | 0 | 0 | 0 | 0 | 0 | 0 | 0 | 0 | 0 | 0 | 0 | 0 | 0 | 0 | 0 | 0 | 0 | 0 | 0 | 0 | 0 | 0 | 0 | 0 | 0 | 0 | 0 | 0 | 0 | 0 | 0 | 0 | 0 | 0 | 0 | 0 |  | 0 | 0 | 0 |  | #VALUE! | #VALUE! | #VALUE! | #VALUE! |  |  | #VALUE! | #VALUE! | 0 | 0 | 0.20123 | 0.20123 | #VALUE! | #VALUE! | #VALUE! | #VALUE! | 0 | 0 | 0.20123 | 0.20123 | #VALUE! | #VALUE! | #VALUE! | #VALUE! | 0 | 0 | 0.20123 | 0.20123 | #VALUE! | #VALUE! |  |  |  | #VALUE! | #VALUE! | #VALUE! | #VALUE! | #VALUE! | #VALUE! | #VALUE!
Monday | 10 | 10 | 6 | 6774 | 0 | 0 | 0 | 0 | 0 | 0 | 0 | 0 | 0 | 0 | 0 | 0 | 0 | 0 | 0 | 0 | 0 | 0 | 0 | 0 | 0 | 0 | 0 | 0 | 0.0021255 | 0 | 0 | 0 | 0 | 0 | 0 | 0 | 0 | 0 | 0 | 0 | 0 | 0 | 0 | 0 |  | 0 | 0 | 0 |  | #VALUE! | #VALUE! | #VALUE! | #VALUE! |  |  | #VALUE! | #VALUE! | 0 | 0 | 0.20123 | 0.20123 | #VALUE! | #VALUE! | #VALUE! | #VALUE! | 0 | 0 | 0.20123 | 0.20123 | #VALUE! | #VALUE! | #VALUE! | #VALUE! | 0 | 0 | 0.20123 | 0.20123 | #VALUE! | #VALUE! |  |  |  | #VALUE! | #VALUE! | #VALUE! | #VALUE! | #VALUE! | #VALUE! | #VALUE!
Monday | 10 | 10 | 7 | 6775 | 0 | 0 | 0 | 0 | 0 | 0 | 0 | 0 | 0 | 0 | 0 | 0 | 0 | 0 | 0 | 0 | 0 | 0 | 0 | 0 | 0 | 0 | 0 | 0 | 0 | 0 | 0 | 0 | 0 | 0 | 0 | 0 | 0 | 0 | 0 | 0 | 0 | 0 | 0 | 0 |  | 0 | 0 | 0 |  | #VALUE! | #VALUE! | #VALUE! | #VALUE! |  |  | #VALUE! | #VALUE! | 0 | 0 | 0.20123 | 0.20123 | #VALUE! | #VALUE! | #VALUE! | #VALUE! | 0 | 0 | 0.20123 | 0.20123 | #VALUE! | #VALUE! | #VALUE! | #VALUE! | 0 | 0 | 0.20123 | 0.20123 | #VALUE! | #VALUE! |  |  |  | #VALUE! | #VALUE! | #VALUE! | #VALUE! | #VALUE! | #VALUE! | #VALUE!
Monday | 10 | 10 | 8 | 6776 | 0 | 0 | 0 | 0 | 0 | 0 | 0 | 0 | 0 | 0 | 0 | 0 | 0 | 0 | 0 | 0 | 0 | 0 | 0 | 0 | 0 | 0 | 0 | 0 | 0.0026598 | 0 | 0 | 0 | 0 | 0 | 0 | 0 | 0 | 0 | 0 | 0 | 0 | 0 | 0 | 0 |  | 0 | 0 | 0 |  | #VALUE! | #VALUE! | #VALUE! | #VALUE! |  |  | #VALUE! | #VALUE! | 0 | 0 | 0.20123 | 0.20123 | #VALUE! | #VALUE! | #VALUE! | #VALUE! | 0 | 0 | 0.20123 | 0.20123 | #VALUE! | #VALUE! | #VALUE! | #VALUE! | 0 | 0 | 0.20123 | 0.20123 | #VALUE! | #VALUE! |  |  |  | #VALUE! | #VALUE! | #VALUE! | #VALUE! | #VALUE! | #VALUE! | #VALUE!
Monday | 10 | 10 | 9 | 6777 | 0 | 0 | 0 | 0 | 0 | 0 | 0 | 0 | 0 | 0 | 0 | 0 | 0 | 0 | 0 | 0 | 0 | 0 | 0 | 0 | 0 | 0 | 0 | 0 | 0.010476 | 0 | 0 | 0.019679 | 0.056 | 0 | 0 | 0 | 0 | 0 | 0 | 0 | 0 | 0 | 0 | 0 |  | 0 | 0 | 0 |  | #VALUE! | #VALUE! | #VALUE! | #VALUE! |  |  | #VALUE! | #VALUE! | 0 | 0 | 0.20123 | 0.20123 | #VALUE! | #VALUE! | #VALUE! | #VALUE! | 0 | 0 | 0.20123 | 0.20123 | #VALUE! | #VALUE! | #VALUE! | #VALUE! | 0 | 0 | 0.20123 | 0.20123 | #VALUE! | #VALUE! |  |  |  | #VALUE! | #VALUE! | #VALUE! | #VALUE! | #VALUE! | #VALUE! | #VALUE!
Monday | 10 | 10 | 10 | 6778 | 0 | 0 | 0 | 0 | 0 | 0 | 0 | 0 | 0 | 0 | 0 | 0 | 0 | 0 | 0 | 0 | 0 | 0 | 0 | 0 | 0 | 0 | 0 | 0.0001875 | 0.022029 | 0 | 0.0013067 | 0.071988 | 0.189 | 0 | 0 | 0 | 0 | 0 | 0 | 0 | 0 | 0 | 0 | 0 |  | 0 | 0 | 0 |  | #VALUE! | #VALUE! | #VALUE! | #VALUE! |  |  | #VALUE! | #VALUE! | 0 | 0 | 0.20123 | 0.20123 | #VALUE! | #VALUE! | #VALUE! | #VALUE! | 0 | 0 | 0.20123 | 0.20123 | #VALUE! | #VALUE! | #VALUE! | #VALUE! | 0 | 0 | 0.20123 | 0.20123 | #VALUE! | #VALUE! |  |  |  | #VALUE! | #VALUE! | #VALUE! | #VALUE! | #VALUE! | #VALUE! | #VALUE!
Monday | 10 | 10 | 11 | 6779 | 0 | 0 | 0 | 0 | 0 | 0 | 0 | 0 | 0 | 0 | 0 | 0 | 0 | 0 | 0 | 0 | 0 | 0 | 0 | 0 | 0 | 0 | 0.0015 | 0.038285 | 0.051413 | 0 | 0.0026942 | 0.14626 | 0.284 | 0 | 0 | 0 | 0 | 0 | 0 | 0 | 0 | 0 | 0 | 0 |  | 0 | 0 | 0 |  | #VALUE! | #VALUE! | #VALUE! | #VALUE! |  |  | #VALUE! | #VALUE! | 0 | 0 | 0.20123 | 0.20123 | #VALUE! | #VALUE! | #VALUE! | #VALUE! | 0 | 0 | 0.20123 | 0.20123 | #VALUE! | #VALUE! | #VALUE! | #VALUE! | 0 | 0 | 0.20123 | 0.20123 | #VALUE! | #VALUE! |  |  |  | #VALUE! | #VALUE! | #VALUE! | #VALUE! | #VALUE! | #VALUE! | #VALUE!
Monday | 10 | 10 | 12 | 6780 | 0 | 0 | 0 | 0 | 0 | 0 | 0 | 0 | 0 | 0 | 0 | 0 | 0 | 0 | 0 | 0 | 0 | 0 | 0 | 0 | 0 | 0 | 0.018833 | 0.093742 | 0.17328 | 0 | 0.0033534 | 0.19633 | 0.329 | 0 | 0 | 0 | 0 | 0 | 0 | 0 | 0 | 0 | 0 | 0 |  | 0 | 0 | 0 |  | #VALUE! | #VALUE! | #VALUE! | #VALUE! |  |  | #VALUE! | #VALUE! | 0 | 0 | 0.20123 | 0.20123 | #VALUE! | #VALUE! | #VALUE! | #VALUE! | 0 | 0 | 0.20123 | 0.20123 | #VALUE! | #VALUE! | #VALUE! | #VALUE! | 0 | 0 | 0.20123 | 0.20123 | #VALUE! | #VALUE! |  |  |  | #VALUE! | #VALUE! | #VALUE! | #VALUE! | #VALUE! | #VALUE! | #VALUE!
Monday | 10 | 10 | 13 | 6781 | 0 | 0 | 0 | 0 | 0 | 0 | 0 | 0 | 0 | 0 | 0 | 0 | 0 | 0 | 0 | 0 | 0 | 0 | 0 | 0 | 0 | 0.1145 | 0.19017 | 0.28655 | 0.1745 | 0 | 0.0054734 | 0.32783 | 0.433 | 0 | 0 | 0 | 0 | 0 | 0 | 0 | 0 | 0 | 0 | 0 |  | 0 | 0 | 0 |  | #VALUE! | #VALUE! | #VALUE! | #VALUE! |  |  | #VALUE! | #VALUE! | 0 | 0 | 0.20123 | 0.20123 | #VALUE! | #VALUE! | #VALUE! | #VALUE! | 0 | 0 | 0.20123 | 0.20123 | #VALUE! | #VALUE! | #VALUE! | #VALUE! | 0 | 0 | 0.20123 | 0.20123 | #VALUE! | #VALUE! |  |  |  | #VALUE! | #VALUE! | #VALUE! | #VALUE! | #VALUE! | #VALUE! | #VALUE!
Monday | 10 | 10 | 14 | 6782 | 0 | 0 | 0 | 0 | 0 | 0 | 0 | 0 | 0 | 0 | 0 | 0 | 0 | 0 | 0 | 0 | 0 | 0 | 0 | 0 | 0 | 0.1995 | 0.27433 | 0.3696 | 0.20598 | 0 | 0.0074128 | 0.37922 | 0.445 | 0 | 0 | 0 | 0 | 0 | 0 | 0 | 0 | 0 | 0 | 0 |  | 0 | 0 | 0 |  | #VALUE! | #VALUE! | #VALUE! | #VALUE! |  |  | #VALUE! | #VALUE! | 0 | 0 | 0.20123 | 0.20123 | #VALUE! | #VALUE! | #VALUE! | #VALUE! | 0 | 0 | 0.20123 | 0.20123 | #VALUE! | #VALUE! | #VALUE! | #VALUE! | 0 | 0 | 0.20123 | 0.20123 | #VALUE! | #VALUE! |  |  |  | #VALUE! | #VALUE! | #VALUE! | #VALUE! | #VALUE! | #VALUE! | #VALUE!
Monday | 10 | 10 | 15 | 6783 | 0 | 0 | 0 | 0 | 0 | 0 | 0 | 0 | 0 | 0 | 0 | 0 | 0 | 0 | 0 | 0 | 0 | 0 | 0 | 0 | 0 | 0.2155 | 0.27642 | 0.35717 | 0.19928 | 0 | 0.00822 | 0.36572 | 0.409 | 0 | 0 | 0 | 0 | 0 | 0 | 0 | 0 | 0 | 0 | 0 |  | 0 | 0 | 0 |  | #VALUE! | #VALUE! | #VALUE! | #VALUE! |  |  | #VALUE! | #VALUE! | 0 | 0 | 0.20123 | 0.20123 | #VALUE! | #VALUE! | #VALUE! | #VALUE! | 0 | 0 | 0.20123 | 0.20123 | #VALUE! | #VALUE! | #VALUE! | #VALUE! | 0 | 0 | 0.20123 | 0.20123 | #VALUE! | #VALUE! |  |  |  | #VALUE! | #VALUE! | #VALUE! | #VALUE! | #VALUE! | #VALUE! | #VALUE!
Monday | 10 | 10 | 16 | 6784 | 0 | 0 | 0 | 0 | 0 | 0 | 0 | 0 | 0 | 0 | 0 | 0 | 0 | 0 | 0 | 0 | 0 | 0 | 0 | 0 | 0 | 0.185 | 0.25308 | 0.31151 | 0.18252 | 0 | 0.017449 | 0.33224 | 0.372 | 0 | 0 | 0 | 0 | 0 | 0 | 0 | 0 | 0 | 0 | 0 |  | 0 | 0 | 0 |  | #VALUE! | #VALUE! | #VALUE! | #VALUE! |  |  | #VALUE! | #VALUE! | 0 | 0 | 0.20123 | 0.20123 | #VALUE! | #VALUE! | #VALUE! | #VALUE! | 0 | 0 | 0.20123 | 0.20123 | #VALUE! | #VALUE! | #VALUE! | #VALUE! | 0 | 0 | 0.20123 | 0.20123 | #VALUE! | #VALUE! |  |  |  | #VALUE! | #VALUE! | #VALUE! | #VALUE! | #VALUE! | #VALUE! | #VALUE!
Monday | 10 | 10 | 17 | 6785 | 0 | 0 | 0 | 0 | 0 | 0 | 0 | 0 | 0 | 0 | 0 | 0 | 0 | 0 | 0 | 0 | 0 | 0 | 0 | 0 | 0 | 0.1145 | 0.173 | 0.23311 | 0.13801 | 0 | 0.0058617 | 0.28079 | 0.335 | 0 | 0 | 0 | 0 | 0 | 0 | 0 | 0 | 0 | 0 | 0 |  | 0 | 0 | 0 |  | #VALUE! | #VALUE! | #VALUE! | #VALUE! |  |  | #VALUE! | #VALUE! | 0 | 0 | 0.20123 | 0.20123 | #VALUE! | #VALUE! | #VALUE! | #VALUE! | 0 | 0 | 0.20123 | 0.20123 | #VALUE! | #VALUE! | #VALUE! | #VALUE! | 0 | 0 | 0.20123 | 0.20123 | #VALUE! | #VALUE! |  |  |  | #VALUE! | #VALUE! | #VALUE! | #VALUE! | #VALUE! | #VALUE! | #VALUE!
Monday | 10 | 10 | 18 | 6786 | 0 | 0 | 0 | 0 | 0 | 0 | 0 | 0 | 0 | 0 | 0 | 0 | 0 | 0 | 0 | 0 | 0 | 0 | 0 | 0 | 0 | 0.082 | 0.15333 | 0.20323 | 0.13339 | 0 | 0.0046326 | 0.26971 | 0.342 | 0 | 0 | 0 | 0 | 0 | 0 | 0 | 0 | 0 | 0 | 0 |  | 0 | 0 | 0 |  | #VALUE! | #VALUE! | #VALUE! | #VALUE! |  |  | #VALUE! | #VALUE! | 0 | 0 | 0.20123 | 0.20123 | #VALUE! | #VALUE! | #VALUE! | #VALUE! | 0 | 0 | 0.20123 | 0.20123 | #VALUE! | #VALUE! | #VALUE! | #VALUE! | 0 | 0 | 0.20123 | 0.20123 | #VALUE! | #VALUE! |  |  |  | #VALUE! | #VALUE! | #VALUE! | #VALUE! | #VALUE! | #VALUE! | #VALUE!
Monday | 10 | 10 | 19 | 6787 | 0 | 0 | 0 | 0 | 0 | 0 | 0 | 0 | 0 | 0 | 0 | 0 | 0 | 0 | 0 | 0 | 0 | 0 | 0 | 0 | 0 | 0.046 | 0.1225 | 0.16343 | 0.041448 | 0 | 0.0036656 | 0.24653 | 0.332 | 0 | 0 | 0 | 0 | 0 | 0 | 0 | 0 | 0 | 0 | 0 |  | 0 | 0 | 0 |  | #VALUE! | #VALUE! | #VALUE! | #VALUE! |  |  | #VALUE! | #VALUE! | 0 | 0 | 0.20123 | 0.20123 | #VALUE! | #VALUE! | #VALUE! | #VALUE! | 0 | 0 | 0.20123 | 0.20123 | #VALUE! | #VALUE! | #VALUE! | #VALUE! | 0 | 0 | 0.20123 | 0.20123 | #VALUE! | #VALUE! |  |  |  | #VALUE! | #VALUE! | #VALUE! | #VALUE! | #VALUE! | #VALUE! | #VALUE!
Monday | 10 | 10 | 20 | 6788 | 0 | 0 | 0 | 0 | 0 | 0 | 0 | 0 | 0 | 0 | 0 | 0 | 0 | 0 | 0 | 0 | 0 | 0 | 0 | 0 | 0 | 0.0035 | 0.058 | 0.089772 | 0.036692 | 0 | 0.003203 | 0.21283 | 0.32 | 0 | 0 | 0 | 0 | 0 | 0 | 0 | 0 | 0 | 0 | 0 |  | 0 | 0 | 0 |  | #VALUE! | #VALUE! | #VALUE! | #VALUE! |  |  | #VALUE! | #VALUE! | 0 | 0 | 0.20123 | 0.20123 | #VALUE! | #VALUE! | #VALUE! | #VALUE! | 0 | 0 | 0.20123 | 0.20123 | #VALUE! | #VALUE! | #VALUE! | #VALUE! | 0 | 0 | 0.20123 | 0.20123 | #VALUE! | #VALUE! |  |  |  | #VALUE! | #VALUE! | #VALUE! | #VALUE! | #VALUE! | #VALUE! | #VALUE!
Monday | 10 | 10 | 21 | 6789 | 0 | 0 | 0 | 0 | 0 | 0 | 0 | 0 | 0 | 0 | 0 | 0 | 0 | 0 | 0 | 0 | 0 | 0 | 0 | 0 | 0 | 0 | 0 | 0.0082607 | 0.022077 | 0 | 0.0023358 | 0.15178 | 0.298 | 0 | 0 | 0 | 0 | 0 | 0 | 0 | 0 | 0 | 0 | 0 |  | 0 | 0 | 0 |  | #VALUE! | #VALUE! | #VALUE! | #VALUE! |  |  | #VALUE! | #VALUE! | 0 | 0 | 0.20123 | 0.20123 | #VALUE! | #VALUE! | #VALUE! | #VALUE! | 0 | 0 | 0.20123 | 0.20123 | #VALUE! | #VALUE! | #VALUE! | #VALUE! | 0 | 0 | 0.20123 | 0.20123 | #VALUE! | #VALUE! |  |  |  | #VALUE! | #VALUE! | #VALUE! | #VALUE! | #VALUE! | #VALUE! | #VALUE!
Monday | 10 | 10 | 22 | 6790 | 0 | 0 | 0 | 0 | 0 | 0 | 0 | 0 | 0 | 0 | 0 | 0 | 0 | 0 | 0 | 0 | 0 | 0 | 0 | 0 | 0 | 0 | 0 | 0.00096875 | 0.021495 | 0 | 0.0015495 | 0.12094 | 0.278 | 0 | 0 | 0 | 0 | 0 | 0 | 0 | 0 | 0 | 0 | 0 |  | 0 | 0 | 0 |  | #VALUE! | #VALUE! | #VALUE! | #VALUE! |  |  | #VALUE! | #VALUE! | 0 | 0 | 0.20123 | 0.20123 | #VALUE! | #VALUE! | #VALUE! | #VALUE! | 0 | 0 | 0.20123 | 0.20123 | #VALUE! | #VALUE! | #VALUE! | #VALUE! | 0 | 0 | 0.20123 | 0.20123 | #VALUE! | #VALUE! |  |  |  | #VALUE! | #VALUE! | #VALUE! | #VALUE! | #VALUE! | #VALUE! | #VALUE!
Monday | 10 | 10 | 23 | 6791 | 0 | 0 | 0 | 0 | 0 | 0 | 0 | 0 | 0 | 0 | 0 | 0 | 0 | 0 | 0 | 0 | 0 | 0 | 0 | 0 | 0 | 0 | 0 | 0.0048807 | 0.019642 | 0 | 0.002012 | 0.1249 | 0.262 | 0 | 0 | 0 | 0 | 0 | 0 | 0 | 0 | 0 | 0 | 0 |  | 0 | 0 | 0 |  | #VALUE! | #VALUE! | #VALUE! | #VALUE! |  |  | #VALUE! | #VALUE! | 0 | 0 | 0.20123 | 0.20123 | #VALUE! | #VALUE! | #VALUE! | #VALUE! | 0 | 0 | 0.20123 | 0.20123 | #VALUE! | #VALUE! | #VALUE! | #VALUE! | 0 | 0 | 0.20123 | 0.20123 | #VALUE! | #VALUE! |  |  |  | #VALUE! | #VALUE! | #VALUE! | #VALUE! | #VALUE! | #VALUE! | #VALUE!
Monday | 10 | 10 | 24 | 6792 | 0 | 0 | 0 | 0 | 0 | 0 | 0 | 0 | 0 | 0 | 0 | 0 | 0 | 0 | 0 | 0 | 0 | 0 | 0 | 0 | 0 | 0 | 0 | 0.0015909 | 0.019957 | 0 | 0.0020351 | 0.12211 | 0.263 | 0 | 0 | 0 | 0 | 0 | 0 | 0 | 0 | 0 | 0 | 0 |  | 0 | 0 | 0 |  | #VALUE! | #VALUE! | #VALUE! | #VALUE! |  |  | #VALUE! | #VALUE! | 0 | 0 | 0.20123 | 0.20123 | #VALUE! | #VALUE! | #VALUE! | #VALUE! | 0 | 0 | 0.20123 | 0.20123 | #VALUE! | #VALUE! | #VALUE! | #VALUE! | 0 | 0 | 0.20123 | 0.20123 | #VALUE! | #VALUE! |  |  |  | #VALUE! | #VALUE! | #VALUE! | #VALUE! | #VALUE! | #VALUE! | #VALUE!
Tuesday | 10 | 11 | 1 | 6793 | 0 | 0 | 0 | 0 | 0 | 0 | 0 | 0 | 0 | 0 | 0 | 0 | 0 | 0 | 0 | 0 | 0 | 0 | 0 | 0 | 0 | 0 | 0 | 0.00125 | 0.019058 | 0 | 0.0017576 | 0.10456 | 0.227 | 0 | 0 | 0 | 0 | 0 | 0 | 0 | 0 | 0 | 0 | 0 |  | 0 | 0 | 0 |  | #VALUE! | #VALUE! | #VALUE! | #VALUE! |  |  | #VALUE! | #VALUE! | 0 | 0 | 0.20123 | 0.20123 | #VALUE! | #VALUE! | #VALUE! | #VALUE! | 0 | 0 | 0.20123 | 0.20123 | #VALUE! | #VALUE! | #VALUE! | #VALUE! | 0 | 0 | 0.20123 | 0.20123 | #VALUE! | #VALUE! |  |  |  | #VALUE! | #VALUE! | #VALUE! | #VALUE! | #VALUE! | #VALUE! | #VALUE!
Tuesday | 10 | 11 | 2 | 6794 | 0 | 0 | 0 | 0 | 0 | 0 | 0 | 0 | 0 | 0 | 0 | 0 | 0 | 0 | 0 | 0 | 0 | 0 | 0 | 0 | 0 | 0 | 0 | 0 | 0.020196 | 0 | 0.0014801 | 0.092979 | 0.218 | 0 | 0 | 0 | 0 | 0 | 0 | 0 | 0 | 0 | 0 | 0 |  | 0 | 0 | 0 |  | #VALUE! | #VALUE! | #VALUE! | #VALUE! |  |  | #VALUE! | #VALUE! | 0 | 0 | 0.20123 | 0.20123 | #VALUE! | #VALUE! | #VALUE! | #VALUE! | 0 | 0 | 0.20123 | 0.20123 | #VALUE! | #VALUE! | #VALUE! | #VALUE! | 0 | 0 | 0.20123 | 0.20123 | #VALUE! | #VALUE! |  |  |  | #VALUE! | #VALUE! | #VALUE! | #VALUE! | #VALUE! | #VALUE! | #VALUE!
Tuesday | 10 | 11 | 3 | 6795 | 0 | 0 | 0 | 0 | 0 | 0 | 0 | 0 | 0 | 0 | 0 | 0 | 0 | 0 | 0 | 0 | 0 | 0 | 0 | 0 | 0 | 0 | 0 | 0 | 0.018583 | 0 | 0.0011563 | 0.082041 | 0.208 | 0 | 0 | 0 | 0 | 0 | 0 | 0 | 0 | 0 | 0 | 0 |  | 0 | 0 | 0 |  | #VALUE! | #VALUE! | #VALUE! | #VALUE! |  |  | #VALUE! | #VALUE! | 0 | 0 | 0.20123 | 0.20123 | #VALUE! | #VALUE! | #VALUE! | #VALUE! | 0 | 0 | 0.20123 | 0.20123 | #VALUE! | #VALUE! | #VALUE! | #VALUE! | 0 | 0 | 0.20123 | 0.20123 | #VALUE! | #VALUE! |  |  |  | #VALUE! | #VALUE! | #VALUE! | #VALUE! | #VALUE! | #VALUE! | #VALUE!
Tuesday | 10 | 11 | 4 | 6796 | 0 | 0 | 0 | 0 | 0 | 0 | 0 | 0 | 0 | 0 | 0 | 0 | 0 | 0 | 0 | 0 | 0 | 0 | 0 | 0 | 0 | 0 | 0 | 0 | 0.01652 | 0 | 0.00097132 | 0.084256 | 0.234 | 0 | 0 | 0 | 0 | 0 | 0 | 0 | 0 | 0 | 0 | 0 |  | 0 | 0 | 0 |  | #VALUE! | #VALUE! | #VALUE! | #VALUE! |  |  | #VALUE! | #VALUE! | 0 | 0 | 0.20123 | 0.20123 | #VALUE! | #VALUE! | #VALUE! | #VALUE! | 0 | 0 | 0.20123 | 0.20123 | #VALUE! | #VALUE! | #VALUE! | #VALUE! | 0 | 0 | 0.20123 | 0.20123 | #VALUE! | #VALUE! |  |  |  | #VALUE! | #VALUE! | #VALUE! | #VALUE! | #VALUE! | #VALUE! | #VALUE!
Tuesday | 10 | 11 | 5 | 6797 | 0 | 0 | 0 | 0 | 0 | 0 | 0 | 0 | 0 | 0 | 0 | 0 | 0 | 0 | 0 | 0 | 0 | 0 | 0 | 0 | 0 | 0 | 0 | 0 | 0.0060145 | 0 | 0 | 0.031943 | 0.124 | 0 | 0 | 0 | 0 | 0 | 0 | 0 | 0 | 0 | 0 | 0 |  | 0 | 0 | 0 |  | #VALUE! | #VALUE! | #VALUE! | #VALUE! |  |  | #VALUE! | #VALUE! | 0 | 0 | 0.20123 | 0.20123 | #VALUE! | #VALUE! | #VALUE! | #VALUE! | 0 | 0 | 0.20123 | 0.20123 | #VALUE! | #VALUE! | #VALUE! | #VALUE! | 0 | 0 | 0.20123 | 0.20123 | #VALUE! | #VALUE! |  |  |  | #VALUE! | #VALUE! | #VALUE! | #VALUE! | #VALUE! | #VALUE! | #VALUE!
Tuesday | 10 | 11 | 6 | 6798 | 0 | 0 | 0 | 0 | 0 | 0 | 0 | 0 | 0 | 0 | 0 | 0 | 0 | 0 | 0 | 0 | 0 | 0 | 0 | 0 | 0 | 0 | 0 | 0 | 0 | 0 | 0 | 0.01701 | 0.075 | 0 | 0 | 0 | 0 | 0 | 0 | 0 | 0 | 0 | 0 | 0 |  | 0 | 0 | 0 |  | #VALUE! | #VALUE! | #VALUE! | #VALUE! |  |  | #VALUE! | #VALUE! | 0 | 0 | 0.20123 | 0.20123 | #VALUE! | #VALUE! | #VALUE! | #VALUE! | 0 | 0 | 0.20123 | 0.20123 | #VALUE! | #VALUE! | #VALUE! | #VALUE! | 0 | 0 | 0.20123 | 0.20123 | #VALUE! | #VALUE! |  |  |  | #VALUE! | #VALUE! | #VALUE! | #VALUE! | #VALUE! | #VALUE! | #VALUE!
Tuesday | 10 | 11 | 7 | 6799 | 0 | 0 | 0 | 0 | 0 | 0 | 0 | 0 | 0 | 0 | 0 | 0 | 0 | 0 | 0 | 0 | 0 | 0 | 0 | 0 | 0 | 0 | 0 | 0 | 0 | 0 | 0 | 0.016814 | 0.07 | 0 | 0 | 0 | 0 | 0 | 0 | 0 | 0 | 0 | 0 | 0 |  | 0 | 0 | 0 |  | #VALUE! | #VALUE! | #VALUE! | #VALUE! |  |  | #VALUE! | #VALUE! | 0 | 0 | 0.20123 | 0.20123 | #VALUE! | #VALUE! | #VALUE! | #VALUE! | 0 | 0 | 0.20123 | 0.20123 | #VALUE! | #VALUE! | #VALUE! | #VALUE! | 0 | 0 | 0.20123 | 0.20123 | #VALUE! | #VALUE! |  |  |  | #VALUE! | #VALUE! | #VALUE! | #VALUE! | #VALUE! | #VALUE! | #VALUE!
Tuesday | 10 | 11 | 8 | 6800 | 0 | 0 | 0 | 0 | 0 | 0 | 0 | 0 | 0 | 0 | 0 | 0 | 0 | 0 | 0 | 0 | 0 | 0 | 0 | 0 | 0 | 0 | 0 | 0.000375 | 0.02477 | 0 | 0.00092506 | 0.078978 | 0.219 | 0 | 0 | 0 | 0 | 0 | 0 | 0 | 0 | 0 | 0 | 0 |  | 0 | 0 | 0 |  | #VALUE! | #VALUE! | #VALUE! | #VALUE! |  |  | #VALUE! | #VALUE! | 0 | 0 | 0.20123 | 0.20123 | #VALUE! | #VALUE! | #VALUE! | #VALUE! | 0 | 0 | 0.20123 | 0.20123 | #VALUE! | #VALUE! | #VALUE! | #VALUE! | 0 | 0 | 0.20123 | 0.20123 | #VALUE! | #VALUE! |  |  |  | #VALUE! | #VALUE! | #VALUE! | #VALUE! | #VALUE! | #VALUE! | #VALUE!
Tuesday | 10 | 11 | 9 | 6801 | 0 | 0 | 0 | 0 | 0 | 0 | 0 | 0 | 0 | 0 | 0 | 0 | 0 | 0 | 0 | 0 | 0 | 0 | 0 | 0 | 0 | 0 | 0 | 0.0015625 | 0.024814 | 0 | 0.0013182 | 0.09226 | 0.237 | 0 | 0 | 0 | 0 | 0 | 0 | 0 | 0 | 0 | 0 | 0 |  | 0 | 0 | 0 |  | #VALUE! | #VALUE! | #VALUE! | #VALUE! |  |  | #VALUE! | #VALUE! | 0 | 0 | 0.20123 | 0.20123 | #VALUE! | #VALUE! | #VALUE! | #VALUE! | 0 | 0 | 0.20123 | 0.20123 | #VALUE! | #VALUE! | #VALUE! | #VALUE! | 0 | 0 | 0.20123 | 0.20123 | #VALUE! | #VALUE! |  |  |  | #VALUE! | #VALUE! | #VALUE! | #VALUE! | #VALUE! | #VALUE! | #VALUE!
Tuesday | 10 | 11 | 10 | 6802 | 0 | 0 | 0 | 0 | 0 | 0 | 0 | 0 | 0 | 0 | 0 | 0 | 0 | 0 | 0 | 0 | 0 | 0 | 0 | 0 | 0 | 0.0135 | 0.12317 | 0.13565 | 0.066347 | 0 | 0.0037928 | 0.24 | 0.364 | 0 | 0 | 0 | 0 | 0 | 0 | 0 | 0 | 0 | 0 | 0 |  | 0 | 0 | 0 |  | #VALUE! | #VALUE! | #VALUE! | #VALUE! |  |  | #VALUE! | #VALUE! | 0 | 0 | 0.20123 | 0.20123 | #VALUE! | #VALUE! | #VALUE! | #VALUE! | 0 | 0 | 0.20123 | 0.20123 | #VALUE! | #VALUE! | #VALUE! | #VALUE! | 0 | 0 | 0.20123 | 0.20123 | #VALUE! | #VALUE! |  |  |  | #VALUE! | #VALUE! | #VALUE! | #VALUE! | #VALUE! | #VALUE! | #VALUE!
Tuesday | 10 | 11 | 11 | 6803 | 0 | 0 | 0 | 0 | 0 | 0 | 0 | 0 | 0 | 0 | 0 | 0 | 0 | 0 | 0 | 0 | 0 | 0 | 0 | 0 | 0 | 0.194 | 0.30317 | 0.30178 | 0.26153 | 0 | 0.0057123 | 0.36225 | 0.454 | 0 | 0 | 0 | 0 | 0 | 0 | 0 | 0 | 0 | 0 | 0 |  | 0 | 0 | 0 |  | #VALUE! | #VALUE! | #VALUE! | #VALUE! |  |  | #VALUE! | #VALUE! | 0 | 0 | 0.20123 | 0.20123 | #VALUE! | #VALUE! | #VALUE! | #VALUE! | 0 | 0 | 0.20123 | 0.20123 | #VALUE! | #VALUE! | #VALUE! | #VALUE! | 0 | 0 | 0.20123 | 0.20123 | #VALUE! | #VALUE! |  |  |  | #VALUE! | #VALUE! | #VALUE! | #VALUE! | #VALUE! | #VALUE! | #VALUE!
Tuesday | 10 | 11 | 12 | 6804 | 0 | 0 | 0 | 0 | 0 | 0 | 0 | 0 | 0 | 0 | 0 | 0 | 0 | 0 | 0 | 0 | 0 | 0 | 0 | 0 | 0 | 0.2785 | 0.40925 | 0.43032 | 0.26244 | 0 | 0.063131 | 0.47029 | 0.536 | 0 | 0 | 0 | 0 | 0 | 0 | 0 | 0 | 0 | 0 | 0 |  | 0 | 0 | 0 |  | #VALUE! | #VALUE! | #VALUE! | #VALUE! |  |  | #VALUE! | #VALUE! | 0 | 0 | 0.20123 | 0.20123 | #VALUE! | #VALUE! | #VALUE! | #VALUE! | 0 | 0 | 0.20123 | 0.20123 | #VALUE! | #VALUE! | #VALUE! | #VALUE! | 0 | 0 | 0.20123 | 0.20123 | #VALUE! | #VALUE! |  |  |  | #VALUE! | #VALUE! | #VALUE! | #VALUE! | #VALUE! | #VALUE! | #VALUE!
Tuesday | 10 | 11 | 13 | 6805 | 0 | 0 | 0 | 0 | 0 | 0 | 0 | 0 | 0 | 0 | 0 | 0 | 0 | 0 | 0 | 0 | 0 | 0 | 0 | 0 | 0 | 0.297 | 0.43508 | 0.44869 | 0.2539 | 0 | 0.06864 | 0.499 | 0.569 | 0 | 0 | 0 | 0 | 0 | 0 | 0 | 0 | 0 | 0 | 0 |  | 0 | 0 | 0 |  | #VALUE! | #VALUE! | #VALUE! | #VALUE! |  |  | #VALUE! | #VALUE! | 0 | 0 | 0.20123 | 0.20123 | #VALUE! | #VALUE! | #VALUE! | #VALUE! | 0 | 0 | 0.20123 | 0.20123 | #VALUE! | #VALUE! | #VALUE! | #VALUE! | 0 | 0 | 0.20123 | 0.20123 | #VALUE! | #VALUE! |  |  |  | #VALUE! | #VALUE! | #VALUE! | #VALUE! | #VALUE! | #VALUE! | #VALUE!
Tuesday | 10 | 11 | 14 | 6806 | 0 | 0 | 0 | 0 | 0 | 0 | 0 | 0 | 0 | 0 | 0 | 0 | 0 | 0 | 0 | 0 | 0 | 0 | 0 | 0 | 0 | 0.2885 | 0.41433 | 0.41117 | 0.22888 | 0 | 0.015384 | 0.45931 | 0.532 | 0 | 0 | 0 | 0 | 0 | 0 | 0 | 0 | 0 | 0 | 0 |  | 0 | 0 | 0 |  | #VALUE! | #VALUE! | #VALUE! | #VALUE! |  |  | #VALUE! | #VALUE! | 0 | 0 | 0.20123 | 0.20123 | #VALUE! | #VALUE! | #VALUE! | #VALUE! | 0 | 0 | 0.20123 | 0.20123 | #VALUE! | #VALUE! | #VALUE! | #VALUE! | 0 | 0 | 0.20123 | 0.20123 | #VALUE! | #VALUE! |  |  |  | #VALUE! | #VALUE! | #VALUE! | #VALUE! | #VALUE! | #VALUE! | #VALUE!
Tuesday | 10 | 11 | 15 | 6807 | 0 | 0 | 0 | 0 | 0 | 0 | 0 | 0 | 0 | 0 | 0 | 0 | 0 | 0 | 0 | 0 | 0 | 0 | 0 | 0 | 0 | 0.2955 | 0.42658 | 0.42883 | 0.232 | 0 | 0.073656 | 0.48306 | 0.558 | 0 | 0 | 0 | 0 | 0 | 0 | 0 | 0 | 0 | 0 | 0 |  | 0 | 0 | 0 |  | #VALUE! | #VALUE! | #VALUE! | #VALUE! |  |  | #VALUE! | #VALUE! | 0 | 0 | 0.20123 | 0.20123 | #VALUE! | #VALUE! | #VALUE! | #VALUE! | 0 | 0 | 0.20123 | 0.20123 | #VALUE! | #VALUE! | #VALUE! | #VALUE! | 0 | 0 | 0.20123 | 0.20123 | #VALUE! | #VALUE! |  |  |  | #VALUE! | #VALUE! | #VALUE! | #VALUE! | #VALUE! | #VALUE! | #VALUE!
Tuesday | 10 | 11 | 16 | 6808 | 0 | 0 | 0 | 0 | 0 | 0 | 0 | 0 | 0 | 0 | 0 | 0 | 0 | 0 | 0 | 0 | 0 | 0 | 0 | 0 | 0 | 0.2905 | 0.42 | 0.4117 | 0.22109 | 0 | 0.08173 | 0.47251 | 0.552 | 0 | 0 | 0 | 0 | 0 | 0 | 0 | 0 | 0 | 0 | 0 |  | 0 | 0 | 0 |  | #VALUE! | #VALUE! | #VALUE! | #VALUE! |  |  | #VALUE! | #VALUE! | 0 | 0 | 0.20123 | 0.20123 | #VALUE! | #VALUE! | #VALUE! | #VALUE! | 0 | 0 | 0.20123 | 0.20123 | #VALUE! | #VALUE! | #VALUE! | #VALUE! | 0 | 0 | 0.20123 | 0.20123 | #VALUE! | #VALUE! |  |  |  | #VALUE! | #VALUE! | #VALUE! | #VALUE! | #VALUE! | #VALUE! | #VALUE!
Tuesday | 10 | 11 | 17 | 6809 | 0 | 0 | 0 | 0 | 0 | 0 | 0 | 0 | 0 | 0 | 0 | 0 | 0 | 0 | 0 | 0 | 0 | 0 | 0 | 0 | 0 | 0.2855 | 0.41842 | 0.4051 | 0.21561 | 0 | 0.072788 | 0.46718 | 0.552 | 0 | 0 | 0 | 0 | 0 | 0 | 0 | 0 | 0 | 0 | 0 |  | 0 | 0 | 0 |  | #VALUE! | #VALUE! | #VALUE! | #VALUE! |  |  | #VALUE! | #VALUE! | 0 | 0 | 0.20123 | 0.20123 | #VALUE! | #VALUE! | #VALUE! | #VALUE! | 0 | 0 | 0.20123 | 0.20123 | #VALUE! | #VALUE! | #VALUE! | #VALUE! | 0 | 0 | 0.20123 | 0.20123 | #VALUE! | #VALUE! |  |  |  | #VALUE! | #VALUE! | #VALUE! | #VALUE! | #VALUE! | #VALUE! | #VALUE!
Tuesday | 10 | 11 | 18 | 6810 | 0 | 0 | 0 | 0 | 0 | 0 | 0 | 0 | 0 | 0 | 0 | 0 | 0 | 0 | 0 | 0 | 0 | 0 | 0 | 0 | 0 | 0.259 | 0.37675 | 0.31137 | 0.055631 | 0 | 0.067442 | 0.37268 | 0.495 | 0 | 0 | 0 | 0 | 0 | 0 | 0 | 0 | 0 | 0 | 0 |  | 0 | 0 | 0 |  | #VALUE! | #VALUE! | #VALUE! | #VALUE! |  |  | #VALUE! | #VALUE! | 0 | 0 | 0.20123 | 0.20123 | #VALUE! | #VALUE! | #VALUE! | #VALUE! | 0 | 0 | 0.20123 | 0.20123 | #VALUE! | #VALUE! | #VALUE! | #VALUE! | 0 | 0 | 0.20123 | 0.20123 | #VALUE! | #VALUE! |  |  |  | #VALUE! | #VALUE! | #VALUE! | #VALUE! | #VALUE! | #VALUE! | #VALUE!
Tuesday | 10 | 11 | 19 | 6811 | 0 | 0 | 0 | 0 | 0 | 0 | 0 | 0 | 0 | 0 | 0 | 0 | 0 | 0 | 0 | 0 | 0 | 0 | 0 | 0 | 0 | 0.1325 | 0.048417 | 0.039728 | 0.04318 | 0 | 0.056664 | 0.22443 | 0.407 | 0 | 0 | 0 | 0 | 0 | 0 | 0 | 0 | 0 | 0 | 0 |  | 0 | 0 | 0 |  | #VALUE! | #VALUE! | #VALUE! | #VALUE! |  |  | #VALUE! | #VALUE! | 0 | 0 | 0.20123 | 0.20123 | #VALUE! | #VALUE! | #VALUE! | #VALUE! | 0 | 0 | 0.20123 | 0.20123 | #VALUE! | #VALUE! | #VALUE! | #VALUE! | 0 | 0 | 0.20123 | 0.20123 | #VALUE! | #VALUE! |  |  |  | #VALUE! | #VALUE! | #VALUE! | #VALUE! | #VALUE! | #VALUE! | #VALUE!
Tuesday | 10 | 11 | 20 | 6812 | 0 | 0 | 0 | 0 | 0 | 0 | 0 | 0 | 0 | 0 | 0 | 0 | 0 | 0 | 0 | 0 | 0 | 0 | 0 | 0 | 0 | 0 | 0 | 0.0083125 | 0.028751 | 0 | 0.051876 | 0.1322 | 0.343 | 0 | 0 | 0 | 0 | 0 | 0 | 0 | 0 | 0 | 0 | 0 |  | 0 | 0 | 0 |  | #VALUE! | #VALUE! | #VALUE! | #VALUE! |  |  | #VALUE! | #VALUE! | 0 | 0 | 0.20123 | 0.20123 | #VALUE! | #VALUE! | #VALUE! | #VALUE! | 0 | 0 | 0.20123 | 0.20123 | #VALUE! | #VALUE! | #VALUE! | #VALUE! | 0 | 0 | 0.20123 | 0.20123 | #VALUE! | #VALUE! |  |  |  | #VALUE! | #VALUE! | #VALUE! | #VALUE! | #VALUE! | #VALUE! | #VALUE!
Tuesday | 10 | 11 | 21 | 6813 | 0 | 0 | 0 | 0 | 0 | 0 | 0 | 0 | 0 | 0 | 0 | 0 | 0 | 0 | 0 | 0 | 0 | 0 | 0 | 0 | 0 | 0 | 0 | 0.007875 | 0.026836 | 0 | 0.046769 | 0.098135 | 0.298 | 0 | 0 | 0 | 0 | 0 | 0 | 0 | 0 | 0 | 0 | 0 |  | 0 | 0 | 0 |  | #VALUE! | #VALUE! | #VALUE! | #VALUE! |  |  | #VALUE! | #VALUE! | 0 | 0 | 0.20123 | 0.20123 | #VALUE! | #VALUE! | #VALUE! | #VALUE! | 0 | 0 | 0.20123 | 0.20123 | #VALUE! | #VALUE! | #VALUE! | #VALUE! | 0 | 0 | 0.20123 | 0.20123 | #VALUE! | #VALUE! |  |  |  | #VALUE! | #VALUE! | #VALUE! | #VALUE! | #VALUE! | #VALUE! | #VALUE!
Tuesday | 10 | 11 | 22 | 6814 | 0 | 0 | 0 | 0 | 0 | 0 | 0 | 0 | 0 | 0 | 0 | 0 | 0 | 0 | 0 | 0 | 0 | 0 | 0 | 0 | 0 | 0 | 0 | 0 | 0.016942 | 0 | 0.036822 | 0.047612 | 0.193 | 0 | 0 | 0 | 0 | 0 | 0 | 0 | 0 | 0 | 0 | 0 |  | 0 | 0 | 0 |  | #VALUE! | #VALUE! | #VALUE! | #VALUE! |  |  | #VALUE! | #VALUE! | 0 | 0 | 0.20123 | 0.20123 | #VALUE! | #VALUE! | #VALUE! | #VALUE! | 0 | 0 | 0.20123 | 0.20123 | #VALUE! | #VALUE! | #VALUE! | #VALUE! | 0 | 0 | 0.20123 | 0.20123 | #VALUE! | #VALUE! |  |  |  | #VALUE! | #VALUE! | #VALUE! | #VALUE! | #VALUE! | #VALUE! | #VALUE!
Tuesday | 10 | 11 | 23 | 6815 | 0 | 0 | 0 | 0 | 0 | 0 | 0 | 0 | 0 | 0 | 0 | 0 | 0 | 0 | 0 | 0 | 0 | 0 | 0 | 0 | 0 | 0 | 0 | 0 | 0.005008 | 0 | 0 | 0.0092 | 0.035 | 0 | 0 | 0 | 0 | 0 | 0 | 0 | 0 | 0 | 0 | 0 |  | 0 | 0 | 0 |  | #VALUE! | #VALUE! | #VALUE! | #VALUE! |  |  | #VALUE! | #VALUE! | 0 | 0 | 0.20123 | 0.20123 | #VALUE! | #VALUE! | #VALUE! | #VALUE! | 0 | 0 | 0.20123 | 0.20123 | #VALUE! | #VALUE! | #VALUE! | #VALUE! | 0 | 0 | 0.20123 | 0.20123 | #VALUE! | #VALUE! |  |  |  | #VALUE! | #VALUE! | #VALUE! | #VALUE! | #VALUE! | #VALUE! | #VALUE!
Tuesday | 10 | 11 | 24 | 6816 | 0 | 0 | 0 | 0 | 0 | 0 | 0 | 0 | 0 | 0 | 0 | 0 | 0 | 0 | 0 | 0 | 0 | 0 | 0 | 0 | 0 | 0 | 0 | 0 | 0 | 0 | 0 | 0.0063448 | 0.008 | 0 | 0 | 0 | 0 | 0 | 0 | 0 | 0 | 0 | 0 | 0 |  | 0 | 0 | 0 |  | #VALUE! | #VALUE! | #VALUE! | #VALUE! |  |  | #VALUE! | #VALUE! | 0 | 0 | 0.20123 | 0.20123 | #VALUE! | #VALUE! | #VALUE! | #VALUE! | 0 | 0 | 0.20123 | 0.20123 | #VALUE! | #VALUE! | #VALUE! | #VALUE! | 0 | 0 | 0.20123 | 0.20123 | #VALUE! | #VALUE! |  |  |  | #VALUE! | #VALUE! | #VALUE! | #VALUE! | #VALUE! | #VALUE! | #VALUE!
Wednesday | 10 | 12 | 1 | 6817 | 0 | 0 | 0 | 0 | 0 | 0 | 0 | 0 | 0 | 0 | 0 | 0 | 0 | 0 | 0 | 0 | 0 | 0 | 0 | 0 | 0 | 0 | 0 | 0 | 0 | 0 | 0.096228 | 0.003331 | 0 | 0 | 0 | 0 | 0 | 0 | 0 | 0 | 0 | 0 | 0 | 0 |  | 0 | 0 | 0 |  | #VALUE! | #VALUE! | #VALUE! | #VALUE! |  |  | #VALUE! | #VALUE! | 0 | 0 | 0.20123 | 0.20123 | #VALUE! | #VALUE! | #VALUE! | #VALUE! | 0 | 0 | 0.20123 | 0.20123 | #VALUE! | #VALUE! | #VALUE! | #VALUE! | 0 | 0 | 0.20123 | 0.20123 | #VALUE! | #VALUE! |  |  |  | #VALUE! | #VALUE! | #VALUE! | #VALUE! | #VALUE! | #VALUE! | #VALUE!
Wednesday | 10 | 12 | 2 | 6818 | 0 | 0 | 0 | 0 | 0 | 0 | 0 | 0 | 0 | 0 | 0 | 0 | 0 | 0 | 0 | 0 | 0 | 0 | 0 | 0 | 0 | 0 | 0 | 0 | 0 | 0 | 0 | 0.003331 | 0 | 0 | 0 | 0 | 0 | 0 | 0 | 0 | 0 | 0 | 0 | 0 |  | 0 | 0 | 0 |  | #VALUE! | #VALUE! | #VALUE! | #VALUE! |  |  | #VALUE! | #VALUE! | 0 | 0 | 0.20123 | 0.20123 | #VALUE! | #VALUE! | #VALUE! | #VALUE! | 0 | 0 | 0.20123 | 0.20123 | #VALUE! | #VALUE! | #VALUE! | #VALUE! | 0 | 0 | 0.20123 | 0.20123 | #VALUE! | #VALUE! |  |  |  | #VALUE! | #VALUE! | #VALUE! | #VALUE! | #VALUE! | #VALUE! | #VALUE!
Wednesday | 10 | 12 | 3 | 6819 | 0 | 0 | 0 | 0 | 0 | 0 | 0 | 0 | 0 | 0 | 0 | 0 | 0 | 0 | 0 | 0 | 0 | 0 | 0 | 0 | 0 | 0 | 0 | 0 | 0 | 0 | 0 | 0.00031724 | 0 | 0 | 0 | 0 | 0 | 0 | 0 | 0 | 0 | 0 | 0 | 0 |  | 0 | 0 | 0 |  | #VALUE! | #VALUE! | #VALUE! | #VALUE! |  |  | #VALUE! | #VALUE! | 0 | 0 | 0.20123 | 0.20123 | #VALUE! | #VALUE! | #VALUE! | #VALUE! | 0 | 0 | 0.20123 | 0.20123 | #VALUE! | #VALUE! | #VALUE! | #VALUE! | 0 | 0 | 0.20123 | 0.20123 | #VALUE! | #VALUE! |  |  |  | #VALUE! | #VALUE! | #VALUE! | #VALUE! | #VALUE! | #VALUE! | #VALUE!
Wednesday | 10 | 12 | 4 | 6820 | 0 | 0 | 0 | 0 | 0 | 0 | 0 | 0 | 0 | 0 | 0 | 0 | 0 | 0 | 0 | 0 | 0 | 0 | 0 | 0 | 0 | 0 | 0 | 0 | 0 | 0 | 0 | 0.00031724 | 0 | 0 | 0 | 0 | 0 | 0 | 0 | 0 | 0 | 0 | 0 | 0 |  | 0 | 0 | 0 |  | #VALUE! | #VALUE! | #VALUE! | #VALUE! |  |  | #VALUE! | #VALUE! | 0 | 0 | 0.20123 | 0.20123 | #VALUE! | #VALUE! | #VALUE! | #VALUE! | 0 | 0 | 0.20123 | 0.20123 | #VALUE! | #VALUE! | #VALUE! | #VALUE! | 0 | 0 | 0.20123 | 0.20123 | #VALUE! | #VALUE! |  |  |  | #VALUE! | #VALUE! | #VALUE! | #VALUE! | #VALUE! | #VALUE! | #VALUE!
Wednesday | 10 | 12 | 5 | 6821 | 0 | 0 | 0 | 0 | 0 | 0 | 0 | 0 | 0 | 0 | 0 | 0 | 0 | 0 | 0 | 0 | 0 | 0 | 0 | 0 | 0 | 0 | 0 | 0 | 0 | 0 | 0 | 0 | 0 | 0 | 0 | 0 | 0 | 0 | 0 | 0 | 0 | 0 | 0 | 0 |  | 0 | 0 | 0 |  | #VALUE! | #VALUE! | #VALUE! | #VALUE! |  |  | #VALUE! | #VALUE! | 0 | 0 | 0.20123 | 0.20123 | #VALUE! | #VALUE! | #VALUE! | #VALUE! | 0 | 0 | 0.20123 | 0.20123 | #VALUE! | #VALUE! | #VALUE! | #VALUE! | 0 | 0 | 0.20123 | 0.20123 | #VALUE! | #VALUE! |  |  |  | #VALUE! | #VALUE! | #VALUE! | #VALUE! | #VALUE! | #VALUE! | #VALUE!
Wednesday | 10 | 12 | 6 | 6822 | 0 | 0 | 0 | 0 | 0 | 0 | 0 | 0 | 0 | 0 | 0 | 0 | 0 | 0 | 0 | 0 | 0 | 0 | 0 | 0 | 0 | 0 | 0 | 0 | 0 | 0 | 0 | 0 | 0 | 0 | 0 | 0 | 0 | 0 | 0 | 0 | 0 | 0 | 0 | 0 |  | 0 | 0 | 0 |  | #VALUE! | #VALUE! | #VALUE! | #VALUE! |  |  | #VALUE! | #VALUE! | 0 | 0 | 0.20123 | 0.20123 | #VALUE! | #VALUE! | #VALUE! | #VALUE! | 0 | 0 | 0.20123 | 0.20123 | #VALUE! | #VALUE! | #VALUE! | #VALUE! | 0 | 0 | 0.20123 | 0.20123 | #VALUE! | #VALUE! |  |  |  | #VALUE! | #VALUE! | #VALUE! | #VALUE! | #VALUE! | #VALUE! | #VALUE!
Wednesday | 10 | 12 | 7 | 6823 | 0 | 0 | 0 | 0 | 0 | 0 | 0 | 0 | 0 | 0 | 0 | 0 | 0 | 0 | 0 | 0 | 0 | 0 | 0 | 0 | 0 | 0 | 0 | 0 | 0 | 0 | 0 | 0 | 0 | 0 | 0 | 0 | 0 | 0 | 0 | 0 | 0 | 0 | 0 | 0 |  | 0 | 0 | 0 |  | #VALUE! | #VALUE! | #VALUE! | #VALUE! |  |  | #VALUE! | #VALUE! | 0 | 0 | 0.20123 | 0.20123 | #VALUE! | #VALUE! | #VALUE! | #VALUE! | 0 | 0 | 0.20123 | 0.20123 | #VALUE! | #VALUE! | #VALUE! | #VALUE! | 0 | 0 | 0.20123 | 0.20123 | #VALUE! | #VALUE! |  |  |  | #VALUE! | #VALUE! | #VALUE! | #VALUE! | #VALUE! | #VALUE! | #VALUE!
Wednesday | 10 | 12 | 8 | 6824 | 0 | 0 | 0 | 0 | 0 | 0 | 0 | 0 | 0 | 0 | 0 | 0 | 0 | 0 | 0 | 0 | 0 | 0 | 0 | 0 | 0 | 0 | 0 | 0 | 0 | 0 | 0 | 0 | 0 | 0 | 0 | 0 | 0 | 0 | 0 | 0 | 0 | 0 | 0 | 0 |  | 0 | 0 | 0 |  | #VALUE! | #VALUE! | #VALUE! | #VALUE! |  |  | #VALUE! | #VALUE! | 0 | 0 | 0.20123 | 0.20123 | #VALUE! | #VALUE! | #VALUE! | #VALUE! | 0 | 0 | 0.20123 | 0.20123 | #VALUE! | #VALUE! | #VALUE! | #VALUE! | 0 | 0 | 0.20123 | 0.20123 | #VALUE! | #VALUE! |  |  |  | #VALUE! | #VALUE! | #VALUE! | #VALUE! | #VALUE! | #VALUE! | #VALUE!
Wednesday | 10 | 12 | 9 | 6825 | 0 | 0 | 0 | 0 | 0 | 0 | 0 | 0 | 0 | 0 | 0 | 0 | 0 | 0 | 0 | 0 | 0 | 0 | 0 | 0 | 0 | 0 | 0 | 0 | 0.019569 | 0 | 0 | 0.0061862 | 0 | 0 | 0 | 0 | 0 | 0 | 0 | 0 | 0 | 0 | 0 | 0 |  | 0 | 0 | 0 |  | #VALUE! | #VALUE! | #VALUE! | #VALUE! |  |  | #VALUE! | #VALUE! | 0 | 0 | 0.20123 | 0.20123 | #VALUE! | #VALUE! | #VALUE! | #VALUE! | 0 | 0 | 0.20123 | 0.20123 | #VALUE! | #VALUE! | #VALUE! | #VALUE! | 0 | 0 | 0.20123 | 0.20123 | #VALUE! | #VALUE! |  |  |  | #VALUE! | #VALUE! | #VALUE! | #VALUE! | #VALUE! | #VALUE! | #VALUE!
Wednesday | 10 | 12 | 10 | 6826 | 0 | 0 | 0 | 0 | 0 | 0 | 0 | 0 | 0 | 0 | 0 | 0 | 0 | 0 | 0 | 0 | 0 | 0 | 0 | 0 | 0 | 0 | 0 | 0 | 0.028073 | 0 | 0 | 0.012214 | 0.045 | 0 | 0 | 0 | 0 | 0 | 0 | 0 | 0 | 0 | 0 | 0 |  | 0 | 0 | 0 |  | #VALUE! | #VALUE! | #VALUE! | #VALUE! |  |  | #VALUE! | #VALUE! | 0 | 0 | 0.20123 | 0.20123 | #VALUE! | #VALUE! | #VALUE! | #VALUE! | 0 | 0 | 0.20123 | 0.20123 | #VALUE! | #VALUE! | #VALUE! | #VALUE! | 0 | 0 | 0.20123 | 0.20123 | #VALUE! | #VALUE! |  |  |  | #VALUE! | #VALUE! | #VALUE! | #VALUE! | #VALUE! | #VALUE! | #VALUE!
Wednesday | 10 | 12 | 11 | 6827 | 0 | 0 | 0 | 0 | 0 | 0 | 0 | 0 | 0 | 0 | 0 | 0 | 0 | 0 | 0 | 0 | 0 | 0 | 0 | 0 | 0 | 0 | 0 | 0 | 0.027417 | 0 | 0 | 0.012214 | 0.052 | 0 | 0 | 0 | 0 | 0 | 0 | 0 | 0 | 0 | 0 | 0 |  | 0 | 0 | 0 |  | #VALUE! | #VALUE! | #VALUE! | #VALUE! |  |  | #VALUE! | #VALUE! | 0 | 0 | 0.20123 | 0.20123 | #VALUE! | #VALUE! | #VALUE! | #VALUE! | 0 | 0 | 0.20123 | 0.20123 | #VALUE! | #VALUE! | #VALUE! | #VALUE! | 0 | 0 | 0.20123 | 0.20123 | #VALUE! | #VALUE! |  |  |  | #VALUE! | #VALUE! | #VALUE! | #VALUE! | #VALUE! | #VALUE! | #VALUE!
Wednesday | 10 | 12 | 12 | 6828 | 0 | 0 | 0 | 0 | 0 | 0 | 0 | 0 | 0 | 0 | 0 | 0 | 0 | 0 | 0 | 0 | 0 | 0 | 0 | 0 | 0 | 0 | 0 | 0 | 0.028299 | 0 | 0 | 0.026467 | 0.097 | 0 | 0 | 0 | 0 | 0 | 0 | 0 | 0 | 0 | 0 | 0 |  | 0 | 0 | 0 |  | #VALUE! | #VALUE! | #VALUE! | #VALUE! |  |  | #VALUE! | #VALUE! | 0 | 0 | 0.20123 | 0.20123 | #VALUE! | #VALUE! | #VALUE! | #VALUE! | 0 | 0 | 0.20123 | 0.20123 | #VALUE! | #VALUE! | #VALUE! | #VALUE! | 0 | 0 | 0.20123 | 0.20123 | #VALUE! | #VALUE! |  |  |  | #VALUE! | #VALUE! | #VALUE! | #VALUE! | #VALUE! | #VALUE! | #VALUE!
Wednesday | 10 | 12 | 13 | 6829 | 0 | 0 | 0 | 0 | 0 | 0 | 0 | 0 | 0 | 0 | 0 | 0 | 0 | 0 | 0 | 0 | 0 | 0 | 0 | 0 | 0 | 0 | 0 | 0 | 0.03023 | 0 | 0.0002197 | 0.053926 | 0.145 | 0 | 0 | 0 | 0 | 0 | 0 | 0 | 0 | 0 | 0 | 0 |  | 0 | 0 | 0 |  | #VALUE! | #VALUE! | #VALUE! | #VALUE! |  |  | #VALUE! | #VALUE! | 0 | 0 | 0.20123 | 0.20123 | #VALUE! | #VALUE! | #VALUE! | #VALUE! | 0 | 0 | 0.20123 | 0.20123 | #VALUE! | #VALUE! | #VALUE! | #VALUE! | 0 | 0 | 0.20123 | 0.20123 | #VALUE! | #VALUE! |  |  |  | #VALUE! | #VALUE! | #VALUE! | #VALUE! | #VALUE! | #VALUE! | #VALUE!
Wednesday | 10 | 12 | 14 | 6830 | 0 | 0 | 0 | 0 | 0 | 0 | 0 | 0 | 0 | 0 | 0 | 0 | 0 | 0 | 0 | 0 | 0 | 0 | 0 | 0 | 0 | 0 | 0 | 0 | 0.029744 | 0 | 0 | 0.046809 | 0.127 | 0 | 0 | 0 | 0 | 0 | 0 | 0 | 0 | 0 | 0 | 0 |  | 0 | 0 | 0 |  | #VALUE! | #VALUE! | #VALUE! | #VALUE! |  |  | #VALUE! | #VALUE! | 0 | 0 | 0.20123 | 0.20123 | #VALUE! | #VALUE! | #VALUE! | #VALUE! | 0 | 0 | 0.20123 | 0.20123 | #VALUE! | #VALUE! | #VALUE! | #VALUE! | 0 | 0 | 0.20123 | 0.20123 | #VALUE! | #VALUE! |  |  |  | #VALUE! | #VALUE! | #VALUE! | #VALUE! | #VALUE! | #VALUE! | #VALUE!
Wednesday | 10 | 12 | 15 | 6831 | 0 | 0 | 0 | 0 | 0 | 0 | 0 | 0 | 0 | 0 | 0 | 0 | 0 | 0 | 0 | 0 | 0 | 0 | 0 | 0 | 0 | 0 | 0 | 0 | 0.025742 | 0 | 0.0002197 | 0.058014 | 0.145 | 0 | 0 | 0 | 0 | 0 | 0 | 0 | 0 | 0 | 0 | 0 |  | 0 | 0 | 0 |  | #VALUE! | #VALUE! | #VALUE! | #VALUE! |  |  | #VALUE! | #VALUE! | 0 | 0 | 0.20123 | 0.20123 | #VALUE! | #VALUE! | #VALUE! | #VALUE! | 0 | 0 | 0.20123 | 0.20123 | #VALUE! | #VALUE! | #VALUE! | #VALUE! | 0 | 0 | 0.20123 | 0.20123 | #VALUE! | #VALUE! |  |  |  | #VALUE! | #VALUE! | #VALUE! | #VALUE! | #VALUE! | #VALUE! | #VALUE!
Wednesday | 10 | 12 | 16 | 6832 | 0 | 0 | 0 | 0 | 0 | 0 | 0 | 0 | 0 | 0 | 0 | 0 | 0 | 0 | 0 | 0 | 0 | 0 | 0 | 0 | 0 | 0 | 0 | 0 | 0.027069 | 0.033 | 0 | 0.04555 | 0.127 | 0 | 0 | 0 | 0 | 0 | 0 | 0 | 0 | 0 | 0 | 0 |  | 0 | 0 | 0 |  | #VALUE! | #VALUE! | #VALUE! | #VALUE! |  |  | #VALUE! | #VALUE! | 0 | 0 | 0.20123 | 0.20123 | #VALUE! | #VALUE! | #VALUE! | #VALUE! | 0 | 0 | 0.20123 | 0.20123 | #VALUE! | #VALUE! | #VALUE! | #VALUE! | 0 | 0 | 0.20123 | 0.20123 | #VALUE! | #VALUE! |  |  |  | #VALUE! | #VALUE! | #VALUE! | #VALUE! | #VALUE! | #VALUE! | #VALUE!
Wednesday | 10 | 12 | 17 | 6833 | 0 | 0 | 0 | 0 | 0 | 0 | 0 | 0 | 0 | 0 | 0 | 0 | 0 | 0 | 0 | 0 | 0 | 0 | 0 | 0 | 0 | 0 | 0 | 0 | 0.021021 | 0.03625 | 0 | 0.021771 | 0.085 | 0 | 0 | 0 | 0 | 0 | 0 | 0 | 0 | 0 | 0 | 0 |  | 0 | 0 | 0 |  | #VALUE! | #VALUE! | #VALUE! | #VALUE! |  |  | #VALUE! | #VALUE! | 0 | 0 | 0.20123 | 0.20123 | #VALUE! | #VALUE! | #VALUE! | #VALUE! | 0 | 0 | 0.20123 | 0.20123 | #VALUE! | #VALUE! | #VALUE! | #VALUE! | 0 | 0 | 0.20123 | 0.20123 | #VALUE! | #VALUE! |  |  |  | #VALUE! | #VALUE! | #VALUE! | #VALUE! | #VALUE! | #VALUE! | #VALUE!
Wednesday | 10 | 12 | 18 | 6834 | 0 | 0 | 0 | 0 | 0 | 0 | 0 | 0 | 0 | 0 | 0 | 0 | 0 | 0 | 0 | 0 | 0 | 0 | 0 | 0 | 0 | 0 | 0 | 0 | 0.011329 | 0.00875 | 0 | 0.0093586 | 0.038 | 0 | 0 | 0 | 0 | 0 | 0 | 0 | 0 | 0 | 0 | 0 |  | 0 | 0 | 0 |  | #VALUE! | #VALUE! | #VALUE! | #VALUE! |  |  | #VALUE! | #VALUE! | 0 | 0 | 0.20123 | 0.20123 | #VALUE! | #VALUE! | #VALUE! | #VALUE! | 0 | 0 | 0.20123 | 0.20123 | #VALUE! | #VALUE! | #VALUE! | #VALUE! | 0 | 0 | 0.20123 | 0.20123 | #VALUE! | #VALUE! |  |  |  | #VALUE! | #VALUE! | #VALUE! | #VALUE! | #VALUE! | #VALUE! | #VALUE!
Wednesday | 10 | 12 | 19 | 6835 | 0 | 0 | 0 | 0 | 0 | 0 | 0 | 0 | 0 | 0 | 0 | 0 | 0 | 0 | 0 | 0 | 0 | 0 | 0 | 0 | 0 | 0 | 0 | 0 | 0.0046131 | 0.01075 | 0 | 0.0063448 | 0.012 | 0 | 0 | 0 | 0 | 0 | 0 | 0 | 0 | 0 | 0 | 0 |  | 0 | 0 | 0 |  | #VALUE! | #VALUE! | #VALUE! | #VALUE! |  |  | #VALUE! | #VALUE! | 0 | 0 | 0.20123 | 0.20123 | #VALUE! | #VALUE! | #VALUE! | #VALUE! | 0 | 0 | 0.20123 | 0.20123 | #VALUE! | #VALUE! | #VALUE! | #VALUE! | 0 | 0 | 0.20123 | 0.20123 | #VALUE! | #VALUE! |  |  |  | #VALUE! | #VALUE! | #VALUE! | #VALUE! | #VALUE! | #VALUE! | #VALUE!
Wednesday | 10 | 12 | 20 | 6836 | 0 | 0 | 0 | 0 | 0 | 0 | 0 | 0 | 0 | 0 | 0 | 0 | 0 | 0 | 0 | 0 | 0 | 0 | 0 | 0 | 0 | 0 | 0 | 0 | 0.0035639 | 0.00025 | 0 | 0.0063448 | 0.006 | 0 | 0 | 0 | 0 | 0 | 0 | 0 | 0 | 0 | 0 | 0 |  | 0 | 0 | 0 |  | #VALUE! | #VALUE! | #VALUE! | #VALUE! |  |  | #VALUE! | #VALUE! | 0 | 0 | 0.20123 | 0.20123 | #VALUE! | #VALUE! | #VALUE! | #VALUE! | 0 | 0 | 0.20123 | 0.20123 | #VALUE! | #VALUE! | #VALUE! | #VALUE! | 0 | 0 | 0.20123 | 0.20123 | #VALUE! | #VALUE! |  |  |  | #VALUE! | #VALUE! | #VALUE! | #VALUE! | #VALUE! | #VALUE! | #VALUE!
Wednesday | 10 | 12 | 21 | 6837 | 0 | 0 | 0 | 0 | 0 | 0 | 0 | 0 | 0 | 0 | 0 | 0 | 0 | 0 | 0 | 0 | 0 | 0 | 0 | 0 | 0 | 0 | 0 | 0 | 0 | 0.00075 | 0 | 0.0063448 | 0.001 | 0 | 0 | 0 | 0 | 0 | 0 | 0 | 0 | 0 | 0 | 0 |  | 0 | 0 | 0 |  | #VALUE! | #VALUE! | #VALUE! | #VALUE! |  |  | #VALUE! | #VALUE! | 0 | 0 | 0.20123 | 0.20123 | #VALUE! | #VALUE! | #VALUE! | #VALUE! | 0 | 0 | 0.20123 | 0.20123 | #VALUE! | #VALUE! | #VALUE! | #VALUE! | 0 | 0 | 0.20123 | 0.20123 | #VALUE! | #VALUE! |  |  |  | #VALUE! | #VALUE! | #VALUE! | #VALUE! | #VALUE! | #VALUE! | #VALUE!
Wednesday | 10 | 12 | 22 | 6838 | 0 | 0 | 0 | 0 | 0 | 0 | 0 | 0 | 0 | 0 | 0 | 0 | 0 | 0 | 0 | 0 | 0 | 0 | 0 | 0 | 0 | 0 | 0 | 0 | 0 | 0 | 0 | 0.0093586 | 0.016 | 0 | 0 | 0 | 0 | 0 | 0 | 0 | 0 | 0 | 0 | 0 |  | 0 | 0 | 0 |  | #VALUE! | #VALUE! | #VALUE! | #VALUE! |  |  | #VALUE! | #VALUE! | 0 | 0 | 0.20123 | 0.20123 | #VALUE! | #VALUE! | #VALUE! | #VALUE! | 0 | 0 | 0.20123 | 0.20123 | #VALUE! | #VALUE! | #VALUE! | #VALUE! | 0 | 0 | 0.20123 | 0.20123 | #VALUE! | #VALUE! |  |  |  | #VALUE! | #VALUE! | #VALUE! | #VALUE! | #VALUE! | #VALUE! | #VALUE!
Wednesday | 10 | 12 | 23 | 6839 | 0 | 0 | 0 | 0 | 0 | 0 | 0 | 0 | 0 | 0 | 0 | 0 | 0 | 0 | 0 | 0 | 0 | 0 | 0 | 0 | 0 | 0 | 0 | 0 | 0 | 0 | 0 | 0.0092 | 0.012 | 0 | 0 | 0 | 0 | 0 | 0 | 0 | 0 | 0 | 0 | 0 |  | 0 | 0 | 0 |  | #VALUE! | #VALUE! | #VALUE! | #VALUE! |  |  | #VALUE! | #VALUE! | 0 | 0 | 0.20123 | 0.20123 | #VALUE! | #VALUE! | #VALUE! | #VALUE! | 0 | 0 | 0.20123 | 0.20123 | #VALUE! | #VALUE! | #VALUE! | #VALUE! | 0 | 0 | 0.20123 | 0.20123 | #VALUE! | #VALUE! |  |  |  | #VALUE! | #VALUE! | #VALUE! | #VALUE! | #VALUE! | #VALUE! | #VALUE!
Wednesday | 10 | 12 | 24 | 6840 | 0 | 0 | 0 | 0 | 0 | 0 | 0 | 0 | 0 | 0 | 0 | 0 | 0 | 0 | 0 | 0 | 0 | 0 | 0 | 0 | 0 | 0 | 0 | 0 | 0 | 0 | 0 | 0.0063448 | 0 | 0 | 0 | 0 | 0 | 0 | 0 | 0 | 0 | 0 | 0 | 0 |  | 0 | 0 | 0 |  | #VALUE! | #VALUE! | #VALUE! | #VALUE! |  |  | #VALUE! | #VALUE! | 0 | 0 | 0.20123 | 0.20123 | #VALUE! | #VALUE! | #VALUE! | #VALUE! | 0 | 0 | 0.20123 | 0.20123 | #VALUE! | #VALUE! | #VALUE! | #VALUE! | 0 | 0 | 0.20123 | 0.20123 | #VALUE! | #VALUE! |  |  |  | #VALUE! | #VALUE! | #VALUE! | #VALUE! | #VALUE! | #VALUE! | #VALUE!
Thursday | 10 | 13 | 1 | 6841 | 0 | 0 | 0 | 0 | 0 | 0 | 0 | 0 | 0 | 0 | 0 | 0 | 0 | 0 | 0 | 0 | 0 | 0 | 0 | 0 | 0 | 0 | 0 | 0 | 0 | 0 | 0 | 0.003331 | 0 | 0 | 0 | 0 | 0 | 0 | 0 | 0 | 0 | 0 | 0 | 0 |  | 0 | 0 | 0 |  | #VALUE! | #VALUE! | #VALUE! | #VALUE! |  |  | #VALUE! | #VALUE! | 0 | 0 | 0.20123 | 0.20123 | #VALUE! | #VALUE! | #VALUE! | #VALUE! | 0 | 0 | 0.20123 | 0.20123 | #VALUE! | #VALUE! | #VALUE! | #VALUE! | 0 | 0 | 0.20123 | 0.20123 | #VALUE! | #VALUE! |  |  |  | #VALUE! | #VALUE! | #VALUE! | #VALUE! | #VALUE! | #VALUE! | #VALUE!
Thursday | 10 | 13 | 2 | 6842 | 0 | 0 | 0 | 0 | 0 | 0 | 0 | 0 | 0 | 0 | 0 | 0 | 0 | 0 | 0 | 0 | 0 | 0 | 0 | 0 | 0 | 0 | 0 | 0 | 0 | 0 | 0 | 0.00031724 | 0 | 0 | 0 | 0 | 0 | 0 | 0 | 0 | 0 | 0 | 0 | 0 |  | 0 | 0 | 0 |  | #VALUE! | #VALUE! | #VALUE! | #VALUE! |  |  | #VALUE! | #VALUE! | 0 | 0 | 0.20123 | 0.20123 | #VALUE! | #VALUE! | #VALUE! | #VALUE! | 0 | 0 | 0.20123 | 0.20123 | #VALUE! | #VALUE! | #VALUE! | #VALUE! | 0 | 0 | 0.20123 | 0.20123 | #VALUE! | #VALUE! |  |  |  | #VALUE! | #VALUE! | #VALUE! | #VALUE! | #VALUE! | #VALUE! | #VALUE!
Thursday | 10 | 13 | 3 | 6843 | 0 | 0 | 0 | 0 | 0 | 0 | 0 | 0 | 0 | 0 | 0 | 0 | 0 | 0 | 0 | 0 | 0 | 0 | 0 | 0 | 0 | 0 | 0 | 0 | 0 | 0 | 0 | 0 | 0 | 0 | 0 | 0 | 0 | 0 | 0 | 0 | 0 | 0 | 0 | 0 |  | 0 | 0 | 0 |  | #VALUE! | #VALUE! | #VALUE! | #VALUE! |  |  | #VALUE! | #VALUE! | 0 | 0 | 0.20123 | 0.20123 | #VALUE! | #VALUE! | #VALUE! | #VALUE! | 0 | 0 | 0.20123 | 0.20123 | #VALUE! | #VALUE! | #VALUE! | #VALUE! | 0 | 0 | 0.20123 | 0.20123 | #VALUE! | #VALUE! |  |  |  | #VALUE! | #VALUE! | #VALUE! | #VALUE! | #VALUE! | #VALUE! | #VALUE!
Thursday | 10 | 13 | 4 | 6844 | 0 | 0 | 0 | 0 | 0 | 0 | 0 | 0 | 0 | 0 | 0 | 0 | 0 | 0 | 0 | 0 | 0 | 0 | 0 | 0 | 0 | 0 | 0 | 0 | 0 | 0 | 0 | 0 | 0 | 0 | 0 | 0 | 0 | 0 | 0 | 0 | 0 | 0 | 0 | 0 |  | 0 | 0 | 0 |  | #VALUE! | #VALUE! | #VALUE! | #VALUE! |  |  | #VALUE! | #VALUE! | 0 | 0 | 0.20123 | 0.20123 | #VALUE! | #VALUE! | #VALUE! | #VALUE! | 0 | 0 | 0.20123 | 0.20123 | #VALUE! | #VALUE! | #VALUE! | #VALUE! | 0 | 0 | 0.20123 | 0.20123 | #VALUE! | #VALUE! |  |  |  | #VALUE! | #VALUE! | #VALUE! | #VALUE! | #VALUE! | #VALUE! | #VALUE!
Thursday | 10 | 13 | 5 | 6845 | 0 | 0 | 0 | 0 | 0 | 0 | 0 | 0 | 0 | 0 | 0 | 0 | 0 | 0 | 0 | 0 | 0 | 0 | 0 | 0 | 0 | 0 | 0 | 0 | 0 | 0 | 0 | 0 | 0 | 0 | 0 | 0 | 0 | 0 | 0 | 0 | 0 | 0 | 0 | 0 |  | 0 | 0 | 0 |  | #VALUE! | #VALUE! | #VALUE! | #VALUE! |  |  | #VALUE! | #VALUE! | 0 | 0 | 0.20123 | 0.20123 | #VALUE! | #VALUE! | #VALUE! | #VALUE! | 0 | 0 | 0.20123 | 0.20123 | #VALUE! | #VALUE! | #VALUE! | #VALUE! | 0 | 0 | 0.20123 | 0.20123 | #VALUE! | #VALUE! |  |  |  | #VALUE! | #VALUE! | #VALUE! | #VALUE! | #VALUE! | #VALUE! | #VALUE!
Thursday | 10 | 13 | 6 | 6846 | 0 | 0 | 0 | 0 | 0 | 0 | 0 | 0 | 0 | 0 | 0 | 0 | 0 | 0 | 0 | 0 | 0 | 0 | 0 | 0 | 0 | 0 | 0 | 0 | 0 | 0 | 0 | 0 | 0 | 0 | 0 | 0 | 0 | 0 | 0 | 0 | 0 | 0 | 0 | 0 |  | 0 | 0 | 0 |  | #VALUE! | #VALUE! | #VALUE! | #VALUE! |  |  | #VALUE! | #VALUE! | 0 | 0 | 0.20123 | 0.20123 | #VALUE! | #VALUE! | #VALUE! | #VALUE! | 0 | 0 | 0.20123 | 0.20123 | #VALUE! | #VALUE! | #VALUE! | #VALUE! | 0 | 0 | 0.20123 | 0.20123 | #VALUE! | #VALUE! |  |  |  | #VALUE! | #VALUE! | #VALUE! | #VALUE! | #VALUE! | #VALUE! | #VALUE!
Thursday | 10 | 13 | 7 | 6847 | 0 | 0 | 0 | 0 | 0 | 0 | 0 | 0 | 0 | 0 | 0 | 0 | 0 | 0 | 0 | 0 | 0 | 0 | 0 | 0 | 0 | 0 | 0 | 0 | 0 | 0.0055 | 0 | 0 | 0 | 0 | 0 | 0 | 0 | 0 | 0 | 0 | 0 | 0 | 0 | 0 |  | 0 | 0 | 0 |  | #VALUE! | #VALUE! | #VALUE! | #VALUE! |  |  | #VALUE! | #VALUE! | 0 | 0 | 0.20123 | 0.20123 | #VALUE! | #VALUE! | #VALUE! | #VALUE! | 0 | 0 | 0.20123 | 0.20123 | #VALUE! | #VALUE! | #VALUE! | #VALUE! | 0 | 0 | 0.20123 | 0.20123 | #VALUE! | #VALUE! |  |  |  | #VALUE! | #VALUE! | #VALUE! | #VALUE! | #VALUE! | #VALUE! | #VALUE!
Thursday | 10 | 13 | 8 | 6848 | 0 | 0 | 0 | 0 | 0 | 0 | 0 | 0 | 0 | 0 | 0 | 0 | 0 | 0 | 0 | 0 | 0 | 0 | 0 | 0 | 0 | 0 | 0 | 0 | 0 | 0.046 | 0 | 0.00031724 | 0 | 0 | 0 | 0 | 0 | 0 | 0 | 0 | 0 | 0 | 0 | 0 |  | 0 | 0 | 0 |  | #VALUE! | #VALUE! | #VALUE! | #VALUE! |  |  | #VALUE! | #VALUE! | 0 | 0 | 0.20123 | 0.20123 | #VALUE! | #VALUE! | #VALUE! | #VALUE! | 0 | 0 | 0.20123 | 0.20123 | #VALUE! | #VALUE! | #VALUE! | #VALUE! | 0 | 0 | 0.20123 | 0.20123 | #VALUE! | #VALUE! |  |  |  | #VALUE! | #VALUE! | #VALUE! | #VALUE! | #VALUE! | #VALUE! | #VALUE!
Thursday | 10 | 13 | 9 | 6849 | 0 | 0 | 0 | 0 | 0 | 0 | 0 | 0 | 0 | 0 | 0 | 0 | 0 | 0 | 0 | 0 | 0 | 0 | 0 | 0 | 0 | 0 | 0 | 0 | 0 | 0.10075 | 0 | 0.003331 | 0 | 0 | 0 | 0 | 0 | 0 | 0 | 0 | 0 | 0 | 0 | 0 |  | 0 | 0 | 0 |  | #VALUE! | #VALUE! | #VALUE! | #VALUE! |  |  | #VALUE! | #VALUE! | 0 | 0 | 0.20123 | 0.20123 | #VALUE! | #VALUE! | #VALUE! | #VALUE! | 0 | 0 | 0.20123 | 0.20123 | #VALUE! | #VALUE! | #VALUE! | #VALUE! | 0 | 0 | 0.20123 | 0.20123 | #VALUE! | #VALUE! |  |  |  | #VALUE! | #VALUE! | #VALUE! | #VALUE! | #VALUE! | #VALUE! | #VALUE!
Thursday | 10 | 13 | 10 | 6850 | 0 | 0 | 0 | 0 | 0 | 0 | 0 | 0 | 0 | 0 | 0 | 0 | 0 | 0 | 0 | 0 | 0 | 0 | 0 | 0 | 0 | 0 | 0 | 0 | 0 | 0.1105 | 0 | 0.013641 | 0 | 0 | 0 | 0 | 0 | 0 | 0 | 0 | 0 | 0 | 0 | 0 |  | 0 | 0 | 0 |  | #VALUE! | #VALUE! | #VALUE! | #VALUE! |  |  | #VALUE! | #VALUE! | 0 | 0 | 0.20123 | 0.20123 | #VALUE! | #VALUE! | #VALUE! | #VALUE! | 0 | 0 | 0.20123 | 0.20123 | #VALUE! | #VALUE! | #VALUE! | #VALUE! | 0 | 0 | 0.20123 | 0.20123 | #VALUE! | #VALUE! |  |  |  | #VALUE! | #VALUE! | #VALUE! | #VALUE! | #VALUE! | #VALUE! | #VALUE!
Thursday | 10 | 13 | 11 | 6851 | 0 | 0 | 0 | 0 | 0 | 0 | 0 | 0 | 0 | 0 | 0 | 0 | 0 | 0 | 0 | 0 | 0 | 0 | 0 | 0 | 0 | 0 | 0 | 0 | 0.0059546 | 0.30175 | 0 | 0.015703 | 0.022 | 0 | 0 | 0 | 0 | 0 | 0 | 0 | 0 | 0 | 0 | 0 |  | 0 | 0 | 0 |  | #VALUE! | #VALUE! | #VALUE! | #VALUE! |  |  | #VALUE! | #VALUE! | 0 | 0 | 0.20123 | 0.20123 | #VALUE! | #VALUE! | #VALUE! | #VALUE! | 0 | 0 | 0.20123 | 0.20123 | #VALUE! | #VALUE! | #VALUE! | #VALUE! | 0 | 0 | 0.20123 | 0.20123 | #VALUE! | #VALUE! |  |  |  | #VALUE! | #VALUE! | #VALUE! | #VALUE! | #VALUE! | #VALUE! | #VALUE!
Thursday | 10 | 13 | 12 | 6852 | 0 | 0 | 0 | 0 | 0 | 0 | 0 | 0 | 0 | 0 | 0 | 0 | 0 | 0 | 0 | 0 | 0 | 0 | 0 | 0 | 0 | 0 | 0 | 0 | 0.01932 | 0.40475 | 0 | 0.028082 | 0.085 | 0 | 0 | 0 | 0 | 0 | 0 | 0 | 0 | 0 | 0 | 0 |  | 0 | 0 | 0 |  | #VALUE! | #VALUE! | #VALUE! | #VALUE! |  |  | #VALUE! | #VALUE! | 0 | 0 | 0.20123 | 0.20123 | #VALUE! | #VALUE! | #VALUE! | #VALUE! | 0 | 0 | 0.20123 | 0.20123 | #VALUE! | #VALUE! | #VALUE! | #VALUE! | 0 | 0 | 0.20123 | 0.20123 | #VALUE! | #VALUE! |  |  |  | #VALUE! | #VALUE! | #VALUE! | #VALUE! | #VALUE! | #VALUE! | #VALUE!
Thursday | 10 | 13 | 13 | 6853 | 0 | 0 | 0 | 0 | 0 | 0 | 0 | 0 | 0 | 0 | 0 | 0 | 0 | 0 | 0 | 0 | 0 | 0 | 0 | 0 | 0 | 0 | 0 | 0 | 0.029891 | 0 | 0.043744 | 0.093843 | 0.226 | 0 | 0 | 0 | 0 | 0 | 0 | 0 | 0 | 0 | 0 | 0 |  | 0 | 0 | 0 |  | #VALUE! | #VALUE! | #VALUE! | #VALUE! |  |  | #VALUE! | #VALUE! | 0 | 0 | 0.20123 | 0.20123 | #VALUE! | #VALUE! | #VALUE! | #VALUE! | 0 | 0 | 0.20123 | 0.20123 | #VALUE! | #VALUE! | #VALUE! | #VALUE! | 0 | 0 | 0.20123 | 0.20123 | #VALUE! | #VALUE! |  |  |  | #VALUE! | #VALUE! | #VALUE! | #VALUE! | #VALUE! | #VALUE! | #VALUE!
Thursday | 10 | 13 | 14 | 6854 | 0 | 0 | 0 | 0 | 0 | 0 | 0 | 0 | 0 | 0 | 0 | 0 | 0 | 0 | 0 | 0 | 0 | 0 | 0 | 0 | 0 | 0 | 0 | 0 | 0.029651 | 0 | 0.04284 | 0.09903 | 0.235 | 0 | 0 | 0 | 0 | 0 | 0 | 0 | 0 | 0 | 0 | 0 |  | 0 | 0 | 0 |  | #VALUE! | #VALUE! | #VALUE! | #VALUE! |  |  | #VALUE! | #VALUE! | 0 | 0 | 0.20123 | 0.20123 | #VALUE! | #VALUE! | #VALUE! | #VALUE! | 0 | 0 | 0.20123 | 0.20123 | #VALUE! | #VALUE! | #VALUE! | #VALUE! | 0 | 0 | 0.20123 | 0.20123 | #VALUE! | #VALUE! |  |  |  | #VALUE! | #VALUE! | #VALUE! | #VALUE! | #VALUE! | #VALUE! | #VALUE!
Thursday | 10 | 13 | 15 | 6855 | 0 | 0 | 0 | 0 | 0 | 0 | 0 | 0 | 0 | 0 | 0 | 0 | 0 | 0 | 0 | 0 | 0 | 0 | 0 | 0 | 0 | 0 | 0 | 0 | 0.030238 | 0 | 0.042602 | 0.10439 | 0.246 | 0 | 0 | 0 | 0 | 0 | 0 | 0 | 0 | 0 | 0 | 0 |  | 0 | 0 | 0 |  | #VALUE! | #VALUE! | #VALUE! | #VALUE! |  |  | #VALUE! | #VALUE! | 0 | 0 | 0.20123 | 0.20123 | #VALUE! | #VALUE! | #VALUE! | #VALUE! | 0 | 0 | 0.20123 | 0.20123 | #VALUE! | #VALUE! | #VALUE! | #VALUE! | 0 | 0 | 0.20123 | 0.20123 | #VALUE! | #VALUE! |  |  |  | #VALUE! | #VALUE! | #VALUE! | #VALUE! | #VALUE! | #VALUE! | #VALUE!
Thursday | 10 | 13 | 16 | 6856 | 0 | 0 | 0 | 0 | 0 | 0 | 0 | 0 | 0 | 0 | 0 | 0 | 0 | 0 | 0 | 0 | 0 | 0 | 0 | 0 | 0 | 0 | 0 | 0.0013125 | 0.028173 | 0 | 0.0014917 | 0.11816 | 0.264 | 0 | 0 | 0 | 0 | 0 | 0 | 0 | 0 | 0 | 0 | 0 |  | 0 | 0 | 0 |  | #VALUE! | #VALUE! | #VALUE! | #VALUE! |  |  | #VALUE! | #VALUE! | 0 | 0 | 0.20123 | 0.20123 | #VALUE! | #VALUE! | #VALUE! | #VALUE! | 0 | 0 | 0.20123 | 0.20123 | #VALUE! | #VALUE! | #VALUE! | #VALUE! | 0 | 0 | 0.20123 | 0.20123 | #VALUE! | #VALUE! |  |  |  | #VALUE! | #VALUE! | #VALUE! | #VALUE! | #VALUE! | #VALUE! | #VALUE!
Thursday | 10 | 13 | 17 | 6857 | 0 | 0 | 0 | 0 | 0 | 0 | 0 | 0 | 0 | 0 | 0 | 0 | 0 | 0 | 0 | 0 | 0 | 0 | 0 | 0 | 0 | 0 | 0.075083 | 0.067252 | 0.054302 | 0 | 0.067047 | 0.25668 | 0.444 | 0 | 0 | 0 | 0 | 0 | 0 | 0 | 0 | 0 | 0 | 0 |  | 0 | 0 | 0 |  | #VALUE! | #VALUE! | #VALUE! | #VALUE! |  |  | #VALUE! | #VALUE! | 0 | 0 | 0.20123 | 0.20123 | #VALUE! | #VALUE! | #VALUE! | #VALUE! | 0 | 0 | 0.20123 | 0.20123 | #VALUE! | #VALUE! | #VALUE! | #VALUE! | 0 | 0 | 0.20123 | 0.20123 | #VALUE! | #VALUE! |  |  |  | #VALUE! | #VALUE! | #VALUE! | #VALUE! | #VALUE! | #VALUE! | #VALUE!
Thursday | 10 | 13 | 18 | 6858 | 0 | 0 | 0 | 0 | 0 | 0 | 0 | 0 | 0 | 0 | 0 | 0 | 0 | 0 | 0 | 0 | 0 | 0 | 0 | 0 | 0 | 0 | 0.11967 | 0.10814 | 0.048097 | 0 | 0.066536 | 0.2749 | 0.454 | 0 | 0 | 0 | 0 | 0 | 0 | 0 | 0 | 0 | 0 | 0 |  | 0 | 0 | 0 |  | #VALUE! | #VALUE! | #VALUE! | #VALUE! |  |  | #VALUE! | #VALUE! | 0 | 0 | 0.20123 | 0.20123 | #VALUE! | #VALUE! | #VALUE! | #VALUE! | 0 | 0 | 0.20123 | 0.20123 | #VALUE! | #VALUE! | #VALUE! | #VALUE! | 0 | 0 | 0.20123 | 0.20123 | #VALUE! | #VALUE! |  |  |  | #VALUE! | #VALUE! | #VALUE! | #VALUE! | #VALUE! | #VALUE! | #VALUE!
Thursday | 10 | 13 | 19 | 6859 | 0 | 0 | 0 | 0 | 0 | 0 | 0 | 0 | 0 | 0 | 0 | 0 | 0 | 0 | 0 | 0 | 0 | 0 | 0 | 0 | 0 | 0.2605 | 0.43267 | 0.43088 | 0.23939 | 0 | 0.089146 | 0.49716 | 0.613 | 0 | 0 | 0 | 0 | 0 | 0 | 0 | 0 | 0 | 0 | 0 |  | 0 | 0 | 0 |  | #VALUE! | #VALUE! | #VALUE! | #VALUE! |  |  | #VALUE! | #VALUE! | 0 | 0 | 0.20123 | 0.20123 | #VALUE! | #VALUE! | #VALUE! | #VALUE! | 0 | 0 | 0.20123 | 0.20123 | #VALUE! | #VALUE! | #VALUE! | #VALUE! | 0 | 0 | 0.20123 | 0.20123 | #VALUE! | #VALUE! |  |  |  | #VALUE! | #VALUE! | #VALUE! | #VALUE! | #VALUE! | #VALUE! | #VALUE!
Thursday | 10 | 13 | 20 | 6860 | 0 | 0 | 0 | 0 | 0 | 0 | 0 | 0 | 0 | 0 | 0 | 0 | 0 | 0 | 0 | 0 | 0 | 0 | 0 | 0 | 0 | 0.231 | 0.38758 | 0.33929 | 0.056352 | 0 | 0.092322 | 0.45506 | 0.59 | 0 | 0 | 0 | 0 | 0 | 0 | 0 | 0 | 0 | 0 | 0 |  | 0 | 0 | 0 |  | #VALUE! | #VALUE! | #VALUE! | #VALUE! |  |  | #VALUE! | #VALUE! | 0 | 0 | 0.20123 | 0.20123 | #VALUE! | #VALUE! | #VALUE! | #VALUE! | 0 | 0 | 0.20123 | 0.20123 | #VALUE! | #VALUE! | #VALUE! | #VALUE! | 0 | 0 | 0.20123 | 0.20123 | #VALUE! | #VALUE! |  |  |  | #VALUE! | #VALUE! | #VALUE! | #VALUE! | #VALUE! | #VALUE! | #VALUE!
Thursday | 10 | 13 | 21 | 6861 | 0 | 0 | 0 | 0 | 0 | 0 | 0 | 0 | 0 | 0 | 0 | 0 | 0 | 0 | 0 | 0 | 0 | 0 | 0 | 0 | 0 | 0.231 | 0.39017 | 0.32611 | 0.053956 | 0 | 0.1022 | 0.46031 | 0.605 | 0 | 0 | 0 | 0 | 0 | 0 | 0 | 0 | 0 | 0 | 0 |  | 0 | 0 | 0 |  | #VALUE! | #VALUE! | #VALUE! | #VALUE! |  |  | #VALUE! | #VALUE! | 0 | 0 | 0.20123 | 0.20123 | #VALUE! | #VALUE! | #VALUE! | #VALUE! | 0 | 0 | 0.20123 | 0.20123 | #VALUE! | #VALUE! | #VALUE! | #VALUE! | 0 | 0 | 0.20123 | 0.20123 | #VALUE! | #VALUE! |  |  |  | #VALUE! | #VALUE! | #VALUE! | #VALUE! | #VALUE! | #VALUE! | #VALUE!
Thursday | 10 | 13 | 22 | 6862 | 0 | 0 | 0 | 0 | 0 | 0 | 0 | 0 | 0 | 0 | 0 | 0 | 0 | 0 | 0 | 0 | 0 | 0 | 0 | 0 | 0 | 0.123 | 0.031 | 0.025548 | 0.038424 | 0 | 0.076226 | 0.24458 | 0.462 | 0 | 0 | 0 | 0 | 0 | 0 | 0 | 0 | 0 | 0 | 0 |  | 0 | 0 | 0 |  | #VALUE! | #VALUE! | #VALUE! | #VALUE! |  |  | #VALUE! | #VALUE! | 0 | 0 | 0.20123 | 0.20123 | #VALUE! | #VALUE! | #VALUE! | #VALUE! | 0 | 0 | 0.20123 | 0.20123 | #VALUE! | #VALUE! | #VALUE! | #VALUE! | 0 | 0 | 0.20123 | 0.20123 | #VALUE! | #VALUE! |  |  |  | #VALUE! | #VALUE! | #VALUE! | #VALUE! | #VALUE! | #VALUE! | #VALUE!
Thursday | 10 | 13 | 23 | 6863 | 0 | 0 | 0 | 0 | 0 | 0 | 0 | 0 | 0 | 0 | 0 | 0 | 0 | 0 | 0 | 0 | 0 | 0 | 0 | 0 | 0 | 0 | 0 | 0.0079063 | 0.022788 | 0 | 0.04959 | 0.098008 | 0.259 | 0 | 0 | 0 | 0 | 0 | 0 | 0 | 0 | 0 | 0 | 0 |  | 0 | 0 | 0 |  | #VALUE! | #VALUE! | #VALUE! | #VALUE! |  |  | #VALUE! | #VALUE! | 0 | 0 | 0.20123 | 0.20123 | #VALUE! | #VALUE! | #VALUE! | #VALUE! | 0 | 0 | 0.20123 | 0.20123 | #VALUE! | #VALUE! | #VALUE! | #VALUE! | 0 | 0 | 0.20123 | 0.20123 | #VALUE! | #VALUE! |  |  |  | #VALUE! | #VALUE! | #VALUE! | #VALUE! | #VALUE! | #VALUE! | #VALUE!
Thursday | 10 | 13 | 24 | 6864 | 0 | 0 | 0 | 0 | 0 | 0 | 0 | 0 | 0 | 0 | 0 | 0 | 0 | 0 | 0 | 0 | 0 | 0 | 0 | 0 | 0 | 0 | 0 | 0 | 0.0057174 | 0 | 0 | 0.015228 | 0.051 | 0 | 0 | 0 | 0 | 0 | 0 | 0 | 0 | 0 | 0 | 0 |  | 0 | 0 | 0 |  | #VALUE! | #VALUE! | #VALUE! | #VALUE! |  |  | #VALUE! | #VALUE! | 0 | 0 | 0.20123 | 0.20123 | #VALUE! | #VALUE! | #VALUE! | #VALUE! | 0 | 0 | 0.20123 | 0.20123 | #VALUE! | #VALUE! | #VALUE! | #VALUE! | 0 | 0 | 0.20123 | 0.20123 | #VALUE! | #VALUE! |  |  |  | #VALUE! | #VALUE! | #VALUE! | #VALUE! | #VALUE! | #VALUE! | #VALUE!
Friday | 10 | 14 | 1 | 6865 | 0 | 0 | 0 | 0 | 0 | 0 | 0 | 0 | 0 | 0 | 0 | 0 | 0 | 0 | 0 | 0 | 0 | 0 | 0 | 0 | 0 | 0 | 0 | 0 | 0 | 0 | 0 | 0.003331 | 0 | 0 | 0 | 0 | 0 | 0 | 0 | 0 | 0 | 0 | 0 | 0 |  | 0 | 0 | 0 |  | #VALUE! | #VALUE! | #VALUE! | #VALUE! |  |  | #VALUE! | #VALUE! | 0 | 0 | 0.20123 | 0.20123 | #VALUE! | #VALUE! | #VALUE! | #VALUE! | 0 | 0 | 0.20123 | 0.20123 | #VALUE! | #VALUE! | #VALUE! | #VALUE! | 0 | 0 | 0.20123 | 0.20123 | #VALUE! | #VALUE! |  |  |  | #VALUE! | #VALUE! | #VALUE! | #VALUE! | #VALUE! | #VALUE! | #VALUE!
Friday | 10 | 14 | 2 | 6866 | 0 | 0 | 0 | 0 | 0 | 0 | 0 | 0 | 0 | 0 | 0 | 0 | 0 | 0 | 0 | 0 | 0 | 0 | 0 | 0 | 0 | 0 | 0 | 0 | 0 | 0 | 0.18653 | 0 | 0 | 0 | 0 | 0 | 0 | 0 | 0 | 0 | 0 | 0 | 0 | 0 |  | 0 | 0 | 0 |  | #VALUE! | #VALUE! | #VALUE! | #VALUE! |  |  | #VALUE! | #VALUE! | 0 | 0 | 0.20123 | 0.20123 | #VALUE! | #VALUE! | #VALUE! | #VALUE! | 0 | 0 | 0.20123 | 0.20123 | #VALUE! | #VALUE! | #VALUE! | #VALUE! | 0 | 0 | 0.20123 | 0.20123 | #VALUE! | #VALUE! |  |  |  | #VALUE! | #VALUE! | #VALUE! | #VALUE! | #VALUE! | #VALUE! | #VALUE!
Friday | 10 | 14 | 3 | 6867 | 0 | 0 | 0 | 0 | 0 | 0 | 0 | 0 | 0 | 0 | 0 | 0 | 0 | 0 | 0 | 0 | 0 | 0 | 0 | 0 | 0 | 0 | 0 | 0 | 0 | 0 | 0.16069 | 0 | 0 | 0 | 0 | 0 | 0 | 0 | 0 | 0 | 0 | 0 | 0 | 0 |  | 0 | 0 | 0 |  | #VALUE! | #VALUE! | #VALUE! | #VALUE! |  |  | #VALUE! | #VALUE! | 0 | 0 | 0.20123 | 0.20123 | #VALUE! | #VALUE! | #VALUE! | #VALUE! | 0 | 0 | 0.20123 | 0.20123 | #VALUE! | #VALUE! | #VALUE! | #VALUE! | 0 | 0 | 0.20123 | 0.20123 | #VALUE! | #VALUE! |  |  |  | #VALUE! | #VALUE! | #VALUE! | #VALUE! | #VALUE! | #VALUE! | #VALUE!
Friday | 10 | 14 | 4 | 6868 | 0 | 0 | 0 | 0 | 0 | 0 | 0 | 0 | 0 | 0 | 0 | 0 | 0 | 0 | 0 | 0 | 0 | 0 | 0 | 0 | 0 | 0 | 0 | 0 | 0 | 0 | 0 | 0 | 0 | 0 | 0 | 0 | 0 | 0 | 0 | 0 | 0 | 0 | 0 | 0 |  | 0 | 0 | 0 |  | #VALUE! | #VALUE! | #VALUE! | #VALUE! |  |  | #VALUE! | #VALUE! | 0 | 0 | 0.20123 | 0.20123 | #VALUE! | #VALUE! | #VALUE! | #VALUE! | 0 | 0 | 0.20123 | 0.20123 | #VALUE! | #VALUE! | #VALUE! | #VALUE! | 0 | 0 | 0.20123 | 0.20123 | #VALUE! | #VALUE! |  |  |  | #VALUE! | #VALUE! | #VALUE! | #VALUE! | #VALUE! | #VALUE! | #VALUE!
Friday | 10 | 14 | 5 | 6869 | 0 | 0 | 0 | 0 | 0 | 0 | 0 | 0 | 0 | 0 | 0 | 0 | 0 | 0 | 0 | 0 | 0 | 0 | 0 | 0 | 0 | 0 | 0 | 0 | 0 | 0 | 0 | 0 | 0 | 0 | 0 | 0 | 0 | 0 | 0 | 0 | 0 | 0 | 0 | 0 |  | 0 | 0 | 0 |  | #VALUE! | #VALUE! | #VALUE! | #VALUE! |  |  | #VALUE! | #VALUE! | 0 | 0 | 0.20123 | 0.20123 | #VALUE! | #VALUE! | #VALUE! | #VALUE! | 0 | 0 | 0.20123 | 0.20123 | #VALUE! | #VALUE! | #VALUE! | #VALUE! | 0 | 0 | 0.20123 | 0.20123 | #VALUE! | #VALUE! |  |  |  | #VALUE! | #VALUE! | #VALUE! | #VALUE! | #VALUE! | #VALUE! | #VALUE!
Friday | 10 | 14 | 6 | 6870 | 0 | 0 | 0 | 0 | 0 | 0 | 0 | 0 | 0 | 0 | 0 | 0 | 0 | 0 | 0 | 0 | 0 | 0 | 0 | 0 | 0 | 0 | 0 | 0 | 0 | 0 | 0 | 0 | 0 | 0 | 0 | 0 | 0 | 0 | 0 | 0 | 0 | 0 | 0 | 0 |  | 0 | 0 | 0 |  | #VALUE! | #VALUE! | #VALUE! | #VALUE! |  |  | #VALUE! | #VALUE! | 0 | 0 | 0.20123 | 0.20123 | #VALUE! | #VALUE! | #VALUE! | #VALUE! | 0 | 0 | 0.20123 | 0.20123 | #VALUE! | #VALUE! | #VALUE! | #VALUE! | 0 | 0 | 0.20123 | 0.20123 | #VALUE! | #VALUE! |  |  |  | #VALUE! | #VALUE! | #VALUE! | #VALUE! | #VALUE! | #VALUE! | #VALUE!
Friday | 10 | 14 | 7 | 6871 | 0 | 0 | 0 | 0 | 0 | 0 | 0 | 0 | 0 | 0 | 0 | 0 | 0 | 0 | 0 | 0 | 0 | 0 | 0 | 0 | 0 | 0 | 0 | 0 | 0 | 0 | 0 | 0 | 0 | 0 | 0 | 0 | 0 | 0 | 0 | 0 | 0 | 0 | 0 | 0 |  | 0 | 0 | 0 |  | #VALUE! | #VALUE! | #VALUE! | #VALUE! |  |  | #VALUE! | #VALUE! | 0 | 0 | 0.20123 | 0.20123 | #VALUE! | #VALUE! | #VALUE! | #VALUE! | 0 | 0 | 0.20123 | 0.20123 | #VALUE! | #VALUE! | #VALUE! | #VALUE! | 0 | 0 | 0.20123 | 0.20123 | #VALUE! | #VALUE! |  |  |  | #VALUE! | #VALUE! | #VALUE! | #VALUE! | #VALUE! | #VALUE! | #VALUE!
Friday | 10 | 14 | 8 | 6872 | 0 | 0 | 0 | 0 | 0 | 0 | 0 | 0 | 0 | 0 | 0 | 0 | 0 | 0 | 0 | 0 | 0 | 0 | 0 | 0 | 0 | 0 | 0 | 0 | 0 | 0 | 0 | 0 | 0 | 0 | 0 | 0 | 0 | 0 | 0 | 0 | 0 | 0 | 0 | 0 |  | 0 | 0 | 0 |  | #VALUE! | #VALUE! | #VALUE! | #VALUE! |  |  | #VALUE! | #VALUE! | 0 | 0 | 0.20123 | 0.20123 | #VALUE! | #VALUE! | #VALUE! | #VALUE! | 0 | 0 | 0.20123 | 0.20123 | #VALUE! | #VALUE! | #VALUE! | #VALUE! | 0 | 0 | 0.20123 | 0.20123 | #VALUE! | #VALUE! |  |  |  | #VALUE! | #VALUE! | #VALUE! | #VALUE! | #VALUE! | #VALUE! | #VALUE!
Friday | 10 | 14 | 9 | 6873 | 0 | 0 | 0 | 0 | 0 | 0 | 0 | 0 | 0 | 0 | 0 | 0 | 0 | 0 | 0 | 0 | 0 | 0 | 0 | 0 | 0 | 0 | 0 | 0 | 0 | 0 | 0 | 0 | 0 | 0 | 0 | 0 | 0 | 0 | 0 | 0 | 0 | 0 | 0 | 0 |  | 0 | 0 | 0 |  | #VALUE! | #VALUE! | #VALUE! | #VALUE! |  |  | #VALUE! | #VALUE! | 0 | 0 | 0.20123 | 0.20123 | #VALUE! | #VALUE! | #VALUE! | #VALUE! | 0 | 0 | 0.20123 | 0.20123 | #VALUE! | #VALUE! | #VALUE! | #VALUE! | 0 | 0 | 0.20123 | 0.20123 | #VALUE! | #VALUE! |  |  |  | #VALUE! | #VALUE! | #VALUE! | #VALUE! | #VALUE! | #VALUE! | #VALUE!
Friday | 10 | 14 | 10 | 6874 | 0 | 0 | 0 | 0 | 0 | 0 | 0 | 0 | 0 | 0 | 0 | 0 | 0 | 0 | 0 | 0 | 0 | 0 | 0 | 0 | 0 | 0 | 0 | 0 | 0 | 0 | 0 | 0 | 0 | 0 | 0 | 0 | 0 | 0 | 0 | 0 | 0 | 0 | 0 | 0 |  | 0 | 0 | 0 |  | #VALUE! | #VALUE! | #VALUE! | #VALUE! |  |  | #VALUE! | #VALUE! | 0 | 0 | 0.20123 | 0.20123 | #VALUE! | #VALUE! | #VALUE! | #VALUE! | 0 | 0 | 0.20123 | 0.20123 | #VALUE! | #VALUE! | #VALUE! | #VALUE! | 0 | 0 | 0.20123 | 0.20123 | #VALUE! | #VALUE! |  |  |  | #VALUE! | #VALUE! | #VALUE! | #VALUE! | #VALUE! | #VALUE! | #VALUE!
Friday | 10 | 14 | 11 | 6875 | 0 | 0 | 0 | 0 | 0 | 0 | 0 | 0 | 0 | 0 | 0 | 0 | 0 | 0 | 0 | 0 | 0 | 0 | 0 | 0 | 0 | 0 | 0 | 0 | 0.010301 | 0 | 0 | 0 | 0 | 0 | 0 | 0 | 0 | 0 | 0 | 0 | 0 | 0 | 0 | 0 |  | 0 | 0 | 0 |  | #VALUE! | #VALUE! | #VALUE! | #VALUE! |  |  | #VALUE! | #VALUE! | 0 | 0 | 0.20123 | 0.20123 | #VALUE! | #VALUE! | #VALUE! | #VALUE! | 0 | 0 | 0.20123 | 0.20123 | #VALUE! | #VALUE! | #VALUE! | #VALUE! | 0 | 0 | 0.20123 | 0.20123 | #VALUE! | #VALUE! |  |  |  | #VALUE! | #VALUE! | #VALUE! | #VALUE! | #VALUE! | #VALUE! | #VALUE!
Friday | 10 | 14 | 12 | 6876 | 0 | 0 | 0 | 0 | 0 | 0 | 0 | 0 | 0 | 0 | 0 | 0 | 0 | 0 | 0 | 0 | 0 | 0 | 0 | 0 | 0 | 0 | 0 | 0 | 0.001585 | 0 | 0 | 0 | 0 | 0 | 0 | 0 | 0 | 0 | 0 | 0 | 0 | 0 | 0 | 0 |  | 0 | 0 | 0 |  | #VALUE! | #VALUE! | #VALUE! | #VALUE! |  |  | #VALUE! | #VALUE! | 0 | 0 | 0.20123 | 0.20123 | #VALUE! | #VALUE! | #VALUE! | #VALUE! | 0 | 0 | 0.20123 | 0.20123 | #VALUE! | #VALUE! | #VALUE! | #VALUE! | 0 | 0 | 0.20123 | 0.20123 | #VALUE! | #VALUE! |  |  |  | #VALUE! | #VALUE! | #VALUE! | #VALUE! | #VALUE! | #VALUE! | #VALUE!
Friday | 10 | 14 | 13 | 6877 | 0 | 0 | 0 | 0 | 0 | 0 | 0 | 0 | 0 | 0 | 0 | 0 | 0 | 0 | 0 | 0 | 0 | 0 | 0 | 0 | 0 | 0 | 0 | 0 | 0 | 0 | 0 | 0 | 0 | 0 | 0 | 0 | 0 | 0 | 0 | 0 | 0 | 0 | 0 | 0 |  | 0 | 0 | 0 |  | #VALUE! | #VALUE! | #VALUE! | #VALUE! |  |  | #VALUE! | #VALUE! | 0 | 0 | 0.20123 | 0.20123 | #VALUE! | #VALUE! | #VALUE! | #VALUE! | 0 | 0 | 0.20123 | 0.20123 | #VALUE! | #VALUE! | #VALUE! | #VALUE! | 0 | 0 | 0.20123 | 0.20123 | #VALUE! | #VALUE! |  |  |  | #VALUE! | #VALUE! | #VALUE! | #VALUE! | #VALUE! | #VALUE! | #VALUE!
Friday | 10 | 14 | 14 | 6878 | 0 | 0 | 0 | 0 | 0 | 0 | 0 | 0 | 0 | 0 | 0 | 0 | 0 | 0 | 0 | 0 | 0 | 0 | 0 | 0 | 0 | 0 | 0 | 0 | 0 | 0 | 0 | 0 | 0 | 0 | 0 | 0 | 0 | 0 | 0 | 0 | 0 | 0 | 0 | 0 |  | 0 | 0 | 0 |  | #VALUE! | #VALUE! | #VALUE! | #VALUE! |  |  | #VALUE! | #VALUE! | 0 | 0 | 0.20123 | 0.20123 | #VALUE! | #VALUE! | #VALUE! | #VALUE! | 0 | 0 | 0.20123 | 0.20123 | #VALUE! | #VALUE! | #VALUE! | #VALUE! | 0 | 0 | 0.20123 | 0.20123 | #VALUE! | #VALUE! |  |  |  | #VALUE! | #VALUE! | #VALUE! | #VALUE! | #VALUE! | #VALUE! | #VALUE!
Friday | 10 | 14 | 15 | 6879 | 0 | 0 | 0 | 0 | 0 | 0 | 0 | 0 | 0 | 0 | 0 | 0 | 0 | 0 | 0 | 0 | 0 | 0 | 0 | 0 | 0 | 0 | 0 | 0 | 0 | 0 | 0 | 0 | 0 | 0 | 0 | 0 | 0 | 0 | 0 | 0 | 0 | 0 | 0 | 0 |  | 0 | 0 | 0 |  | #VALUE! | #VALUE! | #VALUE! | #VALUE! |  |  | #VALUE! | #VALUE! | 0 | 0 | 0.20123 | 0.20123 | #VALUE! | #VALUE! | #VALUE! | #VALUE! | 0 | 0 | 0.20123 | 0.20123 | #VALUE! | #VALUE! | #VALUE! | #VALUE! | 0 | 0 | 0.20123 | 0.20123 | #VALUE! | #VALUE! |  |  |  | #VALUE! | #VALUE! | #VALUE! | #VALUE! | #VALUE! | #VALUE! | #VALUE!
Friday | 10 | 14 | 16 | 6880 | 0 | 0 | 0 | 0 | 0 | 0 | 0 | 0 | 0 | 0 | 0 | 0 | 0 | 0 | 0 | 0 | 0 | 0 | 0 | 0 | 0 | 0 | 0 | 0 | 0 | 0 | 0 | 0 | 0 | 0 | 0 | 0 | 0 | 0 | 0 | 0 | 0 | 0 | 0 | 0 |  | 0 | 0 | 0 |  | #VALUE! | #VALUE! | #VALUE! | #VALUE! |  |  | #VALUE! | #VALUE! | 0 | 0 | 0.20123 | 0.20123 | #VALUE! | #VALUE! | #VALUE! | #VALUE! | 0 | 0 | 0.20123 | 0.20123 | #VALUE! | #VALUE! | #VALUE! | #VALUE! | 0 | 0 | 0.20123 | 0.20123 | #VALUE! | #VALUE! |  |  |  | #VALUE! | #VALUE! | #VALUE! | #VALUE! | #VALUE! | #VALUE! | #VALUE!
Friday | 10 | 14 | 17 | 6881 | 0 | 0 | 0 | 0 | 0 | 0 | 0 | 0 | 0 | 0 | 0 | 0 | 0 | 0 | 0 | 0 | 0 | 0 | 0 | 0 | 0 | 0 | 0 | 0 | 0 | 0 | 0 | 0 | 0 | 0 | 0 | 0 | 0 | 0 | 0 | 0 | 0 | 0 | 0 | 0 |  | 0 | 0 | 0 |  | #VALUE! | #VALUE! | #VALUE! | #VALUE! |  |  | #VALUE! | #VALUE! | 0 | 0 | 0.20123 | 0.20123 | #VALUE! | #VALUE! | #VALUE! | #VALUE! | 0 | 0 | 0.20123 | 0.20123 | #VALUE! | #VALUE! | #VALUE! | #VALUE! | 0 | 0 | 0.20123 | 0.20123 | #VALUE! | #VALUE! |  |  |  | #VALUE! | #VALUE! | #VALUE! | #VALUE! | #VALUE! | #VALUE! | #VALUE!
Friday | 10 | 14 | 18 | 6882 | 0 | 0 | 0 | 0 | 0 | 0 | 0 | 0 | 0 | 0 | 0 | 0 | 0 | 0 | 0 | 0 | 0 | 0 | 0 | 0 | 0 | 0 | 0 | 0 | 0 | 0 | 0 | 0 | 0 | 0 | 0 | 0 | 0 | 0 | 0 | 0 | 0 | 0 | 0 | 0 |  | 0 | 0 | 0 |  | #VALUE! | #VALUE! | #VALUE! | #VALUE! |  |  | #VALUE! | #VALUE! | 0 | 0 | 0.20123 | 0.20123 | #VALUE! | #VALUE! | #VALUE! | #VALUE! | 0 | 0 | 0.20123 | 0.20123 | #VALUE! | #VALUE! | #VALUE! | #VALUE! | 0 | 0 | 0.20123 | 0.20123 | #VALUE! | #VALUE! |  |  |  | #VALUE! | #VALUE! | #VALUE! | #VALUE! | #VALUE! | #VALUE! | #VALUE!
Friday | 10 | 14 | 19 | 6883 | 0 | 0 | 0 | 0 | 0 | 0 | 0 | 0 | 0 | 0 | 0 | 0 | 0 | 0 | 0 | 0 | 0 | 0 | 0 | 0 | 0 | 0 | 0 | 0 | 0 | 0 | 0 | 0 | 0 | 0 | 0 | 0 | 0 | 0 | 0 | 0 | 0 | 0 | 0 | 0 |  | 0 | 0 | 0 |  | #VALUE! | #VALUE! | #VALUE! | #VALUE! |  |  | #VALUE! | #VALUE! | 0 | 0 | 0.20123 | 0.20123 | #VALUE! | #VALUE! | #VALUE! | #VALUE! | 0 | 0 | 0.20123 | 0.20123 | #VALUE! | #VALUE! | #VALUE! | #VALUE! | 0 | 0 | 0.20123 | 0.20123 | #VALUE! | #VALUE! |  |  |  | #VALUE! | #VALUE! | #VALUE! | #VALUE! | #VALUE! | #VALUE! | #VALUE!
Friday | 10 | 14 | 20 | 6884 | 0 | 0 | 0 | 0 | 0 | 0 | 0 | 0 | 0 | 0 | 0 | 0 | 0 | 0 | 0 | 0 | 0 | 0 | 0 | 0 | 0 | 0 | 0 | 0 | 0 | 0 | 0 | 0 | 0 | 0 | 0 | 0 | 0 | 0 | 0 | 0 | 0 | 0 | 0 | 0 |  | 0 | 0 | 0 |  | #VALUE! | #VALUE! | #VALUE! | #VALUE! |  |  | #VALUE! | #VALUE! | 0 | 0 | 0.20123 | 0.20123 | #VALUE! | #VALUE! | #VALUE! | #VALUE! | 0 | 0 | 0.20123 | 0.20123 | #VALUE! | #VALUE! | #VALUE! | #VALUE! | 0 | 0 | 0.20123 | 0.20123 | #VALUE! | #VALUE! |  |  |  | #VALUE! | #VALUE! | #VALUE! | #VALUE! | #VALUE! | #VALUE! | #VALUE!
Friday | 10 | 14 | 21 | 6885 | 0 | 0 | 0 | 0 | 0 | 0 | 0 | 0 | 0 | 0 | 0 | 0 | 0 | 0 | 0 | 0 | 0 | 0 | 0 | 0 | 0 | 0 | 0 | 0 | 0 | 0 | 0 | 0 | 0 | 0 | 0 | 0 | 0 | 0 | 0 | 0 | 0 | 0 | 0 | 0 |  | 0 | 0 | 0 |  | #VALUE! | #VALUE! | #VALUE! | #VALUE! |  |  | #VALUE! | #VALUE! | 0 | 0 | 0.20123 | 0.20123 | #VALUE! | #VALUE! | #VALUE! | #VALUE! | 0 | 0 | 0.20123 | 0.20123 | #VALUE! | #VALUE! | #VALUE! | #VALUE! | 0 | 0 | 0.20123 | 0.20123 | #VALUE! | #VALUE! |  |  |  | #VALUE! | #VALUE! | #VALUE! | #VALUE! | #VALUE! | #VALUE! | #VALUE!
Friday | 10 | 14 | 22 | 6886 | 0 | 0 | 0 | 0 | 0 | 0 | 0 | 0 | 0 | 0 | 0 | 0 | 0 | 0 | 0 | 0 | 0 | 0 | 0 | 0 | 0 | 0 | 0 | 0 | 0 | 0 | 0 | 0 | 0 | 0 | 0 | 0 | 0 | 0 | 0 | 0 | 0 | 0 | 0 | 0 |  | 0 | 0 | 0 |  | #VALUE! | #VALUE! | #VALUE! | #VALUE! |  |  | #VALUE! | #VALUE! | 0 | 0 | 0.20123 | 0.20123 | #VALUE! | #VALUE! | #VALUE! | #VALUE! | 0 | 0 | 0.20123 | 0.20123 | #VALUE! | #VALUE! | #VALUE! | #VALUE! | 0 | 0 | 0.20123 | 0.20123 | #VALUE! | #VALUE! |  |  |  | #VALUE! | #VALUE! | #VALUE! | #VALUE! | #VALUE! | #VALUE! | #VALUE!
Friday | 10 | 14 | 23 | 6887 | 0 | 0 | 0 | 0 | 0 | 0 | 0 | 0 | 0 | 0 | 0 | 0 | 0 | 0 | 0 | 0 | 0 | 0 | 0 | 0 | 0 | 0 | 0 | 0 | 0 | 0 | 0 | 0 | 0 | 0 | 0 | 0 | 0 | 0 | 0 | 0 | 0 | 0 | 0 | 0 |  | 0 | 0 | 0 |  | #VALUE! | #VALUE! | #VALUE! | #VALUE! |  |  | #VALUE! | #VALUE! | 0 | 0 | 0.20123 | 0.20123 | #VALUE! | #VALUE! | #VALUE! | #VALUE! | 0 | 0 | 0.20123 | 0.20123 | #VALUE! | #VALUE! | #VALUE! | #VALUE! | 0 | 0 | 0.20123 | 0.20123 | #VALUE! | #VALUE! |  |  |  | #VALUE! | #VALUE! | #VALUE! | #VALUE! | #VALUE! | #VALUE! | #VALUE!
Friday | 10 | 14 | 24 | 6888 | 0 | 0 | 0 | 0 | 0 | 0 | 0 | 0 | 0 | 0 | 0 | 0 | 0 | 0 | 0 | 0 | 0 | 0 | 0 | 0 | 0 | 0 | 0 | 0 | 0 | 0 | 0 | 0 | 0 | 0 | 0 | 0 | 0 | 0 | 0 | 0 | 0 | 0 | 0 | 0 |  | 0 | 0 | 0 |  | #VALUE! | #VALUE! | #VALUE! | #VALUE! |  |  | #VALUE! | #VALUE! | 0 | 0 | 0.20123 | 0.20123 | #VALUE! | #VALUE! | #VALUE! | #VALUE! | 0 | 0 | 0.20123 | 0.20123 | #VALUE! | #VALUE! | #VALUE! | #VALUE! | 0 | 0 | 0.20123 | 0.20123 | #VALUE! | #VALUE! |  |  |  | #VALUE! | #VALUE! | #VALUE! | #VALUE! | #VALUE! | #VALUE! | #VALUE!
Saturday | 10 | 15 | 1 | 6889 | 0 | 0 | 0 | 0 | 0 | 0 | 0 | 0 | 0 | 0 | 0 | 0 | 0 | 0 | 0 | 0 | 0 | 0 | 0 | 0 | 0 | 0 | 0 | 0 | 0 | 0 | 0 | 0 | 0 | 0 | 0 | 0 | 0 | 0 | 0 | 0 | 0 | 0 | 0 | 0 |  | 0 | 0 | 0 |  | #VALUE! | #VALUE! | #VALUE! | #VALUE! |  |  | #VALUE! | #VALUE! | 0 | 0 | 0.20123 | 0.20123 | #VALUE! | #VALUE! | #VALUE! | #VALUE! | 0 | 0 | 0.20123 | 0.20123 | #VALUE! | #VALUE! | #VALUE! | #VALUE! | 0 | 0 | 0.20123 | 0.20123 | #VALUE! | #VALUE! |  |  |  | #VALUE! | #VALUE! | #VALUE! | #VALUE! | #VALUE! | #VALUE! | #VALUE!
Saturday | 10 | 15 | 2 | 6890 | 0 | 0 | 0 | 0 | 0 | 0 | 0 | 0 | 0 | 0 | 0 | 0 | 0 | 0 | 0 | 0 | 0 | 0 | 0 | 0 | 0 | 0 | 0 | 0 | 0 | 0 | 0 | 0 | 0 | 0 | 0 | 0 | 0 | 0 | 0 | 0 | 0 | 0 | 0 | 0 |  | 0 | 0 | 0 |  | #VALUE! | #VALUE! | #VALUE! | #VALUE! |  |  | #VALUE! | #VALUE! | 0 | 0 | 0.20123 | 0.20123 | #VALUE! | #VALUE! | #VALUE! | #VALUE! | 0 | 0 | 0.20123 | 0.20123 | #VALUE! | #VALUE! | #VALUE! | #VALUE! | 0 | 0 | 0.20123 | 0.20123 | #VALUE! | #VALUE! |  |  |  | #VALUE! | #VALUE! | #VALUE! | #VALUE! | #VALUE! | #VALUE! | #VALUE!
Saturday | 10 | 15 | 3 | 6891 | 0 | 0 | 0 | 0 | 0 | 0 | 0 | 0 | 0 | 0 | 0 | 0 | 0 | 0 | 0 | 0 | 0 | 0 | 0 | 0 | 0 | 0 | 0 | 0 | 0 | 0 | 0 | 0 | 0 | 0 | 0 | 0 | 0 | 0 | 0 | 0 | 0 | 0 | 0 | 0 |  | 0 | 0 | 0 |  | #VALUE! | #VALUE! | #VALUE! | #VALUE! |  |  | #VALUE! | #VALUE! | 0 | 0 | 0.20123 | 0.20123 | #VALUE! | #VALUE! | #VALUE! | #VALUE! | 0 | 0 | 0.20123 | 0.20123 | #VALUE! | #VALUE! | #VALUE! | #VALUE! | 0 | 0 | 0.20123 | 0.20123 | #VALUE! | #VALUE! |  |  |  | #VALUE! | #VALUE! | #VALUE! | #VALUE! | #VALUE! | #VALUE! | #VALUE!
Saturday | 10 | 15 | 4 | 6892 | 0 | 0 | 0 | 0 | 0 | 0 | 0 | 0 | 0 | 0 | 0 | 0 | 0 | 0 | 0 | 0 | 0 | 0 | 0 | 0 | 0 | 0 | 0 | 0 | 0 | 0 | 0 | 0 | 0 | 0 | 0 | 0 | 0 | 0 | 0 | 0 | 0 | 0 | 0 | 0 |  | 0 | 0 | 0 |  | #VALUE! | #VALUE! | #VALUE! | #VALUE! |  |  | #VALUE! | #VALUE! | 0 | 0 | 0.20123 | 0.20123 | #VALUE! | #VALUE! | #VALUE! | #VALUE! | 0 | 0 | 0.20123 | 0.20123 | #VALUE! | #VALUE! | #VALUE! | #VALUE! | 0 | 0 | 0.20123 | 0.20123 | #VALUE! | #VALUE! |  |  |  | #VALUE! | #VALUE! | #VALUE! | #VALUE! | #VALUE! | #VALUE! | #VALUE!
Saturday | 10 | 15 | 5 | 6893 | 0 | 0 | 0 | 0 | 0 | 0 | 0 | 0 | 0 | 0 | 0 | 0 | 0 | 0 | 0 | 0 | 0 | 0 | 0 | 0 | 0 | 0 | 0 | 0 | 0.0021166 | 0 | 0 | 0 | 0 | 0 | 0 | 0 | 0 | 0 | 0 | 0 | 0 | 0 | 0 | 0 |  | 0 | 0 | 0 |  | #VALUE! | #VALUE! | #VALUE! | #VALUE! |  |  | #VALUE! | #VALUE! | 0 | 0 | 0.20123 | 0.20123 | #VALUE! | #VALUE! | #VALUE! | #VALUE! | 0 | 0 | 0.20123 | 0.20123 | #VALUE! | #VALUE! | #VALUE! | #VALUE! | 0 | 0 | 0.20123 | 0.20123 | #VALUE! | #VALUE! |  |  |  | #VALUE! | #VALUE! | #VALUE! | #VALUE! | #VALUE! | #VALUE! | #VALUE!
Saturday | 10 | 15 | 6 | 6894 | 0 | 0 | 0 | 0 | 0 | 0 | 0 | 0 | 0 | 0 | 0 | 0 | 0 | 0 | 0 | 0 | 0 | 0 | 0 | 0 | 0 | 0 | 0 | 0 | 0.0022142 | 0 | 0 | 0 | 0 | 0 | 0 | 0 | 0 | 0 | 0 | 0 | 0 | 0 | 0 | 0 |  | 0 | 0 | 0 |  | #VALUE! | #VALUE! | #VALUE! | #VALUE! |  |  | #VALUE! | #VALUE! | 0 | 0 | 0.20123 | 0.20123 | #VALUE! | #VALUE! | #VALUE! | #VALUE! | 0 | 0 | 0.20123 | 0.20123 | #VALUE! | #VALUE! | #VALUE! | #VALUE! | 0 | 0 | 0.20123 | 0.20123 | #VALUE! | #VALUE! |  |  |  | #VALUE! | #VALUE! | #VALUE! | #VALUE! | #VALUE! | #VALUE! | #VALUE!
Saturday | 10 | 15 | 7 | 6895 | 0 | 0 | 0 | 0 | 0 | 0 | 0 | 0 | 0 | 0 | 0 | 0 | 0 | 0 | 0 | 0 | 0 | 0 | 0 | 0 | 0 | 0 | 0 | 0 | 0 | 0 | 0 | 0 | 0 | 0 | 0 | 0 | 0 | 0 | 0 | 0 | 0 | 0 | 0 | 0 |  | 0 | 0 | 0 |  | #VALUE! | #VALUE! | #VALUE! | #VALUE! |  |  | #VALUE! | #VALUE! | 0 | 0 | 0.20123 | 0.20123 | #VALUE! | #VALUE! | #VALUE! | #VALUE! | 0 | 0 | 0.20123 | 0.20123 | #VALUE! | #VALUE! | #VALUE! | #VALUE! | 0 | 0 | 0.20123 | 0.20123 | #VALUE! | #VALUE! |  |  |  | #VALUE! | #VALUE! | #VALUE! | #VALUE! | #VALUE! | #VALUE! | #VALUE!
Saturday | 10 | 15 | 8 | 6896 | 0 | 0 | 0 | 0 | 0 | 0 | 0 | 0 | 0 | 0 | 0 | 0 | 0 | 0 | 0 | 0 | 0 | 0 | 0 | 0 | 0 | 0 | 0 | 0 | 0.0034855 | 0 | 0 | 0 | 0 | 0 | 0 | 0 | 0 | 0 | 0 | 0 | 0 | 0 | 0 | 0 |  | 0 | 0 | 0 |  | #VALUE! | #VALUE! | #VALUE! | #VALUE! |  |  | #VALUE! | #VALUE! | 0 | 0 | 0.20123 | 0.20123 | #VALUE! | #VALUE! | #VALUE! | #VALUE! | 0 | 0 | 0.20123 | 0.20123 | #VALUE! | #VALUE! | #VALUE! | #VALUE! | 0 | 0 | 0.20123 | 0.20123 | #VALUE! | #VALUE! |  |  |  | #VALUE! | #VALUE! | #VALUE! | #VALUE! | #VALUE! | #VALUE! | #VALUE!
Saturday | 10 | 15 | 9 | 6897 | 0 | 0 | 0 | 0 | 0 | 0 | 0 | 0 | 0 | 0 | 0 | 0 | 0 | 0 | 0 | 0 | 0 | 0 | 0 | 0 | 0 | 0 | 0 | 0 | 0 | 0 | 0 | 0 | 0 | 0 | 0 | 0 | 0 | 0 | 0 | 0 | 0 | 0 | 0 | 0 |  | 0 | 0 | 0 |  | #VALUE! | #VALUE! | #VALUE! | #VALUE! |  |  | #VALUE! | #VALUE! | 0 | 0 | 0.20123 | 0.20123 | #VALUE! | #VALUE! | #VALUE! | #VALUE! | 0 | 0 | 0.20123 | 0.20123 | #VALUE! | #VALUE! | #VALUE! | #VALUE! | 0 | 0 | 0.20123 | 0.20123 | #VALUE! | #VALUE! |  |  |  | #VALUE! | #VALUE! | #VALUE! | #VALUE! | #VALUE! | #VALUE! | #VALUE!
Saturday | 10 | 15 | 10 | 6898 | 0 | 0 | 0 | 0 | 0 | 0 | 0 | 0 | 0 | 0 | 0 | 0 | 0 | 0 | 0 | 0 | 0 | 0 | 0 | 0 | 0 | 0 | 0 | 0 | 0 | 0 | 0 | 0 | 0 | 0 | 0 | 0 | 0 | 0 | 0 | 0 | 0 | 0 | 0 | 0 |  | 0 | 0 | 0 |  | #VALUE! | #VALUE! | #VALUE! | #VALUE! |  |  | #VALUE! | #VALUE! | 0 | 0 | 0.20123 | 0.20123 | #VALUE! | #VALUE! | #VALUE! | #VALUE! | 0 | 0 | 0.20123 | 0.20123 | #VALUE! | #VALUE! | #VALUE! | #VALUE! | 0 | 0 | 0.20123 | 0.20123 | #VALUE! | #VALUE! |  |  |  | #VALUE! | #VALUE! | #VALUE! | #VALUE! | #VALUE! | #VALUE! | #VALUE!
Saturday | 10 | 15 | 11 | 6899 | 0 | 0 | 0 | 0 | 0 | 0 | 0 | 0 | 0 | 0 | 0 | 0 | 0 | 0 | 0 | 0 | 0 | 0 | 0 | 0 | 0 | 0 | 0 | 0 | 0.0070467 | 0 | 0 | 0 | 0 | 0 | 0 | 0 | 0 | 0 | 0 | 0 | 0 | 0 | 0 | 0 |  | 0 | 0 | 0 |  | #VALUE! | #VALUE! | #VALUE! | #VALUE! |  |  | #VALUE! | #VALUE! | 0 | 0 | 0.20123 | 0.20123 | #VALUE! | #VALUE! | #VALUE! | #VALUE! | 0 | 0 | 0.20123 | 0.20123 | #VALUE! | #VALUE! | #VALUE! | #VALUE! | 0 | 0 | 0.20123 | 0.20123 | #VALUE! | #VALUE! |  |  |  | #VALUE! | #VALUE! | #VALUE! | #VALUE! | #VALUE! | #VALUE! | #VALUE!
Saturday | 10 | 15 | 12 | 6900 | 0 | 0 | 0 | 0 | 0 | 0 | 0 | 0 | 0 | 0 | 0 | 0 | 0 | 0 | 0 | 0 | 0 | 0 | 0 | 0 | 0 | 0 | 0 | 0 | 0.0037048 | 0 | 0 | 0 | 0 | 0 | 0 | 0 | 0 | 0 | 0 | 0 | 0 | 0 | 0 | 0 |  | 0 | 0 | 0 |  | #VALUE! | #VALUE! | #VALUE! | #VALUE! |  |  | #VALUE! | #VALUE! | 0 | 0 | 0.20123 | 0.20123 | #VALUE! | #VALUE! | #VALUE! | #VALUE! | 0 | 0 | 0.20123 | 0.20123 | #VALUE! | #VALUE! | #VALUE! | #VALUE! | 0 | 0 | 0.20123 | 0.20123 | #VALUE! | #VALUE! |  |  |  | #VALUE! | #VALUE! | #VALUE! | #VALUE! | #VALUE! | #VALUE! | #VALUE!
Saturday | 10 | 15 | 13 | 6901 | 0 | 0 | 0 | 0 | 0 | 0 | 0 | 0 | 0 | 0 | 0 | 0 | 0 | 0 | 0 | 0 | 0 | 0 | 0 | 0 | 0 | 0 | 0 | 0 | 0 | 0 | 0 | 0 | 0 | 0 | 0 | 0 | 0 | 0 | 0 | 0 | 0 | 0 | 0 | 0 |  | 0 | 0 | 0 |  | #VALUE! | #VALUE! | #VALUE! | #VALUE! |  |  | #VALUE! | #VALUE! | 0 | 0 | 0.20123 | 0.20123 | #VALUE! | #VALUE! | #VALUE! | #VALUE! | 0 | 0 | 0.20123 | 0.20123 | #VALUE! | #VALUE! | #VALUE! | #VALUE! | 0 | 0 | 0.20123 | 0.20123 | #VALUE! | #VALUE! |  |  |  | #VALUE! | #VALUE! | #VALUE! | #VALUE! | #VALUE! | #VALUE! | #VALUE!
Saturday | 10 | 15 | 14 | 6902 | 0 | 0 | 0 | 0 | 0 | 0 | 0 | 0 | 0 | 0 | 0 | 0 | 0 | 0 | 0 | 0 | 0 | 0 | 0 | 0 | 0 | 0 | 0 | 0 | 0 | 0 | 0 | 0 | 0 | 0 | 0 | 0 | 0 | 0 | 0 | 0 | 0 | 0 | 0 | 0 |  | 0 | 0 | 0 |  | #VALUE! | #VALUE! | #VALUE! | #VALUE! |  |  | #VALUE! | #VALUE! | 0 | 0 | 0.20123 | 0.20123 | #VALUE! | #VALUE! | #VALUE! | #VALUE! | 0 | 0 | 0.20123 | 0.20123 | #VALUE! | #VALUE! | #VALUE! | #VALUE! | 0 | 0 | 0.20123 | 0.20123 | #VALUE! | #VALUE! |  |  |  | #VALUE! | #VALUE! | #VALUE! | #VALUE! | #VALUE! | #VALUE! | #VALUE!
Saturday | 10 | 15 | 15 | 6903 | 0 | 0 | 0 | 0 | 0 | 0 | 0 | 0 | 0 | 0 | 0 | 0 | 0 | 0 | 0 | 0 | 0 | 0 | 0 | 0 | 0 | 0 | 0 | 0 | 0 | 0 | 0 | 0.00031724 | 0 | 0 | 0 | 0 | 0 | 0 | 0 | 0 | 0 | 0 | 0 | 0 |  | 0 | 0 | 0 |  | #VALUE! | #VALUE! | #VALUE! | #VALUE! |  |  | #VALUE! | #VALUE! | 0 | 0 | 0.20123 | 0.20123 | #VALUE! | #VALUE! | #VALUE! | #VALUE! | 0 | 0 | 0.20123 | 0.20123 | #VALUE! | #VALUE! | #VALUE! | #VALUE! | 0 | 0 | 0.20123 | 0.20123 | #VALUE! | #VALUE! |  |  |  | #VALUE! | #VALUE! | #VALUE! | #VALUE! | #VALUE! | #VALUE! | #VALUE!
Saturday | 10 | 15 | 16 | 6904 | 0 | 0 | 0 | 0 | 0 | 0 | 0 | 0 | 0 | 0 | 0 | 0 | 0 | 0 | 0 | 0 | 0 | 0 | 0 | 0 | 0 | 0 | 0 | 0 | 0 | 0 | 0 | 0.00031724 | 0 | 0 | 0 | 0 | 0 | 0 | 0 | 0 | 0 | 0 | 0 | 0 |  | 0 | 0 | 0 |  | #VALUE! | #VALUE! | #VALUE! | #VALUE! |  |  | #VALUE! | #VALUE! | 0 | 0 | 0.20123 | 0.20123 | #VALUE! | #VALUE! | #VALUE! | #VALUE! | 0 | 0 | 0.20123 | 0.20123 | #VALUE! | #VALUE! | #VALUE! | #VALUE! | 0 | 0 | 0.20123 | 0.20123 | #VALUE! | #VALUE! |  |  |  | #VALUE! | #VALUE! | #VALUE! | #VALUE! | #VALUE! | #VALUE! | #VALUE!
Saturday | 10 | 15 | 17 | 6905 | 0 | 0 | 0 | 0 | 0 | 0 | 0 | 0 | 0 | 0 | 0 | 0 | 0 | 0 | 0 | 0 | 0 | 0 | 0 | 0 | 0 | 0 | 0 | 0 | 0 | 0 | 0 | 0 | 0 | 0 | 0 | 0 | 0 | 0 | 0 | 0 | 0 | 0 | 0 | 0 |  | 0 | 0 | 0 |  | #VALUE! | #VALUE! | #VALUE! | #VALUE! |  |  | #VALUE! | #VALUE! | 0 | 0 | 0.20123 | 0.20123 | #VALUE! | #VALUE! | #VALUE! | #VALUE! | 0 | 0 | 0.20123 | 0.20123 | #VALUE! | #VALUE! | #VALUE! | #VALUE! | 0 | 0 | 0.20123 | 0.20123 | #VALUE! | #VALUE! |  |  |  | #VALUE! | #VALUE! | #VALUE! | #VALUE! | #VALUE! | #VALUE! | #VALUE!
Saturday | 10 | 15 | 18 | 6906 | 0 | 0 | 0 | 0 | 0 | 0 | 0 | 0 | 0 | 0 | 0 | 0 | 0 | 0 | 0 | 0 | 0 | 0 | 0 | 0 | 0 | 0 | 0 | 0 | 0 | 0 | 0 | 0 | 0 | 0 | 0 | 0 | 0 | 0 | 0 | 0 | 0 | 0 | 0 | 0 |  | 0 | 0 | 0 |  | #VALUE! | #VALUE! | #VALUE! | #VALUE! |  |  | #VALUE! | #VALUE! | 0 | 0 | 0.20123 | 0.20123 | #VALUE! | #VALUE! | #VALUE! | #VALUE! | 0 | 0 | 0.20123 | 0.20123 | #VALUE! | #VALUE! | #VALUE! | #VALUE! | 0 | 0 | 0.20123 | 0.20123 | #VALUE! | #VALUE! |  |  |  | #VALUE! | #VALUE! | #VALUE! | #VALUE! | #VALUE! | #VALUE! | #VALUE!
Saturday | 10 | 15 | 19 | 6907 | 0 | 0 | 0 | 0 | 0 | 0 | 0 | 0 | 0 | 0 | 0 | 0 | 0 | 0 | 0 | 0 | 0 | 0 | 0 | 0 | 0 | 0 | 0 | 0 | 0.002995 | 0 | 0 | 0 | 0 | 0 | 0 | 0 | 0 | 0 | 0 | 0 | 0 | 0 | 0 | 0 |  | 0 | 0 | 0 |  | #VALUE! | #VALUE! | #VALUE! | #VALUE! |  |  | #VALUE! | #VALUE! | 0 | 0 | 0.20123 | 0.20123 | #VALUE! | #VALUE! | #VALUE! | #VALUE! | 0 | 0 | 0.20123 | 0.20123 | #VALUE! | #VALUE! | #VALUE! | #VALUE! | 0 | 0 | 0.20123 | 0.20123 | #VALUE! | #VALUE! |  |  |  | #VALUE! | #VALUE! | #VALUE! | #VALUE! | #VALUE! | #VALUE! | #VALUE!
Saturday | 10 | 15 | 20 | 6908 | 0 | 0 | 0 | 0 | 0 | 0 | 0 | 0 | 0 | 0 | 0 | 0 | 0 | 0 | 0 | 0 | 0 | 0 | 0 | 0 | 0 | 0 | 0 | 0 | 0 | 0 | 0 | 0 | 0 | 0 | 0 | 0 | 0 | 0 | 0 | 0 | 0 | 0 | 0 | 0 |  | 0 | 0 | 0 |  | #VALUE! | #VALUE! | #VALUE! | #VALUE! |  |  | #VALUE! | #VALUE! | 0 | 0 | 0.20123 | 0.20123 | #VALUE! | #VALUE! | #VALUE! | #VALUE! | 0 | 0 | 0.20123 | 0.20123 | #VALUE! | #VALUE! | #VALUE! | #VALUE! | 0 | 0 | 0.20123 | 0.20123 | #VALUE! | #VALUE! |  |  |  | #VALUE! | #VALUE! | #VALUE! | #VALUE! | #VALUE! | #VALUE! | #VALUE!
Saturday | 10 | 15 | 21 | 6909 | 0 | 0 | 0 | 0 | 0 | 0 | 0 | 0 | 0 | 0 | 0 | 0 | 0 | 0 | 0 | 0 | 0 | 0 | 0 | 0 | 0 | 0 | 0 | 0 | 0 | 0 | 0 | 0 | 0 | 0 | 0 | 0 | 0 | 0 | 0 | 0 | 0 | 0 | 0 | 0 |  | 0 | 0 | 0 |  | #VALUE! | #VALUE! | #VALUE! | #VALUE! |  |  | #VALUE! | #VALUE! | 0 | 0 | 0.20123 | 0.20123 | #VALUE! | #VALUE! | #VALUE! | #VALUE! | 0 | 0 | 0.20123 | 0.20123 | #VALUE! | #VALUE! | #VALUE! | #VALUE! | 0 | 0 | 0.20123 | 0.20123 | #VALUE! | #VALUE! |  |  |  | #VALUE! | #VALUE! | #VALUE! | #VALUE! | #VALUE! | #VALUE! | #VALUE!
Saturday | 10 | 15 | 22 | 6910 | 0 | 0 | 0 | 0 | 0 | 0 | 0 | 0 | 0 | 0 | 0 | 0 | 0 | 0 | 0 | 0 | 0 | 0 | 0 | 0 | 0 | 0 | 0 | 0 | 0 | 0 | 0 | 0 | 0 | 0 | 0 | 0 | 0 | 0 | 0 | 0 | 0 | 0 | 0 | 0 |  | 0 | 0 | 0 |  | #VALUE! | #VALUE! | #VALUE! | #VALUE! |  |  | #VALUE! | #VALUE! | 0 | 0 | 0.20123 | 0.20123 | #VALUE! | #VALUE! | #VALUE! | #VALUE! | 0 | 0 | 0.20123 | 0.20123 | #VALUE! | #VALUE! | #VALUE! | #VALUE! | 0 | 0 | 0.20123 | 0.20123 | #VALUE! | #VALUE! |  |  |  | #VALUE! | #VALUE! | #VALUE! | #VALUE! | #VALUE! | #VALUE! | #VALUE!
Saturday | 10 | 15 | 23 | 6911 | 0 | 0 | 0 | 0 | 0 | 0 | 0 | 0 | 0 | 0 | 0 | 0 | 0 | 0 | 0 | 0 | 0 | 0 | 0 | 0 | 0 | 0 | 0 | 0 | 0 | 0 | 0 | 0 | 0 | 0 | 0 | 0 | 0 | 0 | 0 | 0 | 0 | 0 | 0 | 0 |  | 0 | 0 | 0 |  | #VALUE! | #VALUE! | #VALUE! | #VALUE! |  |  | #VALUE! | #VALUE! | 0 | 0 | 0.20123 | 0.20123 | #VALUE! | #VALUE! | #VALUE! | #VALUE! | 0 | 0 | 0.20123 | 0.20123 | #VALUE! | #VALUE! | #VALUE! | #VALUE! | 0 | 0 | 0.20123 | 0.20123 | #VALUE! | #VALUE! |  |  |  | #VALUE! | #VALUE! | #VALUE! | #VALUE! | #VALUE! | #VALUE! | #VALUE!
Saturday | 10 | 15 | 24 | 6912 | 0 | 0 | 0 | 0 | 0 | 0 | 0 | 0 | 0 | 0 | 0 | 0 | 0 | 0 | 0 | 0 | 0 | 0 | 0 | 0 | 0 | 0 | 0 | 0 | 0 | 0 | 0 | 0 | 0 | 0 | 0 | 0 | 0 | 0 | 0 | 0 | 0 | 0 | 0 | 0 |  | 0 | 0 | 0 |  | #VALUE! | #VALUE! | #VALUE! | #VALUE! |  |  | #VALUE! | #VALUE! | 0 | 0 | 0.20123 | 0.20123 | #VALUE! | #VALUE! | #VALUE! | #VALUE! | 0 | 0 | 0.20123 | 0.20123 | #VALUE! | #VALUE! | #VALUE! | #VALUE! | 0 | 0 | 0.20123 | 0.20123 | #VALUE! | #VALUE! |  |  |  | #VALUE! | #VALUE! | #VALUE! | #VALUE! | #VALUE! | #VALUE! | #VALUE!
Sunday | 10 | 16 | 1 | 6913 | 0 | 0 | 0 | 0 | 0 | 0 | 0 | 0 | 0 | 0 | 0 | 0 | 0 | 0 | 0 | 0 | 0 | 0 | 0 | 0 | 0 | 0 | 0 | 0 | 0 | 0 | 0 | 0 | 0 | 0 | 0 | 0 | 0 | 0 | 0 | 0 | 0 | 0 | 0 | 0 |  | 0 | 0 | 0 |  | #VALUE! | #VALUE! | #VALUE! | #VALUE! |  |  | #VALUE! | #VALUE! | 0 | 0 | 0.20123 | 0.20123 | #VALUE! | #VALUE! | #VALUE! | #VALUE! | 0 | 0 | 0.20123 | 0.20123 | #VALUE! | #VALUE! | #VALUE! | #VALUE! | 0 | 0 | 0.20123 | 0.20123 | #VALUE! | #VALUE! |  |  |  | #VALUE! | #VALUE! | #VALUE! | #VALUE! | #VALUE! | #VALUE! | #VALUE!
Sunday | 10 | 16 | 2 | 6914 | 0 | 0 | 0 | 0 | 0 | 0 | 0 | 0 | 0 | 0 | 0 | 0 | 0 | 0 | 0 | 0 | 0 | 0 | 0 | 0 | 0 | 0 | 0 | 0 | 0 | 0 | 0 | 0 | 0 | 0 | 0 | 0 | 0 | 0 | 0 | 0 | 0 | 0 | 0 | 0 |  | 0 | 0 | 0 |  | #VALUE! | #VALUE! | #VALUE! | #VALUE! |  |  | #VALUE! | #VALUE! | 0 | 0 | 0.20123 | 0.20123 | #VALUE! | #VALUE! | #VALUE! | #VALUE! | 0 | 0 | 0.20123 | 0.20123 | #VALUE! | #VALUE! | #VALUE! | #VALUE! | 0 | 0 | 0.20123 | 0.20123 | #VALUE! | #VALUE! |  |  |  | #VALUE! | #VALUE! | #VALUE! | #VALUE! | #VALUE! | #VALUE! | #VALUE!
Sunday | 10 | 16 | 3 | 6915 | 0 | 0 | 0 | 0 | 0 | 0 | 0 | 0 | 0 | 0 | 0 | 0 | 0 | 0 | 0 | 0 | 0 | 0 | 0 | 0 | 0 | 0 | 0 | 0 | 0 | 0 | 0 | 0 | 0 | 0 | 0 | 0 | 0 | 0 | 0 | 0 | 0 | 0 | 0 | 0 |  | 0 | 0 | 0 |  | #VALUE! | #VALUE! | #VALUE! | #VALUE! |  |  | #VALUE! | #VALUE! | 0 | 0 | 0.20123 | 0.20123 | #VALUE! | #VALUE! | #VALUE! | #VALUE! | 0 | 0 | 0.20123 | 0.20123 | #VALUE! | #VALUE! | #VALUE! | #VALUE! | 0 | 0 | 0.20123 | 0.20123 | #VALUE! | #VALUE! |  |  |  | #VALUE! | #VALUE! | #VALUE! | #VALUE! | #VALUE! | #VALUE! | #VALUE!
Sunday | 10 | 16 | 4 | 6916 | 0 | 0 | 0 | 0 | 0 | 0 | 0 | 0 | 0 | 0 | 0 | 0 | 0 | 0 | 0 | 0 | 0 | 0 | 0 | 0 | 0 | 0 | 0 | 0 | 0 | 0 | 0 | 0 | 0 | 0 | 0 | 0 | 0 | 0 | 0 | 0 | 0 | 0 | 0 | 0 |  | 0 | 0 | 0 |  | #VALUE! | #VALUE! | #VALUE! | #VALUE! |  |  | #VALUE! | #VALUE! | 0 | 0 | 0.20123 | 0.20123 | #VALUE! | #VALUE! | #VALUE! | #VALUE! | 0 | 0 | 0.20123 | 0.20123 | #VALUE! | #VALUE! | #VALUE! | #VALUE! | 0 | 0 | 0.20123 | 0.20123 | #VALUE! | #VALUE! |  |  |  | #VALUE! | #VALUE! | #VALUE! | #VALUE! | #VALUE! | #VALUE! | #VALUE!
Sunday | 10 | 16 | 5 | 6917 | 0 | 0 | 0 | 0 | 0 | 0 | 0 | 0 | 0 | 0 | 0 | 0 | 0 | 0 | 0 | 0 | 0 | 0 | 0 | 0 | 0 | 0 | 0 | 0 | 0 | 0 | 0 | 0 | 0 | 0 | 0 | 0 | 0 | 0 | 0 | 0 | 0 | 0 | 0 | 0 |  | 0 | 0 | 0 |  | #VALUE! | #VALUE! | #VALUE! | #VALUE! |  |  | #VALUE! | #VALUE! | 0 | 0 | 0.20123 | 0.20123 | #VALUE! | #VALUE! | #VALUE! | #VALUE! | 0 | 0 | 0.20123 | 0.20123 | #VALUE! | #VALUE! | #VALUE! | #VALUE! | 0 | 0 | 0.20123 | 0.20123 | #VALUE! | #VALUE! |  |  |  | #VALUE! | #VALUE! | #VALUE! | #VALUE! | #VALUE! | #VALUE! | #VALUE!
Sunday | 10 | 16 | 6 | 6918 | 0 | 0 | 0 | 0 | 0 | 0 | 0 | 0 | 0 | 0 | 0 | 0 | 0 | 0 | 0 | 0 | 0 | 0 | 0 | 0 | 0 | 0 | 0 | 0 | 0 | 0 | 0 | 0 | 0 | 0 | 0 | 0 | 0 | 0 | 0 | 0 | 0 | 0 | 0 | 0 |  | 0 | 0 | 0 |  | #VALUE! | #VALUE! | #VALUE! | #VALUE! |  |  | #VALUE! | #VALUE! | 0 | 0 | 0.20123 | 0.20123 | #VALUE! | #VALUE! | #VALUE! | #VALUE! | 0 | 0 | 0.20123 | 0.20123 | #VALUE! | #VALUE! | #VALUE! | #VALUE! | 0 | 0 | 0.20123 | 0.20123 | #VALUE! | #VALUE! |  |  |  | #VALUE! | #VALUE! | #VALUE! | #VALUE! | #VALUE! | #VALUE! | #VALUE!
Sunday | 10 | 16 | 7 | 6919 | 0 | 0 | 0 | 0 | 0 | 0 | 0 | 0 | 0 | 0 | 0 | 0 | 0 | 0 | 0 | 0 | 0 | 0 | 0 | 0 | 0 | 0 | 0 | 0 | 0.0036249 | 0 | 0 | 0 | 0 | 0 | 0 | 0 | 0 | 0 | 0 | 0 | 0 | 0 | 0 | 0 |  | 0 | 0 | 0 |  | #VALUE! | #VALUE! | #VALUE! | #VALUE! |  |  | #VALUE! | #VALUE! | 0 | 0 | 0.20123 | 0.20123 | #VALUE! | #VALUE! | #VALUE! | #VALUE! | 0 | 0 | 0.20123 | 0.20123 | #VALUE! | #VALUE! | #VALUE! | #VALUE! | 0 | 0 | 0.20123 | 0.20123 | #VALUE! | #VALUE! |  |  |  | #VALUE! | #VALUE! | #VALUE! | #VALUE! | #VALUE! | #VALUE! | #VALUE!
Sunday | 10 | 16 | 8 | 6920 | 0 | 0 | 0 | 0 | 0 | 0 | 0 | 0 | 0 | 0 | 0 | 0 | 0 | 0 | 0 | 0 | 0 | 0 | 0 | 0 | 0 | 0 | 0 | 0 | 0.002185 | 0 | 0 | 0 | 0 | 0 | 0 | 0 | 0 | 0 | 0 | 0 | 0 | 0 | 0 | 0 |  | 0 | 0 | 0 |  | #VALUE! | #VALUE! | #VALUE! | #VALUE! |  |  | #VALUE! | #VALUE! | 0 | 0 | 0.20123 | 0.20123 | #VALUE! | #VALUE! | #VALUE! | #VALUE! | 0 | 0 | 0.20123 | 0.20123 | #VALUE! | #VALUE! | #VALUE! | #VALUE! | 0 | 0 | 0.20123 | 0.20123 | #VALUE! | #VALUE! |  |  |  | #VALUE! | #VALUE! | #VALUE! | #VALUE! | #VALUE! | #VALUE! | #VALUE!
Sunday | 10 | 16 | 9 | 6921 | 0 | 0 | 0 | 0 | 0 | 0 | 0 | 0 | 0 | 0 | 0 | 0 | 0 | 0 | 0 | 0 | 0 | 0 | 0 | 0 | 0 | 0 | 0 | 0 | 0 | 0 | 0 | 0 | 0 | 0 | 0 | 0 | 0 | 0 | 0 | 0 | 0 | 0 | 0 | 0 |  | 0 | 0 | 0 |  | #VALUE! | #VALUE! | #VALUE! | #VALUE! |  |  | #VALUE! | #VALUE! | 0 | 0 | 0.20123 | 0.20123 | #VALUE! | #VALUE! | #VALUE! | #VALUE! | 0 | 0 | 0.20123 | 0.20123 | #VALUE! | #VALUE! | #VALUE! | #VALUE! | 0 | 0 | 0.20123 | 0.20123 | #VALUE! | #VALUE! |  |  |  | #VALUE! | #VALUE! | #VALUE! | #VALUE! | #VALUE! | #VALUE! | #VALUE!
Sunday | 10 | 16 | 10 | 6922 | 0 | 0 | 0 | 0 | 0 | 0 | 0 | 0 | 0 | 0 | 0 | 0 | 0 | 0 | 0 | 0 | 0 | 0 | 0 | 0 | 0 | 0 | 0 | 0 | 0.0039488 | 0 | 0 | 0 | 0 | 0 | 0 | 0 | 0 | 0 | 0 | 0 | 0 | 0 | 0 | 0 |  | 0 | 0 | 0 |  | #VALUE! | #VALUE! | #VALUE! | #VALUE! |  |  | #VALUE! | #VALUE! | 0 | 0 | 0.20123 | 0.20123 | #VALUE! | #VALUE! | #VALUE! | #VALUE! | 0 | 0 | 0.20123 | 0.20123 | #VALUE! | #VALUE! | #VALUE! | #VALUE! | 0 | 0 | 0.20123 | 0.20123 | #VALUE! | #VALUE! |  |  |  | #VALUE! | #VALUE! | #VALUE! | #VALUE! | #VALUE! | #VALUE! | #VALUE!
Sunday | 10 | 16 | 11 | 6923 | 0 | 0 | 0 | 0 | 0 | 0 | 0 | 0 | 0 | 0 | 0 | 0 | 0 | 0 | 0 | 0 | 0 | 0 | 0 | 0 | 0 | 0 | 0 | 0 | 0 | 0 | 0 | 0 | 0 | 0 | 0 | 0 | 0 | 0 | 0 | 0 | 0 | 0 | 0 | 0 |  | 0 | 0 | 0 |  | #VALUE! | #VALUE! | #VALUE! | #VALUE! |  |  | #VALUE! | #VALUE! | 0 | 0 | 0.20123 | 0.20123 | #VALUE! | #VALUE! | #VALUE! | #VALUE! | 0 | 0 | 0.20123 | 0.20123 | #VALUE! | #VALUE! | #VALUE! | #VALUE! | 0 | 0 | 0.20123 | 0.20123 | #VALUE! | #VALUE! |  |  |  | #VALUE! | #VALUE! | #VALUE! | #VALUE! | #VALUE! | #VALUE! | #VALUE!
Sunday | 10 | 16 | 12 | 6924 | 0 | 0 | 0 | 0 | 0 | 0 | 0 | 0 | 0 | 0 | 0 | 0 | 0 | 0 | 0 | 0 | 0 | 0 | 0 | 0 | 0 | 0 | 0 | 0 | 0 | 0 | 0 | 0 | 0 | 0 | 0 | 0 | 0 | 0 | 0 | 0 | 0 | 0 | 0 | 0 |  | 0 | 0 | 0 |  | #VALUE! | #VALUE! | #VALUE! | #VALUE! |  |  | #VALUE! | #VALUE! | 0 | 0 | 0.20123 | 0.20123 | #VALUE! | #VALUE! | #VALUE! | #VALUE! | 0 | 0 | 0.20123 | 0.20123 | #VALUE! | #VALUE! | #VALUE! | #VALUE! | 0 | 0 | 0.20123 | 0.20123 | #VALUE! | #VALUE! |  |  |  | #VALUE! | #VALUE! | #VALUE! | #VALUE! | #VALUE! | #VALUE! | #VALUE!
Sunday | 10 | 16 | 13 | 6925 | 0 | 0 | 0 | 0 | 0 | 0 | 0 | 0 | 0 | 0 | 0 | 0 | 0 | 0 | 0 | 0 | 0 | 0 | 0 | 0 | 0 | 0 | 0 | 0 | 0 | 0 | 0 | 0.003331 | 0 | 0 | 0 | 0 | 0 | 0 | 0 | 0 | 0 | 0 | 0 | 0 |  | 0 | 0 | 0 |  | #VALUE! | #VALUE! | #VALUE! | #VALUE! |  |  | #VALUE! | #VALUE! | 0 | 0 | 0.20123 | 0.20123 | #VALUE! | #VALUE! | #VALUE! | #VALUE! | 0 | 0 | 0.20123 | 0.20123 | #VALUE! | #VALUE! | #VALUE! | #VALUE! | 0 | 0 | 0.20123 | 0.20123 | #VALUE! | #VALUE! |  |  |  | #VALUE! | #VALUE! | #VALUE! | #VALUE! | #VALUE! | #VALUE! | #VALUE!
Sunday | 10 | 16 | 14 | 6926 | 0 | 0 | 0 | 0 | 0 | 0 | 0 | 0 | 0 | 0 | 0 | 0 | 0 | 0 | 0 | 0 | 0 | 0 | 0 | 0 | 0 | 0 | 0 | 0 | 0 | 0 | 0 | 0.0061862 | 0 | 0 | 0 | 0 | 0 | 0 | 0 | 0 | 0 | 0 | 0 | 0 |  | 0 | 0 | 0 |  | #VALUE! | #VALUE! | #VALUE! | #VALUE! |  |  | #VALUE! | #VALUE! | 0 | 0 | 0.20123 | 0.20123 | #VALUE! | #VALUE! | #VALUE! | #VALUE! | 0 | 0 | 0.20123 | 0.20123 | #VALUE! | #VALUE! | #VALUE! | #VALUE! | 0 | 0 | 0.20123 | 0.20123 | #VALUE! | #VALUE! |  |  |  | #VALUE! | #VALUE! | #VALUE! | #VALUE! | #VALUE! | #VALUE! | #VALUE!
Sunday | 10 | 16 | 15 | 6927 | 0 | 0 | 0 | 0 | 0 | 0 | 0 | 0 | 0 | 0 | 0 | 0 | 0 | 0 | 0 | 0 | 0 | 0 | 0 | 0 | 0 | 0 | 0 | 0 | 0 | 0 | 0 | 0.0061862 | 0 | 0 | 0 | 0 | 0 | 0 | 0 | 0 | 0 | 0 | 0 | 0 |  | 0 | 0 | 0 |  | #VALUE! | #VALUE! | #VALUE! | #VALUE! |  |  | #VALUE! | #VALUE! | 0 | 0 | 0.20123 | 0.20123 | #VALUE! | #VALUE! | #VALUE! | #VALUE! | 0 | 0 | 0.20123 | 0.20123 | #VALUE! | #VALUE! | #VALUE! | #VALUE! | 0 | 0 | 0.20123 | 0.20123 | #VALUE! | #VALUE! |  |  |  | #VALUE! | #VALUE! | #VALUE! | #VALUE! | #VALUE! | #VALUE! | #VALUE!
Sunday | 10 | 16 | 16 | 6928 | 0 | 0 | 0 | 0 | 0 | 0 | 0 | 0 | 0 | 0 | 0 | 0 | 0 | 0 | 0 | 0 | 0 | 0 | 0 | 0 | 0 | 0 | 0 | 0 | 0 | 0 | 0 | 0.003331 | 0 | 0 | 0 | 0 | 0 | 0 | 0 | 0 | 0 | 0 | 0 | 0 |  | 0 | 0 | 0 |  | #VALUE! | #VALUE! | #VALUE! | #VALUE! |  |  | #VALUE! | #VALUE! | 0 | 0 | 0.20123 | 0.20123 | #VALUE! | #VALUE! | #VALUE! | #VALUE! | 0 | 0 | 0.20123 | 0.20123 | #VALUE! | #VALUE! | #VALUE! | #VALUE! | 0 | 0 | 0.20123 | 0.20123 | #VALUE! | #VALUE! |  |  |  | #VALUE! | #VALUE! | #VALUE! | #VALUE! | #VALUE! | #VALUE! | #VALUE!
Sunday | 10 | 16 | 17 | 6929 | 0 | 0 | 0 | 0 | 0 | 0 | 0 | 0 | 0 | 0 | 0 | 0 | 0 | 0 | 0 | 0 | 0 | 0 | 0 | 0 | 0 | 0 | 0 | 0 | 0 | 0 | 0 | 0.00031724 | 0 | 0 | 0 | 0 | 0 | 0 | 0 | 0 | 0 | 0 | 0 | 0 |  | 0 | 0 | 0 |  | #VALUE! | #VALUE! | #VALUE! | #VALUE! |  |  | #VALUE! | #VALUE! | 0 | 0 | 0.20123 | 0.20123 | #VALUE! | #VALUE! | #VALUE! | #VALUE! | 0 | 0 | 0.20123 | 0.20123 | #VALUE! | #VALUE! | #VALUE! | #VALUE! | 0 | 0 | 0.20123 | 0.20123 | #VALUE! | #VALUE! |  |  |  | #VALUE! | #VALUE! | #VALUE! | #VALUE! | #VALUE! | #VALUE! | #VALUE!
Sunday | 10 | 16 | 18 | 6930 | 0 | 0 | 0 | 0 | 0 | 0 | 0 | 0 | 0 | 0 | 0 | 0 | 0 | 0 | 0 | 0 | 0 | 0 | 0 | 0 | 0 | 0 | 0 | 0 | 0 | 0 | 0 | 0 | 0 | 0 | 0 | 0 | 0 | 0 | 0 | 0 | 0 | 0 | 0 | 0 |  | 0 | 0 | 0 |  | #VALUE! | #VALUE! | #VALUE! | #VALUE! |  |  | #VALUE! | #VALUE! | 0 | 0 | 0.20123 | 0.20123 | #VALUE! | #VALUE! | #VALUE! | #VALUE! | 0 | 0 | 0.20123 | 0.20123 | #VALUE! | #VALUE! | #VALUE! | #VALUE! | 0 | 0 | 0.20123 | 0.20123 | #VALUE! | #VALUE! |  |  |  | #VALUE! | #VALUE! | #VALUE! | #VALUE! | #VALUE! | #VALUE! | #VALUE!
Sunday | 10 | 16 | 19 | 6931 | 0 | 0 | 0 | 0 | 0 | 0 | 0 | 0 | 0 | 0 | 0 | 0 | 0 | 0 | 0 | 0 | 0 | 0 | 0 | 0 | 0 | 0 | 0 | 0 | 0 | 0 | 0 | 0 | 0 | 0 | 0 | 0 | 0 | 0 | 0 | 0 | 0 | 0 | 0 | 0 |  | 0 | 0 | 0 |  | #VALUE! | #VALUE! | #VALUE! | #VALUE! |  |  | #VALUE! | #VALUE! | 0 | 0 | 0.20123 | 0.20123 | #VALUE! | #VALUE! | #VALUE! | #VALUE! | 0 | 0 | 0.20123 | 0.20123 | #VALUE! | #VALUE! | #VALUE! | #VALUE! | 0 | 0 | 0.20123 | 0.20123 | #VALUE! | #VALUE! |  |  |  | #VALUE! | #VALUE! | #VALUE! | #VALUE! | #VALUE! | #VALUE! | #VALUE!
Sunday | 10 | 16 | 20 | 6932 | 0 | 0 | 0 | 0 | 0 | 0 | 0 | 0 | 0 | 0 | 0 | 0 | 0 | 0 | 0 | 0 | 0 | 0 | 0 | 0 | 0 | 0 | 0 | 0 | 0 | 0 | 0 | 0 | 0 | 0 | 0 | 0 | 0 | 0 | 0 | 0 | 0 | 0 | 0 | 0 |  | 0 | 0 | 0 |  | #VALUE! | #VALUE! | #VALUE! | #VALUE! |  |  | #VALUE! | #VALUE! | 0 | 0 | 0.20123 | 0.20123 | #VALUE! | #VALUE! | #VALUE! | #VALUE! | 0 | 0 | 0.20123 | 0.20123 | #VALUE! | #VALUE! | #VALUE! | #VALUE! | 0 | 0 | 0.20123 | 0.20123 | #VALUE! | #VALUE! |  |  |  | #VALUE! | #VALUE! | #VALUE! | #VALUE! | #VALUE! | #VALUE! | #VALUE!
Sunday | 10 | 16 | 21 | 6933 | 0 | 0 | 0 | 0 | 0 | 0 | 0 | 0 | 0 | 0 | 0 | 0 | 0 | 0 | 0 | 0 | 0 | 0 | 0 | 0 | 0 | 0 | 0 | 0 | 0 | 0 | 0 | 0 | 0 | 0 | 0 | 0 | 0 | 0 | 0 | 0 | 0 | 0 | 0 | 0 |  | 0 | 0 | 0 |  | #VALUE! | #VALUE! | #VALUE! | #VALUE! |  |  | #VALUE! | #VALUE! | 0 | 0 | 0.20123 | 0.20123 | #VALUE! | #VALUE! | #VALUE! | #VALUE! | 0 | 0 | 0.20123 | 0.20123 | #VALUE! | #VALUE! | #VALUE! | #VALUE! | 0 | 0 | 0.20123 | 0.20123 | #VALUE! | #VALUE! |  |  |  | #VALUE! | #VALUE! | #VALUE! | #VALUE! | #VALUE! | #VALUE! | #VALUE!
Sunday | 10 | 16 | 22 | 6934 | 0 | 0 | 0 | 0 | 0 | 0 | 0 | 0 | 0 | 0 | 0 | 0 | 0 | 0 | 0 | 0 | 0 | 0 | 0 | 0 | 0 | 0 | 0 | 0 | 0 | 0 | 0 | 0 | 0 | 0 | 0 | 0 | 0 | 0 | 0 | 0 | 0 | 0 | 0 | 0 |  | 0 | 0 | 0 |  | #VALUE! | #VALUE! | #VALUE! | #VALUE! |  |  | #VALUE! | #VALUE! | 0 | 0 | 0.20123 | 0.20123 | #VALUE! | #VALUE! | #VALUE! | #VALUE! | 0 | 0 | 0.20123 | 0.20123 | #VALUE! | #VALUE! | #VALUE! | #VALUE! | 0 | 0 | 0.20123 | 0.20123 | #VALUE! | #VALUE! |  |  |  | #VALUE! | #VALUE! | #VALUE! | #VALUE! | #VALUE! | #VALUE! | #VALUE!
Sunday | 10 | 16 | 23 | 6935 | 0 | 0 | 0 | 0 | 0 | 0 | 0 | 0 | 0 | 0 | 0 | 0 | 0 | 0 | 0 | 0 | 0 | 0 | 0 | 0 | 0 | 0 | 0 | 0 | 0 | 0 | 0 | 0 | 0 | 0 | 0 | 0 | 0 | 0 | 0 | 0 | 0 | 0 | 0 | 0 |  | 0 | 0 | 0 |  | #VALUE! | #VALUE! | #VALUE! | #VALUE! |  |  | #VALUE! | #VALUE! | 0 | 0 | 0.20123 | 0.20123 | #VALUE! | #VALUE! | #VALUE! | #VALUE! | 0 | 0 | 0.20123 | 0.20123 | #VALUE! | #VALUE! | #VALUE! | #VALUE! | 0 | 0 | 0.20123 | 0.20123 | #VALUE! | #VALUE! |  |  |  | #VALUE! | #VALUE! | #VALUE! | #VALUE! | #VALUE! | #VALUE! | #VALUE!
Sunday | 10 | 16 | 24 | 6936 | 0 | 0 | 0 | 0 | 0 | 0 | 0 | 0 | 0 | 0 | 0 | 0 | 0 | 0 | 0 | 0 | 0 | 0 | 0 | 0 | 0 | 0 | 0 | 0 | 0 | 0 | 0 | 0 | 0 | 0 | 0 | 0 | 0 | 0 | 0 | 0 | 0 | 0 | 0 | 0 |  | 0 | 0 | 0 |  | #VALUE! | #VALUE! | #VALUE! | #VALUE! |  |  | #VALUE! | #VALUE! | 0 | 0 | 0.20123 | 0.20123 | #VALUE! | #VALUE! | #VALUE! | #VALUE! | 0 | 0 | 0.20123 | 0.20123 | #VALUE! | #VALUE! | #VALUE! | #VALUE! | 0 | 0 | 0.20123 | 0.20123 | #VALUE! | #VALUE! |  |  |  | #VALUE! | #VALUE! | #VALUE! | #VALUE! | #VALUE! | #VALUE! | #VALUE!
Monday | 10 | 17 | 1 | 6937 | 0 | 0 | 0 | 0 | 0 | 0 | 0 | 0 | 0 | 0 | 0 | 0 | 0 | 0 | 0 | 0 | 0 | 0 | 0 | 0 | 0 | 0 | 0 | 0 | 0 | 0 | 0 | 0 | 0 | 0 | 0 | 0 | 0 | 0 | 0 | 0 | 0 | 0 | 0 | 0 |  | 0 | 0 | 0 |  | #VALUE! | #VALUE! | #VALUE! | #VALUE! |  |  | #VALUE! | #VALUE! | 0 | 0 | 0.20123 | 0.20123 | #VALUE! | #VALUE! | #VALUE! | #VALUE! | 0 | 0 | 0.20123 | 0.20123 | #VALUE! | #VALUE! | #VALUE! | #VALUE! | 0 | 0 | 0.20123 | 0.20123 | #VALUE! | #VALUE! |  |  |  | #VALUE! | #VALUE! | #VALUE! | #VALUE! | #VALUE! | #VALUE! | #VALUE!
Monday | 10 | 17 | 2 | 6938 | 0 | 0 | 0 | 0 | 0 | 0 | 0 | 0 | 0 | 0 | 0 | 0 | 0 | 0 | 0 | 0 | 0 | 0 | 0 | 0 | 0 | 0 | 0 | 0 | 0 | 0 | 0 | 0 | 0 | 0 | 0 | 0 | 0 | 0 | 0 | 0 | 0 | 0 | 0 | 0 |  | 0 | 0 | 0 |  | #VALUE! | #VALUE! | #VALUE! | #VALUE! |  |  | #VALUE! | #VALUE! | 0 | 0 | 0.20123 | 0.20123 | #VALUE! | #VALUE! | #VALUE! | #VALUE! | 0 | 0 | 0.20123 | 0.20123 | #VALUE! | #VALUE! | #VALUE! | #VALUE! | 0 | 0 | 0.20123 | 0.20123 | #VALUE! | #VALUE! |  |  |  | #VALUE! | #VALUE! | #VALUE! | #VALUE! | #VALUE! | #VALUE! | #VALUE!
Monday | 10 | 17 | 3 | 6939 | 0 | 0 | 0 | 0 | 0 | 0 | 0 | 0 | 0 | 0 | 0 | 0 | 0 | 0 | 0 | 0 | 0 | 0 | 0 | 0 | 0 | 0 | 0 | 0 | 0 | 0 | 0 | 0 | 0 | 0 | 0 | 0 | 0 | 0 | 0 | 0 | 0 | 0 | 0 | 0 |  | 0 | 0 | 0 |  | #VALUE! | #VALUE! | #VALUE! | #VALUE! |  |  | #VALUE! | #VALUE! | 0 | 0 | 0.20123 | 0.20123 | #VALUE! | #VALUE! | #VALUE! | #VALUE! | 0 | 0 | 0.20123 | 0.20123 | #VALUE! | #VALUE! | #VALUE! | #VALUE! | 0 | 0 | 0.20123 | 0.20123 | #VALUE! | #VALUE! |  |  |  | #VALUE! | #VALUE! | #VALUE! | #VALUE! | #VALUE! | #VALUE! | #VALUE!
Monday | 10 | 17 | 4 | 6940 | 0 | 0 | 0 | 0 | 0 | 0 | 0 | 0 | 0 | 0 | 0 | 0 | 0 | 0 | 0 | 0 | 0 | 0 | 0 | 0 | 0 | 0 | 0 | 0 | 0 | 0 | 0 | 0 | 0 | 0 | 0 | 0 | 0 | 0 | 0 | 0 | 0 | 0 | 0 | 0 |  | 0 | 0 | 0 |  | #VALUE! | #VALUE! | #VALUE! | #VALUE! |  |  | #VALUE! | #VALUE! | 0 | 0 | 0.20123 | 0.20123 | #VALUE! | #VALUE! | #VALUE! | #VALUE! | 0 | 0 | 0.20123 | 0.20123 | #VALUE! | #VALUE! | #VALUE! | #VALUE! | 0 | 0 | 0.20123 | 0.20123 | #VALUE! | #VALUE! |  |  |  | #VALUE! | #VALUE! | #VALUE! | #VALUE! | #VALUE! | #VALUE! | #VALUE!
Monday | 10 | 17 | 5 | 6941 | 0 | 0 | 0 | 0 | 0 | 0 | 0 | 0 | 0 | 0 | 0 | 0 | 0 | 0 | 0 | 0 | 0 | 0 | 0 | 0 | 0 | 0 | 0 | 0 | 0 | 0 | 0 | 0 | 0 | 0 | 0 | 0 | 0 | 0 | 0 | 0 | 0 | 0 | 0 | 0 |  | 0 | 0 | 0 |  | #VALUE! | #VALUE! | #VALUE! | #VALUE! |  |  | #VALUE! | #VALUE! | 0 | 0 | 0.20123 | 0.20123 | #VALUE! | #VALUE! | #VALUE! | #VALUE! | 0 | 0 | 0.20123 | 0.20123 | #VALUE! | #VALUE! | #VALUE! | #VALUE! | 0 | 0 | 0.20123 | 0.20123 | #VALUE! | #VALUE! |  |  |  | #VALUE! | #VALUE! | #VALUE! | #VALUE! | #VALUE! | #VALUE! | #VALUE!
Monday | 10 | 17 | 6 | 6942 | 0 | 0 | 0 | 0 | 0 | 0 | 0 | 0 | 0 | 0 | 0 | 0 | 0 | 0 | 0 | 0 | 0 | 0 | 0 | 0 | 0 | 0 | 0 | 0 | 0.0020018 | 0 | 0 | 0 | 0 | 0 | 0 | 0 | 0 | 0 | 0 | 0 | 0 | 0 | 0 | 0 |  | 0 | 0 | 0 |  | #VALUE! | #VALUE! | #VALUE! | #VALUE! |  |  | #VALUE! | #VALUE! | 0 | 0 | 0.20123 | 0.20123 | #VALUE! | #VALUE! | #VALUE! | #VALUE! | 0 | 0 | 0.20123 | 0.20123 | #VALUE! | #VALUE! | #VALUE! | #VALUE! | 0 | 0 | 0.20123 | 0.20123 | #VALUE! | #VALUE! |  |  |  | #VALUE! | #VALUE! | #VALUE! | #VALUE! | #VALUE! | #VALUE! | #VALUE!
Monday | 10 | 17 | 7 | 6943 | 0 | 0 | 0 | 0 | 0 | 0 | 0 | 0 | 0 | 0 | 0 | 0 | 0 | 0 | 0 | 0 | 0 | 0 | 0 | 0 | 0 | 0 | 0 | 0 | 0.0030437 | 0 | 0 | 0 | 0 | 0 | 0 | 0 | 0 | 0 | 0 | 0 | 0 | 0 | 0 | 0 |  | 0 | 0 | 0 |  | #VALUE! | #VALUE! | #VALUE! | #VALUE! |  |  | #VALUE! | #VALUE! | 0 | 0 | 0.20123 | 0.20123 | #VALUE! | #VALUE! | #VALUE! | #VALUE! | 0 | 0 | 0.20123 | 0.20123 | #VALUE! | #VALUE! | #VALUE! | #VALUE! | 0 | 0 | 0.20123 | 0.20123 | #VALUE! | #VALUE! |  |  |  | #VALUE! | #VALUE! | #VALUE! | #VALUE! | #VALUE! | #VALUE! | #VALUE!
Monday | 10 | 17 | 8 | 6944 | 0 | 0 | 0 | 0 | 0 | 0 | 0 | 0 | 0 | 0 | 0 | 0 | 0 | 0 | 0 | 0 | 0 | 0 | 0 | 0 | 0 | 0 | 0 | 0 | 0.0016679 | 0 | 0 | 0 | 0 | 0 | 0 | 0 | 0 | 0 | 0 | 0 | 0 | 0 | 0 | 0 |  | 0 | 0 | 0 |  | #VALUE! | #VALUE! | #VALUE! | #VALUE! |  |  | #VALUE! | #VALUE! | 0 | 0 | 0.20123 | 0.20123 | #VALUE! | #VALUE! | #VALUE! | #VALUE! | 0 | 0 | 0.20123 | 0.20123 | #VALUE! | #VALUE! | #VALUE! | #VALUE! | 0 | 0 | 0.20123 | 0.20123 | #VALUE! | #VALUE! |  |  |  | #VALUE! | #VALUE! | #VALUE! | #VALUE! | #VALUE! | #VALUE! | #VALUE!
Monday | 10 | 17 | 9 | 6945 | 0 | 0 | 0 | 0 | 0 | 0 | 0 | 0 | 0 | 0 | 0 | 0 | 0 | 0 | 0 | 0 | 0 | 0 | 0 | 0 | 0 | 0 | 0 | 0 | 0 | 0 | 0 | 0 | 0 | 0 | 0 | 0 | 0 | 0 | 0 | 0 | 0 | 0 | 0 | 0 |  | 0 | 0 | 0 |  | #VALUE! | #VALUE! | #VALUE! | #VALUE! |  |  | #VALUE! | #VALUE! | 0 | 0 | 0.20123 | 0.20123 | #VALUE! | #VALUE! | #VALUE! | #VALUE! | 0 | 0 | 0.20123 | 0.20123 | #VALUE! | #VALUE! | #VALUE! | #VALUE! | 0 | 0 | 0.20123 | 0.20123 | #VALUE! | #VALUE! |  |  |  | #VALUE! | #VALUE! | #VALUE! | #VALUE! | #VALUE! | #VALUE! | #VALUE!
Monday | 10 | 17 | 10 | 6946 | 0 | 0 | 0 | 0 | 0 | 0 | 0 | 0 | 0 | 0 | 0 | 0 | 0 | 0 | 0 | 0 | 0 | 0 | 0 | 0 | 0 | 0 | 0 | 0 | 0.0038515 | 0 | 0 | 0 | 0 | 0 | 0 | 0 | 0 | 0 | 0 | 0 | 0 | 0 | 0 | 0 |  | 0 | 0 | 0 |  | #VALUE! | #VALUE! | #VALUE! | #VALUE! |  |  | #VALUE! | #VALUE! | 0 | 0 | 0.20123 | 0.20123 | #VALUE! | #VALUE! | #VALUE! | #VALUE! | 0 | 0 | 0.20123 | 0.20123 | #VALUE! | #VALUE! | #VALUE! | #VALUE! | 0 | 0 | 0.20123 | 0.20123 | #VALUE! | #VALUE! |  |  |  | #VALUE! | #VALUE! | #VALUE! | #VALUE! | #VALUE! | #VALUE! | #VALUE!
Monday | 10 | 17 | 11 | 6947 | 0 | 0 | 0 | 0 | 0 | 0 | 0 | 0 | 0 | 0 | 0 | 0 | 0 | 0 | 0 | 0 | 0 | 0 | 0 | 0 | 0 | 0 | 0 | 0 | 0 | 0 | 0 | 0 | 0 | 0 | 0 | 0 | 0 | 0 | 0 | 0 | 0 | 0 | 0 | 0 |  | 0 | 0 | 0 |  | #VALUE! | #VALUE! | #VALUE! | #VALUE! |  |  | #VALUE! | #VALUE! | 0 | 0 | 0.20123 | 0.20123 | #VALUE! | #VALUE! | #VALUE! | #VALUE! | 0 | 0 | 0.20123 | 0.20123 | #VALUE! | #VALUE! | #VALUE! | #VALUE! | 0 | 0 | 0.20123 | 0.20123 | #VALUE! | #VALUE! |  |  |  | #VALUE! | #VALUE! | #VALUE! | #VALUE! | #VALUE! | #VALUE! | #VALUE!
Monday | 10 | 17 | 12 | 6948 | 0 | 0 | 0 | 0 | 0 | 0 | 0 | 0 | 0 | 0 | 0 | 0 | 0 | 0 | 0 | 0 | 0 | 0 | 0 | 0 | 0 | 0 | 0 | 0 | 0 | 0 | 0 | 0 | 0 | 0 | 0 | 0 | 0 | 0 | 0 | 0 | 0 | 0 | 0 | 0 |  | 0 | 0 | 0 |  | #VALUE! | #VALUE! | #VALUE! | #VALUE! |  |  | #VALUE! | #VALUE! | 0 | 0 | 0.20123 | 0.20123 | #VALUE! | #VALUE! | #VALUE! | #VALUE! | 0 | 0 | 0.20123 | 0.20123 | #VALUE! | #VALUE! | #VALUE! | #VALUE! | 0 | 0 | 0.20123 | 0.20123 | #VALUE! | #VALUE! |  |  |  | #VALUE! | #VALUE! | #VALUE! | #VALUE! | #VALUE! | #VALUE! | #VALUE!
Monday | 10 | 17 | 13 | 6949 | 0 | 0 | 0 | 0 | 0 | 0 | 0 | 0 | 0 | 0 | 0 | 0 | 0 | 0 | 0 | 0 | 0 | 0 | 0 | 0 | 0 | 0 | 0 | 0 | 0 | 0 | 0 | 0 | 0 | 0 | 0 | 0 | 0 | 0 | 0 | 0 | 0 | 0 | 0 | 0 |  | 0 | 0 | 0 |  | #VALUE! | #VALUE! | #VALUE! | #VALUE! |  |  | #VALUE! | #VALUE! | 0 | 0 | 0.20123 | 0.20123 | #VALUE! | #VALUE! | #VALUE! | #VALUE! | 0 | 0 | 0.20123 | 0.20123 | #VALUE! | #VALUE! | #VALUE! | #VALUE! | 0 | 0 | 0.20123 | 0.20123 | #VALUE! | #VALUE! |  |  |  | #VALUE! | #VALUE! | #VALUE! | #VALUE! | #VALUE! | #VALUE! | #VALUE!
Monday | 10 | 17 | 14 | 6950 | 0 | 0 | 0 | 0 | 0 | 0 | 0 | 0 | 0 | 0 | 0 | 0 | 0 | 0 | 0 | 0 | 0 | 0 | 0 | 0 | 0 | 0 | 0 | 0 | 0 | 0 | 0 | 0 | 0 | 0 | 0 | 0 | 0 | 0 | 0 | 0 | 0 | 0 | 0 | 0 |  | 0 | 0 | 0 |  | #VALUE! | #VALUE! | #VALUE! | #VALUE! |  |  | #VALUE! | #VALUE! | 0 | 0 | 0.20123 | 0.20123 | #VALUE! | #VALUE! | #VALUE! | #VALUE! | 0 | 0 | 0.20123 | 0.20123 | #VALUE! | #VALUE! | #VALUE! | #VALUE! | 0 | 0 | 0.20123 | 0.20123 | #VALUE! | #VALUE! |  |  |  | #VALUE! | #VALUE! | #VALUE! | #VALUE! | #VALUE! | #VALUE! | #VALUE!
Monday | 10 | 17 | 15 | 6951 | 0 | 0 | 0 | 0 | 0 | 0 | 0 | 0 | 0 | 0 | 0 | 0 | 0 | 0 | 0 | 0 | 0 | 0 | 0 | 0 | 0 | 0 | 0 | 0 | 0 | 0 | 0 | 0 | 0 | 0 | 0 | 0 | 0 | 0 | 0 | 0 | 0 | 0 | 0 | 0 |  | 0 | 0 | 0 |  | #VALUE! | #VALUE! | #VALUE! | #VALUE! |  |  | #VALUE! | #VALUE! | 0 | 0 | 0.20123 | 0.20123 | #VALUE! | #VALUE! | #VALUE! | #VALUE! | 0 | 0 | 0.20123 | 0.20123 | #VALUE! | #VALUE! | #VALUE! | #VALUE! | 0 | 0 | 0.20123 | 0.20123 | #VALUE! | #VALUE! |  |  |  | #VALUE! | #VALUE! | #VALUE! | #VALUE! | #VALUE! | #VALUE! | #VALUE!
Monday | 10 | 17 | 16 | 6952 | 0 | 0 | 0 | 0 | 0 | 0 | 0 | 0 | 0 | 0 | 0 | 0 | 0 | 0 | 0 | 0 | 0 | 0 | 0 | 0 | 0 | 0 | 0 | 0 | 0 | 0 | 0 | 0 | 0 | 0 | 0 | 0 | 0 | 0 | 0 | 0 | 0 | 0 | 0 | 0 |  | 0 | 0 | 0 |  | #VALUE! | #VALUE! | #VALUE! | #VALUE! |  |  | #VALUE! | #VALUE! | 0 | 0 | 0.20123 | 0.20123 | #VALUE! | #VALUE! | #VALUE! | #VALUE! | 0 | 0 | 0.20123 | 0.20123 | #VALUE! | #VALUE! | #VALUE! | #VALUE! | 0 | 0 | 0.20123 | 0.20123 | #VALUE! | #VALUE! |  |  |  | #VALUE! | #VALUE! | #VALUE! | #VALUE! | #VALUE! | #VALUE! | #VALUE!
Monday | 10 | 17 | 17 | 6953 | 0 | 0 | 0 | 0 | 0 | 0 | 0 | 0 | 0 | 0 | 0 | 0 | 0 | 0 | 0 | 0 | 0 | 0 | 0 | 0 | 0 | 0 | 0 | 0 | 0 | 0 | 0 | 0 | 0 | 0 | 0 | 0 | 0 | 0 | 0 | 0 | 0 | 0 | 0 | 0 |  | 0 | 0 | 0 |  | #VALUE! | #VALUE! | #VALUE! | #VALUE! |  |  | #VALUE! | #VALUE! | 0 | 0 | 0.20123 | 0.20123 | #VALUE! | #VALUE! | #VALUE! | #VALUE! | 0 | 0 | 0.20123 | 0.20123 | #VALUE! | #VALUE! | #VALUE! | #VALUE! | 0 | 0 | 0.20123 | 0.20123 | #VALUE! | #VALUE! |  |  |  | #VALUE! | #VALUE! | #VALUE! | #VALUE! | #VALUE! | #VALUE! | #VALUE!
Monday | 10 | 17 | 18 | 6954 | 0 | 0 | 0 | 0 | 0 | 0 | 0 | 0 | 0 | 0 | 0 | 0 | 0 | 0 | 0 | 0 | 0 | 0 | 0 | 0 | 0 | 0 | 0 | 0 | 0 | 0 | 0 | 0 | 0 | 0 | 0 | 0 | 0 | 0 | 0 | 0 | 0 | 0 | 0 | 0 |  | 0 | 0 | 0 |  | #VALUE! | #VALUE! | #VALUE! | #VALUE! |  |  | #VALUE! | #VALUE! | 0 | 0 | 0.20123 | 0.20123 | #VALUE! | #VALUE! | #VALUE! | #VALUE! | 0 | 0 | 0.20123 | 0.20123 | #VALUE! | #VALUE! | #VALUE! | #VALUE! | 0 | 0 | 0.20123 | 0.20123 | #VALUE! | #VALUE! |  |  |  | #VALUE! | #VALUE! | #VALUE! | #VALUE! | #VALUE! | #VALUE! | #VALUE!
Monday | 10 | 17 | 19 | 6955 | 0 | 0 | 0 | 0 | 0 | 0 | 0 | 0 | 0 | 0 | 0 | 0 | 0 | 0 | 0 | 0 | 0 | 0 | 0 | 0 | 0 | 0 | 0 | 0 | 0 | 0 | 0 | 0 | 0 | 0 | 0 | 0 | 0 | 0 | 0 | 0 | 0 | 0 | 0 | 0 |  | 0 | 0 | 0 |  | #VALUE! | #VALUE! | #VALUE! | #VALUE! |  |  | #VALUE! | #VALUE! | 0 | 0 | 0.20123 | 0.20123 | #VALUE! | #VALUE! | #VALUE! | #VALUE! | 0 | 0 | 0.20123 | 0.20123 | #VALUE! | #VALUE! | #VALUE! | #VALUE! | 0 | 0 | 0.20123 | 0.20123 | #VALUE! | #VALUE! |  |  |  | #VALUE! | #VALUE! | #VALUE! | #VALUE! | #VALUE! | #VALUE! | #VALUE!
Monday | 10 | 17 | 20 | 6956 | 0 | 0 | 0 | 0 | 0 | 0 | 0 | 0 | 0 | 0 | 0 | 0 | 0 | 0 | 0 | 0 | 0 | 0 | 0 | 0 | 0 | 0 | 0 | 0 | 0 | 0 | 0 | 0 | 0 | 0 | 0 | 0 | 0 | 0 | 0 | 0 | 0 | 0 | 0 | 0 |  | 0 | 0 | 0 |  | #VALUE! | #VALUE! | #VALUE! | #VALUE! |  |  | #VALUE! | #VALUE! | 0 | 0 | 0.20123 | 0.20123 | #VALUE! | #VALUE! | #VALUE! | #VALUE! | 0 | 0 | 0.20123 | 0.20123 | #VALUE! | #VALUE! | #VALUE! | #VALUE! | 0 | 0 | 0.20123 | 0.20123 | #VALUE! | #VALUE! |  |  |  | #VALUE! | #VALUE! | #VALUE! | #VALUE! | #VALUE! | #VALUE! | #VALUE!
Monday | 10 | 17 | 21 | 6957 | 0 | 0 | 0 | 0 | 0 | 0 | 0 | 0 | 0 | 0 | 0 | 0 | 0 | 0 | 0 | 0 | 0 | 0 | 0 | 0 | 0 | 0 | 0 | 0 | 0 | 0 | 0 | 0 | 0 | 0 | 0 | 0 | 0 | 0 | 0 | 0 | 0 | 0 | 0 | 0 |  | 0 | 0 | 0 |  | #VALUE! | #VALUE! | #VALUE! | #VALUE! |  |  | #VALUE! | #VALUE! | 0 | 0 | 0.20123 | 0.20123 | #VALUE! | #VALUE! | #VALUE! | #VALUE! | 0 | 0 | 0.20123 | 0.20123 | #VALUE! | #VALUE! | #VALUE! | #VALUE! | 0 | 0 | 0.20123 | 0.20123 | #VALUE! | #VALUE! |  |  |  | #VALUE! | #VALUE! | #VALUE! | #VALUE! | #VALUE! | #VALUE! | #VALUE!
Monday | 10 | 17 | 22 | 6958 | 0 | 0 | 0 | 0 | 0 | 0 | 0 | 0 | 0 | 0 | 0 | 0 | 0 | 0 | 0 | 0 | 0 | 0 | 0 | 0 | 0 | 0 | 0 | 0 | 0 | 0 | 0 | 0 | 0 | 0 | 0 | 0 | 0 | 0 | 0 | 0 | 0 | 0 | 0 | 0 |  | 0 | 0 | 0 |  | #VALUE! | #VALUE! | #VALUE! | #VALUE! |  |  | #VALUE! | #VALUE! | 0 | 0 | 0.20123 | 0.20123 | #VALUE! | #VALUE! | #VALUE! | #VALUE! | 0 | 0 | 0.20123 | 0.20123 | #VALUE! | #VALUE! | #VALUE! | #VALUE! | 0 | 0 | 0.20123 | 0.20123 | #VALUE! | #VALUE! |  |  |  | #VALUE! | #VALUE! | #VALUE! | #VALUE! | #VALUE! | #VALUE! | #VALUE!
Monday | 10 | 17 | 23 | 6959 | 0 | 0 | 0 | 0 | 0 | 0 | 0 | 0 | 0 | 0 | 0 | 0 | 0 | 0 | 0 | 0 | 0 | 0 | 0 | 0 | 0 | 0 | 0 | 0 | 0 | 0 | 0 | 0 | 0 | 0 | 0 | 0 | 0 | 0 | 0 | 0 | 0 | 0 | 0 | 0 |  | 0 | 0 | 0 |  | #VALUE! | #VALUE! | #VALUE! | #VALUE! |  |  | #VALUE! | #VALUE! | 0 | 0 | 0.20123 | 0.20123 | #VALUE! | #VALUE! | #VALUE! | #VALUE! | 0 | 0 | 0.20123 | 0.20123 | #VALUE! | #VALUE! | #VALUE! | #VALUE! | 0 | 0 | 0.20123 | 0.20123 | #VALUE! | #VALUE! |  |  |  | #VALUE! | #VALUE! | #VALUE! | #VALUE! | #VALUE! | #VALUE! | #VALUE!
Monday | 10 | 17 | 24 | 6960 | 0 | 0 | 0 | 0 | 0 | 0 | 0 | 0 | 0 | 0 | 0 | 0 | 0 | 0 | 0 | 0 | 0 | 0 | 0 | 0 | 0 | 0 | 0 | 0 | 0 | 0 | 0 | 0 | 0 | 0 | 0 | 0 | 0 | 0 | 0 | 0 | 0 | 0 | 0 | 0 |  | 0 | 0 | 0 |  | #VALUE! | #VALUE! | #VALUE! | #VALUE! |  |  | #VALUE! | #VALUE! | 0 | 0 | 0.20123 | 0.20123 | #VALUE! | #VALUE! | #VALUE! | #VALUE! | 0 | 0 | 0.20123 | 0.20123 | #VALUE! | #VALUE! | #VALUE! | #VALUE! | 0 | 0 | 0.20123 | 0.20123 | #VALUE! | #VALUE! |  |  |  | #VALUE! | #VALUE! | #VALUE! | #VALUE! | #VALUE! | #VALUE! | #VALUE!
Tuesday | 10 | 18 | 1 | 6961 | 0 | 0 | 0 | 0 | 0 | 0 | 0 | 0 | 0 | 0 | 0 | 0 | 0 | 0 | 0 | 0 | 0 | 0 | 0 | 0 | 0 | 0 | 0 | 0 | 0 | 0 | 0 | 0 | 0 | 0 | 0 | 0 | 0 | 0 | 0 | 0 | 0 | 0 | 0 | 0 |  | 0 | 0 | 0 |  | #VALUE! | #VALUE! | #VALUE! | #VALUE! |  |  | #VALUE! | #VALUE! | 0 | 0 | 0.20123 | 0.20123 | #VALUE! | #VALUE! | #VALUE! | #VALUE! | 0 | 0 | 0.20123 | 0.20123 | #VALUE! | #VALUE! | #VALUE! | #VALUE! | 0 | 0 | 0.20123 | 0.20123 | #VALUE! | #VALUE! |  |  |  | #VALUE! | #VALUE! | #VALUE! | #VALUE! | #VALUE! | #VALUE! | #VALUE!
Tuesday | 10 | 18 | 2 | 6962 | 0 | 0 | 0 | 0 | 0 | 0 | 0 | 0 | 0 | 0 | 0 | 0 | 0 | 0 | 0 | 0 | 0 | 0 | 0 | 0 | 0 | 0 | 0 | 0 | 0 | 0 | 0 | 0 | 0 | 0 | 0 | 0 | 0 | 0 | 0 | 0 | 0 | 0 | 0 | 0 |  | 0 | 0 | 0 |  | #VALUE! | #VALUE! | #VALUE! | #VALUE! |  |  | #VALUE! | #VALUE! | 0 | 0 | 0.20123 | 0.20123 | #VALUE! | #VALUE! | #VALUE! | #VALUE! | 0 | 0 | 0.20123 | 0.20123 | #VALUE! | #VALUE! | #VALUE! | #VALUE! | 0 | 0 | 0.20123 | 0.20123 | #VALUE! | #VALUE! |  |  |  | #VALUE! | #VALUE! | #VALUE! | #VALUE! | #VALUE! | #VALUE! | #VALUE!
Tuesday | 10 | 18 | 3 | 6963 | 0 | 0 | 0 | 0 | 0 | 0 | 0 | 0 | 0 | 0 | 0 | 0 | 0 | 0 | 0 | 0 | 0 | 0 | 0 | 0 | 0 | 0 | 0 | 0 | 0 | 0 | 0 | 0 | 0 | 0 | 0 | 0 | 0 | 0 | 0 | 0 | 0 | 0 | 0 | 0 |  | 0 | 0 | 0 |  | #VALUE! | #VALUE! | #VALUE! | #VALUE! |  |  | #VALUE! | #VALUE! | 0 | 0 | 0.20123 | 0.20123 | #VALUE! | #VALUE! | #VALUE! | #VALUE! | 0 | 0 | 0.20123 | 0.20123 | #VALUE! | #VALUE! | #VALUE! | #VALUE! | 0 | 0 | 0.20123 | 0.20123 | #VALUE! | #VALUE! |  |  |  | #VALUE! | #VALUE! | #VALUE! | #VALUE! | #VALUE! | #VALUE! | #VALUE!
Tuesday | 10 | 18 | 4 | 6964 | 0 | 0 | 0 | 0 | 0 | 0 | 0 | 0 | 0 | 0 | 0 | 0 | 0 | 0 | 0 | 0 | 0 | 0 | 0 | 0 | 0 | 0 | 0 | 0 | 0 | 0 | 0 | 0 | 0 | 0 | 0 | 0 | 0 | 0 | 0 | 0 | 0 | 0 | 0 | 0 |  | 0 | 0 | 0 |  | #VALUE! | #VALUE! | #VALUE! | #VALUE! |  |  | #VALUE! | #VALUE! | 0 | 0 | 0.20123 | 0.20123 | #VALUE! | #VALUE! | #VALUE! | #VALUE! | 0 | 0 | 0.20123 | 0.20123 | #VALUE! | #VALUE! | #VALUE! | #VALUE! | 0 | 0 | 0.20123 | 0.20123 | #VALUE! | #VALUE! |  |  |  | #VALUE! | #VALUE! | #VALUE! | #VALUE! | #VALUE! | #VALUE! | #VALUE!
Tuesday | 10 | 18 | 5 | 6965 | 0 | 0 | 0 | 0 | 0 | 0 | 0 | 0 | 0 | 0 | 0 | 0 | 0 | 0 | 0 | 0 | 0 | 0 | 0 | 0 | 0 | 0 | 0 | 0 | 0 | 0 | 0 | 0 | 0 | 0 | 0 | 0 | 0 | 0 | 0 | 0 | 0 | 0 | 0 | 0 |  | 0 | 0 | 0 |  | #VALUE! | #VALUE! | #VALUE! | #VALUE! |  |  | #VALUE! | #VALUE! | 0 | 0 | 0.20123 | 0.20123 | #VALUE! | #VALUE! | #VALUE! | #VALUE! | 0 | 0 | 0.20123 | 0.20123 | #VALUE! | #VALUE! | #VALUE! | #VALUE! | 0 | 0 | 0.20123 | 0.20123 | #VALUE! | #VALUE! |  |  |  | #VALUE! | #VALUE! | #VALUE! | #VALUE! | #VALUE! | #VALUE! | #VALUE!
Tuesday | 10 | 18 | 6 | 6966 | 0 | 0 | 0 | 0 | 0 | 0 | 0 | 0 | 0 | 0 | 0 | 0 | 0 | 0 | 0 | 0 | 0 | 0 | 0 | 0 | 0 | 0 | 0 | 0 | 0.0031599 | 0 | 0 | 0 | 0 | 0 | 0 | 0 | 0 | 0 | 0 | 0 | 0 | 0 | 0 | 0 |  | 0 | 0 | 0 |  | #VALUE! | #VALUE! | #VALUE! | #VALUE! |  |  | #VALUE! | #VALUE! | 0 | 0 | 0.20123 | 0.20123 | #VALUE! | #VALUE! | #VALUE! | #VALUE! | 0 | 0 | 0.20123 | 0.20123 | #VALUE! | #VALUE! | #VALUE! | #VALUE! | 0 | 0 | 0.20123 | 0.20123 | #VALUE! | #VALUE! |  |  |  | #VALUE! | #VALUE! | #VALUE! | #VALUE! | #VALUE! | #VALUE! | #VALUE!
Tuesday | 10 | 18 | 7 | 6967 | 0 | 0 | 0 | 0 | 0 | 0 | 0 | 0 | 0 | 0 | 0 | 0 | 0 | 0 | 0 | 0 | 0 | 0 | 0 | 0 | 0 | 0 | 0 | 0 | 0 | 0 | 0 | 0 | 0 | 0 | 0 | 0 | 0 | 0 | 0 | 0 | 0 | 0 | 0 | 0 |  | 0 | 0 | 0 |  | #VALUE! | #VALUE! | #VALUE! | #VALUE! |  |  | #VALUE! | #VALUE! | 0 | 0 | 0.20123 | 0.20123 | #VALUE! | #VALUE! | #VALUE! | #VALUE! | 0 | 0 | 0.20123 | 0.20123 | #VALUE! | #VALUE! | #VALUE! | #VALUE! | 0 | 0 | 0.20123 | 0.20123 | #VALUE! | #VALUE! |  |  |  | #VALUE! | #VALUE! | #VALUE! | #VALUE! | #VALUE! | #VALUE! | #VALUE!
Tuesday | 10 | 18 | 8 | 6968 | 0 | 0 | 0 | 0 | 0 | 0 | 0 | 0 | 0 | 0 | 0 | 0 | 0 | 0 | 0 | 0 | 0 | 0 | 0 | 0 | 0 | 0 | 0 | 0 | 0.001652 | 0 | 0 | 0 | 0 | 0 | 0 | 0 | 0 | 0 | 0 | 0 | 0 | 0 | 0 | 0 |  | 0 | 0 | 0 |  | #VALUE! | #VALUE! | #VALUE! | #VALUE! |  |  | #VALUE! | #VALUE! | 0 | 0 | 0.20123 | 0.20123 | #VALUE! | #VALUE! | #VALUE! | #VALUE! | 0 | 0 | 0.20123 | 0.20123 | #VALUE! | #VALUE! | #VALUE! | #VALUE! | 0 | 0 | 0.20123 | 0.20123 | #VALUE! | #VALUE! |  |  |  | #VALUE! | #VALUE! | #VALUE! | #VALUE! | #VALUE! | #VALUE! | #VALUE!
Tuesday | 10 | 18 | 9 | 6969 | 0 | 0 | 0 | 0 | 0 | 0 | 0 | 0 | 0 | 0 | 0 | 0 | 0 | 0 | 0 | 0 | 0 | 0 | 0 | 0 | 0 | 0 | 0 | 0 | 0.0028176 | 0 | 0 | 0 | 0 | 0 | 0 | 0 | 0 | 0 | 0 | 0 | 0 | 0 | 0 | 0 |  | 0 | 0 | 0 |  | #VALUE! | #VALUE! | #VALUE! | #VALUE! |  |  | #VALUE! | #VALUE! | 0 | 0 | 0.20123 | 0.20123 | #VALUE! | #VALUE! | #VALUE! | #VALUE! | 0 | 0 | 0.20123 | 0.20123 | #VALUE! | #VALUE! | #VALUE! | #VALUE! | 0 | 0 | 0.20123 | 0.20123 | #VALUE! | #VALUE! |  |  |  | #VALUE! | #VALUE! | #VALUE! | #VALUE! | #VALUE! | #VALUE! | #VALUE!
Tuesday | 10 | 18 | 10 | 6970 | 0 | 0 | 0 | 0 | 0 | 0 | 0 | 0 | 0 | 0 | 0 | 0 | 0 | 0 | 0 | 0 | 0 | 0 | 0 | 0 | 0 | 0 | 0 | 0 | 0.0021848 | 0 | 0 | 0 | 0 | 0 | 0 | 0 | 0 | 0 | 0 | 0 | 0 | 0 | 0 | 0 |  | 0 | 0 | 0 |  | #VALUE! | #VALUE! | #VALUE! | #VALUE! |  |  | #VALUE! | #VALUE! | 0 | 0 | 0.20123 | 0.20123 | #VALUE! | #VALUE! | #VALUE! | #VALUE! | 0 | 0 | 0.20123 | 0.20123 | #VALUE! | #VALUE! | #VALUE! | #VALUE! | 0 | 0 | 0.20123 | 0.20123 | #VALUE! | #VALUE! |  |  |  | #VALUE! | #VALUE! | #VALUE! | #VALUE! | #VALUE! | #VALUE! | #VALUE!
Tuesday | 10 | 18 | 11 | 6971 | 0 | 0 | 0 | 0 | 0 | 0 | 0 | 0 | 0 | 0 | 0 | 0 | 0 | 0 | 0 | 0 | 0 | 0 | 0 | 0 | 0 | 0 | 0 | 0 | 0 | 0 | 0 | 0 | 0 | 0 | 0 | 0 | 0 | 0 | 0 | 0 | 0 | 0 | 0 | 0 |  | 0 | 0 | 0 |  | #VALUE! | #VALUE! | #VALUE! | #VALUE! |  |  | #VALUE! | #VALUE! | 0 | 0 | 0.20123 | 0.20123 | #VALUE! | #VALUE! | #VALUE! | #VALUE! | 0 | 0 | 0.20123 | 0.20123 | #VALUE! | #VALUE! | #VALUE! | #VALUE! | 0 | 0 | 0.20123 | 0.20123 | #VALUE! | #VALUE! |  |  |  | #VALUE! | #VALUE! | #VALUE! | #VALUE! | #VALUE! | #VALUE! | #VALUE!
Tuesday | 10 | 18 | 12 | 6972 | 0 | 0 | 0 | 0 | 0 | 0 | 0 | 0 | 0 | 0 | 0 | 0 | 0 | 0 | 0 | 0 | 0 | 0 | 0 | 0 | 0 | 0 | 0 | 0 | 0 | 0 | 0 | 0.003331 | 0 | 0 | 0 | 0 | 0 | 0 | 0 | 0 | 0 | 0 | 0 | 0 |  | 0 | 0 | 0 |  | #VALUE! | #VALUE! | #VALUE! | #VALUE! |  |  | #VALUE! | #VALUE! | 0 | 0 | 0.20123 | 0.20123 | #VALUE! | #VALUE! | #VALUE! | #VALUE! | 0 | 0 | 0.20123 | 0.20123 | #VALUE! | #VALUE! | #VALUE! | #VALUE! | 0 | 0 | 0.20123 | 0.20123 | #VALUE! | #VALUE! |  |  |  | #VALUE! | #VALUE! | #VALUE! | #VALUE! | #VALUE! | #VALUE! | #VALUE!
Tuesday | 10 | 18 | 13 | 6973 | 0 | 0 | 0 | 0 | 0 | 0 | 0 | 0 | 0 | 0 | 0 | 0 | 0 | 0 | 0 | 0 | 0 | 0 | 0 | 0 | 0 | 0 | 0 | 0 | 0 | 0 | 0 | 0.003331 | 0 | 0 | 0 | 0 | 0 | 0 | 0 | 0 | 0 | 0 | 0 | 0 |  | 0 | 0 | 0 |  | #VALUE! | #VALUE! | #VALUE! | #VALUE! |  |  | #VALUE! | #VALUE! | 0 | 0 | 0.20123 | 0.20123 | #VALUE! | #VALUE! | #VALUE! | #VALUE! | 0 | 0 | 0.20123 | 0.20123 | #VALUE! | #VALUE! | #VALUE! | #VALUE! | 0 | 0 | 0.20123 | 0.20123 | #VALUE! | #VALUE! |  |  |  | #VALUE! | #VALUE! | #VALUE! | #VALUE! | #VALUE! | #VALUE! | #VALUE!
Tuesday | 10 | 18 | 14 | 6974 | 0 | 0 | 0 | 0 | 0 | 0 | 0 | 0 | 0 | 0 | 0 | 0 | 0 | 0 | 0 | 0 | 0 | 0 | 0 | 0 | 0 | 0 | 0 | 0 | 0 | 0 | 0 | 0.0092 | 0.031 | 0 | 0 | 0 | 0 | 0 | 0 | 0 | 0 | 0 | 0 | 0 |  | 0 | 0 | 0 |  | #VALUE! | #VALUE! | #VALUE! | #VALUE! |  |  | #VALUE! | #VALUE! | 0 | 0 | 0.20123 | 0.20123 | #VALUE! | #VALUE! | #VALUE! | #VALUE! | 0 | 0 | 0.20123 | 0.20123 | #VALUE! | #VALUE! | #VALUE! | #VALUE! | 0 | 0 | 0.20123 | 0.20123 | #VALUE! | #VALUE! |  |  |  | #VALUE! | #VALUE! | #VALUE! | #VALUE! | #VALUE! | #VALUE! | #VALUE!
Tuesday | 10 | 18 | 15 | 6975 | 0 | 0 | 0 | 0 | 0 | 0 | 0 | 0 | 0 | 0 | 0 | 0 | 0 | 0 | 0 | 0 | 0 | 0 | 0 | 0 | 0 | 0 | 0 | 0 | 0.0036201 | 0 | 0 | 0.014181 | 0.06 | 0 | 0 | 0 | 0 | 0 | 0 | 0 | 0 | 0 | 0 | 0 |  | 0 | 0 | 0 |  | #VALUE! | #VALUE! | #VALUE! | #VALUE! |  |  | #VALUE! | #VALUE! | 0 | 0 | 0.20123 | 0.20123 | #VALUE! | #VALUE! | #VALUE! | #VALUE! | 0 | 0 | 0.20123 | 0.20123 | #VALUE! | #VALUE! | #VALUE! | #VALUE! | 0 | 0 | 0.20123 | 0.20123 | #VALUE! | #VALUE! |  |  |  | #VALUE! | #VALUE! | #VALUE! | #VALUE! | #VALUE! | #VALUE! | #VALUE!
Tuesday | 10 | 18 | 16 | 6976 | 0 | 0 | 0 | 0 | 0 | 0 | 0 | 0 | 0 | 0 | 0 | 0 | 0 | 0 | 0 | 0 | 0 | 0 | 0 | 0 | 0 | 0 | 0 | 0 | 0 | 0 | 0 | 0.0092 | 0.045 | 0 | 0 | 0 | 0 | 0 | 0 | 0 | 0 | 0 | 0 | 0 |  | 0 | 0 | 0 |  | #VALUE! | #VALUE! | #VALUE! | #VALUE! |  |  | #VALUE! | #VALUE! | 0 | 0 | 0.20123 | 0.20123 | #VALUE! | #VALUE! | #VALUE! | #VALUE! | 0 | 0 | 0.20123 | 0.20123 | #VALUE! | #VALUE! | #VALUE! | #VALUE! | 0 | 0 | 0.20123 | 0.20123 | #VALUE! | #VALUE! |  |  |  | #VALUE! | #VALUE! | #VALUE! | #VALUE! | #VALUE! | #VALUE! | #VALUE!
Tuesday | 10 | 18 | 17 | 6977 | 0 | 0 | 0 | 0 | 0 | 0 | 0 | 0 | 0 | 0 | 0 | 0 | 0 | 0 | 0 | 0 | 0 | 0 | 0 | 0 | 0 | 0 | 0 | 0 | 0 | 0 | 0 | 0.0061862 | 0.021 | 0 | 0 | 0 | 0 | 0 | 0 | 0 | 0 | 0 | 0 | 0 |  | 0 | 0 | 0 |  | #VALUE! | #VALUE! | #VALUE! | #VALUE! |  |  | #VALUE! | #VALUE! | 0 | 0 | 0.20123 | 0.20123 | #VALUE! | #VALUE! | #VALUE! | #VALUE! | 0 | 0 | 0.20123 | 0.20123 | #VALUE! | #VALUE! | #VALUE! | #VALUE! | 0 | 0 | 0.20123 | 0.20123 | #VALUE! | #VALUE! |  |  |  | #VALUE! | #VALUE! | #VALUE! | #VALUE! | #VALUE! | #VALUE! | #VALUE!
Tuesday | 10 | 18 | 18 | 6978 | 0 | 0 | 0 | 0 | 0 | 0 | 0 | 0 | 0 | 0 | 0 | 0 | 0 | 0 | 0 | 0 | 0 | 0 | 0 | 0 | 0 | 0 | 0 | 0 | 0 | 0 | 0 | 0 | 0 | 0 | 0 | 0 | 0 | 0 | 0 | 0 | 0 | 0 | 0 | 0 |  | 0 | 0 | 0 |  | #VALUE! | #VALUE! | #VALUE! | #VALUE! |  |  | #VALUE! | #VALUE! | 0 | 0 | 0.20123 | 0.20123 | #VALUE! | #VALUE! | #VALUE! | #VALUE! | 0 | 0 | 0.20123 | 0.20123 | #VALUE! | #VALUE! | #VALUE! | #VALUE! | 0 | 0 | 0.20123 | 0.20123 | #VALUE! | #VALUE! |  |  |  | #VALUE! | #VALUE! | #VALUE! | #VALUE! | #VALUE! | #VALUE! | #VALUE!
Tuesday | 10 | 18 | 19 | 6979 | 0 | 0 | 0 | 0 | 0 | 0 | 0 | 0 | 0 | 0 | 0 | 0 | 0 | 0 | 0 | 0 | 0 | 0 | 0 | 0 | 0 | 0 | 0 | 0 | 0.0017733 | 0 | 0 | 0 | 0 | 0 | 0 | 0 | 0 | 0 | 0 | 0 | 0 | 0 | 0 | 0 |  | 0 | 0 | 0 |  | #VALUE! | #VALUE! | #VALUE! | #VALUE! |  |  | #VALUE! | #VALUE! | 0 | 0 | 0.20123 | 0.20123 | #VALUE! | #VALUE! | #VALUE! | #VALUE! | 0 | 0 | 0.20123 | 0.20123 | #VALUE! | #VALUE! | #VALUE! | #VALUE! | 0 | 0 | 0.20123 | 0.20123 | #VALUE! | #VALUE! |  |  |  | #VALUE! | #VALUE! | #VALUE! | #VALUE! | #VALUE! | #VALUE! | #VALUE!
Tuesday | 10 | 18 | 20 | 6980 | 0 | 0 | 0 | 0 | 0 | 0 | 0 | 0 | 0 | 0 | 0 | 0 | 0 | 0 | 0 | 0 | 0 | 0 | 0 | 0 | 0 | 0 | 0 | 0 | 0.0018925 | 0 | 0 | 0 | 0 | 0 | 0 | 0 | 0 | 0 | 0 | 0 | 0 | 0 | 0 | 0 |  | 0 | 0 | 0 |  | #VALUE! | #VALUE! | #VALUE! | #VALUE! |  |  | #VALUE! | #VALUE! | 0 | 0 | 0.20123 | 0.20123 | #VALUE! | #VALUE! | #VALUE! | #VALUE! | 0 | 0 | 0.20123 | 0.20123 | #VALUE! | #VALUE! | #VALUE! | #VALUE! | 0 | 0 | 0.20123 | 0.20123 | #VALUE! | #VALUE! |  |  |  | #VALUE! | #VALUE! | #VALUE! | #VALUE! | #VALUE! | #VALUE! | #VALUE!
Tuesday | 10 | 18 | 21 | 6981 | 0 | 0 | 0 | 0 | 0 | 0 | 0 | 0 | 0 | 0 | 0 | 0 | 0 | 0 | 0 | 0 | 0 | 0 | 0 | 0 | 0 | 0 | 0 | 0 | 0 | 0 | 0 | 0 | 0 | 0 | 0 | 0 | 0 | 0 | 0 | 0 | 0 | 0 | 0 | 0 |  | 0 | 0 | 0 |  | #VALUE! | #VALUE! | #VALUE! | #VALUE! |  |  | #VALUE! | #VALUE! | 0 | 0 | 0.20123 | 0.20123 | #VALUE! | #VALUE! | #VALUE! | #VALUE! | 0 | 0 | 0.20123 | 0.20123 | #VALUE! | #VALUE! | #VALUE! | #VALUE! | 0 | 0 | 0.20123 | 0.20123 | #VALUE! | #VALUE! |  |  |  | #VALUE! | #VALUE! | #VALUE! | #VALUE! | #VALUE! | #VALUE! | #VALUE!
Tuesday | 10 | 18 | 22 | 6982 | 0 | 0 | 0 | 0 | 0 | 0 | 0 | 0 | 0 | 0 | 0 | 0 | 0 | 0 | 0 | 0 | 0 | 0 | 0 | 0 | 0 | 0 | 0 | 0 | 0 | 0 | 0 | 0 | 0 | 0 | 0 | 0 | 0 | 0 | 0 | 0 | 0 | 0 | 0 | 0 |  | 0 | 0 | 0 |  | #VALUE! | #VALUE! | #VALUE! | #VALUE! |  |  | #VALUE! | #VALUE! | 0 | 0 | 0.20123 | 0.20123 | #VALUE! | #VALUE! | #VALUE! | #VALUE! | 0 | 0 | 0.20123 | 0.20123 | #VALUE! | #VALUE! | #VALUE! | #VALUE! | 0 | 0 | 0.20123 | 0.20123 | #VALUE! | #VALUE! |  |  |  | #VALUE! | #VALUE! | #VALUE! | #VALUE! | #VALUE! | #VALUE! | #VALUE!
Tuesday | 10 | 18 | 23 | 6983 | 0 | 0 | 0 | 0 | 0 | 0 | 0 | 0 | 0 | 0 | 0 | 0 | 0 | 0 | 0 | 0 | 0 | 0 | 0 | 0 | 0 | 0 | 0 | 0 | 0 | 0 | 0 | 0 | 0 | 0 | 0 | 0 | 0 | 0 | 0 | 0 | 0 | 0 | 0 | 0 |  | 0 | 0 | 0 |  | #VALUE! | #VALUE! | #VALUE! | #VALUE! |  |  | #VALUE! | #VALUE! | 0 | 0 | 0.20123 | 0.20123 | #VALUE! | #VALUE! | #VALUE! | #VALUE! | 0 | 0 | 0.20123 | 0.20123 | #VALUE! | #VALUE! | #VALUE! | #VALUE! | 0 | 0 | 0.20123 | 0.20123 | #VALUE! | #VALUE! |  |  |  | #VALUE! | #VALUE! | #VALUE! | #VALUE! | #VALUE! | #VALUE! | #VALUE!
Tuesday | 10 | 18 | 24 | 6984 | 0 | 0 | 0 | 0 | 0 | 0 | 0 | 0 | 0 | 0 | 0 | 0 | 0 | 0 | 0 | 0 | 0 | 0 | 0 | 0 | 0 | 0 | 0 | 0 | 0 | 0 | 0 | 0 | 0 | 0 | 0 | 0 | 0 | 0 | 0 | 0 | 0 | 0 | 0 | 0 |  | 0 | 0 | 0 |  | #VALUE! | #VALUE! | #VALUE! | #VALUE! |  |  | #VALUE! | #VALUE! | 0 | 0 | 0.20123 | 0.20123 | #VALUE! | #VALUE! | #VALUE! | #VALUE! | 0 | 0 | 0.20123 | 0.20123 | #VALUE! | #VALUE! | #VALUE! | #VALUE! | 0 | 0 | 0.20123 | 0.20123 | #VALUE! | #VALUE! |  |  |  | #VALUE! | #VALUE! | #VALUE! | #VALUE! | #VALUE! | #VALUE! | #VALUE!
Wednesday | 10 | 19 | 1 | 6985 | 0 | 0 | 0 | 0 | 0 | 0 | 0 | 0 | 0 | 0 | 0 | 0 | 0 | 0 | 0 | 0 | 0 | 0 | 0 | 0 | 0 | 0 | 0 | 0 | 0 | 0 | 0 | 0 | 0 | 0 | 0 | 0 | 0 | 0 | 0 | 0 | 0 | 0 | 0 | 0 |  | 0 | 0 | 0 |  | #VALUE! | #VALUE! | #VALUE! | #VALUE! |  |  | #VALUE! | #VALUE! | 0 | 0 | 0.20123 | 0.20123 | #VALUE! | #VALUE! | #VALUE! | #VALUE! | 0 | 0 | 0.20123 | 0.20123 | #VALUE! | #VALUE! | #VALUE! | #VALUE! | 0 | 0 | 0.20123 | 0.20123 | #VALUE! | #VALUE! |  |  |  | #VALUE! | #VALUE! | #VALUE! | #VALUE! | #VALUE! | #VALUE! | #VALUE!
Wednesday | 10 | 19 | 2 | 6986 | 0 | 0 | 0 | 0 | 0 | 0 | 0 | 0 | 0 | 0 | 0 | 0 | 0 | 0 | 0 | 0 | 0 | 0 | 0 | 0 | 0 | 0 | 0 | 0 | 0 | 0 | 0 | 0 | 0 | 0 | 0 | 0 | 0 | 0 | 0 | 0 | 0 | 0 | 0 | 0 |  | 0 | 0 | 0 |  | #VALUE! | #VALUE! | #VALUE! | #VALUE! |  |  | #VALUE! | #VALUE! | 0 | 0 | 0.20123 | 0.20123 | #VALUE! | #VALUE! | #VALUE! | #VALUE! | 0 | 0 | 0.20123 | 0.20123 | #VALUE! | #VALUE! | #VALUE! | #VALUE! | 0 | 0 | 0.20123 | 0.20123 | #VALUE! | #VALUE! |  |  |  | #VALUE! | #VALUE! | #VALUE! | #VALUE! | #VALUE! | #VALUE! | #VALUE!
Wednesday | 10 | 19 | 3 | 6987 | 0 | 0 | 0 | 0 | 0 | 0 | 0 | 0 | 0 | 0 | 0 | 0 | 0 | 0 | 0 | 0 | 0 | 0 | 0 | 0 | 0 | 0 | 0 | 0 | 0 | 0 | 0 | 0 | 0 | 0 | 0 | 0 | 0 | 0 | 0 | 0 | 0 | 0 | 0 | 0 |  | 0 | 0 | 0 |  | #VALUE! | #VALUE! | #VALUE! | #VALUE! |  |  | #VALUE! | #VALUE! | 0 | 0 | 0.20123 | 0.20123 | #VALUE! | #VALUE! | #VALUE! | #VALUE! | 0 | 0 | 0.20123 | 0.20123 | #VALUE! | #VALUE! | #VALUE! | #VALUE! | 0 | 0 | 0.20123 | 0.20123 | #VALUE! | #VALUE! |  |  |  | #VALUE! | #VALUE! | #VALUE! | #VALUE! | #VALUE! | #VALUE! | #VALUE!
Wednesday | 10 | 19 | 4 | 6988 | 0 | 0 | 0 | 0 | 0 | 0 | 0 | 0 | 0 | 0 | 0 | 0 | 0 | 0 | 0 | 0 | 0 | 0 | 0 | 0 | 0 | 0 | 0 | 0 | 0 | 0 | 0 | 0 | 0 | 0 | 0 | 0 | 0 | 0 | 0 | 0 | 0 | 0 | 0 | 0 |  | 0 | 0 | 0 |  | #VALUE! | #VALUE! | #VALUE! | #VALUE! |  |  | #VALUE! | #VALUE! | 0 | 0 | 0.20123 | 0.20123 | #VALUE! | #VALUE! | #VALUE! | #VALUE! | 0 | 0 | 0.20123 | 0.20123 | #VALUE! | #VALUE! | #VALUE! | #VALUE! | 0 | 0 | 0.20123 | 0.20123 | #VALUE! | #VALUE! |  |  |  | #VALUE! | #VALUE! | #VALUE! | #VALUE! | #VALUE! | #VALUE! | #VALUE!